## Title
Future 3 Sensitivity 4: Federal Carbon at State/Regional Implementation, Low Load Growth
"The results presented herein use modeling assumptions developed by EIPC, EIPC stakeholders and CRA for purposes of EIPC capacity expansion modeling. As such, these results do not necessarily reflect the opinions or views of CRA or any individual EIPC stakeholder."

## Build Summary
EI New Build Summary
EI New Builds by Type
|  | Additions |  |  | Retirements
| 2010 | 2015 | 2020 | 2030 | 2015 | 2020 | 2030 | Total
Coal | 271.9154 | 8.4766 | 0 | 0 | 147.0781 | 72.9728 | 42.8148 | 17.5264
Nuclear | 99.849 | 2.7406 | 4.53 | 26.6966 | 0 | 0.6145 | 1.4882 | 131.7135
CC | 132.682 | 64.9579 | 31.0313 | 0 | 9.9011 | 4.2607 | 29.0722 | 185.4372
CT | 120.329 | 4.6917 | 0.3 | 0 | 4.6095 | 0.4865 | 35.9142 | 84.3105
Steam Oil/Gas | 74.547 | 0 | 0 | 0 | 49.3842 | 1.1471 | 13.2713 | 10.7443
Hydro | 44.6048 | 0 | 0.93128 | 3.0774 | 0 | 0 | 0 | 48.6135
On-Shore Wind | 18.707 | 22.1949 | 47.5954 | 68.4204 | 0 | 0.65152 | 0 | 156.2662
Off-Shore Wind | 0 | 0.469 | 0 | 1.1 | 0 | 0 | 0 | 1.569
Other Renewable | 3.613 | 2.3484 | 2.8665 | 3.1258 | 0 | 0.103 | 0 | 11.8507
New HQ/Maritimes | 0 | 0 | 0 | 2.5 | 0 | 0 | 0 | 2.5
Other | 17.054 | 0 | 0 | 0 | 0 | 0 | 0 | 17.054
Total w/o DR | 783.3012 | 105.879 | 87.2545 | 104.9203 | 210.973 | 80.2361 | 122.5607 | 667.5852
DR | 33.1 | -2.5954 | 13.8863 | 14.0259 | 0 | 0 | 0 | 58.4168
Total w/DR | 816.4012 | 103.2837 | 101.1408 | 118.9462 | 210.973 | 80.2361 | 122.5607 | 726.002
EI New Builds by Region
| EI Cumulative New Builds |  |  |  | EI Cumulative New CCs |  |  |  | EI Cumulative New On-Shore Wind |  |  |  | EI Cumulative Coal Retirements
| 2015 | 2020 | 2030 |  |  | 2015 | 2020 | 2030 |  | 2015 | 2020 | 2030 |  | 2015 | 2020 | 2030
ENT | 2978.25 | 5755.18 | 5884.46 |  | ENT | 2087.96 | 4808.96 | 4808.96 | ENT | 0 | 0 | 0 | ENT | 1532.9 | 8308.9 | 8308.9
FRCC | 11756.14 | 11756.14 | 26207.58 |  | FRCC | 9046.81 | 9046.81 | 9046.81 | FRCC | 0 | 0 | 0 | FRCC | 6557.4 | 9201.48 | 9463.4
IESO | 5144.99 | 5144.99 | 5144.99 |  | IESO | 1263 | 1263 | 1263 | IESO | 2105.9 | 2105.9 | 2105.9 | IESO | 6416 | 6416 | 6416
MAPP_CA | 302.4 | 729.68 | 2076.13 |  | MAPP_CA | 0 | 0 | 0 | MAPP_CA | 302.4 | 302.4 | 302.4 | MAPP_CA | 1173.7 | 1745.9 | 1745.9
MAPP_US | 729.6 | 9252.93 | 10525.64 |  | MAPP_US | 0 | 0 | 0 | MAPP_US | 421.3 | 8944.63 | 10145.67 | MAPP_US | 1896.78 | 3227.26 | 3546.5
MISO_IN | 2933.84 | 18823.01 | 18982.42 |  | MISO_IN | 2315.84 | 18001.89 | 18001.89 | MISO_IN | 0 | 0 | 0 | MISO_IN | 7737.7 | 11126.46 | 14124.7
MISO_MI | 2000 | 2000 | 2160.25 |  | MISO_MI | 0 | 0 | 0 | MISO_MI | 2000 | 2000 | 2000 | MISO_MI | 6340 | 10792 | 10792
MISO_MO-IL | 2090 | 2090 | 3335.43 |  | MISO_MO-IL | 0 | 0 | 0 | MISO_MO-IL | 300 | 300 | 1042.1 | MISO_MO-IL | 5396.7 | 13325.7 | 13763.7
MISO_W | 2894.83 | 2894.83 | 29269.91 |  | MISO_W | 0 | 0 | 0 | MISO_W | 2800.5 | 2800.5 | 29103.91 | MISO_W | 4076.19 | 9369.59 | 13134.59
MISO_WUMS | 7003.99 | 8052.37 | 8275.7 |  | MISO_WUMS | 5185.09 | 6232.47 | 6232.47 | MISO_WUMS | 968.9 | 968.9 | 968.9 | MISO_WUMS | 4278.32 | 6393.2 | 6393.2
NE | 434.1 | 3827.93 | 3899.6 |  | NE | 0 | 348.04 | 348.04 | NE | 202 | 3247.79 | 3247.79 | NE | 0 | 3195.8 | 3195.8
NEISO | 3384.16 | 5327.68 | 8599.17 |  | NEISO | 2049.5 | 2049.5 | 2049.5 | NEISO | 231.2 | 1930.43 | 5132.18 | NEISO | 2250.13 | 2570.13 | 2570.13
NonRTO_Midwest | 1860.06 | 3327.9 | 6003.92 |  | NonRTO_Midwest | 1860.06 | 3327.9 | 3327.9 | NonRTO_Midwest | 0 | 0 | 0 | NonRTO_Midwest | 3690.22 | 5945.02 | 9598.33
NYISO_A-F | 3289.7 | 3999.5 | 4067.43 |  | NYISO_A-F | 639 | 639 | 639 | NYISO_A-F | 2476.3 | 3186.1 | 3186.1 | NYISO_A-F | 2251.9 | 2251.9 | 2251.9
NYISO_G-I | 0 | 60 | 134.33 |  | NYISO_G-I | 0 | 0 | 0 | NYISO_G-I | 0 | 60 | 60 | NYISO_G-I | 368.2 | 368.2 | 368.2
NYISO_J-K | 1207.4 | 1207.4 | 1281.73 |  | NYISO_J-K | 1175.4 | 1175.4 | 1175.4 | NYISO_J-K | 0 | 0 | 0 | NYISO_J-K | 0 | 0 | 0
PJM_E | 5940.05 | 6072.95 | 7172.95 |  | PJM_E | 4634.3 | 4634.3 | 4634.3 | PJM_E | 1150 | 1150 | 1150 | PJM_E | 3285 | 3853 | 3853
PJM_ROM | 2243.7 | 4483.5 | 5762.04 |  | PJM_ROM | 1678.5 | 1678.5 | 1678.5 | PJM_ROM | 479.8 | 1230 | 1230 | PJM_ROM | 14625.5 | 15859.5 | 16380.5
PJM_ROR | 23686.24 | 24894.65 | 61866.77 |  | PJM_ROR | 12687.14 | 12687.14 | 12687.14 | PJM_ROR | 8325.7 | 8517.4 | 45489.52 | PJM_ROR | 33029.73 | 45693.55 | 58568.2
SOCO | 6162.06 | 9125.32 | 17222.27 |  | SOCO | 6037.06 | 6800.32 | 6800.32 | SOCO | 0 | 0 | 0 | SOCO | 17725.64 | 20693.06 | 23884.34
SPP_N | 1074.74 | 14792.98 | 15411.16 |  | SPP_N | 609.7 | 2059.88 | 2059.88 | SPP_N | 0 | 12268.06 | 12268.06 | SPP_N | 621 | 3155.08 | 7231.5
SPP_S | 1830.99 | 23764.77 | 23859.77 |  | SPP_S | 0 | 4785.63 | 4785.63 | SPP_S | 430 | 17278.15 | 17278.15 | SPP_S | 3850.39 | 10018.93 | 13139.93
TVA | 3598.59 | 6360.5 | 6824.69 |  | TVA | 1900.7 | 4662.61 | 4662.61 | TVA | 0 | 0 | 0 | TVA | 9207.48 | 11311.48 | 15159
VACAR | 13333.18 | 19389.27 | 21585.46 |  | VACAR | 11787.82 | 11787.82 | 11787.82 | VACAR | 0.9 | 3500 | 3500 | VACAR | 10767.27 | 15228.77 | 18976
| 105879.01 | 193133.48 | 295553.8 |  |  | 64957.88 | 95989.17 | 95989.17 |  | 22194.9 | 69790.26 | 138210.68 |  | 147078.15 | 220050.91 | 262865.72

## Generation
#1 | Total Generation (GWh)
Total Generation by Reporting Type: Entergy
ReportingType | 2015 | 2020 | 2025 | 2030 | 2035 | 2040
BM | 0 | 0 | 0 | 0 | 0 | 0
CC | 68937.29 | 97617.06 | 93981.61 | 63515.05 | 13554.52 | 4666.83
CSP | 0 | 0 | 0 | 0 | 0 | 0
CT | 0 | 0 | 0 | 0 | 0 | 0
Coal | 56381.16 | 5536.46 | 521.4 | 0 | 0 | 0
Geo | 0 | 0 | 0 | 0 | 0 | 0
H | 153 | 153 | 153 | 153 | 153 | 153
LFG | 63.07 | 63.07 | 63.07 | 909.81 | 909.81 | 909.81
Nuc | 42234.08 | 42234.08 | 42234.08 | 42234.08 | 85795.54 | 98223.32
PS | 25.66 | 41.89 | 24.19 | 12.39 | 12.39 | 150.45
PV | 0.57 | 108.34 | 150.51 | 150.51 | 129.7 | 124.68
PeakG | 0 | 0 | 0.56 | 0 | 0 | 0
PeakO | 0 | 0 | 0 | 0 | 0 | 0
ST | 0 | 0 | 0 | 0 | 0 | 0
STOG | 483.3 | 566.12 | 0 | 0 | 0 | 0
STWD | 38.93 | 131.63 | 136.27 | 887.43 | 1443.65 | 1209.67
WT | 315.27 | 315.27 | 315.27 | 315.27 | 269.36 | 208.86
IGCC | 0 | 0 | 0 | 0 | 0 | 0
DemandResponse | 0 | 0 | 0 | 0 | 0 | 0
IGCC-CCS | 0 | 0 | 0 | 0 | 0 | 0
WT_off | 0 | 0 | 0 | 0 | 0 | 0
PseudoUnit | 0 | 0 | 0 | 0 | 0 | 0
FixedInterchange | 0 | 0 | 0 | 0 | 0 | 0
Total Generation by Reporting Type: FRCC
ReportingType | 2015 | 2020 | 2025 | 2030 | 2035 | 2040
BM | 0 | 0 | 0 | 0 | 0 | 2353.26
CC | 180479.83 | 182955.71 | 176175.06 | 60535.67 | 36129.09 | 17385.62
CSP | 0 | 0 | 0 | 0 | 0 | 0
CT | 662.69 | 966.61 | 951.37 | 169.61 | 0 | 0
Coal | 20644.86 | 1628.12 | 0 | 0 | 0 | 0
Geo | 0 | 0 | 0 | 0 | 0 | 0
H | 27.85 | 27.85 | 27.85 | 27.85 | 27.85 | 27.85
LFG | 3831.62 | 3831.62 | 5392.66 | 5392.66 | 5392.66 | 5392.66
Nuc | 32180.57 | 32180.57 | 39130.71 | 143206.16 | 141660.27 | 149760.73
PS | 0 | 0 | 0 | 0 | 0 | 0
PV | 134.03 | 134.03 | 134.03 | 134.03 | 134.03 | 134.03
PeakG | 454.51 | 912.28 | 701.4 | 25.87 | 57.98 | 58.03
PeakO | 0 | 0 | 0 | 0 | 0 | 0
ST | 0 | 0 | 0 | 0 | 0 | 0
STOG | 684.54 | 0 | 0 | 0 | 0 | 0
STWD | 202.12 | 313.3 | 1366.56 | 1366.56 | 1366.56 | 933.95
WT | 0 | 0 | 0 | 0 | 0 | 0
IGCC | 0 | 0 | 0 | 0 | 0 | 0
DemandResponse | 0 | 0 | 0 | 0 | 0 | 0
IGCC-CCS | 0 | 0 | 0 | 0 | 0 | 0
WT_off | 0 | 0 | 0 | 0 | 0 | 0
PseudoUnit | 0 | 0 | 0 | 0 | 0 | 0
FixedInterchange | 0 | 0 | 0 | 0 | 0 | 0
Total Generation by Reporting Type: MAPP_US
ReportingType | 2015 | 2020 | 2025 | 2030 | 2035 | 2040
BM | 0 | 0 | 0 | 0 | 0 | 0
CC | 293.94 | 199.46 | 300.55 | 188.01 | 108.57 | 0
CSP | 0 | 0 | 0 | 0 | 0 | 0
CT | 0 | 0 | 0 | 0 | 0 | 0
Coal | 10843.88 | 216.58 | 0 | 0 | 0 | 0
Geo | 354.6 | 354.6 | 354.6 | 354.6 | 354.6 | 354.6
H | 10150.02 | 10150.02 | 10150.02 | 10150.02 | 10150.02 | 10150.02
LFG | 15.77 | 15.77 | 15.77 | 580.79 | 580.79 | 580.79
Nuc | 0.01 | 0.04 | 0.04 | 0.04 | 0.78 | 0.4
PS | 0 | 0 | 0 | 0 | 0 | 0
PV | 0 | 0 | 0 | 0 | 0 | 0
PeakG | 68.21 | 132.12 | 157.38 | 48.04 | 24.43 | 20.46
PeakO | 0 | 0 | 0 | 0 | 0 | 0
ST | 0 | 0 | 0 | 0 | 0 | 0
STOG | 0 | 0 | 0 | 0 | 0 | 0
STWD | 0 | 0 | 0 | 0 | 0 | 0
WT | 5908.78 | 35721.43 | 39922.39 | 39922.39 | 39922.39 | 35959.35
IGCC | 0 | 0 | 0 | 0 | 0 | 0
DemandResponse | 0 | 0 | 0 | 0 | 0 | 0
IGCC-CCS | 0 | 0 | 0 | 0 | 0 | 0
WT_off | 0 | 0 | 0 | 0 | 0 | 0
PseudoUnit | 0 | 0 | 0 | 0 | 0 | 0
FixedInterchange | 0 | 0 | 0 | 0 | 0 | 0
Total Generation by Reporting Type: MISO_IN
ReportingType | 2015 | 2020 | 2025 | 2030 | 2035 | 2040
BM | 0 | 0 | 0 | 0 | 0 | 0
CC | 22391.72 | 142294.86 | 143257.56 | 128903.71 | 108387.26 | 28202.46
CSP | 0 | 0 | 0 | 0 | 0 | 0
CT | 0 | 0 | 0 | 0 | 0 | 0
Coal | 51078.18 | 22840.14 | 587.58 | 813.4 | 1724.61 | 1724.61
Geo | 0 | 0 | 0 | 0 | 0 | 0
H | 417.2 | 417.2 | 417.2 | 417.2 | 417.2 | 417.2
LFG | 291.71 | 291.71 | 923.41 | 923.41 | 923.41 | 923.41
Nuc | 0.02 | 0.04 | 0.04 | 0.08 | 0.78 | 31799.95
PS | 0 | 0 | 0 | 0 | 0 | 0
PV | 0 | 338.07 | 470.04 | 470.04 | 470.04 | 380.87
PeakG | 5.42 | 0 | 24.8 | 0 | 0 | 0
PeakO | 0 | 0 | 0 | 0 | 0 | 0
ST | 0 | 0 | 0 | 0 | 0 | 0
STOG | 48.21 | 54.68 | 54.68 | 52.11 | 0 | 0
STWD | 0 | 0 | 0 | 0 | 0 | 0
WT | 1553.06 | 1553.06 | 1553.06 | 1553.06 | 1553.06 | 1553.06
IGCC | 4427.31 | 4427.31 | 1000.34 | 61.18 | 0 | 0
DemandResponse | 0 | 0 | 0 | 0 | 0 | 0
IGCC-CCS | 0 | 0 | 0 | 0 | 0 | 0
WT_off | 0 | 0 | 0 | 0 | 0 | 0
PseudoUnit | 0 | 0 | 0 | 0 | 0 | 0
FixedInterchange | 0 | 0 | 0 | 0 | 0 | 0
Total Generation by Reporting Type: MISO_MI
ReportingType | 2015 | 2020 | 2025 | 2030 | 2035 | 2040
BM | 0 | 0 | 0 | 0 | 0 | 0
CC | 11833.82 | 9857.31 | 11695.79 | 4786.7 | 1548.43 | 314.72
CSP | 0 | 0 | 0 | 0 | 0 | 0
CT | 0 | 0 | 0 | 0 | 0 | 0
Coal | 26863.91 | 0 | 0 | 0 | 0 | 0
Geo | 0 | 0 | 0 | 0 | 0 | 0
H | 410 | 410 | 410 | 410 | 410 | 410
LFG | 1285.09 | 1285.09 | 2548.5 | 2548.5 | 2548.5 | 2548.5
Nuc | 14714.16 | 14714.16 | 14714.16 | 14714.16 | 8654.01 | 35740.14
PS | 846 | 856.48 | 1422.72 | 767.52 | 393.12 | 4773.6
PV | 0 | 0 | 0 | 0 | 0 | 0
PeakG | 37.89 | 19.73 | 29.96 | 0 | 0 | 0
PeakO | 0 | 0 | 0 | 0 | 0 | 0
ST | 0 | 0 | 0 | 0 | 0 | 0
STOG | 357.07 | 162.04 | 275.03 | 21.95 | 0 | 0
STWD | 1142.3 | 944.88 | 124.94 | 702.19 | 1142.3 | 1142.3
WT | 5161.16 | 5161.16 | 5161.16 | 5161.16 | 3138.66 | 3138.66
IGCC | 0 | 0 | 0 | 0 | 0 | 0
DemandResponse | 0 | 0 | 0 | 0 | 0 | 0
IGCC-CCS | 0 | 0 | 0 | 0 | 0 | 0
WT_off | 0 | 0 | 0 | 0 | 0 | 0
PseudoUnit | 0 | 0 | 0 | 0 | 0 | 0
FixedInterchange | 0 | 0 | 0 | 0 | 0 | 0
Total Generation by Reporting Type: MISO_MO-IL
ReportingType | 2015 | 2020 | 2025 | 2030 | 2035 | 2040
BM | 0 | 0 | 0 | 0 | 0 | 0
CC | 3100.61 | 4231.04 | 3523.15 | 1164.41 | 603.66 | 268.34
CSP | 0 | 0 | 0 | 0 | 0 | 0
CT | 0 | 0 | 0 | 0 | 0 | 0
Coal | 72464.97 | 15837.79 | 3996.79 | 696.61 | 569.74 | 569.74
Geo | 0 | 0 | 0 | 0 | 0 | 0
H | 1317.1 | 1317.1 | 2690.42 | 2690.42 | 2690.42 | 2690.42
LFG | 141.91 | 141.91 | 1902.67 | 1902.67 | 1902.67 | 1902.67
Nuc | 17393.71 | 17393.71 | 17393.71 | 17393.71 | 17393.71 | 17393.71
PS | 202.4 | 318.44 | 334.4 | 180.4 | 92.4 | 1122
PV | 0 | 0 | 0 | 0 | 0 | 0
PeakG | 217.82 | 764.33 | 240.51 | 593.1 | 420.46 | 174.1
PeakO | 0 | 0 | 0 | 0 | 0 | 0
ST | 0 | 0 | 0 | 0 | 0 | 0
STOG | 5.26 | 21.8 | 18.42 | 0 | 0 | 0
STWD | 0 | 0 | 0 | 0 | 0 | 0
WT | 2075.16 | 2075.16 | 4346.52 | 4346.52 | 4346.52 | 4346.52
IGCC | 0 | 0 | 0 | 0 | 0 | 0
DemandResponse | 0 | 0 | 0 | 0 | 0 | 0
IGCC-CCS | 0 | 0 | 0 | 0 | 0 | 0
WT_off | 0 | 0 | 0 | 0 | 0 | 0
PseudoUnit | 0 | 0 | 0 | 0 | 0 | 0
FixedInterchange | 0 | 0 | 0 | 0 | 0 | 0
Total Generation by Reporting Type: MISO_W
ReportingType | 2015 | 2020 | 2025 | 2030 | 2035 | 2040
BM | 0 | 0 | 0 | 0 | 0 | 0
CC | 10264.12 | 12159.44 | 4680.2 | 2721.96 | 1917.81 | 908.17
CSP | 0 | 0 | 0 | 0 | 0 | 0
CT | 0 | 0 | 0 | 0 | 0 | 0
Coal | 71830.13 | 29653.06 | 4860.9 | 3273.41 | 3273.41 | 3273.41
Geo | 0 | 0 | 0 | 0 | 0 | 0
H | 1643.73 | 1643.73 | 1643.73 | 1643.73 | 1643.73 | 1643.73
LFG | 1616.22 | 1616.22 | 1616.22 | 2181.24 | 2181.24 | 2181.24
Nuc | 18393.35 | 18393.35 | 18393.35 | 18393.35 | 0.78 | 0.78
PS | 0 | 0 | 0 | 0 | 0 | 0
PV | 0 | 0 | 0 | 0 | 0 | 0
PeakG | 254.36 | 276.64 | 98.24 | 21.72 | 22.15 | 0
PeakO | 0 | 0 | 0 | 0 | 0 | 0
ST | 0 | 0 | 0 | 0 | 0 | 0
STOG | 0.18 | 0.18 | 0 | 0 | 0 | 0
STWD | 105.69 | 211.75 | 319.73 | 1611.77 | 2193.5 | 2193.5
WT | 27590.66 | 27590.66 | 114415.84 | 114415.84 | 114415.84 | 113945.36
IGCC | 0 | 0 | 0 | 0 | 0 | 0
DemandResponse | 0 | 0 | 0 | 0 | 0 | 0
IGCC-CCS | 0 | 0 | 0 | 0 | 0 | 0
WT_off | 0 | 0 | 0 | 0 | 0 | 0
PseudoUnit | 0 | 0 | 0 | 0 | 0 | 0
FixedInterchange | 0 | 0 | 0 | 0 | 0 | 0
Total Generation by Reporting Type: MISO_WUMS
ReportingType | 2015 | 2020 | 2025 | 2030 | 2035 | 2040
BM | 0 | 0 | 0 | 0 | 0 | 0
CC | 51423.57 | 59805.98 | 59006.03 | 43012.65 | 42685.42 | 3134.03
CSP | 0 | 0 | 0 | 0 | 0 | 0
CT | 0 | 0 | 0 | 0 | 0 | 0
Coal | 11559.36 | 3132.76 | 1345.51 | 1572.87 | 1934.41 | 2678.64
Geo | 0 | 0 | 0 | 0 | 0 | 0
H | 1018.41 | 1023.31 | 1023.31 | 1023.31 | 1023.31 | 1023.31
LFG | 559.76 | 559.76 | 1390.14 | 2320.52 | 2320.52 | 2320.52
Nuc | 14153.33 | 14153.33 | 14153.33 | 14153.33 | 0.78 | 28881.32
PS | 0 | 0 | 0 | 0 | 0 | 0
PV | 0 | 0 | 0 | 0 | 0 | 0
PeakG | 0 | 0 | 8.11 | 0 | 0 | 0
PeakO | 0 | 0 | 0 | 0 | 0 | 0
ST | 0 | 0 | 0 | 0 | 0 | 0
STOG | 0 | 0 | 0 | 0 | 0 | 0
STWD | 41.11 | 71.03 | 67.09 | 118.28 | 735.84 | 686.58
WT | 4109.61 | 4109.61 | 4109.61 | 4109.61 | 4109.61 | 4109.61
IGCC | 0 | 0 | 0 | 0 | 0 | 0
DemandResponse | 0 | 0 | 0 | 0 | 0 | 0
IGCC-CCS | 0 | 0 | 0 | 0 | 0 | 0
WT_off | 0 | 0 | 0 | 0 | 0 | 0
PseudoUnit | 0 | 0 | 0 | 0 | 0 | 0
FixedInterchange | 0 | 0 | 0 | 0 | 0 | 0
Total Generation by Reporting Type: Nebraska
ReportingType | 2015 | 2020 | 2025 | 2030 | 2035 | 2040
BM | 0 | 0 | 0 | 0 | 0 | 0
CC | 555.57 | 2903.24 | 3037.7 | 2184.95 | 998.98 | 571.32
CSP | 0 | 0 | 0 | 0 | 0 | 0
CT | 0 | 0 | 0 | 0 | 0 | 0
Coal | 30719.51 | 6400.24 | 3048.34 | 2841.29 | 2794.28 | 2794.28
Geo | 0 | 0 | 0 | 0 | 0 | 0
H | 591 | 591 | 591 | 591 | 591 | 591
LFG | 47.3 | 47.3 | 72.92 | 612.32 | 612.32 | 612.32
Nuc | 9752.32 | 9752.32 | 9752.32 | 9752.32 | 1.56 | 1.56
PS | 0 | 0 | 0 | 0 | 0 | 0
PV | 0 | 0 | 0 | 0 | 0 | 0
PeakG | 38.44 | 0 | 37.73 | 32.95 | 0 | 0
PeakO | 0 | 0 | 0 | 0 | 0 | 0
ST | 0 | 0 | 0 | 0 | 0 | 0
STOG | 0 | 0 | 0 | 0 | 0 | 0
STWD | 0 | 0 | 0 | 0 | 0 | 0
WT | 1220.72 | 12029.03 | 12029.03 | 12029.03 | 9122.74 | 7936.76
IGCC | 0 | 0 | 0 | 0 | 0 | 0
DemandResponse | 0 | 0 | 0 | 0 | 0 | 0
IGCC-CCS | 0 | 0 | 0 | 0 | 0 | 0
WT_off | 0 | 0 | 0 | 0 | 0 | 0
PseudoUnit | 0 | 0 | 0 | 0 | 0 | 0
FixedInterchange | 0 | 0 | 0 | 0 | 0 | 0
Total Generation by Reporting Type: NEISO
ReportingType | 2015 | 2020 | 2025 | 2030 | 2035 | 2040
BM | 1882.96 | 1882.96 | 95.36 | 112.59 | 1882.96 | 1882.96
CC | 38559.89 | 20178.17 | 15592.11 | 5006.46 | 985.67 | 49.25
CSP | 0 | 0 | 0 | 0 | 0 | 0
CT | 3.12 | 10.92 | 10.92 | 9.75 | 0 | 5.42
Coal | 32.27 | 0 | 0 | 0 | 0 | 0
Geo | 0 | 0 | 0 | 0 | 0 | 0
H | 12289.94 | 12289.94 | 12289.94 | 12289.94 | 12303.66 | 12303.66
LFG | 4582.65 | 4582.65 | 4582.65 | 5132.48 | 5132.48 | 5132.48
Nuc | 36181.73 | 36181.73 | 36181.73 | 36181.73 | 26141.23 | 19310.53
PS | 154.6 | 153.06 | 245.38 | 257.03 | 160.11 | 433.59
PV | 5.26 | 433.24 | 433.24 | 433.24 | 433.24 | 433.24
PeakG | 12.87 | 32.3 | 37.52 | 30.47 | 0 | 34.65
PeakO | 0 | 0 | 0 | 0 | 0 | 0
ST | 0 | 0 | 0 | 0 | 0 | 0
STOG | 0 | 0 | 0 | 0 | 0 | 0
STWD | 3531.72 | 651.33 | 111.54 | 178.7 | 3733.39 | 2226.87
WT | 1283.3 | 6305.45 | 9575.66 | 15768.35 | 15768.35 | 15768.35
IGCC | 0 | 0 | 0 | 0 | 0 | 0
DemandResponse | 0 | 0 | 0 | 0 | 0 | 0
IGCC-CCS | 0 | 0 | 0 | 0 | 0 | 0
WT_off | 1870.13 | 1870.13 | 1870.13 | 1870.13 | 1870.13 | 1870.13
PseudoUnit | 0 | 0 | 0 | 0 | 0 | 0
FixedInterchange | 0 | 0 | 0 | 0 | 0 | 0
Total Generation by Reporting Type: NonRTO_Midwest
ReportingType | 2015 | 2020 | 2025 | 2030 | 2035 | 2040
BM | 0 | 0 | 0 | 0 | 0 | 0
CC | 14195.47 | 25397.58 | 25397.58 | 24045.24 | 16254.01 | 2307.67
CSP | 0 | 0 | 0 | 0 | 0 | 0
CT | 0 | 0 | 0 | 0 | 0 | 0
Coal | 43318.45 | 28979.05 | 3182.75 | 2266.49 | 2266.49 | 2266.49
Geo | 0 | 0 | 0 | 0 | 0 | 0
H | 457.8 | 457.8 | 3593.25 | 3593.25 | 3593.25 | 3593.25
LFG | 110.38 | 110.38 | 1373.79 | 1373.79 | 1373.79 | 1373.79
Nuc | 0.04 | 0.07 | 13400.69 | 13785.8 | 23116.48 | 37226.85
PS | 0 | 0 | 0 | 0 | 0 | 0
PV | 0 | 0 | 0 | 0 | 0 | 0
PeakG | 152.65 | 69.65 | 441.77 | 258.68 | 12.46 | 0
PeakO | 0 | 0 | 0 | 0 | 0 | 0
ST | 0 | 0 | 0 | 0 | 0 | 0
STOG | 0 | 0 | 0 | 0 | 0 | 0
STWD | 0 | 0 | 0 | 0 | 0 | 0
WT | 151.43 | 151.43 | 151.43 | 151.43 | 151.43 | 151.43
IGCC | 0 | 0 | 0 | 0 | 0 | 0
DemandResponse | 0 | 0 | 0 | 0 | 0 | 0
IGCC-CCS | 0 | 0 | 0 | 0 | 0 | 0
WT_off | 0 | 0 | 0 | 0 | 0 | 0
PseudoUnit | 0 | 0 | 0 | 0 | 0 | 0
FixedInterchange | 0 | 0 | 0 | 0 | 0 | 0
Total Generation by Reporting Type: NYISO_A-F
ReportingType | 2015 | 2020 | 2025 | 2030 | 2035 | 2040
BM | 0 | 0 | 0 | 0 | 0 | 0
CC | 7140.71 | 7088.82 | 4876.66 | 760.32 | 289.1 | 0
CSP | 0 | 0 | 0 | 0 | 0 | 0
CT | 0 | 0 | 0 | 0 | 0 | 0
Coal | 0 | 0 | 0 | 0 | 0 | 0
Geo | 0 | 0 | 0 | 0 | 0 | 0
H | 27149.99 | 27149.98 | 27149.98 | 27149.98 | 27149.99 | 27149.98
LFG | 1359.2 | 1359.2 | 1359.2 | 1894.79 | 1894.79 | 1894.79
Nuc | 26211.3 | 26211.3 | 26211.3 | 21372.53 | 16850.79 | 10212.67
PS | 242.01 | 287.7 | 169.96 | 116.64 | 28.56 | 858
PV | 0 | 0 | 0 | 0 | 0 | 0
PeakG | 1.88 | 6.02 | 0 | 0 | 0 | 0
PeakO | 0 | 0 | 0 | 0 | 0 | 0
ST | 0 | 0 | 0 | 0 | 0 | 0
STOG | 0 | 0 | 0 | 0 | 0 | 0
STWD | 0.77 | 2.71 | 1.93 | 31.73 | 602.69 | 423.86
WT | 10101.82 | 11933.66 | 11933.66 | 11933.66 | 11933.66 | 11933.66
IGCC | 0 | 0 | 0 | 0 | 0 | 0
DemandResponse | 0 | 0 | 0 | 0 | 0 | 0
IGCC-CCS | 0 | 0 | 0 | 0 | 0 | 0
WT_off | 0 | 0 | 0 | 0 | 0 | 0
PseudoUnit | 0 | 0 | 0 | 0 | 0 | 0
FixedInterchange | 0 | 0 | 0 | 0 | 0 | 0
Total Generation by Reporting Type: NYISO_G-I
ReportingType | 2015 | 2020 | 2025 | 2030 | 2035 | 2040
BM | 0 | 0 | 0 | 0 | 0 | 0
CC | 1980.38 | 2077.6 | 1075.67 | 411.92 | 405.64 | 298.78
CSP | 0 | 0 | 0 | 0 | 0 | 0
CT | 0 | 0 | 0 | 0 | 0 | 0
Coal | 0 | 0 | 0 | 0 | 0 | 0
Geo | 0 | 0 | 0 | 0 | 0 | 0
H | 266.56 | 266.56 | 266.56 | 266.56 | 266.56 | 266.56
LFG | 504.58 | 504.58 | 504.58 | 1090.62 | 1090.62 | 1090.62
Nuc | 15929.31 | 15929.31 | 15929.31 | 15929.31 | 7987.24 | 8257
PS | 0 | 0 | 0 | 0 | 0 | 0
PV | 0 | 0 | 0 | 0 | 0 | 0
PeakG | 0.01 | 0.03 | 0.03 | 0.03 | 0.03 | 0.03
PeakO | 0 | 0 | 0 | 0 | 0 | 0
ST | 0 | 0 | 0 | 0 | 0 | 0
STOG | 0 | 0 | 0 | 0 | 0 | 0
STWD | 0 | 0 | 0 | 0 | 0 | 0
WT | 0 | 178.23 | 178.23 | 178.23 | 909.97 | 909.97
IGCC | 0 | 0 | 0 | 0 | 0 | 0
DemandResponse | 0 | 0 | 0 | 0 | 0 | 0
IGCC-CCS | 0 | 0 | 0 | 0 | 0 | 0
WT_off | 0 | 0 | 0 | 0 | 0 | 0
PseudoUnit | 0 | 0 | 0 | 0 | 0 | 0
FixedInterchange | 0 | 0 | 0 | 0 | 0 | 0
Total Generation by Reporting Type: NYISO_J-K
ReportingType | 2015 | 2020 | 2025 | 2030 | 2035 | 2040
BM | 0 | 0 | 0 | 0 | 0 | 0
CC | 21720.97 | 21640.85 | 13157.44 | 8268.31 | 6324.76 | 1522.16
CSP | 0 | 0 | 0 | 0 | 0 | 0
CT | 0 | 0 | 0 | 0 | 0 | 0
Coal | 0 | 0 | 0 | 0 | 0 | 0
Geo | 0 | 0 | 0 | 0 | 0 | 0
H | 0 | 0 | 0 | 0 | 0 | 0
LFG | 977.62 | 977.62 | 977.62 | 1563.66 | 1563.66 | 1563.66
Nuc | 0 | 0.01 | 0.02 | 0.02 | 0.78 | 0.6
PS | 0 | 0 | 0 | 0 | 0 | 0
PV | 53.26 | 53.26 | 53.26 | 53.26 | 0 | 0
PeakG | 72.44 | 70.13 | 87.63 | 85.56 | 93.6 | 120.59
PeakO | 0 | 0 | 0 | 0 | 0 | 0
ST | 0 | 0 | 0 | 0 | 0 | 0
STOG | 281.08 | 273.05 | 144.09 | 36.35 | 8.34 | 8.34
STWD | 0 | 0 | 0 | 0 | 0 | 0
WT | 0 | 0 | 0 | 0 | 469.54 | 469.54
IGCC | 0 | 0 | 0 | 0 | 0 | 0
DemandResponse | 0 | 0 | 0 | 0 | 0 | 0
IGCC-CCS | 0 | 0 | 0 | 0 | 0 | 0
WT_off | 0 | 0 | 0 | 0 | 0 | 0
PseudoUnit | 0 | 0 | 0 | 0 | 0 | 0
FixedInterchange | 0 | 0 | 0 | 0 | 0 | 0
Total Generation by Reporting Type: PJM_E
ReportingType | 2015 | 2020 | 2025 | 2030 | 2035 | 2040
BM | 12.57 | 223.98 | 223.98 | 223.98 | 223.98 | 223.98
CC | 45432.18 | 54460.17 | 62903.94 | 38860.4 | 33190.16 | 11111.71
CSP | 0 | 0 | 0 | 0 | 0 | 0
CT | 0.24 | 5.14 | 5.14 | 0 | 0 | 0
Coal | 389 | 131.02 | 22.22 | 0 | 0 | 0
Geo | 0 | 0 | 0 | 0 | 0 | 0
H | 1839.27 | 1839.27 | 1839.27 | 1839.27 | 1839.27 | 1839.27
LFG | 3714.15 | 4761.94 | 4761.94 | 4761.94 | 4761.94 | 4761.94
Nuc | 66287.73 | 61501.14 | 61501.14 | 61501.14 | 44177.54 | 35032.79
PS | 184 | 174 | 174 | 164 | 118.48 | 1020
PV | 102.4 | 102.4 | 102.4 | 102.4 | 102.4 | 102.4
PeakG | 80.25 | 481.53 | 906.9 | 481.53 | 252.23 | 252.23
PeakO | 0 | 0 | 0 | 0 | 0 | 0
ST | 0 | 0 | 0 | 0 | 0 | 0
STOG | 82.01 | 156.57 | 0 | 0 | 0 | 0
STWD | 0 | 0 | 0 | 0 | 0 | 0
WT | 2143.36 | 2143.36 | 2143.36 | 2143.36 | 2143.36 | 2143.36
IGCC | 0 | 0 | 0 | 0 | 0 | 0
DemandResponse | 0 | 0 | 0 | 0 | 0 | 0
IGCC-CCS | 0 | 0 | 0 | 0 | 0 | 0
WT_off | 0 | 0 | 3990.52 | 3990.52 | 3990.53 | 3990.52
PseudoUnit | 0 | 0 | 0 | 0 | 0 | 0
FixedInterchange | 0 | 0 | 0 | 0 | 0 | 0
Total Generation by Reporting Type: PJM_ROM
ReportingType | 2015 | 2020 | 2025 | 2030 | 2035 | 2040
BM | 7.54 | 134.39 | 134.39 | 134.39 | 134.39 | 134.39
CC | 21008.91 | 26701.59 | 27393.65 | 17224.3 | 14558.38 | 1726.06
CSP | 0 | 0 | 0 | 0 | 0 | 0
CT | 0.15 | 3.14 | 6.13 | 3.14 | 0 | 0
Coal | 9552.25 | 1556.03 | 26.74 | 0 | 0 | 0
Geo | 0 | 0 | 0 | 0 | 0 | 0
H | 3645.46 | 3645.46 | 6490.47 | 6490.47 | 6490.47 | 6490.47
LFG | 2813.8 | 4903.85 | 4903.85 | 4903.85 | 4903.85 | 4903.85
Nuc | 39227.38 | 39227.38 | 39227.38 | 39227.38 | 25736.15 | 63537.99
PS | 663.44 | 657.85 | 669 | 620.33 | 317.73 | 3858.15
PV | 10.51 | 2155.84 | 3159.6 | 3207.99 | 3207.99 | 3207.99
PeakG | 0 | 48.51 | 48.51 | 152.46 | 152.46 | 152.46
PeakO | 0 | 0 | 0 | 0 | 0 | 0
ST | 0 | 0 | 0 | 0 | 0 | 0
STOG | 691.59 | 1350.24 | 0 | 0 | 0 | 0
STWD | 28.46 | 490.56 | 490.56 | 490.56 | 490.56 | 490.56
WT | 3032.09 | 4910.74 | 4910.74 | 4910.74 | 4910.74 | 4910.74
IGCC | 0 | 0 | 0 | 0 | 0 | 0
DemandResponse | 0 | 0 | 0 | 0 | 0 | 0
IGCC-CCS | 0 | 0 | 0 | 0 | 0 | 0
WT_off | 0 | 0 | 0 | 0 | 0 | 0
PseudoUnit | 0 | 0 | 0 | 0 | 0 | 0
FixedInterchange | 0 | 0 | 0 | 0 | 0 | 0
Total Generation by Reporting Type: PJM_ROR
ReportingType | 2015 | 2020 | 2025 | 2030 | 2035 | 2040
BM | 161.29 | 2874.47 | 2874.47 | 2874.47 | 2874.47 | 2874.47
CC | 138029.06 | 151777.15 | 150881.12 | 114116.99 | 70874.35 | 2156.33
CSP | 0 | 0 | 0 | 0 | 0 | 0
CT | 2.98 | 5.69 | 11.11 | 5.69 | 0 | 0
Coal | 207549.57 | 110833.18 | 9781.15 | 2462.16 | 3521.58 | 3521.58
Geo | 0 | 0 | 0 | 0 | 0 | 0
H | 4602.26 | 6925.78 | 6925.78 | 6925.78 | 6925.78 | 6925.78
LFG | 4252.63 | 8302.71 | 8302.71 | 8302.71 | 8302.71 | 8302.71
Nuc | 156083.84 | 156083.84 | 156083.84 | 149330.43 | 167173.9 | 233011.43
PS | 1417.26 | 1425.83 | 1979.65 | 1263.21 | 777.77 | 7856.55
PV | 63.07 | 63.07 | 63.07 | 63.07 | 63.07 | 63.07
PeakG | 994.85 | 1375.02 | 3444.81 | 658.62 | 539.24 | 341.02
PeakO | 0 | 0 | 0 | 0 | 0 | 0
ST | 0 | 0 | 0 | 0 | 0 | 0
STOG | 408.99 | 798.51 | 0 | 0 | 0 | 0
STWD | 36.67 | 1359.55 | 1139.21 | 998.99 | 1359.55 | 1359.55
WT | 28147.97 | 28682.04 | 29626.27 | 115816.82 | 115816.82 | 115816.82
IGCC | 0 | 0 | 0 | 0 | 0 | 0
DemandResponse | 0 | 0 | 0 | 0 | 0 | 0
IGCC-CCS | 0 | 0 | 0 | 0 | 0 | 0
WT_off | 0 | 0 | 0 | 0 | 0 | 0
PseudoUnit | 0 | 0 | 0 | 0 | 0 | 0
FixedInterchange | 0 | 0 | 0 | 0 | 0 | 0
Total Generation by Reporting Type: SOCO
ReportingType | 2015 | 2020 | 2025 | 2030 | 2035 | 2040
BM | 38.26 | 137.39 | 299.44 | 410.64 | 410.64 | 346.64
CC | 142967.97 | 152933.09 | 146395.75 | 71859.66 | 17092.5 | 2125.48
CSP | 0 | 0 | 0 | 0 | 0 | 0
CT | 0 | 0 | 0 | 0 | 0 | 0
Coal | 34236.51 | 13324.63 | 4677.66 | 5157.7 | 5157.7 | 5157.7
Geo | 0 | 0 | 0 | 0 | 0 | 0
H | 10893.11 | 10893.11 | 10893.11 | 10893.11 | 10893.11 | 10893.11
LFG | 291.71 | 291.71 | 1138.45 | 1138.45 | 1138.45 | 1138.45
Nuc | 45497.84 | 62634.5 | 62634.5 | 124868.22 | 161439.77 | 170996.57
PS | 770.5 | 1273 | 1273 | 351.75 | 780.09 | 4271.25
PV | 0 | 0 | 0 | 0 | 0 | 0
PeakG | 696.86 | 1166.43 | 1824.79 | 8.58 | 0 | 23.97
PeakO | 0 | 0 | 0 | 0 | 0 | 0
ST | 0 | 0 | 0 | 0 | 0 | 0
STOG | 0 | 0 | 0 | 0 | 0 | 0
STWD | 270.66 | 451.92 | 692.4 | 3707.97 | 4681.34 | 3546.57
WT | 0 | 0 | 0 | 0 | 0 | 0
IGCC | 0 | 0 | 0 | 0 | 0 | 0
DemandResponse | 0 | 0 | 0 | 0 | 0 | 0
IGCC-CCS | 0 | 0 | 0 | 0 | 0 | 0
WT_off | 0 | 0 | 0 | 0 | 0 | 0
PseudoUnit | 0 | 0 | 0 | 0 | 0 | 0
FixedInterchange | 0 | 0 | 0 | 0 | 0 | 0
Total Generation by Reporting Type: SPP_N
ReportingType | 2015 | 2020 | 2025 | 2030 | 2035 | 2040
BM | 0 | 0 | 0 | 0 | 0 | 0
CC | 8116.61 | 17220.54 | 17860.97 | 13572.56 | 4548.43 | 3062.08
CSP | 0 | 0 | 0 | 0 | 0 | 0
CT | 0 | 0 | 0 | 0 | 0 | 0
Coal | 57180.14 | 25168.01 | 961.65 | 1365 | 1622.84 | 1622.84
Geo | 0 | 0 | 0 | 0 | 0 | 0
H | 60 | 60 | 60 | 60 | 60 | 60
LFG | 55.19 | 55.19 | 804.17 | 804.17 | 804.17 | 804.17
Nuc | 9035.69 | 9035.69 | 9035.69 | 13110.98 | 44758.64 | 44758.64
PS | 0 | 0 | 0 | 0 | 0 | 0
PV | 0 | 0 | 0 | 0 | 0 | 0
PeakG | 36.55 | 0 | 5.06 | 60.54 | 0 | 0
PeakO | 0 | 0 | 0 | 0 | 0 | 0
ST | 0 | 0 | 0 | 0 | 0 | 0
STOG | 160.07 | 83.39 | 134.27 | 26.49 | 0 | 0
STWD | 0 | 0 | 0 | 0 | 0 | 0
WT | 4213.48 | 46341.65 | 46341.65 | 46341.65 | 40988.37 | 37448.13
IGCC | 0 | 0 | 0 | 0 | 0 | 0
DemandResponse | 0 | 0 | 0 | 0 | 0 | 0
IGCC-CCS | 0 | 0 | 0 | 0 | 0 | 0
WT_off | 0 | 0 | 0 | 0 | 0 | 0
PseudoUnit | 0 | 0 | 0 | 0 | 0 | 0
FixedInterchange | 0 | 0 | 0 | 0 | 0 | 0
Total Generation by Reporting Type: SPP_S
ReportingType | 2015 | 2020 | 2025 | 2030 | 2035 | 2040
BM | 0 | 0 | 0 | 0 | 0 | 0
CC | 43225.4 | 53115.14 | 60355.7 | 52728.19 | 20600.22 | 14562.7
CSP | 0 | 0 | 0 | 0 | 0 | 0
CT | 13.5 | 0 | 0 | 0 | 21.02 | 0
Coal | 75897.75 | 15515.45 | 694.98 | 0 | 0 | 0
Geo | 0 | 0 | 0 | 0 | 0 | 0
H | 10050.79 | 10050.79 | 10050.79 | 10050.79 | 10336.52 | 10336.52
LFG | 149.8 | 149.8 | 898.78 | 898.78 | 898.78 | 898.78
Nuc | 0.02 | 0.04 | 0.04 | 0.15 | 14103.42 | 14103.12
PS | 194.01 | 180.7 | 182.86 | 180.96 | 44.6 | 1102.85
PV | 0 | 0 | 0 | 0 | 0 | 0
PeakG | 0 | 0 | 0 | 0 | 89.99 | 0
PeakO | 0 | 0 | 0 | 0 | 0 | 0
ST | 0 | 0 | 0 | 0 | 0 | 0
STOG | 1957.69 | 873.87 | 1205.94 | 593.17 | 0 | 0
STWD | 55.57 | 30.24 | 53.68 | 316.44 | 588.67 | 588.67
WT | 9404.55 | 67508.44 | 67508.44 | 67508.44 | 67508.44 | 66998.11
IGCC | 0 | 0 | 0 | 0 | 0 | 0
DemandResponse | 0 | 0 | 0 | 0 | 0 | 0
IGCC-CCS | 0 | 0 | 0 | 0 | 0 | 0
WT_off | 0 | 0 | 0 | 0 | 0 | 0
PseudoUnit | 0 | 0 | 0 | 0 | 0 | 0
FixedInterchange | 0 | 0 | 0 | 0 | 0 | 0
Total Generation by Reporting Type: TVA
ReportingType | 2015 | 2020 | 2025 | 2030 | 2035 | 2040
BM | 0 | 0 | 0 | 0 | 0 | 0
CC | 32657.99 | 49982.27 | 57538.02 | 41631.88 | 17043.29 | 3524.47
CSP | 0 | 0 | 0 | 0 | 0 | 0
CT | 0 | 0 | 0 | 0 | 0 | 0
Coal | 43621.75 | 25415.23 | 50.47 | 0 | 0 | 0
Geo | 0 | 0 | 0 | 0 | 0 | 0
H | 17444.8 | 17444.8 | 17444.8 | 17545.57 | 17545.57 | 17545.57
LFG | 102.49 | 102.49 | 949.23 | 949.23 | 949.23 | 949.23
Nuc | 65391.09 | 65391.09 | 65391.09 | 67959.93 | 98211.9 | 88251.86
PS | 719.68 | 714.63 | 714.63 | 384.36 | 243.53 | 4444.65
PV | 0 | 0 | 0 | 0 | 0 | 0
PeakG | 0 | 0 | 10.2 | 0 | 0 | 0
PeakO | 0 | 0 | 0 | 0 | 0 | 0
ST | 0 | 0 | 0 | 0 | 0 | 0
STOG | 0 | 0 | 0 | 0 | 0 | 0
STWD | 2.03 | 2.03 | 3.38 | 29.36 | 35.04 | 35.04
WT | 73.94 | 73.94 | 73.94 | 73.94 | 73.94 | 73.94
IGCC | 0 | 0 | 0 | 0 | 0 | 0
DemandResponse | 0 | 0 | 0 | 0 | 0 | 0
IGCC-CCS | 0 | 0 | 0 | 0 | 0 | 0
WT_off | 0 | 0 | 0 | 0 | 0 | 0
PseudoUnit | 0 | 0 | 0 | 0 | 0 | 0
FixedInterchange | 0 | 0 | 0 | 0 | 0 | 0
Total Generation by Reporting Type: TVA_Transmission
ReportingType | 2015 | 2020 | 2025 | 2030 | 2035 | 2040
BM | 0 | 0 | 0 | 0 | 0 | 0
CC | 0 | 0 | 0 | 0 | 0 | 0
CSP | 0 | 0 | 0 | 0 | 0 | 0
CT | 0 | 0 | 0 | 0 | 0 | 0
Coal | 0 | 0 | 0 | 0 | 0 | 0
Geo | 0 | 0 | 0 | 0 | 0 | 0
H | 0 | 0 | 0 | 0 | 0 | 0
LFG | 0 | 0 | 0 | 0 | 0 | 0
Nuc | 0 | 0 | 0 | 0 | 0 | 0
PS | 0 | 0 | 0 | 0 | 0 | 0
PV | 0 | 0 | 0 | 0 | 0 | 0
PeakG | 0 | 0 | 0 | 0 | 0 | 0
PeakO | 0 | 0 | 0 | 0 | 0 | 0
ST | 0 | 0 | 0 | 0 | 0 | 0
STOG | 0 | 0 | 0 | 0 | 0 | 0
STWD | 0 | 0 | 0 | 0 | 0 | 0
WT | 0 | 0 | 0 | 0 | 0 | 0
IGCC | 0 | 0 | 0 | 0 | 0 | 0
DemandResponse | 0 | 0 | 0 | 0 | 0 | 0
IGCC-CCS | 0 | 0 | 0 | 0 | 0 | 0
WT_off | 0 | 0 | 0 | 0 | 0 | 0
PseudoUnit | 0 | 0 | 0 | 0 | 0 | 0
FixedInterchange | 0 | 0 | 0 | 0 | 0 | 0
Total Generation by Reporting Type: VACAR
ReportingType | 2015 | 2020 | 2025 | 2030 | 2035 | 2040
BM | 6.84 | 6.84 | 2734.01 | 2734.01 | 2734.01 | 3064.73
CC | 99192.35 | 99924.71 | 102129.09 | 72186.03 | 27276.62 | 3720.27
CSP | 0 | 0 | 0 | 0 | 0 | 0
CT | 73.69 | 82.16 | 192.86 | 0 | 0 | 0
Coal | 39682.86 | 17395.83 | 3489.83 | 2062.77 | 2702.9 | 2702.9
Geo | 0 | 0 | 0 | 0 | 0 | 0
H | 4325 | 4325 | 4325 | 4325 | 4325 | 4325
LFG | 499.37 | 1343.43 | 1343.43 | 1343.43 | 1343.43 | 1343.43
Nuc | 89032.75 | 107182.03 | 107182.03 | 121443.79 | 157310.26 | 188299.73
PS | 1143.95 | 1988.16 | 2558.16 | 1072.56 | 813.73 | 6670.8
PV | 42.05 | 273.17 | 273.17 | 273.17 | 273.17 | 273.17
PeakG | 124.42 | 262.1 | 540.55 | 69.89 | 0 | 13.36
PeakO | 0 | 0 | 0 | 0 | 0 | 0
ST | 0 | 0 | 0 | 0 | 0 | 0
STOG | 0 | 0 | 0 | 0 | 0 | 0
STWD | 1969.25 | 1932.11 | 1969.25 | 1446.99 | 1969.25 | 1650.09
WT | 2.34 | 7866.99 | 7866.99 | 7866.99 | 7866.99 | 7866.99
IGCC | 0 | 0 | 0 | 0 | 0 | 0
DemandResponse | 0 | 0 | 0 | 0 | 0 | 0
IGCC-CCS | 0 | 0 | 0 | 0 | 0 | 0
WT_off | 3.46 | 3.46 | 3.46 | 3.46 | 3.46 | 3.46
PseudoUnit | 0 | 0 | 0 | 0 | 0 | 0
FixedInterchange | 0 | 0 | 0 | 0 | 0 | 0
Total Generation by Reporting Type: IESO
ReportingType | 2015 | 2020 | 2025 | 2030 | 2035 | 2040
BM | 0 | 0 | 0 | 0 | 0 | 0
CC | 841.63 | 0 | 0 | 0 | 0 | 0
CSP | 0 | 0 | 0 | 0 | 0 | 0
CT | 1.95 | 0 | 0 | 0 | 0 | 0
Coal | 0 | 0 | 0 | 0 | 0 | 0
Geo | 0 | 0 | 0 | 0 | 0 | 0
H | 46189.03 | 46189.03 | 46189.03 | 46189.03 | 46189.03 | 46189.03
LFG | 926.37 | 114.32 | 114.32 | 114.32 | 0 | 0
Nuc | 101258.77 | 91540.35 | 83100.69 | 81457.95 | 74849.13 | 67557.9
PS | 50.43 | 0 | 0 | 0 | 0 | 0
PV | 78.84 | 78.84 | 78.84 | 78.84 | 78.84 | 78.84
PeakG | 0 | 0 | 0 | 0 | 0 | 0
PeakO | 0 | 0 | 0 | 0 | 0 | 0
ST | 0 | 0 | 0 | 0 | 0 | 0
STOG | 0 | 0 | 0 | 0 | 0 | 0
STWD | 0 | 0 | 0 | 0 | 0 | 0
WT | 8479.75 | 6848.06 | 6848.06 | 6848.06 | 1573.98 | 1573.98
IGCC | 0 | 0 | 0 | 0 | 0 | 0
DemandResponse | 0 | 0 | 0 | 0 | 0 | 0
IGCC-CCS | 0 | 0 | 0 | 0 | 0 | 0
WT_off | 0 | 0 | 0 | 0 | 0 | 0
PseudoUnit | 0 | 0 | 0 | 0 | 0 | 0
FixedInterchange | 0 | 0 | 0 | 0 | 0 | 0
Total Generation by Reporting Type: MAPP_CA
ReportingType | 2015 | 2020 | 2025 | 2030 | 2035 | 2040
BM | 0 | 0 | 0 | 0 | 0 | 0
CC | 5578.78 | 5578.78 | 0 | 0 | 0 | 0
CSP | 0 | 0 | 0 | 0 | 0 | 0
CT | 0 | 0 | 0 | 0 | 0 | 0
Coal | 239.84 | 0 | 0 | 0 | 0 | 0
Geo | 0 | 0 | 0 | 0 | 0 | 0
H | 41520.42 | 44026.66 | 51924.43 | 51924.43 | 51924.43 | 51924.43
LFG | 0 | 0 | 0 | 0 | 0 | 0
Nuc | 0 | 0.07 | 0 | 0 | 0.78 | 0
PS | 0 | 0 | 0 | 0 | 0 | 0
PV | 0 | 0 | 0 | 0 | 0 | 0
PeakG | 114.25 | 101.41 | 0 | 0 | 0 | 0
PeakO | 0 | 0 | 0 | 0 | 0 | 0
ST | 0 | 0 | 0 | 0 | 0 | 0
STOG | 12.93 | 0 | 0 | 0 | 0 | 0
STWD | 0 | 0 | 0 | 0 | 0 | 0
WT | 1446.06 | 1446.06 | 1446.06 | 1446.06 | 688.72 | 0
IGCC | 0 | 0 | 0 | 0 | 0 | 0
DemandResponse | 0 | 0 | 0 | 0 | 0 | 0
IGCC-CCS | 0 | 0 | 0 | 0 | 0 | 0
WT_off | 0 | 0 | 0 | 0 | 0 | 0
PseudoUnit | 0 | 0 | 0 | 0 | 0 | 0
FixedInterchange | 0 | 0 | 0 | 0 | 0 | 0
Total Generation by Reporting Type: AZ_NM_SNV_Coal
ReportingType | 2015 | 2020 | 2025 | 2030 | 2035 | 2040
BM | 0 | 0 | 0 | 0 | 0 | 0
CC | 0 | 0 | 0 | 0 | 0 | 0
CSP | 0 | 0 | 0 | 0 | 0 | 0
CT | 0 | 0 | 0 | 0 | 0 | 0
Coal | 49653.4 | 45135.26 | 4777.68 | 0 | 0 | 0
Geo | 0 | 0 | 0 | 0 | 0 | 0
H | 0 | 0 | 0 | 0 | 0 | 0
LFG | 0 | 0 | 0 | 0 | 0 | 0
Nuc | 0 | 0 | 0 | 0 | 0 | 0
PS | 0 | 0 | 0 | 0 | 0 | 0
PV | 0 | 0 | 0 | 0 | 0 | 0
PeakG | 0 | 0 | 0 | 0 | 0 | 0
PeakO | 0 | 0 | 0 | 0 | 0 | 0
ST | 0 | 0 | 0 | 0 | 0 | 0
STOG | 0 | 0 | 0 | 0 | 0 | 0
STWD | 0 | 0 | 0 | 0 | 0 | 0
WT | 0 | 0 | 0 | 0 | 0 | 0
IGCC | 0 | 0 | 0 | 0 | 0 | 0
DemandResponse | 0 | 0 | 0 | 0 | 0 | 0
IGCC-CCS | 0 | 0 | 0 | 0 | 0 | 0
WT_off | 0 | 0 | 0 | 0 | 0 | 0
PseudoUnit | 0 | 0 | 0 | 0 | 0 | 0
FixedInterchange | 0 | 0 | 0 | 0 | 0 | 0
Total Generation by Reporting Type: AZ_NM_SNV_Gas
ReportingType | 2015 | 2020 | 2025 | 2030 | 2035 | 2040
BM | 0 | 0 | 0 | 0 | 0 | 0
CC | 65120.44 | 49859.27 | 64111.56 | 25960.6 | 6017.2 | 1953.3
CSP | 0 | 0 | 0 | 0 | 0 | 0
CT | 0 | 0 | 0 | 6.87 | 0 | 0
Coal | 0 | 0 | 0 | 0 | 0 | 0
Geo | 0 | 0 | 0 | 0 | 0 | 0
H | 0 | 0 | 0 | 0 | 0 | 0
LFG | 0 | 0 | 0 | 0 | 0 | 0
Nuc | 0 | 0 | 0 | 0 | 0 | 0
PS | 0 | 0 | 0 | 0 | 0 | 0
PV | 0 | 0 | 0 | 0 | 0 | 0
PeakG | 0 | 0 | 0 | 1.82 | 0 | 0
PeakO | 0 | 0 | 0 | 0 | 0 | 0
ST | 0 | 0 | 0 | 0 | 0 | 0
STOG | 0 | 0 | 0 | 0 | 0 | 0
STWD | 0 | 0 | 0 | 0 | 0 | 0
WT | 0 | 0 | 0 | 0 | 0 | 0
IGCC | 0 | 0 | 0 | 0 | 0 | 0
DemandResponse | 0 | 0 | 0 | 0 | 0 | 0
IGCC-CCS | 0 | 0 | 0 | 0 | 0 | 0
WT_off | 0 | 0 | 0 | 0 | 0 | 0
PseudoUnit | 0 | 0 | 0 | 0 | 0 | 0
FixedInterchange | 0 | 0 | 0 | 0 | 0 | 0
Total Generation by Reporting Type: AZ_NM_SNV_NucRenew
ReportingType | 2015 | 2020 | 2025 | 2030 | 2035 | 2040
BM | 0 | 0 | 0 | 0 | 0 | 0
CC | 0 | 0 | 0 | 0 | 0 | 0
CSP | 0 | 0 | 0 | 0 | 0 | 0
CT | 0 | 0 | 0 | 0 | 0 | 0
Coal | 0 | 0 | 0 | 0 | 0 | 0
Geo | 0 | 0 | 12066.9 | 12066.9 | 12066.9 | 12066.9
H | 8952 | 8952 | 8952 | 8952 | 8952 | 8952
LFG | 55.19 | 55.19 | 533.48 | 533.48 | 533.48 | 533.48
Nuc | 30183.89 | 30183.89 | 30183.89 | 58646.03 | 92541.71 | 92541.71
PS | 2.16 | 0 | 23.76 | 2.16 | 2.16 | 2.16
PV | 365.63 | 365.63 | 365.63 | 365.63 | 365.63 | 365.63
PeakG | 0 | 0 | 0 | 0 | 0 | 0
PeakO | 0 | 0 | 0 | 0 | 0 | 0
ST | 981.12 | 2285.39 | 2822.39 | 2822.39 | 2822.39 | 2822.39
STOG | 0 | 0 | 0 | 0 | 0 | 0
STWD | 182.21 | 182.21 | 182.21 | 182.21 | 182.21 | 182.21
WT | 1407.73 | 26254.43 | 26254.43 | 26254.43 | 26254.43 | 23776.16
IGCC | 0 | 0 | 0 | 0 | 0 | 0
DemandResponse | 0 | 0 | 0 | 0 | 0 | 0
IGCC-CCS | 0 | 0 | 0 | 0 | 0 | 0
WT_off | 0 | 0 | 0 | 0 | 0 | 0
PseudoUnit | 0 | 0 | 0 | 0 | 0 | 0
FixedInterchange | 0 | 0 | 0 | 0 | 0 | 0
Total Generation by Reporting Type: ERCOT
ReportingType | 2015 | 2020 | 2025 | 2030 | 2035 | 2040
BM | 98.27 | 100.59 | 151.75 | 1082.59 | 1082.59 | 8120.04
CC | 199654.46 | 208659.1 | 179574.18 | 151012.59 | 55205.86 | 29352.75
CSP | 0 | 0 | 0 | 0 | 0 | 0
CT | 0 | 2.34 | 8.17 | 25.69 | 0 | 0
Coal | 47651.42 | 25406.09 | 2363.51 | 2176.56 | 2176.56 | 2176.56
Geo | 0 | 0 | 0 | 0 | 0 | 0
H | 607.38 | 607.38 | 607.38 | 607.38 | 607.38 | 607.38
LFG | 591.3 | 591.3 | 3382.24 | 3382.24 | 3382.24 | 3382.24
Nuc | 39655.79 | 39655.79 | 39655.79 | 45475.92 | 124749.61 | 130671.61
PS | 0 | 0 | 0 | 0 | 0 | 0
PV | 30.84 | 30.84 | 30.84 | 30.84 | 2.63 | 2.38
PeakG | 0 | 7.72 | 13.37 | 115.39 | 117.84 | 146.22
PeakO | 0 | 0 | 0 | 0 | 0 | 0
ST | 0 | 0 | 0 | 0 | 0 | 0
STOG | 2945.4 | 3596.67 | 578.65 | 0 | 0 | 0
STWD | 0 | 0 | 0 | 0 | 0 | 0
WT | 27080.39 | 27080.39 | 62133.21 | 62133.21 | 62133.21 | 58127.87
IGCC | 0 | 0 | 0 | 0 | 0 | 0
DemandResponse | 0 | 0 | 0 | 0 | 0 | 0
IGCC-CCS | 0 | 0 | 0 | 0 | 0 | 0
WT_off | 0 | 0 | 0 | 0 | 0 | 0
PseudoUnit | 0 | 0 | 0 | 0 | 0 | 0
FixedInterchange | 0 | 0 | 0 | 0 | 0 | 0
Total Generation by Reporting Type: NP15
ReportingType | 2015 | 2020 | 2025 | 2030 | 2035 | 2040
BM | 0 | 0 | 0 | 0 | 0 | 0
CC | 55537.77 | 50709.67 | 50329.64 | 20646.65 | 8529.89 | 2524.54
CSP | 0 | 0 | 0 | 0 | 0 | 0
CT | 0 | 0 | 0 | 0 | 0 | 0
Coal | 1435.64 | 0 | 0 | 0 | 0 | 0
Geo | 9050.48 | 14043.68 | 14043.68 | 14043.68 | 14043.68 | 14043.68
H | 24182 | 24182 | 24182 | 24182 | 24182 | 24182
LFG | 670.14 | 3653.7 | 5124.6 | 5124.6 | 5124.6 | 5124.6
Nuc | 17915.6 | 17915.6 | 17915.6 | 54014.82 | 58190.44 | 61399.88
PS | 0 | 0 | 0 | 0 | 0 | 0
PV | 153.52 | 153.52 | 153.52 | 153.52 | 153.52 | 153.52
PeakG | 0 | 0 | 0 | 0 | 0 | 0
PeakO | 0 | 0 | 0 | 0 | 0 | 0
ST | 99.08 | 99.08 | 99.08 | 99.08 | 99.08 | 99.08
STOG | 62.86 | 11.15 | 6.07 | 0 | 0 | 0
STWD | 3097.54 | 3097.54 | 1628.27 | 3097.54 | 3097.54 | 2406.12
WT | 3102.31 | 11679.16 | 11679.16 | 11679.16 | 11679.16 | 11679.16
IGCC | 0 | 0 | 0 | 0 | 0 | 0
DemandResponse | 0 | 0 | 0 | 0 | 0 | 0
IGCC-CCS | 0 | 0 | 0 | 0 | 0 | 0
WT_off | 0 | 0 | 0 | 0 | 0 | 0
PseudoUnit | 0 | 0 | 0 | 0 | 0 | 0
FixedInterchange | 0 | 0 | 0 | 0 | 0 | 0
Total Generation by Reporting Type: NWPP_Coal
ReportingType | 2015 | 2020 | 2025 | 2030 | 2035 | 2040
BM | 0 | 0 | 0 | 0 | 0 | 0
CC | 0 | 0 | 0 | 0 | 0 | 0
CSP | 0 | 0 | 0 | 0 | 0 | 0
CT | 0 | 0 | 0 | 0 | 0 | 0
Coal | 47317.84 | 33483.75 | 1282.61 | 1282.61 | 1282.61 | 1282.61
Geo | 0 | 0 | 0 | 0 | 0 | 0
H | 0 | 0 | 0 | 0 | 0 | 0
LFG | 0 | 0 | 0 | 0 | 0 | 0
Nuc | 0 | 0 | 0 | 0 | 0 | 0
PS | 0 | 0 | 0 | 0 | 0 | 0
PV | 0 | 0 | 0 | 0 | 0 | 0
PeakG | 0 | 0 | 0 | 0 | 0 | 0
PeakO | 0 | 0 | 0 | 0 | 0 | 0
ST | 0 | 0 | 0 | 0 | 0 | 0
STOG | 0 | 0 | 0 | 0 | 0 | 0
STWD | 0 | 0 | 0 | 0 | 0 | 0
WT | 0 | 0 | 0 | 0 | 0 | 0
IGCC | 0 | 0 | 0 | 0 | 0 | 0
DemandResponse | 0 | 0 | 0 | 0 | 0 | 0
IGCC-CCS | 0 | 0 | 0 | 0 | 0 | 0
WT_off | 0 | 0 | 0 | 0 | 0 | 0
PseudoUnit | 0 | 0 | 0 | 0 | 0 | 0
FixedInterchange | 0 | 0 | 0 | 0 | 0 | 0
Total Generation by Reporting Type: NWPP_Gas
ReportingType | 2015 | 2020 | 2025 | 2030 | 2035 | 2040
BM | 0 | 0 | 0 | 0 | 0 | 0
CC | 44722.51 | 44722.51 | 44722.51 | 22266.25 | 1034.4 | 0
CSP | 0 | 0 | 0 | 0 | 0 | 0
CT | 0 | 0 | 0 | 0 | 0 | 0
Coal | 0 | 0 | 0 | 0 | 0 | 0
Geo | 0 | 0 | 0 | 0 | 0 | 0
H | 0 | 0 | 0 | 0 | 0 | 0
LFG | 0 | 0 | 0 | 0 | 0 | 0
Nuc | 0 | 0 | 0 | 0 | 0 | 0
PS | 0 | 0 | 0 | 0 | 0 | 0
PV | 0 | 0 | 0 | 0 | 0 | 0
PeakG | 0 | 0 | 0 | 0 | 0 | 0
PeakO | 0 | 0 | 0 | 0 | 0 | 0
ST | 0 | 0 | 0 | 0 | 0 | 0
STOG | 0 | 0 | 0 | 0 | 0 | 0
STWD | 0 | 0 | 0 | 0 | 0 | 0
WT | 0 | 0 | 0 | 0 | 0 | 0
IGCC | 0 | 0 | 0 | 0 | 0 | 0
DemandResponse | 0 | 0 | 0 | 0 | 0 | 0
IGCC-CCS | 0 | 0 | 0 | 0 | 0 | 0
WT_off | 0 | 0 | 0 | 0 | 0 | 0
PseudoUnit | 0 | 0 | 0 | 0 | 0 | 0
FixedInterchange | 0 | 0 | 0 | 0 | 0 | 0
Total Generation by Reporting Type: NWPP_NucRenew
ReportingType | 2015 | 2020 | 2025 | 2030 | 2035 | 2040
BM | 0 | 64.83 | 243.02 | 243.02 | 243.02 | 243.02
CC | 0 | 0 | 0 | 0 | 0 | 0
CSP | 0 | 0 | 0 | 0 | 0 | 0
CT | 0 | 0 | 0 | 0 | 0 | 0
Coal | 0 | 0 | 0 | 0 | 0 | 0
Geo | 3280.13 | 3280.13 | 6891.88 | 6891.88 | 6891.88 | 6891.88
H | 133486 | 133486 | 133486 | 133486 | 134577.8 | 134577.8
LFG | 1013.09 | 1013.09 | 2940.73 | 2940.73 | 2940.73 | 2940.73
Nuc | 8809.8 | 8809.8 | 8809.8 | 21655.84 | 21655.84 | 21655.84
PS | 0 | 0 | 0 | 0 | 0 | 0
PV | 7.88 | 7.88 | 7.88 | 7.88 | 7.88 | 7.88
PeakG | 0 | 0 | 0 | 0 | 0 | 0
PeakO | 0 | 0 | 0 | 0 | 0 | 0
ST | 0 | 0 | 0 | 0 | 0 | 0
STOG | 0 | 0 | 0 | 0 | 0 | 0
STWD | 0 | 0 | 3931.49 | 3931.49 | 3931.49 | 3931.49
WT | 15874.4 | 15874.4 | 15874.4 | 15874.4 | 15874.4 | 15874.4
IGCC | 0 | 0 | 0 | 0 | 0 | 0
DemandResponse | 0 | 0 | 0 | 0 | 0 | 0
IGCC-CCS | 0 | 0 | 0 | 0 | 0 | 0
WT_off | 0 | 0 | 0 | 0 | 0 | 0
PseudoUnit | 0 | 0 | 0 | 0 | 0 | 0
FixedInterchange | 0 | 0 | 0 | 0 | 0 | 0
Total Generation by Reporting Type: RMPA
ReportingType | 2015 | 2020 | 2025 | 2030 | 2035 | 2040
BM | 0 | 0 | 0 | 0 | 0 | 0
CC | 6056.66 | 5614.84 | 9177.27 | 3718.7 | 1265.69 | 1062.82
CSP | 0 | 0 | 0 | 0 | 0 | 0
CT | 0 | 0 | 0 | 0 | 0 | 0
Coal | 51961.06 | 43620.29 | 6439.67 | 3303.24 | 3290.23 | 2978.63
Geo | 0 | 208.05 | 21387.54 | 21387.54 | 21387.54 | 21387.54
H | 4353 | 4353 | 4353 | 4353 | 4353 | 4353
LFG | 58.34 | 58.34 | 286.45 | 286.45 | 286.45 | 286.45
Nuc | 0.01 | 0.02 | 0.04 | 12463.92 | 12464.22 | 12464.04
PS | 61.93 | 66.17 | 61.93 | 118.23 | 61.93 | 61.93
PV | 54.93 | 54.93 | 54.93 | 54.93 | 52.56 | 47.55
PeakG | 0 | 0 | 4.26 | 6.82 | 18.81 | 3.57
PeakO | 0 | 0 | 0 | 0 | 0 | 0
ST | 9.83 | 1101.44 | 1101.44 | 1101.44 | 1098.47 | 1098.47
STOG | 0 | 0 | 0 | 0 | 0 | 0
STWD | 0 | 0 | 0 | 0 | 0 | 0
WT | 6354.34 | 13564.5 | 13564.5 | 13564.5 | 13564.5 | 12645.02
IGCC | 0 | 0 | 0 | 0 | 0 | 0
DemandResponse | 0 | 0 | 0 | 0 | 0 | 0
IGCC-CCS | 0 | 0 | 0 | 0 | 0 | 0
WT_off | 0 | 0 | 0 | 0 | 0 | 0
PseudoUnit | 0 | 0 | 0 | 0 | 0 | 0
FixedInterchange | 0 | 0 | 0 | 0 | 0 | 0
Total Generation by Reporting Type: SP15
ReportingType | 2015 | 2020 | 2025 | 2030 | 2035 | 2040
BM | 44.8 | 44.8 | 44.8 | 44.8 | 44.8 | 44.8
CC | 69597.79 | 57998.83 | 57470.57 | 37377.23 | 17320.21 | 16072.79
CSP | 0 | 0 | 0 | 0 | 0 | 0
CT | 0 | 0 | 0 | 0 | 0 | 0
Coal | 1392.49 | 761.6 | 0 | 0 | 0 | 0
Geo | 7774.15 | 19841.05 | 19841.05 | 19841.05 | 19841.05 | 19841.05
H | 5920 | 5920 | 5920 | 5920 | 5920 | 5920
LFG | 1759.71 | 6141.64 | 6141.64 | 6141.64 | 6141.64 | 6141.64
Nuc | 17526.13 | 17526.13 | 17526.13 | 17526.13 | 17526.13 | 22075.6
PS | 0.6 | 0 | 0 | 49.06 | 8.88 | 4.94
PV | 331.57 | 331.57 | 331.57 | 331.57 | 331.57 | 331.57
PeakG | 0 | 0 | 0 | 0 | 0 | 0
PeakO | 0 | 0 | 0 | 0 | 0 | 0
ST | 1569.79 | 1569.79 | 1569.79 | 1569.79 | 1569.79 | 1569.79
STOG | 612.75 | 276.53 | 235.81 | 0 | 0 | 0
STWD | 833.95 | 833.95 | 833.95 | 833.95 | 833.95 | 833.95
WT | 5740.26 | 7894.42 | 22413.76 | 38342.21 | 38342.21 | 38342.21
IGCC | 0 | 0 | 0 | 0 | 0 | 0
DemandResponse | 0 | 0 | 0 | 0 | 0 | 0
IGCC-CCS | 0 | 0 | 0 | 0 | 0 | 0
WT_off | 0 | 0 | 0 | 0 | 0 | 0
PseudoUnit | 0 | 0 | 0 | 0 | 0 | 0
FixedInterchange | 0 | 0 | 0 | 0 | 0 | 0
Total Generation by Reporting Type: ALB
ReportingType | 2015 | 2020 | 2025 | 2030 | 2035 | 2040
BM | 0 | 0 | 0 | 0 | 0 | 0
CC | 13861.19 | 10917.81 | 13414.7 | 4044.27 | 4.79 | 0
CSP | 0 | 0 | 0 | 0 | 0 | 0
CT | 0 | 0 | 0 | 0 | 0 | 0
Coal | 46350.59 | 46350.59 | 37932.43 | 0 | 0 | 0
Geo | 0 | 0 | 0 | 0 | 0 | 0
H | 1979.87 | 1979.87 | 1979.87 | 1979.87 | 1979.87 | 1979.87
LFG | 78.84 | 78.84 | 78.84 | 78.84 | 78.84 | 78.84
Nuc | 0 | 0 | 0 | 43014.42 | 43014.42 | 43013.99
PS | 0 | 0 | 0 | 0 | 0 | 0
PV | 0 | 0 | 0 | 0 | 0 | 0
PeakG | 0 | 0 | 0 | 0 | 0 | 0
PeakO | 0 | 0 | 0 | 0 | 0 | 0
ST | 0 | 0 | 0 | 0 | 0 | 0
STOG | 0 | 0 | 0 | 0 | 0 | 0
STWD | 0 | 0 | 1219.39 | 1219.39 | 1219.39 | 1219.39
WT | 1553.84 | 1553.84 | 1553.84 | 1553.84 | 1553.84 | 1553.84
IGCC | 0 | 0 | 0 | 0 | 0 | 0
DemandResponse | 0 | 0 | 0 | 0 | 0 | 0
IGCC-CCS | 0 | 0 | 0 | 0 | 0 | 0
WT_off | 0 | 0 | 0 | 0 | 0 | 0
PseudoUnit | 0 | 0 | 0 | 0 | 0 | 0
FixedInterchange | 0 | 0 | 0 | 0 | 0 | 0
Total Generation by Reporting Type: BC
ReportingType | 2015 | 2020 | 2025 | 2030 | 2035 | 2040
BM | 0 | 0 | 0 | 0 | 0 | 0
CC | 1564.5 | 1564.5 | 0 | 0 | 0 | 0
CSP | 0 | 0 | 0 | 0 | 0 | 0
CT | 0 | 0 | 0 | 0 | 0 | 0
Coal | 0 | 0 | 0 | 0 | 0 | 0
Geo | 0 | 0 | 0 | 0 | 0 | 0
H | 54411.22 | 54411.22 | 54411.22 | 54411.22 | 54411.22 | 54411.22
LFG | 189.22 | 189.22 | 189.22 | 189.22 | 189.22 | 189.22
Nuc | 0 | 0 | 0 | 0.78 | 0.78 | 0.36
PS | 0 | 0 | 0 | 0 | 0 | 0
PV | 0 | 0 | 0 | 0 | 0 | 0
PeakG | 0 | 0 | 0 | 0 | 0 | 0
PeakO | 0 | 0 | 0 | 0 | 0 | 0
ST | 0 | 0 | 0 | 0 | 0 | 0
STOG | 0 | 0 | 0 | 0 | 0 | 0
STWD | 0 | 0 | 75.58 | 3574.08 | 3574.08 | 3574.08
WT | 568.82 | 568.82 | 568.82 | 568.82 | 568.82 | 568.82
IGCC | 0 | 0 | 0 | 0 | 0 | 0
DemandResponse | 0 | 0 | 0 | 0 | 0 | 0
IGCC-CCS | 0 | 0 | 0 | 0 | 0 | 0
WT_off | 0 | 0 | 0 | 0 | 0 | 0
PseudoUnit | 0 | 0 | 0 | 0 | 0 | 0
FixedInterchange | 0 | 0 | 0 | 0 | 0 | 0
Total Generation by Reporting Type: HQ_IESO
ReportingType | 2015 | 2020 | 2025 | 2030 | 2035 | 2040
BM | 0 | 0 | 0 | 0 | 0 | 0
CC | 0 | 0 | 0 | 0 | 0 | 0
CSP | 0 | 0 | 0 | 0 | 0 | 0
CT | 0 | 0 | 0 | 0 | 0 | 0
Coal | 0 | 0 | 0 | 0 | 0 | 0
Geo | 0 | 0 | 0 | 0 | 0 | 0
H | 0 | 0 | 0 | 0 | 0 | 0
LFG | 0 | 0 | 0 | 0 | 0 | 0
Nuc | 0 | 0 | 0 | 0 | 0 | 0
PS | 0 | 0 | 0 | 0 | 0 | 0
PV | 0 | 0 | 0 | 0 | 0 | 0
PeakG | 0 | 0 | 0 | 0 | 0 | 0
PeakO | 0 | 0 | 0 | 0 | 0 | 0
ST | 0 | 0 | 0 | 0 | 0 | 0
STOG | 0 | 0 | 0 | 0 | 0 | 0
STWD | 0 | 0 | 0 | 0 | 0 | 0
WT | 0 | 0 | 0 | 0 | 0 | 0
IGCC | 0 | 0 | 0 | 0 | 0 | 0
DemandResponse | 0 | 0 | 0 | 0 | 0 | 0
IGCC-CCS | 0 | 0 | 0 | 0 | 0 | 0
WT_off | 0 | 0 | 0 | 0 | 0 | 0
PseudoUnit | 0 | 0 | 0 | 0 | 0 | 0
FixedInterchange | 2336 | 2336 | 2336 | 2336 | 2336 | 2336
Total Generation by Reporting Type: HQ_NEISO
ReportingType | 2015 | 2020 | 2025 | 2030 | 2035 | 2040
BM | 0 | 0 | 0 | 0 | 0 | 0
CC | 0 | 0 | 0 | 0 | 0 | 0
CSP | 0 | 0 | 0 | 0 | 0 | 0
CT | 0 | 0 | 0 | 0 | 0 | 0
Coal | 0 | 0 | 0 | 0 | 0 | 0
Geo | 0 | 0 | 0 | 0 | 0 | 0
H | 0 | 0 | 0 | 0 | 0 | 0
LFG | 0 | 0 | 0 | 0 | 0 | 0
Nuc | 0 | 0 | 0 | 0.02 | 0.36 | 0.36
PS | 0 | 0 | 0 | 0 | 0 | 0
PV | 0 | 0 | 0 | 0 | 0 | 0
PeakG | 0 | 0 | 0 | 0 | 0 | 0
PeakO | 0 | 0 | 0 | 0 | 0 | 0
ST | 0 | 0 | 0 | 0 | 0 | 0
STOG | 0 | 0 | 0 | 0 | 0 | 0
STWD | 0 | 0 | 0 | 0 | 0 | 0
WT | 0 | 0 | 0 | 0 | 0 | 0
IGCC | 0 | 0 | 0 | 0 | 0 | 0
DemandResponse | 0 | 0 | 0 | 0 | 0 | 0
IGCC-CCS | 0 | 0 | 0 | 0 | 0 | 0
WT_off | 0 | 0 | 0 | 0 | 0 | 0
PseudoUnit | 0 | 0 | 0 | 0 | 7325.51 | 7325.51
FixedInterchange | 19184.4 | 19184.4 | 19184.4 | 19184.4 | 19184.4 | 19184.4
Total Generation by Reporting Type: HQ_NY
ReportingType | 2015 | 2020 | 2025 | 2030 | 2035 | 2040
BM | 0 | 0 | 0 | 0 | 0 | 0
CC | 0 | 0 | 0 | 0 | 0 | 0
CSP | 0 | 0 | 0 | 0 | 0 | 0
CT | 0 | 0 | 0 | 0 | 0 | 0
Coal | 0 | 0 | 0 | 0 | 0 | 0
Geo | 0 | 0 | 0 | 0 | 0 | 0
H | 0 | 0 | 0 | 0 | 0 | 0
LFG | 0 | 0 | 0 | 0 | 0 | 0
Nuc | 0 | 0 | 0 | 0.02 | 0.78 | 0.37
PS | 0 | 0 | 0 | 0 | 0 | 0
PV | 0 | 0 | 0 | 0 | 0 | 0
PeakG | 0 | 0 | 0 | 0 | 0 | 0
PeakO | 0 | 0 | 0 | 0 | 0 | 0
ST | 0 | 0 | 0 | 0 | 0 | 0
STOG | 0 | 0 | 0 | 0 | 0 | 0
STWD | 0 | 0 | 0 | 0 | 0 | 0
WT | 0 | 0 | 0 | 0 | 0 | 0
IGCC | 0 | 0 | 0 | 0 | 0 | 0
DemandResponse | 0 | 0 | 0 | 0 | 0 | 0
IGCC-CCS | 0 | 0 | 0 | 0 | 0 | 0
WT_off | 0 | 0 | 0 | 0 | 0 | 0
PseudoUnit | 0 | 0 | 12169.56 | 14570.11 | 14570.11 | 14570.11
FixedInterchange | 5840 | 5840 | 5840 | 5840 | 5840 | 5840
Total Generation by Reporting Type: MARITIMES
ReportingType | 2015 | 2020 | 2025 | 2030 | 2035 | 2040
BM | 0 | 0 | 0 | 0 | 0 | 0
CC | 0 | 0 | 0 | 0 | 0 | 0
CSP | 0 | 0 | 0 | 0 | 0 | 0
CT | 0 | 0 | 0 | 0 | 0 | 0
Coal | 0 | 0 | 0 | 0 | 0 | 0
Geo | 0 | 0 | 0 | 0 | 0 | 0
H | 0 | 0 | 0 | 0 | 0 | 0
LFG | 0 | 0 | 0 | 0 | 0 | 0
Nuc | 0 | 0 | 0 | 0.02 | 0.36 | 0.36
PS | 0 | 0 | 0 | 0 | 0 | 0
PV | 0 | 0 | 0 | 0 | 0 | 0
PeakG | 0 | 0 | 0 | 0 | 0 | 0
PeakO | 0 | 0 | 0 | 0 | 0 | 0
ST | 0 | 0 | 0 | 0 | 0 | 0
STOG | 0 | 0 | 0 | 0 | 0 | 0
STWD | 0 | 0 | 0 | 0 | 0 | 0
WT | 0 | 0 | 0 | 0 | 0 | 0
IGCC | 0 | 0 | 0 | 0 | 0 | 0
DemandResponse | 0 | 0 | 0 | 0 | 0 | 0
IGCC-CCS | 0 | 0 | 0 | 0 | 0 | 0
WT_off | 0 | 0 | 0 | 0 | 0 | 0
PseudoUnit | 0 | 0 | 0 | 0 | 2480.72 | 2480.72
FixedInterchange | 8760 | 8760 | 8760 | 8760 | 8760 | 8760
Total Generation by Reporting Type: All
ReportingType | 2015 | 2020 | 2025 | 2030 | 2035 | 2040
BM | 2252.53 | 5470.25 | 6801.23 | 7860.48 | 9630.86 | 19288.3
CC | 1426044.11 | 1630147.09 | 1600015.78 | 1032711.66 | 524754.92 | 152584.62
CSP | 0 | 0 | 0 | 0 | 0 | 0
CT | 758.33 | 1075.99 | 1185.7 | 220.75 | 21.02 | 5.42
Coal | 1109848.78 | 518321.17 | 90043.86 | 29274.1 | 32317.38 | 32750
Geo | 20459.37 | 37727.52 | 74585.65 | 74585.65 | 74585.65 | 74585.65
H | 430354.22 | 435188.89 | 450440.43 | 450541.2 | 451932.45 | 451932.45
LFG | 32608.22 | 47193.62 | 64617.26 | 70321.34 | 70207.02 | 70207.02
Nuc | 913050.29 | 933831.43 | 945742.47 | 1258814.53 | 1485510.84 | 1726183.7
PS | 6678.63 | 8137.9 | 9833.63 | 5540.6 | 3855.5 | 36630.92
PV | 1434.35 | 4684.62 | 5862.54 | 5910.92 | 5806.28 | 5706.84
PeakG | 3363.68 | 5725.96 | 8664.1 | 2652.07 | 1801.68 | 1340.69
PeakO | 0 | 0 | 0 | 0 | 0 | 0
ST | 2659.82 | 5055.7 | 5592.7 | 5592.7 | 5589.73 | 5589.73
STOG | 8793.93 | 8224.79 | 2652.95 | 730.07 | 8.34 | 8.34
STWD | 11538.98 | 10706.75 | 14347.43 | 24725.62 | 33181.01 | 28634.47
WT | 178096.59 | 377415.38 | 524499.47 | 632811.15 | 617653.03 | 599830.66
IGCC | 4427.31 | 4427.31 | 1000.34 | 61.18 | 0 | 0
DemandResponse | 0 | 0 | 0 | 0 | 0 | 0
IGCC-CCS | 0 | 0 | 0 | 0 | 0 | 0
WT_off | 1873.59 | 1873.59 | 5864.11 | 5864.11 | 5864.11 | 5864.11
PseudoUnit | 0 | 0 | 12169.56 | 14570.11 | 24376.33 | 24376.33
FixedInterchange | 36120.4 | 36120.4 | 36120.4 | 36120.4 | 36120.4 | 36120.4
Total Generation by Reporting Type: EI_US
ReportingType | 2015 | 2020 | 2025 | 2030 | 2035 | 2040
BM | 2109.46 | 5260.03 | 6361.65 | 6490.07 | 8260.45 | 10880.43
CC | 963508.38 | 1194521.77 | 1181215.35 | 767685.37 | 435376.87 | 101618.42
CSP | 0 | 0 | 0 | 0 | 0 | 0
CT | 756.38 | 1073.66 | 1177.53 | 188.19 | 21.02 | 5.42
Coal | 863846.5 | 323563.58 | 37247.96 | 22511.7 | 25567.97 | 26312.21
Geo | 354.6 | 354.6 | 354.6 | 354.6 | 354.6 | 354.6
H | 108753.3 | 111081.72 | 118435.51 | 118536.27 | 118835.72 | 118835.72
LFG | 27266.03 | 35298 | 45825.75 | 51529.82 | 51529.82 | 51529.82
Nuc | 697700.28 | 728199.76 | 748550.52 | 924558.71 | 1040517.79 | 1274802.77
PS | 6563.52 | 8071.72 | 9747.94 | 5371.15 | 3782.53 | 36561.88
PV | 411.15 | 3661.42 | 4839.33 | 4887.72 | 4813.65 | 4719.46
PeakG | 3249.43 | 5616.82 | 8646.47 | 2528.04 | 1665.03 | 1190.9
PeakO | 0 | 0 | 0 | 0 | 0 | 0
ST | 0 | 0 | 0 | 0 | 0 | 0
STOG | 5159.99 | 4340.44 | 1832.43 | 730.07 | 8.34 | 8.34
STWD | 7425.28 | 6593.06 | 6476.54 | 11886.97 | 20342.35 | 16487.22
WT | 106488.69 | 264651.3 | 362163.24 | 454546.47 | 445419.77 | 435689.2
IGCC | 4427.31 | 4427.31 | 1000.34 | 61.18 | 0 | 0
DemandResponse | 0 | 0 | 0 | 0 | 0 | 0
IGCC-CCS | 0 | 0 | 0 | 0 | 0 | 0
WT_off | 1873.59 | 1873.59 | 5864.11 | 5864.11 | 5864.11 | 5864.11
PseudoUnit | 0 | 0 | 12169.56 | 14570.11 | 24376.33 | 24376.33
FixedInterchange | 33784.4 | 33784.4 | 33784.4 | 33784.4 | 33784.4 | 33784.4
Total Generation by Reporting Type: EI_Canada
ReportingType | 2015 | 2020 | 2025 | 2030 | 2035 | 2040
BM | 0 | 0 | 0 | 0 | 0 | 0
CC | 6420.41 | 5578.78 | 0 | 0 | 0 | 0
CSP | 0 | 0 | 0 | 0 | 0 | 0
CT | 1.95 | 0 | 0 | 0 | 0 | 0
Coal | 239.84 | 0 | 0 | 0 | 0 | 0
Geo | 0 | 0 | 0 | 0 | 0 | 0
H | 87709.45 | 90215.69 | 98113.46 | 98113.46 | 98113.46 | 98113.46
LFG | 926.37 | 114.32 | 114.32 | 114.32 | 0 | 0
Nuc | 101258.77 | 91540.42 | 83100.69 | 81457.95 | 74849.91 | 67557.9
PS | 50.43 | 0 | 0 | 0 | 0 | 0
PV | 78.84 | 78.84 | 78.84 | 78.84 | 78.84 | 78.84
PeakG | 114.25 | 101.41 | 0 | 0 | 0 | 0
PeakO | 0 | 0 | 0 | 0 | 0 | 0
ST | 0 | 0 | 0 | 0 | 0 | 0
STOG | 12.93 | 0 | 0 | 0 | 0 | 0
STWD | 0 | 0 | 0 | 0 | 0 | 0
WT | 9925.81 | 8294.11 | 8294.11 | 8294.11 | 2262.7 | 1573.98
IGCC | 0 | 0 | 0 | 0 | 0 | 0
DemandResponse | 0 | 0 | 0 | 0 | 0 | 0
IGCC-CCS | 0 | 0 | 0 | 0 | 0 | 0
WT_off | 0 | 0 | 0 | 0 | 0 | 0
PseudoUnit | 0 | 0 | 0 | 0 | 0 | 0
FixedInterchange | 2336 | 2336 | 2336 | 2336 | 2336 | 2336
Total Generation by Reporting Type: EI
ReportingType | 2015 | 2020 | 2025 | 2030 | 2035 | 2040
BM | 2109.46 | 5260.03 | 6361.65 | 6490.07 | 8260.45 | 10880.43
CC | 969928.79 | 1200100.55 | 1181215.35 | 767685.37 | 435376.87 | 101618.42
CSP | 0 | 0 | 0 | 0 | 0 | 0
CT | 758.33 | 1073.66 | 1177.53 | 188.19 | 21.02 | 5.42
Coal | 864086.34 | 323563.58 | 37247.96 | 22511.7 | 25567.97 | 26312.21
Geo | 354.6 | 354.6 | 354.6 | 354.6 | 354.6 | 354.6
H | 196462.75 | 201297.42 | 216548.96 | 216649.72 | 216949.18 | 216949.18
LFG | 28192.4 | 35412.31 | 45940.07 | 51644.14 | 51529.82 | 51529.82
Nuc | 798959.06 | 819740.18 | 831651.21 | 1006016.66 | 1115367.7 | 1342360.67
PS | 6613.95 | 8071.72 | 9747.94 | 5371.15 | 3782.53 | 36561.88
PV | 489.99 | 3740.26 | 4918.17 | 4966.56 | 4892.49 | 4798.3
PeakG | 3363.68 | 5718.23 | 8646.47 | 2528.04 | 1665.03 | 1190.9
PeakO | 0 | 0 | 0 | 0 | 0 | 0
ST | 0 | 0 | 0 | 0 | 0 | 0
STOG | 5172.92 | 4340.44 | 1832.43 | 730.07 | 8.34 | 8.34
STWD | 7425.28 | 6593.06 | 6476.54 | 11886.97 | 20342.35 | 16487.22
WT | 116414.5 | 272945.41 | 370457.36 | 462840.58 | 447682.46 | 437263.18
IGCC | 4427.31 | 4427.31 | 1000.34 | 61.18 | 0 | 0
DemandResponse | 0 | 0 | 0 | 0 | 0 | 0
IGCC-CCS | 0 | 0 | 0 | 0 | 0 | 0
WT_off | 1873.59 | 1873.59 | 5864.11 | 5864.11 | 5864.11 | 5864.11
PseudoUnit | 0 | 0 | 12169.56 | 14570.11 | 24376.33 | 24376.33
FixedInterchange | 36120.4 | 36120.4 | 36120.4 | 36120.4 | 36120.4 | 36120.4
Total Generation by Reporting Type: Outside_EI
ReportingType | 2015 | 2020 | 2025 | 2030 | 2035 | 2040
BM | 143.07 | 210.22 | 439.57 | 1370.41 | 1370.41 | 8407.86
CC | 456115.32 | 430046.53 | 418800.43 | 265026.29 | 89378.05 | 50966.2
CSP | 0 | 0 | 0 | 0 | 0 | 0
CT | 0 | 2.34 | 8.17 | 32.56 | 0 | 0
Coal | 245762.44 | 194757.59 | 52795.9 | 6762.41 | 6749.4 | 6437.8
Geo | 20104.76 | 37372.91 | 74231.05 | 74231.05 | 74231.05 | 74231.05
H | 233891.47 | 233891.47 | 233891.47 | 233891.47 | 234983.28 | 234983.28
LFG | 4415.83 | 11781.31 | 18677.2 | 18677.2 | 18677.2 | 18677.2
Nuc | 114091.24 | 114091.24 | 114091.26 | 252797.86 | 370143.14 | 383823.03
PS | 64.69 | 66.17 | 85.69 | 169.45 | 72.97 | 69.03
PV | 944.36 | 944.36 | 944.36 | 944.36 | 913.79 | 908.54
PeakG | 0 | 7.72 | 17.63 | 124.03 | 136.65 | 149.79
PeakO | 0 | 0 | 0 | 0 | 0 | 0
ST | 2659.82 | 5055.7 | 5592.7 | 5592.7 | 5589.73 | 5589.73
STOG | 3621 | 3884.35 | 820.52 | 0 | 0 | 0
STWD | 4113.7 | 4113.7 | 7870.89 | 12838.66 | 12838.66 | 12147.24
WT | 61682.09 | 104469.96 | 154042.12 | 169970.57 | 169970.57 | 162567.48
IGCC | 0 | 0 | 0 | 0 | 0 | 0
DemandResponse | 0 | 0 | 0 | 0 | 0 | 0
IGCC-CCS | 0 | 0 | 0 | 0 | 0 | 0
WT_off | 0 | 0 | 0 | 0 | 0 | 0
PseudoUnit | 0 | 0 | 0 | 0 | 0 | 0
FixedInterchange | 0 | 0 | 0 | 0 | 0 | 0
#2 | Energy Demand (TWh)
Energy Demand by Pool & Region:
Pool/Region | 2015 | 2020 | 2025 | 2030 | 2035 | 2040
ENT | 165.32 | 151.14 | 140.57 | 121.75 | 105.23 | 102.6
FRCC | 240.15 | 223.83 | 224.35 | 210.3 | 185.2 | 186.06
MAPP_US | 26.58 | 26.89 | 24.94 | 24.42 | 22.95 | 21.41
MISO_IN | 91.9 | 84.76 | 87.79 | 82.66 | 72.08 | 72.94
MISO_MI | 92.3 | 83.58 | 84.47 | 80.25 | 74.42 | 72.09
MISO_MO-IL | 87.32 | 86.38 | 85.93 | 81.39 | 72.25 | 71.57
MISO_W | 126.57 | 120.72 | 128.79 | 123.77 | 107.69 | 101.45
MISO_WUMS | 60.89 | 60.9 | 57.94 | 56.53 | 49.59 | 47.81
NE | 30.89 | 30.86 | 26.8 | 26.7 | 27.78 | 26.32
NEISO | 126.48 | 109.65 | 101.36 | 93.08 | 91.33 | 82.08
NonRTO_Midwest | 59.15 | 56.68 | 55.14 | 46.9 | 45.3 | 45
NYISO_A-F | 54.21 | 55.57 | 52.94 | 51.72 | 44.99 | 41.45
NYISO_G-I | 16.76 | 16.73 | 16.13 | 14.75 | 13.85 | 12.86
NYISO_J-K | 63.27 | 63.89 | 61.52 | 58.15 | 53.38 | 49.62
PJM_E | 121.61 | 106.04 | 99.02 | 94.57 | 88.95 | 84.45
PJM_ROM | 136.15 | 132.78 | 124.48 | 119.73 | 112.51 | 109.36
PJM_ROR | 482.83 | 460 | 406.62 | 385.48 | 354.43 | 331.09
SOCO | 238.46 | 246.03 | 232.66 | 219.27 | 200.66 | 180.03
SPP_N | 75.14 | 75.45 | 66.19 | 68.21 | 69.24 | 66.04
SPP_S | 158.02 | 163.74 | 154.27 | 144.32 | 134.95 | 127.09
TVA | 162.99 | 157.41 | 144.33 | 132.29 | 133.51 | 120.89
TVA_Transmission | 0 | 0 | 0 | 0 | 0 | 0
VACAR | 244.15 | 244.54 | 236.39 | 222.88 | 203.7 | 196.74
IESO | 125.39 | 112.36 | 103.92 | 102.27 | 90.28 | 82.98
MAPP_CA | 47.56 | 46.52 | 43.27 | 42.81 | 38 | 35.12
AZ_NM_SNV_Coal | 124.01 | 130.99 | 126.58 | 119.62 | 117.77 | 107.86
AZ_NM_SNV_Gas | 0 | 0 | 0 | 0 | 0 | 0
AZ_NM_SNV_NucRenew | 0 | 0 | 0 | 0 | 0 | 0
ERCOT | 318.55 | 306.2 | 288.62 | 267.33 | 248.54 | 232.52
NP15 | 109.9 | 109.77 | 106.93 | 109.04 | 105.53 | 105.88
NWPP_Coal | 223.65 | 225.71 | 218.37 | 208 | 192.48 | 197.77
NWPP_Gas | 0 | 0 | 0 | 0 | 0 | 0
NWPP_NucRenew | 0 | 0 | 0 | 0 | 0 | 0
RMPA | 69.01 | 71.6 | 61.9 | 63.82 | 58.86 | 55.16
SP15 | 181.7 | 183.13 | 174.01 | 167.67 | 161.33 | 160.97
ALB | 61.26 | 59.91 | 57.47 | 58.66 | 53.7 | 51.2
BC | 59.3 | 56.73 | 53.23 | 53.16 | 47.6 | 44.39
HQ_IESO | 0 | 0 | 0 | 0 | 0 | 0
HQ_NEISO | 0 | 0 | 0 | 0 | 0 | 0
HQ_NY | 0 | 0 | 0 | 0 | 0 | 0
MARITIMES | 0 | 0 | 0 | 0 | 0 | 0
All | 4181.46 | 4060.48 | 3846.93 | 3651.52 | 3378.08 | 3222.8
EI_US | 2861.12 | 2757.55 | 2612.62 | 2459.13 | 2263.98 | 2148.93
EI_Canada | 172.95 | 158.88 | 147.18 | 145.09 | 128.28 | 118.11
EI | 3034.07 | 2916.43 | 2759.81 | 2604.22 | 2392.26 | 2267.04
Outside_EI | 1147.38 | 1144.05 | 1087.12 | 1047.3 | 985.82 | 955.76
#3 | Generation Minus Energy (TWh)
Generation Minus Energy by Pool & Region:
Pool/Region | 2015 | 2020 | 2025 | 2030 | 2035 | 2040
ENT | 3.31 | -4.37 | -2.99 | -13.58 | -2.96 | 3.05
FRCC | -0.85 | -0.88 | -0.47 | 0.56 | -0.44 | -10.01
MAPP_US | 1.06 | 19.9 | 25.96 | 26.83 | 28.2 | 25.66
MISO_IN | -11.68 | 87.46 | 60.5 | 50.53 | 41.4 | -7.93
MISO_MI | -29.65 | -50.17 | -48.09 | -51.14 | -56.58 | -24.02
MISO_MO-IL | 9.6 | -44.28 | -51.49 | -52.42 | -44.23 | -43.1
MISO_W | 5.12 | -29.18 | 17.24 | 20.49 | 17.95 | 22.69
MISO_WUMS | 21.97 | 21.95 | 23.16 | 9.78 | 3.22 | -4.98
NE | 12.04 | 0.86 | 1.77 | 1.35 | -13.66 | -13.82
NEISO | -26.09 | -25.08 | -20.34 | -15.81 | -22.92 | -22.63
NonRTO_Midwest | -0.77 | -1.51 | -7.6 | -1.42 | 1.46 | 1.92
NYISO_A-F | 18 | 18.47 | 18.77 | 11.54 | 13.76 | 11.03
NYISO_G-I | 1.92 | 2.23 | 1.82 | 3.13 | -3.19 | -2.03
NYISO_J-K | -40.16 | -40.87 | -47.1 | -48.14 | -44.92 | -45.94
PJM_E | -1.34 | 19.95 | 39.56 | 19.5 | 1.85 | -23.97
PJM_ROM | -55.46 | -46.99 | -37.02 | -42.37 | -51.61 | -19.95
PJM_ROR | 58.92 | 10.5 | -35.5 | 17.34 | 23.8 | 51.14
SOCO | -2.79 | -2.92 | -2.83 | -0.88 | 0.93 | 18.47
SPP_N | 3.72 | 22.52 | 9.01 | 7.13 | 23.54 | 21.72
SPP_S | -17.07 | -16.31 | -13.31 | -12.04 | -20.76 | -18.5
TVA | -2.97 | 1.72 | -2.15 | -3.72 | 0.59 | -6.06
TVA_Transmission | 0 | 0 | 0 | 0 | 0 | 0
VACAR | -8.05 | -1.96 | -1.79 | -8.05 | 2.92 | 23.19
IESO | 32.43 | 32.41 | 32.41 | 32.41 | 32.41 | 32.41
MAPP_CA | 1.36 | 4.63 | 10.1 | 10.56 | 14.61 | 16.8
AZ_NM_SNV_Coal | -74.36 | -85.85 | -121.8 | -119.62 | -117.77 | -107.86
AZ_NM_SNV_Gas | 65.12 | 49.86 | 64.11 | 25.97 | 6.02 | 1.95
AZ_NM_SNV_NucRenew | 42.13 | 68.28 | 81.38 | 109.83 | 143.72 | 141.24
ERCOT | -0.23 | -0.47 | -0.13 | -1.28 | 0.91 | 0.07
NP15 | 5.41 | 15.78 | 18.23 | 24 | 19.57 | 15.73
NWPP_Coal | -176.33 | -192.23 | -217.09 | -206.72 | -191.2 | -196.49
NWPP_Gas | 44.72 | 44.72 | 44.72 | 22.27 | 1.03 | 0
NWPP_NucRenew | 162.47 | 162.54 | 172.19 | 185.03 | 186.12 | 186.12
RMPA | -0.1 | -2.96 | -5.47 | -3.46 | -1.02 | 1.22
SP15 | -68.6 | -63.99 | -41.68 | -39.7 | -53.44 | -49.8
ALB | 2.57 | 0.97 | -1.29 | -6.77 | -5.85 | -3.35
BC | -2.57 | 0 | 2.01 | 5.59 | 11.14 | 14.35
HQ_IESO | 2.34 | 2.34 | 2.34 | 2.34 | 2.34 | 2.34
HQ_NEISO | 19.18 | 19.18 | 19.18 | 19.18 | 26.51 | 26.51
HQ_NY | 5.84 | 5.84 | 18.01 | 20.41 | 20.41 | 20.41
MARITIMES | 8.76 | 8.76 | 8.76 | 8.76 | 11.24 | 11.24
All | 8.9 | 10.85 | 13.11 | 7.39 | 5.14 | 48.84
EI_US | -27.45 | -25.17 | -26.93 | -33.05 | -43.46 | -5.91
EI_Canada | 36.13 | 39.38 | 44.86 | 45.31 | 49.37 | 51.55
EI | 8.68 | 14.21 | 17.92 | 12.26 | 5.91 | 45.64
Outside_EI | 0.23 | -3.35 | -4.81 | -4.87 | -0.77 | 3.2
#4 | Fuel Use (TBtu)
Total Fuel Consumption by Reporting Type: Entergy
ReportingType | 2015 | 2020 | 2025 | 2030 | 2035 | 2040
BM | 0 | 0 | 0 | 0 | 0 | 0
CC | 481.93 | 667.42 | 640.55 | 418.24 | 83.68 | 29.18
CSP | 0 | 0 | 0 | 0 | 0 | 0
CT | 0 | 0 | 0 | 0 | 0 | 0
Coal | 563.57 | 50.94 | 4.8 | 0 | 0 | 0
Geo | 0 | 0 | 0 | 0 | 0 | 0
H | 0 | 0 | 0 | 0 | 0 | 0
LFG | 0 | 0 | 0 | 11.56 | 11.56 | 11.56
Nuc | 464.87 | 464.87 | 464.87 | 464.87 | 915.63 | 1040.85
PS | 0 | 0 | 0 | 0 | 0 | 0
PV | 0 | 0 | 0 | 0 | 0 | 0
PeakG | 0 | 0 | 0.01 | 0 | 0 | 0
PeakO | 0 | 0 | 0 | 0 | 0 | 0
ST | 0 | 0 | 0 | 0 | 0 | 0
STOG | 5.2 | 6.09 | 0 | 0 | 0 | 0
STWD | 0.51 | 1.73 | 1.79 | 11.64 | 18.94 | 15.87
WT | 0 | 0 | 0 | 0 | 0 | 0
IGCC | 0 | 0 | 0 | 0 | 0 | 0
DemandResponse | 0 | 0 | 0 | 0 | 0 | 0
IGCC-CCS | 0 | 0 | 0 | 0 | 0 | 0
WT_off | 0 | 0 | 0 | 0 | 0 | 0
PseudoUnit | 0 | 0 | 0 | 0 | 0 | 0
FixedInterchange | 0 | 0 | 0 | 0 | 0 | 0
Total Fuel Consumption by Reporting Type: FRCC
ReportingType | 2015 | 2020 | 2025 | 2030 | 2035 | 2040
BM | 0 | 0 | 0 | 0 | 0 | 30.59
CC | 1228.42 | 1246.27 | 1196.74 | 382.72 | 224.19 | 108.55
CSP | 0 | 0 | 0 | 0 | 0 | 0
CT | 7.16 | 10.45 | 10.28 | 1.83 | 0 | 0
Coal | 213.35 | 17.16 | 0 | 0 | 0 | 0
Geo | 0 | 0 | 0 | 0 | 0 | 0
H | 0 | 0 | 0 | 0 | 0 | 0
LFG | 0 | 0 | 21.31 | 21.31 | 21.31 | 21.31
Nuc | 352.09 | 352.09 | 424.61 | 1510.53 | 1488.02 | 1565.92
PS | 0 | 0 | 0 | 0 | 0 | 0
PV | 0 | 0 | 0 | 0 | 0 | 0
PeakG | 5.12 | 10.27 | 7.9 | 0.29 | 0.65 | 0.65
PeakO | 0 | 0 | 0 | 0 | 0 | 0
ST | 0 | 0 | 0 | 0 | 0 | 0
STOG | 7.07 | 0 | 0 | 0 | 0 | 0
STWD | 2.28 | 3.54 | 15.45 | 15.45 | 15.45 | 10.56
WT | 0 | 0 | 0 | 0 | 0 | 0
IGCC | 0 | 0 | 0 | 0 | 0 | 0
DemandResponse | 0 | 0 | 0 | 0 | 0 | 0
IGCC-CCS | 0 | 0 | 0 | 0 | 0 | 0
WT_off | 0 | 0 | 0 | 0 | 0 | 0
PseudoUnit | 0 | 0 | 0 | 0 | 0 | 0
FixedInterchange | 0 | 0 | 0 | 0 | 0 | 0
Total Fuel Consumption by Reporting Type: MAPP_US
ReportingType | 2015 | 2020 | 2025 | 2030 | 2035 | 2040
BM | 0 | 0 | 0 | 0 | 0 | 0
CC | 2.12 | 1.44 | 2.16 | 1.35 | 0.78 | 0
CSP | 0 | 0 | 0 | 0 | 0 | 0
CT | 0 | 0 | 0 | 0 | 0 | 0
Coal | 114.17 | 2.35 | 0 | 0 | 0 | 0
Geo | 0 | 0 | 0 | 0 | 0 | 0
H | 0 | 0 | 0 | 0 | 0 | 0
LFG | 0 | 0 | 0 | 7.71 | 7.71 | 7.71
Nuc | 0 | 0 | 0 | 0 | 0.08 | 0.04
PS | 0 | 0 | 0 | 0 | 0 | 0
PV | 0 | 0 | 0 | 0 | 0 | 0
PeakG | 0.68 | 1.31 | 1.56 | 0.47 | 0.24 | 0.2
PeakO | 0 | 0 | 0 | 0 | 0 | 0
ST | 0 | 0 | 0 | 0 | 0 | 0
STOG | 0 | 0 | 0 | 0 | 0 | 0
STWD | 0 | 0 | 0 | 0 | 0 | 0
WT | 0.01 | 0.04 | 0.04 | 0.04 | 0.04 | 0.04
IGCC | 0 | 0 | 0 | 0 | 0 | 0
DemandResponse | 0 | 0 | 0 | 0 | 0 | 0
IGCC-CCS | 0 | 0 | 0 | 0 | 0 | 0
WT_off | 0 | 0 | 0 | 0 | 0 | 0
PseudoUnit | 0 | 0 | 0 | 0 | 0 | 0
FixedInterchange | 0 | 0 | 0 | 0 | 0 | 0
Total Fuel Consumption by Reporting Type: MISO_IN
ReportingType | 2015 | 2020 | 2025 | 2030 | 2035 | 2040
BM | 0 | 0 | 0 | 0 | 0 | 0
CC | 142.34 | 876.45 | 883.45 | 790.97 | 664.3 | 172.83
CSP | 0 | 0 | 0 | 0 | 0 | 0
CT | 0 | 0 | 0 | 0 | 0 | 0
Coal | 502.65 | 222.78 | 6.38 | 10.15 | 21.52 | 21.52
Geo | 0 | 0 | 0 | 0 | 0 | 0
H | 0 | 0 | 0 | 0 | 0 | 0
LFG | 0 | 0 | 8.62 | 8.62 | 8.62 | 8.62
Nuc | 0 | 0 | 0 | 0.01 | 0.08 | 331.86
PS | 0 | 0 | 0 | 0 | 0 | 0
PV | 0 | 0 | 0 | 0 | 0 | 0
PeakG | 0.06 | 0 | 0.29 | 0 | 0 | 0
PeakO | 0 | 0 | 0 | 0 | 0 | 0
ST | 0 | 0 | 0 | 0 | 0 | 0
STOG | 0.57 | 0.65 | 0.65 | 0.62 | 0 | 0
STWD | 0 | 0 | 0 | 0 | 0 | 0
WT | 0 | 0 | 0 | 0 | 0 | 0
IGCC | 40.45 | 40.45 | 9.14 | 0.56 | 0 | 0
DemandResponse | 0 | 0 | 0 | 0 | 0 | 0
IGCC-CCS | 0 | 0 | 0 | 0 | 0 | 0
WT_off | 0 | 0 | 0 | 0 | 0 | 0
PseudoUnit | 0 | 0 | 0 | 0 | 0 | 0
FixedInterchange | 0 | 0 | 0 | 0 | 0 | 0
Total Fuel Consumption by Reporting Type: MISO_MI
ReportingType | 2015 | 2020 | 2025 | 2030 | 2035 | 2040
BM | 0 | 0 | 0 | 0 | 0 | 0
CC | 88.72 | 74.16 | 88.01 | 35.93 | 11.37 | 2.26
CSP | 0 | 0 | 0 | 0 | 0 | 0
CT | 0 | 0 | 0 | 0 | 0 | 0
Coal | 263.59 | 0 | 0 | 0 | 0 | 0
Geo | 0 | 0 | 0 | 0 | 0 | 0
H | 0 | 0 | 0 | 0 | 0 | 0
LFG | 0 | 0 | 17.24 | 17.24 | 17.24 | 17.24
Nuc | 174.19 | 174.19 | 174.19 | 174.19 | 102.45 | 385.06
PS | 0 | 0 | 0 | 0 | 0 | 0
PV | 0 | 0 | 0 | 0 | 0 | 0
PeakG | 0.45 | 0.23 | 0.35 | 0 | 0 | 0
PeakO | 0 | 0 | 0 | 0 | 0 | 0
ST | 0 | 0 | 0 | 0 | 0 | 0
STOG | 4.26 | 1.93 | 3.28 | 0.26 | 0 | 0
STWD | 13.39 | 11.08 | 1.46 | 8.23 | 13.39 | 13.39
WT | 0.01 | 0.01 | 0.01 | 0.01 | 0 | 0
IGCC | 0 | 0 | 0 | 0 | 0 | 0
DemandResponse | 0 | 0 | 0 | 0 | 0 | 0
IGCC-CCS | 0 | 0 | 0 | 0 | 0 | 0
WT_off | 0 | 0 | 0 | 0 | 0 | 0
PseudoUnit | 0 | 0 | 0 | 0 | 0 | 0
FixedInterchange | 0 | 0 | 0 | 0 | 0 | 0
Total Fuel Consumption by Reporting Type: MISO_MO-IL
ReportingType | 2015 | 2020 | 2025 | 2030 | 2035 | 2040
BM | 0 | 0 | 0 | 0 | 0 | 0
CC | 22.53 | 30.85 | 25.83 | 8.53 | 4.43 | 1.93
CSP | 0 | 0 | 0 | 0 | 0 | 0
CT | 0 | 0 | 0 | 0 | 0 | 0
Coal | 714.22 | 147.22 | 37.53 | 8.47 | 7.3 | 7.3
Geo | 0 | 0 | 0 | 0 | 0 | 0
H | 0 | 0 | 0 | 0 | 0 | 0
LFG | 0 | 0 | 24.03 | 24.03 | 24.03 | 24.03
Nuc | 178.81 | 178.81 | 178.81 | 178.81 | 178.81 | 178.81
PS | 0 | 0 | 0 | 0 | 0 | 0
PV | 0 | 0 | 0 | 0 | 0 | 0
PeakG | 2.45 | 8.6 | 2.71 | 6.67 | 4.73 | 1.96
PeakO | 0 | 0 | 0 | 0 | 0 | 0
ST | 0 | 0 | 0 | 0 | 0 | 0
STOG | 0.06 | 0.26 | 0.22 | 0 | 0 | 0
STWD | 0 | 0 | 0 | 0 | 0 | 0
WT | 0 | 0 | 0 | 0 | 0 | 0
IGCC | 0 | 0 | 0 | 0 | 0 | 0
DemandResponse | 0 | 0 | 0 | 0 | 0 | 0
IGCC-CCS | 0 | 0 | 0 | 0 | 0 | 0
WT_off | 0 | 0 | 0 | 0 | 0 | 0
PseudoUnit | 0 | 0 | 0 | 0 | 0 | 0
FixedInterchange | 0 | 0 | 0 | 0 | 0 | 0
Total Fuel Consumption by Reporting Type: MISO_W
ReportingType | 2015 | 2020 | 2025 | 2030 | 2035 | 2040
BM | 0 | 0 | 0 | 0 | 0 | 0
CC | 74.12 | 87.75 | 33.87 | 19.69 | 13.85 | 6.54
CSP | 0 | 0 | 0 | 0 | 0 | 0
CT | 0 | 0 | 0 | 0 | 0 | 0
Coal | 737.31 | 298.31 | 56.62 | 40.85 | 40.85 | 40.85
Geo | 0 | 0 | 0 | 0 | 0 | 0
H | 0 | 0 | 0 | 0 | 0 | 0
LFG | 0 | 0 | 0 | 7.71 | 7.71 | 7.71
Nuc | 190.11 | 190.11 | 190.11 | 190.11 | 0.01 | 0.01
PS | 0 | 0 | 0 | 0 | 0 | 0
PV | 0 | 0 | 0 | 0 | 0 | 0
PeakG | 2.84 | 3.09 | 1.1 | 0.24 | 0.25 | 0
PeakO | 0 | 0 | 0 | 0 | 0 | 0
ST | 0 | 0 | 0 | 0 | 0 | 0
STOG | 0 | 0 | 0 | 0 | 0 | 0
STWD | 1.2 | 2.41 | 3.64 | 18.33 | 24.94 | 24.94
WT | 0.03 | 0.03 | 0.11 | 0.11 | 0.11 | 0.11
IGCC | 0 | 0 | 0 | 0 | 0 | 0
DemandResponse | 0 | 0 | 0 | 0 | 0 | 0
IGCC-CCS | 0 | 0 | 0 | 0 | 0 | 0
WT_off | 0 | 0 | 0 | 0 | 0 | 0
PseudoUnit | 0 | 0 | 0 | 0 | 0 | 0
FixedInterchange | 0 | 0 | 0 | 0 | 0 | 0
Total Fuel Consumption by Reporting Type: MISO_WUMS
ReportingType | 2015 | 2020 | 2025 | 2030 | 2035 | 2040
BM | 0 | 0 | 0 | 0 | 0 | 0
CC | 327.63 | 379.43 | 373.55 | 266.66 | 263.87 | 20
CSP | 0 | 0 | 0 | 0 | 0 | 0
CT | 0 | 0 | 0 | 0 | 0 | 0
Coal | 115.17 | 30.66 | 14.86 | 19.71 | 24.48 | 34.3
Geo | 0 | 0 | 0 | 0 | 0 | 0
H | 0 | 0 | 0 | 0 | 0 | 0
LFG | 0 | 0 | 11.33 | 24.03 | 24.03 | 24.03
Nuc | 150.68 | 150.68 | 150.68 | 150.68 | 0.01 | 301.35
PS | 0 | 0 | 0 | 0 | 0 | 0
PV | 0 | 0 | 0 | 0 | 0 | 0
PeakG | 0 | 0 | 0.1 | 0 | 0 | 0
PeakO | 0 | 0 | 0 | 0 | 0 | 0
ST | 0 | 0 | 0 | 0 | 0 | 0
STOG | 0 | 0 | 0 | 0 | 0 | 0
STWD | 0.54 | 0.94 | 0.88 | 1.56 | 9.7 | 9.05
WT | 0 | 0 | 0 | 0 | 0 | 0
IGCC | 0 | 0 | 0 | 0 | 0 | 0
DemandResponse | 0 | 0 | 0 | 0 | 0 | 0
IGCC-CCS | 0 | 0 | 0 | 0 | 0 | 0
WT_off | 0 | 0 | 0 | 0 | 0 | 0
PseudoUnit | 0 | 0 | 0 | 0 | 0 | 0
FixedInterchange | 0 | 0 | 0 | 0 | 0 | 0
Total Fuel Consumption by Reporting Type: Nebraska
ReportingType | 2015 | 2020 | 2025 | 2030 | 2035 | 2040
BM | 0 | 0 | 0 | 0 | 0 | 0
CC | 4.34 | 18.19 | 19.24 | 13.78 | 6.35 | 3.56
CSP | 0 | 0 | 0 | 0 | 0 | 0
CT | 0 | 0 | 0 | 0 | 0 | 0
Coal | 332.69 | 64.77 | 40.39 | 38.48 | 38.05 | 38.05
Geo | 0 | 0 | 0 | 0 | 0 | 0
H | 0 | 0 | 0 | 0 | 0 | 0
LFG | 0 | 0 | 0.35 | 7.71 | 7.71 | 7.71
Nuc | 104.28 | 104.28 | 104.28 | 104.28 | 0.02 | 0.02
PS | 0 | 0 | 0 | 0 | 0 | 0
PV | 0 | 0 | 0 | 0 | 0 | 0
PeakG | 0.44 | 0 | 0.44 | 0.38 | 0 | 0
PeakO | 0 | 0 | 0 | 0 | 0 | 0
ST | 0 | 0 | 0 | 0 | 0 | 0
STOG | 0 | 0 | 0 | 0 | 0 | 0
STWD | 0 | 0 | 0 | 0 | 0 | 0
WT | 0 | 0.01 | 0.01 | 0.01 | 0.01 | 0.01
IGCC | 0 | 0 | 0 | 0 | 0 | 0
DemandResponse | 0 | 0 | 0 | 0 | 0 | 0
IGCC-CCS | 0 | 0 | 0 | 0 | 0 | 0
WT_off | 0 | 0 | 0 | 0 | 0 | 0
PseudoUnit | 0 | 0 | 0 | 0 | 0 | 0
FixedInterchange | 0 | 0 | 0 | 0 | 0 | 0
Total Fuel Consumption by Reporting Type: NEISO
ReportingType | 2015 | 2020 | 2025 | 2030 | 2035 | 2040
BM | 24.48 | 24.48 | 1.24 | 1.46 | 24.48 | 24.48
CC | 260.68 | 128.37 | 96.93 | 30.78 | 6.1 | 0.34
CSP | 0 | 0 | 0 | 0 | 0 | 0
CT | 0.03 | 0.12 | 0.12 | 0.11 | 0 | 0.06
Coal | 0.36 | 0 | 0 | 0 | 0 | 0
Geo | 0 | 0 | 0 | 0 | 0 | 0
H | 0 | 0 | 0 | 0 | 0 | 0
LFG | 5.3 | 5.3 | 5.3 | 12.81 | 12.81 | 12.81
Nuc | 365.51 | 365.51 | 365.51 | 365.51 | 264.08 | 195.08
PS | 0 | 0 | 0 | 0 | 0 | 0
PV | 0 | 0 | 0 | 0 | 0 | 0
PeakG | 0.13 | 0.33 | 0.39 | 0.31 | 0 | 0.36
PeakO | 0 | 0 | 0 | 0 | 0 | 0
ST | 0 | 0 | 0 | 0 | 0 | 0
STOG | 0 | 0 | 0 | 0 | 0 | 0
STWD | 42.4 | 7.49 | 1.33 | 2.14 | 44.94 | 26.79
WT | 0 | 0.01 | 0.01 | 0.02 | 0.02 | 0.02
IGCC | 0 | 0 | 0 | 0 | 0 | 0
DemandResponse | 0 | 0 | 0 | 0 | 0 | 0
IGCC-CCS | 0 | 0 | 0 | 0 | 0 | 0
WT_off | 0 | 0 | 0 | 0 | 0 | 0
PseudoUnit | 0 | 0 | 0 | 0 | 0 | 0
FixedInterchange | 0 | 0 | 0 | 0 | 0 | 0
Total Fuel Consumption by Reporting Type: NonRTO_Midwest
ReportingType | 2015 | 2020 | 2025 | 2030 | 2035 | 2040
BM | 0 | 0 | 0 | 0 | 0 | 0
CC | 86.88 | 155.43 | 155.43 | 147.16 | 99.47 | 14.12
CSP | 0 | 0 | 0 | 0 | 0 | 0
CT | 0 | 0 | 0 | 0 | 0 | 0
Coal | 427.86 | 285.29 | 36.15 | 29.68 | 29.68 | 29.68
Geo | 0 | 0 | 0 | 0 | 0 | 0
H | 0 | 0 | 0 | 0 | 0 | 0
LFG | 0 | 0 | 17.24 | 17.24 | 17.24 | 17.24
Nuc | 0 | 0.01 | 139.83 | 143.88 | 241.27 | 388.47
PS | 0 | 0 | 0 | 0 | 0 | 0
PV | 0 | 0 | 0 | 0 | 0 | 0
PeakG | 1.74 | 0.79 | 5.04 | 2.95 | 0.14 | 0
PeakO | 0 | 0 | 0 | 0 | 0 | 0
ST | 0 | 0 | 0 | 0 | 0 | 0
STOG | 0 | 0 | 0 | 0 | 0 | 0
STWD | 0 | 0 | 0 | 0 | 0 | 0
WT | 0 | 0 | 0 | 0 | 0 | 0
IGCC | 0 | 0 | 0 | 0 | 0 | 0
DemandResponse | 0 | 0 | 0 | 0 | 0 | 0
IGCC-CCS | 0 | 0 | 0 | 0 | 0 | 0
WT_off | 0 | 0 | 0 | 0 | 0 | 0
PseudoUnit | 0 | 0 | 0 | 0 | 0 | 0
FixedInterchange | 0 | 0 | 0 | 0 | 0 | 0
Total Fuel Consumption by Reporting Type: NYISO_A-F
ReportingType | 2015 | 2020 | 2025 | 2030 | 2035 | 2040
BM | 0 | 0 | 0 | 0 | 0 | 0
CC | 46.33 | 45.96 | 29.85 | 4.65 | 1.77 | 0
CSP | 0 | 0 | 0 | 0 | 0 | 0
CT | 0 | 0 | 0 | 0 | 0 | 0
Coal | 0 | 0 | 0 | 0 | 0 | 0
Geo | 0 | 0 | 0 | 0 | 0 | 0
H | 0 | 0 | 0 | 0 | 0 | 0
LFG | 0.69 | 0.69 | 0.69 | 8 | 8 | 8
Nuc | 270.5 | 270.5 | 270.5 | 220.56 | 173.9 | 105.39
PS | 0 | 0 | 0 | 0 | 0 | 0
PV | 0 | 0 | 0 | 0 | 0 | 0
PeakG | 0.02 | 0.06 | 0 | 0 | 0 | 0
PeakO | 0 | 0 | 0 | 0 | 0 | 0
ST | 0 | 0 | 0 | 0 | 0 | 0
STOG | 0 | 0 | 0 | 0 | 0 | 0
STWD | 0.01 | 0.03 | 0.02 | 0.4 | 7.53 | 5.3
WT | 0.01 | 0.01 | 0.01 | 0.01 | 0.01 | 0.01
IGCC | 0 | 0 | 0 | 0 | 0 | 0
DemandResponse | 0 | 0 | 0 | 0 | 0 | 0
IGCC-CCS | 0 | 0 | 0 | 0 | 0 | 0
WT_off | 0 | 0 | 0 | 0 | 0 | 0
PseudoUnit | 0 | 0 | 0 | 0 | 0 | 0
FixedInterchange | 0 | 0 | 0 | 0 | 0 | 0
Total Fuel Consumption by Reporting Type: NYISO_G-I
ReportingType | 2015 | 2020 | 2025 | 2030 | 2035 | 2040
BM | 0 | 0 | 0 | 0 | 0 | 0
CC | 14.26 | 14.96 | 7.74 | 2.96 | 2.92 | 2.15
CSP | 0 | 0 | 0 | 0 | 0 | 0
CT | 0 | 0 | 0 | 0 | 0 | 0
Coal | 0 | 0 | 0 | 0 | 0 | 0
Geo | 0 | 0 | 0 | 0 | 0 | 0
H | 0 | 0 | 0 | 0 | 0 | 0
LFG | 0 | 0 | 0 | 8 | 8 | 8
Nuc | 162.83 | 162.83 | 162.83 | 162.83 | 81.65 | 86.15
PS | 0 | 0 | 0 | 0 | 0 | 0
PV | 0 | 0 | 0 | 0 | 0 | 0
PeakG | 0 | 0 | 0 | 0 | 0 | 0
PeakO | 0 | 0 | 0 | 0 | 0 | 0
ST | 0 | 0 | 0 | 0 | 0 | 0
STOG | 0 | 0 | 0 | 0 | 0 | 0
STWD | 0 | 0 | 0 | 0 | 0 | 0
WT | 0 | 0 | 0 | 0 | 0 | 0
IGCC | 0 | 0 | 0 | 0 | 0 | 0
DemandResponse | 0 | 0 | 0 | 0 | 0 | 0
IGCC-CCS | 0 | 0 | 0 | 0 | 0 | 0
WT_off | 0 | 0 | 0 | 0 | 0 | 0
PseudoUnit | 0 | 0 | 0 | 0 | 0 | 0
FixedInterchange | 0 | 0 | 0 | 0 | 0 | 0
Total Fuel Consumption by Reporting Type: NYISO_J-K
ReportingType | 2015 | 2020 | 2025 | 2030 | 2035 | 2040
BM | 0 | 0 | 0 | 0 | 0 | 0
CC | 147.12 | 146.54 | 86.11 | 53.49 | 40.8 | 11.03
CSP | 0 | 0 | 0 | 0 | 0 | 0
CT | 0 | 0 | 0 | 0 | 0 | 0
Coal | 0 | 0 | 0 | 0 | 0 | 0
Geo | 0 | 0 | 0 | 0 | 0 | 0
H | 0 | 0 | 0 | 0 | 0 | 0
LFG | 0 | 0 | 0 | 8 | 8 | 8
Nuc | 0 | 0 | 0 | 0 | 0.08 | 0.06
PS | 0 | 0 | 0 | 0 | 0 | 0
PV | 0 | 0 | 0 | 0 | 0 | 0
PeakG | 0.72 | 0.7 | 0.87 | 0.85 | 0.93 | 1.2
PeakO | 0 | 0 | 0 | 0 | 0 | 0
ST | 0 | 0 | 0 | 0 | 0 | 0
STOG | 2.91 | 2.83 | 1.49 | 0.38 | 0.09 | 0.09
STWD | 0 | 0 | 0 | 0 | 0 | 0
WT | 0 | 0 | 0 | 0 | 0 | 0
IGCC | 0 | 0 | 0 | 0 | 0 | 0
DemandResponse | 0 | 0 | 0 | 0 | 0 | 0
IGCC-CCS | 0 | 0 | 0 | 0 | 0 | 0
WT_off | 0 | 0 | 0 | 0 | 0 | 0
PseudoUnit | 0 | 0 | 0 | 0 | 0 | 0
FixedInterchange | 0 | 0 | 0 | 0 | 0 | 0
Total Fuel Consumption by Reporting Type: PJM_E
ReportingType | 2015 | 2020 | 2025 | 2030 | 2035 | 2040
BM | 0.16 | 2.91 | 2.91 | 2.91 | 2.91 | 2.91
CC | 297.73 | 362.95 | 425.66 | 250.37 | 209.13 | 71.48
CSP | 0 | 0 | 0 | 0 | 0 | 0
CT | 0 | 0.06 | 0.06 | 0 | 0 | 0
Coal | 4.11 | 1.21 | 0.2 | 0 | 0 | 0
Geo | 0 | 0 | 0 | 0 | 0 | 0
H | 0 | 0 | 0 | 0 | 0 | 0
LFG | 0.98 | 15.28 | 15.28 | 15.28 | 15.28 | 15.28
Nuc | 702.72 | 651.97 | 651.97 | 651.97 | 468.33 | 371.38
PS | 0 | 0 | 0 | 0 | 0 | 0
PV | 0 | 0 | 0 | 0 | 0 | 0
PeakG | 0.87 | 5.23 | 9.86 | 5.23 | 2.74 | 2.74
PeakO | 0 | 0 | 0 | 0 | 0 | 0
ST | 0 | 0 | 0 | 0 | 0 | 0
STOG | 0.92 | 1.76 | 0 | 0 | 0 | 0
STWD | 0 | 0 | 0 | 0 | 0 | 0
WT | 0 | 0 | 0 | 0 | 0 | 0
IGCC | 0 | 0 | 0 | 0 | 0 | 0
DemandResponse | 0 | 0 | 0 | 0 | 0 | 0
IGCC-CCS | 0 | 0 | 0 | 0 | 0 | 0
WT_off | 0 | 0 | 0 | 0 | 0 | 0
PseudoUnit | 0 | 0 | 0 | 0 | 0 | 0
FixedInterchange | 0 | 0 | 0 | 0 | 0 | 0
Total Fuel Consumption by Reporting Type: PJM_ROM
ReportingType | 2015 | 2020 | 2025 | 2030 | 2035 | 2040
BM | 0.1 | 1.75 | 1.75 | 1.75 | 1.75 | 1.75
CC | 138.33 | 179.62 | 185.13 | 111.82 | 92.1 | 12.42
CSP | 0 | 0 | 0 | 0 | 0 | 0
CT | 0 | 0.03 | 0.07 | 0.03 | 0 | 0
Coal | 92.72 | 15.01 | 0.25 | 0 | 0 | 0
Geo | 0 | 0 | 0 | 0 | 0 | 0
H | 0 | 0 | 0 | 0 | 0 | 0
LFG | 2.04 | 30.56 | 30.56 | 30.56 | 30.56 | 30.56
Nuc | 420.79 | 420.79 | 420.79 | 420.79 | 276.07 | 668.44
PS | 0 | 0 | 0 | 0 | 0 | 0
PV | 0 | 0 | 0 | 0 | 0 | 0
PeakG | 0 | 0.55 | 0.55 | 1.74 | 1.74 | 1.74
PeakO | 0 | 0 | 0 | 0 | 0 | 0
ST | 0 | 0 | 0 | 0 | 0 | 0
STOG | 7.33 | 14.3 | 0 | 0 | 0 | 0
STWD | 0.31 | 5.38 | 5.38 | 5.38 | 5.38 | 5.38
WT | 0 | 0 | 0 | 0 | 0 | 0
IGCC | 0 | 0 | 0 | 0 | 0 | 0
DemandResponse | 0 | 0 | 0 | 0 | 0 | 0
IGCC-CCS | 0 | 0 | 0 | 0 | 0 | 0
WT_off | 0 | 0 | 0 | 0 | 0 | 0
PseudoUnit | 0 | 0 | 0 | 0 | 0 | 0
FixedInterchange | 0 | 0 | 0 | 0 | 0 | 0
Total Fuel Consumption by Reporting Type: PJM_ROR
ReportingType | 2015 | 2020 | 2025 | 2030 | 2035 | 2040
BM | 2.1 | 37.37 | 37.37 | 37.37 | 37.37 | 37.37
CC | 896.35 | 996.32 | 990.77 | 719.69 | 438.78 | 15.52
CSP | 0 | 0 | 0 | 0 | 0 | 0
CT | 0.03 | 0.06 | 0.12 | 0.06 | 0 | 0
Coal | 2015.3 | 1062.39 | 93.08 | 29.93 | 45.07 | 45.07
Geo | 0 | 0 | 0 | 0 | 0 | 0
H | 0 | 0 | 0 | 0 | 0 | 0
LFG | 6.18 | 61.46 | 61.46 | 61.46 | 61.46 | 61.46
Nuc | 1644.81 | 1644.81 | 1644.81 | 1573.64 | 1756.36 | 2439.35
PS | 0 | 0 | 0 | 0 | 0 | 0
PV | 0 | 0 | 0 | 0 | 0 | 0
PeakG | 11.34 | 15.67 | 39.25 | 7.5 | 6.14 | 3.89
PeakO | 0 | 0 | 0 | 0 | 0 | 0
ST | 0 | 0 | 0 | 0 | 0 | 0
STOG | 4.28 | 8.36 | 0 | 0 | 0 | 0
STWD | 0.43 | 15.91 | 13.33 | 11.69 | 15.91 | 15.91
WT | 0.03 | 0.03 | 0.03 | 0.12 | 0.12 | 0.12
IGCC | 0 | 0 | 0 | 0 | 0 | 0
DemandResponse | 0 | 0 | 0 | 0 | 0 | 0
IGCC-CCS | 0 | 0 | 0 | 0 | 0 | 0
WT_off | 0 | 0 | 0 | 0 | 0 | 0
PseudoUnit | 0 | 0 | 0 | 0 | 0 | 0
FixedInterchange | 0 | 0 | 0 | 0 | 0 | 0
Total Fuel Consumption by Reporting Type: SOCO
ReportingType | 2015 | 2020 | 2025 | 2030 | 2035 | 2040
BM | 0.5 | 1.79 | 3.89 | 5.34 | 5.34 | 4.51
CC | 981.49 | 1047.37 | 999.28 | 461.26 | 105.47 | 13.62
CSP | 0 | 0 | 0 | 0 | 0 | 0
CT | 0 | 0 | 0 | 0 | 0 | 0
Coal | 346.76 | 135.52 | 61.64 | 68.11 | 68.11 | 68.11
Geo | 0 | 0 | 0 | 0 | 0 | 0
H | 0 | 0 | 0 | 0 | 0 | 0
LFG | 0 | 0 | 11.56 | 11.56 | 11.56 | 11.56
Nuc | 494.38 | 673.18 | 673.18 | 1322.53 | 1704.12 | 1794.93
PS | 0 | 0 | 0 | 0 | 0 | 0
PV | 0 | 0 | 0 | 0 | 0 | 0
PeakG | 7.99 | 13.39 | 20.94 | 0.1 | 0 | 0.27
PeakO | 0 | 0 | 0 | 0 | 0 | 0
ST | 0 | 0 | 0 | 0 | 0 | 0
STOG | 0 | 0 | 0 | 0 | 0 | 0
STWD | 3.48 | 5.8 | 8.89 | 47.63 | 60.13 | 45.55
WT | 0 | 0 | 0 | 0 | 0 | 0
IGCC | 0 | 0 | 0 | 0 | 0 | 0
DemandResponse | 0 | 0 | 0 | 0 | 0 | 0
IGCC-CCS | 0 | 0 | 0 | 0 | 0 | 0
WT_off | 0 | 0 | 0 | 0 | 0 | 0
PseudoUnit | 0 | 0 | 0 | 0 | 0 | 0
FixedInterchange | 0 | 0 | 0 | 0 | 0 | 0
Total Fuel Consumption by Reporting Type: SPP_N
ReportingType | 2015 | 2020 | 2025 | 2030 | 2035 | 2040
BM | 0 | 0 | 0 | 0 | 0 | 0
CC | 53.93 | 107.24 | 111.95 | 84.87 | 28.52 | 19
CSP | 0 | 0 | 0 | 0 | 0 | 0
CT | 0 | 0 | 0 | 0 | 0 | 0
Coal | 594.53 | 255.15 | 9.2 | 17.1 | 20.52 | 20.52
Geo | 0 | 0 | 0 | 0 | 0 | 0
H | 0 | 0 | 0 | 0 | 0 | 0
LFG | 0 | 0 | 10.22 | 10.22 | 10.22 | 10.22
Nuc | 93.19 | 93.19 | 93.19 | 135.71 | 465.92 | 465.92
PS | 0 | 0 | 0 | 0 | 0 | 0
PV | 0 | 0 | 0 | 0 | 0 | 0
PeakG | 0.42 | 0 | 0.06 | 0.69 | 0 | 0
PeakO | 0 | 0 | 0 | 0 | 0 | 0
ST | 0 | 0 | 0 | 0 | 0 | 0
STOG | 1.83 | 0.95 | 1.54 | 0.3 | 0 | 0
STWD | 0 | 0 | 0 | 0 | 0 | 0
WT | 0 | 0.05 | 0.05 | 0.05 | 0.04 | 0.04
IGCC | 0 | 0 | 0 | 0 | 0 | 0
DemandResponse | 0 | 0 | 0 | 0 | 0 | 0
IGCC-CCS | 0 | 0 | 0 | 0 | 0 | 0
WT_off | 0 | 0 | 0 | 0 | 0 | 0
PseudoUnit | 0 | 0 | 0 | 0 | 0 | 0
FixedInterchange | 0 | 0 | 0 | 0 | 0 | 0
Total Fuel Consumption by Reporting Type: SPP_S
ReportingType | 2015 | 2020 | 2025 | 2030 | 2035 | 2040
BM | 0 | 0 | 0 | 0 | 0 | 0
CC | 313.56 | 344.58 | 397.12 | 342.62 | 134.01 | 93.56
CSP | 0 | 0 | 0 | 0 | 0 | 0
CT | 0.15 | 0 | 0 | 0 | 0.23 | 0
Coal | 761.45 | 149.36 | 6.39 | 0 | 0 | 0
Geo | 0 | 0 | 0 | 0 | 0 | 0
H | 0 | 0 | 0 | 0 | 0 | 0
LFG | 0 | 0 | 10.22 | 10.22 | 10.22 | 10.22
Nuc | 0 | 0 | 0 | 0.02 | 147.22 | 147.19
PS | 0 | 0 | 0 | 0 | 0 | 0
PV | 0 | 0 | 0 | 0 | 0 | 0
PeakG | 0 | 0 | 0 | 0 | 1.01 | 0
PeakO | 0 | 0 | 0 | 0 | 0 | 0
ST | 0 | 0 | 0 | 0 | 0 | 0
STOG | 20.72 | 9.24 | 12.76 | 6.27 | 0 | 0
STWD | 0.72 | 0.39 | 0.7 | 4.12 | 7.67 | 7.67
WT | 0.01 | 0.07 | 0.07 | 0.07 | 0.07 | 0.07
IGCC | 0 | 0 | 0 | 0 | 0 | 0
DemandResponse | 0 | 0 | 0 | 0 | 0 | 0
IGCC-CCS | 0 | 0 | 0 | 0 | 0 | 0
WT_off | 0 | 0 | 0 | 0 | 0 | 0
PseudoUnit | 0 | 0 | 0 | 0 | 0 | 0
FixedInterchange | 0 | 0 | 0 | 0 | 0 | 0
Total Fuel Consumption by Reporting Type: TVA
ReportingType | 2015 | 2020 | 2025 | 2030 | 2035 | 2040
BM | 0 | 0 | 0 | 0 | 0 | 0
CC | 223.52 | 324.57 | 380.41 | 264.28 | 104.82 | 21.79
CSP | 0 | 0 | 0 | 0 | 0 | 0
CT | 0 | 0 | 0 | 0 | 0 | 0
Coal | 434.11 | 251.27 | 0.58 | 0 | 0 | 0
Geo | 0 | 0 | 0 | 0 | 0 | 0
H | 0 | 0 | 0 | 0 | 0 | 0
LFG | 0 | 0 | 11.56 | 11.56 | 11.56 | 11.56
Nuc | 676.63 | 676.63 | 676.63 | 703.44 | 1021.06 | 918.15
PS | 0 | 0 | 0 | 0 | 0 | 0
PV | 0 | 0 | 0 | 0 | 0 | 0
PeakG | 0 | 0 | 0.13 | 0 | 0 | 0
PeakO | 0 | 0 | 0 | 0 | 0 | 0
ST | 0 | 0 | 0 | 0 | 0 | 0
STOG | 0 | 0 | 0 | 0 | 0 | 0
STWD | 0.02 | 0.02 | 0.04 | 0.35 | 0.42 | 0.42
WT | 0 | 0 | 0 | 0 | 0 | 0
IGCC | 0 | 0 | 0 | 0 | 0 | 0
DemandResponse | 0 | 0 | 0 | 0 | 0 | 0
IGCC-CCS | 0 | 0 | 0 | 0 | 0 | 0
WT_off | 0 | 0 | 0 | 0 | 0 | 0
PseudoUnit | 0 | 0 | 0 | 0 | 0 | 0
FixedInterchange | 0 | 0 | 0 | 0 | 0 | 0
Total Fuel Consumption by Reporting Type: TVA_Transmission
ReportingType | 2015 | 2020 | 2025 | 2030 | 2035 | 2040
BM | 0 | 0 | 0 | 0 | 0 | 0
CC | 0 | 0 | 0 | 0 | 0 | 0
CSP | 0 | 0 | 0 | 0 | 0 | 0
CT | 0 | 0 | 0 | 0 | 0 | 0
Coal | 0 | 0 | 0 | 0 | 0 | 0
Geo | 0 | 0 | 0 | 0 | 0 | 0
H | 0 | 0 | 0 | 0 | 0 | 0
LFG | 0 | 0 | 0 | 0 | 0 | 0
Nuc | 0 | 0 | 0 | 0 | 0 | 0
PS | 0 | 0 | 0 | 0 | 0 | 0
PV | 0 | 0 | 0 | 0 | 0 | 0
PeakG | 0 | 0 | 0 | 0 | 0 | 0
PeakO | 0 | 0 | 0 | 0 | 0 | 0
ST | 0 | 0 | 0 | 0 | 0 | 0
STOG | 0 | 0 | 0 | 0 | 0 | 0
STWD | 0 | 0 | 0 | 0 | 0 | 0
WT | 0 | 0 | 0 | 0 | 0 | 0
IGCC | 0 | 0 | 0 | 0 | 0 | 0
DemandResponse | 0 | 0 | 0 | 0 | 0 | 0
IGCC-CCS | 0 | 0 | 0 | 0 | 0 | 0
WT_off | 0 | 0 | 0 | 0 | 0 | 0
PseudoUnit | 0 | 0 | 0 | 0 | 0 | 0
FixedInterchange | 0 | 0 | 0 | 0 | 0 | 0
Total Fuel Consumption by Reporting Type: VACAR
ReportingType | 2015 | 2020 | 2025 | 2030 | 2035 | 2040
BM | 0.09 | 0.09 | 35.54 | 35.54 | 35.54 | 39.84
CC | 617.82 | 623.39 | 640.52 | 445.51 | 166.93 | 22.77
CSP | 0 | 0 | 0 | 0 | 0 | 0
CT | 0.8 | 0.89 | 2.08 | 0 | 0 | 0
Coal | 386.57 | 166.84 | 40.07 | 27.29 | 36.33 | 36.33
Geo | 0 | 0 | 0 | 0 | 0 | 0
H | 0 | 0 | 0 | 0 | 0 | 0
LFG | 0.04 | 11.56 | 11.56 | 11.56 | 11.56 | 11.56
Nuc | 910.72 | 1100.09 | 1100.09 | 1248.89 | 1628.31 | 1954.62
PS | 0 | 0 | 0 | 0 | 0 | 0
PV | 0 | 0 | 0 | 0 | 0 | 0
PeakG | 1.41 | 2.96 | 6.11 | 0.79 | 0 | 0.15
PeakO | 0 | 0 | 0 | 0 | 0 | 0
ST | 0 | 0 | 0 | 0 | 0 | 0
STOG | 0 | 0 | 0 | 0 | 0 | 0
STWD | 24.47 | 24 | 24.47 | 17.98 | 24.47 | 20.5
WT | 0 | 0.01 | 0.01 | 0.01 | 0.01 | 0.01
IGCC | 0 | 0 | 0 | 0 | 0 | 0
DemandResponse | 0 | 0 | 0 | 0 | 0 | 0
IGCC-CCS | 0 | 0 | 0 | 0 | 0 | 0
WT_off | 0 | 0 | 0 | 0 | 0 | 0
PseudoUnit | 0 | 0 | 0 | 0 | 0 | 0
FixedInterchange | 0 | 0 | 0 | 0 | 0 | 0
Total Fuel Consumption by Reporting Type: IESO
ReportingType | 2015 | 2020 | 2025 | 2030 | 2035 | 2040
BM | 0 | 0 | 0 | 0 | 0 | 0
CC | 5.15 | 0 | 0 | 0 | 0 | 0
CSP | 0 | 0 | 0 | 0 | 0 | 0
CT | 0.02 | 0 | 0 | 0 | 0 | 0
Coal | 0 | 0 | 0 | 0 | 0 | 0
Geo | 0 | 0 | 0 | 0 | 0 | 0
H | 0 | 0 | 0 | 0 | 0 | 0
LFG | 1.56 | 1.56 | 1.56 | 1.56 | 0 | 0
Nuc | 1063.22 | 961.17 | 872.56 | 855.31 | 785.92 | 709.36
PS | 0 | 0 | 0 | 0 | 0 | 0
PV | 0 | 0 | 0 | 0 | 0 | 0
PeakG | 0 | 0 | 0 | 0 | 0 | 0
PeakO | 0 | 0 | 0 | 0 | 0 | 0
ST | 0 | 0 | 0 | 0 | 0 | 0
STOG | 0 | 0 | 0 | 0 | 0 | 0
STWD | 0 | 0 | 0 | 0 | 0 | 0
WT | 0.01 | 0.01 | 0.01 | 0.01 | 0 | 0
IGCC | 0 | 0 | 0 | 0 | 0 | 0
DemandResponse | 0 | 0 | 0 | 0 | 0 | 0
IGCC-CCS | 0 | 0 | 0 | 0 | 0 | 0
WT_off | 0 | 0 | 0 | 0 | 0 | 0
PseudoUnit | 0 | 0 | 0 | 0 | 0 | 0
FixedInterchange | 0 | 0 | 0 | 0 | 0 | 0
Total Fuel Consumption by Reporting Type: MAPP_CA
ReportingType | 2015 | 2020 | 2025 | 2030 | 2035 | 2040
BM | 0 | 0 | 0 | 0 | 0 | 0
CC | 42.35 | 42.35 | 0 | 0 | 0 | 0
CSP | 0 | 0 | 0 | 0 | 0 | 0
CT | 0 | 0 | 0 | 0 | 0 | 0
Coal | 2.4 | 0 | 0 | 0 | 0 | 0
Geo | 0 | 0 | 0 | 0 | 0 | 0
H | 0 | 0 | 0.01 | 0.01 | 0.01 | 0.01
LFG | 0 | 0 | 0 | 0 | 0 | 0
Nuc | 0 | 0.01 | 0 | 0 | 0.08 | 0
PS | 0 | 0 | 0 | 0 | 0 | 0
PV | 0 | 0 | 0 | 0 | 0 | 0
PeakG | 1.31 | 1.16 | 0 | 0 | 0 | 0
PeakO | 0 | 0 | 0 | 0 | 0 | 0
ST | 0 | 0 | 0 | 0 | 0 | 0
STOG | 0.16 | 0 | 0 | 0 | 0 | 0
STWD | 0 | 0 | 0 | 0 | 0 | 0
WT | 0 | 0 | 0 | 0 | 0 | 0
IGCC | 0 | 0 | 0 | 0 | 0 | 0
DemandResponse | 0 | 0 | 0 | 0 | 0 | 0
IGCC-CCS | 0 | 0 | 0 | 0 | 0 | 0
WT_off | 0 | 0 | 0 | 0 | 0 | 0
PseudoUnit | 0 | 0 | 0 | 0 | 0 | 0
FixedInterchange | 0 | 0 | 0 | 0 | 0 | 0
Total Fuel Consumption by Reporting Type: AZ_NM_SNV_Coal
ReportingType | 2015 | 2020 | 2025 | 2030 | 2035 | 2040
BM | 0 | 0 | 0 | 0 | 0 | 0
CC | 0 | 0 | 0 | 0 | 0 | 0
CSP | 0 | 0 | 0 | 0 | 0 | 0
CT | 0 | 0 | 0 | 0 | 0 | 0
Coal | 490.35 | 442.32 | 46.06 | 0 | 0 | 0
Geo | 0 | 0 | 0 | 0 | 0 | 0
H | 0 | 0 | 0 | 0 | 0 | 0
LFG | 0 | 0 | 0 | 0 | 0 | 0
Nuc | 0 | 0 | 0 | 0 | 0 | 0
PS | 0 | 0 | 0 | 0 | 0 | 0
PV | 0 | 0 | 0 | 0 | 0 | 0
PeakG | 0 | 0 | 0 | 0 | 0 | 0
PeakO | 0 | 0 | 0 | 0 | 0 | 0
ST | 0 | 0 | 0 | 0 | 0 | 0
STOG | 0 | 0 | 0 | 0 | 0 | 0
STWD | 0 | 0 | 0 | 0 | 0 | 0
WT | 0 | 0 | 0 | 0 | 0 | 0
IGCC | 0 | 0 | 0 | 0 | 0 | 0
DemandResponse | 0 | 0 | 0 | 0 | 0 | 0
IGCC-CCS | 0 | 0 | 0 | 0 | 0 | 0
WT_off | 0 | 0 | 0 | 0 | 0 | 0
PseudoUnit | 0 | 0 | 0 | 0 | 0 | 0
FixedInterchange | 0 | 0 | 0 | 0 | 0 | 0
Total Fuel Consumption by Reporting Type: AZ_NM_SNV_Gas
ReportingType | 2015 | 2020 | 2025 | 2030 | 2035 | 2040
BM | 0 | 0 | 0 | 0 | 0 | 0
CC | 463.64 | 353.94 | 456.75 | 181.33 | 40.82 | 14.06
CSP | 0 | 0 | 0 | 0 | 0 | 0
CT | 0 | 0 | 0 | 0.07 | 0 | 0
Coal | 0 | 0 | 0 | 0 | 0 | 0
Geo | 0 | 0 | 0 | 0 | 0 | 0
H | 0 | 0 | 0 | 0 | 0 | 0
LFG | 0 | 0 | 0 | 0 | 0 | 0
Nuc | 0 | 0 | 0 | 0 | 0 | 0
PS | 0 | 0 | 0 | 0 | 0 | 0
PV | 0 | 0 | 0 | 0 | 0 | 0
PeakG | 0 | 0 | 0 | 0.02 | 0 | 0
PeakO | 0 | 0 | 0 | 0 | 0 | 0
ST | 0 | 0 | 0 | 0 | 0 | 0
STOG | 0 | 0 | 0 | 0 | 0 | 0
STWD | 0 | 0 | 0 | 0 | 0 | 0
WT | 0 | 0 | 0 | 0 | 0 | 0
IGCC | 0 | 0 | 0 | 0 | 0 | 0
DemandResponse | 0 | 0 | 0 | 0 | 0 | 0
IGCC-CCS | 0 | 0 | 0 | 0 | 0 | 0
WT_off | 0 | 0 | 0 | 0 | 0 | 0
PseudoUnit | 0 | 0 | 0 | 0 | 0 | 0
FixedInterchange | 0 | 0 | 0 | 0 | 0 | 0
Total Fuel Consumption by Reporting Type: AZ_NM_SNV_NucRenew
ReportingType | 2015 | 2020 | 2025 | 2030 | 2035 | 2040
BM | 0 | 0 | 0 | 0 | 0 | 0
CC | 0 | 0 | 0 | 0 | 0 | 0
CSP | 0 | 0 | 0 | 0 | 0 | 0
CT | 0 | 0 | 0 | 0 | 0 | 0
Coal | 0 | 0 | 0 | 0 | 0 | 0
Geo | 0 | 0 | 0.01 | 0.01 | 0.01 | 0.01
H | 0 | 0 | 0 | 0 | 0 | 0
LFG | 0 | 0 | 6.53 | 6.53 | 6.53 | 6.53
Nuc | 317.72 | 317.72 | 317.72 | 614.69 | 968.36 | 968.36
PS | 0 | 0 | 0 | 0 | 0 | 0
PV | 0 | 0 | 0 | 0 | 0 | 0
PeakG | 0 | 0 | 0 | 0 | 0 | 0
PeakO | 0 | 0 | 0 | 0 | 0 | 0
ST | 0 | 0 | 0 | 0 | 0 | 0
STOG | 0 | 0 | 0 | 0 | 0 | 0
STWD | 1.77 | 1.77 | 1.77 | 1.77 | 1.77 | 1.77
WT | 0 | 0.03 | 0.03 | 0.03 | 0.03 | 0.02
IGCC | 0 | 0 | 0 | 0 | 0 | 0
DemandResponse | 0 | 0 | 0 | 0 | 0 | 0
IGCC-CCS | 0 | 0 | 0 | 0 | 0 | 0
WT_off | 0 | 0 | 0 | 0 | 0 | 0
PseudoUnit | 0 | 0 | 0 | 0 | 0 | 0
FixedInterchange | 0 | 0 | 0 | 0 | 0 | 0
Total Fuel Consumption by Reporting Type: ERCOT
ReportingType | 2015 | 2020 | 2025 | 2030 | 2035 | 2040
BM | 1.28 | 1.31 | 1.97 | 14.07 | 14.07 | 105.56
CC | 1347.76 | 1413.02 | 1202.01 | 994.81 | 350.13 | 187
CSP | 0 | 0 | 0 | 0 | 0 | 0
CT | 0 | 0.03 | 0.09 | 0.28 | 0 | 0
Coal | 470.45 | 241.2 | 27.98 | 28.74 | 28.74 | 28.74
Geo | 0 | 0 | 0 | 0 | 0 | 0
H | 0 | 0 | 0 | 0 | 0 | 0
LFG | 0 | 0 | 38.09 | 38.09 | 38.09 | 38.09
Nuc | 422.69 | 422.69 | 422.69 | 483.42 | 1310.56 | 1372.35
PS | 0 | 0 | 0 | 0 | 0 | 0
PV | 0 | 0 | 0 | 0 | 0 | 0
PeakG | 0 | 0.09 | 0.16 | 1.34 | 1.37 | 1.7
PeakO | 0 | 0 | 0 | 0 | 0 | 0
ST | 0 | 0 | 0 | 0 | 0 | 0
STOG | 31.53 | 38.5 | 6.19 | 0 | 0 | 0
STWD | 0 | 0 | 0 | 0 | 0 | 0
WT | 0.03 | 0.03 | 0.06 | 0.06 | 0.06 | 0.06
IGCC | 0 | 0 | 0 | 0 | 0 | 0
DemandResponse | 0 | 0 | 0 | 0 | 0 | 0
IGCC-CCS | 0 | 0 | 0 | 0 | 0 | 0
WT_off | 0 | 0 | 0 | 0 | 0 | 0
PseudoUnit | 0 | 0 | 0 | 0 | 0 | 0
FixedInterchange | 0 | 0 | 0 | 0 | 0 | 0
Total Fuel Consumption by Reporting Type: NP15
ReportingType | 2015 | 2020 | 2025 | 2030 | 2035 | 2040
BM | 0 | 0 | 0 | 0 | 0 | 0
CC | 397.2 | 359.72 | 356.76 | 138.61 | 55.4 | 16.87
CSP | 0 | 0 | 0 | 0 | 0 | 0
CT | 0 | 0 | 0 | 0 | 0 | 0
Coal | 16.77 | 0 | 0 | 0 | 0 | 0
Geo | 0.01 | 0.01 | 0.01 | 0.01 | 0.01 | 0.01
H | 0 | 0 | 0 | 0 | 0 | 0
LFG | 0 | 40.72 | 60.8 | 60.8 | 60.8 | 60.8
Nuc | 187.74 | 187.74 | 187.74 | 564.4 | 607.97 | 641.45
PS | 0 | 0 | 0 | 0 | 0 | 0
PV | 0 | 0 | 0 | 0 | 0 | 0
PeakG | 0 | 0 | 0 | 0 | 0 | 0
PeakO | 0 | 0 | 0 | 0 | 0 | 0
ST | 0 | 0 | 0 | 0 | 0 | 0
STOG | 0.62 | 0.11 | 0.06 | 0 | 0 | 0
STWD | 37.44 | 37.44 | 19.68 | 37.44 | 37.44 | 29.09
WT | 0 | 0.01 | 0.01 | 0.01 | 0.01 | 0.01
IGCC | 0 | 0 | 0 | 0 | 0 | 0
DemandResponse | 0 | 0 | 0 | 0 | 0 | 0
IGCC-CCS | 0 | 0 | 0 | 0 | 0 | 0
WT_off | 0 | 0 | 0 | 0 | 0 | 0
PseudoUnit | 0 | 0 | 0 | 0 | 0 | 0
FixedInterchange | 0 | 0 | 0 | 0 | 0 | 0
Total Fuel Consumption by Reporting Type: NWPP_Coal
ReportingType | 2015 | 2020 | 2025 | 2030 | 2035 | 2040
BM | 0 | 0 | 0 | 0 | 0 | 0
CC | 0 | 0 | 0 | 0 | 0 | 0
CSP | 0 | 0 | 0 | 0 | 0 | 0
CT | 0 | 0 | 0 | 0 | 0 | 0
Coal | 500.7 | 351.08 | 16.32 | 16.32 | 16.32 | 16.32
Geo | 0 | 0 | 0 | 0 | 0 | 0
H | 0 | 0 | 0 | 0 | 0 | 0
LFG | 0 | 0 | 0 | 0 | 0 | 0
Nuc | 0 | 0 | 0 | 0 | 0 | 0
PS | 0 | 0 | 0 | 0 | 0 | 0
PV | 0 | 0 | 0 | 0 | 0 | 0
PeakG | 0 | 0 | 0 | 0 | 0 | 0
PeakO | 0 | 0 | 0 | 0 | 0 | 0
ST | 0 | 0 | 0 | 0 | 0 | 0
STOG | 0 | 0 | 0 | 0 | 0 | 0
STWD | 0 | 0 | 0 | 0 | 0 | 0
WT | 0 | 0 | 0 | 0 | 0 | 0
IGCC | 0 | 0 | 0 | 0 | 0 | 0
DemandResponse | 0 | 0 | 0 | 0 | 0 | 0
IGCC-CCS | 0 | 0 | 0 | 0 | 0 | 0
WT_off | 0 | 0 | 0 | 0 | 0 | 0
PseudoUnit | 0 | 0 | 0 | 0 | 0 | 0
FixedInterchange | 0 | 0 | 0 | 0 | 0 | 0
Total Fuel Consumption by Reporting Type: NWPP_Gas
ReportingType | 2015 | 2020 | 2025 | 2030 | 2035 | 2040
BM | 0 | 0 | 0 | 0 | 0 | 0
CC | 319.36 | 319.36 | 319.36 | 157.76 | 6.33 | 0
CSP | 0 | 0 | 0 | 0 | 0 | 0
CT | 0 | 0 | 0 | 0 | 0 | 0
Coal | 0 | 0 | 0 | 0 | 0 | 0
Geo | 0 | 0 | 0 | 0 | 0 | 0
H | 0 | 0 | 0 | 0 | 0 | 0
LFG | 0 | 0 | 0 | 0 | 0 | 0
Nuc | 0 | 0 | 0 | 0 | 0 | 0
PS | 0 | 0 | 0 | 0 | 0 | 0
PV | 0 | 0 | 0 | 0 | 0 | 0
PeakG | 0 | 0 | 0 | 0 | 0 | 0
PeakO | 0 | 0 | 0 | 0 | 0 | 0
ST | 0 | 0 | 0 | 0 | 0 | 0
STOG | 0 | 0 | 0 | 0 | 0 | 0
STWD | 0 | 0 | 0 | 0 | 0 | 0
WT | 0 | 0 | 0 | 0 | 0 | 0
IGCC | 0 | 0 | 0 | 0 | 0 | 0
DemandResponse | 0 | 0 | 0 | 0 | 0 | 0
IGCC-CCS | 0 | 0 | 0 | 0 | 0 | 0
WT_off | 0 | 0 | 0 | 0 | 0 | 0
PseudoUnit | 0 | 0 | 0 | 0 | 0 | 0
FixedInterchange | 0 | 0 | 0 | 0 | 0 | 0
Total Fuel Consumption by Reporting Type: NWPP_NucRenew
ReportingType | 2015 | 2020 | 2025 | 2030 | 2035 | 2040
BM | 0 | 0.84 | 3.16 | 3.16 | 3.16 | 3.16
CC | 0 | 0 | 0 | 0 | 0 | 0
CSP | 0 | 0 | 0 | 0 | 0 | 0
CT | 0 | 0 | 0 | 0 | 0 | 0
Coal | 0 | 0 | 0 | 0 | 0 | 0
Geo | 0 | 0 | 0.01 | 0.01 | 0.01 | 0.01
H | 0 | 0 | 0 | 0 | 0 | 0
LFG | 2.74 | 2.74 | 29.05 | 29.05 | 29.05 | 29.05
Nuc | 88.66 | 88.66 | 88.66 | 222.7 | 222.7 | 222.7
PS | 0 | 0 | 0 | 0 | 0 | 0
PV | 0 | 0 | 0 | 0 | 0 | 0
PeakG | 0 | 0 | 0 | 0 | 0 | 0
PeakO | 0 | 0 | 0 | 0 | 0 | 0
ST | 0 | 0 | 0 | 0 | 0 | 0
STOG | 0 | 0 | 0 | 0 | 0 | 0
STWD | 0 | 0 | 46.18 | 46.18 | 46.18 | 46.18
WT | 0.02 | 0.02 | 0.02 | 0.02 | 0.02 | 0.02
IGCC | 0 | 0 | 0 | 0 | 0 | 0
DemandResponse | 0 | 0 | 0 | 0 | 0 | 0
IGCC-CCS | 0 | 0 | 0 | 0 | 0 | 0
WT_off | 0 | 0 | 0 | 0 | 0 | 0
PseudoUnit | 0 | 0 | 0 | 0 | 0 | 0
FixedInterchange | 0 | 0 | 0 | 0 | 0 | 0
Total Fuel Consumption by Reporting Type: RMPA
ReportingType | 2015 | 2020 | 2025 | 2030 | 2035 | 2040
BM | 0 | 0 | 0 | 0 | 0 | 0
CC | 45.89 | 39.12 | 66.11 | 24.87 | 7.98 | 6.5
CSP | 0 | 0 | 0 | 0 | 0 | 0
CT | 0 | 0 | 0 | 0 | 0 | 0
Coal | 537.14 | 447.21 | 75.04 | 46.05 | 45.93 | 41.58
Geo | 0 | 0 | 0.02 | 0.02 | 0.02 | 0.02
H | 0 | 0 | 0 | 0 | 0 | 0
LFG | 0.15 | 0.15 | 3.26 | 3.26 | 3.26 | 3.26
Nuc | 0 | 0 | 0 | 130.09 | 130.12 | 130.1
PS | 0 | 0 | 0 | 0 | 0 | 0
PV | 0 | 0 | 0 | 0 | 0 | 0
PeakG | 0 | 0 | 0.05 | 0.07 | 0.21 | 0.04
PeakO | 0 | 0 | 0 | 0 | 0 | 0
ST | 0 | 0 | 0 | 0 | 0 | 0
STOG | 0 | 0 | 0 | 0 | 0 | 0
STWD | 0 | 0 | 0 | 0 | 0 | 0
WT | 0.01 | 0.01 | 0.01 | 0.01 | 0.01 | 0.01
IGCC | 0 | 0 | 0 | 0 | 0 | 0
DemandResponse | 0 | 0 | 0 | 0 | 0 | 0
IGCC-CCS | 0 | 0 | 0 | 0 | 0 | 0
WT_off | 0 | 0 | 0 | 0 | 0 | 0
PseudoUnit | 0 | 0 | 0 | 0 | 0 | 0
FixedInterchange | 0 | 0 | 0 | 0 | 0 | 0
Total Fuel Consumption by Reporting Type: SP15
ReportingType | 2015 | 2020 | 2025 | 2030 | 2035 | 2040
BM | 0.58 | 0.58 | 0.58 | 0.58 | 0.58 | 0.58
CC | 508.87 | 417.92 | 413.89 | 266.68 | 122.53 | 114.24
CSP | 0 | 0 | 0 | 0 | 0 | 0
CT | 0 | 0 | 0 | 0 | 0 | 0
Coal | 15.7 | 8.42 | 0 | 0 | 0 | 0
Geo | 0.01 | 0.02 | 0.02 | 0.02 | 0.02 | 0.02
H | 0 | 0 | 0 | 0 | 0 | 0
LFG | 0.99 | 60.8 | 60.8 | 60.8 | 60.8 | 60.8
Nuc | 173.28 | 173.28 | 173.28 | 173.28 | 173.28 | 220.75
PS | 0 | 0 | 0 | 0 | 0 | 0
PV | 0 | 0 | 0 | 0 | 0 | 0
PeakG | 0 | 0 | 0 | 0 | 0 | 0
PeakO | 0 | 0 | 0 | 0 | 0 | 0
ST | 0 | 0 | 0 | 0 | 0 | 0
STOG | 6.4 | 2.89 | 2.46 | 0 | 0 | 0
STWD | 9.59 | 9.59 | 9.59 | 9.59 | 9.59 | 9.59
WT | 0.01 | 0.01 | 0.02 | 0.04 | 0.04 | 0.04
IGCC | 0 | 0 | 0 | 0 | 0 | 0
DemandResponse | 0 | 0 | 0 | 0 | 0 | 0
IGCC-CCS | 0 | 0 | 0 | 0 | 0 | 0
WT_off | 0 | 0 | 0 | 0 | 0 | 0
PseudoUnit | 0 | 0 | 0 | 0 | 0 | 0
FixedInterchange | 0 | 0 | 0 | 0 | 0 | 0
Total Fuel Consumption by Reporting Type: ALB
ReportingType | 2015 | 2020 | 2025 | 2030 | 2035 | 2040
BM | 0 | 0 | 0 | 0 | 0 | 0
CC | 106.52 | 83.67 | 103.06 | 30.31 | 0.03 | 0
CSP | 0 | 0 | 0 | 0 | 0 | 0
CT | 0 | 0 | 0 | 0 | 0 | 0
Coal | 470.15 | 470.15 | 378.32 | 0 | 0 | 0
Geo | 0 | 0 | 0 | 0 | 0 | 0
H | 0 | 0 | 0 | 0 | 0 | 0
LFG | 0 | 0 | 0 | 0 | 0 | 0
Nuc | 0 | 0 | 0 | 448.88 | 448.88 | 448.84
PS | 0 | 0 | 0 | 0 | 0 | 0
PV | 0 | 0 | 0 | 0 | 0 | 0
PeakG | 0 | 0 | 0 | 0 | 0 | 0
PeakO | 0 | 0 | 0 | 0 | 0 | 0
ST | 0 | 0 | 0 | 0 | 0 | 0
STOG | 0 | 0 | 0 | 0 | 0 | 0
STWD | 0 | 0 | 13.02 | 13.02 | 13.02 | 13.02
WT | 0 | 0 | 0 | 0 | 0 | 0
IGCC | 0 | 0 | 0 | 0 | 0 | 0
DemandResponse | 0 | 0 | 0 | 0 | 0 | 0
IGCC-CCS | 0 | 0 | 0 | 0 | 0 | 0
WT_off | 0 | 0 | 0 | 0 | 0 | 0
PseudoUnit | 0 | 0 | 0 | 0 | 0 | 0
FixedInterchange | 0 | 0 | 0 | 0 | 0 | 0
Total Fuel Consumption by Reporting Type: BC
ReportingType | 2015 | 2020 | 2025 | 2030 | 2035 | 2040
BM | 0 | 0 | 0 | 0 | 0 | 0
CC | 11.26 | 11.26 | 0 | 0 | 0 | 0
CSP | 0 | 0 | 0 | 0 | 0 | 0
CT | 0 | 0 | 0 | 0 | 0 | 0
Coal | 0 | 0 | 0 | 0 | 0 | 0
Geo | 0 | 0 | 0 | 0 | 0 | 0
H | 0 | 0 | 0 | 0 | 0 | 0
LFG | 0 | 0 | 0 | 0 | 0 | 0
Nuc | 0 | 0 | 0 | 0.08 | 0.08 | 0.04
PS | 0 | 0 | 0 | 0 | 0 | 0
PV | 0 | 0 | 0 | 0 | 0 | 0
PeakG | 0 | 0 | 0 | 0 | 0 | 0
PeakO | 0 | 0 | 0 | 0 | 0 | 0
ST | 0 | 0 | 0 | 0 | 0 | 0
STOG | 0 | 0 | 0 | 0 | 0 | 0
STWD | 0 | 0 | 0.88 | 41.58 | 41.58 | 41.58
WT | 0 | 0 | 0 | 0 | 0 | 0
IGCC | 0 | 0 | 0 | 0 | 0 | 0
DemandResponse | 0 | 0 | 0 | 0 | 0 | 0
IGCC-CCS | 0 | 0 | 0 | 0 | 0 | 0
WT_off | 0 | 0 | 0 | 0 | 0 | 0
PseudoUnit | 0 | 0 | 0 | 0 | 0 | 0
FixedInterchange | 0 | 0 | 0 | 0 | 0 | 0
Total Fuel Consumption by Reporting Type: HQ_IESO
ReportingType | 2015 | 2020 | 2025 | 2030 | 2035 | 2040
BM | 0 | 0 | 0 | 0 | 0 | 0
CC | 0 | 0 | 0 | 0 | 0 | 0
CSP | 0 | 0 | 0 | 0 | 0 | 0
CT | 0 | 0 | 0 | 0 | 0 | 0
Coal | 0 | 0 | 0 | 0 | 0 | 0
Geo | 0 | 0 | 0 | 0 | 0 | 0
H | 0 | 0 | 0 | 0 | 0 | 0
LFG | 0 | 0 | 0 | 0 | 0 | 0
Nuc | 0 | 0 | 0 | 0 | 0 | 0
PS | 0 | 0 | 0 | 0 | 0 | 0
PV | 0 | 0 | 0 | 0 | 0 | 0
PeakG | 0 | 0 | 0 | 0 | 0 | 0
PeakO | 0 | 0 | 0 | 0 | 0 | 0
ST | 0 | 0 | 0 | 0 | 0 | 0
STOG | 0 | 0 | 0 | 0 | 0 | 0
STWD | 0 | 0 | 0 | 0 | 0 | 0
WT | 0 | 0 | 0 | 0 | 0 | 0
IGCC | 0 | 0 | 0 | 0 | 0 | 0
DemandResponse | 0 | 0 | 0 | 0 | 0 | 0
IGCC-CCS | 0 | 0 | 0 | 0 | 0 | 0
WT_off | 0 | 0 | 0 | 0 | 0 | 0
PseudoUnit | 0 | 0 | 0 | 0 | 0 | 0
FixedInterchange | 0 | 0 | 0 | 0 | 0 | 0
Total Fuel Consumption by Reporting Type: HQ_NEISO
ReportingType | 2015 | 2020 | 2025 | 2030 | 2035 | 2040
BM | 0 | 0 | 0 | 0 | 0 | 0
CC | 0 | 0 | 0 | 0 | 0 | 0
CSP | 0 | 0 | 0 | 0 | 0 | 0
CT | 0 | 0 | 0 | 0 | 0 | 0
Coal | 0 | 0 | 0 | 0 | 0 | 0
Geo | 0 | 0 | 0 | 0 | 0 | 0
H | 0 | 0 | 0 | 0 | 0 | 0
LFG | 0 | 0 | 0 | 0 | 0 | 0
Nuc | 0 | 0 | 0 | 0 | 0.04 | 0.04
PS | 0 | 0 | 0 | 0 | 0 | 0
PV | 0 | 0 | 0 | 0 | 0 | 0
PeakG | 0 | 0 | 0 | 0 | 0 | 0
PeakO | 0 | 0 | 0 | 0 | 0 | 0
ST | 0 | 0 | 0 | 0 | 0 | 0
STOG | 0 | 0 | 0 | 0 | 0 | 0
STWD | 0 | 0 | 0 | 0 | 0 | 0
WT | 0 | 0 | 0 | 0 | 0 | 0
IGCC | 0 | 0 | 0 | 0 | 0 | 0
DemandResponse | 0 | 0 | 0 | 0 | 0 | 0
IGCC-CCS | 0 | 0 | 0 | 0 | 0 | 0
WT_off | 0 | 0 | 0 | 0 | 0 | 0
PseudoUnit | 0 | 0 | 0 | 0 | 0.01 | 0.01
FixedInterchange | 0.02 | 0.02 | 0.02 | 0.02 | 0.02 | 0.02
Total Fuel Consumption by Reporting Type: HQ_NY
ReportingType | 2015 | 2020 | 2025 | 2030 | 2035 | 2040
BM | 0 | 0 | 0 | 0 | 0 | 0
CC | 0 | 0 | 0 | 0 | 0 | 0
CSP | 0 | 0 | 0 | 0 | 0 | 0
CT | 0 | 0 | 0 | 0 | 0 | 0
Coal | 0 | 0 | 0 | 0 | 0 | 0
Geo | 0 | 0 | 0 | 0 | 0 | 0
H | 0 | 0 | 0 | 0 | 0 | 0
LFG | 0 | 0 | 0 | 0 | 0 | 0
Nuc | 0 | 0 | 0 | 0 | 0.08 | 0.04
PS | 0 | 0 | 0 | 0 | 0 | 0
PV | 0 | 0 | 0 | 0 | 0 | 0
PeakG | 0 | 0 | 0 | 0 | 0 | 0
PeakO | 0 | 0 | 0 | 0 | 0 | 0
ST | 0 | 0 | 0 | 0 | 0 | 0
STOG | 0 | 0 | 0 | 0 | 0 | 0
STWD | 0 | 0 | 0 | 0 | 0 | 0
WT | 0 | 0 | 0 | 0 | 0 | 0
IGCC | 0 | 0 | 0 | 0 | 0 | 0
DemandResponse | 0 | 0 | 0 | 0 | 0 | 0
IGCC-CCS | 0 | 0 | 0 | 0 | 0 | 0
WT_off | 0 | 0 | 0 | 0 | 0 | 0
PseudoUnit | 0 | 0 | 0.01 | 0.01 | 0.01 | 0.01
FixedInterchange | 0.01 | 0.01 | 0.01 | 0.01 | 0.01 | 0.01
Total Fuel Consumption by Reporting Type: MARITIMES
ReportingType | 2015 | 2020 | 2025 | 2030 | 2035 | 2040
BM | 0 | 0 | 0 | 0 | 0 | 0
CC | 0 | 0 | 0 | 0 | 0 | 0
CSP | 0 | 0 | 0 | 0 | 0 | 0
CT | 0 | 0 | 0 | 0 | 0 | 0
Coal | 0 | 0 | 0 | 0 | 0 | 0
Geo | 0 | 0 | 0 | 0 | 0 | 0
H | 0 | 0 | 0 | 0 | 0 | 0
LFG | 0 | 0 | 0 | 0 | 0 | 0
Nuc | 0 | 0 | 0 | 0 | 0.04 | 0.04
PS | 0 | 0 | 0 | 0 | 0 | 0
PV | 0 | 0 | 0 | 0 | 0 | 0
PeakG | 0 | 0 | 0 | 0 | 0 | 0
PeakO | 0 | 0 | 0 | 0 | 0 | 0
ST | 0 | 0 | 0 | 0 | 0 | 0
STOG | 0 | 0 | 0 | 0 | 0 | 0
STWD | 0 | 0 | 0 | 0 | 0 | 0
WT | 0 | 0 | 0 | 0 | 0 | 0
IGCC | 0 | 0 | 0 | 0 | 0 | 0
DemandResponse | 0 | 0 | 0 | 0 | 0 | 0
IGCC-CCS | 0 | 0 | 0 | 0 | 0 | 0
WT_off | 0 | 0 | 0 | 0 | 0 | 0
PseudoUnit | 0 | 0 | 0 | 0 | 0 | 0
FixedInterchange | 0.01 | 0.01 | 0.01 | 0.01 | 0.01 | 0.01
Total Fuel Consumption by Reporting Type: All
ReportingType | 2015 | 2020 | 2025 | 2030 | 2035 | 2040
BM | 29.28 | 71.11 | 88.42 | 102.19 | 125.2 | 250.75
CC | 9698.17 | 10899.63 | 10688.25 | 6651.69 | 3286.88 | 981.32
CSP | 0 | 0 | 0 | 0 | 0 | 0
CT | 8.2 | 11.63 | 12.82 | 2.39 | 0.23 | 0.06
Coal | 11124.14 | 5116.6 | 951.85 | 380.89 | 422.91 | 428.38
Geo | 0.02 | 0.04 | 0.07 | 0.07 | 0.07 | 0.07
H | 0 | 0 | 0.02 | 0.02 | 0.02 | 0.02
LFG | 20.69 | 230.83 | 468.63 | 546.48 | 544.92 | 544.92
Nuc | 9610.41 | 9825.82 | 9949.54 | 13216.1 | 15561.54 | 18053.11
PS | 0 | 0 | 0 | 0 | 0 | 0
PV | 0 | 0 | 0.01 | 0.01 | 0.01 | 0.01
PeakG | 37.99 | 64.45 | 97.85 | 29.67 | 20.16 | 14.91
PeakO | 0 | 0 | 0 | 0 | 0 | 0
ST | 0 | 0.01 | 0.01 | 0.01 | 0.01 | 0.01
STOG | 93.87 | 87.89 | 28.66 | 7.83 | 0.09 | 0.09
STWD | 138.57 | 127.53 | 168.5 | 294.47 | 398.43 | 342.54
WT | 0.18 | 0.38 | 0.52 | 0.63 | 0.62 | 0.6
IGCC | 40.45 | 40.45 | 9.14 | 0.56 | 0 | 0
DemandResponse | 0 | 0 | 0 | 0 | 0 | 0
IGCC-CCS | 0 | 0 | 0 | 0 | 0 | 0
WT_off | 0 | 0 | 0.01 | 0.01 | 0.01 | 0.01
PseudoUnit | 0 | 0 | 0.01 | 0.01 | 0.02 | 0.02
FixedInterchange | 0.04 | 0.04 | 0.04 | 0.04 | 0.04 | 0.04
Total Fuel Consumption by Reporting Type: EI_US
ReportingType | 2015 | 2020 | 2025 | 2030 | 2035 | 2040
BM | 27.42 | 68.38 | 82.7 | 84.37 | 107.39 | 141.45
CC | 6450.16 | 7859.26 | 7770.31 | 4857.32 | 2703.65 | 642.65
CSP | 0 | 0 | 0 | 0 | 0 | 0
CT | 8.18 | 11.61 | 12.73 | 2.03 | 0.23 | 0.06
Coal | 8620.48 | 3156.23 | 408.13 | 289.79 | 331.93 | 341.75
Geo | 0 | 0 | 0 | 0 | 0 | 0
H | 0 | 0 | 0.01 | 0.01 | 0.01 | 0.01
LFG | 15.24 | 124.86 | 268.54 | 346.39 | 346.39 | 346.39
Nuc | 7357.11 | 7674.55 | 7886.89 | 9723.25 | 10913.6 | 13339.17
PS | 0 | 0 | 0 | 0 | 0 | 0
PV | 0 | 0 | 0 | 0 | 0 | 0
PeakG | 36.68 | 63.2 | 97.65 | 28.24 | 18.58 | 13.17
PeakO | 0 | 0 | 0 | 0 | 0 | 0
ST | 0 | 0 | 0 | 0 | 0 | 0
STOG | 55.16 | 46.39 | 19.94 | 7.83 | 0.09 | 0.09
STWD | 89.77 | 78.72 | 77.38 | 144.89 | 248.85 | 201.32
WT | 0.11 | 0.26 | 0.36 | 0.45 | 0.45 | 0.44
IGCC | 40.45 | 40.45 | 9.14 | 0.56 | 0 | 0
DemandResponse | 0 | 0 | 0 | 0 | 0 | 0
IGCC-CCS | 0 | 0 | 0 | 0 | 0 | 0
WT_off | 0 | 0 | 0.01 | 0.01 | 0.01 | 0.01
PseudoUnit | 0 | 0 | 0.01 | 0.01 | 0.02 | 0.02
FixedInterchange | 0.03 | 0.03 | 0.03 | 0.03 | 0.03 | 0.03
Total Fuel Consumption by Reporting Type: EI_Canada
ReportingType | 2015 | 2020 | 2025 | 2030 | 2035 | 2040
BM | 0 | 0 | 0 | 0 | 0 | 0
CC | 47.5 | 42.35 | 0 | 0 | 0 | 0
CSP | 0 | 0 | 0 | 0 | 0 | 0
CT | 0.02 | 0 | 0 | 0 | 0 | 0
Coal | 2.4 | 0 | 0 | 0 | 0 | 0
Geo | 0 | 0 | 0 | 0 | 0 | 0
H | 0 | 0 | 0.01 | 0.01 | 0.01 | 0.01
LFG | 1.56 | 1.56 | 1.56 | 1.56 | 0 | 0
Nuc | 1063.22 | 961.18 | 872.56 | 855.31 | 785.99 | 709.36
PS | 0 | 0 | 0 | 0 | 0 | 0
PV | 0 | 0 | 0 | 0 | 0 | 0
PeakG | 1.31 | 1.16 | 0 | 0 | 0 | 0
PeakO | 0 | 0 | 0 | 0 | 0 | 0
ST | 0 | 0 | 0 | 0 | 0 | 0
STOG | 0.16 | 0 | 0 | 0 | 0 | 0
STWD | 0 | 0 | 0 | 0 | 0 | 0
WT | 0.01 | 0.01 | 0.01 | 0.01 | 0 | 0
IGCC | 0 | 0 | 0 | 0 | 0 | 0
DemandResponse | 0 | 0 | 0 | 0 | 0 | 0
IGCC-CCS | 0 | 0 | 0 | 0 | 0 | 0
WT_off | 0 | 0 | 0 | 0 | 0 | 0
PseudoUnit | 0 | 0 | 0 | 0 | 0 | 0
FixedInterchange | 0 | 0 | 0 | 0 | 0 | 0
Total Fuel Consumption by Reporting Type: EI
ReportingType | 2015 | 2020 | 2025 | 2030 | 2035 | 2040
BM | 27.42 | 68.38 | 82.7 | 84.37 | 107.39 | 141.45
CC | 6497.67 | 7901.61 | 7770.31 | 4857.32 | 2703.65 | 642.65
CSP | 0 | 0 | 0 | 0 | 0 | 0
CT | 8.2 | 11.61 | 12.73 | 2.03 | 0.23 | 0.06
Coal | 8622.88 | 3156.23 | 408.13 | 289.79 | 331.93 | 341.75
Geo | 0 | 0 | 0 | 0 | 0 | 0
H | 0 | 0 | 0.02 | 0.02 | 0.02 | 0.02
LFG | 16.8 | 126.42 | 270.1 | 347.95 | 346.39 | 346.39
Nuc | 8420.32 | 8635.73 | 8759.45 | 10578.56 | 11699.6 | 14048.53
PS | 0 | 0 | 0 | 0 | 0 | 0
PV | 0 | 0 | 0 | 0 | 0 | 0
PeakG | 37.99 | 64.36 | 97.65 | 28.24 | 18.58 | 13.17
PeakO | 0 | 0 | 0 | 0 | 0 | 0
ST | 0 | 0 | 0 | 0 | 0 | 0
STOG | 55.32 | 46.39 | 19.94 | 7.83 | 0.09 | 0.09
STWD | 89.77 | 78.72 | 77.38 | 144.89 | 248.85 | 201.32
WT | 0.12 | 0.27 | 0.37 | 0.46 | 0.45 | 0.44
IGCC | 40.45 | 40.45 | 9.14 | 0.56 | 0 | 0
DemandResponse | 0 | 0 | 0 | 0 | 0 | 0
IGCC-CCS | 0 | 0 | 0 | 0 | 0 | 0
WT_off | 0 | 0 | 0.01 | 0.01 | 0.01 | 0.01
PseudoUnit | 0 | 0 | 0.01 | 0.01 | 0.02 | 0.02
FixedInterchange | 0.04 | 0.04 | 0.04 | 0.04 | 0.04 | 0.04
Total Fuel Consumption by Reporting Type: Outside_EI
ReportingType | 2015 | 2020 | 2025 | 2030 | 2035 | 2040
BM | 1.86 | 2.73 | 5.71 | 17.82 | 17.82 | 109.3
CC | 3200.5 | 2998.02 | 2917.95 | 1794.37 | 583.23 | 338.67
CSP | 0 | 0 | 0 | 0 | 0 | 0
CT | 0 | 0.03 | 0.09 | 0.35 | 0 | 0
Coal | 2501.27 | 1960.37 | 543.72 | 91.1 | 90.98 | 86.63
Geo | 0.02 | 0.04 | 0.07 | 0.07 | 0.07 | 0.07
H | 0 | 0 | 0 | 0 | 0 | 0
LFG | 3.89 | 104.41 | 198.53 | 198.53 | 198.53 | 198.53
Nuc | 1190.09 | 1190.09 | 1190.09 | 2637.53 | 3861.94 | 4004.59
PS | 0 | 0 | 0 | 0 | 0 | 0
PV | 0 | 0 | 0 | 0 | 0 | 0
PeakG | 0 | 0.09 | 0.2 | 1.44 | 1.58 | 1.74
PeakO | 0 | 0 | 0 | 0 | 0 | 0
ST | 0 | 0.01 | 0.01 | 0.01 | 0.01 | 0.01
STOG | 38.55 | 41.5 | 8.72 | 0 | 0 | 0
STWD | 48.8 | 48.8 | 91.12 | 149.58 | 149.58 | 141.22
WT | 0.06 | 0.1 | 0.15 | 0.17 | 0.17 | 0.16
IGCC | 0 | 0 | 0 | 0 | 0 | 0
DemandResponse | 0 | 0 | 0 | 0 | 0 | 0
IGCC-CCS | 0 | 0 | 0 | 0 | 0 | 0
WT_off | 0 | 0 | 0 | 0 | 0 | 0
PseudoUnit | 0 | 0 | 0 | 0 | 0 | 0
FixedInterchange | 0 | 0 | 0 | 0 | 0 | 0
#5 | Annual Emmission Levels
SO2 Emissions (MMshortTons): Entergy
ReportingType | 2015 | 2020 | 2025 | 2030 | 2035 | 2040
BM | 0 | 0 | 0 | 0 | 0 | 0
CC | 0 | 0 | 0 | 0 | 0 | 0
CSP | 0 | 0 | 0 | 0 | 0 | 0
CT | 0 | 0 | 0 | 0 | 0 | 0
Coal | 0.31 | 0 | 0 | 0 | 0 | 0
Geo | 0 | 0 | 0 | 0 | 0 | 0
H | 0 | 0 | 0 | 0 | 0 | 0
LFG | 0 | 0 | 0 | 0 | 0 | 0
Nuc | 0 | 0 | 0 | 0 | 0 | 0
PS | 0 | 0 | 0 | 0 | 0 | 0
PV | 0 | 0 | 0 | 0 | 0 | 0
PeakG | 0 | 0 | 0 | 0 | 0 | 0
PeakO | 0 | 0 | 0 | 0 | 0 | 0
ST | 0 | 0 | 0 | 0 | 0 | 0
STOG | 0 | 0 | 0 | 0 | 0 | 0
STWD | 0 | 0 | 0 | 0 | 0 | 0
WT | 0 | 0 | 0 | 0 | 0 | 0
IGCC | 0 | 0 | 0 | 0 | 0 | 0
DemandResponse | 0 | 0 | 0 | 0 | 0 | 0
IGCC-CCS | 0 | 0 | 0 | 0 | 0 | 0
WT_off | 0 | 0 | 0 | 0 | 0 | 0
PseudoUnit | 0 | 0 | 0 | 0 | 0 | 0
FixedInterchange | 0 | 0 | 0 | 0 | 0 | 0
SO2 Emissions (MMshortTons): FRCC
ReportingType | 2015 | 2020 | 2025 | 2030 | 2035 | 2040
BM | 0 | 0 | 0 | 0 | 0 | 0
CC | 0 | 0 | 0 | 0 | 0 | 0
CSP | 0 | 0 | 0 | 0 | 0 | 0
CT | 0 | 0 | 0 | 0 | 0 | 0
Coal | 0.04 | 0 | 0 | 0 | 0 | 0
Geo | 0 | 0 | 0 | 0 | 0 | 0
H | 0 | 0 | 0 | 0 | 0 | 0
LFG | 0 | 0 | 0 | 0 | 0 | 0
Nuc | 0 | 0 | 0 | 0 | 0 | 0
PS | 0 | 0 | 0 | 0 | 0 | 0
PV | 0 | 0 | 0 | 0 | 0 | 0
PeakG | 0 | 0 | 0 | 0 | 0 | 0
PeakO | 0 | 0 | 0 | 0 | 0 | 0
ST | 0 | 0 | 0 | 0 | 0 | 0
STOG | 0 | 0 | 0 | 0 | 0 | 0
STWD | 0 | 0 | 0 | 0 | 0 | 0
WT | 0 | 0 | 0 | 0 | 0 | 0
IGCC | 0 | 0 | 0 | 0 | 0 | 0
DemandResponse | 0 | 0 | 0 | 0 | 0 | 0
IGCC-CCS | 0 | 0 | 0 | 0 | 0 | 0
WT_off | 0 | 0 | 0 | 0 | 0 | 0
PseudoUnit | 0 | 0 | 0 | 0 | 0 | 0
FixedInterchange | 0 | 0 | 0 | 0 | 0 | 0
SO2 Emissions (MMshortTons): MAPP_US
ReportingType | 2015 | 2020 | 2025 | 2030 | 2035 | 2040
BM | 0 | 0 | 0 | 0 | 0 | 0
CC | 0 | 0 | 0 | 0 | 0 | 0
CSP | 0 | 0 | 0 | 0 | 0 | 0
CT | 0 | 0 | 0 | 0 | 0 | 0
Coal | 0.03 | 0 | 0 | 0 | 0 | 0
Geo | 0 | 0 | 0 | 0 | 0 | 0
H | 0 | 0 | 0 | 0 | 0 | 0
LFG | 0 | 0 | 0 | 0 | 0 | 0
Nuc | 0 | 0 | 0 | 0 | 0 | 0
PS | 0 | 0 | 0 | 0 | 0 | 0
PV | 0 | 0 | 0 | 0 | 0 | 0
PeakG | 0 | 0 | 0 | 0 | 0 | 0
PeakO | 0 | 0 | 0 | 0 | 0 | 0
ST | 0 | 0 | 0 | 0 | 0 | 0
STOG | 0 | 0 | 0 | 0 | 0 | 0
STWD | 0 | 0 | 0 | 0 | 0 | 0
WT | 0 | 0 | 0 | 0 | 0 | 0
IGCC | 0 | 0 | 0 | 0 | 0 | 0
DemandResponse | 0 | 0 | 0 | 0 | 0 | 0
IGCC-CCS | 0 | 0 | 0 | 0 | 0 | 0
WT_off | 0 | 0 | 0 | 0 | 0 | 0
PseudoUnit | 0 | 0 | 0 | 0 | 0 | 0
FixedInterchange | 0 | 0 | 0 | 0 | 0 | 0
SO2 Emissions (MMshortTons): MISO_IN
ReportingType | 2015 | 2020 | 2025 | 2030 | 2035 | 2040
BM | 0 | 0 | 0 | 0 | 0 | 0
CC | 0 | 0 | 0 | 0 | 0 | 0
CSP | 0 | 0 | 0 | 0 | 0 | 0
CT | 0 | 0 | 0 | 0 | 0 | 0
Coal | 0.22 | 0.03 | 0 | 0 | 0 | 0
Geo | 0 | 0 | 0 | 0 | 0 | 0
H | 0 | 0 | 0 | 0 | 0 | 0
LFG | 0 | 0 | 0 | 0 | 0 | 0
Nuc | 0 | 0 | 0 | 0 | 0 | 0
PS | 0 | 0 | 0 | 0 | 0 | 0
PV | 0 | 0 | 0 | 0 | 0 | 0
PeakG | 0 | 0 | 0 | 0 | 0 | 0
PeakO | 0 | 0 | 0 | 0 | 0 | 0
ST | 0 | 0 | 0 | 0 | 0 | 0
STOG | 0 | 0 | 0 | 0 | 0 | 0
STWD | 0 | 0 | 0 | 0 | 0 | 0
WT | 0 | 0 | 0 | 0 | 0 | 0
IGCC | 0 | 0 | 0 | 0 | 0 | 0
DemandResponse | 0 | 0 | 0 | 0 | 0 | 0
IGCC-CCS | 0 | 0 | 0 | 0 | 0 | 0
WT_off | 0 | 0 | 0 | 0 | 0 | 0
PseudoUnit | 0 | 0 | 0 | 0 | 0 | 0
FixedInterchange | 0 | 0 | 0 | 0 | 0 | 0
SO2 Emissions (MMshortTons): MISO_MI
ReportingType | 2015 | 2020 | 2025 | 2030 | 2035 | 2040
BM | 0 | 0 | 0 | 0 | 0 | 0
CC | 0 | 0 | 0 | 0 | 0 | 0
CSP | 0 | 0 | 0 | 0 | 0 | 0
CT | 0 | 0 | 0 | 0 | 0 | 0
Coal | 0.12 | 0 | 0 | 0 | 0 | 0
Geo | 0 | 0 | 0 | 0 | 0 | 0
H | 0 | 0 | 0 | 0 | 0 | 0
LFG | 0 | 0 | 0 | 0 | 0 | 0
Nuc | 0 | 0 | 0 | 0 | 0 | 0
PS | 0 | 0 | 0 | 0 | 0 | 0
PV | 0 | 0 | 0 | 0 | 0 | 0
PeakG | 0 | 0 | 0 | 0 | 0 | 0
PeakO | 0 | 0 | 0 | 0 | 0 | 0
ST | 0 | 0 | 0 | 0 | 0 | 0
STOG | 0 | 0 | 0 | 0 | 0 | 0
STWD | 0 | 0 | 0 | 0 | 0 | 0
WT | 0 | 0 | 0 | 0 | 0 | 0
IGCC | 0 | 0 | 0 | 0 | 0 | 0
DemandResponse | 0 | 0 | 0 | 0 | 0 | 0
IGCC-CCS | 0 | 0 | 0 | 0 | 0 | 0
WT_off | 0 | 0 | 0 | 0 | 0 | 0
PseudoUnit | 0 | 0 | 0 | 0 | 0 | 0
FixedInterchange | 0 | 0 | 0 | 0 | 0 | 0
SO2 Emissions (MMshortTons): MISO_MO-IL
ReportingType | 2015 | 2020 | 2025 | 2030 | 2035 | 2040
BM | 0 | 0 | 0 | 0 | 0 | 0
CC | 0 | 0 | 0 | 0 | 0 | 0
CSP | 0 | 0 | 0 | 0 | 0 | 0
CT | 0 | 0 | 0 | 0 | 0 | 0
Coal | 0.33 | 0 | 0 | 0 | 0 | 0
Geo | 0 | 0 | 0 | 0 | 0 | 0
H | 0 | 0 | 0 | 0 | 0 | 0
LFG | 0 | 0 | 0 | 0 | 0 | 0
Nuc | 0 | 0 | 0 | 0 | 0 | 0
PS | 0 | 0 | 0 | 0 | 0 | 0
PV | 0 | 0 | 0 | 0 | 0 | 0
PeakG | 0 | 0 | 0 | 0 | 0 | 0
PeakO | 0 | 0 | 0 | 0 | 0 | 0
ST | 0 | 0 | 0 | 0 | 0 | 0
STOG | 0 | 0 | 0 | 0 | 0 | 0
STWD | 0 | 0 | 0 | 0 | 0 | 0
WT | 0 | 0 | 0 | 0 | 0 | 0
IGCC | 0 | 0 | 0 | 0 | 0 | 0
DemandResponse | 0 | 0 | 0 | 0 | 0 | 0
IGCC-CCS | 0 | 0 | 0 | 0 | 0 | 0
WT_off | 0 | 0 | 0 | 0 | 0 | 0
PseudoUnit | 0 | 0 | 0 | 0 | 0 | 0
FixedInterchange | 0 | 0 | 0 | 0 | 0 | 0
SO2 Emissions (MMshortTons): MISO_W
ReportingType | 2015 | 2020 | 2025 | 2030 | 2035 | 2040
BM | 0 | 0 | 0 | 0 | 0 | 0
CC | 0 | 0 | 0 | 0 | 0 | 0
CSP | 0 | 0 | 0 | 0 | 0 | 0
CT | 0 | 0 | 0 | 0 | 0 | 0
Coal | 0.2 | 0.01 | 0 | 0 | 0 | 0
Geo | 0 | 0 | 0 | 0 | 0 | 0
H | 0 | 0 | 0 | 0 | 0 | 0
LFG | 0 | 0 | 0 | 0 | 0 | 0
Nuc | 0 | 0 | 0 | 0 | 0 | 0
PS | 0 | 0 | 0 | 0 | 0 | 0
PV | 0 | 0 | 0 | 0 | 0 | 0
PeakG | 0 | 0 | 0 | 0 | 0 | 0
PeakO | 0 | 0 | 0 | 0 | 0 | 0
ST | 0 | 0 | 0 | 0 | 0 | 0
STOG | 0 | 0 | 0 | 0 | 0 | 0
STWD | 0 | 0 | 0 | 0 | 0 | 0
WT | 0 | 0 | 0 | 0 | 0 | 0
IGCC | 0 | 0 | 0 | 0 | 0 | 0
DemandResponse | 0 | 0 | 0 | 0 | 0 | 0
IGCC-CCS | 0 | 0 | 0 | 0 | 0 | 0
WT_off | 0 | 0 | 0 | 0 | 0 | 0
PseudoUnit | 0 | 0 | 0 | 0 | 0 | 0
FixedInterchange | 0 | 0 | 0 | 0 | 0 | 0
SO2 Emissions (MMshortTons): MISO_WUMS
ReportingType | 2015 | 2020 | 2025 | 2030 | 2035 | 2040
BM | 0 | 0 | 0 | 0 | 0 | 0
CC | 0 | 0 | 0 | 0 | 0 | 0
CSP | 0 | 0 | 0 | 0 | 0 | 0
CT | 0 | 0 | 0 | 0 | 0 | 0
Coal | 0.02 | 0 | 0 | 0 | 0 | 0
Geo | 0 | 0 | 0 | 0 | 0 | 0
H | 0 | 0 | 0 | 0 | 0 | 0
LFG | 0 | 0 | 0 | 0 | 0 | 0
Nuc | 0 | 0 | 0 | 0 | 0 | 0
PS | 0 | 0 | 0 | 0 | 0 | 0
PV | 0 | 0 | 0 | 0 | 0 | 0
PeakG | 0 | 0 | 0 | 0 | 0 | 0
PeakO | 0 | 0 | 0 | 0 | 0 | 0
ST | 0 | 0 | 0 | 0 | 0 | 0
STOG | 0 | 0 | 0 | 0 | 0 | 0
STWD | 0 | 0 | 0 | 0 | 0 | 0
WT | 0 | 0 | 0 | 0 | 0 | 0
IGCC | 0 | 0 | 0 | 0 | 0 | 0
DemandResponse | 0 | 0 | 0 | 0 | 0 | 0
IGCC-CCS | 0 | 0 | 0 | 0 | 0 | 0
WT_off | 0 | 0 | 0 | 0 | 0 | 0
PseudoUnit | 0 | 0 | 0 | 0 | 0 | 0
FixedInterchange | 0 | 0 | 0 | 0 | 0 | 0
SO2 Emissions (MMshortTons): Nebraska
ReportingType | 2015 | 2020 | 2025 | 2030 | 2035 | 2040
BM | 0 | 0 | 0 | 0 | 0 | 0
CC | 0 | 0 | 0 | 0 | 0 | 0
CSP | 0 | 0 | 0 | 0 | 0 | 0
CT | 0 | 0 | 0 | 0 | 0 | 0
Coal | 0.1 | 0 | 0 | 0 | 0 | 0
Geo | 0 | 0 | 0 | 0 | 0 | 0
H | 0 | 0 | 0 | 0 | 0 | 0
LFG | 0 | 0 | 0 | 0 | 0 | 0
Nuc | 0 | 0 | 0 | 0 | 0 | 0
PS | 0 | 0 | 0 | 0 | 0 | 0
PV | 0 | 0 | 0 | 0 | 0 | 0
PeakG | 0 | 0 | 0 | 0 | 0 | 0
PeakO | 0 | 0 | 0 | 0 | 0 | 0
ST | 0 | 0 | 0 | 0 | 0 | 0
STOG | 0 | 0 | 0 | 0 | 0 | 0
STWD | 0 | 0 | 0 | 0 | 0 | 0
WT | 0 | 0 | 0 | 0 | 0 | 0
IGCC | 0 | 0 | 0 | 0 | 0 | 0
DemandResponse | 0 | 0 | 0 | 0 | 0 | 0
IGCC-CCS | 0 | 0 | 0 | 0 | 0 | 0
WT_off | 0 | 0 | 0 | 0 | 0 | 0
PseudoUnit | 0 | 0 | 0 | 0 | 0 | 0
FixedInterchange | 0 | 0 | 0 | 0 | 0 | 0
SO2 Emissions (MMshortTons): NEISO
ReportingType | 2015 | 2020 | 2025 | 2030 | 2035 | 2040
BM | 0 | 0 | 0 | 0 | 0 | 0
CC | 0 | 0 | 0 | 0 | 0 | 0
CSP | 0 | 0 | 0 | 0 | 0 | 0
CT | 0 | 0 | 0 | 0 | 0 | 0
Coal | 0 | 0 | 0 | 0 | 0 | 0
Geo | 0 | 0 | 0 | 0 | 0 | 0
H | 0 | 0 | 0 | 0 | 0 | 0
LFG | 0 | 0 | 0 | 0 | 0 | 0
Nuc | 0 | 0 | 0 | 0 | 0 | 0
PS | 0 | 0 | 0 | 0 | 0 | 0
PV | 0 | 0 | 0 | 0 | 0 | 0
PeakG | 0 | 0 | 0 | 0 | 0 | 0
PeakO | 0 | 0 | 0 | 0 | 0 | 0
ST | 0 | 0 | 0 | 0 | 0 | 0
STOG | 0 | 0 | 0 | 0 | 0 | 0
STWD | 0 | 0 | 0 | 0 | 0 | 0
WT | 0 | 0 | 0 | 0 | 0 | 0
IGCC | 0 | 0 | 0 | 0 | 0 | 0
DemandResponse | 0 | 0 | 0 | 0 | 0 | 0
IGCC-CCS | 0 | 0 | 0 | 0 | 0 | 0
WT_off | 0 | 0 | 0 | 0 | 0 | 0
PseudoUnit | 0 | 0 | 0 | 0 | 0 | 0
FixedInterchange | 0 | 0 | 0 | 0 | 0 | 0
SO2 Emissions (MMshortTons): NonRTO_Midwest
ReportingType | 2015 | 2020 | 2025 | 2030 | 2035 | 2040
BM | 0 | 0 | 0 | 0 | 0 | 0
CC | 0 | 0 | 0 | 0 | 0 | 0
CSP | 0 | 0 | 0 | 0 | 0 | 0
CT | 0 | 0 | 0 | 0 | 0 | 0
Coal | 0.12 | 0.04 | 0.01 | 0 | 0 | 0
Geo | 0 | 0 | 0 | 0 | 0 | 0
H | 0 | 0 | 0 | 0 | 0 | 0
LFG | 0 | 0 | 0 | 0 | 0 | 0
Nuc | 0 | 0 | 0 | 0 | 0 | 0
PS | 0 | 0 | 0 | 0 | 0 | 0
PV | 0 | 0 | 0 | 0 | 0 | 0
PeakG | 0 | 0 | 0 | 0 | 0 | 0
PeakO | 0 | 0 | 0 | 0 | 0 | 0
ST | 0 | 0 | 0 | 0 | 0 | 0
STOG | 0 | 0 | 0 | 0 | 0 | 0
STWD | 0 | 0 | 0 | 0 | 0 | 0
WT | 0 | 0 | 0 | 0 | 0 | 0
IGCC | 0 | 0 | 0 | 0 | 0 | 0
DemandResponse | 0 | 0 | 0 | 0 | 0 | 0
IGCC-CCS | 0 | 0 | 0 | 0 | 0 | 0
WT_off | 0 | 0 | 0 | 0 | 0 | 0
PseudoUnit | 0 | 0 | 0 | 0 | 0 | 0
FixedInterchange | 0 | 0 | 0 | 0 | 0 | 0
SO2 Emissions (MMshortTons): NYISO_A-F
ReportingType | 2015 | 2020 | 2025 | 2030 | 2035 | 2040
BM | 0 | 0 | 0 | 0 | 0 | 0
CC | 0 | 0 | 0 | 0 | 0 | 0
CSP | 0 | 0 | 0 | 0 | 0 | 0
CT | 0 | 0 | 0 | 0 | 0 | 0
Coal | 0 | 0 | 0 | 0 | 0 | 0
Geo | 0 | 0 | 0 | 0 | 0 | 0
H | 0 | 0 | 0 | 0 | 0 | 0
LFG | 0 | 0 | 0 | 0 | 0 | 0
Nuc | 0 | 0 | 0 | 0 | 0 | 0
PS | 0 | 0 | 0 | 0 | 0 | 0
PV | 0 | 0 | 0 | 0 | 0 | 0
PeakG | 0 | 0 | 0 | 0 | 0 | 0
PeakO | 0 | 0 | 0 | 0 | 0 | 0
ST | 0 | 0 | 0 | 0 | 0 | 0
STOG | 0 | 0 | 0 | 0 | 0 | 0
STWD | 0 | 0 | 0 | 0 | 0 | 0
WT | 0 | 0 | 0 | 0 | 0 | 0
IGCC | 0 | 0 | 0 | 0 | 0 | 0
DemandResponse | 0 | 0 | 0 | 0 | 0 | 0
IGCC-CCS | 0 | 0 | 0 | 0 | 0 | 0
WT_off | 0 | 0 | 0 | 0 | 0 | 0
PseudoUnit | 0 | 0 | 0 | 0 | 0 | 0
FixedInterchange | 0 | 0 | 0 | 0 | 0 | 0
SO2 Emissions (MMshortTons): NYISO_G-I
ReportingType | 2015 | 2020 | 2025 | 2030 | 2035 | 2040
BM | 0 | 0 | 0 | 0 | 0 | 0
CC | 0 | 0 | 0 | 0 | 0 | 0
CSP | 0 | 0 | 0 | 0 | 0 | 0
CT | 0 | 0 | 0 | 0 | 0 | 0
Coal | 0 | 0 | 0 | 0 | 0 | 0
Geo | 0 | 0 | 0 | 0 | 0 | 0
H | 0 | 0 | 0 | 0 | 0 | 0
LFG | 0 | 0 | 0 | 0 | 0 | 0
Nuc | 0 | 0 | 0 | 0 | 0 | 0
PS | 0 | 0 | 0 | 0 | 0 | 0
PV | 0 | 0 | 0 | 0 | 0 | 0
PeakG | 0 | 0 | 0 | 0 | 0 | 0
PeakO | 0 | 0 | 0 | 0 | 0 | 0
ST | 0 | 0 | 0 | 0 | 0 | 0
STOG | 0 | 0 | 0 | 0 | 0 | 0
STWD | 0 | 0 | 0 | 0 | 0 | 0
WT | 0 | 0 | 0 | 0 | 0 | 0
IGCC | 0 | 0 | 0 | 0 | 0 | 0
DemandResponse | 0 | 0 | 0 | 0 | 0 | 0
IGCC-CCS | 0 | 0 | 0 | 0 | 0 | 0
WT_off | 0 | 0 | 0 | 0 | 0 | 0
PseudoUnit | 0 | 0 | 0 | 0 | 0 | 0
FixedInterchange | 0 | 0 | 0 | 0 | 0 | 0
SO2 Emissions (MMshortTons): NYISO_J-K
ReportingType | 2015 | 2020 | 2025 | 2030 | 2035 | 2040
BM | 0 | 0 | 0 | 0 | 0 | 0
CC | 0 | 0 | 0 | 0 | 0 | 0
CSP | 0 | 0 | 0 | 0 | 0 | 0
CT | 0 | 0 | 0 | 0 | 0 | 0
Coal | 0 | 0 | 0 | 0 | 0 | 0
Geo | 0 | 0 | 0 | 0 | 0 | 0
H | 0 | 0 | 0 | 0 | 0 | 0
LFG | 0 | 0 | 0 | 0 | 0 | 0
Nuc | 0 | 0 | 0 | 0 | 0 | 0
PS | 0 | 0 | 0 | 0 | 0 | 0
PV | 0 | 0 | 0 | 0 | 0 | 0
PeakG | 0 | 0 | 0 | 0 | 0 | 0
PeakO | 0 | 0 | 0 | 0 | 0 | 0
ST | 0 | 0 | 0 | 0 | 0 | 0
STOG | 0 | 0 | 0 | 0 | 0 | 0
STWD | 0 | 0 | 0 | 0 | 0 | 0
WT | 0 | 0 | 0 | 0 | 0 | 0
IGCC | 0 | 0 | 0 | 0 | 0 | 0
DemandResponse | 0 | 0 | 0 | 0 | 0 | 0
IGCC-CCS | 0 | 0 | 0 | 0 | 0 | 0
WT_off | 0 | 0 | 0 | 0 | 0 | 0
PseudoUnit | 0 | 0 | 0 | 0 | 0 | 0
FixedInterchange | 0 | 0 | 0 | 0 | 0 | 0
SO2 Emissions (MMshortTons): PJM_E
ReportingType | 2015 | 2020 | 2025 | 2030 | 2035 | 2040
BM | 0 | 0 | 0 | 0 | 0 | 0
CC | 0 | 0 | 0 | 0 | 0 | 0
CSP | 0 | 0 | 0 | 0 | 0 | 0
CT | 0 | 0 | 0 | 0 | 0 | 0
Coal | 0 | 0 | 0 | 0 | 0 | 0
Geo | 0 | 0 | 0 | 0 | 0 | 0
H | 0 | 0 | 0 | 0 | 0 | 0
LFG | 0 | 0 | 0 | 0 | 0 | 0
Nuc | 0 | 0 | 0 | 0 | 0 | 0
PS | 0 | 0 | 0 | 0 | 0 | 0
PV | 0 | 0 | 0 | 0 | 0 | 0
PeakG | 0 | 0 | 0 | 0 | 0 | 0
PeakO | 0 | 0 | 0 | 0 | 0 | 0
ST | 0 | 0 | 0 | 0 | 0 | 0
STOG | 0 | 0 | 0 | 0 | 0 | 0
STWD | 0 | 0 | 0 | 0 | 0 | 0
WT | 0 | 0 | 0 | 0 | 0 | 0
IGCC | 0 | 0 | 0 | 0 | 0 | 0
DemandResponse | 0 | 0 | 0 | 0 | 0 | 0
IGCC-CCS | 0 | 0 | 0 | 0 | 0 | 0
WT_off | 0 | 0 | 0 | 0 | 0 | 0
PseudoUnit | 0 | 0 | 0 | 0 | 0 | 0
FixedInterchange | 0 | 0 | 0 | 0 | 0 | 0
SO2 Emissions (MMshortTons): PJM_ROM
ReportingType | 2015 | 2020 | 2025 | 2030 | 2035 | 2040
BM | 0 | 0 | 0 | 0 | 0 | 0
CC | 0 | 0 | 0 | 0 | 0 | 0
CSP | 0 | 0 | 0 | 0 | 0 | 0
CT | 0 | 0 | 0 | 0 | 0 | 0
Coal | 0.15 | 0.01 | 0 | 0 | 0 | 0
Geo | 0 | 0 | 0 | 0 | 0 | 0
H | 0 | 0 | 0 | 0 | 0 | 0
LFG | 0 | 0 | 0 | 0 | 0 | 0
Nuc | 0 | 0 | 0 | 0 | 0 | 0
PS | 0 | 0 | 0 | 0 | 0 | 0
PV | 0 | 0 | 0 | 0 | 0 | 0
PeakG | 0 | 0 | 0 | 0 | 0 | 0
PeakO | 0 | 0 | 0 | 0 | 0 | 0
ST | 0 | 0 | 0 | 0 | 0 | 0
STOG | 0 | 0 | 0 | 0 | 0 | 0
STWD | 0 | 0 | 0 | 0 | 0 | 0
WT | 0 | 0 | 0 | 0 | 0 | 0
IGCC | 0 | 0 | 0 | 0 | 0 | 0
DemandResponse | 0 | 0 | 0 | 0 | 0 | 0
IGCC-CCS | 0 | 0 | 0 | 0 | 0 | 0
WT_off | 0 | 0 | 0 | 0 | 0 | 0
PseudoUnit | 0 | 0 | 0 | 0 | 0 | 0
FixedInterchange | 0 | 0 | 0 | 0 | 0 | 0
SO2 Emissions (MMshortTons): PJM_ROR
ReportingType | 2015 | 2020 | 2025 | 2030 | 2035 | 2040
BM | 0 | 0 | 0 | 0 | 0 | 0
CC | 0 | 0 | 0 | 0 | 0 | 0
CSP | 0 | 0 | 0 | 0 | 0 | 0
CT | 0 | 0 | 0 | 0 | 0 | 0
Coal | 1.01 | 0.1 | 0 | 0 | 0 | 0
Geo | 0 | 0 | 0 | 0 | 0 | 0
H | 0 | 0 | 0 | 0 | 0 | 0
LFG | 0 | 0 | 0 | 0 | 0 | 0
Nuc | 0 | 0 | 0 | 0 | 0 | 0
PS | 0 | 0 | 0 | 0 | 0 | 0
PV | 0 | 0 | 0 | 0 | 0 | 0
PeakG | 0 | 0 | 0 | 0 | 0 | 0
PeakO | 0 | 0 | 0 | 0 | 0 | 0
ST | 0 | 0 | 0 | 0 | 0 | 0
STOG | 0 | 0 | 0 | 0 | 0 | 0
STWD | 0 | 0 | 0 | 0 | 0 | 0
WT | 0 | 0 | 0 | 0 | 0 | 0
IGCC | 0 | 0 | 0 | 0 | 0 | 0
DemandResponse | 0 | 0 | 0 | 0 | 0 | 0
IGCC-CCS | 0 | 0 | 0 | 0 | 0 | 0
WT_off | 0 | 0 | 0 | 0 | 0 | 0
PseudoUnit | 0 | 0 | 0 | 0 | 0 | 0
FixedInterchange | 0 | 0 | 0 | 0 | 0 | 0
SO2 Emissions (MMshortTons): SOCO
ReportingType | 2015 | 2020 | 2025 | 2030 | 2035 | 2040
BM | 0 | 0 | 0 | 0 | 0 | 0
CC | 0 | 0 | 0 | 0 | 0 | 0
CSP | 0 | 0 | 0 | 0 | 0 | 0
CT | 0 | 0 | 0 | 0 | 0 | 0
Coal | 0.22 | 0.01 | 0 | 0.01 | 0.01 | 0.01
Geo | 0 | 0 | 0 | 0 | 0 | 0
H | 0 | 0 | 0 | 0 | 0 | 0
LFG | 0 | 0 | 0 | 0 | 0 | 0
Nuc | 0 | 0 | 0 | 0 | 0 | 0
PS | 0 | 0 | 0 | 0 | 0 | 0
PV | 0 | 0 | 0 | 0 | 0 | 0
PeakG | 0 | 0 | 0 | 0 | 0 | 0
PeakO | 0 | 0 | 0 | 0 | 0 | 0
ST | 0 | 0 | 0 | 0 | 0 | 0
STOG | 0 | 0 | 0 | 0 | 0 | 0
STWD | 0 | 0 | 0 | 0 | 0 | 0
WT | 0 | 0 | 0 | 0 | 0 | 0
IGCC | 0 | 0 | 0 | 0 | 0 | 0
DemandResponse | 0 | 0 | 0 | 0 | 0 | 0
IGCC-CCS | 0 | 0 | 0 | 0 | 0 | 0
WT_off | 0 | 0 | 0 | 0 | 0 | 0
PseudoUnit | 0 | 0 | 0 | 0 | 0 | 0
FixedInterchange | 0 | 0 | 0 | 0 | 0 | 0
SO2 Emissions (MMshortTons): SPP_N
ReportingType | 2015 | 2020 | 2025 | 2030 | 2035 | 2040
BM | 0 | 0 | 0 | 0 | 0 | 0
CC | 0 | 0 | 0 | 0 | 0 | 0
CSP | 0 | 0 | 0 | 0 | 0 | 0
CT | 0 | 0 | 0 | 0 | 0 | 0
Coal | 0.07 | 0.01 | 0 | 0 | 0 | 0
Geo | 0 | 0 | 0 | 0 | 0 | 0
H | 0 | 0 | 0 | 0 | 0 | 0
LFG | 0 | 0 | 0 | 0 | 0 | 0
Nuc | 0 | 0 | 0 | 0 | 0 | 0
PS | 0 | 0 | 0 | 0 | 0 | 0
PV | 0 | 0 | 0 | 0 | 0 | 0
PeakG | 0 | 0 | 0 | 0 | 0 | 0
PeakO | 0 | 0 | 0 | 0 | 0 | 0
ST | 0 | 0 | 0 | 0 | 0 | 0
STOG | 0 | 0 | 0 | 0 | 0 | 0
STWD | 0 | 0 | 0 | 0 | 0 | 0
WT | 0 | 0 | 0 | 0 | 0 | 0
IGCC | 0 | 0 | 0 | 0 | 0 | 0
DemandResponse | 0 | 0 | 0 | 0 | 0 | 0
IGCC-CCS | 0 | 0 | 0 | 0 | 0 | 0
WT_off | 0 | 0 | 0 | 0 | 0 | 0
PseudoUnit | 0 | 0 | 0 | 0 | 0 | 0
FixedInterchange | 0 | 0 | 0 | 0 | 0 | 0
SO2 Emissions (MMshortTons): SPP_S
ReportingType | 2015 | 2020 | 2025 | 2030 | 2035 | 2040
BM | 0 | 0 | 0 | 0 | 0 | 0
CC | 0 | 0 | 0 | 0 | 0 | 0
CSP | 0 | 0 | 0 | 0 | 0 | 0
CT | 0 | 0 | 0 | 0 | 0 | 0
Coal | 0.28 | 0.01 | 0 | 0 | 0 | 0
Geo | 0 | 0 | 0 | 0 | 0 | 0
H | 0 | 0 | 0 | 0 | 0 | 0
LFG | 0 | 0 | 0 | 0 | 0 | 0
Nuc | 0 | 0 | 0 | 0 | 0 | 0
PS | 0 | 0 | 0 | 0 | 0 | 0
PV | 0 | 0 | 0 | 0 | 0 | 0
PeakG | 0 | 0 | 0 | 0 | 0 | 0
PeakO | 0 | 0 | 0 | 0 | 0 | 0
ST | 0 | 0 | 0 | 0 | 0 | 0
STOG | 0 | 0 | 0 | 0 | 0 | 0
STWD | 0 | 0 | 0 | 0 | 0 | 0
WT | 0 | 0 | 0 | 0 | 0 | 0
IGCC | 0 | 0 | 0 | 0 | 0 | 0
DemandResponse | 0 | 0 | 0 | 0 | 0 | 0
IGCC-CCS | 0 | 0 | 0 | 0 | 0 | 0
WT_off | 0 | 0 | 0 | 0 | 0 | 0
PseudoUnit | 0 | 0 | 0 | 0 | 0 | 0
FixedInterchange | 0 | 0 | 0 | 0 | 0 | 0
SO2 Emissions (MMshortTons): TVA
ReportingType | 2015 | 2020 | 2025 | 2030 | 2035 | 2040
BM | 0 | 0 | 0 | 0 | 0 | 0
CC | 0 | 0 | 0 | 0 | 0 | 0
CSP | 0 | 0 | 0 | 0 | 0 | 0
CT | 0 | 0 | 0 | 0 | 0 | 0
Coal | 0.22 | 0.03 | 0 | 0 | 0 | 0
Geo | 0 | 0 | 0 | 0 | 0 | 0
H | 0 | 0 | 0 | 0 | 0 | 0
LFG | 0 | 0 | 0 | 0 | 0 | 0
Nuc | 0 | 0 | 0 | 0 | 0 | 0
PS | 0 | 0 | 0 | 0 | 0 | 0
PV | 0 | 0 | 0 | 0 | 0 | 0
PeakG | 0 | 0 | 0 | 0 | 0 | 0
PeakO | 0 | 0 | 0 | 0 | 0 | 0
ST | 0 | 0 | 0 | 0 | 0 | 0
STOG | 0 | 0 | 0 | 0 | 0 | 0
STWD | 0 | 0 | 0 | 0 | 0 | 0
WT | 0 | 0 | 0 | 0 | 0 | 0
IGCC | 0 | 0 | 0 | 0 | 0 | 0
DemandResponse | 0 | 0 | 0 | 0 | 0 | 0
IGCC-CCS | 0 | 0 | 0 | 0 | 0 | 0
WT_off | 0 | 0 | 0 | 0 | 0 | 0
PseudoUnit | 0 | 0 | 0 | 0 | 0 | 0
FixedInterchange | 0 | 0 | 0 | 0 | 0 | 0
SO2 Emissions (MMshortTons): TVA_Transmission
ReportingType | 2015 | 2020 | 2025 | 2030 | 2035 | 2040
BM | 0 | 0 | 0 | 0 | 0 | 0
CC | 0 | 0 | 0 | 0 | 0 | 0
CSP | 0 | 0 | 0 | 0 | 0 | 0
CT | 0 | 0 | 0 | 0 | 0 | 0
Coal | 0 | 0 | 0 | 0 | 0 | 0
Geo | 0 | 0 | 0 | 0 | 0 | 0
H | 0 | 0 | 0 | 0 | 0 | 0
LFG | 0 | 0 | 0 | 0 | 0 | 0
Nuc | 0 | 0 | 0 | 0 | 0 | 0
PS | 0 | 0 | 0 | 0 | 0 | 0
PV | 0 | 0 | 0 | 0 | 0 | 0
PeakG | 0 | 0 | 0 | 0 | 0 | 0
PeakO | 0 | 0 | 0 | 0 | 0 | 0
ST | 0 | 0 | 0 | 0 | 0 | 0
STOG | 0 | 0 | 0 | 0 | 0 | 0
STWD | 0 | 0 | 0 | 0 | 0 | 0
WT | 0 | 0 | 0 | 0 | 0 | 0
IGCC | 0 | 0 | 0 | 0 | 0 | 0
DemandResponse | 0 | 0 | 0 | 0 | 0 | 0
IGCC-CCS | 0 | 0 | 0 | 0 | 0 | 0
WT_off | 0 | 0 | 0 | 0 | 0 | 0
PseudoUnit | 0 | 0 | 0 | 0 | 0 | 0
FixedInterchange | 0 | 0 | 0 | 0 | 0 | 0
SO2 Emissions (MMshortTons): VACAR
ReportingType | 2015 | 2020 | 2025 | 2030 | 2035 | 2040
BM | 0 | 0 | 0 | 0 | 0 | 0
CC | 0 | 0 | 0 | 0 | 0 | 0
CSP | 0 | 0 | 0 | 0 | 0 | 0
CT | 0 | 0 | 0 | 0 | 0 | 0
Coal | 0.05 | 0.01 | 0 | 0 | 0 | 0
Geo | 0 | 0 | 0 | 0 | 0 | 0
H | 0 | 0 | 0 | 0 | 0 | 0
LFG | 0 | 0 | 0 | 0 | 0 | 0
Nuc | 0 | 0 | 0 | 0 | 0 | 0
PS | 0 | 0 | 0 | 0 | 0 | 0
PV | 0 | 0 | 0 | 0 | 0 | 0
PeakG | 0 | 0 | 0 | 0 | 0 | 0
PeakO | 0 | 0 | 0 | 0 | 0 | 0
ST | 0 | 0 | 0 | 0 | 0 | 0
STOG | 0 | 0 | 0 | 0 | 0 | 0
STWD | 0 | 0 | 0 | 0 | 0 | 0
WT | 0 | 0 | 0 | 0 | 0 | 0
IGCC | 0 | 0 | 0 | 0 | 0 | 0
DemandResponse | 0 | 0 | 0 | 0 | 0 | 0
IGCC-CCS | 0 | 0 | 0 | 0 | 0 | 0
WT_off | 0 | 0 | 0 | 0 | 0 | 0
PseudoUnit | 0 | 0 | 0 | 0 | 0 | 0
FixedInterchange | 0 | 0 | 0 | 0 | 0 | 0
SO2 Emissions (MMshortTons): IESO
ReportingType | 2015 | 2020 | 2025 | 2030 | 2035 | 2040
BM | 0 | 0 | 0 | 0 | 0 | 0
CC | 0 | 0 | 0 | 0 | 0 | 0
CSP | 0 | 0 | 0 | 0 | 0 | 0
CT | 0 | 0 | 0 | 0 | 0 | 0
Coal | 0 | 0 | 0 | 0 | 0 | 0
Geo | 0 | 0 | 0 | 0 | 0 | 0
H | 0 | 0 | 0 | 0 | 0 | 0
LFG | 0 | 0 | 0 | 0 | 0 | 0
Nuc | 0 | 0 | 0 | 0 | 0 | 0
PS | 0 | 0 | 0 | 0 | 0 | 0
PV | 0 | 0 | 0 | 0 | 0 | 0
PeakG | 0 | 0 | 0 | 0 | 0 | 0
PeakO | 0 | 0 | 0 | 0 | 0 | 0
ST | 0 | 0 | 0 | 0 | 0 | 0
STOG | 0 | 0 | 0 | 0 | 0 | 0
STWD | 0 | 0 | 0 | 0 | 0 | 0
WT | 0 | 0 | 0 | 0 | 0 | 0
IGCC | 0 | 0 | 0 | 0 | 0 | 0
DemandResponse | 0 | 0 | 0 | 0 | 0 | 0
IGCC-CCS | 0 | 0 | 0 | 0 | 0 | 0
WT_off | 0 | 0 | 0 | 0 | 0 | 0
PseudoUnit | 0 | 0 | 0 | 0 | 0 | 0
FixedInterchange | 0 | 0 | 0 | 0 | 0 | 0
SO2 Emissions (MMshortTons): MAPP_CA
ReportingType | 2015 | 2020 | 2025 | 2030 | 2035 | 2040
BM | 0 | 0 | 0 | 0 | 0 | 0
CC | 0 | 0 | 0 | 0 | 0 | 0
CSP | 0 | 0 | 0 | 0 | 0 | 0
CT | 0 | 0 | 0 | 0 | 0 | 0
Coal | 0 | 0 | 0 | 0 | 0 | 0
Geo | 0 | 0 | 0 | 0 | 0 | 0
H | 0 | 0 | 0 | 0 | 0 | 0
LFG | 0 | 0 | 0 | 0 | 0 | 0
Nuc | 0 | 0 | 0 | 0 | 0 | 0
PS | 0 | 0 | 0 | 0 | 0 | 0
PV | 0 | 0 | 0 | 0 | 0 | 0
PeakG | 0 | 0 | 0 | 0 | 0 | 0
PeakO | 0 | 0 | 0 | 0 | 0 | 0
ST | 0 | 0 | 0 | 0 | 0 | 0
STOG | 0 | 0 | 0 | 0 | 0 | 0
STWD | 0 | 0 | 0 | 0 | 0 | 0
WT | 0 | 0 | 0 | 0 | 0 | 0
IGCC | 0 | 0 | 0 | 0 | 0 | 0
DemandResponse | 0 | 0 | 0 | 0 | 0 | 0
IGCC-CCS | 0 | 0 | 0 | 0 | 0 | 0
WT_off | 0 | 0 | 0 | 0 | 0 | 0
PseudoUnit | 0 | 0 | 0 | 0 | 0 | 0
FixedInterchange | 0 | 0 | 0 | 0 | 0 | 0
SO2 Emissions (MMshortTons): AZ_NM_SNV_Coal
ReportingType | 2015 | 2020 | 2025 | 2030 | 2035 | 2040
BM | 0 | 0 | 0 | 0 | 0 | 0
CC | 0 | 0 | 0 | 0 | 0 | 0
CSP | 0 | 0 | 0 | 0 | 0 | 0
CT | 0 | 0 | 0 | 0 | 0 | 0
Coal | 0.02 | 0.02 | 0 | 0 | 0 | 0
Geo | 0 | 0 | 0 | 0 | 0 | 0
H | 0 | 0 | 0 | 0 | 0 | 0
LFG | 0 | 0 | 0 | 0 | 0 | 0
Nuc | 0 | 0 | 0 | 0 | 0 | 0
PS | 0 | 0 | 0 | 0 | 0 | 0
PV | 0 | 0 | 0 | 0 | 0 | 0
PeakG | 0 | 0 | 0 | 0 | 0 | 0
PeakO | 0 | 0 | 0 | 0 | 0 | 0
ST | 0 | 0 | 0 | 0 | 0 | 0
STOG | 0 | 0 | 0 | 0 | 0 | 0
STWD | 0 | 0 | 0 | 0 | 0 | 0
WT | 0 | 0 | 0 | 0 | 0 | 0
IGCC | 0 | 0 | 0 | 0 | 0 | 0
DemandResponse | 0 | 0 | 0 | 0 | 0 | 0
IGCC-CCS | 0 | 0 | 0 | 0 | 0 | 0
WT_off | 0 | 0 | 0 | 0 | 0 | 0
PseudoUnit | 0 | 0 | 0 | 0 | 0 | 0
FixedInterchange | 0 | 0 | 0 | 0 | 0 | 0
SO2 Emissions (MMshortTons): AZ_NM_SNV_Gas
ReportingType | 2015 | 2020 | 2025 | 2030 | 2035 | 2040
BM | 0 | 0 | 0 | 0 | 0 | 0
CC | 0 | 0 | 0 | 0 | 0 | 0
CSP | 0 | 0 | 0 | 0 | 0 | 0
CT | 0 | 0 | 0 | 0 | 0 | 0
Coal | 0 | 0 | 0 | 0 | 0 | 0
Geo | 0 | 0 | 0 | 0 | 0 | 0
H | 0 | 0 | 0 | 0 | 0 | 0
LFG | 0 | 0 | 0 | 0 | 0 | 0
Nuc | 0 | 0 | 0 | 0 | 0 | 0
PS | 0 | 0 | 0 | 0 | 0 | 0
PV | 0 | 0 | 0 | 0 | 0 | 0
PeakG | 0 | 0 | 0 | 0 | 0 | 0
PeakO | 0 | 0 | 0 | 0 | 0 | 0
ST | 0 | 0 | 0 | 0 | 0 | 0
STOG | 0 | 0 | 0 | 0 | 0 | 0
STWD | 0 | 0 | 0 | 0 | 0 | 0
WT | 0 | 0 | 0 | 0 | 0 | 0
IGCC | 0 | 0 | 0 | 0 | 0 | 0
DemandResponse | 0 | 0 | 0 | 0 | 0 | 0
IGCC-CCS | 0 | 0 | 0 | 0 | 0 | 0
WT_off | 0 | 0 | 0 | 0 | 0 | 0
PseudoUnit | 0 | 0 | 0 | 0 | 0 | 0
FixedInterchange | 0 | 0 | 0 | 0 | 0 | 0
SO2 Emissions (MMshortTons): AZ_NM_SNV_NucRenew
ReportingType | 2015 | 2020 | 2025 | 2030 | 2035 | 2040
BM | 0 | 0 | 0 | 0 | 0 | 0
CC | 0 | 0 | 0 | 0 | 0 | 0
CSP | 0 | 0 | 0 | 0 | 0 | 0
CT | 0 | 0 | 0 | 0 | 0 | 0
Coal | 0 | 0 | 0 | 0 | 0 | 0
Geo | 0 | 0 | 0 | 0 | 0 | 0
H | 0 | 0 | 0 | 0 | 0 | 0
LFG | 0 | 0 | 0 | 0 | 0 | 0
Nuc | 0 | 0 | 0 | 0 | 0 | 0
PS | 0 | 0 | 0 | 0 | 0 | 0
PV | 0 | 0 | 0 | 0 | 0 | 0
PeakG | 0 | 0 | 0 | 0 | 0 | 0
PeakO | 0 | 0 | 0 | 0 | 0 | 0
ST | 0 | 0 | 0 | 0 | 0 | 0
STOG | 0 | 0 | 0 | 0 | 0 | 0
STWD | 0 | 0 | 0 | 0 | 0 | 0
WT | 0 | 0 | 0 | 0 | 0 | 0
IGCC | 0 | 0 | 0 | 0 | 0 | 0
DemandResponse | 0 | 0 | 0 | 0 | 0 | 0
IGCC-CCS | 0 | 0 | 0 | 0 | 0 | 0
WT_off | 0 | 0 | 0 | 0 | 0 | 0
PseudoUnit | 0 | 0 | 0 | 0 | 0 | 0
FixedInterchange | 0 | 0 | 0 | 0 | 0 | 0
SO2 Emissions (MMshortTons): ERCOT
ReportingType | 2015 | 2020 | 2025 | 2030 | 2035 | 2040
BM | 0 | 0 | 0 | 0 | 0 | 0
CC | 0 | 0 | 0 | 0 | 0 | 0
CSP | 0 | 0 | 0 | 0 | 0 | 0
CT | 0 | 0 | 0 | 0 | 0 | 0
Coal | 0.09 | 0.02 | 0 | 0 | 0 | 0
Geo | 0 | 0 | 0 | 0 | 0 | 0
H | 0 | 0 | 0 | 0 | 0 | 0
LFG | 0 | 0 | 0 | 0 | 0 | 0
Nuc | 0 | 0 | 0 | 0 | 0 | 0
PS | 0 | 0 | 0 | 0 | 0 | 0
PV | 0 | 0 | 0 | 0 | 0 | 0
PeakG | 0 | 0 | 0 | 0 | 0 | 0
PeakO | 0 | 0 | 0 | 0 | 0 | 0
ST | 0 | 0 | 0 | 0 | 0 | 0
STOG | 0 | 0 | 0 | 0 | 0 | 0
STWD | 0 | 0 | 0 | 0 | 0 | 0
WT | 0 | 0 | 0 | 0 | 0 | 0
IGCC | 0 | 0 | 0 | 0 | 0 | 0
DemandResponse | 0 | 0 | 0 | 0 | 0 | 0
IGCC-CCS | 0 | 0 | 0 | 0 | 0 | 0
WT_off | 0 | 0 | 0 | 0 | 0 | 0
PseudoUnit | 0 | 0 | 0 | 0 | 0 | 0
FixedInterchange | 0 | 0 | 0 | 0 | 0 | 0
SO2 Emissions (MMshortTons): NP15
ReportingType | 2015 | 2020 | 2025 | 2030 | 2035 | 2040
BM | 0 | 0 | 0 | 0 | 0 | 0
CC | 0 | 0 | 0 | 0 | 0 | 0
CSP | 0 | 0 | 0 | 0 | 0 | 0
CT | 0 | 0 | 0 | 0 | 0 | 0
Coal | 0.01 | 0 | 0 | 0 | 0 | 0
Geo | 0 | 0 | 0 | 0 | 0 | 0
H | 0 | 0 | 0 | 0 | 0 | 0
LFG | 0 | 0 | 0 | 0 | 0 | 0
Nuc | 0 | 0 | 0 | 0 | 0 | 0
PS | 0 | 0 | 0 | 0 | 0 | 0
PV | 0 | 0 | 0 | 0 | 0 | 0
PeakG | 0 | 0 | 0 | 0 | 0 | 0
PeakO | 0 | 0 | 0 | 0 | 0 | 0
ST | 0 | 0 | 0 | 0 | 0 | 0
STOG | 0 | 0 | 0 | 0 | 0 | 0
STWD | 0 | 0 | 0 | 0 | 0 | 0
WT | 0 | 0 | 0 | 0 | 0 | 0
IGCC | 0 | 0 | 0 | 0 | 0 | 0
DemandResponse | 0 | 0 | 0 | 0 | 0 | 0
IGCC-CCS | 0 | 0 | 0 | 0 | 0 | 0
WT_off | 0 | 0 | 0 | 0 | 0 | 0
PseudoUnit | 0 | 0 | 0 | 0 | 0 | 0
FixedInterchange | 0 | 0 | 0 | 0 | 0 | 0
SO2 Emissions (MMshortTons): NWPP_Coal
ReportingType | 2015 | 2020 | 2025 | 2030 | 2035 | 2040
BM | 0 | 0 | 0 | 0 | 0 | 0
CC | 0 | 0 | 0 | 0 | 0 | 0
CSP | 0 | 0 | 0 | 0 | 0 | 0
CT | 0 | 0 | 0 | 0 | 0 | 0
Coal | 0.08 | 0.01 | 0 | 0 | 0 | 0
Geo | 0 | 0 | 0 | 0 | 0 | 0
H | 0 | 0 | 0 | 0 | 0 | 0
LFG | 0 | 0 | 0 | 0 | 0 | 0
Nuc | 0 | 0 | 0 | 0 | 0 | 0
PS | 0 | 0 | 0 | 0 | 0 | 0
PV | 0 | 0 | 0 | 0 | 0 | 0
PeakG | 0 | 0 | 0 | 0 | 0 | 0
PeakO | 0 | 0 | 0 | 0 | 0 | 0
ST | 0 | 0 | 0 | 0 | 0 | 0
STOG | 0 | 0 | 0 | 0 | 0 | 0
STWD | 0 | 0 | 0 | 0 | 0 | 0
WT | 0 | 0 | 0 | 0 | 0 | 0
IGCC | 0 | 0 | 0 | 0 | 0 | 0
DemandResponse | 0 | 0 | 0 | 0 | 0 | 0
IGCC-CCS | 0 | 0 | 0 | 0 | 0 | 0
WT_off | 0 | 0 | 0 | 0 | 0 | 0
PseudoUnit | 0 | 0 | 0 | 0 | 0 | 0
FixedInterchange | 0 | 0 | 0 | 0 | 0 | 0
SO2 Emissions (MMshortTons): NWPP_Gas
ReportingType | 2015 | 2020 | 2025 | 2030 | 2035 | 2040
BM | 0 | 0 | 0 | 0 | 0 | 0
CC | 0 | 0 | 0 | 0 | 0 | 0
CSP | 0 | 0 | 0 | 0 | 0 | 0
CT | 0 | 0 | 0 | 0 | 0 | 0
Coal | 0 | 0 | 0 | 0 | 0 | 0
Geo | 0 | 0 | 0 | 0 | 0 | 0
H | 0 | 0 | 0 | 0 | 0 | 0
LFG | 0 | 0 | 0 | 0 | 0 | 0
Nuc | 0 | 0 | 0 | 0 | 0 | 0
PS | 0 | 0 | 0 | 0 | 0 | 0
PV | 0 | 0 | 0 | 0 | 0 | 0
PeakG | 0 | 0 | 0 | 0 | 0 | 0
PeakO | 0 | 0 | 0 | 0 | 0 | 0
ST | 0 | 0 | 0 | 0 | 0 | 0
STOG | 0 | 0 | 0 | 0 | 0 | 0
STWD | 0 | 0 | 0 | 0 | 0 | 0
WT | 0 | 0 | 0 | 0 | 0 | 0
IGCC | 0 | 0 | 0 | 0 | 0 | 0
DemandResponse | 0 | 0 | 0 | 0 | 0 | 0
IGCC-CCS | 0 | 0 | 0 | 0 | 0 | 0
WT_off | 0 | 0 | 0 | 0 | 0 | 0
PseudoUnit | 0 | 0 | 0 | 0 | 0 | 0
FixedInterchange | 0 | 0 | 0 | 0 | 0 | 0
SO2 Emissions (MMshortTons): NWPP_NucRenew
ReportingType | 2015 | 2020 | 2025 | 2030 | 2035 | 2040
BM | 0 | 0 | 0 | 0 | 0 | 0
CC | 0 | 0 | 0 | 0 | 0 | 0
CSP | 0 | 0 | 0 | 0 | 0 | 0
CT | 0 | 0 | 0 | 0 | 0 | 0
Coal | 0 | 0 | 0 | 0 | 0 | 0
Geo | 0 | 0 | 0 | 0 | 0 | 0
H | 0 | 0 | 0 | 0 | 0 | 0
LFG | 0 | 0 | 0 | 0 | 0 | 0
Nuc | 0 | 0 | 0 | 0 | 0 | 0
PS | 0 | 0 | 0 | 0 | 0 | 0
PV | 0 | 0 | 0 | 0 | 0 | 0
PeakG | 0 | 0 | 0 | 0 | 0 | 0
PeakO | 0 | 0 | 0 | 0 | 0 | 0
ST | 0 | 0 | 0 | 0 | 0 | 0
STOG | 0 | 0 | 0 | 0 | 0 | 0
STWD | 0 | 0 | 0 | 0 | 0 | 0
WT | 0 | 0 | 0 | 0 | 0 | 0
IGCC | 0 | 0 | 0 | 0 | 0 | 0
DemandResponse | 0 | 0 | 0 | 0 | 0 | 0
IGCC-CCS | 0 | 0 | 0 | 0 | 0 | 0
WT_off | 0 | 0 | 0 | 0 | 0 | 0
PseudoUnit | 0 | 0 | 0 | 0 | 0 | 0
FixedInterchange | 0 | 0 | 0 | 0 | 0 | 0
SO2 Emissions (MMshortTons): RMPA
ReportingType | 2015 | 2020 | 2025 | 2030 | 2035 | 2040
BM | 0 | 0 | 0 | 0 | 0 | 0
CC | 0 | 0 | 0 | 0 | 0 | 0
CSP | 0 | 0 | 0 | 0 | 0 | 0
CT | 0 | 0 | 0 | 0 | 0 | 0
Coal | 0.06 | 0.02 | 0 | 0 | 0 | 0
Geo | 0 | 0 | 0 | 0 | 0 | 0
H | 0 | 0 | 0 | 0 | 0 | 0
LFG | 0 | 0 | 0 | 0 | 0 | 0
Nuc | 0 | 0 | 0 | 0 | 0 | 0
PS | 0 | 0 | 0 | 0 | 0 | 0
PV | 0 | 0 | 0 | 0 | 0 | 0
PeakG | 0 | 0 | 0 | 0 | 0 | 0
PeakO | 0 | 0 | 0 | 0 | 0 | 0
ST | 0 | 0 | 0 | 0 | 0 | 0
STOG | 0 | 0 | 0 | 0 | 0 | 0
STWD | 0 | 0 | 0 | 0 | 0 | 0
WT | 0 | 0 | 0 | 0 | 0 | 0
IGCC | 0 | 0 | 0 | 0 | 0 | 0
DemandResponse | 0 | 0 | 0 | 0 | 0 | 0
IGCC-CCS | 0 | 0 | 0 | 0 | 0 | 0
WT_off | 0 | 0 | 0 | 0 | 0 | 0
PseudoUnit | 0 | 0 | 0 | 0 | 0 | 0
FixedInterchange | 0 | 0 | 0 | 0 | 0 | 0
SO2 Emissions (MMshortTons): SP15
ReportingType | 2015 | 2020 | 2025 | 2030 | 2035 | 2040
BM | 0 | 0 | 0 | 0 | 0 | 0
CC | 0 | 0 | 0 | 0 | 0 | 0
CSP | 0 | 0 | 0 | 0 | 0 | 0
CT | 0 | 0 | 0 | 0 | 0 | 0
Coal | 0 | 0 | 0 | 0 | 0 | 0
Geo | 0 | 0 | 0 | 0 | 0 | 0
H | 0 | 0 | 0 | 0 | 0 | 0
LFG | 0 | 0 | 0 | 0 | 0 | 0
Nuc | 0 | 0 | 0 | 0 | 0 | 0
PS | 0 | 0 | 0 | 0 | 0 | 0
PV | 0 | 0 | 0 | 0 | 0 | 0
PeakG | 0 | 0 | 0 | 0 | 0 | 0
PeakO | 0 | 0 | 0 | 0 | 0 | 0
ST | 0 | 0 | 0 | 0 | 0 | 0
STOG | 0 | 0 | 0 | 0 | 0 | 0
STWD | 0 | 0 | 0 | 0 | 0 | 0
WT | 0 | 0 | 0 | 0 | 0 | 0
IGCC | 0 | 0 | 0 | 0 | 0 | 0
DemandResponse | 0 | 0 | 0 | 0 | 0 | 0
IGCC-CCS | 0 | 0 | 0 | 0 | 0 | 0
WT_off | 0 | 0 | 0 | 0 | 0 | 0
PseudoUnit | 0 | 0 | 0 | 0 | 0 | 0
FixedInterchange | 0 | 0 | 0 | 0 | 0 | 0
SO2 Emissions (MMshortTons): ALB
ReportingType | 2015 | 2020 | 2025 | 2030 | 2035 | 2040
BM | 0 | 0 | 0 | 0 | 0 | 0
CC | 0 | 0 | 0 | 0 | 0 | 0
CSP | 0 | 0 | 0 | 0 | 0 | 0
CT | 0 | 0 | 0 | 0 | 0 | 0
Coal | 0.14 | 0.14 | 0.12 | 0 | 0 | 0
Geo | 0 | 0 | 0 | 0 | 0 | 0
H | 0 | 0 | 0 | 0 | 0 | 0
LFG | 0 | 0 | 0 | 0 | 0 | 0
Nuc | 0 | 0 | 0 | 0 | 0 | 0
PS | 0 | 0 | 0 | 0 | 0 | 0
PV | 0 | 0 | 0 | 0 | 0 | 0
PeakG | 0 | 0 | 0 | 0 | 0 | 0
PeakO | 0 | 0 | 0 | 0 | 0 | 0
ST | 0 | 0 | 0 | 0 | 0 | 0
STOG | 0 | 0 | 0 | 0 | 0 | 0
STWD | 0 | 0 | 0 | 0 | 0 | 0
WT | 0 | 0 | 0 | 0 | 0 | 0
IGCC | 0 | 0 | 0 | 0 | 0 | 0
DemandResponse | 0 | 0 | 0 | 0 | 0 | 0
IGCC-CCS | 0 | 0 | 0 | 0 | 0 | 0
WT_off | 0 | 0 | 0 | 0 | 0 | 0
PseudoUnit | 0 | 0 | 0 | 0 | 0 | 0
FixedInterchange | 0 | 0 | 0 | 0 | 0 | 0
SO2 Emissions (MMshortTons): BC
ReportingType | 2015 | 2020 | 2025 | 2030 | 2035 | 2040
BM | 0 | 0 | 0 | 0 | 0 | 0
CC | 0 | 0 | 0 | 0 | 0 | 0
CSP | 0 | 0 | 0 | 0 | 0 | 0
CT | 0 | 0 | 0 | 0 | 0 | 0
Coal | 0 | 0 | 0 | 0 | 0 | 0
Geo | 0 | 0 | 0 | 0 | 0 | 0
H | 0 | 0 | 0 | 0 | 0 | 0
LFG | 0 | 0 | 0 | 0 | 0 | 0
Nuc | 0 | 0 | 0 | 0 | 0 | 0
PS | 0 | 0 | 0 | 0 | 0 | 0
PV | 0 | 0 | 0 | 0 | 0 | 0
PeakG | 0 | 0 | 0 | 0 | 0 | 0
PeakO | 0 | 0 | 0 | 0 | 0 | 0
ST | 0 | 0 | 0 | 0 | 0 | 0
STOG | 0 | 0 | 0 | 0 | 0 | 0
STWD | 0 | 0 | 0 | 0 | 0 | 0
WT | 0 | 0 | 0 | 0 | 0 | 0
IGCC | 0 | 0 | 0 | 0 | 0 | 0
DemandResponse | 0 | 0 | 0 | 0 | 0 | 0
IGCC-CCS | 0 | 0 | 0 | 0 | 0 | 0
WT_off | 0 | 0 | 0 | 0 | 0 | 0
PseudoUnit | 0 | 0 | 0 | 0 | 0 | 0
FixedInterchange | 0 | 0 | 0 | 0 | 0 | 0
SO2 Emissions (MMshortTons): HQ_IESO
ReportingType | 2015 | 2020 | 2025 | 2030 | 2035 | 2040
BM | 0 | 0 | 0 | 0 | 0 | 0
CC | 0 | 0 | 0 | 0 | 0 | 0
CSP | 0 | 0 | 0 | 0 | 0 | 0
CT | 0 | 0 | 0 | 0 | 0 | 0
Coal | 0 | 0 | 0 | 0 | 0 | 0
Geo | 0 | 0 | 0 | 0 | 0 | 0
H | 0 | 0 | 0 | 0 | 0 | 0
LFG | 0 | 0 | 0 | 0 | 0 | 0
Nuc | 0 | 0 | 0 | 0 | 0 | 0
PS | 0 | 0 | 0 | 0 | 0 | 0
PV | 0 | 0 | 0 | 0 | 0 | 0
PeakG | 0 | 0 | 0 | 0 | 0 | 0
PeakO | 0 | 0 | 0 | 0 | 0 | 0
ST | 0 | 0 | 0 | 0 | 0 | 0
STOG | 0 | 0 | 0 | 0 | 0 | 0
STWD | 0 | 0 | 0 | 0 | 0 | 0
WT | 0 | 0 | 0 | 0 | 0 | 0
IGCC | 0 | 0 | 0 | 0 | 0 | 0
DemandResponse | 0 | 0 | 0 | 0 | 0 | 0
IGCC-CCS | 0 | 0 | 0 | 0 | 0 | 0
WT_off | 0 | 0 | 0 | 0 | 0 | 0
PseudoUnit | 0 | 0 | 0 | 0 | 0 | 0
FixedInterchange | 0 | 0 | 0 | 0 | 0 | 0
SO2 Emissions (MMshortTons): HQ_NEISO
ReportingType | 2015 | 2020 | 2025 | 2030 | 2035 | 2040
BM | 0 | 0 | 0 | 0 | 0 | 0
CC | 0 | 0 | 0 | 0 | 0 | 0
CSP | 0 | 0 | 0 | 0 | 0 | 0
CT | 0 | 0 | 0 | 0 | 0 | 0
Coal | 0 | 0 | 0 | 0 | 0 | 0
Geo | 0 | 0 | 0 | 0 | 0 | 0
H | 0 | 0 | 0 | 0 | 0 | 0
LFG | 0 | 0 | 0 | 0 | 0 | 0
Nuc | 0 | 0 | 0 | 0 | 0 | 0
PS | 0 | 0 | 0 | 0 | 0 | 0
PV | 0 | 0 | 0 | 0 | 0 | 0
PeakG | 0 | 0 | 0 | 0 | 0 | 0
PeakO | 0 | 0 | 0 | 0 | 0 | 0
ST | 0 | 0 | 0 | 0 | 0 | 0
STOG | 0 | 0 | 0 | 0 | 0 | 0
STWD | 0 | 0 | 0 | 0 | 0 | 0
WT | 0 | 0 | 0 | 0 | 0 | 0
IGCC | 0 | 0 | 0 | 0 | 0 | 0
DemandResponse | 0 | 0 | 0 | 0 | 0 | 0
IGCC-CCS | 0 | 0 | 0 | 0 | 0 | 0
WT_off | 0 | 0 | 0 | 0 | 0 | 0
PseudoUnit | 0 | 0 | 0 | 0 | 0 | 0
FixedInterchange | 0 | 0 | 0 | 0 | 0 | 0
SO2 Emissions (MMshortTons): HQ_NY
ReportingType | 2015 | 2020 | 2025 | 2030 | 2035 | 2040
BM | 0 | 0 | 0 | 0 | 0 | 0
CC | 0 | 0 | 0 | 0 | 0 | 0
CSP | 0 | 0 | 0 | 0 | 0 | 0
CT | 0 | 0 | 0 | 0 | 0 | 0
Coal | 0 | 0 | 0 | 0 | 0 | 0
Geo | 0 | 0 | 0 | 0 | 0 | 0
H | 0 | 0 | 0 | 0 | 0 | 0
LFG | 0 | 0 | 0 | 0 | 0 | 0
Nuc | 0 | 0 | 0 | 0 | 0 | 0
PS | 0 | 0 | 0 | 0 | 0 | 0
PV | 0 | 0 | 0 | 0 | 0 | 0
PeakG | 0 | 0 | 0 | 0 | 0 | 0
PeakO | 0 | 0 | 0 | 0 | 0 | 0
ST | 0 | 0 | 0 | 0 | 0 | 0
STOG | 0 | 0 | 0 | 0 | 0 | 0
STWD | 0 | 0 | 0 | 0 | 0 | 0
WT | 0 | 0 | 0 | 0 | 0 | 0
IGCC | 0 | 0 | 0 | 0 | 0 | 0
DemandResponse | 0 | 0 | 0 | 0 | 0 | 0
IGCC-CCS | 0 | 0 | 0 | 0 | 0 | 0
WT_off | 0 | 0 | 0 | 0 | 0 | 0
PseudoUnit | 0 | 0 | 0 | 0 | 0 | 0
FixedInterchange | 0 | 0 | 0 | 0 | 0 | 0
SO2 Emissions (MMshortTons): MARITIMES
ReportingType | 2015 | 2020 | 2025 | 2030 | 2035 | 2040
BM | 0 | 0 | 0 | 0 | 0 | 0
CC | 0 | 0 | 0 | 0 | 0 | 0
CSP | 0 | 0 | 0 | 0 | 0 | 0
CT | 0 | 0 | 0 | 0 | 0 | 0
Coal | 0 | 0 | 0 | 0 | 0 | 0
Geo | 0 | 0 | 0 | 0 | 0 | 0
H | 0 | 0 | 0 | 0 | 0 | 0
LFG | 0 | 0 | 0 | 0 | 0 | 0
Nuc | 0 | 0 | 0 | 0 | 0 | 0
PS | 0 | 0 | 0 | 0 | 0 | 0
PV | 0 | 0 | 0 | 0 | 0 | 0
PeakG | 0 | 0 | 0 | 0 | 0 | 0
PeakO | 0 | 0 | 0 | 0 | 0 | 0
ST | 0 | 0 | 0 | 0 | 0 | 0
STOG | 0 | 0 | 0 | 0 | 0 | 0
STWD | 0 | 0 | 0 | 0 | 0 | 0
WT | 0 | 0 | 0 | 0 | 0 | 0
IGCC | 0 | 0 | 0 | 0 | 0 | 0
DemandResponse | 0 | 0 | 0 | 0 | 0 | 0
IGCC-CCS | 0 | 0 | 0 | 0 | 0 | 0
WT_off | 0 | 0 | 0 | 0 | 0 | 0
PseudoUnit | 0 | 0 | 0 | 0 | 0 | 0
FixedInterchange | 0 | 0 | 0 | 0 | 0 | 0
SO2 Emissions (MMshortTons): All
ReportingType | 2015 | 2020 | 2025 | 2030 | 2035 | 2040
BM | 0 | 0 | 0 | 0 | 0 | 0
CC | 0 | 0 | 0 | 0 | 0 | 0
CSP | 0 | 0 | 0 | 0 | 0 | 0
CT | 0 | 0 | 0 | 0 | 0 | 0
Coal | 3.92 | 0.47 | 0.15 | 0.03 | 0.03 | 0.03
Geo | 0 | 0 | 0 | 0 | 0 | 0
H | 0 | 0 | 0 | 0 | 0 | 0
LFG | 0 | 0 | 0 | 0 | 0 | 0
Nuc | 0 | 0 | 0 | 0 | 0 | 0
PS | 0 | 0 | 0 | 0 | 0 | 0
PV | 0 | 0 | 0 | 0 | 0 | 0
PeakG | 0 | 0 | 0 | 0 | 0 | 0
PeakO | 0 | 0 | 0 | 0 | 0 | 0
ST | 0 | 0 | 0 | 0 | 0 | 0
STOG | 0 | 0 | 0 | 0 | 0 | 0
STWD | 0 | 0 | 0 | 0 | 0 | 0
WT | 0 | 0 | 0 | 0 | 0 | 0
IGCC | 0 | 0 | 0 | 0 | 0 | 0
DemandResponse | 0 | 0 | 0 | 0 | 0 | 0
IGCC-CCS | 0 | 0 | 0 | 0 | 0 | 0
WT_off | 0 | 0 | 0 | 0 | 0 | 0
PseudoUnit | 0 | 0 | 0 | 0 | 0 | 0
FixedInterchange | 0 | 0 | 0 | 0 | 0 | 0
SO2 Emissions (MMshortTons): EI_US
ReportingType | 2015 | 2020 | 2025 | 2030 | 2035 | 2040
BM | 0 | 0 | 0 | 0 | 0 | 0
CC | 0 | 0 | 0 | 0 | 0 | 0
CSP | 0 | 0 | 0 | 0 | 0 | 0
CT | 0 | 0 | 0 | 0 | 0 | 0
Coal | 3.5 | 0.25 | 0.03 | 0.02 | 0.02 | 0.03
Geo | 0 | 0 | 0 | 0 | 0 | 0
H | 0 | 0 | 0 | 0 | 0 | 0
LFG | 0 | 0 | 0 | 0 | 0 | 0
Nuc | 0 | 0 | 0 | 0 | 0 | 0
PS | 0 | 0 | 0 | 0 | 0 | 0
PV | 0 | 0 | 0 | 0 | 0 | 0
PeakG | 0 | 0 | 0 | 0 | 0 | 0
PeakO | 0 | 0 | 0 | 0 | 0 | 0
ST | 0 | 0 | 0 | 0 | 0 | 0
STOG | 0 | 0 | 0 | 0 | 0 | 0
STWD | 0 | 0 | 0 | 0 | 0 | 0
WT | 0 | 0 | 0 | 0 | 0 | 0
IGCC | 0 | 0 | 0 | 0 | 0 | 0
DemandResponse | 0 | 0 | 0 | 0 | 0 | 0
IGCC-CCS | 0 | 0 | 0 | 0 | 0 | 0
WT_off | 0 | 0 | 0 | 0 | 0 | 0
PseudoUnit | 0 | 0 | 0 | 0 | 0 | 0
FixedInterchange | 0 | 0 | 0 | 0 | 0 | 0
SO2 Emissions (MMshortTons): EI_Canada
ReportingType | 2015 | 2020 | 2025 | 2030 | 2035 | 2040
BM | 0 | 0 | 0 | 0 | 0 | 0
CC | 0 | 0 | 0 | 0 | 0 | 0
CSP | 0 | 0 | 0 | 0 | 0 | 0
CT | 0 | 0 | 0 | 0 | 0 | 0
Coal | 0 | 0 | 0 | 0 | 0 | 0
Geo | 0 | 0 | 0 | 0 | 0 | 0
H | 0 | 0 | 0 | 0 | 0 | 0
LFG | 0 | 0 | 0 | 0 | 0 | 0
Nuc | 0 | 0 | 0 | 0 | 0 | 0
PS | 0 | 0 | 0 | 0 | 0 | 0
PV | 0 | 0 | 0 | 0 | 0 | 0
PeakG | 0 | 0 | 0 | 0 | 0 | 0
PeakO | 0 | 0 | 0 | 0 | 0 | 0
ST | 0 | 0 | 0 | 0 | 0 | 0
STOG | 0 | 0 | 0 | 0 | 0 | 0
STWD | 0 | 0 | 0 | 0 | 0 | 0
WT | 0 | 0 | 0 | 0 | 0 | 0
IGCC | 0 | 0 | 0 | 0 | 0 | 0
DemandResponse | 0 | 0 | 0 | 0 | 0 | 0
IGCC-CCS | 0 | 0 | 0 | 0 | 0 | 0
WT_off | 0 | 0 | 0 | 0 | 0 | 0
PseudoUnit | 0 | 0 | 0 | 0 | 0 | 0
FixedInterchange | 0 | 0 | 0 | 0 | 0 | 0
SO2 Emissions (MMshortTons): EI
ReportingType | 2015 | 2020 | 2025 | 2030 | 2035 | 2040
BM | 0 | 0 | 0 | 0 | 0 | 0
CC | 0 | 0 | 0 | 0 | 0 | 0
CSP | 0 | 0 | 0 | 0 | 0 | 0
CT | 0 | 0 | 0 | 0 | 0 | 0
Coal | 3.51 | 0.25 | 0.03 | 0.02 | 0.02 | 0.03
Geo | 0 | 0 | 0 | 0 | 0 | 0
H | 0 | 0 | 0 | 0 | 0 | 0
LFG | 0 | 0 | 0 | 0 | 0 | 0
Nuc | 0 | 0 | 0 | 0 | 0 | 0
PS | 0 | 0 | 0 | 0 | 0 | 0
PV | 0 | 0 | 0 | 0 | 0 | 0
PeakG | 0 | 0 | 0 | 0 | 0 | 0
PeakO | 0 | 0 | 0 | 0 | 0 | 0
ST | 0 | 0 | 0 | 0 | 0 | 0
STOG | 0 | 0 | 0 | 0 | 0 | 0
STWD | 0 | 0 | 0 | 0 | 0 | 0
WT | 0 | 0 | 0 | 0 | 0 | 0
IGCC | 0 | 0 | 0 | 0 | 0 | 0
DemandResponse | 0 | 0 | 0 | 0 | 0 | 0
IGCC-CCS | 0 | 0 | 0 | 0 | 0 | 0
WT_off | 0 | 0 | 0 | 0 | 0 | 0
PseudoUnit | 0 | 0 | 0 | 0 | 0 | 0
FixedInterchange | 0 | 0 | 0 | 0 | 0 | 0
SO2 Emissions (MMshortTons): Outside_EI
ReportingType | 2015 | 2020 | 2025 | 2030 | 2035 | 2040
BM | 0 | 0 | 0 | 0 | 0 | 0
CC | 0 | 0 | 0 | 0 | 0 | 0
CSP | 0 | 0 | 0 | 0 | 0 | 0
CT | 0 | 0 | 0 | 0 | 0 | 0
Coal | 0.41 | 0.21 | 0.13 | 0.01 | 0.01 | 0.01
Geo | 0 | 0 | 0 | 0 | 0 | 0
H | 0 | 0 | 0 | 0 | 0 | 0
LFG | 0 | 0 | 0 | 0 | 0 | 0
Nuc | 0 | 0 | 0 | 0 | 0 | 0
PS | 0 | 0 | 0 | 0 | 0 | 0
PV | 0 | 0 | 0 | 0 | 0 | 0
PeakG | 0 | 0 | 0 | 0 | 0 | 0
PeakO | 0 | 0 | 0 | 0 | 0 | 0
ST | 0 | 0 | 0 | 0 | 0 | 0
STOG | 0 | 0 | 0 | 0 | 0 | 0
STWD | 0 | 0 | 0 | 0 | 0 | 0
WT | 0 | 0 | 0 | 0 | 0 | 0
IGCC | 0 | 0 | 0 | 0 | 0 | 0
DemandResponse | 0 | 0 | 0 | 0 | 0 | 0
IGCC-CCS | 0 | 0 | 0 | 0 | 0 | 0
WT_off | 0 | 0 | 0 | 0 | 0 | 0
PseudoUnit | 0 | 0 | 0 | 0 | 0 | 0
FixedInterchange | 0 | 0 | 0 | 0 | 0 | 0
NOx Emissions (MMshortTons): Entergy
ReportingType | 2015 | 2020 | 2025 | 2030 | 2035 | 2040
BM | 0 | 0 | 0 | 0 | 0 | 0
CC | 0 | 0.01 | 0.01 | 0 | 0 | 0
CSP | 0 | 0 | 0 | 0 | 0 | 0
CT | 0 | 0 | 0 | 0 | 0 | 0
Coal | 0.05 | 0 | 0 | 0 | 0 | 0
Geo | 0 | 0 | 0 | 0 | 0 | 0
H | 0 | 0 | 0 | 0 | 0 | 0
LFG | 0 | 0 | 0 | 0 | 0 | 0
Nuc | 0 | 0 | 0 | 0 | 0 | 0
PS | 0 | 0 | 0 | 0 | 0 | 0
PV | 0 | 0 | 0 | 0 | 0 | 0
PeakG | 0 | 0 | 0 | 0 | 0 | 0
PeakO | 0 | 0 | 0 | 0 | 0 | 0
ST | 0 | 0 | 0 | 0 | 0 | 0
STOG | 0 | 0 | 0 | 0 | 0 | 0
STWD | 0 | 0 | 0 | 0 | 0 | 0
WT | 0 | 0 | 0 | 0 | 0 | 0
IGCC | 0 | 0 | 0 | 0 | 0 | 0
DemandResponse | 0 | 0 | 0 | 0 | 0 | 0
IGCC-CCS | 0 | 0 | 0 | 0 | 0 | 0
WT_off | 0 | 0 | 0 | 0 | 0 | 0
PseudoUnit | 0 | 0 | 0 | 0 | 0 | 0
FixedInterchange | 0 | 0 | 0 | 0 | 0 | 0
NOx Emissions (MMshortTons): FRCC
ReportingType | 2015 | 2020 | 2025 | 2030 | 2035 | 2040
BM | 0 | 0 | 0 | 0 | 0 | 0
CC | 0.01 | 0.01 | 0.01 | 0 | 0 | 0
CSP | 0 | 0 | 0 | 0 | 0 | 0
CT | 0 | 0 | 0 | 0 | 0 | 0
Coal | 0.02 | 0 | 0 | 0 | 0 | 0
Geo | 0 | 0 | 0 | 0 | 0 | 0
H | 0 | 0 | 0 | 0 | 0 | 0
LFG | 0 | 0 | 0 | 0 | 0 | 0
Nuc | 0 | 0 | 0 | 0 | 0 | 0
PS | 0 | 0 | 0 | 0 | 0 | 0
PV | 0 | 0 | 0 | 0 | 0 | 0
PeakG | 0 | 0 | 0 | 0 | 0 | 0
PeakO | 0 | 0 | 0 | 0 | 0 | 0
ST | 0 | 0 | 0 | 0 | 0 | 0
STOG | 0 | 0 | 0 | 0 | 0 | 0
STWD | 0 | 0 | 0 | 0 | 0 | 0
WT | 0 | 0 | 0 | 0 | 0 | 0
IGCC | 0 | 0 | 0 | 0 | 0 | 0
DemandResponse | 0 | 0 | 0 | 0 | 0 | 0
IGCC-CCS | 0 | 0 | 0 | 0 | 0 | 0
WT_off | 0 | 0 | 0 | 0 | 0 | 0
PseudoUnit | 0 | 0 | 0 | 0 | 0 | 0
FixedInterchange | 0 | 0 | 0 | 0 | 0 | 0
NOx Emissions (MMshortTons): MAPP_US
ReportingType | 2015 | 2020 | 2025 | 2030 | 2035 | 2040
BM | 0 | 0 | 0 | 0 | 0 | 0
CC | 0 | 0 | 0 | 0 | 0 | 0
CSP | 0 | 0 | 0 | 0 | 0 | 0
CT | 0 | 0 | 0 | 0 | 0 | 0
Coal | 0.02 | 0 | 0 | 0 | 0 | 0
Geo | 0 | 0 | 0 | 0 | 0 | 0
H | 0 | 0 | 0 | 0 | 0 | 0
LFG | 0 | 0 | 0 | 0 | 0 | 0
Nuc | 0 | 0 | 0 | 0 | 0 | 0
PS | 0 | 0 | 0 | 0 | 0 | 0
PV | 0 | 0 | 0 | 0 | 0 | 0
PeakG | 0 | 0 | 0 | 0 | 0 | 0
PeakO | 0 | 0 | 0 | 0 | 0 | 0
ST | 0 | 0 | 0 | 0 | 0 | 0
STOG | 0 | 0 | 0 | 0 | 0 | 0
STWD | 0 | 0 | 0 | 0 | 0 | 0
WT | 0 | 0 | 0 | 0 | 0 | 0
IGCC | 0 | 0 | 0 | 0 | 0 | 0
DemandResponse | 0 | 0 | 0 | 0 | 0 | 0
IGCC-CCS | 0 | 0 | 0 | 0 | 0 | 0
WT_off | 0 | 0 | 0 | 0 | 0 | 0
PseudoUnit | 0 | 0 | 0 | 0 | 0 | 0
FixedInterchange | 0 | 0 | 0 | 0 | 0 | 0
NOx Emissions (MMshortTons): MISO_IN
ReportingType | 2015 | 2020 | 2025 | 2030 | 2035 | 2040
BM | 0 | 0 | 0 | 0 | 0 | 0
CC | 0 | 0.01 | 0.01 | 0.01 | 0.01 | 0
CSP | 0 | 0 | 0 | 0 | 0 | 0
CT | 0 | 0 | 0 | 0 | 0 | 0
Coal | 0.04 | 0.01 | 0 | 0 | 0 | 0
Geo | 0 | 0 | 0 | 0 | 0 | 0
H | 0 | 0 | 0 | 0 | 0 | 0
LFG | 0 | 0 | 0 | 0 | 0 | 0
Nuc | 0 | 0 | 0 | 0 | 0 | 0
PS | 0 | 0 | 0 | 0 | 0 | 0
PV | 0 | 0 | 0 | 0 | 0 | 0
PeakG | 0 | 0 | 0 | 0 | 0 | 0
PeakO | 0 | 0 | 0 | 0 | 0 | 0
ST | 0 | 0 | 0 | 0 | 0 | 0
STOG | 0 | 0 | 0 | 0 | 0 | 0
STWD | 0 | 0 | 0 | 0 | 0 | 0
WT | 0 | 0 | 0 | 0 | 0 | 0
IGCC | 0 | 0 | 0 | 0 | 0 | 0
DemandResponse | 0 | 0 | 0 | 0 | 0 | 0
IGCC-CCS | 0 | 0 | 0 | 0 | 0 | 0
WT_off | 0 | 0 | 0 | 0 | 0 | 0
PseudoUnit | 0 | 0 | 0 | 0 | 0 | 0
FixedInterchange | 0 | 0 | 0 | 0 | 0 | 0
NOx Emissions (MMshortTons): MISO_MI
ReportingType | 2015 | 2020 | 2025 | 2030 | 2035 | 2040
BM | 0 | 0 | 0 | 0 | 0 | 0
CC | 0 | 0 | 0 | 0 | 0 | 0
CSP | 0 | 0 | 0 | 0 | 0 | 0
CT | 0 | 0 | 0 | 0 | 0 | 0
Coal | 0.03 | 0 | 0 | 0 | 0 | 0
Geo | 0 | 0 | 0 | 0 | 0 | 0
H | 0 | 0 | 0 | 0 | 0 | 0
LFG | 0 | 0 | 0 | 0 | 0 | 0
Nuc | 0 | 0 | 0 | 0 | 0 | 0
PS | 0 | 0 | 0 | 0 | 0 | 0
PV | 0 | 0 | 0 | 0 | 0 | 0
PeakG | 0 | 0 | 0 | 0 | 0 | 0
PeakO | 0 | 0 | 0 | 0 | 0 | 0
ST | 0 | 0 | 0 | 0 | 0 | 0
STOG | 0 | 0 | 0 | 0 | 0 | 0
STWD | 0 | 0 | 0 | 0 | 0 | 0
WT | 0 | 0 | 0 | 0 | 0 | 0
IGCC | 0 | 0 | 0 | 0 | 0 | 0
DemandResponse | 0 | 0 | 0 | 0 | 0 | 0
IGCC-CCS | 0 | 0 | 0 | 0 | 0 | 0
WT_off | 0 | 0 | 0 | 0 | 0 | 0
PseudoUnit | 0 | 0 | 0 | 0 | 0 | 0
FixedInterchange | 0 | 0 | 0 | 0 | 0 | 0
NOx Emissions (MMshortTons): MISO_MO-IL
ReportingType | 2015 | 2020 | 2025 | 2030 | 2035 | 2040
BM | 0 | 0 | 0 | 0 | 0 | 0
CC | 0 | 0 | 0 | 0 | 0 | 0
CSP | 0 | 0 | 0 | 0 | 0 | 0
CT | 0 | 0 | 0 | 0 | 0 | 0
Coal | 0.04 | 0 | 0 | 0 | 0 | 0
Geo | 0 | 0 | 0 | 0 | 0 | 0
H | 0 | 0 | 0 | 0 | 0 | 0
LFG | 0 | 0 | 0 | 0 | 0 | 0
Nuc | 0 | 0 | 0 | 0 | 0 | 0
PS | 0 | 0 | 0 | 0 | 0 | 0
PV | 0 | 0 | 0 | 0 | 0 | 0
PeakG | 0 | 0 | 0 | 0 | 0 | 0
PeakO | 0 | 0 | 0 | 0 | 0 | 0
ST | 0 | 0 | 0 | 0 | 0 | 0
STOG | 0 | 0 | 0 | 0 | 0 | 0
STWD | 0 | 0 | 0 | 0 | 0 | 0
WT | 0 | 0 | 0 | 0 | 0 | 0
IGCC | 0 | 0 | 0 | 0 | 0 | 0
DemandResponse | 0 | 0 | 0 | 0 | 0 | 0
IGCC-CCS | 0 | 0 | 0 | 0 | 0 | 0
WT_off | 0 | 0 | 0 | 0 | 0 | 0
PseudoUnit | 0 | 0 | 0 | 0 | 0 | 0
FixedInterchange | 0 | 0 | 0 | 0 | 0 | 0
NOx Emissions (MMshortTons): MISO_W
ReportingType | 2015 | 2020 | 2025 | 2030 | 2035 | 2040
BM | 0 | 0 | 0 | 0 | 0 | 0
CC | 0 | 0 | 0 | 0 | 0 | 0
CSP | 0 | 0 | 0 | 0 | 0 | 0
CT | 0 | 0 | 0 | 0 | 0 | 0
Coal | 0.09 | 0.02 | 0 | 0 | 0 | 0
Geo | 0 | 0 | 0 | 0 | 0 | 0
H | 0 | 0 | 0 | 0 | 0 | 0
LFG | 0 | 0 | 0 | 0 | 0 | 0
Nuc | 0 | 0 | 0 | 0 | 0 | 0
PS | 0 | 0 | 0 | 0 | 0 | 0
PV | 0 | 0 | 0 | 0 | 0 | 0
PeakG | 0 | 0 | 0 | 0 | 0 | 0
PeakO | 0 | 0 | 0 | 0 | 0 | 0
ST | 0 | 0 | 0 | 0 | 0 | 0
STOG | 0 | 0 | 0 | 0 | 0 | 0
STWD | 0 | 0 | 0 | 0 | 0 | 0
WT | 0 | 0 | 0 | 0 | 0 | 0
IGCC | 0 | 0 | 0 | 0 | 0 | 0
DemandResponse | 0 | 0 | 0 | 0 | 0 | 0
IGCC-CCS | 0 | 0 | 0 | 0 | 0 | 0
WT_off | 0 | 0 | 0 | 0 | 0 | 0
PseudoUnit | 0 | 0 | 0 | 0 | 0 | 0
FixedInterchange | 0 | 0 | 0 | 0 | 0 | 0
NOx Emissions (MMshortTons): MISO_WUMS
ReportingType | 2015 | 2020 | 2025 | 2030 | 2035 | 2040
BM | 0 | 0 | 0 | 0 | 0 | 0
CC | 0 | 0 | 0 | 0 | 0 | 0
CSP | 0 | 0 | 0 | 0 | 0 | 0
CT | 0 | 0 | 0 | 0 | 0 | 0
Coal | 0 | 0 | 0 | 0 | 0 | 0
Geo | 0 | 0 | 0 | 0 | 0 | 0
H | 0 | 0 | 0 | 0 | 0 | 0
LFG | 0 | 0 | 0 | 0 | 0 | 0
Nuc | 0 | 0 | 0 | 0 | 0 | 0
PS | 0 | 0 | 0 | 0 | 0 | 0
PV | 0 | 0 | 0 | 0 | 0 | 0
PeakG | 0 | 0 | 0 | 0 | 0 | 0
PeakO | 0 | 0 | 0 | 0 | 0 | 0
ST | 0 | 0 | 0 | 0 | 0 | 0
STOG | 0 | 0 | 0 | 0 | 0 | 0
STWD | 0 | 0 | 0 | 0 | 0 | 0
WT | 0 | 0 | 0 | 0 | 0 | 0
IGCC | 0 | 0 | 0 | 0 | 0 | 0
DemandResponse | 0 | 0 | 0 | 0 | 0 | 0
IGCC-CCS | 0 | 0 | 0 | 0 | 0 | 0
WT_off | 0 | 0 | 0 | 0 | 0 | 0
PseudoUnit | 0 | 0 | 0 | 0 | 0 | 0
FixedInterchange | 0 | 0 | 0 | 0 | 0 | 0
NOx Emissions (MMshortTons): Nebraska
ReportingType | 2015 | 2020 | 2025 | 2030 | 2035 | 2040
BM | 0 | 0 | 0 | 0 | 0 | 0
CC | 0 | 0 | 0 | 0 | 0 | 0
CSP | 0 | 0 | 0 | 0 | 0 | 0
CT | 0 | 0 | 0 | 0 | 0 | 0
Coal | 0.04 | 0 | 0 | 0 | 0 | 0
Geo | 0 | 0 | 0 | 0 | 0 | 0
H | 0 | 0 | 0 | 0 | 0 | 0
LFG | 0 | 0 | 0 | 0 | 0 | 0
Nuc | 0 | 0 | 0 | 0 | 0 | 0
PS | 0 | 0 | 0 | 0 | 0 | 0
PV | 0 | 0 | 0 | 0 | 0 | 0
PeakG | 0 | 0 | 0 | 0 | 0 | 0
PeakO | 0 | 0 | 0 | 0 | 0 | 0
ST | 0 | 0 | 0 | 0 | 0 | 0
STOG | 0 | 0 | 0 | 0 | 0 | 0
STWD | 0 | 0 | 0 | 0 | 0 | 0
WT | 0 | 0 | 0 | 0 | 0 | 0
IGCC | 0 | 0 | 0 | 0 | 0 | 0
DemandResponse | 0 | 0 | 0 | 0 | 0 | 0
IGCC-CCS | 0 | 0 | 0 | 0 | 0 | 0
WT_off | 0 | 0 | 0 | 0 | 0 | 0
PseudoUnit | 0 | 0 | 0 | 0 | 0 | 0
FixedInterchange | 0 | 0 | 0 | 0 | 0 | 0
NOx Emissions (MMshortTons): NEISO
ReportingType | 2015 | 2020 | 2025 | 2030 | 2035 | 2040
BM | 0 | 0 | 0 | 0 | 0 | 0
CC | 0 | 0 | 0 | 0 | 0 | 0
CSP | 0 | 0 | 0 | 0 | 0 | 0
CT | 0 | 0 | 0 | 0 | 0 | 0
Coal | 0 | 0 | 0 | 0 | 0 | 0
Geo | 0 | 0 | 0 | 0 | 0 | 0
H | 0 | 0 | 0 | 0 | 0 | 0
LFG | 0 | 0 | 0 | 0 | 0 | 0
Nuc | 0 | 0 | 0 | 0 | 0 | 0
PS | 0 | 0 | 0 | 0 | 0 | 0
PV | 0 | 0 | 0 | 0 | 0 | 0
PeakG | 0 | 0 | 0 | 0 | 0 | 0
PeakO | 0 | 0 | 0 | 0 | 0 | 0
ST | 0 | 0 | 0 | 0 | 0 | 0
STOG | 0 | 0 | 0 | 0 | 0 | 0
STWD | 0 | 0 | 0 | 0 | 0 | 0
WT | 0 | 0 | 0 | 0 | 0 | 0
IGCC | 0 | 0 | 0 | 0 | 0 | 0
DemandResponse | 0 | 0 | 0 | 0 | 0 | 0
IGCC-CCS | 0 | 0 | 0 | 0 | 0 | 0
WT_off | 0 | 0 | 0 | 0 | 0 | 0
PseudoUnit | 0 | 0 | 0 | 0 | 0 | 0
FixedInterchange | 0 | 0 | 0 | 0 | 0 | 0
NOx Emissions (MMshortTons): NonRTO_Midwest
ReportingType | 2015 | 2020 | 2025 | 2030 | 2035 | 2040
BM | 0 | 0 | 0 | 0 | 0 | 0
CC | 0 | 0 | 0 | 0 | 0 | 0
CSP | 0 | 0 | 0 | 0 | 0 | 0
CT | 0 | 0 | 0 | 0 | 0 | 0
Coal | 0.03 | 0.02 | 0 | 0 | 0 | 0
Geo | 0 | 0 | 0 | 0 | 0 | 0
H | 0 | 0 | 0 | 0 | 0 | 0
LFG | 0 | 0 | 0 | 0 | 0 | 0
Nuc | 0 | 0 | 0 | 0 | 0 | 0
PS | 0 | 0 | 0 | 0 | 0 | 0
PV | 0 | 0 | 0 | 0 | 0 | 0
PeakG | 0 | 0 | 0 | 0 | 0 | 0
PeakO | 0 | 0 | 0 | 0 | 0 | 0
ST | 0 | 0 | 0 | 0 | 0 | 0
STOG | 0 | 0 | 0 | 0 | 0 | 0
STWD | 0 | 0 | 0 | 0 | 0 | 0
WT | 0 | 0 | 0 | 0 | 0 | 0
IGCC | 0 | 0 | 0 | 0 | 0 | 0
DemandResponse | 0 | 0 | 0 | 0 | 0 | 0
IGCC-CCS | 0 | 0 | 0 | 0 | 0 | 0
WT_off | 0 | 0 | 0 | 0 | 0 | 0
PseudoUnit | 0 | 0 | 0 | 0 | 0 | 0
FixedInterchange | 0 | 0 | 0 | 0 | 0 | 0
NOx Emissions (MMshortTons): NYISO_A-F
ReportingType | 2015 | 2020 | 2025 | 2030 | 2035 | 2040
BM | 0 | 0 | 0 | 0 | 0 | 0
CC | 0 | 0 | 0 | 0 | 0 | 0
CSP | 0 | 0 | 0 | 0 | 0 | 0
CT | 0 | 0 | 0 | 0 | 0 | 0
Coal | 0 | 0 | 0 | 0 | 0 | 0
Geo | 0 | 0 | 0 | 0 | 0 | 0
H | 0 | 0 | 0 | 0 | 0 | 0
LFG | 0 | 0 | 0 | 0 | 0 | 0
Nuc | 0 | 0 | 0 | 0 | 0 | 0
PS | 0 | 0 | 0 | 0 | 0 | 0
PV | 0 | 0 | 0 | 0 | 0 | 0
PeakG | 0 | 0 | 0 | 0 | 0 | 0
PeakO | 0 | 0 | 0 | 0 | 0 | 0
ST | 0 | 0 | 0 | 0 | 0 | 0
STOG | 0 | 0 | 0 | 0 | 0 | 0
STWD | 0 | 0 | 0 | 0 | 0 | 0
WT | 0 | 0 | 0 | 0 | 0 | 0
IGCC | 0 | 0 | 0 | 0 | 0 | 0
DemandResponse | 0 | 0 | 0 | 0 | 0 | 0
IGCC-CCS | 0 | 0 | 0 | 0 | 0 | 0
WT_off | 0 | 0 | 0 | 0 | 0 | 0
PseudoUnit | 0 | 0 | 0 | 0 | 0 | 0
FixedInterchange | 0 | 0 | 0 | 0 | 0 | 0
NOx Emissions (MMshortTons): NYISO_G-I
ReportingType | 2015 | 2020 | 2025 | 2030 | 2035 | 2040
BM | 0 | 0 | 0 | 0 | 0 | 0
CC | 0 | 0 | 0 | 0 | 0 | 0
CSP | 0 | 0 | 0 | 0 | 0 | 0
CT | 0 | 0 | 0 | 0 | 0 | 0
Coal | 0 | 0 | 0 | 0 | 0 | 0
Geo | 0 | 0 | 0 | 0 | 0 | 0
H | 0 | 0 | 0 | 0 | 0 | 0
LFG | 0 | 0 | 0 | 0 | 0 | 0
Nuc | 0 | 0 | 0 | 0 | 0 | 0
PS | 0 | 0 | 0 | 0 | 0 | 0
PV | 0 | 0 | 0 | 0 | 0 | 0
PeakG | 0 | 0 | 0 | 0 | 0 | 0
PeakO | 0 | 0 | 0 | 0 | 0 | 0
ST | 0 | 0 | 0 | 0 | 0 | 0
STOG | 0 | 0 | 0 | 0 | 0 | 0
STWD | 0 | 0 | 0 | 0 | 0 | 0
WT | 0 | 0 | 0 | 0 | 0 | 0
IGCC | 0 | 0 | 0 | 0 | 0 | 0
DemandResponse | 0 | 0 | 0 | 0 | 0 | 0
IGCC-CCS | 0 | 0 | 0 | 0 | 0 | 0
WT_off | 0 | 0 | 0 | 0 | 0 | 0
PseudoUnit | 0 | 0 | 0 | 0 | 0 | 0
FixedInterchange | 0 | 0 | 0 | 0 | 0 | 0
NOx Emissions (MMshortTons): NYISO_J-K
ReportingType | 2015 | 2020 | 2025 | 2030 | 2035 | 2040
BM | 0 | 0 | 0 | 0 | 0 | 0
CC | 0 | 0 | 0 | 0 | 0 | 0
CSP | 0 | 0 | 0 | 0 | 0 | 0
CT | 0 | 0 | 0 | 0 | 0 | 0
Coal | 0 | 0 | 0 | 0 | 0 | 0
Geo | 0 | 0 | 0 | 0 | 0 | 0
H | 0 | 0 | 0 | 0 | 0 | 0
LFG | 0 | 0 | 0 | 0 | 0 | 0
Nuc | 0 | 0 | 0 | 0 | 0 | 0
PS | 0 | 0 | 0 | 0 | 0 | 0
PV | 0 | 0 | 0 | 0 | 0 | 0
PeakG | 0 | 0 | 0 | 0 | 0 | 0
PeakO | 0 | 0 | 0 | 0 | 0 | 0
ST | 0 | 0 | 0 | 0 | 0 | 0
STOG | 0 | 0 | 0 | 0 | 0 | 0
STWD | 0 | 0 | 0 | 0 | 0 | 0
WT | 0 | 0 | 0 | 0 | 0 | 0
IGCC | 0 | 0 | 0 | 0 | 0 | 0
DemandResponse | 0 | 0 | 0 | 0 | 0 | 0
IGCC-CCS | 0 | 0 | 0 | 0 | 0 | 0
WT_off | 0 | 0 | 0 | 0 | 0 | 0
PseudoUnit | 0 | 0 | 0 | 0 | 0 | 0
FixedInterchange | 0 | 0 | 0 | 0 | 0 | 0
NOx Emissions (MMshortTons): PJM_E
ReportingType | 2015 | 2020 | 2025 | 2030 | 2035 | 2040
BM | 0 | 0 | 0 | 0 | 0 | 0
CC | 0 | 0 | 0 | 0 | 0 | 0
CSP | 0 | 0 | 0 | 0 | 0 | 0
CT | 0 | 0 | 0 | 0 | 0 | 0
Coal | 0 | 0 | 0 | 0 | 0 | 0
Geo | 0 | 0 | 0 | 0 | 0 | 0
H | 0 | 0 | 0 | 0 | 0 | 0
LFG | 0 | 0 | 0 | 0 | 0 | 0
Nuc | 0 | 0 | 0 | 0 | 0 | 0
PS | 0 | 0 | 0 | 0 | 0 | 0
PV | 0 | 0 | 0 | 0 | 0 | 0
PeakG | 0 | 0 | 0 | 0 | 0 | 0
PeakO | 0 | 0 | 0 | 0 | 0 | 0
ST | 0 | 0 | 0 | 0 | 0 | 0
STOG | 0 | 0 | 0 | 0 | 0 | 0
STWD | 0 | 0 | 0 | 0 | 0 | 0
WT | 0 | 0 | 0 | 0 | 0 | 0
IGCC | 0 | 0 | 0 | 0 | 0 | 0
DemandResponse | 0 | 0 | 0 | 0 | 0 | 0
IGCC-CCS | 0 | 0 | 0 | 0 | 0 | 0
WT_off | 0 | 0 | 0 | 0 | 0 | 0
PseudoUnit | 0 | 0 | 0 | 0 | 0 | 0
FixedInterchange | 0 | 0 | 0 | 0 | 0 | 0
NOx Emissions (MMshortTons): PJM_ROM
ReportingType | 2015 | 2020 | 2025 | 2030 | 2035 | 2040
BM | 0 | 0 | 0 | 0 | 0 | 0
CC | 0 | 0 | 0 | 0 | 0 | 0
CSP | 0 | 0 | 0 | 0 | 0 | 0
CT | 0 | 0 | 0 | 0 | 0 | 0
Coal | 0.01 | 0 | 0 | 0 | 0 | 0
Geo | 0 | 0 | 0 | 0 | 0 | 0
H | 0 | 0 | 0 | 0 | 0 | 0
LFG | 0 | 0 | 0 | 0 | 0 | 0
Nuc | 0 | 0 | 0 | 0 | 0 | 0
PS | 0 | 0 | 0 | 0 | 0 | 0
PV | 0 | 0 | 0 | 0 | 0 | 0
PeakG | 0 | 0 | 0 | 0 | 0 | 0
PeakO | 0 | 0 | 0 | 0 | 0 | 0
ST | 0 | 0 | 0 | 0 | 0 | 0
STOG | 0 | 0 | 0 | 0 | 0 | 0
STWD | 0 | 0 | 0 | 0 | 0 | 0
WT | 0 | 0 | 0 | 0 | 0 | 0
IGCC | 0 | 0 | 0 | 0 | 0 | 0
DemandResponse | 0 | 0 | 0 | 0 | 0 | 0
IGCC-CCS | 0 | 0 | 0 | 0 | 0 | 0
WT_off | 0 | 0 | 0 | 0 | 0 | 0
PseudoUnit | 0 | 0 | 0 | 0 | 0 | 0
FixedInterchange | 0 | 0 | 0 | 0 | 0 | 0
NOx Emissions (MMshortTons): PJM_ROR
ReportingType | 2015 | 2020 | 2025 | 2030 | 2035 | 2040
BM | 0 | 0 | 0 | 0 | 0 | 0
CC | 0.01 | 0.01 | 0.01 | 0.01 | 0 | 0
CSP | 0 | 0 | 0 | 0 | 0 | 0
CT | 0 | 0 | 0 | 0 | 0 | 0
Coal | 0.15 | 0.05 | 0 | 0 | 0 | 0
Geo | 0 | 0 | 0 | 0 | 0 | 0
H | 0 | 0 | 0 | 0 | 0 | 0
LFG | 0 | 0 | 0 | 0 | 0 | 0
Nuc | 0 | 0 | 0 | 0 | 0 | 0
PS | 0 | 0 | 0 | 0 | 0 | 0
PV | 0 | 0 | 0 | 0 | 0 | 0
PeakG | 0 | 0 | 0 | 0 | 0 | 0
PeakO | 0 | 0 | 0 | 0 | 0 | 0
ST | 0 | 0 | 0 | 0 | 0 | 0
STOG | 0 | 0 | 0 | 0 | 0 | 0
STWD | 0 | 0 | 0 | 0 | 0 | 0
WT | 0 | 0 | 0 | 0 | 0 | 0
IGCC | 0 | 0 | 0 | 0 | 0 | 0
DemandResponse | 0 | 0 | 0 | 0 | 0 | 0
IGCC-CCS | 0 | 0 | 0 | 0 | 0 | 0
WT_off | 0 | 0 | 0 | 0 | 0 | 0
PseudoUnit | 0 | 0 | 0 | 0 | 0 | 0
FixedInterchange | 0 | 0 | 0 | 0 | 0 | 0
NOx Emissions (MMshortTons): SOCO
ReportingType | 2015 | 2020 | 2025 | 2030 | 2035 | 2040
BM | 0 | 0 | 0 | 0 | 0 | 0
CC | 0.01 | 0.01 | 0.01 | 0 | 0 | 0
CSP | 0 | 0 | 0 | 0 | 0 | 0
CT | 0 | 0 | 0 | 0 | 0 | 0
Coal | 0.03 | 0 | 0 | 0 | 0 | 0
Geo | 0 | 0 | 0 | 0 | 0 | 0
H | 0 | 0 | 0 | 0 | 0 | 0
LFG | 0 | 0 | 0 | 0 | 0 | 0
Nuc | 0 | 0 | 0 | 0 | 0 | 0
PS | 0 | 0 | 0 | 0 | 0 | 0
PV | 0 | 0 | 0 | 0 | 0 | 0
PeakG | 0 | 0 | 0 | 0 | 0 | 0
PeakO | 0 | 0 | 0 | 0 | 0 | 0
ST | 0 | 0 | 0 | 0 | 0 | 0
STOG | 0 | 0 | 0 | 0 | 0 | 0
STWD | 0 | 0 | 0 | 0 | 0 | 0
WT | 0 | 0 | 0 | 0 | 0 | 0
IGCC | 0 | 0 | 0 | 0 | 0 | 0
DemandResponse | 0 | 0 | 0 | 0 | 0 | 0
IGCC-CCS | 0 | 0 | 0 | 0 | 0 | 0
WT_off | 0 | 0 | 0 | 0 | 0 | 0
PseudoUnit | 0 | 0 | 0 | 0 | 0 | 0
FixedInterchange | 0 | 0 | 0 | 0 | 0 | 0
NOx Emissions (MMshortTons): SPP_N
ReportingType | 2015 | 2020 | 2025 | 2030 | 2035 | 2040
BM | 0 | 0 | 0 | 0 | 0 | 0
CC | 0 | 0 | 0 | 0 | 0 | 0
CSP | 0 | 0 | 0 | 0 | 0 | 0
CT | 0 | 0 | 0 | 0 | 0 | 0
Coal | 0.06 | 0.02 | 0 | 0 | 0 | 0
Geo | 0 | 0 | 0 | 0 | 0 | 0
H | 0 | 0 | 0 | 0 | 0 | 0
LFG | 0 | 0 | 0 | 0 | 0 | 0
Nuc | 0 | 0 | 0 | 0 | 0 | 0
PS | 0 | 0 | 0 | 0 | 0 | 0
PV | 0 | 0 | 0 | 0 | 0 | 0
PeakG | 0 | 0 | 0 | 0 | 0 | 0
PeakO | 0 | 0 | 0 | 0 | 0 | 0
ST | 0 | 0 | 0 | 0 | 0 | 0
STOG | 0 | 0 | 0 | 0 | 0 | 0
STWD | 0 | 0 | 0 | 0 | 0 | 0
WT | 0 | 0 | 0 | 0 | 0 | 0
IGCC | 0 | 0 | 0 | 0 | 0 | 0
DemandResponse | 0 | 0 | 0 | 0 | 0 | 0
IGCC-CCS | 0 | 0 | 0 | 0 | 0 | 0
WT_off | 0 | 0 | 0 | 0 | 0 | 0
PseudoUnit | 0 | 0 | 0 | 0 | 0 | 0
FixedInterchange | 0 | 0 | 0 | 0 | 0 | 0
NOx Emissions (MMshortTons): SPP_S
ReportingType | 2015 | 2020 | 2025 | 2030 | 2035 | 2040
BM | 0 | 0 | 0 | 0 | 0 | 0
CC | 0 | 0 | 0 | 0 | 0 | 0
CSP | 0 | 0 | 0 | 0 | 0 | 0
CT | 0 | 0 | 0 | 0 | 0 | 0
Coal | 0.09 | 0.01 | 0 | 0 | 0 | 0
Geo | 0 | 0 | 0 | 0 | 0 | 0
H | 0 | 0 | 0 | 0 | 0 | 0
LFG | 0 | 0 | 0 | 0 | 0 | 0
Nuc | 0 | 0 | 0 | 0 | 0 | 0
PS | 0 | 0 | 0 | 0 | 0 | 0
PV | 0 | 0 | 0 | 0 | 0 | 0
PeakG | 0 | 0 | 0 | 0 | 0 | 0
PeakO | 0 | 0 | 0 | 0 | 0 | 0
ST | 0 | 0 | 0 | 0 | 0 | 0
STOG | 0 | 0 | 0 | 0 | 0 | 0
STWD | 0 | 0 | 0 | 0 | 0 | 0
WT | 0 | 0 | 0 | 0 | 0 | 0
IGCC | 0 | 0 | 0 | 0 | 0 | 0
DemandResponse | 0 | 0 | 0 | 0 | 0 | 0
IGCC-CCS | 0 | 0 | 0 | 0 | 0 | 0
WT_off | 0 | 0 | 0 | 0 | 0 | 0
PseudoUnit | 0 | 0 | 0 | 0 | 0 | 0
FixedInterchange | 0 | 0 | 0 | 0 | 0 | 0
NOx Emissions (MMshortTons): TVA
ReportingType | 2015 | 2020 | 2025 | 2030 | 2035 | 2040
BM | 0 | 0 | 0 | 0 | 0 | 0
CC | 0 | 0 | 0 | 0 | 0 | 0
CSP | 0 | 0 | 0 | 0 | 0 | 0
CT | 0 | 0 | 0 | 0 | 0 | 0
Coal | 0.02 | 0.01 | 0 | 0 | 0 | 0
Geo | 0 | 0 | 0 | 0 | 0 | 0
H | 0 | 0 | 0 | 0 | 0 | 0
LFG | 0 | 0 | 0 | 0 | 0 | 0
Nuc | 0 | 0 | 0 | 0 | 0 | 0
PS | 0 | 0 | 0 | 0 | 0 | 0
PV | 0 | 0 | 0 | 0 | 0 | 0
PeakG | 0 | 0 | 0 | 0 | 0 | 0
PeakO | 0 | 0 | 0 | 0 | 0 | 0
ST | 0 | 0 | 0 | 0 | 0 | 0
STOG | 0 | 0 | 0 | 0 | 0 | 0
STWD | 0 | 0 | 0 | 0 | 0 | 0
WT | 0 | 0 | 0 | 0 | 0 | 0
IGCC | 0 | 0 | 0 | 0 | 0 | 0
DemandResponse | 0 | 0 | 0 | 0 | 0 | 0
IGCC-CCS | 0 | 0 | 0 | 0 | 0 | 0
WT_off | 0 | 0 | 0 | 0 | 0 | 0
PseudoUnit | 0 | 0 | 0 | 0 | 0 | 0
FixedInterchange | 0 | 0 | 0 | 0 | 0 | 0
NOx Emissions (MMshortTons): TVA_Transmission
ReportingType | 2015 | 2020 | 2025 | 2030 | 2035 | 2040
BM | 0 | 0 | 0 | 0 | 0 | 0
CC | 0 | 0 | 0 | 0 | 0 | 0
CSP | 0 | 0 | 0 | 0 | 0 | 0
CT | 0 | 0 | 0 | 0 | 0 | 0
Coal | 0 | 0 | 0 | 0 | 0 | 0
Geo | 0 | 0 | 0 | 0 | 0 | 0
H | 0 | 0 | 0 | 0 | 0 | 0
LFG | 0 | 0 | 0 | 0 | 0 | 0
Nuc | 0 | 0 | 0 | 0 | 0 | 0
PS | 0 | 0 | 0 | 0 | 0 | 0
PV | 0 | 0 | 0 | 0 | 0 | 0
PeakG | 0 | 0 | 0 | 0 | 0 | 0
PeakO | 0 | 0 | 0 | 0 | 0 | 0
ST | 0 | 0 | 0 | 0 | 0 | 0
STOG | 0 | 0 | 0 | 0 | 0 | 0
STWD | 0 | 0 | 0 | 0 | 0 | 0
WT | 0 | 0 | 0 | 0 | 0 | 0
IGCC | 0 | 0 | 0 | 0 | 0 | 0
DemandResponse | 0 | 0 | 0 | 0 | 0 | 0
IGCC-CCS | 0 | 0 | 0 | 0 | 0 | 0
WT_off | 0 | 0 | 0 | 0 | 0 | 0
PseudoUnit | 0 | 0 | 0 | 0 | 0 | 0
FixedInterchange | 0 | 0 | 0 | 0 | 0 | 0
NOx Emissions (MMshortTons): VACAR
ReportingType | 2015 | 2020 | 2025 | 2030 | 2035 | 2040
BM | 0 | 0 | 0 | 0 | 0 | 0
CC | 0.01 | 0.01 | 0.01 | 0 | 0 | 0
CSP | 0 | 0 | 0 | 0 | 0 | 0
CT | 0 | 0 | 0 | 0 | 0 | 0
Coal | 0.01 | 0 | 0 | 0 | 0 | 0
Geo | 0 | 0 | 0 | 0 | 0 | 0
H | 0 | 0 | 0 | 0 | 0 | 0
LFG | 0 | 0 | 0 | 0 | 0 | 0
Nuc | 0 | 0 | 0 | 0 | 0 | 0
PS | 0 | 0 | 0 | 0 | 0 | 0
PV | 0 | 0 | 0 | 0 | 0 | 0
PeakG | 0 | 0 | 0 | 0 | 0 | 0
PeakO | 0 | 0 | 0 | 0 | 0 | 0
ST | 0 | 0 | 0 | 0 | 0 | 0
STOG | 0 | 0 | 0 | 0 | 0 | 0
STWD | 0 | 0 | 0 | 0 | 0 | 0
WT | 0 | 0 | 0 | 0 | 0 | 0
IGCC | 0 | 0 | 0 | 0 | 0 | 0
DemandResponse | 0 | 0 | 0 | 0 | 0 | 0
IGCC-CCS | 0 | 0 | 0 | 0 | 0 | 0
WT_off | 0 | 0 | 0 | 0 | 0 | 0
PseudoUnit | 0 | 0 | 0 | 0 | 0 | 0
FixedInterchange | 0 | 0 | 0 | 0 | 0 | 0
NOx Emissions (MMshortTons): IESO
ReportingType | 2015 | 2020 | 2025 | 2030 | 2035 | 2040
BM | 0 | 0 | 0 | 0 | 0 | 0
CC | 0 | 0 | 0 | 0 | 0 | 0
CSP | 0 | 0 | 0 | 0 | 0 | 0
CT | 0 | 0 | 0 | 0 | 0 | 0
Coal | 0 | 0 | 0 | 0 | 0 | 0
Geo | 0 | 0 | 0 | 0 | 0 | 0
H | 0 | 0 | 0 | 0 | 0 | 0
LFG | 0 | 0 | 0 | 0 | 0 | 0
Nuc | 0 | 0 | 0 | 0 | 0 | 0
PS | 0 | 0 | 0 | 0 | 0 | 0
PV | 0 | 0 | 0 | 0 | 0 | 0
PeakG | 0 | 0 | 0 | 0 | 0 | 0
PeakO | 0 | 0 | 0 | 0 | 0 | 0
ST | 0 | 0 | 0 | 0 | 0 | 0
STOG | 0 | 0 | 0 | 0 | 0 | 0
STWD | 0 | 0 | 0 | 0 | 0 | 0
WT | 0 | 0 | 0 | 0 | 0 | 0
IGCC | 0 | 0 | 0 | 0 | 0 | 0
DemandResponse | 0 | 0 | 0 | 0 | 0 | 0
IGCC-CCS | 0 | 0 | 0 | 0 | 0 | 0
WT_off | 0 | 0 | 0 | 0 | 0 | 0
PseudoUnit | 0 | 0 | 0 | 0 | 0 | 0
FixedInterchange | 0 | 0 | 0 | 0 | 0 | 0
NOx Emissions (MMshortTons): MAPP_CA
ReportingType | 2015 | 2020 | 2025 | 2030 | 2035 | 2040
BM | 0 | 0 | 0 | 0 | 0 | 0
CC | 0 | 0 | 0 | 0 | 0 | 0
CSP | 0 | 0 | 0 | 0 | 0 | 0
CT | 0 | 0 | 0 | 0 | 0 | 0
Coal | 0 | 0 | 0 | 0 | 0 | 0
Geo | 0 | 0 | 0 | 0 | 0 | 0
H | 0 | 0 | 0 | 0 | 0 | 0
LFG | 0 | 0 | 0 | 0 | 0 | 0
Nuc | 0 | 0 | 0 | 0 | 0 | 0
PS | 0 | 0 | 0 | 0 | 0 | 0
PV | 0 | 0 | 0 | 0 | 0 | 0
PeakG | 0 | 0 | 0 | 0 | 0 | 0
PeakO | 0 | 0 | 0 | 0 | 0 | 0
ST | 0 | 0 | 0 | 0 | 0 | 0
STOG | 0 | 0 | 0 | 0 | 0 | 0
STWD | 0 | 0 | 0 | 0 | 0 | 0
WT | 0 | 0 | 0 | 0 | 0 | 0
IGCC | 0 | 0 | 0 | 0 | 0 | 0
DemandResponse | 0 | 0 | 0 | 0 | 0 | 0
IGCC-CCS | 0 | 0 | 0 | 0 | 0 | 0
WT_off | 0 | 0 | 0 | 0 | 0 | 0
PseudoUnit | 0 | 0 | 0 | 0 | 0 | 0
FixedInterchange | 0 | 0 | 0 | 0 | 0 | 0
NOx Emissions (MMshortTons): AZ_NM_SNV_Coal
ReportingType | 2015 | 2020 | 2025 | 2030 | 2035 | 2040
BM | 0 | 0 | 0 | 0 | 0 | 0
CC | 0 | 0 | 0 | 0 | 0 | 0
CSP | 0 | 0 | 0 | 0 | 0 | 0
CT | 0 | 0 | 0 | 0 | 0 | 0
Coal | 0.08 | 0.07 | 0.01 | 0 | 0 | 0
Geo | 0 | 0 | 0 | 0 | 0 | 0
H | 0 | 0 | 0 | 0 | 0 | 0
LFG | 0 | 0 | 0 | 0 | 0 | 0
Nuc | 0 | 0 | 0 | 0 | 0 | 0
PS | 0 | 0 | 0 | 0 | 0 | 0
PV | 0 | 0 | 0 | 0 | 0 | 0
PeakG | 0 | 0 | 0 | 0 | 0 | 0
PeakO | 0 | 0 | 0 | 0 | 0 | 0
ST | 0 | 0 | 0 | 0 | 0 | 0
STOG | 0 | 0 | 0 | 0 | 0 | 0
STWD | 0 | 0 | 0 | 0 | 0 | 0
WT | 0 | 0 | 0 | 0 | 0 | 0
IGCC | 0 | 0 | 0 | 0 | 0 | 0
DemandResponse | 0 | 0 | 0 | 0 | 0 | 0
IGCC-CCS | 0 | 0 | 0 | 0 | 0 | 0
WT_off | 0 | 0 | 0 | 0 | 0 | 0
PseudoUnit | 0 | 0 | 0 | 0 | 0 | 0
FixedInterchange | 0 | 0 | 0 | 0 | 0 | 0
NOx Emissions (MMshortTons): AZ_NM_SNV_Gas
ReportingType | 2015 | 2020 | 2025 | 2030 | 2035 | 2040
BM | 0 | 0 | 0 | 0 | 0 | 0
CC | 0 | 0 | 0 | 0 | 0 | 0
CSP | 0 | 0 | 0 | 0 | 0 | 0
CT | 0 | 0 | 0 | 0 | 0 | 0
Coal | 0 | 0 | 0 | 0 | 0 | 0
Geo | 0 | 0 | 0 | 0 | 0 | 0
H | 0 | 0 | 0 | 0 | 0 | 0
LFG | 0 | 0 | 0 | 0 | 0 | 0
Nuc | 0 | 0 | 0 | 0 | 0 | 0
PS | 0 | 0 | 0 | 0 | 0 | 0
PV | 0 | 0 | 0 | 0 | 0 | 0
PeakG | 0 | 0 | 0 | 0 | 0 | 0
PeakO | 0 | 0 | 0 | 0 | 0 | 0
ST | 0 | 0 | 0 | 0 | 0 | 0
STOG | 0 | 0 | 0 | 0 | 0 | 0
STWD | 0 | 0 | 0 | 0 | 0 | 0
WT | 0 | 0 | 0 | 0 | 0 | 0
IGCC | 0 | 0 | 0 | 0 | 0 | 0
DemandResponse | 0 | 0 | 0 | 0 | 0 | 0
IGCC-CCS | 0 | 0 | 0 | 0 | 0 | 0
WT_off | 0 | 0 | 0 | 0 | 0 | 0
PseudoUnit | 0 | 0 | 0 | 0 | 0 | 0
FixedInterchange | 0 | 0 | 0 | 0 | 0 | 0
NOx Emissions (MMshortTons): AZ_NM_SNV_NucRenew
ReportingType | 2015 | 2020 | 2025 | 2030 | 2035 | 2040
BM | 0 | 0 | 0 | 0 | 0 | 0
CC | 0 | 0 | 0 | 0 | 0 | 0
CSP | 0 | 0 | 0 | 0 | 0 | 0
CT | 0 | 0 | 0 | 0 | 0 | 0
Coal | 0 | 0 | 0 | 0 | 0 | 0
Geo | 0 | 0 | 0 | 0 | 0 | 0
H | 0 | 0 | 0 | 0 | 0 | 0
LFG | 0 | 0 | 0 | 0 | 0 | 0
Nuc | 0 | 0 | 0 | 0 | 0 | 0
PS | 0 | 0 | 0 | 0 | 0 | 0
PV | 0 | 0 | 0 | 0 | 0 | 0
PeakG | 0 | 0 | 0 | 0 | 0 | 0
PeakO | 0 | 0 | 0 | 0 | 0 | 0
ST | 0 | 0 | 0 | 0 | 0 | 0
STOG | 0 | 0 | 0 | 0 | 0 | 0
STWD | 0 | 0 | 0 | 0 | 0 | 0
WT | 0 | 0 | 0 | 0 | 0 | 0
IGCC | 0 | 0 | 0 | 0 | 0 | 0
DemandResponse | 0 | 0 | 0 | 0 | 0 | 0
IGCC-CCS | 0 | 0 | 0 | 0 | 0 | 0
WT_off | 0 | 0 | 0 | 0 | 0 | 0
PseudoUnit | 0 | 0 | 0 | 0 | 0 | 0
FixedInterchange | 0 | 0 | 0 | 0 | 0 | 0
NOx Emissions (MMshortTons): ERCOT
ReportingType | 2015 | 2020 | 2025 | 2030 | 2035 | 2040
BM | 0 | 0 | 0 | 0 | 0 | 0
CC | 0.01 | 0.01 | 0.01 | 0.01 | 0 | 0
CSP | 0 | 0 | 0 | 0 | 0 | 0
CT | 0 | 0 | 0 | 0 | 0 | 0
Coal | 0.02 | 0.01 | 0 | 0 | 0 | 0
Geo | 0 | 0 | 0 | 0 | 0 | 0
H | 0 | 0 | 0 | 0 | 0 | 0
LFG | 0 | 0 | 0 | 0 | 0 | 0
Nuc | 0 | 0 | 0 | 0 | 0 | 0
PS | 0 | 0 | 0 | 0 | 0 | 0
PV | 0 | 0 | 0 | 0 | 0 | 0
PeakG | 0 | 0 | 0 | 0 | 0 | 0
PeakO | 0 | 0 | 0 | 0 | 0 | 0
ST | 0 | 0 | 0 | 0 | 0 | 0
STOG | 0 | 0 | 0 | 0 | 0 | 0
STWD | 0 | 0 | 0 | 0 | 0 | 0
WT | 0 | 0 | 0 | 0 | 0 | 0
IGCC | 0 | 0 | 0 | 0 | 0 | 0
DemandResponse | 0 | 0 | 0 | 0 | 0 | 0
IGCC-CCS | 0 | 0 | 0 | 0 | 0 | 0
WT_off | 0 | 0 | 0 | 0 | 0 | 0
PseudoUnit | 0 | 0 | 0 | 0 | 0 | 0
FixedInterchange | 0 | 0 | 0 | 0 | 0 | 0
NOx Emissions (MMshortTons): NP15
ReportingType | 2015 | 2020 | 2025 | 2030 | 2035 | 2040
BM | 0 | 0 | 0 | 0 | 0 | 0
CC | 0 | 0 | 0 | 0 | 0 | 0
CSP | 0 | 0 | 0 | 0 | 0 | 0
CT | 0 | 0 | 0 | 0 | 0 | 0
Coal | 0 | 0 | 0 | 0 | 0 | 0
Geo | 0 | 0 | 0 | 0 | 0 | 0
H | 0 | 0 | 0 | 0 | 0 | 0
LFG | 0 | 0 | 0 | 0 | 0 | 0
Nuc | 0 | 0 | 0 | 0 | 0 | 0
PS | 0 | 0 | 0 | 0 | 0 | 0
PV | 0 | 0 | 0 | 0 | 0 | 0
PeakG | 0 | 0 | 0 | 0 | 0 | 0
PeakO | 0 | 0 | 0 | 0 | 0 | 0
ST | 0 | 0 | 0 | 0 | 0 | 0
STOG | 0 | 0 | 0 | 0 | 0 | 0
STWD | 0 | 0 | 0 | 0 | 0 | 0
WT | 0 | 0 | 0 | 0 | 0 | 0
IGCC | 0 | 0 | 0 | 0 | 0 | 0
DemandResponse | 0 | 0 | 0 | 0 | 0 | 0
IGCC-CCS | 0 | 0 | 0 | 0 | 0 | 0
WT_off | 0 | 0 | 0 | 0 | 0 | 0
PseudoUnit | 0 | 0 | 0 | 0 | 0 | 0
FixedInterchange | 0 | 0 | 0 | 0 | 0 | 0
NOx Emissions (MMshortTons): NWPP_Coal
ReportingType | 2015 | 2020 | 2025 | 2030 | 2035 | 2040
BM | 0 | 0 | 0 | 0 | 0 | 0
CC | 0 | 0 | 0 | 0 | 0 | 0
CSP | 0 | 0 | 0 | 0 | 0 | 0
CT | 0 | 0 | 0 | 0 | 0 | 0
Coal | 0.07 | 0.05 | 0 | 0 | 0 | 0
Geo | 0 | 0 | 0 | 0 | 0 | 0
H | 0 | 0 | 0 | 0 | 0 | 0
LFG | 0 | 0 | 0 | 0 | 0 | 0
Nuc | 0 | 0 | 0 | 0 | 0 | 0
PS | 0 | 0 | 0 | 0 | 0 | 0
PV | 0 | 0 | 0 | 0 | 0 | 0
PeakG | 0 | 0 | 0 | 0 | 0 | 0
PeakO | 0 | 0 | 0 | 0 | 0 | 0
ST | 0 | 0 | 0 | 0 | 0 | 0
STOG | 0 | 0 | 0 | 0 | 0 | 0
STWD | 0 | 0 | 0 | 0 | 0 | 0
WT | 0 | 0 | 0 | 0 | 0 | 0
IGCC | 0 | 0 | 0 | 0 | 0 | 0
DemandResponse | 0 | 0 | 0 | 0 | 0 | 0
IGCC-CCS | 0 | 0 | 0 | 0 | 0 | 0
WT_off | 0 | 0 | 0 | 0 | 0 | 0
PseudoUnit | 0 | 0 | 0 | 0 | 0 | 0
FixedInterchange | 0 | 0 | 0 | 0 | 0 | 0
NOx Emissions (MMshortTons): NWPP_Gas
ReportingType | 2015 | 2020 | 2025 | 2030 | 2035 | 2040
BM | 0 | 0 | 0 | 0 | 0 | 0
CC | 0 | 0 | 0 | 0 | 0 | 0
CSP | 0 | 0 | 0 | 0 | 0 | 0
CT | 0 | 0 | 0 | 0 | 0 | 0
Coal | 0 | 0 | 0 | 0 | 0 | 0
Geo | 0 | 0 | 0 | 0 | 0 | 0
H | 0 | 0 | 0 | 0 | 0 | 0
LFG | 0 | 0 | 0 | 0 | 0 | 0
Nuc | 0 | 0 | 0 | 0 | 0 | 0
PS | 0 | 0 | 0 | 0 | 0 | 0
PV | 0 | 0 | 0 | 0 | 0 | 0
PeakG | 0 | 0 | 0 | 0 | 0 | 0
PeakO | 0 | 0 | 0 | 0 | 0 | 0
ST | 0 | 0 | 0 | 0 | 0 | 0
STOG | 0 | 0 | 0 | 0 | 0 | 0
STWD | 0 | 0 | 0 | 0 | 0 | 0
WT | 0 | 0 | 0 | 0 | 0 | 0
IGCC | 0 | 0 | 0 | 0 | 0 | 0
DemandResponse | 0 | 0 | 0 | 0 | 0 | 0
IGCC-CCS | 0 | 0 | 0 | 0 | 0 | 0
WT_off | 0 | 0 | 0 | 0 | 0 | 0
PseudoUnit | 0 | 0 | 0 | 0 | 0 | 0
FixedInterchange | 0 | 0 | 0 | 0 | 0 | 0
NOx Emissions (MMshortTons): NWPP_NucRenew
ReportingType | 2015 | 2020 | 2025 | 2030 | 2035 | 2040
BM | 0 | 0 | 0 | 0 | 0 | 0
CC | 0 | 0 | 0 | 0 | 0 | 0
CSP | 0 | 0 | 0 | 0 | 0 | 0
CT | 0 | 0 | 0 | 0 | 0 | 0
Coal | 0 | 0 | 0 | 0 | 0 | 0
Geo | 0 | 0 | 0 | 0 | 0 | 0
H | 0 | 0 | 0 | 0 | 0 | 0
LFG | 0 | 0 | 0 | 0 | 0 | 0
Nuc | 0 | 0 | 0 | 0 | 0 | 0
PS | 0 | 0 | 0 | 0 | 0 | 0
PV | 0 | 0 | 0 | 0 | 0 | 0
PeakG | 0 | 0 | 0 | 0 | 0 | 0
PeakO | 0 | 0 | 0 | 0 | 0 | 0
ST | 0 | 0 | 0 | 0 | 0 | 0
STOG | 0 | 0 | 0 | 0 | 0 | 0
STWD | 0 | 0 | 0 | 0 | 0 | 0
WT | 0 | 0 | 0 | 0 | 0 | 0
IGCC | 0 | 0 | 0 | 0 | 0 | 0
DemandResponse | 0 | 0 | 0 | 0 | 0 | 0
IGCC-CCS | 0 | 0 | 0 | 0 | 0 | 0
WT_off | 0 | 0 | 0 | 0 | 0 | 0
PseudoUnit | 0 | 0 | 0 | 0 | 0 | 0
FixedInterchange | 0 | 0 | 0 | 0 | 0 | 0
NOx Emissions (MMshortTons): RMPA
ReportingType | 2015 | 2020 | 2025 | 2030 | 2035 | 2040
BM | 0 | 0 | 0 | 0 | 0 | 0
CC | 0 | 0 | 0 | 0 | 0 | 0
CSP | 0 | 0 | 0 | 0 | 0 | 0
CT | 0 | 0 | 0 | 0 | 0 | 0
Coal | 0.06 | 0.05 | 0 | 0 | 0 | 0
Geo | 0 | 0 | 0 | 0 | 0 | 0
H | 0 | 0 | 0 | 0 | 0 | 0
LFG | 0 | 0 | 0 | 0 | 0 | 0
Nuc | 0 | 0 | 0 | 0 | 0 | 0
PS | 0 | 0 | 0 | 0 | 0 | 0
PV | 0 | 0 | 0 | 0 | 0 | 0
PeakG | 0 | 0 | 0 | 0 | 0 | 0
PeakO | 0 | 0 | 0 | 0 | 0 | 0
ST | 0 | 0 | 0 | 0 | 0 | 0
STOG | 0 | 0 | 0 | 0 | 0 | 0
STWD | 0 | 0 | 0 | 0 | 0 | 0
WT | 0 | 0 | 0 | 0 | 0 | 0
IGCC | 0 | 0 | 0 | 0 | 0 | 0
DemandResponse | 0 | 0 | 0 | 0 | 0 | 0
IGCC-CCS | 0 | 0 | 0 | 0 | 0 | 0
WT_off | 0 | 0 | 0 | 0 | 0 | 0
PseudoUnit | 0 | 0 | 0 | 0 | 0 | 0
FixedInterchange | 0 | 0 | 0 | 0 | 0 | 0
NOx Emissions (MMshortTons): SP15
ReportingType | 2015 | 2020 | 2025 | 2030 | 2035 | 2040
BM | 0 | 0 | 0 | 0 | 0 | 0
CC | 0.01 | 0 | 0 | 0 | 0 | 0
CSP | 0 | 0 | 0 | 0 | 0 | 0
CT | 0 | 0 | 0 | 0 | 0 | 0
Coal | 0 | 0 | 0 | 0 | 0 | 0
Geo | 0 | 0 | 0 | 0 | 0 | 0
H | 0 | 0 | 0 | 0 | 0 | 0
LFG | 0 | 0 | 0 | 0 | 0 | 0
Nuc | 0 | 0 | 0 | 0 | 0 | 0
PS | 0 | 0 | 0 | 0 | 0 | 0
PV | 0 | 0 | 0 | 0 | 0 | 0
PeakG | 0 | 0 | 0 | 0 | 0 | 0
PeakO | 0 | 0 | 0 | 0 | 0 | 0
ST | 0 | 0 | 0 | 0 | 0 | 0
STOG | 0 | 0 | 0 | 0 | 0 | 0
STWD | 0 | 0 | 0 | 0 | 0 | 0
WT | 0 | 0 | 0 | 0 | 0 | 0
IGCC | 0 | 0 | 0 | 0 | 0 | 0
DemandResponse | 0 | 0 | 0 | 0 | 0 | 0
IGCC-CCS | 0 | 0 | 0 | 0 | 0 | 0
WT_off | 0 | 0 | 0 | 0 | 0 | 0
PseudoUnit | 0 | 0 | 0 | 0 | 0 | 0
FixedInterchange | 0 | 0 | 0 | 0 | 0 | 0
NOx Emissions (MMshortTons): ALB
ReportingType | 2015 | 2020 | 2025 | 2030 | 2035 | 2040
BM | 0 | 0 | 0 | 0 | 0 | 0
CC | 0 | 0 | 0 | 0 | 0 | 0
CSP | 0 | 0 | 0 | 0 | 0 | 0
CT | 0 | 0 | 0 | 0 | 0 | 0
Coal | 0.01 | 0.01 | 0.01 | 0 | 0 | 0
Geo | 0 | 0 | 0 | 0 | 0 | 0
H | 0 | 0 | 0 | 0 | 0 | 0
LFG | 0 | 0 | 0 | 0 | 0 | 0
Nuc | 0 | 0 | 0 | 0 | 0 | 0
PS | 0 | 0 | 0 | 0 | 0 | 0
PV | 0 | 0 | 0 | 0 | 0 | 0
PeakG | 0 | 0 | 0 | 0 | 0 | 0
PeakO | 0 | 0 | 0 | 0 | 0 | 0
ST | 0 | 0 | 0 | 0 | 0 | 0
STOG | 0 | 0 | 0 | 0 | 0 | 0
STWD | 0 | 0 | 0 | 0 | 0 | 0
WT | 0 | 0 | 0 | 0 | 0 | 0
IGCC | 0 | 0 | 0 | 0 | 0 | 0
DemandResponse | 0 | 0 | 0 | 0 | 0 | 0
IGCC-CCS | 0 | 0 | 0 | 0 | 0 | 0
WT_off | 0 | 0 | 0 | 0 | 0 | 0
PseudoUnit | 0 | 0 | 0 | 0 | 0 | 0
FixedInterchange | 0 | 0 | 0 | 0 | 0 | 0
NOx Emissions (MMshortTons): BC
ReportingType | 2015 | 2020 | 2025 | 2030 | 2035 | 2040
BM | 0 | 0 | 0 | 0 | 0 | 0
CC | 0 | 0 | 0 | 0 | 0 | 0
CSP | 0 | 0 | 0 | 0 | 0 | 0
CT | 0 | 0 | 0 | 0 | 0 | 0
Coal | 0 | 0 | 0 | 0 | 0 | 0
Geo | 0 | 0 | 0 | 0 | 0 | 0
H | 0 | 0 | 0 | 0 | 0 | 0
LFG | 0 | 0 | 0 | 0 | 0 | 0
Nuc | 0 | 0 | 0 | 0 | 0 | 0
PS | 0 | 0 | 0 | 0 | 0 | 0
PV | 0 | 0 | 0 | 0 | 0 | 0
PeakG | 0 | 0 | 0 | 0 | 0 | 0
PeakO | 0 | 0 | 0 | 0 | 0 | 0
ST | 0 | 0 | 0 | 0 | 0 | 0
STOG | 0 | 0 | 0 | 0 | 0 | 0
STWD | 0 | 0 | 0 | 0 | 0 | 0
WT | 0 | 0 | 0 | 0 | 0 | 0
IGCC | 0 | 0 | 0 | 0 | 0 | 0
DemandResponse | 0 | 0 | 0 | 0 | 0 | 0
IGCC-CCS | 0 | 0 | 0 | 0 | 0 | 0
WT_off | 0 | 0 | 0 | 0 | 0 | 0
PseudoUnit | 0 | 0 | 0 | 0 | 0 | 0
FixedInterchange | 0 | 0 | 0 | 0 | 0 | 0
NOx Emissions (MMshortTons): HQ_IESO
ReportingType | 2015 | 2020 | 2025 | 2030 | 2035 | 2040
BM | 0 | 0 | 0 | 0 | 0 | 0
CC | 0 | 0 | 0 | 0 | 0 | 0
CSP | 0 | 0 | 0 | 0 | 0 | 0
CT | 0 | 0 | 0 | 0 | 0 | 0
Coal | 0 | 0 | 0 | 0 | 0 | 0
Geo | 0 | 0 | 0 | 0 | 0 | 0
H | 0 | 0 | 0 | 0 | 0 | 0
LFG | 0 | 0 | 0 | 0 | 0 | 0
Nuc | 0 | 0 | 0 | 0 | 0 | 0
PS | 0 | 0 | 0 | 0 | 0 | 0
PV | 0 | 0 | 0 | 0 | 0 | 0
PeakG | 0 | 0 | 0 | 0 | 0 | 0
PeakO | 0 | 0 | 0 | 0 | 0 | 0
ST | 0 | 0 | 0 | 0 | 0 | 0
STOG | 0 | 0 | 0 | 0 | 0 | 0
STWD | 0 | 0 | 0 | 0 | 0 | 0
WT | 0 | 0 | 0 | 0 | 0 | 0
IGCC | 0 | 0 | 0 | 0 | 0 | 0
DemandResponse | 0 | 0 | 0 | 0 | 0 | 0
IGCC-CCS | 0 | 0 | 0 | 0 | 0 | 0
WT_off | 0 | 0 | 0 | 0 | 0 | 0
PseudoUnit | 0 | 0 | 0 | 0 | 0 | 0
FixedInterchange | 0 | 0 | 0 | 0 | 0 | 0
NOx Emissions (MMshortTons): HQ_NEISO
ReportingType | 2015 | 2020 | 2025 | 2030 | 2035 | 2040
BM | 0 | 0 | 0 | 0 | 0 | 0
CC | 0 | 0 | 0 | 0 | 0 | 0
CSP | 0 | 0 | 0 | 0 | 0 | 0
CT | 0 | 0 | 0 | 0 | 0 | 0
Coal | 0 | 0 | 0 | 0 | 0 | 0
Geo | 0 | 0 | 0 | 0 | 0 | 0
H | 0 | 0 | 0 | 0 | 0 | 0
LFG | 0 | 0 | 0 | 0 | 0 | 0
Nuc | 0 | 0 | 0 | 0 | 0 | 0
PS | 0 | 0 | 0 | 0 | 0 | 0
PV | 0 | 0 | 0 | 0 | 0 | 0
PeakG | 0 | 0 | 0 | 0 | 0 | 0
PeakO | 0 | 0 | 0 | 0 | 0 | 0
ST | 0 | 0 | 0 | 0 | 0 | 0
STOG | 0 | 0 | 0 | 0 | 0 | 0
STWD | 0 | 0 | 0 | 0 | 0 | 0
WT | 0 | 0 | 0 | 0 | 0 | 0
IGCC | 0 | 0 | 0 | 0 | 0 | 0
DemandResponse | 0 | 0 | 0 | 0 | 0 | 0
IGCC-CCS | 0 | 0 | 0 | 0 | 0 | 0
WT_off | 0 | 0 | 0 | 0 | 0 | 0
PseudoUnit | 0 | 0 | 0 | 0 | 0 | 0
FixedInterchange | 0 | 0 | 0 | 0 | 0 | 0
NOx Emissions (MMshortTons): HQ_NY
ReportingType | 2015 | 2020 | 2025 | 2030 | 2035 | 2040
BM | 0 | 0 | 0 | 0 | 0 | 0
CC | 0 | 0 | 0 | 0 | 0 | 0
CSP | 0 | 0 | 0 | 0 | 0 | 0
CT | 0 | 0 | 0 | 0 | 0 | 0
Coal | 0 | 0 | 0 | 0 | 0 | 0
Geo | 0 | 0 | 0 | 0 | 0 | 0
H | 0 | 0 | 0 | 0 | 0 | 0
LFG | 0 | 0 | 0 | 0 | 0 | 0
Nuc | 0 | 0 | 0 | 0 | 0 | 0
PS | 0 | 0 | 0 | 0 | 0 | 0
PV | 0 | 0 | 0 | 0 | 0 | 0
PeakG | 0 | 0 | 0 | 0 | 0 | 0
PeakO | 0 | 0 | 0 | 0 | 0 | 0
ST | 0 | 0 | 0 | 0 | 0 | 0
STOG | 0 | 0 | 0 | 0 | 0 | 0
STWD | 0 | 0 | 0 | 0 | 0 | 0
WT | 0 | 0 | 0 | 0 | 0 | 0
IGCC | 0 | 0 | 0 | 0 | 0 | 0
DemandResponse | 0 | 0 | 0 | 0 | 0 | 0
IGCC-CCS | 0 | 0 | 0 | 0 | 0 | 0
WT_off | 0 | 0 | 0 | 0 | 0 | 0
PseudoUnit | 0 | 0 | 0 | 0 | 0 | 0
FixedInterchange | 0 | 0 | 0 | 0 | 0 | 0
NOx Emissions (MMshortTons): MARITIMES
ReportingType | 2015 | 2020 | 2025 | 2030 | 2035 | 2040
BM | 0 | 0 | 0 | 0 | 0 | 0
CC | 0 | 0 | 0 | 0 | 0 | 0
CSP | 0 | 0 | 0 | 0 | 0 | 0
CT | 0 | 0 | 0 | 0 | 0 | 0
Coal | 0 | 0 | 0 | 0 | 0 | 0
Geo | 0 | 0 | 0 | 0 | 0 | 0
H | 0 | 0 | 0 | 0 | 0 | 0
LFG | 0 | 0 | 0 | 0 | 0 | 0
Nuc | 0 | 0 | 0 | 0 | 0 | 0
PS | 0 | 0 | 0 | 0 | 0 | 0
PV | 0 | 0 | 0 | 0 | 0 | 0
PeakG | 0 | 0 | 0 | 0 | 0 | 0
PeakO | 0 | 0 | 0 | 0 | 0 | 0
ST | 0 | 0 | 0 | 0 | 0 | 0
STOG | 0 | 0 | 0 | 0 | 0 | 0
STWD | 0 | 0 | 0 | 0 | 0 | 0
WT | 0 | 0 | 0 | 0 | 0 | 0
IGCC | 0 | 0 | 0 | 0 | 0 | 0
DemandResponse | 0 | 0 | 0 | 0 | 0 | 0
IGCC-CCS | 0 | 0 | 0 | 0 | 0 | 0
WT_off | 0 | 0 | 0 | 0 | 0 | 0
PseudoUnit | 0 | 0 | 0 | 0 | 0 | 0
FixedInterchange | 0 | 0 | 0 | 0 | 0 | 0
NOx Emissions (MMshortTons): All
ReportingType | 2015 | 2020 | 2025 | 2030 | 2035 | 2040
BM | 0 | 0 | 0 | 0 | 0 | 0
CC | 0.1 | 0.11 | 0.11 | 0.07 | 0.03 | 0.01
CSP | 0 | 0 | 0 | 0 | 0 | 0
CT | 0 | 0 | 0 | 0 | 0 | 0
Coal | 0.96 | 0.34 | 0.03 | 0.01 | 0.01 | 0.01
Geo | 0 | 0 | 0 | 0 | 0 | 0
H | 0 | 0 | 0 | 0 | 0 | 0
LFG | 0 | 0 | 0 | 0 | 0 | 0
Nuc | 0 | 0 | 0 | 0 | 0 | 0
PS | 0 | 0 | 0 | 0 | 0 | 0
PV | 0 | 0 | 0 | 0 | 0 | 0
PeakG | 0 | 0 | 0 | 0 | 0 | 0
PeakO | 0 | 0 | 0 | 0 | 0 | 0
ST | 0 | 0 | 0 | 0 | 0 | 0
STOG | 0.01 | 0.01 | 0 | 0 | 0 | 0
STWD | 0 | 0 | 0 | 0 | 0 | 0
WT | 0 | 0 | 0 | 0 | 0 | 0
IGCC | 0 | 0 | 0 | 0 | 0 | 0
DemandResponse | 0 | 0 | 0 | 0 | 0 | 0
IGCC-CCS | 0 | 0 | 0 | 0 | 0 | 0
WT_off | 0 | 0 | 0 | 0 | 0 | 0
PseudoUnit | 0 | 0 | 0 | 0 | 0 | 0
FixedInterchange | 0 | 0 | 0 | 0 | 0 | 0
NOx Emissions (MMshortTons): EI_US
ReportingType | 2015 | 2020 | 2025 | 2030 | 2035 | 2040
BM | 0 | 0 | 0 | 0 | 0 | 0
CC | 0.06 | 0.08 | 0.08 | 0.05 | 0.03 | 0.01
CSP | 0 | 0 | 0 | 0 | 0 | 0
CT | 0 | 0 | 0 | 0 | 0 | 0
Coal | 0.72 | 0.16 | 0.01 | 0.01 | 0.01 | 0.01
Geo | 0 | 0 | 0 | 0 | 0 | 0
H | 0 | 0 | 0 | 0 | 0 | 0
LFG | 0 | 0 | 0 | 0 | 0 | 0
Nuc | 0 | 0 | 0 | 0 | 0 | 0
PS | 0 | 0 | 0 | 0 | 0 | 0
PV | 0 | 0 | 0 | 0 | 0 | 0
PeakG | 0 | 0 | 0 | 0 | 0 | 0
PeakO | 0 | 0 | 0 | 0 | 0 | 0
ST | 0 | 0 | 0 | 0 | 0 | 0
STOG | 0 | 0 | 0 | 0 | 0 | 0
STWD | 0 | 0 | 0 | 0 | 0 | 0
WT | 0 | 0 | 0 | 0 | 0 | 0
IGCC | 0 | 0 | 0 | 0 | 0 | 0
DemandResponse | 0 | 0 | 0 | 0 | 0 | 0
IGCC-CCS | 0 | 0 | 0 | 0 | 0 | 0
WT_off | 0 | 0 | 0 | 0 | 0 | 0
PseudoUnit | 0 | 0 | 0 | 0 | 0 | 0
FixedInterchange | 0 | 0 | 0 | 0 | 0 | 0
NOx Emissions (MMshortTons): EI_Canada
ReportingType | 2015 | 2020 | 2025 | 2030 | 2035 | 2040
BM | 0 | 0 | 0 | 0 | 0 | 0
CC | 0 | 0 | 0 | 0 | 0 | 0
CSP | 0 | 0 | 0 | 0 | 0 | 0
CT | 0 | 0 | 0 | 0 | 0 | 0
Coal | 0 | 0 | 0 | 0 | 0 | 0
Geo | 0 | 0 | 0 | 0 | 0 | 0
H | 0 | 0 | 0 | 0 | 0 | 0
LFG | 0 | 0 | 0 | 0 | 0 | 0
Nuc | 0 | 0 | 0 | 0 | 0 | 0
PS | 0 | 0 | 0 | 0 | 0 | 0
PV | 0 | 0 | 0 | 0 | 0 | 0
PeakG | 0 | 0 | 0 | 0 | 0 | 0
PeakO | 0 | 0 | 0 | 0 | 0 | 0
ST | 0 | 0 | 0 | 0 | 0 | 0
STOG | 0 | 0 | 0 | 0 | 0 | 0
STWD | 0 | 0 | 0 | 0 | 0 | 0
WT | 0 | 0 | 0 | 0 | 0 | 0
IGCC | 0 | 0 | 0 | 0 | 0 | 0
DemandResponse | 0 | 0 | 0 | 0 | 0 | 0
IGCC-CCS | 0 | 0 | 0 | 0 | 0 | 0
WT_off | 0 | 0 | 0 | 0 | 0 | 0
PseudoUnit | 0 | 0 | 0 | 0 | 0 | 0
FixedInterchange | 0 | 0 | 0 | 0 | 0 | 0
NOx Emissions (MMshortTons): EI
ReportingType | 2015 | 2020 | 2025 | 2030 | 2035 | 2040
BM | 0 | 0 | 0 | 0 | 0 | 0
CC | 0.06 | 0.08 | 0.08 | 0.05 | 0.03 | 0.01
CSP | 0 | 0 | 0 | 0 | 0 | 0
CT | 0 | 0 | 0 | 0 | 0 | 0
Coal | 0.72 | 0.16 | 0.01 | 0.01 | 0.01 | 0.01
Geo | 0 | 0 | 0 | 0 | 0 | 0
H | 0 | 0 | 0 | 0 | 0 | 0
LFG | 0 | 0 | 0 | 0 | 0 | 0
Nuc | 0 | 0 | 0 | 0 | 0 | 0
PS | 0 | 0 | 0 | 0 | 0 | 0
PV | 0 | 0 | 0 | 0 | 0 | 0
PeakG | 0 | 0 | 0 | 0 | 0 | 0
PeakO | 0 | 0 | 0 | 0 | 0 | 0
ST | 0 | 0 | 0 | 0 | 0 | 0
STOG | 0 | 0 | 0 | 0 | 0 | 0
STWD | 0 | 0 | 0 | 0 | 0 | 0
WT | 0 | 0 | 0 | 0 | 0 | 0
IGCC | 0 | 0 | 0 | 0 | 0 | 0
DemandResponse | 0 | 0 | 0 | 0 | 0 | 0
IGCC-CCS | 0 | 0 | 0 | 0 | 0 | 0
WT_off | 0 | 0 | 0 | 0 | 0 | 0
PseudoUnit | 0 | 0 | 0 | 0 | 0 | 0
FixedInterchange | 0 | 0 | 0 | 0 | 0 | 0
NOx Emissions (MMshortTons): Outside_EI
ReportingType | 2015 | 2020 | 2025 | 2030 | 2035 | 2040
BM | 0 | 0 | 0 | 0 | 0 | 0
CC | 0.03 | 0.03 | 0.03 | 0.02 | 0.01 | 0
CSP | 0 | 0 | 0 | 0 | 0 | 0
CT | 0 | 0 | 0 | 0 | 0 | 0
Coal | 0.24 | 0.18 | 0.02 | 0 | 0 | 0
Geo | 0 | 0 | 0 | 0 | 0 | 0
H | 0 | 0 | 0 | 0 | 0 | 0
LFG | 0 | 0 | 0 | 0 | 0 | 0
Nuc | 0 | 0 | 0 | 0 | 0 | 0
PS | 0 | 0 | 0 | 0 | 0 | 0
PV | 0 | 0 | 0 | 0 | 0 | 0
PeakG | 0 | 0 | 0 | 0 | 0 | 0
PeakO | 0 | 0 | 0 | 0 | 0 | 0
ST | 0 | 0 | 0 | 0 | 0 | 0
STOG | 0 | 0 | 0 | 0 | 0 | 0
STWD | 0 | 0 | 0 | 0 | 0 | 0
WT | 0 | 0 | 0 | 0 | 0 | 0
IGCC | 0 | 0 | 0 | 0 | 0 | 0
DemandResponse | 0 | 0 | 0 | 0 | 0 | 0
IGCC-CCS | 0 | 0 | 0 | 0 | 0 | 0
WT_off | 0 | 0 | 0 | 0 | 0 | 0
PseudoUnit | 0 | 0 | 0 | 0 | 0 | 0
FixedInterchange | 0 | 0 | 0 | 0 | 0 | 0
CO2 Emissions (MMshortTons): Entergy
ReportingType | 2015 | 2020 | 2025 | 2030 | 2035 | 2040
BM | 0 | 0 | 0 | 0 | 0 | 0
CC | 28.12 | 38.94 | 37.38 | 24.4 | 4.88 | 1.7
CSP | 0 | 0 | 0 | 0 | 0 | 0
CT | 0 | 0 | 0 | 0 | 0 | 0
Coal | 59.56 | 5.41 | 0.51 | 0 | 0 | 0
Geo | 0 | 0 | 0 | 0 | 0 | 0
H | 0 | 0 | 0 | 0 | 0 | 0
LFG | 0 | 0 | 0 | 0 | 0 | 0
Nuc | 0 | 0 | 0 | 0 | 0 | 0
PS | 0 | 0 | 0 | 0 | 0 | 0
PV | 0 | 0 | 0 | 0 | 0 | 0
PeakG | 0 | 0 | 0 | 0 | 0 | 0
PeakO | 0 | 0 | 0 | 0 | 0 | 0
ST | 0 | 0 | 0 | 0 | 0 | 0
STOG | 0.3 | 0.36 | 0 | 0 | 0 | 0
STWD | 0 | 0 | 0 | 0 | 0 | 0
WT | 0 | 0 | 0 | 0 | 0 | 0
IGCC | 0 | 0 | 0 | 0 | 0 | 0
DemandResponse | 0 | 0 | 0 | 0 | 0 | 0
IGCC-CCS | 0 | 0 | 0 | 0 | 0 | 0
WT_off | 0 | 0 | 0 | 0 | 0 | 0
PseudoUnit | 0 | 0 | 0 | 0 | 0 | 0
FixedInterchange | 0 | 0 | 0 | 0 | 0 | 0
CO2 Emissions (MMshortTons): FRCC
ReportingType | 2015 | 2020 | 2025 | 2030 | 2035 | 2040
BM | 0 | 0 | 0 | 0 | 0 | 0
CC | 71.68 | 72.72 | 69.83 | 22.33 | 13.08 | 6.33
CSP | 0 | 0 | 0 | 0 | 0 | 0
CT | 0.42 | 0.61 | 0.6 | 0.11 | 0 | 0
Coal | 21.9 | 1.76 | 0 | 0 | 0 | 0
Geo | 0 | 0 | 0 | 0 | 0 | 0
H | 0 | 0 | 0 | 0 | 0 | 0
LFG | 0 | 0 | 0 | 0 | 0 | 0
Nuc | 0 | 0 | 0 | 0 | 0 | 0
PS | 0 | 0 | 0 | 0 | 0 | 0
PV | 0 | 0 | 0 | 0 | 0 | 0
PeakG | 0.3 | 0.6 | 0.46 | 0.02 | 0.04 | 0.04
PeakO | 0 | 0 | 0 | 0 | 0 | 0
ST | 0 | 0 | 0 | 0 | 0 | 0
STOG | 0.41 | 0 | 0 | 0 | 0 | 0
STWD | 0 | 0 | 0 | 0 | 0 | 0
WT | 0 | 0 | 0 | 0 | 0 | 0
IGCC | 0 | 0 | 0 | 0 | 0 | 0
DemandResponse | 0 | 0 | 0 | 0 | 0 | 0
IGCC-CCS | 0 | 0 | 0 | 0 | 0 | 0
WT_off | 0 | 0 | 0 | 0 | 0 | 0
PseudoUnit | 0 | 0 | 0 | 0 | 0 | 0
FixedInterchange | 0 | 0 | 0 | 0 | 0 | 0
CO2 Emissions (MMshortTons): MAPP_US
ReportingType | 2015 | 2020 | 2025 | 2030 | 2035 | 2040
BM | 0 | 0 | 0 | 0 | 0 | 0
CC | 0.12 | 0.08 | 0.13 | 0.08 | 0.05 | 0
CSP | 0 | 0 | 0 | 0 | 0 | 0
CT | 0 | 0 | 0 | 0 | 0 | 0
Coal | 12.22 | 0.25 | 0 | 0 | 0 | 0
Geo | 0 | 0 | 0 | 0 | 0 | 0
H | 0 | 0 | 0 | 0 | 0 | 0
LFG | 0 | 0 | 0 | 0 | 0 | 0
Nuc | 0 | 0 | 0 | 0 | 0 | 0
PS | 0 | 0 | 0 | 0 | 0 | 0
PV | 0 | 0 | 0 | 0 | 0 | 0
PeakG | 0.04 | 0.08 | 0.09 | 0.03 | 0.01 | 0.01
PeakO | 0 | 0 | 0 | 0 | 0 | 0
ST | 0 | 0 | 0 | 0 | 0 | 0
STOG | 0 | 0 | 0 | 0 | 0 | 0
STWD | 0 | 0 | 0 | 0 | 0 | 0
WT | 0 | 0 | 0 | 0 | 0 | 0
IGCC | 0 | 0 | 0 | 0 | 0 | 0
DemandResponse | 0 | 0 | 0 | 0 | 0 | 0
IGCC-CCS | 0 | 0 | 0 | 0 | 0 | 0
WT_off | 0 | 0 | 0 | 0 | 0 | 0
PseudoUnit | 0 | 0 | 0 | 0 | 0 | 0
FixedInterchange | 0 | 0 | 0 | 0 | 0 | 0
CO2 Emissions (MMshortTons): MISO_IN
ReportingType | 2015 | 2020 | 2025 | 2030 | 2035 | 2040
BM | 0 | 0 | 0 | 0 | 0 | 0
CC | 8.31 | 51.14 | 51.55 | 46.15 | 38.76 | 10.08
CSP | 0 | 0 | 0 | 0 | 0 | 0
CT | 0 | 0 | 0 | 0 | 0 | 0
Coal | 51.83 | 22.87 | 0.36 | 0.1 | 0.22 | 0.22
Geo | 0 | 0 | 0 | 0 | 0 | 0
H | 0 | 0 | 0 | 0 | 0 | 0
LFG | 0 | 0 | 0 | 0 | 0 | 0
Nuc | 0 | 0 | 0 | 0 | 0 | 0
PS | 0 | 0 | 0 | 0 | 0 | 0
PV | 0 | 0 | 0 | 0 | 0 | 0
PeakG | 0 | 0 | 0.02 | 0 | 0 | 0
PeakO | 0 | 0 | 0 | 0 | 0 | 0
ST | 0 | 0 | 0 | 0 | 0 | 0
STOG | 0.03 | 0.04 | 0.04 | 0.04 | 0 | 0
STWD | 0 | 0 | 0 | 0 | 0 | 0
WT | 0 | 0 | 0 | 0 | 0 | 0
IGCC | 4.15 | 4.15 | 0.94 | 0.06 | 0 | 0
DemandResponse | 0 | 0 | 0 | 0 | 0 | 0
IGCC-CCS | 0 | 0 | 0 | 0 | 0 | 0
WT_off | 0 | 0 | 0 | 0 | 0 | 0
PseudoUnit | 0 | 0 | 0 | 0 | 0 | 0
FixedInterchange | 0 | 0 | 0 | 0 | 0 | 0
CO2 Emissions (MMshortTons): MISO_MI
ReportingType | 2015 | 2020 | 2025 | 2030 | 2035 | 2040
BM | 0 | 0 | 0 | 0 | 0 | 0
CC | 5.18 | 4.33 | 5.14 | 2.1 | 0.66 | 0.13
CSP | 0 | 0 | 0 | 0 | 0 | 0
CT | 0 | 0 | 0 | 0 | 0 | 0
Coal | 28.03 | 0 | 0 | 0 | 0 | 0
Geo | 0 | 0 | 0 | 0 | 0 | 0
H | 0 | 0 | 0 | 0 | 0 | 0
LFG | 0 | 0 | 0 | 0 | 0 | 0
Nuc | 0 | 0 | 0 | 0 | 0 | 0
PS | 0 | 0 | 0 | 0 | 0 | 0
PV | 0 | 0 | 0 | 0 | 0 | 0
PeakG | 0.03 | 0.01 | 0.02 | 0 | 0 | 0
PeakO | 0 | 0 | 0 | 0 | 0 | 0
ST | 0 | 0 | 0 | 0 | 0 | 0
STOG | 0.25 | 0.11 | 0.19 | 0.02 | 0 | 0
STWD | 0 | 0 | 0 | 0 | 0 | 0
WT | 0 | 0 | 0 | 0 | 0 | 0
IGCC | 0 | 0 | 0 | 0 | 0 | 0
DemandResponse | 0 | 0 | 0 | 0 | 0 | 0
IGCC-CCS | 0 | 0 | 0 | 0 | 0 | 0
WT_off | 0 | 0 | 0 | 0 | 0 | 0
PseudoUnit | 0 | 0 | 0 | 0 | 0 | 0
FixedInterchange | 0 | 0 | 0 | 0 | 0 | 0
CO2 Emissions (MMshortTons): MISO_MO-IL
ReportingType | 2015 | 2020 | 2025 | 2030 | 2035 | 2040
BM | 0 | 0 | 0 | 0 | 0 | 0
CC | 1.31 | 1.8 | 1.51 | 0.5 | 0.26 | 0.11
CSP | 0 | 0 | 0 | 0 | 0 | 0
CT | 0 | 0 | 0 | 0 | 0 | 0
Coal | 75.46 | 15.57 | 3.71 | 0.19 | 0.07 | 0.07
Geo | 0 | 0 | 0 | 0 | 0 | 0
H | 0 | 0 | 0 | 0 | 0 | 0
LFG | 0 | 0 | 0 | 0 | 0 | 0
Nuc | 0 | 0 | 0 | 0 | 0 | 0
PS | 0 | 0 | 0 | 0 | 0 | 0
PV | 0 | 0 | 0 | 0 | 0 | 0
PeakG | 0.14 | 0.5 | 0.16 | 0.39 | 0.28 | 0.11
PeakO | 0 | 0 | 0 | 0 | 0 | 0
ST | 0 | 0 | 0 | 0 | 0 | 0
STOG | 0 | 0.02 | 0.01 | 0 | 0 | 0
STWD | 0 | 0 | 0 | 0 | 0 | 0
WT | 0 | 0 | 0 | 0 | 0 | 0
IGCC | 0 | 0 | 0 | 0 | 0 | 0
DemandResponse | 0 | 0 | 0 | 0 | 0 | 0
IGCC-CCS | 0 | 0 | 0 | 0 | 0 | 0
WT_off | 0 | 0 | 0 | 0 | 0 | 0
PseudoUnit | 0 | 0 | 0 | 0 | 0 | 0
FixedInterchange | 0 | 0 | 0 | 0 | 0 | 0
CO2 Emissions (MMshortTons): MISO_W
ReportingType | 2015 | 2020 | 2025 | 2030 | 2035 | 2040
BM | 0 | 0 | 0 | 0 | 0 | 0
CC | 4.32 | 5.12 | 1.98 | 1.15 | 0.81 | 0.38
CSP | 0 | 0 | 0 | 0 | 0 | 0
CT | 0 | 0 | 0 | 0 | 0 | 0
Coal | 78.54 | 31.83 | 2.11 | 0.43 | 0.43 | 0.43
Geo | 0 | 0 | 0 | 0 | 0 | 0
H | 0 | 0 | 0 | 0 | 0 | 0
LFG | 0 | 0 | 0 | 0 | 0 | 0
Nuc | 0 | 0 | 0 | 0 | 0 | 0
PS | 0 | 0 | 0 | 0 | 0 | 0
PV | 0 | 0 | 0 | 0 | 0 | 0
PeakG | 0.17 | 0.18 | 0.06 | 0.01 | 0.01 | 0
PeakO | 0 | 0 | 0 | 0 | 0 | 0
ST | 0 | 0 | 0 | 0 | 0 | 0
STOG | 0 | 0 | 0 | 0 | 0 | 0
STWD | 0 | 0 | 0 | 0 | 0 | 0
WT | 0 | 0 | 0 | 0 | 0 | 0
IGCC | 0 | 0 | 0 | 0 | 0 | 0
DemandResponse | 0 | 0 | 0 | 0 | 0 | 0
IGCC-CCS | 0 | 0 | 0 | 0 | 0 | 0
WT_off | 0 | 0 | 0 | 0 | 0 | 0
PseudoUnit | 0 | 0 | 0 | 0 | 0 | 0
FixedInterchange | 0 | 0 | 0 | 0 | 0 | 0
CO2 Emissions (MMshortTons): MISO_WUMS
ReportingType | 2015 | 2020 | 2025 | 2030 | 2035 | 2040
BM | 0 | 0 | 0 | 0 | 0 | 0
CC | 19.12 | 22.14 | 21.8 | 15.56 | 15.4 | 1.17
CSP | 0 | 0 | 0 | 0 | 0 | 0
CT | 0 | 0 | 0 | 0 | 0 | 0
Coal | 12.23 | 3.23 | 0.73 | 0.2 | 0.25 | 0.35
Geo | 0 | 0 | 0 | 0 | 0 | 0
H | 0 | 0 | 0 | 0 | 0 | 0
LFG | 0 | 0 | 0 | 0 | 0 | 0
Nuc | 0 | 0 | 0 | 0 | 0 | 0
PS | 0 | 0 | 0 | 0 | 0 | 0
PV | 0 | 0 | 0 | 0 | 0 | 0
PeakG | 0 | 0 | 0.01 | 0 | 0 | 0
PeakO | 0 | 0 | 0 | 0 | 0 | 0
ST | 0 | 0 | 0 | 0 | 0 | 0
STOG | 0 | 0 | 0 | 0 | 0 | 0
STWD | 0 | 0 | 0 | 0 | 0 | 0
WT | 0 | 0 | 0 | 0 | 0 | 0
IGCC | 0 | 0 | 0 | 0 | 0 | 0
DemandResponse | 0 | 0 | 0 | 0 | 0 | 0
IGCC-CCS | 0 | 0 | 0 | 0 | 0 | 0
WT_off | 0 | 0 | 0 | 0 | 0 | 0
PseudoUnit | 0 | 0 | 0 | 0 | 0 | 0
FixedInterchange | 0 | 0 | 0 | 0 | 0 | 0
CO2 Emissions (MMshortTons): Nebraska
ReportingType | 2015 | 2020 | 2025 | 2030 | 2035 | 2040
BM | 0 | 0 | 0 | 0 | 0 | 0
CC | 0.25 | 1.06 | 1.12 | 0.8 | 0.37 | 0.21
CSP | 0 | 0 | 0 | 0 | 0 | 0
CT | 0 | 0 | 0 | 0 | 0 | 0
Coal | 35.38 | 6.89 | 0.65 | 0.45 | 0.4 | 0.4
Geo | 0 | 0 | 0 | 0 | 0 | 0
H | 0 | 0 | 0 | 0 | 0 | 0
LFG | 0 | 0 | 0 | 0 | 0 | 0
Nuc | 0 | 0 | 0 | 0 | 0 | 0
PS | 0 | 0 | 0 | 0 | 0 | 0
PV | 0 | 0 | 0 | 0 | 0 | 0
PeakG | 0.03 | 0 | 0.03 | 0.02 | 0 | 0
PeakO | 0 | 0 | 0 | 0 | 0 | 0
ST | 0 | 0 | 0 | 0 | 0 | 0
STOG | 0 | 0 | 0 | 0 | 0 | 0
STWD | 0 | 0 | 0 | 0 | 0 | 0
WT | 0 | 0 | 0 | 0 | 0 | 0
IGCC | 0 | 0 | 0 | 0 | 0 | 0
DemandResponse | 0 | 0 | 0 | 0 | 0 | 0
IGCC-CCS | 0 | 0 | 0 | 0 | 0 | 0
WT_off | 0 | 0 | 0 | 0 | 0 | 0
PseudoUnit | 0 | 0 | 0 | 0 | 0 | 0
FixedInterchange | 0 | 0 | 0 | 0 | 0 | 0
CO2 Emissions (MMshortTons): NEISO
ReportingType | 2015 | 2020 | 2025 | 2030 | 2035 | 2040
BM | 0 | 0 | 0 | 0 | 0 | 0
CC | 15.21 | 7.49 | 5.66 | 1.8 | 0.36 | 0.02
CSP | 0 | 0 | 0 | 0 | 0 | 0
CT | 0 | 0.01 | 0.01 | 0.01 | 0 | 0
Coal | 0.04 | 0 | 0 | 0 | 0 | 0
Geo | 0 | 0 | 0 | 0 | 0 | 0
H | 0 | 0 | 0 | 0 | 0 | 0
LFG | 0 | 0 | 0 | 0 | 0 | 0
Nuc | 0 | 0 | 0 | 0 | 0 | 0
PS | 0 | 0 | 0 | 0 | 0 | 0
PV | 0 | 0 | 0 | 0 | 0 | 0
PeakG | 0.01 | 0.02 | 0.02 | 0.02 | 0 | 0.02
PeakO | 0 | 0 | 0 | 0 | 0 | 0
ST | 0 | 0 | 0 | 0 | 0 | 0
STOG | 0 | 0 | 0 | 0 | 0 | 0
STWD | 0 | 0 | 0 | 0 | 0 | 0
WT | 0 | 0 | 0 | 0 | 0 | 0
IGCC | 0 | 0 | 0 | 0 | 0 | 0
DemandResponse | 0 | 0 | 0 | 0 | 0 | 0
IGCC-CCS | 0 | 0 | 0 | 0 | 0 | 0
WT_off | 0 | 0 | 0 | 0 | 0 | 0
PseudoUnit | 0 | 0 | 0 | 0 | 0 | 0
FixedInterchange | 0 | 0 | 0 | 0 | 0 | 0
CO2 Emissions (MMshortTons): NonRTO_Midwest
ReportingType | 2015 | 2020 | 2025 | 2030 | 2035 | 2040
BM | 0 | 0 | 0 | 0 | 0 | 0
CC | 5.07 | 9.07 | 9.07 | 8.59 | 5.8 | 0.82
CSP | 0 | 0 | 0 | 0 | 0 | 0
CT | 0 | 0 | 0 | 0 | 0 | 0
Coal | 43.92 | 29.28 | 1.91 | 0.3 | 0.3 | 0.3
Geo | 0 | 0 | 0 | 0 | 0 | 0
H | 0 | 0 | 0 | 0 | 0 | 0
LFG | 0 | 0 | 0 | 0 | 0 | 0
Nuc | 0 | 0 | 0 | 0 | 0 | 0
PS | 0 | 0 | 0 | 0 | 0 | 0
PV | 0 | 0 | 0 | 0 | 0 | 0
PeakG | 0.1 | 0.05 | 0.29 | 0.17 | 0.01 | 0
PeakO | 0 | 0 | 0 | 0 | 0 | 0
ST | 0 | 0 | 0 | 0 | 0 | 0
STOG | 0 | 0 | 0 | 0 | 0 | 0
STWD | 0 | 0 | 0 | 0 | 0 | 0
WT | 0 | 0 | 0 | 0 | 0 | 0
IGCC | 0 | 0 | 0 | 0 | 0 | 0
DemandResponse | 0 | 0 | 0 | 0 | 0 | 0
IGCC-CCS | 0 | 0 | 0 | 0 | 0 | 0
WT_off | 0 | 0 | 0 | 0 | 0 | 0
PseudoUnit | 0 | 0 | 0 | 0 | 0 | 0
FixedInterchange | 0 | 0 | 0 | 0 | 0 | 0
CO2 Emissions (MMshortTons): NYISO_A-F
ReportingType | 2015 | 2020 | 2025 | 2030 | 2035 | 2040
BM | 0 | 0 | 0 | 0 | 0 | 0
CC | 2.7 | 2.68 | 1.74 | 0.27 | 0.1 | 0
CSP | 0 | 0 | 0 | 0 | 0 | 0
CT | 0 | 0 | 0 | 0 | 0 | 0
Coal | 0 | 0 | 0 | 0 | 0 | 0
Geo | 0 | 0 | 0 | 0 | 0 | 0
H | 0 | 0 | 0 | 0 | 0 | 0
LFG | 0 | 0 | 0 | 0 | 0 | 0
Nuc | 0 | 0 | 0 | 0 | 0 | 0
PS | 0 | 0 | 0 | 0 | 0 | 0
PV | 0 | 0 | 0 | 0 | 0 | 0
PeakG | 0 | 0 | 0 | 0 | 0 | 0
PeakO | 0 | 0 | 0 | 0 | 0 | 0
ST | 0 | 0 | 0 | 0 | 0 | 0
STOG | 0 | 0 | 0 | 0 | 0 | 0
STWD | 0 | 0 | 0 | 0 | 0 | 0
WT | 0 | 0 | 0 | 0 | 0 | 0
IGCC | 0 | 0 | 0 | 0 | 0 | 0
DemandResponse | 0 | 0 | 0 | 0 | 0 | 0
IGCC-CCS | 0 | 0 | 0 | 0 | 0 | 0
WT_off | 0 | 0 | 0 | 0 | 0 | 0
PseudoUnit | 0 | 0 | 0 | 0 | 0 | 0
FixedInterchange | 0 | 0 | 0 | 0 | 0 | 0
CO2 Emissions (MMshortTons): NYISO_G-I
ReportingType | 2015 | 2020 | 2025 | 2030 | 2035 | 2040
BM | 0 | 0 | 0 | 0 | 0 | 0
CC | 0.83 | 0.87 | 0.45 | 0.17 | 0.17 | 0.13
CSP | 0 | 0 | 0 | 0 | 0 | 0
CT | 0 | 0 | 0 | 0 | 0 | 0
Coal | 0 | 0 | 0 | 0 | 0 | 0
Geo | 0 | 0 | 0 | 0 | 0 | 0
H | 0 | 0 | 0 | 0 | 0 | 0
LFG | 0 | 0 | 0 | 0 | 0 | 0
Nuc | 0 | 0 | 0 | 0 | 0 | 0
PS | 0 | 0 | 0 | 0 | 0 | 0
PV | 0 | 0 | 0 | 0 | 0 | 0
PeakG | 0 | 0 | 0 | 0 | 0 | 0
PeakO | 0 | 0 | 0 | 0 | 0 | 0
ST | 0 | 0 | 0 | 0 | 0 | 0
STOG | 0 | 0 | 0 | 0 | 0 | 0
STWD | 0 | 0 | 0 | 0 | 0 | 0
WT | 0 | 0 | 0 | 0 | 0 | 0
IGCC | 0 | 0 | 0 | 0 | 0 | 0
DemandResponse | 0 | 0 | 0 | 0 | 0 | 0
IGCC-CCS | 0 | 0 | 0 | 0 | 0 | 0
WT_off | 0 | 0 | 0 | 0 | 0 | 0
PseudoUnit | 0 | 0 | 0 | 0 | 0 | 0
FixedInterchange | 0 | 0 | 0 | 0 | 0 | 0
CO2 Emissions (MMshortTons): NYISO_J-K
ReportingType | 2015 | 2020 | 2025 | 2030 | 2035 | 2040
BM | 0 | 0 | 0 | 0 | 0 | 0
CC | 8.58 | 8.55 | 5.02 | 3.12 | 2.38 | 0.64
CSP | 0 | 0 | 0 | 0 | 0 | 0
CT | 0 | 0 | 0 | 0 | 0 | 0
Coal | 0 | 0 | 0 | 0 | 0 | 0
Geo | 0 | 0 | 0 | 0 | 0 | 0
H | 0 | 0 | 0 | 0 | 0 | 0
LFG | 0 | 0 | 0 | 0 | 0 | 0
Nuc | 0 | 0 | 0 | 0 | 0 | 0
PS | 0 | 0 | 0 | 0 | 0 | 0
PV | 0 | 0 | 0 | 0 | 0 | 0
PeakG | 0.04 | 0.04 | 0.05 | 0.05 | 0.05 | 0.07
PeakO | 0 | 0 | 0 | 0 | 0 | 0
ST | 0 | 0 | 0 | 0 | 0 | 0
STOG | 0.17 | 0.17 | 0.09 | 0.02 | 0.01 | 0.01
STWD | 0 | 0 | 0 | 0 | 0 | 0
WT | 0 | 0 | 0 | 0 | 0 | 0
IGCC | 0 | 0 | 0 | 0 | 0 | 0
DemandResponse | 0 | 0 | 0 | 0 | 0 | 0
IGCC-CCS | 0 | 0 | 0 | 0 | 0 | 0
WT_off | 0 | 0 | 0 | 0 | 0 | 0
PseudoUnit | 0 | 0 | 0 | 0 | 0 | 0
FixedInterchange | 0 | 0 | 0 | 0 | 0 | 0
CO2 Emissions (MMshortTons): PJM_E
ReportingType | 2015 | 2020 | 2025 | 2030 | 2035 | 2040
BM | 0 | 0 | 0 | 0 | 0 | 0
CC | 17.37 | 21.18 | 24.84 | 14.61 | 12.2 | 4.17
CSP | 0 | 0 | 0 | 0 | 0 | 0
CT | 0 | 0 | 0 | 0 | 0 | 0
Coal | 0.42 | 0.12 | 0.02 | 0 | 0 | 0
Geo | 0 | 0 | 0 | 0 | 0 | 0
H | 0 | 0 | 0 | 0 | 0 | 0
LFG | 0 | 0 | 0 | 0 | 0 | 0
Nuc | 0 | 0 | 0 | 0 | 0 | 0
PS | 0 | 0 | 0 | 0 | 0 | 0
PV | 0 | 0 | 0 | 0 | 0 | 0
PeakG | 0.05 | 0.31 | 0.58 | 0.31 | 0.16 | 0.16
PeakO | 0 | 0 | 0 | 0 | 0 | 0
ST | 0 | 0 | 0 | 0 | 0 | 0
STOG | 0.05 | 0.1 | 0 | 0 | 0 | 0
STWD | 0 | 0 | 0 | 0 | 0 | 0
WT | 0 | 0 | 0 | 0 | 0 | 0
IGCC | 0 | 0 | 0 | 0 | 0 | 0
DemandResponse | 0 | 0 | 0 | 0 | 0 | 0
IGCC-CCS | 0 | 0 | 0 | 0 | 0 | 0
WT_off | 0 | 0 | 0 | 0 | 0 | 0
PseudoUnit | 0 | 0 | 0 | 0 | 0 | 0
FixedInterchange | 0 | 0 | 0 | 0 | 0 | 0
CO2 Emissions (MMshortTons): PJM_ROM
ReportingType | 2015 | 2020 | 2025 | 2030 | 2035 | 2040
BM | 0 | 0 | 0 | 0 | 0 | 0
CC | 8.07 | 10.48 | 10.8 | 6.52 | 5.37 | 0.72
CSP | 0 | 0 | 0 | 0 | 0 | 0
CT | 0 | 0 | 0 | 0 | 0 | 0
Coal | 9.52 | 1.54 | 0.03 | 0 | 0 | 0
Geo | 0 | 0 | 0 | 0 | 0 | 0
H | 0 | 0 | 0 | 0 | 0 | 0
LFG | 0 | 0 | 0 | 0 | 0 | 0
Nuc | 0 | 0 | 0 | 0 | 0 | 0
PS | 0 | 0 | 0 | 0 | 0 | 0
PV | 0 | 0 | 0 | 0 | 0 | 0
PeakG | 0 | 0.03 | 0.03 | 0.1 | 0.1 | 0.1
PeakO | 0 | 0 | 0 | 0 | 0 | 0
ST | 0 | 0 | 0 | 0 | 0 | 0
STOG | 0.43 | 0.83 | 0 | 0 | 0 | 0
STWD | 0 | 0 | 0 | 0 | 0 | 0
WT | 0 | 0 | 0 | 0 | 0 | 0
IGCC | 0 | 0 | 0 | 0 | 0 | 0
DemandResponse | 0 | 0 | 0 | 0 | 0 | 0
IGCC-CCS | 0 | 0 | 0 | 0 | 0 | 0
WT_off | 0 | 0 | 0 | 0 | 0 | 0
PseudoUnit | 0 | 0 | 0 | 0 | 0 | 0
FixedInterchange | 0 | 0 | 0 | 0 | 0 | 0
CO2 Emissions (MMshortTons): PJM_ROR
ReportingType | 2015 | 2020 | 2025 | 2030 | 2035 | 2040
BM | 0 | 0 | 0 | 0 | 0 | 0
CC | 52.3 | 58.13 | 57.81 | 41.99 | 25.6 | 0.91
CSP | 0 | 0 | 0 | 0 | 0 | 0
CT | 0 | 0 | 0.01 | 0 | 0 | 0
Coal | 207.51 | 109.04 | 8.63 | 0.68 | 0.46 | 0.46
Geo | 0 | 0 | 0 | 0 | 0 | 0
H | 0 | 0 | 0 | 0 | 0 | 0
LFG | 0 | 0 | 0 | 0 | 0 | 0
Nuc | 0 | 0 | 0 | 0 | 0 | 0
PS | 0 | 0 | 0 | 0 | 0 | 0
PV | 0 | 0 | 0 | 0 | 0 | 0
PeakG | 0.66 | 0.91 | 2.29 | 0.44 | 0.36 | 0.23
PeakO | 0 | 0 | 0 | 0 | 0 | 0
ST | 0 | 0 | 0 | 0 | 0 | 0
STOG | 0.25 | 0.49 | 0 | 0 | 0 | 0
STWD | 0 | 0 | 0 | 0 | 0 | 0
WT | 0 | 0 | 0 | 0 | 0 | 0
IGCC | 0 | 0 | 0 | 0 | 0 | 0
DemandResponse | 0 | 0 | 0 | 0 | 0 | 0
IGCC-CCS | 0 | 0 | 0 | 0 | 0 | 0
WT_off | 0 | 0 | 0 | 0 | 0 | 0
PseudoUnit | 0 | 0 | 0 | 0 | 0 | 0
FixedInterchange | 0 | 0 | 0 | 0 | 0 | 0
CO2 Emissions (MMshortTons): SOCO
ReportingType | 2015 | 2020 | 2025 | 2030 | 2035 | 2040
BM | 0 | 0 | 0 | 0 | 0 | 0
CC | 57.27 | 61.11 | 58.31 | 26.91 | 6.15 | 0.79
CSP | 0 | 0 | 0 | 0 | 0 | 0
CT | 0 | 0 | 0 | 0 | 0 | 0
Coal | 35.73 | 13.91 | 0.63 | 0.7 | 0.7 | 0.7
Geo | 0 | 0 | 0 | 0 | 0 | 0
H | 0 | 0 | 0 | 0 | 0 | 0
LFG | 0 | 0 | 0 | 0 | 0 | 0
Nuc | 0 | 0 | 0 | 0 | 0 | 0
PS | 0 | 0 | 0 | 0 | 0 | 0
PV | 0 | 0 | 0 | 0 | 0 | 0
PeakG | 0.47 | 0.78 | 1.22 | 0.01 | 0 | 0.02
PeakO | 0 | 0 | 0 | 0 | 0 | 0
ST | 0 | 0 | 0 | 0 | 0 | 0
STOG | 0 | 0 | 0 | 0 | 0 | 0
STWD | 0 | 0 | 0 | 0 | 0 | 0
WT | 0 | 0 | 0 | 0 | 0 | 0
IGCC | 0 | 0 | 0 | 0 | 0 | 0
DemandResponse | 0 | 0 | 0 | 0 | 0 | 0
IGCC-CCS | 0 | 0 | 0 | 0 | 0 | 0
WT_off | 0 | 0 | 0 | 0 | 0 | 0
PseudoUnit | 0 | 0 | 0 | 0 | 0 | 0
FixedInterchange | 0 | 0 | 0 | 0 | 0 | 0
CO2 Emissions (MMshortTons): SPP_N
ReportingType | 2015 | 2020 | 2025 | 2030 | 2035 | 2040
BM | 0 | 0 | 0 | 0 | 0 | 0
CC | 3.15 | 6.26 | 6.53 | 4.95 | 1.66 | 1.11
CSP | 0 | 0 | 0 | 0 | 0 | 0
CT | 0 | 0 | 0 | 0 | 0 | 0
Coal | 63.22 | 27.13 | 0.93 | 0.22 | 0.22 | 0.22
Geo | 0 | 0 | 0 | 0 | 0 | 0
H | 0 | 0 | 0 | 0 | 0 | 0
LFG | 0 | 0 | 0 | 0 | 0 | 0
Nuc | 0 | 0 | 0 | 0 | 0 | 0
PS | 0 | 0 | 0 | 0 | 0 | 0
PV | 0 | 0 | 0 | 0 | 0 | 0
PeakG | 0.02 | 0 | 0 | 0.04 | 0 | 0
PeakO | 0 | 0 | 0 | 0 | 0 | 0
ST | 0 | 0 | 0 | 0 | 0 | 0
STOG | 0.11 | 0.06 | 0.09 | 0.02 | 0 | 0
STWD | 0 | 0 | 0 | 0 | 0 | 0
WT | 0 | 0 | 0 | 0 | 0 | 0
IGCC | 0 | 0 | 0 | 0 | 0 | 0
DemandResponse | 0 | 0 | 0 | 0 | 0 | 0
IGCC-CCS | 0 | 0 | 0 | 0 | 0 | 0
WT_off | 0 | 0 | 0 | 0 | 0 | 0
PseudoUnit | 0 | 0 | 0 | 0 | 0 | 0
FixedInterchange | 0 | 0 | 0 | 0 | 0 | 0
CO2 Emissions (MMshortTons): SPP_S
ReportingType | 2015 | 2020 | 2025 | 2030 | 2035 | 2040
BM | 0 | 0 | 0 | 0 | 0 | 0
CC | 18.3 | 20.11 | 23.17 | 19.99 | 7.82 | 5.46
CSP | 0 | 0 | 0 | 0 | 0 | 0
CT | 0.01 | 0 | 0 | 0 | 0.01 | 0
Coal | 80.98 | 15.91 | 0.68 | 0 | 0 | 0
Geo | 0 | 0 | 0 | 0 | 0 | 0
H | 0 | 0 | 0 | 0 | 0 | 0
LFG | 0 | 0 | 0 | 0 | 0 | 0
Nuc | 0 | 0 | 0 | 0 | 0 | 0
PS | 0 | 0 | 0 | 0 | 0 | 0
PV | 0 | 0 | 0 | 0 | 0 | 0
PeakG | 0 | 0 | 0 | 0 | 0.06 | 0
PeakO | 0 | 0 | 0 | 0 | 0 | 0
ST | 0 | 0 | 0 | 0 | 0 | 0
STOG | 1.21 | 0.54 | 0.74 | 0.37 | 0 | 0
STWD | 0 | 0 | 0 | 0 | 0 | 0
WT | 0 | 0 | 0 | 0 | 0 | 0
IGCC | 0 | 0 | 0 | 0 | 0 | 0
DemandResponse | 0 | 0 | 0 | 0 | 0 | 0
IGCC-CCS | 0 | 0 | 0 | 0 | 0 | 0
WT_off | 0 | 0 | 0 | 0 | 0 | 0
PseudoUnit | 0 | 0 | 0 | 0 | 0 | 0
FixedInterchange | 0 | 0 | 0 | 0 | 0 | 0
CO2 Emissions (MMshortTons): TVA
ReportingType | 2015 | 2020 | 2025 | 2030 | 2035 | 2040
BM | 0 | 0 | 0 | 0 | 0 | 0
CC | 13.04 | 18.94 | 22.2 | 15.42 | 6.12 | 1.27
CSP | 0 | 0 | 0 | 0 | 0 | 0
CT | 0 | 0 | 0 | 0 | 0 | 0
Coal | 44.73 | 25.81 | 0.06 | 0 | 0 | 0
Geo | 0 | 0 | 0 | 0 | 0 | 0
H | 0 | 0 | 0 | 0 | 0 | 0
LFG | 0 | 0 | 0 | 0 | 0 | 0
Nuc | 0 | 0 | 0 | 0 | 0 | 0
PS | 0 | 0 | 0 | 0 | 0 | 0
PV | 0 | 0 | 0 | 0 | 0 | 0
PeakG | 0 | 0 | 0.01 | 0 | 0 | 0
PeakO | 0 | 0 | 0 | 0 | 0 | 0
ST | 0 | 0 | 0 | 0 | 0 | 0
STOG | 0 | 0 | 0 | 0 | 0 | 0
STWD | 0 | 0 | 0 | 0 | 0 | 0
WT | 0 | 0 | 0 | 0 | 0 | 0
IGCC | 0 | 0 | 0 | 0 | 0 | 0
DemandResponse | 0 | 0 | 0 | 0 | 0 | 0
IGCC-CCS | 0 | 0 | 0 | 0 | 0 | 0
WT_off | 0 | 0 | 0 | 0 | 0 | 0
PseudoUnit | 0 | 0 | 0 | 0 | 0 | 0
FixedInterchange | 0 | 0 | 0 | 0 | 0 | 0
CO2 Emissions (MMshortTons): TVA_Transmission
ReportingType | 2015 | 2020 | 2025 | 2030 | 2035 | 2040
BM | 0 | 0 | 0 | 0 | 0 | 0
CC | 0 | 0 | 0 | 0 | 0 | 0
CSP | 0 | 0 | 0 | 0 | 0 | 0
CT | 0 | 0 | 0 | 0 | 0 | 0
Coal | 0 | 0 | 0 | 0 | 0 | 0
Geo | 0 | 0 | 0 | 0 | 0 | 0
H | 0 | 0 | 0 | 0 | 0 | 0
LFG | 0 | 0 | 0 | 0 | 0 | 0
Nuc | 0 | 0 | 0 | 0 | 0 | 0
PS | 0 | 0 | 0 | 0 | 0 | 0
PV | 0 | 0 | 0 | 0 | 0 | 0
PeakG | 0 | 0 | 0 | 0 | 0 | 0
PeakO | 0 | 0 | 0 | 0 | 0 | 0
ST | 0 | 0 | 0 | 0 | 0 | 0
STOG | 0 | 0 | 0 | 0 | 0 | 0
STWD | 0 | 0 | 0 | 0 | 0 | 0
WT | 0 | 0 | 0 | 0 | 0 | 0
IGCC | 0 | 0 | 0 | 0 | 0 | 0
DemandResponse | 0 | 0 | 0 | 0 | 0 | 0
IGCC-CCS | 0 | 0 | 0 | 0 | 0 | 0
WT_off | 0 | 0 | 0 | 0 | 0 | 0
PseudoUnit | 0 | 0 | 0 | 0 | 0 | 0
FixedInterchange | 0 | 0 | 0 | 0 | 0 | 0
CO2 Emissions (MMshortTons): VACAR
ReportingType | 2015 | 2020 | 2025 | 2030 | 2035 | 2040
BM | 0 | 0 | 0 | 0 | 0 | 0
CC | 36.05 | 36.37 | 37.37 | 26 | 9.74 | 1.33
CSP | 0 | 0 | 0 | 0 | 0 | 0
CT | 0.05 | 0.05 | 0.12 | 0 | 0 | 0
Coal | 39.68 | 17.12 | 1.79 | 0.35 | 0.37 | 0.37
Geo | 0 | 0 | 0 | 0 | 0 | 0
H | 0 | 0 | 0 | 0 | 0 | 0
LFG | 0 | 0 | 0 | 0 | 0 | 0
Nuc | 0 | 0 | 0 | 0 | 0 | 0
PS | 0 | 0 | 0 | 0 | 0 | 0
PV | 0 | 0 | 0 | 0 | 0 | 0
PeakG | 0.08 | 0.17 | 0.36 | 0.05 | 0 | 0.01
PeakO | 0 | 0 | 0 | 0 | 0 | 0
ST | 0 | 0 | 0 | 0 | 0 | 0
STOG | 0 | 0 | 0 | 0 | 0 | 0
STWD | 0 | 0 | 0 | 0 | 0 | 0
WT | 0 | 0 | 0 | 0 | 0 | 0
IGCC | 0 | 0 | 0 | 0 | 0 | 0
DemandResponse | 0 | 0 | 0 | 0 | 0 | 0
IGCC-CCS | 0 | 0 | 0 | 0 | 0 | 0
WT_off | 0 | 0 | 0 | 0 | 0 | 0
PseudoUnit | 0 | 0 | 0 | 0 | 0 | 0
FixedInterchange | 0 | 0 | 0 | 0 | 0 | 0
CO2 Emissions (MMshortTons): IESO
ReportingType | 2015 | 2020 | 2025 | 2030 | 2035 | 2040
BM | 0 | 0 | 0 | 0 | 0 | 0
CC | 0.3 | 0 | 0 | 0 | 0 | 0
CSP | 0 | 0 | 0 | 0 | 0 | 0
CT | 0 | 0 | 0 | 0 | 0 | 0
Coal | 0 | 0 | 0 | 0 | 0 | 0
Geo | 0 | 0 | 0 | 0 | 0 | 0
H | 0 | 0 | 0 | 0 | 0 | 0
LFG | 0 | 0 | 0 | 0 | 0 | 0
Nuc | 0 | 0 | 0 | 0 | 0 | 0
PS | 0 | 0 | 0 | 0 | 0 | 0
PV | 0 | 0 | 0 | 0 | 0 | 0
PeakG | 0 | 0 | 0 | 0 | 0 | 0
PeakO | 0 | 0 | 0 | 0 | 0 | 0
ST | 0 | 0 | 0 | 0 | 0 | 0
STOG | 0 | 0 | 0 | 0 | 0 | 0
STWD | 0 | 0 | 0 | 0 | 0 | 0
WT | 0 | 0 | 0 | 0 | 0 | 0
IGCC | 0 | 0 | 0 | 0 | 0 | 0
DemandResponse | 0 | 0 | 0 | 0 | 0 | 0
IGCC-CCS | 0 | 0 | 0 | 0 | 0 | 0
WT_off | 0 | 0 | 0 | 0 | 0 | 0
PseudoUnit | 0 | 0 | 0 | 0 | 0 | 0
FixedInterchange | 0 | 0 | 0 | 0 | 0 | 0
CO2 Emissions (MMshortTons): MAPP_CA
ReportingType | 2015 | 2020 | 2025 | 2030 | 2035 | 2040
BM | 0 | 0 | 0 | 0 | 0 | 0
CC | 2.47 | 2.47 | 0 | 0 | 0 | 0
CSP | 0 | 0 | 0 | 0 | 0 | 0
CT | 0 | 0 | 0 | 0 | 0 | 0
Coal | 0.25 | 0 | 0 | 0 | 0 | 0
Geo | 0 | 0 | 0 | 0 | 0 | 0
H | 0 | 0 | 0 | 0 | 0 | 0
LFG | 0 | 0 | 0 | 0 | 0 | 0
Nuc | 0 | 0 | 0 | 0 | 0 | 0
PS | 0 | 0 | 0 | 0 | 0 | 0
PV | 0 | 0 | 0 | 0 | 0 | 0
PeakG | 0.08 | 0.07 | 0 | 0 | 0 | 0
PeakO | 0 | 0 | 0 | 0 | 0 | 0
ST | 0 | 0 | 0 | 0 | 0 | 0
STOG | 0.01 | 0 | 0 | 0 | 0 | 0
STWD | 0 | 0 | 0 | 0 | 0 | 0
WT | 0 | 0 | 0 | 0 | 0 | 0
IGCC | 0 | 0 | 0 | 0 | 0 | 0
DemandResponse | 0 | 0 | 0 | 0 | 0 | 0
IGCC-CCS | 0 | 0 | 0 | 0 | 0 | 0
WT_off | 0 | 0 | 0 | 0 | 0 | 0
PseudoUnit | 0 | 0 | 0 | 0 | 0 | 0
FixedInterchange | 0 | 0 | 0 | 0 | 0 | 0
CO2 Emissions (MMshortTons): AZ_NM_SNV_Coal
ReportingType | 2015 | 2020 | 2025 | 2030 | 2035 | 2040
BM | 0 | 0 | 0 | 0 | 0 | 0
CC | 0 | 0 | 0 | 0 | 0 | 0
CSP | 0 | 0 | 0 | 0 | 0 | 0
CT | 0 | 0 | 0 | 0 | 0 | 0
Coal | 50.36 | 45.48 | 4.73 | 0 | 0 | 0
Geo | 0 | 0 | 0 | 0 | 0 | 0
H | 0 | 0 | 0 | 0 | 0 | 0
LFG | 0 | 0 | 0 | 0 | 0 | 0
Nuc | 0 | 0 | 0 | 0 | 0 | 0
PS | 0 | 0 | 0 | 0 | 0 | 0
PV | 0 | 0 | 0 | 0 | 0 | 0
PeakG | 0 | 0 | 0 | 0 | 0 | 0
PeakO | 0 | 0 | 0 | 0 | 0 | 0
ST | 0 | 0 | 0 | 0 | 0 | 0
STOG | 0 | 0 | 0 | 0 | 0 | 0
STWD | 0 | 0 | 0 | 0 | 0 | 0
WT | 0 | 0 | 0 | 0 | 0 | 0
IGCC | 0 | 0 | 0 | 0 | 0 | 0
DemandResponse | 0 | 0 | 0 | 0 | 0 | 0
IGCC-CCS | 0 | 0 | 0 | 0 | 0 | 0
WT_off | 0 | 0 | 0 | 0 | 0 | 0
PseudoUnit | 0 | 0 | 0 | 0 | 0 | 0
FixedInterchange | 0 | 0 | 0 | 0 | 0 | 0
CO2 Emissions (MMshortTons): AZ_NM_SNV_Gas
ReportingType | 2015 | 2020 | 2025 | 2030 | 2035 | 2040
BM | 0 | 0 | 0 | 0 | 0 | 0
CC | 27.05 | 20.65 | 26.65 | 10.58 | 2.38 | 0.82
CSP | 0 | 0 | 0 | 0 | 0 | 0
CT | 0 | 0 | 0 | 0 | 0 | 0
Coal | 0 | 0 | 0 | 0 | 0 | 0
Geo | 0 | 0 | 0 | 0 | 0 | 0
H | 0 | 0 | 0 | 0 | 0 | 0
LFG | 0 | 0 | 0 | 0 | 0 | 0
Nuc | 0 | 0 | 0 | 0 | 0 | 0
PS | 0 | 0 | 0 | 0 | 0 | 0
PV | 0 | 0 | 0 | 0 | 0 | 0
PeakG | 0 | 0 | 0 | 0 | 0 | 0
PeakO | 0 | 0 | 0 | 0 | 0 | 0
ST | 0 | 0 | 0 | 0 | 0 | 0
STOG | 0 | 0 | 0 | 0 | 0 | 0
STWD | 0 | 0 | 0 | 0 | 0 | 0
WT | 0 | 0 | 0 | 0 | 0 | 0
IGCC | 0 | 0 | 0 | 0 | 0 | 0
DemandResponse | 0 | 0 | 0 | 0 | 0 | 0
IGCC-CCS | 0 | 0 | 0 | 0 | 0 | 0
WT_off | 0 | 0 | 0 | 0 | 0 | 0
PseudoUnit | 0 | 0 | 0 | 0 | 0 | 0
FixedInterchange | 0 | 0 | 0 | 0 | 0 | 0
CO2 Emissions (MMshortTons): AZ_NM_SNV_NucRenew
ReportingType | 2015 | 2020 | 2025 | 2030 | 2035 | 2040
BM | 0 | 0 | 0 | 0 | 0 | 0
CC | 0 | 0 | 0 | 0 | 0 | 0
CSP | 0 | 0 | 0 | 0 | 0 | 0
CT | 0 | 0 | 0 | 0 | 0 | 0
Coal | 0 | 0 | 0 | 0 | 0 | 0
Geo | 0 | 0 | 0 | 0 | 0 | 0
H | 0 | 0 | 0 | 0 | 0 | 0
LFG | 0 | 0 | 0 | 0 | 0 | 0
Nuc | 0 | 0 | 0 | 0 | 0 | 0
PS | 0 | 0 | 0 | 0 | 0 | 0
PV | 0 | 0 | 0 | 0 | 0 | 0
PeakG | 0 | 0 | 0 | 0 | 0 | 0
PeakO | 0 | 0 | 0 | 0 | 0 | 0
ST | 0 | 0 | 0 | 0 | 0 | 0
STOG | 0 | 0 | 0 | 0 | 0 | 0
STWD | 0 | 0 | 0 | 0 | 0 | 0
WT | 0 | 0 | 0 | 0 | 0 | 0
IGCC | 0 | 0 | 0 | 0 | 0 | 0
DemandResponse | 0 | 0 | 0 | 0 | 0 | 0
IGCC-CCS | 0 | 0 | 0 | 0 | 0 | 0
WT_off | 0 | 0 | 0 | 0 | 0 | 0
PseudoUnit | 0 | 0 | 0 | 0 | 0 | 0
FixedInterchange | 0 | 0 | 0 | 0 | 0 | 0
CO2 Emissions (MMshortTons): ERCOT
ReportingType | 2015 | 2020 | 2025 | 2030 | 2035 | 2040
BM | 0 | 0 | 0 | 0 | 0 | 0
CC | 78.64 | 82.45 | 70.14 | 58.05 | 20.43 | 10.91
CSP | 0 | 0 | 0 | 0 | 0 | 0
CT | 0 | 0 | 0.01 | 0.02 | 0 | 0
Coal | 50.24 | 25.77 | 1.01 | 0.31 | 0.31 | 0.31
Geo | 0 | 0 | 0 | 0 | 0 | 0
H | 0 | 0 | 0 | 0 | 0 | 0
LFG | 0 | 0 | 0 | 0 | 0 | 0
Nuc | 0 | 0 | 0 | 0 | 0 | 0
PS | 0 | 0 | 0 | 0 | 0 | 0
PV | 0 | 0 | 0 | 0 | 0 | 0
PeakG | 0 | 0.01 | 0.01 | 0.08 | 0.08 | 0.1
PeakO | 0 | 0 | 0 | 0 | 0 | 0
ST | 0 | 0 | 0 | 0 | 0 | 0
STOG | 1.84 | 2.25 | 0.36 | 0 | 0 | 0
STWD | 0 | 0 | 0 | 0 | 0 | 0
WT | 0 | 0 | 0 | 0 | 0 | 0
IGCC | 0 | 0 | 0 | 0 | 0 | 0
DemandResponse | 0 | 0 | 0 | 0 | 0 | 0
IGCC-CCS | 0 | 0 | 0 | 0 | 0 | 0
WT_off | 0 | 0 | 0 | 0 | 0 | 0
PseudoUnit | 0 | 0 | 0 | 0 | 0 | 0
FixedInterchange | 0 | 0 | 0 | 0 | 0 | 0
CO2 Emissions (MMshortTons): NP15
ReportingType | 2015 | 2020 | 2025 | 2030 | 2035 | 2040
BM | 0 | 0 | 0 | 0 | 0 | 0
CC | 23.18 | 20.99 | 20.82 | 8.09 | 3.23 | 0.98
CSP | 0 | 0 | 0 | 0 | 0 | 0
CT | 0 | 0 | 0 | 0 | 0 | 0
Coal | 1.73 | 0 | 0 | 0 | 0 | 0
Geo | 0 | 0 | 0 | 0 | 0 | 0
H | 0 | 0 | 0 | 0 | 0 | 0
LFG | 0 | 0 | 0 | 0 | 0 | 0
Nuc | 0 | 0 | 0 | 0 | 0 | 0
PS | 0 | 0 | 0 | 0 | 0 | 0
PV | 0 | 0 | 0 | 0 | 0 | 0
PeakG | 0 | 0 | 0 | 0 | 0 | 0
PeakO | 0 | 0 | 0 | 0 | 0 | 0
ST | 0 | 0 | 0 | 0 | 0 | 0
STOG | 0.04 | 0.01 | 0 | 0 | 0 | 0
STWD | 0 | 0 | 0 | 0 | 0 | 0
WT | 0 | 0 | 0 | 0 | 0 | 0
IGCC | 0 | 0 | 0 | 0 | 0 | 0
DemandResponse | 0 | 0 | 0 | 0 | 0 | 0
IGCC-CCS | 0 | 0 | 0 | 0 | 0 | 0
WT_off | 0 | 0 | 0 | 0 | 0 | 0
PseudoUnit | 0 | 0 | 0 | 0 | 0 | 0
FixedInterchange | 0 | 0 | 0 | 0 | 0 | 0
CO2 Emissions (MMshortTons): NWPP_Coal
ReportingType | 2015 | 2020 | 2025 | 2030 | 2035 | 2040
BM | 0 | 0 | 0 | 0 | 0 | 0
CC | 0 | 0 | 0 | 0 | 0 | 0
CSP | 0 | 0 | 0 | 0 | 0 | 0
CT | 0 | 0 | 0 | 0 | 0 | 0
Coal | 53.04 | 37.24 | 0.17 | 0.17 | 0.17 | 0.17
Geo | 0 | 0 | 0 | 0 | 0 | 0
H | 0 | 0 | 0 | 0 | 0 | 0
LFG | 0 | 0 | 0 | 0 | 0 | 0
Nuc | 0 | 0 | 0 | 0 | 0 | 0
PS | 0 | 0 | 0 | 0 | 0 | 0
PV | 0 | 0 | 0 | 0 | 0 | 0
PeakG | 0 | 0 | 0 | 0 | 0 | 0
PeakO | 0 | 0 | 0 | 0 | 0 | 0
ST | 0 | 0 | 0 | 0 | 0 | 0
STOG | 0 | 0 | 0 | 0 | 0 | 0
STWD | 0 | 0 | 0 | 0 | 0 | 0
WT | 0 | 0 | 0 | 0 | 0 | 0
IGCC | 0 | 0 | 0 | 0 | 0 | 0
DemandResponse | 0 | 0 | 0 | 0 | 0 | 0
IGCC-CCS | 0 | 0 | 0 | 0 | 0 | 0
WT_off | 0 | 0 | 0 | 0 | 0 | 0
PseudoUnit | 0 | 0 | 0 | 0 | 0 | 0
FixedInterchange | 0 | 0 | 0 | 0 | 0 | 0
CO2 Emissions (MMshortTons): NWPP_Gas
ReportingType | 2015 | 2020 | 2025 | 2030 | 2035 | 2040
BM | 0 | 0 | 0 | 0 | 0 | 0
CC | 18.63 | 18.63 | 18.63 | 9.21 | 0.37 | 0
CSP | 0 | 0 | 0 | 0 | 0 | 0
CT | 0 | 0 | 0 | 0 | 0 | 0
Coal | 0 | 0 | 0 | 0 | 0 | 0
Geo | 0 | 0 | 0 | 0 | 0 | 0
H | 0 | 0 | 0 | 0 | 0 | 0
LFG | 0 | 0 | 0 | 0 | 0 | 0
Nuc | 0 | 0 | 0 | 0 | 0 | 0
PS | 0 | 0 | 0 | 0 | 0 | 0
PV | 0 | 0 | 0 | 0 | 0 | 0
PeakG | 0 | 0 | 0 | 0 | 0 | 0
PeakO | 0 | 0 | 0 | 0 | 0 | 0
ST | 0 | 0 | 0 | 0 | 0 | 0
STOG | 0 | 0 | 0 | 0 | 0 | 0
STWD | 0 | 0 | 0 | 0 | 0 | 0
WT | 0 | 0 | 0 | 0 | 0 | 0
IGCC | 0 | 0 | 0 | 0 | 0 | 0
DemandResponse | 0 | 0 | 0 | 0 | 0 | 0
IGCC-CCS | 0 | 0 | 0 | 0 | 0 | 0
WT_off | 0 | 0 | 0 | 0 | 0 | 0
PseudoUnit | 0 | 0 | 0 | 0 | 0 | 0
FixedInterchange | 0 | 0 | 0 | 0 | 0 | 0
CO2 Emissions (MMshortTons): NWPP_NucRenew
ReportingType | 2015 | 2020 | 2025 | 2030 | 2035 | 2040
BM | 0 | 0 | 0 | 0 | 0 | 0
CC | 0 | 0 | 0 | 0 | 0 | 0
CSP | 0 | 0 | 0 | 0 | 0 | 0
CT | 0 | 0 | 0 | 0 | 0 | 0
Coal | 0 | 0 | 0 | 0 | 0 | 0
Geo | 0 | 0 | 0 | 0 | 0 | 0
H | 0 | 0 | 0 | 0 | 0 | 0
LFG | 0 | 0 | 0 | 0 | 0 | 0
Nuc | 0 | 0 | 0 | 0 | 0 | 0
PS | 0 | 0 | 0 | 0 | 0 | 0
PV | 0 | 0 | 0 | 0 | 0 | 0
PeakG | 0 | 0 | 0 | 0 | 0 | 0
PeakO | 0 | 0 | 0 | 0 | 0 | 0
ST | 0 | 0 | 0 | 0 | 0 | 0
STOG | 0 | 0 | 0 | 0 | 0 | 0
STWD | 0 | 0 | 0 | 0 | 0 | 0
WT | 0 | 0 | 0 | 0 | 0 | 0
IGCC | 0 | 0 | 0 | 0 | 0 | 0
DemandResponse | 0 | 0 | 0 | 0 | 0 | 0
IGCC-CCS | 0 | 0 | 0 | 0 | 0 | 0
WT_off | 0 | 0 | 0 | 0 | 0 | 0
PseudoUnit | 0 | 0 | 0 | 0 | 0 | 0
FixedInterchange | 0 | 0 | 0 | 0 | 0 | 0
CO2 Emissions (MMshortTons): RMPA
ReportingType | 2015 | 2020 | 2025 | 2030 | 2035 | 2040
BM | 0 | 0 | 0 | 0 | 0 | 0
CC | 2.68 | 2.28 | 3.86 | 1.45 | 0.47 | 0.38
CSP | 0 | 0 | 0 | 0 | 0 | 0
CT | 0 | 0 | 0 | 0 | 0 | 0
Coal | 56.97 | 47.48 | 3.58 | 0.5 | 0.49 | 0.44
Geo | 0 | 0 | 0 | 0 | 0 | 0
H | 0 | 0 | 0 | 0 | 0 | 0
LFG | 0 | 0 | 0 | 0 | 0 | 0
Nuc | 0 | 0 | 0 | 0 | 0 | 0
PS | 0 | 0 | 0 | 0 | 0 | 0
PV | 0 | 0 | 0 | 0 | 0 | 0
PeakG | 0 | 0 | 0 | 0 | 0.01 | 0
PeakO | 0 | 0 | 0 | 0 | 0 | 0
ST | 0 | 0 | 0 | 0 | 0 | 0
STOG | 0 | 0 | 0 | 0 | 0 | 0
STWD | 0 | 0 | 0 | 0 | 0 | 0
WT | 0 | 0 | 0 | 0 | 0 | 0
IGCC | 0 | 0 | 0 | 0 | 0 | 0
DemandResponse | 0 | 0 | 0 | 0 | 0 | 0
IGCC-CCS | 0 | 0 | 0 | 0 | 0 | 0
WT_off | 0 | 0 | 0 | 0 | 0 | 0
PseudoUnit | 0 | 0 | 0 | 0 | 0 | 0
FixedInterchange | 0 | 0 | 0 | 0 | 0 | 0
CO2 Emissions (MMshortTons): SP15
ReportingType | 2015 | 2020 | 2025 | 2030 | 2035 | 2040
BM | 0 | 0 | 0 | 0 | 0 | 0
CC | 29.69 | 24.39 | 24.15 | 15.56 | 7.15 | 6.67
CSP | 0 | 0 | 0 | 0 | 0 | 0
CT | 0 | 0 | 0 | 0 | 0 | 0
Coal | 1.64 | 0.9 | 0 | 0 | 0 | 0
Geo | 0 | 0 | 0 | 0 | 0 | 0
H | 0 | 0 | 0 | 0 | 0 | 0
LFG | 0 | 0 | 0 | 0 | 0 | 0
Nuc | 0 | 0 | 0 | 0 | 0 | 0
PS | 0 | 0 | 0 | 0 | 0 | 0
PV | 0 | 0 | 0 | 0 | 0 | 0
PeakG | 0 | 0 | 0 | 0 | 0 | 0
PeakO | 0 | 0 | 0 | 0 | 0 | 0
ST | 0 | 0 | 0 | 0 | 0 | 0
STOG | 0.37 | 0.17 | 0.14 | 0 | 0 | 0
STWD | 0 | 0 | 0 | 0 | 0 | 0
WT | 0 | 0 | 0 | 0 | 0 | 0
IGCC | 0 | 0 | 0 | 0 | 0 | 0
DemandResponse | 0 | 0 | 0 | 0 | 0 | 0
IGCC-CCS | 0 | 0 | 0 | 0 | 0 | 0
WT_off | 0 | 0 | 0 | 0 | 0 | 0
PseudoUnit | 0 | 0 | 0 | 0 | 0 | 0
FixedInterchange | 0 | 0 | 0 | 0 | 0 | 0
CO2 Emissions (MMshortTons): ALB
ReportingType | 2015 | 2020 | 2025 | 2030 | 2035 | 2040
BM | 0 | 0 | 0 | 0 | 0 | 0
CC | 6.22 | 4.88 | 6.01 | 1.77 | 0 | 0
CSP | 0 | 0 | 0 | 0 | 0 | 0
CT | 0 | 0 | 0 | 0 | 0 | 0
Coal | 50 | 50 | 40.23 | 0 | 0 | 0
Geo | 0 | 0 | 0 | 0 | 0 | 0
H | 0 | 0 | 0 | 0 | 0 | 0
LFG | 0 | 0 | 0 | 0 | 0 | 0
Nuc | 0 | 0 | 0 | 0 | 0 | 0
PS | 0 | 0 | 0 | 0 | 0 | 0
PV | 0 | 0 | 0 | 0 | 0 | 0
PeakG | 0 | 0 | 0 | 0 | 0 | 0
PeakO | 0 | 0 | 0 | 0 | 0 | 0
ST | 0 | 0 | 0 | 0 | 0 | 0
STOG | 0 | 0 | 0 | 0 | 0 | 0
STWD | 0 | 0 | 0 | 0 | 0 | 0
WT | 0 | 0 | 0 | 0 | 0 | 0
IGCC | 0 | 0 | 0 | 0 | 0 | 0
DemandResponse | 0 | 0 | 0 | 0 | 0 | 0
IGCC-CCS | 0 | 0 | 0 | 0 | 0 | 0
WT_off | 0 | 0 | 0 | 0 | 0 | 0
PseudoUnit | 0 | 0 | 0 | 0 | 0 | 0
FixedInterchange | 0 | 0 | 0 | 0 | 0 | 0
CO2 Emissions (MMshortTons): BC
ReportingType | 2015 | 2020 | 2025 | 2030 | 2035 | 2040
BM | 0 | 0 | 0 | 0 | 0 | 0
CC | 0.66 | 0.66 | 0 | 0 | 0 | 0
CSP | 0 | 0 | 0 | 0 | 0 | 0
CT | 0 | 0 | 0 | 0 | 0 | 0
Coal | 0 | 0 | 0 | 0 | 0 | 0
Geo | 0 | 0 | 0 | 0 | 0 | 0
H | 0 | 0 | 0 | 0 | 0 | 0
LFG | 0 | 0 | 0 | 0 | 0 | 0
Nuc | 0 | 0 | 0 | 0 | 0 | 0
PS | 0 | 0 | 0 | 0 | 0 | 0
PV | 0 | 0 | 0 | 0 | 0 | 0
PeakG | 0 | 0 | 0 | 0 | 0 | 0
PeakO | 0 | 0 | 0 | 0 | 0 | 0
ST | 0 | 0 | 0 | 0 | 0 | 0
STOG | 0 | 0 | 0 | 0 | 0 | 0
STWD | 0 | 0 | 0 | 0 | 0 | 0
WT | 0 | 0 | 0 | 0 | 0 | 0
IGCC | 0 | 0 | 0 | 0 | 0 | 0
DemandResponse | 0 | 0 | 0 | 0 | 0 | 0
IGCC-CCS | 0 | 0 | 0 | 0 | 0 | 0
WT_off | 0 | 0 | 0 | 0 | 0 | 0
PseudoUnit | 0 | 0 | 0 | 0 | 0 | 0
FixedInterchange | 0 | 0 | 0 | 0 | 0 | 0
CO2 Emissions (MMshortTons): HQ_IESO
ReportingType | 2015 | 2020 | 2025 | 2030 | 2035 | 2040
BM | 0 | 0 | 0 | 0 | 0 | 0
CC | 0 | 0 | 0 | 0 | 0 | 0
CSP | 0 | 0 | 0 | 0 | 0 | 0
CT | 0 | 0 | 0 | 0 | 0 | 0
Coal | 0 | 0 | 0 | 0 | 0 | 0
Geo | 0 | 0 | 0 | 0 | 0 | 0
H | 0 | 0 | 0 | 0 | 0 | 0
LFG | 0 | 0 | 0 | 0 | 0 | 0
Nuc | 0 | 0 | 0 | 0 | 0 | 0
PS | 0 | 0 | 0 | 0 | 0 | 0
PV | 0 | 0 | 0 | 0 | 0 | 0
PeakG | 0 | 0 | 0 | 0 | 0 | 0
PeakO | 0 | 0 | 0 | 0 | 0 | 0
ST | 0 | 0 | 0 | 0 | 0 | 0
STOG | 0 | 0 | 0 | 0 | 0 | 0
STWD | 0 | 0 | 0 | 0 | 0 | 0
WT | 0 | 0 | 0 | 0 | 0 | 0
IGCC | 0 | 0 | 0 | 0 | 0 | 0
DemandResponse | 0 | 0 | 0 | 0 | 0 | 0
IGCC-CCS | 0 | 0 | 0 | 0 | 0 | 0
WT_off | 0 | 0 | 0 | 0 | 0 | 0
PseudoUnit | 0 | 0 | 0 | 0 | 0 | 0
FixedInterchange | 0 | 0 | 0 | 0 | 0 | 0
CO2 Emissions (MMshortTons): HQ_NEISO
ReportingType | 2015 | 2020 | 2025 | 2030 | 2035 | 2040
BM | 0 | 0 | 0 | 0 | 0 | 0
CC | 0 | 0 | 0 | 0 | 0 | 0
CSP | 0 | 0 | 0 | 0 | 0 | 0
CT | 0 | 0 | 0 | 0 | 0 | 0
Coal | 0 | 0 | 0 | 0 | 0 | 0
Geo | 0 | 0 | 0 | 0 | 0 | 0
H | 0 | 0 | 0 | 0 | 0 | 0
LFG | 0 | 0 | 0 | 0 | 0 | 0
Nuc | 0 | 0 | 0 | 0 | 0 | 0
PS | 0 | 0 | 0 | 0 | 0 | 0
PV | 0 | 0 | 0 | 0 | 0 | 0
PeakG | 0 | 0 | 0 | 0 | 0 | 0
PeakO | 0 | 0 | 0 | 0 | 0 | 0
ST | 0 | 0 | 0 | 0 | 0 | 0
STOG | 0 | 0 | 0 | 0 | 0 | 0
STWD | 0 | 0 | 0 | 0 | 0 | 0
WT | 0 | 0 | 0 | 0 | 0 | 0
IGCC | 0 | 0 | 0 | 0 | 0 | 0
DemandResponse | 0 | 0 | 0 | 0 | 0 | 0
IGCC-CCS | 0 | 0 | 0 | 0 | 0 | 0
WT_off | 0 | 0 | 0 | 0 | 0 | 0
PseudoUnit | 0 | 0 | 0 | 0 | 0 | 0
FixedInterchange | 0 | 0 | 0 | 0 | 0 | 0
CO2 Emissions (MMshortTons): HQ_NY
ReportingType | 2015 | 2020 | 2025 | 2030 | 2035 | 2040
BM | 0 | 0 | 0 | 0 | 0 | 0
CC | 0 | 0 | 0 | 0 | 0 | 0
CSP | 0 | 0 | 0 | 0 | 0 | 0
CT | 0 | 0 | 0 | 0 | 0 | 0
Coal | 0 | 0 | 0 | 0 | 0 | 0
Geo | 0 | 0 | 0 | 0 | 0 | 0
H | 0 | 0 | 0 | 0 | 0 | 0
LFG | 0 | 0 | 0 | 0 | 0 | 0
Nuc | 0 | 0 | 0 | 0 | 0 | 0
PS | 0 | 0 | 0 | 0 | 0 | 0
PV | 0 | 0 | 0 | 0 | 0 | 0
PeakG | 0 | 0 | 0 | 0 | 0 | 0
PeakO | 0 | 0 | 0 | 0 | 0 | 0
ST | 0 | 0 | 0 | 0 | 0 | 0
STOG | 0 | 0 | 0 | 0 | 0 | 0
STWD | 0 | 0 | 0 | 0 | 0 | 0
WT | 0 | 0 | 0 | 0 | 0 | 0
IGCC | 0 | 0 | 0 | 0 | 0 | 0
DemandResponse | 0 | 0 | 0 | 0 | 0 | 0
IGCC-CCS | 0 | 0 | 0 | 0 | 0 | 0
WT_off | 0 | 0 | 0 | 0 | 0 | 0
PseudoUnit | 0 | 0 | 0 | 0 | 0 | 0
FixedInterchange | 0 | 0 | 0 | 0 | 0 | 0
CO2 Emissions (MMshortTons): MARITIMES
ReportingType | 2015 | 2020 | 2025 | 2030 | 2035 | 2040
BM | 0 | 0 | 0 | 0 | 0 | 0
CC | 0 | 0 | 0 | 0 | 0 | 0
CSP | 0 | 0 | 0 | 0 | 0 | 0
CT | 0 | 0 | 0 | 0 | 0 | 0
Coal | 0 | 0 | 0 | 0 | 0 | 0
Geo | 0 | 0 | 0 | 0 | 0 | 0
H | 0 | 0 | 0 | 0 | 0 | 0
LFG | 0 | 0 | 0 | 0 | 0 | 0
Nuc | 0 | 0 | 0 | 0 | 0 | 0
PS | 0 | 0 | 0 | 0 | 0 | 0
PV | 0 | 0 | 0 | 0 | 0 | 0
PeakG | 0 | 0 | 0 | 0 | 0 | 0
PeakO | 0 | 0 | 0 | 0 | 0 | 0
ST | 0 | 0 | 0 | 0 | 0 | 0
STOG | 0 | 0 | 0 | 0 | 0 | 0
STWD | 0 | 0 | 0 | 0 | 0 | 0
WT | 0 | 0 | 0 | 0 | 0 | 0
IGCC | 0 | 0 | 0 | 0 | 0 | 0
DemandResponse | 0 | 0 | 0 | 0 | 0 | 0
IGCC-CCS | 0 | 0 | 0 | 0 | 0 | 0
WT_off | 0 | 0 | 0 | 0 | 0 | 0
PseudoUnit | 0 | 0 | 0 | 0 | 0 | 0
FixedInterchange | 0 | 0 | 0 | 0 | 0 | 0
CO2 Emissions (MMshortTons): All
ReportingType | 2015 | 2020 | 2025 | 2030 | 2035 | 2040
BM | 0 | 0 | 0 | 0 | 0 | 0
CC | 565.88 | 635.98 | 623.65 | 388.12 | 191.79 | 57.26
CSP | 0 | 0 | 0 | 0 | 0 | 0
CT | 0.48 | 0.68 | 0.75 | 0.14 | 0.01 | 0
Coal | 1165.13 | 534.55 | 72.48 | 4.62 | 4.42 | 4.47
Geo | 0 | 0 | 0 | 0 | 0 | 0
H | 0 | 0 | 0 | 0 | 0 | 0
LFG | 0 | 0 | 0 | 0 | 0 | 0
Nuc | 0 | 0 | 0 | 0 | 0 | 0
PS | 0 | 0 | 0 | 0 | 0 | 0
PV | 0 | 0 | 0 | 0 | 0 | 0
PeakG | 2.22 | 3.76 | 5.71 | 1.73 | 1.18 | 0.87
PeakO | 0 | 0 | 0 | 0 | 0 | 0
ST | 0 | 0 | 0 | 0 | 0 | 0
STOG | 5.48 | 5.13 | 1.67 | 0.46 | 0.01 | 0.01
STWD | 0 | 0 | 0 | 0 | 0 | 0
WT | 0 | 0 | 0 | 0 | 0 | 0
IGCC | 4.15 | 4.15 | 0.94 | 0.06 | 0 | 0
DemandResponse | 0 | 0 | 0 | 0 | 0 | 0
IGCC-CCS | 0 | 0 | 0 | 0 | 0 | 0
WT_off | 0 | 0 | 0 | 0 | 0 | 0
PseudoUnit | 0 | 0 | 0 | 0 | 0 | 0
FixedInterchange | 0 | 0 | 0 | 0 | 0 | 0
CO2 Emissions (MMshortTons): EI_US
ReportingType | 2015 | 2020 | 2025 | 2030 | 2035 | 2040
BM | 0 | 0 | 0 | 0 | 0 | 0
CC | 376.36 | 458.58 | 453.39 | 283.42 | 157.76 | 37.5
CSP | 0 | 0 | 0 | 0 | 0 | 0
CT | 0.48 | 0.68 | 0.74 | 0.12 | 0.01 | 0
Coal | 900.9 | 327.68 | 22.76 | 3.64 | 3.44 | 3.54
Geo | 0 | 0 | 0 | 0 | 0 | 0
H | 0 | 0 | 0 | 0 | 0 | 0
LFG | 0 | 0 | 0 | 0 | 0 | 0
Nuc | 0 | 0 | 0 | 0 | 0 | 0
PS | 0 | 0 | 0 | 0 | 0 | 0
PV | 0 | 0 | 0 | 0 | 0 | 0
PeakG | 2.14 | 3.69 | 5.7 | 1.65 | 1.08 | 0.77
PeakO | 0 | 0 | 0 | 0 | 0 | 0
ST | 0 | 0 | 0 | 0 | 0 | 0
STOG | 3.22 | 2.71 | 1.16 | 0.46 | 0.01 | 0.01
STWD | 0 | 0 | 0 | 0 | 0 | 0
WT | 0 | 0 | 0 | 0 | 0 | 0
IGCC | 4.15 | 4.15 | 0.94 | 0.06 | 0 | 0
DemandResponse | 0 | 0 | 0 | 0 | 0 | 0
IGCC-CCS | 0 | 0 | 0 | 0 | 0 | 0
WT_off | 0 | 0 | 0 | 0 | 0 | 0
PseudoUnit | 0 | 0 | 0 | 0 | 0 | 0
FixedInterchange | 0 | 0 | 0 | 0 | 0 | 0
CO2 Emissions (MMshortTons): EI_Canada
ReportingType | 2015 | 2020 | 2025 | 2030 | 2035 | 2040
BM | 0 | 0 | 0 | 0 | 0 | 0
CC | 2.77 | 2.47 | 0 | 0 | 0 | 0
CSP | 0 | 0 | 0 | 0 | 0 | 0
CT | 0 | 0 | 0 | 0 | 0 | 0
Coal | 0.25 | 0 | 0 | 0 | 0 | 0
Geo | 0 | 0 | 0 | 0 | 0 | 0
H | 0 | 0 | 0 | 0 | 0 | 0
LFG | 0 | 0 | 0 | 0 | 0 | 0
Nuc | 0 | 0 | 0 | 0 | 0 | 0
PS | 0 | 0 | 0 | 0 | 0 | 0
PV | 0 | 0 | 0 | 0 | 0 | 0
PeakG | 0.08 | 0.07 | 0 | 0 | 0 | 0
PeakO | 0 | 0 | 0 | 0 | 0 | 0
ST | 0 | 0 | 0 | 0 | 0 | 0
STOG | 0.01 | 0 | 0 | 0 | 0 | 0
STWD | 0 | 0 | 0 | 0 | 0 | 0
WT | 0 | 0 | 0 | 0 | 0 | 0
IGCC | 0 | 0 | 0 | 0 | 0 | 0
DemandResponse | 0 | 0 | 0 | 0 | 0 | 0
IGCC-CCS | 0 | 0 | 0 | 0 | 0 | 0
WT_off | 0 | 0 | 0 | 0 | 0 | 0
PseudoUnit | 0 | 0 | 0 | 0 | 0 | 0
FixedInterchange | 0 | 0 | 0 | 0 | 0 | 0
CO2 Emissions (MMshortTons): EI
ReportingType | 2015 | 2020 | 2025 | 2030 | 2035 | 2040
BM | 0 | 0 | 0 | 0 | 0 | 0
CC | 379.13 | 461.05 | 453.39 | 283.42 | 157.76 | 37.5
CSP | 0 | 0 | 0 | 0 | 0 | 0
CT | 0.48 | 0.68 | 0.74 | 0.12 | 0.01 | 0
Coal | 901.15 | 327.68 | 22.76 | 3.64 | 3.44 | 3.54
Geo | 0 | 0 | 0 | 0 | 0 | 0
H | 0 | 0 | 0 | 0 | 0 | 0
LFG | 0 | 0 | 0 | 0 | 0 | 0
Nuc | 0 | 0 | 0 | 0 | 0 | 0
PS | 0 | 0 | 0 | 0 | 0 | 0
PV | 0 | 0 | 0 | 0 | 0 | 0
PeakG | 2.22 | 3.76 | 5.7 | 1.65 | 1.08 | 0.77
PeakO | 0 | 0 | 0 | 0 | 0 | 0
ST | 0 | 0 | 0 | 0 | 0 | 0
STOG | 3.23 | 2.71 | 1.16 | 0.46 | 0.01 | 0.01
STWD | 0 | 0 | 0 | 0 | 0 | 0
WT | 0 | 0 | 0 | 0 | 0 | 0
IGCC | 4.15 | 4.15 | 0.94 | 0.06 | 0 | 0
DemandResponse | 0 | 0 | 0 | 0 | 0 | 0
IGCC-CCS | 0 | 0 | 0 | 0 | 0 | 0
WT_off | 0 | 0 | 0 | 0 | 0 | 0
PseudoUnit | 0 | 0 | 0 | 0 | 0 | 0
FixedInterchange | 0 | 0 | 0 | 0 | 0 | 0
CO2 Emissions (MMshortTons): Outside_EI
ReportingType | 2015 | 2020 | 2025 | 2030 | 2035 | 2040
BM | 0 | 0 | 0 | 0 | 0 | 0
CC | 186.75 | 174.93 | 170.26 | 104.7 | 34.03 | 19.76
CSP | 0 | 0 | 0 | 0 | 0 | 0
CT | 0 | 0 | 0.01 | 0.02 | 0 | 0
Coal | 263.98 | 206.86 | 49.72 | 0.98 | 0.97 | 0.93
Geo | 0 | 0 | 0 | 0 | 0 | 0
H | 0 | 0 | 0 | 0 | 0 | 0
LFG | 0 | 0 | 0 | 0 | 0 | 0
Nuc | 0 | 0 | 0 | 0 | 0 | 0
PS | 0 | 0 | 0 | 0 | 0 | 0
PV | 0 | 0 | 0 | 0 | 0 | 0
PeakG | 0 | 0.01 | 0.01 | 0.08 | 0.09 | 0.1
PeakO | 0 | 0 | 0 | 0 | 0 | 0
ST | 0 | 0 | 0 | 0 | 0 | 0
STOG | 2.25 | 2.42 | 0.51 | 0 | 0 | 0
STWD | 0 | 0 | 0 | 0 | 0 | 0
WT | 0 | 0 | 0 | 0 | 0 | 0
IGCC | 0 | 0 | 0 | 0 | 0 | 0
DemandResponse | 0 | 0 | 0 | 0 | 0 | 0
IGCC-CCS | 0 | 0 | 0 | 0 | 0 | 0
WT_off | 0 | 0 | 0 | 0 | 0 | 0
PseudoUnit | 0 | 0 | 0 | 0 | 0 | 0
FixedInterchange | 0 | 0 | 0 | 0 | 0 | 0
CO2 Emissions (MMmetricTons): Entergy
ReportingType | 2015 | 2020 | 2025 | 2030 | 2035 | 2040
BM | 0 | 0 | 0 | 0 | 0 | 0
CC | 25.51 | 35.33 | 33.91 | 22.14 | 4.43 | 1.54
CSP | 0 | 0 | 0 | 0 | 0 | 0
CT | 0 | 0 | 0 | 0 | 0 | 0
Coal | 54.04 | 4.91 | 0.46 | 0 | 0 | 0
Geo | 0 | 0 | 0 | 0 | 0 | 0
H | 0 | 0 | 0 | 0 | 0 | 0
LFG | 0 | 0 | 0 | 0 | 0 | 0
Nuc | 0 | 0 | 0 | 0 | 0 | 0
PS | 0 | 0 | 0 | 0 | 0 | 0
PV | 0 | 0 | 0 | 0 | 0 | 0
PeakG | 0 | 0 | 0 | 0 | 0 | 0
PeakO | 0 | 0 | 0 | 0 | 0 | 0
ST | 0 | 0 | 0 | 0 | 0 | 0
STOG | 0.28 | 0.32 | 0 | 0 | 0 | 0
STWD | 0 | 0 | 0 | 0 | 0 | 0
WT | 0 | 0 | 0 | 0 | 0 | 0
IGCC | 0 | 0 | 0 | 0 | 0 | 0
DemandResponse | 0 | 0 | 0 | 0 | 0 | 0
IGCC-CCS | 0 | 0 | 0 | 0 | 0 | 0
WT_off | 0 | 0 | 0 | 0 | 0 | 0
PseudoUnit | 0 | 0 | 0 | 0 | 0 | 0
FixedInterchange | 0 | 0 | 0 | 0 | 0 | 0
CO2 Emissions (MMmetricTons): FRCC
ReportingType | 2015 | 2020 | 2025 | 2030 | 2035 | 2040
BM | 0 | 0 | 0 | 0 | 0 | 0
CC | 65.02 | 65.97 | 63.35 | 20.26 | 11.87 | 5.75
CSP | 0 | 0 | 0 | 0 | 0 | 0
CT | 0.38 | 0.55 | 0.54 | 0.1 | 0 | 0
Coal | 19.87 | 1.6 | 0 | 0 | 0 | 0
Geo | 0 | 0 | 0 | 0 | 0 | 0
H | 0 | 0 | 0 | 0 | 0 | 0
LFG | 0 | 0 | 0 | 0 | 0 | 0
Nuc | 0 | 0 | 0 | 0 | 0 | 0
PS | 0 | 0 | 0 | 0 | 0 | 0
PV | 0 | 0 | 0 | 0 | 0 | 0
PeakG | 0.27 | 0.54 | 0.42 | 0.02 | 0.03 | 0.03
PeakO | 0 | 0 | 0 | 0 | 0 | 0
ST | 0 | 0 | 0 | 0 | 0 | 0
STOG | 0.37 | 0 | 0 | 0 | 0 | 0
STWD | 0 | 0 | 0 | 0 | 0 | 0
WT | 0 | 0 | 0 | 0 | 0 | 0
IGCC | 0 | 0 | 0 | 0 | 0 | 0
DemandResponse | 0 | 0 | 0 | 0 | 0 | 0
IGCC-CCS | 0 | 0 | 0 | 0 | 0 | 0
WT_off | 0 | 0 | 0 | 0 | 0 | 0
PseudoUnit | 0 | 0 | 0 | 0 | 0 | 0
FixedInterchange | 0 | 0 | 0 | 0 | 0 | 0
CO2 Emissions (MMmetricTons): MAPP_US
ReportingType | 2015 | 2020 | 2025 | 2030 | 2035 | 2040
BM | 0 | 0 | 0 | 0 | 0 | 0
CC | 0.11 | 0.08 | 0.11 | 0.07 | 0.04 | 0
CSP | 0 | 0 | 0 | 0 | 0 | 0
CT | 0 | 0 | 0 | 0 | 0 | 0
Coal | 11.09 | 0.23 | 0 | 0 | 0 | 0
Geo | 0 | 0 | 0 | 0 | 0 | 0
H | 0 | 0 | 0 | 0 | 0 | 0
LFG | 0 | 0 | 0 | 0 | 0 | 0
Nuc | 0 | 0 | 0 | 0 | 0 | 0
PS | 0 | 0 | 0 | 0 | 0 | 0
PV | 0 | 0 | 0 | 0 | 0 | 0
PeakG | 0.04 | 0.07 | 0.08 | 0.03 | 0.01 | 0.01
PeakO | 0 | 0 | 0 | 0 | 0 | 0
ST | 0 | 0 | 0 | 0 | 0 | 0
STOG | 0 | 0 | 0 | 0 | 0 | 0
STWD | 0 | 0 | 0 | 0 | 0 | 0
WT | 0 | 0 | 0 | 0 | 0 | 0
IGCC | 0 | 0 | 0 | 0 | 0 | 0
DemandResponse | 0 | 0 | 0 | 0 | 0 | 0
IGCC-CCS | 0 | 0 | 0 | 0 | 0 | 0
WT_off | 0 | 0 | 0 | 0 | 0 | 0
PseudoUnit | 0 | 0 | 0 | 0 | 0 | 0
FixedInterchange | 0 | 0 | 0 | 0 | 0 | 0
CO2 Emissions (MMmetricTons): MISO_IN
ReportingType | 2015 | 2020 | 2025 | 2030 | 2035 | 2040
BM | 0 | 0 | 0 | 0 | 0 | 0
CC | 7.53 | 46.39 | 46.76 | 41.87 | 35.16 | 9.15
CSP | 0 | 0 | 0 | 0 | 0 | 0
CT | 0 | 0 | 0 | 0 | 0 | 0
Coal | 47.02 | 20.75 | 0.33 | 0.09 | 0.2 | 0.2
Geo | 0 | 0 | 0 | 0 | 0 | 0
H | 0 | 0 | 0 | 0 | 0 | 0
LFG | 0 | 0 | 0 | 0 | 0 | 0
Nuc | 0 | 0 | 0 | 0 | 0 | 0
PS | 0 | 0 | 0 | 0 | 0 | 0
PV | 0 | 0 | 0 | 0 | 0 | 0
PeakG | 0 | 0 | 0.02 | 0 | 0 | 0
PeakO | 0 | 0 | 0 | 0 | 0 | 0
ST | 0 | 0 | 0 | 0 | 0 | 0
STOG | 0.03 | 0.03 | 0.03 | 0.03 | 0 | 0
STWD | 0 | 0 | 0 | 0 | 0 | 0
WT | 0 | 0 | 0 | 0 | 0 | 0
IGCC | 3.76 | 3.76 | 0.85 | 0.05 | 0 | 0
DemandResponse | 0 | 0 | 0 | 0 | 0 | 0
IGCC-CCS | 0 | 0 | 0 | 0 | 0 | 0
WT_off | 0 | 0 | 0 | 0 | 0 | 0
PseudoUnit | 0 | 0 | 0 | 0 | 0 | 0
FixedInterchange | 0 | 0 | 0 | 0 | 0 | 0
CO2 Emissions (MMmetricTons): MISO_MI
ReportingType | 2015 | 2020 | 2025 | 2030 | 2035 | 2040
BM | 0 | 0 | 0 | 0 | 0 | 0
CC | 4.7 | 3.93 | 4.66 | 1.9 | 0.6 | 0.12
CSP | 0 | 0 | 0 | 0 | 0 | 0
CT | 0 | 0 | 0 | 0 | 0 | 0
Coal | 25.43 | 0 | 0 | 0 | 0 | 0
Geo | 0 | 0 | 0 | 0 | 0 | 0
H | 0 | 0 | 0 | 0 | 0 | 0
LFG | 0 | 0 | 0 | 0 | 0 | 0
Nuc | 0 | 0 | 0 | 0 | 0 | 0
PS | 0 | 0 | 0 | 0 | 0 | 0
PV | 0 | 0 | 0 | 0 | 0 | 0
PeakG | 0.02 | 0.01 | 0.02 | 0 | 0 | 0
PeakO | 0 | 0 | 0 | 0 | 0 | 0
ST | 0 | 0 | 0 | 0 | 0 | 0
STOG | 0.23 | 0.1 | 0.17 | 0.01 | 0 | 0
STWD | 0 | 0 | 0 | 0 | 0 | 0
WT | 0 | 0 | 0 | 0 | 0 | 0
IGCC | 0 | 0 | 0 | 0 | 0 | 0
DemandResponse | 0 | 0 | 0 | 0 | 0 | 0
IGCC-CCS | 0 | 0 | 0 | 0 | 0 | 0
WT_off | 0 | 0 | 0 | 0 | 0 | 0
PseudoUnit | 0 | 0 | 0 | 0 | 0 | 0
FixedInterchange | 0 | 0 | 0 | 0 | 0 | 0
CO2 Emissions (MMmetricTons): MISO_MO-IL
ReportingType | 2015 | 2020 | 2025 | 2030 | 2035 | 2040
BM | 0 | 0 | 0 | 0 | 0 | 0
CC | 1.19 | 1.63 | 1.37 | 0.45 | 0.23 | 0.1
CSP | 0 | 0 | 0 | 0 | 0 | 0
CT | 0 | 0 | 0 | 0 | 0 | 0
Coal | 68.45 | 14.12 | 3.36 | 0.18 | 0.07 | 0.07
Geo | 0 | 0 | 0 | 0 | 0 | 0
H | 0 | 0 | 0 | 0 | 0 | 0
LFG | 0 | 0 | 0 | 0 | 0 | 0
Nuc | 0 | 0 | 0 | 0 | 0 | 0
PS | 0 | 0 | 0 | 0 | 0 | 0
PV | 0 | 0 | 0 | 0 | 0 | 0
PeakG | 0.13 | 0.46 | 0.14 | 0.35 | 0.25 | 0.1
PeakO | 0 | 0 | 0 | 0 | 0 | 0
ST | 0 | 0 | 0 | 0 | 0 | 0
STOG | 0 | 0.01 | 0.01 | 0 | 0 | 0
STWD | 0 | 0 | 0 | 0 | 0 | 0
WT | 0 | 0 | 0 | 0 | 0 | 0
IGCC | 0 | 0 | 0 | 0 | 0 | 0
DemandResponse | 0 | 0 | 0 | 0 | 0 | 0
IGCC-CCS | 0 | 0 | 0 | 0 | 0 | 0
WT_off | 0 | 0 | 0 | 0 | 0 | 0
PseudoUnit | 0 | 0 | 0 | 0 | 0 | 0
FixedInterchange | 0 | 0 | 0 | 0 | 0 | 0
CO2 Emissions (MMmetricTons): MISO_W
ReportingType | 2015 | 2020 | 2025 | 2030 | 2035 | 2040
BM | 0 | 0 | 0 | 0 | 0 | 0
CC | 3.92 | 4.64 | 1.79 | 1.04 | 0.73 | 0.35
CSP | 0 | 0 | 0 | 0 | 0 | 0
CT | 0 | 0 | 0 | 0 | 0 | 0
Coal | 71.25 | 28.87 | 1.91 | 0.39 | 0.39 | 0.39
Geo | 0 | 0 | 0 | 0 | 0 | 0
H | 0 | 0 | 0 | 0 | 0 | 0
LFG | 0 | 0 | 0 | 0 | 0 | 0
Nuc | 0 | 0 | 0 | 0 | 0 | 0
PS | 0 | 0 | 0 | 0 | 0 | 0
PV | 0 | 0 | 0 | 0 | 0 | 0
PeakG | 0.15 | 0.16 | 0.06 | 0.01 | 0.01 | 0
PeakO | 0 | 0 | 0 | 0 | 0 | 0
ST | 0 | 0 | 0 | 0 | 0 | 0
STOG | 0 | 0 | 0 | 0 | 0 | 0
STWD | 0 | 0 | 0 | 0 | 0 | 0
WT | 0 | 0 | 0 | 0 | 0 | 0
IGCC | 0 | 0 | 0 | 0 | 0 | 0
DemandResponse | 0 | 0 | 0 | 0 | 0 | 0
IGCC-CCS | 0 | 0 | 0 | 0 | 0 | 0
WT_off | 0 | 0 | 0 | 0 | 0 | 0
PseudoUnit | 0 | 0 | 0 | 0 | 0 | 0
FixedInterchange | 0 | 0 | 0 | 0 | 0 | 0
CO2 Emissions (MMmetricTons): MISO_WUMS
ReportingType | 2015 | 2020 | 2025 | 2030 | 2035 | 2040
BM | 0 | 0 | 0 | 0 | 0 | 0
CC | 17.34 | 20.08 | 19.77 | 14.12 | 13.97 | 1.06
CSP | 0 | 0 | 0 | 0 | 0 | 0
CT | 0 | 0 | 0 | 0 | 0 | 0
Coal | 11.09 | 2.93 | 0.66 | 0.18 | 0.23 | 0.32
Geo | 0 | 0 | 0 | 0 | 0 | 0
H | 0 | 0 | 0 | 0 | 0 | 0
LFG | 0 | 0 | 0 | 0 | 0 | 0
Nuc | 0 | 0 | 0 | 0 | 0 | 0
PS | 0 | 0 | 0 | 0 | 0 | 0
PV | 0 | 0 | 0 | 0 | 0 | 0
PeakG | 0 | 0 | 0.01 | 0 | 0 | 0
PeakO | 0 | 0 | 0 | 0 | 0 | 0
ST | 0 | 0 | 0 | 0 | 0 | 0
STOG | 0 | 0 | 0 | 0 | 0 | 0
STWD | 0 | 0 | 0 | 0 | 0 | 0
WT | 0 | 0 | 0 | 0 | 0 | 0
IGCC | 0 | 0 | 0 | 0 | 0 | 0
DemandResponse | 0 | 0 | 0 | 0 | 0 | 0
IGCC-CCS | 0 | 0 | 0 | 0 | 0 | 0
WT_off | 0 | 0 | 0 | 0 | 0 | 0
PseudoUnit | 0 | 0 | 0 | 0 | 0 | 0
FixedInterchange | 0 | 0 | 0 | 0 | 0 | 0
CO2 Emissions (MMmetricTons): Nebraska
ReportingType | 2015 | 2020 | 2025 | 2030 | 2035 | 2040
BM | 0 | 0 | 0 | 0 | 0 | 0
CC | 0.23 | 0.96 | 1.02 | 0.73 | 0.34 | 0.19
CSP | 0 | 0 | 0 | 0 | 0 | 0
CT | 0 | 0 | 0 | 0 | 0 | 0
Coal | 32.1 | 6.25 | 0.59 | 0.41 | 0.37 | 0.37
Geo | 0 | 0 | 0 | 0 | 0 | 0
H | 0 | 0 | 0 | 0 | 0 | 0
LFG | 0 | 0 | 0 | 0 | 0 | 0
Nuc | 0 | 0 | 0 | 0 | 0 | 0
PS | 0 | 0 | 0 | 0 | 0 | 0
PV | 0 | 0 | 0 | 0 | 0 | 0
PeakG | 0.02 | 0 | 0.02 | 0.02 | 0 | 0
PeakO | 0 | 0 | 0 | 0 | 0 | 0
ST | 0 | 0 | 0 | 0 | 0 | 0
STOG | 0 | 0 | 0 | 0 | 0 | 0
STWD | 0 | 0 | 0 | 0 | 0 | 0
WT | 0 | 0 | 0 | 0 | 0 | 0
IGCC | 0 | 0 | 0 | 0 | 0 | 0
DemandResponse | 0 | 0 | 0 | 0 | 0 | 0
IGCC-CCS | 0 | 0 | 0 | 0 | 0 | 0
WT_off | 0 | 0 | 0 | 0 | 0 | 0
PseudoUnit | 0 | 0 | 0 | 0 | 0 | 0
FixedInterchange | 0 | 0 | 0 | 0 | 0 | 0
CO2 Emissions (MMmetricTons): NEISO
ReportingType | 2015 | 2020 | 2025 | 2030 | 2035 | 2040
BM | 0 | 0 | 0 | 0 | 0 | 0
CC | 13.8 | 6.8 | 5.13 | 1.63 | 0.32 | 0.02
CSP | 0 | 0 | 0 | 0 | 0 | 0
CT | 0 | 0.01 | 0.01 | 0.01 | 0 | 0
Coal | 0.03 | 0 | 0 | 0 | 0 | 0
Geo | 0 | 0 | 0 | 0 | 0 | 0
H | 0 | 0 | 0 | 0 | 0 | 0
LFG | 0 | 0 | 0 | 0 | 0 | 0
Nuc | 0 | 0 | 0 | 0 | 0 | 0
PS | 0 | 0 | 0 | 0 | 0 | 0
PV | 0 | 0 | 0 | 0 | 0 | 0
PeakG | 0.01 | 0.02 | 0.02 | 0.02 | 0 | 0.02
PeakO | 0 | 0 | 0 | 0 | 0 | 0
ST | 0 | 0 | 0 | 0 | 0 | 0
STOG | 0 | 0 | 0 | 0 | 0 | 0
STWD | 0 | 0 | 0 | 0 | 0 | 0
WT | 0 | 0 | 0 | 0 | 0 | 0
IGCC | 0 | 0 | 0 | 0 | 0 | 0
DemandResponse | 0 | 0 | 0 | 0 | 0 | 0
IGCC-CCS | 0 | 0 | 0 | 0 | 0 | 0
WT_off | 0 | 0 | 0 | 0 | 0 | 0
PseudoUnit | 0 | 0 | 0 | 0 | 0 | 0
FixedInterchange | 0 | 0 | 0 | 0 | 0 | 0
CO2 Emissions (MMmetricTons): NonRTO_Midwest
ReportingType | 2015 | 2020 | 2025 | 2030 | 2035 | 2040
BM | 0 | 0 | 0 | 0 | 0 | 0
CC | 4.6 | 8.23 | 8.23 | 7.79 | 5.27 | 0.75
CSP | 0 | 0 | 0 | 0 | 0 | 0
CT | 0 | 0 | 0 | 0 | 0 | 0
Coal | 39.84 | 26.57 | 1.74 | 0.28 | 0.28 | 0.28
Geo | 0 | 0 | 0 | 0 | 0 | 0
H | 0 | 0 | 0 | 0 | 0 | 0
LFG | 0 | 0 | 0 | 0 | 0 | 0
Nuc | 0 | 0 | 0 | 0 | 0 | 0
PS | 0 | 0 | 0 | 0 | 0 | 0
PV | 0 | 0 | 0 | 0 | 0 | 0
PeakG | 0.09 | 0.04 | 0.27 | 0.16 | 0.01 | 0
PeakO | 0 | 0 | 0 | 0 | 0 | 0
ST | 0 | 0 | 0 | 0 | 0 | 0
STOG | 0 | 0 | 0 | 0 | 0 | 0
STWD | 0 | 0 | 0 | 0 | 0 | 0
WT | 0 | 0 | 0 | 0 | 0 | 0
IGCC | 0 | 0 | 0 | 0 | 0 | 0
DemandResponse | 0 | 0 | 0 | 0 | 0 | 0
IGCC-CCS | 0 | 0 | 0 | 0 | 0 | 0
WT_off | 0 | 0 | 0 | 0 | 0 | 0
PseudoUnit | 0 | 0 | 0 | 0 | 0 | 0
FixedInterchange | 0 | 0 | 0 | 0 | 0 | 0
CO2 Emissions (MMmetricTons): NYISO_A-F
ReportingType | 2015 | 2020 | 2025 | 2030 | 2035 | 2040
BM | 0 | 0 | 0 | 0 | 0 | 0
CC | 2.45 | 2.43 | 1.58 | 0.25 | 0.09 | 0
CSP | 0 | 0 | 0 | 0 | 0 | 0
CT | 0 | 0 | 0 | 0 | 0 | 0
Coal | 0 | 0 | 0 | 0 | 0 | 0
Geo | 0 | 0 | 0 | 0 | 0 | 0
H | 0 | 0 | 0 | 0 | 0 | 0
LFG | 0 | 0 | 0 | 0 | 0 | 0
Nuc | 0 | 0 | 0 | 0 | 0 | 0
PS | 0 | 0 | 0 | 0 | 0 | 0
PV | 0 | 0 | 0 | 0 | 0 | 0
PeakG | 0 | 0 | 0 | 0 | 0 | 0
PeakO | 0 | 0 | 0 | 0 | 0 | 0
ST | 0 | 0 | 0 | 0 | 0 | 0
STOG | 0 | 0 | 0 | 0 | 0 | 0
STWD | 0 | 0 | 0 | 0 | 0 | 0
WT | 0 | 0 | 0 | 0 | 0 | 0
IGCC | 0 | 0 | 0 | 0 | 0 | 0
DemandResponse | 0 | 0 | 0 | 0 | 0 | 0
IGCC-CCS | 0 | 0 | 0 | 0 | 0 | 0
WT_off | 0 | 0 | 0 | 0 | 0 | 0
PseudoUnit | 0 | 0 | 0 | 0 | 0 | 0
FixedInterchange | 0 | 0 | 0 | 0 | 0 | 0
CO2 Emissions (MMmetricTons): NYISO_G-I
ReportingType | 2015 | 2020 | 2025 | 2030 | 2035 | 2040
BM | 0 | 0 | 0 | 0 | 0 | 0
CC | 0.75 | 0.79 | 0.41 | 0.16 | 0.15 | 0.11
CSP | 0 | 0 | 0 | 0 | 0 | 0
CT | 0 | 0 | 0 | 0 | 0 | 0
Coal | 0 | 0 | 0 | 0 | 0 | 0
Geo | 0 | 0 | 0 | 0 | 0 | 0
H | 0 | 0 | 0 | 0 | 0 | 0
LFG | 0 | 0 | 0 | 0 | 0 | 0
Nuc | 0 | 0 | 0 | 0 | 0 | 0
PS | 0 | 0 | 0 | 0 | 0 | 0
PV | 0 | 0 | 0 | 0 | 0 | 0
PeakG | 0 | 0 | 0 | 0 | 0 | 0
PeakO | 0 | 0 | 0 | 0 | 0 | 0
ST | 0 | 0 | 0 | 0 | 0 | 0
STOG | 0 | 0 | 0 | 0 | 0 | 0
STWD | 0 | 0 | 0 | 0 | 0 | 0
WT | 0 | 0 | 0 | 0 | 0 | 0
IGCC | 0 | 0 | 0 | 0 | 0 | 0
DemandResponse | 0 | 0 | 0 | 0 | 0 | 0
IGCC-CCS | 0 | 0 | 0 | 0 | 0 | 0
WT_off | 0 | 0 | 0 | 0 | 0 | 0
PseudoUnit | 0 | 0 | 0 | 0 | 0 | 0
FixedInterchange | 0 | 0 | 0 | 0 | 0 | 0
CO2 Emissions (MMmetricTons): NYISO_J-K
ReportingType | 2015 | 2020 | 2025 | 2030 | 2035 | 2040
BM | 0 | 0 | 0 | 0 | 0 | 0
CC | 7.79 | 7.76 | 4.56 | 2.83 | 2.16 | 0.58
CSP | 0 | 0 | 0 | 0 | 0 | 0
CT | 0 | 0 | 0 | 0 | 0 | 0
Coal | 0 | 0 | 0 | 0 | 0 | 0
Geo | 0 | 0 | 0 | 0 | 0 | 0
H | 0 | 0 | 0 | 0 | 0 | 0
LFG | 0 | 0 | 0 | 0 | 0 | 0
Nuc | 0 | 0 | 0 | 0 | 0 | 0
PS | 0 | 0 | 0 | 0 | 0 | 0
PV | 0 | 0 | 0 | 0 | 0 | 0
PeakG | 0.04 | 0.04 | 0.05 | 0.04 | 0.05 | 0.06
PeakO | 0 | 0 | 0 | 0 | 0 | 0
ST | 0 | 0 | 0 | 0 | 0 | 0
STOG | 0.15 | 0.15 | 0.08 | 0.02 | 0 | 0
STWD | 0 | 0 | 0 | 0 | 0 | 0
WT | 0 | 0 | 0 | 0 | 0 | 0
IGCC | 0 | 0 | 0 | 0 | 0 | 0
DemandResponse | 0 | 0 | 0 | 0 | 0 | 0
IGCC-CCS | 0 | 0 | 0 | 0 | 0 | 0
WT_off | 0 | 0 | 0 | 0 | 0 | 0
PseudoUnit | 0 | 0 | 0 | 0 | 0 | 0
FixedInterchange | 0 | 0 | 0 | 0 | 0 | 0
CO2 Emissions (MMmetricTons): PJM_E
ReportingType | 2015 | 2020 | 2025 | 2030 | 2035 | 2040
BM | 0 | 0 | 0 | 0 | 0 | 0
CC | 15.76 | 19.21 | 22.53 | 13.25 | 11.07 | 3.78
CSP | 0 | 0 | 0 | 0 | 0 | 0
CT | 0 | 0 | 0 | 0 | 0 | 0
Coal | 0.38 | 0.11 | 0.02 | 0 | 0 | 0
Geo | 0 | 0 | 0 | 0 | 0 | 0
H | 0 | 0 | 0 | 0 | 0 | 0
LFG | 0 | 0 | 0 | 0 | 0 | 0
Nuc | 0 | 0 | 0 | 0 | 0 | 0
PS | 0 | 0 | 0 | 0 | 0 | 0
PV | 0 | 0 | 0 | 0 | 0 | 0
PeakG | 0.05 | 0.28 | 0.52 | 0.28 | 0.15 | 0.15
PeakO | 0 | 0 | 0 | 0 | 0 | 0
ST | 0 | 0 | 0 | 0 | 0 | 0
STOG | 0.05 | 0.09 | 0 | 0 | 0 | 0
STWD | 0 | 0 | 0 | 0 | 0 | 0
WT | 0 | 0 | 0 | 0 | 0 | 0
IGCC | 0 | 0 | 0 | 0 | 0 | 0
DemandResponse | 0 | 0 | 0 | 0 | 0 | 0
IGCC-CCS | 0 | 0 | 0 | 0 | 0 | 0
WT_off | 0 | 0 | 0 | 0 | 0 | 0
PseudoUnit | 0 | 0 | 0 | 0 | 0 | 0
FixedInterchange | 0 | 0 | 0 | 0 | 0 | 0
CO2 Emissions (MMmetricTons): PJM_ROM
ReportingType | 2015 | 2020 | 2025 | 2030 | 2035 | 2040
BM | 0 | 0 | 0 | 0 | 0 | 0
CC | 7.32 | 9.51 | 9.8 | 5.92 | 4.88 | 0.66
CSP | 0 | 0 | 0 | 0 | 0 | 0
CT | 0 | 0 | 0 | 0 | 0 | 0
Coal | 8.63 | 1.4 | 0.02 | 0 | 0 | 0
Geo | 0 | 0 | 0 | 0 | 0 | 0
H | 0 | 0 | 0 | 0 | 0 | 0
LFG | 0 | 0 | 0 | 0 | 0 | 0
Nuc | 0 | 0 | 0 | 0 | 0 | 0
PS | 0 | 0 | 0 | 0 | 0 | 0
PV | 0 | 0 | 0 | 0 | 0 | 0
PeakG | 0 | 0.03 | 0.03 | 0.09 | 0.09 | 0.09
PeakO | 0 | 0 | 0 | 0 | 0 | 0
ST | 0 | 0 | 0 | 0 | 0 | 0
STOG | 0.39 | 0.76 | 0 | 0 | 0 | 0
STWD | 0 | 0 | 0 | 0 | 0 | 0
WT | 0 | 0 | 0 | 0 | 0 | 0
IGCC | 0 | 0 | 0 | 0 | 0 | 0
DemandResponse | 0 | 0 | 0 | 0 | 0 | 0
IGCC-CCS | 0 | 0 | 0 | 0 | 0 | 0
WT_off | 0 | 0 | 0 | 0 | 0 | 0
PseudoUnit | 0 | 0 | 0 | 0 | 0 | 0
FixedInterchange | 0 | 0 | 0 | 0 | 0 | 0
CO2 Emissions (MMmetricTons): PJM_ROR
ReportingType | 2015 | 2020 | 2025 | 2030 | 2035 | 2040
BM | 0 | 0 | 0 | 0 | 0 | 0
CC | 47.45 | 52.74 | 52.45 | 38.1 | 23.23 | 0.82
CSP | 0 | 0 | 0 | 0 | 0 | 0
CT | 0 | 0 | 0.01 | 0 | 0 | 0
Coal | 188.25 | 98.92 | 7.83 | 0.62 | 0.42 | 0.42
Geo | 0 | 0 | 0 | 0 | 0 | 0
H | 0 | 0 | 0 | 0 | 0 | 0
LFG | 0 | 0 | 0 | 0 | 0 | 0
Nuc | 0 | 0 | 0 | 0 | 0 | 0
PS | 0 | 0 | 0 | 0 | 0 | 0
PV | 0 | 0 | 0 | 0 | 0 | 0
PeakG | 0.6 | 0.83 | 2.08 | 0.4 | 0.33 | 0.21
PeakO | 0 | 0 | 0 | 0 | 0 | 0
ST | 0 | 0 | 0 | 0 | 0 | 0
STOG | 0.23 | 0.44 | 0 | 0 | 0 | 0
STWD | 0 | 0 | 0 | 0 | 0 | 0
WT | 0 | 0 | 0 | 0 | 0 | 0
IGCC | 0 | 0 | 0 | 0 | 0 | 0
DemandResponse | 0 | 0 | 0 | 0 | 0 | 0
IGCC-CCS | 0 | 0 | 0 | 0 | 0 | 0
WT_off | 0 | 0 | 0 | 0 | 0 | 0
PseudoUnit | 0 | 0 | 0 | 0 | 0 | 0
FixedInterchange | 0 | 0 | 0 | 0 | 0 | 0
CO2 Emissions (MMmetricTons): SOCO
ReportingType | 2015 | 2020 | 2025 | 2030 | 2035 | 2040
BM | 0 | 0 | 0 | 0 | 0 | 0
CC | 51.95 | 55.44 | 52.9 | 24.42 | 5.58 | 0.72
CSP | 0 | 0 | 0 | 0 | 0 | 0
CT | 0 | 0 | 0 | 0 | 0 | 0
Coal | 32.41 | 12.62 | 0.57 | 0.63 | 0.63 | 0.63
Geo | 0 | 0 | 0 | 0 | 0 | 0
H | 0 | 0 | 0 | 0 | 0 | 0
LFG | 0 | 0 | 0 | 0 | 0 | 0
Nuc | 0 | 0 | 0 | 0 | 0 | 0
PS | 0 | 0 | 0 | 0 | 0 | 0
PV | 0 | 0 | 0 | 0 | 0 | 0
PeakG | 0.42 | 0.71 | 1.11 | 0.01 | 0 | 0.01
PeakO | 0 | 0 | 0 | 0 | 0 | 0
ST | 0 | 0 | 0 | 0 | 0 | 0
STOG | 0 | 0 | 0 | 0 | 0 | 0
STWD | 0 | 0 | 0 | 0 | 0 | 0
WT | 0 | 0 | 0 | 0 | 0 | 0
IGCC | 0 | 0 | 0 | 0 | 0 | 0
DemandResponse | 0 | 0 | 0 | 0 | 0 | 0
IGCC-CCS | 0 | 0 | 0 | 0 | 0 | 0
WT_off | 0 | 0 | 0 | 0 | 0 | 0
PseudoUnit | 0 | 0 | 0 | 0 | 0 | 0
FixedInterchange | 0 | 0 | 0 | 0 | 0 | 0
CO2 Emissions (MMmetricTons): SPP_N
ReportingType | 2015 | 2020 | 2025 | 2030 | 2035 | 2040
BM | 0 | 0 | 0 | 0 | 0 | 0
CC | 2.85 | 5.68 | 5.93 | 4.49 | 1.51 | 1.01
CSP | 0 | 0 | 0 | 0 | 0 | 0
CT | 0 | 0 | 0 | 0 | 0 | 0
Coal | 57.36 | 24.61 | 0.84 | 0.2 | 0.2 | 0.2
Geo | 0 | 0 | 0 | 0 | 0 | 0
H | 0 | 0 | 0 | 0 | 0 | 0
LFG | 0 | 0 | 0 | 0 | 0 | 0
Nuc | 0 | 0 | 0 | 0 | 0 | 0
PS | 0 | 0 | 0 | 0 | 0 | 0
PV | 0 | 0 | 0 | 0 | 0 | 0
PeakG | 0.02 | 0 | 0 | 0.04 | 0 | 0
PeakO | 0 | 0 | 0 | 0 | 0 | 0
ST | 0 | 0 | 0 | 0 | 0 | 0
STOG | 0.1 | 0.05 | 0.08 | 0.02 | 0 | 0
STWD | 0 | 0 | 0 | 0 | 0 | 0
WT | 0 | 0 | 0 | 0 | 0 | 0
IGCC | 0 | 0 | 0 | 0 | 0 | 0
DemandResponse | 0 | 0 | 0 | 0 | 0 | 0
IGCC-CCS | 0 | 0 | 0 | 0 | 0 | 0
WT_off | 0 | 0 | 0 | 0 | 0 | 0
PseudoUnit | 0 | 0 | 0 | 0 | 0 | 0
FixedInterchange | 0 | 0 | 0 | 0 | 0 | 0
CO2 Emissions (MMmetricTons): SPP_S
ReportingType | 2015 | 2020 | 2025 | 2030 | 2035 | 2040
BM | 0 | 0 | 0 | 0 | 0 | 0
CC | 16.6 | 18.24 | 21.02 | 18.14 | 7.09 | 4.95
CSP | 0 | 0 | 0 | 0 | 0 | 0
CT | 0.01 | 0 | 0 | 0 | 0.01 | 0
Coal | 73.47 | 14.43 | 0.62 | 0 | 0 | 0
Geo | 0 | 0 | 0 | 0 | 0 | 0
H | 0 | 0 | 0 | 0 | 0 | 0
LFG | 0 | 0 | 0 | 0 | 0 | 0
Nuc | 0 | 0 | 0 | 0 | 0 | 0
PS | 0 | 0 | 0 | 0 | 0 | 0
PV | 0 | 0 | 0 | 0 | 0 | 0
PeakG | 0 | 0 | 0 | 0 | 0.05 | 0
PeakO | 0 | 0 | 0 | 0 | 0 | 0
ST | 0 | 0 | 0 | 0 | 0 | 0
STOG | 1.1 | 0.49 | 0.68 | 0.33 | 0 | 0
STWD | 0 | 0 | 0 | 0 | 0 | 0
WT | 0 | 0 | 0 | 0 | 0 | 0
IGCC | 0 | 0 | 0 | 0 | 0 | 0
DemandResponse | 0 | 0 | 0 | 0 | 0 | 0
IGCC-CCS | 0 | 0 | 0 | 0 | 0 | 0
WT_off | 0 | 0 | 0 | 0 | 0 | 0
PseudoUnit | 0 | 0 | 0 | 0 | 0 | 0
FixedInterchange | 0 | 0 | 0 | 0 | 0 | 0
CO2 Emissions (MMmetricTons): TVA
ReportingType | 2015 | 2020 | 2025 | 2030 | 2035 | 2040
BM | 0 | 0 | 0 | 0 | 0 | 0
CC | 11.83 | 17.18 | 20.14 | 13.99 | 5.55 | 1.15
CSP | 0 | 0 | 0 | 0 | 0 | 0
CT | 0 | 0 | 0 | 0 | 0 | 0
Coal | 40.58 | 23.42 | 0.06 | 0 | 0 | 0
Geo | 0 | 0 | 0 | 0 | 0 | 0
H | 0 | 0 | 0 | 0 | 0 | 0
LFG | 0 | 0 | 0 | 0 | 0 | 0
Nuc | 0 | 0 | 0 | 0 | 0 | 0
PS | 0 | 0 | 0 | 0 | 0 | 0
PV | 0 | 0 | 0 | 0 | 0 | 0
PeakG | 0 | 0 | 0.01 | 0 | 0 | 0
PeakO | 0 | 0 | 0 | 0 | 0 | 0
ST | 0 | 0 | 0 | 0 | 0 | 0
STOG | 0 | 0 | 0 | 0 | 0 | 0
STWD | 0 | 0 | 0 | 0 | 0 | 0
WT | 0 | 0 | 0 | 0 | 0 | 0
IGCC | 0 | 0 | 0 | 0 | 0 | 0
DemandResponse | 0 | 0 | 0 | 0 | 0 | 0
IGCC-CCS | 0 | 0 | 0 | 0 | 0 | 0
WT_off | 0 | 0 | 0 | 0 | 0 | 0
PseudoUnit | 0 | 0 | 0 | 0 | 0 | 0
FixedInterchange | 0 | 0 | 0 | 0 | 0 | 0
CO2 Emissions (MMmetricTons): TVA_Transmission
ReportingType | 2015 | 2020 | 2025 | 2030 | 2035 | 2040
BM | 0 | 0 | 0 | 0 | 0 | 0
CC | 0 | 0 | 0 | 0 | 0 | 0
CSP | 0 | 0 | 0 | 0 | 0 | 0
CT | 0 | 0 | 0 | 0 | 0 | 0
Coal | 0 | 0 | 0 | 0 | 0 | 0
Geo | 0 | 0 | 0 | 0 | 0 | 0
H | 0 | 0 | 0 | 0 | 0 | 0
LFG | 0 | 0 | 0 | 0 | 0 | 0
Nuc | 0 | 0 | 0 | 0 | 0 | 0
PS | 0 | 0 | 0 | 0 | 0 | 0
PV | 0 | 0 | 0 | 0 | 0 | 0
PeakG | 0 | 0 | 0 | 0 | 0 | 0
PeakO | 0 | 0 | 0 | 0 | 0 | 0
ST | 0 | 0 | 0 | 0 | 0 | 0
STOG | 0 | 0 | 0 | 0 | 0 | 0
STWD | 0 | 0 | 0 | 0 | 0 | 0
WT | 0 | 0 | 0 | 0 | 0 | 0
IGCC | 0 | 0 | 0 | 0 | 0 | 0
DemandResponse | 0 | 0 | 0 | 0 | 0 | 0
IGCC-CCS | 0 | 0 | 0 | 0 | 0 | 0
WT_off | 0 | 0 | 0 | 0 | 0 | 0
PseudoUnit | 0 | 0 | 0 | 0 | 0 | 0
FixedInterchange | 0 | 0 | 0 | 0 | 0 | 0
CO2 Emissions (MMmetricTons): VACAR
ReportingType | 2015 | 2020 | 2025 | 2030 | 2035 | 2040
BM | 0 | 0 | 0 | 0 | 0 | 0
CC | 32.7 | 33 | 33.91 | 23.58 | 8.84 | 1.21
CSP | 0 | 0 | 0 | 0 | 0 | 0
CT | 0.04 | 0.05 | 0.11 | 0 | 0 | 0
Coal | 35.99 | 15.53 | 1.63 | 0.31 | 0.34 | 0.34
Geo | 0 | 0 | 0 | 0 | 0 | 0
H | 0 | 0 | 0 | 0 | 0 | 0
LFG | 0 | 0 | 0 | 0 | 0 | 0
Nuc | 0 | 0 | 0 | 0 | 0 | 0
PS | 0 | 0 | 0 | 0 | 0 | 0
PV | 0 | 0 | 0 | 0 | 0 | 0
PeakG | 0.07 | 0.16 | 0.32 | 0.04 | 0 | 0.01
PeakO | 0 | 0 | 0 | 0 | 0 | 0
ST | 0 | 0 | 0 | 0 | 0 | 0
STOG | 0 | 0 | 0 | 0 | 0 | 0
STWD | 0 | 0 | 0 | 0 | 0 | 0
WT | 0 | 0 | 0 | 0 | 0 | 0
IGCC | 0 | 0 | 0 | 0 | 0 | 0
DemandResponse | 0 | 0 | 0 | 0 | 0 | 0
IGCC-CCS | 0 | 0 | 0 | 0 | 0 | 0
WT_off | 0 | 0 | 0 | 0 | 0 | 0
PseudoUnit | 0 | 0 | 0 | 0 | 0 | 0
FixedInterchange | 0 | 0 | 0 | 0 | 0 | 0
CO2 Emissions (MMmetricTons): IESO
ReportingType | 2015 | 2020 | 2025 | 2030 | 2035 | 2040
BM | 0 | 0 | 0 | 0 | 0 | 0
CC | 0.27 | 0 | 0 | 0 | 0 | 0
CSP | 0 | 0 | 0 | 0 | 0 | 0
CT | 0 | 0 | 0 | 0 | 0 | 0
Coal | 0 | 0 | 0 | 0 | 0 | 0
Geo | 0 | 0 | 0 | 0 | 0 | 0
H | 0 | 0 | 0 | 0 | 0 | 0
LFG | 0 | 0 | 0 | 0 | 0 | 0
Nuc | 0 | 0 | 0 | 0 | 0 | 0
PS | 0 | 0 | 0 | 0 | 0 | 0
PV | 0 | 0 | 0 | 0 | 0 | 0
PeakG | 0 | 0 | 0 | 0 | 0 | 0
PeakO | 0 | 0 | 0 | 0 | 0 | 0
ST | 0 | 0 | 0 | 0 | 0 | 0
STOG | 0 | 0 | 0 | 0 | 0 | 0
STWD | 0 | 0 | 0 | 0 | 0 | 0
WT | 0 | 0 | 0 | 0 | 0 | 0
IGCC | 0 | 0 | 0 | 0 | 0 | 0
DemandResponse | 0 | 0 | 0 | 0 | 0 | 0
IGCC-CCS | 0 | 0 | 0 | 0 | 0 | 0
WT_off | 0 | 0 | 0 | 0 | 0 | 0
PseudoUnit | 0 | 0 | 0 | 0 | 0 | 0
FixedInterchange | 0 | 0 | 0 | 0 | 0 | 0
CO2 Emissions (MMmetricTons): MAPP_CA
ReportingType | 2015 | 2020 | 2025 | 2030 | 2035 | 2040
BM | 0 | 0 | 0 | 0 | 0 | 0
CC | 2.24 | 2.24 | 0 | 0 | 0 | 0
CSP | 0 | 0 | 0 | 0 | 0 | 0
CT | 0 | 0 | 0 | 0 | 0 | 0
Coal | 0.22 | 0 | 0 | 0 | 0 | 0
Geo | 0 | 0 | 0 | 0 | 0 | 0
H | 0 | 0 | 0 | 0 | 0 | 0
LFG | 0 | 0 | 0 | 0 | 0 | 0
Nuc | 0 | 0 | 0 | 0 | 0 | 0
PS | 0 | 0 | 0 | 0 | 0 | 0
PV | 0 | 0 | 0 | 0 | 0 | 0
PeakG | 0.07 | 0.06 | 0 | 0 | 0 | 0
PeakO | 0 | 0 | 0 | 0 | 0 | 0
ST | 0 | 0 | 0 | 0 | 0 | 0
STOG | 0.01 | 0 | 0 | 0 | 0 | 0
STWD | 0 | 0 | 0 | 0 | 0 | 0
WT | 0 | 0 | 0 | 0 | 0 | 0
IGCC | 0 | 0 | 0 | 0 | 0 | 0
DemandResponse | 0 | 0 | 0 | 0 | 0 | 0
IGCC-CCS | 0 | 0 | 0 | 0 | 0 | 0
WT_off | 0 | 0 | 0 | 0 | 0 | 0
PseudoUnit | 0 | 0 | 0 | 0 | 0 | 0
FixedInterchange | 0 | 0 | 0 | 0 | 0 | 0
CO2 Emissions (MMmetricTons): AZ_NM_SNV_Coal
ReportingType | 2015 | 2020 | 2025 | 2030 | 2035 | 2040
BM | 0 | 0 | 0 | 0 | 0 | 0
CC | 0 | 0 | 0 | 0 | 0 | 0
CSP | 0 | 0 | 0 | 0 | 0 | 0
CT | 0 | 0 | 0 | 0 | 0 | 0
Coal | 45.69 | 41.26 | 4.29 | 0 | 0 | 0
Geo | 0 | 0 | 0 | 0 | 0 | 0
H | 0 | 0 | 0 | 0 | 0 | 0
LFG | 0 | 0 | 0 | 0 | 0 | 0
Nuc | 0 | 0 | 0 | 0 | 0 | 0
PS | 0 | 0 | 0 | 0 | 0 | 0
PV | 0 | 0 | 0 | 0 | 0 | 0
PeakG | 0 | 0 | 0 | 0 | 0 | 0
PeakO | 0 | 0 | 0 | 0 | 0 | 0
ST | 0 | 0 | 0 | 0 | 0 | 0
STOG | 0 | 0 | 0 | 0 | 0 | 0
STWD | 0 | 0 | 0 | 0 | 0 | 0
WT | 0 | 0 | 0 | 0 | 0 | 0
IGCC | 0 | 0 | 0 | 0 | 0 | 0
DemandResponse | 0 | 0 | 0 | 0 | 0 | 0
IGCC-CCS | 0 | 0 | 0 | 0 | 0 | 0
WT_off | 0 | 0 | 0 | 0 | 0 | 0
PseudoUnit | 0 | 0 | 0 | 0 | 0 | 0
FixedInterchange | 0 | 0 | 0 | 0 | 0 | 0
CO2 Emissions (MMmetricTons): AZ_NM_SNV_Gas
ReportingType | 2015 | 2020 | 2025 | 2030 | 2035 | 2040
BM | 0 | 0 | 0 | 0 | 0 | 0
CC | 24.54 | 18.74 | 24.18 | 9.6 | 2.16 | 0.74
CSP | 0 | 0 | 0 | 0 | 0 | 0
CT | 0 | 0 | 0 | 0 | 0 | 0
Coal | 0 | 0 | 0 | 0 | 0 | 0
Geo | 0 | 0 | 0 | 0 | 0 | 0
H | 0 | 0 | 0 | 0 | 0 | 0
LFG | 0 | 0 | 0 | 0 | 0 | 0
Nuc | 0 | 0 | 0 | 0 | 0 | 0
PS | 0 | 0 | 0 | 0 | 0 | 0
PV | 0 | 0 | 0 | 0 | 0 | 0
PeakG | 0 | 0 | 0 | 0 | 0 | 0
PeakO | 0 | 0 | 0 | 0 | 0 | 0
ST | 0 | 0 | 0 | 0 | 0 | 0
STOG | 0 | 0 | 0 | 0 | 0 | 0
STWD | 0 | 0 | 0 | 0 | 0 | 0
WT | 0 | 0 | 0 | 0 | 0 | 0
IGCC | 0 | 0 | 0 | 0 | 0 | 0
DemandResponse | 0 | 0 | 0 | 0 | 0 | 0
IGCC-CCS | 0 | 0 | 0 | 0 | 0 | 0
WT_off | 0 | 0 | 0 | 0 | 0 | 0
PseudoUnit | 0 | 0 | 0 | 0 | 0 | 0
FixedInterchange | 0 | 0 | 0 | 0 | 0 | 0
CO2 Emissions (MMmetricTons): AZ_NM_SNV_NucRenew
ReportingType | 2015 | 2020 | 2025 | 2030 | 2035 | 2040
BM | 0 | 0 | 0 | 0 | 0 | 0
CC | 0 | 0 | 0 | 0 | 0 | 0
CSP | 0 | 0 | 0 | 0 | 0 | 0
CT | 0 | 0 | 0 | 0 | 0 | 0
Coal | 0 | 0 | 0 | 0 | 0 | 0
Geo | 0 | 0 | 0 | 0 | 0 | 0
H | 0 | 0 | 0 | 0 | 0 | 0
LFG | 0 | 0 | 0 | 0 | 0 | 0
Nuc | 0 | 0 | 0 | 0 | 0 | 0
PS | 0 | 0 | 0 | 0 | 0 | 0
PV | 0 | 0 | 0 | 0 | 0 | 0
PeakG | 0 | 0 | 0 | 0 | 0 | 0
PeakO | 0 | 0 | 0 | 0 | 0 | 0
ST | 0 | 0 | 0 | 0 | 0 | 0
STOG | 0 | 0 | 0 | 0 | 0 | 0
STWD | 0 | 0 | 0 | 0 | 0 | 0
WT | 0 | 0 | 0 | 0 | 0 | 0
IGCC | 0 | 0 | 0 | 0 | 0 | 0
DemandResponse | 0 | 0 | 0 | 0 | 0 | 0
IGCC-CCS | 0 | 0 | 0 | 0 | 0 | 0
WT_off | 0 | 0 | 0 | 0 | 0 | 0
PseudoUnit | 0 | 0 | 0 | 0 | 0 | 0
FixedInterchange | 0 | 0 | 0 | 0 | 0 | 0
CO2 Emissions (MMmetricTons): ERCOT
ReportingType | 2015 | 2020 | 2025 | 2030 | 2035 | 2040
BM | 0 | 0 | 0 | 0 | 0 | 0
CC | 71.34 | 74.8 | 63.63 | 52.66 | 18.53 | 9.9
CSP | 0 | 0 | 0 | 0 | 0 | 0
CT | 0 | 0 | 0 | 0.01 | 0 | 0
Coal | 45.58 | 23.38 | 0.92 | 0.28 | 0.28 | 0.28
Geo | 0 | 0 | 0 | 0 | 0 | 0
H | 0 | 0 | 0 | 0 | 0 | 0
LFG | 0 | 0 | 0 | 0 | 0 | 0
Nuc | 0 | 0 | 0 | 0 | 0 | 0
PS | 0 | 0 | 0 | 0 | 0 | 0
PV | 0 | 0 | 0 | 0 | 0 | 0
PeakG | 0 | 0 | 0.01 | 0.07 | 0.07 | 0.09
PeakO | 0 | 0 | 0 | 0 | 0 | 0
ST | 0 | 0 | 0 | 0 | 0 | 0
STOG | 1.67 | 2.04 | 0.33 | 0 | 0 | 0
STWD | 0 | 0 | 0 | 0 | 0 | 0
WT | 0 | 0 | 0 | 0 | 0 | 0
IGCC | 0 | 0 | 0 | 0 | 0 | 0
DemandResponse | 0 | 0 | 0 | 0 | 0 | 0
IGCC-CCS | 0 | 0 | 0 | 0 | 0 | 0
WT_off | 0 | 0 | 0 | 0 | 0 | 0
PseudoUnit | 0 | 0 | 0 | 0 | 0 | 0
FixedInterchange | 0 | 0 | 0 | 0 | 0 | 0
CO2 Emissions (MMmetricTons): NP15
ReportingType | 2015 | 2020 | 2025 | 2030 | 2035 | 2040
BM | 0 | 0 | 0 | 0 | 0 | 0
CC | 21.03 | 19.04 | 18.88 | 7.34 | 2.93 | 0.89
CSP | 0 | 0 | 0 | 0 | 0 | 0
CT | 0 | 0 | 0 | 0 | 0 | 0
Coal | 1.57 | 0 | 0 | 0 | 0 | 0
Geo | 0 | 0 | 0 | 0 | 0 | 0
H | 0 | 0 | 0 | 0 | 0 | 0
LFG | 0 | 0 | 0 | 0 | 0 | 0
Nuc | 0 | 0 | 0 | 0 | 0 | 0
PS | 0 | 0 | 0 | 0 | 0 | 0
PV | 0 | 0 | 0 | 0 | 0 | 0
PeakG | 0 | 0 | 0 | 0 | 0 | 0
PeakO | 0 | 0 | 0 | 0 | 0 | 0
ST | 0 | 0 | 0 | 0 | 0 | 0
STOG | 0.03 | 0.01 | 0 | 0 | 0 | 0
STWD | 0 | 0 | 0 | 0 | 0 | 0
WT | 0 | 0 | 0 | 0 | 0 | 0
IGCC | 0 | 0 | 0 | 0 | 0 | 0
DemandResponse | 0 | 0 | 0 | 0 | 0 | 0
IGCC-CCS | 0 | 0 | 0 | 0 | 0 | 0
WT_off | 0 | 0 | 0 | 0 | 0 | 0
PseudoUnit | 0 | 0 | 0 | 0 | 0 | 0
FixedInterchange | 0 | 0 | 0 | 0 | 0 | 0
CO2 Emissions (MMmetricTons): NWPP_Coal
ReportingType | 2015 | 2020 | 2025 | 2030 | 2035 | 2040
BM | 0 | 0 | 0 | 0 | 0 | 0
CC | 0 | 0 | 0 | 0 | 0 | 0
CSP | 0 | 0 | 0 | 0 | 0 | 0
CT | 0 | 0 | 0 | 0 | 0 | 0
Coal | 48.11 | 33.79 | 0.16 | 0.16 | 0.16 | 0.16
Geo | 0 | 0 | 0 | 0 | 0 | 0
H | 0 | 0 | 0 | 0 | 0 | 0
LFG | 0 | 0 | 0 | 0 | 0 | 0
Nuc | 0 | 0 | 0 | 0 | 0 | 0
PS | 0 | 0 | 0 | 0 | 0 | 0
PV | 0 | 0 | 0 | 0 | 0 | 0
PeakG | 0 | 0 | 0 | 0 | 0 | 0
PeakO | 0 | 0 | 0 | 0 | 0 | 0
ST | 0 | 0 | 0 | 0 | 0 | 0
STOG | 0 | 0 | 0 | 0 | 0 | 0
STWD | 0 | 0 | 0 | 0 | 0 | 0
WT | 0 | 0 | 0 | 0 | 0 | 0
IGCC | 0 | 0 | 0 | 0 | 0 | 0
DemandResponse | 0 | 0 | 0 | 0 | 0 | 0
IGCC-CCS | 0 | 0 | 0 | 0 | 0 | 0
WT_off | 0 | 0 | 0 | 0 | 0 | 0
PseudoUnit | 0 | 0 | 0 | 0 | 0 | 0
FixedInterchange | 0 | 0 | 0 | 0 | 0 | 0
CO2 Emissions (MMmetricTons): NWPP_Gas
ReportingType | 2015 | 2020 | 2025 | 2030 | 2035 | 2040
BM | 0 | 0 | 0 | 0 | 0 | 0
CC | 16.9 | 16.9 | 16.9 | 8.35 | 0.34 | 0
CSP | 0 | 0 | 0 | 0 | 0 | 0
CT | 0 | 0 | 0 | 0 | 0 | 0
Coal | 0 | 0 | 0 | 0 | 0 | 0
Geo | 0 | 0 | 0 | 0 | 0 | 0
H | 0 | 0 | 0 | 0 | 0 | 0
LFG | 0 | 0 | 0 | 0 | 0 | 0
Nuc | 0 | 0 | 0 | 0 | 0 | 0
PS | 0 | 0 | 0 | 0 | 0 | 0
PV | 0 | 0 | 0 | 0 | 0 | 0
PeakG | 0 | 0 | 0 | 0 | 0 | 0
PeakO | 0 | 0 | 0 | 0 | 0 | 0
ST | 0 | 0 | 0 | 0 | 0 | 0
STOG | 0 | 0 | 0 | 0 | 0 | 0
STWD | 0 | 0 | 0 | 0 | 0 | 0
WT | 0 | 0 | 0 | 0 | 0 | 0
IGCC | 0 | 0 | 0 | 0 | 0 | 0
DemandResponse | 0 | 0 | 0 | 0 | 0 | 0
IGCC-CCS | 0 | 0 | 0 | 0 | 0 | 0
WT_off | 0 | 0 | 0 | 0 | 0 | 0
PseudoUnit | 0 | 0 | 0 | 0 | 0 | 0
FixedInterchange | 0 | 0 | 0 | 0 | 0 | 0
CO2 Emissions (MMmetricTons): NWPP_NucRenew
ReportingType | 2015 | 2020 | 2025 | 2030 | 2035 | 2040
BM | 0 | 0 | 0 | 0 | 0 | 0
CC | 0 | 0 | 0 | 0 | 0 | 0
CSP | 0 | 0 | 0 | 0 | 0 | 0
CT | 0 | 0 | 0 | 0 | 0 | 0
Coal | 0 | 0 | 0 | 0 | 0 | 0
Geo | 0 | 0 | 0 | 0 | 0 | 0
H | 0 | 0 | 0 | 0 | 0 | 0
LFG | 0 | 0 | 0 | 0 | 0 | 0
Nuc | 0 | 0 | 0 | 0 | 0 | 0
PS | 0 | 0 | 0 | 0 | 0 | 0
PV | 0 | 0 | 0 | 0 | 0 | 0
PeakG | 0 | 0 | 0 | 0 | 0 | 0
PeakO | 0 | 0 | 0 | 0 | 0 | 0
ST | 0 | 0 | 0 | 0 | 0 | 0
STOG | 0 | 0 | 0 | 0 | 0 | 0
STWD | 0 | 0 | 0 | 0 | 0 | 0
WT | 0 | 0 | 0 | 0 | 0 | 0
IGCC | 0 | 0 | 0 | 0 | 0 | 0
DemandResponse | 0 | 0 | 0 | 0 | 0 | 0
IGCC-CCS | 0 | 0 | 0 | 0 | 0 | 0
WT_off | 0 | 0 | 0 | 0 | 0 | 0
PseudoUnit | 0 | 0 | 0 | 0 | 0 | 0
FixedInterchange | 0 | 0 | 0 | 0 | 0 | 0
CO2 Emissions (MMmetricTons): RMPA
ReportingType | 2015 | 2020 | 2025 | 2030 | 2035 | 2040
BM | 0 | 0 | 0 | 0 | 0 | 0
CC | 2.43 | 2.07 | 3.5 | 1.32 | 0.42 | 0.34
CSP | 0 | 0 | 0 | 0 | 0 | 0
CT | 0 | 0 | 0 | 0 | 0 | 0
Coal | 51.68 | 43.08 | 3.25 | 0.45 | 0.44 | 0.4
Geo | 0 | 0 | 0 | 0 | 0 | 0
H | 0 | 0 | 0 | 0 | 0 | 0
LFG | 0 | 0 | 0 | 0 | 0 | 0
Nuc | 0 | 0 | 0 | 0 | 0 | 0
PS | 0 | 0 | 0 | 0 | 0 | 0
PV | 0 | 0 | 0 | 0 | 0 | 0
PeakG | 0 | 0 | 0 | 0 | 0.01 | 0
PeakO | 0 | 0 | 0 | 0 | 0 | 0
ST | 0 | 0 | 0 | 0 | 0 | 0
STOG | 0 | 0 | 0 | 0 | 0 | 0
STWD | 0 | 0 | 0 | 0 | 0 | 0
WT | 0 | 0 | 0 | 0 | 0 | 0
IGCC | 0 | 0 | 0 | 0 | 0 | 0
DemandResponse | 0 | 0 | 0 | 0 | 0 | 0
IGCC-CCS | 0 | 0 | 0 | 0 | 0 | 0
WT_off | 0 | 0 | 0 | 0 | 0 | 0
PseudoUnit | 0 | 0 | 0 | 0 | 0 | 0
FixedInterchange | 0 | 0 | 0 | 0 | 0 | 0
CO2 Emissions (MMmetricTons): SP15
ReportingType | 2015 | 2020 | 2025 | 2030 | 2035 | 2040
BM | 0 | 0 | 0 | 0 | 0 | 0
CC | 26.94 | 22.12 | 21.91 | 14.12 | 6.49 | 6.05
CSP | 0 | 0 | 0 | 0 | 0 | 0
CT | 0 | 0 | 0 | 0 | 0 | 0
Coal | 1.49 | 0.81 | 0 | 0 | 0 | 0
Geo | 0 | 0 | 0 | 0 | 0 | 0
H | 0 | 0 | 0 | 0 | 0 | 0
LFG | 0 | 0 | 0 | 0 | 0 | 0
Nuc | 0 | 0 | 0 | 0 | 0 | 0
PS | 0 | 0 | 0 | 0 | 0 | 0
PV | 0 | 0 | 0 | 0 | 0 | 0
PeakG | 0 | 0 | 0 | 0 | 0 | 0
PeakO | 0 | 0 | 0 | 0 | 0 | 0
ST | 0 | 0 | 0 | 0 | 0 | 0
STOG | 0.34 | 0.15 | 0.13 | 0 | 0 | 0
STWD | 0 | 0 | 0 | 0 | 0 | 0
WT | 0 | 0 | 0 | 0 | 0 | 0
IGCC | 0 | 0 | 0 | 0 | 0 | 0
DemandResponse | 0 | 0 | 0 | 0 | 0 | 0
IGCC-CCS | 0 | 0 | 0 | 0 | 0 | 0
WT_off | 0 | 0 | 0 | 0 | 0 | 0
PseudoUnit | 0 | 0 | 0 | 0 | 0 | 0
FixedInterchange | 0 | 0 | 0 | 0 | 0 | 0
CO2 Emissions (MMmetricTons): ALB
ReportingType | 2015 | 2020 | 2025 | 2030 | 2035 | 2040
BM | 0 | 0 | 0 | 0 | 0 | 0
CC | 5.64 | 4.43 | 5.46 | 1.6 | 0 | 0
CSP | 0 | 0 | 0 | 0 | 0 | 0
CT | 0 | 0 | 0 | 0 | 0 | 0
Coal | 45.36 | 45.36 | 36.5 | 0 | 0 | 0
Geo | 0 | 0 | 0 | 0 | 0 | 0
H | 0 | 0 | 0 | 0 | 0 | 0
LFG | 0 | 0 | 0 | 0 | 0 | 0
Nuc | 0 | 0 | 0 | 0 | 0 | 0
PS | 0 | 0 | 0 | 0 | 0 | 0
PV | 0 | 0 | 0 | 0 | 0 | 0
PeakG | 0 | 0 | 0 | 0 | 0 | 0
PeakO | 0 | 0 | 0 | 0 | 0 | 0
ST | 0 | 0 | 0 | 0 | 0 | 0
STOG | 0 | 0 | 0 | 0 | 0 | 0
STWD | 0 | 0 | 0 | 0 | 0 | 0
WT | 0 | 0 | 0 | 0 | 0 | 0
IGCC | 0 | 0 | 0 | 0 | 0 | 0
DemandResponse | 0 | 0 | 0 | 0 | 0 | 0
IGCC-CCS | 0 | 0 | 0 | 0 | 0 | 0
WT_off | 0 | 0 | 0 | 0 | 0 | 0
PseudoUnit | 0 | 0 | 0 | 0 | 0 | 0
FixedInterchange | 0 | 0 | 0 | 0 | 0 | 0
CO2 Emissions (MMmetricTons): BC
ReportingType | 2015 | 2020 | 2025 | 2030 | 2035 | 2040
BM | 0 | 0 | 0 | 0 | 0 | 0
CC | 0.6 | 0.6 | 0 | 0 | 0 | 0
CSP | 0 | 0 | 0 | 0 | 0 | 0
CT | 0 | 0 | 0 | 0 | 0 | 0
Coal | 0 | 0 | 0 | 0 | 0 | 0
Geo | 0 | 0 | 0 | 0 | 0 | 0
H | 0 | 0 | 0 | 0 | 0 | 0
LFG | 0 | 0 | 0 | 0 | 0 | 0
Nuc | 0 | 0 | 0 | 0 | 0 | 0
PS | 0 | 0 | 0 | 0 | 0 | 0
PV | 0 | 0 | 0 | 0 | 0 | 0
PeakG | 0 | 0 | 0 | 0 | 0 | 0
PeakO | 0 | 0 | 0 | 0 | 0 | 0
ST | 0 | 0 | 0 | 0 | 0 | 0
STOG | 0 | 0 | 0 | 0 | 0 | 0
STWD | 0 | 0 | 0 | 0 | 0 | 0
WT | 0 | 0 | 0 | 0 | 0 | 0
IGCC | 0 | 0 | 0 | 0 | 0 | 0
DemandResponse | 0 | 0 | 0 | 0 | 0 | 0
IGCC-CCS | 0 | 0 | 0 | 0 | 0 | 0
WT_off | 0 | 0 | 0 | 0 | 0 | 0
PseudoUnit | 0 | 0 | 0 | 0 | 0 | 0
FixedInterchange | 0 | 0 | 0 | 0 | 0 | 0
CO2 Emissions (MMmetricTons): HQ_IESO
ReportingType | 2015 | 2020 | 2025 | 2030 | 2035 | 2040
BM | 0 | 0 | 0 | 0 | 0 | 0
CC | 0 | 0 | 0 | 0 | 0 | 0
CSP | 0 | 0 | 0 | 0 | 0 | 0
CT | 0 | 0 | 0 | 0 | 0 | 0
Coal | 0 | 0 | 0 | 0 | 0 | 0
Geo | 0 | 0 | 0 | 0 | 0 | 0
H | 0 | 0 | 0 | 0 | 0 | 0
LFG | 0 | 0 | 0 | 0 | 0 | 0
Nuc | 0 | 0 | 0 | 0 | 0 | 0
PS | 0 | 0 | 0 | 0 | 0 | 0
PV | 0 | 0 | 0 | 0 | 0 | 0
PeakG | 0 | 0 | 0 | 0 | 0 | 0
PeakO | 0 | 0 | 0 | 0 | 0 | 0
ST | 0 | 0 | 0 | 0 | 0 | 0
STOG | 0 | 0 | 0 | 0 | 0 | 0
STWD | 0 | 0 | 0 | 0 | 0 | 0
WT | 0 | 0 | 0 | 0 | 0 | 0
IGCC | 0 | 0 | 0 | 0 | 0 | 0
DemandResponse | 0 | 0 | 0 | 0 | 0 | 0
IGCC-CCS | 0 | 0 | 0 | 0 | 0 | 0
WT_off | 0 | 0 | 0 | 0 | 0 | 0
PseudoUnit | 0 | 0 | 0 | 0 | 0 | 0
FixedInterchange | 0 | 0 | 0 | 0 | 0 | 0
CO2 Emissions (MMmetricTons): HQ_NEISO
ReportingType | 2015 | 2020 | 2025 | 2030 | 2035 | 2040
BM | 0 | 0 | 0 | 0 | 0 | 0
CC | 0 | 0 | 0 | 0 | 0 | 0
CSP | 0 | 0 | 0 | 0 | 0 | 0
CT | 0 | 0 | 0 | 0 | 0 | 0
Coal | 0 | 0 | 0 | 0 | 0 | 0
Geo | 0 | 0 | 0 | 0 | 0 | 0
H | 0 | 0 | 0 | 0 | 0 | 0
LFG | 0 | 0 | 0 | 0 | 0 | 0
Nuc | 0 | 0 | 0 | 0 | 0 | 0
PS | 0 | 0 | 0 | 0 | 0 | 0
PV | 0 | 0 | 0 | 0 | 0 | 0
PeakG | 0 | 0 | 0 | 0 | 0 | 0
PeakO | 0 | 0 | 0 | 0 | 0 | 0
ST | 0 | 0 | 0 | 0 | 0 | 0
STOG | 0 | 0 | 0 | 0 | 0 | 0
STWD | 0 | 0 | 0 | 0 | 0 | 0
WT | 0 | 0 | 0 | 0 | 0 | 0
IGCC | 0 | 0 | 0 | 0 | 0 | 0
DemandResponse | 0 | 0 | 0 | 0 | 0 | 0
IGCC-CCS | 0 | 0 | 0 | 0 | 0 | 0
WT_off | 0 | 0 | 0 | 0 | 0 | 0
PseudoUnit | 0 | 0 | 0 | 0 | 0 | 0
FixedInterchange | 0 | 0 | 0 | 0 | 0 | 0
CO2 Emissions (MMmetricTons): HQ_NY
ReportingType | 2015 | 2020 | 2025 | 2030 | 2035 | 2040
BM | 0 | 0 | 0 | 0 | 0 | 0
CC | 0 | 0 | 0 | 0 | 0 | 0
CSP | 0 | 0 | 0 | 0 | 0 | 0
CT | 0 | 0 | 0 | 0 | 0 | 0
Coal | 0 | 0 | 0 | 0 | 0 | 0
Geo | 0 | 0 | 0 | 0 | 0 | 0
H | 0 | 0 | 0 | 0 | 0 | 0
LFG | 0 | 0 | 0 | 0 | 0 | 0
Nuc | 0 | 0 | 0 | 0 | 0 | 0
PS | 0 | 0 | 0 | 0 | 0 | 0
PV | 0 | 0 | 0 | 0 | 0 | 0
PeakG | 0 | 0 | 0 | 0 | 0 | 0
PeakO | 0 | 0 | 0 | 0 | 0 | 0
ST | 0 | 0 | 0 | 0 | 0 | 0
STOG | 0 | 0 | 0 | 0 | 0 | 0
STWD | 0 | 0 | 0 | 0 | 0 | 0
WT | 0 | 0 | 0 | 0 | 0 | 0
IGCC | 0 | 0 | 0 | 0 | 0 | 0
DemandResponse | 0 | 0 | 0 | 0 | 0 | 0
IGCC-CCS | 0 | 0 | 0 | 0 | 0 | 0
WT_off | 0 | 0 | 0 | 0 | 0 | 0
PseudoUnit | 0 | 0 | 0 | 0 | 0 | 0
FixedInterchange | 0 | 0 | 0 | 0 | 0 | 0
CO2 Emissions (MMmetricTons): MARITIMES
ReportingType | 2015 | 2020 | 2025 | 2030 | 2035 | 2040
BM | 0 | 0 | 0 | 0 | 0 | 0
CC | 0 | 0 | 0 | 0 | 0 | 0
CSP | 0 | 0 | 0 | 0 | 0 | 0
CT | 0 | 0 | 0 | 0 | 0 | 0
Coal | 0 | 0 | 0 | 0 | 0 | 0
Geo | 0 | 0 | 0 | 0 | 0 | 0
H | 0 | 0 | 0 | 0 | 0 | 0
LFG | 0 | 0 | 0 | 0 | 0 | 0
Nuc | 0 | 0 | 0 | 0 | 0 | 0
PS | 0 | 0 | 0 | 0 | 0 | 0
PV | 0 | 0 | 0 | 0 | 0 | 0
PeakG | 0 | 0 | 0 | 0 | 0 | 0
PeakO | 0 | 0 | 0 | 0 | 0 | 0
ST | 0 | 0 | 0 | 0 | 0 | 0
STOG | 0 | 0 | 0 | 0 | 0 | 0
STWD | 0 | 0 | 0 | 0 | 0 | 0
WT | 0 | 0 | 0 | 0 | 0 | 0
IGCC | 0 | 0 | 0 | 0 | 0 | 0
DemandResponse | 0 | 0 | 0 | 0 | 0 | 0
IGCC-CCS | 0 | 0 | 0 | 0 | 0 | 0
WT_off | 0 | 0 | 0 | 0 | 0 | 0
PseudoUnit | 0 | 0 | 0 | 0 | 0 | 0
FixedInterchange | 0 | 0 | 0 | 0 | 0 | 0
CO2 Emissions (MMmetricTons): All
ReportingType | 2015 | 2020 | 2025 | 2030 | 2035 | 2040
BM | 0 | 0 | 0 | 0 | 0 | 0
CC | 513.36 | 576.96 | 565.77 | 352.1 | 173.99 | 51.95
CSP | 0 | 0 | 0 | 0 | 0 | 0
CT | 0.43 | 0.62 | 0.68 | 0.13 | 0.01 | 0
Coal | 1057 | 484.94 | 65.75 | 4.19 | 4.01 | 4.06
Geo | 0 | 0 | 0 | 0 | 0 | 0
H | 0 | 0 | 0 | 0 | 0 | 0
LFG | 0 | 0 | 0 | 0 | 0 | 0
Nuc | 0 | 0 | 0 | 0 | 0 | 0
PS | 0 | 0 | 0 | 0 | 0 | 0
PV | 0 | 0 | 0 | 0 | 0 | 0
PeakG | 2.01 | 3.41 | 5.18 | 1.57 | 1.07 | 0.79
PeakO | 0 | 0 | 0 | 0 | 0 | 0
ST | 0 | 0 | 0 | 0 | 0 | 0
STOG | 4.97 | 4.65 | 1.52 | 0.41 | 0 | 0
STWD | 0 | 0 | 0 | 0 | 0 | 0
WT | 0 | 0 | 0 | 0 | 0 | 0
IGCC | 3.76 | 3.76 | 0.85 | 0.05 | 0 | 0
DemandResponse | 0 | 0 | 0 | 0 | 0 | 0
IGCC-CCS | 0 | 0 | 0 | 0 | 0 | 0
WT_off | 0 | 0 | 0 | 0 | 0 | 0
PseudoUnit | 0 | 0 | 0 | 0 | 0 | 0
FixedInterchange | 0 | 0 | 0 | 0 | 0 | 0
CO2 Emissions (MMmetricTons): EI_US
ReportingType | 2015 | 2020 | 2025 | 2030 | 2035 | 2040
BM | 0 | 0 | 0 | 0 | 0 | 0
CC | 341.43 | 416.02 | 411.31 | 257.12 | 143.11 | 34.02
CSP | 0 | 0 | 0 | 0 | 0 | 0
CT | 0.43 | 0.61 | 0.67 | 0.11 | 0.01 | 0
Coal | 817.29 | 297.27 | 20.64 | 3.3 | 3.12 | 3.22
Geo | 0 | 0 | 0 | 0 | 0 | 0
H | 0 | 0 | 0 | 0 | 0 | 0
LFG | 0 | 0 | 0 | 0 | 0 | 0
Nuc | 0 | 0 | 0 | 0 | 0 | 0
PS | 0 | 0 | 0 | 0 | 0 | 0
PV | 0 | 0 | 0 | 0 | 0 | 0
PeakG | 1.94 | 3.35 | 5.17 | 1.49 | 0.98 | 0.7
PeakO | 0 | 0 | 0 | 0 | 0 | 0
ST | 0 | 0 | 0 | 0 | 0 | 0
STOG | 2.92 | 2.46 | 1.06 | 0.41 | 0 | 0
STWD | 0 | 0 | 0 | 0 | 0 | 0
WT | 0 | 0 | 0 | 0 | 0 | 0
IGCC | 3.76 | 3.76 | 0.85 | 0.05 | 0 | 0
DemandResponse | 0 | 0 | 0 | 0 | 0 | 0
IGCC-CCS | 0 | 0 | 0 | 0 | 0 | 0
WT_off | 0 | 0 | 0 | 0 | 0 | 0
PseudoUnit | 0 | 0 | 0 | 0 | 0 | 0
FixedInterchange | 0 | 0 | 0 | 0 | 0 | 0
CO2 Emissions (MMmetricTons): EI_Canada
ReportingType | 2015 | 2020 | 2025 | 2030 | 2035 | 2040
BM | 0 | 0 | 0 | 0 | 0 | 0
CC | 2.51 | 2.24 | 0 | 0 | 0 | 0
CSP | 0 | 0 | 0 | 0 | 0 | 0
CT | 0 | 0 | 0 | 0 | 0 | 0
Coal | 0.22 | 0 | 0 | 0 | 0 | 0
Geo | 0 | 0 | 0 | 0 | 0 | 0
H | 0 | 0 | 0 | 0 | 0 | 0
LFG | 0 | 0 | 0 | 0 | 0 | 0
Nuc | 0 | 0 | 0 | 0 | 0 | 0
PS | 0 | 0 | 0 | 0 | 0 | 0
PV | 0 | 0 | 0 | 0 | 0 | 0
PeakG | 0.07 | 0.06 | 0 | 0 | 0 | 0
PeakO | 0 | 0 | 0 | 0 | 0 | 0
ST | 0 | 0 | 0 | 0 | 0 | 0
STOG | 0.01 | 0 | 0 | 0 | 0 | 0
STWD | 0 | 0 | 0 | 0 | 0 | 0
WT | 0 | 0 | 0 | 0 | 0 | 0
IGCC | 0 | 0 | 0 | 0 | 0 | 0
DemandResponse | 0 | 0 | 0 | 0 | 0 | 0
IGCC-CCS | 0 | 0 | 0 | 0 | 0 | 0
WT_off | 0 | 0 | 0 | 0 | 0 | 0
PseudoUnit | 0 | 0 | 0 | 0 | 0 | 0
FixedInterchange | 0 | 0 | 0 | 0 | 0 | 0
CO2 Emissions (MMmetricTons): EI
ReportingType | 2015 | 2020 | 2025 | 2030 | 2035 | 2040
BM | 0 | 0 | 0 | 0 | 0 | 0
CC | 343.95 | 418.26 | 411.31 | 257.12 | 143.11 | 34.02
CSP | 0 | 0 | 0 | 0 | 0 | 0
CT | 0.43 | 0.61 | 0.67 | 0.11 | 0.01 | 0
Coal | 817.51 | 297.27 | 20.64 | 3.3 | 3.12 | 3.22
Geo | 0 | 0 | 0 | 0 | 0 | 0
H | 0 | 0 | 0 | 0 | 0 | 0
LFG | 0 | 0 | 0 | 0 | 0 | 0
Nuc | 0 | 0 | 0 | 0 | 0 | 0
PS | 0 | 0 | 0 | 0 | 0 | 0
PV | 0 | 0 | 0 | 0 | 0 | 0
PeakG | 2.01 | 3.41 | 5.17 | 1.49 | 0.98 | 0.7
PeakO | 0 | 0 | 0 | 0 | 0 | 0
ST | 0 | 0 | 0 | 0 | 0 | 0
STOG | 2.93 | 2.46 | 1.06 | 0.41 | 0 | 0
STWD | 0 | 0 | 0 | 0 | 0 | 0
WT | 0 | 0 | 0 | 0 | 0 | 0
IGCC | 3.76 | 3.76 | 0.85 | 0.05 | 0 | 0
DemandResponse | 0 | 0 | 0 | 0 | 0 | 0
IGCC-CCS | 0 | 0 | 0 | 0 | 0 | 0
WT_off | 0 | 0 | 0 | 0 | 0 | 0
PseudoUnit | 0 | 0 | 0 | 0 | 0 | 0
FixedInterchange | 0 | 0 | 0 | 0 | 0 | 0
CO2 Emissions (MMmetricTons): Outside_EI
ReportingType | 2015 | 2020 | 2025 | 2030 | 2035 | 2040
BM | 0 | 0 | 0 | 0 | 0 | 0
CC | 169.41 | 158.7 | 154.46 | 94.98 | 30.87 | 17.93
CSP | 0 | 0 | 0 | 0 | 0 | 0
CT | 0 | 0 | 0 | 0.02 | 0 | 0
Coal | 239.48 | 187.67 | 45.11 | 0.89 | 0.88 | 0.84
Geo | 0 | 0 | 0 | 0 | 0 | 0
H | 0 | 0 | 0 | 0 | 0 | 0
LFG | 0 | 0 | 0 | 0 | 0 | 0
Nuc | 0 | 0 | 0 | 0 | 0 | 0
PS | 0 | 0 | 0 | 0 | 0 | 0
PV | 0 | 0 | 0 | 0 | 0 | 0
PeakG | 0 | 0 | 0.01 | 0.08 | 0.08 | 0.09
PeakO | 0 | 0 | 0 | 0 | 0 | 0
ST | 0 | 0 | 0 | 0 | 0 | 0
STOG | 2.04 | 2.2 | 0.46 | 0 | 0 | 0
STWD | 0 | 0 | 0 | 0 | 0 | 0
WT | 0 | 0 | 0 | 0 | 0 | 0
IGCC | 0 | 0 | 0 | 0 | 0 | 0
DemandResponse | 0 | 0 | 0 | 0 | 0 | 0
IGCC-CCS | 0 | 0 | 0 | 0 | 0 | 0
WT_off | 0 | 0 | 0 | 0 | 0 | 0
PseudoUnit | 0 | 0 | 0 | 0 | 0 | 0
FixedInterchange | 0 | 0 | 0 | 0 | 0 | 0
#6 | Fuel Cost [includes coal shadow price] ($million)
Fuel Cost by Reporting Type: Entergy
ReportingType | 2015 | 2020 | 2025 | 2030 | 2035 | 2040
BM | 0 | 0 | 0 | 0 | 0 | 0
CC | 2991.37 | 4490.45 | 3948.03 | 2006.68 | 399.67 | 152.46
CSP | 0 | 0 | 0 | 0 | 0 | 0
CT | 0 | 0 | 0 | 0 | 0 | 0
Coal | 1210.78 | 114.98 | 10.83 | 0 | 0 | 0
Geo | 0 | 0 | 0 | 0 | 0 | 0
H | 0 | 0 | 0 | 0 | 0 | 0
LFG | 0 | 0 | 0 | 0.14 | 0.14 | 0.14
Nuc | 372.97 | 380.57 | 404.36 | 412.26 | 812 | 923.05
PS | 0 | 0 | 0 | 0 | 0 | 0
PV | 0 | 0 | 0 | 0 | 0 | 0
PeakG | 0 | 0 | 0.04 | 0 | 0 | 0
PeakO | 0 | 0 | 0 | 0 | 0 | 0
ST | 0 | 0 | 0 | 0 | 0 | 0
STOG | 31.61 | 40.06 | 0 | 0 | 0 | 0
STWD | 3.33 | 11.27 | 11.67 | 76 | 123.64 | 103.6
WT | 0 | 0 | 0 | 0 | 0 | 0
IGCC | 0 | 0 | 0 | 0 | 0 | 0
DemandResponse | 0 | 0 | 0 | 0 | 0 | 0
IGCC-CCS | 0 | 0 | 0 | 0 | 0 | 0
WT_off | 0 | 0 | 0 | 0 | 0 | 0
PseudoUnit | 0 | 0 | 0 | 0 | 0 | 0
FixedInterchange | 0 | 0 | 0 | 0 | 0 | 0
Fuel Cost by Reporting Type: FRCC
ReportingType | 2015 | 2020 | 2025 | 2030 | 2035 | 2040
BM | 0 | 0 | 0 | 0 | 0 | 161.2
CC | 8809.86 | 9615.76 | 8616.22 | 2227.06 | 1327.48 | 691.59
CSP | 0 | 0 | 0 | 0 | 0 | 0
CT | 50.64 | 79.43 | 72.75 | 10.47 | 0 | 0
Coal | 559.71 | 42.95 | 0 | 0 | 0 | 0
Geo | 0 | 0 | 0 | 0 | 0 | 0
H | 0 | 0 | 0 | 0 | 0 | 0
LFG | 0 | 0 | 0.25 | 0.25 | 0.25 | 0.25
Nuc | 282.48 | 288.24 | 369.34 | 1339.57 | 1319.61 | 1388.69
PS | 0 | 0 | 0 | 0 | 0 | 0
PV | 0 | 0 | 0 | 0 | 0 | 0
PeakG | 36.17 | 78.05 | 55.85 | 1.66 | 3.79 | 4.14
PeakO | 0 | 0 | 0 | 0 | 0 | 0
ST | 0 | 0 | 0 | 0 | 0 | 0
STOG | 50.03 | 0 | 0 | 0 | 0 | 0
STWD | 14.91 | 23.12 | 100.84 | 100.84 | 100.84 | 68.92
WT | 0 | 0 | 0 | 0 | 0 | 0
IGCC | 0 | 0 | 0 | 0 | 0 | 0
DemandResponse | 0 | 0 | 0 | 0 | 0 | 0
IGCC-CCS | 0 | 0 | 0 | 0 | 0 | 0
WT_off | 0 | 0 | 0 | 0 | 0 | 0
PseudoUnit | 0 | 0 | 0 | 0 | 0 | 0
FixedInterchange | 0 | 0 | 0 | 0 | 0 | 0
Fuel Cost by Reporting Type: MAPP_US
ReportingType | 2015 | 2020 | 2025 | 2030 | 2035 | 2040
BM | 0 | 0 | 0 | 0 | 0 | 0
CC | 12.45 | 9.15 | 12.61 | 6.11 | 3.61 | 0
CSP | 0 | 0 | 0 | 0 | 0 | 0
CT | 0 | 0 | 0 | 0 | 0 | 0
Coal | 132.97 | 2.95 | 0 | 0 | 0 | 0
Geo | 0 | 0 | 0 | 0 | 0 | 0
H | 0 | 0 | 0 | 0 | 0 | 0
LFG | 0 | 0 | 0 | 0.09 | 0.09 | 0.09
Nuc | 0 | 0 | 0 | 0 | 0.07 | 0.04
PS | 0 | 0 | 0 | 0 | 0 | 0
PV | 0 | 0 | 0 | 0 | 0 | 0
PeakG | 3.9 | 8.32 | 9.11 | 2.14 | 1.11 | 1.04
PeakO | 0 | 0 | 0 | 0 | 0 | 0
ST | 0 | 0 | 0 | 0 | 0 | 0
STOG | 0 | 0 | 0 | 0 | 0 | 0
STWD | 0 | 0 | 0 | 0 | 0 | 0
WT | 0 | 0 | 0 | 0 | 0 | 0
IGCC | 0 | 0 | 0 | 0 | 0 | 0
DemandResponse | 0 | 0 | 0 | 0 | 0 | 0
IGCC-CCS | 0 | 0 | 0 | 0 | 0 | 0
WT_off | 0 | 0 | 0 | 0 | 0 | 0
PseudoUnit | 0 | 0 | 0 | 0 | 0 | 0
FixedInterchange | 0 | 0 | 0 | 0 | 0 | 0
Fuel Cost by Reporting Type: MISO_IN
ReportingType | 2015 | 2020 | 2025 | 2030 | 2035 | 2040
BM | 0 | 0 | 0 | 0 | 0 | 0
CC | 837.79 | 5556.22 | 5124.89 | 3516.42 | 2987.23 | 828.05
CSP | 0 | 0 | 0 | 0 | 0 | 0
CT | 0 | 0 | 0 | 0 | 0 | 0
Coal | 957.15 | 378.1 | 9.18 | 14.15 | 29.87 | 32.46
Geo | 0 | 0 | 0 | 0 | 0 | 0
H | 0 | 0 | 0 | 0 | 0 | 0
LFG | 0 | 0 | 0.1 | 0.1 | 0.1 | 0.1
Nuc | 0 | 0 | 0 | 0.01 | 0.07 | 294.3
PS | 0 | 0 | 0 | 0 | 0 | 0
PV | 0 | 0 | 0 | 0 | 0 | 0
PeakG | 0.37 | 0 | 1.65 | 0 | 0 | 0
PeakO | 0 | 0 | 0 | 0 | 0 | 0
ST | 0 | 0 | 0 | 0 | 0 | 0
STOG | 3.27 | 3.98 | 3.62 | 2.61 | 0 | 0
STWD | 0 | 0 | 0 | 0 | 0 | 0
WT | 0 | 0 | 0 | 0 | 0 | 0
IGCC | 87.33 | 82.12 | 15.06 | 0.76 | 0 | 0
DemandResponse | 0 | 0 | 0 | 0 | 0 | 0
IGCC-CCS | 0 | 0 | 0 | 0 | 0 | 0
WT_off | 0 | 0 | 0 | 0 | 0 | 0
PseudoUnit | 0 | 0 | 0 | 0 | 0 | 0
FixedInterchange | 0 | 0 | 0 | 0 | 0 | 0
Fuel Cost by Reporting Type: MISO_MI
ReportingType | 2015 | 2020 | 2025 | 2030 | 2035 | 2040
BM | 0 | 0 | 0 | 0 | 0 | 0
CC | 510.69 | 466.58 | 506.21 | 156.8 | 49.15 | 10.97
CSP | 0 | 0 | 0 | 0 | 0 | 0
CT | 0 | 0 | 0 | 0 | 0 | 0
Coal | 611.16 | 0 | 0 | 0 | 0 | 0
Geo | 0 | 0 | 0 | 0 | 0 | 0
H | 0 | 0 | 0 | 0 | 0 | 0
LFG | 0 | 0 | 0.2 | 0.2 | 0.2 | 0.2
Nuc | 139.75 | 142.6 | 151.51 | 154.47 | 90.85 | 341.48
PS | 0 | 0 | 0 | 0 | 0 | 0
PV | 0 | 0 | 0 | 0 | 0 | 0
PeakG | 2.53 | 1.43 | 1.98 | 0 | 0 | 0
PeakO | 0 | 0 | 0 | 0 | 0 | 0
ST | 0 | 0 | 0 | 0 | 0 | 0
STOG | 24.06 | 11.9 | 18.35 | 1.11 | 0 | 0
STWD | 87.42 | 72.32 | 9.56 | 53.74 | 87.42 | 87.42
WT | 0 | 0 | 0 | 0 | 0 | 0
IGCC | 0 | 0 | 0 | 0 | 0 | 0
DemandResponse | 0 | 0 | 0 | 0 | 0 | 0
IGCC-CCS | 0 | 0 | 0 | 0 | 0 | 0
WT_off | 0 | 0 | 0 | 0 | 0 | 0
PseudoUnit | 0 | 0 | 0 | 0 | 0 | 0
FixedInterchange | 0 | 0 | 0 | 0 | 0 | 0
Fuel Cost by Reporting Type: MISO_MO-IL
ReportingType | 2015 | 2020 | 2025 | 2030 | 2035 | 2040
BM | 0 | 0 | 0 | 0 | 0 | 0
CC | 132.7 | 196.43 | 152.66 | 38.02 | 19.7 | 9.59
CSP | 0 | 0 | 0 | 0 | 0 | 0
CT | 0 | 0 | 0 | 0 | 0 | 0
Coal | 1351.19 | 250.25 | 66.67 | 11.81 | 9.65 | 9.46
Geo | 0 | 0 | 0 | 0 | 0 | 0
H | 0 | 0 | 0 | 0 | 0 | 0
LFG | 0 | 0 | 0.29 | 0.29 | 0.29 | 0.29
Nuc | 143.46 | 146.38 | 155.53 | 158.57 | 158.57 | 158.57
PS | 0 | 0 | 0 | 0 | 0 | 0
PV | 0 | 0 | 0 | 0 | 0 | 0
PeakG | 14.04 | 53.33 | 15.41 | 29.26 | 21.03 | 9.73
PeakO | 0 | 0 | 0 | 0 | 0 | 0
ST | 0 | 0 | 0 | 0 | 0 | 0
STOG | 0.37 | 1.64 | 1.27 | 0 | 0 | 0
STWD | 0 | 0 | 0 | 0 | 0 | 0
WT | 0 | 0 | 0 | 0 | 0 | 0
IGCC | 0 | 0 | 0 | 0 | 0 | 0
DemandResponse | 0 | 0 | 0 | 0 | 0 | 0
IGCC-CCS | 0 | 0 | 0 | 0 | 0 | 0
WT_off | 0 | 0 | 0 | 0 | 0 | 0
PseudoUnit | 0 | 0 | 0 | 0 | 0 | 0
FixedInterchange | 0 | 0 | 0 | 0 | 0 | 0
Fuel Cost by Reporting Type: MISO_W
ReportingType | 2015 | 2020 | 2025 | 2030 | 2035 | 2040
BM | 0 | 0 | 0 | 0 | 0 | 0
CC | 439.56 | 574.49 | 199.65 | 89.33 | 64.04 | 33.83
CSP | 0 | 0 | 0 | 0 | 0 | 0
CT | 0 | 0 | 0 | 0 | 0 | 0
Coal | 1184.01 | 448.04 | 81.71 | 55.18 | 55.18 | 55.18
Geo | 0 | 0 | 0 | 0 | 0 | 0
H | 0 | 0 | 0 | 0 | 0 | 0
LFG | 0 | 0 | 0 | 0.09 | 0.09 | 0.09
Nuc | 152.53 | 155.64 | 165.37 | 168.6 | 0.01 | 0.01
PS | 0 | 0 | 0 | 0 | 0 | 0
PV | 0 | 0 | 0 | 0 | 0 | 0
PeakG | 16.41 | 19.68 | 6.44 | 1.1 | 1.14 | 0
PeakO | 0 | 0 | 0 | 0 | 0 | 0
ST | 0 | 0 | 0 | 0 | 0 | 0
STOG | 0.01 | 0.01 | 0 | 0 | 0 | 0
STWD | 7.85 | 15.72 | 23.74 | 119.65 | 162.84 | 162.84
WT | 0 | 0 | 0 | 0 | 0 | 0
IGCC | 0 | 0 | 0 | 0 | 0 | 0
DemandResponse | 0 | 0 | 0 | 0 | 0 | 0
IGCC-CCS | 0 | 0 | 0 | 0 | 0 | 0
WT_off | 0 | 0 | 0 | 0 | 0 | 0
PseudoUnit | 0 | 0 | 0 | 0 | 0 | 0
FixedInterchange | 0 | 0 | 0 | 0 | 0 | 0
Fuel Cost by Reporting Type: MISO_WUMS
ReportingType | 2015 | 2020 | 2025 | 2030 | 2035 | 2040
BM | 0 | 0 | 0 | 0 | 0 | 0
CC | 1882.92 | 2384.62 | 2138.88 | 1170.23 | 1178.7 | 95.05
CSP | 0 | 0 | 0 | 0 | 0 | 0
CT | 0 | 0 | 0 | 0 | 0 | 0
Coal | 252.31 | 77.21 | 36.53 | 42.66 | 51.77 | 69.95
Geo | 0 | 0 | 0 | 0 | 0 | 0
H | 0 | 0 | 0 | 0 | 0 | 0
LFG | 0 | 0 | 0.13 | 0.29 | 0.29 | 0.29
Nuc | 120.89 | 123.35 | 131.06 | 133.62 | 0.01 | 267.24
PS | 0 | 0 | 0 | 0 | 0 | 0
PV | 0 | 0 | 0 | 0 | 0 | 0
PeakG | 0 | 0 | 0.53 | 0 | 0 | 0
PeakO | 0 | 0 | 0 | 0 | 0 | 0
ST | 0 | 0 | 0 | 0 | 0 | 0
STOG | 0 | 0 | 0 | 0 | 0 | 0
STWD | 3.54 | 6.11 | 5.77 | 10.18 | 63.34 | 59.1
WT | 0 | 0 | 0 | 0 | 0 | 0
IGCC | 0 | 0 | 0 | 0 | 0 | 0
DemandResponse | 0 | 0 | 0 | 0 | 0 | 0
IGCC-CCS | 0 | 0 | 0 | 0 | 0 | 0
WT_off | 0 | 0 | 0 | 0 | 0 | 0
PseudoUnit | 0 | 0 | 0 | 0 | 0 | 0
FixedInterchange | 0 | 0 | 0 | 0 | 0 | 0
Fuel Cost by Reporting Type: Nebraska
ReportingType | 2015 | 2020 | 2025 | 2030 | 2035 | 2040
BM | 0 | 0 | 0 | 0 | 0 | 0
CC | 25.14 | 118.95 | 116.1 | 64.91 | 29.79 | 18.7
CSP | 0 | 0 | 0 | 0 | 0 | 0
CT | 0 | 0 | 0 | 0 | 0 | 0
Coal | 414.89 | 90.01 | 56.61 | 54.05 | 53.47 | 53.47
Geo | 0 | 0 | 0 | 0 | 0 | 0
H | 0 | 0 | 0 | 0 | 0 | 0
LFG | 0 | 0 | 0 | 0.09 | 0.09 | 0.09
Nuc | 83.67 | 85.37 | 90.71 | 92.48 | 0.01 | 0.01
PS | 0 | 0 | 0 | 0 | 0 | 0
PV | 0 | 0 | 0 | 0 | 0 | 0
PeakG | 2.56 | 0 | 2.55 | 1.73 | 0 | 0
PeakO | 0 | 0 | 0 | 0 | 0 | 0
ST | 0 | 0 | 0 | 0 | 0 | 0
STOG | 0 | 0 | 0 | 0 | 0 | 0
STWD | 0 | 0 | 0 | 0 | 0 | 0
WT | 0 | 0 | 0 | 0 | 0 | 0
IGCC | 0 | 0 | 0 | 0 | 0 | 0
DemandResponse | 0 | 0 | 0 | 0 | 0 | 0
IGCC-CCS | 0 | 0 | 0 | 0 | 0 | 0
WT_off | 0 | 0 | 0 | 0 | 0 | 0
PseudoUnit | 0 | 0 | 0 | 0 | 0 | 0
FixedInterchange | 0 | 0 | 0 | 0 | 0 | 0
Fuel Cost by Reporting Type: NEISO
ReportingType | 2015 | 2020 | 2025 | 2030 | 2035 | 2040
BM | 128.98 | 128.98 | 6.53 | 7.71 | 128.98 | 128.98
CC | 1571.8 | 793.61 | 522.7 | 108.21 | 19.06 | 1.08
CSP | 0 | 0 | 0 | 0 | 0 | 0
CT | 0.19 | 0.68 | 0.6 | 0.37 | 0 | 0.19
Coal | 1.1 | 0 | 0 | 0 | 0 | 0
Geo | 0 | 0 | 0 | 0 | 0 | 0
H | 0 | 0 | 0 | 0 | 0 | 0
LFG | 0.06 | 0.06 | 0.06 | 0.15 | 0.15 | 0.15
Nuc | 293.25 | 299.23 | 317.93 | 324.14 | 234.19 | 173
PS | 0 | 0 | 0 | 0 | 0 | 0
PV | 0 | 0 | 0 | 0 | 0 | 0
PeakG | 0.76 | 1.94 | 1.99 | 1.1 | 0 | 1.15
PeakO | 0 | 0 | 0 | 0 | 0 | 0
ST | 0 | 0 | 0 | 0 | 0 | 0
STOG | 0 | 0 | 0 | 0 | 0 | 0
STWD | 276.79 | 48.88 | 8.7 | 13.99 | 293.37 | 174.89
WT | 0 | 0 | 0 | 0 | 0 | 0
IGCC | 0 | 0 | 0 | 0 | 0 | 0
DemandResponse | 0 | 0 | 0 | 0 | 0 | 0
IGCC-CCS | 0 | 0 | 0 | 0 | 0 | 0
WT_off | 0 | 0 | 0 | 0 | 0 | 0
PseudoUnit | 0 | 0 | 0 | 0 | 0 | 0
FixedInterchange | 0 | 0 | 0 | 0 | 0 | 0
Fuel Cost by Reporting Type: NonRTO_Midwest
ReportingType | 2015 | 2020 | 2025 | 2030 | 2035 | 2040
BM | 0 | 0 | 0 | 0 | 0 | 0
CC | 561.28 | 1081.09 | 991.72 | 741.17 | 507.57 | 77.83
CSP | 0 | 0 | 0 | 0 | 0 | 0
CT | 0 | 0 | 0 | 0 | 0 | 0
Coal | 924.7 | 573.54 | 54.78 | 37.84 | 44.4 | 42.57
Geo | 0 | 0 | 0 | 0 | 0 | 0
H | 0 | 0 | 0 | 0 | 0 | 0
LFG | 0 | 0 | 0.2 | 0.2 | 0.2 | 0.2
Nuc | 0 | 0.01 | 121.63 | 127.59 | 213.96 | 344.51
PS | 0 | 0 | 0 | 0 | 0 | 0
PV | 0 | 0 | 0 | 0 | 0 | 0
PeakG | 10.95 | 5.37 | 31.13 | 14.13 | 0.69 | 0
PeakO | 0 | 0 | 0 | 0 | 0 | 0
ST | 0 | 0 | 0 | 0 | 0 | 0
STOG | 0 | 0 | 0 | 0 | 0 | 0
STWD | 0 | 0 | 0 | 0 | 0 | 0
WT | 0 | 0 | 0 | 0 | 0 | 0
IGCC | 0 | 0 | 0 | 0 | 0 | 0
DemandResponse | 0 | 0 | 0 | 0 | 0 | 0
IGCC-CCS | 0 | 0 | 0 | 0 | 0 | 0
WT_off | 0 | 0 | 0 | 0 | 0 | 0
PseudoUnit | 0 | 0 | 0 | 0 | 0 | 0
FixedInterchange | 0 | 0 | 0 | 0 | 0 | 0
Fuel Cost by Reporting Type: NYISO_A-F
ReportingType | 2015 | 2020 | 2025 | 2030 | 2035 | 2040
BM | 0 | 0 | 0 | 0 | 0 | 0
CC | 298.86 | 299.53 | 174.66 | 19.69 | 6.88 | 0
CSP | 0 | 0 | 0 | 0 | 0 | 0
CT | 0 | 0 | 0 | 0 | 0 | 0
Coal | 0 | 0 | 0 | 0 | 0 | 0
Geo | 0 | 0 | 0 | 0 | 0 | 0
H | 0 | 0 | 0 | 0 | 0 | 0
LFG | 0.01 | 0.01 | 0.01 | 0.09 | 0.09 | 0.09
Nuc | 217.02 | 221.45 | 235.29 | 195.6 | 154.22 | 93.47
PS | 0 | 0 | 0 | 0 | 0 | 0
PV | 0 | 0 | 0 | 0 | 0 | 0
PeakG | 0.12 | 0.38 | 0 | 0 | 0 | 0
PeakO | 0 | 0 | 0 | 0 | 0 | 0
ST | 0 | 0 | 0 | 0 | 0 | 0
STOG | 0 | 0 | 0 | 0 | 0 | 0
STWD | 0.06 | 0.22 | 0.16 | 2.59 | 49.16 | 34.58
WT | 0 | 0 | 0 | 0 | 0 | 0
IGCC | 0 | 0 | 0 | 0 | 0 | 0
DemandResponse | 0 | 0 | 0 | 0 | 0 | 0
IGCC-CCS | 0 | 0 | 0 | 0 | 0 | 0
WT_off | 0 | 0 | 0 | 0 | 0 | 0
PseudoUnit | 0 | 0 | 0 | 0 | 0 | 0
FixedInterchange | 0 | 0 | 0 | 0 | 0 | 0
Fuel Cost by Reporting Type: NYISO_G-I
ReportingType | 2015 | 2020 | 2025 | 2030 | 2035 | 2040
BM | 0 | 0 | 0 | 0 | 0 | 0
CC | 88.63 | 94.45 | 42.57 | 11.29 | 10.09 | 7.64
CSP | 0 | 0 | 0 | 0 | 0 | 0
CT | 0 | 0 | 0 | 0 | 0 | 0
Coal | 0 | 0 | 0 | 0 | 0 | 0
Geo | 0 | 0 | 0 | 0 | 0 | 0
H | 0 | 0 | 0 | 0 | 0 | 0
LFG | 0 | 0 | 0 | 0.09 | 0.09 | 0.09
Nuc | 130.64 | 133.3 | 141.63 | 144.4 | 72.41 | 76.4
PS | 0 | 0 | 0 | 0 | 0 | 0
PV | 0 | 0 | 0 | 0 | 0 | 0
PeakG | 0 | 0 | 0 | 0 | 0 | 0
PeakO | 0 | 0 | 0 | 0 | 0 | 0
ST | 0 | 0 | 0 | 0 | 0 | 0
STOG | 0 | 0 | 0 | 0 | 0 | 0
STWD | 0 | 0 | 0 | 0 | 0 | 0
WT | 0 | 0 | 0 | 0 | 0 | 0
IGCC | 0 | 0 | 0 | 0 | 0 | 0
DemandResponse | 0 | 0 | 0 | 0 | 0 | 0
IGCC-CCS | 0 | 0 | 0 | 0 | 0 | 0
WT_off | 0 | 0 | 0 | 0 | 0 | 0
PseudoUnit | 0 | 0 | 0 | 0 | 0 | 0
FixedInterchange | 0 | 0 | 0 | 0 | 0 | 0
Fuel Cost by Reporting Type: NYISO_J-K
ReportingType | 2015 | 2020 | 2025 | 2030 | 2035 | 2040
BM | 0 | 0 | 0 | 0 | 0 | 0
CC | 891.77 | 894.32 | 465 | 197.73 | 133.53 | 36.21
CSP | 0 | 0 | 0 | 0 | 0 | 0
CT | 0 | 0 | 0 | 0 | 0 | 0
Coal | 0 | 0 | 0 | 0 | 0 | 0
Geo | 0 | 0 | 0 | 0 | 0 | 0
H | 0 | 0 | 0 | 0 | 0 | 0
LFG | 0 | 0 | 0 | 0.09 | 0.09 | 0.09
Nuc | 0 | 0 | 0 | 0 | 0.07 | 0.05
PS | 0 | 0 | 0 | 0 | 0 | 0
PV | 0 | 0 | 0 | 0 | 0 | 0
PeakG | 4.14 | 4.05 | 4.45 | 3.04 | 2.98 | 3.93
PeakO | 0 | 0 | 0 | 0 | 0 | 0
ST | 0 | 0 | 0 | 0 | 0 | 0
STOG | 16.77 | 16.46 | 7.64 | 1.35 | 0.28 | 0.28
STWD | 0 | 0 | 0 | 0 | 0 | 0
WT | 0 | 0 | 0 | 0 | 0 | 0
IGCC | 0 | 0 | 0 | 0 | 0 | 0
DemandResponse | 0 | 0 | 0 | 0 | 0 | 0
IGCC-CCS | 0 | 0 | 0 | 0 | 0 | 0
WT_off | 0 | 0 | 0 | 0 | 0 | 0
PseudoUnit | 0 | 0 | 0 | 0 | 0 | 0
FixedInterchange | 0 | 0 | 0 | 0 | 0 | 0
Fuel Cost by Reporting Type: PJM_E
ReportingType | 2015 | 2020 | 2025 | 2030 | 2035 | 2040
BM | 0.86 | 15.34 | 15.34 | 15.34 | 15.34 | 15.34
CC | 1896.09 | 2364.21 | 2515.51 | 1082.54 | 836.51 | 279.8
CSP | 0 | 0 | 0 | 0 | 0 | 0
CT | 0.02 | 0.35 | 0.31 | 0 | 0 | 0
Coal | 12.17 | 3.57 | 0.5 | 0 | 0 | 0
Geo | 0 | 0 | 0 | 0 | 0 | 0
H | 0 | 0 | 0 | 0 | 0 | 0
LFG | 0.01 | 0.18 | 0.18 | 0.18 | 0.18 | 0.18
Nuc | 563.79 | 533.75 | 567.11 | 578.18 | 415.32 | 329.35
PS | 0 | 0 | 0 | 0 | 0 | 0
PV | 0 | 0 | 0 | 0 | 0 | 0
PeakG | 5.34 | 32.73 | 55.2 | 21.43 | 10.29 | 10.59
PeakO | 0 | 0 | 0 | 0 | 0 | 0
ST | 0 | 0 | 0 | 0 | 0 | 0
STOG | 5.64 | 11 | 0 | 0 | 0 | 0
STWD | 0 | 0 | 0 | 0 | 0 | 0
WT | 0 | 0 | 0 | 0 | 0 | 0
IGCC | 0 | 0 | 0 | 0 | 0 | 0
DemandResponse | 0 | 0 | 0 | 0 | 0 | 0
IGCC-CCS | 0 | 0 | 0 | 0 | 0 | 0
WT_off | 0 | 0 | 0 | 0 | 0 | 0
PseudoUnit | 0 | 0 | 0 | 0 | 0 | 0
FixedInterchange | 0 | 0 | 0 | 0 | 0 | 0
Fuel Cost by Reporting Type: PJM_ROM
ReportingType | 2015 | 2020 | 2025 | 2030 | 2035 | 2040
BM | 0.52 | 9.21 | 9.21 | 9.21 | 9.21 | 9.21
CC | 894.41 | 1178.08 | 1098.42 | 484.73 | 369.53 | 48.2
CSP | 0 | 0 | 0 | 0 | 0 | 0
CT | 0.01 | 0.21 | 0.37 | 0.14 | 0 | 0
Coal | 213.08 | 33.52 | 0.65 | 0 | 0 | 0
Geo | 0 | 0 | 0 | 0 | 0 | 0
H | 0 | 0 | 0 | 0 | 0 | 0
LFG | 0.02 | 0.36 | 0.36 | 0.36 | 0.36 | 0.36
Nuc | 337.6 | 344.49 | 366.02 | 373.17 | 244.83 | 592.79
PS | 0 | 0 | 0 | 0 | 0 | 0
PV | 0 | 0 | 0 | 0 | 0 | 0
PeakG | 0 | 3.49 | 3.13 | 7.21 | 6.6 | 6.77
PeakO | 0 | 0 | 0 | 0 | 0 | 0
ST | 0 | 0 | 0 | 0 | 0 | 0
STOG | 45.13 | 89.99 | 0 | 0 | 0 | 0
STWD | 2.04 | 35.1 | 35.1 | 35.1 | 35.1 | 35.1
WT | 0 | 0 | 0 | 0 | 0 | 0
IGCC | 0 | 0 | 0 | 0 | 0 | 0
DemandResponse | 0 | 0 | 0 | 0 | 0 | 0
IGCC-CCS | 0 | 0 | 0 | 0 | 0 | 0
WT_off | 0 | 0 | 0 | 0 | 0 | 0
PseudoUnit | 0 | 0 | 0 | 0 | 0 | 0
FixedInterchange | 0 | 0 | 0 | 0 | 0 | 0
Fuel Cost by Reporting Type: PJM_ROR
ReportingType | 2015 | 2020 | 2025 | 2030 | 2035 | 2040
BM | 11.05 | 196.9 | 196.9 | 196.9 | 196.9 | 196.9
CC | 5263.58 | 6296.44 | 5739.56 | 3176.87 | 1944.28 | 73.35
CSP | 0 | 0 | 0 | 0 | 0 | 0
CT | 0.18 | 0.38 | 0.67 | 0.26 | 0 | 0
Coal | 4158.59 | 2035.76 | 144.36 | 36.52 | 63.64 | 60.62
Geo | 0 | 0 | 0 | 0 | 0 | 0
H | 0 | 0 | 0 | 0 | 0 | 0
LFG | 0.07 | 0.73 | 0.73 | 0.73 | 0.73 | 0.73
Nuc | 1319.64 | 1346.55 | 1430.71 | 1395.54 | 1557.58 | 2163.27
PS | 0 | 0 | 0 | 0 | 0 | 0
PV | 0 | 0 | 0 | 0 | 0 | 0
PeakG | 64.69 | 96.06 | 218.17 | 31.48 | 25.98 | 18.37
PeakO | 0 | 0 | 0 | 0 | 0 | 0
ST | 0 | 0 | 0 | 0 | 0 | 0
STOG | 24.44 | 51.28 | 0 | 0 | 0 | 0
STWD | 2.8 | 103.87 | 87.03 | 76.32 | 103.87 | 103.87
WT | 0 | 0 | 0 | 0 | 0 | 0
IGCC | 0 | 0 | 0 | 0 | 0 | 0
DemandResponse | 0 | 0 | 0 | 0 | 0 | 0
IGCC-CCS | 0 | 0 | 0 | 0 | 0 | 0
WT_off | 0 | 0 | 0 | 0 | 0 | 0
PseudoUnit | 0 | 0 | 0 | 0 | 0 | 0
FixedInterchange | 0 | 0 | 0 | 0 | 0 | 0
Fuel Cost by Reporting Type: SOCO
ReportingType | 2015 | 2020 | 2025 | 2030 | 2035 | 2040
BM | 2.62 | 9.41 | 20.51 | 28.13 | 28.13 | 23.74
CC | 6422.6 | 7345.43 | 6449.24 | 2332.13 | 537.27 | 76.3
CSP | 0 | 0 | 0 | 0 | 0 | 0
CT | 0 | 0 | 0 | 0 | 0 | 0
Coal | 873.31 | 346.72 | 114.99 | 123.89 | 123.74 | 121.7
Geo | 0 | 0 | 0 | 0 | 0 | 0
H | 0 | 0 | 0 | 0 | 0 | 0
LFG | 0 | 0 | 0.14 | 0.14 | 0.14 | 0.14
Nuc | 396.64 | 551.11 | 585.56 | 1172.85 | 1511.25 | 1591.79
PS | 0 | 0 | 0 | 0 | 0 | 0
PV | 0 | 0 | 0 | 0 | 0 | 0
PeakG | 51.06 | 91.56 | 131.17 | 0.48 | 0 | 1.54
PeakO | 0 | 0 | 0 | 0 | 0 | 0
ST | 0 | 0 | 0 | 0 | 0 | 0
STOG | 0 | 0 | 0 | 0 | 0 | 0
STWD | 22.7 | 37.89 | 58.06 | 310.92 | 392.54 | 297.39
WT | 0 | 0 | 0 | 0 | 0 | 0
IGCC | 0 | 0 | 0 | 0 | 0 | 0
DemandResponse | 0 | 0 | 0 | 0 | 0 | 0
IGCC-CCS | 0 | 0 | 0 | 0 | 0 | 0
WT_off | 0 | 0 | 0 | 0 | 0 | 0
PseudoUnit | 0 | 0 | 0 | 0 | 0 | 0
FixedInterchange | 0 | 0 | 0 | 0 | 0 | 0
Fuel Cost by Reporting Type: SPP_N
ReportingType | 2015 | 2020 | 2025 | 2030 | 2035 | 2040
BM | 0 | 0 | 0 | 0 | 0 | 0
CC | 327.52 | 718.67 | 694.2 | 410.3 | 137.33 | 101.74
CSP | 0 | 0 | 0 | 0 | 0 | 0
CT | 0 | 0 | 0 | 0 | 0 | 0
Coal | 934.11 | 395.12 | 15.84 | 25.49 | 30.34 | 30.34
Geo | 0 | 0 | 0 | 0 | 0 | 0
H | 0 | 0 | 0 | 0 | 0 | 0
LFG | 0 | 0 | 0.12 | 0.12 | 0.12 | 0.12
Nuc | 74.76 | 76.29 | 81.06 | 120.35 | 413.19 | 413.19
PS | 0 | 0 | 0 | 0 | 0 | 0
PV | 0 | 0 | 0 | 0 | 0 | 0
PeakG | 2.49 | 0 | 0.35 | 3.25 | 0 | 0
PeakO | 0 | 0 | 0 | 0 | 0 | 0
ST | 0 | 0 | 0 | 0 | 0 | 0
STOG | 10.89 | 6.24 | 9.22 | 1.42 | 0 | 0
STWD | 0 | 0 | 0 | 0 | 0 | 0
WT | 0 | 0 | 0 | 0 | 0 | 0
IGCC | 0 | 0 | 0 | 0 | 0 | 0
DemandResponse | 0 | 0 | 0 | 0 | 0 | 0
IGCC-CCS | 0 | 0 | 0 | 0 | 0 | 0
WT_off | 0 | 0 | 0 | 0 | 0 | 0
PseudoUnit | 0 | 0 | 0 | 0 | 0 | 0
FixedInterchange | 0 | 0 | 0 | 0 | 0 | 0
Fuel Cost by Reporting Type: SPP_S
ReportingType | 2015 | 2020 | 2025 | 2030 | 2035 | 2040
BM | 0 | 0 | 0 | 0 | 0 | 0
CC | 1928.53 | 2296.49 | 2423.67 | 1621.55 | 624.52 | 483.7
CSP | 0 | 0 | 0 | 0 | 0 | 0
CT | 0.88 | 0 | 0 | 0 | 1.05 | 0
Coal | 1408.84 | 286.14 | 15.89 | 0 | 0 | 0
Geo | 0 | 0 | 0 | 0 | 0 | 0
H | 0 | 0 | 0 | 0 | 0 | 0
LFG | 0 | 0 | 0.12 | 0.12 | 0.12 | 0.12
Nuc | 0 | 0 | 0 | 0.01 | 130.56 | 130.54
PS | 0 | 0 | 0 | 0 | 0 | 0
PV | 0 | 0 | 0 | 0 | 0 | 0
PeakG | 0 | 0 | 0 | 0 | 4.69 | 0
PeakO | 0 | 0 | 0 | 0 | 0 | 0
ST | 0 | 0 | 0 | 0 | 0 | 0
STOG | 125.11 | 60.45 | 75.91 | 28.67 | 0 | 0
STWD | 4.73 | 2.57 | 4.56 | 26.91 | 50.06 | 50.06
WT | 0 | 0 | 0 | 0 | 0 | 0
IGCC | 0 | 0 | 0 | 0 | 0 | 0
DemandResponse | 0 | 0 | 0 | 0 | 0 | 0
IGCC-CCS | 0 | 0 | 0 | 0 | 0 | 0
WT_off | 0 | 0 | 0 | 0 | 0 | 0
PseudoUnit | 0 | 0 | 0 | 0 | 0 | 0
FixedInterchange | 0 | 0 | 0 | 0 | 0 | 0
Fuel Cost by Reporting Type: TVA
ReportingType | 2015 | 2020 | 2025 | 2030 | 2035 | 2040
BM | 0 | 0 | 0 | 0 | 0 | 0
CC | 1439.4 | 2259.17 | 2431.98 | 1325.47 | 530.96 | 119.07
CSP | 0 | 0 | 0 | 0 | 0 | 0
CT | 0 | 0 | 0 | 0 | 0 | 0
Coal | 901.73 | 501.24 | 1 | 0 | 0 | 0
Geo | 0 | 0 | 0 | 0 | 0 | 0
H | 0 | 0 | 0 | 0 | 0 | 0
LFG | 0 | 0 | 0.14 | 0.14 | 0.14 | 0.14
Nuc | 542.87 | 553.94 | 588.56 | 623.82 | 905.5 | 814.23
PS | 0 | 0 | 0 | 0 | 0 | 0
PV | 0 | 0 | 0 | 0 | 0 | 0
PeakG | 0 | 0 | 0.78 | 0 | 0 | 0
PeakO | 0 | 0 | 0 | 0 | 0 | 0
ST | 0 | 0 | 0 | 0 | 0 | 0
STOG | 0 | 0 | 0 | 0 | 0 | 0
STWD | 0.16 | 0.16 | 0.27 | 2.3 | 2.75 | 2.75
WT | 0 | 0 | 0 | 0 | 0 | 0
IGCC | 0 | 0 | 0 | 0 | 0 | 0
DemandResponse | 0 | 0 | 0 | 0 | 0 | 0
IGCC-CCS | 0 | 0 | 0 | 0 | 0 | 0
WT_off | 0 | 0 | 0 | 0 | 0 | 0
PseudoUnit | 0 | 0 | 0 | 0 | 0 | 0
FixedInterchange | 0 | 0 | 0 | 0 | 0 | 0
Fuel Cost by Reporting Type: TVA_Transmission
ReportingType | 2015 | 2020 | 2025 | 2030 | 2035 | 2040
BM | 0 | 0 | 0 | 0 | 0 | 0
CC | 0 | 0 | 0 | 0 | 0 | 0
CSP | 0 | 0 | 0 | 0 | 0 | 0
CT | 0 | 0 | 0 | 0 | 0 | 0
Coal | 0 | 0 | 0 | 0 | 0 | 0
Geo | 0 | 0 | 0 | 0 | 0 | 0
H | 0 | 0 | 0 | 0 | 0 | 0
LFG | 0 | 0 | 0 | 0 | 0 | 0
Nuc | 0 | 0 | 0 | 0 | 0 | 0
PS | 0 | 0 | 0 | 0 | 0 | 0
PV | 0 | 0 | 0 | 0 | 0 | 0
PeakG | 0 | 0 | 0 | 0 | 0 | 0
PeakO | 0 | 0 | 0 | 0 | 0 | 0
ST | 0 | 0 | 0 | 0 | 0 | 0
STOG | 0 | 0 | 0 | 0 | 0 | 0
STWD | 0 | 0 | 0 | 0 | 0 | 0
WT | 0 | 0 | 0 | 0 | 0 | 0
IGCC | 0 | 0 | 0 | 0 | 0 | 0
DemandResponse | 0 | 0 | 0 | 0 | 0 | 0
IGCC-CCS | 0 | 0 | 0 | 0 | 0 | 0
WT_off | 0 | 0 | 0 | 0 | 0 | 0
PseudoUnit | 0 | 0 | 0 | 0 | 0 | 0
FixedInterchange | 0 | 0 | 0 | 0 | 0 | 0
Fuel Cost by Reporting Type: VACAR
ReportingType | 2015 | 2020 | 2025 | 2030 | 2035 | 2040
BM | 0.47 | 0.47 | 187.28 | 187.28 | 187.28 | 209.93
CC | 4312.77 | 4669.38 | 4462.05 | 2472.82 | 891.1 | 126.01
CSP | 0 | 0 | 0 | 0 | 0 | 0
CT | 5.38 | 6.42 | 13.9 | 0 | 0 | 0
Coal | 1138.51 | 497.72 | 112.4 | 75.78 | 100.7 | 99.72
Geo | 0 | 0 | 0 | 0 | 0 | 0
H | 0 | 0 | 0 | 0 | 0 | 0
LFG | 0 | 0.14 | 0.14 | 0.14 | 0.14 | 0.14
Nuc | 730.67 | 900.6 | 956.89 | 1107.55 | 1444.02 | 1733.4
PS | 0 | 0 | 0 | 0 | 0 | 0
PV | 0 | 0 | 0 | 0 | 0 | 0
PeakG | 9.5 | 21.41 | 40.76 | 4.15 | 0 | 0.84
PeakO | 0 | 0 | 0 | 0 | 0 | 0
ST | 0 | 0 | 0 | 0 | 0 | 0
STOG | 0 | 0 | 0 | 0 | 0 | 0
STWD | 159.73 | 156.71 | 159.73 | 117.37 | 159.73 | 133.84
WT | 0 | 0 | 0 | 0 | 0 | 0
IGCC | 0 | 0 | 0 | 0 | 0 | 0
DemandResponse | 0 | 0 | 0 | 0 | 0 | 0
IGCC-CCS | 0 | 0 | 0 | 0 | 0 | 0
WT_off | 0 | 0 | 0 | 0 | 0 | 0
PseudoUnit | 0 | 0 | 0 | 0 | 0 | 0
FixedInterchange | 0 | 0 | 0 | 0 | 0 | 0
Fuel Cost by Reporting Type: IESO
ReportingType | 2015 | 2020 | 2025 | 2030 | 2035 | 2040
BM | 0 | 0 | 0 | 0 | 0 | 0
CC | 27.52 | 0 | 0 | 0 | 0 | 0
CSP | 0 | 0 | 0 | 0 | 0 | 0
CT | 0.1 | 0 | 0 | 0 | 0 | 0
Coal | 0 | 0 | 0 | 0 | 0 | 0
Geo | 0 | 0 | 0 | 0 | 0 | 0
H | 0 | 0 | 0 | 0 | 0 | 0
LFG | 0.02 | 0.02 | 0.02 | 0.02 | 0 | 0
Nuc | 853.03 | 786.88 | 758.98 | 758.51 | 696.97 | 629.07
PS | 0 | 0 | 0 | 0 | 0 | 0
PV | 0 | 0 | 0 | 0 | 0 | 0
PeakG | 0 | 0 | 0 | 0 | 0 | 0
PeakO | 0 | 0 | 0 | 0 | 0 | 0
ST | 0 | 0 | 0 | 0 | 0 | 0
STOG | 0 | 0 | 0 | 0 | 0 | 0
STWD | 0 | 0 | 0 | 0 | 0 | 0
WT | 0 | 0 | 0 | 0 | 0 | 0
IGCC | 0 | 0 | 0 | 0 | 0 | 0
DemandResponse | 0 | 0 | 0 | 0 | 0 | 0
IGCC-CCS | 0 | 0 | 0 | 0 | 0 | 0
WT_off | 0 | 0 | 0 | 0 | 0 | 0
PseudoUnit | 0 | 0 | 0 | 0 | 0 | 0
FixedInterchange | 0 | 0 | 0 | 0 | 0 | 0
Fuel Cost by Reporting Type: MAPP_CA
ReportingType | 2015 | 2020 | 2025 | 2030 | 2035 | 2040
BM | 0 | 0 | 0 | 0 | 0 | 0
CC | 196.64 | 225.16 | 0 | 0 | 0 | 0
CSP | 0 | 0 | 0 | 0 | 0 | 0
CT | 0 | 0 | 0 | 0 | 0 | 0
Coal | 10.18 | 0 | 0 | 0 | 0 | 0
Geo | 0 | 0 | 0 | 0 | 0 | 0
H | 0 | 0 | 0 | 0 | 0 | 0
LFG | 0 | 0 | 0 | 0 | 0 | 0
Nuc | 0 | 0.01 | 0 | 0 | 0.07 | 0
PS | 0 | 0 | 0 | 0 | 0 | 0
PV | 0 | 0 | 0 | 0 | 0 | 0
PeakG | 5.84 | 5.93 | 0 | 0 | 0 | 0
PeakO | 0 | 0 | 0 | 0 | 0 | 0
ST | 0 | 0 | 0 | 0 | 0 | 0
STOG | 0.73 | 0 | 0 | 0 | 0 | 0
STWD | 0 | 0 | 0 | 0 | 0 | 0
WT | 0 | 0 | 0 | 0 | 0 | 0
IGCC | 0 | 0 | 0 | 0 | 0 | 0
DemandResponse | 0 | 0 | 0 | 0 | 0 | 0
IGCC-CCS | 0 | 0 | 0 | 0 | 0 | 0
WT_off | 0 | 0 | 0 | 0 | 0 | 0
PseudoUnit | 0 | 0 | 0 | 0 | 0 | 0
FixedInterchange | 0 | 0 | 0 | 0 | 0 | 0
Fuel Cost by Reporting Type: AZ_NM_SNV_Coal
ReportingType | 2015 | 2020 | 2025 | 2030 | 2035 | 2040
BM | 0 | 0 | 0 | 0 | 0 | 0
CC | 0 | 0 | 0 | 0 | 0 | 0
CSP | 0 | 0 | 0 | 0 | 0 | 0
CT | 0 | 0 | 0 | 0 | 0 | 0
Coal | 693.57 | 601.72 | 37.07 | 0 | 0 | 0
Geo | 0 | 0 | 0 | 0 | 0 | 0
H | 0 | 0 | 0 | 0 | 0 | 0
LFG | 0 | 0 | 0 | 0 | 0 | 0
Nuc | 0 | 0 | 0 | 0 | 0 | 0
PS | 0 | 0 | 0 | 0 | 0 | 0
PV | 0 | 0 | 0 | 0 | 0 | 0
PeakG | 0 | 0 | 0 | 0 | 0 | 0
PeakO | 0 | 0 | 0 | 0 | 0 | 0
ST | 0 | 0 | 0 | 0 | 0 | 0
STOG | 0 | 0 | 0 | 0 | 0 | 0
STWD | 0 | 0 | 0 | 0 | 0 | 0
WT | 0 | 0 | 0 | 0 | 0 | 0
IGCC | 0 | 0 | 0 | 0 | 0 | 0
DemandResponse | 0 | 0 | 0 | 0 | 0 | 0
IGCC-CCS | 0 | 0 | 0 | 0 | 0 | 0
WT_off | 0 | 0 | 0 | 0 | 0 | 0
PseudoUnit | 0 | 0 | 0 | 0 | 0 | 0
FixedInterchange | 0 | 0 | 0 | 0 | 0 | 0
Fuel Cost by Reporting Type: AZ_NM_SNV_Gas
ReportingType | 2015 | 2020 | 2025 | 2030 | 2035 | 2040
BM | 0 | 0 | 0 | 0 | 0 | 0
CC | 2878.25 | 2409.38 | 2890.6 | 893.01 | 200.51 | 75.81
CSP | 0 | 0 | 0 | 0 | 0 | 0
CT | 0 | 0 | 0 | 0.36 | 0 | 0
Coal | 0 | 0 | 0 | 0 | 0 | 0
Geo | 0 | 0 | 0 | 0 | 0 | 0
H | 0 | 0 | 0 | 0 | 0 | 0
LFG | 0 | 0 | 0 | 0 | 0 | 0
Nuc | 0 | 0 | 0 | 0 | 0 | 0
PS | 0 | 0 | 0 | 0 | 0 | 0
PV | 0 | 0 | 0 | 0 | 0 | 0
PeakG | 0 | 0 | 0 | 0.1 | 0 | 0
PeakO | 0 | 0 | 0 | 0 | 0 | 0
ST | 0 | 0 | 0 | 0 | 0 | 0
STOG | 0 | 0 | 0 | 0 | 0 | 0
STWD | 0 | 0 | 0 | 0 | 0 | 0
WT | 0 | 0 | 0 | 0 | 0 | 0
IGCC | 0 | 0 | 0 | 0 | 0 | 0
DemandResponse | 0 | 0 | 0 | 0 | 0 | 0
IGCC-CCS | 0 | 0 | 0 | 0 | 0 | 0
WT_off | 0 | 0 | 0 | 0 | 0 | 0
PseudoUnit | 0 | 0 | 0 | 0 | 0 | 0
FixedInterchange | 0 | 0 | 0 | 0 | 0 | 0
Fuel Cost by Reporting Type: AZ_NM_SNV_NucRenew
ReportingType | 2015 | 2020 | 2025 | 2030 | 2035 | 2040
BM | 0 | 0 | 0 | 0 | 0 | 0
CC | 0 | 0 | 0 | 0 | 0 | 0
CSP | 0 | 0 | 0 | 0 | 0 | 0
CT | 0 | 0 | 0 | 0 | 0 | 0
Coal | 0 | 0 | 0 | 0 | 0 | 0
Geo | 0 | 0 | 0 | 0 | 0 | 0
H | 0 | 0 | 0 | 0 | 0 | 0
LFG | 0 | 0 | 0.08 | 0.08 | 0.08 | 0.08
Nuc | 254.91 | 260.1 | 276.36 | 545.12 | 858.76 | 858.76
PS | 0 | 0 | 0 | 0 | 0 | 0
PV | 0 | 0 | 0 | 0 | 0 | 0
PeakG | 0 | 0 | 0 | 0 | 0 | 0
PeakO | 0 | 0 | 0 | 0 | 0 | 0
ST | 0 | 0 | 0 | 0 | 0 | 0
STOG | 0 | 0 | 0 | 0 | 0 | 0
STWD | 11.54 | 11.54 | 11.54 | 11.54 | 11.54 | 11.54
WT | 0 | 0 | 0 | 0 | 0 | 0
IGCC | 0 | 0 | 0 | 0 | 0 | 0
DemandResponse | 0 | 0 | 0 | 0 | 0 | 0
IGCC-CCS | 0 | 0 | 0 | 0 | 0 | 0
WT_off | 0 | 0 | 0 | 0 | 0 | 0
PseudoUnit | 0 | 0 | 0 | 0 | 0 | 0
FixedInterchange | 0 | 0 | 0 | 0 | 0 | 0
Fuel Cost by Reporting Type: ERCOT
ReportingType | 2015 | 2020 | 2025 | 2030 | 2035 | 2040
BM | 6.73 | 6.89 | 10.4 | 74.16 | 74.16 | 556.22
CC | 8336.42 | 9482.24 | 7370.08 | 4736.64 | 1674.3 | 985.68
CSP | 0 | 0 | 0 | 0 | 0 | 0
CT | 0 | 0.17 | 0.53 | 1.28 | 0 | 0
Coal | 905.27 | 451.83 | 53.39 | 49.39 | 49.39 | 49.39
Geo | 0 | 0 | 0 | 0 | 0 | 0
H | 0 | 0 | 0 | 0 | 0 | 0
LFG | 0 | 0 | 0.45 | 0.45 | 0.45 | 0.45
Nuc | 339.13 | 346.04 | 367.67 | 428.71 | 1162.23 | 1217.03
PS | 0 | 0 | 0 | 0 | 0 | 0
PV | 0 | 0 | 0 | 0 | 0 | 0
PeakG | 0 | 0.59 | 0.93 | 6.18 | 6.4 | 8.84
PeakO | 0 | 0 | 0 | 0 | 0 | 0
ST | 0 | 0 | 0 | 0 | 0 | 0
STOG | 191.19 | 252.98 | 37.03 | 0 | 0 | 0
STWD | 0 | 0 | 0 | 0 | 0 | 0
WT | 0 | 0 | 0 | 0 | 0 | 0
IGCC | 0 | 0 | 0 | 0 | 0 | 0
DemandResponse | 0 | 0 | 0 | 0 | 0 | 0
IGCC-CCS | 0 | 0 | 0 | 0 | 0 | 0
WT_off | 0 | 0 | 0 | 0 | 0 | 0
PseudoUnit | 0 | 0 | 0 | 0 | 0 | 0
FixedInterchange | 0 | 0 | 0 | 0 | 0 | 0
Fuel Cost by Reporting Type: NP15
ReportingType | 2015 | 2020 | 2025 | 2030 | 2035 | 2040
BM | 0 | 0 | 0 | 0 | 0 | 0
CC | 2600.03 | 2613.79 | 2425.52 | 757.4 | 303.54 | 100.49
CSP | 0 | 0 | 0 | 0 | 0 | 0
CT | 0 | 0 | 0 | 0 | 0 | 0
Coal | 35.53 | 0 | 0 | 0 | 0 | 0
Geo | 0 | 0 | 0 | 0 | 0 | 0
H | 0 | 0 | 0 | 0 | 0 | 0
LFG | 0 | 0.48 | 0.72 | 0.72 | 0.72 | 0.72
Nuc | 150.62 | 153.69 | 163.3 | 500.52 | 539.16 | 568.85
PS | 0 | 0 | 0 | 0 | 0 | 0
PV | 0 | 0 | 0 | 0 | 0 | 0
PeakG | 0 | 0 | 0 | 0 | 0 | 0
PeakO | 0 | 0 | 0 | 0 | 0 | 0
ST | 0 | 0 | 0 | 0 | 0 | 0
STOG | 3.97 | 0.78 | 0.4 | 0 | 0 | 0
STWD | 244.45 | 244.45 | 128.5 | 244.45 | 244.45 | 189.88
WT | 0 | 0 | 0 | 0 | 0 | 0
IGCC | 0 | 0 | 0 | 0 | 0 | 0
DemandResponse | 0 | 0 | 0 | 0 | 0 | 0
IGCC-CCS | 0 | 0 | 0 | 0 | 0 | 0
WT_off | 0 | 0 | 0 | 0 | 0 | 0
PseudoUnit | 0 | 0 | 0 | 0 | 0 | 0
FixedInterchange | 0 | 0 | 0 | 0 | 0 | 0
Fuel Cost by Reporting Type: NWPP_Coal
ReportingType | 2015 | 2020 | 2025 | 2030 | 2035 | 2040
BM | 0 | 0 | 0 | 0 | 0 | 0
CC | 0 | 0 | 0 | 0 | 0 | 0
CSP | 0 | 0 | 0 | 0 | 0 | 0
CT | 0 | 0 | 0 | 0 | 0 | 0
Coal | 540.55 | 318.8 | 21.69 | 21.69 | 21.69 | 21.69
Geo | 0 | 0 | 0 | 0 | 0 | 0
H | 0 | 0 | 0 | 0 | 0 | 0
LFG | 0 | 0 | 0 | 0 | 0 | 0
Nuc | 0 | 0 | 0 | 0 | 0 | 0
PS | 0 | 0 | 0 | 0 | 0 | 0
PV | 0 | 0 | 0 | 0 | 0 | 0
PeakG | 0 | 0 | 0 | 0 | 0 | 0
PeakO | 0 | 0 | 0 | 0 | 0 | 0
ST | 0 | 0 | 0 | 0 | 0 | 0
STOG | 0 | 0 | 0 | 0 | 0 | 0
STWD | 0 | 0 | 0 | 0 | 0 | 0
WT | 0 | 0 | 0 | 0 | 0 | 0
IGCC | 0 | 0 | 0 | 0 | 0 | 0
DemandResponse | 0 | 0 | 0 | 0 | 0 | 0
IGCC-CCS | 0 | 0 | 0 | 0 | 0 | 0
WT_off | 0 | 0 | 0 | 0 | 0 | 0
PseudoUnit | 0 | 0 | 0 | 0 | 0 | 0
FixedInterchange | 0 | 0 | 0 | 0 | 0 | 0
Fuel Cost by Reporting Type: NWPP_Gas
ReportingType | 2015 | 2020 | 2025 | 2030 | 2035 | 2040
BM | 0 | 0 | 0 | 0 | 0 | 0
CC | 1947.64 | 2177.48 | 2023.02 | 804.98 | 31.27 | 0
CSP | 0 | 0 | 0 | 0 | 0 | 0
CT | 0 | 0 | 0 | 0 | 0 | 0
Coal | 0 | 0 | 0 | 0 | 0 | 0
Geo | 0 | 0 | 0 | 0 | 0 | 0
H | 0 | 0 | 0 | 0 | 0 | 0
LFG | 0 | 0 | 0 | 0 | 0 | 0
Nuc | 0 | 0 | 0 | 0 | 0 | 0
PS | 0 | 0 | 0 | 0 | 0 | 0
PV | 0 | 0 | 0 | 0 | 0 | 0
PeakG | 0 | 0 | 0 | 0 | 0 | 0
PeakO | 0 | 0 | 0 | 0 | 0 | 0
ST | 0 | 0 | 0 | 0 | 0 | 0
STOG | 0 | 0 | 0 | 0 | 0 | 0
STWD | 0 | 0 | 0 | 0 | 0 | 0
WT | 0 | 0 | 0 | 0 | 0 | 0
IGCC | 0 | 0 | 0 | 0 | 0 | 0
DemandResponse | 0 | 0 | 0 | 0 | 0 | 0
IGCC-CCS | 0 | 0 | 0 | 0 | 0 | 0
WT_off | 0 | 0 | 0 | 0 | 0 | 0
PseudoUnit | 0 | 0 | 0 | 0 | 0 | 0
FixedInterchange | 0 | 0 | 0 | 0 | 0 | 0
Fuel Cost by Reporting Type: NWPP_NucRenew
ReportingType | 2015 | 2020 | 2025 | 2030 | 2035 | 2040
BM | 0 | 4.44 | 16.65 | 16.65 | 16.65 | 16.65
CC | 0 | 0 | 0 | 0 | 0 | 0
CSP | 0 | 0 | 0 | 0 | 0 | 0
CT | 0 | 0 | 0 | 0 | 0 | 0
Coal | 0 | 0 | 0 | 0 | 0 | 0
Geo | 0 | 0 | 0 | 0 | 0 | 0
H | 0 | 0 | 0 | 0 | 0 | 0
LFG | 0.03 | 0.03 | 0.34 | 0.34 | 0.34 | 0.34
Nuc | 71.13 | 72.58 | 77.12 | 197.49 | 197.49 | 197.49
PS | 0 | 0 | 0 | 0 | 0 | 0
PV | 0 | 0 | 0 | 0 | 0 | 0
PeakG | 0 | 0 | 0 | 0 | 0 | 0
PeakO | 0 | 0 | 0 | 0 | 0 | 0
ST | 0 | 0 | 0 | 0 | 0 | 0
STOG | 0 | 0 | 0 | 0 | 0 | 0
STWD | 0 | 0 | 301.46 | 301.46 | 301.46 | 301.46
WT | 0 | 0 | 0 | 0 | 0 | 0
IGCC | 0 | 0 | 0 | 0 | 0 | 0
DemandResponse | 0 | 0 | 0 | 0 | 0 | 0
IGCC-CCS | 0 | 0 | 0 | 0 | 0 | 0
WT_off | 0 | 0 | 0 | 0 | 0 | 0
PseudoUnit | 0 | 0 | 0 | 0 | 0 | 0
FixedInterchange | 0 | 0 | 0 | 0 | 0 | 0
Fuel Cost by Reporting Type: RMPA
ReportingType | 2015 | 2020 | 2025 | 2030 | 2035 | 2040
BM | 0 | 0 | 0 | 0 | 0 | 0
CC | 287.99 | 267.73 | 420.08 | 125.83 | 39.96 | 35.71
CSP | 0 | 0 | 0 | 0 | 0 | 0
CT | 0 | 0 | 0 | 0 | 0 | 0
Coal | 592.35 | 500.9 | 90.34 | 56.57 | 56.43 | 51.09
Geo | 0 | 0 | 0 | 0 | 0 | 0
H | 0 | 0 | 0 | 0 | 0 | 0
LFG | 0 | 0 | 0.04 | 0.04 | 0.04 | 0.04
Nuc | 0 | 0 | 0 | 115.37 | 115.39 | 115.38
PS | 0 | 0 | 0 | 0 | 0 | 0
PV | 0 | 0 | 0 | 0 | 0 | 0
PeakG | 0 | 0 | 0.29 | 0.37 | 1.02 | 0.21
PeakO | 0 | 0 | 0 | 0 | 0 | 0
ST | 0 | 0 | 0 | 0 | 0 | 0
STOG | 0 | 0 | 0 | 0 | 0 | 0
STWD | 0 | 0 | 0 | 0 | 0 | 0
WT | 0 | 0 | 0 | 0 | 0 | 0
IGCC | 0 | 0 | 0 | 0 | 0 | 0
DemandResponse | 0 | 0 | 0 | 0 | 0 | 0
IGCC-CCS | 0 | 0 | 0 | 0 | 0 | 0
WT_off | 0 | 0 | 0 | 0 | 0 | 0
PseudoUnit | 0 | 0 | 0 | 0 | 0 | 0
FixedInterchange | 0 | 0 | 0 | 0 | 0 | 0
Fuel Cost by Reporting Type: SP15
ReportingType | 2015 | 2020 | 2025 | 2030 | 2035 | 2040
BM | 3.07 | 3.07 | 3.07 | 3.07 | 3.07 | 3.07
CC | 3321.84 | 3025.21 | 2794.85 | 1439.49 | 660.86 | 677.31
CSP | 0 | 0 | 0 | 0 | 0 | 0
CT | 0 | 0 | 0 | 0 | 0 | 0
Coal | 20.36 | 3.9 | 0 | 0 | 0 | 0
Geo | 0 | 0 | 0 | 0 | 0 | 0
H | 0 | 0 | 0 | 0 | 0 | 0
LFG | 0.01 | 0.72 | 0.72 | 0.72 | 0.72 | 0.72
Nuc | 139.02 | 141.86 | 150.73 | 153.67 | 153.67 | 195.77
PS | 0 | 0 | 0 | 0 | 0 | 0
PV | 0 | 0 | 0 | 0 | 0 | 0
PeakG | 0 | 0 | 0 | 0 | 0 | 0
PeakO | 0 | 0 | 0 | 0 | 0 | 0
ST | 0 | 0 | 0 | 0 | 0 | 0
STOG | 40.78 | 20.43 | 16.2 | 0 | 0 | 0
STWD | 62.63 | 62.63 | 62.63 | 62.63 | 62.63 | 62.63
WT | 0 | 0 | 0 | 0 | 0 | 0
IGCC | 0 | 0 | 0 | 0 | 0 | 0
DemandResponse | 0 | 0 | 0 | 0 | 0 | 0
IGCC-CCS | 0 | 0 | 0 | 0 | 0 | 0
WT_off | 0 | 0 | 0 | 0 | 0 | 0
PseudoUnit | 0 | 0 | 0 | 0 | 0 | 0
FixedInterchange | 0 | 0 | 0 | 0 | 0 | 0
Fuel Cost by Reporting Type: ALB
ReportingType | 2015 | 2020 | 2025 | 2030 | 2035 | 2040
BM | 0 | 0 | 0 | 0 | 0 | 0
CC | 516.2 | 466.49 | 644.3 | 206.84 | 0.29 | 0
CSP | 0 | 0 | 0 | 0 | 0 | 0
CT | 0 | 0 | 0 | 0 | 0 | 0
Coal | 217.7 | 217.7 | 175.18 | 0 | 0 | 0
Geo | 0 | 0 | 0 | 0 | 0 | 0
H | 0 | 0 | 0 | 0 | 0 | 0
LFG | 0 | 0 | 0 | 0 | 0 | 0
Nuc | 0 | 0 | 0 | 398.08 | 398.08 | 398.04
PS | 0 | 0 | 0 | 0 | 0 | 0
PV | 0 | 0 | 0 | 0 | 0 | 0
PeakG | 0 | 0 | 0 | 0 | 0 | 0
PeakO | 0 | 0 | 0 | 0 | 0 | 0
ST | 0 | 0 | 0 | 0 | 0 | 0
STOG | 0 | 0 | 0 | 0 | 0 | 0
STWD | 0 | 0 | 85 | 85 | 85 | 85
WT | 0 | 0 | 0 | 0 | 0 | 0
IGCC | 0 | 0 | 0 | 0 | 0 | 0
DemandResponse | 0 | 0 | 0 | 0 | 0 | 0
IGCC-CCS | 0 | 0 | 0 | 0 | 0 | 0
WT_off | 0 | 0 | 0 | 0 | 0 | 0
PseudoUnit | 0 | 0 | 0 | 0 | 0 | 0
FixedInterchange | 0 | 0 | 0 | 0 | 0 | 0
Fuel Cost by Reporting Type: BC
ReportingType | 2015 | 2020 | 2025 | 2030 | 2035 | 2040
BM | 0 | 0 | 0 | 0 | 0 | 0
CC | 54.7 | 63.27 | 0 | 0 | 0 | 0
CSP | 0 | 0 | 0 | 0 | 0 | 0
CT | 0 | 0 | 0 | 0 | 0 | 0
Coal | 0 | 0 | 0 | 0 | 0 | 0
Geo | 0 | 0 | 0 | 0 | 0 | 0
H | 0 | 0 | 0 | 0 | 0 | 0
LFG | 0 | 0 | 0 | 0 | 0 | 0
Nuc | 0 | 0 | 0 | 0.07 | 0.07 | 0.03
PS | 0 | 0 | 0 | 0 | 0 | 0
PV | 0 | 0 | 0 | 0 | 0 | 0
PeakG | 0 | 0 | 0 | 0 | 0 | 0
PeakO | 0 | 0 | 0 | 0 | 0 | 0
ST | 0 | 0 | 0 | 0 | 0 | 0
STOG | 0 | 0 | 0 | 0 | 0 | 0
STWD | 0 | 0 | 5.74 | 271.44 | 271.44 | 271.44
WT | 0 | 0 | 0 | 0 | 0 | 0
IGCC | 0 | 0 | 0 | 0 | 0 | 0
DemandResponse | 0 | 0 | 0 | 0 | 0 | 0
IGCC-CCS | 0 | 0 | 0 | 0 | 0 | 0
WT_off | 0 | 0 | 0 | 0 | 0 | 0
PseudoUnit | 0 | 0 | 0 | 0 | 0 | 0
FixedInterchange | 0 | 0 | 0 | 0 | 0 | 0
Fuel Cost by Reporting Type: HQ_IESO
ReportingType | 2015 | 2020 | 2025 | 2030 | 2035 | 2040
BM | 0 | 0 | 0 | 0 | 0 | 0
CC | 0 | 0 | 0 | 0 | 0 | 0
CSP | 0 | 0 | 0 | 0 | 0 | 0
CT | 0 | 0 | 0 | 0 | 0 | 0
Coal | 0 | 0 | 0 | 0 | 0 | 0
Geo | 0 | 0 | 0 | 0 | 0 | 0
H | 0 | 0 | 0 | 0 | 0 | 0
LFG | 0 | 0 | 0 | 0 | 0 | 0
Nuc | 0 | 0 | 0 | 0 | 0 | 0
PS | 0 | 0 | 0 | 0 | 0 | 0
PV | 0 | 0 | 0 | 0 | 0 | 0
PeakG | 0 | 0 | 0 | 0 | 0 | 0
PeakO | 0 | 0 | 0 | 0 | 0 | 0
ST | 0 | 0 | 0 | 0 | 0 | 0
STOG | 0 | 0 | 0 | 0 | 0 | 0
STWD | 0 | 0 | 0 | 0 | 0 | 0
WT | 0 | 0 | 0 | 0 | 0 | 0
IGCC | 0 | 0 | 0 | 0 | 0 | 0
DemandResponse | 0 | 0 | 0 | 0 | 0 | 0
IGCC-CCS | 0 | 0 | 0 | 0 | 0 | 0
WT_off | 0 | 0 | 0 | 0 | 0 | 0
PseudoUnit | 0 | 0 | 0 | 0 | 0 | 0
FixedInterchange | 0 | 0 | 0 | 0 | 0 | 0
Fuel Cost by Reporting Type: HQ_NEISO
ReportingType | 2015 | 2020 | 2025 | 2030 | 2035 | 2040
BM | 0 | 0 | 0 | 0 | 0 | 0
CC | 0 | 0 | 0 | 0 | 0 | 0
CSP | 0 | 0 | 0 | 0 | 0 | 0
CT | 0 | 0 | 0 | 0 | 0 | 0
Coal | 0 | 0 | 0 | 0 | 0 | 0
Geo | 0 | 0 | 0 | 0 | 0 | 0
H | 0 | 0 | 0 | 0 | 0 | 0
LFG | 0 | 0 | 0 | 0 | 0 | 0
Nuc | 0 | 0 | 0 | 0 | 0.03 | 0.03
PS | 0 | 0 | 0 | 0 | 0 | 0
PV | 0 | 0 | 0 | 0 | 0 | 0
PeakG | 0 | 0 | 0 | 0 | 0 | 0
PeakO | 0 | 0 | 0 | 0 | 0 | 0
ST | 0 | 0 | 0 | 0 | 0 | 0
STOG | 0 | 0 | 0 | 0 | 0 | 0
STWD | 0 | 0 | 0 | 0 | 0 | 0
WT | 0 | 0 | 0 | 0 | 0 | 0
IGCC | 0 | 0 | 0 | 0 | 0 | 0
DemandResponse | 0 | 0 | 0 | 0 | 0 | 0
IGCC-CCS | 0 | 0 | 0 | 0 | 0 | 0
WT_off | 0 | 0 | 0 | 0 | 0 | 0
PseudoUnit | 0 | 0 | 0 | 0 | 0 | 0
FixedInterchange | 0 | 0 | 0 | 0 | 0 | 0
Fuel Cost by Reporting Type: HQ_NY
ReportingType | 2015 | 2020 | 2025 | 2030 | 2035 | 2040
BM | 0 | 0 | 0 | 0 | 0 | 0
CC | 0 | 0 | 0 | 0 | 0 | 0
CSP | 0 | 0 | 0 | 0 | 0 | 0
CT | 0 | 0 | 0 | 0 | 0 | 0
Coal | 0 | 0 | 0 | 0 | 0 | 0
Geo | 0 | 0 | 0 | 0 | 0 | 0
H | 0 | 0 | 0 | 0 | 0 | 0
LFG | 0 | 0 | 0 | 0 | 0 | 0
Nuc | 0 | 0 | 0 | 0 | 0.07 | 0.03
PS | 0 | 0 | 0 | 0 | 0 | 0
PV | 0 | 0 | 0 | 0 | 0 | 0
PeakG | 0 | 0 | 0 | 0 | 0 | 0
PeakO | 0 | 0 | 0 | 0 | 0 | 0
ST | 0 | 0 | 0 | 0 | 0 | 0
STOG | 0 | 0 | 0 | 0 | 0 | 0
STWD | 0 | 0 | 0 | 0 | 0 | 0
WT | 0 | 0 | 0 | 0 | 0 | 0
IGCC | 0 | 0 | 0 | 0 | 0 | 0
DemandResponse | 0 | 0 | 0 | 0 | 0 | 0
IGCC-CCS | 0 | 0 | 0 | 0 | 0 | 0
WT_off | 0 | 0 | 0 | 0 | 0 | 0
PseudoUnit | 0 | 0 | 0 | 0 | 0 | 0
FixedInterchange | 0 | 0 | 0 | 0 | 0 | 0
Fuel Cost by Reporting Type: MARITIMES
ReportingType | 2015 | 2020 | 2025 | 2030 | 2035 | 2040
BM | 0 | 0 | 0 | 0 | 0 | 0
CC | 0 | 0 | 0 | 0 | 0 | 0
CSP | 0 | 0 | 0 | 0 | 0 | 0
CT | 0 | 0 | 0 | 0 | 0 | 0
Coal | 0 | 0 | 0 | 0 | 0 | 0
Geo | 0 | 0 | 0 | 0 | 0 | 0
H | 0 | 0 | 0 | 0 | 0 | 0
LFG | 0 | 0 | 0 | 0 | 0 | 0
Nuc | 0 | 0 | 0 | 0 | 0.03 | 0.03
PS | 0 | 0 | 0 | 0 | 0 | 0
PV | 0 | 0 | 0 | 0 | 0 | 0
PeakG | 0 | 0 | 0 | 0 | 0 | 0
PeakO | 0 | 0 | 0 | 0 | 0 | 0
ST | 0 | 0 | 0 | 0 | 0 | 0
STOG | 0 | 0 | 0 | 0 | 0 | 0
STWD | 0 | 0 | 0 | 0 | 0 | 0
WT | 0 | 0 | 0 | 0 | 0 | 0
IGCC | 0 | 0 | 0 | 0 | 0 | 0
DemandResponse | 0 | 0 | 0 | 0 | 0 | 0
IGCC-CCS | 0 | 0 | 0 | 0 | 0 | 0
WT_off | 0 | 0 | 0 | 0 | 0 | 0
PseudoUnit | 0 | 0 | 0 | 0 | 0 | 0
FixedInterchange | 0 | 0 | 0 | 0 | 0 | 0
Fuel Cost by Reporting Type: All
ReportingType | 2015 | 2020 | 2025 | 2030 | 2035 | 2040
BM | 154.3 | 374.71 | 465.88 | 538.44 | 659.71 | 1321.24
CC | 61706.93 | 74434.3 | 67394.97 | 32224.22 | 15518.71 | 5146.15
CSP | 0 | 0 | 0 | 0 | 0 | 0
CT | 57.4 | 87.63 | 89.13 | 12.88 | 1.05 | 0.19
Coal | 20255.81 | 8172.65 | 1099.62 | 605.04 | 690.27 | 697.64
Geo | 0 | 0 | 0 | 0 | 0 | 0
H | 0 | 0 | 0 | 0 | 0 | 0
LFG | 0.25 | 2.74 | 5.56 | 6.49 | 6.47 | 6.47
Nuc | 7710.49 | 8044.07 | 8654.42 | 11720.32 | 13800.31 | 16009.89
PS | 0 | 0 | 0 | 0 | 0 | 0
PV | 0 | 0 | 0 | 0 | 0 | 0
PeakG | 230.86 | 424.33 | 581.9 | 128.82 | 85.73 | 67.15
PeakO | 0 | 0 | 0 | 0 | 0 | 0
ST | 0 | 0 | 0 | 0 | 0 | 0
STOG | 574.01 | 567.2 | 169.63 | 35.16 | 0.28 | 0.28
STWD | 904.67 | 832.57 | 1100.05 | 1922.42 | 2601.16 | 2236.28
WT | 0 | 0 | 0.01 | 0.01 | 0.01 | 0.01
IGCC | 87.33 | 82.12 | 15.06 | 0.76 | 0 | 0
DemandResponse | 0 | 0 | 0 | 0 | 0 | 0
IGCC-CCS | 0 | 0 | 0 | 0 | 0 | 0
WT_off | 0 | 0 | 0 | 0 | 0 | 0
PseudoUnit | 0 | 0 | 0 | 0 | 0 | 0
FixedInterchange | 0 | 0 | 0 | 0 | 0 | 0
Fuel Cost by Reporting Type: EI_US
ReportingType | 2015 | 2020 | 2025 | 2030 | 2035 | 2040
BM | 144.5 | 360.31 | 435.77 | 444.57 | 565.84 | 745.3
CC | 41539.69 | 53703.53 | 48826.52 | 23260.05 | 12607.99 | 3271.15
CSP | 0 | 0 | 0 | 0 | 0 | 0
CT | 57.3 | 87.47 | 88.6 | 11.24 | 1.05 | 0.19
Coal | 17240.32 | 6077.81 | 721.95 | 477.39 | 562.76 | 575.48
Geo | 0 | 0 | 0 | 0 | 0 | 0
H | 0 | 0 | 0 | 0 | 0 | 0
LFG | 0.18 | 1.48 | 3.19 | 4.11 | 4.11 | 4.11
Nuc | 5902.65 | 6282.9 | 6860.26 | 8622.79 | 9678.42 | 11829.47
PS | 0 | 0 | 0 | 0 | 0 | 0
PV | 0 | 0 | 0 | 0 | 0 | 0
PeakG | 225.02 | 417.81 | 580.68 | 122.18 | 78.31 | 58.09
PeakO | 0 | 0 | 0 | 0 | 0 | 0
ST | 0 | 0 | 0 | 0 | 0 | 0
STOG | 337.34 | 293 | 116.01 | 35.16 | 0.28 | 0.28
STWD | 586.05 | 513.95 | 505.19 | 945.91 | 1624.65 | 1314.34
WT | 0 | 0 | 0 | 0.01 | 0.01 | 0.01
IGCC | 87.33 | 82.12 | 15.06 | 0.76 | 0 | 0
DemandResponse | 0 | 0 | 0 | 0 | 0 | 0
IGCC-CCS | 0 | 0 | 0 | 0 | 0 | 0
WT_off | 0 | 0 | 0 | 0 | 0 | 0
PseudoUnit | 0 | 0 | 0 | 0 | 0 | 0
FixedInterchange | 0 | 0 | 0 | 0 | 0 | 0
Fuel Cost by Reporting Type: EI_Canada
ReportingType | 2015 | 2020 | 2025 | 2030 | 2035 | 2040
BM | 0 | 0 | 0 | 0 | 0 | 0
CC | 224.17 | 225.16 | 0 | 0 | 0 | 0
CSP | 0 | 0 | 0 | 0 | 0 | 0
CT | 0.1 | 0 | 0 | 0 | 0 | 0
Coal | 10.18 | 0 | 0 | 0 | 0 | 0
Geo | 0 | 0 | 0 | 0 | 0 | 0
H | 0 | 0 | 0 | 0 | 0 | 0
LFG | 0.02 | 0.02 | 0.02 | 0.02 | 0 | 0
Nuc | 853.03 | 786.89 | 758.98 | 758.51 | 697.04 | 629.07
PS | 0 | 0 | 0 | 0 | 0 | 0
PV | 0 | 0 | 0 | 0 | 0 | 0
PeakG | 5.84 | 5.93 | 0 | 0 | 0 | 0
PeakO | 0 | 0 | 0 | 0 | 0 | 0
ST | 0 | 0 | 0 | 0 | 0 | 0
STOG | 0.73 | 0 | 0 | 0 | 0 | 0
STWD | 0 | 0 | 0 | 0 | 0 | 0
WT | 0 | 0 | 0 | 0 | 0 | 0
IGCC | 0 | 0 | 0 | 0 | 0 | 0
DemandResponse | 0 | 0 | 0 | 0 | 0 | 0
IGCC-CCS | 0 | 0 | 0 | 0 | 0 | 0
WT_off | 0 | 0 | 0 | 0 | 0 | 0
PseudoUnit | 0 | 0 | 0 | 0 | 0 | 0
FixedInterchange | 0 | 0 | 0 | 0 | 0 | 0
Fuel Cost by Reporting Type: EI
ReportingType | 2015 | 2020 | 2025 | 2030 | 2035 | 2040
BM | 144.5 | 360.31 | 435.77 | 444.57 | 565.84 | 745.3
CC | 41763.85 | 53928.69 | 48826.52 | 23260.05 | 12607.99 | 3271.15
CSP | 0 | 0 | 0 | 0 | 0 | 0
CT | 57.4 | 87.47 | 88.6 | 11.24 | 1.05 | 0.19
Coal | 17250.49 | 6077.81 | 721.95 | 477.39 | 562.76 | 575.48
Geo | 0 | 0 | 0 | 0 | 0 | 0
H | 0 | 0 | 0 | 0 | 0 | 0
LFG | 0.2 | 1.5 | 3.21 | 4.13 | 4.11 | 4.11
Nuc | 6755.67 | 7069.79 | 7619.24 | 9381.3 | 10375.46 | 12458.54
PS | 0 | 0 | 0 | 0 | 0 | 0
PV | 0 | 0 | 0 | 0 | 0 | 0
PeakG | 230.86 | 423.74 | 580.68 | 122.18 | 78.31 | 58.09
PeakO | 0 | 0 | 0 | 0 | 0 | 0
ST | 0 | 0 | 0 | 0 | 0 | 0
STOG | 338.07 | 293 | 116.01 | 35.16 | 0.28 | 0.28
STWD | 586.05 | 513.95 | 505.19 | 945.91 | 1624.65 | 1314.34
WT | 0 | 0 | 0 | 0.01 | 0.01 | 0.01
IGCC | 87.33 | 82.12 | 15.06 | 0.76 | 0 | 0
DemandResponse | 0 | 0 | 0 | 0 | 0 | 0
IGCC-CCS | 0 | 0 | 0 | 0 | 0 | 0
WT_off | 0 | 0 | 0 | 0 | 0 | 0
PseudoUnit | 0 | 0 | 0 | 0 | 0 | 0
FixedInterchange | 0 | 0 | 0 | 0 | 0 | 0
Fuel Cost by Reporting Type: Outside_EI
ReportingType | 2015 | 2020 | 2025 | 2030 | 2035 | 2040
BM | 9.8 | 14.4 | 30.11 | 93.87 | 93.87 | 575.93
CC | 19943.08 | 20505.61 | 18568.45 | 8964.17 | 2910.72 | 1875
CSP | 0 | 0 | 0 | 0 | 0 | 0
CT | 0 | 0.17 | 0.53 | 1.64 | 0 | 0
Coal | 3005.32 | 2094.85 | 377.67 | 127.65 | 127.51 | 122.16
Geo | 0 | 0 | 0 | 0 | 0 | 0
H | 0 | 0 | 0 | 0 | 0 | 0
LFG | 0.05 | 1.24 | 2.36 | 2.36 | 2.36 | 2.36
Nuc | 954.81 | 974.29 | 1035.18 | 2339.02 | 3424.85 | 3551.35
PS | 0 | 0 | 0 | 0 | 0 | 0
PV | 0 | 0 | 0 | 0 | 0 | 0
PeakG | 0 | 0.59 | 1.22 | 6.64 | 7.42 | 9.06
PeakO | 0 | 0 | 0 | 0 | 0 | 0
ST | 0 | 0 | 0 | 0 | 0 | 0
STOG | 235.94 | 274.19 | 53.62 | 0 | 0 | 0
STWD | 318.62 | 318.62 | 594.87 | 976.51 | 976.51 | 921.95
WT | 0 | 0 | 0 | 0 | 0 | 0
IGCC | 0 | 0 | 0 | 0 | 0 | 0
DemandResponse | 0 | 0 | 0 | 0 | 0 | 0
IGCC-CCS | 0 | 0 | 0 | 0 | 0 | 0
WT_off | 0 | 0 | 0 | 0 | 0 | 0
PseudoUnit | 0 | 0 | 0 | 0 | 0 | 0
FixedInterchange | 0 | 0 | 0 | 0 | 0 | 0
#7 | Emission Cost ($million)
==== Emission Program: TitleIV_CAIRSO2 : (SO2) ====
Emission Cost by Reporting Type: Entergy
ReportingType | 2015 | 2020 | 2025 | 2030 | 2035 | 2040
BM | 0 | 0 | 0 | 0 | 0 | 0
CC | 0 | 0 | 0 | 0 | 0 | 0
CSP | 0 | 0 | 0 | 0 | 0 | 0
CT | 0 | 0 | 0 | 0 | 0 | 0
Coal | 22.05 | 0 | 0 | 0 | 0 | 0
Geo | 0 | 0 | 0 | 0 | 0 | 0
H | 0 | 0 | 0 | 0 | 0 | 0
LFG | 0 | 0 | 0 | 0 | 0 | 0
Nuc | 0 | 0 | 0 | 0 | 0 | 0
PS | 0 | 0 | 0 | 0 | 0 | 0
PV | 0 | 0 | 0 | 0 | 0 | 0
PeakG | 0 | 0 | 0 | 0 | 0 | 0
PeakO | 0 | 0 | 0 | 0 | 0 | 0
ST | 0 | 0 | 0 | 0 | 0 | 0
STOG | 0 | 0 | 0 | 0 | 0 | 0
STWD | 0 | 0 | 0 | 0 | 0 | 0
WT | 0 | 0 | 0 | 0 | 0 | 0
IGCC | 0 | 0 | 0 | 0 | 0 | 0
DemandResponse | 0 | 0 | 0 | 0 | 0 | 0
IGCC-CCS | 0 | 0 | 0 | 0 | 0 | 0
WT_off | 0 | 0 | 0 | 0 | 0 | 0
PseudoUnit | 0 | 0 | 0 | 0 | 0 | 0
FixedInterchange | 0 | 0 | 0 | 0 | 0 | 0
Emission Cost by Reporting Type: FRCC
ReportingType | 2015 | 2020 | 2025 | 2030 | 2035 | 2040
BM | 0 | 0 | 0 | 0 | 0 | 0
CC | 0 | 0 | 0 | 0 | 0 | 0
CSP | 0 | 0 | 0 | 0 | 0 | 0
CT | 0 | 0 | 0 | 0 | 0 | 0
Coal | 3.95 | 0 | 0 | 0 | 0 | 0
Geo | 0 | 0 | 0 | 0 | 0 | 0
H | 0 | 0 | 0 | 0 | 0 | 0
LFG | 0 | 0 | 0 | 0 | 0 | 0
Nuc | 0 | 0 | 0 | 0 | 0 | 0
PS | 0 | 0 | 0 | 0 | 0 | 0
PV | 0 | 0 | 0 | 0 | 0 | 0
PeakG | 0 | 0 | 0 | 0 | 0 | 0
PeakO | 0 | 0 | 0 | 0 | 0 | 0
ST | 0 | 0 | 0 | 0 | 0 | 0
STOG | 0 | 0 | 0 | 0 | 0 | 0
STWD | 0 | 0 | 0 | 0 | 0 | 0
WT | 0 | 0 | 0 | 0 | 0 | 0
IGCC | 0 | 0 | 0 | 0 | 0 | 0
DemandResponse | 0 | 0 | 0 | 0 | 0 | 0
IGCC-CCS | 0 | 0 | 0 | 0 | 0 | 0
WT_off | 0 | 0 | 0 | 0 | 0 | 0
PseudoUnit | 0 | 0 | 0 | 0 | 0 | 0
FixedInterchange | 0 | 0 | 0 | 0 | 0 | 0
Emission Cost by Reporting Type: MAPP_US
ReportingType | 2015 | 2020 | 2025 | 2030 | 2035 | 2040
BM | 0 | 0 | 0 | 0 | 0 | 0
CC | 0 | 0 | 0 | 0 | 0 | 0
CSP | 0 | 0 | 0 | 0 | 0 | 0
CT | 0 | 0 | 0 | 0 | 0 | 0
Coal | 0.85 | 0 | 0 | 0 | 0 | 0
Geo | 0 | 0 | 0 | 0 | 0 | 0
H | 0 | 0 | 0 | 0 | 0 | 0
LFG | 0 | 0 | 0 | 0 | 0 | 0
Nuc | 0 | 0 | 0 | 0 | 0 | 0
PS | 0 | 0 | 0 | 0 | 0 | 0
PV | 0 | 0 | 0 | 0 | 0 | 0
PeakG | 0 | 0 | 0 | 0 | 0 | 0
PeakO | 0 | 0 | 0 | 0 | 0 | 0
ST | 0 | 0 | 0 | 0 | 0 | 0
STOG | 0 | 0 | 0 | 0 | 0 | 0
STWD | 0 | 0 | 0 | 0 | 0 | 0
WT | 0 | 0 | 0 | 0 | 0 | 0
IGCC | 0 | 0 | 0 | 0 | 0 | 0
DemandResponse | 0 | 0 | 0 | 0 | 0 | 0
IGCC-CCS | 0 | 0 | 0 | 0 | 0 | 0
WT_off | 0 | 0 | 0 | 0 | 0 | 0
PseudoUnit | 0 | 0 | 0 | 0 | 0 | 0
FixedInterchange | 0 | 0 | 0 | 0 | 0 | 0
Emission Cost by Reporting Type: MISO_IN
ReportingType | 2015 | 2020 | 2025 | 2030 | 2035 | 2040
BM | 0 | 0 | 0 | 0 | 0 | 0
CC | 0 | 0 | 0 | 0 | 0 | 0
CSP | 0 | 0 | 0 | 0 | 0 | 0
CT | 0 | 0 | 0 | 0 | 0 | 0
Coal | 19.89 | 0 | 0 | 0 | 0 | 0
Geo | 0 | 0 | 0 | 0 | 0 | 0
H | 0 | 0 | 0 | 0 | 0 | 0
LFG | 0 | 0 | 0 | 0 | 0 | 0
Nuc | 0 | 0 | 0 | 0 | 0 | 0
PS | 0 | 0 | 0 | 0 | 0 | 0
PV | 0 | 0 | 0 | 0 | 0 | 0
PeakG | 0 | 0 | 0 | 0 | 0 | 0
PeakO | 0 | 0 | 0 | 0 | 0 | 0
ST | 0 | 0 | 0 | 0 | 0 | 0
STOG | 0 | 0 | 0 | 0 | 0 | 0
STWD | 0 | 0 | 0 | 0 | 0 | 0
WT | 0 | 0 | 0 | 0 | 0 | 0
IGCC | 0.18 | 0 | 0 | 0 | 0 | 0
DemandResponse | 0 | 0 | 0 | 0 | 0 | 0
IGCC-CCS | 0 | 0 | 0 | 0 | 0 | 0
WT_off | 0 | 0 | 0 | 0 | 0 | 0
PseudoUnit | 0 | 0 | 0 | 0 | 0 | 0
FixedInterchange | 0 | 0 | 0 | 0 | 0 | 0
Emission Cost by Reporting Type: MISO_MI
ReportingType | 2015 | 2020 | 2025 | 2030 | 2035 | 2040
BM | 0 | 0 | 0 | 0 | 0 | 0
CC | 0 | 0 | 0 | 0 | 0 | 0
CSP | 0 | 0 | 0 | 0 | 0 | 0
CT | 0 | 0 | 0 | 0 | 0 | 0
Coal | 10.94 | 0 | 0 | 0 | 0 | 0
Geo | 0 | 0 | 0 | 0 | 0 | 0
H | 0 | 0 | 0 | 0 | 0 | 0
LFG | 0 | 0 | 0 | 0 | 0 | 0
Nuc | 0 | 0 | 0 | 0 | 0 | 0
PS | 0 | 0 | 0 | 0 | 0 | 0
PV | 0 | 0 | 0 | 0 | 0 | 0
PeakG | 0 | 0 | 0 | 0 | 0 | 0
PeakO | 0 | 0 | 0 | 0 | 0 | 0
ST | 0 | 0 | 0 | 0 | 0 | 0
STOG | 0 | 0 | 0 | 0 | 0 | 0
STWD | 0 | 0 | 0 | 0 | 0 | 0
WT | 0 | 0 | 0 | 0 | 0 | 0
IGCC | 0 | 0 | 0 | 0 | 0 | 0
DemandResponse | 0 | 0 | 0 | 0 | 0 | 0
IGCC-CCS | 0 | 0 | 0 | 0 | 0 | 0
WT_off | 0 | 0 | 0 | 0 | 0 | 0
PseudoUnit | 0 | 0 | 0 | 0 | 0 | 0
FixedInterchange | 0 | 0 | 0 | 0 | 0 | 0
Emission Cost by Reporting Type: MISO_MO-IL
ReportingType | 2015 | 2020 | 2025 | 2030 | 2035 | 2040
BM | 0 | 0 | 0 | 0 | 0 | 0
CC | 0 | 0 | 0 | 0 | 0 | 0
CSP | 0 | 0 | 0 | 0 | 0 | 0
CT | 0 | 0 | 0 | 0 | 0 | 0
Coal | 29.07 | 0 | 0 | 0 | 0 | 0
Geo | 0 | 0 | 0 | 0 | 0 | 0
H | 0 | 0 | 0 | 0 | 0 | 0
LFG | 0 | 0 | 0 | 0 | 0 | 0
Nuc | 0 | 0 | 0 | 0 | 0 | 0
PS | 0 | 0 | 0 | 0 | 0 | 0
PV | 0 | 0 | 0 | 0 | 0 | 0
PeakG | 0 | 0 | 0 | 0 | 0 | 0
PeakO | 0 | 0 | 0 | 0 | 0 | 0
ST | 0 | 0 | 0 | 0 | 0 | 0
STOG | 0 | 0 | 0 | 0 | 0 | 0
STWD | 0 | 0 | 0 | 0 | 0 | 0
WT | 0 | 0 | 0 | 0 | 0 | 0
IGCC | 0 | 0 | 0 | 0 | 0 | 0
DemandResponse | 0 | 0 | 0 | 0 | 0 | 0
IGCC-CCS | 0 | 0 | 0 | 0 | 0 | 0
WT_off | 0 | 0 | 0 | 0 | 0 | 0
PseudoUnit | 0 | 0 | 0 | 0 | 0 | 0
FixedInterchange | 0 | 0 | 0 | 0 | 0 | 0
Emission Cost by Reporting Type: MISO_W
ReportingType | 2015 | 2020 | 2025 | 2030 | 2035 | 2040
BM | 0 | 0 | 0 | 0 | 0 | 0
CC | 0 | 0 | 0 | 0 | 0 | 0
CSP | 0 | 0 | 0 | 0 | 0 | 0
CT | 0 | 0 | 0 | 0 | 0 | 0
Coal | 17.7 | 0 | 0 | 0 | 0 | 0
Geo | 0 | 0 | 0 | 0 | 0 | 0
H | 0 | 0 | 0 | 0 | 0 | 0
LFG | 0 | 0 | 0 | 0 | 0 | 0
Nuc | 0 | 0 | 0 | 0 | 0 | 0
PS | 0 | 0 | 0 | 0 | 0 | 0
PV | 0 | 0 | 0 | 0 | 0 | 0
PeakG | 0 | 0 | 0 | 0 | 0 | 0
PeakO | 0 | 0 | 0 | 0 | 0 | 0
ST | 0 | 0 | 0 | 0 | 0 | 0
STOG | 0 | 0 | 0 | 0 | 0 | 0
STWD | 0 | 0 | 0 | 0 | 0 | 0
WT | 0 | 0 | 0 | 0 | 0 | 0
IGCC | 0 | 0 | 0 | 0 | 0 | 0
DemandResponse | 0 | 0 | 0 | 0 | 0 | 0
IGCC-CCS | 0 | 0 | 0 | 0 | 0 | 0
WT_off | 0 | 0 | 0 | 0 | 0 | 0
PseudoUnit | 0 | 0 | 0 | 0 | 0 | 0
FixedInterchange | 0 | 0 | 0 | 0 | 0 | 0
Emission Cost by Reporting Type: MISO_WUMS
ReportingType | 2015 | 2020 | 2025 | 2030 | 2035 | 2040
BM | 0 | 0 | 0 | 0 | 0 | 0
CC | 0 | 0 | 0 | 0 | 0 | 0
CSP | 0 | 0 | 0 | 0 | 0 | 0
CT | 0 | 0 | 0 | 0 | 0 | 0
Coal | 1.98 | 0 | 0 | 0 | 0 | 0
Geo | 0 | 0 | 0 | 0 | 0 | 0
H | 0 | 0 | 0 | 0 | 0 | 0
LFG | 0 | 0 | 0 | 0 | 0 | 0
Nuc | 0 | 0 | 0 | 0 | 0 | 0
PS | 0 | 0 | 0 | 0 | 0 | 0
PV | 0 | 0 | 0 | 0 | 0 | 0
PeakG | 0 | 0 | 0 | 0 | 0 | 0
PeakO | 0 | 0 | 0 | 0 | 0 | 0
ST | 0 | 0 | 0 | 0 | 0 | 0
STOG | 0 | 0 | 0 | 0 | 0 | 0
STWD | 0 | 0 | 0 | 0 | 0 | 0
WT | 0 | 0 | 0 | 0 | 0 | 0
IGCC | 0 | 0 | 0 | 0 | 0 | 0
DemandResponse | 0 | 0 | 0 | 0 | 0 | 0
IGCC-CCS | 0 | 0 | 0 | 0 | 0 | 0
WT_off | 0 | 0 | 0 | 0 | 0 | 0
PseudoUnit | 0 | 0 | 0 | 0 | 0 | 0
FixedInterchange | 0 | 0 | 0 | 0 | 0 | 0
Emission Cost by Reporting Type: Nebraska
ReportingType | 2015 | 2020 | 2025 | 2030 | 2035 | 2040
BM | 0 | 0 | 0 | 0 | 0 | 0
CC | 0 | 0 | 0 | 0 | 0 | 0
CSP | 0 | 0 | 0 | 0 | 0 | 0
CT | 0 | 0 | 0 | 0 | 0 | 0
Coal | 3.25 | 0 | 0 | 0 | 0 | 0
Geo | 0 | 0 | 0 | 0 | 0 | 0
H | 0 | 0 | 0 | 0 | 0 | 0
LFG | 0 | 0 | 0 | 0 | 0 | 0
Nuc | 0 | 0 | 0 | 0 | 0 | 0
PS | 0 | 0 | 0 | 0 | 0 | 0
PV | 0 | 0 | 0 | 0 | 0 | 0
PeakG | 0 | 0 | 0 | 0 | 0 | 0
PeakO | 0 | 0 | 0 | 0 | 0 | 0
ST | 0 | 0 | 0 | 0 | 0 | 0
STOG | 0 | 0 | 0 | 0 | 0 | 0
STWD | 0 | 0 | 0 | 0 | 0 | 0
WT | 0 | 0 | 0 | 0 | 0 | 0
IGCC | 0 | 0 | 0 | 0 | 0 | 0
DemandResponse | 0 | 0 | 0 | 0 | 0 | 0
IGCC-CCS | 0 | 0 | 0 | 0 | 0 | 0
WT_off | 0 | 0 | 0 | 0 | 0 | 0
PseudoUnit | 0 | 0 | 0 | 0 | 0 | 0
FixedInterchange | 0 | 0 | 0 | 0 | 0 | 0
Emission Cost by Reporting Type: NEISO
ReportingType | 2015 | 2020 | 2025 | 2030 | 2035 | 2040
BM | 0 | 0 | 0 | 0 | 0 | 0
CC | 0 | 0 | 0 | 0 | 0 | 0
CSP | 0 | 0 | 0 | 0 | 0 | 0
CT | 0 | 0 | 0 | 0 | 0 | 0
Coal | 0 | 0 | 0 | 0 | 0 | 0
Geo | 0 | 0 | 0 | 0 | 0 | 0
H | 0 | 0 | 0 | 0 | 0 | 0
LFG | 0 | 0 | 0 | 0 | 0 | 0
Nuc | 0 | 0 | 0 | 0 | 0 | 0
PS | 0 | 0 | 0 | 0 | 0 | 0
PV | 0 | 0 | 0 | 0 | 0 | 0
PeakG | 0 | 0 | 0 | 0 | 0 | 0
PeakO | 0 | 0 | 0 | 0 | 0 | 0
ST | 0 | 0 | 0 | 0 | 0 | 0
STOG | 0 | 0 | 0 | 0 | 0 | 0
STWD | 0 | 0 | 0 | 0 | 0 | 0
WT | 0 | 0 | 0 | 0 | 0 | 0
IGCC | 0 | 0 | 0 | 0 | 0 | 0
DemandResponse | 0 | 0 | 0 | 0 | 0 | 0
IGCC-CCS | 0 | 0 | 0 | 0 | 0 | 0
WT_off | 0 | 0 | 0 | 0 | 0 | 0
PseudoUnit | 0 | 0 | 0 | 0 | 0 | 0
FixedInterchange | 0 | 0 | 0 | 0 | 0 | 0
Emission Cost by Reporting Type: NonRTO_Midwest
ReportingType | 2015 | 2020 | 2025 | 2030 | 2035 | 2040
BM | 0 | 0 | 0 | 0 | 0 | 0
CC | 0 | 0 | 0 | 0 | 0 | 0
CSP | 0 | 0 | 0 | 0 | 0 | 0
CT | 0 | 0 | 0 | 0 | 0 | 0
Coal | 10.48 | 0 | 0 | 0 | 0 | 0
Geo | 0 | 0 | 0 | 0 | 0 | 0
H | 0 | 0 | 0 | 0 | 0 | 0
LFG | 0 | 0 | 0 | 0 | 0 | 0
Nuc | 0 | 0 | 0 | 0 | 0 | 0
PS | 0 | 0 | 0 | 0 | 0 | 0
PV | 0 | 0 | 0 | 0 | 0 | 0
PeakG | 0 | 0 | 0 | 0 | 0 | 0
PeakO | 0 | 0 | 0 | 0 | 0 | 0
ST | 0 | 0 | 0 | 0 | 0 | 0
STOG | 0 | 0 | 0 | 0 | 0 | 0
STWD | 0 | 0 | 0 | 0 | 0 | 0
WT | 0 | 0 | 0 | 0 | 0 | 0
IGCC | 0 | 0 | 0 | 0 | 0 | 0
DemandResponse | 0 | 0 | 0 | 0 | 0 | 0
IGCC-CCS | 0 | 0 | 0 | 0 | 0 | 0
WT_off | 0 | 0 | 0 | 0 | 0 | 0
PseudoUnit | 0 | 0 | 0 | 0 | 0 | 0
FixedInterchange | 0 | 0 | 0 | 0 | 0 | 0
Emission Cost by Reporting Type: NYISO_A-F
ReportingType | 2015 | 2020 | 2025 | 2030 | 2035 | 2040
BM | 0 | 0 | 0 | 0 | 0 | 0
CC | 0 | 0 | 0 | 0 | 0 | 0
CSP | 0 | 0 | 0 | 0 | 0 | 0
CT | 0 | 0 | 0 | 0 | 0 | 0
Coal | 0 | 0 | 0 | 0 | 0 | 0
Geo | 0 | 0 | 0 | 0 | 0 | 0
H | 0 | 0 | 0 | 0 | 0 | 0
LFG | 0 | 0 | 0 | 0 | 0 | 0
Nuc | 0 | 0 | 0 | 0 | 0 | 0
PS | 0 | 0 | 0 | 0 | 0 | 0
PV | 0 | 0 | 0 | 0 | 0 | 0
PeakG | 0 | 0 | 0 | 0 | 0 | 0
PeakO | 0 | 0 | 0 | 0 | 0 | 0
ST | 0 | 0 | 0 | 0 | 0 | 0
STOG | 0 | 0 | 0 | 0 | 0 | 0
STWD | 0 | 0 | 0 | 0 | 0 | 0
WT | 0 | 0 | 0 | 0 | 0 | 0
IGCC | 0 | 0 | 0 | 0 | 0 | 0
DemandResponse | 0 | 0 | 0 | 0 | 0 | 0
IGCC-CCS | 0 | 0 | 0 | 0 | 0 | 0
WT_off | 0 | 0 | 0 | 0 | 0 | 0
PseudoUnit | 0 | 0 | 0 | 0 | 0 | 0
FixedInterchange | 0 | 0 | 0 | 0 | 0 | 0
Emission Cost by Reporting Type: NYISO_G-I
ReportingType | 2015 | 2020 | 2025 | 2030 | 2035 | 2040
BM | 0 | 0 | 0 | 0 | 0 | 0
CC | 0 | 0 | 0 | 0 | 0 | 0
CSP | 0 | 0 | 0 | 0 | 0 | 0
CT | 0 | 0 | 0 | 0 | 0 | 0
Coal | 0 | 0 | 0 | 0 | 0 | 0
Geo | 0 | 0 | 0 | 0 | 0 | 0
H | 0 | 0 | 0 | 0 | 0 | 0
LFG | 0 | 0 | 0 | 0 | 0 | 0
Nuc | 0 | 0 | 0 | 0 | 0 | 0
PS | 0 | 0 | 0 | 0 | 0 | 0
PV | 0 | 0 | 0 | 0 | 0 | 0
PeakG | 0 | 0 | 0 | 0 | 0 | 0
PeakO | 0 | 0 | 0 | 0 | 0 | 0
ST | 0 | 0 | 0 | 0 | 0 | 0
STOG | 0 | 0 | 0 | 0 | 0 | 0
STWD | 0 | 0 | 0 | 0 | 0 | 0
WT | 0 | 0 | 0 | 0 | 0 | 0
IGCC | 0 | 0 | 0 | 0 | 0 | 0
DemandResponse | 0 | 0 | 0 | 0 | 0 | 0
IGCC-CCS | 0 | 0 | 0 | 0 | 0 | 0
WT_off | 0 | 0 | 0 | 0 | 0 | 0
PseudoUnit | 0 | 0 | 0 | 0 | 0 | 0
FixedInterchange | 0 | 0 | 0 | 0 | 0 | 0
Emission Cost by Reporting Type: NYISO_J-K
ReportingType | 2015 | 2020 | 2025 | 2030 | 2035 | 2040
BM | 0 | 0 | 0 | 0 | 0 | 0
CC | 0 | 0 | 0 | 0 | 0 | 0
CSP | 0 | 0 | 0 | 0 | 0 | 0
CT | 0 | 0 | 0 | 0 | 0 | 0
Coal | 0 | 0 | 0 | 0 | 0 | 0
Geo | 0 | 0 | 0 | 0 | 0 | 0
H | 0 | 0 | 0 | 0 | 0 | 0
LFG | 0 | 0 | 0 | 0 | 0 | 0
Nuc | 0 | 0 | 0 | 0 | 0 | 0
PS | 0 | 0 | 0 | 0 | 0 | 0
PV | 0 | 0 | 0 | 0 | 0 | 0
PeakG | 0 | 0 | 0 | 0 | 0 | 0
PeakO | 0 | 0 | 0 | 0 | 0 | 0
ST | 0 | 0 | 0 | 0 | 0 | 0
STOG | 0 | 0 | 0 | 0 | 0 | 0
STWD | 0 | 0 | 0 | 0 | 0 | 0
WT | 0 | 0 | 0 | 0 | 0 | 0
IGCC | 0 | 0 | 0 | 0 | 0 | 0
DemandResponse | 0 | 0 | 0 | 0 | 0 | 0
IGCC-CCS | 0 | 0 | 0 | 0 | 0 | 0
WT_off | 0 | 0 | 0 | 0 | 0 | 0
PseudoUnit | 0 | 0 | 0 | 0 | 0 | 0
FixedInterchange | 0 | 0 | 0 | 0 | 0 | 0
Emission Cost by Reporting Type: PJM_E
ReportingType | 2015 | 2020 | 2025 | 2030 | 2035 | 2040
BM | 0 | 0 | 0 | 0 | 0 | 0
CC | 0 | 0 | 0 | 0 | 0 | 0
CSP | 0 | 0 | 0 | 0 | 0 | 0
CT | 0 | 0 | 0 | 0 | 0 | 0
Coal | 0.02 | 0 | 0 | 0 | 0 | 0
Geo | 0 | 0 | 0 | 0 | 0 | 0
H | 0 | 0 | 0 | 0 | 0 | 0
LFG | 0 | 0 | 0 | 0 | 0 | 0
Nuc | 0 | 0 | 0 | 0 | 0 | 0
PS | 0 | 0 | 0 | 0 | 0 | 0
PV | 0 | 0 | 0 | 0 | 0 | 0
PeakG | 0 | 0 | 0 | 0 | 0 | 0
PeakO | 0 | 0 | 0 | 0 | 0 | 0
ST | 0 | 0 | 0 | 0 | 0 | 0
STOG | 0 | 0 | 0 | 0 | 0 | 0
STWD | 0 | 0 | 0 | 0 | 0 | 0
WT | 0 | 0 | 0 | 0 | 0 | 0
IGCC | 0 | 0 | 0 | 0 | 0 | 0
DemandResponse | 0 | 0 | 0 | 0 | 0 | 0
IGCC-CCS | 0 | 0 | 0 | 0 | 0 | 0
WT_off | 0 | 0 | 0 | 0 | 0 | 0
PseudoUnit | 0 | 0 | 0 | 0 | 0 | 0
FixedInterchange | 0 | 0 | 0 | 0 | 0 | 0
Emission Cost by Reporting Type: PJM_ROM
ReportingType | 2015 | 2020 | 2025 | 2030 | 2035 | 2040
BM | 0 | 0 | 0 | 0 | 0 | 0
CC | 0 | 0 | 0 | 0 | 0 | 0
CSP | 0 | 0 | 0 | 0 | 0 | 0
CT | 0 | 0 | 0 | 0 | 0 | 0
Coal | 13.17 | 0 | 0 | 0 | 0 | 0
Geo | 0 | 0 | 0 | 0 | 0 | 0
H | 0 | 0 | 0 | 0 | 0 | 0
LFG | 0 | 0 | 0 | 0 | 0 | 0
Nuc | 0 | 0 | 0 | 0 | 0 | 0
PS | 0 | 0 | 0 | 0 | 0 | 0
PV | 0 | 0 | 0 | 0 | 0 | 0
PeakG | 0 | 0 | 0 | 0 | 0 | 0
PeakO | 0 | 0 | 0 | 0 | 0 | 0
ST | 0 | 0 | 0 | 0 | 0 | 0
STOG | 0 | 0 | 0 | 0 | 0 | 0
STWD | 0 | 0 | 0 | 0 | 0 | 0
WT | 0 | 0 | 0 | 0 | 0 | 0
IGCC | 0 | 0 | 0 | 0 | 0 | 0
DemandResponse | 0 | 0 | 0 | 0 | 0 | 0
IGCC-CCS | 0 | 0 | 0 | 0 | 0 | 0
WT_off | 0 | 0 | 0 | 0 | 0 | 0
PseudoUnit | 0 | 0 | 0 | 0 | 0 | 0
FixedInterchange | 0 | 0 | 0 | 0 | 0 | 0
Emission Cost by Reporting Type: PJM_ROR
ReportingType | 2015 | 2020 | 2025 | 2030 | 2035 | 2040
BM | 0 | 0 | 0 | 0 | 0 | 0
CC | 0 | 0 | 0 | 0 | 0 | 0
CSP | 0 | 0 | 0 | 0 | 0 | 0
CT | 0 | 0 | 0 | 0 | 0 | 0
Coal | 89.98 | 0 | 0 | 0 | 0 | 0
Geo | 0 | 0 | 0 | 0 | 0 | 0
H | 0 | 0 | 0 | 0 | 0 | 0
LFG | 0 | 0 | 0 | 0 | 0 | 0
Nuc | 0 | 0 | 0 | 0 | 0 | 0
PS | 0 | 0 | 0 | 0 | 0 | 0
PV | 0 | 0 | 0 | 0 | 0 | 0
PeakG | 0 | 0 | 0 | 0 | 0 | 0
PeakO | 0 | 0 | 0 | 0 | 0 | 0
ST | 0 | 0 | 0 | 0 | 0 | 0
STOG | 0 | 0 | 0 | 0 | 0 | 0
STWD | 0 | 0 | 0 | 0 | 0 | 0
WT | 0 | 0 | 0 | 0 | 0 | 0
IGCC | 0 | 0 | 0 | 0 | 0 | 0
DemandResponse | 0 | 0 | 0 | 0 | 0 | 0
IGCC-CCS | 0 | 0 | 0 | 0 | 0 | 0
WT_off | 0 | 0 | 0 | 0 | 0 | 0
PseudoUnit | 0 | 0 | 0 | 0 | 0 | 0
FixedInterchange | 0 | 0 | 0 | 0 | 0 | 0
Emission Cost by Reporting Type: SOCO
ReportingType | 2015 | 2020 | 2025 | 2030 | 2035 | 2040
BM | 0 | 0 | 0 | 0 | 0 | 0
CC | 0 | 0 | 0 | 0 | 0 | 0
CSP | 0 | 0 | 0 | 0 | 0 | 0
CT | 0 | 0 | 0 | 0 | 0 | 0
Coal | 19.26 | 0 | 0 | 0 | 0 | 0
Geo | 0 | 0 | 0 | 0 | 0 | 0
H | 0 | 0 | 0 | 0 | 0 | 0
LFG | 0 | 0 | 0 | 0 | 0 | 0
Nuc | 0 | 0 | 0 | 0 | 0 | 0
PS | 0 | 0 | 0 | 0 | 0 | 0
PV | 0 | 0 | 0 | 0 | 0 | 0
PeakG | 0 | 0 | 0 | 0 | 0 | 0
PeakO | 0 | 0 | 0 | 0 | 0 | 0
ST | 0 | 0 | 0 | 0 | 0 | 0
STOG | 0 | 0 | 0 | 0 | 0 | 0
STWD | 0 | 0 | 0 | 0 | 0 | 0
WT | 0 | 0 | 0 | 0 | 0 | 0
IGCC | 0 | 0 | 0 | 0 | 0 | 0
DemandResponse | 0 | 0 | 0 | 0 | 0 | 0
IGCC-CCS | 0 | 0 | 0 | 0 | 0 | 0
WT_off | 0 | 0 | 0 | 0 | 0 | 0
PseudoUnit | 0 | 0 | 0 | 0 | 0 | 0
FixedInterchange | 0 | 0 | 0 | 0 | 0 | 0
Emission Cost by Reporting Type: SPP_N
ReportingType | 2015 | 2020 | 2025 | 2030 | 2035 | 2040
BM | 0 | 0 | 0 | 0 | 0 | 0
CC | 0 | 0 | 0 | 0 | 0 | 0
CSP | 0 | 0 | 0 | 0 | 0 | 0
CT | 0 | 0 | 0 | 0 | 0 | 0
Coal | 4.33 | 0 | 0 | 0 | 0 | 0
Geo | 0 | 0 | 0 | 0 | 0 | 0
H | 0 | 0 | 0 | 0 | 0 | 0
LFG | 0 | 0 | 0 | 0 | 0 | 0
Nuc | 0 | 0 | 0 | 0 | 0 | 0
PS | 0 | 0 | 0 | 0 | 0 | 0
PV | 0 | 0 | 0 | 0 | 0 | 0
PeakG | 0 | 0 | 0 | 0 | 0 | 0
PeakO | 0 | 0 | 0 | 0 | 0 | 0
ST | 0 | 0 | 0 | 0 | 0 | 0
STOG | 0 | 0 | 0 | 0 | 0 | 0
STWD | 0 | 0 | 0 | 0 | 0 | 0
WT | 0 | 0 | 0 | 0 | 0 | 0
IGCC | 0 | 0 | 0 | 0 | 0 | 0
DemandResponse | 0 | 0 | 0 | 0 | 0 | 0
IGCC-CCS | 0 | 0 | 0 | 0 | 0 | 0
WT_off | 0 | 0 | 0 | 0 | 0 | 0
PseudoUnit | 0 | 0 | 0 | 0 | 0 | 0
FixedInterchange | 0 | 0 | 0 | 0 | 0 | 0
Emission Cost by Reporting Type: SPP_S
ReportingType | 2015 | 2020 | 2025 | 2030 | 2035 | 2040
BM | 0 | 0 | 0 | 0 | 0 | 0
CC | 0 | 0 | 0 | 0 | 0 | 0
CSP | 0 | 0 | 0 | 0 | 0 | 0
CT | 0 | 0 | 0 | 0 | 0 | 0
Coal | 12.42 | 0 | 0 | 0 | 0 | 0
Geo | 0 | 0 | 0 | 0 | 0 | 0
H | 0 | 0 | 0 | 0 | 0 | 0
LFG | 0 | 0 | 0 | 0 | 0 | 0
Nuc | 0 | 0 | 0 | 0 | 0 | 0
PS | 0 | 0 | 0 | 0 | 0 | 0
PV | 0 | 0 | 0 | 0 | 0 | 0
PeakG | 0 | 0 | 0 | 0 | 0 | 0
PeakO | 0 | 0 | 0 | 0 | 0 | 0
ST | 0 | 0 | 0 | 0 | 0 | 0
STOG | 0 | 0 | 0 | 0 | 0 | 0
STWD | 0 | 0 | 0 | 0 | 0 | 0
WT | 0 | 0 | 0 | 0 | 0 | 0
IGCC | 0 | 0 | 0 | 0 | 0 | 0
DemandResponse | 0 | 0 | 0 | 0 | 0 | 0
IGCC-CCS | 0 | 0 | 0 | 0 | 0 | 0
WT_off | 0 | 0 | 0 | 0 | 0 | 0
PseudoUnit | 0 | 0 | 0 | 0 | 0 | 0
FixedInterchange | 0 | 0 | 0 | 0 | 0 | 0
Emission Cost by Reporting Type: TVA
ReportingType | 2015 | 2020 | 2025 | 2030 | 2035 | 2040
BM | 0 | 0 | 0 | 0 | 0 | 0
CC | 0 | 0 | 0 | 0 | 0 | 0
CSP | 0 | 0 | 0 | 0 | 0 | 0
CT | 0 | 0 | 0 | 0 | 0 | 0
Coal | 19.75 | 0 | 0 | 0 | 0 | 0
Geo | 0 | 0 | 0 | 0 | 0 | 0
H | 0 | 0 | 0 | 0 | 0 | 0
LFG | 0 | 0 | 0 | 0 | 0 | 0
Nuc | 0 | 0 | 0 | 0 | 0 | 0
PS | 0 | 0 | 0 | 0 | 0 | 0
PV | 0 | 0 | 0 | 0 | 0 | 0
PeakG | 0 | 0 | 0 | 0 | 0 | 0
PeakO | 0 | 0 | 0 | 0 | 0 | 0
ST | 0 | 0 | 0 | 0 | 0 | 0
STOG | 0 | 0 | 0 | 0 | 0 | 0
STWD | 0 | 0 | 0 | 0 | 0 | 0
WT | 0 | 0 | 0 | 0 | 0 | 0
IGCC | 0 | 0 | 0 | 0 | 0 | 0
DemandResponse | 0 | 0 | 0 | 0 | 0 | 0
IGCC-CCS | 0 | 0 | 0 | 0 | 0 | 0
WT_off | 0 | 0 | 0 | 0 | 0 | 0
PseudoUnit | 0 | 0 | 0 | 0 | 0 | 0
FixedInterchange | 0 | 0 | 0 | 0 | 0 | 0
Emission Cost by Reporting Type: TVA_Transmission
ReportingType | 2015 | 2020 | 2025 | 2030 | 2035 | 2040
BM | 0 | 0 | 0 | 0 | 0 | 0
CC | 0 | 0 | 0 | 0 | 0 | 0
CSP | 0 | 0 | 0 | 0 | 0 | 0
CT | 0 | 0 | 0 | 0 | 0 | 0
Coal | 0 | 0 | 0 | 0 | 0 | 0
Geo | 0 | 0 | 0 | 0 | 0 | 0
H | 0 | 0 | 0 | 0 | 0 | 0
LFG | 0 | 0 | 0 | 0 | 0 | 0
Nuc | 0 | 0 | 0 | 0 | 0 | 0
PS | 0 | 0 | 0 | 0 | 0 | 0
PV | 0 | 0 | 0 | 0 | 0 | 0
PeakG | 0 | 0 | 0 | 0 | 0 | 0
PeakO | 0 | 0 | 0 | 0 | 0 | 0
ST | 0 | 0 | 0 | 0 | 0 | 0
STOG | 0 | 0 | 0 | 0 | 0 | 0
STWD | 0 | 0 | 0 | 0 | 0 | 0
WT | 0 | 0 | 0 | 0 | 0 | 0
IGCC | 0 | 0 | 0 | 0 | 0 | 0
DemandResponse | 0 | 0 | 0 | 0 | 0 | 0
IGCC-CCS | 0 | 0 | 0 | 0 | 0 | 0
WT_off | 0 | 0 | 0 | 0 | 0 | 0
PseudoUnit | 0 | 0 | 0 | 0 | 0 | 0
FixedInterchange | 0 | 0 | 0 | 0 | 0 | 0
Emission Cost by Reporting Type: VACAR
ReportingType | 2015 | 2020 | 2025 | 2030 | 2035 | 2040
BM | 0 | 0 | 0 | 0 | 0 | 0
CC | 0 | 0 | 0 | 0 | 0 | 0
CSP | 0 | 0 | 0 | 0 | 0 | 0
CT | 0 | 0 | 0 | 0 | 0 | 0
Coal | 4.55 | 0 | 0 | 0 | 0 | 0
Geo | 0 | 0 | 0 | 0 | 0 | 0
H | 0 | 0 | 0 | 0 | 0 | 0
LFG | 0 | 0 | 0 | 0 | 0 | 0
Nuc | 0 | 0 | 0 | 0 | 0 | 0
PS | 0 | 0 | 0 | 0 | 0 | 0
PV | 0 | 0 | 0 | 0 | 0 | 0
PeakG | 0 | 0 | 0 | 0 | 0 | 0
PeakO | 0 | 0 | 0 | 0 | 0 | 0
ST | 0 | 0 | 0 | 0 | 0 | 0
STOG | 0 | 0 | 0 | 0 | 0 | 0
STWD | 0 | 0 | 0 | 0 | 0 | 0
WT | 0 | 0 | 0 | 0 | 0 | 0
IGCC | 0 | 0 | 0 | 0 | 0 | 0
DemandResponse | 0 | 0 | 0 | 0 | 0 | 0
IGCC-CCS | 0 | 0 | 0 | 0 | 0 | 0
WT_off | 0 | 0 | 0 | 0 | 0 | 0
PseudoUnit | 0 | 0 | 0 | 0 | 0 | 0
FixedInterchange | 0 | 0 | 0 | 0 | 0 | 0
Emission Cost by Reporting Type: IESO
ReportingType | 2015 | 2020 | 2025 | 2030 | 2035 | 2040
BM | 0 | 0 | 0 | 0 | 0 | 0
CC | 0 | 0 | 0 | 0 | 0 | 0
CSP | 0 | 0 | 0 | 0 | 0 | 0
CT | 0 | 0 | 0 | 0 | 0 | 0
Coal | 0 | 0 | 0 | 0 | 0 | 0
Geo | 0 | 0 | 0 | 0 | 0 | 0
H | 0 | 0 | 0 | 0 | 0 | 0
LFG | 0 | 0 | 0 | 0 | 0 | 0
Nuc | 0 | 0 | 0 | 0 | 0 | 0
PS | 0 | 0 | 0 | 0 | 0 | 0
PV | 0 | 0 | 0 | 0 | 0 | 0
PeakG | 0 | 0 | 0 | 0 | 0 | 0
PeakO | 0 | 0 | 0 | 0 | 0 | 0
ST | 0 | 0 | 0 | 0 | 0 | 0
STOG | 0 | 0 | 0 | 0 | 0 | 0
STWD | 0 | 0 | 0 | 0 | 0 | 0
WT | 0 | 0 | 0 | 0 | 0 | 0
IGCC | 0 | 0 | 0 | 0 | 0 | 0
DemandResponse | 0 | 0 | 0 | 0 | 0 | 0
IGCC-CCS | 0 | 0 | 0 | 0 | 0 | 0
WT_off | 0 | 0 | 0 | 0 | 0 | 0
PseudoUnit | 0 | 0 | 0 | 0 | 0 | 0
FixedInterchange | 0 | 0 | 0 | 0 | 0 | 0
Emission Cost by Reporting Type: MAPP_CA
ReportingType | 2015 | 2020 | 2025 | 2030 | 2035 | 2040
BM | 0 | 0 | 0 | 0 | 0 | 0
CC | 0 | 0 | 0 | 0 | 0 | 0
CSP | 0 | 0 | 0 | 0 | 0 | 0
CT | 0 | 0 | 0 | 0 | 0 | 0
Coal | 0 | 0 | 0 | 0 | 0 | 0
Geo | 0 | 0 | 0 | 0 | 0 | 0
H | 0 | 0 | 0 | 0 | 0 | 0
LFG | 0 | 0 | 0 | 0 | 0 | 0
Nuc | 0 | 0 | 0 | 0 | 0 | 0
PS | 0 | 0 | 0 | 0 | 0 | 0
PV | 0 | 0 | 0 | 0 | 0 | 0
PeakG | 0 | 0 | 0 | 0 | 0 | 0
PeakO | 0 | 0 | 0 | 0 | 0 | 0
ST | 0 | 0 | 0 | 0 | 0 | 0
STOG | 0 | 0 | 0 | 0 | 0 | 0
STWD | 0 | 0 | 0 | 0 | 0 | 0
WT | 0 | 0 | 0 | 0 | 0 | 0
IGCC | 0 | 0 | 0 | 0 | 0 | 0
DemandResponse | 0 | 0 | 0 | 0 | 0 | 0
IGCC-CCS | 0 | 0 | 0 | 0 | 0 | 0
WT_off | 0 | 0 | 0 | 0 | 0 | 0
PseudoUnit | 0 | 0 | 0 | 0 | 0 | 0
FixedInterchange | 0 | 0 | 0 | 0 | 0 | 0
Emission Cost by Reporting Type: AZ_NM_SNV_Coal
ReportingType | 2015 | 2020 | 2025 | 2030 | 2035 | 2040
BM | 0 | 0 | 0 | 0 | 0 | 0
CC | 0 | 0 | 0 | 0 | 0 | 0
CSP | 0 | 0 | 0 | 0 | 0 | 0
CT | 0 | 0 | 0 | 0 | 0 | 0
Coal | 0.71 | 0 | 0 | 0 | 0 | 0
Geo | 0 | 0 | 0 | 0 | 0 | 0
H | 0 | 0 | 0 | 0 | 0 | 0
LFG | 0 | 0 | 0 | 0 | 0 | 0
Nuc | 0 | 0 | 0 | 0 | 0 | 0
PS | 0 | 0 | 0 | 0 | 0 | 0
PV | 0 | 0 | 0 | 0 | 0 | 0
PeakG | 0 | 0 | 0 | 0 | 0 | 0
PeakO | 0 | 0 | 0 | 0 | 0 | 0
ST | 0 | 0 | 0 | 0 | 0 | 0
STOG | 0 | 0 | 0 | 0 | 0 | 0
STWD | 0 | 0 | 0 | 0 | 0 | 0
WT | 0 | 0 | 0 | 0 | 0 | 0
IGCC | 0 | 0 | 0 | 0 | 0 | 0
DemandResponse | 0 | 0 | 0 | 0 | 0 | 0
IGCC-CCS | 0 | 0 | 0 | 0 | 0 | 0
WT_off | 0 | 0 | 0 | 0 | 0 | 0
PseudoUnit | 0 | 0 | 0 | 0 | 0 | 0
FixedInterchange | 0 | 0 | 0 | 0 | 0 | 0
Emission Cost by Reporting Type: AZ_NM_SNV_Gas
ReportingType | 2015 | 2020 | 2025 | 2030 | 2035 | 2040
BM | 0 | 0 | 0 | 0 | 0 | 0
CC | 0 | 0 | 0 | 0 | 0 | 0
CSP | 0 | 0 | 0 | 0 | 0 | 0
CT | 0 | 0 | 0 | 0 | 0 | 0
Coal | 0 | 0 | 0 | 0 | 0 | 0
Geo | 0 | 0 | 0 | 0 | 0 | 0
H | 0 | 0 | 0 | 0 | 0 | 0
LFG | 0 | 0 | 0 | 0 | 0 | 0
Nuc | 0 | 0 | 0 | 0 | 0 | 0
PS | 0 | 0 | 0 | 0 | 0 | 0
PV | 0 | 0 | 0 | 0 | 0 | 0
PeakG | 0 | 0 | 0 | 0 | 0 | 0
PeakO | 0 | 0 | 0 | 0 | 0 | 0
ST | 0 | 0 | 0 | 0 | 0 | 0
STOG | 0 | 0 | 0 | 0 | 0 | 0
STWD | 0 | 0 | 0 | 0 | 0 | 0
WT | 0 | 0 | 0 | 0 | 0 | 0
IGCC | 0 | 0 | 0 | 0 | 0 | 0
DemandResponse | 0 | 0 | 0 | 0 | 0 | 0
IGCC-CCS | 0 | 0 | 0 | 0 | 0 | 0
WT_off | 0 | 0 | 0 | 0 | 0 | 0
PseudoUnit | 0 | 0 | 0 | 0 | 0 | 0
FixedInterchange | 0 | 0 | 0 | 0 | 0 | 0
Emission Cost by Reporting Type: AZ_NM_SNV_NucRenew
ReportingType | 2015 | 2020 | 2025 | 2030 | 2035 | 2040
BM | 0 | 0 | 0 | 0 | 0 | 0
CC | 0 | 0 | 0 | 0 | 0 | 0
CSP | 0 | 0 | 0 | 0 | 0 | 0
CT | 0 | 0 | 0 | 0 | 0 | 0
Coal | 0 | 0 | 0 | 0 | 0 | 0
Geo | 0 | 0 | 0 | 0 | 0 | 0
H | 0 | 0 | 0 | 0 | 0 | 0
LFG | 0 | 0 | 0 | 0 | 0 | 0
Nuc | 0 | 0 | 0 | 0 | 0 | 0
PS | 0 | 0 | 0 | 0 | 0 | 0
PV | 0 | 0 | 0 | 0 | 0 | 0
PeakG | 0 | 0 | 0 | 0 | 0 | 0
PeakO | 0 | 0 | 0 | 0 | 0 | 0
ST | 0 | 0 | 0 | 0 | 0 | 0
STOG | 0 | 0 | 0 | 0 | 0 | 0
STWD | 0 | 0 | 0 | 0 | 0 | 0
WT | 0 | 0 | 0 | 0 | 0 | 0
IGCC | 0 | 0 | 0 | 0 | 0 | 0
DemandResponse | 0 | 0 | 0 | 0 | 0 | 0
IGCC-CCS | 0 | 0 | 0 | 0 | 0 | 0
WT_off | 0 | 0 | 0 | 0 | 0 | 0
PseudoUnit | 0 | 0 | 0 | 0 | 0 | 0
FixedInterchange | 0 | 0 | 0 | 0 | 0 | 0
Emission Cost by Reporting Type: ERCOT
ReportingType | 2015 | 2020 | 2025 | 2030 | 2035 | 2040
BM | 0 | 0 | 0 | 0 | 0 | 0
CC | 0 | 0 | 0 | 0 | 0 | 0
CSP | 0 | 0 | 0 | 0 | 0 | 0
CT | 0 | 0 | 0 | 0 | 0 | 0
Coal | 8.34 | 0 | 0 | 0 | 0 | 0
Geo | 0 | 0 | 0 | 0 | 0 | 0
H | 0 | 0 | 0 | 0 | 0 | 0
LFG | 0 | 0 | 0 | 0 | 0 | 0
Nuc | 0 | 0 | 0 | 0 | 0 | 0
PS | 0 | 0 | 0 | 0 | 0 | 0
PV | 0 | 0 | 0 | 0 | 0 | 0
PeakG | 0 | 0 | 0 | 0 | 0 | 0
PeakO | 0 | 0 | 0 | 0 | 0 | 0
ST | 0 | 0 | 0 | 0 | 0 | 0
STOG | 0 | 0 | 0 | 0 | 0 | 0
STWD | 0 | 0 | 0 | 0 | 0 | 0
WT | 0 | 0 | 0 | 0 | 0 | 0
IGCC | 0 | 0 | 0 | 0 | 0 | 0
DemandResponse | 0 | 0 | 0 | 0 | 0 | 0
IGCC-CCS | 0 | 0 | 0 | 0 | 0 | 0
WT_off | 0 | 0 | 0 | 0 | 0 | 0
PseudoUnit | 0 | 0 | 0 | 0 | 0 | 0
FixedInterchange | 0 | 0 | 0 | 0 | 0 | 0
Emission Cost by Reporting Type: NP15
ReportingType | 2015 | 2020 | 2025 | 2030 | 2035 | 2040
BM | 0 | 0 | 0 | 0 | 0 | 0
CC | 0 | 0 | 0 | 0 | 0 | 0
CSP | 0 | 0 | 0 | 0 | 0 | 0
CT | 0 | 0 | 0 | 0 | 0 | 0
Coal | 0.29 | 0 | 0 | 0 | 0 | 0
Geo | 0 | 0 | 0 | 0 | 0 | 0
H | 0 | 0 | 0 | 0 | 0 | 0
LFG | 0 | 0 | 0 | 0 | 0 | 0
Nuc | 0 | 0 | 0 | 0 | 0 | 0
PS | 0 | 0 | 0 | 0 | 0 | 0
PV | 0 | 0 | 0 | 0 | 0 | 0
PeakG | 0 | 0 | 0 | 0 | 0 | 0
PeakO | 0 | 0 | 0 | 0 | 0 | 0
ST | 0 | 0 | 0 | 0 | 0 | 0
STOG | 0 | 0 | 0 | 0 | 0 | 0
STWD | 0 | 0 | 0 | 0 | 0 | 0
WT | 0 | 0 | 0 | 0 | 0 | 0
IGCC | 0 | 0 | 0 | 0 | 0 | 0
DemandResponse | 0 | 0 | 0 | 0 | 0 | 0
IGCC-CCS | 0 | 0 | 0 | 0 | 0 | 0
WT_off | 0 | 0 | 0 | 0 | 0 | 0
PseudoUnit | 0 | 0 | 0 | 0 | 0 | 0
FixedInterchange | 0 | 0 | 0 | 0 | 0 | 0
Emission Cost by Reporting Type: NWPP_Coal
ReportingType | 2015 | 2020 | 2025 | 2030 | 2035 | 2040
BM | 0 | 0 | 0 | 0 | 0 | 0
CC | 0 | 0 | 0 | 0 | 0 | 0
CSP | 0 | 0 | 0 | 0 | 0 | 0
CT | 0 | 0 | 0 | 0 | 0 | 0
Coal | 2.44 | 0 | 0 | 0 | 0 | 0
Geo | 0 | 0 | 0 | 0 | 0 | 0
H | 0 | 0 | 0 | 0 | 0 | 0
LFG | 0 | 0 | 0 | 0 | 0 | 0
Nuc | 0 | 0 | 0 | 0 | 0 | 0
PS | 0 | 0 | 0 | 0 | 0 | 0
PV | 0 | 0 | 0 | 0 | 0 | 0
PeakG | 0 | 0 | 0 | 0 | 0 | 0
PeakO | 0 | 0 | 0 | 0 | 0 | 0
ST | 0 | 0 | 0 | 0 | 0 | 0
STOG | 0 | 0 | 0 | 0 | 0 | 0
STWD | 0 | 0 | 0 | 0 | 0 | 0
WT | 0 | 0 | 0 | 0 | 0 | 0
IGCC | 0 | 0 | 0 | 0 | 0 | 0
DemandResponse | 0 | 0 | 0 | 0 | 0 | 0
IGCC-CCS | 0 | 0 | 0 | 0 | 0 | 0
WT_off | 0 | 0 | 0 | 0 | 0 | 0
PseudoUnit | 0 | 0 | 0 | 0 | 0 | 0
FixedInterchange | 0 | 0 | 0 | 0 | 0 | 0
Emission Cost by Reporting Type: NWPP_Gas
ReportingType | 2015 | 2020 | 2025 | 2030 | 2035 | 2040
BM | 0 | 0 | 0 | 0 | 0 | 0
CC | 0 | 0 | 0 | 0 | 0 | 0
CSP | 0 | 0 | 0 | 0 | 0 | 0
CT | 0 | 0 | 0 | 0 | 0 | 0
Coal | 0 | 0 | 0 | 0 | 0 | 0
Geo | 0 | 0 | 0 | 0 | 0 | 0
H | 0 | 0 | 0 | 0 | 0 | 0
LFG | 0 | 0 | 0 | 0 | 0 | 0
Nuc | 0 | 0 | 0 | 0 | 0 | 0
PS | 0 | 0 | 0 | 0 | 0 | 0
PV | 0 | 0 | 0 | 0 | 0 | 0
PeakG | 0 | 0 | 0 | 0 | 0 | 0
PeakO | 0 | 0 | 0 | 0 | 0 | 0
ST | 0 | 0 | 0 | 0 | 0 | 0
STOG | 0 | 0 | 0 | 0 | 0 | 0
STWD | 0 | 0 | 0 | 0 | 0 | 0
WT | 0 | 0 | 0 | 0 | 0 | 0
IGCC | 0 | 0 | 0 | 0 | 0 | 0
DemandResponse | 0 | 0 | 0 | 0 | 0 | 0
IGCC-CCS | 0 | 0 | 0 | 0 | 0 | 0
WT_off | 0 | 0 | 0 | 0 | 0 | 0
PseudoUnit | 0 | 0 | 0 | 0 | 0 | 0
FixedInterchange | 0 | 0 | 0 | 0 | 0 | 0
Emission Cost by Reporting Type: NWPP_NucRenew
ReportingType | 2015 | 2020 | 2025 | 2030 | 2035 | 2040
BM | 0 | 0 | 0 | 0 | 0 | 0
CC | 0 | 0 | 0 | 0 | 0 | 0
CSP | 0 | 0 | 0 | 0 | 0 | 0
CT | 0 | 0 | 0 | 0 | 0 | 0
Coal | 0 | 0 | 0 | 0 | 0 | 0
Geo | 0 | 0 | 0 | 0 | 0 | 0
H | 0 | 0 | 0 | 0 | 0 | 0
LFG | 0 | 0 | 0 | 0 | 0 | 0
Nuc | 0 | 0 | 0 | 0 | 0 | 0
PS | 0 | 0 | 0 | 0 | 0 | 0
PV | 0 | 0 | 0 | 0 | 0 | 0
PeakG | 0 | 0 | 0 | 0 | 0 | 0
PeakO | 0 | 0 | 0 | 0 | 0 | 0
ST | 0 | 0 | 0 | 0 | 0 | 0
STOG | 0 | 0 | 0 | 0 | 0 | 0
STWD | 0 | 0 | 0 | 0 | 0 | 0
WT | 0 | 0 | 0 | 0 | 0 | 0
IGCC | 0 | 0 | 0 | 0 | 0 | 0
DemandResponse | 0 | 0 | 0 | 0 | 0 | 0
IGCC-CCS | 0 | 0 | 0 | 0 | 0 | 0
WT_off | 0 | 0 | 0 | 0 | 0 | 0
PseudoUnit | 0 | 0 | 0 | 0 | 0 | 0
FixedInterchange | 0 | 0 | 0 | 0 | 0 | 0
Emission Cost by Reporting Type: RMPA
ReportingType | 2015 | 2020 | 2025 | 2030 | 2035 | 2040
BM | 0 | 0 | 0 | 0 | 0 | 0
CC | 0 | 0 | 0 | 0 | 0 | 0
CSP | 0 | 0 | 0 | 0 | 0 | 0
CT | 0 | 0 | 0 | 0 | 0 | 0
Coal | 1.77 | 0 | 0 | 0 | 0 | 0
Geo | 0 | 0 | 0 | 0 | 0 | 0
H | 0 | 0 | 0 | 0 | 0 | 0
LFG | 0 | 0 | 0 | 0 | 0 | 0
Nuc | 0 | 0 | 0 | 0 | 0 | 0
PS | 0 | 0 | 0 | 0 | 0 | 0
PV | 0 | 0 | 0 | 0 | 0 | 0
PeakG | 0 | 0 | 0 | 0 | 0 | 0
PeakO | 0 | 0 | 0 | 0 | 0 | 0
ST | 0 | 0 | 0 | 0 | 0 | 0
STOG | 0 | 0 | 0 | 0 | 0 | 0
STWD | 0 | 0 | 0 | 0 | 0 | 0
WT | 0 | 0 | 0 | 0 | 0 | 0
IGCC | 0 | 0 | 0 | 0 | 0 | 0
DemandResponse | 0 | 0 | 0 | 0 | 0 | 0
IGCC-CCS | 0 | 0 | 0 | 0 | 0 | 0
WT_off | 0 | 0 | 0 | 0 | 0 | 0
PseudoUnit | 0 | 0 | 0 | 0 | 0 | 0
FixedInterchange | 0 | 0 | 0 | 0 | 0 | 0
Emission Cost by Reporting Type: SP15
ReportingType | 2015 | 2020 | 2025 | 2030 | 2035 | 2040
BM | 0 | 0 | 0 | 0 | 0 | 0
CC | 0 | 0 | 0 | 0 | 0 | 0
CSP | 0 | 0 | 0 | 0 | 0 | 0
CT | 0 | 0 | 0 | 0 | 0 | 0
Coal | 0.15 | 0 | 0 | 0 | 0 | 0
Geo | 0 | 0 | 0 | 0 | 0 | 0
H | 0 | 0 | 0 | 0 | 0 | 0
LFG | 0 | 0 | 0 | 0 | 0 | 0
Nuc | 0 | 0 | 0 | 0 | 0 | 0
PS | 0 | 0 | 0 | 0 | 0 | 0
PV | 0 | 0 | 0 | 0 | 0 | 0
PeakG | 0 | 0 | 0 | 0 | 0 | 0
PeakO | 0 | 0 | 0 | 0 | 0 | 0
ST | 0 | 0 | 0 | 0 | 0 | 0
STOG | 0 | 0 | 0 | 0 | 0 | 0
STWD | 0 | 0 | 0 | 0 | 0 | 0
WT | 0 | 0 | 0 | 0 | 0 | 0
IGCC | 0 | 0 | 0 | 0 | 0 | 0
DemandResponse | 0 | 0 | 0 | 0 | 0 | 0
IGCC-CCS | 0 | 0 | 0 | 0 | 0 | 0
WT_off | 0 | 0 | 0 | 0 | 0 | 0
PseudoUnit | 0 | 0 | 0 | 0 | 0 | 0
FixedInterchange | 0 | 0 | 0 | 0 | 0 | 0
Emission Cost by Reporting Type: ALB
ReportingType | 2015 | 2020 | 2025 | 2030 | 2035 | 2040
BM | 0 | 0 | 0 | 0 | 0 | 0
CC | 0 | 0 | 0 | 0 | 0 | 0
CSP | 0 | 0 | 0 | 0 | 0 | 0
CT | 0 | 0 | 0 | 0 | 0 | 0
Coal | 0 | 0 | 0 | 0 | 0 | 0
Geo | 0 | 0 | 0 | 0 | 0 | 0
H | 0 | 0 | 0 | 0 | 0 | 0
LFG | 0 | 0 | 0 | 0 | 0 | 0
Nuc | 0 | 0 | 0 | 0 | 0 | 0
PS | 0 | 0 | 0 | 0 | 0 | 0
PV | 0 | 0 | 0 | 0 | 0 | 0
PeakG | 0 | 0 | 0 | 0 | 0 | 0
PeakO | 0 | 0 | 0 | 0 | 0 | 0
ST | 0 | 0 | 0 | 0 | 0 | 0
STOG | 0 | 0 | 0 | 0 | 0 | 0
STWD | 0 | 0 | 0 | 0 | 0 | 0
WT | 0 | 0 | 0 | 0 | 0 | 0
IGCC | 0 | 0 | 0 | 0 | 0 | 0
DemandResponse | 0 | 0 | 0 | 0 | 0 | 0
IGCC-CCS | 0 | 0 | 0 | 0 | 0 | 0
WT_off | 0 | 0 | 0 | 0 | 0 | 0
PseudoUnit | 0 | 0 | 0 | 0 | 0 | 0
FixedInterchange | 0 | 0 | 0 | 0 | 0 | 0
Emission Cost by Reporting Type: BC
ReportingType | 2015 | 2020 | 2025 | 2030 | 2035 | 2040
BM | 0 | 0 | 0 | 0 | 0 | 0
CC | 0 | 0 | 0 | 0 | 0 | 0
CSP | 0 | 0 | 0 | 0 | 0 | 0
CT | 0 | 0 | 0 | 0 | 0 | 0
Coal | 0 | 0 | 0 | 0 | 0 | 0
Geo | 0 | 0 | 0 | 0 | 0 | 0
H | 0 | 0 | 0 | 0 | 0 | 0
LFG | 0 | 0 | 0 | 0 | 0 | 0
Nuc | 0 | 0 | 0 | 0 | 0 | 0
PS | 0 | 0 | 0 | 0 | 0 | 0
PV | 0 | 0 | 0 | 0 | 0 | 0
PeakG | 0 | 0 | 0 | 0 | 0 | 0
PeakO | 0 | 0 | 0 | 0 | 0 | 0
ST | 0 | 0 | 0 | 0 | 0 | 0
STOG | 0 | 0 | 0 | 0 | 0 | 0
STWD | 0 | 0 | 0 | 0 | 0 | 0
WT | 0 | 0 | 0 | 0 | 0 | 0
IGCC | 0 | 0 | 0 | 0 | 0 | 0
DemandResponse | 0 | 0 | 0 | 0 | 0 | 0
IGCC-CCS | 0 | 0 | 0 | 0 | 0 | 0
WT_off | 0 | 0 | 0 | 0 | 0 | 0
PseudoUnit | 0 | 0 | 0 | 0 | 0 | 0
FixedInterchange | 0 | 0 | 0 | 0 | 0 | 0
Emission Cost by Reporting Type: HQ_IESO
ReportingType | 2015 | 2020 | 2025 | 2030 | 2035 | 2040
BM | 0 | 0 | 0 | 0 | 0 | 0
CC | 0 | 0 | 0 | 0 | 0 | 0
CSP | 0 | 0 | 0 | 0 | 0 | 0
CT | 0 | 0 | 0 | 0 | 0 | 0
Coal | 0 | 0 | 0 | 0 | 0 | 0
Geo | 0 | 0 | 0 | 0 | 0 | 0
H | 0 | 0 | 0 | 0 | 0 | 0
LFG | 0 | 0 | 0 | 0 | 0 | 0
Nuc | 0 | 0 | 0 | 0 | 0 | 0
PS | 0 | 0 | 0 | 0 | 0 | 0
PV | 0 | 0 | 0 | 0 | 0 | 0
PeakG | 0 | 0 | 0 | 0 | 0 | 0
PeakO | 0 | 0 | 0 | 0 | 0 | 0
ST | 0 | 0 | 0 | 0 | 0 | 0
STOG | 0 | 0 | 0 | 0 | 0 | 0
STWD | 0 | 0 | 0 | 0 | 0 | 0
WT | 0 | 0 | 0 | 0 | 0 | 0
IGCC | 0 | 0 | 0 | 0 | 0 | 0
DemandResponse | 0 | 0 | 0 | 0 | 0 | 0
IGCC-CCS | 0 | 0 | 0 | 0 | 0 | 0
WT_off | 0 | 0 | 0 | 0 | 0 | 0
PseudoUnit | 0 | 0 | 0 | 0 | 0 | 0
FixedInterchange | 0 | 0 | 0 | 0 | 0 | 0
Emission Cost by Reporting Type: HQ_NEISO
ReportingType | 2015 | 2020 | 2025 | 2030 | 2035 | 2040
BM | 0 | 0 | 0 | 0 | 0 | 0
CC | 0 | 0 | 0 | 0 | 0 | 0
CSP | 0 | 0 | 0 | 0 | 0 | 0
CT | 0 | 0 | 0 | 0 | 0 | 0
Coal | 0 | 0 | 0 | 0 | 0 | 0
Geo | 0 | 0 | 0 | 0 | 0 | 0
H | 0 | 0 | 0 | 0 | 0 | 0
LFG | 0 | 0 | 0 | 0 | 0 | 0
Nuc | 0 | 0 | 0 | 0 | 0 | 0
PS | 0 | 0 | 0 | 0 | 0 | 0
PV | 0 | 0 | 0 | 0 | 0 | 0
PeakG | 0 | 0 | 0 | 0 | 0 | 0
PeakO | 0 | 0 | 0 | 0 | 0 | 0
ST | 0 | 0 | 0 | 0 | 0 | 0
STOG | 0 | 0 | 0 | 0 | 0 | 0
STWD | 0 | 0 | 0 | 0 | 0 | 0
WT | 0 | 0 | 0 | 0 | 0 | 0
IGCC | 0 | 0 | 0 | 0 | 0 | 0
DemandResponse | 0 | 0 | 0 | 0 | 0 | 0
IGCC-CCS | 0 | 0 | 0 | 0 | 0 | 0
WT_off | 0 | 0 | 0 | 0 | 0 | 0
PseudoUnit | 0 | 0 | 0 | 0 | 0 | 0
FixedInterchange | 0 | 0 | 0 | 0 | 0 | 0
Emission Cost by Reporting Type: HQ_NY
ReportingType | 2015 | 2020 | 2025 | 2030 | 2035 | 2040
BM | 0 | 0 | 0 | 0 | 0 | 0
CC | 0 | 0 | 0 | 0 | 0 | 0
CSP | 0 | 0 | 0 | 0 | 0 | 0
CT | 0 | 0 | 0 | 0 | 0 | 0
Coal | 0 | 0 | 0 | 0 | 0 | 0
Geo | 0 | 0 | 0 | 0 | 0 | 0
H | 0 | 0 | 0 | 0 | 0 | 0
LFG | 0 | 0 | 0 | 0 | 0 | 0
Nuc | 0 | 0 | 0 | 0 | 0 | 0
PS | 0 | 0 | 0 | 0 | 0 | 0
PV | 0 | 0 | 0 | 0 | 0 | 0
PeakG | 0 | 0 | 0 | 0 | 0 | 0
PeakO | 0 | 0 | 0 | 0 | 0 | 0
ST | 0 | 0 | 0 | 0 | 0 | 0
STOG | 0 | 0 | 0 | 0 | 0 | 0
STWD | 0 | 0 | 0 | 0 | 0 | 0
WT | 0 | 0 | 0 | 0 | 0 | 0
IGCC | 0 | 0 | 0 | 0 | 0 | 0
DemandResponse | 0 | 0 | 0 | 0 | 0 | 0
IGCC-CCS | 0 | 0 | 0 | 0 | 0 | 0
WT_off | 0 | 0 | 0 | 0 | 0 | 0
PseudoUnit | 0 | 0 | 0 | 0 | 0 | 0
FixedInterchange | 0 | 0 | 0 | 0 | 0 | 0
Emission Cost by Reporting Type: MARITIMES
ReportingType | 2015 | 2020 | 2025 | 2030 | 2035 | 2040
BM | 0 | 0 | 0 | 0 | 0 | 0
CC | 0 | 0 | 0 | 0 | 0 | 0
CSP | 0 | 0 | 0 | 0 | 0 | 0
CT | 0 | 0 | 0 | 0 | 0 | 0
Coal | 0 | 0 | 0 | 0 | 0 | 0
Geo | 0 | 0 | 0 | 0 | 0 | 0
H | 0 | 0 | 0 | 0 | 0 | 0
LFG | 0 | 0 | 0 | 0 | 0 | 0
Nuc | 0 | 0 | 0 | 0 | 0 | 0
PS | 0 | 0 | 0 | 0 | 0 | 0
PV | 0 | 0 | 0 | 0 | 0 | 0
PeakG | 0 | 0 | 0 | 0 | 0 | 0
PeakO | 0 | 0 | 0 | 0 | 0 | 0
ST | 0 | 0 | 0 | 0 | 0 | 0
STOG | 0 | 0 | 0 | 0 | 0 | 0
STWD | 0 | 0 | 0 | 0 | 0 | 0
WT | 0 | 0 | 0 | 0 | 0 | 0
IGCC | 0 | 0 | 0 | 0 | 0 | 0
DemandResponse | 0 | 0 | 0 | 0 | 0 | 0
IGCC-CCS | 0 | 0 | 0 | 0 | 0 | 0
WT_off | 0 | 0 | 0 | 0 | 0 | 0
PseudoUnit | 0 | 0 | 0 | 0 | 0 | 0
FixedInterchange | 0 | 0 | 0 | 0 | 0 | 0
Emission Cost by Reporting Type: All
ReportingType | 2015 | 2020 | 2025 | 2030 | 2035 | 2040
BM | 0 | 0 | 0 | 0 | 0 | 0
CC | 0 | 0 | 0 | 0 | 0 | 0
CSP | 0 | 0 | 0 | 0 | 0 | 0
CT | 0 | 0 | 0 | 0 | 0 | 0
Coal | 297.31 | 0 | 0 | 0 | 0 | 0
Geo | 0 | 0 | 0 | 0 | 0 | 0
H | 0 | 0 | 0 | 0 | 0 | 0
LFG | 0 | 0 | 0 | 0 | 0 | 0
Nuc | 0 | 0 | 0 | 0 | 0 | 0
PS | 0 | 0 | 0 | 0 | 0 | 0
PV | 0 | 0 | 0 | 0 | 0 | 0
PeakG | 0 | 0 | 0 | 0 | 0 | 0
PeakO | 0 | 0 | 0 | 0 | 0 | 0
ST | 0 | 0 | 0 | 0 | 0 | 0
STOG | 0 | 0 | 0 | 0 | 0 | 0
STWD | 0 | 0 | 0 | 0 | 0 | 0
WT | 0 | 0 | 0 | 0 | 0 | 0
IGCC | 0.18 | 0 | 0 | 0 | 0 | 0
DemandResponse | 0 | 0 | 0 | 0 | 0 | 0
IGCC-CCS | 0 | 0 | 0 | 0 | 0 | 0
WT_off | 0 | 0 | 0 | 0 | 0 | 0
PseudoUnit | 0 | 0 | 0 | 0 | 0 | 0
FixedInterchange | 0 | 0 | 0 | 0 | 0 | 0
Emission Cost by Reporting Type: EI_US
ReportingType | 2015 | 2020 | 2025 | 2030 | 2035 | 2040
BM | 0 | 0 | 0 | 0 | 0 | 0
CC | 0 | 0 | 0 | 0 | 0 | 0
CSP | 0 | 0 | 0 | 0 | 0 | 0
CT | 0 | 0 | 0 | 0 | 0 | 0
Coal | 283.62 | 0 | 0 | 0 | 0 | 0
Geo | 0 | 0 | 0 | 0 | 0 | 0
H | 0 | 0 | 0 | 0 | 0 | 0
LFG | 0 | 0 | 0 | 0 | 0 | 0
Nuc | 0 | 0 | 0 | 0 | 0 | 0
PS | 0 | 0 | 0 | 0 | 0 | 0
PV | 0 | 0 | 0 | 0 | 0 | 0
PeakG | 0 | 0 | 0 | 0 | 0 | 0
PeakO | 0 | 0 | 0 | 0 | 0 | 0
ST | 0 | 0 | 0 | 0 | 0 | 0
STOG | 0 | 0 | 0 | 0 | 0 | 0
STWD | 0 | 0 | 0 | 0 | 0 | 0
WT | 0 | 0 | 0 | 0 | 0 | 0
IGCC | 0.18 | 0 | 0 | 0 | 0 | 0
DemandResponse | 0 | 0 | 0 | 0 | 0 | 0
IGCC-CCS | 0 | 0 | 0 | 0 | 0 | 0
WT_off | 0 | 0 | 0 | 0 | 0 | 0
PseudoUnit | 0 | 0 | 0 | 0 | 0 | 0
FixedInterchange | 0 | 0 | 0 | 0 | 0 | 0
Emission Cost by Reporting Type: EI_Canada
ReportingType | 2015 | 2020 | 2025 | 2030 | 2035 | 2040
BM | 0 | 0 | 0 | 0 | 0 | 0
CC | 0 | 0 | 0 | 0 | 0 | 0
CSP | 0 | 0 | 0 | 0 | 0 | 0
CT | 0 | 0 | 0 | 0 | 0 | 0
Coal | 0 | 0 | 0 | 0 | 0 | 0
Geo | 0 | 0 | 0 | 0 | 0 | 0
H | 0 | 0 | 0 | 0 | 0 | 0
LFG | 0 | 0 | 0 | 0 | 0 | 0
Nuc | 0 | 0 | 0 | 0 | 0 | 0
PS | 0 | 0 | 0 | 0 | 0 | 0
PV | 0 | 0 | 0 | 0 | 0 | 0
PeakG | 0 | 0 | 0 | 0 | 0 | 0
PeakO | 0 | 0 | 0 | 0 | 0 | 0
ST | 0 | 0 | 0 | 0 | 0 | 0
STOG | 0 | 0 | 0 | 0 | 0 | 0
STWD | 0 | 0 | 0 | 0 | 0 | 0
WT | 0 | 0 | 0 | 0 | 0 | 0
IGCC | 0 | 0 | 0 | 0 | 0 | 0
DemandResponse | 0 | 0 | 0 | 0 | 0 | 0
IGCC-CCS | 0 | 0 | 0 | 0 | 0 | 0
WT_off | 0 | 0 | 0 | 0 | 0 | 0
PseudoUnit | 0 | 0 | 0 | 0 | 0 | 0
FixedInterchange | 0 | 0 | 0 | 0 | 0 | 0
Emission Cost by Reporting Type: EI
ReportingType | 2015 | 2020 | 2025 | 2030 | 2035 | 2040
BM | 0 | 0 | 0 | 0 | 0 | 0
CC | 0 | 0 | 0 | 0 | 0 | 0
CSP | 0 | 0 | 0 | 0 | 0 | 0
CT | 0 | 0 | 0 | 0 | 0 | 0
Coal | 283.62 | 0 | 0 | 0 | 0 | 0
Geo | 0 | 0 | 0 | 0 | 0 | 0
H | 0 | 0 | 0 | 0 | 0 | 0
LFG | 0 | 0 | 0 | 0 | 0 | 0
Nuc | 0 | 0 | 0 | 0 | 0 | 0
PS | 0 | 0 | 0 | 0 | 0 | 0
PV | 0 | 0 | 0 | 0 | 0 | 0
PeakG | 0 | 0 | 0 | 0 | 0 | 0
PeakO | 0 | 0 | 0 | 0 | 0 | 0
ST | 0 | 0 | 0 | 0 | 0 | 0
STOG | 0 | 0 | 0 | 0 | 0 | 0
STWD | 0 | 0 | 0 | 0 | 0 | 0
WT | 0 | 0 | 0 | 0 | 0 | 0
IGCC | 0.18 | 0 | 0 | 0 | 0 | 0
DemandResponse | 0 | 0 | 0 | 0 | 0 | 0
IGCC-CCS | 0 | 0 | 0 | 0 | 0 | 0
WT_off | 0 | 0 | 0 | 0 | 0 | 0
PseudoUnit | 0 | 0 | 0 | 0 | 0 | 0
FixedInterchange | 0 | 0 | 0 | 0 | 0 | 0
Emission Cost by Reporting Type: Outside_EI
ReportingType | 2015 | 2020 | 2025 | 2030 | 2035 | 2040
BM | 0 | 0 | 0 | 0 | 0 | 0
CC | 0 | 0 | 0 | 0 | 0 | 0
CSP | 0 | 0 | 0 | 0 | 0 | 0
CT | 0 | 0 | 0 | 0 | 0 | 0
Coal | 13.69 | 0 | 0 | 0 | 0 | 0
Geo | 0 | 0 | 0 | 0 | 0 | 0
H | 0 | 0 | 0 | 0 | 0 | 0
LFG | 0 | 0 | 0 | 0 | 0 | 0
Nuc | 0 | 0 | 0 | 0 | 0 | 0
PS | 0 | 0 | 0 | 0 | 0 | 0
PV | 0 | 0 | 0 | 0 | 0 | 0
PeakG | 0 | 0 | 0 | 0 | 0 | 0
PeakO | 0 | 0 | 0 | 0 | 0 | 0
ST | 0 | 0 | 0 | 0 | 0 | 0
STOG | 0 | 0 | 0 | 0 | 0 | 0
STWD | 0 | 0 | 0 | 0 | 0 | 0
WT | 0 | 0 | 0 | 0 | 0 | 0
IGCC | 0 | 0 | 0 | 0 | 0 | 0
DemandResponse | 0 | 0 | 0 | 0 | 0 | 0
IGCC-CCS | 0 | 0 | 0 | 0 | 0 | 0
WT_off | 0 | 0 | 0 | 0 | 0 | 0
PseudoUnit | 0 | 0 | 0 | 0 | 0 | 0
FixedInterchange | 0 | 0 | 0 | 0 | 0 | 0
==== Emission Program: CAIRNoxSeasonal : (NOx) ====
Emission Cost by Reporting Type: Entergy
ReportingType | 2015 | 2020 | 2025 | 2030 | 2035 | 2040
BM | 0 | 0 | 0 | 0 | 0 | 0
CC | 0 | 0 | 0 | 0 | 0 | 0
CSP | 0 | 0 | 0 | 0 | 0 | 0
CT | 0 | 0 | 0 | 0 | 0 | 0
Coal | 0 | 0 | 0 | 0 | 0 | 0
Geo | 0 | 0 | 0 | 0 | 0 | 0
H | 0 | 0 | 0 | 0 | 0 | 0
LFG | 0 | 0 | 0 | 0 | 0 | 0
Nuc | 0 | 0 | 0 | 0 | 0 | 0
PS | 0 | 0 | 0 | 0 | 0 | 0
PV | 0 | 0 | 0 | 0 | 0 | 0
PeakG | 0 | 0 | 0 | 0 | 0 | 0
PeakO | 0 | 0 | 0 | 0 | 0 | 0
ST | 0 | 0 | 0 | 0 | 0 | 0
STOG | 0 | 0 | 0 | 0 | 0 | 0
STWD | 0 | 0 | 0 | 0 | 0 | 0
WT | 0 | 0 | 0 | 0 | 0 | 0
IGCC | 0 | 0 | 0 | 0 | 0 | 0
DemandResponse | 0 | 0 | 0 | 0 | 0 | 0
IGCC-CCS | 0 | 0 | 0 | 0 | 0 | 0
WT_off | 0 | 0 | 0 | 0 | 0 | 0
PseudoUnit | 0 | 0 | 0 | 0 | 0 | 0
FixedInterchange | 0 | 0 | 0 | 0 | 0 | 0
Emission Cost by Reporting Type: FRCC
ReportingType | 2015 | 2020 | 2025 | 2030 | 2035 | 2040
BM | 0 | 0 | 0 | 0 | 0 | 0
CC | 0 | 0 | 0 | 0 | 0 | 0
CSP | 0 | 0 | 0 | 0 | 0 | 0
CT | 0 | 0 | 0 | 0 | 0 | 0
Coal | 0 | 0 | 0 | 0 | 0 | 0
Geo | 0 | 0 | 0 | 0 | 0 | 0
H | 0 | 0 | 0 | 0 | 0 | 0
LFG | 0 | 0 | 0 | 0 | 0 | 0
Nuc | 0 | 0 | 0 | 0 | 0 | 0
PS | 0 | 0 | 0 | 0 | 0 | 0
PV | 0 | 0 | 0 | 0 | 0 | 0
PeakG | 0 | 0 | 0 | 0 | 0 | 0
PeakO | 0 | 0 | 0 | 0 | 0 | 0
ST | 0 | 0 | 0 | 0 | 0 | 0
STOG | 0 | 0 | 0 | 0 | 0 | 0
STWD | 0 | 0 | 0 | 0 | 0 | 0
WT | 0 | 0 | 0 | 0 | 0 | 0
IGCC | 0 | 0 | 0 | 0 | 0 | 0
DemandResponse | 0 | 0 | 0 | 0 | 0 | 0
IGCC-CCS | 0 | 0 | 0 | 0 | 0 | 0
WT_off | 0 | 0 | 0 | 0 | 0 | 0
PseudoUnit | 0 | 0 | 0 | 0 | 0 | 0
FixedInterchange | 0 | 0 | 0 | 0 | 0 | 0
Emission Cost by Reporting Type: MAPP_US
ReportingType | 2015 | 2020 | 2025 | 2030 | 2035 | 2040
BM | 0 | 0 | 0 | 0 | 0 | 0
CC | 0 | 0 | 0 | 0 | 0 | 0
CSP | 0 | 0 | 0 | 0 | 0 | 0
CT | 0 | 0 | 0 | 0 | 0 | 0
Coal | 0 | 0 | 0 | 0 | 0 | 0
Geo | 0 | 0 | 0 | 0 | 0 | 0
H | 0 | 0 | 0 | 0 | 0 | 0
LFG | 0 | 0 | 0 | 0 | 0 | 0
Nuc | 0 | 0 | 0 | 0 | 0 | 0
PS | 0 | 0 | 0 | 0 | 0 | 0
PV | 0 | 0 | 0 | 0 | 0 | 0
PeakG | 0 | 0 | 0 | 0 | 0 | 0
PeakO | 0 | 0 | 0 | 0 | 0 | 0
ST | 0 | 0 | 0 | 0 | 0 | 0
STOG | 0 | 0 | 0 | 0 | 0 | 0
STWD | 0 | 0 | 0 | 0 | 0 | 0
WT | 0 | 0 | 0 | 0 | 0 | 0
IGCC | 0 | 0 | 0 | 0 | 0 | 0
DemandResponse | 0 | 0 | 0 | 0 | 0 | 0
IGCC-CCS | 0 | 0 | 0 | 0 | 0 | 0
WT_off | 0 | 0 | 0 | 0 | 0 | 0
PseudoUnit | 0 | 0 | 0 | 0 | 0 | 0
FixedInterchange | 0 | 0 | 0 | 0 | 0 | 0
Emission Cost by Reporting Type: MISO_IN
ReportingType | 2015 | 2020 | 2025 | 2030 | 2035 | 2040
BM | 0 | 0 | 0 | 0 | 0 | 0
CC | 0 | 0 | 0 | 0 | 0 | 0
CSP | 0 | 0 | 0 | 0 | 0 | 0
CT | 0 | 0 | 0 | 0 | 0 | 0
Coal | 0 | 0 | 0 | 0 | 0 | 0
Geo | 0 | 0 | 0 | 0 | 0 | 0
H | 0 | 0 | 0 | 0 | 0 | 0
LFG | 0 | 0 | 0 | 0 | 0 | 0
Nuc | 0 | 0 | 0 | 0 | 0 | 0
PS | 0 | 0 | 0 | 0 | 0 | 0
PV | 0 | 0 | 0 | 0 | 0 | 0
PeakG | 0 | 0 | 0 | 0 | 0 | 0
PeakO | 0 | 0 | 0 | 0 | 0 | 0
ST | 0 | 0 | 0 | 0 | 0 | 0
STOG | 0 | 0 | 0 | 0 | 0 | 0
STWD | 0 | 0 | 0 | 0 | 0 | 0
WT | 0 | 0 | 0 | 0 | 0 | 0
IGCC | 0 | 0 | 0 | 0 | 0 | 0
DemandResponse | 0 | 0 | 0 | 0 | 0 | 0
IGCC-CCS | 0 | 0 | 0 | 0 | 0 | 0
WT_off | 0 | 0 | 0 | 0 | 0 | 0
PseudoUnit | 0 | 0 | 0 | 0 | 0 | 0
FixedInterchange | 0 | 0 | 0 | 0 | 0 | 0
Emission Cost by Reporting Type: MISO_MI
ReportingType | 2015 | 2020 | 2025 | 2030 | 2035 | 2040
BM | 0 | 0 | 0 | 0 | 0 | 0
CC | 0 | 0 | 0 | 0 | 0 | 0
CSP | 0 | 0 | 0 | 0 | 0 | 0
CT | 0 | 0 | 0 | 0 | 0 | 0
Coal | 0 | 0 | 0 | 0 | 0 | 0
Geo | 0 | 0 | 0 | 0 | 0 | 0
H | 0 | 0 | 0 | 0 | 0 | 0
LFG | 0 | 0 | 0 | 0 | 0 | 0
Nuc | 0 | 0 | 0 | 0 | 0 | 0
PS | 0 | 0 | 0 | 0 | 0 | 0
PV | 0 | 0 | 0 | 0 | 0 | 0
PeakG | 0 | 0 | 0 | 0 | 0 | 0
PeakO | 0 | 0 | 0 | 0 | 0 | 0
ST | 0 | 0 | 0 | 0 | 0 | 0
STOG | 0 | 0 | 0 | 0 | 0 | 0
STWD | 0 | 0 | 0 | 0 | 0 | 0
WT | 0 | 0 | 0 | 0 | 0 | 0
IGCC | 0 | 0 | 0 | 0 | 0 | 0
DemandResponse | 0 | 0 | 0 | 0 | 0 | 0
IGCC-CCS | 0 | 0 | 0 | 0 | 0 | 0
WT_off | 0 | 0 | 0 | 0 | 0 | 0
PseudoUnit | 0 | 0 | 0 | 0 | 0 | 0
FixedInterchange | 0 | 0 | 0 | 0 | 0 | 0
Emission Cost by Reporting Type: MISO_MO-IL
ReportingType | 2015 | 2020 | 2025 | 2030 | 2035 | 2040
BM | 0 | 0 | 0 | 0 | 0 | 0
CC | 0 | 0 | 0 | 0 | 0 | 0
CSP | 0 | 0 | 0 | 0 | 0 | 0
CT | 0 | 0 | 0 | 0 | 0 | 0
Coal | 0 | 0 | 0 | 0 | 0 | 0
Geo | 0 | 0 | 0 | 0 | 0 | 0
H | 0 | 0 | 0 | 0 | 0 | 0
LFG | 0 | 0 | 0 | 0 | 0 | 0
Nuc | 0 | 0 | 0 | 0 | 0 | 0
PS | 0 | 0 | 0 | 0 | 0 | 0
PV | 0 | 0 | 0 | 0 | 0 | 0
PeakG | 0 | 0 | 0 | 0 | 0 | 0
PeakO | 0 | 0 | 0 | 0 | 0 | 0
ST | 0 | 0 | 0 | 0 | 0 | 0
STOG | 0 | 0 | 0 | 0 | 0 | 0
STWD | 0 | 0 | 0 | 0 | 0 | 0
WT | 0 | 0 | 0 | 0 | 0 | 0
IGCC | 0 | 0 | 0 | 0 | 0 | 0
DemandResponse | 0 | 0 | 0 | 0 | 0 | 0
IGCC-CCS | 0 | 0 | 0 | 0 | 0 | 0
WT_off | 0 | 0 | 0 | 0 | 0 | 0
PseudoUnit | 0 | 0 | 0 | 0 | 0 | 0
FixedInterchange | 0 | 0 | 0 | 0 | 0 | 0
Emission Cost by Reporting Type: MISO_W
ReportingType | 2015 | 2020 | 2025 | 2030 | 2035 | 2040
BM | 0 | 0 | 0 | 0 | 0 | 0
CC | 0 | 0 | 0 | 0 | 0 | 0
CSP | 0 | 0 | 0 | 0 | 0 | 0
CT | 0 | 0 | 0 | 0 | 0 | 0
Coal | 0 | 0 | 0 | 0 | 0 | 0
Geo | 0 | 0 | 0 | 0 | 0 | 0
H | 0 | 0 | 0 | 0 | 0 | 0
LFG | 0 | 0 | 0 | 0 | 0 | 0
Nuc | 0 | 0 | 0 | 0 | 0 | 0
PS | 0 | 0 | 0 | 0 | 0 | 0
PV | 0 | 0 | 0 | 0 | 0 | 0
PeakG | 0 | 0 | 0 | 0 | 0 | 0
PeakO | 0 | 0 | 0 | 0 | 0 | 0
ST | 0 | 0 | 0 | 0 | 0 | 0
STOG | 0 | 0 | 0 | 0 | 0 | 0
STWD | 0 | 0 | 0 | 0 | 0 | 0
WT | 0 | 0 | 0 | 0 | 0 | 0
IGCC | 0 | 0 | 0 | 0 | 0 | 0
DemandResponse | 0 | 0 | 0 | 0 | 0 | 0
IGCC-CCS | 0 | 0 | 0 | 0 | 0 | 0
WT_off | 0 | 0 | 0 | 0 | 0 | 0
PseudoUnit | 0 | 0 | 0 | 0 | 0 | 0
FixedInterchange | 0 | 0 | 0 | 0 | 0 | 0
Emission Cost by Reporting Type: MISO_WUMS
ReportingType | 2015 | 2020 | 2025 | 2030 | 2035 | 2040
BM | 0 | 0 | 0 | 0 | 0 | 0
CC | 0 | 0 | 0 | 0 | 0 | 0
CSP | 0 | 0 | 0 | 0 | 0 | 0
CT | 0 | 0 | 0 | 0 | 0 | 0
Coal | 0 | 0 | 0 | 0 | 0 | 0
Geo | 0 | 0 | 0 | 0 | 0 | 0
H | 0 | 0 | 0 | 0 | 0 | 0
LFG | 0 | 0 | 0 | 0 | 0 | 0
Nuc | 0 | 0 | 0 | 0 | 0 | 0
PS | 0 | 0 | 0 | 0 | 0 | 0
PV | 0 | 0 | 0 | 0 | 0 | 0
PeakG | 0 | 0 | 0 | 0 | 0 | 0
PeakO | 0 | 0 | 0 | 0 | 0 | 0
ST | 0 | 0 | 0 | 0 | 0 | 0
STOG | 0 | 0 | 0 | 0 | 0 | 0
STWD | 0 | 0 | 0 | 0 | 0 | 0
WT | 0 | 0 | 0 | 0 | 0 | 0
IGCC | 0 | 0 | 0 | 0 | 0 | 0
DemandResponse | 0 | 0 | 0 | 0 | 0 | 0
IGCC-CCS | 0 | 0 | 0 | 0 | 0 | 0
WT_off | 0 | 0 | 0 | 0 | 0 | 0
PseudoUnit | 0 | 0 | 0 | 0 | 0 | 0
FixedInterchange | 0 | 0 | 0 | 0 | 0 | 0
Emission Cost by Reporting Type: Nebraska
ReportingType | 2015 | 2020 | 2025 | 2030 | 2035 | 2040
BM | 0 | 0 | 0 | 0 | 0 | 0
CC | 0 | 0 | 0 | 0 | 0 | 0
CSP | 0 | 0 | 0 | 0 | 0 | 0
CT | 0 | 0 | 0 | 0 | 0 | 0
Coal | 0 | 0 | 0 | 0 | 0 | 0
Geo | 0 | 0 | 0 | 0 | 0 | 0
H | 0 | 0 | 0 | 0 | 0 | 0
LFG | 0 | 0 | 0 | 0 | 0 | 0
Nuc | 0 | 0 | 0 | 0 | 0 | 0
PS | 0 | 0 | 0 | 0 | 0 | 0
PV | 0 | 0 | 0 | 0 | 0 | 0
PeakG | 0 | 0 | 0 | 0 | 0 | 0
PeakO | 0 | 0 | 0 | 0 | 0 | 0
ST | 0 | 0 | 0 | 0 | 0 | 0
STOG | 0 | 0 | 0 | 0 | 0 | 0
STWD | 0 | 0 | 0 | 0 | 0 | 0
WT | 0 | 0 | 0 | 0 | 0 | 0
IGCC | 0 | 0 | 0 | 0 | 0 | 0
DemandResponse | 0 | 0 | 0 | 0 | 0 | 0
IGCC-CCS | 0 | 0 | 0 | 0 | 0 | 0
WT_off | 0 | 0 | 0 | 0 | 0 | 0
PseudoUnit | 0 | 0 | 0 | 0 | 0 | 0
FixedInterchange | 0 | 0 | 0 | 0 | 0 | 0
Emission Cost by Reporting Type: NEISO
ReportingType | 2015 | 2020 | 2025 | 2030 | 2035 | 2040
BM | 0 | 0 | 0 | 0 | 0 | 0
CC | 0 | 0 | 0 | 0 | 0 | 0
CSP | 0 | 0 | 0 | 0 | 0 | 0
CT | 0 | 0 | 0 | 0 | 0 | 0
Coal | 0 | 0 | 0 | 0 | 0 | 0
Geo | 0 | 0 | 0 | 0 | 0 | 0
H | 0 | 0 | 0 | 0 | 0 | 0
LFG | 0 | 0 | 0 | 0 | 0 | 0
Nuc | 0 | 0 | 0 | 0 | 0 | 0
PS | 0 | 0 | 0 | 0 | 0 | 0
PV | 0 | 0 | 0 | 0 | 0 | 0
PeakG | 0 | 0 | 0 | 0 | 0 | 0
PeakO | 0 | 0 | 0 | 0 | 0 | 0
ST | 0 | 0 | 0 | 0 | 0 | 0
STOG | 0 | 0 | 0 | 0 | 0 | 0
STWD | 0 | 0 | 0 | 0 | 0 | 0
WT | 0 | 0 | 0 | 0 | 0 | 0
IGCC | 0 | 0 | 0 | 0 | 0 | 0
DemandResponse | 0 | 0 | 0 | 0 | 0 | 0
IGCC-CCS | 0 | 0 | 0 | 0 | 0 | 0
WT_off | 0 | 0 | 0 | 0 | 0 | 0
PseudoUnit | 0 | 0 | 0 | 0 | 0 | 0
FixedInterchange | 0 | 0 | 0 | 0 | 0 | 0
Emission Cost by Reporting Type: NonRTO_Midwest
ReportingType | 2015 | 2020 | 2025 | 2030 | 2035 | 2040
BM | 0 | 0 | 0 | 0 | 0 | 0
CC | 0 | 0 | 0 | 0 | 0 | 0
CSP | 0 | 0 | 0 | 0 | 0 | 0
CT | 0 | 0 | 0 | 0 | 0 | 0
Coal | 0 | 0 | 0 | 0 | 0 | 0
Geo | 0 | 0 | 0 | 0 | 0 | 0
H | 0 | 0 | 0 | 0 | 0 | 0
LFG | 0 | 0 | 0 | 0 | 0 | 0
Nuc | 0 | 0 | 0 | 0 | 0 | 0
PS | 0 | 0 | 0 | 0 | 0 | 0
PV | 0 | 0 | 0 | 0 | 0 | 0
PeakG | 0 | 0 | 0 | 0 | 0 | 0
PeakO | 0 | 0 | 0 | 0 | 0 | 0
ST | 0 | 0 | 0 | 0 | 0 | 0
STOG | 0 | 0 | 0 | 0 | 0 | 0
STWD | 0 | 0 | 0 | 0 | 0 | 0
WT | 0 | 0 | 0 | 0 | 0 | 0
IGCC | 0 | 0 | 0 | 0 | 0 | 0
DemandResponse | 0 | 0 | 0 | 0 | 0 | 0
IGCC-CCS | 0 | 0 | 0 | 0 | 0 | 0
WT_off | 0 | 0 | 0 | 0 | 0 | 0
PseudoUnit | 0 | 0 | 0 | 0 | 0 | 0
FixedInterchange | 0 | 0 | 0 | 0 | 0 | 0
Emission Cost by Reporting Type: NYISO_A-F
ReportingType | 2015 | 2020 | 2025 | 2030 | 2035 | 2040
BM | 0 | 0 | 0 | 0 | 0 | 0
CC | 0 | 0 | 0 | 0 | 0 | 0
CSP | 0 | 0 | 0 | 0 | 0 | 0
CT | 0 | 0 | 0 | 0 | 0 | 0
Coal | 0 | 0 | 0 | 0 | 0 | 0
Geo | 0 | 0 | 0 | 0 | 0 | 0
H | 0 | 0 | 0 | 0 | 0 | 0
LFG | 0 | 0 | 0 | 0 | 0 | 0
Nuc | 0 | 0 | 0 | 0 | 0 | 0
PS | 0 | 0 | 0 | 0 | 0 | 0
PV | 0 | 0 | 0 | 0 | 0 | 0
PeakG | 0 | 0 | 0 | 0 | 0 | 0
PeakO | 0 | 0 | 0 | 0 | 0 | 0
ST | 0 | 0 | 0 | 0 | 0 | 0
STOG | 0 | 0 | 0 | 0 | 0 | 0
STWD | 0 | 0 | 0 | 0 | 0 | 0
WT | 0 | 0 | 0 | 0 | 0 | 0
IGCC | 0 | 0 | 0 | 0 | 0 | 0
DemandResponse | 0 | 0 | 0 | 0 | 0 | 0
IGCC-CCS | 0 | 0 | 0 | 0 | 0 | 0
WT_off | 0 | 0 | 0 | 0 | 0 | 0
PseudoUnit | 0 | 0 | 0 | 0 | 0 | 0
FixedInterchange | 0 | 0 | 0 | 0 | 0 | 0
Emission Cost by Reporting Type: NYISO_G-I
ReportingType | 2015 | 2020 | 2025 | 2030 | 2035 | 2040
BM | 0 | 0 | 0 | 0 | 0 | 0
CC | 0 | 0 | 0 | 0 | 0 | 0
CSP | 0 | 0 | 0 | 0 | 0 | 0
CT | 0 | 0 | 0 | 0 | 0 | 0
Coal | 0 | 0 | 0 | 0 | 0 | 0
Geo | 0 | 0 | 0 | 0 | 0 | 0
H | 0 | 0 | 0 | 0 | 0 | 0
LFG | 0 | 0 | 0 | 0 | 0 | 0
Nuc | 0 | 0 | 0 | 0 | 0 | 0
PS | 0 | 0 | 0 | 0 | 0 | 0
PV | 0 | 0 | 0 | 0 | 0 | 0
PeakG | 0 | 0 | 0 | 0 | 0 | 0
PeakO | 0 | 0 | 0 | 0 | 0 | 0
ST | 0 | 0 | 0 | 0 | 0 | 0
STOG | 0 | 0 | 0 | 0 | 0 | 0
STWD | 0 | 0 | 0 | 0 | 0 | 0
WT | 0 | 0 | 0 | 0 | 0 | 0
IGCC | 0 | 0 | 0 | 0 | 0 | 0
DemandResponse | 0 | 0 | 0 | 0 | 0 | 0
IGCC-CCS | 0 | 0 | 0 | 0 | 0 | 0
WT_off | 0 | 0 | 0 | 0 | 0 | 0
PseudoUnit | 0 | 0 | 0 | 0 | 0 | 0
FixedInterchange | 0 | 0 | 0 | 0 | 0 | 0
Emission Cost by Reporting Type: NYISO_J-K
ReportingType | 2015 | 2020 | 2025 | 2030 | 2035 | 2040
BM | 0 | 0 | 0 | 0 | 0 | 0
CC | 0 | 0 | 0 | 0 | 0 | 0
CSP | 0 | 0 | 0 | 0 | 0 | 0
CT | 0 | 0 | 0 | 0 | 0 | 0
Coal | 0 | 0 | 0 | 0 | 0 | 0
Geo | 0 | 0 | 0 | 0 | 0 | 0
H | 0 | 0 | 0 | 0 | 0 | 0
LFG | 0 | 0 | 0 | 0 | 0 | 0
Nuc | 0 | 0 | 0 | 0 | 0 | 0
PS | 0 | 0 | 0 | 0 | 0 | 0
PV | 0 | 0 | 0 | 0 | 0 | 0
PeakG | 0 | 0 | 0 | 0 | 0 | 0
PeakO | 0 | 0 | 0 | 0 | 0 | 0
ST | 0 | 0 | 0 | 0 | 0 | 0
STOG | 0 | 0 | 0 | 0 | 0 | 0
STWD | 0 | 0 | 0 | 0 | 0 | 0
WT | 0 | 0 | 0 | 0 | 0 | 0
IGCC | 0 | 0 | 0 | 0 | 0 | 0
DemandResponse | 0 | 0 | 0 | 0 | 0 | 0
IGCC-CCS | 0 | 0 | 0 | 0 | 0 | 0
WT_off | 0 | 0 | 0 | 0 | 0 | 0
PseudoUnit | 0 | 0 | 0 | 0 | 0 | 0
FixedInterchange | 0 | 0 | 0 | 0 | 0 | 0
Emission Cost by Reporting Type: PJM_E
ReportingType | 2015 | 2020 | 2025 | 2030 | 2035 | 2040
BM | 0 | 0 | 0 | 0 | 0 | 0
CC | 0 | 0 | 0 | 0 | 0 | 0
CSP | 0 | 0 | 0 | 0 | 0 | 0
CT | 0 | 0 | 0 | 0 | 0 | 0
Coal | 0 | 0 | 0 | 0 | 0 | 0
Geo | 0 | 0 | 0 | 0 | 0 | 0
H | 0 | 0 | 0 | 0 | 0 | 0
LFG | 0 | 0 | 0 | 0 | 0 | 0
Nuc | 0 | 0 | 0 | 0 | 0 | 0
PS | 0 | 0 | 0 | 0 | 0 | 0
PV | 0 | 0 | 0 | 0 | 0 | 0
PeakG | 0 | 0 | 0 | 0 | 0 | 0
PeakO | 0 | 0 | 0 | 0 | 0 | 0
ST | 0 | 0 | 0 | 0 | 0 | 0
STOG | 0 | 0 | 0 | 0 | 0 | 0
STWD | 0 | 0 | 0 | 0 | 0 | 0
WT | 0 | 0 | 0 | 0 | 0 | 0
IGCC | 0 | 0 | 0 | 0 | 0 | 0
DemandResponse | 0 | 0 | 0 | 0 | 0 | 0
IGCC-CCS | 0 | 0 | 0 | 0 | 0 | 0
WT_off | 0 | 0 | 0 | 0 | 0 | 0
PseudoUnit | 0 | 0 | 0 | 0 | 0 | 0
FixedInterchange | 0 | 0 | 0 | 0 | 0 | 0
Emission Cost by Reporting Type: PJM_ROM
ReportingType | 2015 | 2020 | 2025 | 2030 | 2035 | 2040
BM | 0 | 0 | 0 | 0 | 0 | 0
CC | 0 | 0 | 0 | 0 | 0 | 0
CSP | 0 | 0 | 0 | 0 | 0 | 0
CT | 0 | 0 | 0 | 0 | 0 | 0
Coal | 0 | 0 | 0 | 0 | 0 | 0
Geo | 0 | 0 | 0 | 0 | 0 | 0
H | 0 | 0 | 0 | 0 | 0 | 0
LFG | 0 | 0 | 0 | 0 | 0 | 0
Nuc | 0 | 0 | 0 | 0 | 0 | 0
PS | 0 | 0 | 0 | 0 | 0 | 0
PV | 0 | 0 | 0 | 0 | 0 | 0
PeakG | 0 | 0 | 0 | 0 | 0 | 0
PeakO | 0 | 0 | 0 | 0 | 0 | 0
ST | 0 | 0 | 0 | 0 | 0 | 0
STOG | 0 | 0 | 0 | 0 | 0 | 0
STWD | 0 | 0 | 0 | 0 | 0 | 0
WT | 0 | 0 | 0 | 0 | 0 | 0
IGCC | 0 | 0 | 0 | 0 | 0 | 0
DemandResponse | 0 | 0 | 0 | 0 | 0 | 0
IGCC-CCS | 0 | 0 | 0 | 0 | 0 | 0
WT_off | 0 | 0 | 0 | 0 | 0 | 0
PseudoUnit | 0 | 0 | 0 | 0 | 0 | 0
FixedInterchange | 0 | 0 | 0 | 0 | 0 | 0
Emission Cost by Reporting Type: PJM_ROR
ReportingType | 2015 | 2020 | 2025 | 2030 | 2035 | 2040
BM | 0 | 0 | 0 | 0 | 0 | 0
CC | 0 | 0 | 0 | 0 | 0 | 0
CSP | 0 | 0 | 0 | 0 | 0 | 0
CT | 0 | 0 | 0 | 0 | 0 | 0
Coal | 0 | 0 | 0 | 0 | 0 | 0
Geo | 0 | 0 | 0 | 0 | 0 | 0
H | 0 | 0 | 0 | 0 | 0 | 0
LFG | 0 | 0 | 0 | 0 | 0 | 0
Nuc | 0 | 0 | 0 | 0 | 0 | 0
PS | 0 | 0 | 0 | 0 | 0 | 0
PV | 0 | 0 | 0 | 0 | 0 | 0
PeakG | 0 | 0 | 0 | 0 | 0 | 0
PeakO | 0 | 0 | 0 | 0 | 0 | 0
ST | 0 | 0 | 0 | 0 | 0 | 0
STOG | 0 | 0 | 0 | 0 | 0 | 0
STWD | 0 | 0 | 0 | 0 | 0 | 0
WT | 0 | 0 | 0 | 0 | 0 | 0
IGCC | 0 | 0 | 0 | 0 | 0 | 0
DemandResponse | 0 | 0 | 0 | 0 | 0 | 0
IGCC-CCS | 0 | 0 | 0 | 0 | 0 | 0
WT_off | 0 | 0 | 0 | 0 | 0 | 0
PseudoUnit | 0 | 0 | 0 | 0 | 0 | 0
FixedInterchange | 0 | 0 | 0 | 0 | 0 | 0
Emission Cost by Reporting Type: SOCO
ReportingType | 2015 | 2020 | 2025 | 2030 | 2035 | 2040
BM | 0 | 0 | 0 | 0 | 0 | 0
CC | 0 | 0 | 0 | 0 | 0 | 0
CSP | 0 | 0 | 0 | 0 | 0 | 0
CT | 0 | 0 | 0 | 0 | 0 | 0
Coal | 0 | 0 | 0 | 0 | 0 | 0
Geo | 0 | 0 | 0 | 0 | 0 | 0
H | 0 | 0 | 0 | 0 | 0 | 0
LFG | 0 | 0 | 0 | 0 | 0 | 0
Nuc | 0 | 0 | 0 | 0 | 0 | 0
PS | 0 | 0 | 0 | 0 | 0 | 0
PV | 0 | 0 | 0 | 0 | 0 | 0
PeakG | 0 | 0 | 0 | 0 | 0 | 0
PeakO | 0 | 0 | 0 | 0 | 0 | 0
ST | 0 | 0 | 0 | 0 | 0 | 0
STOG | 0 | 0 | 0 | 0 | 0 | 0
STWD | 0 | 0 | 0 | 0 | 0 | 0
WT | 0 | 0 | 0 | 0 | 0 | 0
IGCC | 0 | 0 | 0 | 0 | 0 | 0
DemandResponse | 0 | 0 | 0 | 0 | 0 | 0
IGCC-CCS | 0 | 0 | 0 | 0 | 0 | 0
WT_off | 0 | 0 | 0 | 0 | 0 | 0
PseudoUnit | 0 | 0 | 0 | 0 | 0 | 0
FixedInterchange | 0 | 0 | 0 | 0 | 0 | 0
Emission Cost by Reporting Type: SPP_N
ReportingType | 2015 | 2020 | 2025 | 2030 | 2035 | 2040
BM | 0 | 0 | 0 | 0 | 0 | 0
CC | 0 | 0 | 0 | 0 | 0 | 0
CSP | 0 | 0 | 0 | 0 | 0 | 0
CT | 0 | 0 | 0 | 0 | 0 | 0
Coal | 0 | 0 | 0 | 0 | 0 | 0
Geo | 0 | 0 | 0 | 0 | 0 | 0
H | 0 | 0 | 0 | 0 | 0 | 0
LFG | 0 | 0 | 0 | 0 | 0 | 0
Nuc | 0 | 0 | 0 | 0 | 0 | 0
PS | 0 | 0 | 0 | 0 | 0 | 0
PV | 0 | 0 | 0 | 0 | 0 | 0
PeakG | 0 | 0 | 0 | 0 | 0 | 0
PeakO | 0 | 0 | 0 | 0 | 0 | 0
ST | 0 | 0 | 0 | 0 | 0 | 0
STOG | 0 | 0 | 0 | 0 | 0 | 0
STWD | 0 | 0 | 0 | 0 | 0 | 0
WT | 0 | 0 | 0 | 0 | 0 | 0
IGCC | 0 | 0 | 0 | 0 | 0 | 0
DemandResponse | 0 | 0 | 0 | 0 | 0 | 0
IGCC-CCS | 0 | 0 | 0 | 0 | 0 | 0
WT_off | 0 | 0 | 0 | 0 | 0 | 0
PseudoUnit | 0 | 0 | 0 | 0 | 0 | 0
FixedInterchange | 0 | 0 | 0 | 0 | 0 | 0
Emission Cost by Reporting Type: SPP_S
ReportingType | 2015 | 2020 | 2025 | 2030 | 2035 | 2040
BM | 0 | 0 | 0 | 0 | 0 | 0
CC | 0 | 0 | 0 | 0 | 0 | 0
CSP | 0 | 0 | 0 | 0 | 0 | 0
CT | 0 | 0 | 0 | 0 | 0 | 0
Coal | 0 | 0 | 0 | 0 | 0 | 0
Geo | 0 | 0 | 0 | 0 | 0 | 0
H | 0 | 0 | 0 | 0 | 0 | 0
LFG | 0 | 0 | 0 | 0 | 0 | 0
Nuc | 0 | 0 | 0 | 0 | 0 | 0
PS | 0 | 0 | 0 | 0 | 0 | 0
PV | 0 | 0 | 0 | 0 | 0 | 0
PeakG | 0 | 0 | 0 | 0 | 0 | 0
PeakO | 0 | 0 | 0 | 0 | 0 | 0
ST | 0 | 0 | 0 | 0 | 0 | 0
STOG | 0 | 0 | 0 | 0 | 0 | 0
STWD | 0 | 0 | 0 | 0 | 0 | 0
WT | 0 | 0 | 0 | 0 | 0 | 0
IGCC | 0 | 0 | 0 | 0 | 0 | 0
DemandResponse | 0 | 0 | 0 | 0 | 0 | 0
IGCC-CCS | 0 | 0 | 0 | 0 | 0 | 0
WT_off | 0 | 0 | 0 | 0 | 0 | 0
PseudoUnit | 0 | 0 | 0 | 0 | 0 | 0
FixedInterchange | 0 | 0 | 0 | 0 | 0 | 0
Emission Cost by Reporting Type: TVA
ReportingType | 2015 | 2020 | 2025 | 2030 | 2035 | 2040
BM | 0 | 0 | 0 | 0 | 0 | 0
CC | 0 | 0 | 0 | 0 | 0 | 0
CSP | 0 | 0 | 0 | 0 | 0 | 0
CT | 0 | 0 | 0 | 0 | 0 | 0
Coal | 0 | 0 | 0 | 0 | 0 | 0
Geo | 0 | 0 | 0 | 0 | 0 | 0
H | 0 | 0 | 0 | 0 | 0 | 0
LFG | 0 | 0 | 0 | 0 | 0 | 0
Nuc | 0 | 0 | 0 | 0 | 0 | 0
PS | 0 | 0 | 0 | 0 | 0 | 0
PV | 0 | 0 | 0 | 0 | 0 | 0
PeakG | 0 | 0 | 0 | 0 | 0 | 0
PeakO | 0 | 0 | 0 | 0 | 0 | 0
ST | 0 | 0 | 0 | 0 | 0 | 0
STOG | 0 | 0 | 0 | 0 | 0 | 0
STWD | 0 | 0 | 0 | 0 | 0 | 0
WT | 0 | 0 | 0 | 0 | 0 | 0
IGCC | 0 | 0 | 0 | 0 | 0 | 0
DemandResponse | 0 | 0 | 0 | 0 | 0 | 0
IGCC-CCS | 0 | 0 | 0 | 0 | 0 | 0
WT_off | 0 | 0 | 0 | 0 | 0 | 0
PseudoUnit | 0 | 0 | 0 | 0 | 0 | 0
FixedInterchange | 0 | 0 | 0 | 0 | 0 | 0
Emission Cost by Reporting Type: TVA_Transmission
ReportingType | 2015 | 2020 | 2025 | 2030 | 2035 | 2040
BM | 0 | 0 | 0 | 0 | 0 | 0
CC | 0 | 0 | 0 | 0 | 0 | 0
CSP | 0 | 0 | 0 | 0 | 0 | 0
CT | 0 | 0 | 0 | 0 | 0 | 0
Coal | 0 | 0 | 0 | 0 | 0 | 0
Geo | 0 | 0 | 0 | 0 | 0 | 0
H | 0 | 0 | 0 | 0 | 0 | 0
LFG | 0 | 0 | 0 | 0 | 0 | 0
Nuc | 0 | 0 | 0 | 0 | 0 | 0
PS | 0 | 0 | 0 | 0 | 0 | 0
PV | 0 | 0 | 0 | 0 | 0 | 0
PeakG | 0 | 0 | 0 | 0 | 0 | 0
PeakO | 0 | 0 | 0 | 0 | 0 | 0
ST | 0 | 0 | 0 | 0 | 0 | 0
STOG | 0 | 0 | 0 | 0 | 0 | 0
STWD | 0 | 0 | 0 | 0 | 0 | 0
WT | 0 | 0 | 0 | 0 | 0 | 0
IGCC | 0 | 0 | 0 | 0 | 0 | 0
DemandResponse | 0 | 0 | 0 | 0 | 0 | 0
IGCC-CCS | 0 | 0 | 0 | 0 | 0 | 0
WT_off | 0 | 0 | 0 | 0 | 0 | 0
PseudoUnit | 0 | 0 | 0 | 0 | 0 | 0
FixedInterchange | 0 | 0 | 0 | 0 | 0 | 0
Emission Cost by Reporting Type: VACAR
ReportingType | 2015 | 2020 | 2025 | 2030 | 2035 | 2040
BM | 0 | 0 | 0 | 0 | 0 | 0
CC | 0 | 0 | 0 | 0 | 0 | 0
CSP | 0 | 0 | 0 | 0 | 0 | 0
CT | 0 | 0 | 0 | 0 | 0 | 0
Coal | 0 | 0 | 0 | 0 | 0 | 0
Geo | 0 | 0 | 0 | 0 | 0 | 0
H | 0 | 0 | 0 | 0 | 0 | 0
LFG | 0 | 0 | 0 | 0 | 0 | 0
Nuc | 0 | 0 | 0 | 0 | 0 | 0
PS | 0 | 0 | 0 | 0 | 0 | 0
PV | 0 | 0 | 0 | 0 | 0 | 0
PeakG | 0 | 0 | 0 | 0 | 0 | 0
PeakO | 0 | 0 | 0 | 0 | 0 | 0
ST | 0 | 0 | 0 | 0 | 0 | 0
STOG | 0 | 0 | 0 | 0 | 0 | 0
STWD | 0 | 0 | 0 | 0 | 0 | 0
WT | 0 | 0 | 0 | 0 | 0 | 0
IGCC | 0 | 0 | 0 | 0 | 0 | 0
DemandResponse | 0 | 0 | 0 | 0 | 0 | 0
IGCC-CCS | 0 | 0 | 0 | 0 | 0 | 0
WT_off | 0 | 0 | 0 | 0 | 0 | 0
PseudoUnit | 0 | 0 | 0 | 0 | 0 | 0
FixedInterchange | 0 | 0 | 0 | 0 | 0 | 0
Emission Cost by Reporting Type: IESO
ReportingType | 2015 | 2020 | 2025 | 2030 | 2035 | 2040
BM | 0 | 0 | 0 | 0 | 0 | 0
CC | 0 | 0 | 0 | 0 | 0 | 0
CSP | 0 | 0 | 0 | 0 | 0 | 0
CT | 0 | 0 | 0 | 0 | 0 | 0
Coal | 0 | 0 | 0 | 0 | 0 | 0
Geo | 0 | 0 | 0 | 0 | 0 | 0
H | 0 | 0 | 0 | 0 | 0 | 0
LFG | 0 | 0 | 0 | 0 | 0 | 0
Nuc | 0 | 0 | 0 | 0 | 0 | 0
PS | 0 | 0 | 0 | 0 | 0 | 0
PV | 0 | 0 | 0 | 0 | 0 | 0
PeakG | 0 | 0 | 0 | 0 | 0 | 0
PeakO | 0 | 0 | 0 | 0 | 0 | 0
ST | 0 | 0 | 0 | 0 | 0 | 0
STOG | 0 | 0 | 0 | 0 | 0 | 0
STWD | 0 | 0 | 0 | 0 | 0 | 0
WT | 0 | 0 | 0 | 0 | 0 | 0
IGCC | 0 | 0 | 0 | 0 | 0 | 0
DemandResponse | 0 | 0 | 0 | 0 | 0 | 0
IGCC-CCS | 0 | 0 | 0 | 0 | 0 | 0
WT_off | 0 | 0 | 0 | 0 | 0 | 0
PseudoUnit | 0 | 0 | 0 | 0 | 0 | 0
FixedInterchange | 0 | 0 | 0 | 0 | 0 | 0
Emission Cost by Reporting Type: MAPP_CA
ReportingType | 2015 | 2020 | 2025 | 2030 | 2035 | 2040
BM | 0 | 0 | 0 | 0 | 0 | 0
CC | 0 | 0 | 0 | 0 | 0 | 0
CSP | 0 | 0 | 0 | 0 | 0 | 0
CT | 0 | 0 | 0 | 0 | 0 | 0
Coal | 0 | 0 | 0 | 0 | 0 | 0
Geo | 0 | 0 | 0 | 0 | 0 | 0
H | 0 | 0 | 0 | 0 | 0 | 0
LFG | 0 | 0 | 0 | 0 | 0 | 0
Nuc | 0 | 0 | 0 | 0 | 0 | 0
PS | 0 | 0 | 0 | 0 | 0 | 0
PV | 0 | 0 | 0 | 0 | 0 | 0
PeakG | 0 | 0 | 0 | 0 | 0 | 0
PeakO | 0 | 0 | 0 | 0 | 0 | 0
ST | 0 | 0 | 0 | 0 | 0 | 0
STOG | 0 | 0 | 0 | 0 | 0 | 0
STWD | 0 | 0 | 0 | 0 | 0 | 0
WT | 0 | 0 | 0 | 0 | 0 | 0
IGCC | 0 | 0 | 0 | 0 | 0 | 0
DemandResponse | 0 | 0 | 0 | 0 | 0 | 0
IGCC-CCS | 0 | 0 | 0 | 0 | 0 | 0
WT_off | 0 | 0 | 0 | 0 | 0 | 0
PseudoUnit | 0 | 0 | 0 | 0 | 0 | 0
FixedInterchange | 0 | 0 | 0 | 0 | 0 | 0
Emission Cost by Reporting Type: AZ_NM_SNV_Coal
ReportingType | 2015 | 2020 | 2025 | 2030 | 2035 | 2040
BM | 0 | 0 | 0 | 0 | 0 | 0
CC | 0 | 0 | 0 | 0 | 0 | 0
CSP | 0 | 0 | 0 | 0 | 0 | 0
CT | 0 | 0 | 0 | 0 | 0 | 0
Coal | 0 | 0 | 0 | 0 | 0 | 0
Geo | 0 | 0 | 0 | 0 | 0 | 0
H | 0 | 0 | 0 | 0 | 0 | 0
LFG | 0 | 0 | 0 | 0 | 0 | 0
Nuc | 0 | 0 | 0 | 0 | 0 | 0
PS | 0 | 0 | 0 | 0 | 0 | 0
PV | 0 | 0 | 0 | 0 | 0 | 0
PeakG | 0 | 0 | 0 | 0 | 0 | 0
PeakO | 0 | 0 | 0 | 0 | 0 | 0
ST | 0 | 0 | 0 | 0 | 0 | 0
STOG | 0 | 0 | 0 | 0 | 0 | 0
STWD | 0 | 0 | 0 | 0 | 0 | 0
WT | 0 | 0 | 0 | 0 | 0 | 0
IGCC | 0 | 0 | 0 | 0 | 0 | 0
DemandResponse | 0 | 0 | 0 | 0 | 0 | 0
IGCC-CCS | 0 | 0 | 0 | 0 | 0 | 0
WT_off | 0 | 0 | 0 | 0 | 0 | 0
PseudoUnit | 0 | 0 | 0 | 0 | 0 | 0
FixedInterchange | 0 | 0 | 0 | 0 | 0 | 0
Emission Cost by Reporting Type: AZ_NM_SNV_Gas
ReportingType | 2015 | 2020 | 2025 | 2030 | 2035 | 2040
BM | 0 | 0 | 0 | 0 | 0 | 0
CC | 0 | 0 | 0 | 0 | 0 | 0
CSP | 0 | 0 | 0 | 0 | 0 | 0
CT | 0 | 0 | 0 | 0 | 0 | 0
Coal | 0 | 0 | 0 | 0 | 0 | 0
Geo | 0 | 0 | 0 | 0 | 0 | 0
H | 0 | 0 | 0 | 0 | 0 | 0
LFG | 0 | 0 | 0 | 0 | 0 | 0
Nuc | 0 | 0 | 0 | 0 | 0 | 0
PS | 0 | 0 | 0 | 0 | 0 | 0
PV | 0 | 0 | 0 | 0 | 0 | 0
PeakG | 0 | 0 | 0 | 0 | 0 | 0
PeakO | 0 | 0 | 0 | 0 | 0 | 0
ST | 0 | 0 | 0 | 0 | 0 | 0
STOG | 0 | 0 | 0 | 0 | 0 | 0
STWD | 0 | 0 | 0 | 0 | 0 | 0
WT | 0 | 0 | 0 | 0 | 0 | 0
IGCC | 0 | 0 | 0 | 0 | 0 | 0
DemandResponse | 0 | 0 | 0 | 0 | 0 | 0
IGCC-CCS | 0 | 0 | 0 | 0 | 0 | 0
WT_off | 0 | 0 | 0 | 0 | 0 | 0
PseudoUnit | 0 | 0 | 0 | 0 | 0 | 0
FixedInterchange | 0 | 0 | 0 | 0 | 0 | 0
Emission Cost by Reporting Type: AZ_NM_SNV_NucRenew
ReportingType | 2015 | 2020 | 2025 | 2030 | 2035 | 2040
BM | 0 | 0 | 0 | 0 | 0 | 0
CC | 0 | 0 | 0 | 0 | 0 | 0
CSP | 0 | 0 | 0 | 0 | 0 | 0
CT | 0 | 0 | 0 | 0 | 0 | 0
Coal | 0 | 0 | 0 | 0 | 0 | 0
Geo | 0 | 0 | 0 | 0 | 0 | 0
H | 0 | 0 | 0 | 0 | 0 | 0
LFG | 0 | 0 | 0 | 0 | 0 | 0
Nuc | 0 | 0 | 0 | 0 | 0 | 0
PS | 0 | 0 | 0 | 0 | 0 | 0
PV | 0 | 0 | 0 | 0 | 0 | 0
PeakG | 0 | 0 | 0 | 0 | 0 | 0
PeakO | 0 | 0 | 0 | 0 | 0 | 0
ST | 0 | 0 | 0 | 0 | 0 | 0
STOG | 0 | 0 | 0 | 0 | 0 | 0
STWD | 0 | 0 | 0 | 0 | 0 | 0
WT | 0 | 0 | 0 | 0 | 0 | 0
IGCC | 0 | 0 | 0 | 0 | 0 | 0
DemandResponse | 0 | 0 | 0 | 0 | 0 | 0
IGCC-CCS | 0 | 0 | 0 | 0 | 0 | 0
WT_off | 0 | 0 | 0 | 0 | 0 | 0
PseudoUnit | 0 | 0 | 0 | 0 | 0 | 0
FixedInterchange | 0 | 0 | 0 | 0 | 0 | 0
Emission Cost by Reporting Type: ERCOT
ReportingType | 2015 | 2020 | 2025 | 2030 | 2035 | 2040
BM | 0 | 0 | 0 | 0 | 0 | 0
CC | 0 | 0 | 0 | 0 | 0 | 0
CSP | 0 | 0 | 0 | 0 | 0 | 0
CT | 0 | 0 | 0 | 0 | 0 | 0
Coal | 0 | 0 | 0 | 0 | 0 | 0
Geo | 0 | 0 | 0 | 0 | 0 | 0
H | 0 | 0 | 0 | 0 | 0 | 0
LFG | 0 | 0 | 0 | 0 | 0 | 0
Nuc | 0 | 0 | 0 | 0 | 0 | 0
PS | 0 | 0 | 0 | 0 | 0 | 0
PV | 0 | 0 | 0 | 0 | 0 | 0
PeakG | 0 | 0 | 0 | 0 | 0 | 0
PeakO | 0 | 0 | 0 | 0 | 0 | 0
ST | 0 | 0 | 0 | 0 | 0 | 0
STOG | 0 | 0 | 0 | 0 | 0 | 0
STWD | 0 | 0 | 0 | 0 | 0 | 0
WT | 0 | 0 | 0 | 0 | 0 | 0
IGCC | 0 | 0 | 0 | 0 | 0 | 0
DemandResponse | 0 | 0 | 0 | 0 | 0 | 0
IGCC-CCS | 0 | 0 | 0 | 0 | 0 | 0
WT_off | 0 | 0 | 0 | 0 | 0 | 0
PseudoUnit | 0 | 0 | 0 | 0 | 0 | 0
FixedInterchange | 0 | 0 | 0 | 0 | 0 | 0
Emission Cost by Reporting Type: NP15
ReportingType | 2015 | 2020 | 2025 | 2030 | 2035 | 2040
BM | 0 | 0 | 0 | 0 | 0 | 0
CC | 0 | 0 | 0 | 0 | 0 | 0
CSP | 0 | 0 | 0 | 0 | 0 | 0
CT | 0 | 0 | 0 | 0 | 0 | 0
Coal | 0 | 0 | 0 | 0 | 0 | 0
Geo | 0 | 0 | 0 | 0 | 0 | 0
H | 0 | 0 | 0 | 0 | 0 | 0
LFG | 0 | 0 | 0 | 0 | 0 | 0
Nuc | 0 | 0 | 0 | 0 | 0 | 0
PS | 0 | 0 | 0 | 0 | 0 | 0
PV | 0 | 0 | 0 | 0 | 0 | 0
PeakG | 0 | 0 | 0 | 0 | 0 | 0
PeakO | 0 | 0 | 0 | 0 | 0 | 0
ST | 0 | 0 | 0 | 0 | 0 | 0
STOG | 0 | 0 | 0 | 0 | 0 | 0
STWD | 0 | 0 | 0 | 0 | 0 | 0
WT | 0 | 0 | 0 | 0 | 0 | 0
IGCC | 0 | 0 | 0 | 0 | 0 | 0
DemandResponse | 0 | 0 | 0 | 0 | 0 | 0
IGCC-CCS | 0 | 0 | 0 | 0 | 0 | 0
WT_off | 0 | 0 | 0 | 0 | 0 | 0
PseudoUnit | 0 | 0 | 0 | 0 | 0 | 0
FixedInterchange | 0 | 0 | 0 | 0 | 0 | 0
Emission Cost by Reporting Type: NWPP_Coal
ReportingType | 2015 | 2020 | 2025 | 2030 | 2035 | 2040
BM | 0 | 0 | 0 | 0 | 0 | 0
CC | 0 | 0 | 0 | 0 | 0 | 0
CSP | 0 | 0 | 0 | 0 | 0 | 0
CT | 0 | 0 | 0 | 0 | 0 | 0
Coal | 0 | 0 | 0 | 0 | 0 | 0
Geo | 0 | 0 | 0 | 0 | 0 | 0
H | 0 | 0 | 0 | 0 | 0 | 0
LFG | 0 | 0 | 0 | 0 | 0 | 0
Nuc | 0 | 0 | 0 | 0 | 0 | 0
PS | 0 | 0 | 0 | 0 | 0 | 0
PV | 0 | 0 | 0 | 0 | 0 | 0
PeakG | 0 | 0 | 0 | 0 | 0 | 0
PeakO | 0 | 0 | 0 | 0 | 0 | 0
ST | 0 | 0 | 0 | 0 | 0 | 0
STOG | 0 | 0 | 0 | 0 | 0 | 0
STWD | 0 | 0 | 0 | 0 | 0 | 0
WT | 0 | 0 | 0 | 0 | 0 | 0
IGCC | 0 | 0 | 0 | 0 | 0 | 0
DemandResponse | 0 | 0 | 0 | 0 | 0 | 0
IGCC-CCS | 0 | 0 | 0 | 0 | 0 | 0
WT_off | 0 | 0 | 0 | 0 | 0 | 0
PseudoUnit | 0 | 0 | 0 | 0 | 0 | 0
FixedInterchange | 0 | 0 | 0 | 0 | 0 | 0
Emission Cost by Reporting Type: NWPP_Gas
ReportingType | 2015 | 2020 | 2025 | 2030 | 2035 | 2040
BM | 0 | 0 | 0 | 0 | 0 | 0
CC | 0 | 0 | 0 | 0 | 0 | 0
CSP | 0 | 0 | 0 | 0 | 0 | 0
CT | 0 | 0 | 0 | 0 | 0 | 0
Coal | 0 | 0 | 0 | 0 | 0 | 0
Geo | 0 | 0 | 0 | 0 | 0 | 0
H | 0 | 0 | 0 | 0 | 0 | 0
LFG | 0 | 0 | 0 | 0 | 0 | 0
Nuc | 0 | 0 | 0 | 0 | 0 | 0
PS | 0 | 0 | 0 | 0 | 0 | 0
PV | 0 | 0 | 0 | 0 | 0 | 0
PeakG | 0 | 0 | 0 | 0 | 0 | 0
PeakO | 0 | 0 | 0 | 0 | 0 | 0
ST | 0 | 0 | 0 | 0 | 0 | 0
STOG | 0 | 0 | 0 | 0 | 0 | 0
STWD | 0 | 0 | 0 | 0 | 0 | 0
WT | 0 | 0 | 0 | 0 | 0 | 0
IGCC | 0 | 0 | 0 | 0 | 0 | 0
DemandResponse | 0 | 0 | 0 | 0 | 0 | 0
IGCC-CCS | 0 | 0 | 0 | 0 | 0 | 0
WT_off | 0 | 0 | 0 | 0 | 0 | 0
PseudoUnit | 0 | 0 | 0 | 0 | 0 | 0
FixedInterchange | 0 | 0 | 0 | 0 | 0 | 0
Emission Cost by Reporting Type: NWPP_NucRenew
ReportingType | 2015 | 2020 | 2025 | 2030 | 2035 | 2040
BM | 0 | 0 | 0 | 0 | 0 | 0
CC | 0 | 0 | 0 | 0 | 0 | 0
CSP | 0 | 0 | 0 | 0 | 0 | 0
CT | 0 | 0 | 0 | 0 | 0 | 0
Coal | 0 | 0 | 0 | 0 | 0 | 0
Geo | 0 | 0 | 0 | 0 | 0 | 0
H | 0 | 0 | 0 | 0 | 0 | 0
LFG | 0 | 0 | 0 | 0 | 0 | 0
Nuc | 0 | 0 | 0 | 0 | 0 | 0
PS | 0 | 0 | 0 | 0 | 0 | 0
PV | 0 | 0 | 0 | 0 | 0 | 0
PeakG | 0 | 0 | 0 | 0 | 0 | 0
PeakO | 0 | 0 | 0 | 0 | 0 | 0
ST | 0 | 0 | 0 | 0 | 0 | 0
STOG | 0 | 0 | 0 | 0 | 0 | 0
STWD | 0 | 0 | 0 | 0 | 0 | 0
WT | 0 | 0 | 0 | 0 | 0 | 0
IGCC | 0 | 0 | 0 | 0 | 0 | 0
DemandResponse | 0 | 0 | 0 | 0 | 0 | 0
IGCC-CCS | 0 | 0 | 0 | 0 | 0 | 0
WT_off | 0 | 0 | 0 | 0 | 0 | 0
PseudoUnit | 0 | 0 | 0 | 0 | 0 | 0
FixedInterchange | 0 | 0 | 0 | 0 | 0 | 0
Emission Cost by Reporting Type: RMPA
ReportingType | 2015 | 2020 | 2025 | 2030 | 2035 | 2040
BM | 0 | 0 | 0 | 0 | 0 | 0
CC | 0 | 0 | 0 | 0 | 0 | 0
CSP | 0 | 0 | 0 | 0 | 0 | 0
CT | 0 | 0 | 0 | 0 | 0 | 0
Coal | 0 | 0 | 0 | 0 | 0 | 0
Geo | 0 | 0 | 0 | 0 | 0 | 0
H | 0 | 0 | 0 | 0 | 0 | 0
LFG | 0 | 0 | 0 | 0 | 0 | 0
Nuc | 0 | 0 | 0 | 0 | 0 | 0
PS | 0 | 0 | 0 | 0 | 0 | 0
PV | 0 | 0 | 0 | 0 | 0 | 0
PeakG | 0 | 0 | 0 | 0 | 0 | 0
PeakO | 0 | 0 | 0 | 0 | 0 | 0
ST | 0 | 0 | 0 | 0 | 0 | 0
STOG | 0 | 0 | 0 | 0 | 0 | 0
STWD | 0 | 0 | 0 | 0 | 0 | 0
WT | 0 | 0 | 0 | 0 | 0 | 0
IGCC | 0 | 0 | 0 | 0 | 0 | 0
DemandResponse | 0 | 0 | 0 | 0 | 0 | 0
IGCC-CCS | 0 | 0 | 0 | 0 | 0 | 0
WT_off | 0 | 0 | 0 | 0 | 0 | 0
PseudoUnit | 0 | 0 | 0 | 0 | 0 | 0
FixedInterchange | 0 | 0 | 0 | 0 | 0 | 0
Emission Cost by Reporting Type: SP15
ReportingType | 2015 | 2020 | 2025 | 2030 | 2035 | 2040
BM | 0 | 0 | 0 | 0 | 0 | 0
CC | 0 | 0 | 0 | 0 | 0 | 0
CSP | 0 | 0 | 0 | 0 | 0 | 0
CT | 0 | 0 | 0 | 0 | 0 | 0
Coal | 0 | 0 | 0 | 0 | 0 | 0
Geo | 0 | 0 | 0 | 0 | 0 | 0
H | 0 | 0 | 0 | 0 | 0 | 0
LFG | 0 | 0 | 0 | 0 | 0 | 0
Nuc | 0 | 0 | 0 | 0 | 0 | 0
PS | 0 | 0 | 0 | 0 | 0 | 0
PV | 0 | 0 | 0 | 0 | 0 | 0
PeakG | 0 | 0 | 0 | 0 | 0 | 0
PeakO | 0 | 0 | 0 | 0 | 0 | 0
ST | 0 | 0 | 0 | 0 | 0 | 0
STOG | 0 | 0 | 0 | 0 | 0 | 0
STWD | 0 | 0 | 0 | 0 | 0 | 0
WT | 0 | 0 | 0 | 0 | 0 | 0
IGCC | 0 | 0 | 0 | 0 | 0 | 0
DemandResponse | 0 | 0 | 0 | 0 | 0 | 0
IGCC-CCS | 0 | 0 | 0 | 0 | 0 | 0
WT_off | 0 | 0 | 0 | 0 | 0 | 0
PseudoUnit | 0 | 0 | 0 | 0 | 0 | 0
FixedInterchange | 0 | 0 | 0 | 0 | 0 | 0
Emission Cost by Reporting Type: ALB
ReportingType | 2015 | 2020 | 2025 | 2030 | 2035 | 2040
BM | 0 | 0 | 0 | 0 | 0 | 0
CC | 0 | 0 | 0 | 0 | 0 | 0
CSP | 0 | 0 | 0 | 0 | 0 | 0
CT | 0 | 0 | 0 | 0 | 0 | 0
Coal | 0 | 0 | 0 | 0 | 0 | 0
Geo | 0 | 0 | 0 | 0 | 0 | 0
H | 0 | 0 | 0 | 0 | 0 | 0
LFG | 0 | 0 | 0 | 0 | 0 | 0
Nuc | 0 | 0 | 0 | 0 | 0 | 0
PS | 0 | 0 | 0 | 0 | 0 | 0
PV | 0 | 0 | 0 | 0 | 0 | 0
PeakG | 0 | 0 | 0 | 0 | 0 | 0
PeakO | 0 | 0 | 0 | 0 | 0 | 0
ST | 0 | 0 | 0 | 0 | 0 | 0
STOG | 0 | 0 | 0 | 0 | 0 | 0
STWD | 0 | 0 | 0 | 0 | 0 | 0
WT | 0 | 0 | 0 | 0 | 0 | 0
IGCC | 0 | 0 | 0 | 0 | 0 | 0
DemandResponse | 0 | 0 | 0 | 0 | 0 | 0
IGCC-CCS | 0 | 0 | 0 | 0 | 0 | 0
WT_off | 0 | 0 | 0 | 0 | 0 | 0
PseudoUnit | 0 | 0 | 0 | 0 | 0 | 0
FixedInterchange | 0 | 0 | 0 | 0 | 0 | 0
Emission Cost by Reporting Type: BC
ReportingType | 2015 | 2020 | 2025 | 2030 | 2035 | 2040
BM | 0 | 0 | 0 | 0 | 0 | 0
CC | 0 | 0 | 0 | 0 | 0 | 0
CSP | 0 | 0 | 0 | 0 | 0 | 0
CT | 0 | 0 | 0 | 0 | 0 | 0
Coal | 0 | 0 | 0 | 0 | 0 | 0
Geo | 0 | 0 | 0 | 0 | 0 | 0
H | 0 | 0 | 0 | 0 | 0 | 0
LFG | 0 | 0 | 0 | 0 | 0 | 0
Nuc | 0 | 0 | 0 | 0 | 0 | 0
PS | 0 | 0 | 0 | 0 | 0 | 0
PV | 0 | 0 | 0 | 0 | 0 | 0
PeakG | 0 | 0 | 0 | 0 | 0 | 0
PeakO | 0 | 0 | 0 | 0 | 0 | 0
ST | 0 | 0 | 0 | 0 | 0 | 0
STOG | 0 | 0 | 0 | 0 | 0 | 0
STWD | 0 | 0 | 0 | 0 | 0 | 0
WT | 0 | 0 | 0 | 0 | 0 | 0
IGCC | 0 | 0 | 0 | 0 | 0 | 0
DemandResponse | 0 | 0 | 0 | 0 | 0 | 0
IGCC-CCS | 0 | 0 | 0 | 0 | 0 | 0
WT_off | 0 | 0 | 0 | 0 | 0 | 0
PseudoUnit | 0 | 0 | 0 | 0 | 0 | 0
FixedInterchange | 0 | 0 | 0 | 0 | 0 | 0
Emission Cost by Reporting Type: HQ_IESO
ReportingType | 2015 | 2020 | 2025 | 2030 | 2035 | 2040
BM | 0 | 0 | 0 | 0 | 0 | 0
CC | 0 | 0 | 0 | 0 | 0 | 0
CSP | 0 | 0 | 0 | 0 | 0 | 0
CT | 0 | 0 | 0 | 0 | 0 | 0
Coal | 0 | 0 | 0 | 0 | 0 | 0
Geo | 0 | 0 | 0 | 0 | 0 | 0
H | 0 | 0 | 0 | 0 | 0 | 0
LFG | 0 | 0 | 0 | 0 | 0 | 0
Nuc | 0 | 0 | 0 | 0 | 0 | 0
PS | 0 | 0 | 0 | 0 | 0 | 0
PV | 0 | 0 | 0 | 0 | 0 | 0
PeakG | 0 | 0 | 0 | 0 | 0 | 0
PeakO | 0 | 0 | 0 | 0 | 0 | 0
ST | 0 | 0 | 0 | 0 | 0 | 0
STOG | 0 | 0 | 0 | 0 | 0 | 0
STWD | 0 | 0 | 0 | 0 | 0 | 0
WT | 0 | 0 | 0 | 0 | 0 | 0
IGCC | 0 | 0 | 0 | 0 | 0 | 0
DemandResponse | 0 | 0 | 0 | 0 | 0 | 0
IGCC-CCS | 0 | 0 | 0 | 0 | 0 | 0
WT_off | 0 | 0 | 0 | 0 | 0 | 0
PseudoUnit | 0 | 0 | 0 | 0 | 0 | 0
FixedInterchange | 0 | 0 | 0 | 0 | 0 | 0
Emission Cost by Reporting Type: HQ_NEISO
ReportingType | 2015 | 2020 | 2025 | 2030 | 2035 | 2040
BM | 0 | 0 | 0 | 0 | 0 | 0
CC | 0 | 0 | 0 | 0 | 0 | 0
CSP | 0 | 0 | 0 | 0 | 0 | 0
CT | 0 | 0 | 0 | 0 | 0 | 0
Coal | 0 | 0 | 0 | 0 | 0 | 0
Geo | 0 | 0 | 0 | 0 | 0 | 0
H | 0 | 0 | 0 | 0 | 0 | 0
LFG | 0 | 0 | 0 | 0 | 0 | 0
Nuc | 0 | 0 | 0 | 0 | 0 | 0
PS | 0 | 0 | 0 | 0 | 0 | 0
PV | 0 | 0 | 0 | 0 | 0 | 0
PeakG | 0 | 0 | 0 | 0 | 0 | 0
PeakO | 0 | 0 | 0 | 0 | 0 | 0
ST | 0 | 0 | 0 | 0 | 0 | 0
STOG | 0 | 0 | 0 | 0 | 0 | 0
STWD | 0 | 0 | 0 | 0 | 0 | 0
WT | 0 | 0 | 0 | 0 | 0 | 0
IGCC | 0 | 0 | 0 | 0 | 0 | 0
DemandResponse | 0 | 0 | 0 | 0 | 0 | 0
IGCC-CCS | 0 | 0 | 0 | 0 | 0 | 0
WT_off | 0 | 0 | 0 | 0 | 0 | 0
PseudoUnit | 0 | 0 | 0 | 0 | 0 | 0
FixedInterchange | 0 | 0 | 0 | 0 | 0 | 0
Emission Cost by Reporting Type: HQ_NY
ReportingType | 2015 | 2020 | 2025 | 2030 | 2035 | 2040
BM | 0 | 0 | 0 | 0 | 0 | 0
CC | 0 | 0 | 0 | 0 | 0 | 0
CSP | 0 | 0 | 0 | 0 | 0 | 0
CT | 0 | 0 | 0 | 0 | 0 | 0
Coal | 0 | 0 | 0 | 0 | 0 | 0
Geo | 0 | 0 | 0 | 0 | 0 | 0
H | 0 | 0 | 0 | 0 | 0 | 0
LFG | 0 | 0 | 0 | 0 | 0 | 0
Nuc | 0 | 0 | 0 | 0 | 0 | 0
PS | 0 | 0 | 0 | 0 | 0 | 0
PV | 0 | 0 | 0 | 0 | 0 | 0
PeakG | 0 | 0 | 0 | 0 | 0 | 0
PeakO | 0 | 0 | 0 | 0 | 0 | 0
ST | 0 | 0 | 0 | 0 | 0 | 0
STOG | 0 | 0 | 0 | 0 | 0 | 0
STWD | 0 | 0 | 0 | 0 | 0 | 0
WT | 0 | 0 | 0 | 0 | 0 | 0
IGCC | 0 | 0 | 0 | 0 | 0 | 0
DemandResponse | 0 | 0 | 0 | 0 | 0 | 0
IGCC-CCS | 0 | 0 | 0 | 0 | 0 | 0
WT_off | 0 | 0 | 0 | 0 | 0 | 0
PseudoUnit | 0 | 0 | 0 | 0 | 0 | 0
FixedInterchange | 0 | 0 | 0 | 0 | 0 | 0
Emission Cost by Reporting Type: MARITIMES
ReportingType | 2015 | 2020 | 2025 | 2030 | 2035 | 2040
BM | 0 | 0 | 0 | 0 | 0 | 0
CC | 0 | 0 | 0 | 0 | 0 | 0
CSP | 0 | 0 | 0 | 0 | 0 | 0
CT | 0 | 0 | 0 | 0 | 0 | 0
Coal | 0 | 0 | 0 | 0 | 0 | 0
Geo | 0 | 0 | 0 | 0 | 0 | 0
H | 0 | 0 | 0 | 0 | 0 | 0
LFG | 0 | 0 | 0 | 0 | 0 | 0
Nuc | 0 | 0 | 0 | 0 | 0 | 0
PS | 0 | 0 | 0 | 0 | 0 | 0
PV | 0 | 0 | 0 | 0 | 0 | 0
PeakG | 0 | 0 | 0 | 0 | 0 | 0
PeakO | 0 | 0 | 0 | 0 | 0 | 0
ST | 0 | 0 | 0 | 0 | 0 | 0
STOG | 0 | 0 | 0 | 0 | 0 | 0
STWD | 0 | 0 | 0 | 0 | 0 | 0
WT | 0 | 0 | 0 | 0 | 0 | 0
IGCC | 0 | 0 | 0 | 0 | 0 | 0
DemandResponse | 0 | 0 | 0 | 0 | 0 | 0
IGCC-CCS | 0 | 0 | 0 | 0 | 0 | 0
WT_off | 0 | 0 | 0 | 0 | 0 | 0
PseudoUnit | 0 | 0 | 0 | 0 | 0 | 0
FixedInterchange | 0 | 0 | 0 | 0 | 0 | 0
Emission Cost by Reporting Type: All
ReportingType | 2015 | 2020 | 2025 | 2030 | 2035 | 2040
BM | 0 | 0 | 0 | 0 | 0 | 0
CC | 0 | 0 | 0 | 0 | 0 | 0
CSP | 0 | 0 | 0 | 0 | 0 | 0
CT | 0 | 0 | 0 | 0 | 0 | 0
Coal | 0 | 0 | 0 | 0 | 0 | 0
Geo | 0 | 0 | 0 | 0 | 0 | 0
H | 0 | 0 | 0 | 0 | 0 | 0
LFG | 0 | 0 | 0 | 0 | 0 | 0
Nuc | 0 | 0 | 0 | 0 | 0 | 0
PS | 0 | 0 | 0 | 0 | 0 | 0
PV | 0 | 0 | 0 | 0 | 0 | 0
PeakG | 0 | 0 | 0 | 0 | 0 | 0
PeakO | 0 | 0 | 0 | 0 | 0 | 0
ST | 0 | 0 | 0 | 0 | 0 | 0
STOG | 0 | 0 | 0 | 0 | 0 | 0
STWD | 0 | 0 | 0 | 0 | 0 | 0
WT | 0 | 0 | 0 | 0 | 0 | 0
IGCC | 0 | 0 | 0 | 0 | 0 | 0
DemandResponse | 0 | 0 | 0 | 0 | 0 | 0
IGCC-CCS | 0 | 0 | 0 | 0 | 0 | 0
WT_off | 0 | 0 | 0 | 0 | 0 | 0
PseudoUnit | 0 | 0 | 0 | 0 | 0 | 0
FixedInterchange | 0 | 0 | 0 | 0 | 0 | 0
Emission Cost by Reporting Type: EI_US
ReportingType | 2015 | 2020 | 2025 | 2030 | 2035 | 2040
BM | 0 | 0 | 0 | 0 | 0 | 0
CC | 0 | 0 | 0 | 0 | 0 | 0
CSP | 0 | 0 | 0 | 0 | 0 | 0
CT | 0 | 0 | 0 | 0 | 0 | 0
Coal | 0 | 0 | 0 | 0 | 0 | 0
Geo | 0 | 0 | 0 | 0 | 0 | 0
H | 0 | 0 | 0 | 0 | 0 | 0
LFG | 0 | 0 | 0 | 0 | 0 | 0
Nuc | 0 | 0 | 0 | 0 | 0 | 0
PS | 0 | 0 | 0 | 0 | 0 | 0
PV | 0 | 0 | 0 | 0 | 0 | 0
PeakG | 0 | 0 | 0 | 0 | 0 | 0
PeakO | 0 | 0 | 0 | 0 | 0 | 0
ST | 0 | 0 | 0 | 0 | 0 | 0
STOG | 0 | 0 | 0 | 0 | 0 | 0
STWD | 0 | 0 | 0 | 0 | 0 | 0
WT | 0 | 0 | 0 | 0 | 0 | 0
IGCC | 0 | 0 | 0 | 0 | 0 | 0
DemandResponse | 0 | 0 | 0 | 0 | 0 | 0
IGCC-CCS | 0 | 0 | 0 | 0 | 0 | 0
WT_off | 0 | 0 | 0 | 0 | 0 | 0
PseudoUnit | 0 | 0 | 0 | 0 | 0 | 0
FixedInterchange | 0 | 0 | 0 | 0 | 0 | 0
Emission Cost by Reporting Type: EI_Canada
ReportingType | 2015 | 2020 | 2025 | 2030 | 2035 | 2040
BM | 0 | 0 | 0 | 0 | 0 | 0
CC | 0 | 0 | 0 | 0 | 0 | 0
CSP | 0 | 0 | 0 | 0 | 0 | 0
CT | 0 | 0 | 0 | 0 | 0 | 0
Coal | 0 | 0 | 0 | 0 | 0 | 0
Geo | 0 | 0 | 0 | 0 | 0 | 0
H | 0 | 0 | 0 | 0 | 0 | 0
LFG | 0 | 0 | 0 | 0 | 0 | 0
Nuc | 0 | 0 | 0 | 0 | 0 | 0
PS | 0 | 0 | 0 | 0 | 0 | 0
PV | 0 | 0 | 0 | 0 | 0 | 0
PeakG | 0 | 0 | 0 | 0 | 0 | 0
PeakO | 0 | 0 | 0 | 0 | 0 | 0
ST | 0 | 0 | 0 | 0 | 0 | 0
STOG | 0 | 0 | 0 | 0 | 0 | 0
STWD | 0 | 0 | 0 | 0 | 0 | 0
WT | 0 | 0 | 0 | 0 | 0 | 0
IGCC | 0 | 0 | 0 | 0 | 0 | 0
DemandResponse | 0 | 0 | 0 | 0 | 0 | 0
IGCC-CCS | 0 | 0 | 0 | 0 | 0 | 0
WT_off | 0 | 0 | 0 | 0 | 0 | 0
PseudoUnit | 0 | 0 | 0 | 0 | 0 | 0
FixedInterchange | 0 | 0 | 0 | 0 | 0 | 0
Emission Cost by Reporting Type: EI
ReportingType | 2015 | 2020 | 2025 | 2030 | 2035 | 2040
BM | 0 | 0 | 0 | 0 | 0 | 0
CC | 0 | 0 | 0 | 0 | 0 | 0
CSP | 0 | 0 | 0 | 0 | 0 | 0
CT | 0 | 0 | 0 | 0 | 0 | 0
Coal | 0 | 0 | 0 | 0 | 0 | 0
Geo | 0 | 0 | 0 | 0 | 0 | 0
H | 0 | 0 | 0 | 0 | 0 | 0
LFG | 0 | 0 | 0 | 0 | 0 | 0
Nuc | 0 | 0 | 0 | 0 | 0 | 0
PS | 0 | 0 | 0 | 0 | 0 | 0
PV | 0 | 0 | 0 | 0 | 0 | 0
PeakG | 0 | 0 | 0 | 0 | 0 | 0
PeakO | 0 | 0 | 0 | 0 | 0 | 0
ST | 0 | 0 | 0 | 0 | 0 | 0
STOG | 0 | 0 | 0 | 0 | 0 | 0
STWD | 0 | 0 | 0 | 0 | 0 | 0
WT | 0 | 0 | 0 | 0 | 0 | 0
IGCC | 0 | 0 | 0 | 0 | 0 | 0
DemandResponse | 0 | 0 | 0 | 0 | 0 | 0
IGCC-CCS | 0 | 0 | 0 | 0 | 0 | 0
WT_off | 0 | 0 | 0 | 0 | 0 | 0
PseudoUnit | 0 | 0 | 0 | 0 | 0 | 0
FixedInterchange | 0 | 0 | 0 | 0 | 0 | 0
Emission Cost by Reporting Type: Outside_EI
ReportingType | 2015 | 2020 | 2025 | 2030 | 2035 | 2040
BM | 0 | 0 | 0 | 0 | 0 | 0
CC | 0 | 0 | 0 | 0 | 0 | 0
CSP | 0 | 0 | 0 | 0 | 0 | 0
CT | 0 | 0 | 0 | 0 | 0 | 0
Coal | 0 | 0 | 0 | 0 | 0 | 0
Geo | 0 | 0 | 0 | 0 | 0 | 0
H | 0 | 0 | 0 | 0 | 0 | 0
LFG | 0 | 0 | 0 | 0 | 0 | 0
Nuc | 0 | 0 | 0 | 0 | 0 | 0
PS | 0 | 0 | 0 | 0 | 0 | 0
PV | 0 | 0 | 0 | 0 | 0 | 0
PeakG | 0 | 0 | 0 | 0 | 0 | 0
PeakO | 0 | 0 | 0 | 0 | 0 | 0
ST | 0 | 0 | 0 | 0 | 0 | 0
STOG | 0 | 0 | 0 | 0 | 0 | 0
STWD | 0 | 0 | 0 | 0 | 0 | 0
WT | 0 | 0 | 0 | 0 | 0 | 0
IGCC | 0 | 0 | 0 | 0 | 0 | 0
DemandResponse | 0 | 0 | 0 | 0 | 0 | 0
IGCC-CCS | 0 | 0 | 0 | 0 | 0 | 0
WT_off | 0 | 0 | 0 | 0 | 0 | 0
PseudoUnit | 0 | 0 | 0 | 0 | 0 | 0
FixedInterchange | 0 | 0 | 0 | 0 | 0 | 0
==== Emission Program: CAMR : (Hg) ====
Emission Cost by Reporting Type: Entergy
ReportingType | 2015 | 2020 | 2025 | 2030 | 2035 | 2040
BM | 0 | 0 | 0 | 0 | 0 | 0
CC | 0 | 0 | 0 | 0 | 0 | 0
CSP | 0 | 0 | 0 | 0 | 0 | 0
CT | 0 | 0 | 0 | 0 | 0 | 0
Coal | 0 | 0 | 0 | 0 | 0 | 0
Geo | 0 | 0 | 0 | 0 | 0 | 0
H | 0 | 0 | 0 | 0 | 0 | 0
LFG | 0 | 0 | 0 | 0 | 0 | 0
Nuc | 0 | 0 | 0 | 0 | 0 | 0
PS | 0 | 0 | 0 | 0 | 0 | 0
PV | 0 | 0 | 0 | 0 | 0 | 0
PeakG | 0 | 0 | 0 | 0 | 0 | 0
PeakO | 0 | 0 | 0 | 0 | 0 | 0
ST | 0 | 0 | 0 | 0 | 0 | 0
STOG | 0 | 0 | 0 | 0 | 0 | 0
STWD | 0 | 0 | 0 | 0 | 0 | 0
WT | 0 | 0 | 0 | 0 | 0 | 0
IGCC | 0 | 0 | 0 | 0 | 0 | 0
DemandResponse | 0 | 0 | 0 | 0 | 0 | 0
IGCC-CCS | 0 | 0 | 0 | 0 | 0 | 0
WT_off | 0 | 0 | 0 | 0 | 0 | 0
PseudoUnit | 0 | 0 | 0 | 0 | 0 | 0
FixedInterchange | 0 | 0 | 0 | 0 | 0 | 0
Emission Cost by Reporting Type: FRCC
ReportingType | 2015 | 2020 | 2025 | 2030 | 2035 | 2040
BM | 0 | 0 | 0 | 0 | 0 | 0
CC | 0 | 0 | 0 | 0 | 0 | 0
CSP | 0 | 0 | 0 | 0 | 0 | 0
CT | 0 | 0 | 0 | 0 | 0 | 0
Coal | 0 | 0 | 0 | 0 | 0 | 0
Geo | 0 | 0 | 0 | 0 | 0 | 0
H | 0 | 0 | 0 | 0 | 0 | 0
LFG | 0 | 0 | 0 | 0 | 0 | 0
Nuc | 0 | 0 | 0 | 0 | 0 | 0
PS | 0 | 0 | 0 | 0 | 0 | 0
PV | 0 | 0 | 0 | 0 | 0 | 0
PeakG | 0 | 0 | 0 | 0 | 0 | 0
PeakO | 0 | 0 | 0 | 0 | 0 | 0
ST | 0 | 0 | 0 | 0 | 0 | 0
STOG | 0 | 0 | 0 | 0 | 0 | 0
STWD | 0 | 0 | 0 | 0 | 0 | 0
WT | 0 | 0 | 0 | 0 | 0 | 0
IGCC | 0 | 0 | 0 | 0 | 0 | 0
DemandResponse | 0 | 0 | 0 | 0 | 0 | 0
IGCC-CCS | 0 | 0 | 0 | 0 | 0 | 0
WT_off | 0 | 0 | 0 | 0 | 0 | 0
PseudoUnit | 0 | 0 | 0 | 0 | 0 | 0
FixedInterchange | 0 | 0 | 0 | 0 | 0 | 0
Emission Cost by Reporting Type: MAPP_US
ReportingType | 2015 | 2020 | 2025 | 2030 | 2035 | 2040
BM | 0 | 0 | 0 | 0 | 0 | 0
CC | 0 | 0 | 0 | 0 | 0 | 0
CSP | 0 | 0 | 0 | 0 | 0 | 0
CT | 0 | 0 | 0 | 0 | 0 | 0
Coal | 0 | 0 | 0 | 0 | 0 | 0
Geo | 0 | 0 | 0 | 0 | 0 | 0
H | 0 | 0 | 0 | 0 | 0 | 0
LFG | 0 | 0 | 0 | 0 | 0 | 0
Nuc | 0 | 0 | 0 | 0 | 0 | 0
PS | 0 | 0 | 0 | 0 | 0 | 0
PV | 0 | 0 | 0 | 0 | 0 | 0
PeakG | 0 | 0 | 0 | 0 | 0 | 0
PeakO | 0 | 0 | 0 | 0 | 0 | 0
ST | 0 | 0 | 0 | 0 | 0 | 0
STOG | 0 | 0 | 0 | 0 | 0 | 0
STWD | 0 | 0 | 0 | 0 | 0 | 0
WT | 0 | 0 | 0 | 0 | 0 | 0
IGCC | 0 | 0 | 0 | 0 | 0 | 0
DemandResponse | 0 | 0 | 0 | 0 | 0 | 0
IGCC-CCS | 0 | 0 | 0 | 0 | 0 | 0
WT_off | 0 | 0 | 0 | 0 | 0 | 0
PseudoUnit | 0 | 0 | 0 | 0 | 0 | 0
FixedInterchange | 0 | 0 | 0 | 0 | 0 | 0
Emission Cost by Reporting Type: MISO_IN
ReportingType | 2015 | 2020 | 2025 | 2030 | 2035 | 2040
BM | 0 | 0 | 0 | 0 | 0 | 0
CC | 0 | 0 | 0 | 0 | 0 | 0
CSP | 0 | 0 | 0 | 0 | 0 | 0
CT | 0 | 0 | 0 | 0 | 0 | 0
Coal | 0 | 0 | 0 | 0 | 0 | 0
Geo | 0 | 0 | 0 | 0 | 0 | 0
H | 0 | 0 | 0 | 0 | 0 | 0
LFG | 0 | 0 | 0 | 0 | 0 | 0
Nuc | 0 | 0 | 0 | 0 | 0 | 0
PS | 0 | 0 | 0 | 0 | 0 | 0
PV | 0 | 0 | 0 | 0 | 0 | 0
PeakG | 0 | 0 | 0 | 0 | 0 | 0
PeakO | 0 | 0 | 0 | 0 | 0 | 0
ST | 0 | 0 | 0 | 0 | 0 | 0
STOG | 0 | 0 | 0 | 0 | 0 | 0
STWD | 0 | 0 | 0 | 0 | 0 | 0
WT | 0 | 0 | 0 | 0 | 0 | 0
IGCC | 0 | 0 | 0 | 0 | 0 | 0
DemandResponse | 0 | 0 | 0 | 0 | 0 | 0
IGCC-CCS | 0 | 0 | 0 | 0 | 0 | 0
WT_off | 0 | 0 | 0 | 0 | 0 | 0
PseudoUnit | 0 | 0 | 0 | 0 | 0 | 0
FixedInterchange | 0 | 0 | 0 | 0 | 0 | 0
Emission Cost by Reporting Type: MISO_MI
ReportingType | 2015 | 2020 | 2025 | 2030 | 2035 | 2040
BM | 0 | 0 | 0 | 0 | 0 | 0
CC | 0 | 0 | 0 | 0 | 0 | 0
CSP | 0 | 0 | 0 | 0 | 0 | 0
CT | 0 | 0 | 0 | 0 | 0 | 0
Coal | 0 | 0 | 0 | 0 | 0 | 0
Geo | 0 | 0 | 0 | 0 | 0 | 0
H | 0 | 0 | 0 | 0 | 0 | 0
LFG | 0 | 0 | 0 | 0 | 0 | 0
Nuc | 0 | 0 | 0 | 0 | 0 | 0
PS | 0 | 0 | 0 | 0 | 0 | 0
PV | 0 | 0 | 0 | 0 | 0 | 0
PeakG | 0 | 0 | 0 | 0 | 0 | 0
PeakO | 0 | 0 | 0 | 0 | 0 | 0
ST | 0 | 0 | 0 | 0 | 0 | 0
STOG | 0 | 0 | 0 | 0 | 0 | 0
STWD | 0 | 0 | 0 | 0 | 0 | 0
WT | 0 | 0 | 0 | 0 | 0 | 0
IGCC | 0 | 0 | 0 | 0 | 0 | 0
DemandResponse | 0 | 0 | 0 | 0 | 0 | 0
IGCC-CCS | 0 | 0 | 0 | 0 | 0 | 0
WT_off | 0 | 0 | 0 | 0 | 0 | 0
PseudoUnit | 0 | 0 | 0 | 0 | 0 | 0
FixedInterchange | 0 | 0 | 0 | 0 | 0 | 0
Emission Cost by Reporting Type: MISO_MO-IL
ReportingType | 2015 | 2020 | 2025 | 2030 | 2035 | 2040
BM | 0 | 0 | 0 | 0 | 0 | 0
CC | 0 | 0 | 0 | 0 | 0 | 0
CSP | 0 | 0 | 0 | 0 | 0 | 0
CT | 0 | 0 | 0 | 0 | 0 | 0
Coal | 0 | 0 | 0 | 0 | 0 | 0
Geo | 0 | 0 | 0 | 0 | 0 | 0
H | 0 | 0 | 0 | 0 | 0 | 0
LFG | 0 | 0 | 0 | 0 | 0 | 0
Nuc | 0 | 0 | 0 | 0 | 0 | 0
PS | 0 | 0 | 0 | 0 | 0 | 0
PV | 0 | 0 | 0 | 0 | 0 | 0
PeakG | 0 | 0 | 0 | 0 | 0 | 0
PeakO | 0 | 0 | 0 | 0 | 0 | 0
ST | 0 | 0 | 0 | 0 | 0 | 0
STOG | 0 | 0 | 0 | 0 | 0 | 0
STWD | 0 | 0 | 0 | 0 | 0 | 0
WT | 0 | 0 | 0 | 0 | 0 | 0
IGCC | 0 | 0 | 0 | 0 | 0 | 0
DemandResponse | 0 | 0 | 0 | 0 | 0 | 0
IGCC-CCS | 0 | 0 | 0 | 0 | 0 | 0
WT_off | 0 | 0 | 0 | 0 | 0 | 0
PseudoUnit | 0 | 0 | 0 | 0 | 0 | 0
FixedInterchange | 0 | 0 | 0 | 0 | 0 | 0
Emission Cost by Reporting Type: MISO_W
ReportingType | 2015 | 2020 | 2025 | 2030 | 2035 | 2040
BM | 0 | 0 | 0 | 0 | 0 | 0
CC | 0 | 0 | 0 | 0 | 0 | 0
CSP | 0 | 0 | 0 | 0 | 0 | 0
CT | 0 | 0 | 0 | 0 | 0 | 0
Coal | 0 | 0 | 0 | 0 | 0 | 0
Geo | 0 | 0 | 0 | 0 | 0 | 0
H | 0 | 0 | 0 | 0 | 0 | 0
LFG | 0 | 0 | 0 | 0 | 0 | 0
Nuc | 0 | 0 | 0 | 0 | 0 | 0
PS | 0 | 0 | 0 | 0 | 0 | 0
PV | 0 | 0 | 0 | 0 | 0 | 0
PeakG | 0 | 0 | 0 | 0 | 0 | 0
PeakO | 0 | 0 | 0 | 0 | 0 | 0
ST | 0 | 0 | 0 | 0 | 0 | 0
STOG | 0 | 0 | 0 | 0 | 0 | 0
STWD | 0 | 0 | 0 | 0 | 0 | 0
WT | 0 | 0 | 0 | 0 | 0 | 0
IGCC | 0 | 0 | 0 | 0 | 0 | 0
DemandResponse | 0 | 0 | 0 | 0 | 0 | 0
IGCC-CCS | 0 | 0 | 0 | 0 | 0 | 0
WT_off | 0 | 0 | 0 | 0 | 0 | 0
PseudoUnit | 0 | 0 | 0 | 0 | 0 | 0
FixedInterchange | 0 | 0 | 0 | 0 | 0 | 0
Emission Cost by Reporting Type: MISO_WUMS
ReportingType | 2015 | 2020 | 2025 | 2030 | 2035 | 2040
BM | 0 | 0 | 0 | 0 | 0 | 0
CC | 0 | 0 | 0 | 0 | 0 | 0
CSP | 0 | 0 | 0 | 0 | 0 | 0
CT | 0 | 0 | 0 | 0 | 0 | 0
Coal | 0 | 0 | 0 | 0 | 0 | 0
Geo | 0 | 0 | 0 | 0 | 0 | 0
H | 0 | 0 | 0 | 0 | 0 | 0
LFG | 0 | 0 | 0 | 0 | 0 | 0
Nuc | 0 | 0 | 0 | 0 | 0 | 0
PS | 0 | 0 | 0 | 0 | 0 | 0
PV | 0 | 0 | 0 | 0 | 0 | 0
PeakG | 0 | 0 | 0 | 0 | 0 | 0
PeakO | 0 | 0 | 0 | 0 | 0 | 0
ST | 0 | 0 | 0 | 0 | 0 | 0
STOG | 0 | 0 | 0 | 0 | 0 | 0
STWD | 0 | 0 | 0 | 0 | 0 | 0
WT | 0 | 0 | 0 | 0 | 0 | 0
IGCC | 0 | 0 | 0 | 0 | 0 | 0
DemandResponse | 0 | 0 | 0 | 0 | 0 | 0
IGCC-CCS | 0 | 0 | 0 | 0 | 0 | 0
WT_off | 0 | 0 | 0 | 0 | 0 | 0
PseudoUnit | 0 | 0 | 0 | 0 | 0 | 0
FixedInterchange | 0 | 0 | 0 | 0 | 0 | 0
Emission Cost by Reporting Type: Nebraska
ReportingType | 2015 | 2020 | 2025 | 2030 | 2035 | 2040
BM | 0 | 0 | 0 | 0 | 0 | 0
CC | 0 | 0 | 0 | 0 | 0 | 0
CSP | 0 | 0 | 0 | 0 | 0 | 0
CT | 0 | 0 | 0 | 0 | 0 | 0
Coal | 0 | 0 | 0 | 0 | 0 | 0
Geo | 0 | 0 | 0 | 0 | 0 | 0
H | 0 | 0 | 0 | 0 | 0 | 0
LFG | 0 | 0 | 0 | 0 | 0 | 0
Nuc | 0 | 0 | 0 | 0 | 0 | 0
PS | 0 | 0 | 0 | 0 | 0 | 0
PV | 0 | 0 | 0 | 0 | 0 | 0
PeakG | 0 | 0 | 0 | 0 | 0 | 0
PeakO | 0 | 0 | 0 | 0 | 0 | 0
ST | 0 | 0 | 0 | 0 | 0 | 0
STOG | 0 | 0 | 0 | 0 | 0 | 0
STWD | 0 | 0 | 0 | 0 | 0 | 0
WT | 0 | 0 | 0 | 0 | 0 | 0
IGCC | 0 | 0 | 0 | 0 | 0 | 0
DemandResponse | 0 | 0 | 0 | 0 | 0 | 0
IGCC-CCS | 0 | 0 | 0 | 0 | 0 | 0
WT_off | 0 | 0 | 0 | 0 | 0 | 0
PseudoUnit | 0 | 0 | 0 | 0 | 0 | 0
FixedInterchange | 0 | 0 | 0 | 0 | 0 | 0
Emission Cost by Reporting Type: NEISO
ReportingType | 2015 | 2020 | 2025 | 2030 | 2035 | 2040
BM | 0 | 0 | 0 | 0 | 0 | 0
CC | 0 | 0 | 0 | 0 | 0 | 0
CSP | 0 | 0 | 0 | 0 | 0 | 0
CT | 0 | 0 | 0 | 0 | 0 | 0
Coal | 0 | 0 | 0 | 0 | 0 | 0
Geo | 0 | 0 | 0 | 0 | 0 | 0
H | 0 | 0 | 0 | 0 | 0 | 0
LFG | 0 | 0 | 0 | 0 | 0 | 0
Nuc | 0 | 0 | 0 | 0 | 0 | 0
PS | 0 | 0 | 0 | 0 | 0 | 0
PV | 0 | 0 | 0 | 0 | 0 | 0
PeakG | 0 | 0 | 0 | 0 | 0 | 0
PeakO | 0 | 0 | 0 | 0 | 0 | 0
ST | 0 | 0 | 0 | 0 | 0 | 0
STOG | 0 | 0 | 0 | 0 | 0 | 0
STWD | 0 | 0 | 0 | 0 | 0 | 0
WT | 0 | 0 | 0 | 0 | 0 | 0
IGCC | 0 | 0 | 0 | 0 | 0 | 0
DemandResponse | 0 | 0 | 0 | 0 | 0 | 0
IGCC-CCS | 0 | 0 | 0 | 0 | 0 | 0
WT_off | 0 | 0 | 0 | 0 | 0 | 0
PseudoUnit | 0 | 0 | 0 | 0 | 0 | 0
FixedInterchange | 0 | 0 | 0 | 0 | 0 | 0
Emission Cost by Reporting Type: NonRTO_Midwest
ReportingType | 2015 | 2020 | 2025 | 2030 | 2035 | 2040
BM | 0 | 0 | 0 | 0 | 0 | 0
CC | 0 | 0 | 0 | 0 | 0 | 0
CSP | 0 | 0 | 0 | 0 | 0 | 0
CT | 0 | 0 | 0 | 0 | 0 | 0
Coal | 0 | 0 | 0 | 0 | 0 | 0
Geo | 0 | 0 | 0 | 0 | 0 | 0
H | 0 | 0 | 0 | 0 | 0 | 0
LFG | 0 | 0 | 0 | 0 | 0 | 0
Nuc | 0 | 0 | 0 | 0 | 0 | 0
PS | 0 | 0 | 0 | 0 | 0 | 0
PV | 0 | 0 | 0 | 0 | 0 | 0
PeakG | 0 | 0 | 0 | 0 | 0 | 0
PeakO | 0 | 0 | 0 | 0 | 0 | 0
ST | 0 | 0 | 0 | 0 | 0 | 0
STOG | 0 | 0 | 0 | 0 | 0 | 0
STWD | 0 | 0 | 0 | 0 | 0 | 0
WT | 0 | 0 | 0 | 0 | 0 | 0
IGCC | 0 | 0 | 0 | 0 | 0 | 0
DemandResponse | 0 | 0 | 0 | 0 | 0 | 0
IGCC-CCS | 0 | 0 | 0 | 0 | 0 | 0
WT_off | 0 | 0 | 0 | 0 | 0 | 0
PseudoUnit | 0 | 0 | 0 | 0 | 0 | 0
FixedInterchange | 0 | 0 | 0 | 0 | 0 | 0
Emission Cost by Reporting Type: NYISO_A-F
ReportingType | 2015 | 2020 | 2025 | 2030 | 2035 | 2040
BM | 0 | 0 | 0 | 0 | 0 | 0
CC | 0 | 0 | 0 | 0 | 0 | 0
CSP | 0 | 0 | 0 | 0 | 0 | 0
CT | 0 | 0 | 0 | 0 | 0 | 0
Coal | 0 | 0 | 0 | 0 | 0 | 0
Geo | 0 | 0 | 0 | 0 | 0 | 0
H | 0 | 0 | 0 | 0 | 0 | 0
LFG | 0 | 0 | 0 | 0 | 0 | 0
Nuc | 0 | 0 | 0 | 0 | 0 | 0
PS | 0 | 0 | 0 | 0 | 0 | 0
PV | 0 | 0 | 0 | 0 | 0 | 0
PeakG | 0 | 0 | 0 | 0 | 0 | 0
PeakO | 0 | 0 | 0 | 0 | 0 | 0
ST | 0 | 0 | 0 | 0 | 0 | 0
STOG | 0 | 0 | 0 | 0 | 0 | 0
STWD | 0 | 0 | 0 | 0 | 0 | 0
WT | 0 | 0 | 0 | 0 | 0 | 0
IGCC | 0 | 0 | 0 | 0 | 0 | 0
DemandResponse | 0 | 0 | 0 | 0 | 0 | 0
IGCC-CCS | 0 | 0 | 0 | 0 | 0 | 0
WT_off | 0 | 0 | 0 | 0 | 0 | 0
PseudoUnit | 0 | 0 | 0 | 0 | 0 | 0
FixedInterchange | 0 | 0 | 0 | 0 | 0 | 0
Emission Cost by Reporting Type: NYISO_G-I
ReportingType | 2015 | 2020 | 2025 | 2030 | 2035 | 2040
BM | 0 | 0 | 0 | 0 | 0 | 0
CC | 0 | 0 | 0 | 0 | 0 | 0
CSP | 0 | 0 | 0 | 0 | 0 | 0
CT | 0 | 0 | 0 | 0 | 0 | 0
Coal | 0 | 0 | 0 | 0 | 0 | 0
Geo | 0 | 0 | 0 | 0 | 0 | 0
H | 0 | 0 | 0 | 0 | 0 | 0
LFG | 0 | 0 | 0 | 0 | 0 | 0
Nuc | 0 | 0 | 0 | 0 | 0 | 0
PS | 0 | 0 | 0 | 0 | 0 | 0
PV | 0 | 0 | 0 | 0 | 0 | 0
PeakG | 0 | 0 | 0 | 0 | 0 | 0
PeakO | 0 | 0 | 0 | 0 | 0 | 0
ST | 0 | 0 | 0 | 0 | 0 | 0
STOG | 0 | 0 | 0 | 0 | 0 | 0
STWD | 0 | 0 | 0 | 0 | 0 | 0
WT | 0 | 0 | 0 | 0 | 0 | 0
IGCC | 0 | 0 | 0 | 0 | 0 | 0
DemandResponse | 0 | 0 | 0 | 0 | 0 | 0
IGCC-CCS | 0 | 0 | 0 | 0 | 0 | 0
WT_off | 0 | 0 | 0 | 0 | 0 | 0
PseudoUnit | 0 | 0 | 0 | 0 | 0 | 0
FixedInterchange | 0 | 0 | 0 | 0 | 0 | 0
Emission Cost by Reporting Type: NYISO_J-K
ReportingType | 2015 | 2020 | 2025 | 2030 | 2035 | 2040
BM | 0 | 0 | 0 | 0 | 0 | 0
CC | 0 | 0 | 0 | 0 | 0 | 0
CSP | 0 | 0 | 0 | 0 | 0 | 0
CT | 0 | 0 | 0 | 0 | 0 | 0
Coal | 0 | 0 | 0 | 0 | 0 | 0
Geo | 0 | 0 | 0 | 0 | 0 | 0
H | 0 | 0 | 0 | 0 | 0 | 0
LFG | 0 | 0 | 0 | 0 | 0 | 0
Nuc | 0 | 0 | 0 | 0 | 0 | 0
PS | 0 | 0 | 0 | 0 | 0 | 0
PV | 0 | 0 | 0 | 0 | 0 | 0
PeakG | 0 | 0 | 0 | 0 | 0 | 0
PeakO | 0 | 0 | 0 | 0 | 0 | 0
ST | 0 | 0 | 0 | 0 | 0 | 0
STOG | 0 | 0 | 0 | 0 | 0 | 0
STWD | 0 | 0 | 0 | 0 | 0 | 0
WT | 0 | 0 | 0 | 0 | 0 | 0
IGCC | 0 | 0 | 0 | 0 | 0 | 0
DemandResponse | 0 | 0 | 0 | 0 | 0 | 0
IGCC-CCS | 0 | 0 | 0 | 0 | 0 | 0
WT_off | 0 | 0 | 0 | 0 | 0 | 0
PseudoUnit | 0 | 0 | 0 | 0 | 0 | 0
FixedInterchange | 0 | 0 | 0 | 0 | 0 | 0
Emission Cost by Reporting Type: PJM_E
ReportingType | 2015 | 2020 | 2025 | 2030 | 2035 | 2040
BM | 0 | 0 | 0 | 0 | 0 | 0
CC | 0 | 0 | 0 | 0 | 0 | 0
CSP | 0 | 0 | 0 | 0 | 0 | 0
CT | 0 | 0 | 0 | 0 | 0 | 0
Coal | 0 | 0 | 0 | 0 | 0 | 0
Geo | 0 | 0 | 0 | 0 | 0 | 0
H | 0 | 0 | 0 | 0 | 0 | 0
LFG | 0 | 0 | 0 | 0 | 0 | 0
Nuc | 0 | 0 | 0 | 0 | 0 | 0
PS | 0 | 0 | 0 | 0 | 0 | 0
PV | 0 | 0 | 0 | 0 | 0 | 0
PeakG | 0 | 0 | 0 | 0 | 0 | 0
PeakO | 0 | 0 | 0 | 0 | 0 | 0
ST | 0 | 0 | 0 | 0 | 0 | 0
STOG | 0 | 0 | 0 | 0 | 0 | 0
STWD | 0 | 0 | 0 | 0 | 0 | 0
WT | 0 | 0 | 0 | 0 | 0 | 0
IGCC | 0 | 0 | 0 | 0 | 0 | 0
DemandResponse | 0 | 0 | 0 | 0 | 0 | 0
IGCC-CCS | 0 | 0 | 0 | 0 | 0 | 0
WT_off | 0 | 0 | 0 | 0 | 0 | 0
PseudoUnit | 0 | 0 | 0 | 0 | 0 | 0
FixedInterchange | 0 | 0 | 0 | 0 | 0 | 0
Emission Cost by Reporting Type: PJM_ROM
ReportingType | 2015 | 2020 | 2025 | 2030 | 2035 | 2040
BM | 0 | 0 | 0 | 0 | 0 | 0
CC | 0 | 0 | 0 | 0 | 0 | 0
CSP | 0 | 0 | 0 | 0 | 0 | 0
CT | 0 | 0 | 0 | 0 | 0 | 0
Coal | 0 | 0 | 0 | 0 | 0 | 0
Geo | 0 | 0 | 0 | 0 | 0 | 0
H | 0 | 0 | 0 | 0 | 0 | 0
LFG | 0 | 0 | 0 | 0 | 0 | 0
Nuc | 0 | 0 | 0 | 0 | 0 | 0
PS | 0 | 0 | 0 | 0 | 0 | 0
PV | 0 | 0 | 0 | 0 | 0 | 0
PeakG | 0 | 0 | 0 | 0 | 0 | 0
PeakO | 0 | 0 | 0 | 0 | 0 | 0
ST | 0 | 0 | 0 | 0 | 0 | 0
STOG | 0 | 0 | 0 | 0 | 0 | 0
STWD | 0 | 0 | 0 | 0 | 0 | 0
WT | 0 | 0 | 0 | 0 | 0 | 0
IGCC | 0 | 0 | 0 | 0 | 0 | 0
DemandResponse | 0 | 0 | 0 | 0 | 0 | 0
IGCC-CCS | 0 | 0 | 0 | 0 | 0 | 0
WT_off | 0 | 0 | 0 | 0 | 0 | 0
PseudoUnit | 0 | 0 | 0 | 0 | 0 | 0
FixedInterchange | 0 | 0 | 0 | 0 | 0 | 0
Emission Cost by Reporting Type: PJM_ROR
ReportingType | 2015 | 2020 | 2025 | 2030 | 2035 | 2040
BM | 0 | 0 | 0 | 0 | 0 | 0
CC | 0 | 0 | 0 | 0 | 0 | 0
CSP | 0 | 0 | 0 | 0 | 0 | 0
CT | 0 | 0 | 0 | 0 | 0 | 0
Coal | 0 | 0 | 0 | 0 | 0 | 0
Geo | 0 | 0 | 0 | 0 | 0 | 0
H | 0 | 0 | 0 | 0 | 0 | 0
LFG | 0 | 0 | 0 | 0 | 0 | 0
Nuc | 0 | 0 | 0 | 0 | 0 | 0
PS | 0 | 0 | 0 | 0 | 0 | 0
PV | 0 | 0 | 0 | 0 | 0 | 0
PeakG | 0 | 0 | 0 | 0 | 0 | 0
PeakO | 0 | 0 | 0 | 0 | 0 | 0
ST | 0 | 0 | 0 | 0 | 0 | 0
STOG | 0 | 0 | 0 | 0 | 0 | 0
STWD | 0 | 0 | 0 | 0 | 0 | 0
WT | 0 | 0 | 0 | 0 | 0 | 0
IGCC | 0 | 0 | 0 | 0 | 0 | 0
DemandResponse | 0 | 0 | 0 | 0 | 0 | 0
IGCC-CCS | 0 | 0 | 0 | 0 | 0 | 0
WT_off | 0 | 0 | 0 | 0 | 0 | 0
PseudoUnit | 0 | 0 | 0 | 0 | 0 | 0
FixedInterchange | 0 | 0 | 0 | 0 | 0 | 0
Emission Cost by Reporting Type: SOCO
ReportingType | 2015 | 2020 | 2025 | 2030 | 2035 | 2040
BM | 0 | 0 | 0 | 0 | 0 | 0
CC | 0 | 0 | 0 | 0 | 0 | 0
CSP | 0 | 0 | 0 | 0 | 0 | 0
CT | 0 | 0 | 0 | 0 | 0 | 0
Coal | 0 | 0 | 0 | 0 | 0 | 0
Geo | 0 | 0 | 0 | 0 | 0 | 0
H | 0 | 0 | 0 | 0 | 0 | 0
LFG | 0 | 0 | 0 | 0 | 0 | 0
Nuc | 0 | 0 | 0 | 0 | 0 | 0
PS | 0 | 0 | 0 | 0 | 0 | 0
PV | 0 | 0 | 0 | 0 | 0 | 0
PeakG | 0 | 0 | 0 | 0 | 0 | 0
PeakO | 0 | 0 | 0 | 0 | 0 | 0
ST | 0 | 0 | 0 | 0 | 0 | 0
STOG | 0 | 0 | 0 | 0 | 0 | 0
STWD | 0 | 0 | 0 | 0 | 0 | 0
WT | 0 | 0 | 0 | 0 | 0 | 0
IGCC | 0 | 0 | 0 | 0 | 0 | 0
DemandResponse | 0 | 0 | 0 | 0 | 0 | 0
IGCC-CCS | 0 | 0 | 0 | 0 | 0 | 0
WT_off | 0 | 0 | 0 | 0 | 0 | 0
PseudoUnit | 0 | 0 | 0 | 0 | 0 | 0
FixedInterchange | 0 | 0 | 0 | 0 | 0 | 0
Emission Cost by Reporting Type: SPP_N
ReportingType | 2015 | 2020 | 2025 | 2030 | 2035 | 2040
BM | 0 | 0 | 0 | 0 | 0 | 0
CC | 0 | 0 | 0 | 0 | 0 | 0
CSP | 0 | 0 | 0 | 0 | 0 | 0
CT | 0 | 0 | 0 | 0 | 0 | 0
Coal | 0 | 0 | 0 | 0 | 0 | 0
Geo | 0 | 0 | 0 | 0 | 0 | 0
H | 0 | 0 | 0 | 0 | 0 | 0
LFG | 0 | 0 | 0 | 0 | 0 | 0
Nuc | 0 | 0 | 0 | 0 | 0 | 0
PS | 0 | 0 | 0 | 0 | 0 | 0
PV | 0 | 0 | 0 | 0 | 0 | 0
PeakG | 0 | 0 | 0 | 0 | 0 | 0
PeakO | 0 | 0 | 0 | 0 | 0 | 0
ST | 0 | 0 | 0 | 0 | 0 | 0
STOG | 0 | 0 | 0 | 0 | 0 | 0
STWD | 0 | 0 | 0 | 0 | 0 | 0
WT | 0 | 0 | 0 | 0 | 0 | 0
IGCC | 0 | 0 | 0 | 0 | 0 | 0
DemandResponse | 0 | 0 | 0 | 0 | 0 | 0
IGCC-CCS | 0 | 0 | 0 | 0 | 0 | 0
WT_off | 0 | 0 | 0 | 0 | 0 | 0
PseudoUnit | 0 | 0 | 0 | 0 | 0 | 0
FixedInterchange | 0 | 0 | 0 | 0 | 0 | 0
Emission Cost by Reporting Type: SPP_S
ReportingType | 2015 | 2020 | 2025 | 2030 | 2035 | 2040
BM | 0 | 0 | 0 | 0 | 0 | 0
CC | 0 | 0 | 0 | 0 | 0 | 0
CSP | 0 | 0 | 0 | 0 | 0 | 0
CT | 0 | 0 | 0 | 0 | 0 | 0
Coal | 0 | 0 | 0 | 0 | 0 | 0
Geo | 0 | 0 | 0 | 0 | 0 | 0
H | 0 | 0 | 0 | 0 | 0 | 0
LFG | 0 | 0 | 0 | 0 | 0 | 0
Nuc | 0 | 0 | 0 | 0 | 0 | 0
PS | 0 | 0 | 0 | 0 | 0 | 0
PV | 0 | 0 | 0 | 0 | 0 | 0
PeakG | 0 | 0 | 0 | 0 | 0 | 0
PeakO | 0 | 0 | 0 | 0 | 0 | 0
ST | 0 | 0 | 0 | 0 | 0 | 0
STOG | 0 | 0 | 0 | 0 | 0 | 0
STWD | 0 | 0 | 0 | 0 | 0 | 0
WT | 0 | 0 | 0 | 0 | 0 | 0
IGCC | 0 | 0 | 0 | 0 | 0 | 0
DemandResponse | 0 | 0 | 0 | 0 | 0 | 0
IGCC-CCS | 0 | 0 | 0 | 0 | 0 | 0
WT_off | 0 | 0 | 0 | 0 | 0 | 0
PseudoUnit | 0 | 0 | 0 | 0 | 0 | 0
FixedInterchange | 0 | 0 | 0 | 0 | 0 | 0
Emission Cost by Reporting Type: TVA
ReportingType | 2015 | 2020 | 2025 | 2030 | 2035 | 2040
BM | 0 | 0 | 0 | 0 | 0 | 0
CC | 0 | 0 | 0 | 0 | 0 | 0
CSP | 0 | 0 | 0 | 0 | 0 | 0
CT | 0 | 0 | 0 | 0 | 0 | 0
Coal | 0 | 0 | 0 | 0 | 0 | 0
Geo | 0 | 0 | 0 | 0 | 0 | 0
H | 0 | 0 | 0 | 0 | 0 | 0
LFG | 0 | 0 | 0 | 0 | 0 | 0
Nuc | 0 | 0 | 0 | 0 | 0 | 0
PS | 0 | 0 | 0 | 0 | 0 | 0
PV | 0 | 0 | 0 | 0 | 0 | 0
PeakG | 0 | 0 | 0 | 0 | 0 | 0
PeakO | 0 | 0 | 0 | 0 | 0 | 0
ST | 0 | 0 | 0 | 0 | 0 | 0
STOG | 0 | 0 | 0 | 0 | 0 | 0
STWD | 0 | 0 | 0 | 0 | 0 | 0
WT | 0 | 0 | 0 | 0 | 0 | 0
IGCC | 0 | 0 | 0 | 0 | 0 | 0
DemandResponse | 0 | 0 | 0 | 0 | 0 | 0
IGCC-CCS | 0 | 0 | 0 | 0 | 0 | 0
WT_off | 0 | 0 | 0 | 0 | 0 | 0
PseudoUnit | 0 | 0 | 0 | 0 | 0 | 0
FixedInterchange | 0 | 0 | 0 | 0 | 0 | 0
Emission Cost by Reporting Type: TVA_Transmission
ReportingType | 2015 | 2020 | 2025 | 2030 | 2035 | 2040
BM | 0 | 0 | 0 | 0 | 0 | 0
CC | 0 | 0 | 0 | 0 | 0 | 0
CSP | 0 | 0 | 0 | 0 | 0 | 0
CT | 0 | 0 | 0 | 0 | 0 | 0
Coal | 0 | 0 | 0 | 0 | 0 | 0
Geo | 0 | 0 | 0 | 0 | 0 | 0
H | 0 | 0 | 0 | 0 | 0 | 0
LFG | 0 | 0 | 0 | 0 | 0 | 0
Nuc | 0 | 0 | 0 | 0 | 0 | 0
PS | 0 | 0 | 0 | 0 | 0 | 0
PV | 0 | 0 | 0 | 0 | 0 | 0
PeakG | 0 | 0 | 0 | 0 | 0 | 0
PeakO | 0 | 0 | 0 | 0 | 0 | 0
ST | 0 | 0 | 0 | 0 | 0 | 0
STOG | 0 | 0 | 0 | 0 | 0 | 0
STWD | 0 | 0 | 0 | 0 | 0 | 0
WT | 0 | 0 | 0 | 0 | 0 | 0
IGCC | 0 | 0 | 0 | 0 | 0 | 0
DemandResponse | 0 | 0 | 0 | 0 | 0 | 0
IGCC-CCS | 0 | 0 | 0 | 0 | 0 | 0
WT_off | 0 | 0 | 0 | 0 | 0 | 0
PseudoUnit | 0 | 0 | 0 | 0 | 0 | 0
FixedInterchange | 0 | 0 | 0 | 0 | 0 | 0
Emission Cost by Reporting Type: VACAR
ReportingType | 2015 | 2020 | 2025 | 2030 | 2035 | 2040
BM | 0 | 0 | 0 | 0 | 0 | 0
CC | 0 | 0 | 0 | 0 | 0 | 0
CSP | 0 | 0 | 0 | 0 | 0 | 0
CT | 0 | 0 | 0 | 0 | 0 | 0
Coal | 0 | 0 | 0 | 0 | 0 | 0
Geo | 0 | 0 | 0 | 0 | 0 | 0
H | 0 | 0 | 0 | 0 | 0 | 0
LFG | 0 | 0 | 0 | 0 | 0 | 0
Nuc | 0 | 0 | 0 | 0 | 0 | 0
PS | 0 | 0 | 0 | 0 | 0 | 0
PV | 0 | 0 | 0 | 0 | 0 | 0
PeakG | 0 | 0 | 0 | 0 | 0 | 0
PeakO | 0 | 0 | 0 | 0 | 0 | 0
ST | 0 | 0 | 0 | 0 | 0 | 0
STOG | 0 | 0 | 0 | 0 | 0 | 0
STWD | 0 | 0 | 0 | 0 | 0 | 0
WT | 0 | 0 | 0 | 0 | 0 | 0
IGCC | 0 | 0 | 0 | 0 | 0 | 0
DemandResponse | 0 | 0 | 0 | 0 | 0 | 0
IGCC-CCS | 0 | 0 | 0 | 0 | 0 | 0
WT_off | 0 | 0 | 0 | 0 | 0 | 0
PseudoUnit | 0 | 0 | 0 | 0 | 0 | 0
FixedInterchange | 0 | 0 | 0 | 0 | 0 | 0
Emission Cost by Reporting Type: IESO
ReportingType | 2015 | 2020 | 2025 | 2030 | 2035 | 2040
BM | 0 | 0 | 0 | 0 | 0 | 0
CC | 0 | 0 | 0 | 0 | 0 | 0
CSP | 0 | 0 | 0 | 0 | 0 | 0
CT | 0 | 0 | 0 | 0 | 0 | 0
Coal | 0 | 0 | 0 | 0 | 0 | 0
Geo | 0 | 0 | 0 | 0 | 0 | 0
H | 0 | 0 | 0 | 0 | 0 | 0
LFG | 0 | 0 | 0 | 0 | 0 | 0
Nuc | 0 | 0 | 0 | 0 | 0 | 0
PS | 0 | 0 | 0 | 0 | 0 | 0
PV | 0 | 0 | 0 | 0 | 0 | 0
PeakG | 0 | 0 | 0 | 0 | 0 | 0
PeakO | 0 | 0 | 0 | 0 | 0 | 0
ST | 0 | 0 | 0 | 0 | 0 | 0
STOG | 0 | 0 | 0 | 0 | 0 | 0
STWD | 0 | 0 | 0 | 0 | 0 | 0
WT | 0 | 0 | 0 | 0 | 0 | 0
IGCC | 0 | 0 | 0 | 0 | 0 | 0
DemandResponse | 0 | 0 | 0 | 0 | 0 | 0
IGCC-CCS | 0 | 0 | 0 | 0 | 0 | 0
WT_off | 0 | 0 | 0 | 0 | 0 | 0
PseudoUnit | 0 | 0 | 0 | 0 | 0 | 0
FixedInterchange | 0 | 0 | 0 | 0 | 0 | 0
Emission Cost by Reporting Type: MAPP_CA
ReportingType | 2015 | 2020 | 2025 | 2030 | 2035 | 2040
BM | 0 | 0 | 0 | 0 | 0 | 0
CC | 0 | 0 | 0 | 0 | 0 | 0
CSP | 0 | 0 | 0 | 0 | 0 | 0
CT | 0 | 0 | 0 | 0 | 0 | 0
Coal | 0 | 0 | 0 | 0 | 0 | 0
Geo | 0 | 0 | 0 | 0 | 0 | 0
H | 0 | 0 | 0 | 0 | 0 | 0
LFG | 0 | 0 | 0 | 0 | 0 | 0
Nuc | 0 | 0 | 0 | 0 | 0 | 0
PS | 0 | 0 | 0 | 0 | 0 | 0
PV | 0 | 0 | 0 | 0 | 0 | 0
PeakG | 0 | 0 | 0 | 0 | 0 | 0
PeakO | 0 | 0 | 0 | 0 | 0 | 0
ST | 0 | 0 | 0 | 0 | 0 | 0
STOG | 0 | 0 | 0 | 0 | 0 | 0
STWD | 0 | 0 | 0 | 0 | 0 | 0
WT | 0 | 0 | 0 | 0 | 0 | 0
IGCC | 0 | 0 | 0 | 0 | 0 | 0
DemandResponse | 0 | 0 | 0 | 0 | 0 | 0
IGCC-CCS | 0 | 0 | 0 | 0 | 0 | 0
WT_off | 0 | 0 | 0 | 0 | 0 | 0
PseudoUnit | 0 | 0 | 0 | 0 | 0 | 0
FixedInterchange | 0 | 0 | 0 | 0 | 0 | 0
Emission Cost by Reporting Type: AZ_NM_SNV_Coal
ReportingType | 2015 | 2020 | 2025 | 2030 | 2035 | 2040
BM | 0 | 0 | 0 | 0 | 0 | 0
CC | 0 | 0 | 0 | 0 | 0 | 0
CSP | 0 | 0 | 0 | 0 | 0 | 0
CT | 0 | 0 | 0 | 0 | 0 | 0
Coal | 0 | 0 | 0 | 0 | 0 | 0
Geo | 0 | 0 | 0 | 0 | 0 | 0
H | 0 | 0 | 0 | 0 | 0 | 0
LFG | 0 | 0 | 0 | 0 | 0 | 0
Nuc | 0 | 0 | 0 | 0 | 0 | 0
PS | 0 | 0 | 0 | 0 | 0 | 0
PV | 0 | 0 | 0 | 0 | 0 | 0
PeakG | 0 | 0 | 0 | 0 | 0 | 0
PeakO | 0 | 0 | 0 | 0 | 0 | 0
ST | 0 | 0 | 0 | 0 | 0 | 0
STOG | 0 | 0 | 0 | 0 | 0 | 0
STWD | 0 | 0 | 0 | 0 | 0 | 0
WT | 0 | 0 | 0 | 0 | 0 | 0
IGCC | 0 | 0 | 0 | 0 | 0 | 0
DemandResponse | 0 | 0 | 0 | 0 | 0 | 0
IGCC-CCS | 0 | 0 | 0 | 0 | 0 | 0
WT_off | 0 | 0 | 0 | 0 | 0 | 0
PseudoUnit | 0 | 0 | 0 | 0 | 0 | 0
FixedInterchange | 0 | 0 | 0 | 0 | 0 | 0
Emission Cost by Reporting Type: AZ_NM_SNV_Gas
ReportingType | 2015 | 2020 | 2025 | 2030 | 2035 | 2040
BM | 0 | 0 | 0 | 0 | 0 | 0
CC | 0 | 0 | 0 | 0 | 0 | 0
CSP | 0 | 0 | 0 | 0 | 0 | 0
CT | 0 | 0 | 0 | 0 | 0 | 0
Coal | 0 | 0 | 0 | 0 | 0 | 0
Geo | 0 | 0 | 0 | 0 | 0 | 0
H | 0 | 0 | 0 | 0 | 0 | 0
LFG | 0 | 0 | 0 | 0 | 0 | 0
Nuc | 0 | 0 | 0 | 0 | 0 | 0
PS | 0 | 0 | 0 | 0 | 0 | 0
PV | 0 | 0 | 0 | 0 | 0 | 0
PeakG | 0 | 0 | 0 | 0 | 0 | 0
PeakO | 0 | 0 | 0 | 0 | 0 | 0
ST | 0 | 0 | 0 | 0 | 0 | 0
STOG | 0 | 0 | 0 | 0 | 0 | 0
STWD | 0 | 0 | 0 | 0 | 0 | 0
WT | 0 | 0 | 0 | 0 | 0 | 0
IGCC | 0 | 0 | 0 | 0 | 0 | 0
DemandResponse | 0 | 0 | 0 | 0 | 0 | 0
IGCC-CCS | 0 | 0 | 0 | 0 | 0 | 0
WT_off | 0 | 0 | 0 | 0 | 0 | 0
PseudoUnit | 0 | 0 | 0 | 0 | 0 | 0
FixedInterchange | 0 | 0 | 0 | 0 | 0 | 0
Emission Cost by Reporting Type: AZ_NM_SNV_NucRenew
ReportingType | 2015 | 2020 | 2025 | 2030 | 2035 | 2040
BM | 0 | 0 | 0 | 0 | 0 | 0
CC | 0 | 0 | 0 | 0 | 0 | 0
CSP | 0 | 0 | 0 | 0 | 0 | 0
CT | 0 | 0 | 0 | 0 | 0 | 0
Coal | 0 | 0 | 0 | 0 | 0 | 0
Geo | 0 | 0 | 0 | 0 | 0 | 0
H | 0 | 0 | 0 | 0 | 0 | 0
LFG | 0 | 0 | 0 | 0 | 0 | 0
Nuc | 0 | 0 | 0 | 0 | 0 | 0
PS | 0 | 0 | 0 | 0 | 0 | 0
PV | 0 | 0 | 0 | 0 | 0 | 0
PeakG | 0 | 0 | 0 | 0 | 0 | 0
PeakO | 0 | 0 | 0 | 0 | 0 | 0
ST | 0 | 0 | 0 | 0 | 0 | 0
STOG | 0 | 0 | 0 | 0 | 0 | 0
STWD | 0 | 0 | 0 | 0 | 0 | 0
WT | 0 | 0 | 0 | 0 | 0 | 0
IGCC | 0 | 0 | 0 | 0 | 0 | 0
DemandResponse | 0 | 0 | 0 | 0 | 0 | 0
IGCC-CCS | 0 | 0 | 0 | 0 | 0 | 0
WT_off | 0 | 0 | 0 | 0 | 0 | 0
PseudoUnit | 0 | 0 | 0 | 0 | 0 | 0
FixedInterchange | 0 | 0 | 0 | 0 | 0 | 0
Emission Cost by Reporting Type: ERCOT
ReportingType | 2015 | 2020 | 2025 | 2030 | 2035 | 2040
BM | 0 | 0 | 0 | 0 | 0 | 0
CC | 0 | 0 | 0 | 0 | 0 | 0
CSP | 0 | 0 | 0 | 0 | 0 | 0
CT | 0 | 0 | 0 | 0 | 0 | 0
Coal | 0 | 0 | 0 | 0 | 0 | 0
Geo | 0 | 0 | 0 | 0 | 0 | 0
H | 0 | 0 | 0 | 0 | 0 | 0
LFG | 0 | 0 | 0 | 0 | 0 | 0
Nuc | 0 | 0 | 0 | 0 | 0 | 0
PS | 0 | 0 | 0 | 0 | 0 | 0
PV | 0 | 0 | 0 | 0 | 0 | 0
PeakG | 0 | 0 | 0 | 0 | 0 | 0
PeakO | 0 | 0 | 0 | 0 | 0 | 0
ST | 0 | 0 | 0 | 0 | 0 | 0
STOG | 0 | 0 | 0 | 0 | 0 | 0
STWD | 0 | 0 | 0 | 0 | 0 | 0
WT | 0 | 0 | 0 | 0 | 0 | 0
IGCC | 0 | 0 | 0 | 0 | 0 | 0
DemandResponse | 0 | 0 | 0 | 0 | 0 | 0
IGCC-CCS | 0 | 0 | 0 | 0 | 0 | 0
WT_off | 0 | 0 | 0 | 0 | 0 | 0
PseudoUnit | 0 | 0 | 0 | 0 | 0 | 0
FixedInterchange | 0 | 0 | 0 | 0 | 0 | 0
Emission Cost by Reporting Type: NP15
ReportingType | 2015 | 2020 | 2025 | 2030 | 2035 | 2040
BM | 0 | 0 | 0 | 0 | 0 | 0
CC | 0 | 0 | 0 | 0 | 0 | 0
CSP | 0 | 0 | 0 | 0 | 0 | 0
CT | 0 | 0 | 0 | 0 | 0 | 0
Coal | 0 | 0 | 0 | 0 | 0 | 0
Geo | 0 | 0 | 0 | 0 | 0 | 0
H | 0 | 0 | 0 | 0 | 0 | 0
LFG | 0 | 0 | 0 | 0 | 0 | 0
Nuc | 0 | 0 | 0 | 0 | 0 | 0
PS | 0 | 0 | 0 | 0 | 0 | 0
PV | 0 | 0 | 0 | 0 | 0 | 0
PeakG | 0 | 0 | 0 | 0 | 0 | 0
PeakO | 0 | 0 | 0 | 0 | 0 | 0
ST | 0 | 0 | 0 | 0 | 0 | 0
STOG | 0 | 0 | 0 | 0 | 0 | 0
STWD | 0 | 0 | 0 | 0 | 0 | 0
WT | 0 | 0 | 0 | 0 | 0 | 0
IGCC | 0 | 0 | 0 | 0 | 0 | 0
DemandResponse | 0 | 0 | 0 | 0 | 0 | 0
IGCC-CCS | 0 | 0 | 0 | 0 | 0 | 0
WT_off | 0 | 0 | 0 | 0 | 0 | 0
PseudoUnit | 0 | 0 | 0 | 0 | 0 | 0
FixedInterchange | 0 | 0 | 0 | 0 | 0 | 0
Emission Cost by Reporting Type: NWPP_Coal
ReportingType | 2015 | 2020 | 2025 | 2030 | 2035 | 2040
BM | 0 | 0 | 0 | 0 | 0 | 0
CC | 0 | 0 | 0 | 0 | 0 | 0
CSP | 0 | 0 | 0 | 0 | 0 | 0
CT | 0 | 0 | 0 | 0 | 0 | 0
Coal | 0 | 0 | 0 | 0 | 0 | 0
Geo | 0 | 0 | 0 | 0 | 0 | 0
H | 0 | 0 | 0 | 0 | 0 | 0
LFG | 0 | 0 | 0 | 0 | 0 | 0
Nuc | 0 | 0 | 0 | 0 | 0 | 0
PS | 0 | 0 | 0 | 0 | 0 | 0
PV | 0 | 0 | 0 | 0 | 0 | 0
PeakG | 0 | 0 | 0 | 0 | 0 | 0
PeakO | 0 | 0 | 0 | 0 | 0 | 0
ST | 0 | 0 | 0 | 0 | 0 | 0
STOG | 0 | 0 | 0 | 0 | 0 | 0
STWD | 0 | 0 | 0 | 0 | 0 | 0
WT | 0 | 0 | 0 | 0 | 0 | 0
IGCC | 0 | 0 | 0 | 0 | 0 | 0
DemandResponse | 0 | 0 | 0 | 0 | 0 | 0
IGCC-CCS | 0 | 0 | 0 | 0 | 0 | 0
WT_off | 0 | 0 | 0 | 0 | 0 | 0
PseudoUnit | 0 | 0 | 0 | 0 | 0 | 0
FixedInterchange | 0 | 0 | 0 | 0 | 0 | 0
Emission Cost by Reporting Type: NWPP_Gas
ReportingType | 2015 | 2020 | 2025 | 2030 | 2035 | 2040
BM | 0 | 0 | 0 | 0 | 0 | 0
CC | 0 | 0 | 0 | 0 | 0 | 0
CSP | 0 | 0 | 0 | 0 | 0 | 0
CT | 0 | 0 | 0 | 0 | 0 | 0
Coal | 0 | 0 | 0 | 0 | 0 | 0
Geo | 0 | 0 | 0 | 0 | 0 | 0
H | 0 | 0 | 0 | 0 | 0 | 0
LFG | 0 | 0 | 0 | 0 | 0 | 0
Nuc | 0 | 0 | 0 | 0 | 0 | 0
PS | 0 | 0 | 0 | 0 | 0 | 0
PV | 0 | 0 | 0 | 0 | 0 | 0
PeakG | 0 | 0 | 0 | 0 | 0 | 0
PeakO | 0 | 0 | 0 | 0 | 0 | 0
ST | 0 | 0 | 0 | 0 | 0 | 0
STOG | 0 | 0 | 0 | 0 | 0 | 0
STWD | 0 | 0 | 0 | 0 | 0 | 0
WT | 0 | 0 | 0 | 0 | 0 | 0
IGCC | 0 | 0 | 0 | 0 | 0 | 0
DemandResponse | 0 | 0 | 0 | 0 | 0 | 0
IGCC-CCS | 0 | 0 | 0 | 0 | 0 | 0
WT_off | 0 | 0 | 0 | 0 | 0 | 0
PseudoUnit | 0 | 0 | 0 | 0 | 0 | 0
FixedInterchange | 0 | 0 | 0 | 0 | 0 | 0
Emission Cost by Reporting Type: NWPP_NucRenew
ReportingType | 2015 | 2020 | 2025 | 2030 | 2035 | 2040
BM | 0 | 0 | 0 | 0 | 0 | 0
CC | 0 | 0 | 0 | 0 | 0 | 0
CSP | 0 | 0 | 0 | 0 | 0 | 0
CT | 0 | 0 | 0 | 0 | 0 | 0
Coal | 0 | 0 | 0 | 0 | 0 | 0
Geo | 0 | 0 | 0 | 0 | 0 | 0
H | 0 | 0 | 0 | 0 | 0 | 0
LFG | 0 | 0 | 0 | 0 | 0 | 0
Nuc | 0 | 0 | 0 | 0 | 0 | 0
PS | 0 | 0 | 0 | 0 | 0 | 0
PV | 0 | 0 | 0 | 0 | 0 | 0
PeakG | 0 | 0 | 0 | 0 | 0 | 0
PeakO | 0 | 0 | 0 | 0 | 0 | 0
ST | 0 | 0 | 0 | 0 | 0 | 0
STOG | 0 | 0 | 0 | 0 | 0 | 0
STWD | 0 | 0 | 0 | 0 | 0 | 0
WT | 0 | 0 | 0 | 0 | 0 | 0
IGCC | 0 | 0 | 0 | 0 | 0 | 0
DemandResponse | 0 | 0 | 0 | 0 | 0 | 0
IGCC-CCS | 0 | 0 | 0 | 0 | 0 | 0
WT_off | 0 | 0 | 0 | 0 | 0 | 0
PseudoUnit | 0 | 0 | 0 | 0 | 0 | 0
FixedInterchange | 0 | 0 | 0 | 0 | 0 | 0
Emission Cost by Reporting Type: RMPA
ReportingType | 2015 | 2020 | 2025 | 2030 | 2035 | 2040
BM | 0 | 0 | 0 | 0 | 0 | 0
CC | 0 | 0 | 0 | 0 | 0 | 0
CSP | 0 | 0 | 0 | 0 | 0 | 0
CT | 0 | 0 | 0 | 0 | 0 | 0
Coal | 0 | 0 | 0 | 0 | 0 | 0
Geo | 0 | 0 | 0 | 0 | 0 | 0
H | 0 | 0 | 0 | 0 | 0 | 0
LFG | 0 | 0 | 0 | 0 | 0 | 0
Nuc | 0 | 0 | 0 | 0 | 0 | 0
PS | 0 | 0 | 0 | 0 | 0 | 0
PV | 0 | 0 | 0 | 0 | 0 | 0
PeakG | 0 | 0 | 0 | 0 | 0 | 0
PeakO | 0 | 0 | 0 | 0 | 0 | 0
ST | 0 | 0 | 0 | 0 | 0 | 0
STOG | 0 | 0 | 0 | 0 | 0 | 0
STWD | 0 | 0 | 0 | 0 | 0 | 0
WT | 0 | 0 | 0 | 0 | 0 | 0
IGCC | 0 | 0 | 0 | 0 | 0 | 0
DemandResponse | 0 | 0 | 0 | 0 | 0 | 0
IGCC-CCS | 0 | 0 | 0 | 0 | 0 | 0
WT_off | 0 | 0 | 0 | 0 | 0 | 0
PseudoUnit | 0 | 0 | 0 | 0 | 0 | 0
FixedInterchange | 0 | 0 | 0 | 0 | 0 | 0
Emission Cost by Reporting Type: SP15
ReportingType | 2015 | 2020 | 2025 | 2030 | 2035 | 2040
BM | 0 | 0 | 0 | 0 | 0 | 0
CC | 0 | 0 | 0 | 0 | 0 | 0
CSP | 0 | 0 | 0 | 0 | 0 | 0
CT | 0 | 0 | 0 | 0 | 0 | 0
Coal | 0 | 0 | 0 | 0 | 0 | 0
Geo | 0 | 0 | 0 | 0 | 0 | 0
H | 0 | 0 | 0 | 0 | 0 | 0
LFG | 0 | 0 | 0 | 0 | 0 | 0
Nuc | 0 | 0 | 0 | 0 | 0 | 0
PS | 0 | 0 | 0 | 0 | 0 | 0
PV | 0 | 0 | 0 | 0 | 0 | 0
PeakG | 0 | 0 | 0 | 0 | 0 | 0
PeakO | 0 | 0 | 0 | 0 | 0 | 0
ST | 0 | 0 | 0 | 0 | 0 | 0
STOG | 0 | 0 | 0 | 0 | 0 | 0
STWD | 0 | 0 | 0 | 0 | 0 | 0
WT | 0 | 0 | 0 | 0 | 0 | 0
IGCC | 0 | 0 | 0 | 0 | 0 | 0
DemandResponse | 0 | 0 | 0 | 0 | 0 | 0
IGCC-CCS | 0 | 0 | 0 | 0 | 0 | 0
WT_off | 0 | 0 | 0 | 0 | 0 | 0
PseudoUnit | 0 | 0 | 0 | 0 | 0 | 0
FixedInterchange | 0 | 0 | 0 | 0 | 0 | 0
Emission Cost by Reporting Type: ALB
ReportingType | 2015 | 2020 | 2025 | 2030 | 2035 | 2040
BM | 0 | 0 | 0 | 0 | 0 | 0
CC | 0 | 0 | 0 | 0 | 0 | 0
CSP | 0 | 0 | 0 | 0 | 0 | 0
CT | 0 | 0 | 0 | 0 | 0 | 0
Coal | 0 | 0 | 0 | 0 | 0 | 0
Geo | 0 | 0 | 0 | 0 | 0 | 0
H | 0 | 0 | 0 | 0 | 0 | 0
LFG | 0 | 0 | 0 | 0 | 0 | 0
Nuc | 0 | 0 | 0 | 0 | 0 | 0
PS | 0 | 0 | 0 | 0 | 0 | 0
PV | 0 | 0 | 0 | 0 | 0 | 0
PeakG | 0 | 0 | 0 | 0 | 0 | 0
PeakO | 0 | 0 | 0 | 0 | 0 | 0
ST | 0 | 0 | 0 | 0 | 0 | 0
STOG | 0 | 0 | 0 | 0 | 0 | 0
STWD | 0 | 0 | 0 | 0 | 0 | 0
WT | 0 | 0 | 0 | 0 | 0 | 0
IGCC | 0 | 0 | 0 | 0 | 0 | 0
DemandResponse | 0 | 0 | 0 | 0 | 0 | 0
IGCC-CCS | 0 | 0 | 0 | 0 | 0 | 0
WT_off | 0 | 0 | 0 | 0 | 0 | 0
PseudoUnit | 0 | 0 | 0 | 0 | 0 | 0
FixedInterchange | 0 | 0 | 0 | 0 | 0 | 0
Emission Cost by Reporting Type: BC
ReportingType | 2015 | 2020 | 2025 | 2030 | 2035 | 2040
BM | 0 | 0 | 0 | 0 | 0 | 0
CC | 0 | 0 | 0 | 0 | 0 | 0
CSP | 0 | 0 | 0 | 0 | 0 | 0
CT | 0 | 0 | 0 | 0 | 0 | 0
Coal | 0 | 0 | 0 | 0 | 0 | 0
Geo | 0 | 0 | 0 | 0 | 0 | 0
H | 0 | 0 | 0 | 0 | 0 | 0
LFG | 0 | 0 | 0 | 0 | 0 | 0
Nuc | 0 | 0 | 0 | 0 | 0 | 0
PS | 0 | 0 | 0 | 0 | 0 | 0
PV | 0 | 0 | 0 | 0 | 0 | 0
PeakG | 0 | 0 | 0 | 0 | 0 | 0
PeakO | 0 | 0 | 0 | 0 | 0 | 0
ST | 0 | 0 | 0 | 0 | 0 | 0
STOG | 0 | 0 | 0 | 0 | 0 | 0
STWD | 0 | 0 | 0 | 0 | 0 | 0
WT | 0 | 0 | 0 | 0 | 0 | 0
IGCC | 0 | 0 | 0 | 0 | 0 | 0
DemandResponse | 0 | 0 | 0 | 0 | 0 | 0
IGCC-CCS | 0 | 0 | 0 | 0 | 0 | 0
WT_off | 0 | 0 | 0 | 0 | 0 | 0
PseudoUnit | 0 | 0 | 0 | 0 | 0 | 0
FixedInterchange | 0 | 0 | 0 | 0 | 0 | 0
Emission Cost by Reporting Type: HQ_IESO
ReportingType | 2015 | 2020 | 2025 | 2030 | 2035 | 2040
BM | 0 | 0 | 0 | 0 | 0 | 0
CC | 0 | 0 | 0 | 0 | 0 | 0
CSP | 0 | 0 | 0 | 0 | 0 | 0
CT | 0 | 0 | 0 | 0 | 0 | 0
Coal | 0 | 0 | 0 | 0 | 0 | 0
Geo | 0 | 0 | 0 | 0 | 0 | 0
H | 0 | 0 | 0 | 0 | 0 | 0
LFG | 0 | 0 | 0 | 0 | 0 | 0
Nuc | 0 | 0 | 0 | 0 | 0 | 0
PS | 0 | 0 | 0 | 0 | 0 | 0
PV | 0 | 0 | 0 | 0 | 0 | 0
PeakG | 0 | 0 | 0 | 0 | 0 | 0
PeakO | 0 | 0 | 0 | 0 | 0 | 0
ST | 0 | 0 | 0 | 0 | 0 | 0
STOG | 0 | 0 | 0 | 0 | 0 | 0
STWD | 0 | 0 | 0 | 0 | 0 | 0
WT | 0 | 0 | 0 | 0 | 0 | 0
IGCC | 0 | 0 | 0 | 0 | 0 | 0
DemandResponse | 0 | 0 | 0 | 0 | 0 | 0
IGCC-CCS | 0 | 0 | 0 | 0 | 0 | 0
WT_off | 0 | 0 | 0 | 0 | 0 | 0
PseudoUnit | 0 | 0 | 0 | 0 | 0 | 0
FixedInterchange | 0 | 0 | 0 | 0 | 0 | 0
Emission Cost by Reporting Type: HQ_NEISO
ReportingType | 2015 | 2020 | 2025 | 2030 | 2035 | 2040
BM | 0 | 0 | 0 | 0 | 0 | 0
CC | 0 | 0 | 0 | 0 | 0 | 0
CSP | 0 | 0 | 0 | 0 | 0 | 0
CT | 0 | 0 | 0 | 0 | 0 | 0
Coal | 0 | 0 | 0 | 0 | 0 | 0
Geo | 0 | 0 | 0 | 0 | 0 | 0
H | 0 | 0 | 0 | 0 | 0 | 0
LFG | 0 | 0 | 0 | 0 | 0 | 0
Nuc | 0 | 0 | 0 | 0 | 0 | 0
PS | 0 | 0 | 0 | 0 | 0 | 0
PV | 0 | 0 | 0 | 0 | 0 | 0
PeakG | 0 | 0 | 0 | 0 | 0 | 0
PeakO | 0 | 0 | 0 | 0 | 0 | 0
ST | 0 | 0 | 0 | 0 | 0 | 0
STOG | 0 | 0 | 0 | 0 | 0 | 0
STWD | 0 | 0 | 0 | 0 | 0 | 0
WT | 0 | 0 | 0 | 0 | 0 | 0
IGCC | 0 | 0 | 0 | 0 | 0 | 0
DemandResponse | 0 | 0 | 0 | 0 | 0 | 0
IGCC-CCS | 0 | 0 | 0 | 0 | 0 | 0
WT_off | 0 | 0 | 0 | 0 | 0 | 0
PseudoUnit | 0 | 0 | 0 | 0 | 0 | 0
FixedInterchange | 0 | 0 | 0 | 0 | 0 | 0
Emission Cost by Reporting Type: HQ_NY
ReportingType | 2015 | 2020 | 2025 | 2030 | 2035 | 2040
BM | 0 | 0 | 0 | 0 | 0 | 0
CC | 0 | 0 | 0 | 0 | 0 | 0
CSP | 0 | 0 | 0 | 0 | 0 | 0
CT | 0 | 0 | 0 | 0 | 0 | 0
Coal | 0 | 0 | 0 | 0 | 0 | 0
Geo | 0 | 0 | 0 | 0 | 0 | 0
H | 0 | 0 | 0 | 0 | 0 | 0
LFG | 0 | 0 | 0 | 0 | 0 | 0
Nuc | 0 | 0 | 0 | 0 | 0 | 0
PS | 0 | 0 | 0 | 0 | 0 | 0
PV | 0 | 0 | 0 | 0 | 0 | 0
PeakG | 0 | 0 | 0 | 0 | 0 | 0
PeakO | 0 | 0 | 0 | 0 | 0 | 0
ST | 0 | 0 | 0 | 0 | 0 | 0
STOG | 0 | 0 | 0 | 0 | 0 | 0
STWD | 0 | 0 | 0 | 0 | 0 | 0
WT | 0 | 0 | 0 | 0 | 0 | 0
IGCC | 0 | 0 | 0 | 0 | 0 | 0
DemandResponse | 0 | 0 | 0 | 0 | 0 | 0
IGCC-CCS | 0 | 0 | 0 | 0 | 0 | 0
WT_off | 0 | 0 | 0 | 0 | 0 | 0
PseudoUnit | 0 | 0 | 0 | 0 | 0 | 0
FixedInterchange | 0 | 0 | 0 | 0 | 0 | 0
Emission Cost by Reporting Type: MARITIMES
ReportingType | 2015 | 2020 | 2025 | 2030 | 2035 | 2040
BM | 0 | 0 | 0 | 0 | 0 | 0
CC | 0 | 0 | 0 | 0 | 0 | 0
CSP | 0 | 0 | 0 | 0 | 0 | 0
CT | 0 | 0 | 0 | 0 | 0 | 0
Coal | 0 | 0 | 0 | 0 | 0 | 0
Geo | 0 | 0 | 0 | 0 | 0 | 0
H | 0 | 0 | 0 | 0 | 0 | 0
LFG | 0 | 0 | 0 | 0 | 0 | 0
Nuc | 0 | 0 | 0 | 0 | 0 | 0
PS | 0 | 0 | 0 | 0 | 0 | 0
PV | 0 | 0 | 0 | 0 | 0 | 0
PeakG | 0 | 0 | 0 | 0 | 0 | 0
PeakO | 0 | 0 | 0 | 0 | 0 | 0
ST | 0 | 0 | 0 | 0 | 0 | 0
STOG | 0 | 0 | 0 | 0 | 0 | 0
STWD | 0 | 0 | 0 | 0 | 0 | 0
WT | 0 | 0 | 0 | 0 | 0 | 0
IGCC | 0 | 0 | 0 | 0 | 0 | 0
DemandResponse | 0 | 0 | 0 | 0 | 0 | 0
IGCC-CCS | 0 | 0 | 0 | 0 | 0 | 0
WT_off | 0 | 0 | 0 | 0 | 0 | 0
PseudoUnit | 0 | 0 | 0 | 0 | 0 | 0
FixedInterchange | 0 | 0 | 0 | 0 | 0 | 0
Emission Cost by Reporting Type: All
ReportingType | 2015 | 2020 | 2025 | 2030 | 2035 | 2040
BM | 0 | 0 | 0 | 0 | 0 | 0
CC | 0 | 0 | 0 | 0 | 0 | 0
CSP | 0 | 0 | 0 | 0 | 0 | 0
CT | 0 | 0 | 0 | 0 | 0 | 0
Coal | 0 | 0 | 0 | 0 | 0 | 0
Geo | 0 | 0 | 0 | 0 | 0 | 0
H | 0 | 0 | 0 | 0 | 0 | 0
LFG | 0 | 0 | 0 | 0 | 0 | 0
Nuc | 0 | 0 | 0 | 0 | 0 | 0
PS | 0 | 0 | 0 | 0 | 0 | 0
PV | 0 | 0 | 0 | 0 | 0 | 0
PeakG | 0 | 0 | 0 | 0 | 0 | 0
PeakO | 0 | 0 | 0 | 0 | 0 | 0
ST | 0 | 0 | 0 | 0 | 0 | 0
STOG | 0 | 0 | 0 | 0 | 0 | 0
STWD | 0 | 0 | 0 | 0 | 0 | 0
WT | 0 | 0 | 0 | 0 | 0 | 0
IGCC | 0 | 0 | 0 | 0 | 0 | 0
DemandResponse | 0 | 0 | 0 | 0 | 0 | 0
IGCC-CCS | 0 | 0 | 0 | 0 | 0 | 0
WT_off | 0 | 0 | 0 | 0 | 0 | 0
PseudoUnit | 0 | 0 | 0 | 0 | 0 | 0
FixedInterchange | 0 | 0 | 0 | 0 | 0 | 0
Emission Cost by Reporting Type: EI_US
ReportingType | 2015 | 2020 | 2025 | 2030 | 2035 | 2040
BM | 0 | 0 | 0 | 0 | 0 | 0
CC | 0 | 0 | 0 | 0 | 0 | 0
CSP | 0 | 0 | 0 | 0 | 0 | 0
CT | 0 | 0 | 0 | 0 | 0 | 0
Coal | 0 | 0 | 0 | 0 | 0 | 0
Geo | 0 | 0 | 0 | 0 | 0 | 0
H | 0 | 0 | 0 | 0 | 0 | 0
LFG | 0 | 0 | 0 | 0 | 0 | 0
Nuc | 0 | 0 | 0 | 0 | 0 | 0
PS | 0 | 0 | 0 | 0 | 0 | 0
PV | 0 | 0 | 0 | 0 | 0 | 0
PeakG | 0 | 0 | 0 | 0 | 0 | 0
PeakO | 0 | 0 | 0 | 0 | 0 | 0
ST | 0 | 0 | 0 | 0 | 0 | 0
STOG | 0 | 0 | 0 | 0 | 0 | 0
STWD | 0 | 0 | 0 | 0 | 0 | 0
WT | 0 | 0 | 0 | 0 | 0 | 0
IGCC | 0 | 0 | 0 | 0 | 0 | 0
DemandResponse | 0 | 0 | 0 | 0 | 0 | 0
IGCC-CCS | 0 | 0 | 0 | 0 | 0 | 0
WT_off | 0 | 0 | 0 | 0 | 0 | 0
PseudoUnit | 0 | 0 | 0 | 0 | 0 | 0
FixedInterchange | 0 | 0 | 0 | 0 | 0 | 0
Emission Cost by Reporting Type: EI_Canada
ReportingType | 2015 | 2020 | 2025 | 2030 | 2035 | 2040
BM | 0 | 0 | 0 | 0 | 0 | 0
CC | 0 | 0 | 0 | 0 | 0 | 0
CSP | 0 | 0 | 0 | 0 | 0 | 0
CT | 0 | 0 | 0 | 0 | 0 | 0
Coal | 0 | 0 | 0 | 0 | 0 | 0
Geo | 0 | 0 | 0 | 0 | 0 | 0
H | 0 | 0 | 0 | 0 | 0 | 0
LFG | 0 | 0 | 0 | 0 | 0 | 0
Nuc | 0 | 0 | 0 | 0 | 0 | 0
PS | 0 | 0 | 0 | 0 | 0 | 0
PV | 0 | 0 | 0 | 0 | 0 | 0
PeakG | 0 | 0 | 0 | 0 | 0 | 0
PeakO | 0 | 0 | 0 | 0 | 0 | 0
ST | 0 | 0 | 0 | 0 | 0 | 0
STOG | 0 | 0 | 0 | 0 | 0 | 0
STWD | 0 | 0 | 0 | 0 | 0 | 0
WT | 0 | 0 | 0 | 0 | 0 | 0
IGCC | 0 | 0 | 0 | 0 | 0 | 0
DemandResponse | 0 | 0 | 0 | 0 | 0 | 0
IGCC-CCS | 0 | 0 | 0 | 0 | 0 | 0
WT_off | 0 | 0 | 0 | 0 | 0 | 0
PseudoUnit | 0 | 0 | 0 | 0 | 0 | 0
FixedInterchange | 0 | 0 | 0 | 0 | 0 | 0
Emission Cost by Reporting Type: EI
ReportingType | 2015 | 2020 | 2025 | 2030 | 2035 | 2040
BM | 0 | 0 | 0 | 0 | 0 | 0
CC | 0 | 0 | 0 | 0 | 0 | 0
CSP | 0 | 0 | 0 | 0 | 0 | 0
CT | 0 | 0 | 0 | 0 | 0 | 0
Coal | 0 | 0 | 0 | 0 | 0 | 0
Geo | 0 | 0 | 0 | 0 | 0 | 0
H | 0 | 0 | 0 | 0 | 0 | 0
LFG | 0 | 0 | 0 | 0 | 0 | 0
Nuc | 0 | 0 | 0 | 0 | 0 | 0
PS | 0 | 0 | 0 | 0 | 0 | 0
PV | 0 | 0 | 0 | 0 | 0 | 0
PeakG | 0 | 0 | 0 | 0 | 0 | 0
PeakO | 0 | 0 | 0 | 0 | 0 | 0
ST | 0 | 0 | 0 | 0 | 0 | 0
STOG | 0 | 0 | 0 | 0 | 0 | 0
STWD | 0 | 0 | 0 | 0 | 0 | 0
WT | 0 | 0 | 0 | 0 | 0 | 0
IGCC | 0 | 0 | 0 | 0 | 0 | 0
DemandResponse | 0 | 0 | 0 | 0 | 0 | 0
IGCC-CCS | 0 | 0 | 0 | 0 | 0 | 0
WT_off | 0 | 0 | 0 | 0 | 0 | 0
PseudoUnit | 0 | 0 | 0 | 0 | 0 | 0
FixedInterchange | 0 | 0 | 0 | 0 | 0 | 0
Emission Cost by Reporting Type: Outside_EI
ReportingType | 2015 | 2020 | 2025 | 2030 | 2035 | 2040
BM | 0 | 0 | 0 | 0 | 0 | 0
CC | 0 | 0 | 0 | 0 | 0 | 0
CSP | 0 | 0 | 0 | 0 | 0 | 0
CT | 0 | 0 | 0 | 0 | 0 | 0
Coal | 0 | 0 | 0 | 0 | 0 | 0
Geo | 0 | 0 | 0 | 0 | 0 | 0
H | 0 | 0 | 0 | 0 | 0 | 0
LFG | 0 | 0 | 0 | 0 | 0 | 0
Nuc | 0 | 0 | 0 | 0 | 0 | 0
PS | 0 | 0 | 0 | 0 | 0 | 0
PV | 0 | 0 | 0 | 0 | 0 | 0
PeakG | 0 | 0 | 0 | 0 | 0 | 0
PeakO | 0 | 0 | 0 | 0 | 0 | 0
ST | 0 | 0 | 0 | 0 | 0 | 0
STOG | 0 | 0 | 0 | 0 | 0 | 0
STWD | 0 | 0 | 0 | 0 | 0 | 0
WT | 0 | 0 | 0 | 0 | 0 | 0
IGCC | 0 | 0 | 0 | 0 | 0 | 0
DemandResponse | 0 | 0 | 0 | 0 | 0 | 0
IGCC-CCS | 0 | 0 | 0 | 0 | 0 | 0
WT_off | 0 | 0 | 0 | 0 | 0 | 0
PseudoUnit | 0 | 0 | 0 | 0 | 0 | 0
FixedInterchange | 0 | 0 | 0 | 0 | 0 | 0
==== Emission Program: CAIRNOxAnnual : (NOx) ====
Emission Cost by Reporting Type: Entergy
ReportingType | 2015 | 2020 | 2025 | 2030 | 2035 | 2040
BM | 0 | 0 | 0 | 0 | 0 | 0
CC | 0 | 0 | 0 | 0 | 0 | 0
CSP | 0 | 0 | 0 | 0 | 0 | 0
CT | 0 | 0 | 0 | 0 | 0 | 0
Coal | 0 | 0 | 0 | 0 | 0 | 0
Geo | 0 | 0 | 0 | 0 | 0 | 0
H | 0 | 0 | 0 | 0 | 0 | 0
LFG | 0 | 0 | 0 | 0 | 0 | 0
Nuc | 0 | 0 | 0 | 0 | 0 | 0
PS | 0 | 0 | 0 | 0 | 0 | 0
PV | 0 | 0 | 0 | 0 | 0 | 0
PeakG | 0 | 0 | 0 | 0 | 0 | 0
PeakO | 0 | 0 | 0 | 0 | 0 | 0
ST | 0 | 0 | 0 | 0 | 0 | 0
STOG | 0 | 0 | 0 | 0 | 0 | 0
STWD | 0 | 0 | 0 | 0 | 0 | 0
WT | 0 | 0 | 0 | 0 | 0 | 0
IGCC | 0 | 0 | 0 | 0 | 0 | 0
DemandResponse | 0 | 0 | 0 | 0 | 0 | 0
IGCC-CCS | 0 | 0 | 0 | 0 | 0 | 0
WT_off | 0 | 0 | 0 | 0 | 0 | 0
PseudoUnit | 0 | 0 | 0 | 0 | 0 | 0
FixedInterchange | 0 | 0 | 0 | 0 | 0 | 0
Emission Cost by Reporting Type: FRCC
ReportingType | 2015 | 2020 | 2025 | 2030 | 2035 | 2040
BM | 0 | 0 | 0 | 0 | 0 | 0
CC | 0 | 0 | 0 | 0 | 0 | 0
CSP | 0 | 0 | 0 | 0 | 0 | 0
CT | 0 | 0 | 0 | 0 | 0 | 0
Coal | 0 | 0 | 0 | 0 | 0 | 0
Geo | 0 | 0 | 0 | 0 | 0 | 0
H | 0 | 0 | 0 | 0 | 0 | 0
LFG | 0 | 0 | 0 | 0 | 0 | 0
Nuc | 0 | 0 | 0 | 0 | 0 | 0
PS | 0 | 0 | 0 | 0 | 0 | 0
PV | 0 | 0 | 0 | 0 | 0 | 0
PeakG | 0 | 0 | 0 | 0 | 0 | 0
PeakO | 0 | 0 | 0 | 0 | 0 | 0
ST | 0 | 0 | 0 | 0 | 0 | 0
STOG | 0 | 0 | 0 | 0 | 0 | 0
STWD | 0 | 0 | 0 | 0 | 0 | 0
WT | 0 | 0 | 0 | 0 | 0 | 0
IGCC | 0 | 0 | 0 | 0 | 0 | 0
DemandResponse | 0 | 0 | 0 | 0 | 0 | 0
IGCC-CCS | 0 | 0 | 0 | 0 | 0 | 0
WT_off | 0 | 0 | 0 | 0 | 0 | 0
PseudoUnit | 0 | 0 | 0 | 0 | 0 | 0
FixedInterchange | 0 | 0 | 0 | 0 | 0 | 0
Emission Cost by Reporting Type: MAPP_US
ReportingType | 2015 | 2020 | 2025 | 2030 | 2035 | 2040
BM | 0 | 0 | 0 | 0 | 0 | 0
CC | 0 | 0 | 0 | 0 | 0 | 0
CSP | 0 | 0 | 0 | 0 | 0 | 0
CT | 0 | 0 | 0 | 0 | 0 | 0
Coal | 0 | 0 | 0 | 0 | 0 | 0
Geo | 0 | 0 | 0 | 0 | 0 | 0
H | 0 | 0 | 0 | 0 | 0 | 0
LFG | 0 | 0 | 0 | 0 | 0 | 0
Nuc | 0 | 0 | 0 | 0 | 0 | 0
PS | 0 | 0 | 0 | 0 | 0 | 0
PV | 0 | 0 | 0 | 0 | 0 | 0
PeakG | 0 | 0 | 0 | 0 | 0 | 0
PeakO | 0 | 0 | 0 | 0 | 0 | 0
ST | 0 | 0 | 0 | 0 | 0 | 0
STOG | 0 | 0 | 0 | 0 | 0 | 0
STWD | 0 | 0 | 0 | 0 | 0 | 0
WT | 0 | 0 | 0 | 0 | 0 | 0
IGCC | 0 | 0 | 0 | 0 | 0 | 0
DemandResponse | 0 | 0 | 0 | 0 | 0 | 0
IGCC-CCS | 0 | 0 | 0 | 0 | 0 | 0
WT_off | 0 | 0 | 0 | 0 | 0 | 0
PseudoUnit | 0 | 0 | 0 | 0 | 0 | 0
FixedInterchange | 0 | 0 | 0 | 0 | 0 | 0
Emission Cost by Reporting Type: MISO_IN
ReportingType | 2015 | 2020 | 2025 | 2030 | 2035 | 2040
BM | 0 | 0 | 0 | 0 | 0 | 0
CC | 0 | 0 | 0 | 0 | 0 | 0
CSP | 0 | 0 | 0 | 0 | 0 | 0
CT | 0 | 0 | 0 | 0 | 0 | 0
Coal | 0 | 0 | 0 | 0 | 0 | 0
Geo | 0 | 0 | 0 | 0 | 0 | 0
H | 0 | 0 | 0 | 0 | 0 | 0
LFG | 0 | 0 | 0 | 0 | 0 | 0
Nuc | 0 | 0 | 0 | 0 | 0 | 0
PS | 0 | 0 | 0 | 0 | 0 | 0
PV | 0 | 0 | 0 | 0 | 0 | 0
PeakG | 0 | 0 | 0 | 0 | 0 | 0
PeakO | 0 | 0 | 0 | 0 | 0 | 0
ST | 0 | 0 | 0 | 0 | 0 | 0
STOG | 0 | 0 | 0 | 0 | 0 | 0
STWD | 0 | 0 | 0 | 0 | 0 | 0
WT | 0 | 0 | 0 | 0 | 0 | 0
IGCC | 0 | 0 | 0 | 0 | 0 | 0
DemandResponse | 0 | 0 | 0 | 0 | 0 | 0
IGCC-CCS | 0 | 0 | 0 | 0 | 0 | 0
WT_off | 0 | 0 | 0 | 0 | 0 | 0
PseudoUnit | 0 | 0 | 0 | 0 | 0 | 0
FixedInterchange | 0 | 0 | 0 | 0 | 0 | 0
Emission Cost by Reporting Type: MISO_MI
ReportingType | 2015 | 2020 | 2025 | 2030 | 2035 | 2040
BM | 0 | 0 | 0 | 0 | 0 | 0
CC | 0 | 0 | 0 | 0 | 0 | 0
CSP | 0 | 0 | 0 | 0 | 0 | 0
CT | 0 | 0 | 0 | 0 | 0 | 0
Coal | 0 | 0 | 0 | 0 | 0 | 0
Geo | 0 | 0 | 0 | 0 | 0 | 0
H | 0 | 0 | 0 | 0 | 0 | 0
LFG | 0 | 0 | 0 | 0 | 0 | 0
Nuc | 0 | 0 | 0 | 0 | 0 | 0
PS | 0 | 0 | 0 | 0 | 0 | 0
PV | 0 | 0 | 0 | 0 | 0 | 0
PeakG | 0 | 0 | 0 | 0 | 0 | 0
PeakO | 0 | 0 | 0 | 0 | 0 | 0
ST | 0 | 0 | 0 | 0 | 0 | 0
STOG | 0 | 0 | 0 | 0 | 0 | 0
STWD | 0 | 0 | 0 | 0 | 0 | 0
WT | 0 | 0 | 0 | 0 | 0 | 0
IGCC | 0 | 0 | 0 | 0 | 0 | 0
DemandResponse | 0 | 0 | 0 | 0 | 0 | 0
IGCC-CCS | 0 | 0 | 0 | 0 | 0 | 0
WT_off | 0 | 0 | 0 | 0 | 0 | 0
PseudoUnit | 0 | 0 | 0 | 0 | 0 | 0
FixedInterchange | 0 | 0 | 0 | 0 | 0 | 0
Emission Cost by Reporting Type: MISO_MO-IL
ReportingType | 2015 | 2020 | 2025 | 2030 | 2035 | 2040
BM | 0 | 0 | 0 | 0 | 0 | 0
CC | 0 | 0 | 0 | 0 | 0 | 0
CSP | 0 | 0 | 0 | 0 | 0 | 0
CT | 0 | 0 | 0 | 0 | 0 | 0
Coal | 0 | 0 | 0 | 0 | 0 | 0
Geo | 0 | 0 | 0 | 0 | 0 | 0
H | 0 | 0 | 0 | 0 | 0 | 0
LFG | 0 | 0 | 0 | 0 | 0 | 0
Nuc | 0 | 0 | 0 | 0 | 0 | 0
PS | 0 | 0 | 0 | 0 | 0 | 0
PV | 0 | 0 | 0 | 0 | 0 | 0
PeakG | 0 | 0 | 0 | 0 | 0 | 0
PeakO | 0 | 0 | 0 | 0 | 0 | 0
ST | 0 | 0 | 0 | 0 | 0 | 0
STOG | 0 | 0 | 0 | 0 | 0 | 0
STWD | 0 | 0 | 0 | 0 | 0 | 0
WT | 0 | 0 | 0 | 0 | 0 | 0
IGCC | 0 | 0 | 0 | 0 | 0 | 0
DemandResponse | 0 | 0 | 0 | 0 | 0 | 0
IGCC-CCS | 0 | 0 | 0 | 0 | 0 | 0
WT_off | 0 | 0 | 0 | 0 | 0 | 0
PseudoUnit | 0 | 0 | 0 | 0 | 0 | 0
FixedInterchange | 0 | 0 | 0 | 0 | 0 | 0
Emission Cost by Reporting Type: MISO_W
ReportingType | 2015 | 2020 | 2025 | 2030 | 2035 | 2040
BM | 0 | 0 | 0 | 0 | 0 | 0
CC | 0 | 0 | 0 | 0 | 0 | 0
CSP | 0 | 0 | 0 | 0 | 0 | 0
CT | 0 | 0 | 0 | 0 | 0 | 0
Coal | 0 | 0 | 0 | 0 | 0 | 0
Geo | 0 | 0 | 0 | 0 | 0 | 0
H | 0 | 0 | 0 | 0 | 0 | 0
LFG | 0 | 0 | 0 | 0 | 0 | 0
Nuc | 0 | 0 | 0 | 0 | 0 | 0
PS | 0 | 0 | 0 | 0 | 0 | 0
PV | 0 | 0 | 0 | 0 | 0 | 0
PeakG | 0 | 0 | 0 | 0 | 0 | 0
PeakO | 0 | 0 | 0 | 0 | 0 | 0
ST | 0 | 0 | 0 | 0 | 0 | 0
STOG | 0 | 0 | 0 | 0 | 0 | 0
STWD | 0 | 0 | 0 | 0 | 0 | 0
WT | 0 | 0 | 0 | 0 | 0 | 0
IGCC | 0 | 0 | 0 | 0 | 0 | 0
DemandResponse | 0 | 0 | 0 | 0 | 0 | 0
IGCC-CCS | 0 | 0 | 0 | 0 | 0 | 0
WT_off | 0 | 0 | 0 | 0 | 0 | 0
PseudoUnit | 0 | 0 | 0 | 0 | 0 | 0
FixedInterchange | 0 | 0 | 0 | 0 | 0 | 0
Emission Cost by Reporting Type: MISO_WUMS
ReportingType | 2015 | 2020 | 2025 | 2030 | 2035 | 2040
BM | 0 | 0 | 0 | 0 | 0 | 0
CC | 0 | 0 | 0 | 0 | 0 | 0
CSP | 0 | 0 | 0 | 0 | 0 | 0
CT | 0 | 0 | 0 | 0 | 0 | 0
Coal | 0 | 0 | 0 | 0 | 0 | 0
Geo | 0 | 0 | 0 | 0 | 0 | 0
H | 0 | 0 | 0 | 0 | 0 | 0
LFG | 0 | 0 | 0 | 0 | 0 | 0
Nuc | 0 | 0 | 0 | 0 | 0 | 0
PS | 0 | 0 | 0 | 0 | 0 | 0
PV | 0 | 0 | 0 | 0 | 0 | 0
PeakG | 0 | 0 | 0 | 0 | 0 | 0
PeakO | 0 | 0 | 0 | 0 | 0 | 0
ST | 0 | 0 | 0 | 0 | 0 | 0
STOG | 0 | 0 | 0 | 0 | 0 | 0
STWD | 0 | 0 | 0 | 0 | 0 | 0
WT | 0 | 0 | 0 | 0 | 0 | 0
IGCC | 0 | 0 | 0 | 0 | 0 | 0
DemandResponse | 0 | 0 | 0 | 0 | 0 | 0
IGCC-CCS | 0 | 0 | 0 | 0 | 0 | 0
WT_off | 0 | 0 | 0 | 0 | 0 | 0
PseudoUnit | 0 | 0 | 0 | 0 | 0 | 0
FixedInterchange | 0 | 0 | 0 | 0 | 0 | 0
Emission Cost by Reporting Type: Nebraska
ReportingType | 2015 | 2020 | 2025 | 2030 | 2035 | 2040
BM | 0 | 0 | 0 | 0 | 0 | 0
CC | 0 | 0 | 0 | 0 | 0 | 0
CSP | 0 | 0 | 0 | 0 | 0 | 0
CT | 0 | 0 | 0 | 0 | 0 | 0
Coal | 0 | 0 | 0 | 0 | 0 | 0
Geo | 0 | 0 | 0 | 0 | 0 | 0
H | 0 | 0 | 0 | 0 | 0 | 0
LFG | 0 | 0 | 0 | 0 | 0 | 0
Nuc | 0 | 0 | 0 | 0 | 0 | 0
PS | 0 | 0 | 0 | 0 | 0 | 0
PV | 0 | 0 | 0 | 0 | 0 | 0
PeakG | 0 | 0 | 0 | 0 | 0 | 0
PeakO | 0 | 0 | 0 | 0 | 0 | 0
ST | 0 | 0 | 0 | 0 | 0 | 0
STOG | 0 | 0 | 0 | 0 | 0 | 0
STWD | 0 | 0 | 0 | 0 | 0 | 0
WT | 0 | 0 | 0 | 0 | 0 | 0
IGCC | 0 | 0 | 0 | 0 | 0 | 0
DemandResponse | 0 | 0 | 0 | 0 | 0 | 0
IGCC-CCS | 0 | 0 | 0 | 0 | 0 | 0
WT_off | 0 | 0 | 0 | 0 | 0 | 0
PseudoUnit | 0 | 0 | 0 | 0 | 0 | 0
FixedInterchange | 0 | 0 | 0 | 0 | 0 | 0
Emission Cost by Reporting Type: NEISO
ReportingType | 2015 | 2020 | 2025 | 2030 | 2035 | 2040
BM | 0 | 0 | 0 | 0 | 0 | 0
CC | 0 | 0 | 0 | 0 | 0 | 0
CSP | 0 | 0 | 0 | 0 | 0 | 0
CT | 0 | 0 | 0 | 0 | 0 | 0
Coal | 0 | 0 | 0 | 0 | 0 | 0
Geo | 0 | 0 | 0 | 0 | 0 | 0
H | 0 | 0 | 0 | 0 | 0 | 0
LFG | 0 | 0 | 0 | 0 | 0 | 0
Nuc | 0 | 0 | 0 | 0 | 0 | 0
PS | 0 | 0 | 0 | 0 | 0 | 0
PV | 0 | 0 | 0 | 0 | 0 | 0
PeakG | 0 | 0 | 0 | 0 | 0 | 0
PeakO | 0 | 0 | 0 | 0 | 0 | 0
ST | 0 | 0 | 0 | 0 | 0 | 0
STOG | 0 | 0 | 0 | 0 | 0 | 0
STWD | 0 | 0 | 0 | 0 | 0 | 0
WT | 0 | 0 | 0 | 0 | 0 | 0
IGCC | 0 | 0 | 0 | 0 | 0 | 0
DemandResponse | 0 | 0 | 0 | 0 | 0 | 0
IGCC-CCS | 0 | 0 | 0 | 0 | 0 | 0
WT_off | 0 | 0 | 0 | 0 | 0 | 0
PseudoUnit | 0 | 0 | 0 | 0 | 0 | 0
FixedInterchange | 0 | 0 | 0 | 0 | 0 | 0
Emission Cost by Reporting Type: NonRTO_Midwest
ReportingType | 2015 | 2020 | 2025 | 2030 | 2035 | 2040
BM | 0 | 0 | 0 | 0 | 0 | 0
CC | 0 | 0 | 0 | 0 | 0 | 0
CSP | 0 | 0 | 0 | 0 | 0 | 0
CT | 0 | 0 | 0 | 0 | 0 | 0
Coal | 0 | 0 | 0 | 0 | 0 | 0
Geo | 0 | 0 | 0 | 0 | 0 | 0
H | 0 | 0 | 0 | 0 | 0 | 0
LFG | 0 | 0 | 0 | 0 | 0 | 0
Nuc | 0 | 0 | 0 | 0 | 0 | 0
PS | 0 | 0 | 0 | 0 | 0 | 0
PV | 0 | 0 | 0 | 0 | 0 | 0
PeakG | 0 | 0 | 0 | 0 | 0 | 0
PeakO | 0 | 0 | 0 | 0 | 0 | 0
ST | 0 | 0 | 0 | 0 | 0 | 0
STOG | 0 | 0 | 0 | 0 | 0 | 0
STWD | 0 | 0 | 0 | 0 | 0 | 0
WT | 0 | 0 | 0 | 0 | 0 | 0
IGCC | 0 | 0 | 0 | 0 | 0 | 0
DemandResponse | 0 | 0 | 0 | 0 | 0 | 0
IGCC-CCS | 0 | 0 | 0 | 0 | 0 | 0
WT_off | 0 | 0 | 0 | 0 | 0 | 0
PseudoUnit | 0 | 0 | 0 | 0 | 0 | 0
FixedInterchange | 0 | 0 | 0 | 0 | 0 | 0
Emission Cost by Reporting Type: NYISO_A-F
ReportingType | 2015 | 2020 | 2025 | 2030 | 2035 | 2040
BM | 0 | 0 | 0 | 0 | 0 | 0
CC | 0 | 0 | 0 | 0 | 0 | 0
CSP | 0 | 0 | 0 | 0 | 0 | 0
CT | 0 | 0 | 0 | 0 | 0 | 0
Coal | 0 | 0 | 0 | 0 | 0 | 0
Geo | 0 | 0 | 0 | 0 | 0 | 0
H | 0 | 0 | 0 | 0 | 0 | 0
LFG | 0 | 0 | 0 | 0 | 0 | 0
Nuc | 0 | 0 | 0 | 0 | 0 | 0
PS | 0 | 0 | 0 | 0 | 0 | 0
PV | 0 | 0 | 0 | 0 | 0 | 0
PeakG | 0 | 0 | 0 | 0 | 0 | 0
PeakO | 0 | 0 | 0 | 0 | 0 | 0
ST | 0 | 0 | 0 | 0 | 0 | 0
STOG | 0 | 0 | 0 | 0 | 0 | 0
STWD | 0 | 0 | 0 | 0 | 0 | 0
WT | 0 | 0 | 0 | 0 | 0 | 0
IGCC | 0 | 0 | 0 | 0 | 0 | 0
DemandResponse | 0 | 0 | 0 | 0 | 0 | 0
IGCC-CCS | 0 | 0 | 0 | 0 | 0 | 0
WT_off | 0 | 0 | 0 | 0 | 0 | 0
PseudoUnit | 0 | 0 | 0 | 0 | 0 | 0
FixedInterchange | 0 | 0 | 0 | 0 | 0 | 0
Emission Cost by Reporting Type: NYISO_G-I
ReportingType | 2015 | 2020 | 2025 | 2030 | 2035 | 2040
BM | 0 | 0 | 0 | 0 | 0 | 0
CC | 0 | 0 | 0 | 0 | 0 | 0
CSP | 0 | 0 | 0 | 0 | 0 | 0
CT | 0 | 0 | 0 | 0 | 0 | 0
Coal | 0 | 0 | 0 | 0 | 0 | 0
Geo | 0 | 0 | 0 | 0 | 0 | 0
H | 0 | 0 | 0 | 0 | 0 | 0
LFG | 0 | 0 | 0 | 0 | 0 | 0
Nuc | 0 | 0 | 0 | 0 | 0 | 0
PS | 0 | 0 | 0 | 0 | 0 | 0
PV | 0 | 0 | 0 | 0 | 0 | 0
PeakG | 0 | 0 | 0 | 0 | 0 | 0
PeakO | 0 | 0 | 0 | 0 | 0 | 0
ST | 0 | 0 | 0 | 0 | 0 | 0
STOG | 0 | 0 | 0 | 0 | 0 | 0
STWD | 0 | 0 | 0 | 0 | 0 | 0
WT | 0 | 0 | 0 | 0 | 0 | 0
IGCC | 0 | 0 | 0 | 0 | 0 | 0
DemandResponse | 0 | 0 | 0 | 0 | 0 | 0
IGCC-CCS | 0 | 0 | 0 | 0 | 0 | 0
WT_off | 0 | 0 | 0 | 0 | 0 | 0
PseudoUnit | 0 | 0 | 0 | 0 | 0 | 0
FixedInterchange | 0 | 0 | 0 | 0 | 0 | 0
Emission Cost by Reporting Type: NYISO_J-K
ReportingType | 2015 | 2020 | 2025 | 2030 | 2035 | 2040
BM | 0 | 0 | 0 | 0 | 0 | 0
CC | 0 | 0 | 0 | 0 | 0 | 0
CSP | 0 | 0 | 0 | 0 | 0 | 0
CT | 0 | 0 | 0 | 0 | 0 | 0
Coal | 0 | 0 | 0 | 0 | 0 | 0
Geo | 0 | 0 | 0 | 0 | 0 | 0
H | 0 | 0 | 0 | 0 | 0 | 0
LFG | 0 | 0 | 0 | 0 | 0 | 0
Nuc | 0 | 0 | 0 | 0 | 0 | 0
PS | 0 | 0 | 0 | 0 | 0 | 0
PV | 0 | 0 | 0 | 0 | 0 | 0
PeakG | 0 | 0 | 0 | 0 | 0 | 0
PeakO | 0 | 0 | 0 | 0 | 0 | 0
ST | 0 | 0 | 0 | 0 | 0 | 0
STOG | 0 | 0 | 0 | 0 | 0 | 0
STWD | 0 | 0 | 0 | 0 | 0 | 0
WT | 0 | 0 | 0 | 0 | 0 | 0
IGCC | 0 | 0 | 0 | 0 | 0 | 0
DemandResponse | 0 | 0 | 0 | 0 | 0 | 0
IGCC-CCS | 0 | 0 | 0 | 0 | 0 | 0
WT_off | 0 | 0 | 0 | 0 | 0 | 0
PseudoUnit | 0 | 0 | 0 | 0 | 0 | 0
FixedInterchange | 0 | 0 | 0 | 0 | 0 | 0
Emission Cost by Reporting Type: PJM_E
ReportingType | 2015 | 2020 | 2025 | 2030 | 2035 | 2040
BM | 0 | 0 | 0 | 0 | 0 | 0
CC | 0 | 0 | 0 | 0 | 0 | 0
CSP | 0 | 0 | 0 | 0 | 0 | 0
CT | 0 | 0 | 0 | 0 | 0 | 0
Coal | 0 | 0 | 0 | 0 | 0 | 0
Geo | 0 | 0 | 0 | 0 | 0 | 0
H | 0 | 0 | 0 | 0 | 0 | 0
LFG | 0 | 0 | 0 | 0 | 0 | 0
Nuc | 0 | 0 | 0 | 0 | 0 | 0
PS | 0 | 0 | 0 | 0 | 0 | 0
PV | 0 | 0 | 0 | 0 | 0 | 0
PeakG | 0 | 0 | 0 | 0 | 0 | 0
PeakO | 0 | 0 | 0 | 0 | 0 | 0
ST | 0 | 0 | 0 | 0 | 0 | 0
STOG | 0 | 0 | 0 | 0 | 0 | 0
STWD | 0 | 0 | 0 | 0 | 0 | 0
WT | 0 | 0 | 0 | 0 | 0 | 0
IGCC | 0 | 0 | 0 | 0 | 0 | 0
DemandResponse | 0 | 0 | 0 | 0 | 0 | 0
IGCC-CCS | 0 | 0 | 0 | 0 | 0 | 0
WT_off | 0 | 0 | 0 | 0 | 0 | 0
PseudoUnit | 0 | 0 | 0 | 0 | 0 | 0
FixedInterchange | 0 | 0 | 0 | 0 | 0 | 0
Emission Cost by Reporting Type: PJM_ROM
ReportingType | 2015 | 2020 | 2025 | 2030 | 2035 | 2040
BM | 0 | 0 | 0 | 0 | 0 | 0
CC | 0 | 0 | 0 | 0 | 0 | 0
CSP | 0 | 0 | 0 | 0 | 0 | 0
CT | 0 | 0 | 0 | 0 | 0 | 0
Coal | 0 | 0 | 0 | 0 | 0 | 0
Geo | 0 | 0 | 0 | 0 | 0 | 0
H | 0 | 0 | 0 | 0 | 0 | 0
LFG | 0 | 0 | 0 | 0 | 0 | 0
Nuc | 0 | 0 | 0 | 0 | 0 | 0
PS | 0 | 0 | 0 | 0 | 0 | 0
PV | 0 | 0 | 0 | 0 | 0 | 0
PeakG | 0 | 0 | 0 | 0 | 0 | 0
PeakO | 0 | 0 | 0 | 0 | 0 | 0
ST | 0 | 0 | 0 | 0 | 0 | 0
STOG | 0 | 0 | 0 | 0 | 0 | 0
STWD | 0 | 0 | 0 | 0 | 0 | 0
WT | 0 | 0 | 0 | 0 | 0 | 0
IGCC | 0 | 0 | 0 | 0 | 0 | 0
DemandResponse | 0 | 0 | 0 | 0 | 0 | 0
IGCC-CCS | 0 | 0 | 0 | 0 | 0 | 0
WT_off | 0 | 0 | 0 | 0 | 0 | 0
PseudoUnit | 0 | 0 | 0 | 0 | 0 | 0
FixedInterchange | 0 | 0 | 0 | 0 | 0 | 0
Emission Cost by Reporting Type: PJM_ROR
ReportingType | 2015 | 2020 | 2025 | 2030 | 2035 | 2040
BM | 0 | 0 | 0 | 0 | 0 | 0
CC | 0 | 0 | 0 | 0 | 0 | 0
CSP | 0 | 0 | 0 | 0 | 0 | 0
CT | 0 | 0 | 0 | 0 | 0 | 0
Coal | 0 | 0 | 0 | 0 | 0 | 0
Geo | 0 | 0 | 0 | 0 | 0 | 0
H | 0 | 0 | 0 | 0 | 0 | 0
LFG | 0 | 0 | 0 | 0 | 0 | 0
Nuc | 0 | 0 | 0 | 0 | 0 | 0
PS | 0 | 0 | 0 | 0 | 0 | 0
PV | 0 | 0 | 0 | 0 | 0 | 0
PeakG | 0 | 0 | 0 | 0 | 0 | 0
PeakO | 0 | 0 | 0 | 0 | 0 | 0
ST | 0 | 0 | 0 | 0 | 0 | 0
STOG | 0 | 0 | 0 | 0 | 0 | 0
STWD | 0 | 0 | 0 | 0 | 0 | 0
WT | 0 | 0 | 0 | 0 | 0 | 0
IGCC | 0 | 0 | 0 | 0 | 0 | 0
DemandResponse | 0 | 0 | 0 | 0 | 0 | 0
IGCC-CCS | 0 | 0 | 0 | 0 | 0 | 0
WT_off | 0 | 0 | 0 | 0 | 0 | 0
PseudoUnit | 0 | 0 | 0 | 0 | 0 | 0
FixedInterchange | 0 | 0 | 0 | 0 | 0 | 0
Emission Cost by Reporting Type: SOCO
ReportingType | 2015 | 2020 | 2025 | 2030 | 2035 | 2040
BM | 0 | 0 | 0 | 0 | 0 | 0
CC | 0 | 0 | 0 | 0 | 0 | 0
CSP | 0 | 0 | 0 | 0 | 0 | 0
CT | 0 | 0 | 0 | 0 | 0 | 0
Coal | 0 | 0 | 0 | 0 | 0 | 0
Geo | 0 | 0 | 0 | 0 | 0 | 0
H | 0 | 0 | 0 | 0 | 0 | 0
LFG | 0 | 0 | 0 | 0 | 0 | 0
Nuc | 0 | 0 | 0 | 0 | 0 | 0
PS | 0 | 0 | 0 | 0 | 0 | 0
PV | 0 | 0 | 0 | 0 | 0 | 0
PeakG | 0 | 0 | 0 | 0 | 0 | 0
PeakO | 0 | 0 | 0 | 0 | 0 | 0
ST | 0 | 0 | 0 | 0 | 0 | 0
STOG | 0 | 0 | 0 | 0 | 0 | 0
STWD | 0 | 0 | 0 | 0 | 0 | 0
WT | 0 | 0 | 0 | 0 | 0 | 0
IGCC | 0 | 0 | 0 | 0 | 0 | 0
DemandResponse | 0 | 0 | 0 | 0 | 0 | 0
IGCC-CCS | 0 | 0 | 0 | 0 | 0 | 0
WT_off | 0 | 0 | 0 | 0 | 0 | 0
PseudoUnit | 0 | 0 | 0 | 0 | 0 | 0
FixedInterchange | 0 | 0 | 0 | 0 | 0 | 0
Emission Cost by Reporting Type: SPP_N
ReportingType | 2015 | 2020 | 2025 | 2030 | 2035 | 2040
BM | 0 | 0 | 0 | 0 | 0 | 0
CC | 0 | 0 | 0 | 0 | 0 | 0
CSP | 0 | 0 | 0 | 0 | 0 | 0
CT | 0 | 0 | 0 | 0 | 0 | 0
Coal | 0 | 0 | 0 | 0 | 0 | 0
Geo | 0 | 0 | 0 | 0 | 0 | 0
H | 0 | 0 | 0 | 0 | 0 | 0
LFG | 0 | 0 | 0 | 0 | 0 | 0
Nuc | 0 | 0 | 0 | 0 | 0 | 0
PS | 0 | 0 | 0 | 0 | 0 | 0
PV | 0 | 0 | 0 | 0 | 0 | 0
PeakG | 0 | 0 | 0 | 0 | 0 | 0
PeakO | 0 | 0 | 0 | 0 | 0 | 0
ST | 0 | 0 | 0 | 0 | 0 | 0
STOG | 0 | 0 | 0 | 0 | 0 | 0
STWD | 0 | 0 | 0 | 0 | 0 | 0
WT | 0 | 0 | 0 | 0 | 0 | 0
IGCC | 0 | 0 | 0 | 0 | 0 | 0
DemandResponse | 0 | 0 | 0 | 0 | 0 | 0
IGCC-CCS | 0 | 0 | 0 | 0 | 0 | 0
WT_off | 0 | 0 | 0 | 0 | 0 | 0
PseudoUnit | 0 | 0 | 0 | 0 | 0 | 0
FixedInterchange | 0 | 0 | 0 | 0 | 0 | 0
Emission Cost by Reporting Type: SPP_S
ReportingType | 2015 | 2020 | 2025 | 2030 | 2035 | 2040
BM | 0 | 0 | 0 | 0 | 0 | 0
CC | 0 | 0 | 0 | 0 | 0 | 0
CSP | 0 | 0 | 0 | 0 | 0 | 0
CT | 0 | 0 | 0 | 0 | 0 | 0
Coal | 0 | 0 | 0 | 0 | 0 | 0
Geo | 0 | 0 | 0 | 0 | 0 | 0
H | 0 | 0 | 0 | 0 | 0 | 0
LFG | 0 | 0 | 0 | 0 | 0 | 0
Nuc | 0 | 0 | 0 | 0 | 0 | 0
PS | 0 | 0 | 0 | 0 | 0 | 0
PV | 0 | 0 | 0 | 0 | 0 | 0
PeakG | 0 | 0 | 0 | 0 | 0 | 0
PeakO | 0 | 0 | 0 | 0 | 0 | 0
ST | 0 | 0 | 0 | 0 | 0 | 0
STOG | 0 | 0 | 0 | 0 | 0 | 0
STWD | 0 | 0 | 0 | 0 | 0 | 0
WT | 0 | 0 | 0 | 0 | 0 | 0
IGCC | 0 | 0 | 0 | 0 | 0 | 0
DemandResponse | 0 | 0 | 0 | 0 | 0 | 0
IGCC-CCS | 0 | 0 | 0 | 0 | 0 | 0
WT_off | 0 | 0 | 0 | 0 | 0 | 0
PseudoUnit | 0 | 0 | 0 | 0 | 0 | 0
FixedInterchange | 0 | 0 | 0 | 0 | 0 | 0
Emission Cost by Reporting Type: TVA
ReportingType | 2015 | 2020 | 2025 | 2030 | 2035 | 2040
BM | 0 | 0 | 0 | 0 | 0 | 0
CC | 0 | 0 | 0 | 0 | 0 | 0
CSP | 0 | 0 | 0 | 0 | 0 | 0
CT | 0 | 0 | 0 | 0 | 0 | 0
Coal | 0 | 0 | 0 | 0 | 0 | 0
Geo | 0 | 0 | 0 | 0 | 0 | 0
H | 0 | 0 | 0 | 0 | 0 | 0
LFG | 0 | 0 | 0 | 0 | 0 | 0
Nuc | 0 | 0 | 0 | 0 | 0 | 0
PS | 0 | 0 | 0 | 0 | 0 | 0
PV | 0 | 0 | 0 | 0 | 0 | 0
PeakG | 0 | 0 | 0 | 0 | 0 | 0
PeakO | 0 | 0 | 0 | 0 | 0 | 0
ST | 0 | 0 | 0 | 0 | 0 | 0
STOG | 0 | 0 | 0 | 0 | 0 | 0
STWD | 0 | 0 | 0 | 0 | 0 | 0
WT | 0 | 0 | 0 | 0 | 0 | 0
IGCC | 0 | 0 | 0 | 0 | 0 | 0
DemandResponse | 0 | 0 | 0 | 0 | 0 | 0
IGCC-CCS | 0 | 0 | 0 | 0 | 0 | 0
WT_off | 0 | 0 | 0 | 0 | 0 | 0
PseudoUnit | 0 | 0 | 0 | 0 | 0 | 0
FixedInterchange | 0 | 0 | 0 | 0 | 0 | 0
Emission Cost by Reporting Type: TVA_Transmission
ReportingType | 2015 | 2020 | 2025 | 2030 | 2035 | 2040
BM | 0 | 0 | 0 | 0 | 0 | 0
CC | 0 | 0 | 0 | 0 | 0 | 0
CSP | 0 | 0 | 0 | 0 | 0 | 0
CT | 0 | 0 | 0 | 0 | 0 | 0
Coal | 0 | 0 | 0 | 0 | 0 | 0
Geo | 0 | 0 | 0 | 0 | 0 | 0
H | 0 | 0 | 0 | 0 | 0 | 0
LFG | 0 | 0 | 0 | 0 | 0 | 0
Nuc | 0 | 0 | 0 | 0 | 0 | 0
PS | 0 | 0 | 0 | 0 | 0 | 0
PV | 0 | 0 | 0 | 0 | 0 | 0
PeakG | 0 | 0 | 0 | 0 | 0 | 0
PeakO | 0 | 0 | 0 | 0 | 0 | 0
ST | 0 | 0 | 0 | 0 | 0 | 0
STOG | 0 | 0 | 0 | 0 | 0 | 0
STWD | 0 | 0 | 0 | 0 | 0 | 0
WT | 0 | 0 | 0 | 0 | 0 | 0
IGCC | 0 | 0 | 0 | 0 | 0 | 0
DemandResponse | 0 | 0 | 0 | 0 | 0 | 0
IGCC-CCS | 0 | 0 | 0 | 0 | 0 | 0
WT_off | 0 | 0 | 0 | 0 | 0 | 0
PseudoUnit | 0 | 0 | 0 | 0 | 0 | 0
FixedInterchange | 0 | 0 | 0 | 0 | 0 | 0
Emission Cost by Reporting Type: VACAR
ReportingType | 2015 | 2020 | 2025 | 2030 | 2035 | 2040
BM | 0 | 0 | 0 | 0 | 0 | 0
CC | 0 | 0 | 0 | 0 | 0 | 0
CSP | 0 | 0 | 0 | 0 | 0 | 0
CT | 0 | 0 | 0 | 0 | 0 | 0
Coal | 0 | 0 | 0 | 0 | 0 | 0
Geo | 0 | 0 | 0 | 0 | 0 | 0
H | 0 | 0 | 0 | 0 | 0 | 0
LFG | 0 | 0 | 0 | 0 | 0 | 0
Nuc | 0 | 0 | 0 | 0 | 0 | 0
PS | 0 | 0 | 0 | 0 | 0 | 0
PV | 0 | 0 | 0 | 0 | 0 | 0
PeakG | 0 | 0 | 0 | 0 | 0 | 0
PeakO | 0 | 0 | 0 | 0 | 0 | 0
ST | 0 | 0 | 0 | 0 | 0 | 0
STOG | 0 | 0 | 0 | 0 | 0 | 0
STWD | 0 | 0 | 0 | 0 | 0 | 0
WT | 0 | 0 | 0 | 0 | 0 | 0
IGCC | 0 | 0 | 0 | 0 | 0 | 0
DemandResponse | 0 | 0 | 0 | 0 | 0 | 0
IGCC-CCS | 0 | 0 | 0 | 0 | 0 | 0
WT_off | 0 | 0 | 0 | 0 | 0 | 0
PseudoUnit | 0 | 0 | 0 | 0 | 0 | 0
FixedInterchange | 0 | 0 | 0 | 0 | 0 | 0
Emission Cost by Reporting Type: IESO
ReportingType | 2015 | 2020 | 2025 | 2030 | 2035 | 2040
BM | 0 | 0 | 0 | 0 | 0 | 0
CC | 0 | 0 | 0 | 0 | 0 | 0
CSP | 0 | 0 | 0 | 0 | 0 | 0
CT | 0 | 0 | 0 | 0 | 0 | 0
Coal | 0 | 0 | 0 | 0 | 0 | 0
Geo | 0 | 0 | 0 | 0 | 0 | 0
H | 0 | 0 | 0 | 0 | 0 | 0
LFG | 0 | 0 | 0 | 0 | 0 | 0
Nuc | 0 | 0 | 0 | 0 | 0 | 0
PS | 0 | 0 | 0 | 0 | 0 | 0
PV | 0 | 0 | 0 | 0 | 0 | 0
PeakG | 0 | 0 | 0 | 0 | 0 | 0
PeakO | 0 | 0 | 0 | 0 | 0 | 0
ST | 0 | 0 | 0 | 0 | 0 | 0
STOG | 0 | 0 | 0 | 0 | 0 | 0
STWD | 0 | 0 | 0 | 0 | 0 | 0
WT | 0 | 0 | 0 | 0 | 0 | 0
IGCC | 0 | 0 | 0 | 0 | 0 | 0
DemandResponse | 0 | 0 | 0 | 0 | 0 | 0
IGCC-CCS | 0 | 0 | 0 | 0 | 0 | 0
WT_off | 0 | 0 | 0 | 0 | 0 | 0
PseudoUnit | 0 | 0 | 0 | 0 | 0 | 0
FixedInterchange | 0 | 0 | 0 | 0 | 0 | 0
Emission Cost by Reporting Type: MAPP_CA
ReportingType | 2015 | 2020 | 2025 | 2030 | 2035 | 2040
BM | 0 | 0 | 0 | 0 | 0 | 0
CC | 0 | 0 | 0 | 0 | 0 | 0
CSP | 0 | 0 | 0 | 0 | 0 | 0
CT | 0 | 0 | 0 | 0 | 0 | 0
Coal | 0 | 0 | 0 | 0 | 0 | 0
Geo | 0 | 0 | 0 | 0 | 0 | 0
H | 0 | 0 | 0 | 0 | 0 | 0
LFG | 0 | 0 | 0 | 0 | 0 | 0
Nuc | 0 | 0 | 0 | 0 | 0 | 0
PS | 0 | 0 | 0 | 0 | 0 | 0
PV | 0 | 0 | 0 | 0 | 0 | 0
PeakG | 0 | 0 | 0 | 0 | 0 | 0
PeakO | 0 | 0 | 0 | 0 | 0 | 0
ST | 0 | 0 | 0 | 0 | 0 | 0
STOG | 0 | 0 | 0 | 0 | 0 | 0
STWD | 0 | 0 | 0 | 0 | 0 | 0
WT | 0 | 0 | 0 | 0 | 0 | 0
IGCC | 0 | 0 | 0 | 0 | 0 | 0
DemandResponse | 0 | 0 | 0 | 0 | 0 | 0
IGCC-CCS | 0 | 0 | 0 | 0 | 0 | 0
WT_off | 0 | 0 | 0 | 0 | 0 | 0
PseudoUnit | 0 | 0 | 0 | 0 | 0 | 0
FixedInterchange | 0 | 0 | 0 | 0 | 0 | 0
Emission Cost by Reporting Type: AZ_NM_SNV_Coal
ReportingType | 2015 | 2020 | 2025 | 2030 | 2035 | 2040
BM | 0 | 0 | 0 | 0 | 0 | 0
CC | 0 | 0 | 0 | 0 | 0 | 0
CSP | 0 | 0 | 0 | 0 | 0 | 0
CT | 0 | 0 | 0 | 0 | 0 | 0
Coal | 0 | 0 | 0 | 0 | 0 | 0
Geo | 0 | 0 | 0 | 0 | 0 | 0
H | 0 | 0 | 0 | 0 | 0 | 0
LFG | 0 | 0 | 0 | 0 | 0 | 0
Nuc | 0 | 0 | 0 | 0 | 0 | 0
PS | 0 | 0 | 0 | 0 | 0 | 0
PV | 0 | 0 | 0 | 0 | 0 | 0
PeakG | 0 | 0 | 0 | 0 | 0 | 0
PeakO | 0 | 0 | 0 | 0 | 0 | 0
ST | 0 | 0 | 0 | 0 | 0 | 0
STOG | 0 | 0 | 0 | 0 | 0 | 0
STWD | 0 | 0 | 0 | 0 | 0 | 0
WT | 0 | 0 | 0 | 0 | 0 | 0
IGCC | 0 | 0 | 0 | 0 | 0 | 0
DemandResponse | 0 | 0 | 0 | 0 | 0 | 0
IGCC-CCS | 0 | 0 | 0 | 0 | 0 | 0
WT_off | 0 | 0 | 0 | 0 | 0 | 0
PseudoUnit | 0 | 0 | 0 | 0 | 0 | 0
FixedInterchange | 0 | 0 | 0 | 0 | 0 | 0
Emission Cost by Reporting Type: AZ_NM_SNV_Gas
ReportingType | 2015 | 2020 | 2025 | 2030 | 2035 | 2040
BM | 0 | 0 | 0 | 0 | 0 | 0
CC | 0 | 0 | 0 | 0 | 0 | 0
CSP | 0 | 0 | 0 | 0 | 0 | 0
CT | 0 | 0 | 0 | 0 | 0 | 0
Coal | 0 | 0 | 0 | 0 | 0 | 0
Geo | 0 | 0 | 0 | 0 | 0 | 0
H | 0 | 0 | 0 | 0 | 0 | 0
LFG | 0 | 0 | 0 | 0 | 0 | 0
Nuc | 0 | 0 | 0 | 0 | 0 | 0
PS | 0 | 0 | 0 | 0 | 0 | 0
PV | 0 | 0 | 0 | 0 | 0 | 0
PeakG | 0 | 0 | 0 | 0 | 0 | 0
PeakO | 0 | 0 | 0 | 0 | 0 | 0
ST | 0 | 0 | 0 | 0 | 0 | 0
STOG | 0 | 0 | 0 | 0 | 0 | 0
STWD | 0 | 0 | 0 | 0 | 0 | 0
WT | 0 | 0 | 0 | 0 | 0 | 0
IGCC | 0 | 0 | 0 | 0 | 0 | 0
DemandResponse | 0 | 0 | 0 | 0 | 0 | 0
IGCC-CCS | 0 | 0 | 0 | 0 | 0 | 0
WT_off | 0 | 0 | 0 | 0 | 0 | 0
PseudoUnit | 0 | 0 | 0 | 0 | 0 | 0
FixedInterchange | 0 | 0 | 0 | 0 | 0 | 0
Emission Cost by Reporting Type: AZ_NM_SNV_NucRenew
ReportingType | 2015 | 2020 | 2025 | 2030 | 2035 | 2040
BM | 0 | 0 | 0 | 0 | 0 | 0
CC | 0 | 0 | 0 | 0 | 0 | 0
CSP | 0 | 0 | 0 | 0 | 0 | 0
CT | 0 | 0 | 0 | 0 | 0 | 0
Coal | 0 | 0 | 0 | 0 | 0 | 0
Geo | 0 | 0 | 0 | 0 | 0 | 0
H | 0 | 0 | 0 | 0 | 0 | 0
LFG | 0 | 0 | 0 | 0 | 0 | 0
Nuc | 0 | 0 | 0 | 0 | 0 | 0
PS | 0 | 0 | 0 | 0 | 0 | 0
PV | 0 | 0 | 0 | 0 | 0 | 0
PeakG | 0 | 0 | 0 | 0 | 0 | 0
PeakO | 0 | 0 | 0 | 0 | 0 | 0
ST | 0 | 0 | 0 | 0 | 0 | 0
STOG | 0 | 0 | 0 | 0 | 0 | 0
STWD | 0 | 0 | 0 | 0 | 0 | 0
WT | 0 | 0 | 0 | 0 | 0 | 0
IGCC | 0 | 0 | 0 | 0 | 0 | 0
DemandResponse | 0 | 0 | 0 | 0 | 0 | 0
IGCC-CCS | 0 | 0 | 0 | 0 | 0 | 0
WT_off | 0 | 0 | 0 | 0 | 0 | 0
PseudoUnit | 0 | 0 | 0 | 0 | 0 | 0
FixedInterchange | 0 | 0 | 0 | 0 | 0 | 0
Emission Cost by Reporting Type: ERCOT
ReportingType | 2015 | 2020 | 2025 | 2030 | 2035 | 2040
BM | 0 | 0 | 0 | 0 | 0 | 0
CC | 0 | 0 | 0 | 0 | 0 | 0
CSP | 0 | 0 | 0 | 0 | 0 | 0
CT | 0 | 0 | 0 | 0 | 0 | 0
Coal | 0 | 0 | 0 | 0 | 0 | 0
Geo | 0 | 0 | 0 | 0 | 0 | 0
H | 0 | 0 | 0 | 0 | 0 | 0
LFG | 0 | 0 | 0 | 0 | 0 | 0
Nuc | 0 | 0 | 0 | 0 | 0 | 0
PS | 0 | 0 | 0 | 0 | 0 | 0
PV | 0 | 0 | 0 | 0 | 0 | 0
PeakG | 0 | 0 | 0 | 0 | 0 | 0
PeakO | 0 | 0 | 0 | 0 | 0 | 0
ST | 0 | 0 | 0 | 0 | 0 | 0
STOG | 0 | 0 | 0 | 0 | 0 | 0
STWD | 0 | 0 | 0 | 0 | 0 | 0
WT | 0 | 0 | 0 | 0 | 0 | 0
IGCC | 0 | 0 | 0 | 0 | 0 | 0
DemandResponse | 0 | 0 | 0 | 0 | 0 | 0
IGCC-CCS | 0 | 0 | 0 | 0 | 0 | 0
WT_off | 0 | 0 | 0 | 0 | 0 | 0
PseudoUnit | 0 | 0 | 0 | 0 | 0 | 0
FixedInterchange | 0 | 0 | 0 | 0 | 0 | 0
Emission Cost by Reporting Type: NP15
ReportingType | 2015 | 2020 | 2025 | 2030 | 2035 | 2040
BM | 0 | 0 | 0 | 0 | 0 | 0
CC | 0 | 0 | 0 | 0 | 0 | 0
CSP | 0 | 0 | 0 | 0 | 0 | 0
CT | 0 | 0 | 0 | 0 | 0 | 0
Coal | 0 | 0 | 0 | 0 | 0 | 0
Geo | 0 | 0 | 0 | 0 | 0 | 0
H | 0 | 0 | 0 | 0 | 0 | 0
LFG | 0 | 0 | 0 | 0 | 0 | 0
Nuc | 0 | 0 | 0 | 0 | 0 | 0
PS | 0 | 0 | 0 | 0 | 0 | 0
PV | 0 | 0 | 0 | 0 | 0 | 0
PeakG | 0 | 0 | 0 | 0 | 0 | 0
PeakO | 0 | 0 | 0 | 0 | 0 | 0
ST | 0 | 0 | 0 | 0 | 0 | 0
STOG | 0 | 0 | 0 | 0 | 0 | 0
STWD | 0 | 0 | 0 | 0 | 0 | 0
WT | 0 | 0 | 0 | 0 | 0 | 0
IGCC | 0 | 0 | 0 | 0 | 0 | 0
DemandResponse | 0 | 0 | 0 | 0 | 0 | 0
IGCC-CCS | 0 | 0 | 0 | 0 | 0 | 0
WT_off | 0 | 0 | 0 | 0 | 0 | 0
PseudoUnit | 0 | 0 | 0 | 0 | 0 | 0
FixedInterchange | 0 | 0 | 0 | 0 | 0 | 0
Emission Cost by Reporting Type: NWPP_Coal
ReportingType | 2015 | 2020 | 2025 | 2030 | 2035 | 2040
BM | 0 | 0 | 0 | 0 | 0 | 0
CC | 0 | 0 | 0 | 0 | 0 | 0
CSP | 0 | 0 | 0 | 0 | 0 | 0
CT | 0 | 0 | 0 | 0 | 0 | 0
Coal | 0 | 0 | 0 | 0 | 0 | 0
Geo | 0 | 0 | 0 | 0 | 0 | 0
H | 0 | 0 | 0 | 0 | 0 | 0
LFG | 0 | 0 | 0 | 0 | 0 | 0
Nuc | 0 | 0 | 0 | 0 | 0 | 0
PS | 0 | 0 | 0 | 0 | 0 | 0
PV | 0 | 0 | 0 | 0 | 0 | 0
PeakG | 0 | 0 | 0 | 0 | 0 | 0
PeakO | 0 | 0 | 0 | 0 | 0 | 0
ST | 0 | 0 | 0 | 0 | 0 | 0
STOG | 0 | 0 | 0 | 0 | 0 | 0
STWD | 0 | 0 | 0 | 0 | 0 | 0
WT | 0 | 0 | 0 | 0 | 0 | 0
IGCC | 0 | 0 | 0 | 0 | 0 | 0
DemandResponse | 0 | 0 | 0 | 0 | 0 | 0
IGCC-CCS | 0 | 0 | 0 | 0 | 0 | 0
WT_off | 0 | 0 | 0 | 0 | 0 | 0
PseudoUnit | 0 | 0 | 0 | 0 | 0 | 0
FixedInterchange | 0 | 0 | 0 | 0 | 0 | 0
Emission Cost by Reporting Type: NWPP_Gas
ReportingType | 2015 | 2020 | 2025 | 2030 | 2035 | 2040
BM | 0 | 0 | 0 | 0 | 0 | 0
CC | 0 | 0 | 0 | 0 | 0 | 0
CSP | 0 | 0 | 0 | 0 | 0 | 0
CT | 0 | 0 | 0 | 0 | 0 | 0
Coal | 0 | 0 | 0 | 0 | 0 | 0
Geo | 0 | 0 | 0 | 0 | 0 | 0
H | 0 | 0 | 0 | 0 | 0 | 0
LFG | 0 | 0 | 0 | 0 | 0 | 0
Nuc | 0 | 0 | 0 | 0 | 0 | 0
PS | 0 | 0 | 0 | 0 | 0 | 0
PV | 0 | 0 | 0 | 0 | 0 | 0
PeakG | 0 | 0 | 0 | 0 | 0 | 0
PeakO | 0 | 0 | 0 | 0 | 0 | 0
ST | 0 | 0 | 0 | 0 | 0 | 0
STOG | 0 | 0 | 0 | 0 | 0 | 0
STWD | 0 | 0 | 0 | 0 | 0 | 0
WT | 0 | 0 | 0 | 0 | 0 | 0
IGCC | 0 | 0 | 0 | 0 | 0 | 0
DemandResponse | 0 | 0 | 0 | 0 | 0 | 0
IGCC-CCS | 0 | 0 | 0 | 0 | 0 | 0
WT_off | 0 | 0 | 0 | 0 | 0 | 0
PseudoUnit | 0 | 0 | 0 | 0 | 0 | 0
FixedInterchange | 0 | 0 | 0 | 0 | 0 | 0
Emission Cost by Reporting Type: NWPP_NucRenew
ReportingType | 2015 | 2020 | 2025 | 2030 | 2035 | 2040
BM | 0 | 0 | 0 | 0 | 0 | 0
CC | 0 | 0 | 0 | 0 | 0 | 0
CSP | 0 | 0 | 0 | 0 | 0 | 0
CT | 0 | 0 | 0 | 0 | 0 | 0
Coal | 0 | 0 | 0 | 0 | 0 | 0
Geo | 0 | 0 | 0 | 0 | 0 | 0
H | 0 | 0 | 0 | 0 | 0 | 0
LFG | 0 | 0 | 0 | 0 | 0 | 0
Nuc | 0 | 0 | 0 | 0 | 0 | 0
PS | 0 | 0 | 0 | 0 | 0 | 0
PV | 0 | 0 | 0 | 0 | 0 | 0
PeakG | 0 | 0 | 0 | 0 | 0 | 0
PeakO | 0 | 0 | 0 | 0 | 0 | 0
ST | 0 | 0 | 0 | 0 | 0 | 0
STOG | 0 | 0 | 0 | 0 | 0 | 0
STWD | 0 | 0 | 0 | 0 | 0 | 0
WT | 0 | 0 | 0 | 0 | 0 | 0
IGCC | 0 | 0 | 0 | 0 | 0 | 0
DemandResponse | 0 | 0 | 0 | 0 | 0 | 0
IGCC-CCS | 0 | 0 | 0 | 0 | 0 | 0
WT_off | 0 | 0 | 0 | 0 | 0 | 0
PseudoUnit | 0 | 0 | 0 | 0 | 0 | 0
FixedInterchange | 0 | 0 | 0 | 0 | 0 | 0
Emission Cost by Reporting Type: RMPA
ReportingType | 2015 | 2020 | 2025 | 2030 | 2035 | 2040
BM | 0 | 0 | 0 | 0 | 0 | 0
CC | 0 | 0 | 0 | 0 | 0 | 0
CSP | 0 | 0 | 0 | 0 | 0 | 0
CT | 0 | 0 | 0 | 0 | 0 | 0
Coal | 0 | 0 | 0 | 0 | 0 | 0
Geo | 0 | 0 | 0 | 0 | 0 | 0
H | 0 | 0 | 0 | 0 | 0 | 0
LFG | 0 | 0 | 0 | 0 | 0 | 0
Nuc | 0 | 0 | 0 | 0 | 0 | 0
PS | 0 | 0 | 0 | 0 | 0 | 0
PV | 0 | 0 | 0 | 0 | 0 | 0
PeakG | 0 | 0 | 0 | 0 | 0 | 0
PeakO | 0 | 0 | 0 | 0 | 0 | 0
ST | 0 | 0 | 0 | 0 | 0 | 0
STOG | 0 | 0 | 0 | 0 | 0 | 0
STWD | 0 | 0 | 0 | 0 | 0 | 0
WT | 0 | 0 | 0 | 0 | 0 | 0
IGCC | 0 | 0 | 0 | 0 | 0 | 0
DemandResponse | 0 | 0 | 0 | 0 | 0 | 0
IGCC-CCS | 0 | 0 | 0 | 0 | 0 | 0
WT_off | 0 | 0 | 0 | 0 | 0 | 0
PseudoUnit | 0 | 0 | 0 | 0 | 0 | 0
FixedInterchange | 0 | 0 | 0 | 0 | 0 | 0
Emission Cost by Reporting Type: SP15
ReportingType | 2015 | 2020 | 2025 | 2030 | 2035 | 2040
BM | 0 | 0 | 0 | 0 | 0 | 0
CC | 0 | 0 | 0 | 0 | 0 | 0
CSP | 0 | 0 | 0 | 0 | 0 | 0
CT | 0 | 0 | 0 | 0 | 0 | 0
Coal | 0 | 0 | 0 | 0 | 0 | 0
Geo | 0 | 0 | 0 | 0 | 0 | 0
H | 0 | 0 | 0 | 0 | 0 | 0
LFG | 0 | 0 | 0 | 0 | 0 | 0
Nuc | 0 | 0 | 0 | 0 | 0 | 0
PS | 0 | 0 | 0 | 0 | 0 | 0
PV | 0 | 0 | 0 | 0 | 0 | 0
PeakG | 0 | 0 | 0 | 0 | 0 | 0
PeakO | 0 | 0 | 0 | 0 | 0 | 0
ST | 0 | 0 | 0 | 0 | 0 | 0
STOG | 0 | 0 | 0 | 0 | 0 | 0
STWD | 0 | 0 | 0 | 0 | 0 | 0
WT | 0 | 0 | 0 | 0 | 0 | 0
IGCC | 0 | 0 | 0 | 0 | 0 | 0
DemandResponse | 0 | 0 | 0 | 0 | 0 | 0
IGCC-CCS | 0 | 0 | 0 | 0 | 0 | 0
WT_off | 0 | 0 | 0 | 0 | 0 | 0
PseudoUnit | 0 | 0 | 0 | 0 | 0 | 0
FixedInterchange | 0 | 0 | 0 | 0 | 0 | 0
Emission Cost by Reporting Type: ALB
ReportingType | 2015 | 2020 | 2025 | 2030 | 2035 | 2040
BM | 0 | 0 | 0 | 0 | 0 | 0
CC | 0 | 0 | 0 | 0 | 0 | 0
CSP | 0 | 0 | 0 | 0 | 0 | 0
CT | 0 | 0 | 0 | 0 | 0 | 0
Coal | 0 | 0 | 0 | 0 | 0 | 0
Geo | 0 | 0 | 0 | 0 | 0 | 0
H | 0 | 0 | 0 | 0 | 0 | 0
LFG | 0 | 0 | 0 | 0 | 0 | 0
Nuc | 0 | 0 | 0 | 0 | 0 | 0
PS | 0 | 0 | 0 | 0 | 0 | 0
PV | 0 | 0 | 0 | 0 | 0 | 0
PeakG | 0 | 0 | 0 | 0 | 0 | 0
PeakO | 0 | 0 | 0 | 0 | 0 | 0
ST | 0 | 0 | 0 | 0 | 0 | 0
STOG | 0 | 0 | 0 | 0 | 0 | 0
STWD | 0 | 0 | 0 | 0 | 0 | 0
WT | 0 | 0 | 0 | 0 | 0 | 0
IGCC | 0 | 0 | 0 | 0 | 0 | 0
DemandResponse | 0 | 0 | 0 | 0 | 0 | 0
IGCC-CCS | 0 | 0 | 0 | 0 | 0 | 0
WT_off | 0 | 0 | 0 | 0 | 0 | 0
PseudoUnit | 0 | 0 | 0 | 0 | 0 | 0
FixedInterchange | 0 | 0 | 0 | 0 | 0 | 0
Emission Cost by Reporting Type: BC
ReportingType | 2015 | 2020 | 2025 | 2030 | 2035 | 2040
BM | 0 | 0 | 0 | 0 | 0 | 0
CC | 0 | 0 | 0 | 0 | 0 | 0
CSP | 0 | 0 | 0 | 0 | 0 | 0
CT | 0 | 0 | 0 | 0 | 0 | 0
Coal | 0 | 0 | 0 | 0 | 0 | 0
Geo | 0 | 0 | 0 | 0 | 0 | 0
H | 0 | 0 | 0 | 0 | 0 | 0
LFG | 0 | 0 | 0 | 0 | 0 | 0
Nuc | 0 | 0 | 0 | 0 | 0 | 0
PS | 0 | 0 | 0 | 0 | 0 | 0
PV | 0 | 0 | 0 | 0 | 0 | 0
PeakG | 0 | 0 | 0 | 0 | 0 | 0
PeakO | 0 | 0 | 0 | 0 | 0 | 0
ST | 0 | 0 | 0 | 0 | 0 | 0
STOG | 0 | 0 | 0 | 0 | 0 | 0
STWD | 0 | 0 | 0 | 0 | 0 | 0
WT | 0 | 0 | 0 | 0 | 0 | 0
IGCC | 0 | 0 | 0 | 0 | 0 | 0
DemandResponse | 0 | 0 | 0 | 0 | 0 | 0
IGCC-CCS | 0 | 0 | 0 | 0 | 0 | 0
WT_off | 0 | 0 | 0 | 0 | 0 | 0
PseudoUnit | 0 | 0 | 0 | 0 | 0 | 0
FixedInterchange | 0 | 0 | 0 | 0 | 0 | 0
Emission Cost by Reporting Type: HQ_IESO
ReportingType | 2015 | 2020 | 2025 | 2030 | 2035 | 2040
BM | 0 | 0 | 0 | 0 | 0 | 0
CC | 0 | 0 | 0 | 0 | 0 | 0
CSP | 0 | 0 | 0 | 0 | 0 | 0
CT | 0 | 0 | 0 | 0 | 0 | 0
Coal | 0 | 0 | 0 | 0 | 0 | 0
Geo | 0 | 0 | 0 | 0 | 0 | 0
H | 0 | 0 | 0 | 0 | 0 | 0
LFG | 0 | 0 | 0 | 0 | 0 | 0
Nuc | 0 | 0 | 0 | 0 | 0 | 0
PS | 0 | 0 | 0 | 0 | 0 | 0
PV | 0 | 0 | 0 | 0 | 0 | 0
PeakG | 0 | 0 | 0 | 0 | 0 | 0
PeakO | 0 | 0 | 0 | 0 | 0 | 0
ST | 0 | 0 | 0 | 0 | 0 | 0
STOG | 0 | 0 | 0 | 0 | 0 | 0
STWD | 0 | 0 | 0 | 0 | 0 | 0
WT | 0 | 0 | 0 | 0 | 0 | 0
IGCC | 0 | 0 | 0 | 0 | 0 | 0
DemandResponse | 0 | 0 | 0 | 0 | 0 | 0
IGCC-CCS | 0 | 0 | 0 | 0 | 0 | 0
WT_off | 0 | 0 | 0 | 0 | 0 | 0
PseudoUnit | 0 | 0 | 0 | 0 | 0 | 0
FixedInterchange | 0 | 0 | 0 | 0 | 0 | 0
Emission Cost by Reporting Type: HQ_NEISO
ReportingType | 2015 | 2020 | 2025 | 2030 | 2035 | 2040
BM | 0 | 0 | 0 | 0 | 0 | 0
CC | 0 | 0 | 0 | 0 | 0 | 0
CSP | 0 | 0 | 0 | 0 | 0 | 0
CT | 0 | 0 | 0 | 0 | 0 | 0
Coal | 0 | 0 | 0 | 0 | 0 | 0
Geo | 0 | 0 | 0 | 0 | 0 | 0
H | 0 | 0 | 0 | 0 | 0 | 0
LFG | 0 | 0 | 0 | 0 | 0 | 0
Nuc | 0 | 0 | 0 | 0 | 0 | 0
PS | 0 | 0 | 0 | 0 | 0 | 0
PV | 0 | 0 | 0 | 0 | 0 | 0
PeakG | 0 | 0 | 0 | 0 | 0 | 0
PeakO | 0 | 0 | 0 | 0 | 0 | 0
ST | 0 | 0 | 0 | 0 | 0 | 0
STOG | 0 | 0 | 0 | 0 | 0 | 0
STWD | 0 | 0 | 0 | 0 | 0 | 0
WT | 0 | 0 | 0 | 0 | 0 | 0
IGCC | 0 | 0 | 0 | 0 | 0 | 0
DemandResponse | 0 | 0 | 0 | 0 | 0 | 0
IGCC-CCS | 0 | 0 | 0 | 0 | 0 | 0
WT_off | 0 | 0 | 0 | 0 | 0 | 0
PseudoUnit | 0 | 0 | 0 | 0 | 0 | 0
FixedInterchange | 0 | 0 | 0 | 0 | 0 | 0
Emission Cost by Reporting Type: HQ_NY
ReportingType | 2015 | 2020 | 2025 | 2030 | 2035 | 2040
BM | 0 | 0 | 0 | 0 | 0 | 0
CC | 0 | 0 | 0 | 0 | 0 | 0
CSP | 0 | 0 | 0 | 0 | 0 | 0
CT | 0 | 0 | 0 | 0 | 0 | 0
Coal | 0 | 0 | 0 | 0 | 0 | 0
Geo | 0 | 0 | 0 | 0 | 0 | 0
H | 0 | 0 | 0 | 0 | 0 | 0
LFG | 0 | 0 | 0 | 0 | 0 | 0
Nuc | 0 | 0 | 0 | 0 | 0 | 0
PS | 0 | 0 | 0 | 0 | 0 | 0
PV | 0 | 0 | 0 | 0 | 0 | 0
PeakG | 0 | 0 | 0 | 0 | 0 | 0
PeakO | 0 | 0 | 0 | 0 | 0 | 0
ST | 0 | 0 | 0 | 0 | 0 | 0
STOG | 0 | 0 | 0 | 0 | 0 | 0
STWD | 0 | 0 | 0 | 0 | 0 | 0
WT | 0 | 0 | 0 | 0 | 0 | 0
IGCC | 0 | 0 | 0 | 0 | 0 | 0
DemandResponse | 0 | 0 | 0 | 0 | 0 | 0
IGCC-CCS | 0 | 0 | 0 | 0 | 0 | 0
WT_off | 0 | 0 | 0 | 0 | 0 | 0
PseudoUnit | 0 | 0 | 0 | 0 | 0 | 0
FixedInterchange | 0 | 0 | 0 | 0 | 0 | 0
Emission Cost by Reporting Type: MARITIMES
ReportingType | 2015 | 2020 | 2025 | 2030 | 2035 | 2040
BM | 0 | 0 | 0 | 0 | 0 | 0
CC | 0 | 0 | 0 | 0 | 0 | 0
CSP | 0 | 0 | 0 | 0 | 0 | 0
CT | 0 | 0 | 0 | 0 | 0 | 0
Coal | 0 | 0 | 0 | 0 | 0 | 0
Geo | 0 | 0 | 0 | 0 | 0 | 0
H | 0 | 0 | 0 | 0 | 0 | 0
LFG | 0 | 0 | 0 | 0 | 0 | 0
Nuc | 0 | 0 | 0 | 0 | 0 | 0
PS | 0 | 0 | 0 | 0 | 0 | 0
PV | 0 | 0 | 0 | 0 | 0 | 0
PeakG | 0 | 0 | 0 | 0 | 0 | 0
PeakO | 0 | 0 | 0 | 0 | 0 | 0
ST | 0 | 0 | 0 | 0 | 0 | 0
STOG | 0 | 0 | 0 | 0 | 0 | 0
STWD | 0 | 0 | 0 | 0 | 0 | 0
WT | 0 | 0 | 0 | 0 | 0 | 0
IGCC | 0 | 0 | 0 | 0 | 0 | 0
DemandResponse | 0 | 0 | 0 | 0 | 0 | 0
IGCC-CCS | 0 | 0 | 0 | 0 | 0 | 0
WT_off | 0 | 0 | 0 | 0 | 0 | 0
PseudoUnit | 0 | 0 | 0 | 0 | 0 | 0
FixedInterchange | 0 | 0 | 0 | 0 | 0 | 0
Emission Cost by Reporting Type: All
ReportingType | 2015 | 2020 | 2025 | 2030 | 2035 | 2040
BM | 0 | 0 | 0 | 0 | 0 | 0
CC | 0 | 0 | 0 | 0 | 0 | 0
CSP | 0 | 0 | 0 | 0 | 0 | 0
CT | 0 | 0 | 0 | 0 | 0 | 0
Coal | 0 | 0 | 0 | 0 | 0 | 0
Geo | 0 | 0 | 0 | 0 | 0 | 0
H | 0 | 0 | 0 | 0 | 0 | 0
LFG | 0 | 0 | 0 | 0 | 0 | 0
Nuc | 0 | 0 | 0 | 0 | 0 | 0
PS | 0 | 0 | 0 | 0 | 0 | 0
PV | 0 | 0 | 0 | 0 | 0 | 0
PeakG | 0 | 0 | 0 | 0 | 0 | 0
PeakO | 0 | 0 | 0 | 0 | 0 | 0
ST | 0 | 0 | 0 | 0 | 0 | 0
STOG | 0 | 0 | 0 | 0 | 0 | 0
STWD | 0 | 0 | 0 | 0 | 0 | 0
WT | 0 | 0 | 0 | 0 | 0 | 0
IGCC | 0 | 0 | 0 | 0 | 0 | 0
DemandResponse | 0 | 0 | 0 | 0 | 0 | 0
IGCC-CCS | 0 | 0 | 0 | 0 | 0 | 0
WT_off | 0 | 0 | 0 | 0 | 0 | 0
PseudoUnit | 0 | 0 | 0 | 0 | 0 | 0
FixedInterchange | 0 | 0 | 0 | 0 | 0 | 0
Emission Cost by Reporting Type: EI_US
ReportingType | 2015 | 2020 | 2025 | 2030 | 2035 | 2040
BM | 0 | 0 | 0 | 0 | 0 | 0
CC | 0 | 0 | 0 | 0 | 0 | 0
CSP | 0 | 0 | 0 | 0 | 0 | 0
CT | 0 | 0 | 0 | 0 | 0 | 0
Coal | 0 | 0 | 0 | 0 | 0 | 0
Geo | 0 | 0 | 0 | 0 | 0 | 0
H | 0 | 0 | 0 | 0 | 0 | 0
LFG | 0 | 0 | 0 | 0 | 0 | 0
Nuc | 0 | 0 | 0 | 0 | 0 | 0
PS | 0 | 0 | 0 | 0 | 0 | 0
PV | 0 | 0 | 0 | 0 | 0 | 0
PeakG | 0 | 0 | 0 | 0 | 0 | 0
PeakO | 0 | 0 | 0 | 0 | 0 | 0
ST | 0 | 0 | 0 | 0 | 0 | 0
STOG | 0 | 0 | 0 | 0 | 0 | 0
STWD | 0 | 0 | 0 | 0 | 0 | 0
WT | 0 | 0 | 0 | 0 | 0 | 0
IGCC | 0 | 0 | 0 | 0 | 0 | 0
DemandResponse | 0 | 0 | 0 | 0 | 0 | 0
IGCC-CCS | 0 | 0 | 0 | 0 | 0 | 0
WT_off | 0 | 0 | 0 | 0 | 0 | 0
PseudoUnit | 0 | 0 | 0 | 0 | 0 | 0
FixedInterchange | 0 | 0 | 0 | 0 | 0 | 0
Emission Cost by Reporting Type: EI_Canada
ReportingType | 2015 | 2020 | 2025 | 2030 | 2035 | 2040
BM | 0 | 0 | 0 | 0 | 0 | 0
CC | 0 | 0 | 0 | 0 | 0 | 0
CSP | 0 | 0 | 0 | 0 | 0 | 0
CT | 0 | 0 | 0 | 0 | 0 | 0
Coal | 0 | 0 | 0 | 0 | 0 | 0
Geo | 0 | 0 | 0 | 0 | 0 | 0
H | 0 | 0 | 0 | 0 | 0 | 0
LFG | 0 | 0 | 0 | 0 | 0 | 0
Nuc | 0 | 0 | 0 | 0 | 0 | 0
PS | 0 | 0 | 0 | 0 | 0 | 0
PV | 0 | 0 | 0 | 0 | 0 | 0
PeakG | 0 | 0 | 0 | 0 | 0 | 0
PeakO | 0 | 0 | 0 | 0 | 0 | 0
ST | 0 | 0 | 0 | 0 | 0 | 0
STOG | 0 | 0 | 0 | 0 | 0 | 0
STWD | 0 | 0 | 0 | 0 | 0 | 0
WT | 0 | 0 | 0 | 0 | 0 | 0
IGCC | 0 | 0 | 0 | 0 | 0 | 0
DemandResponse | 0 | 0 | 0 | 0 | 0 | 0
IGCC-CCS | 0 | 0 | 0 | 0 | 0 | 0
WT_off | 0 | 0 | 0 | 0 | 0 | 0
PseudoUnit | 0 | 0 | 0 | 0 | 0 | 0
FixedInterchange | 0 | 0 | 0 | 0 | 0 | 0
Emission Cost by Reporting Type: EI
ReportingType | 2015 | 2020 | 2025 | 2030 | 2035 | 2040
BM | 0 | 0 | 0 | 0 | 0 | 0
CC | 0 | 0 | 0 | 0 | 0 | 0
CSP | 0 | 0 | 0 | 0 | 0 | 0
CT | 0 | 0 | 0 | 0 | 0 | 0
Coal | 0 | 0 | 0 | 0 | 0 | 0
Geo | 0 | 0 | 0 | 0 | 0 | 0
H | 0 | 0 | 0 | 0 | 0 | 0
LFG | 0 | 0 | 0 | 0 | 0 | 0
Nuc | 0 | 0 | 0 | 0 | 0 | 0
PS | 0 | 0 | 0 | 0 | 0 | 0
PV | 0 | 0 | 0 | 0 | 0 | 0
PeakG | 0 | 0 | 0 | 0 | 0 | 0
PeakO | 0 | 0 | 0 | 0 | 0 | 0
ST | 0 | 0 | 0 | 0 | 0 | 0
STOG | 0 | 0 | 0 | 0 | 0 | 0
STWD | 0 | 0 | 0 | 0 | 0 | 0
WT | 0 | 0 | 0 | 0 | 0 | 0
IGCC | 0 | 0 | 0 | 0 | 0 | 0
DemandResponse | 0 | 0 | 0 | 0 | 0 | 0
IGCC-CCS | 0 | 0 | 0 | 0 | 0 | 0
WT_off | 0 | 0 | 0 | 0 | 0 | 0
PseudoUnit | 0 | 0 | 0 | 0 | 0 | 0
FixedInterchange | 0 | 0 | 0 | 0 | 0 | 0
Emission Cost by Reporting Type: Outside_EI
ReportingType | 2015 | 2020 | 2025 | 2030 | 2035 | 2040
BM | 0 | 0 | 0 | 0 | 0 | 0
CC | 0 | 0 | 0 | 0 | 0 | 0
CSP | 0 | 0 | 0 | 0 | 0 | 0
CT | 0 | 0 | 0 | 0 | 0 | 0
Coal | 0 | 0 | 0 | 0 | 0 | 0
Geo | 0 | 0 | 0 | 0 | 0 | 0
H | 0 | 0 | 0 | 0 | 0 | 0
LFG | 0 | 0 | 0 | 0 | 0 | 0
Nuc | 0 | 0 | 0 | 0 | 0 | 0
PS | 0 | 0 | 0 | 0 | 0 | 0
PV | 0 | 0 | 0 | 0 | 0 | 0
PeakG | 0 | 0 | 0 | 0 | 0 | 0
PeakO | 0 | 0 | 0 | 0 | 0 | 0
ST | 0 | 0 | 0 | 0 | 0 | 0
STOG | 0 | 0 | 0 | 0 | 0 | 0
STWD | 0 | 0 | 0 | 0 | 0 | 0
WT | 0 | 0 | 0 | 0 | 0 | 0
IGCC | 0 | 0 | 0 | 0 | 0 | 0
DemandResponse | 0 | 0 | 0 | 0 | 0 | 0
IGCC-CCS | 0 | 0 | 0 | 0 | 0 | 0
WT_off | 0 | 0 | 0 | 0 | 0 | 0
PseudoUnit | 0 | 0 | 0 | 0 | 0 | 0
FixedInterchange | 0 | 0 | 0 | 0 | 0 | 0
==== Emission Program: Carbon : (CO2) ====
Emission Cost by Reporting Type: Entergy
ReportingType | 2015 | 2020 | 2025 | 2030 | 2035 | 2040
BM | 0 | 0 | 0 | 0 | 0 | 0
CC | 684.42 | 1345.92 | 2115.36 | 3093.64 | 1146.4 | 570.66
CSP | 0 | 0 | 0 | 0 | 0 | 0
CT | 0 | 0 | 0 | 0 | 0 | 0
Coal | 1449.71 | 187.03 | 28.84 | 0 | 0 | 0
Geo | 0 | 0 | 0 | 0 | 0 | 0
H | 0 | 0 | 0 | 0 | 0 | 0
LFG | 0 | 0 | 0 | 0 | 0 | 0
Nuc | 0 | 0 | 0 | 0 | 0 | 0
PS | 0 | 0 | 0 | 0 | 0 | 0
PV | 0 | 0 | 0 | 0 | 0 | 0
PeakG | 0 | 0 | 0.02 | 0 | 0 | 0
PeakO | 0 | 0 | 0 | 0 | 0 | 0
ST | 0 | 0 | 0 | 0 | 0 | 0
STOG | 7.39 | 12.29 | 0 | 0 | 0 | 0
STWD | 0 | 0 | 0 | 0 | 0 | 0
WT | 0 | 0 | 0 | 0 | 0 | 0
IGCC | 0 | 0 | 0 | 0 | 0 | 0
DemandResponse | 0 | 0 | 0 | 0 | 0 | 0
IGCC-CCS | 0 | 0 | 0 | 0 | 0 | 0
WT_off | 0 | 0 | 0 | 0 | 0 | 0
PseudoUnit | 0 | 0 | 0 | 0 | 0 | 0
FixedInterchange | 0 | 0 | 0 | 0 | 0 | 0
Emission Cost by Reporting Type: FRCC
ReportingType | 2015 | 2020 | 2025 | 2030 | 2035 | 2040
BM | 0 | 0 | 0 | 0 | 0 | 0
CC | 1744.55 | 2513.25 | 3952.15 | 2830.88 | 3071.48 | 2122.92
CSP | 0 | 0 | 0 | 0 | 0 | 0
CT | 10.17 | 21.07 | 33.96 | 13.56 | 0 | 0
Coal | 533.02 | 60.88 | 0 | 0 | 0 | 0
Geo | 0 | 0 | 0 | 0 | 0 | 0
H | 0 | 0 | 0 | 0 | 0 | 0
LFG | 0 | 0 | 0 | 0 | 0 | 0
Nuc | 0 | 0 | 0 | 0 | 0 | 0
PS | 0 | 0 | 0 | 0 | 0 | 0
PV | 0 | 0 | 0 | 0 | 0 | 0
PeakG | 7.27 | 20.71 | 26.07 | 2.15 | 8.94 | 12.78
PeakO | 0 | 0 | 0 | 0 | 0 | 0
ST | 0 | 0 | 0 | 0 | 0 | 0
STOG | 10.04 | 0 | 0 | 0 | 0 | 0
STWD | 0 | 0 | 0 | 0 | 0 | 0
WT | 0 | 0 | 0 | 0 | 0 | 0
IGCC | 0 | 0 | 0 | 0 | 0 | 0
DemandResponse | 0 | 0 | 0 | 0 | 0 | 0
IGCC-CCS | 0 | 0 | 0 | 0 | 0 | 0
WT_off | 0 | 0 | 0 | 0 | 0 | 0
PseudoUnit | 0 | 0 | 0 | 0 | 0 | 0
FixedInterchange | 0 | 0 | 0 | 0 | 0 | 0
Emission Cost by Reporting Type: MAPP_US
ReportingType | 2015 | 2020 | 2025 | 2030 | 2035 | 2040
BM | 0 | 0 | 0 | 0 | 0 | 0
CC | 3.01 | 2.9 | 7.14 | 10.01 | 10.7 | 0
CSP | 0 | 0 | 0 | 0 | 0 | 0
CT | 0 | 0 | 0 | 0 | 0 | 0
Coal | 297.48 | 8.73 | 0 | 0 | 0 | 0
Geo | 0 | 0 | 0 | 0 | 0 | 0
H | 0 | 0 | 0 | 0 | 0 | 0
LFG | 0 | 0 | 0 | 0 | 0 | 0
Nuc | 0 | 0 | 0 | 0 | 0 | 0
PS | 0 | 0 | 0 | 0 | 0 | 0
PV | 0 | 0 | 0 | 0 | 0 | 0
PeakG | 0.96 | 2.64 | 5.17 | 3.5 | 3.3 | 3.93
PeakO | 0 | 0 | 0 | 0 | 0 | 0
ST | 0 | 0 | 0 | 0 | 0 | 0
STOG | 0 | 0 | 0 | 0 | 0 | 0
STWD | 0 | 0 | 0 | 0 | 0 | 0
WT | 0 | 0 | 0 | 0 | 0 | 0
IGCC | 0 | 0 | 0 | 0 | 0 | 0
DemandResponse | 0 | 0 | 0 | 0 | 0 | 0
IGCC-CCS | 0 | 0 | 0 | 0 | 0 | 0
WT_off | 0 | 0 | 0 | 0 | 0 | 0
PseudoUnit | 0 | 0 | 0 | 0 | 0 | 0
FixedInterchange | 0 | 0 | 0 | 0 | 0 | 0
Emission Cost by Reporting Type: MISO_IN
ReportingType | 2015 | 2020 | 2025 | 2030 | 2035 | 2040
BM | 0 | 0 | 0 | 0 | 0 | 0
CC | 202.15 | 1767.47 | 2917.51 | 5850.63 | 9101.11 | 3380.09
CSP | 0 | 0 | 0 | 0 | 0 | 0
CT | 0 | 0 | 0 | 0 | 0 | 0
Coal | 1261.57 | 790.38 | 20.53 | 13.21 | 51.88 | 74.05
Geo | 0 | 0 | 0 | 0 | 0 | 0
H | 0 | 0 | 0 | 0 | 0 | 0
LFG | 0 | 0 | 0 | 0 | 0 | 0
Nuc | 0 | 0 | 0 | 0 | 0 | 0
PS | 0 | 0 | 0 | 0 | 0 | 0
PV | 0 | 0 | 0 | 0 | 0 | 0
PeakG | 0.09 | 0 | 0.97 | 0 | 0 | 0
PeakO | 0 | 0 | 0 | 0 | 0 | 0
ST | 0 | 0 | 0 | 0 | 0 | 0
STOG | 0.81 | 1.3 | 2.14 | 4.56 | 0 | 0
STWD | 0 | 0 | 0 | 0 | 0 | 0
WT | 0 | 0 | 0 | 0 | 0 | 0
IGCC | 100.97 | 143.38 | 53.05 | 7.27 | 0 | 0
DemandResponse | 0 | 0 | 0 | 0 | 0 | 0
IGCC-CCS | 0 | 0 | 0 | 0 | 0 | 0
WT_off | 0 | 0 | 0 | 0 | 0 | 0
PseudoUnit | 0 | 0 | 0 | 0 | 0 | 0
FixedInterchange | 0 | 0 | 0 | 0 | 0 | 0
Emission Cost by Reporting Type: MISO_MI
ReportingType | 2015 | 2020 | 2025 | 2030 | 2035 | 2040
BM | 0 | 0 | 0 | 0 | 0 | 0
CC | 126 | 149.56 | 290.65 | 265.75 | 155.72 | 44.29
CSP | 0 | 0 | 0 | 0 | 0 | 0
CT | 0 | 0 | 0 | 0 | 0 | 0
Coal | 682.29 | 0 | 0 | 0 | 0 | 0
Geo | 0 | 0 | 0 | 0 | 0 | 0
H | 0 | 0 | 0 | 0 | 0 | 0
LFG | 0 | 0 | 0 | 0 | 0 | 0
Nuc | 0 | 0 | 0 | 0 | 0 | 0
PS | 0 | 0 | 0 | 0 | 0 | 0
PV | 0 | 0 | 0 | 0 | 0 | 0
PeakG | 0.64 | 0.47 | 1.17 | 0 | 0 | 0
PeakO | 0 | 0 | 0 | 0 | 0 | 0
ST | 0 | 0 | 0 | 0 | 0 | 0
STOG | 6.05 | 3.9 | 10.83 | 1.94 | 0 | 0
STWD | 0 | 0 | 0 | 0 | 0 | 0
WT | 0 | 0 | 0 | 0 | 0 | 0
IGCC | 0 | 0 | 0 | 0 | 0 | 0
DemandResponse | 0 | 0 | 0 | 0 | 0 | 0
IGCC-CCS | 0 | 0 | 0 | 0 | 0 | 0
WT_off | 0 | 0 | 0 | 0 | 0 | 0
PseudoUnit | 0 | 0 | 0 | 0 | 0 | 0
FixedInterchange | 0 | 0 | 0 | 0 | 0 | 0
Emission Cost by Reporting Type: MISO_MO-IL
ReportingType | 2015 | 2020 | 2025 | 2030 | 2035 | 2040
BM | 0 | 0 | 0 | 0 | 0 | 0
CC | 32 | 62.22 | 85.32 | 63.09 | 60.7 | 37.77
CSP | 0 | 0 | 0 | 0 | 0 | 0
CT | 0 | 0 | 0 | 0 | 0 | 0
Coal | 1836.5 | 538.02 | 209.76 | 24.68 | 17.61 | 25.13
Geo | 0 | 0 | 0 | 0 | 0 | 0
H | 0 | 0 | 0 | 0 | 0 | 0
LFG | 0 | 0 | 0 | 0 | 0 | 0
Nuc | 0 | 0 | 0 | 0 | 0 | 0
PS | 0 | 0 | 0 | 0 | 0 | 0
PV | 0 | 0 | 0 | 0 | 0 | 0
PeakG | 3.48 | 17.34 | 8.94 | 49.35 | 64.8 | 38.31
PeakO | 0 | 0 | 0 | 0 | 0 | 0
ST | 0 | 0 | 0 | 0 | 0 | 0
STOG | 0.09 | 0.53 | 0.74 | 0 | 0 | 0
STWD | 0 | 0 | 0 | 0 | 0 | 0
WT | 0 | 0 | 0 | 0 | 0 | 0
IGCC | 0 | 0 | 0 | 0 | 0 | 0
DemandResponse | 0 | 0 | 0 | 0 | 0 | 0
IGCC-CCS | 0 | 0 | 0 | 0 | 0 | 0
WT_off | 0 | 0 | 0 | 0 | 0 | 0
PseudoUnit | 0 | 0 | 0 | 0 | 0 | 0
FixedInterchange | 0 | 0 | 0 | 0 | 0 | 0
Emission Cost by Reporting Type: MISO_W
ReportingType | 2015 | 2020 | 2025 | 2030 | 2035 | 2040
BM | 0 | 0 | 0 | 0 | 0 | 0
CC | 105.26 | 176.95 | 111.85 | 145.61 | 189.76 | 127.95
CSP | 0 | 0 | 0 | 0 | 0 | 0
CT | 0 | 0 | 0 | 0 | 0 | 0
Coal | 1911.51 | 1099.98 | 119.47 | 55.08 | 102.01 | 145.63
Geo | 0 | 0 | 0 | 0 | 0 | 0
H | 0 | 0 | 0 | 0 | 0 | 0
LFG | 0 | 0 | 0 | 0 | 0 | 0
Nuc | 0 | 0 | 0 | 0 | 0 | 0
PS | 0 | 0 | 0 | 0 | 0 | 0
PV | 0 | 0 | 0 | 0 | 0 | 0
PeakG | 4.04 | 6.24 | 3.64 | 1.79 | 3.39 | 0
PeakO | 0 | 0 | 0 | 0 | 0 | 0
ST | 0 | 0 | 0 | 0 | 0 | 0
STOG | 0 | 0 | 0 | 0 | 0 | 0
STWD | 0 | 0 | 0 | 0 | 0 | 0
WT | 0 | 0 | 0 | 0 | 0 | 0
IGCC | 0 | 0 | 0 | 0 | 0 | 0
DemandResponse | 0 | 0 | 0 | 0 | 0 | 0
IGCC-CCS | 0 | 0 | 0 | 0 | 0 | 0
WT_off | 0 | 0 | 0 | 0 | 0 | 0
PseudoUnit | 0 | 0 | 0 | 0 | 0 | 0
FixedInterchange | 0 | 0 | 0 | 0 | 0 | 0
Emission Cost by Reporting Type: MISO_WUMS
ReportingType | 2015 | 2020 | 2025 | 2030 | 2035 | 2040
BM | 0 | 0 | 0 | 0 | 0 | 0
CC | 465.29 | 765.16 | 1233.61 | 1972.41 | 3615.11 | 391.2
CSP | 0 | 0 | 0 | 0 | 0 | 0
CT | 0 | 0 | 0 | 0 | 0 | 0
Coal | 297.67 | 111.7 | 41.4 | 25.65 | 59 | 118
Geo | 0 | 0 | 0 | 0 | 0 | 0
H | 0 | 0 | 0 | 0 | 0 | 0
LFG | 0 | 0 | 0 | 0 | 0 | 0
Nuc | 0 | 0 | 0 | 0 | 0 | 0
PS | 0 | 0 | 0 | 0 | 0 | 0
PV | 0 | 0 | 0 | 0 | 0 | 0
PeakG | 0 | 0 | 0.32 | 0 | 0 | 0
PeakO | 0 | 0 | 0 | 0 | 0 | 0
ST | 0 | 0 | 0 | 0 | 0 | 0
STOG | 0 | 0 | 0 | 0 | 0 | 0
STWD | 0 | 0 | 0 | 0 | 0 | 0
WT | 0 | 0 | 0 | 0 | 0 | 0
IGCC | 0 | 0 | 0 | 0 | 0 | 0
DemandResponse | 0 | 0 | 0 | 0 | 0 | 0
IGCC-CCS | 0 | 0 | 0 | 0 | 0 | 0
WT_off | 0 | 0 | 0 | 0 | 0 | 0
PseudoUnit | 0 | 0 | 0 | 0 | 0 | 0
FixedInterchange | 0 | 0 | 0 | 0 | 0 | 0
Emission Cost by Reporting Type: Nebraska
ReportingType | 2015 | 2020 | 2025 | 2030 | 2035 | 2040
BM | 0 | 0 | 0 | 0 | 0 | 0
CC | 6.17 | 36.68 | 63.54 | 101.91 | 86.97 | 69.61
CSP | 0 | 0 | 0 | 0 | 0 | 0
CT | 0 | 0 | 0 | 0 | 0 | 0
Coal | 861.1 | 238 | 36.96 | 57.12 | 95.02 | 135.64
Geo | 0 | 0 | 0 | 0 | 0 | 0
H | 0 | 0 | 0 | 0 | 0 | 0
LFG | 0 | 0 | 0 | 0 | 0 | 0
Nuc | 0 | 0 | 0 | 0 | 0 | 0
PS | 0 | 0 | 0 | 0 | 0 | 0
PV | 0 | 0 | 0 | 0 | 0 | 0
PeakG | 0.63 | 0 | 1.44 | 2.81 | 0 | 0
PeakO | 0 | 0 | 0 | 0 | 0 | 0
ST | 0 | 0 | 0 | 0 | 0 | 0
STOG | 0 | 0 | 0 | 0 | 0 | 0
STWD | 0 | 0 | 0 | 0 | 0 | 0
WT | 0 | 0 | 0 | 0 | 0 | 0
IGCC | 0 | 0 | 0 | 0 | 0 | 0
DemandResponse | 0 | 0 | 0 | 0 | 0 | 0
IGCC-CCS | 0 | 0 | 0 | 0 | 0 | 0
WT_off | 0 | 0 | 0 | 0 | 0 | 0
PseudoUnit | 0 | 0 | 0 | 0 | 0 | 0
FixedInterchange | 0 | 0 | 0 | 0 | 0 | 0
Emission Cost by Reporting Type: NEISO
ReportingType | 2015 | 2020 | 2025 | 2030 | 2035 | 2040
BM | 0 | 0 | 0 | 0 | 0 | 0
CC | 370.21 | 258.88 | 320.11 | 227.68 | 83.63 | 6.63
CSP | 0 | 0 | 0 | 0 | 0 | 0
CT | 0.05 | 0.24 | 0.39 | 0.78 | 0 | 1.15
Coal | 0.9 | 0 | 0 | 0 | 0 | 0
Geo | 0 | 0 | 0 | 0 | 0 | 0
H | 0 | 0 | 0 | 0 | 0 | 0
LFG | 0 | 0 | 0 | 0 | 0 | 0
Nuc | 0 | 0 | 0 | 0 | 0 | 0
PS | 0 | 0 | 0 | 0 | 0 | 0
PV | 0 | 0 | 0 | 0 | 0 | 0
PeakG | 0.19 | 0.67 | 1.3 | 2.32 | 0 | 7.07
PeakO | 0 | 0 | 0 | 0 | 0 | 0
ST | 0 | 0 | 0 | 0 | 0 | 0
STOG | 0 | 0 | 0 | 0 | 0 | 0
STWD | 0 | 0 | 0 | 0 | 0 | 0
WT | 0 | 0 | 0 | 0 | 0 | 0
IGCC | 0 | 0 | 0 | 0 | 0 | 0
DemandResponse | 0 | 0 | 0 | 0 | 0 | 0
IGCC-CCS | 0 | 0 | 0 | 0 | 0 | 0
WT_off | 0 | 0 | 0 | 0 | 0 | 0
PseudoUnit | 0 | 0 | 0 | 0 | 0 | 0
FixedInterchange | 0 | 0 | 0 | 0 | 0 | 0
Emission Cost by Reporting Type: NonRTO_Midwest
ReportingType | 2015 | 2020 | 2025 | 2030 | 2035 | 2040
BM | 0 | 0 | 0 | 0 | 0 | 0
CC | 123.38 | 313.45 | 513.31 | 1088.49 | 1362.84 | 276.21
CSP | 0 | 0 | 0 | 0 | 0 | 0
CT | 0 | 0 | 0 | 0 | 0 | 0
Coal | 1068.96 | 1012.12 | 108.26 | 38.63 | 71.54 | 102.13
Geo | 0 | 0 | 0 | 0 | 0 | 0
H | 0 | 0 | 0 | 0 | 0 | 0
LFG | 0 | 0 | 0 | 0 | 0 | 0
Nuc | 0 | 0 | 0 | 0 | 0 | 0
PS | 0 | 0 | 0 | 0 | 0 | 0
PV | 0 | 0 | 0 | 0 | 0 | 0
PeakG | 2.47 | 1.6 | 16.63 | 21.82 | 1.95 | 0
PeakO | 0 | 0 | 0 | 0 | 0 | 0
ST | 0 | 0 | 0 | 0 | 0 | 0
STOG | 0 | 0 | 0 | 0 | 0 | 0
STWD | 0 | 0 | 0 | 0 | 0 | 0
WT | 0 | 0 | 0 | 0 | 0 | 0
IGCC | 0 | 0 | 0 | 0 | 0 | 0
DemandResponse | 0 | 0 | 0 | 0 | 0 | 0
IGCC-CCS | 0 | 0 | 0 | 0 | 0 | 0
WT_off | 0 | 0 | 0 | 0 | 0 | 0
PseudoUnit | 0 | 0 | 0 | 0 | 0 | 0
FixedInterchange | 0 | 0 | 0 | 0 | 0 | 0
Emission Cost by Reporting Type: NYISO_A-F
ReportingType | 2015 | 2020 | 2025 | 2030 | 2035 | 2040
BM | 0 | 0 | 0 | 0 | 0 | 0
CC | 65.79 | 92.67 | 98.56 | 34.42 | 24.24 | 0
CSP | 0 | 0 | 0 | 0 | 0 | 0
CT | 0 | 0 | 0 | 0 | 0 | 0
Coal | 0 | 0 | 0 | 0 | 0 | 0
Geo | 0 | 0 | 0 | 0 | 0 | 0
H | 0 | 0 | 0 | 0 | 0 | 0
LFG | 0 | 0 | 0 | 0 | 0 | 0
Nuc | 0 | 0 | 0 | 0 | 0 | 0
PS | 0 | 0 | 0 | 0 | 0 | 0
PV | 0 | 0 | 0 | 0 | 0 | 0
PeakG | 0.03 | 0.12 | 0 | 0 | 0 | 0
PeakO | 0 | 0 | 0 | 0 | 0 | 0
ST | 0 | 0 | 0 | 0 | 0 | 0
STOG | 0 | 0 | 0 | 0 | 0 | 0
STWD | 0 | 0 | 0 | 0 | 0 | 0
WT | 0 | 0 | 0 | 0 | 0 | 0
IGCC | 0 | 0 | 0 | 0 | 0 | 0
DemandResponse | 0 | 0 | 0 | 0 | 0 | 0
IGCC-CCS | 0 | 0 | 0 | 0 | 0 | 0
WT_off | 0 | 0 | 0 | 0 | 0 | 0
PseudoUnit | 0 | 0 | 0 | 0 | 0 | 0
FixedInterchange | 0 | 0 | 0 | 0 | 0 | 0
Emission Cost by Reporting Type: NYISO_G-I
ReportingType | 2015 | 2020 | 2025 | 2030 | 2035 | 2040
BM | 0 | 0 | 0 | 0 | 0 | 0
CC | 20.25 | 30.16 | 25.56 | 21.93 | 39.99 | 42.05
CSP | 0 | 0 | 0 | 0 | 0 | 0
CT | 0 | 0 | 0 | 0 | 0 | 0
Coal | 0 | 0 | 0 | 0 | 0 | 0
Geo | 0 | 0 | 0 | 0 | 0 | 0
H | 0 | 0 | 0 | 0 | 0 | 0
LFG | 0 | 0 | 0 | 0 | 0 | 0
Nuc | 0 | 0 | 0 | 0 | 0 | 0
PS | 0 | 0 | 0 | 0 | 0 | 0
PV | 0 | 0 | 0 | 0 | 0 | 0
PeakG | 0 | 0 | 0 | 0 | 0.01 | 0.01
PeakO | 0 | 0 | 0 | 0 | 0 | 0
ST | 0 | 0 | 0 | 0 | 0 | 0
STOG | 0 | 0 | 0 | 0 | 0 | 0
STWD | 0 | 0 | 0 | 0 | 0 | 0
WT | 0 | 0 | 0 | 0 | 0 | 0
IGCC | 0 | 0 | 0 | 0 | 0 | 0
DemandResponse | 0 | 0 | 0 | 0 | 0 | 0
IGCC-CCS | 0 | 0 | 0 | 0 | 0 | 0
WT_off | 0 | 0 | 0 | 0 | 0 | 0
PseudoUnit | 0 | 0 | 0 | 0 | 0 | 0
FixedInterchange | 0 | 0 | 0 | 0 | 0 | 0
Emission Cost by Reporting Type: NYISO_J-K
ReportingType | 2015 | 2020 | 2025 | 2030 | 2035 | 2040
BM | 0 | 0 | 0 | 0 | 0 | 0
CC | 208.93 | 295.52 | 284.38 | 395.63 | 558.93 | 215.63
CSP | 0 | 0 | 0 | 0 | 0 | 0
CT | 0 | 0 | 0 | 0 | 0 | 0
Coal | 0 | 0 | 0 | 0 | 0 | 0
Geo | 0 | 0 | 0 | 0 | 0 | 0
H | 0 | 0 | 0 | 0 | 0 | 0
LFG | 0 | 0 | 0 | 0 | 0 | 0
Nuc | 0 | 0 | 0 | 0 | 0 | 0
PS | 0 | 0 | 0 | 0 | 0 | 0
PV | 0 | 0 | 0 | 0 | 0 | 0
PeakG | 1.02 | 1.4 | 2.87 | 6.28 | 12.73 | 23.41
PeakO | 0 | 0 | 0 | 0 | 0 | 0
ST | 0 | 0 | 0 | 0 | 0 | 0
STOG | 4.14 | 5.71 | 4.93 | 2.79 | 1.18 | 1.69
STWD | 0 | 0 | 0 | 0 | 0 | 0
WT | 0 | 0 | 0 | 0 | 0 | 0
IGCC | 0 | 0 | 0 | 0 | 0 | 0
DemandResponse | 0 | 0 | 0 | 0 | 0 | 0
IGCC-CCS | 0 | 0 | 0 | 0 | 0 | 0
WT_off | 0 | 0 | 0 | 0 | 0 | 0
PseudoUnit | 0 | 0 | 0 | 0 | 0 | 0
FixedInterchange | 0 | 0 | 0 | 0 | 0 | 0
Emission Cost by Reporting Type: PJM_E
ReportingType | 2015 | 2020 | 2025 | 2030 | 2035 | 2040
BM | 0 | 0 | 0 | 0 | 0 | 0
CC | 422.83 | 731.94 | 1405.72 | 1851.93 | 2865.2 | 1397.95
CSP | 0 | 0 | 0 | 0 | 0 | 0
CT | 0 | 0.11 | 0.18 | 0 | 0 | 0
Coal | 10.28 | 4.27 | 1.19 | 0 | 0 | 0
Geo | 0 | 0 | 0 | 0 | 0 | 0
H | 0 | 0 | 0 | 0 | 0 | 0
LFG | 0 | 0 | 0 | 0 | 0 | 0
Nuc | 0 | 0 | 0 | 0 | 0 | 0
PS | 0 | 0 | 0 | 0 | 0 | 0
PV | 0 | 0 | 0 | 0 | 0 | 0
PeakG | 1.24 | 10.55 | 32.55 | 38.71 | 37.56 | 53.61
PeakO | 0 | 0 | 0 | 0 | 0 | 0
ST | 0 | 0 | 0 | 0 | 0 | 0
STOG | 1.31 | 3.55 | 0 | 0 | 0 | 0
STWD | 0 | 0 | 0 | 0 | 0 | 0
WT | 0 | 0 | 0 | 0 | 0 | 0
IGCC | 0 | 0 | 0 | 0 | 0 | 0
DemandResponse | 0 | 0 | 0 | 0 | 0 | 0
IGCC-CCS | 0 | 0 | 0 | 0 | 0 | 0
WT_off | 0 | 0 | 0 | 0 | 0 | 0
PseudoUnit | 0 | 0 | 0 | 0 | 0 | 0
FixedInterchange | 0 | 0 | 0 | 0 | 0 | 0
Emission Cost by Reporting Type: PJM_ROM
ReportingType | 2015 | 2020 | 2025 | 2030 | 2035 | 2040
BM | 0 | 0 | 0 | 0 | 0 | 0
CC | 196.46 | 362.24 | 611.36 | 827.14 | 1261.8 | 242.92
CSP | 0 | 0 | 0 | 0 | 0 | 0
CT | 0 | 0.07 | 0.22 | 0.25 | 0 | 0
Coal | 231.63 | 53.26 | 1.43 | 0 | 0 | 0
Geo | 0 | 0 | 0 | 0 | 0 | 0
H | 0 | 0 | 0 | 0 | 0 | 0
LFG | 0 | 0 | 0 | 0 | 0 | 0
Nuc | 0 | 0 | 0 | 0 | 0 | 0
PS | 0 | 0 | 0 | 0 | 0 | 0
PV | 0 | 0 | 0 | 0 | 0 | 0
PeakG | 0 | 1.12 | 1.83 | 12.9 | 23.9 | 34.11
PeakO | 0 | 0 | 0 | 0 | 0 | 0
ST | 0 | 0 | 0 | 0 | 0 | 0
STOG | 10.4 | 28.84 | 0 | 0 | 0 | 0
STWD | 0 | 0 | 0 | 0 | 0 | 0
WT | 0 | 0 | 0 | 0 | 0 | 0
IGCC | 0 | 0 | 0 | 0 | 0 | 0
DemandResponse | 0 | 0 | 0 | 0 | 0 | 0
IGCC-CCS | 0 | 0 | 0 | 0 | 0 | 0
WT_off | 0 | 0 | 0 | 0 | 0 | 0
PseudoUnit | 0 | 0 | 0 | 0 | 0 | 0
FixedInterchange | 0 | 0 | 0 | 0 | 0 | 0
Emission Cost by Reporting Type: PJM_ROR
ReportingType | 2015 | 2020 | 2025 | 2030 | 2035 | 2040
BM | 0 | 0 | 0 | 0 | 0 | 0
CC | 1272.96 | 2009.2 | 3271.95 | 5323.4 | 6011.43 | 303.48
CSP | 0 | 0 | 0 | 0 | 0 | 0
CT | 0.05 | 0.12 | 0.4 | 0.45 | 0 | 0
Coal | 5050.64 | 3768.52 | 488.2 | 86.12 | 108.63 | 155.07
Geo | 0 | 0 | 0 | 0 | 0 | 0
H | 0 | 0 | 0 | 0 | 0 | 0
LFG | 0 | 0 | 0 | 0 | 0 | 0
Nuc | 0 | 0 | 0 | 0 | 0 | 0
PS | 0 | 0 | 0 | 0 | 0 | 0
PV | 0 | 0 | 0 | 0 | 0 | 0
PeakG | 16.1 | 31.59 | 129.62 | 55.51 | 84.18 | 75.99
PeakO | 0 | 0 | 0 | 0 | 0 | 0
ST | 0 | 0 | 0 | 0 | 0 | 0
STOG | 6.08 | 16.86 | 0 | 0 | 0 | 0
STWD | 0 | 0 | 0 | 0 | 0 | 0
WT | 0 | 0 | 0 | 0 | 0 | 0
IGCC | 0 | 0 | 0 | 0 | 0 | 0
DemandResponse | 0 | 0 | 0 | 0 | 0 | 0
IGCC-CCS | 0 | 0 | 0 | 0 | 0 | 0
WT_off | 0 | 0 | 0 | 0 | 0 | 0
PseudoUnit | 0 | 0 | 0 | 0 | 0 | 0
FixedInterchange | 0 | 0 | 0 | 0 | 0 | 0
Emission Cost by Reporting Type: SOCO
ReportingType | 2015 | 2020 | 2025 | 2030 | 2035 | 2040
BM | 0 | 0 | 0 | 0 | 0 | 0
CC | 1393.86 | 2112.14 | 3300.03 | 3411.85 | 1445.01 | 266.47
CSP | 0 | 0 | 0 | 0 | 0 | 0
CT | 0 | 0 | 0 | 0 | 0 | 0
Coal | 869.64 | 480.77 | 35.81 | 88.63 | 164.17 | 234.36
Geo | 0 | 0 | 0 | 0 | 0 | 0
H | 0 | 0 | 0 | 0 | 0 | 0
LFG | 0 | 0 | 0 | 0 | 0 | 0
Nuc | 0 | 0 | 0 | 0 | 0 | 0
PS | 0 | 0 | 0 | 0 | 0 | 0
PV | 0 | 0 | 0 | 0 | 0 | 0
PeakG | 11.35 | 26.99 | 69.15 | 0.73 | 0 | 5.38
PeakO | 0 | 0 | 0 | 0 | 0 | 0
ST | 0 | 0 | 0 | 0 | 0 | 0
STOG | 0 | 0 | 0 | 0 | 0 | 0
STWD | 0 | 0 | 0 | 0 | 0 | 0
WT | 0 | 0 | 0 | 0 | 0 | 0
IGCC | 0 | 0 | 0 | 0 | 0 | 0
DemandResponse | 0 | 0 | 0 | 0 | 0 | 0
IGCC-CCS | 0 | 0 | 0 | 0 | 0 | 0
WT_off | 0 | 0 | 0 | 0 | 0 | 0
PseudoUnit | 0 | 0 | 0 | 0 | 0 | 0
FixedInterchange | 0 | 0 | 0 | 0 | 0 | 0
Emission Cost by Reporting Type: SPP_N
ReportingType | 2015 | 2020 | 2025 | 2030 | 2035 | 2040
BM | 0 | 0 | 0 | 0 | 0 | 0
CC | 76.59 | 216.26 | 369.7 | 627.75 | 390.79 | 371.68
CSP | 0 | 0 | 0 | 0 | 0 | 0
CT | 0 | 0 | 0 | 0 | 0 | 0
Coal | 1538.81 | 937.69 | 52.64 | 28.06 | 51.24 | 73.14
Geo | 0 | 0 | 0 | 0 | 0 | 0
H | 0 | 0 | 0 | 0 | 0 | 0
LFG | 0 | 0 | 0 | 0 | 0 | 0
Nuc | 0 | 0 | 0 | 0 | 0 | 0
PS | 0 | 0 | 0 | 0 | 0 | 0
PV | 0 | 0 | 0 | 0 | 0 | 0
PeakG | 0.59 | 0 | 0.19 | 5.13 | 0 | 0
PeakO | 0 | 0 | 0 | 0 | 0 | 0
ST | 0 | 0 | 0 | 0 | 0 | 0
STOG | 2.6 | 1.92 | 5.07 | 2.24 | 0 | 0
STWD | 0 | 0 | 0 | 0 | 0 | 0
WT | 0 | 0 | 0 | 0 | 0 | 0
IGCC | 0 | 0 | 0 | 0 | 0 | 0
DemandResponse | 0 | 0 | 0 | 0 | 0 | 0
IGCC-CCS | 0 | 0 | 0 | 0 | 0 | 0
WT_off | 0 | 0 | 0 | 0 | 0 | 0
PseudoUnit | 0 | 0 | 0 | 0 | 0 | 0
FixedInterchange | 0 | 0 | 0 | 0 | 0 | 0
Emission Cost by Reporting Type: SPP_S
ReportingType | 2015 | 2020 | 2025 | 2030 | 2035 | 2040
BM | 0 | 0 | 0 | 0 | 0 | 0
CC | 445.31 | 694.89 | 1311.44 | 2534.31 | 1835.98 | 1829.78
CSP | 0 | 0 | 0 | 0 | 0 | 0
CT | 0.21 | 0 | 0 | 0 | 3.11 | 0
Coal | 1971.07 | 549.91 | 38.45 | 0 | 0 | 0
Geo | 0 | 0 | 0 | 0 | 0 | 0
H | 0 | 0 | 0 | 0 | 0 | 0
LFG | 0 | 0 | 0 | 0 | 0 | 0
Nuc | 0 | 0 | 0 | 0 | 0 | 0
PS | 0 | 0 | 0 | 0 | 0 | 0
PV | 0 | 0 | 0 | 0 | 0 | 0
PeakG | 0 | 0 | 0 | 0 | 13.87 | 0
PeakO | 0 | 0 | 0 | 0 | 0 | 0
ST | 0 | 0 | 0 | 0 | 0 | 0
STOG | 29.43 | 18.64 | 42.14 | 46.41 | 0 | 0
STWD | 0 | 0 | 0 | 0 | 0 | 0
WT | 0 | 0 | 0 | 0 | 0 | 0
IGCC | 0 | 0 | 0 | 0 | 0 | 0
DemandResponse | 0 | 0 | 0 | 0 | 0 | 0
IGCC-CCS | 0 | 0 | 0 | 0 | 0 | 0
WT_off | 0 | 0 | 0 | 0 | 0 | 0
PseudoUnit | 0 | 0 | 0 | 0 | 0 | 0
FixedInterchange | 0 | 0 | 0 | 0 | 0 | 0
Emission Cost by Reporting Type: TVA
ReportingType | 2015 | 2020 | 2025 | 2030 | 2035 | 2040
BM | 0 | 0 | 0 | 0 | 0 | 0
CC | 317.43 | 654.54 | 1256.29 | 1954.83 | 1436.14 | 426.2
CSP | 0 | 0 | 0 | 0 | 0 | 0
CT | 0 | 0 | 0 | 0 | 0 | 0
Coal | 1088.58 | 892.16 | 3.54 | 0 | 0 | 0
Geo | 0 | 0 | 0 | 0 | 0 | 0
H | 0 | 0 | 0 | 0 | 0 | 0
LFG | 0 | 0 | 0 | 0 | 0 | 0
Nuc | 0 | 0 | 0 | 0 | 0 | 0
PS | 0 | 0 | 0 | 0 | 0 | 0
PV | 0 | 0 | 0 | 0 | 0 | 0
PeakG | 0 | 0 | 0.41 | 0 | 0 | 0
PeakO | 0 | 0 | 0 | 0 | 0 | 0
ST | 0 | 0 | 0 | 0 | 0 | 0
STOG | 0 | 0 | 0 | 0 | 0 | 0
STWD | 0 | 0 | 0 | 0 | 0 | 0
WT | 0 | 0 | 0 | 0 | 0 | 0
IGCC | 0 | 0 | 0 | 0 | 0 | 0
DemandResponse | 0 | 0 | 0 | 0 | 0 | 0
IGCC-CCS | 0 | 0 | 0 | 0 | 0 | 0
WT_off | 0 | 0 | 0 | 0 | 0 | 0
PseudoUnit | 0 | 0 | 0 | 0 | 0 | 0
FixedInterchange | 0 | 0 | 0 | 0 | 0 | 0
Emission Cost by Reporting Type: TVA_Transmission
ReportingType | 2015 | 2020 | 2025 | 2030 | 2035 | 2040
BM | 0 | 0 | 0 | 0 | 0 | 0
CC | 0 | 0 | 0 | 0 | 0 | 0
CSP | 0 | 0 | 0 | 0 | 0 | 0
CT | 0 | 0 | 0 | 0 | 0 | 0
Coal | 0 | 0 | 0 | 0 | 0 | 0
Geo | 0 | 0 | 0 | 0 | 0 | 0
H | 0 | 0 | 0 | 0 | 0 | 0
LFG | 0 | 0 | 0 | 0 | 0 | 0
Nuc | 0 | 0 | 0 | 0 | 0 | 0
PS | 0 | 0 | 0 | 0 | 0 | 0
PV | 0 | 0 | 0 | 0 | 0 | 0
PeakG | 0 | 0 | 0 | 0 | 0 | 0
PeakO | 0 | 0 | 0 | 0 | 0 | 0
ST | 0 | 0 | 0 | 0 | 0 | 0
STOG | 0 | 0 | 0 | 0 | 0 | 0
STWD | 0 | 0 | 0 | 0 | 0 | 0
WT | 0 | 0 | 0 | 0 | 0 | 0
IGCC | 0 | 0 | 0 | 0 | 0 | 0
DemandResponse | 0 | 0 | 0 | 0 | 0 | 0
IGCC-CCS | 0 | 0 | 0 | 0 | 0 | 0
WT_off | 0 | 0 | 0 | 0 | 0 | 0
PseudoUnit | 0 | 0 | 0 | 0 | 0 | 0
FixedInterchange | 0 | 0 | 0 | 0 | 0 | 0
Emission Cost by Reporting Type: VACAR
ReportingType | 2015 | 2020 | 2025 | 2030 | 2035 | 2040
BM | 0 | 0 | 0 | 0 | 0 | 0
CC | 877.4 | 1257.13 | 2115.28 | 3295.34 | 2287.04 | 445.29
CSP | 0 | 0 | 0 | 0 | 0 | 0
CT | 1.13 | 1.79 | 6.88 | 0 | 0 | 0
Coal | 965.65 | 591.75 | 101.5 | 43.86 | 87.57 | 125.01
Geo | 0 | 0 | 0 | 0 | 0 | 0
H | 0 | 0 | 0 | 0 | 0 | 0
LFG | 0 | 0 | 0 | 0 | 0 | 0
Nuc | 0 | 0 | 0 | 0 | 0 | 0
PS | 0 | 0 | 0 | 0 | 0 | 0
PV | 0 | 0 | 0 | 0 | 0 | 0
PeakG | 2 | 5.98 | 20.19 | 5.85 | 0 | 2.95
PeakO | 0 | 0 | 0 | 0 | 0 | 0
ST | 0 | 0 | 0 | 0 | 0 | 0
STOG | 0 | 0 | 0 | 0 | 0 | 0
STWD | 0 | 0 | 0 | 0 | 0 | 0
WT | 0 | 0 | 0 | 0 | 0 | 0
IGCC | 0 | 0 | 0 | 0 | 0 | 0
DemandResponse | 0 | 0 | 0 | 0 | 0 | 0
IGCC-CCS | 0 | 0 | 0 | 0 | 0 | 0
WT_off | 0 | 0 | 0 | 0 | 0 | 0
PseudoUnit | 0 | 0 | 0 | 0 | 0 | 0
FixedInterchange | 0 | 0 | 0 | 0 | 0 | 0
Emission Cost by Reporting Type: IESO
ReportingType | 2015 | 2020 | 2025 | 2030 | 2035 | 2040
BM | 0 | 0 | 0 | 0 | 0 | 0
CC | 7.31 | 0 | 0 | 0 | 0 | 0
CSP | 0 | 0 | 0 | 0 | 0 | 0
CT | 0.03 | 0 | 0 | 0 | 0 | 0
Coal | 0 | 0 | 0 | 0 | 0 | 0
Geo | 0 | 0 | 0 | 0 | 0 | 0
H | 0 | 0 | 0 | 0 | 0 | 0
LFG | 0 | 0 | 0 | 0 | 0 | 0
Nuc | 0 | 0 | 0 | 0 | 0 | 0
PS | 0 | 0 | 0 | 0 | 0 | 0
PV | 0 | 0 | 0 | 0 | 0 | 0
PeakG | 0 | 0 | 0 | 0 | 0 | 0
PeakO | 0 | 0 | 0 | 0 | 0 | 0
ST | 0 | 0 | 0 | 0 | 0 | 0
STOG | 0 | 0 | 0 | 0 | 0 | 0
STWD | 0 | 0 | 0 | 0 | 0 | 0
WT | 0 | 0 | 0 | 0 | 0 | 0
IGCC | 0 | 0 | 0 | 0 | 0 | 0
DemandResponse | 0 | 0 | 0 | 0 | 0 | 0
IGCC-CCS | 0 | 0 | 0 | 0 | 0 | 0
WT_off | 0 | 0 | 0 | 0 | 0 | 0
PseudoUnit | 0 | 0 | 0 | 0 | 0 | 0
FixedInterchange | 0 | 0 | 0 | 0 | 0 | 0
Emission Cost by Reporting Type: MAPP_CA
ReportingType | 2015 | 2020 | 2025 | 2030 | 2035 | 2040
BM | 0 | 0 | 0 | 0 | 0 | 0
CC | 60.15 | 85.41 | 0 | 0 | 0 | 0
CSP | 0 | 0 | 0 | 0 | 0 | 0
CT | 0 | 0 | 0 | 0 | 0 | 0
Coal | 5.99 | 0 | 0 | 0 | 0 | 0
Geo | 0 | 0 | 0 | 0 | 0 | 0
H | 0 | 0 | 0 | 0 | 0 | 0
LFG | 0 | 0 | 0 | 0 | 0 | 0
Nuc | 0 | 0 | 0 | 0 | 0 | 0
PS | 0 | 0 | 0 | 0 | 0 | 0
PV | 0 | 0 | 0 | 0 | 0 | 0
PeakG | 1.86 | 2.34 | 0 | 0 | 0 | 0
PeakO | 0 | 0 | 0 | 0 | 0 | 0
ST | 0 | 0 | 0 | 0 | 0 | 0
STOG | 0.23 | 0 | 0 | 0 | 0 | 0
STWD | 0 | 0 | 0 | 0 | 0 | 0
WT | 0 | 0 | 0 | 0 | 0 | 0
IGCC | 0 | 0 | 0 | 0 | 0 | 0
DemandResponse | 0 | 0 | 0 | 0 | 0 | 0
IGCC-CCS | 0 | 0 | 0 | 0 | 0 | 0
WT_off | 0 | 0 | 0 | 0 | 0 | 0
PseudoUnit | 0 | 0 | 0 | 0 | 0 | 0
FixedInterchange | 0 | 0 | 0 | 0 | 0 | 0
Emission Cost by Reporting Type: AZ_NM_SNV_Coal
ReportingType | 2015 | 2020 | 2025 | 2030 | 2035 | 2040
BM | 0 | 0 | 0 | 0 | 0 | 0
CC | 0 | 0 | 0 | 0 | 0 | 0
CSP | 0 | 0 | 0 | 0 | 0 | 0
CT | 0 | 0 | 0 | 0 | 0 | 0
Coal | 1225.76 | 1571.72 | 267.61 | 0 | 0 | 0
Geo | 0 | 0 | 0 | 0 | 0 | 0
H | 0 | 0 | 0 | 0 | 0 | 0
LFG | 0 | 0 | 0 | 0 | 0 | 0
Nuc | 0 | 0 | 0 | 0 | 0 | 0
PS | 0 | 0 | 0 | 0 | 0 | 0
PV | 0 | 0 | 0 | 0 | 0 | 0
PeakG | 0 | 0 | 0 | 0 | 0 | 0
PeakO | 0 | 0 | 0 | 0 | 0 | 0
ST | 0 | 0 | 0 | 0 | 0 | 0
STOG | 0 | 0 | 0 | 0 | 0 | 0
STWD | 0 | 0 | 0 | 0 | 0 | 0
WT | 0 | 0 | 0 | 0 | 0 | 0
IGCC | 0 | 0 | 0 | 0 | 0 | 0
DemandResponse | 0 | 0 | 0 | 0 | 0 | 0
IGCC-CCS | 0 | 0 | 0 | 0 | 0 | 0
WT_off | 0 | 0 | 0 | 0 | 0 | 0
PseudoUnit | 0 | 0 | 0 | 0 | 0 | 0
FixedInterchange | 0 | 0 | 0 | 0 | 0 | 0
Emission Cost by Reporting Type: AZ_NM_SNV_Gas
ReportingType | 2015 | 2020 | 2025 | 2030 | 2035 | 2040
BM | 0 | 0 | 0 | 0 | 0 | 0
CC | 658.44 | 713.77 | 1508.38 | 1341.24 | 559.27 | 274.9
CSP | 0 | 0 | 0 | 0 | 0 | 0
CT | 0 | 0 | 0 | 0.55 | 0 | 0
Coal | 0 | 0 | 0 | 0 | 0 | 0
Geo | 0 | 0 | 0 | 0 | 0 | 0
H | 0 | 0 | 0 | 0 | 0 | 0
LFG | 0 | 0 | 0 | 0 | 0 | 0
Nuc | 0 | 0 | 0 | 0 | 0 | 0
PS | 0 | 0 | 0 | 0 | 0 | 0
PV | 0 | 0 | 0 | 0 | 0 | 0
PeakG | 0 | 0 | 0 | 0.15 | 0 | 0
PeakO | 0 | 0 | 0 | 0 | 0 | 0
ST | 0 | 0 | 0 | 0 | 0 | 0
STOG | 0 | 0 | 0 | 0 | 0 | 0
STWD | 0 | 0 | 0 | 0 | 0 | 0
WT | 0 | 0 | 0 | 0 | 0 | 0
IGCC | 0 | 0 | 0 | 0 | 0 | 0
DemandResponse | 0 | 0 | 0 | 0 | 0 | 0
IGCC-CCS | 0 | 0 | 0 | 0 | 0 | 0
WT_off | 0 | 0 | 0 | 0 | 0 | 0
PseudoUnit | 0 | 0 | 0 | 0 | 0 | 0
FixedInterchange | 0 | 0 | 0 | 0 | 0 | 0
Emission Cost by Reporting Type: AZ_NM_SNV_NucRenew
ReportingType | 2015 | 2020 | 2025 | 2030 | 2035 | 2040
BM | 0 | 0 | 0 | 0 | 0 | 0
CC | 0 | 0 | 0 | 0 | 0 | 0
CSP | 0 | 0 | 0 | 0 | 0 | 0
CT | 0 | 0 | 0 | 0 | 0 | 0
Coal | 0 | 0 | 0 | 0 | 0 | 0
Geo | 0 | 0 | 0 | 0 | 0 | 0
H | 0 | 0 | 0 | 0 | 0 | 0
LFG | 0 | 0 | 0 | 0 | 0 | 0
Nuc | 0 | 0 | 0 | 0 | 0 | 0
PS | 0 | 0 | 0 | 0 | 0 | 0
PV | 0 | 0 | 0 | 0 | 0 | 0
PeakG | 0 | 0 | 0 | 0 | 0 | 0
PeakO | 0 | 0 | 0 | 0 | 0 | 0
ST | 0 | 0 | 0 | 0 | 0 | 0
STOG | 0 | 0 | 0 | 0 | 0 | 0
STWD | 0 | 0 | 0 | 0 | 0 | 0
WT | 0 | 0 | 0 | 0 | 0 | 0
IGCC | 0 | 0 | 0 | 0 | 0 | 0
DemandResponse | 0 | 0 | 0 | 0 | 0 | 0
IGCC-CCS | 0 | 0 | 0 | 0 | 0 | 0
WT_off | 0 | 0 | 0 | 0 | 0 | 0
PseudoUnit | 0 | 0 | 0 | 0 | 0 | 0
FixedInterchange | 0 | 0 | 0 | 0 | 0 | 0
Emission Cost by Reporting Type: ERCOT
ReportingType | 2015 | 2020 | 2025 | 2030 | 2035 | 2040
BM | 0 | 0 | 0 | 0 | 0 | 0
CC | 1914.02 | 2849.53 | 3969.56 | 7358.39 | 4796.9 | 3657.38
CSP | 0 | 0 | 0 | 0 | 0 | 0
CT | 0 | 0.05 | 0.29 | 2.05 | 0 | 0
Coal | 1222.84 | 890.59 | 57.16 | 39.23 | 72.67 | 103.74
Geo | 0 | 0 | 0 | 0 | 0 | 0
H | 0 | 0 | 0 | 0 | 0 | 0
LFG | 0 | 0 | 0 | 0 | 0 | 0
Nuc | 0 | 0 | 0 | 0 | 0 | 0
PS | 0 | 0 | 0 | 0 | 0 | 0
PV | 0 | 0 | 0 | 0 | 0 | 0
PeakG | 0 | 0.18 | 0.51 | 9.94 | 18.8 | 33.3
PeakO | 0 | 0 | 0 | 0 | 0 | 0
ST | 0 | 0 | 0 | 0 | 0 | 0
STOG | 44.77 | 77.64 | 20.45 | 0 | 0 | 0
STWD | 0 | 0 | 0 | 0 | 0 | 0
WT | 0 | 0 | 0 | 0 | 0 | 0
IGCC | 0 | 0 | 0 | 0 | 0 | 0
DemandResponse | 0 | 0 | 0 | 0 | 0 | 0
IGCC-CCS | 0 | 0 | 0 | 0 | 0 | 0
WT_off | 0 | 0 | 0 | 0 | 0 | 0
PseudoUnit | 0 | 0 | 0 | 0 | 0 | 0
FixedInterchange | 0 | 0 | 0 | 0 | 0 | 0
Emission Cost by Reporting Type: NP15
ReportingType | 2015 | 2020 | 2025 | 2030 | 2035 | 2040
BM | 0 | 0 | 0 | 0 | 0 | 0
CC | 564.09 | 725.42 | 1178.19 | 1025.24 | 758.99 | 329.88
CSP | 0 | 0 | 0 | 0 | 0 | 0
CT | 0 | 0 | 0 | 0 | 0 | 0
Coal | 42.12 | 0 | 0 | 0 | 0 | 0
Geo | 0 | 0 | 0 | 0 | 0 | 0
H | 0 | 0 | 0 | 0 | 0 | 0
LFG | 0 | 0 | 0 | 0 | 0 | 0
Nuc | 0 | 0 | 0 | 0 | 0 | 0
PS | 0 | 0 | 0 | 0 | 0 | 0
PV | 0 | 0 | 0 | 0 | 0 | 0
PeakG | 0 | 0 | 0 | 0 | 0 | 0
PeakO | 0 | 0 | 0 | 0 | 0 | 0
ST | 0 | 0 | 0 | 0 | 0 | 0
STOG | 0.88 | 0.22 | 0.2 | 0 | 0 | 0
STWD | 0 | 0 | 0 | 0 | 0 | 0
WT | 0 | 0 | 0 | 0 | 0 | 0
IGCC | 0 | 0 | 0 | 0 | 0 | 0
DemandResponse | 0 | 0 | 0 | 0 | 0 | 0
IGCC-CCS | 0 | 0 | 0 | 0 | 0 | 0
WT_off | 0 | 0 | 0 | 0 | 0 | 0
PseudoUnit | 0 | 0 | 0 | 0 | 0 | 0
FixedInterchange | 0 | 0 | 0 | 0 | 0 | 0
Emission Cost by Reporting Type: NWPP_Coal
ReportingType | 2015 | 2020 | 2025 | 2030 | 2035 | 2040
BM | 0 | 0 | 0 | 0 | 0 | 0
CC | 0 | 0 | 0 | 0 | 0 | 0
CSP | 0 | 0 | 0 | 0 | 0 | 0
CT | 0 | 0 | 0 | 0 | 0 | 0
Coal | 1290.87 | 1287.22 | 9.82 | 22.01 | 40.76 | 58.18
Geo | 0 | 0 | 0 | 0 | 0 | 0
H | 0 | 0 | 0 | 0 | 0 | 0
LFG | 0 | 0 | 0 | 0 | 0 | 0
Nuc | 0 | 0 | 0 | 0 | 0 | 0
PS | 0 | 0 | 0 | 0 | 0 | 0
PV | 0 | 0 | 0 | 0 | 0 | 0
PeakG | 0 | 0 | 0 | 0 | 0 | 0
PeakO | 0 | 0 | 0 | 0 | 0 | 0
ST | 0 | 0 | 0 | 0 | 0 | 0
STOG | 0 | 0 | 0 | 0 | 0 | 0
STWD | 0 | 0 | 0 | 0 | 0 | 0
WT | 0 | 0 | 0 | 0 | 0 | 0
IGCC | 0 | 0 | 0 | 0 | 0 | 0
DemandResponse | 0 | 0 | 0 | 0 | 0 | 0
IGCC-CCS | 0 | 0 | 0 | 0 | 0 | 0
WT_off | 0 | 0 | 0 | 0 | 0 | 0
PseudoUnit | 0 | 0 | 0 | 0 | 0 | 0
FixedInterchange | 0 | 0 | 0 | 0 | 0 | 0
Emission Cost by Reporting Type: NWPP_Gas
ReportingType | 2015 | 2020 | 2025 | 2030 | 2035 | 2040
BM | 0 | 0 | 0 | 0 | 0 | 0
CC | 453.54 | 644.03 | 1054.66 | 1166.95 | 86.73 | 0
CSP | 0 | 0 | 0 | 0 | 0 | 0
CT | 0 | 0 | 0 | 0 | 0 | 0
Coal | 0 | 0 | 0 | 0 | 0 | 0
Geo | 0 | 0 | 0 | 0 | 0 | 0
H | 0 | 0 | 0 | 0 | 0 | 0
LFG | 0 | 0 | 0 | 0 | 0 | 0
Nuc | 0 | 0 | 0 | 0 | 0 | 0
PS | 0 | 0 | 0 | 0 | 0 | 0
PV | 0 | 0 | 0 | 0 | 0 | 0
PeakG | 0 | 0 | 0 | 0 | 0 | 0
PeakO | 0 | 0 | 0 | 0 | 0 | 0
ST | 0 | 0 | 0 | 0 | 0 | 0
STOG | 0 | 0 | 0 | 0 | 0 | 0
STWD | 0 | 0 | 0 | 0 | 0 | 0
WT | 0 | 0 | 0 | 0 | 0 | 0
IGCC | 0 | 0 | 0 | 0 | 0 | 0
DemandResponse | 0 | 0 | 0 | 0 | 0 | 0
IGCC-CCS | 0 | 0 | 0 | 0 | 0 | 0
WT_off | 0 | 0 | 0 | 0 | 0 | 0
PseudoUnit | 0 | 0 | 0 | 0 | 0 | 0
FixedInterchange | 0 | 0 | 0 | 0 | 0 | 0
Emission Cost by Reporting Type: NWPP_NucRenew
ReportingType | 2015 | 2020 | 2025 | 2030 | 2035 | 2040
BM | 0 | 0 | 0 | 0 | 0 | 0
CC | 0 | 0 | 0 | 0 | 0 | 0
CSP | 0 | 0 | 0 | 0 | 0 | 0
CT | 0 | 0 | 0 | 0 | 0 | 0
Coal | 0 | 0 | 0 | 0 | 0 | 0
Geo | 0 | 0 | 0 | 0 | 0 | 0
H | 0 | 0 | 0 | 0 | 0 | 0
LFG | 0 | 0 | 0 | 0 | 0 | 0
Nuc | 0 | 0 | 0 | 0 | 0 | 0
PS | 0 | 0 | 0 | 0 | 0 | 0
PV | 0 | 0 | 0 | 0 | 0 | 0
PeakG | 0 | 0 | 0 | 0 | 0 | 0
PeakO | 0 | 0 | 0 | 0 | 0 | 0
ST | 0 | 0 | 0 | 0 | 0 | 0
STOG | 0 | 0 | 0 | 0 | 0 | 0
STWD | 0 | 0 | 0 | 0 | 0 | 0
WT | 0 | 0 | 0 | 0 | 0 | 0
IGCC | 0 | 0 | 0 | 0 | 0 | 0
DemandResponse | 0 | 0 | 0 | 0 | 0 | 0
IGCC-CCS | 0 | 0 | 0 | 0 | 0 | 0
WT_off | 0 | 0 | 0 | 0 | 0 | 0
PseudoUnit | 0 | 0 | 0 | 0 | 0 | 0
FixedInterchange | 0 | 0 | 0 | 0 | 0 | 0
Emission Cost by Reporting Type: RMPA
ReportingType | 2015 | 2020 | 2025 | 2030 | 2035 | 2040
BM | 0 | 0 | 0 | 0 | 0 | 0
CC | 65.17 | 78.88 | 218.32 | 183.99 | 109.34 | 127.21
CSP | 0 | 0 | 0 | 0 | 0 | 0
CT | 0 | 0 | 0 | 0 | 0 | 0
Coal | 1386.62 | 1641.08 | 202.74 | 63.53 | 114.68 | 148.21
Geo | 0 | 0 | 0 | 0 | 0 | 0
H | 0 | 0 | 0 | 0 | 0 | 0
LFG | 0 | 0 | 0 | 0 | 0 | 0
Nuc | 0 | 0 | 0 | 0 | 0 | 0
PS | 0 | 0 | 0 | 0 | 0 | 0
PV | 0 | 0 | 0 | 0 | 0 | 0
PeakG | 0 | 0 | 0.15 | 0.55 | 2.81 | 0.76
PeakO | 0 | 0 | 0 | 0 | 0 | 0
ST | 0 | 0 | 0 | 0 | 0 | 0
STOG | 0 | 0 | 0 | 0 | 0 | 0
STWD | 0 | 0 | 0 | 0 | 0 | 0
WT | 0 | 0 | 0 | 0 | 0 | 0
IGCC | 0 | 0 | 0 | 0 | 0 | 0
DemandResponse | 0 | 0 | 0 | 0 | 0 | 0
IGCC-CCS | 0 | 0 | 0 | 0 | 0 | 0
WT_off | 0 | 0 | 0 | 0 | 0 | 0
PseudoUnit | 0 | 0 | 0 | 0 | 0 | 0
FixedInterchange | 0 | 0 | 0 | 0 | 0 | 0
Emission Cost by Reporting Type: SP15
ReportingType | 2015 | 2020 | 2025 | 2030 | 2035 | 2040
BM | 0 | 0 | 0 | 0 | 0 | 0
CC | 722.68 | 842.78 | 1366.85 | 1972.57 | 1678.75 | 2234.32
CSP | 0 | 0 | 0 | 0 | 0 | 0
CT | 0 | 0 | 0 | 0 | 0 | 0
Coal | 39.99 | 30.93 | 0 | 0 | 0 | 0
Geo | 0 | 0 | 0 | 0 | 0 | 0
H | 0 | 0 | 0 | 0 | 0 | 0
LFG | 0 | 0 | 0 | 0 | 0 | 0
Nuc | 0 | 0 | 0 | 0 | 0 | 0
PS | 0 | 0 | 0 | 0 | 0 | 0
PV | 0 | 0 | 0 | 0 | 0 | 0
PeakG | 0 | 0 | 0 | 0 | 0 | 0
PeakO | 0 | 0 | 0 | 0 | 0 | 0
ST | 0 | 0 | 0 | 0 | 0 | 0
STOG | 9.09 | 5.83 | 8.14 | 0 | 0 | 0
STWD | 0 | 0 | 0 | 0 | 0 | 0
WT | 0 | 0 | 0 | 0 | 0 | 0
IGCC | 0 | 0 | 0 | 0 | 0 | 0
DemandResponse | 0 | 0 | 0 | 0 | 0 | 0
IGCC-CCS | 0 | 0 | 0 | 0 | 0 | 0
WT_off | 0 | 0 | 0 | 0 | 0 | 0
PseudoUnit | 0 | 0 | 0 | 0 | 0 | 0
FixedInterchange | 0 | 0 | 0 | 0 | 0 | 0
Emission Cost by Reporting Type: ALB
ReportingType | 2015 | 2020 | 2025 | 2030 | 2035 | 2040
BM | 0 | 0 | 0 | 0 | 0 | 0
CC | 151.28 | 168.74 | 340.34 | 224.23 | 0.47 | 0
CSP | 0 | 0 | 0 | 0 | 0 | 0
CT | 0 | 0 | 0 | 0 | 0 | 0
Coal | 1216.87 | 1727.96 | 2276.95 | 0 | 0 | 0
Geo | 0 | 0 | 0 | 0 | 0 | 0
H | 0 | 0 | 0 | 0 | 0 | 0
LFG | 0 | 0 | 0 | 0 | 0 | 0
Nuc | 0 | 0 | 0 | 0 | 0 | 0
PS | 0 | 0 | 0 | 0 | 0 | 0
PV | 0 | 0 | 0 | 0 | 0 | 0
PeakG | 0 | 0 | 0 | 0 | 0 | 0
PeakO | 0 | 0 | 0 | 0 | 0 | 0
ST | 0 | 0 | 0 | 0 | 0 | 0
STOG | 0 | 0 | 0 | 0 | 0 | 0
STWD | 0 | 0 | 0 | 0 | 0 | 0
WT | 0 | 0 | 0 | 0 | 0 | 0
IGCC | 0 | 0 | 0 | 0 | 0 | 0
DemandResponse | 0 | 0 | 0 | 0 | 0 | 0
IGCC-CCS | 0 | 0 | 0 | 0 | 0 | 0
WT_off | 0 | 0 | 0 | 0 | 0 | 0
PseudoUnit | 0 | 0 | 0 | 0 | 0 | 0
FixedInterchange | 0 | 0 | 0 | 0 | 0 | 0
Emission Cost by Reporting Type: BC
ReportingType | 2015 | 2020 | 2025 | 2030 | 2035 | 2040
BM | 0 | 0 | 0 | 0 | 0 | 0
CC | 15.99 | 22.7 | 0 | 0 | 0 | 0
CSP | 0 | 0 | 0 | 0 | 0 | 0
CT | 0 | 0 | 0 | 0 | 0 | 0
Coal | 0 | 0 | 0 | 0 | 0 | 0
Geo | 0 | 0 | 0 | 0 | 0 | 0
H | 0 | 0 | 0 | 0 | 0 | 0
LFG | 0 | 0 | 0 | 0 | 0 | 0
Nuc | 0 | 0 | 0 | 0 | 0 | 0
PS | 0 | 0 | 0 | 0 | 0 | 0
PV | 0 | 0 | 0 | 0 | 0 | 0
PeakG | 0 | 0 | 0 | 0 | 0 | 0
PeakO | 0 | 0 | 0 | 0 | 0 | 0
ST | 0 | 0 | 0 | 0 | 0 | 0
STOG | 0 | 0 | 0 | 0 | 0 | 0
STWD | 0 | 0 | 0 | 0 | 0 | 0
WT | 0 | 0 | 0 | 0 | 0 | 0
IGCC | 0 | 0 | 0 | 0 | 0 | 0
DemandResponse | 0 | 0 | 0 | 0 | 0 | 0
IGCC-CCS | 0 | 0 | 0 | 0 | 0 | 0
WT_off | 0 | 0 | 0 | 0 | 0 | 0
PseudoUnit | 0 | 0 | 0 | 0 | 0 | 0
FixedInterchange | 0 | 0 | 0 | 0 | 0 | 0
Emission Cost by Reporting Type: HQ_IESO
ReportingType | 2015 | 2020 | 2025 | 2030 | 2035 | 2040
BM | 0 | 0 | 0 | 0 | 0 | 0
CC | 0 | 0 | 0 | 0 | 0 | 0
CSP | 0 | 0 | 0 | 0 | 0 | 0
CT | 0 | 0 | 0 | 0 | 0 | 0
Coal | 0 | 0 | 0 | 0 | 0 | 0
Geo | 0 | 0 | 0 | 0 | 0 | 0
H | 0 | 0 | 0 | 0 | 0 | 0
LFG | 0 | 0 | 0 | 0 | 0 | 0
Nuc | 0 | 0 | 0 | 0 | 0 | 0
PS | 0 | 0 | 0 | 0 | 0 | 0
PV | 0 | 0 | 0 | 0 | 0 | 0
PeakG | 0 | 0 | 0 | 0 | 0 | 0
PeakO | 0 | 0 | 0 | 0 | 0 | 0
ST | 0 | 0 | 0 | 0 | 0 | 0
STOG | 0 | 0 | 0 | 0 | 0 | 0
STWD | 0 | 0 | 0 | 0 | 0 | 0
WT | 0 | 0 | 0 | 0 | 0 | 0
IGCC | 0 | 0 | 0 | 0 | 0 | 0
DemandResponse | 0 | 0 | 0 | 0 | 0 | 0
IGCC-CCS | 0 | 0 | 0 | 0 | 0 | 0
WT_off | 0 | 0 | 0 | 0 | 0 | 0
PseudoUnit | 0 | 0 | 0 | 0 | 0 | 0
FixedInterchange | 0 | 0 | 0 | 0 | 0 | 0
Emission Cost by Reporting Type: HQ_NEISO
ReportingType | 2015 | 2020 | 2025 | 2030 | 2035 | 2040
BM | 0 | 0 | 0 | 0 | 0 | 0
CC | 0 | 0 | 0 | 0 | 0 | 0
CSP | 0 | 0 | 0 | 0 | 0 | 0
CT | 0 | 0 | 0 | 0 | 0 | 0
Coal | 0 | 0 | 0 | 0 | 0 | 0
Geo | 0 | 0 | 0 | 0 | 0 | 0
H | 0 | 0 | 0 | 0 | 0 | 0
LFG | 0 | 0 | 0 | 0 | 0 | 0
Nuc | 0 | 0 | 0 | 0 | 0 | 0
PS | 0 | 0 | 0 | 0 | 0 | 0
PV | 0 | 0 | 0 | 0 | 0 | 0
PeakG | 0 | 0 | 0 | 0 | 0 | 0
PeakO | 0 | 0 | 0 | 0 | 0 | 0
ST | 0 | 0 | 0 | 0 | 0 | 0
STOG | 0 | 0 | 0 | 0 | 0 | 0
STWD | 0 | 0 | 0 | 0 | 0 | 0
WT | 0 | 0 | 0 | 0 | 0 | 0
IGCC | 0 | 0 | 0 | 0 | 0 | 0
DemandResponse | 0 | 0 | 0 | 0 | 0 | 0
IGCC-CCS | 0 | 0 | 0 | 0 | 0 | 0
WT_off | 0 | 0 | 0 | 0 | 0 | 0
PseudoUnit | 0 | 0 | 0 | 0 | 0 | 0
FixedInterchange | 0 | 0 | 0 | 0 | 0 | 0
Emission Cost by Reporting Type: HQ_NY
ReportingType | 2015 | 2020 | 2025 | 2030 | 2035 | 2040
BM | 0 | 0 | 0 | 0 | 0 | 0
CC | 0 | 0 | 0 | 0 | 0 | 0
CSP | 0 | 0 | 0 | 0 | 0 | 0
CT | 0 | 0 | 0 | 0 | 0 | 0
Coal | 0 | 0 | 0 | 0 | 0 | 0
Geo | 0 | 0 | 0 | 0 | 0 | 0
H | 0 | 0 | 0 | 0 | 0 | 0
LFG | 0 | 0 | 0 | 0 | 0 | 0
Nuc | 0 | 0 | 0 | 0 | 0 | 0
PS | 0 | 0 | 0 | 0 | 0 | 0
PV | 0 | 0 | 0 | 0 | 0 | 0
PeakG | 0 | 0 | 0 | 0 | 0 | 0
PeakO | 0 | 0 | 0 | 0 | 0 | 0
ST | 0 | 0 | 0 | 0 | 0 | 0
STOG | 0 | 0 | 0 | 0 | 0 | 0
STWD | 0 | 0 | 0 | 0 | 0 | 0
WT | 0 | 0 | 0 | 0 | 0 | 0
IGCC | 0 | 0 | 0 | 0 | 0 | 0
DemandResponse | 0 | 0 | 0 | 0 | 0 | 0
IGCC-CCS | 0 | 0 | 0 | 0 | 0 | 0
WT_off | 0 | 0 | 0 | 0 | 0 | 0
PseudoUnit | 0 | 0 | 0 | 0 | 0 | 0
FixedInterchange | 0 | 0 | 0 | 0 | 0 | 0
Emission Cost by Reporting Type: MARITIMES
ReportingType | 2015 | 2020 | 2025 | 2030 | 2035 | 2040
BM | 0 | 0 | 0 | 0 | 0 | 0
CC | 0 | 0 | 0 | 0 | 0 | 0
CSP | 0 | 0 | 0 | 0 | 0 | 0
CT | 0 | 0 | 0 | 0 | 0 | 0
Coal | 0 | 0 | 0 | 0 | 0 | 0
Geo | 0 | 0 | 0 | 0 | 0 | 0
H | 0 | 0 | 0 | 0 | 0 | 0
LFG | 0 | 0 | 0 | 0 | 0 | 0
Nuc | 0 | 0 | 0 | 0 | 0 | 0
PS | 0 | 0 | 0 | 0 | 0 | 0
PV | 0 | 0 | 0 | 0 | 0 | 0
PeakG | 0 | 0 | 0 | 0 | 0 | 0
PeakO | 0 | 0 | 0 | 0 | 0 | 0
ST | 0 | 0 | 0 | 0 | 0 | 0
STOG | 0 | 0 | 0 | 0 | 0 | 0
STWD | 0 | 0 | 0 | 0 | 0 | 0
WT | 0 | 0 | 0 | 0 | 0 | 0
IGCC | 0 | 0 | 0 | 0 | 0 | 0
DemandResponse | 0 | 0 | 0 | 0 | 0 | 0
IGCC-CCS | 0 | 0 | 0 | 0 | 0 | 0
WT_off | 0 | 0 | 0 | 0 | 0 | 0
PseudoUnit | 0 | 0 | 0 | 0 | 0 | 0
FixedInterchange | 0 | 0 | 0 | 0 | 0 | 0
Emission Cost by Reporting Type: All
ReportingType | 2015 | 2020 | 2025 | 2030 | 2035 | 2040
BM | 0 | 0 | 0 | 0 | 0 | 0
CC | 13772.9 | 21980.4 | 35297.11 | 49201.22 | 45031.42 | 19192.49
CSP | 0 | 0 | 0 | 0 | 0 | 0
CT | 11.64 | 23.46 | 42.33 | 17.65 | 3.11 | 1.15
Coal | 28358.07 | 18474.67 | 4102.25 | 585.81 | 1036.77 | 1498.3
Geo | 0 | 0 | 0 | 0 | 0 | 0
H | 0 | 0 | 0 | 0 | 0 | 0
LFG | 0 | 0 | 0 | 0 | 0 | 0
Nuc | 0 | 0 | 0 | 0 | 0 | 0
PS | 0 | 0 | 0 | 0 | 0 | 0
PV | 0 | 0 | 0 | 0 | 0 | 0
PeakG | 53.95 | 129.96 | 323.15 | 219.5 | 276.22 | 291.62
PeakO | 0 | 0 | 0 | 0 | 0 | 0
ST | 0 | 0 | 0 | 0 | 0 | 0
STOG | 133.32 | 177.24 | 94.64 | 57.93 | 1.18 | 1.69
STWD | 0 | 0 | 0 | 0 | 0 | 0
WT | 0 | 0 | 0 | 0 | 0 | 0
IGCC | 100.97 | 143.38 | 53.05 | 7.27 | 0 | 0
DemandResponse | 0 | 0 | 0 | 0 | 0 | 0
IGCC-CCS | 0 | 0 | 0 | 0 | 0 | 0
WT_off | 0 | 0 | 0 | 0 | 0 | 0
PseudoUnit | 0 | 0 | 0 | 0 | 0 | 0
FixedInterchange | 0 | 0 | 0 | 0 | 0 | 0
Emission Cost by Reporting Type: EI_US
ReportingType | 2015 | 2020 | 2025 | 2030 | 2035 | 2040
BM | 0 | 0 | 0 | 0 | 0 | 0
CC | 9160.22 | 15849.13 | 25660.82 | 35928.61 | 37040.96 | 12568.79
CSP | 0 | 0 | 0 | 0 | 0 | 0
CT | 11.61 | 23.41 | 42.04 | 15.05 | 3.11 | 1.15
Coal | 21927 | 11325.16 | 1287.96 | 461.04 | 808.66 | 1188.17
Geo | 0 | 0 | 0 | 0 | 0 | 0
H | 0 | 0 | 0 | 0 | 0 | 0
LFG | 0 | 0 | 0 | 0 | 0 | 0
Nuc | 0 | 0 | 0 | 0 | 0 | 0
PS | 0 | 0 | 0 | 0 | 0 | 0
PV | 0 | 0 | 0 | 0 | 0 | 0
PeakG | 52.09 | 127.44 | 322.48 | 208.86 | 254.61 | 257.56
PeakO | 0 | 0 | 0 | 0 | 0 | 0
ST | 0 | 0 | 0 | 0 | 0 | 0
STOG | 78.34 | 93.55 | 65.85 | 57.93 | 1.18 | 1.69
STWD | 0 | 0 | 0 | 0 | 0 | 0
WT | 0 | 0 | 0 | 0 | 0 | 0
IGCC | 100.97 | 143.38 | 53.05 | 7.27 | 0 | 0
DemandResponse | 0 | 0 | 0 | 0 | 0 | 0
IGCC-CCS | 0 | 0 | 0 | 0 | 0 | 0
WT_off | 0 | 0 | 0 | 0 | 0 | 0
PseudoUnit | 0 | 0 | 0 | 0 | 0 | 0
FixedInterchange | 0 | 0 | 0 | 0 | 0 | 0
Emission Cost by Reporting Type: EI_Canada
ReportingType | 2015 | 2020 | 2025 | 2030 | 2035 | 2040
BM | 0 | 0 | 0 | 0 | 0 | 0
CC | 67.46 | 85.41 | 0 | 0 | 0 | 0
CSP | 0 | 0 | 0 | 0 | 0 | 0
CT | 0.03 | 0 | 0 | 0 | 0 | 0
Coal | 5.99 | 0 | 0 | 0 | 0 | 0
Geo | 0 | 0 | 0 | 0 | 0 | 0
H | 0 | 0 | 0 | 0 | 0 | 0
LFG | 0 | 0 | 0 | 0 | 0 | 0
Nuc | 0 | 0 | 0 | 0 | 0 | 0
PS | 0 | 0 | 0 | 0 | 0 | 0
PV | 0 | 0 | 0 | 0 | 0 | 0
PeakG | 1.86 | 2.34 | 0 | 0 | 0 | 0
PeakO | 0 | 0 | 0 | 0 | 0 | 0
ST | 0 | 0 | 0 | 0 | 0 | 0
STOG | 0.23 | 0 | 0 | 0 | 0 | 0
STWD | 0 | 0 | 0 | 0 | 0 | 0
WT | 0 | 0 | 0 | 0 | 0 | 0
IGCC | 0 | 0 | 0 | 0 | 0 | 0
DemandResponse | 0 | 0 | 0 | 0 | 0 | 0
IGCC-CCS | 0 | 0 | 0 | 0 | 0 | 0
WT_off | 0 | 0 | 0 | 0 | 0 | 0
PseudoUnit | 0 | 0 | 0 | 0 | 0 | 0
FixedInterchange | 0 | 0 | 0 | 0 | 0 | 0
Emission Cost by Reporting Type: EI
ReportingType | 2015 | 2020 | 2025 | 2030 | 2035 | 2040
BM | 0 | 0 | 0 | 0 | 0 | 0
CC | 9227.69 | 15934.54 | 25660.82 | 35928.61 | 37040.96 | 12568.79
CSP | 0 | 0 | 0 | 0 | 0 | 0
CT | 11.64 | 23.41 | 42.04 | 15.05 | 3.11 | 1.15
Coal | 21932.99 | 11325.16 | 1287.96 | 461.04 | 808.66 | 1188.17
Geo | 0 | 0 | 0 | 0 | 0 | 0
H | 0 | 0 | 0 | 0 | 0 | 0
LFG | 0 | 0 | 0 | 0 | 0 | 0
Nuc | 0 | 0 | 0 | 0 | 0 | 0
PS | 0 | 0 | 0 | 0 | 0 | 0
PV | 0 | 0 | 0 | 0 | 0 | 0
PeakG | 53.95 | 129.78 | 322.48 | 208.86 | 254.61 | 257.56
PeakO | 0 | 0 | 0 | 0 | 0 | 0
ST | 0 | 0 | 0 | 0 | 0 | 0
STOG | 78.57 | 93.55 | 65.85 | 57.93 | 1.18 | 1.69
STWD | 0 | 0 | 0 | 0 | 0 | 0
WT | 0 | 0 | 0 | 0 | 0 | 0
IGCC | 100.97 | 143.38 | 53.05 | 7.27 | 0 | 0
DemandResponse | 0 | 0 | 0 | 0 | 0 | 0
IGCC-CCS | 0 | 0 | 0 | 0 | 0 | 0
WT_off | 0 | 0 | 0 | 0 | 0 | 0
PseudoUnit | 0 | 0 | 0 | 0 | 0 | 0
FixedInterchange | 0 | 0 | 0 | 0 | 0 | 0
Emission Cost by Reporting Type: Outside_EI
ReportingType | 2015 | 2020 | 2025 | 2030 | 2035 | 2040
BM | 0 | 0 | 0 | 0 | 0 | 0
CC | 4545.21 | 6045.86 | 9636.29 | 13272.61 | 7990.45 | 6623.69
CSP | 0 | 0 | 0 | 0 | 0 | 0
CT | 0 | 0.05 | 0.29 | 2.6 | 0 | 0
Coal | 6425.07 | 7149.51 | 2814.28 | 124.77 | 228.11 | 310.13
Geo | 0 | 0 | 0 | 0 | 0 | 0
H | 0 | 0 | 0 | 0 | 0 | 0
LFG | 0 | 0 | 0 | 0 | 0 | 0
Nuc | 0 | 0 | 0 | 0 | 0 | 0
PS | 0 | 0 | 0 | 0 | 0 | 0
PV | 0 | 0 | 0 | 0 | 0 | 0
PeakG | 0 | 0.18 | 0.67 | 10.64 | 21.61 | 34.06
PeakO | 0 | 0 | 0 | 0 | 0 | 0
ST | 0 | 0 | 0 | 0 | 0 | 0
STOG | 54.75 | 83.69 | 28.79 | 0 | 0 | 0
STWD | 0 | 0 | 0 | 0 | 0 | 0
WT | 0 | 0 | 0 | 0 | 0 | 0
IGCC | 0 | 0 | 0 | 0 | 0 | 0
DemandResponse | 0 | 0 | 0 | 0 | 0 | 0
IGCC-CCS | 0 | 0 | 0 | 0 | 0 | 0
WT_off | 0 | 0 | 0 | 0 | 0 | 0
PseudoUnit | 0 | 0 | 0 | 0 | 0 | 0
FixedInterchange | 0 | 0 | 0 | 0 | 0 | 0
#8 | Base VOM Costs ($million)
Base VOM Costs by Reporting Type: Entergy
ReportingType | 2015 | 2020 | 2025 | 2030 | 2035 | 2040
BM | 0 | 0 | 0 | 0 | 0 | 0
CC | 180.49 | 270.51 | 261.88 | 189.56 | 45.79 | 15.4
CSP | 0 | 0 | 0 | 0 | 0 | 0
CT | 0 | 0 | 0 | 0 | 0 | 0
Coal | 216.47 | 23.53 | 2.22 | 0 | 0 | 0
Geo | 0 | 0 | 0 | 0 | 0 | 0
H | 0 | 0 | 0 | 0 | 0 | 0
LFG | 0 | 0 | 0 | 0.01 | 0.01 | 0.01
Nuc | 100.26 | 100.26 | 100.26 | 100.26 | 187.02 | 209.81
PS | 0 | 0 | 0 | 0 | 0 | 0
PV | 0 | 0 | 0 | 0 | 0 | 0
PeakG | 0 | 0 | 0 | 0 | 0 | 0
PeakO | 0 | 0 | 0 | 0 | 0 | 0
ST | 0 | 0 | 0 | 0 | 0 | 0
STOG | 1.15 | 1.34 | 0 | 0 | 0 | 0
STWD | 0.09 | 0.31 | 0.32 | 2.11 | 3.43 | 2.87
WT | 0 | 0 | 0 | 0 | 0 | 0
IGCC | 0 | 0 | 0 | 0 | 0 | 0
DemandResponse | 0 | 0 | 0 | 0 | 0 | 0
IGCC-CCS | 0 | 0 | 0 | 0 | 0 | 0
WT_off | 0 | 0 | 0 | 0 | 0 | 0
PseudoUnit | 0 | 0 | 0 | 0 | 0 | 0
FixedInterchange | 0 | 0 | 0 | 0 | 0 | 0
Base VOM Costs by Reporting Type: FRCC
ReportingType | 2015 | 2020 | 2025 | 2030 | 2035 | 2040
BM | 0 | 0 | 0 | 0 | 0 | 11.76
CC | 501.4 | 507.28 | 491.18 | 195.65 | 120.91 | 57.53
CSP | 0 | 0 | 0 | 0 | 0 | 0
CT | 6.54 | 9.55 | 9.4 | 1.68 | 0 | 0
Coal | 78.34 | 6.82 | 0 | 0 | 0 | 0
Geo | 0 | 0 | 0 | 0 | 0 | 0
H | 0 | 0 | 0 | 0 | 0 | 0
LFG | 0.04 | 0.04 | 0.06 | 0.06 | 0.06 | 0.06
Nuc | 76.4 | 76.4 | 90.59 | 303.07 | 295.73 | 307.93
PS | 0 | 0 | 0 | 0 | 0 | 0
PV | 0 | 0 | 0 | 0 | 0 | 0
PeakG | 3.78 | 7.58 | 5.83 | 0.21 | 0.48 | 0.48
PeakO | 0 | 0 | 0 | 0 | 0 | 0
ST | 0 | 0 | 0 | 0 | 0 | 0
STOG | 1.63 | 0 | 0 | 0 | 0 | 0
STWD | 0.48 | 0.74 | 3.24 | 3.24 | 3.24 | 2.22
WT | 0 | 0 | 0 | 0 | 0 | 0
IGCC | 0 | 0 | 0 | 0 | 0 | 0
DemandResponse | 0 | 0 | 0 | 0 | 0 | 0
IGCC-CCS | 0 | 0 | 0 | 0 | 0 | 0
WT_off | 0 | 0 | 0 | 0 | 0 | 0
PseudoUnit | 0 | 0 | 0 | 0 | 0 | 0
FixedInterchange | 0 | 0 | 0 | 0 | 0 | 0
Base VOM Costs by Reporting Type: MAPP_US
ReportingType | 2015 | 2020 | 2025 | 2030 | 2035 | 2040
BM | 0 | 0 | 0 | 0 | 0 | 0
CC | 0.7 | 0.47 | 0.71 | 0.45 | 0.26 | 0
CSP | 0 | 0 | 0 | 0 | 0 | 0
CT | 0 | 0 | 0 | 0 | 0 | 0
Coal | 41.15 | 0.91 | 0 | 0 | 0 | 0
Geo | 0 | 0 | 0 | 0 | 0 | 0
H | 0 | 0 | 0 | 0 | 0 | 0
LFG | 0 | 0 | 0 | 0.01 | 0.01 | 0.01
Nuc | 0 | 0 | 0 | 0 | 0 | 0
PS | 0 | 0 | 0 | 0 | 0 | 0
PV | 0 | 0 | 0 | 0 | 0 | 0
PeakG | 0.57 | 1.1 | 1.31 | 0.4 | 0.2 | 0.17
PeakO | 0 | 0 | 0 | 0 | 0 | 0
ST | 0 | 0 | 0 | 0 | 0 | 0
STOG | 0 | 0 | 0 | 0 | 0 | 0
STWD | 0 | 0 | 0 | 0 | 0 | 0
WT | 0.07 | 0.39 | 0.43 | 0.43 | 0.43 | 0.39
IGCC | 0 | 0 | 0 | 0 | 0 | 0
DemandResponse | 0 | 0 | 0 | 0 | 0 | 0
IGCC-CCS | 0 | 0 | 0 | 0 | 0 | 0
WT_off | 0 | 0 | 0 | 0 | 0 | 0
PseudoUnit | 0 | 0 | 0 | 0 | 0 | 0
FixedInterchange | 0 | 0 | 0 | 0 | 0 | 0
Base VOM Costs by Reporting Type: MISO_IN
ReportingType | 2015 | 2020 | 2025 | 2030 | 2035 | 2040
BM | 0 | 0 | 0 | 0 | 0 | 0
CC | 71.83 | 482.95 | 485.23 | 440.26 | 370.92 | 96.52
CSP | 0 | 0 | 0 | 0 | 0 | 0
CT | 0 | 0 | 0 | 0 | 0 | 0
Coal | 193.83 | 95.72 | 2.46 | 3.41 | 7.23 | 7.23
Geo | 0 | 0 | 0 | 0 | 0 | 0
H | 0 | 0 | 0 | 0 | 0 | 0
LFG | 0 | 0 | 0.01 | 0.01 | 0.01 | 0.01
Nuc | 0 | 0 | 0 | 0 | 0 | 64.92
PS | 0 | 0 | 0 | 0 | 0 | 0
PV | 0 | 0 | 0 | 0 | 0 | 0
PeakG | 0.05 | 0 | 0.21 | 0 | 0 | 0
PeakO | 0 | 0 | 0 | 0 | 0 | 0
ST | 0 | 0 | 0 | 0 | 0 | 0
STOG | 0.11 | 0.13 | 0.13 | 0.12 | 0 | 0
STWD | 0 | 0 | 0 | 0 | 0 | 0
WT | 0.02 | 0.02 | 0.02 | 0.02 | 0.02 | 0.02
IGCC | 30.43 | 30.43 | 6.88 | 0.42 | 0 | 0
DemandResponse | 0 | 0 | 0 | 0 | 0 | 0
IGCC-CCS | 0 | 0 | 0 | 0 | 0 | 0
WT_off | 0 | 0 | 0 | 0 | 0 | 0
PseudoUnit | 0 | 0 | 0 | 0 | 0 | 0
FixedInterchange | 0 | 0 | 0 | 0 | 0 | 0
Base VOM Costs by Reporting Type: MISO_MI
ReportingType | 2015 | 2020 | 2025 | 2030 | 2035 | 2040
BM | 0 | 0 | 0 | 0 | 0 | 0
CC | 28.09 | 23.4 | 27.77 | 11.36 | 3.68 | 0.75
CSP | 0 | 0 | 0 | 0 | 0 | 0
CT | 0 | 0 | 0 | 0 | 0 | 0
Coal | 101.94 | 0 | 0 | 0 | 0 | 0
Geo | 0 | 0 | 0 | 0 | 0 | 0
H | 0 | 0 | 0 | 0 | 0 | 0
LFG | 0.01 | 0.01 | 0.03 | 0.03 | 0.03 | 0.03
Nuc | 34.93 | 34.93 | 34.93 | 34.93 | 20.54 | 75.84
PS | 0 | 0 | 0 | 0 | 0 | 0
PV | 0 | 0 | 0 | 0 | 0 | 0
PeakG | 0.31 | 0.16 | 0.25 | 0 | 0 | 0
PeakO | 0 | 0 | 0 | 0 | 0 | 0
ST | 0 | 0 | 0 | 0 | 0 | 0
STOG | 0.85 | 0.38 | 0.65 | 0.05 | 0 | 0
STWD | 2.71 | 2.24 | 0.3 | 1.67 | 2.71 | 2.71
WT | 0.06 | 0.06 | 0.06 | 0.06 | 0.03 | 0.03
IGCC | 0 | 0 | 0 | 0 | 0 | 0
DemandResponse | 0 | 0 | 0 | 0 | 0 | 0
IGCC-CCS | 0 | 0 | 0 | 0 | 0 | 0
WT_off | 0 | 0 | 0 | 0 | 0 | 0
PseudoUnit | 0 | 0 | 0 | 0 | 0 | 0
FixedInterchange | 0 | 0 | 0 | 0 | 0 | 0
Base VOM Costs by Reporting Type: MISO_MO-IL
ReportingType | 2015 | 2020 | 2025 | 2030 | 2035 | 2040
BM | 0 | 0 | 0 | 0 | 0 | 0
CC | 7.36 | 10.04 | 8.36 | 2.76 | 1.43 | 0.64
CSP | 0 | 0 | 0 | 0 | 0 | 0
CT | 0 | 0 | 0 | 0 | 0 | 0
Coal | 281.24 | 67.18 | 16.96 | 2.93 | 2.39 | 2.39
Geo | 0 | 0 | 0 | 0 | 0 | 0
H | 0 | 0 | 0.02 | 0.02 | 0.02 | 0.02
LFG | 0 | 0 | 0.02 | 0.02 | 0.02 | 0.02
Nuc | 41.29 | 41.29 | 41.29 | 41.29 | 41.29 | 41.29
PS | 0 | 0 | 0 | 0 | 0 | 0
PV | 0 | 0 | 0 | 0 | 0 | 0
PeakG | 1.81 | 6.35 | 2 | 4.93 | 3.49 | 1.45
PeakO | 0 | 0 | 0 | 0 | 0 | 0
ST | 0 | 0 | 0 | 0 | 0 | 0
STOG | 0.01 | 0.05 | 0.04 | 0 | 0 | 0
STWD | 0 | 0 | 0 | 0 | 0 | 0
WT | 0.02 | 0.02 | 0.05 | 0.05 | 0.05 | 0.05
IGCC | 0 | 0 | 0 | 0 | 0 | 0
DemandResponse | 0 | 0 | 0 | 0 | 0 | 0
IGCC-CCS | 0 | 0 | 0 | 0 | 0 | 0
WT_off | 0 | 0 | 0 | 0 | 0 | 0
PseudoUnit | 0 | 0 | 0 | 0 | 0 | 0
FixedInterchange | 0 | 0 | 0 | 0 | 0 | 0
Base VOM Costs by Reporting Type: MISO_W
ReportingType | 2015 | 2020 | 2025 | 2030 | 2035 | 2040
BM | 0 | 0 | 0 | 0 | 0 | 0
CC | 24.37 | 28.87 | 11.11 | 6.46 | 4.55 | 2.16
CSP | 0 | 0 | 0 | 0 | 0 | 0
CT | 0 | 0 | 0 | 0 | 0 | 0
Coal | 272.58 | 124.28 | 20.37 | 13.72 | 13.72 | 13.72
Geo | 0 | 0 | 0 | 0 | 0 | 0
H | 0 | 0 | 0 | 0 | 0 | 0
LFG | 0.02 | 0.02 | 0.02 | 0.02 | 0.02 | 0.02
Nuc | 43.67 | 43.67 | 43.67 | 43.67 | 0 | 0
PS | 0 | 0 | 0 | 0 | 0 | 0
PV | 0 | 0 | 0 | 0 | 0 | 0
PeakG | 2.11 | 2.3 | 0.82 | 0.18 | 0.18 | 0
PeakO | 0 | 0 | 0 | 0 | 0 | 0
ST | 0 | 0 | 0 | 0 | 0 | 0
STOG | 0 | 0 | 0 | 0 | 0 | 0
STWD | 0.25 | 0.5 | 0.76 | 3.83 | 5.21 | 5.21
WT | 0.32 | 0.32 | 1.24 | 1.24 | 1.24 | 1.23
IGCC | 0 | 0 | 0 | 0 | 0 | 0
DemandResponse | 0 | 0 | 0 | 0 | 0 | 0
IGCC-CCS | 0 | 0 | 0 | 0 | 0 | 0
WT_off | 0 | 0 | 0 | 0 | 0 | 0
PseudoUnit | 0 | 0 | 0 | 0 | 0 | 0
FixedInterchange | 0 | 0 | 0 | 0 | 0 | 0
Base VOM Costs by Reporting Type: MISO_WUMS
ReportingType | 2015 | 2020 | 2025 | 2030 | 2035 | 2040
BM | 0 | 0 | 0 | 0 | 0 | 0
CC | 163.88 | 192.23 | 190.33 | 144.27 | 143.88 | 9.94
CSP | 0 | 0 | 0 | 0 | 0 | 0
CT | 0 | 0 | 0 | 0 | 0 | 0
Coal | 44.1 | 13.18 | 5.66 | 6.59 | 8.11 | 11.23
Geo | 0 | 0 | 0 | 0 | 0 | 0
H | 0 | 0 | 0 | 0 | 0 | 0
LFG | 0.01 | 0.01 | 0.02 | 0.03 | 0.03 | 0.03
Nuc | 33.6 | 33.6 | 33.6 | 33.6 | 0 | 58.97
PS | 0 | 0 | 0 | 0 | 0 | 0
PV | 0 | 0 | 0 | 0 | 0 | 0
PeakG | 0 | 0 | 0.07 | 0 | 0 | 0
PeakO | 0 | 0 | 0 | 0 | 0 | 0
ST | 0 | 0 | 0 | 0 | 0 | 0
STOG | 0 | 0 | 0 | 0 | 0 | 0
STWD | 0.1 | 0.17 | 0.16 | 0.28 | 1.75 | 1.63
WT | 0.05 | 0.05 | 0.05 | 0.05 | 0.05 | 0.05
IGCC | 0 | 0 | 0 | 0 | 0 | 0
DemandResponse | 0 | 0 | 0 | 0 | 0 | 0
IGCC-CCS | 0 | 0 | 0 | 0 | 0 | 0
WT_off | 0 | 0 | 0 | 0 | 0 | 0
PseudoUnit | 0 | 0 | 0 | 0 | 0 | 0
FixedInterchange | 0 | 0 | 0 | 0 | 0 | 0
Base VOM Costs by Reporting Type: Nebraska
ReportingType | 2015 | 2020 | 2025 | 2030 | 2035 | 2040
BM | 0 | 0 | 0 | 0 | 0 | 0
CC | 1.32 | 9.7 | 10.02 | 7.24 | 3.28 | 1.92
CSP | 0 | 0 | 0 | 0 | 0 | 0
CT | 0 | 0 | 0 | 0 | 0 | 0
Coal | 117.38 | 26.93 | 12.79 | 11.91 | 11.71 | 11.71
Geo | 0 | 0 | 0 | 0 | 0 | 0
H | 0 | 0 | 0 | 0 | 0 | 0
LFG | 0 | 0 | 0 | 0.01 | 0.01 | 0.01
Nuc | 23.15 | 23.15 | 23.15 | 23.15 | 0 | 0
PS | 0 | 0 | 0 | 0 | 0 | 0
PV | 0 | 0 | 0 | 0 | 0 | 0
PeakG | 0.32 | 0 | 0.31 | 0.27 | 0 | 0
PeakO | 0 | 0 | 0 | 0 | 0 | 0
ST | 0 | 0 | 0 | 0 | 0 | 0
STOG | 0 | 0 | 0 | 0 | 0 | 0
STWD | 0 | 0 | 0 | 0 | 0 | 0
WT | 0.01 | 0.13 | 0.13 | 0.13 | 0.1 | 0.08
IGCC | 0 | 0 | 0 | 0 | 0 | 0
DemandResponse | 0 | 0 | 0 | 0 | 0 | 0
IGCC-CCS | 0 | 0 | 0 | 0 | 0 | 0
WT_off | 0 | 0 | 0 | 0 | 0 | 0
PseudoUnit | 0 | 0 | 0 | 0 | 0 | 0
FixedInterchange | 0 | 0 | 0 | 0 | 0 | 0
Base VOM Costs by Reporting Type: NEISO
ReportingType | 2015 | 2020 | 2025 | 2030 | 2035 | 2040
BM | 9.41 | 9.41 | 0.48 | 0.56 | 9.41 | 9.41
CC | 108.07 | 64.43 | 52.01 | 17.04 | 3.31 | 0.13
CSP | 0 | 0 | 0 | 0 | 0 | 0
CT | 0.03 | 0.11 | 0.11 | 0.1 | 0 | 0.05
Coal | 0.12 | 0 | 0 | 0 | 0 | 0
Geo | 0 | 0 | 0 | 0 | 0 | 0
H | 0 | 0 | 0 | 0 | 0 | 0
LFG | 0.05 | 0.05 | 0.05 | 0.06 | 0.06 | 0.06
Nuc | 85.9 | 85.9 | 85.9 | 85.9 | 62.06 | 45.84
PS | 0 | 0 | 0 | 0 | 0 | 0
PV | 0 | 0 | 0 | 0 | 0 | 0
PeakG | 0.11 | 0.27 | 0.31 | 0.25 | 0 | 0.29
PeakO | 0 | 0 | 0 | 0 | 0 | 0
ST | 0 | 0 | 0 | 0 | 0 | 0
STOG | 0 | 0 | 0 | 0 | 0 | 0
STWD | 8.38 | 1.55 | 0.26 | 0.42 | 8.86 | 5.29
WT | 0.01 | 0.07 | 0.1 | 0.17 | 0.17 | 0.17
IGCC | 0 | 0 | 0 | 0 | 0 | 0
DemandResponse | 0 | 0 | 0 | 0 | 0 | 0
IGCC-CCS | 0 | 0 | 0 | 0 | 0 | 0
WT_off | 0.02 | 0.02 | 0.02 | 0.02 | 0.02 | 0.02
PseudoUnit | 0 | 0 | 0 | 0 | 0 | 0
FixedInterchange | 0 | 0 | 0 | 0 | 0 | 0
Base VOM Costs by Reporting Type: NonRTO_Midwest
ReportingType | 2015 | 2020 | 2025 | 2030 | 2035 | 2040
BM | 0 | 0 | 0 | 0 | 0 | 0
CC | 48.7 | 87.12 | 87.12 | 82.49 | 55.76 | 7.92
CSP | 0 | 0 | 0 | 0 | 0 | 0
CT | 0 | 0 | 0 | 0 | 0 | 0
Coal | 164.38 | 121.45 | 13.34 | 9.5 | 9.5 | 9.5
Geo | 0 | 0 | 0 | 0 | 0 | 0
H | 0 | 0 | 0.04 | 0.04 | 0.04 | 0.04
LFG | 0 | 0 | 0.01 | 0.01 | 0.01 | 0.01
Nuc | 0 | 0 | 27.36 | 28.15 | 47.2 | 76
PS | 0 | 0 | 0 | 0 | 0 | 0
PV | 0 | 0 | 0 | 0 | 0 | 0
PeakG | 1.27 | 0.58 | 3.67 | 2.15 | 0.1 | 0
PeakO | 0 | 0 | 0 | 0 | 0 | 0
ST | 0 | 0 | 0 | 0 | 0 | 0
STOG | 0 | 0 | 0 | 0 | 0 | 0
STWD | 0 | 0 | 0 | 0 | 0 | 0
WT | 0 | 0 | 0 | 0 | 0 | 0
IGCC | 0 | 0 | 0 | 0 | 0 | 0
DemandResponse | 0 | 0 | 0 | 0 | 0 | 0
IGCC-CCS | 0 | 0 | 0 | 0 | 0 | 0
WT_off | 0 | 0 | 0 | 0 | 0 | 0
PseudoUnit | 0 | 0 | 0 | 0 | 0 | 0
FixedInterchange | 0 | 0 | 0 | 0 | 0 | 0
Base VOM Costs by Reporting Type: NYISO_A-F
ReportingType | 2015 | 2020 | 2025 | 2030 | 2035 | 2040
BM | 0 | 0 | 0 | 0 | 0 | 0
CC | 22.1 | 21.98 | 16.73 | 2.61 | 0.99 | 0
CSP | 0 | 0 | 0 | 0 | 0 | 0
CT | 0 | 0 | 0 | 0 | 0 | 0
Coal | 0 | 0 | 0 | 0 | 0 | 0
Geo | 0 | 0 | 0 | 0 | 0 | 0
H | 0 | 0 | 0 | 0 | 0 | 0
LFG | 0.02 | 0.02 | 0.02 | 0.02 | 0.02 | 0.02
Nuc | 62.23 | 62.23 | 62.23 | 50.74 | 40 | 24.24
PS | 0 | 0 | 0 | 0 | 0 | 0
PV | 0 | 0 | 0 | 0 | 0 | 0
PeakG | 0.02 | 0.05 | 0 | 0 | 0 | 0
PeakO | 0 | 0 | 0 | 0 | 0 | 0
ST | 0 | 0 | 0 | 0 | 0 | 0
STOG | 0 | 0 | 0 | 0 | 0 | 0
STWD | 0 | 0.01 | 0 | 0.08 | 1.43 | 1.01
WT | 0.11 | 0.13 | 0.13 | 0.13 | 0.13 | 0.13
IGCC | 0 | 0 | 0 | 0 | 0 | 0
DemandResponse | 0 | 0 | 0 | 0 | 0 | 0
IGCC-CCS | 0 | 0 | 0 | 0 | 0 | 0
WT_off | 0 | 0 | 0 | 0 | 0 | 0
PseudoUnit | 0 | 0 | 0 | 0 | 0 | 0
FixedInterchange | 0 | 0 | 0 | 0 | 0 | 0
Base VOM Costs by Reporting Type: NYISO_G-I
ReportingType | 2015 | 2020 | 2025 | 2030 | 2035 | 2040
BM | 0 | 0 | 0 | 0 | 0 | 0
CC | 4.7 | 4.93 | 2.55 | 0.98 | 0.96 | 0.71
CSP | 0 | 0 | 0 | 0 | 0 | 0
CT | 0 | 0 | 0 | 0 | 0 | 0
Coal | 0 | 0 | 0 | 0 | 0 | 0
Geo | 0 | 0 | 0 | 0 | 0 | 0
H | 0 | 0 | 0 | 0 | 0 | 0
LFG | 0.01 | 0.01 | 0.01 | 0.01 | 0.01 | 0.01
Nuc | 37.82 | 37.82 | 37.82 | 37.82 | 18.96 | 16.86
PS | 0 | 0 | 0 | 0 | 0 | 0
PV | 0 | 0 | 0 | 0 | 0 | 0
PeakG | 0 | 0 | 0 | 0 | 0 | 0
PeakO | 0 | 0 | 0 | 0 | 0 | 0
ST | 0 | 0 | 0 | 0 | 0 | 0
STOG | 0 | 0 | 0 | 0 | 0 | 0
STWD | 0 | 0 | 0 | 0 | 0 | 0
WT | 0 | 0 | 0 | 0 | 0.01 | 0.01
IGCC | 0 | 0 | 0 | 0 | 0 | 0
DemandResponse | 0 | 0 | 0 | 0 | 0 | 0
IGCC-CCS | 0 | 0 | 0 | 0 | 0 | 0
WT_off | 0 | 0 | 0 | 0 | 0 | 0
PseudoUnit | 0 | 0 | 0 | 0 | 0 | 0
FixedInterchange | 0 | 0 | 0 | 0 | 0 | 0
Base VOM Costs by Reporting Type: NYISO_J-K
ReportingType | 2015 | 2020 | 2025 | 2030 | 2035 | 2040
BM | 0 | 0 | 0 | 0 | 0 | 0
CC | 61.04 | 60.85 | 39.94 | 25.72 | 19.8 | 3.61
CSP | 0 | 0 | 0 | 0 | 0 | 0
CT | 0 | 0 | 0 | 0 | 0 | 0
Coal | 0 | 0 | 0 | 0 | 0 | 0
Geo | 0 | 0 | 0 | 0 | 0 | 0
H | 0 | 0 | 0 | 0 | 0 | 0
LFG | 0.01 | 0.01 | 0.01 | 0.02 | 0.02 | 0.02
Nuc | 0 | 0 | 0 | 0 | 0 | 0
PS | 0 | 0 | 0 | 0 | 0 | 0
PV | 0 | 0 | 0 | 0 | 0 | 0
PeakG | 0.6 | 0.58 | 0.73 | 0.71 | 0.78 | 1
PeakO | 0 | 0 | 0 | 0 | 0 | 0
ST | 0 | 0 | 0 | 0 | 0 | 0
STOG | 0.67 | 0.65 | 0.34 | 0.09 | 0.02 | 0.02
STWD | 0 | 0 | 0 | 0 | 0 | 0
WT | 0 | 0 | 0 | 0 | 0 | 0
IGCC | 0 | 0 | 0 | 0 | 0 | 0
DemandResponse | 0 | 0 | 0 | 0 | 0 | 0
IGCC-CCS | 0 | 0 | 0 | 0 | 0 | 0
WT_off | 0 | 0 | 0 | 0 | 0 | 0
PseudoUnit | 0 | 0 | 0 | 0 | 0 | 0
FixedInterchange | 0 | 0 | 0 | 0 | 0 | 0
Base VOM Costs by Reporting Type: PJM_E
ReportingType | 2015 | 2020 | 2025 | 2030 | 2035 | 2040
BM | 0.06 | 1.12 | 1.12 | 1.12 | 1.12 | 1.12
CC | 139.79 | 163.94 | 184.78 | 123.12 | 108.54 | 34.98
CSP | 0 | 0 | 0 | 0 | 0 | 0
CT | 0 | 0.05 | 0.05 | 0 | 0 | 0
Coal | 1.55 | 0.56 | 0.09 | 0 | 0 | 0
Geo | 0 | 0 | 0 | 0 | 0 | 0
H | 0 | 0 | 0 | 0 | 0 | 0
LFG | 0.04 | 0.05 | 0.05 | 0.05 | 0.05 | 0.05
Nuc | 157.37 | 146 | 146 | 146 | 104.88 | 83.17
PS | 0 | 0 | 0 | 0 | 0 | 0
PV | 0 | 0 | 0 | 0 | 0 | 0
PeakG | 0.67 | 4 | 7.54 | 4 | 2.1 | 2.1
PeakO | 0 | 0 | 0 | 0 | 0 | 0
ST | 0 | 0 | 0 | 0 | 0 | 0
STOG | 0.19 | 0.37 | 0 | 0 | 0 | 0
STWD | 0 | 0 | 0 | 0 | 0 | 0
WT | 0.02 | 0.02 | 0.02 | 0.02 | 0.02 | 0.02
IGCC | 0 | 0 | 0 | 0 | 0 | 0
DemandResponse | 0 | 0 | 0 | 0 | 0 | 0
IGCC-CCS | 0 | 0 | 0 | 0 | 0 | 0
WT_off | 0 | 0 | 0.04 | 0.04 | 0.04 | 0.04
PseudoUnit | 0 | 0 | 0 | 0 | 0 | 0
FixedInterchange | 0 | 0 | 0 | 0 | 0 | 0
Base VOM Costs by Reporting Type: PJM_ROM
ReportingType | 2015 | 2020 | 2025 | 2030 | 2035 | 2040
BM | 0.04 | 0.67 | 0.67 | 0.67 | 0.67 | 0.67
CC | 63.41 | 76.92 | 78.57 | 53.32 | 46.99 | 4.1
CSP | 0 | 0 | 0 | 0 | 0 | 0
CT | 0 | 0.03 | 0.06 | 0.03 | 0 | 0
Coal | 36.33 | 6.53 | 0.11 | 0 | 0 | 0
Geo | 0 | 0 | 0 | 0 | 0 | 0
H | 0 | 0 | 0.03 | 0.03 | 0.03 | 0.03
LFG | 0.03 | 0.05 | 0.05 | 0.05 | 0.05 | 0.05
Nuc | 93.13 | 93.13 | 93.13 | 93.13 | 61.1 | 135.95
PS | 0 | 0 | 0 | 0 | 0 | 0
PV | 0 | 0.02 | 0.03 | 0.03 | 0.03 | 0.03
PeakG | 0 | 0.4 | 0.4 | 1.27 | 1.27 | 1.27
PeakO | 0 | 0 | 0 | 0 | 0 | 0
ST | 0 | 0 | 0 | 0 | 0 | 0
STOG | 1.64 | 3.21 | 0 | 0 | 0 | 0
STWD | 0.07 | 1.16 | 1.16 | 1.16 | 1.16 | 1.16
WT | 0.03 | 0.05 | 0.05 | 0.05 | 0.05 | 0.05
IGCC | 0 | 0 | 0 | 0 | 0 | 0
DemandResponse | 0 | 0 | 0 | 0 | 0 | 0
IGCC-CCS | 0 | 0 | 0 | 0 | 0 | 0
WT_off | 0 | 0 | 0 | 0 | 0 | 0
PseudoUnit | 0 | 0 | 0 | 0 | 0 | 0
FixedInterchange | 0 | 0 | 0 | 0 | 0 | 0
Base VOM Costs by Reporting Type: PJM_ROR
ReportingType | 2015 | 2020 | 2025 | 2030 | 2035 | 2040
BM | 0.81 | 14.36 | 14.36 | 14.36 | 14.36 | 14.36
CC | 429.29 | 462.23 | 460.15 | 371.98 | 238.19 | 5.12
CSP | 0 | 0 | 0 | 0 | 0 | 0
CT | 0.03 | 0.06 | 0.11 | 0.06 | 0 | 0
Coal | 795.16 | 465.47 | 41.49 | 10.34 | 14.76 | 14.76
Geo | 0 | 0 | 0 | 0 | 0 | 0
H | 0 | 0.03 | 0.03 | 0.03 | 0.03 | 0.03
LFG | 0.05 | 0.09 | 0.09 | 0.09 | 0.09 | 0.09
Nuc | 370.54 | 370.54 | 370.54 | 354.51 | 379.87 | 501.65
PS | 0 | 0 | 0 | 0 | 0 | 0
PV | 0 | 0 | 0 | 0 | 0 | 0
PeakG | 8.27 | 11.43 | 28.62 | 5.47 | 4.48 | 2.83
PeakO | 0 | 0 | 0 | 0 | 0 | 0
ST | 0 | 0 | 0 | 0 | 0 | 0
STOG | 0.97 | 1.9 | 0 | 0 | 0 | 0
STWD | 0.09 | 3.23 | 2.7 | 2.37 | 3.23 | 3.23
WT | 0.31 | 0.31 | 0.32 | 1.24 | 1.24 | 1.24
IGCC | 0 | 0 | 0 | 0 | 0 | 0
DemandResponse | 0 | 0 | 0 | 0 | 0 | 0
IGCC-CCS | 0 | 0 | 0 | 0 | 0 | 0
WT_off | 0 | 0 | 0 | 0 | 0 | 0
PseudoUnit | 0 | 0 | 0 | 0 | 0 | 0
FixedInterchange | 0 | 0 | 0 | 0 | 0 | 0
Base VOM Costs by Reporting Type: SOCO
ReportingType | 2015 | 2020 | 2025 | 2030 | 2035 | 2040
BM | 0.19 | 0.69 | 1.5 | 2.05 | 2.05 | 1.73
CC | 388.08 | 417.89 | 402.37 | 225.42 | 57.78 | 6.69
CSP | 0 | 0 | 0 | 0 | 0 | 0
CT | 0 | 0 | 0 | 0 | 0 | 0
Coal | 129.92 | 55.84 | 19.6 | 21.62 | 21.62 | 21.62
Geo | 0 | 0 | 0 | 0 | 0 | 0
H | 0 | 0 | 0 | 0 | 0 | 0
LFG | 0 | 0 | 0.01 | 0.01 | 0.01 | 0.01
Nuc | 108.01 | 143 | 143 | 270.06 | 344.72 | 357.39
PS | 0 | 0 | 0 | 0 | 0 | 0
PV | 0 | 0 | 0 | 0 | 0 | 0
PeakG | 5.79 | 9.69 | 15.16 | 0.07 | 0 | 0.2
PeakO | 0 | 0 | 0 | 0 | 0 | 0
ST | 0 | 0 | 0 | 0 | 0 | 0
STOG | 0 | 0 | 0 | 0 | 0 | 0
STWD | 0.64 | 1.07 | 1.64 | 8.8 | 11.11 | 8.42
WT | 0 | 0 | 0 | 0 | 0 | 0
IGCC | 0 | 0 | 0 | 0 | 0 | 0
DemandResponse | 0 | 0 | 0 | 0 | 0 | 0
IGCC-CCS | 0 | 0 | 0 | 0 | 0 | 0
WT_off | 0 | 0 | 0 | 0 | 0 | 0
PseudoUnit | 0 | 0 | 0 | 0 | 0 | 0
FixedInterchange | 0 | 0 | 0 | 0 | 0 | 0
Base VOM Costs by Reporting Type: SPP_N
ReportingType | 2015 | 2020 | 2025 | 2030 | 2035 | 2040
BM | 0 | 0 | 0 | 0 | 0 | 0
CC | 24.18 | 57.49 | 59.01 | 45.01 | 15.01 | 10.27
CSP | 0 | 0 | 0 | 0 | 0 | 0
CT | 0 | 0 | 0 | 0 | 0 | 0
Coal | 218.61 | 105.69 | 4.06 | 5.72 | 6.8 | 6.8
Geo | 0 | 0 | 0 | 0 | 0 | 0
H | 0 | 0 | 0 | 0 | 0 | 0
LFG | 0 | 0 | 0.01 | 0.01 | 0.01 | 0.01
Nuc | 21.45 | 21.45 | 21.45 | 29.77 | 94.38 | 94.38
PS | 0 | 0 | 0 | 0 | 0 | 0
PV | 0 | 0 | 0 | 0 | 0 | 0
PeakG | 0.3 | 0 | 0.04 | 0.5 | 0 | 0
PeakO | 0 | 0 | 0 | 0 | 0 | 0
ST | 0 | 0 | 0 | 0 | 0 | 0
STOG | 0.38 | 0.2 | 0.32 | 0.06 | 0 | 0
STWD | 0 | 0 | 0 | 0 | 0 | 0
WT | 0.05 | 0.5 | 0.5 | 0.5 | 0.44 | 0.4
IGCC | 0 | 0 | 0 | 0 | 0 | 0
DemandResponse | 0 | 0 | 0 | 0 | 0 | 0
IGCC-CCS | 0 | 0 | 0 | 0 | 0 | 0
WT_off | 0 | 0 | 0 | 0 | 0 | 0
PseudoUnit | 0 | 0 | 0 | 0 | 0 | 0
FixedInterchange | 0 | 0 | 0 | 0 | 0 | 0
Base VOM Costs by Reporting Type: SPP_S
ReportingType | 2015 | 2020 | 2025 | 2030 | 2035 | 2040
BM | 0 | 0 | 0 | 0 | 0 | 0
CC | 102.62 | 164.68 | 181.87 | 162.76 | 63.22 | 45.7
CSP | 0 | 0 | 0 | 0 | 0 | 0
CT | 0.13 | 0 | 0 | 0 | 0.21 | 0
Coal | 291.47 | 65.42 | 2.95 | 0 | 0 | 0
Geo | 0 | 0 | 0 | 0 | 0 | 0
H | 0 | 0 | 0 | 0 | 0 | 0
LFG | 0 | 0 | 0.01 | 0.01 | 0.01 | 0.01
Nuc | 0 | 0 | 0 | 0 | 28.79 | 28.79
PS | 0 | 0 | 0 | 0 | 0 | 0
PV | 0 | 0 | 0 | 0 | 0 | 0
PeakG | 0 | 0 | 0 | 0 | 0.75 | 0
PeakO | 0 | 0 | 0 | 0 | 0 | 0
ST | 0 | 0 | 0 | 0 | 0 | 0
STOG | 4.65 | 2.07 | 2.86 | 1.41 | 0 | 0
STWD | 0.13 | 0.07 | 0.13 | 0.75 | 1.4 | 1.4
WT | 0.11 | 0.73 | 0.73 | 0.73 | 0.73 | 0.72
IGCC | 0 | 0 | 0 | 0 | 0 | 0
DemandResponse | 0 | 0 | 0 | 0 | 0 | 0
IGCC-CCS | 0 | 0 | 0 | 0 | 0 | 0
WT_off | 0 | 0 | 0 | 0 | 0 | 0
PseudoUnit | 0 | 0 | 0 | 0 | 0 | 0
FixedInterchange | 0 | 0 | 0 | 0 | 0 | 0
Base VOM Costs by Reporting Type: TVA
ReportingType | 2015 | 2020 | 2025 | 2030 | 2035 | 2040
BM | 0 | 0 | 0 | 0 | 0 | 0
CC | 92.11 | 155.13 | 173.79 | 134.09 | 57.96 | 11.87
CSP | 0 | 0 | 0 | 0 | 0 | 0
CT | 0 | 0 | 0 | 0 | 0 | 0
Coal | 165.53 | 106.51 | 0.21 | 0 | 0 | 0
Geo | 0 | 0 | 0 | 0 | 0 | 0
H | 0 | 0 | 0 | 0 | 0 | 0
LFG | 0 | 0 | 0.01 | 0.01 | 0.01 | 0.01
Nuc | 152.12 | 152.12 | 152.12 | 157.37 | 212.63 | 188.98
PS | 0 | 0 | 0 | 0 | 0 | 0
PV | 0 | 0 | 0 | 0 | 0 | 0
PeakG | 0 | 0 | 0.08 | 0 | 0 | 0
PeakO | 0 | 0 | 0 | 0 | 0 | 0
ST | 0 | 0 | 0 | 0 | 0 | 0
STOG | 0 | 0 | 0 | 0 | 0 | 0
STWD | 0 | 0 | 0.01 | 0.07 | 0.08 | 0.08
WT | 0 | 0 | 0 | 0 | 0 | 0
IGCC | 0 | 0 | 0 | 0 | 0 | 0
DemandResponse | 0 | 0 | 0 | 0 | 0 | 0
IGCC-CCS | 0 | 0 | 0 | 0 | 0 | 0
WT_off | 0 | 0 | 0 | 0 | 0 | 0
PseudoUnit | 0 | 0 | 0 | 0 | 0 | 0
FixedInterchange | 0 | 0 | 0 | 0 | 0 | 0
Base VOM Costs by Reporting Type: TVA_Transmission
ReportingType | 2015 | 2020 | 2025 | 2030 | 2035 | 2040
BM | 0 | 0 | 0 | 0 | 0 | 0
CC | 0 | 0 | 0 | 0 | 0 | 0
CSP | 0 | 0 | 0 | 0 | 0 | 0
CT | 0 | 0 | 0 | 0 | 0 | 0
Coal | 0 | 0 | 0 | 0 | 0 | 0
Geo | 0 | 0 | 0 | 0 | 0 | 0
H | 0 | 0 | 0 | 0 | 0 | 0
LFG | 0 | 0 | 0 | 0 | 0 | 0
Nuc | 0 | 0 | 0 | 0 | 0 | 0
PS | 0 | 0 | 0 | 0 | 0 | 0
PV | 0 | 0 | 0 | 0 | 0 | 0
PeakG | 0 | 0 | 0 | 0 | 0 | 0
PeakO | 0 | 0 | 0 | 0 | 0 | 0
ST | 0 | 0 | 0 | 0 | 0 | 0
STOG | 0 | 0 | 0 | 0 | 0 | 0
STWD | 0 | 0 | 0 | 0 | 0 | 0
WT | 0 | 0 | 0 | 0 | 0 | 0
IGCC | 0 | 0 | 0 | 0 | 0 | 0
DemandResponse | 0 | 0 | 0 | 0 | 0 | 0
IGCC-CCS | 0 | 0 | 0 | 0 | 0 | 0
WT_off | 0 | 0 | 0 | 0 | 0 | 0
PseudoUnit | 0 | 0 | 0 | 0 | 0 | 0
FixedInterchange | 0 | 0 | 0 | 0 | 0 | 0
Base VOM Costs by Reporting Type: VACAR
ReportingType | 2015 | 2020 | 2025 | 2030 | 2035 | 2040
BM | 0.03 | 0.03 | 13.66 | 13.66 | 13.66 | 15.32
CC | 330.52 | 332.02 | 336.52 | 244.26 | 93.57 | 12.76
CSP | 0 | 0 | 0 | 0 | 0 | 0
CT | 0.73 | 0.81 | 1.9 | 0 | 0 | 0
Coal | 153.47 | 73.19 | 14.71 | 8.65 | 11.33 | 11.33
Geo | 0 | 0 | 0 | 0 | 0 | 0
H | 0 | 0 | 0 | 0 | 0 | 0
LFG | 0.01 | 0.01 | 0.01 | 0.01 | 0.01 | 0.01
Nuc | 211.36 | 248.42 | 248.42 | 277.54 | 342.35 | 400.81
PS | 0 | 0 | 0 | 0 | 0 | 0
PV | 0 | 0 | 0 | 0 | 0 | 0
PeakG | 1.03 | 2.18 | 4.49 | 0.58 | 0 | 0.11
PeakO | 0 | 0 | 0 | 0 | 0 | 0
ST | 0 | 0 | 0 | 0 | 0 | 0
STOG | 0 | 0 | 0 | 0 | 0 | 0
STWD | 4.67 | 4.59 | 4.67 | 3.44 | 4.67 | 3.92
WT | 0 | 0.08 | 0.08 | 0.08 | 0.08 | 0.08
IGCC | 0 | 0 | 0 | 0 | 0 | 0
DemandResponse | 0 | 0 | 0 | 0 | 0 | 0
IGCC-CCS | 0 | 0 | 0 | 0 | 0 | 0
WT_off | 0 | 0 | 0 | 0 | 0 | 0
PseudoUnit | 0 | 0 | 0 | 0 | 0 | 0
FixedInterchange | 0 | 0 | 0 | 0 | 0 | 0
Base VOM Costs by Reporting Type: IESO
ReportingType | 2015 | 2020 | 2025 | 2030 | 2035 | 2040
BM | 0 | 0 | 0 | 0 | 0 | 0
CC | 2.89 | 0 | 0 | 0 | 0 | 0
CSP | 0 | 0 | 0 | 0 | 0 | 0
CT | 0.02 | 0 | 0 | 0 | 0 | 0
Coal | 0 | 0 | 0 | 0 | 0 | 0
Geo | 0 | 0 | 0 | 0 | 0 | 0
H | 0 | 0 | 0 | 0 | 0 | 0
LFG | 0.01 | 0 | 0 | 0 | 0 | 0
Nuc | 240.39 | 217.32 | 197.28 | 193.38 | 177.69 | 160.38
PS | 0 | 0 | 0 | 0 | 0 | 0
PV | 0 | 0 | 0 | 0 | 0 | 0
PeakG | 0 | 0 | 0 | 0 | 0 | 0
PeakO | 0 | 0 | 0 | 0 | 0 | 0
ST | 0 | 0 | 0 | 0 | 0 | 0
STOG | 0 | 0 | 0 | 0 | 0 | 0
STWD | 0 | 0 | 0 | 0 | 0 | 0
WT | 0.09 | 0.07 | 0.07 | 0.07 | 0.02 | 0.02
IGCC | 0 | 0 | 0 | 0 | 0 | 0
DemandResponse | 0 | 0 | 0 | 0 | 0 | 0
IGCC-CCS | 0 | 0 | 0 | 0 | 0 | 0
WT_off | 0 | 0 | 0 | 0 | 0 | 0
PseudoUnit | 0 | 0 | 0 | 0 | 0 | 0
FixedInterchange | 0 | 0 | 0 | 0 | 0 | 0
Base VOM Costs by Reporting Type: MAPP_CA
ReportingType | 2015 | 2020 | 2025 | 2030 | 2035 | 2040
BM | 0 | 0 | 0 | 0 | 0 | 0
CC | 13.24 | 13.24 | 0 | 0 | 0 | 0
CSP | 0 | 0 | 0 | 0 | 0 | 0
CT | 0 | 0 | 0 | 0 | 0 | 0
Coal | 0.85 | 0 | 0 | 0 | 0 | 0
Geo | 0 | 0 | 0 | 0 | 0 | 0
H | 0 | 0.03 | 0.12 | 0.12 | 0.12 | 0.12
LFG | 0 | 0 | 0 | 0 | 0 | 0
Nuc | 0 | 0 | 0 | 0 | 0 | 0
PS | 0 | 0 | 0 | 0 | 0 | 0
PV | 0 | 0 | 0 | 0 | 0 | 0
PeakG | 0.95 | 0.84 | 0 | 0 | 0 | 0
PeakO | 0 | 0 | 0 | 0 | 0 | 0
ST | 0 | 0 | 0 | 0 | 0 | 0
STOG | 0.03 | 0 | 0 | 0 | 0 | 0
STWD | 0 | 0 | 0 | 0 | 0 | 0
WT | 0.02 | 0.02 | 0.02 | 0.02 | 0.01 | 0
IGCC | 0 | 0 | 0 | 0 | 0 | 0
DemandResponse | 0 | 0 | 0 | 0 | 0 | 0
IGCC-CCS | 0 | 0 | 0 | 0 | 0 | 0
WT_off | 0 | 0 | 0 | 0 | 0 | 0
PseudoUnit | 0 | 0 | 0 | 0 | 0 | 0
FixedInterchange | 0 | 0 | 0 | 0 | 0 | 0
Base VOM Costs by Reporting Type: AZ_NM_SNV_Coal
ReportingType | 2015 | 2020 | 2025 | 2030 | 2035 | 2040
BM | 0 | 0 | 0 | 0 | 0 | 0
CC | 0 | 0 | 0 | 0 | 0 | 0
CSP | 0 | 0 | 0 | 0 | 0 | 0
CT | 0 | 0 | 0 | 0 | 0 | 0
Coal | 188.42 | 189.16 | 20.02 | 0 | 0 | 0
Geo | 0 | 0 | 0 | 0 | 0 | 0
H | 0 | 0 | 0 | 0 | 0 | 0
LFG | 0 | 0 | 0 | 0 | 0 | 0
Nuc | 0 | 0 | 0 | 0 | 0 | 0
PS | 0 | 0 | 0 | 0 | 0 | 0
PV | 0 | 0 | 0 | 0 | 0 | 0
PeakG | 0 | 0 | 0 | 0 | 0 | 0
PeakO | 0 | 0 | 0 | 0 | 0 | 0
ST | 0 | 0 | 0 | 0 | 0 | 0
STOG | 0 | 0 | 0 | 0 | 0 | 0
STWD | 0 | 0 | 0 | 0 | 0 | 0
WT | 0 | 0 | 0 | 0 | 0 | 0
IGCC | 0 | 0 | 0 | 0 | 0 | 0
DemandResponse | 0 | 0 | 0 | 0 | 0 | 0
IGCC-CCS | 0 | 0 | 0 | 0 | 0 | 0
WT_off | 0 | 0 | 0 | 0 | 0 | 0
PseudoUnit | 0 | 0 | 0 | 0 | 0 | 0
FixedInterchange | 0 | 0 | 0 | 0 | 0 | 0
Base VOM Costs by Reporting Type: AZ_NM_SNV_Gas
ReportingType | 2015 | 2020 | 2025 | 2030 | 2035 | 2040
BM | 0 | 0 | 0 | 0 | 0 | 0
CC | 159.98 | 123.75 | 157.59 | 67.02 | 16.72 | 4.64
CSP | 0 | 0 | 0 | 0 | 0 | 0
CT | 0 | 0 | 0 | 0.07 | 0 | 0
Coal | 0 | 0 | 0 | 0 | 0 | 0
Geo | 0 | 0 | 0 | 0 | 0 | 0
H | 0 | 0 | 0 | 0 | 0 | 0
LFG | 0 | 0 | 0 | 0 | 0 | 0
Nuc | 0 | 0 | 0 | 0 | 0 | 0
PS | 0 | 0 | 0 | 0 | 0 | 0
PV | 0 | 0 | 0 | 0 | 0 | 0
PeakG | 0 | 0 | 0 | 0.02 | 0 | 0
PeakO | 0 | 0 | 0 | 0 | 0 | 0
ST | 0 | 0 | 0 | 0 | 0 | 0
STOG | 0 | 0 | 0 | 0 | 0 | 0
STWD | 0 | 0 | 0 | 0 | 0 | 0
WT | 0 | 0 | 0 | 0 | 0 | 0
IGCC | 0 | 0 | 0 | 0 | 0 | 0
DemandResponse | 0 | 0 | 0 | 0 | 0 | 0
IGCC-CCS | 0 | 0 | 0 | 0 | 0 | 0
WT_off | 0 | 0 | 0 | 0 | 0 | 0
PseudoUnit | 0 | 0 | 0 | 0 | 0 | 0
FixedInterchange | 0 | 0 | 0 | 0 | 0 | 0
Base VOM Costs by Reporting Type: AZ_NM_SNV_NucRenew
ReportingType | 2015 | 2020 | 2025 | 2030 | 2035 | 2040
BM | 0 | 0 | 0 | 0 | 0 | 0
CC | 0 | 0 | 0 | 0 | 0 | 0
CSP | 0 | 0 | 0 | 0 | 0 | 0
CT | 0 | 0 | 0 | 0 | 0 | 0
Coal | 0 | 0 | 0 | 0 | 0 | 0
Geo | 0 | 0 | 116.31 | 116.31 | 116.31 | 116.31
H | 0 | 0 | 0 | 0 | 0 | 0
LFG | 0 | 0 | 0.01 | 0.01 | 0.01 | 0.01
Nuc | 71.66 | 71.66 | 71.66 | 129.77 | 198.97 | 198.97
PS | 0 | 0 | 0 | 0 | 0 | 0
PV | 0 | 0 | 0 | 0 | 0 | 0
PeakG | 0 | 0 | 0 | 0 | 0 | 0
PeakO | 0 | 0 | 0 | 0 | 0 | 0
ST | 0.01 | 0.02 | 0.03 | 0.03 | 0.03 | 0.03
STOG | 0 | 0 | 0 | 0 | 0 | 0
STWD | 0.43 | 0.43 | 0.43 | 0.43 | 0.43 | 0.43
WT | 0.02 | 0.28 | 0.28 | 0.28 | 0.28 | 0.25
IGCC | 0 | 0 | 0 | 0 | 0 | 0
DemandResponse | 0 | 0 | 0 | 0 | 0 | 0
IGCC-CCS | 0 | 0 | 0 | 0 | 0 | 0
WT_off | 0 | 0 | 0 | 0 | 0 | 0
PseudoUnit | 0 | 0 | 0 | 0 | 0 | 0
FixedInterchange | 0 | 0 | 0 | 0 | 0 | 0
Base VOM Costs by Reporting Type: ERCOT
ReportingType | 2015 | 2020 | 2025 | 2030 | 2035 | 2040
BM | 0.49 | 0.5 | 0.76 | 5.41 | 5.41 | 40.58
CC | 565.03 | 586.41 | 517.36 | 449.56 | 177.33 | 93.46
CSP | 0 | 0 | 0 | 0 | 0 | 0
CT | 0 | 0.02 | 0.08 | 0.25 | 0 | 0
Coal | 187.89 | 107.38 | 9.95 | 9.12 | 9.12 | 9.12
Geo | 0 | 0 | 0 | 0 | 0 | 0
H | 0 | 0 | 0 | 0 | 0 | 0
LFG | 0.01 | 0.01 | 0.04 | 0.04 | 0.04 | 0.04
Nuc | 94.14 | 94.14 | 94.14 | 106.03 | 267.87 | 279.96
PS | 0 | 0 | 0 | 0 | 0 | 0
PV | 0 | 0 | 0 | 0 | 0 | 0
PeakG | 0 | 0.06 | 0.11 | 0.96 | 0.98 | 1.21
PeakO | 0 | 0 | 0 | 0 | 0 | 0
ST | 0 | 0 | 0 | 0 | 0 | 0
STOG | 6.99 | 8.54 | 1.37 | 0 | 0 | 0
STWD | 0 | 0 | 0 | 0 | 0 | 0
WT | 0.32 | 0.32 | 0.69 | 0.69 | 0.69 | 0.65
IGCC | 0 | 0 | 0 | 0 | 0 | 0
DemandResponse | 0 | 0 | 0 | 0 | 0 | 0
IGCC-CCS | 0 | 0 | 0 | 0 | 0 | 0
WT_off | 0 | 0 | 0 | 0 | 0 | 0
PseudoUnit | 0 | 0 | 0 | 0 | 0 | 0
FixedInterchange | 0 | 0 | 0 | 0 | 0 | 0
Base VOM Costs by Reporting Type: NP15
ReportingType | 2015 | 2020 | 2025 | 2030 | 2035 | 2040
BM | 0 | 0 | 0 | 0 | 0 | 0
CC | 141.75 | 130.29 | 129.39 | 58.92 | 26.12 | 7.27
CSP | 0 | 0 | 0 | 0 | 0 | 0
CT | 0 | 0 | 0 | 0 | 0 | 0
Coal | 5.45 | 0 | 0 | 0 | 0 | 0
Geo | 0.11 | 48.23 | 48.23 | 48.23 | 48.23 | 48.23
H | 0 | 0 | 0 | 0 | 0 | 0
LFG | 0.01 | 0.04 | 0.06 | 0.06 | 0.06 | 0.06
Nuc | 42.53 | 42.53 | 42.53 | 116.23 | 124.76 | 131.31
PS | 0 | 0 | 0 | 0 | 0 | 0
PV | 0 | 0 | 0 | 0 | 0 | 0
PeakG | 0 | 0 | 0 | 0 | 0 | 0
PeakO | 0 | 0 | 0 | 0 | 0 | 0
ST | 0 | 0 | 0 | 0 | 0 | 0
STOG | 0.15 | 0.03 | 0.01 | 0 | 0 | 0
STWD | 7.35 | 7.35 | 3.87 | 7.35 | 7.35 | 5.71
WT | 0.04 | 0.13 | 0.13 | 0.13 | 0.13 | 0.13
IGCC | 0 | 0 | 0 | 0 | 0 | 0
DemandResponse | 0 | 0 | 0 | 0 | 0 | 0
IGCC-CCS | 0 | 0 | 0 | 0 | 0 | 0
WT_off | 0 | 0 | 0 | 0 | 0 | 0
PseudoUnit | 0 | 0 | 0 | 0 | 0 | 0
FixedInterchange | 0 | 0 | 0 | 0 | 0 | 0
Base VOM Costs by Reporting Type: NWPP_Coal
ReportingType | 2015 | 2020 | 2025 | 2030 | 2035 | 2040
BM | 0 | 0 | 0 | 0 | 0 | 0
CC | 0 | 0 | 0 | 0 | 0 | 0
CSP | 0 | 0 | 0 | 0 | 0 | 0
CT | 0 | 0 | 0 | 0 | 0 | 0
Coal | 179.56 | 140.33 | 5.38 | 5.38 | 5.38 | 5.38
Geo | 0 | 0 | 0 | 0 | 0 | 0
H | 0 | 0 | 0 | 0 | 0 | 0
LFG | 0 | 0 | 0 | 0 | 0 | 0
Nuc | 0 | 0 | 0 | 0 | 0 | 0
PS | 0 | 0 | 0 | 0 | 0 | 0
PV | 0 | 0 | 0 | 0 | 0 | 0
PeakG | 0 | 0 | 0 | 0 | 0 | 0
PeakO | 0 | 0 | 0 | 0 | 0 | 0
ST | 0 | 0 | 0 | 0 | 0 | 0
STOG | 0 | 0 | 0 | 0 | 0 | 0
STWD | 0 | 0 | 0 | 0 | 0 | 0
WT | 0 | 0 | 0 | 0 | 0 | 0
IGCC | 0 | 0 | 0 | 0 | 0 | 0
DemandResponse | 0 | 0 | 0 | 0 | 0 | 0
IGCC-CCS | 0 | 0 | 0 | 0 | 0 | 0
WT_off | 0 | 0 | 0 | 0 | 0 | 0
PseudoUnit | 0 | 0 | 0 | 0 | 0 | 0
FixedInterchange | 0 | 0 | 0 | 0 | 0 | 0
Base VOM Costs by Reporting Type: NWPP_Gas
ReportingType | 2015 | 2020 | 2025 | 2030 | 2035 | 2040
BM | 0 | 0 | 0 | 0 | 0 | 0
CC | 108.59 | 108.59 | 108.59 | 55.28 | 3.55 | 0
CSP | 0 | 0 | 0 | 0 | 0 | 0
CT | 0 | 0 | 0 | 0 | 0 | 0
Coal | 0 | 0 | 0 | 0 | 0 | 0
Geo | 0 | 0 | 0 | 0 | 0 | 0
H | 0 | 0 | 0 | 0 | 0 | 0
LFG | 0 | 0 | 0 | 0 | 0 | 0
Nuc | 0 | 0 | 0 | 0 | 0 | 0
PS | 0 | 0 | 0 | 0 | 0 | 0
PV | 0 | 0 | 0 | 0 | 0 | 0
PeakG | 0 | 0 | 0 | 0 | 0 | 0
PeakO | 0 | 0 | 0 | 0 | 0 | 0
ST | 0 | 0 | 0 | 0 | 0 | 0
STOG | 0 | 0 | 0 | 0 | 0 | 0
STWD | 0 | 0 | 0 | 0 | 0 | 0
WT | 0 | 0 | 0 | 0 | 0 | 0
IGCC | 0 | 0 | 0 | 0 | 0 | 0
DemandResponse | 0 | 0 | 0 | 0 | 0 | 0
IGCC-CCS | 0 | 0 | 0 | 0 | 0 | 0
WT_off | 0 | 0 | 0 | 0 | 0 | 0
PseudoUnit | 0 | 0 | 0 | 0 | 0 | 0
FixedInterchange | 0 | 0 | 0 | 0 | 0 | 0
Base VOM Costs by Reporting Type: NWPP_NucRenew
ReportingType | 2015 | 2020 | 2025 | 2030 | 2035 | 2040
BM | 0 | 0.32 | 1.21 | 1.21 | 1.21 | 1.21
CC | 0 | 0 | 0 | 0 | 0 | 0
CSP | 0 | 0 | 0 | 0 | 0 | 0
CT | 0 | 0 | 0 | 0 | 0 | 0
Coal | 0 | 0 | 0 | 0 | 0 | 0
Geo | 6.93 | 6.93 | 41.74 | 41.74 | 41.74 | 41.74
H | 0 | 0 | 0 | 0 | 0.01 | 0.01
LFG | 0.01 | 0.01 | 0.03 | 0.03 | 0.03 | 0.03
Nuc | 20.91 | 20.91 | 20.91 | 47.14 | 47.14 | 47.14
PS | 0 | 0 | 0 | 0 | 0 | 0
PV | 0 | 0 | 0 | 0 | 0 | 0
PeakG | 0 | 0 | 0 | 0 | 0 | 0
PeakO | 0 | 0 | 0 | 0 | 0 | 0
ST | 0 | 0 | 0 | 0 | 0 | 0
STOG | 0 | 0 | 0 | 0 | 0 | 0
STWD | 0 | 0 | 9.33 | 9.33 | 9.33 | 9.33
WT | 0.19 | 0.19 | 0.19 | 0.19 | 0.19 | 0.19
IGCC | 0 | 0 | 0 | 0 | 0 | 0
DemandResponse | 0 | 0 | 0 | 0 | 0 | 0
IGCC-CCS | 0 | 0 | 0 | 0 | 0 | 0
WT_off | 0 | 0 | 0 | 0 | 0 | 0
PseudoUnit | 0 | 0 | 0 | 0 | 0 | 0
FixedInterchange | 0 | 0 | 0 | 0 | 0 | 0
Base VOM Costs by Reporting Type: RMPA
ReportingType | 2015 | 2020 | 2025 | 2030 | 2035 | 2040
BM | 0 | 0 | 0 | 0 | 0 | 0
CC | 14.38 | 15.81 | 24.27 | 11.22 | 4.17 | 3.65
CSP | 0 | 0 | 0 | 0 | 0 | 0
CT | 0 | 0 | 0 | 0 | 0 | 0
Coal | 198.54 | 182.99 | 27.16 | 13.84 | 13.79 | 12.48
Geo | 0 | 2.01 | 206.14 | 206.14 | 206.14 | 206.14
H | 0 | 0 | 0 | 0 | 0 | 0
LFG | 0 | 0 | 0 | 0 | 0 | 0
Nuc | 0 | 0 | 0 | 25.45 | 25.45 | 25.45
PS | 0 | 0 | 0 | 0 | 0 | 0
PV | 0 | 0 | 0 | 0 | 0 | 0
PeakG | 0 | 0 | 0.04 | 0.06 | 0.16 | 0.03
PeakO | 0 | 0 | 0 | 0 | 0 | 0
ST | 0 | 0.01 | 0.01 | 0.01 | 0.01 | 0.01
STOG | 0 | 0 | 0 | 0 | 0 | 0
STWD | 0 | 0 | 0 | 0 | 0 | 0
WT | 0.07 | 0.15 | 0.15 | 0.15 | 0.15 | 0.14
IGCC | 0 | 0 | 0 | 0 | 0 | 0
DemandResponse | 0 | 0 | 0 | 0 | 0 | 0
IGCC-CCS | 0 | 0 | 0 | 0 | 0 | 0
WT_off | 0 | 0 | 0 | 0 | 0 | 0
PseudoUnit | 0 | 0 | 0 | 0 | 0 | 0
FixedInterchange | 0 | 0 | 0 | 0 | 0 | 0
Base VOM Costs by Reporting Type: SP15
ReportingType | 2015 | 2020 | 2025 | 2030 | 2035 | 2040
BM | 0.22 | 0.22 | 0.22 | 0.22 | 0.22 | 0.22
CC | 168.53 | 140.99 | 139.74 | 92.04 | 43.31 | 39.65
CSP | 0 | 0 | 0 | 0 | 0 | 0
CT | 0 | 0 | 0 | 0 | 0 | 0
Coal | 5.28 | 3.19 | 0 | 0 | 0 | 0
Geo | 4.1 | 120.4 | 120.4 | 120.4 | 120.4 | 120.4
H | 0 | 0 | 0 | 0 | 0 | 0
LFG | 0.02 | 0.07 | 0.07 | 0.07 | 0.07 | 0.07
Nuc | 41.61 | 41.61 | 41.61 | 41.61 | 41.61 | 50.9
PS | 0 | 0 | 0 | 0 | 0 | 0
PV | 0 | 0 | 0 | 0 | 0 | 0
PeakG | 0 | 0 | 0 | 0 | 0 | 0
PeakO | 0 | 0 | 0 | 0 | 0 | 0
ST | 0.02 | 0.02 | 0.02 | 0.02 | 0.02 | 0.02
STOG | 1.45 | 0.66 | 0.56 | 0 | 0 | 0
STWD | 1.98 | 1.98 | 1.98 | 1.98 | 1.98 | 1.98
WT | 0.07 | 0.09 | 0.24 | 0.41 | 0.41 | 0.41
IGCC | 0 | 0 | 0 | 0 | 0 | 0
DemandResponse | 0 | 0 | 0 | 0 | 0 | 0
IGCC-CCS | 0 | 0 | 0 | 0 | 0 | 0
WT_off | 0 | 0 | 0 | 0 | 0 | 0
PseudoUnit | 0 | 0 | 0 | 0 | 0 | 0
FixedInterchange | 0 | 0 | 0 | 0 | 0 | 0
Base VOM Costs by Reporting Type: ALB
ReportingType | 2015 | 2020 | 2025 | 2030 | 2035 | 2040
BM | 0 | 0 | 0 | 0 | 0 | 0
CC | 32.91 | 25.92 | 31.85 | 9.6 | 0.01 | 0
CSP | 0 | 0 | 0 | 0 | 0 | 0
CT | 0 | 0 | 0 | 0 | 0 | 0
Coal | 167.67 | 167.67 | 137.7 | 0 | 0 | 0
Geo | 0 | 0 | 0 | 0 | 0 | 0
H | 0 | 0 | 0 | 0 | 0 | 0
LFG | 0 | 0 | 0 | 0 | 0 | 0
Nuc | 0 | 0 | 0 | 87.82 | 87.82 | 87.82
PS | 0 | 0 | 0 | 0 | 0 | 0
PV | 0 | 0 | 0 | 0 | 0 | 0
PeakG | 0 | 0 | 0 | 0 | 0 | 0
PeakO | 0 | 0 | 0 | 0 | 0 | 0
ST | 0 | 0 | 0 | 0 | 0 | 0
STOG | 0 | 0 | 0 | 0 | 0 | 0
STWD | 0 | 0 | 2.89 | 2.89 | 2.89 | 2.89
WT | 0.02 | 0.02 | 0.02 | 0.02 | 0.02 | 0.02
IGCC | 0 | 0 | 0 | 0 | 0 | 0
DemandResponse | 0 | 0 | 0 | 0 | 0 | 0
IGCC-CCS | 0 | 0 | 0 | 0 | 0 | 0
WT_off | 0 | 0 | 0 | 0 | 0 | 0
PseudoUnit | 0 | 0 | 0 | 0 | 0 | 0
FixedInterchange | 0 | 0 | 0 | 0 | 0 | 0
Base VOM Costs by Reporting Type: BC
ReportingType | 2015 | 2020 | 2025 | 2030 | 2035 | 2040
BM | 0 | 0 | 0 | 0 | 0 | 0
CC | 3.71 | 3.71 | 0 | 0 | 0 | 0
CSP | 0 | 0 | 0 | 0 | 0 | 0
CT | 0 | 0 | 0 | 0 | 0 | 0
Coal | 0 | 0 | 0 | 0 | 0 | 0
Geo | 0 | 0 | 0 | 0 | 0 | 0
H | 0 | 0 | 0 | 0 | 0 | 0
LFG | 0 | 0 | 0 | 0 | 0 | 0
Nuc | 0 | 0 | 0 | 0 | 0 | 0
PS | 0 | 0 | 0 | 0 | 0 | 0
PV | 0 | 0 | 0 | 0 | 0 | 0
PeakG | 0 | 0 | 0 | 0 | 0 | 0
PeakO | 0 | 0 | 0 | 0 | 0 | 0
ST | 0 | 0 | 0 | 0 | 0 | 0
STOG | 0 | 0 | 0 | 0 | 0 | 0
STWD | 0 | 0 | 0.18 | 8.48 | 8.48 | 8.48
WT | 0.01 | 0.01 | 0.01 | 0.01 | 0.01 | 0.01
IGCC | 0 | 0 | 0 | 0 | 0 | 0
DemandResponse | 0 | 0 | 0 | 0 | 0 | 0
IGCC-CCS | 0 | 0 | 0 | 0 | 0 | 0
WT_off | 0 | 0 | 0 | 0 | 0 | 0
PseudoUnit | 0 | 0 | 0 | 0 | 0 | 0
FixedInterchange | 0 | 0 | 0 | 0 | 0 | 0
Base VOM Costs by Reporting Type: HQ_IESO
ReportingType | 2015 | 2020 | 2025 | 2030 | 2035 | 2040
BM | 0 | 0 | 0 | 0 | 0 | 0
CC | 0 | 0 | 0 | 0 | 0 | 0
CSP | 0 | 0 | 0 | 0 | 0 | 0
CT | 0 | 0 | 0 | 0 | 0 | 0
Coal | 0 | 0 | 0 | 0 | 0 | 0
Geo | 0 | 0 | 0 | 0 | 0 | 0
H | 0 | 0 | 0 | 0 | 0 | 0
LFG | 0 | 0 | 0 | 0 | 0 | 0
Nuc | 0 | 0 | 0 | 0 | 0 | 0
PS | 0 | 0 | 0 | 0 | 0 | 0
PV | 0 | 0 | 0 | 0 | 0 | 0
PeakG | 0 | 0 | 0 | 0 | 0 | 0
PeakO | 0 | 0 | 0 | 0 | 0 | 0
ST | 0 | 0 | 0 | 0 | 0 | 0
STOG | 0 | 0 | 0 | 0 | 0 | 0
STWD | 0 | 0 | 0 | 0 | 0 | 0
WT | 0 | 0 | 0 | 0 | 0 | 0
IGCC | 0 | 0 | 0 | 0 | 0 | 0
DemandResponse | 0 | 0 | 0 | 0 | 0 | 0
IGCC-CCS | 0 | 0 | 0 | 0 | 0 | 0
WT_off | 0 | 0 | 0 | 0 | 0 | 0
PseudoUnit | 0 | 0 | 0 | 0 | 0 | 0
FixedInterchange | 0 | 0 | 0 | 0 | 0 | 0
Base VOM Costs by Reporting Type: HQ_NEISO
ReportingType | 2015 | 2020 | 2025 | 2030 | 2035 | 2040
BM | 0 | 0 | 0 | 0 | 0 | 0
CC | 0 | 0 | 0 | 0 | 0 | 0
CSP | 0 | 0 | 0 | 0 | 0 | 0
CT | 0 | 0 | 0 | 0 | 0 | 0
Coal | 0 | 0 | 0 | 0 | 0 | 0
Geo | 0 | 0 | 0 | 0 | 0 | 0
H | 0 | 0 | 0 | 0 | 0 | 0
LFG | 0 | 0 | 0 | 0 | 0 | 0
Nuc | 0 | 0 | 0 | 0 | 0 | 0
PS | 0 | 0 | 0 | 0 | 0 | 0
PV | 0 | 0 | 0 | 0 | 0 | 0
PeakG | 0 | 0 | 0 | 0 | 0 | 0
PeakO | 0 | 0 | 0 | 0 | 0 | 0
ST | 0 | 0 | 0 | 0 | 0 | 0
STOG | 0 | 0 | 0 | 0 | 0 | 0
STWD | 0 | 0 | 0 | 0 | 0 | 0
WT | 0 | 0 | 0 | 0 | 0 | 0
IGCC | 0 | 0 | 0 | 0 | 0 | 0
DemandResponse | 0 | 0 | 0 | 0 | 0 | 0
IGCC-CCS | 0 | 0 | 0 | 0 | 0 | 0
WT_off | 0 | 0 | 0 | 0 | 0 | 0
PseudoUnit | 0 | 0 | 0 | 0 | 51.28 | 51.28
FixedInterchange | 0 | 0 | 0 | 0 | 0 | 0
Base VOM Costs by Reporting Type: HQ_NY
ReportingType | 2015 | 2020 | 2025 | 2030 | 2035 | 2040
BM | 0 | 0 | 0 | 0 | 0 | 0
CC | 0 | 0 | 0 | 0 | 0 | 0
CSP | 0 | 0 | 0 | 0 | 0 | 0
CT | 0 | 0 | 0 | 0 | 0 | 0
Coal | 0 | 0 | 0 | 0 | 0 | 0
Geo | 0 | 0 | 0 | 0 | 0 | 0
H | 0 | 0 | 0 | 0 | 0 | 0
LFG | 0 | 0 | 0 | 0 | 0 | 0
Nuc | 0 | 0 | 0 | 0 | 0 | 0
PS | 0 | 0 | 0 | 0 | 0 | 0
PV | 0 | 0 | 0 | 0 | 0 | 0
PeakG | 0 | 0 | 0 | 0 | 0 | 0
PeakO | 0 | 0 | 0 | 0 | 0 | 0
ST | 0 | 0 | 0 | 0 | 0 | 0
STOG | 0 | 0 | 0 | 0 | 0 | 0
STWD | 0 | 0 | 0 | 0 | 0 | 0
WT | 0 | 0 | 0 | 0 | 0 | 0
IGCC | 0 | 0 | 0 | 0 | 0 | 0
DemandResponse | 0 | 0 | 0 | 0 | 0 | 0
IGCC-CCS | 0 | 0 | 0 | 0 | 0 | 0
WT_off | 0 | 0 | 0 | 0 | 0 | 0
PseudoUnit | 0 | 0 | 85.19 | 101.99 | 101.99 | 101.99
FixedInterchange | 0 | 0 | 0 | 0 | 0 | 0
Base VOM Costs by Reporting Type: MARITIMES
ReportingType | 2015 | 2020 | 2025 | 2030 | 2035 | 2040
BM | 0 | 0 | 0 | 0 | 0 | 0
CC | 0 | 0 | 0 | 0 | 0 | 0
CSP | 0 | 0 | 0 | 0 | 0 | 0
CT | 0 | 0 | 0 | 0 | 0 | 0
Coal | 0 | 0 | 0 | 0 | 0 | 0
Geo | 0 | 0 | 0 | 0 | 0 | 0
H | 0 | 0 | 0 | 0 | 0 | 0
LFG | 0 | 0 | 0 | 0 | 0 | 0
Nuc | 0 | 0 | 0 | 0 | 0 | 0
PS | 0 | 0 | 0 | 0 | 0 | 0
PV | 0 | 0 | 0 | 0 | 0 | 0
PeakG | 0 | 0 | 0 | 0 | 0 | 0
PeakO | 0 | 0 | 0 | 0 | 0 | 0
ST | 0 | 0 | 0 | 0 | 0 | 0
STOG | 0 | 0 | 0 | 0 | 0 | 0
STWD | 0 | 0 | 0 | 0 | 0 | 0
WT | 0 | 0 | 0 | 0 | 0 | 0
IGCC | 0 | 0 | 0 | 0 | 0 | 0
DemandResponse | 0 | 0 | 0 | 0 | 0 | 0
IGCC-CCS | 0 | 0 | 0 | 0 | 0 | 0
WT_off | 0 | 0 | 0 | 0 | 0 | 0
PseudoUnit | 0 | 0 | 0 | 0 | 17.37 | 17.37
FixedInterchange | 0 | 0 | 0 | 0 | 0 | 0
Base VOM Costs by Reporting Type: All
ReportingType | 2015 | 2020 | 2025 | 2030 | 2035 | 2040
BM | 11.26 | 27.34 | 33.99 | 39.28 | 48.13 | 96.39
CC | 4005.06 | 4743.79 | 4670.78 | 3230.44 | 1728.02 | 477.39
CSP | 0 | 0 | 0 | 0 | 0 | 0
CT | 7.49 | 10.63 | 11.71 | 2.18 | 0.21 | 0.05
Coal | 4237.23 | 2149.94 | 357.25 | 122.73 | 135.44 | 137.25
Geo | 11.14 | 177.58 | 532.83 | 532.83 | 532.83 | 532.83
H | 0 | 0.06 | 0.24 | 0.24 | 0.26 | 0.26
LFG | 0.38 | 0.53 | 0.72 | 0.78 | 0.78 | 0.78
Nuc | 2164.46 | 2202.07 | 2223.58 | 2858.37 | 3252.87 | 3694.78
PS | 0 | 0 | 0 | 0 | 0 | 0
PV | 0.02 | 0.05 | 0.06 | 0.06 | 0.06 | 0.06
PeakG | 27.95 | 47.58 | 71.99 | 22.04 | 14.97 | 11.14
PeakO | 0 | 0 | 0 | 0 | 0 | 0
ST | 0.03 | 0.05 | 0.06 | 0.06 | 0.06 | 0.06
STOG | 20.88 | 19.53 | 6.3 | 1.73 | 0.02 | 0.02
STWD | 27.39 | 25.42 | 34.06 | 58.7 | 78.77 | 67.98
WT | 2.03 | 4.15 | 5.71 | 6.86 | 6.7 | 6.5
IGCC | 30.43 | 30.43 | 6.88 | 0.42 | 0 | 0
DemandResponse | 0 | 0 | 0 | 0 | 0 | 0
IGCC-CCS | 0 | 0 | 0 | 0 | 0 | 0
WT_off | 0.02 | 0.02 | 0.06 | 0.06 | 0.06 | 0.06
PseudoUnit | 0 | 0 | 85.19 | 101.99 | 170.63 | 170.63
FixedInterchange | 0 | 0 | 0 | 0 | 0 | 0
Base VOM Costs by Reporting Type: EI_US
ReportingType | 2015 | 2020 | 2025 | 2030 | 2035 | 2040
BM | 10.54 | 26.29 | 31.79 | 32.43 | 41.28 | 54.37
CC | 2794.05 | 3595.06 | 3562 | 2486.81 | 1456.8 | 328.73
CSP | 0 | 0 | 0 | 0 | 0 | 0
CT | 7.47 | 10.6 | 11.63 | 1.86 | 0.21 | 0.05
Coal | 3303.57 | 1359.21 | 157.04 | 94.39 | 107.15 | 110.27
Geo | 0 | 0 | 0 | 0 | 0 | 0
H | 0 | 0.03 | 0.11 | 0.12 | 0.12 | 0.12
LFG | 0.32 | 0.4 | 0.51 | 0.57 | 0.57 | 0.57
Nuc | 1653.22 | 1713.9 | 1755.45 | 2110.94 | 2281.56 | 2712.85
PS | 0 | 0 | 0 | 0 | 0 | 0
PV | 0 | 0.04 | 0.05 | 0.05 | 0.05 | 0.05
PeakG | 27 | 46.67 | 71.84 | 21.01 | 13.83 | 9.9
PeakO | 0 | 0 | 0 | 0 | 0 | 0
ST | 0 | 0 | 0 | 0 | 0 | 0
STOG | 12.25 | 10.3 | 4.35 | 1.73 | 0.02 | 0.02
STWD | 17.63 | 15.65 | 15.38 | 28.22 | 48.29 | 39.14
WT | 1.2 | 2.88 | 3.91 | 4.9 | 4.8 | 4.69
IGCC | 30.43 | 30.43 | 6.88 | 0.42 | 0 | 0
DemandResponse | 0 | 0 | 0 | 0 | 0 | 0
IGCC-CCS | 0 | 0 | 0 | 0 | 0 | 0
WT_off | 0.02 | 0.02 | 0.06 | 0.06 | 0.06 | 0.06
PseudoUnit | 0 | 0 | 85.19 | 101.99 | 170.63 | 170.63
FixedInterchange | 0 | 0 | 0 | 0 | 0 | 0
Base VOM Costs by Reporting Type: EI_Canada
ReportingType | 2015 | 2020 | 2025 | 2030 | 2035 | 2040
BM | 0 | 0 | 0 | 0 | 0 | 0
CC | 16.13 | 13.24 | 0 | 0 | 0 | 0
CSP | 0 | 0 | 0 | 0 | 0 | 0
CT | 0.02 | 0 | 0 | 0 | 0 | 0
Coal | 0.85 | 0 | 0 | 0 | 0 | 0
Geo | 0 | 0 | 0 | 0 | 0 | 0
H | 0 | 0.03 | 0.12 | 0.12 | 0.12 | 0.12
LFG | 0.01 | 0 | 0 | 0 | 0 | 0
Nuc | 240.39 | 217.32 | 197.28 | 193.38 | 177.69 | 160.38
PS | 0 | 0 | 0 | 0 | 0 | 0
PV | 0 | 0 | 0 | 0 | 0 | 0
PeakG | 0.95 | 0.84 | 0 | 0 | 0 | 0
PeakO | 0 | 0 | 0 | 0 | 0 | 0
ST | 0 | 0 | 0 | 0 | 0 | 0
STOG | 0.03 | 0 | 0 | 0 | 0 | 0
STWD | 0 | 0 | 0 | 0 | 0 | 0
WT | 0.11 | 0.09 | 0.09 | 0.09 | 0.03 | 0.02
IGCC | 0 | 0 | 0 | 0 | 0 | 0
DemandResponse | 0 | 0 | 0 | 0 | 0 | 0
IGCC-CCS | 0 | 0 | 0 | 0 | 0 | 0
WT_off | 0 | 0 | 0 | 0 | 0 | 0
PseudoUnit | 0 | 0 | 0 | 0 | 0 | 0
FixedInterchange | 0 | 0 | 0 | 0 | 0 | 0
Base VOM Costs by Reporting Type: EI
ReportingType | 2015 | 2020 | 2025 | 2030 | 2035 | 2040
BM | 10.54 | 26.29 | 31.79 | 32.43 | 41.28 | 54.37
CC | 2810.18 | 3608.31 | 3562 | 2486.81 | 1456.8 | 328.73
CSP | 0 | 0 | 0 | 0 | 0 | 0
CT | 7.49 | 10.6 | 11.63 | 1.86 | 0.21 | 0.05
Coal | 3304.42 | 1359.21 | 157.04 | 94.39 | 107.15 | 110.27
Geo | 0 | 0 | 0 | 0 | 0 | 0
H | 0 | 0.06 | 0.24 | 0.24 | 0.24 | 0.24
LFG | 0.33 | 0.4 | 0.51 | 0.57 | 0.57 | 0.57
Nuc | 1893.61 | 1931.22 | 1952.73 | 2304.32 | 2459.25 | 2873.23
PS | 0 | 0 | 0 | 0 | 0 | 0
PV | 0.01 | 0.04 | 0.05 | 0.05 | 0.05 | 0.05
PeakG | 27.95 | 47.51 | 71.84 | 21.01 | 13.83 | 9.9
PeakO | 0 | 0 | 0 | 0 | 0 | 0
ST | 0 | 0 | 0 | 0 | 0 | 0
STOG | 12.28 | 10.3 | 4.35 | 1.73 | 0.02 | 0.02
STWD | 17.63 | 15.65 | 15.38 | 28.22 | 48.29 | 39.14
WT | 1.31 | 2.97 | 4.01 | 4.99 | 4.82 | 4.71
IGCC | 30.43 | 30.43 | 6.88 | 0.42 | 0 | 0
DemandResponse | 0 | 0 | 0 | 0 | 0 | 0
IGCC-CCS | 0 | 0 | 0 | 0 | 0 | 0
WT_off | 0.02 | 0.02 | 0.06 | 0.06 | 0.06 | 0.06
PseudoUnit | 0 | 0 | 85.19 | 101.99 | 170.63 | 170.63
FixedInterchange | 0 | 0 | 0 | 0 | 0 | 0
Base VOM Costs by Reporting Type: Outside_EI
ReportingType | 2015 | 2020 | 2025 | 2030 | 2035 | 2040
BM | 0.71 | 1.05 | 2.2 | 6.85 | 6.85 | 42.02
CC | 1194.88 | 1135.48 | 1108.78 | 743.63 | 271.22 | 148.66
CSP | 0 | 0 | 0 | 0 | 0 | 0
CT | 0 | 0.02 | 0.08 | 0.32 | 0 | 0
Coal | 932.81 | 790.73 | 200.21 | 28.34 | 28.29 | 26.98
Geo | 11.13 | 177.57 | 532.83 | 532.83 | 532.83 | 532.83
H | 0 | 0 | 0 | 0 | 0.01 | 0.01
LFG | 0.05 | 0.13 | 0.2 | 0.2 | 0.2 | 0.2
Nuc | 270.85 | 270.85 | 270.85 | 554.04 | 793.62 | 821.55
PS | 0 | 0 | 0 | 0 | 0 | 0
PV | 0.01 | 0.01 | 0.01 | 0.01 | 0.01 | 0.01
PeakG | 0 | 0.06 | 0.15 | 1.03 | 1.14 | 1.24
PeakO | 0 | 0 | 0 | 0 | 0 | 0
ST | 0.03 | 0.05 | 0.06 | 0.06 | 0.06 | 0.06
STOG | 8.6 | 9.22 | 1.95 | 0 | 0 | 0
STWD | 9.77 | 9.77 | 18.69 | 30.48 | 30.48 | 28.84
WT | 0.72 | 1.18 | 1.7 | 1.87 | 1.87 | 1.79
IGCC | 0 | 0 | 0 | 0 | 0 | 0
DemandResponse | 0 | 0 | 0 | 0 | 0 | 0
IGCC-CCS | 0 | 0 | 0 | 0 | 0 | 0
WT_off | 0 | 0 | 0 | 0 | 0 | 0
PseudoUnit | 0 | 0 | 0 | 0 | 0 | 0
FixedInterchange | 0 | 0 | 0 | 0 | 0 | 0
#9 | Retrofit VOM Costs ($million)
Retrofit VOM Costs by Reporting Type: Entergy
ReportingType | 2015 | 2020 | 2025 | 2030 | 2035 | 2040
BM | 0 | 0 | 0 | 0 | 0 | 0
CC | 0 | 0 | 0 | 0 | 0 | 0
CSP | 0 | 0 | 0 | 0 | 0 | 0
CT | 0 | 0 | 0 | 0 | 0 | 0
Coal | 13.08 | 0 | 0 | 0 | 0 | 0
Geo | 0 | 0 | 0 | 0 | 0 | 0
H | 0 | 0 | 0 | 0 | 0 | 0
LFG | 0 | 0 | 0 | 0 | 0 | 0
Nuc | 0 | 0 | 0 | 0 | 0 | 0
PS | 0 | 0 | 0 | 0 | 0 | 0
PV | 0 | 0 | 0 | 0 | 0 | 0
PeakG | 0 | 0 | 0 | 0 | 0 | 0
PeakO | 0 | 0 | 0 | 0 | 0 | 0
ST | 0 | 0 | 0 | 0 | 0 | 0
STOG | 0 | 0 | 0 | 0 | 0 | 0
STWD | 0 | 0 | 0 | 0 | 0 | 0
WT | 0 | 0 | 0 | 0 | 0 | 0
IGCC | 0 | 0 | 0 | 0 | 0 | 0
DemandResponse | 0 | 0 | 0 | 0 | 0 | 0
IGCC-CCS | 0 | 0 | 0 | 0 | 0 | 0
WT_off | 0 | 0 | 0 | 0 | 0 | 0
PseudoUnit | 0 | 0 | 0 | 0 | 0 | 0
FixedInterchange | 0 | 0 | 0 | 0 | 0 | 0
Retrofit VOM Costs by Reporting Type: FRCC
ReportingType | 2015 | 2020 | 2025 | 2030 | 2035 | 2040
BM | 0 | 0 | 0 | 0 | 0 | 0
CC | 0 | 0 | 0 | 0 | 0 | 0
CSP | 0 | 0 | 0 | 0 | 0 | 0
CT | 0 | 0 | 0 | 0 | 0 | 0
Coal | 54.99 | 6.18 | 0 | 0 | 0 | 0
Geo | 0 | 0 | 0 | 0 | 0 | 0
H | 0 | 0 | 0 | 0 | 0 | 0
LFG | 0 | 0 | 0 | 0 | 0 | 0
Nuc | 0 | 0 | 0 | 0 | 0 | 0
PS | 0 | 0 | 0 | 0 | 0 | 0
PV | 0 | 0 | 0 | 0 | 0 | 0
PeakG | 0 | 0 | 0 | 0 | 0 | 0
PeakO | 0 | 0 | 0 | 0 | 0 | 0
ST | 0 | 0 | 0 | 0 | 0 | 0
STOG | 0 | 0 | 0 | 0 | 0 | 0
STWD | 0 | 0 | 0 | 0 | 0 | 0
WT | 0 | 0 | 0 | 0 | 0 | 0
IGCC | 0 | 0 | 0 | 0 | 0 | 0
DemandResponse | 0 | 0 | 0 | 0 | 0 | 0
IGCC-CCS | 0 | 0 | 0 | 0 | 0 | 0
WT_off | 0 | 0 | 0 | 0 | 0 | 0
PseudoUnit | 0 | 0 | 0 | 0 | 0 | 0
FixedInterchange | 0 | 0 | 0 | 0 | 0 | 0
Retrofit VOM Costs by Reporting Type: MAPP_US
ReportingType | 2015 | 2020 | 2025 | 2030 | 2035 | 2040
BM | 0 | 0 | 0 | 0 | 0 | 0
CC | 0 | 0 | 0 | 0 | 0 | 0
CSP | 0 | 0 | 0 | 0 | 0 | 0
CT | 0 | 0 | 0 | 0 | 0 | 0
Coal | 39.06 | 1.61 | 0 | 0 | 0 | 0
Geo | 0 | 0 | 0 | 0 | 0 | 0
H | 0 | 0 | 0 | 0 | 0 | 0
LFG | 0 | 0 | 0 | 0 | 0 | 0
Nuc | 0 | 0 | 0 | 0 | 0 | 0
PS | 0 | 0 | 0 | 0 | 0 | 0
PV | 0 | 0 | 0 | 0 | 0 | 0
PeakG | 0 | 0 | 0 | 0 | 0 | 0
PeakO | 0 | 0 | 0 | 0 | 0 | 0
ST | 0 | 0 | 0 | 0 | 0 | 0
STOG | 0 | 0 | 0 | 0 | 0 | 0
STWD | 0 | 0 | 0 | 0 | 0 | 0
WT | 0 | 0 | 0 | 0 | 0 | 0
IGCC | 0 | 0 | 0 | 0 | 0 | 0
DemandResponse | 0 | 0 | 0 | 0 | 0 | 0
IGCC-CCS | 0 | 0 | 0 | 0 | 0 | 0
WT_off | 0 | 0 | 0 | 0 | 0 | 0
PseudoUnit | 0 | 0 | 0 | 0 | 0 | 0
FixedInterchange | 0 | 0 | 0 | 0 | 0 | 0
Retrofit VOM Costs by Reporting Type: MISO_IN
ReportingType | 2015 | 2020 | 2025 | 2030 | 2035 | 2040
BM | 0 | 0 | 0 | 0 | 0 | 0
CC | 0 | 0 | 0 | 0 | 0 | 0
CSP | 0 | 0 | 0 | 0 | 0 | 0
CT | 0 | 0 | 0 | 0 | 0 | 0
Coal | 152.53 | 100.63 | 3.28 | 5.83 | 12.36 | 12.36
Geo | 0 | 0 | 0 | 0 | 0 | 0
H | 0 | 0 | 0 | 0 | 0 | 0
LFG | 0 | 0 | 0 | 0 | 0 | 0
Nuc | 0 | 0 | 0 | 0 | 0 | 0
PS | 0 | 0 | 0 | 0 | 0 | 0
PV | 0 | 0 | 0 | 0 | 0 | 0
PeakG | 0 | 0 | 0 | 0 | 0 | 0
PeakO | 0 | 0 | 0 | 0 | 0 | 0
ST | 0 | 0 | 0 | 0 | 0 | 0
STOG | 0 | 0 | 0 | 0 | 0 | 0
STWD | 0 | 0 | 0 | 0 | 0 | 0
WT | 0 | 0 | 0 | 0 | 0 | 0
IGCC | 0 | 0 | 0 | 0 | 0 | 0
DemandResponse | 0 | 0 | 0 | 0 | 0 | 0
IGCC-CCS | 0 | 0 | 0 | 0 | 0 | 0
WT_off | 0 | 0 | 0 | 0 | 0 | 0
PseudoUnit | 0 | 0 | 0 | 0 | 0 | 0
FixedInterchange | 0 | 0 | 0 | 0 | 0 | 0
Retrofit VOM Costs by Reporting Type: MISO_MI
ReportingType | 2015 | 2020 | 2025 | 2030 | 2035 | 2040
BM | 0 | 0 | 0 | 0 | 0 | 0
CC | 0 | 0 | 0 | 0 | 0 | 0
CSP | 0 | 0 | 0 | 0 | 0 | 0
CT | 0 | 0 | 0 | 0 | 0 | 0
Coal | 7.01 | 0 | 0 | 0 | 0 | 0
Geo | 0 | 0 | 0 | 0 | 0 | 0
H | 0 | 0 | 0 | 0 | 0 | 0
LFG | 0 | 0 | 0 | 0 | 0 | 0
Nuc | 0 | 0 | 0 | 0 | 0 | 0
PS | 0 | 0 | 0 | 0 | 0 | 0
PV | 0 | 0 | 0 | 0 | 0 | 0
PeakG | 0 | 0 | 0 | 0 | 0 | 0
PeakO | 0 | 0 | 0 | 0 | 0 | 0
ST | 0 | 0 | 0 | 0 | 0 | 0
STOG | 0 | 0 | 0 | 0 | 0 | 0
STWD | 0 | 0 | 0 | 0 | 0 | 0
WT | 0 | 0 | 0 | 0 | 0 | 0
IGCC | 0 | 0 | 0 | 0 | 0 | 0
DemandResponse | 0 | 0 | 0 | 0 | 0 | 0
IGCC-CCS | 0 | 0 | 0 | 0 | 0 | 0
WT_off | 0 | 0 | 0 | 0 | 0 | 0
PseudoUnit | 0 | 0 | 0 | 0 | 0 | 0
FixedInterchange | 0 | 0 | 0 | 0 | 0 | 0
Retrofit VOM Costs by Reporting Type: MISO_MO-IL
ReportingType | 2015 | 2020 | 2025 | 2030 | 2035 | 2040
BM | 0 | 0 | 0 | 0 | 0 | 0
CC | 0 | 0 | 0 | 0 | 0 | 0
CSP | 0 | 0 | 0 | 0 | 0 | 0
CT | 0 | 0 | 0 | 0 | 0 | 0
Coal | 56.14 | 11.02 | 3.52 | 4.14 | 4.14 | 4.14
Geo | 0 | 0 | 0 | 0 | 0 | 0
H | 0 | 0 | 0 | 0 | 0 | 0
LFG | 0 | 0 | 0 | 0 | 0 | 0
Nuc | 0 | 0 | 0 | 0 | 0 | 0
PS | 0 | 0 | 0 | 0 | 0 | 0
PV | 0 | 0 | 0 | 0 | 0 | 0
PeakG | 0 | 0 | 0 | 0 | 0 | 0
PeakO | 0 | 0 | 0 | 0 | 0 | 0
ST | 0 | 0 | 0 | 0 | 0 | 0
STOG | 0 | 0 | 0 | 0 | 0 | 0
STWD | 0 | 0 | 0 | 0 | 0 | 0
WT | 0 | 0 | 0 | 0 | 0 | 0
IGCC | 0 | 0 | 0 | 0 | 0 | 0
DemandResponse | 0 | 0 | 0 | 0 | 0 | 0
IGCC-CCS | 0 | 0 | 0 | 0 | 0 | 0
WT_off | 0 | 0 | 0 | 0 | 0 | 0
PseudoUnit | 0 | 0 | 0 | 0 | 0 | 0
FixedInterchange | 0 | 0 | 0 | 0 | 0 | 0
Retrofit VOM Costs by Reporting Type: MISO_W
ReportingType | 2015 | 2020 | 2025 | 2030 | 2035 | 2040
BM | 0 | 0 | 0 | 0 | 0 | 0
CC | 0 | 0 | 0 | 0 | 0 | 0
CSP | 0 | 0 | 0 | 0 | 0 | 0
CT | 0 | 0 | 0 | 0 | 0 | 0
Coal | 103.39 | 105.45 | 24.34 | 19.55 | 19.55 | 19.55
Geo | 0 | 0 | 0 | 0 | 0 | 0
H | 0 | 0 | 0 | 0 | 0 | 0
LFG | 0 | 0 | 0 | 0 | 0 | 0
Nuc | 0 | 0 | 0 | 0 | 0 | 0
PS | 0 | 0 | 0 | 0 | 0 | 0
PV | 0 | 0 | 0 | 0 | 0 | 0
PeakG | 0 | 0 | 0 | 0 | 0 | 0
PeakO | 0 | 0 | 0 | 0 | 0 | 0
ST | 0 | 0 | 0 | 0 | 0 | 0
STOG | 0 | 0 | 0 | 0 | 0 | 0
STWD | 0 | 0 | 0 | 0 | 0 | 0
WT | 0 | 0 | 0 | 0 | 0 | 0
IGCC | 0 | 0 | 0 | 0 | 0 | 0
DemandResponse | 0 | 0 | 0 | 0 | 0 | 0
IGCC-CCS | 0 | 0 | 0 | 0 | 0 | 0
WT_off | 0 | 0 | 0 | 0 | 0 | 0
PseudoUnit | 0 | 0 | 0 | 0 | 0 | 0
FixedInterchange | 0 | 0 | 0 | 0 | 0 | 0
Retrofit VOM Costs by Reporting Type: MISO_WUMS
ReportingType | 2015 | 2020 | 2025 | 2030 | 2035 | 2040
BM | 0 | 0 | 0 | 0 | 0 | 0
CC | 0 | 0 | 0 | 0 | 0 | 0
CSP | 0 | 0 | 0 | 0 | 0 | 0
CT | 0 | 0 | 0 | 0 | 0 | 0
Coal | 29.53 | 12.41 | 8.23 | 16.01 | 18.67 | 24.16
Geo | 0 | 0 | 0 | 0 | 0 | 0
H | 0 | 0 | 0 | 0 | 0 | 0
LFG | 0 | 0 | 0 | 0 | 0 | 0
Nuc | 0 | 0 | 0 | 0 | 0 | 0
PS | 0 | 0 | 0 | 0 | 0 | 0
PV | 0 | 0 | 0 | 0 | 0 | 0
PeakG | 0 | 0 | 0 | 0 | 0 | 0
PeakO | 0 | 0 | 0 | 0 | 0 | 0
ST | 0 | 0 | 0 | 0 | 0 | 0
STOG | 0 | 0 | 0 | 0 | 0 | 0
STWD | 0 | 0 | 0 | 0 | 0 | 0
WT | 0 | 0 | 0 | 0 | 0 | 0
IGCC | 0 | 0 | 0 | 0 | 0 | 0
DemandResponse | 0 | 0 | 0 | 0 | 0 | 0
IGCC-CCS | 0 | 0 | 0 | 0 | 0 | 0
WT_off | 0 | 0 | 0 | 0 | 0 | 0
PseudoUnit | 0 | 0 | 0 | 0 | 0 | 0
FixedInterchange | 0 | 0 | 0 | 0 | 0 | 0
Retrofit VOM Costs by Reporting Type: Nebraska
ReportingType | 2015 | 2020 | 2025 | 2030 | 2035 | 2040
BM | 0 | 0 | 0 | 0 | 0 | 0
CC | 0 | 0 | 0 | 0 | 0 | 0
CSP | 0 | 0 | 0 | 0 | 0 | 0
CT | 0 | 0 | 0 | 0 | 0 | 0
Coal | 16.57 | 14.65 | 16.69 | 16.69 | 16.69 | 16.69
Geo | 0 | 0 | 0 | 0 | 0 | 0
H | 0 | 0 | 0 | 0 | 0 | 0
LFG | 0 | 0 | 0 | 0 | 0 | 0
Nuc | 0 | 0 | 0 | 0 | 0 | 0
PS | 0 | 0 | 0 | 0 | 0 | 0
PV | 0 | 0 | 0 | 0 | 0 | 0
PeakG | 0 | 0 | 0 | 0 | 0 | 0
PeakO | 0 | 0 | 0 | 0 | 0 | 0
ST | 0 | 0 | 0 | 0 | 0 | 0
STOG | 0 | 0 | 0 | 0 | 0 | 0
STWD | 0 | 0 | 0 | 0 | 0 | 0
WT | 0 | 0 | 0 | 0 | 0 | 0
IGCC | 0 | 0 | 0 | 0 | 0 | 0
DemandResponse | 0 | 0 | 0 | 0 | 0 | 0
IGCC-CCS | 0 | 0 | 0 | 0 | 0 | 0
WT_off | 0 | 0 | 0 | 0 | 0 | 0
PseudoUnit | 0 | 0 | 0 | 0 | 0 | 0
FixedInterchange | 0 | 0 | 0 | 0 | 0 | 0
Retrofit VOM Costs by Reporting Type: NEISO
ReportingType | 2015 | 2020 | 2025 | 2030 | 2035 | 2040
BM | 0 | 0 | 0 | 0 | 0 | 0
CC | 0 | 0 | 0 | 0 | 0 | 0
CSP | 0 | 0 | 0 | 0 | 0 | 0
CT | 0 | 0 | 0 | 0 | 0 | 0
Coal | 0.16 | 0 | 0 | 0 | 0 | 0
Geo | 0 | 0 | 0 | 0 | 0 | 0
H | 0 | 0 | 0 | 0 | 0 | 0
LFG | 0 | 0 | 0 | 0 | 0 | 0
Nuc | 0 | 0 | 0 | 0 | 0 | 0
PS | 0 | 0 | 0 | 0 | 0 | 0
PV | 0 | 0 | 0 | 0 | 0 | 0
PeakG | 0 | 0 | 0 | 0 | 0 | 0
PeakO | 0 | 0 | 0 | 0 | 0 | 0
ST | 0 | 0 | 0 | 0 | 0 | 0
STOG | 0 | 0 | 0 | 0 | 0 | 0
STWD | 0 | 0 | 0 | 0 | 0 | 0
WT | 0 | 0 | 0 | 0 | 0 | 0
IGCC | 0 | 0 | 0 | 0 | 0 | 0
DemandResponse | 0 | 0 | 0 | 0 | 0 | 0
IGCC-CCS | 0 | 0 | 0 | 0 | 0 | 0
WT_off | 0 | 0 | 0 | 0 | 0 | 0
PseudoUnit | 0 | 0 | 0 | 0 | 0 | 0
FixedInterchange | 0 | 0 | 0 | 0 | 0 | 0
Retrofit VOM Costs by Reporting Type: NonRTO_Midwest
ReportingType | 2015 | 2020 | 2025 | 2030 | 2035 | 2040
BM | 0 | 0 | 0 | 0 | 0 | 0
CC | 0 | 0 | 0 | 0 | 0 | 0
CSP | 0 | 0 | 0 | 0 | 0 | 0
CT | 0 | 0 | 0 | 0 | 0 | 0
Coal | 168.43 | 139.54 | 22.27 | 16.64 | 16.64 | 16.64
Geo | 0 | 0 | 0 | 0 | 0 | 0
H | 0 | 0 | 0 | 0 | 0 | 0
LFG | 0 | 0 | 0 | 0 | 0 | 0
Nuc | 0 | 0 | 0 | 0 | 0 | 0
PS | 0 | 0 | 0 | 0 | 0 | 0
PV | 0 | 0 | 0 | 0 | 0 | 0
PeakG | 0 | 0 | 0 | 0 | 0 | 0
PeakO | 0 | 0 | 0 | 0 | 0 | 0
ST | 0 | 0 | 0 | 0 | 0 | 0
STOG | 0 | 0 | 0 | 0 | 0 | 0
STWD | 0 | 0 | 0 | 0 | 0 | 0
WT | 0 | 0 | 0 | 0 | 0 | 0
IGCC | 0 | 0 | 0 | 0 | 0 | 0
DemandResponse | 0 | 0 | 0 | 0 | 0 | 0
IGCC-CCS | 0 | 0 | 0 | 0 | 0 | 0
WT_off | 0 | 0 | 0 | 0 | 0 | 0
PseudoUnit | 0 | 0 | 0 | 0 | 0 | 0
FixedInterchange | 0 | 0 | 0 | 0 | 0 | 0
Retrofit VOM Costs by Reporting Type: NYISO_A-F
ReportingType | 2015 | 2020 | 2025 | 2030 | 2035 | 2040
BM | 0 | 0 | 0 | 0 | 0 | 0
CC | 0 | 0 | 0 | 0 | 0 | 0
CSP | 0 | 0 | 0 | 0 | 0 | 0
CT | 0 | 0 | 0 | 0 | 0 | 0
Coal | 0 | 0 | 0 | 0 | 0 | 0
Geo | 0 | 0 | 0 | 0 | 0 | 0
H | 0 | 0 | 0 | 0 | 0 | 0
LFG | 0 | 0 | 0 | 0 | 0 | 0
Nuc | 0 | 0 | 0 | 0 | 0 | 0
PS | 0 | 0 | 0 | 0 | 0 | 0
PV | 0 | 0 | 0 | 0 | 0 | 0
PeakG | 0 | 0 | 0 | 0 | 0 | 0
PeakO | 0 | 0 | 0 | 0 | 0 | 0
ST | 0 | 0 | 0 | 0 | 0 | 0
STOG | 0 | 0 | 0 | 0 | 0 | 0
STWD | 0 | 0 | 0 | 0 | 0 | 0
WT | 0 | 0 | 0 | 0 | 0 | 0
IGCC | 0 | 0 | 0 | 0 | 0 | 0
DemandResponse | 0 | 0 | 0 | 0 | 0 | 0
IGCC-CCS | 0 | 0 | 0 | 0 | 0 | 0
WT_off | 0 | 0 | 0 | 0 | 0 | 0
PseudoUnit | 0 | 0 | 0 | 0 | 0 | 0
FixedInterchange | 0 | 0 | 0 | 0 | 0 | 0
Retrofit VOM Costs by Reporting Type: NYISO_G-I
ReportingType | 2015 | 2020 | 2025 | 2030 | 2035 | 2040
BM | 0 | 0 | 0 | 0 | 0 | 0
CC | 0 | 0 | 0 | 0 | 0 | 0
CSP | 0 | 0 | 0 | 0 | 0 | 0
CT | 0 | 0 | 0 | 0 | 0 | 0
Coal | 0 | 0 | 0 | 0 | 0 | 0
Geo | 0 | 0 | 0 | 0 | 0 | 0
H | 0 | 0 | 0 | 0 | 0 | 0
LFG | 0 | 0 | 0 | 0 | 0 | 0
Nuc | 0 | 0 | 0 | 0 | 0 | 0
PS | 0 | 0 | 0 | 0 | 0 | 0
PV | 0 | 0 | 0 | 0 | 0 | 0
PeakG | 0 | 0 | 0 | 0 | 0 | 0
PeakO | 0 | 0 | 0 | 0 | 0 | 0
ST | 0 | 0 | 0 | 0 | 0 | 0
STOG | 0 | 0 | 0 | 0 | 0 | 0
STWD | 0 | 0 | 0 | 0 | 0 | 0
WT | 0 | 0 | 0 | 0 | 0 | 0
IGCC | 0 | 0 | 0 | 0 | 0 | 0
DemandResponse | 0 | 0 | 0 | 0 | 0 | 0
IGCC-CCS | 0 | 0 | 0 | 0 | 0 | 0
WT_off | 0 | 0 | 0 | 0 | 0 | 0
PseudoUnit | 0 | 0 | 0 | 0 | 0 | 0
FixedInterchange | 0 | 0 | 0 | 0 | 0 | 0
Retrofit VOM Costs by Reporting Type: NYISO_J-K
ReportingType | 2015 | 2020 | 2025 | 2030 | 2035 | 2040
BM | 0 | 0 | 0 | 0 | 0 | 0
CC | 0 | 0 | 0 | 0 | 0 | 0
CSP | 0 | 0 | 0 | 0 | 0 | 0
CT | 0 | 0 | 0 | 0 | 0 | 0
Coal | 0 | 0 | 0 | 0 | 0 | 0
Geo | 0 | 0 | 0 | 0 | 0 | 0
H | 0 | 0 | 0 | 0 | 0 | 0
LFG | 0 | 0 | 0 | 0 | 0 | 0
Nuc | 0 | 0 | 0 | 0 | 0 | 0
PS | 0 | 0 | 0 | 0 | 0 | 0
PV | 0 | 0 | 0 | 0 | 0 | 0
PeakG | 0 | 0 | 0 | 0 | 0 | 0
PeakO | 0 | 0 | 0 | 0 | 0 | 0
ST | 0 | 0 | 0 | 0 | 0 | 0
STOG | 0 | 0 | 0 | 0 | 0 | 0
STWD | 0 | 0 | 0 | 0 | 0 | 0
WT | 0 | 0 | 0 | 0 | 0 | 0
IGCC | 0 | 0 | 0 | 0 | 0 | 0
DemandResponse | 0 | 0 | 0 | 0 | 0 | 0
IGCC-CCS | 0 | 0 | 0 | 0 | 0 | 0
WT_off | 0 | 0 | 0 | 0 | 0 | 0
PseudoUnit | 0 | 0 | 0 | 0 | 0 | 0
FixedInterchange | 0 | 0 | 0 | 0 | 0 | 0
Retrofit VOM Costs by Reporting Type: PJM_E
ReportingType | 2015 | 2020 | 2025 | 2030 | 2035 | 2040
BM | 0 | 0 | 0 | 0 | 0 | 0
CC | 0 | 0 | 0 | 0 | 0 | 0
CSP | 0 | 0 | 0 | 0 | 0 | 0
CT | 0 | 0 | 0 | 0 | 0 | 0
Coal | 1.8 | 0 | 0 | 0 | 0 | 0
Geo | 0 | 0 | 0 | 0 | 0 | 0
H | 0 | 0 | 0 | 0 | 0 | 0
LFG | 0 | 0 | 0 | 0 | 0 | 0
Nuc | 0 | 0 | 0 | 0 | 0 | 0
PS | 0 | 0 | 0 | 0 | 0 | 0
PV | 0 | 0 | 0 | 0 | 0 | 0
PeakG | 0 | 0 | 0 | 0 | 0 | 0
PeakO | 0 | 0 | 0 | 0 | 0 | 0
ST | 0 | 0 | 0 | 0 | 0 | 0
STOG | 0 | 0 | 0 | 0 | 0 | 0
STWD | 0 | 0 | 0 | 0 | 0 | 0
WT | 0 | 0 | 0 | 0 | 0 | 0
IGCC | 0 | 0 | 0 | 0 | 0 | 0
DemandResponse | 0 | 0 | 0 | 0 | 0 | 0
IGCC-CCS | 0 | 0 | 0 | 0 | 0 | 0
WT_off | 0 | 0 | 0 | 0 | 0 | 0
PseudoUnit | 0 | 0 | 0 | 0 | 0 | 0
FixedInterchange | 0 | 0 | 0 | 0 | 0 | 0
Retrofit VOM Costs by Reporting Type: PJM_ROM
ReportingType | 2015 | 2020 | 2025 | 2030 | 2035 | 2040
BM | 0 | 0 | 0 | 0 | 0 | 0
CC | 0 | 0 | 0 | 0 | 0 | 0
CSP | 0 | 0 | 0 | 0 | 0 | 0
CT | 0 | 0 | 0 | 0 | 0 | 0
Coal | 19.51 | 12 | 0 | 0 | 0 | 0
Geo | 0 | 0 | 0 | 0 | 0 | 0
H | 0 | 0 | 0 | 0 | 0 | 0
LFG | 0 | 0 | 0 | 0 | 0 | 0
Nuc | 0 | 0 | 0 | 0 | 0 | 0
PS | 0 | 0 | 0 | 0 | 0 | 0
PV | 0 | 0 | 0 | 0 | 0 | 0
PeakG | 0 | 0 | 0 | 0 | 0 | 0
PeakO | 0 | 0 | 0 | 0 | 0 | 0
ST | 0 | 0 | 0 | 0 | 0 | 0
STOG | 0 | 0 | 0 | 0 | 0 | 0
STWD | 0 | 0 | 0 | 0 | 0 | 0
WT | 0 | 0 | 0 | 0 | 0 | 0
IGCC | 0 | 0 | 0 | 0 | 0 | 0
DemandResponse | 0 | 0 | 0 | 0 | 0 | 0
IGCC-CCS | 0 | 0 | 0 | 0 | 0 | 0
WT_off | 0 | 0 | 0 | 0 | 0 | 0
PseudoUnit | 0 | 0 | 0 | 0 | 0 | 0
FixedInterchange | 0 | 0 | 0 | 0 | 0 | 0
Retrofit VOM Costs by Reporting Type: PJM_ROR
ReportingType | 2015 | 2020 | 2025 | 2030 | 2035 | 2040
BM | 0 | 0 | 0 | 0 | 0 | 0
CC | 0 | 0 | 0 | 0 | 0 | 0
CSP | 0 | 0 | 0 | 0 | 0 | 0
CT | 0 | 0 | 0 | 0 | 0 | 0
Coal | 492.47 | 415.89 | 7.67 | 14.69 | 25.56 | 25.56
Geo | 0 | 0 | 0 | 0 | 0 | 0
H | 0 | 0 | 0 | 0 | 0 | 0
LFG | 0 | 0 | 0 | 0 | 0 | 0
Nuc | 0 | 0 | 0 | 0 | 0 | 0
PS | 0 | 0 | 0 | 0 | 0 | 0
PV | 0 | 0 | 0 | 0 | 0 | 0
PeakG | 0 | 0 | 0 | 0 | 0 | 0
PeakO | 0 | 0 | 0 | 0 | 0 | 0
ST | 0 | 0 | 0 | 0 | 0 | 0
STOG | 0 | 0 | 0 | 0 | 0 | 0
STWD | 0 | 0 | 0 | 0 | 0 | 0
WT | 0 | 0 | 0 | 0 | 0 | 0
IGCC | 0 | 0 | 0 | 0 | 0 | 0
DemandResponse | 0 | 0 | 0 | 0 | 0 | 0
IGCC-CCS | 0 | 0 | 0 | 0 | 0 | 0
WT_off | 0 | 0 | 0 | 0 | 0 | 0
PseudoUnit | 0 | 0 | 0 | 0 | 0 | 0
FixedInterchange | 0 | 0 | 0 | 0 | 0 | 0
Retrofit VOM Costs by Reporting Type: SOCO
ReportingType | 2015 | 2020 | 2025 | 2030 | 2035 | 2040
BM | 0 | 0 | 0 | 0 | 0 | 0
CC | 0 | 0 | 0 | 0 | 0 | 0
CSP | 0 | 0 | 0 | 0 | 0 | 0
CT | 0 | 0 | 0 | 0 | 0 | 0
Coal | 91.52 | 60.64 | 34.45 | 38.03 | 38.03 | 38.03
Geo | 0 | 0 | 0 | 0 | 0 | 0
H | 0 | 0 | 0 | 0 | 0 | 0
LFG | 0 | 0 | 0 | 0 | 0 | 0
Nuc | 0 | 0 | 0 | 0 | 0 | 0
PS | 0 | 0 | 0 | 0 | 0 | 0
PV | 0 | 0 | 0 | 0 | 0 | 0
PeakG | 0 | 0 | 0 | 0 | 0 | 0
PeakO | 0 | 0 | 0 | 0 | 0 | 0
ST | 0 | 0 | 0 | 0 | 0 | 0
STOG | 0 | 0 | 0 | 0 | 0 | 0
STWD | 0 | 0 | 0 | 0 | 0 | 0
WT | 0 | 0 | 0 | 0 | 0 | 0
IGCC | 0 | 0 | 0 | 0 | 0 | 0
DemandResponse | 0 | 0 | 0 | 0 | 0 | 0
IGCC-CCS | 0 | 0 | 0 | 0 | 0 | 0
WT_off | 0 | 0 | 0 | 0 | 0 | 0
PseudoUnit | 0 | 0 | 0 | 0 | 0 | 0
FixedInterchange | 0 | 0 | 0 | 0 | 0 | 0
Retrofit VOM Costs by Reporting Type: SPP_N
ReportingType | 2015 | 2020 | 2025 | 2030 | 2035 | 2040
BM | 0 | 0 | 0 | 0 | 0 | 0
CC | 0 | 0 | 0 | 0 | 0 | 0
CSP | 0 | 0 | 0 | 0 | 0 | 0
CT | 0 | 0 | 0 | 0 | 0 | 0
Coal | 173.17 | 98.96 | 2.11 | 9.52 | 11.7 | 11.7
Geo | 0 | 0 | 0 | 0 | 0 | 0
H | 0 | 0 | 0 | 0 | 0 | 0
LFG | 0 | 0 | 0 | 0 | 0 | 0
Nuc | 0 | 0 | 0 | 0 | 0 | 0
PS | 0 | 0 | 0 | 0 | 0 | 0
PV | 0 | 0 | 0 | 0 | 0 | 0
PeakG | 0 | 0 | 0 | 0 | 0 | 0
PeakO | 0 | 0 | 0 | 0 | 0 | 0
ST | 0 | 0 | 0 | 0 | 0 | 0
STOG | 0 | 0 | 0 | 0 | 0 | 0
STWD | 0 | 0 | 0 | 0 | 0 | 0
WT | 0 | 0 | 0 | 0 | 0 | 0
IGCC | 0 | 0 | 0 | 0 | 0 | 0
DemandResponse | 0 | 0 | 0 | 0 | 0 | 0
IGCC-CCS | 0 | 0 | 0 | 0 | 0 | 0
WT_off | 0 | 0 | 0 | 0 | 0 | 0
PseudoUnit | 0 | 0 | 0 | 0 | 0 | 0
FixedInterchange | 0 | 0 | 0 | 0 | 0 | 0
Retrofit VOM Costs by Reporting Type: SPP_S
ReportingType | 2015 | 2020 | 2025 | 2030 | 2035 | 2040
BM | 0 | 0 | 0 | 0 | 0 | 0
CC | 0 | 0 | 0 | 0 | 0 | 0
CSP | 0 | 0 | 0 | 0 | 0 | 0
CT | 0 | 0 | 0 | 0 | 0 | 0
Coal | 40.23 | 58.02 | 0 | 0 | 0 | 0
Geo | 0 | 0 | 0 | 0 | 0 | 0
H | 0 | 0 | 0 | 0 | 0 | 0
LFG | 0 | 0 | 0 | 0 | 0 | 0
Nuc | 0 | 0 | 0 | 0 | 0 | 0
PS | 0 | 0 | 0 | 0 | 0 | 0
PV | 0 | 0 | 0 | 0 | 0 | 0
PeakG | 0 | 0 | 0 | 0 | 0 | 0
PeakO | 0 | 0 | 0 | 0 | 0 | 0
ST | 0 | 0 | 0 | 0 | 0 | 0
STOG | 0 | 0 | 0 | 0 | 0 | 0
STWD | 0 | 0 | 0 | 0 | 0 | 0
WT | 0 | 0 | 0 | 0 | 0 | 0
IGCC | 0 | 0 | 0 | 0 | 0 | 0
DemandResponse | 0 | 0 | 0 | 0 | 0 | 0
IGCC-CCS | 0 | 0 | 0 | 0 | 0 | 0
WT_off | 0 | 0 | 0 | 0 | 0 | 0
PseudoUnit | 0 | 0 | 0 | 0 | 0 | 0
FixedInterchange | 0 | 0 | 0 | 0 | 0 | 0
Retrofit VOM Costs by Reporting Type: TVA
ReportingType | 2015 | 2020 | 2025 | 2030 | 2035 | 2040
BM | 0 | 0 | 0 | 0 | 0 | 0
CC | 0 | 0 | 0 | 0 | 0 | 0
CSP | 0 | 0 | 0 | 0 | 0 | 0
CT | 0 | 0 | 0 | 0 | 0 | 0
Coal | 159.12 | 114.54 | 0.38 | 0 | 0 | 0
Geo | 0 | 0 | 0 | 0 | 0 | 0
H | 0 | 0 | 0 | 0 | 0 | 0
LFG | 0 | 0 | 0 | 0 | 0 | 0
Nuc | 0 | 0 | 0 | 0 | 0 | 0
PS | 0 | 0 | 0 | 0 | 0 | 0
PV | 0 | 0 | 0 | 0 | 0 | 0
PeakG | 0 | 0 | 0 | 0 | 0 | 0
PeakO | 0 | 0 | 0 | 0 | 0 | 0
ST | 0 | 0 | 0 | 0 | 0 | 0
STOG | 0 | 0 | 0 | 0 | 0 | 0
STWD | 0 | 0 | 0 | 0 | 0 | 0
WT | 0 | 0 | 0 | 0 | 0 | 0
IGCC | 0 | 0 | 0 | 0 | 0 | 0
DemandResponse | 0 | 0 | 0 | 0 | 0 | 0
IGCC-CCS | 0 | 0 | 0 | 0 | 0 | 0
WT_off | 0 | 0 | 0 | 0 | 0 | 0
PseudoUnit | 0 | 0 | 0 | 0 | 0 | 0
FixedInterchange | 0 | 0 | 0 | 0 | 0 | 0
Retrofit VOM Costs by Reporting Type: TVA_Transmission
ReportingType | 2015 | 2020 | 2025 | 2030 | 2035 | 2040
BM | 0 | 0 | 0 | 0 | 0 | 0
CC | 0 | 0 | 0 | 0 | 0 | 0
CSP | 0 | 0 | 0 | 0 | 0 | 0
CT | 0 | 0 | 0 | 0 | 0 | 0
Coal | 0 | 0 | 0 | 0 | 0 | 0
Geo | 0 | 0 | 0 | 0 | 0 | 0
H | 0 | 0 | 0 | 0 | 0 | 0
LFG | 0 | 0 | 0 | 0 | 0 | 0
Nuc | 0 | 0 | 0 | 0 | 0 | 0
PS | 0 | 0 | 0 | 0 | 0 | 0
PV | 0 | 0 | 0 | 0 | 0 | 0
PeakG | 0 | 0 | 0 | 0 | 0 | 0
PeakO | 0 | 0 | 0 | 0 | 0 | 0
ST | 0 | 0 | 0 | 0 | 0 | 0
STOG | 0 | 0 | 0 | 0 | 0 | 0
STWD | 0 | 0 | 0 | 0 | 0 | 0
WT | 0 | 0 | 0 | 0 | 0 | 0
IGCC | 0 | 0 | 0 | 0 | 0 | 0
DemandResponse | 0 | 0 | 0 | 0 | 0 | 0
IGCC-CCS | 0 | 0 | 0 | 0 | 0 | 0
WT_off | 0 | 0 | 0 | 0 | 0 | 0
PseudoUnit | 0 | 0 | 0 | 0 | 0 | 0
FixedInterchange | 0 | 0 | 0 | 0 | 0 | 0
Retrofit VOM Costs by Reporting Type: VACAR
ReportingType | 2015 | 2020 | 2025 | 2030 | 2035 | 2040
BM | 0 | 0 | 0 | 0 | 0 | 0
CC | 0 | 0 | 0 | 0 | 0 | 0
CSP | 0 | 0 | 0 | 0 | 0 | 0
CT | 0 | 0 | 0 | 0 | 0 | 0
Coal | 137.32 | 57.6 | 15.33 | 14.74 | 20.12 | 20.12
Geo | 0 | 0 | 0 | 0 | 0 | 0
H | 0 | 0 | 0 | 0 | 0 | 0
LFG | 0 | 0 | 0 | 0 | 0 | 0
Nuc | 0 | 0 | 0 | 0 | 0 | 0
PS | 0 | 0 | 0 | 0 | 0 | 0
PV | 0 | 0 | 0 | 0 | 0 | 0
PeakG | 0 | 0 | 0 | 0 | 0 | 0
PeakO | 0 | 0 | 0 | 0 | 0 | 0
ST | 0 | 0 | 0 | 0 | 0 | 0
STOG | 0 | 0 | 0 | 0 | 0 | 0
STWD | 0 | 0 | 0 | 0 | 0 | 0
WT | 0 | 0 | 0 | 0 | 0 | 0
IGCC | 0 | 0 | 0 | 0 | 0 | 0
DemandResponse | 0 | 0 | 0 | 0 | 0 | 0
IGCC-CCS | 0 | 0 | 0 | 0 | 0 | 0
WT_off | 0 | 0 | 0 | 0 | 0 | 0
PseudoUnit | 0 | 0 | 0 | 0 | 0 | 0
FixedInterchange | 0 | 0 | 0 | 0 | 0 | 0
Retrofit VOM Costs by Reporting Type: IESO
ReportingType | 2015 | 2020 | 2025 | 2030 | 2035 | 2040
BM | 0 | 0 | 0 | 0 | 0 | 0
CC | 0 | 0 | 0 | 0 | 0 | 0
CSP | 0 | 0 | 0 | 0 | 0 | 0
CT | 0 | 0 | 0 | 0 | 0 | 0
Coal | 0 | 0 | 0 | 0 | 0 | 0
Geo | 0 | 0 | 0 | 0 | 0 | 0
H | 0 | 0 | 0 | 0 | 0 | 0
LFG | 0 | 0 | 0 | 0 | 0 | 0
Nuc | 0 | 0 | 0 | 0 | 0 | 0
PS | 0 | 0 | 0 | 0 | 0 | 0
PV | 0 | 0 | 0 | 0 | 0 | 0
PeakG | 0 | 0 | 0 | 0 | 0 | 0
PeakO | 0 | 0 | 0 | 0 | 0 | 0
ST | 0 | 0 | 0 | 0 | 0 | 0
STOG | 0 | 0 | 0 | 0 | 0 | 0
STWD | 0 | 0 | 0 | 0 | 0 | 0
WT | 0 | 0 | 0 | 0 | 0 | 0
IGCC | 0 | 0 | 0 | 0 | 0 | 0
DemandResponse | 0 | 0 | 0 | 0 | 0 | 0
IGCC-CCS | 0 | 0 | 0 | 0 | 0 | 0
WT_off | 0 | 0 | 0 | 0 | 0 | 0
PseudoUnit | 0 | 0 | 0 | 0 | 0 | 0
FixedInterchange | 0 | 0 | 0 | 0 | 0 | 0
Retrofit VOM Costs by Reporting Type: MAPP_CA
ReportingType | 2015 | 2020 | 2025 | 2030 | 2035 | 2040
BM | 0 | 0 | 0 | 0 | 0 | 0
CC | 0 | 0 | 0 | 0 | 0 | 0
CSP | 0 | 0 | 0 | 0 | 0 | 0
CT | 0 | 0 | 0 | 0 | 0 | 0
Coal | 0 | 0 | 0 | 0 | 0 | 0
Geo | 0 | 0 | 0 | 0 | 0 | 0
H | 0 | 0 | 0 | 0 | 0 | 0
LFG | 0 | 0 | 0 | 0 | 0 | 0
Nuc | 0 | 0 | 0 | 0 | 0 | 0
PS | 0 | 0 | 0 | 0 | 0 | 0
PV | 0 | 0 | 0 | 0 | 0 | 0
PeakG | 0 | 0 | 0 | 0 | 0 | 0
PeakO | 0 | 0 | 0 | 0 | 0 | 0
ST | 0 | 0 | 0 | 0 | 0 | 0
STOG | 0 | 0 | 0 | 0 | 0 | 0
STWD | 0 | 0 | 0 | 0 | 0 | 0
WT | 0 | 0 | 0 | 0 | 0 | 0
IGCC | 0 | 0 | 0 | 0 | 0 | 0
DemandResponse | 0 | 0 | 0 | 0 | 0 | 0
IGCC-CCS | 0 | 0 | 0 | 0 | 0 | 0
WT_off | 0 | 0 | 0 | 0 | 0 | 0
PseudoUnit | 0 | 0 | 0 | 0 | 0 | 0
FixedInterchange | 0 | 0 | 0 | 0 | 0 | 0
Retrofit VOM Costs by Reporting Type: AZ_NM_SNV_Coal
ReportingType | 2015 | 2020 | 2025 | 2030 | 2035 | 2040
BM | 0 | 0 | 0 | 0 | 0 | 0
CC | 0 | 0 | 0 | 0 | 0 | 0
CSP | 0 | 0 | 0 | 0 | 0 | 0
CT | 0 | 0 | 0 | 0 | 0 | 0
Coal | 197.87 | 202.81 | 20.47 | 0 | 0 | 0
Geo | 0 | 0 | 0 | 0 | 0 | 0
H | 0 | 0 | 0 | 0 | 0 | 0
LFG | 0 | 0 | 0 | 0 | 0 | 0
Nuc | 0 | 0 | 0 | 0 | 0 | 0
PS | 0 | 0 | 0 | 0 | 0 | 0
PV | 0 | 0 | 0 | 0 | 0 | 0
PeakG | 0 | 0 | 0 | 0 | 0 | 0
PeakO | 0 | 0 | 0 | 0 | 0 | 0
ST | 0 | 0 | 0 | 0 | 0 | 0
STOG | 0 | 0 | 0 | 0 | 0 | 0
STWD | 0 | 0 | 0 | 0 | 0 | 0
WT | 0 | 0 | 0 | 0 | 0 | 0
IGCC | 0 | 0 | 0 | 0 | 0 | 0
DemandResponse | 0 | 0 | 0 | 0 | 0 | 0
IGCC-CCS | 0 | 0 | 0 | 0 | 0 | 0
WT_off | 0 | 0 | 0 | 0 | 0 | 0
PseudoUnit | 0 | 0 | 0 | 0 | 0 | 0
FixedInterchange | 0 | 0 | 0 | 0 | 0 | 0
Retrofit VOM Costs by Reporting Type: AZ_NM_SNV_Gas
ReportingType | 2015 | 2020 | 2025 | 2030 | 2035 | 2040
BM | 0 | 0 | 0 | 0 | 0 | 0
CC | 0 | 0 | 0 | 0 | 0 | 0
CSP | 0 | 0 | 0 | 0 | 0 | 0
CT | 0 | 0 | 0 | 0 | 0 | 0
Coal | 0 | 0 | 0 | 0 | 0 | 0
Geo | 0 | 0 | 0 | 0 | 0 | 0
H | 0 | 0 | 0 | 0 | 0 | 0
LFG | 0 | 0 | 0 | 0 | 0 | 0
Nuc | 0 | 0 | 0 | 0 | 0 | 0
PS | 0 | 0 | 0 | 0 | 0 | 0
PV | 0 | 0 | 0 | 0 | 0 | 0
PeakG | 0 | 0 | 0 | 0 | 0 | 0
PeakO | 0 | 0 | 0 | 0 | 0 | 0
ST | 0 | 0 | 0 | 0 | 0 | 0
STOG | 0 | 0 | 0 | 0 | 0 | 0
STWD | 0 | 0 | 0 | 0 | 0 | 0
WT | 0 | 0 | 0 | 0 | 0 | 0
IGCC | 0 | 0 | 0 | 0 | 0 | 0
DemandResponse | 0 | 0 | 0 | 0 | 0 | 0
IGCC-CCS | 0 | 0 | 0 | 0 | 0 | 0
WT_off | 0 | 0 | 0 | 0 | 0 | 0
PseudoUnit | 0 | 0 | 0 | 0 | 0 | 0
FixedInterchange | 0 | 0 | 0 | 0 | 0 | 0
Retrofit VOM Costs by Reporting Type: AZ_NM_SNV_NucRenew
ReportingType | 2015 | 2020 | 2025 | 2030 | 2035 | 2040
BM | 0 | 0 | 0 | 0 | 0 | 0
CC | 0 | 0 | 0 | 0 | 0 | 0
CSP | 0 | 0 | 0 | 0 | 0 | 0
CT | 0 | 0 | 0 | 0 | 0 | 0
Coal | 0 | 0 | 0 | 0 | 0 | 0
Geo | 0 | 0 | 0 | 0 | 0 | 0
H | 0 | 0 | 0 | 0 | 0 | 0
LFG | 0 | 0 | 0 | 0 | 0 | 0
Nuc | 0 | 0 | 0 | 0 | 0 | 0
PS | 0 | 0 | 0 | 0 | 0 | 0
PV | 0 | 0 | 0 | 0 | 0 | 0
PeakG | 0 | 0 | 0 | 0 | 0 | 0
PeakO | 0 | 0 | 0 | 0 | 0 | 0
ST | 0 | 0 | 0 | 0 | 0 | 0
STOG | 0 | 0 | 0 | 0 | 0 | 0
STWD | 0 | 0 | 0 | 0 | 0 | 0
WT | 0 | 0 | 0 | 0 | 0 | 0
IGCC | 0 | 0 | 0 | 0 | 0 | 0
DemandResponse | 0 | 0 | 0 | 0 | 0 | 0
IGCC-CCS | 0 | 0 | 0 | 0 | 0 | 0
WT_off | 0 | 0 | 0 | 0 | 0 | 0
PseudoUnit | 0 | 0 | 0 | 0 | 0 | 0
FixedInterchange | 0 | 0 | 0 | 0 | 0 | 0
Retrofit VOM Costs by Reporting Type: ERCOT
ReportingType | 2015 | 2020 | 2025 | 2030 | 2035 | 2040
BM | 0 | 0 | 0 | 0 | 0 | 0
CC | 0 | 0 | 0 | 0 | 0 | 0
CSP | 0 | 0 | 0 | 0 | 0 | 0
CT | 0 | 0 | 0 | 0 | 0 | 0
Coal | 111.76 | 58.94 | 11.48 | 16.05 | 16.05 | 16.05
Geo | 0 | 0 | 0 | 0 | 0 | 0
H | 0 | 0 | 0 | 0 | 0 | 0
LFG | 0 | 0 | 0 | 0 | 0 | 0
Nuc | 0 | 0 | 0 | 0 | 0 | 0
PS | 0 | 0 | 0 | 0 | 0 | 0
PV | 0 | 0 | 0 | 0 | 0 | 0
PeakG | 0 | 0 | 0 | 0 | 0 | 0
PeakO | 0 | 0 | 0 | 0 | 0 | 0
ST | 0 | 0 | 0 | 0 | 0 | 0
STOG | 0 | 0 | 0 | 0 | 0 | 0
STWD | 0 | 0 | 0 | 0 | 0 | 0
WT | 0 | 0 | 0 | 0 | 0 | 0
IGCC | 0 | 0 | 0 | 0 | 0 | 0
DemandResponse | 0 | 0 | 0 | 0 | 0 | 0
IGCC-CCS | 0 | 0 | 0 | 0 | 0 | 0
WT_off | 0 | 0 | 0 | 0 | 0 | 0
PseudoUnit | 0 | 0 | 0 | 0 | 0 | 0
FixedInterchange | 0 | 0 | 0 | 0 | 0 | 0
Retrofit VOM Costs by Reporting Type: NP15
ReportingType | 2015 | 2020 | 2025 | 2030 | 2035 | 2040
BM | 0 | 0 | 0 | 0 | 0 | 0
CC | 0 | 0 | 0 | 0 | 0 | 0
CSP | 0 | 0 | 0 | 0 | 0 | 0
CT | 0 | 0 | 0 | 0 | 0 | 0
Coal | 1.46 | 0 | 0 | 0 | 0 | 0
Geo | 0 | 0 | 0 | 0 | 0 | 0
H | 0 | 0 | 0 | 0 | 0 | 0
LFG | 0 | 0 | 0 | 0 | 0 | 0
Nuc | 0 | 0 | 0 | 0 | 0 | 0
PS | 0 | 0 | 0 | 0 | 0 | 0
PV | 0 | 0 | 0 | 0 | 0 | 0
PeakG | 0 | 0 | 0 | 0 | 0 | 0
PeakO | 0 | 0 | 0 | 0 | 0 | 0
ST | 0 | 0 | 0 | 0 | 0 | 0
STOG | 0 | 0 | 0 | 0 | 0 | 0
STWD | 0 | 0 | 0 | 0 | 0 | 0
WT | 0 | 0 | 0 | 0 | 0 | 0
IGCC | 0 | 0 | 0 | 0 | 0 | 0
DemandResponse | 0 | 0 | 0 | 0 | 0 | 0
IGCC-CCS | 0 | 0 | 0 | 0 | 0 | 0
WT_off | 0 | 0 | 0 | 0 | 0 | 0
PseudoUnit | 0 | 0 | 0 | 0 | 0 | 0
FixedInterchange | 0 | 0 | 0 | 0 | 0 | 0
Retrofit VOM Costs by Reporting Type: NWPP_Coal
ReportingType | 2015 | 2020 | 2025 | 2030 | 2035 | 2040
BM | 0 | 0 | 0 | 0 | 0 | 0
CC | 0 | 0 | 0 | 0 | 0 | 0
CSP | 0 | 0 | 0 | 0 | 0 | 0
CT | 0 | 0 | 0 | 0 | 0 | 0
Coal | 151.02 | 147.96 | 13.34 | 13.34 | 13.34 | 13.34
Geo | 0 | 0 | 0 | 0 | 0 | 0
H | 0 | 0 | 0 | 0 | 0 | 0
LFG | 0 | 0 | 0 | 0 | 0 | 0
Nuc | 0 | 0 | 0 | 0 | 0 | 0
PS | 0 | 0 | 0 | 0 | 0 | 0
PV | 0 | 0 | 0 | 0 | 0 | 0
PeakG | 0 | 0 | 0 | 0 | 0 | 0
PeakO | 0 | 0 | 0 | 0 | 0 | 0
ST | 0 | 0 | 0 | 0 | 0 | 0
STOG | 0 | 0 | 0 | 0 | 0 | 0
STWD | 0 | 0 | 0 | 0 | 0 | 0
WT | 0 | 0 | 0 | 0 | 0 | 0
IGCC | 0 | 0 | 0 | 0 | 0 | 0
DemandResponse | 0 | 0 | 0 | 0 | 0 | 0
IGCC-CCS | 0 | 0 | 0 | 0 | 0 | 0
WT_off | 0 | 0 | 0 | 0 | 0 | 0
PseudoUnit | 0 | 0 | 0 | 0 | 0 | 0
FixedInterchange | 0 | 0 | 0 | 0 | 0 | 0
Retrofit VOM Costs by Reporting Type: NWPP_Gas
ReportingType | 2015 | 2020 | 2025 | 2030 | 2035 | 2040
BM | 0 | 0 | 0 | 0 | 0 | 0
CC | 0 | 0 | 0 | 0 | 0 | 0
CSP | 0 | 0 | 0 | 0 | 0 | 0
CT | 0 | 0 | 0 | 0 | 0 | 0
Coal | 0 | 0 | 0 | 0 | 0 | 0
Geo | 0 | 0 | 0 | 0 | 0 | 0
H | 0 | 0 | 0 | 0 | 0 | 0
LFG | 0 | 0 | 0 | 0 | 0 | 0
Nuc | 0 | 0 | 0 | 0 | 0 | 0
PS | 0 | 0 | 0 | 0 | 0 | 0
PV | 0 | 0 | 0 | 0 | 0 | 0
PeakG | 0 | 0 | 0 | 0 | 0 | 0
PeakO | 0 | 0 | 0 | 0 | 0 | 0
ST | 0 | 0 | 0 | 0 | 0 | 0
STOG | 0 | 0 | 0 | 0 | 0 | 0
STWD | 0 | 0 | 0 | 0 | 0 | 0
WT | 0 | 0 | 0 | 0 | 0 | 0
IGCC | 0 | 0 | 0 | 0 | 0 | 0
DemandResponse | 0 | 0 | 0 | 0 | 0 | 0
IGCC-CCS | 0 | 0 | 0 | 0 | 0 | 0
WT_off | 0 | 0 | 0 | 0 | 0 | 0
PseudoUnit | 0 | 0 | 0 | 0 | 0 | 0
FixedInterchange | 0 | 0 | 0 | 0 | 0 | 0
Retrofit VOM Costs by Reporting Type: NWPP_NucRenew
ReportingType | 2015 | 2020 | 2025 | 2030 | 2035 | 2040
BM | 0 | 0 | 0 | 0 | 0 | 0
CC | 0 | 0 | 0 | 0 | 0 | 0
CSP | 0 | 0 | 0 | 0 | 0 | 0
CT | 0 | 0 | 0 | 0 | 0 | 0
Coal | 0 | 0 | 0 | 0 | 0 | 0
Geo | 0 | 0 | 0 | 0 | 0 | 0
H | 0 | 0 | 0 | 0 | 0 | 0
LFG | 0 | 0 | 0 | 0 | 0 | 0
Nuc | 0 | 0 | 0 | 0 | 0 | 0
PS | 0 | 0 | 0 | 0 | 0 | 0
PV | 0 | 0 | 0 | 0 | 0 | 0
PeakG | 0 | 0 | 0 | 0 | 0 | 0
PeakO | 0 | 0 | 0 | 0 | 0 | 0
ST | 0 | 0 | 0 | 0 | 0 | 0
STOG | 0 | 0 | 0 | 0 | 0 | 0
STWD | 0 | 0 | 0 | 0 | 0 | 0
WT | 0 | 0 | 0 | 0 | 0 | 0
IGCC | 0 | 0 | 0 | 0 | 0 | 0
DemandResponse | 0 | 0 | 0 | 0 | 0 | 0
IGCC-CCS | 0 | 0 | 0 | 0 | 0 | 0
WT_off | 0 | 0 | 0 | 0 | 0 | 0
PseudoUnit | 0 | 0 | 0 | 0 | 0 | 0
FixedInterchange | 0 | 0 | 0 | 0 | 0 | 0
Retrofit VOM Costs by Reporting Type: RMPA
ReportingType | 2015 | 2020 | 2025 | 2030 | 2035 | 2040
BM | 0 | 0 | 0 | 0 | 0 | 0
CC | 0 | 0 | 0 | 0 | 0 | 0
CSP | 0 | 0 | 0 | 0 | 0 | 0
CT | 0 | 0 | 0 | 0 | 0 | 0
Coal | 235.82 | 262.33 | 20.68 | 19.65 | 19.65 | 17.79
Geo | 0 | 0 | 0 | 0 | 0 | 0
H | 0 | 0 | 0 | 0 | 0 | 0
LFG | 0 | 0 | 0 | 0 | 0 | 0
Nuc | 0 | 0 | 0 | 0 | 0 | 0
PS | 0 | 0 | 0 | 0 | 0 | 0
PV | 0 | 0 | 0 | 0 | 0 | 0
PeakG | 0 | 0 | 0 | 0 | 0 | 0
PeakO | 0 | 0 | 0 | 0 | 0 | 0
ST | 0 | 0 | 0 | 0 | 0 | 0
STOG | 0 | 0 | 0 | 0 | 0 | 0
STWD | 0 | 0 | 0 | 0 | 0 | 0
WT | 0 | 0 | 0 | 0 | 0 | 0
IGCC | 0 | 0 | 0 | 0 | 0 | 0
DemandResponse | 0 | 0 | 0 | 0 | 0 | 0
IGCC-CCS | 0 | 0 | 0 | 0 | 0 | 0
WT_off | 0 | 0 | 0 | 0 | 0 | 0
PseudoUnit | 0 | 0 | 0 | 0 | 0 | 0
FixedInterchange | 0 | 0 | 0 | 0 | 0 | 0
Retrofit VOM Costs by Reporting Type: SP15
ReportingType | 2015 | 2020 | 2025 | 2030 | 2035 | 2040
BM | 0 | 0 | 0 | 0 | 0 | 0
CC | 0 | 0 | 0 | 0 | 0 | 0
CSP | 0 | 0 | 0 | 0 | 0 | 0
CT | 0 | 0 | 0 | 0 | 0 | 0
Coal | 5.19 | 5.66 | 0 | 0 | 0 | 0
Geo | 0 | 0 | 0 | 0 | 0 | 0
H | 0 | 0 | 0 | 0 | 0 | 0
LFG | 0 | 0 | 0 | 0 | 0 | 0
Nuc | 0 | 0 | 0 | 0 | 0 | 0
PS | 0 | 0 | 0 | 0 | 0 | 0
PV | 0 | 0 | 0 | 0 | 0 | 0
PeakG | 0 | 0 | 0 | 0 | 0 | 0
PeakO | 0 | 0 | 0 | 0 | 0 | 0
ST | 0 | 0 | 0 | 0 | 0 | 0
STOG | 0 | 0 | 0 | 0 | 0 | 0
STWD | 0 | 0 | 0 | 0 | 0 | 0
WT | 0 | 0 | 0 | 0 | 0 | 0
IGCC | 0 | 0 | 0 | 0 | 0 | 0
DemandResponse | 0 | 0 | 0 | 0 | 0 | 0
IGCC-CCS | 0 | 0 | 0 | 0 | 0 | 0
WT_off | 0 | 0 | 0 | 0 | 0 | 0
PseudoUnit | 0 | 0 | 0 | 0 | 0 | 0
FixedInterchange | 0 | 0 | 0 | 0 | 0 | 0
Retrofit VOM Costs by Reporting Type: ALB
ReportingType | 2015 | 2020 | 2025 | 2030 | 2035 | 2040
BM | 0 | 0 | 0 | 0 | 0 | 0
CC | 0 | 0 | 0 | 0 | 0 | 0
CSP | 0 | 0 | 0 | 0 | 0 | 0
CT | 0 | 0 | 0 | 0 | 0 | 0
Coal | 21.2 | 21.2 | 0 | 0 | 0 | 0
Geo | 0 | 0 | 0 | 0 | 0 | 0
H | 0 | 0 | 0 | 0 | 0 | 0
LFG | 0 | 0 | 0 | 0 | 0 | 0
Nuc | 0 | 0 | 0 | 0 | 0 | 0
PS | 0 | 0 | 0 | 0 | 0 | 0
PV | 0 | 0 | 0 | 0 | 0 | 0
PeakG | 0 | 0 | 0 | 0 | 0 | 0
PeakO | 0 | 0 | 0 | 0 | 0 | 0
ST | 0 | 0 | 0 | 0 | 0 | 0
STOG | 0 | 0 | 0 | 0 | 0 | 0
STWD | 0 | 0 | 0 | 0 | 0 | 0
WT | 0 | 0 | 0 | 0 | 0 | 0
IGCC | 0 | 0 | 0 | 0 | 0 | 0
DemandResponse | 0 | 0 | 0 | 0 | 0 | 0
IGCC-CCS | 0 | 0 | 0 | 0 | 0 | 0
WT_off | 0 | 0 | 0 | 0 | 0 | 0
PseudoUnit | 0 | 0 | 0 | 0 | 0 | 0
FixedInterchange | 0 | 0 | 0 | 0 | 0 | 0
Retrofit VOM Costs by Reporting Type: BC
ReportingType | 2015 | 2020 | 2025 | 2030 | 2035 | 2040
BM | 0 | 0 | 0 | 0 | 0 | 0
CC | 0 | 0 | 0 | 0 | 0 | 0
CSP | 0 | 0 | 0 | 0 | 0 | 0
CT | 0 | 0 | 0 | 0 | 0 | 0
Coal | 0 | 0 | 0 | 0 | 0 | 0
Geo | 0 | 0 | 0 | 0 | 0 | 0
H | 0 | 0 | 0 | 0 | 0 | 0
LFG | 0 | 0 | 0 | 0 | 0 | 0
Nuc | 0 | 0 | 0 | 0 | 0 | 0
PS | 0 | 0 | 0 | 0 | 0 | 0
PV | 0 | 0 | 0 | 0 | 0 | 0
PeakG | 0 | 0 | 0 | 0 | 0 | 0
PeakO | 0 | 0 | 0 | 0 | 0 | 0
ST | 0 | 0 | 0 | 0 | 0 | 0
STOG | 0 | 0 | 0 | 0 | 0 | 0
STWD | 0 | 0 | 0 | 0 | 0 | 0
WT | 0 | 0 | 0 | 0 | 0 | 0
IGCC | 0 | 0 | 0 | 0 | 0 | 0
DemandResponse | 0 | 0 | 0 | 0 | 0 | 0
IGCC-CCS | 0 | 0 | 0 | 0 | 0 | 0
WT_off | 0 | 0 | 0 | 0 | 0 | 0
PseudoUnit | 0 | 0 | 0 | 0 | 0 | 0
FixedInterchange | 0 | 0 | 0 | 0 | 0 | 0
Retrofit VOM Costs by Reporting Type: HQ_IESO
ReportingType | 2015 | 2020 | 2025 | 2030 | 2035 | 2040
BM | 0 | 0 | 0 | 0 | 0 | 0
CC | 0 | 0 | 0 | 0 | 0 | 0
CSP | 0 | 0 | 0 | 0 | 0 | 0
CT | 0 | 0 | 0 | 0 | 0 | 0
Coal | 0 | 0 | 0 | 0 | 0 | 0
Geo | 0 | 0 | 0 | 0 | 0 | 0
H | 0 | 0 | 0 | 0 | 0 | 0
LFG | 0 | 0 | 0 | 0 | 0 | 0
Nuc | 0 | 0 | 0 | 0 | 0 | 0
PS | 0 | 0 | 0 | 0 | 0 | 0
PV | 0 | 0 | 0 | 0 | 0 | 0
PeakG | 0 | 0 | 0 | 0 | 0 | 0
PeakO | 0 | 0 | 0 | 0 | 0 | 0
ST | 0 | 0 | 0 | 0 | 0 | 0
STOG | 0 | 0 | 0 | 0 | 0 | 0
STWD | 0 | 0 | 0 | 0 | 0 | 0
WT | 0 | 0 | 0 | 0 | 0 | 0
IGCC | 0 | 0 | 0 | 0 | 0 | 0
DemandResponse | 0 | 0 | 0 | 0 | 0 | 0
IGCC-CCS | 0 | 0 | 0 | 0 | 0 | 0
WT_off | 0 | 0 | 0 | 0 | 0 | 0
PseudoUnit | 0 | 0 | 0 | 0 | 0 | 0
FixedInterchange | 0 | 0 | 0 | 0 | 0 | 0
Retrofit VOM Costs by Reporting Type: HQ_NEISO
ReportingType | 2015 | 2020 | 2025 | 2030 | 2035 | 2040
BM | 0 | 0 | 0 | 0 | 0 | 0
CC | 0 | 0 | 0 | 0 | 0 | 0
CSP | 0 | 0 | 0 | 0 | 0 | 0
CT | 0 | 0 | 0 | 0 | 0 | 0
Coal | 0 | 0 | 0 | 0 | 0 | 0
Geo | 0 | 0 | 0 | 0 | 0 | 0
H | 0 | 0 | 0 | 0 | 0 | 0
LFG | 0 | 0 | 0 | 0 | 0 | 0
Nuc | 0 | 0 | 0 | 0 | 0 | 0
PS | 0 | 0 | 0 | 0 | 0 | 0
PV | 0 | 0 | 0 | 0 | 0 | 0
PeakG | 0 | 0 | 0 | 0 | 0 | 0
PeakO | 0 | 0 | 0 | 0 | 0 | 0
ST | 0 | 0 | 0 | 0 | 0 | 0
STOG | 0 | 0 | 0 | 0 | 0 | 0
STWD | 0 | 0 | 0 | 0 | 0 | 0
WT | 0 | 0 | 0 | 0 | 0 | 0
IGCC | 0 | 0 | 0 | 0 | 0 | 0
DemandResponse | 0 | 0 | 0 | 0 | 0 | 0
IGCC-CCS | 0 | 0 | 0 | 0 | 0 | 0
WT_off | 0 | 0 | 0 | 0 | 0 | 0
PseudoUnit | 0 | 0 | 0 | 0 | 0 | 0
FixedInterchange | 0 | 0 | 0 | 0 | 0 | 0
Retrofit VOM Costs by Reporting Type: HQ_NY
ReportingType | 2015 | 2020 | 2025 | 2030 | 2035 | 2040
BM | 0 | 0 | 0 | 0 | 0 | 0
CC | 0 | 0 | 0 | 0 | 0 | 0
CSP | 0 | 0 | 0 | 0 | 0 | 0
CT | 0 | 0 | 0 | 0 | 0 | 0
Coal | 0 | 0 | 0 | 0 | 0 | 0
Geo | 0 | 0 | 0 | 0 | 0 | 0
H | 0 | 0 | 0 | 0 | 0 | 0
LFG | 0 | 0 | 0 | 0 | 0 | 0
Nuc | 0 | 0 | 0 | 0 | 0 | 0
PS | 0 | 0 | 0 | 0 | 0 | 0
PV | 0 | 0 | 0 | 0 | 0 | 0
PeakG | 0 | 0 | 0 | 0 | 0 | 0
PeakO | 0 | 0 | 0 | 0 | 0 | 0
ST | 0 | 0 | 0 | 0 | 0 | 0
STOG | 0 | 0 | 0 | 0 | 0 | 0
STWD | 0 | 0 | 0 | 0 | 0 | 0
WT | 0 | 0 | 0 | 0 | 0 | 0
IGCC | 0 | 0 | 0 | 0 | 0 | 0
DemandResponse | 0 | 0 | 0 | 0 | 0 | 0
IGCC-CCS | 0 | 0 | 0 | 0 | 0 | 0
WT_off | 0 | 0 | 0 | 0 | 0 | 0
PseudoUnit | 0 | 0 | 0 | 0 | 0 | 0
FixedInterchange | 0 | 0 | 0 | 0 | 0 | 0
Retrofit VOM Costs by Reporting Type: MARITIMES
ReportingType | 2015 | 2020 | 2025 | 2030 | 2035 | 2040
BM | 0 | 0 | 0 | 0 | 0 | 0
CC | 0 | 0 | 0 | 0 | 0 | 0
CSP | 0 | 0 | 0 | 0 | 0 | 0
CT | 0 | 0 | 0 | 0 | 0 | 0
Coal | 0 | 0 | 0 | 0 | 0 | 0
Geo | 0 | 0 | 0 | 0 | 0 | 0
H | 0 | 0 | 0 | 0 | 0 | 0
LFG | 0 | 0 | 0 | 0 | 0 | 0
Nuc | 0 | 0 | 0 | 0 | 0 | 0
PS | 0 | 0 | 0 | 0 | 0 | 0
PV | 0 | 0 | 0 | 0 | 0 | 0
PeakG | 0 | 0 | 0 | 0 | 0 | 0
PeakO | 0 | 0 | 0 | 0 | 0 | 0
ST | 0 | 0 | 0 | 0 | 0 | 0
STOG | 0 | 0 | 0 | 0 | 0 | 0
STWD | 0 | 0 | 0 | 0 | 0 | 0
WT | 0 | 0 | 0 | 0 | 0 | 0
IGCC | 0 | 0 | 0 | 0 | 0 | 0
DemandResponse | 0 | 0 | 0 | 0 | 0 | 0
IGCC-CCS | 0 | 0 | 0 | 0 | 0 | 0
WT_off | 0 | 0 | 0 | 0 | 0 | 0
PseudoUnit | 0 | 0 | 0 | 0 | 0 | 0
FixedInterchange | 0 | 0 | 0 | 0 | 0 | 0
retrofit VOM Costs by Reporting Type: All
ReportingType | 2015 | 2020 | 2025 | 2030 | 2035 | 2040
BM | 0 | 0 | 0 | 0 | 0 | 0
CC | 0 | 0 | 0 | 0 | 0 | 0
CSP | 0 | 0 | 0 | 0 | 0 | 0
CT | 0 | 0 | 0 | 0 | 0 | 0
Coal | 2480.36 | 1908.05 | 204.24 | 204.89 | 232.51 | 236.13
Geo | 0 | 0 | 0 | 0 | 0 | 0
H | 0 | 0 | 0 | 0 | 0 | 0
LFG | 0 | 0 | 0 | 0 | 0 | 0
Nuc | 0 | 0 | 0 | 0 | 0 | 0
PS | 0 | 0 | 0 | 0 | 0 | 0
PV | 0 | 0 | 0 | 0 | 0 | 0
PeakG | 0 | 0 | 0 | 0 | 0 | 0
PeakO | 0 | 0 | 0 | 0 | 0 | 0
ST | 0 | 0 | 0 | 0 | 0 | 0
STOG | 0 | 0 | 0 | 0 | 0 | 0
STWD | 0 | 0 | 0 | 0 | 0 | 0
WT | 0 | 0 | 0 | 0 | 0 | 0
IGCC | 0 | 0 | 0 | 0 | 0 | 0
DemandResponse | 0 | 0 | 0 | 0 | 0 | 0
IGCC-CCS | 0 | 0 | 0 | 0 | 0 | 0
WT_off | 0 | 0 | 0 | 0 | 0 | 0
PseudoUnit | 0 | 0 | 0 | 0 | 0 | 0
FixedInterchange | 0 | 0 | 0 | 0 | 0 | 0
retrofit VOM Costs by Reporting Type: EI_US
ReportingType | 2015 | 2020 | 2025 | 2030 | 2035 | 2040
BM | 0 | 0 | 0 | 0 | 0 | 0
CC | 0 | 0 | 0 | 0 | 0 | 0
CSP | 0 | 0 | 0 | 0 | 0 | 0
CT | 0 | 0 | 0 | 0 | 0 | 0
Coal | 1756.03 | 1209.14 | 138.27 | 155.85 | 183.47 | 188.95
Geo | 0 | 0 | 0 | 0 | 0 | 0
H | 0 | 0 | 0 | 0 | 0 | 0
LFG | 0 | 0 | 0 | 0 | 0 | 0
Nuc | 0 | 0 | 0 | 0 | 0 | 0
PS | 0 | 0 | 0 | 0 | 0 | 0
PV | 0 | 0 | 0 | 0 | 0 | 0
PeakG | 0 | 0 | 0 | 0 | 0 | 0
PeakO | 0 | 0 | 0 | 0 | 0 | 0
ST | 0 | 0 | 0 | 0 | 0 | 0
STOG | 0 | 0 | 0 | 0 | 0 | 0
STWD | 0 | 0 | 0 | 0 | 0 | 0
WT | 0 | 0 | 0 | 0 | 0 | 0
IGCC | 0 | 0 | 0 | 0 | 0 | 0
DemandResponse | 0 | 0 | 0 | 0 | 0 | 0
IGCC-CCS | 0 | 0 | 0 | 0 | 0 | 0
WT_off | 0 | 0 | 0 | 0 | 0 | 0
PseudoUnit | 0 | 0 | 0 | 0 | 0 | 0
FixedInterchange | 0 | 0 | 0 | 0 | 0 | 0
retrofit VOM Costs by Reporting Type: EI_Canada
ReportingType | 2015 | 2020 | 2025 | 2030 | 2035 | 2040
BM | 0 | 0 | 0 | 0 | 0 | 0
CC | 0 | 0 | 0 | 0 | 0 | 0
CSP | 0 | 0 | 0 | 0 | 0 | 0
CT | 0 | 0 | 0 | 0 | 0 | 0
Coal | 0 | 0 | 0 | 0 | 0 | 0
Geo | 0 | 0 | 0 | 0 | 0 | 0
H | 0 | 0 | 0 | 0 | 0 | 0
LFG | 0 | 0 | 0 | 0 | 0 | 0
Nuc | 0 | 0 | 0 | 0 | 0 | 0
PS | 0 | 0 | 0 | 0 | 0 | 0
PV | 0 | 0 | 0 | 0 | 0 | 0
PeakG | 0 | 0 | 0 | 0 | 0 | 0
PeakO | 0 | 0 | 0 | 0 | 0 | 0
ST | 0 | 0 | 0 | 0 | 0 | 0
STOG | 0 | 0 | 0 | 0 | 0 | 0
STWD | 0 | 0 | 0 | 0 | 0 | 0
WT | 0 | 0 | 0 | 0 | 0 | 0
IGCC | 0 | 0 | 0 | 0 | 0 | 0
DemandResponse | 0 | 0 | 0 | 0 | 0 | 0
IGCC-CCS | 0 | 0 | 0 | 0 | 0 | 0
WT_off | 0 | 0 | 0 | 0 | 0 | 0
PseudoUnit | 0 | 0 | 0 | 0 | 0 | 0
FixedInterchange | 0 | 0 | 0 | 0 | 0 | 0
retrofit VOM Costs by Reporting Type: EI
ReportingType | 2015 | 2020 | 2025 | 2030 | 2035 | 2040
BM | 0 | 0 | 0 | 0 | 0 | 0
CC | 0 | 0 | 0 | 0 | 0 | 0
CSP | 0 | 0 | 0 | 0 | 0 | 0
CT | 0 | 0 | 0 | 0 | 0 | 0
Coal | 1756.03 | 1209.14 | 138.27 | 155.85 | 183.47 | 188.95
Geo | 0 | 0 | 0 | 0 | 0 | 0
H | 0 | 0 | 0 | 0 | 0 | 0
LFG | 0 | 0 | 0 | 0 | 0 | 0
Nuc | 0 | 0 | 0 | 0 | 0 | 0
PS | 0 | 0 | 0 | 0 | 0 | 0
PV | 0 | 0 | 0 | 0 | 0 | 0
PeakG | 0 | 0 | 0 | 0 | 0 | 0
PeakO | 0 | 0 | 0 | 0 | 0 | 0
ST | 0 | 0 | 0 | 0 | 0 | 0
STOG | 0 | 0 | 0 | 0 | 0 | 0
STWD | 0 | 0 | 0 | 0 | 0 | 0
WT | 0 | 0 | 0 | 0 | 0 | 0
IGCC | 0 | 0 | 0 | 0 | 0 | 0
DemandResponse | 0 | 0 | 0 | 0 | 0 | 0
IGCC-CCS | 0 | 0 | 0 | 0 | 0 | 0
WT_off | 0 | 0 | 0 | 0 | 0 | 0
PseudoUnit | 0 | 0 | 0 | 0 | 0 | 0
FixedInterchange | 0 | 0 | 0 | 0 | 0 | 0
retrofit VOM Costs by Reporting Type: Outside_EI
ReportingType | 2015 | 2020 | 2025 | 2030 | 2035 | 2040
BM | 0 | 0 | 0 | 0 | 0 | 0
CC | 0 | 0 | 0 | 0 | 0 | 0
CSP | 0 | 0 | 0 | 0 | 0 | 0
CT | 0 | 0 | 0 | 0 | 0 | 0
Coal | 724.32 | 698.91 | 65.97 | 49.04 | 49.04 | 47.18
Geo | 0 | 0 | 0 | 0 | 0 | 0
H | 0 | 0 | 0 | 0 | 0 | 0
LFG | 0 | 0 | 0 | 0 | 0 | 0
Nuc | 0 | 0 | 0 | 0 | 0 | 0
PS | 0 | 0 | 0 | 0 | 0 | 0
PV | 0 | 0 | 0 | 0 | 0 | 0
PeakG | 0 | 0 | 0 | 0 | 0 | 0
PeakO | 0 | 0 | 0 | 0 | 0 | 0
ST | 0 | 0 | 0 | 0 | 0 | 0
STOG | 0 | 0 | 0 | 0 | 0 | 0
STWD | 0 | 0 | 0 | 0 | 0 | 0
WT | 0 | 0 | 0 | 0 | 0 | 0
IGCC | 0 | 0 | 0 | 0 | 0 | 0
DemandResponse | 0 | 0 | 0 | 0 | 0 | 0
IGCC-CCS | 0 | 0 | 0 | 0 | 0 | 0
WT_off | 0 | 0 | 0 | 0 | 0 | 0
PseudoUnit | 0 | 0 | 0 | 0 | 0 | 0
FixedInterchange | 0 | 0 | 0 | 0 | 0 | 0
#10 | Base FOM Costs ($million)
Base FOM Costs by Reporting Type: Entergy
ReportingType | 2015 | 2020 | 2025 | 2030 | 2035 | 2040
BM | 0 | 0 | 0 | 0 | 0 | 0
CC | 443.5 | 594.47 | 483.63 | 408.22 | 130.23 | 100.19
CSP | 0 | 0 | 0 | 0 | 0 | 0
CT | 0 | 0 | 0 | 0 | 0 | 0
Coal | 475.4 | 21.37 | 21.37 | 21.37 | 21.37 | 21.37
Geo | 0 | 0 | 0 | 0 | 0 | 0
H | 10.6 | 10.6 | 10.6 | 10.6 | 10.6 | 10.6
LFG | 0.97 | 0.97 | 0.97 | 13.89 | 13.89 | 13.89
Nuc | 789.41 | 804.93 | 789.41 | 789.41 | 1237.88 | 1926.64
PS | 1.4 | 1.4 | 1.4 | 1.4 | 1.4 | 1.4
PV | 0 | 0.94 | 1.3 | 1.3 | 1.3 | 1.08
PeakG | 47.54 | 69.98 | 23.28 | 8.48 | 9.04 | 9.04
PeakO | 4.42 | 5.87 | 0 | 0 | 0 | 0
ST | 0 | 0 | 0 | 0 | 0 | 0
STOG | 65.02 | 76.94 | 0 | 0 | 0 | 0
STWD | 6.6 | 8.26 | 6.73 | 6.73 | 6.73 | 6.73
WT | 3.66 | 3.66 | 3.66 | 3.66 | 3.66 | 3.66
IGCC | 0 | 0 | 0 | 0 | 0 | 0
DemandResponse | 0 | 0 | 0 | 0 | 0 | 0
IGCC-CCS | 0 | 0 | 0 | 0 | 0 | 0
WT_off | 0 | 0 | 0 | 0 | 0 | 0
PseudoUnit | 0 | 0 | 0 | 0 | 0 | 0
FixedInterchange | 0 | 0 | 0 | 0 | 0 | 0
Base FOM Costs by Reporting Type: FRCC
ReportingType | 2015 | 2020 | 2025 | 2030 | 2035 | 2040
BM | 0 | 0 | 0 | 0 | 0 | 41.76
CC | 783.26 | 958.71 | 796.98 | 409.96 | 343.15 | 333.22
CSP | 0 | 0 | 0 | 0 | 0 | 0
CT | 16.6 | 16.6 | 16.6 | 16.6 | 0 | 0
Coal | 178.91 | 15.56 | 0 | 0 | 0 | 0
Geo | 0 | 0 | 0 | 0 | 0 | 0
H | 0.78 | 0.78 | 0.78 | 0.78 | 0.78 | 0.78
LFG | 58.63 | 58.63 | 82.46 | 82.46 | 82.46 | 82.46
Nuc | 601.49 | 635.55 | 680.68 | 1866.52 | 2336.79 | 2001.89
PS | 0 | 0 | 0 | 0 | 0 | 0
PV | 0.75 | 0.75 | 0.75 | 0.75 | 0.75 | 0.75
PeakG | 149.81 | 217.71 | 155.12 | 102.77 | 102.77 | 102.77
PeakO | 64.61 | 68.64 | 0 | 0 | 0 | 0
ST | 0 | 0 | 0 | 0 | 0 | 0
STOG | 42.96 | 0 | 0 | 0 | 0 | 0
STWD | 6.25 | 7.82 | 6.37 | 6.37 | 6.37 | 6.37
WT | 0 | 0 | 0 | 0 | 0 | 0
IGCC | 0 | 0 | 0 | 0 | 0 | 0
DemandResponse | 0 | 0 | 0 | 0 | 0 | 0
IGCC-CCS | 0 | 0 | 0 | 0 | 0 | 0
WT_off | 0 | 0 | 0 | 0 | 0 | 0
PseudoUnit | 0 | 0 | 0 | 0 | 0 | 0
FixedInterchange | 0 | 0 | 0 | 0 | 0 | 0
Base FOM Costs by Reporting Type: MAPP_US
ReportingType | 2015 | 2020 | 2025 | 2030 | 2035 | 2040
BM | 0 | 0 | 0 | 0 | 0 | 0
CC | 8.58 | 10.9 | 8.55 | 8.55 | 9.26 | 0
CSP | 0 | 0 | 0 | 0 | 0 | 0
CT | 2.06 | 2.06 | 2.06 | 2.01 | 0 | 0
Coal | 112.45 | 21.06 | 0 | 0 | 0 | 0
Geo | 3.95 | 3.95 | 3.95 | 3.95 | 3.95 | 3.95
H | 31.14 | 31.14 | 31.14 | 31.14 | 31.14 | 31.14
LFG | 0.24 | 0.24 | 0.24 | 8.86 | 8.86 | 8.86
Nuc | 0.01 | 0.01 | 0.01 | 0.01 | 0.01 | 0.01
PS | 0 | 0 | 0 | 0 | 0 | 0
PV | 0 | 0 | 0 | 0 | 0 | 0
PeakG | 12.29 | 19.13 | 7.45 | 5.02 | 5.82 | 4.88
PeakO | 2.27 | 3.74 | 0 | 0 | 0 | 0
ST | 0 | 0 | 0 | 0 | 0 | 0
STOG | 0 | 0 | 0 | 0 | 0 | 0
STWD | 0 | 0 | 0 | 0 | 0 | 0
WT | 55.22 | 294.49 | 328.21 | 328.21 | 328.21 | 328.21
IGCC | 0 | 0 | 0 | 0 | 0 | 0
DemandResponse | 0 | 0 | 0 | 0 | 0 | 0
IGCC-CCS | 0 | 0 | 0 | 0 | 0 | 0
WT_off | 0 | 0 | 0 | 0 | 0 | 0
PseudoUnit | 0 | 0 | 0 | 0 | 0 | 0
FixedInterchange | 0 | 0 | 0 | 0 | 0 | 0
Base FOM Costs by Reporting Type: MISO_IN
ReportingType | 2015 | 2020 | 2025 | 2030 | 2035 | 2040
BM | 0 | 0 | 0 | 0 | 0 | 0
CC | 74.74 | 311.65 | 301.29 | 304.81 | 310.77 | 265.29
CSP | 0 | 0 | 0 | 0 | 0 | 0
CT | 0 | 0 | 0 | 0 | 0 | 0
Coal | 496.54 | 290.76 | 50.58 | 46 | 51.03 | 73.82
Geo | 0 | 0 | 0 | 0 | 0 | 0
H | 1.07 | 1.07 | 1.07 | 1.07 | 1.07 | 1.07
LFG | 4.46 | 4.46 | 14.11 | 14.11 | 14.11 | 14.11
Nuc | 0.01 | 0.01 | 0.01 | 0.01 | 0.01 | 362.33
PS | 0 | 0 | 0 | 0 | 0 | 0
PV | 0 | 3.39 | 4.72 | 4.72 | 4.72 | 3.82
PeakG | 52.35 | 76.94 | 54.27 | 73.39 | 73.39 | 73.39
PeakO | 10.59 | 13.5 | 10.82 | 10.82 | 9.1 | 0
ST | 0 | 0 | 0 | 0 | 0 | 0
STOG | 12.26 | 14.51 | 12.44 | 12.44 | 0 | 0
STWD | 0 | 0 | 0 | 0 | 0 | 0
WT | 18.31 | 18.31 | 18.31 | 18.31 | 18.31 | 18.31
IGCC | 30.22 | 30.22 | 30.22 | 30.22 | 30.22 | 30.22
DemandResponse | 0 | 0 | 0 | 0 | 0 | 0
IGCC-CCS | 0 | 0 | 0 | 0 | 0 | 0
WT_off | 0 | 0 | 0 | 0 | 0 | 0
PseudoUnit | 0 | 0 | 0 | 0 | 0 | 0
FixedInterchange | 0 | 0 | 0 | 0 | 0 | 0
Base FOM Costs by Reporting Type: MISO_MI
ReportingType | 2015 | 2020 | 2025 | 2030 | 2035 | 2040
BM | 0 | 0 | 0 | 0 | 0 | 0
CC | 128.88 | 172.17 | 142.32 | 148.71 | 101.61 | 59.21
CSP | 0 | 0 | 0 | 0 | 0 | 0
CT | 0 | 0 | 0 | 0 | 0 | 0
Coal | 311.31 | 0 | 0 | 0 | 0 | 0
Geo | 0 | 0 | 0 | 0 | 0 | 0
H | 2.01 | 2.01 | 2.01 | 2.01 | 2.01 | 2.01
LFG | 19.67 | 19.67 | 38.95 | 38.95 | 38.95 | 38.95
Nuc | 275.03 | 275.03 | 275.03 | 275.03 | 161.75 | 726.36
PS | 44.44 | 44.44 | 44.44 | 44.44 | 44.44 | 44.44
PV | 0 | 0 | 0 | 0 | 0 | 0
PeakG | 61.2 | 89.88 | 71.67 | 85.63 | 85.63 | 85.63
PeakO | 15.67 | 19.97 | 16.01 | 16.01 | 13.76 | 0
ST | 0 | 0 | 0 | 0 | 0 | 0
STOG | 125.33 | 148.3 | 127.13 | 104.82 | 0 | 0
STWD | 5.22 | 6.54 | 5.33 | 5.33 | 5.33 | 5.33
WT | 61.65 | 61.65 | 61.65 | 61.65 | 37.64 | 37.64
IGCC | 0 | 0 | 0 | 0 | 0 | 0
DemandResponse | 0 | 0 | 0 | 0 | 0 | 0
IGCC-CCS | 0 | 0 | 0 | 0 | 0 | 0
WT_off | 0 | 0 | 0 | 0 | 0 | 0
PseudoUnit | 0 | 0 | 0 | 0 | 0 | 0
FixedInterchange | 0 | 0 | 0 | 0 | 0 | 0
Base FOM Costs by Reporting Type: MISO_MO-IL
ReportingType | 2015 | 2020 | 2025 | 2030 | 2035 | 2040
BM | 0 | 0 | 0 | 0 | 0 | 0
CC | 31.4 | 39.92 | 32.06 | 35.22 | 39.25 | 25.86
CSP | 0 | 0 | 0 | 0 | 0 | 0
CT | 0 | 0 | 0 | 0 | 0 | 0
Coal | 659.45 | 94.22 | 94.22 | 63.42 | 63.42 | 65.69
Geo | 0 | 0 | 0 | 0 | 0 | 0
H | 5.01 | 5.01 | 9 | 9 | 9 | 9
LFG | 2.17 | 2.17 | 29.04 | 29.04 | 29.04 | 29.04
Nuc | 308.98 | 325.11 | 325.11 | 325.11 | 325.11 | 325.11
PS | 10.45 | 10.45 | 10.45 | 10.45 | 10.45 | 10.45
PV | 0 | 0 | 0 | 0 | 0 | 0
PeakG | 77.83 | 114.84 | 80.73 | 103.92 | 110.46 | 110.46
PeakO | 21.48 | 28.65 | 22.96 | 22.96 | 17.35 | 0
ST | 0 | 0 | 0 | 0 | 0 | 0
STOG | 26.02 | 30.78 | 26.39 | 0 | 0 | 0
STWD | 0 | 0 | 0 | 0 | 0 | 0
WT | 21.36 | 21.36 | 42.19 | 42.19 | 42.19 | 42.19
IGCC | 0 | 0 | 0 | 0 | 0 | 0
DemandResponse | 0 | 0 | 0 | 0 | 0 | 0
IGCC-CCS | 0 | 0 | 0 | 0 | 0 | 0
WT_off | 0 | 0 | 0 | 0 | 0 | 0
PseudoUnit | 0 | 0 | 0 | 0 | 0 | 0
FixedInterchange | 0 | 0 | 0 | 0 | 0 | 0
Base FOM Costs by Reporting Type: MISO_W
ReportingType | 2015 | 2020 | 2025 | 2030 | 2035 | 2040
BM | 0 | 0 | 0 | 0 | 0 | 0
CC | 90.43 | 114.8 | 92.68 | 92.68 | 107.18 | 87.51
CSP | 0 | 0 | 0 | 0 | 0 | 0
CT | 0 | 0 | 0 | 0 | 0 | 0
Coal | 639.01 | 292.2 | 188.8 | 39.2 | 42.57 | 48.3
Geo | 0 | 0 | 0 | 0 | 0 | 0
H | 7.08 | 7.08 | 7.08 | 7.08 | 7.08 | 7.08
LFG | 24.73 | 24.73 | 24.73 | 33.36 | 33.36 | 33.36
Nuc | 343.79 | 343.79 | 343.79 | 602.57 | 0.04 | 0.04
PS | 0 | 0 | 0 | 0 | 0 | 0
PV | 0 | 0 | 0 | 0 | 0 | 0
PeakG | 87.12 | 123.54 | 89.97 | 105.17 | 108.71 | 108.71
PeakO | 56.38 | 79.08 | 64.57 | 64.57 | 39.06 | 0
ST | 0 | 0 | 0 | 0 | 0 | 0
STOG | 7.56 | 8.94 | 7.67 | 0 | 0 | 0
STWD | 10.03 | 12.55 | 10.23 | 10.23 | 10.23 | 10.23
WT | 268.82 | 268.82 | 1007.22 | 1007.22 | 1007.22 | 1007.22
IGCC | 0 | 0 | 0 | 0 | 0 | 0
DemandResponse | 0 | 0 | 0 | 0 | 0 | 0
IGCC-CCS | 0 | 0 | 0 | 0 | 0 | 0
WT_off | 0 | 0 | 0 | 0 | 0 | 0
PseudoUnit | 0 | 0 | 0 | 0 | 0 | 0
FixedInterchange | 0 | 0 | 0 | 0 | 0 | 0
Base FOM Costs by Reporting Type: MISO_WUMS
ReportingType | 2015 | 2020 | 2025 | 2030 | 2035 | 2040
BM | 0 | 0 | 0 | 0 | 0 | 0
CC | 155.43 | 192.44 | 172.21 | 172.21 | 186.9 | 109.7
CSP | 0 | 0 | 0 | 0 | 0 | 0
CT | 0 | 0 | 0 | 0 | 0 | 0
Coal | 229.92 | 86.95 | 80.28 | 82.21 | 83.6 | 94.06
Geo | 0 | 0 | 0 | 0 | 0 | 0
H | 4.79 | 4.8 | 4.8 | 4.8 | 4.8 | 4.8
LFG | 8.57 | 8.57 | 21.24 | 35.44 | 35.44 | 35.44
Nuc | 264.54 | 287.77 | 264.54 | 570.75 | 0.04 | 329.11
PS | 0 | 0 | 0 | 0 | 0 | 0
PV | 0 | 0 | 0 | 0 | 0 | 0
PeakG | 55.64 | 81.65 | 65.08 | 77.65 | 77.65 | 77.65
PeakO | 13.52 | 17.78 | 14.69 | 14.69 | 12.01 | 0
ST | 0 | 0 | 0 | 0 | 0 | 0
STOG | 13.21 | 15.63 | 13.39 | 0 | 0 | 0
STWD | 3.37 | 4.21 | 3.43 | 3.43 | 3.43 | 3.43
WT | 46.36 | 46.36 | 46.36 | 46.36 | 46.36 | 46.36
IGCC | 0 | 0 | 0 | 0 | 0 | 0
DemandResponse | 0 | 0 | 0 | 0 | 0 | 0
IGCC-CCS | 0 | 0 | 0 | 0 | 0 | 0
WT_off | 0 | 0 | 0 | 0 | 0 | 0
PseudoUnit | 0 | 0 | 0 | 0 | 0 | 0
FixedInterchange | 0 | 0 | 0 | 0 | 0 | 0
Base FOM Costs by Reporting Type: Nebraska
ReportingType | 2015 | 2020 | 2025 | 2030 | 2035 | 2040
BM | 0 | 0 | 0 | 0 | 0 | 0
CC | 10.62 | 18.51 | 15.86 | 15.86 | 17.75 | 18.29
CSP | 0 | 0 | 0 | 0 | 0 | 0
CT | 0 | 0 | 0 | 0 | 0 | 0
Coal | 257.61 | 38.62 | 38.62 | 40.06 | 40.06 | 47.82
Geo | 0 | 0 | 0 | 0 | 0 | 0
H | 2.38 | 2.38 | 2.38 | 2.38 | 2.38 | 2.38
LFG | 0.72 | 0.72 | 1.11 | 9.35 | 9.35 | 9.35
Nuc | 182.28 | 198.29 | 182.28 | 249.21 | 0.09 | 0.09
PS | 0 | 0 | 0 | 0 | 0 | 0
PV | 0 | 0 | 0 | 0 | 0 | 0
PeakG | 21.82 | 37.31 | 31.37 | 31.37 | 31.37 | 31.37
PeakO | 9.57 | 12.19 | 9.77 | 9.77 | 9.77 | 0
ST | 0 | 0 | 0 | 0 | 0 | 0
STOG | 0 | 0 | 0 | 0 | 0 | 0
STWD | 0 | 0 | 0 | 0 | 0 | 0
WT | 10.53 | 96.03 | 96.03 | 96.03 | 91.54 | 91.54
IGCC | 0 | 0 | 0 | 0 | 0 | 0
DemandResponse | 0 | 0 | 0 | 0 | 0 | 0
IGCC-CCS | 0 | 0 | 0 | 0 | 0 | 0
WT_off | 0 | 0 | 0 | 0 | 0 | 0
PseudoUnit | 0 | 0 | 0 | 0 | 0 | 0
FixedInterchange | 0 | 0 | 0 | 0 | 0 | 0
Base FOM Costs by Reporting Type: NEISO
ReportingType | 2015 | 2020 | 2025 | 2030 | 2035 | 2040
BM | 25.35 | 25.35 | 25.35 | 25.35 | 25.35 | 25.35
CC | 304.53 | 218.42 | 106 | 40.66 | 42.12 | 13.16
CSP | 0 | 0 | 0 | 0 | 0 | 0
CT | 2.24 | 2.24 | 2.24 | 2.17 | 1.55 | 1.55
Coal | 22.84 | 0 | 0 | 0 | 0 | 0
Geo | 0 | 0 | 0 | 0 | 0 | 0
H | 46.4 | 46.4 | 46.4 | 46.4 | 46.45 | 46.45
LFG | 70.11 | 70.11 | 70.11 | 78.5 | 78.5 | 78.5
Nuc | 676.28 | 735.67 | 676.28 | 676.28 | 488.61 | 932.14
PS | 39.74 | 39.74 | 39.74 | 39.74 | 39.74 | 39.74
PV | 0.03 | 4.11 | 4.11 | 4.11 | 4.11 | 4.11
PeakG | 19.94 | 29.61 | 20.7 | 22.52 | 28.85 | 28.85
PeakO | 0 | 0 | 0 | 0 | 0 | 0
ST | 0 | 0 | 0 | 0 | 0 | 0
STOG | 0 | 0 | 0 | 0 | 0 | 0
STWD | 19.55 | 24.46 | 19.93 | 19.93 | 19.93 | 19.93
WT | 13.44 | 61.14 | 92.2 | 151.02 | 151.02 | 151.02
IGCC | 0 | 0 | 0 | 0 | 0 | 0
DemandResponse | 0 | 0 | 0 | 0 | 0 | 0
IGCC-CCS | 0 | 0 | 0 | 0 | 0 | 0
WT_off | 24.96 | 24.96 | 24.96 | 24.96 | 24.96 | 24.96
PseudoUnit | 0 | 0 | 0 | 0 | 0 | 0
FixedInterchange | 0 | 0 | 0 | 0 | 0 | 0
Base FOM Costs by Reporting Type: NonRTO_Midwest
ReportingType | 2015 | 2020 | 2025 | 2030 | 2035 | 2040
BM | 0 | 0 | 0 | 0 | 0 | 0
CC | 26.76 | 47.88 | 47.88 | 47.88 | 47.88 | 21.12
CSP | 0 | 0 | 0 | 0 | 0 | 0
CT | 0 | 0 | 0 | 0 | 0 | 0
Coal | 518.39 | 309.08 | 90.05 | 63.66 | 64.4 | 70.89
Geo | 0 | 0 | 0 | 0 | 0 | 0
H | 2.04 | 2.04 | 12.66 | 12.66 | 12.66 | 12.66
LFG | 1.69 | 1.69 | 20.97 | 20.97 | 20.97 | 20.97
Nuc | 0.01 | 0.01 | 152.7 | 157.08 | 263.39 | 424.17
PS | 0 | 0 | 0 | 0 | 0 | 0
PV | 0 | 0 | 0 | 0 | 0 | 0
PeakG | 56.39 | 83.4 | 58.5 | 45.88 | 15.73 | 15.73
PeakO | 0.35 | 0.45 | 0.36 | 0 | 0 | 0
ST | 0 | 0 | 0 | 0 | 0 | 0
STOG | 0 | 0 | 0 | 0 | 0 | 0
STWD | 0 | 0 | 0 | 0 | 0 | 0
WT | 2.26 | 2.26 | 2.26 | 2.26 | 2.26 | 2.26
IGCC | 0 | 0 | 0 | 0 | 0 | 0
DemandResponse | 0 | 0 | 0 | 0 | 0 | 0
IGCC-CCS | 0 | 0 | 0 | 0 | 0 | 0
WT_off | 0 | 0 | 0 | 0 | 0 | 0
PseudoUnit | 0 | 0 | 0 | 0 | 0 | 0
FixedInterchange | 0 | 0 | 0 | 0 | 0 | 0
Base FOM Costs by Reporting Type: NYISO_A-F
ReportingType | 2015 | 2020 | 2025 | 2030 | 2035 | 2040
BM | 0 | 0 | 0 | 0 | 0 | 0
CC | 69.03 | 85.68 | 9.19 | 9.19 | 9.19 | 0
CSP | 0 | 0 | 0 | 0 | 0 | 0
CT | 0 | 0 | 0 | 0 | 0 | 0
Coal | 0 | 0 | 0 | 0 | 0 | 0
Geo | 0 | 0 | 0 | 0 | 0 | 0
H | 62.6 | 62.6 | 62.6 | 62.6 | 62.6 | 62.6
LFG | 20.8 | 20.8 | 20.8 | 28.97 | 28.97 | 28.97
Nuc | 489.92 | 509.2 | 489.92 | 399.48 | 552.03 | 578.17
PS | 33.52 | 33.52 | 33.52 | 33.52 | 33.52 | 33.52
PV | 0 | 0 | 0 | 0 | 0 | 0
PeakG | 3.78 | 5.56 | 0 | 0 | 0 | 0
PeakO | 0 | 0 | 0 | 0 | 0 | 0
ST | 0 | 0 | 0 | 0 | 0 | 0
STOG | 0 | 0 | 0 | 0 | 0 | 0
STWD | 2.76 | 3.45 | 2.81 | 2.81 | 2.81 | 2.81
WT | 113.42 | 133.35 | 133.35 | 133.35 | 133.35 | 133.35
IGCC | 0 | 0 | 0 | 0 | 0 | 0
DemandResponse | 0 | 0 | 0 | 0 | 0 | 0
IGCC-CCS | 0 | 0 | 0 | 0 | 0 | 0
WT_off | 0 | 0 | 0 | 0 | 0 | 0
PseudoUnit | 0 | 0 | 0 | 0 | 0 | 0
FixedInterchange | 0 | 0 | 0 | 0 | 0 | 0
Base FOM Costs by Reporting Type: NYISO_G-I
ReportingType | 2015 | 2020 | 2025 | 2030 | 2035 | 2040
BM | 0 | 0 | 0 | 0 | 0 | 0
CC | 34.33 | 43.65 | 33.54 | 23.52 | 28.79 | 28.79
CSP | 0 | 0 | 0 | 0 | 0 | 0
CT | 0 | 0 | 0 | 0 | 0 | 0
Coal | 0 | 0 | 0 | 0 | 0 | 0
Geo | 0 | 0 | 0 | 0 | 0 | 0
H | 0.46 | 0.46 | 0.46 | 0.46 | 0.46 | 0.46
LFG | 7.72 | 7.72 | 7.72 | 16.67 | 16.67 | 16.67
Nuc | 297.74 | 323.88 | 297.74 | 297.74 | 452.18 | 94.22
PS | 0 | 0 | 0 | 0 | 0 | 0
PV | 0 | 0 | 0 | 0 | 0 | 0
PeakG | 1.51 | 2.04 | 1.56 | 1.56 | 1.56 | 1.56
PeakO | 2.55 | 3.25 | 0 | 0 | 0 | 0
ST | 0 | 0 | 0 | 0 | 0 | 0
STOG | 0 | 0 | 0 | 0 | 0 | 0
STWD | 0 | 0 | 0 | 0 | 0 | 0
WT | 0 | 1.68 | 1.68 | 1.68 | 10.11 | 10.11
IGCC | 0 | 0 | 0 | 0 | 0 | 0
DemandResponse | 0 | 0 | 0 | 0 | 0 | 0
IGCC-CCS | 0 | 0 | 0 | 0 | 0 | 0
WT_off | 0 | 0 | 0 | 0 | 0 | 0
PseudoUnit | 0 | 0 | 0 | 0 | 0 | 0
FixedInterchange | 0 | 0 | 0 | 0 | 0 | 0
Base FOM Costs by Reporting Type: NYISO_J-K
ReportingType | 2015 | 2020 | 2025 | 2030 | 2035 | 2040
BM | 0 | 0 | 0 | 0 | 0 | 0
CC | 125.46 | 154.92 | 127.77 | 138.94 | 152.61 | 135.7
CSP | 0 | 0 | 0 | 0 | 0 | 0
CT | 0 | 0 | 0 | 0 | 0 | 0
Coal | 0 | 0 | 0 | 0 | 0 | 0
Geo | 0 | 0 | 0 | 0 | 0 | 0
H | 0 | 0 | 0 | 0 | 0 | 0
LFG | 14.96 | 14.96 | 14.96 | 23.9 | 23.9 | 23.9
Nuc | 0.01 | 0.01 | 0.01 | 0.01 | 0.01 | 0.01
PS | 0 | 0 | 0 | 0 | 0 | 0
PV | 0.53 | 0.53 | 0.53 | 0.53 | 0 | 0
PeakG | 54.7 | 77.08 | 56.45 | 62.35 | 66.78 | 66.78
PeakO | 61.69 | 79.16 | 63.78 | 65.02 | 65.02 | 65.02
ST | 0 | 0 | 0 | 0 | 0 | 0
STOG | 85.56 | 98.97 | 49.17 | 15.78 | 11.38 | 11.38
STWD | 0 | 0 | 0 | 0 | 0 | 0
WT | 0 | 0 | 0 | 0 | 4.77 | 4.77
IGCC | 0 | 0 | 0 | 0 | 0 | 0
DemandResponse | 0 | 0 | 0 | 0 | 0 | 0
IGCC-CCS | 0 | 0 | 0 | 0 | 0 | 0
WT_off | 0 | 0 | 0 | 0 | 0 | 0
PseudoUnit | 0 | 0 | 0 | 0 | 0 | 0
FixedInterchange | 0 | 0 | 0 | 0 | 0 | 0
Base FOM Costs by Reporting Type: PJM_E
ReportingType | 2015 | 2020 | 2025 | 2030 | 2035 | 2040
BM | 3.02 | 3.02 | 3.02 | 3.02 | 3.02 | 3.02
CC | 297.21 | 359.4 | 312.87 | 292.99 | 304.32 | 292.35
CSP | 0 | 0 | 0 | 0 | 0 | 0
CT | 0.18 | 0.18 | 0.18 | 0 | 0 | 0
Coal | 41.72 | 0.8 | 0.8 | 0.8 | 0.8 | 0.8
Geo | 0 | 0 | 0 | 0 | 0 | 0
H | 3.85 | 3.85 | 3.85 | 3.85 | 3.85 | 3.85
LFG | 56.83 | 72.83 | 72.83 | 72.83 | 72.83 | 72.83
Nuc | 1239 | 1184.31 | 1149.53 | 1149.53 | 825.73 | 1983.3
PS | 9.5 | 9.5 | 9.5 | 9.5 | 9.5 | 9.5
PV | 0.75 | 0.75 | 0.75 | 0.75 | 0.75 | 0.75
PeakG | 75.2 | 106.43 | 77.64 | 89.79 | 93.22 | 93.22
PeakO | 75.92 | 100.78 | 82.41 | 0 | 0 | 0
ST | 0 | 0 | 0 | 0 | 0 | 0
STOG | 35.11 | 41.54 | 0 | 0 | 0 | 0
STWD | 0 | 0 | 0 | 0 | 0 | 0
WT | 32.63 | 32.63 | 32.63 | 32.63 | 32.63 | 32.63
IGCC | 0 | 0 | 0 | 0 | 0 | 0
DemandResponse | 0 | 0 | 0 | 0 | 0 | 0
IGCC-CCS | 0 | 0 | 0 | 0 | 0 | 0
WT_off | 0 | 0 | 58.67 | 58.67 | 58.67 | 58.67
PseudoUnit | 0 | 0 | 0 | 0 | 0 | 0
FixedInterchange | 0 | 0 | 0 | 0 | 0 | 0
Base FOM Costs by Reporting Type: PJM_ROM
ReportingType | 2015 | 2020 | 2025 | 2030 | 2035 | 2040
BM | 1.81 | 1.81 | 1.81 | 1.81 | 1.81 | 1.81
CC | 142.43 | 174.53 | 145.82 | 142.72 | 120.19 | 96.04
CSP | 0 | 0 | 0 | 0 | 0 | 0
CT | 0.11 | 0.11 | 0.11 | 0.11 | 0 | 0
Coal | 116.63 | 28.36 | 0.96 | 0.96 | 0.96 | 0.96
Geo | 0 | 0 | 0 | 0 | 0 | 0
H | 19.83 | 19.83 | 29.48 | 29.48 | 29.48 | 29.48
LFG | 43.05 | 74.95 | 74.95 | 74.95 | 74.95 | 74.95
Nuc | 733.21 | 756.8 | 733.21 | 733.21 | 657.66 | 1571.05
PS | 35.92 | 35.92 | 35.92 | 35.92 | 35.92 | 35.92
PV | 0.06 | 20.51 | 30.08 | 30.54 | 30.54 | 30.54
PeakG | 30.83 | 44.67 | 41.32 | 33.32 | 33.32 | 33.32
PeakO | 45.95 | 58.57 | 46.94 | 0 | 0 | 0
ST | 0 | 0 | 0 | 0 | 0 | 0
STOG | 155.08 | 183.5 | 0 | 0 | 0 | 0
STWD | 2.24 | 2.81 | 2.29 | 2.29 | 2.29 | 2.29
WT | 38.48 | 59.54 | 59.54 | 59.54 | 59.54 | 59.54
IGCC | 0 | 0 | 0 | 0 | 0 | 0
DemandResponse | 0 | 0 | 0 | 0 | 0 | 0
IGCC-CCS | 0 | 0 | 0 | 0 | 0 | 0
WT_off | 0 | 0 | 0 | 0 | 0 | 0
PseudoUnit | 0 | 0 | 0 | 0 | 0 | 0
FixedInterchange | 0 | 0 | 0 | 0 | 0 | 0
Base FOM Costs by Reporting Type: PJM_ROR
ReportingType | 2015 | 2020 | 2025 | 2030 | 2035 | 2040
BM | 38.69 | 38.69 | 38.69 | 38.69 | 38.69 | 38.69
CC | 495.33 | 583.5 | 510.8 | 488.7 | 387.8 | 207.78
CSP | 0 | 0 | 0 | 0 | 0 | 0
CT | 0.19 | 0.19 | 0.19 | 0.19 | 0 | 0
Coal | 1994.8 | 1113.85 | 156.21 | 160.66 | 164.01 | 164.01
Geo | 0 | 0 | 0 | 0 | 0 | 0
H | 26.17 | 33.33 | 33.33 | 33.33 | 33.33 | 33.33
LFG | 65.06 | 126.87 | 126.87 | 126.87 | 126.87 | 126.87
Nuc | 2917.4 | 3014.07 | 2917.4 | 2791.17 | 2751.48 | 6181.71
PS | 73.14 | 73.14 | 73.14 | 73.14 | 73.14 | 73.14
PV | 0.35 | 0.35 | 0.35 | 0.35 | 0.35 | 0.35
PeakG | 325.76 | 481.29 | 337.93 | 407.29 | 387.7 | 300.88
PeakO | 48.69 | 65.15 | 52.22 | 0 | 0 | 0
ST | 0 | 0 | 0 | 0 | 0 | 0
STOG | 91.71 | 108.52 | 0 | 0 | 0 | 0
STWD | 6.22 | 7.78 | 6.34 | 6.34 | 6.34 | 6.34
WT | 322.6 | 327.98 | 339.22 | 1365.88 | 1365.88 | 1365.88
IGCC | 0 | 0 | 0 | 0 | 0 | 0
DemandResponse | 0 | 0 | 0 | 0 | 0 | 0
IGCC-CCS | 0 | 0 | 0 | 0 | 0 | 0
WT_off | 0 | 0 | 0 | 0 | 0 | 0
PseudoUnit | 0 | 0 | 0 | 0 | 0 | 0
FixedInterchange | 0 | 0 | 0 | 0 | 0 | 0
Base FOM Costs by Reporting Type: SOCO
ReportingType | 2015 | 2020 | 2025 | 2030 | 2035 | 2040
BM | 5.53 | 5.53 | 5.53 | 5.53 | 5.53 | 5.53
CC | 520.88 | 649.65 | 541.07 | 470.49 | 213.94 | 130.49
CSP | 0 | 0 | 0 | 0 | 0 | 0
CT | 0 | 0 | 0 | 0 | 0 | 0
Coal | 487.77 | 309.71 | 99.61 | 106.13 | 111 | 111
Geo | 0 | 0 | 0 | 0 | 0 | 0
H | 59.74 | 59.74 | 59.74 | 59.74 | 59.74 | 59.74
LFG | 4.46 | 4.46 | 17.39 | 17.39 | 17.39 | 17.39
Nuc | 850.41 | 1045.67 | 1045.67 | 1754.75 | 2171.45 | 2668.58
PS | 39.76 | 39.76 | 39.76 | 39.76 | 39.76 | 39.76
PV | 0 | 0 | 0 | 0 | 0 | 0
PeakG | 170.16 | 252.63 | 147.33 | 6.93 | 7.39 | 7.39
PeakO | 0 | 0 | 0 | 0 | 0 | 0
ST | 0 | 0 | 0 | 0 | 0 | 0
STOG | 0 | 0 | 0 | 0 | 0 | 0
STWD | 21.41 | 26.79 | 21.83 | 21.83 | 21.83 | 21.83
WT | 0 | 0 | 0 | 0 | 0 | 0
IGCC | 0 | 0 | 0 | 0 | 0 | 0
DemandResponse | 0 | 0 | 0 | 0 | 0 | 0
IGCC-CCS | 0 | 0 | 0 | 0 | 0 | 0
WT_off | 0 | 0 | 0 | 0 | 0 | 0
PseudoUnit | 0 | 0 | 0 | 0 | 0 | 0
FixedInterchange | 0 | 0 | 0 | 0 | 0 | 0
Base FOM Costs by Reporting Type: SPP_N
ReportingType | 2015 | 2020 | 2025 | 2030 | 2035 | 2040
BM | 0 | 0 | 0 | 0 | 0 | 0
CC | 49.9 | 81.93 | 71.64 | 76.17 | 81.05 | 81.05
CSP | 0 | 0 | 0 | 0 | 0 | 0
CT | 0 | 0 | 0 | 0 | 0 | 0
Coal | 520.3 | 368.77 | 62.32 | 62.32 | 62.32 | 91.44
Geo | 0 | 0 | 0 | 0 | 0 | 0
H | 0.3 | 0.3 | 0.3 | 0.3 | 0.3 | 0.3
LFG | 0.84 | 0.84 | 12.28 | 12.28 | 12.28 | 12.28
Nuc | 160.51 | 168.89 | 168.89 | 215.32 | 575.91 | 575.91
PS | 0 | 0 | 0 | 0 | 0 | 0
PV | 0 | 0 | 0 | 0 | 0 | 0
PeakG | 74.97 | 117.69 | 105.7 | 105.7 | 105.7 | 105.7
PeakO | 34.89 | 44.84 | 35.94 | 35.94 | 35.94 | 0
ST | 0 | 0 | 0 | 0 | 0 | 0
STOG | 35.89 | 42.47 | 36.41 | 6.03 | 0 | 0
STWD | 0 | 0 | 0 | 0 | 0 | 0
WT | 41.99 | 386.39 | 386.39 | 386.39 | 386.39 | 386.39
IGCC | 0 | 0 | 0 | 0 | 0 | 0
DemandResponse | 0 | 0 | 0 | 0 | 0 | 0
IGCC-CCS | 0 | 0 | 0 | 0 | 0 | 0
WT_off | 0 | 0 | 0 | 0 | 0 | 0
PseudoUnit | 0 | 0 | 0 | 0 | 0 | 0
FixedInterchange | 0 | 0 | 0 | 0 | 0 | 0
Base FOM Costs by Reporting Type: SPP_S
ReportingType | 2015 | 2020 | 2025 | 2030 | 2035 | 2040
BM | 0 | 0 | 0 | 0 | 0 | 0
CC | 327.42 | 484.19 | 405.61 | 434.14 | 435.31 | 412.22
CSP | 0 | 0 | 0 | 0 | 0 | 0
CT | 2.76 | 4.77 | 4.77 | 4.77 | 2.01 | 0
Coal | 643.3 | 252.16 | 29.32 | 29.32 | 29.32 | 29.32
Geo | 0 | 0 | 0 | 0 | 0 | 0
H | 30.03 | 30.03 | 30.03 | 30.03 | 31.32 | 31.32
LFG | 2.29 | 2.29 | 13.72 | 13.72 | 13.72 | 13.72
Nuc | 0.01 | 0.01 | 0.01 | 0.01 | 160.7 | 160.7
PS | 10.59 | 10.59 | 10.59 | 10.59 | 10.59 | 10.59
PV | 0 | 0 | 0 | 0 | 0 | 0
PeakG | 60.2 | 87.93 | 62.37 | 76.78 | 82.77 | 82.77
PeakO | 3.36 | 4.54 | 3.63 | 3.63 | 3.64 | 0
ST | 0 | 0 | 0 | 0 | 0 | 0
STOG | 269.54 | 318.94 | 273.4 | 207.03 | 0 | 0
STWD | 2.69 | 3.37 | 2.75 | 2.75 | 2.75 | 2.75
WT | 90.68 | 563.65 | 563.65 | 563.65 | 563.65 | 563.65
IGCC | 0 | 0 | 0 | 0 | 0 | 0
DemandResponse | 0 | 0 | 0 | 0 | 0 | 0
IGCC-CCS | 0 | 0 | 0 | 0 | 0 | 0
WT_off | 0 | 0 | 0 | 0 | 0 | 0
PseudoUnit | 0 | 0 | 0 | 0 | 0 | 0
FixedInterchange | 0 | 0 | 0 | 0 | 0 | 0
Base FOM Costs by Reporting Type: TVA
ReportingType | 2015 | 2020 | 2025 | 2030 | 2035 | 2040
BM | 0 | 0 | 0 | 0 | 0 | 0
CC | 159.78 | 235.46 | 202.33 | 208.19 | 109.02 | 86.28
CSP | 0 | 0 | 0 | 0 | 0 | 0
CT | 0 | 0 | 0 | 0 | 0 | 0
Coal | 443.47 | 302.08 | 6.71 | 0 | 0 | 0
Geo | 0 | 0 | 0 | 0 | 0 | 0
H | 72.8 | 72.8 | 72.8 | 73.19 | 73.19 | 73.19
LFG | 1.57 | 1.57 | 14.49 | 14.49 | 14.49 | 14.49
Nuc | 1153.81 | 1199.07 | 1153.81 | 1183.08 | 1384.96 | 1982.18
PS | 41.38 | 41.38 | 41.38 | 41.38 | 41.38 | 41.38
PV | 0 | 0 | 0 | 0 | 0 | 0
PeakG | 99.24 | 153.37 | 140.99 | 72.01 | 72.01 | 72.01
PeakO | 1.87 | 2.54 | 1.92 | 0 | 0 | 0
ST | 0 | 0 | 0 | 0 | 0 | 0
STOG | 0 | 0 | 0 | 0 | 0 | 0
STWD | 0.16 | 0.2 | 0.16 | 0.16 | 0.16 | 0.16
WT | 0.99 | 0.99 | 0.99 | 0.99 | 0.99 | 0.99
IGCC | 0 | 0 | 0 | 0 | 0 | 0
DemandResponse | 0 | 0 | 0 | 0 | 0 | 0
IGCC-CCS | 0 | 0 | 0 | 0 | 0 | 0
WT_off | 0 | 0 | 0 | 0 | 0 | 0
PseudoUnit | 0 | 0 | 0 | 0 | 0 | 0
FixedInterchange | 0 | 0 | 0 | 0 | 0 | 0
Base FOM Costs by Reporting Type: TVA_Transmission
ReportingType | 2015 | 2020 | 2025 | 2030 | 2035 | 2040
BM | 0 | 0 | 0 | 0 | 0 | 0
CC | 0 | 0 | 0 | 0 | 0 | 0
CSP | 0 | 0 | 0 | 0 | 0 | 0
CT | 0 | 0 | 0 | 0 | 0 | 0
Coal | 0 | 0 | 0 | 0 | 0 | 0
Geo | 0 | 0 | 0 | 0 | 0 | 0
H | 0 | 0 | 0 | 0 | 0 | 0
LFG | 0 | 0 | 0 | 0 | 0 | 0
Nuc | 0 | 0 | 0 | 0 | 0 | 0
PS | 0 | 0 | 0 | 0 | 0 | 0
PV | 0 | 0 | 0 | 0 | 0 | 0
PeakG | 0 | 0 | 0 | 0 | 0 | 0
PeakO | 0 | 0 | 0 | 0 | 0 | 0
ST | 0 | 0 | 0 | 0 | 0 | 0
STOG | 0 | 0 | 0 | 0 | 0 | 0
STWD | 0 | 0 | 0 | 0 | 0 | 0
WT | 0 | 0 | 0 | 0 | 0 | 0
IGCC | 0 | 0 | 0 | 0 | 0 | 0
DemandResponse | 0 | 0 | 0 | 0 | 0 | 0
IGCC-CCS | 0 | 0 | 0 | 0 | 0 | 0
WT_off | 0 | 0 | 0 | 0 | 0 | 0
PseudoUnit | 0 | 0 | 0 | 0 | 0 | 0
FixedInterchange | 0 | 0 | 0 | 0 | 0 | 0
Base FOM Costs by Reporting Type: VACAR
ReportingType | 2015 | 2020 | 2025 | 2030 | 2035 | 2040
BM | 0.09 | 0.09 | 36.8 | 36.8 | 36.8 | 48.87
CC | 274.42 | 303.84 | 277.67 | 276.32 | 169.58 | 49.66
CSP | 0 | 0 | 0 | 0 | 0 | 0
CT | 4.8 | 4.8 | 4.8 | 0 | 0 | 0
Coal | 668.82 | 358.13 | 103.88 | 89.35 | 93.03 | 102.67
Geo | 0 | 0 | 0 | 0 | 0 | 0
H | 30.23 | 30.23 | 30.23 | 30.23 | 30.23 | 30.23
LFG | 7.64 | 20.52 | 20.52 | 20.52 | 20.52 | 20.52
Nuc | 1664.13 | 1955.26 | 1870.92 | 2033.42 | 2257.46 | 4372.96
PS | 62.1 | 62.1 | 62.1 | 62.1 | 62.1 | 62.1
PV | 0.23 | 2.24 | 2.24 | 2.24 | 2.24 | 2.24
PeakG | 142.93 | 209.84 | 148.17 | 137.63 | 77.45 | 77.45
PeakO | 36.13 | 46.34 | 37.33 | 0 | 0 | 0
ST | 0 | 0 | 0 | 0 | 0 | 0
STOG | 4.04 | 4.78 | 4.1 | 0 | 0 | 0
STWD | 9.01 | 11.27 | 9.18 | 9.18 | 9.18 | 9.18
WT | 0.03 | 98.25 | 98.25 | 98.25 | 98.25 | 98.25
IGCC | 0 | 0 | 0 | 0 | 0 | 0
DemandResponse | 0 | 0 | 0 | 0 | 0 | 0
IGCC-CCS | 0 | 0 | 0 | 0 | 0 | 0
WT_off | 0.05 | 0.05 | 0.05 | 0.05 | 0.05 | 0.05
PseudoUnit | 0 | 0 | 0 | 0 | 0 | 0
FixedInterchange | 0 | 0 | 0 | 0 | 0 | 0
Base FOM Costs by Reporting Type: IESO
ReportingType | 2015 | 2020 | 2025 | 2030 | 2035 | 2040
BM | 32.8 | 32.8 | 32.8 | 32.8 | 32.8 | 32.8
CC | 18.17 | 18.17 | 18.17 | 18.17 | 18.17 | 0
CSP | 0 | 0 | 0 | 0 | 0 | 0
CT | 2.46 | 2.46 | 2.46 | 2.46 | 0 | 0
Coal | 0 | 0 | 0 | 0 | 0 | 0
Geo | 0 | 0 | 0 | 0 | 0 | 0
H | 123.83 | 123.83 | 123.83 | 123.83 | 123.83 | 123.83
LFG | 14.17 | 1.74 | 1.74 | 1.74 | 0 | 0
Nuc | 1895.33 | 1895.33 | 1895.33 | 1895.33 | 1745.37 | 2079.68
PS | 2.92 | 2.92 | 2.92 | 2.92 | 2.92 | 2.92
PV | 18.26 | 18.26 | 18.26 | 18.26 | 0.44 | 0.44
PeakG | 0 | 0 | 0 | 0 | 0 | 0
PeakO | 0 | 0 | 0 | 0 | 0 | 0
ST | 0 | 0 | 0 | 0 | 0 | 0
STOG | 0 | 0 | 0 | 0 | 0 | 0
STWD | 0 | 0 | 0 | 0 | 0 | 0
WT | 102.92 | 80.63 | 80.63 | 80.63 | 21.51 | 21.51
IGCC | 0 | 0 | 0 | 0 | 0 | 0
DemandResponse | 0 | 0 | 0 | 0 | 0 | 0
IGCC-CCS | 0 | 0 | 0 | 0 | 0 | 0
WT_off | 0 | 0 | 0 | 0 | 0 | 0
PseudoUnit | 0 | 0 | 0 | 0 | 0 | 0
FixedInterchange | 0 | 0 | 0 | 0 | 0 | 0
Base FOM Costs by Reporting Type: MAPP_CA
ReportingType | 2015 | 2020 | 2025 | 2030 | 2035 | 2040
BM | 0 | 0 | 0 | 0 | 0 | 0
CC | 21.69 | 21.69 | 0 | 0 | 0 | 0
CSP | 0 | 0 | 0 | 0 | 0 | 0
CT | 0 | 0 | 0 | 0 | 0 | 0
Coal | 37.84 | 0 | 0 | 0 | 0 | 0
Geo | 0 | 0 | 0 | 0 | 0 | 0
H | 92.24 | 98.32 | 117.49 | 117.49 | 117.49 | 117.49
LFG | 0 | 0 | 0 | 0 | 0 | 0
Nuc | 0.01 | 0.01 | 0.01 | 0.01 | 0.01 | 0.01
PS | 0 | 0 | 0 | 0 | 0 | 0
PV | 0 | 0 | 0 | 0 | 0 | 0
PeakG | 9.88 | 7.84 | 0 | 0 | 0 | 0
PeakO | 0.09 | 0 | 0 | 0 | 0 | 0
ST | 0 | 0 | 0 | 0 | 0 | 0
STOG | 5.54 | 0 | 0 | 0 | 0 | 0
STWD | 0 | 0 | 0 | 0 | 0 | 0
WT | 17.9 | 17.9 | 17.9 | 17.9 | 9.41 | 0
IGCC | 0 | 0 | 0 | 0 | 0 | 0
DemandResponse | 0 | 0 | 0 | 0 | 0 | 0
IGCC-CCS | 0 | 0 | 0 | 0 | 0 | 0
WT_off | 0 | 0 | 0 | 0 | 0 | 0
PseudoUnit | 0 | 0 | 0 | 0 | 0 | 0
FixedInterchange | 0 | 0 | 0 | 0 | 0 | 0
Base FOM Costs by Reporting Type: AZ_NM_SNV_Coal
ReportingType | 2015 | 2020 | 2025 | 2030 | 2035 | 2040
BM | 0 | 0 | 0 | 0 | 0 | 0
CC | 0 | 0 | 0 | 0 | 0 | 0
CSP | 0 | 0 | 0 | 0 | 0 | 0
CT | 0 | 0 | 0 | 0 | 0 | 0
Coal | 478.68 | 468.9 | 91.44 | 0 | 0 | 0
Geo | 0 | 0 | 0 | 0 | 0 | 0
H | 0 | 0 | 0 | 0 | 0 | 0
LFG | 0 | 0 | 0 | 0 | 0 | 0
Nuc | 0 | 0 | 0 | 0 | 0 | 0
PS | 0 | 0 | 0 | 0 | 0 | 0
PV | 0 | 0 | 0 | 0 | 0 | 0
PeakG | 0 | 0 | 0 | 0 | 0 | 0
PeakO | 0.7 | 0.92 | 0.82 | 0.82 | 0.82 | 0.82
ST | 0 | 0 | 0 | 0 | 0 | 0
STOG | 0 | 0 | 0 | 0 | 0 | 0
STWD | 0 | 0 | 0 | 0 | 0 | 0
WT | 0 | 0 | 0 | 0 | 0 | 0
IGCC | 0 | 0 | 0 | 0 | 0 | 0
DemandResponse | 0 | 0 | 0 | 0 | 0 | 0
IGCC-CCS | 0 | 0 | 0 | 0 | 0 | 0
WT_off | 0 | 0 | 0 | 0 | 0 | 0
PseudoUnit | 0 | 0 | 0 | 0 | 0 | 0
FixedInterchange | 0 | 0 | 0 | 0 | 0 | 0
Base FOM Costs by Reporting Type: AZ_NM_SNV_Gas
ReportingType | 2015 | 2020 | 2025 | 2030 | 2035 | 2040
BM | 0 | 0 | 0 | 0 | 0 | 0
CC | 437.18 | 553.22 | 446.25 | 331.91 | 237.38 | 169.13
CSP | 0 | 0 | 0 | 0 | 0 | 0
CT | 4.93 | 4.93 | 4.93 | 4.93 | 0 | 0
Coal | 0 | 0 | 0 | 0 | 0 | 0
Geo | 0 | 0 | 0 | 0 | 0 | 0
H | 0 | 0 | 0 | 0 | 0 | 0
LFG | 0 | 0 | 0 | 0 | 0 | 0
Nuc | 0 | 0 | 0 | 0 | 0 | 0
PS | 0 | 0 | 0 | 0 | 0 | 0
PV | 0 | 0 | 0 | 0 | 0 | 0
PeakG | 63.97 | 93.45 | 74.33 | 87.99 | 87.99 | 87.99
PeakO | 0 | 0 | 0 | 0 | 0 | 0
ST | 0 | 0 | 0 | 0 | 0 | 0
STOG | 0 | 0 | 0 | 0 | 0 | 0
STWD | 0 | 0 | 0 | 0 | 0 | 0
WT | 0 | 0 | 0 | 0 | 0 | 0
IGCC | 0 | 0 | 0 | 0 | 0 | 0
DemandResponse | 0 | 0 | 0 | 0 | 0 | 0
IGCC-CCS | 0 | 0 | 0 | 0 | 0 | 0
WT_off | 0 | 0 | 0 | 0 | 0 | 0
PseudoUnit | 0 | 0 | 0 | 0 | 0 | 0
FixedInterchange | 0 | 0 | 0 | 0 | 0 | 0
Base FOM Costs by Reporting Type: AZ_NM_SNV_NucRenew
ReportingType | 2015 | 2020 | 2025 | 2030 | 2035 | 2040
BM | 0 | 0 | 0 | 0 | 0 | 0
CC | 0 | 0 | 0 | 0 | 0 | 0
CSP | 0 | 0 | 0 | 0 | 0 | 0
CT | 0 | 0 | 0 | 0 | 0 | 0
Coal | 0 | 0 | 0 | 0 | 0 | 0
Geo | 0 | 0 | 122.18 | 122.18 | 122.18 | 122.18
H | 44.6 | 44.6 | 44.6 | 44.6 | 44.6 | 44.6
LFG | 0.84 | 0.84 | 8.14 | 8.14 | 8.14 | 8.14
Nuc | 484.16 | 564.17 | 564.17 | 888.47 | 1274.68 | 1274.68
PS | 5.13 | 5.13 | 5.13 | 5.13 | 5.13 | 5.13
PV | 2.38 | 2.38 | 2.38 | 2.38 | 2.38 | 2.38
PeakG | 0 | 0 | 0 | 0 | 0 | 0
PeakO | 0 | 0 | 0 | 0 | 0 | 0
ST | 17.92 | 41.74 | 51.55 | 51.55 | 51.55 | 51.55
STOG | 0 | 0 | 0 | 0 | 0 | 0
STWD | 0.83 | 1.04 | 0.85 | 0.85 | 0.85 | 0.85
WT | 17.57 | 277.75 | 277.75 | 277.75 | 277.75 | 251.8
IGCC | 0 | 0 | 0 | 0 | 0 | 0
DemandResponse | 0 | 0 | 0 | 0 | 0 | 0
IGCC-CCS | 0 | 0 | 0 | 0 | 0 | 0
WT_off | 0 | 0 | 0 | 0 | 0 | 0
PseudoUnit | 0 | 0 | 0 | 0 | 0 | 0
FixedInterchange | 0 | 0 | 0 | 0 | 0 | 0
Base FOM Costs by Reporting Type: ERCOT
ReportingType | 2015 | 2020 | 2025 | 2030 | 2035 | 2040
BM | 14.57 | 14.57 | 14.57 | 14.57 | 14.57 | 165.24
CC | 1021.25 | 1260.64 | 1070.95 | 1073.57 | 681.22 | 517.3
CSP | 0 | 0 | 0 | 0 | 0 | 0
CT | 1.67 | 1.67 | 1.67 | 1.67 | 0 | 0
Coal | 363.25 | 147.87 | 104.15 | 105.81 | 105.81 | 114.73
Geo | 0 | 0 | 0 | 0 | 0 | 0
H | 8.05 | 8.05 | 8.05 | 8.05 | 8.05 | 8.05
LFG | 9.05 | 9.05 | 51.64 | 51.64 | 51.64 | 51.64
Nuc | 574.09 | 734.71 | 741.22 | 807.53 | 1710.77 | 1778.25
PS | 0 | 0 | 0 | 0 | 0 | 0
PV | 0.25 | 0.25 | 0.25 | 0.25 | 0.01 | 0.01
PeakG | 80.63 | 119.03 | 114.62 | 114.62 | 114.62 | 114.62
PeakO | 1.29 | 1.86 | 1.53 | 0 | 0 | 0
ST | 0 | 0 | 0 | 0 | 0 | 0
STOG | 626.06 | 632.16 | 211.75 | 0 | 0 | 0
STWD | 0 | 0 | 0 | 0 | 0 | 0
WT | 315.42 | 315.42 | 652.64 | 652.64 | 652.64 | 652.64
IGCC | 0 | 0 | 0 | 0 | 0 | 0
DemandResponse | 0 | 0 | 0 | 0 | 0 | 0
IGCC-CCS | 0 | 0 | 0 | 0 | 0 | 0
WT_off | 0 | 0 | 0 | 0 | 0 | 0
PseudoUnit | 0 | 0 | 0 | 0 | 0 | 0
FixedInterchange | 0 | 0 | 0 | 0 | 0 | 0
Base FOM Costs by Reporting Type: NP15
ReportingType | 2015 | 2020 | 2025 | 2030 | 2035 | 2040
BM | 0 | 0 | 0 | 0 | 0 | 0
CC | 209.55 | 262.19 | 216.4 | 231 | 161.42 | 148.78
CSP | 0 | 0 | 0 | 0 | 0 | 0
CT | 1.42 | 1.42 | 1.42 | 1.42 | 0 | 0
Coal | 10.94 | 0 | 0 | 0 | 0 | 0
Geo | 100.8 | 151.36 | 151.36 | 151.36 | 151.36 | 151.36
H | 125.7 | 125.7 | 125.7 | 125.7 | 125.7 | 125.7
LFG | 10.26 | 55.79 | 78.24 | 78.24 | 78.24 | 78.24
Nuc | 302.44 | 364.27 | 334.86 | 746.18 | 793.75 | 830.32
PS | 53.58 | 53.58 | 53.58 | 53.58 | 53.58 | 53.58
PV | 0.89 | 0.89 | 0.89 | 0.89 | 0.89 | 0.89
PeakG | 56.04 | 82.34 | 58.1 | 74.01 | 78.49 | 78.49
PeakO | 10.26 | 13.08 | 10.48 | 10.49 | 10.49 | 10.49
ST | 1.86 | 1.86 | 1.86 | 1.86 | 1.86 | 1.86
STOG | 122.78 | 69.09 | 52.07 | 0 | 0 | 0
STWD | 14.17 | 17.73 | 14.44 | 14.44 | 14.44 | 14.44
WT | 40.21 | 132.82 | 132.82 | 132.82 | 132.82 | 132.82
IGCC | 0 | 0 | 0 | 0 | 0 | 0
DemandResponse | 0 | 0 | 0 | 0 | 0 | 0
IGCC-CCS | 0 | 0 | 0 | 0 | 0 | 0
WT_off | 0 | 0 | 0 | 0 | 0 | 0
PseudoUnit | 0 | 0 | 0 | 0 | 0 | 0
FixedInterchange | 0 | 0 | 0 | 0 | 0 | 0
Base FOM Costs by Reporting Type: NWPP_Coal
ReportingType | 2015 | 2020 | 2025 | 2030 | 2035 | 2040
BM | 0 | 0 | 0 | 0 | 0 | 0
CC | 0 | 0 | 0 | 0 | 0 | 0
CSP | 0 | 0 | 0 | 0 | 0 | 0
CT | 0 | 0 | 0 | 0 | 0 | 0
Coal | 423.01 | 306.67 | 11.72 | 12.11 | 12.58 | 14.69
Geo | 0 | 0 | 0 | 0 | 0 | 0
H | 0 | 0 | 0 | 0 | 0 | 0
LFG | 0 | 0 | 0 | 0 | 0 | 0
Nuc | 0 | 0 | 0 | 0 | 0 | 0
PS | 0 | 0 | 0 | 0 | 0 | 0
PV | 0 | 0 | 0 | 0 | 0 | 0
PeakG | 0 | 0 | 0 | 0 | 0 | 0
PeakO | 0 | 0 | 0 | 0 | 0 | 0
ST | 0 | 0 | 0 | 0 | 0 | 0
STOG | 0 | 0 | 0 | 0 | 0 | 0
STWD | 0 | 0 | 0 | 0 | 0 | 0
WT | 0 | 0 | 0 | 0 | 0 | 0
IGCC | 0 | 0 | 0 | 0 | 0 | 0
DemandResponse | 0 | 0 | 0 | 0 | 0 | 0
IGCC-CCS | 0 | 0 | 0 | 0 | 0 | 0
WT_off | 0 | 0 | 0 | 0 | 0 | 0
PseudoUnit | 0 | 0 | 0 | 0 | 0 | 0
FixedInterchange | 0 | 0 | 0 | 0 | 0 | 0
Base FOM Costs by Reporting Type: NWPP_Gas
ReportingType | 2015 | 2020 | 2025 | 2030 | 2035 | 2040
BM | 0 | 0 | 0 | 0 | 0 | 0
CC | 169.31 | 214.09 | 172.81 | 83.64 | 4.32 | 0
CSP | 0 | 0 | 0 | 0 | 0 | 0
CT | 1 | 1 | 1 | 1 | 0 | 0
Coal | 0 | 0 | 0 | 0 | 0 | 0
Geo | 0 | 0 | 0 | 0 | 0 | 0
H | 0 | 0 | 0 | 0 | 0 | 0
LFG | 0 | 0 | 0 | 0 | 0 | 0
Nuc | 0 | 0 | 0 | 0 | 0 | 0
PS | 0 | 0 | 0 | 0 | 0 | 0
PV | 0 | 0 | 0 | 0 | 0 | 0
PeakG | 0 | 0 | 0 | 0 | 0 | 0
PeakO | 0 | 0 | 0 | 0 | 0 | 0
ST | 0 | 0 | 0 | 0 | 0 | 0
STOG | 0 | 0 | 0 | 0 | 0 | 0
STWD | 0 | 0 | 0 | 0 | 0 | 0
WT | 0 | 0 | 0 | 0 | 0 | 0
IGCC | 0 | 0 | 0 | 0 | 0 | 0
DemandResponse | 0 | 0 | 0 | 0 | 0 | 0
IGCC-CCS | 0 | 0 | 0 | 0 | 0 | 0
WT_off | 0 | 0 | 0 | 0 | 0 | 0
PseudoUnit | 0 | 0 | 0 | 0 | 0 | 0
FixedInterchange | 0 | 0 | 0 | 0 | 0 | 0
Base FOM Costs by Reporting Type: NWPP_NucRenew
ReportingType | 2015 | 2020 | 2025 | 2030 | 2035 | 2040
BM | 3.27 | 3.27 | 3.27 | 3.27 | 3.27 | 3.27
CC | 0 | 0 | 0 | 0 | 0 | 0
CSP | 0 | 0 | 0 | 0 | 0 | 0
CT | 0 | 0 | 0 | 0 | 0 | 0
Coal | 0 | 0 | 0 | 0 | 0 | 0
Geo | 35.81 | 35.81 | 72.38 | 72.38 | 72.38 | 72.38
H | 480.54 | 480.54 | 480.54 | 480.54 | 485.31 | 485.31
LFG | 15.5 | 15.5 | 44.91 | 44.91 | 44.91 | 44.91
Nuc | 164.67 | 164.67 | 164.67 | 311.03 | 311.03 | 371.49
PS | 6.12 | 6.12 | 6.12 | 6.12 | 6.12 | 6.12
PV | 0.04 | 0.04 | 0.04 | 0.04 | 0.04 | 0.04
PeakG | 0 | 0 | 0 | 0 | 0 | 0
PeakO | 0 | 0 | 0 | 0 | 0 | 0
ST | 0 | 0 | 0 | 0 | 0 | 0
STOG | 0 | 0 | 0 | 0 | 0 | 0
STWD | 17.98 | 22.5 | 18.33 | 18.33 | 18.33 | 18.33
WT | 228.93 | 228.93 | 228.93 | 228.93 | 228.93 | 228.93
IGCC | 0 | 0 | 0 | 0 | 0 | 0
DemandResponse | 0 | 0 | 0 | 0 | 0 | 0
IGCC-CCS | 0 | 0 | 0 | 0 | 0 | 0
WT_off | 0 | 0 | 0 | 0 | 0 | 0
PseudoUnit | 0 | 0 | 0 | 0 | 0 | 0
FixedInterchange | 0 | 0 | 0 | 0 | 0 | 0
Base FOM Costs by Reporting Type: RMPA
ReportingType | 2015 | 2020 | 2025 | 2030 | 2035 | 2040
BM | 0 | 0 | 0 | 0 | 0 | 0
CC | 67.31 | 90.01 | 73.17 | 51.56 | 19.95 | 4.43
CSP | 0 | 0 | 0 | 0 | 0 | 0
CT | 1.02 | 1.02 | 1.02 | 1.02 | 0 | 0
Coal | 455.07 | 385.53 | 64.67 | 49.68 | 50.04 | 57
Geo | 0 | 2.11 | 216.56 | 216.56 | 216.56 | 216.56
H | 13.99 | 13.99 | 13.99 | 13.99 | 13.99 | 13.99
LFG | 0.89 | 0.89 | 4.37 | 4.37 | 4.37 | 4.37
Nuc | 0.01 | 0.01 | 0.01 | 142.02 | 142.02 | 142.02
PS | 13.37 | 13.37 | 13.37 | 13.37 | 13.37 | 13.37
PV | 0.31 | 0.31 | 0.31 | 0.31 | 0.29 | 0.29
PeakG | 46.76 | 69.43 | 48.54 | 59.44 | 67.65 | 60.67
PeakO | 0 | 0 | 0 | 0 | 0 | 0
ST | 0.19 | 21.52 | 21.52 | 21.52 | 21.46 | 21.46
STOG | 0 | 0 | 0 | 0 | 0 | 0
STWD | 0 | 0 | 0 | 0 | 0 | 0
WT | 67.62 | 134.94 | 134.94 | 134.94 | 134.94 | 132.77
IGCC | 0 | 0 | 0 | 0 | 0 | 0
DemandResponse | 0 | 0 | 0 | 0 | 0 | 0
IGCC-CCS | 0 | 0 | 0 | 0 | 0 | 0
WT_off | 0 | 0 | 0 | 0 | 0 | 0
PseudoUnit | 0 | 0 | 0 | 0 | 0 | 0
FixedInterchange | 0 | 0 | 0 | 0 | 0 | 0
Base FOM Costs by Reporting Type: SP15
ReportingType | 2015 | 2020 | 2025 | 2030 | 2035 | 2040
BM | 0.6 | 0.6 | 0.6 | 0.6 | 0.6 | 0.6
CC | 299.75 | 377.64 | 311.5 | 321.09 | 355.07 | 364.66
CSP | 0 | 0 | 0 | 0 | 0 | 0
CT | 0 | 0 | 0 | 0 | 0 | 0
Coal | 11.02 | 8.11 | 0 | 0 | 0 | 0
Geo | 86.16 | 208.35 | 208.35 | 208.35 | 208.35 | 208.35
H | 16.57 | 16.57 | 16.57 | 16.57 | 16.57 | 16.57
LFG | 26.93 | 93.8 | 93.8 | 93.8 | 93.8 | 93.8
Nuc | 327.58 | 356.35 | 327.58 | 327.58 | 327.58 | 499.7
PS | 34.19 | 34.19 | 34.19 | 34.19 | 34.19 | 34.19
PV | 1.87 | 1.87 | 1.87 | 1.87 | 1.87 | 1.87
PeakG | 76.73 | 111.44 | 93.22 | 103.59 | 103.59 | 103.59
PeakO | 1.47 | 1.91 | 1.53 | 1.53 | 1.53 | 1.53
ST | 28.67 | 28.67 | 28.67 | 28.67 | 28.67 | 28.67
STOG | 352.96 | 345.02 | 257.3 | 0 | 0 | 0
STWD | 3.81 | 4.77 | 3.89 | 3.89 | 3.89 | 3.89
WT | 71.03 | 94.29 | 251.06 | 423.04 | 423.04 | 423.04
IGCC | 0 | 0 | 0 | 0 | 0 | 0
DemandResponse | 0 | 0 | 0 | 0 | 0 | 0
IGCC-CCS | 0 | 0 | 0 | 0 | 0 | 0
WT_off | 0 | 0 | 0 | 0 | 0 | 0
PseudoUnit | 0 | 0 | 0 | 0 | 0 | 0
FixedInterchange | 0 | 0 | 0 | 0 | 0 | 0
Base FOM Costs by Reporting Type: ALB
ReportingType | 2015 | 2020 | 2025 | 2030 | 2035 | 2040
BM | 0 | 0 | 0 | 0 | 0 | 0
CC | 56.02 | 53.58 | 55.49 | 38.07 | 15.77 | 0.19
CSP | 0 | 0 | 0 | 0 | 0 | 0
CT | 1.35 | 1.35 | 1.35 | 1.35 | 0 | 0
Coal | 380.9 | 399.22 | 338.55 | 14.69 | 14.69 | 14.69
Geo | 0 | 0 | 0 | 0 | 0 | 0
H | 12.99 | 12.99 | 12.99 | 12.99 | 12.99 | 12.99
LFG | 1.21 | 1.21 | 1.21 | 1.21 | 1.21 | 1.21
Nuc | 0.01 | 0.01 | 0.01 | 490.11 | 490.11 | 490.11
PS | 0 | 0 | 0 | 0 | 0 | 0
PV | 0 | 0 | 0 | 0 | 0 | 0
PeakG | 13.58 | 13.58 | 13.58 | 13.58 | 19.14 | 19.14
PeakO | 0 | 0 | 0 | 0 | 0 | 0
ST | 0 | 0 | 0 | 0 | 0 | 0
STOG | 0 | 0 | 0 | 0 | 0 | 0
STWD | 5.58 | 5.58 | 5.58 | 5.58 | 5.58 | 5.58
WT | 22.94 | 22.94 | 22.94 | 22.94 | 22.94 | 22.94
IGCC | 0 | 0 | 0 | 0 | 0 | 0
DemandResponse | 0 | 0 | 0 | 0 | 0 | 0
IGCC-CCS | 0 | 0 | 0 | 0 | 0 | 0
WT_off | 0 | 0 | 0 | 0 | 0 | 0
PseudoUnit | 0 | 0 | 0 | 0 | 0 | 0
FixedInterchange | 0 | 0 | 0 | 0 | 0 | 0
Base FOM Costs by Reporting Type: BC
ReportingType | 2015 | 2020 | 2025 | 2030 | 2035 | 2040
BM | 0 | 0 | 0 | 0 | 0 | 0
CC | 6.08 | 6.08 | 0 | 0 | 0 | 0
CSP | 0 | 0 | 0 | 0 | 0 | 0
CT | 0 | 0 | 0 | 0 | 0 | 0
Coal | 0 | 0 | 0 | 0 | 0 | 0
Geo | 0 | 0 | 0 | 0 | 0 | 0
H | 173.22 | 173.22 | 173.22 | 173.22 | 173.22 | 173.22
LFG | 2.9 | 2.9 | 2.9 | 2.9 | 2.9 | 2.9
Nuc | 0.01 | 0.01 | 0.01 | 0.01 | 0.01 | 0.01
PS | 0 | 0 | 0 | 0 | 0 | 0
PV | 0 | 0 | 0 | 0 | 0 | 0
PeakG | 0 | 0 | 0 | 0 | 0 | 0
PeakO | 0 | 0 | 0 | 0 | 0 | 0
ST | 0 | 0 | 0 | 0 | 0 | 0
STOG | 0 | 0 | 0 | 0 | 0 | 0
STWD | 16.34 | 16.34 | 16.34 | 16.34 | 16.34 | 16.34
WT | 7.53 | 7.53 | 7.53 | 7.53 | 7.53 | 7.53
IGCC | 0 | 0 | 0 | 0 | 0 | 0
DemandResponse | 0 | 0 | 0 | 0 | 0 | 0
IGCC-CCS | 0 | 0 | 0 | 0 | 0 | 0
WT_off | 0 | 0 | 0 | 0 | 0 | 0
PseudoUnit | 0 | 0 | 0 | 0 | 0 | 0
FixedInterchange | 0 | 0 | 0 | 0 | 0 | 0
Base FOM Costs by Reporting Type: HQ_IESO
ReportingType | 2015 | 2020 | 2025 | 2030 | 2035 | 2040
BM | 0 | 0 | 0 | 0 | 0 | 0
CC | 0 | 0 | 0 | 0 | 0 | 0
CSP | 0 | 0 | 0 | 0 | 0 | 0
CT | 0 | 0 | 0 | 0 | 0 | 0
Coal | 0 | 0 | 0 | 0 | 0 | 0
Geo | 0 | 0 | 0 | 0 | 0 | 0
H | 0 | 0 | 0 | 0 | 0 | 0
LFG | 0 | 0 | 0 | 0 | 0 | 0
Nuc | 0.01 | 0.01 | 0.01 | 0.01 | 0.01 | 0.01
PS | 0 | 0 | 0 | 0 | 0 | 0
PV | 0 | 0 | 0 | 0 | 0 | 0
PeakG | 0 | 0 | 0 | 0 | 0 | 0
PeakO | 0 | 0 | 0 | 0 | 0 | 0
ST | 0 | 0 | 0 | 0 | 0 | 0
STOG | 0 | 0 | 0 | 0 | 0 | 0
STWD | 0 | 0 | 0 | 0 | 0 | 0
WT | 0 | 0 | 0 | 0 | 0 | 0
IGCC | 0 | 0 | 0 | 0 | 0 | 0
DemandResponse | 0 | 0 | 0 | 0 | 0 | 0
IGCC-CCS | 0 | 0 | 0 | 0 | 0 | 0
WT_off | 0 | 0 | 0 | 0 | 0 | 0
PseudoUnit | 0 | 0 | 0 | 0 | 0 | 0
FixedInterchange | 0 | 0 | 0 | 0 | 0 | 0
Base FOM Costs by Reporting Type: HQ_NEISO
ReportingType | 2015 | 2020 | 2025 | 2030 | 2035 | 2040
BM | 0 | 0 | 0 | 0 | 0 | 0
CC | 0 | 0 | 0 | 0 | 0 | 0
CSP | 0 | 0 | 0 | 0 | 0 | 0
CT | 0 | 0 | 0 | 0 | 0 | 0
Coal | 0 | 0 | 0 | 0 | 0 | 0
Geo | 0 | 0 | 0 | 0 | 0 | 0
H | 0 | 0 | 0 | 0 | 0 | 0
LFG | 0 | 0 | 0 | 0 | 0 | 0
Nuc | 0.01 | 0.01 | 0.01 | 0.01 | 0.01 | 0.01
PS | 0 | 0 | 0 | 0 | 0 | 0
PV | 0 | 0 | 0 | 0 | 0 | 0
PeakG | 0 | 0 | 0 | 0 | 0 | 0
PeakO | 0 | 0 | 0 | 0 | 0 | 0
ST | 0 | 0 | 0 | 0 | 0 | 0
STOG | 0 | 0 | 0 | 0 | 0 | 0
STWD | 0 | 0 | 0 | 0 | 0 | 0
WT | 0 | 0 | 0 | 0 | 0 | 0
IGCC | 0 | 0 | 0 | 0 | 0 | 0
DemandResponse | 0 | 0 | 0 | 0 | 0 | 0
IGCC-CCS | 0 | 0 | 0 | 0 | 0 | 0
WT_off | 0 | 0 | 0 | 0 | 0 | 0
PseudoUnit | 0 | 0 | 0 | 0 | 21.03 | 21.03
FixedInterchange | 0 | 0 | 0 | 0 | 0 | 0
Base FOM Costs by Reporting Type: HQ_NY
ReportingType | 2015 | 2020 | 2025 | 2030 | 2035 | 2040
BM | 0 | 0 | 0 | 0 | 0 | 0
CC | 0 | 0 | 0 | 0 | 0 | 0
CSP | 0 | 0 | 0 | 0 | 0 | 0
CT | 0 | 0 | 0 | 0 | 0 | 0
Coal | 0 | 0 | 0 | 0 | 0 | 0
Geo | 0 | 0 | 0 | 0 | 0 | 0
H | 0 | 0 | 0 | 0 | 0 | 0
LFG | 0 | 0 | 0 | 0 | 0 | 0
Nuc | 0.01 | 0.01 | 0.01 | 0.01 | 0.01 | 0.01
PS | 0 | 0 | 0 | 0 | 0 | 0
PV | 0 | 0 | 0 | 0 | 0 | 0
PeakG | 0 | 0 | 0 | 0 | 0 | 0
PeakO | 0 | 0 | 0 | 0 | 0 | 0
ST | 0 | 0 | 0 | 0 | 0 | 0
STOG | 0 | 0 | 0 | 0 | 0 | 0
STWD | 0 | 0 | 0 | 0 | 0 | 0
WT | 0 | 0 | 0 | 0 | 0 | 0
IGCC | 0 | 0 | 0 | 0 | 0 | 0
DemandResponse | 0 | 0 | 0 | 0 | 0 | 0
IGCC-CCS | 0 | 0 | 0 | 0 | 0 | 0
WT_off | 0 | 0 | 0 | 0 | 0 | 0
PseudoUnit | 0 | 0 | 29.73 | 35.6 | 35.6 | 35.6
FixedInterchange | 0 | 0 | 0 | 0 | 0 | 0
Base FOM Costs by Reporting Type: MARITIMES
ReportingType | 2015 | 2020 | 2025 | 2030 | 2035 | 2040
BM | 0 | 0 | 0 | 0 | 0 | 0
CC | 0 | 0 | 0 | 0 | 0 | 0
CSP | 0 | 0 | 0 | 0 | 0 | 0
CT | 0 | 0 | 0 | 0 | 0 | 0
Coal | 0 | 0 | 0 | 0 | 0 | 0
Geo | 0 | 0 | 0 | 0 | 0 | 0
H | 0 | 0 | 0 | 0 | 0 | 0
LFG | 0 | 0 | 0 | 0 | 0 | 0
Nuc | 0.01 | 0.01 | 0.01 | 0.01 | 0.01 | 0.01
PS | 0 | 0 | 0 | 0 | 0 | 0
PV | 0 | 0 | 0 | 0 | 0 | 0
PeakG | 0 | 0 | 0 | 0 | 0 | 0
PeakO | 0 | 0 | 0 | 0 | 0 | 0
ST | 0 | 0 | 0 | 0 | 0 | 0
STOG | 0 | 0 | 0 | 0 | 0 | 0
STWD | 0 | 0 | 0 | 0 | 0 | 0
WT | 0 | 0 | 0 | 0 | 0 | 0
IGCC | 0 | 0 | 0 | 0 | 0 | 0
DemandResponse | 0 | 0 | 0 | 0 | 0 | 0
IGCC-CCS | 0 | 0 | 0 | 0 | 0 | 0
WT_off | 0 | 0 | 0 | 0 | 0 | 0
PseudoUnit | 0 | 0 | 0 | 0 | 7.12 | 7.12
FixedInterchange | 0 | 0 | 0 | 0 | 0 | 0
Base FOM Costs by Reporting Type: All
ReportingType | 2015 | 2020 | 2025 | 2030 | 2035 | 2040
BM | 125.73 | 125.73 | 162.44 | 162.44 | 162.44 | 366.93
CC | 6860.64 | 8693.95 | 7202.53 | 6395.14 | 4841.21 | 3758.39
CSP | 0 | 0 | 0 | 0 | 0 | 0
CT | 42.8 | 44.81 | 44.81 | 39.72 | 3.56 | 1.55
Coal | 10979.34 | 5619.99 | 1634.27 | 987.74 | 1011 | 1123.27
Geo | 226.72 | 401.57 | 774.79 | 774.79 | 774.79 | 774.79
H | 1511 | 1524.26 | 1567.7 | 1568.08 | 1574.19 | 1574.19
LFG | 498.94 | 721.51 | 987.43 | 1074.49 | 1072.74 | 1072.74
Nuc | 16696.36 | 17842.96 | 17544.89 | 21678.02 | 23398.71 | 34662.99
PS | 517.25 | 517.25 | 517.25 | 517.25 | 517.25 | 517.25
PV | 26.7 | 57.56 | 68.82 | 69.28 | 50.67 | 49.55
PeakG | 2028.84 | 2979.64 | 2180.03 | 2108.41 | 2048.8 | 1954.06
PeakO | 523.72 | 672.79 | 477.71 | 256.24 | 218.48 | 77.85
ST | 48.64 | 93.79 | 103.6 | 103.6 | 103.54 | 103.54
STOG | 2076.63 | 2140.11 | 1071.22 | 346.09 | 11.38 | 11.38
STWD | 154.22 | 187.47 | 156.82 | 156.82 | 156.82 | 156.82
WT | 2034.5 | 3791.69 | 5120.93 | 6378.39 | 6295.47 | 6257.95
IGCC | 30.22 | 30.22 | 30.22 | 30.22 | 30.22 | 30.22
DemandResponse | 0 | 0 | 0 | 0 | 0 | 0
IGCC-CCS | 0 | 0 | 0 | 0 | 0 | 0
WT_off | 25.01 | 25.01 | 83.68 | 83.68 | 83.68 | 83.68
PseudoUnit | 0 | 0 | 29.73 | 35.6 | 63.75 | 63.75
FixedInterchange | 0 | 0 | 0 | 0 | 0 | 0
Base FOM Costs by Reporting Type: EI_US
ReportingType | 2015 | 2020 | 2025 | 2030 | 2035 | 2040
BM | 74.48 | 74.48 | 111.2 | 111.2 | 111.2 | 165.02
CC | 4554.31 | 5836.63 | 4837.78 | 4246.12 | 3347.91 | 2553.89
CSP | 0 | 0 | 0 | 0 | 0 | 0
CT | 28.95 | 30.95 | 30.95 | 25.86 | 3.56 | 1.55
Coal | 8818.64 | 3903.68 | 1023.73 | 805.46 | 827.9 | 922.16
Geo | 3.95 | 3.95 | 3.95 | 3.95 | 3.95 | 3.95
H | 419.29 | 426.46 | 450.73 | 451.11 | 452.45 | 452.45
LFG | 417.2 | 539.79 | 700.46 | 787.52 | 787.52 | 787.52
Nuc | 12948.03 | 13763.39 | 13516.99 | 16069.73 | 16603.36 | 27196.71
PS | 401.94 | 401.94 | 401.94 | 401.94 | 401.94 | 401.94
PV | 2.71 | 33.57 | 44.83 | 45.29 | 44.75 | 43.63
PeakG | 1681.23 | 2482.53 | 1777.64 | 1655.18 | 1577.33 | 1489.57
PeakO | 509.91 | 655.02 | 463.35 | 243.4 | 205.64 | 65.02
ST | 0 | 0 | 0 | 0 | 0 | 0
STOG | 969.29 | 1093.83 | 550.1 | 346.09 | 11.38 | 11.38
STWD | 95.51 | 119.51 | 97.38 | 97.38 | 97.38 | 97.38
WT | 1142.42 | 2478.55 | 3313.81 | 4399.28 | 4383.97 | 4383.97
IGCC | 30.22 | 30.22 | 30.22 | 30.22 | 30.22 | 30.22
DemandResponse | 0 | 0 | 0 | 0 | 0 | 0
IGCC-CCS | 0 | 0 | 0 | 0 | 0 | 0
WT_off | 25.01 | 25.01 | 83.68 | 83.68 | 83.68 | 83.68
PseudoUnit | 0 | 0 | 29.73 | 35.6 | 63.75 | 63.75
FixedInterchange | 0 | 0 | 0 | 0 | 0 | 0
Base FOM Costs by Reporting Type: EI_Canada
ReportingType | 2015 | 2020 | 2025 | 2030 | 2035 | 2040
BM | 32.8 | 32.8 | 32.8 | 32.8 | 32.8 | 32.8
CC | 39.86 | 39.86 | 18.17 | 18.17 | 18.17 | 0
CSP | 0 | 0 | 0 | 0 | 0 | 0
CT | 2.46 | 2.46 | 2.46 | 2.46 | 0 | 0
Coal | 37.84 | 0 | 0 | 0 | 0 | 0
Geo | 0 | 0 | 0 | 0 | 0 | 0
H | 216.06 | 222.15 | 241.32 | 241.32 | 241.32 | 241.32
LFG | 14.17 | 1.74 | 1.74 | 1.74 | 0 | 0
Nuc | 1895.36 | 1895.36 | 1895.36 | 1895.36 | 1745.4 | 2079.7
PS | 2.92 | 2.92 | 2.92 | 2.92 | 2.92 | 2.92
PV | 18.26 | 18.26 | 18.26 | 18.26 | 0.44 | 0.44
PeakG | 9.88 | 7.84 | 0 | 0 | 0 | 0
PeakO | 0.09 | 0 | 0 | 0 | 0 | 0
ST | 0 | 0 | 0 | 0 | 0 | 0
STOG | 5.54 | 0 | 0 | 0 | 0 | 0
STWD | 0 | 0 | 0 | 0 | 0 | 0
WT | 120.82 | 98.53 | 98.53 | 98.53 | 30.92 | 21.51
IGCC | 0 | 0 | 0 | 0 | 0 | 0
DemandResponse | 0 | 0 | 0 | 0 | 0 | 0
IGCC-CCS | 0 | 0 | 0 | 0 | 0 | 0
WT_off | 0 | 0 | 0 | 0 | 0 | 0
PseudoUnit | 0 | 0 | 0 | 0 | 0 | 0
FixedInterchange | 0 | 0 | 0 | 0 | 0 | 0
Base FOM Costs by Reporting Type: EI
ReportingType | 2015 | 2020 | 2025 | 2030 | 2035 | 2040
BM | 107.28 | 107.28 | 143.99 | 143.99 | 143.99 | 197.82
CC | 4594.18 | 5876.49 | 4855.95 | 4264.29 | 3366.08 | 2553.89
CSP | 0 | 0 | 0 | 0 | 0 | 0
CT | 31.41 | 33.42 | 33.42 | 28.32 | 3.56 | 1.55
Coal | 8856.48 | 3903.68 | 1023.73 | 805.46 | 827.9 | 922.16
Geo | 3.95 | 3.95 | 3.95 | 3.95 | 3.95 | 3.95
H | 635.35 | 648.61 | 692.05 | 692.43 | 693.77 | 693.77
LFG | 431.38 | 541.53 | 702.21 | 789.26 | 787.52 | 787.52
Nuc | 14843.39 | 15658.74 | 15412.35 | 17965.09 | 18348.75 | 29276.42
PS | 404.86 | 404.86 | 404.86 | 404.86 | 404.86 | 404.86
PV | 20.97 | 51.83 | 63.09 | 63.55 | 45.19 | 44.07
PeakG | 1691.11 | 2490.37 | 1777.64 | 1655.18 | 1577.33 | 1489.57
PeakO | 510 | 655.02 | 463.35 | 243.4 | 205.64 | 65.02
ST | 0 | 0 | 0 | 0 | 0 | 0
STOG | 974.83 | 1093.83 | 550.1 | 346.09 | 11.38 | 11.38
STWD | 95.51 | 119.51 | 97.38 | 97.38 | 97.38 | 97.38
WT | 1263.24 | 2577.07 | 3412.33 | 4497.81 | 4414.89 | 4405.48
IGCC | 30.22 | 30.22 | 30.22 | 30.22 | 30.22 | 30.22
DemandResponse | 0 | 0 | 0 | 0 | 0 | 0
IGCC-CCS | 0 | 0 | 0 | 0 | 0 | 0
WT_off | 25.01 | 25.01 | 83.68 | 83.68 | 83.68 | 83.68
PseudoUnit | 0 | 0 | 29.73 | 35.6 | 63.75 | 63.75
FixedInterchange | 0 | 0 | 0 | 0 | 0 | 0
Base FOM Costs by Reporting Type: Outside_EI
ReportingType | 2015 | 2020 | 2025 | 2030 | 2035 | 2040
BM | 18.45 | 18.45 | 18.45 | 18.45 | 18.45 | 169.11
CC | 2266.46 | 2817.46 | 2346.58 | 2130.85 | 1475.13 | 1204.5
CSP | 0 | 0 | 0 | 0 | 0 | 0
CT | 11.39 | 11.39 | 11.39 | 11.39 | 0 | 0
Coal | 2122.86 | 1716.31 | 610.54 | 182.28 | 183.11 | 201.11
Geo | 222.78 | 397.63 | 770.84 | 770.84 | 770.84 | 770.84
H | 875.65 | 875.65 | 875.65 | 875.65 | 880.42 | 880.42
LFG | 67.56 | 179.98 | 285.22 | 285.22 | 285.22 | 285.22
Nuc | 1852.97 | 2184.21 | 2132.54 | 3712.93 | 5049.96 | 5386.58
PS | 112.39 | 112.39 | 112.39 | 112.39 | 112.39 | 112.39
PV | 5.73 | 5.73 | 5.73 | 5.73 | 5.48 | 5.48
PeakG | 337.73 | 489.27 | 402.4 | 453.23 | 471.47 | 464.49
PeakO | 13.72 | 17.77 | 14.36 | 12.84 | 12.84 | 12.84
ST | 48.64 | 93.79 | 103.6 | 103.6 | 103.54 | 103.54
STOG | 1101.8 | 1046.27 | 521.12 | 0 | 0 | 0
STWD | 58.71 | 67.96 | 59.44 | 59.44 | 59.44 | 59.44
WT | 771.26 | 1214.62 | 1708.6 | 1880.58 | 1880.58 | 1852.47
IGCC | 0 | 0 | 0 | 0 | 0 | 0
DemandResponse | 0 | 0 | 0 | 0 | 0 | 0
IGCC-CCS | 0 | 0 | 0 | 0 | 0 | 0
WT_off | 0 | 0 | 0 | 0 | 0 | 0
PseudoUnit | 0 | 0 | 0 | 0 | 0 | 0
FixedInterchange | 0 | 0 | 0 | 0 | 0 | 0
#11 | Retrofit FOM Costs ($million)
Retrofit FOM Costs by Reporting Type: Entergy
ReportingType | 2015 | 2020 | 2025 | 2030 | 2035 | 2040
BM | 0 | 0 | 0 | 0 | 0 | 0
CC | 0 | 0 | 0 | 0 | 0 | 0
CSP | 0 | 0 | 0 | 0 | 0 | 0
CT | 0 | 0 | 0 | 0 | 0 | 0
Coal | 3.17 | 0 | 0 | 0 | 0 | 0
Geo | 0 | 0 | 0 | 0 | 0 | 0
H | 0 | 0 | 0 | 0 | 0 | 0
LFG | 0 | 0 | 0 | 0 | 0 | 0
Nuc | 0 | 0 | 0 | 0 | 0 | 0
PS | 0 | 0 | 0 | 0 | 0 | 0
PV | 0 | 0 | 0 | 0 | 0 | 0
PeakG | 0 | 0 | 0 | 0 | 0 | 0
PeakO | 0 | 0 | 0 | 0 | 0 | 0
ST | 0 | 0 | 0 | 0 | 0 | 0
STOG | 0 | 0 | 0 | 0 | 0 | 0
STWD | 0 | 0 | 0 | 0 | 0 | 0
WT | 0 | 0 | 0 | 0 | 0 | 0
IGCC | 0 | 0 | 0 | 0 | 0 | 0
DemandResponse | 0 | 0 | 0 | 0 | 0 | 0
IGCC-CCS | 0 | 0 | 0 | 0 | 0 | 0
WT_off | 0 | 0 | 0 | 0 | 0 | 0
PseudoUnit | 0 | 0 | 0 | 0 | 0 | 0
FixedInterchange | 0 | 0 | 0 | 0 | 0 | 0
Retrofit FOM Costs by Reporting Type: FRCC
ReportingType | 2015 | 2020 | 2025 | 2030 | 2035 | 2040
BM | 0 | 0 | 0 | 0 | 0 | 0
CC | 0 | 0 | 0 | 0 | 0 | 0
CSP | 0 | 0 | 0 | 0 | 0 | 0
CT | 0 | 0 | 0 | 0 | 0 | 0
Coal | 9.91 | 2.05 | 0 | 0 | 0 | 0
Geo | 0 | 0 | 0 | 0 | 0 | 0
H | 0 | 0 | 0 | 0 | 0 | 0
LFG | 0 | 0 | 0 | 0 | 0 | 0
Nuc | 0 | 0 | 0 | 0 | 0 | 0
PS | 0 | 0 | 0 | 0 | 0 | 0
PV | 0 | 0 | 0 | 0 | 0 | 0
PeakG | 0 | 0 | 0 | 0 | 0 | 0
PeakO | 0 | 0 | 0 | 0 | 0 | 0
ST | 0 | 0 | 0 | 0 | 0 | 0
STOG | 0 | 0 | 0 | 0 | 0 | 0
STWD | 0 | 0 | 0 | 0 | 0 | 0
WT | 0 | 0 | 0 | 0 | 0 | 0
IGCC | 0 | 0 | 0 | 0 | 0 | 0
DemandResponse | 0 | 0 | 0 | 0 | 0 | 0
IGCC-CCS | 0 | 0 | 0 | 0 | 0 | 0
WT_off | 0 | 0 | 0 | 0 | 0 | 0
PseudoUnit | 0 | 0 | 0 | 0 | 0 | 0
FixedInterchange | 0 | 0 | 0 | 0 | 0 | 0
Retrofit FOM Costs by Reporting Type: MAPP_US
ReportingType | 2015 | 2020 | 2025 | 2030 | 2035 | 2040
BM | 0 | 0 | 0 | 0 | 0 | 0
CC | 0 | 0 | 0 | 0 | 0 | 0
CSP | 0 | 0 | 0 | 0 | 0 | 0
CT | 0 | 0 | 0 | 0 | 0 | 0
Coal | 11.1 | 0.31 | 0 | 0 | 0 | 0
Geo | 0 | 0 | 0 | 0 | 0 | 0
H | 0 | 0 | 0 | 0 | 0 | 0
LFG | 0 | 0 | 0 | 0 | 0 | 0
Nuc | 0 | 0 | 0 | 0 | 0 | 0
PS | 0 | 0 | 0 | 0 | 0 | 0
PV | 0 | 0 | 0 | 0 | 0 | 0
PeakG | 0 | 0 | 0 | 0 | 0 | 0
PeakO | 0 | 0 | 0 | 0 | 0 | 0
ST | 0 | 0 | 0 | 0 | 0 | 0
STOG | 0 | 0 | 0 | 0 | 0 | 0
STWD | 0 | 0 | 0 | 0 | 0 | 0
WT | 0 | 0 | 0 | 0 | 0 | 0
IGCC | 0 | 0 | 0 | 0 | 0 | 0
DemandResponse | 0 | 0 | 0 | 0 | 0 | 0
IGCC-CCS | 0 | 0 | 0 | 0 | 0 | 0
WT_off | 0 | 0 | 0 | 0 | 0 | 0
PseudoUnit | 0 | 0 | 0 | 0 | 0 | 0
FixedInterchange | 0 | 0 | 0 | 0 | 0 | 0
Retrofit FOM Costs by Reporting Type: MISO_IN
ReportingType | 2015 | 2020 | 2025 | 2030 | 2035 | 2040
BM | 0 | 0 | 0 | 0 | 0 | 0
CC | 0 | 0 | 0 | 0 | 0 | 0
CSP | 0 | 0 | 0 | 0 | 0 | 0
CT | 0 | 0 | 0 | 0 | 0 | 0
Coal | 47.48 | 36.1 | 6.89 | 6.37 | 6.63 | 6.63
Geo | 0 | 0 | 0 | 0 | 0 | 0
H | 0 | 0 | 0 | 0 | 0 | 0
LFG | 0 | 0 | 0 | 0 | 0 | 0
Nuc | 0 | 0 | 0 | 0 | 0 | 0
PS | 0 | 0 | 0 | 0 | 0 | 0
PV | 0 | 0 | 0 | 0 | 0 | 0
PeakG | 0 | 0 | 0 | 0 | 0 | 0
PeakO | 0 | 0 | 0 | 0 | 0 | 0
ST | 0 | 0 | 0 | 0 | 0 | 0
STOG | 0 | 0 | 0 | 0 | 0 | 0
STWD | 0 | 0 | 0 | 0 | 0 | 0
WT | 0 | 0 | 0 | 0 | 0 | 0
IGCC | 0 | 0 | 0 | 0 | 0 | 0
DemandResponse | 0 | 0 | 0 | 0 | 0 | 0
IGCC-CCS | 0 | 0 | 0 | 0 | 0 | 0
WT_off | 0 | 0 | 0 | 0 | 0 | 0
PseudoUnit | 0 | 0 | 0 | 0 | 0 | 0
FixedInterchange | 0 | 0 | 0 | 0 | 0 | 0
Retrofit FOM Costs by Reporting Type: MISO_MI
ReportingType | 2015 | 2020 | 2025 | 2030 | 2035 | 2040
BM | 0 | 0 | 0 | 0 | 0 | 0
CC | 0 | 0 | 0 | 0 | 0 | 0
CSP | 0 | 0 | 0 | 0 | 0 | 0
CT | 0 | 0 | 0 | 0 | 0 | 0
Coal | 1.92 | 0 | 0 | 0 | 0 | 0
Geo | 0 | 0 | 0 | 0 | 0 | 0
H | 0 | 0 | 0 | 0 | 0 | 0
LFG | 0 | 0 | 0 | 0 | 0 | 0
Nuc | 0 | 0 | 0 | 0 | 0 | 0
PS | 0 | 0 | 0 | 0 | 0 | 0
PV | 0 | 0 | 0 | 0 | 0 | 0
PeakG | 0 | 0 | 0 | 0 | 0 | 0
PeakO | 0 | 0 | 0 | 0 | 0 | 0
ST | 0 | 0 | 0 | 0 | 0 | 0
STOG | 0 | 0 | 0 | 0 | 0 | 0
STWD | 0 | 0 | 0 | 0 | 0 | 0
WT | 0 | 0 | 0 | 0 | 0 | 0
IGCC | 0 | 0 | 0 | 0 | 0 | 0
DemandResponse | 0 | 0 | 0 | 0 | 0 | 0
IGCC-CCS | 0 | 0 | 0 | 0 | 0 | 0
WT_off | 0 | 0 | 0 | 0 | 0 | 0
PseudoUnit | 0 | 0 | 0 | 0 | 0 | 0
FixedInterchange | 0 | 0 | 0 | 0 | 0 | 0
Retrofit FOM Costs by Reporting Type: MISO_MO-IL
ReportingType | 2015 | 2020 | 2025 | 2030 | 2035 | 2040
BM | 0 | 0 | 0 | 0 | 0 | 0
CC | 0 | 0 | 0 | 0 | 0 | 0
CSP | 0 | 0 | 0 | 0 | 0 | 0
CT | 0 | 0 | 0 | 0 | 0 | 0
Coal | 18.38 | 4.18 | 4.22 | 3.43 | 3.43 | 3.43
Geo | 0 | 0 | 0 | 0 | 0 | 0
H | 0 | 0 | 0 | 0 | 0 | 0
LFG | 0 | 0 | 0 | 0 | 0 | 0
Nuc | 0 | 0 | 0 | 0 | 0 | 0
PS | 0 | 0 | 0 | 0 | 0 | 0
PV | 0 | 0 | 0 | 0 | 0 | 0
PeakG | 0 | 0 | 0 | 0 | 0 | 0
PeakO | 0 | 0 | 0 | 0 | 0 | 0
ST | 0 | 0 | 0 | 0 | 0 | 0
STOG | 0 | 0 | 0 | 0 | 0 | 0
STWD | 0 | 0 | 0 | 0 | 0 | 0
WT | 0 | 0 | 0 | 0 | 0 | 0
IGCC | 0 | 0 | 0 | 0 | 0 | 0
DemandResponse | 0 | 0 | 0 | 0 | 0 | 0
IGCC-CCS | 0 | 0 | 0 | 0 | 0 | 0
WT_off | 0 | 0 | 0 | 0 | 0 | 0
PseudoUnit | 0 | 0 | 0 | 0 | 0 | 0
FixedInterchange | 0 | 0 | 0 | 0 | 0 | 0
Retrofit FOM Costs by Reporting Type: MISO_W
ReportingType | 2015 | 2020 | 2025 | 2030 | 2035 | 2040
BM | 0 | 0 | 0 | 0 | 0 | 0
CC | 0 | 0 | 0 | 0 | 0 | 0
CSP | 0 | 0 | 0 | 0 | 0 | 0
CT | 0 | 0 | 0 | 0 | 0 | 0
Coal | 28.63 | 29.74 | 19.63 | 6.3 | 6.3 | 6.3
Geo | 0 | 0 | 0 | 0 | 0 | 0
H | 0 | 0 | 0 | 0 | 0 | 0
LFG | 0 | 0 | 0 | 0 | 0 | 0
Nuc | 0 | 0 | 0 | 0 | 0 | 0
PS | 0 | 0 | 0 | 0 | 0 | 0
PV | 0 | 0 | 0 | 0 | 0 | 0
PeakG | 0 | 0 | 0 | 0 | 0 | 0
PeakO | 0 | 0 | 0 | 0 | 0 | 0
ST | 0 | 0 | 0 | 0 | 0 | 0
STOG | 0 | 0 | 0 | 0 | 0 | 0
STWD | 0 | 0 | 0 | 0 | 0 | 0
WT | 0 | 0 | 0 | 0 | 0 | 0
IGCC | 0 | 0 | 0 | 0 | 0 | 0
DemandResponse | 0 | 0 | 0 | 0 | 0 | 0
IGCC-CCS | 0 | 0 | 0 | 0 | 0 | 0
WT_off | 0 | 0 | 0 | 0 | 0 | 0
PseudoUnit | 0 | 0 | 0 | 0 | 0 | 0
FixedInterchange | 0 | 0 | 0 | 0 | 0 | 0
Retrofit FOM Costs by Reporting Type: MISO_WUMS
ReportingType | 2015 | 2020 | 2025 | 2030 | 2035 | 2040
BM | 0 | 0 | 0 | 0 | 0 | 0
CC | 0 | 0 | 0 | 0 | 0 | 0
CSP | 0 | 0 | 0 | 0 | 0 | 0
CT | 0 | 0 | 0 | 0 | 0 | 0
Coal | 23.13 | 7.09 | 7.29 | 7.56 | 7.65 | 7.87
Geo | 0 | 0 | 0 | 0 | 0 | 0
H | 0 | 0 | 0 | 0 | 0 | 0
LFG | 0 | 0 | 0 | 0 | 0 | 0
Nuc | 0 | 0 | 0 | 0 | 0 | 0
PS | 0 | 0 | 0 | 0 | 0 | 0
PV | 0 | 0 | 0 | 0 | 0 | 0
PeakG | 0 | 0 | 0 | 0 | 0 | 0
PeakO | 0 | 0 | 0 | 0 | 0 | 0
ST | 0 | 0 | 0 | 0 | 0 | 0
STOG | 0 | 0 | 0 | 0 | 0 | 0
STWD | 0 | 0 | 0 | 0 | 0 | 0
WT | 0 | 0 | 0 | 0 | 0 | 0
IGCC | 0 | 0 | 0 | 0 | 0 | 0
DemandResponse | 0 | 0 | 0 | 0 | 0 | 0
IGCC-CCS | 0 | 0 | 0 | 0 | 0 | 0
WT_off | 0 | 0 | 0 | 0 | 0 | 0
PseudoUnit | 0 | 0 | 0 | 0 | 0 | 0
FixedInterchange | 0 | 0 | 0 | 0 | 0 | 0
Retrofit FOM Costs by Reporting Type: Nebraska
ReportingType | 2015 | 2020 | 2025 | 2030 | 2035 | 2040
BM | 0 | 0 | 0 | 0 | 0 | 0
CC | 0 | 0 | 0 | 0 | 0 | 0
CSP | 0 | 0 | 0 | 0 | 0 | 0
CT | 0 | 0 | 0 | 0 | 0 | 0
Coal | 4.88 | 4.88 | 5.65 | 5.65 | 5.65 | 5.65
Geo | 0 | 0 | 0 | 0 | 0 | 0
H | 0 | 0 | 0 | 0 | 0 | 0
LFG | 0 | 0 | 0 | 0 | 0 | 0
Nuc | 0 | 0 | 0 | 0 | 0 | 0
PS | 0 | 0 | 0 | 0 | 0 | 0
PV | 0 | 0 | 0 | 0 | 0 | 0
PeakG | 0 | 0 | 0 | 0 | 0 | 0
PeakO | 0 | 0 | 0 | 0 | 0 | 0
ST | 0 | 0 | 0 | 0 | 0 | 0
STOG | 0 | 0 | 0 | 0 | 0 | 0
STWD | 0 | 0 | 0 | 0 | 0 | 0
WT | 0 | 0 | 0 | 0 | 0 | 0
IGCC | 0 | 0 | 0 | 0 | 0 | 0
DemandResponse | 0 | 0 | 0 | 0 | 0 | 0
IGCC-CCS | 0 | 0 | 0 | 0 | 0 | 0
WT_off | 0 | 0 | 0 | 0 | 0 | 0
PseudoUnit | 0 | 0 | 0 | 0 | 0 | 0
FixedInterchange | 0 | 0 | 0 | 0 | 0 | 0
Retrofit FOM Costs by Reporting Type: NEISO
ReportingType | 2015 | 2020 | 2025 | 2030 | 2035 | 2040
BM | 0 | 0 | 0 | 0 | 0 | 0
CC | 0 | 0 | 0 | 0 | 0 | 0
CSP | 0 | 0 | 0 | 0 | 0 | 0
CT | 0 | 0 | 0 | 0 | 0 | 0
Coal | 4.08 | 0 | 0 | 0 | 0 | 0
Geo | 0 | 0 | 0 | 0 | 0 | 0
H | 0 | 0 | 0 | 0 | 0 | 0
LFG | 0 | 0 | 0 | 0 | 0 | 0
Nuc | 0 | 0 | 0 | 0 | 0 | 0
PS | 0 | 0 | 0 | 0 | 0 | 0
PV | 0 | 0 | 0 | 0 | 0 | 0
PeakG | 0 | 0 | 0 | 0 | 0 | 0
PeakO | 0 | 0 | 0 | 0 | 0 | 0
ST | 0 | 0 | 0 | 0 | 0 | 0
STOG | 0 | 0 | 0 | 0 | 0 | 0
STWD | 0 | 0 | 0 | 0 | 0 | 0
WT | 0 | 0 | 0 | 0 | 0 | 0
IGCC | 0 | 0 | 0 | 0 | 0 | 0
DemandResponse | 0 | 0 | 0 | 0 | 0 | 0
IGCC-CCS | 0 | 0 | 0 | 0 | 0 | 0
WT_off | 0 | 0 | 0 | 0 | 0 | 0
PseudoUnit | 0 | 0 | 0 | 0 | 0 | 0
FixedInterchange | 0 | 0 | 0 | 0 | 0 | 0
Retrofit FOM Costs by Reporting Type: NonRTO_Midwest
ReportingType | 2015 | 2020 | 2025 | 2030 | 2035 | 2040
BM | 0 | 0 | 0 | 0 | 0 | 0
CC | 0 | 0 | 0 | 0 | 0 | 0
CSP | 0 | 0 | 0 | 0 | 0 | 0
CT | 0 | 0 | 0 | 0 | 0 | 0
Coal | 66.73 | 45.16 | 11.28 | 10.57 | 10.57 | 10.57
Geo | 0 | 0 | 0 | 0 | 0 | 0
H | 0 | 0 | 0 | 0 | 0 | 0
LFG | 0 | 0 | 0 | 0 | 0 | 0
Nuc | 0 | 0 | 0 | 0 | 0 | 0
PS | 0 | 0 | 0 | 0 | 0 | 0
PV | 0 | 0 | 0 | 0 | 0 | 0
PeakG | 0 | 0 | 0 | 0 | 0 | 0
PeakO | 0 | 0 | 0 | 0 | 0 | 0
ST | 0 | 0 | 0 | 0 | 0 | 0
STOG | 0 | 0 | 0 | 0 | 0 | 0
STWD | 0 | 0 | 0 | 0 | 0 | 0
WT | 0 | 0 | 0 | 0 | 0 | 0
IGCC | 0 | 0 | 0 | 0 | 0 | 0
DemandResponse | 0 | 0 | 0 | 0 | 0 | 0
IGCC-CCS | 0 | 0 | 0 | 0 | 0 | 0
WT_off | 0 | 0 | 0 | 0 | 0 | 0
PseudoUnit | 0 | 0 | 0 | 0 | 0 | 0
FixedInterchange | 0 | 0 | 0 | 0 | 0 | 0
Retrofit FOM Costs by Reporting Type: NYISO_A-F
ReportingType | 2015 | 2020 | 2025 | 2030 | 2035 | 2040
BM | 0 | 0 | 0 | 0 | 0 | 0
CC | 0 | 0 | 0 | 0 | 0 | 0
CSP | 0 | 0 | 0 | 0 | 0 | 0
CT | 0 | 0 | 0 | 0 | 0 | 0
Coal | 0 | 0 | 0 | 0 | 0 | 0
Geo | 0 | 0 | 0 | 0 | 0 | 0
H | 0 | 0 | 0 | 0 | 0 | 0
LFG | 0 | 0 | 0 | 0 | 0 | 0
Nuc | 0 | 0 | 0 | 0 | 0 | 0
PS | 0 | 0 | 0 | 0 | 0 | 0
PV | 0 | 0 | 0 | 0 | 0 | 0
PeakG | 0 | 0 | 0 | 0 | 0 | 0
PeakO | 0 | 0 | 0 | 0 | 0 | 0
ST | 0 | 0 | 0 | 0 | 0 | 0
STOG | 0 | 0 | 0 | 0 | 0 | 0
STWD | 0 | 0 | 0 | 0 | 0 | 0
WT | 0 | 0 | 0 | 0 | 0 | 0
IGCC | 0 | 0 | 0 | 0 | 0 | 0
DemandResponse | 0 | 0 | 0 | 0 | 0 | 0
IGCC-CCS | 0 | 0 | 0 | 0 | 0 | 0
WT_off | 0 | 0 | 0 | 0 | 0 | 0
PseudoUnit | 0 | 0 | 0 | 0 | 0 | 0
FixedInterchange | 0 | 0 | 0 | 0 | 0 | 0
Retrofit FOM Costs by Reporting Type: NYISO_G-I
ReportingType | 2015 | 2020 | 2025 | 2030 | 2035 | 2040
BM | 0 | 0 | 0 | 0 | 0 | 0
CC | 0 | 0 | 0 | 0 | 0 | 0
CSP | 0 | 0 | 0 | 0 | 0 | 0
CT | 0 | 0 | 0 | 0 | 0 | 0
Coal | 0 | 0 | 0 | 0 | 0 | 0
Geo | 0 | 0 | 0 | 0 | 0 | 0
H | 0 | 0 | 0 | 0 | 0 | 0
LFG | 0 | 0 | 0 | 0 | 0 | 0
Nuc | 0 | 0 | 0 | 0 | 0 | 0
PS | 0 | 0 | 0 | 0 | 0 | 0
PV | 0 | 0 | 0 | 0 | 0 | 0
PeakG | 0 | 0 | 0 | 0 | 0 | 0
PeakO | 0 | 0 | 0 | 0 | 0 | 0
ST | 0 | 0 | 0 | 0 | 0 | 0
STOG | 0 | 0 | 0 | 0 | 0 | 0
STWD | 0 | 0 | 0 | 0 | 0 | 0
WT | 0 | 0 | 0 | 0 | 0 | 0
IGCC | 0 | 0 | 0 | 0 | 0 | 0
DemandResponse | 0 | 0 | 0 | 0 | 0 | 0
IGCC-CCS | 0 | 0 | 0 | 0 | 0 | 0
WT_off | 0 | 0 | 0 | 0 | 0 | 0
PseudoUnit | 0 | 0 | 0 | 0 | 0 | 0
FixedInterchange | 0 | 0 | 0 | 0 | 0 | 0
Retrofit FOM Costs by Reporting Type: NYISO_J-K
ReportingType | 2015 | 2020 | 2025 | 2030 | 2035 | 2040
BM | 0 | 0 | 0 | 0 | 0 | 0
CC | 0 | 0 | 0 | 0 | 0 | 0
CSP | 0 | 0 | 0 | 0 | 0 | 0
CT | 0 | 0 | 0 | 0 | 0 | 0
Coal | 0 | 0 | 0 | 0 | 0 | 0
Geo | 0 | 0 | 0 | 0 | 0 | 0
H | 0 | 0 | 0 | 0 | 0 | 0
LFG | 0 | 0 | 0 | 0 | 0 | 0
Nuc | 0 | 0 | 0 | 0 | 0 | 0
PS | 0 | 0 | 0 | 0 | 0 | 0
PV | 0 | 0 | 0 | 0 | 0 | 0
PeakG | 0 | 0 | 0 | 0 | 0 | 0
PeakO | 0 | 0 | 0 | 0 | 0 | 0
ST | 0 | 0 | 0 | 0 | 0 | 0
STOG | 0 | 0 | 0 | 0 | 0 | 0
STWD | 0 | 0 | 0 | 0 | 0 | 0
WT | 0 | 0 | 0 | 0 | 0 | 0
IGCC | 0 | 0 | 0 | 0 | 0 | 0
DemandResponse | 0 | 0 | 0 | 0 | 0 | 0
IGCC-CCS | 0 | 0 | 0 | 0 | 0 | 0
WT_off | 0 | 0 | 0 | 0 | 0 | 0
PseudoUnit | 0 | 0 | 0 | 0 | 0 | 0
FixedInterchange | 0 | 0 | 0 | 0 | 0 | 0
Retrofit FOM Costs by Reporting Type: PJM_E
ReportingType | 2015 | 2020 | 2025 | 2030 | 2035 | 2040
BM | 0 | 0 | 0 | 0 | 0 | 0
CC | 0 | 0 | 0 | 0 | 0 | 0
CSP | 0 | 0 | 0 | 0 | 0 | 0
CT | 0 | 0 | 0 | 0 | 0 | 0
Coal | 1.07 | 0 | 0 | 0 | 0 | 0
Geo | 0 | 0 | 0 | 0 | 0 | 0
H | 0 | 0 | 0 | 0 | 0 | 0
LFG | 0 | 0 | 0 | 0 | 0 | 0
Nuc | 0 | 0 | 0 | 0 | 0 | 0
PS | 0 | 0 | 0 | 0 | 0 | 0
PV | 0 | 0 | 0 | 0 | 0 | 0
PeakG | 0 | 0 | 0 | 0 | 0 | 0
PeakO | 0 | 0 | 0 | 0 | 0 | 0
ST | 0 | 0 | 0 | 0 | 0 | 0
STOG | 0 | 0 | 0 | 0 | 0 | 0
STWD | 0 | 0 | 0 | 0 | 0 | 0
WT | 0 | 0 | 0 | 0 | 0 | 0
IGCC | 0 | 0 | 0 | 0 | 0 | 0
DemandResponse | 0 | 0 | 0 | 0 | 0 | 0
IGCC-CCS | 0 | 0 | 0 | 0 | 0 | 0
WT_off | 0 | 0 | 0 | 0 | 0 | 0
PseudoUnit | 0 | 0 | 0 | 0 | 0 | 0
FixedInterchange | 0 | 0 | 0 | 0 | 0 | 0
Retrofit FOM Costs by Reporting Type: PJM_ROM
ReportingType | 2015 | 2020 | 2025 | 2030 | 2035 | 2040
BM | 0 | 0 | 0 | 0 | 0 | 0
CC | 0 | 0 | 0 | 0 | 0 | 0
CSP | 0 | 0 | 0 | 0 | 0 | 0
CT | 0 | 0 | 0 | 0 | 0 | 0
Coal | 2.04 | 0.53 | 0 | 0 | 0 | 0
Geo | 0 | 0 | 0 | 0 | 0 | 0
H | 0 | 0 | 0 | 0 | 0 | 0
LFG | 0 | 0 | 0 | 0 | 0 | 0
Nuc | 0 | 0 | 0 | 0 | 0 | 0
PS | 0 | 0 | 0 | 0 | 0 | 0
PV | 0 | 0 | 0 | 0 | 0 | 0
PeakG | 0 | 0 | 0 | 0 | 0 | 0
PeakO | 0 | 0 | 0 | 0 | 0 | 0
ST | 0 | 0 | 0 | 0 | 0 | 0
STOG | 0 | 0 | 0 | 0 | 0 | 0
STWD | 0 | 0 | 0 | 0 | 0 | 0
WT | 0 | 0 | 0 | 0 | 0 | 0
IGCC | 0 | 0 | 0 | 0 | 0 | 0
DemandResponse | 0 | 0 | 0 | 0 | 0 | 0
IGCC-CCS | 0 | 0 | 0 | 0 | 0 | 0
WT_off | 0 | 0 | 0 | 0 | 0 | 0
PseudoUnit | 0 | 0 | 0 | 0 | 0 | 0
FixedInterchange | 0 | 0 | 0 | 0 | 0 | 0
Retrofit FOM Costs by Reporting Type: PJM_ROR
ReportingType | 2015 | 2020 | 2025 | 2030 | 2035 | 2040
BM | 0 | 0 | 0 | 0 | 0 | 0
CC | 0 | 0 | 0 | 0 | 0 | 0
CSP | 0 | 0 | 0 | 0 | 0 | 0
CT | 0 | 0 | 0 | 0 | 0 | 0
Coal | 130.95 | 119.93 | 9.31 | 9.67 | 10.11 | 10.11
Geo | 0 | 0 | 0 | 0 | 0 | 0
H | 0 | 0 | 0 | 0 | 0 | 0
LFG | 0 | 0 | 0 | 0 | 0 | 0
Nuc | 0 | 0 | 0 | 0 | 0 | 0
PS | 0 | 0 | 0 | 0 | 0 | 0
PV | 0 | 0 | 0 | 0 | 0 | 0
PeakG | 0 | 0 | 0 | 0 | 0 | 0
PeakO | 0 | 0 | 0 | 0 | 0 | 0
ST | 0 | 0 | 0 | 0 | 0 | 0
STOG | 0 | 0 | 0 | 0 | 0 | 0
STWD | 0 | 0 | 0 | 0 | 0 | 0
WT | 0 | 0 | 0 | 0 | 0 | 0
IGCC | 0 | 0 | 0 | 0 | 0 | 0
DemandResponse | 0 | 0 | 0 | 0 | 0 | 0
IGCC-CCS | 0 | 0 | 0 | 0 | 0 | 0
WT_off | 0 | 0 | 0 | 0 | 0 | 0
PseudoUnit | 0 | 0 | 0 | 0 | 0 | 0
FixedInterchange | 0 | 0 | 0 | 0 | 0 | 0
Retrofit FOM Costs by Reporting Type: SOCO
ReportingType | 2015 | 2020 | 2025 | 2030 | 2035 | 2040
BM | 0 | 0 | 0 | 0 | 0 | 0
CC | 0 | 0 | 0 | 0 | 0 | 0
CSP | 0 | 0 | 0 | 0 | 0 | 0
CT | 0 | 0 | 0 | 0 | 0 | 0
Coal | 48.37 | 40.31 | 15.01 | 15.14 | 15.14 | 15.14
Geo | 0 | 0 | 0 | 0 | 0 | 0
H | 0 | 0 | 0 | 0 | 0 | 0
LFG | 0 | 0 | 0 | 0 | 0 | 0
Nuc | 0 | 0 | 0 | 0 | 0 | 0
PS | 0 | 0 | 0 | 0 | 0 | 0
PV | 0 | 0 | 0 | 0 | 0 | 0
PeakG | 0 | 0 | 0 | 0 | 0 | 0
PeakO | 0 | 0 | 0 | 0 | 0 | 0
ST | 0 | 0 | 0 | 0 | 0 | 0
STOG | 0 | 0 | 0 | 0 | 0 | 0
STWD | 0 | 0 | 0 | 0 | 0 | 0
WT | 0 | 0 | 0 | 0 | 0 | 0
IGCC | 0 | 0 | 0 | 0 | 0 | 0
DemandResponse | 0 | 0 | 0 | 0 | 0 | 0
IGCC-CCS | 0 | 0 | 0 | 0 | 0 | 0
WT_off | 0 | 0 | 0 | 0 | 0 | 0
PseudoUnit | 0 | 0 | 0 | 0 | 0 | 0
FixedInterchange | 0 | 0 | 0 | 0 | 0 | 0
Retrofit FOM Costs by Reporting Type: SPP_N
ReportingType | 2015 | 2020 | 2025 | 2030 | 2035 | 2040
BM | 0 | 0 | 0 | 0 | 0 | 0
CC | 0 | 0 | 0 | 0 | 0 | 0
CSP | 0 | 0 | 0 | 0 | 0 | 0
CT | 0 | 0 | 0 | 0 | 0 | 0
Coal | 35.72 | 32.73 | 6.18 | 6.55 | 6.63 | 6.63
Geo | 0 | 0 | 0 | 0 | 0 | 0
H | 0 | 0 | 0 | 0 | 0 | 0
LFG | 0 | 0 | 0 | 0 | 0 | 0
Nuc | 0 | 0 | 0 | 0 | 0 | 0
PS | 0 | 0 | 0 | 0 | 0 | 0
PV | 0 | 0 | 0 | 0 | 0 | 0
PeakG | 0 | 0 | 0 | 0 | 0 | 0
PeakO | 0 | 0 | 0 | 0 | 0 | 0
ST | 0 | 0 | 0 | 0 | 0 | 0
STOG | 0 | 0 | 0 | 0 | 0 | 0
STWD | 0 | 0 | 0 | 0 | 0 | 0
WT | 0 | 0 | 0 | 0 | 0 | 0
IGCC | 0 | 0 | 0 | 0 | 0 | 0
DemandResponse | 0 | 0 | 0 | 0 | 0 | 0
IGCC-CCS | 0 | 0 | 0 | 0 | 0 | 0
WT_off | 0 | 0 | 0 | 0 | 0 | 0
PseudoUnit | 0 | 0 | 0 | 0 | 0 | 0
FixedInterchange | 0 | 0 | 0 | 0 | 0 | 0
Retrofit FOM Costs by Reporting Type: SPP_S
ReportingType | 2015 | 2020 | 2025 | 2030 | 2035 | 2040
BM | 0 | 0 | 0 | 0 | 0 | 0
CC | 0 | 0 | 0 | 0 | 0 | 0
CSP | 0 | 0 | 0 | 0 | 0 | 0
CT | 0 | 0 | 0 | 0 | 0 | 0
Coal | 10.97 | 13.29 | 0 | 0 | 0 | 0
Geo | 0 | 0 | 0 | 0 | 0 | 0
H | 0 | 0 | 0 | 0 | 0 | 0
LFG | 0 | 0 | 0 | 0 | 0 | 0
Nuc | 0 | 0 | 0 | 0 | 0 | 0
PS | 0 | 0 | 0 | 0 | 0 | 0
PV | 0 | 0 | 0 | 0 | 0 | 0
PeakG | 0 | 0 | 0 | 0 | 0 | 0
PeakO | 0 | 0 | 0 | 0 | 0 | 0
ST | 0 | 0 | 0 | 0 | 0 | 0
STOG | 0 | 0 | 0 | 0 | 0 | 0
STWD | 0 | 0 | 0 | 0 | 0 | 0
WT | 0 | 0 | 0 | 0 | 0 | 0
IGCC | 0 | 0 | 0 | 0 | 0 | 0
DemandResponse | 0 | 0 | 0 | 0 | 0 | 0
IGCC-CCS | 0 | 0 | 0 | 0 | 0 | 0
WT_off | 0 | 0 | 0 | 0 | 0 | 0
PseudoUnit | 0 | 0 | 0 | 0 | 0 | 0
FixedInterchange | 0 | 0 | 0 | 0 | 0 | 0
Retrofit FOM Costs by Reporting Type: TVA
ReportingType | 2015 | 2020 | 2025 | 2030 | 2035 | 2040
BM | 0 | 0 | 0 | 0 | 0 | 0
CC | 0 | 0 | 0 | 0 | 0 | 0
CSP | 0 | 0 | 0 | 0 | 0 | 0
CT | 0 | 0 | 0 | 0 | 0 | 0
Coal | 32.83 | 25.57 | 0.12 | 0 | 0 | 0
Geo | 0 | 0 | 0 | 0 | 0 | 0
H | 0 | 0 | 0 | 0 | 0 | 0
LFG | 0 | 0 | 0 | 0 | 0 | 0
Nuc | 0 | 0 | 0 | 0 | 0 | 0
PS | 0 | 0 | 0 | 0 | 0 | 0
PV | 0 | 0 | 0 | 0 | 0 | 0
PeakG | 0 | 0 | 0 | 0 | 0 | 0
PeakO | 0 | 0 | 0 | 0 | 0 | 0
ST | 0 | 0 | 0 | 0 | 0 | 0
STOG | 0 | 0 | 0 | 0 | 0 | 0
STWD | 0 | 0 | 0 | 0 | 0 | 0
WT | 0 | 0 | 0 | 0 | 0 | 0
IGCC | 0 | 0 | 0 | 0 | 0 | 0
DemandResponse | 0 | 0 | 0 | 0 | 0 | 0
IGCC-CCS | 0 | 0 | 0 | 0 | 0 | 0
WT_off | 0 | 0 | 0 | 0 | 0 | 0
PseudoUnit | 0 | 0 | 0 | 0 | 0 | 0
FixedInterchange | 0 | 0 | 0 | 0 | 0 | 0
Retrofit FOM Costs by Reporting Type: TVA_Transmission
ReportingType | 2015 | 2020 | 2025 | 2030 | 2035 | 2040
BM | 0 | 0 | 0 | 0 | 0 | 0
CC | 0 | 0 | 0 | 0 | 0 | 0
CSP | 0 | 0 | 0 | 0 | 0 | 0
CT | 0 | 0 | 0 | 0 | 0 | 0
Coal | 0 | 0 | 0 | 0 | 0 | 0
Geo | 0 | 0 | 0 | 0 | 0 | 0
H | 0 | 0 | 0 | 0 | 0 | 0
LFG | 0 | 0 | 0 | 0 | 0 | 0
Nuc | 0 | 0 | 0 | 0 | 0 | 0
PS | 0 | 0 | 0 | 0 | 0 | 0
PV | 0 | 0 | 0 | 0 | 0 | 0
PeakG | 0 | 0 | 0 | 0 | 0 | 0
PeakO | 0 | 0 | 0 | 0 | 0 | 0
ST | 0 | 0 | 0 | 0 | 0 | 0
STOG | 0 | 0 | 0 | 0 | 0 | 0
STWD | 0 | 0 | 0 | 0 | 0 | 0
WT | 0 | 0 | 0 | 0 | 0 | 0
IGCC | 0 | 0 | 0 | 0 | 0 | 0
DemandResponse | 0 | 0 | 0 | 0 | 0 | 0
IGCC-CCS | 0 | 0 | 0 | 0 | 0 | 0
WT_off | 0 | 0 | 0 | 0 | 0 | 0
PseudoUnit | 0 | 0 | 0 | 0 | 0 | 0
FixedInterchange | 0 | 0 | 0 | 0 | 0 | 0
Retrofit FOM Costs by Reporting Type: VACAR
ReportingType | 2015 | 2020 | 2025 | 2030 | 2035 | 2040
BM | 0 | 0 | 0 | 0 | 0 | 0
CC | 0 | 0 | 0 | 0 | 0 | 0
CSP | 0 | 0 | 0 | 0 | 0 | 0
CT | 0 | 0 | 0 | 0 | 0 | 0
Coal | 70.11 | 44.04 | 13.21 | 12.67 | 12.88 | 12.88
Geo | 0 | 0 | 0 | 0 | 0 | 0
H | 0 | 0 | 0 | 0 | 0 | 0
LFG | 0 | 0 | 0 | 0 | 0 | 0
Nuc | 0 | 0 | 0 | 0 | 0 | 0
PS | 0 | 0 | 0 | 0 | 0 | 0
PV | 0 | 0 | 0 | 0 | 0 | 0
PeakG | 0 | 0 | 0 | 0 | 0 | 0
PeakO | 0 | 0 | 0 | 0 | 0 | 0
ST | 0 | 0 | 0 | 0 | 0 | 0
STOG | 0 | 0 | 0 | 0 | 0 | 0
STWD | 0 | 0 | 0 | 0 | 0 | 0
WT | 0 | 0 | 0 | 0 | 0 | 0
IGCC | 0 | 0 | 0 | 0 | 0 | 0
DemandResponse | 0 | 0 | 0 | 0 | 0 | 0
IGCC-CCS | 0 | 0 | 0 | 0 | 0 | 0
WT_off | 0 | 0 | 0 | 0 | 0 | 0
PseudoUnit | 0 | 0 | 0 | 0 | 0 | 0
FixedInterchange | 0 | 0 | 0 | 0 | 0 | 0
Retrofit FOM Costs by Reporting Type: IESO
ReportingType | 2015 | 2020 | 2025 | 2030 | 2035 | 2040
BM | 0 | 0 | 0 | 0 | 0 | 0
CC | 0 | 0 | 0 | 0 | 0 | 0
CSP | 0 | 0 | 0 | 0 | 0 | 0
CT | 0 | 0 | 0 | 0 | 0 | 0
Coal | 0 | 0 | 0 | 0 | 0 | 0
Geo | 0 | 0 | 0 | 0 | 0 | 0
H | 0 | 0 | 0 | 0 | 0 | 0
LFG | 0 | 0 | 0 | 0 | 0 | 0
Nuc | 0 | 0 | 0 | 0 | 0 | 0
PS | 0 | 0 | 0 | 0 | 0 | 0
PV | 0 | 0 | 0 | 0 | 0 | 0
PeakG | 0 | 0 | 0 | 0 | 0 | 0
PeakO | 0 | 0 | 0 | 0 | 0 | 0
ST | 0 | 0 | 0 | 0 | 0 | 0
STOG | 0 | 0 | 0 | 0 | 0 | 0
STWD | 0 | 0 | 0 | 0 | 0 | 0
WT | 0 | 0 | 0 | 0 | 0 | 0
IGCC | 0 | 0 | 0 | 0 | 0 | 0
DemandResponse | 0 | 0 | 0 | 0 | 0 | 0
IGCC-CCS | 0 | 0 | 0 | 0 | 0 | 0
WT_off | 0 | 0 | 0 | 0 | 0 | 0
PseudoUnit | 0 | 0 | 0 | 0 | 0 | 0
FixedInterchange | 0 | 0 | 0 | 0 | 0 | 0
Retrofit FOM Costs by Reporting Type: MAPP_CA
ReportingType | 2015 | 2020 | 2025 | 2030 | 2035 | 2040
BM | 0 | 0 | 0 | 0 | 0 | 0
CC | 0 | 0 | 0 | 0 | 0 | 0
CSP | 0 | 0 | 0 | 0 | 0 | 0
CT | 0 | 0 | 0 | 0 | 0 | 0
Coal | 0 | 0 | 0 | 0 | 0 | 0
Geo | 0 | 0 | 0 | 0 | 0 | 0
H | 0 | 0 | 0 | 0 | 0 | 0
LFG | 0 | 0 | 0 | 0 | 0 | 0
Nuc | 0 | 0 | 0 | 0 | 0 | 0
PS | 0 | 0 | 0 | 0 | 0 | 0
PV | 0 | 0 | 0 | 0 | 0 | 0
PeakG | 0 | 0 | 0 | 0 | 0 | 0
PeakO | 0 | 0 | 0 | 0 | 0 | 0
ST | 0 | 0 | 0 | 0 | 0 | 0
STOG | 0 | 0 | 0 | 0 | 0 | 0
STWD | 0 | 0 | 0 | 0 | 0 | 0
WT | 0 | 0 | 0 | 0 | 0 | 0
IGCC | 0 | 0 | 0 | 0 | 0 | 0
DemandResponse | 0 | 0 | 0 | 0 | 0 | 0
IGCC-CCS | 0 | 0 | 0 | 0 | 0 | 0
WT_off | 0 | 0 | 0 | 0 | 0 | 0
PseudoUnit | 0 | 0 | 0 | 0 | 0 | 0
FixedInterchange | 0 | 0 | 0 | 0 | 0 | 0
Retrofit FOM Costs by Reporting Type: AZ_NM_SNV_Coal
ReportingType | 2015 | 2020 | 2025 | 2030 | 2035 | 2040
BM | 0 | 0 | 0 | 0 | 0 | 0
CC | 0 | 0 | 0 | 0 | 0 | 0
CSP | 0 | 0 | 0 | 0 | 0 | 0
CT | 0 | 0 | 0 | 0 | 0 | 0
Coal | 49.07 | 46.82 | 6.74 | 0 | 0 | 0
Geo | 0 | 0 | 0 | 0 | 0 | 0
H | 0 | 0 | 0 | 0 | 0 | 0
LFG | 0 | 0 | 0 | 0 | 0 | 0
Nuc | 0 | 0 | 0 | 0 | 0 | 0
PS | 0 | 0 | 0 | 0 | 0 | 0
PV | 0 | 0 | 0 | 0 | 0 | 0
PeakG | 0 | 0 | 0 | 0 | 0 | 0
PeakO | 0 | 0 | 0 | 0 | 0 | 0
ST | 0 | 0 | 0 | 0 | 0 | 0
STOG | 0 | 0 | 0 | 0 | 0 | 0
STWD | 0 | 0 | 0 | 0 | 0 | 0
WT | 0 | 0 | 0 | 0 | 0 | 0
IGCC | 0 | 0 | 0 | 0 | 0 | 0
DemandResponse | 0 | 0 | 0 | 0 | 0 | 0
IGCC-CCS | 0 | 0 | 0 | 0 | 0 | 0
WT_off | 0 | 0 | 0 | 0 | 0 | 0
PseudoUnit | 0 | 0 | 0 | 0 | 0 | 0
FixedInterchange | 0 | 0 | 0 | 0 | 0 | 0
Retrofit FOM Costs by Reporting Type: AZ_NM_SNV_Gas
ReportingType | 2015 | 2020 | 2025 | 2030 | 2035 | 2040
BM | 0 | 0 | 0 | 0 | 0 | 0
CC | 0 | 0 | 0 | 0 | 0 | 0
CSP | 0 | 0 | 0 | 0 | 0 | 0
CT | 0 | 0 | 0 | 0 | 0 | 0
Coal | 0 | 0 | 0 | 0 | 0 | 0
Geo | 0 | 0 | 0 | 0 | 0 | 0
H | 0 | 0 | 0 | 0 | 0 | 0
LFG | 0 | 0 | 0 | 0 | 0 | 0
Nuc | 0 | 0 | 0 | 0 | 0 | 0
PS | 0 | 0 | 0 | 0 | 0 | 0
PV | 0 | 0 | 0 | 0 | 0 | 0
PeakG | 0 | 0 | 0 | 0 | 0 | 0
PeakO | 0 | 0 | 0 | 0 | 0 | 0
ST | 0 | 0 | 0 | 0 | 0 | 0
STOG | 0 | 0 | 0 | 0 | 0 | 0
STWD | 0 | 0 | 0 | 0 | 0 | 0
WT | 0 | 0 | 0 | 0 | 0 | 0
IGCC | 0 | 0 | 0 | 0 | 0 | 0
DemandResponse | 0 | 0 | 0 | 0 | 0 | 0
IGCC-CCS | 0 | 0 | 0 | 0 | 0 | 0
WT_off | 0 | 0 | 0 | 0 | 0 | 0
PseudoUnit | 0 | 0 | 0 | 0 | 0 | 0
FixedInterchange | 0 | 0 | 0 | 0 | 0 | 0
Retrofit FOM Costs by Reporting Type: AZ_NM_SNV_NucRenew
ReportingType | 2015 | 2020 | 2025 | 2030 | 2035 | 2040
BM | 0 | 0 | 0 | 0 | 0 | 0
CC | 0 | 0 | 0 | 0 | 0 | 0
CSP | 0 | 0 | 0 | 0 | 0 | 0
CT | 0 | 0 | 0 | 0 | 0 | 0
Coal | 0 | 0 | 0 | 0 | 0 | 0
Geo | 0 | 0 | 0 | 0 | 0 | 0
H | 0 | 0 | 0 | 0 | 0 | 0
LFG | 0 | 0 | 0 | 0 | 0 | 0
Nuc | 0 | 0 | 0 | 0 | 0 | 0
PS | 0 | 0 | 0 | 0 | 0 | 0
PV | 0 | 0 | 0 | 0 | 0 | 0
PeakG | 0 | 0 | 0 | 0 | 0 | 0
PeakO | 0 | 0 | 0 | 0 | 0 | 0
ST | 0 | 0 | 0 | 0 | 0 | 0
STOG | 0 | 0 | 0 | 0 | 0 | 0
STWD | 0 | 0 | 0 | 0 | 0 | 0
WT | 0 | 0 | 0 | 0 | 0 | 0
IGCC | 0 | 0 | 0 | 0 | 0 | 0
DemandResponse | 0 | 0 | 0 | 0 | 0 | 0
IGCC-CCS | 0 | 0 | 0 | 0 | 0 | 0
WT_off | 0 | 0 | 0 | 0 | 0 | 0
PseudoUnit | 0 | 0 | 0 | 0 | 0 | 0
FixedInterchange | 0 | 0 | 0 | 0 | 0 | 0
Retrofit FOM Costs by Reporting Type: ERCOT
ReportingType | 2015 | 2020 | 2025 | 2030 | 2035 | 2040
BM | 0 | 0 | 0 | 0 | 0 | 0
CC | 0 | 0 | 0 | 0 | 0 | 0
CSP | 0 | 0 | 0 | 0 | 0 | 0
CT | 0 | 0 | 0 | 0 | 0 | 0
Coal | 17.21 | 7.23 | 7.29 | 7.47 | 7.47 | 7.47
Geo | 0 | 0 | 0 | 0 | 0 | 0
H | 0 | 0 | 0 | 0 | 0 | 0
LFG | 0 | 0 | 0 | 0 | 0 | 0
Nuc | 0 | 0 | 0 | 0 | 0 | 0
PS | 0 | 0 | 0 | 0 | 0 | 0
PV | 0 | 0 | 0 | 0 | 0 | 0
PeakG | 0 | 0 | 0 | 0 | 0 | 0
PeakO | 0 | 0 | 0 | 0 | 0 | 0
ST | 0 | 0 | 0 | 0 | 0 | 0
STOG | 0 | 0 | 0 | 0 | 0 | 0
STWD | 0 | 0 | 0 | 0 | 0 | 0
WT | 0 | 0 | 0 | 0 | 0 | 0
IGCC | 0 | 0 | 0 | 0 | 0 | 0
DemandResponse | 0 | 0 | 0 | 0 | 0 | 0
IGCC-CCS | 0 | 0 | 0 | 0 | 0 | 0
WT_off | 0 | 0 | 0 | 0 | 0 | 0
PseudoUnit | 0 | 0 | 0 | 0 | 0 | 0
FixedInterchange | 0 | 0 | 0 | 0 | 0 | 0
Retrofit FOM Costs by Reporting Type: NP15
ReportingType | 2015 | 2020 | 2025 | 2030 | 2035 | 2040
BM | 0 | 0 | 0 | 0 | 0 | 0
CC | 0 | 0 | 0 | 0 | 0 | 0
CSP | 0 | 0 | 0 | 0 | 0 | 0
CT | 0 | 0 | 0 | 0 | 0 | 0
Coal | 0.19 | 0 | 0 | 0 | 0 | 0
Geo | 0 | 0 | 0 | 0 | 0 | 0
H | 0 | 0 | 0 | 0 | 0 | 0
LFG | 0 | 0 | 0 | 0 | 0 | 0
Nuc | 0 | 0 | 0 | 0 | 0 | 0
PS | 0 | 0 | 0 | 0 | 0 | 0
PV | 0 | 0 | 0 | 0 | 0 | 0
PeakG | 0 | 0 | 0 | 0 | 0 | 0
PeakO | 0 | 0 | 0 | 0 | 0 | 0
ST | 0 | 0 | 0 | 0 | 0 | 0
STOG | 0 | 0 | 0 | 0 | 0 | 0
STWD | 0 | 0 | 0 | 0 | 0 | 0
WT | 0 | 0 | 0 | 0 | 0 | 0
IGCC | 0 | 0 | 0 | 0 | 0 | 0
DemandResponse | 0 | 0 | 0 | 0 | 0 | 0
IGCC-CCS | 0 | 0 | 0 | 0 | 0 | 0
WT_off | 0 | 0 | 0 | 0 | 0 | 0
PseudoUnit | 0 | 0 | 0 | 0 | 0 | 0
FixedInterchange | 0 | 0 | 0 | 0 | 0 | 0
Retrofit FOM Costs by Reporting Type: NWPP_Coal
ReportingType | 2015 | 2020 | 2025 | 2030 | 2035 | 2040
BM | 0 | 0 | 0 | 0 | 0 | 0
CC | 0 | 0 | 0 | 0 | 0 | 0
CSP | 0 | 0 | 0 | 0 | 0 | 0
CT | 0 | 0 | 0 | 0 | 0 | 0
Coal | 35.53 | 36.12 | 0.98 | 0.98 | 0.98 | 0.98
Geo | 0 | 0 | 0 | 0 | 0 | 0
H | 0 | 0 | 0 | 0 | 0 | 0
LFG | 0 | 0 | 0 | 0 | 0 | 0
Nuc | 0 | 0 | 0 | 0 | 0 | 0
PS | 0 | 0 | 0 | 0 | 0 | 0
PV | 0 | 0 | 0 | 0 | 0 | 0
PeakG | 0 | 0 | 0 | 0 | 0 | 0
PeakO | 0 | 0 | 0 | 0 | 0 | 0
ST | 0 | 0 | 0 | 0 | 0 | 0
STOG | 0 | 0 | 0 | 0 | 0 | 0
STWD | 0 | 0 | 0 | 0 | 0 | 0
WT | 0 | 0 | 0 | 0 | 0 | 0
IGCC | 0 | 0 | 0 | 0 | 0 | 0
DemandResponse | 0 | 0 | 0 | 0 | 0 | 0
IGCC-CCS | 0 | 0 | 0 | 0 | 0 | 0
WT_off | 0 | 0 | 0 | 0 | 0 | 0
PseudoUnit | 0 | 0 | 0 | 0 | 0 | 0
FixedInterchange | 0 | 0 | 0 | 0 | 0 | 0
Retrofit FOM Costs by Reporting Type: NWPP_Gas
ReportingType | 2015 | 2020 | 2025 | 2030 | 2035 | 2040
BM | 0 | 0 | 0 | 0 | 0 | 0
CC | 0 | 0 | 0 | 0 | 0 | 0
CSP | 0 | 0 | 0 | 0 | 0 | 0
CT | 0 | 0 | 0 | 0 | 0 | 0
Coal | 0 | 0 | 0 | 0 | 0 | 0
Geo | 0 | 0 | 0 | 0 | 0 | 0
H | 0 | 0 | 0 | 0 | 0 | 0
LFG | 0 | 0 | 0 | 0 | 0 | 0
Nuc | 0 | 0 | 0 | 0 | 0 | 0
PS | 0 | 0 | 0 | 0 | 0 | 0
PV | 0 | 0 | 0 | 0 | 0 | 0
PeakG | 0 | 0 | 0 | 0 | 0 | 0
PeakO | 0 | 0 | 0 | 0 | 0 | 0
ST | 0 | 0 | 0 | 0 | 0 | 0
STOG | 0 | 0 | 0 | 0 | 0 | 0
STWD | 0 | 0 | 0 | 0 | 0 | 0
WT | 0 | 0 | 0 | 0 | 0 | 0
IGCC | 0 | 0 | 0 | 0 | 0 | 0
DemandResponse | 0 | 0 | 0 | 0 | 0 | 0
IGCC-CCS | 0 | 0 | 0 | 0 | 0 | 0
WT_off | 0 | 0 | 0 | 0 | 0 | 0
PseudoUnit | 0 | 0 | 0 | 0 | 0 | 0
FixedInterchange | 0 | 0 | 0 | 0 | 0 | 0
Retrofit FOM Costs by Reporting Type: NWPP_NucRenew
ReportingType | 2015 | 2020 | 2025 | 2030 | 2035 | 2040
BM | 0 | 0 | 0 | 0 | 0 | 0
CC | 0 | 0 | 0 | 0 | 0 | 0
CSP | 0 | 0 | 0 | 0 | 0 | 0
CT | 0 | 0 | 0 | 0 | 0 | 0
Coal | 0 | 0 | 0 | 0 | 0 | 0
Geo | 0 | 0 | 0 | 0 | 0 | 0
H | 0 | 0 | 0 | 0 | 0 | 0
LFG | 0 | 0 | 0 | 0 | 0 | 0
Nuc | 0 | 0 | 0 | 0 | 0 | 0
PS | 0 | 0 | 0 | 0 | 0 | 0
PV | 0 | 0 | 0 | 0 | 0 | 0
PeakG | 0 | 0 | 0 | 0 | 0 | 0
PeakO | 0 | 0 | 0 | 0 | 0 | 0
ST | 0 | 0 | 0 | 0 | 0 | 0
STOG | 0 | 0 | 0 | 0 | 0 | 0
STWD | 0 | 0 | 0 | 0 | 0 | 0
WT | 0 | 0 | 0 | 0 | 0 | 0
IGCC | 0 | 0 | 0 | 0 | 0 | 0
DemandResponse | 0 | 0 | 0 | 0 | 0 | 0
IGCC-CCS | 0 | 0 | 0 | 0 | 0 | 0
WT_off | 0 | 0 | 0 | 0 | 0 | 0
PseudoUnit | 0 | 0 | 0 | 0 | 0 | 0
FixedInterchange | 0 | 0 | 0 | 0 | 0 | 0
Retrofit FOM Costs by Reporting Type: RMPA
ReportingType | 2015 | 2020 | 2025 | 2030 | 2035 | 2040
BM | 0 | 0 | 0 | 0 | 0 | 0
CC | 0 | 0 | 0 | 0 | 0 | 0
CSP | 0 | 0 | 0 | 0 | 0 | 0
CT | 0 | 0 | 0 | 0 | 0 | 0
Coal | 24.31 | 25.79 | 6.43 | 6.24 | 6.24 | 6.24
Geo | 0 | 0 | 0 | 0 | 0 | 0
H | 0 | 0 | 0 | 0 | 0 | 0
LFG | 0 | 0 | 0 | 0 | 0 | 0
Nuc | 0 | 0 | 0 | 0 | 0 | 0
PS | 0 | 0 | 0 | 0 | 0 | 0
PV | 0 | 0 | 0 | 0 | 0 | 0
PeakG | 0 | 0 | 0 | 0 | 0 | 0
PeakO | 0 | 0 | 0 | 0 | 0 | 0
ST | 0 | 0 | 0 | 0 | 0 | 0
STOG | 0 | 0 | 0 | 0 | 0 | 0
STWD | 0 | 0 | 0 | 0 | 0 | 0
WT | 0 | 0 | 0 | 0 | 0 | 0
IGCC | 0 | 0 | 0 | 0 | 0 | 0
DemandResponse | 0 | 0 | 0 | 0 | 0 | 0
IGCC-CCS | 0 | 0 | 0 | 0 | 0 | 0
WT_off | 0 | 0 | 0 | 0 | 0 | 0
PseudoUnit | 0 | 0 | 0 | 0 | 0 | 0
FixedInterchange | 0 | 0 | 0 | 0 | 0 | 0
Retrofit FOM Costs by Reporting Type: SP15
ReportingType | 2015 | 2020 | 2025 | 2030 | 2035 | 2040
BM | 0 | 0 | 0 | 0 | 0 | 0
CC | 0 | 0 | 0 | 0 | 0 | 0
CSP | 0 | 0 | 0 | 0 | 0 | 0
CT | 0 | 0 | 0 | 0 | 0 | 0
Coal | 0.23 | 0.41 | 0 | 0 | 0 | 0
Geo | 0 | 0 | 0 | 0 | 0 | 0
H | 0 | 0 | 0 | 0 | 0 | 0
LFG | 0 | 0 | 0 | 0 | 0 | 0
Nuc | 0 | 0 | 0 | 0 | 0 | 0
PS | 0 | 0 | 0 | 0 | 0 | 0
PV | 0 | 0 | 0 | 0 | 0 | 0
PeakG | 0 | 0 | 0 | 0 | 0 | 0
PeakO | 0 | 0 | 0 | 0 | 0 | 0
ST | 0 | 0 | 0 | 0 | 0 | 0
STOG | 0 | 0 | 0 | 0 | 0 | 0
STWD | 0 | 0 | 0 | 0 | 0 | 0
WT | 0 | 0 | 0 | 0 | 0 | 0
IGCC | 0 | 0 | 0 | 0 | 0 | 0
DemandResponse | 0 | 0 | 0 | 0 | 0 | 0
IGCC-CCS | 0 | 0 | 0 | 0 | 0 | 0
WT_off | 0 | 0 | 0 | 0 | 0 | 0
PseudoUnit | 0 | 0 | 0 | 0 | 0 | 0
FixedInterchange | 0 | 0 | 0 | 0 | 0 | 0
Retrofit FOM Costs by Reporting Type: ALB
ReportingType | 2015 | 2020 | 2025 | 2030 | 2035 | 2040
BM | 0 | 0 | 0 | 0 | 0 | 0
CC | 0 | 0 | 0 | 0 | 0 | 0
CSP | 0 | 0 | 0 | 0 | 0 | 0
CT | 0 | 0 | 0 | 0 | 0 | 0
Coal | 0.29 | 0.29 | 0 | 0 | 0 | 0
Geo | 0 | 0 | 0 | 0 | 0 | 0
H | 0 | 0 | 0 | 0 | 0 | 0
LFG | 0 | 0 | 0 | 0 | 0 | 0
Nuc | 0 | 0 | 0 | 0 | 0 | 0
PS | 0 | 0 | 0 | 0 | 0 | 0
PV | 0 | 0 | 0 | 0 | 0 | 0
PeakG | 0 | 0 | 0 | 0 | 0 | 0
PeakO | 0 | 0 | 0 | 0 | 0 | 0
ST | 0 | 0 | 0 | 0 | 0 | 0
STOG | 0 | 0 | 0 | 0 | 0 | 0
STWD | 0 | 0 | 0 | 0 | 0 | 0
WT | 0 | 0 | 0 | 0 | 0 | 0
IGCC | 0 | 0 | 0 | 0 | 0 | 0
DemandResponse | 0 | 0 | 0 | 0 | 0 | 0
IGCC-CCS | 0 | 0 | 0 | 0 | 0 | 0
WT_off | 0 | 0 | 0 | 0 | 0 | 0
PseudoUnit | 0 | 0 | 0 | 0 | 0 | 0
FixedInterchange | 0 | 0 | 0 | 0 | 0 | 0
Retrofit FOM Costs by Reporting Type: BC
ReportingType | 2015 | 2020 | 2025 | 2030 | 2035 | 2040
BM | 0 | 0 | 0 | 0 | 0 | 0
CC | 0 | 0 | 0 | 0 | 0 | 0
CSP | 0 | 0 | 0 | 0 | 0 | 0
CT | 0 | 0 | 0 | 0 | 0 | 0
Coal | 0 | 0 | 0 | 0 | 0 | 0
Geo | 0 | 0 | 0 | 0 | 0 | 0
H | 0 | 0 | 0 | 0 | 0 | 0
LFG | 0 | 0 | 0 | 0 | 0 | 0
Nuc | 0 | 0 | 0 | 0 | 0 | 0
PS | 0 | 0 | 0 | 0 | 0 | 0
PV | 0 | 0 | 0 | 0 | 0 | 0
PeakG | 0 | 0 | 0 | 0 | 0 | 0
PeakO | 0 | 0 | 0 | 0 | 0 | 0
ST | 0 | 0 | 0 | 0 | 0 | 0
STOG | 0 | 0 | 0 | 0 | 0 | 0
STWD | 0 | 0 | 0 | 0 | 0 | 0
WT | 0 | 0 | 0 | 0 | 0 | 0
IGCC | 0 | 0 | 0 | 0 | 0 | 0
DemandResponse | 0 | 0 | 0 | 0 | 0 | 0
IGCC-CCS | 0 | 0 | 0 | 0 | 0 | 0
WT_off | 0 | 0 | 0 | 0 | 0 | 0
PseudoUnit | 0 | 0 | 0 | 0 | 0 | 0
FixedInterchange | 0 | 0 | 0 | 0 | 0 | 0
Retrofit FOM Costs by Reporting Type: HQ_IESO
ReportingType | 2015 | 2020 | 2025 | 2030 | 2035 | 2040
BM | 0 | 0 | 0 | 0 | 0 | 0
CC | 0 | 0 | 0 | 0 | 0 | 0
CSP | 0 | 0 | 0 | 0 | 0 | 0
CT | 0 | 0 | 0 | 0 | 0 | 0
Coal | 0 | 0 | 0 | 0 | 0 | 0
Geo | 0 | 0 | 0 | 0 | 0 | 0
H | 0 | 0 | 0 | 0 | 0 | 0
LFG | 0 | 0 | 0 | 0 | 0 | 0
Nuc | 0 | 0 | 0 | 0 | 0 | 0
PS | 0 | 0 | 0 | 0 | 0 | 0
PV | 0 | 0 | 0 | 0 | 0 | 0
PeakG | 0 | 0 | 0 | 0 | 0 | 0
PeakO | 0 | 0 | 0 | 0 | 0 | 0
ST | 0 | 0 | 0 | 0 | 0 | 0
STOG | 0 | 0 | 0 | 0 | 0 | 0
STWD | 0 | 0 | 0 | 0 | 0 | 0
WT | 0 | 0 | 0 | 0 | 0 | 0
IGCC | 0 | 0 | 0 | 0 | 0 | 0
DemandResponse | 0 | 0 | 0 | 0 | 0 | 0
IGCC-CCS | 0 | 0 | 0 | 0 | 0 | 0
WT_off | 0 | 0 | 0 | 0 | 0 | 0
PseudoUnit | 0 | 0 | 0 | 0 | 0 | 0
FixedInterchange | 0 | 0 | 0 | 0 | 0 | 0
Retrofit FOM Costs by Reporting Type: HQ_NEISO
ReportingType | 2015 | 2020 | 2025 | 2030 | 2035 | 2040
BM | 0 | 0 | 0 | 0 | 0 | 0
CC | 0 | 0 | 0 | 0 | 0 | 0
CSP | 0 | 0 | 0 | 0 | 0 | 0
CT | 0 | 0 | 0 | 0 | 0 | 0
Coal | 0 | 0 | 0 | 0 | 0 | 0
Geo | 0 | 0 | 0 | 0 | 0 | 0
H | 0 | 0 | 0 | 0 | 0 | 0
LFG | 0 | 0 | 0 | 0 | 0 | 0
Nuc | 0 | 0 | 0 | 0 | 0 | 0
PS | 0 | 0 | 0 | 0 | 0 | 0
PV | 0 | 0 | 0 | 0 | 0 | 0
PeakG | 0 | 0 | 0 | 0 | 0 | 0
PeakO | 0 | 0 | 0 | 0 | 0 | 0
ST | 0 | 0 | 0 | 0 | 0 | 0
STOG | 0 | 0 | 0 | 0 | 0 | 0
STWD | 0 | 0 | 0 | 0 | 0 | 0
WT | 0 | 0 | 0 | 0 | 0 | 0
IGCC | 0 | 0 | 0 | 0 | 0 | 0
DemandResponse | 0 | 0 | 0 | 0 | 0 | 0
IGCC-CCS | 0 | 0 | 0 | 0 | 0 | 0
WT_off | 0 | 0 | 0 | 0 | 0 | 0
PseudoUnit | 0 | 0 | 0 | 0 | 0 | 0
FixedInterchange | 0 | 0 | 0 | 0 | 0 | 0
Retrofit FOM Costs by Reporting Type: HQ_NY
ReportingType | 2015 | 2020 | 2025 | 2030 | 2035 | 2040
BM | 0 | 0 | 0 | 0 | 0 | 0
CC | 0 | 0 | 0 | 0 | 0 | 0
CSP | 0 | 0 | 0 | 0 | 0 | 0
CT | 0 | 0 | 0 | 0 | 0 | 0
Coal | 0 | 0 | 0 | 0 | 0 | 0
Geo | 0 | 0 | 0 | 0 | 0 | 0
H | 0 | 0 | 0 | 0 | 0 | 0
LFG | 0 | 0 | 0 | 0 | 0 | 0
Nuc | 0 | 0 | 0 | 0 | 0 | 0
PS | 0 | 0 | 0 | 0 | 0 | 0
PV | 0 | 0 | 0 | 0 | 0 | 0
PeakG | 0 | 0 | 0 | 0 | 0 | 0
PeakO | 0 | 0 | 0 | 0 | 0 | 0
ST | 0 | 0 | 0 | 0 | 0 | 0
STOG | 0 | 0 | 0 | 0 | 0 | 0
STWD | 0 | 0 | 0 | 0 | 0 | 0
WT | 0 | 0 | 0 | 0 | 0 | 0
IGCC | 0 | 0 | 0 | 0 | 0 | 0
DemandResponse | 0 | 0 | 0 | 0 | 0 | 0
IGCC-CCS | 0 | 0 | 0 | 0 | 0 | 0
WT_off | 0 | 0 | 0 | 0 | 0 | 0
PseudoUnit | 0 | 0 | 0 | 0 | 0 | 0
FixedInterchange | 0 | 0 | 0 | 0 | 0 | 0
Retrofit FOM Costs by Reporting Type: MARITIMES
ReportingType | 2015 | 2020 | 2025 | 2030 | 2035 | 2040
BM | 0 | 0 | 0 | 0 | 0 | 0
CC | 0 | 0 | 0 | 0 | 0 | 0
CSP | 0 | 0 | 0 | 0 | 0 | 0
CT | 0 | 0 | 0 | 0 | 0 | 0
Coal | 0 | 0 | 0 | 0 | 0 | 0
Geo | 0 | 0 | 0 | 0 | 0 | 0
H | 0 | 0 | 0 | 0 | 0 | 0
LFG | 0 | 0 | 0 | 0 | 0 | 0
Nuc | 0 | 0 | 0 | 0 | 0 | 0
PS | 0 | 0 | 0 | 0 | 0 | 0
PV | 0 | 0 | 0 | 0 | 0 | 0
PeakG | 0 | 0 | 0 | 0 | 0 | 0
PeakO | 0 | 0 | 0 | 0 | 0 | 0
ST | 0 | 0 | 0 | 0 | 0 | 0
STOG | 0 | 0 | 0 | 0 | 0 | 0
STWD | 0 | 0 | 0 | 0 | 0 | 0
WT | 0 | 0 | 0 | 0 | 0 | 0
IGCC | 0 | 0 | 0 | 0 | 0 | 0
DemandResponse | 0 | 0 | 0 | 0 | 0 | 0
IGCC-CCS | 0 | 0 | 0 | 0 | 0 | 0
WT_off | 0 | 0 | 0 | 0 | 0 | 0
PseudoUnit | 0 | 0 | 0 | 0 | 0 | 0
FixedInterchange | 0 | 0 | 0 | 0 | 0 | 0
Retrofit FOM Costs by Reporting Type: All
ReportingType | 2015 | 2020 | 2025 | 2030 | 2035 | 2040
BM | 0 | 0 | 0 | 0 | 0 | 0
CC | 0 | 0 | 0 | 0 | 0 | 0
CSP | 0 | 0 | 0 | 0 | 0 | 0
CT | 0 | 0 | 0 | 0 | 0 | 0
Coal | 678.28 | 522.56 | 120.21 | 98.59 | 99.68 | 99.9
Geo | 0 | 0 | 0 | 0 | 0 | 0
H | 0 | 0 | 0 | 0 | 0 | 0
LFG | 0 | 0 | 0 | 0 | 0 | 0
Nuc | 0 | 0 | 0 | 0 | 0 | 0
PS | 0 | 0 | 0 | 0 | 0 | 0
PV | 0 | 0 | 0 | 0 | 0 | 0
PeakG | 0 | 0 | 0 | 0 | 0 | 0
PeakO | 0 | 0 | 0 | 0 | 0 | 0
ST | 0 | 0 | 0 | 0 | 0 | 0
STOG | 0 | 0 | 0 | 0 | 0 | 0
STWD | 0 | 0 | 0 | 0 | 0 | 0
WT | 0 | 0 | 0 | 0 | 0 | 0
IGCC | 0 | 0 | 0 | 0 | 0 | 0
DemandResponse | 0 | 0 | 0 | 0 | 0 | 0
IGCC-CCS | 0 | 0 | 0 | 0 | 0 | 0
WT_off | 0 | 0 | 0 | 0 | 0 | 0
PseudoUnit | 0 | 0 | 0 | 0 | 0 | 0
FixedInterchange | 0 | 0 | 0 | 0 | 0 | 0
Retrofit FOM Costs by Reporting Type: EI_US
ReportingType | 2015 | 2020 | 2025 | 2030 | 2035 | 2040
BM | 0 | 0 | 0 | 0 | 0 | 0
CC | 0 | 0 | 0 | 0 | 0 | 0
CSP | 0 | 0 | 0 | 0 | 0 | 0
CT | 0 | 0 | 0 | 0 | 0 | 0
Coal | 551.46 | 405.9 | 98.77 | 83.9 | 85 | 85.21
Geo | 0 | 0 | 0 | 0 | 0 | 0
H | 0 | 0 | 0 | 0 | 0 | 0
LFG | 0 | 0 | 0 | 0 | 0 | 0
Nuc | 0 | 0 | 0 | 0 | 0 | 0
PS | 0 | 0 | 0 | 0 | 0 | 0
PV | 0 | 0 | 0 | 0 | 0 | 0
PeakG | 0 | 0 | 0 | 0 | 0 | 0
PeakO | 0 | 0 | 0 | 0 | 0 | 0
ST | 0 | 0 | 0 | 0 | 0 | 0
STOG | 0 | 0 | 0 | 0 | 0 | 0
STWD | 0 | 0 | 0 | 0 | 0 | 0
WT | 0 | 0 | 0 | 0 | 0 | 0
IGCC | 0 | 0 | 0 | 0 | 0 | 0
DemandResponse | 0 | 0 | 0 | 0 | 0 | 0
IGCC-CCS | 0 | 0 | 0 | 0 | 0 | 0
WT_off | 0 | 0 | 0 | 0 | 0 | 0
PseudoUnit | 0 | 0 | 0 | 0 | 0 | 0
FixedInterchange | 0 | 0 | 0 | 0 | 0 | 0
Retrofit FOM Costs by Reporting Type: EI_Canada
ReportingType | 2015 | 2020 | 2025 | 2030 | 2035 | 2040
BM | 0 | 0 | 0 | 0 | 0 | 0
CC | 0 | 0 | 0 | 0 | 0 | 0
CSP | 0 | 0 | 0 | 0 | 0 | 0
CT | 0 | 0 | 0 | 0 | 0 | 0
Coal | 0 | 0 | 0 | 0 | 0 | 0
Geo | 0 | 0 | 0 | 0 | 0 | 0
H | 0 | 0 | 0 | 0 | 0 | 0
LFG | 0 | 0 | 0 | 0 | 0 | 0
Nuc | 0 | 0 | 0 | 0 | 0 | 0
PS | 0 | 0 | 0 | 0 | 0 | 0
PV | 0 | 0 | 0 | 0 | 0 | 0
PeakG | 0 | 0 | 0 | 0 | 0 | 0
PeakO | 0 | 0 | 0 | 0 | 0 | 0
ST | 0 | 0 | 0 | 0 | 0 | 0
STOG | 0 | 0 | 0 | 0 | 0 | 0
STWD | 0 | 0 | 0 | 0 | 0 | 0
WT | 0 | 0 | 0 | 0 | 0 | 0
IGCC | 0 | 0 | 0 | 0 | 0 | 0
DemandResponse | 0 | 0 | 0 | 0 | 0 | 0
IGCC-CCS | 0 | 0 | 0 | 0 | 0 | 0
WT_off | 0 | 0 | 0 | 0 | 0 | 0
PseudoUnit | 0 | 0 | 0 | 0 | 0 | 0
FixedInterchange | 0 | 0 | 0 | 0 | 0 | 0
Retrofit FOM Costs by Reporting Type: EI
ReportingType | 2015 | 2020 | 2025 | 2030 | 2035 | 2040
BM | 0 | 0 | 0 | 0 | 0 | 0
CC | 0 | 0 | 0 | 0 | 0 | 0
CSP | 0 | 0 | 0 | 0 | 0 | 0
CT | 0 | 0 | 0 | 0 | 0 | 0
Coal | 551.46 | 405.9 | 98.77 | 83.9 | 85 | 85.21
Geo | 0 | 0 | 0 | 0 | 0 | 0
H | 0 | 0 | 0 | 0 | 0 | 0
LFG | 0 | 0 | 0 | 0 | 0 | 0
Nuc | 0 | 0 | 0 | 0 | 0 | 0
PS | 0 | 0 | 0 | 0 | 0 | 0
PV | 0 | 0 | 0 | 0 | 0 | 0
PeakG | 0 | 0 | 0 | 0 | 0 | 0
PeakO | 0 | 0 | 0 | 0 | 0 | 0
ST | 0 | 0 | 0 | 0 | 0 | 0
STOG | 0 | 0 | 0 | 0 | 0 | 0
STWD | 0 | 0 | 0 | 0 | 0 | 0
WT | 0 | 0 | 0 | 0 | 0 | 0
IGCC | 0 | 0 | 0 | 0 | 0 | 0
DemandResponse | 0 | 0 | 0 | 0 | 0 | 0
IGCC-CCS | 0 | 0 | 0 | 0 | 0 | 0
WT_off | 0 | 0 | 0 | 0 | 0 | 0
PseudoUnit | 0 | 0 | 0 | 0 | 0 | 0
FixedInterchange | 0 | 0 | 0 | 0 | 0 | 0
Retrofit FOM Costs by Reporting Type: Outside_EI
ReportingType | 2015 | 2020 | 2025 | 2030 | 2035 | 2040
BM | 0 | 0 | 0 | 0 | 0 | 0
CC | 0 | 0 | 0 | 0 | 0 | 0
CSP | 0 | 0 | 0 | 0 | 0 | 0
CT | 0 | 0 | 0 | 0 | 0 | 0
Coal | 126.82 | 116.66 | 21.44 | 14.68 | 14.68 | 14.68
Geo | 0 | 0 | 0 | 0 | 0 | 0
H | 0 | 0 | 0 | 0 | 0 | 0
LFG | 0 | 0 | 0 | 0 | 0 | 0
Nuc | 0 | 0 | 0 | 0 | 0 | 0
PS | 0 | 0 | 0 | 0 | 0 | 0
PV | 0 | 0 | 0 | 0 | 0 | 0
PeakG | 0 | 0 | 0 | 0 | 0 | 0
PeakO | 0 | 0 | 0 | 0 | 0 | 0
ST | 0 | 0 | 0 | 0 | 0 | 0
STOG | 0 | 0 | 0 | 0 | 0 | 0
STWD | 0 | 0 | 0 | 0 | 0 | 0
WT | 0 | 0 | 0 | 0 | 0 | 0
IGCC | 0 | 0 | 0 | 0 | 0 | 0
DemandResponse | 0 | 0 | 0 | 0 | 0 | 0
IGCC-CCS | 0 | 0 | 0 | 0 | 0 | 0
WT_off | 0 | 0 | 0 | 0 | 0 | 0
PseudoUnit | 0 | 0 | 0 | 0 | 0 | 0
FixedInterchange | 0 | 0 | 0 | 0 | 0 | 0
#12 | Levelized Capital Costs ($million)
Levelized Capital Costs by Reporting Type: Entergy
ReportingType | 2015 | 2020 | 2025 | 2030 | 2035 | 2040
BM | 0 | 0 | 0 | 0 | 0 | 0
CC | 225.46 | 514.16 | 514.16 | 514.16 | 514.16 | 288.7
CSP | 0 | 0 | 0 | 0 | 0 | 0
CT | 0 | 0 | 0 | 0 | 0 | 0
Coal | 202.06 | 202.06 | 202.06 | 202.06 | 202.06 | 202.06
Geo | 0 | 0 | 0 | 0 | 0 | 0
H | 0 | 0 | 0 | 0 | 0 | 0
LFG | 0 | 0 | 0 | 20.14 | 20.14 | 20.14
Nuc | 0 | 0 | 0 | 0 | 3572.31 | 5011.62
PS | 0 | 0 | 0 | 0 | 0 | 0
PV | 0.11 | 18.89 | 25.65 | 25.65 | 25.54 | 6.75
PeakG | 0 | 0 | 0 | 0 | 0 | 0
PeakO | 0 | 0 | 0 | 0 | 0 | 0
ST | 0 | 0 | 0 | 0 | 0 | 0
STOG | 0 | 0 | 0 | 0 | 0 | 0
STWD | 0 | 0 | 0 | 0 | 0 | 0
WT | 0 | 0 | 0 | 0 | 0 | 0
IGCC | 0 | 0 | 0 | 0 | 0 | 0
DemandResponse | 0 | 0 | 0 | 0 | 0 | 0
IGCC-CCS | 0 | 0 | 0 | 0 | 0 | 0
WT_off | 0 | 0 | 0 | 0 | 0 | 0
PseudoUnit | 0 | 0 | 0 | 0 | 0 | 0
FixedInterchange | 0 | 0 | 0 | 0 | 0 | 0
Levelized Capital Costs by Reporting Type: FRCC
ReportingType | 2015 | 2020 | 2025 | 2030 | 2035 | 2040
BM | 0 | 0 | 0 | 0 | 0 | 142.1
CC | 986.32 | 986.32 | 986.32 | 986.32 | 986.32 | 0
CSP | 0 | 0 | 0 | 0 | 0 | 0
CT | 196.14 | 196.14 | 196.14 | 196.14 | 0 | 0
Coal | 0 | 0 | 0 | 0 | 0 | 0
Geo | 0 | 0 | 0 | 0 | 0 | 0
H | 0 | 0 | 0 | 0 | 0 | 0
LFG | 0 | 0 | 37.91 | 37.91 | 37.91 | 37.91
Nuc | 0 | 0 | 497.4 | 7945.81 | 8735.67 | 10250.27
PS | 0 | 0 | 0 | 0 | 0 | 0
PV | 0 | 0 | 0 | 0 | 0 | 0
PeakG | 0 | 0 | 0 | 0 | 0 | 0
PeakO | 0 | 0 | 0 | 0 | 0 | 0
ST | 0 | 0 | 0 | 0 | 0 | 0
STOG | 0 | 0 | 0 | 0 | 0 | 0
STWD | 0 | 0 | 0 | 0 | 0 | 0
WT | 0 | 0 | 0 | 0 | 0 | 0
IGCC | 0 | 0 | 0 | 0 | 0 | 0
DemandResponse | 0 | 0 | 0 | 0 | 0 | 0
IGCC-CCS | 0 | 0 | 0 | 0 | 0 | 0
WT_off | 0 | 0 | 0 | 0 | 0 | 0
PseudoUnit | 0 | 0 | 0 | 0 | 0 | 0
FixedInterchange | 0 | 0 | 0 | 0 | 0 | 0
Levelized Capital Costs by Reporting Type: MAPP_US
ReportingType | 2015 | 2020 | 2025 | 2030 | 2035 | 2040
BM | 0 | 0 | 0 | 0 | 0 | 0
CC | 0 | 0 | 0 | 0 | 0 | 0
CSP | 0 | 0 | 0 | 0 | 0 | 0
CT | 25.9 | 25.9 | 25.9 | 25.19 | 0 | 0
Coal | 0 | 0 | 0 | 0 | 0 | 0
Geo | 0 | 0 | 0 | 0 | 0 | 0
H | 0 | 0 | 0 | 0 | 0 | 0
LFG | 0 | 0 | 0 | 13.26 | 13.26 | 13.26
Nuc | 0 | 0 | 0 | 0 | 0 | 0
PS | 0 | 0 | 0 | 0 | 0 | 0
PV | 0 | 0 | 0 | 0 | 0 | 0
PeakG | 0 | 0 | 0 | 0 | 0 | 0
PeakO | 0 | 0 | 0 | 0 | 0 | 0
ST | 0 | 0 | 0 | 0 | 0 | 0
STOG | 0 | 0 | 0 | 0 | 0 | 0
STWD | 0 | 0 | 0 | 0 | 0 | 0
WT | 91.97 | 1834.05 | 2066.97 | 2029.59 | 1975.01 | 232.92
IGCC | 0 | 0 | 0 | 0 | 0 | 0
DemandResponse | 0 | 0 | 0 | 0 | 0 | 0
IGCC-CCS | 0 | 0 | 0 | 0 | 0 | 0
WT_off | 0 | 0 | 0 | 0 | 0 | 0
PseudoUnit | 0 | 0 | 0 | 0 | 0 | 0
FixedInterchange | 0 | 0 | 0 | 0 | 0 | 0
Levelized Capital Costs by Reporting Type: MISO_IN
ReportingType | 2015 | 2020 | 2025 | 2030 | 2035 | 2040
BM | 0 | 0 | 0 | 0 | 0 | 0
CC | 270.44 | 2070.28 | 2070.28 | 2070.28 | 2070.28 | 1799.84
CSP | 0 | 0 | 0 | 0 | 0 | 0
CT | 0 | 0 | 0 | 0 | 0 | 0
Coal | 0 | 0 | 0 | 0 | 0 | 0
Geo | 0 | 0 | 0 | 0 | 0 | 0
H | 0 | 0 | 0 | 0 | 0 | 0
LFG | 0 | 0 | 15.89 | 15.89 | 15.89 | 15.89
Nuc | 0 | 0 | 0 | 0 | 0 | 2371.1
PS | 0 | 0 | 0 | 0 | 0 | 0
PV | 0 | 72.11 | 97.97 | 97.97 | 97.97 | 25.86
PeakG | 0 | 0 | 0 | 0 | 0 | 0
PeakO | 0 | 0 | 0 | 0 | 0 | 0
ST | 0 | 0 | 0 | 0 | 0 | 0
STOG | 0 | 0 | 0 | 0 | 0 | 0
STWD | 0 | 0 | 0 | 0 | 0 | 0
WT | 0 | 0 | 0 | 0 | 0 | 0
IGCC | 215.26 | 215.26 | 215.26 | 215.26 | 215.26 | 215.26
DemandResponse | 0 | 0 | 0 | 0 | 0 | 0
IGCC-CCS | 0 | 0 | 0 | 0 | 0 | 0
WT_off | 0 | 0 | 0 | 0 | 0 | 0
PseudoUnit | 0 | 0 | 0 | 0 | 0 | 0
FixedInterchange | 0 | 0 | 0 | 0 | 0 | 0
Levelized Capital Costs by Reporting Type: MISO_MI
ReportingType | 2015 | 2020 | 2025 | 2030 | 2035 | 2040
BM | 0 | 0 | 0 | 0 | 0 | 0
CC | 0 | 0 | 0 | 0 | 0 | 0
CSP | 0 | 0 | 0 | 0 | 0 | 0
CT | 0 | 0 | 0 | 0 | 0 | 0
Coal | 0 | 0 | 0 | 0 | 0 | 0
Geo | 0 | 0 | 0 | 0 | 0 | 0
H | 0 | 0 | 0 | 0 | 0 | 0
LFG | 0 | 0 | 33.41 | 33.41 | 33.41 | 33.41
Nuc | 0 | 0 | 0 | 0 | 0 | 2011.75
PS | 0 | 0 | 0 | 0 | 0 | 0
PV | 0 | 0 | 0 | 0 | 0 | 0
PeakG | 0 | 0 | 0 | 0 | 0 | 0
PeakO | 0 | 0 | 0 | 0 | 0 | 0
ST | 0 | 0 | 0 | 0 | 0 | 0
STOG | 0 | 0 | 0 | 0 | 0 | 0
STWD | 0 | 0 | 0 | 0 | 0 | 0
WT | 480.98 | 480.98 | 480.98 | 480.98 | 0 | 0
IGCC | 0 | 0 | 0 | 0 | 0 | 0
DemandResponse | 0 | 0 | 0 | 0 | 0 | 0
IGCC-CCS | 0 | 0 | 0 | 0 | 0 | 0
WT_off | 0 | 0 | 0 | 0 | 0 | 0
PseudoUnit | 0 | 0 | 0 | 0 | 0 | 0
FixedInterchange | 0 | 0 | 0 | 0 | 0 | 0
Levelized Capital Costs by Reporting Type: MISO_MO-IL
ReportingType | 2015 | 2020 | 2025 | 2030 | 2035 | 2040
BM | 0 | 0 | 0 | 0 | 0 | 0
CC | 0 | 0 | 0 | 0 | 0 | 0
CSP | 0 | 0 | 0 | 0 | 0 | 0
CT | 0 | 0 | 0 | 0 | 0 | 0
Coal | 574.94 | 574.94 | 574.94 | 574.94 | 574.94 | 574.94
Geo | 0 | 0 | 0 | 0 | 0 | 0
H | 0 | 0 | 92.29 | 92.29 | 92.29 | 92.29
LFG | 0 | 0 | 46.76 | 46.76 | 46.76 | 46.76
Nuc | 0 | 0 | 0 | 0 | 0 | 0
PS | 0 | 0 | 0 | 0 | 0 | 0
PV | 0 | 0 | 0 | 0 | 0 | 0
PeakG | 0 | 0 | 0 | 0 | 0 | 0
PeakO | 0 | 0 | 0 | 0 | 0 | 0
ST | 0 | 0 | 0 | 0 | 0 | 0
STOG | 0 | 0 | 0 | 0 | 0 | 0
STWD | 0 | 0 | 0 | 0 | 0 | 0
WT | 68.52 | 68.52 | 222.17 | 222.17 | 153.65 | 153.65
IGCC | 0 | 0 | 0 | 0 | 0 | 0
DemandResponse | 0 | 0 | 0 | 0 | 0 | 0
IGCC-CCS | 0 | 0 | 0 | 0 | 0 | 0
WT_off | 0 | 0 | 0 | 0 | 0 | 0
PseudoUnit | 0 | 0 | 0 | 0 | 0 | 0
FixedInterchange | 0 | 0 | 0 | 0 | 0 | 0
Levelized Capital Costs by Reporting Type: MISO_W
ReportingType | 2015 | 2020 | 2025 | 2030 | 2035 | 2040
BM | 0 | 0 | 0 | 0 | 0 | 0
CC | 0 | 0 | 0 | 0 | 0 | 0
CSP | 0 | 0 | 0 | 0 | 0 | 0
CT | 0 | 0 | 0 | 0 | 0 | 0
Coal | 0 | 0 | 0 | 0 | 0 | 0
Geo | 0 | 0 | 0 | 0 | 0 | 0
H | 0 | 0 | 0 | 0 | 0 | 0
LFG | 0 | 0 | 0 | 14.86 | 14.86 | 14.86
Nuc | 0 | 0 | 0 | 0 | 0 | 0
PS | 0 | 0 | 0 | 0 | 0 | 0
PV | 0 | 0 | 0 | 0 | 0 | 0
PeakG | 0 | 0 | 0 | 0 | 0 | 0
PeakO | 0 | 0 | 0 | 0 | 0 | 0
ST | 0 | 0 | 0 | 0 | 0 | 0
STOG | 0 | 0 | 0 | 0 | 0 | 0
STWD | 0 | 0 | 0 | 0 | 0 | 0
WT | 658.73 | 658.73 | 6240.62 | 6175.29 | 5581.89 | 5581.89
IGCC | 0 | 0 | 0 | 0 | 0 | 0
DemandResponse | 0 | 0 | 0 | 0 | 0 | 0
IGCC-CCS | 0 | 0 | 0 | 0 | 0 | 0
WT_off | 0 | 0 | 0 | 0 | 0 | 0
PseudoUnit | 0 | 0 | 0 | 0 | 0 | 0
FixedInterchange | 0 | 0 | 0 | 0 | 0 | 0
Levelized Capital Costs by Reporting Type: MISO_WUMS
ReportingType | 2015 | 2020 | 2025 | 2030 | 2035 | 2040
BM | 0 | 0 | 0 | 0 | 0 | 0
CC | 592.3 | 709.86 | 709.86 | 709.86 | 709.86 | 117.56
CSP | 0 | 0 | 0 | 0 | 0 | 0
CT | 0 | 0 | 0 | 0 | 0 | 0
Coal | 184.51 | 184.51 | 184.51 | 184.51 | 184.51 | 184.51
Geo | 0 | 0 | 0 | 0 | 0 | 0
H | 0 | 0.35 | 0.35 | 0.35 | 0.35 | 0.35
LFG | 0 | 0 | 20.47 | 43.4 | 43.4 | 43.4
Nuc | 0 | 0 | 0 | 0 | 0 | 2132.35
PS | 0 | 0 | 0 | 0 | 0 | 0
PV | 0 | 0 | 0 | 0 | 0 | 0
PeakG | 0 | 0 | 0 | 0 | 0 | 0
PeakO | 0 | 0 | 0 | 0 | 0 | 0
ST | 0 | 0 | 0 | 0 | 0 | 0
STOG | 0 | 0 | 0 | 0 | 0 | 0
STWD | 0 | 0 | 0 | 0 | 0 | 0
WT | 218.37 | 218.37 | 218.37 | 218.37 | 0 | 0
IGCC | 0 | 0 | 0 | 0 | 0 | 0
DemandResponse | 0 | 0 | 0 | 0 | 0 | 0
IGCC-CCS | 0 | 0 | 0 | 0 | 0 | 0
WT_off | 0 | 0 | 0 | 0 | 0 | 0
PseudoUnit | 0 | 0 | 0 | 0 | 0 | 0
FixedInterchange | 0 | 0 | 0 | 0 | 0 | 0
Levelized Capital Costs by Reporting Type: Nebraska
ReportingType | 2015 | 2020 | 2025 | 2030 | 2035 | 2040
BM | 0 | 0 | 0 | 0 | 0 | 0
CC | 0 | 39.02 | 39.02 | 39.02 | 39.02 | 39.02
CSP | 0 | 0 | 0 | 0 | 0 | 0
CT | 0 | 0 | 0 | 0 | 0 | 0
Coal | 66.52 | 66.52 | 66.52 | 66.52 | 66.52 | 66.52
Geo | 0 | 0 | 0 | 0 | 0 | 0
H | 0 | 0 | 0 | 0 | 0 | 0
LFG | 0 | 0 | 0.62 | 13.78 | 13.78 | 13.78
Nuc | 0 | 0 | 0 | 0 | 0 | 0
PS | 0 | 0 | 0 | 0 | 0 | 0
PV | 0 | 0 | 0 | 0 | 0 | 0
PeakG | 0 | 0 | 0 | 0 | 0 | 0
PeakO | 0 | 0 | 0 | 0 | 0 | 0
ST | 0 | 0 | 0 | 0 | 0 | 0
STOG | 0 | 0 | 0 | 0 | 0 | 0
STWD | 0 | 0 | 0 | 0 | 0 | 0
WT | 44.36 | 675.25 | 675.25 | 665.74 | 630.88 | 0
IGCC | 0 | 0 | 0 | 0 | 0 | 0
DemandResponse | 0 | 0 | 0 | 0 | 0 | 0
IGCC-CCS | 0 | 0 | 0 | 0 | 0 | 0
WT_off | 0 | 0 | 0 | 0 | 0 | 0
PseudoUnit | 0 | 0 | 0 | 0 | 0 | 0
FixedInterchange | 0 | 0 | 0 | 0 | 0 | 0
Levelized Capital Costs by Reporting Type: NEISO
ReportingType | 2015 | 2020 | 2025 | 2030 | 2035 | 2040
BM | 115.57 | 115.57 | 115.57 | 115.57 | 115.57 | 115.57
CC | 273.49 | 273.49 | 273.49 | 273.49 | 273.49 | 0
CSP | 0 | 0 | 0 | 0 | 0 | 0
CT | 30 | 30 | 30 | 29.13 | 0 | 0
Coal | 0 | 0 | 0 | 0 | 0 | 0
Geo | 0 | 0 | 0 | 0 | 0 | 0
H | 0 | 0 | 0 | 0 | 0.99 | 0.99
LFG | 10.64 | 10.64 | 10.64 | 24.97 | 14.32 | 14.32
Nuc | 0 | 0 | 0 | 0 | 0 | 0
PS | 0 | 0 | 0 | 0 | 0 | 0
PV | 0 | 90.59 | 90.59 | 90.59 | 90.59 | 0
PeakG | 0 | 0 | 0 | 0 | 0 | 0
PeakO | 0 | 0 | 0 | 0 | 0 | 0
ST | 0 | 0 | 0 | 0 | 0 | 0
STOG | 0 | 0 | 0 | 0 | 0 | 0
STWD | 0 | 0 | 0 | 0 | 0 | 0
WT | 54.49 | 434.56 | 670.14 | 1108.97 | 1061.78 | 681.71
IGCC | 0 | 0 | 0 | 0 | 0 | 0
DemandResponse | 0 | 0 | 0 | 0 | 0 | 0
IGCC-CCS | 0 | 0 | 0 | 0 | 0 | 0
WT_off | 283.24 | 283.24 | 283.24 | 283.24 | 0 | 0
PseudoUnit | 0 | 0 | 0 | 0 | 0 | 0
FixedInterchange | 0 | 0 | 0 | 0 | 0 | 0
Levelized Capital Costs by Reporting Type: NonRTO_Midwest
ReportingType | 2015 | 2020 | 2025 | 2030 | 2035 | 2040
BM | 0 | 0 | 0 | 0 | 0 | 0
CC | 204.08 | 362.32 | 362.32 | 362.32 | 362.32 | 158.24
CSP | 0 | 0 | 0 | 0 | 0 | 0
CT | 0 | 0 | 0 | 0 | 0 | 0
Coal | 0 | 0 | 0 | 0 | 0 | 0
Geo | 0 | 0 | 0 | 0 | 0 | 0
H | 0 | 0 | 245.9 | 245.9 | 245.9 | 245.9
LFG | 0 | 0 | 30 | 30 | 30 | 30
Nuc | 0 | 0 | 956.11 | 983.56 | 1649.26 | 2656.03
PS | 0 | 0 | 0 | 0 | 0 | 0
PV | 0 | 0 | 0 | 0 | 0 | 0
PeakG | 0 | 0 | 0 | 0 | 0 | 0
PeakO | 0 | 0 | 0 | 0 | 0 | 0
ST | 0 | 0 | 0 | 0 | 0 | 0
STOG | 0 | 0 | 0 | 0 | 0 | 0
STWD | 0 | 0 | 0 | 0 | 0 | 0
WT | 0 | 0 | 0 | 0 | 0 | 0
IGCC | 0 | 0 | 0 | 0 | 0 | 0
DemandResponse | 0 | 0 | 0 | 0 | 0 | 0
IGCC-CCS | 0 | 0 | 0 | 0 | 0 | 0
WT_off | 0 | 0 | 0 | 0 | 0 | 0
PseudoUnit | 0 | 0 | 0 | 0 | 0 | 0
FixedInterchange | 0 | 0 | 0 | 0 | 0 | 0
Levelized Capital Costs by Reporting Type: NYISO_A-F
ReportingType | 2015 | 2020 | 2025 | 2030 | 2035 | 2040
BM | 0 | 0 | 0 | 0 | 0 | 0
CC | 85.71 | 85.71 | 85.71 | 85.71 | 85.71 | 0
CSP | 0 | 0 | 0 | 0 | 0 | 0
CT | 0 | 0 | 0 | 0 | 0 | 0
Coal | 0 | 0 | 0 | 0 | 0 | 0
Geo | 0 | 0 | 0 | 0 | 0 | 0
H | 0 | 0 | 0 | 0 | 0 | 0
LFG | 1.35 | 1.35 | 1.35 | 14.91 | 13.57 | 13.57
Nuc | 0 | 0 | 0 | 0 | 0 | 0
PS | 0 | 0 | 0 | 0 | 0 | 0
PV | 0 | 0 | 0 | 0 | 0 | 0
PeakG | 0 | 0 | 0 | 0 | 0 | 0
PeakO | 0 | 0 | 0 | 0 | 0 | 0
ST | 0 | 0 | 0 | 0 | 0 | 0
STOG | 0 | 0 | 0 | 0 | 0 | 0
STWD | 0 | 0 | 0 | 0 | 0 | 0
WT | 571.17 | 727.41 | 727.41 | 727.41 | 156.23 | 0
IGCC | 0 | 0 | 0 | 0 | 0 | 0
DemandResponse | 0 | 0 | 0 | 0 | 0 | 0
IGCC-CCS | 0 | 0 | 0 | 0 | 0 | 0
WT_off | 0 | 0 | 0 | 0 | 0 | 0
PseudoUnit | 0 | 0 | 0 | 0 | 0 | 0
FixedInterchange | 0 | 0 | 0 | 0 | 0 | 0
Levelized Capital Costs by Reporting Type: NYISO_G-I
ReportingType | 2015 | 2020 | 2025 | 2030 | 2035 | 2040
BM | 0 | 0 | 0 | 0 | 0 | 0
CC | 0 | 0 | 0 | 0 | 0 | 0
CSP | 0 | 0 | 0 | 0 | 0 | 0
CT | 0 | 0 | 0 | 0 | 0 | 0
Coal | 0 | 0 | 0 | 0 | 0 | 0
Geo | 0 | 0 | 0 | 0 | 0 | 0
H | 0 | 0 | 0 | 0 | 0 | 0
LFG | 0 | 0 | 0 | 14.85 | 14.85 | 14.85
Nuc | 0 | 0 | 0 | 0 | 0 | 643.2
PS | 0 | 0 | 0 | 0 | 0 | 0
PV | 0 | 0 | 0 | 0 | 0 | 0
PeakG | 0 | 0 | 0 | 0 | 0 | 0
PeakO | 0 | 0 | 0 | 0 | 0 | 0
ST | 0 | 0 | 0 | 0 | 0 | 0
STOG | 0 | 0 | 0 | 0 | 0 | 0
STWD | 0 | 0 | 0 | 0 | 0 | 0
WT | 0 | 12.72 | 12.72 | 12.72 | 76.54 | 63.83
IGCC | 0 | 0 | 0 | 0 | 0 | 0
DemandResponse | 0 | 0 | 0 | 0 | 0 | 0
IGCC-CCS | 0 | 0 | 0 | 0 | 0 | 0
WT_off | 0 | 0 | 0 | 0 | 0 | 0
PseudoUnit | 0 | 0 | 0 | 0 | 0 | 0
FixedInterchange | 0 | 0 | 0 | 0 | 0 | 0
Levelized Capital Costs by Reporting Type: NYISO_J-K
ReportingType | 2015 | 2020 | 2025 | 2030 | 2035 | 2040
BM | 0 | 0 | 0 | 0 | 0 | 0
CC | 226.37 | 226.37 | 226.37 | 226.37 | 226.37 | 0
CSP | 0 | 0 | 0 | 0 | 0 | 0
CT | 0 | 0 | 0 | 0 | 0 | 0
Coal | 0 | 0 | 0 | 0 | 0 | 0
Geo | 0 | 0 | 0 | 0 | 0 | 0
H | 0 | 0 | 0 | 0 | 0 | 0
LFG | 0 | 0 | 0 | 20.47 | 20.47 | 20.47
Nuc | 0 | 0 | 0 | 0 | 0 | 0
PS | 0 | 0 | 0 | 0 | 0 | 0
PV | 16.99 | 16.99 | 16.99 | 16.99 | 0 | 0
PeakG | 0 | 0 | 0 | 0 | 0 | 0
PeakO | 0 | 0 | 0 | 0 | 0 | 0
ST | 0 | 0 | 0 | 0 | 0 | 0
STOG | 0 | 0 | 0 | 0 | 0 | 0
STWD | 0 | 0 | 0 | 0 | 0 | 0
WT | 0 | 0 | 0 | 0 | 45.61 | 45.61
IGCC | 0 | 0 | 0 | 0 | 0 | 0
DemandResponse | 0 | 0 | 0 | 0 | 0 | 0
IGCC-CCS | 0 | 0 | 0 | 0 | 0 | 0
WT_off | 0 | 0 | 0 | 0 | 0 | 0
PseudoUnit | 0 | 0 | 0 | 0 | 0 | 0
FixedInterchange | 0 | 0 | 0 | 0 | 0 | 0
Levelized Capital Costs by Reporting Type: PJM_E
ReportingType | 2015 | 2020 | 2025 | 2030 | 2035 | 2040
BM | 14.48 | 14.48 | 14.48 | 14.48 | 14.48 | 14.48
CC | 673.31 | 673.31 | 673.31 | 673.31 | 582.39 | 0
CSP | 0 | 0 | 0 | 0 | 0 | 0
CT | 2.28 | 2.28 | 2.28 | 0 | 0 | 0
Coal | 9.09 | 9.09 | 9.09 | 9.09 | 9.09 | 9.09
Geo | 0 | 0 | 0 | 0 | 0 | 0
H | 0 | 0 | 0 | 0 | 0 | 0
LFG | 2.19 | 32.86 | 32.86 | 30.67 | 30.67 | 0
Nuc | 0 | 0 | 0 | 0 | 0 | 0
PS | 0 | 0 | 0 | 0 | 0 | 0
PV | 11.04 | 11.04 | 11.04 | 11.04 | 0 | 0
PeakG | 0 | 0 | 0 | 0 | 0 | 0
PeakO | 0 | 0 | 0 | 0 | 0 | 0
ST | 0 | 0 | 0 | 0 | 0 | 0
STOG | 0 | 0 | 0 | 0 | 0 | 0
STWD | 0 | 0 | 0 | 0 | 0 | 0
WT | 300.12 | 300.12 | 300.12 | 300.12 | 0 | 0
IGCC | 0 | 0 | 0 | 0 | 0 | 0
DemandResponse | 0 | 0 | 0 | 0 | 0 | 0
IGCC-CCS | 0 | 0 | 0 | 0 | 0 | 0
WT_off | 0 | 0 | 540.35 | 540.35 | 540.35 | 540.35
PseudoUnit | 0 | 0 | 0 | 0 | 0 | 0
FixedInterchange | 0 | 0 | 0 | 0 | 0 | 0
Levelized Capital Costs by Reporting Type: PJM_ROM
ReportingType | 2015 | 2020 | 2025 | 2030 | 2035 | 2040
BM | 7.8 | 7.8 | 7.8 | 7.8 | 7.8 | 7.8
CC | 232.92 | 232.92 | 232.92 | 232.92 | 232.92 | 0
CSP | 0 | 0 | 0 | 0 | 0 | 0
CT | 1.4 | 1.4 | 1.4 | 1.4 | 0 | 0
Coal | 10.21 | 10.21 | 10.21 | 10.21 | 10.21 | 10.21
Geo | 0 | 0 | 0 | 0 | 0 | 0
H | 0 | 0 | 223.48 | 223.48 | 223.48 | 223.48
LFG | 3.93 | 57.29 | 57.29 | 55.71 | 53.36 | 0
Nuc | 0 | 0 | 0 | 0 | 0 | 3386.68
PS | 0 | 0 | 0 | 0 | 0 | 0
PV | 0 | 428.56 | 612.73 | 621.61 | 621.61 | 193.05
PeakG | 0 | 0 | 0 | 0 | 0 | 0
PeakO | 0 | 0 | 0 | 0 | 0 | 0
ST | 0 | 0 | 0 | 0 | 0 | 0
STOG | 0 | 0 | 0 | 0 | 0 | 0
STWD | 0 | 0 | 0 | 0 | 0 | 0
WT | 113.55 | 281.73 | 281.73 | 254.32 | 168.17 | 0
IGCC | 0 | 0 | 0 | 0 | 0 | 0
DemandResponse | 0 | 0 | 0 | 0 | 0 | 0
IGCC-CCS | 0 | 0 | 0 | 0 | 0 | 0
WT_off | 0 | 0 | 0 | 0 | 0 | 0
PseudoUnit | 0 | 0 | 0 | 0 | 0 | 0
FixedInterchange | 0 | 0 | 0 | 0 | 0 | 0
Levelized Capital Costs by Reporting Type: PJM_ROR
ReportingType | 2015 | 2020 | 2025 | 2030 | 2035 | 2040
BM | 165.77 | 165.77 | 165.77 | 165.77 | 165.77 | 80.7
CC | 1445.15 | 1445.15 | 1445.15 | 1445.15 | 1425.06 | 0
CSP | 0 | 0 | 0 | 0 | 0 | 0
CT | 2.4 | 2.4 | 2.4 | 2.4 | 0 | 0
Coal | 648.6 | 648.6 | 648.6 | 648.6 | 648.6 | 648.6
Geo | 0 | 0 | 0 | 0 | 0 | 0
H | 0 | 174.52 | 174.52 | 174.52 | 174.52 | 174.52
LFG | 11.72 | 113.04 | 113.04 | 107.38 | 101.31 | 0
Nuc | 0 | 0 | 0 | 0 | 3768.6 | 11422.83
PS | 0 | 0 | 0 | 0 | 0 | 0
PV | 0 | 0 | 0 | 0 | 0 | 0
PeakG | 0 | 0 | 0 | 0 | 0 | 0
PeakO | 0 | 0 | 0 | 0 | 0 | 0
ST | 0 | 0 | 0 | 0 | 0 | 0
STOG | 0 | 0 | 0 | 0 | 0 | 0
STWD | 0 | 0 | 0 | 0 | 0 | 0
WT | 1894.89 | 1934.85 | 2017.96 | 8816.85 | 7708.81 | 7668.84
IGCC | 0 | 0 | 0 | 0 | 0 | 0
DemandResponse | 0 | 0 | 0 | 0 | 0 | 0
IGCC-CCS | 0 | 0 | 0 | 0 | 0 | 0
WT_off | 0 | 0 | 0 | 0 | 0 | 0
PseudoUnit | 0 | 0 | 0 | 0 | 0 | 0
FixedInterchange | 0 | 0 | 0 | 0 | 0 | 0
Levelized Capital Costs by Reporting Type: SOCO
ReportingType | 2015 | 2020 | 2025 | 2030 | 2035 | 2040
BM | 21 | 21 | 21 | 21 | 21 | 21
CC | 654.69 | 736.02 | 736.02 | 736.02 | 736.02 | 81.33
CSP | 0 | 0 | 0 | 0 | 0 | 0
CT | 0 | 0 | 0 | 0 | 0 | 0
Coal | 0 | 0 | 0 | 0 | 0 | 0
Geo | 0 | 0 | 0 | 0 | 0 | 0
H | 0 | 0 | 0 | 0 | 0 | 0
LFG | 0 | 0 | 19.65 | 19.65 | 19.65 | 19.65
Nuc | 0 | 1254.21 | 1254.21 | 5644.42 | 8224.32 | 10351.93
PS | 0 | 0 | 0 | 0 | 0 | 0
PV | 0 | 0 | 0 | 0 | 0 | 0
PeakG | 0 | 0 | 0 | 0 | 0 | 0
PeakO | 0 | 0 | 0 | 0 | 0 | 0
ST | 0 | 0 | 0 | 0 | 0 | 0
STOG | 0 | 0 | 0 | 0 | 0 | 0
STWD | 0 | 0 | 0 | 0 | 0 | 0
WT | 0 | 0 | 0 | 0 | 0 | 0
IGCC | 0 | 0 | 0 | 0 | 0 | 0
DemandResponse | 0 | 0 | 0 | 0 | 0 | 0
IGCC-CCS | 0 | 0 | 0 | 0 | 0 | 0
WT_off | 0 | 0 | 0 | 0 | 0 | 0
PseudoUnit | 0 | 0 | 0 | 0 | 0 | 0
FixedInterchange | 0 | 0 | 0 | 0 | 0 | 0
Levelized Capital Costs by Reporting Type: SPP_N
ReportingType | 2015 | 2020 | 2025 | 2030 | 2035 | 2040
BM | 0 | 0 | 0 | 0 | 0 | 0
CC | 67.53 | 225.35 | 225.35 | 225.35 | 225.35 | 157.82
CSP | 0 | 0 | 0 | 0 | 0 | 0
CT | 0 | 0 | 0 | 0 | 0 | 0
Coal | 128.56 | 128.56 | 128.56 | 128.56 | 128.56 | 128.56
Geo | 0 | 0 | 0 | 0 | 0 | 0
H | 0 | 0 | 0 | 0 | 0 | 0
LFG | 0 | 0 | 17.63 | 17.63 | 17.63 | 17.63
Nuc | 0 | 0 | 0 | 289.57 | 2538.32 | 2538.32
PS | 0 | 0 | 0 | 0 | 0 | 0
PV | 0 | 0 | 0 | 0 | 0 | 0
PeakG | 0 | 0 | 0 | 0 | 0 | 0
PeakO | 0 | 0 | 0 | 0 | 0 | 0
ST | 0 | 0 | 0 | 0 | 0 | 0
STOG | 0 | 0 | 0 | 0 | 0 | 0
STWD | 0 | 0 | 0 | 0 | 0 | 0
WT | 0 | 2517.23 | 2517.23 | 2517.23 | 2517.23 | 0
IGCC | 0 | 0 | 0 | 0 | 0 | 0
DemandResponse | 0 | 0 | 0 | 0 | 0 | 0
IGCC-CCS | 0 | 0 | 0 | 0 | 0 | 0
WT_off | 0 | 0 | 0 | 0 | 0 | 0
PseudoUnit | 0 | 0 | 0 | 0 | 0 | 0
FixedInterchange | 0 | 0 | 0 | 0 | 0 | 0
Levelized Capital Costs by Reporting Type: SPP_S
ReportingType | 2015 | 2020 | 2025 | 2030 | 2035 | 2040
BM | 0 | 0 | 0 | 0 | 0 | 0
CC | 0 | 520.81 | 520.81 | 520.81 | 520.81 | 520.81
CSP | 0 | 0 | 0 | 0 | 0 | 0
CT | 33.21 | 56.93 | 56.93 | 56.93 | 23.72 | 0
Coal | 273.14 | 273.14 | 273.14 | 273.14 | 273.14 | 273.14
Geo | 0 | 0 | 0 | 0 | 0 | 0
H | 0 | 0 | 0 | 0 | 30 | 30
LFG | 0 | 0 | 17.63 | 17.63 | 17.63 | 17.63
Nuc | 0 | 0 | 0 | 0 | 1002.07 | 1002.07
PS | 0 | 0 | 0 | 0 | 0 | 0
PV | 0 | 0 | 0 | 0 | 0 | 0
PeakG | 0 | 0 | 0 | 0 | 0 | 0
PeakO | 0 | 0 | 0 | 0 | 0 | 0
ST | 0 | 0 | 0 | 0 | 0 | 0
STOG | 0 | 0 | 0 | 0 | 0 | 0
STWD | 0 | 0 | 0 | 0 | 0 | 0
WT | 92.65 | 3544.44 | 3544.44 | 3544.44 | 3451.79 | 0
IGCC | 0 | 0 | 0 | 0 | 0 | 0
DemandResponse | 0 | 0 | 0 | 0 | 0 | 0
IGCC-CCS | 0 | 0 | 0 | 0 | 0 | 0
WT_off | 0 | 0 | 0 | 0 | 0 | 0
PseudoUnit | 0 | 0 | 0 | 0 | 0 | 0
FixedInterchange | 0 | 0 | 0 | 0 | 0 | 0
Levelized Capital Costs by Reporting Type: TVA
ReportingType | 2015 | 2020 | 2025 | 2030 | 2035 | 2040
BM | 0 | 0 | 0 | 0 | 0 | 0
CC | 202.42 | 490.74 | 490.74 | 490.74 | 456.27 | 288.32
CSP | 0 | 0 | 0 | 0 | 0 | 0
CT | 0 | 0 | 0 | 0 | 0 | 0
Coal | 0 | 0 | 0 | 0 | 0 | 0
Geo | 0 | 0 | 0 | 0 | 0 | 0
H | 0 | 0 | 0 | 8.9 | 8.9 | 8.9
LFG | 0 | 0 | 19.35 | 19.35 | 19.35 | 19.35
Nuc | 684.91 | 684.91 | 684.91 | 865.75 | 4373.07 | 4373.07
PS | 0 | 0 | 0 | 0 | 0 | 0
PV | 0 | 0 | 0 | 0 | 0 | 0
PeakG | 0 | 0 | 0 | 0 | 0 | 0
PeakO | 0 | 0 | 0 | 0 | 0 | 0
ST | 0 | 0 | 0 | 0 | 0 | 0
STOG | 0 | 0 | 0 | 0 | 0 | 0
STWD | 0 | 0 | 0 | 0 | 0 | 0
WT | 0 | 0 | 0 | 0 | 0 | 0
IGCC | 0 | 0 | 0 | 0 | 0 | 0
DemandResponse | 0 | 0 | 0 | 0 | 0 | 0
IGCC-CCS | 0 | 0 | 0 | 0 | 0 | 0
WT_off | 0 | 0 | 0 | 0 | 0 | 0
PseudoUnit | 0 | 0 | 0 | 0 | 0 | 0
FixedInterchange | 0 | 0 | 0 | 0 | 0 | 0
Levelized Capital Costs by Reporting Type: TVA_Transmission
ReportingType | 2015 | 2020 | 2025 | 2030 | 2035 | 2040
BM | 0 | 0 | 0 | 0 | 0 | 0
CC | 0 | 0 | 0 | 0 | 0 | 0
CSP | 0 | 0 | 0 | 0 | 0 | 0
CT | 0 | 0 | 0 | 0 | 0 | 0
Coal | 0 | 0 | 0 | 0 | 0 | 0
Geo | 0 | 0 | 0 | 0 | 0 | 0
H | 0 | 0 | 0 | 0 | 0 | 0
LFG | 0 | 0 | 0 | 0 | 0 | 0
Nuc | 0 | 0 | 0 | 0 | 0 | 0
PS | 0 | 0 | 0 | 0 | 0 | 0
PV | 0 | 0 | 0 | 0 | 0 | 0
PeakG | 0 | 0 | 0 | 0 | 0 | 0
PeakO | 0 | 0 | 0 | 0 | 0 | 0
ST | 0 | 0 | 0 | 0 | 0 | 0
STOG | 0 | 0 | 0 | 0 | 0 | 0
STWD | 0 | 0 | 0 | 0 | 0 | 0
WT | 0 | 0 | 0 | 0 | 0 | 0
IGCC | 0 | 0 | 0 | 0 | 0 | 0
DemandResponse | 0 | 0 | 0 | 0 | 0 | 0
IGCC-CCS | 0 | 0 | 0 | 0 | 0 | 0
WT_off | 0 | 0 | 0 | 0 | 0 | 0
PseudoUnit | 0 | 0 | 0 | 0 | 0 | 0
FixedInterchange | 0 | 0 | 0 | 0 | 0 | 0
Levelized Capital Costs by Reporting Type: VACAR
ReportingType | 2015 | 2020 | 2025 | 2030 | 2035 | 2040
BM | 0.34 | 0.34 | 115.06 | 115.06 | 115.06 | 152.78
CC | 1240.13 | 1240.13 | 1240.13 | 1240.13 | 1240.13 | 0
CSP | 0 | 0 | 0 | 0 | 0 | 0
CT | 60.99 | 60.99 | 60.99 | 0 | 0 | 0
Coal | 220.45 | 220.45 | 220.45 | 220.45 | 220.45 | 220.45
Geo | 0 | 0 | 0 | 0 | 0 | 0
H | 0 | 0 | 0 | 0 | 0 | 0
LFG | 0.06 | 19.57 | 19.57 | 19.57 | 19.51 | 0
Nuc | 0 | 1320.06 | 1320.06 | 2319.88 | 6607.98 | 9795.12
PS | 0 | 0 | 0 | 0 | 0 | 0
PV | 0 | 38.09 | 38.09 | 38.09 | 38.09 | 0
PeakG | 0 | 0 | 0 | 0 | 0 | 0
PeakO | 0 | 0 | 0 | 0 | 0 | 0
ST | 0 | 0 | 0 | 0 | 0 | 0
STOG | 0 | 0 | 0 | 0 | 0 | 0
STWD | 0 | 0 | 0 | 0 | 0 | 0
WT | 0.19 | 740.59 | 740.59 | 740.59 | 740.4 | 0
IGCC | 0 | 0 | 0 | 0 | 0 | 0
DemandResponse | 0 | 0 | 0 | 0 | 0 | 0
IGCC-CCS | 0 | 0 | 0 | 0 | 0 | 0
WT_off | 0.53 | 0.53 | 0.53 | 0.53 | 0 | 0
PseudoUnit | 0 | 0 | 0 | 0 | 0 | 0
FixedInterchange | 0 | 0 | 0 | 0 | 0 | 0
Levelized Capital Costs by Reporting Type: IESO
ReportingType | 2015 | 2020 | 2025 | 2030 | 2035 | 2040
BM | 144.8 | 144.8 | 144.8 | 144.8 | 144.8 | 144.8
CC | 175.41 | 175.41 | 175.41 | 175.41 | 175.41 | 0
CSP | 0 | 0 | 0 | 0 | 0 | 0
CT | 41.8 | 41.8 | 41.8 | 41.8 | 0 | 0
Coal | 0 | 0 | 0 | 0 | 0 | 0
Geo | 0 | 0 | 0 | 0 | 0 | 0
H | 0 | 0 | 0 | 0 | 0 | 0
LFG | 5.12 | 5.12 | 5.12 | 5.12 | 0 | 0
Nuc | 0 | 0 | 0 | 0 | 0 | 0
PS | 0 | 0 | 0 | 0 | 0 | 0
PV | 539.74 | 539.74 | 539.74 | 539.74 | 0 | 0
PeakG | 0 | 0 | 0 | 0 | 0 | 0
PeakO | 0 | 0 | 0 | 0 | 0 | 0
ST | 0 | 0 | 0 | 0 | 0 | 0
STOG | 0 | 0 | 0 | 0 | 0 | 0
STWD | 0 | 0 | 0 | 0 | 0 | 0
WT | 660.4 | 660.4 | 660.4 | 660.4 | 0 | 0
IGCC | 0 | 0 | 0 | 0 | 0 | 0
DemandResponse | 0 | 0 | 0 | 0 | 0 | 0
IGCC-CCS | 0 | 0 | 0 | 0 | 0 | 0
WT_off | 0 | 0 | 0 | 0 | 0 | 0
PseudoUnit | 0 | 0 | 0 | 0 | 0 | 0
FixedInterchange | 0 | 0 | 0 | 0 | 0 | 0
Levelized Capital Costs by Reporting Type: MAPP_CA
ReportingType | 2015 | 2020 | 2025 | 2030 | 2035 | 2040
BM | 0 | 0 | 0 | 0 | 0 | 0
CC | 0 | 0 | 0 | 0 | 0 | 0
CSP | 0 | 0 | 0 | 0 | 0 | 0
CT | 0 | 0 | 0 | 0 | 0 | 0
Coal | 0 | 0 | 0 | 0 | 0 | 0
Geo | 0 | 0 | 0 | 0 | 0 | 0
H | 0 | 148.25 | 592.07 | 592.07 | 592.07 | 592.07
LFG | 0 | 0 | 0 | 0 | 0 | 0
Nuc | 0 | 0 | 0 | 0 | 0 | 0
PS | 0 | 0 | 0 | 0 | 0 | 0
PV | 0 | 0 | 0 | 0 | 0 | 0
PeakG | 0 | 0 | 0 | 0 | 0 | 0
PeakO | 0 | 0 | 0 | 0 | 0 | 0
ST | 0 | 0 | 0 | 0 | 0 | 0
STOG | 0 | 0 | 0 | 0 | 0 | 0
STWD | 0 | 0 | 0 | 0 | 0 | 0
WT | 87.23 | 87.23 | 87.23 | 87.23 | 0 | 0
IGCC | 0 | 0 | 0 | 0 | 0 | 0
DemandResponse | 0 | 0 | 0 | 0 | 0 | 0
IGCC-CCS | 0 | 0 | 0 | 0 | 0 | 0
WT_off | 0 | 0 | 0 | 0 | 0 | 0
PseudoUnit | 0 | 0 | 0 | 0 | 0 | 0
FixedInterchange | 0 | 0 | 0 | 0 | 0 | 0
Levelized Capital Costs by Reporting Type: AZ_NM_SNV_Coal
ReportingType | 2015 | 2020 | 2025 | 2030 | 2035 | 2040
BM | 0 | 0 | 0 | 0 | 0 | 0
CC | 0 | 0 | 0 | 0 | 0 | 0
CSP | 0 | 0 | 0 | 0 | 0 | 0
CT | 0 | 0 | 0 | 0 | 0 | 0
Coal | 0 | 0 | 0 | 0 | 0 | 0
Geo | 0 | 0 | 0 | 0 | 0 | 0
H | 0 | 0 | 0 | 0 | 0 | 0
LFG | 0 | 0 | 0 | 0 | 0 | 0
Nuc | 0 | 0 | 0 | 0 | 0 | 0
PS | 0 | 0 | 0 | 0 | 0 | 0
PV | 0 | 0 | 0 | 0 | 0 | 0
PeakG | 0 | 0 | 0 | 0 | 0 | 0
PeakO | 0 | 0 | 0 | 0 | 0 | 0
ST | 0 | 0 | 0 | 0 | 0 | 0
STOG | 0 | 0 | 0 | 0 | 0 | 0
STWD | 0 | 0 | 0 | 0 | 0 | 0
WT | 0 | 0 | 0 | 0 | 0 | 0
IGCC | 0 | 0 | 0 | 0 | 0 | 0
DemandResponse | 0 | 0 | 0 | 0 | 0 | 0
IGCC-CCS | 0 | 0 | 0 | 0 | 0 | 0
WT_off | 0 | 0 | 0 | 0 | 0 | 0
PseudoUnit | 0 | 0 | 0 | 0 | 0 | 0
FixedInterchange | 0 | 0 | 0 | 0 | 0 | 0
Levelized Capital Costs by Reporting Type: AZ_NM_SNV_Gas
ReportingType | 2015 | 2020 | 2025 | 2030 | 2035 | 2040
BM | 0 | 0 | 0 | 0 | 0 | 0
CC | 79.32 | 79.32 | 79.32 | 79.32 | 79.32 | 0
CSP | 0 | 0 | 0 | 0 | 0 | 0
CT | 63.7 | 63.7 | 63.7 | 63.7 | 0 | 0
Coal | 0 | 0 | 0 | 0 | 0 | 0
Geo | 0 | 0 | 0 | 0 | 0 | 0
H | 0 | 0 | 0 | 0 | 0 | 0
LFG | 0 | 0 | 0 | 0 | 0 | 0
Nuc | 0 | 0 | 0 | 0 | 0 | 0
PS | 0 | 0 | 0 | 0 | 0 | 0
PV | 0 | 0 | 0 | 0 | 0 | 0
PeakG | 0 | 0 | 0 | 0 | 0 | 0
PeakO | 0 | 0 | 0 | 0 | 0 | 0
ST | 0 | 0 | 0 | 0 | 0 | 0
STOG | 0 | 0 | 0 | 0 | 0 | 0
STWD | 0 | 0 | 0 | 0 | 0 | 0
WT | 0 | 0 | 0 | 0 | 0 | 0
IGCC | 0 | 0 | 0 | 0 | 0 | 0
DemandResponse | 0 | 0 | 0 | 0 | 0 | 0
IGCC-CCS | 0 | 0 | 0 | 0 | 0 | 0
WT_off | 0 | 0 | 0 | 0 | 0 | 0
PseudoUnit | 0 | 0 | 0 | 0 | 0 | 0
FixedInterchange | 0 | 0 | 0 | 0 | 0 | 0
Levelized Capital Costs by Reporting Type: AZ_NM_SNV_NucRenew
ReportingType | 2015 | 2020 | 2025 | 2030 | 2035 | 2040
BM | 0 | 0 | 0 | 0 | 0 | 0
CC | 0 | 0 | 0 | 0 | 0 | 0
CSP | 0 | 0 | 0 | 0 | 0 | 0
CT | 0 | 0 | 0 | 0 | 0 | 0
Coal | 0 | 0 | 0 | 0 | 0 | 0
Geo | 0 | 0 | 369.64 | 369.64 | 369.64 | 369.64
H | 0 | 0 | 0 | 0 | 0 | 0
LFG | 0 | 0 | 11.41 | 11.41 | 11.41 | 11.41
Nuc | 0 | 0 | 0 | 2030.72 | 4449.11 | 4449.11
PS | 0 | 0 | 0 | 0 | 0 | 0
PV | 34.88 | 34.88 | 34.88 | 34.88 | 0 | 0
PeakG | 0 | 0 | 0 | 0 | 0 | 0
PeakO | 0 | 0 | 0 | 0 | 0 | 0
ST | 101.35 | 221.6 | 267.08 | 205 | 165.73 | 45.48
STOG | 0 | 0 | 0 | 0 | 0 | 0
STWD | 0 | 0 | 0 | 0 | 0 | 0
WT | 14.28 | 1954.1 | 1954.1 | 1954.1 | 1939.81 | 0
IGCC | 0 | 0 | 0 | 0 | 0 | 0
DemandResponse | 0 | 0 | 0 | 0 | 0 | 0
IGCC-CCS | 0 | 0 | 0 | 0 | 0 | 0
WT_off | 0 | 0 | 0 | 0 | 0 | 0
PseudoUnit | 0 | 0 | 0 | 0 | 0 | 0
FixedInterchange | 0 | 0 | 0 | 0 | 0 | 0
Levelized Capital Costs by Reporting Type: ERCOT
ReportingType | 2015 | 2020 | 2025 | 2030 | 2035 | 2040
BM | 54.69 | 54.69 | 54.69 | 54.69 | 54.69 | 535.32
CC | 1195.99 | 1195.99 | 1195.99 | 1195.99 | 1195.99 | 0
CSP | 0 | 0 | 0 | 0 | 0 | 0
CT | 20.97 | 20.97 | 20.97 | 20.97 | 0 | 0
Coal | 540.38 | 540.38 | 540.38 | 540.38 | 540.38 | 540.38
Geo | 0 | 0 | 0 | 0 | 0 | 0
H | 0 | 0 | 0 | 0 | 0 | 0
LFG | 0 | 0 | 63.77 | 63.77 | 63.77 | 63.77
Nuc | 0 | 0 | 0 | 408.87 | 5977.97 | 6394
PS | 0 | 0 | 0 | 0 | 0 | 0
PV | 4.89 | 4.89 | 4.89 | 4.89 | 0 | 0
PeakG | 0 | 0 | 0 | 0 | 0 | 0
PeakO | 0 | 0 | 0 | 0 | 0 | 0
ST | 0 | 0 | 0 | 0 | 0 | 0
STOG | 0 | 0 | 0 | 0 | 0 | 0
STWD | 0 | 0 | 0 | 0 | 0 | 0
WT | 72.7 | 72.7 | 2331.45 | 2331.45 | 2258.74 | 2258.74
IGCC | 0 | 0 | 0 | 0 | 0 | 0
DemandResponse | 0 | 0 | 0 | 0 | 0 | 0
IGCC-CCS | 0 | 0 | 0 | 0 | 0 | 0
WT_off | 0 | 0 | 0 | 0 | 0 | 0
PseudoUnit | 0 | 0 | 0 | 0 | 0 | 0
FixedInterchange | 0 | 0 | 0 | 0 | 0 | 0
Levelized Capital Costs by Reporting Type: NP15
ReportingType | 2015 | 2020 | 2025 | 2030 | 2035 | 2040
BM | 0 | 0 | 0 | 0 | 0 | 0
CC | 170.47 | 170.47 | 170.47 | 170.47 | 170.47 | 0
CSP | 0 | 0 | 0 | 0 | 0 | 0
CT | 17.85 | 17.85 | 17.85 | 17.85 | 0 | 0
Coal | 0 | 0 | 0 | 0 | 0 | 0
Geo | 0 | 186.37 | 186.37 | 186.37 | 186.37 | 0
H | 0 | 0 | 0 | 0 | 0 | 0
LFG | 0 | 84.26 | 124.75 | 124.75 | 124.75 | 40.49
Nuc | 0 | 0 | 0 | 2810.48 | 3135.57 | 3385.43
PS | 0 | 0 | 0 | 0 | 0 | 0
PV | 2.79 | 2.79 | 2.79 | 2.79 | 0 | 0
PeakG | 0 | 0 | 0 | 0 | 0 | 0
PeakO | 0 | 0 | 0 | 0 | 0 | 0
ST | 12.6 | 12.6 | 12.6 | 12.6 | 0 | 0
STOG | 0 | 0 | 0 | 0 | 0 | 0
STWD | 0 | 0 | 0 | 0 | 0 | 0
WT | 26.07 | 837.92 | 837.92 | 837.92 | 811.85 | 0
IGCC | 0 | 0 | 0 | 0 | 0 | 0
DemandResponse | 0 | 0 | 0 | 0 | 0 | 0
IGCC-CCS | 0 | 0 | 0 | 0 | 0 | 0
WT_off | 0 | 0 | 0 | 0 | 0 | 0
PseudoUnit | 0 | 0 | 0 | 0 | 0 | 0
FixedInterchange | 0 | 0 | 0 | 0 | 0 | 0
Levelized Capital Costs by Reporting Type: NWPP_Coal
ReportingType | 2015 | 2020 | 2025 | 2030 | 2035 | 2040
BM | 0 | 0 | 0 | 0 | 0 | 0
CC | 0 | 0 | 0 | 0 | 0 | 0
CSP | 0 | 0 | 0 | 0 | 0 | 0
CT | 0 | 0 | 0 | 0 | 0 | 0
Coal | 0 | 0 | 0 | 0 | 0 | 0
Geo | 0 | 0 | 0 | 0 | 0 | 0
H | 0 | 0 | 0 | 0 | 0 | 0
LFG | 0 | 0 | 0 | 0 | 0 | 0
Nuc | 0 | 0 | 0 | 0 | 0 | 0
PS | 0 | 0 | 0 | 0 | 0 | 0
PV | 0 | 0 | 0 | 0 | 0 | 0
PeakG | 0 | 0 | 0 | 0 | 0 | 0
PeakO | 0 | 0 | 0 | 0 | 0 | 0
ST | 0 | 0 | 0 | 0 | 0 | 0
STOG | 0 | 0 | 0 | 0 | 0 | 0
STWD | 0 | 0 | 0 | 0 | 0 | 0
WT | 0 | 0 | 0 | 0 | 0 | 0
IGCC | 0 | 0 | 0 | 0 | 0 | 0
DemandResponse | 0 | 0 | 0 | 0 | 0 | 0
IGCC-CCS | 0 | 0 | 0 | 0 | 0 | 0
WT_off | 0 | 0 | 0 | 0 | 0 | 0
PseudoUnit | 0 | 0 | 0 | 0 | 0 | 0
FixedInterchange | 0 | 0 | 0 | 0 | 0 | 0
Levelized Capital Costs by Reporting Type: NWPP_Gas
ReportingType | 2015 | 2020 | 2025 | 2030 | 2035 | 2040
BM | 0 | 0 | 0 | 0 | 0 | 0
CC | 33.4 | 33.4 | 33.4 | 33.4 | 33.4 | 0
CSP | 0 | 0 | 0 | 0 | 0 | 0
CT | 13.02 | 13.02 | 13.02 | 13.02 | 0 | 0
Coal | 0 | 0 | 0 | 0 | 0 | 0
Geo | 0 | 0 | 0 | 0 | 0 | 0
H | 0 | 0 | 0 | 0 | 0 | 0
LFG | 0 | 0 | 0 | 0 | 0 | 0
Nuc | 0 | 0 | 0 | 0 | 0 | 0
PS | 0 | 0 | 0 | 0 | 0 | 0
PV | 0 | 0 | 0 | 0 | 0 | 0
PeakG | 0 | 0 | 0 | 0 | 0 | 0
PeakO | 0 | 0 | 0 | 0 | 0 | 0
ST | 0 | 0 | 0 | 0 | 0 | 0
STOG | 0 | 0 | 0 | 0 | 0 | 0
STWD | 0 | 0 | 0 | 0 | 0 | 0
WT | 0 | 0 | 0 | 0 | 0 | 0
IGCC | 0 | 0 | 0 | 0 | 0 | 0
DemandResponse | 0 | 0 | 0 | 0 | 0 | 0
IGCC-CCS | 0 | 0 | 0 | 0 | 0 | 0
WT_off | 0 | 0 | 0 | 0 | 0 | 0
PseudoUnit | 0 | 0 | 0 | 0 | 0 | 0
FixedInterchange | 0 | 0 | 0 | 0 | 0 | 0
Levelized Capital Costs by Reporting Type: NWPP_NucRenew
ReportingType | 2015 | 2020 | 2025 | 2030 | 2035 | 2040
BM | 13.89 | 13.89 | 13.89 | 13.89 | 13.89 | 13.89
CC | 0 | 0 | 0 | 0 | 0 | 0
CSP | 0 | 0 | 0 | 0 | 0 | 0
CT | 0 | 0 | 0 | 0 | 0 | 0
Coal | 0 | 0 | 0 | 0 | 0 | 0
Geo | 24.88 | 24.88 | 135.71 | 135.71 | 110.83 | 110.83
H | 0 | 0 | 0 | 0 | 110.42 | 110.42
LFG | 5.02 | 5.02 | 50.73 | 50.73 | 45.71 | 45.71
Nuc | 0 | 0 | 0 | 924.99 | 924.99 | 924.99
PS | 0 | 0 | 0 | 0 | 0 | 0
PV | 0 | 0 | 0 | 0 | 0 | 0
PeakG | 0 | 0 | 0 | 0 | 0 | 0
PeakO | 0 | 0 | 0 | 0 | 0 | 0
ST | 0 | 0 | 0 | 0 | 0 | 0
STOG | 0 | 0 | 0 | 0 | 0 | 0
STWD | 0 | 0 | 0 | 0 | 0 | 0
WT | 238.86 | 238.86 | 238.86 | 238.86 | 0 | 0
IGCC | 0 | 0 | 0 | 0 | 0 | 0
DemandResponse | 0 | 0 | 0 | 0 | 0 | 0
IGCC-CCS | 0 | 0 | 0 | 0 | 0 | 0
WT_off | 0 | 0 | 0 | 0 | 0 | 0
PseudoUnit | 0 | 0 | 0 | 0 | 0 | 0
FixedInterchange | 0 | 0 | 0 | 0 | 0 | 0
Levelized Capital Costs by Reporting Type: RMPA
ReportingType | 2015 | 2020 | 2025 | 2030 | 2035 | 2040
BM | 0 | 0 | 0 | 0 | 0 | 0
CC | 0 | 35.79 | 35.79 | 35.79 | 35.79 | 35.79
CSP | 0 | 0 | 0 | 0 | 0 | 0
CT | 15.2 | 15.2 | 15.2 | 15.2 | 0 | 0
Coal | 108.63 | 108.63 | 108.63 | 108.63 | 108.63 | 108.63
Geo | 0 | 6.83 | 658.99 | 658.99 | 658.99 | 652.16
H | 0 | 0 | 0 | 0 | 0 | 0
LFG | 0.28 | 0.28 | 5.7 | 5.7 | 5.43 | 5.43
Nuc | 0 | 0 | 0 | 887.42 | 887.42 | 887.42
PS | 0 | 0 | 0 | 0 | 0 | 0
PV | 0.37 | 0.37 | 0.37 | 0.37 | 0 | 0
PeakG | 0 | 0 | 0 | 0 | 0 | 0
PeakO | 0 | 0 | 0 | 0 | 0 | 0
ST | 1.07 | 110.6 | 110.6 | 110.6 | 109.53 | 0
STOG | 0 | 0 | 0 | 0 | 0 | 0
STWD | 0 | 0 | 0 | 0 | 0 | 0
WT | 172.66 | 688.18 | 688.18 | 688.18 | 515.52 | 0
IGCC | 0 | 0 | 0 | 0 | 0 | 0
DemandResponse | 0 | 0 | 0 | 0 | 0 | 0
IGCC-CCS | 0 | 0 | 0 | 0 | 0 | 0
WT_off | 0 | 0 | 0 | 0 | 0 | 0
PseudoUnit | 0 | 0 | 0 | 0 | 0 | 0
FixedInterchange | 0 | 0 | 0 | 0 | 0 | 0
Levelized Capital Costs by Reporting Type: SP15
ReportingType | 2015 | 2020 | 2025 | 2030 | 2035 | 2040
BM | 2.9 | 2.9 | 2.9 | 2.9 | 2.9 | 2.9
CC | 60.76 | 60.76 | 60.76 | 60.76 | 60.76 | 0
CSP | 0 | 0 | 0 | 0 | 0 | 0
CT | 0 | 0 | 0 | 0 | 0 | 0
Coal | 0 | 0 | 0 | 0 | 0 | 0
Geo | 14.26 | 385.19 | 385.19 | 370.93 | 370.93 | 0
H | 0 | 0 | 0 | 0 | 0 | 0
LFG | 2.09 | 125.04 | 125.04 | 124.8 | 122.95 | 0
Nuc | 0 | 0 | 0 | 0 | 0 | 364.17
PS | 0 | 0 | 0 | 0 | 0 | 0
PV | 1.62 | 1.62 | 1.62 | 1.62 | 0 | 0
PeakG | 0 | 0 | 0 | 0 | 0 | 0
PeakO | 0 | 0 | 0 | 0 | 0 | 0
ST | 191.39 | 191.39 | 191.39 | 191.39 | 0 | 0
STOG | 0 | 0 | 0 | 0 | 0 | 0
STWD | 0 | 0 | 0 | 0 | 0 | 0
WT | 193.26 | 401.45 | 1740.39 | 3209.28 | 3016.01 | 2807.83
IGCC | 0 | 0 | 0 | 0 | 0 | 0
DemandResponse | 0 | 0 | 0 | 0 | 0 | 0
IGCC-CCS | 0 | 0 | 0 | 0 | 0 | 0
WT_off | 0 | 0 | 0 | 0 | 0 | 0
PseudoUnit | 0 | 0 | 0 | 0 | 0 | 0
FixedInterchange | 0 | 0 | 0 | 0 | 0 | 0
Levelized Capital Costs by Reporting Type: ALB
ReportingType | 2015 | 2020 | 2025 | 2030 | 2035 | 2040
BM | 0 | 0 | 0 | 0 | 0 | 0
CC | 0 | 0 | 0 | 0 | 0 | 0
CSP | 0 | 0 | 0 | 0 | 0 | 0
CT | 16.7 | 16.7 | 16.7 | 16.7 | 0 | 0
Coal | 147.62 | 147.62 | 147.62 | 147.62 | 147.62 | 147.62
Geo | 0 | 0 | 0 | 0 | 0 | 0
H | 0 | 0 | 0 | 0 | 0 | 0
LFG | 0 | 0 | 0 | 0 | 0 | 0
Nuc | 0 | 0 | 0 | 3144.41 | 3144.41 | 3144.41
PS | 0 | 0 | 0 | 0 | 0 | 0
PV | 0 | 0 | 0 | 0 | 0 | 0
PeakG | 0 | 0 | 0 | 0 | 0 | 0
PeakO | 0 | 0 | 0 | 0 | 0 | 0
ST | 0 | 0 | 0 | 0 | 0 | 0
STOG | 0 | 0 | 0 | 0 | 0 | 0
STWD | 0 | 0 | 0 | 0 | 0 | 0
WT | 2.54 | 2.54 | 2.54 | 2.54 | 0 | 0
IGCC | 0 | 0 | 0 | 0 | 0 | 0
DemandResponse | 0 | 0 | 0 | 0 | 0 | 0
IGCC-CCS | 0 | 0 | 0 | 0 | 0 | 0
WT_off | 0 | 0 | 0 | 0 | 0 | 0
PseudoUnit | 0 | 0 | 0 | 0 | 0 | 0
FixedInterchange | 0 | 0 | 0 | 0 | 0 | 0
Levelized Capital Costs by Reporting Type: BC
ReportingType | 2015 | 2020 | 2025 | 2030 | 2035 | 2040
BM | 0 | 0 | 0 | 0 | 0 | 0
CC | 0 | 0 | 0 | 0 | 0 | 0
CSP | 0 | 0 | 0 | 0 | 0 | 0
CT | 0 | 0 | 0 | 0 | 0 | 0
Coal | 0 | 0 | 0 | 0 | 0 | 0
Geo | 0 | 0 | 0 | 0 | 0 | 0
H | 0 | 0 | 0 | 0 | 0 | 0
LFG | 0 | 0 | 0 | 0 | 0 | 0
Nuc | 0 | 0 | 0 | 0 | 0 | 0
PS | 0 | 0 | 0 | 0 | 0 | 0
PV | 0 | 0 | 0 | 0 | 0 | 0
PeakG | 0 | 0 | 0 | 0 | 0 | 0
PeakO | 0 | 0 | 0 | 0 | 0 | 0
ST | 0 | 0 | 0 | 0 | 0 | 0
STOG | 0 | 0 | 0 | 0 | 0 | 0
STWD | 0 | 0 | 0 | 0 | 0 | 0
WT | 40.68 | 40.68 | 40.68 | 40.68 | 0 | 0
IGCC | 0 | 0 | 0 | 0 | 0 | 0
DemandResponse | 0 | 0 | 0 | 0 | 0 | 0
IGCC-CCS | 0 | 0 | 0 | 0 | 0 | 0
WT_off | 0 | 0 | 0 | 0 | 0 | 0
PseudoUnit | 0 | 0 | 0 | 0 | 0 | 0
FixedInterchange | 0 | 0 | 0 | 0 | 0 | 0
Levelized Capital Costs by Reporting Type: HQ_IESO
ReportingType | 2015 | 2020 | 2025 | 2030 | 2035 | 2040
BM | 0 | 0 | 0 | 0 | 0 | 0
CC | 0 | 0 | 0 | 0 | 0 | 0
CSP | 0 | 0 | 0 | 0 | 0 | 0
CT | 0 | 0 | 0 | 0 | 0 | 0
Coal | 0 | 0 | 0 | 0 | 0 | 0
Geo | 0 | 0 | 0 | 0 | 0 | 0
H | 0 | 0 | 0 | 0 | 0 | 0
LFG | 0 | 0 | 0 | 0 | 0 | 0
Nuc | 0 | 0 | 0 | 0 | 0 | 0
PS | 0 | 0 | 0 | 0 | 0 | 0
PV | 0 | 0 | 0 | 0 | 0 | 0
PeakG | 0 | 0 | 0 | 0 | 0 | 0
PeakO | 0 | 0 | 0 | 0 | 0 | 0
ST | 0 | 0 | 0 | 0 | 0 | 0
STOG | 0 | 0 | 0 | 0 | 0 | 0
STWD | 0 | 0 | 0 | 0 | 0 | 0
WT | 0 | 0 | 0 | 0 | 0 | 0
IGCC | 0 | 0 | 0 | 0 | 0 | 0
DemandResponse | 0 | 0 | 0 | 0 | 0 | 0
IGCC-CCS | 0 | 0 | 0 | 0 | 0 | 0
WT_off | 0 | 0 | 0 | 0 | 0 | 0
PseudoUnit | 0 | 0 | 0 | 0 | 0 | 0
FixedInterchange | 0 | 0 | 0 | 0 | 0 | 0
Levelized Capital Costs by Reporting Type: HQ_NEISO
ReportingType | 2015 | 2020 | 2025 | 2030 | 2035 | 2040
BM | 0 | 0 | 0 | 0 | 0 | 0
CC | 0 | 0 | 0 | 0 | 0 | 0
CSP | 0 | 0 | 0 | 0 | 0 | 0
CT | 0 | 0 | 0 | 0 | 0 | 0
Coal | 0 | 0 | 0 | 0 | 0 | 0
Geo | 0 | 0 | 0 | 0 | 0 | 0
H | 0 | 0 | 0 | 0 | 0 | 0
LFG | 0 | 0 | 0 | 0 | 0 | 0
Nuc | 0 | 0 | 0 | 0 | 0 | 0
PS | 0 | 0 | 0 | 0 | 0 | 0
PV | 0 | 0 | 0 | 0 | 0 | 0
PeakG | 0 | 0 | 0 | 0 | 0 | 0
PeakO | 0 | 0 | 0 | 0 | 0 | 0
ST | 0 | 0 | 0 | 0 | 0 | 0
STOG | 0 | 0 | 0 | 0 | 0 | 0
STWD | 0 | 0 | 0 | 0 | 0 | 0
WT | 0 | 0 | 0 | 0 | 0 | 0
IGCC | 0 | 0 | 0 | 0 | 0 | 0
DemandResponse | 0 | 0 | 0 | 0 | 0 | 0
IGCC-CCS | 0 | 0 | 0 | 0 | 0 | 0
WT_off | 0 | 0 | 0 | 0 | 0 | 0
PseudoUnit | 0 | 0 | 0 | 0 | 486.68 | 486.68
FixedInterchange | 0 | 0 | 0 | 0 | 0 | 0
Levelized Capital Costs by Reporting Type: HQ_NY
ReportingType | 2015 | 2020 | 2025 | 2030 | 2035 | 2040
BM | 0 | 0 | 0 | 0 | 0 | 0
CC | 0 | 0 | 0 | 0 | 0 | 0
CSP | 0 | 0 | 0 | 0 | 0 | 0
CT | 0 | 0 | 0 | 0 | 0 | 0
Coal | 0 | 0 | 0 | 0 | 0 | 0
Geo | 0 | 0 | 0 | 0 | 0 | 0
H | 0 | 0 | 0 | 0 | 0 | 0
LFG | 0 | 0 | 0 | 0 | 0 | 0
Nuc | 0 | 0 | 0 | 0 | 0 | 0
PS | 0 | 0 | 0 | 0 | 0 | 0
PV | 0 | 0 | 0 | 0 | 0 | 0
PeakG | 0 | 0 | 0 | 0 | 0 | 0
PeakO | 0 | 0 | 0 | 0 | 0 | 0
ST | 0 | 0 | 0 | 0 | 0 | 0
STOG | 0 | 0 | 0 | 0 | 0 | 0
STWD | 0 | 0 | 0 | 0 | 0 | 0
WT | 0 | 0 | 0 | 0 | 0 | 0
IGCC | 0 | 0 | 0 | 0 | 0 | 0
DemandResponse | 0 | 0 | 0 | 0 | 0 | 0
IGCC-CCS | 0 | 0 | 0 | 0 | 0 | 0
WT_off | 0 | 0 | 0 | 0 | 0 | 0
PseudoUnit | 0 | 0 | 688.28 | 824.05 | 824.05 | 824.05
FixedInterchange | 0 | 0 | 0 | 0 | 0 | 0
Levelized Capital Costs by Reporting Type: MARITIMES
ReportingType | 2015 | 2020 | 2025 | 2030 | 2035 | 2040
BM | 0 | 0 | 0 | 0 | 0 | 0
CC | 0 | 0 | 0 | 0 | 0 | 0
CSP | 0 | 0 | 0 | 0 | 0 | 0
CT | 0 | 0 | 0 | 0 | 0 | 0
Coal | 0 | 0 | 0 | 0 | 0 | 0
Geo | 0 | 0 | 0 | 0 | 0 | 0
H | 0 | 0 | 0 | 0 | 0 | 0
LFG | 0 | 0 | 0 | 0 | 0 | 0
Nuc | 0 | 0 | 0 | 0 | 0 | 0
PS | 0 | 0 | 0 | 0 | 0 | 0
PV | 0 | 0 | 0 | 0 | 0 | 0
PeakG | 0 | 0 | 0 | 0 | 0 | 0
PeakO | 0 | 0 | 0 | 0 | 0 | 0
ST | 0 | 0 | 0 | 0 | 0 | 0
STOG | 0 | 0 | 0 | 0 | 0 | 0
STWD | 0 | 0 | 0 | 0 | 0 | 0
WT | 0 | 0 | 0 | 0 | 0 | 0
IGCC | 0 | 0 | 0 | 0 | 0 | 0
DemandResponse | 0 | 0 | 0 | 0 | 0 | 0
IGCC-CCS | 0 | 0 | 0 | 0 | 0 | 0
WT_off | 0 | 0 | 0 | 0 | 0 | 0
PseudoUnit | 0 | 0 | 0 | 0 | 164.81 | 164.81
FixedInterchange | 0 | 0 | 0 | 0 | 0 | 0
Levelized Capital Costs by Reporting Type: All
ReportingType | 2015 | 2020 | 2025 | 2030 | 2035 | 2040
BM | 541.24 | 541.24 | 655.97 | 655.97 | 655.97 | 1231.34
CC | 9095.69 | 12583.12 | 12583.12 | 12583.12 | 12437.64 | 3487.43
CSP | 0 | 0 | 0 | 0 | 0 | 0
CT | 541.57 | 565.29 | 565.29 | 500.45 | 23.72 | 0
Coal | 3114.71 | 3114.71 | 3114.71 | 3114.71 | 3114.71 | 3114.71
Geo | 39.14 | 603.27 | 1735.89 | 1721.64 | 1696.76 | 1132.63
H | 0 | 323.12 | 1328.61 | 1337.51 | 1478.91 | 1478.91
LFG | 42.41 | 454.45 | 880.57 | 1018.47 | 985.73 | 573.68
Nuc | 684.91 | 3259.17 | 4712.68 | 28255.88 | 58991.06 | 87495.88
PS | 0 | 0 | 0 | 0 | 0 | 0
PV | 612.43 | 1260.57 | 1477.35 | 1486.23 | 873.79 | 225.66
PeakG | 0 | 0 | 0 | 0 | 0 | 0
PeakO | 0 | 0 | 0 | 0 | 0 | 0
ST | 306.41 | 536.19 | 581.67 | 519.59 | 275.26 | 45.48
STOG | 0 | 0 | 0 | 0 | 0 | 0
STWD | 0 | 0 | 0 | 0 | 0 | 0
WT | 6098.68 | 19413.58 | 29298.41 | 37865.4 | 32809.93 | 19495.02
IGCC | 215.26 | 215.26 | 215.26 | 215.26 | 215.26 | 215.26
DemandResponse | 0 | 0 | 0 | 0 | 0 | 0
IGCC-CCS | 0 | 0 | 0 | 0 | 0 | 0
WT_off | 283.77 | 283.77 | 824.12 | 824.12 | 540.35 | 540.35
PseudoUnit | 0 | 0 | 688.28 | 824.05 | 1475.53 | 1475.53
FixedInterchange | 0 | 0 | 0 | 0 | 0 | 0
Levelized Capital Costs by Reporting Type: EI_US
ReportingType | 2015 | 2020 | 2025 | 2030 | 2035 | 2040
BM | 324.96 | 324.96 | 439.68 | 439.68 | 439.68 | 534.43
CC | 7380.34 | 10831.98 | 10831.98 | 10831.98 | 10686.5 | 3451.64
CSP | 0 | 0 | 0 | 0 | 0 | 0
CT | 352.32 | 376.04 | 376.04 | 311.2 | 23.72 | 0
Coal | 2318.08 | 2318.08 | 2318.08 | 2318.08 | 2318.08 | 2318.08
Geo | 0 | 0 | 0 | 0 | 0 | 0
H | 0 | 174.87 | 736.54 | 745.44 | 776.43 | 776.43
LFG | 29.9 | 234.74 | 494.06 | 632.19 | 611.72 | 406.88
Nuc | 684.91 | 3259.17 | 4712.68 | 18049 | 40471.6 | 67946.35
PS | 0 | 0 | 0 | 0 | 0 | 0
PV | 28.13 | 676.27 | 893.05 | 901.93 | 873.79 | 225.66
PeakG | 0 | 0 | 0 | 0 | 0 | 0
PeakO | 0 | 0 | 0 | 0 | 0 | 0
ST | 0 | 0 | 0 | 0 | 0 | 0
STOG | 0 | 0 | 0 | 0 | 0 | 0
STWD | 0 | 0 | 0 | 0 | 0 | 0
WT | 4589.99 | 14429.52 | 20716.67 | 27814.77 | 24267.99 | 14428.45
IGCC | 215.26 | 215.26 | 215.26 | 215.26 | 215.26 | 215.26
DemandResponse | 0 | 0 | 0 | 0 | 0 | 0
IGCC-CCS | 0 | 0 | 0 | 0 | 0 | 0
WT_off | 283.77 | 283.77 | 824.12 | 824.12 | 540.35 | 540.35
PseudoUnit | 0 | 0 | 688.28 | 824.05 | 1475.53 | 1475.53
FixedInterchange | 0 | 0 | 0 | 0 | 0 | 0
Levelized Capital Costs by Reporting Type: EI_Canada
ReportingType | 2015 | 2020 | 2025 | 2030 | 2035 | 2040
BM | 144.8 | 144.8 | 144.8 | 144.8 | 144.8 | 144.8
CC | 175.41 | 175.41 | 175.41 | 175.41 | 175.41 | 0
CSP | 0 | 0 | 0 | 0 | 0 | 0
CT | 41.8 | 41.8 | 41.8 | 41.8 | 0 | 0
Coal | 0 | 0 | 0 | 0 | 0 | 0
Geo | 0 | 0 | 0 | 0 | 0 | 0
H | 0 | 148.25 | 592.07 | 592.07 | 592.07 | 592.07
LFG | 5.12 | 5.12 | 5.12 | 5.12 | 0 | 0
Nuc | 0 | 0 | 0 | 0 | 0 | 0
PS | 0 | 0 | 0 | 0 | 0 | 0
PV | 539.74 | 539.74 | 539.74 | 539.74 | 0 | 0
PeakG | 0 | 0 | 0 | 0 | 0 | 0
PeakO | 0 | 0 | 0 | 0 | 0 | 0
ST | 0 | 0 | 0 | 0 | 0 | 0
STOG | 0 | 0 | 0 | 0 | 0 | 0
STWD | 0 | 0 | 0 | 0 | 0 | 0
WT | 747.62 | 747.62 | 747.62 | 747.62 | 0 | 0
IGCC | 0 | 0 | 0 | 0 | 0 | 0
DemandResponse | 0 | 0 | 0 | 0 | 0 | 0
IGCC-CCS | 0 | 0 | 0 | 0 | 0 | 0
WT_off | 0 | 0 | 0 | 0 | 0 | 0
PseudoUnit | 0 | 0 | 0 | 0 | 0 | 0
FixedInterchange | 0 | 0 | 0 | 0 | 0 | 0
Levelized Capital Costs by Reporting Type: EI
ReportingType | 2015 | 2020 | 2025 | 2030 | 2035 | 2040
BM | 469.76 | 469.76 | 584.49 | 584.49 | 584.49 | 679.23
CC | 7555.75 | 11007.39 | 11007.39 | 11007.39 | 10861.91 | 3451.64
CSP | 0 | 0 | 0 | 0 | 0 | 0
CT | 394.12 | 417.84 | 417.84 | 353 | 23.72 | 0
Coal | 2318.08 | 2318.08 | 2318.08 | 2318.08 | 2318.08 | 2318.08
Geo | 0 | 0 | 0 | 0 | 0 | 0
H | 0 | 323.12 | 1328.61 | 1337.51 | 1368.49 | 1368.49
LFG | 35.02 | 239.86 | 499.18 | 637.31 | 611.72 | 406.88
Nuc | 684.91 | 3259.17 | 4712.68 | 18049 | 40471.6 | 67946.35
PS | 0 | 0 | 0 | 0 | 0 | 0
PV | 567.88 | 1216.01 | 1432.79 | 1441.67 | 873.79 | 225.66
PeakG | 0 | 0 | 0 | 0 | 0 | 0
PeakO | 0 | 0 | 0 | 0 | 0 | 0
ST | 0 | 0 | 0 | 0 | 0 | 0
STOG | 0 | 0 | 0 | 0 | 0 | 0
STWD | 0 | 0 | 0 | 0 | 0 | 0
WT | 5337.61 | 15177.15 | 21464.3 | 28562.4 | 24267.99 | 14428.45
IGCC | 215.26 | 215.26 | 215.26 | 215.26 | 215.26 | 215.26
DemandResponse | 0 | 0 | 0 | 0 | 0 | 0
IGCC-CCS | 0 | 0 | 0 | 0 | 0 | 0
WT_off | 283.77 | 283.77 | 824.12 | 824.12 | 540.35 | 540.35
PseudoUnit | 0 | 0 | 688.28 | 824.05 | 1475.53 | 1475.53
FixedInterchange | 0 | 0 | 0 | 0 | 0 | 0
Levelized Capital Costs by Reporting Type: Outside_EI
ReportingType | 2015 | 2020 | 2025 | 2030 | 2035 | 2040
BM | 71.48 | 71.48 | 71.48 | 71.48 | 71.48 | 552.11
CC | 1539.95 | 1575.73 | 1575.73 | 1575.73 | 1575.73 | 35.79
CSP | 0 | 0 | 0 | 0 | 0 | 0
CT | 147.45 | 147.45 | 147.45 | 147.45 | 0 | 0
Coal | 796.63 | 796.63 | 796.63 | 796.63 | 796.63 | 796.63
Geo | 39.14 | 603.27 | 1735.89 | 1721.64 | 1696.76 | 1132.63
H | 0 | 0 | 0 | 0 | 110.42 | 110.42
LFG | 7.39 | 214.59 | 381.4 | 381.16 | 374.01 | 166.8
Nuc | 0 | 0 | 0 | 10206.89 | 18519.46 | 19549.54
PS | 0 | 0 | 0 | 0 | 0 | 0
PV | 44.56 | 44.56 | 44.56 | 44.56 | 0 | 0
PeakG | 0 | 0 | 0 | 0 | 0 | 0
PeakO | 0 | 0 | 0 | 0 | 0 | 0
ST | 306.41 | 536.19 | 581.67 | 519.59 | 275.26 | 45.48
STOG | 0 | 0 | 0 | 0 | 0 | 0
STWD | 0 | 0 | 0 | 0 | 0 | 0
WT | 761.07 | 4236.44 | 7834.12 | 9303 | 8541.94 | 5066.57
IGCC | 0 | 0 | 0 | 0 | 0 | 0
DemandResponse | 0 | 0 | 0 | 0 | 0 | 0
IGCC-CCS | 0 | 0 | 0 | 0 | 0 | 0
WT_off | 0 | 0 | 0 | 0 | 0 | 0
PseudoUnit | 0 | 0 | 0 | 0 | 0 | 0
FixedInterchange | 0 | 0 | 0 | 0 | 0 | 0
#13 | Levelized Retrofit Capital Costs ($million)
Levelized Retrofit Capital Costs by Reporting Type: Entergy
ReportingType | 2015 | 2020 | 2025 | 2030 | 2035 | 2040
BM | 0 | 0 | 0 | 0 | 0 | 0
CC | 0 | 0 | 0 | 0 | 0 | 0
CSP | 0 | 0 | 0 | 0 | 0 | 0
CT | 0 | 0 | 0 | 0 | 0 | 0
Coal | 0 | 0 | 0 | 0 | 0 | 0
Geo | 0 | 0 | 0 | 0 | 0 | 0
H | 0 | 0 | 0 | 0 | 0 | 0
LFG | 0 | 0 | 0 | 0 | 0 | 0
Nuc | 0 | 0 | 0 | 0 | 0 | 0
PS | 0 | 0 | 0 | 0 | 0 | 0
PV | 0 | 0 | 0 | 0 | 0 | 0
PeakG | 0 | 0 | 0 | 0 | 0 | 0
PeakO | 0 | 0 | 0 | 0 | 0 | 0
ST | 0 | 0 | 0 | 0 | 0 | 0
STOG | 0 | 0 | 0 | 0 | 0 | 0
STWD | 0 | 0 | 0 | 0 | 0 | 0
WT | 0 | 0 | 0 | 0 | 0 | 0
IGCC | 0 | 0 | 0 | 0 | 0 | 0
DemandResponse | 0 | 0 | 0 | 0 | 0 | 0
IGCC-CCS | 0 | 0 | 0 | 0 | 0 | 0
WT_off | 0 | 0 | 0 | 0 | 0 | 0
PseudoUnit | 0 | 0 | 0 | 0 | 0 | 0
FixedInterchange | 0 | 0 | 0 | 0 | 0 | 0
Levelized Retrofit Capital Costs by Reporting Type: FRCC
ReportingType | 2015 | 2020 | 2025 | 2030 | 2035 | 2040
BM | 0 | 0 | 0 | 0 | 0 | 0
CC | 0 | 0 | 0 | 0 | 0 | 0
CSP | 0 | 0 | 0 | 0 | 0 | 0
CT | 0 | 0 | 0 | 0 | 0 | 0
Coal | 73.1 | 2.9 | 2.9 | 0 | 0 | 0
Geo | 0 | 0 | 0 | 0 | 0 | 0
H | 0 | 0 | 0 | 0 | 0 | 0
LFG | 0 | 0 | 0 | 0 | 0 | 0
Nuc | 0 | 0 | 0 | 0 | 0 | 0
PS | 0 | 0 | 0 | 0 | 0 | 0
PV | 0 | 0 | 0 | 0 | 0 | 0
PeakG | 0 | 0 | 0 | 0 | 0 | 0
PeakO | 0 | 0 | 0 | 0 | 0 | 0
ST | 0 | 0 | 0 | 0 | 0 | 0
STOG | 0 | 0 | 0 | 0 | 0 | 0
STWD | 0 | 0 | 0 | 0 | 0 | 0
WT | 0 | 0 | 0 | 0 | 0 | 0
IGCC | 0 | 0 | 0 | 0 | 0 | 0
DemandResponse | 0 | 0 | 0 | 0 | 0 | 0
IGCC-CCS | 0 | 0 | 0 | 0 | 0 | 0
WT_off | 0 | 0 | 0 | 0 | 0 | 0
PseudoUnit | 0 | 0 | 0 | 0 | 0 | 0
FixedInterchange | 0 | 0 | 0 | 0 | 0 | 0
Levelized Retrofit Capital Costs by Reporting Type: MAPP_US
ReportingType | 2015 | 2020 | 2025 | 2030 | 2035 | 2040
BM | 0 | 0 | 0 | 0 | 0 | 0
CC | 0 | 0 | 0 | 0 | 0 | 0
CSP | 0 | 0 | 0 | 0 | 0 | 0
CT | 0 | 0 | 0 | 0 | 0 | 0
Coal | 22.36 | 22.73 | 0.37 | 0 | 0 | 0
Geo | 0 | 0 | 0 | 0 | 0 | 0
H | 0 | 0 | 0 | 0 | 0 | 0
LFG | 0 | 0 | 0 | 0 | 0 | 0
Nuc | 0 | 0 | 0 | 0 | 0 | 0
PS | 0 | 0 | 0 | 0 | 0 | 0
PV | 0 | 0 | 0 | 0 | 0 | 0
PeakG | 0 | 0 | 0 | 0 | 0 | 0
PeakO | 0 | 0 | 0 | 0 | 0 | 0
ST | 0 | 0 | 0 | 0 | 0 | 0
STOG | 0 | 0 | 0 | 0 | 0 | 0
STWD | 0 | 0 | 0 | 0 | 0 | 0
WT | 0 | 0 | 0 | 0 | 0 | 0
IGCC | 0 | 0 | 0 | 0 | 0 | 0
DemandResponse | 0 | 0 | 0 | 0 | 0 | 0
IGCC-CCS | 0 | 0 | 0 | 0 | 0 | 0
WT_off | 0 | 0 | 0 | 0 | 0 | 0
PseudoUnit | 0 | 0 | 0 | 0 | 0 | 0
FixedInterchange | 0 | 0 | 0 | 0 | 0 | 0
Levelized Retrofit Capital Costs by Reporting Type: MISO_IN
ReportingType | 2015 | 2020 | 2025 | 2030 | 2035 | 2040
BM | 0 | 0 | 0 | 0 | 0 | 0
CC | 0 | 0 | 0 | 0 | 0 | 0
CSP | 0 | 0 | 0 | 0 | 0 | 0
CT | 0 | 0 | 0 | 0 | 0 | 0
Coal | 0 | 39.42 | 53.8 | 46.2 | 83.57 | 51.75
Geo | 0 | 0 | 0 | 0 | 0 | 0
H | 0 | 0 | 0 | 0 | 0 | 0
LFG | 0 | 0 | 0 | 0 | 0 | 0
Nuc | 0 | 0 | 0 | 0 | 0 | 0
PS | 0 | 0 | 0 | 0 | 0 | 0
PV | 0 | 0 | 0 | 0 | 0 | 0
PeakG | 0 | 0 | 0 | 0 | 0 | 0
PeakO | 0 | 0 | 0 | 0 | 0 | 0
ST | 0 | 0 | 0 | 0 | 0 | 0
STOG | 0 | 0 | 0 | 0 | 0 | 0
STWD | 0 | 0 | 0 | 0 | 0 | 0
WT | 0 | 0 | 0 | 0 | 0 | 0
IGCC | 0 | 0 | 0 | 0 | 0 | 0
DemandResponse | 0 | 0 | 0 | 0 | 0 | 0
IGCC-CCS | 0 | 0 | 0 | 0 | 0 | 0
WT_off | 0 | 0 | 0 | 0 | 0 | 0
PseudoUnit | 0 | 0 | 0 | 0 | 0 | 0
FixedInterchange | 0 | 0 | 0 | 0 | 0 | 0
Levelized Retrofit Capital Costs by Reporting Type: MISO_MI
ReportingType | 2015 | 2020 | 2025 | 2030 | 2035 | 2040
BM | 0 | 0 | 0 | 0 | 0 | 0
CC | 0 | 0 | 0 | 0 | 0 | 0
CSP | 0 | 0 | 0 | 0 | 0 | 0
CT | 0 | 0 | 0 | 0 | 0 | 0
Coal | 15.14 | 15.14 | 0 | 0 | 0 | 0
Geo | 0 | 0 | 0 | 0 | 0 | 0
H | 0 | 0 | 0 | 0 | 0 | 0
LFG | 0 | 0 | 0 | 0 | 0 | 0
Nuc | 0 | 0 | 0 | 0 | 0 | 0
PS | 0 | 0 | 0 | 0 | 0 | 0
PV | 0 | 0 | 0 | 0 | 0 | 0
PeakG | 0 | 0 | 0 | 0 | 0 | 0
PeakO | 0 | 0 | 0 | 0 | 0 | 0
ST | 0 | 0 | 0 | 0 | 0 | 0
STOG | 0 | 0 | 0 | 0 | 0 | 0
STWD | 0 | 0 | 0 | 0 | 0 | 0
WT | 0 | 0 | 0 | 0 | 0 | 0
IGCC | 0 | 0 | 0 | 0 | 0 | 0
DemandResponse | 0 | 0 | 0 | 0 | 0 | 0
IGCC-CCS | 0 | 0 | 0 | 0 | 0 | 0
WT_off | 0 | 0 | 0 | 0 | 0 | 0
PseudoUnit | 0 | 0 | 0 | 0 | 0 | 0
FixedInterchange | 0 | 0 | 0 | 0 | 0 | 0
Levelized Retrofit Capital Costs by Reporting Type: MISO_MO-IL
ReportingType | 2015 | 2020 | 2025 | 2030 | 2035 | 2040
BM | 0 | 0 | 0 | 0 | 0 | 0
CC | 0 | 0 | 0 | 0 | 0 | 0
CSP | 0 | 0 | 0 | 0 | 0 | 0
CT | 0 | 0 | 0 | 0 | 0 | 0
Coal | 9.29 | 0 | 6.7 | 31.49 | 24.8 | 0
Geo | 0 | 0 | 0 | 0 | 0 | 0
H | 0 | 0 | 0 | 0 | 0 | 0
LFG | 0 | 0 | 0 | 0 | 0 | 0
Nuc | 0 | 0 | 0 | 0 | 0 | 0
PS | 0 | 0 | 0 | 0 | 0 | 0
PV | 0 | 0 | 0 | 0 | 0 | 0
PeakG | 0 | 0 | 0 | 0 | 0 | 0
PeakO | 0 | 0 | 0 | 0 | 0 | 0
ST | 0 | 0 | 0 | 0 | 0 | 0
STOG | 0 | 0 | 0 | 0 | 0 | 0
STWD | 0 | 0 | 0 | 0 | 0 | 0
WT | 0 | 0 | 0 | 0 | 0 | 0
IGCC | 0 | 0 | 0 | 0 | 0 | 0
DemandResponse | 0 | 0 | 0 | 0 | 0 | 0
IGCC-CCS | 0 | 0 | 0 | 0 | 0 | 0
WT_off | 0 | 0 | 0 | 0 | 0 | 0
PseudoUnit | 0 | 0 | 0 | 0 | 0 | 0
FixedInterchange | 0 | 0 | 0 | 0 | 0 | 0
Levelized Retrofit Capital Costs by Reporting Type: MISO_W
ReportingType | 2015 | 2020 | 2025 | 2030 | 2035 | 2040
BM | 0 | 0 | 0 | 0 | 0 | 0
CC | 0 | 0 | 0 | 0 | 0 | 0
CSP | 0 | 0 | 0 | 0 | 0 | 0
CT | 0 | 0 | 0 | 0 | 0 | 0
Coal | 26.68 | 14.9 | 193.18 | 178.28 | 0 | 0
Geo | 0 | 0 | 0 | 0 | 0 | 0
H | 0 | 0 | 0 | 0 | 0 | 0
LFG | 0 | 0 | 0 | 0 | 0 | 0
Nuc | 0 | 0 | 0 | 0 | 0 | 0
PS | 0 | 0 | 0 | 0 | 0 | 0
PV | 0 | 0 | 0 | 0 | 0 | 0
PeakG | 0 | 0 | 0 | 0 | 0 | 0
PeakO | 0 | 0 | 0 | 0 | 0 | 0
ST | 0 | 0 | 0 | 0 | 0 | 0
STOG | 0 | 0 | 0 | 0 | 0 | 0
STWD | 0 | 0 | 0 | 0 | 0 | 0
WT | 0 | 0 | 0 | 0 | 0 | 0
IGCC | 0 | 0 | 0 | 0 | 0 | 0
DemandResponse | 0 | 0 | 0 | 0 | 0 | 0
IGCC-CCS | 0 | 0 | 0 | 0 | 0 | 0
WT_off | 0 | 0 | 0 | 0 | 0 | 0
PseudoUnit | 0 | 0 | 0 | 0 | 0 | 0
FixedInterchange | 0 | 0 | 0 | 0 | 0 | 0
Levelized Retrofit Capital Costs by Reporting Type: MISO_WUMS
ReportingType | 2015 | 2020 | 2025 | 2030 | 2035 | 2040
BM | 0 | 0 | 0 | 0 | 0 | 0
CC | 0 | 0 | 0 | 0 | 0 | 0
CSP | 0 | 0 | 0 | 0 | 0 | 0
CT | 0 | 0 | 0 | 0 | 0 | 0
Coal | 197.26 | 173.27 | 39.88 | 91.98 | 71.68 | 61.85
Geo | 0 | 0 | 0 | 0 | 0 | 0
H | 0 | 0 | 0 | 0 | 0 | 0
LFG | 0 | 0 | 0 | 0 | 0 | 0
Nuc | 0 | 0 | 0 | 0 | 0 | 0
PS | 0 | 0 | 0 | 0 | 0 | 0
PV | 0 | 0 | 0 | 0 | 0 | 0
PeakG | 0 | 0 | 0 | 0 | 0 | 0
PeakO | 0 | 0 | 0 | 0 | 0 | 0
ST | 0 | 0 | 0 | 0 | 0 | 0
STOG | 0 | 0 | 0 | 0 | 0 | 0
STWD | 0 | 0 | 0 | 0 | 0 | 0
WT | 0 | 0 | 0 | 0 | 0 | 0
IGCC | 0 | 0 | 0 | 0 | 0 | 0
DemandResponse | 0 | 0 | 0 | 0 | 0 | 0
IGCC-CCS | 0 | 0 | 0 | 0 | 0 | 0
WT_off | 0 | 0 | 0 | 0 | 0 | 0
PseudoUnit | 0 | 0 | 0 | 0 | 0 | 0
FixedInterchange | 0 | 0 | 0 | 0 | 0 | 0
Levelized Retrofit Capital Costs by Reporting Type: Nebraska
ReportingType | 2015 | 2020 | 2025 | 2030 | 2035 | 2040
BM | 0 | 0 | 0 | 0 | 0 | 0
CC | 0 | 0 | 0 | 0 | 0 | 0
CSP | 0 | 0 | 0 | 0 | 0 | 0
CT | 0 | 0 | 0 | 0 | 0 | 0
Coal | 0 | 0 | 152.03 | 152.03 | 0 | 0
Geo | 0 | 0 | 0 | 0 | 0 | 0
H | 0 | 0 | 0 | 0 | 0 | 0
LFG | 0 | 0 | 0 | 0 | 0 | 0
Nuc | 0 | 0 | 0 | 0 | 0 | 0
PS | 0 | 0 | 0 | 0 | 0 | 0
PV | 0 | 0 | 0 | 0 | 0 | 0
PeakG | 0 | 0 | 0 | 0 | 0 | 0
PeakO | 0 | 0 | 0 | 0 | 0 | 0
ST | 0 | 0 | 0 | 0 | 0 | 0
STOG | 0 | 0 | 0 | 0 | 0 | 0
STWD | 0 | 0 | 0 | 0 | 0 | 0
WT | 0 | 0 | 0 | 0 | 0 | 0
IGCC | 0 | 0 | 0 | 0 | 0 | 0
DemandResponse | 0 | 0 | 0 | 0 | 0 | 0
IGCC-CCS | 0 | 0 | 0 | 0 | 0 | 0
WT_off | 0 | 0 | 0 | 0 | 0 | 0
PseudoUnit | 0 | 0 | 0 | 0 | 0 | 0
FixedInterchange | 0 | 0 | 0 | 0 | 0 | 0
Levelized Retrofit Capital Costs by Reporting Type: NEISO
ReportingType | 2015 | 2020 | 2025 | 2030 | 2035 | 2040
BM | 0 | 0 | 0 | 0 | 0 | 0
CC | 0 | 0 | 0 | 0 | 0 | 0
CSP | 0 | 0 | 0 | 0 | 0 | 0
CT | 0 | 0 | 0 | 0 | 0 | 0
Coal | 29.15 | 29.15 | 0 | 0 | 0 | 0
Geo | 0 | 0 | 0 | 0 | 0 | 0
H | 0 | 0 | 0 | 0 | 0 | 0
LFG | 0 | 0 | 0 | 0 | 0 | 0
Nuc | 0 | 0 | 0 | 0 | 0 | 0
PS | 0 | 0 | 0 | 0 | 0 | 0
PV | 0 | 0 | 0 | 0 | 0 | 0
PeakG | 0 | 0 | 0 | 0 | 0 | 0
PeakO | 0 | 0 | 0 | 0 | 0 | 0
ST | 0 | 0 | 0 | 0 | 0 | 0
STOG | 0 | 0 | 0 | 0 | 0 | 0
STWD | 0 | 0 | 0 | 0 | 0 | 0
WT | 0 | 0 | 0 | 0 | 0 | 0
IGCC | 0 | 0 | 0 | 0 | 0 | 0
DemandResponse | 0 | 0 | 0 | 0 | 0 | 0
IGCC-CCS | 0 | 0 | 0 | 0 | 0 | 0
WT_off | 0 | 0 | 0 | 0 | 0 | 0
PseudoUnit | 0 | 0 | 0 | 0 | 0 | 0
FixedInterchange | 0 | 0 | 0 | 0 | 0 | 0
Levelized Retrofit Capital Costs by Reporting Type: NonRTO_Midwest
ReportingType | 2015 | 2020 | 2025 | 2030 | 2035 | 2040
BM | 0 | 0 | 0 | 0 | 0 | 0
CC | 0 | 0 | 0 | 0 | 0 | 0
CSP | 0 | 0 | 0 | 0 | 0 | 0
CT | 0 | 0 | 0 | 0 | 0 | 0
Coal | 165.72 | 181.81 | 126.22 | 129.68 | 47.24 | 0
Geo | 0 | 0 | 0 | 0 | 0 | 0
H | 0 | 0 | 0 | 0 | 0 | 0
LFG | 0 | 0 | 0 | 0 | 0 | 0
Nuc | 0 | 0 | 0 | 0 | 0 | 0
PS | 0 | 0 | 0 | 0 | 0 | 0
PV | 0 | 0 | 0 | 0 | 0 | 0
PeakG | 0 | 0 | 0 | 0 | 0 | 0
PeakO | 0 | 0 | 0 | 0 | 0 | 0
ST | 0 | 0 | 0 | 0 | 0 | 0
STOG | 0 | 0 | 0 | 0 | 0 | 0
STWD | 0 | 0 | 0 | 0 | 0 | 0
WT | 0 | 0 | 0 | 0 | 0 | 0
IGCC | 0 | 0 | 0 | 0 | 0 | 0
DemandResponse | 0 | 0 | 0 | 0 | 0 | 0
IGCC-CCS | 0 | 0 | 0 | 0 | 0 | 0
WT_off | 0 | 0 | 0 | 0 | 0 | 0
PseudoUnit | 0 | 0 | 0 | 0 | 0 | 0
FixedInterchange | 0 | 0 | 0 | 0 | 0 | 0
Levelized Retrofit Capital Costs by Reporting Type: NYISO_A-F
ReportingType | 2015 | 2020 | 2025 | 2030 | 2035 | 2040
BM | 0 | 0 | 0 | 0 | 0 | 0
CC | 0 | 0 | 0 | 0 | 0 | 0
CSP | 0 | 0 | 0 | 0 | 0 | 0
CT | 0 | 0 | 0 | 0 | 0 | 0
Coal | 0 | 0 | 0 | 0 | 0 | 0
Geo | 0 | 0 | 0 | 0 | 0 | 0
H | 0 | 0 | 0 | 0 | 0 | 0
LFG | 0 | 0 | 0 | 0 | 0 | 0
Nuc | 0 | 0 | 0 | 0 | 0 | 0
PS | 0 | 0 | 0 | 0 | 0 | 0
PV | 0 | 0 | 0 | 0 | 0 | 0
PeakG | 0 | 0 | 0 | 0 | 0 | 0
PeakO | 0 | 0 | 0 | 0 | 0 | 0
ST | 0 | 0 | 0 | 0 | 0 | 0
STOG | 0 | 0 | 0 | 0 | 0 | 0
STWD | 0 | 0 | 0 | 0 | 0 | 0
WT | 0 | 0 | 0 | 0 | 0 | 0
IGCC | 0 | 0 | 0 | 0 | 0 | 0
DemandResponse | 0 | 0 | 0 | 0 | 0 | 0
IGCC-CCS | 0 | 0 | 0 | 0 | 0 | 0
WT_off | 0 | 0 | 0 | 0 | 0 | 0
PseudoUnit | 0 | 0 | 0 | 0 | 0 | 0
FixedInterchange | 0 | 0 | 0 | 0 | 0 | 0
Levelized Retrofit Capital Costs by Reporting Type: NYISO_G-I
ReportingType | 2015 | 2020 | 2025 | 2030 | 2035 | 2040
BM | 0 | 0 | 0 | 0 | 0 | 0
CC | 0 | 0 | 0 | 0 | 0 | 0
CSP | 0 | 0 | 0 | 0 | 0 | 0
CT | 0 | 0 | 0 | 0 | 0 | 0
Coal | 0 | 0 | 0 | 0 | 0 | 0
Geo | 0 | 0 | 0 | 0 | 0 | 0
H | 0 | 0 | 0 | 0 | 0 | 0
LFG | 0 | 0 | 0 | 0 | 0 | 0
Nuc | 0 | 0 | 0 | 0 | 0 | 0
PS | 0 | 0 | 0 | 0 | 0 | 0
PV | 0 | 0 | 0 | 0 | 0 | 0
PeakG | 0 | 0 | 0 | 0 | 0 | 0
PeakO | 0 | 0 | 0 | 0 | 0 | 0
ST | 0 | 0 | 0 | 0 | 0 | 0
STOG | 0 | 0 | 0 | 0 | 0 | 0
STWD | 0 | 0 | 0 | 0 | 0 | 0
WT | 0 | 0 | 0 | 0 | 0 | 0
IGCC | 0 | 0 | 0 | 0 | 0 | 0
DemandResponse | 0 | 0 | 0 | 0 | 0 | 0
IGCC-CCS | 0 | 0 | 0 | 0 | 0 | 0
WT_off | 0 | 0 | 0 | 0 | 0 | 0
PseudoUnit | 0 | 0 | 0 | 0 | 0 | 0
FixedInterchange | 0 | 0 | 0 | 0 | 0 | 0
Levelized Retrofit Capital Costs by Reporting Type: NYISO_J-K
ReportingType | 2015 | 2020 | 2025 | 2030 | 2035 | 2040
BM | 0 | 0 | 0 | 0 | 0 | 0
CC | 0 | 0 | 0 | 0 | 0 | 0
CSP | 0 | 0 | 0 | 0 | 0 | 0
CT | 0 | 0 | 0 | 0 | 0 | 0
Coal | 0 | 0 | 0 | 0 | 0 | 0
Geo | 0 | 0 | 0 | 0 | 0 | 0
H | 0 | 0 | 0 | 0 | 0 | 0
LFG | 0 | 0 | 0 | 0 | 0 | 0
Nuc | 0 | 0 | 0 | 0 | 0 | 0
PS | 0 | 0 | 0 | 0 | 0 | 0
PV | 0 | 0 | 0 | 0 | 0 | 0
PeakG | 0 | 0 | 0 | 0 | 0 | 0
PeakO | 0 | 0 | 0 | 0 | 0 | 0
ST | 0 | 0 | 0 | 0 | 0 | 0
STOG | 0 | 0 | 0 | 0 | 0 | 0
STWD | 0 | 0 | 0 | 0 | 0 | 0
WT | 0 | 0 | 0 | 0 | 0 | 0
IGCC | 0 | 0 | 0 | 0 | 0 | 0
DemandResponse | 0 | 0 | 0 | 0 | 0 | 0
IGCC-CCS | 0 | 0 | 0 | 0 | 0 | 0
WT_off | 0 | 0 | 0 | 0 | 0 | 0
PseudoUnit | 0 | 0 | 0 | 0 | 0 | 0
FixedInterchange | 0 | 0 | 0 | 0 | 0 | 0
Levelized Retrofit Capital Costs by Reporting Type: PJM_E
ReportingType | 2015 | 2020 | 2025 | 2030 | 2035 | 2040
BM | 0 | 0 | 0 | 0 | 0 | 0
CC | 0 | 0 | 0 | 0 | 0 | 0
CSP | 0 | 0 | 0 | 0 | 0 | 0
CT | 0 | 0 | 0 | 0 | 0 | 0
Coal | 22.45 | 22.45 | 0 | 0 | 0 | 0
Geo | 0 | 0 | 0 | 0 | 0 | 0
H | 0 | 0 | 0 | 0 | 0 | 0
LFG | 0 | 0 | 0 | 0 | 0 | 0
Nuc | 0 | 0 | 0 | 0 | 0 | 0
PS | 0 | 0 | 0 | 0 | 0 | 0
PV | 0 | 0 | 0 | 0 | 0 | 0
PeakG | 0 | 0 | 0 | 0 | 0 | 0
PeakO | 0 | 0 | 0 | 0 | 0 | 0
ST | 0 | 0 | 0 | 0 | 0 | 0
STOG | 0 | 0 | 0 | 0 | 0 | 0
STWD | 0 | 0 | 0 | 0 | 0 | 0
WT | 0 | 0 | 0 | 0 | 0 | 0
IGCC | 0 | 0 | 0 | 0 | 0 | 0
DemandResponse | 0 | 0 | 0 | 0 | 0 | 0
IGCC-CCS | 0 | 0 | 0 | 0 | 0 | 0
WT_off | 0 | 0 | 0 | 0 | 0 | 0
PseudoUnit | 0 | 0 | 0 | 0 | 0 | 0
FixedInterchange | 0 | 0 | 0 | 0 | 0 | 0
Levelized Retrofit Capital Costs by Reporting Type: PJM_ROM
ReportingType | 2015 | 2020 | 2025 | 2030 | 2035 | 2040
BM | 0 | 0 | 0 | 0 | 0 | 0
CC | 0 | 0 | 0 | 0 | 0 | 0
CSP | 0 | 0 | 0 | 0 | 0 | 0
CT | 0 | 0 | 0 | 0 | 0 | 0
Coal | 14.63 | 0.53 | 0.53 | 0 | 0 | 0
Geo | 0 | 0 | 0 | 0 | 0 | 0
H | 0 | 0 | 0 | 0 | 0 | 0
LFG | 0 | 0 | 0 | 0 | 0 | 0
Nuc | 0 | 0 | 0 | 0 | 0 | 0
PS | 0 | 0 | 0 | 0 | 0 | 0
PV | 0 | 0 | 0 | 0 | 0 | 0
PeakG | 0 | 0 | 0 | 0 | 0 | 0
PeakO | 0 | 0 | 0 | 0 | 0 | 0
ST | 0 | 0 | 0 | 0 | 0 | 0
STOG | 0 | 0 | 0 | 0 | 0 | 0
STWD | 0 | 0 | 0 | 0 | 0 | 0
WT | 0 | 0 | 0 | 0 | 0 | 0
IGCC | 0 | 0 | 0 | 0 | 0 | 0
DemandResponse | 0 | 0 | 0 | 0 | 0 | 0
IGCC-CCS | 0 | 0 | 0 | 0 | 0 | 0
WT_off | 0 | 0 | 0 | 0 | 0 | 0
PseudoUnit | 0 | 0 | 0 | 0 | 0 | 0
FixedInterchange | 0 | 0 | 0 | 0 | 0 | 0
Levelized Retrofit Capital Costs by Reporting Type: PJM_ROR
ReportingType | 2015 | 2020 | 2025 | 2030 | 2035 | 2040
BM | 0 | 0 | 0 | 0 | 0 | 0
CC | 0 | 0 | 0 | 0 | 0 | 0
CSP | 0 | 0 | 0 | 0 | 0 | 0
CT | 0 | 0 | 0 | 0 | 0 | 0
Coal | 46.99 | 150.45 | 195.73 | 117.65 | 159.44 | 87.06
Geo | 0 | 0 | 0 | 0 | 0 | 0
H | 0 | 0 | 0 | 0 | 0 | 0
LFG | 0 | 0 | 0 | 0 | 0 | 0
Nuc | 0 | 0 | 0 | 0 | 0 | 0
PS | 0 | 0 | 0 | 0 | 0 | 0
PV | 0 | 0 | 0 | 0 | 0 | 0
PeakG | 0 | 0 | 0 | 0 | 0 | 0
PeakO | 0 | 0 | 0 | 0 | 0 | 0
ST | 0 | 0 | 0 | 0 | 0 | 0
STOG | 0 | 0 | 0 | 0 | 0 | 0
STWD | 0 | 0 | 0 | 0 | 0 | 0
WT | 0 | 0 | 0 | 0 | 0 | 0
IGCC | 0 | 0 | 0 | 0 | 0 | 0
DemandResponse | 0 | 0 | 0 | 0 | 0 | 0
IGCC-CCS | 0 | 0 | 0 | 0 | 0 | 0
WT_off | 0 | 0 | 0 | 0 | 0 | 0
PseudoUnit | 0 | 0 | 0 | 0 | 0 | 0
FixedInterchange | 0 | 0 | 0 | 0 | 0 | 0
Levelized Retrofit Capital Costs by Reporting Type: SOCO
ReportingType | 2015 | 2020 | 2025 | 2030 | 2035 | 2040
BM | 0 | 0 | 0 | 0 | 0 | 0
CC | 0 | 0 | 0 | 0 | 0 | 0
CSP | 0 | 0 | 0 | 0 | 0 | 0
CT | 0 | 0 | 0 | 0 | 0 | 0
Coal | 400.34 | 415.12 | 279.83 | 292.32 | 27.26 | 0
Geo | 0 | 0 | 0 | 0 | 0 | 0
H | 0 | 0 | 0 | 0 | 0 | 0
LFG | 0 | 0 | 0 | 0 | 0 | 0
Nuc | 0 | 0 | 0 | 0 | 0 | 0
PS | 0 | 0 | 0 | 0 | 0 | 0
PV | 0 | 0 | 0 | 0 | 0 | 0
PeakG | 0 | 0 | 0 | 0 | 0 | 0
PeakO | 0 | 0 | 0 | 0 | 0 | 0
ST | 0 | 0 | 0 | 0 | 0 | 0
STOG | 0 | 0 | 0 | 0 | 0 | 0
STWD | 0 | 0 | 0 | 0 | 0 | 0
WT | 0 | 0 | 0 | 0 | 0 | 0
IGCC | 0 | 0 | 0 | 0 | 0 | 0
DemandResponse | 0 | 0 | 0 | 0 | 0 | 0
IGCC-CCS | 0 | 0 | 0 | 0 | 0 | 0
WT_off | 0 | 0 | 0 | 0 | 0 | 0
PseudoUnit | 0 | 0 | 0 | 0 | 0 | 0
FixedInterchange | 0 | 0 | 0 | 0 | 0 | 0
Levelized Retrofit Capital Costs by Reporting Type: SPP_N
ReportingType | 2015 | 2020 | 2025 | 2030 | 2035 | 2040
BM | 0 | 0 | 0 | 0 | 0 | 0
CC | 0 | 0 | 0 | 0 | 0 | 0
CSP | 0 | 0 | 0 | 0 | 0 | 0
CT | 0 | 0 | 0 | 0 | 0 | 0
Coal | 0 | 38.19 | 40.45 | 74.98 | 89.92 | 17.19
Geo | 0 | 0 | 0 | 0 | 0 | 0
H | 0 | 0 | 0 | 0 | 0 | 0
LFG | 0 | 0 | 0 | 0 | 0 | 0
Nuc | 0 | 0 | 0 | 0 | 0 | 0
PS | 0 | 0 | 0 | 0 | 0 | 0
PV | 0 | 0 | 0 | 0 | 0 | 0
PeakG | 0 | 0 | 0 | 0 | 0 | 0
PeakO | 0 | 0 | 0 | 0 | 0 | 0
ST | 0 | 0 | 0 | 0 | 0 | 0
STOG | 0 | 0 | 0 | 0 | 0 | 0
STWD | 0 | 0 | 0 | 0 | 0 | 0
WT | 0 | 0 | 0 | 0 | 0 | 0
IGCC | 0 | 0 | 0 | 0 | 0 | 0
DemandResponse | 0 | 0 | 0 | 0 | 0 | 0
IGCC-CCS | 0 | 0 | 0 | 0 | 0 | 0
WT_off | 0 | 0 | 0 | 0 | 0 | 0
PseudoUnit | 0 | 0 | 0 | 0 | 0 | 0
FixedInterchange | 0 | 0 | 0 | 0 | 0 | 0
Levelized Retrofit Capital Costs by Reporting Type: SPP_S
ReportingType | 2015 | 2020 | 2025 | 2030 | 2035 | 2040
BM | 0 | 0 | 0 | 0 | 0 | 0
CC | 0 | 0 | 0 | 0 | 0 | 0
CSP | 0 | 0 | 0 | 0 | 0 | 0
CT | 0 | 0 | 0 | 0 | 0 | 0
Coal | 0 | 28.19 | 28.19 | 0 | 0 | 0
Geo | 0 | 0 | 0 | 0 | 0 | 0
H | 0 | 0 | 0 | 0 | 0 | 0
LFG | 0 | 0 | 0 | 0 | 0 | 0
Nuc | 0 | 0 | 0 | 0 | 0 | 0
PS | 0 | 0 | 0 | 0 | 0 | 0
PV | 0 | 0 | 0 | 0 | 0 | 0
PeakG | 0 | 0 | 0 | 0 | 0 | 0
PeakO | 0 | 0 | 0 | 0 | 0 | 0
ST | 0 | 0 | 0 | 0 | 0 | 0
STOG | 0 | 0 | 0 | 0 | 0 | 0
STWD | 0 | 0 | 0 | 0 | 0 | 0
WT | 0 | 0 | 0 | 0 | 0 | 0
IGCC | 0 | 0 | 0 | 0 | 0 | 0
DemandResponse | 0 | 0 | 0 | 0 | 0 | 0
IGCC-CCS | 0 | 0 | 0 | 0 | 0 | 0
WT_off | 0 | 0 | 0 | 0 | 0 | 0
PseudoUnit | 0 | 0 | 0 | 0 | 0 | 0
FixedInterchange | 0 | 0 | 0 | 0 | 0 | 0
Levelized Retrofit Capital Costs by Reporting Type: TVA
ReportingType | 2015 | 2020 | 2025 | 2030 | 2035 | 2040
BM | 0 | 0 | 0 | 0 | 0 | 0
CC | 0 | 0 | 0 | 0 | 0 | 0
CSP | 0 | 0 | 0 | 0 | 0 | 0
CT | 0 | 0 | 0 | 0 | 0 | 0
Coal | 0 | 35.21 | 35.21 | 0 | 0 | 0
Geo | 0 | 0 | 0 | 0 | 0 | 0
H | 0 | 0 | 0 | 0 | 0 | 0
LFG | 0 | 0 | 0 | 0 | 0 | 0
Nuc | 0 | 0 | 0 | 0 | 0 | 0
PS | 0 | 0 | 0 | 0 | 0 | 0
PV | 0 | 0 | 0 | 0 | 0 | 0
PeakG | 0 | 0 | 0 | 0 | 0 | 0
PeakO | 0 | 0 | 0 | 0 | 0 | 0
ST | 0 | 0 | 0 | 0 | 0 | 0
STOG | 0 | 0 | 0 | 0 | 0 | 0
STWD | 0 | 0 | 0 | 0 | 0 | 0
WT | 0 | 0 | 0 | 0 | 0 | 0
IGCC | 0 | 0 | 0 | 0 | 0 | 0
DemandResponse | 0 | 0 | 0 | 0 | 0 | 0
IGCC-CCS | 0 | 0 | 0 | 0 | 0 | 0
WT_off | 0 | 0 | 0 | 0 | 0 | 0
PseudoUnit | 0 | 0 | 0 | 0 | 0 | 0
FixedInterchange | 0 | 0 | 0 | 0 | 0 | 0
Levelized Retrofit Capital Costs by Reporting Type: TVA_Transmission
ReportingType | 2015 | 2020 | 2025 | 2030 | 2035 | 2040
BM | 0 | 0 | 0 | 0 | 0 | 0
CC | 0 | 0 | 0 | 0 | 0 | 0
CSP | 0 | 0 | 0 | 0 | 0 | 0
CT | 0 | 0 | 0 | 0 | 0 | 0
Coal | 0 | 0 | 0 | 0 | 0 | 0
Geo | 0 | 0 | 0 | 0 | 0 | 0
H | 0 | 0 | 0 | 0 | 0 | 0
LFG | 0 | 0 | 0 | 0 | 0 | 0
Nuc | 0 | 0 | 0 | 0 | 0 | 0
PS | 0 | 0 | 0 | 0 | 0 | 0
PV | 0 | 0 | 0 | 0 | 0 | 0
PeakG | 0 | 0 | 0 | 0 | 0 | 0
PeakO | 0 | 0 | 0 | 0 | 0 | 0
ST | 0 | 0 | 0 | 0 | 0 | 0
STOG | 0 | 0 | 0 | 0 | 0 | 0
STWD | 0 | 0 | 0 | 0 | 0 | 0
WT | 0 | 0 | 0 | 0 | 0 | 0
IGCC | 0 | 0 | 0 | 0 | 0 | 0
DemandResponse | 0 | 0 | 0 | 0 | 0 | 0
IGCC-CCS | 0 | 0 | 0 | 0 | 0 | 0
WT_off | 0 | 0 | 0 | 0 | 0 | 0
PseudoUnit | 0 | 0 | 0 | 0 | 0 | 0
FixedInterchange | 0 | 0 | 0 | 0 | 0 | 0
Levelized Retrofit Capital Costs by Reporting Type: VACAR
ReportingType | 2015 | 2020 | 2025 | 2030 | 2035 | 2040
BM | 0 | 0 | 0 | 0 | 0 | 0
CC | 0 | 0 | 0 | 0 | 0 | 0
CSP | 0 | 0 | 0 | 0 | 0 | 0
CT | 0 | 0 | 0 | 0 | 0 | 0
Coal | 0 | 38.96 | 147.36 | 115.06 | 48.26 | 41.6
Geo | 0 | 0 | 0 | 0 | 0 | 0
H | 0 | 0 | 0 | 0 | 0 | 0
LFG | 0 | 0 | 0 | 0 | 0 | 0
Nuc | 0 | 0 | 0 | 0 | 0 | 0
PS | 0 | 0 | 0 | 0 | 0 | 0
PV | 0 | 0 | 0 | 0 | 0 | 0
PeakG | 0 | 0 | 0 | 0 | 0 | 0
PeakO | 0 | 0 | 0 | 0 | 0 | 0
ST | 0 | 0 | 0 | 0 | 0 | 0
STOG | 0 | 0 | 0 | 0 | 0 | 0
STWD | 0 | 0 | 0 | 0 | 0 | 0
WT | 0 | 0 | 0 | 0 | 0 | 0
IGCC | 0 | 0 | 0 | 0 | 0 | 0
DemandResponse | 0 | 0 | 0 | 0 | 0 | 0
IGCC-CCS | 0 | 0 | 0 | 0 | 0 | 0
WT_off | 0 | 0 | 0 | 0 | 0 | 0
PseudoUnit | 0 | 0 | 0 | 0 | 0 | 0
FixedInterchange | 0 | 0 | 0 | 0 | 0 | 0
Levelized Retrofit Capital Costs by Reporting Type: IESO
ReportingType | 2015 | 2020 | 2025 | 2030 | 2035 | 2040
BM | 0 | 0 | 0 | 0 | 0 | 0
CC | 0 | 0 | 0 | 0 | 0 | 0
CSP | 0 | 0 | 0 | 0 | 0 | 0
CT | 0 | 0 | 0 | 0 | 0 | 0
Coal | 0 | 0 | 0 | 0 | 0 | 0
Geo | 0 | 0 | 0 | 0 | 0 | 0
H | 0 | 0 | 0 | 0 | 0 | 0
LFG | 0 | 0 | 0 | 0 | 0 | 0
Nuc | 0 | 0 | 0 | 0 | 0 | 0
PS | 0 | 0 | 0 | 0 | 0 | 0
PV | 0 | 0 | 0 | 0 | 0 | 0
PeakG | 0 | 0 | 0 | 0 | 0 | 0
PeakO | 0 | 0 | 0 | 0 | 0 | 0
ST | 0 | 0 | 0 | 0 | 0 | 0
STOG | 0 | 0 | 0 | 0 | 0 | 0
STWD | 0 | 0 | 0 | 0 | 0 | 0
WT | 0 | 0 | 0 | 0 | 0 | 0
IGCC | 0 | 0 | 0 | 0 | 0 | 0
DemandResponse | 0 | 0 | 0 | 0 | 0 | 0
IGCC-CCS | 0 | 0 | 0 | 0 | 0 | 0
WT_off | 0 | 0 | 0 | 0 | 0 | 0
PseudoUnit | 0 | 0 | 0 | 0 | 0 | 0
FixedInterchange | 0 | 0 | 0 | 0 | 0 | 0
Levelized Retrofit Capital Costs by Reporting Type: MAPP_CA
ReportingType | 2015 | 2020 | 2025 | 2030 | 2035 | 2040
BM | 0 | 0 | 0 | 0 | 0 | 0
CC | 0 | 0 | 0 | 0 | 0 | 0
CSP | 0 | 0 | 0 | 0 | 0 | 0
CT | 0 | 0 | 0 | 0 | 0 | 0
Coal | 0 | 0 | 0 | 0 | 0 | 0
Geo | 0 | 0 | 0 | 0 | 0 | 0
H | 0 | 0 | 0 | 0 | 0 | 0
LFG | 0 | 0 | 0 | 0 | 0 | 0
Nuc | 0 | 0 | 0 | 0 | 0 | 0
PS | 0 | 0 | 0 | 0 | 0 | 0
PV | 0 | 0 | 0 | 0 | 0 | 0
PeakG | 0 | 0 | 0 | 0 | 0 | 0
PeakO | 0 | 0 | 0 | 0 | 0 | 0
ST | 0 | 0 | 0 | 0 | 0 | 0
STOG | 0 | 0 | 0 | 0 | 0 | 0
STWD | 0 | 0 | 0 | 0 | 0 | 0
WT | 0 | 0 | 0 | 0 | 0 | 0
IGCC | 0 | 0 | 0 | 0 | 0 | 0
DemandResponse | 0 | 0 | 0 | 0 | 0 | 0
IGCC-CCS | 0 | 0 | 0 | 0 | 0 | 0
WT_off | 0 | 0 | 0 | 0 | 0 | 0
PseudoUnit | 0 | 0 | 0 | 0 | 0 | 0
FixedInterchange | 0 | 0 | 0 | 0 | 0 | 0
Levelized Retrofit Capital Costs by Reporting Type: AZ_NM_SNV_Coal
ReportingType | 2015 | 2020 | 2025 | 2030 | 2035 | 2040
BM | 0 | 0 | 0 | 0 | 0 | 0
CC | 0 | 0 | 0 | 0 | 0 | 0
CSP | 0 | 0 | 0 | 0 | 0 | 0
CT | 0 | 0 | 0 | 0 | 0 | 0
Coal | 49.67 | 60.18 | 27.25 | 0 | 0 | 0
Geo | 0 | 0 | 0 | 0 | 0 | 0
H | 0 | 0 | 0 | 0 | 0 | 0
LFG | 0 | 0 | 0 | 0 | 0 | 0
Nuc | 0 | 0 | 0 | 0 | 0 | 0
PS | 0 | 0 | 0 | 0 | 0 | 0
PV | 0 | 0 | 0 | 0 | 0 | 0
PeakG | 0 | 0 | 0 | 0 | 0 | 0
PeakO | 0 | 0 | 0 | 0 | 0 | 0
ST | 0 | 0 | 0 | 0 | 0 | 0
STOG | 0 | 0 | 0 | 0 | 0 | 0
STWD | 0 | 0 | 0 | 0 | 0 | 0
WT | 0 | 0 | 0 | 0 | 0 | 0
IGCC | 0 | 0 | 0 | 0 | 0 | 0
DemandResponse | 0 | 0 | 0 | 0 | 0 | 0
IGCC-CCS | 0 | 0 | 0 | 0 | 0 | 0
WT_off | 0 | 0 | 0 | 0 | 0 | 0
PseudoUnit | 0 | 0 | 0 | 0 | 0 | 0
FixedInterchange | 0 | 0 | 0 | 0 | 0 | 0
Levelized Retrofit Capital Costs by Reporting Type: AZ_NM_SNV_Gas
ReportingType | 2015 | 2020 | 2025 | 2030 | 2035 | 2040
BM | 0 | 0 | 0 | 0 | 0 | 0
CC | 0 | 0 | 0 | 0 | 0 | 0
CSP | 0 | 0 | 0 | 0 | 0 | 0
CT | 0 | 0 | 0 | 0 | 0 | 0
Coal | 0 | 0 | 0 | 0 | 0 | 0
Geo | 0 | 0 | 0 | 0 | 0 | 0
H | 0 | 0 | 0 | 0 | 0 | 0
LFG | 0 | 0 | 0 | 0 | 0 | 0
Nuc | 0 | 0 | 0 | 0 | 0 | 0
PS | 0 | 0 | 0 | 0 | 0 | 0
PV | 0 | 0 | 0 | 0 | 0 | 0
PeakG | 0 | 0 | 0 | 0 | 0 | 0
PeakO | 0 | 0 | 0 | 0 | 0 | 0
ST | 0 | 0 | 0 | 0 | 0 | 0
STOG | 0 | 0 | 0 | 0 | 0 | 0
STWD | 0 | 0 | 0 | 0 | 0 | 0
WT | 0 | 0 | 0 | 0 | 0 | 0
IGCC | 0 | 0 | 0 | 0 | 0 | 0
DemandResponse | 0 | 0 | 0 | 0 | 0 | 0
IGCC-CCS | 0 | 0 | 0 | 0 | 0 | 0
WT_off | 0 | 0 | 0 | 0 | 0 | 0
PseudoUnit | 0 | 0 | 0 | 0 | 0 | 0
FixedInterchange | 0 | 0 | 0 | 0 | 0 | 0
Levelized Retrofit Capital Costs by Reporting Type: AZ_NM_SNV_NucRenew
ReportingType | 2015 | 2020 | 2025 | 2030 | 2035 | 2040
BM | 0 | 0 | 0 | 0 | 0 | 0
CC | 0 | 0 | 0 | 0 | 0 | 0
CSP | 0 | 0 | 0 | 0 | 0 | 0
CT | 0 | 0 | 0 | 0 | 0 | 0
Coal | 0 | 0 | 0 | 0 | 0 | 0
Geo | 0 | 0 | 0 | 0 | 0 | 0
H | 0 | 0 | 0 | 0 | 0 | 0
LFG | 0 | 0 | 0 | 0 | 0 | 0
Nuc | 0 | 0 | 0 | 0 | 0 | 0
PS | 0 | 0 | 0 | 0 | 0 | 0
PV | 0 | 0 | 0 | 0 | 0 | 0
PeakG | 0 | 0 | 0 | 0 | 0 | 0
PeakO | 0 | 0 | 0 | 0 | 0 | 0
ST | 0 | 0 | 0 | 0 | 0 | 0
STOG | 0 | 0 | 0 | 0 | 0 | 0
STWD | 0 | 0 | 0 | 0 | 0 | 0
WT | 0 | 0 | 0 | 0 | 0 | 0
IGCC | 0 | 0 | 0 | 0 | 0 | 0
DemandResponse | 0 | 0 | 0 | 0 | 0 | 0
IGCC-CCS | 0 | 0 | 0 | 0 | 0 | 0
WT_off | 0 | 0 | 0 | 0 | 0 | 0
PseudoUnit | 0 | 0 | 0 | 0 | 0 | 0
FixedInterchange | 0 | 0 | 0 | 0 | 0 | 0
Levelized Retrofit Capital Costs by Reporting Type: ERCOT
ReportingType | 2015 | 2020 | 2025 | 2030 | 2035 | 2040
BM | 0 | 0 | 0 | 0 | 0 | 0
CC | 0 | 0 | 0 | 0 | 0 | 0
CSP | 0 | 0 | 0 | 0 | 0 | 0
CT | 0 | 0 | 0 | 0 | 0 | 0
Coal | 82.51 | 0 | 88.42 | 123.62 | 35.2 | 0
Geo | 0 | 0 | 0 | 0 | 0 | 0
H | 0 | 0 | 0 | 0 | 0 | 0
LFG | 0 | 0 | 0 | 0 | 0 | 0
Nuc | 0 | 0 | 0 | 0 | 0 | 0
PS | 0 | 0 | 0 | 0 | 0 | 0
PV | 0 | 0 | 0 | 0 | 0 | 0
PeakG | 0 | 0 | 0 | 0 | 0 | 0
PeakO | 0 | 0 | 0 | 0 | 0 | 0
ST | 0 | 0 | 0 | 0 | 0 | 0
STOG | 0 | 0 | 0 | 0 | 0 | 0
STWD | 0 | 0 | 0 | 0 | 0 | 0
WT | 0 | 0 | 0 | 0 | 0 | 0
IGCC | 0 | 0 | 0 | 0 | 0 | 0
DemandResponse | 0 | 0 | 0 | 0 | 0 | 0
IGCC-CCS | 0 | 0 | 0 | 0 | 0 | 0
WT_off | 0 | 0 | 0 | 0 | 0 | 0
PseudoUnit | 0 | 0 | 0 | 0 | 0 | 0
FixedInterchange | 0 | 0 | 0 | 0 | 0 | 0
Levelized Retrofit Capital Costs by Reporting Type: NP15
ReportingType | 2015 | 2020 | 2025 | 2030 | 2035 | 2040
BM | 0 | 0 | 0 | 0 | 0 | 0
CC | 0 | 0 | 0 | 0 | 0 | 0
CSP | 0 | 0 | 0 | 0 | 0 | 0
CT | 0 | 0 | 0 | 0 | 0 | 0
Coal | 0 | 0 | 0 | 0 | 0 | 0
Geo | 0 | 0 | 0 | 0 | 0 | 0
H | 0 | 0 | 0 | 0 | 0 | 0
LFG | 0 | 0 | 0 | 0 | 0 | 0
Nuc | 0 | 0 | 0 | 0 | 0 | 0
PS | 0 | 0 | 0 | 0 | 0 | 0
PV | 0 | 0 | 0 | 0 | 0 | 0
PeakG | 0 | 0 | 0 | 0 | 0 | 0
PeakO | 0 | 0 | 0 | 0 | 0 | 0
ST | 0 | 0 | 0 | 0 | 0 | 0
STOG | 0 | 0 | 0 | 0 | 0 | 0
STWD | 0 | 0 | 0 | 0 | 0 | 0
WT | 0 | 0 | 0 | 0 | 0 | 0
IGCC | 0 | 0 | 0 | 0 | 0 | 0
DemandResponse | 0 | 0 | 0 | 0 | 0 | 0
IGCC-CCS | 0 | 0 | 0 | 0 | 0 | 0
WT_off | 0 | 0 | 0 | 0 | 0 | 0
PseudoUnit | 0 | 0 | 0 | 0 | 0 | 0
FixedInterchange | 0 | 0 | 0 | 0 | 0 | 0
Levelized Retrofit Capital Costs by Reporting Type: NWPP_Coal
ReportingType | 2015 | 2020 | 2025 | 2030 | 2035 | 2040
BM | 0 | 0 | 0 | 0 | 0 | 0
CC | 0 | 0 | 0 | 0 | 0 | 0
CSP | 0 | 0 | 0 | 0 | 0 | 0
CT | 0 | 0 | 0 | 0 | 0 | 0
Coal | 0 | 49.6 | 120.5 | 70.9 | 0 | 0
Geo | 0 | 0 | 0 | 0 | 0 | 0
H | 0 | 0 | 0 | 0 | 0 | 0
LFG | 0 | 0 | 0 | 0 | 0 | 0
Nuc | 0 | 0 | 0 | 0 | 0 | 0
PS | 0 | 0 | 0 | 0 | 0 | 0
PV | 0 | 0 | 0 | 0 | 0 | 0
PeakG | 0 | 0 | 0 | 0 | 0 | 0
PeakO | 0 | 0 | 0 | 0 | 0 | 0
ST | 0 | 0 | 0 | 0 | 0 | 0
STOG | 0 | 0 | 0 | 0 | 0 | 0
STWD | 0 | 0 | 0 | 0 | 0 | 0
WT | 0 | 0 | 0 | 0 | 0 | 0
IGCC | 0 | 0 | 0 | 0 | 0 | 0
DemandResponse | 0 | 0 | 0 | 0 | 0 | 0
IGCC-CCS | 0 | 0 | 0 | 0 | 0 | 0
WT_off | 0 | 0 | 0 | 0 | 0 | 0
PseudoUnit | 0 | 0 | 0 | 0 | 0 | 0
FixedInterchange | 0 | 0 | 0 | 0 | 0 | 0
Levelized Retrofit Capital Costs by Reporting Type: NWPP_Gas
ReportingType | 2015 | 2020 | 2025 | 2030 | 2035 | 2040
BM | 0 | 0 | 0 | 0 | 0 | 0
CC | 0 | 0 | 0 | 0 | 0 | 0
CSP | 0 | 0 | 0 | 0 | 0 | 0
CT | 0 | 0 | 0 | 0 | 0 | 0
Coal | 0 | 0 | 0 | 0 | 0 | 0
Geo | 0 | 0 | 0 | 0 | 0 | 0
H | 0 | 0 | 0 | 0 | 0 | 0
LFG | 0 | 0 | 0 | 0 | 0 | 0
Nuc | 0 | 0 | 0 | 0 | 0 | 0
PS | 0 | 0 | 0 | 0 | 0 | 0
PV | 0 | 0 | 0 | 0 | 0 | 0
PeakG | 0 | 0 | 0 | 0 | 0 | 0
PeakO | 0 | 0 | 0 | 0 | 0 | 0
ST | 0 | 0 | 0 | 0 | 0 | 0
STOG | 0 | 0 | 0 | 0 | 0 | 0
STWD | 0 | 0 | 0 | 0 | 0 | 0
WT | 0 | 0 | 0 | 0 | 0 | 0
IGCC | 0 | 0 | 0 | 0 | 0 | 0
DemandResponse | 0 | 0 | 0 | 0 | 0 | 0
IGCC-CCS | 0 | 0 | 0 | 0 | 0 | 0
WT_off | 0 | 0 | 0 | 0 | 0 | 0
PseudoUnit | 0 | 0 | 0 | 0 | 0 | 0
FixedInterchange | 0 | 0 | 0 | 0 | 0 | 0
Levelized Retrofit Capital Costs by Reporting Type: NWPP_NucRenew
ReportingType | 2015 | 2020 | 2025 | 2030 | 2035 | 2040
BM | 0 | 0 | 0 | 0 | 0 | 0
CC | 0 | 0 | 0 | 0 | 0 | 0
CSP | 0 | 0 | 0 | 0 | 0 | 0
CT | 0 | 0 | 0 | 0 | 0 | 0
Coal | 0 | 0 | 0 | 0 | 0 | 0
Geo | 0 | 0 | 0 | 0 | 0 | 0
H | 0 | 0 | 0 | 0 | 0 | 0
LFG | 0 | 0 | 0 | 0 | 0 | 0
Nuc | 0 | 0 | 0 | 0 | 0 | 0
PS | 0 | 0 | 0 | 0 | 0 | 0
PV | 0 | 0 | 0 | 0 | 0 | 0
PeakG | 0 | 0 | 0 | 0 | 0 | 0
PeakO | 0 | 0 | 0 | 0 | 0 | 0
ST | 0 | 0 | 0 | 0 | 0 | 0
STOG | 0 | 0 | 0 | 0 | 0 | 0
STWD | 0 | 0 | 0 | 0 | 0 | 0
WT | 0 | 0 | 0 | 0 | 0 | 0
IGCC | 0 | 0 | 0 | 0 | 0 | 0
DemandResponse | 0 | 0 | 0 | 0 | 0 | 0
IGCC-CCS | 0 | 0 | 0 | 0 | 0 | 0
WT_off | 0 | 0 | 0 | 0 | 0 | 0
PseudoUnit | 0 | 0 | 0 | 0 | 0 | 0
FixedInterchange | 0 | 0 | 0 | 0 | 0 | 0
Levelized Retrofit Capital Costs by Reporting Type: RMPA
ReportingType | 2015 | 2020 | 2025 | 2030 | 2035 | 2040
BM | 0 | 0 | 0 | 0 | 0 | 0
CC | 0 | 0 | 0 | 0 | 0 | 0
CSP | 0 | 0 | 0 | 0 | 0 | 0
CT | 0 | 0 | 0 | 0 | 0 | 0
Coal | 29.1 | 23.86 | 210.72 | 186.87 | 0 | 0
Geo | 0 | 0 | 0 | 0 | 0 | 0
H | 0 | 0 | 0 | 0 | 0 | 0
LFG | 0 | 0 | 0 | 0 | 0 | 0
Nuc | 0 | 0 | 0 | 0 | 0 | 0
PS | 0 | 0 | 0 | 0 | 0 | 0
PV | 0 | 0 | 0 | 0 | 0 | 0
PeakG | 0 | 0 | 0 | 0 | 0 | 0
PeakO | 0 | 0 | 0 | 0 | 0 | 0
ST | 0 | 0 | 0 | 0 | 0 | 0
STOG | 0 | 0 | 0 | 0 | 0 | 0
STWD | 0 | 0 | 0 | 0 | 0 | 0
WT | 0 | 0 | 0 | 0 | 0 | 0
IGCC | 0 | 0 | 0 | 0 | 0 | 0
DemandResponse | 0 | 0 | 0 | 0 | 0 | 0
IGCC-CCS | 0 | 0 | 0 | 0 | 0 | 0
WT_off | 0 | 0 | 0 | 0 | 0 | 0
PseudoUnit | 0 | 0 | 0 | 0 | 0 | 0
FixedInterchange | 0 | 0 | 0 | 0 | 0 | 0
Levelized Retrofit Capital Costs by Reporting Type: SP15
ReportingType | 2015 | 2020 | 2025 | 2030 | 2035 | 2040
BM | 0 | 0 | 0 | 0 | 0 | 0
CC | 0 | 0 | 0 | 0 | 0 | 0
CSP | 0 | 0 | 0 | 0 | 0 | 0
CT | 0 | 0 | 0 | 0 | 0 | 0
Coal | 0 | 2.92 | 2.92 | 0 | 0 | 0
Geo | 0 | 0 | 0 | 0 | 0 | 0
H | 0 | 0 | 0 | 0 | 0 | 0
LFG | 0 | 0 | 0 | 0 | 0 | 0
Nuc | 0 | 0 | 0 | 0 | 0 | 0
PS | 0 | 0 | 0 | 0 | 0 | 0
PV | 0 | 0 | 0 | 0 | 0 | 0
PeakG | 0 | 0 | 0 | 0 | 0 | 0
PeakO | 0 | 0 | 0 | 0 | 0 | 0
ST | 0 | 0 | 0 | 0 | 0 | 0
STOG | 0 | 0 | 0 | 0 | 0 | 0
STWD | 0 | 0 | 0 | 0 | 0 | 0
WT | 0 | 0 | 0 | 0 | 0 | 0
IGCC | 0 | 0 | 0 | 0 | 0 | 0
DemandResponse | 0 | 0 | 0 | 0 | 0 | 0
IGCC-CCS | 0 | 0 | 0 | 0 | 0 | 0
WT_off | 0 | 0 | 0 | 0 | 0 | 0
PseudoUnit | 0 | 0 | 0 | 0 | 0 | 0
FixedInterchange | 0 | 0 | 0 | 0 | 0 | 0
Levelized Retrofit Capital Costs by Reporting Type: ALB
ReportingType | 2015 | 2020 | 2025 | 2030 | 2035 | 2040
BM | 0 | 0 | 0 | 0 | 0 | 0
CC | 0 | 0 | 0 | 0 | 0 | 0
CSP | 0 | 0 | 0 | 0 | 0 | 0
CT | 0 | 0 | 0 | 0 | 0 | 0
Coal | 0 | 0 | 0 | 0 | 0 | 0
Geo | 0 | 0 | 0 | 0 | 0 | 0
H | 0 | 0 | 0 | 0 | 0 | 0
LFG | 0 | 0 | 0 | 0 | 0 | 0
Nuc | 0 | 0 | 0 | 0 | 0 | 0
PS | 0 | 0 | 0 | 0 | 0 | 0
PV | 0 | 0 | 0 | 0 | 0 | 0
PeakG | 0 | 0 | 0 | 0 | 0 | 0
PeakO | 0 | 0 | 0 | 0 | 0 | 0
ST | 0 | 0 | 0 | 0 | 0 | 0
STOG | 0 | 0 | 0 | 0 | 0 | 0
STWD | 0 | 0 | 0 | 0 | 0 | 0
WT | 0 | 0 | 0 | 0 | 0 | 0
IGCC | 0 | 0 | 0 | 0 | 0 | 0
DemandResponse | 0 | 0 | 0 | 0 | 0 | 0
IGCC-CCS | 0 | 0 | 0 | 0 | 0 | 0
WT_off | 0 | 0 | 0 | 0 | 0 | 0
PseudoUnit | 0 | 0 | 0 | 0 | 0 | 0
FixedInterchange | 0 | 0 | 0 | 0 | 0 | 0
Levelized Retrofit Capital Costs by Reporting Type: BC
ReportingType | 2015 | 2020 | 2025 | 2030 | 2035 | 2040
BM | 0 | 0 | 0 | 0 | 0 | 0
CC | 0 | 0 | 0 | 0 | 0 | 0
CSP | 0 | 0 | 0 | 0 | 0 | 0
CT | 0 | 0 | 0 | 0 | 0 | 0
Coal | 0 | 0 | 0 | 0 | 0 | 0
Geo | 0 | 0 | 0 | 0 | 0 | 0
H | 0 | 0 | 0 | 0 | 0 | 0
LFG | 0 | 0 | 0 | 0 | 0 | 0
Nuc | 0 | 0 | 0 | 0 | 0 | 0
PS | 0 | 0 | 0 | 0 | 0 | 0
PV | 0 | 0 | 0 | 0 | 0 | 0
PeakG | 0 | 0 | 0 | 0 | 0 | 0
PeakO | 0 | 0 | 0 | 0 | 0 | 0
ST | 0 | 0 | 0 | 0 | 0 | 0
STOG | 0 | 0 | 0 | 0 | 0 | 0
STWD | 0 | 0 | 0 | 0 | 0 | 0
WT | 0 | 0 | 0 | 0 | 0 | 0
IGCC | 0 | 0 | 0 | 0 | 0 | 0
DemandResponse | 0 | 0 | 0 | 0 | 0 | 0
IGCC-CCS | 0 | 0 | 0 | 0 | 0 | 0
WT_off | 0 | 0 | 0 | 0 | 0 | 0
PseudoUnit | 0 | 0 | 0 | 0 | 0 | 0
FixedInterchange | 0 | 0 | 0 | 0 | 0 | 0
Levelized Retrofit Capital Costs by Reporting Type: HQ_IESO
ReportingType | 2015 | 2020 | 2025 | 2030 | 2035 | 2040
BM | 0 | 0 | 0 | 0 | 0 | 0
CC | 0 | 0 | 0 | 0 | 0 | 0
CSP | 0 | 0 | 0 | 0 | 0 | 0
CT | 0 | 0 | 0 | 0 | 0 | 0
Coal | 0 | 0 | 0 | 0 | 0 | 0
Geo | 0 | 0 | 0 | 0 | 0 | 0
H | 0 | 0 | 0 | 0 | 0 | 0
LFG | 0 | 0 | 0 | 0 | 0 | 0
Nuc | 0 | 0 | 0 | 0 | 0 | 0
PS | 0 | 0 | 0 | 0 | 0 | 0
PV | 0 | 0 | 0 | 0 | 0 | 0
PeakG | 0 | 0 | 0 | 0 | 0 | 0
PeakO | 0 | 0 | 0 | 0 | 0 | 0
ST | 0 | 0 | 0 | 0 | 0 | 0
STOG | 0 | 0 | 0 | 0 | 0 | 0
STWD | 0 | 0 | 0 | 0 | 0 | 0
WT | 0 | 0 | 0 | 0 | 0 | 0
IGCC | 0 | 0 | 0 | 0 | 0 | 0
DemandResponse | 0 | 0 | 0 | 0 | 0 | 0
IGCC-CCS | 0 | 0 | 0 | 0 | 0 | 0
WT_off | 0 | 0 | 0 | 0 | 0 | 0
PseudoUnit | 0 | 0 | 0 | 0 | 0 | 0
FixedInterchange | 0 | 0 | 0 | 0 | 0 | 0
Levelized Retrofit Capital Costs by Reporting Type: HQ_NEISO
ReportingType | 2015 | 2020 | 2025 | 2030 | 2035 | 2040
BM | 0 | 0 | 0 | 0 | 0 | 0
CC | 0 | 0 | 0 | 0 | 0 | 0
CSP | 0 | 0 | 0 | 0 | 0 | 0
CT | 0 | 0 | 0 | 0 | 0 | 0
Coal | 0 | 0 | 0 | 0 | 0 | 0
Geo | 0 | 0 | 0 | 0 | 0 | 0
H | 0 | 0 | 0 | 0 | 0 | 0
LFG | 0 | 0 | 0 | 0 | 0 | 0
Nuc | 0 | 0 | 0 | 0 | 0 | 0
PS | 0 | 0 | 0 | 0 | 0 | 0
PV | 0 | 0 | 0 | 0 | 0 | 0
PeakG | 0 | 0 | 0 | 0 | 0 | 0
PeakO | 0 | 0 | 0 | 0 | 0 | 0
ST | 0 | 0 | 0 | 0 | 0 | 0
STOG | 0 | 0 | 0 | 0 | 0 | 0
STWD | 0 | 0 | 0 | 0 | 0 | 0
WT | 0 | 0 | 0 | 0 | 0 | 0
IGCC | 0 | 0 | 0 | 0 | 0 | 0
DemandResponse | 0 | 0 | 0 | 0 | 0 | 0
IGCC-CCS | 0 | 0 | 0 | 0 | 0 | 0
WT_off | 0 | 0 | 0 | 0 | 0 | 0
PseudoUnit | 0 | 0 | 0 | 0 | 0 | 0
FixedInterchange | 0 | 0 | 0 | 0 | 0 | 0
Levelized Retrofit Capital Costs by Reporting Type: HQ_NY
ReportingType | 2015 | 2020 | 2025 | 2030 | 2035 | 2040
BM | 0 | 0 | 0 | 0 | 0 | 0
CC | 0 | 0 | 0 | 0 | 0 | 0
CSP | 0 | 0 | 0 | 0 | 0 | 0
CT | 0 | 0 | 0 | 0 | 0 | 0
Coal | 0 | 0 | 0 | 0 | 0 | 0
Geo | 0 | 0 | 0 | 0 | 0 | 0
H | 0 | 0 | 0 | 0 | 0 | 0
LFG | 0 | 0 | 0 | 0 | 0 | 0
Nuc | 0 | 0 | 0 | 0 | 0 | 0
PS | 0 | 0 | 0 | 0 | 0 | 0
PV | 0 | 0 | 0 | 0 | 0 | 0
PeakG | 0 | 0 | 0 | 0 | 0 | 0
PeakO | 0 | 0 | 0 | 0 | 0 | 0
ST | 0 | 0 | 0 | 0 | 0 | 0
STOG | 0 | 0 | 0 | 0 | 0 | 0
STWD | 0 | 0 | 0 | 0 | 0 | 0
WT | 0 | 0 | 0 | 0 | 0 | 0
IGCC | 0 | 0 | 0 | 0 | 0 | 0
DemandResponse | 0 | 0 | 0 | 0 | 0 | 0
IGCC-CCS | 0 | 0 | 0 | 0 | 0 | 0
WT_off | 0 | 0 | 0 | 0 | 0 | 0
PseudoUnit | 0 | 0 | 0 | 0 | 0 | 0
FixedInterchange | 0 | 0 | 0 | 0 | 0 | 0
Levelized Retrofit Capital Costs by Reporting Type: MARITIMES
ReportingType | 2015 | 2020 | 2025 | 2030 | 2035 | 2040
BM | 0 | 0 | 0 | 0 | 0 | 0
CC | 0 | 0 | 0 | 0 | 0 | 0
CSP | 0 | 0 | 0 | 0 | 0 | 0
CT | 0 | 0 | 0 | 0 | 0 | 0
Coal | 0 | 0 | 0 | 0 | 0 | 0
Geo | 0 | 0 | 0 | 0 | 0 | 0
H | 0 | 0 | 0 | 0 | 0 | 0
LFG | 0 | 0 | 0 | 0 | 0 | 0
Nuc | 0 | 0 | 0 | 0 | 0 | 0
PS | 0 | 0 | 0 | 0 | 0 | 0
PV | 0 | 0 | 0 | 0 | 0 | 0
PeakG | 0 | 0 | 0 | 0 | 0 | 0
PeakO | 0 | 0 | 0 | 0 | 0 | 0
ST | 0 | 0 | 0 | 0 | 0 | 0
STOG | 0 | 0 | 0 | 0 | 0 | 0
STWD | 0 | 0 | 0 | 0 | 0 | 0
WT | 0 | 0 | 0 | 0 | 0 | 0
IGCC | 0 | 0 | 0 | 0 | 0 | 0
DemandResponse | 0 | 0 | 0 | 0 | 0 | 0
IGCC-CCS | 0 | 0 | 0 | 0 | 0 | 0
WT_off | 0 | 0 | 0 | 0 | 0 | 0
PseudoUnit | 0 | 0 | 0 | 0 | 0 | 0
FixedInterchange | 0 | 0 | 0 | 0 | 0 | 0
Levelized Retrofit Capital Costs by Reporting Type: All
ReportingType | 2015 | 2020 | 2025 | 2030 | 2035 | 2040
BM | 0 | 0 | 0 | 0 | 0 | 0
CC | 0 | 0 | 0 | 0 | 0 | 0
CSP | 0 | 0 | 0 | 0 | 0 | 0
CT | 0 | 0 | 0 | 0 | 0 | 0
Coal | 1184.41 | 1344.97 | 1752.19 | 1611.06 | 587.36 | 259.46
Geo | 0 | 0 | 0 | 0 | 0 | 0
H | 0 | 0 | 0 | 0 | 0 | 0
LFG | 0 | 0 | 0 | 0 | 0 | 0
Nuc | 0 | 0 | 0 | 0 | 0 | 0
PS | 0 | 0 | 0 | 0 | 0 | 0
PV | 0 | 0 | 0 | 0 | 0 | 0
PeakG | 0 | 0 | 0 | 0 | 0 | 0
PeakO | 0 | 0 | 0 | 0 | 0 | 0
ST | 0 | 0 | 0 | 0 | 0 | 0
STOG | 0 | 0 | 0 | 0 | 0 | 0
STWD | 0 | 0 | 0 | 0 | 0 | 0
WT | 0 | 0 | 0 | 0 | 0 | 0
IGCC | 0 | 0 | 0 | 0 | 0 | 0
DemandResponse | 0 | 0 | 0 | 0 | 0 | 0
IGCC-CCS | 0 | 0 | 0 | 0 | 0 | 0
WT_off | 0 | 0 | 0 | 0 | 0 | 0
PseudoUnit | 0 | 0 | 0 | 0 | 0 | 0
FixedInterchange | 0 | 0 | 0 | 0 | 0 | 0
Levelized Retrofit Capital Costs by Reporting Type: EI_US
ReportingType | 2015 | 2020 | 2025 | 2030 | 2035 | 2040
BM | 0 | 0 | 0 | 0 | 0 | 0
CC | 0 | 0 | 0 | 0 | 0 | 0
CSP | 0 | 0 | 0 | 0 | 0 | 0
CT | 0 | 0 | 0 | 0 | 0 | 0
Coal | 1023.13 | 1208.41 | 1302.37 | 1229.67 | 552.16 | 259.46
Geo | 0 | 0 | 0 | 0 | 0 | 0
H | 0 | 0 | 0 | 0 | 0 | 0
LFG | 0 | 0 | 0 | 0 | 0 | 0
Nuc | 0 | 0 | 0 | 0 | 0 | 0
PS | 0 | 0 | 0 | 0 | 0 | 0
PV | 0 | 0 | 0 | 0 | 0 | 0
PeakG | 0 | 0 | 0 | 0 | 0 | 0
PeakO | 0 | 0 | 0 | 0 | 0 | 0
ST | 0 | 0 | 0 | 0 | 0 | 0
STOG | 0 | 0 | 0 | 0 | 0 | 0
STWD | 0 | 0 | 0 | 0 | 0 | 0
WT | 0 | 0 | 0 | 0 | 0 | 0
IGCC | 0 | 0 | 0 | 0 | 0 | 0
DemandResponse | 0 | 0 | 0 | 0 | 0 | 0
IGCC-CCS | 0 | 0 | 0 | 0 | 0 | 0
WT_off | 0 | 0 | 0 | 0 | 0 | 0
PseudoUnit | 0 | 0 | 0 | 0 | 0 | 0
FixedInterchange | 0 | 0 | 0 | 0 | 0 | 0
Levelized Retrofit Capital Costs by Reporting Type: EI_Canada
ReportingType | 2015 | 2020 | 2025 | 2030 | 2035 | 2040
BM | 0 | 0 | 0 | 0 | 0 | 0
CC | 0 | 0 | 0 | 0 | 0 | 0
CSP | 0 | 0 | 0 | 0 | 0 | 0
CT | 0 | 0 | 0 | 0 | 0 | 0
Coal | 0 | 0 | 0 | 0 | 0 | 0
Geo | 0 | 0 | 0 | 0 | 0 | 0
H | 0 | 0 | 0 | 0 | 0 | 0
LFG | 0 | 0 | 0 | 0 | 0 | 0
Nuc | 0 | 0 | 0 | 0 | 0 | 0
PS | 0 | 0 | 0 | 0 | 0 | 0
PV | 0 | 0 | 0 | 0 | 0 | 0
PeakG | 0 | 0 | 0 | 0 | 0 | 0
PeakO | 0 | 0 | 0 | 0 | 0 | 0
ST | 0 | 0 | 0 | 0 | 0 | 0
STOG | 0 | 0 | 0 | 0 | 0 | 0
STWD | 0 | 0 | 0 | 0 | 0 | 0
WT | 0 | 0 | 0 | 0 | 0 | 0
IGCC | 0 | 0 | 0 | 0 | 0 | 0
DemandResponse | 0 | 0 | 0 | 0 | 0 | 0
IGCC-CCS | 0 | 0 | 0 | 0 | 0 | 0
WT_off | 0 | 0 | 0 | 0 | 0 | 0
PseudoUnit | 0 | 0 | 0 | 0 | 0 | 0
FixedInterchange | 0 | 0 | 0 | 0 | 0 | 0
Levelized Retrofit Capital Costs by Reporting Type: EI
ReportingType | 2015 | 2020 | 2025 | 2030 | 2035 | 2040
BM | 0 | 0 | 0 | 0 | 0 | 0
CC | 0 | 0 | 0 | 0 | 0 | 0
CSP | 0 | 0 | 0 | 0 | 0 | 0
CT | 0 | 0 | 0 | 0 | 0 | 0
Coal | 1023.13 | 1208.41 | 1302.37 | 1229.67 | 552.16 | 259.46
Geo | 0 | 0 | 0 | 0 | 0 | 0
H | 0 | 0 | 0 | 0 | 0 | 0
LFG | 0 | 0 | 0 | 0 | 0 | 0
Nuc | 0 | 0 | 0 | 0 | 0 | 0
PS | 0 | 0 | 0 | 0 | 0 | 0
PV | 0 | 0 | 0 | 0 | 0 | 0
PeakG | 0 | 0 | 0 | 0 | 0 | 0
PeakO | 0 | 0 | 0 | 0 | 0 | 0
ST | 0 | 0 | 0 | 0 | 0 | 0
STOG | 0 | 0 | 0 | 0 | 0 | 0
STWD | 0 | 0 | 0 | 0 | 0 | 0
WT | 0 | 0 | 0 | 0 | 0 | 0
IGCC | 0 | 0 | 0 | 0 | 0 | 0
DemandResponse | 0 | 0 | 0 | 0 | 0 | 0
IGCC-CCS | 0 | 0 | 0 | 0 | 0 | 0
WT_off | 0 | 0 | 0 | 0 | 0 | 0
PseudoUnit | 0 | 0 | 0 | 0 | 0 | 0
FixedInterchange | 0 | 0 | 0 | 0 | 0 | 0
Levelized Retrofit Capital Costs by Reporting Type: Outside_EI
ReportingType | 2015 | 2020 | 2025 | 2030 | 2035 | 2040
BM | 0 | 0 | 0 | 0 | 0 | 0
CC | 0 | 0 | 0 | 0 | 0 | 0
CSP | 0 | 0 | 0 | 0 | 0 | 0
CT | 0 | 0 | 0 | 0 | 0 | 0
Coal | 161.28 | 136.56 | 449.82 | 381.39 | 35.2 | 0
Geo | 0 | 0 | 0 | 0 | 0 | 0
H | 0 | 0 | 0 | 0 | 0 | 0
LFG | 0 | 0 | 0 | 0 | 0 | 0
Nuc | 0 | 0 | 0 | 0 | 0 | 0
PS | 0 | 0 | 0 | 0 | 0 | 0
PV | 0 | 0 | 0 | 0 | 0 | 0
PeakG | 0 | 0 | 0 | 0 | 0 | 0
PeakO | 0 | 0 | 0 | 0 | 0 | 0
ST | 0 | 0 | 0 | 0 | 0 | 0
STOG | 0 | 0 | 0 | 0 | 0 | 0
STWD | 0 | 0 | 0 | 0 | 0 | 0
WT | 0 | 0 | 0 | 0 | 0 | 0
IGCC | 0 | 0 | 0 | 0 | 0 | 0
DemandResponse | 0 | 0 | 0 | 0 | 0 | 0
IGCC-CCS | 0 | 0 | 0 | 0 | 0 | 0
WT_off | 0 | 0 | 0 | 0 | 0 | 0
PseudoUnit | 0 | 0 | 0 | 0 | 0 | 0
FixedInterchange | 0 | 0 | 0 | 0 | 0 | 0
#14 | Total Costs ($million)
Total Costs by Reporting Type: Entergy
ReportingType | 2015 | 2020 | 2025 | 2030 | 2035 | 2040
BM | 0 | 0 | 0 | 0 | 0 | 0
CC | 4525.24 | 7215.51 | 7323.06 | 6212.26 | 2236.26 | 1127.41
CSP | 0 | 0 | 0 | 0 | 0 | 0
CT | 0 | 0 | 0 | 0 | 0 | 0
Coal | 3592.71 | 548.96 | 265.31 | 223.42 | 223.42 | 223.42
Geo | 0 | 0 | 0 | 0 | 0 | 0
H | 10.6 | 10.6 | 10.6 | 10.6 | 10.6 | 10.6
LFG | 0.97 | 0.97 | 0.97 | 34.17 | 34.17 | 34.17
Nuc | 1262.64 | 1285.77 | 1294.03 | 1301.93 | 5809.22 | 8071.13
PS | 1.4 | 1.4 | 1.4 | 1.4 | 1.4 | 1.4
PV | 0.11 | 19.83 | 26.95 | 26.95 | 26.84 | 7.83
PeakG | 47.54 | 69.98 | 23.35 | 8.48 | 9.04 | 9.04
PeakO | 4.42 | 5.87 | 0 | 0 | 0 | 0
ST | 0 | 0 | 0 | 0 | 0 | 0
STOG | 105.17 | 130.63 | 0 | 0 | 0 | 0
STWD | 10.03 | 19.85 | 18.73 | 84.84 | 133.79 | 113.2
WT | 3.67 | 3.67 | 3.67 | 3.67 | 3.66 | 3.66
IGCC | 0 | 0 | 0 | 0 | 0 | 0
DemandResponse | 0 | 0 | 0 | 0 | 0 | 0
IGCC-CCS | 0 | 0 | 0 | 0 | 0 | 0
WT_off | 0 | 0 | 0 | 0 | 0 | 0
PseudoUnit | 0 | 0 | 0 | 0 | 0 | 0
FixedInterchange | 0 | 0 | 0 | 0 | 0 | 0
Total Costs by Reporting Type: FRCC
ReportingType | 2015 | 2020 | 2025 | 2030 | 2035 | 2040
BM | 0 | 0 | 0 | 0 | 0 | 356.81
CC | 12825.38 | 14581.32 | 14842.86 | 6649.86 | 5849.34 | 3205.26
CSP | 0 | 0 | 0 | 0 | 0 | 0
CT | 280.1 | 322.79 | 328.85 | 238.46 | 0 | 0
Coal | 1491.93 | 137.34 | 2.9 | 0 | 0 | 0
Geo | 0 | 0 | 0 | 0 | 0 | 0
H | 0.78 | 0.78 | 0.78 | 0.78 | 0.78 | 0.78
LFG | 58.68 | 58.68 | 120.69 | 120.69 | 120.69 | 120.69
Nuc | 960.37 | 1000.19 | 1638.01 | 11454.97 | 12687.8 | 13948.77
PS | 0 | 0 | 0 | 0 | 0 | 0
PV | 0.75 | 0.75 | 0.75 | 0.75 | 0.75 | 0.75
PeakG | 197.02 | 324.05 | 242.88 | 106.81 | 115.99 | 120.17
PeakO | 64.61 | 68.64 | 0 | 0 | 0 | 0
ST | 0 | 0 | 0 | 0 | 0 | 0
STOG | 104.65 | 0 | 0 | 0 | 0 | 0
STWD | 21.64 | 31.68 | 110.46 | 110.46 | 110.46 | 77.51
WT | 0 | 0 | 0 | 0 | 0 | 0
IGCC | 0 | 0 | 0 | 0 | 0 | 0
DemandResponse | 0 | 0 | 0 | 0 | 0 | 0
IGCC-CCS | 0 | 0 | 0 | 0 | 0 | 0
WT_off | 0 | 0 | 0 | 0 | 0 | 0
PseudoUnit | 0 | 0 | 0 | 0 | 0 | 0
FixedInterchange | 0 | 0 | 0 | 0 | 0 | 0
Total Costs by Reporting Type: MAPP_US
ReportingType | 2015 | 2020 | 2025 | 2030 | 2035 | 2040
BM | 0 | 0 | 0 | 0 | 0 | 0
CC | 24.73 | 23.43 | 29.01 | 25.11 | 23.83 | 0
CSP | 0 | 0 | 0 | 0 | 0 | 0
CT | 27.96 | 27.96 | 27.96 | 27.2 | 0 | 0
Coal | 657.41 | 58.3 | 0.37 | 0 | 0 | 0
Geo | 3.95 | 3.95 | 3.95 | 3.95 | 3.95 | 3.95
H | 31.14 | 31.14 | 31.14 | 31.14 | 31.14 | 31.14
LFG | 0.24 | 0.24 | 0.24 | 22.22 | 22.22 | 22.22
Nuc | 0.01 | 0.01 | 0.01 | 0.01 | 0.08 | 0.05
PS | 0 | 0 | 0 | 0 | 0 | 0
PV | 0 | 0 | 0 | 0 | 0 | 0
PeakG | 17.71 | 31.19 | 23.04 | 11.06 | 10.43 | 10.02
PeakO | 2.27 | 3.74 | 0 | 0 | 0 | 0
ST | 0 | 0 | 0 | 0 | 0 | 0
STOG | 0 | 0 | 0 | 0 | 0 | 0
STWD | 0 | 0 | 0 | 0 | 0 | 0
WT | 147.25 | 2128.93 | 2395.61 | 2358.23 | 2303.64 | 561.52
IGCC | 0 | 0 | 0 | 0 | 0 | 0
DemandResponse | 0 | 0 | 0 | 0 | 0 | 0
IGCC-CCS | 0 | 0 | 0 | 0 | 0 | 0
WT_off | 0 | 0 | 0 | 0 | 0 | 0
PseudoUnit | 0 | 0 | 0 | 0 | 0 | 0
FixedInterchange | 0 | 0 | 0 | 0 | 0 | 0
Total Costs by Reporting Type: MISO_IN
ReportingType | 2015 | 2020 | 2025 | 2030 | 2035 | 2040
BM | 0 | 0 | 0 | 0 | 0 | 0
CC | 1456.95 | 10188.57 | 10899.2 | 12182.4 | 14840.32 | 6369.79
CSP | 0 | 0 | 0 | 0 | 0 | 0
CT | 0 | 0 | 0 | 0 | 0 | 0
Coal | 3128.99 | 1731.11 | 146.72 | 135.17 | 242.57 | 258.3
Geo | 0 | 0 | 0 | 0 | 0 | 0
H | 1.07 | 1.07 | 1.07 | 1.07 | 1.07 | 1.07
LFG | 4.47 | 4.47 | 30.11 | 30.11 | 30.11 | 30.11
Nuc | 0.01 | 0.01 | 0.02 | 0.02 | 0.08 | 3092.66
PS | 0 | 0 | 0 | 0 | 0 | 0
PV | 0 | 75.51 | 102.69 | 102.69 | 102.69 | 29.68
PeakG | 52.86 | 76.94 | 57.1 | 73.39 | 73.39 | 73.39
PeakO | 10.59 | 13.5 | 10.82 | 10.82 | 9.1 | 0
ST | 0 | 0 | 0 | 0 | 0 | 0
STOG | 16.45 | 19.93 | 18.32 | 19.73 | 0 | 0
STWD | 0 | 0 | 0 | 0 | 0 | 0
WT | 18.33 | 18.33 | 18.33 | 18.33 | 18.33 | 18.33
IGCC | 464.39 | 501.41 | 320.46 | 253.93 | 245.48 | 245.48
DemandResponse | 0 | 0 | 0 | 0 | 0 | 0
IGCC-CCS | 0 | 0 | 0 | 0 | 0 | 0
WT_off | 0 | 0 | 0 | 0 | 0 | 0
PseudoUnit | 0 | 0 | 0 | 0 | 0 | 0
FixedInterchange | 0 | 0 | 0 | 0 | 0 | 0
Total Costs by Reporting Type: MISO_MI
ReportingType | 2015 | 2020 | 2025 | 2030 | 2035 | 2040
BM | 0 | 0 | 0 | 0 | 0 | 0
CC | 793.67 | 811.72 | 966.95 | 582.63 | 310.15 | 115.22
CSP | 0 | 0 | 0 | 0 | 0 | 0
CT | 0 | 0 | 0 | 0 | 0 | 0
Coal | 1741.71 | 15.14 | 0 | 0 | 0 | 0
Geo | 0 | 0 | 0 | 0 | 0 | 0
H | 2.01 | 2.01 | 2.01 | 2.01 | 2.01 | 2.01
LFG | 19.68 | 19.68 | 72.59 | 72.59 | 72.59 | 72.59
Nuc | 449.71 | 452.56 | 461.47 | 464.43 | 273.15 | 3155.43
PS | 44.44 | 44.44 | 44.44 | 44.44 | 44.44 | 44.44
PV | 0 | 0 | 0 | 0 | 0 | 0
PeakG | 64.67 | 91.95 | 75.07 | 85.63 | 85.63 | 85.63
PeakO | 15.67 | 19.97 | 16.01 | 16.01 | 13.76 | 0
ST | 0 | 0 | 0 | 0 | 0 | 0
STOG | 156.29 | 164.49 | 156.96 | 107.92 | 0 | 0
STWD | 95.36 | 81.1 | 15.19 | 60.73 | 95.46 | 95.46
WT | 542.69 | 542.69 | 542.69 | 542.69 | 37.67 | 37.67
IGCC | 0 | 0 | 0 | 0 | 0 | 0
DemandResponse | 0 | 0 | 0 | 0 | 0 | 0
IGCC-CCS | 0 | 0 | 0 | 0 | 0 | 0
WT_off | 0 | 0 | 0 | 0 | 0 | 0
PseudoUnit | 0 | 0 | 0 | 0 | 0 | 0
FixedInterchange | 0 | 0 | 0 | 0 | 0 | 0
Total Costs by Reporting Type: MISO_MO-IL
ReportingType | 2015 | 2020 | 2025 | 2030 | 2035 | 2040
BM | 0 | 0 | 0 | 0 | 0 | 0
CC | 203.45 | 308.62 | 278.41 | 139.09 | 121.08 | 73.85
CSP | 0 | 0 | 0 | 0 | 0 | 0
CT | 0 | 0 | 0 | 0 | 0 | 0
Coal | 4816.2 | 1539.82 | 976.98 | 716.84 | 700.37 | 685.18
Geo | 0 | 0 | 0 | 0 | 0 | 0
H | 5.01 | 5.01 | 101.31 | 101.31 | 101.31 | 101.31
LFG | 2.17 | 2.17 | 76.11 | 76.11 | 76.11 | 76.11
Nuc | 493.74 | 512.79 | 521.93 | 524.97 | 524.97 | 524.97
PS | 10.45 | 10.45 | 10.45 | 10.45 | 10.45 | 10.45
PV | 0 | 0 | 0 | 0 | 0 | 0
PeakG | 97.16 | 191.87 | 107.07 | 187.47 | 199.79 | 159.95
PeakO | 21.48 | 28.65 | 22.96 | 22.96 | 17.35 | 0
ST | 0 | 0 | 0 | 0 | 0 | 0
STOG | 26.49 | 33.01 | 28.45 | 0 | 0 | 0
STWD | 0 | 0 | 0 | 0 | 0 | 0
WT | 89.9 | 89.9 | 264.41 | 264.41 | 195.88 | 195.88
IGCC | 0 | 0 | 0 | 0 | 0 | 0
DemandResponse | 0 | 0 | 0 | 0 | 0 | 0
IGCC-CCS | 0 | 0 | 0 | 0 | 0 | 0
WT_off | 0 | 0 | 0 | 0 | 0 | 0
PseudoUnit | 0 | 0 | 0 | 0 | 0 | 0
FixedInterchange | 0 | 0 | 0 | 0 | 0 | 0
Total Costs by Reporting Type: MISO_W
ReportingType | 2015 | 2020 | 2025 | 2030 | 2035 | 2040
BM | 0 | 0 | 0 | 0 | 0 | 0
CC | 659.62 | 895.1 | 415.3 | 334.09 | 365.54 | 251.45
CSP | 0 | 0 | 0 | 0 | 0 | 0
CT | 0 | 0 | 0 | 0 | 0 | 0
Coal | 4183.51 | 2114.57 | 647.5 | 367.3 | 239.33 | 288.67
Geo | 0 | 0 | 0 | 0 | 0 | 0
H | 7.08 | 7.08 | 7.08 | 7.08 | 7.08 | 7.08
LFG | 24.75 | 24.75 | 24.75 | 48.33 | 48.33 | 48.33
Nuc | 539.99 | 543.1 | 552.83 | 814.83 | 0.05 | 0.05
PS | 0 | 0 | 0 | 0 | 0 | 0
PV | 0 | 0 | 0 | 0 | 0 | 0
PeakG | 109.69 | 151.76 | 100.86 | 108.24 | 113.43 | 108.71
PeakO | 56.38 | 79.08 | 64.57 | 64.57 | 39.06 | 0
ST | 0 | 0 | 0 | 0 | 0 | 0
STOG | 7.57 | 8.96 | 7.67 | 0 | 0 | 0
STWD | 18.13 | 28.77 | 34.72 | 133.71 | 178.27 | 178.27
WT | 927.86 | 927.86 | 7249.08 | 7183.75 | 6590.35 | 6590.35
IGCC | 0 | 0 | 0 | 0 | 0 | 0
DemandResponse | 0 | 0 | 0 | 0 | 0 | 0
IGCC-CCS | 0 | 0 | 0 | 0 | 0 | 0
WT_off | 0 | 0 | 0 | 0 | 0 | 0
PseudoUnit | 0 | 0 | 0 | 0 | 0 | 0
FixedInterchange | 0 | 0 | 0 | 0 | 0 | 0
Total Costs by Reporting Type: MISO_WUMS
ReportingType | 2015 | 2020 | 2025 | 2030 | 2035 | 2040
BM | 0 | 0 | 0 | 0 | 0 | 0
CC | 3259.83 | 4244.3 | 4444.89 | 4168.98 | 5834.46 | 723.45
CSP | 0 | 0 | 0 | 0 | 0 | 0
CT | 0 | 0 | 0 | 0 | 0 | 0
Coal | 1260.41 | 666.32 | 403.8 | 457.18 | 485 | 571.64
Geo | 0 | 0 | 0 | 0 | 0 | 0
H | 4.79 | 5.15 | 5.15 | 5.15 | 5.15 | 5.15
LFG | 8.57 | 8.57 | 41.86 | 79.15 | 79.15 | 79.15
Nuc | 419.03 | 444.73 | 429.21 | 737.97 | 0.05 | 2787.67
PS | 0 | 0 | 0 | 0 | 0 | 0
PV | 0 | 0 | 0 | 0 | 0 | 0
PeakG | 55.64 | 81.65 | 66.01 | 77.65 | 77.65 | 77.65
PeakO | 13.52 | 17.78 | 14.69 | 14.69 | 12.01 | 0
ST | 0 | 0 | 0 | 0 | 0 | 0
STOG | 13.21 | 15.63 | 13.39 | 0 | 0 | 0
STWD | 7 | 10.49 | 9.37 | 13.89 | 68.51 | 64.16
WT | 264.78 | 264.78 | 264.78 | 264.78 | 46.41 | 46.41
IGCC | 0 | 0 | 0 | 0 | 0 | 0
DemandResponse | 0 | 0 | 0 | 0 | 0 | 0
IGCC-CCS | 0 | 0 | 0 | 0 | 0 | 0
WT_off | 0 | 0 | 0 | 0 | 0 | 0
PseudoUnit | 0 | 0 | 0 | 0 | 0 | 0
FixedInterchange | 0 | 0 | 0 | 0 | 0 | 0
Total Costs by Reporting Type: Nebraska
ReportingType | 2015 | 2020 | 2025 | 2030 | 2035 | 2040
BM | 0 | 0 | 0 | 0 | 0 | 0
CC | 43.25 | 222.86 | 244.54 | 228.94 | 176.81 | 147.54
CSP | 0 | 0 | 0 | 0 | 0 | 0
CT | 0 | 0 | 0 | 0 | 0 | 0
Coal | 1742.2 | 479.6 | 385.87 | 404.03 | 289.12 | 337.5
Geo | 0 | 0 | 0 | 0 | 0 | 0
H | 2.38 | 2.38 | 2.38 | 2.38 | 2.38 | 2.38
LFG | 0.72 | 0.72 | 1.74 | 23.23 | 23.23 | 23.23
Nuc | 289.1 | 306.81 | 296.14 | 364.84 | 0.11 | 0.11
PS | 0 | 0 | 0 | 0 | 0 | 0
PV | 0 | 0 | 0 | 0 | 0 | 0
PeakG | 25.33 | 37.31 | 35.67 | 36.19 | 31.37 | 31.37
PeakO | 9.57 | 12.19 | 9.77 | 9.77 | 9.77 | 0
ST | 0 | 0 | 0 | 0 | 0 | 0
STOG | 0 | 0 | 0 | 0 | 0 | 0
STWD | 0 | 0 | 0 | 0 | 0 | 0
WT | 54.91 | 771.41 | 771.41 | 761.9 | 722.52 | 91.63
IGCC | 0 | 0 | 0 | 0 | 0 | 0
DemandResponse | 0 | 0 | 0 | 0 | 0 | 0
IGCC-CCS | 0 | 0 | 0 | 0 | 0 | 0
WT_off | 0 | 0 | 0 | 0 | 0 | 0
PseudoUnit | 0 | 0 | 0 | 0 | 0 | 0
FixedInterchange | 0 | 0 | 0 | 0 | 0 | 0
Total Costs by Reporting Type: NEISO
ReportingType | 2015 | 2020 | 2025 | 2030 | 2035 | 2040
BM | 279.31 | 279.31 | 147.92 | 149.19 | 279.31 | 279.31
CC | 2628.09 | 1608.83 | 1274.31 | 667.08 | 421.62 | 21
CSP | 0 | 0 | 0 | 0 | 0 | 0
CT | 32.5 | 33.27 | 33.33 | 32.55 | 1.55 | 2.94
Coal | 58.34 | 29.15 | 0 | 0 | 0 | 0
Geo | 0 | 0 | 0 | 0 | 0 | 0
H | 46.4 | 46.4 | 46.4 | 46.4 | 47.43 | 47.43
LFG | 80.87 | 80.87 | 80.87 | 103.68 | 93.04 | 93.04
Nuc | 1055.43 | 1120.79 | 1080.11 | 1086.32 | 784.86 | 1150.98
PS | 39.74 | 39.74 | 39.74 | 39.74 | 39.74 | 39.74
PV | 0.03 | 94.7 | 94.7 | 94.7 | 94.7 | 4.11
PeakG | 20.99 | 32.49 | 24.29 | 26.2 | 28.85 | 37.36
PeakO | 0 | 0 | 0 | 0 | 0 | 0
ST | 0 | 0 | 0 | 0 | 0 | 0
STOG | 0 | 0 | 0 | 0 | 0 | 0
STWD | 304.72 | 74.89 | 28.9 | 34.35 | 322.17 | 200.11
WT | 67.94 | 495.76 | 762.45 | 1260.16 | 1212.97 | 832.9
IGCC | 0 | 0 | 0 | 0 | 0 | 0
DemandResponse | 0 | 0 | 0 | 0 | 0 | 0
IGCC-CCS | 0 | 0 | 0 | 0 | 0 | 0
WT_off | 308.22 | 308.22 | 308.22 | 308.22 | 24.98 | 24.98
PseudoUnit | 0 | 0 | 0 | 0 | 0 | 0
FixedInterchange | 0 | 0 | 0 | 0 | 0 | 0
Total Costs by Reporting Type: NonRTO_Midwest
ReportingType | 2015 | 2020 | 2025 | 2030 | 2035 | 2040
BM | 0 | 0 | 0 | 0 | 0 | 0
CC | 964.2 | 1891.86 | 2002.35 | 2322.35 | 2336.36 | 541.31
CSP | 0 | 0 | 0 | 0 | 0 | 0
CT | 0 | 0 | 0 | 0 | 0 | 0
Coal | 3087.79 | 2382.7 | 426.19 | 306.52 | 264.29 | 252.31
Geo | 0 | 0 | 0 | 0 | 0 | 0
H | 2.04 | 2.04 | 258.59 | 258.59 | 258.59 | 258.59
LFG | 1.69 | 1.69 | 51.19 | 51.19 | 51.19 | 51.19
Nuc | 0.01 | 0.02 | 1257.79 | 1296.38 | 2173.81 | 3500.7
PS | 0 | 0 | 0 | 0 | 0 | 0
PV | 0 | 0 | 0 | 0 | 0 | 0
PeakG | 71.09 | 90.95 | 109.93 | 83.98 | 18.47 | 15.73
PeakO | 0.35 | 0.45 | 0.36 | 0 | 0 | 0
ST | 0 | 0 | 0 | 0 | 0 | 0
STOG | 0 | 0 | 0 | 0 | 0 | 0
STWD | 0 | 0 | 0 | 0 | 0 | 0
WT | 2.26 | 2.26 | 2.26 | 2.26 | 2.26 | 2.26
IGCC | 0 | 0 | 0 | 0 | 0 | 0
DemandResponse | 0 | 0 | 0 | 0 | 0 | 0
IGCC-CCS | 0 | 0 | 0 | 0 | 0 | 0
WT_off | 0 | 0 | 0 | 0 | 0 | 0
PseudoUnit | 0 | 0 | 0 | 0 | 0 | 0
FixedInterchange | 0 | 0 | 0 | 0 | 0 | 0
Total Costs by Reporting Type: NYISO_A-F
ReportingType | 2015 | 2020 | 2025 | 2030 | 2035 | 2040
BM | 0 | 0 | 0 | 0 | 0 | 0
CC | 541.5 | 585.58 | 384.85 | 151.63 | 127.02 | 0
CSP | 0 | 0 | 0 | 0 | 0 | 0
CT | 0 | 0 | 0 | 0 | 0 | 0
Coal | 0 | 0 | 0 | 0 | 0 | 0
Geo | 0 | 0 | 0 | 0 | 0 | 0
H | 62.6 | 62.6 | 62.6 | 62.6 | 62.6 | 62.6
LFG | 22.17 | 22.17 | 22.17 | 44 | 42.66 | 42.66
Nuc | 769.17 | 792.88 | 787.44 | 645.82 | 746.25 | 695.88
PS | 33.52 | 33.52 | 33.52 | 33.52 | 33.52 | 33.52
PV | 0 | 0 | 0 | 0 | 0 | 0
PeakG | 3.94 | 6.12 | 0 | 0 | 0 | 0
PeakO | 0 | 0 | 0 | 0 | 0 | 0
ST | 0 | 0 | 0 | 0 | 0 | 0
STOG | 0 | 0 | 0 | 0 | 0 | 0
STWD | 2.82 | 3.68 | 2.97 | 5.47 | 53.4 | 38.39
WT | 684.71 | 860.89 | 860.89 | 860.89 | 289.71 | 133.48
IGCC | 0 | 0 | 0 | 0 | 0 | 0
DemandResponse | 0 | 0 | 0 | 0 | 0 | 0
IGCC-CCS | 0 | 0 | 0 | 0 | 0 | 0
WT_off | 0 | 0 | 0 | 0 | 0 | 0
PseudoUnit | 0 | 0 | 0 | 0 | 0 | 0
FixedInterchange | 0 | 0 | 0 | 0 | 0 | 0
Total Costs by Reporting Type: NYISO_G-I
ReportingType | 2015 | 2020 | 2025 | 2030 | 2035 | 2040
BM | 0 | 0 | 0 | 0 | 0 | 0
CC | 147.91 | 173.2 | 104.22 | 57.71 | 79.83 | 79.19
CSP | 0 | 0 | 0 | 0 | 0 | 0
CT | 0 | 0 | 0 | 0 | 0 | 0
Coal | 0 | 0 | 0 | 0 | 0 | 0
Geo | 0 | 0 | 0 | 0 | 0 | 0
H | 0.46 | 0.46 | 0.46 | 0.46 | 0.46 | 0.46
LFG | 7.73 | 7.73 | 7.73 | 31.62 | 31.62 | 31.62
Nuc | 466.19 | 495 | 477.19 | 479.96 | 543.55 | 830.68
PS | 0 | 0 | 0 | 0 | 0 | 0
PV | 0 | 0 | 0 | 0 | 0 | 0
PeakG | 1.52 | 2.04 | 1.56 | 1.57 | 1.57 | 1.57
PeakO | 2.55 | 3.25 | 0 | 0 | 0 | 0
ST | 0 | 0 | 0 | 0 | 0 | 0
STOG | 0 | 0 | 0 | 0 | 0 | 0
STWD | 0 | 0 | 0 | 0 | 0 | 0
WT | 0 | 14.4 | 14.4 | 14.4 | 86.66 | 73.94
IGCC | 0 | 0 | 0 | 0 | 0 | 0
DemandResponse | 0 | 0 | 0 | 0 | 0 | 0
IGCC-CCS | 0 | 0 | 0 | 0 | 0 | 0
WT_off | 0 | 0 | 0 | 0 | 0 | 0
PseudoUnit | 0 | 0 | 0 | 0 | 0 | 0
FixedInterchange | 0 | 0 | 0 | 0 | 0 | 0
Total Costs by Reporting Type: NYISO_J-K
ReportingType | 2015 | 2020 | 2025 | 2030 | 2035 | 2040
BM | 0 | 0 | 0 | 0 | 0 | 0
CC | 1513.57 | 1631.97 | 1143.46 | 984.39 | 1091.24 | 391.16
CSP | 0 | 0 | 0 | 0 | 0 | 0
CT | 0 | 0 | 0 | 0 | 0 | 0
Coal | 0 | 0 | 0 | 0 | 0 | 0
Geo | 0 | 0 | 0 | 0 | 0 | 0
H | 0 | 0 | 0 | 0 | 0 | 0
LFG | 14.97 | 14.97 | 14.97 | 44.49 | 44.49 | 44.49
Nuc | 0.01 | 0.01 | 0.01 | 0.01 | 0.08 | 0.07
PS | 0 | 0 | 0 | 0 | 0 | 0
PV | 17.52 | 17.52 | 17.52 | 17.52 | 0 | 0
PeakG | 60.47 | 83.11 | 64.5 | 72.38 | 83.27 | 95.13
PeakO | 61.69 | 79.16 | 63.78 | 65.02 | 65.02 | 65.02
ST | 0 | 0 | 0 | 0 | 0 | 0
STOG | 107.14 | 121.78 | 62.08 | 20 | 12.86 | 13.37
STWD | 0 | 0 | 0 | 0 | 0 | 0
WT | 0 | 0 | 0 | 0 | 50.39 | 50.39
IGCC | 0 | 0 | 0 | 0 | 0 | 0
DemandResponse | 0 | 0 | 0 | 0 | 0 | 0
IGCC-CCS | 0 | 0 | 0 | 0 | 0 | 0
WT_off | 0 | 0 | 0 | 0 | 0 | 0
PseudoUnit | 0 | 0 | 0 | 0 | 0 | 0
FixedInterchange | 0 | 0 | 0 | 0 | 0 | 0
Total Costs by Reporting Type: PJM_E
ReportingType | 2015 | 2020 | 2025 | 2030 | 2035 | 2040
BM | 18.42 | 33.95 | 33.95 | 33.95 | 33.95 | 33.95
CC | 3429.23 | 4292.8 | 5092.19 | 4023.89 | 4696.96 | 2005.08
CSP | 0 | 0 | 0 | 0 | 0 | 0
CT | 2.48 | 2.97 | 3 | 0 | 0 | 0
Coal | 100.14 | 40.74 | 11.68 | 9.89 | 9.89 | 9.89
Geo | 0 | 0 | 0 | 0 | 0 | 0
H | 3.85 | 3.85 | 3.85 | 3.85 | 3.85 | 3.85
LFG | 59.08 | 105.92 | 105.92 | 103.73 | 103.73 | 73.06
Nuc | 1960.16 | 1864.06 | 1862.64 | 1873.72 | 1345.93 | 2395.82
PS | 9.5 | 9.5 | 9.5 | 9.5 | 9.5 | 9.5
PV | 11.79 | 11.79 | 11.79 | 11.79 | 0.75 | 0.75
PeakG | 82.44 | 153.71 | 172.92 | 153.93 | 143.16 | 159.51
PeakO | 75.92 | 100.78 | 82.41 | 0 | 0 | 0
ST | 0 | 0 | 0 | 0 | 0 | 0
STOG | 42.25 | 56.46 | 0 | 0 | 0 | 0
STWD | 0 | 0 | 0 | 0 | 0 | 0
WT | 332.76 | 332.76 | 332.76 | 332.76 | 32.65 | 32.65
IGCC | 0 | 0 | 0 | 0 | 0 | 0
DemandResponse | 0 | 0 | 0 | 0 | 0 | 0
IGCC-CCS | 0 | 0 | 0 | 0 | 0 | 0
WT_off | 0 | 0 | 599.06 | 599.06 | 599.06 | 599.06
PseudoUnit | 0 | 0 | 0 | 0 | 0 | 0
FixedInterchange | 0 | 0 | 0 | 0 | 0 | 0
Total Costs by Reporting Type: PJM_ROM
ReportingType | 2015 | 2020 | 2025 | 2030 | 2035 | 2040
BM | 10.17 | 19.49 | 19.49 | 19.49 | 19.49 | 19.49
CC | 1529.62 | 2024.69 | 2167.09 | 1740.82 | 2031.44 | 391.26
CSP | 0 | 0 | 0 | 0 | 0 | 0
CT | 1.52 | 1.82 | 2.16 | 1.93 | 0 | 0
Coal | 657.23 | 144.93 | 13.89 | 11.17 | 11.17 | 11.17
Geo | 0 | 0 | 0 | 0 | 0 | 0
H | 19.83 | 19.83 | 253 | 253 | 253 | 253
LFG | 47.04 | 132.66 | 132.66 | 131.08 | 128.72 | 75.37
Nuc | 1163.94 | 1194.41 | 1192.35 | 1199.5 | 963.59 | 5686.48
PS | 35.92 | 35.92 | 35.92 | 35.92 | 35.92 | 35.92
PV | 0.06 | 449.09 | 642.84 | 652.18 | 652.18 | 223.62
PeakG | 30.83 | 49.69 | 46.69 | 54.7 | 65.08 | 75.47
PeakO | 45.95 | 58.57 | 46.94 | 0 | 0 | 0
ST | 0 | 0 | 0 | 0 | 0 | 0
STOG | 212.25 | 305.54 | 0 | 0 | 0 | 0
STWD | 4.35 | 39.07 | 38.55 | 38.55 | 38.55 | 38.55
WT | 152.07 | 341.33 | 341.33 | 313.91 | 227.77 | 59.6
IGCC | 0 | 0 | 0 | 0 | 0 | 0
DemandResponse | 0 | 0 | 0 | 0 | 0 | 0
IGCC-CCS | 0 | 0 | 0 | 0 | 0 | 0
WT_off | 0 | 0 | 0 | 0 | 0 | 0
PseudoUnit | 0 | 0 | 0 | 0 | 0 | 0
FixedInterchange | 0 | 0 | 0 | 0 | 0 | 0
Total Costs by Reporting Type: PJM_ROR
ReportingType | 2015 | 2020 | 2025 | 2030 | 2035 | 2040
BM | 216.32 | 415.73 | 415.73 | 415.73 | 415.73 | 330.66
CC | 8906.3 | 10796.52 | 11427.61 | 10806.1 | 10006.76 | 589.73
CSP | 0 | 0 | 0 | 0 | 0 | 0
CT | 2.85 | 3.15 | 3.77 | 3.36 | 0 | 0
Coal | 13408.19 | 8718.47 | 1691.57 | 1084.26 | 1194.75 | 1165.8
Geo | 0 | 0 | 0 | 0 | 0 | 0
H | 26.17 | 207.89 | 207.89 | 207.89 | 207.89 | 207.89
LFG | 76.9 | 240.73 | 240.73 | 235.07 | 229.01 | 127.69
Nuc | 4607.58 | 4731.16 | 4718.65 | 4541.22 | 8457.53 | 20269.46
PS | 73.14 | 73.14 | 73.14 | 73.14 | 73.14 | 73.14
PV | 0.35 | 0.35 | 0.35 | 0.35 | 0.35 | 0.35
PeakG | 414.81 | 620.37 | 714.34 | 499.76 | 502.34 | 398.08
PeakO | 48.69 | 65.15 | 52.22 | 0 | 0 | 0
ST | 0 | 0 | 0 | 0 | 0 | 0
STOG | 123.21 | 178.56 | 0 | 0 | 0 | 0
STWD | 9.11 | 114.87 | 96.08 | 85.03 | 113.43 | 113.43
WT | 2217.8 | 2263.14 | 2357.5 | 10183.97 | 9075.93 | 9035.96
IGCC | 0 | 0 | 0 | 0 | 0 | 0
DemandResponse | 0 | 0 | 0 | 0 | 0 | 0
IGCC-CCS | 0 | 0 | 0 | 0 | 0 | 0
WT_off | 0 | 0 | 0 | 0 | 0 | 0
PseudoUnit | 0 | 0 | 0 | 0 | 0 | 0
FixedInterchange | 0 | 0 | 0 | 0 | 0 | 0
Total Costs by Reporting Type: SOCO
ReportingType | 2015 | 2020 | 2025 | 2030 | 2035 | 2040
BM | 29.34 | 36.63 | 48.54 | 56.71 | 56.71 | 52.01
CC | 9380.11 | 11261.14 | 11428.73 | 7175.91 | 2990.03 | 561.27
CSP | 0 | 0 | 0 | 0 | 0 | 0
CT | 0 | 0 | 0 | 0 | 0 | 0
Coal | 2920.13 | 1709.12 | 599.31 | 685.77 | 500.96 | 541.85
Geo | 0 | 0 | 0 | 0 | 0 | 0
H | 59.74 | 59.74 | 59.74 | 59.74 | 59.74 | 59.74
LFG | 4.47 | 4.47 | 37.19 | 37.19 | 37.19 | 37.19
Nuc | 1355.07 | 2993.98 | 3028.43 | 8842.08 | 12251.74 | 14969.69
PS | 39.76 | 39.76 | 39.76 | 39.76 | 39.76 | 39.76
PV | 0 | 0 | 0 | 0 | 0 | 0
PeakG | 238.36 | 380.88 | 362.82 | 8.22 | 7.39 | 14.51
PeakO | 0 | 0 | 0 | 0 | 0 | 0
ST | 0 | 0 | 0 | 0 | 0 | 0
STOG | 0 | 0 | 0 | 0 | 0 | 0
STWD | 44.75 | 65.76 | 81.53 | 341.55 | 425.48 | 327.64
WT | 0 | 0 | 0 | 0 | 0 | 0
IGCC | 0 | 0 | 0 | 0 | 0 | 0
DemandResponse | 0 | 0 | 0 | 0 | 0 | 0
IGCC-CCS | 0 | 0 | 0 | 0 | 0 | 0
WT_off | 0 | 0 | 0 | 0 | 0 | 0
PseudoUnit | 0 | 0 | 0 | 0 | 0 | 0
FixedInterchange | 0 | 0 | 0 | 0 | 0 | 0
Total Costs by Reporting Type: SPP_N
ReportingType | 2015 | 2020 | 2025 | 2030 | 2035 | 2040
BM | 0 | 0 | 0 | 0 | 0 | 0
CC | 545.72 | 1299.7 | 1419.9 | 1384.57 | 849.53 | 722.57
CSP | 0 | 0 | 0 | 0 | 0 | 0
CT | 0 | 0 | 0 | 0 | 0 | 0
Coal | 3553.61 | 2105.71 | 312.16 | 341.2 | 387.52 | 365.82
Geo | 0 | 0 | 0 | 0 | 0 | 0
H | 0.3 | 0.3 | 0.3 | 0.3 | 0.3 | 0.3
LFG | 0.85 | 0.85 | 30.03 | 30.03 | 30.03 | 30.03
Nuc | 256.73 | 266.63 | 271.39 | 655.01 | 3621.8 | 3621.8
PS | 0 | 0 | 0 | 0 | 0 | 0
PV | 0 | 0 | 0 | 0 | 0 | 0
PeakG | 78.36 | 117.69 | 106.28 | 114.58 | 105.7 | 105.7
PeakO | 34.89 | 44.84 | 35.94 | 35.94 | 35.94 | 0
ST | 0 | 0 | 0 | 0 | 0 | 0
STOG | 49.76 | 50.84 | 51.02 | 9.75 | 0 | 0
STWD | 0 | 0 | 0 | 0 | 0 | 0
WT | 42.04 | 2904.11 | 2904.11 | 2904.11 | 2904.06 | 386.79
IGCC | 0 | 0 | 0 | 0 | 0 | 0
DemandResponse | 0 | 0 | 0 | 0 | 0 | 0
IGCC-CCS | 0 | 0 | 0 | 0 | 0 | 0
WT_off | 0 | 0 | 0 | 0 | 0 | 0
PseudoUnit | 0 | 0 | 0 | 0 | 0 | 0
FixedInterchange | 0 | 0 | 0 | 0 | 0 | 0
Total Costs by Reporting Type: SPP_S
ReportingType | 2015 | 2020 | 2025 | 2030 | 2035 | 2040
BM | 0 | 0 | 0 | 0 | 0 | 0
CC | 2803.87 | 4161.05 | 4843.4 | 5273.57 | 3479.84 | 3292.21
CSP | 0 | 0 | 0 | 0 | 0 | 0
CT | 37.2 | 61.7 | 61.7 | 61.7 | 30.1 | 0
Coal | 4651.44 | 1526.26 | 387.94 | 302.46 | 302.46 | 302.46
Geo | 0 | 0 | 0 | 0 | 0 | 0
H | 30.03 | 30.03 | 30.03 | 30.03 | 61.32 | 61.32
LFG | 2.29 | 2.29 | 31.48 | 31.48 | 31.48 | 31.48
Nuc | 0.01 | 0.01 | 0.01 | 0.02 | 1322.13 | 1322.1
PS | 10.59 | 10.59 | 10.59 | 10.59 | 10.59 | 10.59
PV | 0 | 0 | 0 | 0 | 0 | 0
PeakG | 60.2 | 87.93 | 62.37 | 76.78 | 102.08 | 82.77
PeakO | 3.36 | 4.54 | 3.63 | 3.63 | 3.64 | 0
ST | 0 | 0 | 0 | 0 | 0 | 0
STOG | 428.73 | 400.1 | 394.32 | 283.51 | 0 | 0
STWD | 7.55 | 6.01 | 7.44 | 30.41 | 54.2 | 54.2
WT | 183.43 | 4108.82 | 4108.82 | 4108.82 | 4016.17 | 564.37
IGCC | 0 | 0 | 0 | 0 | 0 | 0
DemandResponse | 0 | 0 | 0 | 0 | 0 | 0
IGCC-CCS | 0 | 0 | 0 | 0 | 0 | 0
WT_off | 0 | 0 | 0 | 0 | 0 | 0
PseudoUnit | 0 | 0 | 0 | 0 | 0 | 0
FixedInterchange | 0 | 0 | 0 | 0 | 0 | 0
Total Costs by Reporting Type: TVA
ReportingType | 2015 | 2020 | 2025 | 2030 | 2035 | 2040
BM | 0 | 0 | 0 | 0 | 0 | 0
CC | 2211.14 | 3795.03 | 4555.12 | 4113.31 | 2590.33 | 931.74
CSP | 0 | 0 | 0 | 0 | 0 | 0
CT | 0 | 0 | 0 | 0 | 0 | 0
Coal | 2811.01 | 1977.31 | 47.16 | 0 | 0 | 0
Geo | 0 | 0 | 0 | 0 | 0 | 0
H | 72.8 | 72.8 | 72.8 | 82.09 | 82.09 | 82.09
LFG | 1.57 | 1.57 | 33.99 | 33.99 | 33.99 | 33.99
Nuc | 2533.71 | 2590.04 | 2579.4 | 2830.02 | 6876.16 | 7358.47
PS | 41.38 | 41.38 | 41.38 | 41.38 | 41.38 | 41.38
PV | 0 | 0 | 0 | 0 | 0 | 0
PeakG | 99.24 | 153.37 | 142.27 | 72.01 | 72.01 | 72.01
PeakO | 1.87 | 2.54 | 1.92 | 0 | 0 | 0
ST | 0 | 0 | 0 | 0 | 0 | 0
STOG | 0 | 0 | 0 | 0 | 0 | 0
STWD | 0.32 | 0.36 | 0.44 | 2.54 | 3 | 3
WT | 0.99 | 0.99 | 0.99 | 0.99 | 0.99 | 0.99
IGCC | 0 | 0 | 0 | 0 | 0 | 0
DemandResponse | 0 | 0 | 0 | 0 | 0 | 0
IGCC-CCS | 0 | 0 | 0 | 0 | 0 | 0
WT_off | 0 | 0 | 0 | 0 | 0 | 0
PseudoUnit | 0 | 0 | 0 | 0 | 0 | 0
FixedInterchange | 0 | 0 | 0 | 0 | 0 | 0
Total Costs by Reporting Type: TVA_Transmission
ReportingType | 2015 | 2020 | 2025 | 2030 | 2035 | 2040
BM | 0 | 0 | 0 | 0 | 0 | 0
CC | 0 | 0 | 0 | 0 | 0 | 0
CSP | 0 | 0 | 0 | 0 | 0 | 0
CT | 0 | 0 | 0 | 0 | 0 | 0
Coal | 0 | 0 | 0 | 0 | 0 | 0
Geo | 0 | 0 | 0 | 0 | 0 | 0
H | 0 | 0 | 0 | 0 | 0 | 0
LFG | 0 | 0 | 0 | 0 | 0 | 0
Nuc | 0 | 0 | 0 | 0 | 0 | 0
PS | 0 | 0 | 0 | 0 | 0 | 0
PV | 0 | 0 | 0 | 0 | 0 | 0
PeakG | 0 | 0 | 0 | 0 | 0 | 0
PeakO | 0 | 0 | 0 | 0 | 0 | 0
ST | 0 | 0 | 0 | 0 | 0 | 0
STOG | 0 | 0 | 0 | 0 | 0 | 0
STWD | 0 | 0 | 0 | 0 | 0 | 0
WT | 0 | 0 | 0 | 0 | 0 | 0
IGCC | 0 | 0 | 0 | 0 | 0 | 0
DemandResponse | 0 | 0 | 0 | 0 | 0 | 0
IGCC-CCS | 0 | 0 | 0 | 0 | 0 | 0
WT_off | 0 | 0 | 0 | 0 | 0 | 0
PseudoUnit | 0 | 0 | 0 | 0 | 0 | 0
FixedInterchange | 0 | 0 | 0 | 0 | 0 | 0
Total Costs by Reporting Type: VACAR
ReportingType | 2015 | 2020 | 2025 | 2030 | 2035 | 2040
BM | 0.93 | 0.93 | 352.81 | 352.81 | 352.81 | 426.9
CC | 7035.24 | 7802.51 | 8431.65 | 7528.88 | 4681.43 | 633.72
CSP | 0 | 0 | 0 | 0 | 0 | 0
CT | 73.03 | 74.81 | 88.48 | 0 | 0 | 0
Coal | 3358.89 | 1881.83 | 728.84 | 580.57 | 594.33 | 633.78
Geo | 0 | 0 | 0 | 0 | 0 | 0
H | 30.23 | 30.23 | 30.23 | 30.23 | 30.23 | 30.23
LFG | 7.71 | 40.25 | 40.25 | 40.25 | 40.18 | 20.68
Nuc | 2606.17 | 4424.34 | 4396.29 | 5738.39 | 10651.81 | 16302.29
PS | 62.1 | 62.1 | 62.1 | 62.1 | 62.1 | 62.1
PV | 0.24 | 40.33 | 40.33 | 40.33 | 40.33 | 2.24
PeakG | 155.46 | 239.41 | 213.61 | 148.21 | 77.45 | 81.35
PeakO | 36.13 | 46.34 | 37.33 | 0 | 0 | 0
ST | 0 | 0 | 0 | 0 | 0 | 0
STOG | 4.04 | 4.78 | 4.1 | 0 | 0 | 0
STWD | 173.41 | 172.57 | 173.58 | 129.98 | 173.58 | 146.94
WT | 0.22 | 838.93 | 838.93 | 838.93 | 838.73 | 98.34
IGCC | 0 | 0 | 0 | 0 | 0 | 0
DemandResponse | 0 | 0 | 0 | 0 | 0 | 0
IGCC-CCS | 0 | 0 | 0 | 0 | 0 | 0
WT_off | 0.59 | 0.59 | 0.59 | 0.59 | 0.05 | 0.05
PseudoUnit | 0 | 0 | 0 | 0 | 0 | 0
FixedInterchange | 0 | 0 | 0 | 0 | 0 | 0
Total Costs by Reporting Type: IESO
ReportingType | 2015 | 2020 | 2025 | 2030 | 2035 | 2040
BM | 177.6 | 177.6 | 177.6 | 177.6 | 177.6 | 177.6
CC | 231.31 | 193.58 | 193.58 | 193.58 | 193.58 | 0
CSP | 0 | 0 | 0 | 0 | 0 | 0
CT | 44.41 | 44.26 | 44.26 | 44.26 | 0 | 0
Coal | 0 | 0 | 0 | 0 | 0 | 0
Geo | 0 | 0 | 0 | 0 | 0 | 0
H | 123.83 | 123.83 | 123.83 | 123.83 | 123.83 | 123.83
LFG | 19.32 | 6.88 | 6.88 | 6.88 | 0 | 0
Nuc | 2988.75 | 2899.53 | 2851.59 | 2847.22 | 2620.03 | 2869.14
PS | 2.92 | 2.92 | 2.92 | 2.92 | 2.92 | 2.92
PV | 558.01 | 558.01 | 558.01 | 558.01 | 0.44 | 0.44
PeakG | 0 | 0 | 0 | 0 | 0 | 0
PeakO | 0 | 0 | 0 | 0 | 0 | 0
ST | 0 | 0 | 0 | 0 | 0 | 0
STOG | 0 | 0 | 0 | 0 | 0 | 0
STWD | 0 | 0 | 0 | 0 | 0 | 0
WT | 763.41 | 741.1 | 741.1 | 741.1 | 21.53 | 21.53
IGCC | 0 | 0 | 0 | 0 | 0 | 0
DemandResponse | 0 | 0 | 0 | 0 | 0 | 0
IGCC-CCS | 0 | 0 | 0 | 0 | 0 | 0
WT_off | 0 | 0 | 0 | 0 | 0 | 0
PseudoUnit | 0 | 0 | 0 | 0 | 0 | 0
FixedInterchange | 0 | 0 | 0 | 0 | 0 | 0
Total Costs by Reporting Type: MAPP_CA
ReportingType | 2015 | 2020 | 2025 | 2030 | 2035 | 2040
BM | 0 | 0 | 0 | 0 | 0 | 0
CC | 291.73 | 345.51 | 0 | 0 | 0 | 0
CSP | 0 | 0 | 0 | 0 | 0 | 0
CT | 0 | 0 | 0 | 0 | 0 | 0
Coal | 54.87 | 0 | 0 | 0 | 0 | 0
Geo | 0 | 0 | 0 | 0 | 0 | 0
H | 92.24 | 246.6 | 709.68 | 709.68 | 709.68 | 709.68
LFG | 0 | 0 | 0 | 0 | 0 | 0
Nuc | 0.01 | 0.02 | 0.01 | 0.01 | 0.08 | 0.01
PS | 0 | 0 | 0 | 0 | 0 | 0
PV | 0 | 0 | 0 | 0 | 0 | 0
PeakG | 18.53 | 16.96 | 0 | 0 | 0 | 0
PeakO | 0.09 | 0 | 0 | 0 | 0 | 0
ST | 0 | 0 | 0 | 0 | 0 | 0
STOG | 6.53 | 0 | 0 | 0 | 0 | 0
STWD | 0 | 0 | 0 | 0 | 0 | 0
WT | 105.14 | 105.14 | 105.14 | 105.14 | 9.42 | 0
IGCC | 0 | 0 | 0 | 0 | 0 | 0
DemandResponse | 0 | 0 | 0 | 0 | 0 | 0
IGCC-CCS | 0 | 0 | 0 | 0 | 0 | 0
WT_off | 0 | 0 | 0 | 0 | 0 | 0
PseudoUnit | 0 | 0 | 0 | 0 | 0 | 0
FixedInterchange | 0 | 0 | 0 | 0 | 0 | 0
Total Costs by Reporting Type: AZ_NM_SNV_Coal
ReportingType | 2015 | 2020 | 2025 | 2030 | 2035 | 2040
BM | 0 | 0 | 0 | 0 | 0 | 0
CC | 0 | 0 | 0 | 0 | 0 | 0
CSP | 0 | 0 | 0 | 0 | 0 | 0
CT | 0 | 0 | 0 | 0 | 0 | 0
Coal | 2883.74 | 3141.32 | 470.6 | 0 | 0 | 0
Geo | 0 | 0 | 0 | 0 | 0 | 0
H | 0 | 0 | 0 | 0 | 0 | 0
LFG | 0 | 0 | 0 | 0 | 0 | 0
Nuc | 0 | 0 | 0 | 0 | 0 | 0
PS | 0 | 0 | 0 | 0 | 0 | 0
PV | 0 | 0 | 0 | 0 | 0 | 0
PeakG | 0 | 0 | 0 | 0 | 0 | 0
PeakO | 0.7 | 0.92 | 0.82 | 0.82 | 0.82 | 0.82
ST | 0 | 0 | 0 | 0 | 0 | 0
STOG | 0 | 0 | 0 | 0 | 0 | 0
STWD | 0 | 0 | 0 | 0 | 0 | 0
WT | 0 | 0 | 0 | 0 | 0 | 0
IGCC | 0 | 0 | 0 | 0 | 0 | 0
DemandResponse | 0 | 0 | 0 | 0 | 0 | 0
IGCC-CCS | 0 | 0 | 0 | 0 | 0 | 0
WT_off | 0 | 0 | 0 | 0 | 0 | 0
PseudoUnit | 0 | 0 | 0 | 0 | 0 | 0
FixedInterchange | 0 | 0 | 0 | 0 | 0 | 0
Total Costs by Reporting Type: AZ_NM_SNV_Gas
ReportingType | 2015 | 2020 | 2025 | 2030 | 2035 | 2040
BM | 0 | 0 | 0 | 0 | 0 | 0
CC | 4213.17 | 3879.45 | 5082.14 | 2712.5 | 1093.2 | 524.48
CSP | 0 | 0 | 0 | 0 | 0 | 0
CT | 68.63 | 68.63 | 68.63 | 69.61 | 0 | 0
Coal | 0 | 0 | 0 | 0 | 0 | 0
Geo | 0 | 0 | 0 | 0 | 0 | 0
H | 0 | 0 | 0 | 0 | 0 | 0
LFG | 0 | 0 | 0 | 0 | 0 | 0
Nuc | 0 | 0 | 0 | 0 | 0 | 0
PS | 0 | 0 | 0 | 0 | 0 | 0
PV | 0 | 0 | 0 | 0 | 0 | 0
PeakG | 63.97 | 93.45 | 74.33 | 88.25 | 87.99 | 87.99
PeakO | 0 | 0 | 0 | 0 | 0 | 0
ST | 0 | 0 | 0 | 0 | 0 | 0
STOG | 0 | 0 | 0 | 0 | 0 | 0
STWD | 0 | 0 | 0 | 0 | 0 | 0
WT | 0 | 0 | 0 | 0 | 0 | 0
IGCC | 0 | 0 | 0 | 0 | 0 | 0
DemandResponse | 0 | 0 | 0 | 0 | 0 | 0
IGCC-CCS | 0 | 0 | 0 | 0 | 0 | 0
WT_off | 0 | 0 | 0 | 0 | 0 | 0
PseudoUnit | 0 | 0 | 0 | 0 | 0 | 0
FixedInterchange | 0 | 0 | 0 | 0 | 0 | 0
Total Costs by Reporting Type: AZ_NM_SNV_NucRenew
ReportingType | 2015 | 2020 | 2025 | 2030 | 2035 | 2040
BM | 0 | 0 | 0 | 0 | 0 | 0
CC | 0 | 0 | 0 | 0 | 0 | 0
CSP | 0 | 0 | 0 | 0 | 0 | 0
CT | 0 | 0 | 0 | 0 | 0 | 0
Coal | 0 | 0 | 0 | 0 | 0 | 0
Geo | 0 | 0 | 608.13 | 608.13 | 608.13 | 608.13
H | 44.6 | 44.6 | 44.6 | 44.6 | 44.6 | 44.6
LFG | 0.85 | 0.85 | 19.64 | 19.64 | 19.64 | 19.64
Nuc | 810.72 | 895.93 | 912.19 | 3594.08 | 6781.52 | 6781.52
PS | 5.13 | 5.13 | 5.13 | 5.13 | 5.13 | 5.13
PV | 37.26 | 37.26 | 37.26 | 37.26 | 2.38 | 2.38
PeakG | 0 | 0 | 0 | 0 | 0 | 0
PeakO | 0 | 0 | 0 | 0 | 0 | 0
ST | 119.29 | 263.37 | 318.66 | 256.58 | 217.31 | 97.06
STOG | 0 | 0 | 0 | 0 | 0 | 0
STWD | 12.81 | 13.02 | 12.82 | 12.82 | 12.82 | 12.82
WT | 31.87 | 2232.13 | 2232.13 | 2232.13 | 2217.84 | 252.05
IGCC | 0 | 0 | 0 | 0 | 0 | 0
DemandResponse | 0 | 0 | 0 | 0 | 0 | 0
IGCC-CCS | 0 | 0 | 0 | 0 | 0 | 0
WT_off | 0 | 0 | 0 | 0 | 0 | 0
PseudoUnit | 0 | 0 | 0 | 0 | 0 | 0
FixedInterchange | 0 | 0 | 0 | 0 | 0 | 0
Total Costs by Reporting Type: ERCOT
ReportingType | 2015 | 2020 | 2025 | 2030 | 2035 | 2040
BM | 76.49 | 76.66 | 80.42 | 148.83 | 148.83 | 1297.35
CC | 13032.73 | 15374.82 | 14123.94 | 14814.15 | 8525.76 | 5253.82
CSP | 0 | 0 | 0 | 0 | 0 | 0
CT | 22.65 | 22.89 | 23.55 | 26.23 | 0 | 0
Coal | 3439.44 | 2204.22 | 872.22 | 891.06 | 836.08 | 840.88
Geo | 0 | 0 | 0 | 0 | 0 | 0
H | 8.05 | 8.05 | 8.05 | 8.05 | 8.05 | 8.05
LFG | 9.06 | 9.06 | 115.9 | 115.9 | 115.9 | 115.9
Nuc | 1007.36 | 1174.9 | 1203.03 | 1751.13 | 9118.85 | 9669.24
PS | 0 | 0 | 0 | 0 | 0 | 0
PV | 5.14 | 5.14 | 5.14 | 5.14 | 0.01 | 0.01
PeakG | 80.63 | 119.86 | 116.18 | 131.7 | 140.8 | 157.98
PeakO | 1.29 | 1.86 | 1.53 | 0 | 0 | 0
ST | 0 | 0 | 0 | 0 | 0 | 0
STOG | 869.02 | 971.31 | 270.61 | 0 | 0 | 0
STWD | 0 | 0 | 0 | 0 | 0 | 0
WT | 388.45 | 388.45 | 2984.77 | 2984.77 | 2912.07 | 2912.02
IGCC | 0 | 0 | 0 | 0 | 0 | 0
DemandResponse | 0 | 0 | 0 | 0 | 0 | 0
IGCC-CCS | 0 | 0 | 0 | 0 | 0 | 0
WT_off | 0 | 0 | 0 | 0 | 0 | 0
PseudoUnit | 0 | 0 | 0 | 0 | 0 | 0
FixedInterchange | 0 | 0 | 0 | 0 | 0 | 0
Total Costs by Reporting Type: NP15
ReportingType | 2015 | 2020 | 2025 | 2030 | 2035 | 2040
BM | 0 | 0 | 0 | 0 | 0 | 0
CC | 3685.88 | 3902.16 | 4119.96 | 2243.03 | 1420.54 | 586.42
CSP | 0 | 0 | 0 | 0 | 0 | 0
CT | 19.28 | 19.28 | 19.28 | 19.28 | 0 | 0
Coal | 95.98 | 0 | 0 | 0 | 0 | 0
Geo | 100.91 | 385.96 | 385.96 | 385.96 | 385.96 | 199.59
H | 125.7 | 125.7 | 125.7 | 125.7 | 125.7 | 125.7
LFG | 10.26 | 140.57 | 203.76 | 203.76 | 203.76 | 119.5
Nuc | 495.59 | 560.5 | 540.7 | 4173.41 | 4593.23 | 4915.92
PS | 53.58 | 53.58 | 53.58 | 53.58 | 53.58 | 53.58
PV | 3.68 | 3.68 | 3.68 | 3.68 | 0.89 | 0.89
PeakG | 56.04 | 82.34 | 58.1 | 74.01 | 78.49 | 78.49
PeakO | 10.26 | 13.08 | 10.48 | 10.49 | 10.49 | 10.49
ST | 14.46 | 14.46 | 14.46 | 14.46 | 1.86 | 1.86
STOG | 127.78 | 70.12 | 52.68 | 0 | 0 | 0
STWD | 265.97 | 269.53 | 146.81 | 266.24 | 266.24 | 210.04
WT | 66.31 | 970.86 | 970.86 | 970.86 | 944.79 | 132.94
IGCC | 0 | 0 | 0 | 0 | 0 | 0
DemandResponse | 0 | 0 | 0 | 0 | 0 | 0
IGCC-CCS | 0 | 0 | 0 | 0 | 0 | 0
WT_off | 0 | 0 | 0 | 0 | 0 | 0
PseudoUnit | 0 | 0 | 0 | 0 | 0 | 0
FixedInterchange | 0 | 0 | 0 | 0 | 0 | 0
Total Costs by Reporting Type: NWPP_Coal
ReportingType | 2015 | 2020 | 2025 | 2030 | 2035 | 2040
BM | 0 | 0 | 0 | 0 | 0 | 0
CC | 0 | 0 | 0 | 0 | 0 | 0
CSP | 0 | 0 | 0 | 0 | 0 | 0
CT | 0 | 0 | 0 | 0 | 0 | 0
Coal | 2622.96 | 2286.71 | 183.42 | 146.39 | 94.71 | 114.25
Geo | 0 | 0 | 0 | 0 | 0 | 0
H | 0 | 0 | 0 | 0 | 0 | 0
LFG | 0 | 0 | 0 | 0 | 0 | 0
Nuc | 0 | 0 | 0 | 0 | 0 | 0
PS | 0 | 0 | 0 | 0 | 0 | 0
PV | 0 | 0 | 0 | 0 | 0 | 0
PeakG | 0 | 0 | 0 | 0 | 0 | 0
PeakO | 0 | 0 | 0 | 0 | 0 | 0
ST | 0 | 0 | 0 | 0 | 0 | 0
STOG | 0 | 0 | 0 | 0 | 0 | 0
STWD | 0 | 0 | 0 | 0 | 0 | 0
WT | 0 | 0 | 0 | 0 | 0 | 0
IGCC | 0 | 0 | 0 | 0 | 0 | 0
DemandResponse | 0 | 0 | 0 | 0 | 0 | 0
IGCC-CCS | 0 | 0 | 0 | 0 | 0 | 0
WT_off | 0 | 0 | 0 | 0 | 0 | 0
PseudoUnit | 0 | 0 | 0 | 0 | 0 | 0
FixedInterchange | 0 | 0 | 0 | 0 | 0 | 0
Total Costs by Reporting Type: NWPP_Gas
ReportingType | 2015 | 2020 | 2025 | 2030 | 2035 | 2040
BM | 0 | 0 | 0 | 0 | 0 | 0
CC | 2712.48 | 3177.59 | 3392.49 | 2144.25 | 159.26 | 0
CSP | 0 | 0 | 0 | 0 | 0 | 0
CT | 14.02 | 14.02 | 14.02 | 14.02 | 0 | 0
Coal | 0 | 0 | 0 | 0 | 0 | 0
Geo | 0 | 0 | 0 | 0 | 0 | 0
H | 0 | 0 | 0 | 0 | 0 | 0
LFG | 0 | 0 | 0 | 0 | 0 | 0
Nuc | 0 | 0 | 0 | 0 | 0 | 0
PS | 0 | 0 | 0 | 0 | 0 | 0
PV | 0 | 0 | 0 | 0 | 0 | 0
PeakG | 0 | 0 | 0 | 0 | 0 | 0
PeakO | 0 | 0 | 0 | 0 | 0 | 0
ST | 0 | 0 | 0 | 0 | 0 | 0
STOG | 0 | 0 | 0 | 0 | 0 | 0
STWD | 0 | 0 | 0 | 0 | 0 | 0
WT | 0 | 0 | 0 | 0 | 0 | 0
IGCC | 0 | 0 | 0 | 0 | 0 | 0
DemandResponse | 0 | 0 | 0 | 0 | 0 | 0
IGCC-CCS | 0 | 0 | 0 | 0 | 0 | 0
WT_off | 0 | 0 | 0 | 0 | 0 | 0
PseudoUnit | 0 | 0 | 0 | 0 | 0 | 0
FixedInterchange | 0 | 0 | 0 | 0 | 0 | 0
Total Costs by Reporting Type: NWPP_NucRenew
ReportingType | 2015 | 2020 | 2025 | 2030 | 2035 | 2040
BM | 17.16 | 21.92 | 35.02 | 35.02 | 35.02 | 35.02
CC | 0 | 0 | 0 | 0 | 0 | 0
CSP | 0 | 0 | 0 | 0 | 0 | 0
CT | 0 | 0 | 0 | 0 | 0 | 0
Coal | 0 | 0 | 0 | 0 | 0 | 0
Geo | 67.62 | 67.62 | 249.83 | 249.83 | 224.95 | 224.95
H | 480.54 | 480.54 | 480.54 | 480.54 | 595.74 | 595.74
LFG | 20.56 | 20.56 | 96.02 | 96.02 | 91 | 91
Nuc | 256.71 | 258.17 | 262.7 | 1480.66 | 1480.66 | 1541.12
PS | 6.12 | 6.12 | 6.12 | 6.12 | 6.12 | 6.12
PV | 0.04 | 0.04 | 0.04 | 0.04 | 0.04 | 0.04
PeakG | 0 | 0 | 0 | 0 | 0 | 0
PeakO | 0 | 0 | 0 | 0 | 0 | 0
ST | 0 | 0 | 0 | 0 | 0 | 0
STOG | 0 | 0 | 0 | 0 | 0 | 0
STWD | 17.98 | 22.5 | 329.12 | 329.12 | 329.12 | 329.12
WT | 467.97 | 467.97 | 467.97 | 467.97 | 229.12 | 229.12
IGCC | 0 | 0 | 0 | 0 | 0 | 0
DemandResponse | 0 | 0 | 0 | 0 | 0 | 0
IGCC-CCS | 0 | 0 | 0 | 0 | 0 | 0
WT_off | 0 | 0 | 0 | 0 | 0 | 0
PseudoUnit | 0 | 0 | 0 | 0 | 0 | 0
FixedInterchange | 0 | 0 | 0 | 0 | 0 | 0
Total Costs by Reporting Type: RMPA
ReportingType | 2015 | 2020 | 2025 | 2030 | 2035 | 2040
BM | 0 | 0 | 0 | 0 | 0 | 0
CC | 434.85 | 488.23 | 771.63 | 408.38 | 209.21 | 206.79
CSP | 0 | 0 | 0 | 0 | 0 | 0
CT | 16.21 | 16.21 | 16.21 | 16.21 | 0 | 0
Coal | 3032.21 | 3131.1 | 731.38 | 505.02 | 369.47 | 401.44
Geo | 0 | 10.94 | 1081.7 | 1081.7 | 1081.7 | 1074.86
H | 13.99 | 13.99 | 13.99 | 13.99 | 13.99 | 13.99
LFG | 1.17 | 1.17 | 10.12 | 10.12 | 9.84 | 9.84
Nuc | 0.01 | 0.01 | 0.01 | 1170.25 | 1170.28 | 1170.27
PS | 13.37 | 13.37 | 13.37 | 13.37 | 13.37 | 13.37
PV | 0.68 | 0.68 | 0.68 | 0.68 | 0.29 | 0.29
PeakG | 46.76 | 69.43 | 49.01 | 60.41 | 71.64 | 61.67
PeakO | 0 | 0 | 0 | 0 | 0 | 0
ST | 1.26 | 132.12 | 132.12 | 132.12 | 131 | 21.47
STOG | 0 | 0 | 0 | 0 | 0 | 0
STWD | 0 | 0 | 0 | 0 | 0 | 0
WT | 240.35 | 823.27 | 823.27 | 823.27 | 650.61 | 132.91
IGCC | 0 | 0 | 0 | 0 | 0 | 0
DemandResponse | 0 | 0 | 0 | 0 | 0 | 0
IGCC-CCS | 0 | 0 | 0 | 0 | 0 | 0
WT_off | 0 | 0 | 0 | 0 | 0 | 0
PseudoUnit | 0 | 0 | 0 | 0 | 0 | 0
FixedInterchange | 0 | 0 | 0 | 0 | 0 | 0
Total Costs by Reporting Type: SP15
ReportingType | 2015 | 2020 | 2025 | 2030 | 2035 | 2040
BM | 6.8 | 6.8 | 6.8 | 6.8 | 6.8 | 6.8
CC | 4573.56 | 4447.38 | 4673.7 | 3885.95 | 2798.75 | 3315.93
CSP | 0 | 0 | 0 | 0 | 0 | 0
CT | 0 | 0 | 0 | 0 | 0 | 0
Coal | 82.23 | 55.13 | 2.92 | 0 | 0 | 0
Geo | 104.52 | 713.94 | 713.94 | 699.68 | 699.68 | 328.75
H | 16.57 | 16.57 | 16.57 | 16.57 | 16.57 | 16.57
LFG | 29.05 | 219.63 | 219.63 | 219.4 | 217.54 | 94.59
Nuc | 508.22 | 539.82 | 519.92 | 522.86 | 522.86 | 1110.53
PS | 34.19 | 34.19 | 34.19 | 34.19 | 34.19 | 34.19
PV | 3.49 | 3.49 | 3.49 | 3.49 | 1.87 | 1.87
PeakG | 76.73 | 111.44 | 93.22 | 103.59 | 103.59 | 103.59
PeakO | 1.47 | 1.91 | 1.53 | 1.53 | 1.53 | 1.53
ST | 220.08 | 220.08 | 220.08 | 220.08 | 28.69 | 28.69
STOG | 404.3 | 371.93 | 282.19 | 0 | 0 | 0
STWD | 68.43 | 69.39 | 68.5 | 68.5 | 68.5 | 68.5
WT | 264.36 | 495.83 | 1991.7 | 3632.73 | 3439.47 | 3231.28
IGCC | 0 | 0 | 0 | 0 | 0 | 0
DemandResponse | 0 | 0 | 0 | 0 | 0 | 0
IGCC-CCS | 0 | 0 | 0 | 0 | 0 | 0
WT_off | 0 | 0 | 0 | 0 | 0 | 0
PseudoUnit | 0 | 0 | 0 | 0 | 0 | 0
FixedInterchange | 0 | 0 | 0 | 0 | 0 | 0
Total Costs by Reporting Type: ALB
ReportingType | 2015 | 2020 | 2025 | 2030 | 2035 | 2040
BM | 0 | 0 | 0 | 0 | 0 | 0
CC | 756.41 | 714.73 | 1071.97 | 478.74 | 16.54 | 0.19
CSP | 0 | 0 | 0 | 0 | 0 | 0
CT | 18.05 | 18.05 | 18.05 | 18.05 | 0 | 0
Coal | 2152.26 | 2681.67 | 3076.01 | 162.31 | 162.31 | 162.31
Geo | 0 | 0 | 0 | 0 | 0 | 0
H | 12.99 | 12.99 | 12.99 | 12.99 | 12.99 | 12.99
LFG | 1.21 | 1.21 | 1.21 | 1.21 | 1.21 | 1.21
Nuc | 0.01 | 0.01 | 0.01 | 4120.41 | 4120.41 | 4120.37
PS | 0 | 0 | 0 | 0 | 0 | 0
PV | 0 | 0 | 0 | 0 | 0 | 0
PeakG | 13.58 | 13.58 | 13.58 | 13.58 | 19.14 | 19.14
PeakO | 0 | 0 | 0 | 0 | 0 | 0
ST | 0 | 0 | 0 | 0 | 0 | 0
STOG | 0 | 0 | 0 | 0 | 0 | 0
STWD | 5.58 | 5.58 | 93.47 | 93.47 | 93.47 | 93.47
WT | 25.5 | 25.5 | 25.5 | 25.5 | 22.96 | 22.96
IGCC | 0 | 0 | 0 | 0 | 0 | 0
DemandResponse | 0 | 0 | 0 | 0 | 0 | 0
IGCC-CCS | 0 | 0 | 0 | 0 | 0 | 0
WT_off | 0 | 0 | 0 | 0 | 0 | 0
PseudoUnit | 0 | 0 | 0 | 0 | 0 | 0
FixedInterchange | 0 | 0 | 0 | 0 | 0 | 0
Total Costs by Reporting Type: BC
ReportingType | 2015 | 2020 | 2025 | 2030 | 2035 | 2040
BM | 0 | 0 | 0 | 0 | 0 | 0
CC | 80.49 | 95.77 | 0 | 0 | 0 | 0
CSP | 0 | 0 | 0 | 0 | 0 | 0
CT | 0 | 0 | 0 | 0 | 0 | 0
Coal | 0 | 0 | 0 | 0 | 0 | 0
Geo | 0 | 0 | 0 | 0 | 0 | 0
H | 173.22 | 173.22 | 173.22 | 173.22 | 173.22 | 173.22
LFG | 2.9 | 2.9 | 2.9 | 2.9 | 2.9 | 2.9
Nuc | 0.01 | 0.01 | 0.01 | 0.08 | 0.08 | 0.04
PS | 0 | 0 | 0 | 0 | 0 | 0
PV | 0 | 0 | 0 | 0 | 0 | 0
PeakG | 0 | 0 | 0 | 0 | 0 | 0
PeakO | 0 | 0 | 0 | 0 | 0 | 0
ST | 0 | 0 | 0 | 0 | 0 | 0
STOG | 0 | 0 | 0 | 0 | 0 | 0
STWD | 16.34 | 16.34 | 22.26 | 296.27 | 296.27 | 296.27
WT | 48.22 | 48.22 | 48.22 | 48.22 | 7.54 | 7.54
IGCC | 0 | 0 | 0 | 0 | 0 | 0
DemandResponse | 0 | 0 | 0 | 0 | 0 | 0
IGCC-CCS | 0 | 0 | 0 | 0 | 0 | 0
WT_off | 0 | 0 | 0 | 0 | 0 | 0
PseudoUnit | 0 | 0 | 0 | 0 | 0 | 0
FixedInterchange | 0 | 0 | 0 | 0 | 0 | 0
Total Costs by Reporting Type: HQ_IESO
ReportingType | 2015 | 2020 | 2025 | 2030 | 2035 | 2040
BM | 0 | 0 | 0 | 0 | 0 | 0
CC | 0 | 0 | 0 | 0 | 0 | 0
CSP | 0 | 0 | 0 | 0 | 0 | 0
CT | 0 | 0 | 0 | 0 | 0 | 0
Coal | 0 | 0 | 0 | 0 | 0 | 0
Geo | 0 | 0 | 0 | 0 | 0 | 0
H | 0 | 0 | 0 | 0 | 0 | 0
LFG | 0 | 0 | 0 | 0 | 0 | 0
Nuc | 0.01 | 0.01 | 0.01 | 0.01 | 0.01 | 0.01
PS | 0 | 0 | 0 | 0 | 0 | 0
PV | 0 | 0 | 0 | 0 | 0 | 0
PeakG | 0 | 0 | 0 | 0 | 0 | 0
PeakO | 0 | 0 | 0 | 0 | 0 | 0
ST | 0 | 0 | 0 | 0 | 0 | 0
STOG | 0 | 0 | 0 | 0 | 0 | 0
STWD | 0 | 0 | 0 | 0 | 0 | 0
WT | 0 | 0 | 0 | 0 | 0 | 0
IGCC | 0 | 0 | 0 | 0 | 0 | 0
DemandResponse | 0 | 0 | 0 | 0 | 0 | 0
IGCC-CCS | 0 | 0 | 0 | 0 | 0 | 0
WT_off | 0 | 0 | 0 | 0 | 0 | 0
PseudoUnit | 0 | 0 | 0 | 0 | 0 | 0
FixedInterchange | 0 | 0 | 0 | 0 | 0 | 0
Total Costs by Reporting Type: HQ_NEISO
ReportingType | 2015 | 2020 | 2025 | 2030 | 2035 | 2040
BM | 0 | 0 | 0 | 0 | 0 | 0
CC | 0 | 0 | 0 | 0 | 0 | 0
CSP | 0 | 0 | 0 | 0 | 0 | 0
CT | 0 | 0 | 0 | 0 | 0 | 0
Coal | 0 | 0 | 0 | 0 | 0 | 0
Geo | 0 | 0 | 0 | 0 | 0 | 0
H | 0 | 0 | 0 | 0 | 0 | 0
LFG | 0 | 0 | 0 | 0 | 0 | 0
Nuc | 0.01 | 0.01 | 0.01 | 0.01 | 0.04 | 0.04
PS | 0 | 0 | 0 | 0 | 0 | 0
PV | 0 | 0 | 0 | 0 | 0 | 0
PeakG | 0 | 0 | 0 | 0 | 0 | 0
PeakO | 0 | 0 | 0 | 0 | 0 | 0
ST | 0 | 0 | 0 | 0 | 0 | 0
STOG | 0 | 0 | 0 | 0 | 0 | 0
STWD | 0 | 0 | 0 | 0 | 0 | 0
WT | 0 | 0 | 0 | 0 | 0 | 0
IGCC | 0 | 0 | 0 | 0 | 0 | 0
DemandResponse | 0 | 0 | 0 | 0 | 0 | 0
IGCC-CCS | 0 | 0 | 0 | 0 | 0 | 0
WT_off | 0 | 0 | 0 | 0 | 0 | 0
PseudoUnit | 0 | 0 | 0 | 0 | 558.98 | 558.98
FixedInterchange | 0 | 0 | 0 | 0 | 0 | 0
Total Costs by Reporting Type: HQ_NY
ReportingType | 2015 | 2020 | 2025 | 2030 | 2035 | 2040
BM | 0 | 0 | 0 | 0 | 0 | 0
CC | 0 | 0 | 0 | 0 | 0 | 0
CSP | 0 | 0 | 0 | 0 | 0 | 0
CT | 0 | 0 | 0 | 0 | 0 | 0
Coal | 0 | 0 | 0 | 0 | 0 | 0
Geo | 0 | 0 | 0 | 0 | 0 | 0
H | 0 | 0 | 0 | 0 | 0 | 0
LFG | 0 | 0 | 0 | 0 | 0 | 0
Nuc | 0.01 | 0.01 | 0.01 | 0.01 | 0.08 | 0.05
PS | 0 | 0 | 0 | 0 | 0 | 0
PV | 0 | 0 | 0 | 0 | 0 | 0
PeakG | 0 | 0 | 0 | 0 | 0 | 0
PeakO | 0 | 0 | 0 | 0 | 0 | 0
ST | 0 | 0 | 0 | 0 | 0 | 0
STOG | 0 | 0 | 0 | 0 | 0 | 0
STWD | 0 | 0 | 0 | 0 | 0 | 0
WT | 0 | 0 | 0 | 0 | 0 | 0
IGCC | 0 | 0 | 0 | 0 | 0 | 0
DemandResponse | 0 | 0 | 0 | 0 | 0 | 0
IGCC-CCS | 0 | 0 | 0 | 0 | 0 | 0
WT_off | 0 | 0 | 0 | 0 | 0 | 0
PseudoUnit | 0 | 0 | 803.2 | 961.64 | 961.64 | 961.64
FixedInterchange | 0 | 0 | 0 | 0 | 0 | 0
Total Costs by Reporting Type: MARITIMES
ReportingType | 2015 | 2020 | 2025 | 2030 | 2035 | 2040
BM | 0 | 0 | 0 | 0 | 0 | 0
CC | 0 | 0 | 0 | 0 | 0 | 0
CSP | 0 | 0 | 0 | 0 | 0 | 0
CT | 0 | 0 | 0 | 0 | 0 | 0
Coal | 0 | 0 | 0 | 0 | 0 | 0
Geo | 0 | 0 | 0 | 0 | 0 | 0
H | 0 | 0 | 0 | 0 | 0 | 0
LFG | 0 | 0 | 0 | 0 | 0 | 0
Nuc | 0.01 | 0.01 | 0.01 | 0.01 | 0.04 | 0.04
PS | 0 | 0 | 0 | 0 | 0 | 0
PV | 0 | 0 | 0 | 0 | 0 | 0
PeakG | 0 | 0 | 0 | 0 | 0 | 0
PeakO | 0 | 0 | 0 | 0 | 0 | 0
ST | 0 | 0 | 0 | 0 | 0 | 0
STOG | 0 | 0 | 0 | 0 | 0 | 0
STWD | 0 | 0 | 0 | 0 | 0 | 0
WT | 0 | 0 | 0 | 0 | 0 | 0
IGCC | 0 | 0 | 0 | 0 | 0 | 0
DemandResponse | 0 | 0 | 0 | 0 | 0 | 0
IGCC-CCS | 0 | 0 | 0 | 0 | 0 | 0
WT_off | 0 | 0 | 0 | 0 | 0 | 0
PseudoUnit | 0 | 0 | 0 | 0 | 189.29 | 189.29
FixedInterchange | 0 | 0 | 0 | 0 | 0 | 0
Total Costs by Reporting Type: All
ReportingType | 2015 | 2020 | 2025 | 2030 | 2035 | 2040
BM | 832.52 | 1069.02 | 1318.28 | 1396.13 | 1526.25 | 3015.9
CC | 95441.22 | 122435.56 | 127148.51 | 103634.15 | 79557 | 32061.84
CSP | 0 | 0 | 0 | 0 | 0 | 0
CT | 660.91 | 731.82 | 753.27 | 572.88 | 31.65 | 2.94
Coal | 71585.53 | 41307.53 | 12384.73 | 7330.56 | 6907.74 | 7166.66
Geo | 277 | 1182.42 | 3043.51 | 3029.25 | 3004.37 | 2440.24
H | 1511 | 1847.44 | 2896.55 | 2905.83 | 3053.36 | 3053.36
LFG | 541.97 | 1179.23 | 1874.28 | 2100.22 | 2065.71 | 1653.67
Nuc | 27256.22 | 31348.27 | 33135.58 | 64512.59 | 99442.95 | 141863.55
PS | 517.25 | 517.25 | 517.25 | 517.25 | 517.25 | 517.25
PV | 639.15 | 1318.18 | 1546.23 | 1555.57 | 924.52 | 275.27
PeakG | 2341.6 | 3581.52 | 3157.07 | 2478.77 | 2425.73 | 2323.97
PeakO | 523.72 | 672.79 | 477.71 | 256.24 | 218.48 | 77.85
ST | 355.08 | 630.04 | 685.33 | 623.25 | 378.86 | 149.08
STOG | 2804.83 | 2904.07 | 1341.79 | 440.92 | 12.86 | 13.37
STWD | 1086.29 | 1045.45 | 1290.93 | 2137.94 | 2836.75 | 2461.08
WT | 8135.21 | 23209.43 | 34425.06 | 44250.65 | 39112.1 | 25759.47
IGCC | 464.39 | 501.41 | 320.46 | 253.93 | 245.48 | 245.48
DemandResponse | 0 | 0 | 0 | 0 | 0 | 0
IGCC-CCS | 0 | 0 | 0 | 0 | 0 | 0
WT_off | 308.81 | 308.81 | 907.86 | 907.86 | 624.09 | 624.09
PseudoUnit | 0 | 0 | 803.2 | 961.64 | 1709.91 | 1709.91
FixedInterchange | 0 | 0 | 0 | 0 | 0 | 0
Total Costs by Reporting Type: EI_US
ReportingType | 2015 | 2020 | 2025 | 2030 | 2035 | 2040
BM | 554.48 | 786.04 | 1018.44 | 1027.88 | 1157.99 | 1499.12
CC | 65428.61 | 89816.33 | 93719.1 | 76753.57 | 65140.16 | 22174.2
CSP | 0 | 0 | 0 | 0 | 0 | 0
CT | 457.65 | 528.47 | 549.26 | 365.21 | 31.65 | 2.94
Coal | 57221.84 | 27807.38 | 7048.17 | 5625.78 | 5445.18 | 5647.79
Geo | 3.95 | 3.95 | 3.95 | 3.95 | 3.95 | 3.95
H | 419.29 | 601.36 | 1187.39 | 1196.67 | 1229 | 1229
LFG | 447.6 | 776.41 | 1198.22 | 1424.4 | 1403.92 | 1199.08
Nuc | 21188.81 | 25019.36 | 26845.39 | 44852.47 | 69034.93 | 109685.38
PS | 401.94 | 401.94 | 401.94 | 401.94 | 401.94 | 401.94
PV | 30.85 | 709.87 | 937.93 | 947.27 | 918.59 | 269.34
PeakG | 1985.34 | 3074.46 | 2752.64 | 2007.23 | 1924.09 | 1815.11
PeakO | 509.91 | 655.02 | 463.35 | 243.4 | 205.64 | 65.02
ST | 0 | 0 | 0 | 0 | 0 | 0
STOG | 1397.21 | 1490.7 | 736.31 | 440.92 | 12.86 | 13.37
STWD | 699.19 | 649.11 | 617.95 | 1071.51 | 1770.32 | 1450.86
WT | 5733.61 | 16910.95 | 24034.4 | 32218.96 | 28656.76 | 18817.12
IGCC | 464.39 | 501.41 | 320.46 | 253.93 | 245.48 | 245.48
DemandResponse | 0 | 0 | 0 | 0 | 0 | 0
IGCC-CCS | 0 | 0 | 0 | 0 | 0 | 0
WT_off | 308.81 | 308.81 | 907.86 | 907.86 | 624.09 | 624.09
PseudoUnit | 0 | 0 | 803.2 | 961.64 | 1709.91 | 1709.91
FixedInterchange | 0 | 0 | 0 | 0 | 0 | 0
Total Costs by Reporting Type: EI_Canada
ReportingType | 2015 | 2020 | 2025 | 2030 | 2035 | 2040
BM | 177.6 | 177.6 | 177.6 | 177.6 | 177.6 | 177.6
CC | 523.03 | 539.09 | 193.58 | 193.58 | 193.58 | 0
CSP | 0 | 0 | 0 | 0 | 0 | 0
CT | 44.41 | 44.26 | 44.26 | 44.26 | 0 | 0
Coal | 54.87 | 0 | 0 | 0 | 0 | 0
Geo | 0 | 0 | 0 | 0 | 0 | 0
H | 216.06 | 370.43 | 833.51 | 833.51 | 833.51 | 833.51
LFG | 19.32 | 6.88 | 6.88 | 6.88 | 0 | 0
Nuc | 2988.77 | 2899.56 | 2851.62 | 2847.24 | 2620.13 | 2869.16
PS | 2.92 | 2.92 | 2.92 | 2.92 | 2.92 | 2.92
PV | 558.01 | 558.01 | 558.01 | 558.01 | 0.44 | 0.44
PeakG | 18.53 | 16.96 | 0 | 0 | 0 | 0
PeakO | 0.09 | 0 | 0 | 0 | 0 | 0
ST | 0 | 0 | 0 | 0 | 0 | 0
STOG | 6.53 | 0 | 0 | 0 | 0 | 0
STWD | 0 | 0 | 0 | 0 | 0 | 0
WT | 868.55 | 846.24 | 846.24 | 846.24 | 30.94 | 21.53
IGCC | 0 | 0 | 0 | 0 | 0 | 0
DemandResponse | 0 | 0 | 0 | 0 | 0 | 0
IGCC-CCS | 0 | 0 | 0 | 0 | 0 | 0
WT_off | 0 | 0 | 0 | 0 | 0 | 0
PseudoUnit | 0 | 0 | 0 | 0 | 0 | 0
FixedInterchange | 0 | 0 | 0 | 0 | 0 | 0
Total Costs by Reporting Type: EI
ReportingType | 2015 | 2020 | 2025 | 2030 | 2035 | 2040
BM | 732.08 | 963.64 | 1196.04 | 1205.48 | 1335.6 | 1676.73
CC | 65951.65 | 90355.42 | 93912.68 | 76947.15 | 65333.74 | 22174.2
CSP | 0 | 0 | 0 | 0 | 0 | 0
CT | 502.06 | 572.73 | 593.52 | 409.47 | 31.65 | 2.94
Coal | 57276.71 | 27807.38 | 7048.17 | 5625.78 | 5445.18 | 5647.79
Geo | 3.95 | 3.95 | 3.95 | 3.95 | 3.95 | 3.95
H | 635.35 | 971.79 | 2020.9 | 2030.18 | 2062.51 | 2062.51
LFG | 466.92 | 783.29 | 1205.11 | 1431.28 | 1403.92 | 1199.08
Nuc | 24177.58 | 27918.92 | 29697.01 | 47699.71 | 71655.06 | 112554.54
PS | 404.86 | 404.86 | 404.86 | 404.86 | 404.86 | 404.86
PV | 588.85 | 1267.88 | 1495.93 | 1505.27 | 919.03 | 269.79
PeakG | 2003.88 | 3091.41 | 2752.64 | 2007.23 | 1924.09 | 1815.11
PeakO | 510 | 655.02 | 463.35 | 243.4 | 205.64 | 65.02
ST | 0 | 0 | 0 | 0 | 0 | 0
STOG | 1403.74 | 1490.7 | 736.31 | 440.92 | 12.86 | 13.37
STWD | 699.19 | 649.11 | 617.95 | 1071.51 | 1770.32 | 1450.86
WT | 6602.17 | 17757.19 | 24880.64 | 33065.19 | 28687.71 | 18838.64
IGCC | 464.39 | 501.41 | 320.46 | 253.93 | 245.48 | 245.48
DemandResponse | 0 | 0 | 0 | 0 | 0 | 0
IGCC-CCS | 0 | 0 | 0 | 0 | 0 | 0
WT_off | 308.81 | 308.81 | 907.86 | 907.86 | 624.09 | 624.09
PseudoUnit | 0 | 0 | 803.2 | 961.64 | 1709.91 | 1709.91
FixedInterchange | 0 | 0 | 0 | 0 | 0 | 0
Total Costs by Reporting Type: Outside_EI
ReportingType | 2015 | 2020 | 2025 | 2030 | 2035 | 2040
BM | 100.44 | 105.38 | 122.24 | 190.65 | 190.65 | 1339.17
CC | 29489.57 | 32080.14 | 33235.83 | 26687 | 14223.25 | 9887.64
CSP | 0 | 0 | 0 | 0 | 0 | 0
CT | 158.85 | 159.09 | 159.75 | 163.41 | 0 | 0
Coal | 14308.82 | 13500.15 | 5336.56 | 1704.78 | 1462.56 | 1518.88
Geo | 273.05 | 1178.47 | 3039.56 | 3025.3 | 3000.42 | 2436.29
H | 875.65 | 875.65 | 875.65 | 875.65 | 990.86 | 990.86
LFG | 75.05 | 395.94 | 669.18 | 668.95 | 661.79 | 454.58
Nuc | 3078.63 | 3429.35 | 3438.57 | 16812.88 | 27787.89 | 29309.01
PS | 112.39 | 112.39 | 112.39 | 112.39 | 112.39 | 112.39
PV | 50.3 | 50.3 | 50.3 | 50.3 | 5.49 | 5.49
PeakG | 337.73 | 490.1 | 404.43 | 471.54 | 501.64 | 508.85
PeakO | 13.72 | 17.77 | 14.36 | 12.84 | 12.84 | 12.84
ST | 355.08 | 630.04 | 685.33 | 623.25 | 378.86 | 149.08
STOG | 1401.09 | 1413.37 | 605.48 | 0 | 0 | 0
STWD | 387.1 | 396.35 | 672.99 | 1066.43 | 1066.43 | 1010.22
WT | 1533.05 | 5452.24 | 9544.42 | 11185.46 | 10424.39 | 6920.83
IGCC | 0 | 0 | 0 | 0 | 0 | 0
DemandResponse | 0 | 0 | 0 | 0 | 0 | 0
IGCC-CCS | 0 | 0 | 0 | 0 | 0 | 0
WT_off | 0 | 0 | 0 | 0 | 0 | 0
PseudoUnit | 0 | 0 | 0 | 0 | 0 | 0
FixedInterchange | 0 | 0 | 0 | 0 | 0 | 0
#15 A | RPS Generation Compliance Payments ($)
RPS Program | 2015 | 2020 | 2025 | 2030 | 2035 | 2040
NEISO | 0 | 0 | 0 | 0 | 0 | 0
CA | 1535.98 | 0 | 0 | 0 | 0 | 0
NWPP | 0 | 0 | 0 | 0 | 0 | 0
PJM | 0 | 59.55 | 0 | 0 | 0 | 0
US | 0 | 0 | 0 | 0 | 0 | 0
PJM_Solar | 344.95 | 0 | 0 | 0 | 0 | 0
MA_Solar | 154.17 | 10.93 | 0 | 0 | 0 | 0
NH_Solar | 10.39 | 0.7 | 0 | 0 | 0 | 0
MRETS_Solar | 0 | 0 | 0 | 0 | 0 | 0
AZNMSNV | 200.79 | 0 | 0 | 0 | 0 | 0
AZNMSNV_Solar | 39.19 | 0 | 0 | 0 | 0 | 0
MRETS | 0 | 0 | 0 | 0 | 0 | 0
MI | 23.89 | 0 | 0 | 0 | 0 | 0
Ohio | 0 | 0 | 0 | 0 | 0 | 0
Ohio_Solar | 49.54 | 0 | 0 | 0 | 0 | 0
MOKSOKNE | 95.67 | 0 | 0 | 0 | 0 | 0
MO_Solar | 27.55 | 0 | 0 | 0 | 0 | 0
NC | 730.75 | 0 | 0 | 0 | 0 | 0
NC_Solar | 25.02 | 0 | 0 | 0 | 0 | 0
CO | 6.25 | 0 | 0 | 0 | 0 | 0
CO_Solar | 175.62 | 0 | 0 | 0 | 0 | 0
NY | 0 | 0 | 0 | 0 | 0 | 0
TX | 0 | 0 | 0 | 0 | 0 | 0
#15 B | RPS Capacity Compliance Payments ($)
RPS Program | 2015 | 2020 | 2025 | 2030 | 2035 | 2040
NEISO | 0 | 0 | 0 | 0 | 0 | 0
CA | 0 | 0 | 0 | 0 | 0 | 0
NWPP | 0 | 0 | 0 | 0 | 0 | 0
PJM | 0 | 0 | 0 | 0 | 0 | 0
US | 0 | 0 | 0 | 0 | 0 | 0
PJM_Solar | 0 | 0 | 0 | 0 | 0 | 0
MA_Solar | 0 | 0 | 0 | 0 | 0 | 0
NH_Solar | 0 | 0 | 0 | 0 | 0 | 0
MRETS_Solar | 0 | 0 | 0 | 0 | 0 | 0
AZNMSNV | 0 | 0 | 0 | 0 | 0 | 0
AZNMSNV_Solar | 0 | 0 | 0 | 0 | 0 | 0
MRETS | 0 | 0 | 0 | 0 | 0 | 0
MI | 0 | 0 | 0 | 0 | 0 | 0
Ohio | 0 | 0 | 0 | 0 | 0 | 0
Ohio_Solar | 0 | 0 | 0 | 0 | 0 | 0
MOKSOKNE | 0 | 0 | 0 | 0 | 0 | 0
MO_Solar | 0 | 0 | 0 | 0 | 0 | 0
NC | 0 | 0 | 0 | 0 | 0 | 0
NC_Solar | 0 | 0 | 0 | 0 | 0 | 0
CO | 0 | 0 | 0 | 0 | 0 | 0
CO_Solar | 0 | 0 | 0 | 0 | 0 | 0
NY | 0 | 0 | 0 | 0 | 0 | 0
TX | 0 | 0 | 0 | 0 | 0 | 0
#16a | Transmission Costs ($million) [excludes shadow cost]
Transmission Costs: Entergy
Cost | 2015 | 2020 | 2025 | 2030 | 2035 | 2040
a. Wheel Share | 5.02 | 13.12 | 12.1 | 20.54 | 8.33 | 27.16
b. Friction Share | 8.35 | 20.47 | 19.06 | 21.21 | 12.45 | 40.29
Transmission Costs: FRCC
Cost | 2015 | 2020 | 2025 | 2030 | 2035 | 2040
a. Wheel Share | 2.12 | 2.2 | 1.19 | 1.11 | 1.87 | 37.27
b. Friction Share | 2.12 | 2.2 | 1.19 | 1.74 | 2.06 | 40.33
Transmission Costs: MAPP_US
Cost | 2015 | 2020 | 2025 | 2030 | 2035 | 2040
a. Wheel Share | 2.44 | 40.91 | 54.68 | 55.79 | 59.82 | 60.64
b. Friction Share | 1.93 | 30.28 | 40.53 | 41.3 | 44.6 | 45.93
Transmission Costs: MISO_IN
Cost | 2015 | 2020 | 2025 | 2030 | 2035 | 2040
a. Wheel Share | 1.85 | 3.71 | 18.83 | 3.35 | 2.21 | 2.75
b. Friction Share | 1.93 | 10.08 | 17.85 | 3.07 | 5.48 | 10.78
Transmission Costs: MISO_MI
Cost | 2015 | 2020 | 2025 | 2030 | 2035 | 2040
a. Wheel Share | 16.12 | 16.12 | 16.12 | 16.12 | 16.12 | 16.12
b. Friction Share | 40.46 | 43.61 | 42.94 | 40.88 | 40.9 | 49.32
Transmission Costs: MISO_MO-IL
Cost | 2015 | 2020 | 2025 | 2030 | 2035 | 2040
a. Wheel Share | 2.87 | 0.93 | 2.52 | 10.89 | 3.43 | 17.7
b. Friction Share | 5.02 | 3.16 | 5.63 | 7.62 | 6.24 | 32.78
Transmission Costs: MISO_W
Cost | 2015 | 2020 | 2025 | 2030 | 2035 | 2040
a. Wheel Share | 3.43 | 28.81 | 23.85 | 23.1 | 25.77 | 27.54
b. Friction Share | 7.61 | 26.55 | 26.79 | 23.53 | 27.57 | 28.62
Transmission Costs: MISO_WUMS
Cost | 2015 | 2020 | 2025 | 2030 | 2035 | 2040
a. Wheel Share | 0 | 0 | 0 | 0 | 0 | 0
b. Friction Share | 7.18 | 9.33 | 13.98 | 5.84 | 2.64 | 3.55
Transmission Costs: Nebraska
Cost | 2015 | 2020 | 2025 | 2030 | 2035 | 2040
a. Wheel Share | 2.05 | 10.03 | 29.33 | 32.99 | 34.47 | 38.22
b. Friction Share | 2.03 | 8.93 | 23.86 | 26.22 | 26.56 | 31.46
Transmission Costs: NEISO
Cost | 2015 | 2020 | 2025 | 2030 | 2035 | 2040
a. Wheel Share | 0 | 0 | 0 | 0 | 0 | 0
b. Friction Share | 2.64 | 4.17 | 11.15 | 17.9 | 22.21 | 22.07
Transmission Costs: NonRTO_Midwest
Cost | 2015 | 2020 | 2025 | 2030 | 2035 | 2040
a. Wheel Share | 1.91 | 3.78 | 18.98 | 3.51 | 2.21 | 3.46
b. Friction Share | 1.18 | 2.32 | 11.48 | 2.21 | 3.68 | 5.61
Transmission Costs: NYISO_A-F
Cost | 2015 | 2020 | 2025 | 2030 | 2035 | 2040
a. Wheel Share | 17.11 | 18.06 | 33.86 | 29.84 | 33.86 | 36.55
b. Friction Share | 39.79 | 40.47 | 50.37 | 50.3 | 55.3 | 58.92
Transmission Costs: NYISO_G-I
Cost | 2015 | 2020 | 2025 | 2030 | 2035 | 2040
a. Wheel Share | 2.51 | 3.94 | 14.05 | 17.22 | 19.31 | 20.59
b. Friction Share | 2.62 | 3.66 | 11.97 | 15.79 | 18.78 | 19.97
Transmission Costs: NYISO_J-K
Cost | 2015 | 2020 | 2025 | 2030 | 2035 | 2040
a. Wheel Share | 0.43 | 0.75 | 1.38 | 2.23 | 1.34 | 2.21
b. Friction Share | 1.69 | 3.19 | 8.07 | 11.08 | 10.45 | 10.55
Transmission Costs: PJM_E
Cost | 2015 | 2020 | 2025 | 2030 | 2035 | 2040
a. Wheel Share | 2.94 | 4.69 | 15.42 | 19.46 | 20.65 | 22.8
b. Friction Share | 1.82 | 2.95 | 9.52 | 11.84 | 12.46 | 14.42
Transmission Costs: PJM_ROM
Cost | 2015 | 2020 | 2025 | 2030 | 2035 | 2040
a. Wheel Share | 2.04 | 2.95 | 18.74 | 14.73 | 18.74 | 21.44
b. Friction Share | 1.61 | 2.07 | 11.65 | 9.11 | 11.52 | 14.72
Transmission Costs: PJM_ROR
Cost | 2015 | 2020 | 2025 | 2030 | 2035 | 2040
a. Wheel Share | 20.72 | 9.12 | 13.78 | 21.93 | 7.74 | 11.43
b. Friction Share | 34.73 | 32.95 | 46.07 | 33.25 | 23.68 | 51.61
Transmission Costs: SOCO
Cost | 2015 | 2020 | 2025 | 2030 | 2035 | 2040
a. Wheel Share | 8.91 | 10.22 | 8.75 | 4.01 | 5.03 | 63.09
b. Friction Share | 14.05 | 15.98 | 14.02 | 6.69 | 6.79 | 72.78
Transmission Costs: SPP_N
Cost | 2015 | 2020 | 2025 | 2030 | 2035 | 2040
a. Wheel Share | 1.66 | 8.28 | 7.44 | 10.63 | 8.69 | 21.3
b. Friction Share | 1.63 | 12.58 | 11.25 | 14.41 | 12.31 | 27.4
Transmission Costs: SPP_S
Cost | 2015 | 2020 | 2025 | 2030 | 2035 | 2040
a. Wheel Share | 0.82 | 2.19 | 3.1 | 5 | 5.98 | 13.41
b. Friction Share | 1.43 | 3.45 | 4.91 | 7.74 | 9.86 | 21.82
Transmission Costs: TVA
Cost | 2015 | 2020 | 2025 | 2030 | 2035 | 2040
a. Wheel Share | 0.71 | 2.11 | 1.35 | 0.24 | 2.59 | 2.62
b. Friction Share | 0.91 | 2.64 | 1.71 | 0.33 | 3.25 | 3.35
Transmission Costs: TVA_Transmission
Cost | 2015 | 2020 | 2025 | 2030 | 2035 | 2040
a. Wheel Share | 7.68 | 0.88 | 7.31 | 6.62 | 1.97 | 25.45
b. Friction Share | 6.6 | 1.01 | 8.45 | 6.66 | 2.58 | 34.1
Transmission Costs: VACAR
Cost | 2015 | 2020 | 2025 | 2030 | 2035 | 2040
a. Wheel Share | 17.35 | 10.33 | 12.89 | 18.17 | 7.16 | 15.33
b. Friction Share | 19.11 | 12.41 | 15.96 | 20.19 | 13.11 | 37.41
Transmission Costs: IESO
Cost | 2015 | 2020 | 2025 | 2030 | 2035 | 2040
a. Wheel Share | 34.7 | 34.75 | 34.75 | 34.75 | 34.75 | 34.75
b. Friction Share | 86.77 | 86.89 | 86.89 | 86.89 | 86.89 | 86.89
Transmission Costs: MAPP_CA
Cost | 2015 | 2020 | 2025 | 2030 | 2035 | 2040
a. Wheel Share | 2.32 | 3.84 | 3.45 | 3.15 | 3.66 | 5.87
b. Friction Share | 5.8 | 6.98 | 6.68 | 6.46 | 6.86 | 8.52
Transmission Costs: AZ_NM_SNV_Coal
Cost | 2015 | 2020 | 2025 | 2030 | 2035 | 2040
a. Wheel Share | 21.13 | 20.93 | 7.91 | 3.88 | 7.36 | 13.93
b. Friction Share | 35.74 | 35.47 | 13.93 | 7.19 | 12.98 | 23.89
Transmission Costs: AZ_NM_SNV_Gas
Cost | 2015 | 2020 | 2025 | 2030 | 2035 | 2040
a. Wheel Share | 10.42 | 8.89 | 8.48 | 3.12 | 0.73 | 0.14
b. Friction Share | 17.72 | 15.08 | 14.49 | 5.34 | 1.25 | 0.24
Transmission Costs: AZ_NM_SNV_NucRenew
Cost | 2015 | 2020 | 2025 | 2030 | 2035 | 2040
a. Wheel Share | 20.27 | 20.66 | 20.89 | 18.4 | 42.81 | 44.15
b. Friction Share | 33.96 | 34.76 | 35.22 | 31.25 | 72.04 | 74.25
Transmission Costs: ERCOT
Cost | 2015 | 2020 | 2025 | 2030 | 2035 | 2040
a. Wheel Share | 0.25 | 0.47 | 1.12 | 2.41 | 3.49 | 6.73
b. Friction Share | 0.37 | 0.7 | 1.78 | 3.72 | 5.68 | 10.78
Transmission Costs: NP15
Cost | 2015 | 2020 | 2025 | 2030 | 2035 | 2040
a. Wheel Share | 5.52 | 1.28 | 0.78 | 0.11 | 0.08 | 0.93
b. Friction Share | 9.26 | 2.23 | 1.41 | 0.34 | 0.26 | 1.65
Transmission Costs: NWPP_Coal
Cost | 2015 | 2020 | 2025 | 2030 | 2035 | 2040
a. Wheel Share | 47.24 | 27.55 | 12.41 | 9.49 | 24.95 | 35.41
b. Friction Share | 79.97 | 47.15 | 21.96 | 17.05 | 42.69 | 60.12
Transmission Costs: NWPP_Gas
Cost | 2015 | 2020 | 2025 | 2030 | 2035 | 2040
a. Wheel Share | 0 | 0 | 0 | 0 | 0 | 0
b. Friction Share | 0.27 | 0.27 | 0.27 | 0.13 | 0.01 | 0
Transmission Costs: NWPP_NucRenew
Cost | 2015 | 2020 | 2025 | 2030 | 2035 | 2040
a. Wheel Share | 0 | 0 | 0 | 0 | 0 | 0
b. Friction Share | 0.96 | 0.96 | 1.02 | 1.1 | 1.1 | 1.1
Transmission Costs: RMPA
Cost | 2015 | 2020 | 2025 | 2030 | 2035 | 2040
a. Wheel Share | 1.05 | 7.43 | 8.73 | 9.17 | 7.53 | 14.39
b. Friction Share | 1.71 | 8.17 | 9.74 | 10.42 | 9.81 | 21.82
Transmission Costs: SP15
Cost | 2015 | 2020 | 2025 | 2030 | 2035 | 2040
a. Wheel Share | 91.22 | 72.54 | 35.13 | 24.02 | 51.8 | 52.88
b. Friction Share | 152.09 | 120.99 | 58.66 | 40.18 | 86.45 | 88.22
Transmission Costs: ALB
Cost | 2015 | 2020 | 2025 | 2030 | 2035 | 2040
a. Wheel Share | 3.93 | 1.49 | 1.97 | 10.36 | 8.96 | 7.07
b. Friction Share | 6.55 | 2.48 | 3.29 | 17.27 | 14.93 | 11.78
Transmission Costs: BC
Cost | 2015 | 2020 | 2025 | 2030 | 2035 | 2040
a. Wheel Share | 3.93 | 2.97 | 3.08 | 12.19 | 17.06 | 23.9
b. Friction Share | 6.55 | 4.95 | 5.13 | 20.31 | 28.43 | 39.84
Transmission Costs: HQ_IESO
Cost | 2015 | 2020 | 2025 | 2030 | 2035 | 2040
a. Wheel Share | 0 | 0 | 0 | 0 | 0 | 0
b. Friction Share | 0.01 | 0.01 | 0.01 | 0.01 | 0.01 | 0.01
Transmission Costs: HQ_NEISO
Cost | 2015 | 2020 | 2025 | 2030 | 2035 | 2040
a. Wheel Share | 0 | 0 | 0 | 0 | 0 | 0
b. Friction Share | 0.11 | 0.11 | 0.11 | 0.11 | 0.16 | 0.16
Transmission Costs: HQ_NY
Cost | 2015 | 2020 | 2025 | 2030 | 2035 | 2040
a. Wheel Share | 0 | 0 | 0 | 0 | 0 | 0
b. Friction Share | 0.03 | 0.03 | 0.11 | 0.12 | 0.12 | 0.12
Transmission Costs: MARITIMES
Cost | 2015 | 2020 | 2025 | 2030 | 2035 | 2040
a. Wheel Share | 0 | 0 | 0 | 0 | 0 | 0
b. Friction Share | 0.05 | 0.05 | 0.05 | 0.05 | 0.07 | 0.07
Transmission Costs: All
Cost | 2015 | 2020 | 2025 | 2030 | 2035 | 2040
a. Wheel Share | 362.68 | 395.93 | 454.35 | 448.53 | 490.47 | 727.24
b. Friction Share | 644.36 | 661.75 | 669.15 | 626.86 | 744.23 | 1107.26
Transmission Costs: EI_US
Cost | 2015 | 2020 | 2025 | 2030 | 2035 | 2040
a. Wheel Share | 120.68 | 193.13 | 315.65 | 317.48 | 287.29 | 487.09
b. Friction Share | 206.64 | 294.67 | 408.68 | 379.18 | 374.84 | 678.14
Transmission Costs: EI_Canada
Cost | 2015 | 2020 | 2025 | 2030 | 2035 | 2040
a. Wheel Share | 37.02 | 38.6 | 38.2 | 37.9 | 38.41 | 40.62
b. Friction Share | 92.58 | 93.88 | 93.58 | 93.36 | 93.76 | 95.43
Transmission Costs: EI
Cost | 2015 | 2020 | 2025 | 2030 | 2035 | 2040
a. Wheel Share | 157.7 | 231.72 | 353.85 | 355.38 | 325.7 | 527.71
b. Friction Share | 299.22 | 388.55 | 502.26 | 472.54 | 468.6 | 773.57
Transmission Costs: Outside_EI
Cost | 2015 | 2020 | 2025 | 2030 | 2035 | 2040
a. Wheel Share | 204.98 | 164.2 | 100.5 | 93.16 | 164.77 | 199.52
b. Friction Share | 345.15 | 273.2 | 166.89 | 154.31 | 275.63 | 333.69

## Capacity
#1 | New Build Capacity (MW)
New Build Capacity by Reporting Type: Entergy
ReportingType | 2015 | 2020 | 2025 | 2030 | 2035 | 2040
BM | 0 | 0 | 0 | 0 | 0 | 0
CC | 2087.96 | 2721 | 0 | 0 | 0 | 0
CSP | 0 | 0 | 0 | 0 | 0 | 0
CT | 0 | 0 | 0 | 0 | 0 | 0
Coal | 720 | 0 | 0 | 0 | 0 | 0
Geo | 0 | 0 | 0 | 0 | 0 | 0
H | 0 | 0 | 0 | 0 | 0 | 0
LFG | 0 | 0 | 0 | 107.4 | 0 | 0
Nuc | 170 | 0 | 0 | 0 | 6434.41 | 2592.48
PS | 0 | 0 | 0 | 0 | 0 | 0
PV | 0.29 | 55.92 | 21.88 | 0 | 0 | 0
PeakG | 0 | 0 | 0 | 0 | 0 | 0
PeakO | 0 | 0 | 0 | 0 | 0 | 0
ST | 0 | 0 | 0 | 0 | 0 | 0
STOG | 0 | 0 | 0 | 0 | 0 | 0
STWD | 0 | 0 | 0 | 0 | 0 | 0
WT | 0 | 0 | 0 | 0 | 0 | 0
IGCC | 0 | 0 | 0 | 0 | 0 | 0
DemandResponse | 0 | 0 | 0 | 0 | 0 | 0
IGCC-CCS | 0 | 0 | 0 | 0 | 0 | 0
WT_off | 0 | 0 | 0 | 0 | 0 | 0
PseudoUnit | 0 | 0 | 0 | 0 | 0 | 0
FixedInterchange | 0 | 0 | 0 | 0 | 0 | 0
New Build Capacity by Reporting Type: FRCC
ReportingType | 2015 | 2020 | 2025 | 2030 | 2035 | 2040
BM | 0 | 0 | 0 | 0 | 0 | 415.47
CC | 9046.81 | 0 | 0 | 0 | 0 | 0
CSP | 0 | 0 | 0 | 0 | 0 | 0
CT | 2480 | 0 | 0 | 0 | 0 | 0
Coal | 0 | 0 | 0 | 0 | 0 | 0
Geo | 0 | 0 | 0 | 0 | 0 | 0
H | 0 | 0 | 0 | 0 | 0 | 0
LFG | 0 | 0 | 198 | 0 | 0 | 0
Nuc | 229.33 | 0 | 892.26 | 13361.18 | 1416.87 | 2716.93
PS | 0 | 0 | 0 | 0 | 0 | 0
PV | 0 | 0 | 0 | 0 | 0 | 0
PeakG | 0 | 0 | 0 | 0 | 0 | 0
PeakO | 0 | 0 | 0 | 0 | 0 | 0
ST | 0 | 0 | 0 | 0 | 0 | 0
STOG | 0 | 0 | 0 | 0 | 0 | 0
STWD | 0 | 0 | 0 | 0 | 0 | 0
WT | 0 | 0 | 0 | 0 | 0 | 0
IGCC | 0 | 0 | 0 | 0 | 0 | 0
DemandResponse | 0 | 0 | 0 | 0 | 0 | 0
IGCC-CCS | 0 | 0 | 0 | 0 | 0 | 0
WT_off | 0 | 0 | 0 | 0 | 0 | 0
PseudoUnit | 0 | 0 | 0 | 0 | 0 | 0
FixedInterchange | 0 | 0 | 0 | 0 | 0 | 0
New Build Capacity by Reporting Type: MAPP_US
ReportingType | 2015 | 2020 | 2025 | 2030 | 2035 | 2040
BM | 0 | 0 | 0 | 0 | 0 | 0
CC | 0 | 0 | 0 | 0 | 0 | 0
CSP | 0 | 0 | 0 | 0 | 0 | 0
CT | 308.3 | 0 | 0 | 0 | 0 | 0
Coal | 0 | 0 | 0 | 0 | 0 | 0
Geo | 0 | 0 | 0 | 0 | 0 | 0
H | 0 | 0 | 0 | 0 | 0 | 0
LFG | 0 | 0 | 0 | 71.67 | 0 | 0
Nuc | 0 | 0 | 0 | 0 | 0 | 0
PS | 0 | 0 | 0 | 0 | 0 | 0
PV | 0 | 0 | 0 | 0 | 0 | 0
PeakG | 0 | 0 | 0 | 0 | 0 | 0
PeakO | 0 | 0 | 0 | 0 | 0 | 0
ST | 0 | 0 | 0 | 0 | 0 | 0
STOG | 0 | 0 | 0 | 0 | 0 | 0
STWD | 0 | 0 | 0 | 0 | 0 | 0
WT | 421.3 | 8523.33 | 1201.04 | 0 | 0 | 0
IGCC | 0 | 0 | 0 | 0 | 0 | 0
DemandResponse | 0 | 0 | 0 | 0 | 0 | 0
IGCC-CCS | 0 | 0 | 0 | 0 | 0 | 0
WT_off | 0 | 0 | 0 | 0 | 0 | 0
PseudoUnit | 0 | 0 | 0 | 0 | 0 | 0
FixedInterchange | 0 | 0 | 0 | 0 | 0 | 0
New Build Capacity by Reporting Type: MISO_IN
ReportingType | 2015 | 2020 | 2025 | 2030 | 2035 | 2040
BM | 0 | 0 | 0 | 0 | 0 | 0
CC | 2315.84 | 15686.05 | 0 | 0 | 0 | 0
CSP | 0 | 0 | 0 | 0 | 0 | 0
CT | 0 | 0 | 0 | 0 | 0 | 0
Coal | 0 | 0 | 0 | 0 | 0 | 0
Geo | 0 | 0 | 0 | 0 | 0 | 0
H | 0 | 0 | 0 | 0 | 0 | 0
LFG | 0 | 0 | 80.12 | 0 | 0 | 0
Nuc | 0 | 0 | 0 | 0 | 0 | 4082.38
PS | 0 | 0 | 0 | 0 | 0 | 0
PV | 0 | 203.12 | 79.29 | 0 | 0 | 0
PeakG | 0 | 0 | 0 | 0 | 0 | 0
PeakO | 0 | 0 | 0 | 0 | 0 | 0
ST | 0 | 0 | 0 | 0 | 0 | 0
STOG | 0 | 0 | 0 | 0 | 0 | 0
STWD | 0 | 0 | 0 | 0 | 0 | 0
WT | 0 | 0 | 0 | 0 | 0 | 0
IGCC | 618 | 0 | 0 | 0 | 0 | 0
DemandResponse | 0 | 0 | 0 | 0 | 0 | 0
IGCC-CCS | 0 | 0 | 0 | 0 | 0 | 0
WT_off | 0 | 0 | 0 | 0 | 0 | 0
PseudoUnit | 0 | 0 | 0 | 0 | 0 | 0
FixedInterchange | 0 | 0 | 0 | 0 | 0 | 0
New Build Capacity by Reporting Type: MISO_MI
ReportingType | 2015 | 2020 | 2025 | 2030 | 2035 | 2040
BM | 0 | 0 | 0 | 0 | 0 | 0
CC | 0 | 0 | 0 | 0 | 0 | 0
CSP | 0 | 0 | 0 | 0 | 0 | 0
CT | 0 | 0 | 0 | 0 | 0 | 0
Coal | 0 | 0 | 0 | 0 | 0 | 0
Geo | 0 | 0 | 0 | 0 | 0 | 0
H | 0 | 0 | 0 | 0 | 0 | 0
LFG | 0 | 0 | 160.25 | 0 | 0 | 0
Nuc | 0 | 0 | 0 | 0 | 0 | 3477.31
PS | 0 | 0 | 0 | 0 | 0 | 0
PV | 0 | 0 | 0 | 0 | 0 | 0
PeakG | 0 | 0 | 0 | 0 | 0 | 0
PeakO | 0 | 0 | 0 | 0 | 0 | 0
ST | 0 | 0 | 0 | 0 | 0 | 0
STOG | 0 | 0 | 0 | 0 | 0 | 0
STWD | 0 | 0 | 0 | 0 | 0 | 0
WT | 2000 | 0 | 0 | 0 | 0 | 0
IGCC | 0 | 0 | 0 | 0 | 0 | 0
DemandResponse | 0 | 0 | 0 | 0 | 0 | 0
IGCC-CCS | 0 | 0 | 0 | 0 | 0 | 0
WT_off | 0 | 0 | 0 | 0 | 0 | 0
PseudoUnit | 0 | 0 | 0 | 0 | 0 | 0
FixedInterchange | 0 | 0 | 0 | 0 | 0 | 0
New Build Capacity by Reporting Type: MISO_MO-IL
ReportingType | 2015 | 2020 | 2025 | 2030 | 2035 | 2040
BM | 0 | 0 | 0 | 0 | 0 | 0
CC | 0 | 0 | 0 | 0 | 0 | 0
CSP | 0 | 0 | 0 | 0 | 0 | 0
CT | 0 | 0 | 0 | 0 | 0 | 0
Coal | 1790 | 0 | 0 | 0 | 0 | 0
Geo | 0 | 0 | 0 | 0 | 0 | 0
H | 0 | 0 | 280 | 0 | 0 | 0
LFG | 0 | 0 | 223.33 | 0 | 0 | 0
Nuc | 0 | 0 | 0 | 0 | 0 | 0
PS | 0 | 0 | 0 | 0 | 0 | 0
PV | 0 | 0 | 0 | 0 | 0 | 0
PeakG | 0 | 0 | 0 | 0 | 0 | 0
PeakO | 0 | 0 | 0 | 0 | 0 | 0
ST | 0 | 0 | 0 | 0 | 0 | 0
STOG | 0 | 0 | 0 | 0 | 0 | 0
STWD | 0 | 0 | 0 | 0 | 0 | 0
WT | 300 | 0 | 742.1 | 0 | 0 | 0
IGCC | 0 | 0 | 0 | 0 | 0 | 0
DemandResponse | 0 | 0 | 0 | 0 | 0 | 0
IGCC-CCS | 0 | 0 | 0 | 0 | 0 | 0
WT_off | 0 | 0 | 0 | 0 | 0 | 0
PseudoUnit | 0 | 0 | 0 | 0 | 0 | 0
FixedInterchange | 0 | 0 | 0 | 0 | 0 | 0
New Build Capacity by Reporting Type: MISO_W
ReportingType | 2015 | 2020 | 2025 | 2030 | 2035 | 2040
BM | 0 | 0 | 0 | 0 | 0 | 0
CC | 0 | 0 | 0 | 0 | 0 | 0
CSP | 0 | 0 | 0 | 0 | 0 | 0
CT | 0 | 0 | 0 | 0 | 0 | 0
Coal | 0 | 0 | 0 | 0 | 0 | 0
Geo | 0 | 0 | 0 | 0 | 0 | 0
H | 0 | 0 | 0 | 0 | 0 | 0
LFG | 0 | 0 | 0 | 71.67 | 0 | 0
Nuc | 94.33 | 0 | 0 | 0 | 0 | 0
PS | 0 | 0 | 0 | 0 | 0 | 0
PV | 0 | 0 | 0 | 0 | 0 | 0
PeakG | 0 | 0 | 0 | 0 | 0 | 0
PeakO | 0 | 0 | 0 | 0 | 0 | 0
ST | 0 | 0 | 0 | 0 | 0 | 0
STOG | 0 | 0 | 0 | 0 | 0 | 0
STWD | 0 | 0 | 0 | 0 | 0 | 0
WT | 2800.5 | 0 | 26303.41 | 0 | 0 | 0
IGCC | 0 | 0 | 0 | 0 | 0 | 0
DemandResponse | 0 | 0 | 0 | 0 | 0 | 0
IGCC-CCS | 0 | 0 | 0 | 0 | 0 | 0
WT_off | 0 | 0 | 0 | 0 | 0 | 0
PseudoUnit | 0 | 0 | 0 | 0 | 0 | 0
FixedInterchange | 0 | 0 | 0 | 0 | 0 | 0
New Build Capacity by Reporting Type: MISO_WUMS
ReportingType | 2015 | 2020 | 2025 | 2030 | 2035 | 2040
BM | 0 | 0 | 0 | 0 | 0 | 0
CC | 5185.09 | 1047.38 | 0 | 0 | 0 | 0
CSP | 0 | 0 | 0 | 0 | 0 | 0
CT | 0 | 0 | 0 | 0 | 0 | 0
Coal | 615 | 0 | 0 | 0 | 0 | 0
Geo | 0 | 0 | 0 | 0 | 0 | 0
H | 0 | 1 | 0 | 0 | 0 | 0
LFG | 0 | 0 | 105.32 | 118.01 | 0 | 0
Nuc | 235 | 0 | 0 | 0 | 0 | 3707.68
PS | 0 | 0 | 0 | 0 | 0 | 0
PV | 0 | 0 | 0 | 0 | 0 | 0
PeakG | 0 | 0 | 0 | 0 | 0 | 0
PeakO | 0 | 0 | 0 | 0 | 0 | 0
ST | 0 | 0 | 0 | 0 | 0 | 0
STOG | 0 | 0 | 0 | 0 | 0 | 0
STWD | 0 | 0 | 0 | 0 | 0 | 0
WT | 968.9 | 0 | 0 | 0 | 0 | 0
IGCC | 0 | 0 | 0 | 0 | 0 | 0
DemandResponse | 0 | 0 | 0 | 0 | 0 | 0
IGCC-CCS | 0 | 0 | 0 | 0 | 0 | 0
WT_off | 0 | 0 | 0 | 0 | 0 | 0
PseudoUnit | 0 | 0 | 0 | 0 | 0 | 0
FixedInterchange | 0 | 0 | 0 | 0 | 0 | 0
New Build Capacity by Reporting Type: Nebraska
ReportingType | 2015 | 2020 | 2025 | 2030 | 2035 | 2040
BM | 0 | 0 | 0 | 0 | 0 | 0
CC | 0 | 348.04 | 0 | 0 | 0 | 0
CSP | 0 | 0 | 0 | 0 | 0 | 0
CT | 0 | 0 | 0 | 0 | 0 | 0
Coal | 232.1 | 0 | 0 | 0 | 0 | 0
Geo | 0 | 0 | 0 | 0 | 0 | 0
H | 0 | 0 | 0 | 0 | 0 | 0
LFG | 0 | 0 | 3.25 | 68.42 | 0 | 0
Nuc | 0 | 0 | 0 | 0 | 0 | 0
PS | 0 | 0 | 0 | 0 | 0 | 0
PV | 0 | 0 | 0 | 0 | 0 | 0
PeakG | 0 | 0 | 0 | 0 | 0 | 0
PeakO | 0 | 0 | 0 | 0 | 0 | 0
ST | 0 | 0 | 0 | 0 | 0 | 0
STOG | 0 | 0 | 0 | 0 | 0 | 0
STWD | 0 | 0 | 0 | 0 | 0 | 0
WT | 202 | 3045.79 | 0 | 0 | 0 | 0
IGCC | 0 | 0 | 0 | 0 | 0 | 0
DemandResponse | 0 | 0 | 0 | 0 | 0 | 0
IGCC-CCS | 0 | 0 | 0 | 0 | 0 | 0
WT_off | 0 | 0 | 0 | 0 | 0 | 0
PseudoUnit | 0 | 0 | 0 | 0 | 0 | 0
FixedInterchange | 0 | 0 | 0 | 0 | 0 | 0
New Build Capacity by Reporting Type: NEISO
ReportingType | 2015 | 2020 | 2025 | 2030 | 2035 | 2040
BM | 252.2 | 0 | 0 | 0 | 0 | 0
CC | 2049.5 | 0 | 0 | 0 | 0 | 0
CSP | 0 | 0 | 0 | 0 | 0 | 0
CT | 334 | 0 | 0 | 0 | 0 | 0
Coal | 0 | 0 | 0 | 0 | 0 | 0
Geo | 0 | 0 | 0 | 0 | 0 | 0
H | 0 | 0 | 0 | 0 | 3 | 0
LFG | 49.26 | 0 | 0 | 69.74 | 0 | 0
Nuc | 0 | 0 | 0 | 0 | 0 | 0
PS | 0 | 0 | 0 | 0 | 0 | 0
PV | 0 | 244.29 | 0 | 0 | 0 | 0
PeakG | 0 | 0 | 0 | 0 | 0 | 0
PeakO | 0 | 0 | 0 | 0 | 0 | 0
ST | 0 | 0 | 0 | 0 | 0 | 0
STOG | 0 | 0 | 0 | 0 | 0 | 0
STWD | 0 | 0 | 0 | 0 | 0 | 0
WT | 231.2 | 1699.23 | 1106.47 | 2095.28 | 0 | 0
IGCC | 0 | 0 | 0 | 0 | 0 | 0
DemandResponse | 0 | 0 | 0 | 0 | 0 | 0
IGCC-CCS | 0 | 0 | 0 | 0 | 0 | 0
WT_off | 468 | 0 | 0 | 0 | 0 | 0
PseudoUnit | 0 | 0 | 0 | 0 | 0 | 0
FixedInterchange | 0 | 0 | 0 | 0 | 0 | 0
New Build Capacity by Reporting Type: NonRTO_Midwest
ReportingType | 2015 | 2020 | 2025 | 2030 | 2035 | 2040
BM | 0 | 0 | 0 | 0 | 0 | 0
CC | 1860.06 | 1467.84 | 0 | 0 | 0 | 0
CSP | 0 | 0 | 0 | 0 | 0 | 0
CT | 0 | 0 | 0 | 0 | 0 | 0
Coal | 0 | 0 | 0 | 0 | 0 | 0
Geo | 0 | 0 | 0 | 0 | 0 | 0
H | 0 | 0 | 746 | 0 | 0 | 0
LFG | 0 | 0 | 160.25 | 0 | 0 | 0
Nuc | 0 | 0 | 1720.37 | 49.4 | 1197.82 | 1811.52
PS | 0 | 0 | 0 | 0 | 0 | 0
PV | 0 | 0 | 0 | 0 | 0 | 0
PeakG | 0 | 0 | 0 | 0 | 0 | 0
PeakO | 0 | 0 | 0 | 0 | 0 | 0
ST | 0 | 0 | 0 | 0 | 0 | 0
STOG | 0 | 0 | 0 | 0 | 0 | 0
STWD | 0 | 0 | 0 | 0 | 0 | 0
WT | 0 | 0 | 0 | 0 | 0 | 0
IGCC | 0 | 0 | 0 | 0 | 0 | 0
DemandResponse | 0 | 0 | 0 | 0 | 0 | 0
IGCC-CCS | 0 | 0 | 0 | 0 | 0 | 0
WT_off | 0 | 0 | 0 | 0 | 0 | 0
PseudoUnit | 0 | 0 | 0 | 0 | 0 | 0
FixedInterchange | 0 | 0 | 0 | 0 | 0 | 0
New Build Capacity by Reporting Type: NYISO_A-F
ReportingType | 2015 | 2020 | 2025 | 2030 | 2035 | 2040
BM | 0 | 0 | 0 | 0 | 0 | 0
CC | 639 | 0 | 0 | 0 | 0 | 0
CSP | 0 | 0 | 0 | 0 | 0 | 0
CT | 0 | 0 | 0 | 0 | 0 | 0
Coal | 0 | 0 | 0 | 0 | 0 | 0
Geo | 0 | 0 | 0 | 0 | 0 | 0
H | 0 | 0 | 0 | 0 | 0 | 0
LFG | 6.4 | 0 | 0 | 67.93 | 0 | 0
Nuc | 168 | 0 | 0 | 0 | 0 | 0
PS | 0 | 0 | 0 | 0 | 0 | 0
PV | 0 | 0 | 0 | 0 | 0 | 0
PeakG | 0 | 0 | 0 | 0 | 0 | 0
PeakO | 0 | 0 | 0 | 0 | 0 | 0
ST | 0 | 0 | 0 | 0 | 0 | 0
STOG | 0 | 0 | 0 | 0 | 0 | 0
STWD | 0 | 0 | 0 | 0 | 0 | 0
WT | 2476.3 | 709.8 | 0 | 0 | 0 | 0
IGCC | 0 | 0 | 0 | 0 | 0 | 0
DemandResponse | 0 | 0 | 0 | 0 | 0 | 0
IGCC-CCS | 0 | 0 | 0 | 0 | 0 | 0
WT_off | 0 | 0 | 0 | 0 | 0 | 0
PseudoUnit | 0 | 0 | 0 | 0 | 0 | 0
FixedInterchange | 0 | 0 | 0 | 0 | 0 | 0
New Build Capacity by Reporting Type: NYISO_G-I
ReportingType | 2015 | 2020 | 2025 | 2030 | 2035 | 2040
BM | 0 | 0 | 0 | 0 | 0 | 0
CC | 0 | 0 | 0 | 0 | 0 | 0
CSP | 0 | 0 | 0 | 0 | 0 | 0
CT | 0 | 0 | 0 | 0 | 0 | 0
Coal | 0 | 0 | 0 | 0 | 0 | 0
Geo | 0 | 0 | 0 | 0 | 0 | 0
H | 0 | 0 | 0 | 0 | 0 | 0
LFG | 0 | 0 | 0 | 74.33 | 0 | 0
Nuc | 0 | 0 | 0 | 0 | 0 | 1059.63
PS | 0 | 0 | 0 | 0 | 0 | 0
PV | 0 | 0 | 0 | 0 | 0 | 0
PeakG | 0 | 0 | 0 | 0 | 0 | 0
PeakO | 0 | 0 | 0 | 0 | 0 | 0
ST | 0 | 0 | 0 | 0 | 0 | 0
STOG | 0 | 0 | 0 | 0 | 0 | 0
STWD | 0 | 0 | 0 | 0 | 0 | 0
WT | 0 | 60 | 0 | 0 | 300 | 0
IGCC | 0 | 0 | 0 | 0 | 0 | 0
DemandResponse | 0 | 0 | 0 | 0 | 0 | 0
IGCC-CCS | 0 | 0 | 0 | 0 | 0 | 0
WT_off | 0 | 0 | 0 | 0 | 0 | 0
PseudoUnit | 0 | 0 | 0 | 0 | 0 | 0
FixedInterchange | 0 | 0 | 0 | 0 | 0 | 0
New Build Capacity by Reporting Type: NYISO_J-K
ReportingType | 2015 | 2020 | 2025 | 2030 | 2035 | 2040
BM | 0 | 0 | 0 | 0 | 0 | 0
CC | 1175.4 | 0 | 0 | 0 | 0 | 0
CSP | 0 | 0 | 0 | 0 | 0 | 0
CT | 0 | 0 | 0 | 0 | 0 | 0
Coal | 0 | 0 | 0 | 0 | 0 | 0
Geo | 0 | 0 | 0 | 0 | 0 | 0
H | 0 | 0 | 0 | 0 | 0 | 0
LFG | 0 | 0 | 0 | 74.33 | 0 | 0
Nuc | 0 | 0 | 0 | 0 | 0 | 0
PS | 0 | 0 | 0 | 0 | 0 | 0
PV | 32 | 0 | 0 | 0 | 0 | 0
PeakG | 0 | 0 | 0 | 0 | 0 | 0
PeakO | 0 | 0 | 0 | 0 | 0 | 0
ST | 0 | 0 | 0 | 0 | 0 | 0
STOG | 0 | 0 | 0 | 0 | 0 | 0
STWD | 0 | 0 | 0 | 0 | 0 | 0
WT | 0 | 0 | 0 | 0 | 170 | 0
IGCC | 0 | 0 | 0 | 0 | 0 | 0
DemandResponse | 0 | 0 | 0 | 0 | 0 | 0
IGCC-CCS | 0 | 0 | 0 | 0 | 0 | 0
WT_off | 0 | 0 | 0 | 0 | 0 | 0
PseudoUnit | 0 | 0 | 0 | 0 | 0 | 0
FixedInterchange | 0 | 0 | 0 | 0 | 0 | 0
New Build Capacity by Reporting Type: PJM_E
ReportingType | 2015 | 2020 | 2025 | 2030 | 2035 | 2040
BM | 30 | 0 | 0 | 0 | 0 | 0
CC | 4634.3 | 0 | 0 | 0 | 0 | 0
CSP | 0 | 0 | 0 | 0 | 0 | 0
CT | 26.2 | 0 | 0 | 0 | 0 | 0
Coal | 27 | 0 | 0 | 0 | 0 | 0
Geo | 0 | 0 | 0 | 0 | 0 | 0
H | 0 | 0 | 0 | 0 | 0 | 0
LFG | 9.1 | 132.9 | 0 | 0 | 0 | 0
Nuc | 38 | 0 | 0 | 0 | 0 | 0
PS | 0 | 0 | 0 | 0 | 0 | 0
PV | 25.45 | 0 | 0 | 0 | 0 | 0
PeakG | 0 | 0 | 0 | 0 | 0 | 0
PeakO | 0 | 0 | 0 | 0 | 0 | 0
ST | 0 | 0 | 0 | 0 | 0 | 0
STOG | 0 | 0 | 0 | 0 | 0 | 0
STWD | 0 | 0 | 0 | 0 | 0 | 0
WT | 1150 | 0 | 0 | 0 | 0 | 0
IGCC | 0 | 0 | 0 | 0 | 0 | 0
DemandResponse | 0 | 0 | 0 | 0 | 0 | 0
IGCC-CCS | 0 | 0 | 0 | 0 | 0 | 0
WT_off | 0 | 0 | 1100 | 0 | 0 | 0
PseudoUnit | 0 | 0 | 0 | 0 | 0 | 0
FixedInterchange | 0 | 0 | 0 | 0 | 0 | 0
New Build Capacity by Reporting Type: PJM_ROM
ReportingType | 2015 | 2020 | 2025 | 2030 | 2035 | 2040
BM | 18 | 0 | 0 | 0 | 0 | 0
CC | 1678.5 | 0 | 0 | 0 | 0 | 0
CSP | 0 | 0 | 0 | 0 | 0 | 0
CT | 16 | 0 | 0 | 0 | 0 | 0
Coal | 32.5 | 0 | 0 | 0 | 0 | 0
Geo | 0 | 0 | 0 | 0 | 0 | 0
H | 0 | 0 | 678 | 0 | 0 | 0
LFG | 18.9 | 265.1 | 0 | 0 | 0 | 0
Nuc | 0 | 0 | 0 | 0 | 0 | 5751.99
PS | 0 | 0 | 0 | 0 | 0 | 0
PV | 0 | 1224.5 | 572.92 | 27.62 | 0 | 0
PeakG | 0 | 0 | 0 | 0 | 0 | 0
PeakO | 0 | 0 | 0 | 0 | 0 | 0
ST | 0 | 0 | 0 | 0 | 0 | 0
STOG | 0 | 0 | 0 | 0 | 0 | 0
STWD | 0 | 0 | 0 | 0 | 0 | 0
WT | 479.8 | 750.2 | 0 | 0 | 0 | 0
IGCC | 0 | 0 | 0 | 0 | 0 | 0
DemandResponse | 0 | 0 | 0 | 0 | 0 | 0
IGCC-CCS | 0 | 0 | 0 | 0 | 0 | 0
WT_off | 0 | 0 | 0 | 0 | 0 | 0
PseudoUnit | 0 | 0 | 0 | 0 | 0 | 0
FixedInterchange | 0 | 0 | 0 | 0 | 0 | 0
New Build Capacity by Reporting Type: PJM_ROR
ReportingType | 2015 | 2020 | 2025 | 2030 | 2035 | 2040
BM | 385 | 0 | 0 | 0 | 0 | 0
CC | 12687.14 | 0 | 0 | 0 | 0 | 0
CSP | 0 | 0 | 0 | 0 | 0 | 0
CT | 29 | 0 | 0 | 0 | 0 | 0
Coal | 2164 | 0 | 0 | 0 | 0 | 0
Geo | 0 | 0 | 0 | 0 | 0 | 0
H | 0 | 503 | 0 | 0 | 0 | 0
LFG | 57.4 | 513.71 | 0 | 0 | 0 | 0
Nuc | 38 | 0 | 0 | 0 | 6565.74 | 13335.36
PS | 0 | 0 | 0 | 0 | 0 | 0
PV | 0 | 0 | 0 | 0 | 0 | 0
PeakG | 0 | 0 | 0 | 0 | 0 | 0
PeakO | 0 | 0 | 0 | 0 | 0 | 0
ST | 0 | 0 | 0 | 0 | 0 | 0
STOG | 0 | 0 | 0 | 0 | 0 | 0
STWD | 0 | 0 | 0 | 0 | 0 | 0
WT | 8325.7 | 191.7 | 400.65 | 36571.47 | 0 | 0
IGCC | 0 | 0 | 0 | 0 | 0 | 0
DemandResponse | 0 | 0 | 0 | 0 | 0 | 0
IGCC-CCS | 0 | 0 | 0 | 0 | 0 | 0
WT_off | 0 | 0 | 0 | 0 | 0 | 0
PseudoUnit | 0 | 0 | 0 | 0 | 0 | 0
FixedInterchange | 0 | 0 | 0 | 0 | 0 | 0
New Build Capacity by Reporting Type: SOCO
ReportingType | 2015 | 2020 | 2025 | 2030 | 2035 | 2040
BM | 55 | 0 | 0 | 0 | 0 | 0
CC | 6037.06 | 763.27 | 0 | 0 | 0 | 0
CSP | 0 | 0 | 0 | 0 | 0 | 0
CT | 0 | 0 | 0 | 0 | 0 | 0
Coal | 0 | 0 | 0 | 0 | 0 | 0
Geo | 0 | 0 | 0 | 0 | 0 | 0
H | 0 | 0 | 0 | 0 | 0 | 0
LFG | 0 | 0 | 107.4 | 0 | 0 | 0
Nuc | 70 | 2200 | 0 | 7989.55 | 4695.05 | 3871.95
PS | 0 | 0 | 0 | 0 | 0 | 0
PV | 0 | 0 | 0 | 0 | 0 | 0
PeakG | 0 | 0 | 0 | 0 | 0 | 0
PeakO | 0 | 0 | 0 | 0 | 0 | 0
ST | 0 | 0 | 0 | 0 | 0 | 0
STOG | 0 | 0 | 0 | 0 | 0 | 0
STWD | 0 | 0 | 0 | 0 | 0 | 0
WT | 0 | 0 | 0 | 0 | 0 | 0
IGCC | 0 | 0 | 0 | 0 | 0 | 0
DemandResponse | 0 | 0 | 0 | 0 | 0 | 0
IGCC-CCS | 0 | 0 | 0 | 0 | 0 | 0
WT_off | 0 | 0 | 0 | 0 | 0 | 0
PseudoUnit | 0 | 0 | 0 | 0 | 0 | 0
FixedInterchange | 0 | 0 | 0 | 0 | 0 | 0
New Build Capacity by Reporting Type: SPP_N
ReportingType | 2015 | 2020 | 2025 | 2030 | 2035 | 2040
BM | 0 | 0 | 0 | 0 | 0 | 0
CC | 609.7 | 1450.18 | 0 | 0 | 0 | 0
CSP | 0 | 0 | 0 | 0 | 0 | 0
CT | 0 | 0 | 0 | 0 | 0 | 0
Coal | 465.04 | 0 | 0 | 0 | 0 | 0
Geo | 0 | 0 | 0 | 0 | 0 | 0
H | 0 | 0 | 0 | 0 | 0 | 0
LFG | 0 | 0 | 95 | 0 | 0 | 0
Nuc | 0 | 0 | 0 | 523.18 | 4062.92 | 0
PS | 0 | 0 | 0 | 0 | 0 | 0
PV | 0 | 0 | 0 | 0 | 0 | 0
PeakG | 0 | 0 | 0 | 0 | 0 | 0
PeakO | 0 | 0 | 0 | 0 | 0 | 0
ST | 0 | 0 | 0 | 0 | 0 | 0
STOG | 0 | 0 | 0 | 0 | 0 | 0
STWD | 0 | 0 | 0 | 0 | 0 | 0
WT | 0 | 12268.06 | 0 | 0 | 0 | 0
IGCC | 0 | 0 | 0 | 0 | 0 | 0
DemandResponse | 0 | 0 | 0 | 0 | 0 | 0
IGCC-CCS | 0 | 0 | 0 | 0 | 0 | 0
WT_off | 0 | 0 | 0 | 0 | 0 | 0
PseudoUnit | 0 | 0 | 0 | 0 | 0 | 0
FixedInterchange | 0 | 0 | 0 | 0 | 0 | 0
New Build Capacity by Reporting Type: SPP_S
ReportingType | 2015 | 2020 | 2025 | 2030 | 2035 | 2040
BM | 0 | 0 | 0 | 0 | 0 | 0
CC | 0 | 4785.63 | 0 | 0 | 0 | 0
CSP | 0 | 0 | 0 | 0 | 0 | 0
CT | 412.99 | 300 | 0 | 0 | 0 | 0
Coal | 988 | 0 | 0 | 0 | 0 | 0
Geo | 0 | 0 | 0 | 0 | 0 | 0
H | 0 | 0 | 0 | 0 | 91 | 0
LFG | 0 | 0 | 95 | 0 | 0 | 0
Nuc | 0 | 0 | 0 | 0 | 1810.49 | 0
PS | 0 | 0 | 0 | 0 | 0 | 0
PV | 0 | 0 | 0 | 0 | 0 | 0
PeakG | 0 | 0 | 0 | 0 | 0 | 0
PeakO | 0 | 0 | 0 | 0 | 0 | 0
ST | 0 | 0 | 0 | 0 | 0 | 0
STOG | 0 | 0 | 0 | 0 | 0 | 0
STWD | 0 | 0 | 0 | 0 | 0 | 0
WT | 430 | 16848.15 | 0 | 0 | 0 | 0
IGCC | 0 | 0 | 0 | 0 | 0 | 0
DemandResponse | 0 | 0 | 0 | 0 | 0 | 0
IGCC-CCS | 0 | 0 | 0 | 0 | 0 | 0
WT_off | 0 | 0 | 0 | 0 | 0 | 0
PseudoUnit | 0 | 0 | 0 | 0 | 0 | 0
FixedInterchange | 0 | 0 | 0 | 0 | 0 | 0
New Build Capacity by Reporting Type: TVA
ReportingType | 2015 | 2020 | 2025 | 2030 | 2035 | 2040
BM | 0 | 0 | 0 | 0 | 0 | 0
CC | 1900.7 | 2761.91 | 0 | 0 | 0 | 0
CSP | 0 | 0 | 0 | 0 | 0 | 0
CT | 0 | 0 | 0 | 0 | 0 | 0
Coal | 0 | 0 | 0 | 0 | 0 | 0
Geo | 0 | 0 | 0 | 0 | 0 | 0
H | 0 | 0 | 0 | 27 | 0 | 0
LFG | 0 | 0 | 107.4 | 0 | 0 | 0
Nuc | 1697.89 | 0 | 0 | 329.79 | 6396.07 | 0
PS | 0 | 0 | 0 | 0 | 0 | 0
PV | 0 | 0 | 0 | 0 | 0 | 0
PeakG | 0 | 0 | 0 | 0 | 0 | 0
PeakO | 0 | 0 | 0 | 0 | 0 | 0
ST | 0 | 0 | 0 | 0 | 0 | 0
STOG | 0 | 0 | 0 | 0 | 0 | 0
STWD | 0 | 0 | 0 | 0 | 0 | 0
WT | 0 | 0 | 0 | 0 | 0 | 0
IGCC | 0 | 0 | 0 | 0 | 0 | 0
DemandResponse | 0 | 0 | 0 | 0 | 0 | 0
IGCC-CCS | 0 | 0 | 0 | 0 | 0 | 0
WT_off | 0 | 0 | 0 | 0 | 0 | 0
PseudoUnit | 0 | 0 | 0 | 0 | 0 | 0
FixedInterchange | 0 | 0 | 0 | 0 | 0 | 0
New Build Capacity by Reporting Type: TVA_Transmission
ReportingType | 2015 | 2020 | 2025 | 2030 | 2035 | 2040
BM | 0 | 0 | 0 | 0 | 0 | 0
CC | 0 | 0 | 0 | 0 | 0 | 0
CSP | 0 | 0 | 0 | 0 | 0 | 0
CT | 0 | 0 | 0 | 0 | 0 | 0
Coal | 0 | 0 | 0 | 0 | 0 | 0
Geo | 0 | 0 | 0 | 0 | 0 | 0
H | 0 | 0 | 0 | 0 | 0 | 0
LFG | 0 | 0 | 0 | 0 | 0 | 0
Nuc | 0 | 0 | 0 | 0 | 0 | 0
PS | 0 | 0 | 0 | 0 | 0 | 0
PV | 0 | 0 | 0 | 0 | 0 | 0
PeakG | 0 | 0 | 0 | 0 | 0 | 0
PeakO | 0 | 0 | 0 | 0 | 0 | 0
ST | 0 | 0 | 0 | 0 | 0 | 0
STOG | 0 | 0 | 0 | 0 | 0 | 0
STWD | 0 | 0 | 0 | 0 | 0 | 0
WT | 0 | 0 | 0 | 0 | 0 | 0
IGCC | 0 | 0 | 0 | 0 | 0 | 0
DemandResponse | 0 | 0 | 0 | 0 | 0 | 0
IGCC-CCS | 0 | 0 | 0 | 0 | 0 | 0
WT_off | 0 | 0 | 0 | 0 | 0 | 0
PseudoUnit | 0 | 0 | 0 | 0 | 0 | 0
FixedInterchange | 0 | 0 | 0 | 0 | 0 | 0
New Build Capacity by Reporting Type: VACAR
ReportingType | 2015 | 2020 | 2025 | 2030 | 2035 | 2040
BM | 0.92 | 0 | 365.27 | 0 | 0 | 120.09
CC | 11787.82 | 0 | 0 | 0 | 0 | 0
CSP | 0 | 0 | 0 | 0 | 0 | 0
CT | 717.2 | 0 | 0 | 0 | 0 | 0
Coal | 825 | 0 | 0 | 0 | 0 | 0
Geo | 0 | 0 | 0 | 0 | 0 | 0
H | 0 | 0 | 0 | 0 | 0 | 0
LFG | 0.34 | 107.06 | 0 | 0 | 0 | 0
Nuc | 0 | 2330 | 0 | 1830.92 | 7852.53 | 5836.42
PS | 0 | 0 | 0 | 0 | 0 | 0
PV | 0 | 119.93 | 0 | 0 | 0 | 0
PeakG | 0 | 0 | 0 | 0 | 0 | 0
PeakO | 0 | 0 | 0 | 0 | 0 | 0
ST | 0 | 0 | 0 | 0 | 0 | 0
STOG | 0 | 0 | 0 | 0 | 0 | 0
STWD | 0 | 0 | 0 | 0 | 0 | 0
WT | 0.9 | 3499.1 | 0 | 0 | 0 | 0
IGCC | 0 | 0 | 0 | 0 | 0 | 0
DemandResponse | 0 | 0 | 0 | 0 | 0 | 0
IGCC-CCS | 0 | 0 | 0 | 0 | 0 | 0
WT_off | 1 | 0 | 0 | 0 | 0 | 0
PseudoUnit | 0 | 0 | 0 | 0 | 0 | 0
FixedInterchange | 0 | 0 | 0 | 0 | 0 | 0
New Build Capacity by Reporting Type: IESO
ReportingType | 2015 | 2020 | 2025 | 2030 | 2035 | 2040
BM | 326.33 | 0 | 0 | 0 | 0 | 0
CC | 1263 | 0 | 0 | 0 | 0 | 0
CSP | 0 | 0 | 0 | 0 | 0 | 0
CT | 368 | 0 | 0 | 0 | 0 | 0
Coal | 0 | 0 | 0 | 0 | 0 | 0
Geo | 0 | 0 | 0 | 0 | 0 | 0
H | 0 | 0 | 0 | 0 | 0 | 0
LFG | 14.5 | 0 | 0 | 0 | 0 | 0
Nuc | 0 | 0 | 0 | 0 | 0 | 0
PS | 0 | 0 | 0 | 0 | 0 | 0
PV | 1067.26 | 0 | 0 | 0 | 0 | 0
PeakG | 0 | 0 | 0 | 0 | 0 | 0
PeakO | 0 | 0 | 0 | 0 | 0 | 0
ST | 0 | 0 | 0 | 0 | 0 | 0
STOG | 0 | 0 | 0 | 0 | 0 | 0
STWD | 0 | 0 | 0 | 0 | 0 | 0
WT | 2105.9 | 0 | 0 | 0 | 0 | 0
IGCC | 0 | 0 | 0 | 0 | 0 | 0
DemandResponse | 0 | 0 | 0 | 0 | 0 | 0
IGCC-CCS | 0 | 0 | 0 | 0 | 0 | 0
WT_off | 0 | 0 | 0 | 0 | 0 | 0
PseudoUnit | 0 | 0 | 0 | 0 | 0 | 0
FixedInterchange | 0 | 0 | 0 | 0 | 0 | 0
New Build Capacity by Reporting Type: MAPP_CA
ReportingType | 2015 | 2020 | 2025 | 2030 | 2035 | 2040
BM | 0 | 0 | 0 | 0 | 0 | 0
CC | 0 | 0 | 0 | 0 | 0 | 0
CSP | 0 | 0 | 0 | 0 | 0 | 0
CT | 0 | 0 | 0 | 0 | 0 | 0
Coal | 0 | 0 | 0 | 0 | 0 | 0
Geo | 0 | 0 | 0 | 0 | 0 | 0
H | 0 | 427.28 | 1346.45 | 0 | 0 | 0
LFG | 0 | 0 | 0 | 0 | 0 | 0
Nuc | 0 | 0 | 0 | 0 | 0 | 0
PS | 0 | 0 | 0 | 0 | 0 | 0
PV | 0 | 0 | 0 | 0 | 0 | 0
PeakG | 0 | 0 | 0 | 0 | 0 | 0
PeakO | 0 | 0 | 0 | 0 | 0 | 0
ST | 0 | 0 | 0 | 0 | 0 | 0
STOG | 0 | 0 | 0 | 0 | 0 | 0
STWD | 0 | 0 | 0 | 0 | 0 | 0
WT | 302.4 | 0 | 0 | 0 | 0 | 0
IGCC | 0 | 0 | 0 | 0 | 0 | 0
DemandResponse | 0 | 0 | 0 | 0 | 0 | 0
IGCC-CCS | 0 | 0 | 0 | 0 | 0 | 0
WT_off | 0 | 0 | 0 | 0 | 0 | 0
PseudoUnit | 0 | 0 | 0 | 0 | 0 | 0
FixedInterchange | 0 | 0 | 0 | 0 | 0 | 0
New Build Capacity by Reporting Type: AZ_NM_SNV_Coal
ReportingType | 2015 | 2020 | 2025 | 2030 | 2035 | 2040
BM | 0 | 0 | 0 | 0 | 0 | 0
CC | 0 | 0 | 0 | 0 | 0 | 0
CSP | 0 | 0 | 0 | 0 | 0 | 0
CT | 0 | 0 | 0 | 0 | 0 | 0
Coal | 0 | 0 | 0 | 0 | 0 | 0
Geo | 0 | 0 | 0 | 0 | 0 | 0
H | 0 | 0 | 0 | 0 | 0 | 0
LFG | 0 | 0 | 0 | 0 | 0 | 0
Nuc | 0 | 0 | 0 | 0 | 0 | 0
PS | 0 | 0 | 0 | 0 | 0 | 0
PV | 0 | 0 | 0 | 0 | 0 | 0
PeakG | 0 | 0 | 0 | 0 | 0 | 0
PeakO | 0 | 0 | 0 | 0 | 0 | 0
ST | 0 | 0 | 0 | 0 | 0 | 0
STOG | 0 | 0 | 0 | 0 | 0 | 0
STWD | 0 | 0 | 0 | 0 | 0 | 0
WT | 0 | 0 | 0 | 0 | 0 | 0
IGCC | 0 | 0 | 0 | 0 | 0 | 0
DemandResponse | 0 | 0 | 0 | 0 | 0 | 0
IGCC-CCS | 0 | 0 | 0 | 0 | 0 | 0
WT_off | 0 | 0 | 0 | 0 | 0 | 0
PseudoUnit | 0 | 0 | 0 | 0 | 0 | 0
FixedInterchange | 0 | 0 | 0 | 0 | 0 | 0
New Build Capacity by Reporting Type: AZ_NM_SNV_Gas
ReportingType | 2015 | 2020 | 2025 | 2030 | 2035 | 2040
BM | 0 | 0 | 0 | 0 | 0 | 0
CC | 668 | 0 | 0 | 0 | 0 | 0
CSP | 0 | 0 | 0 | 0 | 0 | 0
CT | 736 | 0 | 0 | 0 | 0 | 0
Coal | 0 | 0 | 0 | 0 | 0 | 0
Geo | 0 | 0 | 0 | 0 | 0 | 0
H | 0 | 0 | 0 | 0 | 0 | 0
LFG | 0 | 0 | 0 | 0 | 0 | 0
Nuc | 0 | 0 | 0 | 0 | 0 | 0
PS | 0 | 0 | 0 | 0 | 0 | 0
PV | 0 | 0 | 0 | 0 | 0 | 0
PeakG | 0 | 0 | 0 | 0 | 0 | 0
PeakO | 0 | 0 | 0 | 0 | 0 | 0
ST | 0 | 0 | 0 | 0 | 0 | 0
STOG | 0 | 0 | 0 | 0 | 0 | 0
STWD | 0 | 0 | 0 | 0 | 0 | 0
WT | 0 | 0 | 0 | 0 | 0 | 0
IGCC | 0 | 0 | 0 | 0 | 0 | 0
DemandResponse | 0 | 0 | 0 | 0 | 0 | 0
IGCC-CCS | 0 | 0 | 0 | 0 | 0 | 0
WT_off | 0 | 0 | 0 | 0 | 0 | 0
PseudoUnit | 0 | 0 | 0 | 0 | 0 | 0
FixedInterchange | 0 | 0 | 0 | 0 | 0 | 0
New Build Capacity by Reporting Type: AZ_NM_SNV_NucRenew
ReportingType | 2015 | 2020 | 2025 | 2030 | 2035 | 2040
BM | 0 | 0 | 0 | 0 | 0 | 0
CC | 0 | 0 | 0 | 0 | 0 | 0
CSP | 0 | 0 | 0 | 0 | 0 | 0
CT | 0 | 0 | 0 | 0 | 0 | 0
Coal | 0 | 0 | 0 | 0 | 0 | 0
Geo | 0 | 0 | 1450 | 0 | 0 | 0
H | 0 | 0 | 0 | 0 | 0 | 0
LFG | 0 | 0 | 60.67 | 0 | 0 | 0
Nuc | 0 | 0 | 0 | 3653.96 | 4351.52 | 0
PS | 0 | 0 | 0 | 0 | 0 | 0
PV | 95.7 | 0 | 0 | 0 | 0 | 0
PeakG | 0 | 0 | 0 | 0 | 0 | 0
PeakO | 0 | 0 | 0 | 0 | 0 | 0
ST | 280 | 372.22 | 153.25 | 0 | 0 | 0
STOG | 0 | 0 | 0 | 0 | 0 | 0
STWD | 0 | 0 | 0 | 0 | 0 | 0
WT | 65.1 | 9268.09 | 0 | 0 | 0 | 0
IGCC | 0 | 0 | 0 | 0 | 0 | 0
DemandResponse | 0 | 0 | 0 | 0 | 0 | 0
IGCC-CCS | 0 | 0 | 0 | 0 | 0 | 0
WT_off | 0 | 0 | 0 | 0 | 0 | 0
PseudoUnit | 0 | 0 | 0 | 0 | 0 | 0
FixedInterchange | 0 | 0 | 0 | 0 | 0 | 0
New Build Capacity by Reporting Type: ERCOT
ReportingType | 2015 | 2020 | 2025 | 2030 | 2035 | 2040
BM | 145 | 0 | 0 | 0 | 0 | 1499.1
CC | 11293.71 | 0 | 0 | 0 | 0 | 0
CSP | 0 | 0 | 0 | 0 | 0 | 0
CT | 250 | 0 | 0 | 0 | 0 | 0
Coal | 2020 | 0 | 0 | 0 | 0 | 0
Geo | 0 | 0 | 0 | 0 | 0 | 0
H | 0 | 0 | 0 | 0 | 0 | 0
LFG | 0 | 0 | 354 | 0 | 0 | 0
Nuc | 0 | 0 | 0 | 747.19 | 10177.13 | 760.26
PS | 0 | 0 | 0 | 0 | 0 | 0
PV | 14 | 0 | 0 | 0 | 0 | 0
PeakG | 0 | 0 | 0 | 0 | 0 | 0
PeakO | 0 | 0 | 0 | 0 | 0 | 0
ST | 0 | 0 | 0 | 0 | 0 | 0
STOG | 0 | 0 | 0 | 0 | 0 | 0
STWD | 0 | 0 | 0 | 0 | 0 | 0
WT | 350.1 | 0 | 12012.15 | 0 | 0 | 0
IGCC | 0 | 0 | 0 | 0 | 0 | 0
DemandResponse | 0 | 0 | 0 | 0 | 0 | 0
IGCC-CCS | 0 | 0 | 0 | 0 | 0 | 0
WT_off | 0 | 0 | 0 | 0 | 0 | 0
PseudoUnit | 0 | 0 | 0 | 0 | 0 | 0
FixedInterchange | 0 | 0 | 0 | 0 | 0 | 0
New Build Capacity by Reporting Type: NP15
ReportingType | 2015 | 2020 | 2025 | 2030 | 2035 | 2040
BM | 0 | 0 | 0 | 0 | 0 | 0
CC | 1228.44 | 0 | 0 | 0 | 0 | 0
CSP | 0 | 0 | 0 | 0 | 0 | 0
CT | 212.6 | 0 | 0 | 0 | 0 | 0
Coal | 0 | 0 | 0 | 0 | 0 | 0
Geo | 0 | 600 | 0 | 0 | 0 | 0
H | 0 | 0 | 0 | 0 | 0 | 0
LFG | 0 | 378.43 | 186.57 | 0 | 0 | 0
Nuc | 0 | 0 | 0 | 4634.41 | 536.06 | 412.03
PS | 0 | 0 | 0 | 0 | 0 | 0
PV | 6.5 | 0 | 0 | 0 | 0 | 0
PeakG | 0 | 0 | 0 | 0 | 0 | 0
PeakO | 0 | 0 | 0 | 0 | 0 | 0
ST | 29 | 0 | 0 | 0 | 0 | 0
STOG | 0 | 0 | 0 | 0 | 0 | 0
STWD | 0 | 0 | 0 | 0 | 0 | 0
WT | 101.2 | 3298.8 | 0 | 0 | 0 | 0
IGCC | 0 | 0 | 0 | 0 | 0 | 0
DemandResponse | 0 | 0 | 0 | 0 | 0 | 0
IGCC-CCS | 0 | 0 | 0 | 0 | 0 | 0
WT_off | 0 | 0 | 0 | 0 | 0 | 0
PseudoUnit | 0 | 0 | 0 | 0 | 0 | 0
FixedInterchange | 0 | 0 | 0 | 0 | 0 | 0
New Build Capacity by Reporting Type: NWPP_Coal
ReportingType | 2015 | 2020 | 2025 | 2030 | 2035 | 2040
BM | 0 | 0 | 0 | 0 | 0 | 0
CC | 0 | 0 | 0 | 0 | 0 | 0
CSP | 0 | 0 | 0 | 0 | 0 | 0
CT | 0 | 0 | 0 | 0 | 0 | 0
Coal | 0 | 0 | 0 | 0 | 0 | 0
Geo | 0 | 0 | 0 | 0 | 0 | 0
H | 0 | 0 | 0 | 0 | 0 | 0
LFG | 0 | 0 | 0 | 0 | 0 | 0
Nuc | 0 | 0 | 0 | 0 | 0 | 0
PS | 0 | 0 | 0 | 0 | 0 | 0
PV | 0 | 0 | 0 | 0 | 0 | 0
PeakG | 0 | 0 | 0 | 0 | 0 | 0
PeakO | 0 | 0 | 0 | 0 | 0 | 0
ST | 0 | 0 | 0 | 0 | 0 | 0
STOG | 0 | 0 | 0 | 0 | 0 | 0
STWD | 0 | 0 | 0 | 0 | 0 | 0
WT | 0 | 0 | 0 | 0 | 0 | 0
IGCC | 0 | 0 | 0 | 0 | 0 | 0
DemandResponse | 0 | 0 | 0 | 0 | 0 | 0
IGCC-CCS | 0 | 0 | 0 | 0 | 0 | 0
WT_off | 0 | 0 | 0 | 0 | 0 | 0
PseudoUnit | 0 | 0 | 0 | 0 | 0 | 0
FixedInterchange | 0 | 0 | 0 | 0 | 0 | 0
New Build Capacity by Reporting Type: NWPP_Gas
ReportingType | 2015 | 2020 | 2025 | 2030 | 2035 | 2040
BM | 0 | 0 | 0 | 0 | 0 | 0
CC | 300 | 0 | 0 | 0 | 0 | 0
CSP | 0 | 0 | 0 | 0 | 0 | 0
CT | 150 | 0 | 0 | 0 | 0 | 0
Coal | 0 | 0 | 0 | 0 | 0 | 0
Geo | 0 | 0 | 0 | 0 | 0 | 0
H | 0 | 0 | 0 | 0 | 0 | 0
LFG | 0 | 0 | 0 | 0 | 0 | 0
Nuc | 0 | 0 | 0 | 0 | 0 | 0
PS | 0 | 0 | 0 | 0 | 0 | 0
PV | 0 | 0 | 0 | 0 | 0 | 0
PeakG | 0 | 0 | 0 | 0 | 0 | 0
PeakO | 0 | 0 | 0 | 0 | 0 | 0
ST | 0 | 0 | 0 | 0 | 0 | 0
STOG | 0 | 0 | 0 | 0 | 0 | 0
STWD | 0 | 0 | 0 | 0 | 0 | 0
WT | 0 | 0 | 0 | 0 | 0 | 0
IGCC | 0 | 0 | 0 | 0 | 0 | 0
DemandResponse | 0 | 0 | 0 | 0 | 0 | 0
IGCC-CCS | 0 | 0 | 0 | 0 | 0 | 0
WT_off | 0 | 0 | 0 | 0 | 0 | 0
PseudoUnit | 0 | 0 | 0 | 0 | 0 | 0
FixedInterchange | 0 | 0 | 0 | 0 | 0 | 0
New Build Capacity by Reporting Type: NWPP_NucRenew
ReportingType | 2015 | 2020 | 2025 | 2030 | 2035 | 2040
BM | 32.55 | 0 | 0 | 0 | 0 | 0
CC | 0 | 0 | 0 | 0 | 0 | 0
CSP | 0 | 0 | 0 | 0 | 0 | 0
CT | 0 | 0 | 0 | 0 | 0 | 0
Coal | 0 | 0 | 0 | 0 | 0 | 0
Geo | 86 | 0 | 434 | 0 | 0 | 0
H | 0 | 0 | 0 | 0 | 335 | 0
LFG | 25.5 | 0 | 244.5 | 0 | 0 | 0
Nuc | 0 | 0 | 0 | 1649.17 | 0 | 0
PS | 0 | 0 | 0 | 0 | 0 | 0
PV | 0 | 0 | 0 | 0 | 0 | 0
PeakG | 0 | 0 | 0 | 0 | 0 | 0
PeakO | 0 | 0 | 0 | 0 | 0 | 0
ST | 0 | 0 | 0 | 0 | 0 | 0
STOG | 0 | 0 | 0 | 0 | 0 | 0
STWD | 0 | 0 | 0 | 0 | 0 | 0
WT | 977.3 | 0 | 0 | 0 | 0 | 0
IGCC | 0 | 0 | 0 | 0 | 0 | 0
DemandResponse | 0 | 0 | 0 | 0 | 0 | 0
IGCC-CCS | 0 | 0 | 0 | 0 | 0 | 0
WT_off | 0 | 0 | 0 | 0 | 0 | 0
PseudoUnit | 0 | 0 | 0 | 0 | 0 | 0
FixedInterchange | 0 | 0 | 0 | 0 | 0 | 0
New Build Capacity by Reporting Type: RMPA
ReportingType | 2015 | 2020 | 2025 | 2030 | 2035 | 2040
BM | 0 | 0 | 0 | 0 | 0 | 0
CC | 0 | 308.24 | 0 | 0 | 0 | 0
CSP | 0 | 0 | 0 | 0 | 0 | 0
CT | 152 | 0 | 0 | 0 | 0 | 0
Coal | 390 | 0 | 0 | 0 | 0 | 0
Geo | 0 | 25 | 2545 | 0 | 0 | 0
H | 0 | 0 | 0 | 0 | 0 | 0
LFG | 1.4 | 0 | 28.93 | 0 | 0 | 0
Nuc | 0 | 0 | 0 | 1600.05 | 0 | 0
PS | 0 | 0 | 0 | 0 | 0 | 0
PV | 1 | 0 | 0 | 0 | 0 | 0
PeakG | 0 | 0 | 0 | 0 | 0 | 0
PeakO | 0 | 0 | 0 | 0 | 0 | 0
ST | 3 | 333.19 | 0 | 0 | 0 | 0
STOG | 0 | 0 | 0 | 0 | 0 | 0
STWD | 0 | 0 | 0 | 0 | 0 | 0
WT | 765.4 | 2398.04 | 0 | 0 | 0 | 0
IGCC | 0 | 0 | 0 | 0 | 0 | 0
DemandResponse | 0 | 0 | 0 | 0 | 0 | 0
IGCC-CCS | 0 | 0 | 0 | 0 | 0 | 0
WT_off | 0 | 0 | 0 | 0 | 0 | 0
PseudoUnit | 0 | 0 | 0 | 0 | 0 | 0
FixedInterchange | 0 | 0 | 0 | 0 | 0 | 0
New Build Capacity by Reporting Type: SP15
ReportingType | 2015 | 2020 | 2025 | 2030 | 2035 | 2040
BM | 6 | 0 | 0 | 0 | 0 | 0
CC | 409.5 | 0 | 0 | 0 | 0 | 0
CSP | 0 | 0 | 0 | 0 | 0 | 0
CT | 0 | 0 | 0 | 0 | 0 | 0
Coal | 0 | 0 | 0 | 0 | 0 | 0
Geo | 50 | 1450 | 0 | 0 | 0 | 0
H | 0 | 0 | 0 | 0 | 0 | 0
LFG | 9.2 | 555.8 | 0 | 0 | 0 | 0
Nuc | 0 | 0 | 0 | 0 | 0 | 584.06
PS | 0 | 0 | 0 | 0 | 0 | 0
PV | 3.8 | 0 | 0 | 0 | 0 | 0
PeakG | 0 | 0 | 0 | 0 | 0 | 0
PeakO | 0 | 0 | 0 | 0 | 0 | 0
ST | 448 | 0 | 0 | 0 | 0 | 0
STOG | 0 | 0 | 0 | 0 | 0 | 0
STWD | 0 | 0 | 0 | 0 | 0 | 0
WT | 735 | 828.53 | 5584.38 | 6126.35 | 0 | 0
IGCC | 0 | 0 | 0 | 0 | 0 | 0
DemandResponse | 0 | 0 | 0 | 0 | 0 | 0
IGCC-CCS | 0 | 0 | 0 | 0 | 0 | 0
WT_off | 0 | 0 | 0 | 0 | 0 | 0
PseudoUnit | 0 | 0 | 0 | 0 | 0 | 0
FixedInterchange | 0 | 0 | 0 | 0 | 0 | 0
New Build Capacity by Reporting Type: ALB
ReportingType | 2015 | 2020 | 2025 | 2030 | 2035 | 2040
BM | 0 | 0 | 0 | 0 | 0 | 0
CC | 0 | 0 | 0 | 0 | 0 | 0
CSP | 0 | 0 | 0 | 0 | 0 | 0
CT | 201.5 | 0 | 0 | 0 | 0 | 0
Coal | 495 | 0 | 0 | 0 | 0 | 0
Geo | 0 | 0 | 0 | 0 | 0 | 0
H | 0 | 0 | 0 | 0 | 0 | 0
LFG | 0 | 0 | 0 | 0 | 0 | 0
Nuc | 0 | 0 | 0 | 5522.08 | 0 | 0
PS | 0 | 0 | 0 | 0 | 0 | 0
PV | 0 | 0 | 0 | 0 | 0 | 0
PeakG | 0 | 0 | 0 | 0 | 0 | 0
PeakO | 0 | 0 | 0 | 0 | 0 | 0
ST | 0 | 0 | 0 | 0 | 0 | 0
STOG | 0 | 0 | 0 | 0 | 0 | 0
STWD | 0 | 0 | 0 | 0 | 0 | 0
WT | 9 | 0 | 0 | 0 | 0 | 0
IGCC | 0 | 0 | 0 | 0 | 0 | 0
DemandResponse | 0 | 0 | 0 | 0 | 0 | 0
IGCC-CCS | 0 | 0 | 0 | 0 | 0 | 0
WT_off | 0 | 0 | 0 | 0 | 0 | 0
PseudoUnit | 0 | 0 | 0 | 0 | 0 | 0
FixedInterchange | 0 | 0 | 0 | 0 | 0 | 0
New Build Capacity by Reporting Type: BC
ReportingType | 2015 | 2020 | 2025 | 2030 | 2035 | 2040
BM | 0 | 0 | 0 | 0 | 0 | 0
CC | 0 | 0 | 0 | 0 | 0 | 0
CSP | 0 | 0 | 0 | 0 | 0 | 0
CT | 0 | 0 | 0 | 0 | 0 | 0
Coal | 0 | 0 | 0 | 0 | 0 | 0
Geo | 0 | 0 | 0 | 0 | 0 | 0
H | 0 | 0 | 0 | 0 | 0 | 0
LFG | 0 | 0 | 0 | 0 | 0 | 0
Nuc | 0 | 0 | 0 | 0 | 0 | 0
PS | 0 | 0 | 0 | 0 | 0 | 0
PV | 0 | 0 | 0 | 0 | 0 | 0
PeakG | 0 | 0 | 0 | 0 | 0 | 0
PeakO | 0 | 0 | 0 | 0 | 0 | 0
ST | 0 | 0 | 0 | 0 | 0 | 0
STOG | 0 | 0 | 0 | 0 | 0 | 0
STWD | 0 | 0 | 0 | 0 | 0 | 0
WT | 144 | 0 | 0 | 0 | 0 | 0
IGCC | 0 | 0 | 0 | 0 | 0 | 0
DemandResponse | 0 | 0 | 0 | 0 | 0 | 0
IGCC-CCS | 0 | 0 | 0 | 0 | 0 | 0
WT_off | 0 | 0 | 0 | 0 | 0 | 0
PseudoUnit | 0 | 0 | 0 | 0 | 0 | 0
FixedInterchange | 0 | 0 | 0 | 0 | 0 | 0
New Build Capacity by Reporting Type: HQ_IESO
ReportingType | 2015 | 2020 | 2025 | 2030 | 2035 | 2040
BM | 0 | 0 | 0 | 0 | 0 | 0
CC | 0 | 0 | 0 | 0 | 0 | 0
CSP | 0 | 0 | 0 | 0 | 0 | 0
CT | 0 | 0 | 0 | 0 | 0 | 0
Coal | 0 | 0 | 0 | 0 | 0 | 0
Geo | 0 | 0 | 0 | 0 | 0 | 0
H | 0 | 0 | 0 | 0 | 0 | 0
LFG | 0 | 0 | 0 | 0 | 0 | 0
Nuc | 0 | 0 | 0 | 0 | 0 | 0
PS | 0 | 0 | 0 | 0 | 0 | 0
PV | 0 | 0 | 0 | 0 | 0 | 0
PeakG | 0 | 0 | 0 | 0 | 0 | 0
PeakO | 0 | 0 | 0 | 0 | 0 | 0
ST | 0 | 0 | 0 | 0 | 0 | 0
STOG | 0 | 0 | 0 | 0 | 0 | 0
STWD | 0 | 0 | 0 | 0 | 0 | 0
WT | 0 | 0 | 0 | 0 | 0 | 0
IGCC | 0 | 0 | 0 | 0 | 0 | 0
DemandResponse | 0 | 0 | 0 | 0 | 0 | 0
IGCC-CCS | 0 | 0 | 0 | 0 | 0 | 0
WT_off | 0 | 0 | 0 | 0 | 0 | 0
PseudoUnit | 0 | 0 | 0 | 0 | 0 | 0
FixedInterchange | 0 | 0 | 0 | 0 | 0 | 0
New Build Capacity by Reporting Type: HQ_NEISO
ReportingType | 2015 | 2020 | 2025 | 2030 | 2035 | 2040
BM | 0 | 0 | 0 | 0 | 0 | 0
CC | 0 | 0 | 0 | 0 | 0 | 0
CSP | 0 | 0 | 0 | 0 | 0 | 0
CT | 0 | 0 | 0 | 0 | 0 | 0
Coal | 0 | 0 | 0 | 0 | 0 | 0
Geo | 0 | 0 | 0 | 0 | 0 | 0
H | 0 | 0 | 0 | 0 | 0 | 0
LFG | 0 | 0 | 0 | 0 | 0 | 0
Nuc | 0 | 0 | 0 | 0 | 0 | 0
PS | 0 | 0 | 0 | 0 | 0 | 0
PV | 0 | 0 | 0 | 0 | 0 | 0
PeakG | 0 | 0 | 0 | 0 | 0 | 0
PeakO | 0 | 0 | 0 | 0 | 0 | 0
ST | 0 | 0 | 0 | 0 | 0 | 0
STOG | 0 | 0 | 0 | 0 | 0 | 0
STWD | 0 | 0 | 0 | 0 | 0 | 0
WT | 0 | 0 | 0 | 0 | 0 | 0
IGCC | 0 | 0 | 0 | 0 | 0 | 0
DemandResponse | 0 | 0 | 0 | 0 | 0 | 0
IGCC-CCS | 0 | 0 | 0 | 0 | 0 | 0
WT_off | 0 | 0 | 0 | 0 | 0 | 0
PseudoUnit | 0 | 0 | 0 | 0 | 1476.49 | 0
FixedInterchange | 0 | 0 | 0 | 0 | 0 | 0
New Build Capacity by Reporting Type: HQ_NY
ReportingType | 2015 | 2020 | 2025 | 2030 | 2035 | 2040
BM | 0 | 0 | 0 | 0 | 0 | 0
CC | 0 | 0 | 0 | 0 | 0 | 0
CSP | 0 | 0 | 0 | 0 | 0 | 0
CT | 0 | 0 | 0 | 0 | 0 | 0
Coal | 0 | 0 | 0 | 0 | 0 | 0
Geo | 0 | 0 | 0 | 0 | 0 | 0
H | 0 | 0 | 0 | 0 | 0 | 0
LFG | 0 | 0 | 0 | 0 | 0 | 0
Nuc | 0 | 0 | 0 | 0 | 0 | 0
PS | 0 | 0 | 0 | 0 | 0 | 0
PV | 0 | 0 | 0 | 0 | 0 | 0
PeakG | 0 | 0 | 0 | 0 | 0 | 0
PeakO | 0 | 0 | 0 | 0 | 0 | 0
ST | 0 | 0 | 0 | 0 | 0 | 0
STOG | 0 | 0 | 0 | 0 | 0 | 0
STWD | 0 | 0 | 0 | 0 | 0 | 0
WT | 0 | 0 | 0 | 0 | 0 | 0
IGCC | 0 | 0 | 0 | 0 | 0 | 0
DemandResponse | 0 | 0 | 0 | 0 | 0 | 0
IGCC-CCS | 0 | 0 | 0 | 0 | 0 | 0
WT_off | 0 | 0 | 0 | 0 | 0 | 0
PseudoUnit | 0 | 0 | 2088.1 | 411.9 | 0 | 0
FixedInterchange | 0 | 0 | 0 | 0 | 0 | 0
New Build Capacity by Reporting Type: MARITIMES
ReportingType | 2015 | 2020 | 2025 | 2030 | 2035 | 2040
BM | 0 | 0 | 0 | 0 | 0 | 0
CC | 0 | 0 | 0 | 0 | 0 | 0
CSP | 0 | 0 | 0 | 0 | 0 | 0
CT | 0 | 0 | 0 | 0 | 0 | 0
Coal | 0 | 0 | 0 | 0 | 0 | 0
Geo | 0 | 0 | 0 | 0 | 0 | 0
H | 0 | 0 | 0 | 0 | 0 | 0
LFG | 0 | 0 | 0 | 0 | 0 | 0
Nuc | 0 | 0 | 0 | 0 | 0 | 0
PS | 0 | 0 | 0 | 0 | 0 | 0
PV | 0 | 0 | 0 | 0 | 0 | 0
PeakG | 0 | 0 | 0 | 0 | 0 | 0
PeakO | 0 | 0 | 0 | 0 | 0 | 0
ST | 0 | 0 | 0 | 0 | 0 | 0
STOG | 0 | 0 | 0 | 0 | 0 | 0
STWD | 0 | 0 | 0 | 0 | 0 | 0
WT | 0 | 0 | 0 | 0 | 0 | 0
IGCC | 0 | 0 | 0 | 0 | 0 | 0
DemandResponse | 0 | 0 | 0 | 0 | 0 | 0
IGCC-CCS | 0 | 0 | 0 | 0 | 0 | 0
WT_off | 0 | 0 | 0 | 0 | 0 | 0
PseudoUnit | 0 | 0 | 0 | 0 | 500 | 0
FixedInterchange | 0 | 0 | 0 | 0 | 0 | 0
New Build Capacity by Reporting Type: All
ReportingType | 2015 | 2020 | 2025 | 2030 | 2035 | 2040
BM | 1251 | 0 | 365.27 | 0 | 0 | 2034.66
CC | 78857.53 | 31339.54 | 0 | 0 | 0 | 0
CSP | 0 | 0 | 0 | 0 | 0 | 0
CT | 6393.79 | 300 | 0 | 0 | 0 | 0
Coal | 10763.64 | 0 | 0 | 0 | 0 | 0
Geo | 136 | 2075 | 4429 | 0 | 0 | 0
H | 0 | 931.28 | 3050.45 | 27 | 429 | 0
LFG | 192 | 1953 | 2210 | 723.5 | 0 | 0
Nuc | 2740.56 | 4530 | 2612.62 | 41890.88 | 55496.61 | 50000
PS | 0 | 0 | 0 | 0 | 0 | 0
PV | 1246 | 1847.75 | 674.1 | 27.62 | 0 | 0
PeakG | 0 | 0 | 0 | 0 | 0 | 0
PeakO | 0 | 0 | 0 | 0 | 0 | 0
ST | 760 | 705.41 | 153.25 | 0 | 0 | 0
STOG | 0 | 0 | 0 | 0 | 0 | 0
STWD | 0 | 0 | 0 | 0 | 0 | 0
WT | 25342 | 63388.82 | 47350.19 | 44793.1 | 470 | 0
IGCC | 618 | 0 | 0 | 0 | 0 | 0
DemandResponse | 0 | 0 | 0 | 0 | 0 | 0
IGCC-CCS | 0 | 0 | 0 | 0 | 0 | 0
WT_off | 469 | 0 | 1100 | 0 | 0 | 0
PseudoUnit | 0 | 0 | 2088.1 | 411.9 | 1976.49 | 0
FixedInterchange | 0 | 0 | 0 | 0 | 0 | 0
New Build Capacity by Reporting Type: EI_US
ReportingType | 2015 | 2020 | 2025 | 2030 | 2035 | 2040
BM | 741.12 | 0 | 365.27 | 0 | 0 | 535.56
CC | 63694.88 | 31031.29 | 0 | 0 | 0 | 0
CSP | 0 | 0 | 0 | 0 | 0 | 0
CT | 4323.69 | 300 | 0 | 0 | 0 | 0
Coal | 7858.64 | 0 | 0 | 0 | 0 | 0
Geo | 0 | 0 | 0 | 0 | 0 | 0
H | 0 | 504 | 1704 | 27 | 94 | 0
LFG | 141.4 | 1018.77 | 1335.33 | 723.5 | 0 | 0
Nuc | 2740.56 | 4530 | 2612.62 | 24084.02 | 40431.9 | 48243.65
PS | 0 | 0 | 0 | 0 | 0 | 0
PV | 57.74 | 1847.75 | 674.1 | 27.62 | 0 | 0
PeakG | 0 | 0 | 0 | 0 | 0 | 0
PeakO | 0 | 0 | 0 | 0 | 0 | 0
ST | 0 | 0 | 0 | 0 | 0 | 0
STOG | 0 | 0 | 0 | 0 | 0 | 0
STWD | 0 | 0 | 0 | 0 | 0 | 0
WT | 19786.6 | 47595.37 | 29753.66 | 38666.75 | 470 | 0
IGCC | 618 | 0 | 0 | 0 | 0 | 0
DemandResponse | 0 | 0 | 0 | 0 | 0 | 0
IGCC-CCS | 0 | 0 | 0 | 0 | 0 | 0
WT_off | 469 | 0 | 1100 | 0 | 0 | 0
PseudoUnit | 0 | 0 | 2088.1 | 411.9 | 1976.49 | 0
FixedInterchange | 0 | 0 | 0 | 0 | 0 | 0
New Build Capacity by Reporting Type: EI_Canada
ReportingType | 2015 | 2020 | 2025 | 2030 | 2035 | 2040
BM | 326.33 | 0 | 0 | 0 | 0 | 0
CC | 1263 | 0 | 0 | 0 | 0 | 0
CSP | 0 | 0 | 0 | 0 | 0 | 0
CT | 368 | 0 | 0 | 0 | 0 | 0
Coal | 0 | 0 | 0 | 0 | 0 | 0
Geo | 0 | 0 | 0 | 0 | 0 | 0
H | 0 | 427.28 | 1346.45 | 0 | 0 | 0
LFG | 14.5 | 0 | 0 | 0 | 0 | 0
Nuc | 0 | 0 | 0 | 0 | 0 | 0
PS | 0 | 0 | 0 | 0 | 0 | 0
PV | 1067.26 | 0 | 0 | 0 | 0 | 0
PeakG | 0 | 0 | 0 | 0 | 0 | 0
PeakO | 0 | 0 | 0 | 0 | 0 | 0
ST | 0 | 0 | 0 | 0 | 0 | 0
STOG | 0 | 0 | 0 | 0 | 0 | 0
STWD | 0 | 0 | 0 | 0 | 0 | 0
WT | 2408.3 | 0 | 0 | 0 | 0 | 0
IGCC | 0 | 0 | 0 | 0 | 0 | 0
DemandResponse | 0 | 0 | 0 | 0 | 0 | 0
IGCC-CCS | 0 | 0 | 0 | 0 | 0 | 0
WT_off | 0 | 0 | 0 | 0 | 0 | 0
PseudoUnit | 0 | 0 | 0 | 0 | 0 | 0
FixedInterchange | 0 | 0 | 0 | 0 | 0 | 0
New Build Capacity by Reporting Type: EI
ReportingType | 2015 | 2020 | 2025 | 2030 | 2035 | 2040
BM | 1067.45 | 0 | 365.27 | 0 | 0 | 535.56
CC | 64957.88 | 31031.29 | 0 | 0 | 0 | 0
CSP | 0 | 0 | 0 | 0 | 0 | 0
CT | 4691.69 | 300 | 0 | 0 | 0 | 0
Coal | 7858.64 | 0 | 0 | 0 | 0 | 0
Geo | 0 | 0 | 0 | 0 | 0 | 0
H | 0 | 931.28 | 3050.45 | 27 | 94 | 0
LFG | 155.9 | 1018.77 | 1335.33 | 723.5 | 0 | 0
Nuc | 2740.56 | 4530 | 2612.62 | 24084.02 | 40431.9 | 48243.65
PS | 0 | 0 | 0 | 0 | 0 | 0
PV | 1125 | 1847.75 | 674.1 | 27.62 | 0 | 0
PeakG | 0 | 0 | 0 | 0 | 0 | 0
PeakO | 0 | 0 | 0 | 0 | 0 | 0
ST | 0 | 0 | 0 | 0 | 0 | 0
STOG | 0 | 0 | 0 | 0 | 0 | 0
STWD | 0 | 0 | 0 | 0 | 0 | 0
WT | 22194.9 | 47595.37 | 29753.66 | 38666.75 | 470 | 0
IGCC | 618 | 0 | 0 | 0 | 0 | 0
DemandResponse | 0 | 0 | 0 | 0 | 0 | 0
IGCC-CCS | 0 | 0 | 0 | 0 | 0 | 0
WT_off | 469 | 0 | 1100 | 0 | 0 | 0
PseudoUnit | 0 | 0 | 2088.1 | 411.9 | 1976.49 | 0
FixedInterchange | 0 | 0 | 0 | 0 | 0 | 0
New Build Capacity by Reporting Type: Outside_EI
ReportingType | 2015 | 2020 | 2025 | 2030 | 2035 | 2040
BM | 183.55 | 0 | 0 | 0 | 0 | 1499.1
CC | 13899.65 | 308.24 | 0 | 0 | 0 | 0
CSP | 0 | 0 | 0 | 0 | 0 | 0
CT | 1702.1 | 0 | 0 | 0 | 0 | 0
Coal | 2905 | 0 | 0 | 0 | 0 | 0
Geo | 136 | 2075 | 4429 | 0 | 0 | 0
H | 0 | 0 | 0 | 0 | 335 | 0
LFG | 36.1 | 934.23 | 874.67 | 0 | 0 | 0
Nuc | 0 | 0 | 0 | 17806.86 | 15064.72 | 1756.35
PS | 0 | 0 | 0 | 0 | 0 | 0
PV | 121 | 0 | 0 | 0 | 0 | 0
PeakG | 0 | 0 | 0 | 0 | 0 | 0
PeakO | 0 | 0 | 0 | 0 | 0 | 0
ST | 760 | 705.41 | 153.25 | 0 | 0 | 0
STOG | 0 | 0 | 0 | 0 | 0 | 0
STWD | 0 | 0 | 0 | 0 | 0 | 0
WT | 3147.1 | 15793.45 | 17596.53 | 6126.35 | 0 | 0
IGCC | 0 | 0 | 0 | 0 | 0 | 0
DemandResponse | 0 | 0 | 0 | 0 | 0 | 0
IGCC-CCS | 0 | 0 | 0 | 0 | 0 | 0
WT_off | 0 | 0 | 0 | 0 | 0 | 0
PseudoUnit | 0 | 0 | 0 | 0 | 0 | 0
FixedInterchange | 0 | 0 | 0 | 0 | 0 | 0
#2 | Cumulative New Build Capacity (MW)
Cumulative New Build Capacity by Reporting Type: Entergy
ReportingType | 2015 | 2020 | 2025 | 2030 | 2035 | 2040
BM | 0 | 0 | 0 | 0 | 0 | 0
CC | 2087.96 | 4808.96 | 4808.96 | 4808.96 | 4808.96 | 4808.96
CSP | 0 | 0 | 0 | 0 | 0 | 0
CT | 0 | 0 | 0 | 0 | 0 | 0
Coal | 720 | 720 | 720 | 720 | 720 | 720
Geo | 0 | 0 | 0 | 0 | 0 | 0
H | 0 | 0 | 0 | 0 | 0 | 0
LFG | 0 | 0 | 0 | 107.4 | 107.4 | 107.4
Nuc | 170 | 170 | 170 | 170 | 6604.41 | 9196.88
PS | 0 | 0 | 0 | 0 | 0 | 0
PV | 0.29 | 56.22 | 78.1 | 78.1 | 78.1 | 78.1
PeakG | 0 | 0 | 0 | 0 | 0 | 0
PeakO | 0 | 0 | 0 | 0 | 0 | 0
ST | 0 | 0 | 0 | 0 | 0 | 0
STOG | 0 | 0 | 0 | 0 | 0 | 0
STWD | 0 | 0 | 0 | 0 | 0 | 0
WT | 0 | 0 | 0 | 0 | 0 | 0
IGCC | 0 | 0 | 0 | 0 | 0 | 0
DemandResponse | 0 | 0 | 0 | 0 | 0 | 0
IGCC-CCS | 0 | 0 | 0 | 0 | 0 | 0
WT_off | 0 | 0 | 0 | 0 | 0 | 0
PseudoUnit | 0 | 0 | 0 | 0 | 0 | 0
FixedInterchange | 0 | 0 | 0 | 0 | 0 | 0
Cumulative New Build Capacity by Reporting Type: FRCC
ReportingType | 2015 | 2020 | 2025 | 2030 | 2035 | 2040
BM | 0 | 0 | 0 | 0 | 0 | 415.47
CC | 9046.81 | 9046.81 | 9046.81 | 9046.81 | 9046.81 | 9046.81
CSP | 0 | 0 | 0 | 0 | 0 | 0
CT | 2480 | 2480 | 2480 | 2480 | 2480 | 2480
Coal | 0 | 0 | 0 | 0 | 0 | 0
Geo | 0 | 0 | 0 | 0 | 0 | 0
H | 0 | 0 | 0 | 0 | 0 | 0
LFG | 0 | 0 | 198 | 198 | 198 | 198
Nuc | 229.33 | 229.33 | 1121.59 | 14482.77 | 15899.64 | 18616.57
PS | 0 | 0 | 0 | 0 | 0 | 0
PV | 0 | 0 | 0 | 0 | 0 | 0
PeakG | 0 | 0 | 0 | 0 | 0 | 0
PeakO | 0 | 0 | 0 | 0 | 0 | 0
ST | 0 | 0 | 0 | 0 | 0 | 0
STOG | 0 | 0 | 0 | 0 | 0 | 0
STWD | 0 | 0 | 0 | 0 | 0 | 0
WT | 0 | 0 | 0 | 0 | 0 | 0
IGCC | 0 | 0 | 0 | 0 | 0 | 0
DemandResponse | 0 | 0 | 0 | 0 | 0 | 0
IGCC-CCS | 0 | 0 | 0 | 0 | 0 | 0
WT_off | 0 | 0 | 0 | 0 | 0 | 0
PseudoUnit | 0 | 0 | 0 | 0 | 0 | 0
FixedInterchange | 0 | 0 | 0 | 0 | 0 | 0
Cumulative New Build Capacity by Reporting Type: MAPP_US
ReportingType | 2015 | 2020 | 2025 | 2030 | 2035 | 2040
BM | 0 | 0 | 0 | 0 | 0 | 0
CC | 0 | 0 | 0 | 0 | 0 | 0
CSP | 0 | 0 | 0 | 0 | 0 | 0
CT | 308.3 | 308.3 | 308.3 | 308.3 | 308.3 | 308.3
Coal | 0 | 0 | 0 | 0 | 0 | 0
Geo | 0 | 0 | 0 | 0 | 0 | 0
H | 0 | 0 | 0 | 0 | 0 | 0
LFG | 0 | 0 | 0 | 71.67 | 71.67 | 71.67
Nuc | 0 | 0 | 0 | 0 | 0 | 0
PS | 0 | 0 | 0 | 0 | 0 | 0
PV | 0 | 0 | 0 | 0 | 0 | 0
PeakG | 0 | 0 | 0 | 0 | 0 | 0
PeakO | 0 | 0 | 0 | 0 | 0 | 0
ST | 0 | 0 | 0 | 0 | 0 | 0
STOG | 0 | 0 | 0 | 0 | 0 | 0
STWD | 0 | 0 | 0 | 0 | 0 | 0
WT | 421.3 | 8944.63 | 10145.67 | 10145.67 | 10145.67 | 10145.67
IGCC | 0 | 0 | 0 | 0 | 0 | 0
DemandResponse | 0 | 0 | 0 | 0 | 0 | 0
IGCC-CCS | 0 | 0 | 0 | 0 | 0 | 0
WT_off | 0 | 0 | 0 | 0 | 0 | 0
PseudoUnit | 0 | 0 | 0 | 0 | 0 | 0
FixedInterchange | 0 | 0 | 0 | 0 | 0 | 0
Cumulative New Build Capacity by Reporting Type: MISO_IN
ReportingType | 2015 | 2020 | 2025 | 2030 | 2035 | 2040
BM | 0 | 0 | 0 | 0 | 0 | 0
CC | 2315.84 | 18001.89 | 18001.89 | 18001.89 | 18001.89 | 18001.89
CSP | 0 | 0 | 0 | 0 | 0 | 0
CT | 0 | 0 | 0 | 0 | 0 | 0
Coal | 0 | 0 | 0 | 0 | 0 | 0
Geo | 0 | 0 | 0 | 0 | 0 | 0
H | 0 | 0 | 0 | 0 | 0 | 0
LFG | 0 | 0 | 80.12 | 80.12 | 80.12 | 80.12
Nuc | 0 | 0 | 0 | 0 | 0 | 4082.38
PS | 0 | 0 | 0 | 0 | 0 | 0
PV | 0 | 203.12 | 282.41 | 282.41 | 282.41 | 282.41
PeakG | 0 | 0 | 0 | 0 | 0 | 0
PeakO | 0 | 0 | 0 | 0 | 0 | 0
ST | 0 | 0 | 0 | 0 | 0 | 0
STOG | 0 | 0 | 0 | 0 | 0 | 0
STWD | 0 | 0 | 0 | 0 | 0 | 0
WT | 0 | 0 | 0 | 0 | 0 | 0
IGCC | 618 | 618 | 618 | 618 | 618 | 618
DemandResponse | 0 | 0 | 0 | 0 | 0 | 0
IGCC-CCS | 0 | 0 | 0 | 0 | 0 | 0
WT_off | 0 | 0 | 0 | 0 | 0 | 0
PseudoUnit | 0 | 0 | 0 | 0 | 0 | 0
FixedInterchange | 0 | 0 | 0 | 0 | 0 | 0
Cumulative New Build Capacity by Reporting Type: MISO_MI
ReportingType | 2015 | 2020 | 2025 | 2030 | 2035 | 2040
BM | 0 | 0 | 0 | 0 | 0 | 0
CC | 0 | 0 | 0 | 0 | 0 | 0
CSP | 0 | 0 | 0 | 0 | 0 | 0
CT | 0 | 0 | 0 | 0 | 0 | 0
Coal | 0 | 0 | 0 | 0 | 0 | 0
Geo | 0 | 0 | 0 | 0 | 0 | 0
H | 0 | 0 | 0 | 0 | 0 | 0
LFG | 0 | 0 | 160.25 | 160.25 | 160.25 | 160.25
Nuc | 0 | 0 | 0 | 0 | 0 | 3477.31
PS | 0 | 0 | 0 | 0 | 0 | 0
PV | 0 | 0 | 0 | 0 | 0 | 0
PeakG | 0 | 0 | 0 | 0 | 0 | 0
PeakO | 0 | 0 | 0 | 0 | 0 | 0
ST | 0 | 0 | 0 | 0 | 0 | 0
STOG | 0 | 0 | 0 | 0 | 0 | 0
STWD | 0 | 0 | 0 | 0 | 0 | 0
WT | 2000 | 2000 | 2000 | 2000 | 2000 | 2000
IGCC | 0 | 0 | 0 | 0 | 0 | 0
DemandResponse | 0 | 0 | 0 | 0 | 0 | 0
IGCC-CCS | 0 | 0 | 0 | 0 | 0 | 0
WT_off | 0 | 0 | 0 | 0 | 0 | 0
PseudoUnit | 0 | 0 | 0 | 0 | 0 | 0
FixedInterchange | 0 | 0 | 0 | 0 | 0 | 0
Cumulative New Build Capacity by Reporting Type: MISO_MO-IL
ReportingType | 2015 | 2020 | 2025 | 2030 | 2035 | 2040
BM | 0 | 0 | 0 | 0 | 0 | 0
CC | 0 | 0 | 0 | 0 | 0 | 0
CSP | 0 | 0 | 0 | 0 | 0 | 0
CT | 0 | 0 | 0 | 0 | 0 | 0
Coal | 1790 | 1790 | 1790 | 1790 | 1790 | 1790
Geo | 0 | 0 | 0 | 0 | 0 | 0
H | 0 | 0 | 280 | 280 | 280 | 280
LFG | 0 | 0 | 223.33 | 223.33 | 223.33 | 223.33
Nuc | 0 | 0 | 0 | 0 | 0 | 0
PS | 0 | 0 | 0 | 0 | 0 | 0
PV | 0 | 0 | 0 | 0 | 0 | 0
PeakG | 0 | 0 | 0 | 0 | 0 | 0
PeakO | 0 | 0 | 0 | 0 | 0 | 0
ST | 0 | 0 | 0 | 0 | 0 | 0
STOG | 0 | 0 | 0 | 0 | 0 | 0
STWD | 0 | 0 | 0 | 0 | 0 | 0
WT | 300 | 300 | 1042.1 | 1042.1 | 1042.1 | 1042.1
IGCC | 0 | 0 | 0 | 0 | 0 | 0
DemandResponse | 0 | 0 | 0 | 0 | 0 | 0
IGCC-CCS | 0 | 0 | 0 | 0 | 0 | 0
WT_off | 0 | 0 | 0 | 0 | 0 | 0
PseudoUnit | 0 | 0 | 0 | 0 | 0 | 0
FixedInterchange | 0 | 0 | 0 | 0 | 0 | 0
Cumulative New Build Capacity by Reporting Type: MISO_W
ReportingType | 2015 | 2020 | 2025 | 2030 | 2035 | 2040
BM | 0 | 0 | 0 | 0 | 0 | 0
CC | 0 | 0 | 0 | 0 | 0 | 0
CSP | 0 | 0 | 0 | 0 | 0 | 0
CT | 0 | 0 | 0 | 0 | 0 | 0
Coal | 0 | 0 | 0 | 0 | 0 | 0
Geo | 0 | 0 | 0 | 0 | 0 | 0
H | 0 | 0 | 0 | 0 | 0 | 0
LFG | 0 | 0 | 0 | 71.67 | 71.67 | 71.67
Nuc | 94.33 | 94.33 | 94.33 | 94.33 | 94.33 | 94.33
PS | 0 | 0 | 0 | 0 | 0 | 0
PV | 0 | 0 | 0 | 0 | 0 | 0
PeakG | 0 | 0 | 0 | 0 | 0 | 0
PeakO | 0 | 0 | 0 | 0 | 0 | 0
ST | 0 | 0 | 0 | 0 | 0 | 0
STOG | 0 | 0 | 0 | 0 | 0 | 0
STWD | 0 | 0 | 0 | 0 | 0 | 0
WT | 2800.5 | 2800.5 | 29103.91 | 29103.91 | 29103.91 | 29103.91
IGCC | 0 | 0 | 0 | 0 | 0 | 0
DemandResponse | 0 | 0 | 0 | 0 | 0 | 0
IGCC-CCS | 0 | 0 | 0 | 0 | 0 | 0
WT_off | 0 | 0 | 0 | 0 | 0 | 0
PseudoUnit | 0 | 0 | 0 | 0 | 0 | 0
FixedInterchange | 0 | 0 | 0 | 0 | 0 | 0
Cumulative New Build Capacity by Reporting Type: MISO_WUMS
ReportingType | 2015 | 2020 | 2025 | 2030 | 2035 | 2040
BM | 0 | 0 | 0 | 0 | 0 | 0
CC | 5185.09 | 6232.47 | 6232.47 | 6232.47 | 6232.47 | 6232.47
CSP | 0 | 0 | 0 | 0 | 0 | 0
CT | 0 | 0 | 0 | 0 | 0 | 0
Coal | 615 | 615 | 615 | 615 | 615 | 615
Geo | 0 | 0 | 0 | 0 | 0 | 0
H | 0 | 1 | 1 | 1 | 1 | 1
LFG | 0 | 0 | 105.32 | 223.33 | 223.33 | 223.33
Nuc | 235 | 235 | 235 | 235 | 235 | 3942.68
PS | 0 | 0 | 0 | 0 | 0 | 0
PV | 0 | 0 | 0 | 0 | 0 | 0
PeakG | 0 | 0 | 0 | 0 | 0 | 0
PeakO | 0 | 0 | 0 | 0 | 0 | 0
ST | 0 | 0 | 0 | 0 | 0 | 0
STOG | 0 | 0 | 0 | 0 | 0 | 0
STWD | 0 | 0 | 0 | 0 | 0 | 0
WT | 968.9 | 968.9 | 968.9 | 968.9 | 968.9 | 968.9
IGCC | 0 | 0 | 0 | 0 | 0 | 0
DemandResponse | 0 | 0 | 0 | 0 | 0 | 0
IGCC-CCS | 0 | 0 | 0 | 0 | 0 | 0
WT_off | 0 | 0 | 0 | 0 | 0 | 0
PseudoUnit | 0 | 0 | 0 | 0 | 0 | 0
FixedInterchange | 0 | 0 | 0 | 0 | 0 | 0
Cumulative New Build Capacity by Reporting Type: Nebraska
ReportingType | 2015 | 2020 | 2025 | 2030 | 2035 | 2040
BM | 0 | 0 | 0 | 0 | 0 | 0
CC | 0 | 348.04 | 348.04 | 348.04 | 348.04 | 348.04
CSP | 0 | 0 | 0 | 0 | 0 | 0
CT | 0 | 0 | 0 | 0 | 0 | 0
Coal | 232.1 | 232.1 | 232.1 | 232.1 | 232.1 | 232.1
Geo | 0 | 0 | 0 | 0 | 0 | 0
H | 0 | 0 | 0 | 0 | 0 | 0
LFG | 0 | 0 | 3.25 | 71.67 | 71.67 | 71.67
Nuc | 0 | 0 | 0 | 0 | 0 | 0
PS | 0 | 0 | 0 | 0 | 0 | 0
PV | 0 | 0 | 0 | 0 | 0 | 0
PeakG | 0 | 0 | 0 | 0 | 0 | 0
PeakO | 0 | 0 | 0 | 0 | 0 | 0
ST | 0 | 0 | 0 | 0 | 0 | 0
STOG | 0 | 0 | 0 | 0 | 0 | 0
STWD | 0 | 0 | 0 | 0 | 0 | 0
WT | 202 | 3247.79 | 3247.79 | 3247.79 | 3247.79 | 3247.79
IGCC | 0 | 0 | 0 | 0 | 0 | 0
DemandResponse | 0 | 0 | 0 | 0 | 0 | 0
IGCC-CCS | 0 | 0 | 0 | 0 | 0 | 0
WT_off | 0 | 0 | 0 | 0 | 0 | 0
PseudoUnit | 0 | 0 | 0 | 0 | 0 | 0
FixedInterchange | 0 | 0 | 0 | 0 | 0 | 0
Cumulative New Build Capacity by Reporting Type: NEISO
ReportingType | 2015 | 2020 | 2025 | 2030 | 2035 | 2040
BM | 252.2 | 252.2 | 252.2 | 252.2 | 252.2 | 252.2
CC | 2049.5 | 2049.5 | 2049.5 | 2049.5 | 2049.5 | 2049.5
CSP | 0 | 0 | 0 | 0 | 0 | 0
CT | 334 | 334 | 334 | 334 | 334 | 334
Coal | 0 | 0 | 0 | 0 | 0 | 0
Geo | 0 | 0 | 0 | 0 | 0 | 0
H | 0 | 0 | 0 | 0 | 3 | 3
LFG | 49.26 | 49.26 | 49.26 | 119 | 119 | 119
Nuc | 0 | 0 | 0 | 0 | 0 | 0
PS | 0 | 0 | 0 | 0 | 0 | 0
PV | 0 | 244.29 | 244.29 | 244.29 | 244.29 | 244.29
PeakG | 0 | 0 | 0 | 0 | 0 | 0
PeakO | 0 | 0 | 0 | 0 | 0 | 0
ST | 0 | 0 | 0 | 0 | 0 | 0
STOG | 0 | 0 | 0 | 0 | 0 | 0
STWD | 0 | 0 | 0 | 0 | 0 | 0
WT | 231.2 | 1930.43 | 3036.9 | 5132.18 | 5132.18 | 5132.18
IGCC | 0 | 0 | 0 | 0 | 0 | 0
DemandResponse | 0 | 0 | 0 | 0 | 0 | 0
IGCC-CCS | 0 | 0 | 0 | 0 | 0 | 0
WT_off | 468 | 468 | 468 | 468 | 468 | 468
PseudoUnit | 0 | 0 | 0 | 0 | 0 | 0
FixedInterchange | 0 | 0 | 0 | 0 | 0 | 0
Cumulative New Build Capacity by Reporting Type: NonRTO_Midwest
ReportingType | 2015 | 2020 | 2025 | 2030 | 2035 | 2040
BM | 0 | 0 | 0 | 0 | 0 | 0
CC | 1860.06 | 3327.9 | 3327.9 | 3327.9 | 3327.9 | 3327.9
CSP | 0 | 0 | 0 | 0 | 0 | 0
CT | 0 | 0 | 0 | 0 | 0 | 0
Coal | 0 | 0 | 0 | 0 | 0 | 0
Geo | 0 | 0 | 0 | 0 | 0 | 0
H | 0 | 0 | 746 | 746 | 746 | 746
LFG | 0 | 0 | 160.25 | 160.25 | 160.25 | 160.25
Nuc | 0 | 0 | 1720.37 | 1769.77 | 2967.59 | 4779.1
PS | 0 | 0 | 0 | 0 | 0 | 0
PV | 0 | 0 | 0 | 0 | 0 | 0
PeakG | 0 | 0 | 0 | 0 | 0 | 0
PeakO | 0 | 0 | 0 | 0 | 0 | 0
ST | 0 | 0 | 0 | 0 | 0 | 0
STOG | 0 | 0 | 0 | 0 | 0 | 0
STWD | 0 | 0 | 0 | 0 | 0 | 0
WT | 0 | 0 | 0 | 0 | 0 | 0
IGCC | 0 | 0 | 0 | 0 | 0 | 0
DemandResponse | 0 | 0 | 0 | 0 | 0 | 0
IGCC-CCS | 0 | 0 | 0 | 0 | 0 | 0
WT_off | 0 | 0 | 0 | 0 | 0 | 0
PseudoUnit | 0 | 0 | 0 | 0 | 0 | 0
FixedInterchange | 0 | 0 | 0 | 0 | 0 | 0
Cumulative New Build Capacity by Reporting Type: NYISO_A-F
ReportingType | 2015 | 2020 | 2025 | 2030 | 2035 | 2040
BM | 0 | 0 | 0 | 0 | 0 | 0
CC | 639 | 639 | 639 | 639 | 639 | 639
CSP | 0 | 0 | 0 | 0 | 0 | 0
CT | 0 | 0 | 0 | 0 | 0 | 0
Coal | 0 | 0 | 0 | 0 | 0 | 0
Geo | 0 | 0 | 0 | 0 | 0 | 0
H | 0 | 0 | 0 | 0 | 0 | 0
LFG | 6.4 | 6.4 | 6.4 | 74.33 | 74.33 | 74.33
Nuc | 168 | 168 | 168 | 168 | 168 | 168
PS | 0 | 0 | 0 | 0 | 0 | 0
PV | 0 | 0 | 0 | 0 | 0 | 0
PeakG | 0 | 0 | 0 | 0 | 0 | 0
PeakO | 0 | 0 | 0 | 0 | 0 | 0
ST | 0 | 0 | 0 | 0 | 0 | 0
STOG | 0 | 0 | 0 | 0 | 0 | 0
STWD | 0 | 0 | 0 | 0 | 0 | 0
WT | 2476.3 | 3186.1 | 3186.1 | 3186.1 | 3186.1 | 3186.1
IGCC | 0 | 0 | 0 | 0 | 0 | 0
DemandResponse | 0 | 0 | 0 | 0 | 0 | 0
IGCC-CCS | 0 | 0 | 0 | 0 | 0 | 0
WT_off | 0 | 0 | 0 | 0 | 0 | 0
PseudoUnit | 0 | 0 | 0 | 0 | 0 | 0
FixedInterchange | 0 | 0 | 0 | 0 | 0 | 0
Cumulative New Build Capacity by Reporting Type: NYISO_G-I
ReportingType | 2015 | 2020 | 2025 | 2030 | 2035 | 2040
BM | 0 | 0 | 0 | 0 | 0 | 0
CC | 0 | 0 | 0 | 0 | 0 | 0
CSP | 0 | 0 | 0 | 0 | 0 | 0
CT | 0 | 0 | 0 | 0 | 0 | 0
Coal | 0 | 0 | 0 | 0 | 0 | 0
Geo | 0 | 0 | 0 | 0 | 0 | 0
H | 0 | 0 | 0 | 0 | 0 | 0
LFG | 0 | 0 | 0 | 74.33 | 74.33 | 74.33
Nuc | 0 | 0 | 0 | 0 | 0 | 1059.63
PS | 0 | 0 | 0 | 0 | 0 | 0
PV | 0 | 0 | 0 | 0 | 0 | 0
PeakG | 0 | 0 | 0 | 0 | 0 | 0
PeakO | 0 | 0 | 0 | 0 | 0 | 0
ST | 0 | 0 | 0 | 0 | 0 | 0
STOG | 0 | 0 | 0 | 0 | 0 | 0
STWD | 0 | 0 | 0 | 0 | 0 | 0
WT | 0 | 60 | 60 | 60 | 360 | 360
IGCC | 0 | 0 | 0 | 0 | 0 | 0
DemandResponse | 0 | 0 | 0 | 0 | 0 | 0
IGCC-CCS | 0 | 0 | 0 | 0 | 0 | 0
WT_off | 0 | 0 | 0 | 0 | 0 | 0
PseudoUnit | 0 | 0 | 0 | 0 | 0 | 0
FixedInterchange | 0 | 0 | 0 | 0 | 0 | 0
Cumulative New Build Capacity by Reporting Type: NYISO_J-K
ReportingType | 2015 | 2020 | 2025 | 2030 | 2035 | 2040
BM | 0 | 0 | 0 | 0 | 0 | 0
CC | 1175.4 | 1175.4 | 1175.4 | 1175.4 | 1175.4 | 1175.4
CSP | 0 | 0 | 0 | 0 | 0 | 0
CT | 0 | 0 | 0 | 0 | 0 | 0
Coal | 0 | 0 | 0 | 0 | 0 | 0
Geo | 0 | 0 | 0 | 0 | 0 | 0
H | 0 | 0 | 0 | 0 | 0 | 0
LFG | 0 | 0 | 0 | 74.33 | 74.33 | 74.33
Nuc | 0 | 0 | 0 | 0 | 0 | 0
PS | 0 | 0 | 0 | 0 | 0 | 0
PV | 32 | 32 | 32 | 32 | 32 | 32
PeakG | 0 | 0 | 0 | 0 | 0 | 0
PeakO | 0 | 0 | 0 | 0 | 0 | 0
ST | 0 | 0 | 0 | 0 | 0 | 0
STOG | 0 | 0 | 0 | 0 | 0 | 0
STWD | 0 | 0 | 0 | 0 | 0 | 0
WT | 0 | 0 | 0 | 0 | 170 | 170
IGCC | 0 | 0 | 0 | 0 | 0 | 0
DemandResponse | 0 | 0 | 0 | 0 | 0 | 0
IGCC-CCS | 0 | 0 | 0 | 0 | 0 | 0
WT_off | 0 | 0 | 0 | 0 | 0 | 0
PseudoUnit | 0 | 0 | 0 | 0 | 0 | 0
FixedInterchange | 0 | 0 | 0 | 0 | 0 | 0
Cumulative New Build Capacity by Reporting Type: PJM_E
ReportingType | 2015 | 2020 | 2025 | 2030 | 2035 | 2040
BM | 30 | 30 | 30 | 30 | 30 | 30
CC | 4634.3 | 4634.3 | 4634.3 | 4634.3 | 4634.3 | 4634.3
CSP | 0 | 0 | 0 | 0 | 0 | 0
CT | 26.2 | 26.2 | 26.2 | 26.2 | 26.2 | 26.2
Coal | 27 | 27 | 27 | 27 | 27 | 27
Geo | 0 | 0 | 0 | 0 | 0 | 0
H | 0 | 0 | 0 | 0 | 0 | 0
LFG | 9.1 | 142 | 142 | 142 | 142 | 142
Nuc | 38 | 38 | 38 | 38 | 38 | 38
PS | 0 | 0 | 0 | 0 | 0 | 0
PV | 25.45 | 25.45 | 25.45 | 25.45 | 25.45 | 25.45
PeakG | 0 | 0 | 0 | 0 | 0 | 0
PeakO | 0 | 0 | 0 | 0 | 0 | 0
ST | 0 | 0 | 0 | 0 | 0 | 0
STOG | 0 | 0 | 0 | 0 | 0 | 0
STWD | 0 | 0 | 0 | 0 | 0 | 0
WT | 1150 | 1150 | 1150 | 1150 | 1150 | 1150
IGCC | 0 | 0 | 0 | 0 | 0 | 0
DemandResponse | 0 | 0 | 0 | 0 | 0 | 0
IGCC-CCS | 0 | 0 | 0 | 0 | 0 | 0
WT_off | 0 | 0 | 1100 | 1100 | 1100 | 1100
PseudoUnit | 0 | 0 | 0 | 0 | 0 | 0
FixedInterchange | 0 | 0 | 0 | 0 | 0 | 0
Cumulative New Build Capacity by Reporting Type: PJM_ROM
ReportingType | 2015 | 2020 | 2025 | 2030 | 2035 | 2040
BM | 18 | 18 | 18 | 18 | 18 | 18
CC | 1678.5 | 1678.5 | 1678.5 | 1678.5 | 1678.5 | 1678.5
CSP | 0 | 0 | 0 | 0 | 0 | 0
CT | 16 | 16 | 16 | 16 | 16 | 16
Coal | 32.5 | 32.5 | 32.5 | 32.5 | 32.5 | 32.5
Geo | 0 | 0 | 0 | 0 | 0 | 0
H | 0 | 0 | 678 | 678 | 678 | 678
LFG | 18.9 | 284 | 284 | 284 | 284 | 284
Nuc | 0 | 0 | 0 | 0 | 0 | 5751.99
PS | 0 | 0 | 0 | 0 | 0 | 0
PV | 0 | 1224.5 | 1797.42 | 1825.04 | 1825.04 | 1825.04
PeakG | 0 | 0 | 0 | 0 | 0 | 0
PeakO | 0 | 0 | 0 | 0 | 0 | 0
ST | 0 | 0 | 0 | 0 | 0 | 0
STOG | 0 | 0 | 0 | 0 | 0 | 0
STWD | 0 | 0 | 0 | 0 | 0 | 0
WT | 479.8 | 1230 | 1230 | 1230 | 1230 | 1230
IGCC | 0 | 0 | 0 | 0 | 0 | 0
DemandResponse | 0 | 0 | 0 | 0 | 0 | 0
IGCC-CCS | 0 | 0 | 0 | 0 | 0 | 0
WT_off | 0 | 0 | 0 | 0 | 0 | 0
PseudoUnit | 0 | 0 | 0 | 0 | 0 | 0
FixedInterchange | 0 | 0 | 0 | 0 | 0 | 0
Cumulative New Build Capacity by Reporting Type: PJM_ROR
ReportingType | 2015 | 2020 | 2025 | 2030 | 2035 | 2040
BM | 385 | 385 | 385 | 385 | 385 | 385
CC | 12687.14 | 12687.14 | 12687.14 | 12687.14 | 12687.14 | 12687.14
CSP | 0 | 0 | 0 | 0 | 0 | 0
CT | 29 | 29 | 29 | 29 | 29 | 29
Coal | 2164 | 2164 | 2164 | 2164 | 2164 | 2164
Geo | 0 | 0 | 0 | 0 | 0 | 0
H | 0 | 503 | 503 | 503 | 503 | 503
LFG | 57.4 | 571.11 | 571.11 | 571.11 | 571.11 | 571.11
Nuc | 38 | 38 | 38 | 38 | 6603.74 | 19939.1
PS | 0 | 0 | 0 | 0 | 0 | 0
PV | 0 | 0 | 0 | 0 | 0 | 0
PeakG | 0 | 0 | 0 | 0 | 0 | 0
PeakO | 0 | 0 | 0 | 0 | 0 | 0
ST | 0 | 0 | 0 | 0 | 0 | 0
STOG | 0 | 0 | 0 | 0 | 0 | 0
STWD | 0 | 0 | 0 | 0 | 0 | 0
WT | 8325.7 | 8517.4 | 8918.05 | 45489.52 | 45489.52 | 45489.52
IGCC | 0 | 0 | 0 | 0 | 0 | 0
DemandResponse | 0 | 0 | 0 | 0 | 0 | 0
IGCC-CCS | 0 | 0 | 0 | 0 | 0 | 0
WT_off | 0 | 0 | 0 | 0 | 0 | 0
PseudoUnit | 0 | 0 | 0 | 0 | 0 | 0
FixedInterchange | 0 | 0 | 0 | 0 | 0 | 0
Cumulative New Build Capacity by Reporting Type: SOCO
ReportingType | 2015 | 2020 | 2025 | 2030 | 2035 | 2040
BM | 55 | 55 | 55 | 55 | 55 | 55
CC | 6037.06 | 6800.32 | 6800.32 | 6800.32 | 6800.32 | 6800.32
CSP | 0 | 0 | 0 | 0 | 0 | 0
CT | 0 | 0 | 0 | 0 | 0 | 0
Coal | 0 | 0 | 0 | 0 | 0 | 0
Geo | 0 | 0 | 0 | 0 | 0 | 0
H | 0 | 0 | 0 | 0 | 0 | 0
LFG | 0 | 0 | 107.4 | 107.4 | 107.4 | 107.4
Nuc | 70 | 2270 | 2270 | 10259.55 | 14954.59 | 18826.54
PS | 0 | 0 | 0 | 0 | 0 | 0
PV | 0 | 0 | 0 | 0 | 0 | 0
PeakG | 0 | 0 | 0 | 0 | 0 | 0
PeakO | 0 | 0 | 0 | 0 | 0 | 0
ST | 0 | 0 | 0 | 0 | 0 | 0
STOG | 0 | 0 | 0 | 0 | 0 | 0
STWD | 0 | 0 | 0 | 0 | 0 | 0
WT | 0 | 0 | 0 | 0 | 0 | 0
IGCC | 0 | 0 | 0 | 0 | 0 | 0
DemandResponse | 0 | 0 | 0 | 0 | 0 | 0
IGCC-CCS | 0 | 0 | 0 | 0 | 0 | 0
WT_off | 0 | 0 | 0 | 0 | 0 | 0
PseudoUnit | 0 | 0 | 0 | 0 | 0 | 0
FixedInterchange | 0 | 0 | 0 | 0 | 0 | 0
Cumulative New Build Capacity by Reporting Type: SPP_N
ReportingType | 2015 | 2020 | 2025 | 2030 | 2035 | 2040
BM | 0 | 0 | 0 | 0 | 0 | 0
CC | 609.7 | 2059.88 | 2059.88 | 2059.88 | 2059.88 | 2059.88
CSP | 0 | 0 | 0 | 0 | 0 | 0
CT | 0 | 0 | 0 | 0 | 0 | 0
Coal | 465.04 | 465.04 | 465.04 | 465.04 | 465.04 | 465.04
Geo | 0 | 0 | 0 | 0 | 0 | 0
H | 0 | 0 | 0 | 0 | 0 | 0
LFG | 0 | 0 | 95 | 95 | 95 | 95
Nuc | 0 | 0 | 0 | 523.18 | 4586.1 | 4586.1
PS | 0 | 0 | 0 | 0 | 0 | 0
PV | 0 | 0 | 0 | 0 | 0 | 0
PeakG | 0 | 0 | 0 | 0 | 0 | 0
PeakO | 0 | 0 | 0 | 0 | 0 | 0
ST | 0 | 0 | 0 | 0 | 0 | 0
STOG | 0 | 0 | 0 | 0 | 0 | 0
STWD | 0 | 0 | 0 | 0 | 0 | 0
WT | 0 | 12268.06 | 12268.06 | 12268.06 | 12268.06 | 12268.06
IGCC | 0 | 0 | 0 | 0 | 0 | 0
DemandResponse | 0 | 0 | 0 | 0 | 0 | 0
IGCC-CCS | 0 | 0 | 0 | 0 | 0 | 0
WT_off | 0 | 0 | 0 | 0 | 0 | 0
PseudoUnit | 0 | 0 | 0 | 0 | 0 | 0
FixedInterchange | 0 | 0 | 0 | 0 | 0 | 0
Cumulative New Build Capacity by Reporting Type: SPP_S
ReportingType | 2015 | 2020 | 2025 | 2030 | 2035 | 2040
BM | 0 | 0 | 0 | 0 | 0 | 0
CC | 0 | 4785.63 | 4785.63 | 4785.63 | 4785.63 | 4785.63
CSP | 0 | 0 | 0 | 0 | 0 | 0
CT | 412.99 | 712.99 | 712.99 | 712.99 | 712.99 | 712.99
Coal | 988 | 988 | 988 | 988 | 988 | 988
Geo | 0 | 0 | 0 | 0 | 0 | 0
H | 0 | 0 | 0 | 0 | 91 | 91
LFG | 0 | 0 | 95 | 95 | 95 | 95
Nuc | 0 | 0 | 0 | 0 | 1810.49 | 1810.49
PS | 0 | 0 | 0 | 0 | 0 | 0
PV | 0 | 0 | 0 | 0 | 0 | 0
PeakG | 0 | 0 | 0 | 0 | 0 | 0
PeakO | 0 | 0 | 0 | 0 | 0 | 0
ST | 0 | 0 | 0 | 0 | 0 | 0
STOG | 0 | 0 | 0 | 0 | 0 | 0
STWD | 0 | 0 | 0 | 0 | 0 | 0
WT | 430 | 17278.15 | 17278.15 | 17278.15 | 17278.15 | 17278.15
IGCC | 0 | 0 | 0 | 0 | 0 | 0
DemandResponse | 0 | 0 | 0 | 0 | 0 | 0
IGCC-CCS | 0 | 0 | 0 | 0 | 0 | 0
WT_off | 0 | 0 | 0 | 0 | 0 | 0
PseudoUnit | 0 | 0 | 0 | 0 | 0 | 0
FixedInterchange | 0 | 0 | 0 | 0 | 0 | 0
Cumulative New Build Capacity by Reporting Type: TVA
ReportingType | 2015 | 2020 | 2025 | 2030 | 2035 | 2040
BM | 0 | 0 | 0 | 0 | 0 | 0
CC | 1900.7 | 4662.61 | 4662.61 | 4662.61 | 4662.61 | 4662.61
CSP | 0 | 0 | 0 | 0 | 0 | 0
CT | 0 | 0 | 0 | 0 | 0 | 0
Coal | 0 | 0 | 0 | 0 | 0 | 0
Geo | 0 | 0 | 0 | 0 | 0 | 0
H | 0 | 0 | 0 | 27 | 27 | 27
LFG | 0 | 0 | 107.4 | 107.4 | 107.4 | 107.4
Nuc | 1697.89 | 1697.89 | 1697.89 | 2027.68 | 8423.75 | 8423.75
PS | 0 | 0 | 0 | 0 | 0 | 0
PV | 0 | 0 | 0 | 0 | 0 | 0
PeakG | 0 | 0 | 0 | 0 | 0 | 0
PeakO | 0 | 0 | 0 | 0 | 0 | 0
ST | 0 | 0 | 0 | 0 | 0 | 0
STOG | 0 | 0 | 0 | 0 | 0 | 0
STWD | 0 | 0 | 0 | 0 | 0 | 0
WT | 0 | 0 | 0 | 0 | 0 | 0
IGCC | 0 | 0 | 0 | 0 | 0 | 0
DemandResponse | 0 | 0 | 0 | 0 | 0 | 0
IGCC-CCS | 0 | 0 | 0 | 0 | 0 | 0
WT_off | 0 | 0 | 0 | 0 | 0 | 0
PseudoUnit | 0 | 0 | 0 | 0 | 0 | 0
FixedInterchange | 0 | 0 | 0 | 0 | 0 | 0
Cumulative New Build Capacity by Reporting Type: TVA_Transmission
ReportingType | 2015 | 2020 | 2025 | 2030 | 2035 | 2040
BM | 0 | 0 | 0 | 0 | 0 | 0
CC | 0 | 0 | 0 | 0 | 0 | 0
CSP | 0 | 0 | 0 | 0 | 0 | 0
CT | 0 | 0 | 0 | 0 | 0 | 0
Coal | 0 | 0 | 0 | 0 | 0 | 0
Geo | 0 | 0 | 0 | 0 | 0 | 0
H | 0 | 0 | 0 | 0 | 0 | 0
LFG | 0 | 0 | 0 | 0 | 0 | 0
Nuc | 0 | 0 | 0 | 0 | 0 | 0
PS | 0 | 0 | 0 | 0 | 0 | 0
PV | 0 | 0 | 0 | 0 | 0 | 0
PeakG | 0 | 0 | 0 | 0 | 0 | 0
PeakO | 0 | 0 | 0 | 0 | 0 | 0
ST | 0 | 0 | 0 | 0 | 0 | 0
STOG | 0 | 0 | 0 | 0 | 0 | 0
STWD | 0 | 0 | 0 | 0 | 0 | 0
WT | 0 | 0 | 0 | 0 | 0 | 0
IGCC | 0 | 0 | 0 | 0 | 0 | 0
DemandResponse | 0 | 0 | 0 | 0 | 0 | 0
IGCC-CCS | 0 | 0 | 0 | 0 | 0 | 0
WT_off | 0 | 0 | 0 | 0 | 0 | 0
PseudoUnit | 0 | 0 | 0 | 0 | 0 | 0
FixedInterchange | 0 | 0 | 0 | 0 | 0 | 0
Cumulative New Build Capacity by Reporting Type: VACAR
ReportingType | 2015 | 2020 | 2025 | 2030 | 2035 | 2040
BM | 0.92 | 0.92 | 366.19 | 366.19 | 366.19 | 486.28
CC | 11787.82 | 11787.82 | 11787.82 | 11787.82 | 11787.82 | 11787.82
CSP | 0 | 0 | 0 | 0 | 0 | 0
CT | 717.2 | 717.2 | 717.2 | 717.2 | 717.2 | 717.2
Coal | 825 | 825 | 825 | 825 | 825 | 825
Geo | 0 | 0 | 0 | 0 | 0 | 0
H | 0 | 0 | 0 | 0 | 0 | 0
LFG | 0.34 | 107.4 | 107.4 | 107.4 | 107.4 | 107.4
Nuc | 0 | 2330 | 2330 | 4160.92 | 12013.45 | 17849.87
PS | 0 | 0 | 0 | 0 | 0 | 0
PV | 0 | 119.93 | 119.93 | 119.93 | 119.93 | 119.93
PeakG | 0 | 0 | 0 | 0 | 0 | 0
PeakO | 0 | 0 | 0 | 0 | 0 | 0
ST | 0 | 0 | 0 | 0 | 0 | 0
STOG | 0 | 0 | 0 | 0 | 0 | 0
STWD | 0 | 0 | 0 | 0 | 0 | 0
WT | 0.9 | 3500 | 3500 | 3500 | 3500 | 3500
IGCC | 0 | 0 | 0 | 0 | 0 | 0
DemandResponse | 0 | 0 | 0 | 0 | 0 | 0
IGCC-CCS | 0 | 0 | 0 | 0 | 0 | 0
WT_off | 1 | 1 | 1 | 1 | 1 | 1
PseudoUnit | 0 | 0 | 0 | 0 | 0 | 0
FixedInterchange | 0 | 0 | 0 | 0 | 0 | 0
Cumulative New Build Capacity by Reporting Type: IESO
ReportingType | 2015 | 2020 | 2025 | 2030 | 2035 | 2040
BM | 326.33 | 326.33 | 326.33 | 326.33 | 326.33 | 326.33
CC | 1263 | 1263 | 1263 | 1263 | 1263 | 1263
CSP | 0 | 0 | 0 | 0 | 0 | 0
CT | 368 | 368 | 368 | 368 | 368 | 368
Coal | 0 | 0 | 0 | 0 | 0 | 0
Geo | 0 | 0 | 0 | 0 | 0 | 0
H | 0 | 0 | 0 | 0 | 0 | 0
LFG | 14.5 | 14.5 | 14.5 | 14.5 | 14.5 | 14.5
Nuc | 0 | 0 | 0 | 0 | 0 | 0
PS | 0 | 0 | 0 | 0 | 0 | 0
PV | 1067.26 | 1067.26 | 1067.26 | 1067.26 | 1067.26 | 1067.26
PeakG | 0 | 0 | 0 | 0 | 0 | 0
PeakO | 0 | 0 | 0 | 0 | 0 | 0
ST | 0 | 0 | 0 | 0 | 0 | 0
STOG | 0 | 0 | 0 | 0 | 0 | 0
STWD | 0 | 0 | 0 | 0 | 0 | 0
WT | 2105.9 | 2105.9 | 2105.9 | 2105.9 | 2105.9 | 2105.9
IGCC | 0 | 0 | 0 | 0 | 0 | 0
DemandResponse | 0 | 0 | 0 | 0 | 0 | 0
IGCC-CCS | 0 | 0 | 0 | 0 | 0 | 0
WT_off | 0 | 0 | 0 | 0 | 0 | 0
PseudoUnit | 0 | 0 | 0 | 0 | 0 | 0
FixedInterchange | 0 | 0 | 0 | 0 | 0 | 0
Cumulative New Build Capacity by Reporting Type: MAPP_CA
ReportingType | 2015 | 2020 | 2025 | 2030 | 2035 | 2040
BM | 0 | 0 | 0 | 0 | 0 | 0
CC | 0 | 0 | 0 | 0 | 0 | 0
CSP | 0 | 0 | 0 | 0 | 0 | 0
CT | 0 | 0 | 0 | 0 | 0 | 0
Coal | 0 | 0 | 0 | 0 | 0 | 0
Geo | 0 | 0 | 0 | 0 | 0 | 0
H | 0 | 427.28 | 1773.73 | 1773.73 | 1773.73 | 1773.73
LFG | 0 | 0 | 0 | 0 | 0 | 0
Nuc | 0 | 0 | 0 | 0 | 0 | 0
PS | 0 | 0 | 0 | 0 | 0 | 0
PV | 0 | 0 | 0 | 0 | 0 | 0
PeakG | 0 | 0 | 0 | 0 | 0 | 0
PeakO | 0 | 0 | 0 | 0 | 0 | 0
ST | 0 | 0 | 0 | 0 | 0 | 0
STOG | 0 | 0 | 0 | 0 | 0 | 0
STWD | 0 | 0 | 0 | 0 | 0 | 0
WT | 302.4 | 302.4 | 302.4 | 302.4 | 302.4 | 302.4
IGCC | 0 | 0 | 0 | 0 | 0 | 0
DemandResponse | 0 | 0 | 0 | 0 | 0 | 0
IGCC-CCS | 0 | 0 | 0 | 0 | 0 | 0
WT_off | 0 | 0 | 0 | 0 | 0 | 0
PseudoUnit | 0 | 0 | 0 | 0 | 0 | 0
FixedInterchange | 0 | 0 | 0 | 0 | 0 | 0
Cumulative New Build Capacity by Reporting Type: AZ_NM_SNV_Coal
ReportingType | 2015 | 2020 | 2025 | 2030 | 2035 | 2040
BM | 0 | 0 | 0 | 0 | 0 | 0
CC | 0 | 0 | 0 | 0 | 0 | 0
CSP | 0 | 0 | 0 | 0 | 0 | 0
CT | 0 | 0 | 0 | 0 | 0 | 0
Coal | 0 | 0 | 0 | 0 | 0 | 0
Geo | 0 | 0 | 0 | 0 | 0 | 0
H | 0 | 0 | 0 | 0 | 0 | 0
LFG | 0 | 0 | 0 | 0 | 0 | 0
Nuc | 0 | 0 | 0 | 0 | 0 | 0
PS | 0 | 0 | 0 | 0 | 0 | 0
PV | 0 | 0 | 0 | 0 | 0 | 0
PeakG | 0 | 0 | 0 | 0 | 0 | 0
PeakO | 0 | 0 | 0 | 0 | 0 | 0
ST | 0 | 0 | 0 | 0 | 0 | 0
STOG | 0 | 0 | 0 | 0 | 0 | 0
STWD | 0 | 0 | 0 | 0 | 0 | 0
WT | 0 | 0 | 0 | 0 | 0 | 0
IGCC | 0 | 0 | 0 | 0 | 0 | 0
DemandResponse | 0 | 0 | 0 | 0 | 0 | 0
IGCC-CCS | 0 | 0 | 0 | 0 | 0 | 0
WT_off | 0 | 0 | 0 | 0 | 0 | 0
PseudoUnit | 0 | 0 | 0 | 0 | 0 | 0
FixedInterchange | 0 | 0 | 0 | 0 | 0 | 0
Cumulative New Build Capacity by Reporting Type: AZ_NM_SNV_Gas
ReportingType | 2015 | 2020 | 2025 | 2030 | 2035 | 2040
BM | 0 | 0 | 0 | 0 | 0 | 0
CC | 668 | 668 | 668 | 668 | 668 | 668
CSP | 0 | 0 | 0 | 0 | 0 | 0
CT | 736 | 736 | 736 | 736 | 736 | 736
Coal | 0 | 0 | 0 | 0 | 0 | 0
Geo | 0 | 0 | 0 | 0 | 0 | 0
H | 0 | 0 | 0 | 0 | 0 | 0
LFG | 0 | 0 | 0 | 0 | 0 | 0
Nuc | 0 | 0 | 0 | 0 | 0 | 0
PS | 0 | 0 | 0 | 0 | 0 | 0
PV | 0 | 0 | 0 | 0 | 0 | 0
PeakG | 0 | 0 | 0 | 0 | 0 | 0
PeakO | 0 | 0 | 0 | 0 | 0 | 0
ST | 0 | 0 | 0 | 0 | 0 | 0
STOG | 0 | 0 | 0 | 0 | 0 | 0
STWD | 0 | 0 | 0 | 0 | 0 | 0
WT | 0 | 0 | 0 | 0 | 0 | 0
IGCC | 0 | 0 | 0 | 0 | 0 | 0
DemandResponse | 0 | 0 | 0 | 0 | 0 | 0
IGCC-CCS | 0 | 0 | 0 | 0 | 0 | 0
WT_off | 0 | 0 | 0 | 0 | 0 | 0
PseudoUnit | 0 | 0 | 0 | 0 | 0 | 0
FixedInterchange | 0 | 0 | 0 | 0 | 0 | 0
Cumulative New Build Capacity by Reporting Type: AZ_NM_SNV_NucRenew
ReportingType | 2015 | 2020 | 2025 | 2030 | 2035 | 2040
BM | 0 | 0 | 0 | 0 | 0 | 0
CC | 0 | 0 | 0 | 0 | 0 | 0
CSP | 0 | 0 | 0 | 0 | 0 | 0
CT | 0 | 0 | 0 | 0 | 0 | 0
Coal | 0 | 0 | 0 | 0 | 0 | 0
Geo | 0 | 0 | 1450 | 1450 | 1450 | 1450
H | 0 | 0 | 0 | 0 | 0 | 0
LFG | 0 | 0 | 60.67 | 60.67 | 60.67 | 60.67
Nuc | 0 | 0 | 0 | 3653.96 | 8005.48 | 8005.48
PS | 0 | 0 | 0 | 0 | 0 | 0
PV | 95.7 | 95.7 | 95.7 | 95.7 | 95.7 | 95.7
PeakG | 0 | 0 | 0 | 0 | 0 | 0
PeakO | 0 | 0 | 0 | 0 | 0 | 0
ST | 280 | 652.22 | 805.48 | 805.48 | 805.48 | 805.48
STOG | 0 | 0 | 0 | 0 | 0 | 0
STWD | 0 | 0 | 0 | 0 | 0 | 0
WT | 65.1 | 9333.19 | 9333.19 | 9333.19 | 9333.19 | 9333.19
IGCC | 0 | 0 | 0 | 0 | 0 | 0
DemandResponse | 0 | 0 | 0 | 0 | 0 | 0
IGCC-CCS | 0 | 0 | 0 | 0 | 0 | 0
WT_off | 0 | 0 | 0 | 0 | 0 | 0
PseudoUnit | 0 | 0 | 0 | 0 | 0 | 0
FixedInterchange | 0 | 0 | 0 | 0 | 0 | 0
Cumulative New Build Capacity by Reporting Type: ERCOT
ReportingType | 2015 | 2020 | 2025 | 2030 | 2035 | 2040
BM | 145 | 145 | 145 | 145 | 145 | 1644.1
CC | 11293.71 | 11293.71 | 11293.71 | 11293.71 | 11293.71 | 11293.71
CSP | 0 | 0 | 0 | 0 | 0 | 0
CT | 250 | 250 | 250 | 250 | 250 | 250
Coal | 2020 | 2020 | 2020 | 2020 | 2020 | 2020
Geo | 0 | 0 | 0 | 0 | 0 | 0
H | 0 | 0 | 0 | 0 | 0 | 0
LFG | 0 | 0 | 354 | 354 | 354 | 354
Nuc | 0 | 0 | 0 | 747.19 | 10924.32 | 11684.59
PS | 0 | 0 | 0 | 0 | 0 | 0
PV | 14 | 14 | 14 | 14 | 14 | 14
PeakG | 0 | 0 | 0 | 0 | 0 | 0
PeakO | 0 | 0 | 0 | 0 | 0 | 0
ST | 0 | 0 | 0 | 0 | 0 | 0
STOG | 0 | 0 | 0 | 0 | 0 | 0
STWD | 0 | 0 | 0 | 0 | 0 | 0
WT | 350.1 | 350.1 | 12362.25 | 12362.25 | 12362.25 | 12362.25
IGCC | 0 | 0 | 0 | 0 | 0 | 0
DemandResponse | 0 | 0 | 0 | 0 | 0 | 0
IGCC-CCS | 0 | 0 | 0 | 0 | 0 | 0
WT_off | 0 | 0 | 0 | 0 | 0 | 0
PseudoUnit | 0 | 0 | 0 | 0 | 0 | 0
FixedInterchange | 0 | 0 | 0 | 0 | 0 | 0
Cumulative New Build Capacity by Reporting Type: NP15
ReportingType | 2015 | 2020 | 2025 | 2030 | 2035 | 2040
BM | 0 | 0 | 0 | 0 | 0 | 0
CC | 1228.44 | 1228.44 | 1228.44 | 1228.44 | 1228.44 | 1228.44
CSP | 0 | 0 | 0 | 0 | 0 | 0
CT | 212.6 | 212.6 | 212.6 | 212.6 | 212.6 | 212.6
Coal | 0 | 0 | 0 | 0 | 0 | 0
Geo | 0 | 600 | 600 | 600 | 600 | 600
H | 0 | 0 | 0 | 0 | 0 | 0
LFG | 0 | 378.43 | 565 | 565 | 565 | 565
Nuc | 0 | 0 | 0 | 4634.41 | 5170.47 | 5582.5
PS | 0 | 0 | 0 | 0 | 0 | 0
PV | 6.5 | 6.5 | 6.5 | 6.5 | 6.5 | 6.5
PeakG | 0 | 0 | 0 | 0 | 0 | 0
PeakO | 0 | 0 | 0 | 0 | 0 | 0
ST | 29 | 29 | 29 | 29 | 29 | 29
STOG | 0 | 0 | 0 | 0 | 0 | 0
STWD | 0 | 0 | 0 | 0 | 0 | 0
WT | 101.2 | 3400 | 3400 | 3400 | 3400 | 3400
IGCC | 0 | 0 | 0 | 0 | 0 | 0
DemandResponse | 0 | 0 | 0 | 0 | 0 | 0
IGCC-CCS | 0 | 0 | 0 | 0 | 0 | 0
WT_off | 0 | 0 | 0 | 0 | 0 | 0
PseudoUnit | 0 | 0 | 0 | 0 | 0 | 0
FixedInterchange | 0 | 0 | 0 | 0 | 0 | 0
Cumulative New Build Capacity by Reporting Type: NWPP_Coal
ReportingType | 2015 | 2020 | 2025 | 2030 | 2035 | 2040
BM | 0 | 0 | 0 | 0 | 0 | 0
CC | 0 | 0 | 0 | 0 | 0 | 0
CSP | 0 | 0 | 0 | 0 | 0 | 0
CT | 0 | 0 | 0 | 0 | 0 | 0
Coal | 0 | 0 | 0 | 0 | 0 | 0
Geo | 0 | 0 | 0 | 0 | 0 | 0
H | 0 | 0 | 0 | 0 | 0 | 0
LFG | 0 | 0 | 0 | 0 | 0 | 0
Nuc | 0 | 0 | 0 | 0 | 0 | 0
PS | 0 | 0 | 0 | 0 | 0 | 0
PV | 0 | 0 | 0 | 0 | 0 | 0
PeakG | 0 | 0 | 0 | 0 | 0 | 0
PeakO | 0 | 0 | 0 | 0 | 0 | 0
ST | 0 | 0 | 0 | 0 | 0 | 0
STOG | 0 | 0 | 0 | 0 | 0 | 0
STWD | 0 | 0 | 0 | 0 | 0 | 0
WT | 0 | 0 | 0 | 0 | 0 | 0
IGCC | 0 | 0 | 0 | 0 | 0 | 0
DemandResponse | 0 | 0 | 0 | 0 | 0 | 0
IGCC-CCS | 0 | 0 | 0 | 0 | 0 | 0
WT_off | 0 | 0 | 0 | 0 | 0 | 0
PseudoUnit | 0 | 0 | 0 | 0 | 0 | 0
FixedInterchange | 0 | 0 | 0 | 0 | 0 | 0
Cumulative New Build Capacity by Reporting Type: NWPP_Gas
ReportingType | 2015 | 2020 | 2025 | 2030 | 2035 | 2040
BM | 0 | 0 | 0 | 0 | 0 | 0
CC | 300 | 300 | 300 | 300 | 300 | 300
CSP | 0 | 0 | 0 | 0 | 0 | 0
CT | 150 | 150 | 150 | 150 | 150 | 150
Coal | 0 | 0 | 0 | 0 | 0 | 0
Geo | 0 | 0 | 0 | 0 | 0 | 0
H | 0 | 0 | 0 | 0 | 0 | 0
LFG | 0 | 0 | 0 | 0 | 0 | 0
Nuc | 0 | 0 | 0 | 0 | 0 | 0
PS | 0 | 0 | 0 | 0 | 0 | 0
PV | 0 | 0 | 0 | 0 | 0 | 0
PeakG | 0 | 0 | 0 | 0 | 0 | 0
PeakO | 0 | 0 | 0 | 0 | 0 | 0
ST | 0 | 0 | 0 | 0 | 0 | 0
STOG | 0 | 0 | 0 | 0 | 0 | 0
STWD | 0 | 0 | 0 | 0 | 0 | 0
WT | 0 | 0 | 0 | 0 | 0 | 0
IGCC | 0 | 0 | 0 | 0 | 0 | 0
DemandResponse | 0 | 0 | 0 | 0 | 0 | 0
IGCC-CCS | 0 | 0 | 0 | 0 | 0 | 0
WT_off | 0 | 0 | 0 | 0 | 0 | 0
PseudoUnit | 0 | 0 | 0 | 0 | 0 | 0
FixedInterchange | 0 | 0 | 0 | 0 | 0 | 0
Cumulative New Build Capacity by Reporting Type: NWPP_NucRenew
ReportingType | 2015 | 2020 | 2025 | 2030 | 2035 | 2040
BM | 32.55 | 32.55 | 32.55 | 32.55 | 32.55 | 32.55
CC | 0 | 0 | 0 | 0 | 0 | 0
CSP | 0 | 0 | 0 | 0 | 0 | 0
CT | 0 | 0 | 0 | 0 | 0 | 0
Coal | 0 | 0 | 0 | 0 | 0 | 0
Geo | 86 | 86 | 520 | 520 | 520 | 520
H | 0 | 0 | 0 | 0 | 335 | 335
LFG | 25.5 | 25.5 | 270 | 270 | 270 | 270
Nuc | 0 | 0 | 0 | 1649.17 | 1649.17 | 1649.17
PS | 0 | 0 | 0 | 0 | 0 | 0
PV | 0 | 0 | 0 | 0 | 0 | 0
PeakG | 0 | 0 | 0 | 0 | 0 | 0
PeakO | 0 | 0 | 0 | 0 | 0 | 0
ST | 0 | 0 | 0 | 0 | 0 | 0
STOG | 0 | 0 | 0 | 0 | 0 | 0
STWD | 0 | 0 | 0 | 0 | 0 | 0
WT | 977.3 | 977.3 | 977.3 | 977.3 | 977.3 | 977.3
IGCC | 0 | 0 | 0 | 0 | 0 | 0
DemandResponse | 0 | 0 | 0 | 0 | 0 | 0
IGCC-CCS | 0 | 0 | 0 | 0 | 0 | 0
WT_off | 0 | 0 | 0 | 0 | 0 | 0
PseudoUnit | 0 | 0 | 0 | 0 | 0 | 0
FixedInterchange | 0 | 0 | 0 | 0 | 0 | 0
Cumulative New Build Capacity by Reporting Type: RMPA
ReportingType | 2015 | 2020 | 2025 | 2030 | 2035 | 2040
BM | 0 | 0 | 0 | 0 | 0 | 0
CC | 0 | 308.24 | 308.24 | 308.24 | 308.24 | 308.24
CSP | 0 | 0 | 0 | 0 | 0 | 0
CT | 152 | 152 | 152 | 152 | 152 | 152
Coal | 390 | 390 | 390 | 390 | 390 | 390
Geo | 0 | 25 | 2570 | 2570 | 2570 | 2570
H | 0 | 0 | 0 | 0 | 0 | 0
LFG | 1.4 | 1.4 | 30.33 | 30.33 | 30.33 | 30.33
Nuc | 0 | 0 | 0 | 1600.05 | 1600.05 | 1600.05
PS | 0 | 0 | 0 | 0 | 0 | 0
PV | 1 | 1 | 1 | 1 | 1 | 1
PeakG | 0 | 0 | 0 | 0 | 0 | 0
PeakO | 0 | 0 | 0 | 0 | 0 | 0
ST | 3 | 336.19 | 336.19 | 336.19 | 336.19 | 336.19
STOG | 0 | 0 | 0 | 0 | 0 | 0
STWD | 0 | 0 | 0 | 0 | 0 | 0
WT | 765.4 | 3163.44 | 3163.44 | 3163.44 | 3163.44 | 3163.44
IGCC | 0 | 0 | 0 | 0 | 0 | 0
DemandResponse | 0 | 0 | 0 | 0 | 0 | 0
IGCC-CCS | 0 | 0 | 0 | 0 | 0 | 0
WT_off | 0 | 0 | 0 | 0 | 0 | 0
PseudoUnit | 0 | 0 | 0 | 0 | 0 | 0
FixedInterchange | 0 | 0 | 0 | 0 | 0 | 0
Cumulative New Build Capacity by Reporting Type: SP15
ReportingType | 2015 | 2020 | 2025 | 2030 | 2035 | 2040
BM | 6 | 6 | 6 | 6 | 6 | 6
CC | 409.5 | 409.5 | 409.5 | 409.5 | 409.5 | 409.5
CSP | 0 | 0 | 0 | 0 | 0 | 0
CT | 0 | 0 | 0 | 0 | 0 | 0
Coal | 0 | 0 | 0 | 0 | 0 | 0
Geo | 50 | 1500 | 1500 | 1500 | 1500 | 1500
H | 0 | 0 | 0 | 0 | 0 | 0
LFG | 9.2 | 565 | 565 | 565 | 565 | 565
Nuc | 0 | 0 | 0 | 0 | 0 | 584.06
PS | 0 | 0 | 0 | 0 | 0 | 0
PV | 3.8 | 3.8 | 3.8 | 3.8 | 3.8 | 3.8
PeakG | 0 | 0 | 0 | 0 | 0 | 0
PeakO | 0 | 0 | 0 | 0 | 0 | 0
ST | 448 | 448 | 448 | 448 | 448 | 448
STOG | 0 | 0 | 0 | 0 | 0 | 0
STWD | 0 | 0 | 0 | 0 | 0 | 0
WT | 735 | 1563.53 | 7147.91 | 13274.26 | 13274.26 | 13274.26
IGCC | 0 | 0 | 0 | 0 | 0 | 0
DemandResponse | 0 | 0 | 0 | 0 | 0 | 0
IGCC-CCS | 0 | 0 | 0 | 0 | 0 | 0
WT_off | 0 | 0 | 0 | 0 | 0 | 0
PseudoUnit | 0 | 0 | 0 | 0 | 0 | 0
FixedInterchange | 0 | 0 | 0 | 0 | 0 | 0
Cumulative New Build Capacity by Reporting Type: ALB
ReportingType | 2015 | 2020 | 2025 | 2030 | 2035 | 2040
BM | 0 | 0 | 0 | 0 | 0 | 0
CC | 0 | 0 | 0 | 0 | 0 | 0
CSP | 0 | 0 | 0 | 0 | 0 | 0
CT | 201.5 | 201.5 | 201.5 | 201.5 | 201.5 | 201.5
Coal | 495 | 495 | 495 | 495 | 495 | 495
Geo | 0 | 0 | 0 | 0 | 0 | 0
H | 0 | 0 | 0 | 0 | 0 | 0
LFG | 0 | 0 | 0 | 0 | 0 | 0
Nuc | 0 | 0 | 0 | 5522.08 | 5522.08 | 5522.08
PS | 0 | 0 | 0 | 0 | 0 | 0
PV | 0 | 0 | 0 | 0 | 0 | 0
PeakG | 0 | 0 | 0 | 0 | 0 | 0
PeakO | 0 | 0 | 0 | 0 | 0 | 0
ST | 0 | 0 | 0 | 0 | 0 | 0
STOG | 0 | 0 | 0 | 0 | 0 | 0
STWD | 0 | 0 | 0 | 0 | 0 | 0
WT | 9 | 9 | 9 | 9 | 9 | 9
IGCC | 0 | 0 | 0 | 0 | 0 | 0
DemandResponse | 0 | 0 | 0 | 0 | 0 | 0
IGCC-CCS | 0 | 0 | 0 | 0 | 0 | 0
WT_off | 0 | 0 | 0 | 0 | 0 | 0
PseudoUnit | 0 | 0 | 0 | 0 | 0 | 0
FixedInterchange | 0 | 0 | 0 | 0 | 0 | 0
Cumulative New Build Capacity by Reporting Type: BC
ReportingType | 2015 | 2020 | 2025 | 2030 | 2035 | 2040
BM | 0 | 0 | 0 | 0 | 0 | 0
CC | 0 | 0 | 0 | 0 | 0 | 0
CSP | 0 | 0 | 0 | 0 | 0 | 0
CT | 0 | 0 | 0 | 0 | 0 | 0
Coal | 0 | 0 | 0 | 0 | 0 | 0
Geo | 0 | 0 | 0 | 0 | 0 | 0
H | 0 | 0 | 0 | 0 | 0 | 0
LFG | 0 | 0 | 0 | 0 | 0 | 0
Nuc | 0 | 0 | 0 | 0 | 0 | 0
PS | 0 | 0 | 0 | 0 | 0 | 0
PV | 0 | 0 | 0 | 0 | 0 | 0
PeakG | 0 | 0 | 0 | 0 | 0 | 0
PeakO | 0 | 0 | 0 | 0 | 0 | 0
ST | 0 | 0 | 0 | 0 | 0 | 0
STOG | 0 | 0 | 0 | 0 | 0 | 0
STWD | 0 | 0 | 0 | 0 | 0 | 0
WT | 144 | 144 | 144 | 144 | 144 | 144
IGCC | 0 | 0 | 0 | 0 | 0 | 0
DemandResponse | 0 | 0 | 0 | 0 | 0 | 0
IGCC-CCS | 0 | 0 | 0 | 0 | 0 | 0
WT_off | 0 | 0 | 0 | 0 | 0 | 0
PseudoUnit | 0 | 0 | 0 | 0 | 0 | 0
FixedInterchange | 0 | 0 | 0 | 0 | 0 | 0
Cumulative New Build Capacity by Reporting Type: HQ_IESO
ReportingType | 2015 | 2020 | 2025 | 2030 | 2035 | 2040
BM | 0 | 0 | 0 | 0 | 0 | 0
CC | 0 | 0 | 0 | 0 | 0 | 0
CSP | 0 | 0 | 0 | 0 | 0 | 0
CT | 0 | 0 | 0 | 0 | 0 | 0
Coal | 0 | 0 | 0 | 0 | 0 | 0
Geo | 0 | 0 | 0 | 0 | 0 | 0
H | 0 | 0 | 0 | 0 | 0 | 0
LFG | 0 | 0 | 0 | 0 | 0 | 0
Nuc | 0 | 0 | 0 | 0 | 0 | 0
PS | 0 | 0 | 0 | 0 | 0 | 0
PV | 0 | 0 | 0 | 0 | 0 | 0
PeakG | 0 | 0 | 0 | 0 | 0 | 0
PeakO | 0 | 0 | 0 | 0 | 0 | 0
ST | 0 | 0 | 0 | 0 | 0 | 0
STOG | 0 | 0 | 0 | 0 | 0 | 0
STWD | 0 | 0 | 0 | 0 | 0 | 0
WT | 0 | 0 | 0 | 0 | 0 | 0
IGCC | 0 | 0 | 0 | 0 | 0 | 0
DemandResponse | 0 | 0 | 0 | 0 | 0 | 0
IGCC-CCS | 0 | 0 | 0 | 0 | 0 | 0
WT_off | 0 | 0 | 0 | 0 | 0 | 0
PseudoUnit | 0 | 0 | 0 | 0 | 0 | 0
FixedInterchange | 0 | 0 | 0 | 0 | 0 | 0
Cumulative New Build Capacity by Reporting Type: HQ_NEISO
ReportingType | 2015 | 2020 | 2025 | 2030 | 2035 | 2040
BM | 0 | 0 | 0 | 0 | 0 | 0
CC | 0 | 0 | 0 | 0 | 0 | 0
CSP | 0 | 0 | 0 | 0 | 0 | 0
CT | 0 | 0 | 0 | 0 | 0 | 0
Coal | 0 | 0 | 0 | 0 | 0 | 0
Geo | 0 | 0 | 0 | 0 | 0 | 0
H | 0 | 0 | 0 | 0 | 0 | 0
LFG | 0 | 0 | 0 | 0 | 0 | 0
Nuc | 0 | 0 | 0 | 0 | 0 | 0
PS | 0 | 0 | 0 | 0 | 0 | 0
PV | 0 | 0 | 0 | 0 | 0 | 0
PeakG | 0 | 0 | 0 | 0 | 0 | 0
PeakO | 0 | 0 | 0 | 0 | 0 | 0
ST | 0 | 0 | 0 | 0 | 0 | 0
STOG | 0 | 0 | 0 | 0 | 0 | 0
STWD | 0 | 0 | 0 | 0 | 0 | 0
WT | 0 | 0 | 0 | 0 | 0 | 0
IGCC | 0 | 0 | 0 | 0 | 0 | 0
DemandResponse | 0 | 0 | 0 | 0 | 0 | 0
IGCC-CCS | 0 | 0 | 0 | 0 | 0 | 0
WT_off | 0 | 0 | 0 | 0 | 0 | 0
PseudoUnit | 0 | 0 | 0 | 0 | 1476.49 | 1476.49
FixedInterchange | 0 | 0 | 0 | 0 | 0 | 0
Cumulative New Build Capacity by Reporting Type: HQ_NY
ReportingType | 2015 | 2020 | 2025 | 2030 | 2035 | 2040
BM | 0 | 0 | 0 | 0 | 0 | 0
CC | 0 | 0 | 0 | 0 | 0 | 0
CSP | 0 | 0 | 0 | 0 | 0 | 0
CT | 0 | 0 | 0 | 0 | 0 | 0
Coal | 0 | 0 | 0 | 0 | 0 | 0
Geo | 0 | 0 | 0 | 0 | 0 | 0
H | 0 | 0 | 0 | 0 | 0 | 0
LFG | 0 | 0 | 0 | 0 | 0 | 0
Nuc | 0 | 0 | 0 | 0 | 0 | 0
PS | 0 | 0 | 0 | 0 | 0 | 0
PV | 0 | 0 | 0 | 0 | 0 | 0
PeakG | 0 | 0 | 0 | 0 | 0 | 0
PeakO | 0 | 0 | 0 | 0 | 0 | 0
ST | 0 | 0 | 0 | 0 | 0 | 0
STOG | 0 | 0 | 0 | 0 | 0 | 0
STWD | 0 | 0 | 0 | 0 | 0 | 0
WT | 0 | 0 | 0 | 0 | 0 | 0
IGCC | 0 | 0 | 0 | 0 | 0 | 0
DemandResponse | 0 | 0 | 0 | 0 | 0 | 0
IGCC-CCS | 0 | 0 | 0 | 0 | 0 | 0
WT_off | 0 | 0 | 0 | 0 | 0 | 0
PseudoUnit | 0 | 0 | 2088.1 | 2500 | 2500 | 2500
FixedInterchange | 0 | 0 | 0 | 0 | 0 | 0
Cumulative New Build Capacity by Reporting Type: MARITIMES
ReportingType | 2015 | 2020 | 2025 | 2030 | 2035 | 2040
BM | 0 | 0 | 0 | 0 | 0 | 0
CC | 0 | 0 | 0 | 0 | 0 | 0
CSP | 0 | 0 | 0 | 0 | 0 | 0
CT | 0 | 0 | 0 | 0 | 0 | 0
Coal | 0 | 0 | 0 | 0 | 0 | 0
Geo | 0 | 0 | 0 | 0 | 0 | 0
H | 0 | 0 | 0 | 0 | 0 | 0
LFG | 0 | 0 | 0 | 0 | 0 | 0
Nuc | 0 | 0 | 0 | 0 | 0 | 0
PS | 0 | 0 | 0 | 0 | 0 | 0
PV | 0 | 0 | 0 | 0 | 0 | 0
PeakG | 0 | 0 | 0 | 0 | 0 | 0
PeakO | 0 | 0 | 0 | 0 | 0 | 0
ST | 0 | 0 | 0 | 0 | 0 | 0
STOG | 0 | 0 | 0 | 0 | 0 | 0
STWD | 0 | 0 | 0 | 0 | 0 | 0
WT | 0 | 0 | 0 | 0 | 0 | 0
IGCC | 0 | 0 | 0 | 0 | 0 | 0
DemandResponse | 0 | 0 | 0 | 0 | 0 | 0
IGCC-CCS | 0 | 0 | 0 | 0 | 0 | 0
WT_off | 0 | 0 | 0 | 0 | 0 | 0
PseudoUnit | 0 | 0 | 0 | 0 | 500 | 500
FixedInterchange | 0 | 0 | 0 | 0 | 0 | 0
Cumulative New Build Capacity by Reporting Type: All
ReportingType | 2015 | 2020 | 2025 | 2030 | 2035 | 2040
BM | 1251 | 1251 | 1616.27 | 1616.27 | 1616.27 | 3650.93
CC | 78857.53 | 110197.06 | 110197.06 | 110197.06 | 110197.06 | 110197.06
CSP | 0 | 0 | 0 | 0 | 0 | 0
CT | 6393.79 | 6693.79 | 6693.79 | 6693.79 | 6693.79 | 6693.79
Coal | 10763.64 | 10763.64 | 10763.64 | 10763.64 | 10763.64 | 10763.64
Geo | 136 | 2211 | 6640 | 6640 | 6640 | 6640
H | 0 | 931.28 | 3981.73 | 4008.73 | 4437.73 | 4437.73
LFG | 192 | 2145 | 4355 | 5078.5 | 5078.5 | 5078.5
Nuc | 2740.56 | 7270.56 | 9883.18 | 51774.05 | 107270.67 | 157270.67
PS | 0 | 0 | 0 | 0 | 0 | 0
PV | 1246 | 3093.75 | 3767.85 | 3795.47 | 3795.47 | 3795.47
PeakG | 0 | 0 | 0 | 0 | 0 | 0
PeakO | 0 | 0 | 0 | 0 | 0 | 0
ST | 760 | 1465.41 | 1618.67 | 1618.67 | 1618.67 | 1618.67
STOG | 0 | 0 | 0 | 0 | 0 | 0
STWD | 0 | 0 | 0 | 0 | 0 | 0
WT | 25342 | 88730.82 | 136081.01 | 180874.11 | 181344.11 | 181344.11
IGCC | 618 | 618 | 618 | 618 | 618 | 618
DemandResponse | 0 | 0 | 0 | 0 | 0 | 0
IGCC-CCS | 0 | 0 | 0 | 0 | 0 | 0
WT_off | 469 | 469 | 1569 | 1569 | 1569 | 1569
PseudoUnit | 0 | 0 | 2088.1 | 2500 | 4476.49 | 4476.49
FixedInterchange | 0 | 0 | 0 | 0 | 0 | 0
Cumulative New Build Capacity by Reporting Type: EI_US
ReportingType | 2015 | 2020 | 2025 | 2030 | 2035 | 2040
BM | 741.12 | 741.12 | 1106.39 | 1106.39 | 1106.39 | 1641.95
CC | 63694.88 | 94726.17 | 94726.17 | 94726.17 | 94726.17 | 94726.17
CSP | 0 | 0 | 0 | 0 | 0 | 0
CT | 4323.69 | 4623.69 | 4623.69 | 4623.69 | 4623.69 | 4623.69
Coal | 7858.64 | 7858.64 | 7858.64 | 7858.64 | 7858.64 | 7858.64
Geo | 0 | 0 | 0 | 0 | 0 | 0
H | 0 | 504 | 2208 | 2235 | 2329 | 2329
LFG | 141.4 | 1160.17 | 2495.5 | 3219 | 3219 | 3219
Nuc | 2740.56 | 7270.56 | 9883.18 | 33967.2 | 74399.09 | 122642.74
PS | 0 | 0 | 0 | 0 | 0 | 0
PV | 57.74 | 1905.49 | 2579.6 | 2607.21 | 2607.21 | 2607.21
PeakG | 0 | 0 | 0 | 0 | 0 | 0
PeakO | 0 | 0 | 0 | 0 | 0 | 0
ST | 0 | 0 | 0 | 0 | 0 | 0
STOG | 0 | 0 | 0 | 0 | 0 | 0
STWD | 0 | 0 | 0 | 0 | 0 | 0
WT | 19786.6 | 67381.97 | 97135.63 | 135802.38 | 136272.38 | 136272.38
IGCC | 618 | 618 | 618 | 618 | 618 | 618
DemandResponse | 0 | 0 | 0 | 0 | 0 | 0
IGCC-CCS | 0 | 0 | 0 | 0 | 0 | 0
WT_off | 469 | 469 | 1569 | 1569 | 1569 | 1569
PseudoUnit | 0 | 0 | 2088.1 | 2500 | 4476.49 | 4476.49
FixedInterchange | 0 | 0 | 0 | 0 | 0 | 0
Cumulative New Build Capacity by Reporting Type: EI_Canada
ReportingType | 2015 | 2020 | 2025 | 2030 | 2035 | 2040
BM | 326.33 | 326.33 | 326.33 | 326.33 | 326.33 | 326.33
CC | 1263 | 1263 | 1263 | 1263 | 1263 | 1263
CSP | 0 | 0 | 0 | 0 | 0 | 0
CT | 368 | 368 | 368 | 368 | 368 | 368
Coal | 0 | 0 | 0 | 0 | 0 | 0
Geo | 0 | 0 | 0 | 0 | 0 | 0
H | 0 | 427.28 | 1773.73 | 1773.73 | 1773.73 | 1773.73
LFG | 14.5 | 14.5 | 14.5 | 14.5 | 14.5 | 14.5
Nuc | 0 | 0 | 0 | 0 | 0 | 0
PS | 0 | 0 | 0 | 0 | 0 | 0
PV | 1067.26 | 1067.26 | 1067.26 | 1067.26 | 1067.26 | 1067.26
PeakG | 0 | 0 | 0 | 0 | 0 | 0
PeakO | 0 | 0 | 0 | 0 | 0 | 0
ST | 0 | 0 | 0 | 0 | 0 | 0
STOG | 0 | 0 | 0 | 0 | 0 | 0
STWD | 0 | 0 | 0 | 0 | 0 | 0
WT | 2408.3 | 2408.3 | 2408.3 | 2408.3 | 2408.3 | 2408.3
IGCC | 0 | 0 | 0 | 0 | 0 | 0
DemandResponse | 0 | 0 | 0 | 0 | 0 | 0
IGCC-CCS | 0 | 0 | 0 | 0 | 0 | 0
WT_off | 0 | 0 | 0 | 0 | 0 | 0
PseudoUnit | 0 | 0 | 0 | 0 | 0 | 0
FixedInterchange | 0 | 0 | 0 | 0 | 0 | 0
Cumulative New Build Capacity by Reporting Type: EI
ReportingType | 2015 | 2020 | 2025 | 2030 | 2035 | 2040
BM | 1067.45 | 1067.45 | 1432.72 | 1432.72 | 1432.72 | 1968.28
CC | 64957.88 | 95989.17 | 95989.17 | 95989.17 | 95989.17 | 95989.17
CSP | 0 | 0 | 0 | 0 | 0 | 0
CT | 4691.69 | 4991.69 | 4991.69 | 4991.69 | 4991.69 | 4991.69
Coal | 7858.64 | 7858.64 | 7858.64 | 7858.64 | 7858.64 | 7858.64
Geo | 0 | 0 | 0 | 0 | 0 | 0
H | 0 | 931.28 | 3981.73 | 4008.73 | 4102.73 | 4102.73
LFG | 155.9 | 1174.67 | 2510 | 3233.5 | 3233.5 | 3233.5
Nuc | 2740.56 | 7270.56 | 9883.18 | 33967.2 | 74399.09 | 122642.74
PS | 0 | 0 | 0 | 0 | 0 | 0
PV | 1125 | 2972.75 | 3646.85 | 3674.47 | 3674.47 | 3674.47
PeakG | 0 | 0 | 0 | 0 | 0 | 0
PeakO | 0 | 0 | 0 | 0 | 0 | 0
ST | 0 | 0 | 0 | 0 | 0 | 0
STOG | 0 | 0 | 0 | 0 | 0 | 0
STWD | 0 | 0 | 0 | 0 | 0 | 0
WT | 22194.9 | 69790.27 | 99543.93 | 138210.68 | 138680.68 | 138680.68
IGCC | 618 | 618 | 618 | 618 | 618 | 618
DemandResponse | 0 | 0 | 0 | 0 | 0 | 0
IGCC-CCS | 0 | 0 | 0 | 0 | 0 | 0
WT_off | 469 | 469 | 1569 | 1569 | 1569 | 1569
PseudoUnit | 0 | 0 | 2088.1 | 2500 | 4476.49 | 4476.49
FixedInterchange | 0 | 0 | 0 | 0 | 0 | 0
Cumulative New Build Capacity by Reporting Type: Outside_EI
ReportingType | 2015 | 2020 | 2025 | 2030 | 2035 | 2040
BM | 183.55 | 183.55 | 183.55 | 183.55 | 183.55 | 1682.65
CC | 13899.65 | 14207.89 | 14207.89 | 14207.89 | 14207.89 | 14207.89
CSP | 0 | 0 | 0 | 0 | 0 | 0
CT | 1702.1 | 1702.1 | 1702.1 | 1702.1 | 1702.1 | 1702.1
Coal | 2905 | 2905 | 2905 | 2905 | 2905 | 2905
Geo | 136 | 2211 | 6640 | 6640 | 6640 | 6640
H | 0 | 0 | 0 | 0 | 335 | 335
LFG | 36.1 | 970.33 | 1845 | 1845 | 1845 | 1845
Nuc | 0 | 0 | 0 | 17806.86 | 32871.57 | 34627.93
PS | 0 | 0 | 0 | 0 | 0 | 0
PV | 121 | 121 | 121 | 121 | 121 | 121
PeakG | 0 | 0 | 0 | 0 | 0 | 0
PeakO | 0 | 0 | 0 | 0 | 0 | 0
ST | 760 | 1465.41 | 1618.67 | 1618.67 | 1618.67 | 1618.67
STOG | 0 | 0 | 0 | 0 | 0 | 0
STWD | 0 | 0 | 0 | 0 | 0 | 0
WT | 3147.1 | 18940.55 | 36537.08 | 42663.43 | 42663.43 | 42663.43
IGCC | 0 | 0 | 0 | 0 | 0 | 0
DemandResponse | 0 | 0 | 0 | 0 | 0 | 0
IGCC-CCS | 0 | 0 | 0 | 0 | 0 | 0
WT_off | 0 | 0 | 0 | 0 | 0 | 0
PseudoUnit | 0 | 0 | 0 | 0 | 0 | 0
FixedInterchange | 0 | 0 | 0 | 0 | 0 | 0
#3 | Retirements of Capacity (MW)
Retirements of Capacity by Reporting Type: Entergy
ReportingType | 2015 | 2020 | 2025 | 2030 | 2035 | 2040
BM | 0 | 0 | 0 | 0 | 0 | 0
CC | 0 | 0 | 209 | 3025.63 | 9004.78 | 2087.96
CSP | 0 | 0 | 0 | 0 | 0 | 0
CT | 0 | 0 | 0 | 0 | 0 | 0
Coal | 1532.9 | 6776 | 0 | 0 | 0 | 0
Geo | 0 | 0 | 0 | 0 | 0 | 0
H | 0 | 0 | 0 | 0 | 0 | 0
LFG | 0 | 0 | 0 | 0 | 0 | 0
Nuc | 0 | 0 | 0 | 0 | 842 | 997
PS | 0 | 0 | 0 | 0 | 0 | 0
PV | 0 | 0 | 0 | 0 | 0.29 | 13.11
PeakG | 0 | 0 | 1437.16 | 973.83 | 0 | 0
PeakO | 0 | 0 | 174 | 0 | 0 | 0
ST | 0 | 0 | 0 | 0 | 0 | 0
STOG | 13385.39 | 0 | 1479.61 | 0 | 0 | 0
STWD | 0 | 0 | 0 | 0 | 0 | 0
WT | 0 | 0 | 0 | 0 | 0 | 0
IGCC | 0 | 0 | 0 | 0 | 0 | 0
DemandResponse | 0 | 0 | 0 | 0 | 0 | 0
IGCC-CCS | 0 | 0 | 0 | 0 | 0 | 0
WT_off | 0 | 0 | 0 | 0 | 0 | 0
PseudoUnit | 0 | 0 | 0 | 0 | 0 | 0
FixedInterchange | 0 | 0 | 0 | 0 | 0 | 0
Retirements of Capacity by Reporting Type: FRCC
ReportingType | 2015 | 2020 | 2025 | 2030 | 2035 | 2040
BM | 0 | 0 | 0 | 0 | 0 | 0
CC | 0 | 0 | 0 | 12551.01 | 3250.51 | 1311.56
CSP | 0 | 0 | 0 | 0 | 0 | 0
CT | 0 | 0 | 0 | 0 | 2480 | 0
Coal | 6557.4 | 2644.08 | 261.92 | 0 | 0 | 0
Geo | 0 | 0 | 0 | 0 | 0 | 0
H | 0 | 0 | 0 | 0 | 0 | 0
LFG | 0 | 0 | 0 | 0 | 0 | 0
Nuc | 0 | 0 | 0 | 0 | 1615.33 | 1677
PS | 0 | 0 | 0 | 0 | 0 | 0
PV | 0 | 0 | 0 | 0 | 0 | 0
PeakG | 0 | 0 | 0 | 4155.85 | 0 | 0
PeakO | 0 | 395.5 | 1887.5 | 0 | 0 | 0
ST | 0 | 0 | 0 | 0 | 0 | 0
STOG | 8855.52 | 977.48 | 0 | 0 | 0 | 0
STWD | 0 | 0 | 0 | 0 | 0 | 0
WT | 0 | 0 | 0 | 0 | 0 | 0
IGCC | 0 | 0 | 0 | 0 | 0 | 0
DemandResponse | 0 | 0 | 0 | 0 | 0 | 0
IGCC-CCS | 0 | 0 | 0 | 0 | 0 | 0
WT_off | 0 | 0 | 0 | 0 | 0 | 0
PseudoUnit | 0 | 0 | 0 | 0 | 0 | 0
FixedInterchange | 0 | 0 | 0 | 0 | 0 | 0
Retirements of Capacity by Reporting Type: MAPP_US
ReportingType | 2015 | 2020 | 2025 | 2030 | 2035 | 2040
BM | 0 | 0 | 0 | 0 | 0 | 0
CC | 0 | 0 | 7 | 0 | 0 | 282
CSP | 0 | 0 | 0 | 0 | 0 | 0
CT | 0 | 0 | 0 | 8.3 | 300 | 0
Coal | 1896.78 | 1330.48 | 319.25 | 0 | 0 | 0
Geo | 0 | 0 | 0 | 0 | 0 | 0
H | 0 | 0 | 0 | 0 | 0 | 0
LFG | 0 | 0 | 0 | 0 | 0 | 0
Nuc | 0 | 0 | 0 | 0 | 0 | 0
PS | 0 | 0 | 0 | 0 | 0 | 0
PV | 0 | 0 | 0 | 0 | 0 | 0
PeakG | 0 | 0 | 290.41 | 169.14 | 7.23 | 39.41
PeakO | 246 | 0 | 100 | 0 | 0 | 0
ST | 0 | 0 | 0 | 0 | 0 | 0
STOG | 36 | 0 | 0 | 0 | 0 | 0
STWD | 0 | 0 | 0 | 0 | 0 | 0
WT | 0 | 0 | 0 | 0 | 0 | 0
IGCC | 0 | 0 | 0 | 0 | 0 | 0
DemandResponse | 0 | 0 | 0 | 0 | 0 | 0
IGCC-CCS | 0 | 0 | 0 | 0 | 0 | 0
WT_off | 0 | 0 | 0 | 0 | 0 | 0
PseudoUnit | 0 | 0 | 0 | 0 | 0 | 0
FixedInterchange | 0 | 0 | 0 | 0 | 0 | 0
Retirements of Capacity by Reporting Type: MISO_IN
ReportingType | 2015 | 2020 | 2025 | 2030 | 2035 | 2040
BM | 0 | 0 | 0 | 0 | 0 | 0
CC | 0 | 0 | 0 | 0 | 0 | 2643.84
CSP | 0 | 0 | 0 | 0 | 0 | 0
CT | 0 | 0 | 0 | 0 | 0 | 0
Coal | 7737.7 | 3388.76 | 2935.48 | 62.76 | 0 | 0
Geo | 0 | 0 | 0 | 0 | 0 | 0
H | 0 | 0 | 0 | 0 | 0 | 0
LFG | 0 | 0 | 0 | 0 | 0 | 0
Nuc | 0 | 0 | 0 | 0 | 0 | 0
PS | 0 | 0 | 0 | 0 | 0 | 0
PV | 0 | 0 | 0 | 0 | 0 | 53.58
PeakG | 0 | 0 | 0 | 0 | 0 | 0
PeakO | 0 | 0 | 0 | 0 | 57.57 | 303.43
ST | 0 | 0 | 0 | 0 | 0 | 0
STOG | 0 | 0 | 0 | 0 | 279 | 0
STWD | 0 | 0 | 0 | 0 | 0 | 0
WT | 0 | 0 | 0 | 0 | 0 | 0
IGCC | 0 | 0 | 0 | 0 | 0 | 0
DemandResponse | 0 | 0 | 0 | 0 | 0 | 0
IGCC-CCS | 0 | 0 | 0 | 0 | 0 | 0
WT_off | 0 | 0 | 0 | 0 | 0 | 0
PseudoUnit | 0 | 0 | 0 | 0 | 0 | 0
FixedInterchange | 0 | 0 | 0 | 0 | 0 | 0
Retirements of Capacity by Reporting Type: MISO_MI
ReportingType | 2015 | 2020 | 2025 | 2030 | 2035 | 2040
BM | 0 | 0 | 0 | 0 | 0 | 0
CC | 0 | 0 | 0 | 0 | 1599 | 1143
CSP | 0 | 0 | 0 | 0 | 0 | 0
CT | 0 | 0 | 0 | 0 | 0 | 0
Coal | 6340 | 4452 | 0 | 0 | 0 | 0
Geo | 0 | 0 | 0 | 0 | 0 | 0
H | 0 | 0 | 0 | 0 | 0 | 0
LFG | 0 | 0 | 0 | 0 | 0 | 0
Nuc | 0 | 0 | 0 | 0 | 778 | 0
PS | 0 | 0 | 0 | 0 | 0 | 0
PV | 0 | 0 | 0 | 0 | 0 | 0
PeakG | 0 | 0 | 0 | 0 | 0 | 0
PeakO | 0 | 0 | 0 | 0 | 75 | 459
ST | 0 | 0 | 0 | 0 | 0 | 0
STOG | 0 | 0 | 0 | 500.41 | 2351.59 | 0
STWD | 0 | 0 | 0 | 0 | 0 | 0
WT | 0 | 0 | 0 | 0 | 855.44 | 0
IGCC | 0 | 0 | 0 | 0 | 0 | 0
DemandResponse | 0 | 0 | 0 | 0 | 0 | 0
IGCC-CCS | 0 | 0 | 0 | 0 | 0 | 0
WT_off | 0 | 0 | 0 | 0 | 0 | 0
PseudoUnit | 0 | 0 | 0 | 0 | 0 | 0
FixedInterchange | 0 | 0 | 0 | 0 | 0 | 0
Retirements of Capacity by Reporting Type: MISO_MO-IL
ReportingType | 2015 | 2020 | 2025 | 2030 | 2035 | 2040
BM | 0 | 0 | 0 | 0 | 0 | 0
CC | 0 | 0 | 0 | 0 | 0 | 361
CSP | 0 | 0 | 0 | 0 | 0 | 0
CT | 0 | 0 | 0 | 0 | 0 | 0
Coal | 5396.7 | 7929 | 0 | 438 | 0 | 0
Geo | 0 | 0 | 0 | 0 | 0 | 0
H | 0 | 0 | 0 | 0 | 0 | 0
LFG | 0 | 0 | 0 | 0 | 0 | 0
Nuc | 0 | 0 | 0 | 0 | 0 | 0
PS | 0 | 0 | 0 | 0 | 0 | 0
PV | 0 | 0 | 0 | 0 | 0 | 0
PeakG | 0 | 0 | 0 | 0 | 0 | 0
PeakO | 0 | 0 | 0 | 0 | 187.26 | 578.74
ST | 0 | 0 | 0 | 0 | 0 | 0
STOG | 0 | 0 | 0 | 592 | 0 | 0
STWD | 0 | 0 | 0 | 0 | 0 | 0
WT | 0 | 0 | 0 | 0 | 0 | 0
IGCC | 0 | 0 | 0 | 0 | 0 | 0
DemandResponse | 0 | 0 | 0 | 0 | 0 | 0
IGCC-CCS | 0 | 0 | 0 | 0 | 0 | 0
WT_off | 0 | 0 | 0 | 0 | 0 | 0
PseudoUnit | 0 | 0 | 0 | 0 | 0 | 0
FixedInterchange | 0 | 0 | 0 | 0 | 0 | 0
Retirements of Capacity by Reporting Type: MISO_W
ReportingType | 2015 | 2020 | 2025 | 2030 | 2035 | 2040
BM | 0 | 0 | 0 | 0 | 0 | 0
CC | 0 | 0 | 0 | 0 | 62 | 604.07
CSP | 0 | 0 | 0 | 0 | 0 | 0
CT | 0 | 0 | 0 | 0 | 0 | 0
Coal | 4076.19 | 5293.4 | 1465.6 | 2299.4 | 0 | 0
Geo | 0 | 0 | 0 | 0 | 0 | 0
H | 0 | 0 | 0 | 0 | 0 | 0
LFG | 0 | 0 | 0 | 0 | 0 | 0
Nuc | 0 | 0 | 0 | 0 | 2361.23 | 0
PS | 0 | 0 | 0 | 0 | 0 | 0
PV | 0 | 0 | 0 | 0 | 0 | 0
PeakG | 0 | 0 | 0 | 0 | 0 | 0
PeakO | 0 | 0 | 0 | 0 | 850.84 | 1303.16
ST | 0 | 0 | 0 | 0 | 0 | 0
STOG | 0 | 0 | 0 | 172 | 0 | 0
STWD | 0 | 0 | 0 | 0 | 0 | 0
WT | 0 | 0 | 0 | 0 | 0 | 0
IGCC | 0 | 0 | 0 | 0 | 0 | 0
DemandResponse | 0 | 0 | 0 | 0 | 0 | 0
IGCC-CCS | 0 | 0 | 0 | 0 | 0 | 0
WT_off | 0 | 0 | 0 | 0 | 0 | 0
PseudoUnit | 0 | 0 | 0 | 0 | 0 | 0
FixedInterchange | 0 | 0 | 0 | 0 | 0 | 0
Retirements of Capacity by Reporting Type: MISO_WUMS
ReportingType | 2015 | 2020 | 2025 | 2030 | 2035 | 2040
BM | 0 | 0 | 0 | 0 | 0 | 0
CC | 0 | 0 | 0 | 0 | 0 | 5358.09
CSP | 0 | 0 | 0 | 0 | 0 | 0
CT | 0 | 0 | 0 | 0 | 0 | 0
Coal | 4278.32 | 2114.88 | 0 | 0 | 0 | 0
Geo | 0 | 0 | 0 | 0 | 0 | 0
H | 0 | 0 | 0 | 0 | 0 | 0
LFG | 0 | 0 | 0 | 0 | 0 | 0
Nuc | 0 | 0 | 0 | 0 | 1816.9 | 0
PS | 0 | 0 | 0 | 0 | 0 | 0
PV | 0 | 0 | 0 | 0 | 0 | 0
PeakG | 0 | 0 | 0 | 0 | 0 | 0
PeakO | 0 | 0 | 0 | 0 | 89.4 | 400.6
ST | 0 | 0 | 0 | 0 | 0 | 0
STOG | 59.5 | 0 | 0 | 300.5 | 0 | 0
STWD | 0 | 0 | 0 | 0 | 0 | 0
WT | 0 | 0 | 0 | 0 | 0 | 0
IGCC | 0 | 0 | 0 | 0 | 0 | 0
DemandResponse | 0 | 0 | 0 | 0 | 0 | 0
IGCC-CCS | 0 | 0 | 0 | 0 | 0 | 0
WT_off | 0 | 0 | 0 | 0 | 0 | 0
PseudoUnit | 0 | 0 | 0 | 0 | 0 | 0
FixedInterchange | 0 | 0 | 0 | 0 | 0 | 0
Retirements of Capacity by Reporting Type: Nebraska
ReportingType | 2015 | 2020 | 2025 | 2030 | 2035 | 2040
BM | 0 | 0 | 0 | 0 | 0 | 0
CC | 0 | 0 | 0 | 0 | 0 | 0
CSP | 0 | 0 | 0 | 0 | 0 | 0
CT | 0 | 0 | 0 | 0 | 0 | 0
Coal | 0 | 3195.8 | 0 | 0 | 0 | 0
Geo | 0 | 0 | 0 | 0 | 0 | 0
H | 0 | 0 | 0 | 0 | 0 | 0
LFG | 0 | 0 | 0 | 0 | 0 | 0
Nuc | 0 | 0 | 0 | 0 | 1251.8 | 0
PS | 0 | 0 | 0 | 0 | 0 | 0
PV | 0 | 0 | 0 | 0 | 0 | 0
PeakG | 0 | 0 | 0 | 0 | 0 | 0
PeakO | 0 | 0 | 0 | 0 | 0 | 326
ST | 0 | 0 | 0 | 0 | 0 | 0
STOG | 270 | 0 | 0 | 0 | 0 | 0
STWD | 0 | 0 | 0 | 0 | 0 | 0
WT | 0 | 0 | 0 | 0 | 160 | 0
IGCC | 0 | 0 | 0 | 0 | 0 | 0
DemandResponse | 0 | 0 | 0 | 0 | 0 | 0
IGCC-CCS | 0 | 0 | 0 | 0 | 0 | 0
WT_off | 0 | 0 | 0 | 0 | 0 | 0
PseudoUnit | 0 | 0 | 0 | 0 | 0 | 0
FixedInterchange | 0 | 0 | 0 | 0 | 0 | 0
Retirements of Capacity by Reporting Type: NEISO
ReportingType | 2015 | 2020 | 2025 | 2030 | 2035 | 2040
BM | 0 | 0 | 0 | 0 | 0 | 0
CC | 2194.45 | 4260.75 | 2482.85 | 2184.39 | 0 | 2012.95
CSP | 0 | 0 | 0 | 0 | 0 | 0
CT | 0 | 0 | 0 | 9.5 | 92.24 | 0
Coal | 2250.13 | 320 | 0 | 0 | 0 | 0
Geo | 0 | 0 | 0 | 0 | 0 | 0
H | 0 | 0 | 0 | 0 | 0 | 0
LFG | 0 | 0 | 0 | 0 | 0 | 0
Nuc | 0 | 0 | 0 | 0 | 1289 | 876.92
PS | 0 | 0 | 0 | 0 | 0 | 0
PV | 0 | 0 | 0 | 0 | 0 | 0
PeakG | 0 | 0 | 0 | 0 | 0 | 0
PeakO | 1183 | 0 | 0 | 0 | 0 | 0
ST | 0 | 0 | 0 | 0 | 0 | 0
STOG | 6237 | 0 | 0 | 0 | 0 | 0
STWD | 0 | 0 | 0 | 0 | 0 | 0
WT | 0 | 0 | 0 | 0 | 0 | 0
IGCC | 0 | 0 | 0 | 0 | 0 | 0
DemandResponse | 0 | 0 | 0 | 0 | 0 | 0
IGCC-CCS | 0 | 0 | 0 | 0 | 0 | 0
WT_off | 0 | 0 | 0 | 0 | 0 | 0
PseudoUnit | 0 | 0 | 0 | 0 | 0 | 0
FixedInterchange | 0 | 0 | 0 | 0 | 0 | 0
Retirements of Capacity by Reporting Type: NonRTO_Midwest
ReportingType | 2015 | 2020 | 2025 | 2030 | 2035 | 2040
BM | 0 | 0 | 0 | 0 | 0 | 0
CC | 0 | 0 | 0 | 0 | 0 | 1860.06
CSP | 0 | 0 | 0 | 0 | 0 | 0
CT | 0 | 0 | 0 | 0 | 0 | 0
Coal | 3690.22 | 2254.81 | 3107.31 | 546 | 0 | 0
Geo | 0 | 0 | 0 | 0 | 0 | 0
H | 0 | 0 | 0 | 0 | 0 | 0
LFG | 0 | 0 | 0 | 0 | 0 | 0
Nuc | 0 | 0 | 0 | 0 | 0 | 0
PS | 0 | 0 | 0 | 0 | 0 | 0
PV | 0 | 0 | 0 | 0 | 0 | 0
PeakG | 0 | 0 | 0 | 1180.79 | 1518 | 0
PeakO | 0 | 0 | 0 | 12 | 0 | 0
ST | 0 | 0 | 0 | 0 | 0 | 0
STOG | 0 | 0 | 0 | 0 | 0 | 0
STWD | 0 | 0 | 0 | 0 | 0 | 0
WT | 0 | 0 | 0 | 0 | 0 | 0
IGCC | 0 | 0 | 0 | 0 | 0 | 0
DemandResponse | 0 | 0 | 0 | 0 | 0 | 0
IGCC-CCS | 0 | 0 | 0 | 0 | 0 | 0
WT_off | 0 | 0 | 0 | 0 | 0 | 0
PseudoUnit | 0 | 0 | 0 | 0 | 0 | 0
FixedInterchange | 0 | 0 | 0 | 0 | 0 | 0
Retirements of Capacity by Reporting Type: NYISO_A-F
ReportingType | 2015 | 2020 | 2025 | 2030 | 2035 | 2040
BM | 0 | 0 | 0 | 0 | 0 | 0
CC | 1577.67 | 0 | 2016.33 | 0 | 0 | 639
CSP | 0 | 0 | 0 | 0 | 0 | 0
CT | 0 | 0 | 0 | 0 | 0 | 0
Coal | 2251.9 | 0 | 0 | 0 | 0 | 0
Geo | 0 | 0 | 0 | 0 | 0 | 0
H | 0 | 0 | 0 | 0 | 0 | 0
LFG | 0 | 0 | 0 | 0 | 0 | 0
Nuc | 0 | 0 | 0 | 621.2 | 580.5 | 852.2
PS | 0 | 0 | 0 | 0 | 0 | 0
PV | 0 | 0 | 0 | 0 | 0 | 0
PeakG | 0 | 0 | 221 | 0 | 0 | 0
PeakO | 39 | 0 | 0 | 0 | 0 | 0
ST | 0 | 0 | 0 | 0 | 0 | 0
STOG | 1701 | 0 | 0 | 0 | 0 | 0
STWD | 0 | 0 | 0 | 0 | 0 | 0
WT | 0 | 0 | 0 | 0 | 0 | 0
IGCC | 0 | 0 | 0 | 0 | 0 | 0
DemandResponse | 0 | 0 | 0 | 0 | 0 | 0
IGCC-CCS | 0 | 0 | 0 | 0 | 0 | 0
WT_off | 0 | 0 | 0 | 0 | 0 | 0
PseudoUnit | 0 | 0 | 0 | 0 | 0 | 0
FixedInterchange | 0 | 0 | 0 | 0 | 0 | 0
Retirements of Capacity by Reporting Type: NYISO_G-I
ReportingType | 2015 | 2020 | 2025 | 2030 | 2035 | 2040
BM | 0 | 0 | 0 | 0 | 0 | 0
CC | 0 | 0 | 50.28 | 330.66 | 0 | 0
CSP | 0 | 0 | 0 | 0 | 0 | 0
CT | 0 | 0 | 0 | 0 | 0 | 0
Coal | 368.2 | 0 | 0 | 0 | 0 | 0
Geo | 0 | 0 | 0 | 0 | 0 | 0
H | 0 | 0 | 0 | 0 | 0 | 0
LFG | 0 | 0 | 0 | 0 | 0 | 0
Nuc | 0 | 0 | 0 | 0 | 1019.6 | 1025
PS | 0 | 0 | 0 | 0 | 0 | 0
PV | 0 | 0 | 0 | 0 | 0 | 0
PeakG | 0 | 0 | 0 | 0 | 0 | 0
PeakO | 0 | 0 | 87 | 0 | 0 | 0
ST | 0 | 0 | 0 | 0 | 0 | 0
STOG | 2431 | 0 | 0 | 0 | 0 | 0
STWD | 0 | 0 | 0 | 0 | 0 | 0
WT | 0 | 0 | 0 | 0 | 0 | 0
IGCC | 0 | 0 | 0 | 0 | 0 | 0
DemandResponse | 0 | 0 | 0 | 0 | 0 | 0
IGCC-CCS | 0 | 0 | 0 | 0 | 0 | 0
WT_off | 0 | 0 | 0 | 0 | 0 | 0
PseudoUnit | 0 | 0 | 0 | 0 | 0 | 0
FixedInterchange | 0 | 0 | 0 | 0 | 0 | 0
Retirements of Capacity by Reporting Type: NYISO_J-K
ReportingType | 2015 | 2020 | 2025 | 2030 | 2035 | 2040
BM | 0 | 0 | 0 | 0 | 0 | 0
CC | 0 | 0 | 0 | 0 | 0 | 1175.4
CSP | 0 | 0 | 0 | 0 | 0 | 0
CT | 0 | 0 | 0 | 0 | 0 | 0
Coal | 0 | 0 | 0 | 0 | 0 | 0
Geo | 0 | 0 | 0 | 0 | 0 | 0
H | 0 | 0 | 0 | 0 | 0 | 0
LFG | 0 | 0 | 0 | 0 | 0 | 0
Nuc | 0 | 0 | 0 | 0 | 0 | 0
PS | 0 | 0 | 0 | 0 | 0 | 0
PV | 0 | 0 | 0 | 0 | 32 | 0
PeakG | 0 | 0 | 0 | 0 | 0 | 0
PeakO | 0 | 0 | 0 | 0 | 0 | 0
ST | 0 | 0 | 0 | 0 | 0 | 0
STOG | 4852.06 | 43.64 | 800.17 | 749.05 | 98.89 | 0
STWD | 0 | 0 | 0 | 0 | 0 | 0
WT | 0 | 0 | 0 | 0 | 0 | 0
IGCC | 0 | 0 | 0 | 0 | 0 | 0
DemandResponse | 0 | 0 | 0 | 0 | 0 | 0
IGCC-CCS | 0 | 0 | 0 | 0 | 0 | 0
WT_off | 0 | 0 | 0 | 0 | 0 | 0
PseudoUnit | 0 | 0 | 0 | 0 | 0 | 0
FixedInterchange | 0 | 0 | 0 | 0 | 0 | 0
Retirements of Capacity by Reporting Type: PJM_E
ReportingType | 2015 | 2020 | 2025 | 2030 | 2035 | 2040
BM | 0 | 0 | 0 | 0 | 0 | 0
CC | 0 | 0 | 0 | 1003 | 618.3 | 832.29
CSP | 0 | 0 | 0 | 0 | 0 | 0
CT | 0 | 0 | 0 | 26.2 | 0 | 0
Coal | 3285 | 568 | 0 | 0 | 0 | 0
Geo | 0 | 0 | 0 | 0 | 0 | 0
H | 0 | 0 | 0 | 0 | 0 | 0
LFG | 0 | 0 | 0 | 0 | 0 | 0
Nuc | 0 | 614.5 | 0 | 0 | 2224 | 1174
PS | 0 | 0 | 0 | 0 | 0 | 0
PV | 0 | 0 | 0 | 0 | 0 | 0
PeakG | 268.5 | 0 | 0 | 0 | 0 | 0
PeakO | 2.7 | 0 | 0 | 2749.3 | 0 | 0
ST | 0 | 0 | 0 | 0 | 0 | 0
STOG | 2453.08 | 0 | 798.92 | 0 | 0 | 0
STWD | 0 | 0 | 0 | 0 | 0 | 0
WT | 0 | 0 | 0 | 0 | 0 | 0
IGCC | 0 | 0 | 0 | 0 | 0 | 0
DemandResponse | 0 | 0 | 0 | 0 | 0 | 0
IGCC-CCS | 0 | 0 | 0 | 0 | 0 | 0
WT_off | 0 | 0 | 0 | 0 | 0 | 0
PseudoUnit | 0 | 0 | 0 | 0 | 0 | 0
FixedInterchange | 0 | 0 | 0 | 0 | 0 | 0
Retirements of Capacity by Reporting Type: PJM_ROM
ReportingType | 2015 | 2020 | 2025 | 2030 | 2035 | 2040
BM | 0 | 0 | 0 | 0 | 0 | 0
CC | 0 | 0 | 0 | 226 | 1171 | 1678.5
CSP | 0 | 0 | 0 | 0 | 0 | 0
CT | 0 | 0 | 0 | 0 | 16 | 0
Coal | 14625.5 | 1234 | 521 | 0 | 0 | 0
Geo | 0 | 0 | 0 | 0 | 0 | 0
H | 0 | 0 | 0 | 0 | 0 | 0
LFG | 0 | 0 | 0 | 0 | 0 | 0
Nuc | 0 | 0 | 0 | 0 | 1732 | 899
PS | 0 | 0 | 0 | 0 | 0 | 0
PV | 0 | 0 | 0 | 0 | 0 | 0
PeakG | 0 | 0 | 0 | 333 | 0 | 0
PeakO | 270 | 0 | 0 | 1566 | 0 | 0
ST | 0 | 0 | 0 | 0 | 0 | 0
STOG | 580 | 0 | 3529 | 0 | 0 | 0
STWD | 0 | 0 | 0 | 0 | 0 | 0
WT | 0 | 0 | 0 | 0 | 0 | 0
IGCC | 0 | 0 | 0 | 0 | 0 | 0
DemandResponse | 0 | 0 | 0 | 0 | 0 | 0
IGCC-CCS | 0 | 0 | 0 | 0 | 0 | 0
WT_off | 0 | 0 | 0 | 0 | 0 | 0
PseudoUnit | 0 | 0 | 0 | 0 | 0 | 0
FixedInterchange | 0 | 0 | 0 | 0 | 0 | 0
Retirements of Capacity by Reporting Type: PJM_ROR
ReportingType | 2015 | 2020 | 2025 | 2030 | 2035 | 2040
BM | 0 | 0 | 0 | 0 | 0 | 0
CC | 0 | 0 | 0 | 1301 | 3813 | 12513.14
CSP | 0 | 0 | 0 | 0 | 0 | 0
CT | 0 | 0 | 0 | 0 | 29 | 0
Coal | 33029.73 | 12663.82 | 12874.65 | 0 | 0 | 0
Geo | 0 | 0 | 0 | 0 | 0 | 0
H | 0 | 0 | 0 | 0 | 0 | 0
LFG | 0 | 0 | 0 | 0 | 0 | 0
Nuc | 0 | 0 | 0 | 867 | 4275 | 4883.16
PS | 0 | 0 | 0 | 0 | 0 | 0
PV | 0 | 0 | 0 | 0 | 0 | 0
PeakG | 0 | 0 | 0 | 1245.91 | 1937.97 | 3611.32
PeakO | 19 | 0 | 0 | 1742 | 0 | 0
ST | 0 | 0 | 0 | 0 | 0 | 0
STOG | 35 | 0 | 2087 | 0 | 0 | 0
STWD | 0 | 0 | 0 | 0 | 0 | 0
WT | 0 | 0 | 0 | 0 | 0 | 0
IGCC | 0 | 0 | 0 | 0 | 0 | 0
DemandResponse | 0 | 0 | 0 | 0 | 0 | 0
IGCC-CCS | 0 | 0 | 0 | 0 | 0 | 0
WT_off | 0 | 0 | 0 | 0 | 0 | 0
PseudoUnit | 0 | 0 | 0 | 0 | 0 | 0
FixedInterchange | 0 | 0 | 0 | 0 | 0 | 0
Retirements of Capacity by Reporting Type: SOCO
ReportingType | 2015 | 2020 | 2025 | 2030 | 2035 | 2040
BM | 0 | 0 | 0 | 0 | 0 | 0
CC | 186 | 0 | 0 | 2680.84 | 8815.22 | 5801.21
CSP | 0 | 0 | 0 | 0 | 0 | 0
CT | 0 | 0 | 0 | 0 | 0 | 0
Coal | 17725.64 | 2967.43 | 3191.27 | 0 | 0 | 0
Geo | 0 | 0 | 0 | 0 | 0 | 0
H | 0 | 0 | 0 | 0 | 0 | 0
LFG | 0 | 0 | 0 | 0 | 0 | 0
Nuc | 0 | 0 | 0 | 0 | 0 | 2645.05
PS | 0 | 0 | 0 | 0 | 0 | 0
PV | 0 | 0 | 0 | 0 | 0 | 0
PeakG | 683.29 | 0 | 1697.61 | 8234.6 | 0 | 0
PeakO | 1139 | 0 | 0 | 0 | 0 | 0
ST | 0 | 0 | 0 | 0 | 0 | 0
STOG | 854 | 0 | 0 | 0 | 0 | 0
STWD | 0 | 0 | 0 | 0 | 0 | 0
WT | 0 | 0 | 0 | 0 | 0 | 0
IGCC | 0 | 0 | 0 | 0 | 0 | 0
DemandResponse | 0 | 0 | 0 | 0 | 0 | 0
IGCC-CCS | 0 | 0 | 0 | 0 | 0 | 0
WT_off | 0 | 0 | 0 | 0 | 0 | 0
PseudoUnit | 0 | 0 | 0 | 0 | 0 | 0
FixedInterchange | 0 | 0 | 0 | 0 | 0 | 0
Retirements of Capacity by Reporting Type: SPP_N
ReportingType | 2015 | 2020 | 2025 | 2030 | 2035 | 2040
BM | 0 | 0 | 0 | 0 | 0 | 0
CC | 0 | 0 | 0 | 0 | 0 | 0
CSP | 0 | 0 | 0 | 0 | 0 | 0
CT | 0 | 0 | 0 | 0 | 0 | 0
Coal | 621 | 2534.08 | 4076.42 | 0 | 0 | 0
Geo | 0 | 0 | 0 | 0 | 0 | 0
H | 0 | 0 | 0 | 0 | 0 | 0
LFG | 0 | 0 | 0 | 0 | 0 | 0
Nuc | 0 | 0 | 0 | 0 | 0 | 0
PS | 0 | 0 | 0 | 0 | 0 | 0
PV | 0 | 0 | 0 | 0 | 0 | 0
PeakG | 0 | 0 | 0 | 0 | 0 | 0
PeakO | 0 | 0 | 0 | 0 | 0 | 1199
ST | 0 | 0 | 0 | 0 | 0 | 0
STOG | 932.19 | 0 | 0 | 681.62 | 135.19 | 0
STWD | 0 | 0 | 0 | 0 | 0 | 0
WT | 0 | 0 | 0 | 0 | 0 | 0
IGCC | 0 | 0 | 0 | 0 | 0 | 0
DemandResponse | 0 | 0 | 0 | 0 | 0 | 0
IGCC-CCS | 0 | 0 | 0 | 0 | 0 | 0
WT_off | 0 | 0 | 0 | 0 | 0 | 0
PseudoUnit | 0 | 0 | 0 | 0 | 0 | 0
FixedInterchange | 0 | 0 | 0 | 0 | 0 | 0
Retirements of Capacity by Reporting Type: SPP_S
ReportingType | 2015 | 2020 | 2025 | 2030 | 2035 | 2040
BM | 0 | 0 | 0 | 0 | 0 | 0
CC | 0 | 0 | 0 | 0 | 940.61 | 720.43
CSP | 0 | 0 | 0 | 0 | 0 | 0
CT | 0 | 0 | 0 | 0 | 412.99 | 300
Coal | 3850.39 | 6168.54 | 3121 | 0 | 0 | 0
Geo | 0 | 0 | 0 | 0 | 0 | 0
H | 0 | 0 | 0 | 0 | 0 | 0
LFG | 0 | 0 | 0 | 0 | 0 | 0
Nuc | 0 | 0 | 0 | 0 | 0 | 0
PS | 0 | 0 | 0 | 0 | 0 | 0
PV | 0 | 0 | 0 | 0 | 0 | 0
PeakG | 0 | 0 | 0 | 0 | 0 | 0
PeakO | 0 | 0 | 0 | 0 | 0 | 122
ST | 0 | 0 | 0 | 0 | 0 | 0
STOG | 4437.48 | 0 | 0 | 1489.09 | 4644.43 | 0
STWD | 0 | 0 | 0 | 0 | 0 | 0
WT | 0 | 0 | 0 | 0 | 0 | 0
IGCC | 0 | 0 | 0 | 0 | 0 | 0
DemandResponse | 0 | 0 | 0 | 0 | 0 | 0
IGCC-CCS | 0 | 0 | 0 | 0 | 0 | 0
WT_off | 0 | 0 | 0 | 0 | 0 | 0
PseudoUnit | 0 | 0 | 0 | 0 | 0 | 0
FixedInterchange | 0 | 0 | 0 | 0 | 0 | 0
Retirements of Capacity by Reporting Type: TVA
ReportingType | 2015 | 2020 | 2025 | 2030 | 2035 | 2040
BM | 0 | 0 | 0 | 0 | 0 | 0
CC | 0 | 0 | 0 | 0 | 3528.34 | 1580.7
CSP | 0 | 0 | 0 | 0 | 0 | 0
CT | 0 | 0 | 0 | 0 | 0 | 0
Coal | 9207.48 | 2104 | 3724.41 | 123.11 | 0 | 0
Geo | 0 | 0 | 0 | 0 | 0 | 0
H | 0 | 0 | 0 | 0 | 0 | 0
LFG | 0 | 0 | 0 | 0 | 0 | 0
Nuc | 0 | 0 | 0 | 0 | 2512.33 | 1278.67
PS | 0 | 0 | 0 | 0 | 0 | 0
PV | 0 | 0 | 0 | 0 | 0 | 0
PeakG | 0 | 0 | 0 | 2869.56 | 0 | 0
PeakO | 0 | 0 | 0 | 83 | 0 | 0
ST | 0 | 0 | 0 | 0 | 0 | 0
STOG | 0 | 0 | 0 | 0 | 0 | 0
STWD | 0 | 0 | 0 | 0 | 0 | 0
WT | 0 | 0 | 0 | 0 | 0 | 0
IGCC | 0 | 0 | 0 | 0 | 0 | 0
DemandResponse | 0 | 0 | 0 | 0 | 0 | 0
IGCC-CCS | 0 | 0 | 0 | 0 | 0 | 0
WT_off | 0 | 0 | 0 | 0 | 0 | 0
PseudoUnit | 0 | 0 | 0 | 0 | 0 | 0
FixedInterchange | 0 | 0 | 0 | 0 | 0 | 0
Retirements of Capacity by Reporting Type: TVA_Transmission
ReportingType | 2015 | 2020 | 2025 | 2030 | 2035 | 2040
BM | 0 | 0 | 0 | 0 | 0 | 0
CC | 0 | 0 | 0 | 0 | 0 | 0
CSP | 0 | 0 | 0 | 0 | 0 | 0
CT | 0 | 0 | 0 | 0 | 0 | 0
Coal | 0 | 0 | 0 | 0 | 0 | 0
Geo | 0 | 0 | 0 | 0 | 0 | 0
H | 0 | 0 | 0 | 0 | 0 | 0
LFG | 0 | 0 | 0 | 0 | 0 | 0
Nuc | 0 | 0 | 0 | 0 | 0 | 0
PS | 0 | 0 | 0 | 0 | 0 | 0
PV | 0 | 0 | 0 | 0 | 0 | 0
PeakG | 0 | 0 | 0 | 0 | 0 | 0
PeakO | 0 | 0 | 0 | 0 | 0 | 0
ST | 0 | 0 | 0 | 0 | 0 | 0
STOG | 0 | 0 | 0 | 0 | 0 | 0
STWD | 0 | 0 | 0 | 0 | 0 | 0
WT | 0 | 0 | 0 | 0 | 0 | 0
IGCC | 0 | 0 | 0 | 0 | 0 | 0
DemandResponse | 0 | 0 | 0 | 0 | 0 | 0
IGCC-CCS | 0 | 0 | 0 | 0 | 0 | 0
WT_off | 0 | 0 | 0 | 0 | 0 | 0
PseudoUnit | 0 | 0 | 0 | 0 | 0 | 0
FixedInterchange | 0 | 0 | 0 | 0 | 0 | 0
Retirements of Capacity by Reporting Type: VACAR
ReportingType | 2015 | 2020 | 2025 | 2030 | 2035 | 2040
BM | 0 | 0 | 0 | 0 | 0 | 0
CC | 0 | 0 | 0 | 273.17 | 3251.83 | 8336.15
CSP | 0 | 0 | 0 | 0 | 0 | 0
CT | 0 | 0 | 0 | 717.2 | 0 | 0
Coal | 10767.27 | 4461.5 | 3476.88 | 270.34 | 0 | 0
Geo | 0 | 0 | 0 | 0 | 0 | 0
H | 0 | 0 | 0 | 0 | 0 | 0
LFG | 0 | 0 | 0 | 0 | 0 | 0
Nuc | 0 | 0 | 0 | 0 | 3248 | 1858
PS | 0 | 0 | 0 | 0 | 0 | 0
PV | 0 | 0 | 0 | 0 | 0 | 0
PeakG | 0 | 0 | 0 | 2203.36 | 2883.11 | 0
PeakO | 0 | 0 | 0 | 1268 | 0 | 0
ST | 0 | 0 | 0 | 0 | 0 | 0
STOG | 0 | 0 | 0 | 92 | 0 | 0
STWD | 0 | 0 | 0 | 0 | 0 | 0
WT | 0 | 0 | 0 | 0 | 0 | 0
IGCC | 0 | 0 | 0 | 0 | 0 | 0
DemandResponse | 0 | 0 | 0 | 0 | 0 | 0
IGCC-CCS | 0 | 0 | 0 | 0 | 0 | 0
WT_off | 0 | 0 | 0 | 0 | 0 | 0
PseudoUnit | 0 | 0 | 0 | 0 | 0 | 0
FixedInterchange | 0 | 0 | 0 | 0 | 0 | 0
Retirements of Capacity by Reporting Type: IESO
ReportingType | 2015 | 2020 | 2025 | 2030 | 2035 | 2040
BM | 0 | 0 | 0 | 0 | 0 | 0
CC | 5943 | 0 | 0 | 0 | 0 | 1263
CSP | 0 | 0 | 0 | 0 | 0 | 0
CT | 0 | 0 | 0 | 0 | 368 | 0
Coal | 6416 | 0 | 0 | 0 | 0 | 0
Geo | 0 | 0 | 0 | 0 | 0 | 0
H | 0 | 0 | 0 | 0 | 0 | 0
LFG | 0 | 103 | 0 | 0 | 14.5 | 0
Nuc | 0 | 0 | 0 | 0 | 1030 | 1540
PS | 0 | 0 | 0 | 0 | 0 | 0
PV | 0 | 0 | 0 | 0 | 1067.26 | 0
PeakG | 584 | 0 | 0 | 0 | 0 | 0
PeakO | 175 | 0 | 0 | 0 | 0 | 0
ST | 0 | 0 | 0 | 0 | 0 | 0
STOG | 2126 | 0 | 0 | 0 | 0 | 0
STWD | 139 | 0 | 0 | 0 | 0 | 0
WT | 0 | 651.52 | 0 | 0 | 2105.9 | 0
IGCC | 0 | 0 | 0 | 0 | 0 | 0
DemandResponse | 0 | 0 | 0 | 0 | 0 | 0
IGCC-CCS | 0 | 0 | 0 | 0 | 0 | 0
WT_off | 0 | 0 | 0 | 0 | 0 | 0
PseudoUnit | 0 | 0 | 0 | 0 | 0 | 0
FixedInterchange | 0 | 0 | 0 | 0 | 0 | 0
Retirements of Capacity by Reporting Type: MAPP_CA
ReportingType | 2015 | 2020 | 2025 | 2030 | 2035 | 2040
BM | 0 | 0 | 0 | 0 | 0 | 0
CC | 0 | 0 | 731 | 0 | 0 | 0
CSP | 0 | 0 | 0 | 0 | 0 | 0
CT | 0 | 0 | 0 | 0 | 0 | 0
Coal | 1173.7 | 572.2 | 0 | 0 | 0 | 0
Geo | 0 | 0 | 0 | 0 | 0 | 0
H | 0 | 0 | 0 | 0 | 0 | 0
LFG | 0 | 0 | 0 | 0 | 0 | 0
Nuc | 0 | 0 | 0 | 0 | 0 | 0
PS | 0 | 0 | 0 | 0 | 0 | 0
PV | 0 | 0 | 0 | 0 | 0 | 0
PeakG | 0 | 87 | 472 | 0 | 0 | 0
PeakO | 0 | 4 | 0 | 0 | 0 | 0
ST | 0 | 0 | 0 | 0 | 0 | 0
STOG | 0 | 126 | 0 | 0 | 0 | 0
STWD | 0 | 0 | 0 | 0 | 0 | 0
WT | 0 | 0 | 0 | 0 | 302.4 | 275
IGCC | 0 | 0 | 0 | 0 | 0 | 0
DemandResponse | 0 | 0 | 0 | 0 | 0 | 0
IGCC-CCS | 0 | 0 | 0 | 0 | 0 | 0
WT_off | 0 | 0 | 0 | 0 | 0 | 0
PseudoUnit | 0 | 0 | 0 | 0 | 0 | 0
FixedInterchange | 0 | 0 | 0 | 0 | 0 | 0
Retirements of Capacity by Reporting Type: AZ_NM_SNV_Coal
ReportingType | 2015 | 2020 | 2025 | 2030 | 2035 | 2040
BM | 0 | 0 | 0 | 0 | 0 | 0
CC | 0 | 0 | 0 | 0 | 0 | 0
CSP | 0 | 0 | 0 | 0 | 0 | 0
CT | 0 | 0 | 0 | 0 | 0 | 0
Coal | 3712.47 | 540 | 4903.91 | 1309.61 | 0 | 0
Geo | 0 | 0 | 0 | 0 | 0 | 0
H | 0 | 0 | 0 | 0 | 0 | 0
LFG | 0 | 0 | 0 | 0 | 0 | 0
Nuc | 0 | 0 | 0 | 0 | 0 | 0
PS | 0 | 0 | 0 | 0 | 0 | 0
PV | 0 | 0 | 0 | 0 | 0 | 0
PeakG | 0 | 0 | 0 | 0 | 0 | 0
PeakO | 172.73 | 0 | 0 | 0 | 0 | 0
ST | 0 | 0 | 0 | 0 | 0 | 0
STOG | 0 | 0 | 0 | 0 | 0 | 0
STWD | 0 | 0 | 0 | 0 | 0 | 0
WT | 0 | 0 | 0 | 0 | 0 | 0
IGCC | 0 | 0 | 0 | 0 | 0 | 0
DemandResponse | 0 | 0 | 0 | 0 | 0 | 0
IGCC-CCS | 0 | 0 | 0 | 0 | 0 | 0
WT_off | 0 | 0 | 0 | 0 | 0 | 0
PseudoUnit | 0 | 0 | 0 | 0 | 0 | 0
FixedInterchange | 0 | 0 | 0 | 0 | 0 | 0
Retirements of Capacity by Reporting Type: AZ_NM_SNV_Gas
ReportingType | 2015 | 2020 | 2025 | 2030 | 2035 | 2040
BM | 0 | 0 | 0 | 0 | 0 | 0
CC | 1263.65 | 0 | 0 | 4187.77 | 4080.65 | 2248.78
CSP | 0 | 0 | 0 | 0 | 0 | 0
CT | 0 | 0 | 0 | 0 | 736 | 0
Coal | 0 | 0 | 0 | 0 | 0 | 0
Geo | 0 | 0 | 0 | 0 | 0 | 0
H | 0 | 0 | 0 | 0 | 0 | 0
LFG | 0 | 0 | 0 | 0 | 0 | 0
Nuc | 0 | 0 | 0 | 0 | 0 | 0
PS | 0 | 0 | 0 | 0 | 0 | 0
PV | 0 | 0 | 0 | 0 | 0 | 0
PeakG | 0 | 0 | 0 | 0 | 0 | 0
PeakO | 0 | 0 | 0 | 0 | 0 | 0
ST | 0 | 0 | 0 | 0 | 0 | 0
STOG | 2064 | 0 | 0 | 0 | 0 | 0
STWD | 0 | 0 | 0 | 0 | 0 | 0
WT | 0 | 0 | 0 | 0 | 0 | 0
IGCC | 0 | 0 | 0 | 0 | 0 | 0
DemandResponse | 0 | 0 | 0 | 0 | 0 | 0
IGCC-CCS | 0 | 0 | 0 | 0 | 0 | 0
WT_off | 0 | 0 | 0 | 0 | 0 | 0
PseudoUnit | 0 | 0 | 0 | 0 | 0 | 0
FixedInterchange | 0 | 0 | 0 | 0 | 0 | 0
Retirements of Capacity by Reporting Type: AZ_NM_SNV_NucRenew
ReportingType | 2015 | 2020 | 2025 | 2030 | 2035 | 2040
BM | 0 | 0 | 0 | 0 | 0 | 0
CC | 0 | 0 | 0 | 0 | 0 | 0
CSP | 65 | 0 | 0 | 0 | 0 | 0
CT | 0 | 0 | 0 | 0 | 0 | 0
Coal | 0 | 0 | 0 | 0 | 0 | 0
Geo | 0 | 0 | 0 | 0 | 0 | 0
H | 0 | 0 | 0 | 0 | 0 | 0
LFG | 0 | 0 | 0 | 0 | 0 | 0
Nuc | 0 | 0 | 0 | 0 | 0 | 0
PS | 0 | 0 | 0 | 0 | 0 | 0
PV | 0 | 0 | 0 | 0 | 0 | 0
PeakG | 0 | 0 | 0 | 0 | 0 | 0
PeakO | 0 | 0 | 0 | 0 | 0 | 0
ST | 0 | 0 | 0 | 0 | 0 | 0
STOG | 0 | 0 | 0 | 0 | 0 | 0
STWD | 0 | 0 | 0 | 0 | 0 | 0
WT | 0 | 0 | 0 | 0 | 0 | 924.42
IGCC | 0 | 0 | 0 | 0 | 0 | 0
DemandResponse | 0 | 0 | 0 | 0 | 0 | 0
IGCC-CCS | 0 | 0 | 0 | 0 | 0 | 0
WT_off | 0 | 0 | 0 | 0 | 0 | 0
PseudoUnit | 0 | 0 | 0 | 0 | 0 | 0
FixedInterchange | 0 | 0 | 0 | 0 | 0 | 0
Retirements of Capacity by Reporting Type: ERCOT
ReportingType | 2015 | 2020 | 2025 | 2030 | 2035 | 2040
BM | 0 | 0 | 0 | 0 | 0 | 0
CC | 0 | 0 | 0 | 727.09 | 14164.38 | 5863.56
CSP | 0 | 0 | 0 | 0 | 0 | 0
CT | 0 | 0 | 0 | 0 | 250 | 0
Coal | 13280.59 | 3366.28 | 560 | 0 | 0 | 0
Geo | 0 | 0 | 0 | 0 | 0 | 0
H | 0 | 0 | 0 | 0 | 0 | 0
LFG | 0 | 0 | 0 | 0 | 0 | 0
Nuc | 0 | 0 | 0 | 0 | 0 | 0
PS | 0 | 0 | 0 | 0 | 0 | 0
PV | 0 | 0 | 0 | 0 | 14 | 0
PeakG | 0 | 0 | 0 | 0 | 0 | 0
PeakO | 0 | 0 | 0 | 51 | 0 | 0
ST | 0 | 0 | 0 | 0 | 0 | 0
STOG | 4686.62 | 2089.18 | 7406.86 | 4750.34 | 0 | 0
STWD | 0 | 0 | 0 | 0 | 0 | 0
WT | 0 | 0 | 0 | 0 | 0 | 0
IGCC | 0 | 0 | 0 | 0 | 0 | 0
DemandResponse | 0 | 0 | 0 | 0 | 0 | 0
IGCC-CCS | 0 | 0 | 0 | 0 | 0 | 0
WT_off | 0 | 0 | 0 | 0 | 0 | 0
PseudoUnit | 0 | 0 | 0 | 0 | 0 | 0
FixedInterchange | 0 | 0 | 0 | 0 | 0 | 0
Retirements of Capacity by Reporting Type: NP15
ReportingType | 2015 | 2020 | 2025 | 2030 | 2035 | 2040
BM | 0 | 0 | 0 | 0 | 0 | 0
CC | 0 | 0 | 0 | 0 | 2589.2 | 878.14
CSP | 0 | 0 | 0 | 0 | 0 | 0
CT | 0 | 0 | 0 | 0 | 212.6 | 0
Coal | 0 | 191.9 | 0 | 0 | 0 | 0
Geo | 0 | 0 | 0 | 0 | 0 | 0
H | 0 | 0 | 0 | 0 | 0 | 0
LFG | 0 | 0 | 0 | 0 | 0 | 0
Nuc | 0 | 0 | 0 | 0 | 0 | 0
PS | 0 | 0 | 0 | 0 | 0 | 0
PV | 0 | 0 | 0 | 0 | 0 | 0
PeakG | 0 | 0 | 0 | 0 | 0 | 0
PeakO | 156 | 0 | 0 | 0 | 0 | 0
ST | 0 | 0 | 0 | 0 | 0 | 0
STOG | 2065.1 | 1465.14 | 160.61 | 1168.15 | 0 | 0
STWD | 0 | 0 | 0 | 0 | 0 | 0
WT | 0 | 0 | 0 | 0 | 0 | 0
IGCC | 0 | 0 | 0 | 0 | 0 | 0
DemandResponse | 0 | 0 | 0 | 0 | 0 | 0
IGCC-CCS | 0 | 0 | 0 | 0 | 0 | 0
WT_off | 0 | 0 | 0 | 0 | 0 | 0
PseudoUnit | 0 | 0 | 0 | 0 | 0 | 0
FixedInterchange | 0 | 0 | 0 | 0 | 0 | 0
Retirements of Capacity by Reporting Type: NWPP_Coal
ReportingType | 2015 | 2020 | 2025 | 2030 | 2035 | 2040
BM | 0 | 0 | 0 | 0 | 0 | 0
CC | 0 | 0 | 0 | 0 | 0 | 0
CSP | 0 | 0 | 0 | 0 | 0 | 0
CT | 0 | 0 | 0 | 0 | 0 | 0
Coal | 7478.75 | 1855.7 | 4222.25 | 0 | 0 | 0
Geo | 0 | 0 | 0 | 0 | 0 | 0
H | 0 | 0 | 0 | 0 | 0 | 0
LFG | 0 | 0 | 0 | 0 | 0 | 0
Nuc | 0 | 0 | 0 | 0 | 0 | 0
PS | 0 | 0 | 0 | 0 | 0 | 0
PV | 0 | 0 | 0 | 0 | 0 | 0
PeakG | 0 | 0 | 0 | 0 | 0 | 0
PeakO | 183 | 0 | 0 | 0 | 0 | 0
ST | 0 | 0 | 0 | 0 | 0 | 0
STOG | 0 | 0 | 0 | 0 | 0 | 0
STWD | 0 | 0 | 0 | 0 | 0 | 0
WT | 0 | 0 | 0 | 0 | 0 | 0
IGCC | 0 | 0 | 0 | 0 | 0 | 0
DemandResponse | 0 | 0 | 0 | 0 | 0 | 0
IGCC-CCS | 0 | 0 | 0 | 0 | 0 | 0
WT_off | 0 | 0 | 0 | 0 | 0 | 0
PseudoUnit | 0 | 0 | 0 | 0 | 0 | 0
FixedInterchange | 0 | 0 | 0 | 0 | 0 | 0
Retirements of Capacity by Reporting Type: NWPP_Gas
ReportingType | 2015 | 2020 | 2025 | 2030 | 2035 | 2040
BM | 0 | 0 | 0 | 0 | 0 | 0
CC | 2444.91 | 0 | 0 | 2942.49 | 2617.6 | 300
CSP | 0 | 0 | 0 | 0 | 0 | 0
CT | 0 | 0 | 0 | 0 | 150 | 0
Coal | 0 | 0 | 0 | 0 | 0 | 0
Geo | 0 | 0 | 0 | 0 | 0 | 0
H | 0 | 0 | 0 | 0 | 0 | 0
LFG | 0 | 0 | 0 | 0 | 0 | 0
Nuc | 0 | 0 | 0 | 0 | 0 | 0
PS | 0 | 0 | 0 | 0 | 0 | 0
PV | 0 | 0 | 0 | 0 | 0 | 0
PeakG | 2623 | 0 | 0 | 0 | 0 | 0
PeakO | 0 | 0 | 0 | 0 | 0 | 0
ST | 0 | 0 | 0 | 0 | 0 | 0
STOG | 786 | 0 | 0 | 0 | 0 | 0
STWD | 0 | 0 | 0 | 0 | 0 | 0
WT | 0 | 0 | 0 | 0 | 0 | 0
IGCC | 0 | 0 | 0 | 0 | 0 | 0
DemandResponse | 0 | 0 | 0 | 0 | 0 | 0
IGCC-CCS | 0 | 0 | 0 | 0 | 0 | 0
WT_off | 0 | 0 | 0 | 0 | 0 | 0
PseudoUnit | 0 | 0 | 0 | 0 | 0 | 0
FixedInterchange | 0 | 0 | 0 | 0 | 0 | 0
Retirements of Capacity by Reporting Type: NWPP_NucRenew
ReportingType | 2015 | 2020 | 2025 | 2030 | 2035 | 2040
BM | 0 | 0 | 0 | 0 | 0 | 0
CC | 0 | 0 | 0 | 0 | 0 | 0
CSP | 0 | 0 | 0 | 0 | 0 | 0
CT | 0 | 0 | 0 | 0 | 0 | 0
Coal | 0 | 0 | 0 | 0 | 0 | 0
Geo | 4.8 | 0 | 0 | 0 | 0 | 0
H | 0 | 0 | 0 | 0 | 0 | 0
LFG | 0 | 0 | 0 | 0 | 0 | 0
Nuc | 0 | 0 | 0 | 0 | 0 | 0
PS | 0 | 0 | 0 | 0 | 0 | 0
PV | 0 | 0 | 0 | 0 | 0 | 0
PeakG | 0 | 0 | 0 | 0 | 0 | 0
PeakO | 0 | 0 | 0 | 0 | 0 | 0
ST | 0 | 0 | 0 | 0 | 0 | 0
STOG | 0 | 0 | 0 | 0 | 0 | 0
STWD | 0 | 0 | 0 | 0 | 0 | 0
WT | 0 | 0 | 0 | 0 | 0 | 0
IGCC | 0 | 0 | 0 | 0 | 0 | 0
DemandResponse | 0 | 0 | 0 | 0 | 0 | 0
IGCC-CCS | 0 | 0 | 0 | 0 | 0 | 0
WT_off | 0 | 0 | 0 | 0 | 0 | 0
PseudoUnit | 0 | 0 | 0 | 0 | 0 | 0
FixedInterchange | 0 | 0 | 0 | 0 | 0 | 0
Retirements of Capacity by Reporting Type: RMPA
ReportingType | 2015 | 2020 | 2025 | 2030 | 2035 | 2040
BM | 0 | 0 | 0 | 0 | 0 | 0
CC | 417.74 | 0 | 0 | 998 | 852.04 | 418.23
CSP | 1 | 0 | 0 | 0 | 0 | 0
CT | 0 | 0 | 0 | 0 | 152 | 0
Coal | 939 | 1104.23 | 4518.39 | 226.38 | 0 | 0
Geo | 0 | 0 | 0 | 0 | 0 | 0
H | 0 | 0 | 0 | 0 | 0 | 0
LFG | 0 | 0 | 0 | 0 | 0 | 0
Nuc | 0 | 0 | 0 | 0 | 0 | 0
PS | 0 | 0 | 0 | 0 | 0 | 0
PV | 0 | 0 | 0 | 0 | 1 | 0
PeakG | 90 | 0 | 0 | 0 | 0 | 290.41
PeakO | 187 | 0 | 0 | 0 | 0 | 0
ST | 0 | 0 | 0 | 0 | 0.91 | 0
STOG | 217 | 0 | 0 | 0 | 0 | 0
STWD | 0 | 0 | 0 | 0 | 0 | 0
WT | 0 | 0 | 0 | 0 | 0 | 77.02
IGCC | 0 | 0 | 0 | 0 | 0 | 0
DemandResponse | 0 | 0 | 0 | 0 | 0 | 0
IGCC-CCS | 0 | 0 | 0 | 0 | 0 | 0
WT_off | 0 | 0 | 0 | 0 | 0 | 0
PseudoUnit | 0 | 0 | 0 | 0 | 0 | 0
FixedInterchange | 0 | 0 | 0 | 0 | 0 | 0
Retirements of Capacity by Reporting Type: SP15
ReportingType | 2015 | 2020 | 2025 | 2030 | 2035 | 2040
BM | 0 | 0 | 0 | 0 | 0 | 0
CC | 0 | 0 | 0 | 0 | 0 | 0
CSP | 409 | 0 | 0 | 0 | 0 | 0
CT | 0 | 0 | 0 | 0 | 0 | 0
Coal | 57 | 84.5 | 101.2 | 0 | 0 | 0
Geo | 0 | 0 | 0 | 0 | 0 | 0
H | 0 | 0 | 0 | 0 | 0 | 0
LFG | 0 | 0 | 0 | 0 | 0 | 0
Nuc | 0 | 0 | 0 | 0 | 0 | 0
PS | 0 | 0 | 0 | 0 | 0 | 0
PV | 0 | 0 | 0 | 0 | 0 | 0
PeakG | 44 | 0 | 0 | 0 | 0 | 0
PeakO | 15 | 0 | 0 | 0 | 0 | 0
ST | 0 | 0 | 0 | 0 | 0 | 0
STOG | 3168.07 | 1396.87 | 862.76 | 5772.3 | 0 | 0
STWD | 0 | 0 | 0 | 0 | 0 | 0
WT | 126.2 | 0 | 0 | 0 | 0 | 0
IGCC | 0 | 0 | 0 | 0 | 0 | 0
DemandResponse | 0 | 0 | 0 | 0 | 0 | 0
IGCC-CCS | 0 | 0 | 0 | 0 | 0 | 0
WT_off | 0 | 0 | 0 | 0 | 0 | 0
PseudoUnit | 0 | 0 | 0 | 0 | 0 | 0
FixedInterchange | 0 | 0 | 0 | 0 | 0 | 0
Retirements of Capacity by Reporting Type: ALB
ReportingType | 2015 | 2020 | 2025 | 2030 | 2035 | 2040
BM | 0 | 0 | 0 | 0 | 0 | 0
CC | 314.08 | 82.48 | 0 | 723.32 | 649.79 | 426.98
CSP | 0 | 0 | 0 | 0 | 0 | 0
CT | 0 | 0 | 0 | 0 | 201.5 | 0
Coal | 0 | 0 | 1137.54 | 4608.29 | 0 | 0
Geo | 0 | 0 | 0 | 0 | 0 | 0
H | 0 | 0 | 0 | 0 | 0 | 0
LFG | 0 | 0 | 0 | 0 | 0 | 0
Nuc | 0 | 0 | 0 | 0 | 0 | 0
PS | 0 | 0 | 0 | 0 | 0 | 0
PV | 0 | 0 | 0 | 0 | 0 | 0
PeakG | 1550.58 | 0 | 0 | 0 | 0 | 0
PeakO | 6 | 0 | 0 | 0 | 0 | 0
ST | 0 | 0 | 0 | 0 | 0 | 0
STOG | 186 | 0 | 0 | 0 | 0 | 0
STWD | 0 | 0 | 0 | 0 | 0 | 0
WT | 0 | 0 | 0 | 0 | 0 | 0
IGCC | 0 | 0 | 0 | 0 | 0 | 0
DemandResponse | 0 | 0 | 0 | 0 | 0 | 0
IGCC-CCS | 0 | 0 | 0 | 0 | 0 | 0
WT_off | 0 | 0 | 0 | 0 | 0 | 0
PseudoUnit | 0 | 0 | 0 | 0 | 0 | 0
FixedInterchange | 0 | 0 | 0 | 0 | 0 | 0
Retirements of Capacity by Reporting Type: BC
ReportingType | 2015 | 2020 | 2025 | 2030 | 2035 | 2040
BM | 0 | 0 | 0 | 0 | 0 | 0
CC | 0 | 0 | 205 | 0 | 0 | 0
CSP | 0 | 0 | 0 | 0 | 0 | 0
CT | 0 | 0 | 0 | 0 | 0 | 0
Coal | 0 | 0 | 0 | 0 | 0 | 0
Geo | 0 | 0 | 0 | 0 | 0 | 0
H | 0 | 0 | 0 | 0 | 0 | 0
LFG | 0 | 0 | 0 | 0 | 0 | 0
Nuc | 0 | 0 | 0 | 0 | 0 | 0
PS | 0 | 0 | 0 | 0 | 0 | 0
PV | 0 | 0 | 0 | 0 | 0 | 0
PeakG | 141 | 0 | 0 | 0 | 0 | 0
PeakO | 44 | 0 | 0 | 0 | 0 | 0
ST | 0 | 0 | 0 | 0 | 0 | 0
STOG | 938 | 0 | 0 | 0 | 0 | 0
STWD | 0 | 0 | 0 | 0 | 0 | 0
WT | 0 | 0 | 0 | 0 | 0 | 0
IGCC | 0 | 0 | 0 | 0 | 0 | 0
DemandResponse | 0 | 0 | 0 | 0 | 0 | 0
IGCC-CCS | 0 | 0 | 0 | 0 | 0 | 0
WT_off | 0 | 0 | 0 | 0 | 0 | 0
PseudoUnit | 0 | 0 | 0 | 0 | 0 | 0
FixedInterchange | 0 | 0 | 0 | 0 | 0 | 0
Retirements of Capacity by Reporting Type: HQ_IESO
ReportingType | 2015 | 2020 | 2025 | 2030 | 2035 | 2040
BM | 0 | 0 | 0 | 0 | 0 | 0
CC | 0 | 0 | 0 | 0 | 0 | 0
CSP | 0 | 0 | 0 | 0 | 0 | 0
CT | 0 | 0 | 0 | 0 | 0 | 0
Coal | 0 | 0 | 0 | 0 | 0 | 0
Geo | 0 | 0 | 0 | 0 | 0 | 0
H | 0 | 0 | 0 | 0 | 0 | 0
LFG | 0 | 0 | 0 | 0 | 0 | 0
Nuc | 0 | 0 | 0 | 0 | 0 | 0
PS | 0 | 0 | 0 | 0 | 0 | 0
PV | 0 | 0 | 0 | 0 | 0 | 0
PeakG | 0 | 0 | 0 | 0 | 0 | 0
PeakO | 0 | 0 | 0 | 0 | 0 | 0
ST | 0 | 0 | 0 | 0 | 0 | 0
STOG | 0 | 0 | 0 | 0 | 0 | 0
STWD | 0 | 0 | 0 | 0 | 0 | 0
WT | 0 | 0 | 0 | 0 | 0 | 0
IGCC | 0 | 0 | 0 | 0 | 0 | 0
DemandResponse | 0 | 0 | 0 | 0 | 0 | 0
IGCC-CCS | 0 | 0 | 0 | 0 | 0 | 0
WT_off | 0 | 0 | 0 | 0 | 0 | 0
PseudoUnit | 0 | 0 | 0 | 0 | 0 | 0
FixedInterchange | 0 | 0 | 0 | 0 | 0 | 0
Retirements of Capacity by Reporting Type: HQ_NEISO
ReportingType | 2015 | 2020 | 2025 | 2030 | 2035 | 2040
BM | 0 | 0 | 0 | 0 | 0 | 0
CC | 0 | 0 | 0 | 0 | 0 | 0
CSP | 0 | 0 | 0 | 0 | 0 | 0
CT | 0 | 0 | 0 | 0 | 0 | 0
Coal | 0 | 0 | 0 | 0 | 0 | 0
Geo | 0 | 0 | 0 | 0 | 0 | 0
H | 0 | 0 | 0 | 0 | 0 | 0
LFG | 0 | 0 | 0 | 0 | 0 | 0
Nuc | 0 | 0 | 0 | 0 | 0 | 0
PS | 0 | 0 | 0 | 0 | 0 | 0
PV | 0 | 0 | 0 | 0 | 0 | 0
PeakG | 0 | 0 | 0 | 0 | 0 | 0
PeakO | 0 | 0 | 0 | 0 | 0 | 0
ST | 0 | 0 | 0 | 0 | 0 | 0
STOG | 0 | 0 | 0 | 0 | 0 | 0
STWD | 0 | 0 | 0 | 0 | 0 | 0
WT | 0 | 0 | 0 | 0 | 0 | 0
IGCC | 0 | 0 | 0 | 0 | 0 | 0
DemandResponse | 0 | 0 | 0 | 0 | 0 | 0
IGCC-CCS | 0 | 0 | 0 | 0 | 0 | 0
WT_off | 0 | 0 | 0 | 0 | 0 | 0
PseudoUnit | 0 | 0 | 0 | 0 | 0 | 0
FixedInterchange | 0 | 0 | 0 | 0 | 0 | 0
Retirements of Capacity by Reporting Type: HQ_NY
ReportingType | 2015 | 2020 | 2025 | 2030 | 2035 | 2040
BM | 0 | 0 | 0 | 0 | 0 | 0
CC | 0 | 0 | 0 | 0 | 0 | 0
CSP | 0 | 0 | 0 | 0 | 0 | 0
CT | 0 | 0 | 0 | 0 | 0 | 0
Coal | 0 | 0 | 0 | 0 | 0 | 0
Geo | 0 | 0 | 0 | 0 | 0 | 0
H | 0 | 0 | 0 | 0 | 0 | 0
LFG | 0 | 0 | 0 | 0 | 0 | 0
Nuc | 0 | 0 | 0 | 0 | 0 | 0
PS | 0 | 0 | 0 | 0 | 0 | 0
PV | 0 | 0 | 0 | 0 | 0 | 0
PeakG | 0 | 0 | 0 | 0 | 0 | 0
PeakO | 0 | 0 | 0 | 0 | 0 | 0
ST | 0 | 0 | 0 | 0 | 0 | 0
STOG | 0 | 0 | 0 | 0 | 0 | 0
STWD | 0 | 0 | 0 | 0 | 0 | 0
WT | 0 | 0 | 0 | 0 | 0 | 0
IGCC | 0 | 0 | 0 | 0 | 0 | 0
DemandResponse | 0 | 0 | 0 | 0 | 0 | 0
IGCC-CCS | 0 | 0 | 0 | 0 | 0 | 0
WT_off | 0 | 0 | 0 | 0 | 0 | 0
PseudoUnit | 0 | 0 | 0 | 0 | 0 | 0
FixedInterchange | 0 | 0 | 0 | 0 | 0 | 0
Retirements of Capacity by Reporting Type: MARITIMES
ReportingType | 2015 | 2020 | 2025 | 2030 | 2035 | 2040
BM | 0 | 0 | 0 | 0 | 0 | 0
CC | 0 | 0 | 0 | 0 | 0 | 0
CSP | 0 | 0 | 0 | 0 | 0 | 0
CT | 0 | 0 | 0 | 0 | 0 | 0
Coal | 0 | 0 | 0 | 0 | 0 | 0
Geo | 0 | 0 | 0 | 0 | 0 | 0
H | 0 | 0 | 0 | 0 | 0 | 0
LFG | 0 | 0 | 0 | 0 | 0 | 0
Nuc | 0 | 0 | 0 | 0 | 0 | 0
PS | 0 | 0 | 0 | 0 | 0 | 0
PV | 0 | 0 | 0 | 0 | 0 | 0
PeakG | 0 | 0 | 0 | 0 | 0 | 0
PeakO | 0 | 0 | 0 | 0 | 0 | 0
ST | 0 | 0 | 0 | 0 | 0 | 0
STOG | 0 | 0 | 0 | 0 | 0 | 0
STWD | 0 | 0 | 0 | 0 | 0 | 0
WT | 0 | 0 | 0 | 0 | 0 | 0
IGCC | 0 | 0 | 0 | 0 | 0 | 0
DemandResponse | 0 | 0 | 0 | 0 | 0 | 0
IGCC-CCS | 0 | 0 | 0 | 0 | 0 | 0
WT_off | 0 | 0 | 0 | 0 | 0 | 0
PseudoUnit | 0 | 0 | 0 | 0 | 0 | 0
FixedInterchange | 0 | 0 | 0 | 0 | 0 | 0
Retirements of Capacity by Reporting Type: All
ReportingType | 2015 | 2020 | 2025 | 2030 | 2035 | 2040
BM | 0 | 0 | 0 | 0 | 0 | 0
CC | 14341.51 | 4343.22 | 5701.46 | 33154.36 | 61008.24 | 62340.02
CSP | 475 | 0 | 0 | 0 | 0 | 0
CT | 0 | 0 | 0 | 761.2 | 5400.32 | 300
Coal | 172545.96 | 80115.37 | 54518.48 | 9883.9 | 0 | 0
Geo | 4.8 | 0 | 0 | 0 | 0 | 0
H | 0 | 0 | 0 | 0 | 0 | 0
LFG | 0 | 103 | 0 | 0 | 14.5 | 0
Nuc | 0 | 614.5 | 0 | 1488.2 | 26575.7 | 19706
PS | 0 | 0 | 0 | 0 | 0 | 0
PV | 0 | 0 | 0 | 0 | 1114.55 | 66.68
PeakG | 5984.37 | 87 | 4118.18 | 21366.05 | 6346.31 | 3941.14
PeakO | 3837.43 | 399.5 | 2248.5 | 7471.3 | 1260.07 | 4691.93
ST | 0 | 0 | 0 | 0 | 0.91 | 0
STOG | 63356.02 | 6098.31 | 17124.91 | 16267.46 | 7509.1 | 0
STWD | 139 | 0 | 0 | 0 | 0 | 0
WT | 126.2 | 651.52 | 0 | 0 | 3423.74 | 1276.44
IGCC | 0 | 0 | 0 | 0 | 0 | 0
DemandResponse | 0 | 0 | 0 | 0 | 0 | 0
IGCC-CCS | 0 | 0 | 0 | 0 | 0 | 0
WT_off | 0 | 0 | 0 | 0 | 0 | 0
PseudoUnit | 0 | 0 | 0 | 0 | 0 | 0
FixedInterchange | 0 | 0 | 0 | 0 | 0 | 0
Retirements of Capacity by Reporting Type: EI_US
ReportingType | 2015 | 2020 | 2025 | 2030 | 2035 | 2040
BM | 0 | 0 | 0 | 0 | 0 | 0
CC | 3958.12 | 4260.75 | 4765.46 | 23575.7 | 36054.59 | 50941.34
CSP | 0 | 0 | 0 | 0 | 0 | 0
CT | 0 | 0 | 0 | 761.2 | 3330.23 | 300
Coal | 139488.45 | 72400.56 | 39075.19 | 3739.61 | 0 | 0
Geo | 0 | 0 | 0 | 0 | 0 | 0
H | 0 | 0 | 0 | 0 | 0 | 0
LFG | 0 | 0 | 0 | 0 | 0 | 0
Nuc | 0 | 614.5 | 0 | 1488.2 | 25545.7 | 18166
PS | 0 | 0 | 0 | 0 | 0 | 0
PV | 0 | 0 | 0 | 0 | 32.29 | 66.68
PeakG | 951.79 | 0 | 3646.18 | 21366.05 | 6346.31 | 3650.73
PeakO | 2898.7 | 395.5 | 2248.5 | 7420.3 | 1260.07 | 4691.93
ST | 0 | 0 | 0 | 0 | 0 | 0
STOG | 47119.23 | 1021.12 | 8694.69 | 4576.66 | 7509.1 | 0
STWD | 0 | 0 | 0 | 0 | 0 | 0
WT | 0 | 0 | 0 | 0 | 1015.44 | 0
IGCC | 0 | 0 | 0 | 0 | 0 | 0
DemandResponse | 0 | 0 | 0 | 0 | 0 | 0
IGCC-CCS | 0 | 0 | 0 | 0 | 0 | 0
WT_off | 0 | 0 | 0 | 0 | 0 | 0
PseudoUnit | 0 | 0 | 0 | 0 | 0 | 0
FixedInterchange | 0 | 0 | 0 | 0 | 0 | 0
Retirements of Capacity by Reporting Type: EI_Canada
ReportingType | 2015 | 2020 | 2025 | 2030 | 2035 | 2040
BM | 0 | 0 | 0 | 0 | 0 | 0
CC | 5943 | 0 | 731 | 0 | 0 | 1263
CSP | 0 | 0 | 0 | 0 | 0 | 0
CT | 0 | 0 | 0 | 0 | 368 | 0
Coal | 7589.7 | 572.2 | 0 | 0 | 0 | 0
Geo | 0 | 0 | 0 | 0 | 0 | 0
H | 0 | 0 | 0 | 0 | 0 | 0
LFG | 0 | 103 | 0 | 0 | 14.5 | 0
Nuc | 0 | 0 | 0 | 0 | 1030 | 1540
PS | 0 | 0 | 0 | 0 | 0 | 0
PV | 0 | 0 | 0 | 0 | 1067.26 | 0
PeakG | 584 | 87 | 472 | 0 | 0 | 0
PeakO | 175 | 4 | 0 | 0 | 0 | 0
ST | 0 | 0 | 0 | 0 | 0 | 0
STOG | 2126 | 126 | 0 | 0 | 0 | 0
STWD | 139 | 0 | 0 | 0 | 0 | 0
WT | 0 | 651.52 | 0 | 0 | 2408.3 | 275
IGCC | 0 | 0 | 0 | 0 | 0 | 0
DemandResponse | 0 | 0 | 0 | 0 | 0 | 0
IGCC-CCS | 0 | 0 | 0 | 0 | 0 | 0
WT_off | 0 | 0 | 0 | 0 | 0 | 0
PseudoUnit | 0 | 0 | 0 | 0 | 0 | 0
FixedInterchange | 0 | 0 | 0 | 0 | 0 | 0
Retirements of Capacity by Reporting Type: EI
ReportingType | 2015 | 2020 | 2025 | 2030 | 2035 | 2040
BM | 0 | 0 | 0 | 0 | 0 | 0
CC | 9901.12 | 4260.75 | 5496.46 | 23575.7 | 36054.59 | 52204.34
CSP | 0 | 0 | 0 | 0 | 0 | 0
CT | 0 | 0 | 0 | 761.2 | 3698.23 | 300
Coal | 147078.15 | 72972.76 | 39075.19 | 3739.61 | 0 | 0
Geo | 0 | 0 | 0 | 0 | 0 | 0
H | 0 | 0 | 0 | 0 | 0 | 0
LFG | 0 | 103 | 0 | 0 | 14.5 | 0
Nuc | 0 | 614.5 | 0 | 1488.2 | 26575.7 | 19706
PS | 0 | 0 | 0 | 0 | 0 | 0
PV | 0 | 0 | 0 | 0 | 1099.55 | 66.68
PeakG | 1535.79 | 87 | 4118.18 | 21366.05 | 6346.31 | 3650.73
PeakO | 3073.7 | 399.5 | 2248.5 | 7420.3 | 1260.07 | 4691.93
ST | 0 | 0 | 0 | 0 | 0 | 0
STOG | 49245.23 | 1147.12 | 8694.69 | 4576.66 | 7509.1 | 0
STWD | 139 | 0 | 0 | 0 | 0 | 0
WT | 0 | 651.52 | 0 | 0 | 3423.74 | 275
IGCC | 0 | 0 | 0 | 0 | 0 | 0
DemandResponse | 0 | 0 | 0 | 0 | 0 | 0
IGCC-CCS | 0 | 0 | 0 | 0 | 0 | 0
WT_off | 0 | 0 | 0 | 0 | 0 | 0
PseudoUnit | 0 | 0 | 0 | 0 | 0 | 0
FixedInterchange | 0 | 0 | 0 | 0 | 0 | 0
Retirements of Capacity by Reporting Type: Outside_EI
ReportingType | 2015 | 2020 | 2025 | 2030 | 2035 | 2040
BM | 0 | 0 | 0 | 0 | 0 | 0
CC | 4440.39 | 82.48 | 205 | 9578.67 | 24953.65 | 10135.68
CSP | 475 | 0 | 0 | 0 | 0 | 0
CT | 0 | 0 | 0 | 0 | 1702.1 | 0
Coal | 25467.81 | 7142.61 | 15443.29 | 6144.29 | 0 | 0
Geo | 4.8 | 0 | 0 | 0 | 0 | 0
H | 0 | 0 | 0 | 0 | 0 | 0
LFG | 0 | 0 | 0 | 0 | 0 | 0
Nuc | 0 | 0 | 0 | 0 | 0 | 0
PS | 0 | 0 | 0 | 0 | 0 | 0
PV | 0 | 0 | 0 | 0 | 15 | 0
PeakG | 4448.58 | 0 | 0 | 0 | 0 | 290.41
PeakO | 763.73 | 0 | 0 | 51 | 0 | 0
ST | 0 | 0 | 0 | 0 | 0.91 | 0
STOG | 14110.79 | 4951.19 | 8430.22 | 11690.8 | 0 | 0
STWD | 0 | 0 | 0 | 0 | 0 | 0
WT | 126.2 | 0 | 0 | 0 | 0 | 1001.44
IGCC | 0 | 0 | 0 | 0 | 0 | 0
DemandResponse | 0 | 0 | 0 | 0 | 0 | 0
IGCC-CCS | 0 | 0 | 0 | 0 | 0 | 0
WT_off | 0 | 0 | 0 | 0 | 0 | 0
PseudoUnit | 0 | 0 | 0 | 0 | 0 | 0
FixedInterchange | 0 | 0 | 0 | 0 | 0 | 0
#4 | Cumulative Retirements of Capacity (MW)
Cumulative Retirements of Capacity by Reporting Type: Entergy
ReportingType | 2015 | 2020 | 2025 | 2030 | 2035 | 2040
BM | 0 | 0 | 0 | 0 | 0 | 0
CC | 0 | 0 | 209 | 3234.63 | 12239.41 | 14327.37
CSP | 0 | 0 | 0 | 0 | 0 | 0
CT | 0 | 0 | 0 | 0 | 0 | 0
Coal | 1532.9 | 8308.9 | 8308.9 | 8308.9 | 8308.9 | 8308.9
Geo | 0 | 0 | 0 | 0 | 0 | 0
H | 0 | 0 | 0 | 0 | 0 | 0
LFG | 0 | 0 | 0 | 0 | 0 | 0
Nuc | 0 | 0 | 0 | 0 | 842 | 1839
PS | 0 | 0 | 0 | 0 | 0 | 0
PV | 0 | 0 | 0 | 0 | 0.29 | 13.4
PeakG | 0 | 0 | 1437.16 | 2410.99 | 2410.99 | 2410.99
PeakO | 0 | 0 | 174 | 174 | 174 | 174
ST | 0 | 0 | 0 | 0 | 0 | 0
STOG | 13385.39 | 13385.39 | 14865 | 14865 | 14865 | 14865
STWD | 0 | 0 | 0 | 0 | 0 | 0
WT | 0 | 0 | 0 | 0 | 0 | 0
IGCC | 0 | 0 | 0 | 0 | 0 | 0
DemandResponse | 0 | 0 | 0 | 0 | 0 | 0
IGCC-CCS | 0 | 0 | 0 | 0 | 0 | 0
WT_off | 0 | 0 | 0 | 0 | 0 | 0
PseudoUnit | 0 | 0 | 0 | 0 | 0 | 0
FixedInterchange | 0 | 0 | 0 | 0 | 0 | 0
Cumulative Retirements of Capacity by Reporting Type: FRCC
ReportingType | 2015 | 2020 | 2025 | 2030 | 2035 | 2040
BM | 0 | 0 | 0 | 0 | 0 | 0
CC | 0 | 0 | 0 | 12551.01 | 15801.52 | 17113.08
CSP | 0 | 0 | 0 | 0 | 0 | 0
CT | 0 | 0 | 0 | 0 | 2480 | 2480
Coal | 6557.4 | 9201.48 | 9463.4 | 9463.4 | 9463.4 | 9463.4
Geo | 0 | 0 | 0 | 0 | 0 | 0
H | 0 | 0 | 0 | 0 | 0 | 0
LFG | 0 | 0 | 0 | 0 | 0 | 0
Nuc | 0 | 0 | 0 | 0 | 1615.33 | 3292.33
PS | 0 | 0 | 0 | 0 | 0 | 0
PV | 0 | 0 | 0 | 0 | 0 | 0
PeakG | 0 | 0 | 0 | 4155.85 | 4155.85 | 4155.85
PeakO | 0 | 395.5 | 2283 | 2283 | 2283 | 2283
ST | 0 | 0 | 0 | 0 | 0 | 0
STOG | 8855.52 | 9833 | 9833 | 9833 | 9833 | 9833
STWD | 0 | 0 | 0 | 0 | 0 | 0
WT | 0 | 0 | 0 | 0 | 0 | 0
IGCC | 0 | 0 | 0 | 0 | 0 | 0
DemandResponse | 0 | 0 | 0 | 0 | 0 | 0
IGCC-CCS | 0 | 0 | 0 | 0 | 0 | 0
WT_off | 0 | 0 | 0 | 0 | 0 | 0
PseudoUnit | 0 | 0 | 0 | 0 | 0 | 0
FixedInterchange | 0 | 0 | 0 | 0 | 0 | 0
Cumulative Retirements of Capacity by Reporting Type: MAPP_US
ReportingType | 2015 | 2020 | 2025 | 2030 | 2035 | 2040
BM | 0 | 0 | 0 | 0 | 0 | 0
CC | 0 | 0 | 7 | 7 | 7 | 289
CSP | 0 | 0 | 0 | 0 | 0 | 0
CT | 0 | 0 | 0 | 8.3 | 308.3 | 308.3
Coal | 1896.78 | 3227.26 | 3546.5 | 3546.5 | 3546.5 | 3546.5
Geo | 0 | 0 | 0 | 0 | 0 | 0
H | 0 | 0 | 0 | 0 | 0 | 0
LFG | 0 | 0 | 0 | 0 | 0 | 0
Nuc | 0 | 0 | 0 | 0 | 0 | 0
PS | 0 | 0 | 0 | 0 | 0 | 0
PV | 0 | 0 | 0 | 0 | 0 | 0
PeakG | 0 | 0 | 290.41 | 459.55 | 466.78 | 506.2
PeakO | 246 | 246 | 346 | 346 | 346 | 346
ST | 0 | 0 | 0 | 0 | 0 | 0
STOG | 36 | 36 | 36 | 36 | 36 | 36
STWD | 0 | 0 | 0 | 0 | 0 | 0
WT | 0 | 0 | 0 | 0 | 0 | 0
IGCC | 0 | 0 | 0 | 0 | 0 | 0
DemandResponse | 0 | 0 | 0 | 0 | 0 | 0
IGCC-CCS | 0 | 0 | 0 | 0 | 0 | 0
WT_off | 0 | 0 | 0 | 0 | 0 | 0
PseudoUnit | 0 | 0 | 0 | 0 | 0 | 0
FixedInterchange | 0 | 0 | 0 | 0 | 0 | 0
Cumulative Retirements of Capacity by Reporting Type: MISO_IN
ReportingType | 2015 | 2020 | 2025 | 2030 | 2035 | 2040
BM | 0 | 0 | 0 | 0 | 0 | 0
CC | 0 | 0 | 0 | 0 | 0 | 2643.84
CSP | 0 | 0 | 0 | 0 | 0 | 0
CT | 0 | 0 | 0 | 0 | 0 | 0
Coal | 7737.7 | 11126.46 | 14061.94 | 14124.7 | 14124.7 | 14124.7
Geo | 0 | 0 | 0 | 0 | 0 | 0
H | 0 | 0 | 0 | 0 | 0 | 0
LFG | 0 | 0 | 0 | 0 | 0 | 0
Nuc | 0 | 0 | 0 | 0 | 0 | 0
PS | 0 | 0 | 0 | 0 | 0 | 0
PV | 0 | 0 | 0 | 0 | 0 | 53.58
PeakG | 0 | 0 | 0 | 0 | 0 | 0
PeakO | 0 | 0 | 0 | 0 | 57.57 | 361
ST | 0 | 0 | 0 | 0 | 0 | 0
STOG | 0 | 0 | 0 | 0 | 279 | 279
STWD | 0 | 0 | 0 | 0 | 0 | 0
WT | 0 | 0 | 0 | 0 | 0 | 0
IGCC | 0 | 0 | 0 | 0 | 0 | 0
DemandResponse | 0 | 0 | 0 | 0 | 0 | 0
IGCC-CCS | 0 | 0 | 0 | 0 | 0 | 0
WT_off | 0 | 0 | 0 | 0 | 0 | 0
PseudoUnit | 0 | 0 | 0 | 0 | 0 | 0
FixedInterchange | 0 | 0 | 0 | 0 | 0 | 0
Cumulative Retirements of Capacity by Reporting Type: MISO_MI
ReportingType | 2015 | 2020 | 2025 | 2030 | 2035 | 2040
BM | 0 | 0 | 0 | 0 | 0 | 0
CC | 0 | 0 | 0 | 0 | 1599 | 2742
CSP | 0 | 0 | 0 | 0 | 0 | 0
CT | 0 | 0 | 0 | 0 | 0 | 0
Coal | 6340 | 10792 | 10792 | 10792 | 10792 | 10792
Geo | 0 | 0 | 0 | 0 | 0 | 0
H | 0 | 0 | 0 | 0 | 0 | 0
LFG | 0 | 0 | 0 | 0 | 0 | 0
Nuc | 0 | 0 | 0 | 0 | 778 | 778
PS | 0 | 0 | 0 | 0 | 0 | 0
PV | 0 | 0 | 0 | 0 | 0 | 0
PeakG | 0 | 0 | 0 | 0 | 0 | 0
PeakO | 0 | 0 | 0 | 0 | 75 | 534
ST | 0 | 0 | 0 | 0 | 0 | 0
STOG | 0 | 0 | 0 | 500.41 | 2852 | 2852
STWD | 0 | 0 | 0 | 0 | 0 | 0
WT | 0 | 0 | 0 | 0 | 855.44 | 855.44
IGCC | 0 | 0 | 0 | 0 | 0 | 0
DemandResponse | 0 | 0 | 0 | 0 | 0 | 0
IGCC-CCS | 0 | 0 | 0 | 0 | 0 | 0
WT_off | 0 | 0 | 0 | 0 | 0 | 0
PseudoUnit | 0 | 0 | 0 | 0 | 0 | 0
FixedInterchange | 0 | 0 | 0 | 0 | 0 | 0
Cumulative Retirements of Capacity by Reporting Type: MISO_MO-IL
ReportingType | 2015 | 2020 | 2025 | 2030 | 2035 | 2040
BM | 0 | 0 | 0 | 0 | 0 | 0
CC | 0 | 0 | 0 | 0 | 0 | 361
CSP | 0 | 0 | 0 | 0 | 0 | 0
CT | 0 | 0 | 0 | 0 | 0 | 0
Coal | 5396.7 | 13325.7 | 13325.7 | 13763.7 | 13763.7 | 13763.7
Geo | 0 | 0 | 0 | 0 | 0 | 0
H | 0 | 0 | 0 | 0 | 0 | 0
LFG | 0 | 0 | 0 | 0 | 0 | 0
Nuc | 0 | 0 | 0 | 0 | 0 | 0
PS | 0 | 0 | 0 | 0 | 0 | 0
PV | 0 | 0 | 0 | 0 | 0 | 0
PeakG | 0 | 0 | 0 | 0 | 0 | 0
PeakO | 0 | 0 | 0 | 0 | 187.26 | 766
ST | 0 | 0 | 0 | 0 | 0 | 0
STOG | 0 | 0 | 0 | 592 | 592 | 592
STWD | 0 | 0 | 0 | 0 | 0 | 0
WT | 0 | 0 | 0 | 0 | 0 | 0
IGCC | 0 | 0 | 0 | 0 | 0 | 0
DemandResponse | 0 | 0 | 0 | 0 | 0 | 0
IGCC-CCS | 0 | 0 | 0 | 0 | 0 | 0
WT_off | 0 | 0 | 0 | 0 | 0 | 0
PseudoUnit | 0 | 0 | 0 | 0 | 0 | 0
FixedInterchange | 0 | 0 | 0 | 0 | 0 | 0
Cumulative Retirements of Capacity by Reporting Type: MISO_W
ReportingType | 2015 | 2020 | 2025 | 2030 | 2035 | 2040
BM | 0 | 0 | 0 | 0 | 0 | 0
CC | 0 | 0 | 0 | 0 | 62 | 666.07
CSP | 0 | 0 | 0 | 0 | 0 | 0
CT | 0 | 0 | 0 | 0 | 0 | 0
Coal | 4076.19 | 9369.59 | 10835.19 | 13134.59 | 13134.59 | 13134.59
Geo | 0 | 0 | 0 | 0 | 0 | 0
H | 0 | 0 | 0 | 0 | 0 | 0
LFG | 0 | 0 | 0 | 0 | 0 | 0
Nuc | 0 | 0 | 0 | 0 | 2361.23 | 2361.23
PS | 0 | 0 | 0 | 0 | 0 | 0
PV | 0 | 0 | 0 | 0 | 0 | 0
PeakG | 0 | 0 | 0 | 0 | 0 | 0
PeakO | 0 | 0 | 0 | 0 | 850.84 | 2154
ST | 0 | 0 | 0 | 0 | 0 | 0
STOG | 0 | 0 | 0 | 172 | 172 | 172
STWD | 0 | 0 | 0 | 0 | 0 | 0
WT | 0 | 0 | 0 | 0 | 0 | 0
IGCC | 0 | 0 | 0 | 0 | 0 | 0
DemandResponse | 0 | 0 | 0 | 0 | 0 | 0
IGCC-CCS | 0 | 0 | 0 | 0 | 0 | 0
WT_off | 0 | 0 | 0 | 0 | 0 | 0
PseudoUnit | 0 | 0 | 0 | 0 | 0 | 0
FixedInterchange | 0 | 0 | 0 | 0 | 0 | 0
Cumulative Retirements of Capacity by Reporting Type: MISO_WUMS
ReportingType | 2015 | 2020 | 2025 | 2030 | 2035 | 2040
BM | 0 | 0 | 0 | 0 | 0 | 0
CC | 0 | 0 | 0 | 0 | 0 | 5358.09
CSP | 0 | 0 | 0 | 0 | 0 | 0
CT | 0 | 0 | 0 | 0 | 0 | 0
Coal | 4278.32 | 6393.2 | 6393.2 | 6393.2 | 6393.2 | 6393.2
Geo | 0 | 0 | 0 | 0 | 0 | 0
H | 0 | 0 | 0 | 0 | 0 | 0
LFG | 0 | 0 | 0 | 0 | 0 | 0
Nuc | 0 | 0 | 0 | 0 | 1816.9 | 1816.9
PS | 0 | 0 | 0 | 0 | 0 | 0
PV | 0 | 0 | 0 | 0 | 0 | 0
PeakG | 0 | 0 | 0 | 0 | 0 | 0
PeakO | 0 | 0 | 0 | 0 | 89.4 | 490
ST | 0 | 0 | 0 | 0 | 0 | 0
STOG | 59.5 | 59.5 | 59.5 | 360 | 360 | 360
STWD | 0 | 0 | 0 | 0 | 0 | 0
WT | 0 | 0 | 0 | 0 | 0 | 0
IGCC | 0 | 0 | 0 | 0 | 0 | 0
DemandResponse | 0 | 0 | 0 | 0 | 0 | 0
IGCC-CCS | 0 | 0 | 0 | 0 | 0 | 0
WT_off | 0 | 0 | 0 | 0 | 0 | 0
PseudoUnit | 0 | 0 | 0 | 0 | 0 | 0
FixedInterchange | 0 | 0 | 0 | 0 | 0 | 0
Cumulative Retirements of Capacity by Reporting Type: Nebraska
ReportingType | 2015 | 2020 | 2025 | 2030 | 2035 | 2040
BM | 0 | 0 | 0 | 0 | 0 | 0
CC | 0 | 0 | 0 | 0 | 0 | 0
CSP | 0 | 0 | 0 | 0 | 0 | 0
CT | 0 | 0 | 0 | 0 | 0 | 0
Coal | 0 | 3195.8 | 3195.8 | 3195.8 | 3195.8 | 3195.8
Geo | 0 | 0 | 0 | 0 | 0 | 0
H | 0 | 0 | 0 | 0 | 0 | 0
LFG | 0 | 0 | 0 | 0 | 0 | 0
Nuc | 0 | 0 | 0 | 0 | 1251.8 | 1251.8
PS | 0 | 0 | 0 | 0 | 0 | 0
PV | 0 | 0 | 0 | 0 | 0 | 0
PeakG | 0 | 0 | 0 | 0 | 0 | 0
PeakO | 0 | 0 | 0 | 0 | 0 | 326
ST | 0 | 0 | 0 | 0 | 0 | 0
STOG | 270 | 270 | 270 | 270 | 270 | 270
STWD | 0 | 0 | 0 | 0 | 0 | 0
WT | 0 | 0 | 0 | 0 | 160 | 160
IGCC | 0 | 0 | 0 | 0 | 0 | 0
DemandResponse | 0 | 0 | 0 | 0 | 0 | 0
IGCC-CCS | 0 | 0 | 0 | 0 | 0 | 0
WT_off | 0 | 0 | 0 | 0 | 0 | 0
PseudoUnit | 0 | 0 | 0 | 0 | 0 | 0
FixedInterchange | 0 | 0 | 0 | 0 | 0 | 0
Cumulative Retirements of Capacity by Reporting Type: NEISO
ReportingType | 2015 | 2020 | 2025 | 2030 | 2035 | 2040
BM | 0 | 0 | 0 | 0 | 0 | 0
CC | 2194.45 | 6455.19 | 8938.05 | 11122.43 | 11122.43 | 13135.39
CSP | 0 | 0 | 0 | 0 | 0 | 0
CT | 0 | 0 | 0 | 9.5 | 101.74 | 101.74
Coal | 2250.13 | 2570.13 | 2570.13 | 2570.13 | 2570.13 | 2570.13
Geo | 0 | 0 | 0 | 0 | 0 | 0
H | 0 | 0 | 0 | 0 | 0 | 0
LFG | 0 | 0 | 0 | 0 | 0 | 0
Nuc | 0 | 0 | 0 | 0 | 1289 | 2165.92
PS | 0 | 0 | 0 | 0 | 0 | 0
PV | 0 | 0 | 0 | 0 | 0 | 0
PeakG | 0 | 0 | 0 | 0 | 0 | 0
PeakO | 1183 | 1183 | 1183 | 1183 | 1183 | 1183
ST | 0 | 0 | 0 | 0 | 0 | 0
STOG | 6237 | 6237 | 6237 | 6237 | 6237 | 6237
STWD | 0 | 0 | 0 | 0 | 0 | 0
WT | 0 | 0 | 0 | 0 | 0 | 0
IGCC | 0 | 0 | 0 | 0 | 0 | 0
DemandResponse | 0 | 0 | 0 | 0 | 0 | 0
IGCC-CCS | 0 | 0 | 0 | 0 | 0 | 0
WT_off | 0 | 0 | 0 | 0 | 0 | 0
PseudoUnit | 0 | 0 | 0 | 0 | 0 | 0
FixedInterchange | 0 | 0 | 0 | 0 | 0 | 0
Cumulative Retirements of Capacity by Reporting Type: NonRTO_Midwest
ReportingType | 2015 | 2020 | 2025 | 2030 | 2035 | 2040
BM | 0 | 0 | 0 | 0 | 0 | 0
CC | 0 | 0 | 0 | 0 | 0 | 1860.06
CSP | 0 | 0 | 0 | 0 | 0 | 0
CT | 0 | 0 | 0 | 0 | 0 | 0
Coal | 3690.22 | 5945.02 | 9052.33 | 9598.33 | 9598.33 | 9598.33
Geo | 0 | 0 | 0 | 0 | 0 | 0
H | 0 | 0 | 0 | 0 | 0 | 0
LFG | 0 | 0 | 0 | 0 | 0 | 0
Nuc | 0 | 0 | 0 | 0 | 0 | 0
PS | 0 | 0 | 0 | 0 | 0 | 0
PV | 0 | 0 | 0 | 0 | 0 | 0
PeakG | 0 | 0 | 0 | 1180.79 | 2698.79 | 2698.79
PeakO | 0 | 0 | 0 | 12 | 12 | 12
ST | 0 | 0 | 0 | 0 | 0 | 0
STOG | 0 | 0 | 0 | 0 | 0 | 0
STWD | 0 | 0 | 0 | 0 | 0 | 0
WT | 0 | 0 | 0 | 0 | 0 | 0
IGCC | 0 | 0 | 0 | 0 | 0 | 0
DemandResponse | 0 | 0 | 0 | 0 | 0 | 0
IGCC-CCS | 0 | 0 | 0 | 0 | 0 | 0
WT_off | 0 | 0 | 0 | 0 | 0 | 0
PseudoUnit | 0 | 0 | 0 | 0 | 0 | 0
FixedInterchange | 0 | 0 | 0 | 0 | 0 | 0
Cumulative Retirements of Capacity by Reporting Type: NYISO_A-F
ReportingType | 2015 | 2020 | 2025 | 2030 | 2035 | 2040
BM | 0 | 0 | 0 | 0 | 0 | 0
CC | 1577.67 | 1577.67 | 3594 | 3594 | 3594 | 4233
CSP | 0 | 0 | 0 | 0 | 0 | 0
CT | 0 | 0 | 0 | 0 | 0 | 0
Coal | 2251.9 | 2251.9 | 2251.9 | 2251.9 | 2251.9 | 2251.9
Geo | 0 | 0 | 0 | 0 | 0 | 0
H | 0 | 0 | 0 | 0 | 0 | 0
LFG | 0 | 0 | 0 | 0 | 0 | 0
Nuc | 0 | 0 | 0 | 621.2 | 1201.7 | 2053.9
PS | 0 | 0 | 0 | 0 | 0 | 0
PV | 0 | 0 | 0 | 0 | 0 | 0
PeakG | 0 | 0 | 221 | 221 | 221 | 221
PeakO | 39 | 39 | 39 | 39 | 39 | 39
ST | 0 | 0 | 0 | 0 | 0 | 0
STOG | 1701 | 1701 | 1701 | 1701 | 1701 | 1701
STWD | 0 | 0 | 0 | 0 | 0 | 0
WT | 0 | 0 | 0 | 0 | 0 | 0
IGCC | 0 | 0 | 0 | 0 | 0 | 0
DemandResponse | 0 | 0 | 0 | 0 | 0 | 0
IGCC-CCS | 0 | 0 | 0 | 0 | 0 | 0
WT_off | 0 | 0 | 0 | 0 | 0 | 0
PseudoUnit | 0 | 0 | 0 | 0 | 0 | 0
FixedInterchange | 0 | 0 | 0 | 0 | 0 | 0
Cumulative Retirements of Capacity by Reporting Type: NYISO_G-I
ReportingType | 2015 | 2020 | 2025 | 2030 | 2035 | 2040
BM | 0 | 0 | 0 | 0 | 0 | 0
CC | 0 | 0 | 50.28 | 380.94 | 380.94 | 380.94
CSP | 0 | 0 | 0 | 0 | 0 | 0
CT | 0 | 0 | 0 | 0 | 0 | 0
Coal | 368.2 | 368.2 | 368.2 | 368.2 | 368.2 | 368.2
Geo | 0 | 0 | 0 | 0 | 0 | 0
H | 0 | 0 | 0 | 0 | 0 | 0
LFG | 0 | 0 | 0 | 0 | 0 | 0
Nuc | 0 | 0 | 0 | 0 | 1019.6 | 2044.6
PS | 0 | 0 | 0 | 0 | 0 | 0
PV | 0 | 0 | 0 | 0 | 0 | 0
PeakG | 0 | 0 | 0 | 0 | 0 | 0
PeakO | 0 | 0 | 87 | 87 | 87 | 87
ST | 0 | 0 | 0 | 0 | 0 | 0
STOG | 2431 | 2431 | 2431 | 2431 | 2431 | 2431
STWD | 0 | 0 | 0 | 0 | 0 | 0
WT | 0 | 0 | 0 | 0 | 0 | 0
IGCC | 0 | 0 | 0 | 0 | 0 | 0
DemandResponse | 0 | 0 | 0 | 0 | 0 | 0
IGCC-CCS | 0 | 0 | 0 | 0 | 0 | 0
WT_off | 0 | 0 | 0 | 0 | 0 | 0
PseudoUnit | 0 | 0 | 0 | 0 | 0 | 0
FixedInterchange | 0 | 0 | 0 | 0 | 0 | 0
Cumulative Retirements of Capacity by Reporting Type: NYISO_J-K
ReportingType | 2015 | 2020 | 2025 | 2030 | 2035 | 2040
BM | 0 | 0 | 0 | 0 | 0 | 0
CC | 0 | 0 | 0 | 0 | 0 | 1175.4
CSP | 0 | 0 | 0 | 0 | 0 | 0
CT | 0 | 0 | 0 | 0 | 0 | 0
Coal | 0 | 0 | 0 | 0 | 0 | 0
Geo | 0 | 0 | 0 | 0 | 0 | 0
H | 0 | 0 | 0 | 0 | 0 | 0
LFG | 0 | 0 | 0 | 0 | 0 | 0
Nuc | 0 | 0 | 0 | 0 | 0 | 0
PS | 0 | 0 | 0 | 0 | 0 | 0
PV | 0 | 0 | 0 | 0 | 32 | 32
PeakG | 0 | 0 | 0 | 0 | 0 | 0
PeakO | 0 | 0 | 0 | 0 | 0 | 0
ST | 0 | 0 | 0 | 0 | 0 | 0
STOG | 4852.06 | 4895.7 | 5695.87 | 6444.92 | 6543.81 | 6543.81
STWD | 0 | 0 | 0 | 0 | 0 | 0
WT | 0 | 0 | 0 | 0 | 0 | 0
IGCC | 0 | 0 | 0 | 0 | 0 | 0
DemandResponse | 0 | 0 | 0 | 0 | 0 | 0
IGCC-CCS | 0 | 0 | 0 | 0 | 0 | 0
WT_off | 0 | 0 | 0 | 0 | 0 | 0
PseudoUnit | 0 | 0 | 0 | 0 | 0 | 0
FixedInterchange | 0 | 0 | 0 | 0 | 0 | 0
Cumulative Retirements of Capacity by Reporting Type: PJM_E
ReportingType | 2015 | 2020 | 2025 | 2030 | 2035 | 2040
BM | 0 | 0 | 0 | 0 | 0 | 0
CC | 0 | 0 | 0 | 1003 | 1621.3 | 2453.59
CSP | 0 | 0 | 0 | 0 | 0 | 0
CT | 0 | 0 | 0 | 26.2 | 26.2 | 26.2
Coal | 3285 | 3853 | 3853 | 3853 | 3853 | 3853
Geo | 0 | 0 | 0 | 0 | 0 | 0
H | 0 | 0 | 0 | 0 | 0 | 0
LFG | 0 | 0 | 0 | 0 | 0 | 0
Nuc | 0 | 614.5 | 614.5 | 614.5 | 2838.5 | 4012.5
PS | 0 | 0 | 0 | 0 | 0 | 0
PV | 0 | 0 | 0 | 0 | 0 | 0
PeakG | 268.5 | 268.5 | 268.5 | 268.5 | 268.5 | 268.5
PeakO | 2.7 | 2.7 | 2.7 | 2752 | 2752 | 2752
ST | 0 | 0 | 0 | 0 | 0 | 0
STOG | 2453.08 | 2453.08 | 3252 | 3252 | 3252 | 3252
STWD | 0 | 0 | 0 | 0 | 0 | 0
WT | 0 | 0 | 0 | 0 | 0 | 0
IGCC | 0 | 0 | 0 | 0 | 0 | 0
DemandResponse | 0 | 0 | 0 | 0 | 0 | 0
IGCC-CCS | 0 | 0 | 0 | 0 | 0 | 0
WT_off | 0 | 0 | 0 | 0 | 0 | 0
PseudoUnit | 0 | 0 | 0 | 0 | 0 | 0
FixedInterchange | 0 | 0 | 0 | 0 | 0 | 0
Cumulative Retirements of Capacity by Reporting Type: PJM_ROM
ReportingType | 2015 | 2020 | 2025 | 2030 | 2035 | 2040
BM | 0 | 0 | 0 | 0 | 0 | 0
CC | 0 | 0 | 0 | 226 | 1397 | 3075.5
CSP | 0 | 0 | 0 | 0 | 0 | 0
CT | 0 | 0 | 0 | 0 | 16 | 16
Coal | 14625.5 | 15859.5 | 16380.5 | 16380.5 | 16380.5 | 16380.5
Geo | 0 | 0 | 0 | 0 | 0 | 0
H | 0 | 0 | 0 | 0 | 0 | 0
LFG | 0 | 0 | 0 | 0 | 0 | 0
Nuc | 0 | 0 | 0 | 0 | 1732 | 2631
PS | 0 | 0 | 0 | 0 | 0 | 0
PV | 0 | 0 | 0 | 0 | 0 | 0
PeakG | 0 | 0 | 0 | 333 | 333 | 333
PeakO | 270 | 270 | 270 | 1836 | 1836 | 1836
ST | 0 | 0 | 0 | 0 | 0 | 0
STOG | 580 | 580 | 4109 | 4109 | 4109 | 4109
STWD | 0 | 0 | 0 | 0 | 0 | 0
WT | 0 | 0 | 0 | 0 | 0 | 0
IGCC | 0 | 0 | 0 | 0 | 0 | 0
DemandResponse | 0 | 0 | 0 | 0 | 0 | 0
IGCC-CCS | 0 | 0 | 0 | 0 | 0 | 0
WT_off | 0 | 0 | 0 | 0 | 0 | 0
PseudoUnit | 0 | 0 | 0 | 0 | 0 | 0
FixedInterchange | 0 | 0 | 0 | 0 | 0 | 0
Cumulative Retirements of Capacity by Reporting Type: PJM_ROR
ReportingType | 2015 | 2020 | 2025 | 2030 | 2035 | 2040
BM | 0 | 0 | 0 | 0 | 0 | 0
CC | 0 | 0 | 0 | 1301 | 5114 | 17627.14
CSP | 0 | 0 | 0 | 0 | 0 | 0
CT | 0 | 0 | 0 | 0 | 29 | 29
Coal | 33029.73 | 45693.55 | 58568.2 | 58568.2 | 58568.2 | 58568.2
Geo | 0 | 0 | 0 | 0 | 0 | 0
H | 0 | 0 | 0 | 0 | 0 | 0
LFG | 0 | 0 | 0 | 0 | 0 | 0
Nuc | 0 | 0 | 0 | 867 | 5142 | 10025.16
PS | 0 | 0 | 0 | 0 | 0 | 0
PV | 0 | 0 | 0 | 0 | 0 | 0
PeakG | 0 | 0 | 0 | 1245.91 | 3183.89 | 6795.21
PeakO | 19 | 19 | 19 | 1761 | 1761 | 1761
ST | 0 | 0 | 0 | 0 | 0 | 0
STOG | 35 | 35 | 2122 | 2122 | 2122 | 2122
STWD | 0 | 0 | 0 | 0 | 0 | 0
WT | 0 | 0 | 0 | 0 | 0 | 0
IGCC | 0 | 0 | 0 | 0 | 0 | 0
DemandResponse | 0 | 0 | 0 | 0 | 0 | 0
IGCC-CCS | 0 | 0 | 0 | 0 | 0 | 0
WT_off | 0 | 0 | 0 | 0 | 0 | 0
PseudoUnit | 0 | 0 | 0 | 0 | 0 | 0
FixedInterchange | 0 | 0 | 0 | 0 | 0 | 0
Cumulative Retirements of Capacity by Reporting Type: SOCO
ReportingType | 2015 | 2020 | 2025 | 2030 | 2035 | 2040
BM | 0 | 0 | 0 | 0 | 0 | 0
CC | 186 | 186 | 186 | 2866.84 | 11682.06 | 17483.27
CSP | 0 | 0 | 0 | 0 | 0 | 0
CT | 0 | 0 | 0 | 0 | 0 | 0
Coal | 17725.64 | 20693.06 | 23884.34 | 23884.34 | 23884.34 | 23884.34
Geo | 0 | 0 | 0 | 0 | 0 | 0
H | 0 | 0 | 0 | 0 | 0 | 0
LFG | 0 | 0 | 0 | 0 | 0 | 0
Nuc | 0 | 0 | 0 | 0 | 0 | 2645.05
PS | 0 | 0 | 0 | 0 | 0 | 0
PV | 0 | 0 | 0 | 0 | 0 | 0
PeakG | 683.29 | 683.29 | 2380.9 | 10615.5 | 10615.5 | 10615.5
PeakO | 1139 | 1139 | 1139 | 1139 | 1139 | 1139
ST | 0 | 0 | 0 | 0 | 0 | 0
STOG | 854 | 854 | 854 | 854 | 854 | 854
STWD | 0 | 0 | 0 | 0 | 0 | 0
WT | 0 | 0 | 0 | 0 | 0 | 0
IGCC | 0 | 0 | 0 | 0 | 0 | 0
DemandResponse | 0 | 0 | 0 | 0 | 0 | 0
IGCC-CCS | 0 | 0 | 0 | 0 | 0 | 0
WT_off | 0 | 0 | 0 | 0 | 0 | 0
PseudoUnit | 0 | 0 | 0 | 0 | 0 | 0
FixedInterchange | 0 | 0 | 0 | 0 | 0 | 0
Cumulative Retirements of Capacity by Reporting Type: SPP_N
ReportingType | 2015 | 2020 | 2025 | 2030 | 2035 | 2040
BM | 0 | 0 | 0 | 0 | 0 | 0
CC | 0 | 0 | 0 | 0 | 0 | 0
CSP | 0 | 0 | 0 | 0 | 0 | 0
CT | 0 | 0 | 0 | 0 | 0 | 0
Coal | 621 | 3155.08 | 7231.5 | 7231.5 | 7231.5 | 7231.5
Geo | 0 | 0 | 0 | 0 | 0 | 0
H | 0 | 0 | 0 | 0 | 0 | 0
LFG | 0 | 0 | 0 | 0 | 0 | 0
Nuc | 0 | 0 | 0 | 0 | 0 | 0
PS | 0 | 0 | 0 | 0 | 0 | 0
PV | 0 | 0 | 0 | 0 | 0 | 0
PeakG | 0 | 0 | 0 | 0 | 0 | 0
PeakO | 0 | 0 | 0 | 0 | 0 | 1199
ST | 0 | 0 | 0 | 0 | 0 | 0
STOG | 932.19 | 932.19 | 932.19 | 1613.81 | 1749 | 1749
STWD | 0 | 0 | 0 | 0 | 0 | 0
WT | 0 | 0 | 0 | 0 | 0 | 0
IGCC | 0 | 0 | 0 | 0 | 0 | 0
DemandResponse | 0 | 0 | 0 | 0 | 0 | 0
IGCC-CCS | 0 | 0 | 0 | 0 | 0 | 0
WT_off | 0 | 0 | 0 | 0 | 0 | 0
PseudoUnit | 0 | 0 | 0 | 0 | 0 | 0
FixedInterchange | 0 | 0 | 0 | 0 | 0 | 0
Cumulative Retirements of Capacity by Reporting Type: SPP_S
ReportingType | 2015 | 2020 | 2025 | 2030 | 2035 | 2040
BM | 0 | 0 | 0 | 0 | 0 | 0
CC | 0 | 0 | 0 | 0 | 940.61 | 1661.04
CSP | 0 | 0 | 0 | 0 | 0 | 0
CT | 0 | 0 | 0 | 0 | 412.99 | 712.99
Coal | 3850.39 | 10018.93 | 13139.93 | 13139.93 | 13139.93 | 13139.93
Geo | 0 | 0 | 0 | 0 | 0 | 0
H | 0 | 0 | 0 | 0 | 0 | 0
LFG | 0 | 0 | 0 | 0 | 0 | 0
Nuc | 0 | 0 | 0 | 0 | 0 | 0
PS | 0 | 0 | 0 | 0 | 0 | 0
PV | 0 | 0 | 0 | 0 | 0 | 0
PeakG | 0 | 0 | 0 | 0 | 0 | 0
PeakO | 0 | 0 | 0 | 0 | 0 | 122
ST | 0 | 0 | 0 | 0 | 0 | 0
STOG | 4437.48 | 4437.48 | 4437.48 | 5926.57 | 10571 | 10571
STWD | 0 | 0 | 0 | 0 | 0 | 0
WT | 0 | 0 | 0 | 0 | 0 | 0
IGCC | 0 | 0 | 0 | 0 | 0 | 0
DemandResponse | 0 | 0 | 0 | 0 | 0 | 0
IGCC-CCS | 0 | 0 | 0 | 0 | 0 | 0
WT_off | 0 | 0 | 0 | 0 | 0 | 0
PseudoUnit | 0 | 0 | 0 | 0 | 0 | 0
FixedInterchange | 0 | 0 | 0 | 0 | 0 | 0
Cumulative Retirements of Capacity by Reporting Type: TVA
ReportingType | 2015 | 2020 | 2025 | 2030 | 2035 | 2040
BM | 0 | 0 | 0 | 0 | 0 | 0
CC | 0 | 0 | 0 | 0 | 3528.34 | 5109.04
CSP | 0 | 0 | 0 | 0 | 0 | 0
CT | 0 | 0 | 0 | 0 | 0 | 0
Coal | 9207.48 | 11311.48 | 15035.89 | 15159 | 15159 | 15159
Geo | 0 | 0 | 0 | 0 | 0 | 0
H | 0 | 0 | 0 | 0 | 0 | 0
LFG | 0 | 0 | 0 | 0 | 0 | 0
Nuc | 0 | 0 | 0 | 0 | 2512.33 | 3791
PS | 0 | 0 | 0 | 0 | 0 | 0
PV | 0 | 0 | 0 | 0 | 0 | 0
PeakG | 0 | 0 | 0 | 2869.56 | 2869.56 | 2869.56
PeakO | 0 | 0 | 0 | 83 | 83 | 83
ST | 0 | 0 | 0 | 0 | 0 | 0
STOG | 0 | 0 | 0 | 0 | 0 | 0
STWD | 0 | 0 | 0 | 0 | 0 | 0
WT | 0 | 0 | 0 | 0 | 0 | 0
IGCC | 0 | 0 | 0 | 0 | 0 | 0
DemandResponse | 0 | 0 | 0 | 0 | 0 | 0
IGCC-CCS | 0 | 0 | 0 | 0 | 0 | 0
WT_off | 0 | 0 | 0 | 0 | 0 | 0
PseudoUnit | 0 | 0 | 0 | 0 | 0 | 0
FixedInterchange | 0 | 0 | 0 | 0 | 0 | 0
Cumulative Retirements of Capacity by Reporting Type: TVA_Transmission
ReportingType | 2015 | 2020 | 2025 | 2030 | 2035 | 2040
BM | 0 | 0 | 0 | 0 | 0 | 0
CC | 0 | 0 | 0 | 0 | 0 | 0
CSP | 0 | 0 | 0 | 0 | 0 | 0
CT | 0 | 0 | 0 | 0 | 0 | 0
Coal | 0 | 0 | 0 | 0 | 0 | 0
Geo | 0 | 0 | 0 | 0 | 0 | 0
H | 0 | 0 | 0 | 0 | 0 | 0
LFG | 0 | 0 | 0 | 0 | 0 | 0
Nuc | 0 | 0 | 0 | 0 | 0 | 0
PS | 0 | 0 | 0 | 0 | 0 | 0
PV | 0 | 0 | 0 | 0 | 0 | 0
PeakG | 0 | 0 | 0 | 0 | 0 | 0
PeakO | 0 | 0 | 0 | 0 | 0 | 0
ST | 0 | 0 | 0 | 0 | 0 | 0
STOG | 0 | 0 | 0 | 0 | 0 | 0
STWD | 0 | 0 | 0 | 0 | 0 | 0
WT | 0 | 0 | 0 | 0 | 0 | 0
IGCC | 0 | 0 | 0 | 0 | 0 | 0
DemandResponse | 0 | 0 | 0 | 0 | 0 | 0
IGCC-CCS | 0 | 0 | 0 | 0 | 0 | 0
WT_off | 0 | 0 | 0 | 0 | 0 | 0
PseudoUnit | 0 | 0 | 0 | 0 | 0 | 0
FixedInterchange | 0 | 0 | 0 | 0 | 0 | 0
Cumulative Retirements of Capacity by Reporting Type: VACAR
ReportingType | 2015 | 2020 | 2025 | 2030 | 2035 | 2040
BM | 0 | 0 | 0 | 0 | 0 | 0
CC | 0 | 0 | 0 | 273.17 | 3525 | 11861.15
CSP | 0 | 0 | 0 | 0 | 0 | 0
CT | 0 | 0 | 0 | 717.2 | 717.2 | 717.2
Coal | 10767.27 | 15228.77 | 18705.66 | 18976 | 18976 | 18976
Geo | 0 | 0 | 0 | 0 | 0 | 0
H | 0 | 0 | 0 | 0 | 0 | 0
LFG | 0 | 0 | 0 | 0 | 0 | 0
Nuc | 0 | 0 | 0 | 0 | 3248 | 5106
PS | 0 | 0 | 0 | 0 | 0 | 0
PV | 0 | 0 | 0 | 0 | 0 | 0
PeakG | 0 | 0 | 0 | 2203.36 | 5086.47 | 5086.47
PeakO | 0 | 0 | 0 | 1268 | 1268 | 1268
ST | 0 | 0 | 0 | 0 | 0 | 0
STOG | 0 | 0 | 0 | 92 | 92 | 92
STWD | 0 | 0 | 0 | 0 | 0 | 0
WT | 0 | 0 | 0 | 0 | 0 | 0
IGCC | 0 | 0 | 0 | 0 | 0 | 0
DemandResponse | 0 | 0 | 0 | 0 | 0 | 0
IGCC-CCS | 0 | 0 | 0 | 0 | 0 | 0
WT_off | 0 | 0 | 0 | 0 | 0 | 0
PseudoUnit | 0 | 0 | 0 | 0 | 0 | 0
FixedInterchange | 0 | 0 | 0 | 0 | 0 | 0
Cumulative Retirements of Capacity by Reporting Type: IESO
ReportingType | 2015 | 2020 | 2025 | 2030 | 2035 | 2040
BM | 0 | 0 | 0 | 0 | 0 | 0
CC | 5943 | 5943 | 5943 | 5943 | 5943 | 7206
CSP | 0 | 0 | 0 | 0 | 0 | 0
CT | 0 | 0 | 0 | 0 | 368 | 368
Coal | 6416 | 6416 | 6416 | 6416 | 6416 | 6416
Geo | 0 | 0 | 0 | 0 | 0 | 0
H | 0 | 0 | 0 | 0 | 0 | 0
LFG | 0 | 103 | 103 | 103 | 117.5 | 117.5
Nuc | 0 | 0 | 0 | 0 | 1030 | 2570
PS | 0 | 0 | 0 | 0 | 0 | 0
PV | 0 | 0 | 0 | 0 | 1067.26 | 1067.26
PeakG | 584 | 584 | 584 | 584 | 584 | 584
PeakO | 175 | 175 | 175 | 175 | 175 | 175
ST | 0 | 0 | 0 | 0 | 0 | 0
STOG | 2126 | 2126 | 2126 | 2126 | 2126 | 2126
STWD | 139 | 139 | 139 | 139 | 139 | 139
WT | 0 | 651.52 | 651.52 | 651.52 | 2757.42 | 2757.42
IGCC | 0 | 0 | 0 | 0 | 0 | 0
DemandResponse | 0 | 0 | 0 | 0 | 0 | 0
IGCC-CCS | 0 | 0 | 0 | 0 | 0 | 0
WT_off | 0 | 0 | 0 | 0 | 0 | 0
PseudoUnit | 0 | 0 | 0 | 0 | 0 | 0
FixedInterchange | 0 | 0 | 0 | 0 | 0 | 0
Cumulative Retirements of Capacity by Reporting Type: MAPP_CA
ReportingType | 2015 | 2020 | 2025 | 2030 | 2035 | 2040
BM | 0 | 0 | 0 | 0 | 0 | 0
CC | 0 | 0 | 731 | 731 | 731 | 731
CSP | 0 | 0 | 0 | 0 | 0 | 0
CT | 0 | 0 | 0 | 0 | 0 | 0
Coal | 1173.7 | 1745.9 | 1745.9 | 1745.9 | 1745.9 | 1745.9
Geo | 0 | 0 | 0 | 0 | 0 | 0
H | 0 | 0 | 0 | 0 | 0 | 0
LFG | 0 | 0 | 0 | 0 | 0 | 0
Nuc | 0 | 0 | 0 | 0 | 0 | 0
PS | 0 | 0 | 0 | 0 | 0 | 0
PV | 0 | 0 | 0 | 0 | 0 | 0
PeakG | 0 | 87 | 559 | 559 | 559 | 559
PeakO | 0 | 4 | 4 | 4 | 4 | 4
ST | 0 | 0 | 0 | 0 | 0 | 0
STOG | 0 | 126 | 126 | 126 | 126 | 126
STWD | 0 | 0 | 0 | 0 | 0 | 0
WT | 0 | 0 | 0 | 0 | 302.4 | 577.4
IGCC | 0 | 0 | 0 | 0 | 0 | 0
DemandResponse | 0 | 0 | 0 | 0 | 0 | 0
IGCC-CCS | 0 | 0 | 0 | 0 | 0 | 0
WT_off | 0 | 0 | 0 | 0 | 0 | 0
PseudoUnit | 0 | 0 | 0 | 0 | 0 | 0
FixedInterchange | 0 | 0 | 0 | 0 | 0 | 0
Cumulative Retirements of Capacity by Reporting Type: AZ_NM_SNV_Coal
ReportingType | 2015 | 2020 | 2025 | 2030 | 2035 | 2040
BM | 0 | 0 | 0 | 0 | 0 | 0
CC | 0 | 0 | 0 | 0 | 0 | 0
CSP | 0 | 0 | 0 | 0 | 0 | 0
CT | 0 | 0 | 0 | 0 | 0 | 0
Coal | 3712.47 | 4252.47 | 9156.38 | 10466 | 10466 | 10466
Geo | 0 | 0 | 0 | 0 | 0 | 0
H | 0 | 0 | 0 | 0 | 0 | 0
LFG | 0 | 0 | 0 | 0 | 0 | 0
Nuc | 0 | 0 | 0 | 0 | 0 | 0
PS | 0 | 0 | 0 | 0 | 0 | 0
PV | 0 | 0 | 0 | 0 | 0 | 0
PeakG | 0 | 0 | 0 | 0 | 0 | 0
PeakO | 172.73 | 172.73 | 172.73 | 172.73 | 172.73 | 172.73
ST | 0 | 0 | 0 | 0 | 0 | 0
STOG | 0 | 0 | 0 | 0 | 0 | 0
STWD | 0 | 0 | 0 | 0 | 0 | 0
WT | 0 | 0 | 0 | 0 | 0 | 0
IGCC | 0 | 0 | 0 | 0 | 0 | 0
DemandResponse | 0 | 0 | 0 | 0 | 0 | 0
IGCC-CCS | 0 | 0 | 0 | 0 | 0 | 0
WT_off | 0 | 0 | 0 | 0 | 0 | 0
PseudoUnit | 0 | 0 | 0 | 0 | 0 | 0
FixedInterchange | 0 | 0 | 0 | 0 | 0 | 0
Cumulative Retirements of Capacity by Reporting Type: AZ_NM_SNV_Gas
ReportingType | 2015 | 2020 | 2025 | 2030 | 2035 | 2040
BM | 0 | 0 | 0 | 0 | 0 | 0
CC | 1263.65 | 1263.65 | 1263.65 | 5451.42 | 9532.08 | 11780.85
CSP | 0 | 0 | 0 | 0 | 0 | 0
CT | 0 | 0 | 0 | 0 | 736 | 736
Coal | 0 | 0 | 0 | 0 | 0 | 0
Geo | 0 | 0 | 0 | 0 | 0 | 0
H | 0 | 0 | 0 | 0 | 0 | 0
LFG | 0 | 0 | 0 | 0 | 0 | 0
Nuc | 0 | 0 | 0 | 0 | 0 | 0
PS | 0 | 0 | 0 | 0 | 0 | 0
PV | 0 | 0 | 0 | 0 | 0 | 0
PeakG | 0 | 0 | 0 | 0 | 0 | 0
PeakO | 0 | 0 | 0 | 0 | 0 | 0
ST | 0 | 0 | 0 | 0 | 0 | 0
STOG | 2064 | 2064 | 2064 | 2064 | 2064 | 2064
STWD | 0 | 0 | 0 | 0 | 0 | 0
WT | 0 | 0 | 0 | 0 | 0 | 0
IGCC | 0 | 0 | 0 | 0 | 0 | 0
DemandResponse | 0 | 0 | 0 | 0 | 0 | 0
IGCC-CCS | 0 | 0 | 0 | 0 | 0 | 0
WT_off | 0 | 0 | 0 | 0 | 0 | 0
PseudoUnit | 0 | 0 | 0 | 0 | 0 | 0
FixedInterchange | 0 | 0 | 0 | 0 | 0 | 0
Cumulative Retirements of Capacity by Reporting Type: AZ_NM_SNV_NucRenew
ReportingType | 2015 | 2020 | 2025 | 2030 | 2035 | 2040
BM | 0 | 0 | 0 | 0 | 0 | 0
CC | 0 | 0 | 0 | 0 | 0 | 0
CSP | 65 | 65 | 65 | 65 | 65 | 65
CT | 0 | 0 | 0 | 0 | 0 | 0
Coal | 0 | 0 | 0 | 0 | 0 | 0
Geo | 0 | 0 | 0 | 0 | 0 | 0
H | 0 | 0 | 0 | 0 | 0 | 0
LFG | 0 | 0 | 0 | 0 | 0 | 0
Nuc | 0 | 0 | 0 | 0 | 0 | 0
PS | 0 | 0 | 0 | 0 | 0 | 0
PV | 0 | 0 | 0 | 0 | 0 | 0
PeakG | 0 | 0 | 0 | 0 | 0 | 0
PeakO | 0 | 0 | 0 | 0 | 0 | 0
ST | 0 | 0 | 0 | 0 | 0 | 0
STOG | 0 | 0 | 0 | 0 | 0 | 0
STWD | 0 | 0 | 0 | 0 | 0 | 0
WT | 0 | 0 | 0 | 0 | 0 | 924.42
IGCC | 0 | 0 | 0 | 0 | 0 | 0
DemandResponse | 0 | 0 | 0 | 0 | 0 | 0
IGCC-CCS | 0 | 0 | 0 | 0 | 0 | 0
WT_off | 0 | 0 | 0 | 0 | 0 | 0
PseudoUnit | 0 | 0 | 0 | 0 | 0 | 0
FixedInterchange | 0 | 0 | 0 | 0 | 0 | 0
Cumulative Retirements of Capacity by Reporting Type: ERCOT
ReportingType | 2015 | 2020 | 2025 | 2030 | 2035 | 2040
BM | 0 | 0 | 0 | 0 | 0 | 0
CC | 0 | 0 | 0 | 727.09 | 14891.47 | 20755.03
CSP | 0 | 0 | 0 | 0 | 0 | 0
CT | 0 | 0 | 0 | 0 | 250 | 250
Coal | 13280.59 | 16646.87 | 17206.87 | 17206.87 | 17206.87 | 17206.87
Geo | 0 | 0 | 0 | 0 | 0 | 0
H | 0 | 0 | 0 | 0 | 0 | 0
LFG | 0 | 0 | 0 | 0 | 0 | 0
Nuc | 0 | 0 | 0 | 0 | 0 | 0
PS | 0 | 0 | 0 | 0 | 0 | 0
PV | 0 | 0 | 0 | 0 | 14 | 14
PeakG | 0 | 0 | 0 | 0 | 0 | 0
PeakO | 0 | 0 | 0 | 51 | 51 | 51
ST | 0 | 0 | 0 | 0 | 0 | 0
STOG | 4686.62 | 6775.8 | 14182.66 | 18933 | 18933 | 18933
STWD | 0 | 0 | 0 | 0 | 0 | 0
WT | 0 | 0 | 0 | 0 | 0 | 0
IGCC | 0 | 0 | 0 | 0 | 0 | 0
DemandResponse | 0 | 0 | 0 | 0 | 0 | 0
IGCC-CCS | 0 | 0 | 0 | 0 | 0 | 0
WT_off | 0 | 0 | 0 | 0 | 0 | 0
PseudoUnit | 0 | 0 | 0 | 0 | 0 | 0
FixedInterchange | 0 | 0 | 0 | 0 | 0 | 0
Cumulative Retirements of Capacity by Reporting Type: NP15
ReportingType | 2015 | 2020 | 2025 | 2030 | 2035 | 2040
BM | 0 | 0 | 0 | 0 | 0 | 0
CC | 0 | 0 | 0 | 0 | 2589.2 | 3467.33
CSP | 0 | 0 | 0 | 0 | 0 | 0
CT | 0 | 0 | 0 | 0 | 212.6 | 212.6
Coal | 0 | 191.9 | 191.9 | 191.9 | 191.9 | 191.9
Geo | 0 | 0 | 0 | 0 | 0 | 0
H | 0 | 0 | 0 | 0 | 0 | 0
LFG | 0 | 0 | 0 | 0 | 0 | 0
Nuc | 0 | 0 | 0 | 0 | 0 | 0
PS | 0 | 0 | 0 | 0 | 0 | 0
PV | 0 | 0 | 0 | 0 | 0 | 0
PeakG | 0 | 0 | 0 | 0 | 0 | 0
PeakO | 156 | 156 | 156 | 156 | 156 | 156
ST | 0 | 0 | 0 | 0 | 0 | 0
STOG | 2065.1 | 3530.24 | 3690.85 | 4859 | 4859 | 4859
STWD | 0 | 0 | 0 | 0 | 0 | 0
WT | 0 | 0 | 0 | 0 | 0 | 0
IGCC | 0 | 0 | 0 | 0 | 0 | 0
DemandResponse | 0 | 0 | 0 | 0 | 0 | 0
IGCC-CCS | 0 | 0 | 0 | 0 | 0 | 0
WT_off | 0 | 0 | 0 | 0 | 0 | 0
PseudoUnit | 0 | 0 | 0 | 0 | 0 | 0
FixedInterchange | 0 | 0 | 0 | 0 | 0 | 0
Cumulative Retirements of Capacity by Reporting Type: NWPP_Coal
ReportingType | 2015 | 2020 | 2025 | 2030 | 2035 | 2040
BM | 0 | 0 | 0 | 0 | 0 | 0
CC | 0 | 0 | 0 | 0 | 0 | 0
CSP | 0 | 0 | 0 | 0 | 0 | 0
CT | 0 | 0 | 0 | 0 | 0 | 0
Coal | 7478.75 | 9334.45 | 13556.7 | 13556.7 | 13556.7 | 13556.7
Geo | 0 | 0 | 0 | 0 | 0 | 0
H | 0 | 0 | 0 | 0 | 0 | 0
LFG | 0 | 0 | 0 | 0 | 0 | 0
Nuc | 0 | 0 | 0 | 0 | 0 | 0
PS | 0 | 0 | 0 | 0 | 0 | 0
PV | 0 | 0 | 0 | 0 | 0 | 0
PeakG | 0 | 0 | 0 | 0 | 0 | 0
PeakO | 183 | 183 | 183 | 183 | 183 | 183
ST | 0 | 0 | 0 | 0 | 0 | 0
STOG | 0 | 0 | 0 | 0 | 0 | 0
STWD | 0 | 0 | 0 | 0 | 0 | 0
WT | 0 | 0 | 0 | 0 | 0 | 0
IGCC | 0 | 0 | 0 | 0 | 0 | 0
DemandResponse | 0 | 0 | 0 | 0 | 0 | 0
IGCC-CCS | 0 | 0 | 0 | 0 | 0 | 0
WT_off | 0 | 0 | 0 | 0 | 0 | 0
PseudoUnit | 0 | 0 | 0 | 0 | 0 | 0
FixedInterchange | 0 | 0 | 0 | 0 | 0 | 0
Cumulative Retirements of Capacity by Reporting Type: NWPP_Gas
ReportingType | 2015 | 2020 | 2025 | 2030 | 2035 | 2040
BM | 0 | 0 | 0 | 0 | 0 | 0
CC | 2444.91 | 2444.91 | 2444.91 | 5387.4 | 8005 | 8305
CSP | 0 | 0 | 0 | 0 | 0 | 0
CT | 0 | 0 | 0 | 0 | 150 | 150
Coal | 0 | 0 | 0 | 0 | 0 | 0
Geo | 0 | 0 | 0 | 0 | 0 | 0
H | 0 | 0 | 0 | 0 | 0 | 0
LFG | 0 | 0 | 0 | 0 | 0 | 0
Nuc | 0 | 0 | 0 | 0 | 0 | 0
PS | 0 | 0 | 0 | 0 | 0 | 0
PV | 0 | 0 | 0 | 0 | 0 | 0
PeakG | 2623 | 2623 | 2623 | 2623 | 2623 | 2623
PeakO | 0 | 0 | 0 | 0 | 0 | 0
ST | 0 | 0 | 0 | 0 | 0 | 0
STOG | 786 | 786 | 786 | 786 | 786 | 786
STWD | 0 | 0 | 0 | 0 | 0 | 0
WT | 0 | 0 | 0 | 0 | 0 | 0
IGCC | 0 | 0 | 0 | 0 | 0 | 0
DemandResponse | 0 | 0 | 0 | 0 | 0 | 0
IGCC-CCS | 0 | 0 | 0 | 0 | 0 | 0
WT_off | 0 | 0 | 0 | 0 | 0 | 0
PseudoUnit | 0 | 0 | 0 | 0 | 0 | 0
FixedInterchange | 0 | 0 | 0 | 0 | 0 | 0
Cumulative Retirements of Capacity by Reporting Type: NWPP_NucRenew
ReportingType | 2015 | 2020 | 2025 | 2030 | 2035 | 2040
BM | 0 | 0 | 0 | 0 | 0 | 0
CC | 0 | 0 | 0 | 0 | 0 | 0
CSP | 0 | 0 | 0 | 0 | 0 | 0
CT | 0 | 0 | 0 | 0 | 0 | 0
Coal | 0 | 0 | 0 | 0 | 0 | 0
Geo | 4.8 | 4.8 | 4.8 | 4.8 | 4.8 | 4.8
H | 0 | 0 | 0 | 0 | 0 | 0
LFG | 0 | 0 | 0 | 0 | 0 | 0
Nuc | 0 | 0 | 0 | 0 | 0 | 0
PS | 0 | 0 | 0 | 0 | 0 | 0
PV | 0 | 0 | 0 | 0 | 0 | 0
PeakG | 0 | 0 | 0 | 0 | 0 | 0
PeakO | 0 | 0 | 0 | 0 | 0 | 0
ST | 0 | 0 | 0 | 0 | 0 | 0
STOG | 0 | 0 | 0 | 0 | 0 | 0
STWD | 0 | 0 | 0 | 0 | 0 | 0
WT | 0 | 0 | 0 | 0 | 0 | 0
IGCC | 0 | 0 | 0 | 0 | 0 | 0
DemandResponse | 0 | 0 | 0 | 0 | 0 | 0
IGCC-CCS | 0 | 0 | 0 | 0 | 0 | 0
WT_off | 0 | 0 | 0 | 0 | 0 | 0
PseudoUnit | 0 | 0 | 0 | 0 | 0 | 0
FixedInterchange | 0 | 0 | 0 | 0 | 0 | 0
Cumulative Retirements of Capacity by Reporting Type: RMPA
ReportingType | 2015 | 2020 | 2025 | 2030 | 2035 | 2040
BM | 0 | 0 | 0 | 0 | 0 | 0
CC | 417.74 | 417.74 | 417.74 | 1415.74 | 2267.77 | 2686
CSP | 1 | 1 | 1 | 1 | 1 | 1
CT | 0 | 0 | 0 | 0 | 152 | 152
Coal | 939 | 2043.23 | 6561.62 | 6788 | 6788 | 6788
Geo | 0 | 0 | 0 | 0 | 0 | 0
H | 0 | 0 | 0 | 0 | 0 | 0
LFG | 0 | 0 | 0 | 0 | 0 | 0
Nuc | 0 | 0 | 0 | 0 | 0 | 0
PS | 0 | 0 | 0 | 0 | 0 | 0
PV | 0 | 0 | 0 | 0 | 1 | 1
PeakG | 90 | 90 | 90 | 90 | 90 | 380.41
PeakO | 187 | 187 | 187 | 187 | 187 | 187
ST | 0 | 0 | 0 | 0 | 0.91 | 0.91
STOG | 217 | 217 | 217 | 217 | 217 | 217
STWD | 0 | 0 | 0 | 0 | 0 | 0
WT | 0 | 0 | 0 | 0 | 0 | 77.02
IGCC | 0 | 0 | 0 | 0 | 0 | 0
DemandResponse | 0 | 0 | 0 | 0 | 0 | 0
IGCC-CCS | 0 | 0 | 0 | 0 | 0 | 0
WT_off | 0 | 0 | 0 | 0 | 0 | 0
PseudoUnit | 0 | 0 | 0 | 0 | 0 | 0
FixedInterchange | 0 | 0 | 0 | 0 | 0 | 0
Cumulative Retirements of Capacity by Reporting Type: SP15
ReportingType | 2015 | 2020 | 2025 | 2030 | 2035 | 2040
BM | 0 | 0 | 0 | 0 | 0 | 0
CC | 0 | 0 | 0 | 0 | 0 | 0
CSP | 409 | 409 | 409 | 409 | 409 | 409
CT | 0 | 0 | 0 | 0 | 0 | 0
Coal | 57 | 141.5 | 242.7 | 242.7 | 242.7 | 242.7
Geo | 0 | 0 | 0 | 0 | 0 | 0
H | 0 | 0 | 0 | 0 | 0 | 0
LFG | 0 | 0 | 0 | 0 | 0 | 0
Nuc | 0 | 0 | 0 | 0 | 0 | 0
PS | 0 | 0 | 0 | 0 | 0 | 0
PV | 0 | 0 | 0 | 0 | 0 | 0
PeakG | 44 | 44 | 44 | 44 | 44 | 44
PeakO | 15 | 15 | 15 | 15 | 15 | 15
ST | 0 | 0 | 0 | 0 | 0 | 0
STOG | 3168.07 | 4564.94 | 5427.7 | 11200 | 11200 | 11200
STWD | 0 | 0 | 0 | 0 | 0 | 0
WT | 126.2 | 126.2 | 126.2 | 126.2 | 126.2 | 126.2
IGCC | 0 | 0 | 0 | 0 | 0 | 0
DemandResponse | 0 | 0 | 0 | 0 | 0 | 0
IGCC-CCS | 0 | 0 | 0 | 0 | 0 | 0
WT_off | 0 | 0 | 0 | 0 | 0 | 0
PseudoUnit | 0 | 0 | 0 | 0 | 0 | 0
FixedInterchange | 0 | 0 | 0 | 0 | 0 | 0
Cumulative Retirements of Capacity by Reporting Type: ALB
ReportingType | 2015 | 2020 | 2025 | 2030 | 2035 | 2040
BM | 0 | 0 | 0 | 0 | 0 | 0
CC | 314.08 | 396.56 | 396.56 | 1119.88 | 1769.67 | 2196.65
CSP | 0 | 0 | 0 | 0 | 0 | 0
CT | 0 | 0 | 0 | 0 | 201.5 | 201.5
Coal | 0 | 0 | 1137.54 | 5745.83 | 5745.83 | 5745.83
Geo | 0 | 0 | 0 | 0 | 0 | 0
H | 0 | 0 | 0 | 0 | 0 | 0
LFG | 0 | 0 | 0 | 0 | 0 | 0
Nuc | 0 | 0 | 0 | 0 | 0 | 0
PS | 0 | 0 | 0 | 0 | 0 | 0
PV | 0 | 0 | 0 | 0 | 0 | 0
PeakG | 1550.58 | 1550.58 | 1550.58 | 1550.58 | 1550.58 | 1550.58
PeakO | 6 | 6 | 6 | 6 | 6 | 6
ST | 0 | 0 | 0 | 0 | 0 | 0
STOG | 186 | 186 | 186 | 186 | 186 | 186
STWD | 0 | 0 | 0 | 0 | 0 | 0
WT | 0 | 0 | 0 | 0 | 0 | 0
IGCC | 0 | 0 | 0 | 0 | 0 | 0
DemandResponse | 0 | 0 | 0 | 0 | 0 | 0
IGCC-CCS | 0 | 0 | 0 | 0 | 0 | 0
WT_off | 0 | 0 | 0 | 0 | 0 | 0
PseudoUnit | 0 | 0 | 0 | 0 | 0 | 0
FixedInterchange | 0 | 0 | 0 | 0 | 0 | 0
Cumulative Retirements of Capacity by Reporting Type: BC
ReportingType | 2015 | 2020 | 2025 | 2030 | 2035 | 2040
BM | 0 | 0 | 0 | 0 | 0 | 0
CC | 0 | 0 | 205 | 205 | 205 | 205
CSP | 0 | 0 | 0 | 0 | 0 | 0
CT | 0 | 0 | 0 | 0 | 0 | 0
Coal | 0 | 0 | 0 | 0 | 0 | 0
Geo | 0 | 0 | 0 | 0 | 0 | 0
H | 0 | 0 | 0 | 0 | 0 | 0
LFG | 0 | 0 | 0 | 0 | 0 | 0
Nuc | 0 | 0 | 0 | 0 | 0 | 0
PS | 0 | 0 | 0 | 0 | 0 | 0
PV | 0 | 0 | 0 | 0 | 0 | 0
PeakG | 141 | 141 | 141 | 141 | 141 | 141
PeakO | 44 | 44 | 44 | 44 | 44 | 44
ST | 0 | 0 | 0 | 0 | 0 | 0
STOG | 938 | 938 | 938 | 938 | 938 | 938
STWD | 0 | 0 | 0 | 0 | 0 | 0
WT | 0 | 0 | 0 | 0 | 0 | 0
IGCC | 0 | 0 | 0 | 0 | 0 | 0
DemandResponse | 0 | 0 | 0 | 0 | 0 | 0
IGCC-CCS | 0 | 0 | 0 | 0 | 0 | 0
WT_off | 0 | 0 | 0 | 0 | 0 | 0
PseudoUnit | 0 | 0 | 0 | 0 | 0 | 0
FixedInterchange | 0 | 0 | 0 | 0 | 0 | 0
Cumulative Retirements of Capacity by Reporting Type: HQ_IESO
ReportingType | 2015 | 2020 | 2025 | 2030 | 2035 | 2040
BM | 0 | 0 | 0 | 0 | 0 | 0
CC | 0 | 0 | 0 | 0 | 0 | 0
CSP | 0 | 0 | 0 | 0 | 0 | 0
CT | 0 | 0 | 0 | 0 | 0 | 0
Coal | 0 | 0 | 0 | 0 | 0 | 0
Geo | 0 | 0 | 0 | 0 | 0 | 0
H | 0 | 0 | 0 | 0 | 0 | 0
LFG | 0 | 0 | 0 | 0 | 0 | 0
Nuc | 0 | 0 | 0 | 0 | 0 | 0
PS | 0 | 0 | 0 | 0 | 0 | 0
PV | 0 | 0 | 0 | 0 | 0 | 0
PeakG | 0 | 0 | 0 | 0 | 0 | 0
PeakO | 0 | 0 | 0 | 0 | 0 | 0
ST | 0 | 0 | 0 | 0 | 0 | 0
STOG | 0 | 0 | 0 | 0 | 0 | 0
STWD | 0 | 0 | 0 | 0 | 0 | 0
WT | 0 | 0 | 0 | 0 | 0 | 0
IGCC | 0 | 0 | 0 | 0 | 0 | 0
DemandResponse | 0 | 0 | 0 | 0 | 0 | 0
IGCC-CCS | 0 | 0 | 0 | 0 | 0 | 0
WT_off | 0 | 0 | 0 | 0 | 0 | 0
PseudoUnit | 0 | 0 | 0 | 0 | 0 | 0
FixedInterchange | 0 | 0 | 0 | 0 | 0 | 0
Cumulative Retirements of Capacity by Reporting Type: HQ_NEISO
ReportingType | 2015 | 2020 | 2025 | 2030 | 2035 | 2040
BM | 0 | 0 | 0 | 0 | 0 | 0
CC | 0 | 0 | 0 | 0 | 0 | 0
CSP | 0 | 0 | 0 | 0 | 0 | 0
CT | 0 | 0 | 0 | 0 | 0 | 0
Coal | 0 | 0 | 0 | 0 | 0 | 0
Geo | 0 | 0 | 0 | 0 | 0 | 0
H | 0 | 0 | 0 | 0 | 0 | 0
LFG | 0 | 0 | 0 | 0 | 0 | 0
Nuc | 0 | 0 | 0 | 0 | 0 | 0
PS | 0 | 0 | 0 | 0 | 0 | 0
PV | 0 | 0 | 0 | 0 | 0 | 0
PeakG | 0 | 0 | 0 | 0 | 0 | 0
PeakO | 0 | 0 | 0 | 0 | 0 | 0
ST | 0 | 0 | 0 | 0 | 0 | 0
STOG | 0 | 0 | 0 | 0 | 0 | 0
STWD | 0 | 0 | 0 | 0 | 0 | 0
WT | 0 | 0 | 0 | 0 | 0 | 0
IGCC | 0 | 0 | 0 | 0 | 0 | 0
DemandResponse | 0 | 0 | 0 | 0 | 0 | 0
IGCC-CCS | 0 | 0 | 0 | 0 | 0 | 0
WT_off | 0 | 0 | 0 | 0 | 0 | 0
PseudoUnit | 0 | 0 | 0 | 0 | 0 | 0
FixedInterchange | 0 | 0 | 0 | 0 | 0 | 0
Cumulative Retirements of Capacity by Reporting Type: HQ_NY
ReportingType | 2015 | 2020 | 2025 | 2030 | 2035 | 2040
BM | 0 | 0 | 0 | 0 | 0 | 0
CC | 0 | 0 | 0 | 0 | 0 | 0
CSP | 0 | 0 | 0 | 0 | 0 | 0
CT | 0 | 0 | 0 | 0 | 0 | 0
Coal | 0 | 0 | 0 | 0 | 0 | 0
Geo | 0 | 0 | 0 | 0 | 0 | 0
H | 0 | 0 | 0 | 0 | 0 | 0
LFG | 0 | 0 | 0 | 0 | 0 | 0
Nuc | 0 | 0 | 0 | 0 | 0 | 0
PS | 0 | 0 | 0 | 0 | 0 | 0
PV | 0 | 0 | 0 | 0 | 0 | 0
PeakG | 0 | 0 | 0 | 0 | 0 | 0
PeakO | 0 | 0 | 0 | 0 | 0 | 0
ST | 0 | 0 | 0 | 0 | 0 | 0
STOG | 0 | 0 | 0 | 0 | 0 | 0
STWD | 0 | 0 | 0 | 0 | 0 | 0
WT | 0 | 0 | 0 | 0 | 0 | 0
IGCC | 0 | 0 | 0 | 0 | 0 | 0
DemandResponse | 0 | 0 | 0 | 0 | 0 | 0
IGCC-CCS | 0 | 0 | 0 | 0 | 0 | 0
WT_off | 0 | 0 | 0 | 0 | 0 | 0
PseudoUnit | 0 | 0 | 0 | 0 | 0 | 0
FixedInterchange | 0 | 0 | 0 | 0 | 0 | 0
Cumulative Retirements of Capacity by Reporting Type: MARITIMES
ReportingType | 2015 | 2020 | 2025 | 2030 | 2035 | 2040
BM | 0 | 0 | 0 | 0 | 0 | 0
CC | 0 | 0 | 0 | 0 | 0 | 0
CSP | 0 | 0 | 0 | 0 | 0 | 0
CT | 0 | 0 | 0 | 0 | 0 | 0
Coal | 0 | 0 | 0 | 0 | 0 | 0
Geo | 0 | 0 | 0 | 0 | 0 | 0
H | 0 | 0 | 0 | 0 | 0 | 0
LFG | 0 | 0 | 0 | 0 | 0 | 0
Nuc | 0 | 0 | 0 | 0 | 0 | 0
PS | 0 | 0 | 0 | 0 | 0 | 0
PV | 0 | 0 | 0 | 0 | 0 | 0
PeakG | 0 | 0 | 0 | 0 | 0 | 0
PeakO | 0 | 0 | 0 | 0 | 0 | 0
ST | 0 | 0 | 0 | 0 | 0 | 0
STOG | 0 | 0 | 0 | 0 | 0 | 0
STWD | 0 | 0 | 0 | 0 | 0 | 0
WT | 0 | 0 | 0 | 0 | 0 | 0
IGCC | 0 | 0 | 0 | 0 | 0 | 0
DemandResponse | 0 | 0 | 0 | 0 | 0 | 0
IGCC-CCS | 0 | 0 | 0 | 0 | 0 | 0
WT_off | 0 | 0 | 0 | 0 | 0 | 0
PseudoUnit | 0 | 0 | 0 | 0 | 0 | 0
FixedInterchange | 0 | 0 | 0 | 0 | 0 | 0
Cumulative Retirements of Capacity by Reporting Type: All
ReportingType | 2015 | 2020 | 2025 | 2030 | 2035 | 2040
BM | 0 | 0 | 0 | 0 | 0 | 0
CC | 14341.51 | 18684.73 | 24386.19 | 57540.56 | 118548.8 | 180888.82
CSP | 475 | 475 | 475 | 475 | 475 | 475
CT | 0 | 0 | 0 | 761.2 | 6161.53 | 6461.53
Coal | 172545.96 | 252661.33 | 307179.82 | 317063.72 | 317063.72 | 317063.72
Geo | 4.8 | 4.8 | 4.8 | 4.8 | 4.8 | 4.8
H | 0 | 0 | 0 | 0 | 0 | 0
LFG | 0 | 103 | 103 | 103 | 117.5 | 117.5
Nuc | 0 | 614.5 | 614.5 | 2102.7 | 28678.4 | 48384.39
PS | 0 | 0 | 0 | 0 | 0 | 0
PV | 0 | 0 | 0 | 0 | 1114.55 | 1181.23
PeakG | 5984.37 | 6071.37 | 10189.55 | 31555.6 | 37901.91 | 41843.05
PeakO | 3837.43 | 4236.93 | 6485.43 | 13956.73 | 15216.8 | 19908.73
ST | 0 | 0 | 0 | 0 | 0.91 | 0.91
STOG | 63356.02 | 69454.33 | 86579.24 | 102846.7 | 110355.81 | 110355.81
STWD | 139 | 139 | 139 | 139 | 139 | 139
WT | 126.2 | 777.72 | 777.72 | 777.72 | 4201.47 | 5477.91
IGCC | 0 | 0 | 0 | 0 | 0 | 0
DemandResponse | 0 | 0 | 0 | 0 | 0 | 0
IGCC-CCS | 0 | 0 | 0 | 0 | 0 | 0
WT_off | 0 | 0 | 0 | 0 | 0 | 0
PseudoUnit | 0 | 0 | 0 | 0 | 0 | 0
FixedInterchange | 0 | 0 | 0 | 0 | 0 | 0
Cumulative Retirements of Capacity by Reporting Type: EI_US
ReportingType | 2015 | 2020 | 2025 | 2030 | 2035 | 2040
BM | 0 | 0 | 0 | 0 | 0 | 0
CC | 3958.12 | 8218.86 | 12984.32 | 36560.02 | 72614.61 | 123555.95
CSP | 0 | 0 | 0 | 0 | 0 | 0
CT | 0 | 0 | 0 | 761.2 | 4091.43 | 4391.43
Coal | 139488.45 | 211889.01 | 250964.21 | 254703.82 | 254703.82 | 254703.82
Geo | 0 | 0 | 0 | 0 | 0 | 0
H | 0 | 0 | 0 | 0 | 0 | 0
LFG | 0 | 0 | 0 | 0 | 0 | 0
Nuc | 0 | 614.5 | 614.5 | 2102.7 | 27648.4 | 45814.39
PS | 0 | 0 | 0 | 0 | 0 | 0
PV | 0 | 0 | 0 | 0 | 32.29 | 98.98
PeakG | 951.79 | 951.79 | 4597.97 | 25964.02 | 32310.33 | 35961.07
PeakO | 2898.7 | 3294.2 | 5542.7 | 12963 | 14223.07 | 18915
ST | 0 | 0 | 0 | 0 | 0 | 0
STOG | 47119.23 | 48140.35 | 56835.04 | 61411.7 | 68920.81 | 68920.81
STWD | 0 | 0 | 0 | 0 | 0 | 0
WT | 0 | 0 | 0 | 0 | 1015.44 | 1015.44
IGCC | 0 | 0 | 0 | 0 | 0 | 0
DemandResponse | 0 | 0 | 0 | 0 | 0 | 0
IGCC-CCS | 0 | 0 | 0 | 0 | 0 | 0
WT_off | 0 | 0 | 0 | 0 | 0 | 0
PseudoUnit | 0 | 0 | 0 | 0 | 0 | 0
FixedInterchange | 0 | 0 | 0 | 0 | 0 | 0
Cumulative Retirements of Capacity by Reporting Type: EI_Canada
ReportingType | 2015 | 2020 | 2025 | 2030 | 2035 | 2040
BM | 0 | 0 | 0 | 0 | 0 | 0
CC | 5943 | 5943 | 6674 | 6674 | 6674 | 7937
CSP | 0 | 0 | 0 | 0 | 0 | 0
CT | 0 | 0 | 0 | 0 | 368 | 368
Coal | 7589.7 | 8161.9 | 8161.9 | 8161.9 | 8161.9 | 8161.9
Geo | 0 | 0 | 0 | 0 | 0 | 0
H | 0 | 0 | 0 | 0 | 0 | 0
LFG | 0 | 103 | 103 | 103 | 117.5 | 117.5
Nuc | 0 | 0 | 0 | 0 | 1030 | 2570
PS | 0 | 0 | 0 | 0 | 0 | 0
PV | 0 | 0 | 0 | 0 | 1067.26 | 1067.26
PeakG | 584 | 671 | 1143 | 1143 | 1143 | 1143
PeakO | 175 | 179 | 179 | 179 | 179 | 179
ST | 0 | 0 | 0 | 0 | 0 | 0
STOG | 2126 | 2252 | 2252 | 2252 | 2252 | 2252
STWD | 139 | 139 | 139 | 139 | 139 | 139
WT | 0 | 651.52 | 651.52 | 651.52 | 3059.82 | 3334.82
IGCC | 0 | 0 | 0 | 0 | 0 | 0
DemandResponse | 0 | 0 | 0 | 0 | 0 | 0
IGCC-CCS | 0 | 0 | 0 | 0 | 0 | 0
WT_off | 0 | 0 | 0 | 0 | 0 | 0
PseudoUnit | 0 | 0 | 0 | 0 | 0 | 0
FixedInterchange | 0 | 0 | 0 | 0 | 0 | 0
Cumulative Retirements of Capacity by Reporting Type: EI
ReportingType | 2015 | 2020 | 2025 | 2030 | 2035 | 2040
BM | 0 | 0 | 0 | 0 | 0 | 0
CC | 9901.12 | 14161.86 | 19658.32 | 43234.02 | 79288.61 | 131492.95
CSP | 0 | 0 | 0 | 0 | 0 | 0
CT | 0 | 0 | 0 | 761.2 | 4459.43 | 4759.43
Coal | 147078.15 | 220050.91 | 259126.11 | 262865.72 | 262865.72 | 262865.72
Geo | 0 | 0 | 0 | 0 | 0 | 0
H | 0 | 0 | 0 | 0 | 0 | 0
LFG | 0 | 103 | 103 | 103 | 117.5 | 117.5
Nuc | 0 | 614.5 | 614.5 | 2102.7 | 28678.4 | 48384.39
PS | 0 | 0 | 0 | 0 | 0 | 0
PV | 0 | 0 | 0 | 0 | 1099.55 | 1166.23
PeakG | 1535.79 | 1622.79 | 5740.97 | 27107.02 | 33453.33 | 37104.07
PeakO | 3073.7 | 3473.2 | 5721.7 | 13142 | 14402.07 | 19094
ST | 0 | 0 | 0 | 0 | 0 | 0
STOG | 49245.23 | 50392.35 | 59087.04 | 63663.7 | 71172.81 | 71172.81
STWD | 139 | 139 | 139 | 139 | 139 | 139
WT | 0 | 651.52 | 651.52 | 651.52 | 4075.27 | 4350.27
IGCC | 0 | 0 | 0 | 0 | 0 | 0
DemandResponse | 0 | 0 | 0 | 0 | 0 | 0
IGCC-CCS | 0 | 0 | 0 | 0 | 0 | 0
WT_off | 0 | 0 | 0 | 0 | 0 | 0
PseudoUnit | 0 | 0 | 0 | 0 | 0 | 0
FixedInterchange | 0 | 0 | 0 | 0 | 0 | 0
Cumulative Retirements of Capacity by Reporting Type: Outside_EI
ReportingType | 2015 | 2020 | 2025 | 2030 | 2035 | 2040
BM | 0 | 0 | 0 | 0 | 0 | 0
CC | 4440.39 | 4522.87 | 4727.87 | 14306.53 | 39260.18 | 49395.87
CSP | 475 | 475 | 475 | 475 | 475 | 475
CT | 0 | 0 | 0 | 0 | 1702.1 | 1702.1
Coal | 25467.81 | 32610.42 | 48053.71 | 54198 | 54198 | 54198
Geo | 4.8 | 4.8 | 4.8 | 4.8 | 4.8 | 4.8
H | 0 | 0 | 0 | 0 | 0 | 0
LFG | 0 | 0 | 0 | 0 | 0 | 0
Nuc | 0 | 0 | 0 | 0 | 0 | 0
PS | 0 | 0 | 0 | 0 | 0 | 0
PV | 0 | 0 | 0 | 0 | 15 | 15
PeakG | 4448.58 | 4448.58 | 4448.58 | 4448.58 | 4448.58 | 4738.99
PeakO | 763.73 | 763.73 | 763.73 | 814.73 | 814.73 | 814.73
ST | 0 | 0 | 0 | 0 | 0.91 | 0.91
STOG | 14110.79 | 19061.98 | 27492.2 | 39183 | 39183 | 39183
STWD | 0 | 0 | 0 | 0 | 0 | 0
WT | 126.2 | 126.2 | 126.2 | 126.2 | 126.2 | 1127.64
IGCC | 0 | 0 | 0 | 0 | 0 | 0
DemandResponse | 0 | 0 | 0 | 0 | 0 | 0
IGCC-CCS | 0 | 0 | 0 | 0 | 0 | 0
WT_off | 0 | 0 | 0 | 0 | 0 | 0
PseudoUnit | 0 | 0 | 0 | 0 | 0 | 0
FixedInterchange | 0 | 0 | 0 | 0 | 0 | 0
#5 | Total Installed ACTIVE Capacity (MW)
Total Installed Capacity by Reporting Type: Entergy
ReportingType | 2015 | 2020 | 2025 | 2030 | 2035 | 2040
BM | 0 | 0 | 0 | 0 | 0 | 0
CC | 15972.96 | 18693.96 | 18484.96 | 15459.33 | 6454.55 | 4366.59
CSP | 0 | 0 | 0 | 0 | 0 | 0
CT | 0 | 0 | 0 | 0 | 0 | 0
Coal | 7496 | 720 | 720 | 720 | 720 | 720
Geo | 0 | 0 | 0 | 0 | 0 | 0
H | 744 | 744 | 744 | 744 | 744 | 744
LFG | 8 | 8 | 8 | 115.4 | 115.4 | 115.4
Nuc | 5422 | 5422 | 5422 | 5422 | 11014.41 | 12609.88
PS | 59 | 59 | 59 | 59 | 59 | 59
PV | 0.29 | 56.22 | 78.1 | 78.1 | 77.81 | 64.7
PeakG | 2787 | 2787 | 1349.84 | 376.01 | 376.01 | 376.01
PeakO | 174 | 174 | 0 | 0 | 0 | 0
ST | 0 | 0 | 0 | 0 | 0 | 0
STOG | 1479.61 | 1479.61 | 0 | 0 | 0 | 0
STWD | 206 | 206 | 206 | 206 | 206 | 206
WT | 107 | 107 | 107 | 107 | 107 | 107
IGCC | 0 | 0 | 0 | 0 | 0 | 0
DemandResponse | 289.67 | 1405.86 | 2479.69 | 2421.32 | 2364.32 | 2308.66
IGCC-CCS | 0 | 0 | 0 | 0 | 0 | 0
WT_off | 0 | 0 | 0 | 0 | 0 | 0
PseudoUnit | 0 | 0 | 0 | 0 | 0 | 0
FixedInterchange | 0 | 0 | 0 | 0 | 0 | 0
Total Installed Capacity by Reporting Type: FRCC
ReportingType | 2015 | 2020 | 2025 | 2030 | 2035 | 2040
BM | 0 | 0 | 0 | 0 | 0 | 415.47
CC | 30830.81 | 30830.81 | 30830.81 | 18279.81 | 15029.29 | 13717.74
CSP | 0 | 0 | 0 | 0 | 0 | 0
CT | 2480 | 2480 | 2480 | 2480 | 0 | 0
Coal | 2906 | 261.92 | 0 | 0 | 0 | 0
Geo | 0 | 0 | 0 | 0 | 0 | 0
H | 55 | 55 | 55 | 55 | 55 | 55
LFG | 486 | 486 | 684 | 684 | 684 | 684
Nuc | 4131.33 | 4131.33 | 5023.59 | 18384.77 | 18186.31 | 19226.24
PS | 0 | 0 | 0 | 0 | 0 | 0
PV | 51 | 51 | 51 | 51 | 51 | 51
PeakG | 8431 | 8431 | 8431 | 4275.15 | 4275.15 | 4275.15
PeakO | 2283 | 1887.5 | 0 | 0 | 0 | 0
ST | 0 | 0 | 0 | 0 | 0 | 0
STOG | 977.48 | 0 | 0 | 0 | 0 | 0
STWD | 195 | 195 | 195 | 195 | 195 | 195
WT | 0 | 0 | 0 | 0 | 0 | 0
IGCC | 0 | 0 | 0 | 0 | 0 | 0
DemandResponse | 2626.7 | 3620.13 | 4802.1 | 4857 | 4912.52 | 4968.68
IGCC-CCS | 0 | 0 | 0 | 0 | 0 | 0
WT_off | 0 | 0 | 0 | 0 | 0 | 0
PseudoUnit | 0 | 0 | 0 | 0 | 0 | 0
FixedInterchange | 0 | 0 | 0 | 0 | 0 | 0
Total Installed Capacity by Reporting Type: MAPP_US
ReportingType | 2015 | 2020 | 2025 | 2030 | 2035 | 2040
BM | 0 | 0 | 0 | 0 | 0 | 0
CC | 289 | 289 | 282 | 282 | 282 | 0
CSP | 0 | 0 | 0 | 0 | 0 | 0
CT | 308.3 | 308.3 | 308.3 | 300 | 0 | 0
Coal | 1649.72 | 319.25 | 0 | 0 | 0 | 0
Geo | 44 | 44 | 44 | 44 | 44 | 44
H | 2186 | 2186 | 2186 | 2186 | 2186 | 2186
LFG | 2 | 2 | 2 | 73.67 | 73.67 | 73.67
Nuc | 0.1 | 0.1 | 0.1 | 0.1 | 0.1 | 0.1
PS | 0 | 0 | 0 | 0 | 0 | 0
PV | 0 | 0 | 0 | 0 | 0 | 0
PeakG | 709 | 709 | 418.59 | 249.45 | 242.22 | 202.8
PeakO | 100 | 100 | 0 | 0 | 0 | 0
ST | 0 | 0 | 0 | 0 | 0 | 0
STOG | 0 | 0 | 0 | 0 | 0 | 0
STWD | 0 | 0 | 0 | 0 | 0 | 0
WT | 1689.3 | 10212.63 | 11413.67 | 11413.67 | 11413.67 | 11413.67
IGCC | 0 | 0 | 0 | 0 | 0 | 0
DemandResponse | 56.67 | 182.16 | 307.36 | 303.87 | 300.43 | 297.02
IGCC-CCS | 0 | 0 | 0 | 0 | 0 | 0
WT_off | 0 | 0 | 0 | 0 | 0 | 0
PseudoUnit | 0 | 0 | 0 | 0 | 0 | 0
FixedInterchange | 0 | 0 | 0 | 0 | 0 | 0
Total Installed Capacity by Reporting Type: MISO_IN
ReportingType | 2015 | 2020 | 2025 | 2030 | 2035 | 2040
BM | 0 | 0 | 0 | 0 | 0 | 0
CC | 3711.84 | 19397.89 | 19397.89 | 19397.89 | 19397.89 | 16754.05
CSP | 0 | 0 | 0 | 0 | 0 | 0
CT | 0 | 0 | 0 | 0 | 0 | 0
Coal | 7009 | 3620.24 | 684.76 | 622 | 622 | 622
Geo | 0 | 0 | 0 | 0 | 0 | 0
H | 75 | 75 | 75 | 75 | 75 | 75
LFG | 37 | 37 | 117.13 | 117.13 | 117.13 | 117.13
Nuc | 0.1 | 0.1 | 0.1 | 0.1 | 0.1 | 4082.48
PS | 0 | 0 | 0 | 0 | 0 | 0
PV | 0 | 203.12 | 282.41 | 282.41 | 282.41 | 228.83
PeakG | 3053 | 3053 | 3053 | 3053 | 3053 | 3053
PeakO | 361 | 361 | 361 | 361 | 303.43 | 0
ST | 0 | 0 | 0 | 0 | 0 | 0
STOG | 279 | 279 | 279 | 279 | 0 | 0
STWD | 0 | 0 | 0 | 0 | 0 | 0
WT | 535 | 535 | 535 | 535 | 535 | 535
IGCC | 618 | 618 | 618 | 618 | 618 | 618
DemandResponse | 1026.45 | 1176.38 | 1342.29 | 1315.92 | 1290.06 | 1264.71
IGCC-CCS | 0 | 0 | 0 | 0 | 0 | 0
WT_off | 0 | 0 | 0 | 0 | 0 | 0
PseudoUnit | 0 | 0 | 0 | 0 | 0 | 0
FixedInterchange | 0 | 0 | 0 | 0 | 0 | 0
Total Installed Capacity by Reporting Type: MISO_MI
ReportingType | 2015 | 2020 | 2025 | 2030 | 2035 | 2040
BM | 0 | 0 | 0 | 0 | 0 | 0
CC | 4338 | 4338 | 4338 | 4338 | 2739 | 1596
CSP | 0 | 0 | 0 | 0 | 0 | 0
CT | 0 | 0 | 0 | 0 | 0 | 0
Coal | 4452 | 0 | 0 | 0 | 0 | 0
Geo | 0 | 0 | 0 | 0 | 0 | 0
H | 141 | 141 | 141 | 141 | 141 | 141
LFG | 163 | 163 | 323.25 | 323.25 | 323.25 | 323.25
Nuc | 1889 | 1889 | 1889 | 1889 | 1111 | 4588.31
PS | 1872 | 1872 | 1872 | 1872 | 1872 | 1872
PV | 0 | 0 | 0 | 0 | 0 | 0
PeakG | 3562 | 3562 | 3562 | 3562 | 3562 | 3562
PeakO | 534 | 534 | 534 | 534 | 459 | 0
ST | 0 | 0 | 0 | 0 | 0 | 0
STOG | 2852 | 2852 | 2852 | 2351.59 | 0 | 0
STWD | 163 | 163 | 163 | 163 | 163 | 163
WT | 2161 | 2161 | 2161 | 2161 | 1305.56 | 1305.56
IGCC | 0 | 0 | 0 | 0 | 0 | 0
DemandResponse | 1766.42 | 2148 | 2606.5 | 2578.22 | 2550.25 | 2522.59
IGCC-CCS | 0 | 0 | 0 | 0 | 0 | 0
WT_off | 0 | 0 | 0 | 0 | 0 | 0
PseudoUnit | 0 | 0 | 0 | 0 | 0 | 0
FixedInterchange | 0 | 0 | 0 | 0 | 0 | 0
Total Installed Capacity by Reporting Type: MISO_MO-IL
ReportingType | 2015 | 2020 | 2025 | 2030 | 2035 | 2040
BM | 0 | 0 | 0 | 0 | 0 | 0
CC | 1058 | 1058 | 1058 | 1058 | 1058 | 697
CSP | 0 | 0 | 0 | 0 | 0 | 0
CT | 0 | 0 | 0 | 0 | 0 | 0
Coal | 10357 | 2428 | 2428 | 1990 | 1990 | 1990
Geo | 0 | 0 | 0 | 0 | 0 | 0
H | 352 | 352 | 632 | 632 | 632 | 632
LFG | 18 | 18 | 241.33 | 241.33 | 241.33 | 241.33
Nuc | 2233 | 2233 | 2233 | 2233 | 2233 | 2233
PS | 440 | 440 | 440 | 440 | 440 | 440
PV | 0 | 0 | 0 | 0 | 0 | 0
PeakG | 4595 | 4595 | 4595 | 4595 | 4595 | 4595
PeakO | 766 | 766 | 766 | 766 | 578.74 | 0
ST | 0 | 0 | 0 | 0 | 0 | 0
STOG | 592 | 592 | 592 | 0 | 0 | 0
STWD | 0 | 0 | 0 | 0 | 0 | 0
WT | 678 | 678 | 1420.1 | 1420.1 | 1420.1 | 1420.1
IGCC | 0 | 0 | 0 | 0 | 0 | 0
DemandResponse | 289.27 | 1041.22 | 1796.26 | 1779.42 | 1762.74 | 1746.22
IGCC-CCS | 0 | 0 | 0 | 0 | 0 | 0
WT_off | 0 | 0 | 0 | 0 | 0 | 0
PseudoUnit | 0 | 0 | 0 | 0 | 0 | 0
FixedInterchange | 0 | 0 | 0 | 0 | 0 | 0
Total Installed Capacity by Reporting Type: MISO_W
ReportingType | 2015 | 2020 | 2025 | 2030 | 2035 | 2040
BM | 0 | 0 | 0 | 0 | 0 | 0
CC | 3025 | 3025 | 3025 | 3025 | 2963 | 2358.93
CSP | 0 | 0 | 0 | 0 | 0 | 0
CT | 0 | 0 | 0 | 0 | 0 | 0
Coal | 9858.4 | 4565 | 3099.4 | 800 | 800 | 800
Geo | 0 | 0 | 0 | 0 | 0 | 0
H | 497 | 497 | 497 | 497 | 497 | 497
LFG | 205 | 205 | 205 | 276.67 | 276.67 | 276.67
Nuc | 2361.33 | 2361.33 | 2361.33 | 2361.33 | 0.1 | 0.1
PS | 0 | 0 | 0 | 0 | 0 | 0
PV | 0 | 0 | 0 | 0 | 0 | 0
PeakG | 4522 | 4522 | 4522 | 4522 | 4522 | 4522
PeakO | 2154 | 2154 | 2154 | 2154 | 1303.16 | 0
ST | 0 | 0 | 0 | 0 | 0 | 0
STOG | 172 | 172 | 172 | 0 | 0 | 0
STWD | 313 | 313 | 313 | 313 | 313 | 313
WT | 8358.5 | 8358.5 | 34661.91 | 34661.91 | 34661.91 | 34661.91
IGCC | 0 | 0 | 0 | 0 | 0 | 0
DemandResponse | 2519.52 | 2636.2 | 2882.85 | 2850.16 | 2817.85 | 2785.9
IGCC-CCS | 0 | 0 | 0 | 0 | 0 | 0
WT_off | 0 | 0 | 0 | 0 | 0 | 0
PseudoUnit | 0 | 0 | 0 | 0 | 0 | 0
FixedInterchange | 0 | 0 | 0 | 0 | 0 | 0
Total Installed Capacity by Reporting Type: MISO_WUMS
ReportingType | 2015 | 2020 | 2025 | 2030 | 2035 | 2040
BM | 0 | 0 | 0 | 0 | 0 | 0
CC | 7909.09 | 8956.47 | 8956.47 | 8956.47 | 8956.47 | 3598.38
CSP | 0 | 0 | 0 | 0 | 0 | 0
CT | 0 | 0 | 0 | 0 | 0 | 0
Coal | 3881.89 | 1767 | 1767 | 1767 | 1767 | 1767
Geo | 0 | 0 | 0 | 0 | 0 | 0
H | 336 | 337 | 337 | 337 | 337 | 337
LFG | 71 | 71 | 176.32 | 294.33 | 294.33 | 294.33
Nuc | 1817 | 1817 | 1817 | 1817 | 0.1 | 3707.78
PS | 0 | 0 | 0 | 0 | 0 | 0
PV | 0 | 0 | 0 | 0 | 0 | 0
PeakG | 3230 | 3230 | 3230 | 3230 | 3230 | 3230
PeakO | 490 | 490 | 490 | 490 | 400.6 | 0
ST | 0 | 0 | 0 | 0 | 0 | 0
STOG | 300.5 | 300.5 | 300.5 | 0 | 0 | 0
STWD | 105 | 105 | 105 | 105 | 105 | 105
WT | 1528.9 | 1528.9 | 1528.9 | 1528.9 | 1528.9 | 1528.9
IGCC | 0 | 0 | 0 | 0 | 0 | 0
DemandResponse | 185.72 | 413.94 | 640.92 | 629.89 | 619.05 | 608.4
IGCC-CCS | 0 | 0 | 0 | 0 | 0 | 0
WT_off | 0 | 0 | 0 | 0 | 0 | 0
PseudoUnit | 0 | 0 | 0 | 0 | 0 | 0
FixedInterchange | 0 | 0 | 0 | 0 | 0 | 0
Total Installed Capacity by Reporting Type: Nebraska
ReportingType | 2015 | 2020 | 2025 | 2030 | 2035 | 2040
BM | 0 | 0 | 0 | 0 | 0 | 0
CC | 358 | 706.04 | 706.04 | 706.04 | 706.04 | 706.04
CSP | 0 | 0 | 0 | 0 | 0 | 0
CT | 0 | 0 | 0 | 0 | 0 | 0
Coal | 4110.1 | 914.3 | 914.3 | 914.3 | 914.3 | 914.3
Geo | 0 | 0 | 0 | 0 | 0 | 0
H | 167 | 167 | 167 | 167 | 167 | 167
LFG | 6 | 6 | 9.25 | 77.67 | 77.67 | 77.67
Nuc | 1252 | 1252 | 1252 | 1252 | 0.2 | 0.2
PS | 0 | 0 | 0 | 0 | 0 | 0
PV | 0 | 0 | 0 | 0 | 0 | 0
PeakG | 1305 | 1305 | 1305 | 1305 | 1305 | 1305
PeakO | 326 | 326 | 326 | 326 | 326 | 0
ST | 0 | 0 | 0 | 0 | 0 | 0
STOG | 0 | 0 | 0 | 0 | 0 | 0
STWD | 0 | 0 | 0 | 0 | 0 | 0
WT | 344 | 3389.79 | 3389.79 | 3389.79 | 3229.79 | 3229.79
IGCC | 0 | 0 | 0 | 0 | 0 | 0
DemandResponse | 599.82 | 690.74 | 797.86 | 788.81 | 779.87 | 771.03
IGCC-CCS | 0 | 0 | 0 | 0 | 0 | 0
WT_off | 0 | 0 | 0 | 0 | 0 | 0
PseudoUnit | 0 | 0 | 0 | 0 | 0 | 0
FixedInterchange | 0 | 0 | 0 | 0 | 0 | 0
Total Installed Capacity by Reporting Type: NEISO
ReportingType | 2015 | 2020 | 2025 | 2030 | 2035 | 2040
BM | 252.2 | 252.2 | 252.2 | 252.2 | 252.2 | 252.2
CC | 11318.05 | 7057.31 | 4574.45 | 2390.07 | 2390.07 | 377.11
CSP | 0 | 0 | 0 | 0 | 0 | 0
CT | 334 | 334 | 334 | 324.5 | 232.26 | 232.26
Coal | 320 | 0 | 0 | 0 | 0 | 0
Geo | 0 | 0 | 0 | 0 | 0 | 0
H | 3257.7 | 3257.7 | 3257.7 | 3257.7 | 3260.7 | 3260.7
LFG | 581.26 | 581.26 | 581.26 | 651 | 651 | 651
Nuc | 4645 | 4645 | 4645 | 4645 | 3356 | 2479.08
PS | 1674 | 1674 | 1674 | 1674 | 1674 | 1674
PV | 2 | 246.29 | 246.29 | 246.29 | 246.29 | 246.29
PeakG | 1200 | 1200 | 1200 | 1200 | 1200 | 1200
PeakO | 0 | 0 | 0 | 0 | 0 | 0
ST | 0 | 0 | 0 | 0 | 0 | 0
STOG | 0 | 0 | 0 | 0 | 0 | 0
STWD | 610 | 610 | 610 | 610 | 610 | 610
WT | 434.2 | 2133.43 | 3239.9 | 5335.18 | 5335.18 | 5335.18
IGCC | 0 | 0 | 0 | 0 | 0 | 0
DemandResponse | 2970.55 | 3313.99 | 3675.36 | 3517.65 | 3364.66 | 3218.33
IGCC-CCS | 0 | 0 | 0 | 0 | 0 | 0
WT_off | 468 | 468 | 468 | 468 | 468 | 468
PseudoUnit | 0 | 0 | 0 | 0 | 0 | 0
FixedInterchange | 0 | 0 | 0 | 0 | 0 | 0
Total Installed Capacity by Reporting Type: NonRTO_Midwest
ReportingType | 2015 | 2020 | 2025 | 2030 | 2035 | 2040
BM | 0 | 0 | 0 | 0 | 0 | 0
CC | 1860.06 | 3327.9 | 3327.9 | 3327.9 | 3327.9 | 1467.84
CSP | 0 | 0 | 0 | 0 | 0 | 0
CT | 0 | 0 | 0 | 0 | 0 | 0
Coal | 6939.98 | 4685.18 | 1577.87 | 1031.87 | 1031.87 | 1031.87
Geo | 0 | 0 | 0 | 0 | 0 | 0
H | 143 | 143 | 889 | 889 | 889 | 889
LFG | 14 | 14 | 174.25 | 174.25 | 174.25 | 174.25
Nuc | 0.1 | 0.1 | 1720.47 | 1769.87 | 2967.69 | 4779.2
PS | 0 | 0 | 0 | 0 | 0 | 0
PV | 0 | 0 | 0 | 0 | 0 | 0
PeakG | 3353 | 3353 | 3353 | 2172.21 | 654.21 | 654.21
PeakO | 12 | 12 | 12 | 0 | 0 | 0
ST | 0 | 0 | 0 | 0 | 0 | 0
STOG | 0 | 0 | 0 | 0 | 0 | 0
STWD | 0 | 0 | 0 | 0 | 0 | 0
WT | 66 | 66 | 66 | 66 | 66 | 66
IGCC | 0 | 0 | 0 | 0 | 0 | 0
DemandResponse | 186.34 | 414.17 | 632.35 | 616.23 | 600.53 | 585.23
IGCC-CCS | 0 | 0 | 0 | 0 | 0 | 0
WT_off | 0 | 0 | 0 | 0 | 0 | 0
PseudoUnit | 0 | 0 | 0 | 0 | 0 | 0
FixedInterchange | 0 | 0 | 0 | 0 | 0 | 0
Total Installed Capacity by Reporting Type: NYISO_A-F
ReportingType | 2015 | 2020 | 2025 | 2030 | 2035 | 2040
BM | 0 | 0 | 0 | 0 | 0 | 0
CC | 2655.33 | 2655.33 | 639 | 639 | 639 | 0
CSP | 0 | 0 | 0 | 0 | 0 | 0
CT | 0 | 0 | 0 | 0 | 0 | 0
Coal | 0 | 0 | 0 | 0 | 0 | 0
Geo | 0 | 0 | 0 | 0 | 0 | 0
H | 4395 | 4395 | 4395 | 4395 | 4395 | 4395
LFG | 172.4 | 172.4 | 172.4 | 240.33 | 240.33 | 240.33
Nuc | 3365 | 3365 | 3365 | 2743.8 | 2163.3 | 1311.1
PS | 1412 | 1412 | 1412 | 1412 | 1412 | 1412
PV | 0 | 0 | 0 | 0 | 0 | 0
PeakG | 221 | 221 | 0 | 0 | 0 | 0
PeakO | 0 | 0 | 0 | 0 | 0 | 0
ST | 0 | 0 | 0 | 0 | 0 | 0
STOG | 0 | 0 | 0 | 0 | 0 | 0
STWD | 86 | 86 | 86 | 86 | 86 | 86
WT | 3759.3 | 4469.1 | 4469.1 | 4469.1 | 4469.1 | 4469.1
IGCC | 0 | 0 | 0 | 0 | 0 | 0
DemandResponse | 871.45 | 930.1 | 993.22 | 968.88 | 945.13 | 921.96
IGCC-CCS | 0 | 0 | 0 | 0 | 0 | 0
WT_off | 0 | 0 | 0 | 0 | 0 | 0
PseudoUnit | 0 | 0 | 0 | 0 | 0 | 0
FixedInterchange | 0 | 0 | 0 | 0 | 0 | 0
Total Installed Capacity by Reporting Type: NYISO_G-I
ReportingType | 2015 | 2020 | 2025 | 2030 | 2035 | 2040
BM | 0 | 0 | 0 | 0 | 0 | 0
CC | 1157 | 1157 | 1106.72 | 776.06 | 776.06 | 776.06
CSP | 0 | 0 | 0 | 0 | 0 | 0
CT | 0 | 0 | 0 | 0 | 0 | 0
Coal | 0 | 0 | 0 | 0 | 0 | 0
Geo | 0 | 0 | 0 | 0 | 0 | 0
H | 32 | 32 | 32 | 32 | 32 | 32
LFG | 64 | 64 | 64 | 138.33 | 138.33 | 138.33
Nuc | 2045 | 2045 | 2045 | 2045 | 1025.4 | 1060.03
PS | 0 | 0 | 0 | 0 | 0 | 0
PV | 0 | 0 | 0 | 0 | 0 | 0
PeakG | 65 | 65 | 65 | 65 | 65 | 65
PeakO | 87 | 87 | 0 | 0 | 0 | 0
ST | 0 | 0 | 0 | 0 | 0 | 0
STOG | 0 | 0 | 0 | 0 | 0 | 0
STWD | 0 | 0 | 0 | 0 | 0 | 0
WT | 0 | 60 | 60 | 60 | 360 | 360
IGCC | 0 | 0 | 0 | 0 | 0 | 0
DemandResponse | 326.18 | 347.43 | 377.33 | 374.35 | 371.39 | 368.45
IGCC-CCS | 0 | 0 | 0 | 0 | 0 | 0
WT_off | 0 | 0 | 0 | 0 | 0 | 0
PseudoUnit | 0 | 0 | 0 | 0 | 0 | 0
FixedInterchange | 0 | 0 | 0 | 0 | 0 | 0
Total Installed Capacity by Reporting Type: NYISO_J-K
ReportingType | 2015 | 2020 | 2025 | 2030 | 2035 | 2040
BM | 0 | 0 | 0 | 0 | 0 | 0
CC | 4833.4 | 4833.4 | 4833.4 | 4833.4 | 4833.4 | 3658
CSP | 0 | 0 | 0 | 0 | 0 | 0
CT | 0 | 0 | 0 | 0 | 0 | 0
Coal | 0 | 0 | 0 | 0 | 0 | 0
Geo | 0 | 0 | 0 | 0 | 0 | 0
H | 0 | 0 | 0 | 0 | 0 | 0
LFG | 124 | 124 | 124 | 198.33 | 198.33 | 198.33
Nuc | 0.1 | 0.1 | 0.1 | 0.1 | 0.1 | 0.1
PS | 0 | 0 | 0 | 0 | 0 | 0
PV | 32 | 32 | 32 | 32 | 0 | 0
PeakG | 2778 | 2778 | 2778 | 2778 | 2778 | 2778
PeakO | 2169 | 2169 | 2169 | 2169 | 2169 | 2169
ST | 0 | 0 | 0 | 0 | 0 | 0
STOG | 1946.94 | 1903.3 | 1103.13 | 354.08 | 255.19 | 255.19
STWD | 0 | 0 | 0 | 0 | 0 | 0
WT | 0 | 0 | 0 | 0 | 170 | 170
IGCC | 0 | 0 | 0 | 0 | 0 | 0
DemandResponse | 1267.09 | 1372.71 | 1493.04 | 1483.45 | 1473.92 | 1464.46
IGCC-CCS | 0 | 0 | 0 | 0 | 0 | 0
WT_off | 0 | 0 | 0 | 0 | 0 | 0
PseudoUnit | 0 | 0 | 0 | 0 | 0 | 0
FixedInterchange | 0 | 0 | 0 | 0 | 0 | 0
Total Installed Capacity by Reporting Type: PJM_E
ReportingType | 2015 | 2020 | 2025 | 2030 | 2035 | 2040
BM | 30 | 30 | 30 | 30 | 30 | 30
CC | 12283.3 | 12283.3 | 12283.3 | 11280.3 | 10662 | 9829.71
CSP | 0 | 0 | 0 | 0 | 0 | 0
CT | 26.2 | 26.2 | 26.2 | 0 | 0 | 0
Coal | 595 | 27 | 27 | 27 | 27 | 27
Geo | 0 | 0 | 0 | 0 | 0 | 0
H | 269.99 | 269.99 | 269.99 | 269.99 | 269.99 | 269.99
LFG | 471.1 | 604 | 604 | 604 | 604 | 604
Nuc | 8510 | 7895.5 | 7895.5 | 7895.5 | 5671.5 | 4497.5
PS | 400 | 400 | 400 | 400 | 400 | 400
PV | 47.45 | 47.45 | 47.45 | 47.45 | 47.45 | 47.45
PeakG | 3877.5 | 3877.5 | 3877.5 | 3877.5 | 3877.5 | 3877.5
PeakO | 2749.3 | 2749.3 | 2749.3 | 0 | 0 | 0
ST | 0 | 0 | 0 | 0 | 0 | 0
STOG | 798.92 | 798.92 | 0 | 0 | 0 | 0
STWD | 0 | 0 | 0 | 0 | 0 | 0
WT | 1160 | 1160 | 1160 | 1160 | 1160 | 1160
IGCC | 0 | 0 | 0 | 0 | 0 | 0
DemandResponse | 1207.21 | 1569.57 | 2075.11 | 2040.41 | 2006.29 | 1972.74
IGCC-CCS | 0 | 0 | 0 | 0 | 0 | 0
WT_off | 0 | 0 | 1100 | 1100 | 1100 | 1100
PseudoUnit | 0 | 0 | 0 | 0 | 0 | 0
FixedInterchange | 0 | 0 | 0 | 0 | 0 | 0
Total Installed Capacity by Reporting Type: PJM_ROM
ReportingType | 2015 | 2020 | 2025 | 2030 | 2035 | 2040
BM | 18 | 18 | 18 | 18 | 18 | 18
CC | 5664.5 | 5664.5 | 5664.5 | 5438.5 | 4267.5 | 2589
CSP | 0 | 0 | 0 | 0 | 0 | 0
CT | 16 | 16 | 16 | 16 | 0 | 0
Coal | 1787.5 | 553.5 | 32.5 | 32.5 | 32.5 | 32.5
Geo | 0 | 0 | 0 | 0 | 0 | 0
H | 1392 | 1392 | 2070 | 2070 | 2070 | 2070
LFG | 356.9 | 622 | 622 | 622 | 622 | 622
Nuc | 5036 | 5036 | 5036 | 5036 | 3304 | 8156.99
PS | 1513 | 1513 | 1513 | 1513 | 1513 | 1513
PV | 4 | 1228.5 | 1801.42 | 1829.04 | 1829.04 | 1829.04
PeakG | 1719 | 1719 | 1719 | 1386 | 1386 | 1386
PeakO | 1566 | 1566 | 1566 | 0 | 0 | 0
ST | 0 | 0 | 0 | 0 | 0 | 0
STOG | 3529 | 3529 | 0 | 0 | 0 | 0
STWD | 70 | 70 | 70 | 70 | 70 | 70
WT | 1210.8 | 1961 | 1961 | 1961 | 1961 | 1961
IGCC | 0 | 0 | 0 | 0 | 0 | 0
DemandResponse | 2216.39 | 2546.66 | 2931.09 | 2882.07 | 2833.88 | 2786.49
IGCC-CCS | 0 | 0 | 0 | 0 | 0 | 0
WT_off | 0 | 0 | 0 | 0 | 0 | 0
PseudoUnit | 0 | 0 | 0 | 0 | 0 | 0
FixedInterchange | 0 | 0 | 0 | 0 | 0 | 0
Total Installed Capacity by Reporting Type: PJM_ROR
ReportingType | 2015 | 2020 | 2025 | 2030 | 2035 | 2040
BM | 385 | 385 | 385 | 385 | 385 | 385
CC | 23228.14 | 23228.14 | 23228.14 | 21927.14 | 18114.14 | 5601
CSP | 0 | 0 | 0 | 0 | 0 | 0
CT | 29 | 29 | 29 | 29 | 0 | 0
Coal | 29002.47 | 16338.65 | 3464 | 3464 | 3464 | 3464
Geo | 0 | 0 | 0 | 0 | 0 | 0
H | 1837.4 | 2340.4 | 2340.4 | 2340.4 | 2340.4 | 2340.4
LFG | 539.4 | 1053.11 | 1053.11 | 1053.11 | 1053.11 | 1053.11
Nuc | 20038 | 20038 | 20038 | 19171 | 21461.74 | 29913.94
PS | 3081 | 3081 | 3081 | 3081 | 3081 | 3081
PV | 24 | 24 | 24 | 24 | 24 | 24
PeakG | 19311 | 19311 | 19311 | 18065.09 | 16127.11 | 12515.79
PeakO | 1742 | 1742 | 1742 | 0 | 0 | 0
ST | 0 | 0 | 0 | 0 | 0 | 0
STOG | 2087 | 2087 | 0 | 0 | 0 | 0
STWD | 194 | 194 | 194 | 194 | 194 | 194
WT | 10922.7 | 11114.4 | 11515.05 | 48086.52 | 48086.52 | 48086.52
IGCC | 0 | 0 | 0 | 0 | 0 | 0
DemandResponse | 3193.65 | 5738.91 | 8483.78 | 8317.08 | 8153.66 | 7993.45
IGCC-CCS | 0 | 0 | 0 | 0 | 0 | 0
WT_off | 0 | 0 | 0 | 0 | 0 | 0
PseudoUnit | 0 | 0 | 0 | 0 | 0 | 0
FixedInterchange | 0 | 0 | 0 | 0 | 0 | 0
Total Installed Capacity by Reporting Type: SOCO
ReportingType | 2015 | 2020 | 2025 | 2030 | 2035 | 2040
BM | 55 | 55 | 55 | 55 | 55 | 55
CC | 20663.06 | 21426.32 | 21426.32 | 18745.48 | 9930.26 | 4129.06
CSP | 0 | 0 | 0 | 0 | 0 | 0
CT | 0 | 0 | 0 | 0 | 0 | 0
Coal | 7609.36 | 4641.94 | 1450.66 | 1450.66 | 1450.66 | 1450.66
Geo | 0 | 0 | 0 | 0 | 0 | 0
H | 4194 | 4194 | 4194 | 4194 | 4194 | 4194
LFG | 37 | 37 | 144.4 | 144.4 | 144.4 | 144.4
Nuc | 5841 | 8041 | 8041 | 16030.55 | 20725.59 | 21952.49
PS | 1675 | 1675 | 1675 | 1675 | 1675 | 1675
PV | 0 | 0 | 0 | 0 | 0 | 0
PeakG | 10239.71 | 10239.71 | 8542.1 | 307.5 | 307.5 | 307.5
PeakO | 0 | 0 | 0 | 0 | 0 | 0
ST | 0 | 0 | 0 | 0 | 0 | 0
STOG | 0 | 0 | 0 | 0 | 0 | 0
STWD | 668 | 668 | 668 | 668 | 668 | 668
WT | 0 | 0 | 0 | 0 | 0 | 0
IGCC | 0 | 0 | 0 | 0 | 0 | 0
DemandResponse | 2469.2 | 4361.1 | 6268.4 | 6206.56 | 6145.32 | 6084.69
IGCC-CCS | 0 | 0 | 0 | 0 | 0 | 0
WT_off | 0 | 0 | 0 | 0 | 0 | 0
PseudoUnit | 0 | 0 | 0 | 0 | 0 | 0
FixedInterchange | 0 | 0 | 0 | 0 | 0 | 0
Total Installed Capacity by Reporting Type: SPP_N
ReportingType | 2015 | 2020 | 2025 | 2030 | 2035 | 2040
BM | 0 | 0 | 0 | 0 | 0 | 0
CC | 1995.7 | 3445.88 | 3445.88 | 3445.88 | 3445.88 | 3445.88
CSP | 0 | 0 | 0 | 0 | 0 | 0
CT | 0 | 0 | 0 | 0 | 0 | 0
Coal | 7726.53 | 5192.46 | 1116.03 | 1116.03 | 1116.03 | 1116.03
Geo | 0 | 0 | 0 | 0 | 0 | 0
H | 21 | 21 | 21 | 21 | 21 | 21
LFG | 7 | 7 | 102 | 102 | 102 | 102
Nuc | 1160 | 1160 | 1160 | 1683.18 | 5746.1 | 5746.1
PS | 0 | 0 | 0 | 0 | 0 | 0
PV | 0 | 0 | 0 | 0 | 0 | 0
PeakG | 4397 | 4397 | 4397 | 4397 | 4397 | 4397
PeakO | 1199 | 1199 | 1199 | 1199 | 1199 | 0
ST | 0 | 0 | 0 | 0 | 0 | 0
STOG | 816.81 | 816.81 | 816.81 | 135.19 | 0 | 0
STWD | 0 | 0 | 0 | 0 | 0 | 0
WT | 1227 | 13495.06 | 13495.06 | 13495.06 | 13495.06 | 13495.06
IGCC | 0 | 0 | 0 | 0 | 0 | 0
DemandResponse | 429.08 | 840.96 | 1244.69 | 1238.54 | 1232.41 | 1226.32
IGCC-CCS | 0 | 0 | 0 | 0 | 0 | 0
WT_off | 0 | 0 | 0 | 0 | 0 | 0
PseudoUnit | 0 | 0 | 0 | 0 | 0 | 0
FixedInterchange | 0 | 0 | 0 | 0 | 0 | 0
Total Installed Capacity by Reporting Type: SPP_S
ReportingType | 2015 | 2020 | 2025 | 2030 | 2035 | 2040
BM | 0 | 0 | 0 | 0 | 0 | 0
CC | 10917 | 15702.63 | 15702.63 | 15702.63 | 14762.02 | 14041.59
CSP | 0 | 0 | 0 | 0 | 0 | 0
CT | 412.99 | 712.99 | 712.99 | 712.99 | 300 | 0
Coal | 10277.54 | 4109 | 988 | 988 | 988 | 988
Geo | 0 | 0 | 0 | 0 | 0 | 0
H | 2108 | 2108 | 2108 | 2108 | 2199 | 2199
LFG | 19 | 19 | 114 | 114 | 114 | 114
Nuc | 0.1 | 0.1 | 0.1 | 0.1 | 1810.59 | 1810.59
PS | 446 | 446 | 446 | 446 | 446 | 446
PV | 0 | 0 | 0 | 0 | 0 | 0
PeakG | 3443 | 3443 | 3443 | 3443 | 3443 | 3443
PeakO | 122 | 122 | 122 | 122 | 122 | 0
ST | 0 | 0 | 0 | 0 | 0 | 0
STOG | 6133.52 | 6133.52 | 6133.52 | 4644.43 | 0 | 0
STWD | 84 | 84 | 84 | 84 | 84 | 84
WT | 2727 | 19575.15 | 19575.15 | 19575.15 | 19575.15 | 19575.15
IGCC | 0 | 0 | 0 | 0 | 0 | 0
DemandResponse | 58.7 | 1602.57 | 3092.92 | 3036.67 | 2981.44 | 2927.22
IGCC-CCS | 0 | 0 | 0 | 0 | 0 | 0
WT_off | 0 | 0 | 0 | 0 | 0 | 0
PseudoUnit | 0 | 0 | 0 | 0 | 0 | 0
FixedInterchange | 0 | 0 | 0 | 0 | 0 | 0
Total Installed Capacity by Reporting Type: TVA
ReportingType | 2015 | 2020 | 2025 | 2030 | 2035 | 2040
BM | 0 | 0 | 0 | 0 | 0 | 0
CC | 6363.7 | 9125.61 | 9125.61 | 9125.61 | 5597.27 | 4016.57
CSP | 0 | 0 | 0 | 0 | 0 | 0
CT | 0 | 0 | 0 | 0 | 0 | 0
Coal | 5951.52 | 3847.52 | 123.11 | 0 | 0 | 0
Geo | 0 | 0 | 0 | 0 | 0 | 0
H | 5111 | 5111 | 5111 | 5138 | 5138 | 5138
LFG | 13 | 13 | 120.4 | 120.4 | 120.4 | 120.4
Nuc | 8394.89 | 8394.89 | 8394.89 | 8724.68 | 12608.42 | 11329.75
PS | 1743 | 1743 | 1743 | 1743 | 1743 | 1743
PV | 0 | 0 | 0 | 0 | 0 | 0
PeakG | 5865 | 5865 | 5865 | 2995.44 | 2995.44 | 2995.44
PeakO | 83 | 83 | 83 | 0 | 0 | 0
ST | 0 | 0 | 0 | 0 | 0 | 0
STOG | 0 | 0 | 0 | 0 | 0 | 0
STWD | 5 | 5 | 5 | 5 | 5 | 5
WT | 29 | 29 | 29 | 29 | 29 | 29
IGCC | 0 | 0 | 0 | 0 | 0 | 0
DemandResponse | 1733.88 | 2334.9 | 2917.16 | 2842.83 | 2770.39 | 2699.79
IGCC-CCS | 0 | 0 | 0 | 0 | 0 | 0
WT_off | 0 | 0 | 0 | 0 | 0 | 0
PseudoUnit | 0 | 0 | 0 | 0 | 0 | 0
FixedInterchange | 0 | 0 | 0 | 0 | 0 | 0
Total Installed Capacity by Reporting Type: TVA_Transmission
ReportingType | 2015 | 2020 | 2025 | 2030 | 2035 | 2040
BM | 0 | 0 | 0 | 0 | 0 | 0
CC | 0 | 0 | 0 | 0 | 0 | 0
CSP | 0 | 0 | 0 | 0 | 0 | 0
CT | 0 | 0 | 0 | 0 | 0 | 0
Coal | 0 | 0 | 0 | 0 | 0 | 0
Geo | 0 | 0 | 0 | 0 | 0 | 0
H | 0 | 0 | 0 | 0 | 0 | 0
LFG | 0 | 0 | 0 | 0 | 0 | 0
Nuc | 0 | 0 | 0 | 0 | 0 | 0
PS | 0 | 0 | 0 | 0 | 0 | 0
PV | 0 | 0 | 0 | 0 | 0 | 0
PeakG | 0 | 0 | 0 | 0 | 0 | 0
PeakO | 0 | 0 | 0 | 0 | 0 | 0
ST | 0 | 0 | 0 | 0 | 0 | 0
STOG | 0 | 0 | 0 | 0 | 0 | 0
STWD | 0 | 0 | 0 | 0 | 0 | 0
WT | 0 | 0 | 0 | 0 | 0 | 0
IGCC | 0 | 0 | 0 | 0 | 0 | 0
DemandResponse | 0 | 0 | 0 | 0 | 0 | 0
IGCC-CCS | 0 | 0 | 0 | 0 | 0 | 0
WT_off | 0 | 0 | 0 | 0 | 0 | 0
PseudoUnit | 0 | 0 | 0 | 0 | 0 | 0
FixedInterchange | 0 | 0 | 0 | 0 | 0 | 0
Total Installed Capacity by Reporting Type: VACAR
ReportingType | 2015 | 2020 | 2025 | 2030 | 2035 | 2040
BM | 0.92 | 0.92 | 366.19 | 366.19 | 366.19 | 486.28
CC | 15312.82 | 15312.82 | 15312.82 | 15039.65 | 11787.82 | 3451.68
CSP | 0 | 0 | 0 | 0 | 0 | 0
CT | 717.2 | 717.2 | 717.2 | 0 | 0 | 0
Coal | 10193.73 | 5732.23 | 2255.34 | 1985 | 1985 | 1985
Geo | 0 | 0 | 0 | 0 | 0 | 0
H | 2122 | 2122 | 2122 | 2122 | 2122 | 2122
LFG | 63.34 | 170.4 | 170.4 | 170.4 | 170.4 | 170.4
Nuc | 11430 | 13760 | 13760 | 15590.92 | 20195.45 | 24173.87
PS | 2616 | 2616 | 2616 | 2616 | 2616 | 2616
PV | 16 | 135.93 | 135.93 | 135.93 | 135.93 | 135.93
PeakG | 8308 | 8308 | 8308 | 6104.64 | 3221.53 | 3221.53
PeakO | 1268 | 1268 | 1268 | 0 | 0 | 0
ST | 0 | 0 | 0 | 0 | 0 | 0
STOG | 92 | 92 | 92 | 0 | 0 | 0
STWD | 281 | 281 | 281 | 281 | 281 | 281
WT | 0.9 | 3500 | 3500 | 3500 | 3500 | 3500
IGCC | 0 | 0 | 0 | 0 | 0 | 0
DemandResponse | 2247.1 | 3533.68 | 4909.74 | 4897.57 | 4885.44 | 4873.33
IGCC-CCS | 0 | 0 | 0 | 0 | 0 | 0
WT_off | 1 | 1 | 1 | 1 | 1 | 1
PseudoUnit | 0 | 0 | 0 | 0 | 0 | 0
FixedInterchange | 0 | 0 | 0 | 0 | 0 | 0
Total Installed Capacity by Reporting Type: IESO
ReportingType | 2015 | 2020 | 2025 | 2030 | 2035 | 2040
BM | 326.33 | 326.33 | 326.33 | 326.33 | 326.33 | 326.33
CC | 1263 | 1263 | 1263 | 1263 | 1263 | 0
CSP | 0 | 0 | 0 | 0 | 0 | 0
CT | 368 | 368 | 368 | 368 | 0 | 0
Coal | 0 | 0 | 0 | 0 | 0 | 0
Geo | 0 | 0 | 0 | 0 | 0 | 0
H | 8693.3 | 8693.3 | 8693.3 | 8693.3 | 8693.3 | 8693.3
LFG | 117.5 | 14.5 | 14.5 | 14.5 | 0 | 0
Nuc | 13018 | 13018 | 13018 | 13018 | 11988 | 10448
PS | 123 | 123 | 123 | 123 | 123 | 123
PV | 1097.26 | 1097.26 | 1097.26 | 1097.26 | 30 | 30
PeakG | 0 | 0 | 0 | 0 | 0 | 0
PeakO | 0 | 0 | 0 | 0 | 0 | 0
ST | 0 | 0 | 0 | 0 | 0 | 0
STOG | 0 | 0 | 0 | 0 | 0 | 0
STWD | 0 | 0 | 0 | 0 | 0 | 0
WT | 3385.9 | 2734.38 | 2734.38 | 2734.38 | 628.48 | 628.48
IGCC | 0 | 0 | 0 | 0 | 0 | 0
DemandResponse | 1881.61 | 1888.09 | 2033.33 | 2000.32 | 1967.85 | 1935.91
IGCC-CCS | 0 | 0 | 0 | 0 | 0 | 0
WT_off | 0 | 0 | 0 | 0 | 0 | 0
PseudoUnit | 0 | 0 | 0 | 0 | 0 | 0
FixedInterchange | 0 | 0 | 0 | 0 | 0 | 0
Total Installed Capacity by Reporting Type: MAPP_CA
ReportingType | 2015 | 2020 | 2025 | 2030 | 2035 | 2040
BM | 0 | 0 | 0 | 0 | 0 | 0
CC | 731 | 731 | 0 | 0 | 0 | 0
CSP | 0 | 0 | 0 | 0 | 0 | 0
CT | 0 | 0 | 0 | 0 | 0 | 0
Coal | 572.2 | 0 | 0 | 0 | 0 | 0
Geo | 0 | 0 | 0 | 0 | 0 | 0
H | 6475.4 | 6902.68 | 8249.13 | 8249.13 | 8249.13 | 8249.13
LFG | 0 | 0 | 0 | 0 | 0 | 0
Nuc | 0.1 | 0.1 | 0.1 | 0.1 | 0.1 | 0.1
PS | 0 | 0 | 0 | 0 | 0 | 0
PV | 0 | 0 | 0 | 0 | 0 | 0
PeakG | 559 | 472 | 0 | 0 | 0 | 0
PeakO | 4 | 0 | 0 | 0 | 0 | 0
ST | 0 | 0 | 0 | 0 | 0 | 0
STOG | 126 | 0 | 0 | 0 | 0 | 0
STWD | 0 | 0 | 0 | 0 | 0 | 0
WT | 577.4 | 577.4 | 577.4 | 577.4 | 275 | 0
IGCC | 0 | 0 | 0 | 0 | 0 | 0
DemandResponse | 85.97 | 281.49 | 474.97 | 469.59 | 464.26 | 459
IGCC-CCS | 0 | 0 | 0 | 0 | 0 | 0
WT_off | 0 | 0 | 0 | 0 | 0 | 0
PseudoUnit | 0 | 0 | 0 | 0 | 0 | 0
FixedInterchange | 0 | 0 | 0 | 0 | 0 | 0
Total Installed Capacity by Reporting Type: AZ_NM_SNV_Coal
ReportingType | 2015 | 2020 | 2025 | 2030 | 2035 | 2040
BM | 0 | 0 | 0 | 0 | 0 | 0
CC | 0 | 0 | 0 | 0 | 0 | 0
CSP | 0 | 0 | 0 | 0 | 0 | 0
CT | 0 | 0 | 0 | 0 | 0 | 0
Coal | 6753.53 | 6213.53 | 1309.61 | 0 | 0 | 0
Geo | 0 | 0 | 0 | 0 | 0 | 0
H | 0 | 0 | 0 | 0 | 0 | 0
LFG | 0 | 0 | 0 | 0 | 0 | 0
Nuc | 0 | 0 | 0 | 0 | 0 | 0
PS | 0 | 0 | 0 | 0 | 0 | 0
PV | 0 | 0 | 0 | 0 | 0 | 0
PeakG | 0 | 0 | 0 | 0 | 0 | 0
PeakO | 27.27 | 27.27 | 27.27 | 27.27 | 27.27 | 27.27
ST | 0 | 0 | 0 | 0 | 0 | 0
STOG | 0 | 0 | 0 | 0 | 0 | 0
STWD | 0 | 0 | 0 | 0 | 0 | 0
WT | 0 | 0 | 0 | 0 | 0 | 0
IGCC | 0 | 0 | 0 | 0 | 0 | 0
DemandResponse | 0 | 0 | 0 | 0 | 0 | 0
IGCC-CCS | 0 | 0 | 0 | 0 | 0 | 0
WT_off | 0 | 0 | 0 | 0 | 0 | 0
PseudoUnit | 0 | 0 | 0 | 0 | 0 | 0
FixedInterchange | 0 | 0 | 0 | 0 | 0 | 0
Total Installed Capacity by Reporting Type: AZ_NM_SNV_Gas
ReportingType | 2015 | 2020 | 2025 | 2030 | 2035 | 2040
BM | 0 | 0 | 0 | 0 | 0 | 0
CC | 15076.35 | 15076.35 | 15076.35 | 10888.58 | 6807.92 | 4559.15
CSP | 0 | 0 | 0 | 0 | 0 | 0
CT | 736 | 736 | 736 | 736 | 0 | 0
Coal | 0 | 0 | 0 | 0 | 0 | 0
Geo | 0 | 0 | 0 | 0 | 0 | 0
H | 0 | 0 | 0 | 0 | 0 | 0
LFG | 0 | 0 | 0 | 0 | 0 | 0
Nuc | 0 | 0 | 0 | 0 | 0 | 0
PS | 0 | 0 | 0 | 0 | 0 | 0
PV | 0 | 0 | 0 | 0 | 0 | 0
PeakG | 3660 | 3660 | 3660 | 3660 | 3660 | 3660
PeakO | 0 | 0 | 0 | 0 | 0 | 0
ST | 0 | 0 | 0 | 0 | 0 | 0
STOG | 0 | 0 | 0 | 0 | 0 | 0
STWD | 0 | 0 | 0 | 0 | 0 | 0
WT | 0 | 0 | 0 | 0 | 0 | 0
IGCC | 0 | 0 | 0 | 0 | 0 | 0
DemandResponse | 321.37 | 983.59 | 1675.23 | 1701.77 | 1725.85 | 1751.64
IGCC-CCS | 0 | 0 | 0 | 0 | 0 | 0
WT_off | 0 | 0 | 0 | 0 | 0 | 0
PseudoUnit | 0 | 0 | 0 | 0 | 0 | 0
FixedInterchange | 0 | 0 | 0 | 0 | 0 | 0
Total Installed Capacity by Reporting Type: AZ_NM_SNV_NucRenew
ReportingType | 2015 | 2020 | 2025 | 2030 | 2035 | 2040
BM | 0 | 0 | 0 | 0 | 0 | 0
CC | 0 | 0 | 0 | 0 | 0 | 0
CSP | 0 | 0 | 0 | 0 | 0 | 0
CT | 0 | 0 | 0 | 0 | 0 | 0
Coal | 0 | 0 | 0 | 0 | 0 | 0
Geo | 0 | 0 | 1450 | 1450 | 1450 | 1450
H | 3131 | 3131 | 3131 | 3131 | 3131 | 3131
LFG | 7 | 7 | 67.67 | 67.67 | 67.67 | 67.67
Nuc | 3875 | 3875 | 3875 | 7528.96 | 11880.48 | 11880.48
PS | 216 | 216 | 216 | 216 | 216 | 216
PV | 148.7 | 148.7 | 148.7 | 148.7 | 148.7 | 148.7
PeakG | 0 | 0 | 0 | 0 | 0 | 0
PeakO | 0 | 0 | 0 | 0 | 0 | 0
ST | 280 | 652.22 | 805.48 | 805.48 | 805.48 | 805.48
STOG | 0 | 0 | 0 | 0 | 0 | 0
STWD | 26 | 26 | 26 | 26 | 26 | 26
WT | 525.1 | 9793.19 | 9793.19 | 9793.19 | 9793.19 | 8868.76
IGCC | 0 | 0 | 0 | 0 | 0 | 0
DemandResponse | 0 | 0 | 0 | 0 | 0 | 0
IGCC-CCS | 0 | 0 | 0 | 0 | 0 | 0
WT_off | 0 | 0 | 0 | 0 | 0 | 0
PseudoUnit | 0 | 0 | 0 | 0 | 0 | 0
FixedInterchange | 0 | 0 | 0 | 0 | 0 | 0
Total Installed Capacity by Reporting Type: ERCOT
ReportingType | 2015 | 2020 | 2025 | 2030 | 2035 | 2040
BM | 145 | 145 | 145 | 145 | 145 | 1644.1
CC | 40168.71 | 40168.71 | 40168.71 | 39441.62 | 25277.24 | 19413.68
CSP | 0 | 0 | 0 | 0 | 0 | 0
CT | 250 | 250 | 250 | 250 | 0 | 0
Coal | 6731.28 | 3365 | 2805 | 2805 | 2805 | 2805
Geo | 0 | 0 | 0 | 0 | 0 | 0
H | 565 | 565 | 565 | 565 | 565 | 565
LFG | 75 | 75 | 429 | 429 | 429 | 429
Nuc | 5091 | 5091 | 5091 | 5838.19 | 16015.32 | 16775.59
PS | 0 | 0 | 0 | 0 | 0 | 0
PV | 15 | 15 | 15 | 15 | 1 | 1
PeakG | 4768 | 4768 | 4768 | 4768 | 4768 | 4768
PeakO | 51 | 51 | 51 | 0 | 0 | 0
ST | 0 | 0 | 0 | 0 | 0 | 0
STOG | 14246.38 | 12157.2 | 4750.34 | 0 | 0 | 0
STWD | 0 | 0 | 0 | 0 | 0 | 0
WT | 9280.1 | 9280.1 | 21292.25 | 21292.25 | 21292.25 | 21292.25
IGCC | 0 | 0 | 0 | 0 | 0 | 0
DemandResponse | 711.62 | 3304.86 | 5838.23 | 5722.25 | 5622 | 5522.57
IGCC-CCS | 0 | 0 | 0 | 0 | 0 | 0
WT_off | 0 | 0 | 0 | 0 | 0 | 0
PseudoUnit | 0 | 0 | 0 | 0 | 0 | 0
FixedInterchange | 0 | 0 | 0 | 0 | 0 | 0
Total Installed Capacity by Reporting Type: NP15
ReportingType | 2015 | 2020 | 2025 | 2030 | 2035 | 2040
BM | 0 | 0 | 0 | 0 | 0 | 0
CC | 7692.44 | 7692.44 | 7692.44 | 7692.44 | 5103.24 | 4225.11
CSP | 0 | 0 | 0 | 0 | 0 | 0
CT | 212.6 | 212.6 | 212.6 | 212.6 | 0 | 0
Coal | 191.9 | 0 | 0 | 0 | 0 | 0
Geo | 1123 | 1723 | 1723 | 1723 | 1723 | 1723
H | 8825 | 8825 | 8825 | 8825 | 8825 | 8825
LFG | 85 | 463.43 | 650 | 650 | 650 | 650
Nuc | 2300 | 2300 | 2300 | 6934.41 | 7470.47 | 7882.5
PS | 2257 | 2257 | 2257 | 2257 | 2257 | 2257
PV | 59.5 | 59.5 | 59.5 | 59.5 | 59.5 | 59.5
PeakG | 3265 | 3265 | 3265 | 3265 | 3265 | 3265
PeakO | 350 | 350 | 350 | 350 | 350 | 350
ST | 29 | 29 | 29 | 29 | 29 | 29
STOG | 2793.9 | 1328.76 | 1168.15 | 0 | 0 | 0
STWD | 442 | 442 | 442 | 442 | 442 | 442
WT | 1193.2 | 4492 | 4492 | 4492 | 4492 | 4492
IGCC | 0 | 0 | 0 | 0 | 0 | 0
DemandResponse | 1756.03 | 1713.03 | 1767.05 | 1776.09 | 1776.88 | 1775.98
IGCC-CCS | 0 | 0 | 0 | 0 | 0 | 0
WT_off | 0 | 0 | 0 | 0 | 0 | 0
PseudoUnit | 0 | 0 | 0 | 0 | 0 | 0
FixedInterchange | 0 | 0 | 0 | 0 | 0 | 0
Total Installed Capacity by Reporting Type: NWPP_Coal
ReportingType | 2015 | 2020 | 2025 | 2030 | 2035 | 2040
BM | 0 | 0 | 0 | 0 | 0 | 0
CC | 0 | 0 | 0 | 0 | 0 | 0
CSP | 0 | 0 | 0 | 0 | 0 | 0
CT | 0 | 0 | 0 | 0 | 0 | 0
Coal | 6304.75 | 4449.05 | 226.8 | 226.8 | 226.8 | 226.8
Geo | 0 | 0 | 0 | 0 | 0 | 0
H | 0 | 0 | 0 | 0 | 0 | 0
LFG | 0 | 0 | 0 | 0 | 0 | 0
Nuc | 0 | 0 | 0 | 0 | 0 | 0
PS | 0 | 0 | 0 | 0 | 0 | 0
PV | 0 | 0 | 0 | 0 | 0 | 0
PeakG | 0 | 0 | 0 | 0 | 0 | 0
PeakO | 0 | 0 | 0 | 0 | 0 | 0
ST | 0 | 0 | 0 | 0 | 0 | 0
STOG | 0 | 0 | 0 | 0 | 0 | 0
STWD | 0 | 0 | 0 | 0 | 0 | 0
WT | 0 | 0 | 0 | 0 | 0 | 0
IGCC | 0 | 0 | 0 | 0 | 0 | 0
DemandResponse | 0 | 0 | 0 | 0 | 0 | 0
IGCC-CCS | 0 | 0 | 0 | 0 | 0 | 0
WT_off | 0 | 0 | 0 | 0 | 0 | 0
PseudoUnit | 0 | 0 | 0 | 0 | 0 | 0
FixedInterchange | 0 | 0 | 0 | 0 | 0 | 0
Total Installed Capacity by Reporting Type: NWPP_Gas
ReportingType | 2015 | 2020 | 2025 | 2030 | 2035 | 2040
BM | 0 | 0 | 0 | 0 | 0 | 0
CC | 5860.09 | 5860.09 | 5860.09 | 2917.6 | 300 | 0
CSP | 0 | 0 | 0 | 0 | 0 | 0
CT | 150 | 150 | 150 | 150 | 0 | 0
Coal | 0 | 0 | 0 | 0 | 0 | 0
Geo | 0 | 0 | 0 | 0 | 0 | 0
H | 0 | 0 | 0 | 0 | 0 | 0
LFG | 0 | 0 | 0 | 0 | 0 | 0
Nuc | 0 | 0 | 0 | 0 | 0 | 0
PS | 0 | 0 | 0 | 0 | 0 | 0
PV | 0 | 0 | 0 | 0 | 0 | 0
PeakG | 0 | 0 | 0 | 0 | 0 | 0
PeakO | 0 | 0 | 0 | 0 | 0 | 0
ST | 0 | 0 | 0 | 0 | 0 | 0
STOG | 0 | 0 | 0 | 0 | 0 | 0
STWD | 0 | 0 | 0 | 0 | 0 | 0
WT | 0 | 0 | 0 | 0 | 0 | 0
IGCC | 0 | 0 | 0 | 0 | 0 | 0
DemandResponse | 0.01 | 870.89 | 1727.69 | 1727.63 | 1723.57 | 1717.54
IGCC-CCS | 0 | 0 | 0 | 0 | 0 | 0
WT_off | 0 | 0 | 0 | 0 | 0 | 0
PseudoUnit | 0 | 0 | 0 | 0 | 0 | 0
FixedInterchange | 0 | 0 | 0 | 0 | 0 | 0
Total Installed Capacity by Reporting Type: NWPP_NucRenew
ReportingType | 2015 | 2020 | 2025 | 2030 | 2035 | 2040
BM | 32.55 | 32.55 | 32.55 | 32.55 | 32.55 | 32.55
CC | 0 | 0 | 0 | 0 | 0 | 0
CSP | 0 | 0 | 0 | 0 | 0 | 0
CT | 0 | 0 | 0 | 0 | 0 | 0
Coal | 0 | 0 | 0 | 0 | 0 | 0
Geo | 404.2 | 404.2 | 838.2 | 838.2 | 838.2 | 838.2
H | 33736 | 33736 | 33736 | 33736 | 34071 | 34071
LFG | 128.5 | 128.5 | 373 | 373 | 373 | 373
Nuc | 1131 | 1131 | 1131 | 2780.17 | 2780.17 | 2780.17
PS | 258 | 258 | 258 | 258 | 258 | 258
PV | 3 | 3 | 3 | 3 | 3 | 3
PeakG | 0 | 0 | 0 | 0 | 0 | 0
PeakO | 0 | 0 | 0 | 0 | 0 | 0
ST | 0 | 0 | 0 | 0 | 0 | 0
STOG | 0 | 0 | 0 | 0 | 0 | 0
STWD | 561 | 561 | 561 | 561 | 561 | 561
WT | 6865.3 | 6865.3 | 6865.3 | 6865.3 | 6865.3 | 6865.3
IGCC | 0 | 0 | 0 | 0 | 0 | 0
DemandResponse | 0 | 0 | 0 | 0 | 0 | 0
IGCC-CCS | 0 | 0 | 0 | 0 | 0 | 0
WT_off | 0 | 0 | 0 | 0 | 0 | 0
PseudoUnit | 0 | 0 | 0 | 0 | 0 | 0
FixedInterchange | 0 | 0 | 0 | 0 | 0 | 0
Total Installed Capacity by Reporting Type: RMPA
ReportingType | 2015 | 2020 | 2025 | 2030 | 2035 | 2040
BM | 0 | 0 | 0 | 0 | 0 | 0
CC | 2268.26 | 2576.5 | 2576.5 | 1578.51 | 726.47 | 308.24
CSP | 0 | 0 | 0 | 0 | 0 | 0
CT | 152 | 152 | 152 | 152 | 0 | 0
Coal | 7016.3 | 5912.07 | 1393.68 | 1167.3 | 1167.3 | 1167.3
Geo | 0 | 25 | 2570 | 2570 | 2570 | 2570
H | 982 | 982 | 982 | 982 | 982 | 982
LFG | 7.4 | 7.4 | 36.33 | 36.33 | 36.33 | 36.33
Nuc | 0.1 | 0.1 | 0.1 | 1600.15 | 1600.15 | 1600.15
PS | 563 | 563 | 563 | 563 | 563 | 563
PV | 21 | 21 | 21 | 21 | 20 | 20
PeakG | 2814 | 2814 | 2814 | 2814 | 2814 | 2523.59
PeakO | 0 | 0 | 0 | 0 | 0 | 0
ST | 3 | 336.19 | 336.19 | 336.19 | 335.28 | 335.28
STOG | 0 | 0 | 0 | 0 | 0 | 0
STWD | 0 | 0 | 0 | 0 | 0 | 0
WT | 2113.4 | 4511.44 | 4511.44 | 4511.44 | 4511.44 | 4434.42
IGCC | 0 | 0 | 0 | 0 | 0 | 0
DemandResponse | 466.9 | 569.02 | 698.9 | 707.93 | 716.98 | 726.18
IGCC-CCS | 0 | 0 | 0 | 0 | 0 | 0
WT_off | 0 | 0 | 0 | 0 | 0 | 0
PseudoUnit | 0 | 0 | 0 | 0 | 0 | 0
FixedInterchange | 0 | 0 | 0 | 0 | 0 | 0
Total Installed Capacity by Reporting Type: SP15
ReportingType | 2015 | 2020 | 2025 | 2030 | 2035 | 2040
BM | 6 | 6 | 6 | 6 | 6 | 6
CC | 10080.5 | 10080.5 | 10080.5 | 10080.5 | 10080.5 | 10080.5
CSP | 0 | 0 | 0 | 0 | 0 | 0
CT | 0 | 0 | 0 | 0 | 0 | 0
Coal | 185.7 | 101.2 | 0 | 0 | 0 | 0
Geo | 963 | 2413 | 2413 | 2413 | 2413 | 2413
H | 1163 | 1163 | 1163 | 1163 | 1163 | 1163
LFG | 223.2 | 779 | 779 | 779 | 779 | 779
Nuc | 2250 | 2250 | 2250 | 2250 | 2250 | 2834.06
PS | 1440 | 1440 | 1440 | 1440 | 1440 | 1440
PV | 126.8 | 126.8 | 126.8 | 126.8 | 126.8 | 126.8
PeakG | 4309 | 4309 | 4309 | 4309 | 4309 | 4309
PeakO | 51 | 51 | 51 | 51 | 51 | 51
ST | 448 | 448 | 448 | 448 | 448 | 448
STOG | 8031.93 | 6635.06 | 5772.3 | 0 | 0 | 0
STWD | 119 | 119 | 119 | 119 | 119 | 119
WT | 2207.8 | 3036.33 | 8620.71 | 14747.06 | 14747.06 | 14747.06
IGCC | 0 | 0 | 0 | 0 | 0 | 0
DemandResponse | 2510.18 | 2492.23 | 2570.82 | 2583.98 | 2585.12 | 2583.81
IGCC-CCS | 0 | 0 | 0 | 0 | 0 | 0
WT_off | 0 | 0 | 0 | 0 | 0 | 0
PseudoUnit | 0 | 0 | 0 | 0 | 0 | 0
FixedInterchange | 0 | 0 | 0 | 0 | 0 | 0
Total Installed Capacity by Reporting Type: ALB
ReportingType | 2015 | 2020 | 2025 | 2030 | 2035 | 2040
BM | 0 | 0 | 0 | 0 | 0 | 0
CC | 1887.92 | 1805.44 | 1805.44 | 1082.12 | 432.33 | 5.35
CSP | 0 | 0 | 0 | 0 | 0 | 0
CT | 201.5 | 201.5 | 201.5 | 201.5 | 0 | 0
Coal | 6240.83 | 6240.83 | 5103.29 | 495 | 495 | 495
Geo | 0 | 0 | 0 | 0 | 0 | 0
H | 912 | 912 | 912 | 912 | 912 | 912
LFG | 10 | 10 | 10 | 10 | 10 | 10
Nuc | 0.1 | 0.1 | 0.1 | 5522.18 | 5522.18 | 5522.18
PS | 0 | 0 | 0 | 0 | 0 | 0
PV | 0 | 0 | 0 | 0 | 0 | 0
PeakG | 817.42 | 817.42 | 817.42 | 817.42 | 817.42 | 817.42
PeakO | 0 | 0 | 0 | 0 | 0 | 0
ST | 0 | 0 | 0 | 0 | 0 | 0
STOG | 0 | 0 | 0 | 0 | 0 | 0
STWD | 174 | 174 | 174 | 174 | 174 | 174
WT | 672 | 672 | 672 | 672 | 672 | 672
IGCC | 0 | 0 | 0 | 0 | 0 | 0
DemandResponse | 101.01 | 329.85 | 574.09 | 585.45 | 597.04 | 608.85
IGCC-CCS | 0 | 0 | 0 | 0 | 0 | 0
WT_off | 0 | 0 | 0 | 0 | 0 | 0
PseudoUnit | 0 | 0 | 0 | 0 | 0 | 0
FixedInterchange | 0 | 0 | 0 | 0 | 0 | 0
Total Installed Capacity by Reporting Type: BC
ReportingType | 2015 | 2020 | 2025 | 2030 | 2035 | 2040
BM | 0 | 0 | 0 | 0 | 0 | 0
CC | 205 | 205 | 0 | 0 | 0 | 0
CSP | 0 | 0 | 0 | 0 | 0 | 0
CT | 0 | 0 | 0 | 0 | 0 | 0
Coal | 0 | 0 | 0 | 0 | 0 | 0
Geo | 0 | 0 | 0 | 0 | 0 | 0
H | 12161 | 12161 | 12161 | 12161 | 12161 | 12161
LFG | 24 | 24 | 24 | 24 | 24 | 24
Nuc | 0.1 | 0.1 | 0.1 | 0.1 | 0.1 | 0.1
PS | 0 | 0 | 0 | 0 | 0 | 0
PV | 0 | 0 | 0 | 0 | 0 | 0
PeakG | 0 | 0 | 0 | 0 | 0 | 0
PeakO | 0 | 0 | 0 | 0 | 0 | 0
ST | 0 | 0 | 0 | 0 | 0 | 0
STOG | 0 | 0 | 0 | 0 | 0 | 0
STWD | 510 | 510 | 510 | 510 | 510 | 510
WT | 246 | 246 | 246 | 246 | 246 | 246
IGCC | 0 | 0 | 0 | 0 | 0 | 0
DemandResponse | 0.01 | 241.8 | 482.42 | 481.25 | 480.09 | 478.93
IGCC-CCS | 0 | 0 | 0 | 0 | 0 | 0
WT_off | 0 | 0 | 0 | 0 | 0 | 0
PseudoUnit | 0 | 0 | 0 | 0 | 0 | 0
FixedInterchange | 0 | 0 | 0 | 0 | 0 | 0
Total Installed Capacity by Reporting Type: HQ_IESO
ReportingType | 2015 | 2020 | 2025 | 2030 | 2035 | 2040
BM | 0 | 0 | 0 | 0 | 0 | 0
CC | 0 | 0 | 0 | 0 | 0 | 0
CSP | 0 | 0 | 0 | 0 | 0 | 0
CT | 0 | 0 | 0 | 0 | 0 | 0
Coal | 0 | 0 | 0 | 0 | 0 | 0
Geo | 0 | 0 | 0 | 0 | 0 | 0
H | 0 | 0 | 0 | 0 | 0 | 0
LFG | 0 | 0 | 0 | 0 | 0 | 0
Nuc | 0.1 | 0.1 | 0.1 | 0.1 | 0.1 | 0.1
PS | 0 | 0 | 0 | 0 | 0 | 0
PV | 0 | 0 | 0 | 0 | 0 | 0
PeakG | 0 | 0 | 0 | 0 | 0 | 0
PeakO | 0 | 0 | 0 | 0 | 0 | 0
ST | 0 | 0 | 0 | 0 | 0 | 0
STOG | 0 | 0 | 0 | 0 | 0 | 0
STWD | 0 | 0 | 0 | 0 | 0 | 0
WT | 0 | 0 | 0 | 0 | 0 | 0
IGCC | 0 | 0 | 0 | 0 | 0 | 0
DemandResponse | 0 | 0 | 0 | 0 | 0 | 0
IGCC-CCS | 0 | 0 | 0 | 0 | 0 | 0
WT_off | 0 | 0 | 0 | 0 | 0 | 0
PseudoUnit | 0 | 0 | 0 | 0 | 0 | 0
FixedInterchange | 3000 | 3000 | 3000 | 3000 | 3000 | 3000
Total Installed Capacity by Reporting Type: HQ_NEISO
ReportingType | 2015 | 2020 | 2025 | 2030 | 2035 | 2040
BM | 0 | 0 | 0 | 0 | 0 | 0
CC | 0 | 0 | 0 | 0 | 0 | 0
CSP | 0 | 0 | 0 | 0 | 0 | 0
CT | 0 | 0 | 0 | 0 | 0 | 0
Coal | 0 | 0 | 0 | 0 | 0 | 0
Geo | 0 | 0 | 0 | 0 | 0 | 0
H | 0 | 0 | 0 | 0 | 0 | 0
LFG | 0 | 0 | 0 | 0 | 0 | 0
Nuc | 0.1 | 0.1 | 0.1 | 0.1 | 0.1 | 0.1
PS | 0 | 0 | 0 | 0 | 0 | 0
PV | 0 | 0 | 0 | 0 | 0 | 0
PeakG | 0 | 0 | 0 | 0 | 0 | 0
PeakO | 0 | 0 | 0 | 0 | 0 | 0
ST | 0 | 0 | 0 | 0 | 0 | 0
STOG | 0 | 0 | 0 | 0 | 0 | 0
STWD | 0 | 0 | 0 | 0 | 0 | 0
WT | 0 | 0 | 0 | 0 | 0 | 0
IGCC | 0 | 0 | 0 | 0 | 0 | 0
DemandResponse | 0 | 0 | 0 | 0 | 0 | 0
IGCC-CCS | 0 | 0 | 0 | 0 | 0 | 0
WT_off | 0 | 0 | 0 | 0 | 0 | 0
PseudoUnit | 0 | 0 | 0 | 0 | 1476.49 | 1476.49
FixedInterchange | 2920 | 2920 | 2920 | 2920 | 2920 | 2920
Total Installed Capacity by Reporting Type: HQ_NY
ReportingType | 2015 | 2020 | 2025 | 2030 | 2035 | 2040
BM | 0 | 0 | 0 | 0 | 0 | 0
CC | 0 | 0 | 0 | 0 | 0 | 0
CSP | 0 | 0 | 0 | 0 | 0 | 0
CT | 0 | 0 | 0 | 0 | 0 | 0
Coal | 0 | 0 | 0 | 0 | 0 | 0
Geo | 0 | 0 | 0 | 0 | 0 | 0
H | 0 | 0 | 0 | 0 | 0 | 0
LFG | 0 | 0 | 0 | 0 | 0 | 0
Nuc | 0.1 | 0.1 | 0.1 | 0.1 | 0.1 | 0.1
PS | 0 | 0 | 0 | 0 | 0 | 0
PV | 0 | 0 | 0 | 0 | 0 | 0
PeakG | 0 | 0 | 0 | 0 | 0 | 0
PeakO | 0 | 0 | 0 | 0 | 0 | 0
ST | 0 | 0 | 0 | 0 | 0 | 0
STOG | 0 | 0 | 0 | 0 | 0 | 0
STWD | 0 | 0 | 0 | 0 | 0 | 0
WT | 0 | 0 | 0 | 0 | 0 | 0
IGCC | 0 | 0 | 0 | 0 | 0 | 0
DemandResponse | 0 | 0 | 0 | 0 | 0 | 0
IGCC-CCS | 0 | 0 | 0 | 0 | 0 | 0
WT_off | 0 | 0 | 0 | 0 | 0 | 0
PseudoUnit | 0 | 0 | 2088.1 | 2500 | 2500 | 2500
FixedInterchange | 1500 | 1500 | 1500 | 1500 | 1500 | 1500
Total Installed Capacity by Reporting Type: MARITIMES
ReportingType | 2015 | 2020 | 2025 | 2030 | 2035 | 2040
BM | 0 | 0 | 0 | 0 | 0 | 0
CC | 0 | 0 | 0 | 0 | 0 | 0
CSP | 0 | 0 | 0 | 0 | 0 | 0
CT | 0 | 0 | 0 | 0 | 0 | 0
Coal | 0 | 0 | 0 | 0 | 0 | 0
Geo | 0 | 0 | 0 | 0 | 0 | 0
H | 0 | 0 | 0 | 0 | 0 | 0
LFG | 0 | 0 | 0 | 0 | 0 | 0
Nuc | 0.1 | 0.1 | 0.1 | 0.1 | 0.1 | 0.1
PS | 0 | 0 | 0 | 0 | 0 | 0
PV | 0 | 0 | 0 | 0 | 0 | 0
PeakG | 0 | 0 | 0 | 0 | 0 | 0
PeakO | 0 | 0 | 0 | 0 | 0 | 0
ST | 0 | 0 | 0 | 0 | 0 | 0
STOG | 0 | 0 | 0 | 0 | 0 | 0
STWD | 0 | 0 | 0 | 0 | 0 | 0
WT | 0 | 0 | 0 | 0 | 0 | 0
IGCC | 0 | 0 | 0 | 0 | 0 | 0
DemandResponse | 0 | 0 | 0 | 0 | 0 | 0
IGCC-CCS | 0 | 0 | 0 | 0 | 0 | 0
WT_off | 0 | 0 | 0 | 0 | 0 | 0
PseudoUnit | 0 | 0 | 0 | 0 | 500 | 500
FixedInterchange | 1400 | 1400 | 1400 | 1400 | 1400 | 1400
Total Installed Capacity by Reporting Type: All
ReportingType | 2015 | 2020 | 2025 | 2030 | 2035 | 2040
BM | 1251 | 1251 | 1616.27 | 1616.27 | 1616.27 | 3650.93
CC | 270978.02 | 297974.33 | 292272.87 | 259118.51 | 198110.26 | 135770.24
CSP | 0 | 0 | 0 | 0 | 0 | 0
CT | 6393.79 | 6693.79 | 6693.79 | 5932.59 | 532.26 | 232.26
Coal | 166120.23 | 86004.86 | 31486.37 | 21602.47 | 21602.47 | 21602.47
Geo | 2534.2 | 4609.2 | 9038.2 | 9038.2 | 9038.2 | 9038.2
H | 106079.79 | 107011.07 | 110061.52 | 110088.52 | 110517.52 | 110517.52
LFG | 4136 | 5986 | 8196 | 8919.5 | 8905 | 8905
Nuc | 117236.86 | 121152.36 | 123764.98 | 164167.65 | 193088.57 | 223382.57
PS | 21788 | 21788 | 21788 | 21788 | 21788 | 21788
PV | 1648 | 3495.75 | 4169.85 | 4197.47 | 3082.92 | 3016.24
PeakG | 117163.63 | 117076.63 | 112958.45 | 91592.4 | 85246.09 | 81304.95
PeakO | 18668.57 | 18269.07 | 16020.57 | 8549.27 | 7289.2 | 2597.27
ST | 760 | 1465.41 | 1618.67 | 1618.67 | 1617.76 | 1617.76
STOG | 47254.98 | 41156.67 | 24031.76 | 7764.3 | 255.19 | 255.19
STWD | 4812 | 4812 | 4812 | 4812 | 4812 | 4812
WT | 64004.8 | 126742.1 | 174092.29 | 218885.39 | 215931.65 | 214655.21
IGCC | 618 | 618 | 618 | 618 | 618 | 618
DemandResponse | 36371.76 | 54896.23 | 74592.75 | 73703.16 | 72821.21 | 71956.09
IGCC-CCS | 0 | 0 | 0 | 0 | 0 | 0
WT_off | 469 | 469 | 1569 | 1569 | 1569 | 1569
PseudoUnit | 0 | 0 | 2088.1 | 2500 | 4476.49 | 4476.49
FixedInterchange | 8820 | 8820 | 8820 | 8820 | 8820 | 8820
Total Installed Capacity by Reporting Type: EI_US
ReportingType | 2015 | 2020 | 2025 | 2030 | 2035 | 2040
BM | 741.12 | 741.12 | 1106.39 | 1106.39 | 1106.39 | 1641.95
CC | 185744.76 | 212515.31 | 207749.85 | 184174.15 | 148119.56 | 97178.22
CSP | 0 | 0 | 0 | 0 | 0 | 0
CT | 4323.69 | 4623.69 | 4623.69 | 3862.49 | 532.26 | 232.26
Coal | 132123.74 | 59723.18 | 20647.99 | 16908.37 | 16908.37 | 16908.37
Geo | 44 | 44 | 44 | 44 | 44 | 44
H | 29436.09 | 29940.09 | 31644.09 | 31671.09 | 31765.09 | 31765.09
LFG | 3458.4 | 4477.17 | 5812.5 | 6536 | 6536 | 6536
Nuc | 89571.36 | 93486.86 | 96099.48 | 118695.3 | 133581.5 | 163659.15
PS | 16931 | 16931 | 16931 | 16931 | 16931 | 16931
PV | 176.74 | 2024.49 | 2698.6 | 2726.21 | 2693.92 | 2627.24
PeakG | 96971.21 | 96971.21 | 93325.03 | 71958.98 | 65612.67 | 61961.93
PeakO | 18185.3 | 17789.8 | 15541.3 | 8121 | 6860.93 | 2169
ST | 0 | 0 | 0 | 0 | 0 | 0
STOG | 22056.77 | 21035.65 | 12340.96 | 7764.3 | 255.19 | 255.19
STWD | 2980 | 2980 | 2980 | 2980 | 2980 | 2980
WT | 36938.6 | 84533.97 | 114287.63 | 152954.38 | 152408.94 | 152408.94
IGCC | 618 | 618 | 618 | 618 | 618 | 618
DemandResponse | 28537.06 | 42221.37 | 56750.01 | 55946.9 | 55161.56 | 54395.69
IGCC-CCS | 0 | 0 | 0 | 0 | 0 | 0
WT_off | 469 | 469 | 1569 | 1569 | 1569 | 1569
PseudoUnit | 0 | 0 | 2088.1 | 2500 | 4476.49 | 4476.49
FixedInterchange | 5820 | 5820 | 5820 | 5820 | 5820 | 5820
Total Installed Capacity by Reporting Type: EI_Canada
ReportingType | 2015 | 2020 | 2025 | 2030 | 2035 | 2040
BM | 326.33 | 326.33 | 326.33 | 326.33 | 326.33 | 326.33
CC | 1994 | 1994 | 1263 | 1263 | 1263 | 0
CSP | 0 | 0 | 0 | 0 | 0 | 0
CT | 368 | 368 | 368 | 368 | 0 | 0
Coal | 572.2 | 0 | 0 | 0 | 0 | 0
Geo | 0 | 0 | 0 | 0 | 0 | 0
H | 15168.7 | 15595.98 | 16942.43 | 16942.43 | 16942.43 | 16942.43
LFG | 117.5 | 14.5 | 14.5 | 14.5 | 0 | 0
Nuc | 13018.2 | 13018.2 | 13018.2 | 13018.2 | 11988.2 | 10448.2
PS | 123 | 123 | 123 | 123 | 123 | 123
PV | 1097.26 | 1097.26 | 1097.26 | 1097.26 | 30 | 30
PeakG | 559 | 472 | 0 | 0 | 0 | 0
PeakO | 4 | 0 | 0 | 0 | 0 | 0
ST | 0 | 0 | 0 | 0 | 0 | 0
STOG | 126 | 0 | 0 | 0 | 0 | 0
STWD | 0 | 0 | 0 | 0 | 0 | 0
WT | 3963.3 | 3311.78 | 3311.78 | 3311.78 | 903.48 | 628.48
IGCC | 0 | 0 | 0 | 0 | 0 | 0
DemandResponse | 1967.58 | 2169.58 | 2508.3 | 2469.91 | 2432.11 | 2394.9
IGCC-CCS | 0 | 0 | 0 | 0 | 0 | 0
WT_off | 0 | 0 | 0 | 0 | 0 | 0
PseudoUnit | 0 | 0 | 0 | 0 | 0 | 0
FixedInterchange | 3000 | 3000 | 3000 | 3000 | 3000 | 3000
Total Installed Capacity by Reporting Type: EI
ReportingType | 2015 | 2020 | 2025 | 2030 | 2035 | 2040
BM | 1067.45 | 1067.45 | 1432.72 | 1432.72 | 1432.72 | 1968.28
CC | 187738.76 | 214509.31 | 209012.85 | 185437.15 | 149382.56 | 97178.22
CSP | 0 | 0 | 0 | 0 | 0 | 0
CT | 4691.69 | 4991.69 | 4991.69 | 4230.49 | 532.26 | 232.26
Coal | 132695.94 | 59723.18 | 20647.99 | 16908.37 | 16908.37 | 16908.37
Geo | 44 | 44 | 44 | 44 | 44 | 44
H | 44604.79 | 45536.07 | 48586.52 | 48613.52 | 48707.52 | 48707.52
LFG | 3575.9 | 4491.67 | 5827 | 6550.5 | 6536 | 6536
Nuc | 102589.56 | 106505.06 | 109117.68 | 131713.5 | 145569.7 | 174107.35
PS | 17054 | 17054 | 17054 | 17054 | 17054 | 17054
PV | 1274 | 3121.75 | 3795.85 | 3823.47 | 2723.92 | 2657.24
PeakG | 97530.21 | 97443.21 | 93325.03 | 71958.98 | 65612.67 | 61961.93
PeakO | 18189.3 | 17789.8 | 15541.3 | 8121 | 6860.93 | 2169
ST | 0 | 0 | 0 | 0 | 0 | 0
STOG | 22182.77 | 21035.65 | 12340.96 | 7764.3 | 255.19 | 255.19
STWD | 2980 | 2980 | 2980 | 2980 | 2980 | 2980
WT | 40901.9 | 87845.75 | 117599.41 | 156266.16 | 153312.42 | 153037.42
IGCC | 618 | 618 | 618 | 618 | 618 | 618
DemandResponse | 30504.64 | 44390.95 | 59258.31 | 58416.81 | 57593.68 | 56790.59
IGCC-CCS | 0 | 0 | 0 | 0 | 0 | 0
WT_off | 469 | 469 | 1569 | 1569 | 1569 | 1569
PseudoUnit | 0 | 0 | 2088.1 | 2500 | 4476.49 | 4476.49
FixedInterchange | 8820 | 8820 | 8820 | 8820 | 8820 | 8820
Total Installed Capacity by Reporting Type: Outside_EI
ReportingType | 2015 | 2020 | 2025 | 2030 | 2035 | 2040
BM | 183.55 | 183.55 | 183.55 | 183.55 | 183.55 | 1682.65
CC | 83239.26 | 83465.02 | 83260.02 | 73681.36 | 48727.71 | 38592.02
CSP | 0 | 0 | 0 | 0 | 0 | 0
CT | 1702.1 | 1702.1 | 1702.1 | 1702.1 | 0 | 0
Coal | 33424.29 | 26281.68 | 10838.39 | 4694.1 | 4694.1 | 4694.1
Geo | 2490.2 | 4565.2 | 8994.2 | 8994.2 | 8994.2 | 8994.2
H | 61475 | 61475 | 61475 | 61475 | 61810 | 61810
LFG | 560.1 | 1494.33 | 2369 | 2369 | 2369 | 2369
Nuc | 14647.3 | 14647.3 | 14647.3 | 32454.16 | 47518.87 | 49275.23
PS | 4734 | 4734 | 4734 | 4734 | 4734 | 4734
PV | 374 | 374 | 374 | 374 | 359 | 359
PeakG | 19633.42 | 19633.42 | 19633.42 | 19633.42 | 19633.42 | 19343.01
PeakO | 479.27 | 479.27 | 479.27 | 428.27 | 428.27 | 428.27
ST | 760 | 1465.41 | 1618.67 | 1618.67 | 1617.76 | 1617.76
STOG | 25072.21 | 20121.02 | 11690.8 | 0 | 0 | 0
STWD | 1832 | 1832 | 1832 | 1832 | 1832 | 1832
WT | 23102.9 | 38896.35 | 56492.88 | 62619.23 | 62619.23 | 61617.79
IGCC | 0 | 0 | 0 | 0 | 0 | 0
DemandResponse | 5867.13 | 10505.28 | 15334.43 | 15286.36 | 15227.53 | 15165.5
IGCC-CCS | 0 | 0 | 0 | 0 | 0 | 0
WT_off | 0 | 0 | 0 | 0 | 0 | 0
PseudoUnit | 0 | 0 | 0 | 0 | 0 | 0
FixedInterchange | 0 | 0 | 0 | 0 | 0 | 0
#6 | Retrofit Capacity (MW)
Retrofit Capacity by Reporting Type: Entergy
ReportingType | 2015 | 2020 | 2025 | 2030 | 2035 | 2040
FGD | 0 | 0 | 0 | 0 | 0 | 0
SNCR | 0 | 0 | 0 | 0 | 0 | 0
SCR | 0 | 0 | 0 | 0 | 0 | 0
ACI90 | 0 | 0 | 0 | 0 | 0 | 0
RPJ90 | 0 | 0 | 0 | 0 | 0 | 0
PCSEQ | 0 | 0 | 0 | 0 | 0 | 0
Retrofit Capacity by Reporting Type: FRCC
ReportingType | 2015 | 2020 | 2025 | 2030 | 2035 | 2040
FGD | 0 | 0 | 0 | 0 | 0 | 0
SNCR | 0 | 0 | 0 | 0 | 0 | 0
SCR | 1898 | 0 | 0 | 0 | 0 | 0
ACI90 | 0 | 0 | 0 | 0 | 0 | 0
RPJ90 | 0 | 261.92 | 0 | 0 | 0 | 0
PCSEQ | 0 | 0 | 0 | 0 | 0 | 0
Retrofit Capacity by Reporting Type: MAPP_US
ReportingType | 2015 | 2020 | 2025 | 2030 | 2035 | 2040
FGD | 221 | 0 | 0 | 0 | 0 | 0
SNCR | 0 | 0 | 0 | 0 | 0 | 0
SCR | 0 | 0 | 0 | 0 | 0 | 0
ACI90 | 0 | 0 | 0 | 0 | 0 | 0
RPJ90 | 0 | 319.25 | 0 | 0 | 0 | 0
PCSEQ | 0 | 0 | 0 | 0 | 0 | 0
Retrofit Capacity by Reporting Type: MISO_IN
ReportingType | 2015 | 2020 | 2025 | 2030 | 2035 | 2040
FGD | 0 | 0 | 0 | 0 | 0 | 0
SNCR | 0 | 0 | 0 | 0 | 0 | 0
SCR | 0 | 0 | 0 | 0 | 0 | 0
ACI90 | 0 | 0 | 0 | 0 | 0 | 0
RPJ90 | 0 | 3620.24 | 684.76 | 622 | 622 | 622
PCSEQ | 0 | 0 | 46 | 147.78 | 313.32 | 313.32
Retrofit Capacity by Reporting Type: MISO_MI
ReportingType | 2015 | 2020 | 2025 | 2030 | 2035 | 2040
FGD | 0 | 0 | 0 | 0 | 0 | 0
SNCR | 0 | 0 | 0 | 0 | 0 | 0
SCR | 355 | 0 | 0 | 0 | 0 | 0
ACI90 | 0 | 0 | 0 | 0 | 0 | 0
RPJ90 | 0 | 0 | 0 | 0 | 0 | 0
PCSEQ | 0 | 0 | 0 | 0 | 0 | 0
Retrofit Capacity by Reporting Type: MISO_MO-IL
ReportingType | 2015 | 2020 | 2025 | 2030 | 2035 | 2040
FGD | 0 | 0 | 0 | 0 | 0 | 0
SNCR | 0 | 0 | 0 | 0 | 0 | 0
SCR | 400 | 200 | 200 | 200 | 200 | 200
ACI90 | 0 | 0 | 0 | 0 | 0 | 0
RPJ90 | 1683 | 438 | 438 | 0 | 0 | 0
PCSEQ | 0 | 0 | 21.43 | 100.75 | 100.75 | 100.75
Retrofit Capacity by Reporting Type: MISO_W
ReportingType | 2015 | 2020 | 2025 | 2030 | 2035 | 2040
FGD | 0 | 0 | 0 | 0 | 0 | 0
SNCR | 0 | 0 | 0 | 0 | 0 | 0
SCR | 612.63 | 0 | 0 | 0 | 0 | 0
ACI90 | 0 | 0 | 0 | 0 | 0 | 0
RPJ90 | 2301.83 | 4565 | 3099.4 | 800 | 800 | 800
PCSEQ | 0 | 0 | 570.28 | 570.28 | 570.28 | 570.28
Retrofit Capacity by Reporting Type: MISO_WUMS
ReportingType | 2015 | 2020 | 2025 | 2030 | 2035 | 2040
FGD | 1135 | 0 | 0 | 0 | 0 | 0
SNCR | 0 | 0 | 0 | 0 | 0 | 0
SCR | 2778.6 | 615 | 615 | 615 | 615 | 615
ACI90 | 0 | 0 | 0 | 0 | 0 | 0
RPJ90 | 1652.98 | 537 | 537 | 537 | 537 | 537
PCSEQ | 0 | 0 | 127.58 | 294.24 | 356.88 | 492.09
Retrofit Capacity by Reporting Type: Nebraska
ReportingType | 2015 | 2020 | 2025 | 2030 | 2035 | 2040
FGD | 0 | 0 | 0 | 0 | 0 | 0
SNCR | 0 | 0 | 0 | 0 | 0 | 0
SCR | 0 | 0 | 0 | 0 | 0 | 0
ACI90 | 0 | 0 | 0 | 0 | 0 | 0
RPJ90 | 1364.4 | 682.2 | 682.2 | 682.2 | 682.2 | 682.2
PCSEQ | 0 | 0 | 486.31 | 486.31 | 486.31 | 486.31
Retrofit Capacity by Reporting Type: NEISO
ReportingType | 2015 | 2020 | 2025 | 2030 | 2035 | 2040
FGD | 320 | 0 | 0 | 0 | 0 | 0
SNCR | 0 | 0 | 0 | 0 | 0 | 0
SCR | 0 | 0 | 0 | 0 | 0 | 0
ACI90 | 0 | 0 | 0 | 0 | 0 | 0
RPJ90 | 870.93 | 0 | 0 | 0 | 0 | 0
PCSEQ | 0 | 0 | 0 | 0 | 0 | 0
Retrofit Capacity by Reporting Type: NonRTO_Midwest
ReportingType | 2015 | 2020 | 2025 | 2030 | 2035 | 2040
FGD | 1403 | 0 | 0 | 0 | 0 | 0
SNCR | 0 | 0 | 0 | 0 | 0 | 0
SCR | 1463.8 | 731.9 | 731.9 | 731.9 | 731.9 | 731.9
ACI90 | 0 | 0 | 0 | 0 | 0 | 0
RPJ90 | 0 | 3953.28 | 845.97 | 299.97 | 299.97 | 299.97
PCSEQ | 0 | 0 | 263.7 | 414.81 | 414.81 | 414.81
Retrofit Capacity by Reporting Type: NYISO_A-F
ReportingType | 2015 | 2020 | 2025 | 2030 | 2035 | 2040
FGD | 0 | 0 | 0 | 0 | 0 | 0
SNCR | 0 | 0 | 0 | 0 | 0 | 0
SCR | 0 | 0 | 0 | 0 | 0 | 0
ACI90 | 0 | 0 | 0 | 0 | 0 | 0
RPJ90 | 486.3 | 0 | 0 | 0 | 0 | 0
PCSEQ | 0 | 0 | 0 | 0 | 0 | 0
Retrofit Capacity by Reporting Type: NYISO_G-I
ReportingType | 2015 | 2020 | 2025 | 2030 | 2035 | 2040
FGD | 0 | 0 | 0 | 0 | 0 | 0
SNCR | 0 | 0 | 0 | 0 | 0 | 0
SCR | 0 | 0 | 0 | 0 | 0 | 0
ACI90 | 0 | 0 | 0 | 0 | 0 | 0
RPJ90 | 0 | 0 | 0 | 0 | 0 | 0
PCSEQ | 0 | 0 | 0 | 0 | 0 | 0
Retrofit Capacity by Reporting Type: NYISO_J-K
ReportingType | 2015 | 2020 | 2025 | 2030 | 2035 | 2040
FGD | 0 | 0 | 0 | 0 | 0 | 0
SNCR | 0 | 0 | 0 | 0 | 0 | 0
SCR | 0 | 0 | 0 | 0 | 0 | 0
ACI90 | 0 | 0 | 0 | 0 | 0 | 0
RPJ90 | 0 | 0 | 0 | 0 | 0 | 0
PCSEQ | 0 | 0 | 0 | 0 | 0 | 0
Retrofit Capacity by Reporting Type: PJM_E
ReportingType | 2015 | 2020 | 2025 | 2030 | 2035 | 2040
FGD | 0 | 0 | 0 | 0 | 0 | 0
SNCR | 0 | 0 | 0 | 0 | 0 | 0
SCR | 568 | 0 | 0 | 0 | 0 | 0
ACI90 | 0 | 0 | 0 | 0 | 0 | 0
RPJ90 | 1784 | 0 | 0 | 0 | 0 | 0
PCSEQ | 0 | 0 | 0 | 0 | 0 | 0
Retrofit Capacity by Reporting Type: PJM_ROM
ReportingType | 2015 | 2020 | 2025 | 2030 | 2035 | 2040
FGD | 0 | 0 | 0 | 0 | 0 | 0
SNCR | 0 | 0 | 0 | 0 | 0 | 0
SCR | 341 | 0 | 0 | 0 | 0 | 0
ACI90 | 0 | 0 | 0 | 0 | 0 | 0
RPJ90 | 1286 | 521 | 0 | 0 | 0 | 0
PCSEQ | 0 | 0 | 0 | 0 | 0 | 0
Retrofit Capacity by Reporting Type: PJM_ROR
ReportingType | 2015 | 2020 | 2025 | 2030 | 2035 | 2040
FGD | 0 | 0 | 0 | 0 | 0 | 0
SNCR | 0 | 0 | 0 | 0 | 0 | 0
SCR | 1200 | 0 | 0 | 0 | 0 | 0
ACI90 | 0 | 0 | 0 | 0 | 0 | 0
RPJ90 | 0 | 14174.65 | 1300 | 1300 | 1300 | 1300
PCSEQ | 0 | 0 | 144.84 | 376.35 | 654.85 | 654.85
Retrofit Capacity by Reporting Type: SOCO
ReportingType | 2015 | 2020 | 2025 | 2030 | 2035 | 2040
FGD | 4088.7 | 3191.27 | 0 | 0 | 0 | 0
SNCR | 0 | 0 | 0 | 0 | 0 | 0
SCR | 3404.7 | 3191.27 | 0 | 0 | 0 | 0
ACI90 | 0 | 0 | 0 | 0 | 0 | 0
RPJ90 | 6809.4 | 4641.94 | 1450.66 | 1450.66 | 1450.66 | 1450.66
PCSEQ | 0 | 0 | 847.87 | 935.09 | 935.09 | 935.09
Retrofit Capacity by Reporting Type: SPP_N
ReportingType | 2015 | 2020 | 2025 | 2030 | 2035 | 2040
FGD | 0 | 0 | 0 | 0 | 0 | 0
SNCR | 0 | 0 | 0 | 0 | 0 | 0
SCR | 0 | 0 | 0 | 0 | 0 | 0
ACI90 | 0 | 0 | 0 | 0 | 0 | 0
RPJ90 | 1302 | 4164.42 | 651 | 651 | 651 | 651
PCSEQ | 0 | 0 | 7.21 | 239.84 | 294.83 | 294.83
Retrofit Capacity by Reporting Type: SPP_S
ReportingType | 2015 | 2020 | 2025 | 2030 | 2035 | 2040
FGD | 0 | 1774 | 0 | 0 | 0 | 0
SNCR | 0 | 0 | 0 | 0 | 0 | 0
SCR | 0 | 0 | 0 | 0 | 0 | 0
ACI90 | 0 | 0 | 0 | 0 | 0 | 0
RPJ90 | 0 | 3121 | 0 | 0 | 0 | 0
PCSEQ | 0 | 0 | 0 | 0 | 0 | 0
Retrofit Capacity by Reporting Type: TVA
ReportingType | 2015 | 2020 | 2025 | 2030 | 2035 | 2040
FGD | 0 | 0 | 0 | 0 | 0 | 0
SNCR | 0 | 0 | 0 | 0 | 0 | 0
SCR | 0 | 0 | 0 | 0 | 0 | 0
ACI90 | 0 | 0 | 0 | 0 | 0 | 0
RPJ90 | 0 | 3847.52 | 123.11 | 0 | 0 | 0
PCSEQ | 0 | 0 | 0 | 0 | 0 | 0
Retrofit Capacity by Reporting Type: TVA_Transmission
ReportingType | 2015 | 2020 | 2025 | 2030 | 2035 | 2040
FGD | 0 | 0 | 0 | 0 | 0 | 0
SNCR | 0 | 0 | 0 | 0 | 0 | 0
SCR | 0 | 0 | 0 | 0 | 0 | 0
ACI90 | 0 | 0 | 0 | 0 | 0 | 0
RPJ90 | 0 | 0 | 0 | 0 | 0 | 0
PCSEQ | 0 | 0 | 0 | 0 | 0 | 0
Retrofit Capacity by Reporting Type: VACAR
ReportingType | 2015 | 2020 | 2025 | 2030 | 2035 | 2040
FGD | 0 | 0 | 0 | 0 | 0 | 0
SNCR | 0 | 0 | 0 | 0 | 0 | 0
SCR | 0 | 0 | 0 | 0 | 0 | 0
ACI90 | 0 | 0 | 0 | 0 | 0 | 0
RPJ90 | 0 | 3787.23 | 1160 | 1160 | 1160 | 1160
PCSEQ | 0 | 0 | 346.77 | 368.06 | 501.14 | 501.14
Retrofit Capacity by Reporting Type: IESO
ReportingType | 2015 | 2020 | 2025 | 2030 | 2035 | 2040
FGD | 0 | 0 | 0 | 0 | 0 | 0
SNCR | 0 | 0 | 0 | 0 | 0 | 0
SCR | 0 | 0 | 0 | 0 | 0 | 0
ACI90 | 0 | 0 | 0 | 0 | 0 | 0
RPJ90 | 0 | 0 | 0 | 0 | 0 | 0
PCSEQ | 0 | 0 | 0 | 0 | 0 | 0
Retrofit Capacity by Reporting Type: MAPP_CA
ReportingType | 2015 | 2020 | 2025 | 2030 | 2035 | 2040
FGD | 0 | 0 | 0 | 0 | 0 | 0
SNCR | 0 | 0 | 0 | 0 | 0 | 0
SCR | 0 | 0 | 0 | 0 | 0 | 0
ACI90 | 0 | 0 | 0 | 0 | 0 | 0
RPJ90 | 0 | 0 | 0 | 0 | 0 | 0
PCSEQ | 0 | 0 | 0 | 0 | 0 | 0
Retrofit Capacity by Reporting Type: AZ_NM_SNV_Coal
ReportingType | 2015 | 2020 | 2025 | 2030 | 2035 | 2040
FGD | 384 | 0 | 0 | 0 | 0 | 0
SNCR | 0 | 0 | 0 | 0 | 0 | 0
SCR | 555.53 | 155.53 | 155.53 | 0 | 0 | 0
ACI90 | 0 | 0 | 0 | 0 | 0 | 0
RPJ90 | 3286 | 6058 | 1154.09 | 0 | 0 | 0
PCSEQ | 0 | 0 | 0 | 0 | 0 | 0
Retrofit Capacity by Reporting Type: AZ_NM_SNV_Gas
ReportingType | 2015 | 2020 | 2025 | 2030 | 2035 | 2040
FGD | 0 | 0 | 0 | 0 | 0 | 0
SNCR | 0 | 0 | 0 | 0 | 0 | 0
SCR | 0 | 0 | 0 | 0 | 0 | 0
ACI90 | 0 | 0 | 0 | 0 | 0 | 0
RPJ90 | 0 | 0 | 0 | 0 | 0 | 0
PCSEQ | 0 | 0 | 0 | 0 | 0 | 0
Retrofit Capacity by Reporting Type: AZ_NM_SNV_NucRenew
ReportingType | 2015 | 2020 | 2025 | 2030 | 2035 | 2040
FGD | 0 | 0 | 0 | 0 | 0 | 0
SNCR | 0 | 0 | 0 | 0 | 0 | 0
SCR | 0 | 0 | 0 | 0 | 0 | 0
ACI90 | 0 | 0 | 0 | 0 | 0 | 0
RPJ90 | 0 | 0 | 0 | 0 | 0 | 0
PCSEQ | 0 | 0 | 0 | 0 | 0 | 0
Retrofit Capacity by Reporting Type: ERCOT
ReportingType | 2015 | 2020 | 2025 | 2030 | 2035 | 2040
FGD | 0 | 0 | 0 | 0 | 0 | 0
SNCR | 0 | 0 | 0 | 0 | 0 | 0
SCR | 3515 | 785 | 785 | 785 | 785 | 785
ACI90 | 0 | 0 | 0 | 0 | 0 | 0
RPJ90 | 7175 | 1345 | 785 | 785 | 785 | 785
PCSEQ | 0 | 0 | 282.84 | 395.43 | 395.43 | 395.43
Retrofit Capacity by Reporting Type: NP15
ReportingType | 2015 | 2020 | 2025 | 2030 | 2035 | 2040
FGD | 0 | 0 | 0 | 0 | 0 | 0
SNCR | 0 | 0 | 0 | 0 | 0 | 0
SCR | 0 | 0 | 0 | 0 | 0 | 0
ACI90 | 0 | 0 | 0 | 0 | 0 | 0
RPJ90 | 0 | 0 | 0 | 0 | 0 | 0
PCSEQ | 0 | 0 | 0 | 0 | 0 | 0
Retrofit Capacity by Reporting Type: NWPP_Coal
ReportingType | 2015 | 2020 | 2025 | 2030 | 2035 | 2040
FGD | 0 | 0 | 0 | 0 | 0 | 0
SNCR | 0 | 0 | 0 | 0 | 0 | 0
SCR | 0 | 0 | 0 | 0 | 0 | 0
ACI90 | 0 | 0 | 0 | 0 | 0 | 0
RPJ90 | 453.6 | 4449.05 | 226.8 | 226.8 | 226.8 | 226.8
PCSEQ | 0 | 0 | 226.8 | 226.8 | 226.8 | 226.8
Retrofit Capacity by Reporting Type: NWPP_Gas
ReportingType | 2015 | 2020 | 2025 | 2030 | 2035 | 2040
FGD | 0 | 0 | 0 | 0 | 0 | 0
SNCR | 0 | 0 | 0 | 0 | 0 | 0
SCR | 0 | 0 | 0 | 0 | 0 | 0
ACI90 | 0 | 0 | 0 | 0 | 0 | 0
RPJ90 | 0 | 0 | 0 | 0 | 0 | 0
PCSEQ | 0 | 0 | 0 | 0 | 0 | 0
Retrofit Capacity by Reporting Type: NWPP_NucRenew
ReportingType | 2015 | 2020 | 2025 | 2030 | 2035 | 2040
FGD | 0 | 0 | 0 | 0 | 0 | 0
SNCR | 0 | 0 | 0 | 0 | 0 | 0
SCR | 0 | 0 | 0 | 0 | 0 | 0
ACI90 | 0 | 0 | 0 | 0 | 0 | 0
RPJ90 | 0 | 0 | 0 | 0 | 0 | 0
PCSEQ | 0 | 0 | 0 | 0 | 0 | 0
Retrofit Capacity by Reporting Type: RMPA
ReportingType | 2015 | 2020 | 2025 | 2030 | 2035 | 2040
FGD | 0 | 713 | 0 | 0 | 0 | 0
SNCR | 0 | 0 | 0 | 0 | 0 | 0
SCR | 1554.6 | 777.3 | 777.3 | 777.3 | 777.3 | 777.3
ACI90 | 0 | 0 | 0 | 0 | 0 | 0
RPJ90 | 2874.6 | 5522.07 | 1003.68 | 777.3 | 777.3 | 777.3
PCSEQ | 0 | 0 | 597.76 | 597.76 | 597.76 | 597.76
Retrofit Capacity by Reporting Type: SP15
ReportingType | 2015 | 2020 | 2025 | 2030 | 2035 | 2040
FGD | 0 | 0 | 0 | 0 | 0 | 0
SNCR | 0 | 0 | 0 | 0 | 0 | 0
SCR | 0 | 0 | 0 | 0 | 0 | 0
ACI90 | 0 | 0 | 0 | 0 | 0 | 0
RPJ90 | 0 | 101.2 | 0 | 0 | 0 | 0
PCSEQ | 0 | 0 | 0 | 0 | 0 | 0
Retrofit Capacity by Reporting Type: ALB
ReportingType | 2015 | 2020 | 2025 | 2030 | 2035 | 2040
FGD | 0 | 0 | 0 | 0 | 0 | 0
SNCR | 0 | 0 | 0 | 0 | 0 | 0
SCR | 0 | 0 | 0 | 0 | 0 | 0
ACI90 | 0 | 0 | 0 | 0 | 0 | 0
RPJ90 | 0 | 0 | 0 | 0 | 0 | 0
PCSEQ | 0 | 0 | 0 | 0 | 0 | 0
Retrofit Capacity by Reporting Type: BC
ReportingType | 2015 | 2020 | 2025 | 2030 | 2035 | 2040
FGD | 0 | 0 | 0 | 0 | 0 | 0
SNCR | 0 | 0 | 0 | 0 | 0 | 0
SCR | 0 | 0 | 0 | 0 | 0 | 0
ACI90 | 0 | 0 | 0 | 0 | 0 | 0
RPJ90 | 0 | 0 | 0 | 0 | 0 | 0
PCSEQ | 0 | 0 | 0 | 0 | 0 | 0
Retrofit Capacity by Reporting Type: HQ_IESO
ReportingType | 2015 | 2020 | 2025 | 2030 | 2035 | 2040
FGD | 0 | 0 | 0 | 0 | 0 | 0
SNCR | 0 | 0 | 0 | 0 | 0 | 0
SCR | 0 | 0 | 0 | 0 | 0 | 0
ACI90 | 0 | 0 | 0 | 0 | 0 | 0
RPJ90 | 0 | 0 | 0 | 0 | 0 | 0
PCSEQ | 0 | 0 | 0 | 0 | 0 | 0
Retrofit Capacity by Reporting Type: HQ_NEISO
ReportingType | 2015 | 2020 | 2025 | 2030 | 2035 | 2040
FGD | 0 | 0 | 0 | 0 | 0 | 0
SNCR | 0 | 0 | 0 | 0 | 0 | 0
SCR | 0 | 0 | 0 | 0 | 0 | 0
ACI90 | 0 | 0 | 0 | 0 | 0 | 0
RPJ90 | 0 | 0 | 0 | 0 | 0 | 0
PCSEQ | 0 | 0 | 0 | 0 | 0 | 0
Retrofit Capacity by Reporting Type: HQ_NY
ReportingType | 2015 | 2020 | 2025 | 2030 | 2035 | 2040
FGD | 0 | 0 | 0 | 0 | 0 | 0
SNCR | 0 | 0 | 0 | 0 | 0 | 0
SCR | 0 | 0 | 0 | 0 | 0 | 0
ACI90 | 0 | 0 | 0 | 0 | 0 | 0
RPJ90 | 0 | 0 | 0 | 0 | 0 | 0
PCSEQ | 0 | 0 | 0 | 0 | 0 | 0
Retrofit Capacity by Reporting Type: MARITIMES
ReportingType | 2015 | 2020 | 2025 | 2030 | 2035 | 2040
FGD | 0 | 0 | 0 | 0 | 0 | 0
SNCR | 0 | 0 | 0 | 0 | 0 | 0
SCR | 0 | 0 | 0 | 0 | 0 | 0
ACI90 | 0 | 0 | 0 | 0 | 0 | 0
RPJ90 | 0 | 0 | 0 | 0 | 0 | 0
PCSEQ | 0 | 0 | 0 | 0 | 0 | 0
Retrofit Capacity by Reporting Type: All
ReportingType | 2015 | 2020 | 2025 | 2030 | 2035 | 2040
FGD | 7551.7 | 5678.27 | 0 | 0 | 0 | 0
SNCR | 0 | 0 | 0 | 0 | 0 | 0
SCR | 18646.86 | 6456 | 3264.73 | 3109.2 | 3109.2 | 3109.2
ACI90 | 0 | 0 | 0 | 0 | 0 | 0
RPJ90 | 33330.04 | 66109.97 | 14141.68 | 9291.94 | 9291.94 | 9291.94
PCSEQ | 0 | 0 | 3969.39 | 5153.48 | 5848.24 | 5983.44
Retrofit Capacity by Reporting Type: EI_US
ReportingType | 2015 | 2020 | 2025 | 2030 | 2035 | 2040
FGD | 7167.7 | 4965.27 | 0 | 0 | 0 | 0
SNCR | 0 | 0 | 0 | 0 | 0 | 0
SCR | 13021.73 | 4738.18 | 1546.9 | 1546.9 | 1546.9 | 1546.9
ACI90 | 0 | 0 | 0 | 0 | 0 | 0
RPJ90 | 19540.84 | 48634.65 | 10972.11 | 7502.84 | 7502.84 | 7502.84
PCSEQ | 0 | 0 | 2862 | 3933.49 | 4628.25 | 4763.46
Retrofit Capacity by Reporting Type: EI_Canada
ReportingType | 2015 | 2020 | 2025 | 2030 | 2035 | 2040
FGD | 0 | 0 | 0 | 0 | 0 | 0
SNCR | 0 | 0 | 0 | 0 | 0 | 0
SCR | 0 | 0 | 0 | 0 | 0 | 0
ACI90 | 0 | 0 | 0 | 0 | 0 | 0
RPJ90 | 0 | 0 | 0 | 0 | 0 | 0
PCSEQ | 0 | 0 | 0 | 0 | 0 | 0
Retrofit Capacity by Reporting Type: EI
ReportingType | 2015 | 2020 | 2025 | 2030 | 2035 | 2040
FGD | 7167.7 | 4965.27 | 0 | 0 | 0 | 0
SNCR | 0 | 0 | 0 | 0 | 0 | 0
SCR | 13021.73 | 4738.18 | 1546.9 | 1546.9 | 1546.9 | 1546.9
ACI90 | 0 | 0 | 0 | 0 | 0 | 0
RPJ90 | 19540.84 | 48634.65 | 10972.11 | 7502.84 | 7502.84 | 7502.84
PCSEQ | 0 | 0 | 2862 | 3933.49 | 4628.25 | 4763.46
Retrofit Capacity by Reporting Type: Outside_EI
ReportingType | 2015 | 2020 | 2025 | 2030 | 2035 | 2040
FGD | 384 | 713 | 0 | 0 | 0 | 0
SNCR | 0 | 0 | 0 | 0 | 0 | 0
SCR | 5625.13 | 1717.83 | 1717.83 | 1562.3 | 1562.3 | 1562.3
ACI90 | 0 | 0 | 0 | 0 | 0 | 0
RPJ90 | 13789.2 | 17475.32 | 3169.57 | 1789.1 | 1789.1 | 1789.1
PCSEQ | 0 | 0 | 1107.39 | 1219.98 | 1219.98 | 1219.98
#7 | Reserve Margin (MW)
Reserve Margin Data: ALB
| 2015 | 2020 | 2025 | 2030 | 2035 | 2040
a. Peak Demand | 8791.5 | 8598.22 | 8247.66 | 8418.7 | 7707.09 | 7347.7
b. Peak Demand + Reserve Margin | 10373.97 | 10145.9 | 9732.24 | 9934.07 | 9094.37 | 8670.29
c. DR MW | 101.01 | 329.85 | 574.09 | 585.45 | 597.04 | 608.85
d. Capacity Credit | 10479.18 | 10625.54 | 9732.24 | 9934.07 | 9094.37 | 8679.2
Reserve Margin Data: BC
| 2015 | 2020 | 2025 | 2030 | 2035 | 2040
a. Peak Demand | 10748.88 | 10283.6 | 9649.48 | 9635.07 | 8628.53 | 8047
b. Peak Demand + Reserve Margin | 12683.68 | 12134.65 | 11386.39 | 11369.39 | 10181.67 | 9495.47
c. DR MW | 0.01 | 241.8 | 482.42 | 481.25 | 480.09 | 478.93
d. Capacity Credit | 12949.31 | 13191.1 | 13226.72 | 13225.55 | 13224.39 | 13223.23
Reserve Margin Data: ENT
| 2015 | 2020 | 2025 | 2030 | 2035 | 2040
a. Peak Demand | 30398.57 | 27835.39 | 25888.57 | 22423.27 | 19379.89 | 18895.62
b. Peak Demand + Reserve Margin | 34654.37 | 31732.34 | 29512.97 | 25562.53 | 22093.07 | 21541
c. DR MW | 289.67 | 1405.86 | 2479.69 | 2421.32 | 2364.32 | 2308.66
d. Capacity Credit | 34654.37 | 31732.34 | 29512.97 | 25562.53 | 22093.07 | 21541
Reserve Margin Data: ERCOT
| 2015 | 2020 | 2025 | 2030 | 2035 | 2040
a. Peak Demand | 65460.18 | 62915.98 | 59303.84 | 54927.65 | 51068.37 | 47776.25
b. Peak Demand + Reserve Margin | 73642.71 | 70780.48 | 66716.82 | 61793.6 | 57451.91 | 53748.28
c. DR MW | 711.62 | 3304.86 | 5838.23 | 5722.25 | 5622 | 5522.57
d. Capacity Credit | 73642.71 | 70780.48 | 66716.82 | 61793.6 | 57451.91 | 53748.28
Reserve Margin Data: FRCC
| 2015 | 2020 | 2025 | 2030 | 2035 | 2040
a. Peak Demand | 47773.82 | 45167.24 | 45273.11 | 42436.22 | 37372.91 | 37545.33
b. Peak Demand + Reserve Margin | 55417.63 | 52394 | 52516.81 | 49226.02 | 43352.57 | 43552.58
c. DR MW | 2626.7 | 3620.13 | 4802.1 | 4857 | 4912.52 | 4968.68
d. Capacity Credit | 55417.63 | 52394 | 52516.81 | 49226.02 | 43352.57 | 43552.58
Reserve Margin Data: IESO
| 2015 | 2020 | 2025 | 2030 | 2035 | 2040
a. Peak Demand | 20679.11 | 18658.87 | 17265.88 | 17001.37 | 15014.47 | 13808.67
b. Peak Demand + Reserve Margin | 24194.56 | 21830.88 | 20201.07 | 19891.61 | 17566.93 | 16156.15
c. DR MW | 1881.61 | 1888.09 | 2033.33 | 2000.32 | 1967.85 | 1935.91
d. Capacity Credit | 26492.47 | 26324.28 | 26469.52 | 26436.52 | 24439.72 | 21604.77
Reserve Margin Data: MAPP_CA
| 2015 | 2020 | 2025 | 2030 | 2035 | 2040
a. Peak Demand | 7693.91 | 7545.34 | 7016.78 | 6943.67 | 6162.7 | 5695.98
b. Peak Demand + Reserve Margin | 8617.18 | 8450.78 | 7858.79 | 7776.91 | 6902.22 | 6379.5
c. DR MW | 85.97 | 281.49 | 474.97 | 469.59 | 464.26 | 459
d. Capacity Credit | 8617.18 | 8450.78 | 8787.71 | 8782.33 | 8743.74 | 8708.23
Reserve Margin Data: MAPP_US
| 2015 | 2020 | 2025 | 2030 | 2035 | 2040
a. Peak Demand | 4906.62 | 4975.17 | 4614.39 | 4518.54 | 4246.02 | 3961.09
b. Peak Demand + Reserve Margin | 5593.55 | 5671.7 | 5260.4 | 5151.14 | 4840.46 | 4515.64
c. DR MW | 56.67 | 182.16 | 307.36 | 303.87 | 300.43 | 297.02
d. Capacity Credit | 5593.55 | 5671.7 | 5260.4 | 5151.14 | 4840.46 | 4515.64
Reserve Margin Data: NEISO
| 2015 | 2020 | 2025 | 2030 | 2035 | 2040
a. Peak Demand | 27312.39 | 23948.24 | 22262.46 | 20558.52 | 20285.11 | 18332.71
b. Peak Demand + Reserve Margin | 31682.37 | 27779.95 | 25824.45 | 23847.88 | 23530.73 | 21265.94
c. DR MW | 2970.55 | 3313.99 | 3675.36 | 3517.65 | 3364.66 | 3218.33
d. Capacity Credit | 31682.37 | 27779.95 | 25824.45 | 23856.88 | 24302.15 | 21265.94
Reserve Margin Data: NonRTO_Midwest
| 2015 | 2020 | 2025 | 2030 | 2035 | 2040
a. Peak Demand | 10955.2 | 10490.57 | 10206.91 | 8680.27 | 8385.64 | 8329.63
b. Peak Demand + Reserve Margin | 12488.92 | 11959.24 | 11635.88 | 9895.51 | 9559.63 | 9495.78
c. DR MW | 186.34 | 414.17 | 632.35 | 616.23 | 600.53 | 585.23
d. Capacity Credit | 12488.92 | 11959.24 | 11635.88 | 9895.51 | 9559.63 | 9495.78
Reserve Margin Data: NYISO_J-K
| 2015 | 2020 | 2025 | 2030 | 2035 | 2040
a. Peak Demand | 14151.72 | 14122.24 | 13598.12 | 12854.31 | 11800.49 | 10969.08
b. Peak Demand + Reserve Margin | 13019.59 | 12992.46 | 12510.27 | 11825.97 | 10856.45 | 10091.56
c. DR MW | 1267.09 | 1372.71 | 1493.04 | 1483.45 | 1473.92 | 1464.46
d. Capacity Credit | 13128.13 | 13190.1 | 12510.27 | 11825.97 | 11733.45 | 10548.58
Reserve Margin Data: PJM_E
| 2015 | 2020 | 2025 | 2030 | 2035 | 2040
a. Peak Demand | 28232.38 | 24476.5 | 22856.08 | 21829.51 | 20532.29 | 19494.43
b. Peak Demand + Reserve Margin | 27611.27 | 23938.02 | 22353.24 | 21349.26 | 20080.58 | 19065.55
c. DR MW | 1207.21 | 1569.57 | 2075.11 | 2040.41 | 2006.29 | 1972.74
d. Capacity Credit | 31383.55 | 30696.32 | 30732.93 | 26919.73 | 24043.31 | 22003.47
Reserve Margin Data: RMPA
| 2015 | 2020 | 2025 | 2030 | 2035 | 2040
a. Peak Demand | 12160.36 | 12613.95 | 10905.66 | 11243.12 | 10369.82 | 9718.35
b. Peak Demand + Reserve Margin | 13862.81 | 14379.91 | 12432.45 | 12817.15 | 11821.6 | 11078.92
c. DR MW | 466.9 | 569.02 | 698.9 | 707.93 | 716.98 | 726.18
d. Capacity Credit | 14594.17 | 14379.91 | 12432.45 | 12817.15 | 11821.6 | 11110.61
Reserve Margin Data: SOCO
| 2015 | 2020 | 2025 | 2030 | 2035 | 2040
a. Peak Demand | 46811.81 | 48484.26 | 45850.19 | 43211.72 | 39543.82 | 35478.05
b. Peak Demand + Reserve Margin | 53365.47 | 55272.05 | 52269.22 | 49261.36 | 45079.95 | 40444.98
c. DR MW | 2469.2 | 4361.1 | 6268.4 | 6206.56 | 6145.32 | 6084.69
d. Capacity Credit | 53365.47 | 55272.05 | 52269.22 | 49261.36 | 45079.95 | 40445.01
Reserve Margin Data: TVA
| 2015 | 2020 | 2025 | 2030 | 2035 | 2040
a. Peak Demand | 30667.36 | 31762.1 | 29123.17 | 26694.29 | 26940.35 | 24392.56
b. Peak Demand + Reserve Margin | 35267.47 | 36526.41 | 33491.65 | 30698.44 | 30981.4 | 28051.44
c. DR MW | 1733.88 | 2334.9 | 2917.16 | 2842.83 | 2770.39 | 2699.79
d. Capacity Credit | 35267.47 | 36526.4 | 33491.65 | 30698.44 | 30981.4 | 28051.44
Reserve Margin Data: VACAR
| 2015 | 2020 | 2025 | 2030 | 2035 | 2040
a. Peak Demand | 47945.04 | 47789.76 | 46197.14 | 43556.59 | 39807.24 | 38448.7
b. Peak Demand + Reserve Margin | 54657.34 | 54480.33 | 52664.74 | 49654.51 | 45380.26 | 43831.52
c. DR MW | 2247.1 | 3533.68 | 4909.74 | 4897.57 | 4885.44 | 4873.33
d. Capacity Credit | 54657.34 | 54480.33 | 52664.74 | 49654.51 | 48081.26 | 43831.52
Reserve Margin Data: AZ_NM_SNV
| 2015 | 2020 | 2025 | 2030 | 2035 | 2040
a. Peak Demand | 25398.33 | 26971.34 | 26063.17 | 24631.01 | 24249.81 | 22208.62
b. Peak Demand + Reserve Margin | 29385.87 | 31205.84 | 30155.09 | 28498.08 | 28057.02 | 25695.37
c. DR MW | 321.37 | 983.59 | 1675.23 | 1701.77 | 1725.85 | 1751.64
d. Capacity Credit | 29573.67 | 31205.84 | 30155.09 | 28498.08 | 28057.02 | 25695.37
Reserve Margin Data: CA
| 2015 | 2020 | 2025 | 2030 | 2035 | 2040
a. Peak Demand | 59968.55 | 60646.7 | 58261.83 | 57479.56 | 55538.05 | 55637.31
b. Peak Demand + Reserve Margin | 69923.33 | 70714.05 | 67933.29 | 67021.17 | 64757.36 | 64873.11
c. DR MW | 4266.2 | 4205.26 | 4337.87 | 4360.07 | 4361.99 | 4359.79
d. Capacity Credit | 69923.33 | 70714.05 | 67933.29 | 67021.17 | 64757.36 | 64873.11
Reserve Margin Data: MISO
| 2015 | 2020 | 2025 | 2030 | 2035 | 2040
a. Peak Demand | 89030.58 | 85001.21 | 86879.44 | 83156.4 | 73955.01 | 72211.42
b. Peak Demand + Reserve Margin | 104521.9 | 99791.42 | 101996.46 | 97625.61 | 86823.18 | 84776.2
c. DR MW | 5787.37 | 7415.74 | 9268.82 | 9153.61 | 9039.95 | 8927.81
d. Capacity Credit | 104521.9 | 99791.42 | 101996.46 | 97625.61 | 86823.18 | 84776.2
Reserve Margin Data: NWPP
| 2015 | 2020 | 2025 | 2030 | 2035 | 2040
a. Peak Demand | 34557.58 | 34597.64 | 33471.56 | 31882.89 | 29504.01 | 30314.32
b. Peak Demand + Reserve Margin | 40777.94 | 40825.22 | 39496.44 | 37621.81 | 34814.74 | 35770.89
c. DR MW | 0.01 | 870.89 | 1727.69 | 1727.63 | 1723.57 | 1717.54
d. Capacity Credit | 47804.22 | 46845.4 | 45872.69 | 44579.3 | 42142.65 | 41836.62
Reserve Margin Data: NYISO
| 2015 | 2020 | 2025 | 2030 | 2035 | 2040
a. Peak Demand | 27336.04 | 27556.93 | 26448.83 | 25264.98 | 22769.82 | 21107.06
b. Peak Demand + Reserve Margin | 31846.49 | 32103.83 | 30812.89 | 29433.7 | 26526.84 | 24589.72
c. DR MW | 2464.73 | 2650.24 | 2863.59 | 2826.68 | 2790.44 | 2754.87
d. Capacity Credit | 31846.49 | 32103.83 | 30812.89 | 29621.18 | 27946.86 | 25279.32
Reserve Margin Data: NYISO_G-I_J-K
| 2015 | 2020 | 2025 | 2030 | 2035 | 2040
a. Peak Demand | 17794.01 | 17713.83 | 17062.44 | 16019.39 | 14772.9 | 13728.91
b. Peak Demand + Reserve Margin | 16904.31 | 16828.14 | 16209.32 | 15218.42 | 14034.26 | 13042.46
c. DR MW | 1593.28 | 1720.14 | 1870.37 | 1857.8 | 1845.31 | 1832.91
d. Capacity Credit | 16904.31 | 16996.53 | 16209.32 | 15265.71 | 14195.63 | 13042.46
Reserve Margin Data: PJM
| 2015 | 2020 | 2025 | 2030 | 2035 | 2040
a. Peak Demand | 140955.47 | 132336.28 | 119346.52 | 113621.74 | 105329.86 | 99479.72
b. Peak Demand + Reserve Margin | 162521.65 | 152583.73 | 137606.54 | 131005.87 | 121445.33 | 114700.12
c. DR MW | 6617.25 | 9855.14 | 13489.97 | 13239.56 | 12993.83 | 12752.68
d. Capacity Credit | 162521.65 | 152583.73 | 137606.54 | 131005.87 | 121445.33 | 114700.12
Reserve Margin Data: SPP
| 2015 | 2020 | 2025 | 2030 | 2035 | 2040
a. Peak Demand | 53294.53 | 54917.6 | 50424.41 | 48924.2 | 47579.49 | 45170.52
b. Peak Demand + Reserve Margin | 60542.59 | 62386.39 | 57282.13 | 55577.89 | 54050.3 | 51313.71
c. DR MW | 1087.6 | 3134.27 | 5135.47 | 5064.02 | 4993.73 | 4924.57
d. Capacity Credit | 60542.59 | 62386.39 | 57282.13 | 55577.89 | 54050.3 | 51313.71

## Transmission
$/MW
[8 empty] | Transfer |  | $/MWh | $/MWh | Wheel+ | $/MWh
Year | Line | From | To | EI Internal/External | Season | Block | Duration | Limit | MW flow | From price | To price | Friction | Shadow Price
2015 | ENT_2_MISO_MO-IL | ENT | MISO_MO-IL | Internal | Shoulder | B11 | 25 | 2260 | 0 | 82.66 | 77.69 | 8 | 0
2015 | ENT_2_MISO_MO-IL | ENT | MISO_MO-IL | Internal | Shoulder | B12 | 200 | 2260 | 0 | 59.47 | 62.96 | 8 | 0
2015 | ENT_2_MISO_MO-IL | ENT | MISO_MO-IL | Internal | Shoulder | B13 | 600 | 2260 | 0 | 59.47 | 59.6 | 8 | 0
2015 | ENT_2_MISO_MO-IL | ENT | MISO_MO-IL | Internal | Shoulder | B14 | 900 | 2260 | 0 | 58.33 | 56.88 | 8 | 0
2015 | ENT_2_MISO_MO-IL | ENT | MISO_MO-IL | Internal | Shoulder | B15 | 1203 | 2260 | 0 | 57.49 | 54.09 | 8 | 0
2015 | ENT_2_MISO_MO-IL | ENT | MISO_MO-IL | Internal | Summer | B1 | 10 | 2260 | 0 | 91.77 | 91.77 | 8 | 0
2015 | ENT_2_MISO_MO-IL | ENT | MISO_MO-IL | Internal | Summer | B2 | 25 | 2260 | 0 | 89.87 | 88.74 | 8 | 0
2015 | ENT_2_MISO_MO-IL | ENT | MISO_MO-IL | Internal | Summer | B3 | 75 | 2260 | 0 | 89.87 | 88.74 | 8 | 0
2015 | ENT_2_MISO_MO-IL | ENT | MISO_MO-IL | Internal | Summer | B4 | 100 | 2260 | 0 | 88.79 | 86.99 | 8 | 0
2015 | ENT_2_MISO_MO-IL | ENT | MISO_MO-IL | Internal | Summer | B5 | 200 | 2260 | 0 | 83.07 | 76.62 | 8 | 0
2015 | ENT_2_MISO_MO-IL | ENT | MISO_MO-IL | Internal | Summer | B6 | 300 | 2260 | 0 | 68.24 | 69.24 | 8 | 0
2015 | ENT_2_MISO_MO-IL | ENT | MISO_MO-IL | Internal | Summer | B7 | 400 | 2260 | 0 | 58.69 | 56.82 | 8 | 0
2015 | ENT_2_MISO_MO-IL | ENT | MISO_MO-IL | Internal | Summer | B8 | 500 | 2260 | 0 | 58.69 | 54.39 | 8 | 0
2015 | ENT_2_MISO_MO-IL | ENT | MISO_MO-IL | Internal | Summer | B9 | 800 | 2260 | 0 | 56.32 | 52.93 | 8 | 0
2015 | ENT_2_MISO_MO-IL | ENT | MISO_MO-IL | Internal | Summer | B10 | 1262 | 2260 | 0 | 56.32 | 51.53 | 8 | 0
2015 | ENT_2_MISO_MO-IL | ENT | MISO_MO-IL | Internal | Winter | B16 | 25 | 2260 | 0 | 75.87 | 75.87 | 8 | 0
2015 | ENT_2_MISO_MO-IL | ENT | MISO_MO-IL | Internal | Winter | B17 | 100 | 2260 | 0 | 61.89 | 64.23 | 8 | 0
2015 | ENT_2_MISO_MO-IL | ENT | MISO_MO-IL | Internal | Winter | B18 | 400 | 2260 | 0 | 61.89 | 60.74 | 8 | 0
2015 | ENT_2_MISO_MO-IL | ENT | MISO_MO-IL | Internal | Winter | B19 | 700 | 2260 | 0 | 59.83 | 57.99 | 8 | 0
2015 | ENT_2_MISO_MO-IL | ENT | MISO_MO-IL | Internal | Winter | B20 | 935 | 2260 | 0 | 59.83 | 53.12 | 8 | 0
2015 | ENT_2_SOCO | ENT | SOCO | Internal | Shoulder | B11 | 25 | 2000 | 721.47 | 82.66 | 90.66 | 8 | 0
2015 | ENT_2_SOCO | ENT | SOCO | Internal | Shoulder | B12 | 200 | 2000 | 0 | 59.47 | 64.75 | 8 | 0
2015 | ENT_2_SOCO | ENT | SOCO | Internal | Shoulder | B13 | 600 | 2000 | 0 | 59.47 | 61.88 | 8 | 0
2015 | ENT_2_SOCO | ENT | SOCO | Internal | Shoulder | B14 | 900 | 2000 | 0 | 58.33 | 61.88 | 8 | 0
2015 | ENT_2_SOCO | ENT | SOCO | Internal | Shoulder | B15 | 1203 | 2000 | 0 | 57.49 | 59.72 | 8 | 0
2015 | ENT_2_SOCO | ENT | SOCO | Internal | Summer | B1 | 10 | 2000 | 0 | 91.77 | 97.87 | 8 | 0
2015 | ENT_2_SOCO | ENT | SOCO | Internal | Summer | B2 | 25 | 2000 | 767.9 | 89.87 | 97.87 | 8 | 0
2015 | ENT_2_SOCO | ENT | SOCO | Internal | Summer | B3 | 75 | 2000 | 1856.26 | 89.87 | 97.87 | 8 | 0
2015 | ENT_2_SOCO | ENT | SOCO | Internal | Summer | B4 | 100 | 2000 | 2000 | 88.79 | 97.87 | 8 | 1.08
2015 | ENT_2_SOCO | ENT | SOCO | Internal | Summer | B5 | 200 | 2000 | 2000 | 83.07 | 91.64 | 8 | 0.57
2015 | ENT_2_SOCO | ENT | SOCO | Internal | Summer | B6 | 300 | 2000 | 2000 | 68.24 | 80.26 | 8 | 4.01
2015 | ENT_2_SOCO | ENT | SOCO | Internal | Summer | B7 | 400 | 2000 | 2000 | 58.69 | 71.81 | 8 | 5.12
2015 | ENT_2_SOCO | ENT | SOCO | Internal | Summer | B8 | 500 | 2000 | 2000 | 58.69 | 67.23 | 8 | 0.54
2015 | ENT_2_SOCO | ENT | SOCO | Internal | Summer | B9 | 800 | 2000 | 0 | 56.32 | 61.24 | 8 | 0
2015 | ENT_2_SOCO | ENT | SOCO | Internal | Summer | B10 | 1262 | 2000 | 0 | 56.32 | 58.55 | 8 | 0
2015 | ENT_2_SOCO | ENT | SOCO | Internal | Winter | B16 | 25 | 2000 | 2000 | 75.87 | 89.5 | 8 | 5.63
2015 | ENT_2_SOCO | ENT | SOCO | Internal | Winter | B17 | 100 | 2000 | 0 | 61.89 | 67.53 | 8 | 0
2015 | ENT_2_SOCO | ENT | SOCO | Internal | Winter | B18 | 400 | 2000 | 0 | 61.89 | 64.36 | 8 | 0
2015 | ENT_2_SOCO | ENT | SOCO | Internal | Winter | B19 | 700 | 2000 | 0 | 59.83 | 64.36 | 8 | 0
2015 | ENT_2_SOCO | ENT | SOCO | Internal | Winter | B20 | 935 | 2000 | 0 | 59.83 | 62.11 | 8 | 0
2015 | ENT_2_SPP_N | ENT | SPP_N | Internal | Shoulder | B11 | 25 | 1300 | 0 | 82.66 | 84.68 | 8 | 0
2015 | ENT_2_SPP_N | ENT | SPP_N | Internal | Shoulder | B12 | 200 | 1300 | 0 | 59.47 | 60.03 | 8 | 0
2015 | ENT_2_SPP_N | ENT | SPP_N | Internal | Shoulder | B13 | 600 | 1300 | 0 | 59.47 | 59.43 | 8 | 0
2015 | ENT_2_SPP_N | ENT | SPP_N | Internal | Shoulder | B14 | 900 | 1300 | 0 | 58.33 | 57.38 | 8 | 0
2015 | ENT_2_SPP_N | ENT | SPP_N | Internal | Shoulder | B15 | 1203 | 1300 | 0 | 57.49 | 57.38 | 8 | 0
2015 | ENT_2_SPP_N | ENT | SPP_N | Internal | Summer | B1 | 10 | 1300 | 0 | 91.77 | 92.6 | 8 | 0
2015 | ENT_2_SPP_N | ENT | SPP_N | Internal | Summer | B2 | 25 | 1300 | 0 | 89.87 | 92.6 | 8 | 0
2015 | ENT_2_SPP_N | ENT | SPP_N | Internal | Summer | B3 | 75 | 1300 | 0 | 89.87 | 92.6 | 8 | 0
2015 | ENT_2_SPP_N | ENT | SPP_N | Internal | Summer | B4 | 100 | 1300 | 0 | 88.79 | 86.99 | 8 | 0
2015 | ENT_2_SPP_N | ENT | SPP_N | Internal | Summer | B5 | 200 | 1300 | 0 | 83.07 | 81.21 | 8 | 0
2015 | ENT_2_SPP_N | ENT | SPP_N | Internal | Summer | B6 | 300 | 1300 | 0 | 68.24 | 76.23 | 8 | 0
2015 | ENT_2_SPP_N | ENT | SPP_N | Internal | Summer | B7 | 400 | 1300 | 0 | 58.69 | 63.81 | 8 | 0
2015 | ENT_2_SPP_N | ENT | SPP_N | Internal | Summer | B8 | 500 | 1300 | 0 | 58.69 | 58.7 | 8 | 0
2015 | ENT_2_SPP_N | ENT | SPP_N | Internal | Summer | B9 | 800 | 1300 | 0 | 56.32 | 56.11 | 8 | 0
2015 | ENT_2_SPP_N | ENT | SPP_N | Internal | Summer | B10 | 1262 | 1300 | 0 | 56.32 | 55.99 | 8 | 0
2015 | ENT_2_SPP_N | ENT | SPP_N | Internal | Winter | B16 | 25 | 1300 | 0 | 75.87 | 70.87 | 8 | 0
2015 | ENT_2_SPP_N | ENT | SPP_N | Internal | Winter | B17 | 100 | 1300 | 0 | 61.89 | 59.86 | 8 | 0
2015 | ENT_2_SPP_N | ENT | SPP_N | Internal | Winter | B18 | 400 | 1300 | 0 | 61.89 | 59.86 | 8 | 0
2015 | ENT_2_SPP_N | ENT | SPP_N | Internal | Winter | B19 | 700 | 1300 | 0 | 59.83 | 59.84 | 8 | 0
2015 | ENT_2_SPP_N | ENT | SPP_N | Internal | Winter | B20 | 935 | 1300 | 0 | 59.83 | 59.72 | 8 | 0
2015 | ENT_2_SPP_S | ENT | SPP_S | Internal | Shoulder | B11 | 25 | 1300 | 0 | 82.66 | 83.05 | 8 | 0
2015 | ENT_2_SPP_S | ENT | SPP_S | Internal | Shoulder | B12 | 200 | 1300 | 0 | 59.47 | 60.04 | 8 | 0
2015 | ENT_2_SPP_S | ENT | SPP_S | Internal | Shoulder | B13 | 600 | 1300 | 0 | 59.47 | 59.44 | 8 | 0
2015 | ENT_2_SPP_S | ENT | SPP_S | Internal | Shoulder | B14 | 900 | 1300 | 0 | 58.33 | 57.39 | 8 | 0
2015 | ENT_2_SPP_S | ENT | SPP_S | Internal | Shoulder | B15 | 1203 | 1300 | 0 | 57.49 | 57.39 | 8 | 0
2015 | ENT_2_SPP_S | ENT | SPP_S | Internal | Summer | B1 | 10 | 1300 | 0 | 91.77 | 90.44 | 8 | 0
2015 | ENT_2_SPP_S | ENT | SPP_S | Internal | Summer | B2 | 25 | 1300 | 0 | 89.87 | 90.44 | 8 | 0
2015 | ENT_2_SPP_S | ENT | SPP_S | Internal | Summer | B3 | 75 | 1300 | 0 | 89.87 | 88.24 | 8 | 0
2015 | ENT_2_SPP_S | ENT | SPP_S | Internal | Summer | B4 | 100 | 1300 | 0 | 88.79 | 83.79 | 8 | 0
2015 | ENT_2_SPP_S | ENT | SPP_S | Internal | Summer | B5 | 200 | 1300 | 0 | 83.07 | 81.19 | 8 | 0
2015 | ENT_2_SPP_S | ENT | SPP_S | Internal | Summer | B6 | 300 | 1300 | 240.83 | 68.24 | 76.24 | 8 | 0
2015 | ENT_2_SPP_S | ENT | SPP_S | Internal | Summer | B7 | 400 | 1300 | 0 | 58.69 | 63.82 | 8 | 0
2015 | ENT_2_SPP_S | ENT | SPP_S | Internal | Summer | B8 | 500 | 1300 | 0 | 58.69 | 58.71 | 8 | 0
2015 | ENT_2_SPP_S | ENT | SPP_S | Internal | Summer | B9 | 800 | 1300 | 0 | 56.32 | 56.13 | 8 | 0
2015 | ENT_2_SPP_S | ENT | SPP_S | Internal | Summer | B10 | 1262 | 1300 | 0 | 56.32 | 56 | 8 | 0
2015 | ENT_2_SPP_S | ENT | SPP_S | Internal | Winter | B16 | 25 | 1300 | 0 | 75.87 | 70.88 | 8 | 0
2015 | ENT_2_SPP_S | ENT | SPP_S | Internal | Winter | B17 | 100 | 1300 | 0 | 61.89 | 59.87 | 8 | 0
2015 | ENT_2_SPP_S | ENT | SPP_S | Internal | Winter | B18 | 400 | 1300 | 0 | 61.89 | 59.87 | 8 | 0
2015 | ENT_2_SPP_S | ENT | SPP_S | Internal | Winter | B19 | 700 | 1300 | 0 | 59.83 | 59.85 | 8 | 0
2015 | ENT_2_SPP_S | ENT | SPP_S | Internal | Winter | B20 | 935 | 1300 | 0 | 59.83 | 59.74 | 8 | 0
2015 | ENT_2_TVA_Transmission | ENT | TVA_Transmission | Internal | Shoulder | B11 | 25 | 2100 | 0 | 82.66 | 81.69 | 8 | 0
2015 | ENT_2_TVA_Transmission | ENT | TVA_Transmission | Internal | Shoulder | B12 | 200 | 2100 | 0 | 59.47 | 66.45 | 8 | 0
2015 | ENT_2_TVA_Transmission | ENT | TVA_Transmission | Internal | Shoulder | B13 | 600 | 2100 | 0 | 59.47 | 63.83 | 8 | 0
2015 | ENT_2_TVA_Transmission | ENT | TVA_Transmission | Internal | Shoulder | B14 | 900 | 2100 | 0 | 58.33 | 62.53 | 8 | 0
2015 | ENT_2_TVA_Transmission | ENT | TVA_Transmission | Internal | Shoulder | B15 | 1203 | 2100 | 0 | 57.49 | 60.97 | 8 | 0
2015 | ENT_2_TVA_Transmission | ENT | TVA_Transmission | Internal | Summer | B1 | 10 | 2100 | 618.37 | 91.77 | 99.77 | 8 | 0
2015 | ENT_2_TVA_Transmission | ENT | TVA_Transmission | Internal | Summer | B2 | 25 | 2100 | 0 | 89.87 | 96.74 | 8 | 0
2015 | ENT_2_TVA_Transmission | ENT | TVA_Transmission | Internal | Summer | B3 | 75 | 2100 | 0 | 89.87 | 95.51 | 8 | 0
2015 | ENT_2_TVA_Transmission | ENT | TVA_Transmission | Internal | Summer | B4 | 100 | 2100 | 0 | 88.79 | 90.99 | 8 | 0
2015 | ENT_2_TVA_Transmission | ENT | TVA_Transmission | Internal | Summer | B5 | 200 | 2100 | 0 | 83.07 | 82.64 | 8 | 0
2015 | ENT_2_TVA_Transmission | ENT | TVA_Transmission | Internal | Summer | B6 | 300 | 2100 | 0 | 68.24 | 72.62 | 8 | 0
2015 | ENT_2_TVA_Transmission | ENT | TVA_Transmission | Internal | Summer | B7 | 400 | 2100 | 0 | 58.69 | 63.36 | 8 | 0
2015 | ENT_2_TVA_Transmission | ENT | TVA_Transmission | Internal | Summer | B8 | 500 | 2100 | 0 | 58.69 | 61.14 | 8 | 0
2015 | ENT_2_TVA_Transmission | ENT | TVA_Transmission | Internal | Summer | B9 | 800 | 2100 | 0 | 56.32 | 60.43 | 8 | 0
2015 | ENT_2_TVA_Transmission | ENT | TVA_Transmission | Internal | Summer | B10 | 1262 | 2100 | 0 | 56.32 | 58.06 | 8 | 0
2015 | ENT_2_TVA_Transmission | ENT | TVA_Transmission | Internal | Winter | B16 | 25 | 2100 | 549.34 | 75.87 | 83.87 | 8 | 0
2015 | ENT_2_TVA_Transmission | ENT | TVA_Transmission | Internal | Winter | B17 | 100 | 2100 | 0 | 61.89 | 69.41 | 8 | 0
2015 | ENT_2_TVA_Transmission | ENT | TVA_Transmission | Internal | Winter | B18 | 400 | 2100 | 0 | 61.89 | 65.26 | 8 | 0
2015 | ENT_2_TVA_Transmission | ENT | TVA_Transmission | Internal | Winter | B19 | 700 | 2100 | 0 | 59.83 | 63.39 | 8 | 0
2015 | ENT_2_TVA_Transmission | ENT | TVA_Transmission | Internal | Winter | B20 | 935 | 2100 | 0 | 59.83 | 61.12 | 8 | 0
2015 | FRCC_2_SOCO | FRCC | SOCO | Internal | Shoulder | B11 | 25 | 900 | 0 | 102.64 | 90.66 | 8 | 0
2015 | FRCC_2_SOCO | FRCC | SOCO | Internal | Shoulder | B12 | 200 | 900 | 0 | 67.61 | 64.75 | 8 | 0
2015 | FRCC_2_SOCO | FRCC | SOCO | Internal | Shoulder | B13 | 600 | 900 | 0 | 66.91 | 61.88 | 8 | 0
2015 | FRCC_2_SOCO | FRCC | SOCO | Internal | Shoulder | B14 | 900 | 900 | 0 | 64.13 | 61.88 | 8 | 0
2015 | FRCC_2_SOCO | FRCC | SOCO | Internal | Shoulder | B15 | 1203 | 900 | 0 | 64.13 | 59.72 | 8 | 0
2015 | FRCC_2_SOCO | FRCC | SOCO | Internal | Summer | B1 | 10 | 900 | 0 | 103.87 | 97.87 | 8 | 0
2015 | FRCC_2_SOCO | FRCC | SOCO | Internal | Summer | B2 | 25 | 900 | 0 | 103.87 | 97.87 | 8 | 0
2015 | FRCC_2_SOCO | FRCC | SOCO | Internal | Summer | B3 | 75 | 900 | 0 | 103.87 | 97.87 | 8 | 0
2015 | FRCC_2_SOCO | FRCC | SOCO | Internal | Summer | B4 | 100 | 900 | 0 | 103.87 | 97.87 | 8 | 0
2015 | FRCC_2_SOCO | FRCC | SOCO | Internal | Summer | B5 | 200 | 900 | 0 | 101.64 | 91.64 | 8 | 0
2015 | FRCC_2_SOCO | FRCC | SOCO | Internal | Summer | B6 | 300 | 900 | 0 | 90.26 | 80.26 | 8 | 0
2015 | FRCC_2_SOCO | FRCC | SOCO | Internal | Summer | B7 | 400 | 900 | 0 | 81.81 | 71.81 | 8 | 0
2015 | FRCC_2_SOCO | FRCC | SOCO | Internal | Summer | B8 | 500 | 900 | 0 | 66.21 | 67.23 | 8 | 0
2015 | FRCC_2_SOCO | FRCC | SOCO | Internal | Summer | B9 | 800 | 900 | 0 | 63.72 | 61.24 | 8 | 0
2015 | FRCC_2_SOCO | FRCC | SOCO | Internal | Summer | B10 | 1262 | 900 | 0 | 63.46 | 58.55 | 8 | 0
2015 | FRCC_2_SOCO | FRCC | SOCO | Internal | Winter | B16 | 25 | 900 | 0 | 99.5 | 89.5 | 8 | 0
2015 | FRCC_2_SOCO | FRCC | SOCO | Internal | Winter | B17 | 100 | 900 | 0 | 69.02 | 67.53 | 8 | 0
2015 | FRCC_2_SOCO | FRCC | SOCO | Internal | Winter | B18 | 400 | 900 | 0 | 67.85 | 64.36 | 8 | 0
2015 | FRCC_2_SOCO | FRCC | SOCO | Internal | Winter | B19 | 700 | 900 | 0 | 66.15 | 64.36 | 8 | 0
2015 | FRCC_2_SOCO | FRCC | SOCO | Internal | Winter | B20 | 935 | 900 | 0 | 66.15 | 62.11 | 8 | 0
2015 | HQ_NEISO_2_NEISO | HQ_NEISO | NEISO | Internal | Shoulder | B11 | 25 | 99999 | 2920 | 55.81 | 55.82 | 0.01 | 0
2015 | HQ_NEISO_2_NEISO | HQ_NEISO | NEISO | Internal | Shoulder | B12 | 200 | 99999 | 2920 | 55.81 | 55.82 | 0.01 | 0
2015 | HQ_NEISO_2_NEISO | HQ_NEISO | NEISO | Internal | Shoulder | B13 | 600 | 99999 | 2920 | 55.81 | 55.82 | 0.01 | 0
2015 | HQ_NEISO_2_NEISO | HQ_NEISO | NEISO | Internal | Shoulder | B14 | 900 | 99999 | 2920 | 55.81 | 55.82 | 0.01 | 0
2015 | HQ_NEISO_2_NEISO | HQ_NEISO | NEISO | Internal | Shoulder | B15 | 1203 | 99999 | 1143.24 | 55.81 | 55.82 | 0.01 | 0
2015 | HQ_NEISO_2_NEISO | HQ_NEISO | NEISO | Internal | Summer | B1 | 10 | 99999 | 2920.1 | 86.47 | 86.49 | 0.01 | 0
2015 | HQ_NEISO_2_NEISO | HQ_NEISO | NEISO | Internal | Summer | B2 | 25 | 99999 | 2920 | 80.9 | 80.91 | 0.01 | 0
2015 | HQ_NEISO_2_NEISO | HQ_NEISO | NEISO | Internal | Summer | B3 | 75 | 99999 | 2920 | 73.2 | 73.21 | 0.01 | 0
2015 | HQ_NEISO_2_NEISO | HQ_NEISO | NEISO | Internal | Summer | B4 | 100 | 99999 | 2920 | 58.46 | 58.47 | 0.01 | 0
2015 | HQ_NEISO_2_NEISO | HQ_NEISO | NEISO | Internal | Summer | B5 | 200 | 99999 | 2920 | 53.12 | 53.13 | 0.01 | 0
2015 | HQ_NEISO_2_NEISO | HQ_NEISO | NEISO | Internal | Summer | B6 | 300 | 99999 | 2920 | 53.12 | 53.13 | 0.01 | 0
2015 | HQ_NEISO_2_NEISO | HQ_NEISO | NEISO | Internal | Summer | B7 | 400 | 99999 | 2920 | 53.12 | 53.13 | 0.01 | 0
2015 | HQ_NEISO_2_NEISO | HQ_NEISO | NEISO | Internal | Summer | B8 | 500 | 99999 | 2920 | 53.12 | 53.13 | 0.01 | 0
2015 | HQ_NEISO_2_NEISO | HQ_NEISO | NEISO | Internal | Summer | B9 | 800 | 99999 | 2920 | 53.12 | 53.13 | 0.01 | 0
2015 | HQ_NEISO_2_NEISO | HQ_NEISO | NEISO | Internal | Summer | B10 | 1262 | 99999 | 795.94 | 53.12 | 53.13 | 0.01 | 0
2015 | HQ_NEISO_2_NEISO | HQ_NEISO | NEISO | Internal | Winter | B16 | 25 | 99999 | 2920 | 64.21 | 64.22 | 0.01 | 0
2015 | HQ_NEISO_2_NEISO | HQ_NEISO | NEISO | Internal | Winter | B17 | 100 | 99999 | 2920 | 64.21 | 64.22 | 0.01 | 0
2015 | HQ_NEISO_2_NEISO | HQ_NEISO | NEISO | Internal | Winter | B18 | 400 | 99999 | 2920 | 64.21 | 64.22 | 0.01 | 0
2015 | HQ_NEISO_2_NEISO | HQ_NEISO | NEISO | Internal | Winter | B19 | 700 | 99999 | 2920 | 64.21 | 64.22 | 0.01 | 0
2015 | HQ_NEISO_2_NEISO | HQ_NEISO | NEISO | Internal | Winter | B20 | 935 | 99999 | 1233.58 | 64.21 | 64.22 | 0.01 | 0
2015 | HQ_NY_2_NYISO_A-F | HQ_NY | NYISO_A-F | Internal | Shoulder | B11 | 25 | 99999 | 1000 | 59.16 | 59.17 | 0.01 | 0
2015 | HQ_NY_2_NYISO_A-F | HQ_NY | NYISO_A-F | Internal | Shoulder | B12 | 200 | 99999 | 1000 | 57.81 | 57.82 | 0.01 | 0
2015 | HQ_NY_2_NYISO_A-F | HQ_NY | NYISO_A-F | Internal | Shoulder | B13 | 600 | 99999 | 1000 | 56.87 | 56.88 | 0.01 | 0
2015 | HQ_NY_2_NYISO_A-F | HQ_NY | NYISO_A-F | Internal | Shoulder | B14 | 900 | 99999 | 1000 | 56.87 | 56.88 | 0.01 | 0
2015 | HQ_NY_2_NYISO_A-F | HQ_NY | NYISO_A-F | Internal | Shoulder | B15 | 1203 | 99999 | 188.69 | 56.87 | 56.88 | 0.01 | 0
2015 | HQ_NY_2_NYISO_A-F | HQ_NY | NYISO_A-F | Internal | Summer | B1 | 10 | 99999 | 1000.1 | 85.85 | 85.86 | 0.01 | 0
2015 | HQ_NY_2_NYISO_A-F | HQ_NY | NYISO_A-F | Internal | Summer | B2 | 25 | 99999 | 1000.1 | 83.87 | 83.88 | 0.01 | 0
2015 | HQ_NY_2_NYISO_A-F | HQ_NY | NYISO_A-F | Internal | Summer | B3 | 75 | 99999 | 1000 | 76.2 | 76.21 | 0.01 | 0
2015 | HQ_NY_2_NYISO_A-F | HQ_NY | NYISO_A-F | Internal | Summer | B4 | 100 | 99999 | 1000 | 74.71 | 74.73 | 0.01 | 0
2015 | HQ_NY_2_NYISO_A-F | HQ_NY | NYISO_A-F | Internal | Summer | B5 | 200 | 99999 | 1000 | 68.62 | 68.63 | 0.01 | 0
2015 | HQ_NY_2_NYISO_A-F | HQ_NY | NYISO_A-F | Internal | Summer | B6 | 300 | 99999 | 1000 | 57.83 | 57.84 | 0.01 | 0
2015 | HQ_NY_2_NYISO_A-F | HQ_NY | NYISO_A-F | Internal | Summer | B7 | 400 | 99999 | 1000 | 56.09 | 56.1 | 0.01 | 0
2015 | HQ_NY_2_NYISO_A-F | HQ_NY | NYISO_A-F | Internal | Summer | B8 | 500 | 99999 | 1000 | 55.23 | 55.24 | 0.01 | 0
2015 | HQ_NY_2_NYISO_A-F | HQ_NY | NYISO_A-F | Internal | Summer | B9 | 800 | 99999 | 1000 | 54.25 | 54.26 | 0.01 | 0
2015 | HQ_NY_2_NYISO_A-F | HQ_NY | NYISO_A-F | Internal | Summer | B10 | 1262 | 99999 | 30.11 | 54.25 | 54.26 | 0.01 | 0
2015 | HQ_NY_2_NYISO_A-F | HQ_NY | NYISO_A-F | Internal | Winter | B16 | 25 | 99999 | 1000 | 67.19 | 67.21 | 0.01 | 0
2015 | HQ_NY_2_NYISO_A-F | HQ_NY | NYISO_A-F | Internal | Winter | B17 | 100 | 99999 | 1000 | 63.53 | 63.55 | 0.01 | 0
2015 | HQ_NY_2_NYISO_A-F | HQ_NY | NYISO_A-F | Internal | Winter | B18 | 400 | 99999 | 1000 | 61.58 | 61.59 | 0.01 | 0
2015 | HQ_NY_2_NYISO_A-F | HQ_NY | NYISO_A-F | Internal | Winter | B19 | 700 | 99999 | 1000 | 61.58 | 61.59 | 0.01 | 0
2015 | HQ_NY_2_NYISO_A-F | HQ_NY | NYISO_A-F | Internal | Winter | B20 | 935 | 99999 | 229.95 | 61.58 | 61.59 | 0.01 | 0
2015 | HQ_IESO_2_IESO | HQ_IESO | IESO | Internal | Shoulder | B11 | 25 | 99999 | 400 | 15.2 | 15.22 | 0.01 | 0
2015 | HQ_IESO_2_IESO | HQ_IESO | IESO | Internal | Shoulder | B12 | 200 | 99999 | 400 | 15.2 | 15.22 | 0.01 | 0
2015 | HQ_IESO_2_IESO | HQ_IESO | IESO | Internal | Shoulder | B13 | 600 | 99999 | 400 | 15.2 | 15.22 | 0.01 | 0
2015 | HQ_IESO_2_IESO | HQ_IESO | IESO | Internal | Shoulder | B14 | 900 | 99999 | 400 | 15.2 | 15.22 | 0.01 | 0
2015 | HQ_IESO_2_IESO | HQ_IESO | IESO | Internal | Shoulder | B15 | 1203 | 99999 | 75.48 | 15.2 | 15.22 | 0.01 | 0
2015 | HQ_IESO_2_IESO | HQ_IESO | IESO | Internal | Summer | B1 | 10 | 99999 | 400 | 78.85 | 78.86 | 0.01 | 0
2015 | HQ_IESO_2_IESO | HQ_IESO | IESO | Internal | Summer | B2 | 25 | 99999 | 400 | 76.87 | 76.88 | 0.01 | 0
2015 | HQ_IESO_2_IESO | HQ_IESO | IESO | Internal | Summer | B3 | 75 | 99999 | 400 | 69.2 | 69.21 | 0.01 | 0
2015 | HQ_IESO_2_IESO | HQ_IESO | IESO | Internal | Summer | B4 | 100 | 99999 | 400 | 42.47 | 42.48 | 0.01 | 0
2015 | HQ_IESO_2_IESO | HQ_IESO | IESO | Internal | Summer | B5 | 200 | 99999 | 400 | 42.47 | 42.48 | 0.01 | 0
2015 | HQ_IESO_2_IESO | HQ_IESO | IESO | Internal | Summer | B6 | 300 | 99999 | 400 | 10.79 | 10.8 | 0.01 | 0
2015 | HQ_IESO_2_IESO | HQ_IESO | IESO | Internal | Summer | B7 | 400 | 99999 | 400 | 10.79 | 10.8 | 0.01 | 0
2015 | HQ_IESO_2_IESO | HQ_IESO | IESO | Internal | Summer | B8 | 500 | 99999 | 400 | 10.79 | 10.8 | 0.01 | 0
2015 | HQ_IESO_2_IESO | HQ_IESO | IESO | Internal | Summer | B9 | 800 | 99999 | 400 | 10.79 | 10.8 | 0.01 | 0
2015 | HQ_IESO_2_IESO | HQ_IESO | IESO | Internal | Summer | B10 | 1262 | 99999 | 12.04 | 10.79 | 10.8 | 0.01 | 0
2015 | HQ_IESO_2_IESO | HQ_IESO | IESO | Internal | Winter | B16 | 25 | 99999 | 400 | 45.51 | 45.52 | 0.01 | 0
2015 | HQ_IESO_2_IESO | HQ_IESO | IESO | Internal | Winter | B17 | 100 | 99999 | 400 | 45.51 | 45.52 | 0.01 | 0
2015 | HQ_IESO_2_IESO | HQ_IESO | IESO | Internal | Winter | B18 | 400 | 99999 | 400 | 45.51 | 45.52 | 0.01 | 0
2015 | HQ_IESO_2_IESO | HQ_IESO | IESO | Internal | Winter | B19 | 700 | 99999 | 400 | 45.51 | 45.52 | 0.01 | 0
2015 | HQ_IESO_2_IESO | HQ_IESO | IESO | Internal | Winter | B20 | 935 | 99999 | 91.98 | 45.51 | 45.52 | 0.01 | 0
2015 | IESO_2_MAPP_CA | IESO | MAPP_CA | Internal | Shoulder | B11 | 25 | 262 | 262 | 15.22 | 70.97 | 7 | 48.76
2015 | IESO_2_MAPP_CA | IESO | MAPP_CA | Internal | Shoulder | B12 | 200 | 262 | 262 | 15.22 | 62.94 | 7 | 40.72
2015 | IESO_2_MAPP_CA | IESO | MAPP_CA | Internal | Shoulder | B13 | 600 | 262 | 262 | 15.22 | 59.58 | 7 | 37.37
2015 | IESO_2_MAPP_CA | IESO | MAPP_CA | Internal | Shoulder | B14 | 900 | 262 | 262 | 15.22 | 56.86 | 7 | 34.64
2015 | IESO_2_MAPP_CA | IESO | MAPP_CA | Internal | Shoulder | B15 | 1203 | 262 | 262 | 15.22 | 56.86 | 7 | 34.64
2015 | IESO_2_MAPP_CA | IESO | MAPP_CA | Internal | Summer | B1 | 10 | 262 | 0 | 78.86 | 77.76 | 7 | 0
2015 | IESO_2_MAPP_CA | IESO | MAPP_CA | Internal | Summer | B2 | 25 | 262 | 0.31 | 76.88 | 83.88 | 7 | 0
2015 | IESO_2_MAPP_CA | IESO | MAPP_CA | Internal | Summer | B3 | 75 | 262 | 262 | 69.21 | 77.38 | 7 | 1.17
2015 | IESO_2_MAPP_CA | IESO | MAPP_CA | Internal | Summer | B4 | 100 | 262 | 262 | 42.48 | 75.73 | 7 | 26.25
2015 | IESO_2_MAPP_CA | IESO | MAPP_CA | Internal | Summer | B5 | 200 | 262 | 262 | 42.48 | 75.73 | 7 | 26.25
2015 | IESO_2_MAPP_CA | IESO | MAPP_CA | Internal | Summer | B6 | 300 | 262 | 262 | 10.8 | 69.22 | 7 | 51.42
2015 | IESO_2_MAPP_CA | IESO | MAPP_CA | Internal | Summer | B7 | 400 | 262 | 262 | 10.8 | 56.8 | 7 | 39
2015 | IESO_2_MAPP_CA | IESO | MAPP_CA | Internal | Summer | B8 | 500 | 262 | 262 | 10.8 | 54.36 | 7 | 36.56
2015 | IESO_2_MAPP_CA | IESO | MAPP_CA | Internal | Summer | B9 | 800 | 262 | 262 | 10.8 | 52.91 | 7 | 35.11
2015 | IESO_2_MAPP_CA | IESO | MAPP_CA | Internal | Summer | B10 | 1262 | 262 | 262 | 10.8 | 52.91 | 7 | 35.11
2015 | IESO_2_MAPP_CA | IESO | MAPP_CA | Internal | Winter | B16 | 25 | 262 | 262 | 45.52 | 75.85 | 7 | 23.33
2015 | IESO_2_MAPP_CA | IESO | MAPP_CA | Internal | Winter | B17 | 100 | 262 | 262 | 45.52 | 64.2 | 7 | 11.68
2015 | IESO_2_MAPP_CA | IESO | MAPP_CA | Internal | Winter | B18 | 400 | 262 | 262 | 45.52 | 60.71 | 7 | 8.19
2015 | IESO_2_MAPP_CA | IESO | MAPP_CA | Internal | Winter | B19 | 700 | 262 | 262 | 45.52 | 57.99 | 7 | 5.47
2015 | IESO_2_MAPP_CA | IESO | MAPP_CA | Internal | Winter | B20 | 935 | 262 | 262 | 45.52 | 57.99 | 7 | 5.47
2015 | IESO_2_MISO_MI | IESO | MISO_MI | Internal | Shoulder | B11 | 25 | 1840 | 1840 | 15.22 | 74.49 | 7 | 52.28
2015 | IESO_2_MISO_MI | IESO | MISO_MI | Internal | Shoulder | B12 | 200 | 1840 | 1840 | 15.22 | 66.56 | 7 | 44.34
2015 | IESO_2_MISO_MI | IESO | MISO_MI | Internal | Shoulder | B13 | 600 | 1840 | 1840 | 15.22 | 59.63 | 7 | 37.41
2015 | IESO_2_MISO_MI | IESO | MISO_MI | Internal | Shoulder | B14 | 900 | 1840 | 1840 | 15.22 | 56.91 | 7 | 34.69
2015 | IESO_2_MISO_MI | IESO | MISO_MI | Internal | Shoulder | B15 | 1203 | 1840 | 1840 | 15.22 | 54.09 | 7 | 31.87
2015 | IESO_2_MISO_MI | IESO | MISO_MI | Internal | Summer | B1 | 10 | 1840 | 1840 | 78.86 | 91.77 | 7 | 5.92
2015 | IESO_2_MISO_MI | IESO | MISO_MI | Internal | Summer | B2 | 25 | 1840 | 1840 | 76.88 | 91.77 | 7 | 7.89
2015 | IESO_2_MISO_MI | IESO | MISO_MI | Internal | Summer | B3 | 75 | 1840 | 1840 | 69.21 | 87.53 | 7 | 11.31
2015 | IESO_2_MISO_MI | IESO | MISO_MI | Internal | Summer | B4 | 100 | 1840 | 1840 | 42.48 | 86.7 | 7 | 37.21
2015 | IESO_2_MISO_MI | IESO | MISO_MI | Internal | Summer | B5 | 200 | 1840 | 1840 | 42.48 | 74.64 | 7 | 25.15
2015 | IESO_2_MISO_MI | IESO | MISO_MI | Internal | Summer | B6 | 300 | 1840 | 1840 | 10.8 | 69.24 | 7 | 51.45
2015 | IESO_2_MISO_MI | IESO | MISO_MI | Internal | Summer | B7 | 400 | 1840 | 1840 | 10.8 | 56.84 | 7 | 39.05
2015 | IESO_2_MISO_MI | IESO | MISO_MI | Internal | Summer | B8 | 500 | 1840 | 1840 | 10.8 | 54.41 | 7 | 36.61
2015 | IESO_2_MISO_MI | IESO | MISO_MI | Internal | Summer | B9 | 800 | 1840 | 1840 | 10.8 | 53.25 | 7 | 35.45
2015 | IESO_2_MISO_MI | IESO | MISO_MI | Internal | Summer | B10 | 1262 | 1840 | 1840 | 10.8 | 52.23 | 7 | 34.43
2015 | IESO_2_MISO_MI | IESO | MISO_MI | Internal | Winter | B16 | 25 | 1840 | 1840 | 45.52 | 75.87 | 7 | 23.35
2015 | IESO_2_MISO_MI | IESO | MISO_MI | Internal | Winter | B17 | 100 | 1840 | 1840 | 45.52 | 69.53 | 7 | 17.01
2015 | IESO_2_MISO_MI | IESO | MISO_MI | Internal | Winter | B18 | 400 | 1840 | 1840 | 45.52 | 60.74 | 7 | 8.22
2015 | IESO_2_MISO_MI | IESO | MISO_MI | Internal | Winter | B19 | 700 | 1840 | 1840 | 45.52 | 58.01 | 7 | 5.49
2015 | IESO_2_MISO_MI | IESO | MISO_MI | Internal | Winter | B20 | 935 | 1840 | 1840 | 45.52 | 53.14 | 7 | 0.62
2015 | IESO_2_MISO_W | IESO | MISO_W | Internal | Shoulder | B11 | 25 | 140 | 140 | 15.22 | 77.68 | 7 | 55.47
2015 | IESO_2_MISO_W | IESO | MISO_W | Internal | Shoulder | B12 | 200 | 140 | 140 | 15.22 | 62.95 | 7 | 40.73
2015 | IESO_2_MISO_W | IESO | MISO_W | Internal | Shoulder | B13 | 600 | 140 | 140 | 15.22 | 59.59 | 7 | 37.38
2015 | IESO_2_MISO_W | IESO | MISO_W | Internal | Shoulder | B14 | 900 | 140 | 140 | 15.22 | 56.87 | 7 | 34.65
2015 | IESO_2_MISO_W | IESO | MISO_W | Internal | Shoulder | B15 | 1203 | 140 | 140 | 15.22 | 54.08 | 7 | 31.86
2015 | IESO_2_MISO_W | IESO | MISO_W | Internal | Summer | B1 | 10 | 140 | 140 | 78.86 | 91.76 | 7 | 5.9
2015 | IESO_2_MISO_W | IESO | MISO_W | Internal | Summer | B2 | 25 | 140 | 140 | 76.88 | 88.73 | 7 | 4.84
2015 | IESO_2_MISO_W | IESO | MISO_W | Internal | Summer | B3 | 75 | 140 | 140 | 69.21 | 88.73 | 7 | 12.52
2015 | IESO_2_MISO_W | IESO | MISO_W | Internal | Summer | B4 | 100 | 140 | 140 | 42.48 | 86.97 | 7 | 37.49
2015 | IESO_2_MISO_W | IESO | MISO_W | Internal | Summer | B5 | 200 | 140 | 140 | 42.48 | 76.61 | 7 | 27.13
2015 | IESO_2_MISO_W | IESO | MISO_W | Internal | Summer | B6 | 300 | 140 | 140 | 10.8 | 69.23 | 7 | 51.43
2015 | IESO_2_MISO_W | IESO | MISO_W | Internal | Summer | B7 | 400 | 140 | 140 | 10.8 | 56.81 | 7 | 39.01
2015 | IESO_2_MISO_W | IESO | MISO_W | Internal | Summer | B8 | 500 | 140 | 140 | 10.8 | 54.37 | 7 | 36.58
2015 | IESO_2_MISO_W | IESO | MISO_W | Internal | Summer | B9 | 800 | 140 | 140 | 10.8 | 52.92 | 7 | 35.12
2015 | IESO_2_MISO_W | IESO | MISO_W | Internal | Summer | B10 | 1262 | 140 | 140 | 10.8 | 51.52 | 7 | 33.72
2015 | IESO_2_MISO_W | IESO | MISO_W | Internal | Winter | B16 | 25 | 140 | 140 | 45.52 | 75.86 | 7 | 23.34
2015 | IESO_2_MISO_W | IESO | MISO_W | Internal | Winter | B17 | 100 | 140 | 140 | 45.52 | 64.21 | 7 | 11.69
2015 | IESO_2_MISO_W | IESO | MISO_W | Internal | Winter | B18 | 400 | 140 | 140 | 45.52 | 60.72 | 7 | 8.2
2015 | IESO_2_MISO_W | IESO | MISO_W | Internal | Winter | B19 | 700 | 140 | 140 | 45.52 | 58 | 7 | 5.48
2015 | IESO_2_MISO_W | IESO | MISO_W | Internal | Winter | B20 | 935 | 140 | 140 | 45.52 | 53.12 | 7 | 0.6
2015 | IESO_2_NYISO_A-F | IESO | NYISO_A-F | Internal | Shoulder | B11 | 25 | 1725 | 1725 | 15.22 | 59.17 | 7 | 36.95
2015 | IESO_2_NYISO_A-F | IESO | NYISO_A-F | Internal | Shoulder | B12 | 200 | 1725 | 1725 | 15.22 | 57.82 | 7 | 35.6
2015 | IESO_2_NYISO_A-F | IESO | NYISO_A-F | Internal | Shoulder | B13 | 600 | 1725 | 1725 | 15.22 | 56.88 | 7 | 34.67
2015 | IESO_2_NYISO_A-F | IESO | NYISO_A-F | Internal | Shoulder | B14 | 900 | 1725 | 1725 | 15.22 | 56.88 | 7 | 34.67
2015 | IESO_2_NYISO_A-F | IESO | NYISO_A-F | Internal | Shoulder | B15 | 1203 | 1725 | 1725 | 15.22 | 56.88 | 7 | 34.67
2015 | IESO_2_NYISO_A-F | IESO | NYISO_A-F | Internal | Summer | B1 | 10 | 1725 | 747.59 | 78.86 | 85.86 | 7 | 0
2015 | IESO_2_NYISO_A-F | IESO | NYISO_A-F | Internal | Summer | B2 | 25 | 1725 | 966.87 | 76.88 | 83.88 | 7 | 0
2015 | IESO_2_NYISO_A-F | IESO | NYISO_A-F | Internal | Summer | B3 | 75 | 1725 | 1560.84 | 69.21 | 76.21 | 7 | 0
2015 | IESO_2_NYISO_A-F | IESO | NYISO_A-F | Internal | Summer | B4 | 100 | 1725 | 1725 | 42.48 | 74.73 | 7 | 25.24
2015 | IESO_2_NYISO_A-F | IESO | NYISO_A-F | Internal | Summer | B5 | 200 | 1725 | 1725 | 42.48 | 68.63 | 7 | 19.14
2015 | IESO_2_NYISO_A-F | IESO | NYISO_A-F | Internal | Summer | B6 | 300 | 1725 | 1725 | 10.8 | 57.84 | 7 | 40.04
2015 | IESO_2_NYISO_A-F | IESO | NYISO_A-F | Internal | Summer | B7 | 400 | 1725 | 1725 | 10.8 | 56.1 | 7 | 38.31
2015 | IESO_2_NYISO_A-F | IESO | NYISO_A-F | Internal | Summer | B8 | 500 | 1725 | 1725 | 10.8 | 55.24 | 7 | 37.44
2015 | IESO_2_NYISO_A-F | IESO | NYISO_A-F | Internal | Summer | B9 | 800 | 1725 | 1725 | 10.8 | 54.26 | 7 | 36.47
2015 | IESO_2_NYISO_A-F | IESO | NYISO_A-F | Internal | Summer | B10 | 1262 | 1725 | 1725 | 10.8 | 54.26 | 7 | 36.47
2015 | IESO_2_NYISO_A-F | IESO | NYISO_A-F | Internal | Winter | B16 | 25 | 1725 | 1725 | 45.52 | 67.21 | 7 | 14.69
2015 | IESO_2_NYISO_A-F | IESO | NYISO_A-F | Internal | Winter | B17 | 100 | 1725 | 1725 | 45.52 | 63.55 | 7 | 11.02
2015 | IESO_2_NYISO_A-F | IESO | NYISO_A-F | Internal | Winter | B18 | 400 | 1725 | 1725 | 45.52 | 61.59 | 7 | 9.07
2015 | IESO_2_NYISO_A-F | IESO | NYISO_A-F | Internal | Winter | B19 | 700 | 1725 | 1725 | 45.52 | 61.59 | 7 | 9.07
2015 | IESO_2_NYISO_A-F | IESO | NYISO_A-F | Internal | Winter | B20 | 935 | 1725 | 1725 | 45.52 | 61.59 | 7 | 9.07
2015 | MAPP_CA_2_MAPP_US | MAPP_CA | MAPP_US | Internal | Shoulder | B11 | 25 | 372 | 0 | 70.97 | 70.68 | 7 | 0
2015 | MAPP_CA_2_MAPP_US | MAPP_CA | MAPP_US | Internal | Shoulder | B12 | 200 | 372 | 0 | 62.94 | 55.95 | 7 | 0
2015 | MAPP_CA_2_MAPP_US | MAPP_CA | MAPP_US | Internal | Shoulder | B13 | 600 | 372 | 0 | 59.58 | 55.45 | 7 | 0
2015 | MAPP_CA_2_MAPP_US | MAPP_CA | MAPP_US | Internal | Shoulder | B14 | 900 | 372 | 0 | 56.86 | 55.45 | 7 | 0
2015 | MAPP_CA_2_MAPP_US | MAPP_CA | MAPP_US | Internal | Shoulder | B15 | 1203 | 372 | 0 | 56.86 | 55.45 | 7 | 0
2015 | MAPP_CA_2_MAPP_US | MAPP_CA | MAPP_US | Internal | Summer | B1 | 10 | 372 | 108.73 | 77.76 | 84.76 | 7 | 0
2015 | MAPP_CA_2_MAPP_US | MAPP_CA | MAPP_US | Internal | Summer | B2 | 25 | 372 | 0 | 83.88 | 84.38 | 7 | 0
2015 | MAPP_CA_2_MAPP_US | MAPP_CA | MAPP_US | Internal | Summer | B3 | 75 | 372 | 201.2 | 77.38 | 84.38 | 7 | 0
2015 | MAPP_CA_2_MAPP_US | MAPP_CA | MAPP_US | Internal | Summer | B4 | 100 | 372 | 0 | 75.73 | 79.97 | 7 | 0
2015 | MAPP_CA_2_MAPP_US | MAPP_CA | MAPP_US | Internal | Summer | B5 | 200 | 372 | 0 | 75.73 | 69.61 | 7 | 0
2015 | MAPP_CA_2_MAPP_US | MAPP_CA | MAPP_US | Internal | Summer | B6 | 300 | 372 | 0 | 69.22 | 62.23 | 7 | 0
2015 | MAPP_CA_2_MAPP_US | MAPP_CA | MAPP_US | Internal | Summer | B7 | 400 | 372 | 0 | 56.8 | 52.68 | 7 | 0
2015 | MAPP_CA_2_MAPP_US | MAPP_CA | MAPP_US | Internal | Summer | B8 | 500 | 372 | 0 | 54.36 | 52.01 | 7 | 0
2015 | MAPP_CA_2_MAPP_US | MAPP_CA | MAPP_US | Internal | Summer | B9 | 800 | 372 | 0 | 52.91 | 52.01 | 7 | 0
2015 | MAPP_CA_2_MAPP_US | MAPP_CA | MAPP_US | Internal | Summer | B10 | 1262 | 372 | 0 | 52.91 | 52.01 | 7 | 0
2015 | MAPP_CA_2_MAPP_US | MAPP_CA | MAPP_US | Internal | Winter | B16 | 25 | 372 | 0 | 75.85 | 68.86 | 7 | 0
2015 | MAPP_CA_2_MAPP_US | MAPP_CA | MAPP_US | Internal | Winter | B17 | 100 | 372 | 0 | 64.2 | 58.09 | 7 | 0
2015 | MAPP_CA_2_MAPP_US | MAPP_CA | MAPP_US | Internal | Winter | B18 | 400 | 372 | 0 | 60.71 | 58.09 | 7 | 0
2015 | MAPP_CA_2_MAPP_US | MAPP_CA | MAPP_US | Internal | Winter | B19 | 700 | 372 | 0 | 57.99 | 58.09 | 7 | 0
2015 | MAPP_CA_2_MAPP_US | MAPP_CA | MAPP_US | Internal | Winter | B20 | 935 | 372 | 0 | 57.99 | 58.09 | 7 | 0
2015 | MAPP_CA_2_MISO_W | MAPP_CA | MISO_W | Internal | Shoulder | B11 | 25 | 2196 | 2196 | 70.97 | 77.68 | 0.01 | 6.7
2015 | MAPP_CA_2_MISO_W | MAPP_CA | MISO_W | Internal | Shoulder | B12 | 200 | 2196 | 1551.2 | 62.94 | 62.95 | 0.01 | 0
2015 | MAPP_CA_2_MISO_W | MAPP_CA | MISO_W | Internal | Shoulder | B13 | 600 | 2196 | 1633.52 | 59.58 | 59.59 | 0.01 | 0
2015 | MAPP_CA_2_MISO_W | MAPP_CA | MISO_W | Internal | Shoulder | B14 | 900 | 2196 | 1189.33 | 56.86 | 56.87 | 0.01 | 0
2015 | MAPP_CA_2_MISO_W | MAPP_CA | MISO_W | Internal | Shoulder | B15 | 1203 | 2196 | 0 | 56.86 | 54.08 | 0.01 | 0
2015 | MAPP_CA_2_MISO_W | MAPP_CA | MISO_W | Internal | Summer | B1 | 10 | 2196 | 2196 | 77.76 | 91.76 | 0.01 | 13.99
2015 | MAPP_CA_2_MISO_W | MAPP_CA | MISO_W | Internal | Summer | B2 | 25 | 2196 | 2196 | 83.88 | 88.73 | 0.01 | 4.83
2015 | MAPP_CA_2_MISO_W | MAPP_CA | MISO_W | Internal | Summer | B3 | 75 | 2196 | 2196 | 77.38 | 88.73 | 0.01 | 11.34
2015 | MAPP_CA_2_MISO_W | MAPP_CA | MISO_W | Internal | Summer | B4 | 100 | 2196 | 2196 | 75.73 | 86.97 | 0.01 | 11.23
2015 | MAPP_CA_2_MISO_W | MAPP_CA | MISO_W | Internal | Summer | B5 | 200 | 2196 | 2196 | 75.73 | 76.61 | 0.01 | 0.87
2015 | MAPP_CA_2_MISO_W | MAPP_CA | MISO_W | Internal | Summer | B6 | 300 | 2196 | 1570.73 | 69.22 | 69.23 | 0.01 | 0
2015 | MAPP_CA_2_MISO_W | MAPP_CA | MISO_W | Internal | Summer | B7 | 400 | 2196 | 1689.75 | 56.8 | 56.81 | 0.01 | 0
2015 | MAPP_CA_2_MISO_W | MAPP_CA | MISO_W | Internal | Summer | B8 | 500 | 2196 | 1861.57 | 54.36 | 54.37 | 0.01 | 0
2015 | MAPP_CA_2_MISO_W | MAPP_CA | MISO_W | Internal | Summer | B9 | 800 | 2196 | 1206.73 | 52.91 | 52.92 | 0.01 | 0
2015 | MAPP_CA_2_MISO_W | MAPP_CA | MISO_W | Internal | Summer | B10 | 1262 | 2196 | 0 | 52.91 | 51.52 | 0.01 | 0
2015 | MAPP_CA_2_MISO_W | MAPP_CA | MISO_W | Internal | Winter | B16 | 25 | 2196 | 1311.09 | 75.85 | 75.86 | 0.01 | 0
2015 | MAPP_CA_2_MISO_W | MAPP_CA | MISO_W | Internal | Winter | B17 | 100 | 2196 | 674.06 | 64.2 | 64.21 | 0.01 | 0
2015 | MAPP_CA_2_MISO_W | MAPP_CA | MISO_W | Internal | Winter | B18 | 400 | 2196 | 768.1 | 60.71 | 60.72 | 0.01 | 0
2015 | MAPP_CA_2_MISO_W | MAPP_CA | MISO_W | Internal | Winter | B19 | 700 | 2196 | 12.36 | 57.99 | 58 | 0.01 | 0
2015 | MAPP_CA_2_MISO_W | MAPP_CA | MISO_W | Internal | Winter | B20 | 935 | 2196 | 0 | 57.99 | 53.12 | 0.01 | 0
2015 | MAPP_US_2_MAPP_CA | MAPP_US | MAPP_CA | Internal | Shoulder | B11 | 25 | 165 | 0 | 70.68 | 70.97 | 7 | 0
2015 | MAPP_US_2_MAPP_CA | MAPP_US | MAPP_CA | Internal | Shoulder | B12 | 200 | 165 | 0 | 55.95 | 62.94 | 7 | 0
2015 | MAPP_US_2_MAPP_CA | MAPP_US | MAPP_CA | Internal | Shoulder | B13 | 600 | 165 | 0 | 55.45 | 59.58 | 7 | 0
2015 | MAPP_US_2_MAPP_CA | MAPP_US | MAPP_CA | Internal | Shoulder | B14 | 900 | 165 | 0 | 55.45 | 56.86 | 7 | 0
2015 | MAPP_US_2_MAPP_CA | MAPP_US | MAPP_CA | Internal | Shoulder | B15 | 1203 | 165 | 0 | 55.45 | 56.86 | 7 | 0
2015 | MAPP_US_2_MAPP_CA | MAPP_US | MAPP_CA | Internal | Summer | B1 | 10 | 165 | 0 | 84.76 | 77.76 | 7 | 0
2015 | MAPP_US_2_MAPP_CA | MAPP_US | MAPP_CA | Internal | Summer | B2 | 25 | 165 | 0 | 84.38 | 83.88 | 7 | 0
2015 | MAPP_US_2_MAPP_CA | MAPP_US | MAPP_CA | Internal | Summer | B3 | 75 | 165 | 0 | 84.38 | 77.38 | 7 | 0
2015 | MAPP_US_2_MAPP_CA | MAPP_US | MAPP_CA | Internal | Summer | B4 | 100 | 165 | 0 | 79.97 | 75.73 | 7 | 0
2015 | MAPP_US_2_MAPP_CA | MAPP_US | MAPP_CA | Internal | Summer | B5 | 200 | 165 | 0 | 69.61 | 75.73 | 7 | 0
2015 | MAPP_US_2_MAPP_CA | MAPP_US | MAPP_CA | Internal | Summer | B6 | 300 | 165 | 0 | 62.23 | 69.22 | 7 | 0
2015 | MAPP_US_2_MAPP_CA | MAPP_US | MAPP_CA | Internal | Summer | B7 | 400 | 165 | 0 | 52.68 | 56.8 | 7 | 0
2015 | MAPP_US_2_MAPP_CA | MAPP_US | MAPP_CA | Internal | Summer | B8 | 500 | 165 | 0 | 52.01 | 54.36 | 7 | 0
2015 | MAPP_US_2_MAPP_CA | MAPP_US | MAPP_CA | Internal | Summer | B9 | 800 | 165 | 0 | 52.01 | 52.91 | 7 | 0
2015 | MAPP_US_2_MAPP_CA | MAPP_US | MAPP_CA | Internal | Summer | B10 | 1262 | 165 | 0 | 52.01 | 52.91 | 7 | 0
2015 | MAPP_US_2_MAPP_CA | MAPP_US | MAPP_CA | Internal | Winter | B16 | 25 | 165 | 0 | 68.86 | 75.85 | 7 | 0
2015 | MAPP_US_2_MAPP_CA | MAPP_US | MAPP_CA | Internal | Winter | B17 | 100 | 165 | 0 | 58.09 | 64.2 | 7 | 0
2015 | MAPP_US_2_MAPP_CA | MAPP_US | MAPP_CA | Internal | Winter | B18 | 400 | 165 | 0 | 58.09 | 60.71 | 7 | 0
2015 | MAPP_US_2_MAPP_CA | MAPP_US | MAPP_CA | Internal | Winter | B19 | 700 | 165 | 0 | 58.09 | 57.99 | 7 | 0
2015 | MAPP_US_2_MAPP_CA | MAPP_US | MAPP_CA | Internal | Winter | B20 | 935 | 165 | 0 | 58.09 | 57.99 | 7 | 0
2015 | MAPP_US_2_MISO_W | MAPP_US | MISO_W | Internal | Shoulder | B11 | 25 | 2635 | 575.03 | 70.68 | 77.68 | 7 | 0
2015 | MAPP_US_2_MISO_W | MAPP_US | MISO_W | Internal | Shoulder | B12 | 200 | 2635 | 1022 | 55.95 | 62.95 | 7 | 0
2015 | MAPP_US_2_MISO_W | MAPP_US | MISO_W | Internal | Shoulder | B13 | 600 | 2635 | 0 | 55.45 | 59.59 | 7 | 0
2015 | MAPP_US_2_MISO_W | MAPP_US | MISO_W | Internal | Shoulder | B14 | 900 | 2635 | 0 | 55.45 | 56.87 | 7 | 0
2015 | MAPP_US_2_MISO_W | MAPP_US | MISO_W | Internal | Shoulder | B15 | 1203 | 2635 | 0 | 55.45 | 54.08 | 7 | 0
2015 | MAPP_US_2_MISO_W | MAPP_US | MISO_W | Internal | Summer | B1 | 10 | 2635 | 829.73 | 84.76 | 91.76 | 7 | 0
2015 | MAPP_US_2_MISO_W | MAPP_US | MISO_W | Internal | Summer | B2 | 25 | 2635 | 0 | 84.38 | 88.73 | 7 | 0
2015 | MAPP_US_2_MISO_W | MAPP_US | MISO_W | Internal | Summer | B3 | 75 | 2635 | 0 | 84.38 | 88.73 | 7 | 0
2015 | MAPP_US_2_MISO_W | MAPP_US | MISO_W | Internal | Summer | B4 | 100 | 2635 | 82.44 | 79.97 | 86.97 | 7 | 0
2015 | MAPP_US_2_MISO_W | MAPP_US | MISO_W | Internal | Summer | B5 | 200 | 2635 | 82.22 | 69.61 | 76.61 | 7 | 0
2015 | MAPP_US_2_MISO_W | MAPP_US | MISO_W | Internal | Summer | B6 | 300 | 2635 | 323.72 | 62.23 | 69.23 | 7 | 0
2015 | MAPP_US_2_MISO_W | MAPP_US | MISO_W | Internal | Summer | B7 | 400 | 2635 | 0 | 52.68 | 56.81 | 7 | 0
2015 | MAPP_US_2_MISO_W | MAPP_US | MISO_W | Internal | Summer | B8 | 500 | 2635 | 0 | 52.01 | 54.37 | 7 | 0
2015 | MAPP_US_2_MISO_W | MAPP_US | MISO_W | Internal | Summer | B9 | 800 | 2635 | 0 | 52.01 | 52.92 | 7 | 0
2015 | MAPP_US_2_MISO_W | MAPP_US | MISO_W | Internal | Summer | B10 | 1262 | 2635 | 0 | 52.01 | 51.52 | 7 | 0
2015 | MAPP_US_2_MISO_W | MAPP_US | MISO_W | Internal | Winter | B16 | 25 | 2635 | 1308.13 | 68.86 | 75.86 | 7 | 0
2015 | MAPP_US_2_MISO_W | MAPP_US | MISO_W | Internal | Winter | B17 | 100 | 2635 | 0 | 58.09 | 64.21 | 7 | 0
2015 | MAPP_US_2_MISO_W | MAPP_US | MISO_W | Internal | Winter | B18 | 400 | 2635 | 0 | 58.09 | 60.72 | 7 | 0
2015 | MAPP_US_2_MISO_W | MAPP_US | MISO_W | Internal | Winter | B19 | 700 | 2635 | 0 | 58.09 | 58 | 7 | 0
2015 | MAPP_US_2_MISO_W | MAPP_US | MISO_W | Internal | Winter | B20 | 935 | 2635 | 0 | 58.09 | 53.12 | 7 | 0
2015 | MAPP_US_2_NE | MAPP_US | NE | Internal | Shoulder | B11 | 25 | 2000 | 901.91 | 70.68 | 77.68 | 7 | 0
2015 | MAPP_US_2_NE | MAPP_US | NE | Internal | Shoulder | B12 | 200 | 2000 | 0 | 55.95 | 60.02 | 7 | 0
2015 | MAPP_US_2_NE | MAPP_US | NE | Internal | Shoulder | B13 | 600 | 2000 | 0 | 55.45 | 59.41 | 7 | 0
2015 | MAPP_US_2_NE | MAPP_US | NE | Internal | Shoulder | B14 | 900 | 2000 | 0 | 55.45 | 57.37 | 7 | 0
2015 | MAPP_US_2_NE | MAPP_US | NE | Internal | Shoulder | B15 | 1203 | 2000 | 0 | 55.45 | 57.37 | 7 | 0
2015 | MAPP_US_2_NE | MAPP_US | NE | Internal | Summer | B1 | 10 | 2000 | 166.58 | 84.76 | 91.76 | 7 | 0
2015 | MAPP_US_2_NE | MAPP_US | NE | Internal | Summer | B2 | 25 | 2000 | 935.76 | 84.38 | 91.38 | 7 | 0
2015 | MAPP_US_2_NE | MAPP_US | NE | Internal | Summer | B3 | 75 | 2000 | 1108.99 | 84.38 | 91.38 | 7 | 0
2015 | MAPP_US_2_NE | MAPP_US | NE | Internal | Summer | B4 | 100 | 2000 | 826.6 | 79.97 | 86.97 | 7 | 0
2015 | MAPP_US_2_NE | MAPP_US | NE | Internal | Summer | B5 | 200 | 2000 | 730.01 | 69.61 | 76.61 | 7 | 0
2015 | MAPP_US_2_NE | MAPP_US | NE | Internal | Summer | B6 | 300 | 2000 | 550.96 | 62.23 | 69.23 | 7 | 0
2015 | MAPP_US_2_NE | MAPP_US | NE | Internal | Summer | B7 | 400 | 2000 | 607.57 | 52.68 | 59.68 | 7 | 0
2015 | MAPP_US_2_NE | MAPP_US | NE | Internal | Summer | B8 | 500 | 2000 | 0 | 52.01 | 58.69 | 7 | 0
2015 | MAPP_US_2_NE | MAPP_US | NE | Internal | Summer | B9 | 800 | 2000 | 0 | 52.01 | 56.1 | 7 | 0
2015 | MAPP_US_2_NE | MAPP_US | NE | Internal | Summer | B10 | 1262 | 2000 | 0 | 52.01 | 53.4 | 7 | 0
2015 | MAPP_US_2_NE | MAPP_US | NE | Internal | Winter | B16 | 25 | 2000 | 0 | 68.86 | 70.86 | 7 | 0
2015 | MAPP_US_2_NE | MAPP_US | NE | Internal | Winter | B17 | 100 | 2000 | 0 | 58.09 | 59.85 | 7 | 0
2015 | MAPP_US_2_NE | MAPP_US | NE | Internal | Winter | B18 | 400 | 2000 | 0 | 58.09 | 59.85 | 7 | 0
2015 | MAPP_US_2_NE | MAPP_US | NE | Internal | Winter | B19 | 700 | 2000 | 0 | 58.09 | 59.83 | 7 | 0
2015 | MAPP_US_2_NE | MAPP_US | NE | Internal | Winter | B20 | 935 | 2000 | 0 | 58.09 | 55.63 | 7 | 0
2015 | MARITIMES_2_NEISO | MARITIMES | NEISO | Internal | Shoulder | B11 | 25 | 99999 | 1400 | 55.81 | 55.82 | 0.01 | 0
2015 | MARITIMES_2_NEISO | MARITIMES | NEISO | Internal | Shoulder | B12 | 200 | 99999 | 1400 | 55.81 | 55.82 | 0.01 | 0
2015 | MARITIMES_2_NEISO | MARITIMES | NEISO | Internal | Shoulder | B13 | 600 | 99999 | 1400 | 55.81 | 55.82 | 0.01 | 0
2015 | MARITIMES_2_NEISO | MARITIMES | NEISO | Internal | Shoulder | B14 | 900 | 99999 | 1400 | 55.81 | 55.82 | 0.01 | 0
2015 | MARITIMES_2_NEISO | MARITIMES | NEISO | Internal | Shoulder | B15 | 1203 | 99999 | 426.43 | 55.81 | 55.82 | 0.01 | 0
2015 | MARITIMES_2_NEISO | MARITIMES | NEISO | Internal | Summer | B1 | 10 | 99999 | 1400.1 | 86.47 | 86.49 | 0.01 | 0
2015 | MARITIMES_2_NEISO | MARITIMES | NEISO | Internal | Summer | B2 | 25 | 99999 | 1400 | 80.9 | 80.91 | 0.01 | 0
2015 | MARITIMES_2_NEISO | MARITIMES | NEISO | Internal | Summer | B3 | 75 | 99999 | 1400 | 73.2 | 73.21 | 0.01 | 0
2015 | MARITIMES_2_NEISO | MARITIMES | NEISO | Internal | Summer | B4 | 100 | 99999 | 1400 | 58.46 | 58.47 | 0.01 | 0
2015 | MARITIMES_2_NEISO | MARITIMES | NEISO | Internal | Summer | B5 | 200 | 99999 | 1400 | 53.12 | 53.13 | 0.01 | 0
2015 | MARITIMES_2_NEISO | MARITIMES | NEISO | Internal | Summer | B6 | 300 | 99999 | 1400 | 53.12 | 53.13 | 0.01 | 0
2015 | MARITIMES_2_NEISO | MARITIMES | NEISO | Internal | Summer | B7 | 400 | 99999 | 1400 | 53.12 | 53.13 | 0.01 | 0
2015 | MARITIMES_2_NEISO | MARITIMES | NEISO | Internal | Summer | B8 | 500 | 99999 | 1400 | 53.12 | 53.13 | 0.01 | 0
2015 | MARITIMES_2_NEISO | MARITIMES | NEISO | Internal | Summer | B9 | 800 | 99999 | 1400 | 53.12 | 53.13 | 0.01 | 0
2015 | MARITIMES_2_NEISO | MARITIMES | NEISO | Internal | Summer | B10 | 1262 | 99999 | 236.13 | 53.12 | 53.13 | 0.01 | 0
2015 | MARITIMES_2_NEISO | MARITIMES | NEISO | Internal | Winter | B16 | 25 | 99999 | 1400 | 64.21 | 64.22 | 0.01 | 0
2015 | MARITIMES_2_NEISO | MARITIMES | NEISO | Internal | Winter | B17 | 100 | 99999 | 1400 | 64.21 | 64.22 | 0.01 | 0
2015 | MARITIMES_2_NEISO | MARITIMES | NEISO | Internal | Winter | B18 | 400 | 99999 | 1400 | 64.21 | 64.22 | 0.01 | 0
2015 | MARITIMES_2_NEISO | MARITIMES | NEISO | Internal | Winter | B19 | 700 | 99999 | 1400 | 64.21 | 64.22 | 0.01 | 0
2015 | MARITIMES_2_NEISO | MARITIMES | NEISO | Internal | Winter | B20 | 935 | 99999 | 475.94 | 64.21 | 64.22 | 0.01 | 0
2015 | MISO_IN_2_MISO_MI | MISO_IN | MISO_MI | Internal | Shoulder | B11 | 25 | 5021 | 0 | 77.7 | 74.49 | 0.01 | 0
2015 | MISO_IN_2_MISO_MI | MISO_IN | MISO_MI | Internal | Shoulder | B12 | 200 | 5021 | 0 | 66.57 | 66.56 | 0.01 | 0
2015 | MISO_IN_2_MISO_MI | MISO_IN | MISO_MI | Internal | Shoulder | B13 | 600 | 5021 | 27.64 | 59.62 | 59.63 | 0.01 | 0
2015 | MISO_IN_2_MISO_MI | MISO_IN | MISO_MI | Internal | Shoulder | B14 | 900 | 5021 | 287.33 | 56.89 | 56.91 | 0.01 | 0
2015 | MISO_IN_2_MISO_MI | MISO_IN | MISO_MI | Internal | Shoulder | B15 | 1203 | 5021 | 0 | 54.1 | 54.09 | 0.01 | 0
2015 | MISO_IN_2_MISO_MI | MISO_IN | MISO_MI | Internal | Summer | B1 | 10 | 5021 | 0 | 93.38 | 91.77 | 0.01 | 0
2015 | MISO_IN_2_MISO_MI | MISO_IN | MISO_MI | Internal | Summer | B2 | 25 | 5021 | 0 | 92.72 | 91.77 | 0.01 | 0
2015 | MISO_IN_2_MISO_MI | MISO_IN | MISO_MI | Internal | Summer | B3 | 75 | 5021 | 0 | 88.75 | 87.53 | 0.01 | 0
2015 | MISO_IN_2_MISO_MI | MISO_IN | MISO_MI | Internal | Summer | B4 | 100 | 5021 | 0 | 87 | 86.7 | 0.01 | 0
2015 | MISO_IN_2_MISO_MI | MISO_IN | MISO_MI | Internal | Summer | B5 | 200 | 5021 | 0 | 76.63 | 74.64 | 0.01 | 0
2015 | MISO_IN_2_MISO_MI | MISO_IN | MISO_MI | Internal | Summer | B6 | 300 | 5021 | 0 | 69.26 | 69.24 | 0.01 | 0
2015 | MISO_IN_2_MISO_MI | MISO_IN | MISO_MI | Internal | Summer | B7 | 400 | 5021 | 297.99 | 56.83 | 56.84 | 0.01 | 0
2015 | MISO_IN_2_MISO_MI | MISO_IN | MISO_MI | Internal | Summer | B8 | 500 | 5021 | 705.03 | 54.4 | 54.41 | 0.01 | 0
2015 | MISO_IN_2_MISO_MI | MISO_IN | MISO_MI | Internal | Summer | B9 | 800 | 5021 | 1819.86 | 53.24 | 53.25 | 0.01 | 0
2015 | MISO_IN_2_MISO_MI | MISO_IN | MISO_MI | Internal | Summer | B10 | 1262 | 5021 | 2656.51 | 52.21 | 52.23 | 0.01 | 0
2015 | MISO_IN_2_MISO_MI | MISO_IN | MISO_MI | Internal | Winter | B16 | 25 | 5021 | 0 | 79.87 | 75.87 | 0.01 | 0
2015 | MISO_IN_2_MISO_MI | MISO_IN | MISO_MI | Internal | Winter | B17 | 100 | 5021 | 0 | 69.55 | 69.53 | 0.01 | 0
2015 | MISO_IN_2_MISO_MI | MISO_IN | MISO_MI | Internal | Winter | B18 | 400 | 5021 | 0 | 60.75 | 60.74 | 0.01 | 0
2015 | MISO_IN_2_MISO_MI | MISO_IN | MISO_MI | Internal | Winter | B19 | 700 | 5021 | 24.2 | 58 | 58.01 | 0.01 | 0
2015 | MISO_IN_2_MISO_MI | MISO_IN | MISO_MI | Internal | Winter | B20 | 935 | 5021 | 182.26 | 53.13 | 53.14 | 0.01 | 0
2015 | MISO_IN_2_MISO_MO-IL | MISO_IN | MISO_MO-IL | Internal | Shoulder | B11 | 25 | 5533 | 0 | 77.7 | 77.69 | 0.01 | 0
2015 | MISO_IN_2_MISO_MO-IL | MISO_IN | MISO_MO-IL | Internal | Shoulder | B12 | 200 | 5533 | 0 | 66.57 | 62.96 | 0.01 | 0
2015 | MISO_IN_2_MISO_MO-IL | MISO_IN | MISO_MO-IL | Internal | Shoulder | B13 | 600 | 5533 | 0 | 59.62 | 59.6 | 0.01 | 0
2015 | MISO_IN_2_MISO_MO-IL | MISO_IN | MISO_MO-IL | Internal | Shoulder | B14 | 900 | 5533 | 0 | 56.89 | 56.88 | 0.01 | 0
2015 | MISO_IN_2_MISO_MO-IL | MISO_IN | MISO_MO-IL | Internal | Shoulder | B15 | 1203 | 5533 | 0 | 54.1 | 54.09 | 0.01 | 0
2015 | MISO_IN_2_MISO_MO-IL | MISO_IN | MISO_MO-IL | Internal | Summer | B1 | 10 | 5533 | 0 | 93.38 | 91.77 | 0.01 | 0
2015 | MISO_IN_2_MISO_MO-IL | MISO_IN | MISO_MO-IL | Internal | Summer | B2 | 25 | 5533 | 0 | 92.72 | 88.74 | 0.01 | 0
2015 | MISO_IN_2_MISO_MO-IL | MISO_IN | MISO_MO-IL | Internal | Summer | B3 | 75 | 5533 | 0 | 88.75 | 88.74 | 0.01 | 0
2015 | MISO_IN_2_MISO_MO-IL | MISO_IN | MISO_MO-IL | Internal | Summer | B4 | 100 | 5533 | 0 | 87 | 86.99 | 0.01 | 0
2015 | MISO_IN_2_MISO_MO-IL | MISO_IN | MISO_MO-IL | Internal | Summer | B5 | 200 | 5533 | 0 | 76.63 | 76.62 | 0.01 | 0
2015 | MISO_IN_2_MISO_MO-IL | MISO_IN | MISO_MO-IL | Internal | Summer | B6 | 300 | 5533 | 0 | 69.26 | 69.24 | 0.01 | 0
2015 | MISO_IN_2_MISO_MO-IL | MISO_IN | MISO_MO-IL | Internal | Summer | B7 | 400 | 5533 | 0 | 56.83 | 56.82 | 0.01 | 0
2015 | MISO_IN_2_MISO_MO-IL | MISO_IN | MISO_MO-IL | Internal | Summer | B8 | 500 | 5533 | 0 | 54.4 | 54.39 | 0.01 | 0
2015 | MISO_IN_2_MISO_MO-IL | MISO_IN | MISO_MO-IL | Internal | Summer | B9 | 800 | 5533 | 0 | 53.24 | 52.93 | 0.01 | 0
2015 | MISO_IN_2_MISO_MO-IL | MISO_IN | MISO_MO-IL | Internal | Summer | B10 | 1262 | 5533 | 0 | 52.21 | 51.53 | 0.01 | 0
2015 | MISO_IN_2_MISO_MO-IL | MISO_IN | MISO_MO-IL | Internal | Winter | B16 | 25 | 5533 | 0 | 79.87 | 75.87 | 0.01 | 0
2015 | MISO_IN_2_MISO_MO-IL | MISO_IN | MISO_MO-IL | Internal | Winter | B17 | 100 | 5533 | 0 | 69.55 | 64.23 | 0.01 | 0
2015 | MISO_IN_2_MISO_MO-IL | MISO_IN | MISO_MO-IL | Internal | Winter | B18 | 400 | 5533 | 0 | 60.75 | 60.74 | 0.01 | 0
2015 | MISO_IN_2_MISO_MO-IL | MISO_IN | MISO_MO-IL | Internal | Winter | B19 | 700 | 5533 | 0 | 58 | 57.99 | 0.01 | 0
2015 | MISO_IN_2_MISO_MO-IL | MISO_IN | MISO_MO-IL | Internal | Winter | B20 | 935 | 5533 | 0 | 53.13 | 53.12 | 0.01 | 0
2015 | MISO_IN_2_NonRTO_Midwest | MISO_IN | NonRTO_Midwest | Internal | Shoulder | B11 | 25 | 4800 | 924.29 | 77.7 | 85.7 | 8 | 0
2015 | MISO_IN_2_NonRTO_Midwest | MISO_IN | NonRTO_Midwest | Internal | Shoulder | B12 | 200 | 4800 | 421.62 | 66.57 | 74.57 | 8 | 0
2015 | MISO_IN_2_NonRTO_Midwest | MISO_IN | NonRTO_Midwest | Internal | Shoulder | B13 | 600 | 4800 | 0 | 59.62 | 67.09 | 8 | 0
2015 | MISO_IN_2_NonRTO_Midwest | MISO_IN | NonRTO_Midwest | Internal | Shoulder | B14 | 900 | 4800 | 0 | 56.89 | 56.65 | 8 | 0
2015 | MISO_IN_2_NonRTO_Midwest | MISO_IN | NonRTO_Midwest | Internal | Shoulder | B15 | 1203 | 4800 | 0 | 54.1 | 55.27 | 8 | 0
2015 | MISO_IN_2_NonRTO_Midwest | MISO_IN | NonRTO_Midwest | Internal | Summer | B1 | 10 | 4800 | 0 | 93.38 | 96.27 | 8 | 0
2015 | MISO_IN_2_NonRTO_Midwest | MISO_IN | NonRTO_Midwest | Internal | Summer | B2 | 25 | 4800 | 0 | 92.72 | 96.27 | 8 | 0
2015 | MISO_IN_2_NonRTO_Midwest | MISO_IN | NonRTO_Midwest | Internal | Summer | B3 | 75 | 4800 | 0 | 88.75 | 96.27 | 8 | 0
2015 | MISO_IN_2_NonRTO_Midwest | MISO_IN | NonRTO_Midwest | Internal | Summer | B4 | 100 | 4800 | 825.39 | 87 | 95 | 8 | 0
2015 | MISO_IN_2_NonRTO_Midwest | MISO_IN | NonRTO_Midwest | Internal | Summer | B5 | 200 | 4800 | 527.19 | 76.63 | 84.63 | 8 | 0
2015 | MISO_IN_2_NonRTO_Midwest | MISO_IN | NonRTO_Midwest | Internal | Summer | B6 | 300 | 4800 | 65.53 | 69.26 | 77.26 | 8 | 0
2015 | MISO_IN_2_NonRTO_Midwest | MISO_IN | NonRTO_Midwest | Internal | Summer | B7 | 400 | 4800 | 0 | 56.83 | 56.65 | 8 | 0
2015 | MISO_IN_2_NonRTO_Midwest | MISO_IN | NonRTO_Midwest | Internal | Summer | B8 | 500 | 4800 | 0 | 54.4 | 56.51 | 8 | 0
2015 | MISO_IN_2_NonRTO_Midwest | MISO_IN | NonRTO_Midwest | Internal | Summer | B9 | 800 | 4800 | 0 | 53.24 | 54.89 | 8 | 0
2015 | MISO_IN_2_NonRTO_Midwest | MISO_IN | NonRTO_Midwest | Internal | Summer | B10 | 1262 | 4800 | 0 | 52.21 | 53.94 | 8 | 0
2015 | MISO_IN_2_NonRTO_Midwest | MISO_IN | NonRTO_Midwest | Internal | Winter | B16 | 25 | 4800 | 2357.61 | 79.87 | 87.87 | 8 | 0
2015 | MISO_IN_2_NonRTO_Midwest | MISO_IN | NonRTO_Midwest | Internal | Winter | B17 | 100 | 4800 | 1298.96 | 69.55 | 77.55 | 8 | 0
2015 | MISO_IN_2_NonRTO_Midwest | MISO_IN | NonRTO_Midwest | Internal | Winter | B18 | 400 | 4800 | 586.55 | 60.75 | 68.75 | 8 | 0
2015 | MISO_IN_2_NonRTO_Midwest | MISO_IN | NonRTO_Midwest | Internal | Winter | B19 | 700 | 4800 | 0 | 58 | 56.78 | 8 | 0
2015 | MISO_IN_2_NonRTO_Midwest | MISO_IN | NonRTO_Midwest | Internal | Winter | B20 | 935 | 4800 | 0 | 53.13 | 55.34 | 8 | 0
2015 | MISO_IN_2_PJM_ROR | MISO_IN | PJM_ROR | Internal | Shoulder | B11 | 25 | 992 | 0 | 77.7 | 75.69 | 2 | 0
2015 | MISO_IN_2_PJM_ROR | MISO_IN | PJM_ROR | Internal | Shoulder | B12 | 200 | 992 | 0 | 66.57 | 64.95 | 2 | 0
2015 | MISO_IN_2_PJM_ROR | MISO_IN | PJM_ROR | Internal | Shoulder | B13 | 600 | 992 | 0 | 59.62 | 61.59 | 2 | 0
2015 | MISO_IN_2_PJM_ROR | MISO_IN | PJM_ROR | Internal | Shoulder | B14 | 900 | 992 | 0 | 56.89 | 58.88 | 2 | 0
2015 | MISO_IN_2_PJM_ROR | MISO_IN | PJM_ROR | Internal | Shoulder | B15 | 1203 | 992 | 0 | 54.1 | 54.97 | 2 | 0
2015 | MISO_IN_2_PJM_ROR | MISO_IN | PJM_ROR | Internal | Summer | B1 | 10 | 992 | 0 | 93.38 | 93.77 | 2 | 0
2015 | MISO_IN_2_PJM_ROR | MISO_IN | PJM_ROR | Internal | Summer | B2 | 25 | 992 | 0 | 92.72 | 90.72 | 2 | 0
2015 | MISO_IN_2_PJM_ROR | MISO_IN | PJM_ROR | Internal | Summer | B3 | 75 | 992 | 0 | 88.75 | 89.51 | 2 | 0
2015 | MISO_IN_2_PJM_ROR | MISO_IN | PJM_ROR | Internal | Summer | B4 | 100 | 992 | 0 | 87 | 84.99 | 2 | 0
2015 | MISO_IN_2_PJM_ROR | MISO_IN | PJM_ROR | Internal | Summer | B5 | 200 | 992 | 0 | 76.63 | 76.64 | 2 | 0
2015 | MISO_IN_2_PJM_ROR | MISO_IN | PJM_ROR | Internal | Summer | B6 | 300 | 992 | 0 | 69.26 | 67.26 | 2 | 0
2015 | MISO_IN_2_PJM_ROR | MISO_IN | PJM_ROR | Internal | Summer | B7 | 400 | 992 | 0 | 56.83 | 58.81 | 2 | 0
2015 | MISO_IN_2_PJM_ROR | MISO_IN | PJM_ROR | Internal | Summer | B8 | 500 | 992 | 558.42 | 54.4 | 56.4 | 2 | 0
2015 | MISO_IN_2_PJM_ROR | MISO_IN | PJM_ROR | Internal | Summer | B9 | 800 | 992 | 0 | 53.24 | 54.43 | 2 | 0
2015 | MISO_IN_2_PJM_ROR | MISO_IN | PJM_ROR | Internal | Summer | B10 | 1262 | 992 | 0 | 52.21 | 52.2 | 2 | 0
2015 | MISO_IN_2_PJM_ROR | MISO_IN | PJM_ROR | Internal | Winter | B16 | 25 | 992 | 0 | 79.87 | 77.87 | 2 | 0
2015 | MISO_IN_2_PJM_ROR | MISO_IN | PJM_ROR | Internal | Winter | B17 | 100 | 992 | 0 | 69.55 | 71.53 | 2 | 0
2015 | MISO_IN_2_PJM_ROR | MISO_IN | PJM_ROR | Internal | Winter | B18 | 400 | 992 | 0 | 60.75 | 62.74 | 2 | 0
2015 | MISO_IN_2_PJM_ROR | MISO_IN | PJM_ROR | Internal | Winter | B19 | 700 | 992 | 23.31 | 58 | 60 | 2 | 0
2015 | MISO_IN_2_PJM_ROR | MISO_IN | PJM_ROR | Internal | Winter | B20 | 935 | 992 | 0 | 53.13 | 55.12 | 2 | 0
2015 | MISO_MI_2_MISO_IN | MISO_MI | MISO_IN | Internal | Shoulder | B11 | 25 | 2066 | 2066 | 74.49 | 77.7 | 0.01 | 3.2
2015 | MISO_MI_2_MISO_IN | MISO_MI | MISO_IN | Internal | Shoulder | B12 | 200 | 2066 | 218.94 | 66.56 | 66.57 | 0.01 | 0
2015 | MISO_MI_2_MISO_IN | MISO_MI | MISO_IN | Internal | Shoulder | B13 | 600 | 2066 | 0 | 59.63 | 59.62 | 0.01 | 0
2015 | MISO_MI_2_MISO_IN | MISO_MI | MISO_IN | Internal | Shoulder | B14 | 900 | 2066 | 0 | 56.91 | 56.89 | 0.01 | 0
2015 | MISO_MI_2_MISO_IN | MISO_MI | MISO_IN | Internal | Shoulder | B15 | 1203 | 2066 | 924.34 | 54.09 | 54.1 | 0.01 | 0
2015 | MISO_MI_2_MISO_IN | MISO_MI | MISO_IN | Internal | Summer | B1 | 10 | 2066 | 2066 | 91.77 | 93.38 | 0.01 | 1.59
2015 | MISO_MI_2_MISO_IN | MISO_MI | MISO_IN | Internal | Summer | B2 | 25 | 2066 | 2066 | 91.77 | 92.72 | 0.01 | 0.93
2015 | MISO_MI_2_MISO_IN | MISO_MI | MISO_IN | Internal | Summer | B3 | 75 | 2066 | 2066 | 87.53 | 88.75 | 0.01 | 1.21
2015 | MISO_MI_2_MISO_IN | MISO_MI | MISO_IN | Internal | Summer | B4 | 100 | 2066 | 2066 | 86.7 | 87 | 0.01 | 0.29
2015 | MISO_MI_2_MISO_IN | MISO_MI | MISO_IN | Internal | Summer | B5 | 200 | 2066 | 2066 | 74.64 | 76.63 | 0.01 | 1.98
2015 | MISO_MI_2_MISO_IN | MISO_MI | MISO_IN | Internal | Summer | B6 | 300 | 2066 | 980.37 | 69.24 | 69.26 | 0.01 | 0
2015 | MISO_MI_2_MISO_IN | MISO_MI | MISO_IN | Internal | Summer | B7 | 400 | 2066 | 0 | 56.84 | 56.83 | 0.01 | 0
2015 | MISO_MI_2_MISO_IN | MISO_MI | MISO_IN | Internal | Summer | B8 | 500 | 2066 | 0 | 54.41 | 54.4 | 0.01 | 0
2015 | MISO_MI_2_MISO_IN | MISO_MI | MISO_IN | Internal | Summer | B9 | 800 | 2066 | 0 | 53.25 | 53.24 | 0.01 | 0
2015 | MISO_MI_2_MISO_IN | MISO_MI | MISO_IN | Internal | Summer | B10 | 1262 | 2066 | 0 | 52.23 | 52.21 | 0.01 | 0
2015 | MISO_MI_2_MISO_IN | MISO_MI | MISO_IN | Internal | Winter | B16 | 25 | 2066 | 2066 | 75.87 | 79.87 | 0.01 | 3.99
2015 | MISO_MI_2_MISO_IN | MISO_MI | MISO_IN | Internal | Winter | B17 | 100 | 2066 | 1197.1 | 69.53 | 69.55 | 0.01 | 0
2015 | MISO_MI_2_MISO_IN | MISO_MI | MISO_IN | Internal | Winter | B18 | 400 | 2066 | 15.11 | 60.74 | 60.75 | 0.01 | 0
2015 | MISO_MI_2_MISO_IN | MISO_MI | MISO_IN | Internal | Winter | B19 | 700 | 2066 | 0 | 58.01 | 58 | 0.01 | 0
2015 | MISO_MI_2_MISO_IN | MISO_MI | MISO_IN | Internal | Winter | B20 | 935 | 2066 | 0 | 53.14 | 53.13 | 0.01 | 0
2015 | MISO_MI_2_MISO_WUMS | MISO_MI | MISO_WUMS | Internal | Shoulder | B11 | 25 | 1440 | 0 | 74.49 | 62.04 | 0.01 | 0
2015 | MISO_MI_2_MISO_WUMS | MISO_MI | MISO_WUMS | Internal | Shoulder | B12 | 200 | 1440 | 0 | 66.56 | 62.04 | 0.01 | 0
2015 | MISO_MI_2_MISO_WUMS | MISO_MI | MISO_WUMS | Internal | Shoulder | B13 | 600 | 1440 | 0 | 59.63 | 59.58 | 0.01 | 0
2015 | MISO_MI_2_MISO_WUMS | MISO_MI | MISO_WUMS | Internal | Shoulder | B14 | 900 | 1440 | 0 | 56.91 | 56.62 | 0.01 | 0
2015 | MISO_MI_2_MISO_WUMS | MISO_MI | MISO_WUMS | Internal | Shoulder | B15 | 1203 | 1440 | 0 | 54.09 | 54.07 | 0.01 | 0
2015 | MISO_MI_2_MISO_WUMS | MISO_MI | MISO_WUMS | Internal | Summer | B1 | 10 | 1440 | 0 | 91.77 | 91.76 | 0.01 | 0
2015 | MISO_MI_2_MISO_WUMS | MISO_MI | MISO_WUMS | Internal | Summer | B2 | 25 | 1440 | 0 | 91.77 | 88.72 | 0.01 | 0
2015 | MISO_MI_2_MISO_WUMS | MISO_MI | MISO_WUMS | Internal | Summer | B3 | 75 | 1440 | 0 | 87.53 | 87.51 | 0.01 | 0
2015 | MISO_MI_2_MISO_WUMS | MISO_MI | MISO_WUMS | Internal | Summer | B4 | 100 | 1440 | 0 | 86.7 | 82.99 | 0.01 | 0
2015 | MISO_MI_2_MISO_WUMS | MISO_MI | MISO_WUMS | Internal | Summer | B5 | 200 | 1440 | 0 | 74.64 | 68.96 | 0.01 | 0
2015 | MISO_MI_2_MISO_WUMS | MISO_MI | MISO_WUMS | Internal | Summer | B6 | 300 | 1440 | 0 | 69.24 | 62.54 | 0.01 | 0
2015 | MISO_MI_2_MISO_WUMS | MISO_MI | MISO_WUMS | Internal | Summer | B7 | 400 | 1440 | 0 | 56.84 | 56.8 | 0.01 | 0
2015 | MISO_MI_2_MISO_WUMS | MISO_MI | MISO_WUMS | Internal | Summer | B8 | 500 | 1440 | 0 | 54.41 | 54.39 | 0.01 | 0
2015 | MISO_MI_2_MISO_WUMS | MISO_MI | MISO_WUMS | Internal | Summer | B9 | 800 | 1440 | 0 | 53.25 | 52.91 | 0.01 | 0
2015 | MISO_MI_2_MISO_WUMS | MISO_MI | MISO_WUMS | Internal | Summer | B10 | 1262 | 1440 | 0 | 52.23 | 51.53 | 0.01 | 0
2015 | MISO_MI_2_MISO_WUMS | MISO_MI | MISO_WUMS | Internal | Winter | B16 | 25 | 1440 | 0 | 75.87 | 75.85 | 0.01 | 0
2015 | MISO_MI_2_MISO_WUMS | MISO_MI | MISO_WUMS | Internal | Winter | B17 | 100 | 1440 | 0 | 69.53 | 64.2 | 0.01 | 0
2015 | MISO_MI_2_MISO_WUMS | MISO_MI | MISO_WUMS | Internal | Winter | B18 | 400 | 1440 | 0 | 60.74 | 60.72 | 0.01 | 0
2015 | MISO_MI_2_MISO_WUMS | MISO_MI | MISO_WUMS | Internal | Winter | B19 | 700 | 1440 | 0 | 58.01 | 58 | 0.01 | 0
2015 | MISO_MI_2_MISO_WUMS | MISO_MI | MISO_WUMS | Internal | Winter | B20 | 935 | 1440 | 0 | 53.14 | 53.13 | 0.01 | 0
2015 | MISO_MI_2_PJM_ROR | MISO_MI | PJM_ROR | Internal | Shoulder | B11 | 25 | 1424 | 0 | 74.49 | 75.69 | 2 | 0
2015 | MISO_MI_2_PJM_ROR | MISO_MI | PJM_ROR | Internal | Shoulder | B12 | 200 | 1424 | 0 | 66.56 | 64.95 | 2 | 0
2015 | MISO_MI_2_PJM_ROR | MISO_MI | PJM_ROR | Internal | Shoulder | B13 | 600 | 1424 | 0 | 59.63 | 61.59 | 2 | 0
2015 | MISO_MI_2_PJM_ROR | MISO_MI | PJM_ROR | Internal | Shoulder | B14 | 900 | 1424 | 0 | 56.91 | 58.88 | 2 | 0
2015 | MISO_MI_2_PJM_ROR | MISO_MI | PJM_ROR | Internal | Shoulder | B15 | 1203 | 1424 | 0 | 54.09 | 54.97 | 2 | 0
2015 | MISO_MI_2_PJM_ROR | MISO_MI | PJM_ROR | Internal | Summer | B1 | 10 | 1424 | 352.5 | 91.77 | 93.77 | 2 | 0
2015 | MISO_MI_2_PJM_ROR | MISO_MI | PJM_ROR | Internal | Summer | B2 | 25 | 1424 | 0 | 91.77 | 90.72 | 2 | 0
2015 | MISO_MI_2_PJM_ROR | MISO_MI | PJM_ROR | Internal | Summer | B3 | 75 | 1424 | 0 | 87.53 | 89.51 | 2 | 0
2015 | MISO_MI_2_PJM_ROR | MISO_MI | PJM_ROR | Internal | Summer | B4 | 100 | 1424 | 0 | 86.7 | 84.99 | 2 | 0
2015 | MISO_MI_2_PJM_ROR | MISO_MI | PJM_ROR | Internal | Summer | B5 | 200 | 1424 | 65.58 | 74.64 | 76.64 | 2 | 0
2015 | MISO_MI_2_PJM_ROR | MISO_MI | PJM_ROR | Internal | Summer | B6 | 300 | 1424 | 0 | 69.24 | 67.26 | 2 | 0
2015 | MISO_MI_2_PJM_ROR | MISO_MI | PJM_ROR | Internal | Summer | B7 | 400 | 1424 | 0 | 56.84 | 58.81 | 2 | 0
2015 | MISO_MI_2_PJM_ROR | MISO_MI | PJM_ROR | Internal | Summer | B8 | 500 | 1424 | 0 | 54.41 | 56.4 | 2 | 0
2015 | MISO_MI_2_PJM_ROR | MISO_MI | PJM_ROR | Internal | Summer | B9 | 800 | 1424 | 0 | 53.25 | 54.43 | 2 | 0
2015 | MISO_MI_2_PJM_ROR | MISO_MI | PJM_ROR | Internal | Summer | B10 | 1262 | 1424 | 0 | 52.23 | 52.2 | 2 | 0
2015 | MISO_MI_2_PJM_ROR | MISO_MI | PJM_ROR | Internal | Winter | B16 | 25 | 1424 | 431.81 | 75.87 | 77.87 | 2 | 0
2015 | MISO_MI_2_PJM_ROR | MISO_MI | PJM_ROR | Internal | Winter | B17 | 100 | 1424 | 186.43 | 69.53 | 71.53 | 2 | 0
2015 | MISO_MI_2_PJM_ROR | MISO_MI | PJM_ROR | Internal | Winter | B18 | 400 | 1424 | 10.07 | 60.74 | 62.74 | 2 | 0
2015 | MISO_MI_2_PJM_ROR | MISO_MI | PJM_ROR | Internal | Winter | B19 | 700 | 1424 | 0 | 58.01 | 60 | 2 | 0
2015 | MISO_MI_2_PJM_ROR | MISO_MI | PJM_ROR | Internal | Winter | B20 | 935 | 1424 | 0 | 53.14 | 55.12 | 2 | 0
2015 | MISO_MO-IL_2_ENT | MISO_MO-IL | ENT | Internal | Shoulder | B11 | 25 | 2540 | 0 | 77.69 | 82.66 | 8 | 0
2015 | MISO_MO-IL_2_ENT | MISO_MO-IL | ENT | Internal | Shoulder | B12 | 200 | 2540 | 0 | 62.96 | 59.47 | 8 | 0
2015 | MISO_MO-IL_2_ENT | MISO_MO-IL | ENT | Internal | Shoulder | B13 | 600 | 2540 | 0 | 59.6 | 59.47 | 8 | 0
2015 | MISO_MO-IL_2_ENT | MISO_MO-IL | ENT | Internal | Shoulder | B14 | 900 | 2540 | 0 | 56.88 | 58.33 | 8 | 0
2015 | MISO_MO-IL_2_ENT | MISO_MO-IL | ENT | Internal | Shoulder | B15 | 1203 | 2540 | 0 | 54.09 | 57.49 | 8 | 0
2015 | MISO_MO-IL_2_ENT | MISO_MO-IL | ENT | Internal | Summer | B1 | 10 | 2540 | 0 | 91.77 | 91.77 | 8 | 0
2015 | MISO_MO-IL_2_ENT | MISO_MO-IL | ENT | Internal | Summer | B2 | 25 | 2540 | 0 | 88.74 | 89.87 | 8 | 0
2015 | MISO_MO-IL_2_ENT | MISO_MO-IL | ENT | Internal | Summer | B3 | 75 | 2540 | 0 | 88.74 | 89.87 | 8 | 0
2015 | MISO_MO-IL_2_ENT | MISO_MO-IL | ENT | Internal | Summer | B4 | 100 | 2540 | 0 | 86.99 | 88.79 | 8 | 0
2015 | MISO_MO-IL_2_ENT | MISO_MO-IL | ENT | Internal | Summer | B5 | 200 | 2540 | 0 | 76.62 | 83.07 | 8 | 0
2015 | MISO_MO-IL_2_ENT | MISO_MO-IL | ENT | Internal | Summer | B6 | 300 | 2540 | 0 | 69.24 | 68.24 | 8 | 0
2015 | MISO_MO-IL_2_ENT | MISO_MO-IL | ENT | Internal | Summer | B7 | 400 | 2540 | 0 | 56.82 | 58.69 | 8 | 0
2015 | MISO_MO-IL_2_ENT | MISO_MO-IL | ENT | Internal | Summer | B8 | 500 | 2540 | 0 | 54.39 | 58.69 | 8 | 0
2015 | MISO_MO-IL_2_ENT | MISO_MO-IL | ENT | Internal | Summer | B9 | 800 | 2540 | 0 | 52.93 | 56.32 | 8 | 0
2015 | MISO_MO-IL_2_ENT | MISO_MO-IL | ENT | Internal | Summer | B10 | 1262 | 2540 | 0 | 51.53 | 56.32 | 8 | 0
2015 | MISO_MO-IL_2_ENT | MISO_MO-IL | ENT | Internal | Winter | B16 | 25 | 2540 | 0 | 75.87 | 75.87 | 8 | 0
2015 | MISO_MO-IL_2_ENT | MISO_MO-IL | ENT | Internal | Winter | B17 | 100 | 2540 | 0 | 64.23 | 61.89 | 8 | 0
2015 | MISO_MO-IL_2_ENT | MISO_MO-IL | ENT | Internal | Winter | B18 | 400 | 2540 | 0 | 60.74 | 61.89 | 8 | 0
2015 | MISO_MO-IL_2_ENT | MISO_MO-IL | ENT | Internal | Winter | B19 | 700 | 2540 | 0 | 57.99 | 59.83 | 8 | 0
2015 | MISO_MO-IL_2_ENT | MISO_MO-IL | ENT | Internal | Winter | B20 | 935 | 2540 | 0 | 53.12 | 59.83 | 8 | 0
2015 | MISO_MO-IL_2_MISO_IN | MISO_MO-IL | MISO_IN | Internal | Shoulder | B11 | 25 | 2633 | 1000.11 | 77.69 | 77.7 | 0.01 | 0
2015 | MISO_MO-IL_2_MISO_IN | MISO_MO-IL | MISO_IN | Internal | Shoulder | B12 | 200 | 2633 | 2633 | 62.96 | 66.57 | 0.01 | 3.59
2015 | MISO_MO-IL_2_MISO_IN | MISO_MO-IL | MISO_IN | Internal | Shoulder | B13 | 600 | 2633 | 2048.74 | 59.6 | 59.62 | 0.01 | 0
2015 | MISO_MO-IL_2_MISO_IN | MISO_MO-IL | MISO_IN | Internal | Shoulder | B14 | 900 | 2633 | 1962.48 | 56.88 | 56.89 | 0.01 | 0
2015 | MISO_MO-IL_2_MISO_IN | MISO_MO-IL | MISO_IN | Internal | Shoulder | B15 | 1203 | 2633 | 554.83 | 54.09 | 54.1 | 0.01 | 0
2015 | MISO_MO-IL_2_MISO_IN | MISO_MO-IL | MISO_IN | Internal | Summer | B1 | 10 | 2633 | 2633 | 91.77 | 93.38 | 0.01 | 1.59
2015 | MISO_MO-IL_2_MISO_IN | MISO_MO-IL | MISO_IN | Internal | Summer | B2 | 25 | 2633 | 2633 | 88.74 | 92.72 | 0.01 | 3.96
2015 | MISO_MO-IL_2_MISO_IN | MISO_MO-IL | MISO_IN | Internal | Summer | B3 | 75 | 2633 | 2152.6 | 88.74 | 88.75 | 0.01 | 0
2015 | MISO_MO-IL_2_MISO_IN | MISO_MO-IL | MISO_IN | Internal | Summer | B4 | 100 | 2633 | 1406.12 | 86.99 | 87 | 0.01 | 0
2015 | MISO_MO-IL_2_MISO_IN | MISO_MO-IL | MISO_IN | Internal | Summer | B5 | 200 | 2633 | 1725.99 | 76.62 | 76.63 | 0.01 | 0
2015 | MISO_MO-IL_2_MISO_IN | MISO_MO-IL | MISO_IN | Internal | Summer | B6 | 300 | 2633 | 706.17 | 69.24 | 69.26 | 0.01 | 0
2015 | MISO_MO-IL_2_MISO_IN | MISO_MO-IL | MISO_IN | Internal | Summer | B7 | 400 | 2633 | 2029.31 | 56.82 | 56.83 | 0.01 | 0
2015 | MISO_MO-IL_2_MISO_IN | MISO_MO-IL | MISO_IN | Internal | Summer | B8 | 500 | 2633 | 2039 | 54.39 | 54.4 | 0.01 | 0
2015 | MISO_MO-IL_2_MISO_IN | MISO_MO-IL | MISO_IN | Internal | Summer | B9 | 800 | 2633 | 2633 | 52.93 | 53.24 | 0.01 | 0.3
2015 | MISO_MO-IL_2_MISO_IN | MISO_MO-IL | MISO_IN | Internal | Summer | B10 | 1262 | 2633 | 2633 | 51.53 | 52.21 | 0.01 | 0.67
2015 | MISO_MO-IL_2_MISO_IN | MISO_MO-IL | MISO_IN | Internal | Winter | B16 | 25 | 2633 | 2633 | 75.87 | 79.87 | 0.01 | 3.99
2015 | MISO_MO-IL_2_MISO_IN | MISO_MO-IL | MISO_IN | Internal | Winter | B17 | 100 | 2633 | 2633 | 64.23 | 69.55 | 0.01 | 5.31
2015 | MISO_MO-IL_2_MISO_IN | MISO_MO-IL | MISO_IN | Internal | Winter | B18 | 400 | 2633 | 2604.07 | 60.74 | 60.75 | 0.01 | 0
2015 | MISO_MO-IL_2_MISO_IN | MISO_MO-IL | MISO_IN | Internal | Winter | B19 | 700 | 2633 | 1344.4 | 57.99 | 58 | 0.01 | 0
2015 | MISO_MO-IL_2_MISO_IN | MISO_MO-IL | MISO_IN | Internal | Winter | B20 | 935 | 2633 | 867.81 | 53.12 | 53.13 | 0.01 | 0
2015 | MISO_MO-IL_2_MISO_W | MISO_MO-IL | MISO_W | Internal | Shoulder | B11 | 25 | 1075 | 0 | 77.69 | 77.68 | 0.01 | 0
2015 | MISO_MO-IL_2_MISO_W | MISO_MO-IL | MISO_W | Internal | Shoulder | B12 | 200 | 1075 | 0 | 62.96 | 62.95 | 0.01 | 0
2015 | MISO_MO-IL_2_MISO_W | MISO_MO-IL | MISO_W | Internal | Shoulder | B13 | 600 | 1075 | 0 | 59.6 | 59.59 | 0.01 | 0
2015 | MISO_MO-IL_2_MISO_W | MISO_MO-IL | MISO_W | Internal | Shoulder | B14 | 900 | 1075 | 0 | 56.88 | 56.87 | 0.01 | 0
2015 | MISO_MO-IL_2_MISO_W | MISO_MO-IL | MISO_W | Internal | Shoulder | B15 | 1203 | 1075 | 0 | 54.09 | 54.08 | 0.01 | 0
2015 | MISO_MO-IL_2_MISO_W | MISO_MO-IL | MISO_W | Internal | Summer | B1 | 10 | 1075 | 0 | 91.77 | 91.76 | 0.01 | 0
2015 | MISO_MO-IL_2_MISO_W | MISO_MO-IL | MISO_W | Internal | Summer | B2 | 25 | 1075 | 0 | 88.74 | 88.73 | 0.01 | 0
2015 | MISO_MO-IL_2_MISO_W | MISO_MO-IL | MISO_W | Internal | Summer | B3 | 75 | 1075 | 0 | 88.74 | 88.73 | 0.01 | 0
2015 | MISO_MO-IL_2_MISO_W | MISO_MO-IL | MISO_W | Internal | Summer | B4 | 100 | 1075 | 0 | 86.99 | 86.97 | 0.01 | 0
2015 | MISO_MO-IL_2_MISO_W | MISO_MO-IL | MISO_W | Internal | Summer | B5 | 200 | 1075 | 0 | 76.62 | 76.61 | 0.01 | 0
2015 | MISO_MO-IL_2_MISO_W | MISO_MO-IL | MISO_W | Internal | Summer | B6 | 300 | 1075 | 0 | 69.24 | 69.23 | 0.01 | 0
2015 | MISO_MO-IL_2_MISO_W | MISO_MO-IL | MISO_W | Internal | Summer | B7 | 400 | 1075 | 0 | 56.82 | 56.81 | 0.01 | 0
2015 | MISO_MO-IL_2_MISO_W | MISO_MO-IL | MISO_W | Internal | Summer | B8 | 500 | 1075 | 0 | 54.39 | 54.37 | 0.01 | 0
2015 | MISO_MO-IL_2_MISO_W | MISO_MO-IL | MISO_W | Internal | Summer | B9 | 800 | 1075 | 0 | 52.93 | 52.92 | 0.01 | 0
2015 | MISO_MO-IL_2_MISO_W | MISO_MO-IL | MISO_W | Internal | Summer | B10 | 1262 | 1075 | 0 | 51.53 | 51.52 | 0.01 | 0
2015 | MISO_MO-IL_2_MISO_W | MISO_MO-IL | MISO_W | Internal | Winter | B16 | 25 | 1075 | 0 | 75.87 | 75.86 | 0.01 | 0
2015 | MISO_MO-IL_2_MISO_W | MISO_MO-IL | MISO_W | Internal | Winter | B17 | 100 | 1075 | 0 | 64.23 | 64.21 | 0.01 | 0
2015 | MISO_MO-IL_2_MISO_W | MISO_MO-IL | MISO_W | Internal | Winter | B18 | 400 | 1075 | 0 | 60.74 | 60.72 | 0.01 | 0
2015 | MISO_MO-IL_2_MISO_W | MISO_MO-IL | MISO_W | Internal | Winter | B19 | 700 | 1075 | 21.7 | 57.99 | 58 | 0.01 | 0
2015 | MISO_MO-IL_2_MISO_W | MISO_MO-IL | MISO_W | Internal | Winter | B20 | 935 | 1075 | 0 | 53.12 | 53.12 | 0.01 | 0
2015 | MISO_MO-IL_2_PJM_ROR | MISO_MO-IL | PJM_ROR | Internal | Shoulder | B11 | 25 | 1212 | 0 | 77.69 | 75.69 | 2 | 0
2015 | MISO_MO-IL_2_PJM_ROR | MISO_MO-IL | PJM_ROR | Internal | Shoulder | B12 | 200 | 1212 | 0 | 62.96 | 64.95 | 2 | 0
2015 | MISO_MO-IL_2_PJM_ROR | MISO_MO-IL | PJM_ROR | Internal | Shoulder | B13 | 600 | 1212 | 0 | 59.6 | 61.59 | 2 | 0
2015 | MISO_MO-IL_2_PJM_ROR | MISO_MO-IL | PJM_ROR | Internal | Shoulder | B14 | 900 | 1212 | 467.73 | 56.88 | 58.88 | 2 | 0
2015 | MISO_MO-IL_2_PJM_ROR | MISO_MO-IL | PJM_ROR | Internal | Shoulder | B15 | 1203 | 1212 | 0 | 54.09 | 54.97 | 2 | 0
2015 | MISO_MO-IL_2_PJM_ROR | MISO_MO-IL | PJM_ROR | Internal | Summer | B1 | 10 | 1212 | 433.9 | 91.77 | 93.77 | 2 | 0
2015 | MISO_MO-IL_2_PJM_ROR | MISO_MO-IL | PJM_ROR | Internal | Summer | B2 | 25 | 1212 | 0 | 88.74 | 90.72 | 2 | 0
2015 | MISO_MO-IL_2_PJM_ROR | MISO_MO-IL | PJM_ROR | Internal | Summer | B3 | 75 | 1212 | 0 | 88.74 | 89.51 | 2 | 0
2015 | MISO_MO-IL_2_PJM_ROR | MISO_MO-IL | PJM_ROR | Internal | Summer | B4 | 100 | 1212 | 0 | 86.99 | 84.99 | 2 | 0
2015 | MISO_MO-IL_2_PJM_ROR | MISO_MO-IL | PJM_ROR | Internal | Summer | B5 | 200 | 1212 | 0 | 76.62 | 76.64 | 2 | 0
2015 | MISO_MO-IL_2_PJM_ROR | MISO_MO-IL | PJM_ROR | Internal | Summer | B6 | 300 | 1212 | 0 | 69.24 | 67.26 | 2 | 0
2015 | MISO_MO-IL_2_PJM_ROR | MISO_MO-IL | PJM_ROR | Internal | Summer | B7 | 400 | 1212 | 0 | 56.82 | 58.81 | 2 | 0
2015 | MISO_MO-IL_2_PJM_ROR | MISO_MO-IL | PJM_ROR | Internal | Summer | B8 | 500 | 1212 | 1212 | 54.39 | 56.4 | 2 | 0.01
2015 | MISO_MO-IL_2_PJM_ROR | MISO_MO-IL | PJM_ROR | Internal | Summer | B9 | 800 | 1212 | 0 | 52.93 | 54.43 | 2 | 0
2015 | MISO_MO-IL_2_PJM_ROR | MISO_MO-IL | PJM_ROR | Internal | Summer | B10 | 1262 | 1212 | 0 | 51.53 | 52.2 | 2 | 0
2015 | MISO_MO-IL_2_PJM_ROR | MISO_MO-IL | PJM_ROR | Internal | Winter | B16 | 25 | 1212 | 653.37 | 75.87 | 77.87 | 2 | 0
2015 | MISO_MO-IL_2_PJM_ROR | MISO_MO-IL | PJM_ROR | Internal | Winter | B17 | 100 | 1212 | 1212 | 64.23 | 71.53 | 2 | 5.31
2015 | MISO_MO-IL_2_PJM_ROR | MISO_MO-IL | PJM_ROR | Internal | Winter | B18 | 400 | 1212 | 827.8 | 60.74 | 62.74 | 2 | 0
2015 | MISO_MO-IL_2_PJM_ROR | MISO_MO-IL | PJM_ROR | Internal | Winter | B19 | 700 | 1212 | 1212 | 57.99 | 60 | 2 | 0.01
2015 | MISO_MO-IL_2_PJM_ROR | MISO_MO-IL | PJM_ROR | Internal | Winter | B20 | 935 | 1212 | 748.9 | 53.12 | 55.12 | 2 | 0
2015 | MISO_MO-IL_2_TVA_Transmission | MISO_MO-IL | TVA_Transmission | Internal | Shoulder | B11 | 25 | 4000 | 0 | 77.69 | 81.69 | 8 | 0
2015 | MISO_MO-IL_2_TVA_Transmission | MISO_MO-IL | TVA_Transmission | Internal | Shoulder | B12 | 200 | 4000 | 0 | 62.96 | 66.45 | 8 | 0
2015 | MISO_MO-IL_2_TVA_Transmission | MISO_MO-IL | TVA_Transmission | Internal | Shoulder | B13 | 600 | 4000 | 0 | 59.6 | 63.83 | 8 | 0
2015 | MISO_MO-IL_2_TVA_Transmission | MISO_MO-IL | TVA_Transmission | Internal | Shoulder | B14 | 900 | 4000 | 0 | 56.88 | 62.53 | 8 | 0
2015 | MISO_MO-IL_2_TVA_Transmission | MISO_MO-IL | TVA_Transmission | Internal | Shoulder | B15 | 1203 | 4000 | 0 | 54.09 | 60.97 | 8 | 0
2015 | MISO_MO-IL_2_TVA_Transmission | MISO_MO-IL | TVA_Transmission | Internal | Summer | B1 | 10 | 4000 | 1121.2 | 91.77 | 99.77 | 8 | 0
2015 | MISO_MO-IL_2_TVA_Transmission | MISO_MO-IL | TVA_Transmission | Internal | Summer | B2 | 25 | 4000 | 221.21 | 88.74 | 96.74 | 8 | 0
2015 | MISO_MO-IL_2_TVA_Transmission | MISO_MO-IL | TVA_Transmission | Internal | Summer | B3 | 75 | 4000 | 0 | 88.74 | 95.51 | 8 | 0
2015 | MISO_MO-IL_2_TVA_Transmission | MISO_MO-IL | TVA_Transmission | Internal | Summer | B4 | 100 | 4000 | 0 | 86.99 | 90.99 | 8 | 0
2015 | MISO_MO-IL_2_TVA_Transmission | MISO_MO-IL | TVA_Transmission | Internal | Summer | B5 | 200 | 4000 | 0 | 76.62 | 82.64 | 8 | 0
2015 | MISO_MO-IL_2_TVA_Transmission | MISO_MO-IL | TVA_Transmission | Internal | Summer | B6 | 300 | 4000 | 0 | 69.24 | 72.62 | 8 | 0
2015 | MISO_MO-IL_2_TVA_Transmission | MISO_MO-IL | TVA_Transmission | Internal | Summer | B7 | 400 | 4000 | 0 | 56.82 | 63.36 | 8 | 0
2015 | MISO_MO-IL_2_TVA_Transmission | MISO_MO-IL | TVA_Transmission | Internal | Summer | B8 | 500 | 4000 | 0 | 54.39 | 61.14 | 8 | 0
2015 | MISO_MO-IL_2_TVA_Transmission | MISO_MO-IL | TVA_Transmission | Internal | Summer | B9 | 800 | 4000 | 0 | 52.93 | 60.43 | 8 | 0
2015 | MISO_MO-IL_2_TVA_Transmission | MISO_MO-IL | TVA_Transmission | Internal | Summer | B10 | 1262 | 4000 | 0 | 51.53 | 58.06 | 8 | 0
2015 | MISO_MO-IL_2_TVA_Transmission | MISO_MO-IL | TVA_Transmission | Internal | Winter | B16 | 25 | 4000 | 1465.61 | 75.87 | 83.87 | 8 | 0
2015 | MISO_MO-IL_2_TVA_Transmission | MISO_MO-IL | TVA_Transmission | Internal | Winter | B17 | 100 | 4000 | 0 | 64.23 | 69.41 | 8 | 0
2015 | MISO_MO-IL_2_TVA_Transmission | MISO_MO-IL | TVA_Transmission | Internal | Winter | B18 | 400 | 4000 | 0 | 60.74 | 65.26 | 8 | 0
2015 | MISO_MO-IL_2_TVA_Transmission | MISO_MO-IL | TVA_Transmission | Internal | Winter | B19 | 700 | 4000 | 0 | 57.99 | 63.39 | 8 | 0
2015 | MISO_MO-IL_2_TVA_Transmission | MISO_MO-IL | TVA_Transmission | Internal | Winter | B20 | 935 | 4000 | 1169.27 | 53.12 | 61.12 | 8 | 0
2015 | MISO_W_2_MAPP_CA | MISO_W | MAPP_CA | Internal | Shoulder | B11 | 25 | 926 | 0 | 77.68 | 70.97 | 0.01 | 0
2015 | MISO_W_2_MAPP_CA | MISO_W | MAPP_CA | Internal | Shoulder | B12 | 200 | 926 | 0 | 62.95 | 62.94 | 0.01 | 0
2015 | MISO_W_2_MAPP_CA | MISO_W | MAPP_CA | Internal | Shoulder | B13 | 600 | 926 | 0 | 59.59 | 59.58 | 0.01 | 0
2015 | MISO_W_2_MAPP_CA | MISO_W | MAPP_CA | Internal | Shoulder | B14 | 900 | 926 | 0 | 56.87 | 56.86 | 0.01 | 0
2015 | MISO_W_2_MAPP_CA | MISO_W | MAPP_CA | Internal | Shoulder | B15 | 1203 | 926 | 926 | 54.08 | 56.86 | 0.01 | 2.77
2015 | MISO_W_2_MAPP_CA | MISO_W | MAPP_CA | Internal | Summer | B1 | 10 | 926 | 0 | 91.76 | 77.76 | 0.01 | 0
2015 | MISO_W_2_MAPP_CA | MISO_W | MAPP_CA | Internal | Summer | B2 | 25 | 926 | 0 | 88.73 | 83.88 | 0.01 | 0
2015 | MISO_W_2_MAPP_CA | MISO_W | MAPP_CA | Internal | Summer | B3 | 75 | 926 | 0 | 88.73 | 77.38 | 0.01 | 0
2015 | MISO_W_2_MAPP_CA | MISO_W | MAPP_CA | Internal | Summer | B4 | 100 | 926 | 0 | 86.97 | 75.73 | 0.01 | 0
2015 | MISO_W_2_MAPP_CA | MISO_W | MAPP_CA | Internal | Summer | B5 | 200 | 926 | 0 | 76.61 | 75.73 | 0.01 | 0
2015 | MISO_W_2_MAPP_CA | MISO_W | MAPP_CA | Internal | Summer | B6 | 300 | 926 | 0 | 69.23 | 69.22 | 0.01 | 0
2015 | MISO_W_2_MAPP_CA | MISO_W | MAPP_CA | Internal | Summer | B7 | 400 | 926 | 0 | 56.81 | 56.8 | 0.01 | 0
2015 | MISO_W_2_MAPP_CA | MISO_W | MAPP_CA | Internal | Summer | B8 | 500 | 926 | 0 | 54.37 | 54.36 | 0.01 | 0
2015 | MISO_W_2_MAPP_CA | MISO_W | MAPP_CA | Internal | Summer | B9 | 800 | 926 | 0 | 52.92 | 52.91 | 0.01 | 0
2015 | MISO_W_2_MAPP_CA | MISO_W | MAPP_CA | Internal | Summer | B10 | 1262 | 926 | 926 | 51.52 | 52.91 | 0.01 | 1.38
2015 | MISO_W_2_MAPP_CA | MISO_W | MAPP_CA | Internal | Winter | B16 | 25 | 926 | 0 | 75.86 | 75.85 | 0.01 | 0
2015 | MISO_W_2_MAPP_CA | MISO_W | MAPP_CA | Internal | Winter | B17 | 100 | 926 | 0 | 64.21 | 64.2 | 0.01 | 0
2015 | MISO_W_2_MAPP_CA | MISO_W | MAPP_CA | Internal | Winter | B18 | 400 | 926 | 0 | 60.72 | 60.71 | 0.01 | 0
2015 | MISO_W_2_MAPP_CA | MISO_W | MAPP_CA | Internal | Winter | B19 | 700 | 926 | 0 | 58 | 57.99 | 0.01 | 0
2015 | MISO_W_2_MAPP_CA | MISO_W | MAPP_CA | Internal | Winter | B20 | 935 | 926 | 926 | 53.12 | 57.99 | 0.01 | 4.86
2015 | MISO_W_2_MISO_MO-IL | MISO_W | MISO_MO-IL | Internal | Shoulder | B11 | 25 | 3915 | 2249.53 | 77.68 | 77.69 | 0.01 | 0
2015 | MISO_W_2_MISO_MO-IL | MISO_W | MISO_MO-IL | Internal | Shoulder | B12 | 200 | 3915 | 3138.55 | 62.95 | 62.96 | 0.01 | 0
2015 | MISO_W_2_MISO_MO-IL | MISO_W | MISO_MO-IL | Internal | Shoulder | B13 | 600 | 3915 | 2305.64 | 59.59 | 59.6 | 0.01 | 0
2015 | MISO_W_2_MISO_MO-IL | MISO_W | MISO_MO-IL | Internal | Shoulder | B14 | 900 | 3915 | 2467.62 | 56.87 | 56.88 | 0.01 | 0
2015 | MISO_W_2_MISO_MO-IL | MISO_W | MISO_MO-IL | Internal | Shoulder | B15 | 1203 | 3915 | 110.72 | 54.08 | 54.09 | 0.01 | 0
2015 | MISO_W_2_MISO_MO-IL | MISO_W | MISO_MO-IL | Internal | Summer | B1 | 10 | 3915 | 2518.44 | 91.76 | 91.77 | 0.01 | 0
2015 | MISO_W_2_MISO_MO-IL | MISO_W | MISO_MO-IL | Internal | Summer | B2 | 25 | 3915 | 1677.94 | 88.73 | 88.74 | 0.01 | 0
2015 | MISO_W_2_MISO_MO-IL | MISO_W | MISO_MO-IL | Internal | Summer | B3 | 75 | 3915 | 2236.21 | 88.73 | 88.74 | 0.01 | 0
2015 | MISO_W_2_MISO_MO-IL | MISO_W | MISO_MO-IL | Internal | Summer | B4 | 100 | 3915 | 1159.67 | 86.97 | 86.99 | 0.01 | 0
2015 | MISO_W_2_MISO_MO-IL | MISO_W | MISO_MO-IL | Internal | Summer | B5 | 200 | 3915 | 1782.36 | 76.61 | 76.62 | 0.01 | 0
2015 | MISO_W_2_MISO_MO-IL | MISO_W | MISO_MO-IL | Internal | Summer | B6 | 300 | 3915 | 301.92 | 69.23 | 69.24 | 0.01 | 0
2015 | MISO_W_2_MISO_MO-IL | MISO_W | MISO_MO-IL | Internal | Summer | B7 | 400 | 3915 | 1639.6 | 56.81 | 56.82 | 0.01 | 0
2015 | MISO_W_2_MISO_MO-IL | MISO_W | MISO_MO-IL | Internal | Summer | B8 | 500 | 3915 | 1959.94 | 54.37 | 54.39 | 0.01 | 0
2015 | MISO_W_2_MISO_MO-IL | MISO_W | MISO_MO-IL | Internal | Summer | B9 | 800 | 3915 | 1616.06 | 52.92 | 52.93 | 0.01 | 0
2015 | MISO_W_2_MISO_MO-IL | MISO_W | MISO_MO-IL | Internal | Summer | B10 | 1262 | 3915 | 1028.23 | 51.52 | 51.53 | 0.01 | 0
2015 | MISO_W_2_MISO_MO-IL | MISO_W | MISO_MO-IL | Internal | Winter | B16 | 25 | 3915 | 3476.95 | 75.86 | 75.87 | 0.01 | 0
2015 | MISO_W_2_MISO_MO-IL | MISO_W | MISO_MO-IL | Internal | Winter | B17 | 100 | 3915 | 2225.85 | 64.21 | 64.23 | 0.01 | 0
2015 | MISO_W_2_MISO_MO-IL | MISO_W | MISO_MO-IL | Internal | Winter | B18 | 400 | 3915 | 1443.59 | 60.72 | 60.74 | 0.01 | 0
2015 | MISO_W_2_MISO_MO-IL | MISO_W | MISO_MO-IL | Internal | Winter | B19 | 700 | 3915 | 0 | 58 | 57.99 | 0.01 | 0
2015 | MISO_W_2_MISO_MO-IL | MISO_W | MISO_MO-IL | Internal | Winter | B20 | 935 | 3915 | 0 | 53.12 | 53.12 | 0.01 | 0
2015 | MISO_W_2_MISO_WUMS | MISO_W | MISO_WUMS | Internal | Shoulder | B11 | 25 | 1732 | 0 | 77.68 | 62.04 | 0.01 | 0
2015 | MISO_W_2_MISO_WUMS | MISO_W | MISO_WUMS | Internal | Shoulder | B12 | 200 | 1732 | 0 | 62.95 | 62.04 | 0.01 | 0
2015 | MISO_W_2_MISO_WUMS | MISO_W | MISO_WUMS | Internal | Shoulder | B13 | 600 | 1732 | 0 | 59.59 | 59.58 | 0.01 | 0
2015 | MISO_W_2_MISO_WUMS | MISO_W | MISO_WUMS | Internal | Shoulder | B14 | 900 | 1732 | 0 | 56.87 | 56.62 | 0.01 | 0
2015 | MISO_W_2_MISO_WUMS | MISO_W | MISO_WUMS | Internal | Shoulder | B15 | 1203 | 1732 | 0 | 54.08 | 54.07 | 0.01 | 0
2015 | MISO_W_2_MISO_WUMS | MISO_W | MISO_WUMS | Internal | Summer | B1 | 10 | 1732 | 0 | 91.76 | 91.76 | 0.01 | 0
2015 | MISO_W_2_MISO_WUMS | MISO_W | MISO_WUMS | Internal | Summer | B2 | 25 | 1732 | 0 | 88.73 | 88.72 | 0.01 | 0
2015 | MISO_W_2_MISO_WUMS | MISO_W | MISO_WUMS | Internal | Summer | B3 | 75 | 1732 | 0 | 88.73 | 87.51 | 0.01 | 0
2015 | MISO_W_2_MISO_WUMS | MISO_W | MISO_WUMS | Internal | Summer | B4 | 100 | 1732 | 0 | 86.97 | 82.99 | 0.01 | 0
2015 | MISO_W_2_MISO_WUMS | MISO_W | MISO_WUMS | Internal | Summer | B5 | 200 | 1732 | 0 | 76.61 | 68.96 | 0.01 | 0
2015 | MISO_W_2_MISO_WUMS | MISO_W | MISO_WUMS | Internal | Summer | B6 | 300 | 1732 | 0 | 69.23 | 62.54 | 0.01 | 0
2015 | MISO_W_2_MISO_WUMS | MISO_W | MISO_WUMS | Internal | Summer | B7 | 400 | 1732 | 0 | 56.81 | 56.8 | 0.01 | 0
2015 | MISO_W_2_MISO_WUMS | MISO_W | MISO_WUMS | Internal | Summer | B8 | 500 | 1732 | 510.63 | 54.37 | 54.39 | 0.01 | 0
2015 | MISO_W_2_MISO_WUMS | MISO_W | MISO_WUMS | Internal | Summer | B9 | 800 | 1732 | 0 | 52.92 | 52.91 | 0.01 | 0
2015 | MISO_W_2_MISO_WUMS | MISO_W | MISO_WUMS | Internal | Summer | B10 | 1262 | 1732 | 318.44 | 51.52 | 51.53 | 0.01 | 0
2015 | MISO_W_2_MISO_WUMS | MISO_W | MISO_WUMS | Internal | Winter | B16 | 25 | 1732 | 0 | 75.86 | 75.85 | 0.01 | 0
2015 | MISO_W_2_MISO_WUMS | MISO_W | MISO_WUMS | Internal | Winter | B17 | 100 | 1732 | 0 | 64.21 | 64.2 | 0.01 | 0
2015 | MISO_W_2_MISO_WUMS | MISO_W | MISO_WUMS | Internal | Winter | B18 | 400 | 1732 | 0 | 60.72 | 60.72 | 0.01 | 0
2015 | MISO_W_2_MISO_WUMS | MISO_W | MISO_WUMS | Internal | Winter | B19 | 700 | 1732 | 0 | 58 | 58 | 0.01 | 0
2015 | MISO_W_2_MISO_WUMS | MISO_W | MISO_WUMS | Internal | Winter | B20 | 935 | 1732 | 610.96 | 53.12 | 53.13 | 0.01 | 0
2015 | MISO_W_2_NE | MISO_W | NE | Internal | Shoulder | B11 | 25 | 2800 | 0 | 77.68 | 77.68 | 7 | 0
2015 | MISO_W_2_NE | MISO_W | NE | Internal | Shoulder | B12 | 200 | 2800 | 0 | 62.95 | 60.02 | 7 | 0
2015 | MISO_W_2_NE | MISO_W | NE | Internal | Shoulder | B13 | 600 | 2800 | 0 | 59.59 | 59.41 | 7 | 0
2015 | MISO_W_2_NE | MISO_W | NE | Internal | Shoulder | B14 | 900 | 2800 | 0 | 56.87 | 57.37 | 7 | 0
2015 | MISO_W_2_NE | MISO_W | NE | Internal | Shoulder | B15 | 1203 | 2800 | 0 | 54.08 | 57.37 | 7 | 0
2015 | MISO_W_2_NE | MISO_W | NE | Internal | Summer | B1 | 10 | 2800 | 0 | 91.76 | 91.76 | 7 | 0
2015 | MISO_W_2_NE | MISO_W | NE | Internal | Summer | B2 | 25 | 2800 | 0 | 88.73 | 91.38 | 7 | 0
2015 | MISO_W_2_NE | MISO_W | NE | Internal | Summer | B3 | 75 | 2800 | 0 | 88.73 | 91.38 | 7 | 0
2015 | MISO_W_2_NE | MISO_W | NE | Internal | Summer | B4 | 100 | 2800 | 0 | 86.97 | 86.97 | 7 | 0
2015 | MISO_W_2_NE | MISO_W | NE | Internal | Summer | B5 | 200 | 2800 | 0 | 76.61 | 76.61 | 7 | 0
2015 | MISO_W_2_NE | MISO_W | NE | Internal | Summer | B6 | 300 | 2800 | 0 | 69.23 | 69.23 | 7 | 0
2015 | MISO_W_2_NE | MISO_W | NE | Internal | Summer | B7 | 400 | 2800 | 0 | 56.81 | 59.68 | 7 | 0
2015 | MISO_W_2_NE | MISO_W | NE | Internal | Summer | B8 | 500 | 2800 | 0 | 54.37 | 58.69 | 7 | 0
2015 | MISO_W_2_NE | MISO_W | NE | Internal | Summer | B9 | 800 | 2800 | 0 | 52.92 | 56.1 | 7 | 0
2015 | MISO_W_2_NE | MISO_W | NE | Internal | Summer | B10 | 1262 | 2800 | 0 | 51.52 | 53.4 | 7 | 0
2015 | MISO_W_2_NE | MISO_W | NE | Internal | Winter | B16 | 25 | 2800 | 0 | 75.86 | 70.86 | 7 | 0
2015 | MISO_W_2_NE | MISO_W | NE | Internal | Winter | B17 | 100 | 2800 | 0 | 64.21 | 59.85 | 7 | 0
2015 | MISO_W_2_NE | MISO_W | NE | Internal | Winter | B18 | 400 | 2800 | 0 | 60.72 | 59.85 | 7 | 0
2015 | MISO_W_2_NE | MISO_W | NE | Internal | Winter | B19 | 700 | 2800 | 0 | 58 | 59.83 | 7 | 0
2015 | MISO_W_2_NE | MISO_W | NE | Internal | Winter | B20 | 935 | 2800 | 0 | 53.12 | 55.63 | 7 | 0
2015 | MISO_W_2_PJM_ROR | MISO_W | PJM_ROR | Internal | Shoulder | B11 | 25 | 773 | 0 | 77.68 | 75.69 | 2 | 0
2015 | MISO_W_2_PJM_ROR | MISO_W | PJM_ROR | Internal | Shoulder | B12 | 200 | 773 | 19.29 | 62.95 | 64.95 | 2 | 0
2015 | MISO_W_2_PJM_ROR | MISO_W | PJM_ROR | Internal | Shoulder | B13 | 600 | 773 | 93.56 | 59.59 | 61.59 | 2 | 0
2015 | MISO_W_2_PJM_ROR | MISO_W | PJM_ROR | Internal | Shoulder | B14 | 900 | 773 | 773 | 56.87 | 58.88 | 2 | 0.01
2015 | MISO_W_2_PJM_ROR | MISO_W | PJM_ROR | Internal | Shoulder | B15 | 1203 | 773 | 0 | 54.08 | 54.97 | 2 | 0
2015 | MISO_W_2_PJM_ROR | MISO_W | PJM_ROR | Internal | Summer | B1 | 10 | 773 | 773 | 91.76 | 93.77 | 2 | 0.01
2015 | MISO_W_2_PJM_ROR | MISO_W | PJM_ROR | Internal | Summer | B2 | 25 | 773 | 0 | 88.73 | 90.72 | 2 | 0
2015 | MISO_W_2_PJM_ROR | MISO_W | PJM_ROR | Internal | Summer | B3 | 75 | 773 | 0 | 88.73 | 89.51 | 2 | 0
2015 | MISO_W_2_PJM_ROR | MISO_W | PJM_ROR | Internal | Summer | B4 | 100 | 773 | 0 | 86.97 | 84.99 | 2 | 0
2015 | MISO_W_2_PJM_ROR | MISO_W | PJM_ROR | Internal | Summer | B5 | 200 | 773 | 0 | 76.61 | 76.64 | 2 | 0
2015 | MISO_W_2_PJM_ROR | MISO_W | PJM_ROR | Internal | Summer | B6 | 300 | 773 | 0 | 69.23 | 67.26 | 2 | 0
2015 | MISO_W_2_PJM_ROR | MISO_W | PJM_ROR | Internal | Summer | B7 | 400 | 773 | 445.92 | 56.81 | 58.81 | 2 | 0
2015 | MISO_W_2_PJM_ROR | MISO_W | PJM_ROR | Internal | Summer | B8 | 500 | 773 | 773 | 54.37 | 56.4 | 2 | 0.02
2015 | MISO_W_2_PJM_ROR | MISO_W | PJM_ROR | Internal | Summer | B9 | 800 | 773 | 0 | 52.92 | 54.43 | 2 | 0
2015 | MISO_W_2_PJM_ROR | MISO_W | PJM_ROR | Internal | Summer | B10 | 1262 | 773 | 0 | 51.52 | 52.2 | 2 | 0
2015 | MISO_W_2_PJM_ROR | MISO_W | PJM_ROR | Internal | Winter | B16 | 25 | 773 | 773 | 75.86 | 77.87 | 2 | 0.01
2015 | MISO_W_2_PJM_ROR | MISO_W | PJM_ROR | Internal | Winter | B17 | 100 | 773 | 773 | 64.21 | 71.53 | 2 | 5.32
2015 | MISO_W_2_PJM_ROR | MISO_W | PJM_ROR | Internal | Winter | B18 | 400 | 773 | 773 | 60.72 | 62.74 | 2 | 0.01
2015 | MISO_W_2_PJM_ROR | MISO_W | PJM_ROR | Internal | Winter | B19 | 700 | 773 | 520.35 | 58 | 60 | 2 | 0
2015 | MISO_W_2_PJM_ROR | MISO_W | PJM_ROR | Internal | Winter | B20 | 935 | 773 | 677.92 | 53.12 | 55.12 | 2 | 0
2015 | MISO_W_2_SPP_N | MISO_W | SPP_N | Internal | Shoulder | B11 | 25 | 3200 | 110.98 | 77.68 | 84.68 | 7 | 0
2015 | MISO_W_2_SPP_N | MISO_W | SPP_N | Internal | Shoulder | B12 | 200 | 3200 | 0 | 62.95 | 60.03 | 7 | 0
2015 | MISO_W_2_SPP_N | MISO_W | SPP_N | Internal | Shoulder | B13 | 600 | 3200 | 0 | 59.59 | 59.43 | 7 | 0
2015 | MISO_W_2_SPP_N | MISO_W | SPP_N | Internal | Shoulder | B14 | 900 | 3200 | 0 | 56.87 | 57.38 | 7 | 0
2015 | MISO_W_2_SPP_N | MISO_W | SPP_N | Internal | Shoulder | B15 | 1203 | 3200 | 0 | 54.08 | 57.38 | 7 | 0
2015 | MISO_W_2_SPP_N | MISO_W | SPP_N | Internal | Summer | B1 | 10 | 3200 | 0 | 91.76 | 92.6 | 7 | 0
2015 | MISO_W_2_SPP_N | MISO_W | SPP_N | Internal | Summer | B2 | 25 | 3200 | 0 | 88.73 | 92.6 | 7 | 0
2015 | MISO_W_2_SPP_N | MISO_W | SPP_N | Internal | Summer | B3 | 75 | 3200 | 0 | 88.73 | 92.6 | 7 | 0
2015 | MISO_W_2_SPP_N | MISO_W | SPP_N | Internal | Summer | B4 | 100 | 3200 | 0 | 86.97 | 86.99 | 7 | 0
2015 | MISO_W_2_SPP_N | MISO_W | SPP_N | Internal | Summer | B5 | 200 | 3200 | 0 | 76.61 | 81.21 | 7 | 0
2015 | MISO_W_2_SPP_N | MISO_W | SPP_N | Internal | Summer | B6 | 300 | 3200 | 2011.33 | 69.23 | 76.23 | 7 | 0
2015 | MISO_W_2_SPP_N | MISO_W | SPP_N | Internal | Summer | B7 | 400 | 3200 | 281.85 | 56.81 | 63.81 | 7 | 0
2015 | MISO_W_2_SPP_N | MISO_W | SPP_N | Internal | Summer | B8 | 500 | 3200 | 0 | 54.37 | 58.7 | 7 | 0
2015 | MISO_W_2_SPP_N | MISO_W | SPP_N | Internal | Summer | B9 | 800 | 3200 | 0 | 52.92 | 56.11 | 7 | 0
2015 | MISO_W_2_SPP_N | MISO_W | SPP_N | Internal | Summer | B10 | 1262 | 3200 | 0 | 51.52 | 55.99 | 7 | 0
2015 | MISO_W_2_SPP_N | MISO_W | SPP_N | Internal | Winter | B16 | 25 | 3200 | 0 | 75.86 | 70.87 | 7 | 0
2015 | MISO_W_2_SPP_N | MISO_W | SPP_N | Internal | Winter | B17 | 100 | 3200 | 0 | 64.21 | 59.86 | 7 | 0
2015 | MISO_W_2_SPP_N | MISO_W | SPP_N | Internal | Winter | B18 | 400 | 3200 | 0 | 60.72 | 59.86 | 7 | 0
2015 | MISO_W_2_SPP_N | MISO_W | SPP_N | Internal | Winter | B19 | 700 | 3200 | 0 | 58 | 59.84 | 7 | 0
2015 | MISO_W_2_SPP_N | MISO_W | SPP_N | Internal | Winter | B20 | 935 | 3200 | 0 | 53.12 | 59.72 | 7 | 0
2015 | MISO_WUMS_2_MISO_MI | MISO_WUMS | MISO_MI | Internal | Shoulder | B11 | 25 | 1422 | 1422 | 62.04 | 74.49 | 0.01 | 12.44
2015 | MISO_WUMS_2_MISO_MI | MISO_WUMS | MISO_MI | Internal | Shoulder | B12 | 200 | 1422 | 1422 | 62.04 | 66.56 | 0.01 | 4.5
2015 | MISO_WUMS_2_MISO_MI | MISO_WUMS | MISO_MI | Internal | Shoulder | B13 | 600 | 1422 | 1422 | 59.58 | 59.63 | 0.01 | 0.04
2015 | MISO_WUMS_2_MISO_MI | MISO_WUMS | MISO_MI | Internal | Shoulder | B14 | 900 | 1422 | 1422 | 56.62 | 56.91 | 0.01 | 0.27
2015 | MISO_WUMS_2_MISO_MI | MISO_WUMS | MISO_MI | Internal | Shoulder | B15 | 1203 | 1422 | 1422 | 54.07 | 54.09 | 0.01 | 0.01
2015 | MISO_WUMS_2_MISO_MI | MISO_WUMS | MISO_MI | Internal | Summer | B1 | 10 | 1422 | 1013.98 | 91.76 | 91.77 | 0.01 | 0
2015 | MISO_WUMS_2_MISO_MI | MISO_WUMS | MISO_MI | Internal | Summer | B2 | 25 | 1422 | 1422 | 88.72 | 91.77 | 0.01 | 3.05
2015 | MISO_WUMS_2_MISO_MI | MISO_WUMS | MISO_MI | Internal | Summer | B3 | 75 | 1422 | 626.63 | 87.51 | 87.53 | 0.01 | 0
2015 | MISO_WUMS_2_MISO_MI | MISO_WUMS | MISO_MI | Internal | Summer | B4 | 100 | 1422 | 1422 | 82.99 | 86.7 | 0.01 | 3.7
2015 | MISO_WUMS_2_MISO_MI | MISO_WUMS | MISO_MI | Internal | Summer | B5 | 200 | 1422 | 1422 | 68.96 | 74.64 | 0.01 | 5.67
2015 | MISO_WUMS_2_MISO_MI | MISO_WUMS | MISO_MI | Internal | Summer | B6 | 300 | 1422 | 1422 | 62.54 | 69.24 | 0.01 | 6.69
2015 | MISO_WUMS_2_MISO_MI | MISO_WUMS | MISO_MI | Internal | Summer | B7 | 400 | 1422 | 1422 | 56.8 | 56.84 | 0.01 | 0.04
2015 | MISO_WUMS_2_MISO_MI | MISO_WUMS | MISO_MI | Internal | Summer | B8 | 500 | 1422 | 1422 | 54.39 | 54.41 | 0.01 | 0.01
2015 | MISO_WUMS_2_MISO_MI | MISO_WUMS | MISO_MI | Internal | Summer | B9 | 800 | 1422 | 1422 | 52.91 | 53.25 | 0.01 | 0.33
2015 | MISO_WUMS_2_MISO_MI | MISO_WUMS | MISO_MI | Internal | Summer | B10 | 1262 | 1422 | 1422 | 51.53 | 52.23 | 0.01 | 0.69
2015 | MISO_WUMS_2_MISO_MI | MISO_WUMS | MISO_MI | Internal | Winter | B16 | 25 | 1422 | 1422 | 75.85 | 75.87 | 0.01 | 0.01
2015 | MISO_WUMS_2_MISO_MI | MISO_WUMS | MISO_MI | Internal | Winter | B17 | 100 | 1422 | 1422 | 64.2 | 69.53 | 0.01 | 5.32
2015 | MISO_WUMS_2_MISO_MI | MISO_WUMS | MISO_MI | Internal | Winter | B18 | 400 | 1422 | 895.66 | 60.72 | 60.74 | 0.01 | 0
2015 | MISO_WUMS_2_MISO_MI | MISO_WUMS | MISO_MI | Internal | Winter | B19 | 700 | 1422 | 823.26 | 58 | 58.01 | 0.01 | 0
2015 | MISO_WUMS_2_MISO_MI | MISO_WUMS | MISO_MI | Internal | Winter | B20 | 935 | 1422 | 1129.56 | 53.13 | 53.14 | 0.01 | 0
2015 | MISO_WUMS_2_MISO_W | MISO_WUMS | MISO_W | Internal | Shoulder | B11 | 25 | 1240 | 1240 | 62.04 | 77.68 | 0.01 | 15.63
2015 | MISO_WUMS_2_MISO_W | MISO_WUMS | MISO_W | Internal | Shoulder | B12 | 200 | 1240 | 1240 | 62.04 | 62.95 | 0.01 | 0.89
2015 | MISO_WUMS_2_MISO_W | MISO_WUMS | MISO_W | Internal | Shoulder | B13 | 600 | 1240 | 987.6 | 59.58 | 59.59 | 0.01 | 0
2015 | MISO_WUMS_2_MISO_W | MISO_WUMS | MISO_W | Internal | Shoulder | B14 | 900 | 1240 | 1240 | 56.62 | 56.87 | 0.01 | 0.23
2015 | MISO_WUMS_2_MISO_W | MISO_WUMS | MISO_W | Internal | Shoulder | B15 | 1203 | 1240 | 1141.34 | 54.07 | 54.08 | 0.01 | 0
2015 | MISO_WUMS_2_MISO_W | MISO_WUMS | MISO_W | Internal | Summer | B1 | 10 | 1240 | 0 | 91.76 | 91.76 | 0.01 | 0
2015 | MISO_WUMS_2_MISO_W | MISO_WUMS | MISO_W | Internal | Summer | B2 | 25 | 1240 | 532.13 | 88.72 | 88.73 | 0.01 | 0
2015 | MISO_WUMS_2_MISO_W | MISO_WUMS | MISO_W | Internal | Summer | B3 | 75 | 1240 | 1240 | 87.51 | 88.73 | 0.01 | 1.2
2015 | MISO_WUMS_2_MISO_W | MISO_WUMS | MISO_W | Internal | Summer | B4 | 100 | 1240 | 1240 | 82.99 | 86.97 | 0.01 | 3.98
2015 | MISO_WUMS_2_MISO_W | MISO_WUMS | MISO_W | Internal | Summer | B5 | 200 | 1240 | 1240 | 68.96 | 76.61 | 0.01 | 7.64
2015 | MISO_WUMS_2_MISO_W | MISO_WUMS | MISO_W | Internal | Summer | B6 | 300 | 1240 | 1240 | 62.54 | 69.23 | 0.01 | 6.68
2015 | MISO_WUMS_2_MISO_W | MISO_WUMS | MISO_W | Internal | Summer | B7 | 400 | 1240 | 273.09 | 56.8 | 56.81 | 0.01 | 0
2015 | MISO_WUMS_2_MISO_W | MISO_WUMS | MISO_W | Internal | Summer | B8 | 500 | 1240 | 0 | 54.39 | 54.37 | 0.01 | 0
2015 | MISO_WUMS_2_MISO_W | MISO_WUMS | MISO_W | Internal | Summer | B9 | 800 | 1240 | 320.99 | 52.91 | 52.92 | 0.01 | 0
2015 | MISO_WUMS_2_MISO_W | MISO_WUMS | MISO_W | Internal | Summer | B10 | 1262 | 1240 | 0 | 51.53 | 51.52 | 0.01 | 0
2015 | MISO_WUMS_2_MISO_W | MISO_WUMS | MISO_W | Internal | Winter | B16 | 25 | 1240 | 366.96 | 75.85 | 75.86 | 0.01 | 0
2015 | MISO_WUMS_2_MISO_W | MISO_WUMS | MISO_W | Internal | Winter | B17 | 100 | 1240 | 496.61 | 64.2 | 64.21 | 0.01 | 0
2015 | MISO_WUMS_2_MISO_W | MISO_WUMS | MISO_W | Internal | Winter | B18 | 400 | 1240 | 0 | 60.72 | 60.72 | 0.01 | 0
2015 | MISO_WUMS_2_MISO_W | MISO_WUMS | MISO_W | Internal | Winter | B19 | 700 | 1240 | 0 | 58 | 58 | 0.01 | 0
2015 | MISO_WUMS_2_MISO_W | MISO_WUMS | MISO_W | Internal | Winter | B20 | 935 | 1240 | 0 | 53.13 | 53.12 | 0.01 | 0
2015 | MISO_WUMS_2_PJM_ROR | MISO_WUMS | PJM_ROR | Internal | Shoulder | B11 | 25 | 1600 | 1600 | 62.04 | 75.69 | 2 | 11.65
2015 | MISO_WUMS_2_PJM_ROR | MISO_WUMS | PJM_ROR | Internal | Shoulder | B12 | 200 | 1600 | 1600 | 62.04 | 64.95 | 2 | 0.91
2015 | MISO_WUMS_2_PJM_ROR | MISO_WUMS | PJM_ROR | Internal | Shoulder | B13 | 600 | 1600 | 1600 | 59.58 | 61.59 | 2 | 0.01
2015 | MISO_WUMS_2_PJM_ROR | MISO_WUMS | PJM_ROR | Internal | Shoulder | B14 | 900 | 1600 | 1600 | 56.62 | 58.88 | 2 | 0.26
2015 | MISO_WUMS_2_PJM_ROR | MISO_WUMS | PJM_ROR | Internal | Shoulder | B15 | 1203 | 1600 | 0 | 54.07 | 54.97 | 2 | 0
2015 | MISO_WUMS_2_PJM_ROR | MISO_WUMS | PJM_ROR | Internal | Summer | B1 | 10 | 1600 | 1600 | 91.76 | 93.77 | 2 | 0.01
2015 | MISO_WUMS_2_PJM_ROR | MISO_WUMS | PJM_ROR | Internal | Summer | B2 | 25 | 1600 | 685.48 | 88.72 | 90.72 | 2 | 0
2015 | MISO_WUMS_2_PJM_ROR | MISO_WUMS | PJM_ROR | Internal | Summer | B3 | 75 | 1600 | 1258.75 | 87.51 | 89.51 | 2 | 0
2015 | MISO_WUMS_2_PJM_ROR | MISO_WUMS | PJM_ROR | Internal | Summer | B4 | 100 | 1600 | 1111.79 | 82.99 | 84.99 | 2 | 0
2015 | MISO_WUMS_2_PJM_ROR | MISO_WUMS | PJM_ROR | Internal | Summer | B5 | 200 | 1600 | 1600 | 68.96 | 76.64 | 2 | 5.68
2015 | MISO_WUMS_2_PJM_ROR | MISO_WUMS | PJM_ROR | Internal | Summer | B6 | 300 | 1600 | 1600 | 62.54 | 67.26 | 2 | 2.71
2015 | MISO_WUMS_2_PJM_ROR | MISO_WUMS | PJM_ROR | Internal | Summer | B7 | 400 | 1600 | 1600 | 56.8 | 58.81 | 2 | 0.01
2015 | MISO_WUMS_2_PJM_ROR | MISO_WUMS | PJM_ROR | Internal | Summer | B8 | 500 | 1600 | 1600 | 54.39 | 56.4 | 2 | 0.01
2015 | MISO_WUMS_2_PJM_ROR | MISO_WUMS | PJM_ROR | Internal | Summer | B9 | 800 | 1600 | 0 | 52.91 | 54.43 | 2 | 0
2015 | MISO_WUMS_2_PJM_ROR | MISO_WUMS | PJM_ROR | Internal | Summer | B10 | 1262 | 1600 | 0 | 51.53 | 52.2 | 2 | 0
2015 | MISO_WUMS_2_PJM_ROR | MISO_WUMS | PJM_ROR | Internal | Winter | B16 | 25 | 1600 | 1600 | 75.85 | 77.87 | 2 | 0.02
2015 | MISO_WUMS_2_PJM_ROR | MISO_WUMS | PJM_ROR | Internal | Winter | B17 | 100 | 1600 | 1600 | 64.2 | 71.53 | 2 | 5.33
2015 | MISO_WUMS_2_PJM_ROR | MISO_WUMS | PJM_ROR | Internal | Winter | B18 | 400 | 1600 | 1600 | 60.72 | 62.74 | 2 | 0.01
2015 | MISO_WUMS_2_PJM_ROR | MISO_WUMS | PJM_ROR | Internal | Winter | B19 | 700 | 1600 | 1426.67 | 58 | 60 | 2 | 0
2015 | MISO_WUMS_2_PJM_ROR | MISO_WUMS | PJM_ROR | Internal | Winter | B20 | 935 | 1600 | 0 | 53.13 | 55.12 | 2 | 0
2015 | NE_2_MISO_W | NE | MISO_W | Internal | Shoulder | B11 | 25 | 1600 | 0 | 77.68 | 77.68 | 5 | 0
2015 | NE_2_MISO_W | NE | MISO_W | Internal | Shoulder | B12 | 200 | 1600 | 0 | 60.02 | 62.95 | 5 | 0
2015 | NE_2_MISO_W | NE | MISO_W | Internal | Shoulder | B13 | 600 | 1600 | 0 | 59.41 | 59.59 | 5 | 0
2015 | NE_2_MISO_W | NE | MISO_W | Internal | Shoulder | B14 | 900 | 1600 | 0 | 57.37 | 56.87 | 5 | 0
2015 | NE_2_MISO_W | NE | MISO_W | Internal | Shoulder | B15 | 1203 | 1600 | 0 | 57.37 | 54.08 | 5 | 0
2015 | NE_2_MISO_W | NE | MISO_W | Internal | Summer | B1 | 10 | 1600 | 0 | 91.76 | 91.76 | 5 | 0
2015 | NE_2_MISO_W | NE | MISO_W | Internal | Summer | B2 | 25 | 1600 | 0 | 91.38 | 88.73 | 5 | 0
2015 | NE_2_MISO_W | NE | MISO_W | Internal | Summer | B3 | 75 | 1600 | 0 | 91.38 | 88.73 | 5 | 0
2015 | NE_2_MISO_W | NE | MISO_W | Internal | Summer | B4 | 100 | 1600 | 0 | 86.97 | 86.97 | 5 | 0
2015 | NE_2_MISO_W | NE | MISO_W | Internal | Summer | B5 | 200 | 1600 | 0 | 76.61 | 76.61 | 5 | 0
2015 | NE_2_MISO_W | NE | MISO_W | Internal | Summer | B6 | 300 | 1600 | 0 | 69.23 | 69.23 | 5 | 0
2015 | NE_2_MISO_W | NE | MISO_W | Internal | Summer | B7 | 400 | 1600 | 0 | 59.68 | 56.81 | 5 | 0
2015 | NE_2_MISO_W | NE | MISO_W | Internal | Summer | B8 | 500 | 1600 | 0 | 58.69 | 54.37 | 5 | 0
2015 | NE_2_MISO_W | NE | MISO_W | Internal | Summer | B9 | 800 | 1600 | 0 | 56.1 | 52.92 | 5 | 0
2015 | NE_2_MISO_W | NE | MISO_W | Internal | Summer | B10 | 1262 | 1600 | 0 | 53.4 | 51.52 | 5 | 0
2015 | NE_2_MISO_W | NE | MISO_W | Internal | Winter | B16 | 25 | 1600 | 86.94 | 70.86 | 75.86 | 5 | 0
2015 | NE_2_MISO_W | NE | MISO_W | Internal | Winter | B17 | 100 | 1600 | 0 | 59.85 | 64.21 | 5 | 0
2015 | NE_2_MISO_W | NE | MISO_W | Internal | Winter | B18 | 400 | 1600 | 0 | 59.85 | 60.72 | 5 | 0
2015 | NE_2_MISO_W | NE | MISO_W | Internal | Winter | B19 | 700 | 1600 | 0 | 59.83 | 58 | 5 | 0
2015 | NE_2_MISO_W | NE | MISO_W | Internal | Winter | B20 | 935 | 1600 | 0 | 55.63 | 53.12 | 5 | 0
2015 | NE_2_SPP_N | NE | SPP_N | Internal | Shoulder | B11 | 25 | 1802 | 1802 | 77.68 | 84.68 | 0.01 | 6.99
2015 | NE_2_SPP_N | NE | SPP_N | Internal | Shoulder | B12 | 200 | 1802 | 645.99 | 60.02 | 60.03 | 0.01 | 0
2015 | NE_2_SPP_N | NE | SPP_N | Internal | Shoulder | B13 | 600 | 1802 | 778.39 | 59.41 | 59.43 | 0.01 | 0
2015 | NE_2_SPP_N | NE | SPP_N | Internal | Shoulder | B14 | 900 | 1802 | 932.72 | 57.37 | 57.38 | 0.01 | 0
2015 | NE_2_SPP_N | NE | SPP_N | Internal | Shoulder | B15 | 1203 | 1802 | 1382.92 | 57.37 | 57.38 | 0.01 | 0
2015 | NE_2_SPP_N | NE | SPP_N | Internal | Summer | B1 | 10 | 1802 | 1802 | 91.76 | 92.6 | 0.01 | 0.82
2015 | NE_2_SPP_N | NE | SPP_N | Internal | Summer | B2 | 25 | 1802 | 1802 | 91.38 | 92.6 | 0.01 | 1.2
2015 | NE_2_SPP_N | NE | SPP_N | Internal | Summer | B3 | 75 | 1802 | 1802 | 91.38 | 92.6 | 0.01 | 1.2
2015 | NE_2_SPP_N | NE | SPP_N | Internal | Summer | B4 | 100 | 1802 | 1414.13 | 86.97 | 86.99 | 0.01 | 0
2015 | NE_2_SPP_N | NE | SPP_N | Internal | Summer | B5 | 200 | 1802 | 1802 | 76.61 | 81.21 | 0.01 | 4.59
2015 | NE_2_SPP_N | NE | SPP_N | Internal | Summer | B6 | 300 | 1802 | 1802 | 69.23 | 76.23 | 0.01 | 6.99
2015 | NE_2_SPP_N | NE | SPP_N | Internal | Summer | B7 | 400 | 1802 | 1802 | 59.68 | 63.81 | 0.01 | 4.12
2015 | NE_2_SPP_N | NE | SPP_N | Internal | Summer | B8 | 500 | 1802 | 1564.04 | 58.69 | 58.7 | 0.01 | 0
2015 | NE_2_SPP_N | NE | SPP_N | Internal | Summer | B9 | 800 | 1802 | 1457.71 | 56.1 | 56.11 | 0.01 | 0
2015 | NE_2_SPP_N | NE | SPP_N | Internal | Summer | B10 | 1262 | 1802 | 1802 | 53.4 | 55.99 | 0.01 | 2.58
2015 | NE_2_SPP_N | NE | SPP_N | Internal | Winter | B16 | 25 | 1802 | 1184.63 | 70.86 | 70.87 | 0.01 | 0
2015 | NE_2_SPP_N | NE | SPP_N | Internal | Winter | B17 | 100 | 1802 | 1270.75 | 59.85 | 59.86 | 0.01 | 0
2015 | NE_2_SPP_N | NE | SPP_N | Internal | Winter | B18 | 400 | 1802 | 1355.83 | 59.85 | 59.86 | 0.01 | 0
2015 | NE_2_SPP_N | NE | SPP_N | Internal | Winter | B19 | 700 | 1802 | 1372.69 | 59.83 | 59.84 | 0.01 | 0
2015 | NE_2_SPP_N | NE | SPP_N | Internal | Winter | B20 | 935 | 1802 | 1802 | 55.63 | 59.72 | 0.01 | 4.08
2015 | NEISO_2_NYISO_A-F | NEISO | NYISO_A-F | Internal | Shoulder | B11 | 25 | 600 | 600 | 55.82 | 59.17 | 3 | 0.35
2015 | NEISO_2_NYISO_A-F | NEISO | NYISO_A-F | Internal | Shoulder | B12 | 200 | 600 | 0 | 55.82 | 57.82 | 3 | 0
2015 | NEISO_2_NYISO_A-F | NEISO | NYISO_A-F | Internal | Shoulder | B13 | 600 | 600 | 0 | 55.82 | 56.88 | 3 | 0
2015 | NEISO_2_NYISO_A-F | NEISO | NYISO_A-F | Internal | Shoulder | B14 | 900 | 600 | 0 | 55.82 | 56.88 | 3 | 0
2015 | NEISO_2_NYISO_A-F | NEISO | NYISO_A-F | Internal | Shoulder | B15 | 1203 | 600 | 0 | 55.82 | 56.88 | 3 | 0
2015 | NEISO_2_NYISO_A-F | NEISO | NYISO_A-F | Internal | Summer | B1 | 10 | 600 | 0 | 86.49 | 85.86 | 3 | 0
2015 | NEISO_2_NYISO_A-F | NEISO | NYISO_A-F | Internal | Summer | B2 | 25 | 600 | 0 | 80.91 | 83.88 | 3 | 0
2015 | NEISO_2_NYISO_A-F | NEISO | NYISO_A-F | Internal | Summer | B3 | 75 | 600 | 564.2 | 73.21 | 76.21 | 3 | 0
2015 | NEISO_2_NYISO_A-F | NEISO | NYISO_A-F | Internal | Summer | B4 | 100 | 600 | 600 | 58.47 | 74.73 | 3 | 13.26
2015 | NEISO_2_NYISO_A-F | NEISO | NYISO_A-F | Internal | Summer | B5 | 200 | 600 | 600 | 53.13 | 68.63 | 3 | 12.5
2015 | NEISO_2_NYISO_A-F | NEISO | NYISO_A-F | Internal | Summer | B6 | 300 | 600 | 600 | 53.13 | 57.84 | 3 | 1.71
2015 | NEISO_2_NYISO_A-F | NEISO | NYISO_A-F | Internal | Summer | B7 | 400 | 600 | 0 | 53.13 | 56.1 | 3 | 0
2015 | NEISO_2_NYISO_A-F | NEISO | NYISO_A-F | Internal | Summer | B8 | 500 | 600 | 0 | 53.13 | 55.24 | 3 | 0
2015 | NEISO_2_NYISO_A-F | NEISO | NYISO_A-F | Internal | Summer | B9 | 800 | 600 | 0 | 53.13 | 54.26 | 3 | 0
2015 | NEISO_2_NYISO_A-F | NEISO | NYISO_A-F | Internal | Summer | B10 | 1262 | 600 | 0 | 53.13 | 54.26 | 3 | 0
2015 | NEISO_2_NYISO_A-F | NEISO | NYISO_A-F | Internal | Winter | B16 | 25 | 600 | 0 | 64.22 | 67.21 | 3 | 0
2015 | NEISO_2_NYISO_A-F | NEISO | NYISO_A-F | Internal | Winter | B17 | 100 | 600 | 0 | 64.22 | 63.55 | 3 | 0
2015 | NEISO_2_NYISO_A-F | NEISO | NYISO_A-F | Internal | Winter | B18 | 400 | 600 | 0 | 64.22 | 61.59 | 3 | 0
2015 | NEISO_2_NYISO_A-F | NEISO | NYISO_A-F | Internal | Winter | B19 | 700 | 600 | 0 | 64.22 | 61.59 | 3 | 0
2015 | NEISO_2_NYISO_A-F | NEISO | NYISO_A-F | Internal | Winter | B20 | 935 | 600 | 0 | 64.22 | 61.59 | 3 | 0
2015 | NEISO_2_NYISO_G-I | NEISO | NYISO_G-I | Internal | Shoulder | B11 | 25 | 600 | 600 | 55.82 | 59.18 | 3 | 0.36
2015 | NEISO_2_NYISO_G-I | NEISO | NYISO_G-I | Internal | Shoulder | B12 | 200 | 600 | 0 | 55.82 | 57.83 | 3 | 0
2015 | NEISO_2_NYISO_G-I | NEISO | NYISO_G-I | Internal | Shoulder | B13 | 600 | 600 | 0 | 55.82 | 56.89 | 3 | 0
2015 | NEISO_2_NYISO_G-I | NEISO | NYISO_G-I | Internal | Shoulder | B14 | 900 | 600 | 0 | 55.82 | 56.89 | 3 | 0
2015 | NEISO_2_NYISO_G-I | NEISO | NYISO_G-I | Internal | Shoulder | B15 | 1203 | 600 | 0 | 55.82 | 56.89 | 3 | 0
2015 | NEISO_2_NYISO_G-I | NEISO | NYISO_G-I | Internal | Summer | B1 | 10 | 600 | 0 | 86.49 | 89.47 | 3 | 0
2015 | NEISO_2_NYISO_G-I | NEISO | NYISO_G-I | Internal | Summer | B2 | 25 | 600 | 0 | 80.91 | 83.9 | 3 | 0
2015 | NEISO_2_NYISO_G-I | NEISO | NYISO_G-I | Internal | Summer | B3 | 75 | 600 | 600 | 73.21 | 79.56 | 3 | 3.35
2015 | NEISO_2_NYISO_G-I | NEISO | NYISO_G-I | Internal | Summer | B4 | 100 | 600 | 600 | 58.47 | 76.75 | 3 | 15.29
2015 | NEISO_2_NYISO_G-I | NEISO | NYISO_G-I | Internal | Summer | B5 | 200 | 600 | 600 | 53.13 | 68.64 | 3 | 12.51
2015 | NEISO_2_NYISO_G-I | NEISO | NYISO_G-I | Internal | Summer | B6 | 300 | 600 | 600 | 53.13 | 57.85 | 3 | 1.72
2015 | NEISO_2_NYISO_G-I | NEISO | NYISO_G-I | Internal | Summer | B7 | 400 | 600 | 0 | 53.13 | 56.12 | 3 | 0
2015 | NEISO_2_NYISO_G-I | NEISO | NYISO_G-I | Internal | Summer | B8 | 500 | 600 | 0 | 53.13 | 55.25 | 3 | 0
2015 | NEISO_2_NYISO_G-I | NEISO | NYISO_G-I | Internal | Summer | B9 | 800 | 600 | 0 | 53.13 | 54.28 | 3 | 0
2015 | NEISO_2_NYISO_G-I | NEISO | NYISO_G-I | Internal | Summer | B10 | 1262 | 600 | 0 | 53.13 | 54.28 | 3 | 0
2015 | NEISO_2_NYISO_G-I | NEISO | NYISO_G-I | Internal | Winter | B16 | 25 | 600 | 487.83 | 64.22 | 67.22 | 3 | 0
2015 | NEISO_2_NYISO_G-I | NEISO | NYISO_G-I | Internal | Winter | B17 | 100 | 600 | 0 | 64.22 | 64.83 | 3 | 0
2015 | NEISO_2_NYISO_G-I | NEISO | NYISO_G-I | Internal | Winter | B18 | 400 | 600 | 0 | 64.22 | 64.83 | 3 | 0
2015 | NEISO_2_NYISO_G-I | NEISO | NYISO_G-I | Internal | Winter | B19 | 700 | 600 | 0 | 64.22 | 64.83 | 3 | 0
2015 | NEISO_2_NYISO_G-I | NEISO | NYISO_G-I | Internal | Winter | B20 | 935 | 600 | 0 | 64.22 | 61.6 | 3 | 0
2015 | NEISO_2_NYISO_J-K | NEISO | NYISO_J-K | Internal | Shoulder | B11 | 25 | 777 | 777 | 55.82 | 59.19 | 3 | 0.37
2015 | NEISO_2_NYISO_J-K | NEISO | NYISO_J-K | Internal | Shoulder | B12 | 200 | 777 | 0 | 55.82 | 57.84 | 3 | 0
2015 | NEISO_2_NYISO_J-K | NEISO | NYISO_J-K | Internal | Shoulder | B13 | 600 | 777 | 0 | 55.82 | 56.91 | 3 | 0
2015 | NEISO_2_NYISO_J-K | NEISO | NYISO_J-K | Internal | Shoulder | B14 | 900 | 777 | 0 | 55.82 | 56.91 | 3 | 0
2015 | NEISO_2_NYISO_J-K | NEISO | NYISO_J-K | Internal | Shoulder | B15 | 1203 | 777 | 0 | 55.82 | 56.91 | 3 | 0
2015 | NEISO_2_NYISO_J-K | NEISO | NYISO_J-K | Internal | Summer | B1 | 10 | 777 | 442.35 | 86.49 | 89.49 | 3 | 0
2015 | NEISO_2_NYISO_J-K | NEISO | NYISO_J-K | Internal | Summer | B2 | 25 | 777 | 179.69 | 80.91 | 83.91 | 3 | 0
2015 | NEISO_2_NYISO_J-K | NEISO | NYISO_J-K | Internal | Summer | B3 | 75 | 777 | 777 | 73.21 | 79.57 | 3 | 3.36
2015 | NEISO_2_NYISO_J-K | NEISO | NYISO_J-K | Internal | Summer | B4 | 100 | 777 | 777 | 58.47 | 76.77 | 3 | 15.3
2015 | NEISO_2_NYISO_J-K | NEISO | NYISO_J-K | Internal | Summer | B5 | 200 | 777 | 777 | 53.13 | 68.65 | 3 | 12.52
2015 | NEISO_2_NYISO_J-K | NEISO | NYISO_J-K | Internal | Summer | B6 | 300 | 777 | 777 | 53.13 | 57.86 | 3 | 1.74
2015 | NEISO_2_NYISO_J-K | NEISO | NYISO_J-K | Internal | Summer | B7 | 400 | 777 | 562.4 | 53.13 | 56.13 | 3 | 0
2015 | NEISO_2_NYISO_J-K | NEISO | NYISO_J-K | Internal | Summer | B8 | 500 | 777 | 0 | 53.13 | 55.26 | 3 | 0
2015 | NEISO_2_NYISO_J-K | NEISO | NYISO_J-K | Internal | Summer | B9 | 800 | 777 | 0 | 53.13 | 54.29 | 3 | 0
2015 | NEISO_2_NYISO_J-K | NEISO | NYISO_J-K | Internal | Summer | B10 | 1262 | 777 | 0 | 53.13 | 54.29 | 3 | 0
2015 | NEISO_2_NYISO_J-K | NEISO | NYISO_J-K | Internal | Winter | B16 | 25 | 777 | 777 | 64.22 | 67.23 | 3 | 0.01
2015 | NEISO_2_NYISO_J-K | NEISO | NYISO_J-K | Internal | Winter | B17 | 100 | 777 | 0 | 64.22 | 67.07 | 3 | 0
2015 | NEISO_2_NYISO_J-K | NEISO | NYISO_J-K | Internal | Winter | B18 | 400 | 777 | 0 | 64.22 | 67.07 | 3 | 0
2015 | NEISO_2_NYISO_J-K | NEISO | NYISO_J-K | Internal | Winter | B19 | 700 | 777 | 0 | 64.22 | 67.07 | 3 | 0
2015 | NEISO_2_NYISO_J-K | NEISO | NYISO_J-K | Internal | Winter | B20 | 935 | 777 | 0 | 64.22 | 61.61 | 3 | 0
2015 | NonRTO_Midwest_2_MISO_IN | NonRTO_Midwest | MISO_IN | Internal | Shoulder | B11 | 25 | 4450 | 0 | 85.7 | 77.7 | 8 | 0
2015 | NonRTO_Midwest_2_MISO_IN | NonRTO_Midwest | MISO_IN | Internal | Shoulder | B12 | 200 | 4450 | 0 | 74.57 | 66.57 | 8 | 0
2015 | NonRTO_Midwest_2_MISO_IN | NonRTO_Midwest | MISO_IN | Internal | Shoulder | B13 | 600 | 4450 | 0 | 67.09 | 59.62 | 8 | 0
2015 | NonRTO_Midwest_2_MISO_IN | NonRTO_Midwest | MISO_IN | Internal | Shoulder | B14 | 900 | 4450 | 0 | 56.65 | 56.89 | 8 | 0
2015 | NonRTO_Midwest_2_MISO_IN | NonRTO_Midwest | MISO_IN | Internal | Shoulder | B15 | 1203 | 4450 | 0 | 55.27 | 54.1 | 8 | 0
2015 | NonRTO_Midwest_2_MISO_IN | NonRTO_Midwest | MISO_IN | Internal | Summer | B1 | 10 | 4450 | 0 | 96.27 | 93.38 | 8 | 0
2015 | NonRTO_Midwest_2_MISO_IN | NonRTO_Midwest | MISO_IN | Internal | Summer | B2 | 25 | 4450 | 0 | 96.27 | 92.72 | 8 | 0
2015 | NonRTO_Midwest_2_MISO_IN | NonRTO_Midwest | MISO_IN | Internal | Summer | B3 | 75 | 4450 | 0 | 96.27 | 88.75 | 8 | 0
2015 | NonRTO_Midwest_2_MISO_IN | NonRTO_Midwest | MISO_IN | Internal | Summer | B4 | 100 | 4450 | 0 | 95 | 87 | 8 | 0
2015 | NonRTO_Midwest_2_MISO_IN | NonRTO_Midwest | MISO_IN | Internal | Summer | B5 | 200 | 4450 | 0 | 84.63 | 76.63 | 8 | 0
2015 | NonRTO_Midwest_2_MISO_IN | NonRTO_Midwest | MISO_IN | Internal | Summer | B6 | 300 | 4450 | 0 | 77.26 | 69.26 | 8 | 0
2015 | NonRTO_Midwest_2_MISO_IN | NonRTO_Midwest | MISO_IN | Internal | Summer | B7 | 400 | 4450 | 0 | 56.65 | 56.83 | 8 | 0
2015 | NonRTO_Midwest_2_MISO_IN | NonRTO_Midwest | MISO_IN | Internal | Summer | B8 | 500 | 4450 | 0 | 56.51 | 54.4 | 8 | 0
2015 | NonRTO_Midwest_2_MISO_IN | NonRTO_Midwest | MISO_IN | Internal | Summer | B9 | 800 | 4450 | 0 | 54.89 | 53.24 | 8 | 0
2015 | NonRTO_Midwest_2_MISO_IN | NonRTO_Midwest | MISO_IN | Internal | Summer | B10 | 1262 | 4450 | 0 | 53.94 | 52.21 | 8 | 0
2015 | NonRTO_Midwest_2_MISO_IN | NonRTO_Midwest | MISO_IN | Internal | Winter | B16 | 25 | 4450 | 0 | 87.87 | 79.87 | 8 | 0
2015 | NonRTO_Midwest_2_MISO_IN | NonRTO_Midwest | MISO_IN | Internal | Winter | B17 | 100 | 4450 | 0 | 77.55 | 69.55 | 8 | 0
2015 | NonRTO_Midwest_2_MISO_IN | NonRTO_Midwest | MISO_IN | Internal | Winter | B18 | 400 | 4450 | 0 | 68.75 | 60.75 | 8 | 0
2015 | NonRTO_Midwest_2_MISO_IN | NonRTO_Midwest | MISO_IN | Internal | Winter | B19 | 700 | 4450 | 0 | 56.78 | 58 | 8 | 0
2015 | NonRTO_Midwest_2_MISO_IN | NonRTO_Midwest | MISO_IN | Internal | Winter | B20 | 935 | 4450 | 0 | 55.34 | 53.13 | 8 | 0
2015 | NonRTO_Midwest_2_TVA_Transmission | NonRTO_Midwest | TVA_Transmission | Internal | Shoulder | B11 | 25 | 2400 | 0 | 85.7 | 81.69 | 8 | 0
2015 | NonRTO_Midwest_2_TVA_Transmission | NonRTO_Midwest | TVA_Transmission | Internal | Shoulder | B12 | 200 | 2400 | 0 | 74.57 | 66.45 | 8 | 0
2015 | NonRTO_Midwest_2_TVA_Transmission | NonRTO_Midwest | TVA_Transmission | Internal | Shoulder | B13 | 600 | 2400 | 0 | 67.09 | 63.83 | 8 | 0
2015 | NonRTO_Midwest_2_TVA_Transmission | NonRTO_Midwest | TVA_Transmission | Internal | Shoulder | B14 | 900 | 2400 | 0 | 56.65 | 62.53 | 8 | 0
2015 | NonRTO_Midwest_2_TVA_Transmission | NonRTO_Midwest | TVA_Transmission | Internal | Shoulder | B15 | 1203 | 2400 | 0 | 55.27 | 60.97 | 8 | 0
2015 | NonRTO_Midwest_2_TVA_Transmission | NonRTO_Midwest | TVA_Transmission | Internal | Summer | B1 | 10 | 2400 | 0 | 96.27 | 99.77 | 8 | 0
2015 | NonRTO_Midwest_2_TVA_Transmission | NonRTO_Midwest | TVA_Transmission | Internal | Summer | B2 | 25 | 2400 | 0 | 96.27 | 96.74 | 8 | 0
2015 | NonRTO_Midwest_2_TVA_Transmission | NonRTO_Midwest | TVA_Transmission | Internal | Summer | B3 | 75 | 2400 | 0 | 96.27 | 95.51 | 8 | 0
2015 | NonRTO_Midwest_2_TVA_Transmission | NonRTO_Midwest | TVA_Transmission | Internal | Summer | B4 | 100 | 2400 | 0 | 95 | 90.99 | 8 | 0
2015 | NonRTO_Midwest_2_TVA_Transmission | NonRTO_Midwest | TVA_Transmission | Internal | Summer | B5 | 200 | 2400 | 0 | 84.63 | 82.64 | 8 | 0
2015 | NonRTO_Midwest_2_TVA_Transmission | NonRTO_Midwest | TVA_Transmission | Internal | Summer | B6 | 300 | 2400 | 0 | 77.26 | 72.62 | 8 | 0
2015 | NonRTO_Midwest_2_TVA_Transmission | NonRTO_Midwest | TVA_Transmission | Internal | Summer | B7 | 400 | 2400 | 0 | 56.65 | 63.36 | 8 | 0
2015 | NonRTO_Midwest_2_TVA_Transmission | NonRTO_Midwest | TVA_Transmission | Internal | Summer | B8 | 500 | 2400 | 0 | 56.51 | 61.14 | 8 | 0
2015 | NonRTO_Midwest_2_TVA_Transmission | NonRTO_Midwest | TVA_Transmission | Internal | Summer | B9 | 800 | 2400 | 0 | 54.89 | 60.43 | 8 | 0
2015 | NonRTO_Midwest_2_TVA_Transmission | NonRTO_Midwest | TVA_Transmission | Internal | Summer | B10 | 1262 | 2400 | 0 | 53.94 | 58.06 | 8 | 0
2015 | NonRTO_Midwest_2_TVA_Transmission | NonRTO_Midwest | TVA_Transmission | Internal | Winter | B16 | 25 | 2400 | 0 | 87.87 | 83.87 | 8 | 0
2015 | NonRTO_Midwest_2_TVA_Transmission | NonRTO_Midwest | TVA_Transmission | Internal | Winter | B17 | 100 | 2400 | 0 | 77.55 | 69.41 | 8 | 0
2015 | NonRTO_Midwest_2_TVA_Transmission | NonRTO_Midwest | TVA_Transmission | Internal | Winter | B18 | 400 | 2400 | 0 | 68.75 | 65.26 | 8 | 0
2015 | NonRTO_Midwest_2_TVA_Transmission | NonRTO_Midwest | TVA_Transmission | Internal | Winter | B19 | 700 | 2400 | 0 | 56.78 | 63.39 | 8 | 0
2015 | NonRTO_Midwest_2_TVA_Transmission | NonRTO_Midwest | TVA_Transmission | Internal | Winter | B20 | 935 | 2400 | 0 | 55.34 | 61.12 | 8 | 0
2015 | NYISO_A-F_2_NEISO | NYISO_A-F | NEISO | Internal | Shoulder | B11 | 25 | 600 | 0 | 59.17 | 55.82 | 3 | 0
2015 | NYISO_A-F_2_NEISO | NYISO_A-F | NEISO | Internal | Shoulder | B12 | 200 | 600 | 0 | 57.82 | 55.82 | 3 | 0
2015 | NYISO_A-F_2_NEISO | NYISO_A-F | NEISO | Internal | Shoulder | B13 | 600 | 600 | 0 | 56.88 | 55.82 | 3 | 0
2015 | NYISO_A-F_2_NEISO | NYISO_A-F | NEISO | Internal | Shoulder | B14 | 900 | 600 | 0 | 56.88 | 55.82 | 3 | 0
2015 | NYISO_A-F_2_NEISO | NYISO_A-F | NEISO | Internal | Shoulder | B15 | 1203 | 600 | 0 | 56.88 | 55.82 | 3 | 0
2015 | NYISO_A-F_2_NEISO | NYISO_A-F | NEISO | Internal | Summer | B1 | 10 | 600 | 0 | 85.86 | 86.49 | 3 | 0
2015 | NYISO_A-F_2_NEISO | NYISO_A-F | NEISO | Internal | Summer | B2 | 25 | 600 | 0 | 83.88 | 80.91 | 3 | 0
2015 | NYISO_A-F_2_NEISO | NYISO_A-F | NEISO | Internal | Summer | B3 | 75 | 600 | 0 | 76.21 | 73.21 | 3 | 0
2015 | NYISO_A-F_2_NEISO | NYISO_A-F | NEISO | Internal | Summer | B4 | 100 | 600 | 0 | 74.73 | 58.47 | 3 | 0
2015 | NYISO_A-F_2_NEISO | NYISO_A-F | NEISO | Internal | Summer | B5 | 200 | 600 | 0 | 68.63 | 53.13 | 3 | 0
2015 | NYISO_A-F_2_NEISO | NYISO_A-F | NEISO | Internal | Summer | B6 | 300 | 600 | 0 | 57.84 | 53.13 | 3 | 0
2015 | NYISO_A-F_2_NEISO | NYISO_A-F | NEISO | Internal | Summer | B7 | 400 | 600 | 0 | 56.1 | 53.13 | 3 | 0
2015 | NYISO_A-F_2_NEISO | NYISO_A-F | NEISO | Internal | Summer | B8 | 500 | 600 | 0 | 55.24 | 53.13 | 3 | 0
2015 | NYISO_A-F_2_NEISO | NYISO_A-F | NEISO | Internal | Summer | B9 | 800 | 600 | 0 | 54.26 | 53.13 | 3 | 0
2015 | NYISO_A-F_2_NEISO | NYISO_A-F | NEISO | Internal | Summer | B10 | 1262 | 600 | 0 | 54.26 | 53.13 | 3 | 0
2015 | NYISO_A-F_2_NEISO | NYISO_A-F | NEISO | Internal | Winter | B16 | 25 | 600 | 0 | 67.21 | 64.22 | 3 | 0
2015 | NYISO_A-F_2_NEISO | NYISO_A-F | NEISO | Internal | Winter | B17 | 100 | 600 | 0 | 63.55 | 64.22 | 3 | 0
2015 | NYISO_A-F_2_NEISO | NYISO_A-F | NEISO | Internal | Winter | B18 | 400 | 600 | 0 | 61.59 | 64.22 | 3 | 0
2015 | NYISO_A-F_2_NEISO | NYISO_A-F | NEISO | Internal | Winter | B19 | 700 | 600 | 0 | 61.59 | 64.22 | 3 | 0
2015 | NYISO_A-F_2_NEISO | NYISO_A-F | NEISO | Internal | Winter | B20 | 935 | 600 | 0 | 61.59 | 64.22 | 3 | 0
2015 | NYISO_A-F_2_NYISO_G-I | NYISO_A-F | NYISO_G-I | Internal | Shoulder | B11 | 25 | 5843 | 5371.71 | 59.17 | 59.18 | 0.01 | 0
2015 | NYISO_A-F_2_NYISO_G-I | NYISO_A-F | NYISO_G-I | Internal | Shoulder | B12 | 200 | 5843 | 4462.32 | 57.82 | 57.83 | 0.01 | 0
2015 | NYISO_A-F_2_NYISO_G-I | NYISO_A-F | NYISO_G-I | Internal | Shoulder | B13 | 600 | 5843 | 4770.78 | 56.88 | 56.89 | 0.01 | 0
2015 | NYISO_A-F_2_NYISO_G-I | NYISO_A-F | NYISO_G-I | Internal | Shoulder | B14 | 900 | 5843 | 4560.4 | 56.88 | 56.89 | 0.01 | 0
2015 | NYISO_A-F_2_NYISO_G-I | NYISO_A-F | NYISO_G-I | Internal | Shoulder | B15 | 1203 | 5843 | 3646.29 | 56.88 | 56.89 | 0.01 | 0
2015 | NYISO_A-F_2_NYISO_G-I | NYISO_A-F | NYISO_G-I | Internal | Summer | B1 | 10 | 5843 | 5843 | 85.86 | 89.47 | 0.01 | 3.6
2015 | NYISO_A-F_2_NYISO_G-I | NYISO_A-F | NYISO_G-I | Internal | Summer | B2 | 25 | 5843 | 5546.53 | 83.88 | 83.9 | 0.01 | 0
2015 | NYISO_A-F_2_NYISO_G-I | NYISO_A-F | NYISO_G-I | Internal | Summer | B3 | 75 | 5843 | 5843 | 76.21 | 79.56 | 0.01 | 3.34
2015 | NYISO_A-F_2_NYISO_G-I | NYISO_A-F | NYISO_G-I | Internal | Summer | B4 | 100 | 5843 | 5843 | 74.73 | 76.75 | 0.01 | 2.02
2015 | NYISO_A-F_2_NYISO_G-I | NYISO_A-F | NYISO_G-I | Internal | Summer | B5 | 200 | 5843 | 5309.72 | 68.63 | 68.64 | 0.01 | 0
2015 | NYISO_A-F_2_NYISO_G-I | NYISO_A-F | NYISO_G-I | Internal | Summer | B6 | 300 | 5843 | 5121.79 | 57.84 | 57.85 | 0.01 | 0
2015 | NYISO_A-F_2_NYISO_G-I | NYISO_A-F | NYISO_G-I | Internal | Summer | B7 | 400 | 5843 | 4415.96 | 56.1 | 56.12 | 0.01 | 0
2015 | NYISO_A-F_2_NYISO_G-I | NYISO_A-F | NYISO_G-I | Internal | Summer | B8 | 500 | 5843 | 4786.94 | 55.24 | 55.25 | 0.01 | 0
2015 | NYISO_A-F_2_NYISO_G-I | NYISO_A-F | NYISO_G-I | Internal | Summer | B9 | 800 | 5843 | 4334.43 | 54.26 | 54.28 | 0.01 | 0
2015 | NYISO_A-F_2_NYISO_G-I | NYISO_A-F | NYISO_G-I | Internal | Summer | B10 | 1262 | 5843 | 2359.66 | 54.26 | 54.28 | 0.01 | 0
2015 | NYISO_A-F_2_NYISO_G-I | NYISO_A-F | NYISO_G-I | Internal | Winter | B16 | 25 | 5843 | 5562.44 | 67.21 | 67.22 | 0.01 | 0
2015 | NYISO_A-F_2_NYISO_G-I | NYISO_A-F | NYISO_G-I | Internal | Winter | B17 | 100 | 5843 | 5843 | 63.55 | 64.83 | 0.01 | 1.27
2015 | NYISO_A-F_2_NYISO_G-I | NYISO_A-F | NYISO_G-I | Internal | Winter | B18 | 400 | 5843 | 5843 | 61.59 | 64.83 | 0.01 | 3.23
2015 | NYISO_A-F_2_NYISO_G-I | NYISO_A-F | NYISO_G-I | Internal | Winter | B19 | 700 | 5843 | 5843 | 61.59 | 64.83 | 0.01 | 3.23
2015 | NYISO_A-F_2_NYISO_G-I | NYISO_A-F | NYISO_G-I | Internal | Winter | B20 | 935 | 5843 | 4529.91 | 61.59 | 61.6 | 0.01 | 0
2015 | NYISO_A-F_2_PJM_ROM | NYISO_A-F | PJM_ROM | Internal | Shoulder | B11 | 25 | 1000 | 1000 | 59.17 | 75.68 | 8 | 8.51
2015 | NYISO_A-F_2_PJM_ROM | NYISO_A-F | PJM_ROM | Internal | Shoulder | B12 | 200 | 1000 | 0 | 57.82 | 64.96 | 8 | 0
2015 | NYISO_A-F_2_PJM_ROM | NYISO_A-F | PJM_ROM | Internal | Shoulder | B13 | 600 | 1000 | 0 | 56.88 | 61.6 | 8 | 0
2015 | NYISO_A-F_2_PJM_ROM | NYISO_A-F | PJM_ROM | Internal | Shoulder | B14 | 900 | 1000 | 0 | 56.88 | 58.9 | 8 | 0
2015 | NYISO_A-F_2_PJM_ROM | NYISO_A-F | PJM_ROM | Internal | Shoulder | B15 | 1203 | 1000 | 0 | 56.88 | 54.98 | 8 | 0
2015 | NYISO_A-F_2_PJM_ROM | NYISO_A-F | PJM_ROM | Internal | Summer | B1 | 10 | 1000 | 141.09 | 85.86 | 93.86 | 8 | 0
2015 | NYISO_A-F_2_PJM_ROM | NYISO_A-F | PJM_ROM | Internal | Summer | B2 | 25 | 1000 | 0 | 83.88 | 90.73 | 8 | 0
2015 | NYISO_A-F_2_PJM_ROM | NYISO_A-F | PJM_ROM | Internal | Summer | B3 | 75 | 1000 | 1000 | 76.21 | 89.53 | 8 | 5.31
2015 | NYISO_A-F_2_PJM_ROM | NYISO_A-F | PJM_ROM | Internal | Summer | B4 | 100 | 1000 | 1000 | 74.73 | 84.97 | 8 | 2.25
2015 | NYISO_A-F_2_PJM_ROM | NYISO_A-F | PJM_ROM | Internal | Summer | B5 | 200 | 1000 | 1000 | 68.63 | 76.65 | 8 | 0.02
2015 | NYISO_A-F_2_PJM_ROM | NYISO_A-F | PJM_ROM | Internal | Summer | B6 | 300 | 1000 | 1000 | 57.84 | 67.27 | 8 | 1.43
2015 | NYISO_A-F_2_PJM_ROM | NYISO_A-F | PJM_ROM | Internal | Summer | B7 | 400 | 1000 | 0 | 56.1 | 58.82 | 8 | 0
2015 | NYISO_A-F_2_PJM_ROM | NYISO_A-F | PJM_ROM | Internal | Summer | B8 | 500 | 1000 | 0 | 55.24 | 56.92 | 8 | 0
2015 | NYISO_A-F_2_PJM_ROM | NYISO_A-F | PJM_ROM | Internal | Summer | B9 | 800 | 1000 | 0 | 54.26 | 56.64 | 8 | 0
2015 | NYISO_A-F_2_PJM_ROM | NYISO_A-F | PJM_ROM | Internal | Summer | B10 | 1262 | 1000 | 0 | 54.26 | 52.21 | 8 | 0
2015 | NYISO_A-F_2_PJM_ROM | NYISO_A-F | PJM_ROM | Internal | Winter | B16 | 25 | 1000 | 1000 | 67.21 | 77.88 | 8 | 2.68
2015 | NYISO_A-F_2_PJM_ROM | NYISO_A-F | PJM_ROM | Internal | Winter | B17 | 100 | 1000 | 892.36 | 63.55 | 71.55 | 8 | 0
2015 | NYISO_A-F_2_PJM_ROM | NYISO_A-F | PJM_ROM | Internal | Winter | B18 | 400 | 1000 | 0 | 61.59 | 64.13 | 8 | 0
2015 | NYISO_A-F_2_PJM_ROM | NYISO_A-F | PJM_ROM | Internal | Winter | B19 | 700 | 1000 | 0 | 61.59 | 64.13 | 8 | 0
2015 | NYISO_A-F_2_PJM_ROM | NYISO_A-F | PJM_ROM | Internal | Winter | B20 | 935 | 1000 | 0 | 61.59 | 55.95 | 8 | 0
2015 | NYISO_G-I_2_NYISO_J-K | NYISO_G-I | NYISO_J-K | Internal | Shoulder | B11 | 25 | 6130 | 4728.56 | 59.18 | 59.19 | 0.01 | 0
2015 | NYISO_G-I_2_NYISO_J-K | NYISO_G-I | NYISO_J-K | Internal | Shoulder | B12 | 200 | 6130 | 4532.69 | 57.83 | 57.84 | 0.01 | 0
2015 | NYISO_G-I_2_NYISO_J-K | NYISO_G-I | NYISO_J-K | Internal | Shoulder | B13 | 600 | 6130 | 4361.75 | 56.89 | 56.91 | 0.01 | 0
2015 | NYISO_G-I_2_NYISO_J-K | NYISO_G-I | NYISO_J-K | Internal | Shoulder | B14 | 900 | 6130 | 4288.37 | 56.89 | 56.91 | 0.01 | 0
2015 | NYISO_G-I_2_NYISO_J-K | NYISO_G-I | NYISO_J-K | Internal | Shoulder | B15 | 1203 | 6130 | 3755.66 | 56.89 | 56.91 | 0.01 | 0
2015 | NYISO_G-I_2_NYISO_J-K | NYISO_G-I | NYISO_J-K | Internal | Summer | B1 | 10 | 6130 | 5442.77 | 89.47 | 89.49 | 0.01 | 0
2015 | NYISO_G-I_2_NYISO_J-K | NYISO_G-I | NYISO_J-K | Internal | Summer | B2 | 25 | 6130 | 5294.41 | 83.9 | 83.91 | 0.01 | 0
2015 | NYISO_G-I_2_NYISO_J-K | NYISO_G-I | NYISO_J-K | Internal | Summer | B3 | 75 | 6130 | 5057.04 | 79.56 | 79.57 | 0.01 | 0
2015 | NYISO_G-I_2_NYISO_J-K | NYISO_G-I | NYISO_J-K | Internal | Summer | B4 | 100 | 6130 | 5300.62 | 76.75 | 76.77 | 0.01 | 0
2015 | NYISO_G-I_2_NYISO_J-K | NYISO_G-I | NYISO_J-K | Internal | Summer | B5 | 200 | 6130 | 5304.07 | 68.64 | 68.65 | 0.01 | 0
2015 | NYISO_G-I_2_NYISO_J-K | NYISO_G-I | NYISO_J-K | Internal | Summer | B6 | 300 | 6130 | 4861.08 | 57.85 | 57.86 | 0.01 | 0
2015 | NYISO_G-I_2_NYISO_J-K | NYISO_G-I | NYISO_J-K | Internal | Summer | B7 | 400 | 6130 | 5232 | 56.12 | 56.13 | 0.01 | 0
2015 | NYISO_G-I_2_NYISO_J-K | NYISO_G-I | NYISO_J-K | Internal | Summer | B8 | 500 | 6130 | 5186.02 | 55.25 | 55.26 | 0.01 | 0
2015 | NYISO_G-I_2_NYISO_J-K | NYISO_G-I | NYISO_J-K | Internal | Summer | B9 | 800 | 6130 | 4408.32 | 54.28 | 54.29 | 0.01 | 0
2015 | NYISO_G-I_2_NYISO_J-K | NYISO_G-I | NYISO_J-K | Internal | Summer | B10 | 1262 | 6130 | 2834.46 | 54.28 | 54.29 | 0.01 | 0
2015 | NYISO_G-I_2_NYISO_J-K | NYISO_G-I | NYISO_J-K | Internal | Winter | B16 | 25 | 6130 | 5329.01 | 67.22 | 67.23 | 0.01 | 0
2015 | NYISO_G-I_2_NYISO_J-K | NYISO_G-I | NYISO_J-K | Internal | Winter | B17 | 100 | 6130 | 6130 | 64.83 | 67.07 | 0.01 | 2.22
2015 | NYISO_G-I_2_NYISO_J-K | NYISO_G-I | NYISO_J-K | Internal | Winter | B18 | 400 | 6130 | 6130 | 64.83 | 67.07 | 0.01 | 2.22
2015 | NYISO_G-I_2_NYISO_J-K | NYISO_G-I | NYISO_J-K | Internal | Winter | B19 | 700 | 6130 | 6130 | 64.83 | 67.07 | 0.01 | 2.22
2015 | NYISO_G-I_2_NYISO_J-K | NYISO_G-I | NYISO_J-K | Internal | Winter | B20 | 935 | 6130 | 4947.06 | 61.6 | 61.61 | 0.01 | 0
2015 | NYISO_G-I_2_PJM_E | NYISO_G-I | PJM_E | Internal | Shoulder | B11 | 25 | 1500 | 1500 | 59.18 | 75.67 | 8 | 8.49
2015 | NYISO_G-I_2_PJM_E | NYISO_G-I | PJM_E | Internal | Shoulder | B12 | 200 | 1500 | 0 | 57.83 | 64.95 | 8 | 0
2015 | NYISO_G-I_2_PJM_E | NYISO_G-I | PJM_E | Internal | Shoulder | B13 | 600 | 1500 | 0 | 56.89 | 61.59 | 8 | 0
2015 | NYISO_G-I_2_PJM_E | NYISO_G-I | PJM_E | Internal | Shoulder | B14 | 900 | 1500 | 0 | 56.89 | 58.91 | 8 | 0
2015 | NYISO_G-I_2_PJM_E | NYISO_G-I | PJM_E | Internal | Shoulder | B15 | 1203 | 1500 | 0 | 56.89 | 54.97 | 8 | 0
2015 | NYISO_G-I_2_PJM_E | NYISO_G-I | PJM_E | Internal | Summer | B1 | 10 | 1500 | 0 | 89.47 | 93.87 | 8 | 0
2015 | NYISO_G-I_2_PJM_E | NYISO_G-I | PJM_E | Internal | Summer | B2 | 25 | 1500 | 0 | 83.9 | 90.74 | 8 | 0
2015 | NYISO_G-I_2_PJM_E | NYISO_G-I | PJM_E | Internal | Summer | B3 | 75 | 1500 | 1500 | 79.56 | 89.51 | 8 | 1.95
2015 | NYISO_G-I_2_PJM_E | NYISO_G-I | PJM_E | Internal | Summer | B4 | 100 | 1500 | 1500 | 76.75 | 84.96 | 8 | 0.21
2015 | NYISO_G-I_2_PJM_E | NYISO_G-I | PJM_E | Internal | Summer | B5 | 200 | 1500 | 1086.19 | 68.64 | 76.64 | 8 | 0
2015 | NYISO_G-I_2_PJM_E | NYISO_G-I | PJM_E | Internal | Summer | B6 | 300 | 1500 | 1500 | 57.85 | 67.26 | 8 | 1.4
2015 | NYISO_G-I_2_PJM_E | NYISO_G-I | PJM_E | Internal | Summer | B7 | 400 | 1500 | 0 | 56.12 | 58.83 | 8 | 0
2015 | NYISO_G-I_2_PJM_E | NYISO_G-I | PJM_E | Internal | Summer | B8 | 500 | 1500 | 0 | 55.25 | 56.91 | 8 | 0
2015 | NYISO_G-I_2_PJM_E | NYISO_G-I | PJM_E | Internal | Summer | B9 | 800 | 1500 | 0 | 54.28 | 56.65 | 8 | 0
2015 | NYISO_G-I_2_PJM_E | NYISO_G-I | PJM_E | Internal | Summer | B10 | 1262 | 1500 | 0 | 54.28 | 52.2 | 8 | 0
2015 | NYISO_G-I_2_PJM_E | NYISO_G-I | PJM_E | Internal | Winter | B16 | 25 | 1500 | 1500 | 67.22 | 77.87 | 8 | 2.65
2015 | NYISO_G-I_2_PJM_E | NYISO_G-I | PJM_E | Internal | Winter | B17 | 100 | 1500 | 0 | 64.83 | 71.53 | 8 | 0
2015 | NYISO_G-I_2_PJM_E | NYISO_G-I | PJM_E | Internal | Winter | B18 | 400 | 1500 | 0 | 64.83 | 64.14 | 8 | 0
2015 | NYISO_G-I_2_PJM_E | NYISO_G-I | PJM_E | Internal | Winter | B19 | 700 | 1500 | 0 | 64.83 | 64.14 | 8 | 0
2015 | NYISO_G-I_2_PJM_E | NYISO_G-I | PJM_E | Internal | Winter | B20 | 935 | 1500 | 0 | 61.6 | 55.96 | 8 | 0
2015 | NYISO_J-K_2_PJM_E | NYISO_J-K | PJM_E | Internal | Shoulder | B11 | 25 | 330 | 330 | 59.19 | 75.67 | 8 | 8.48
2015 | NYISO_J-K_2_PJM_E | NYISO_J-K | PJM_E | Internal | Shoulder | B12 | 200 | 330 | 0 | 57.84 | 64.95 | 8 | 0
2015 | NYISO_J-K_2_PJM_E | NYISO_J-K | PJM_E | Internal | Shoulder | B13 | 600 | 330 | 0 | 56.91 | 61.59 | 8 | 0
2015 | NYISO_J-K_2_PJM_E | NYISO_J-K | PJM_E | Internal | Shoulder | B14 | 900 | 330 | 0 | 56.91 | 58.91 | 8 | 0
2015 | NYISO_J-K_2_PJM_E | NYISO_J-K | PJM_E | Internal | Shoulder | B15 | 1203 | 330 | 0 | 56.91 | 54.97 | 8 | 0
2015 | NYISO_J-K_2_PJM_E | NYISO_J-K | PJM_E | Internal | Summer | B1 | 10 | 330 | 0 | 89.49 | 93.87 | 8 | 0
2015 | NYISO_J-K_2_PJM_E | NYISO_J-K | PJM_E | Internal | Summer | B2 | 25 | 330 | 0 | 83.91 | 90.74 | 8 | 0
2015 | NYISO_J-K_2_PJM_E | NYISO_J-K | PJM_E | Internal | Summer | B3 | 75 | 330 | 330 | 79.57 | 89.51 | 8 | 1.94
2015 | NYISO_J-K_2_PJM_E | NYISO_J-K | PJM_E | Internal | Summer | B4 | 100 | 330 | 330 | 76.77 | 84.96 | 8 | 0.2
2015 | NYISO_J-K_2_PJM_E | NYISO_J-K | PJM_E | Internal | Summer | B5 | 200 | 330 | 0 | 68.65 | 76.64 | 8 | 0
2015 | NYISO_J-K_2_PJM_E | NYISO_J-K | PJM_E | Internal | Summer | B6 | 300 | 330 | 330 | 57.86 | 67.26 | 8 | 1.39
2015 | NYISO_J-K_2_PJM_E | NYISO_J-K | PJM_E | Internal | Summer | B7 | 400 | 330 | 0 | 56.13 | 58.83 | 8 | 0
2015 | NYISO_J-K_2_PJM_E | NYISO_J-K | PJM_E | Internal | Summer | B8 | 500 | 330 | 0 | 55.26 | 56.91 | 8 | 0
2015 | NYISO_J-K_2_PJM_E | NYISO_J-K | PJM_E | Internal | Summer | B9 | 800 | 330 | 0 | 54.29 | 56.65 | 8 | 0
2015 | NYISO_J-K_2_PJM_E | NYISO_J-K | PJM_E | Internal | Summer | B10 | 1262 | 330 | 0 | 54.29 | 52.2 | 8 | 0
2015 | NYISO_J-K_2_PJM_E | NYISO_J-K | PJM_E | Internal | Winter | B16 | 25 | 330 | 330 | 67.23 | 77.87 | 8 | 2.64
2015 | NYISO_J-K_2_PJM_E | NYISO_J-K | PJM_E | Internal | Winter | B17 | 100 | 330 | 0 | 67.07 | 71.53 | 8 | 0
2015 | NYISO_J-K_2_PJM_E | NYISO_J-K | PJM_E | Internal | Winter | B18 | 400 | 330 | 0 | 67.07 | 64.14 | 8 | 0
2015 | NYISO_J-K_2_PJM_E | NYISO_J-K | PJM_E | Internal | Winter | B19 | 700 | 330 | 0 | 67.07 | 64.14 | 8 | 0
2015 | NYISO_J-K_2_PJM_E | NYISO_J-K | PJM_E | Internal | Winter | B20 | 935 | 330 | 0 | 61.61 | 55.96 | 8 | 0
2015 | PJM_E_2_NYISO_G-I | PJM_E | NYISO_G-I | Internal | Shoulder | B11 | 25 | 500 | 0 | 75.67 | 59.18 | 6 | 0
2015 | PJM_E_2_NYISO_G-I | PJM_E | NYISO_G-I | Internal | Shoulder | B12 | 200 | 500 | 0 | 64.95 | 57.83 | 6 | 0
2015 | PJM_E_2_NYISO_G-I | PJM_E | NYISO_G-I | Internal | Shoulder | B13 | 600 | 500 | 0 | 61.59 | 56.89 | 6 | 0
2015 | PJM_E_2_NYISO_G-I | PJM_E | NYISO_G-I | Internal | Shoulder | B14 | 900 | 500 | 0 | 58.91 | 56.89 | 6 | 0
2015 | PJM_E_2_NYISO_G-I | PJM_E | NYISO_G-I | Internal | Shoulder | B15 | 1203 | 500 | 0 | 54.97 | 56.89 | 6 | 0
2015 | PJM_E_2_NYISO_G-I | PJM_E | NYISO_G-I | Internal | Summer | B1 | 10 | 500 | 0 | 93.87 | 89.47 | 6 | 0
2015 | PJM_E_2_NYISO_G-I | PJM_E | NYISO_G-I | Internal | Summer | B2 | 25 | 500 | 0 | 90.74 | 83.9 | 6 | 0
2015 | PJM_E_2_NYISO_G-I | PJM_E | NYISO_G-I | Internal | Summer | B3 | 75 | 500 | 0 | 89.51 | 79.56 | 6 | 0
2015 | PJM_E_2_NYISO_G-I | PJM_E | NYISO_G-I | Internal | Summer | B4 | 100 | 500 | 0 | 84.96 | 76.75 | 6 | 0
2015 | PJM_E_2_NYISO_G-I | PJM_E | NYISO_G-I | Internal | Summer | B5 | 200 | 500 | 0 | 76.64 | 68.64 | 6 | 0
2015 | PJM_E_2_NYISO_G-I | PJM_E | NYISO_G-I | Internal | Summer | B6 | 300 | 500 | 0 | 67.26 | 57.85 | 6 | 0
2015 | PJM_E_2_NYISO_G-I | PJM_E | NYISO_G-I | Internal | Summer | B7 | 400 | 500 | 0 | 58.83 | 56.12 | 6 | 0
2015 | PJM_E_2_NYISO_G-I | PJM_E | NYISO_G-I | Internal | Summer | B8 | 500 | 500 | 0 | 56.91 | 55.25 | 6 | 0
2015 | PJM_E_2_NYISO_G-I | PJM_E | NYISO_G-I | Internal | Summer | B9 | 800 | 500 | 0 | 56.65 | 54.28 | 6 | 0
2015 | PJM_E_2_NYISO_G-I | PJM_E | NYISO_G-I | Internal | Summer | B10 | 1262 | 500 | 0 | 52.2 | 54.28 | 6 | 0
2015 | PJM_E_2_NYISO_G-I | PJM_E | NYISO_G-I | Internal | Winter | B16 | 25 | 500 | 0 | 77.87 | 67.22 | 6 | 0
2015 | PJM_E_2_NYISO_G-I | PJM_E | NYISO_G-I | Internal | Winter | B17 | 100 | 500 | 0 | 71.53 | 64.83 | 6 | 0
2015 | PJM_E_2_NYISO_G-I | PJM_E | NYISO_G-I | Internal | Winter | B18 | 400 | 500 | 0 | 64.14 | 64.83 | 6 | 0
2015 | PJM_E_2_NYISO_G-I | PJM_E | NYISO_G-I | Internal | Winter | B19 | 700 | 500 | 0 | 64.14 | 64.83 | 6 | 0
2015 | PJM_E_2_NYISO_G-I | PJM_E | NYISO_G-I | Internal | Winter | B20 | 935 | 500 | 0 | 55.96 | 61.6 | 6 | 0
2015 | PJM_E_2_NYISO_J-K | PJM_E | NYISO_J-K | Internal | Shoulder | B11 | 25 | 330 | 0 | 75.67 | 59.19 | 6 | 0
2015 | PJM_E_2_NYISO_J-K | PJM_E | NYISO_J-K | Internal | Shoulder | B12 | 200 | 330 | 0 | 64.95 | 57.84 | 6 | 0
2015 | PJM_E_2_NYISO_J-K | PJM_E | NYISO_J-K | Internal | Shoulder | B13 | 600 | 330 | 0 | 61.59 | 56.91 | 6 | 0
2015 | PJM_E_2_NYISO_J-K | PJM_E | NYISO_J-K | Internal | Shoulder | B14 | 900 | 330 | 0 | 58.91 | 56.91 | 6 | 0
2015 | PJM_E_2_NYISO_J-K | PJM_E | NYISO_J-K | Internal | Shoulder | B15 | 1203 | 330 | 0 | 54.97 | 56.91 | 6 | 0
2015 | PJM_E_2_NYISO_J-K | PJM_E | NYISO_J-K | Internal | Summer | B1 | 10 | 330 | 0 | 93.87 | 89.49 | 6 | 0
2015 | PJM_E_2_NYISO_J-K | PJM_E | NYISO_J-K | Internal | Summer | B2 | 25 | 330 | 0 | 90.74 | 83.91 | 6 | 0
2015 | PJM_E_2_NYISO_J-K | PJM_E | NYISO_J-K | Internal | Summer | B3 | 75 | 330 | 0 | 89.51 | 79.57 | 6 | 0
2015 | PJM_E_2_NYISO_J-K | PJM_E | NYISO_J-K | Internal | Summer | B4 | 100 | 330 | 0 | 84.96 | 76.77 | 6 | 0
2015 | PJM_E_2_NYISO_J-K | PJM_E | NYISO_J-K | Internal | Summer | B5 | 200 | 330 | 0 | 76.64 | 68.65 | 6 | 0
2015 | PJM_E_2_NYISO_J-K | PJM_E | NYISO_J-K | Internal | Summer | B6 | 300 | 330 | 0 | 67.26 | 57.86 | 6 | 0
2015 | PJM_E_2_NYISO_J-K | PJM_E | NYISO_J-K | Internal | Summer | B7 | 400 | 330 | 0 | 58.83 | 56.13 | 6 | 0
2015 | PJM_E_2_NYISO_J-K | PJM_E | NYISO_J-K | Internal | Summer | B8 | 500 | 330 | 0 | 56.91 | 55.26 | 6 | 0
2015 | PJM_E_2_NYISO_J-K | PJM_E | NYISO_J-K | Internal | Summer | B9 | 800 | 330 | 0 | 56.65 | 54.29 | 6 | 0
2015 | PJM_E_2_NYISO_J-K | PJM_E | NYISO_J-K | Internal | Summer | B10 | 1262 | 330 | 0 | 52.2 | 54.29 | 6 | 0
2015 | PJM_E_2_NYISO_J-K | PJM_E | NYISO_J-K | Internal | Winter | B16 | 25 | 330 | 0 | 77.87 | 67.23 | 6 | 0
2015 | PJM_E_2_NYISO_J-K | PJM_E | NYISO_J-K | Internal | Winter | B17 | 100 | 330 | 0 | 71.53 | 67.07 | 6 | 0
2015 | PJM_E_2_NYISO_J-K | PJM_E | NYISO_J-K | Internal | Winter | B18 | 400 | 330 | 0 | 64.14 | 67.07 | 6 | 0
2015 | PJM_E_2_NYISO_J-K | PJM_E | NYISO_J-K | Internal | Winter | B19 | 700 | 330 | 0 | 64.14 | 67.07 | 6 | 0
2015 | PJM_E_2_NYISO_J-K | PJM_E | NYISO_J-K | Internal | Winter | B20 | 935 | 330 | 0 | 55.96 | 61.61 | 6 | 0
2015 | PJM_E_2_PJM_ROM | PJM_E | PJM_ROM | Internal | Shoulder | B11 | 25 | 8000 | 4860.65 | 75.67 | 75.68 | 0.01 | 0
2015 | PJM_E_2_PJM_ROM | PJM_E | PJM_ROM | Internal | Shoulder | B12 | 200 | 8000 | 2569 | 64.95 | 64.96 | 0.01 | 0
2015 | PJM_E_2_PJM_ROM | PJM_E | PJM_ROM | Internal | Shoulder | B13 | 600 | 8000 | 845.64 | 61.59 | 61.6 | 0.01 | 0
2015 | PJM_E_2_PJM_ROM | PJM_E | PJM_ROM | Internal | Shoulder | B14 | 900 | 8000 | 0 | 58.91 | 58.9 | 0.01 | 0
2015 | PJM_E_2_PJM_ROM | PJM_E | PJM_ROM | Internal | Shoulder | B15 | 1203 | 8000 | 195.51 | 54.97 | 54.98 | 0.01 | 0
2015 | PJM_E_2_PJM_ROM | PJM_E | PJM_ROM | Internal | Summer | B1 | 10 | 8000 | 0 | 93.87 | 93.86 | 0.01 | 0
2015 | PJM_E_2_PJM_ROM | PJM_E | PJM_ROM | Internal | Summer | B2 | 25 | 8000 | 0 | 90.74 | 90.73 | 0.01 | 0
2015 | PJM_E_2_PJM_ROM | PJM_E | PJM_ROM | Internal | Summer | B3 | 75 | 8000 | 404.81 | 89.51 | 89.53 | 0.01 | 0
2015 | PJM_E_2_PJM_ROM | PJM_E | PJM_ROM | Internal | Summer | B4 | 100 | 8000 | 1528.19 | 84.96 | 84.97 | 0.01 | 0
2015 | PJM_E_2_PJM_ROM | PJM_E | PJM_ROM | Internal | Summer | B5 | 200 | 8000 | 1287.51 | 76.64 | 76.65 | 0.01 | 0
2015 | PJM_E_2_PJM_ROM | PJM_E | PJM_ROM | Internal | Summer | B6 | 300 | 8000 | 2358.81 | 67.26 | 67.27 | 0.01 | 0
2015 | PJM_E_2_PJM_ROM | PJM_E | PJM_ROM | Internal | Summer | B7 | 400 | 8000 | 0 | 58.83 | 58.82 | 0.01 | 0
2015 | PJM_E_2_PJM_ROM | PJM_E | PJM_ROM | Internal | Summer | B8 | 500 | 8000 | 529.43 | 56.91 | 56.92 | 0.01 | 0
2015 | PJM_E_2_PJM_ROM | PJM_E | PJM_ROM | Internal | Summer | B9 | 800 | 8000 | 0 | 56.65 | 56.64 | 0.01 | 0
2015 | PJM_E_2_PJM_ROM | PJM_E | PJM_ROM | Internal | Summer | B10 | 1262 | 8000 | 840.05 | 52.2 | 52.21 | 0.01 | 0
2015 | PJM_E_2_PJM_ROM | PJM_E | PJM_ROM | Internal | Winter | B16 | 25 | 8000 | 3212.9 | 77.87 | 77.88 | 0.01 | 0
2015 | PJM_E_2_PJM_ROM | PJM_E | PJM_ROM | Internal | Winter | B17 | 100 | 8000 | 1162.21 | 71.53 | 71.55 | 0.01 | 0
2015 | PJM_E_2_PJM_ROM | PJM_E | PJM_ROM | Internal | Winter | B18 | 400 | 8000 | 0 | 64.14 | 64.13 | 0.01 | 0
2015 | PJM_E_2_PJM_ROM | PJM_E | PJM_ROM | Internal | Winter | B19 | 700 | 8000 | 0 | 64.14 | 64.13 | 0.01 | 0
2015 | PJM_E_2_PJM_ROM | PJM_E | PJM_ROM | Internal | Winter | B20 | 935 | 8000 | 0 | 55.96 | 55.95 | 0.01 | 0
2015 | PJM_ROR_2_MISO_IN | PJM_ROR | MISO_IN | Internal | Shoulder | B11 | 25 | 909 | 909 | 75.69 | 77.7 | 2 | 0.01
2015 | PJM_ROR_2_MISO_IN | PJM_ROR | MISO_IN | Internal | Shoulder | B12 | 200 | 909 | 0 | 64.95 | 66.57 | 2 | 0
2015 | PJM_ROR_2_MISO_IN | PJM_ROR | MISO_IN | Internal | Shoulder | B13 | 600 | 909 | 0 | 61.59 | 59.62 | 2 | 0
2015 | PJM_ROR_2_MISO_IN | PJM_ROR | MISO_IN | Internal | Shoulder | B14 | 900 | 909 | 0 | 58.88 | 56.89 | 2 | 0
2015 | PJM_ROR_2_MISO_IN | PJM_ROR | MISO_IN | Internal | Shoulder | B15 | 1203 | 909 | 0 | 54.97 | 54.1 | 2 | 0
2015 | PJM_ROR_2_MISO_IN | PJM_ROR | MISO_IN | Internal | Summer | B1 | 10 | 909 | 0 | 93.77 | 93.38 | 2 | 0
2015 | PJM_ROR_2_MISO_IN | PJM_ROR | MISO_IN | Internal | Summer | B2 | 25 | 909 | 304.84 | 90.72 | 92.72 | 2 | 0
2015 | PJM_ROR_2_MISO_IN | PJM_ROR | MISO_IN | Internal | Summer | B3 | 75 | 909 | 0 | 89.51 | 88.75 | 2 | 0
2015 | PJM_ROR_2_MISO_IN | PJM_ROR | MISO_IN | Internal | Summer | B4 | 100 | 909 | 909 | 84.99 | 87 | 2 | 0.01
2015 | PJM_ROR_2_MISO_IN | PJM_ROR | MISO_IN | Internal | Summer | B5 | 200 | 909 | 0 | 76.64 | 76.63 | 2 | 0
2015 | PJM_ROR_2_MISO_IN | PJM_ROR | MISO_IN | Internal | Summer | B6 | 300 | 909 | 806.17 | 67.26 | 69.26 | 2 | 0
2015 | PJM_ROR_2_MISO_IN | PJM_ROR | MISO_IN | Internal | Summer | B7 | 400 | 909 | 0 | 58.81 | 56.83 | 2 | 0
2015 | PJM_ROR_2_MISO_IN | PJM_ROR | MISO_IN | Internal | Summer | B8 | 500 | 909 | 0 | 56.4 | 54.4 | 2 | 0
2015 | PJM_ROR_2_MISO_IN | PJM_ROR | MISO_IN | Internal | Summer | B9 | 800 | 909 | 0 | 54.43 | 53.24 | 2 | 0
2015 | PJM_ROR_2_MISO_IN | PJM_ROR | MISO_IN | Internal | Summer | B10 | 1262 | 909 | 0 | 52.2 | 52.21 | 2 | 0
2015 | PJM_ROR_2_MISO_IN | PJM_ROR | MISO_IN | Internal | Winter | B16 | 25 | 909 | 907.29 | 77.87 | 79.87 | 2 | 0
2015 | PJM_ROR_2_MISO_IN | PJM_ROR | MISO_IN | Internal | Winter | B17 | 100 | 909 | 0 | 71.53 | 69.55 | 2 | 0
2015 | PJM_ROR_2_MISO_IN | PJM_ROR | MISO_IN | Internal | Winter | B18 | 400 | 909 | 0 | 62.74 | 60.75 | 2 | 0
2015 | PJM_ROR_2_MISO_IN | PJM_ROR | MISO_IN | Internal | Winter | B19 | 700 | 909 | 0 | 60 | 58 | 2 | 0
2015 | PJM_ROR_2_MISO_IN | PJM_ROR | MISO_IN | Internal | Winter | B20 | 935 | 909 | 0 | 55.12 | 53.13 | 2 | 0
2015 | PJM_ROR_2_MISO_MI | PJM_ROR | MISO_MI | Internal | Shoulder | B11 | 25 | 1305 | 0 | 75.69 | 74.49 | 2 | 0
2015 | PJM_ROR_2_MISO_MI | PJM_ROR | MISO_MI | Internal | Shoulder | B12 | 200 | 1305 | 0 | 64.95 | 66.56 | 2 | 0
2015 | PJM_ROR_2_MISO_MI | PJM_ROR | MISO_MI | Internal | Shoulder | B13 | 600 | 1305 | 0 | 61.59 | 59.63 | 2 | 0
2015 | PJM_ROR_2_MISO_MI | PJM_ROR | MISO_MI | Internal | Shoulder | B14 | 900 | 1305 | 0 | 58.88 | 56.91 | 2 | 0
2015 | PJM_ROR_2_MISO_MI | PJM_ROR | MISO_MI | Internal | Shoulder | B15 | 1203 | 1305 | 0 | 54.97 | 54.09 | 2 | 0
2015 | PJM_ROR_2_MISO_MI | PJM_ROR | MISO_MI | Internal | Summer | B1 | 10 | 1305 | 0 | 93.77 | 91.77 | 2 | 0
2015 | PJM_ROR_2_MISO_MI | PJM_ROR | MISO_MI | Internal | Summer | B2 | 25 | 1305 | 0 | 90.72 | 91.77 | 2 | 0
2015 | PJM_ROR_2_MISO_MI | PJM_ROR | MISO_MI | Internal | Summer | B3 | 75 | 1305 | 0 | 89.51 | 87.53 | 2 | 0
2015 | PJM_ROR_2_MISO_MI | PJM_ROR | MISO_MI | Internal | Summer | B4 | 100 | 1305 | 0 | 84.99 | 86.7 | 2 | 0
2015 | PJM_ROR_2_MISO_MI | PJM_ROR | MISO_MI | Internal | Summer | B5 | 200 | 1305 | 0 | 76.64 | 74.64 | 2 | 0
2015 | PJM_ROR_2_MISO_MI | PJM_ROR | MISO_MI | Internal | Summer | B6 | 300 | 1305 | 0 | 67.26 | 69.24 | 2 | 0
2015 | PJM_ROR_2_MISO_MI | PJM_ROR | MISO_MI | Internal | Summer | B7 | 400 | 1305 | 0 | 58.81 | 56.84 | 2 | 0
2015 | PJM_ROR_2_MISO_MI | PJM_ROR | MISO_MI | Internal | Summer | B8 | 500 | 1305 | 0 | 56.4 | 54.41 | 2 | 0
2015 | PJM_ROR_2_MISO_MI | PJM_ROR | MISO_MI | Internal | Summer | B9 | 800 | 1305 | 0 | 54.43 | 53.25 | 2 | 0
2015 | PJM_ROR_2_MISO_MI | PJM_ROR | MISO_MI | Internal | Summer | B10 | 1262 | 1305 | 0 | 52.2 | 52.23 | 2 | 0
2015 | PJM_ROR_2_MISO_MI | PJM_ROR | MISO_MI | Internal | Winter | B16 | 25 | 1305 | 0 | 77.87 | 75.87 | 2 | 0
2015 | PJM_ROR_2_MISO_MI | PJM_ROR | MISO_MI | Internal | Winter | B17 | 100 | 1305 | 0 | 71.53 | 69.53 | 2 | 0
2015 | PJM_ROR_2_MISO_MI | PJM_ROR | MISO_MI | Internal | Winter | B18 | 400 | 1305 | 0 | 62.74 | 60.74 | 2 | 0
2015 | PJM_ROR_2_MISO_MI | PJM_ROR | MISO_MI | Internal | Winter | B19 | 700 | 1305 | 0 | 60 | 58.01 | 2 | 0
2015 | PJM_ROR_2_MISO_MI | PJM_ROR | MISO_MI | Internal | Winter | B20 | 935 | 1305 | 0 | 55.12 | 53.14 | 2 | 0
2015 | PJM_ROR_2_MISO_MO-IL | PJM_ROR | MISO_MO-IL | Internal | Shoulder | B11 | 25 | 1111 | 897.22 | 75.69 | 77.69 | 2 | 0
2015 | PJM_ROR_2_MISO_MO-IL | PJM_ROR | MISO_MO-IL | Internal | Shoulder | B12 | 200 | 1111 | 0 | 64.95 | 62.96 | 2 | 0
2015 | PJM_ROR_2_MISO_MO-IL | PJM_ROR | MISO_MO-IL | Internal | Shoulder | B13 | 600 | 1111 | 0 | 61.59 | 59.6 | 2 | 0
2015 | PJM_ROR_2_MISO_MO-IL | PJM_ROR | MISO_MO-IL | Internal | Shoulder | B14 | 900 | 1111 | 0 | 58.88 | 56.88 | 2 | 0
2015 | PJM_ROR_2_MISO_MO-IL | PJM_ROR | MISO_MO-IL | Internal | Shoulder | B15 | 1203 | 1111 | 0 | 54.97 | 54.09 | 2 | 0
2015 | PJM_ROR_2_MISO_MO-IL | PJM_ROR | MISO_MO-IL | Internal | Summer | B1 | 10 | 1111 | 0 | 93.77 | 91.77 | 2 | 0
2015 | PJM_ROR_2_MISO_MO-IL | PJM_ROR | MISO_MO-IL | Internal | Summer | B2 | 25 | 1111 | 0 | 90.72 | 88.74 | 2 | 0
2015 | PJM_ROR_2_MISO_MO-IL | PJM_ROR | MISO_MO-IL | Internal | Summer | B3 | 75 | 1111 | 0 | 89.51 | 88.74 | 2 | 0
2015 | PJM_ROR_2_MISO_MO-IL | PJM_ROR | MISO_MO-IL | Internal | Summer | B4 | 100 | 1111 | 687.79 | 84.99 | 86.99 | 2 | 0
2015 | PJM_ROR_2_MISO_MO-IL | PJM_ROR | MISO_MO-IL | Internal | Summer | B5 | 200 | 1111 | 0 | 76.64 | 76.62 | 2 | 0
2015 | PJM_ROR_2_MISO_MO-IL | PJM_ROR | MISO_MO-IL | Internal | Summer | B6 | 300 | 1111 | 0 | 67.26 | 69.24 | 2 | 0
2015 | PJM_ROR_2_MISO_MO-IL | PJM_ROR | MISO_MO-IL | Internal | Summer | B7 | 400 | 1111 | 0 | 58.81 | 56.82 | 2 | 0
2015 | PJM_ROR_2_MISO_MO-IL | PJM_ROR | MISO_MO-IL | Internal | Summer | B8 | 500 | 1111 | 0 | 56.4 | 54.39 | 2 | 0
2015 | PJM_ROR_2_MISO_MO-IL | PJM_ROR | MISO_MO-IL | Internal | Summer | B9 | 800 | 1111 | 0 | 54.43 | 52.93 | 2 | 0
2015 | PJM_ROR_2_MISO_MO-IL | PJM_ROR | MISO_MO-IL | Internal | Summer | B10 | 1262 | 1111 | 0 | 52.2 | 51.53 | 2 | 0
2015 | PJM_ROR_2_MISO_MO-IL | PJM_ROR | MISO_MO-IL | Internal | Winter | B16 | 25 | 1111 | 0 | 77.87 | 75.87 | 2 | 0
2015 | PJM_ROR_2_MISO_MO-IL | PJM_ROR | MISO_MO-IL | Internal | Winter | B17 | 100 | 1111 | 0 | 71.53 | 64.23 | 2 | 0
2015 | PJM_ROR_2_MISO_MO-IL | PJM_ROR | MISO_MO-IL | Internal | Winter | B18 | 400 | 1111 | 0 | 62.74 | 60.74 | 2 | 0
2015 | PJM_ROR_2_MISO_MO-IL | PJM_ROR | MISO_MO-IL | Internal | Winter | B19 | 700 | 1111 | 0 | 60 | 57.99 | 2 | 0
2015 | PJM_ROR_2_MISO_MO-IL | PJM_ROR | MISO_MO-IL | Internal | Winter | B20 | 935 | 1111 | 0 | 55.12 | 53.12 | 2 | 0
2015 | PJM_ROR_2_MISO_W | PJM_ROR | MISO_W | Internal | Shoulder | B11 | 25 | 709 | 0 | 75.69 | 77.68 | 2 | 0
2015 | PJM_ROR_2_MISO_W | PJM_ROR | MISO_W | Internal | Shoulder | B12 | 200 | 709 | 0 | 64.95 | 62.95 | 2 | 0
2015 | PJM_ROR_2_MISO_W | PJM_ROR | MISO_W | Internal | Shoulder | B13 | 600 | 709 | 0 | 61.59 | 59.59 | 2 | 0
2015 | PJM_ROR_2_MISO_W | PJM_ROR | MISO_W | Internal | Shoulder | B14 | 900 | 709 | 0 | 58.88 | 56.87 | 2 | 0
2015 | PJM_ROR_2_MISO_W | PJM_ROR | MISO_W | Internal | Shoulder | B15 | 1203 | 709 | 0 | 54.97 | 54.08 | 2 | 0
2015 | PJM_ROR_2_MISO_W | PJM_ROR | MISO_W | Internal | Summer | B1 | 10 | 709 | 0 | 93.77 | 91.76 | 2 | 0
2015 | PJM_ROR_2_MISO_W | PJM_ROR | MISO_W | Internal | Summer | B2 | 25 | 709 | 0 | 90.72 | 88.73 | 2 | 0
2015 | PJM_ROR_2_MISO_W | PJM_ROR | MISO_W | Internal | Summer | B3 | 75 | 709 | 0 | 89.51 | 88.73 | 2 | 0
2015 | PJM_ROR_2_MISO_W | PJM_ROR | MISO_W | Internal | Summer | B4 | 100 | 709 | 0 | 84.99 | 86.97 | 2 | 0
2015 | PJM_ROR_2_MISO_W | PJM_ROR | MISO_W | Internal | Summer | B5 | 200 | 709 | 0 | 76.64 | 76.61 | 2 | 0
2015 | PJM_ROR_2_MISO_W | PJM_ROR | MISO_W | Internal | Summer | B6 | 300 | 709 | 0 | 67.26 | 69.23 | 2 | 0
2015 | PJM_ROR_2_MISO_W | PJM_ROR | MISO_W | Internal | Summer | B7 | 400 | 709 | 0 | 58.81 | 56.81 | 2 | 0
2015 | PJM_ROR_2_MISO_W | PJM_ROR | MISO_W | Internal | Summer | B8 | 500 | 709 | 0 | 56.4 | 54.37 | 2 | 0
2015 | PJM_ROR_2_MISO_W | PJM_ROR | MISO_W | Internal | Summer | B9 | 800 | 709 | 0 | 54.43 | 52.92 | 2 | 0
2015 | PJM_ROR_2_MISO_W | PJM_ROR | MISO_W | Internal | Summer | B10 | 1262 | 709 | 0 | 52.2 | 51.52 | 2 | 0
2015 | PJM_ROR_2_MISO_W | PJM_ROR | MISO_W | Internal | Winter | B16 | 25 | 709 | 0 | 77.87 | 75.86 | 2 | 0
2015 | PJM_ROR_2_MISO_W | PJM_ROR | MISO_W | Internal | Winter | B17 | 100 | 709 | 0 | 71.53 | 64.21 | 2 | 0
2015 | PJM_ROR_2_MISO_W | PJM_ROR | MISO_W | Internal | Winter | B18 | 400 | 709 | 0 | 62.74 | 60.72 | 2 | 0
2015 | PJM_ROR_2_MISO_W | PJM_ROR | MISO_W | Internal | Winter | B19 | 700 | 709 | 0 | 60 | 58 | 2 | 0
2015 | PJM_ROR_2_MISO_W | PJM_ROR | MISO_W | Internal | Winter | B20 | 935 | 709 | 0 | 55.12 | 53.12 | 2 | 0
2015 | PJM_ROR_2_MISO_WUMS | PJM_ROR | MISO_WUMS | Internal | Shoulder | B11 | 25 | 1467 | 0 | 75.69 | 62.04 | 2 | 0
2015 | PJM_ROR_2_MISO_WUMS | PJM_ROR | MISO_WUMS | Internal | Shoulder | B12 | 200 | 1467 | 0 | 64.95 | 62.04 | 2 | 0
2015 | PJM_ROR_2_MISO_WUMS | PJM_ROR | MISO_WUMS | Internal | Shoulder | B13 | 600 | 1467 | 0 | 61.59 | 59.58 | 2 | 0
2015 | PJM_ROR_2_MISO_WUMS | PJM_ROR | MISO_WUMS | Internal | Shoulder | B14 | 900 | 1467 | 0 | 58.88 | 56.62 | 2 | 0
2015 | PJM_ROR_2_MISO_WUMS | PJM_ROR | MISO_WUMS | Internal | Shoulder | B15 | 1203 | 1467 | 0 | 54.97 | 54.07 | 2 | 0
2015 | PJM_ROR_2_MISO_WUMS | PJM_ROR | MISO_WUMS | Internal | Summer | B1 | 10 | 1467 | 0 | 93.77 | 91.76 | 2 | 0
2015 | PJM_ROR_2_MISO_WUMS | PJM_ROR | MISO_WUMS | Internal | Summer | B2 | 25 | 1467 | 0 | 90.72 | 88.72 | 2 | 0
2015 | PJM_ROR_2_MISO_WUMS | PJM_ROR | MISO_WUMS | Internal | Summer | B3 | 75 | 1467 | 0 | 89.51 | 87.51 | 2 | 0
2015 | PJM_ROR_2_MISO_WUMS | PJM_ROR | MISO_WUMS | Internal | Summer | B4 | 100 | 1467 | 0 | 84.99 | 82.99 | 2 | 0
2015 | PJM_ROR_2_MISO_WUMS | PJM_ROR | MISO_WUMS | Internal | Summer | B5 | 200 | 1467 | 0 | 76.64 | 68.96 | 2 | 0
2015 | PJM_ROR_2_MISO_WUMS | PJM_ROR | MISO_WUMS | Internal | Summer | B6 | 300 | 1467 | 0 | 67.26 | 62.54 | 2 | 0
2015 | PJM_ROR_2_MISO_WUMS | PJM_ROR | MISO_WUMS | Internal | Summer | B7 | 400 | 1467 | 0 | 58.81 | 56.8 | 2 | 0
2015 | PJM_ROR_2_MISO_WUMS | PJM_ROR | MISO_WUMS | Internal | Summer | B8 | 500 | 1467 | 0 | 56.4 | 54.39 | 2 | 0
2015 | PJM_ROR_2_MISO_WUMS | PJM_ROR | MISO_WUMS | Internal | Summer | B9 | 800 | 1467 | 0 | 54.43 | 52.91 | 2 | 0
2015 | PJM_ROR_2_MISO_WUMS | PJM_ROR | MISO_WUMS | Internal | Summer | B10 | 1262 | 1467 | 0 | 52.2 | 51.53 | 2 | 0
2015 | PJM_ROR_2_MISO_WUMS | PJM_ROR | MISO_WUMS | Internal | Winter | B16 | 25 | 1467 | 0 | 77.87 | 75.85 | 2 | 0
2015 | PJM_ROR_2_MISO_WUMS | PJM_ROR | MISO_WUMS | Internal | Winter | B17 | 100 | 1467 | 0 | 71.53 | 64.2 | 2 | 0
2015 | PJM_ROR_2_MISO_WUMS | PJM_ROR | MISO_WUMS | Internal | Winter | B18 | 400 | 1467 | 0 | 62.74 | 60.72 | 2 | 0
2015 | PJM_ROR_2_MISO_WUMS | PJM_ROR | MISO_WUMS | Internal | Winter | B19 | 700 | 1467 | 0 | 60 | 58 | 2 | 0
2015 | PJM_ROR_2_MISO_WUMS | PJM_ROR | MISO_WUMS | Internal | Winter | B20 | 935 | 1467 | 0 | 55.12 | 53.13 | 2 | 0
2015 | PJM_ROR_2_PJM_ROM | PJM_ROR | PJM_ROM | Internal | Shoulder | B11 | 25 | 8000 | 0 | 75.69 | 75.68 | 0.01 | 0
2015 | PJM_ROR_2_PJM_ROM | PJM_ROR | PJM_ROM | Internal | Shoulder | B12 | 200 | 8000 | 2701.52 | 64.95 | 64.96 | 0.01 | 0
2015 | PJM_ROR_2_PJM_ROM | PJM_ROR | PJM_ROM | Internal | Shoulder | B13 | 600 | 8000 | 4466.57 | 61.59 | 61.6 | 0.01 | 0
2015 | PJM_ROR_2_PJM_ROM | PJM_ROR | PJM_ROM | Internal | Shoulder | B14 | 900 | 8000 | 8000 | 58.88 | 58.9 | 0.01 | 0
2015 | PJM_ROR_2_PJM_ROM | PJM_ROR | PJM_ROM | Internal | Shoulder | B15 | 1203 | 8000 | 5563.59 | 54.97 | 54.98 | 0.01 | 0
2015 | PJM_ROR_2_PJM_ROM | PJM_ROR | PJM_ROM | Internal | Summer | B1 | 10 | 8000 | 8000 | 93.77 | 93.86 | 0.01 | 0.07
2015 | PJM_ROR_2_PJM_ROM | PJM_ROR | PJM_ROM | Internal | Summer | B2 | 25 | 8000 | 6852.82 | 90.72 | 90.73 | 0.01 | 0
2015 | PJM_ROR_2_PJM_ROM | PJM_ROR | PJM_ROM | Internal | Summer | B3 | 75 | 8000 | 2068.85 | 89.51 | 89.53 | 0.01 | 0
2015 | PJM_ROR_2_PJM_ROM | PJM_ROR | PJM_ROM | Internal | Summer | B4 | 100 | 8000 | 0 | 84.99 | 84.97 | 0.01 | 0
2015 | PJM_ROR_2_PJM_ROM | PJM_ROR | PJM_ROM | Internal | Summer | B5 | 200 | 8000 | 2791.82 | 76.64 | 76.65 | 0.01 | 0
2015 | PJM_ROR_2_PJM_ROM | PJM_ROR | PJM_ROM | Internal | Summer | B6 | 300 | 8000 | 2330.69 | 67.26 | 67.27 | 0.01 | 0
2015 | PJM_ROR_2_PJM_ROM | PJM_ROR | PJM_ROM | Internal | Summer | B7 | 400 | 8000 | 6596.27 | 58.81 | 58.82 | 0.01 | 0
2015 | PJM_ROR_2_PJM_ROM | PJM_ROR | PJM_ROM | Internal | Summer | B8 | 500 | 8000 | 8000 | 56.4 | 56.92 | 0.01 | 0.51
2015 | PJM_ROR_2_PJM_ROM | PJM_ROR | PJM_ROM | Internal | Summer | B9 | 800 | 8000 | 8000 | 54.43 | 56.64 | 0.01 | 2.2
2015 | PJM_ROR_2_PJM_ROM | PJM_ROR | PJM_ROM | Internal | Summer | B10 | 1262 | 8000 | 5857.28 | 52.2 | 52.21 | 0.01 | 0
2015 | PJM_ROR_2_PJM_ROM | PJM_ROR | PJM_ROM | Internal | Winter | B16 | 25 | 8000 | 1508.08 | 77.87 | 77.88 | 0.01 | 0
2015 | PJM_ROR_2_PJM_ROM | PJM_ROR | PJM_ROM | Internal | Winter | B17 | 100 | 8000 | 4497.16 | 71.53 | 71.55 | 0.01 | 0
2015 | PJM_ROR_2_PJM_ROM | PJM_ROR | PJM_ROM | Internal | Winter | B18 | 400 | 8000 | 8000 | 62.74 | 64.13 | 0.01 | 1.38
2015 | PJM_ROR_2_PJM_ROM | PJM_ROR | PJM_ROM | Internal | Winter | B19 | 700 | 8000 | 8000 | 60 | 64.13 | 0.01 | 4.12
2015 | PJM_ROR_2_PJM_ROM | PJM_ROR | PJM_ROM | Internal | Winter | B20 | 935 | 8000 | 8000 | 55.12 | 55.95 | 0.01 | 0.82
2015 | PJM_ROR_2_TVA_Transmission | PJM_ROR | TVA_Transmission | Internal | Shoulder | B11 | 25 | 2500 | 1428.8 | 75.69 | 81.69 | 6 | 0
2015 | PJM_ROR_2_TVA_Transmission | PJM_ROR | TVA_Transmission | Internal | Shoulder | B12 | 200 | 2500 | 0 | 64.95 | 66.45 | 6 | 0
2015 | PJM_ROR_2_TVA_Transmission | PJM_ROR | TVA_Transmission | Internal | Shoulder | B13 | 600 | 2500 | 0 | 61.59 | 63.83 | 6 | 0
2015 | PJM_ROR_2_TVA_Transmission | PJM_ROR | TVA_Transmission | Internal | Shoulder | B14 | 900 | 2500 | 0 | 58.88 | 62.53 | 6 | 0
2015 | PJM_ROR_2_TVA_Transmission | PJM_ROR | TVA_Transmission | Internal | Shoulder | B15 | 1203 | 2500 | 1346.09 | 54.97 | 60.97 | 6 | 0
2015 | PJM_ROR_2_TVA_Transmission | PJM_ROR | TVA_Transmission | Internal | Summer | B1 | 10 | 2500 | 1588.92 | 93.77 | 99.77 | 6 | 0
2015 | PJM_ROR_2_TVA_Transmission | PJM_ROR | TVA_Transmission | Internal | Summer | B2 | 25 | 2500 | 2500 | 90.72 | 96.74 | 6 | 0.02
2015 | PJM_ROR_2_TVA_Transmission | PJM_ROR | TVA_Transmission | Internal | Summer | B3 | 75 | 2500 | 1562.68 | 89.51 | 95.51 | 6 | 0
2015 | PJM_ROR_2_TVA_Transmission | PJM_ROR | TVA_Transmission | Internal | Summer | B4 | 100 | 2500 | 1037.67 | 84.99 | 90.99 | 6 | 0
2015 | PJM_ROR_2_TVA_Transmission | PJM_ROR | TVA_Transmission | Internal | Summer | B5 | 200 | 2500 | 91.79 | 76.64 | 82.64 | 6 | 0
2015 | PJM_ROR_2_TVA_Transmission | PJM_ROR | TVA_Transmission | Internal | Summer | B6 | 300 | 2500 | 0 | 67.26 | 72.62 | 6 | 0
2015 | PJM_ROR_2_TVA_Transmission | PJM_ROR | TVA_Transmission | Internal | Summer | B7 | 400 | 2500 | 0 | 58.81 | 63.36 | 6 | 0
2015 | PJM_ROR_2_TVA_Transmission | PJM_ROR | TVA_Transmission | Internal | Summer | B8 | 500 | 2500 | 0 | 56.4 | 61.14 | 6 | 0
2015 | PJM_ROR_2_TVA_Transmission | PJM_ROR | TVA_Transmission | Internal | Summer | B9 | 800 | 2500 | 311.36 | 54.43 | 60.43 | 6 | 0
2015 | PJM_ROR_2_TVA_Transmission | PJM_ROR | TVA_Transmission | Internal | Summer | B10 | 1262 | 2500 | 0 | 52.2 | 58.06 | 6 | 0
2015 | PJM_ROR_2_TVA_Transmission | PJM_ROR | TVA_Transmission | Internal | Winter | B16 | 25 | 2500 | 863.5 | 77.87 | 83.87 | 6 | 0
2015 | PJM_ROR_2_TVA_Transmission | PJM_ROR | TVA_Transmission | Internal | Winter | B17 | 100 | 2500 | 0 | 71.53 | 69.41 | 6 | 0
2015 | PJM_ROR_2_TVA_Transmission | PJM_ROR | TVA_Transmission | Internal | Winter | B18 | 400 | 2500 | 0 | 62.74 | 65.26 | 6 | 0
2015 | PJM_ROR_2_TVA_Transmission | PJM_ROR | TVA_Transmission | Internal | Winter | B19 | 700 | 2500 | 0 | 60 | 63.39 | 6 | 0
2015 | PJM_ROR_2_TVA_Transmission | PJM_ROR | TVA_Transmission | Internal | Winter | B20 | 935 | 2500 | 969.65 | 55.12 | 61.12 | 6 | 0
2015 | PJM_ROR_2_VACAR | PJM_ROR | VACAR | Internal | Shoulder | B11 | 25 | 3000 | 3000 | 75.69 | 83.66 | 6 | 1.97
2015 | PJM_ROR_2_VACAR | PJM_ROR | VACAR | Internal | Shoulder | B12 | 200 | 3000 | 0 | 64.95 | 66.56 | 6 | 0
2015 | PJM_ROR_2_VACAR | PJM_ROR | VACAR | Internal | Shoulder | B13 | 600 | 3000 | 0 | 61.59 | 64.47 | 6 | 0
2015 | PJM_ROR_2_VACAR | PJM_ROR | VACAR | Internal | Shoulder | B14 | 900 | 3000 | 0 | 58.88 | 64.12 | 6 | 0
2015 | PJM_ROR_2_VACAR | PJM_ROR | VACAR | Internal | Shoulder | B15 | 1203 | 3000 | 101.1 | 54.97 | 60.97 | 6 | 0
2015 | PJM_ROR_2_VACAR | PJM_ROR | VACAR | Internal | Summer | B1 | 10 | 3000 | 3000 | 93.77 | 100.71 | 6 | 0.94
2015 | PJM_ROR_2_VACAR | PJM_ROR | VACAR | Internal | Summer | B2 | 25 | 3000 | 3000 | 90.72 | 100.71 | 6 | 4
2015 | PJM_ROR_2_VACAR | PJM_ROR | VACAR | Internal | Summer | B3 | 75 | 3000 | 3000 | 89.51 | 100.71 | 6 | 5.2
2015 | PJM_ROR_2_VACAR | PJM_ROR | VACAR | Internal | Summer | B4 | 100 | 3000 | 2214.08 | 84.99 | 90.99 | 6 | 0
2015 | PJM_ROR_2_VACAR | PJM_ROR | VACAR | Internal | Summer | B5 | 200 | 3000 | 3000 | 76.64 | 84.64 | 6 | 2
2015 | PJM_ROR_2_VACAR | PJM_ROR | VACAR | Internal | Summer | B6 | 300 | 3000 | 2942.9 | 67.26 | 73.26 | 6 | 0
2015 | PJM_ROR_2_VACAR | PJM_ROR | VACAR | Internal | Summer | B7 | 400 | 3000 | 2635.03 | 58.81 | 64.81 | 6 | 0
2015 | PJM_ROR_2_VACAR | PJM_ROR | VACAR | Internal | Summer | B8 | 500 | 3000 | 2583.32 | 56.4 | 62.4 | 6 | 0
2015 | PJM_ROR_2_VACAR | PJM_ROR | VACAR | Internal | Summer | B9 | 800 | 3000 | 2808.54 | 54.43 | 60.43 | 6 | 0
2015 | PJM_ROR_2_VACAR | PJM_ROR | VACAR | Internal | Summer | B10 | 1262 | 3000 | 1184.64 | 52.2 | 58.2 | 6 | 0
2015 | PJM_ROR_2_VACAR | PJM_ROR | VACAR | Internal | Winter | B16 | 25 | 3000 | 3000 | 77.87 | 92.87 | 6 | 9
2015 | PJM_ROR_2_VACAR | PJM_ROR | VACAR | Internal | Winter | B17 | 100 | 3000 | 1142.76 | 71.53 | 77.53 | 6 | 0
2015 | PJM_ROR_2_VACAR | PJM_ROR | VACAR | Internal | Winter | B18 | 400 | 3000 | 0 | 62.74 | 68.59 | 6 | 0
2015 | PJM_ROR_2_VACAR | PJM_ROR | VACAR | Internal | Winter | B19 | 700 | 3000 | 768.69 | 60 | 66 | 6 | 0
2015 | PJM_ROR_2_VACAR | PJM_ROR | VACAR | Internal | Winter | B20 | 935 | 3000 | 1731.12 | 55.12 | 61.12 | 6 | 0
2015 | PJM_ROM_2_NYISO_A-F | PJM_ROM | NYISO_A-F | Internal | Shoulder | B11 | 25 | 2000 | 0 | 75.68 | 59.17 | 6 | 0
2015 | PJM_ROM_2_NYISO_A-F | PJM_ROM | NYISO_A-F | Internal | Shoulder | B12 | 200 | 2000 | 0 | 64.96 | 57.82 | 6 | 0
2015 | PJM_ROM_2_NYISO_A-F | PJM_ROM | NYISO_A-F | Internal | Shoulder | B13 | 600 | 2000 | 0 | 61.6 | 56.88 | 6 | 0
2015 | PJM_ROM_2_NYISO_A-F | PJM_ROM | NYISO_A-F | Internal | Shoulder | B14 | 900 | 2000 | 0 | 58.9 | 56.88 | 6 | 0
2015 | PJM_ROM_2_NYISO_A-F | PJM_ROM | NYISO_A-F | Internal | Shoulder | B15 | 1203 | 2000 | 0 | 54.98 | 56.88 | 6 | 0
2015 | PJM_ROM_2_NYISO_A-F | PJM_ROM | NYISO_A-F | Internal | Summer | B1 | 10 | 2000 | 0 | 93.86 | 85.86 | 6 | 0
2015 | PJM_ROM_2_NYISO_A-F | PJM_ROM | NYISO_A-F | Internal | Summer | B2 | 25 | 2000 | 0 | 90.73 | 83.88 | 6 | 0
2015 | PJM_ROM_2_NYISO_A-F | PJM_ROM | NYISO_A-F | Internal | Summer | B3 | 75 | 2000 | 0 | 89.53 | 76.21 | 6 | 0
2015 | PJM_ROM_2_NYISO_A-F | PJM_ROM | NYISO_A-F | Internal | Summer | B4 | 100 | 2000 | 0 | 84.97 | 74.73 | 6 | 0
2015 | PJM_ROM_2_NYISO_A-F | PJM_ROM | NYISO_A-F | Internal | Summer | B5 | 200 | 2000 | 0 | 76.65 | 68.63 | 6 | 0
2015 | PJM_ROM_2_NYISO_A-F | PJM_ROM | NYISO_A-F | Internal | Summer | B6 | 300 | 2000 | 0 | 67.27 | 57.84 | 6 | 0
2015 | PJM_ROM_2_NYISO_A-F | PJM_ROM | NYISO_A-F | Internal | Summer | B7 | 400 | 2000 | 0 | 58.82 | 56.1 | 6 | 0
2015 | PJM_ROM_2_NYISO_A-F | PJM_ROM | NYISO_A-F | Internal | Summer | B8 | 500 | 2000 | 0 | 56.92 | 55.24 | 6 | 0
2015 | PJM_ROM_2_NYISO_A-F | PJM_ROM | NYISO_A-F | Internal | Summer | B9 | 800 | 2000 | 0 | 56.64 | 54.26 | 6 | 0
2015 | PJM_ROM_2_NYISO_A-F | PJM_ROM | NYISO_A-F | Internal | Summer | B10 | 1262 | 2000 | 0 | 52.21 | 54.26 | 6 | 0
2015 | PJM_ROM_2_NYISO_A-F | PJM_ROM | NYISO_A-F | Internal | Winter | B16 | 25 | 2000 | 0 | 77.88 | 67.21 | 6 | 0
2015 | PJM_ROM_2_NYISO_A-F | PJM_ROM | NYISO_A-F | Internal | Winter | B17 | 100 | 2000 | 0 | 71.55 | 63.55 | 6 | 0
2015 | PJM_ROM_2_NYISO_A-F | PJM_ROM | NYISO_A-F | Internal | Winter | B18 | 400 | 2000 | 0 | 64.13 | 61.59 | 6 | 0
2015 | PJM_ROM_2_NYISO_A-F | PJM_ROM | NYISO_A-F | Internal | Winter | B19 | 700 | 2000 | 0 | 64.13 | 61.59 | 6 | 0
2015 | PJM_ROM_2_NYISO_A-F | PJM_ROM | NYISO_A-F | Internal | Winter | B20 | 935 | 2000 | 0 | 55.95 | 61.59 | 6 | 0
2015 | PJM_ROM_2_PJM_E | PJM_ROM | PJM_E | Internal | Shoulder | B11 | 25 | 8000 | 0 | 75.68 | 75.67 | 0.01 | 0
2015 | PJM_ROM_2_PJM_E | PJM_ROM | PJM_E | Internal | Shoulder | B12 | 200 | 8000 | 0 | 64.96 | 64.95 | 0.01 | 0
2015 | PJM_ROM_2_PJM_E | PJM_ROM | PJM_E | Internal | Shoulder | B13 | 600 | 8000 | 0 | 61.6 | 61.59 | 0.01 | 0
2015 | PJM_ROM_2_PJM_E | PJM_ROM | PJM_E | Internal | Shoulder | B14 | 900 | 8000 | 374.26 | 58.9 | 58.91 | 0.01 | 0
2015 | PJM_ROM_2_PJM_E | PJM_ROM | PJM_E | Internal | Shoulder | B15 | 1203 | 8000 | 0 | 54.98 | 54.97 | 0.01 | 0
2015 | PJM_ROM_2_PJM_E | PJM_ROM | PJM_E | Internal | Summer | B1 | 10 | 8000 | 2745.81 | 93.86 | 93.87 | 0.01 | 0
2015 | PJM_ROM_2_PJM_E | PJM_ROM | PJM_E | Internal | Summer | B2 | 25 | 8000 | 1907.88 | 90.73 | 90.74 | 0.01 | 0
2015 | PJM_ROM_2_PJM_E | PJM_ROM | PJM_E | Internal | Summer | B3 | 75 | 8000 | 0 | 89.53 | 89.51 | 0.01 | 0
2015 | PJM_ROM_2_PJM_E | PJM_ROM | PJM_E | Internal | Summer | B4 | 100 | 8000 | 0 | 84.97 | 84.96 | 0.01 | 0
2015 | PJM_ROM_2_PJM_E | PJM_ROM | PJM_E | Internal | Summer | B5 | 200 | 8000 | 0 | 76.65 | 76.64 | 0.01 | 0
2015 | PJM_ROM_2_PJM_E | PJM_ROM | PJM_E | Internal | Summer | B6 | 300 | 8000 | 0 | 67.27 | 67.26 | 0.01 | 0
2015 | PJM_ROM_2_PJM_E | PJM_ROM | PJM_E | Internal | Summer | B7 | 400 | 8000 | 364.24 | 58.82 | 58.83 | 0.01 | 0
2015 | PJM_ROM_2_PJM_E | PJM_ROM | PJM_E | Internal | Summer | B8 | 500 | 8000 | 0 | 56.92 | 56.91 | 0.01 | 0
2015 | PJM_ROM_2_PJM_E | PJM_ROM | PJM_E | Internal | Summer | B9 | 800 | 8000 | 465.45 | 56.64 | 56.65 | 0.01 | 0
2015 | PJM_ROM_2_PJM_E | PJM_ROM | PJM_E | Internal | Summer | B10 | 1262 | 8000 | 0 | 52.21 | 52.2 | 0.01 | 0
2015 | PJM_ROM_2_PJM_E | PJM_ROM | PJM_E | Internal | Winter | B16 | 25 | 8000 | 0 | 77.88 | 77.87 | 0.01 | 0
2015 | PJM_ROM_2_PJM_E | PJM_ROM | PJM_E | Internal | Winter | B17 | 100 | 8000 | 0 | 71.55 | 71.53 | 0.01 | 0
2015 | PJM_ROM_2_PJM_E | PJM_ROM | PJM_E | Internal | Winter | B18 | 400 | 8000 | 1293.86 | 64.13 | 64.14 | 0.01 | 0
2015 | PJM_ROM_2_PJM_E | PJM_ROM | PJM_E | Internal | Winter | B19 | 700 | 8000 | 2034.13 | 64.13 | 64.14 | 0.01 | 0
2015 | PJM_ROM_2_PJM_E | PJM_ROM | PJM_E | Internal | Winter | B20 | 935 | 8000 | 1693.37 | 55.95 | 55.96 | 0.01 | 0
2015 | PJM_ROM_2_PJM_ROR | PJM_ROM | PJM_ROR | Internal | Shoulder | B11 | 25 | 8000 | 819.66 | 75.68 | 75.69 | 0.01 | 0
2015 | PJM_ROM_2_PJM_ROR | PJM_ROM | PJM_ROR | Internal | Shoulder | B12 | 200 | 8000 | 0 | 64.96 | 64.95 | 0.01 | 0
2015 | PJM_ROM_2_PJM_ROR | PJM_ROM | PJM_ROR | Internal | Shoulder | B13 | 600 | 8000 | 0 | 61.6 | 61.59 | 0.01 | 0
2015 | PJM_ROM_2_PJM_ROR | PJM_ROM | PJM_ROR | Internal | Shoulder | B14 | 900 | 8000 | 0 | 58.9 | 58.88 | 0.01 | 0
2015 | PJM_ROM_2_PJM_ROR | PJM_ROM | PJM_ROR | Internal | Shoulder | B15 | 1203 | 8000 | 0 | 54.98 | 54.97 | 0.01 | 0
2015 | PJM_ROM_2_PJM_ROR | PJM_ROM | PJM_ROR | Internal | Summer | B1 | 10 | 8000 | 0 | 93.86 | 93.77 | 0.01 | 0
2015 | PJM_ROM_2_PJM_ROR | PJM_ROM | PJM_ROR | Internal | Summer | B2 | 25 | 8000 | 0 | 90.73 | 90.72 | 0.01 | 0
2015 | PJM_ROM_2_PJM_ROR | PJM_ROM | PJM_ROR | Internal | Summer | B3 | 75 | 8000 | 0 | 89.53 | 89.51 | 0.01 | 0
2015 | PJM_ROM_2_PJM_ROR | PJM_ROM | PJM_ROR | Internal | Summer | B4 | 100 | 8000 | 150.49 | 84.97 | 84.99 | 0.01 | 0
2015 | PJM_ROM_2_PJM_ROR | PJM_ROM | PJM_ROR | Internal | Summer | B5 | 200 | 8000 | 0 | 76.65 | 76.64 | 0.01 | 0
2015 | PJM_ROM_2_PJM_ROR | PJM_ROM | PJM_ROR | Internal | Summer | B6 | 300 | 8000 | 0 | 67.27 | 67.26 | 0.01 | 0
2015 | PJM_ROM_2_PJM_ROR | PJM_ROM | PJM_ROR | Internal | Summer | B7 | 400 | 8000 | 0 | 58.82 | 58.81 | 0.01 | 0
2015 | PJM_ROM_2_PJM_ROR | PJM_ROM | PJM_ROR | Internal | Summer | B8 | 500 | 8000 | 0 | 56.92 | 56.4 | 0.01 | 0
2015 | PJM_ROM_2_PJM_ROR | PJM_ROM | PJM_ROR | Internal | Summer | B9 | 800 | 8000 | 0 | 56.64 | 54.43 | 0.01 | 0
2015 | PJM_ROM_2_PJM_ROR | PJM_ROM | PJM_ROR | Internal | Summer | B10 | 1262 | 8000 | 0 | 52.21 | 52.2 | 0.01 | 0
2015 | PJM_ROM_2_PJM_ROR | PJM_ROM | PJM_ROR | Internal | Winter | B16 | 25 | 8000 | 0 | 77.88 | 77.87 | 0.01 | 0
2015 | PJM_ROM_2_PJM_ROR | PJM_ROM | PJM_ROR | Internal | Winter | B17 | 100 | 8000 | 0 | 71.55 | 71.53 | 0.01 | 0
2015 | PJM_ROM_2_PJM_ROR | PJM_ROM | PJM_ROR | Internal | Winter | B18 | 400 | 8000 | 0 | 64.13 | 62.74 | 0.01 | 0
2015 | PJM_ROM_2_PJM_ROR | PJM_ROM | PJM_ROR | Internal | Winter | B19 | 700 | 8000 | 0 | 64.13 | 60 | 0.01 | 0
2015 | PJM_ROM_2_PJM_ROR | PJM_ROM | PJM_ROR | Internal | Winter | B20 | 935 | 8000 | 0 | 55.95 | 55.12 | 0.01 | 0
2015 | SOCO_2_ENT | SOCO | ENT | Internal | Shoulder | B11 | 25 | 2400 | 0 | 90.66 | 82.66 | 10 | 0
2015 | SOCO_2_ENT | SOCO | ENT | Internal | Shoulder | B12 | 200 | 2400 | 0 | 64.75 | 59.47 | 10 | 0
2015 | SOCO_2_ENT | SOCO | ENT | Internal | Shoulder | B13 | 600 | 2400 | 0 | 61.88 | 59.47 | 10 | 0
2015 | SOCO_2_ENT | SOCO | ENT | Internal | Shoulder | B14 | 900 | 2400 | 0 | 61.88 | 58.33 | 10 | 0
2015 | SOCO_2_ENT | SOCO | ENT | Internal | Shoulder | B15 | 1203 | 2400 | 0 | 59.72 | 57.49 | 10 | 0
2015 | SOCO_2_ENT | SOCO | ENT | Internal | Summer | B1 | 10 | 2400 | 0 | 97.87 | 91.77 | 10 | 0
2015 | SOCO_2_ENT | SOCO | ENT | Internal | Summer | B2 | 25 | 2400 | 0 | 97.87 | 89.87 | 10 | 0
2015 | SOCO_2_ENT | SOCO | ENT | Internal | Summer | B3 | 75 | 2400 | 0 | 97.87 | 89.87 | 10 | 0
2015 | SOCO_2_ENT | SOCO | ENT | Internal | Summer | B4 | 100 | 2400 | 0 | 97.87 | 88.79 | 10 | 0
2015 | SOCO_2_ENT | SOCO | ENT | Internal | Summer | B5 | 200 | 2400 | 0 | 91.64 | 83.07 | 10 | 0
2015 | SOCO_2_ENT | SOCO | ENT | Internal | Summer | B6 | 300 | 2400 | 0 | 80.26 | 68.24 | 10 | 0
2015 | SOCO_2_ENT | SOCO | ENT | Internal | Summer | B7 | 400 | 2400 | 0 | 71.81 | 58.69 | 10 | 0
2015 | SOCO_2_ENT | SOCO | ENT | Internal | Summer | B8 | 500 | 2400 | 0 | 67.23 | 58.69 | 10 | 0
2015 | SOCO_2_ENT | SOCO | ENT | Internal | Summer | B9 | 800 | 2400 | 0 | 61.24 | 56.32 | 10 | 0
2015 | SOCO_2_ENT | SOCO | ENT | Internal | Summer | B10 | 1262 | 2400 | 0 | 58.55 | 56.32 | 10 | 0
2015 | SOCO_2_ENT | SOCO | ENT | Internal | Winter | B16 | 25 | 2400 | 0 | 89.5 | 75.87 | 10 | 0
2015 | SOCO_2_ENT | SOCO | ENT | Internal | Winter | B17 | 100 | 2400 | 0 | 67.53 | 61.89 | 10 | 0
2015 | SOCO_2_ENT | SOCO | ENT | Internal | Winter | B18 | 400 | 2400 | 0 | 64.36 | 61.89 | 10 | 0
2015 | SOCO_2_ENT | SOCO | ENT | Internal | Winter | B19 | 700 | 2400 | 0 | 64.36 | 59.83 | 10 | 0
2015 | SOCO_2_ENT | SOCO | ENT | Internal | Winter | B20 | 935 | 2400 | 0 | 62.11 | 59.83 | 10 | 0
2015 | SOCO_2_FRCC | SOCO | FRCC | Internal | Shoulder | B11 | 25 | 3700 | 3700 | 90.66 | 102.64 | 10 | 1.98
2015 | SOCO_2_FRCC | SOCO | FRCC | Internal | Shoulder | B12 | 200 | 3700 | 0 | 64.75 | 67.61 | 10 | 0
2015 | SOCO_2_FRCC | SOCO | FRCC | Internal | Shoulder | B13 | 600 | 3700 | 0 | 61.88 | 66.91 | 10 | 0
2015 | SOCO_2_FRCC | SOCO | FRCC | Internal | Shoulder | B14 | 900 | 3700 | 0 | 61.88 | 64.13 | 10 | 0
2015 | SOCO_2_FRCC | SOCO | FRCC | Internal | Shoulder | B15 | 1203 | 3700 | 0 | 59.72 | 64.13 | 10 | 0
2015 | SOCO_2_FRCC | SOCO | FRCC | Internal | Summer | B1 | 10 | 3700 | 0 | 97.87 | 103.87 | 10 | 0
2015 | SOCO_2_FRCC | SOCO | FRCC | Internal | Summer | B2 | 25 | 3700 | 0 | 97.87 | 103.87 | 10 | 0
2015 | SOCO_2_FRCC | SOCO | FRCC | Internal | Summer | B3 | 75 | 3700 | 0 | 97.87 | 103.87 | 10 | 0
2015 | SOCO_2_FRCC | SOCO | FRCC | Internal | Summer | B4 | 100 | 3700 | 0 | 97.87 | 103.87 | 10 | 0
2015 | SOCO_2_FRCC | SOCO | FRCC | Internal | Summer | B5 | 200 | 3700 | 1948.97 | 91.64 | 101.64 | 10 | 0
2015 | SOCO_2_FRCC | SOCO | FRCC | Internal | Summer | B6 | 300 | 3700 | 962.51 | 80.26 | 90.26 | 10 | 0
2015 | SOCO_2_FRCC | SOCO | FRCC | Internal | Summer | B7 | 400 | 3700 | 150.7 | 71.81 | 81.81 | 10 | 0
2015 | SOCO_2_FRCC | SOCO | FRCC | Internal | Summer | B8 | 500 | 3700 | 0 | 67.23 | 66.21 | 10 | 0
2015 | SOCO_2_FRCC | SOCO | FRCC | Internal | Summer | B9 | 800 | 3700 | 0 | 61.24 | 63.72 | 10 | 0
2015 | SOCO_2_FRCC | SOCO | FRCC | Internal | Summer | B10 | 1262 | 3700 | 0 | 58.55 | 63.46 | 10 | 0
2015 | SOCO_2_FRCC | SOCO | FRCC | Internal | Winter | B16 | 25 | 3700 | 648.76 | 89.5 | 99.5 | 10 | 0
2015 | SOCO_2_FRCC | SOCO | FRCC | Internal | Winter | B17 | 100 | 3700 | 0 | 67.53 | 69.02 | 10 | 0
2015 | SOCO_2_FRCC | SOCO | FRCC | Internal | Winter | B18 | 400 | 3700 | 0 | 64.36 | 67.85 | 10 | 0
2015 | SOCO_2_FRCC | SOCO | FRCC | Internal | Winter | B19 | 700 | 3700 | 0 | 64.36 | 66.15 | 10 | 0
2015 | SOCO_2_FRCC | SOCO | FRCC | Internal | Winter | B20 | 935 | 3700 | 0 | 62.11 | 66.15 | 10 | 0
2015 | SOCO_2_TVA_Transmission | SOCO | TVA_Transmission | Internal | Shoulder | B11 | 25 | 2600 | 0 | 90.66 | 81.69 | 10 | 0
2015 | SOCO_2_TVA_Transmission | SOCO | TVA_Transmission | Internal | Shoulder | B12 | 200 | 2600 | 0 | 64.75 | 66.45 | 10 | 0
2015 | SOCO_2_TVA_Transmission | SOCO | TVA_Transmission | Internal | Shoulder | B13 | 600 | 2600 | 0 | 61.88 | 63.83 | 10 | 0
2015 | SOCO_2_TVA_Transmission | SOCO | TVA_Transmission | Internal | Shoulder | B14 | 900 | 2600 | 0 | 61.88 | 62.53 | 10 | 0
2015 | SOCO_2_TVA_Transmission | SOCO | TVA_Transmission | Internal | Shoulder | B15 | 1203 | 2600 | 0 | 59.72 | 60.97 | 10 | 0
2015 | SOCO_2_TVA_Transmission | SOCO | TVA_Transmission | Internal | Summer | B1 | 10 | 2600 | 0 | 97.87 | 99.77 | 10 | 0
2015 | SOCO_2_TVA_Transmission | SOCO | TVA_Transmission | Internal | Summer | B2 | 25 | 2600 | 0 | 97.87 | 96.74 | 10 | 0
2015 | SOCO_2_TVA_Transmission | SOCO | TVA_Transmission | Internal | Summer | B3 | 75 | 2600 | 0 | 97.87 | 95.51 | 10 | 0
2015 | SOCO_2_TVA_Transmission | SOCO | TVA_Transmission | Internal | Summer | B4 | 100 | 2600 | 0 | 97.87 | 90.99 | 10 | 0
2015 | SOCO_2_TVA_Transmission | SOCO | TVA_Transmission | Internal | Summer | B5 | 200 | 2600 | 0 | 91.64 | 82.64 | 10 | 0
2015 | SOCO_2_TVA_Transmission | SOCO | TVA_Transmission | Internal | Summer | B6 | 300 | 2600 | 0 | 80.26 | 72.62 | 10 | 0
2015 | SOCO_2_TVA_Transmission | SOCO | TVA_Transmission | Internal | Summer | B7 | 400 | 2600 | 0 | 71.81 | 63.36 | 10 | 0
2015 | SOCO_2_TVA_Transmission | SOCO | TVA_Transmission | Internal | Summer | B8 | 500 | 2600 | 0 | 67.23 | 61.14 | 10 | 0
2015 | SOCO_2_TVA_Transmission | SOCO | TVA_Transmission | Internal | Summer | B9 | 800 | 2600 | 0 | 61.24 | 60.43 | 10 | 0
2015 | SOCO_2_TVA_Transmission | SOCO | TVA_Transmission | Internal | Summer | B10 | 1262 | 2600 | 0 | 58.55 | 58.06 | 10 | 0
2015 | SOCO_2_TVA_Transmission | SOCO | TVA_Transmission | Internal | Winter | B16 | 25 | 2600 | 0 | 89.5 | 83.87 | 10 | 0
2015 | SOCO_2_TVA_Transmission | SOCO | TVA_Transmission | Internal | Winter | B17 | 100 | 2600 | 0 | 67.53 | 69.41 | 10 | 0
2015 | SOCO_2_TVA_Transmission | SOCO | TVA_Transmission | Internal | Winter | B18 | 400 | 2600 | 0 | 64.36 | 65.26 | 10 | 0
2015 | SOCO_2_TVA_Transmission | SOCO | TVA_Transmission | Internal | Winter | B19 | 700 | 2600 | 0 | 64.36 | 63.39 | 10 | 0
2015 | SOCO_2_TVA_Transmission | SOCO | TVA_Transmission | Internal | Winter | B20 | 935 | 2600 | 0 | 62.11 | 61.12 | 10 | 0
2015 | SOCO_2_VACAR | SOCO | VACAR | Internal | Shoulder | B11 | 25 | 2000 | 0 | 90.66 | 83.66 | 10 | 0
2015 | SOCO_2_VACAR | SOCO | VACAR | Internal | Shoulder | B12 | 200 | 2000 | 0 | 64.75 | 66.56 | 10 | 0
2015 | SOCO_2_VACAR | SOCO | VACAR | Internal | Shoulder | B13 | 600 | 2000 | 0 | 61.88 | 64.47 | 10 | 0
2015 | SOCO_2_VACAR | SOCO | VACAR | Internal | Shoulder | B14 | 900 | 2000 | 0 | 61.88 | 64.12 | 10 | 0
2015 | SOCO_2_VACAR | SOCO | VACAR | Internal | Shoulder | B15 | 1203 | 2000 | 0 | 59.72 | 60.97 | 10 | 0
2015 | SOCO_2_VACAR | SOCO | VACAR | Internal | Summer | B1 | 10 | 2000 | 0 | 97.87 | 100.71 | 10 | 0
2015 | SOCO_2_VACAR | SOCO | VACAR | Internal | Summer | B2 | 25 | 2000 | 0 | 97.87 | 100.71 | 10 | 0
2015 | SOCO_2_VACAR | SOCO | VACAR | Internal | Summer | B3 | 75 | 2000 | 0 | 97.87 | 100.71 | 10 | 0
2015 | SOCO_2_VACAR | SOCO | VACAR | Internal | Summer | B4 | 100 | 2000 | 0 | 97.87 | 90.99 | 10 | 0
2015 | SOCO_2_VACAR | SOCO | VACAR | Internal | Summer | B5 | 200 | 2000 | 0 | 91.64 | 84.64 | 10 | 0
2015 | SOCO_2_VACAR | SOCO | VACAR | Internal | Summer | B6 | 300 | 2000 | 0 | 80.26 | 73.26 | 10 | 0
2015 | SOCO_2_VACAR | SOCO | VACAR | Internal | Summer | B7 | 400 | 2000 | 0 | 71.81 | 64.81 | 10 | 0
2015 | SOCO_2_VACAR | SOCO | VACAR | Internal | Summer | B8 | 500 | 2000 | 0 | 67.23 | 62.4 | 10 | 0
2015 | SOCO_2_VACAR | SOCO | VACAR | Internal | Summer | B9 | 800 | 2000 | 0 | 61.24 | 60.43 | 10 | 0
2015 | SOCO_2_VACAR | SOCO | VACAR | Internal | Summer | B10 | 1262 | 2000 | 0 | 58.55 | 58.2 | 10 | 0
2015 | SOCO_2_VACAR | SOCO | VACAR | Internal | Winter | B16 | 25 | 2000 | 0 | 89.5 | 92.87 | 10 | 0
2015 | SOCO_2_VACAR | SOCO | VACAR | Internal | Winter | B17 | 100 | 2000 | 517.08 | 67.53 | 77.53 | 10 | 0
2015 | SOCO_2_VACAR | SOCO | VACAR | Internal | Winter | B18 | 400 | 2000 | 0 | 64.36 | 68.59 | 10 | 0
2015 | SOCO_2_VACAR | SOCO | VACAR | Internal | Winter | B19 | 700 | 2000 | 0 | 64.36 | 66 | 10 | 0
2015 | SOCO_2_VACAR | SOCO | VACAR | Internal | Winter | B20 | 935 | 2000 | 0 | 62.11 | 61.12 | 10 | 0
2015 | SPP_N_2_ENT | SPP_N | ENT | Internal | Shoulder | B11 | 25 | 1800 | 0 | 84.68 | 82.66 | 5 | 0
2015 | SPP_N_2_ENT | SPP_N | ENT | Internal | Shoulder | B12 | 200 | 1800 | 0 | 60.03 | 59.47 | 5 | 0
2015 | SPP_N_2_ENT | SPP_N | ENT | Internal | Shoulder | B13 | 600 | 1800 | 0 | 59.43 | 59.47 | 5 | 0
2015 | SPP_N_2_ENT | SPP_N | ENT | Internal | Shoulder | B14 | 900 | 1800 | 0 | 57.38 | 58.33 | 5 | 0
2015 | SPP_N_2_ENT | SPP_N | ENT | Internal | Shoulder | B15 | 1203 | 1800 | 0 | 57.38 | 57.49 | 5 | 0
2015 | SPP_N_2_ENT | SPP_N | ENT | Internal | Summer | B1 | 10 | 1800 | 0 | 92.6 | 91.77 | 5 | 0
2015 | SPP_N_2_ENT | SPP_N | ENT | Internal | Summer | B2 | 25 | 1800 | 0 | 92.6 | 89.87 | 5 | 0
2015 | SPP_N_2_ENT | SPP_N | ENT | Internal | Summer | B3 | 75 | 1800 | 0 | 92.6 | 89.87 | 5 | 0
2015 | SPP_N_2_ENT | SPP_N | ENT | Internal | Summer | B4 | 100 | 1800 | 0 | 86.99 | 88.79 | 5 | 0
2015 | SPP_N_2_ENT | SPP_N | ENT | Internal | Summer | B5 | 200 | 1800 | 0 | 81.21 | 83.07 | 5 | 0
2015 | SPP_N_2_ENT | SPP_N | ENT | Internal | Summer | B6 | 300 | 1800 | 0 | 76.23 | 68.24 | 5 | 0
2015 | SPP_N_2_ENT | SPP_N | ENT | Internal | Summer | B7 | 400 | 1800 | 0 | 63.81 | 58.69 | 5 | 0
2015 | SPP_N_2_ENT | SPP_N | ENT | Internal | Summer | B8 | 500 | 1800 | 0 | 58.7 | 58.69 | 5 | 0
2015 | SPP_N_2_ENT | SPP_N | ENT | Internal | Summer | B9 | 800 | 1800 | 0 | 56.11 | 56.32 | 5 | 0
2015 | SPP_N_2_ENT | SPP_N | ENT | Internal | Summer | B10 | 1262 | 1800 | 0 | 55.99 | 56.32 | 5 | 0
2015 | SPP_N_2_ENT | SPP_N | ENT | Internal | Winter | B16 | 25 | 1800 | 108.73 | 70.87 | 75.87 | 5 | 0
2015 | SPP_N_2_ENT | SPP_N | ENT | Internal | Winter | B17 | 100 | 1800 | 0 | 59.86 | 61.89 | 5 | 0
2015 | SPP_N_2_ENT | SPP_N | ENT | Internal | Winter | B18 | 400 | 1800 | 0 | 59.86 | 61.89 | 5 | 0
2015 | SPP_N_2_ENT | SPP_N | ENT | Internal | Winter | B19 | 700 | 1800 | 0 | 59.84 | 59.83 | 5 | 0
2015 | SPP_N_2_ENT | SPP_N | ENT | Internal | Winter | B20 | 935 | 1800 | 0 | 59.72 | 59.83 | 5 | 0
2015 | SPP_N_2_MISO_MO-IL | SPP_N | MISO_MO-IL | Internal | Shoulder | B11 | 25 | 2000 | 0 | 84.68 | 77.69 | 5 | 0
2015 | SPP_N_2_MISO_MO-IL | SPP_N | MISO_MO-IL | Internal | Shoulder | B12 | 200 | 2000 | 0 | 60.03 | 62.96 | 5 | 0
2015 | SPP_N_2_MISO_MO-IL | SPP_N | MISO_MO-IL | Internal | Shoulder | B13 | 600 | 2000 | 0 | 59.43 | 59.6 | 5 | 0
2015 | SPP_N_2_MISO_MO-IL | SPP_N | MISO_MO-IL | Internal | Shoulder | B14 | 900 | 2000 | 0 | 57.38 | 56.88 | 5 | 0
2015 | SPP_N_2_MISO_MO-IL | SPP_N | MISO_MO-IL | Internal | Shoulder | B15 | 1203 | 2000 | 0 | 57.38 | 54.09 | 5 | 0
2015 | SPP_N_2_MISO_MO-IL | SPP_N | MISO_MO-IL | Internal | Summer | B1 | 10 | 2000 | 0 | 92.6 | 91.77 | 5 | 0
2015 | SPP_N_2_MISO_MO-IL | SPP_N | MISO_MO-IL | Internal | Summer | B2 | 25 | 2000 | 0 | 92.6 | 88.74 | 5 | 0
2015 | SPP_N_2_MISO_MO-IL | SPP_N | MISO_MO-IL | Internal | Summer | B3 | 75 | 2000 | 0 | 92.6 | 88.74 | 5 | 0
2015 | SPP_N_2_MISO_MO-IL | SPP_N | MISO_MO-IL | Internal | Summer | B4 | 100 | 2000 | 0 | 86.99 | 86.99 | 5 | 0
2015 | SPP_N_2_MISO_MO-IL | SPP_N | MISO_MO-IL | Internal | Summer | B5 | 200 | 2000 | 0 | 81.21 | 76.62 | 5 | 0
2015 | SPP_N_2_MISO_MO-IL | SPP_N | MISO_MO-IL | Internal | Summer | B6 | 300 | 2000 | 0 | 76.23 | 69.24 | 5 | 0
2015 | SPP_N_2_MISO_MO-IL | SPP_N | MISO_MO-IL | Internal | Summer | B7 | 400 | 2000 | 0 | 63.81 | 56.82 | 5 | 0
2015 | SPP_N_2_MISO_MO-IL | SPP_N | MISO_MO-IL | Internal | Summer | B8 | 500 | 2000 | 0 | 58.7 | 54.39 | 5 | 0
2015 | SPP_N_2_MISO_MO-IL | SPP_N | MISO_MO-IL | Internal | Summer | B9 | 800 | 2000 | 0 | 56.11 | 52.93 | 5 | 0
2015 | SPP_N_2_MISO_MO-IL | SPP_N | MISO_MO-IL | Internal | Summer | B10 | 1262 | 2000 | 0 | 55.99 | 51.53 | 5 | 0
2015 | SPP_N_2_MISO_MO-IL | SPP_N | MISO_MO-IL | Internal | Winter | B16 | 25 | 2000 | 100.78 | 70.87 | 75.87 | 5 | 0
2015 | SPP_N_2_MISO_MO-IL | SPP_N | MISO_MO-IL | Internal | Winter | B17 | 100 | 2000 | 0 | 59.86 | 64.23 | 5 | 0
2015 | SPP_N_2_MISO_MO-IL | SPP_N | MISO_MO-IL | Internal | Winter | B18 | 400 | 2000 | 0 | 59.86 | 60.74 | 5 | 0
2015 | SPP_N_2_MISO_MO-IL | SPP_N | MISO_MO-IL | Internal | Winter | B19 | 700 | 2000 | 0 | 59.84 | 57.99 | 5 | 0
2015 | SPP_N_2_MISO_MO-IL | SPP_N | MISO_MO-IL | Internal | Winter | B20 | 935 | 2000 | 0 | 59.72 | 53.12 | 5 | 0
2015 | SPP_N_2_MISO_W | SPP_N | MISO_W | Internal | Shoulder | B11 | 25 | 750 | 0 | 84.68 | 77.68 | 5 | 0
2015 | SPP_N_2_MISO_W | SPP_N | MISO_W | Internal | Shoulder | B12 | 200 | 750 | 0 | 60.03 | 62.95 | 5 | 0
2015 | SPP_N_2_MISO_W | SPP_N | MISO_W | Internal | Shoulder | B13 | 600 | 750 | 0 | 59.43 | 59.59 | 5 | 0
2015 | SPP_N_2_MISO_W | SPP_N | MISO_W | Internal | Shoulder | B14 | 900 | 750 | 0 | 57.38 | 56.87 | 5 | 0
2015 | SPP_N_2_MISO_W | SPP_N | MISO_W | Internal | Shoulder | B15 | 1203 | 750 | 0 | 57.38 | 54.08 | 5 | 0
2015 | SPP_N_2_MISO_W | SPP_N | MISO_W | Internal | Summer | B1 | 10 | 750 | 0 | 92.6 | 91.76 | 5 | 0
2015 | SPP_N_2_MISO_W | SPP_N | MISO_W | Internal | Summer | B2 | 25 | 750 | 0 | 92.6 | 88.73 | 5 | 0
2015 | SPP_N_2_MISO_W | SPP_N | MISO_W | Internal | Summer | B3 | 75 | 750 | 0 | 92.6 | 88.73 | 5 | 0
2015 | SPP_N_2_MISO_W | SPP_N | MISO_W | Internal | Summer | B4 | 100 | 750 | 0 | 86.99 | 86.97 | 5 | 0
2015 | SPP_N_2_MISO_W | SPP_N | MISO_W | Internal | Summer | B5 | 200 | 750 | 0 | 81.21 | 76.61 | 5 | 0
2015 | SPP_N_2_MISO_W | SPP_N | MISO_W | Internal | Summer | B6 | 300 | 750 | 0 | 76.23 | 69.23 | 5 | 0
2015 | SPP_N_2_MISO_W | SPP_N | MISO_W | Internal | Summer | B7 | 400 | 750 | 0 | 63.81 | 56.81 | 5 | 0
2015 | SPP_N_2_MISO_W | SPP_N | MISO_W | Internal | Summer | B8 | 500 | 750 | 0 | 58.7 | 54.37 | 5 | 0
2015 | SPP_N_2_MISO_W | SPP_N | MISO_W | Internal | Summer | B9 | 800 | 750 | 0 | 56.11 | 52.92 | 5 | 0
2015 | SPP_N_2_MISO_W | SPP_N | MISO_W | Internal | Summer | B10 | 1262 | 750 | 0 | 55.99 | 51.52 | 5 | 0
2015 | SPP_N_2_MISO_W | SPP_N | MISO_W | Internal | Winter | B16 | 25 | 750 | 0 | 70.87 | 75.86 | 5 | 0
2015 | SPP_N_2_MISO_W | SPP_N | MISO_W | Internal | Winter | B17 | 100 | 750 | 0 | 59.86 | 64.21 | 5 | 0
2015 | SPP_N_2_MISO_W | SPP_N | MISO_W | Internal | Winter | B18 | 400 | 750 | 0 | 59.86 | 60.72 | 5 | 0
2015 | SPP_N_2_MISO_W | SPP_N | MISO_W | Internal | Winter | B19 | 700 | 750 | 0 | 59.84 | 58 | 5 | 0
2015 | SPP_N_2_MISO_W | SPP_N | MISO_W | Internal | Winter | B20 | 935 | 750 | 0 | 59.72 | 53.12 | 5 | 0
2015 | SPP_N_2_NE | SPP_N | NE | Internal | Shoulder | B11 | 25 | 332 | 0 | 84.68 | 77.68 | 0.01 | 0
2015 | SPP_N_2_NE | SPP_N | NE | Internal | Shoulder | B12 | 200 | 332 | 0 | 60.03 | 60.02 | 0.01 | 0
2015 | SPP_N_2_NE | SPP_N | NE | Internal | Shoulder | B13 | 600 | 332 | 0 | 59.43 | 59.41 | 0.01 | 0
2015 | SPP_N_2_NE | SPP_N | NE | Internal | Shoulder | B14 | 900 | 332 | 0 | 57.38 | 57.37 | 0.01 | 0
2015 | SPP_N_2_NE | SPP_N | NE | Internal | Shoulder | B15 | 1203 | 332 | 0 | 57.38 | 57.37 | 0.01 | 0
2015 | SPP_N_2_NE | SPP_N | NE | Internal | Summer | B1 | 10 | 332 | 0 | 92.6 | 91.76 | 0.01 | 0
2015 | SPP_N_2_NE | SPP_N | NE | Internal | Summer | B2 | 25 | 332 | 0 | 92.6 | 91.38 | 0.01 | 0
2015 | SPP_N_2_NE | SPP_N | NE | Internal | Summer | B3 | 75 | 332 | 0 | 92.6 | 91.38 | 0.01 | 0
2015 | SPP_N_2_NE | SPP_N | NE | Internal | Summer | B4 | 100 | 332 | 0 | 86.99 | 86.97 | 0.01 | 0
2015 | SPP_N_2_NE | SPP_N | NE | Internal | Summer | B5 | 200 | 332 | 0 | 81.21 | 76.61 | 0.01 | 0
2015 | SPP_N_2_NE | SPP_N | NE | Internal | Summer | B6 | 300 | 332 | 0 | 76.23 | 69.23 | 0.01 | 0
2015 | SPP_N_2_NE | SPP_N | NE | Internal | Summer | B7 | 400 | 332 | 0 | 63.81 | 59.68 | 0.01 | 0
2015 | SPP_N_2_NE | SPP_N | NE | Internal | Summer | B8 | 500 | 332 | 0 | 58.7 | 58.69 | 0.01 | 0
2015 | SPP_N_2_NE | SPP_N | NE | Internal | Summer | B9 | 800 | 332 | 0 | 56.11 | 56.1 | 0.01 | 0
2015 | SPP_N_2_NE | SPP_N | NE | Internal | Summer | B10 | 1262 | 332 | 0 | 55.99 | 53.4 | 0.01 | 0
2015 | SPP_N_2_NE | SPP_N | NE | Internal | Winter | B16 | 25 | 332 | 0 | 70.87 | 70.86 | 0.01 | 0
2015 | SPP_N_2_NE | SPP_N | NE | Internal | Winter | B17 | 100 | 332 | 0 | 59.86 | 59.85 | 0.01 | 0
2015 | SPP_N_2_NE | SPP_N | NE | Internal | Winter | B18 | 400 | 332 | 0 | 59.86 | 59.85 | 0.01 | 0
2015 | SPP_N_2_NE | SPP_N | NE | Internal | Winter | B19 | 700 | 332 | 0 | 59.84 | 59.83 | 0.01 | 0
2015 | SPP_N_2_NE | SPP_N | NE | Internal | Winter | B20 | 935 | 332 | 0 | 59.72 | 55.63 | 0.01 | 0
2015 | SPP_N_2_SPP_S | SPP_N | SPP_S | Internal | Shoulder | B11 | 25 | 4000 | 0 | 84.68 | 83.05 | 0.01 | 0
2015 | SPP_N_2_SPP_S | SPP_N | SPP_S | Internal | Shoulder | B12 | 200 | 4000 | 82.73 | 60.03 | 60.04 | 0.01 | 0
2015 | SPP_N_2_SPP_S | SPP_N | SPP_S | Internal | Shoulder | B13 | 600 | 4000 | 731.84 | 59.43 | 59.44 | 0.01 | 0
2015 | SPP_N_2_SPP_S | SPP_N | SPP_S | Internal | Shoulder | B14 | 900 | 4000 | 192.8 | 57.38 | 57.39 | 0.01 | 0
2015 | SPP_N_2_SPP_S | SPP_N | SPP_S | Internal | Shoulder | B15 | 1203 | 4000 | 1942.83 | 57.38 | 57.39 | 0.01 | 0
2015 | SPP_N_2_SPP_S | SPP_N | SPP_S | Internal | Summer | B1 | 10 | 4000 | 0 | 92.6 | 90.44 | 0.01 | 0
2015 | SPP_N_2_SPP_S | SPP_N | SPP_S | Internal | Summer | B2 | 25 | 4000 | 0 | 92.6 | 90.44 | 0.01 | 0
2015 | SPP_N_2_SPP_S | SPP_N | SPP_S | Internal | Summer | B3 | 75 | 4000 | 0 | 92.6 | 88.24 | 0.01 | 0
2015 | SPP_N_2_SPP_S | SPP_N | SPP_S | Internal | Summer | B4 | 100 | 4000 | 0 | 86.99 | 83.79 | 0.01 | 0
2015 | SPP_N_2_SPP_S | SPP_N | SPP_S | Internal | Summer | B5 | 200 | 4000 | 0 | 81.21 | 81.19 | 0.01 | 0
2015 | SPP_N_2_SPP_S | SPP_N | SPP_S | Internal | Summer | B6 | 300 | 4000 | 2570.09 | 76.23 | 76.24 | 0.01 | 0
2015 | SPP_N_2_SPP_S | SPP_N | SPP_S | Internal | Summer | B7 | 400 | 4000 | 1416.6 | 63.81 | 63.82 | 0.01 | 0
2015 | SPP_N_2_SPP_S | SPP_N | SPP_S | Internal | Summer | B8 | 500 | 4000 | 1933.68 | 58.7 | 58.71 | 0.01 | 0
2015 | SPP_N_2_SPP_S | SPP_N | SPP_S | Internal | Summer | B9 | 800 | 4000 | 1752.94 | 56.11 | 56.13 | 0.01 | 0
2015 | SPP_N_2_SPP_S | SPP_N | SPP_S | Internal | Summer | B10 | 1262 | 4000 | 3757.31 | 55.99 | 56 | 0.01 | 0
2015 | SPP_N_2_SPP_S | SPP_N | SPP_S | Internal | Winter | B16 | 25 | 4000 | 720.82 | 70.87 | 70.88 | 0.01 | 0
2015 | SPP_N_2_SPP_S | SPP_N | SPP_S | Internal | Winter | B17 | 100 | 4000 | 1693.61 | 59.86 | 59.87 | 0.01 | 0
2015 | SPP_N_2_SPP_S | SPP_N | SPP_S | Internal | Winter | B18 | 400 | 4000 | 2098.4 | 59.86 | 59.87 | 0.01 | 0
2015 | SPP_N_2_SPP_S | SPP_N | SPP_S | Internal | Winter | B19 | 700 | 4000 | 2146.35 | 59.84 | 59.85 | 0.01 | 0
2015 | SPP_N_2_SPP_S | SPP_N | SPP_S | Internal | Winter | B20 | 935 | 4000 | 3779.47 | 59.72 | 59.74 | 0.01 | 0
2015 | SPP_S_2_ENT | SPP_S | ENT | Internal | Shoulder | B11 | 25 | 850 | 0 | 83.05 | 82.66 | 5 | 0
2015 | SPP_S_2_ENT | SPP_S | ENT | Internal | Shoulder | B12 | 200 | 850 | 0 | 60.04 | 59.47 | 5 | 0
2015 | SPP_S_2_ENT | SPP_S | ENT | Internal | Shoulder | B13 | 600 | 850 | 0 | 59.44 | 59.47 | 5 | 0
2015 | SPP_S_2_ENT | SPP_S | ENT | Internal | Shoulder | B14 | 900 | 850 | 0 | 57.39 | 58.33 | 5 | 0
2015 | SPP_S_2_ENT | SPP_S | ENT | Internal | Shoulder | B15 | 1203 | 850 | 0 | 57.39 | 57.49 | 5 | 0
2015 | SPP_S_2_ENT | SPP_S | ENT | Internal | Summer | B1 | 10 | 850 | 0 | 90.44 | 91.77 | 5 | 0
2015 | SPP_S_2_ENT | SPP_S | ENT | Internal | Summer | B2 | 25 | 850 | 0 | 90.44 | 89.87 | 5 | 0
2015 | SPP_S_2_ENT | SPP_S | ENT | Internal | Summer | B3 | 75 | 850 | 0 | 88.24 | 89.87 | 5 | 0
2015 | SPP_S_2_ENT | SPP_S | ENT | Internal | Summer | B4 | 100 | 850 | 358.33 | 83.79 | 88.79 | 5 | 0
2015 | SPP_S_2_ENT | SPP_S | ENT | Internal | Summer | B5 | 200 | 850 | 0 | 81.19 | 83.07 | 5 | 0
2015 | SPP_S_2_ENT | SPP_S | ENT | Internal | Summer | B6 | 300 | 850 | 0 | 76.24 | 68.24 | 5 | 0
2015 | SPP_S_2_ENT | SPP_S | ENT | Internal | Summer | B7 | 400 | 850 | 0 | 63.82 | 58.69 | 5 | 0
2015 | SPP_S_2_ENT | SPP_S | ENT | Internal | Summer | B8 | 500 | 850 | 0 | 58.71 | 58.69 | 5 | 0
2015 | SPP_S_2_ENT | SPP_S | ENT | Internal | Summer | B9 | 800 | 850 | 0 | 56.13 | 56.32 | 5 | 0
2015 | SPP_S_2_ENT | SPP_S | ENT | Internal | Summer | B10 | 1262 | 850 | 0 | 56 | 56.32 | 5 | 0
2015 | SPP_S_2_ENT | SPP_S | ENT | Internal | Winter | B16 | 25 | 850 | 0 | 70.88 | 75.87 | 5 | 0
2015 | SPP_S_2_ENT | SPP_S | ENT | Internal | Winter | B17 | 100 | 850 | 0 | 59.87 | 61.89 | 5 | 0
2015 | SPP_S_2_ENT | SPP_S | ENT | Internal | Winter | B18 | 400 | 850 | 0 | 59.87 | 61.89 | 5 | 0
2015 | SPP_S_2_ENT | SPP_S | ENT | Internal | Winter | B19 | 700 | 850 | 0 | 59.85 | 59.83 | 5 | 0
2015 | SPP_S_2_ENT | SPP_S | ENT | Internal | Winter | B20 | 935 | 850 | 0 | 59.74 | 59.83 | 5 | 0
2015 | SPP_S_2_SPP_N | SPP_S | SPP_N | Internal | Shoulder | B11 | 25 | 640 | 640 | 83.05 | 84.68 | 0.01 | 1.62
2015 | SPP_S_2_SPP_N | SPP_S | SPP_N | Internal | Shoulder | B12 | 200 | 640 | 0 | 60.04 | 60.03 | 0.01 | 0
2015 | SPP_S_2_SPP_N | SPP_S | SPP_N | Internal | Shoulder | B13 | 600 | 640 | 0 | 59.44 | 59.43 | 0.01 | 0
2015 | SPP_S_2_SPP_N | SPP_S | SPP_N | Internal | Shoulder | B14 | 900 | 640 | 0 | 57.39 | 57.38 | 0.01 | 0
2015 | SPP_S_2_SPP_N | SPP_S | SPP_N | Internal | Shoulder | B15 | 1203 | 640 | 0 | 57.39 | 57.38 | 0.01 | 0
2015 | SPP_S_2_SPP_N | SPP_S | SPP_N | Internal | Summer | B1 | 10 | 640 | 640 | 90.44 | 92.6 | 0.01 | 2.15
2015 | SPP_S_2_SPP_N | SPP_S | SPP_N | Internal | Summer | B2 | 25 | 640 | 640 | 90.44 | 92.6 | 0.01 | 2.15
2015 | SPP_S_2_SPP_N | SPP_S | SPP_N | Internal | Summer | B3 | 75 | 640 | 640 | 88.24 | 92.6 | 0.01 | 4.34
2015 | SPP_S_2_SPP_N | SPP_S | SPP_N | Internal | Summer | B4 | 100 | 640 | 640 | 83.79 | 86.99 | 0.01 | 3.19
2015 | SPP_S_2_SPP_N | SPP_S | SPP_N | Internal | Summer | B5 | 200 | 640 | 391.97 | 81.19 | 81.21 | 0.01 | 0
2015 | SPP_S_2_SPP_N | SPP_S | SPP_N | Internal | Summer | B6 | 300 | 640 | 0 | 76.24 | 76.23 | 0.01 | 0
2015 | SPP_S_2_SPP_N | SPP_S | SPP_N | Internal | Summer | B7 | 400 | 640 | 0 | 63.82 | 63.81 | 0.01 | 0
2015 | SPP_S_2_SPP_N | SPP_S | SPP_N | Internal | Summer | B8 | 500 | 640 | 0 | 58.71 | 58.7 | 0.01 | 0
2015 | SPP_S_2_SPP_N | SPP_S | SPP_N | Internal | Summer | B9 | 800 | 640 | 0 | 56.13 | 56.11 | 0.01 | 0
2015 | SPP_S_2_SPP_N | SPP_S | SPP_N | Internal | Summer | B10 | 1262 | 640 | 0 | 56 | 55.99 | 0.01 | 0
2015 | SPP_S_2_SPP_N | SPP_S | SPP_N | Internal | Winter | B16 | 25 | 640 | 0 | 70.88 | 70.87 | 0.01 | 0
2015 | SPP_S_2_SPP_N | SPP_S | SPP_N | Internal | Winter | B17 | 100 | 640 | 0 | 59.87 | 59.86 | 0.01 | 0
2015 | SPP_S_2_SPP_N | SPP_S | SPP_N | Internal | Winter | B18 | 400 | 640 | 0 | 59.87 | 59.86 | 0.01 | 0
2015 | SPP_S_2_SPP_N | SPP_S | SPP_N | Internal | Winter | B19 | 700 | 640 | 0 | 59.85 | 59.84 | 0.01 | 0
2015 | SPP_S_2_SPP_N | SPP_S | SPP_N | Internal | Winter | B20 | 935 | 640 | 0 | 59.74 | 59.72 | 0.01 | 0
2015 | TVA_2_ENT | TVA | ENT | Internal | Shoulder | B11 | 25 | 500 | 0 | 81.7 | 82.66 | 9 | 0
2015 | TVA_2_ENT | TVA | ENT | Internal | Shoulder | B12 | 200 | 500 | 0 | 61.77 | 59.47 | 9 | 0
2015 | TVA_2_ENT | TVA | ENT | Internal | Shoulder | B13 | 600 | 500 | 0 | 61.77 | 59.47 | 9 | 0
2015 | TVA_2_ENT | TVA | ENT | Internal | Shoulder | B14 | 900 | 500 | 0 | 61.77 | 58.33 | 9 | 0
2015 | TVA_2_ENT | TVA | ENT | Internal | Shoulder | B15 | 1203 | 500 | 0 | 60.98 | 57.49 | 9 | 0
2015 | TVA_2_ENT | TVA | ENT | Internal | Summer | B1 | 10 | 500 | 0 | 99.79 | 91.77 | 9 | 0
2015 | TVA_2_ENT | TVA | ENT | Internal | Summer | B2 | 25 | 500 | 0 | 96.75 | 89.87 | 9 | 0
2015 | TVA_2_ENT | TVA | ENT | Internal | Summer | B3 | 75 | 500 | 0 | 95.53 | 89.87 | 9 | 0
2015 | TVA_2_ENT | TVA | ENT | Internal | Summer | B4 | 100 | 500 | 0 | 91 | 88.79 | 9 | 0
2015 | TVA_2_ENT | TVA | ENT | Internal | Summer | B5 | 200 | 500 | 0 | 82.64 | 83.07 | 9 | 0
2015 | TVA_2_ENT | TVA | ENT | Internal | Summer | B6 | 300 | 500 | 0 | 71.26 | 68.24 | 9 | 0
2015 | TVA_2_ENT | TVA | ENT | Internal | Summer | B7 | 400 | 500 | 0 | 60.44 | 58.69 | 9 | 0
2015 | TVA_2_ENT | TVA | ENT | Internal | Summer | B8 | 500 | 500 | 0 | 60.44 | 58.69 | 9 | 0
2015 | TVA_2_ENT | TVA | ENT | Internal | Summer | B9 | 800 | 500 | 0 | 60.44 | 56.32 | 9 | 0
2015 | TVA_2_ENT | TVA | ENT | Internal | Summer | B10 | 1262 | 500 | 0 | 57.94 | 56.32 | 9 | 0
2015 | TVA_2_ENT | TVA | ENT | Internal | Winter | B16 | 25 | 500 | 0 | 83.88 | 75.87 | 9 | 0
2015 | TVA_2_ENT | TVA | ENT | Internal | Winter | B17 | 100 | 500 | 0 | 64.31 | 61.89 | 9 | 0
2015 | TVA_2_ENT | TVA | ENT | Internal | Winter | B18 | 400 | 500 | 0 | 62.7 | 61.89 | 9 | 0
2015 | TVA_2_ENT | TVA | ENT | Internal | Winter | B19 | 700 | 500 | 0 | 62.7 | 59.83 | 9 | 0
2015 | TVA_2_ENT | TVA | ENT | Internal | Winter | B20 | 935 | 500 | 0 | 61.13 | 59.83 | 9 | 0
2015 | TVA_2_MISO_MO-IL | TVA | MISO_MO-IL | Internal | Shoulder | B11 | 25 | 50 | 0 | 81.7 | 77.69 | 9 | 0
2015 | TVA_2_MISO_MO-IL | TVA | MISO_MO-IL | Internal | Shoulder | B12 | 200 | 50 | 0 | 61.77 | 62.96 | 9 | 0
2015 | TVA_2_MISO_MO-IL | TVA | MISO_MO-IL | Internal | Shoulder | B13 | 600 | 50 | 0 | 61.77 | 59.6 | 9 | 0
2015 | TVA_2_MISO_MO-IL | TVA | MISO_MO-IL | Internal | Shoulder | B14 | 900 | 50 | 0 | 61.77 | 56.88 | 9 | 0
2015 | TVA_2_MISO_MO-IL | TVA | MISO_MO-IL | Internal | Shoulder | B15 | 1203 | 50 | 0 | 60.98 | 54.09 | 9 | 0
2015 | TVA_2_MISO_MO-IL | TVA | MISO_MO-IL | Internal | Summer | B1 | 10 | 50 | 0 | 99.79 | 91.77 | 9 | 0
2015 | TVA_2_MISO_MO-IL | TVA | MISO_MO-IL | Internal | Summer | B2 | 25 | 50 | 0 | 96.75 | 88.74 | 9 | 0
2015 | TVA_2_MISO_MO-IL | TVA | MISO_MO-IL | Internal | Summer | B3 | 75 | 50 | 0 | 95.53 | 88.74 | 9 | 0
2015 | TVA_2_MISO_MO-IL | TVA | MISO_MO-IL | Internal | Summer | B4 | 100 | 50 | 0 | 91 | 86.99 | 9 | 0
2015 | TVA_2_MISO_MO-IL | TVA | MISO_MO-IL | Internal | Summer | B5 | 200 | 50 | 0 | 82.64 | 76.62 | 9 | 0
2015 | TVA_2_MISO_MO-IL | TVA | MISO_MO-IL | Internal | Summer | B6 | 300 | 50 | 0 | 71.26 | 69.24 | 9 | 0
2015 | TVA_2_MISO_MO-IL | TVA | MISO_MO-IL | Internal | Summer | B7 | 400 | 50 | 0 | 60.44 | 56.82 | 9 | 0
2015 | TVA_2_MISO_MO-IL | TVA | MISO_MO-IL | Internal | Summer | B8 | 500 | 50 | 0 | 60.44 | 54.39 | 9 | 0
2015 | TVA_2_MISO_MO-IL | TVA | MISO_MO-IL | Internal | Summer | B9 | 800 | 50 | 0 | 60.44 | 52.93 | 9 | 0
2015 | TVA_2_MISO_MO-IL | TVA | MISO_MO-IL | Internal | Summer | B10 | 1262 | 50 | 0 | 57.94 | 51.53 | 9 | 0
2015 | TVA_2_MISO_MO-IL | TVA | MISO_MO-IL | Internal | Winter | B16 | 25 | 50 | 0 | 83.88 | 75.87 | 9 | 0
2015 | TVA_2_MISO_MO-IL | TVA | MISO_MO-IL | Internal | Winter | B17 | 100 | 50 | 0 | 64.31 | 64.23 | 9 | 0
2015 | TVA_2_MISO_MO-IL | TVA | MISO_MO-IL | Internal | Winter | B18 | 400 | 50 | 0 | 62.7 | 60.74 | 9 | 0
2015 | TVA_2_MISO_MO-IL | TVA | MISO_MO-IL | Internal | Winter | B19 | 700 | 50 | 0 | 62.7 | 57.99 | 9 | 0
2015 | TVA_2_MISO_MO-IL | TVA | MISO_MO-IL | Internal | Winter | B20 | 935 | 50 | 0 | 61.13 | 53.12 | 9 | 0
2015 | TVA_2_NonRTO_Midwest | TVA | NonRTO_Midwest | Internal | Shoulder | B11 | 25 | 100 | 0 | 81.7 | 85.7 | 9 | 0
2015 | TVA_2_NonRTO_Midwest | TVA | NonRTO_Midwest | Internal | Shoulder | B12 | 200 | 100 | 100 | 61.77 | 74.57 | 9 | 3.8
2015 | TVA_2_NonRTO_Midwest | TVA | NonRTO_Midwest | Internal | Shoulder | B13 | 600 | 100 | 0 | 61.77 | 67.09 | 9 | 0
2015 | TVA_2_NonRTO_Midwest | TVA | NonRTO_Midwest | Internal | Shoulder | B14 | 900 | 100 | 0 | 61.77 | 56.65 | 9 | 0
2015 | TVA_2_NonRTO_Midwest | TVA | NonRTO_Midwest | Internal | Shoulder | B15 | 1203 | 100 | 0 | 60.98 | 55.27 | 9 | 0
2015 | TVA_2_NonRTO_Midwest | TVA | NonRTO_Midwest | Internal | Summer | B1 | 10 | 100 | 0 | 99.79 | 96.27 | 9 | 0
2015 | TVA_2_NonRTO_Midwest | TVA | NonRTO_Midwest | Internal | Summer | B2 | 25 | 100 | 0 | 96.75 | 96.27 | 9 | 0
2015 | TVA_2_NonRTO_Midwest | TVA | NonRTO_Midwest | Internal | Summer | B3 | 75 | 100 | 0 | 95.53 | 96.27 | 9 | 0
2015 | TVA_2_NonRTO_Midwest | TVA | NonRTO_Midwest | Internal | Summer | B4 | 100 | 100 | 0 | 91 | 95 | 9 | 0
2015 | TVA_2_NonRTO_Midwest | TVA | NonRTO_Midwest | Internal | Summer | B5 | 200 | 100 | 0 | 82.64 | 84.63 | 9 | 0
2015 | TVA_2_NonRTO_Midwest | TVA | NonRTO_Midwest | Internal | Summer | B6 | 300 | 100 | 0 | 71.26 | 77.26 | 9 | 0
2015 | TVA_2_NonRTO_Midwest | TVA | NonRTO_Midwest | Internal | Summer | B7 | 400 | 100 | 0 | 60.44 | 56.65 | 9 | 0
2015 | TVA_2_NonRTO_Midwest | TVA | NonRTO_Midwest | Internal | Summer | B8 | 500 | 100 | 0 | 60.44 | 56.51 | 9 | 0
2015 | TVA_2_NonRTO_Midwest | TVA | NonRTO_Midwest | Internal | Summer | B9 | 800 | 100 | 0 | 60.44 | 54.89 | 9 | 0
2015 | TVA_2_NonRTO_Midwest | TVA | NonRTO_Midwest | Internal | Summer | B10 | 1262 | 100 | 0 | 57.94 | 53.94 | 9 | 0
2015 | TVA_2_NonRTO_Midwest | TVA | NonRTO_Midwest | Internal | Winter | B16 | 25 | 100 | 0 | 83.88 | 87.87 | 9 | 0
2015 | TVA_2_NonRTO_Midwest | TVA | NonRTO_Midwest | Internal | Winter | B17 | 100 | 100 | 100 | 64.31 | 77.55 | 9 | 4.23
2015 | TVA_2_NonRTO_Midwest | TVA | NonRTO_Midwest | Internal | Winter | B18 | 400 | 100 | 0 | 62.7 | 68.75 | 9 | 0
2015 | TVA_2_NonRTO_Midwest | TVA | NonRTO_Midwest | Internal | Winter | B19 | 700 | 100 | 0 | 62.7 | 56.78 | 9 | 0
2015 | TVA_2_NonRTO_Midwest | TVA | NonRTO_Midwest | Internal | Winter | B20 | 935 | 100 | 0 | 61.13 | 55.34 | 9 | 0
2015 | TVA_2_PJM_ROR | TVA | PJM_ROR | Internal | Shoulder | B11 | 25 | 500 | 0 | 81.7 | 75.69 | 9 | 0
2015 | TVA_2_PJM_ROR | TVA | PJM_ROR | Internal | Shoulder | B12 | 200 | 500 | 0 | 61.77 | 64.95 | 9 | 0
2015 | TVA_2_PJM_ROR | TVA | PJM_ROR | Internal | Shoulder | B13 | 600 | 500 | 0 | 61.77 | 61.59 | 9 | 0
2015 | TVA_2_PJM_ROR | TVA | PJM_ROR | Internal | Shoulder | B14 | 900 | 500 | 0 | 61.77 | 58.88 | 9 | 0
2015 | TVA_2_PJM_ROR | TVA | PJM_ROR | Internal | Shoulder | B15 | 1203 | 500 | 0 | 60.98 | 54.97 | 9 | 0
2015 | TVA_2_PJM_ROR | TVA | PJM_ROR | Internal | Summer | B1 | 10 | 500 | 0 | 99.79 | 93.77 | 9 | 0
2015 | TVA_2_PJM_ROR | TVA | PJM_ROR | Internal | Summer | B2 | 25 | 500 | 0 | 96.75 | 90.72 | 9 | 0
2015 | TVA_2_PJM_ROR | TVA | PJM_ROR | Internal | Summer | B3 | 75 | 500 | 0 | 95.53 | 89.51 | 9 | 0
2015 | TVA_2_PJM_ROR | TVA | PJM_ROR | Internal | Summer | B4 | 100 | 500 | 0 | 91 | 84.99 | 9 | 0
2015 | TVA_2_PJM_ROR | TVA | PJM_ROR | Internal | Summer | B5 | 200 | 500 | 0 | 82.64 | 76.64 | 9 | 0
2015 | TVA_2_PJM_ROR | TVA | PJM_ROR | Internal | Summer | B6 | 300 | 500 | 0 | 71.26 | 67.26 | 9 | 0
2015 | TVA_2_PJM_ROR | TVA | PJM_ROR | Internal | Summer | B7 | 400 | 500 | 0 | 60.44 | 58.81 | 9 | 0
2015 | TVA_2_PJM_ROR | TVA | PJM_ROR | Internal | Summer | B8 | 500 | 500 | 0 | 60.44 | 56.4 | 9 | 0
2015 | TVA_2_PJM_ROR | TVA | PJM_ROR | Internal | Summer | B9 | 800 | 500 | 0 | 60.44 | 54.43 | 9 | 0
2015 | TVA_2_PJM_ROR | TVA | PJM_ROR | Internal | Summer | B10 | 1262 | 500 | 0 | 57.94 | 52.2 | 9 | 0
2015 | TVA_2_PJM_ROR | TVA | PJM_ROR | Internal | Winter | B16 | 25 | 500 | 0 | 83.88 | 77.87 | 9 | 0
2015 | TVA_2_PJM_ROR | TVA | PJM_ROR | Internal | Winter | B17 | 100 | 500 | 0 | 64.31 | 71.53 | 9 | 0
2015 | TVA_2_PJM_ROR | TVA | PJM_ROR | Internal | Winter | B18 | 400 | 500 | 0 | 62.7 | 62.74 | 9 | 0
2015 | TVA_2_PJM_ROR | TVA | PJM_ROR | Internal | Winter | B19 | 700 | 500 | 0 | 62.7 | 60 | 9 | 0
2015 | TVA_2_PJM_ROR | TVA | PJM_ROR | Internal | Winter | B20 | 935 | 500 | 0 | 61.13 | 55.12 | 9 | 0
2015 | TVA_2_SOCO | TVA | SOCO | Internal | Shoulder | B11 | 25 | 500 | 0 | 81.7 | 90.66 | 9 | 0
2015 | TVA_2_SOCO | TVA | SOCO | Internal | Shoulder | B12 | 200 | 500 | 0 | 61.77 | 64.75 | 9 | 0
2015 | TVA_2_SOCO | TVA | SOCO | Internal | Shoulder | B13 | 600 | 500 | 0 | 61.77 | 61.88 | 9 | 0
2015 | TVA_2_SOCO | TVA | SOCO | Internal | Shoulder | B14 | 900 | 500 | 0 | 61.77 | 61.88 | 9 | 0
2015 | TVA_2_SOCO | TVA | SOCO | Internal | Shoulder | B15 | 1203 | 500 | 0 | 60.98 | 59.72 | 9 | 0
2015 | TVA_2_SOCO | TVA | SOCO | Internal | Summer | B1 | 10 | 500 | 0 | 99.79 | 97.87 | 9 | 0
2015 | TVA_2_SOCO | TVA | SOCO | Internal | Summer | B2 | 25 | 500 | 0 | 96.75 | 97.87 | 9 | 0
2015 | TVA_2_SOCO | TVA | SOCO | Internal | Summer | B3 | 75 | 500 | 0 | 95.53 | 97.87 | 9 | 0
2015 | TVA_2_SOCO | TVA | SOCO | Internal | Summer | B4 | 100 | 500 | 0 | 91 | 97.87 | 9 | 0
2015 | TVA_2_SOCO | TVA | SOCO | Internal | Summer | B5 | 200 | 500 | 186.25 | 82.64 | 91.64 | 9 | 0
2015 | TVA_2_SOCO | TVA | SOCO | Internal | Summer | B6 | 300 | 500 | 236.69 | 71.26 | 80.26 | 9 | 0
2015 | TVA_2_SOCO | TVA | SOCO | Internal | Summer | B7 | 400 | 500 | 500 | 60.44 | 71.81 | 9 | 2.36
2015 | TVA_2_SOCO | TVA | SOCO | Internal | Summer | B8 | 500 | 500 | 0 | 60.44 | 67.23 | 9 | 0
2015 | TVA_2_SOCO | TVA | SOCO | Internal | Summer | B9 | 800 | 500 | 0 | 60.44 | 61.24 | 9 | 0
2015 | TVA_2_SOCO | TVA | SOCO | Internal | Summer | B10 | 1262 | 500 | 0 | 57.94 | 58.55 | 9 | 0
2015 | TVA_2_SOCO | TVA | SOCO | Internal | Winter | B16 | 25 | 500 | 0 | 83.88 | 89.5 | 9 | 0
2015 | TVA_2_SOCO | TVA | SOCO | Internal | Winter | B17 | 100 | 500 | 0 | 64.31 | 67.53 | 9 | 0
2015 | TVA_2_SOCO | TVA | SOCO | Internal | Winter | B18 | 400 | 500 | 0 | 62.7 | 64.36 | 9 | 0
2015 | TVA_2_SOCO | TVA | SOCO | Internal | Winter | B19 | 700 | 500 | 0 | 62.7 | 64.36 | 9 | 0
2015 | TVA_2_SOCO | TVA | SOCO | Internal | Winter | B20 | 935 | 500 | 0 | 61.13 | 62.11 | 9 | 0
2015 | TVA_2_VACAR | TVA | VACAR | Internal | Shoulder | B11 | 25 | 150 | 0 | 81.7 | 83.66 | 9 | 0
2015 | TVA_2_VACAR | TVA | VACAR | Internal | Shoulder | B12 | 200 | 150 | 0 | 61.77 | 66.56 | 9 | 0
2015 | TVA_2_VACAR | TVA | VACAR | Internal | Shoulder | B13 | 600 | 150 | 0 | 61.77 | 64.47 | 9 | 0
2015 | TVA_2_VACAR | TVA | VACAR | Internal | Shoulder | B14 | 900 | 150 | 0 | 61.77 | 64.12 | 9 | 0
2015 | TVA_2_VACAR | TVA | VACAR | Internal | Shoulder | B15 | 1203 | 150 | 0 | 60.98 | 60.97 | 9 | 0
2015 | TVA_2_VACAR | TVA | VACAR | Internal | Summer | B1 | 10 | 150 | 0 | 99.79 | 100.71 | 9 | 0
2015 | TVA_2_VACAR | TVA | VACAR | Internal | Summer | B2 | 25 | 150 | 0 | 96.75 | 100.71 | 9 | 0
2015 | TVA_2_VACAR | TVA | VACAR | Internal | Summer | B3 | 75 | 150 | 0 | 95.53 | 100.71 | 9 | 0
2015 | TVA_2_VACAR | TVA | VACAR | Internal | Summer | B4 | 100 | 150 | 0 | 91 | 90.99 | 9 | 0
2015 | TVA_2_VACAR | TVA | VACAR | Internal | Summer | B5 | 200 | 150 | 0 | 82.64 | 84.64 | 9 | 0
2015 | TVA_2_VACAR | TVA | VACAR | Internal | Summer | B6 | 300 | 150 | 0 | 71.26 | 73.26 | 9 | 0
2015 | TVA_2_VACAR | TVA | VACAR | Internal | Summer | B7 | 400 | 150 | 0 | 60.44 | 64.81 | 9 | 0
2015 | TVA_2_VACAR | TVA | VACAR | Internal | Summer | B8 | 500 | 150 | 0 | 60.44 | 62.4 | 9 | 0
2015 | TVA_2_VACAR | TVA | VACAR | Internal | Summer | B9 | 800 | 150 | 0 | 60.44 | 60.43 | 9 | 0
2015 | TVA_2_VACAR | TVA | VACAR | Internal | Summer | B10 | 1262 | 150 | 0 | 57.94 | 58.2 | 9 | 0
2015 | TVA_2_VACAR | TVA | VACAR | Internal | Winter | B16 | 25 | 150 | 0 | 83.88 | 92.87 | 9 | 0
2015 | TVA_2_VACAR | TVA | VACAR | Internal | Winter | B17 | 100 | 150 | 150 | 64.31 | 77.53 | 9 | 4.22
2015 | TVA_2_VACAR | TVA | VACAR | Internal | Winter | B18 | 400 | 150 | 0 | 62.7 | 68.59 | 9 | 0
2015 | TVA_2_VACAR | TVA | VACAR | Internal | Winter | B19 | 700 | 150 | 0 | 62.7 | 66 | 9 | 0
2015 | TVA_2_VACAR | TVA | VACAR | Internal | Winter | B20 | 935 | 150 | 0 | 61.13 | 61.12 | 9 | 0
2015 | TVA_Transmission_2_ENT | TVA_Transmission | ENT | Internal | Shoulder | B11 | 25 | 3000 | 0 | 81.69 | 82.66 | 9 | 0
2015 | TVA_Transmission_2_ENT | TVA_Transmission | ENT | Internal | Shoulder | B12 | 200 | 3000 | 0 | 66.45 | 59.47 | 9 | 0
2015 | TVA_Transmission_2_ENT | TVA_Transmission | ENT | Internal | Shoulder | B13 | 600 | 3000 | 0 | 63.83 | 59.47 | 9 | 0
2015 | TVA_Transmission_2_ENT | TVA_Transmission | ENT | Internal | Shoulder | B14 | 900 | 3000 | 0 | 62.53 | 58.33 | 9 | 0
2015 | TVA_Transmission_2_ENT | TVA_Transmission | ENT | Internal | Shoulder | B15 | 1203 | 3000 | 0 | 60.97 | 57.49 | 9 | 0
2015 | TVA_Transmission_2_ENT | TVA_Transmission | ENT | Internal | Summer | B1 | 10 | 3000 | 0 | 99.77 | 91.77 | 9 | 0
2015 | TVA_Transmission_2_ENT | TVA_Transmission | ENT | Internal | Summer | B2 | 25 | 3000 | 0 | 96.74 | 89.87 | 9 | 0
2015 | TVA_Transmission_2_ENT | TVA_Transmission | ENT | Internal | Summer | B3 | 75 | 3000 | 0 | 95.51 | 89.87 | 9 | 0
2015 | TVA_Transmission_2_ENT | TVA_Transmission | ENT | Internal | Summer | B4 | 100 | 3000 | 0 | 90.99 | 88.79 | 9 | 0
2015 | TVA_Transmission_2_ENT | TVA_Transmission | ENT | Internal | Summer | B5 | 200 | 3000 | 0 | 82.64 | 83.07 | 9 | 0
2015 | TVA_Transmission_2_ENT | TVA_Transmission | ENT | Internal | Summer | B6 | 300 | 3000 | 0 | 72.62 | 68.24 | 9 | 0
2015 | TVA_Transmission_2_ENT | TVA_Transmission | ENT | Internal | Summer | B7 | 400 | 3000 | 0 | 63.36 | 58.69 | 9 | 0
2015 | TVA_Transmission_2_ENT | TVA_Transmission | ENT | Internal | Summer | B8 | 500 | 3000 | 0 | 61.14 | 58.69 | 9 | 0
2015 | TVA_Transmission_2_ENT | TVA_Transmission | ENT | Internal | Summer | B9 | 800 | 3000 | 0 | 60.43 | 56.32 | 9 | 0
2015 | TVA_Transmission_2_ENT | TVA_Transmission | ENT | Internal | Summer | B10 | 1262 | 3000 | 0 | 58.06 | 56.32 | 9 | 0
2015 | TVA_Transmission_2_ENT | TVA_Transmission | ENT | Internal | Winter | B16 | 25 | 3000 | 0 | 83.87 | 75.87 | 9 | 0
2015 | TVA_Transmission_2_ENT | TVA_Transmission | ENT | Internal | Winter | B17 | 100 | 3000 | 0 | 69.41 | 61.89 | 9 | 0
2015 | TVA_Transmission_2_ENT | TVA_Transmission | ENT | Internal | Winter | B18 | 400 | 3000 | 0 | 65.26 | 61.89 | 9 | 0
2015 | TVA_Transmission_2_ENT | TVA_Transmission | ENT | Internal | Winter | B19 | 700 | 3000 | 0 | 63.39 | 59.83 | 9 | 0
2015 | TVA_Transmission_2_ENT | TVA_Transmission | ENT | Internal | Winter | B20 | 935 | 3000 | 0 | 61.12 | 59.83 | 9 | 0
2015 | TVA_Transmission_2_MISO_MO-IL | TVA_Transmission | MISO_MO-IL | Internal | Shoulder | B11 | 25 | 4000 | 0 | 81.69 | 77.69 | 9 | 0
2015 | TVA_Transmission_2_MISO_MO-IL | TVA_Transmission | MISO_MO-IL | Internal | Shoulder | B12 | 200 | 4000 | 0 | 66.45 | 62.96 | 9 | 0
2015 | TVA_Transmission_2_MISO_MO-IL | TVA_Transmission | MISO_MO-IL | Internal | Shoulder | B13 | 600 | 4000 | 0 | 63.83 | 59.6 | 9 | 0
2015 | TVA_Transmission_2_MISO_MO-IL | TVA_Transmission | MISO_MO-IL | Internal | Shoulder | B14 | 900 | 4000 | 0 | 62.53 | 56.88 | 9 | 0
2015 | TVA_Transmission_2_MISO_MO-IL | TVA_Transmission | MISO_MO-IL | Internal | Shoulder | B15 | 1203 | 4000 | 0 | 60.97 | 54.09 | 9 | 0
2015 | TVA_Transmission_2_MISO_MO-IL | TVA_Transmission | MISO_MO-IL | Internal | Summer | B1 | 10 | 4000 | 0 | 99.77 | 91.77 | 9 | 0
2015 | TVA_Transmission_2_MISO_MO-IL | TVA_Transmission | MISO_MO-IL | Internal | Summer | B2 | 25 | 4000 | 0 | 96.74 | 88.74 | 9 | 0
2015 | TVA_Transmission_2_MISO_MO-IL | TVA_Transmission | MISO_MO-IL | Internal | Summer | B3 | 75 | 4000 | 0 | 95.51 | 88.74 | 9 | 0
2015 | TVA_Transmission_2_MISO_MO-IL | TVA_Transmission | MISO_MO-IL | Internal | Summer | B4 | 100 | 4000 | 0 | 90.99 | 86.99 | 9 | 0
2015 | TVA_Transmission_2_MISO_MO-IL | TVA_Transmission | MISO_MO-IL | Internal | Summer | B5 | 200 | 4000 | 0 | 82.64 | 76.62 | 9 | 0
2015 | TVA_Transmission_2_MISO_MO-IL | TVA_Transmission | MISO_MO-IL | Internal | Summer | B6 | 300 | 4000 | 0 | 72.62 | 69.24 | 9 | 0
2015 | TVA_Transmission_2_MISO_MO-IL | TVA_Transmission | MISO_MO-IL | Internal | Summer | B7 | 400 | 4000 | 0 | 63.36 | 56.82 | 9 | 0
2015 | TVA_Transmission_2_MISO_MO-IL | TVA_Transmission | MISO_MO-IL | Internal | Summer | B8 | 500 | 4000 | 0 | 61.14 | 54.39 | 9 | 0
2015 | TVA_Transmission_2_MISO_MO-IL | TVA_Transmission | MISO_MO-IL | Internal | Summer | B9 | 800 | 4000 | 0 | 60.43 | 52.93 | 9 | 0
2015 | TVA_Transmission_2_MISO_MO-IL | TVA_Transmission | MISO_MO-IL | Internal | Summer | B10 | 1262 | 4000 | 0 | 58.06 | 51.53 | 9 | 0
2015 | TVA_Transmission_2_MISO_MO-IL | TVA_Transmission | MISO_MO-IL | Internal | Winter | B16 | 25 | 4000 | 0 | 83.87 | 75.87 | 9 | 0
2015 | TVA_Transmission_2_MISO_MO-IL | TVA_Transmission | MISO_MO-IL | Internal | Winter | B17 | 100 | 4000 | 0 | 69.41 | 64.23 | 9 | 0
2015 | TVA_Transmission_2_MISO_MO-IL | TVA_Transmission | MISO_MO-IL | Internal | Winter | B18 | 400 | 4000 | 0 | 65.26 | 60.74 | 9 | 0
2015 | TVA_Transmission_2_MISO_MO-IL | TVA_Transmission | MISO_MO-IL | Internal | Winter | B19 | 700 | 4000 | 0 | 63.39 | 57.99 | 9 | 0
2015 | TVA_Transmission_2_MISO_MO-IL | TVA_Transmission | MISO_MO-IL | Internal | Winter | B20 | 935 | 4000 | 0 | 61.12 | 53.12 | 9 | 0
2015 | TVA_Transmission_2_NonRTO_Midwest | TVA_Transmission | NonRTO_Midwest | Internal | Shoulder | B11 | 25 | 700 | 0 | 81.69 | 85.7 | 9 | 0
2015 | TVA_Transmission_2_NonRTO_Midwest | TVA_Transmission | NonRTO_Midwest | Internal | Shoulder | B12 | 200 | 700 | 0 | 66.45 | 74.57 | 9 | 0
2015 | TVA_Transmission_2_NonRTO_Midwest | TVA_Transmission | NonRTO_Midwest | Internal | Shoulder | B13 | 600 | 700 | 0 | 63.83 | 67.09 | 9 | 0
2015 | TVA_Transmission_2_NonRTO_Midwest | TVA_Transmission | NonRTO_Midwest | Internal | Shoulder | B14 | 900 | 700 | 0 | 62.53 | 56.65 | 9 | 0
2015 | TVA_Transmission_2_NonRTO_Midwest | TVA_Transmission | NonRTO_Midwest | Internal | Shoulder | B15 | 1203 | 700 | 0 | 60.97 | 55.27 | 9 | 0
2015 | TVA_Transmission_2_NonRTO_Midwest | TVA_Transmission | NonRTO_Midwest | Internal | Summer | B1 | 10 | 700 | 0 | 99.77 | 96.27 | 9 | 0
2015 | TVA_Transmission_2_NonRTO_Midwest | TVA_Transmission | NonRTO_Midwest | Internal | Summer | B2 | 25 | 700 | 0 | 96.74 | 96.27 | 9 | 0
2015 | TVA_Transmission_2_NonRTO_Midwest | TVA_Transmission | NonRTO_Midwest | Internal | Summer | B3 | 75 | 700 | 0 | 95.51 | 96.27 | 9 | 0
2015 | TVA_Transmission_2_NonRTO_Midwest | TVA_Transmission | NonRTO_Midwest | Internal | Summer | B4 | 100 | 700 | 0 | 90.99 | 95 | 9 | 0
2015 | TVA_Transmission_2_NonRTO_Midwest | TVA_Transmission | NonRTO_Midwest | Internal | Summer | B5 | 200 | 700 | 0 | 82.64 | 84.63 | 9 | 0
2015 | TVA_Transmission_2_NonRTO_Midwest | TVA_Transmission | NonRTO_Midwest | Internal | Summer | B6 | 300 | 700 | 0 | 72.62 | 77.26 | 9 | 0
2015 | TVA_Transmission_2_NonRTO_Midwest | TVA_Transmission | NonRTO_Midwest | Internal | Summer | B7 | 400 | 700 | 0 | 63.36 | 56.65 | 9 | 0
2015 | TVA_Transmission_2_NonRTO_Midwest | TVA_Transmission | NonRTO_Midwest | Internal | Summer | B8 | 500 | 700 | 0 | 61.14 | 56.51 | 9 | 0
2015 | TVA_Transmission_2_NonRTO_Midwest | TVA_Transmission | NonRTO_Midwest | Internal | Summer | B9 | 800 | 700 | 0 | 60.43 | 54.89 | 9 | 0
2015 | TVA_Transmission_2_NonRTO_Midwest | TVA_Transmission | NonRTO_Midwest | Internal | Summer | B10 | 1262 | 700 | 0 | 58.06 | 53.94 | 9 | 0
2015 | TVA_Transmission_2_NonRTO_Midwest | TVA_Transmission | NonRTO_Midwest | Internal | Winter | B16 | 25 | 700 | 0 | 83.87 | 87.87 | 9 | 0
2015 | TVA_Transmission_2_NonRTO_Midwest | TVA_Transmission | NonRTO_Midwest | Internal | Winter | B17 | 100 | 700 | 0 | 69.41 | 77.55 | 9 | 0
2015 | TVA_Transmission_2_NonRTO_Midwest | TVA_Transmission | NonRTO_Midwest | Internal | Winter | B18 | 400 | 700 | 0 | 65.26 | 68.75 | 9 | 0
2015 | TVA_Transmission_2_NonRTO_Midwest | TVA_Transmission | NonRTO_Midwest | Internal | Winter | B19 | 700 | 700 | 0 | 63.39 | 56.78 | 9 | 0
2015 | TVA_Transmission_2_NonRTO_Midwest | TVA_Transmission | NonRTO_Midwest | Internal | Winter | B20 | 935 | 700 | 0 | 61.12 | 55.34 | 9 | 0
2015 | TVA_Transmission_2_PJM_ROR | TVA_Transmission | PJM_ROR | Internal | Shoulder | B11 | 25 | 2000 | 0 | 81.69 | 75.69 | 9 | 0
2015 | TVA_Transmission_2_PJM_ROR | TVA_Transmission | PJM_ROR | Internal | Shoulder | B12 | 200 | 2000 | 0 | 66.45 | 64.95 | 9 | 0
2015 | TVA_Transmission_2_PJM_ROR | TVA_Transmission | PJM_ROR | Internal | Shoulder | B13 | 600 | 2000 | 0 | 63.83 | 61.59 | 9 | 0
2015 | TVA_Transmission_2_PJM_ROR | TVA_Transmission | PJM_ROR | Internal | Shoulder | B14 | 900 | 2000 | 0 | 62.53 | 58.88 | 9 | 0
2015 | TVA_Transmission_2_PJM_ROR | TVA_Transmission | PJM_ROR | Internal | Shoulder | B15 | 1203 | 2000 | 0 | 60.97 | 54.97 | 9 | 0
2015 | TVA_Transmission_2_PJM_ROR | TVA_Transmission | PJM_ROR | Internal | Summer | B1 | 10 | 2000 | 0 | 99.77 | 93.77 | 9 | 0
2015 | TVA_Transmission_2_PJM_ROR | TVA_Transmission | PJM_ROR | Internal | Summer | B2 | 25 | 2000 | 0 | 96.74 | 90.72 | 9 | 0
2015 | TVA_Transmission_2_PJM_ROR | TVA_Transmission | PJM_ROR | Internal | Summer | B3 | 75 | 2000 | 0 | 95.51 | 89.51 | 9 | 0
2015 | TVA_Transmission_2_PJM_ROR | TVA_Transmission | PJM_ROR | Internal | Summer | B4 | 100 | 2000 | 0 | 90.99 | 84.99 | 9 | 0
2015 | TVA_Transmission_2_PJM_ROR | TVA_Transmission | PJM_ROR | Internal | Summer | B5 | 200 | 2000 | 0 | 82.64 | 76.64 | 9 | 0
2015 | TVA_Transmission_2_PJM_ROR | TVA_Transmission | PJM_ROR | Internal | Summer | B6 | 300 | 2000 | 0 | 72.62 | 67.26 | 9 | 0
2015 | TVA_Transmission_2_PJM_ROR | TVA_Transmission | PJM_ROR | Internal | Summer | B7 | 400 | 2000 | 0 | 63.36 | 58.81 | 9 | 0
2015 | TVA_Transmission_2_PJM_ROR | TVA_Transmission | PJM_ROR | Internal | Summer | B8 | 500 | 2000 | 0 | 61.14 | 56.4 | 9 | 0
2015 | TVA_Transmission_2_PJM_ROR | TVA_Transmission | PJM_ROR | Internal | Summer | B9 | 800 | 2000 | 0 | 60.43 | 54.43 | 9 | 0
2015 | TVA_Transmission_2_PJM_ROR | TVA_Transmission | PJM_ROR | Internal | Summer | B10 | 1262 | 2000 | 0 | 58.06 | 52.2 | 9 | 0
2015 | TVA_Transmission_2_PJM_ROR | TVA_Transmission | PJM_ROR | Internal | Winter | B16 | 25 | 2000 | 0 | 83.87 | 77.87 | 9 | 0
2015 | TVA_Transmission_2_PJM_ROR | TVA_Transmission | PJM_ROR | Internal | Winter | B17 | 100 | 2000 | 0 | 69.41 | 71.53 | 9 | 0
2015 | TVA_Transmission_2_PJM_ROR | TVA_Transmission | PJM_ROR | Internal | Winter | B18 | 400 | 2000 | 0 | 65.26 | 62.74 | 9 | 0
2015 | TVA_Transmission_2_PJM_ROR | TVA_Transmission | PJM_ROR | Internal | Winter | B19 | 700 | 2000 | 0 | 63.39 | 60 | 9 | 0
2015 | TVA_Transmission_2_PJM_ROR | TVA_Transmission | PJM_ROR | Internal | Winter | B20 | 935 | 2000 | 0 | 61.12 | 55.12 | 9 | 0
2015 | TVA_Transmission_2_SOCO | TVA_Transmission | SOCO | Internal | Shoulder | B11 | 25 | 3200 | 0 | 81.69 | 90.66 | 9 | 0
2015 | TVA_Transmission_2_SOCO | TVA_Transmission | SOCO | Internal | Shoulder | B12 | 200 | 3200 | 0 | 66.45 | 64.75 | 9 | 0
2015 | TVA_Transmission_2_SOCO | TVA_Transmission | SOCO | Internal | Shoulder | B13 | 600 | 3200 | 0 | 63.83 | 61.88 | 9 | 0
2015 | TVA_Transmission_2_SOCO | TVA_Transmission | SOCO | Internal | Shoulder | B14 | 900 | 3200 | 0 | 62.53 | 61.88 | 9 | 0
2015 | TVA_Transmission_2_SOCO | TVA_Transmission | SOCO | Internal | Shoulder | B15 | 1203 | 3200 | 0 | 60.97 | 59.72 | 9 | 0
2015 | TVA_Transmission_2_SOCO | TVA_Transmission | SOCO | Internal | Summer | B1 | 10 | 3200 | 0 | 99.77 | 97.87 | 9 | 0
2015 | TVA_Transmission_2_SOCO | TVA_Transmission | SOCO | Internal | Summer | B2 | 25 | 3200 | 0 | 96.74 | 97.87 | 9 | 0
2015 | TVA_Transmission_2_SOCO | TVA_Transmission | SOCO | Internal | Summer | B3 | 75 | 3200 | 0 | 95.51 | 97.87 | 9 | 0
2015 | TVA_Transmission_2_SOCO | TVA_Transmission | SOCO | Internal | Summer | B4 | 100 | 3200 | 0 | 90.99 | 97.87 | 9 | 0
2015 | TVA_Transmission_2_SOCO | TVA_Transmission | SOCO | Internal | Summer | B5 | 200 | 3200 | 91.79 | 82.64 | 91.64 | 9 | 0
2015 | TVA_Transmission_2_SOCO | TVA_Transmission | SOCO | Internal | Summer | B6 | 300 | 3200 | 0 | 72.62 | 80.26 | 9 | 0
2015 | TVA_Transmission_2_SOCO | TVA_Transmission | SOCO | Internal | Summer | B7 | 400 | 3200 | 0 | 63.36 | 71.81 | 9 | 0
2015 | TVA_Transmission_2_SOCO | TVA_Transmission | SOCO | Internal | Summer | B8 | 500 | 3200 | 0 | 61.14 | 67.23 | 9 | 0
2015 | TVA_Transmission_2_SOCO | TVA_Transmission | SOCO | Internal | Summer | B9 | 800 | 3200 | 0 | 60.43 | 61.24 | 9 | 0
2015 | TVA_Transmission_2_SOCO | TVA_Transmission | SOCO | Internal | Summer | B10 | 1262 | 3200 | 0 | 58.06 | 58.55 | 9 | 0
2015 | TVA_Transmission_2_SOCO | TVA_Transmission | SOCO | Internal | Winter | B16 | 25 | 3200 | 0 | 83.87 | 89.5 | 9 | 0
2015 | TVA_Transmission_2_SOCO | TVA_Transmission | SOCO | Internal | Winter | B17 | 100 | 3200 | 0 | 69.41 | 67.53 | 9 | 0
2015 | TVA_Transmission_2_SOCO | TVA_Transmission | SOCO | Internal | Winter | B18 | 400 | 3200 | 0 | 65.26 | 64.36 | 9 | 0
2015 | TVA_Transmission_2_SOCO | TVA_Transmission | SOCO | Internal | Winter | B19 | 700 | 3200 | 0 | 63.39 | 64.36 | 9 | 0
2015 | TVA_Transmission_2_SOCO | TVA_Transmission | SOCO | Internal | Winter | B20 | 935 | 3200 | 0 | 61.12 | 62.11 | 9 | 0
2015 | TVA_Transmission_2_TVA | TVA_Transmission | TVA | Internal | Shoulder | B11 | 25 | 99999 | 1428.8 | 81.69 | 81.7 | 0.01 | 0
2015 | TVA_Transmission_2_TVA | TVA_Transmission | TVA | Internal | Shoulder | B12 | 200 | 99999 | 0 | 66.45 | 61.77 | 0.01 | 0
2015 | TVA_Transmission_2_TVA | TVA_Transmission | TVA | Internal | Shoulder | B13 | 600 | 99999 | 0 | 63.83 | 61.77 | 0.01 | 0
2015 | TVA_Transmission_2_TVA | TVA_Transmission | TVA | Internal | Shoulder | B14 | 900 | 99999 | 0 | 62.53 | 61.77 | 0.01 | 0
2015 | TVA_Transmission_2_TVA | TVA_Transmission | TVA | Internal | Shoulder | B15 | 1203 | 99999 | 1346.09 | 60.97 | 60.98 | 0.01 | 0
2015 | TVA_Transmission_2_TVA | TVA_Transmission | TVA | Internal | Summer | B1 | 10 | 99999 | 3328.49 | 99.77 | 99.79 | 0.01 | 0
2015 | TVA_Transmission_2_TVA | TVA_Transmission | TVA | Internal | Summer | B2 | 25 | 99999 | 2721.21 | 96.74 | 96.75 | 0.01 | 0
2015 | TVA_Transmission_2_TVA | TVA_Transmission | TVA | Internal | Summer | B3 | 75 | 99999 | 1562.68 | 95.51 | 95.53 | 0.01 | 0
2015 | TVA_Transmission_2_TVA | TVA_Transmission | TVA | Internal | Summer | B4 | 100 | 99999 | 1037.67 | 90.99 | 91 | 0.01 | 0
2015 | TVA_Transmission_2_TVA | TVA_Transmission | TVA | Internal | Summer | B5 | 200 | 99999 | 0 | 82.64 | 82.64 | 0.01 | 0
2015 | TVA_Transmission_2_TVA | TVA_Transmission | TVA | Internal | Summer | B6 | 300 | 99999 | 0 | 72.62 | 71.26 | 0.01 | 0
2015 | TVA_Transmission_2_TVA | TVA_Transmission | TVA | Internal | Summer | B7 | 400 | 99999 | 0 | 63.36 | 60.44 | 0.01 | 0
2015 | TVA_Transmission_2_TVA | TVA_Transmission | TVA | Internal | Summer | B8 | 500 | 99999 | 0 | 61.14 | 60.44 | 0.01 | 0
2015 | TVA_Transmission_2_TVA | TVA_Transmission | TVA | Internal | Summer | B9 | 800 | 99999 | 311.36 | 60.43 | 60.44 | 0.01 | 0
2015 | TVA_Transmission_2_TVA | TVA_Transmission | TVA | Internal | Summer | B10 | 1262 | 99999 | 0 | 58.06 | 57.94 | 0.01 | 0
2015 | TVA_Transmission_2_TVA | TVA_Transmission | TVA | Internal | Winter | B16 | 25 | 99999 | 2392.66 | 83.87 | 83.88 | 0.01 | 0
2015 | TVA_Transmission_2_TVA | TVA_Transmission | TVA | Internal | Winter | B17 | 100 | 99999 | 0 | 69.41 | 64.31 | 0.01 | 0
2015 | TVA_Transmission_2_TVA | TVA_Transmission | TVA | Internal | Winter | B18 | 400 | 99999 | 0 | 65.26 | 62.7 | 0.01 | 0
2015 | TVA_Transmission_2_TVA | TVA_Transmission | TVA | Internal | Winter | B19 | 700 | 99999 | 0 | 63.39 | 62.7 | 0.01 | 0
2015 | TVA_Transmission_2_TVA | TVA_Transmission | TVA | Internal | Winter | B20 | 935 | 99999 | 2138.91 | 61.12 | 61.13 | 0.01 | 0
2015 | TVA_Transmission_2_VACAR | TVA_Transmission | VACAR | Internal | Shoulder | B11 | 25 | 900 | 0 | 81.69 | 83.66 | 9 | 0
2015 | TVA_Transmission_2_VACAR | TVA_Transmission | VACAR | Internal | Shoulder | B12 | 200 | 900 | 0 | 66.45 | 66.56 | 9 | 0
2015 | TVA_Transmission_2_VACAR | TVA_Transmission | VACAR | Internal | Shoulder | B13 | 600 | 900 | 0 | 63.83 | 64.47 | 9 | 0
2015 | TVA_Transmission_2_VACAR | TVA_Transmission | VACAR | Internal | Shoulder | B14 | 900 | 900 | 0 | 62.53 | 64.12 | 9 | 0
2015 | TVA_Transmission_2_VACAR | TVA_Transmission | VACAR | Internal | Shoulder | B15 | 1203 | 900 | 0 | 60.97 | 60.97 | 9 | 0
2015 | TVA_Transmission_2_VACAR | TVA_Transmission | VACAR | Internal | Summer | B1 | 10 | 900 | 0 | 99.77 | 100.71 | 9 | 0
2015 | TVA_Transmission_2_VACAR | TVA_Transmission | VACAR | Internal | Summer | B2 | 25 | 900 | 0 | 96.74 | 100.71 | 9 | 0
2015 | TVA_Transmission_2_VACAR | TVA_Transmission | VACAR | Internal | Summer | B3 | 75 | 900 | 0 | 95.51 | 100.71 | 9 | 0
2015 | TVA_Transmission_2_VACAR | TVA_Transmission | VACAR | Internal | Summer | B4 | 100 | 900 | 0 | 90.99 | 90.99 | 9 | 0
2015 | TVA_Transmission_2_VACAR | TVA_Transmission | VACAR | Internal | Summer | B5 | 200 | 900 | 0 | 82.64 | 84.64 | 9 | 0
2015 | TVA_Transmission_2_VACAR | TVA_Transmission | VACAR | Internal | Summer | B6 | 300 | 900 | 0 | 72.62 | 73.26 | 9 | 0
2015 | TVA_Transmission_2_VACAR | TVA_Transmission | VACAR | Internal | Summer | B7 | 400 | 900 | 0 | 63.36 | 64.81 | 9 | 0
2015 | TVA_Transmission_2_VACAR | TVA_Transmission | VACAR | Internal | Summer | B8 | 500 | 900 | 0 | 61.14 | 62.4 | 9 | 0
2015 | TVA_Transmission_2_VACAR | TVA_Transmission | VACAR | Internal | Summer | B9 | 800 | 900 | 0 | 60.43 | 60.43 | 9 | 0
2015 | TVA_Transmission_2_VACAR | TVA_Transmission | VACAR | Internal | Summer | B10 | 1262 | 900 | 0 | 58.06 | 58.2 | 9 | 0
2015 | TVA_Transmission_2_VACAR | TVA_Transmission | VACAR | Internal | Winter | B16 | 25 | 900 | 485.79 | 83.87 | 92.87 | 9 | 0
2015 | TVA_Transmission_2_VACAR | TVA_Transmission | VACAR | Internal | Winter | B17 | 100 | 900 | 0 | 69.41 | 77.53 | 9 | 0
2015 | TVA_Transmission_2_VACAR | TVA_Transmission | VACAR | Internal | Winter | B18 | 400 | 900 | 0 | 65.26 | 68.59 | 9 | 0
2015 | TVA_Transmission_2_VACAR | TVA_Transmission | VACAR | Internal | Winter | B19 | 700 | 900 | 0 | 63.39 | 66 | 9 | 0
2015 | TVA_Transmission_2_VACAR | TVA_Transmission | VACAR | Internal | Winter | B20 | 935 | 900 | 0 | 61.12 | 61.12 | 9 | 0
2015 | VACAR_2_PJM_ROR | VACAR | PJM_ROR | Internal | Shoulder | B11 | 25 | 2000 | 0 | 83.66 | 75.69 | 7 | 0
2015 | VACAR_2_PJM_ROR | VACAR | PJM_ROR | Internal | Shoulder | B12 | 200 | 2000 | 0 | 66.56 | 64.95 | 7 | 0
2015 | VACAR_2_PJM_ROR | VACAR | PJM_ROR | Internal | Shoulder | B13 | 600 | 2000 | 0 | 64.47 | 61.59 | 7 | 0
2015 | VACAR_2_PJM_ROR | VACAR | PJM_ROR | Internal | Shoulder | B14 | 900 | 2000 | 0 | 64.12 | 58.88 | 7 | 0
2015 | VACAR_2_PJM_ROR | VACAR | PJM_ROR | Internal | Shoulder | B15 | 1203 | 2000 | 0 | 60.97 | 54.97 | 7 | 0
2015 | VACAR_2_PJM_ROR | VACAR | PJM_ROR | Internal | Summer | B1 | 10 | 2000 | 0 | 100.71 | 93.77 | 7 | 0
2015 | VACAR_2_PJM_ROR | VACAR | PJM_ROR | Internal | Summer | B2 | 25 | 2000 | 0 | 100.71 | 90.72 | 7 | 0
2015 | VACAR_2_PJM_ROR | VACAR | PJM_ROR | Internal | Summer | B3 | 75 | 2000 | 0 | 100.71 | 89.51 | 7 | 0
2015 | VACAR_2_PJM_ROR | VACAR | PJM_ROR | Internal | Summer | B4 | 100 | 2000 | 0 | 90.99 | 84.99 | 7 | 0
2015 | VACAR_2_PJM_ROR | VACAR | PJM_ROR | Internal | Summer | B5 | 200 | 2000 | 0 | 84.64 | 76.64 | 7 | 0
2015 | VACAR_2_PJM_ROR | VACAR | PJM_ROR | Internal | Summer | B6 | 300 | 2000 | 0 | 73.26 | 67.26 | 7 | 0
2015 | VACAR_2_PJM_ROR | VACAR | PJM_ROR | Internal | Summer | B7 | 400 | 2000 | 0 | 64.81 | 58.81 | 7 | 0
2015 | VACAR_2_PJM_ROR | VACAR | PJM_ROR | Internal | Summer | B8 | 500 | 2000 | 0 | 62.4 | 56.4 | 7 | 0
2015 | VACAR_2_PJM_ROR | VACAR | PJM_ROR | Internal | Summer | B9 | 800 | 2000 | 0 | 60.43 | 54.43 | 7 | 0
2015 | VACAR_2_PJM_ROR | VACAR | PJM_ROR | Internal | Summer | B10 | 1262 | 2000 | 0 | 58.2 | 52.2 | 7 | 0
2015 | VACAR_2_PJM_ROR | VACAR | PJM_ROR | Internal | Winter | B16 | 25 | 2000 | 0 | 92.87 | 77.87 | 7 | 0
2015 | VACAR_2_PJM_ROR | VACAR | PJM_ROR | Internal | Winter | B17 | 100 | 2000 | 0 | 77.53 | 71.53 | 7 | 0
2015 | VACAR_2_PJM_ROR | VACAR | PJM_ROR | Internal | Winter | B18 | 400 | 2000 | 0 | 68.59 | 62.74 | 7 | 0
2015 | VACAR_2_PJM_ROR | VACAR | PJM_ROR | Internal | Winter | B19 | 700 | 2000 | 0 | 66 | 60 | 7 | 0
2015 | VACAR_2_PJM_ROR | VACAR | PJM_ROR | Internal | Winter | B20 | 935 | 2000 | 0 | 61.12 | 55.12 | 7 | 0
2015 | VACAR_2_SOCO | VACAR | SOCO | Internal | Shoulder | B11 | 25 | 3000 | 2925.07 | 83.66 | 90.66 | 7 | 0
2015 | VACAR_2_SOCO | VACAR | SOCO | Internal | Shoulder | B12 | 200 | 3000 | 0 | 66.56 | 64.75 | 7 | 0
2015 | VACAR_2_SOCO | VACAR | SOCO | Internal | Shoulder | B13 | 600 | 3000 | 0 | 64.47 | 61.88 | 7 | 0
2015 | VACAR_2_SOCO | VACAR | SOCO | Internal | Shoulder | B14 | 900 | 3000 | 0 | 64.12 | 61.88 | 7 | 0
2015 | VACAR_2_SOCO | VACAR | SOCO | Internal | Shoulder | B15 | 1203 | 3000 | 0 | 60.97 | 59.72 | 7 | 0
2015 | VACAR_2_SOCO | VACAR | SOCO | Internal | Summer | B1 | 10 | 3000 | 0 | 100.71 | 97.87 | 7 | 0
2015 | VACAR_2_SOCO | VACAR | SOCO | Internal | Summer | B2 | 25 | 3000 | 0 | 100.71 | 97.87 | 7 | 0
2015 | VACAR_2_SOCO | VACAR | SOCO | Internal | Summer | B3 | 75 | 3000 | 0 | 100.71 | 97.87 | 7 | 0
2015 | VACAR_2_SOCO | VACAR | SOCO | Internal | Summer | B4 | 100 | 3000 | 0 | 90.99 | 97.87 | 7 | 0
2015 | VACAR_2_SOCO | VACAR | SOCO | Internal | Summer | B5 | 200 | 3000 | 2428.6 | 84.64 | 91.64 | 7 | 0
2015 | VACAR_2_SOCO | VACAR | SOCO | Internal | Summer | B6 | 300 | 3000 | 1558.85 | 73.26 | 80.26 | 7 | 0
2015 | VACAR_2_SOCO | VACAR | SOCO | Internal | Summer | B7 | 400 | 3000 | 352.27 | 64.81 | 71.81 | 7 | 0
2015 | VACAR_2_SOCO | VACAR | SOCO | Internal | Summer | B8 | 500 | 3000 | 0 | 62.4 | 67.23 | 7 | 0
2015 | VACAR_2_SOCO | VACAR | SOCO | Internal | Summer | B9 | 800 | 3000 | 0 | 60.43 | 61.24 | 7 | 0
2015 | VACAR_2_SOCO | VACAR | SOCO | Internal | Summer | B10 | 1262 | 3000 | 0 | 58.2 | 58.55 | 7 | 0
2015 | VACAR_2_SOCO | VACAR | SOCO | Internal | Winter | B16 | 25 | 3000 | 0 | 92.87 | 89.5 | 7 | 0
2015 | VACAR_2_SOCO | VACAR | SOCO | Internal | Winter | B17 | 100 | 3000 | 0 | 77.53 | 67.53 | 7 | 0
2015 | VACAR_2_SOCO | VACAR | SOCO | Internal | Winter | B18 | 400 | 3000 | 0 | 68.59 | 64.36 | 7 | 0
2015 | VACAR_2_SOCO | VACAR | SOCO | Internal | Winter | B19 | 700 | 3000 | 0 | 66 | 64.36 | 7 | 0
2015 | VACAR_2_SOCO | VACAR | SOCO | Internal | Winter | B20 | 935 | 3000 | 0 | 61.12 | 62.11 | 7 | 0
2015 | VACAR_2_TVA_Transmission | VACAR | TVA_Transmission | Internal | Shoulder | B11 | 25 | 900 | 0 | 83.66 | 81.69 | 7 | 0
2015 | VACAR_2_TVA_Transmission | VACAR | TVA_Transmission | Internal | Shoulder | B12 | 200 | 900 | 0 | 66.56 | 66.45 | 7 | 0
2015 | VACAR_2_TVA_Transmission | VACAR | TVA_Transmission | Internal | Shoulder | B13 | 600 | 900 | 0 | 64.47 | 63.83 | 7 | 0
2015 | VACAR_2_TVA_Transmission | VACAR | TVA_Transmission | Internal | Shoulder | B14 | 900 | 900 | 0 | 64.12 | 62.53 | 7 | 0
2015 | VACAR_2_TVA_Transmission | VACAR | TVA_Transmission | Internal | Shoulder | B15 | 1203 | 900 | 0 | 60.97 | 60.97 | 7 | 0
2015 | VACAR_2_TVA_Transmission | VACAR | TVA_Transmission | Internal | Summer | B1 | 10 | 900 | 0 | 100.71 | 99.77 | 7 | 0
2015 | VACAR_2_TVA_Transmission | VACAR | TVA_Transmission | Internal | Summer | B2 | 25 | 900 | 0 | 100.71 | 96.74 | 7 | 0
2015 | VACAR_2_TVA_Transmission | VACAR | TVA_Transmission | Internal | Summer | B3 | 75 | 900 | 0 | 100.71 | 95.51 | 7 | 0
2015 | VACAR_2_TVA_Transmission | VACAR | TVA_Transmission | Internal | Summer | B4 | 100 | 900 | 0 | 90.99 | 90.99 | 7 | 0
2015 | VACAR_2_TVA_Transmission | VACAR | TVA_Transmission | Internal | Summer | B5 | 200 | 900 | 0 | 84.64 | 82.64 | 7 | 0
2015 | VACAR_2_TVA_Transmission | VACAR | TVA_Transmission | Internal | Summer | B6 | 300 | 900 | 0 | 73.26 | 72.62 | 7 | 0
2015 | VACAR_2_TVA_Transmission | VACAR | TVA_Transmission | Internal | Summer | B7 | 400 | 900 | 0 | 64.81 | 63.36 | 7 | 0
2015 | VACAR_2_TVA_Transmission | VACAR | TVA_Transmission | Internal | Summer | B8 | 500 | 900 | 0 | 62.4 | 61.14 | 7 | 0
2015 | VACAR_2_TVA_Transmission | VACAR | TVA_Transmission | Internal | Summer | B9 | 800 | 900 | 0 | 60.43 | 60.43 | 7 | 0
2015 | VACAR_2_TVA_Transmission | VACAR | TVA_Transmission | Internal | Summer | B10 | 1262 | 900 | 0 | 58.2 | 58.06 | 7 | 0
2015 | VACAR_2_TVA_Transmission | VACAR | TVA_Transmission | Internal | Winter | B16 | 25 | 900 | 0 | 92.87 | 83.87 | 7 | 0
2015 | VACAR_2_TVA_Transmission | VACAR | TVA_Transmission | Internal | Winter | B17 | 100 | 900 | 0 | 77.53 | 69.41 | 7 | 0
2015 | VACAR_2_TVA_Transmission | VACAR | TVA_Transmission | Internal | Winter | B18 | 400 | 900 | 0 | 68.59 | 65.26 | 7 | 0
2015 | VACAR_2_TVA_Transmission | VACAR | TVA_Transmission | Internal | Winter | B19 | 700 | 900 | 0 | 66 | 63.39 | 7 | 0
2015 | VACAR_2_TVA_Transmission | VACAR | TVA_Transmission | Internal | Winter | B20 | 935 | 900 | 0 | 61.12 | 61.12 | 7 | 0
2020 | ENT_2_MISO_MO-IL | ENT | MISO_MO-IL | Internal | Shoulder | B11 | 25 | 2260 | 0 | 85.49 | 85.49 | 8 | 0
2020 | ENT_2_MISO_MO-IL | ENT | MISO_MO-IL | Internal | Shoulder | B12 | 200 | 2260 | 0 | 68.27 | 70.64 | 8 | 0
2020 | ENT_2_MISO_MO-IL | ENT | MISO_MO-IL | Internal | Shoulder | B13 | 600 | 2260 | 0 | 67.77 | 68.15 | 8 | 0
2020 | ENT_2_MISO_MO-IL | ENT | MISO_MO-IL | Internal | Shoulder | B14 | 900 | 2260 | 0 | 67.69 | 64.53 | 8 | 0
2020 | ENT_2_MISO_MO-IL | ENT | MISO_MO-IL | Internal | Shoulder | B15 | 1203 | 2260 | 0 | 65.51 | 62.91 | 8 | 0
2020 | ENT_2_MISO_MO-IL | ENT | MISO_MO-IL | Internal | Summer | B1 | 10 | 2260 | 0 | 104.82 | 104.82 | 8 | 0
2020 | ENT_2_MISO_MO-IL | ENT | MISO_MO-IL | Internal | Summer | B2 | 25 | 2260 | 0 | 103.41 | 103.42 | 8 | 0
2020 | ENT_2_MISO_MO-IL | ENT | MISO_MO-IL | Internal | Summer | B3 | 75 | 2260 | 0 | 101.92 | 102.19 | 8 | 0
2020 | ENT_2_MISO_MO-IL | ENT | MISO_MO-IL | Internal | Summer | B4 | 100 | 2260 | 0 | 101.92 | 100.77 | 8 | 0
2020 | ENT_2_MISO_MO-IL | ENT | MISO_MO-IL | Internal | Summer | B5 | 200 | 2260 | 0 | 97.89 | 97.89 | 8 | 0
2020 | ENT_2_MISO_MO-IL | ENT | MISO_MO-IL | Internal | Summer | B6 | 300 | 2260 | 0 | 89.03 | 86.03 | 8 | 0
2020 | ENT_2_MISO_MO-IL | ENT | MISO_MO-IL | Internal | Summer | B7 | 400 | 2260 | 0 | 72.05 | 67.61 | 8 | 0
2020 | ENT_2_MISO_MO-IL | ENT | MISO_MO-IL | Internal | Summer | B8 | 500 | 2260 | 0 | 66.9 | 63.05 | 8 | 0
2020 | ENT_2_MISO_MO-IL | ENT | MISO_MO-IL | Internal | Summer | B9 | 800 | 2260 | 0 | 66.41 | 62.68 | 8 | 0
2020 | ENT_2_MISO_MO-IL | ENT | MISO_MO-IL | Internal | Summer | B10 | 1262 | 2260 | 0 | 64.19 | 61.52 | 8 | 0
2020 | ENT_2_MISO_MO-IL | ENT | MISO_MO-IL | Internal | Winter | B16 | 25 | 2260 | 0 | 83.69 | 86.88 | 8 | 0
2020 | ENT_2_MISO_MO-IL | ENT | MISO_MO-IL | Internal | Winter | B17 | 100 | 2260 | 0 | 70.99 | 73.1 | 8 | 0
2020 | ENT_2_MISO_MO-IL | ENT | MISO_MO-IL | Internal | Winter | B18 | 400 | 2260 | 0 | 70.52 | 71.17 | 8 | 0
2020 | ENT_2_MISO_MO-IL | ENT | MISO_MO-IL | Internal | Winter | B19 | 700 | 2260 | 0 | 70.39 | 67.46 | 8 | 0
2020 | ENT_2_MISO_MO-IL | ENT | MISO_MO-IL | Internal | Winter | B20 | 935 | 2260 | 0 | 68.12 | 63.38 | 8 | 0
2020 | ENT_2_SOCO | ENT | SOCO | Internal | Shoulder | B11 | 25 | 2000 | 2000 | 85.49 | 100.46 | 8 | 6.98
2020 | ENT_2_SOCO | ENT | SOCO | Internal | Shoulder | B12 | 200 | 2000 | 0 | 68.27 | 76.25 | 8 | 0
2020 | ENT_2_SOCO | ENT | SOCO | Internal | Shoulder | B13 | 600 | 2000 | 0 | 67.77 | 69.83 | 8 | 0
2020 | ENT_2_SOCO | ENT | SOCO | Internal | Shoulder | B14 | 900 | 2000 | 0 | 67.69 | 69.83 | 8 | 0
2020 | ENT_2_SOCO | ENT | SOCO | Internal | Shoulder | B15 | 1203 | 2000 | 0 | 65.51 | 67.38 | 8 | 0
2020 | ENT_2_SOCO | ENT | SOCO | Internal | Summer | B1 | 10 | 2000 | 0 | 104.82 | 112.12 | 8 | 0
2020 | ENT_2_SOCO | ENT | SOCO | Internal | Summer | B2 | 25 | 2000 | 228.66 | 103.41 | 111.41 | 8 | 0
2020 | ENT_2_SOCO | ENT | SOCO | Internal | Summer | B3 | 75 | 2000 | 1025.69 | 101.92 | 109.92 | 8 | 0
2020 | ENT_2_SOCO | ENT | SOCO | Internal | Summer | B4 | 100 | 2000 | 1049.03 | 101.92 | 109.92 | 8 | 0
2020 | ENT_2_SOCO | ENT | SOCO | Internal | Summer | B5 | 200 | 2000 | 2000 | 97.89 | 106.56 | 8 | 0.67
2020 | ENT_2_SOCO | ENT | SOCO | Internal | Summer | B6 | 300 | 2000 | 1931.9 | 89.03 | 97.03 | 8 | 0
2020 | ENT_2_SOCO | ENT | SOCO | Internal | Summer | B7 | 400 | 2000 | 2000 | 72.05 | 83.36 | 8 | 3.31
2020 | ENT_2_SOCO | ENT | SOCO | Internal | Summer | B8 | 500 | 2000 | 2000 | 66.9 | 77 | 8 | 2.1
2020 | ENT_2_SOCO | ENT | SOCO | Internal | Summer | B9 | 800 | 2000 | 363.12 | 66.41 | 74.41 | 8 | 0
2020 | ENT_2_SOCO | ENT | SOCO | Internal | Summer | B10 | 1262 | 2000 | 0 | 64.19 | 66.11 | 8 | 0
2020 | ENT_2_SOCO | ENT | SOCO | Internal | Winter | B16 | 25 | 2000 | 2000 | 83.69 | 103.88 | 8 | 12.19
2020 | ENT_2_SOCO | ENT | SOCO | Internal | Winter | B17 | 100 | 2000 | 0 | 70.99 | 77.68 | 8 | 0
2020 | ENT_2_SOCO | ENT | SOCO | Internal | Winter | B18 | 400 | 2000 | 0 | 70.52 | 72.73 | 8 | 0
2020 | ENT_2_SOCO | ENT | SOCO | Internal | Winter | B19 | 700 | 2000 | 0 | 70.39 | 72.73 | 8 | 0
2020 | ENT_2_SOCO | ENT | SOCO | Internal | Winter | B20 | 935 | 2000 | 0 | 68.12 | 69.99 | 8 | 0
2020 | ENT_2_SPP_N | ENT | SPP_N | Internal | Shoulder | B11 | 25 | 1300 | 0 | 85.49 | 80.49 | 8 | 0
2020 | ENT_2_SPP_N | ENT | SPP_N | Internal | Shoulder | B12 | 200 | 1300 | 0 | 68.27 | 65.63 | 8 | 0
2020 | ENT_2_SPP_N | ENT | SPP_N | Internal | Shoulder | B13 | 600 | 1300 | 0 | 67.77 | 65.34 | 8 | 0
2020 | ENT_2_SPP_N | ENT | SPP_N | Internal | Shoulder | B14 | 900 | 1300 | 0 | 67.69 | 62.69 | 8 | 0
2020 | ENT_2_SPP_N | ENT | SPP_N | Internal | Shoulder | B15 | 1203 | 1300 | 0 | 65.51 | 60.5 | 8 | 0
2020 | ENT_2_SPP_N | ENT | SPP_N | Internal | Summer | B1 | 10 | 1300 | 0 | 104.82 | 99.82 | 8 | 0
2020 | ENT_2_SPP_N | ENT | SPP_N | Internal | Summer | B2 | 25 | 1300 | 0 | 103.41 | 100.28 | 8 | 0
2020 | ENT_2_SPP_N | ENT | SPP_N | Internal | Summer | B3 | 75 | 1300 | 0 | 101.92 | 102.57 | 8 | 0
2020 | ENT_2_SPP_N | ENT | SPP_N | Internal | Summer | B4 | 100 | 1300 | 0 | 101.92 | 100.28 | 8 | 0
2020 | ENT_2_SPP_N | ENT | SPP_N | Internal | Summer | B5 | 200 | 1300 | 0 | 97.89 | 92.89 | 8 | 0
2020 | ENT_2_SPP_N | ENT | SPP_N | Internal | Summer | B6 | 300 | 1300 | 0 | 89.03 | 84.03 | 8 | 0
2020 | ENT_2_SPP_N | ENT | SPP_N | Internal | Summer | B7 | 400 | 1300 | 0 | 72.05 | 67.05 | 8 | 0
2020 | ENT_2_SPP_N | ENT | SPP_N | Internal | Summer | B8 | 500 | 1300 | 0 | 66.9 | 64.08 | 8 | 0
2020 | ENT_2_SPP_N | ENT | SPP_N | Internal | Summer | B9 | 800 | 1300 | 0 | 66.41 | 63.94 | 8 | 0
2020 | ENT_2_SPP_N | ENT | SPP_N | Internal | Summer | B10 | 1262 | 1300 | 0 | 64.19 | 62.68 | 8 | 0
2020 | ENT_2_SPP_N | ENT | SPP_N | Internal | Winter | B16 | 25 | 1300 | 0 | 83.69 | 70.72 | 8 | 0
2020 | ENT_2_SPP_N | ENT | SPP_N | Internal | Winter | B17 | 100 | 1300 | 0 | 70.99 | 68.09 | 8 | 0
2020 | ENT_2_SPP_N | ENT | SPP_N | Internal | Winter | B18 | 400 | 1300 | 0 | 70.52 | 66.17 | 8 | 0
2020 | ENT_2_SPP_N | ENT | SPP_N | Internal | Winter | B19 | 700 | 1300 | 0 | 70.39 | 65.39 | 8 | 0
2020 | ENT_2_SPP_N | ENT | SPP_N | Internal | Winter | B20 | 935 | 1300 | 0 | 68.12 | 63.1 | 8 | 0
2020 | ENT_2_SPP_S | ENT | SPP_S | Internal | Shoulder | B11 | 25 | 1300 | 0 | 85.49 | 70.83 | 8 | 0
2020 | ENT_2_SPP_S | ENT | SPP_S | Internal | Shoulder | B12 | 200 | 1300 | 0 | 68.27 | 65.5 | 8 | 0
2020 | ENT_2_SPP_S | ENT | SPP_S | Internal | Shoulder | B13 | 600 | 1300 | 0 | 67.77 | 65.35 | 8 | 0
2020 | ENT_2_SPP_S | ENT | SPP_S | Internal | Shoulder | B14 | 900 | 1300 | 0 | 67.69 | 62.71 | 8 | 0
2020 | ENT_2_SPP_S | ENT | SPP_S | Internal | Shoulder | B15 | 1203 | 1300 | 0 | 65.51 | 60.51 | 8 | 0
2020 | ENT_2_SPP_S | ENT | SPP_S | Internal | Summer | B1 | 10 | 1300 | 0 | 104.82 | 85.98 | 8 | 0
2020 | ENT_2_SPP_S | ENT | SPP_S | Internal | Summer | B2 | 25 | 1300 | 0 | 103.41 | 92.88 | 8 | 0
2020 | ENT_2_SPP_S | ENT | SPP_S | Internal | Summer | B3 | 75 | 1300 | 0 | 101.92 | 92.88 | 8 | 0
2020 | ENT_2_SPP_S | ENT | SPP_S | Internal | Summer | B4 | 100 | 1300 | 0 | 101.92 | 92.88 | 8 | 0
2020 | ENT_2_SPP_S | ENT | SPP_S | Internal | Summer | B5 | 200 | 1300 | 0 | 97.89 | 92.88 | 8 | 0
2020 | ENT_2_SPP_S | ENT | SPP_S | Internal | Summer | B6 | 300 | 1300 | 0 | 89.03 | 84.04 | 8 | 0
2020 | ENT_2_SPP_S | ENT | SPP_S | Internal | Summer | B7 | 400 | 1300 | 0 | 72.05 | 67.06 | 8 | 0
2020 | ENT_2_SPP_S | ENT | SPP_S | Internal | Summer | B8 | 500 | 1300 | 0 | 66.9 | 64.09 | 8 | 0
2020 | ENT_2_SPP_S | ENT | SPP_S | Internal | Summer | B9 | 800 | 1300 | 0 | 66.41 | 63.95 | 8 | 0
2020 | ENT_2_SPP_S | ENT | SPP_S | Internal | Summer | B10 | 1262 | 1300 | 0 | 64.19 | 62.71 | 8 | 0
2020 | ENT_2_SPP_S | ENT | SPP_S | Internal | Winter | B16 | 25 | 1300 | 0 | 83.69 | 70.71 | 8 | 0
2020 | ENT_2_SPP_S | ENT | SPP_S | Internal | Winter | B17 | 100 | 1300 | 0 | 70.99 | 68.1 | 8 | 0
2020 | ENT_2_SPP_S | ENT | SPP_S | Internal | Winter | B18 | 400 | 1300 | 0 | 70.52 | 66.18 | 8 | 0
2020 | ENT_2_SPP_S | ENT | SPP_S | Internal | Winter | B19 | 700 | 1300 | 0 | 70.39 | 65.4 | 8 | 0
2020 | ENT_2_SPP_S | ENT | SPP_S | Internal | Winter | B20 | 935 | 1300 | 0 | 68.12 | 63.12 | 8 | 0
2020 | ENT_2_TVA_Transmission | ENT | TVA_Transmission | Internal | Shoulder | B11 | 25 | 2100 | 0 | 85.49 | 92.32 | 8 | 0
2020 | ENT_2_TVA_Transmission | ENT | TVA_Transmission | Internal | Shoulder | B12 | 200 | 2100 | 0 | 68.27 | 73.89 | 8 | 0
2020 | ENT_2_TVA_Transmission | ENT | TVA_Transmission | Internal | Shoulder | B13 | 600 | 2100 | 0 | 67.77 | 71.8 | 8 | 0
2020 | ENT_2_TVA_Transmission | ENT | TVA_Transmission | Internal | Shoulder | B14 | 900 | 2100 | 0 | 67.69 | 69.93 | 8 | 0
2020 | ENT_2_TVA_Transmission | ENT | TVA_Transmission | Internal | Shoulder | B15 | 1203 | 2100 | 0 | 65.51 | 68.84 | 8 | 0
2020 | ENT_2_TVA_Transmission | ENT | TVA_Transmission | Internal | Summer | B1 | 10 | 2100 | 530.53 | 104.82 | 112.82 | 8 | 0
2020 | ENT_2_TVA_Transmission | ENT | TVA_Transmission | Internal | Summer | B2 | 25 | 2100 | 242.57 | 103.41 | 111.41 | 8 | 0
2020 | ENT_2_TVA_Transmission | ENT | TVA_Transmission | Internal | Summer | B3 | 75 | 2100 | 0 | 101.92 | 107.15 | 8 | 0
2020 | ENT_2_TVA_Transmission | ENT | TVA_Transmission | Internal | Summer | B4 | 100 | 2100 | 0 | 101.92 | 107.15 | 8 | 0
2020 | ENT_2_TVA_Transmission | ENT | TVA_Transmission | Internal | Summer | B5 | 200 | 2100 | 0 | 97.89 | 97.56 | 8 | 0
2020 | ENT_2_TVA_Transmission | ENT | TVA_Transmission | Internal | Summer | B6 | 300 | 2100 | 0 | 89.03 | 89.15 | 8 | 0
2020 | ENT_2_TVA_Transmission | ENT | TVA_Transmission | Internal | Summer | B7 | 400 | 2100 | 0 | 72.05 | 74.36 | 8 | 0
2020 | ENT_2_TVA_Transmission | ENT | TVA_Transmission | Internal | Summer | B8 | 500 | 2100 | 0 | 66.9 | 69.11 | 8 | 0
2020 | ENT_2_TVA_Transmission | ENT | TVA_Transmission | Internal | Summer | B9 | 800 | 2100 | 0 | 66.41 | 67.53 | 8 | 0
2020 | ENT_2_TVA_Transmission | ENT | TVA_Transmission | Internal | Summer | B10 | 1262 | 2100 | 0 | 64.19 | 64.84 | 8 | 0
2020 | ENT_2_TVA_Transmission | ENT | TVA_Transmission | Internal | Winter | B16 | 25 | 2100 | 2100 | 83.69 | 94.88 | 8 | 3.19
2020 | ENT_2_TVA_Transmission | ENT | TVA_Transmission | Internal | Winter | B17 | 100 | 2100 | 0 | 70.99 | 78.83 | 8 | 0
2020 | ENT_2_TVA_Transmission | ENT | TVA_Transmission | Internal | Winter | B18 | 400 | 2100 | 0 | 70.52 | 74.78 | 8 | 0
2020 | ENT_2_TVA_Transmission | ENT | TVA_Transmission | Internal | Winter | B19 | 700 | 2100 | 0 | 70.39 | 72.59 | 8 | 0
2020 | ENT_2_TVA_Transmission | ENT | TVA_Transmission | Internal | Winter | B20 | 935 | 2100 | 0 | 68.12 | 70.71 | 8 | 0
2020 | FRCC_2_SOCO | FRCC | SOCO | Internal | Shoulder | B11 | 25 | 900 | 0 | 114.93 | 100.46 | 8 | 0
2020 | FRCC_2_SOCO | FRCC | SOCO | Internal | Shoulder | B12 | 200 | 900 | 0 | 76.64 | 76.25 | 8 | 0
2020 | FRCC_2_SOCO | FRCC | SOCO | Internal | Shoulder | B13 | 600 | 900 | 0 | 75.45 | 69.83 | 8 | 0
2020 | FRCC_2_SOCO | FRCC | SOCO | Internal | Shoulder | B14 | 900 | 900 | 0 | 72.31 | 69.83 | 8 | 0
2020 | FRCC_2_SOCO | FRCC | SOCO | Internal | Shoulder | B15 | 1203 | 900 | 0 | 72.31 | 67.38 | 8 | 0
2020 | FRCC_2_SOCO | FRCC | SOCO | Internal | Summer | B1 | 10 | 900 | 0 | 122.12 | 112.12 | 8 | 0
2020 | FRCC_2_SOCO | FRCC | SOCO | Internal | Summer | B2 | 25 | 900 | 0 | 116.56 | 111.41 | 8 | 0
2020 | FRCC_2_SOCO | FRCC | SOCO | Internal | Summer | B3 | 75 | 900 | 0 | 116.56 | 109.92 | 8 | 0
2020 | FRCC_2_SOCO | FRCC | SOCO | Internal | Summer | B4 | 100 | 900 | 0 | 116.56 | 109.92 | 8 | 0
2020 | FRCC_2_SOCO | FRCC | SOCO | Internal | Summer | B5 | 200 | 900 | 0 | 116.56 | 106.56 | 8 | 0
2020 | FRCC_2_SOCO | FRCC | SOCO | Internal | Summer | B6 | 300 | 900 | 0 | 107.03 | 97.03 | 8 | 0
2020 | FRCC_2_SOCO | FRCC | SOCO | Internal | Summer | B7 | 400 | 900 | 0 | 93.36 | 83.36 | 8 | 0
2020 | FRCC_2_SOCO | FRCC | SOCO | Internal | Summer | B8 | 500 | 900 | 0 | 74.69 | 77 | 8 | 0
2020 | FRCC_2_SOCO | FRCC | SOCO | Internal | Summer | B9 | 800 | 900 | 0 | 73.45 | 74.41 | 8 | 0
2020 | FRCC_2_SOCO | FRCC | SOCO | Internal | Summer | B10 | 1262 | 900 | 0 | 71.58 | 66.11 | 8 | 0
2020 | FRCC_2_SOCO | FRCC | SOCO | Internal | Winter | B16 | 25 | 900 | 0 | 113.88 | 103.88 | 8 | 0
2020 | FRCC_2_SOCO | FRCC | SOCO | Internal | Winter | B17 | 100 | 900 | 0 | 77.79 | 77.68 | 8 | 0
2020 | FRCC_2_SOCO | FRCC | SOCO | Internal | Winter | B18 | 400 | 900 | 0 | 77.79 | 72.73 | 8 | 0
2020 | FRCC_2_SOCO | FRCC | SOCO | Internal | Winter | B19 | 700 | 900 | 0 | 74.54 | 72.73 | 8 | 0
2020 | FRCC_2_SOCO | FRCC | SOCO | Internal | Winter | B20 | 935 | 900 | 0 | 74.54 | 69.99 | 8 | 0
2020 | HQ_NEISO_2_NEISO | HQ_NEISO | NEISO | Internal | Shoulder | B11 | 25 | 99999 | 2920 | 61.5 | 61.51 | 0.01 | 0
2020 | HQ_NEISO_2_NEISO | HQ_NEISO | NEISO | Internal | Shoulder | B12 | 200 | 99999 | 2920 | 61.5 | 61.51 | 0.01 | 0
2020 | HQ_NEISO_2_NEISO | HQ_NEISO | NEISO | Internal | Shoulder | B13 | 600 | 99999 | 2920 | 59.64 | 59.66 | 0.01 | 0
2020 | HQ_NEISO_2_NEISO | HQ_NEISO | NEISO | Internal | Shoulder | B14 | 900 | 99999 | 2920 | 59.64 | 59.66 | 0.01 | 0
2020 | HQ_NEISO_2_NEISO | HQ_NEISO | NEISO | Internal | Shoulder | B15 | 1203 | 99999 | 1143.24 | 59.64 | 59.66 | 0.01 | 0
2020 | HQ_NEISO_2_NEISO | HQ_NEISO | NEISO | Internal | Summer | B1 | 10 | 99999 | 2920.1 | 95.81 | 95.82 | 0.01 | 0
2020 | HQ_NEISO_2_NEISO | HQ_NEISO | NEISO | Internal | Summer | B2 | 25 | 99999 | 2920.1 | 94.4 | 94.41 | 0.01 | 0
2020 | HQ_NEISO_2_NEISO | HQ_NEISO | NEISO | Internal | Summer | B3 | 75 | 99999 | 2920 | 80.54 | 80.55 | 0.01 | 0
2020 | HQ_NEISO_2_NEISO | HQ_NEISO | NEISO | Internal | Summer | B4 | 100 | 99999 | 2920 | 72.36 | 72.37 | 0.01 | 0
2020 | HQ_NEISO_2_NEISO | HQ_NEISO | NEISO | Internal | Summer | B5 | 200 | 99999 | 2920 | 58.62 | 58.63 | 0.01 | 0
2020 | HQ_NEISO_2_NEISO | HQ_NEISO | NEISO | Internal | Summer | B6 | 300 | 99999 | 2920 | 58.62 | 58.63 | 0.01 | 0
2020 | HQ_NEISO_2_NEISO | HQ_NEISO | NEISO | Internal | Summer | B7 | 400 | 99999 | 2920 | 58.62 | 58.63 | 0.01 | 0
2020 | HQ_NEISO_2_NEISO | HQ_NEISO | NEISO | Internal | Summer | B8 | 500 | 99999 | 2920 | 58.62 | 58.63 | 0.01 | 0
2020 | HQ_NEISO_2_NEISO | HQ_NEISO | NEISO | Internal | Summer | B9 | 800 | 99999 | 2920 | 58.62 | 58.63 | 0.01 | 0
2020 | HQ_NEISO_2_NEISO | HQ_NEISO | NEISO | Internal | Summer | B10 | 1262 | 99999 | 795.94 | 58.62 | 58.63 | 0.01 | 0
2020 | HQ_NEISO_2_NEISO | HQ_NEISO | NEISO | Internal | Winter | B16 | 25 | 99999 | 2920 | 70.43 | 70.44 | 0.01 | 0
2020 | HQ_NEISO_2_NEISO | HQ_NEISO | NEISO | Internal | Winter | B17 | 100 | 99999 | 2920 | 69.11 | 69.12 | 0.01 | 0
2020 | HQ_NEISO_2_NEISO | HQ_NEISO | NEISO | Internal | Winter | B18 | 400 | 99999 | 2920 | 67.26 | 67.27 | 0.01 | 0
2020 | HQ_NEISO_2_NEISO | HQ_NEISO | NEISO | Internal | Winter | B19 | 700 | 99999 | 2920 | 67.26 | 67.27 | 0.01 | 0
2020 | HQ_NEISO_2_NEISO | HQ_NEISO | NEISO | Internal | Winter | B20 | 935 | 99999 | 1233.58 | 67.26 | 67.27 | 0.01 | 0
2020 | HQ_NY_2_NYISO_A-F | HQ_NY | NYISO_A-F | Internal | Shoulder | B11 | 25 | 99999 | 1000 | 64.99 | 65.01 | 0.01 | 0
2020 | HQ_NY_2_NYISO_A-F | HQ_NY | NYISO_A-F | Internal | Shoulder | B12 | 200 | 99999 | 1000 | 64.5 | 64.51 | 0.01 | 0
2020 | HQ_NY_2_NYISO_A-F | HQ_NY | NYISO_A-F | Internal | Shoulder | B13 | 600 | 99999 | 1000 | 62.61 | 62.62 | 0.01 | 0
2020 | HQ_NY_2_NYISO_A-F | HQ_NY | NYISO_A-F | Internal | Shoulder | B14 | 900 | 99999 | 1000 | 61.65 | 61.66 | 0.01 | 0
2020 | HQ_NY_2_NYISO_A-F | HQ_NY | NYISO_A-F | Internal | Shoulder | B15 | 1203 | 99999 | 188.69 | 61.65 | 61.66 | 0.01 | 0
2020 | HQ_NY_2_NYISO_A-F | HQ_NY | NYISO_A-F | Internal | Summer | B1 | 10 | 99999 | 1000.1 | 92.81 | 92.82 | 0.01 | 0
2020 | HQ_NY_2_NYISO_A-F | HQ_NY | NYISO_A-F | Internal | Summer | B2 | 25 | 99999 | 1000.1 | 92.32 | 92.34 | 0.01 | 0
2020 | HQ_NY_2_NYISO_A-F | HQ_NY | NYISO_A-F | Internal | Summer | B3 | 75 | 99999 | 1000 | 83.54 | 83.55 | 0.01 | 0
2020 | HQ_NY_2_NYISO_A-F | HQ_NY | NYISO_A-F | Internal | Summer | B4 | 100 | 99999 | 1000 | 80.64 | 80.66 | 0.01 | 0
2020 | HQ_NY_2_NYISO_A-F | HQ_NY | NYISO_A-F | Internal | Summer | B5 | 200 | 99999 | 1000 | 80.64 | 80.66 | 0.01 | 0
2020 | HQ_NY_2_NYISO_A-F | HQ_NY | NYISO_A-F | Internal | Summer | B6 | 300 | 99999 | 1000 | 62.76 | 62.77 | 0.01 | 0
2020 | HQ_NY_2_NYISO_A-F | HQ_NY | NYISO_A-F | Internal | Summer | B7 | 400 | 99999 | 1000 | 61.6 | 61.61 | 0.01 | 0
2020 | HQ_NY_2_NYISO_A-F | HQ_NY | NYISO_A-F | Internal | Summer | B8 | 500 | 99999 | 1000 | 60.02 | 60.03 | 0.01 | 0
2020 | HQ_NY_2_NYISO_A-F | HQ_NY | NYISO_A-F | Internal | Summer | B9 | 800 | 99999 | 1000 | 58.7 | 58.71 | 0.01 | 0
2020 | HQ_NY_2_NYISO_A-F | HQ_NY | NYISO_A-F | Internal | Summer | B10 | 1262 | 99999 | 30.11 | 58.7 | 58.71 | 0.01 | 0
2020 | HQ_NY_2_NYISO_A-F | HQ_NY | NYISO_A-F | Internal | Winter | B16 | 25 | 99999 | 1000 | 72.95 | 72.97 | 0.01 | 0
2020 | HQ_NY_2_NYISO_A-F | HQ_NY | NYISO_A-F | Internal | Winter | B17 | 100 | 99999 | 1000 | 66.41 | 66.42 | 0.01 | 0
2020 | HQ_NY_2_NYISO_A-F | HQ_NY | NYISO_A-F | Internal | Winter | B18 | 400 | 99999 | 1000 | 66.41 | 66.42 | 0.01 | 0
2020 | HQ_NY_2_NYISO_A-F | HQ_NY | NYISO_A-F | Internal | Winter | B19 | 700 | 99999 | 1000 | 66.41 | 66.42 | 0.01 | 0
2020 | HQ_NY_2_NYISO_A-F | HQ_NY | NYISO_A-F | Internal | Winter | B20 | 935 | 99999 | 229.95 | 66.41 | 66.42 | 0.01 | 0
2020 | HQ_IESO_2_IESO | HQ_IESO | IESO | Internal | Shoulder | B11 | 25 | 99999 | 400 | 10.96 | 10.97 | 0.01 | 0
2020 | HQ_IESO_2_IESO | HQ_IESO | IESO | Internal | Shoulder | B12 | 200 | 99999 | 400 | 10.96 | 10.97 | 0.01 | 0
2020 | HQ_IESO_2_IESO | HQ_IESO | IESO | Internal | Shoulder | B13 | 600 | 99999 | 400 | 10.96 | 10.97 | 0.01 | 0
2020 | HQ_IESO_2_IESO | HQ_IESO | IESO | Internal | Shoulder | B14 | 900 | 99999 | 400 | 10.96 | 10.97 | 0.01 | 0
2020 | HQ_IESO_2_IESO | HQ_IESO | IESO | Internal | Shoulder | B15 | 1203 | 99999 | 75.48 | 10.96 | 10.97 | 0.01 | 0
2020 | HQ_IESO_2_IESO | HQ_IESO | IESO | Internal | Summer | B1 | 10 | 99999 | 400 | 10.96 | 10.97 | 0.01 | 0
2020 | HQ_IESO_2_IESO | HQ_IESO | IESO | Internal | Summer | B2 | 25 | 99999 | 400 | 10.96 | 10.97 | 0.01 | 0
2020 | HQ_IESO_2_IESO | HQ_IESO | IESO | Internal | Summer | B3 | 75 | 99999 | 400 | 10.96 | 10.97 | 0.01 | 0
2020 | HQ_IESO_2_IESO | HQ_IESO | IESO | Internal | Summer | B4 | 100 | 99999 | 400 | 10.96 | 10.97 | 0.01 | 0
2020 | HQ_IESO_2_IESO | HQ_IESO | IESO | Internal | Summer | B5 | 200 | 99999 | 400 | 10.96 | 10.97 | 0.01 | 0
2020 | HQ_IESO_2_IESO | HQ_IESO | IESO | Internal | Summer | B6 | 300 | 99999 | 400 | 10.96 | 10.97 | 0.01 | 0
2020 | HQ_IESO_2_IESO | HQ_IESO | IESO | Internal | Summer | B7 | 400 | 99999 | 400 | 10.96 | 10.97 | 0.01 | 0
2020 | HQ_IESO_2_IESO | HQ_IESO | IESO | Internal | Summer | B8 | 500 | 99999 | 400 | 10.96 | 10.97 | 0.01 | 0
2020 | HQ_IESO_2_IESO | HQ_IESO | IESO | Internal | Summer | B9 | 800 | 99999 | 400 | 10.96 | 10.97 | 0.01 | 0
2020 | HQ_IESO_2_IESO | HQ_IESO | IESO | Internal | Summer | B10 | 1262 | 99999 | 12.04 | 10.96 | 10.97 | 0.01 | 0
2020 | HQ_IESO_2_IESO | HQ_IESO | IESO | Internal | Winter | B16 | 25 | 99999 | 400 | 10.96 | 10.97 | 0.01 | 0
2020 | HQ_IESO_2_IESO | HQ_IESO | IESO | Internal | Winter | B17 | 100 | 99999 | 400 | 10.96 | 10.97 | 0.01 | 0
2020 | HQ_IESO_2_IESO | HQ_IESO | IESO | Internal | Winter | B18 | 400 | 99999 | 400 | 10.96 | 10.97 | 0.01 | 0
2020 | HQ_IESO_2_IESO | HQ_IESO | IESO | Internal | Winter | B19 | 700 | 99999 | 400 | 10.96 | 10.97 | 0.01 | 0
2020 | HQ_IESO_2_IESO | HQ_IESO | IESO | Internal | Winter | B20 | 935 | 99999 | 91.98 | 10.96 | 10.97 | 0.01 | 0
2020 | IESO_2_MAPP_CA | IESO | MAPP_CA | Internal | Shoulder | B11 | 25 | 262 | 262 | 10.97 | 66.5 | 7 | 48.53
2020 | IESO_2_MAPP_CA | IESO | MAPP_CA | Internal | Shoulder | B12 | 200 | 262 | 262 | 10.97 | 70.62 | 7 | 52.65
2020 | IESO_2_MAPP_CA | IESO | MAPP_CA | Internal | Shoulder | B13 | 600 | 262 | 262 | 10.97 | 68.12 | 7 | 50.15
2020 | IESO_2_MAPP_CA | IESO | MAPP_CA | Internal | Shoulder | B14 | 900 | 262 | 262 | 10.97 | 64.37 | 7 | 46.4
2020 | IESO_2_MAPP_CA | IESO | MAPP_CA | Internal | Shoulder | B15 | 1203 | 262 | 262 | 10.97 | 64.37 | 7 | 46.4
2020 | IESO_2_MAPP_CA | IESO | MAPP_CA | Internal | Summer | B1 | 10 | 262 | 262 | 10.97 | 90.82 | 7 | 72.85
2020 | IESO_2_MAPP_CA | IESO | MAPP_CA | Internal | Summer | B2 | 25 | 262 | 262 | 10.97 | 89.86 | 7 | 71.89
2020 | IESO_2_MAPP_CA | IESO | MAPP_CA | Internal | Summer | B3 | 75 | 262 | 262 | 10.97 | 89.86 | 7 | 71.89
2020 | IESO_2_MAPP_CA | IESO | MAPP_CA | Internal | Summer | B4 | 100 | 262 | 262 | 10.97 | 89.86 | 7 | 71.89
2020 | IESO_2_MAPP_CA | IESO | MAPP_CA | Internal | Summer | B5 | 200 | 262 | 262 | 10.97 | 89.86 | 7 | 71.89
2020 | IESO_2_MAPP_CA | IESO | MAPP_CA | Internal | Summer | B6 | 300 | 262 | 262 | 10.97 | 86 | 7 | 68.03
2020 | IESO_2_MAPP_CA | IESO | MAPP_CA | Internal | Summer | B7 | 400 | 262 | 262 | 10.97 | 67.58 | 7 | 49.61
2020 | IESO_2_MAPP_CA | IESO | MAPP_CA | Internal | Summer | B8 | 500 | 262 | 262 | 10.97 | 62.68 | 7 | 44.71
2020 | IESO_2_MAPP_CA | IESO | MAPP_CA | Internal | Summer | B9 | 800 | 262 | 262 | 10.97 | 62.68 | 7 | 44.71
2020 | IESO_2_MAPP_CA | IESO | MAPP_CA | Internal | Summer | B10 | 1262 | 262 | 262 | 10.97 | 62.68 | 7 | 44.71
2020 | IESO_2_MAPP_CA | IESO | MAPP_CA | Internal | Winter | B16 | 25 | 262 | 262 | 10.97 | 86.86 | 7 | 68.89
2020 | IESO_2_MAPP_CA | IESO | MAPP_CA | Internal | Winter | B17 | 100 | 262 | 262 | 10.97 | 73.08 | 7 | 55.11
2020 | IESO_2_MAPP_CA | IESO | MAPP_CA | Internal | Winter | B18 | 400 | 262 | 262 | 10.97 | 71.15 | 7 | 53.18
2020 | IESO_2_MAPP_CA | IESO | MAPP_CA | Internal | Winter | B19 | 700 | 262 | 262 | 10.97 | 67.45 | 7 | 49.48
2020 | IESO_2_MAPP_CA | IESO | MAPP_CA | Internal | Winter | B20 | 935 | 262 | 262 | 10.97 | 67.45 | 7 | 49.48
2020 | IESO_2_MISO_MI | IESO | MISO_MI | Internal | Shoulder | B11 | 25 | 1840 | 1840 | 10.97 | 85.47 | 7 | 67.5
2020 | IESO_2_MISO_MI | IESO | MISO_MI | Internal | Shoulder | B12 | 200 | 1840 | 1840 | 10.97 | 70.64 | 7 | 52.67
2020 | IESO_2_MISO_MI | IESO | MISO_MI | Internal | Shoulder | B13 | 600 | 1840 | 1840 | 10.97 | 68.15 | 7 | 50.18
2020 | IESO_2_MISO_MI | IESO | MISO_MI | Internal | Shoulder | B14 | 900 | 1840 | 1840 | 10.97 | 64.53 | 7 | 46.56
2020 | IESO_2_MISO_MI | IESO | MISO_MI | Internal | Shoulder | B15 | 1203 | 1840 | 1840 | 10.97 | 61.83 | 7 | 43.86
2020 | IESO_2_MISO_MI | IESO | MISO_MI | Internal | Summer | B1 | 10 | 1840 | 1840 | 10.97 | 104.82 | 7 | 86.85
2020 | IESO_2_MISO_MI | IESO | MISO_MI | Internal | Summer | B2 | 25 | 1840 | 1840 | 10.97 | 103.42 | 7 | 85.45
2020 | IESO_2_MISO_MI | IESO | MISO_MI | Internal | Summer | B3 | 75 | 1840 | 1840 | 10.97 | 99.87 | 7 | 81.9
2020 | IESO_2_MISO_MI | IESO | MISO_MI | Internal | Summer | B4 | 100 | 1840 | 1840 | 10.97 | 99.16 | 7 | 81.19
2020 | IESO_2_MISO_MI | IESO | MISO_MI | Internal | Summer | B5 | 200 | 1840 | 1840 | 10.97 | 89.56 | 7 | 71.59
2020 | IESO_2_MISO_MI | IESO | MISO_MI | Internal | Summer | B6 | 300 | 1840 | 1840 | 10.97 | 81.38 | 7 | 63.41
2020 | IESO_2_MISO_MI | IESO | MISO_MI | Internal | Summer | B7 | 400 | 1840 | 1840 | 10.97 | 67.6 | 7 | 49.63
2020 | IESO_2_MISO_MI | IESO | MISO_MI | Internal | Summer | B8 | 500 | 1840 | 1840 | 10.97 | 62.45 | 7 | 44.48
2020 | IESO_2_MISO_MI | IESO | MISO_MI | Internal | Summer | B9 | 800 | 1840 | 1840 | 10.97 | 60.83 | 7 | 42.86
2020 | IESO_2_MISO_MI | IESO | MISO_MI | Internal | Summer | B10 | 1262 | 1840 | 1840 | 10.97 | 59.25 | 7 | 41.28
2020 | IESO_2_MISO_MI | IESO | MISO_MI | Internal | Winter | B16 | 25 | 1840 | 1840 | 10.97 | 86.88 | 7 | 68.91
2020 | IESO_2_MISO_MI | IESO | MISO_MI | Internal | Winter | B17 | 100 | 1840 | 1840 | 10.97 | 73.1 | 7 | 55.13
2020 | IESO_2_MISO_MI | IESO | MISO_MI | Internal | Winter | B18 | 400 | 1840 | 1840 | 10.97 | 71.17 | 7 | 53.2
2020 | IESO_2_MISO_MI | IESO | MISO_MI | Internal | Winter | B19 | 700 | 1840 | 1840 | 10.97 | 67.46 | 7 | 49.49
2020 | IESO_2_MISO_MI | IESO | MISO_MI | Internal | Winter | B20 | 935 | 1840 | 1840 | 10.97 | 63.38 | 7 | 45.41
2020 | IESO_2_MISO_W | IESO | MISO_W | Internal | Shoulder | B11 | 25 | 140 | 140 | 10.97 | 85.47 | 7 | 67.5
2020 | IESO_2_MISO_W | IESO | MISO_W | Internal | Shoulder | B12 | 200 | 140 | 140 | 10.97 | 70.63 | 7 | 52.66
2020 | IESO_2_MISO_W | IESO | MISO_W | Internal | Shoulder | B13 | 600 | 140 | 140 | 10.97 | 68.13 | 7 | 50.16
2020 | IESO_2_MISO_W | IESO | MISO_W | Internal | Shoulder | B14 | 900 | 140 | 140 | 10.97 | 64.52 | 7 | 46.55
2020 | IESO_2_MISO_W | IESO | MISO_W | Internal | Shoulder | B15 | 1203 | 140 | 140 | 10.97 | 63.19 | 7 | 45.22
2020 | IESO_2_MISO_W | IESO | MISO_W | Internal | Summer | B1 | 10 | 140 | 140 | 10.97 | 104.82 | 7 | 86.85
2020 | IESO_2_MISO_W | IESO | MISO_W | Internal | Summer | B2 | 25 | 140 | 140 | 10.97 | 103.42 | 7 | 85.45
2020 | IESO_2_MISO_W | IESO | MISO_W | Internal | Summer | B3 | 75 | 140 | 140 | 10.97 | 102.55 | 7 | 84.58
2020 | IESO_2_MISO_W | IESO | MISO_W | Internal | Summer | B4 | 100 | 140 | 140 | 10.97 | 101.89 | 7 | 83.92
2020 | IESO_2_MISO_W | IESO | MISO_W | Internal | Summer | B5 | 200 | 140 | 140 | 10.97 | 97.88 | 7 | 79.91
2020 | IESO_2_MISO_W | IESO | MISO_W | Internal | Summer | B6 | 300 | 140 | 140 | 10.97 | 86.02 | 7 | 68.05
2020 | IESO_2_MISO_W | IESO | MISO_W | Internal | Summer | B7 | 400 | 140 | 140 | 10.97 | 67.6 | 7 | 49.63
2020 | IESO_2_MISO_W | IESO | MISO_W | Internal | Summer | B8 | 500 | 140 | 140 | 10.97 | 63.03 | 7 | 45.06
2020 | IESO_2_MISO_W | IESO | MISO_W | Internal | Summer | B9 | 800 | 140 | 140 | 10.97 | 62.69 | 7 | 44.72
2020 | IESO_2_MISO_W | IESO | MISO_W | Internal | Summer | B10 | 1262 | 140 | 140 | 10.97 | 62.67 | 7 | 44.7
2020 | IESO_2_MISO_W | IESO | MISO_W | Internal | Winter | B16 | 25 | 140 | 140 | 10.97 | 86.87 | 7 | 68.9
2020 | IESO_2_MISO_W | IESO | MISO_W | Internal | Winter | B17 | 100 | 140 | 140 | 10.97 | 73.09 | 7 | 55.12
2020 | IESO_2_MISO_W | IESO | MISO_W | Internal | Winter | B18 | 400 | 140 | 140 | 10.97 | 71.16 | 7 | 53.19
2020 | IESO_2_MISO_W | IESO | MISO_W | Internal | Winter | B19 | 700 | 140 | 140 | 10.97 | 67.46 | 7 | 49.49
2020 | IESO_2_MISO_W | IESO | MISO_W | Internal | Winter | B20 | 935 | 140 | 140 | 10.97 | 63.39 | 7 | 45.42
2020 | IESO_2_NYISO_A-F | IESO | NYISO_A-F | Internal | Shoulder | B11 | 25 | 1725 | 1725 | 10.97 | 65.01 | 7 | 47.04
2020 | IESO_2_NYISO_A-F | IESO | NYISO_A-F | Internal | Shoulder | B12 | 200 | 1725 | 1725 | 10.97 | 64.51 | 7 | 46.54
2020 | IESO_2_NYISO_A-F | IESO | NYISO_A-F | Internal | Shoulder | B13 | 600 | 1725 | 1725 | 10.97 | 62.62 | 7 | 44.65
2020 | IESO_2_NYISO_A-F | IESO | NYISO_A-F | Internal | Shoulder | B14 | 900 | 1725 | 1725 | 10.97 | 61.66 | 7 | 43.69
2020 | IESO_2_NYISO_A-F | IESO | NYISO_A-F | Internal | Shoulder | B15 | 1203 | 1725 | 1725 | 10.97 | 61.66 | 7 | 43.69
2020 | IESO_2_NYISO_A-F | IESO | NYISO_A-F | Internal | Summer | B1 | 10 | 1725 | 1725 | 10.97 | 92.82 | 7 | 74.85
2020 | IESO_2_NYISO_A-F | IESO | NYISO_A-F | Internal | Summer | B2 | 25 | 1725 | 1725 | 10.97 | 92.34 | 7 | 74.37
2020 | IESO_2_NYISO_A-F | IESO | NYISO_A-F | Internal | Summer | B3 | 75 | 1725 | 1725 | 10.97 | 83.55 | 7 | 65.58
2020 | IESO_2_NYISO_A-F | IESO | NYISO_A-F | Internal | Summer | B4 | 100 | 1725 | 1725 | 10.97 | 80.66 | 7 | 62.69
2020 | IESO_2_NYISO_A-F | IESO | NYISO_A-F | Internal | Summer | B5 | 200 | 1725 | 1725 | 10.97 | 80.66 | 7 | 62.69
2020 | IESO_2_NYISO_A-F | IESO | NYISO_A-F | Internal | Summer | B6 | 300 | 1725 | 1725 | 10.97 | 62.77 | 7 | 44.8
2020 | IESO_2_NYISO_A-F | IESO | NYISO_A-F | Internal | Summer | B7 | 400 | 1725 | 1725 | 10.97 | 61.61 | 7 | 43.64
2020 | IESO_2_NYISO_A-F | IESO | NYISO_A-F | Internal | Summer | B8 | 500 | 1725 | 1725 | 10.97 | 60.03 | 7 | 42.06
2020 | IESO_2_NYISO_A-F | IESO | NYISO_A-F | Internal | Summer | B9 | 800 | 1725 | 1725 | 10.97 | 58.71 | 7 | 40.74
2020 | IESO_2_NYISO_A-F | IESO | NYISO_A-F | Internal | Summer | B10 | 1262 | 1725 | 1725 | 10.97 | 58.71 | 7 | 40.74
2020 | IESO_2_NYISO_A-F | IESO | NYISO_A-F | Internal | Winter | B16 | 25 | 1725 | 1725 | 10.97 | 72.97 | 7 | 55
2020 | IESO_2_NYISO_A-F | IESO | NYISO_A-F | Internal | Winter | B17 | 100 | 1725 | 1725 | 10.97 | 66.42 | 7 | 48.45
2020 | IESO_2_NYISO_A-F | IESO | NYISO_A-F | Internal | Winter | B18 | 400 | 1725 | 1725 | 10.97 | 66.42 | 7 | 48.45
2020 | IESO_2_NYISO_A-F | IESO | NYISO_A-F | Internal | Winter | B19 | 700 | 1725 | 1725 | 10.97 | 66.42 | 7 | 48.45
2020 | IESO_2_NYISO_A-F | IESO | NYISO_A-F | Internal | Winter | B20 | 935 | 1725 | 1725 | 10.97 | 66.42 | 7 | 48.45
2020 | MAPP_CA_2_MAPP_US | MAPP_CA | MAPP_US | Internal | Shoulder | B11 | 25 | 372 | 112.53 | 66.5 | 73.5 | 7 | 0
2020 | MAPP_CA_2_MAPP_US | MAPP_CA | MAPP_US | Internal | Shoulder | B12 | 200 | 372 | 0 | 70.62 | 63.62 | 7 | 0
2020 | MAPP_CA_2_MAPP_US | MAPP_CA | MAPP_US | Internal | Shoulder | B13 | 600 | 372 | 0 | 68.12 | 60.3 | 7 | 0
2020 | MAPP_CA_2_MAPP_US | MAPP_CA | MAPP_US | Internal | Shoulder | B14 | 900 | 372 | 0 | 64.37 | 57.52 | 7 | 0
2020 | MAPP_CA_2_MAPP_US | MAPP_CA | MAPP_US | Internal | Shoulder | B15 | 1203 | 372 | 0 | 64.37 | 56.19 | 7 | 0
2020 | MAPP_CA_2_MAPP_US | MAPP_CA | MAPP_US | Internal | Summer | B1 | 10 | 372 | 290.36 | 90.82 | 97.82 | 7 | 0
2020 | MAPP_CA_2_MAPP_US | MAPP_CA | MAPP_US | Internal | Summer | B2 | 25 | 372 | 0 | 89.86 | 96.42 | 7 | 0
2020 | MAPP_CA_2_MAPP_US | MAPP_CA | MAPP_US | Internal | Summer | B3 | 75 | 372 | 0 | 89.86 | 95.55 | 7 | 0
2020 | MAPP_CA_2_MAPP_US | MAPP_CA | MAPP_US | Internal | Summer | B4 | 100 | 372 | 0 | 89.86 | 94.89 | 7 | 0
2020 | MAPP_CA_2_MAPP_US | MAPP_CA | MAPP_US | Internal | Summer | B5 | 200 | 372 | 0 | 89.86 | 90.88 | 7 | 0
2020 | MAPP_CA_2_MAPP_US | MAPP_CA | MAPP_US | Internal | Summer | B6 | 300 | 372 | 0 | 86 | 79.02 | 7 | 0
2020 | MAPP_CA_2_MAPP_US | MAPP_CA | MAPP_US | Internal | Summer | B7 | 400 | 372 | 0 | 67.58 | 60.6 | 7 | 0
2020 | MAPP_CA_2_MAPP_US | MAPP_CA | MAPP_US | Internal | Summer | B8 | 500 | 372 | 0 | 62.68 | 56.03 | 7 | 0
2020 | MAPP_CA_2_MAPP_US | MAPP_CA | MAPP_US | Internal | Summer | B9 | 800 | 372 | 0 | 62.68 | 56.03 | 7 | 0
2020 | MAPP_CA_2_MAPP_US | MAPP_CA | MAPP_US | Internal | Summer | B10 | 1262 | 372 | 0 | 62.68 | 55.67 | 7 | 0
2020 | MAPP_CA_2_MAPP_US | MAPP_CA | MAPP_US | Internal | Winter | B16 | 25 | 372 | 0 | 86.86 | 63.71 | 7 | 0
2020 | MAPP_CA_2_MAPP_US | MAPP_CA | MAPP_US | Internal | Winter | B17 | 100 | 372 | 0 | 73.08 | 61.09 | 7 | 0
2020 | MAPP_CA_2_MAPP_US | MAPP_CA | MAPP_US | Internal | Winter | B18 | 400 | 372 | 0 | 71.15 | 60.46 | 7 | 0
2020 | MAPP_CA_2_MAPP_US | MAPP_CA | MAPP_US | Internal | Winter | B19 | 700 | 372 | 0 | 67.45 | 60.46 | 7 | 0
2020 | MAPP_CA_2_MAPP_US | MAPP_CA | MAPP_US | Internal | Winter | B20 | 935 | 372 | 0 | 67.45 | 56.39 | 7 | 0
2020 | MAPP_CA_2_MISO_W | MAPP_CA | MISO_W | Internal | Shoulder | B11 | 25 | 2196 | 2196 | 66.5 | 85.47 | 0.01 | 18.96
2020 | MAPP_CA_2_MISO_W | MAPP_CA | MISO_W | Internal | Shoulder | B12 | 200 | 2196 | 2066.57 | 70.62 | 70.63 | 0.01 | 0
2020 | MAPP_CA_2_MISO_W | MAPP_CA | MISO_W | Internal | Shoulder | B13 | 600 | 2196 | 2192.49 | 68.12 | 68.13 | 0.01 | 0
2020 | MAPP_CA_2_MISO_W | MAPP_CA | MISO_W | Internal | Shoulder | B14 | 900 | 2196 | 2196 | 64.37 | 64.52 | 0.01 | 0.14
2020 | MAPP_CA_2_MISO_W | MAPP_CA | MISO_W | Internal | Shoulder | B15 | 1203 | 2196 | 0 | 64.37 | 63.19 | 0.01 | 0
2020 | MAPP_CA_2_MISO_W | MAPP_CA | MISO_W | Internal | Summer | B1 | 10 | 2196 | 2196 | 90.82 | 104.82 | 0.01 | 13.99
2020 | MAPP_CA_2_MISO_W | MAPP_CA | MISO_W | Internal | Summer | B2 | 25 | 2196 | 2196 | 89.86 | 103.42 | 0.01 | 13.55
2020 | MAPP_CA_2_MISO_W | MAPP_CA | MISO_W | Internal | Summer | B3 | 75 | 2196 | 2196 | 89.86 | 102.55 | 0.01 | 12.68
2020 | MAPP_CA_2_MISO_W | MAPP_CA | MISO_W | Internal | Summer | B4 | 100 | 2196 | 2196 | 89.86 | 101.89 | 0.01 | 12.01
2020 | MAPP_CA_2_MISO_W | MAPP_CA | MISO_W | Internal | Summer | B5 | 200 | 2196 | 2196 | 89.86 | 97.88 | 0.01 | 8
2020 | MAPP_CA_2_MISO_W | MAPP_CA | MISO_W | Internal | Summer | B6 | 300 | 2196 | 2060.99 | 86 | 86.02 | 0.01 | 0
2020 | MAPP_CA_2_MISO_W | MAPP_CA | MISO_W | Internal | Summer | B7 | 400 | 2196 | 2155.53 | 67.58 | 67.6 | 0.01 | 0
2020 | MAPP_CA_2_MISO_W | MAPP_CA | MISO_W | Internal | Summer | B8 | 500 | 2196 | 2196 | 62.68 | 63.03 | 0.01 | 0.34
2020 | MAPP_CA_2_MISO_W | MAPP_CA | MISO_W | Internal | Summer | B9 | 800 | 2196 | 1938.63 | 62.68 | 62.69 | 0.01 | 0
2020 | MAPP_CA_2_MISO_W | MAPP_CA | MISO_W | Internal | Summer | B10 | 1262 | 2196 | 0 | 62.68 | 62.67 | 0.01 | 0
2020 | MAPP_CA_2_MISO_W | MAPP_CA | MISO_W | Internal | Winter | B16 | 25 | 2196 | 1470.1 | 86.86 | 86.87 | 0.01 | 0
2020 | MAPP_CA_2_MISO_W | MAPP_CA | MISO_W | Internal | Winter | B17 | 100 | 2196 | 1347.26 | 73.08 | 73.09 | 0.01 | 0
2020 | MAPP_CA_2_MISO_W | MAPP_CA | MISO_W | Internal | Winter | B18 | 400 | 2196 | 1432.21 | 71.15 | 71.16 | 0.01 | 0
2020 | MAPP_CA_2_MISO_W | MAPP_CA | MISO_W | Internal | Winter | B19 | 700 | 2196 | 1281.12 | 67.45 | 67.46 | 0.01 | 0
2020 | MAPP_CA_2_MISO_W | MAPP_CA | MISO_W | Internal | Winter | B20 | 935 | 2196 | 0 | 67.45 | 63.39 | 0.01 | 0
2020 | MAPP_US_2_MAPP_CA | MAPP_US | MAPP_CA | Internal | Shoulder | B11 | 25 | 165 | 0 | 73.5 | 66.5 | 7 | 0
2020 | MAPP_US_2_MAPP_CA | MAPP_US | MAPP_CA | Internal | Shoulder | B12 | 200 | 165 | 110.94 | 63.62 | 70.62 | 7 | 0
2020 | MAPP_US_2_MAPP_CA | MAPP_US | MAPP_CA | Internal | Shoulder | B13 | 600 | 165 | 165 | 60.3 | 68.12 | 7 | 0.82
2020 | MAPP_US_2_MAPP_CA | MAPP_US | MAPP_CA | Internal | Shoulder | B14 | 900 | 165 | 0 | 57.52 | 64.37 | 7 | 0
2020 | MAPP_US_2_MAPP_CA | MAPP_US | MAPP_CA | Internal | Shoulder | B15 | 1203 | 165 | 165 | 56.19 | 64.37 | 7 | 1.19
2020 | MAPP_US_2_MAPP_CA | MAPP_US | MAPP_CA | Internal | Summer | B1 | 10 | 165 | 0 | 97.82 | 90.82 | 7 | 0
2020 | MAPP_US_2_MAPP_CA | MAPP_US | MAPP_CA | Internal | Summer | B2 | 25 | 165 | 0 | 96.42 | 89.86 | 7 | 0
2020 | MAPP_US_2_MAPP_CA | MAPP_US | MAPP_CA | Internal | Summer | B3 | 75 | 165 | 0 | 95.55 | 89.86 | 7 | 0
2020 | MAPP_US_2_MAPP_CA | MAPP_US | MAPP_CA | Internal | Summer | B4 | 100 | 165 | 0 | 94.89 | 89.86 | 7 | 0
2020 | MAPP_US_2_MAPP_CA | MAPP_US | MAPP_CA | Internal | Summer | B5 | 200 | 165 | 0 | 90.88 | 89.86 | 7 | 0
2020 | MAPP_US_2_MAPP_CA | MAPP_US | MAPP_CA | Internal | Summer | B6 | 300 | 165 | 0 | 79.02 | 86 | 7 | 0
2020 | MAPP_US_2_MAPP_CA | MAPP_US | MAPP_CA | Internal | Summer | B7 | 400 | 165 | 0 | 60.6 | 67.58 | 7 | 0
2020 | MAPP_US_2_MAPP_CA | MAPP_US | MAPP_CA | Internal | Summer | B8 | 500 | 165 | 0 | 56.03 | 62.68 | 7 | 0
2020 | MAPP_US_2_MAPP_CA | MAPP_US | MAPP_CA | Internal | Summer | B9 | 800 | 165 | 0 | 56.03 | 62.68 | 7 | 0
2020 | MAPP_US_2_MAPP_CA | MAPP_US | MAPP_CA | Internal | Summer | B10 | 1262 | 165 | 165 | 55.67 | 62.68 | 7 | 0.01
2020 | MAPP_US_2_MAPP_CA | MAPP_US | MAPP_CA | Internal | Winter | B16 | 25 | 165 | 165 | 63.71 | 86.86 | 7 | 16.15
2020 | MAPP_US_2_MAPP_CA | MAPP_US | MAPP_CA | Internal | Winter | B17 | 100 | 165 | 165 | 61.09 | 73.08 | 7 | 4.99
2020 | MAPP_US_2_MAPP_CA | MAPP_US | MAPP_CA | Internal | Winter | B18 | 400 | 165 | 165 | 60.46 | 71.15 | 7 | 3.68
2020 | MAPP_US_2_MAPP_CA | MAPP_US | MAPP_CA | Internal | Winter | B19 | 700 | 165 | 0 | 60.46 | 67.45 | 7 | 0
2020 | MAPP_US_2_MAPP_CA | MAPP_US | MAPP_CA | Internal | Winter | B20 | 935 | 165 | 165 | 56.39 | 67.45 | 7 | 4.06
2020 | MAPP_US_2_MISO_W | MAPP_US | MISO_W | Internal | Shoulder | B11 | 25 | 2635 | 2635 | 73.5 | 85.47 | 7 | 4.98
2020 | MAPP_US_2_MISO_W | MAPP_US | MISO_W | Internal | Shoulder | B12 | 200 | 2635 | 2635 | 63.62 | 70.63 | 7 | 0.01
2020 | MAPP_US_2_MISO_W | MAPP_US | MISO_W | Internal | Shoulder | B13 | 600 | 2635 | 2635 | 60.3 | 68.13 | 7 | 0.84
2020 | MAPP_US_2_MISO_W | MAPP_US | MISO_W | Internal | Shoulder | B14 | 900 | 2635 | 1743.58 | 57.52 | 64.52 | 7 | 0
2020 | MAPP_US_2_MISO_W | MAPP_US | MISO_W | Internal | Shoulder | B15 | 1203 | 2635 | 1880.31 | 56.19 | 63.19 | 7 | 0
2020 | MAPP_US_2_MISO_W | MAPP_US | MISO_W | Internal | Summer | B1 | 10 | 2635 | 506.9 | 97.82 | 104.82 | 7 | 0
2020 | MAPP_US_2_MISO_W | MAPP_US | MISO_W | Internal | Summer | B2 | 25 | 2635 | 1483.39 | 96.42 | 103.42 | 7 | 0
2020 | MAPP_US_2_MISO_W | MAPP_US | MISO_W | Internal | Summer | B3 | 75 | 2635 | 707.85 | 95.55 | 102.55 | 7 | 0
2020 | MAPP_US_2_MISO_W | MAPP_US | MISO_W | Internal | Summer | B4 | 100 | 2635 | 1714.63 | 94.89 | 101.89 | 7 | 0
2020 | MAPP_US_2_MISO_W | MAPP_US | MISO_W | Internal | Summer | B5 | 200 | 2635 | 1756.32 | 90.88 | 97.88 | 7 | 0
2020 | MAPP_US_2_MISO_W | MAPP_US | MISO_W | Internal | Summer | B6 | 300 | 2635 | 1651.83 | 79.02 | 86.02 | 7 | 0
2020 | MAPP_US_2_MISO_W | MAPP_US | MISO_W | Internal | Summer | B7 | 400 | 2635 | 1582.51 | 60.6 | 67.6 | 7 | 0
2020 | MAPP_US_2_MISO_W | MAPP_US | MISO_W | Internal | Summer | B8 | 500 | 2635 | 317.12 | 56.03 | 63.03 | 7 | 0
2020 | MAPP_US_2_MISO_W | MAPP_US | MISO_W | Internal | Summer | B9 | 800 | 2635 | 0 | 56.03 | 62.69 | 7 | 0
2020 | MAPP_US_2_MISO_W | MAPP_US | MISO_W | Internal | Summer | B10 | 1262 | 2635 | 1158.74 | 55.67 | 62.67 | 7 | 0
2020 | MAPP_US_2_MISO_W | MAPP_US | MISO_W | Internal | Winter | B16 | 25 | 2635 | 2635 | 63.71 | 86.87 | 7 | 16.16
2020 | MAPP_US_2_MISO_W | MAPP_US | MISO_W | Internal | Winter | B17 | 100 | 2635 | 2635 | 61.09 | 73.09 | 7 | 5
2020 | MAPP_US_2_MISO_W | MAPP_US | MISO_W | Internal | Winter | B18 | 400 | 2635 | 2635 | 60.46 | 71.16 | 7 | 3.69
2020 | MAPP_US_2_MISO_W | MAPP_US | MISO_W | Internal | Winter | B19 | 700 | 2635 | 1790.5 | 60.46 | 67.46 | 7 | 0
2020 | MAPP_US_2_MISO_W | MAPP_US | MISO_W | Internal | Winter | B20 | 935 | 2635 | 1767.22 | 56.39 | 63.39 | 7 | 0
2020 | MAPP_US_2_NE | MAPP_US | NE | Internal | Shoulder | B11 | 25 | 2000 | 297.74 | 73.5 | 80.5 | 7 | 0
2020 | MAPP_US_2_NE | MAPP_US | NE | Internal | Shoulder | B12 | 200 | 2000 | 0 | 63.62 | 65.64 | 7 | 0
2020 | MAPP_US_2_NE | MAPP_US | NE | Internal | Shoulder | B13 | 600 | 2000 | 0 | 60.3 | 65.35 | 7 | 0
2020 | MAPP_US_2_NE | MAPP_US | NE | Internal | Shoulder | B14 | 900 | 2000 | 0 | 57.52 | 62.71 | 7 | 0
2020 | MAPP_US_2_NE | MAPP_US | NE | Internal | Shoulder | B15 | 1203 | 2000 | 0 | 56.19 | 60.51 | 7 | 0
2020 | MAPP_US_2_NE | MAPP_US | NE | Internal | Summer | B1 | 10 | 2000 | 1087.51 | 97.82 | 104.82 | 7 | 0
2020 | MAPP_US_2_NE | MAPP_US | NE | Internal | Summer | B2 | 25 | 2000 | 717.22 | 96.42 | 103.42 | 7 | 0
2020 | MAPP_US_2_NE | MAPP_US | NE | Internal | Summer | B3 | 75 | 2000 | 1377.92 | 95.55 | 102.55 | 7 | 0
2020 | MAPP_US_2_NE | MAPP_US | NE | Internal | Summer | B4 | 100 | 2000 | 678.97 | 94.89 | 101.89 | 7 | 0
2020 | MAPP_US_2_NE | MAPP_US | NE | Internal | Summer | B5 | 200 | 2000 | 476.5 | 90.88 | 97.88 | 7 | 0
2020 | MAPP_US_2_NE | MAPP_US | NE | Internal | Summer | B6 | 300 | 2000 | 233.91 | 79.02 | 86.02 | 7 | 0
2020 | MAPP_US_2_NE | MAPP_US | NE | Internal | Summer | B7 | 400 | 2000 | 543.82 | 60.6 | 67.6 | 7 | 0
2020 | MAPP_US_2_NE | MAPP_US | NE | Internal | Summer | B8 | 500 | 2000 | 2000 | 56.03 | 64.07 | 7 | 1.03
2020 | MAPP_US_2_NE | MAPP_US | NE | Internal | Summer | B9 | 800 | 2000 | 2000 | 56.03 | 63.58 | 7 | 0.55
2020 | MAPP_US_2_NE | MAPP_US | NE | Internal | Summer | B10 | 1262 | 2000 | 649.48 | 55.67 | 62.67 | 7 | 0
2020 | MAPP_US_2_NE | MAPP_US | NE | Internal | Winter | B16 | 25 | 2000 | 1839.15 | 63.71 | 70.71 | 7 | 0
2020 | MAPP_US_2_NE | MAPP_US | NE | Internal | Winter | B17 | 100 | 2000 | 758.94 | 61.09 | 68.09 | 7 | 0
2020 | MAPP_US_2_NE | MAPP_US | NE | Internal | Winter | B18 | 400 | 2000 | 0 | 60.46 | 66.16 | 7 | 0
2020 | MAPP_US_2_NE | MAPP_US | NE | Internal | Winter | B19 | 700 | 2000 | 0 | 60.46 | 65.38 | 7 | 0
2020 | MAPP_US_2_NE | MAPP_US | NE | Internal | Winter | B20 | 935 | 2000 | 0 | 56.39 | 63.09 | 7 | 0
2020 | MARITIMES_2_NEISO | MARITIMES | NEISO | Internal | Shoulder | B11 | 25 | 99999 | 1400 | 61.5 | 61.51 | 0.01 | 0
2020 | MARITIMES_2_NEISO | MARITIMES | NEISO | Internal | Shoulder | B12 | 200 | 99999 | 1400 | 61.5 | 61.51 | 0.01 | 0
2020 | MARITIMES_2_NEISO | MARITIMES | NEISO | Internal | Shoulder | B13 | 600 | 99999 | 1400 | 59.64 | 59.66 | 0.01 | 0
2020 | MARITIMES_2_NEISO | MARITIMES | NEISO | Internal | Shoulder | B14 | 900 | 99999 | 1400 | 59.64 | 59.66 | 0.01 | 0
2020 | MARITIMES_2_NEISO | MARITIMES | NEISO | Internal | Shoulder | B15 | 1203 | 99999 | 426.43 | 59.64 | 59.66 | 0.01 | 0
2020 | MARITIMES_2_NEISO | MARITIMES | NEISO | Internal | Summer | B1 | 10 | 99999 | 1400.1 | 95.81 | 95.82 | 0.01 | 0
2020 | MARITIMES_2_NEISO | MARITIMES | NEISO | Internal | Summer | B2 | 25 | 99999 | 1400.1 | 94.4 | 94.41 | 0.01 | 0
2020 | MARITIMES_2_NEISO | MARITIMES | NEISO | Internal | Summer | B3 | 75 | 99999 | 1400 | 80.54 | 80.55 | 0.01 | 0
2020 | MARITIMES_2_NEISO | MARITIMES | NEISO | Internal | Summer | B4 | 100 | 99999 | 1400 | 72.36 | 72.37 | 0.01 | 0
2020 | MARITIMES_2_NEISO | MARITIMES | NEISO | Internal | Summer | B5 | 200 | 99999 | 1400 | 58.62 | 58.63 | 0.01 | 0
2020 | MARITIMES_2_NEISO | MARITIMES | NEISO | Internal | Summer | B6 | 300 | 99999 | 1400 | 58.62 | 58.63 | 0.01 | 0
2020 | MARITIMES_2_NEISO | MARITIMES | NEISO | Internal | Summer | B7 | 400 | 99999 | 1400 | 58.62 | 58.63 | 0.01 | 0
2020 | MARITIMES_2_NEISO | MARITIMES | NEISO | Internal | Summer | B8 | 500 | 99999 | 1400 | 58.62 | 58.63 | 0.01 | 0
2020 | MARITIMES_2_NEISO | MARITIMES | NEISO | Internal | Summer | B9 | 800 | 99999 | 1400 | 58.62 | 58.63 | 0.01 | 0
2020 | MARITIMES_2_NEISO | MARITIMES | NEISO | Internal | Summer | B10 | 1262 | 99999 | 236.13 | 58.62 | 58.63 | 0.01 | 0
2020 | MARITIMES_2_NEISO | MARITIMES | NEISO | Internal | Winter | B16 | 25 | 99999 | 1400 | 70.43 | 70.44 | 0.01 | 0
2020 | MARITIMES_2_NEISO | MARITIMES | NEISO | Internal | Winter | B17 | 100 | 99999 | 1400 | 69.11 | 69.12 | 0.01 | 0
2020 | MARITIMES_2_NEISO | MARITIMES | NEISO | Internal | Winter | B18 | 400 | 99999 | 1400 | 67.26 | 67.27 | 0.01 | 0
2020 | MARITIMES_2_NEISO | MARITIMES | NEISO | Internal | Winter | B19 | 700 | 99999 | 1400 | 67.26 | 67.27 | 0.01 | 0
2020 | MARITIMES_2_NEISO | MARITIMES | NEISO | Internal | Winter | B20 | 935 | 99999 | 475.94 | 67.26 | 67.27 | 0.01 | 0
2020 | MISO_IN_2_MISO_MI | MISO_IN | MISO_MI | Internal | Shoulder | B11 | 25 | 5021 | 928.54 | 85.46 | 85.47 | 0.01 | 0
2020 | MISO_IN_2_MISO_MI | MISO_IN | MISO_MI | Internal | Shoulder | B12 | 200 | 5021 | 3857.1 | 70.63 | 70.64 | 0.01 | 0
2020 | MISO_IN_2_MISO_MI | MISO_IN | MISO_MI | Internal | Shoulder | B13 | 600 | 5021 | 3455.66 | 68.13 | 68.15 | 0.01 | 0
2020 | MISO_IN_2_MISO_MI | MISO_IN | MISO_MI | Internal | Shoulder | B14 | 900 | 5021 | 3694.61 | 64.52 | 64.53 | 0.01 | 0
2020 | MISO_IN_2_MISO_MI | MISO_IN | MISO_MI | Internal | Shoulder | B15 | 1203 | 5021 | 3724.11 | 61.82 | 61.83 | 0.01 | 0
2020 | MISO_IN_2_MISO_MI | MISO_IN | MISO_MI | Internal | Summer | B1 | 10 | 5021 | 1417.54 | 104.81 | 104.82 | 0.01 | 0
2020 | MISO_IN_2_MISO_MI | MISO_IN | MISO_MI | Internal | Summer | B2 | 25 | 5021 | 2122.19 | 103.41 | 103.42 | 0.01 | 0
2020 | MISO_IN_2_MISO_MI | MISO_IN | MISO_MI | Internal | Summer | B3 | 75 | 5021 | 1548.81 | 99.86 | 99.87 | 0.01 | 0
2020 | MISO_IN_2_MISO_MI | MISO_IN | MISO_MI | Internal | Summer | B4 | 100 | 5021 | 2044.21 | 99.15 | 99.16 | 0.01 | 0
2020 | MISO_IN_2_MISO_MI | MISO_IN | MISO_MI | Internal | Summer | B5 | 200 | 5021 | 2075.53 | 89.55 | 89.56 | 0.01 | 0
2020 | MISO_IN_2_MISO_MI | MISO_IN | MISO_MI | Internal | Summer | B6 | 300 | 5021 | 3389.84 | 81.36 | 81.38 | 0.01 | 0
2020 | MISO_IN_2_MISO_MI | MISO_IN | MISO_MI | Internal | Summer | B7 | 400 | 5021 | 4627.65 | 67.58 | 67.6 | 0.01 | 0
2020 | MISO_IN_2_MISO_MI | MISO_IN | MISO_MI | Internal | Summer | B8 | 500 | 5021 | 5021 | 61.52 | 62.45 | 0.01 | 0.92
2020 | MISO_IN_2_MISO_MI | MISO_IN | MISO_MI | Internal | Summer | B9 | 800 | 5021 | 4547.67 | 60.81 | 60.83 | 0.01 | 0
2020 | MISO_IN_2_MISO_MI | MISO_IN | MISO_MI | Internal | Summer | B10 | 1262 | 5021 | 4446.92 | 59.24 | 59.25 | 0.01 | 0
2020 | MISO_IN_2_MISO_MI | MISO_IN | MISO_MI | Internal | Winter | B16 | 25 | 5021 | 2346.31 | 86.87 | 86.88 | 0.01 | 0
2020 | MISO_IN_2_MISO_MI | MISO_IN | MISO_MI | Internal | Winter | B17 | 100 | 5021 | 3756.54 | 73.09 | 73.1 | 0.01 | 0
2020 | MISO_IN_2_MISO_MI | MISO_IN | MISO_MI | Internal | Winter | B18 | 400 | 5021 | 3165.66 | 71.16 | 71.17 | 0.01 | 0
2020 | MISO_IN_2_MISO_MI | MISO_IN | MISO_MI | Internal | Winter | B19 | 700 | 5021 | 2963.82 | 67.45 | 67.46 | 0.01 | 0
2020 | MISO_IN_2_MISO_MI | MISO_IN | MISO_MI | Internal | Winter | B20 | 935 | 5021 | 3696.72 | 63.37 | 63.38 | 0.01 | 0
2020 | MISO_IN_2_MISO_MO-IL | MISO_IN | MISO_MO-IL | Internal | Shoulder | B11 | 25 | 5533 | 5533 | 85.46 | 85.49 | 0.01 | 0.01
2020 | MISO_IN_2_MISO_MO-IL | MISO_IN | MISO_MO-IL | Internal | Shoulder | B12 | 200 | 5533 | 3355.26 | 70.63 | 70.64 | 0.01 | 0
2020 | MISO_IN_2_MISO_MO-IL | MISO_IN | MISO_MO-IL | Internal | Shoulder | B13 | 600 | 5533 | 4632.68 | 68.13 | 68.15 | 0.01 | 0
2020 | MISO_IN_2_MISO_MO-IL | MISO_IN | MISO_MO-IL | Internal | Shoulder | B14 | 900 | 5533 | 5042.09 | 64.52 | 64.53 | 0.01 | 0
2020 | MISO_IN_2_MISO_MO-IL | MISO_IN | MISO_MO-IL | Internal | Shoulder | B15 | 1203 | 5533 | 5533 | 61.82 | 62.91 | 0.01 | 1.08
2020 | MISO_IN_2_MISO_MO-IL | MISO_IN | MISO_MO-IL | Internal | Summer | B1 | 10 | 5533 | 5214.71 | 104.81 | 104.82 | 0.01 | 0
2020 | MISO_IN_2_MISO_MO-IL | MISO_IN | MISO_MO-IL | Internal | Summer | B2 | 25 | 5533 | 5050.43 | 103.41 | 103.42 | 0.01 | 0
2020 | MISO_IN_2_MISO_MO-IL | MISO_IN | MISO_MO-IL | Internal | Summer | B3 | 75 | 5533 | 5533 | 99.86 | 102.19 | 0.01 | 2.31
2020 | MISO_IN_2_MISO_MO-IL | MISO_IN | MISO_MO-IL | Internal | Summer | B4 | 100 | 5533 | 5533 | 99.15 | 100.77 | 0.01 | 1.61
2020 | MISO_IN_2_MISO_MO-IL | MISO_IN | MISO_MO-IL | Internal | Summer | B5 | 200 | 5533 | 5533 | 89.55 | 97.89 | 0.01 | 8.33
2020 | MISO_IN_2_MISO_MO-IL | MISO_IN | MISO_MO-IL | Internal | Summer | B6 | 300 | 5533 | 5533 | 81.36 | 86.03 | 0.01 | 4.65
2020 | MISO_IN_2_MISO_MO-IL | MISO_IN | MISO_MO-IL | Internal | Summer | B7 | 400 | 5533 | 5533 | 67.58 | 67.61 | 0.01 | 0.01
2020 | MISO_IN_2_MISO_MO-IL | MISO_IN | MISO_MO-IL | Internal | Summer | B8 | 500 | 5533 | 5533 | 61.52 | 63.05 | 0.01 | 1.52
2020 | MISO_IN_2_MISO_MO-IL | MISO_IN | MISO_MO-IL | Internal | Summer | B9 | 800 | 5533 | 5533 | 60.81 | 62.68 | 0.01 | 1.86
2020 | MISO_IN_2_MISO_MO-IL | MISO_IN | MISO_MO-IL | Internal | Summer | B10 | 1262 | 5533 | 5533 | 59.24 | 61.52 | 0.01 | 2.27
2020 | MISO_IN_2_MISO_MO-IL | MISO_IN | MISO_MO-IL | Internal | Winter | B16 | 25 | 5533 | 1824.67 | 86.87 | 86.88 | 0.01 | 0
2020 | MISO_IN_2_MISO_MO-IL | MISO_IN | MISO_MO-IL | Internal | Winter | B17 | 100 | 5533 | 1999.6 | 73.09 | 73.1 | 0.01 | 0
2020 | MISO_IN_2_MISO_MO-IL | MISO_IN | MISO_MO-IL | Internal | Winter | B18 | 400 | 5533 | 4031.2 | 71.16 | 71.17 | 0.01 | 0
2020 | MISO_IN_2_MISO_MO-IL | MISO_IN | MISO_MO-IL | Internal | Winter | B19 | 700 | 5533 | 5302.76 | 67.45 | 67.46 | 0.01 | 0
2020 | MISO_IN_2_MISO_MO-IL | MISO_IN | MISO_MO-IL | Internal | Winter | B20 | 935 | 5533 | 4912.68 | 63.37 | 63.38 | 0.01 | 0
2020 | MISO_IN_2_NonRTO_Midwest | MISO_IN | NonRTO_Midwest | Internal | Shoulder | B11 | 25 | 4800 | 1238.62 | 85.46 | 93.46 | 8 | 0
2020 | MISO_IN_2_NonRTO_Midwest | MISO_IN | NonRTO_Midwest | Internal | Shoulder | B12 | 200 | 4800 | 852.61 | 70.63 | 78.63 | 8 | 0
2020 | MISO_IN_2_NonRTO_Midwest | MISO_IN | NonRTO_Midwest | Internal | Shoulder | B13 | 600 | 4800 | 352.8 | 68.13 | 76.13 | 8 | 0
2020 | MISO_IN_2_NonRTO_Midwest | MISO_IN | NonRTO_Midwest | Internal | Shoulder | B14 | 900 | 4800 | 0 | 64.52 | 70.06 | 8 | 0
2020 | MISO_IN_2_NonRTO_Midwest | MISO_IN | NonRTO_Midwest | Internal | Shoulder | B15 | 1203 | 4800 | 0 | 61.82 | 65.82 | 8 | 0
2020 | MISO_IN_2_NonRTO_Midwest | MISO_IN | NonRTO_Midwest | Internal | Summer | B1 | 10 | 4800 | 0 | 104.81 | 108.46 | 8 | 0
2020 | MISO_IN_2_NonRTO_Midwest | MISO_IN | NonRTO_Midwest | Internal | Summer | B2 | 25 | 4800 | 0 | 103.41 | 108.46 | 8 | 0
2020 | MISO_IN_2_NonRTO_Midwest | MISO_IN | NonRTO_Midwest | Internal | Summer | B3 | 75 | 4800 | 1488.83 | 99.86 | 107.86 | 8 | 0
2020 | MISO_IN_2_NonRTO_Midwest | MISO_IN | NonRTO_Midwest | Internal | Summer | B4 | 100 | 4800 | 1119.39 | 99.15 | 107.15 | 8 | 0
2020 | MISO_IN_2_NonRTO_Midwest | MISO_IN | NonRTO_Midwest | Internal | Summer | B5 | 200 | 4800 | 838.82 | 89.55 | 97.55 | 8 | 0
2020 | MISO_IN_2_NonRTO_Midwest | MISO_IN | NonRTO_Midwest | Internal | Summer | B6 | 300 | 4800 | 303.44 | 81.36 | 89.36 | 8 | 0
2020 | MISO_IN_2_NonRTO_Midwest | MISO_IN | NonRTO_Midwest | Internal | Summer | B7 | 400 | 4800 | 0 | 67.58 | 66.36 | 8 | 0
2020 | MISO_IN_2_NonRTO_Midwest | MISO_IN | NonRTO_Midwest | Internal | Summer | B8 | 500 | 4800 | 0 | 61.52 | 66.36 | 8 | 0
2020 | MISO_IN_2_NonRTO_Midwest | MISO_IN | NonRTO_Midwest | Internal | Summer | B9 | 800 | 4800 | 0 | 60.81 | 65.82 | 8 | 0
2020 | MISO_IN_2_NonRTO_Midwest | MISO_IN | NonRTO_Midwest | Internal | Summer | B10 | 1262 | 4800 | 0 | 59.24 | 63.42 | 8 | 0
2020 | MISO_IN_2_NonRTO_Midwest | MISO_IN | NonRTO_Midwest | Internal | Winter | B16 | 25 | 4800 | 2416.34 | 86.87 | 94.87 | 8 | 0
2020 | MISO_IN_2_NonRTO_Midwest | MISO_IN | NonRTO_Midwest | Internal | Winter | B17 | 100 | 4800 | 1500.7 | 73.09 | 81.09 | 8 | 0
2020 | MISO_IN_2_NonRTO_Midwest | MISO_IN | NonRTO_Midwest | Internal | Winter | B18 | 400 | 4800 | 723.66 | 71.16 | 79.16 | 8 | 0
2020 | MISO_IN_2_NonRTO_Midwest | MISO_IN | NonRTO_Midwest | Internal | Winter | B19 | 700 | 4800 | 127.57 | 67.45 | 75.45 | 8 | 0
2020 | MISO_IN_2_NonRTO_Midwest | MISO_IN | NonRTO_Midwest | Internal | Winter | B20 | 935 | 4800 | 0 | 63.37 | 66.36 | 8 | 0
2020 | MISO_IN_2_PJM_ROR | MISO_IN | PJM_ROR | Internal | Shoulder | B11 | 25 | 992 | 787.51 | 85.46 | 87.46 | 2 | 0
2020 | MISO_IN_2_PJM_ROR | MISO_IN | PJM_ROR | Internal | Shoulder | B12 | 200 | 992 | 992 | 70.63 | 72.64 | 2 | 0.01
2020 | MISO_IN_2_PJM_ROR | MISO_IN | PJM_ROR | Internal | Shoulder | B13 | 600 | 992 | 992 | 68.13 | 70.15 | 2 | 0.01
2020 | MISO_IN_2_PJM_ROR | MISO_IN | PJM_ROR | Internal | Shoulder | B14 | 900 | 992 | 992 | 64.52 | 66.53 | 2 | 0.01
2020 | MISO_IN_2_PJM_ROR | MISO_IN | PJM_ROR | Internal | Shoulder | B15 | 1203 | 992 | 787.84 | 61.82 | 63.82 | 2 | 0
2020 | MISO_IN_2_PJM_ROR | MISO_IN | PJM_ROR | Internal | Summer | B1 | 10 | 992 | 992 | 104.81 | 106.82 | 2 | 0.01
2020 | MISO_IN_2_PJM_ROR | MISO_IN | PJM_ROR | Internal | Summer | B2 | 25 | 992 | 667.52 | 103.41 | 105.41 | 2 | 0
2020 | MISO_IN_2_PJM_ROR | MISO_IN | PJM_ROR | Internal | Summer | B3 | 75 | 992 | 0 | 99.86 | 101.15 | 2 | 0
2020 | MISO_IN_2_PJM_ROR | MISO_IN | PJM_ROR | Internal | Summer | B4 | 100 | 992 | 548.96 | 99.15 | 101.15 | 2 | 0
2020 | MISO_IN_2_PJM_ROR | MISO_IN | PJM_ROR | Internal | Summer | B5 | 200 | 992 | 992 | 89.55 | 91.56 | 2 | 0.01
2020 | MISO_IN_2_PJM_ROR | MISO_IN | PJM_ROR | Internal | Summer | B6 | 300 | 992 | 992 | 81.36 | 84.03 | 2 | 0.66
2020 | MISO_IN_2_PJM_ROR | MISO_IN | PJM_ROR | Internal | Summer | B7 | 400 | 992 | 992 | 67.58 | 69.6 | 2 | 0.01
2020 | MISO_IN_2_PJM_ROR | MISO_IN | PJM_ROR | Internal | Summer | B8 | 500 | 992 | 992 | 61.52 | 64.45 | 2 | 0.93
2020 | MISO_IN_2_PJM_ROR | MISO_IN | PJM_ROR | Internal | Summer | B9 | 800 | 992 | 736.63 | 60.81 | 62.81 | 2 | 0
2020 | MISO_IN_2_PJM_ROR | MISO_IN | PJM_ROR | Internal | Summer | B10 | 1262 | 992 | 423.15 | 59.24 | 61.24 | 2 | 0
2020 | MISO_IN_2_PJM_ROR | MISO_IN | PJM_ROR | Internal | Winter | B16 | 25 | 992 | 992 | 86.87 | 89.55 | 2 | 0.68
2020 | MISO_IN_2_PJM_ROR | MISO_IN | PJM_ROR | Internal | Winter | B17 | 100 | 992 | 992 | 73.09 | 81.68 | 2 | 6.58
2020 | MISO_IN_2_PJM_ROR | MISO_IN | PJM_ROR | Internal | Winter | B18 | 400 | 992 | 992 | 71.16 | 73.53 | 2 | 0.38
2020 | MISO_IN_2_PJM_ROR | MISO_IN | PJM_ROR | Internal | Winter | B19 | 700 | 992 | 992 | 67.45 | 69.46 | 2 | 0.01
2020 | MISO_IN_2_PJM_ROR | MISO_IN | PJM_ROR | Internal | Winter | B20 | 935 | 992 | 992 | 63.37 | 65.38 | 2 | 0.01
2020 | MISO_MI_2_MISO_IN | MISO_MI | MISO_IN | Internal | Shoulder | B11 | 25 | 2066 | 0 | 85.47 | 85.46 | 0.01 | 0
2020 | MISO_MI_2_MISO_IN | MISO_MI | MISO_IN | Internal | Shoulder | B12 | 200 | 2066 | 0 | 70.64 | 70.63 | 0.01 | 0
2020 | MISO_MI_2_MISO_IN | MISO_MI | MISO_IN | Internal | Shoulder | B13 | 600 | 2066 | 0 | 68.15 | 68.13 | 0.01 | 0
2020 | MISO_MI_2_MISO_IN | MISO_MI | MISO_IN | Internal | Shoulder | B14 | 900 | 2066 | 0 | 64.53 | 64.52 | 0.01 | 0
2020 | MISO_MI_2_MISO_IN | MISO_MI | MISO_IN | Internal | Shoulder | B15 | 1203 | 2066 | 0 | 61.83 | 61.82 | 0.01 | 0
2020 | MISO_MI_2_MISO_IN | MISO_MI | MISO_IN | Internal | Summer | B1 | 10 | 2066 | 0 | 104.82 | 104.81 | 0.01 | 0
2020 | MISO_MI_2_MISO_IN | MISO_MI | MISO_IN | Internal | Summer | B2 | 25 | 2066 | 0 | 103.42 | 103.41 | 0.01 | 0
2020 | MISO_MI_2_MISO_IN | MISO_MI | MISO_IN | Internal | Summer | B3 | 75 | 2066 | 0 | 99.87 | 99.86 | 0.01 | 0
2020 | MISO_MI_2_MISO_IN | MISO_MI | MISO_IN | Internal | Summer | B4 | 100 | 2066 | 0 | 99.16 | 99.15 | 0.01 | 0
2020 | MISO_MI_2_MISO_IN | MISO_MI | MISO_IN | Internal | Summer | B5 | 200 | 2066 | 0 | 89.56 | 89.55 | 0.01 | 0
2020 | MISO_MI_2_MISO_IN | MISO_MI | MISO_IN | Internal | Summer | B6 | 300 | 2066 | 0 | 81.38 | 81.36 | 0.01 | 0
2020 | MISO_MI_2_MISO_IN | MISO_MI | MISO_IN | Internal | Summer | B7 | 400 | 2066 | 0 | 67.6 | 67.58 | 0.01 | 0
2020 | MISO_MI_2_MISO_IN | MISO_MI | MISO_IN | Internal | Summer | B8 | 500 | 2066 | 0 | 62.45 | 61.52 | 0.01 | 0
2020 | MISO_MI_2_MISO_IN | MISO_MI | MISO_IN | Internal | Summer | B9 | 800 | 2066 | 0 | 60.83 | 60.81 | 0.01 | 0
2020 | MISO_MI_2_MISO_IN | MISO_MI | MISO_IN | Internal | Summer | B10 | 1262 | 2066 | 0 | 59.25 | 59.24 | 0.01 | 0
2020 | MISO_MI_2_MISO_IN | MISO_MI | MISO_IN | Internal | Winter | B16 | 25 | 2066 | 0 | 86.88 | 86.87 | 0.01 | 0
2020 | MISO_MI_2_MISO_IN | MISO_MI | MISO_IN | Internal | Winter | B17 | 100 | 2066 | 0 | 73.1 | 73.09 | 0.01 | 0
2020 | MISO_MI_2_MISO_IN | MISO_MI | MISO_IN | Internal | Winter | B18 | 400 | 2066 | 0 | 71.17 | 71.16 | 0.01 | 0
2020 | MISO_MI_2_MISO_IN | MISO_MI | MISO_IN | Internal | Winter | B19 | 700 | 2066 | 0 | 67.46 | 67.45 | 0.01 | 0
2020 | MISO_MI_2_MISO_IN | MISO_MI | MISO_IN | Internal | Winter | B20 | 935 | 2066 | 0 | 63.38 | 63.37 | 0.01 | 0
2020 | MISO_MI_2_MISO_WUMS | MISO_MI | MISO_WUMS | Internal | Shoulder | B11 | 25 | 1440 | 0 | 85.47 | 85.46 | 0.01 | 0
2020 | MISO_MI_2_MISO_WUMS | MISO_MI | MISO_WUMS | Internal | Shoulder | B12 | 200 | 1440 | 0 | 70.64 | 70.63 | 0.01 | 0
2020 | MISO_MI_2_MISO_WUMS | MISO_MI | MISO_WUMS | Internal | Shoulder | B13 | 600 | 1440 | 0 | 68.15 | 68.13 | 0.01 | 0
2020 | MISO_MI_2_MISO_WUMS | MISO_MI | MISO_WUMS | Internal | Shoulder | B14 | 900 | 1440 | 0 | 64.53 | 64.52 | 0.01 | 0
2020 | MISO_MI_2_MISO_WUMS | MISO_MI | MISO_WUMS | Internal | Shoulder | B15 | 1203 | 1440 | 0 | 61.83 | 61.82 | 0.01 | 0
2020 | MISO_MI_2_MISO_WUMS | MISO_MI | MISO_WUMS | Internal | Summer | B1 | 10 | 1440 | 0 | 104.82 | 104.81 | 0.01 | 0
2020 | MISO_MI_2_MISO_WUMS | MISO_MI | MISO_WUMS | Internal | Summer | B2 | 25 | 1440 | 0 | 103.42 | 103.41 | 0.01 | 0
2020 | MISO_MI_2_MISO_WUMS | MISO_MI | MISO_WUMS | Internal | Summer | B3 | 75 | 1440 | 0 | 99.87 | 99.86 | 0.01 | 0
2020 | MISO_MI_2_MISO_WUMS | MISO_MI | MISO_WUMS | Internal | Summer | B4 | 100 | 1440 | 0 | 99.16 | 99.15 | 0.01 | 0
2020 | MISO_MI_2_MISO_WUMS | MISO_MI | MISO_WUMS | Internal | Summer | B5 | 200 | 1440 | 0 | 89.56 | 89.55 | 0.01 | 0
2020 | MISO_MI_2_MISO_WUMS | MISO_MI | MISO_WUMS | Internal | Summer | B6 | 300 | 1440 | 0 | 81.38 | 81.36 | 0.01 | 0
2020 | MISO_MI_2_MISO_WUMS | MISO_MI | MISO_WUMS | Internal | Summer | B7 | 400 | 1440 | 0 | 67.6 | 67.58 | 0.01 | 0
2020 | MISO_MI_2_MISO_WUMS | MISO_MI | MISO_WUMS | Internal | Summer | B8 | 500 | 1440 | 0 | 62.45 | 62.44 | 0.01 | 0
2020 | MISO_MI_2_MISO_WUMS | MISO_MI | MISO_WUMS | Internal | Summer | B9 | 800 | 1440 | 0 | 60.83 | 60.81 | 0.01 | 0
2020 | MISO_MI_2_MISO_WUMS | MISO_MI | MISO_WUMS | Internal | Summer | B10 | 1262 | 1440 | 0 | 59.25 | 59.24 | 0.01 | 0
2020 | MISO_MI_2_MISO_WUMS | MISO_MI | MISO_WUMS | Internal | Winter | B16 | 25 | 1440 | 0 | 86.88 | 86.86 | 0.01 | 0
2020 | MISO_MI_2_MISO_WUMS | MISO_MI | MISO_WUMS | Internal | Winter | B17 | 100 | 1440 | 0 | 73.1 | 73.08 | 0.01 | 0
2020 | MISO_MI_2_MISO_WUMS | MISO_MI | MISO_WUMS | Internal | Winter | B18 | 400 | 1440 | 0 | 71.17 | 71.08 | 0.01 | 0
2020 | MISO_MI_2_MISO_WUMS | MISO_MI | MISO_WUMS | Internal | Winter | B19 | 700 | 1440 | 0 | 67.46 | 67.45 | 0.01 | 0
2020 | MISO_MI_2_MISO_WUMS | MISO_MI | MISO_WUMS | Internal | Winter | B20 | 935 | 1440 | 0 | 63.38 | 63.38 | 0.01 | 0
2020 | MISO_MI_2_PJM_ROR | MISO_MI | PJM_ROR | Internal | Shoulder | B11 | 25 | 1424 | 0 | 85.47 | 87.46 | 2 | 0
2020 | MISO_MI_2_PJM_ROR | MISO_MI | PJM_ROR | Internal | Shoulder | B12 | 200 | 1424 | 409.5 | 70.64 | 72.64 | 2 | 0
2020 | MISO_MI_2_PJM_ROR | MISO_MI | PJM_ROR | Internal | Shoulder | B13 | 600 | 1424 | 68.25 | 68.15 | 70.15 | 2 | 0
2020 | MISO_MI_2_PJM_ROR | MISO_MI | PJM_ROR | Internal | Shoulder | B14 | 900 | 1424 | 43.36 | 64.53 | 66.53 | 2 | 0
2020 | MISO_MI_2_PJM_ROR | MISO_MI | PJM_ROR | Internal | Shoulder | B15 | 1203 | 1424 | 0 | 61.83 | 63.82 | 2 | 0
2020 | MISO_MI_2_PJM_ROR | MISO_MI | PJM_ROR | Internal | Summer | B1 | 10 | 1424 | 48.78 | 104.82 | 106.82 | 2 | 0
2020 | MISO_MI_2_PJM_ROR | MISO_MI | PJM_ROR | Internal | Summer | B2 | 25 | 1424 | 0 | 103.42 | 105.41 | 2 | 0
2020 | MISO_MI_2_PJM_ROR | MISO_MI | PJM_ROR | Internal | Summer | B3 | 75 | 1424 | 0 | 99.87 | 101.15 | 2 | 0
2020 | MISO_MI_2_PJM_ROR | MISO_MI | PJM_ROR | Internal | Summer | B4 | 100 | 1424 | 0 | 99.16 | 101.15 | 2 | 0
2020 | MISO_MI_2_PJM_ROR | MISO_MI | PJM_ROR | Internal | Summer | B5 | 200 | 1424 | 765.6 | 89.56 | 91.56 | 2 | 0
2020 | MISO_MI_2_PJM_ROR | MISO_MI | PJM_ROR | Internal | Summer | B6 | 300 | 1424 | 1424 | 81.38 | 84.03 | 2 | 0.65
2020 | MISO_MI_2_PJM_ROR | MISO_MI | PJM_ROR | Internal | Summer | B7 | 400 | 1424 | 1172.62 | 67.6 | 69.6 | 2 | 0
2020 | MISO_MI_2_PJM_ROR | MISO_MI | PJM_ROR | Internal | Summer | B8 | 500 | 1424 | 539.18 | 62.45 | 64.45 | 2 | 0
2020 | MISO_MI_2_PJM_ROR | MISO_MI | PJM_ROR | Internal | Summer | B9 | 800 | 1424 | 0 | 60.83 | 62.81 | 2 | 0
2020 | MISO_MI_2_PJM_ROR | MISO_MI | PJM_ROR | Internal | Summer | B10 | 1262 | 1424 | 0 | 59.25 | 61.24 | 2 | 0
2020 | MISO_MI_2_PJM_ROR | MISO_MI | PJM_ROR | Internal | Winter | B16 | 25 | 1424 | 1424 | 86.88 | 89.55 | 2 | 0.67
2020 | MISO_MI_2_PJM_ROR | MISO_MI | PJM_ROR | Internal | Winter | B17 | 100 | 1424 | 1424 | 73.1 | 81.68 | 2 | 6.57
2020 | MISO_MI_2_PJM_ROR | MISO_MI | PJM_ROR | Internal | Winter | B18 | 400 | 1424 | 1424 | 71.17 | 73.53 | 2 | 0.36
2020 | MISO_MI_2_PJM_ROR | MISO_MI | PJM_ROR | Internal | Winter | B19 | 700 | 1424 | 823.06 | 67.46 | 69.46 | 2 | 0
2020 | MISO_MI_2_PJM_ROR | MISO_MI | PJM_ROR | Internal | Winter | B20 | 935 | 1424 | 306.32 | 63.38 | 65.38 | 2 | 0
2020 | MISO_MO-IL_2_ENT | MISO_MO-IL | ENT | Internal | Shoulder | B11 | 25 | 2540 | 0 | 85.49 | 85.49 | 8 | 0
2020 | MISO_MO-IL_2_ENT | MISO_MO-IL | ENT | Internal | Shoulder | B12 | 200 | 2540 | 0 | 70.64 | 68.27 | 8 | 0
2020 | MISO_MO-IL_2_ENT | MISO_MO-IL | ENT | Internal | Shoulder | B13 | 600 | 2540 | 0 | 68.15 | 67.77 | 8 | 0
2020 | MISO_MO-IL_2_ENT | MISO_MO-IL | ENT | Internal | Shoulder | B14 | 900 | 2540 | 0 | 64.53 | 67.69 | 8 | 0
2020 | MISO_MO-IL_2_ENT | MISO_MO-IL | ENT | Internal | Shoulder | B15 | 1203 | 2540 | 0 | 62.91 | 65.51 | 8 | 0
2020 | MISO_MO-IL_2_ENT | MISO_MO-IL | ENT | Internal | Summer | B1 | 10 | 2540 | 0 | 104.82 | 104.82 | 8 | 0
2020 | MISO_MO-IL_2_ENT | MISO_MO-IL | ENT | Internal | Summer | B2 | 25 | 2540 | 0 | 103.42 | 103.41 | 8 | 0
2020 | MISO_MO-IL_2_ENT | MISO_MO-IL | ENT | Internal | Summer | B3 | 75 | 2540 | 0 | 102.19 | 101.92 | 8 | 0
2020 | MISO_MO-IL_2_ENT | MISO_MO-IL | ENT | Internal | Summer | B4 | 100 | 2540 | 0 | 100.77 | 101.92 | 8 | 0
2020 | MISO_MO-IL_2_ENT | MISO_MO-IL | ENT | Internal | Summer | B5 | 200 | 2540 | 0 | 97.89 | 97.89 | 8 | 0
2020 | MISO_MO-IL_2_ENT | MISO_MO-IL | ENT | Internal | Summer | B6 | 300 | 2540 | 0 | 86.03 | 89.03 | 8 | 0
2020 | MISO_MO-IL_2_ENT | MISO_MO-IL | ENT | Internal | Summer | B7 | 400 | 2540 | 0 | 67.61 | 72.05 | 8 | 0
2020 | MISO_MO-IL_2_ENT | MISO_MO-IL | ENT | Internal | Summer | B8 | 500 | 2540 | 0 | 63.05 | 66.9 | 8 | 0
2020 | MISO_MO-IL_2_ENT | MISO_MO-IL | ENT | Internal | Summer | B9 | 800 | 2540 | 0 | 62.68 | 66.41 | 8 | 0
2020 | MISO_MO-IL_2_ENT | MISO_MO-IL | ENT | Internal | Summer | B10 | 1262 | 2540 | 0 | 61.52 | 64.19 | 8 | 0
2020 | MISO_MO-IL_2_ENT | MISO_MO-IL | ENT | Internal | Winter | B16 | 25 | 2540 | 0 | 86.88 | 83.69 | 8 | 0
2020 | MISO_MO-IL_2_ENT | MISO_MO-IL | ENT | Internal | Winter | B17 | 100 | 2540 | 0 | 73.1 | 70.99 | 8 | 0
2020 | MISO_MO-IL_2_ENT | MISO_MO-IL | ENT | Internal | Winter | B18 | 400 | 2540 | 0 | 71.17 | 70.52 | 8 | 0
2020 | MISO_MO-IL_2_ENT | MISO_MO-IL | ENT | Internal | Winter | B19 | 700 | 2540 | 0 | 67.46 | 70.39 | 8 | 0
2020 | MISO_MO-IL_2_ENT | MISO_MO-IL | ENT | Internal | Winter | B20 | 935 | 2540 | 0 | 63.38 | 68.12 | 8 | 0
2020 | MISO_MO-IL_2_MISO_IN | MISO_MO-IL | MISO_IN | Internal | Shoulder | B11 | 25 | 2633 | 0 | 85.49 | 85.46 | 0.01 | 0
2020 | MISO_MO-IL_2_MISO_IN | MISO_MO-IL | MISO_IN | Internal | Shoulder | B12 | 200 | 2633 | 0 | 70.64 | 70.63 | 0.01 | 0
2020 | MISO_MO-IL_2_MISO_IN | MISO_MO-IL | MISO_IN | Internal | Shoulder | B13 | 600 | 2633 | 0 | 68.15 | 68.13 | 0.01 | 0
2020 | MISO_MO-IL_2_MISO_IN | MISO_MO-IL | MISO_IN | Internal | Shoulder | B14 | 900 | 2633 | 0 | 64.53 | 64.52 | 0.01 | 0
2020 | MISO_MO-IL_2_MISO_IN | MISO_MO-IL | MISO_IN | Internal | Shoulder | B15 | 1203 | 2633 | 0 | 62.91 | 61.82 | 0.01 | 0
2020 | MISO_MO-IL_2_MISO_IN | MISO_MO-IL | MISO_IN | Internal | Summer | B1 | 10 | 2633 | 0 | 104.82 | 104.81 | 0.01 | 0
2020 | MISO_MO-IL_2_MISO_IN | MISO_MO-IL | MISO_IN | Internal | Summer | B2 | 25 | 2633 | 0 | 103.42 | 103.41 | 0.01 | 0
2020 | MISO_MO-IL_2_MISO_IN | MISO_MO-IL | MISO_IN | Internal | Summer | B3 | 75 | 2633 | 0 | 102.19 | 99.86 | 0.01 | 0
2020 | MISO_MO-IL_2_MISO_IN | MISO_MO-IL | MISO_IN | Internal | Summer | B4 | 100 | 2633 | 0 | 100.77 | 99.15 | 0.01 | 0
2020 | MISO_MO-IL_2_MISO_IN | MISO_MO-IL | MISO_IN | Internal | Summer | B5 | 200 | 2633 | 0 | 97.89 | 89.55 | 0.01 | 0
2020 | MISO_MO-IL_2_MISO_IN | MISO_MO-IL | MISO_IN | Internal | Summer | B6 | 300 | 2633 | 0 | 86.03 | 81.36 | 0.01 | 0
2020 | MISO_MO-IL_2_MISO_IN | MISO_MO-IL | MISO_IN | Internal | Summer | B7 | 400 | 2633 | 0 | 67.61 | 67.58 | 0.01 | 0
2020 | MISO_MO-IL_2_MISO_IN | MISO_MO-IL | MISO_IN | Internal | Summer | B8 | 500 | 2633 | 0 | 63.05 | 61.52 | 0.01 | 0
2020 | MISO_MO-IL_2_MISO_IN | MISO_MO-IL | MISO_IN | Internal | Summer | B9 | 800 | 2633 | 0 | 62.68 | 60.81 | 0.01 | 0
2020 | MISO_MO-IL_2_MISO_IN | MISO_MO-IL | MISO_IN | Internal | Summer | B10 | 1262 | 2633 | 0 | 61.52 | 59.24 | 0.01 | 0
2020 | MISO_MO-IL_2_MISO_IN | MISO_MO-IL | MISO_IN | Internal | Winter | B16 | 25 | 2633 | 0 | 86.88 | 86.87 | 0.01 | 0
2020 | MISO_MO-IL_2_MISO_IN | MISO_MO-IL | MISO_IN | Internal | Winter | B17 | 100 | 2633 | 0 | 73.1 | 73.09 | 0.01 | 0
2020 | MISO_MO-IL_2_MISO_IN | MISO_MO-IL | MISO_IN | Internal | Winter | B18 | 400 | 2633 | 0 | 71.17 | 71.16 | 0.01 | 0
2020 | MISO_MO-IL_2_MISO_IN | MISO_MO-IL | MISO_IN | Internal | Winter | B19 | 700 | 2633 | 0 | 67.46 | 67.45 | 0.01 | 0
2020 | MISO_MO-IL_2_MISO_IN | MISO_MO-IL | MISO_IN | Internal | Winter | B20 | 935 | 2633 | 0 | 63.38 | 63.37 | 0.01 | 0
2020 | MISO_MO-IL_2_MISO_W | MISO_MO-IL | MISO_W | Internal | Shoulder | B11 | 25 | 1075 | 0 | 85.49 | 85.47 | 0.01 | 0
2020 | MISO_MO-IL_2_MISO_W | MISO_MO-IL | MISO_W | Internal | Shoulder | B12 | 200 | 1075 | 0 | 70.64 | 70.63 | 0.01 | 0
2020 | MISO_MO-IL_2_MISO_W | MISO_MO-IL | MISO_W | Internal | Shoulder | B13 | 600 | 1075 | 0 | 68.15 | 68.13 | 0.01 | 0
2020 | MISO_MO-IL_2_MISO_W | MISO_MO-IL | MISO_W | Internal | Shoulder | B14 | 900 | 1075 | 0 | 64.53 | 64.52 | 0.01 | 0
2020 | MISO_MO-IL_2_MISO_W | MISO_MO-IL | MISO_W | Internal | Shoulder | B15 | 1203 | 1075 | 1075 | 62.91 | 63.19 | 0.01 | 0.27
2020 | MISO_MO-IL_2_MISO_W | MISO_MO-IL | MISO_W | Internal | Summer | B1 | 10 | 1075 | 0 | 104.82 | 104.82 | 0.01 | 0
2020 | MISO_MO-IL_2_MISO_W | MISO_MO-IL | MISO_W | Internal | Summer | B2 | 25 | 1075 | 0 | 103.42 | 103.42 | 0.01 | 0
2020 | MISO_MO-IL_2_MISO_W | MISO_MO-IL | MISO_W | Internal | Summer | B3 | 75 | 1075 | 1075 | 102.19 | 102.55 | 0.01 | 0.35
2020 | MISO_MO-IL_2_MISO_W | MISO_MO-IL | MISO_W | Internal | Summer | B4 | 100 | 1075 | 1075 | 100.77 | 101.89 | 0.01 | 1.1
2020 | MISO_MO-IL_2_MISO_W | MISO_MO-IL | MISO_W | Internal | Summer | B5 | 200 | 1075 | 0 | 97.89 | 97.88 | 0.01 | 0
2020 | MISO_MO-IL_2_MISO_W | MISO_MO-IL | MISO_W | Internal | Summer | B6 | 300 | 1075 | 0 | 86.03 | 86.02 | 0.01 | 0
2020 | MISO_MO-IL_2_MISO_W | MISO_MO-IL | MISO_W | Internal | Summer | B7 | 400 | 1075 | 0 | 67.61 | 67.6 | 0.01 | 0
2020 | MISO_MO-IL_2_MISO_W | MISO_MO-IL | MISO_W | Internal | Summer | B8 | 500 | 1075 | 0 | 63.05 | 63.03 | 0.01 | 0
2020 | MISO_MO-IL_2_MISO_W | MISO_MO-IL | MISO_W | Internal | Summer | B9 | 800 | 1075 | 494.55 | 62.68 | 62.69 | 0.01 | 0
2020 | MISO_MO-IL_2_MISO_W | MISO_MO-IL | MISO_W | Internal | Summer | B10 | 1262 | 1075 | 1075 | 61.52 | 62.67 | 0.01 | 1.14
2020 | MISO_MO-IL_2_MISO_W | MISO_MO-IL | MISO_W | Internal | Winter | B16 | 25 | 1075 | 0 | 86.88 | 86.87 | 0.01 | 0
2020 | MISO_MO-IL_2_MISO_W | MISO_MO-IL | MISO_W | Internal | Winter | B17 | 100 | 1075 | 0 | 73.1 | 73.09 | 0.01 | 0
2020 | MISO_MO-IL_2_MISO_W | MISO_MO-IL | MISO_W | Internal | Winter | B18 | 400 | 1075 | 0 | 71.17 | 71.16 | 0.01 | 0
2020 | MISO_MO-IL_2_MISO_W | MISO_MO-IL | MISO_W | Internal | Winter | B19 | 700 | 1075 | 0 | 67.46 | 67.46 | 0.01 | 0
2020 | MISO_MO-IL_2_MISO_W | MISO_MO-IL | MISO_W | Internal | Winter | B20 | 935 | 1075 | 287.45 | 63.38 | 63.39 | 0.01 | 0
2020 | MISO_MO-IL_2_PJM_ROR | MISO_MO-IL | PJM_ROR | Internal | Shoulder | B11 | 25 | 1212 | 0 | 85.49 | 87.46 | 2 | 0
2020 | MISO_MO-IL_2_PJM_ROR | MISO_MO-IL | PJM_ROR | Internal | Shoulder | B12 | 200 | 1212 | 443.2 | 70.64 | 72.64 | 2 | 0
2020 | MISO_MO-IL_2_PJM_ROR | MISO_MO-IL | PJM_ROR | Internal | Shoulder | B13 | 600 | 1212 | 61.74 | 68.15 | 70.15 | 2 | 0
2020 | MISO_MO-IL_2_PJM_ROR | MISO_MO-IL | PJM_ROR | Internal | Shoulder | B14 | 900 | 1212 | 37.24 | 64.53 | 66.53 | 2 | 0
2020 | MISO_MO-IL_2_PJM_ROR | MISO_MO-IL | PJM_ROR | Internal | Shoulder | B15 | 1203 | 1212 | 0 | 62.91 | 63.82 | 2 | 0
2020 | MISO_MO-IL_2_PJM_ROR | MISO_MO-IL | PJM_ROR | Internal | Summer | B1 | 10 | 1212 | 37.77 | 104.82 | 106.82 | 2 | 0
2020 | MISO_MO-IL_2_PJM_ROR | MISO_MO-IL | PJM_ROR | Internal | Summer | B2 | 25 | 1212 | 0 | 103.42 | 105.41 | 2 | 0
2020 | MISO_MO-IL_2_PJM_ROR | MISO_MO-IL | PJM_ROR | Internal | Summer | B3 | 75 | 1212 | 0 | 102.19 | 101.15 | 2 | 0
2020 | MISO_MO-IL_2_PJM_ROR | MISO_MO-IL | PJM_ROR | Internal | Summer | B4 | 100 | 1212 | 0 | 100.77 | 101.15 | 2 | 0
2020 | MISO_MO-IL_2_PJM_ROR | MISO_MO-IL | PJM_ROR | Internal | Summer | B5 | 200 | 1212 | 0 | 97.89 | 91.56 | 2 | 0
2020 | MISO_MO-IL_2_PJM_ROR | MISO_MO-IL | PJM_ROR | Internal | Summer | B6 | 300 | 1212 | 0 | 86.03 | 84.03 | 2 | 0
2020 | MISO_MO-IL_2_PJM_ROR | MISO_MO-IL | PJM_ROR | Internal | Summer | B7 | 400 | 1212 | 0 | 67.61 | 69.6 | 2 | 0
2020 | MISO_MO-IL_2_PJM_ROR | MISO_MO-IL | PJM_ROR | Internal | Summer | B8 | 500 | 1212 | 0 | 63.05 | 64.45 | 2 | 0
2020 | MISO_MO-IL_2_PJM_ROR | MISO_MO-IL | PJM_ROR | Internal | Summer | B9 | 800 | 1212 | 0 | 62.68 | 62.81 | 2 | 0
2020 | MISO_MO-IL_2_PJM_ROR | MISO_MO-IL | PJM_ROR | Internal | Summer | B10 | 1262 | 1212 | 0 | 61.52 | 61.24 | 2 | 0
2020 | MISO_MO-IL_2_PJM_ROR | MISO_MO-IL | PJM_ROR | Internal | Winter | B16 | 25 | 1212 | 1212 | 86.88 | 89.55 | 2 | 0.67
2020 | MISO_MO-IL_2_PJM_ROR | MISO_MO-IL | PJM_ROR | Internal | Winter | B17 | 100 | 1212 | 1212 | 73.1 | 81.68 | 2 | 6.57
2020 | MISO_MO-IL_2_PJM_ROR | MISO_MO-IL | PJM_ROR | Internal | Winter | B18 | 400 | 1212 | 1212 | 71.17 | 73.53 | 2 | 0.36
2020 | MISO_MO-IL_2_PJM_ROR | MISO_MO-IL | PJM_ROR | Internal | Winter | B19 | 700 | 1212 | 214.45 | 67.46 | 69.46 | 2 | 0
2020 | MISO_MO-IL_2_PJM_ROR | MISO_MO-IL | PJM_ROR | Internal | Winter | B20 | 935 | 1212 | 146.48 | 63.38 | 65.38 | 2 | 0
2020 | MISO_MO-IL_2_TVA_Transmission | MISO_MO-IL | TVA_Transmission | Internal | Shoulder | B11 | 25 | 4000 | 0 | 85.49 | 92.32 | 8 | 0
2020 | MISO_MO-IL_2_TVA_Transmission | MISO_MO-IL | TVA_Transmission | Internal | Shoulder | B12 | 200 | 4000 | 0 | 70.64 | 73.89 | 8 | 0
2020 | MISO_MO-IL_2_TVA_Transmission | MISO_MO-IL | TVA_Transmission | Internal | Shoulder | B13 | 600 | 4000 | 0 | 68.15 | 71.8 | 8 | 0
2020 | MISO_MO-IL_2_TVA_Transmission | MISO_MO-IL | TVA_Transmission | Internal | Shoulder | B14 | 900 | 4000 | 0 | 64.53 | 69.93 | 8 | 0
2020 | MISO_MO-IL_2_TVA_Transmission | MISO_MO-IL | TVA_Transmission | Internal | Shoulder | B15 | 1203 | 4000 | 0 | 62.91 | 68.84 | 8 | 0
2020 | MISO_MO-IL_2_TVA_Transmission | MISO_MO-IL | TVA_Transmission | Internal | Summer | B1 | 10 | 4000 | 385.67 | 104.82 | 112.82 | 8 | 0
2020 | MISO_MO-IL_2_TVA_Transmission | MISO_MO-IL | TVA_Transmission | Internal | Summer | B2 | 25 | 4000 | 0 | 103.42 | 111.41 | 8 | 0
2020 | MISO_MO-IL_2_TVA_Transmission | MISO_MO-IL | TVA_Transmission | Internal | Summer | B3 | 75 | 4000 | 0 | 102.19 | 107.15 | 8 | 0
2020 | MISO_MO-IL_2_TVA_Transmission | MISO_MO-IL | TVA_Transmission | Internal | Summer | B4 | 100 | 4000 | 0 | 100.77 | 107.15 | 8 | 0
2020 | MISO_MO-IL_2_TVA_Transmission | MISO_MO-IL | TVA_Transmission | Internal | Summer | B5 | 200 | 4000 | 0 | 97.89 | 97.56 | 8 | 0
2020 | MISO_MO-IL_2_TVA_Transmission | MISO_MO-IL | TVA_Transmission | Internal | Summer | B6 | 300 | 4000 | 0 | 86.03 | 89.15 | 8 | 0
2020 | MISO_MO-IL_2_TVA_Transmission | MISO_MO-IL | TVA_Transmission | Internal | Summer | B7 | 400 | 4000 | 0 | 67.61 | 74.36 | 8 | 0
2020 | MISO_MO-IL_2_TVA_Transmission | MISO_MO-IL | TVA_Transmission | Internal | Summer | B8 | 500 | 4000 | 0 | 63.05 | 69.11 | 8 | 0
2020 | MISO_MO-IL_2_TVA_Transmission | MISO_MO-IL | TVA_Transmission | Internal | Summer | B9 | 800 | 4000 | 0 | 62.68 | 67.53 | 8 | 0
2020 | MISO_MO-IL_2_TVA_Transmission | MISO_MO-IL | TVA_Transmission | Internal | Summer | B10 | 1262 | 4000 | 0 | 61.52 | 64.84 | 8 | 0
2020 | MISO_MO-IL_2_TVA_Transmission | MISO_MO-IL | TVA_Transmission | Internal | Winter | B16 | 25 | 4000 | 285.7 | 86.88 | 94.88 | 8 | 0
2020 | MISO_MO-IL_2_TVA_Transmission | MISO_MO-IL | TVA_Transmission | Internal | Winter | B17 | 100 | 4000 | 0 | 73.1 | 78.83 | 8 | 0
2020 | MISO_MO-IL_2_TVA_Transmission | MISO_MO-IL | TVA_Transmission | Internal | Winter | B18 | 400 | 4000 | 0 | 71.17 | 74.78 | 8 | 0
2020 | MISO_MO-IL_2_TVA_Transmission | MISO_MO-IL | TVA_Transmission | Internal | Winter | B19 | 700 | 4000 | 0 | 67.46 | 72.59 | 8 | 0
2020 | MISO_MO-IL_2_TVA_Transmission | MISO_MO-IL | TVA_Transmission | Internal | Winter | B20 | 935 | 4000 | 0 | 63.38 | 70.71 | 8 | 0
2020 | MISO_W_2_MAPP_CA | MISO_W | MAPP_CA | Internal | Shoulder | B11 | 25 | 926 | 0 | 85.47 | 66.5 | 0.01 | 0
2020 | MISO_W_2_MAPP_CA | MISO_W | MAPP_CA | Internal | Shoulder | B12 | 200 | 926 | 0 | 70.63 | 70.62 | 0.01 | 0
2020 | MISO_W_2_MAPP_CA | MISO_W | MAPP_CA | Internal | Shoulder | B13 | 600 | 926 | 0 | 68.13 | 68.12 | 0.01 | 0
2020 | MISO_W_2_MAPP_CA | MISO_W | MAPP_CA | Internal | Shoulder | B14 | 900 | 926 | 0 | 64.52 | 64.37 | 0.01 | 0
2020 | MISO_W_2_MAPP_CA | MISO_W | MAPP_CA | Internal | Shoulder | B15 | 1203 | 926 | 926 | 63.19 | 64.37 | 0.01 | 1.18
2020 | MISO_W_2_MAPP_CA | MISO_W | MAPP_CA | Internal | Summer | B1 | 10 | 926 | 0 | 104.82 | 90.82 | 0.01 | 0
2020 | MISO_W_2_MAPP_CA | MISO_W | MAPP_CA | Internal | Summer | B2 | 25 | 926 | 0 | 103.42 | 89.86 | 0.01 | 0
2020 | MISO_W_2_MAPP_CA | MISO_W | MAPP_CA | Internal | Summer | B3 | 75 | 926 | 0 | 102.55 | 89.86 | 0.01 | 0
2020 | MISO_W_2_MAPP_CA | MISO_W | MAPP_CA | Internal | Summer | B4 | 100 | 926 | 0 | 101.89 | 89.86 | 0.01 | 0
2020 | MISO_W_2_MAPP_CA | MISO_W | MAPP_CA | Internal | Summer | B5 | 200 | 926 | 0 | 97.88 | 89.86 | 0.01 | 0
2020 | MISO_W_2_MAPP_CA | MISO_W | MAPP_CA | Internal | Summer | B6 | 300 | 926 | 0 | 86.02 | 86 | 0.01 | 0
2020 | MISO_W_2_MAPP_CA | MISO_W | MAPP_CA | Internal | Summer | B7 | 400 | 926 | 0 | 67.6 | 67.58 | 0.01 | 0
2020 | MISO_W_2_MAPP_CA | MISO_W | MAPP_CA | Internal | Summer | B8 | 500 | 926 | 0 | 63.03 | 62.68 | 0.01 | 0
2020 | MISO_W_2_MAPP_CA | MISO_W | MAPP_CA | Internal | Summer | B9 | 800 | 926 | 0 | 62.69 | 62.68 | 0.01 | 0
2020 | MISO_W_2_MAPP_CA | MISO_W | MAPP_CA | Internal | Summer | B10 | 1262 | 926 | 606.15 | 62.67 | 62.68 | 0.01 | 0
2020 | MISO_W_2_MAPP_CA | MISO_W | MAPP_CA | Internal | Winter | B16 | 25 | 926 | 0 | 86.87 | 86.86 | 0.01 | 0
2020 | MISO_W_2_MAPP_CA | MISO_W | MAPP_CA | Internal | Winter | B17 | 100 | 926 | 0 | 73.09 | 73.08 | 0.01 | 0
2020 | MISO_W_2_MAPP_CA | MISO_W | MAPP_CA | Internal | Winter | B18 | 400 | 926 | 0 | 71.16 | 71.15 | 0.01 | 0
2020 | MISO_W_2_MAPP_CA | MISO_W | MAPP_CA | Internal | Winter | B19 | 700 | 926 | 0 | 67.46 | 67.45 | 0.01 | 0
2020 | MISO_W_2_MAPP_CA | MISO_W | MAPP_CA | Internal | Winter | B20 | 935 | 926 | 926 | 63.39 | 67.45 | 0.01 | 4.05
2020 | MISO_W_2_MISO_MO-IL | MISO_W | MISO_MO-IL | Internal | Shoulder | B11 | 25 | 3915 | 1472.58 | 85.47 | 85.49 | 0.01 | 0
2020 | MISO_W_2_MISO_MO-IL | MISO_W | MISO_MO-IL | Internal | Shoulder | B12 | 200 | 3915 | 745.38 | 70.63 | 70.64 | 0.01 | 0
2020 | MISO_W_2_MISO_MO-IL | MISO_W | MISO_MO-IL | Internal | Shoulder | B13 | 600 | 3915 | 996.95 | 68.13 | 68.15 | 0.01 | 0
2020 | MISO_W_2_MISO_MO-IL | MISO_W | MISO_MO-IL | Internal | Shoulder | B14 | 900 | 3915 | 151.14 | 64.52 | 64.53 | 0.01 | 0
2020 | MISO_W_2_MISO_MO-IL | MISO_W | MISO_MO-IL | Internal | Shoulder | B15 | 1203 | 3915 | 0 | 63.19 | 62.91 | 0.01 | 0
2020 | MISO_W_2_MISO_MO-IL | MISO_W | MISO_MO-IL | Internal | Summer | B1 | 10 | 3915 | 0 | 104.82 | 104.82 | 0.01 | 0
2020 | MISO_W_2_MISO_MO-IL | MISO_W | MISO_MO-IL | Internal | Summer | B2 | 25 | 3915 | 0 | 103.42 | 103.42 | 0.01 | 0
2020 | MISO_W_2_MISO_MO-IL | MISO_W | MISO_MO-IL | Internal | Summer | B3 | 75 | 3915 | 0 | 102.55 | 102.19 | 0.01 | 0
2020 | MISO_W_2_MISO_MO-IL | MISO_W | MISO_MO-IL | Internal | Summer | B4 | 100 | 3915 | 0 | 101.89 | 100.77 | 0.01 | 0
2020 | MISO_W_2_MISO_MO-IL | MISO_W | MISO_MO-IL | Internal | Summer | B5 | 200 | 3915 | 174.58 | 97.88 | 97.89 | 0.01 | 0
2020 | MISO_W_2_MISO_MO-IL | MISO_W | MISO_MO-IL | Internal | Summer | B6 | 300 | 3915 | 286.38 | 86.02 | 86.03 | 0.01 | 0
2020 | MISO_W_2_MISO_MO-IL | MISO_W | MISO_MO-IL | Internal | Summer | B7 | 400 | 3915 | 988.01 | 67.6 | 67.61 | 0.01 | 0
2020 | MISO_W_2_MISO_MO-IL | MISO_W | MISO_MO-IL | Internal | Summer | B8 | 500 | 3915 | 427.77 | 63.03 | 63.05 | 0.01 | 0
2020 | MISO_W_2_MISO_MO-IL | MISO_W | MISO_MO-IL | Internal | Summer | B9 | 800 | 3915 | 0 | 62.69 | 62.68 | 0.01 | 0
2020 | MISO_W_2_MISO_MO-IL | MISO_W | MISO_MO-IL | Internal | Summer | B10 | 1262 | 3915 | 0 | 62.67 | 61.52 | 0.01 | 0
2020 | MISO_W_2_MISO_MO-IL | MISO_W | MISO_MO-IL | Internal | Winter | B16 | 25 | 3915 | 3897.28 | 86.87 | 86.88 | 0.01 | 0
2020 | MISO_W_2_MISO_MO-IL | MISO_W | MISO_MO-IL | Internal | Winter | B17 | 100 | 3915 | 2786.98 | 73.09 | 73.1 | 0.01 | 0
2020 | MISO_W_2_MISO_MO-IL | MISO_W | MISO_MO-IL | Internal | Winter | B18 | 400 | 3915 | 1829.36 | 71.16 | 71.17 | 0.01 | 0
2020 | MISO_W_2_MISO_MO-IL | MISO_W | MISO_MO-IL | Internal | Winter | B19 | 700 | 3915 | 0 | 67.46 | 67.46 | 0.01 | 0
2020 | MISO_W_2_MISO_MO-IL | MISO_W | MISO_MO-IL | Internal | Winter | B20 | 935 | 3915 | 0 | 63.39 | 63.38 | 0.01 | 0
2020 | MISO_W_2_MISO_WUMS | MISO_W | MISO_WUMS | Internal | Shoulder | B11 | 25 | 1732 | 0 | 85.47 | 85.46 | 0.01 | 0
2020 | MISO_W_2_MISO_WUMS | MISO_W | MISO_WUMS | Internal | Shoulder | B12 | 200 | 1732 | 0 | 70.63 | 70.63 | 0.01 | 0
2020 | MISO_W_2_MISO_WUMS | MISO_W | MISO_WUMS | Internal | Shoulder | B13 | 600 | 1732 | 0 | 68.13 | 68.13 | 0.01 | 0
2020 | MISO_W_2_MISO_WUMS | MISO_W | MISO_WUMS | Internal | Shoulder | B14 | 900 | 1732 | 0 | 64.52 | 64.52 | 0.01 | 0
2020 | MISO_W_2_MISO_WUMS | MISO_W | MISO_WUMS | Internal | Shoulder | B15 | 1203 | 1732 | 0 | 63.19 | 61.82 | 0.01 | 0
2020 | MISO_W_2_MISO_WUMS | MISO_W | MISO_WUMS | Internal | Summer | B1 | 10 | 1732 | 0 | 104.82 | 104.81 | 0.01 | 0
2020 | MISO_W_2_MISO_WUMS | MISO_W | MISO_WUMS | Internal | Summer | B2 | 25 | 1732 | 0 | 103.42 | 103.41 | 0.01 | 0
2020 | MISO_W_2_MISO_WUMS | MISO_W | MISO_WUMS | Internal | Summer | B3 | 75 | 1732 | 0 | 102.55 | 99.86 | 0.01 | 0
2020 | MISO_W_2_MISO_WUMS | MISO_W | MISO_WUMS | Internal | Summer | B4 | 100 | 1732 | 0 | 101.89 | 99.15 | 0.01 | 0
2020 | MISO_W_2_MISO_WUMS | MISO_W | MISO_WUMS | Internal | Summer | B5 | 200 | 1732 | 0 | 97.88 | 89.55 | 0.01 | 0
2020 | MISO_W_2_MISO_WUMS | MISO_W | MISO_WUMS | Internal | Summer | B6 | 300 | 1732 | 0 | 86.02 | 81.36 | 0.01 | 0
2020 | MISO_W_2_MISO_WUMS | MISO_W | MISO_WUMS | Internal | Summer | B7 | 400 | 1732 | 0 | 67.6 | 67.58 | 0.01 | 0
2020 | MISO_W_2_MISO_WUMS | MISO_W | MISO_WUMS | Internal | Summer | B8 | 500 | 1732 | 0 | 63.03 | 62.44 | 0.01 | 0
2020 | MISO_W_2_MISO_WUMS | MISO_W | MISO_WUMS | Internal | Summer | B9 | 800 | 1732 | 0 | 62.69 | 60.81 | 0.01 | 0
2020 | MISO_W_2_MISO_WUMS | MISO_W | MISO_WUMS | Internal | Summer | B10 | 1262 | 1732 | 0 | 62.67 | 59.24 | 0.01 | 0
2020 | MISO_W_2_MISO_WUMS | MISO_W | MISO_WUMS | Internal | Winter | B16 | 25 | 1732 | 0 | 86.87 | 86.86 | 0.01 | 0
2020 | MISO_W_2_MISO_WUMS | MISO_W | MISO_WUMS | Internal | Winter | B17 | 100 | 1732 | 0 | 73.09 | 73.08 | 0.01 | 0
2020 | MISO_W_2_MISO_WUMS | MISO_W | MISO_WUMS | Internal | Winter | B18 | 400 | 1732 | 0 | 71.16 | 71.08 | 0.01 | 0
2020 | MISO_W_2_MISO_WUMS | MISO_W | MISO_WUMS | Internal | Winter | B19 | 700 | 1732 | 0 | 67.46 | 67.45 | 0.01 | 0
2020 | MISO_W_2_MISO_WUMS | MISO_W | MISO_WUMS | Internal | Winter | B20 | 935 | 1732 | 0 | 63.39 | 63.38 | 0.01 | 0
2020 | MISO_W_2_NE | MISO_W | NE | Internal | Shoulder | B11 | 25 | 2800 | 0 | 85.47 | 80.5 | 7 | 0
2020 | MISO_W_2_NE | MISO_W | NE | Internal | Shoulder | B12 | 200 | 2800 | 0 | 70.63 | 65.64 | 7 | 0
2020 | MISO_W_2_NE | MISO_W | NE | Internal | Shoulder | B13 | 600 | 2800 | 0 | 68.13 | 65.35 | 7 | 0
2020 | MISO_W_2_NE | MISO_W | NE | Internal | Shoulder | B14 | 900 | 2800 | 0 | 64.52 | 62.71 | 7 | 0
2020 | MISO_W_2_NE | MISO_W | NE | Internal | Shoulder | B15 | 1203 | 2800 | 0 | 63.19 | 60.51 | 7 | 0
2020 | MISO_W_2_NE | MISO_W | NE | Internal | Summer | B1 | 10 | 2800 | 0 | 104.82 | 104.82 | 7 | 0
2020 | MISO_W_2_NE | MISO_W | NE | Internal | Summer | B2 | 25 | 2800 | 0 | 103.42 | 103.42 | 7 | 0
2020 | MISO_W_2_NE | MISO_W | NE | Internal | Summer | B3 | 75 | 2800 | 0 | 102.55 | 102.55 | 7 | 0
2020 | MISO_W_2_NE | MISO_W | NE | Internal | Summer | B4 | 100 | 2800 | 0 | 101.89 | 101.89 | 7 | 0
2020 | MISO_W_2_NE | MISO_W | NE | Internal | Summer | B5 | 200 | 2800 | 0 | 97.88 | 97.88 | 7 | 0
2020 | MISO_W_2_NE | MISO_W | NE | Internal | Summer | B6 | 300 | 2800 | 0 | 86.02 | 86.02 | 7 | 0
2020 | MISO_W_2_NE | MISO_W | NE | Internal | Summer | B7 | 400 | 2800 | 0 | 67.6 | 67.6 | 7 | 0
2020 | MISO_W_2_NE | MISO_W | NE | Internal | Summer | B8 | 500 | 2800 | 0 | 63.03 | 64.07 | 7 | 0
2020 | MISO_W_2_NE | MISO_W | NE | Internal | Summer | B9 | 800 | 2800 | 0 | 62.69 | 63.58 | 7 | 0
2020 | MISO_W_2_NE | MISO_W | NE | Internal | Summer | B10 | 1262 | 2800 | 0 | 62.67 | 62.67 | 7 | 0
2020 | MISO_W_2_NE | MISO_W | NE | Internal | Winter | B16 | 25 | 2800 | 0 | 86.87 | 70.71 | 7 | 0
2020 | MISO_W_2_NE | MISO_W | NE | Internal | Winter | B17 | 100 | 2800 | 0 | 73.09 | 68.09 | 7 | 0
2020 | MISO_W_2_NE | MISO_W | NE | Internal | Winter | B18 | 400 | 2800 | 0 | 71.16 | 66.16 | 7 | 0
2020 | MISO_W_2_NE | MISO_W | NE | Internal | Winter | B19 | 700 | 2800 | 0 | 67.46 | 65.38 | 7 | 0
2020 | MISO_W_2_NE | MISO_W | NE | Internal | Winter | B20 | 935 | 2800 | 0 | 63.39 | 63.09 | 7 | 0
2020 | MISO_W_2_PJM_ROR | MISO_W | PJM_ROR | Internal | Shoulder | B11 | 25 | 773 | 0 | 85.47 | 87.46 | 2 | 0
2020 | MISO_W_2_PJM_ROR | MISO_W | PJM_ROR | Internal | Shoulder | B12 | 200 | 773 | 773 | 70.63 | 72.64 | 2 | 0.01
2020 | MISO_W_2_PJM_ROR | MISO_W | PJM_ROR | Internal | Shoulder | B13 | 600 | 773 | 773 | 68.13 | 70.15 | 2 | 0.01
2020 | MISO_W_2_PJM_ROR | MISO_W | PJM_ROR | Internal | Shoulder | B14 | 900 | 773 | 773 | 64.52 | 66.53 | 2 | 0.01
2020 | MISO_W_2_PJM_ROR | MISO_W | PJM_ROR | Internal | Shoulder | B15 | 1203 | 773 | 0 | 63.19 | 63.82 | 2 | 0
2020 | MISO_W_2_PJM_ROR | MISO_W | PJM_ROR | Internal | Summer | B1 | 10 | 773 | 22.52 | 104.82 | 106.82 | 2 | 0
2020 | MISO_W_2_PJM_ROR | MISO_W | PJM_ROR | Internal | Summer | B2 | 25 | 773 | 0 | 103.42 | 105.41 | 2 | 0
2020 | MISO_W_2_PJM_ROR | MISO_W | PJM_ROR | Internal | Summer | B3 | 75 | 773 | 0 | 102.55 | 101.15 | 2 | 0
2020 | MISO_W_2_PJM_ROR | MISO_W | PJM_ROR | Internal | Summer | B4 | 100 | 773 | 0 | 101.89 | 101.15 | 2 | 0
2020 | MISO_W_2_PJM_ROR | MISO_W | PJM_ROR | Internal | Summer | B5 | 200 | 773 | 0 | 97.88 | 91.56 | 2 | 0
2020 | MISO_W_2_PJM_ROR | MISO_W | PJM_ROR | Internal | Summer | B6 | 300 | 773 | 0 | 86.02 | 84.03 | 2 | 0
2020 | MISO_W_2_PJM_ROR | MISO_W | PJM_ROR | Internal | Summer | B7 | 400 | 773 | 130.75 | 67.6 | 69.6 | 2 | 0
2020 | MISO_W_2_PJM_ROR | MISO_W | PJM_ROR | Internal | Summer | B8 | 500 | 773 | 0 | 63.03 | 64.45 | 2 | 0
2020 | MISO_W_2_PJM_ROR | MISO_W | PJM_ROR | Internal | Summer | B9 | 800 | 773 | 0 | 62.69 | 62.81 | 2 | 0
2020 | MISO_W_2_PJM_ROR | MISO_W | PJM_ROR | Internal | Summer | B10 | 1262 | 773 | 0 | 62.67 | 61.24 | 2 | 0
2020 | MISO_W_2_PJM_ROR | MISO_W | PJM_ROR | Internal | Winter | B16 | 25 | 773 | 773 | 86.87 | 89.55 | 2 | 0.68
2020 | MISO_W_2_PJM_ROR | MISO_W | PJM_ROR | Internal | Winter | B17 | 100 | 773 | 773 | 73.09 | 81.68 | 2 | 6.58
2020 | MISO_W_2_PJM_ROR | MISO_W | PJM_ROR | Internal | Winter | B18 | 400 | 773 | 773 | 71.16 | 73.53 | 2 | 0.38
2020 | MISO_W_2_PJM_ROR | MISO_W | PJM_ROR | Internal | Winter | B19 | 700 | 773 | 756.14 | 67.46 | 69.46 | 2 | 0
2020 | MISO_W_2_PJM_ROR | MISO_W | PJM_ROR | Internal | Winter | B20 | 935 | 773 | 0 | 63.39 | 65.38 | 2 | 0
2020 | MISO_W_2_SPP_N | MISO_W | SPP_N | Internal | Shoulder | B11 | 25 | 3200 | 0 | 85.47 | 80.49 | 7 | 0
2020 | MISO_W_2_SPP_N | MISO_W | SPP_N | Internal | Shoulder | B12 | 200 | 3200 | 0 | 70.63 | 65.63 | 7 | 0
2020 | MISO_W_2_SPP_N | MISO_W | SPP_N | Internal | Shoulder | B13 | 600 | 3200 | 0 | 68.13 | 65.34 | 7 | 0
2020 | MISO_W_2_SPP_N | MISO_W | SPP_N | Internal | Shoulder | B14 | 900 | 3200 | 0 | 64.52 | 62.69 | 7 | 0
2020 | MISO_W_2_SPP_N | MISO_W | SPP_N | Internal | Shoulder | B15 | 1203 | 3200 | 0 | 63.19 | 60.5 | 7 | 0
2020 | MISO_W_2_SPP_N | MISO_W | SPP_N | Internal | Summer | B1 | 10 | 3200 | 0 | 104.82 | 99.82 | 7 | 0
2020 | MISO_W_2_SPP_N | MISO_W | SPP_N | Internal | Summer | B2 | 25 | 3200 | 0 | 103.42 | 100.28 | 7 | 0
2020 | MISO_W_2_SPP_N | MISO_W | SPP_N | Internal | Summer | B3 | 75 | 3200 | 0 | 102.55 | 102.57 | 7 | 0
2020 | MISO_W_2_SPP_N | MISO_W | SPP_N | Internal | Summer | B4 | 100 | 3200 | 0 | 101.89 | 100.28 | 7 | 0
2020 | MISO_W_2_SPP_N | MISO_W | SPP_N | Internal | Summer | B5 | 200 | 3200 | 0 | 97.88 | 92.89 | 7 | 0
2020 | MISO_W_2_SPP_N | MISO_W | SPP_N | Internal | Summer | B6 | 300 | 3200 | 0 | 86.02 | 84.03 | 7 | 0
2020 | MISO_W_2_SPP_N | MISO_W | SPP_N | Internal | Summer | B7 | 400 | 3200 | 0 | 67.6 | 67.05 | 7 | 0
2020 | MISO_W_2_SPP_N | MISO_W | SPP_N | Internal | Summer | B8 | 500 | 3200 | 0 | 63.03 | 64.08 | 7 | 0
2020 | MISO_W_2_SPP_N | MISO_W | SPP_N | Internal | Summer | B9 | 800 | 3200 | 0 | 62.69 | 63.94 | 7 | 0
2020 | MISO_W_2_SPP_N | MISO_W | SPP_N | Internal | Summer | B10 | 1262 | 3200 | 0 | 62.67 | 62.68 | 7 | 0
2020 | MISO_W_2_SPP_N | MISO_W | SPP_N | Internal | Winter | B16 | 25 | 3200 | 0 | 86.87 | 70.72 | 7 | 0
2020 | MISO_W_2_SPP_N | MISO_W | SPP_N | Internal | Winter | B17 | 100 | 3200 | 0 | 73.09 | 68.09 | 7 | 0
2020 | MISO_W_2_SPP_N | MISO_W | SPP_N | Internal | Winter | B18 | 400 | 3200 | 0 | 71.16 | 66.17 | 7 | 0
2020 | MISO_W_2_SPP_N | MISO_W | SPP_N | Internal | Winter | B19 | 700 | 3200 | 0 | 67.46 | 65.39 | 7 | 0
2020 | MISO_W_2_SPP_N | MISO_W | SPP_N | Internal | Winter | B20 | 935 | 3200 | 0 | 63.39 | 63.1 | 7 | 0
2020 | MISO_WUMS_2_MISO_MI | MISO_WUMS | MISO_MI | Internal | Shoulder | B11 | 25 | 1422 | 265.6 | 85.46 | 85.47 | 0.01 | 0
2020 | MISO_WUMS_2_MISO_MI | MISO_WUMS | MISO_MI | Internal | Shoulder | B12 | 200 | 1422 | 785.13 | 70.63 | 70.64 | 0.01 | 0
2020 | MISO_WUMS_2_MISO_MI | MISO_WUMS | MISO_MI | Internal | Shoulder | B13 | 600 | 1422 | 540.87 | 68.13 | 68.15 | 0.01 | 0
2020 | MISO_WUMS_2_MISO_MI | MISO_WUMS | MISO_MI | Internal | Shoulder | B14 | 900 | 1422 | 387.35 | 64.52 | 64.53 | 0.01 | 0
2020 | MISO_WUMS_2_MISO_MI | MISO_WUMS | MISO_MI | Internal | Shoulder | B15 | 1203 | 1422 | 35.41 | 61.82 | 61.83 | 0.01 | 0
2020 | MISO_WUMS_2_MISO_MI | MISO_WUMS | MISO_MI | Internal | Summer | B1 | 10 | 1422 | 40.02 | 104.81 | 104.82 | 0.01 | 0
2020 | MISO_WUMS_2_MISO_MI | MISO_WUMS | MISO_MI | Internal | Summer | B2 | 25 | 1422 | 279.67 | 103.41 | 103.42 | 0.01 | 0
2020 | MISO_WUMS_2_MISO_MI | MISO_WUMS | MISO_MI | Internal | Summer | B3 | 75 | 1422 | 1293.91 | 99.86 | 99.87 | 0.01 | 0
2020 | MISO_WUMS_2_MISO_MI | MISO_WUMS | MISO_MI | Internal | Summer | B4 | 100 | 1422 | 824.54 | 99.15 | 99.16 | 0.01 | 0
2020 | MISO_WUMS_2_MISO_MI | MISO_WUMS | MISO_MI | Internal | Summer | B5 | 200 | 1422 | 830.9 | 89.55 | 89.56 | 0.01 | 0
2020 | MISO_WUMS_2_MISO_MI | MISO_WUMS | MISO_MI | Internal | Summer | B6 | 300 | 1422 | 1284.5 | 81.36 | 81.38 | 0.01 | 0
2020 | MISO_WUMS_2_MISO_MI | MISO_WUMS | MISO_MI | Internal | Summer | B7 | 400 | 1422 | 649.89 | 67.58 | 67.6 | 0.01 | 0
2020 | MISO_WUMS_2_MISO_MI | MISO_WUMS | MISO_MI | Internal | Summer | B8 | 500 | 1422 | 124.03 | 62.44 | 62.45 | 0.01 | 0
2020 | MISO_WUMS_2_MISO_MI | MISO_WUMS | MISO_MI | Internal | Summer | B9 | 800 | 1422 | 813.29 | 60.81 | 60.83 | 0.01 | 0
2020 | MISO_WUMS_2_MISO_MI | MISO_WUMS | MISO_MI | Internal | Summer | B10 | 1262 | 1422 | 496.89 | 59.24 | 59.25 | 0.01 | 0
2020 | MISO_WUMS_2_MISO_MI | MISO_WUMS | MISO_MI | Internal | Winter | B16 | 25 | 1422 | 1422 | 86.86 | 86.88 | 0.01 | 0.01
2020 | MISO_WUMS_2_MISO_MI | MISO_WUMS | MISO_MI | Internal | Winter | B17 | 100 | 1422 | 1422 | 73.08 | 73.1 | 0.01 | 0.01
2020 | MISO_WUMS_2_MISO_MI | MISO_WUMS | MISO_MI | Internal | Winter | B18 | 400 | 1422 | 1422 | 71.08 | 71.17 | 0.01 | 0.08
2020 | MISO_WUMS_2_MISO_MI | MISO_WUMS | MISO_MI | Internal | Winter | B19 | 700 | 1422 | 1401.92 | 67.45 | 67.46 | 0.01 | 0
2020 | MISO_WUMS_2_MISO_MI | MISO_WUMS | MISO_MI | Internal | Winter | B20 | 935 | 1422 | 0 | 63.38 | 63.38 | 0.01 | 0
2020 | MISO_WUMS_2_MISO_W | MISO_WUMS | MISO_W | Internal | Shoulder | B11 | 25 | 1240 | 1188.73 | 85.46 | 85.47 | 0.01 | 0
2020 | MISO_WUMS_2_MISO_W | MISO_WUMS | MISO_W | Internal | Shoulder | B12 | 200 | 1240 | 0 | 70.63 | 70.63 | 0.01 | 0
2020 | MISO_WUMS_2_MISO_W | MISO_WUMS | MISO_W | Internal | Shoulder | B13 | 600 | 1240 | 0 | 68.13 | 68.13 | 0.01 | 0
2020 | MISO_WUMS_2_MISO_W | MISO_WUMS | MISO_W | Internal | Shoulder | B14 | 900 | 1240 | 0 | 64.52 | 64.52 | 0.01 | 0
2020 | MISO_WUMS_2_MISO_W | MISO_WUMS | MISO_W | Internal | Shoulder | B15 | 1203 | 1240 | 1240 | 61.82 | 63.19 | 0.01 | 1.36
2020 | MISO_WUMS_2_MISO_W | MISO_WUMS | MISO_W | Internal | Summer | B1 | 10 | 1240 | 382.16 | 104.81 | 104.82 | 0.01 | 0
2020 | MISO_WUMS_2_MISO_W | MISO_WUMS | MISO_W | Internal | Summer | B2 | 25 | 1240 | 1229.89 | 103.41 | 103.42 | 0.01 | 0
2020 | MISO_WUMS_2_MISO_W | MISO_WUMS | MISO_W | Internal | Summer | B3 | 75 | 1240 | 1240 | 99.86 | 102.55 | 0.01 | 2.68
2020 | MISO_WUMS_2_MISO_W | MISO_WUMS | MISO_W | Internal | Summer | B4 | 100 | 1240 | 1240 | 99.15 | 101.89 | 0.01 | 2.73
2020 | MISO_WUMS_2_MISO_W | MISO_WUMS | MISO_W | Internal | Summer | B5 | 200 | 1240 | 1240 | 89.55 | 97.88 | 0.01 | 8.31
2020 | MISO_WUMS_2_MISO_W | MISO_WUMS | MISO_W | Internal | Summer | B6 | 300 | 1240 | 1240 | 81.36 | 86.02 | 0.01 | 4.64
2020 | MISO_WUMS_2_MISO_W | MISO_WUMS | MISO_W | Internal | Summer | B7 | 400 | 1240 | 1131.26 | 67.58 | 67.6 | 0.01 | 0
2020 | MISO_WUMS_2_MISO_W | MISO_WUMS | MISO_W | Internal | Summer | B8 | 500 | 1240 | 1240 | 62.44 | 63.03 | 0.01 | 0.59
2020 | MISO_WUMS_2_MISO_W | MISO_WUMS | MISO_W | Internal | Summer | B9 | 800 | 1240 | 1240 | 60.81 | 62.69 | 0.01 | 1.87
2020 | MISO_WUMS_2_MISO_W | MISO_WUMS | MISO_W | Internal | Summer | B10 | 1262 | 1240 | 1240 | 59.24 | 62.67 | 0.01 | 3.42
2020 | MISO_WUMS_2_MISO_W | MISO_WUMS | MISO_W | Internal | Winter | B16 | 25 | 1240 | 898.98 | 86.86 | 86.87 | 0.01 | 0
2020 | MISO_WUMS_2_MISO_W | MISO_WUMS | MISO_W | Internal | Winter | B17 | 100 | 1240 | 1031.45 | 73.08 | 73.09 | 0.01 | 0
2020 | MISO_WUMS_2_MISO_W | MISO_WUMS | MISO_W | Internal | Winter | B18 | 400 | 1240 | 1240 | 71.08 | 71.16 | 0.01 | 0.06
2020 | MISO_WUMS_2_MISO_W | MISO_WUMS | MISO_W | Internal | Winter | B19 | 700 | 1240 | 294.81 | 67.45 | 67.46 | 0.01 | 0
2020 | MISO_WUMS_2_MISO_W | MISO_WUMS | MISO_W | Internal | Winter | B20 | 935 | 1240 | 971.69 | 63.38 | 63.39 | 0.01 | 0
2020 | MISO_WUMS_2_PJM_ROR | MISO_WUMS | PJM_ROR | Internal | Shoulder | B11 | 25 | 1600 | 1191.06 | 85.46 | 87.46 | 2 | 0
2020 | MISO_WUMS_2_PJM_ROR | MISO_WUMS | PJM_ROR | Internal | Shoulder | B12 | 200 | 1600 | 1600 | 70.63 | 72.64 | 2 | 0.01
2020 | MISO_WUMS_2_PJM_ROR | MISO_WUMS | PJM_ROR | Internal | Shoulder | B13 | 600 | 1600 | 1600 | 68.13 | 70.15 | 2 | 0.01
2020 | MISO_WUMS_2_PJM_ROR | MISO_WUMS | PJM_ROR | Internal | Shoulder | B14 | 900 | 1600 | 1600 | 64.52 | 66.53 | 2 | 0.01
2020 | MISO_WUMS_2_PJM_ROR | MISO_WUMS | PJM_ROR | Internal | Shoulder | B15 | 1203 | 1600 | 47.35 | 61.82 | 63.82 | 2 | 0
2020 | MISO_WUMS_2_PJM_ROR | MISO_WUMS | PJM_ROR | Internal | Summer | B1 | 10 | 1600 | 1600 | 104.81 | 106.82 | 2 | 0.01
2020 | MISO_WUMS_2_PJM_ROR | MISO_WUMS | PJM_ROR | Internal | Summer | B2 | 25 | 1600 | 538.37 | 103.41 | 105.41 | 2 | 0
2020 | MISO_WUMS_2_PJM_ROR | MISO_WUMS | PJM_ROR | Internal | Summer | B3 | 75 | 1600 | 0 | 99.86 | 101.15 | 2 | 0
2020 | MISO_WUMS_2_PJM_ROR | MISO_WUMS | PJM_ROR | Internal | Summer | B4 | 100 | 1600 | 1117.99 | 99.15 | 101.15 | 2 | 0
2020 | MISO_WUMS_2_PJM_ROR | MISO_WUMS | PJM_ROR | Internal | Summer | B5 | 200 | 1600 | 1600 | 89.55 | 91.56 | 2 | 0.01
2020 | MISO_WUMS_2_PJM_ROR | MISO_WUMS | PJM_ROR | Internal | Summer | B6 | 300 | 1600 | 1600 | 81.36 | 84.03 | 2 | 0.66
2020 | MISO_WUMS_2_PJM_ROR | MISO_WUMS | PJM_ROR | Internal | Summer | B7 | 400 | 1600 | 1600 | 67.58 | 69.6 | 2 | 0.01
2020 | MISO_WUMS_2_PJM_ROR | MISO_WUMS | PJM_ROR | Internal | Summer | B8 | 500 | 1600 | 1600 | 62.44 | 64.45 | 2 | 0.01
2020 | MISO_WUMS_2_PJM_ROR | MISO_WUMS | PJM_ROR | Internal | Summer | B9 | 800 | 1600 | 1184.85 | 60.81 | 62.81 | 2 | 0
2020 | MISO_WUMS_2_PJM_ROR | MISO_WUMS | PJM_ROR | Internal | Summer | B10 | 1262 | 1600 | 431.85 | 59.24 | 61.24 | 2 | 0
2020 | MISO_WUMS_2_PJM_ROR | MISO_WUMS | PJM_ROR | Internal | Winter | B16 | 25 | 1600 | 1600 | 86.86 | 89.55 | 2 | 0.69
2020 | MISO_WUMS_2_PJM_ROR | MISO_WUMS | PJM_ROR | Internal | Winter | B17 | 100 | 1600 | 1600 | 73.08 | 81.68 | 2 | 6.6
2020 | MISO_WUMS_2_PJM_ROR | MISO_WUMS | PJM_ROR | Internal | Winter | B18 | 400 | 1600 | 1600 | 71.08 | 73.53 | 2 | 0.45
2020 | MISO_WUMS_2_PJM_ROR | MISO_WUMS | PJM_ROR | Internal | Winter | B19 | 700 | 1600 | 1600 | 67.45 | 69.46 | 2 | 0.01
2020 | MISO_WUMS_2_PJM_ROR | MISO_WUMS | PJM_ROR | Internal | Winter | B20 | 935 | 1600 | 651.86 | 63.38 | 65.38 | 2 | 0
2020 | NE_2_MISO_W | NE | MISO_W | Internal | Shoulder | B11 | 25 | 1600 | 0 | 80.5 | 85.47 | 5 | 0
2020 | NE_2_MISO_W | NE | MISO_W | Internal | Shoulder | B12 | 200 | 1600 | 0 | 65.64 | 70.63 | 5 | 0
2020 | NE_2_MISO_W | NE | MISO_W | Internal | Shoulder | B13 | 600 | 1600 | 0 | 65.35 | 68.13 | 5 | 0
2020 | NE_2_MISO_W | NE | MISO_W | Internal | Shoulder | B14 | 900 | 1600 | 0 | 62.71 | 64.52 | 5 | 0
2020 | NE_2_MISO_W | NE | MISO_W | Internal | Shoulder | B15 | 1203 | 1600 | 0 | 60.51 | 63.19 | 5 | 0
2020 | NE_2_MISO_W | NE | MISO_W | Internal | Summer | B1 | 10 | 1600 | 0 | 104.82 | 104.82 | 5 | 0
2020 | NE_2_MISO_W | NE | MISO_W | Internal | Summer | B2 | 25 | 1600 | 0 | 103.42 | 103.42 | 5 | 0
2020 | NE_2_MISO_W | NE | MISO_W | Internal | Summer | B3 | 75 | 1600 | 0 | 102.55 | 102.55 | 5 | 0
2020 | NE_2_MISO_W | NE | MISO_W | Internal | Summer | B4 | 100 | 1600 | 0 | 101.89 | 101.89 | 5 | 0
2020 | NE_2_MISO_W | NE | MISO_W | Internal | Summer | B5 | 200 | 1600 | 0 | 97.88 | 97.88 | 5 | 0
2020 | NE_2_MISO_W | NE | MISO_W | Internal | Summer | B6 | 300 | 1600 | 0 | 86.02 | 86.02 | 5 | 0
2020 | NE_2_MISO_W | NE | MISO_W | Internal | Summer | B7 | 400 | 1600 | 0 | 67.6 | 67.6 | 5 | 0
2020 | NE_2_MISO_W | NE | MISO_W | Internal | Summer | B8 | 500 | 1600 | 0 | 64.07 | 63.03 | 5 | 0
2020 | NE_2_MISO_W | NE | MISO_W | Internal | Summer | B9 | 800 | 1600 | 0 | 63.58 | 62.69 | 5 | 0
2020 | NE_2_MISO_W | NE | MISO_W | Internal | Summer | B10 | 1262 | 1600 | 0 | 62.67 | 62.67 | 5 | 0
2020 | NE_2_MISO_W | NE | MISO_W | Internal | Winter | B16 | 25 | 1600 | 1600 | 70.71 | 86.87 | 5 | 11.16
2020 | NE_2_MISO_W | NE | MISO_W | Internal | Winter | B17 | 100 | 1600 | 947.96 | 68.09 | 73.09 | 5 | 0
2020 | NE_2_MISO_W | NE | MISO_W | Internal | Winter | B18 | 400 | 1600 | 60.34 | 66.16 | 71.16 | 5 | 0
2020 | NE_2_MISO_W | NE | MISO_W | Internal | Winter | B19 | 700 | 1600 | 0 | 65.38 | 67.46 | 5 | 0
2020 | NE_2_MISO_W | NE | MISO_W | Internal | Winter | B20 | 935 | 1600 | 0 | 63.09 | 63.39 | 5 | 0
2020 | NE_2_SPP_N | NE | SPP_N | Internal | Shoulder | B11 | 25 | 1802 | 0 | 80.5 | 80.49 | 0.01 | 0
2020 | NE_2_SPP_N | NE | SPP_N | Internal | Shoulder | B12 | 200 | 1802 | 0 | 65.64 | 65.63 | 0.01 | 0
2020 | NE_2_SPP_N | NE | SPP_N | Internal | Shoulder | B13 | 600 | 1802 | 0 | 65.35 | 65.34 | 0.01 | 0
2020 | NE_2_SPP_N | NE | SPP_N | Internal | Shoulder | B14 | 900 | 1802 | 0 | 62.71 | 62.69 | 0.01 | 0
2020 | NE_2_SPP_N | NE | SPP_N | Internal | Shoulder | B15 | 1203 | 1802 | 0 | 60.51 | 60.5 | 0.01 | 0
2020 | NE_2_SPP_N | NE | SPP_N | Internal | Summer | B1 | 10 | 1802 | 0 | 104.82 | 99.82 | 0.01 | 0
2020 | NE_2_SPP_N | NE | SPP_N | Internal | Summer | B2 | 25 | 1802 | 0 | 103.42 | 100.28 | 0.01 | 0
2020 | NE_2_SPP_N | NE | SPP_N | Internal | Summer | B3 | 75 | 1802 | 99.37 | 102.55 | 102.57 | 0.01 | 0
2020 | NE_2_SPP_N | NE | SPP_N | Internal | Summer | B4 | 100 | 1802 | 0 | 101.89 | 100.28 | 0.01 | 0
2020 | NE_2_SPP_N | NE | SPP_N | Internal | Summer | B5 | 200 | 1802 | 0 | 97.88 | 92.89 | 0.01 | 0
2020 | NE_2_SPP_N | NE | SPP_N | Internal | Summer | B6 | 300 | 1802 | 0 | 86.02 | 84.03 | 0.01 | 0
2020 | NE_2_SPP_N | NE | SPP_N | Internal | Summer | B7 | 400 | 1802 | 0 | 67.6 | 67.05 | 0.01 | 0
2020 | NE_2_SPP_N | NE | SPP_N | Internal | Summer | B8 | 500 | 1802 | 1673.23 | 64.07 | 64.08 | 0.01 | 0
2020 | NE_2_SPP_N | NE | SPP_N | Internal | Summer | B9 | 800 | 1802 | 1802 | 63.58 | 63.94 | 0.01 | 0.34
2020 | NE_2_SPP_N | NE | SPP_N | Internal | Summer | B10 | 1262 | 1802 | 1157.54 | 62.67 | 62.68 | 0.01 | 0
2020 | NE_2_SPP_N | NE | SPP_N | Internal | Winter | B16 | 25 | 1802 | 534.99 | 70.71 | 70.72 | 0.01 | 0
2020 | NE_2_SPP_N | NE | SPP_N | Internal | Winter | B17 | 100 | 1802 | 0 | 68.09 | 68.09 | 0.01 | 0
2020 | NE_2_SPP_N | NE | SPP_N | Internal | Winter | B18 | 400 | 1802 | 56.59 | 66.16 | 66.17 | 0.01 | 0
2020 | NE_2_SPP_N | NE | SPP_N | Internal | Winter | B19 | 700 | 1802 | 31.27 | 65.38 | 65.39 | 0.01 | 0
2020 | NE_2_SPP_N | NE | SPP_N | Internal | Winter | B20 | 935 | 1802 | 834.07 | 63.09 | 63.1 | 0.01 | 0
2020 | NEISO_2_NYISO_A-F | NEISO | NYISO_A-F | Internal | Shoulder | B11 | 25 | 600 | 600 | 61.51 | 65.01 | 3 | 0.49
2020 | NEISO_2_NYISO_A-F | NEISO | NYISO_A-F | Internal | Shoulder | B12 | 200 | 600 | 254.64 | 61.51 | 64.51 | 3 | 0
2020 | NEISO_2_NYISO_A-F | NEISO | NYISO_A-F | Internal | Shoulder | B13 | 600 | 600 | 0 | 59.66 | 62.62 | 3 | 0
2020 | NEISO_2_NYISO_A-F | NEISO | NYISO_A-F | Internal | Shoulder | B14 | 900 | 600 | 0 | 59.66 | 61.66 | 3 | 0
2020 | NEISO_2_NYISO_A-F | NEISO | NYISO_A-F | Internal | Shoulder | B15 | 1203 | 600 | 0 | 59.66 | 61.66 | 3 | 0
2020 | NEISO_2_NYISO_A-F | NEISO | NYISO_A-F | Internal | Summer | B1 | 10 | 600 | 0 | 95.82 | 92.82 | 3 | 0
2020 | NEISO_2_NYISO_A-F | NEISO | NYISO_A-F | Internal | Summer | B2 | 25 | 600 | 0 | 94.41 | 92.34 | 3 | 0
2020 | NEISO_2_NYISO_A-F | NEISO | NYISO_A-F | Internal | Summer | B3 | 75 | 600 | 166.57 | 80.55 | 83.55 | 3 | 0
2020 | NEISO_2_NYISO_A-F | NEISO | NYISO_A-F | Internal | Summer | B4 | 100 | 600 | 600 | 72.37 | 80.66 | 3 | 5.28
2020 | NEISO_2_NYISO_A-F | NEISO | NYISO_A-F | Internal | Summer | B5 | 200 | 600 | 600 | 58.63 | 80.66 | 3 | 19.02
2020 | NEISO_2_NYISO_A-F | NEISO | NYISO_A-F | Internal | Summer | B6 | 300 | 600 | 600 | 58.63 | 62.77 | 3 | 1.14
2020 | NEISO_2_NYISO_A-F | NEISO | NYISO_A-F | Internal | Summer | B7 | 400 | 600 | 0 | 58.63 | 61.61 | 3 | 0
2020 | NEISO_2_NYISO_A-F | NEISO | NYISO_A-F | Internal | Summer | B8 | 500 | 600 | 0 | 58.63 | 60.03 | 3 | 0
2020 | NEISO_2_NYISO_A-F | NEISO | NYISO_A-F | Internal | Summer | B9 | 800 | 600 | 0 | 58.63 | 58.71 | 3 | 0
2020 | NEISO_2_NYISO_A-F | NEISO | NYISO_A-F | Internal | Summer | B10 | 1262 | 600 | 0 | 58.63 | 58.71 | 3 | 0
2020 | NEISO_2_NYISO_A-F | NEISO | NYISO_A-F | Internal | Winter | B16 | 25 | 600 | 0 | 70.44 | 72.97 | 3 | 0
2020 | NEISO_2_NYISO_A-F | NEISO | NYISO_A-F | Internal | Winter | B17 | 100 | 600 | 0 | 69.12 | 66.42 | 3 | 0
2020 | NEISO_2_NYISO_A-F | NEISO | NYISO_A-F | Internal | Winter | B18 | 400 | 600 | 0 | 67.27 | 66.42 | 3 | 0
2020 | NEISO_2_NYISO_A-F | NEISO | NYISO_A-F | Internal | Winter | B19 | 700 | 600 | 0 | 67.27 | 66.42 | 3 | 0
2020 | NEISO_2_NYISO_A-F | NEISO | NYISO_A-F | Internal | Winter | B20 | 935 | 600 | 0 | 67.27 | 66.42 | 3 | 0
2020 | NEISO_2_NYISO_G-I | NEISO | NYISO_G-I | Internal | Shoulder | B11 | 25 | 600 | 600 | 61.51 | 65.02 | 3 | 0.5
2020 | NEISO_2_NYISO_G-I | NEISO | NYISO_G-I | Internal | Shoulder | B12 | 200 | 600 | 600 | 61.51 | 64.53 | 3 | 0.01
2020 | NEISO_2_NYISO_G-I | NEISO | NYISO_G-I | Internal | Shoulder | B13 | 600 | 600 | 0 | 59.66 | 62.64 | 3 | 0
2020 | NEISO_2_NYISO_G-I | NEISO | NYISO_G-I | Internal | Shoulder | B14 | 900 | 600 | 0 | 59.66 | 61.67 | 3 | 0
2020 | NEISO_2_NYISO_G-I | NEISO | NYISO_G-I | Internal | Shoulder | B15 | 1203 | 600 | 0 | 59.66 | 61.67 | 3 | 0
2020 | NEISO_2_NYISO_G-I | NEISO | NYISO_G-I | Internal | Summer | B1 | 10 | 600 | 386.6 | 95.82 | 98.82 | 3 | 0
2020 | NEISO_2_NYISO_G-I | NEISO | NYISO_G-I | Internal | Summer | B2 | 25 | 600 | 281.76 | 94.41 | 97.41 | 3 | 0
2020 | NEISO_2_NYISO_G-I | NEISO | NYISO_G-I | Internal | Summer | B3 | 75 | 600 | 600 | 80.55 | 86.06 | 3 | 2.51
2020 | NEISO_2_NYISO_G-I | NEISO | NYISO_G-I | Internal | Summer | B4 | 100 | 600 | 600 | 72.37 | 83.54 | 3 | 8.16
2020 | NEISO_2_NYISO_G-I | NEISO | NYISO_G-I | Internal | Summer | B5 | 200 | 600 | 600 | 58.63 | 83.53 | 3 | 21.9
2020 | NEISO_2_NYISO_G-I | NEISO | NYISO_G-I | Internal | Summer | B6 | 300 | 600 | 600 | 58.63 | 62.78 | 3 | 1.15
2020 | NEISO_2_NYISO_G-I | NEISO | NYISO_G-I | Internal | Summer | B7 | 400 | 600 | 0 | 58.63 | 61.62 | 3 | 0
2020 | NEISO_2_NYISO_G-I | NEISO | NYISO_G-I | Internal | Summer | B8 | 500 | 600 | 0 | 58.63 | 60.04 | 3 | 0
2020 | NEISO_2_NYISO_G-I | NEISO | NYISO_G-I | Internal | Summer | B9 | 800 | 600 | 0 | 58.63 | 58.72 | 3 | 0
2020 | NEISO_2_NYISO_G-I | NEISO | NYISO_G-I | Internal | Summer | B10 | 1262 | 600 | 0 | 58.63 | 58.72 | 3 | 0
2020 | NEISO_2_NYISO_G-I | NEISO | NYISO_G-I | Internal | Winter | B16 | 25 | 600 | 268.99 | 70.44 | 73.44 | 3 | 0
2020 | NEISO_2_NYISO_G-I | NEISO | NYISO_G-I | Internal | Winter | B17 | 100 | 600 | 0 | 69.12 | 72.11 | 3 | 0
2020 | NEISO_2_NYISO_G-I | NEISO | NYISO_G-I | Internal | Winter | B18 | 400 | 600 | 0 | 67.27 | 69.79 | 3 | 0
2020 | NEISO_2_NYISO_G-I | NEISO | NYISO_G-I | Internal | Winter | B19 | 700 | 600 | 0 | 67.27 | 69.79 | 3 | 0
2020 | NEISO_2_NYISO_G-I | NEISO | NYISO_G-I | Internal | Winter | B20 | 935 | 600 | 0 | 67.27 | 66.43 | 3 | 0
2020 | NEISO_2_NYISO_J-K | NEISO | NYISO_J-K | Internal | Shoulder | B11 | 25 | 777 | 777 | 61.51 | 65.03 | 3 | 0.52
2020 | NEISO_2_NYISO_J-K | NEISO | NYISO_J-K | Internal | Shoulder | B12 | 200 | 777 | 777 | 61.51 | 64.54 | 3 | 0.02
2020 | NEISO_2_NYISO_J-K | NEISO | NYISO_J-K | Internal | Shoulder | B13 | 600 | 777 | 0 | 59.66 | 62.65 | 3 | 0
2020 | NEISO_2_NYISO_J-K | NEISO | NYISO_J-K | Internal | Shoulder | B14 | 900 | 777 | 0 | 59.66 | 61.69 | 3 | 0
2020 | NEISO_2_NYISO_J-K | NEISO | NYISO_J-K | Internal | Shoulder | B15 | 1203 | 777 | 0 | 59.66 | 61.69 | 3 | 0
2020 | NEISO_2_NYISO_J-K | NEISO | NYISO_J-K | Internal | Summer | B1 | 10 | 777 | 777 | 95.82 | 98.83 | 3 | 0.01
2020 | NEISO_2_NYISO_J-K | NEISO | NYISO_J-K | Internal | Summer | B2 | 25 | 777 | 777 | 94.41 | 97.42 | 3 | 0.01
2020 | NEISO_2_NYISO_J-K | NEISO | NYISO_J-K | Internal | Summer | B3 | 75 | 777 | 777 | 80.55 | 86.07 | 3 | 2.52
2020 | NEISO_2_NYISO_J-K | NEISO | NYISO_J-K | Internal | Summer | B4 | 100 | 777 | 777 | 72.37 | 83.55 | 3 | 8.17
2020 | NEISO_2_NYISO_J-K | NEISO | NYISO_J-K | Internal | Summer | B5 | 200 | 777 | 777 | 58.63 | 83.54 | 3 | 21.91
2020 | NEISO_2_NYISO_J-K | NEISO | NYISO_J-K | Internal | Summer | B6 | 300 | 777 | 777 | 58.63 | 62.79 | 3 | 1.16
2020 | NEISO_2_NYISO_J-K | NEISO | NYISO_J-K | Internal | Summer | B7 | 400 | 777 | 723.05 | 58.63 | 61.63 | 3 | 0
2020 | NEISO_2_NYISO_J-K | NEISO | NYISO_J-K | Internal | Summer | B8 | 500 | 777 | 0 | 58.63 | 60.06 | 3 | 0
2020 | NEISO_2_NYISO_J-K | NEISO | NYISO_J-K | Internal | Summer | B9 | 800 | 777 | 0 | 58.63 | 58.74 | 3 | 0
2020 | NEISO_2_NYISO_J-K | NEISO | NYISO_J-K | Internal | Summer | B10 | 1262 | 777 | 0 | 58.63 | 58.74 | 3 | 0
2020 | NEISO_2_NYISO_J-K | NEISO | NYISO_J-K | Internal | Winter | B16 | 25 | 777 | 777 | 70.44 | 73.45 | 3 | 0.01
2020 | NEISO_2_NYISO_J-K | NEISO | NYISO_J-K | Internal | Winter | B17 | 100 | 777 | 667.2 | 69.12 | 72.12 | 3 | 0
2020 | NEISO_2_NYISO_J-K | NEISO | NYISO_J-K | Internal | Winter | B18 | 400 | 777 | 763.23 | 67.27 | 70.27 | 3 | 0
2020 | NEISO_2_NYISO_J-K | NEISO | NYISO_J-K | Internal | Winter | B19 | 700 | 777 | 374.64 | 67.27 | 70.27 | 3 | 0
2020 | NEISO_2_NYISO_J-K | NEISO | NYISO_J-K | Internal | Winter | B20 | 935 | 777 | 0 | 67.27 | 66.44 | 3 | 0
2020 | NonRTO_Midwest_2_MISO_IN | NonRTO_Midwest | MISO_IN | Internal | Shoulder | B11 | 25 | 4450 | 0 | 93.46 | 85.46 | 8 | 0
2020 | NonRTO_Midwest_2_MISO_IN | NonRTO_Midwest | MISO_IN | Internal | Shoulder | B12 | 200 | 4450 | 0 | 78.63 | 70.63 | 8 | 0
2020 | NonRTO_Midwest_2_MISO_IN | NonRTO_Midwest | MISO_IN | Internal | Shoulder | B13 | 600 | 4450 | 0 | 76.13 | 68.13 | 8 | 0
2020 | NonRTO_Midwest_2_MISO_IN | NonRTO_Midwest | MISO_IN | Internal | Shoulder | B14 | 900 | 4450 | 0 | 70.06 | 64.52 | 8 | 0
2020 | NonRTO_Midwest_2_MISO_IN | NonRTO_Midwest | MISO_IN | Internal | Shoulder | B15 | 1203 | 4450 | 0 | 65.82 | 61.82 | 8 | 0
2020 | NonRTO_Midwest_2_MISO_IN | NonRTO_Midwest | MISO_IN | Internal | Summer | B1 | 10 | 4450 | 0 | 108.46 | 104.81 | 8 | 0
2020 | NonRTO_Midwest_2_MISO_IN | NonRTO_Midwest | MISO_IN | Internal | Summer | B2 | 25 | 4450 | 0 | 108.46 | 103.41 | 8 | 0
2020 | NonRTO_Midwest_2_MISO_IN | NonRTO_Midwest | MISO_IN | Internal | Summer | B3 | 75 | 4450 | 0 | 107.86 | 99.86 | 8 | 0
2020 | NonRTO_Midwest_2_MISO_IN | NonRTO_Midwest | MISO_IN | Internal | Summer | B4 | 100 | 4450 | 0 | 107.15 | 99.15 | 8 | 0
2020 | NonRTO_Midwest_2_MISO_IN | NonRTO_Midwest | MISO_IN | Internal | Summer | B5 | 200 | 4450 | 0 | 97.55 | 89.55 | 8 | 0
2020 | NonRTO_Midwest_2_MISO_IN | NonRTO_Midwest | MISO_IN | Internal | Summer | B6 | 300 | 4450 | 0 | 89.36 | 81.36 | 8 | 0
2020 | NonRTO_Midwest_2_MISO_IN | NonRTO_Midwest | MISO_IN | Internal | Summer | B7 | 400 | 4450 | 0 | 66.36 | 67.58 | 8 | 0
2020 | NonRTO_Midwest_2_MISO_IN | NonRTO_Midwest | MISO_IN | Internal | Summer | B8 | 500 | 4450 | 0 | 66.36 | 61.52 | 8 | 0
2020 | NonRTO_Midwest_2_MISO_IN | NonRTO_Midwest | MISO_IN | Internal | Summer | B9 | 800 | 4450 | 0 | 65.82 | 60.81 | 8 | 0
2020 | NonRTO_Midwest_2_MISO_IN | NonRTO_Midwest | MISO_IN | Internal | Summer | B10 | 1262 | 4450 | 0 | 63.42 | 59.24 | 8 | 0
2020 | NonRTO_Midwest_2_MISO_IN | NonRTO_Midwest | MISO_IN | Internal | Winter | B16 | 25 | 4450 | 0 | 94.87 | 86.87 | 8 | 0
2020 | NonRTO_Midwest_2_MISO_IN | NonRTO_Midwest | MISO_IN | Internal | Winter | B17 | 100 | 4450 | 0 | 81.09 | 73.09 | 8 | 0
2020 | NonRTO_Midwest_2_MISO_IN | NonRTO_Midwest | MISO_IN | Internal | Winter | B18 | 400 | 4450 | 0 | 79.16 | 71.16 | 8 | 0
2020 | NonRTO_Midwest_2_MISO_IN | NonRTO_Midwest | MISO_IN | Internal | Winter | B19 | 700 | 4450 | 0 | 75.45 | 67.45 | 8 | 0
2020 | NonRTO_Midwest_2_MISO_IN | NonRTO_Midwest | MISO_IN | Internal | Winter | B20 | 935 | 4450 | 0 | 66.36 | 63.37 | 8 | 0
2020 | NonRTO_Midwest_2_TVA_Transmission | NonRTO_Midwest | TVA_Transmission | Internal | Shoulder | B11 | 25 | 2400 | 0 | 93.46 | 92.32 | 8 | 0
2020 | NonRTO_Midwest_2_TVA_Transmission | NonRTO_Midwest | TVA_Transmission | Internal | Shoulder | B12 | 200 | 2400 | 0 | 78.63 | 73.89 | 8 | 0
2020 | NonRTO_Midwest_2_TVA_Transmission | NonRTO_Midwest | TVA_Transmission | Internal | Shoulder | B13 | 600 | 2400 | 0 | 76.13 | 71.8 | 8 | 0
2020 | NonRTO_Midwest_2_TVA_Transmission | NonRTO_Midwest | TVA_Transmission | Internal | Shoulder | B14 | 900 | 2400 | 0 | 70.06 | 69.93 | 8 | 0
2020 | NonRTO_Midwest_2_TVA_Transmission | NonRTO_Midwest | TVA_Transmission | Internal | Shoulder | B15 | 1203 | 2400 | 0 | 65.82 | 68.84 | 8 | 0
2020 | NonRTO_Midwest_2_TVA_Transmission | NonRTO_Midwest | TVA_Transmission | Internal | Summer | B1 | 10 | 2400 | 0 | 108.46 | 112.82 | 8 | 0
2020 | NonRTO_Midwest_2_TVA_Transmission | NonRTO_Midwest | TVA_Transmission | Internal | Summer | B2 | 25 | 2400 | 0 | 108.46 | 111.41 | 8 | 0
2020 | NonRTO_Midwest_2_TVA_Transmission | NonRTO_Midwest | TVA_Transmission | Internal | Summer | B3 | 75 | 2400 | 0 | 107.86 | 107.15 | 8 | 0
2020 | NonRTO_Midwest_2_TVA_Transmission | NonRTO_Midwest | TVA_Transmission | Internal | Summer | B4 | 100 | 2400 | 0 | 107.15 | 107.15 | 8 | 0
2020 | NonRTO_Midwest_2_TVA_Transmission | NonRTO_Midwest | TVA_Transmission | Internal | Summer | B5 | 200 | 2400 | 0 | 97.55 | 97.56 | 8 | 0
2020 | NonRTO_Midwest_2_TVA_Transmission | NonRTO_Midwest | TVA_Transmission | Internal | Summer | B6 | 300 | 2400 | 0 | 89.36 | 89.15 | 8 | 0
2020 | NonRTO_Midwest_2_TVA_Transmission | NonRTO_Midwest | TVA_Transmission | Internal | Summer | B7 | 400 | 2400 | 14.18 | 66.36 | 74.36 | 8 | 0
2020 | NonRTO_Midwest_2_TVA_Transmission | NonRTO_Midwest | TVA_Transmission | Internal | Summer | B8 | 500 | 2400 | 0 | 66.36 | 69.11 | 8 | 0
2020 | NonRTO_Midwest_2_TVA_Transmission | NonRTO_Midwest | TVA_Transmission | Internal | Summer | B9 | 800 | 2400 | 0 | 65.82 | 67.53 | 8 | 0
2020 | NonRTO_Midwest_2_TVA_Transmission | NonRTO_Midwest | TVA_Transmission | Internal | Summer | B10 | 1262 | 2400 | 0 | 63.42 | 64.84 | 8 | 0
2020 | NonRTO_Midwest_2_TVA_Transmission | NonRTO_Midwest | TVA_Transmission | Internal | Winter | B16 | 25 | 2400 | 0 | 94.87 | 94.88 | 8 | 0
2020 | NonRTO_Midwest_2_TVA_Transmission | NonRTO_Midwest | TVA_Transmission | Internal | Winter | B17 | 100 | 2400 | 0 | 81.09 | 78.83 | 8 | 0
2020 | NonRTO_Midwest_2_TVA_Transmission | NonRTO_Midwest | TVA_Transmission | Internal | Winter | B18 | 400 | 2400 | 0 | 79.16 | 74.78 | 8 | 0
2020 | NonRTO_Midwest_2_TVA_Transmission | NonRTO_Midwest | TVA_Transmission | Internal | Winter | B19 | 700 | 2400 | 0 | 75.45 | 72.59 | 8 | 0
2020 | NonRTO_Midwest_2_TVA_Transmission | NonRTO_Midwest | TVA_Transmission | Internal | Winter | B20 | 935 | 2400 | 0 | 66.36 | 70.71 | 8 | 0
2020 | NYISO_A-F_2_NEISO | NYISO_A-F | NEISO | Internal | Shoulder | B11 | 25 | 600 | 0 | 65.01 | 61.51 | 3 | 0
2020 | NYISO_A-F_2_NEISO | NYISO_A-F | NEISO | Internal | Shoulder | B12 | 200 | 600 | 0 | 64.51 | 61.51 | 3 | 0
2020 | NYISO_A-F_2_NEISO | NYISO_A-F | NEISO | Internal | Shoulder | B13 | 600 | 600 | 0 | 62.62 | 59.66 | 3 | 0
2020 | NYISO_A-F_2_NEISO | NYISO_A-F | NEISO | Internal | Shoulder | B14 | 900 | 600 | 0 | 61.66 | 59.66 | 3 | 0
2020 | NYISO_A-F_2_NEISO | NYISO_A-F | NEISO | Internal | Shoulder | B15 | 1203 | 600 | 0 | 61.66 | 59.66 | 3 | 0
2020 | NYISO_A-F_2_NEISO | NYISO_A-F | NEISO | Internal | Summer | B1 | 10 | 600 | 544.23 | 92.82 | 95.82 | 3 | 0
2020 | NYISO_A-F_2_NEISO | NYISO_A-F | NEISO | Internal | Summer | B2 | 25 | 600 | 0 | 92.34 | 94.41 | 3 | 0
2020 | NYISO_A-F_2_NEISO | NYISO_A-F | NEISO | Internal | Summer | B3 | 75 | 600 | 0 | 83.55 | 80.55 | 3 | 0
2020 | NYISO_A-F_2_NEISO | NYISO_A-F | NEISO | Internal | Summer | B4 | 100 | 600 | 0 | 80.66 | 72.37 | 3 | 0
2020 | NYISO_A-F_2_NEISO | NYISO_A-F | NEISO | Internal | Summer | B5 | 200 | 600 | 0 | 80.66 | 58.63 | 3 | 0
2020 | NYISO_A-F_2_NEISO | NYISO_A-F | NEISO | Internal | Summer | B6 | 300 | 600 | 0 | 62.77 | 58.63 | 3 | 0
2020 | NYISO_A-F_2_NEISO | NYISO_A-F | NEISO | Internal | Summer | B7 | 400 | 600 | 0 | 61.61 | 58.63 | 3 | 0
2020 | NYISO_A-F_2_NEISO | NYISO_A-F | NEISO | Internal | Summer | B8 | 500 | 600 | 0 | 60.03 | 58.63 | 3 | 0
2020 | NYISO_A-F_2_NEISO | NYISO_A-F | NEISO | Internal | Summer | B9 | 800 | 600 | 0 | 58.71 | 58.63 | 3 | 0
2020 | NYISO_A-F_2_NEISO | NYISO_A-F | NEISO | Internal | Summer | B10 | 1262 | 600 | 0 | 58.71 | 58.63 | 3 | 0
2020 | NYISO_A-F_2_NEISO | NYISO_A-F | NEISO | Internal | Winter | B16 | 25 | 600 | 0 | 72.97 | 70.44 | 3 | 0
2020 | NYISO_A-F_2_NEISO | NYISO_A-F | NEISO | Internal | Winter | B17 | 100 | 600 | 0 | 66.42 | 69.12 | 3 | 0
2020 | NYISO_A-F_2_NEISO | NYISO_A-F | NEISO | Internal | Winter | B18 | 400 | 600 | 0 | 66.42 | 67.27 | 3 | 0
2020 | NYISO_A-F_2_NEISO | NYISO_A-F | NEISO | Internal | Winter | B19 | 700 | 600 | 0 | 66.42 | 67.27 | 3 | 0
2020 | NYISO_A-F_2_NEISO | NYISO_A-F | NEISO | Internal | Winter | B20 | 935 | 600 | 0 | 66.42 | 67.27 | 3 | 0
2020 | NYISO_A-F_2_NYISO_G-I | NYISO_A-F | NYISO_G-I | Internal | Shoulder | B11 | 25 | 5843 | 5369.8 | 65.01 | 65.02 | 0.01 | 0
2020 | NYISO_A-F_2_NYISO_G-I | NYISO_A-F | NYISO_G-I | Internal | Shoulder | B12 | 200 | 5843 | 4665.91 | 64.51 | 64.53 | 0.01 | 0
2020 | NYISO_A-F_2_NYISO_G-I | NYISO_A-F | NYISO_G-I | Internal | Shoulder | B13 | 600 | 5843 | 4604.41 | 62.62 | 62.64 | 0.01 | 0
2020 | NYISO_A-F_2_NYISO_G-I | NYISO_A-F | NYISO_G-I | Internal | Shoulder | B14 | 900 | 5843 | 4365.63 | 61.66 | 61.67 | 0.01 | 0
2020 | NYISO_A-F_2_NYISO_G-I | NYISO_A-F | NYISO_G-I | Internal | Shoulder | B15 | 1203 | 5843 | 3356.95 | 61.66 | 61.67 | 0.01 | 0
2020 | NYISO_A-F_2_NYISO_G-I | NYISO_A-F | NYISO_G-I | Internal | Summer | B1 | 10 | 5843 | 5843 | 92.82 | 98.82 | 0.01 | 5.99
2020 | NYISO_A-F_2_NYISO_G-I | NYISO_A-F | NYISO_G-I | Internal | Summer | B2 | 25 | 5843 | 5843 | 92.34 | 97.41 | 0.01 | 5.06
2020 | NYISO_A-F_2_NYISO_G-I | NYISO_A-F | NYISO_G-I | Internal | Summer | B3 | 75 | 5843 | 5843 | 83.55 | 86.06 | 0.01 | 2.5
2020 | NYISO_A-F_2_NYISO_G-I | NYISO_A-F | NYISO_G-I | Internal | Summer | B4 | 100 | 5843 | 5843 | 80.66 | 83.54 | 0.01 | 2.87
2020 | NYISO_A-F_2_NYISO_G-I | NYISO_A-F | NYISO_G-I | Internal | Summer | B5 | 200 | 5843 | 5843 | 80.66 | 83.53 | 0.01 | 2.86
2020 | NYISO_A-F_2_NYISO_G-I | NYISO_A-F | NYISO_G-I | Internal | Summer | B6 | 300 | 5843 | 5132.14 | 62.77 | 62.78 | 0.01 | 0
2020 | NYISO_A-F_2_NYISO_G-I | NYISO_A-F | NYISO_G-I | Internal | Summer | B7 | 400 | 5843 | 4306.18 | 61.61 | 61.62 | 0.01 | 0
2020 | NYISO_A-F_2_NYISO_G-I | NYISO_A-F | NYISO_G-I | Internal | Summer | B8 | 500 | 5843 | 4994.89 | 60.03 | 60.04 | 0.01 | 0
2020 | NYISO_A-F_2_NYISO_G-I | NYISO_A-F | NYISO_G-I | Internal | Summer | B9 | 800 | 5843 | 4562.7 | 58.71 | 58.72 | 0.01 | 0
2020 | NYISO_A-F_2_NYISO_G-I | NYISO_A-F | NYISO_G-I | Internal | Summer | B10 | 1262 | 5843 | 2586.28 | 58.71 | 58.72 | 0.01 | 0
2020 | NYISO_A-F_2_NYISO_G-I | NYISO_A-F | NYISO_G-I | Internal | Winter | B16 | 25 | 5843 | 5843 | 72.97 | 73.44 | 0.01 | 0.46
2020 | NYISO_A-F_2_NYISO_G-I | NYISO_A-F | NYISO_G-I | Internal | Winter | B17 | 100 | 5843 | 5843 | 66.42 | 72.11 | 0.01 | 5.68
2020 | NYISO_A-F_2_NYISO_G-I | NYISO_A-F | NYISO_G-I | Internal | Winter | B18 | 400 | 5843 | 5843 | 66.42 | 69.79 | 0.01 | 3.37
2020 | NYISO_A-F_2_NYISO_G-I | NYISO_A-F | NYISO_G-I | Internal | Winter | B19 | 700 | 5843 | 5843 | 66.42 | 69.79 | 0.01 | 3.37
2020 | NYISO_A-F_2_NYISO_G-I | NYISO_A-F | NYISO_G-I | Internal | Winter | B20 | 935 | 5843 | 4564.29 | 66.42 | 66.43 | 0.01 | 0
2020 | NYISO_A-F_2_PJM_ROM | NYISO_A-F | PJM_ROM | Internal | Shoulder | B11 | 25 | 1000 | 1000 | 65.01 | 87.45 | 8 | 14.44
2020 | NYISO_A-F_2_PJM_ROM | NYISO_A-F | PJM_ROM | Internal | Shoulder | B12 | 200 | 1000 | 1000 | 64.51 | 72.63 | 8 | 0.11
2020 | NYISO_A-F_2_PJM_ROM | NYISO_A-F | PJM_ROM | Internal | Shoulder | B13 | 600 | 1000 | 0 | 62.62 | 70.16 | 8 | 0
2020 | NYISO_A-F_2_PJM_ROM | NYISO_A-F | PJM_ROM | Internal | Shoulder | B14 | 900 | 1000 | 0 | 61.66 | 66.55 | 8 | 0
2020 | NYISO_A-F_2_PJM_ROM | NYISO_A-F | PJM_ROM | Internal | Shoulder | B15 | 1203 | 1000 | 0 | 61.66 | 63.83 | 8 | 0
2020 | NYISO_A-F_2_PJM_ROM | NYISO_A-F | PJM_ROM | Internal | Summer | B1 | 10 | 1000 | 1000 | 92.82 | 106.83 | 8 | 6.01
2020 | NYISO_A-F_2_PJM_ROM | NYISO_A-F | PJM_ROM | Internal | Summer | B2 | 25 | 1000 | 1000 | 92.34 | 105.42 | 8 | 5.08
2020 | NYISO_A-F_2_PJM_ROM | NYISO_A-F | PJM_ROM | Internal | Summer | B3 | 75 | 1000 | 1000 | 83.55 | 101.14 | 8 | 9.59
2020 | NYISO_A-F_2_PJM_ROM | NYISO_A-F | PJM_ROM | Internal | Summer | B4 | 100 | 1000 | 1000 | 80.66 | 101.14 | 8 | 12.48
2020 | NYISO_A-F_2_PJM_ROM | NYISO_A-F | PJM_ROM | Internal | Summer | B5 | 200 | 1000 | 1000 | 80.66 | 91.55 | 8 | 2.89
2020 | NYISO_A-F_2_PJM_ROM | NYISO_A-F | PJM_ROM | Internal | Summer | B6 | 300 | 1000 | 1000 | 62.77 | 84.02 | 8 | 13.24
2020 | NYISO_A-F_2_PJM_ROM | NYISO_A-F | PJM_ROM | Internal | Summer | B7 | 400 | 1000 | 295.16 | 61.61 | 69.61 | 8 | 0
2020 | NYISO_A-F_2_PJM_ROM | NYISO_A-F | PJM_ROM | Internal | Summer | B8 | 500 | 1000 | 0 | 60.03 | 64.46 | 8 | 0
2020 | NYISO_A-F_2_PJM_ROM | NYISO_A-F | PJM_ROM | Internal | Summer | B9 | 800 | 1000 | 0 | 58.71 | 62.83 | 8 | 0
2020 | NYISO_A-F_2_PJM_ROM | NYISO_A-F | PJM_ROM | Internal | Summer | B10 | 1262 | 1000 | 0 | 58.71 | 61.25 | 8 | 0
2020 | NYISO_A-F_2_PJM_ROM | NYISO_A-F | PJM_ROM | Internal | Winter | B16 | 25 | 1000 | 1000 | 72.97 | 89.56 | 8 | 8.6
2020 | NYISO_A-F_2_PJM_ROM | NYISO_A-F | PJM_ROM | Internal | Winter | B17 | 100 | 1000 | 1000 | 66.42 | 81.69 | 8 | 7.27
2020 | NYISO_A-F_2_PJM_ROM | NYISO_A-F | PJM_ROM | Internal | Winter | B18 | 400 | 1000 | 0 | 66.42 | 73.54 | 8 | 0
2020 | NYISO_A-F_2_PJM_ROM | NYISO_A-F | PJM_ROM | Internal | Winter | B19 | 700 | 1000 | 0 | 66.42 | 69.48 | 8 | 0
2020 | NYISO_A-F_2_PJM_ROM | NYISO_A-F | PJM_ROM | Internal | Winter | B20 | 935 | 1000 | 0 | 66.42 | 65.39 | 8 | 0
2020 | NYISO_G-I_2_NYISO_J-K | NYISO_G-I | NYISO_J-K | Internal | Shoulder | B11 | 25 | 6130 | 4811.13 | 65.02 | 65.03 | 0.01 | 0
2020 | NYISO_G-I_2_NYISO_J-K | NYISO_G-I | NYISO_J-K | Internal | Shoulder | B12 | 200 | 6130 | 4161.98 | 64.53 | 64.54 | 0.01 | 0
2020 | NYISO_G-I_2_NYISO_J-K | NYISO_G-I | NYISO_J-K | Internal | Shoulder | B13 | 600 | 6130 | 4357.45 | 62.64 | 62.65 | 0.01 | 0
2020 | NYISO_G-I_2_NYISO_J-K | NYISO_G-I | NYISO_J-K | Internal | Shoulder | B14 | 900 | 6130 | 4118.08 | 61.67 | 61.69 | 0.01 | 0
2020 | NYISO_G-I_2_NYISO_J-K | NYISO_G-I | NYISO_J-K | Internal | Shoulder | B15 | 1203 | 6130 | 3488.87 | 61.67 | 61.69 | 0.01 | 0
2020 | NYISO_G-I_2_NYISO_J-K | NYISO_G-I | NYISO_J-K | Internal | Summer | B1 | 10 | 6130 | 5096.45 | 98.82 | 98.83 | 0.01 | 0
2020 | NYISO_G-I_2_NYISO_J-K | NYISO_G-I | NYISO_J-K | Internal | Summer | B2 | 25 | 6130 | 4696.69 | 97.41 | 97.42 | 0.01 | 0
2020 | NYISO_G-I_2_NYISO_J-K | NYISO_G-I | NYISO_J-K | Internal | Summer | B3 | 75 | 6130 | 5112.11 | 86.06 | 86.07 | 0.01 | 0
2020 | NYISO_G-I_2_NYISO_J-K | NYISO_G-I | NYISO_J-K | Internal | Summer | B4 | 100 | 6130 | 5344.4 | 83.54 | 83.55 | 0.01 | 0
2020 | NYISO_G-I_2_NYISO_J-K | NYISO_G-I | NYISO_J-K | Internal | Summer | B5 | 200 | 6130 | 5464.45 | 83.53 | 83.54 | 0.01 | 0
2020 | NYISO_G-I_2_NYISO_J-K | NYISO_G-I | NYISO_J-K | Internal | Summer | B6 | 300 | 6130 | 4906.69 | 62.78 | 62.79 | 0.01 | 0
2020 | NYISO_G-I_2_NYISO_J-K | NYISO_G-I | NYISO_J-K | Internal | Summer | B7 | 400 | 6130 | 5145.71 | 61.62 | 61.63 | 0.01 | 0
2020 | NYISO_G-I_2_NYISO_J-K | NYISO_G-I | NYISO_J-K | Internal | Summer | B8 | 500 | 6130 | 5278.77 | 60.04 | 60.06 | 0.01 | 0
2020 | NYISO_G-I_2_NYISO_J-K | NYISO_G-I | NYISO_J-K | Internal | Summer | B9 | 800 | 6130 | 4651.98 | 58.72 | 58.74 | 0.01 | 0
2020 | NYISO_G-I_2_NYISO_J-K | NYISO_G-I | NYISO_J-K | Internal | Summer | B10 | 1262 | 6130 | 3073.65 | 58.72 | 58.74 | 0.01 | 0
2020 | NYISO_G-I_2_NYISO_J-K | NYISO_G-I | NYISO_J-K | Internal | Winter | B16 | 25 | 6130 | 5368.21 | 73.44 | 73.45 | 0.01 | 0
2020 | NYISO_G-I_2_NYISO_J-K | NYISO_G-I | NYISO_J-K | Internal | Winter | B17 | 100 | 6130 | 5211.43 | 72.11 | 72.12 | 0.01 | 0
2020 | NYISO_G-I_2_NYISO_J-K | NYISO_G-I | NYISO_J-K | Internal | Winter | B18 | 400 | 6130 | 6130 | 69.79 | 70.27 | 0.01 | 0.46
2020 | NYISO_G-I_2_NYISO_J-K | NYISO_G-I | NYISO_J-K | Internal | Winter | B19 | 700 | 6130 | 6130 | 69.79 | 70.27 | 0.01 | 0.46
2020 | NYISO_G-I_2_NYISO_J-K | NYISO_G-I | NYISO_J-K | Internal | Winter | B20 | 935 | 6130 | 5009.21 | 66.43 | 66.44 | 0.01 | 0
2020 | NYISO_G-I_2_PJM_E | NYISO_G-I | PJM_E | Internal | Shoulder | B11 | 25 | 1500 | 1500 | 65.02 | 87.44 | 8 | 14.42
2020 | NYISO_G-I_2_PJM_E | NYISO_G-I | PJM_E | Internal | Shoulder | B12 | 200 | 1500 | 1500 | 64.53 | 72.62 | 8 | 0.09
2020 | NYISO_G-I_2_PJM_E | NYISO_G-I | PJM_E | Internal | Shoulder | B13 | 600 | 1500 | 0 | 62.64 | 70.15 | 8 | 0
2020 | NYISO_G-I_2_PJM_E | NYISO_G-I | PJM_E | Internal | Shoulder | B14 | 900 | 1500 | 0 | 61.67 | 66.53 | 8 | 0
2020 | NYISO_G-I_2_PJM_E | NYISO_G-I | PJM_E | Internal | Shoulder | B15 | 1203 | 1500 | 0 | 61.67 | 63.82 | 8 | 0
2020 | NYISO_G-I_2_PJM_E | NYISO_G-I | PJM_E | Internal | Summer | B1 | 10 | 1500 | 809.34 | 98.82 | 106.82 | 8 | 0
2020 | NYISO_G-I_2_PJM_E | NYISO_G-I | PJM_E | Internal | Summer | B2 | 25 | 1500 | 1242.23 | 97.41 | 105.41 | 8 | 0
2020 | NYISO_G-I_2_PJM_E | NYISO_G-I | PJM_E | Internal | Summer | B3 | 75 | 1500 | 1500 | 86.06 | 101.12 | 8 | 7.07
2020 | NYISO_G-I_2_PJM_E | NYISO_G-I | PJM_E | Internal | Summer | B4 | 100 | 1500 | 1500 | 83.54 | 101.12 | 8 | 9.59
2020 | NYISO_G-I_2_PJM_E | NYISO_G-I | PJM_E | Internal | Summer | B5 | 200 | 1500 | 1500 | 83.53 | 91.54 | 8 | 0.01
2020 | NYISO_G-I_2_PJM_E | NYISO_G-I | PJM_E | Internal | Summer | B6 | 300 | 1500 | 1500 | 62.78 | 84 | 8 | 13.22
2020 | NYISO_G-I_2_PJM_E | NYISO_G-I | PJM_E | Internal | Summer | B7 | 400 | 1500 | 0 | 61.62 | 69.6 | 8 | 0
2020 | NYISO_G-I_2_PJM_E | NYISO_G-I | PJM_E | Internal | Summer | B8 | 500 | 1500 | 0 | 60.04 | 64.45 | 8 | 0
2020 | NYISO_G-I_2_PJM_E | NYISO_G-I | PJM_E | Internal | Summer | B9 | 800 | 1500 | 0 | 58.72 | 62.81 | 8 | 0
2020 | NYISO_G-I_2_PJM_E | NYISO_G-I | PJM_E | Internal | Summer | B10 | 1262 | 1500 | 0 | 58.72 | 61.24 | 8 | 0
2020 | NYISO_G-I_2_PJM_E | NYISO_G-I | PJM_E | Internal | Winter | B16 | 25 | 1500 | 1500 | 73.44 | 89.55 | 8 | 8.11
2020 | NYISO_G-I_2_PJM_E | NYISO_G-I | PJM_E | Internal | Winter | B17 | 100 | 1500 | 1500 | 72.11 | 81.68 | 8 | 1.57
2020 | NYISO_G-I_2_PJM_E | NYISO_G-I | PJM_E | Internal | Winter | B18 | 400 | 1500 | 0 | 69.79 | 73.53 | 8 | 0
2020 | NYISO_G-I_2_PJM_E | NYISO_G-I | PJM_E | Internal | Winter | B19 | 700 | 1500 | 0 | 69.79 | 69.49 | 8 | 0
2020 | NYISO_G-I_2_PJM_E | NYISO_G-I | PJM_E | Internal | Winter | B20 | 935 | 1500 | 0 | 66.43 | 65.38 | 8 | 0
2020 | NYISO_J-K_2_PJM_E | NYISO_J-K | PJM_E | Internal | Shoulder | B11 | 25 | 330 | 330 | 65.03 | 87.44 | 8 | 14.41
2020 | NYISO_J-K_2_PJM_E | NYISO_J-K | PJM_E | Internal | Shoulder | B12 | 200 | 330 | 330 | 64.54 | 72.62 | 8 | 0.08
2020 | NYISO_J-K_2_PJM_E | NYISO_J-K | PJM_E | Internal | Shoulder | B13 | 600 | 330 | 0 | 62.65 | 70.15 | 8 | 0
2020 | NYISO_J-K_2_PJM_E | NYISO_J-K | PJM_E | Internal | Shoulder | B14 | 900 | 330 | 0 | 61.69 | 66.53 | 8 | 0
2020 | NYISO_J-K_2_PJM_E | NYISO_J-K | PJM_E | Internal | Shoulder | B15 | 1203 | 330 | 0 | 61.69 | 63.82 | 8 | 0
2020 | NYISO_J-K_2_PJM_E | NYISO_J-K | PJM_E | Internal | Summer | B1 | 10 | 330 | 0 | 98.83 | 106.82 | 8 | 0
2020 | NYISO_J-K_2_PJM_E | NYISO_J-K | PJM_E | Internal | Summer | B2 | 25 | 330 | 0 | 97.42 | 105.41 | 8 | 0
2020 | NYISO_J-K_2_PJM_E | NYISO_J-K | PJM_E | Internal | Summer | B3 | 75 | 330 | 330 | 86.07 | 101.12 | 8 | 7.05
2020 | NYISO_J-K_2_PJM_E | NYISO_J-K | PJM_E | Internal | Summer | B4 | 100 | 330 | 330 | 83.55 | 101.12 | 8 | 9.57
2020 | NYISO_J-K_2_PJM_E | NYISO_J-K | PJM_E | Internal | Summer | B5 | 200 | 330 | 138.45 | 83.54 | 91.54 | 8 | 0
2020 | NYISO_J-K_2_PJM_E | NYISO_J-K | PJM_E | Internal | Summer | B6 | 300 | 330 | 330 | 62.79 | 84 | 8 | 13.21
2020 | NYISO_J-K_2_PJM_E | NYISO_J-K | PJM_E | Internal | Summer | B7 | 400 | 330 | 0 | 61.63 | 69.6 | 8 | 0
2020 | NYISO_J-K_2_PJM_E | NYISO_J-K | PJM_E | Internal | Summer | B8 | 500 | 330 | 0 | 60.06 | 64.45 | 8 | 0
2020 | NYISO_J-K_2_PJM_E | NYISO_J-K | PJM_E | Internal | Summer | B9 | 800 | 330 | 0 | 58.74 | 62.81 | 8 | 0
2020 | NYISO_J-K_2_PJM_E | NYISO_J-K | PJM_E | Internal | Summer | B10 | 1262 | 330 | 0 | 58.74 | 61.24 | 8 | 0
2020 | NYISO_J-K_2_PJM_E | NYISO_J-K | PJM_E | Internal | Winter | B16 | 25 | 330 | 330 | 73.45 | 89.55 | 8 | 8.1
2020 | NYISO_J-K_2_PJM_E | NYISO_J-K | PJM_E | Internal | Winter | B17 | 100 | 330 | 330 | 72.12 | 81.68 | 8 | 1.55
2020 | NYISO_J-K_2_PJM_E | NYISO_J-K | PJM_E | Internal | Winter | B18 | 400 | 330 | 0 | 70.27 | 73.53 | 8 | 0
2020 | NYISO_J-K_2_PJM_E | NYISO_J-K | PJM_E | Internal | Winter | B19 | 700 | 330 | 0 | 70.27 | 69.49 | 8 | 0
2020 | NYISO_J-K_2_PJM_E | NYISO_J-K | PJM_E | Internal | Winter | B20 | 935 | 330 | 0 | 66.44 | 65.38 | 8 | 0
2020 | PJM_E_2_NYISO_G-I | PJM_E | NYISO_G-I | Internal | Shoulder | B11 | 25 | 500 | 0 | 87.44 | 65.02 | 6 | 0
2020 | PJM_E_2_NYISO_G-I | PJM_E | NYISO_G-I | Internal | Shoulder | B12 | 200 | 500 | 0 | 72.62 | 64.53 | 6 | 0
2020 | PJM_E_2_NYISO_G-I | PJM_E | NYISO_G-I | Internal | Shoulder | B13 | 600 | 500 | 0 | 70.15 | 62.64 | 6 | 0
2020 | PJM_E_2_NYISO_G-I | PJM_E | NYISO_G-I | Internal | Shoulder | B14 | 900 | 500 | 0 | 66.53 | 61.67 | 6 | 0
2020 | PJM_E_2_NYISO_G-I | PJM_E | NYISO_G-I | Internal | Shoulder | B15 | 1203 | 500 | 0 | 63.82 | 61.67 | 6 | 0
2020 | PJM_E_2_NYISO_G-I | PJM_E | NYISO_G-I | Internal | Summer | B1 | 10 | 500 | 0 | 106.82 | 98.82 | 6 | 0
2020 | PJM_E_2_NYISO_G-I | PJM_E | NYISO_G-I | Internal | Summer | B2 | 25 | 500 | 0 | 105.41 | 97.41 | 6 | 0
2020 | PJM_E_2_NYISO_G-I | PJM_E | NYISO_G-I | Internal | Summer | B3 | 75 | 500 | 0 | 101.12 | 86.06 | 6 | 0
2020 | PJM_E_2_NYISO_G-I | PJM_E | NYISO_G-I | Internal | Summer | B4 | 100 | 500 | 0 | 101.12 | 83.54 | 6 | 0
2020 | PJM_E_2_NYISO_G-I | PJM_E | NYISO_G-I | Internal | Summer | B5 | 200 | 500 | 0 | 91.54 | 83.53 | 6 | 0
2020 | PJM_E_2_NYISO_G-I | PJM_E | NYISO_G-I | Internal | Summer | B6 | 300 | 500 | 0 | 84 | 62.78 | 6 | 0
2020 | PJM_E_2_NYISO_G-I | PJM_E | NYISO_G-I | Internal | Summer | B7 | 400 | 500 | 0 | 69.6 | 61.62 | 6 | 0
2020 | PJM_E_2_NYISO_G-I | PJM_E | NYISO_G-I | Internal | Summer | B8 | 500 | 500 | 0 | 64.45 | 60.04 | 6 | 0
2020 | PJM_E_2_NYISO_G-I | PJM_E | NYISO_G-I | Internal | Summer | B9 | 800 | 500 | 0 | 62.81 | 58.72 | 6 | 0
2020 | PJM_E_2_NYISO_G-I | PJM_E | NYISO_G-I | Internal | Summer | B10 | 1262 | 500 | 0 | 61.24 | 58.72 | 6 | 0
2020 | PJM_E_2_NYISO_G-I | PJM_E | NYISO_G-I | Internal | Winter | B16 | 25 | 500 | 0 | 89.55 | 73.44 | 6 | 0
2020 | PJM_E_2_NYISO_G-I | PJM_E | NYISO_G-I | Internal | Winter | B17 | 100 | 500 | 0 | 81.68 | 72.11 | 6 | 0
2020 | PJM_E_2_NYISO_G-I | PJM_E | NYISO_G-I | Internal | Winter | B18 | 400 | 500 | 0 | 73.53 | 69.79 | 6 | 0
2020 | PJM_E_2_NYISO_G-I | PJM_E | NYISO_G-I | Internal | Winter | B19 | 700 | 500 | 0 | 69.49 | 69.79 | 6 | 0
2020 | PJM_E_2_NYISO_G-I | PJM_E | NYISO_G-I | Internal | Winter | B20 | 935 | 500 | 0 | 65.38 | 66.43 | 6 | 0
2020 | PJM_E_2_NYISO_J-K | PJM_E | NYISO_J-K | Internal | Shoulder | B11 | 25 | 330 | 0 | 87.44 | 65.03 | 6 | 0
2020 | PJM_E_2_NYISO_J-K | PJM_E | NYISO_J-K | Internal | Shoulder | B12 | 200 | 330 | 0 | 72.62 | 64.54 | 6 | 0
2020 | PJM_E_2_NYISO_J-K | PJM_E | NYISO_J-K | Internal | Shoulder | B13 | 600 | 330 | 0 | 70.15 | 62.65 | 6 | 0
2020 | PJM_E_2_NYISO_J-K | PJM_E | NYISO_J-K | Internal | Shoulder | B14 | 900 | 330 | 0 | 66.53 | 61.69 | 6 | 0
2020 | PJM_E_2_NYISO_J-K | PJM_E | NYISO_J-K | Internal | Shoulder | B15 | 1203 | 330 | 0 | 63.82 | 61.69 | 6 | 0
2020 | PJM_E_2_NYISO_J-K | PJM_E | NYISO_J-K | Internal | Summer | B1 | 10 | 330 | 0 | 106.82 | 98.83 | 6 | 0
2020 | PJM_E_2_NYISO_J-K | PJM_E | NYISO_J-K | Internal | Summer | B2 | 25 | 330 | 0 | 105.41 | 97.42 | 6 | 0
2020 | PJM_E_2_NYISO_J-K | PJM_E | NYISO_J-K | Internal | Summer | B3 | 75 | 330 | 0 | 101.12 | 86.07 | 6 | 0
2020 | PJM_E_2_NYISO_J-K | PJM_E | NYISO_J-K | Internal | Summer | B4 | 100 | 330 | 0 | 101.12 | 83.55 | 6 | 0
2020 | PJM_E_2_NYISO_J-K | PJM_E | NYISO_J-K | Internal | Summer | B5 | 200 | 330 | 0 | 91.54 | 83.54 | 6 | 0
2020 | PJM_E_2_NYISO_J-K | PJM_E | NYISO_J-K | Internal | Summer | B6 | 300 | 330 | 0 | 84 | 62.79 | 6 | 0
2020 | PJM_E_2_NYISO_J-K | PJM_E | NYISO_J-K | Internal | Summer | B7 | 400 | 330 | 0 | 69.6 | 61.63 | 6 | 0
2020 | PJM_E_2_NYISO_J-K | PJM_E | NYISO_J-K | Internal | Summer | B8 | 500 | 330 | 0 | 64.45 | 60.06 | 6 | 0
2020 | PJM_E_2_NYISO_J-K | PJM_E | NYISO_J-K | Internal | Summer | B9 | 800 | 330 | 0 | 62.81 | 58.74 | 6 | 0
2020 | PJM_E_2_NYISO_J-K | PJM_E | NYISO_J-K | Internal | Summer | B10 | 1262 | 330 | 0 | 61.24 | 58.74 | 6 | 0
2020 | PJM_E_2_NYISO_J-K | PJM_E | NYISO_J-K | Internal | Winter | B16 | 25 | 330 | 0 | 89.55 | 73.45 | 6 | 0
2020 | PJM_E_2_NYISO_J-K | PJM_E | NYISO_J-K | Internal | Winter | B17 | 100 | 330 | 0 | 81.68 | 72.12 | 6 | 0
2020 | PJM_E_2_NYISO_J-K | PJM_E | NYISO_J-K | Internal | Winter | B18 | 400 | 330 | 0 | 73.53 | 70.27 | 6 | 0
2020 | PJM_E_2_NYISO_J-K | PJM_E | NYISO_J-K | Internal | Winter | B19 | 700 | 330 | 0 | 69.49 | 70.27 | 6 | 0
2020 | PJM_E_2_NYISO_J-K | PJM_E | NYISO_J-K | Internal | Winter | B20 | 935 | 330 | 0 | 65.38 | 66.44 | 6 | 0
2020 | PJM_E_2_PJM_ROM | PJM_E | PJM_ROM | Internal | Shoulder | B11 | 25 | 8000 | 6635.36 | 87.44 | 87.45 | 0.01 | 0
2020 | PJM_E_2_PJM_ROM | PJM_E | PJM_ROM | Internal | Shoulder | B12 | 200 | 8000 | 6370.33 | 72.62 | 72.63 | 0.01 | 0
2020 | PJM_E_2_PJM_ROM | PJM_E | PJM_ROM | Internal | Shoulder | B13 | 600 | 8000 | 5153.26 | 70.15 | 70.16 | 0.01 | 0
2020 | PJM_E_2_PJM_ROM | PJM_E | PJM_ROM | Internal | Shoulder | B14 | 900 | 8000 | 3215.07 | 66.53 | 66.55 | 0.01 | 0
2020 | PJM_E_2_PJM_ROM | PJM_E | PJM_ROM | Internal | Shoulder | B15 | 1203 | 8000 | 1253.54 | 63.82 | 63.83 | 0.01 | 0
2020 | PJM_E_2_PJM_ROM | PJM_E | PJM_ROM | Internal | Summer | B1 | 10 | 8000 | 513.14 | 106.82 | 106.83 | 0.01 | 0
2020 | PJM_E_2_PJM_ROM | PJM_E | PJM_ROM | Internal | Summer | B2 | 25 | 8000 | 1702.44 | 105.41 | 105.42 | 0.01 | 0
2020 | PJM_E_2_PJM_ROM | PJM_E | PJM_ROM | Internal | Summer | B3 | 75 | 8000 | 4727.08 | 101.12 | 101.14 | 0.01 | 0
2020 | PJM_E_2_PJM_ROM | PJM_E | PJM_ROM | Internal | Summer | B4 | 100 | 8000 | 6367.55 | 101.12 | 101.14 | 0.01 | 0
2020 | PJM_E_2_PJM_ROM | PJM_E | PJM_ROM | Internal | Summer | B5 | 200 | 8000 | 3987.41 | 91.54 | 91.55 | 0.01 | 0
2020 | PJM_E_2_PJM_ROM | PJM_E | PJM_ROM | Internal | Summer | B6 | 300 | 8000 | 4809.42 | 84 | 84.02 | 0.01 | 0
2020 | PJM_E_2_PJM_ROM | PJM_E | PJM_ROM | Internal | Summer | B7 | 400 | 8000 | 4228 | 69.6 | 69.61 | 0.01 | 0
2020 | PJM_E_2_PJM_ROM | PJM_E | PJM_ROM | Internal | Summer | B8 | 500 | 8000 | 2698.56 | 64.45 | 64.46 | 0.01 | 0
2020 | PJM_E_2_PJM_ROM | PJM_E | PJM_ROM | Internal | Summer | B9 | 800 | 8000 | 3342.08 | 62.81 | 62.83 | 0.01 | 0
2020 | PJM_E_2_PJM_ROM | PJM_E | PJM_ROM | Internal | Summer | B10 | 1262 | 8000 | 1898.93 | 61.24 | 61.25 | 0.01 | 0
2020 | PJM_E_2_PJM_ROM | PJM_E | PJM_ROM | Internal | Winter | B16 | 25 | 8000 | 3869.67 | 89.55 | 89.56 | 0.01 | 0
2020 | PJM_E_2_PJM_ROM | PJM_E | PJM_ROM | Internal | Winter | B17 | 100 | 8000 | 4074.56 | 81.68 | 81.69 | 0.01 | 0
2020 | PJM_E_2_PJM_ROM | PJM_E | PJM_ROM | Internal | Winter | B18 | 400 | 8000 | 898.23 | 73.53 | 73.54 | 0.01 | 0
2020 | PJM_E_2_PJM_ROM | PJM_E | PJM_ROM | Internal | Winter | B19 | 700 | 8000 | 0 | 69.49 | 69.48 | 0.01 | 0
2020 | PJM_E_2_PJM_ROM | PJM_E | PJM_ROM | Internal | Winter | B20 | 935 | 8000 | 1099.69 | 65.38 | 65.39 | 0.01 | 0
2020 | PJM_ROR_2_MISO_IN | PJM_ROR | MISO_IN | Internal | Shoulder | B11 | 25 | 909 | 0 | 87.46 | 85.46 | 2 | 0
2020 | PJM_ROR_2_MISO_IN | PJM_ROR | MISO_IN | Internal | Shoulder | B12 | 200 | 909 | 0 | 72.64 | 70.63 | 2 | 0
2020 | PJM_ROR_2_MISO_IN | PJM_ROR | MISO_IN | Internal | Shoulder | B13 | 600 | 909 | 0 | 70.15 | 68.13 | 2 | 0
2020 | PJM_ROR_2_MISO_IN | PJM_ROR | MISO_IN | Internal | Shoulder | B14 | 900 | 909 | 0 | 66.53 | 64.52 | 2 | 0
2020 | PJM_ROR_2_MISO_IN | PJM_ROR | MISO_IN | Internal | Shoulder | B15 | 1203 | 909 | 0 | 63.82 | 61.82 | 2 | 0
2020 | PJM_ROR_2_MISO_IN | PJM_ROR | MISO_IN | Internal | Summer | B1 | 10 | 909 | 0 | 106.82 | 104.81 | 2 | 0
2020 | PJM_ROR_2_MISO_IN | PJM_ROR | MISO_IN | Internal | Summer | B2 | 25 | 909 | 0 | 105.41 | 103.41 | 2 | 0
2020 | PJM_ROR_2_MISO_IN | PJM_ROR | MISO_IN | Internal | Summer | B3 | 75 | 909 | 0 | 101.15 | 99.86 | 2 | 0
2020 | PJM_ROR_2_MISO_IN | PJM_ROR | MISO_IN | Internal | Summer | B4 | 100 | 909 | 0 | 101.15 | 99.15 | 2 | 0
2020 | PJM_ROR_2_MISO_IN | PJM_ROR | MISO_IN | Internal | Summer | B5 | 200 | 909 | 0 | 91.56 | 89.55 | 2 | 0
2020 | PJM_ROR_2_MISO_IN | PJM_ROR | MISO_IN | Internal | Summer | B6 | 300 | 909 | 0 | 84.03 | 81.36 | 2 | 0
2020 | PJM_ROR_2_MISO_IN | PJM_ROR | MISO_IN | Internal | Summer | B7 | 400 | 909 | 0 | 69.6 | 67.58 | 2 | 0
2020 | PJM_ROR_2_MISO_IN | PJM_ROR | MISO_IN | Internal | Summer | B8 | 500 | 909 | 0 | 64.45 | 61.52 | 2 | 0
2020 | PJM_ROR_2_MISO_IN | PJM_ROR | MISO_IN | Internal | Summer | B9 | 800 | 909 | 0 | 62.81 | 60.81 | 2 | 0
2020 | PJM_ROR_2_MISO_IN | PJM_ROR | MISO_IN | Internal | Summer | B10 | 1262 | 909 | 0 | 61.24 | 59.24 | 2 | 0
2020 | PJM_ROR_2_MISO_IN | PJM_ROR | MISO_IN | Internal | Winter | B16 | 25 | 909 | 0 | 89.55 | 86.87 | 2 | 0
2020 | PJM_ROR_2_MISO_IN | PJM_ROR | MISO_IN | Internal | Winter | B17 | 100 | 909 | 0 | 81.68 | 73.09 | 2 | 0
2020 | PJM_ROR_2_MISO_IN | PJM_ROR | MISO_IN | Internal | Winter | B18 | 400 | 909 | 0 | 73.53 | 71.16 | 2 | 0
2020 | PJM_ROR_2_MISO_IN | PJM_ROR | MISO_IN | Internal | Winter | B19 | 700 | 909 | 0 | 69.46 | 67.45 | 2 | 0
2020 | PJM_ROR_2_MISO_IN | PJM_ROR | MISO_IN | Internal | Winter | B20 | 935 | 909 | 0 | 65.38 | 63.37 | 2 | 0
2020 | PJM_ROR_2_MISO_MI | PJM_ROR | MISO_MI | Internal | Shoulder | B11 | 25 | 1305 | 0 | 87.46 | 85.47 | 2 | 0
2020 | PJM_ROR_2_MISO_MI | PJM_ROR | MISO_MI | Internal | Shoulder | B12 | 200 | 1305 | 0 | 72.64 | 70.64 | 2 | 0
2020 | PJM_ROR_2_MISO_MI | PJM_ROR | MISO_MI | Internal | Shoulder | B13 | 600 | 1305 | 0 | 70.15 | 68.15 | 2 | 0
2020 | PJM_ROR_2_MISO_MI | PJM_ROR | MISO_MI | Internal | Shoulder | B14 | 900 | 1305 | 0 | 66.53 | 64.53 | 2 | 0
2020 | PJM_ROR_2_MISO_MI | PJM_ROR | MISO_MI | Internal | Shoulder | B15 | 1203 | 1305 | 0 | 63.82 | 61.83 | 2 | 0
2020 | PJM_ROR_2_MISO_MI | PJM_ROR | MISO_MI | Internal | Summer | B1 | 10 | 1305 | 0 | 106.82 | 104.82 | 2 | 0
2020 | PJM_ROR_2_MISO_MI | PJM_ROR | MISO_MI | Internal | Summer | B2 | 25 | 1305 | 0 | 105.41 | 103.42 | 2 | 0
2020 | PJM_ROR_2_MISO_MI | PJM_ROR | MISO_MI | Internal | Summer | B3 | 75 | 1305 | 0 | 101.15 | 99.87 | 2 | 0
2020 | PJM_ROR_2_MISO_MI | PJM_ROR | MISO_MI | Internal | Summer | B4 | 100 | 1305 | 0 | 101.15 | 99.16 | 2 | 0
2020 | PJM_ROR_2_MISO_MI | PJM_ROR | MISO_MI | Internal | Summer | B5 | 200 | 1305 | 0 | 91.56 | 89.56 | 2 | 0
2020 | PJM_ROR_2_MISO_MI | PJM_ROR | MISO_MI | Internal | Summer | B6 | 300 | 1305 | 0 | 84.03 | 81.38 | 2 | 0
2020 | PJM_ROR_2_MISO_MI | PJM_ROR | MISO_MI | Internal | Summer | B7 | 400 | 1305 | 0 | 69.6 | 67.6 | 2 | 0
2020 | PJM_ROR_2_MISO_MI | PJM_ROR | MISO_MI | Internal | Summer | B8 | 500 | 1305 | 0 | 64.45 | 62.45 | 2 | 0
2020 | PJM_ROR_2_MISO_MI | PJM_ROR | MISO_MI | Internal | Summer | B9 | 800 | 1305 | 0 | 62.81 | 60.83 | 2 | 0
2020 | PJM_ROR_2_MISO_MI | PJM_ROR | MISO_MI | Internal | Summer | B10 | 1262 | 1305 | 0 | 61.24 | 59.25 | 2 | 0
2020 | PJM_ROR_2_MISO_MI | PJM_ROR | MISO_MI | Internal | Winter | B16 | 25 | 1305 | 0 | 89.55 | 86.88 | 2 | 0
2020 | PJM_ROR_2_MISO_MI | PJM_ROR | MISO_MI | Internal | Winter | B17 | 100 | 1305 | 0 | 81.68 | 73.1 | 2 | 0
2020 | PJM_ROR_2_MISO_MI | PJM_ROR | MISO_MI | Internal | Winter | B18 | 400 | 1305 | 0 | 73.53 | 71.17 | 2 | 0
2020 | PJM_ROR_2_MISO_MI | PJM_ROR | MISO_MI | Internal | Winter | B19 | 700 | 1305 | 0 | 69.46 | 67.46 | 2 | 0
2020 | PJM_ROR_2_MISO_MI | PJM_ROR | MISO_MI | Internal | Winter | B20 | 935 | 1305 | 0 | 65.38 | 63.38 | 2 | 0
2020 | PJM_ROR_2_MISO_MO-IL | PJM_ROR | MISO_MO-IL | Internal | Shoulder | B11 | 25 | 1111 | 0 | 87.46 | 85.49 | 2 | 0
2020 | PJM_ROR_2_MISO_MO-IL | PJM_ROR | MISO_MO-IL | Internal | Shoulder | B12 | 200 | 1111 | 0 | 72.64 | 70.64 | 2 | 0
2020 | PJM_ROR_2_MISO_MO-IL | PJM_ROR | MISO_MO-IL | Internal | Shoulder | B13 | 600 | 1111 | 0 | 70.15 | 68.15 | 2 | 0
2020 | PJM_ROR_2_MISO_MO-IL | PJM_ROR | MISO_MO-IL | Internal | Shoulder | B14 | 900 | 1111 | 0 | 66.53 | 64.53 | 2 | 0
2020 | PJM_ROR_2_MISO_MO-IL | PJM_ROR | MISO_MO-IL | Internal | Shoulder | B15 | 1203 | 1111 | 0 | 63.82 | 62.91 | 2 | 0
2020 | PJM_ROR_2_MISO_MO-IL | PJM_ROR | MISO_MO-IL | Internal | Summer | B1 | 10 | 1111 | 0 | 106.82 | 104.82 | 2 | 0
2020 | PJM_ROR_2_MISO_MO-IL | PJM_ROR | MISO_MO-IL | Internal | Summer | B2 | 25 | 1111 | 0 | 105.41 | 103.42 | 2 | 0
2020 | PJM_ROR_2_MISO_MO-IL | PJM_ROR | MISO_MO-IL | Internal | Summer | B3 | 75 | 1111 | 0 | 101.15 | 102.19 | 2 | 0
2020 | PJM_ROR_2_MISO_MO-IL | PJM_ROR | MISO_MO-IL | Internal | Summer | B4 | 100 | 1111 | 0 | 101.15 | 100.77 | 2 | 0
2020 | PJM_ROR_2_MISO_MO-IL | PJM_ROR | MISO_MO-IL | Internal | Summer | B5 | 200 | 1111 | 1111 | 91.56 | 97.89 | 2 | 4.33
2020 | PJM_ROR_2_MISO_MO-IL | PJM_ROR | MISO_MO-IL | Internal | Summer | B6 | 300 | 1111 | 584.52 | 84.03 | 86.03 | 2 | 0
2020 | PJM_ROR_2_MISO_MO-IL | PJM_ROR | MISO_MO-IL | Internal | Summer | B7 | 400 | 1111 | 0 | 69.6 | 67.61 | 2 | 0
2020 | PJM_ROR_2_MISO_MO-IL | PJM_ROR | MISO_MO-IL | Internal | Summer | B8 | 500 | 1111 | 0 | 64.45 | 63.05 | 2 | 0
2020 | PJM_ROR_2_MISO_MO-IL | PJM_ROR | MISO_MO-IL | Internal | Summer | B9 | 800 | 1111 | 0 | 62.81 | 62.68 | 2 | 0
2020 | PJM_ROR_2_MISO_MO-IL | PJM_ROR | MISO_MO-IL | Internal | Summer | B10 | 1262 | 1111 | 0 | 61.24 | 61.52 | 2 | 0
2020 | PJM_ROR_2_MISO_MO-IL | PJM_ROR | MISO_MO-IL | Internal | Winter | B16 | 25 | 1111 | 0 | 89.55 | 86.88 | 2 | 0
2020 | PJM_ROR_2_MISO_MO-IL | PJM_ROR | MISO_MO-IL | Internal | Winter | B17 | 100 | 1111 | 0 | 81.68 | 73.1 | 2 | 0
2020 | PJM_ROR_2_MISO_MO-IL | PJM_ROR | MISO_MO-IL | Internal | Winter | B18 | 400 | 1111 | 0 | 73.53 | 71.17 | 2 | 0
2020 | PJM_ROR_2_MISO_MO-IL | PJM_ROR | MISO_MO-IL | Internal | Winter | B19 | 700 | 1111 | 0 | 69.46 | 67.46 | 2 | 0
2020 | PJM_ROR_2_MISO_MO-IL | PJM_ROR | MISO_MO-IL | Internal | Winter | B20 | 935 | 1111 | 0 | 65.38 | 63.38 | 2 | 0
2020 | PJM_ROR_2_MISO_W | PJM_ROR | MISO_W | Internal | Shoulder | B11 | 25 | 709 | 0 | 87.46 | 85.47 | 2 | 0
2020 | PJM_ROR_2_MISO_W | PJM_ROR | MISO_W | Internal | Shoulder | B12 | 200 | 709 | 0 | 72.64 | 70.63 | 2 | 0
2020 | PJM_ROR_2_MISO_W | PJM_ROR | MISO_W | Internal | Shoulder | B13 | 600 | 709 | 0 | 70.15 | 68.13 | 2 | 0
2020 | PJM_ROR_2_MISO_W | PJM_ROR | MISO_W | Internal | Shoulder | B14 | 900 | 709 | 0 | 66.53 | 64.52 | 2 | 0
2020 | PJM_ROR_2_MISO_W | PJM_ROR | MISO_W | Internal | Shoulder | B15 | 1203 | 709 | 0 | 63.82 | 63.19 | 2 | 0
2020 | PJM_ROR_2_MISO_W | PJM_ROR | MISO_W | Internal | Summer | B1 | 10 | 709 | 0 | 106.82 | 104.82 | 2 | 0
2020 | PJM_ROR_2_MISO_W | PJM_ROR | MISO_W | Internal | Summer | B2 | 25 | 709 | 0 | 105.41 | 103.42 | 2 | 0
2020 | PJM_ROR_2_MISO_W | PJM_ROR | MISO_W | Internal | Summer | B3 | 75 | 709 | 0 | 101.15 | 102.55 | 2 | 0
2020 | PJM_ROR_2_MISO_W | PJM_ROR | MISO_W | Internal | Summer | B4 | 100 | 709 | 0 | 101.15 | 101.89 | 2 | 0
2020 | PJM_ROR_2_MISO_W | PJM_ROR | MISO_W | Internal | Summer | B5 | 200 | 709 | 709 | 91.56 | 97.88 | 2 | 4.31
2020 | PJM_ROR_2_MISO_W | PJM_ROR | MISO_W | Internal | Summer | B6 | 300 | 709 | 0 | 84.03 | 86.02 | 2 | 0
2020 | PJM_ROR_2_MISO_W | PJM_ROR | MISO_W | Internal | Summer | B7 | 400 | 709 | 0 | 69.6 | 67.6 | 2 | 0
2020 | PJM_ROR_2_MISO_W | PJM_ROR | MISO_W | Internal | Summer | B8 | 500 | 709 | 0 | 64.45 | 63.03 | 2 | 0
2020 | PJM_ROR_2_MISO_W | PJM_ROR | MISO_W | Internal | Summer | B9 | 800 | 709 | 0 | 62.81 | 62.69 | 2 | 0
2020 | PJM_ROR_2_MISO_W | PJM_ROR | MISO_W | Internal | Summer | B10 | 1262 | 709 | 0 | 61.24 | 62.67 | 2 | 0
2020 | PJM_ROR_2_MISO_W | PJM_ROR | MISO_W | Internal | Winter | B16 | 25 | 709 | 0 | 89.55 | 86.87 | 2 | 0
2020 | PJM_ROR_2_MISO_W | PJM_ROR | MISO_W | Internal | Winter | B17 | 100 | 709 | 0 | 81.68 | 73.09 | 2 | 0
2020 | PJM_ROR_2_MISO_W | PJM_ROR | MISO_W | Internal | Winter | B18 | 400 | 709 | 0 | 73.53 | 71.16 | 2 | 0
2020 | PJM_ROR_2_MISO_W | PJM_ROR | MISO_W | Internal | Winter | B19 | 700 | 709 | 0 | 69.46 | 67.46 | 2 | 0
2020 | PJM_ROR_2_MISO_W | PJM_ROR | MISO_W | Internal | Winter | B20 | 935 | 709 | 0 | 65.38 | 63.39 | 2 | 0
2020 | PJM_ROR_2_MISO_WUMS | PJM_ROR | MISO_WUMS | Internal | Shoulder | B11 | 25 | 1467 | 0 | 87.46 | 85.46 | 2 | 0
2020 | PJM_ROR_2_MISO_WUMS | PJM_ROR | MISO_WUMS | Internal | Shoulder | B12 | 200 | 1467 | 0 | 72.64 | 70.63 | 2 | 0
2020 | PJM_ROR_2_MISO_WUMS | PJM_ROR | MISO_WUMS | Internal | Shoulder | B13 | 600 | 1467 | 0 | 70.15 | 68.13 | 2 | 0
2020 | PJM_ROR_2_MISO_WUMS | PJM_ROR | MISO_WUMS | Internal | Shoulder | B14 | 900 | 1467 | 0 | 66.53 | 64.52 | 2 | 0
2020 | PJM_ROR_2_MISO_WUMS | PJM_ROR | MISO_WUMS | Internal | Shoulder | B15 | 1203 | 1467 | 0 | 63.82 | 61.82 | 2 | 0
2020 | PJM_ROR_2_MISO_WUMS | PJM_ROR | MISO_WUMS | Internal | Summer | B1 | 10 | 1467 | 0 | 106.82 | 104.81 | 2 | 0
2020 | PJM_ROR_2_MISO_WUMS | PJM_ROR | MISO_WUMS | Internal | Summer | B2 | 25 | 1467 | 0 | 105.41 | 103.41 | 2 | 0
2020 | PJM_ROR_2_MISO_WUMS | PJM_ROR | MISO_WUMS | Internal | Summer | B3 | 75 | 1467 | 0 | 101.15 | 99.86 | 2 | 0
2020 | PJM_ROR_2_MISO_WUMS | PJM_ROR | MISO_WUMS | Internal | Summer | B4 | 100 | 1467 | 0 | 101.15 | 99.15 | 2 | 0
2020 | PJM_ROR_2_MISO_WUMS | PJM_ROR | MISO_WUMS | Internal | Summer | B5 | 200 | 1467 | 0 | 91.56 | 89.55 | 2 | 0
2020 | PJM_ROR_2_MISO_WUMS | PJM_ROR | MISO_WUMS | Internal | Summer | B6 | 300 | 1467 | 0 | 84.03 | 81.36 | 2 | 0
2020 | PJM_ROR_2_MISO_WUMS | PJM_ROR | MISO_WUMS | Internal | Summer | B7 | 400 | 1467 | 0 | 69.6 | 67.58 | 2 | 0
2020 | PJM_ROR_2_MISO_WUMS | PJM_ROR | MISO_WUMS | Internal | Summer | B8 | 500 | 1467 | 0 | 64.45 | 62.44 | 2 | 0
2020 | PJM_ROR_2_MISO_WUMS | PJM_ROR | MISO_WUMS | Internal | Summer | B9 | 800 | 1467 | 0 | 62.81 | 60.81 | 2 | 0
2020 | PJM_ROR_2_MISO_WUMS | PJM_ROR | MISO_WUMS | Internal | Summer | B10 | 1262 | 1467 | 0 | 61.24 | 59.24 | 2 | 0
2020 | PJM_ROR_2_MISO_WUMS | PJM_ROR | MISO_WUMS | Internal | Winter | B16 | 25 | 1467 | 0 | 89.55 | 86.86 | 2 | 0
2020 | PJM_ROR_2_MISO_WUMS | PJM_ROR | MISO_WUMS | Internal | Winter | B17 | 100 | 1467 | 0 | 81.68 | 73.08 | 2 | 0
2020 | PJM_ROR_2_MISO_WUMS | PJM_ROR | MISO_WUMS | Internal | Winter | B18 | 400 | 1467 | 0 | 73.53 | 71.08 | 2 | 0
2020 | PJM_ROR_2_MISO_WUMS | PJM_ROR | MISO_WUMS | Internal | Winter | B19 | 700 | 1467 | 0 | 69.46 | 67.45 | 2 | 0
2020 | PJM_ROR_2_MISO_WUMS | PJM_ROR | MISO_WUMS | Internal | Winter | B20 | 935 | 1467 | 0 | 65.38 | 63.38 | 2 | 0
2020 | PJM_ROR_2_PJM_ROM | PJM_ROR | PJM_ROM | Internal | Shoulder | B11 | 25 | 8000 | 0 | 87.46 | 87.45 | 0.01 | 0
2020 | PJM_ROR_2_PJM_ROM | PJM_ROR | PJM_ROM | Internal | Shoulder | B12 | 200 | 8000 | 0 | 72.64 | 72.63 | 0.01 | 0
2020 | PJM_ROR_2_PJM_ROM | PJM_ROR | PJM_ROM | Internal | Shoulder | B13 | 600 | 8000 | 81.81 | 70.15 | 70.16 | 0.01 | 0
2020 | PJM_ROR_2_PJM_ROM | PJM_ROR | PJM_ROM | Internal | Shoulder | B14 | 900 | 8000 | 2263.87 | 66.53 | 66.55 | 0.01 | 0
2020 | PJM_ROR_2_PJM_ROM | PJM_ROR | PJM_ROM | Internal | Shoulder | B15 | 1203 | 8000 | 4505.61 | 63.82 | 63.83 | 0.01 | 0
2020 | PJM_ROR_2_PJM_ROM | PJM_ROR | PJM_ROM | Internal | Summer | B1 | 10 | 8000 | 2181.1 | 106.82 | 106.83 | 0.01 | 0
2020 | PJM_ROR_2_PJM_ROM | PJM_ROR | PJM_ROM | Internal | Summer | B2 | 25 | 8000 | 557.05 | 105.41 | 105.42 | 0.01 | 0
2020 | PJM_ROR_2_PJM_ROM | PJM_ROR | PJM_ROM | Internal | Summer | B3 | 75 | 8000 | 0 | 101.15 | 101.14 | 0.01 | 0
2020 | PJM_ROR_2_PJM_ROM | PJM_ROR | PJM_ROM | Internal | Summer | B4 | 100 | 8000 | 0 | 101.15 | 101.14 | 0.01 | 0
2020 | PJM_ROR_2_PJM_ROM | PJM_ROR | PJM_ROM | Internal | Summer | B5 | 200 | 8000 | 0 | 91.56 | 91.55 | 0.01 | 0
2020 | PJM_ROR_2_PJM_ROM | PJM_ROR | PJM_ROM | Internal | Summer | B6 | 300 | 8000 | 0 | 84.03 | 84.02 | 0.01 | 0
2020 | PJM_ROR_2_PJM_ROM | PJM_ROR | PJM_ROM | Internal | Summer | B7 | 400 | 8000 | 528.85 | 69.6 | 69.61 | 0.01 | 0
2020 | PJM_ROR_2_PJM_ROM | PJM_ROR | PJM_ROM | Internal | Summer | B8 | 500 | 8000 | 3593 | 64.45 | 64.46 | 0.01 | 0
2020 | PJM_ROR_2_PJM_ROM | PJM_ROR | PJM_ROM | Internal | Summer | B9 | 800 | 8000 | 1762.05 | 62.81 | 62.83 | 0.01 | 0
2020 | PJM_ROR_2_PJM_ROM | PJM_ROR | PJM_ROM | Internal | Summer | B10 | 1262 | 8000 | 3678.81 | 61.24 | 61.25 | 0.01 | 0
2020 | PJM_ROR_2_PJM_ROM | PJM_ROR | PJM_ROM | Internal | Winter | B16 | 25 | 8000 | 270.18 | 89.55 | 89.56 | 0.01 | 0
2020 | PJM_ROR_2_PJM_ROM | PJM_ROR | PJM_ROM | Internal | Winter | B17 | 100 | 8000 | 778.5 | 81.68 | 81.69 | 0.01 | 0
2020 | PJM_ROR_2_PJM_ROM | PJM_ROR | PJM_ROM | Internal | Winter | B18 | 400 | 8000 | 5248.21 | 73.53 | 73.54 | 0.01 | 0
2020 | PJM_ROR_2_PJM_ROM | PJM_ROR | PJM_ROM | Internal | Winter | B19 | 700 | 8000 | 6626.75 | 69.46 | 69.48 | 0.01 | 0
2020 | PJM_ROR_2_PJM_ROM | PJM_ROR | PJM_ROM | Internal | Winter | B20 | 935 | 8000 | 4932.27 | 65.38 | 65.39 | 0.01 | 0
2020 | PJM_ROR_2_TVA_Transmission | PJM_ROR | TVA_Transmission | Internal | Shoulder | B11 | 25 | 2500 | 0 | 87.46 | 92.32 | 6 | 0
2020 | PJM_ROR_2_TVA_Transmission | PJM_ROR | TVA_Transmission | Internal | Shoulder | B12 | 200 | 2500 | 0 | 72.64 | 73.89 | 6 | 0
2020 | PJM_ROR_2_TVA_Transmission | PJM_ROR | TVA_Transmission | Internal | Shoulder | B13 | 600 | 2500 | 0 | 70.15 | 71.8 | 6 | 0
2020 | PJM_ROR_2_TVA_Transmission | PJM_ROR | TVA_Transmission | Internal | Shoulder | B14 | 900 | 2500 | 0 | 66.53 | 69.93 | 6 | 0
2020 | PJM_ROR_2_TVA_Transmission | PJM_ROR | TVA_Transmission | Internal | Shoulder | B15 | 1203 | 2500 | 0 | 63.82 | 68.84 | 6 | 0
2020 | PJM_ROR_2_TVA_Transmission | PJM_ROR | TVA_Transmission | Internal | Summer | B1 | 10 | 2500 | 2457.8 | 106.82 | 112.82 | 6 | 0
2020 | PJM_ROR_2_TVA_Transmission | PJM_ROR | TVA_Transmission | Internal | Summer | B2 | 25 | 2500 | 2428.56 | 105.41 | 111.41 | 6 | 0
2020 | PJM_ROR_2_TVA_Transmission | PJM_ROR | TVA_Transmission | Internal | Summer | B3 | 75 | 2500 | 1290.8 | 101.15 | 107.15 | 6 | 0
2020 | PJM_ROR_2_TVA_Transmission | PJM_ROR | TVA_Transmission | Internal | Summer | B4 | 100 | 2500 | 653.01 | 101.15 | 107.15 | 6 | 0
2020 | PJM_ROR_2_TVA_Transmission | PJM_ROR | TVA_Transmission | Internal | Summer | B5 | 200 | 2500 | 432.69 | 91.56 | 97.56 | 6 | 0
2020 | PJM_ROR_2_TVA_Transmission | PJM_ROR | TVA_Transmission | Internal | Summer | B6 | 300 | 2500 | 0 | 84.03 | 89.15 | 6 | 0
2020 | PJM_ROR_2_TVA_Transmission | PJM_ROR | TVA_Transmission | Internal | Summer | B7 | 400 | 2500 | 0 | 69.6 | 74.36 | 6 | 0
2020 | PJM_ROR_2_TVA_Transmission | PJM_ROR | TVA_Transmission | Internal | Summer | B8 | 500 | 2500 | 0 | 64.45 | 69.11 | 6 | 0
2020 | PJM_ROR_2_TVA_Transmission | PJM_ROR | TVA_Transmission | Internal | Summer | B9 | 800 | 2500 | 0 | 62.81 | 67.53 | 6 | 0
2020 | PJM_ROR_2_TVA_Transmission | PJM_ROR | TVA_Transmission | Internal | Summer | B10 | 1262 | 2500 | 0 | 61.24 | 64.84 | 6 | 0
2020 | PJM_ROR_2_TVA_Transmission | PJM_ROR | TVA_Transmission | Internal | Winter | B16 | 25 | 2500 | 0 | 89.55 | 94.88 | 6 | 0
2020 | PJM_ROR_2_TVA_Transmission | PJM_ROR | TVA_Transmission | Internal | Winter | B17 | 100 | 2500 | 0 | 81.68 | 78.83 | 6 | 0
2020 | PJM_ROR_2_TVA_Transmission | PJM_ROR | TVA_Transmission | Internal | Winter | B18 | 400 | 2500 | 0 | 73.53 | 74.78 | 6 | 0
2020 | PJM_ROR_2_TVA_Transmission | PJM_ROR | TVA_Transmission | Internal | Winter | B19 | 700 | 2500 | 0 | 69.46 | 72.59 | 6 | 0
2020 | PJM_ROR_2_TVA_Transmission | PJM_ROR | TVA_Transmission | Internal | Winter | B20 | 935 | 2500 | 0 | 65.38 | 70.71 | 6 | 0
2020 | PJM_ROR_2_VACAR | PJM_ROR | VACAR | Internal | Shoulder | B11 | 25 | 3000 | 1687.74 | 87.46 | 93.46 | 6 | 0
2020 | PJM_ROR_2_VACAR | PJM_ROR | VACAR | Internal | Shoulder | B12 | 200 | 3000 | 449.33 | 72.64 | 78.64 | 6 | 0
2020 | PJM_ROR_2_VACAR | PJM_ROR | VACAR | Internal | Shoulder | B13 | 600 | 3000 | 0 | 70.15 | 74.91 | 6 | 0
2020 | PJM_ROR_2_VACAR | PJM_ROR | VACAR | Internal | Shoulder | B14 | 900 | 3000 | 0 | 66.53 | 72.14 | 6 | 0
2020 | PJM_ROR_2_VACAR | PJM_ROR | VACAR | Internal | Shoulder | B15 | 1203 | 3000 | 0 | 63.82 | 65.91 | 6 | 0
2020 | PJM_ROR_2_VACAR | PJM_ROR | VACAR | Internal | Summer | B1 | 10 | 3000 | 422.91 | 106.82 | 112.82 | 6 | 0
2020 | PJM_ROR_2_VACAR | PJM_ROR | VACAR | Internal | Summer | B2 | 25 | 3000 | 3000 | 105.41 | 112.79 | 6 | 1.38
2020 | PJM_ROR_2_VACAR | PJM_ROR | VACAR | Internal | Summer | B3 | 75 | 3000 | 3000 | 101.15 | 112.79 | 6 | 5.65
2020 | PJM_ROR_2_VACAR | PJM_ROR | VACAR | Internal | Summer | B4 | 100 | 3000 | 3000 | 101.15 | 109.76 | 6 | 2.61
2020 | PJM_ROR_2_VACAR | PJM_ROR | VACAR | Internal | Summer | B5 | 200 | 3000 | 3000 | 91.56 | 99.56 | 6 | 2
2020 | PJM_ROR_2_VACAR | PJM_ROR | VACAR | Internal | Summer | B6 | 300 | 3000 | 852.95 | 84.03 | 90.03 | 6 | 0
2020 | PJM_ROR_2_VACAR | PJM_ROR | VACAR | Internal | Summer | B7 | 400 | 3000 | 3000 | 69.6 | 76.36 | 6 | 0.76
2020 | PJM_ROR_2_VACAR | PJM_ROR | VACAR | Internal | Summer | B8 | 500 | 3000 | 1665.89 | 64.45 | 70.45 | 6 | 0
2020 | PJM_ROR_2_VACAR | PJM_ROR | VACAR | Internal | Summer | B9 | 800 | 3000 | 2343.65 | 62.81 | 68.81 | 6 | 0
2020 | PJM_ROR_2_VACAR | PJM_ROR | VACAR | Internal | Summer | B10 | 1262 | 3000 | 0 | 61.24 | 59.98 | 6 | 0
2020 | PJM_ROR_2_VACAR | PJM_ROR | VACAR | Internal | Winter | B16 | 25 | 3000 | 3000 | 89.55 | 103.88 | 6 | 8.33
2020 | PJM_ROR_2_VACAR | PJM_ROR | VACAR | Internal | Winter | B17 | 100 | 3000 | 1721.46 | 81.68 | 87.68 | 6 | 0
2020 | PJM_ROR_2_VACAR | PJM_ROR | VACAR | Internal | Winter | B18 | 400 | 3000 | 0 | 73.53 | 79.41 | 6 | 0
2020 | PJM_ROR_2_VACAR | PJM_ROR | VACAR | Internal | Winter | B19 | 700 | 3000 | 0 | 69.46 | 75.13 | 6 | 0
2020 | PJM_ROR_2_VACAR | PJM_ROR | VACAR | Internal | Winter | B20 | 935 | 3000 | 0 | 65.38 | 69.66 | 6 | 0
2020 | PJM_ROM_2_NYISO_A-F | PJM_ROM | NYISO_A-F | Internal | Shoulder | B11 | 25 | 2000 | 0 | 87.45 | 65.01 | 6 | 0
2020 | PJM_ROM_2_NYISO_A-F | PJM_ROM | NYISO_A-F | Internal | Shoulder | B12 | 200 | 2000 | 0 | 72.63 | 64.51 | 6 | 0
2020 | PJM_ROM_2_NYISO_A-F | PJM_ROM | NYISO_A-F | Internal | Shoulder | B13 | 600 | 2000 | 0 | 70.16 | 62.62 | 6 | 0
2020 | PJM_ROM_2_NYISO_A-F | PJM_ROM | NYISO_A-F | Internal | Shoulder | B14 | 900 | 2000 | 0 | 66.55 | 61.66 | 6 | 0
2020 | PJM_ROM_2_NYISO_A-F | PJM_ROM | NYISO_A-F | Internal | Shoulder | B15 | 1203 | 2000 | 0 | 63.83 | 61.66 | 6 | 0
2020 | PJM_ROM_2_NYISO_A-F | PJM_ROM | NYISO_A-F | Internal | Summer | B1 | 10 | 2000 | 0 | 106.83 | 92.82 | 6 | 0
2020 | PJM_ROM_2_NYISO_A-F | PJM_ROM | NYISO_A-F | Internal | Summer | B2 | 25 | 2000 | 0 | 105.42 | 92.34 | 6 | 0
2020 | PJM_ROM_2_NYISO_A-F | PJM_ROM | NYISO_A-F | Internal | Summer | B3 | 75 | 2000 | 0 | 101.14 | 83.55 | 6 | 0
2020 | PJM_ROM_2_NYISO_A-F | PJM_ROM | NYISO_A-F | Internal | Summer | B4 | 100 | 2000 | 0 | 101.14 | 80.66 | 6 | 0
2020 | PJM_ROM_2_NYISO_A-F | PJM_ROM | NYISO_A-F | Internal | Summer | B5 | 200 | 2000 | 0 | 91.55 | 80.66 | 6 | 0
2020 | PJM_ROM_2_NYISO_A-F | PJM_ROM | NYISO_A-F | Internal | Summer | B6 | 300 | 2000 | 0 | 84.02 | 62.77 | 6 | 0
2020 | PJM_ROM_2_NYISO_A-F | PJM_ROM | NYISO_A-F | Internal | Summer | B7 | 400 | 2000 | 0 | 69.61 | 61.61 | 6 | 0
2020 | PJM_ROM_2_NYISO_A-F | PJM_ROM | NYISO_A-F | Internal | Summer | B8 | 500 | 2000 | 0 | 64.46 | 60.03 | 6 | 0
2020 | PJM_ROM_2_NYISO_A-F | PJM_ROM | NYISO_A-F | Internal | Summer | B9 | 800 | 2000 | 0 | 62.83 | 58.71 | 6 | 0
2020 | PJM_ROM_2_NYISO_A-F | PJM_ROM | NYISO_A-F | Internal | Summer | B10 | 1262 | 2000 | 0 | 61.25 | 58.71 | 6 | 0
2020 | PJM_ROM_2_NYISO_A-F | PJM_ROM | NYISO_A-F | Internal | Winter | B16 | 25 | 2000 | 0 | 89.56 | 72.97 | 6 | 0
2020 | PJM_ROM_2_NYISO_A-F | PJM_ROM | NYISO_A-F | Internal | Winter | B17 | 100 | 2000 | 0 | 81.69 | 66.42 | 6 | 0
2020 | PJM_ROM_2_NYISO_A-F | PJM_ROM | NYISO_A-F | Internal | Winter | B18 | 400 | 2000 | 0 | 73.54 | 66.42 | 6 | 0
2020 | PJM_ROM_2_NYISO_A-F | PJM_ROM | NYISO_A-F | Internal | Winter | B19 | 700 | 2000 | 0 | 69.48 | 66.42 | 6 | 0
2020 | PJM_ROM_2_NYISO_A-F | PJM_ROM | NYISO_A-F | Internal | Winter | B20 | 935 | 2000 | 0 | 65.39 | 66.42 | 6 | 0
2020 | PJM_ROM_2_PJM_E | PJM_ROM | PJM_E | Internal | Shoulder | B11 | 25 | 8000 | 0 | 87.45 | 87.44 | 0.01 | 0
2020 | PJM_ROM_2_PJM_E | PJM_ROM | PJM_E | Internal | Shoulder | B12 | 200 | 8000 | 0 | 72.63 | 72.62 | 0.01 | 0
2020 | PJM_ROM_2_PJM_E | PJM_ROM | PJM_E | Internal | Shoulder | B13 | 600 | 8000 | 0 | 70.16 | 70.15 | 0.01 | 0
2020 | PJM_ROM_2_PJM_E | PJM_ROM | PJM_E | Internal | Shoulder | B14 | 900 | 8000 | 0 | 66.55 | 66.53 | 0.01 | 0
2020 | PJM_ROM_2_PJM_E | PJM_ROM | PJM_E | Internal | Shoulder | B15 | 1203 | 8000 | 0 | 63.83 | 63.82 | 0.01 | 0
2020 | PJM_ROM_2_PJM_E | PJM_ROM | PJM_E | Internal | Summer | B1 | 10 | 8000 | 0 | 106.83 | 106.82 | 0.01 | 0
2020 | PJM_ROM_2_PJM_E | PJM_ROM | PJM_E | Internal | Summer | B2 | 25 | 8000 | 0 | 105.42 | 105.41 | 0.01 | 0
2020 | PJM_ROM_2_PJM_E | PJM_ROM | PJM_E | Internal | Summer | B3 | 75 | 8000 | 0 | 101.14 | 101.12 | 0.01 | 0
2020 | PJM_ROM_2_PJM_E | PJM_ROM | PJM_E | Internal | Summer | B4 | 100 | 8000 | 0 | 101.14 | 101.12 | 0.01 | 0
2020 | PJM_ROM_2_PJM_E | PJM_ROM | PJM_E | Internal | Summer | B5 | 200 | 8000 | 0 | 91.55 | 91.54 | 0.01 | 0
2020 | PJM_ROM_2_PJM_E | PJM_ROM | PJM_E | Internal | Summer | B6 | 300 | 8000 | 0 | 84.02 | 84 | 0.01 | 0
2020 | PJM_ROM_2_PJM_E | PJM_ROM | PJM_E | Internal | Summer | B7 | 400 | 8000 | 0 | 69.61 | 69.6 | 0.01 | 0
2020 | PJM_ROM_2_PJM_E | PJM_ROM | PJM_E | Internal | Summer | B8 | 500 | 8000 | 0 | 64.46 | 64.45 | 0.01 | 0
2020 | PJM_ROM_2_PJM_E | PJM_ROM | PJM_E | Internal | Summer | B9 | 800 | 8000 | 0 | 62.83 | 62.81 | 0.01 | 0
2020 | PJM_ROM_2_PJM_E | PJM_ROM | PJM_E | Internal | Summer | B10 | 1262 | 8000 | 0 | 61.25 | 61.24 | 0.01 | 0
2020 | PJM_ROM_2_PJM_E | PJM_ROM | PJM_E | Internal | Winter | B16 | 25 | 8000 | 0 | 89.56 | 89.55 | 0.01 | 0
2020 | PJM_ROM_2_PJM_E | PJM_ROM | PJM_E | Internal | Winter | B17 | 100 | 8000 | 0 | 81.69 | 81.68 | 0.01 | 0
2020 | PJM_ROM_2_PJM_E | PJM_ROM | PJM_E | Internal | Winter | B18 | 400 | 8000 | 0 | 73.54 | 73.53 | 0.01 | 0
2020 | PJM_ROM_2_PJM_E | PJM_ROM | PJM_E | Internal | Winter | B19 | 700 | 8000 | 893.02 | 69.48 | 69.49 | 0.01 | 0
2020 | PJM_ROM_2_PJM_E | PJM_ROM | PJM_E | Internal | Winter | B20 | 935 | 8000 | 0 | 65.39 | 65.38 | 0.01 | 0
2020 | PJM_ROM_2_PJM_ROR | PJM_ROM | PJM_ROR | Internal | Shoulder | B11 | 25 | 8000 | 2385.72 | 87.45 | 87.46 | 0.01 | 0
2020 | PJM_ROM_2_PJM_ROR | PJM_ROM | PJM_ROR | Internal | Shoulder | B12 | 200 | 8000 | 2166.04 | 72.63 | 72.64 | 0.01 | 0
2020 | PJM_ROM_2_PJM_ROR | PJM_ROM | PJM_ROR | Internal | Shoulder | B13 | 600 | 8000 | 0 | 70.16 | 70.15 | 0.01 | 0
2020 | PJM_ROM_2_PJM_ROR | PJM_ROM | PJM_ROR | Internal | Shoulder | B14 | 900 | 8000 | 0 | 66.55 | 66.53 | 0.01 | 0
2020 | PJM_ROM_2_PJM_ROR | PJM_ROM | PJM_ROR | Internal | Shoulder | B15 | 1203 | 8000 | 0 | 63.83 | 63.82 | 0.01 | 0
2020 | PJM_ROM_2_PJM_ROR | PJM_ROM | PJM_ROR | Internal | Summer | B1 | 10 | 8000 | 0 | 106.83 | 106.82 | 0.01 | 0
2020 | PJM_ROM_2_PJM_ROR | PJM_ROM | PJM_ROR | Internal | Summer | B2 | 25 | 8000 | 0 | 105.42 | 105.41 | 0.01 | 0
2020 | PJM_ROM_2_PJM_ROR | PJM_ROM | PJM_ROR | Internal | Summer | B3 | 75 | 8000 | 2488.75 | 101.14 | 101.15 | 0.01 | 0
2020 | PJM_ROM_2_PJM_ROR | PJM_ROM | PJM_ROR | Internal | Summer | B4 | 100 | 8000 | 5135.97 | 101.14 | 101.15 | 0.01 | 0
2020 | PJM_ROM_2_PJM_ROR | PJM_ROM | PJM_ROR | Internal | Summer | B5 | 200 | 8000 | 3310.03 | 91.55 | 91.56 | 0.01 | 0
2020 | PJM_ROM_2_PJM_ROR | PJM_ROM | PJM_ROR | Internal | Summer | B6 | 300 | 8000 | 276.74 | 84.02 | 84.03 | 0.01 | 0
2020 | PJM_ROM_2_PJM_ROR | PJM_ROM | PJM_ROR | Internal | Summer | B7 | 400 | 8000 | 0 | 69.61 | 69.6 | 0.01 | 0
2020 | PJM_ROM_2_PJM_ROR | PJM_ROM | PJM_ROR | Internal | Summer | B8 | 500 | 8000 | 0 | 64.46 | 64.45 | 0.01 | 0
2020 | PJM_ROM_2_PJM_ROR | PJM_ROM | PJM_ROR | Internal | Summer | B9 | 800 | 8000 | 0 | 62.83 | 62.81 | 0.01 | 0
2020 | PJM_ROM_2_PJM_ROR | PJM_ROM | PJM_ROR | Internal | Summer | B10 | 1262 | 8000 | 0 | 61.25 | 61.24 | 0.01 | 0
2020 | PJM_ROM_2_PJM_ROR | PJM_ROM | PJM_ROR | Internal | Winter | B16 | 25 | 8000 | 0 | 89.56 | 89.55 | 0.01 | 0
2020 | PJM_ROM_2_PJM_ROR | PJM_ROM | PJM_ROR | Internal | Winter | B17 | 100 | 8000 | 0 | 81.69 | 81.68 | 0.01 | 0
2020 | PJM_ROM_2_PJM_ROR | PJM_ROM | PJM_ROR | Internal | Winter | B18 | 400 | 8000 | 0 | 73.54 | 73.53 | 0.01 | 0
2020 | PJM_ROM_2_PJM_ROR | PJM_ROM | PJM_ROR | Internal | Winter | B19 | 700 | 8000 | 0 | 69.48 | 69.46 | 0.01 | 0
2020 | PJM_ROM_2_PJM_ROR | PJM_ROM | PJM_ROR | Internal | Winter | B20 | 935 | 8000 | 0 | 65.39 | 65.38 | 0.01 | 0
2020 | SOCO_2_ENT | SOCO | ENT | Internal | Shoulder | B11 | 25 | 2400 | 0 | 100.46 | 85.49 | 10 | 0
2020 | SOCO_2_ENT | SOCO | ENT | Internal | Shoulder | B12 | 200 | 2400 | 0 | 76.25 | 68.27 | 10 | 0
2020 | SOCO_2_ENT | SOCO | ENT | Internal | Shoulder | B13 | 600 | 2400 | 0 | 69.83 | 67.77 | 10 | 0
2020 | SOCO_2_ENT | SOCO | ENT | Internal | Shoulder | B14 | 900 | 2400 | 0 | 69.83 | 67.69 | 10 | 0
2020 | SOCO_2_ENT | SOCO | ENT | Internal | Shoulder | B15 | 1203 | 2400 | 0 | 67.38 | 65.51 | 10 | 0
2020 | SOCO_2_ENT | SOCO | ENT | Internal | Summer | B1 | 10 | 2400 | 0 | 112.12 | 104.82 | 10 | 0
2020 | SOCO_2_ENT | SOCO | ENT | Internal | Summer | B2 | 25 | 2400 | 0 | 111.41 | 103.41 | 10 | 0
2020 | SOCO_2_ENT | SOCO | ENT | Internal | Summer | B3 | 75 | 2400 | 0 | 109.92 | 101.92 | 10 | 0
2020 | SOCO_2_ENT | SOCO | ENT | Internal | Summer | B4 | 100 | 2400 | 0 | 109.92 | 101.92 | 10 | 0
2020 | SOCO_2_ENT | SOCO | ENT | Internal | Summer | B5 | 200 | 2400 | 0 | 106.56 | 97.89 | 10 | 0
2020 | SOCO_2_ENT | SOCO | ENT | Internal | Summer | B6 | 300 | 2400 | 0 | 97.03 | 89.03 | 10 | 0
2020 | SOCO_2_ENT | SOCO | ENT | Internal | Summer | B7 | 400 | 2400 | 0 | 83.36 | 72.05 | 10 | 0
2020 | SOCO_2_ENT | SOCO | ENT | Internal | Summer | B8 | 500 | 2400 | 0 | 77 | 66.9 | 10 | 0
2020 | SOCO_2_ENT | SOCO | ENT | Internal | Summer | B9 | 800 | 2400 | 0 | 74.41 | 66.41 | 10 | 0
2020 | SOCO_2_ENT | SOCO | ENT | Internal | Summer | B10 | 1262 | 2400 | 0 | 66.11 | 64.19 | 10 | 0
2020 | SOCO_2_ENT | SOCO | ENT | Internal | Winter | B16 | 25 | 2400 | 0 | 103.88 | 83.69 | 10 | 0
2020 | SOCO_2_ENT | SOCO | ENT | Internal | Winter | B17 | 100 | 2400 | 0 | 77.68 | 70.99 | 10 | 0
2020 | SOCO_2_ENT | SOCO | ENT | Internal | Winter | B18 | 400 | 2400 | 0 | 72.73 | 70.52 | 10 | 0
2020 | SOCO_2_ENT | SOCO | ENT | Internal | Winter | B19 | 700 | 2400 | 0 | 72.73 | 70.39 | 10 | 0
2020 | SOCO_2_ENT | SOCO | ENT | Internal | Winter | B20 | 935 | 2400 | 0 | 69.99 | 68.12 | 10 | 0
2020 | SOCO_2_FRCC | SOCO | FRCC | Internal | Shoulder | B11 | 25 | 3700 | 3700 | 100.46 | 114.93 | 10 | 4.47
2020 | SOCO_2_FRCC | SOCO | FRCC | Internal | Shoulder | B12 | 200 | 3700 | 0 | 76.25 | 76.64 | 10 | 0
2020 | SOCO_2_FRCC | SOCO | FRCC | Internal | Shoulder | B13 | 600 | 3700 | 0 | 69.83 | 75.45 | 10 | 0
2020 | SOCO_2_FRCC | SOCO | FRCC | Internal | Shoulder | B14 | 900 | 3700 | 0 | 69.83 | 72.31 | 10 | 0
2020 | SOCO_2_FRCC | SOCO | FRCC | Internal | Shoulder | B15 | 1203 | 3700 | 0 | 67.38 | 72.31 | 10 | 0
2020 | SOCO_2_FRCC | SOCO | FRCC | Internal | Summer | B1 | 10 | 3700 | 491.07 | 112.12 | 122.12 | 10 | 0
2020 | SOCO_2_FRCC | SOCO | FRCC | Internal | Summer | B2 | 25 | 3700 | 0 | 111.41 | 116.56 | 10 | 0
2020 | SOCO_2_FRCC | SOCO | FRCC | Internal | Summer | B3 | 75 | 3700 | 0 | 109.92 | 116.56 | 10 | 0
2020 | SOCO_2_FRCC | SOCO | FRCC | Internal | Summer | B4 | 100 | 3700 | 0 | 109.92 | 116.56 | 10 | 0
2020 | SOCO_2_FRCC | SOCO | FRCC | Internal | Summer | B5 | 200 | 3700 | 387.88 | 106.56 | 116.56 | 10 | 0
2020 | SOCO_2_FRCC | SOCO | FRCC | Internal | Summer | B6 | 300 | 3700 | 1963.52 | 97.03 | 107.03 | 10 | 0
2020 | SOCO_2_FRCC | SOCO | FRCC | Internal | Summer | B7 | 400 | 3700 | 222.85 | 83.36 | 93.36 | 10 | 0
2020 | SOCO_2_FRCC | SOCO | FRCC | Internal | Summer | B8 | 500 | 3700 | 0 | 77 | 74.69 | 10 | 0
2020 | SOCO_2_FRCC | SOCO | FRCC | Internal | Summer | B9 | 800 | 3700 | 0 | 74.41 | 73.45 | 10 | 0
2020 | SOCO_2_FRCC | SOCO | FRCC | Internal | Summer | B10 | 1262 | 3700 | 0 | 66.11 | 71.58 | 10 | 0
2020 | SOCO_2_FRCC | SOCO | FRCC | Internal | Winter | B16 | 25 | 3700 | 1059.41 | 103.88 | 113.88 | 10 | 0
2020 | SOCO_2_FRCC | SOCO | FRCC | Internal | Winter | B17 | 100 | 3700 | 0 | 77.68 | 77.79 | 10 | 0
2020 | SOCO_2_FRCC | SOCO | FRCC | Internal | Winter | B18 | 400 | 3700 | 0 | 72.73 | 77.79 | 10 | 0
2020 | SOCO_2_FRCC | SOCO | FRCC | Internal | Winter | B19 | 700 | 3700 | 0 | 72.73 | 74.54 | 10 | 0
2020 | SOCO_2_FRCC | SOCO | FRCC | Internal | Winter | B20 | 935 | 3700 | 0 | 69.99 | 74.54 | 10 | 0
2020 | SOCO_2_TVA_Transmission | SOCO | TVA_Transmission | Internal | Shoulder | B11 | 25 | 2600 | 0 | 100.46 | 92.32 | 10 | 0
2020 | SOCO_2_TVA_Transmission | SOCO | TVA_Transmission | Internal | Shoulder | B12 | 200 | 2600 | 0 | 76.25 | 73.89 | 10 | 0
2020 | SOCO_2_TVA_Transmission | SOCO | TVA_Transmission | Internal | Shoulder | B13 | 600 | 2600 | 0 | 69.83 | 71.8 | 10 | 0
2020 | SOCO_2_TVA_Transmission | SOCO | TVA_Transmission | Internal | Shoulder | B14 | 900 | 2600 | 0 | 69.83 | 69.93 | 10 | 0
2020 | SOCO_2_TVA_Transmission | SOCO | TVA_Transmission | Internal | Shoulder | B15 | 1203 | 2600 | 0 | 67.38 | 68.84 | 10 | 0
2020 | SOCO_2_TVA_Transmission | SOCO | TVA_Transmission | Internal | Summer | B1 | 10 | 2600 | 0 | 112.12 | 112.82 | 10 | 0
2020 | SOCO_2_TVA_Transmission | SOCO | TVA_Transmission | Internal | Summer | B2 | 25 | 2600 | 0 | 111.41 | 111.41 | 10 | 0
2020 | SOCO_2_TVA_Transmission | SOCO | TVA_Transmission | Internal | Summer | B3 | 75 | 2600 | 0 | 109.92 | 107.15 | 10 | 0
2020 | SOCO_2_TVA_Transmission | SOCO | TVA_Transmission | Internal | Summer | B4 | 100 | 2600 | 0 | 109.92 | 107.15 | 10 | 0
2020 | SOCO_2_TVA_Transmission | SOCO | TVA_Transmission | Internal | Summer | B5 | 200 | 2600 | 0 | 106.56 | 97.56 | 10 | 0
2020 | SOCO_2_TVA_Transmission | SOCO | TVA_Transmission | Internal | Summer | B6 | 300 | 2600 | 0 | 97.03 | 89.15 | 10 | 0
2020 | SOCO_2_TVA_Transmission | SOCO | TVA_Transmission | Internal | Summer | B7 | 400 | 2600 | 0 | 83.36 | 74.36 | 10 | 0
2020 | SOCO_2_TVA_Transmission | SOCO | TVA_Transmission | Internal | Summer | B8 | 500 | 2600 | 0 | 77 | 69.11 | 10 | 0
2020 | SOCO_2_TVA_Transmission | SOCO | TVA_Transmission | Internal | Summer | B9 | 800 | 2600 | 0 | 74.41 | 67.53 | 10 | 0
2020 | SOCO_2_TVA_Transmission | SOCO | TVA_Transmission | Internal | Summer | B10 | 1262 | 2600 | 0 | 66.11 | 64.84 | 10 | 0
2020 | SOCO_2_TVA_Transmission | SOCO | TVA_Transmission | Internal | Winter | B16 | 25 | 2600 | 0 | 103.88 | 94.88 | 10 | 0
2020 | SOCO_2_TVA_Transmission | SOCO | TVA_Transmission | Internal | Winter | B17 | 100 | 2600 | 0 | 77.68 | 78.83 | 10 | 0
2020 | SOCO_2_TVA_Transmission | SOCO | TVA_Transmission | Internal | Winter | B18 | 400 | 2600 | 0 | 72.73 | 74.78 | 10 | 0
2020 | SOCO_2_TVA_Transmission | SOCO | TVA_Transmission | Internal | Winter | B19 | 700 | 2600 | 0 | 72.73 | 72.59 | 10 | 0
2020 | SOCO_2_TVA_Transmission | SOCO | TVA_Transmission | Internal | Winter | B20 | 935 | 2600 | 0 | 69.99 | 70.71 | 10 | 0
2020 | SOCO_2_VACAR | SOCO | VACAR | Internal | Shoulder | B11 | 25 | 2000 | 0 | 100.46 | 93.46 | 10 | 0
2020 | SOCO_2_VACAR | SOCO | VACAR | Internal | Shoulder | B12 | 200 | 2000 | 0 | 76.25 | 78.64 | 10 | 0
2020 | SOCO_2_VACAR | SOCO | VACAR | Internal | Shoulder | B13 | 600 | 2000 | 0 | 69.83 | 74.91 | 10 | 0
2020 | SOCO_2_VACAR | SOCO | VACAR | Internal | Shoulder | B14 | 900 | 2000 | 0 | 69.83 | 72.14 | 10 | 0
2020 | SOCO_2_VACAR | SOCO | VACAR | Internal | Shoulder | B15 | 1203 | 2000 | 0 | 67.38 | 65.91 | 10 | 0
2020 | SOCO_2_VACAR | SOCO | VACAR | Internal | Summer | B1 | 10 | 2000 | 0 | 112.12 | 112.82 | 10 | 0
2020 | SOCO_2_VACAR | SOCO | VACAR | Internal | Summer | B2 | 25 | 2000 | 0 | 111.41 | 112.79 | 10 | 0
2020 | SOCO_2_VACAR | SOCO | VACAR | Internal | Summer | B3 | 75 | 2000 | 0 | 109.92 | 112.79 | 10 | 0
2020 | SOCO_2_VACAR | SOCO | VACAR | Internal | Summer | B4 | 100 | 2000 | 0 | 109.92 | 109.76 | 10 | 0
2020 | SOCO_2_VACAR | SOCO | VACAR | Internal | Summer | B5 | 200 | 2000 | 0 | 106.56 | 99.56 | 10 | 0
2020 | SOCO_2_VACAR | SOCO | VACAR | Internal | Summer | B6 | 300 | 2000 | 0 | 97.03 | 90.03 | 10 | 0
2020 | SOCO_2_VACAR | SOCO | VACAR | Internal | Summer | B7 | 400 | 2000 | 0 | 83.36 | 76.36 | 10 | 0
2020 | SOCO_2_VACAR | SOCO | VACAR | Internal | Summer | B8 | 500 | 2000 | 0 | 77 | 70.45 | 10 | 0
2020 | SOCO_2_VACAR | SOCO | VACAR | Internal | Summer | B9 | 800 | 2000 | 0 | 74.41 | 68.81 | 10 | 0
2020 | SOCO_2_VACAR | SOCO | VACAR | Internal | Summer | B10 | 1262 | 2000 | 0 | 66.11 | 59.98 | 10 | 0
2020 | SOCO_2_VACAR | SOCO | VACAR | Internal | Winter | B16 | 25 | 2000 | 0 | 103.88 | 103.88 | 10 | 0
2020 | SOCO_2_VACAR | SOCO | VACAR | Internal | Winter | B17 | 100 | 2000 | 65.4 | 77.68 | 87.68 | 10 | 0
2020 | SOCO_2_VACAR | SOCO | VACAR | Internal | Winter | B18 | 400 | 2000 | 0 | 72.73 | 79.41 | 10 | 0
2020 | SOCO_2_VACAR | SOCO | VACAR | Internal | Winter | B19 | 700 | 2000 | 0 | 72.73 | 75.13 | 10 | 0
2020 | SOCO_2_VACAR | SOCO | VACAR | Internal | Winter | B20 | 935 | 2000 | 0 | 69.99 | 69.66 | 10 | 0
2020 | SPP_N_2_ENT | SPP_N | ENT | Internal | Shoulder | B11 | 25 | 1800 | 1724.02 | 80.49 | 85.49 | 5 | 0
2020 | SPP_N_2_ENT | SPP_N | ENT | Internal | Shoulder | B12 | 200 | 1800 | 0 | 65.63 | 68.27 | 5 | 0
2020 | SPP_N_2_ENT | SPP_N | ENT | Internal | Shoulder | B13 | 600 | 1800 | 0 | 65.34 | 67.77 | 5 | 0
2020 | SPP_N_2_ENT | SPP_N | ENT | Internal | Shoulder | B14 | 900 | 1800 | 1366.98 | 62.69 | 67.69 | 5 | 0
2020 | SPP_N_2_ENT | SPP_N | ENT | Internal | Shoulder | B15 | 1203 | 1800 | 1800 | 60.5 | 65.51 | 5 | 0.01
2020 | SPP_N_2_ENT | SPP_N | ENT | Internal | Summer | B1 | 10 | 1800 | 434.1 | 99.82 | 104.82 | 5 | 0
2020 | SPP_N_2_ENT | SPP_N | ENT | Internal | Summer | B2 | 25 | 1800 | 0 | 100.28 | 103.41 | 5 | 0
2020 | SPP_N_2_ENT | SPP_N | ENT | Internal | Summer | B3 | 75 | 1800 | 0 | 102.57 | 101.92 | 5 | 0
2020 | SPP_N_2_ENT | SPP_N | ENT | Internal | Summer | B4 | 100 | 1800 | 0 | 100.28 | 101.92 | 5 | 0
2020 | SPP_N_2_ENT | SPP_N | ENT | Internal | Summer | B5 | 200 | 1800 | 15.71 | 92.89 | 97.89 | 5 | 0
2020 | SPP_N_2_ENT | SPP_N | ENT | Internal | Summer | B6 | 300 | 1800 | 629.55 | 84.03 | 89.03 | 5 | 0
2020 | SPP_N_2_ENT | SPP_N | ENT | Internal | Summer | B7 | 400 | 1800 | 564.38 | 67.05 | 72.05 | 5 | 0
2020 | SPP_N_2_ENT | SPP_N | ENT | Internal | Summer | B8 | 500 | 1800 | 0 | 64.08 | 66.9 | 5 | 0
2020 | SPP_N_2_ENT | SPP_N | ENT | Internal | Summer | B9 | 800 | 1800 | 0 | 63.94 | 66.41 | 5 | 0
2020 | SPP_N_2_ENT | SPP_N | ENT | Internal | Summer | B10 | 1262 | 1800 | 0 | 62.68 | 64.19 | 5 | 0
2020 | SPP_N_2_ENT | SPP_N | ENT | Internal | Winter | B16 | 25 | 1800 | 1800 | 70.72 | 83.69 | 5 | 7.97
2020 | SPP_N_2_ENT | SPP_N | ENT | Internal | Winter | B17 | 100 | 1800 | 0 | 68.09 | 70.99 | 5 | 0
2020 | SPP_N_2_ENT | SPP_N | ENT | Internal | Winter | B18 | 400 | 1800 | 0 | 66.17 | 70.52 | 5 | 0
2020 | SPP_N_2_ENT | SPP_N | ENT | Internal | Winter | B19 | 700 | 1800 | 1103.83 | 65.39 | 70.39 | 5 | 0
2020 | SPP_N_2_ENT | SPP_N | ENT | Internal | Winter | B20 | 935 | 1800 | 1800 | 63.1 | 68.12 | 5 | 0.01
2020 | SPP_N_2_MISO_MO-IL | SPP_N | MISO_MO-IL | Internal | Shoulder | B11 | 25 | 2000 | 709.8 | 80.49 | 85.49 | 5 | 0
2020 | SPP_N_2_MISO_MO-IL | SPP_N | MISO_MO-IL | Internal | Shoulder | B12 | 200 | 2000 | 2000 | 65.63 | 70.64 | 5 | 0.01
2020 | SPP_N_2_MISO_MO-IL | SPP_N | MISO_MO-IL | Internal | Shoulder | B13 | 600 | 2000 | 0 | 65.34 | 68.15 | 5 | 0
2020 | SPP_N_2_MISO_MO-IL | SPP_N | MISO_MO-IL | Internal | Shoulder | B14 | 900 | 2000 | 0 | 62.69 | 64.53 | 5 | 0
2020 | SPP_N_2_MISO_MO-IL | SPP_N | MISO_MO-IL | Internal | Shoulder | B15 | 1203 | 2000 | 0 | 60.5 | 62.91 | 5 | 0
2020 | SPP_N_2_MISO_MO-IL | SPP_N | MISO_MO-IL | Internal | Summer | B1 | 10 | 2000 | 775.43 | 99.82 | 104.82 | 5 | 0
2020 | SPP_N_2_MISO_MO-IL | SPP_N | MISO_MO-IL | Internal | Summer | B2 | 25 | 2000 | 0 | 100.28 | 103.42 | 5 | 0
2020 | SPP_N_2_MISO_MO-IL | SPP_N | MISO_MO-IL | Internal | Summer | B3 | 75 | 2000 | 0 | 102.57 | 102.19 | 5 | 0
2020 | SPP_N_2_MISO_MO-IL | SPP_N | MISO_MO-IL | Internal | Summer | B4 | 100 | 2000 | 0 | 100.28 | 100.77 | 5 | 0
2020 | SPP_N_2_MISO_MO-IL | SPP_N | MISO_MO-IL | Internal | Summer | B5 | 200 | 2000 | 444.7 | 92.89 | 97.89 | 5 | 0
2020 | SPP_N_2_MISO_MO-IL | SPP_N | MISO_MO-IL | Internal | Summer | B6 | 300 | 2000 | 0 | 84.03 | 86.03 | 5 | 0
2020 | SPP_N_2_MISO_MO-IL | SPP_N | MISO_MO-IL | Internal | Summer | B7 | 400 | 2000 | 0 | 67.05 | 67.61 | 5 | 0
2020 | SPP_N_2_MISO_MO-IL | SPP_N | MISO_MO-IL | Internal | Summer | B8 | 500 | 2000 | 0 | 64.08 | 63.05 | 5 | 0
2020 | SPP_N_2_MISO_MO-IL | SPP_N | MISO_MO-IL | Internal | Summer | B9 | 800 | 2000 | 0 | 63.94 | 62.68 | 5 | 0
2020 | SPP_N_2_MISO_MO-IL | SPP_N | MISO_MO-IL | Internal | Summer | B10 | 1262 | 2000 | 0 | 62.68 | 61.52 | 5 | 0
2020 | SPP_N_2_MISO_MO-IL | SPP_N | MISO_MO-IL | Internal | Winter | B16 | 25 | 2000 | 2000 | 70.72 | 86.88 | 5 | 11.16
2020 | SPP_N_2_MISO_MO-IL | SPP_N | MISO_MO-IL | Internal | Winter | B17 | 100 | 2000 | 2000 | 68.09 | 73.1 | 5 | 0.01
2020 | SPP_N_2_MISO_MO-IL | SPP_N | MISO_MO-IL | Internal | Winter | B18 | 400 | 2000 | 316.96 | 66.17 | 71.17 | 5 | 0
2020 | SPP_N_2_MISO_MO-IL | SPP_N | MISO_MO-IL | Internal | Winter | B19 | 700 | 2000 | 0 | 65.39 | 67.46 | 5 | 0
2020 | SPP_N_2_MISO_MO-IL | SPP_N | MISO_MO-IL | Internal | Winter | B20 | 935 | 2000 | 0 | 63.1 | 63.38 | 5 | 0
2020 | SPP_N_2_MISO_W | SPP_N | MISO_W | Internal | Shoulder | B11 | 25 | 750 | 0 | 80.49 | 85.47 | 5 | 0
2020 | SPP_N_2_MISO_W | SPP_N | MISO_W | Internal | Shoulder | B12 | 200 | 750 | 369.53 | 65.63 | 70.63 | 5 | 0
2020 | SPP_N_2_MISO_W | SPP_N | MISO_W | Internal | Shoulder | B13 | 600 | 750 | 0 | 65.34 | 68.13 | 5 | 0
2020 | SPP_N_2_MISO_W | SPP_N | MISO_W | Internal | Shoulder | B14 | 900 | 750 | 0 | 62.69 | 64.52 | 5 | 0
2020 | SPP_N_2_MISO_W | SPP_N | MISO_W | Internal | Shoulder | B15 | 1203 | 750 | 0 | 60.5 | 63.19 | 5 | 0
2020 | SPP_N_2_MISO_W | SPP_N | MISO_W | Internal | Summer | B1 | 10 | 750 | 684.09 | 99.82 | 104.82 | 5 | 0
2020 | SPP_N_2_MISO_W | SPP_N | MISO_W | Internal | Summer | B2 | 25 | 750 | 0 | 100.28 | 103.42 | 5 | 0
2020 | SPP_N_2_MISO_W | SPP_N | MISO_W | Internal | Summer | B3 | 75 | 750 | 0 | 102.57 | 102.55 | 5 | 0
2020 | SPP_N_2_MISO_W | SPP_N | MISO_W | Internal | Summer | B4 | 100 | 750 | 0 | 100.28 | 101.89 | 5 | 0
2020 | SPP_N_2_MISO_W | SPP_N | MISO_W | Internal | Summer | B5 | 200 | 750 | 0 | 92.89 | 97.88 | 5 | 0
2020 | SPP_N_2_MISO_W | SPP_N | MISO_W | Internal | Summer | B6 | 300 | 750 | 0 | 84.03 | 86.02 | 5 | 0
2020 | SPP_N_2_MISO_W | SPP_N | MISO_W | Internal | Summer | B7 | 400 | 750 | 0 | 67.05 | 67.6 | 5 | 0
2020 | SPP_N_2_MISO_W | SPP_N | MISO_W | Internal | Summer | B8 | 500 | 750 | 0 | 64.08 | 63.03 | 5 | 0
2020 | SPP_N_2_MISO_W | SPP_N | MISO_W | Internal | Summer | B9 | 800 | 750 | 0 | 63.94 | 62.69 | 5 | 0
2020 | SPP_N_2_MISO_W | SPP_N | MISO_W | Internal | Summer | B10 | 1262 | 750 | 0 | 62.68 | 62.67 | 5 | 0
2020 | SPP_N_2_MISO_W | SPP_N | MISO_W | Internal | Winter | B16 | 25 | 750 | 750 | 70.72 | 86.87 | 5 | 11.15
2020 | SPP_N_2_MISO_W | SPP_N | MISO_W | Internal | Winter | B17 | 100 | 750 | 18.43 | 68.09 | 73.09 | 5 | 0
2020 | SPP_N_2_MISO_W | SPP_N | MISO_W | Internal | Winter | B18 | 400 | 750 | 0 | 66.17 | 71.16 | 5 | 0
2020 | SPP_N_2_MISO_W | SPP_N | MISO_W | Internal | Winter | B19 | 700 | 750 | 0 | 65.39 | 67.46 | 5 | 0
2020 | SPP_N_2_MISO_W | SPP_N | MISO_W | Internal | Winter | B20 | 935 | 750 | 0 | 63.1 | 63.39 | 5 | 0
2020 | SPP_N_2_NE | SPP_N | NE | Internal | Shoulder | B11 | 25 | 332 | 28.14 | 80.49 | 80.5 | 0.01 | 0
2020 | SPP_N_2_NE | SPP_N | NE | Internal | Shoulder | B12 | 200 | 332 | 306.2 | 65.63 | 65.64 | 0.01 | 0
2020 | SPP_N_2_NE | SPP_N | NE | Internal | Shoulder | B13 | 600 | 332 | 332 | 65.34 | 65.35 | 0.01 | 0
2020 | SPP_N_2_NE | SPP_N | NE | Internal | Shoulder | B14 | 900 | 332 | 100.12 | 62.69 | 62.71 | 0.01 | 0
2020 | SPP_N_2_NE | SPP_N | NE | Internal | Shoulder | B15 | 1203 | 332 | 143.16 | 60.5 | 60.51 | 0.01 | 0
2020 | SPP_N_2_NE | SPP_N | NE | Internal | Summer | B1 | 10 | 332 | 332 | 99.82 | 104.82 | 0.01 | 4.99
2020 | SPP_N_2_NE | SPP_N | NE | Internal | Summer | B2 | 25 | 332 | 332 | 100.28 | 103.42 | 0.01 | 3.13
2020 | SPP_N_2_NE | SPP_N | NE | Internal | Summer | B3 | 75 | 332 | 0 | 102.57 | 102.55 | 0.01 | 0
2020 | SPP_N_2_NE | SPP_N | NE | Internal | Summer | B4 | 100 | 332 | 332 | 100.28 | 101.89 | 0.01 | 1.6
2020 | SPP_N_2_NE | SPP_N | NE | Internal | Summer | B5 | 200 | 332 | 332 | 92.89 | 97.88 | 0.01 | 4.98
2020 | SPP_N_2_NE | SPP_N | NE | Internal | Summer | B6 | 300 | 332 | 332 | 84.03 | 86.02 | 0.01 | 1.98
2020 | SPP_N_2_NE | SPP_N | NE | Internal | Summer | B7 | 400 | 332 | 332 | 67.05 | 67.6 | 0.01 | 0.53
2020 | SPP_N_2_NE | SPP_N | NE | Internal | Summer | B8 | 500 | 332 | 0 | 64.08 | 64.07 | 0.01 | 0
2020 | SPP_N_2_NE | SPP_N | NE | Internal | Summer | B9 | 800 | 332 | 0 | 63.94 | 63.58 | 0.01 | 0
2020 | SPP_N_2_NE | SPP_N | NE | Internal | Summer | B10 | 1262 | 332 | 0 | 62.68 | 62.67 | 0.01 | 0
2020 | SPP_N_2_NE | SPP_N | NE | Internal | Winter | B16 | 25 | 332 | 0 | 70.72 | 70.71 | 0.01 | 0
2020 | SPP_N_2_NE | SPP_N | NE | Internal | Winter | B17 | 100 | 332 | 0 | 68.09 | 68.09 | 0.01 | 0
2020 | SPP_N_2_NE | SPP_N | NE | Internal | Winter | B18 | 400 | 332 | 0 | 66.17 | 66.16 | 0.01 | 0
2020 | SPP_N_2_NE | SPP_N | NE | Internal | Winter | B19 | 700 | 332 | 0 | 65.39 | 65.38 | 0.01 | 0
2020 | SPP_N_2_NE | SPP_N | NE | Internal | Winter | B20 | 935 | 332 | 0 | 63.1 | 63.09 | 0.01 | 0
2020 | SPP_N_2_SPP_S | SPP_N | SPP_S | Internal | Shoulder | B11 | 25 | 4000 | 0 | 80.49 | 70.83 | 0.01 | 0
2020 | SPP_N_2_SPP_S | SPP_N | SPP_S | Internal | Shoulder | B12 | 200 | 4000 | 0 | 65.63 | 65.5 | 0.01 | 0
2020 | SPP_N_2_SPP_S | SPP_N | SPP_S | Internal | Shoulder | B13 | 600 | 4000 | 2012.56 | 65.34 | 65.35 | 0.01 | 0
2020 | SPP_N_2_SPP_S | SPP_N | SPP_S | Internal | Shoulder | B14 | 900 | 4000 | 692.97 | 62.69 | 62.71 | 0.01 | 0
2020 | SPP_N_2_SPP_S | SPP_N | SPP_S | Internal | Shoulder | B15 | 1203 | 4000 | 1086.13 | 60.5 | 60.51 | 0.01 | 0
2020 | SPP_N_2_SPP_S | SPP_N | SPP_S | Internal | Summer | B1 | 10 | 4000 | 0 | 99.82 | 85.98 | 0.01 | 0
2020 | SPP_N_2_SPP_S | SPP_N | SPP_S | Internal | Summer | B2 | 25 | 4000 | 0 | 100.28 | 92.88 | 0.01 | 0
2020 | SPP_N_2_SPP_S | SPP_N | SPP_S | Internal | Summer | B3 | 75 | 4000 | 0 | 102.57 | 92.88 | 0.01 | 0
2020 | SPP_N_2_SPP_S | SPP_N | SPP_S | Internal | Summer | B4 | 100 | 4000 | 0 | 100.28 | 92.88 | 0.01 | 0
2020 | SPP_N_2_SPP_S | SPP_N | SPP_S | Internal | Summer | B5 | 200 | 4000 | 0 | 92.89 | 92.88 | 0.01 | 0
2020 | SPP_N_2_SPP_S | SPP_N | SPP_S | Internal | Summer | B6 | 300 | 4000 | 59.97 | 84.03 | 84.04 | 0.01 | 0
2020 | SPP_N_2_SPP_S | SPP_N | SPP_S | Internal | Summer | B7 | 400 | 4000 | 1165.91 | 67.05 | 67.06 | 0.01 | 0
2020 | SPP_N_2_SPP_S | SPP_N | SPP_S | Internal | Summer | B8 | 500 | 4000 | 2389.21 | 64.08 | 64.09 | 0.01 | 0
2020 | SPP_N_2_SPP_S | SPP_N | SPP_S | Internal | Summer | B9 | 800 | 4000 | 3675.41 | 63.94 | 63.95 | 0.01 | 0
2020 | SPP_N_2_SPP_S | SPP_N | SPP_S | Internal | Summer | B10 | 1262 | 4000 | 4000 | 62.68 | 62.71 | 0.01 | 0.01
2020 | SPP_N_2_SPP_S | SPP_N | SPP_S | Internal | Winter | B16 | 25 | 4000 | 0 | 70.72 | 70.71 | 0.01 | 0
2020 | SPP_N_2_SPP_S | SPP_N | SPP_S | Internal | Winter | B17 | 100 | 4000 | 1582.05 | 68.09 | 68.1 | 0.01 | 0
2020 | SPP_N_2_SPP_S | SPP_N | SPP_S | Internal | Winter | B18 | 400 | 4000 | 2870.8 | 66.17 | 66.18 | 0.01 | 0
2020 | SPP_N_2_SPP_S | SPP_N | SPP_S | Internal | Winter | B19 | 700 | 4000 | 2336.15 | 65.39 | 65.4 | 0.01 | 0
2020 | SPP_N_2_SPP_S | SPP_N | SPP_S | Internal | Winter | B20 | 935 | 4000 | 2978.28 | 63.1 | 63.12 | 0.01 | 0
2020 | SPP_S_2_ENT | SPP_S | ENT | Internal | Shoulder | B11 | 25 | 850 | 850 | 70.83 | 85.49 | 5 | 9.66
2020 | SPP_S_2_ENT | SPP_S | ENT | Internal | Shoulder | B12 | 200 | 850 | 0 | 65.5 | 68.27 | 5 | 0
2020 | SPP_S_2_ENT | SPP_S | ENT | Internal | Shoulder | B13 | 600 | 850 | 0 | 65.35 | 67.77 | 5 | 0
2020 | SPP_S_2_ENT | SPP_S | ENT | Internal | Shoulder | B14 | 900 | 850 | 0 | 62.71 | 67.69 | 5 | 0
2020 | SPP_S_2_ENT | SPP_S | ENT | Internal | Shoulder | B15 | 1203 | 850 | 429.32 | 60.51 | 65.51 | 5 | 0
2020 | SPP_S_2_ENT | SPP_S | ENT | Internal | Summer | B1 | 10 | 850 | 850 | 85.98 | 104.82 | 5 | 13.84
2020 | SPP_S_2_ENT | SPP_S | ENT | Internal | Summer | B2 | 25 | 850 | 850 | 92.88 | 103.41 | 5 | 5.53
2020 | SPP_S_2_ENT | SPP_S | ENT | Internal | Summer | B3 | 75 | 850 | 850 | 92.88 | 101.92 | 5 | 4.04
2020 | SPP_S_2_ENT | SPP_S | ENT | Internal | Summer | B4 | 100 | 850 | 850 | 92.88 | 101.92 | 5 | 4.04
2020 | SPP_S_2_ENT | SPP_S | ENT | Internal | Summer | B5 | 200 | 850 | 850 | 92.88 | 97.89 | 5 | 0.01
2020 | SPP_S_2_ENT | SPP_S | ENT | Internal | Summer | B6 | 300 | 850 | 0 | 84.04 | 89.03 | 5 | 0
2020 | SPP_S_2_ENT | SPP_S | ENT | Internal | Summer | B7 | 400 | 850 | 0 | 67.06 | 72.05 | 5 | 0
2020 | SPP_S_2_ENT | SPP_S | ENT | Internal | Summer | B8 | 500 | 850 | 0 | 64.09 | 66.9 | 5 | 0
2020 | SPP_S_2_ENT | SPP_S | ENT | Internal | Summer | B9 | 800 | 850 | 0 | 63.95 | 66.41 | 5 | 0
2020 | SPP_S_2_ENT | SPP_S | ENT | Internal | Summer | B10 | 1262 | 850 | 0 | 62.71 | 64.19 | 5 | 0
2020 | SPP_S_2_ENT | SPP_S | ENT | Internal | Winter | B16 | 25 | 850 | 850 | 70.71 | 83.69 | 5 | 7.98
2020 | SPP_S_2_ENT | SPP_S | ENT | Internal | Winter | B17 | 100 | 850 | 0 | 68.1 | 70.99 | 5 | 0
2020 | SPP_S_2_ENT | SPP_S | ENT | Internal | Winter | B18 | 400 | 850 | 0 | 66.18 | 70.52 | 5 | 0
2020 | SPP_S_2_ENT | SPP_S | ENT | Internal | Winter | B19 | 700 | 850 | 0 | 65.4 | 70.39 | 5 | 0
2020 | SPP_S_2_ENT | SPP_S | ENT | Internal | Winter | B20 | 935 | 850 | 475.13 | 63.12 | 68.12 | 5 | 0
2020 | SPP_S_2_SPP_N | SPP_S | SPP_N | Internal | Shoulder | B11 | 25 | 640 | 640 | 70.83 | 80.49 | 0.01 | 9.65
2020 | SPP_S_2_SPP_N | SPP_S | SPP_N | Internal | Shoulder | B12 | 200 | 640 | 640 | 65.5 | 65.63 | 0.01 | 0.12
2020 | SPP_S_2_SPP_N | SPP_S | SPP_N | Internal | Shoulder | B13 | 600 | 640 | 0 | 65.35 | 65.34 | 0.01 | 0
2020 | SPP_S_2_SPP_N | SPP_S | SPP_N | Internal | Shoulder | B14 | 900 | 640 | 0 | 62.71 | 62.69 | 0.01 | 0
2020 | SPP_S_2_SPP_N | SPP_S | SPP_N | Internal | Shoulder | B15 | 1203 | 640 | 0 | 60.51 | 60.5 | 0.01 | 0
2020 | SPP_S_2_SPP_N | SPP_S | SPP_N | Internal | Summer | B1 | 10 | 640 | 640 | 85.98 | 99.82 | 0.01 | 13.83
2020 | SPP_S_2_SPP_N | SPP_S | SPP_N | Internal | Summer | B2 | 25 | 640 | 640 | 92.88 | 100.28 | 0.01 | 7.39
2020 | SPP_S_2_SPP_N | SPP_S | SPP_N | Internal | Summer | B3 | 75 | 640 | 640 | 92.88 | 102.57 | 0.01 | 9.68
2020 | SPP_S_2_SPP_N | SPP_S | SPP_N | Internal | Summer | B4 | 100 | 640 | 640 | 92.88 | 100.28 | 0.01 | 7.39
2020 | SPP_S_2_SPP_N | SPP_S | SPP_N | Internal | Summer | B5 | 200 | 640 | 565.06 | 92.88 | 92.89 | 0.01 | 0
2020 | SPP_S_2_SPP_N | SPP_S | SPP_N | Internal | Summer | B6 | 300 | 640 | 0 | 84.04 | 84.03 | 0.01 | 0
2020 | SPP_S_2_SPP_N | SPP_S | SPP_N | Internal | Summer | B7 | 400 | 640 | 0 | 67.06 | 67.05 | 0.01 | 0
2020 | SPP_S_2_SPP_N | SPP_S | SPP_N | Internal | Summer | B8 | 500 | 640 | 0 | 64.09 | 64.08 | 0.01 | 0
2020 | SPP_S_2_SPP_N | SPP_S | SPP_N | Internal | Summer | B9 | 800 | 640 | 0 | 63.95 | 63.94 | 0.01 | 0
2020 | SPP_S_2_SPP_N | SPP_S | SPP_N | Internal | Summer | B10 | 1262 | 640 | 0 | 62.71 | 62.68 | 0.01 | 0
2020 | SPP_S_2_SPP_N | SPP_S | SPP_N | Internal | Winter | B16 | 25 | 640 | 423.36 | 70.71 | 70.72 | 0.01 | 0
2020 | SPP_S_2_SPP_N | SPP_S | SPP_N | Internal | Winter | B17 | 100 | 640 | 0 | 68.1 | 68.09 | 0.01 | 0
2020 | SPP_S_2_SPP_N | SPP_S | SPP_N | Internal | Winter | B18 | 400 | 640 | 0 | 66.18 | 66.17 | 0.01 | 0
2020 | SPP_S_2_SPP_N | SPP_S | SPP_N | Internal | Winter | B19 | 700 | 640 | 0 | 65.4 | 65.39 | 0.01 | 0
2020 | SPP_S_2_SPP_N | SPP_S | SPP_N | Internal | Winter | B20 | 935 | 640 | 0 | 63.12 | 63.1 | 0.01 | 0
2020 | TVA_2_ENT | TVA | ENT | Internal | Shoulder | B11 | 25 | 500 | 0 | 91.46 | 85.49 | 9 | 0
2020 | TVA_2_ENT | TVA | ENT | Internal | Shoulder | B12 | 200 | 500 | 0 | 69.64 | 68.27 | 9 | 0
2020 | TVA_2_ENT | TVA | ENT | Internal | Shoulder | B13 | 600 | 500 | 0 | 68.27 | 67.77 | 9 | 0
2020 | TVA_2_ENT | TVA | ENT | Internal | Shoulder | B14 | 900 | 500 | 0 | 68.27 | 67.69 | 9 | 0
2020 | TVA_2_ENT | TVA | ENT | Internal | Shoulder | B15 | 1203 | 500 | 0 | 68.27 | 65.51 | 9 | 0
2020 | TVA_2_ENT | TVA | ENT | Internal | Summer | B1 | 10 | 500 | 0 | 112.83 | 104.82 | 9 | 0
2020 | TVA_2_ENT | TVA | ENT | Internal | Summer | B2 | 25 | 500 | 0 | 111.42 | 103.41 | 9 | 0
2020 | TVA_2_ENT | TVA | ENT | Internal | Summer | B3 | 75 | 500 | 0 | 107.16 | 101.92 | 9 | 0
2020 | TVA_2_ENT | TVA | ENT | Internal | Summer | B4 | 100 | 500 | 0 | 107.16 | 101.92 | 9 | 0
2020 | TVA_2_ENT | TVA | ENT | Internal | Summer | B5 | 200 | 500 | 121.07 | 88.89 | 97.89 | 9 | 0
2020 | TVA_2_ENT | TVA | ENT | Internal | Summer | B6 | 300 | 500 | 380.75 | 80.03 | 89.03 | 9 | 0
2020 | TVA_2_ENT | TVA | ENT | Internal | Summer | B7 | 400 | 500 | 0 | 66.75 | 72.05 | 9 | 0
2020 | TVA_2_ENT | TVA | ENT | Internal | Summer | B8 | 500 | 500 | 0 | 66.75 | 66.9 | 9 | 0
2020 | TVA_2_ENT | TVA | ENT | Internal | Summer | B9 | 800 | 500 | 0 | 65.69 | 66.41 | 9 | 0
2020 | TVA_2_ENT | TVA | ENT | Internal | Summer | B10 | 1262 | 500 | 0 | 63.61 | 64.19 | 9 | 0
2020 | TVA_2_ENT | TVA | ENT | Internal | Winter | B16 | 25 | 500 | 0 | 94.89 | 83.69 | 9 | 0
2020 | TVA_2_ENT | TVA | ENT | Internal | Winter | B17 | 100 | 500 | 0 | 72.68 | 70.99 | 9 | 0
2020 | TVA_2_ENT | TVA | ENT | Internal | Winter | B18 | 400 | 500 | 0 | 70.41 | 70.52 | 9 | 0
2020 | TVA_2_ENT | TVA | ENT | Internal | Winter | B19 | 700 | 500 | 0 | 70.41 | 70.39 | 9 | 0
2020 | TVA_2_ENT | TVA | ENT | Internal | Winter | B20 | 935 | 500 | 0 | 70.41 | 68.12 | 9 | 0
2020 | TVA_2_MISO_MO-IL | TVA | MISO_MO-IL | Internal | Shoulder | B11 | 25 | 50 | 0 | 91.46 | 85.49 | 9 | 0
2020 | TVA_2_MISO_MO-IL | TVA | MISO_MO-IL | Internal | Shoulder | B12 | 200 | 50 | 0 | 69.64 | 70.64 | 9 | 0
2020 | TVA_2_MISO_MO-IL | TVA | MISO_MO-IL | Internal | Shoulder | B13 | 600 | 50 | 0 | 68.27 | 68.15 | 9 | 0
2020 | TVA_2_MISO_MO-IL | TVA | MISO_MO-IL | Internal | Shoulder | B14 | 900 | 50 | 0 | 68.27 | 64.53 | 9 | 0
2020 | TVA_2_MISO_MO-IL | TVA | MISO_MO-IL | Internal | Shoulder | B15 | 1203 | 50 | 0 | 68.27 | 62.91 | 9 | 0
2020 | TVA_2_MISO_MO-IL | TVA | MISO_MO-IL | Internal | Summer | B1 | 10 | 50 | 0 | 112.83 | 104.82 | 9 | 0
2020 | TVA_2_MISO_MO-IL | TVA | MISO_MO-IL | Internal | Summer | B2 | 25 | 50 | 0 | 111.42 | 103.42 | 9 | 0
2020 | TVA_2_MISO_MO-IL | TVA | MISO_MO-IL | Internal | Summer | B3 | 75 | 50 | 0 | 107.16 | 102.19 | 9 | 0
2020 | TVA_2_MISO_MO-IL | TVA | MISO_MO-IL | Internal | Summer | B4 | 100 | 50 | 0 | 107.16 | 100.77 | 9 | 0
2020 | TVA_2_MISO_MO-IL | TVA | MISO_MO-IL | Internal | Summer | B5 | 200 | 50 | 38.24 | 88.89 | 97.89 | 9 | 0
2020 | TVA_2_MISO_MO-IL | TVA | MISO_MO-IL | Internal | Summer | B6 | 300 | 50 | 0 | 80.03 | 86.03 | 9 | 0
2020 | TVA_2_MISO_MO-IL | TVA | MISO_MO-IL | Internal | Summer | B7 | 400 | 50 | 0 | 66.75 | 67.61 | 9 | 0
2020 | TVA_2_MISO_MO-IL | TVA | MISO_MO-IL | Internal | Summer | B8 | 500 | 50 | 0 | 66.75 | 63.05 | 9 | 0
2020 | TVA_2_MISO_MO-IL | TVA | MISO_MO-IL | Internal | Summer | B9 | 800 | 50 | 0 | 65.69 | 62.68 | 9 | 0
2020 | TVA_2_MISO_MO-IL | TVA | MISO_MO-IL | Internal | Summer | B10 | 1262 | 50 | 0 | 63.61 | 61.52 | 9 | 0
2020 | TVA_2_MISO_MO-IL | TVA | MISO_MO-IL | Internal | Winter | B16 | 25 | 50 | 0 | 94.89 | 86.88 | 9 | 0
2020 | TVA_2_MISO_MO-IL | TVA | MISO_MO-IL | Internal | Winter | B17 | 100 | 50 | 0 | 72.68 | 73.1 | 9 | 0
2020 | TVA_2_MISO_MO-IL | TVA | MISO_MO-IL | Internal | Winter | B18 | 400 | 50 | 0 | 70.41 | 71.17 | 9 | 0
2020 | TVA_2_MISO_MO-IL | TVA | MISO_MO-IL | Internal | Winter | B19 | 700 | 50 | 0 | 70.41 | 67.46 | 9 | 0
2020 | TVA_2_MISO_MO-IL | TVA | MISO_MO-IL | Internal | Winter | B20 | 935 | 50 | 0 | 70.41 | 63.38 | 9 | 0
2020 | TVA_2_NonRTO_Midwest | TVA | NonRTO_Midwest | Internal | Shoulder | B11 | 25 | 100 | 0 | 91.46 | 93.46 | 9 | 0
2020 | TVA_2_NonRTO_Midwest | TVA | NonRTO_Midwest | Internal | Shoulder | B12 | 200 | 100 | 0 | 69.64 | 78.63 | 9 | 0
2020 | TVA_2_NonRTO_Midwest | TVA | NonRTO_Midwest | Internal | Shoulder | B13 | 600 | 100 | 0 | 68.27 | 76.13 | 9 | 0
2020 | TVA_2_NonRTO_Midwest | TVA | NonRTO_Midwest | Internal | Shoulder | B14 | 900 | 100 | 0 | 68.27 | 70.06 | 9 | 0
2020 | TVA_2_NonRTO_Midwest | TVA | NonRTO_Midwest | Internal | Shoulder | B15 | 1203 | 100 | 0 | 68.27 | 65.82 | 9 | 0
2020 | TVA_2_NonRTO_Midwest | TVA | NonRTO_Midwest | Internal | Summer | B1 | 10 | 100 | 0 | 112.83 | 108.46 | 9 | 0
2020 | TVA_2_NonRTO_Midwest | TVA | NonRTO_Midwest | Internal | Summer | B2 | 25 | 100 | 0 | 111.42 | 108.46 | 9 | 0
2020 | TVA_2_NonRTO_Midwest | TVA | NonRTO_Midwest | Internal | Summer | B3 | 75 | 100 | 0 | 107.16 | 107.86 | 9 | 0
2020 | TVA_2_NonRTO_Midwest | TVA | NonRTO_Midwest | Internal | Summer | B4 | 100 | 100 | 0 | 107.16 | 107.15 | 9 | 0
2020 | TVA_2_NonRTO_Midwest | TVA | NonRTO_Midwest | Internal | Summer | B5 | 200 | 100 | 0 | 88.89 | 97.55 | 9 | 0
2020 | TVA_2_NonRTO_Midwest | TVA | NonRTO_Midwest | Internal | Summer | B6 | 300 | 100 | 100 | 80.03 | 89.36 | 9 | 0.34
2020 | TVA_2_NonRTO_Midwest | TVA | NonRTO_Midwest | Internal | Summer | B7 | 400 | 100 | 0 | 66.75 | 66.36 | 9 | 0
2020 | TVA_2_NonRTO_Midwest | TVA | NonRTO_Midwest | Internal | Summer | B8 | 500 | 100 | 0 | 66.75 | 66.36 | 9 | 0
2020 | TVA_2_NonRTO_Midwest | TVA | NonRTO_Midwest | Internal | Summer | B9 | 800 | 100 | 0 | 65.69 | 65.82 | 9 | 0
2020 | TVA_2_NonRTO_Midwest | TVA | NonRTO_Midwest | Internal | Summer | B10 | 1262 | 100 | 0 | 63.61 | 63.42 | 9 | 0
2020 | TVA_2_NonRTO_Midwest | TVA | NonRTO_Midwest | Internal | Winter | B16 | 25 | 100 | 0 | 94.89 | 94.87 | 9 | 0
2020 | TVA_2_NonRTO_Midwest | TVA | NonRTO_Midwest | Internal | Winter | B17 | 100 | 100 | 0 | 72.68 | 81.09 | 9 | 0
2020 | TVA_2_NonRTO_Midwest | TVA | NonRTO_Midwest | Internal | Winter | B18 | 400 | 100 | 0 | 70.41 | 79.16 | 9 | 0
2020 | TVA_2_NonRTO_Midwest | TVA | NonRTO_Midwest | Internal | Winter | B19 | 700 | 100 | 0 | 70.41 | 75.45 | 9 | 0
2020 | TVA_2_NonRTO_Midwest | TVA | NonRTO_Midwest | Internal | Winter | B20 | 935 | 100 | 0 | 70.41 | 66.36 | 9 | 0
2020 | TVA_2_PJM_ROR | TVA | PJM_ROR | Internal | Shoulder | B11 | 25 | 500 | 0 | 91.46 | 87.46 | 9 | 0
2020 | TVA_2_PJM_ROR | TVA | PJM_ROR | Internal | Shoulder | B12 | 200 | 500 | 0 | 69.64 | 72.64 | 9 | 0
2020 | TVA_2_PJM_ROR | TVA | PJM_ROR | Internal | Shoulder | B13 | 600 | 500 | 0 | 68.27 | 70.15 | 9 | 0
2020 | TVA_2_PJM_ROR | TVA | PJM_ROR | Internal | Shoulder | B14 | 900 | 500 | 0 | 68.27 | 66.53 | 9 | 0
2020 | TVA_2_PJM_ROR | TVA | PJM_ROR | Internal | Shoulder | B15 | 1203 | 500 | 0 | 68.27 | 63.82 | 9 | 0
2020 | TVA_2_PJM_ROR | TVA | PJM_ROR | Internal | Summer | B1 | 10 | 500 | 0 | 112.83 | 106.82 | 9 | 0
2020 | TVA_2_PJM_ROR | TVA | PJM_ROR | Internal | Summer | B2 | 25 | 500 | 0 | 111.42 | 105.41 | 9 | 0
2020 | TVA_2_PJM_ROR | TVA | PJM_ROR | Internal | Summer | B3 | 75 | 500 | 0 | 107.16 | 101.15 | 9 | 0
2020 | TVA_2_PJM_ROR | TVA | PJM_ROR | Internal | Summer | B4 | 100 | 500 | 0 | 107.16 | 101.15 | 9 | 0
2020 | TVA_2_PJM_ROR | TVA | PJM_ROR | Internal | Summer | B5 | 200 | 500 | 0 | 88.89 | 91.56 | 9 | 0
2020 | TVA_2_PJM_ROR | TVA | PJM_ROR | Internal | Summer | B6 | 300 | 500 | 0 | 80.03 | 84.03 | 9 | 0
2020 | TVA_2_PJM_ROR | TVA | PJM_ROR | Internal | Summer | B7 | 400 | 500 | 0 | 66.75 | 69.6 | 9 | 0
2020 | TVA_2_PJM_ROR | TVA | PJM_ROR | Internal | Summer | B8 | 500 | 500 | 0 | 66.75 | 64.45 | 9 | 0
2020 | TVA_2_PJM_ROR | TVA | PJM_ROR | Internal | Summer | B9 | 800 | 500 | 0 | 65.69 | 62.81 | 9 | 0
2020 | TVA_2_PJM_ROR | TVA | PJM_ROR | Internal | Summer | B10 | 1262 | 500 | 0 | 63.61 | 61.24 | 9 | 0
2020 | TVA_2_PJM_ROR | TVA | PJM_ROR | Internal | Winter | B16 | 25 | 500 | 0 | 94.89 | 89.55 | 9 | 0
2020 | TVA_2_PJM_ROR | TVA | PJM_ROR | Internal | Winter | B17 | 100 | 500 | 11.19 | 72.68 | 81.68 | 9 | 0
2020 | TVA_2_PJM_ROR | TVA | PJM_ROR | Internal | Winter | B18 | 400 | 500 | 0 | 70.41 | 73.53 | 9 | 0
2020 | TVA_2_PJM_ROR | TVA | PJM_ROR | Internal | Winter | B19 | 700 | 500 | 0 | 70.41 | 69.46 | 9 | 0
2020 | TVA_2_PJM_ROR | TVA | PJM_ROR | Internal | Winter | B20 | 935 | 500 | 0 | 70.41 | 65.38 | 9 | 0
2020 | TVA_2_SOCO | TVA | SOCO | Internal | Shoulder | B11 | 25 | 500 | 161.51 | 91.46 | 100.46 | 9 | 0
2020 | TVA_2_SOCO | TVA | SOCO | Internal | Shoulder | B12 | 200 | 500 | 0 | 69.64 | 76.25 | 9 | 0
2020 | TVA_2_SOCO | TVA | SOCO | Internal | Shoulder | B13 | 600 | 500 | 0 | 68.27 | 69.83 | 9 | 0
2020 | TVA_2_SOCO | TVA | SOCO | Internal | Shoulder | B14 | 900 | 500 | 0 | 68.27 | 69.83 | 9 | 0
2020 | TVA_2_SOCO | TVA | SOCO | Internal | Shoulder | B15 | 1203 | 500 | 0 | 68.27 | 67.38 | 9 | 0
2020 | TVA_2_SOCO | TVA | SOCO | Internal | Summer | B1 | 10 | 500 | 0 | 112.83 | 112.12 | 9 | 0
2020 | TVA_2_SOCO | TVA | SOCO | Internal | Summer | B2 | 25 | 500 | 0 | 111.42 | 111.41 | 9 | 0
2020 | TVA_2_SOCO | TVA | SOCO | Internal | Summer | B3 | 75 | 500 | 0 | 107.16 | 109.92 | 9 | 0
2020 | TVA_2_SOCO | TVA | SOCO | Internal | Summer | B4 | 100 | 500 | 0 | 107.16 | 109.92 | 9 | 0
2020 | TVA_2_SOCO | TVA | SOCO | Internal | Summer | B5 | 200 | 500 | 500 | 88.89 | 106.56 | 9 | 8.67
2020 | TVA_2_SOCO | TVA | SOCO | Internal | Summer | B6 | 300 | 500 | 500 | 80.03 | 97.03 | 9 | 8
2020 | TVA_2_SOCO | TVA | SOCO | Internal | Summer | B7 | 400 | 500 | 500 | 66.75 | 83.36 | 9 | 7.61
2020 | TVA_2_SOCO | TVA | SOCO | Internal | Summer | B8 | 500 | 500 | 500 | 66.75 | 77 | 9 | 1.25
2020 | TVA_2_SOCO | TVA | SOCO | Internal | Summer | B9 | 800 | 500 | 0 | 65.69 | 74.41 | 9 | 0
2020 | TVA_2_SOCO | TVA | SOCO | Internal | Summer | B10 | 1262 | 500 | 0 | 63.61 | 66.11 | 9 | 0
2020 | TVA_2_SOCO | TVA | SOCO | Internal | Winter | B16 | 25 | 500 | 0 | 94.89 | 103.88 | 9 | 0
2020 | TVA_2_SOCO | TVA | SOCO | Internal | Winter | B17 | 100 | 500 | 0 | 72.68 | 77.68 | 9 | 0
2020 | TVA_2_SOCO | TVA | SOCO | Internal | Winter | B18 | 400 | 500 | 0 | 70.41 | 72.73 | 9 | 0
2020 | TVA_2_SOCO | TVA | SOCO | Internal | Winter | B19 | 700 | 500 | 0 | 70.41 | 72.73 | 9 | 0
2020 | TVA_2_SOCO | TVA | SOCO | Internal | Winter | B20 | 935 | 500 | 0 | 70.41 | 69.99 | 9 | 0
2020 | TVA_2_VACAR | TVA | VACAR | Internal | Shoulder | B11 | 25 | 150 | 0 | 91.46 | 93.46 | 9 | 0
2020 | TVA_2_VACAR | TVA | VACAR | Internal | Shoulder | B12 | 200 | 150 | 58.92 | 69.64 | 78.64 | 9 | 0
2020 | TVA_2_VACAR | TVA | VACAR | Internal | Shoulder | B13 | 600 | 150 | 0 | 68.27 | 74.91 | 9 | 0
2020 | TVA_2_VACAR | TVA | VACAR | Internal | Shoulder | B14 | 900 | 150 | 0 | 68.27 | 72.14 | 9 | 0
2020 | TVA_2_VACAR | TVA | VACAR | Internal | Shoulder | B15 | 1203 | 150 | 0 | 68.27 | 65.91 | 9 | 0
2020 | TVA_2_VACAR | TVA | VACAR | Internal | Summer | B1 | 10 | 150 | 0 | 112.83 | 112.82 | 9 | 0
2020 | TVA_2_VACAR | TVA | VACAR | Internal | Summer | B2 | 25 | 150 | 0 | 111.42 | 112.79 | 9 | 0
2020 | TVA_2_VACAR | TVA | VACAR | Internal | Summer | B3 | 75 | 150 | 0 | 107.16 | 112.79 | 9 | 0
2020 | TVA_2_VACAR | TVA | VACAR | Internal | Summer | B4 | 100 | 150 | 0 | 107.16 | 109.76 | 9 | 0
2020 | TVA_2_VACAR | TVA | VACAR | Internal | Summer | B5 | 200 | 150 | 150 | 88.89 | 99.56 | 9 | 1.67
2020 | TVA_2_VACAR | TVA | VACAR | Internal | Summer | B6 | 300 | 150 | 150 | 80.03 | 90.03 | 9 | 1
2020 | TVA_2_VACAR | TVA | VACAR | Internal | Summer | B7 | 400 | 150 | 150 | 66.75 | 76.36 | 9 | 0.61
2020 | TVA_2_VACAR | TVA | VACAR | Internal | Summer | B8 | 500 | 150 | 0 | 66.75 | 70.45 | 9 | 0
2020 | TVA_2_VACAR | TVA | VACAR | Internal | Summer | B9 | 800 | 150 | 0 | 65.69 | 68.81 | 9 | 0
2020 | TVA_2_VACAR | TVA | VACAR | Internal | Summer | B10 | 1262 | 150 | 0 | 63.61 | 59.98 | 9 | 0
2020 | TVA_2_VACAR | TVA | VACAR | Internal | Winter | B16 | 25 | 150 | 0 | 94.89 | 103.88 | 9 | 0
2020 | TVA_2_VACAR | TVA | VACAR | Internal | Winter | B17 | 100 | 150 | 150 | 72.68 | 87.68 | 9 | 6
2020 | TVA_2_VACAR | TVA | VACAR | Internal | Winter | B18 | 400 | 150 | 28.36 | 70.41 | 79.41 | 9 | 0
2020 | TVA_2_VACAR | TVA | VACAR | Internal | Winter | B19 | 700 | 150 | 0 | 70.41 | 75.13 | 9 | 0
2020 | TVA_2_VACAR | TVA | VACAR | Internal | Winter | B20 | 935 | 150 | 0 | 70.41 | 69.66 | 9 | 0
2020 | TVA_Transmission_2_ENT | TVA_Transmission | ENT | Internal | Shoulder | B11 | 25 | 3000 | 0 | 92.32 | 85.49 | 9 | 0
2020 | TVA_Transmission_2_ENT | TVA_Transmission | ENT | Internal | Shoulder | B12 | 200 | 3000 | 0 | 73.89 | 68.27 | 9 | 0
2020 | TVA_Transmission_2_ENT | TVA_Transmission | ENT | Internal | Shoulder | B13 | 600 | 3000 | 0 | 71.8 | 67.77 | 9 | 0
2020 | TVA_Transmission_2_ENT | TVA_Transmission | ENT | Internal | Shoulder | B14 | 900 | 3000 | 0 | 69.93 | 67.69 | 9 | 0
2020 | TVA_Transmission_2_ENT | TVA_Transmission | ENT | Internal | Shoulder | B15 | 1203 | 3000 | 0 | 68.84 | 65.51 | 9 | 0
2020 | TVA_Transmission_2_ENT | TVA_Transmission | ENT | Internal | Summer | B1 | 10 | 3000 | 0 | 112.82 | 104.82 | 9 | 0
2020 | TVA_Transmission_2_ENT | TVA_Transmission | ENT | Internal | Summer | B2 | 25 | 3000 | 0 | 111.41 | 103.41 | 9 | 0
2020 | TVA_Transmission_2_ENT | TVA_Transmission | ENT | Internal | Summer | B3 | 75 | 3000 | 0 | 107.15 | 101.92 | 9 | 0
2020 | TVA_Transmission_2_ENT | TVA_Transmission | ENT | Internal | Summer | B4 | 100 | 3000 | 0 | 107.15 | 101.92 | 9 | 0
2020 | TVA_Transmission_2_ENT | TVA_Transmission | ENT | Internal | Summer | B5 | 200 | 3000 | 0 | 97.56 | 97.89 | 9 | 0
2020 | TVA_Transmission_2_ENT | TVA_Transmission | ENT | Internal | Summer | B6 | 300 | 3000 | 0 | 89.15 | 89.03 | 9 | 0
2020 | TVA_Transmission_2_ENT | TVA_Transmission | ENT | Internal | Summer | B7 | 400 | 3000 | 0 | 74.36 | 72.05 | 9 | 0
2020 | TVA_Transmission_2_ENT | TVA_Transmission | ENT | Internal | Summer | B8 | 500 | 3000 | 0 | 69.11 | 66.9 | 9 | 0
2020 | TVA_Transmission_2_ENT | TVA_Transmission | ENT | Internal | Summer | B9 | 800 | 3000 | 0 | 67.53 | 66.41 | 9 | 0
2020 | TVA_Transmission_2_ENT | TVA_Transmission | ENT | Internal | Summer | B10 | 1262 | 3000 | 0 | 64.84 | 64.19 | 9 | 0
2020 | TVA_Transmission_2_ENT | TVA_Transmission | ENT | Internal | Winter | B16 | 25 | 3000 | 0 | 94.88 | 83.69 | 9 | 0
2020 | TVA_Transmission_2_ENT | TVA_Transmission | ENT | Internal | Winter | B17 | 100 | 3000 | 0 | 78.83 | 70.99 | 9 | 0
2020 | TVA_Transmission_2_ENT | TVA_Transmission | ENT | Internal | Winter | B18 | 400 | 3000 | 0 | 74.78 | 70.52 | 9 | 0
2020 | TVA_Transmission_2_ENT | TVA_Transmission | ENT | Internal | Winter | B19 | 700 | 3000 | 0 | 72.59 | 70.39 | 9 | 0
2020 | TVA_Transmission_2_ENT | TVA_Transmission | ENT | Internal | Winter | B20 | 935 | 3000 | 0 | 70.71 | 68.12 | 9 | 0
2020 | TVA_Transmission_2_MISO_MO-IL | TVA_Transmission | MISO_MO-IL | Internal | Shoulder | B11 | 25 | 4000 | 0 | 92.32 | 85.49 | 9 | 0
2020 | TVA_Transmission_2_MISO_MO-IL | TVA_Transmission | MISO_MO-IL | Internal | Shoulder | B12 | 200 | 4000 | 0 | 73.89 | 70.64 | 9 | 0
2020 | TVA_Transmission_2_MISO_MO-IL | TVA_Transmission | MISO_MO-IL | Internal | Shoulder | B13 | 600 | 4000 | 0 | 71.8 | 68.15 | 9 | 0
2020 | TVA_Transmission_2_MISO_MO-IL | TVA_Transmission | MISO_MO-IL | Internal | Shoulder | B14 | 900 | 4000 | 0 | 69.93 | 64.53 | 9 | 0
2020 | TVA_Transmission_2_MISO_MO-IL | TVA_Transmission | MISO_MO-IL | Internal | Shoulder | B15 | 1203 | 4000 | 0 | 68.84 | 62.91 | 9 | 0
2020 | TVA_Transmission_2_MISO_MO-IL | TVA_Transmission | MISO_MO-IL | Internal | Summer | B1 | 10 | 4000 | 0 | 112.82 | 104.82 | 9 | 0
2020 | TVA_Transmission_2_MISO_MO-IL | TVA_Transmission | MISO_MO-IL | Internal | Summer | B2 | 25 | 4000 | 0 | 111.41 | 103.42 | 9 | 0
2020 | TVA_Transmission_2_MISO_MO-IL | TVA_Transmission | MISO_MO-IL | Internal | Summer | B3 | 75 | 4000 | 0 | 107.15 | 102.19 | 9 | 0
2020 | TVA_Transmission_2_MISO_MO-IL | TVA_Transmission | MISO_MO-IL | Internal | Summer | B4 | 100 | 4000 | 0 | 107.15 | 100.77 | 9 | 0
2020 | TVA_Transmission_2_MISO_MO-IL | TVA_Transmission | MISO_MO-IL | Internal | Summer | B5 | 200 | 4000 | 0 | 97.56 | 97.89 | 9 | 0
2020 | TVA_Transmission_2_MISO_MO-IL | TVA_Transmission | MISO_MO-IL | Internal | Summer | B6 | 300 | 4000 | 0 | 89.15 | 86.03 | 9 | 0
2020 | TVA_Transmission_2_MISO_MO-IL | TVA_Transmission | MISO_MO-IL | Internal | Summer | B7 | 400 | 4000 | 0 | 74.36 | 67.61 | 9 | 0
2020 | TVA_Transmission_2_MISO_MO-IL | TVA_Transmission | MISO_MO-IL | Internal | Summer | B8 | 500 | 4000 | 0 | 69.11 | 63.05 | 9 | 0
2020 | TVA_Transmission_2_MISO_MO-IL | TVA_Transmission | MISO_MO-IL | Internal | Summer | B9 | 800 | 4000 | 0 | 67.53 | 62.68 | 9 | 0
2020 | TVA_Transmission_2_MISO_MO-IL | TVA_Transmission | MISO_MO-IL | Internal | Summer | B10 | 1262 | 4000 | 0 | 64.84 | 61.52 | 9 | 0
2020 | TVA_Transmission_2_MISO_MO-IL | TVA_Transmission | MISO_MO-IL | Internal | Winter | B16 | 25 | 4000 | 0 | 94.88 | 86.88 | 9 | 0
2020 | TVA_Transmission_2_MISO_MO-IL | TVA_Transmission | MISO_MO-IL | Internal | Winter | B17 | 100 | 4000 | 0 | 78.83 | 73.1 | 9 | 0
2020 | TVA_Transmission_2_MISO_MO-IL | TVA_Transmission | MISO_MO-IL | Internal | Winter | B18 | 400 | 4000 | 0 | 74.78 | 71.17 | 9 | 0
2020 | TVA_Transmission_2_MISO_MO-IL | TVA_Transmission | MISO_MO-IL | Internal | Winter | B19 | 700 | 4000 | 0 | 72.59 | 67.46 | 9 | 0
2020 | TVA_Transmission_2_MISO_MO-IL | TVA_Transmission | MISO_MO-IL | Internal | Winter | B20 | 935 | 4000 | 0 | 70.71 | 63.38 | 9 | 0
2020 | TVA_Transmission_2_NonRTO_Midwest | TVA_Transmission | NonRTO_Midwest | Internal | Shoulder | B11 | 25 | 700 | 0 | 92.32 | 93.46 | 9 | 0
2020 | TVA_Transmission_2_NonRTO_Midwest | TVA_Transmission | NonRTO_Midwest | Internal | Shoulder | B12 | 200 | 700 | 0 | 73.89 | 78.63 | 9 | 0
2020 | TVA_Transmission_2_NonRTO_Midwest | TVA_Transmission | NonRTO_Midwest | Internal | Shoulder | B13 | 600 | 700 | 0 | 71.8 | 76.13 | 9 | 0
2020 | TVA_Transmission_2_NonRTO_Midwest | TVA_Transmission | NonRTO_Midwest | Internal | Shoulder | B14 | 900 | 700 | 0 | 69.93 | 70.06 | 9 | 0
2020 | TVA_Transmission_2_NonRTO_Midwest | TVA_Transmission | NonRTO_Midwest | Internal | Shoulder | B15 | 1203 | 700 | 0 | 68.84 | 65.82 | 9 | 0
2020 | TVA_Transmission_2_NonRTO_Midwest | TVA_Transmission | NonRTO_Midwest | Internal | Summer | B1 | 10 | 700 | 0 | 112.82 | 108.46 | 9 | 0
2020 | TVA_Transmission_2_NonRTO_Midwest | TVA_Transmission | NonRTO_Midwest | Internal | Summer | B2 | 25 | 700 | 0 | 111.41 | 108.46 | 9 | 0
2020 | TVA_Transmission_2_NonRTO_Midwest | TVA_Transmission | NonRTO_Midwest | Internal | Summer | B3 | 75 | 700 | 0 | 107.15 | 107.86 | 9 | 0
2020 | TVA_Transmission_2_NonRTO_Midwest | TVA_Transmission | NonRTO_Midwest | Internal | Summer | B4 | 100 | 700 | 0 | 107.15 | 107.15 | 9 | 0
2020 | TVA_Transmission_2_NonRTO_Midwest | TVA_Transmission | NonRTO_Midwest | Internal | Summer | B5 | 200 | 700 | 0 | 97.56 | 97.55 | 9 | 0
2020 | TVA_Transmission_2_NonRTO_Midwest | TVA_Transmission | NonRTO_Midwest | Internal | Summer | B6 | 300 | 700 | 0 | 89.15 | 89.36 | 9 | 0
2020 | TVA_Transmission_2_NonRTO_Midwest | TVA_Transmission | NonRTO_Midwest | Internal | Summer | B7 | 400 | 700 | 0 | 74.36 | 66.36 | 9 | 0
2020 | TVA_Transmission_2_NonRTO_Midwest | TVA_Transmission | NonRTO_Midwest | Internal | Summer | B8 | 500 | 700 | 0 | 69.11 | 66.36 | 9 | 0
2020 | TVA_Transmission_2_NonRTO_Midwest | TVA_Transmission | NonRTO_Midwest | Internal | Summer | B9 | 800 | 700 | 0 | 67.53 | 65.82 | 9 | 0
2020 | TVA_Transmission_2_NonRTO_Midwest | TVA_Transmission | NonRTO_Midwest | Internal | Summer | B10 | 1262 | 700 | 0 | 64.84 | 63.42 | 9 | 0
2020 | TVA_Transmission_2_NonRTO_Midwest | TVA_Transmission | NonRTO_Midwest | Internal | Winter | B16 | 25 | 700 | 0 | 94.88 | 94.87 | 9 | 0
2020 | TVA_Transmission_2_NonRTO_Midwest | TVA_Transmission | NonRTO_Midwest | Internal | Winter | B17 | 100 | 700 | 0 | 78.83 | 81.09 | 9 | 0
2020 | TVA_Transmission_2_NonRTO_Midwest | TVA_Transmission | NonRTO_Midwest | Internal | Winter | B18 | 400 | 700 | 0 | 74.78 | 79.16 | 9 | 0
2020 | TVA_Transmission_2_NonRTO_Midwest | TVA_Transmission | NonRTO_Midwest | Internal | Winter | B19 | 700 | 700 | 0 | 72.59 | 75.45 | 9 | 0
2020 | TVA_Transmission_2_NonRTO_Midwest | TVA_Transmission | NonRTO_Midwest | Internal | Winter | B20 | 935 | 700 | 0 | 70.71 | 66.36 | 9 | 0
2020 | TVA_Transmission_2_PJM_ROR | TVA_Transmission | PJM_ROR | Internal | Shoulder | B11 | 25 | 2000 | 0 | 92.32 | 87.46 | 9 | 0
2020 | TVA_Transmission_2_PJM_ROR | TVA_Transmission | PJM_ROR | Internal | Shoulder | B12 | 200 | 2000 | 0 | 73.89 | 72.64 | 9 | 0
2020 | TVA_Transmission_2_PJM_ROR | TVA_Transmission | PJM_ROR | Internal | Shoulder | B13 | 600 | 2000 | 0 | 71.8 | 70.15 | 9 | 0
2020 | TVA_Transmission_2_PJM_ROR | TVA_Transmission | PJM_ROR | Internal | Shoulder | B14 | 900 | 2000 | 0 | 69.93 | 66.53 | 9 | 0
2020 | TVA_Transmission_2_PJM_ROR | TVA_Transmission | PJM_ROR | Internal | Shoulder | B15 | 1203 | 2000 | 0 | 68.84 | 63.82 | 9 | 0
2020 | TVA_Transmission_2_PJM_ROR | TVA_Transmission | PJM_ROR | Internal | Summer | B1 | 10 | 2000 | 0 | 112.82 | 106.82 | 9 | 0
2020 | TVA_Transmission_2_PJM_ROR | TVA_Transmission | PJM_ROR | Internal | Summer | B2 | 25 | 2000 | 0 | 111.41 | 105.41 | 9 | 0
2020 | TVA_Transmission_2_PJM_ROR | TVA_Transmission | PJM_ROR | Internal | Summer | B3 | 75 | 2000 | 0 | 107.15 | 101.15 | 9 | 0
2020 | TVA_Transmission_2_PJM_ROR | TVA_Transmission | PJM_ROR | Internal | Summer | B4 | 100 | 2000 | 0 | 107.15 | 101.15 | 9 | 0
2020 | TVA_Transmission_2_PJM_ROR | TVA_Transmission | PJM_ROR | Internal | Summer | B5 | 200 | 2000 | 0 | 97.56 | 91.56 | 9 | 0
2020 | TVA_Transmission_2_PJM_ROR | TVA_Transmission | PJM_ROR | Internal | Summer | B6 | 300 | 2000 | 0 | 89.15 | 84.03 | 9 | 0
2020 | TVA_Transmission_2_PJM_ROR | TVA_Transmission | PJM_ROR | Internal | Summer | B7 | 400 | 2000 | 0 | 74.36 | 69.6 | 9 | 0
2020 | TVA_Transmission_2_PJM_ROR | TVA_Transmission | PJM_ROR | Internal | Summer | B8 | 500 | 2000 | 0 | 69.11 | 64.45 | 9 | 0
2020 | TVA_Transmission_2_PJM_ROR | TVA_Transmission | PJM_ROR | Internal | Summer | B9 | 800 | 2000 | 0 | 67.53 | 62.81 | 9 | 0
2020 | TVA_Transmission_2_PJM_ROR | TVA_Transmission | PJM_ROR | Internal | Summer | B10 | 1262 | 2000 | 0 | 64.84 | 61.24 | 9 | 0
2020 | TVA_Transmission_2_PJM_ROR | TVA_Transmission | PJM_ROR | Internal | Winter | B16 | 25 | 2000 | 0 | 94.88 | 89.55 | 9 | 0
2020 | TVA_Transmission_2_PJM_ROR | TVA_Transmission | PJM_ROR | Internal | Winter | B17 | 100 | 2000 | 0 | 78.83 | 81.68 | 9 | 0
2020 | TVA_Transmission_2_PJM_ROR | TVA_Transmission | PJM_ROR | Internal | Winter | B18 | 400 | 2000 | 0 | 74.78 | 73.53 | 9 | 0
2020 | TVA_Transmission_2_PJM_ROR | TVA_Transmission | PJM_ROR | Internal | Winter | B19 | 700 | 2000 | 0 | 72.59 | 69.46 | 9 | 0
2020 | TVA_Transmission_2_PJM_ROR | TVA_Transmission | PJM_ROR | Internal | Winter | B20 | 935 | 2000 | 0 | 70.71 | 65.38 | 9 | 0
2020 | TVA_Transmission_2_SOCO | TVA_Transmission | SOCO | Internal | Shoulder | B11 | 25 | 3200 | 0 | 92.32 | 100.46 | 9 | 0
2020 | TVA_Transmission_2_SOCO | TVA_Transmission | SOCO | Internal | Shoulder | B12 | 200 | 3200 | 0 | 73.89 | 76.25 | 9 | 0
2020 | TVA_Transmission_2_SOCO | TVA_Transmission | SOCO | Internal | Shoulder | B13 | 600 | 3200 | 0 | 71.8 | 69.83 | 9 | 0
2020 | TVA_Transmission_2_SOCO | TVA_Transmission | SOCO | Internal | Shoulder | B14 | 900 | 3200 | 0 | 69.93 | 69.83 | 9 | 0
2020 | TVA_Transmission_2_SOCO | TVA_Transmission | SOCO | Internal | Shoulder | B15 | 1203 | 3200 | 0 | 68.84 | 67.38 | 9 | 0
2020 | TVA_Transmission_2_SOCO | TVA_Transmission | SOCO | Internal | Summer | B1 | 10 | 3200 | 0 | 112.82 | 112.12 | 9 | 0
2020 | TVA_Transmission_2_SOCO | TVA_Transmission | SOCO | Internal | Summer | B2 | 25 | 3200 | 0 | 111.41 | 111.41 | 9 | 0
2020 | TVA_Transmission_2_SOCO | TVA_Transmission | SOCO | Internal | Summer | B3 | 75 | 3200 | 0 | 107.15 | 109.92 | 9 | 0
2020 | TVA_Transmission_2_SOCO | TVA_Transmission | SOCO | Internal | Summer | B4 | 100 | 3200 | 0 | 107.15 | 109.92 | 9 | 0
2020 | TVA_Transmission_2_SOCO | TVA_Transmission | SOCO | Internal | Summer | B5 | 200 | 3200 | 432.69 | 97.56 | 106.56 | 9 | 0
2020 | TVA_Transmission_2_SOCO | TVA_Transmission | SOCO | Internal | Summer | B6 | 300 | 3200 | 0 | 89.15 | 97.03 | 9 | 0
2020 | TVA_Transmission_2_SOCO | TVA_Transmission | SOCO | Internal | Summer | B7 | 400 | 3200 | 14.18 | 74.36 | 83.36 | 9 | 0
2020 | TVA_Transmission_2_SOCO | TVA_Transmission | SOCO | Internal | Summer | B8 | 500 | 3200 | 0 | 69.11 | 77 | 9 | 0
2020 | TVA_Transmission_2_SOCO | TVA_Transmission | SOCO | Internal | Summer | B9 | 800 | 3200 | 0 | 67.53 | 74.41 | 9 | 0
2020 | TVA_Transmission_2_SOCO | TVA_Transmission | SOCO | Internal | Summer | B10 | 1262 | 3200 | 0 | 64.84 | 66.11 | 9 | 0
2020 | TVA_Transmission_2_SOCO | TVA_Transmission | SOCO | Internal | Winter | B16 | 25 | 3200 | 980.51 | 94.88 | 103.88 | 9 | 0
2020 | TVA_Transmission_2_SOCO | TVA_Transmission | SOCO | Internal | Winter | B17 | 100 | 3200 | 0 | 78.83 | 77.68 | 9 | 0
2020 | TVA_Transmission_2_SOCO | TVA_Transmission | SOCO | Internal | Winter | B18 | 400 | 3200 | 0 | 74.78 | 72.73 | 9 | 0
2020 | TVA_Transmission_2_SOCO | TVA_Transmission | SOCO | Internal | Winter | B19 | 700 | 3200 | 0 | 72.59 | 72.73 | 9 | 0
2020 | TVA_Transmission_2_SOCO | TVA_Transmission | SOCO | Internal | Winter | B20 | 935 | 3200 | 0 | 70.71 | 69.99 | 9 | 0
2020 | TVA_Transmission_2_TVA | TVA_Transmission | TVA | Internal | Shoulder | B11 | 25 | 99999 | 0 | 92.32 | 91.46 | 0.01 | 0
2020 | TVA_Transmission_2_TVA | TVA_Transmission | TVA | Internal | Shoulder | B12 | 200 | 99999 | 0 | 73.89 | 69.64 | 0.01 | 0
2020 | TVA_Transmission_2_TVA | TVA_Transmission | TVA | Internal | Shoulder | B13 | 600 | 99999 | 0 | 71.8 | 68.27 | 0.01 | 0
2020 | TVA_Transmission_2_TVA | TVA_Transmission | TVA | Internal | Shoulder | B14 | 900 | 99999 | 0 | 69.93 | 68.27 | 0.01 | 0
2020 | TVA_Transmission_2_TVA | TVA_Transmission | TVA | Internal | Shoulder | B15 | 1203 | 99999 | 0 | 68.84 | 68.27 | 0.01 | 0
2020 | TVA_Transmission_2_TVA | TVA_Transmission | TVA | Internal | Summer | B1 | 10 | 99999 | 3374 | 112.82 | 112.83 | 0.01 | 0
2020 | TVA_Transmission_2_TVA | TVA_Transmission | TVA | Internal | Summer | B2 | 25 | 99999 | 2671.12 | 111.41 | 111.42 | 0.01 | 0
2020 | TVA_Transmission_2_TVA | TVA_Transmission | TVA | Internal | Summer | B3 | 75 | 99999 | 1290.8 | 107.15 | 107.16 | 0.01 | 0
2020 | TVA_Transmission_2_TVA | TVA_Transmission | TVA | Internal | Summer | B4 | 100 | 99999 | 653.01 | 107.15 | 107.16 | 0.01 | 0
2020 | TVA_Transmission_2_TVA | TVA_Transmission | TVA | Internal | Summer | B5 | 200 | 99999 | 0 | 97.56 | 88.89 | 0.01 | 0
2020 | TVA_Transmission_2_TVA | TVA_Transmission | TVA | Internal | Summer | B6 | 300 | 99999 | 0 | 89.15 | 80.03 | 0.01 | 0
2020 | TVA_Transmission_2_TVA | TVA_Transmission | TVA | Internal | Summer | B7 | 400 | 99999 | 0 | 74.36 | 66.75 | 0.01 | 0
2020 | TVA_Transmission_2_TVA | TVA_Transmission | TVA | Internal | Summer | B8 | 500 | 99999 | 0 | 69.11 | 66.75 | 0.01 | 0
2020 | TVA_Transmission_2_TVA | TVA_Transmission | TVA | Internal | Summer | B9 | 800 | 99999 | 0 | 67.53 | 65.69 | 0.01 | 0
2020 | TVA_Transmission_2_TVA | TVA_Transmission | TVA | Internal | Summer | B10 | 1262 | 99999 | 0 | 64.84 | 63.61 | 0.01 | 0
2020 | TVA_Transmission_2_TVA | TVA_Transmission | TVA | Internal | Winter | B16 | 25 | 99999 | 1045.08 | 94.88 | 94.89 | 0.01 | 0
2020 | TVA_Transmission_2_TVA | TVA_Transmission | TVA | Internal | Winter | B17 | 100 | 99999 | 0 | 78.83 | 72.68 | 0.01 | 0
2020 | TVA_Transmission_2_TVA | TVA_Transmission | TVA | Internal | Winter | B18 | 400 | 99999 | 0 | 74.78 | 70.41 | 0.01 | 0
2020 | TVA_Transmission_2_TVA | TVA_Transmission | TVA | Internal | Winter | B19 | 700 | 99999 | 0 | 72.59 | 70.41 | 0.01 | 0
2020 | TVA_Transmission_2_TVA | TVA_Transmission | TVA | Internal | Winter | B20 | 935 | 99999 | 0 | 70.71 | 70.41 | 0.01 | 0
2020 | TVA_Transmission_2_VACAR | TVA_Transmission | VACAR | Internal | Shoulder | B11 | 25 | 900 | 0 | 92.32 | 93.46 | 9 | 0
2020 | TVA_Transmission_2_VACAR | TVA_Transmission | VACAR | Internal | Shoulder | B12 | 200 | 900 | 0 | 73.89 | 78.64 | 9 | 0
2020 | TVA_Transmission_2_VACAR | TVA_Transmission | VACAR | Internal | Shoulder | B13 | 600 | 900 | 0 | 71.8 | 74.91 | 9 | 0
2020 | TVA_Transmission_2_VACAR | TVA_Transmission | VACAR | Internal | Shoulder | B14 | 900 | 900 | 0 | 69.93 | 72.14 | 9 | 0
2020 | TVA_Transmission_2_VACAR | TVA_Transmission | VACAR | Internal | Shoulder | B15 | 1203 | 900 | 0 | 68.84 | 65.91 | 9 | 0
2020 | TVA_Transmission_2_VACAR | TVA_Transmission | VACAR | Internal | Summer | B1 | 10 | 900 | 0 | 112.82 | 112.82 | 9 | 0
2020 | TVA_Transmission_2_VACAR | TVA_Transmission | VACAR | Internal | Summer | B2 | 25 | 900 | 0 | 111.41 | 112.79 | 9 | 0
2020 | TVA_Transmission_2_VACAR | TVA_Transmission | VACAR | Internal | Summer | B3 | 75 | 900 | 0 | 107.15 | 112.79 | 9 | 0
2020 | TVA_Transmission_2_VACAR | TVA_Transmission | VACAR | Internal | Summer | B4 | 100 | 900 | 0 | 107.15 | 109.76 | 9 | 0
2020 | TVA_Transmission_2_VACAR | TVA_Transmission | VACAR | Internal | Summer | B5 | 200 | 900 | 0 | 97.56 | 99.56 | 9 | 0
2020 | TVA_Transmission_2_VACAR | TVA_Transmission | VACAR | Internal | Summer | B6 | 300 | 900 | 0 | 89.15 | 90.03 | 9 | 0
2020 | TVA_Transmission_2_VACAR | TVA_Transmission | VACAR | Internal | Summer | B7 | 400 | 900 | 0 | 74.36 | 76.36 | 9 | 0
2020 | TVA_Transmission_2_VACAR | TVA_Transmission | VACAR | Internal | Summer | B8 | 500 | 900 | 0 | 69.11 | 70.45 | 9 | 0
2020 | TVA_Transmission_2_VACAR | TVA_Transmission | VACAR | Internal | Summer | B9 | 800 | 900 | 0 | 67.53 | 68.81 | 9 | 0
2020 | TVA_Transmission_2_VACAR | TVA_Transmission | VACAR | Internal | Summer | B10 | 1262 | 900 | 0 | 64.84 | 59.98 | 9 | 0
2020 | TVA_Transmission_2_VACAR | TVA_Transmission | VACAR | Internal | Winter | B16 | 25 | 900 | 360.11 | 94.88 | 103.88 | 9 | 0
2020 | TVA_Transmission_2_VACAR | TVA_Transmission | VACAR | Internal | Winter | B17 | 100 | 900 | 0 | 78.83 | 87.68 | 9 | 0
2020 | TVA_Transmission_2_VACAR | TVA_Transmission | VACAR | Internal | Winter | B18 | 400 | 900 | 0 | 74.78 | 79.41 | 9 | 0
2020 | TVA_Transmission_2_VACAR | TVA_Transmission | VACAR | Internal | Winter | B19 | 700 | 900 | 0 | 72.59 | 75.13 | 9 | 0
2020 | TVA_Transmission_2_VACAR | TVA_Transmission | VACAR | Internal | Winter | B20 | 935 | 900 | 0 | 70.71 | 69.66 | 9 | 0
2020 | VACAR_2_PJM_ROR | VACAR | PJM_ROR | Internal | Shoulder | B11 | 25 | 2000 | 0 | 93.46 | 87.46 | 7 | 0
2020 | VACAR_2_PJM_ROR | VACAR | PJM_ROR | Internal | Shoulder | B12 | 200 | 2000 | 0 | 78.64 | 72.64 | 7 | 0
2020 | VACAR_2_PJM_ROR | VACAR | PJM_ROR | Internal | Shoulder | B13 | 600 | 2000 | 0 | 74.91 | 70.15 | 7 | 0
2020 | VACAR_2_PJM_ROR | VACAR | PJM_ROR | Internal | Shoulder | B14 | 900 | 2000 | 0 | 72.14 | 66.53 | 7 | 0
2020 | VACAR_2_PJM_ROR | VACAR | PJM_ROR | Internal | Shoulder | B15 | 1203 | 2000 | 0 | 65.91 | 63.82 | 7 | 0
2020 | VACAR_2_PJM_ROR | VACAR | PJM_ROR | Internal | Summer | B1 | 10 | 2000 | 0 | 112.82 | 106.82 | 7 | 0
2020 | VACAR_2_PJM_ROR | VACAR | PJM_ROR | Internal | Summer | B2 | 25 | 2000 | 0 | 112.79 | 105.41 | 7 | 0
2020 | VACAR_2_PJM_ROR | VACAR | PJM_ROR | Internal | Summer | B3 | 75 | 2000 | 0 | 112.79 | 101.15 | 7 | 0
2020 | VACAR_2_PJM_ROR | VACAR | PJM_ROR | Internal | Summer | B4 | 100 | 2000 | 0 | 109.76 | 101.15 | 7 | 0
2020 | VACAR_2_PJM_ROR | VACAR | PJM_ROR | Internal | Summer | B5 | 200 | 2000 | 0 | 99.56 | 91.56 | 7 | 0
2020 | VACAR_2_PJM_ROR | VACAR | PJM_ROR | Internal | Summer | B6 | 300 | 2000 | 0 | 90.03 | 84.03 | 7 | 0
2020 | VACAR_2_PJM_ROR | VACAR | PJM_ROR | Internal | Summer | B7 | 400 | 2000 | 0 | 76.36 | 69.6 | 7 | 0
2020 | VACAR_2_PJM_ROR | VACAR | PJM_ROR | Internal | Summer | B8 | 500 | 2000 | 0 | 70.45 | 64.45 | 7 | 0
2020 | VACAR_2_PJM_ROR | VACAR | PJM_ROR | Internal | Summer | B9 | 800 | 2000 | 0 | 68.81 | 62.81 | 7 | 0
2020 | VACAR_2_PJM_ROR | VACAR | PJM_ROR | Internal | Summer | B10 | 1262 | 2000 | 0 | 59.98 | 61.24 | 7 | 0
2020 | VACAR_2_PJM_ROR | VACAR | PJM_ROR | Internal | Winter | B16 | 25 | 2000 | 0 | 103.88 | 89.55 | 7 | 0
2020 | VACAR_2_PJM_ROR | VACAR | PJM_ROR | Internal | Winter | B17 | 100 | 2000 | 0 | 87.68 | 81.68 | 7 | 0
2020 | VACAR_2_PJM_ROR | VACAR | PJM_ROR | Internal | Winter | B18 | 400 | 2000 | 0 | 79.41 | 73.53 | 7 | 0
2020 | VACAR_2_PJM_ROR | VACAR | PJM_ROR | Internal | Winter | B19 | 700 | 2000 | 0 | 75.13 | 69.46 | 7 | 0
2020 | VACAR_2_PJM_ROR | VACAR | PJM_ROR | Internal | Winter | B20 | 935 | 2000 | 0 | 69.66 | 65.38 | 7 | 0
2020 | VACAR_2_SOCO | VACAR | SOCO | Internal | Shoulder | B11 | 25 | 3000 | 2738.36 | 93.46 | 100.46 | 7 | 0
2020 | VACAR_2_SOCO | VACAR | SOCO | Internal | Shoulder | B12 | 200 | 3000 | 0 | 78.64 | 76.25 | 7 | 0
2020 | VACAR_2_SOCO | VACAR | SOCO | Internal | Shoulder | B13 | 600 | 3000 | 0 | 74.91 | 69.83 | 7 | 0
2020 | VACAR_2_SOCO | VACAR | SOCO | Internal | Shoulder | B14 | 900 | 3000 | 0 | 72.14 | 69.83 | 7 | 0
2020 | VACAR_2_SOCO | VACAR | SOCO | Internal | Shoulder | B15 | 1203 | 3000 | 0 | 65.91 | 67.38 | 7 | 0
2020 | VACAR_2_SOCO | VACAR | SOCO | Internal | Summer | B1 | 10 | 3000 | 0 | 112.82 | 112.12 | 7 | 0
2020 | VACAR_2_SOCO | VACAR | SOCO | Internal | Summer | B2 | 25 | 3000 | 0 | 112.79 | 111.41 | 7 | 0
2020 | VACAR_2_SOCO | VACAR | SOCO | Internal | Summer | B3 | 75 | 3000 | 0 | 112.79 | 109.92 | 7 | 0
2020 | VACAR_2_SOCO | VACAR | SOCO | Internal | Summer | B4 | 100 | 3000 | 0 | 109.76 | 109.92 | 7 | 0
2020 | VACAR_2_SOCO | VACAR | SOCO | Internal | Summer | B5 | 200 | 3000 | 1504.29 | 99.56 | 106.56 | 7 | 0
2020 | VACAR_2_SOCO | VACAR | SOCO | Internal | Summer | B6 | 300 | 3000 | 1282.74 | 90.03 | 97.03 | 7 | 0
2020 | VACAR_2_SOCO | VACAR | SOCO | Internal | Summer | B7 | 400 | 3000 | 1432.56 | 76.36 | 83.36 | 7 | 0
2020 | VACAR_2_SOCO | VACAR | SOCO | Internal | Summer | B8 | 500 | 3000 | 0 | 70.45 | 77 | 7 | 0
2020 | VACAR_2_SOCO | VACAR | SOCO | Internal | Summer | B9 | 800 | 3000 | 0 | 68.81 | 74.41 | 7 | 0
2020 | VACAR_2_SOCO | VACAR | SOCO | Internal | Summer | B10 | 1262 | 3000 | 0 | 59.98 | 66.11 | 7 | 0
2020 | VACAR_2_SOCO | VACAR | SOCO | Internal | Winter | B16 | 25 | 3000 | 0 | 103.88 | 103.88 | 7 | 0
2020 | VACAR_2_SOCO | VACAR | SOCO | Internal | Winter | B17 | 100 | 3000 | 0 | 87.68 | 77.68 | 7 | 0
2020 | VACAR_2_SOCO | VACAR | SOCO | Internal | Winter | B18 | 400 | 3000 | 0 | 79.41 | 72.73 | 7 | 0
2020 | VACAR_2_SOCO | VACAR | SOCO | Internal | Winter | B19 | 700 | 3000 | 0 | 75.13 | 72.73 | 7 | 0
2020 | VACAR_2_SOCO | VACAR | SOCO | Internal | Winter | B20 | 935 | 3000 | 0 | 69.66 | 69.99 | 7 | 0
2020 | VACAR_2_TVA_Transmission | VACAR | TVA_Transmission | Internal | Shoulder | B11 | 25 | 900 | 0 | 93.46 | 92.32 | 7 | 0
2020 | VACAR_2_TVA_Transmission | VACAR | TVA_Transmission | Internal | Shoulder | B12 | 200 | 900 | 0 | 78.64 | 73.89 | 7 | 0
2020 | VACAR_2_TVA_Transmission | VACAR | TVA_Transmission | Internal | Shoulder | B13 | 600 | 900 | 0 | 74.91 | 71.8 | 7 | 0
2020 | VACAR_2_TVA_Transmission | VACAR | TVA_Transmission | Internal | Shoulder | B14 | 900 | 900 | 0 | 72.14 | 69.93 | 7 | 0
2020 | VACAR_2_TVA_Transmission | VACAR | TVA_Transmission | Internal | Shoulder | B15 | 1203 | 900 | 0 | 65.91 | 68.84 | 7 | 0
2020 | VACAR_2_TVA_Transmission | VACAR | TVA_Transmission | Internal | Summer | B1 | 10 | 900 | 0 | 112.82 | 112.82 | 7 | 0
2020 | VACAR_2_TVA_Transmission | VACAR | TVA_Transmission | Internal | Summer | B2 | 25 | 900 | 0 | 112.79 | 111.41 | 7 | 0
2020 | VACAR_2_TVA_Transmission | VACAR | TVA_Transmission | Internal | Summer | B3 | 75 | 900 | 0 | 112.79 | 107.15 | 7 | 0
2020 | VACAR_2_TVA_Transmission | VACAR | TVA_Transmission | Internal | Summer | B4 | 100 | 900 | 0 | 109.76 | 107.15 | 7 | 0
2020 | VACAR_2_TVA_Transmission | VACAR | TVA_Transmission | Internal | Summer | B5 | 200 | 900 | 0 | 99.56 | 97.56 | 7 | 0
2020 | VACAR_2_TVA_Transmission | VACAR | TVA_Transmission | Internal | Summer | B6 | 300 | 900 | 0 | 90.03 | 89.15 | 7 | 0
2020 | VACAR_2_TVA_Transmission | VACAR | TVA_Transmission | Internal | Summer | B7 | 400 | 900 | 0 | 76.36 | 74.36 | 7 | 0
2020 | VACAR_2_TVA_Transmission | VACAR | TVA_Transmission | Internal | Summer | B8 | 500 | 900 | 0 | 70.45 | 69.11 | 7 | 0
2020 | VACAR_2_TVA_Transmission | VACAR | TVA_Transmission | Internal | Summer | B9 | 800 | 900 | 0 | 68.81 | 67.53 | 7 | 0
2020 | VACAR_2_TVA_Transmission | VACAR | TVA_Transmission | Internal | Summer | B10 | 1262 | 900 | 0 | 59.98 | 64.84 | 7 | 0
2020 | VACAR_2_TVA_Transmission | VACAR | TVA_Transmission | Internal | Winter | B16 | 25 | 900 | 0 | 103.88 | 94.88 | 7 | 0
2020 | VACAR_2_TVA_Transmission | VACAR | TVA_Transmission | Internal | Winter | B17 | 100 | 900 | 0 | 87.68 | 78.83 | 7 | 0
2020 | VACAR_2_TVA_Transmission | VACAR | TVA_Transmission | Internal | Winter | B18 | 400 | 900 | 0 | 79.41 | 74.78 | 7 | 0
2020 | VACAR_2_TVA_Transmission | VACAR | TVA_Transmission | Internal | Winter | B19 | 700 | 900 | 0 | 75.13 | 72.59 | 7 | 0
2020 | VACAR_2_TVA_Transmission | VACAR | TVA_Transmission | Internal | Winter | B20 | 935 | 900 | 0 | 69.66 | 70.71 | 7 | 0
2025 | ENT_2_MISO_MO-IL | ENT | MISO_MO-IL | Internal | Shoulder | B11 | 25 | 2260 | 0 | 92.32 | 92.32 | 8 | 0
2025 | ENT_2_MISO_MO-IL | ENT | MISO_MO-IL | Internal | Shoulder | B12 | 200 | 2260 | 0 | 73.68 | 78.16 | 8 | 0
2025 | ENT_2_MISO_MO-IL | ENT | MISO_MO-IL | Internal | Shoulder | B13 | 600 | 2260 | 0 | 73.14 | 74.9 | 8 | 0
2025 | ENT_2_MISO_MO-IL | ENT | MISO_MO-IL | Internal | Shoulder | B14 | 900 | 2260 | 0 | 72.4 | 71.96 | 8 | 0
2025 | ENT_2_MISO_MO-IL | ENT | MISO_MO-IL | Internal | Shoulder | B15 | 1203 | 2260 | 0 | 70.69 | 66.96 | 8 | 0
2025 | ENT_2_MISO_MO-IL | ENT | MISO_MO-IL | Internal | Summer | B1 | 10 | 2260 | 0 | 117.69 | 117.26 | 8 | 0
2025 | ENT_2_MISO_MO-IL | ENT | MISO_MO-IL | Internal | Summer | B2 | 25 | 2260 | 0 | 113.06 | 113.06 | 8 | 0
2025 | ENT_2_MISO_MO-IL | ENT | MISO_MO-IL | Internal | Summer | B3 | 75 | 2260 | 0 | 110.06 | 109.53 | 8 | 0
2025 | ENT_2_MISO_MO-IL | ENT | MISO_MO-IL | Internal | Summer | B4 | 100 | 2260 | 0 | 110.06 | 108.43 | 8 | 0
2025 | ENT_2_MISO_MO-IL | ENT | MISO_MO-IL | Internal | Summer | B5 | 200 | 2260 | 0 | 110.06 | 107.28 | 8 | 0
2025 | ENT_2_MISO_MO-IL | ENT | MISO_MO-IL | Internal | Summer | B6 | 300 | 2260 | 0 | 88.56 | 88.56 | 8 | 0
2025 | ENT_2_MISO_MO-IL | ENT | MISO_MO-IL | Internal | Summer | B7 | 400 | 2260 | 0 | 78.31 | 78.56 | 8 | 0
2025 | ENT_2_MISO_MO-IL | ENT | MISO_MO-IL | Internal | Summer | B8 | 500 | 2260 | 0 | 72.16 | 70.92 | 8 | 0
2025 | ENT_2_MISO_MO-IL | ENT | MISO_MO-IL | Internal | Summer | B9 | 800 | 2260 | 0 | 71.63 | 66.4 | 8 | 0
2025 | ENT_2_MISO_MO-IL | ENT | MISO_MO-IL | Internal | Summer | B10 | 1262 | 2260 | 0 | 69.24 | 64.14 | 8 | 0
2025 | ENT_2_MISO_MO-IL | ENT | MISO_MO-IL | Internal | Winter | B16 | 25 | 2260 | 1066.59 | 87.08 | 95.08 | 8 | 0
2025 | ENT_2_MISO_MO-IL | ENT | MISO_MO-IL | Internal | Winter | B17 | 100 | 2260 | 117.67 | 76.67 | 84.67 | 8 | 0
2025 | ENT_2_MISO_MO-IL | ENT | MISO_MO-IL | Internal | Winter | B18 | 400 | 2260 | 0 | 76.11 | 77.97 | 8 | 0
2025 | ENT_2_MISO_MO-IL | ENT | MISO_MO-IL | Internal | Winter | B19 | 700 | 2260 | 0 | 75.54 | 74.49 | 8 | 0
2025 | ENT_2_MISO_MO-IL | ENT | MISO_MO-IL | Internal | Winter | B20 | 935 | 2260 | 0 | 73.56 | 69.01 | 8 | 0
2025 | ENT_2_SOCO | ENT | SOCO | Internal | Shoulder | B11 | 25 | 2000 | 2000 | 92.32 | 109.32 | 8 | 9
2025 | ENT_2_SOCO | ENT | SOCO | Internal | Shoulder | B12 | 200 | 2000 | 0 | 73.68 | 76.16 | 8 | 0
2025 | ENT_2_SOCO | ENT | SOCO | Internal | Shoulder | B13 | 600 | 2000 | 0 | 73.14 | 75.26 | 8 | 0
2025 | ENT_2_SOCO | ENT | SOCO | Internal | Shoulder | B14 | 900 | 2000 | 0 | 72.4 | 75.26 | 8 | 0
2025 | ENT_2_SOCO | ENT | SOCO | Internal | Shoulder | B15 | 1203 | 2000 | 0 | 70.69 | 72.62 | 8 | 0
2025 | ENT_2_SOCO | ENT | SOCO | Internal | Summer | B1 | 10 | 2000 | 1283.96 | 117.69 | 125.69 | 8 | 0
2025 | ENT_2_SOCO | ENT | SOCO | Internal | Summer | B2 | 25 | 2000 | 302.38 | 113.06 | 121.06 | 8 | 0
2025 | ENT_2_SOCO | ENT | SOCO | Internal | Summer | B3 | 75 | 2000 | 1204.82 | 110.06 | 118.06 | 8 | 0
2025 | ENT_2_SOCO | ENT | SOCO | Internal | Summer | B4 | 100 | 2000 | 1222.24 | 110.06 | 118.06 | 8 | 0
2025 | ENT_2_SOCO | ENT | SOCO | Internal | Summer | B5 | 200 | 2000 | 1988.96 | 110.06 | 118.06 | 8 | 0
2025 | ENT_2_SOCO | ENT | SOCO | Internal | Summer | B6 | 300 | 2000 | 2000 | 88.56 | 105.56 | 8 | 9
2025 | ENT_2_SOCO | ENT | SOCO | Internal | Summer | B7 | 400 | 2000 | 2000 | 78.31 | 95.31 | 8 | 9
2025 | ENT_2_SOCO | ENT | SOCO | Internal | Summer | B8 | 500 | 2000 | 2000 | 72.16 | 85.44 | 8 | 5.28
2025 | ENT_2_SOCO | ENT | SOCO | Internal | Summer | B9 | 800 | 2000 | 0 | 71.63 | 73.81 | 8 | 0
2025 | ENT_2_SOCO | ENT | SOCO | Internal | Summer | B10 | 1262 | 2000 | 0 | 69.24 | 71.22 | 8 | 0
2025 | ENT_2_SOCO | ENT | SOCO | Internal | Winter | B16 | 25 | 2000 | 2000 | 87.08 | 112.08 | 8 | 17
2025 | ENT_2_SOCO | ENT | SOCO | Internal | Winter | B17 | 100 | 2000 | 871.06 | 76.67 | 84.67 | 8 | 0
2025 | ENT_2_SOCO | ENT | SOCO | Internal | Winter | B18 | 400 | 2000 | 0 | 76.11 | 77.59 | 8 | 0
2025 | ENT_2_SOCO | ENT | SOCO | Internal | Winter | B19 | 700 | 2000 | 0 | 75.54 | 77.59 | 8 | 0
2025 | ENT_2_SOCO | ENT | SOCO | Internal | Winter | B20 | 935 | 2000 | 0 | 73.56 | 75.5 | 8 | 0
2025 | ENT_2_SPP_N | ENT | SPP_N | Internal | Shoulder | B11 | 25 | 1300 | 0 | 92.32 | 87.32 | 8 | 0
2025 | ENT_2_SPP_N | ENT | SPP_N | Internal | Shoulder | B12 | 200 | 1300 | 0 | 73.68 | 71.46 | 8 | 0
2025 | ENT_2_SPP_N | ENT | SPP_N | Internal | Shoulder | B13 | 600 | 1300 | 0 | 73.14 | 70.49 | 8 | 0
2025 | ENT_2_SPP_N | ENT | SPP_N | Internal | Shoulder | B14 | 900 | 1300 | 0 | 72.4 | 67.4 | 8 | 0
2025 | ENT_2_SPP_N | ENT | SPP_N | Internal | Shoulder | B15 | 1203 | 1300 | 0 | 70.69 | 65.4 | 8 | 0
2025 | ENT_2_SPP_N | ENT | SPP_N | Internal | Summer | B1 | 10 | 1300 | 0 | 117.69 | 112.69 | 8 | 0
2025 | ENT_2_SPP_N | ENT | SPP_N | Internal | Summer | B2 | 25 | 1300 | 0 | 113.06 | 112.11 | 8 | 0
2025 | ENT_2_SPP_N | ENT | SPP_N | Internal | Summer | B3 | 75 | 1300 | 0 | 110.06 | 114.78 | 8 | 0
2025 | ENT_2_SPP_N | ENT | SPP_N | Internal | Summer | B4 | 100 | 1300 | 0 | 110.06 | 108.83 | 8 | 0
2025 | ENT_2_SPP_N | ENT | SPP_N | Internal | Summer | B5 | 200 | 1300 | 0 | 110.06 | 107.28 | 8 | 0
2025 | ENT_2_SPP_N | ENT | SPP_N | Internal | Summer | B6 | 300 | 1300 | 0 | 88.56 | 88.56 | 8 | 0
2025 | ENT_2_SPP_N | ENT | SPP_N | Internal | Summer | B7 | 400 | 1300 | 0 | 78.31 | 78.56 | 8 | 0
2025 | ENT_2_SPP_N | ENT | SPP_N | Internal | Summer | B8 | 500 | 1300 | 0 | 72.16 | 71.57 | 8 | 0
2025 | ENT_2_SPP_N | ENT | SPP_N | Internal | Summer | B9 | 800 | 1300 | 0 | 71.63 | 69.09 | 8 | 0
2025 | ENT_2_SPP_N | ENT | SPP_N | Internal | Summer | B10 | 1262 | 1300 | 0 | 69.24 | 68.94 | 8 | 0
2025 | ENT_2_SPP_N | ENT | SPP_N | Internal | Winter | B16 | 25 | 1300 | 0 | 87.08 | 75.56 | 8 | 0
2025 | ENT_2_SPP_N | ENT | SPP_N | Internal | Winter | B17 | 100 | 1300 | 0 | 76.67 | 73.7 | 8 | 0
2025 | ENT_2_SPP_N | ENT | SPP_N | Internal | Winter | B18 | 400 | 1300 | 0 | 76.11 | 73.53 | 8 | 0
2025 | ENT_2_SPP_N | ENT | SPP_N | Internal | Winter | B19 | 700 | 1300 | 0 | 75.54 | 70.85 | 8 | 0
2025 | ENT_2_SPP_N | ENT | SPP_N | Internal | Winter | B20 | 935 | 1300 | 0 | 73.56 | 68.55 | 8 | 0
2025 | ENT_2_SPP_S | ENT | SPP_S | Internal | Shoulder | B11 | 25 | 1300 | 0 | 92.32 | 82.44 | 8 | 0
2025 | ENT_2_SPP_S | ENT | SPP_S | Internal | Shoulder | B12 | 200 | 1300 | 0 | 73.68 | 70.66 | 8 | 0
2025 | ENT_2_SPP_S | ENT | SPP_S | Internal | Shoulder | B13 | 600 | 1300 | 0 | 73.14 | 70.5 | 8 | 0
2025 | ENT_2_SPP_S | ENT | SPP_S | Internal | Shoulder | B14 | 900 | 1300 | 0 | 72.4 | 67.41 | 8 | 0
2025 | ENT_2_SPP_S | ENT | SPP_S | Internal | Shoulder | B15 | 1203 | 1300 | 0 | 70.69 | 65.42 | 8 | 0
2025 | ENT_2_SPP_S | ENT | SPP_S | Internal | Summer | B1 | 10 | 1300 | 0 | 117.69 | 100.23 | 8 | 0
2025 | ENT_2_SPP_S | ENT | SPP_S | Internal | Summer | B2 | 25 | 1300 | 0 | 113.06 | 100.23 | 8 | 0
2025 | ENT_2_SPP_S | ENT | SPP_S | Internal | Summer | B3 | 75 | 1300 | 0 | 110.06 | 101.08 | 8 | 0
2025 | ENT_2_SPP_S | ENT | SPP_S | Internal | Summer | B4 | 100 | 1300 | 0 | 110.06 | 100.23 | 8 | 0
2025 | ENT_2_SPP_S | ENT | SPP_S | Internal | Summer | B5 | 200 | 1300 | 0 | 110.06 | 100.23 | 8 | 0
2025 | ENT_2_SPP_S | ENT | SPP_S | Internal | Summer | B6 | 300 | 1300 | 0 | 88.56 | 88.54 | 8 | 0
2025 | ENT_2_SPP_S | ENT | SPP_S | Internal | Summer | B7 | 400 | 1300 | 0 | 78.31 | 78.58 | 8 | 0
2025 | ENT_2_SPP_S | ENT | SPP_S | Internal | Summer | B8 | 500 | 1300 | 0 | 72.16 | 71.59 | 8 | 0
2025 | ENT_2_SPP_S | ENT | SPP_S | Internal | Summer | B9 | 800 | 1300 | 0 | 71.63 | 69.11 | 8 | 0
2025 | ENT_2_SPP_S | ENT | SPP_S | Internal | Summer | B10 | 1262 | 1300 | 0 | 69.24 | 68.95 | 8 | 0
2025 | ENT_2_SPP_S | ENT | SPP_S | Internal | Winter | B16 | 25 | 1300 | 0 | 87.08 | 75.57 | 8 | 0
2025 | ENT_2_SPP_S | ENT | SPP_S | Internal | Winter | B17 | 100 | 1300 | 0 | 76.67 | 73.71 | 8 | 0
2025 | ENT_2_SPP_S | ENT | SPP_S | Internal | Winter | B18 | 400 | 1300 | 0 | 76.11 | 73.55 | 8 | 0
2025 | ENT_2_SPP_S | ENT | SPP_S | Internal | Winter | B19 | 700 | 1300 | 0 | 75.54 | 70.86 | 8 | 0
2025 | ENT_2_SPP_S | ENT | SPP_S | Internal | Winter | B20 | 935 | 1300 | 0 | 73.56 | 68.56 | 8 | 0
2025 | ENT_2_TVA_Transmission | ENT | TVA_Transmission | Internal | Shoulder | B11 | 25 | 2100 | 1110.83 | 92.32 | 100.32 | 8 | 0
2025 | ENT_2_TVA_Transmission | ENT | TVA_Transmission | Internal | Shoulder | B12 | 200 | 2100 | 0 | 73.68 | 80.03 | 8 | 0
2025 | ENT_2_TVA_Transmission | ENT | TVA_Transmission | Internal | Shoulder | B13 | 600 | 2100 | 0 | 73.14 | 78.07 | 8 | 0
2025 | ENT_2_TVA_Transmission | ENT | TVA_Transmission | Internal | Shoulder | B14 | 900 | 2100 | 0 | 72.4 | 76.88 | 8 | 0
2025 | ENT_2_TVA_Transmission | ENT | TVA_Transmission | Internal | Shoulder | B15 | 1203 | 2100 | 0 | 70.69 | 74.96 | 8 | 0
2025 | ENT_2_TVA_Transmission | ENT | TVA_Transmission | Internal | Summer | B1 | 10 | 2100 | 0 | 117.69 | 125.26 | 8 | 0
2025 | ENT_2_TVA_Transmission | ENT | TVA_Transmission | Internal | Summer | B2 | 25 | 2100 | 434.9 | 113.06 | 121.06 | 8 | 0
2025 | ENT_2_TVA_Transmission | ENT | TVA_Transmission | Internal | Summer | B3 | 75 | 2100 | 0 | 110.06 | 115.27 | 8 | 0
2025 | ENT_2_TVA_Transmission | ENT | TVA_Transmission | Internal | Summer | B4 | 100 | 2100 | 0 | 110.06 | 115.27 | 8 | 0
2025 | ENT_2_TVA_Transmission | ENT | TVA_Transmission | Internal | Summer | B5 | 200 | 2100 | 0 | 110.06 | 115.27 | 8 | 0
2025 | ENT_2_TVA_Transmission | ENT | TVA_Transmission | Internal | Summer | B6 | 300 | 2100 | 273.03 | 88.56 | 96.56 | 8 | 0
2025 | ENT_2_TVA_Transmission | ENT | TVA_Transmission | Internal | Summer | B7 | 400 | 2100 | 281.08 | 78.31 | 86.31 | 8 | 0
2025 | ENT_2_TVA_Transmission | ENT | TVA_Transmission | Internal | Summer | B8 | 500 | 2100 | 0 | 72.16 | 77.23 | 8 | 0
2025 | ENT_2_TVA_Transmission | ENT | TVA_Transmission | Internal | Summer | B9 | 800 | 2100 | 0 | 71.63 | 74.03 | 8 | 0
2025 | ENT_2_TVA_Transmission | ENT | TVA_Transmission | Internal | Summer | B10 | 1262 | 2100 | 0 | 69.24 | 71.03 | 8 | 0
2025 | ENT_2_TVA_Transmission | ENT | TVA_Transmission | Internal | Winter | B16 | 25 | 2100 | 2100 | 87.08 | 103.08 | 8 | 8
2025 | ENT_2_TVA_Transmission | ENT | TVA_Transmission | Internal | Winter | B17 | 100 | 2100 | 900 | 76.67 | 84.67 | 8 | 0
2025 | ENT_2_TVA_Transmission | ENT | TVA_Transmission | Internal | Winter | B18 | 400 | 2100 | 0 | 76.11 | 81.35 | 8 | 0
2025 | ENT_2_TVA_Transmission | ENT | TVA_Transmission | Internal | Winter | B19 | 700 | 2100 | 0 | 75.54 | 79.77 | 8 | 0
2025 | ENT_2_TVA_Transmission | ENT | TVA_Transmission | Internal | Winter | B20 | 935 | 2100 | 0 | 73.56 | 77.01 | 8 | 0
2025 | FRCC_2_SOCO | FRCC | SOCO | Internal | Shoulder | B11 | 25 | 900 | 0 | 123.25 | 109.32 | 8 | 0
2025 | FRCC_2_SOCO | FRCC | SOCO | Internal | Shoulder | B12 | 200 | 900 | 0 | 81.24 | 76.16 | 8 | 0
2025 | FRCC_2_SOCO | FRCC | SOCO | Internal | Shoulder | B13 | 600 | 900 | 0 | 81.24 | 75.26 | 8 | 0
2025 | FRCC_2_SOCO | FRCC | SOCO | Internal | Shoulder | B14 | 900 | 900 | 0 | 77.85 | 75.26 | 8 | 0
2025 | FRCC_2_SOCO | FRCC | SOCO | Internal | Shoulder | B15 | 1203 | 900 | 0 | 77.85 | 72.62 | 8 | 0
2025 | FRCC_2_SOCO | FRCC | SOCO | Internal | Summer | B1 | 10 | 900 | 0 | 125.11 | 125.69 | 8 | 0
2025 | FRCC_2_SOCO | FRCC | SOCO | Internal | Summer | B2 | 25 | 900 | 0 | 125.11 | 121.06 | 8 | 0
2025 | FRCC_2_SOCO | FRCC | SOCO | Internal | Summer | B3 | 75 | 900 | 0 | 125.11 | 118.06 | 8 | 0
2025 | FRCC_2_SOCO | FRCC | SOCO | Internal | Summer | B4 | 100 | 900 | 0 | 125.11 | 118.06 | 8 | 0
2025 | FRCC_2_SOCO | FRCC | SOCO | Internal | Summer | B5 | 200 | 900 | 0 | 125.11 | 118.06 | 8 | 0
2025 | FRCC_2_SOCO | FRCC | SOCO | Internal | Summer | B6 | 300 | 900 | 0 | 115.56 | 105.56 | 8 | 0
2025 | FRCC_2_SOCO | FRCC | SOCO | Internal | Summer | B7 | 400 | 900 | 0 | 91.75 | 95.31 | 8 | 0
2025 | FRCC_2_SOCO | FRCC | SOCO | Internal | Summer | B8 | 500 | 900 | 0 | 80.4 | 85.44 | 8 | 0
2025 | FRCC_2_SOCO | FRCC | SOCO | Internal | Summer | B9 | 800 | 900 | 0 | 77.04 | 73.81 | 8 | 0
2025 | FRCC_2_SOCO | FRCC | SOCO | Internal | Summer | B10 | 1262 | 900 | 0 | 77.04 | 71.22 | 8 | 0
2025 | FRCC_2_SOCO | FRCC | SOCO | Internal | Winter | B16 | 25 | 900 | 0 | 122.08 | 112.08 | 8 | 0
2025 | FRCC_2_SOCO | FRCC | SOCO | Internal | Winter | B17 | 100 | 900 | 0 | 83.81 | 84.67 | 8 | 0
2025 | FRCC_2_SOCO | FRCC | SOCO | Internal | Winter | B18 | 400 | 900 | 0 | 81.94 | 77.59 | 8 | 0
2025 | FRCC_2_SOCO | FRCC | SOCO | Internal | Winter | B19 | 700 | 900 | 0 | 80.3 | 77.59 | 8 | 0
2025 | FRCC_2_SOCO | FRCC | SOCO | Internal | Winter | B20 | 935 | 900 | 0 | 80.3 | 75.5 | 8 | 0
2025 | HQ_NEISO_2_NEISO | HQ_NEISO | NEISO | Internal | Shoulder | B11 | 25 | 99999 | 2920 | 57.94 | 57.95 | 0.01 | 0
2025 | HQ_NEISO_2_NEISO | HQ_NEISO | NEISO | Internal | Shoulder | B12 | 200 | 99999 | 2920 | 63.16 | 63.17 | 0.01 | 0
2025 | HQ_NEISO_2_NEISO | HQ_NEISO | NEISO | Internal | Shoulder | B13 | 600 | 99999 | 2920 | 57.94 | 57.95 | 0.01 | 0
2025 | HQ_NEISO_2_NEISO | HQ_NEISO | NEISO | Internal | Shoulder | B14 | 900 | 99999 | 2920 | 57.94 | 57.95 | 0.01 | 0
2025 | HQ_NEISO_2_NEISO | HQ_NEISO | NEISO | Internal | Shoulder | B15 | 1203 | 99999 | 1143.24 | 57.94 | 57.95 | 0.01 | 0
2025 | HQ_NEISO_2_NEISO | HQ_NEISO | NEISO | Internal | Summer | B1 | 10 | 99999 | 2920.1 | 117.24 | 117.26 | 0.01 | 0
2025 | HQ_NEISO_2_NEISO | HQ_NEISO | NEISO | Internal | Summer | B2 | 25 | 99999 | 2920.1 | 101.06 | 101.07 | 0.01 | 0
2025 | HQ_NEISO_2_NEISO | HQ_NEISO | NEISO | Internal | Summer | B3 | 75 | 99999 | 2920 | 79.86 | 79.87 | 0.01 | 0
2025 | HQ_NEISO_2_NEISO | HQ_NEISO | NEISO | Internal | Summer | B4 | 100 | 99999 | 2920 | 78.89 | 78.9 | 0.01 | 0
2025 | HQ_NEISO_2_NEISO | HQ_NEISO | NEISO | Internal | Summer | B5 | 200 | 99999 | 2920 | 67.71 | 67.72 | 0.01 | 0
2025 | HQ_NEISO_2_NEISO | HQ_NEISO | NEISO | Internal | Summer | B6 | 300 | 99999 | 2920 | 62.58 | 62.6 | 0.01 | 0
2025 | HQ_NEISO_2_NEISO | HQ_NEISO | NEISO | Internal | Summer | B7 | 400 | 99999 | 2920 | 61.4 | 61.41 | 0.01 | 0
2025 | HQ_NEISO_2_NEISO | HQ_NEISO | NEISO | Internal | Summer | B8 | 500 | 99999 | 2920 | 59.98 | 59.99 | 0.01 | 0
2025 | HQ_NEISO_2_NEISO | HQ_NEISO | NEISO | Internal | Summer | B9 | 800 | 99999 | 2920 | 57.39 | 57.4 | 0.01 | 0
2025 | HQ_NEISO_2_NEISO | HQ_NEISO | NEISO | Internal | Summer | B10 | 1262 | 99999 | 795.94 | 57.39 | 57.4 | 0.01 | 0
2025 | HQ_NEISO_2_NEISO | HQ_NEISO | NEISO | Internal | Winter | B16 | 25 | 99999 | 2920 | 71.96 | 71.97 | 0.01 | 0
2025 | HQ_NEISO_2_NEISO | HQ_NEISO | NEISO | Internal | Winter | B17 | 100 | 99999 | 2920 | 65.66 | 65.67 | 0.01 | 0
2025 | HQ_NEISO_2_NEISO | HQ_NEISO | NEISO | Internal | Winter | B18 | 400 | 99999 | 2920 | 65.66 | 65.67 | 0.01 | 0
2025 | HQ_NEISO_2_NEISO | HQ_NEISO | NEISO | Internal | Winter | B19 | 700 | 99999 | 2920 | 65.66 | 65.67 | 0.01 | 0
2025 | HQ_NEISO_2_NEISO | HQ_NEISO | NEISO | Internal | Winter | B20 | 935 | 99999 | 1233.58 | 65.66 | 65.67 | 0.01 | 0
2025 | HQ_NY_2_NYISO_A-F | HQ_NY | NYISO_A-F | Internal | Shoulder | B11 | 25 | 99999 | 2513.69 | 60.94 | 60.95 | 0.01 | 0
2025 | HQ_NY_2_NYISO_A-F | HQ_NY | NYISO_A-F | Internal | Shoulder | B12 | 200 | 99999 | 2543.27 | 66.16 | 66.17 | 0.01 | 0
2025 | HQ_NY_2_NYISO_A-F | HQ_NY | NYISO_A-F | Internal | Shoulder | B13 | 600 | 99999 | 2488.28 | 60.94 | 60.95 | 0.01 | 0
2025 | HQ_NY_2_NYISO_A-F | HQ_NY | NYISO_A-F | Internal | Shoulder | B14 | 900 | 99999 | 2397.47 | 60.91 | 60.93 | 0.01 | 0
2025 | HQ_NY_2_NYISO_A-F | HQ_NY | NYISO_A-F | Internal | Shoulder | B15 | 1203 | 99999 | 1353.03 | 60.91 | 60.93 | 0.01 | 0
2025 | HQ_NY_2_NYISO_A-F | HQ_NY | NYISO_A-F | Internal | Summer | B1 | 10 | 99999 | 3088.1 | 82.86 | 82.87 | 0.01 | 0
2025 | HQ_NY_2_NYISO_A-F | HQ_NY | NYISO_A-F | Internal | Summer | B2 | 25 | 99999 | 3010.2 | 98.06 | 98.07 | 0.01 | 0
2025 | HQ_NY_2_NYISO_A-F | HQ_NY | NYISO_A-F | Internal | Summer | B3 | 75 | 99999 | 2893.16 | 82.86 | 82.87 | 0.01 | 0
2025 | HQ_NY_2_NYISO_A-F | HQ_NY | NYISO_A-F | Internal | Summer | B4 | 100 | 99999 | 2767.6 | 82.86 | 82.87 | 0.01 | 0
2025 | HQ_NY_2_NYISO_A-F | HQ_NY | NYISO_A-F | Internal | Summer | B5 | 200 | 99999 | 2691.77 | 70.71 | 70.72 | 0.01 | 0
2025 | HQ_NY_2_NYISO_A-F | HQ_NY | NYISO_A-F | Internal | Summer | B6 | 300 | 99999 | 2616.08 | 65.58 | 65.6 | 0.01 | 0
2025 | HQ_NY_2_NYISO_A-F | HQ_NY | NYISO_A-F | Internal | Summer | B7 | 400 | 99999 | 2529.12 | 64.4 | 64.41 | 0.01 | 0
2025 | HQ_NY_2_NYISO_A-F | HQ_NY | NYISO_A-F | Internal | Summer | B8 | 500 | 99999 | 2470.23 | 62.95 | 62.96 | 0.01 | 0
2025 | HQ_NY_2_NYISO_A-F | HQ_NY | NYISO_A-F | Internal | Summer | B9 | 800 | 99999 | 2390.43 | 60.36 | 60.37 | 0.01 | 0
2025 | HQ_NY_2_NYISO_A-F | HQ_NY | NYISO_A-F | Internal | Summer | B10 | 1262 | 99999 | 1204.63 | 60.36 | 60.37 | 0.01 | 0
2025 | HQ_NY_2_NYISO_A-F | HQ_NY | NYISO_A-F | Internal | Winter | B16 | 25 | 99999 | 2719.66 | 68.96 | 68.97 | 0.01 | 0
2025 | HQ_NY_2_NYISO_A-F | HQ_NY | NYISO_A-F | Internal | Winter | B17 | 100 | 99999 | 2671.41 | 62.98 | 63 | 0.01 | 0
2025 | HQ_NY_2_NYISO_A-F | HQ_NY | NYISO_A-F | Internal | Winter | B18 | 400 | 99999 | 2615.94 | 62.98 | 63 | 0.01 | 0
2025 | HQ_NY_2_NYISO_A-F | HQ_NY | NYISO_A-F | Internal | Winter | B19 | 700 | 99999 | 2519.36 | 62.98 | 63 | 0.01 | 0
2025 | HQ_NY_2_NYISO_A-F | HQ_NY | NYISO_A-F | Internal | Winter | B20 | 935 | 99999 | 1510.39 | 62.98 | 63 | 0.01 | 0
2025 | HQ_IESO_2_IESO | HQ_IESO | IESO | Internal | Shoulder | B11 | 25 | 99999 | 400 | 11.5 | 11.51 | 0.01 | 0
2025 | HQ_IESO_2_IESO | HQ_IESO | IESO | Internal | Shoulder | B12 | 200 | 99999 | 400 | 11.5 | 11.51 | 0.01 | 0
2025 | HQ_IESO_2_IESO | HQ_IESO | IESO | Internal | Shoulder | B13 | 600 | 99999 | 400 | 11.5 | 11.51 | 0.01 | 0
2025 | HQ_IESO_2_IESO | HQ_IESO | IESO | Internal | Shoulder | B14 | 900 | 99999 | 400 | 11.5 | 11.51 | 0.01 | 0
2025 | HQ_IESO_2_IESO | HQ_IESO | IESO | Internal | Shoulder | B15 | 1203 | 99999 | 75.48 | 11.5 | 11.51 | 0.01 | 0
2025 | HQ_IESO_2_IESO | HQ_IESO | IESO | Internal | Summer | B1 | 10 | 99999 | 400 | 11.5 | 11.51 | 0.01 | 0
2025 | HQ_IESO_2_IESO | HQ_IESO | IESO | Internal | Summer | B2 | 25 | 99999 | 400 | 11.5 | 11.51 | 0.01 | 0
2025 | HQ_IESO_2_IESO | HQ_IESO | IESO | Internal | Summer | B3 | 75 | 99999 | 400 | 11.5 | 11.51 | 0.01 | 0
2025 | HQ_IESO_2_IESO | HQ_IESO | IESO | Internal | Summer | B4 | 100 | 99999 | 400 | 11.5 | 11.51 | 0.01 | 0
2025 | HQ_IESO_2_IESO | HQ_IESO | IESO | Internal | Summer | B5 | 200 | 99999 | 400 | 11.5 | 11.51 | 0.01 | 0
2025 | HQ_IESO_2_IESO | HQ_IESO | IESO | Internal | Summer | B6 | 300 | 99999 | 400 | 11.5 | 11.51 | 0.01 | 0
2025 | HQ_IESO_2_IESO | HQ_IESO | IESO | Internal | Summer | B7 | 400 | 99999 | 400 | 11.5 | 11.51 | 0.01 | 0
2025 | HQ_IESO_2_IESO | HQ_IESO | IESO | Internal | Summer | B8 | 500 | 99999 | 400 | 11.5 | 11.51 | 0.01 | 0
2025 | HQ_IESO_2_IESO | HQ_IESO | IESO | Internal | Summer | B9 | 800 | 99999 | 400 | 11.5 | 11.51 | 0.01 | 0
2025 | HQ_IESO_2_IESO | HQ_IESO | IESO | Internal | Summer | B10 | 1262 | 99999 | 12.04 | 11.5 | 11.51 | 0.01 | 0
2025 | HQ_IESO_2_IESO | HQ_IESO | IESO | Internal | Winter | B16 | 25 | 99999 | 400 | 11.5 | 11.51 | 0.01 | 0
2025 | HQ_IESO_2_IESO | HQ_IESO | IESO | Internal | Winter | B17 | 100 | 99999 | 400 | 11.5 | 11.51 | 0.01 | 0
2025 | HQ_IESO_2_IESO | HQ_IESO | IESO | Internal | Winter | B18 | 400 | 99999 | 400 | 11.5 | 11.51 | 0.01 | 0
2025 | HQ_IESO_2_IESO | HQ_IESO | IESO | Internal | Winter | B19 | 700 | 99999 | 400 | 11.5 | 11.51 | 0.01 | 0
2025 | HQ_IESO_2_IESO | HQ_IESO | IESO | Internal | Winter | B20 | 935 | 99999 | 91.98 | 11.5 | 11.51 | 0.01 | 0
2025 | IESO_2_MAPP_CA | IESO | MAPP_CA | Internal | Shoulder | B11 | 25 | 262 | 262 | 11.51 | 65.38 | 7 | 46.87
2025 | IESO_2_MAPP_CA | IESO | MAPP_CA | Internal | Shoulder | B12 | 200 | 262 | 262 | 11.51 | 65.38 | 7 | 46.87
2025 | IESO_2_MAPP_CA | IESO | MAPP_CA | Internal | Shoulder | B13 | 600 | 262 | 262 | 11.51 | 65.38 | 7 | 46.87
2025 | IESO_2_MAPP_CA | IESO | MAPP_CA | Internal | Shoulder | B14 | 900 | 262 | 262 | 11.51 | 65.38 | 7 | 46.87
2025 | IESO_2_MAPP_CA | IESO | MAPP_CA | Internal | Shoulder | B15 | 1203 | 262 | 262 | 11.51 | 65.38 | 7 | 46.87
2025 | IESO_2_MAPP_CA | IESO | MAPP_CA | Internal | Summer | B1 | 10 | 262 | 262 | 11.51 | 64.1 | 7 | 45.59
2025 | IESO_2_MAPP_CA | IESO | MAPP_CA | Internal | Summer | B2 | 25 | 262 | 262 | 11.51 | 64.1 | 7 | 45.59
2025 | IESO_2_MAPP_CA | IESO | MAPP_CA | Internal | Summer | B3 | 75 | 262 | 262 | 11.51 | 64.1 | 7 | 45.59
2025 | IESO_2_MAPP_CA | IESO | MAPP_CA | Internal | Summer | B4 | 100 | 262 | 262 | 11.51 | 64.1 | 7 | 45.59
2025 | IESO_2_MAPP_CA | IESO | MAPP_CA | Internal | Summer | B5 | 200 | 262 | 262 | 11.51 | 64.1 | 7 | 45.59
2025 | IESO_2_MAPP_CA | IESO | MAPP_CA | Internal | Summer | B6 | 300 | 262 | 262 | 11.51 | 64.1 | 7 | 45.59
2025 | IESO_2_MAPP_CA | IESO | MAPP_CA | Internal | Summer | B7 | 400 | 262 | 262 | 11.51 | 64.1 | 7 | 45.59
2025 | IESO_2_MAPP_CA | IESO | MAPP_CA | Internal | Summer | B8 | 500 | 262 | 262 | 11.51 | 64.1 | 7 | 45.59
2025 | IESO_2_MAPP_CA | IESO | MAPP_CA | Internal | Summer | B9 | 800 | 262 | 262 | 11.51 | 64.1 | 7 | 45.59
2025 | IESO_2_MAPP_CA | IESO | MAPP_CA | Internal | Summer | B10 | 1262 | 262 | 262 | 11.51 | 64.1 | 7 | 45.59
2025 | IESO_2_MAPP_CA | IESO | MAPP_CA | Internal | Winter | B16 | 25 | 262 | 262 | 11.51 | 68.55 | 7 | 50.04
2025 | IESO_2_MAPP_CA | IESO | MAPP_CA | Internal | Winter | B17 | 100 | 262 | 262 | 11.51 | 68.55 | 7 | 50.04
2025 | IESO_2_MAPP_CA | IESO | MAPP_CA | Internal | Winter | B18 | 400 | 262 | 262 | 11.51 | 69.99 | 7 | 51.48
2025 | IESO_2_MAPP_CA | IESO | MAPP_CA | Internal | Winter | B19 | 700 | 262 | 262 | 11.51 | 68.55 | 7 | 50.04
2025 | IESO_2_MAPP_CA | IESO | MAPP_CA | Internal | Winter | B20 | 935 | 262 | 262 | 11.51 | 68.55 | 7 | 50.04
2025 | IESO_2_MISO_MI | IESO | MISO_MI | Internal | Shoulder | B11 | 25 | 1840 | 1840 | 11.51 | 92.32 | 7 | 73.82
2025 | IESO_2_MISO_MI | IESO | MISO_MI | Internal | Shoulder | B12 | 200 | 1840 | 1840 | 11.51 | 78.16 | 7 | 59.65
2025 | IESO_2_MISO_MI | IESO | MISO_MI | Internal | Shoulder | B13 | 600 | 1840 | 1840 | 11.51 | 74.9 | 7 | 56.39
2025 | IESO_2_MISO_MI | IESO | MISO_MI | Internal | Shoulder | B14 | 900 | 1840 | 1840 | 11.51 | 71.96 | 7 | 53.45
2025 | IESO_2_MISO_MI | IESO | MISO_MI | Internal | Shoulder | B15 | 1203 | 1840 | 1840 | 11.51 | 66.96 | 7 | 48.45
2025 | IESO_2_MISO_MI | IESO | MISO_MI | Internal | Summer | B1 | 10 | 1840 | 1840 | 11.51 | 114.06 | 7 | 95.55
2025 | IESO_2_MISO_MI | IESO | MISO_MI | Internal | Summer | B2 | 25 | 1840 | 1840 | 11.51 | 113.06 | 7 | 94.56
2025 | IESO_2_MISO_MI | IESO | MISO_MI | Internal | Summer | B3 | 75 | 1840 | 1840 | 11.51 | 108.48 | 7 | 89.97
2025 | IESO_2_MISO_MI | IESO | MISO_MI | Internal | Summer | B4 | 100 | 1840 | 1840 | 11.51 | 108.43 | 7 | 89.92
2025 | IESO_2_MISO_MI | IESO | MISO_MI | Internal | Summer | B5 | 200 | 1840 | 1840 | 11.51 | 107.28 | 7 | 88.77
2025 | IESO_2_MISO_MI | IESO | MISO_MI | Internal | Summer | B6 | 300 | 1840 | 1840 | 11.51 | 88.56 | 7 | 70.05
2025 | IESO_2_MISO_MI | IESO | MISO_MI | Internal | Summer | B7 | 400 | 1840 | 1840 | 11.51 | 78.56 | 7 | 60.06
2025 | IESO_2_MISO_MI | IESO | MISO_MI | Internal | Summer | B8 | 500 | 1840 | 1840 | 11.51 | 70.92 | 7 | 52.41
2025 | IESO_2_MISO_MI | IESO | MISO_MI | Internal | Summer | B9 | 800 | 1840 | 1840 | 11.51 | 66.4 | 7 | 47.89
2025 | IESO_2_MISO_MI | IESO | MISO_MI | Internal | Summer | B10 | 1262 | 1840 | 1840 | 11.51 | 64.14 | 7 | 45.63
2025 | IESO_2_MISO_MI | IESO | MISO_MI | Internal | Winter | B16 | 25 | 1840 | 1840 | 11.51 | 95.08 | 7 | 76.57
2025 | IESO_2_MISO_MI | IESO | MISO_MI | Internal | Winter | B17 | 100 | 1840 | 1840 | 11.51 | 84.67 | 7 | 66.17
2025 | IESO_2_MISO_MI | IESO | MISO_MI | Internal | Winter | B18 | 400 | 1840 | 1840 | 11.51 | 77.97 | 7 | 59.46
2025 | IESO_2_MISO_MI | IESO | MISO_MI | Internal | Winter | B19 | 700 | 1840 | 1840 | 11.51 | 74.49 | 7 | 55.98
2025 | IESO_2_MISO_MI | IESO | MISO_MI | Internal | Winter | B20 | 935 | 1840 | 1840 | 11.51 | 69.01 | 7 | 50.5
2025 | IESO_2_MISO_W | IESO | MISO_W | Internal | Shoulder | B11 | 25 | 140 | 140 | 11.51 | 86.01 | 7 | 67.5
2025 | IESO_2_MISO_W | IESO | MISO_W | Internal | Shoulder | B12 | 200 | 140 | 140 | 11.51 | 70.27 | 7 | 51.76
2025 | IESO_2_MISO_W | IESO | MISO_W | Internal | Shoulder | B13 | 600 | 140 | 140 | 11.51 | 69.94 | 7 | 51.43
2025 | IESO_2_MISO_W | IESO | MISO_W | Internal | Shoulder | B14 | 900 | 140 | 140 | 11.51 | 67.39 | 7 | 48.88
2025 | IESO_2_MISO_W | IESO | MISO_W | Internal | Shoulder | B15 | 1203 | 140 | 140 | 11.51 | 65.39 | 7 | 46.88
2025 | IESO_2_MISO_W | IESO | MISO_W | Internal | Summer | B1 | 10 | 140 | 140 | 11.51 | 113.56 | 7 | 95.05
2025 | IESO_2_MISO_W | IESO | MISO_W | Internal | Summer | B2 | 25 | 140 | 140 | 11.51 | 112.1 | 7 | 93.59
2025 | IESO_2_MISO_W | IESO | MISO_W | Internal | Summer | B3 | 75 | 140 | 140 | 11.51 | 109.52 | 7 | 91.01
2025 | IESO_2_MISO_W | IESO | MISO_W | Internal | Summer | B4 | 100 | 140 | 140 | 11.51 | 108.42 | 7 | 89.91
2025 | IESO_2_MISO_W | IESO | MISO_W | Internal | Summer | B5 | 200 | 140 | 140 | 11.51 | 107.27 | 7 | 88.76
2025 | IESO_2_MISO_W | IESO | MISO_W | Internal | Summer | B6 | 300 | 140 | 140 | 11.51 | 88.54 | 7 | 70.04
2025 | IESO_2_MISO_W | IESO | MISO_W | Internal | Summer | B7 | 400 | 140 | 140 | 11.51 | 78.55 | 7 | 60.04
2025 | IESO_2_MISO_W | IESO | MISO_W | Internal | Summer | B8 | 500 | 140 | 140 | 11.51 | 68.17 | 7 | 49.67
2025 | IESO_2_MISO_W | IESO | MISO_W | Internal | Summer | B9 | 800 | 140 | 140 | 11.51 | 66.39 | 7 | 47.88
2025 | IESO_2_MISO_W | IESO | MISO_W | Internal | Summer | B10 | 1262 | 140 | 140 | 11.51 | 64.11 | 7 | 45.61
2025 | IESO_2_MISO_W | IESO | MISO_W | Internal | Winter | B16 | 25 | 140 | 140 | 11.51 | 68.56 | 7 | 50.05
2025 | IESO_2_MISO_W | IESO | MISO_W | Internal | Winter | B17 | 100 | 140 | 140 | 11.51 | 68.56 | 7 | 50.05
2025 | IESO_2_MISO_W | IESO | MISO_W | Internal | Winter | B18 | 400 | 140 | 140 | 11.51 | 70.84 | 7 | 52.33
2025 | IESO_2_MISO_W | IESO | MISO_W | Internal | Winter | B19 | 700 | 140 | 140 | 11.51 | 70.84 | 7 | 52.33
2025 | IESO_2_MISO_W | IESO | MISO_W | Internal | Winter | B20 | 935 | 140 | 140 | 11.51 | 68.53 | 7 | 50.03
2025 | IESO_2_NYISO_A-F | IESO | NYISO_A-F | Internal | Shoulder | B11 | 25 | 1725 | 1725 | 11.51 | 60.95 | 7 | 42.44
2025 | IESO_2_NYISO_A-F | IESO | NYISO_A-F | Internal | Shoulder | B12 | 200 | 1725 | 1725 | 11.51 | 66.17 | 7 | 47.66
2025 | IESO_2_NYISO_A-F | IESO | NYISO_A-F | Internal | Shoulder | B13 | 600 | 1725 | 1725 | 11.51 | 60.95 | 7 | 42.44
2025 | IESO_2_NYISO_A-F | IESO | NYISO_A-F | Internal | Shoulder | B14 | 900 | 1725 | 1725 | 11.51 | 60.93 | 7 | 42.42
2025 | IESO_2_NYISO_A-F | IESO | NYISO_A-F | Internal | Shoulder | B15 | 1203 | 1725 | 1725 | 11.51 | 60.93 | 7 | 42.42
2025 | IESO_2_NYISO_A-F | IESO | NYISO_A-F | Internal | Summer | B1 | 10 | 1725 | 1725 | 11.51 | 82.87 | 7 | 64.37
2025 | IESO_2_NYISO_A-F | IESO | NYISO_A-F | Internal | Summer | B2 | 25 | 1725 | 1725 | 11.51 | 98.07 | 7 | 79.56
2025 | IESO_2_NYISO_A-F | IESO | NYISO_A-F | Internal | Summer | B3 | 75 | 1725 | 1725 | 11.51 | 82.87 | 7 | 64.37
2025 | IESO_2_NYISO_A-F | IESO | NYISO_A-F | Internal | Summer | B4 | 100 | 1725 | 1725 | 11.51 | 82.87 | 7 | 64.37
2025 | IESO_2_NYISO_A-F | IESO | NYISO_A-F | Internal | Summer | B5 | 200 | 1725 | 1725 | 11.51 | 70.72 | 7 | 52.22
2025 | IESO_2_NYISO_A-F | IESO | NYISO_A-F | Internal | Summer | B6 | 300 | 1725 | 1725 | 11.51 | 65.6 | 7 | 47.09
2025 | IESO_2_NYISO_A-F | IESO | NYISO_A-F | Internal | Summer | B7 | 400 | 1725 | 1725 | 11.51 | 64.41 | 7 | 45.91
2025 | IESO_2_NYISO_A-F | IESO | NYISO_A-F | Internal | Summer | B8 | 500 | 1725 | 1725 | 11.51 | 62.96 | 7 | 44.46
2025 | IESO_2_NYISO_A-F | IESO | NYISO_A-F | Internal | Summer | B9 | 800 | 1725 | 1725 | 11.51 | 60.37 | 7 | 41.87
2025 | IESO_2_NYISO_A-F | IESO | NYISO_A-F | Internal | Summer | B10 | 1262 | 1725 | 1725 | 11.51 | 60.37 | 7 | 41.87
2025 | IESO_2_NYISO_A-F | IESO | NYISO_A-F | Internal | Winter | B16 | 25 | 1725 | 1725 | 11.51 | 68.97 | 7 | 50.47
2025 | IESO_2_NYISO_A-F | IESO | NYISO_A-F | Internal | Winter | B17 | 100 | 1725 | 1725 | 11.51 | 63 | 7 | 44.49
2025 | IESO_2_NYISO_A-F | IESO | NYISO_A-F | Internal | Winter | B18 | 400 | 1725 | 1725 | 11.51 | 63 | 7 | 44.49
2025 | IESO_2_NYISO_A-F | IESO | NYISO_A-F | Internal | Winter | B19 | 700 | 1725 | 1725 | 11.51 | 63 | 7 | 44.49
2025 | IESO_2_NYISO_A-F | IESO | NYISO_A-F | Internal | Winter | B20 | 935 | 1725 | 1725 | 11.51 | 63 | 7 | 44.49
2025 | MAPP_CA_2_MAPP_US | MAPP_CA | MAPP_US | Internal | Shoulder | B11 | 25 | 372 | 372 | 65.38 | 79.01 | 7 | 6.63
2025 | MAPP_CA_2_MAPP_US | MAPP_CA | MAPP_US | Internal | Shoulder | B12 | 200 | 372 | 0 | 65.38 | 63.27 | 7 | 0
2025 | MAPP_CA_2_MAPP_US | MAPP_CA | MAPP_US | Internal | Shoulder | B13 | 600 | 372 | 0 | 65.38 | 62.94 | 7 | 0
2025 | MAPP_CA_2_MAPP_US | MAPP_CA | MAPP_US | Internal | Shoulder | B14 | 900 | 372 | 0 | 65.38 | 60.39 | 7 | 0
2025 | MAPP_CA_2_MAPP_US | MAPP_CA | MAPP_US | Internal | Shoulder | B15 | 1203 | 372 | 0 | 65.38 | 58.39 | 7 | 0
2025 | MAPP_CA_2_MAPP_US | MAPP_CA | MAPP_US | Internal | Summer | B1 | 10 | 372 | 372 | 64.1 | 106.56 | 7 | 35.46
2025 | MAPP_CA_2_MAPP_US | MAPP_CA | MAPP_US | Internal | Summer | B2 | 25 | 372 | 372 | 64.1 | 105.1 | 7 | 34
2025 | MAPP_CA_2_MAPP_US | MAPP_CA | MAPP_US | Internal | Summer | B3 | 75 | 372 | 372 | 64.1 | 102.52 | 7 | 31.42
2025 | MAPP_CA_2_MAPP_US | MAPP_CA | MAPP_US | Internal | Summer | B4 | 100 | 372 | 372 | 64.1 | 101.42 | 7 | 30.32
2025 | MAPP_CA_2_MAPP_US | MAPP_CA | MAPP_US | Internal | Summer | B5 | 200 | 372 | 372 | 64.1 | 100.27 | 7 | 29.17
2025 | MAPP_CA_2_MAPP_US | MAPP_CA | MAPP_US | Internal | Summer | B6 | 300 | 372 | 372 | 64.1 | 81.54 | 7 | 10.44
2025 | MAPP_CA_2_MAPP_US | MAPP_CA | MAPP_US | Internal | Summer | B7 | 400 | 372 | 372 | 64.1 | 71.55 | 7 | 0.45
2025 | MAPP_CA_2_MAPP_US | MAPP_CA | MAPP_US | Internal | Summer | B8 | 500 | 372 | 0 | 64.1 | 61.17 | 7 | 0
2025 | MAPP_CA_2_MAPP_US | MAPP_CA | MAPP_US | Internal | Summer | B9 | 800 | 372 | 0 | 64.1 | 59.39 | 7 | 0
2025 | MAPP_CA_2_MAPP_US | MAPP_CA | MAPP_US | Internal | Summer | B10 | 1262 | 372 | 0 | 64.1 | 57.11 | 7 | 0
2025 | MAPP_CA_2_MAPP_US | MAPP_CA | MAPP_US | Internal | Winter | B16 | 25 | 372 | 0 | 68.55 | 61.56 | 7 | 0
2025 | MAPP_CA_2_MAPP_US | MAPP_CA | MAPP_US | Internal | Winter | B17 | 100 | 372 | 0 | 68.55 | 61.56 | 7 | 0
2025 | MAPP_CA_2_MAPP_US | MAPP_CA | MAPP_US | Internal | Winter | B18 | 400 | 372 | 0 | 69.99 | 63.84 | 7 | 0
2025 | MAPP_CA_2_MAPP_US | MAPP_CA | MAPP_US | Internal | Winter | B19 | 700 | 372 | 0 | 68.55 | 63.84 | 7 | 0
2025 | MAPP_CA_2_MAPP_US | MAPP_CA | MAPP_US | Internal | Winter | B20 | 935 | 372 | 0 | 68.55 | 61.53 | 7 | 0
2025 | MAPP_CA_2_MISO_W | MAPP_CA | MISO_W | Internal | Shoulder | B11 | 25 | 2196 | 2196 | 65.38 | 86.01 | 0.01 | 20.62
2025 | MAPP_CA_2_MISO_W | MAPP_CA | MISO_W | Internal | Shoulder | B12 | 200 | 2196 | 2196 | 65.38 | 70.27 | 0.01 | 4.88
2025 | MAPP_CA_2_MISO_W | MAPP_CA | MISO_W | Internal | Shoulder | B13 | 600 | 2196 | 2196 | 65.38 | 69.94 | 0.01 | 4.55
2025 | MAPP_CA_2_MISO_W | MAPP_CA | MISO_W | Internal | Shoulder | B14 | 900 | 2196 | 2196 | 65.38 | 67.39 | 0.01 | 2
2025 | MAPP_CA_2_MISO_W | MAPP_CA | MISO_W | Internal | Shoulder | B15 | 1203 | 2196 | 143.45 | 65.38 | 65.39 | 0.01 | 0
2025 | MAPP_CA_2_MISO_W | MAPP_CA | MISO_W | Internal | Summer | B1 | 10 | 2196 | 2196 | 64.1 | 113.56 | 0.01 | 49.45
2025 | MAPP_CA_2_MISO_W | MAPP_CA | MISO_W | Internal | Summer | B2 | 25 | 2196 | 2196 | 64.1 | 112.1 | 0.01 | 47.99
2025 | MAPP_CA_2_MISO_W | MAPP_CA | MISO_W | Internal | Summer | B3 | 75 | 2196 | 2196 | 64.1 | 109.52 | 0.01 | 45.4
2025 | MAPP_CA_2_MISO_W | MAPP_CA | MISO_W | Internal | Summer | B4 | 100 | 2196 | 2196 | 64.1 | 108.42 | 0.01 | 44.31
2025 | MAPP_CA_2_MISO_W | MAPP_CA | MISO_W | Internal | Summer | B5 | 200 | 2196 | 2196 | 64.1 | 107.27 | 0.01 | 43.16
2025 | MAPP_CA_2_MISO_W | MAPP_CA | MISO_W | Internal | Summer | B6 | 300 | 2196 | 2196 | 64.1 | 88.54 | 0.01 | 24.43
2025 | MAPP_CA_2_MISO_W | MAPP_CA | MISO_W | Internal | Summer | B7 | 400 | 2196 | 2196 | 64.1 | 78.55 | 0.01 | 14.44
2025 | MAPP_CA_2_MISO_W | MAPP_CA | MISO_W | Internal | Summer | B8 | 500 | 2196 | 2196 | 64.1 | 68.17 | 0.01 | 4.06
2025 | MAPP_CA_2_MISO_W | MAPP_CA | MISO_W | Internal | Summer | B9 | 800 | 2196 | 2196 | 64.1 | 66.39 | 0.01 | 2.27
2025 | MAPP_CA_2_MISO_W | MAPP_CA | MISO_W | Internal | Summer | B10 | 1262 | 2196 | 377.59 | 64.1 | 64.11 | 0.01 | 0
2025 | MAPP_CA_2_MISO_W | MAPP_CA | MISO_W | Internal | Winter | B16 | 25 | 2196 | 2135.03 | 68.55 | 68.56 | 0.01 | 0
2025 | MAPP_CA_2_MISO_W | MAPP_CA | MISO_W | Internal | Winter | B17 | 100 | 2196 | 1380.17 | 68.55 | 68.56 | 0.01 | 0
2025 | MAPP_CA_2_MISO_W | MAPP_CA | MISO_W | Internal | Winter | B18 | 400 | 2196 | 2196 | 69.99 | 70.84 | 0.01 | 0.83
2025 | MAPP_CA_2_MISO_W | MAPP_CA | MISO_W | Internal | Winter | B19 | 700 | 2196 | 2196 | 68.55 | 70.84 | 0.01 | 2.28
2025 | MAPP_CA_2_MISO_W | MAPP_CA | MISO_W | Internal | Winter | B20 | 935 | 2196 | 0 | 68.55 | 68.53 | 0.01 | 0
2025 | MAPP_US_2_MAPP_CA | MAPP_US | MAPP_CA | Internal | Shoulder | B11 | 25 | 165 | 0 | 79.01 | 65.38 | 7 | 0
2025 | MAPP_US_2_MAPP_CA | MAPP_US | MAPP_CA | Internal | Shoulder | B12 | 200 | 165 | 0 | 63.27 | 65.38 | 7 | 0
2025 | MAPP_US_2_MAPP_CA | MAPP_US | MAPP_CA | Internal | Shoulder | B13 | 600 | 165 | 0 | 62.94 | 65.38 | 7 | 0
2025 | MAPP_US_2_MAPP_CA | MAPP_US | MAPP_CA | Internal | Shoulder | B14 | 900 | 165 | 0 | 60.39 | 65.38 | 7 | 0
2025 | MAPP_US_2_MAPP_CA | MAPP_US | MAPP_CA | Internal | Shoulder | B15 | 1203 | 165 | 0 | 58.39 | 65.38 | 7 | 0
2025 | MAPP_US_2_MAPP_CA | MAPP_US | MAPP_CA | Internal | Summer | B1 | 10 | 165 | 0 | 106.56 | 64.1 | 7 | 0
2025 | MAPP_US_2_MAPP_CA | MAPP_US | MAPP_CA | Internal | Summer | B2 | 25 | 165 | 0 | 105.1 | 64.1 | 7 | 0
2025 | MAPP_US_2_MAPP_CA | MAPP_US | MAPP_CA | Internal | Summer | B3 | 75 | 165 | 0 | 102.52 | 64.1 | 7 | 0
2025 | MAPP_US_2_MAPP_CA | MAPP_US | MAPP_CA | Internal | Summer | B4 | 100 | 165 | 0 | 101.42 | 64.1 | 7 | 0
2025 | MAPP_US_2_MAPP_CA | MAPP_US | MAPP_CA | Internal | Summer | B5 | 200 | 165 | 0 | 100.27 | 64.1 | 7 | 0
2025 | MAPP_US_2_MAPP_CA | MAPP_US | MAPP_CA | Internal | Summer | B6 | 300 | 165 | 0 | 81.54 | 64.1 | 7 | 0
2025 | MAPP_US_2_MAPP_CA | MAPP_US | MAPP_CA | Internal | Summer | B7 | 400 | 165 | 0 | 71.55 | 64.1 | 7 | 0
2025 | MAPP_US_2_MAPP_CA | MAPP_US | MAPP_CA | Internal | Summer | B8 | 500 | 165 | 0 | 61.17 | 64.1 | 7 | 0
2025 | MAPP_US_2_MAPP_CA | MAPP_US | MAPP_CA | Internal | Summer | B9 | 800 | 165 | 0 | 59.39 | 64.1 | 7 | 0
2025 | MAPP_US_2_MAPP_CA | MAPP_US | MAPP_CA | Internal | Summer | B10 | 1262 | 165 | 0 | 57.11 | 64.1 | 7 | 0
2025 | MAPP_US_2_MAPP_CA | MAPP_US | MAPP_CA | Internal | Winter | B16 | 25 | 165 | 0 | 61.56 | 68.55 | 7 | 0
2025 | MAPP_US_2_MAPP_CA | MAPP_US | MAPP_CA | Internal | Winter | B17 | 100 | 165 | 0 | 61.56 | 68.55 | 7 | 0
2025 | MAPP_US_2_MAPP_CA | MAPP_US | MAPP_CA | Internal | Winter | B18 | 400 | 165 | 0 | 63.84 | 69.99 | 7 | 0
2025 | MAPP_US_2_MAPP_CA | MAPP_US | MAPP_CA | Internal | Winter | B19 | 700 | 165 | 0 | 63.84 | 68.55 | 7 | 0
2025 | MAPP_US_2_MAPP_CA | MAPP_US | MAPP_CA | Internal | Winter | B20 | 935 | 165 | 165 | 61.53 | 68.55 | 7 | 0.01
2025 | MAPP_US_2_MISO_W | MAPP_US | MISO_W | Internal | Shoulder | B11 | 25 | 2635 | 1870.58 | 79.01 | 86.01 | 7 | 0
2025 | MAPP_US_2_MISO_W | MAPP_US | MISO_W | Internal | Shoulder | B12 | 200 | 2635 | 1238.92 | 63.27 | 70.27 | 7 | 0
2025 | MAPP_US_2_MISO_W | MAPP_US | MISO_W | Internal | Shoulder | B13 | 600 | 2635 | 1576.52 | 62.94 | 69.94 | 7 | 0
2025 | MAPP_US_2_MISO_W | MAPP_US | MISO_W | Internal | Shoulder | B14 | 900 | 2635 | 1148.73 | 60.39 | 67.39 | 7 | 0
2025 | MAPP_US_2_MISO_W | MAPP_US | MISO_W | Internal | Shoulder | B15 | 1203 | 2635 | 1825.08 | 58.39 | 65.39 | 7 | 0
2025 | MAPP_US_2_MISO_W | MAPP_US | MISO_W | Internal | Summer | B1 | 10 | 2635 | 1331.1 | 106.56 | 113.56 | 7 | 0
2025 | MAPP_US_2_MISO_W | MAPP_US | MISO_W | Internal | Summer | B2 | 25 | 2635 | 1320 | 105.1 | 112.1 | 7 | 0
2025 | MAPP_US_2_MISO_W | MAPP_US | MISO_W | Internal | Summer | B3 | 75 | 2635 | 741.42 | 102.52 | 109.52 | 7 | 0
2025 | MAPP_US_2_MISO_W | MAPP_US | MISO_W | Internal | Summer | B4 | 100 | 2635 | 1046.48 | 101.42 | 108.42 | 7 | 0
2025 | MAPP_US_2_MISO_W | MAPP_US | MISO_W | Internal | Summer | B5 | 200 | 2635 | 1446.63 | 100.27 | 107.27 | 7 | 0
2025 | MAPP_US_2_MISO_W | MAPP_US | MISO_W | Internal | Summer | B6 | 300 | 2635 | 1170.16 | 81.54 | 88.54 | 7 | 0
2025 | MAPP_US_2_MISO_W | MAPP_US | MISO_W | Internal | Summer | B7 | 400 | 2635 | 1568.21 | 71.55 | 78.55 | 7 | 0
2025 | MAPP_US_2_MISO_W | MAPP_US | MISO_W | Internal | Summer | B8 | 500 | 2635 | 1134.45 | 61.17 | 68.17 | 7 | 0
2025 | MAPP_US_2_MISO_W | MAPP_US | MISO_W | Internal | Summer | B9 | 800 | 2635 | 535.18 | 59.39 | 66.39 | 7 | 0
2025 | MAPP_US_2_MISO_W | MAPP_US | MISO_W | Internal | Summer | B10 | 1262 | 2635 | 629.42 | 57.11 | 64.11 | 7 | 0
2025 | MAPP_US_2_MISO_W | MAPP_US | MISO_W | Internal | Winter | B16 | 25 | 2635 | 2439.01 | 61.56 | 68.56 | 7 | 0
2025 | MAPP_US_2_MISO_W | MAPP_US | MISO_W | Internal | Winter | B17 | 100 | 2635 | 1222.8 | 61.56 | 68.56 | 7 | 0
2025 | MAPP_US_2_MISO_W | MAPP_US | MISO_W | Internal | Winter | B18 | 400 | 2635 | 1881.12 | 63.84 | 70.84 | 7 | 0
2025 | MAPP_US_2_MISO_W | MAPP_US | MISO_W | Internal | Winter | B19 | 700 | 2635 | 1418.76 | 63.84 | 70.84 | 7 | 0
2025 | MAPP_US_2_MISO_W | MAPP_US | MISO_W | Internal | Winter | B20 | 935 | 2635 | 1693.49 | 61.53 | 68.53 | 7 | 0
2025 | MAPP_US_2_NE | MAPP_US | NE | Internal | Shoulder | B11 | 25 | 2000 | 1613.31 | 79.01 | 86.01 | 7 | 0
2025 | MAPP_US_2_NE | MAPP_US | NE | Internal | Shoulder | B12 | 200 | 2000 | 2000 | 63.27 | 71.45 | 7 | 1.18
2025 | MAPP_US_2_NE | MAPP_US | NE | Internal | Shoulder | B13 | 600 | 2000 | 1936.45 | 62.94 | 69.94 | 7 | 0
2025 | MAPP_US_2_NE | MAPP_US | NE | Internal | Shoulder | B14 | 900 | 2000 | 1300.37 | 60.39 | 67.39 | 7 | 0
2025 | MAPP_US_2_NE | MAPP_US | NE | Internal | Shoulder | B15 | 1203 | 2000 | 948.77 | 58.39 | 65.39 | 7 | 0
2025 | MAPP_US_2_NE | MAPP_US | NE | Internal | Summer | B1 | 10 | 2000 | 509.27 | 106.56 | 113.56 | 7 | 0
2025 | MAPP_US_2_NE | MAPP_US | NE | Internal | Summer | B2 | 25 | 2000 | 1546.57 | 105.1 | 112.1 | 7 | 0
2025 | MAPP_US_2_NE | MAPP_US | NE | Internal | Summer | B3 | 75 | 2000 | 2000 | 102.52 | 114 | 7 | 4.48
2025 | MAPP_US_2_NE | MAPP_US | NE | Internal | Summer | B4 | 100 | 2000 | 2000 | 101.42 | 108.82 | 7 | 0.4
2025 | MAPP_US_2_NE | MAPP_US | NE | Internal | Summer | B5 | 200 | 2000 | 1495.82 | 100.27 | 107.27 | 7 | 0
2025 | MAPP_US_2_NE | MAPP_US | NE | Internal | Summer | B6 | 300 | 2000 | 1350.8 | 81.54 | 88.54 | 7 | 0
2025 | MAPP_US_2_NE | MAPP_US | NE | Internal | Summer | B7 | 400 | 2000 | 1689.76 | 71.55 | 78.55 | 7 | 0
2025 | MAPP_US_2_NE | MAPP_US | NE | Internal | Summer | B8 | 500 | 2000 | 2000 | 61.17 | 69.45 | 7 | 1.28
2025 | MAPP_US_2_NE | MAPP_US | NE | Internal | Summer | B9 | 800 | 2000 | 2000 | 59.39 | 69.08 | 7 | 2.7
2025 | MAPP_US_2_NE | MAPP_US | NE | Internal | Summer | B10 | 1262 | 2000 | 2000 | 57.11 | 68.21 | 7 | 4.09
2025 | MAPP_US_2_NE | MAPP_US | NE | Internal | Winter | B16 | 25 | 2000 | 1623.51 | 61.56 | 68.56 | 7 | 0
2025 | MAPP_US_2_NE | MAPP_US | NE | Internal | Winter | B17 | 100 | 2000 | 1644.77 | 61.56 | 68.56 | 7 | 0
2025 | MAPP_US_2_NE | MAPP_US | NE | Internal | Winter | B18 | 400 | 2000 | 1661.43 | 63.84 | 70.84 | 7 | 0
2025 | MAPP_US_2_NE | MAPP_US | NE | Internal | Winter | B19 | 700 | 2000 | 1520.78 | 63.84 | 70.84 | 7 | 0
2025 | MAPP_US_2_NE | MAPP_US | NE | Internal | Winter | B20 | 935 | 2000 | 794.1 | 61.53 | 68.53 | 7 | 0
2025 | MARITIMES_2_NEISO | MARITIMES | NEISO | Internal | Shoulder | B11 | 25 | 99999 | 1400 | 57.94 | 57.95 | 0.01 | 0
2025 | MARITIMES_2_NEISO | MARITIMES | NEISO | Internal | Shoulder | B12 | 200 | 99999 | 1400 | 63.16 | 63.17 | 0.01 | 0
2025 | MARITIMES_2_NEISO | MARITIMES | NEISO | Internal | Shoulder | B13 | 600 | 99999 | 1400 | 57.94 | 57.95 | 0.01 | 0
2025 | MARITIMES_2_NEISO | MARITIMES | NEISO | Internal | Shoulder | B14 | 900 | 99999 | 1400 | 57.94 | 57.95 | 0.01 | 0
2025 | MARITIMES_2_NEISO | MARITIMES | NEISO | Internal | Shoulder | B15 | 1203 | 99999 | 426.43 | 57.94 | 57.95 | 0.01 | 0
2025 | MARITIMES_2_NEISO | MARITIMES | NEISO | Internal | Summer | B1 | 10 | 99999 | 1400.1 | 117.24 | 117.26 | 0.01 | 0
2025 | MARITIMES_2_NEISO | MARITIMES | NEISO | Internal | Summer | B2 | 25 | 99999 | 1400.1 | 101.06 | 101.07 | 0.01 | 0
2025 | MARITIMES_2_NEISO | MARITIMES | NEISO | Internal | Summer | B3 | 75 | 99999 | 1400 | 79.86 | 79.87 | 0.01 | 0
2025 | MARITIMES_2_NEISO | MARITIMES | NEISO | Internal | Summer | B4 | 100 | 99999 | 1400 | 78.89 | 78.9 | 0.01 | 0
2025 | MARITIMES_2_NEISO | MARITIMES | NEISO | Internal | Summer | B5 | 200 | 99999 | 1400 | 67.71 | 67.72 | 0.01 | 0
2025 | MARITIMES_2_NEISO | MARITIMES | NEISO | Internal | Summer | B6 | 300 | 99999 | 1400 | 62.58 | 62.6 | 0.01 | 0
2025 | MARITIMES_2_NEISO | MARITIMES | NEISO | Internal | Summer | B7 | 400 | 99999 | 1400 | 61.4 | 61.41 | 0.01 | 0
2025 | MARITIMES_2_NEISO | MARITIMES | NEISO | Internal | Summer | B8 | 500 | 99999 | 1400 | 59.98 | 59.99 | 0.01 | 0
2025 | MARITIMES_2_NEISO | MARITIMES | NEISO | Internal | Summer | B9 | 800 | 99999 | 1400 | 57.39 | 57.4 | 0.01 | 0
2025 | MARITIMES_2_NEISO | MARITIMES | NEISO | Internal | Summer | B10 | 1262 | 99999 | 236.13 | 57.39 | 57.4 | 0.01 | 0
2025 | MARITIMES_2_NEISO | MARITIMES | NEISO | Internal | Winter | B16 | 25 | 99999 | 1400 | 71.96 | 71.97 | 0.01 | 0
2025 | MARITIMES_2_NEISO | MARITIMES | NEISO | Internal | Winter | B17 | 100 | 99999 | 1400 | 65.66 | 65.67 | 0.01 | 0
2025 | MARITIMES_2_NEISO | MARITIMES | NEISO | Internal | Winter | B18 | 400 | 99999 | 1400 | 65.66 | 65.67 | 0.01 | 0
2025 | MARITIMES_2_NEISO | MARITIMES | NEISO | Internal | Winter | B19 | 700 | 99999 | 1400 | 65.66 | 65.67 | 0.01 | 0
2025 | MARITIMES_2_NEISO | MARITIMES | NEISO | Internal | Winter | B20 | 935 | 99999 | 475.94 | 65.66 | 65.67 | 0.01 | 0
2025 | MISO_IN_2_MISO_MI | MISO_IN | MISO_MI | Internal | Shoulder | B11 | 25 | 5021 | 595.11 | 92.31 | 92.32 | 0.01 | 0
2025 | MISO_IN_2_MISO_MI | MISO_IN | MISO_MI | Internal | Shoulder | B12 | 200 | 5021 | 3197.63 | 78.15 | 78.16 | 0.01 | 0
2025 | MISO_IN_2_MISO_MI | MISO_IN | MISO_MI | Internal | Shoulder | B13 | 600 | 5021 | 2583.71 | 74.89 | 74.9 | 0.01 | 0
2025 | MISO_IN_2_MISO_MI | MISO_IN | MISO_MI | Internal | Shoulder | B14 | 900 | 5021 | 2338.96 | 71.95 | 71.96 | 0.01 | 0
2025 | MISO_IN_2_MISO_MI | MISO_IN | MISO_MI | Internal | Shoulder | B15 | 1203 | 5021 | 2489.05 | 66.95 | 66.96 | 0.01 | 0
2025 | MISO_IN_2_MISO_MI | MISO_IN | MISO_MI | Internal | Summer | B1 | 10 | 5021 | 419.31 | 114.05 | 114.06 | 0.01 | 0
2025 | MISO_IN_2_MISO_MI | MISO_IN | MISO_MI | Internal | Summer | B2 | 25 | 5021 | 1474.55 | 113.05 | 113.06 | 0.01 | 0
2025 | MISO_IN_2_MISO_MI | MISO_IN | MISO_MI | Internal | Summer | B3 | 75 | 5021 | 0 | 108.49 | 108.48 | 0.01 | 0
2025 | MISO_IN_2_MISO_MI | MISO_IN | MISO_MI | Internal | Summer | B4 | 100 | 5021 | 1436.55 | 108.42 | 108.43 | 0.01 | 0
2025 | MISO_IN_2_MISO_MI | MISO_IN | MISO_MI | Internal | Summer | B5 | 200 | 5021 | 700.86 | 107.27 | 107.28 | 0.01 | 0
2025 | MISO_IN_2_MISO_MI | MISO_IN | MISO_MI | Internal | Summer | B6 | 300 | 5021 | 1021.87 | 88.54 | 88.56 | 0.01 | 0
2025 | MISO_IN_2_MISO_MI | MISO_IN | MISO_MI | Internal | Summer | B7 | 400 | 5021 | 2873.1 | 78.55 | 78.56 | 0.01 | 0
2025 | MISO_IN_2_MISO_MI | MISO_IN | MISO_MI | Internal | Summer | B8 | 500 | 5021 | 2987.58 | 70.91 | 70.92 | 0.01 | 0
2025 | MISO_IN_2_MISO_MI | MISO_IN | MISO_MI | Internal | Summer | B9 | 800 | 5021 | 3242.24 | 66.39 | 66.4 | 0.01 | 0
2025 | MISO_IN_2_MISO_MI | MISO_IN | MISO_MI | Internal | Summer | B10 | 1262 | 5021 | 4881.74 | 64.12 | 64.14 | 0.01 | 0
2025 | MISO_IN_2_MISO_MI | MISO_IN | MISO_MI | Internal | Winter | B16 | 25 | 5021 | 1003.35 | 95.07 | 95.08 | 0.01 | 0
2025 | MISO_IN_2_MISO_MI | MISO_IN | MISO_MI | Internal | Winter | B17 | 100 | 5021 | 3724.67 | 84.66 | 84.67 | 0.01 | 0
2025 | MISO_IN_2_MISO_MI | MISO_IN | MISO_MI | Internal | Winter | B18 | 400 | 5021 | 2974.65 | 77.96 | 77.97 | 0.01 | 0
2025 | MISO_IN_2_MISO_MI | MISO_IN | MISO_MI | Internal | Winter | B19 | 700 | 5021 | 1503.87 | 74.48 | 74.49 | 0.01 | 0
2025 | MISO_IN_2_MISO_MI | MISO_IN | MISO_MI | Internal | Winter | B20 | 935 | 5021 | 2519.18 | 69 | 69.01 | 0.01 | 0
2025 | MISO_IN_2_MISO_MO-IL | MISO_IN | MISO_MO-IL | Internal | Shoulder | B11 | 25 | 5533 | 1816.24 | 92.31 | 92.32 | 0.01 | 0
2025 | MISO_IN_2_MISO_MO-IL | MISO_IN | MISO_MO-IL | Internal | Shoulder | B12 | 200 | 5533 | 256.16 | 78.15 | 78.16 | 0.01 | 0
2025 | MISO_IN_2_MISO_MO-IL | MISO_IN | MISO_MO-IL | Internal | Shoulder | B13 | 600 | 5533 | 1588.2 | 74.89 | 74.9 | 0.01 | 0
2025 | MISO_IN_2_MISO_MO-IL | MISO_IN | MISO_MO-IL | Internal | Shoulder | B14 | 900 | 5533 | 1987.74 | 71.95 | 71.96 | 0.01 | 0
2025 | MISO_IN_2_MISO_MO-IL | MISO_IN | MISO_MO-IL | Internal | Shoulder | B15 | 1203 | 5533 | 1752.56 | 66.95 | 66.96 | 0.01 | 0
2025 | MISO_IN_2_MISO_MO-IL | MISO_IN | MISO_MO-IL | Internal | Summer | B1 | 10 | 5533 | 5533 | 114.05 | 117.26 | 0.01 | 3.2
2025 | MISO_IN_2_MISO_MO-IL | MISO_IN | MISO_MO-IL | Internal | Summer | B2 | 25 | 5533 | 2223.7 | 113.05 | 113.06 | 0.01 | 0
2025 | MISO_IN_2_MISO_MO-IL | MISO_IN | MISO_MO-IL | Internal | Summer | B3 | 75 | 5533 | 5533 | 108.49 | 109.53 | 0.01 | 1.02
2025 | MISO_IN_2_MISO_MO-IL | MISO_IN | MISO_MO-IL | Internal | Summer | B4 | 100 | 5533 | 4708.77 | 108.42 | 108.43 | 0.01 | 0
2025 | MISO_IN_2_MISO_MO-IL | MISO_IN | MISO_MO-IL | Internal | Summer | B5 | 200 | 5533 | 3948.65 | 107.27 | 107.28 | 0.01 | 0
2025 | MISO_IN_2_MISO_MO-IL | MISO_IN | MISO_MO-IL | Internal | Summer | B6 | 300 | 5533 | 4043.05 | 88.54 | 88.56 | 0.01 | 0
2025 | MISO_IN_2_MISO_MO-IL | MISO_IN | MISO_MO-IL | Internal | Summer | B7 | 400 | 5533 | 3156.29 | 78.55 | 78.56 | 0.01 | 0
2025 | MISO_IN_2_MISO_MO-IL | MISO_IN | MISO_MO-IL | Internal | Summer | B8 | 500 | 5533 | 3329.51 | 70.91 | 70.92 | 0.01 | 0
2025 | MISO_IN_2_MISO_MO-IL | MISO_IN | MISO_MO-IL | Internal | Summer | B9 | 800 | 5533 | 3393.98 | 66.39 | 66.4 | 0.01 | 0
2025 | MISO_IN_2_MISO_MO-IL | MISO_IN | MISO_MO-IL | Internal | Summer | B10 | 1262 | 5533 | 2817.82 | 64.12 | 64.14 | 0.01 | 0
2025 | MISO_IN_2_MISO_MO-IL | MISO_IN | MISO_MO-IL | Internal | Winter | B16 | 25 | 5533 | 1392.42 | 95.07 | 95.08 | 0.01 | 0
2025 | MISO_IN_2_MISO_MO-IL | MISO_IN | MISO_MO-IL | Internal | Winter | B17 | 100 | 5533 | 411.29 | 84.66 | 84.67 | 0.01 | 0
2025 | MISO_IN_2_MISO_MO-IL | MISO_IN | MISO_MO-IL | Internal | Winter | B18 | 400 | 5533 | 1872.22 | 77.96 | 77.97 | 0.01 | 0
2025 | MISO_IN_2_MISO_MO-IL | MISO_IN | MISO_MO-IL | Internal | Winter | B19 | 700 | 5533 | 2738.93 | 74.48 | 74.49 | 0.01 | 0
2025 | MISO_IN_2_MISO_MO-IL | MISO_IN | MISO_MO-IL | Internal | Winter | B20 | 935 | 5533 | 2658.66 | 69 | 69.01 | 0.01 | 0
2025 | MISO_IN_2_NonRTO_Midwest | MISO_IN | NonRTO_Midwest | Internal | Shoulder | B11 | 25 | 4800 | 1412.84 | 92.31 | 100.31 | 8 | 0
2025 | MISO_IN_2_NonRTO_Midwest | MISO_IN | NonRTO_Midwest | Internal | Shoulder | B12 | 200 | 4800 | 769.33 | 78.15 | 86.15 | 8 | 0
2025 | MISO_IN_2_NonRTO_Midwest | MISO_IN | NonRTO_Midwest | Internal | Shoulder | B13 | 600 | 4800 | 780.25 | 74.89 | 82.89 | 8 | 0
2025 | MISO_IN_2_NonRTO_Midwest | MISO_IN | NonRTO_Midwest | Internal | Shoulder | B14 | 900 | 4800 | 1008.95 | 71.95 | 79.95 | 8 | 0
2025 | MISO_IN_2_NonRTO_Midwest | MISO_IN | NonRTO_Midwest | Internal | Shoulder | B15 | 1203 | 4800 | 242.56 | 66.95 | 74.95 | 8 | 0
2025 | MISO_IN_2_NonRTO_Midwest | MISO_IN | NonRTO_Midwest | Internal | Summer | B1 | 10 | 4800 | 0 | 114.05 | 117.26 | 8 | 0
2025 | MISO_IN_2_NonRTO_Midwest | MISO_IN | NonRTO_Midwest | Internal | Summer | B2 | 25 | 4800 | 0 | 113.05 | 116.42 | 8 | 0
2025 | MISO_IN_2_NonRTO_Midwest | MISO_IN | NonRTO_Midwest | Internal | Summer | B3 | 75 | 4800 | 0 | 108.49 | 116.42 | 8 | 0
2025 | MISO_IN_2_NonRTO_Midwest | MISO_IN | NonRTO_Midwest | Internal | Summer | B4 | 100 | 4800 | 2.72 | 108.42 | 116.42 | 8 | 0
2025 | MISO_IN_2_NonRTO_Midwest | MISO_IN | NonRTO_Midwest | Internal | Summer | B5 | 200 | 4800 | 1536.37 | 107.27 | 115.27 | 8 | 0
2025 | MISO_IN_2_NonRTO_Midwest | MISO_IN | NonRTO_Midwest | Internal | Summer | B6 | 300 | 4800 | 1107.56 | 88.54 | 96.54 | 8 | 0
2025 | MISO_IN_2_NonRTO_Midwest | MISO_IN | NonRTO_Midwest | Internal | Summer | B7 | 400 | 4800 | 480.01 | 78.55 | 86.55 | 8 | 0
2025 | MISO_IN_2_NonRTO_Midwest | MISO_IN | NonRTO_Midwest | Internal | Summer | B8 | 500 | 4800 | 1549.37 | 70.91 | 78.91 | 8 | 0
2025 | MISO_IN_2_NonRTO_Midwest | MISO_IN | NonRTO_Midwest | Internal | Summer | B9 | 800 | 4800 | 975.16 | 66.39 | 74.39 | 8 | 0
2025 | MISO_IN_2_NonRTO_Midwest | MISO_IN | NonRTO_Midwest | Internal | Summer | B10 | 1262 | 4800 | 0 | 64.12 | 69.48 | 8 | 0
2025 | MISO_IN_2_NonRTO_Midwest | MISO_IN | NonRTO_Midwest | Internal | Winter | B16 | 25 | 4800 | 2991.06 | 95.07 | 103.07 | 8 | 0
2025 | MISO_IN_2_NonRTO_Midwest | MISO_IN | NonRTO_Midwest | Internal | Winter | B17 | 100 | 4800 | 1949.05 | 84.66 | 92.66 | 8 | 0
2025 | MISO_IN_2_NonRTO_Midwest | MISO_IN | NonRTO_Midwest | Internal | Winter | B18 | 400 | 4800 | 1293.23 | 77.96 | 85.96 | 8 | 0
2025 | MISO_IN_2_NonRTO_Midwest | MISO_IN | NonRTO_Midwest | Internal | Winter | B19 | 700 | 4800 | 1749.27 | 74.48 | 82.48 | 8 | 0
2025 | MISO_IN_2_NonRTO_Midwest | MISO_IN | NonRTO_Midwest | Internal | Winter | B20 | 935 | 4800 | 1366.65 | 69 | 77 | 8 | 0
2025 | MISO_IN_2_PJM_ROR | MISO_IN | PJM_ROR | Internal | Shoulder | B11 | 25 | 992 | 992 | 92.31 | 94.32 | 2 | 0.01
2025 | MISO_IN_2_PJM_ROR | MISO_IN | PJM_ROR | Internal | Shoulder | B12 | 200 | 992 | 992 | 78.15 | 80.16 | 2 | 0.01
2025 | MISO_IN_2_PJM_ROR | MISO_IN | PJM_ROR | Internal | Shoulder | B13 | 600 | 992 | 0 | 74.89 | 75.68 | 2 | 0
2025 | MISO_IN_2_PJM_ROR | MISO_IN | PJM_ROR | Internal | Shoulder | B14 | 900 | 992 | 0 | 71.95 | 73.69 | 2 | 0
2025 | MISO_IN_2_PJM_ROR | MISO_IN | PJM_ROR | Internal | Shoulder | B15 | 1203 | 992 | 992 | 66.95 | 68.96 | 2 | 0.01
2025 | MISO_IN_2_PJM_ROR | MISO_IN | PJM_ROR | Internal | Summer | B1 | 10 | 992 | 992 | 114.05 | 128.26 | 2 | 12.21
2025 | MISO_IN_2_PJM_ROR | MISO_IN | PJM_ROR | Internal | Summer | B2 | 25 | 992 | 992 | 113.05 | 115.06 | 2 | 0.01
2025 | MISO_IN_2_PJM_ROR | MISO_IN | PJM_ROR | Internal | Summer | B3 | 75 | 992 | 0 | 108.49 | 109.27 | 2 | 0
2025 | MISO_IN_2_PJM_ROR | MISO_IN | PJM_ROR | Internal | Summer | B4 | 100 | 992 | 0 | 108.42 | 109.27 | 2 | 0
2025 | MISO_IN_2_PJM_ROR | MISO_IN | PJM_ROR | Internal | Summer | B5 | 200 | 992 | 171.81 | 107.27 | 109.27 | 2 | 0
2025 | MISO_IN_2_PJM_ROR | MISO_IN | PJM_ROR | Internal | Summer | B6 | 300 | 992 | 992 | 88.54 | 90.56 | 2 | 0.01
2025 | MISO_IN_2_PJM_ROR | MISO_IN | PJM_ROR | Internal | Summer | B7 | 400 | 992 | 992 | 78.55 | 80.56 | 2 | 0.01
2025 | MISO_IN_2_PJM_ROR | MISO_IN | PJM_ROR | Internal | Summer | B8 | 500 | 992 | 0 | 70.91 | 72.44 | 2 | 0
2025 | MISO_IN_2_PJM_ROR | MISO_IN | PJM_ROR | Internal | Summer | B9 | 800 | 992 | 871.76 | 66.39 | 68.39 | 2 | 0
2025 | MISO_IN_2_PJM_ROR | MISO_IN | PJM_ROR | Internal | Summer | B10 | 1262 | 992 | 992 | 64.12 | 66.14 | 2 | 0.01
2025 | MISO_IN_2_PJM_ROR | MISO_IN | PJM_ROR | Internal | Winter | B16 | 25 | 992 | 992 | 95.07 | 97.08 | 2 | 0.01
2025 | MISO_IN_2_PJM_ROR | MISO_IN | PJM_ROR | Internal | Winter | B17 | 100 | 992 | 992 | 84.66 | 88.67 | 2 | 2.01
2025 | MISO_IN_2_PJM_ROR | MISO_IN | PJM_ROR | Internal | Winter | B18 | 400 | 992 | 992 | 77.96 | 79.97 | 2 | 0.01
2025 | MISO_IN_2_PJM_ROR | MISO_IN | PJM_ROR | Internal | Winter | B19 | 700 | 992 | 992 | 74.48 | 76.49 | 2 | 0.01
2025 | MISO_IN_2_PJM_ROR | MISO_IN | PJM_ROR | Internal | Winter | B20 | 935 | 992 | 992 | 69 | 71.01 | 2 | 0.01
2025 | MISO_MI_2_MISO_IN | MISO_MI | MISO_IN | Internal | Shoulder | B11 | 25 | 2066 | 0 | 92.32 | 92.31 | 0.01 | 0
2025 | MISO_MI_2_MISO_IN | MISO_MI | MISO_IN | Internal | Shoulder | B12 | 200 | 2066 | 0 | 78.16 | 78.15 | 0.01 | 0
2025 | MISO_MI_2_MISO_IN | MISO_MI | MISO_IN | Internal | Shoulder | B13 | 600 | 2066 | 0 | 74.9 | 74.89 | 0.01 | 0
2025 | MISO_MI_2_MISO_IN | MISO_MI | MISO_IN | Internal | Shoulder | B14 | 900 | 2066 | 0 | 71.96 | 71.95 | 0.01 | 0
2025 | MISO_MI_2_MISO_IN | MISO_MI | MISO_IN | Internal | Shoulder | B15 | 1203 | 2066 | 0 | 66.96 | 66.95 | 0.01 | 0
2025 | MISO_MI_2_MISO_IN | MISO_MI | MISO_IN | Internal | Summer | B1 | 10 | 2066 | 0 | 114.06 | 114.05 | 0.01 | 0
2025 | MISO_MI_2_MISO_IN | MISO_MI | MISO_IN | Internal | Summer | B2 | 25 | 2066 | 0 | 113.06 | 113.05 | 0.01 | 0
2025 | MISO_MI_2_MISO_IN | MISO_MI | MISO_IN | Internal | Summer | B3 | 75 | 2066 | 85.37 | 108.48 | 108.49 | 0.01 | 0
2025 | MISO_MI_2_MISO_IN | MISO_MI | MISO_IN | Internal | Summer | B4 | 100 | 2066 | 0 | 108.43 | 108.42 | 0.01 | 0
2025 | MISO_MI_2_MISO_IN | MISO_MI | MISO_IN | Internal | Summer | B5 | 200 | 2066 | 0 | 107.28 | 107.27 | 0.01 | 0
2025 | MISO_MI_2_MISO_IN | MISO_MI | MISO_IN | Internal | Summer | B6 | 300 | 2066 | 0 | 88.56 | 88.54 | 0.01 | 0
2025 | MISO_MI_2_MISO_IN | MISO_MI | MISO_IN | Internal | Summer | B7 | 400 | 2066 | 0 | 78.56 | 78.55 | 0.01 | 0
2025 | MISO_MI_2_MISO_IN | MISO_MI | MISO_IN | Internal | Summer | B8 | 500 | 2066 | 0 | 70.92 | 70.91 | 0.01 | 0
2025 | MISO_MI_2_MISO_IN | MISO_MI | MISO_IN | Internal | Summer | B9 | 800 | 2066 | 0 | 66.4 | 66.39 | 0.01 | 0
2025 | MISO_MI_2_MISO_IN | MISO_MI | MISO_IN | Internal | Summer | B10 | 1262 | 2066 | 0 | 64.14 | 64.12 | 0.01 | 0
2025 | MISO_MI_2_MISO_IN | MISO_MI | MISO_IN | Internal | Winter | B16 | 25 | 2066 | 0 | 95.08 | 95.07 | 0.01 | 0
2025 | MISO_MI_2_MISO_IN | MISO_MI | MISO_IN | Internal | Winter | B17 | 100 | 2066 | 0 | 84.67 | 84.66 | 0.01 | 0
2025 | MISO_MI_2_MISO_IN | MISO_MI | MISO_IN | Internal | Winter | B18 | 400 | 2066 | 0 | 77.97 | 77.96 | 0.01 | 0
2025 | MISO_MI_2_MISO_IN | MISO_MI | MISO_IN | Internal | Winter | B19 | 700 | 2066 | 0 | 74.49 | 74.48 | 0.01 | 0
2025 | MISO_MI_2_MISO_IN | MISO_MI | MISO_IN | Internal | Winter | B20 | 935 | 2066 | 0 | 69.01 | 69 | 0.01 | 0
2025 | MISO_MI_2_MISO_WUMS | MISO_MI | MISO_WUMS | Internal | Shoulder | B11 | 25 | 1440 | 0 | 92.32 | 86.02 | 0.01 | 0
2025 | MISO_MI_2_MISO_WUMS | MISO_MI | MISO_WUMS | Internal | Shoulder | B12 | 200 | 1440 | 0 | 78.16 | 70.28 | 0.01 | 0
2025 | MISO_MI_2_MISO_WUMS | MISO_MI | MISO_WUMS | Internal | Shoulder | B13 | 600 | 1440 | 0 | 74.9 | 69.95 | 0.01 | 0
2025 | MISO_MI_2_MISO_WUMS | MISO_MI | MISO_WUMS | Internal | Shoulder | B14 | 900 | 1440 | 0 | 71.96 | 67.4 | 0.01 | 0
2025 | MISO_MI_2_MISO_WUMS | MISO_MI | MISO_WUMS | Internal | Shoulder | B15 | 1203 | 1440 | 0 | 66.96 | 65.4 | 0.01 | 0
2025 | MISO_MI_2_MISO_WUMS | MISO_MI | MISO_WUMS | Internal | Summer | B1 | 10 | 1440 | 0 | 114.06 | 113.55 | 0.01 | 0
2025 | MISO_MI_2_MISO_WUMS | MISO_MI | MISO_WUMS | Internal | Summer | B2 | 25 | 1440 | 0 | 113.06 | 112.11 | 0.01 | 0
2025 | MISO_MI_2_MISO_WUMS | MISO_MI | MISO_WUMS | Internal | Summer | B3 | 75 | 1440 | 0 | 108.48 | 107.27 | 0.01 | 0
2025 | MISO_MI_2_MISO_WUMS | MISO_MI | MISO_WUMS | Internal | Summer | B4 | 100 | 1440 | 0 | 108.43 | 107.27 | 0.01 | 0
2025 | MISO_MI_2_MISO_WUMS | MISO_MI | MISO_WUMS | Internal | Summer | B5 | 200 | 1440 | 0 | 107.28 | 107.26 | 0.01 | 0
2025 | MISO_MI_2_MISO_WUMS | MISO_MI | MISO_WUMS | Internal | Summer | B6 | 300 | 1440 | 0 | 88.56 | 88.53 | 0.01 | 0
2025 | MISO_MI_2_MISO_WUMS | MISO_MI | MISO_WUMS | Internal | Summer | B7 | 400 | 1440 | 0 | 78.56 | 78.54 | 0.01 | 0
2025 | MISO_MI_2_MISO_WUMS | MISO_MI | MISO_WUMS | Internal | Summer | B8 | 500 | 1440 | 0 | 70.92 | 68.16 | 0.01 | 0
2025 | MISO_MI_2_MISO_WUMS | MISO_MI | MISO_WUMS | Internal | Summer | B9 | 800 | 1440 | 0 | 66.4 | 66.37 | 0.01 | 0
2025 | MISO_MI_2_MISO_WUMS | MISO_MI | MISO_WUMS | Internal | Summer | B10 | 1262 | 1440 | 0 | 64.14 | 64.12 | 0.01 | 0
2025 | MISO_MI_2_MISO_WUMS | MISO_MI | MISO_WUMS | Internal | Winter | B16 | 25 | 1440 | 0 | 95.08 | 70.17 | 0.01 | 0
2025 | MISO_MI_2_MISO_WUMS | MISO_MI | MISO_WUMS | Internal | Winter | B17 | 100 | 1440 | 0 | 84.67 | 70.17 | 0.01 | 0
2025 | MISO_MI_2_MISO_WUMS | MISO_MI | MISO_WUMS | Internal | Winter | B18 | 400 | 1440 | 0 | 77.97 | 70.85 | 0.01 | 0
2025 | MISO_MI_2_MISO_WUMS | MISO_MI | MISO_WUMS | Internal | Winter | B19 | 700 | 1440 | 0 | 74.49 | 70.85 | 0.01 | 0
2025 | MISO_MI_2_MISO_WUMS | MISO_MI | MISO_WUMS | Internal | Winter | B20 | 935 | 1440 | 0 | 69.01 | 68.55 | 0.01 | 0
2025 | MISO_MI_2_PJM_ROR | MISO_MI | PJM_ROR | Internal | Shoulder | B11 | 25 | 1424 | 835.38 | 92.32 | 94.32 | 2 | 0
2025 | MISO_MI_2_PJM_ROR | MISO_MI | PJM_ROR | Internal | Shoulder | B12 | 200 | 1424 | 306.45 | 78.16 | 80.16 | 2 | 0
2025 | MISO_MI_2_PJM_ROR | MISO_MI | PJM_ROR | Internal | Shoulder | B13 | 600 | 1424 | 0 | 74.9 | 75.68 | 2 | 0
2025 | MISO_MI_2_PJM_ROR | MISO_MI | PJM_ROR | Internal | Shoulder | B14 | 900 | 1424 | 0 | 71.96 | 73.69 | 2 | 0
2025 | MISO_MI_2_PJM_ROR | MISO_MI | PJM_ROR | Internal | Shoulder | B15 | 1203 | 1424 | 98.93 | 66.96 | 68.96 | 2 | 0
2025 | MISO_MI_2_PJM_ROR | MISO_MI | PJM_ROR | Internal | Summer | B1 | 10 | 1424 | 1424 | 114.06 | 128.26 | 2 | 12.2
2025 | MISO_MI_2_PJM_ROR | MISO_MI | PJM_ROR | Internal | Summer | B2 | 25 | 1424 | 477.29 | 113.06 | 115.06 | 2 | 0
2025 | MISO_MI_2_PJM_ROR | MISO_MI | PJM_ROR | Internal | Summer | B3 | 75 | 1424 | 0 | 108.48 | 109.27 | 2 | 0
2025 | MISO_MI_2_PJM_ROR | MISO_MI | PJM_ROR | Internal | Summer | B4 | 100 | 1424 | 0 | 108.43 | 109.27 | 2 | 0
2025 | MISO_MI_2_PJM_ROR | MISO_MI | PJM_ROR | Internal | Summer | B5 | 200 | 1424 | 0 | 107.28 | 109.27 | 2 | 0
2025 | MISO_MI_2_PJM_ROR | MISO_MI | PJM_ROR | Internal | Summer | B6 | 300 | 1424 | 998.2 | 88.56 | 90.56 | 2 | 0
2025 | MISO_MI_2_PJM_ROR | MISO_MI | PJM_ROR | Internal | Summer | B7 | 400 | 1424 | 76.5 | 78.56 | 80.56 | 2 | 0
2025 | MISO_MI_2_PJM_ROR | MISO_MI | PJM_ROR | Internal | Summer | B8 | 500 | 1424 | 0 | 70.92 | 72.44 | 2 | 0
2025 | MISO_MI_2_PJM_ROR | MISO_MI | PJM_ROR | Internal | Summer | B9 | 800 | 1424 | 0 | 66.4 | 68.39 | 2 | 0
2025 | MISO_MI_2_PJM_ROR | MISO_MI | PJM_ROR | Internal | Summer | B10 | 1262 | 1424 | 474.48 | 64.14 | 66.14 | 2 | 0
2025 | MISO_MI_2_PJM_ROR | MISO_MI | PJM_ROR | Internal | Winter | B16 | 25 | 1424 | 1403.06 | 95.08 | 97.08 | 2 | 0
2025 | MISO_MI_2_PJM_ROR | MISO_MI | PJM_ROR | Internal | Winter | B17 | 100 | 1424 | 1424 | 84.67 | 88.67 | 2 | 2
2025 | MISO_MI_2_PJM_ROR | MISO_MI | PJM_ROR | Internal | Winter | B18 | 400 | 1424 | 1123.99 | 77.97 | 79.97 | 2 | 0
2025 | MISO_MI_2_PJM_ROR | MISO_MI | PJM_ROR | Internal | Winter | B19 | 700 | 1424 | 356.36 | 74.49 | 76.49 | 2 | 0
2025 | MISO_MI_2_PJM_ROR | MISO_MI | PJM_ROR | Internal | Winter | B20 | 935 | 1424 | 422.99 | 69.01 | 71.01 | 2 | 0
2025 | MISO_MO-IL_2_ENT | MISO_MO-IL | ENT | Internal | Shoulder | B11 | 25 | 2540 | 0 | 92.32 | 92.32 | 8 | 0
2025 | MISO_MO-IL_2_ENT | MISO_MO-IL | ENT | Internal | Shoulder | B12 | 200 | 2540 | 0 | 78.16 | 73.68 | 8 | 0
2025 | MISO_MO-IL_2_ENT | MISO_MO-IL | ENT | Internal | Shoulder | B13 | 600 | 2540 | 0 | 74.9 | 73.14 | 8 | 0
2025 | MISO_MO-IL_2_ENT | MISO_MO-IL | ENT | Internal | Shoulder | B14 | 900 | 2540 | 0 | 71.96 | 72.4 | 8 | 0
2025 | MISO_MO-IL_2_ENT | MISO_MO-IL | ENT | Internal | Shoulder | B15 | 1203 | 2540 | 0 | 66.96 | 70.69 | 8 | 0
2025 | MISO_MO-IL_2_ENT | MISO_MO-IL | ENT | Internal | Summer | B1 | 10 | 2540 | 0 | 117.26 | 117.69 | 8 | 0
2025 | MISO_MO-IL_2_ENT | MISO_MO-IL | ENT | Internal | Summer | B2 | 25 | 2540 | 0 | 113.06 | 113.06 | 8 | 0
2025 | MISO_MO-IL_2_ENT | MISO_MO-IL | ENT | Internal | Summer | B3 | 75 | 2540 | 0 | 109.53 | 110.06 | 8 | 0
2025 | MISO_MO-IL_2_ENT | MISO_MO-IL | ENT | Internal | Summer | B4 | 100 | 2540 | 0 | 108.43 | 110.06 | 8 | 0
2025 | MISO_MO-IL_2_ENT | MISO_MO-IL | ENT | Internal | Summer | B5 | 200 | 2540 | 0 | 107.28 | 110.06 | 8 | 0
2025 | MISO_MO-IL_2_ENT | MISO_MO-IL | ENT | Internal | Summer | B6 | 300 | 2540 | 0 | 88.56 | 88.56 | 8 | 0
2025 | MISO_MO-IL_2_ENT | MISO_MO-IL | ENT | Internal | Summer | B7 | 400 | 2540 | 0 | 78.56 | 78.31 | 8 | 0
2025 | MISO_MO-IL_2_ENT | MISO_MO-IL | ENT | Internal | Summer | B8 | 500 | 2540 | 0 | 70.92 | 72.16 | 8 | 0
2025 | MISO_MO-IL_2_ENT | MISO_MO-IL | ENT | Internal | Summer | B9 | 800 | 2540 | 0 | 66.4 | 71.63 | 8 | 0
2025 | MISO_MO-IL_2_ENT | MISO_MO-IL | ENT | Internal | Summer | B10 | 1262 | 2540 | 0 | 64.14 | 69.24 | 8 | 0
2025 | MISO_MO-IL_2_ENT | MISO_MO-IL | ENT | Internal | Winter | B16 | 25 | 2540 | 0 | 95.08 | 87.08 | 8 | 0
2025 | MISO_MO-IL_2_ENT | MISO_MO-IL | ENT | Internal | Winter | B17 | 100 | 2540 | 0 | 84.67 | 76.67 | 8 | 0
2025 | MISO_MO-IL_2_ENT | MISO_MO-IL | ENT | Internal | Winter | B18 | 400 | 2540 | 0 | 77.97 | 76.11 | 8 | 0
2025 | MISO_MO-IL_2_ENT | MISO_MO-IL | ENT | Internal | Winter | B19 | 700 | 2540 | 0 | 74.49 | 75.54 | 8 | 0
2025 | MISO_MO-IL_2_ENT | MISO_MO-IL | ENT | Internal | Winter | B20 | 935 | 2540 | 0 | 69.01 | 73.56 | 8 | 0
2025 | MISO_MO-IL_2_MISO_IN | MISO_MO-IL | MISO_IN | Internal | Shoulder | B11 | 25 | 2633 | 0 | 92.32 | 92.31 | 0.01 | 0
2025 | MISO_MO-IL_2_MISO_IN | MISO_MO-IL | MISO_IN | Internal | Shoulder | B12 | 200 | 2633 | 0 | 78.16 | 78.15 | 0.01 | 0
2025 | MISO_MO-IL_2_MISO_IN | MISO_MO-IL | MISO_IN | Internal | Shoulder | B13 | 600 | 2633 | 0 | 74.9 | 74.89 | 0.01 | 0
2025 | MISO_MO-IL_2_MISO_IN | MISO_MO-IL | MISO_IN | Internal | Shoulder | B14 | 900 | 2633 | 0 | 71.96 | 71.95 | 0.01 | 0
2025 | MISO_MO-IL_2_MISO_IN | MISO_MO-IL | MISO_IN | Internal | Shoulder | B15 | 1203 | 2633 | 0 | 66.96 | 66.95 | 0.01 | 0
2025 | MISO_MO-IL_2_MISO_IN | MISO_MO-IL | MISO_IN | Internal | Summer | B1 | 10 | 2633 | 0 | 117.26 | 114.05 | 0.01 | 0
2025 | MISO_MO-IL_2_MISO_IN | MISO_MO-IL | MISO_IN | Internal | Summer | B2 | 25 | 2633 | 0 | 113.06 | 113.05 | 0.01 | 0
2025 | MISO_MO-IL_2_MISO_IN | MISO_MO-IL | MISO_IN | Internal | Summer | B3 | 75 | 2633 | 0 | 109.53 | 108.49 | 0.01 | 0
2025 | MISO_MO-IL_2_MISO_IN | MISO_MO-IL | MISO_IN | Internal | Summer | B4 | 100 | 2633 | 0 | 108.43 | 108.42 | 0.01 | 0
2025 | MISO_MO-IL_2_MISO_IN | MISO_MO-IL | MISO_IN | Internal | Summer | B5 | 200 | 2633 | 0 | 107.28 | 107.27 | 0.01 | 0
2025 | MISO_MO-IL_2_MISO_IN | MISO_MO-IL | MISO_IN | Internal | Summer | B6 | 300 | 2633 | 0 | 88.56 | 88.54 | 0.01 | 0
2025 | MISO_MO-IL_2_MISO_IN | MISO_MO-IL | MISO_IN | Internal | Summer | B7 | 400 | 2633 | 0 | 78.56 | 78.55 | 0.01 | 0
2025 | MISO_MO-IL_2_MISO_IN | MISO_MO-IL | MISO_IN | Internal | Summer | B8 | 500 | 2633 | 0 | 70.92 | 70.91 | 0.01 | 0
2025 | MISO_MO-IL_2_MISO_IN | MISO_MO-IL | MISO_IN | Internal | Summer | B9 | 800 | 2633 | 0 | 66.4 | 66.39 | 0.01 | 0
2025 | MISO_MO-IL_2_MISO_IN | MISO_MO-IL | MISO_IN | Internal | Summer | B10 | 1262 | 2633 | 0 | 64.14 | 64.12 | 0.01 | 0
2025 | MISO_MO-IL_2_MISO_IN | MISO_MO-IL | MISO_IN | Internal | Winter | B16 | 25 | 2633 | 0 | 95.08 | 95.07 | 0.01 | 0
2025 | MISO_MO-IL_2_MISO_IN | MISO_MO-IL | MISO_IN | Internal | Winter | B17 | 100 | 2633 | 0 | 84.67 | 84.66 | 0.01 | 0
2025 | MISO_MO-IL_2_MISO_IN | MISO_MO-IL | MISO_IN | Internal | Winter | B18 | 400 | 2633 | 0 | 77.97 | 77.96 | 0.01 | 0
2025 | MISO_MO-IL_2_MISO_IN | MISO_MO-IL | MISO_IN | Internal | Winter | B19 | 700 | 2633 | 0 | 74.49 | 74.48 | 0.01 | 0
2025 | MISO_MO-IL_2_MISO_IN | MISO_MO-IL | MISO_IN | Internal | Winter | B20 | 935 | 2633 | 0 | 69.01 | 69 | 0.01 | 0
2025 | MISO_MO-IL_2_MISO_W | MISO_MO-IL | MISO_W | Internal | Shoulder | B11 | 25 | 1075 | 0 | 92.32 | 86.01 | 0.01 | 0
2025 | MISO_MO-IL_2_MISO_W | MISO_MO-IL | MISO_W | Internal | Shoulder | B12 | 200 | 1075 | 0 | 78.16 | 70.27 | 0.01 | 0
2025 | MISO_MO-IL_2_MISO_W | MISO_MO-IL | MISO_W | Internal | Shoulder | B13 | 600 | 1075 | 0 | 74.9 | 69.94 | 0.01 | 0
2025 | MISO_MO-IL_2_MISO_W | MISO_MO-IL | MISO_W | Internal | Shoulder | B14 | 900 | 1075 | 0 | 71.96 | 67.39 | 0.01 | 0
2025 | MISO_MO-IL_2_MISO_W | MISO_MO-IL | MISO_W | Internal | Shoulder | B15 | 1203 | 1075 | 0 | 66.96 | 65.39 | 0.01 | 0
2025 | MISO_MO-IL_2_MISO_W | MISO_MO-IL | MISO_W | Internal | Summer | B1 | 10 | 1075 | 0 | 117.26 | 113.56 | 0.01 | 0
2025 | MISO_MO-IL_2_MISO_W | MISO_MO-IL | MISO_W | Internal | Summer | B2 | 25 | 1075 | 0 | 113.06 | 112.1 | 0.01 | 0
2025 | MISO_MO-IL_2_MISO_W | MISO_MO-IL | MISO_W | Internal | Summer | B3 | 75 | 1075 | 0 | 109.53 | 109.52 | 0.01 | 0
2025 | MISO_MO-IL_2_MISO_W | MISO_MO-IL | MISO_W | Internal | Summer | B4 | 100 | 1075 | 0 | 108.43 | 108.42 | 0.01 | 0
2025 | MISO_MO-IL_2_MISO_W | MISO_MO-IL | MISO_W | Internal | Summer | B5 | 200 | 1075 | 0 | 107.28 | 107.27 | 0.01 | 0
2025 | MISO_MO-IL_2_MISO_W | MISO_MO-IL | MISO_W | Internal | Summer | B6 | 300 | 1075 | 0 | 88.56 | 88.54 | 0.01 | 0
2025 | MISO_MO-IL_2_MISO_W | MISO_MO-IL | MISO_W | Internal | Summer | B7 | 400 | 1075 | 0 | 78.56 | 78.55 | 0.01 | 0
2025 | MISO_MO-IL_2_MISO_W | MISO_MO-IL | MISO_W | Internal | Summer | B8 | 500 | 1075 | 0 | 70.92 | 68.17 | 0.01 | 0
2025 | MISO_MO-IL_2_MISO_W | MISO_MO-IL | MISO_W | Internal | Summer | B9 | 800 | 1075 | 0 | 66.4 | 66.39 | 0.01 | 0
2025 | MISO_MO-IL_2_MISO_W | MISO_MO-IL | MISO_W | Internal | Summer | B10 | 1262 | 1075 | 0 | 64.14 | 64.11 | 0.01 | 0
2025 | MISO_MO-IL_2_MISO_W | MISO_MO-IL | MISO_W | Internal | Winter | B16 | 25 | 1075 | 0 | 95.08 | 68.56 | 0.01 | 0
2025 | MISO_MO-IL_2_MISO_W | MISO_MO-IL | MISO_W | Internal | Winter | B17 | 100 | 1075 | 0 | 84.67 | 68.56 | 0.01 | 0
2025 | MISO_MO-IL_2_MISO_W | MISO_MO-IL | MISO_W | Internal | Winter | B18 | 400 | 1075 | 0 | 77.97 | 70.84 | 0.01 | 0
2025 | MISO_MO-IL_2_MISO_W | MISO_MO-IL | MISO_W | Internal | Winter | B19 | 700 | 1075 | 0 | 74.49 | 70.84 | 0.01 | 0
2025 | MISO_MO-IL_2_MISO_W | MISO_MO-IL | MISO_W | Internal | Winter | B20 | 935 | 1075 | 0 | 69.01 | 68.53 | 0.01 | 0
2025 | MISO_MO-IL_2_PJM_ROR | MISO_MO-IL | PJM_ROR | Internal | Shoulder | B11 | 25 | 1212 | 492.53 | 92.32 | 94.32 | 2 | 0
2025 | MISO_MO-IL_2_PJM_ROR | MISO_MO-IL | PJM_ROR | Internal | Shoulder | B12 | 200 | 1212 | 868.5 | 78.16 | 80.16 | 2 | 0
2025 | MISO_MO-IL_2_PJM_ROR | MISO_MO-IL | PJM_ROR | Internal | Shoulder | B13 | 600 | 1212 | 0 | 74.9 | 75.68 | 2 | 0
2025 | MISO_MO-IL_2_PJM_ROR | MISO_MO-IL | PJM_ROR | Internal | Shoulder | B14 | 900 | 1212 | 0 | 71.96 | 73.69 | 2 | 0
2025 | MISO_MO-IL_2_PJM_ROR | MISO_MO-IL | PJM_ROR | Internal | Shoulder | B15 | 1203 | 1212 | 143.49 | 66.96 | 68.96 | 2 | 0
2025 | MISO_MO-IL_2_PJM_ROR | MISO_MO-IL | PJM_ROR | Internal | Summer | B1 | 10 | 1212 | 1212 | 117.26 | 128.26 | 2 | 9
2025 | MISO_MO-IL_2_PJM_ROR | MISO_MO-IL | PJM_ROR | Internal | Summer | B2 | 25 | 1212 | 401.93 | 113.06 | 115.06 | 2 | 0
2025 | MISO_MO-IL_2_PJM_ROR | MISO_MO-IL | PJM_ROR | Internal | Summer | B3 | 75 | 1212 | 0 | 109.53 | 109.27 | 2 | 0
2025 | MISO_MO-IL_2_PJM_ROR | MISO_MO-IL | PJM_ROR | Internal | Summer | B4 | 100 | 1212 | 0 | 108.43 | 109.27 | 2 | 0
2025 | MISO_MO-IL_2_PJM_ROR | MISO_MO-IL | PJM_ROR | Internal | Summer | B5 | 200 | 1212 | 0 | 107.28 | 109.27 | 2 | 0
2025 | MISO_MO-IL_2_PJM_ROR | MISO_MO-IL | PJM_ROR | Internal | Summer | B6 | 300 | 1212 | 639.15 | 88.56 | 90.56 | 2 | 0
2025 | MISO_MO-IL_2_PJM_ROR | MISO_MO-IL | PJM_ROR | Internal | Summer | B7 | 400 | 1212 | 75.05 | 78.56 | 80.56 | 2 | 0
2025 | MISO_MO-IL_2_PJM_ROR | MISO_MO-IL | PJM_ROR | Internal | Summer | B8 | 500 | 1212 | 0 | 70.92 | 72.44 | 2 | 0
2025 | MISO_MO-IL_2_PJM_ROR | MISO_MO-IL | PJM_ROR | Internal | Summer | B9 | 800 | 1212 | 0 | 66.4 | 68.39 | 2 | 0
2025 | MISO_MO-IL_2_PJM_ROR | MISO_MO-IL | PJM_ROR | Internal | Summer | B10 | 1262 | 1212 | 1000.56 | 64.14 | 66.14 | 2 | 0
2025 | MISO_MO-IL_2_PJM_ROR | MISO_MO-IL | PJM_ROR | Internal | Winter | B16 | 25 | 1212 | 1191.14 | 95.08 | 97.08 | 2 | 0
2025 | MISO_MO-IL_2_PJM_ROR | MISO_MO-IL | PJM_ROR | Internal | Winter | B17 | 100 | 1212 | 1212 | 84.67 | 88.67 | 2 | 2
2025 | MISO_MO-IL_2_PJM_ROR | MISO_MO-IL | PJM_ROR | Internal | Winter | B18 | 400 | 1212 | 985.93 | 77.97 | 79.97 | 2 | 0
2025 | MISO_MO-IL_2_PJM_ROR | MISO_MO-IL | PJM_ROR | Internal | Winter | B19 | 700 | 1212 | 331.58 | 74.49 | 76.49 | 2 | 0
2025 | MISO_MO-IL_2_PJM_ROR | MISO_MO-IL | PJM_ROR | Internal | Winter | B20 | 935 | 1212 | 495.19 | 69.01 | 71.01 | 2 | 0
2025 | MISO_MO-IL_2_TVA_Transmission | MISO_MO-IL | TVA_Transmission | Internal | Shoulder | B11 | 25 | 4000 | 401.99 | 92.32 | 100.32 | 8 | 0
2025 | MISO_MO-IL_2_TVA_Transmission | MISO_MO-IL | TVA_Transmission | Internal | Shoulder | B12 | 200 | 4000 | 0 | 78.16 | 80.03 | 8 | 0
2025 | MISO_MO-IL_2_TVA_Transmission | MISO_MO-IL | TVA_Transmission | Internal | Shoulder | B13 | 600 | 4000 | 0 | 74.9 | 78.07 | 8 | 0
2025 | MISO_MO-IL_2_TVA_Transmission | MISO_MO-IL | TVA_Transmission | Internal | Shoulder | B14 | 900 | 4000 | 0 | 71.96 | 76.88 | 8 | 0
2025 | MISO_MO-IL_2_TVA_Transmission | MISO_MO-IL | TVA_Transmission | Internal | Shoulder | B15 | 1203 | 4000 | 109.19 | 66.96 | 74.96 | 8 | 0
2025 | MISO_MO-IL_2_TVA_Transmission | MISO_MO-IL | TVA_Transmission | Internal | Summer | B1 | 10 | 4000 | 3396.84 | 117.26 | 125.26 | 8 | 0
2025 | MISO_MO-IL_2_TVA_Transmission | MISO_MO-IL | TVA_Transmission | Internal | Summer | B2 | 25 | 4000 | 1371.5 | 113.06 | 121.06 | 8 | 0
2025 | MISO_MO-IL_2_TVA_Transmission | MISO_MO-IL | TVA_Transmission | Internal | Summer | B3 | 75 | 4000 | 0 | 109.53 | 115.27 | 8 | 0
2025 | MISO_MO-IL_2_TVA_Transmission | MISO_MO-IL | TVA_Transmission | Internal | Summer | B4 | 100 | 4000 | 0 | 108.43 | 115.27 | 8 | 0
2025 | MISO_MO-IL_2_TVA_Transmission | MISO_MO-IL | TVA_Transmission | Internal | Summer | B5 | 200 | 4000 | 0 | 107.28 | 115.27 | 8 | 0
2025 | MISO_MO-IL_2_TVA_Transmission | MISO_MO-IL | TVA_Transmission | Internal | Summer | B6 | 300 | 4000 | 213.86 | 88.56 | 96.56 | 8 | 0
2025 | MISO_MO-IL_2_TVA_Transmission | MISO_MO-IL | TVA_Transmission | Internal | Summer | B7 | 400 | 4000 | 0 | 78.56 | 86.31 | 8 | 0
2025 | MISO_MO-IL_2_TVA_Transmission | MISO_MO-IL | TVA_Transmission | Internal | Summer | B8 | 500 | 4000 | 0 | 70.92 | 77.23 | 8 | 0
2025 | MISO_MO-IL_2_TVA_Transmission | MISO_MO-IL | TVA_Transmission | Internal | Summer | B9 | 800 | 4000 | 0 | 66.4 | 74.03 | 8 | 0
2025 | MISO_MO-IL_2_TVA_Transmission | MISO_MO-IL | TVA_Transmission | Internal | Summer | B10 | 1262 | 4000 | 0 | 64.14 | 71.03 | 8 | 0
2025 | MISO_MO-IL_2_TVA_Transmission | MISO_MO-IL | TVA_Transmission | Internal | Winter | B16 | 25 | 4000 | 2006.58 | 95.08 | 103.08 | 8 | 0
2025 | MISO_MO-IL_2_TVA_Transmission | MISO_MO-IL | TVA_Transmission | Internal | Winter | B17 | 100 | 4000 | 0 | 84.67 | 84.67 | 8 | 0
2025 | MISO_MO-IL_2_TVA_Transmission | MISO_MO-IL | TVA_Transmission | Internal | Winter | B18 | 400 | 4000 | 0 | 77.97 | 81.35 | 8 | 0
2025 | MISO_MO-IL_2_TVA_Transmission | MISO_MO-IL | TVA_Transmission | Internal | Winter | B19 | 700 | 4000 | 0 | 74.49 | 79.77 | 8 | 0
2025 | MISO_MO-IL_2_TVA_Transmission | MISO_MO-IL | TVA_Transmission | Internal | Winter | B20 | 935 | 4000 | 409.73 | 69.01 | 77.01 | 8 | 0
2025 | MISO_W_2_MAPP_CA | MISO_W | MAPP_CA | Internal | Shoulder | B11 | 25 | 926 | 0 | 86.01 | 65.38 | 0.01 | 0
2025 | MISO_W_2_MAPP_CA | MISO_W | MAPP_CA | Internal | Shoulder | B12 | 200 | 926 | 0 | 70.27 | 65.38 | 0.01 | 0
2025 | MISO_W_2_MAPP_CA | MISO_W | MAPP_CA | Internal | Shoulder | B13 | 600 | 926 | 0 | 69.94 | 65.38 | 0.01 | 0
2025 | MISO_W_2_MAPP_CA | MISO_W | MAPP_CA | Internal | Shoulder | B14 | 900 | 926 | 0 | 67.39 | 65.38 | 0.01 | 0
2025 | MISO_W_2_MAPP_CA | MISO_W | MAPP_CA | Internal | Shoulder | B15 | 1203 | 926 | 0 | 65.39 | 65.38 | 0.01 | 0
2025 | MISO_W_2_MAPP_CA | MISO_W | MAPP_CA | Internal | Summer | B1 | 10 | 926 | 0 | 113.56 | 64.1 | 0.01 | 0
2025 | MISO_W_2_MAPP_CA | MISO_W | MAPP_CA | Internal | Summer | B2 | 25 | 926 | 0 | 112.1 | 64.1 | 0.01 | 0
2025 | MISO_W_2_MAPP_CA | MISO_W | MAPP_CA | Internal | Summer | B3 | 75 | 926 | 0 | 109.52 | 64.1 | 0.01 | 0
2025 | MISO_W_2_MAPP_CA | MISO_W | MAPP_CA | Internal | Summer | B4 | 100 | 926 | 0 | 108.42 | 64.1 | 0.01 | 0
2025 | MISO_W_2_MAPP_CA | MISO_W | MAPP_CA | Internal | Summer | B5 | 200 | 926 | 0 | 107.27 | 64.1 | 0.01 | 0
2025 | MISO_W_2_MAPP_CA | MISO_W | MAPP_CA | Internal | Summer | B6 | 300 | 926 | 0 | 88.54 | 64.1 | 0.01 | 0
2025 | MISO_W_2_MAPP_CA | MISO_W | MAPP_CA | Internal | Summer | B7 | 400 | 926 | 0 | 78.55 | 64.1 | 0.01 | 0
2025 | MISO_W_2_MAPP_CA | MISO_W | MAPP_CA | Internal | Summer | B8 | 500 | 926 | 0 | 68.17 | 64.1 | 0.01 | 0
2025 | MISO_W_2_MAPP_CA | MISO_W | MAPP_CA | Internal | Summer | B9 | 800 | 926 | 0 | 66.39 | 64.1 | 0.01 | 0
2025 | MISO_W_2_MAPP_CA | MISO_W | MAPP_CA | Internal | Summer | B10 | 1262 | 926 | 0 | 64.11 | 64.1 | 0.01 | 0
2025 | MISO_W_2_MAPP_CA | MISO_W | MAPP_CA | Internal | Winter | B16 | 25 | 926 | 0 | 68.56 | 68.55 | 0.01 | 0
2025 | MISO_W_2_MAPP_CA | MISO_W | MAPP_CA | Internal | Winter | B17 | 100 | 926 | 0 | 68.56 | 68.55 | 0.01 | 0
2025 | MISO_W_2_MAPP_CA | MISO_W | MAPP_CA | Internal | Winter | B18 | 400 | 926 | 0 | 70.84 | 69.99 | 0.01 | 0
2025 | MISO_W_2_MAPP_CA | MISO_W | MAPP_CA | Internal | Winter | B19 | 700 | 926 | 0 | 70.84 | 68.55 | 0.01 | 0
2025 | MISO_W_2_MAPP_CA | MISO_W | MAPP_CA | Internal | Winter | B20 | 935 | 926 | 218.89 | 68.53 | 68.55 | 0.01 | 0
2025 | MISO_W_2_MISO_MO-IL | MISO_W | MISO_MO-IL | Internal | Shoulder | B11 | 25 | 3915 | 3915 | 86.01 | 92.32 | 0.01 | 6.3
2025 | MISO_W_2_MISO_MO-IL | MISO_W | MISO_MO-IL | Internal | Shoulder | B12 | 200 | 3915 | 3915 | 70.27 | 78.16 | 0.01 | 7.88
2025 | MISO_W_2_MISO_MO-IL | MISO_W | MISO_MO-IL | Internal | Shoulder | B13 | 600 | 3915 | 3915 | 69.94 | 74.9 | 0.01 | 4.95
2025 | MISO_W_2_MISO_MO-IL | MISO_W | MISO_MO-IL | Internal | Shoulder | B14 | 900 | 3915 | 3915 | 67.39 | 71.96 | 0.01 | 4.56
2025 | MISO_W_2_MISO_MO-IL | MISO_W | MISO_MO-IL | Internal | Shoulder | B15 | 1203 | 3915 | 3915 | 65.39 | 66.96 | 0.01 | 1.56
2025 | MISO_W_2_MISO_MO-IL | MISO_W | MISO_MO-IL | Internal | Summer | B1 | 10 | 3915 | 3915 | 113.56 | 117.26 | 0.01 | 3.68
2025 | MISO_W_2_MISO_MO-IL | MISO_W | MISO_MO-IL | Internal | Summer | B2 | 25 | 3915 | 3915 | 112.1 | 113.06 | 0.01 | 0.95
2025 | MISO_W_2_MISO_MO-IL | MISO_W | MISO_MO-IL | Internal | Summer | B3 | 75 | 3915 | 1029.79 | 109.52 | 109.53 | 0.01 | 0
2025 | MISO_W_2_MISO_MO-IL | MISO_W | MISO_MO-IL | Internal | Summer | B4 | 100 | 3915 | 2381.63 | 108.42 | 108.43 | 0.01 | 0
2025 | MISO_W_2_MISO_MO-IL | MISO_W | MISO_MO-IL | Internal | Summer | B5 | 200 | 3915 | 2750.35 | 107.27 | 107.28 | 0.01 | 0
2025 | MISO_W_2_MISO_MO-IL | MISO_W | MISO_MO-IL | Internal | Summer | B6 | 300 | 3915 | 2595.62 | 88.54 | 88.56 | 0.01 | 0
2025 | MISO_W_2_MISO_MO-IL | MISO_W | MISO_MO-IL | Internal | Summer | B7 | 400 | 3915 | 2991.15 | 78.55 | 78.56 | 0.01 | 0
2025 | MISO_W_2_MISO_MO-IL | MISO_W | MISO_MO-IL | Internal | Summer | B8 | 500 | 3915 | 3915 | 68.17 | 70.92 | 0.01 | 2.73
2025 | MISO_W_2_MISO_MO-IL | MISO_W | MISO_MO-IL | Internal | Summer | B9 | 800 | 3915 | 3557.13 | 66.39 | 66.4 | 0.01 | 0
2025 | MISO_W_2_MISO_MO-IL | MISO_W | MISO_MO-IL | Internal | Summer | B10 | 1262 | 3915 | 3915 | 64.11 | 64.14 | 0.01 | 0.01
2025 | MISO_W_2_MISO_MO-IL | MISO_W | MISO_MO-IL | Internal | Winter | B16 | 25 | 3915 | 3915 | 68.56 | 95.08 | 0.01 | 26.51
2025 | MISO_W_2_MISO_MO-IL | MISO_W | MISO_MO-IL | Internal | Winter | B17 | 100 | 3915 | 3915 | 68.56 | 84.67 | 0.01 | 16.1
2025 | MISO_W_2_MISO_MO-IL | MISO_W | MISO_MO-IL | Internal | Winter | B18 | 400 | 3915 | 3915 | 70.84 | 77.97 | 0.01 | 7.12
2025 | MISO_W_2_MISO_MO-IL | MISO_W | MISO_MO-IL | Internal | Winter | B19 | 700 | 3915 | 3915 | 70.84 | 74.49 | 0.01 | 3.64
2025 | MISO_W_2_MISO_MO-IL | MISO_W | MISO_MO-IL | Internal | Winter | B20 | 935 | 3915 | 3915 | 68.53 | 69.01 | 0.01 | 0.46
2025 | MISO_W_2_MISO_WUMS | MISO_W | MISO_WUMS | Internal | Shoulder | B11 | 25 | 1732 | 135.55 | 86.01 | 86.02 | 0.01 | 0
2025 | MISO_W_2_MISO_WUMS | MISO_W | MISO_WUMS | Internal | Shoulder | B12 | 200 | 1732 | 163.09 | 70.27 | 70.28 | 0.01 | 0
2025 | MISO_W_2_MISO_WUMS | MISO_W | MISO_WUMS | Internal | Shoulder | B13 | 600 | 1732 | 306.88 | 69.94 | 69.95 | 0.01 | 0
2025 | MISO_W_2_MISO_WUMS | MISO_W | MISO_WUMS | Internal | Shoulder | B14 | 900 | 1732 | 782.89 | 67.39 | 67.4 | 0.01 | 0
2025 | MISO_W_2_MISO_WUMS | MISO_W | MISO_WUMS | Internal | Shoulder | B15 | 1203 | 1732 | 1267.21 | 65.39 | 65.4 | 0.01 | 0
2025 | MISO_W_2_MISO_WUMS | MISO_W | MISO_WUMS | Internal | Summer | B1 | 10 | 1732 | 0 | 113.56 | 113.55 | 0.01 | 0
2025 | MISO_W_2_MISO_WUMS | MISO_W | MISO_WUMS | Internal | Summer | B2 | 25 | 1732 | 373.93 | 112.1 | 112.11 | 0.01 | 0
2025 | MISO_W_2_MISO_WUMS | MISO_W | MISO_WUMS | Internal | Summer | B3 | 75 | 1732 | 0 | 109.52 | 107.27 | 0.01 | 0
2025 | MISO_W_2_MISO_WUMS | MISO_W | MISO_WUMS | Internal | Summer | B4 | 100 | 1732 | 0 | 108.42 | 107.27 | 0.01 | 0
2025 | MISO_W_2_MISO_WUMS | MISO_W | MISO_WUMS | Internal | Summer | B5 | 200 | 1732 | 0 | 107.27 | 107.26 | 0.01 | 0
2025 | MISO_W_2_MISO_WUMS | MISO_W | MISO_WUMS | Internal | Summer | B6 | 300 | 1732 | 0 | 88.54 | 88.53 | 0.01 | 0
2025 | MISO_W_2_MISO_WUMS | MISO_W | MISO_WUMS | Internal | Summer | B7 | 400 | 1732 | 0 | 78.55 | 78.54 | 0.01 | 0
2025 | MISO_W_2_MISO_WUMS | MISO_W | MISO_WUMS | Internal | Summer | B8 | 500 | 1732 | 0 | 68.17 | 68.16 | 0.01 | 0
2025 | MISO_W_2_MISO_WUMS | MISO_W | MISO_WUMS | Internal | Summer | B9 | 800 | 1732 | 0 | 66.39 | 66.37 | 0.01 | 0
2025 | MISO_W_2_MISO_WUMS | MISO_W | MISO_WUMS | Internal | Summer | B10 | 1262 | 1732 | 80.2 | 64.11 | 64.12 | 0.01 | 0
2025 | MISO_W_2_MISO_WUMS | MISO_W | MISO_WUMS | Internal | Winter | B16 | 25 | 1732 | 1732 | 68.56 | 70.17 | 0.01 | 1.6
2025 | MISO_W_2_MISO_WUMS | MISO_W | MISO_WUMS | Internal | Winter | B17 | 100 | 1732 | 1732 | 68.56 | 70.17 | 0.01 | 1.6
2025 | MISO_W_2_MISO_WUMS | MISO_W | MISO_WUMS | Internal | Winter | B18 | 400 | 1732 | 753.51 | 70.84 | 70.85 | 0.01 | 0
2025 | MISO_W_2_MISO_WUMS | MISO_W | MISO_WUMS | Internal | Winter | B19 | 700 | 1732 | 365.72 | 70.84 | 70.85 | 0.01 | 0
2025 | MISO_W_2_MISO_WUMS | MISO_W | MISO_WUMS | Internal | Winter | B20 | 935 | 1732 | 1102.38 | 68.53 | 68.55 | 0.01 | 0
2025 | MISO_W_2_NE | MISO_W | NE | Internal | Shoulder | B11 | 25 | 2800 | 0 | 86.01 | 86.01 | 7 | 0
2025 | MISO_W_2_NE | MISO_W | NE | Internal | Shoulder | B12 | 200 | 2800 | 0 | 70.27 | 71.45 | 7 | 0
2025 | MISO_W_2_NE | MISO_W | NE | Internal | Shoulder | B13 | 600 | 2800 | 0 | 69.94 | 69.94 | 7 | 0
2025 | MISO_W_2_NE | MISO_W | NE | Internal | Shoulder | B14 | 900 | 2800 | 0 | 67.39 | 67.39 | 7 | 0
2025 | MISO_W_2_NE | MISO_W | NE | Internal | Shoulder | B15 | 1203 | 2800 | 0 | 65.39 | 65.39 | 7 | 0
2025 | MISO_W_2_NE | MISO_W | NE | Internal | Summer | B1 | 10 | 2800 | 0 | 113.56 | 113.56 | 7 | 0
2025 | MISO_W_2_NE | MISO_W | NE | Internal | Summer | B2 | 25 | 2800 | 0 | 112.1 | 112.1 | 7 | 0
2025 | MISO_W_2_NE | MISO_W | NE | Internal | Summer | B3 | 75 | 2800 | 0 | 109.52 | 114 | 7 | 0
2025 | MISO_W_2_NE | MISO_W | NE | Internal | Summer | B4 | 100 | 2800 | 0 | 108.42 | 108.82 | 7 | 0
2025 | MISO_W_2_NE | MISO_W | NE | Internal | Summer | B5 | 200 | 2800 | 0 | 107.27 | 107.27 | 7 | 0
2025 | MISO_W_2_NE | MISO_W | NE | Internal | Summer | B6 | 300 | 2800 | 0 | 88.54 | 88.54 | 7 | 0
2025 | MISO_W_2_NE | MISO_W | NE | Internal | Summer | B7 | 400 | 2800 | 0 | 78.55 | 78.55 | 7 | 0
2025 | MISO_W_2_NE | MISO_W | NE | Internal | Summer | B8 | 500 | 2800 | 0 | 68.17 | 69.45 | 7 | 0
2025 | MISO_W_2_NE | MISO_W | NE | Internal | Summer | B9 | 800 | 2800 | 0 | 66.39 | 69.08 | 7 | 0
2025 | MISO_W_2_NE | MISO_W | NE | Internal | Summer | B10 | 1262 | 2800 | 0 | 64.11 | 68.21 | 7 | 0
2025 | MISO_W_2_NE | MISO_W | NE | Internal | Winter | B16 | 25 | 2800 | 0 | 68.56 | 68.56 | 7 | 0
2025 | MISO_W_2_NE | MISO_W | NE | Internal | Winter | B17 | 100 | 2800 | 0 | 68.56 | 68.56 | 7 | 0
2025 | MISO_W_2_NE | MISO_W | NE | Internal | Winter | B18 | 400 | 2800 | 0 | 70.84 | 70.84 | 7 | 0
2025 | MISO_W_2_NE | MISO_W | NE | Internal | Winter | B19 | 700 | 2800 | 0 | 70.84 | 70.84 | 7 | 0
2025 | MISO_W_2_NE | MISO_W | NE | Internal | Winter | B20 | 935 | 2800 | 0 | 68.53 | 68.53 | 7 | 0
2025 | MISO_W_2_PJM_ROR | MISO_W | PJM_ROR | Internal | Shoulder | B11 | 25 | 773 | 773 | 86.01 | 94.32 | 2 | 6.31
2025 | MISO_W_2_PJM_ROR | MISO_W | PJM_ROR | Internal | Shoulder | B12 | 200 | 773 | 773 | 70.27 | 80.16 | 2 | 7.89
2025 | MISO_W_2_PJM_ROR | MISO_W | PJM_ROR | Internal | Shoulder | B13 | 600 | 773 | 773 | 69.94 | 75.68 | 2 | 3.74
2025 | MISO_W_2_PJM_ROR | MISO_W | PJM_ROR | Internal | Shoulder | B14 | 900 | 773 | 773 | 67.39 | 73.69 | 2 | 4.3
2025 | MISO_W_2_PJM_ROR | MISO_W | PJM_ROR | Internal | Shoulder | B15 | 1203 | 773 | 773 | 65.39 | 68.96 | 2 | 1.57
2025 | MISO_W_2_PJM_ROR | MISO_W | PJM_ROR | Internal | Summer | B1 | 10 | 773 | 773 | 113.56 | 128.26 | 2 | 12.69
2025 | MISO_W_2_PJM_ROR | MISO_W | PJM_ROR | Internal | Summer | B2 | 25 | 773 | 773 | 112.1 | 115.06 | 2 | 0.96
2025 | MISO_W_2_PJM_ROR | MISO_W | PJM_ROR | Internal | Summer | B3 | 75 | 773 | 0 | 109.52 | 109.27 | 2 | 0
2025 | MISO_W_2_PJM_ROR | MISO_W | PJM_ROR | Internal | Summer | B4 | 100 | 773 | 0 | 108.42 | 109.27 | 2 | 0
2025 | MISO_W_2_PJM_ROR | MISO_W | PJM_ROR | Internal | Summer | B5 | 200 | 773 | 164.36 | 107.27 | 109.27 | 2 | 0
2025 | MISO_W_2_PJM_ROR | MISO_W | PJM_ROR | Internal | Summer | B6 | 300 | 773 | 773 | 88.54 | 90.56 | 2 | 0.01
2025 | MISO_W_2_PJM_ROR | MISO_W | PJM_ROR | Internal | Summer | B7 | 400 | 773 | 773 | 78.55 | 80.56 | 2 | 0.01
2025 | MISO_W_2_PJM_ROR | MISO_W | PJM_ROR | Internal | Summer | B8 | 500 | 773 | 773 | 68.17 | 72.44 | 2 | 2.27
2025 | MISO_W_2_PJM_ROR | MISO_W | PJM_ROR | Internal | Summer | B9 | 800 | 773 | 697.95 | 66.39 | 68.39 | 2 | 0
2025 | MISO_W_2_PJM_ROR | MISO_W | PJM_ROR | Internal | Summer | B10 | 1262 | 773 | 773 | 64.11 | 66.14 | 2 | 0.02
2025 | MISO_W_2_PJM_ROR | MISO_W | PJM_ROR | Internal | Winter | B16 | 25 | 773 | 773 | 68.56 | 97.08 | 2 | 26.52
2025 | MISO_W_2_PJM_ROR | MISO_W | PJM_ROR | Internal | Winter | B17 | 100 | 773 | 773 | 68.56 | 88.67 | 2 | 18.12
2025 | MISO_W_2_PJM_ROR | MISO_W | PJM_ROR | Internal | Winter | B18 | 400 | 773 | 773 | 70.84 | 79.97 | 2 | 7.13
2025 | MISO_W_2_PJM_ROR | MISO_W | PJM_ROR | Internal | Winter | B19 | 700 | 773 | 773 | 70.84 | 76.49 | 2 | 3.65
2025 | MISO_W_2_PJM_ROR | MISO_W | PJM_ROR | Internal | Winter | B20 | 935 | 773 | 773 | 68.53 | 71.01 | 2 | 0.47
2025 | MISO_W_2_SPP_N | MISO_W | SPP_N | Internal | Shoulder | B11 | 25 | 3200 | 0 | 86.01 | 87.32 | 7 | 0
2025 | MISO_W_2_SPP_N | MISO_W | SPP_N | Internal | Shoulder | B12 | 200 | 3200 | 0 | 70.27 | 71.46 | 7 | 0
2025 | MISO_W_2_SPP_N | MISO_W | SPP_N | Internal | Shoulder | B13 | 600 | 3200 | 0 | 69.94 | 70.49 | 7 | 0
2025 | MISO_W_2_SPP_N | MISO_W | SPP_N | Internal | Shoulder | B14 | 900 | 3200 | 0 | 67.39 | 67.4 | 7 | 0
2025 | MISO_W_2_SPP_N | MISO_W | SPP_N | Internal | Shoulder | B15 | 1203 | 3200 | 0 | 65.39 | 65.4 | 7 | 0
2025 | MISO_W_2_SPP_N | MISO_W | SPP_N | Internal | Summer | B1 | 10 | 3200 | 0 | 113.56 | 112.69 | 7 | 0
2025 | MISO_W_2_SPP_N | MISO_W | SPP_N | Internal | Summer | B2 | 25 | 3200 | 0 | 112.1 | 112.11 | 7 | 0
2025 | MISO_W_2_SPP_N | MISO_W | SPP_N | Internal | Summer | B3 | 75 | 3200 | 0 | 109.52 | 114.78 | 7 | 0
2025 | MISO_W_2_SPP_N | MISO_W | SPP_N | Internal | Summer | B4 | 100 | 3200 | 0 | 108.42 | 108.83 | 7 | 0
2025 | MISO_W_2_SPP_N | MISO_W | SPP_N | Internal | Summer | B5 | 200 | 3200 | 0 | 107.27 | 107.28 | 7 | 0
2025 | MISO_W_2_SPP_N | MISO_W | SPP_N | Internal | Summer | B6 | 300 | 3200 | 0 | 88.54 | 88.56 | 7 | 0
2025 | MISO_W_2_SPP_N | MISO_W | SPP_N | Internal | Summer | B7 | 400 | 3200 | 0 | 78.55 | 78.56 | 7 | 0
2025 | MISO_W_2_SPP_N | MISO_W | SPP_N | Internal | Summer | B8 | 500 | 3200 | 0 | 68.17 | 71.57 | 7 | 0
2025 | MISO_W_2_SPP_N | MISO_W | SPP_N | Internal | Summer | B9 | 800 | 3200 | 0 | 66.39 | 69.09 | 7 | 0
2025 | MISO_W_2_SPP_N | MISO_W | SPP_N | Internal | Summer | B10 | 1262 | 3200 | 0 | 64.11 | 68.94 | 7 | 0
2025 | MISO_W_2_SPP_N | MISO_W | SPP_N | Internal | Winter | B16 | 25 | 3200 | 2553.23 | 68.56 | 75.56 | 7 | 0
2025 | MISO_W_2_SPP_N | MISO_W | SPP_N | Internal | Winter | B17 | 100 | 3200 | 0 | 68.56 | 73.7 | 7 | 0
2025 | MISO_W_2_SPP_N | MISO_W | SPP_N | Internal | Winter | B18 | 400 | 3200 | 0 | 70.84 | 73.53 | 7 | 0
2025 | MISO_W_2_SPP_N | MISO_W | SPP_N | Internal | Winter | B19 | 700 | 3200 | 0 | 70.84 | 70.85 | 7 | 0
2025 | MISO_W_2_SPP_N | MISO_W | SPP_N | Internal | Winter | B20 | 935 | 3200 | 0 | 68.53 | 68.55 | 7 | 0
2025 | MISO_WUMS_2_MISO_MI | MISO_WUMS | MISO_MI | Internal | Shoulder | B11 | 25 | 1422 | 1422 | 86.02 | 92.32 | 0.01 | 6.29
2025 | MISO_WUMS_2_MISO_MI | MISO_WUMS | MISO_MI | Internal | Shoulder | B12 | 200 | 1422 | 1422 | 70.28 | 78.16 | 0.01 | 7.87
2025 | MISO_WUMS_2_MISO_MI | MISO_WUMS | MISO_MI | Internal | Shoulder | B13 | 600 | 1422 | 1422 | 69.95 | 74.9 | 0.01 | 4.93
2025 | MISO_WUMS_2_MISO_MI | MISO_WUMS | MISO_MI | Internal | Shoulder | B14 | 900 | 1422 | 1422 | 67.4 | 71.96 | 0.01 | 4.54
2025 | MISO_WUMS_2_MISO_MI | MISO_WUMS | MISO_MI | Internal | Shoulder | B15 | 1203 | 1422 | 1422 | 65.4 | 66.96 | 0.01 | 1.55
2025 | MISO_WUMS_2_MISO_MI | MISO_WUMS | MISO_MI | Internal | Summer | B1 | 10 | 1422 | 1422 | 113.55 | 114.06 | 0.01 | 0.5
2025 | MISO_WUMS_2_MISO_MI | MISO_WUMS | MISO_MI | Internal | Summer | B2 | 25 | 1422 | 1422 | 112.11 | 113.06 | 0.01 | 0.94
2025 | MISO_WUMS_2_MISO_MI | MISO_WUMS | MISO_MI | Internal | Summer | B3 | 75 | 1422 | 1422 | 107.27 | 108.48 | 0.01 | 1.2
2025 | MISO_WUMS_2_MISO_MI | MISO_WUMS | MISO_MI | Internal | Summer | B4 | 100 | 1422 | 1422 | 107.27 | 108.43 | 0.01 | 1.15
2025 | MISO_WUMS_2_MISO_MI | MISO_WUMS | MISO_MI | Internal | Summer | B5 | 200 | 1422 | 1422 | 107.26 | 107.28 | 0.01 | 0.01
2025 | MISO_WUMS_2_MISO_MI | MISO_WUMS | MISO_MI | Internal | Summer | B6 | 300 | 1422 | 1422 | 88.53 | 88.56 | 0.01 | 0.01
2025 | MISO_WUMS_2_MISO_MI | MISO_WUMS | MISO_MI | Internal | Summer | B7 | 400 | 1422 | 1422 | 78.54 | 78.56 | 0.01 | 0.01
2025 | MISO_WUMS_2_MISO_MI | MISO_WUMS | MISO_MI | Internal | Summer | B8 | 500 | 1422 | 1422 | 68.16 | 70.92 | 0.01 | 2.74
2025 | MISO_WUMS_2_MISO_MI | MISO_WUMS | MISO_MI | Internal | Summer | B9 | 800 | 1422 | 1422 | 66.37 | 66.4 | 0.01 | 0.01
2025 | MISO_WUMS_2_MISO_MI | MISO_WUMS | MISO_MI | Internal | Summer | B10 | 1262 | 1422 | 1037.82 | 64.12 | 64.14 | 0.01 | 0
2025 | MISO_WUMS_2_MISO_MI | MISO_WUMS | MISO_MI | Internal | Winter | B16 | 25 | 1422 | 1422 | 70.17 | 95.08 | 0.01 | 24.9
2025 | MISO_WUMS_2_MISO_MI | MISO_WUMS | MISO_MI | Internal | Winter | B17 | 100 | 1422 | 1422 | 70.17 | 84.67 | 0.01 | 14.49
2025 | MISO_WUMS_2_MISO_MI | MISO_WUMS | MISO_MI | Internal | Winter | B18 | 400 | 1422 | 1422 | 70.85 | 77.97 | 0.01 | 7.11
2025 | MISO_WUMS_2_MISO_MI | MISO_WUMS | MISO_MI | Internal | Winter | B19 | 700 | 1422 | 1422 | 70.85 | 74.49 | 0.01 | 3.63
2025 | MISO_WUMS_2_MISO_MI | MISO_WUMS | MISO_MI | Internal | Winter | B20 | 935 | 1422 | 1422 | 68.55 | 69.01 | 0.01 | 0.45
2025 | MISO_WUMS_2_MISO_W | MISO_WUMS | MISO_W | Internal | Shoulder | B11 | 25 | 1240 | 0 | 86.02 | 86.01 | 0.01 | 0
2025 | MISO_WUMS_2_MISO_W | MISO_WUMS | MISO_W | Internal | Shoulder | B12 | 200 | 1240 | 0 | 70.28 | 70.27 | 0.01 | 0
2025 | MISO_WUMS_2_MISO_W | MISO_WUMS | MISO_W | Internal | Shoulder | B13 | 600 | 1240 | 0 | 69.95 | 69.94 | 0.01 | 0
2025 | MISO_WUMS_2_MISO_W | MISO_WUMS | MISO_W | Internal | Shoulder | B14 | 900 | 1240 | 0 | 67.4 | 67.39 | 0.01 | 0
2025 | MISO_WUMS_2_MISO_W | MISO_WUMS | MISO_W | Internal | Shoulder | B15 | 1203 | 1240 | 0 | 65.4 | 65.39 | 0.01 | 0
2025 | MISO_WUMS_2_MISO_W | MISO_WUMS | MISO_W | Internal | Summer | B1 | 10 | 1240 | 425.15 | 113.55 | 113.56 | 0.01 | 0
2025 | MISO_WUMS_2_MISO_W | MISO_WUMS | MISO_W | Internal | Summer | B2 | 25 | 1240 | 0 | 112.11 | 112.1 | 0.01 | 0
2025 | MISO_WUMS_2_MISO_W | MISO_WUMS | MISO_W | Internal | Summer | B3 | 75 | 1240 | 1240 | 107.27 | 109.52 | 0.01 | 2.24
2025 | MISO_WUMS_2_MISO_W | MISO_WUMS | MISO_W | Internal | Summer | B4 | 100 | 1240 | 1240 | 107.27 | 108.42 | 0.01 | 1.14
2025 | MISO_WUMS_2_MISO_W | MISO_WUMS | MISO_W | Internal | Summer | B5 | 200 | 1240 | 1155.95 | 107.26 | 107.27 | 0.01 | 0
2025 | MISO_WUMS_2_MISO_W | MISO_WUMS | MISO_W | Internal | Summer | B6 | 300 | 1240 | 1011.93 | 88.53 | 88.54 | 0.01 | 0
2025 | MISO_WUMS_2_MISO_W | MISO_WUMS | MISO_W | Internal | Summer | B7 | 400 | 1240 | 275.1 | 78.54 | 78.55 | 0.01 | 0
2025 | MISO_WUMS_2_MISO_W | MISO_WUMS | MISO_W | Internal | Summer | B8 | 500 | 1240 | 412.62 | 68.16 | 68.17 | 0.01 | 0
2025 | MISO_WUMS_2_MISO_W | MISO_WUMS | MISO_W | Internal | Summer | B9 | 800 | 1240 | 762.09 | 66.37 | 66.39 | 0.01 | 0
2025 | MISO_WUMS_2_MISO_W | MISO_WUMS | MISO_W | Internal | Summer | B10 | 1262 | 1240 | 0 | 64.12 | 64.11 | 0.01 | 0
2025 | MISO_WUMS_2_MISO_W | MISO_WUMS | MISO_W | Internal | Winter | B16 | 25 | 1240 | 0 | 70.17 | 68.56 | 0.01 | 0
2025 | MISO_WUMS_2_MISO_W | MISO_WUMS | MISO_W | Internal | Winter | B17 | 100 | 1240 | 0 | 70.17 | 68.56 | 0.01 | 0
2025 | MISO_WUMS_2_MISO_W | MISO_WUMS | MISO_W | Internal | Winter | B18 | 400 | 1240 | 0 | 70.85 | 70.84 | 0.01 | 0
2025 | MISO_WUMS_2_MISO_W | MISO_WUMS | MISO_W | Internal | Winter | B19 | 700 | 1240 | 0 | 70.85 | 70.84 | 0.01 | 0
2025 | MISO_WUMS_2_MISO_W | MISO_WUMS | MISO_W | Internal | Winter | B20 | 935 | 1240 | 0 | 68.55 | 68.53 | 0.01 | 0
2025 | MISO_WUMS_2_PJM_ROR | MISO_WUMS | PJM_ROR | Internal | Shoulder | B11 | 25 | 1600 | 1600 | 86.02 | 94.32 | 2 | 6.3
2025 | MISO_WUMS_2_PJM_ROR | MISO_WUMS | PJM_ROR | Internal | Shoulder | B12 | 200 | 1600 | 1600 | 70.28 | 80.16 | 2 | 7.88
2025 | MISO_WUMS_2_PJM_ROR | MISO_WUMS | PJM_ROR | Internal | Shoulder | B13 | 600 | 1600 | 1600 | 69.95 | 75.68 | 2 | 3.72
2025 | MISO_WUMS_2_PJM_ROR | MISO_WUMS | PJM_ROR | Internal | Shoulder | B14 | 900 | 1600 | 1600 | 67.4 | 73.69 | 2 | 4.29
2025 | MISO_WUMS_2_PJM_ROR | MISO_WUMS | PJM_ROR | Internal | Shoulder | B15 | 1203 | 1600 | 1600 | 65.4 | 68.96 | 2 | 1.56
2025 | MISO_WUMS_2_PJM_ROR | MISO_WUMS | PJM_ROR | Internal | Summer | B1 | 10 | 1600 | 1600 | 113.55 | 128.26 | 2 | 12.71
2025 | MISO_WUMS_2_PJM_ROR | MISO_WUMS | PJM_ROR | Internal | Summer | B2 | 25 | 1600 | 1600 | 112.11 | 115.06 | 2 | 0.95
2025 | MISO_WUMS_2_PJM_ROR | MISO_WUMS | PJM_ROR | Internal | Summer | B3 | 75 | 1600 | 436.47 | 107.27 | 109.27 | 2 | 0
2025 | MISO_WUMS_2_PJM_ROR | MISO_WUMS | PJM_ROR | Internal | Summer | B4 | 100 | 1600 | 1051.33 | 107.27 | 109.27 | 2 | 0
2025 | MISO_WUMS_2_PJM_ROR | MISO_WUMS | PJM_ROR | Internal | Summer | B5 | 200 | 1600 | 1600 | 107.26 | 109.27 | 2 | 0.01
2025 | MISO_WUMS_2_PJM_ROR | MISO_WUMS | PJM_ROR | Internal | Summer | B6 | 300 | 1600 | 1600 | 88.53 | 90.56 | 2 | 0.02
2025 | MISO_WUMS_2_PJM_ROR | MISO_WUMS | PJM_ROR | Internal | Summer | B7 | 400 | 1600 | 1600 | 78.54 | 80.56 | 2 | 0.02
2025 | MISO_WUMS_2_PJM_ROR | MISO_WUMS | PJM_ROR | Internal | Summer | B8 | 500 | 1600 | 1600 | 68.16 | 72.44 | 2 | 2.28
2025 | MISO_WUMS_2_PJM_ROR | MISO_WUMS | PJM_ROR | Internal | Summer | B9 | 800 | 1600 | 1600 | 66.37 | 68.39 | 2 | 0.01
2025 | MISO_WUMS_2_PJM_ROR | MISO_WUMS | PJM_ROR | Internal | Summer | B10 | 1262 | 1600 | 1600 | 64.12 | 66.14 | 2 | 0.01
2025 | MISO_WUMS_2_PJM_ROR | MISO_WUMS | PJM_ROR | Internal | Winter | B16 | 25 | 1600 | 1600 | 70.17 | 97.08 | 2 | 24.91
2025 | MISO_WUMS_2_PJM_ROR | MISO_WUMS | PJM_ROR | Internal | Winter | B17 | 100 | 1600 | 1600 | 70.17 | 88.67 | 2 | 16.5
2025 | MISO_WUMS_2_PJM_ROR | MISO_WUMS | PJM_ROR | Internal | Winter | B18 | 400 | 1600 | 1600 | 70.85 | 79.97 | 2 | 7.12
2025 | MISO_WUMS_2_PJM_ROR | MISO_WUMS | PJM_ROR | Internal | Winter | B19 | 700 | 1600 | 1600 | 70.85 | 76.49 | 2 | 3.64
2025 | MISO_WUMS_2_PJM_ROR | MISO_WUMS | PJM_ROR | Internal | Winter | B20 | 935 | 1600 | 1600 | 68.55 | 71.01 | 2 | 0.46
2025 | NE_2_MISO_W | NE | MISO_W | Internal | Shoulder | B11 | 25 | 1600 | 0 | 86.01 | 86.01 | 5 | 0
2025 | NE_2_MISO_W | NE | MISO_W | Internal | Shoulder | B12 | 200 | 1600 | 0 | 71.45 | 70.27 | 5 | 0
2025 | NE_2_MISO_W | NE | MISO_W | Internal | Shoulder | B13 | 600 | 1600 | 0 | 69.94 | 69.94 | 5 | 0
2025 | NE_2_MISO_W | NE | MISO_W | Internal | Shoulder | B14 | 900 | 1600 | 0 | 67.39 | 67.39 | 5 | 0
2025 | NE_2_MISO_W | NE | MISO_W | Internal | Shoulder | B15 | 1203 | 1600 | 0 | 65.39 | 65.39 | 5 | 0
2025 | NE_2_MISO_W | NE | MISO_W | Internal | Summer | B1 | 10 | 1600 | 0 | 113.56 | 113.56 | 5 | 0
2025 | NE_2_MISO_W | NE | MISO_W | Internal | Summer | B2 | 25 | 1600 | 0 | 112.1 | 112.1 | 5 | 0
2025 | NE_2_MISO_W | NE | MISO_W | Internal | Summer | B3 | 75 | 1600 | 0 | 114 | 109.52 | 5 | 0
2025 | NE_2_MISO_W | NE | MISO_W | Internal | Summer | B4 | 100 | 1600 | 0 | 108.82 | 108.42 | 5 | 0
2025 | NE_2_MISO_W | NE | MISO_W | Internal | Summer | B5 | 200 | 1600 | 0 | 107.27 | 107.27 | 5 | 0
2025 | NE_2_MISO_W | NE | MISO_W | Internal | Summer | B6 | 300 | 1600 | 0 | 88.54 | 88.54 | 5 | 0
2025 | NE_2_MISO_W | NE | MISO_W | Internal | Summer | B7 | 400 | 1600 | 0 | 78.55 | 78.55 | 5 | 0
2025 | NE_2_MISO_W | NE | MISO_W | Internal | Summer | B8 | 500 | 1600 | 0 | 69.45 | 68.17 | 5 | 0
2025 | NE_2_MISO_W | NE | MISO_W | Internal | Summer | B9 | 800 | 1600 | 0 | 69.08 | 66.39 | 5 | 0
2025 | NE_2_MISO_W | NE | MISO_W | Internal | Summer | B10 | 1262 | 1600 | 0 | 68.21 | 64.11 | 5 | 0
2025 | NE_2_MISO_W | NE | MISO_W | Internal | Winter | B16 | 25 | 1600 | 0 | 68.56 | 68.56 | 5 | 0
2025 | NE_2_MISO_W | NE | MISO_W | Internal | Winter | B17 | 100 | 1600 | 0 | 68.56 | 68.56 | 5 | 0
2025 | NE_2_MISO_W | NE | MISO_W | Internal | Winter | B18 | 400 | 1600 | 0 | 70.84 | 70.84 | 5 | 0
2025 | NE_2_MISO_W | NE | MISO_W | Internal | Winter | B19 | 700 | 1600 | 0 | 70.84 | 70.84 | 5 | 0
2025 | NE_2_MISO_W | NE | MISO_W | Internal | Winter | B20 | 935 | 1600 | 0 | 68.53 | 68.53 | 5 | 0
2025 | NE_2_SPP_N | NE | SPP_N | Internal | Shoulder | B11 | 25 | 1802 | 1802 | 86.01 | 87.32 | 0.01 | 1.3
2025 | NE_2_SPP_N | NE | SPP_N | Internal | Shoulder | B12 | 200 | 1802 | 1652.18 | 71.45 | 71.46 | 0.01 | 0
2025 | NE_2_SPP_N | NE | SPP_N | Internal | Shoulder | B13 | 600 | 1802 | 1802 | 69.94 | 70.49 | 0.01 | 0.54
2025 | NE_2_SPP_N | NE | SPP_N | Internal | Shoulder | B14 | 900 | 1802 | 1397.37 | 67.39 | 67.4 | 0.01 | 0
2025 | NE_2_SPP_N | NE | SPP_N | Internal | Shoulder | B15 | 1203 | 1802 | 1013.83 | 65.39 | 65.4 | 0.01 | 0
2025 | NE_2_SPP_N | NE | SPP_N | Internal | Summer | B1 | 10 | 1802 | 0 | 113.56 | 112.69 | 0.01 | 0
2025 | NE_2_SPP_N | NE | SPP_N | Internal | Summer | B2 | 25 | 1802 | 1042.08 | 112.1 | 112.11 | 0.01 | 0
2025 | NE_2_SPP_N | NE | SPP_N | Internal | Summer | B3 | 75 | 1802 | 1802 | 114 | 114.78 | 0.01 | 0.77
2025 | NE_2_SPP_N | NE | SPP_N | Internal | Summer | B4 | 100 | 1802 | 1239.85 | 108.82 | 108.83 | 0.01 | 0
2025 | NE_2_SPP_N | NE | SPP_N | Internal | Summer | B5 | 200 | 1802 | 1225.95 | 107.27 | 107.28 | 0.01 | 0
2025 | NE_2_SPP_N | NE | SPP_N | Internal | Summer | B6 | 300 | 1802 | 986.05 | 88.54 | 88.56 | 0.01 | 0
2025 | NE_2_SPP_N | NE | SPP_N | Internal | Summer | B7 | 400 | 1802 | 1634.85 | 78.55 | 78.56 | 0.01 | 0
2025 | NE_2_SPP_N | NE | SPP_N | Internal | Summer | B8 | 500 | 1802 | 1802 | 69.45 | 71.57 | 0.01 | 2.11
2025 | NE_2_SPP_N | NE | SPP_N | Internal | Summer | B9 | 800 | 1802 | 1725.06 | 69.08 | 69.09 | 0.01 | 0
2025 | NE_2_SPP_N | NE | SPP_N | Internal | Summer | B10 | 1262 | 1802 | 1802 | 68.21 | 68.94 | 0.01 | 0.72
2025 | NE_2_SPP_N | NE | SPP_N | Internal | Winter | B16 | 25 | 1802 | 1802 | 68.56 | 75.56 | 0.01 | 6.99
2025 | NE_2_SPP_N | NE | SPP_N | Internal | Winter | B17 | 100 | 1802 | 1802 | 68.56 | 73.7 | 0.01 | 5.13
2025 | NE_2_SPP_N | NE | SPP_N | Internal | Winter | B18 | 400 | 1802 | 1802 | 70.84 | 73.53 | 0.01 | 2.69
2025 | NE_2_SPP_N | NE | SPP_N | Internal | Winter | B19 | 700 | 1802 | 1725.52 | 70.84 | 70.85 | 0.01 | 0
2025 | NE_2_SPP_N | NE | SPP_N | Internal | Winter | B20 | 935 | 1802 | 1030.59 | 68.53 | 68.55 | 0.01 | 0
2025 | NEISO_2_NYISO_A-F | NEISO | NYISO_A-F | Internal | Shoulder | B11 | 25 | 600 | 339.17 | 57.95 | 60.95 | 3 | 0
2025 | NEISO_2_NYISO_A-F | NEISO | NYISO_A-F | Internal | Shoulder | B12 | 200 | 600 | 269.44 | 63.17 | 66.17 | 3 | 0
2025 | NEISO_2_NYISO_A-F | NEISO | NYISO_A-F | Internal | Shoulder | B13 | 600 | 600 | 298.73 | 57.95 | 60.95 | 3 | 0
2025 | NEISO_2_NYISO_A-F | NEISO | NYISO_A-F | Internal | Shoulder | B14 | 900 | 600 | 0 | 57.95 | 60.93 | 3 | 0
2025 | NEISO_2_NYISO_A-F | NEISO | NYISO_A-F | Internal | Shoulder | B15 | 1203 | 600 | 0 | 57.95 | 60.93 | 3 | 0
2025 | NEISO_2_NYISO_A-F | NEISO | NYISO_A-F | Internal | Summer | B1 | 10 | 600 | 0 | 117.26 | 82.87 | 3 | 0
2025 | NEISO_2_NYISO_A-F | NEISO | NYISO_A-F | Internal | Summer | B2 | 25 | 600 | 0 | 101.07 | 98.07 | 3 | 0
2025 | NEISO_2_NYISO_A-F | NEISO | NYISO_A-F | Internal | Summer | B3 | 75 | 600 | 70.29 | 79.87 | 82.87 | 3 | 0
2025 | NEISO_2_NYISO_A-F | NEISO | NYISO_A-F | Internal | Summer | B4 | 100 | 600 | 600 | 78.9 | 82.87 | 3 | 0.97
2025 | NEISO_2_NYISO_A-F | NEISO | NYISO_A-F | Internal | Summer | B5 | 200 | 600 | 511.08 | 67.72 | 70.72 | 3 | 0
2025 | NEISO_2_NYISO_A-F | NEISO | NYISO_A-F | Internal | Summer | B6 | 300 | 600 | 525.16 | 62.6 | 65.6 | 3 | 0
2025 | NEISO_2_NYISO_A-F | NEISO | NYISO_A-F | Internal | Summer | B7 | 400 | 600 | 148.67 | 61.41 | 64.41 | 3 | 0
2025 | NEISO_2_NYISO_A-F | NEISO | NYISO_A-F | Internal | Summer | B8 | 500 | 600 | 0 | 59.99 | 62.96 | 3 | 0
2025 | NEISO_2_NYISO_A-F | NEISO | NYISO_A-F | Internal | Summer | B9 | 800 | 600 | 0 | 57.4 | 60.37 | 3 | 0
2025 | NEISO_2_NYISO_A-F | NEISO | NYISO_A-F | Internal | Summer | B10 | 1262 | 600 | 0 | 57.4 | 60.37 | 3 | 0
2025 | NEISO_2_NYISO_A-F | NEISO | NYISO_A-F | Internal | Winter | B16 | 25 | 600 | 0 | 71.97 | 68.97 | 3 | 0
2025 | NEISO_2_NYISO_A-F | NEISO | NYISO_A-F | Internal | Winter | B17 | 100 | 600 | 0 | 65.67 | 63 | 3 | 0
2025 | NEISO_2_NYISO_A-F | NEISO | NYISO_A-F | Internal | Winter | B18 | 400 | 600 | 0 | 65.67 | 63 | 3 | 0
2025 | NEISO_2_NYISO_A-F | NEISO | NYISO_A-F | Internal | Winter | B19 | 700 | 600 | 0 | 65.67 | 63 | 3 | 0
2025 | NEISO_2_NYISO_A-F | NEISO | NYISO_A-F | Internal | Winter | B20 | 935 | 600 | 0 | 65.67 | 63 | 3 | 0
2025 | NEISO_2_NYISO_G-I | NEISO | NYISO_G-I | Internal | Shoulder | B11 | 25 | 600 | 600 | 57.95 | 67.25 | 3 | 6.3
2025 | NEISO_2_NYISO_G-I | NEISO | NYISO_G-I | Internal | Shoulder | B12 | 200 | 600 | 600 | 63.17 | 66.18 | 3 | 0.01
2025 | NEISO_2_NYISO_G-I | NEISO | NYISO_G-I | Internal | Shoulder | B13 | 600 | 600 | 600 | 57.95 | 66.18 | 3 | 5.23
2025 | NEISO_2_NYISO_G-I | NEISO | NYISO_G-I | Internal | Shoulder | B14 | 900 | 600 | 600 | 57.95 | 65.65 | 3 | 4.7
2025 | NEISO_2_NYISO_G-I | NEISO | NYISO_G-I | Internal | Shoulder | B15 | 1203 | 600 | 0 | 57.95 | 60.94 | 3 | 0
2025 | NEISO_2_NYISO_G-I | NEISO | NYISO_G-I | Internal | Summer | B1 | 10 | 600 | 416.88 | 117.26 | 120.26 | 3 | 0
2025 | NEISO_2_NYISO_G-I | NEISO | NYISO_G-I | Internal | Summer | B2 | 25 | 600 | 600 | 101.07 | 107.06 | 3 | 2.99
2025 | NEISO_2_NYISO_G-I | NEISO | NYISO_G-I | Internal | Summer | B3 | 75 | 600 | 600 | 79.87 | 91.87 | 3 | 8.99
2025 | NEISO_2_NYISO_G-I | NEISO | NYISO_G-I | Internal | Summer | B4 | 100 | 600 | 600 | 78.9 | 89.6 | 3 | 7.7
2025 | NEISO_2_NYISO_G-I | NEISO | NYISO_G-I | Internal | Summer | B5 | 200 | 600 | 600 | 67.72 | 70.74 | 3 | 0.01
2025 | NEISO_2_NYISO_G-I | NEISO | NYISO_G-I | Internal | Summer | B6 | 300 | 600 | 600 | 62.6 | 66.99 | 3 | 1.4
2025 | NEISO_2_NYISO_G-I | NEISO | NYISO_G-I | Internal | Summer | B7 | 400 | 600 | 600 | 61.41 | 64.43 | 3 | 0.01
2025 | NEISO_2_NYISO_G-I | NEISO | NYISO_G-I | Internal | Summer | B8 | 500 | 600 | 0 | 59.99 | 62.98 | 3 | 0
2025 | NEISO_2_NYISO_G-I | NEISO | NYISO_G-I | Internal | Summer | B9 | 800 | 600 | 0 | 57.4 | 60.39 | 3 | 0
2025 | NEISO_2_NYISO_G-I | NEISO | NYISO_G-I | Internal | Summer | B10 | 1262 | 600 | 0 | 57.4 | 60.39 | 3 | 0
2025 | NEISO_2_NYISO_G-I | NEISO | NYISO_G-I | Internal | Winter | B16 | 25 | 600 | 600 | 71.97 | 77.65 | 3 | 2.68
2025 | NEISO_2_NYISO_G-I | NEISO | NYISO_G-I | Internal | Winter | B17 | 100 | 600 | 600 | 65.67 | 77.65 | 3 | 8.98
2025 | NEISO_2_NYISO_G-I | NEISO | NYISO_G-I | Internal | Winter | B18 | 400 | 600 | 600 | 65.67 | 71.97 | 3 | 3.3
2025 | NEISO_2_NYISO_G-I | NEISO | NYISO_G-I | Internal | Winter | B19 | 700 | 600 | 0 | 65.67 | 68.66 | 3 | 0
2025 | NEISO_2_NYISO_G-I | NEISO | NYISO_G-I | Internal | Winter | B20 | 935 | 600 | 0 | 65.67 | 63.01 | 3 | 0
2025 | NEISO_2_NYISO_J-K | NEISO | NYISO_J-K | Internal | Shoulder | B11 | 25 | 777 | 777 | 57.95 | 67.26 | 3 | 6.31
2025 | NEISO_2_NYISO_J-K | NEISO | NYISO_J-K | Internal | Shoulder | B12 | 200 | 777 | 777 | 63.17 | 66.19 | 3 | 0.02
2025 | NEISO_2_NYISO_J-K | NEISO | NYISO_J-K | Internal | Shoulder | B13 | 600 | 777 | 777 | 57.95 | 66.19 | 3 | 5.24
2025 | NEISO_2_NYISO_J-K | NEISO | NYISO_J-K | Internal | Shoulder | B14 | 900 | 777 | 777 | 57.95 | 65.66 | 3 | 4.71
2025 | NEISO_2_NYISO_J-K | NEISO | NYISO_J-K | Internal | Shoulder | B15 | 1203 | 777 | 573.04 | 57.95 | 60.95 | 3 | 0
2025 | NEISO_2_NYISO_J-K | NEISO | NYISO_J-K | Internal | Summer | B1 | 10 | 777 | 777 | 117.26 | 120.27 | 3 | 0.01
2025 | NEISO_2_NYISO_J-K | NEISO | NYISO_J-K | Internal | Summer | B2 | 25 | 777 | 777 | 101.07 | 107.07 | 3 | 3
2025 | NEISO_2_NYISO_J-K | NEISO | NYISO_J-K | Internal | Summer | B3 | 75 | 777 | 777 | 79.87 | 91.88 | 3 | 9.01
2025 | NEISO_2_NYISO_J-K | NEISO | NYISO_J-K | Internal | Summer | B4 | 100 | 777 | 777 | 78.9 | 89.61 | 3 | 7.71
2025 | NEISO_2_NYISO_J-K | NEISO | NYISO_J-K | Internal | Summer | B5 | 200 | 777 | 777 | 67.72 | 70.75 | 3 | 0.02
2025 | NEISO_2_NYISO_J-K | NEISO | NYISO_J-K | Internal | Summer | B6 | 300 | 777 | 777 | 62.6 | 67 | 3 | 1.41
2025 | NEISO_2_NYISO_J-K | NEISO | NYISO_J-K | Internal | Summer | B7 | 400 | 777 | 777 | 61.41 | 64.44 | 3 | 0.02
2025 | NEISO_2_NYISO_J-K | NEISO | NYISO_J-K | Internal | Summer | B8 | 500 | 777 | 759.96 | 59.99 | 62.99 | 3 | 0
2025 | NEISO_2_NYISO_J-K | NEISO | NYISO_J-K | Internal | Summer | B9 | 800 | 777 | 722.05 | 57.4 | 60.4 | 3 | 0
2025 | NEISO_2_NYISO_J-K | NEISO | NYISO_J-K | Internal | Summer | B10 | 1262 | 777 | 189.66 | 57.4 | 60.4 | 3 | 0
2025 | NEISO_2_NYISO_J-K | NEISO | NYISO_J-K | Internal | Winter | B16 | 25 | 777 | 777 | 71.97 | 77.66 | 3 | 2.69
2025 | NEISO_2_NYISO_J-K | NEISO | NYISO_J-K | Internal | Winter | B17 | 100 | 777 | 777 | 65.67 | 77.66 | 3 | 8.99
2025 | NEISO_2_NYISO_J-K | NEISO | NYISO_J-K | Internal | Winter | B18 | 400 | 777 | 777 | 65.67 | 71.98 | 3 | 3.31
2025 | NEISO_2_NYISO_J-K | NEISO | NYISO_J-K | Internal | Winter | B19 | 700 | 777 | 234.49 | 65.67 | 68.67 | 3 | 0
2025 | NEISO_2_NYISO_J-K | NEISO | NYISO_J-K | Internal | Winter | B20 | 935 | 777 | 0 | 65.67 | 63.02 | 3 | 0
2025 | NonRTO_Midwest_2_MISO_IN | NonRTO_Midwest | MISO_IN | Internal | Shoulder | B11 | 25 | 4450 | 0 | 100.31 | 92.31 | 8 | 0
2025 | NonRTO_Midwest_2_MISO_IN | NonRTO_Midwest | MISO_IN | Internal | Shoulder | B12 | 200 | 4450 | 0 | 86.15 | 78.15 | 8 | 0
2025 | NonRTO_Midwest_2_MISO_IN | NonRTO_Midwest | MISO_IN | Internal | Shoulder | B13 | 600 | 4450 | 0 | 82.89 | 74.89 | 8 | 0
2025 | NonRTO_Midwest_2_MISO_IN | NonRTO_Midwest | MISO_IN | Internal | Shoulder | B14 | 900 | 4450 | 0 | 79.95 | 71.95 | 8 | 0
2025 | NonRTO_Midwest_2_MISO_IN | NonRTO_Midwest | MISO_IN | Internal | Shoulder | B15 | 1203 | 4450 | 0 | 74.95 | 66.95 | 8 | 0
2025 | NonRTO_Midwest_2_MISO_IN | NonRTO_Midwest | MISO_IN | Internal | Summer | B1 | 10 | 4450 | 0 | 117.26 | 114.05 | 8 | 0
2025 | NonRTO_Midwest_2_MISO_IN | NonRTO_Midwest | MISO_IN | Internal | Summer | B2 | 25 | 4450 | 0 | 116.42 | 113.05 | 8 | 0
2025 | NonRTO_Midwest_2_MISO_IN | NonRTO_Midwest | MISO_IN | Internal | Summer | B3 | 75 | 4450 | 0 | 116.42 | 108.49 | 8 | 0
2025 | NonRTO_Midwest_2_MISO_IN | NonRTO_Midwest | MISO_IN | Internal | Summer | B4 | 100 | 4450 | 0 | 116.42 | 108.42 | 8 | 0
2025 | NonRTO_Midwest_2_MISO_IN | NonRTO_Midwest | MISO_IN | Internal | Summer | B5 | 200 | 4450 | 0 | 115.27 | 107.27 | 8 | 0
2025 | NonRTO_Midwest_2_MISO_IN | NonRTO_Midwest | MISO_IN | Internal | Summer | B6 | 300 | 4450 | 0 | 96.54 | 88.54 | 8 | 0
2025 | NonRTO_Midwest_2_MISO_IN | NonRTO_Midwest | MISO_IN | Internal | Summer | B7 | 400 | 4450 | 0 | 86.55 | 78.55 | 8 | 0
2025 | NonRTO_Midwest_2_MISO_IN | NonRTO_Midwest | MISO_IN | Internal | Summer | B8 | 500 | 4450 | 0 | 78.91 | 70.91 | 8 | 0
2025 | NonRTO_Midwest_2_MISO_IN | NonRTO_Midwest | MISO_IN | Internal | Summer | B9 | 800 | 4450 | 0 | 74.39 | 66.39 | 8 | 0
2025 | NonRTO_Midwest_2_MISO_IN | NonRTO_Midwest | MISO_IN | Internal | Summer | B10 | 1262 | 4450 | 0 | 69.48 | 64.12 | 8 | 0
2025 | NonRTO_Midwest_2_MISO_IN | NonRTO_Midwest | MISO_IN | Internal | Winter | B16 | 25 | 4450 | 0 | 103.07 | 95.07 | 8 | 0
2025 | NonRTO_Midwest_2_MISO_IN | NonRTO_Midwest | MISO_IN | Internal | Winter | B17 | 100 | 4450 | 0 | 92.66 | 84.66 | 8 | 0
2025 | NonRTO_Midwest_2_MISO_IN | NonRTO_Midwest | MISO_IN | Internal | Winter | B18 | 400 | 4450 | 0 | 85.96 | 77.96 | 8 | 0
2025 | NonRTO_Midwest_2_MISO_IN | NonRTO_Midwest | MISO_IN | Internal | Winter | B19 | 700 | 4450 | 0 | 82.48 | 74.48 | 8 | 0
2025 | NonRTO_Midwest_2_MISO_IN | NonRTO_Midwest | MISO_IN | Internal | Winter | B20 | 935 | 4450 | 0 | 77 | 69 | 8 | 0
2025 | NonRTO_Midwest_2_TVA_Transmission | NonRTO_Midwest | TVA_Transmission | Internal | Shoulder | B11 | 25 | 2400 | 0 | 100.31 | 100.32 | 8 | 0
2025 | NonRTO_Midwest_2_TVA_Transmission | NonRTO_Midwest | TVA_Transmission | Internal | Shoulder | B12 | 200 | 2400 | 0 | 86.15 | 80.03 | 8 | 0
2025 | NonRTO_Midwest_2_TVA_Transmission | NonRTO_Midwest | TVA_Transmission | Internal | Shoulder | B13 | 600 | 2400 | 0 | 82.89 | 78.07 | 8 | 0
2025 | NonRTO_Midwest_2_TVA_Transmission | NonRTO_Midwest | TVA_Transmission | Internal | Shoulder | B14 | 900 | 2400 | 0 | 79.95 | 76.88 | 8 | 0
2025 | NonRTO_Midwest_2_TVA_Transmission | NonRTO_Midwest | TVA_Transmission | Internal | Shoulder | B15 | 1203 | 2400 | 0 | 74.95 | 74.96 | 8 | 0
2025 | NonRTO_Midwest_2_TVA_Transmission | NonRTO_Midwest | TVA_Transmission | Internal | Summer | B1 | 10 | 2400 | 168.46 | 117.26 | 125.26 | 8 | 0
2025 | NonRTO_Midwest_2_TVA_Transmission | NonRTO_Midwest | TVA_Transmission | Internal | Summer | B2 | 25 | 2400 | 0 | 116.42 | 121.06 | 8 | 0
2025 | NonRTO_Midwest_2_TVA_Transmission | NonRTO_Midwest | TVA_Transmission | Internal | Summer | B3 | 75 | 2400 | 0 | 116.42 | 115.27 | 8 | 0
2025 | NonRTO_Midwest_2_TVA_Transmission | NonRTO_Midwest | TVA_Transmission | Internal | Summer | B4 | 100 | 2400 | 0 | 116.42 | 115.27 | 8 | 0
2025 | NonRTO_Midwest_2_TVA_Transmission | NonRTO_Midwest | TVA_Transmission | Internal | Summer | B5 | 200 | 2400 | 0 | 115.27 | 115.27 | 8 | 0
2025 | NonRTO_Midwest_2_TVA_Transmission | NonRTO_Midwest | TVA_Transmission | Internal | Summer | B6 | 300 | 2400 | 0 | 96.54 | 96.56 | 8 | 0
2025 | NonRTO_Midwest_2_TVA_Transmission | NonRTO_Midwest | TVA_Transmission | Internal | Summer | B7 | 400 | 2400 | 0 | 86.55 | 86.31 | 8 | 0
2025 | NonRTO_Midwest_2_TVA_Transmission | NonRTO_Midwest | TVA_Transmission | Internal | Summer | B8 | 500 | 2400 | 0 | 78.91 | 77.23 | 8 | 0
2025 | NonRTO_Midwest_2_TVA_Transmission | NonRTO_Midwest | TVA_Transmission | Internal | Summer | B9 | 800 | 2400 | 0 | 74.39 | 74.03 | 8 | 0
2025 | NonRTO_Midwest_2_TVA_Transmission | NonRTO_Midwest | TVA_Transmission | Internal | Summer | B10 | 1262 | 2400 | 0 | 69.48 | 71.03 | 8 | 0
2025 | NonRTO_Midwest_2_TVA_Transmission | NonRTO_Midwest | TVA_Transmission | Internal | Winter | B16 | 25 | 2400 | 0 | 103.07 | 103.08 | 8 | 0
2025 | NonRTO_Midwest_2_TVA_Transmission | NonRTO_Midwest | TVA_Transmission | Internal | Winter | B17 | 100 | 2400 | 0 | 92.66 | 84.67 | 8 | 0
2025 | NonRTO_Midwest_2_TVA_Transmission | NonRTO_Midwest | TVA_Transmission | Internal | Winter | B18 | 400 | 2400 | 0 | 85.96 | 81.35 | 8 | 0
2025 | NonRTO_Midwest_2_TVA_Transmission | NonRTO_Midwest | TVA_Transmission | Internal | Winter | B19 | 700 | 2400 | 0 | 82.48 | 79.77 | 8 | 0
2025 | NonRTO_Midwest_2_TVA_Transmission | NonRTO_Midwest | TVA_Transmission | Internal | Winter | B20 | 935 | 2400 | 0 | 77 | 77.01 | 8 | 0
2025 | NYISO_A-F_2_NEISO | NYISO_A-F | NEISO | Internal | Shoulder | B11 | 25 | 600 | 0 | 60.95 | 57.95 | 3 | 0
2025 | NYISO_A-F_2_NEISO | NYISO_A-F | NEISO | Internal | Shoulder | B12 | 200 | 600 | 0 | 66.17 | 63.17 | 3 | 0
2025 | NYISO_A-F_2_NEISO | NYISO_A-F | NEISO | Internal | Shoulder | B13 | 600 | 600 | 0 | 60.95 | 57.95 | 3 | 0
2025 | NYISO_A-F_2_NEISO | NYISO_A-F | NEISO | Internal | Shoulder | B14 | 900 | 600 | 0 | 60.93 | 57.95 | 3 | 0
2025 | NYISO_A-F_2_NEISO | NYISO_A-F | NEISO | Internal | Shoulder | B15 | 1203 | 600 | 0 | 60.93 | 57.95 | 3 | 0
2025 | NYISO_A-F_2_NEISO | NYISO_A-F | NEISO | Internal | Summer | B1 | 10 | 600 | 600 | 82.87 | 117.26 | 3 | 31.38
2025 | NYISO_A-F_2_NEISO | NYISO_A-F | NEISO | Internal | Summer | B2 | 25 | 600 | 382.61 | 98.07 | 101.07 | 3 | 0
2025 | NYISO_A-F_2_NEISO | NYISO_A-F | NEISO | Internal | Summer | B3 | 75 | 600 | 0 | 82.87 | 79.87 | 3 | 0
2025 | NYISO_A-F_2_NEISO | NYISO_A-F | NEISO | Internal | Summer | B4 | 100 | 600 | 0 | 82.87 | 78.9 | 3 | 0
2025 | NYISO_A-F_2_NEISO | NYISO_A-F | NEISO | Internal | Summer | B5 | 200 | 600 | 0 | 70.72 | 67.72 | 3 | 0
2025 | NYISO_A-F_2_NEISO | NYISO_A-F | NEISO | Internal | Summer | B6 | 300 | 600 | 0 | 65.6 | 62.6 | 3 | 0
2025 | NYISO_A-F_2_NEISO | NYISO_A-F | NEISO | Internal | Summer | B7 | 400 | 600 | 0 | 64.41 | 61.41 | 3 | 0
2025 | NYISO_A-F_2_NEISO | NYISO_A-F | NEISO | Internal | Summer | B8 | 500 | 600 | 0 | 62.96 | 59.99 | 3 | 0
2025 | NYISO_A-F_2_NEISO | NYISO_A-F | NEISO | Internal | Summer | B9 | 800 | 600 | 0 | 60.37 | 57.4 | 3 | 0
2025 | NYISO_A-F_2_NEISO | NYISO_A-F | NEISO | Internal | Summer | B10 | 1262 | 600 | 0 | 60.37 | 57.4 | 3 | 0
2025 | NYISO_A-F_2_NEISO | NYISO_A-F | NEISO | Internal | Winter | B16 | 25 | 600 | 190.23 | 68.97 | 71.97 | 3 | 0
2025 | NYISO_A-F_2_NEISO | NYISO_A-F | NEISO | Internal | Winter | B17 | 100 | 600 | 0 | 63 | 65.67 | 3 | 0
2025 | NYISO_A-F_2_NEISO | NYISO_A-F | NEISO | Internal | Winter | B18 | 400 | 600 | 0 | 63 | 65.67 | 3 | 0
2025 | NYISO_A-F_2_NEISO | NYISO_A-F | NEISO | Internal | Winter | B19 | 700 | 600 | 0 | 63 | 65.67 | 3 | 0
2025 | NYISO_A-F_2_NEISO | NYISO_A-F | NEISO | Internal | Winter | B20 | 935 | 600 | 0 | 63 | 65.67 | 3 | 0
2025 | NYISO_A-F_2_NYISO_G-I | NYISO_A-F | NYISO_G-I | Internal | Shoulder | B11 | 25 | 5843 | 5843 | 60.95 | 67.25 | 0.01 | 6.28
2025 | NYISO_A-F_2_NYISO_G-I | NYISO_A-F | NYISO_G-I | Internal | Shoulder | B12 | 200 | 5843 | 5450.71 | 66.17 | 66.18 | 0.01 | 0
2025 | NYISO_A-F_2_NYISO_G-I | NYISO_A-F | NYISO_G-I | Internal | Shoulder | B13 | 600 | 5843 | 5843 | 60.95 | 66.18 | 0.01 | 5.22
2025 | NYISO_A-F_2_NYISO_G-I | NYISO_A-F | NYISO_G-I | Internal | Shoulder | B14 | 900 | 5843 | 5843 | 60.93 | 65.65 | 0.01 | 4.71
2025 | NYISO_A-F_2_NYISO_G-I | NYISO_A-F | NYISO_G-I | Internal | Shoulder | B15 | 1203 | 5843 | 3418.02 | 60.93 | 60.94 | 0.01 | 0
2025 | NYISO_A-F_2_NYISO_G-I | NYISO_A-F | NYISO_G-I | Internal | Summer | B1 | 10 | 5843 | 5843 | 82.87 | 120.26 | 0.01 | 37.37
2025 | NYISO_A-F_2_NYISO_G-I | NYISO_A-F | NYISO_G-I | Internal | Summer | B2 | 25 | 5843 | 5843 | 98.07 | 107.06 | 0.01 | 8.98
2025 | NYISO_A-F_2_NYISO_G-I | NYISO_A-F | NYISO_G-I | Internal | Summer | B3 | 75 | 5843 | 5843 | 82.87 | 91.87 | 0.01 | 8.98
2025 | NYISO_A-F_2_NYISO_G-I | NYISO_A-F | NYISO_G-I | Internal | Summer | B4 | 100 | 5843 | 5843 | 82.87 | 89.6 | 0.01 | 6.72
2025 | NYISO_A-F_2_NYISO_G-I | NYISO_A-F | NYISO_G-I | Internal | Summer | B5 | 200 | 5843 | 5587.92 | 70.72 | 70.74 | 0.01 | 0
2025 | NYISO_A-F_2_NYISO_G-I | NYISO_A-F | NYISO_G-I | Internal | Summer | B6 | 300 | 5843 | 5843 | 65.6 | 66.99 | 0.01 | 1.38
2025 | NYISO_A-F_2_NYISO_G-I | NYISO_A-F | NYISO_G-I | Internal | Summer | B7 | 400 | 5843 | 5609.63 | 64.41 | 64.43 | 0.01 | 0
2025 | NYISO_A-F_2_NYISO_G-I | NYISO_A-F | NYISO_G-I | Internal | Summer | B8 | 500 | 5843 | 5783.34 | 62.96 | 62.98 | 0.01 | 0
2025 | NYISO_A-F_2_NYISO_G-I | NYISO_A-F | NYISO_G-I | Internal | Summer | B9 | 800 | 5843 | 5416.8 | 60.37 | 60.39 | 0.01 | 0
2025 | NYISO_A-F_2_NYISO_G-I | NYISO_A-F | NYISO_G-I | Internal | Summer | B10 | 1262 | 5843 | 4037.2 | 60.37 | 60.39 | 0.01 | 0
2025 | NYISO_A-F_2_NYISO_G-I | NYISO_A-F | NYISO_G-I | Internal | Winter | B16 | 25 | 5843 | 5843 | 68.97 | 77.65 | 0.01 | 8.67
2025 | NYISO_A-F_2_NYISO_G-I | NYISO_A-F | NYISO_G-I | Internal | Winter | B17 | 100 | 5843 | 5843 | 63 | 77.65 | 0.01 | 14.64
2025 | NYISO_A-F_2_NYISO_G-I | NYISO_A-F | NYISO_G-I | Internal | Winter | B18 | 400 | 5843 | 5843 | 63 | 71.97 | 0.01 | 8.96
2025 | NYISO_A-F_2_NYISO_G-I | NYISO_A-F | NYISO_G-I | Internal | Winter | B19 | 700 | 5843 | 5843 | 63 | 68.66 | 0.01 | 5.65
2025 | NYISO_A-F_2_NYISO_G-I | NYISO_A-F | NYISO_G-I | Internal | Winter | B20 | 935 | 5843 | 5172.25 | 63 | 63.01 | 0.01 | 0
2025 | NYISO_A-F_2_PJM_ROM | NYISO_A-F | PJM_ROM | Internal | Shoulder | B11 | 25 | 1000 | 1000 | 60.95 | 94.31 | 8 | 25.36
2025 | NYISO_A-F_2_PJM_ROM | NYISO_A-F | PJM_ROM | Internal | Shoulder | B12 | 200 | 1000 | 1000 | 66.17 | 80.15 | 8 | 5.98
2025 | NYISO_A-F_2_PJM_ROM | NYISO_A-F | PJM_ROM | Internal | Shoulder | B13 | 600 | 1000 | 1000 | 60.95 | 75.66 | 8 | 6.71
2025 | NYISO_A-F_2_PJM_ROM | NYISO_A-F | PJM_ROM | Internal | Shoulder | B14 | 900 | 1000 | 1000 | 60.93 | 73.68 | 8 | 4.75
2025 | NYISO_A-F_2_PJM_ROM | NYISO_A-F | PJM_ROM | Internal | Shoulder | B15 | 1203 | 1000 | 1000 | 60.93 | 68.95 | 8 | 0.02
2025 | NYISO_A-F_2_PJM_ROM | NYISO_A-F | PJM_ROM | Internal | Summer | B1 | 10 | 1000 | 1000 | 82.87 | 128.27 | 8 | 37.39
2025 | NYISO_A-F_2_PJM_ROM | NYISO_A-F | PJM_ROM | Internal | Summer | B2 | 25 | 1000 | 1000 | 98.07 | 115.07 | 8 | 9
2025 | NYISO_A-F_2_PJM_ROM | NYISO_A-F | PJM_ROM | Internal | Summer | B3 | 75 | 1000 | 1000 | 82.87 | 109.26 | 8 | 18.38
2025 | NYISO_A-F_2_PJM_ROM | NYISO_A-F | PJM_ROM | Internal | Summer | B4 | 100 | 1000 | 1000 | 82.87 | 109.26 | 8 | 18.38
2025 | NYISO_A-F_2_PJM_ROM | NYISO_A-F | PJM_ROM | Internal | Summer | B5 | 200 | 1000 | 1000 | 70.72 | 109.26 | 8 | 30.53
2025 | NYISO_A-F_2_PJM_ROM | NYISO_A-F | PJM_ROM | Internal | Summer | B6 | 300 | 1000 | 1000 | 65.6 | 90.54 | 8 | 16.95
2025 | NYISO_A-F_2_PJM_ROM | NYISO_A-F | PJM_ROM | Internal | Summer | B7 | 400 | 1000 | 1000 | 64.41 | 80.55 | 8 | 8.14
2025 | NYISO_A-F_2_PJM_ROM | NYISO_A-F | PJM_ROM | Internal | Summer | B8 | 500 | 1000 | 1000 | 62.96 | 72.43 | 8 | 1.47
2025 | NYISO_A-F_2_PJM_ROM | NYISO_A-F | PJM_ROM | Internal | Summer | B9 | 800 | 1000 | 999.7 | 60.37 | 68.37 | 8 | 0
2025 | NYISO_A-F_2_PJM_ROM | NYISO_A-F | PJM_ROM | Internal | Summer | B10 | 1262 | 1000 | 0 | 60.37 | 66.15 | 8 | 0
2025 | NYISO_A-F_2_PJM_ROM | NYISO_A-F | PJM_ROM | Internal | Winter | B16 | 25 | 1000 | 1000 | 68.97 | 97.07 | 8 | 20.09
2025 | NYISO_A-F_2_PJM_ROM | NYISO_A-F | PJM_ROM | Internal | Winter | B17 | 100 | 1000 | 1000 | 63 | 88.66 | 8 | 17.67
2025 | NYISO_A-F_2_PJM_ROM | NYISO_A-F | PJM_ROM | Internal | Winter | B18 | 400 | 1000 | 1000 | 63 | 79.98 | 8 | 8.99
2025 | NYISO_A-F_2_PJM_ROM | NYISO_A-F | PJM_ROM | Internal | Winter | B19 | 700 | 1000 | 1000 | 63 | 76.5 | 8 | 5.5
2025 | NYISO_A-F_2_PJM_ROM | NYISO_A-F | PJM_ROM | Internal | Winter | B20 | 935 | 1000 | 1000 | 63 | 71.02 | 8 | 0.02
2025 | NYISO_G-I_2_NYISO_J-K | NYISO_G-I | NYISO_J-K | Internal | Shoulder | B11 | 25 | 6130 | 4494.22 | 67.25 | 67.26 | 0.01 | 0
2025 | NYISO_G-I_2_NYISO_J-K | NYISO_G-I | NYISO_J-K | Internal | Shoulder | B12 | 200 | 6130 | 4132.43 | 66.18 | 66.19 | 0.01 | 0
2025 | NYISO_G-I_2_NYISO_J-K | NYISO_G-I | NYISO_J-K | Internal | Shoulder | B13 | 600 | 6130 | 4629.83 | 66.18 | 66.19 | 0.01 | 0
2025 | NYISO_G-I_2_NYISO_J-K | NYISO_G-I | NYISO_J-K | Internal | Shoulder | B14 | 900 | 6130 | 4761.11 | 65.65 | 65.66 | 0.01 | 0
2025 | NYISO_G-I_2_NYISO_J-K | NYISO_G-I | NYISO_J-K | Internal | Shoulder | B15 | 1203 | 6130 | 3525.64 | 60.94 | 60.95 | 0.01 | 0
2025 | NYISO_G-I_2_NYISO_J-K | NYISO_G-I | NYISO_J-K | Internal | Summer | B1 | 10 | 6130 | 5329.71 | 120.26 | 120.27 | 0.01 | 0
2025 | NYISO_G-I_2_NYISO_J-K | NYISO_G-I | NYISO_J-K | Internal | Summer | B2 | 25 | 6130 | 4944.79 | 107.06 | 107.07 | 0.01 | 0
2025 | NYISO_G-I_2_NYISO_J-K | NYISO_G-I | NYISO_J-K | Internal | Summer | B3 | 75 | 6130 | 5171.74 | 91.87 | 91.88 | 0.01 | 0
2025 | NYISO_G-I_2_NYISO_J-K | NYISO_G-I | NYISO_J-K | Internal | Summer | B4 | 100 | 6130 | 5395.65 | 89.6 | 89.61 | 0.01 | 0
2025 | NYISO_G-I_2_NYISO_J-K | NYISO_G-I | NYISO_J-K | Internal | Summer | B5 | 200 | 6130 | 5256.4 | 70.74 | 70.75 | 0.01 | 0
2025 | NYISO_G-I_2_NYISO_J-K | NYISO_G-I | NYISO_J-K | Internal | Summer | B6 | 300 | 6130 | 5676.37 | 66.99 | 67 | 0.01 | 0
2025 | NYISO_G-I_2_NYISO_J-K | NYISO_G-I | NYISO_J-K | Internal | Summer | B7 | 400 | 6130 | 5081.2 | 64.43 | 64.44 | 0.01 | 0
2025 | NYISO_G-I_2_NYISO_J-K | NYISO_G-I | NYISO_J-K | Internal | Summer | B8 | 500 | 6130 | 4266.06 | 62.98 | 62.99 | 0.01 | 0
2025 | NYISO_G-I_2_NYISO_J-K | NYISO_G-I | NYISO_J-K | Internal | Summer | B9 | 800 | 6130 | 5577.02 | 60.39 | 60.4 | 0.01 | 0
2025 | NYISO_G-I_2_NYISO_J-K | NYISO_G-I | NYISO_J-K | Internal | Summer | B10 | 1262 | 6130 | 4581.31 | 60.39 | 60.4 | 0.01 | 0
2025 | NYISO_G-I_2_NYISO_J-K | NYISO_G-I | NYISO_J-K | Internal | Winter | B16 | 25 | 6130 | 5822.25 | 77.65 | 77.66 | 0.01 | 0
2025 | NYISO_G-I_2_NYISO_J-K | NYISO_G-I | NYISO_J-K | Internal | Winter | B17 | 100 | 6130 | 5930.41 | 77.65 | 77.66 | 0.01 | 0
2025 | NYISO_G-I_2_NYISO_J-K | NYISO_G-I | NYISO_J-K | Internal | Winter | B18 | 400 | 6130 | 5826.65 | 71.97 | 71.98 | 0.01 | 0
2025 | NYISO_G-I_2_NYISO_J-K | NYISO_G-I | NYISO_J-K | Internal | Winter | B19 | 700 | 6130 | 5994.98 | 68.66 | 68.67 | 0.01 | 0
2025 | NYISO_G-I_2_NYISO_J-K | NYISO_G-I | NYISO_J-K | Internal | Winter | B20 | 935 | 6130 | 5570.06 | 63.01 | 63.02 | 0.01 | 0
2025 | NYISO_G-I_2_PJM_E | NYISO_G-I | PJM_E | Internal | Shoulder | B11 | 25 | 1500 | 1500 | 67.25 | 93.93 | 8 | 18.69
2025 | NYISO_G-I_2_PJM_E | NYISO_G-I | PJM_E | Internal | Shoulder | B12 | 200 | 1500 | 1500 | 66.18 | 80.14 | 8 | 5.96
2025 | NYISO_G-I_2_PJM_E | NYISO_G-I | PJM_E | Internal | Shoulder | B13 | 600 | 1500 | 1500 | 66.18 | 74.19 | 8 | 0.01
2025 | NYISO_G-I_2_PJM_E | NYISO_G-I | PJM_E | Internal | Shoulder | B14 | 900 | 1500 | 1500 | 65.65 | 73.66 | 8 | 0.01
2025 | NYISO_G-I_2_PJM_E | NYISO_G-I | PJM_E | Internal | Shoulder | B15 | 1203 | 1500 | 76.46 | 60.94 | 68.94 | 8 | 0
2025 | NYISO_G-I_2_PJM_E | NYISO_G-I | PJM_E | Internal | Summer | B1 | 10 | 1500 | 683.86 | 120.26 | 128.26 | 8 | 0
2025 | NYISO_G-I_2_PJM_E | NYISO_G-I | PJM_E | Internal | Summer | B2 | 25 | 1500 | 1384.72 | 107.06 | 115.06 | 8 | 0
2025 | NYISO_G-I_2_PJM_E | NYISO_G-I | PJM_E | Internal | Summer | B3 | 75 | 1500 | 1500 | 91.87 | 109.25 | 8 | 9.38
2025 | NYISO_G-I_2_PJM_E | NYISO_G-I | PJM_E | Internal | Summer | B4 | 100 | 1500 | 1500 | 89.6 | 109.25 | 8 | 11.64
2025 | NYISO_G-I_2_PJM_E | NYISO_G-I | PJM_E | Internal | Summer | B5 | 200 | 1500 | 1500 | 70.74 | 105.06 | 8 | 26.33
2025 | NYISO_G-I_2_PJM_E | NYISO_G-I | PJM_E | Internal | Summer | B6 | 300 | 1500 | 1500 | 66.99 | 90.53 | 8 | 15.54
2025 | NYISO_G-I_2_PJM_E | NYISO_G-I | PJM_E | Internal | Summer | B7 | 400 | 1500 | 1500 | 64.43 | 80.54 | 8 | 8.11
2025 | NYISO_G-I_2_PJM_E | NYISO_G-I | PJM_E | Internal | Summer | B8 | 500 | 1500 | 1500 | 62.98 | 70.99 | 8 | 0.01
2025 | NYISO_G-I_2_PJM_E | NYISO_G-I | PJM_E | Internal | Summer | B9 | 800 | 1500 | 0 | 60.39 | 68.36 | 8 | 0
2025 | NYISO_G-I_2_PJM_E | NYISO_G-I | PJM_E | Internal | Summer | B10 | 1262 | 1500 | 0 | 60.39 | 66.14 | 8 | 0
2025 | NYISO_G-I_2_PJM_E | NYISO_G-I | PJM_E | Internal | Winter | B16 | 25 | 1500 | 1500 | 77.65 | 97.05 | 8 | 11.4
2025 | NYISO_G-I_2_PJM_E | NYISO_G-I | PJM_E | Internal | Winter | B17 | 100 | 1500 | 1500 | 77.65 | 88.65 | 8 | 3
2025 | NYISO_G-I_2_PJM_E | NYISO_G-I | PJM_E | Internal | Winter | B18 | 400 | 1500 | 621.92 | 71.97 | 79.97 | 8 | 0
2025 | NYISO_G-I_2_PJM_E | NYISO_G-I | PJM_E | Internal | Winter | B19 | 700 | 1500 | 0 | 68.66 | 76.49 | 8 | 0
2025 | NYISO_G-I_2_PJM_E | NYISO_G-I | PJM_E | Internal | Winter | B20 | 935 | 1500 | 105.73 | 63.01 | 71.01 | 8 | 0
2025 | NYISO_J-K_2_PJM_E | NYISO_J-K | PJM_E | Internal | Shoulder | B11 | 25 | 330 | 330 | 67.26 | 93.93 | 8 | 18.67
2025 | NYISO_J-K_2_PJM_E | NYISO_J-K | PJM_E | Internal | Shoulder | B12 | 200 | 330 | 330 | 66.19 | 80.14 | 8 | 5.95
2025 | NYISO_J-K_2_PJM_E | NYISO_J-K | PJM_E | Internal | Shoulder | B13 | 600 | 330 | 68.13 | 66.19 | 74.19 | 8 | 0
2025 | NYISO_J-K_2_PJM_E | NYISO_J-K | PJM_E | Internal | Shoulder | B14 | 900 | 330 | 6.8 | 65.66 | 73.66 | 8 | 0
2025 | NYISO_J-K_2_PJM_E | NYISO_J-K | PJM_E | Internal | Shoulder | B15 | 1203 | 330 | 0 | 60.95 | 68.94 | 8 | 0
2025 | NYISO_J-K_2_PJM_E | NYISO_J-K | PJM_E | Internal | Summer | B1 | 10 | 330 | 0 | 120.27 | 128.26 | 8 | 0
2025 | NYISO_J-K_2_PJM_E | NYISO_J-K | PJM_E | Internal | Summer | B2 | 25 | 330 | 0 | 107.07 | 115.06 | 8 | 0
2025 | NYISO_J-K_2_PJM_E | NYISO_J-K | PJM_E | Internal | Summer | B3 | 75 | 330 | 330 | 91.88 | 109.25 | 8 | 9.37
2025 | NYISO_J-K_2_PJM_E | NYISO_J-K | PJM_E | Internal | Summer | B4 | 100 | 330 | 330 | 89.61 | 109.25 | 8 | 11.63
2025 | NYISO_J-K_2_PJM_E | NYISO_J-K | PJM_E | Internal | Summer | B5 | 200 | 330 | 330 | 70.75 | 105.06 | 8 | 26.32
2025 | NYISO_J-K_2_PJM_E | NYISO_J-K | PJM_E | Internal | Summer | B6 | 300 | 330 | 330 | 67 | 90.53 | 8 | 15.53
2025 | NYISO_J-K_2_PJM_E | NYISO_J-K | PJM_E | Internal | Summer | B7 | 400 | 330 | 330 | 64.44 | 80.54 | 8 | 8.1
2025 | NYISO_J-K_2_PJM_E | NYISO_J-K | PJM_E | Internal | Summer | B8 | 500 | 330 | 65.91 | 62.99 | 70.99 | 8 | 0
2025 | NYISO_J-K_2_PJM_E | NYISO_J-K | PJM_E | Internal | Summer | B9 | 800 | 330 | 0 | 60.4 | 68.36 | 8 | 0
2025 | NYISO_J-K_2_PJM_E | NYISO_J-K | PJM_E | Internal | Summer | B10 | 1262 | 330 | 0 | 60.4 | 66.14 | 8 | 0
2025 | NYISO_J-K_2_PJM_E | NYISO_J-K | PJM_E | Internal | Winter | B16 | 25 | 330 | 330 | 77.66 | 97.05 | 8 | 11.39
2025 | NYISO_J-K_2_PJM_E | NYISO_J-K | PJM_E | Internal | Winter | B17 | 100 | 330 | 330 | 77.66 | 88.65 | 8 | 2.99
2025 | NYISO_J-K_2_PJM_E | NYISO_J-K | PJM_E | Internal | Winter | B18 | 400 | 330 | 0 | 71.98 | 79.97 | 8 | 0
2025 | NYISO_J-K_2_PJM_E | NYISO_J-K | PJM_E | Internal | Winter | B19 | 700 | 330 | 0 | 68.67 | 76.49 | 8 | 0
2025 | NYISO_J-K_2_PJM_E | NYISO_J-K | PJM_E | Internal | Winter | B20 | 935 | 330 | 0 | 63.02 | 71.01 | 8 | 0
2025 | PJM_E_2_NYISO_G-I | PJM_E | NYISO_G-I | Internal | Shoulder | B11 | 25 | 500 | 0 | 93.93 | 67.25 | 6 | 0
2025 | PJM_E_2_NYISO_G-I | PJM_E | NYISO_G-I | Internal | Shoulder | B12 | 200 | 500 | 0 | 80.14 | 66.18 | 6 | 0
2025 | PJM_E_2_NYISO_G-I | PJM_E | NYISO_G-I | Internal | Shoulder | B13 | 600 | 500 | 0 | 74.19 | 66.18 | 6 | 0
2025 | PJM_E_2_NYISO_G-I | PJM_E | NYISO_G-I | Internal | Shoulder | B14 | 900 | 500 | 0 | 73.66 | 65.65 | 6 | 0
2025 | PJM_E_2_NYISO_G-I | PJM_E | NYISO_G-I | Internal | Shoulder | B15 | 1203 | 500 | 0 | 68.94 | 60.94 | 6 | 0
2025 | PJM_E_2_NYISO_G-I | PJM_E | NYISO_G-I | Internal | Summer | B1 | 10 | 500 | 0 | 128.26 | 120.26 | 6 | 0
2025 | PJM_E_2_NYISO_G-I | PJM_E | NYISO_G-I | Internal | Summer | B2 | 25 | 500 | 0 | 115.06 | 107.06 | 6 | 0
2025 | PJM_E_2_NYISO_G-I | PJM_E | NYISO_G-I | Internal | Summer | B3 | 75 | 500 | 0 | 109.25 | 91.87 | 6 | 0
2025 | PJM_E_2_NYISO_G-I | PJM_E | NYISO_G-I | Internal | Summer | B4 | 100 | 500 | 0 | 109.25 | 89.6 | 6 | 0
2025 | PJM_E_2_NYISO_G-I | PJM_E | NYISO_G-I | Internal | Summer | B5 | 200 | 500 | 0 | 105.06 | 70.74 | 6 | 0
2025 | PJM_E_2_NYISO_G-I | PJM_E | NYISO_G-I | Internal | Summer | B6 | 300 | 500 | 0 | 90.53 | 66.99 | 6 | 0
2025 | PJM_E_2_NYISO_G-I | PJM_E | NYISO_G-I | Internal | Summer | B7 | 400 | 500 | 0 | 80.54 | 64.43 | 6 | 0
2025 | PJM_E_2_NYISO_G-I | PJM_E | NYISO_G-I | Internal | Summer | B8 | 500 | 500 | 0 | 70.99 | 62.98 | 6 | 0
2025 | PJM_E_2_NYISO_G-I | PJM_E | NYISO_G-I | Internal | Summer | B9 | 800 | 500 | 0 | 68.36 | 60.39 | 6 | 0
2025 | PJM_E_2_NYISO_G-I | PJM_E | NYISO_G-I | Internal | Summer | B10 | 1262 | 500 | 0 | 66.14 | 60.39 | 6 | 0
2025 | PJM_E_2_NYISO_G-I | PJM_E | NYISO_G-I | Internal | Winter | B16 | 25 | 500 | 0 | 97.05 | 77.65 | 6 | 0
2025 | PJM_E_2_NYISO_G-I | PJM_E | NYISO_G-I | Internal | Winter | B17 | 100 | 500 | 0 | 88.65 | 77.65 | 6 | 0
2025 | PJM_E_2_NYISO_G-I | PJM_E | NYISO_G-I | Internal | Winter | B18 | 400 | 500 | 0 | 79.97 | 71.97 | 6 | 0
2025 | PJM_E_2_NYISO_G-I | PJM_E | NYISO_G-I | Internal | Winter | B19 | 700 | 500 | 0 | 76.49 | 68.66 | 6 | 0
2025 | PJM_E_2_NYISO_G-I | PJM_E | NYISO_G-I | Internal | Winter | B20 | 935 | 500 | 0 | 71.01 | 63.01 | 6 | 0
2025 | PJM_E_2_NYISO_J-K | PJM_E | NYISO_J-K | Internal | Shoulder | B11 | 25 | 330 | 0 | 93.93 | 67.26 | 6 | 0
2025 | PJM_E_2_NYISO_J-K | PJM_E | NYISO_J-K | Internal | Shoulder | B12 | 200 | 330 | 0 | 80.14 | 66.19 | 6 | 0
2025 | PJM_E_2_NYISO_J-K | PJM_E | NYISO_J-K | Internal | Shoulder | B13 | 600 | 330 | 0 | 74.19 | 66.19 | 6 | 0
2025 | PJM_E_2_NYISO_J-K | PJM_E | NYISO_J-K | Internal | Shoulder | B14 | 900 | 330 | 0 | 73.66 | 65.66 | 6 | 0
2025 | PJM_E_2_NYISO_J-K | PJM_E | NYISO_J-K | Internal | Shoulder | B15 | 1203 | 330 | 0 | 68.94 | 60.95 | 6 | 0
2025 | PJM_E_2_NYISO_J-K | PJM_E | NYISO_J-K | Internal | Summer | B1 | 10 | 330 | 0 | 128.26 | 120.27 | 6 | 0
2025 | PJM_E_2_NYISO_J-K | PJM_E | NYISO_J-K | Internal | Summer | B2 | 25 | 330 | 0 | 115.06 | 107.07 | 6 | 0
2025 | PJM_E_2_NYISO_J-K | PJM_E | NYISO_J-K | Internal | Summer | B3 | 75 | 330 | 0 | 109.25 | 91.88 | 6 | 0
2025 | PJM_E_2_NYISO_J-K | PJM_E | NYISO_J-K | Internal | Summer | B4 | 100 | 330 | 0 | 109.25 | 89.61 | 6 | 0
2025 | PJM_E_2_NYISO_J-K | PJM_E | NYISO_J-K | Internal | Summer | B5 | 200 | 330 | 0 | 105.06 | 70.75 | 6 | 0
2025 | PJM_E_2_NYISO_J-K | PJM_E | NYISO_J-K | Internal | Summer | B6 | 300 | 330 | 0 | 90.53 | 67 | 6 | 0
2025 | PJM_E_2_NYISO_J-K | PJM_E | NYISO_J-K | Internal | Summer | B7 | 400 | 330 | 0 | 80.54 | 64.44 | 6 | 0
2025 | PJM_E_2_NYISO_J-K | PJM_E | NYISO_J-K | Internal | Summer | B8 | 500 | 330 | 0 | 70.99 | 62.99 | 6 | 0
2025 | PJM_E_2_NYISO_J-K | PJM_E | NYISO_J-K | Internal | Summer | B9 | 800 | 330 | 0 | 68.36 | 60.4 | 6 | 0
2025 | PJM_E_2_NYISO_J-K | PJM_E | NYISO_J-K | Internal | Summer | B10 | 1262 | 330 | 0 | 66.14 | 60.4 | 6 | 0
2025 | PJM_E_2_NYISO_J-K | PJM_E | NYISO_J-K | Internal | Winter | B16 | 25 | 330 | 0 | 97.05 | 77.66 | 6 | 0
2025 | PJM_E_2_NYISO_J-K | PJM_E | NYISO_J-K | Internal | Winter | B17 | 100 | 330 | 0 | 88.65 | 77.66 | 6 | 0
2025 | PJM_E_2_NYISO_J-K | PJM_E | NYISO_J-K | Internal | Winter | B18 | 400 | 330 | 0 | 79.97 | 71.98 | 6 | 0
2025 | PJM_E_2_NYISO_J-K | PJM_E | NYISO_J-K | Internal | Winter | B19 | 700 | 330 | 0 | 76.49 | 68.67 | 6 | 0
2025 | PJM_E_2_NYISO_J-K | PJM_E | NYISO_J-K | Internal | Winter | B20 | 935 | 330 | 0 | 71.01 | 63.02 | 6 | 0
2025 | PJM_E_2_PJM_ROM | PJM_E | PJM_ROM | Internal | Shoulder | B11 | 25 | 8000 | 8000 | 93.93 | 94.31 | 0.01 | 0.37
2025 | PJM_E_2_PJM_ROM | PJM_E | PJM_ROM | Internal | Shoulder | B12 | 200 | 8000 | 7644.74 | 80.14 | 80.15 | 0.01 | 0
2025 | PJM_E_2_PJM_ROM | PJM_E | PJM_ROM | Internal | Shoulder | B13 | 600 | 8000 | 8000 | 74.19 | 75.66 | 0.01 | 1.46
2025 | PJM_E_2_PJM_ROM | PJM_E | PJM_ROM | Internal | Shoulder | B14 | 900 | 8000 | 7882.96 | 73.66 | 73.68 | 0.01 | 0
2025 | PJM_E_2_PJM_ROM | PJM_E | PJM_ROM | Internal | Shoulder | B15 | 1203 | 8000 | 4731.24 | 68.94 | 68.95 | 0.01 | 0
2025 | PJM_E_2_PJM_ROM | PJM_E | PJM_ROM | Internal | Summer | B1 | 10 | 8000 | 1856.46 | 128.26 | 128.27 | 0.01 | 0
2025 | PJM_E_2_PJM_ROM | PJM_E | PJM_ROM | Internal | Summer | B2 | 25 | 8000 | 3174.1 | 115.06 | 115.07 | 0.01 | 0
2025 | PJM_E_2_PJM_ROM | PJM_E | PJM_ROM | Internal | Summer | B3 | 75 | 8000 | 5820.54 | 109.25 | 109.26 | 0.01 | 0
2025 | PJM_E_2_PJM_ROM | PJM_E | PJM_ROM | Internal | Summer | B4 | 100 | 8000 | 7362.63 | 109.25 | 109.26 | 0.01 | 0
2025 | PJM_E_2_PJM_ROM | PJM_E | PJM_ROM | Internal | Summer | B5 | 200 | 8000 | 8000 | 105.06 | 109.26 | 0.01 | 4.18
2025 | PJM_E_2_PJM_ROM | PJM_E | PJM_ROM | Internal | Summer | B6 | 300 | 8000 | 6895.06 | 90.53 | 90.54 | 0.01 | 0
2025 | PJM_E_2_PJM_ROM | PJM_E | PJM_ROM | Internal | Summer | B7 | 400 | 8000 | 7508.06 | 80.54 | 80.55 | 0.01 | 0
2025 | PJM_E_2_PJM_ROM | PJM_E | PJM_ROM | Internal | Summer | B8 | 500 | 8000 | 8000 | 70.99 | 72.43 | 0.01 | 1.43
2025 | PJM_E_2_PJM_ROM | PJM_E | PJM_ROM | Internal | Summer | B9 | 800 | 8000 | 5154.62 | 68.36 | 68.37 | 0.01 | 0
2025 | PJM_E_2_PJM_ROM | PJM_E | PJM_ROM | Internal | Summer | B10 | 1262 | 8000 | 2910.39 | 66.14 | 66.15 | 0.01 | 0
2025 | PJM_E_2_PJM_ROM | PJM_E | PJM_ROM | Internal | Winter | B16 | 25 | 8000 | 5575.69 | 97.05 | 97.07 | 0.01 | 0
2025 | PJM_E_2_PJM_ROM | PJM_E | PJM_ROM | Internal | Winter | B17 | 100 | 8000 | 5594.59 | 88.65 | 88.66 | 0.01 | 0
2025 | PJM_E_2_PJM_ROM | PJM_E | PJM_ROM | Internal | Winter | B18 | 400 | 8000 | 3047.19 | 79.97 | 79.98 | 0.01 | 0
2025 | PJM_E_2_PJM_ROM | PJM_E | PJM_ROM | Internal | Winter | B19 | 700 | 8000 | 3291.18 | 76.49 | 76.5 | 0.01 | 0
2025 | PJM_E_2_PJM_ROM | PJM_E | PJM_ROM | Internal | Winter | B20 | 935 | 8000 | 2374.73 | 71.01 | 71.02 | 0.01 | 0
2025 | PJM_ROR_2_MISO_IN | PJM_ROR | MISO_IN | Internal | Shoulder | B11 | 25 | 909 | 0 | 94.32 | 92.31 | 2 | 0
2025 | PJM_ROR_2_MISO_IN | PJM_ROR | MISO_IN | Internal | Shoulder | B12 | 200 | 909 | 0 | 80.16 | 78.15 | 2 | 0
2025 | PJM_ROR_2_MISO_IN | PJM_ROR | MISO_IN | Internal | Shoulder | B13 | 600 | 909 | 0 | 75.68 | 74.89 | 2 | 0
2025 | PJM_ROR_2_MISO_IN | PJM_ROR | MISO_IN | Internal | Shoulder | B14 | 900 | 909 | 0 | 73.69 | 71.95 | 2 | 0
2025 | PJM_ROR_2_MISO_IN | PJM_ROR | MISO_IN | Internal | Shoulder | B15 | 1203 | 909 | 0 | 68.96 | 66.95 | 2 | 0
2025 | PJM_ROR_2_MISO_IN | PJM_ROR | MISO_IN | Internal | Summer | B1 | 10 | 909 | 0 | 128.26 | 114.05 | 2 | 0
2025 | PJM_ROR_2_MISO_IN | PJM_ROR | MISO_IN | Internal | Summer | B2 | 25 | 909 | 0 | 115.06 | 113.05 | 2 | 0
2025 | PJM_ROR_2_MISO_IN | PJM_ROR | MISO_IN | Internal | Summer | B3 | 75 | 909 | 0 | 109.27 | 108.49 | 2 | 0
2025 | PJM_ROR_2_MISO_IN | PJM_ROR | MISO_IN | Internal | Summer | B4 | 100 | 909 | 0 | 109.27 | 108.42 | 2 | 0
2025 | PJM_ROR_2_MISO_IN | PJM_ROR | MISO_IN | Internal | Summer | B5 | 200 | 909 | 0 | 109.27 | 107.27 | 2 | 0
2025 | PJM_ROR_2_MISO_IN | PJM_ROR | MISO_IN | Internal | Summer | B6 | 300 | 909 | 0 | 90.56 | 88.54 | 2 | 0
2025 | PJM_ROR_2_MISO_IN | PJM_ROR | MISO_IN | Internal | Summer | B7 | 400 | 909 | 0 | 80.56 | 78.55 | 2 | 0
2025 | PJM_ROR_2_MISO_IN | PJM_ROR | MISO_IN | Internal | Summer | B8 | 500 | 909 | 0 | 72.44 | 70.91 | 2 | 0
2025 | PJM_ROR_2_MISO_IN | PJM_ROR | MISO_IN | Internal | Summer | B9 | 800 | 909 | 0 | 68.39 | 66.39 | 2 | 0
2025 | PJM_ROR_2_MISO_IN | PJM_ROR | MISO_IN | Internal | Summer | B10 | 1262 | 909 | 0 | 66.14 | 64.12 | 2 | 0
2025 | PJM_ROR_2_MISO_IN | PJM_ROR | MISO_IN | Internal | Winter | B16 | 25 | 909 | 0 | 97.08 | 95.07 | 2 | 0
2025 | PJM_ROR_2_MISO_IN | PJM_ROR | MISO_IN | Internal | Winter | B17 | 100 | 909 | 0 | 88.67 | 84.66 | 2 | 0
2025 | PJM_ROR_2_MISO_IN | PJM_ROR | MISO_IN | Internal | Winter | B18 | 400 | 909 | 0 | 79.97 | 77.96 | 2 | 0
2025 | PJM_ROR_2_MISO_IN | PJM_ROR | MISO_IN | Internal | Winter | B19 | 700 | 909 | 0 | 76.49 | 74.48 | 2 | 0
2025 | PJM_ROR_2_MISO_IN | PJM_ROR | MISO_IN | Internal | Winter | B20 | 935 | 909 | 0 | 71.01 | 69 | 2 | 0
2025 | PJM_ROR_2_MISO_MI | PJM_ROR | MISO_MI | Internal | Shoulder | B11 | 25 | 1305 | 0 | 94.32 | 92.32 | 2 | 0
2025 | PJM_ROR_2_MISO_MI | PJM_ROR | MISO_MI | Internal | Shoulder | B12 | 200 | 1305 | 0 | 80.16 | 78.16 | 2 | 0
2025 | PJM_ROR_2_MISO_MI | PJM_ROR | MISO_MI | Internal | Shoulder | B13 | 600 | 1305 | 0 | 75.68 | 74.9 | 2 | 0
2025 | PJM_ROR_2_MISO_MI | PJM_ROR | MISO_MI | Internal | Shoulder | B14 | 900 | 1305 | 0 | 73.69 | 71.96 | 2 | 0
2025 | PJM_ROR_2_MISO_MI | PJM_ROR | MISO_MI | Internal | Shoulder | B15 | 1203 | 1305 | 0 | 68.96 | 66.96 | 2 | 0
2025 | PJM_ROR_2_MISO_MI | PJM_ROR | MISO_MI | Internal | Summer | B1 | 10 | 1305 | 0 | 128.26 | 114.06 | 2 | 0
2025 | PJM_ROR_2_MISO_MI | PJM_ROR | MISO_MI | Internal | Summer | B2 | 25 | 1305 | 0 | 115.06 | 113.06 | 2 | 0
2025 | PJM_ROR_2_MISO_MI | PJM_ROR | MISO_MI | Internal | Summer | B3 | 75 | 1305 | 0 | 109.27 | 108.48 | 2 | 0
2025 | PJM_ROR_2_MISO_MI | PJM_ROR | MISO_MI | Internal | Summer | B4 | 100 | 1305 | 0 | 109.27 | 108.43 | 2 | 0
2025 | PJM_ROR_2_MISO_MI | PJM_ROR | MISO_MI | Internal | Summer | B5 | 200 | 1305 | 0 | 109.27 | 107.28 | 2 | 0
2025 | PJM_ROR_2_MISO_MI | PJM_ROR | MISO_MI | Internal | Summer | B6 | 300 | 1305 | 0 | 90.56 | 88.56 | 2 | 0
2025 | PJM_ROR_2_MISO_MI | PJM_ROR | MISO_MI | Internal | Summer | B7 | 400 | 1305 | 0 | 80.56 | 78.56 | 2 | 0
2025 | PJM_ROR_2_MISO_MI | PJM_ROR | MISO_MI | Internal | Summer | B8 | 500 | 1305 | 0 | 72.44 | 70.92 | 2 | 0
2025 | PJM_ROR_2_MISO_MI | PJM_ROR | MISO_MI | Internal | Summer | B9 | 800 | 1305 | 0 | 68.39 | 66.4 | 2 | 0
2025 | PJM_ROR_2_MISO_MI | PJM_ROR | MISO_MI | Internal | Summer | B10 | 1262 | 1305 | 0 | 66.14 | 64.14 | 2 | 0
2025 | PJM_ROR_2_MISO_MI | PJM_ROR | MISO_MI | Internal | Winter | B16 | 25 | 1305 | 0 | 97.08 | 95.08 | 2 | 0
2025 | PJM_ROR_2_MISO_MI | PJM_ROR | MISO_MI | Internal | Winter | B17 | 100 | 1305 | 0 | 88.67 | 84.67 | 2 | 0
2025 | PJM_ROR_2_MISO_MI | PJM_ROR | MISO_MI | Internal | Winter | B18 | 400 | 1305 | 0 | 79.97 | 77.97 | 2 | 0
2025 | PJM_ROR_2_MISO_MI | PJM_ROR | MISO_MI | Internal | Winter | B19 | 700 | 1305 | 0 | 76.49 | 74.49 | 2 | 0
2025 | PJM_ROR_2_MISO_MI | PJM_ROR | MISO_MI | Internal | Winter | B20 | 935 | 1305 | 0 | 71.01 | 69.01 | 2 | 0
2025 | PJM_ROR_2_MISO_MO-IL | PJM_ROR | MISO_MO-IL | Internal | Shoulder | B11 | 25 | 1111 | 0 | 94.32 | 92.32 | 2 | 0
2025 | PJM_ROR_2_MISO_MO-IL | PJM_ROR | MISO_MO-IL | Internal | Shoulder | B12 | 200 | 1111 | 0 | 80.16 | 78.16 | 2 | 0
2025 | PJM_ROR_2_MISO_MO-IL | PJM_ROR | MISO_MO-IL | Internal | Shoulder | B13 | 600 | 1111 | 0 | 75.68 | 74.9 | 2 | 0
2025 | PJM_ROR_2_MISO_MO-IL | PJM_ROR | MISO_MO-IL | Internal | Shoulder | B14 | 900 | 1111 | 0 | 73.69 | 71.96 | 2 | 0
2025 | PJM_ROR_2_MISO_MO-IL | PJM_ROR | MISO_MO-IL | Internal | Shoulder | B15 | 1203 | 1111 | 0 | 68.96 | 66.96 | 2 | 0
2025 | PJM_ROR_2_MISO_MO-IL | PJM_ROR | MISO_MO-IL | Internal | Summer | B1 | 10 | 1111 | 0 | 128.26 | 117.26 | 2 | 0
2025 | PJM_ROR_2_MISO_MO-IL | PJM_ROR | MISO_MO-IL | Internal | Summer | B2 | 25 | 1111 | 0 | 115.06 | 113.06 | 2 | 0
2025 | PJM_ROR_2_MISO_MO-IL | PJM_ROR | MISO_MO-IL | Internal | Summer | B3 | 75 | 1111 | 0 | 109.27 | 109.53 | 2 | 0
2025 | PJM_ROR_2_MISO_MO-IL | PJM_ROR | MISO_MO-IL | Internal | Summer | B4 | 100 | 1111 | 0 | 109.27 | 108.43 | 2 | 0
2025 | PJM_ROR_2_MISO_MO-IL | PJM_ROR | MISO_MO-IL | Internal | Summer | B5 | 200 | 1111 | 0 | 109.27 | 107.28 | 2 | 0
2025 | PJM_ROR_2_MISO_MO-IL | PJM_ROR | MISO_MO-IL | Internal | Summer | B6 | 300 | 1111 | 0 | 90.56 | 88.56 | 2 | 0
2025 | PJM_ROR_2_MISO_MO-IL | PJM_ROR | MISO_MO-IL | Internal | Summer | B7 | 400 | 1111 | 0 | 80.56 | 78.56 | 2 | 0
2025 | PJM_ROR_2_MISO_MO-IL | PJM_ROR | MISO_MO-IL | Internal | Summer | B8 | 500 | 1111 | 0 | 72.44 | 70.92 | 2 | 0
2025 | PJM_ROR_2_MISO_MO-IL | PJM_ROR | MISO_MO-IL | Internal | Summer | B9 | 800 | 1111 | 0 | 68.39 | 66.4 | 2 | 0
2025 | PJM_ROR_2_MISO_MO-IL | PJM_ROR | MISO_MO-IL | Internal | Summer | B10 | 1262 | 1111 | 0 | 66.14 | 64.14 | 2 | 0
2025 | PJM_ROR_2_MISO_MO-IL | PJM_ROR | MISO_MO-IL | Internal | Winter | B16 | 25 | 1111 | 0 | 97.08 | 95.08 | 2 | 0
2025 | PJM_ROR_2_MISO_MO-IL | PJM_ROR | MISO_MO-IL | Internal | Winter | B17 | 100 | 1111 | 0 | 88.67 | 84.67 | 2 | 0
2025 | PJM_ROR_2_MISO_MO-IL | PJM_ROR | MISO_MO-IL | Internal | Winter | B18 | 400 | 1111 | 0 | 79.97 | 77.97 | 2 | 0
2025 | PJM_ROR_2_MISO_MO-IL | PJM_ROR | MISO_MO-IL | Internal | Winter | B19 | 700 | 1111 | 0 | 76.49 | 74.49 | 2 | 0
2025 | PJM_ROR_2_MISO_MO-IL | PJM_ROR | MISO_MO-IL | Internal | Winter | B20 | 935 | 1111 | 0 | 71.01 | 69.01 | 2 | 0
2025 | PJM_ROR_2_MISO_W | PJM_ROR | MISO_W | Internal | Shoulder | B11 | 25 | 709 | 0 | 94.32 | 86.01 | 2 | 0
2025 | PJM_ROR_2_MISO_W | PJM_ROR | MISO_W | Internal | Shoulder | B12 | 200 | 709 | 0 | 80.16 | 70.27 | 2 | 0
2025 | PJM_ROR_2_MISO_W | PJM_ROR | MISO_W | Internal | Shoulder | B13 | 600 | 709 | 0 | 75.68 | 69.94 | 2 | 0
2025 | PJM_ROR_2_MISO_W | PJM_ROR | MISO_W | Internal | Shoulder | B14 | 900 | 709 | 0 | 73.69 | 67.39 | 2 | 0
2025 | PJM_ROR_2_MISO_W | PJM_ROR | MISO_W | Internal | Shoulder | B15 | 1203 | 709 | 0 | 68.96 | 65.39 | 2 | 0
2025 | PJM_ROR_2_MISO_W | PJM_ROR | MISO_W | Internal | Summer | B1 | 10 | 709 | 0 | 128.26 | 113.56 | 2 | 0
2025 | PJM_ROR_2_MISO_W | PJM_ROR | MISO_W | Internal | Summer | B2 | 25 | 709 | 0 | 115.06 | 112.1 | 2 | 0
2025 | PJM_ROR_2_MISO_W | PJM_ROR | MISO_W | Internal | Summer | B3 | 75 | 709 | 0 | 109.27 | 109.52 | 2 | 0
2025 | PJM_ROR_2_MISO_W | PJM_ROR | MISO_W | Internal | Summer | B4 | 100 | 709 | 0 | 109.27 | 108.42 | 2 | 0
2025 | PJM_ROR_2_MISO_W | PJM_ROR | MISO_W | Internal | Summer | B5 | 200 | 709 | 0 | 109.27 | 107.27 | 2 | 0
2025 | PJM_ROR_2_MISO_W | PJM_ROR | MISO_W | Internal | Summer | B6 | 300 | 709 | 0 | 90.56 | 88.54 | 2 | 0
2025 | PJM_ROR_2_MISO_W | PJM_ROR | MISO_W | Internal | Summer | B7 | 400 | 709 | 0 | 80.56 | 78.55 | 2 | 0
2025 | PJM_ROR_2_MISO_W | PJM_ROR | MISO_W | Internal | Summer | B8 | 500 | 709 | 0 | 72.44 | 68.17 | 2 | 0
2025 | PJM_ROR_2_MISO_W | PJM_ROR | MISO_W | Internal | Summer | B9 | 800 | 709 | 0 | 68.39 | 66.39 | 2 | 0
2025 | PJM_ROR_2_MISO_W | PJM_ROR | MISO_W | Internal | Summer | B10 | 1262 | 709 | 0 | 66.14 | 64.11 | 2 | 0
2025 | PJM_ROR_2_MISO_W | PJM_ROR | MISO_W | Internal | Winter | B16 | 25 | 709 | 0 | 97.08 | 68.56 | 2 | 0
2025 | PJM_ROR_2_MISO_W | PJM_ROR | MISO_W | Internal | Winter | B17 | 100 | 709 | 0 | 88.67 | 68.56 | 2 | 0
2025 | PJM_ROR_2_MISO_W | PJM_ROR | MISO_W | Internal | Winter | B18 | 400 | 709 | 0 | 79.97 | 70.84 | 2 | 0
2025 | PJM_ROR_2_MISO_W | PJM_ROR | MISO_W | Internal | Winter | B19 | 700 | 709 | 0 | 76.49 | 70.84 | 2 | 0
2025 | PJM_ROR_2_MISO_W | PJM_ROR | MISO_W | Internal | Winter | B20 | 935 | 709 | 0 | 71.01 | 68.53 | 2 | 0
2025 | PJM_ROR_2_MISO_WUMS | PJM_ROR | MISO_WUMS | Internal | Shoulder | B11 | 25 | 1467 | 0 | 94.32 | 86.02 | 2 | 0
2025 | PJM_ROR_2_MISO_WUMS | PJM_ROR | MISO_WUMS | Internal | Shoulder | B12 | 200 | 1467 | 0 | 80.16 | 70.28 | 2 | 0
2025 | PJM_ROR_2_MISO_WUMS | PJM_ROR | MISO_WUMS | Internal | Shoulder | B13 | 600 | 1467 | 0 | 75.68 | 69.95 | 2 | 0
2025 | PJM_ROR_2_MISO_WUMS | PJM_ROR | MISO_WUMS | Internal | Shoulder | B14 | 900 | 1467 | 0 | 73.69 | 67.4 | 2 | 0
2025 | PJM_ROR_2_MISO_WUMS | PJM_ROR | MISO_WUMS | Internal | Shoulder | B15 | 1203 | 1467 | 0 | 68.96 | 65.4 | 2 | 0
2025 | PJM_ROR_2_MISO_WUMS | PJM_ROR | MISO_WUMS | Internal | Summer | B1 | 10 | 1467 | 0 | 128.26 | 113.55 | 2 | 0
2025 | PJM_ROR_2_MISO_WUMS | PJM_ROR | MISO_WUMS | Internal | Summer | B2 | 25 | 1467 | 0 | 115.06 | 112.11 | 2 | 0
2025 | PJM_ROR_2_MISO_WUMS | PJM_ROR | MISO_WUMS | Internal | Summer | B3 | 75 | 1467 | 0 | 109.27 | 107.27 | 2 | 0
2025 | PJM_ROR_2_MISO_WUMS | PJM_ROR | MISO_WUMS | Internal | Summer | B4 | 100 | 1467 | 0 | 109.27 | 107.27 | 2 | 0
2025 | PJM_ROR_2_MISO_WUMS | PJM_ROR | MISO_WUMS | Internal | Summer | B5 | 200 | 1467 | 0 | 109.27 | 107.26 | 2 | 0
2025 | PJM_ROR_2_MISO_WUMS | PJM_ROR | MISO_WUMS | Internal | Summer | B6 | 300 | 1467 | 0 | 90.56 | 88.53 | 2 | 0
2025 | PJM_ROR_2_MISO_WUMS | PJM_ROR | MISO_WUMS | Internal | Summer | B7 | 400 | 1467 | 0 | 80.56 | 78.54 | 2 | 0
2025 | PJM_ROR_2_MISO_WUMS | PJM_ROR | MISO_WUMS | Internal | Summer | B8 | 500 | 1467 | 0 | 72.44 | 68.16 | 2 | 0
2025 | PJM_ROR_2_MISO_WUMS | PJM_ROR | MISO_WUMS | Internal | Summer | B9 | 800 | 1467 | 0 | 68.39 | 66.37 | 2 | 0
2025 | PJM_ROR_2_MISO_WUMS | PJM_ROR | MISO_WUMS | Internal | Summer | B10 | 1262 | 1467 | 0 | 66.14 | 64.12 | 2 | 0
2025 | PJM_ROR_2_MISO_WUMS | PJM_ROR | MISO_WUMS | Internal | Winter | B16 | 25 | 1467 | 0 | 97.08 | 70.17 | 2 | 0
2025 | PJM_ROR_2_MISO_WUMS | PJM_ROR | MISO_WUMS | Internal | Winter | B17 | 100 | 1467 | 0 | 88.67 | 70.17 | 2 | 0
2025 | PJM_ROR_2_MISO_WUMS | PJM_ROR | MISO_WUMS | Internal | Winter | B18 | 400 | 1467 | 0 | 79.97 | 70.85 | 2 | 0
2025 | PJM_ROR_2_MISO_WUMS | PJM_ROR | MISO_WUMS | Internal | Winter | B19 | 700 | 1467 | 0 | 76.49 | 70.85 | 2 | 0
2025 | PJM_ROR_2_MISO_WUMS | PJM_ROR | MISO_WUMS | Internal | Winter | B20 | 935 | 1467 | 0 | 71.01 | 68.55 | 2 | 0
2025 | PJM_ROR_2_PJM_ROM | PJM_ROR | PJM_ROM | Internal | Shoulder | B11 | 25 | 8000 | 0 | 94.32 | 94.31 | 0.01 | 0
2025 | PJM_ROR_2_PJM_ROM | PJM_ROR | PJM_ROM | Internal | Shoulder | B12 | 200 | 8000 | 0 | 80.16 | 80.15 | 0.01 | 0
2025 | PJM_ROR_2_PJM_ROM | PJM_ROR | PJM_ROM | Internal | Shoulder | B13 | 600 | 8000 | 0 | 75.68 | 75.66 | 0.01 | 0
2025 | PJM_ROR_2_PJM_ROM | PJM_ROR | PJM_ROM | Internal | Shoulder | B14 | 900 | 8000 | 0 | 73.69 | 73.68 | 0.01 | 0
2025 | PJM_ROR_2_PJM_ROM | PJM_ROR | PJM_ROM | Internal | Shoulder | B15 | 1203 | 8000 | 0 | 68.96 | 68.95 | 0.01 | 0
2025 | PJM_ROR_2_PJM_ROM | PJM_ROR | PJM_ROM | Internal | Summer | B1 | 10 | 8000 | 2705.36 | 128.26 | 128.27 | 0.01 | 0
2025 | PJM_ROR_2_PJM_ROM | PJM_ROR | PJM_ROM | Internal | Summer | B2 | 25 | 8000 | 970.54 | 115.06 | 115.07 | 0.01 | 0
2025 | PJM_ROR_2_PJM_ROM | PJM_ROR | PJM_ROM | Internal | Summer | B3 | 75 | 8000 | 0 | 109.27 | 109.26 | 0.01 | 0
2025 | PJM_ROR_2_PJM_ROM | PJM_ROR | PJM_ROM | Internal | Summer | B4 | 100 | 8000 | 0 | 109.27 | 109.26 | 0.01 | 0
2025 | PJM_ROR_2_PJM_ROM | PJM_ROR | PJM_ROM | Internal | Summer | B5 | 200 | 8000 | 0 | 109.27 | 109.26 | 0.01 | 0
2025 | PJM_ROR_2_PJM_ROM | PJM_ROR | PJM_ROM | Internal | Summer | B6 | 300 | 8000 | 0 | 90.56 | 90.54 | 0.01 | 0
2025 | PJM_ROR_2_PJM_ROM | PJM_ROR | PJM_ROM | Internal | Summer | B7 | 400 | 8000 | 0 | 80.56 | 80.55 | 0.01 | 0
2025 | PJM_ROR_2_PJM_ROM | PJM_ROR | PJM_ROM | Internal | Summer | B8 | 500 | 8000 | 0 | 72.44 | 72.43 | 0.01 | 0
2025 | PJM_ROR_2_PJM_ROM | PJM_ROR | PJM_ROM | Internal | Summer | B9 | 800 | 8000 | 0 | 68.39 | 68.37 | 0.01 | 0
2025 | PJM_ROR_2_PJM_ROM | PJM_ROR | PJM_ROM | Internal | Summer | B10 | 1262 | 8000 | 1328.73 | 66.14 | 66.15 | 0.01 | 0
2025 | PJM_ROR_2_PJM_ROM | PJM_ROR | PJM_ROM | Internal | Winter | B16 | 25 | 8000 | 0 | 97.08 | 97.07 | 0.01 | 0
2025 | PJM_ROR_2_PJM_ROM | PJM_ROR | PJM_ROM | Internal | Winter | B17 | 100 | 8000 | 0 | 88.67 | 88.66 | 0.01 | 0
2025 | PJM_ROR_2_PJM_ROM | PJM_ROR | PJM_ROM | Internal | Winter | B18 | 400 | 8000 | 1120.39 | 79.97 | 79.98 | 0.01 | 0
2025 | PJM_ROR_2_PJM_ROM | PJM_ROR | PJM_ROM | Internal | Winter | B19 | 700 | 8000 | 546.82 | 76.49 | 76.5 | 0.01 | 0
2025 | PJM_ROR_2_PJM_ROM | PJM_ROR | PJM_ROM | Internal | Winter | B20 | 935 | 8000 | 1388.07 | 71.01 | 71.02 | 0.01 | 0
2025 | PJM_ROR_2_TVA_Transmission | PJM_ROR | TVA_Transmission | Internal | Shoulder | B11 | 25 | 2500 | 508.82 | 94.32 | 100.32 | 6 | 0
2025 | PJM_ROR_2_TVA_Transmission | PJM_ROR | TVA_Transmission | Internal | Shoulder | B12 | 200 | 2500 | 0 | 80.16 | 80.03 | 6 | 0
2025 | PJM_ROR_2_TVA_Transmission | PJM_ROR | TVA_Transmission | Internal | Shoulder | B13 | 600 | 2500 | 0 | 75.68 | 78.07 | 6 | 0
2025 | PJM_ROR_2_TVA_Transmission | PJM_ROR | TVA_Transmission | Internal | Shoulder | B14 | 900 | 2500 | 0 | 73.69 | 76.88 | 6 | 0
2025 | PJM_ROR_2_TVA_Transmission | PJM_ROR | TVA_Transmission | Internal | Shoulder | B15 | 1203 | 2500 | 952.77 | 68.96 | 74.96 | 6 | 0
2025 | PJM_ROR_2_TVA_Transmission | PJM_ROR | TVA_Transmission | Internal | Summer | B1 | 10 | 2500 | 0 | 128.26 | 125.26 | 6 | 0
2025 | PJM_ROR_2_TVA_Transmission | PJM_ROR | TVA_Transmission | Internal | Summer | B2 | 25 | 2500 | 1790.81 | 115.06 | 121.06 | 6 | 0
2025 | PJM_ROR_2_TVA_Transmission | PJM_ROR | TVA_Transmission | Internal | Summer | B3 | 75 | 2500 | 2331.44 | 109.27 | 115.27 | 6 | 0
2025 | PJM_ROR_2_TVA_Transmission | PJM_ROR | TVA_Transmission | Internal | Summer | B4 | 100 | 2500 | 1746.59 | 109.27 | 115.27 | 6 | 0
2025 | PJM_ROR_2_TVA_Transmission | PJM_ROR | TVA_Transmission | Internal | Summer | B5 | 200 | 2500 | 405.79 | 109.27 | 115.27 | 6 | 0
2025 | PJM_ROR_2_TVA_Transmission | PJM_ROR | TVA_Transmission | Internal | Summer | B6 | 300 | 2500 | 198.03 | 90.56 | 96.56 | 6 | 0
2025 | PJM_ROR_2_TVA_Transmission | PJM_ROR | TVA_Transmission | Internal | Summer | B7 | 400 | 2500 | 0 | 80.56 | 86.31 | 6 | 0
2025 | PJM_ROR_2_TVA_Transmission | PJM_ROR | TVA_Transmission | Internal | Summer | B8 | 500 | 2500 | 0 | 72.44 | 77.23 | 6 | 0
2025 | PJM_ROR_2_TVA_Transmission | PJM_ROR | TVA_Transmission | Internal | Summer | B9 | 800 | 2500 | 0 | 68.39 | 74.03 | 6 | 0
2025 | PJM_ROR_2_TVA_Transmission | PJM_ROR | TVA_Transmission | Internal | Summer | B10 | 1262 | 2500 | 0 | 66.14 | 71.03 | 6 | 0
2025 | PJM_ROR_2_TVA_Transmission | PJM_ROR | TVA_Transmission | Internal | Winter | B16 | 25 | 2500 | 21.18 | 97.08 | 103.08 | 6 | 0
2025 | PJM_ROR_2_TVA_Transmission | PJM_ROR | TVA_Transmission | Internal | Winter | B17 | 100 | 2500 | 0 | 88.67 | 84.67 | 6 | 0
2025 | PJM_ROR_2_TVA_Transmission | PJM_ROR | TVA_Transmission | Internal | Winter | B18 | 400 | 2500 | 0 | 79.97 | 81.35 | 6 | 0
2025 | PJM_ROR_2_TVA_Transmission | PJM_ROR | TVA_Transmission | Internal | Winter | B19 | 700 | 2500 | 0 | 76.49 | 79.77 | 6 | 0
2025 | PJM_ROR_2_TVA_Transmission | PJM_ROR | TVA_Transmission | Internal | Winter | B20 | 935 | 2500 | 592.6 | 71.01 | 77.01 | 6 | 0
2025 | PJM_ROR_2_VACAR | PJM_ROR | VACAR | Internal | Shoulder | B11 | 25 | 3000 | 3000 | 94.32 | 102.32 | 6 | 2
2025 | PJM_ROR_2_VACAR | PJM_ROR | VACAR | Internal | Shoulder | B12 | 200 | 3000 | 835.58 | 80.16 | 86.16 | 6 | 0
2025 | PJM_ROR_2_VACAR | PJM_ROR | VACAR | Internal | Shoulder | B13 | 600 | 3000 | 105.04 | 75.68 | 81.68 | 6 | 0
2025 | PJM_ROR_2_VACAR | PJM_ROR | VACAR | Internal | Shoulder | B14 | 900 | 3000 | 896.17 | 73.69 | 79.69 | 6 | 0
2025 | PJM_ROR_2_VACAR | PJM_ROR | VACAR | Internal | Shoulder | B15 | 1203 | 3000 | 0 | 68.96 | 67.96 | 6 | 0
2025 | PJM_ROR_2_VACAR | PJM_ROR | VACAR | Internal | Summer | B1 | 10 | 3000 | 1484.19 | 128.26 | 134.26 | 6 | 0
2025 | PJM_ROR_2_VACAR | PJM_ROR | VACAR | Internal | Summer | B2 | 25 | 3000 | 1698.98 | 115.06 | 121.06 | 6 | 0
2025 | PJM_ROR_2_VACAR | PJM_ROR | VACAR | Internal | Summer | B3 | 75 | 3000 | 3000 | 109.27 | 121.06 | 6 | 5.79
2025 | PJM_ROR_2_VACAR | PJM_ROR | VACAR | Internal | Summer | B4 | 100 | 3000 | 3000 | 109.27 | 121.06 | 6 | 5.79
2025 | PJM_ROR_2_VACAR | PJM_ROR | VACAR | Internal | Summer | B5 | 200 | 3000 | 3000 | 109.27 | 117.66 | 6 | 2.39
2025 | PJM_ROR_2_VACAR | PJM_ROR | VACAR | Internal | Summer | B6 | 300 | 3000 | 3000 | 90.56 | 98.56 | 6 | 2
2025 | PJM_ROR_2_VACAR | PJM_ROR | VACAR | Internal | Summer | B7 | 400 | 3000 | 3000 | 80.56 | 88.31 | 6 | 1.75
2025 | PJM_ROR_2_VACAR | PJM_ROR | VACAR | Internal | Summer | B8 | 500 | 3000 | 2183.93 | 72.44 | 78.44 | 6 | 0
2025 | PJM_ROR_2_VACAR | PJM_ROR | VACAR | Internal | Summer | B9 | 800 | 3000 | 0 | 68.39 | 74.13 | 6 | 0
2025 | PJM_ROR_2_VACAR | PJM_ROR | VACAR | Internal | Summer | B10 | 1262 | 3000 | 0 | 66.14 | 64.45 | 6 | 0
2025 | PJM_ROR_2_VACAR | PJM_ROR | VACAR | Internal | Winter | B16 | 25 | 3000 | 3000 | 97.08 | 122.08 | 6 | 19
2025 | PJM_ROR_2_VACAR | PJM_ROR | VACAR | Internal | Winter | B17 | 100 | 3000 | 2531.8 | 88.67 | 94.67 | 6 | 0
2025 | PJM_ROR_2_VACAR | PJM_ROR | VACAR | Internal | Winter | B18 | 400 | 3000 | 43.06 | 79.97 | 85.97 | 6 | 0
2025 | PJM_ROR_2_VACAR | PJM_ROR | VACAR | Internal | Winter | B19 | 700 | 3000 | 1491.92 | 76.49 | 82.49 | 6 | 0
2025 | PJM_ROR_2_VACAR | PJM_ROR | VACAR | Internal | Winter | B20 | 935 | 3000 | 0 | 71.01 | 72.83 | 6 | 0
2025 | PJM_ROM_2_NYISO_A-F | PJM_ROM | NYISO_A-F | Internal | Shoulder | B11 | 25 | 2000 | 0 | 94.31 | 60.95 | 6 | 0
2025 | PJM_ROM_2_NYISO_A-F | PJM_ROM | NYISO_A-F | Internal | Shoulder | B12 | 200 | 2000 | 0 | 80.15 | 66.17 | 6 | 0
2025 | PJM_ROM_2_NYISO_A-F | PJM_ROM | NYISO_A-F | Internal | Shoulder | B13 | 600 | 2000 | 0 | 75.66 | 60.95 | 6 | 0
2025 | PJM_ROM_2_NYISO_A-F | PJM_ROM | NYISO_A-F | Internal | Shoulder | B14 | 900 | 2000 | 0 | 73.68 | 60.93 | 6 | 0
2025 | PJM_ROM_2_NYISO_A-F | PJM_ROM | NYISO_A-F | Internal | Shoulder | B15 | 1203 | 2000 | 0 | 68.95 | 60.93 | 6 | 0
2025 | PJM_ROM_2_NYISO_A-F | PJM_ROM | NYISO_A-F | Internal | Summer | B1 | 10 | 2000 | 0 | 128.27 | 82.87 | 6 | 0
2025 | PJM_ROM_2_NYISO_A-F | PJM_ROM | NYISO_A-F | Internal | Summer | B2 | 25 | 2000 | 0 | 115.07 | 98.07 | 6 | 0
2025 | PJM_ROM_2_NYISO_A-F | PJM_ROM | NYISO_A-F | Internal | Summer | B3 | 75 | 2000 | 0 | 109.26 | 82.87 | 6 | 0
2025 | PJM_ROM_2_NYISO_A-F | PJM_ROM | NYISO_A-F | Internal | Summer | B4 | 100 | 2000 | 0 | 109.26 | 82.87 | 6 | 0
2025 | PJM_ROM_2_NYISO_A-F | PJM_ROM | NYISO_A-F | Internal | Summer | B5 | 200 | 2000 | 0 | 109.26 | 70.72 | 6 | 0
2025 | PJM_ROM_2_NYISO_A-F | PJM_ROM | NYISO_A-F | Internal | Summer | B6 | 300 | 2000 | 0 | 90.54 | 65.6 | 6 | 0
2025 | PJM_ROM_2_NYISO_A-F | PJM_ROM | NYISO_A-F | Internal | Summer | B7 | 400 | 2000 | 0 | 80.55 | 64.41 | 6 | 0
2025 | PJM_ROM_2_NYISO_A-F | PJM_ROM | NYISO_A-F | Internal | Summer | B8 | 500 | 2000 | 0 | 72.43 | 62.96 | 6 | 0
2025 | PJM_ROM_2_NYISO_A-F | PJM_ROM | NYISO_A-F | Internal | Summer | B9 | 800 | 2000 | 0 | 68.37 | 60.37 | 6 | 0
2025 | PJM_ROM_2_NYISO_A-F | PJM_ROM | NYISO_A-F | Internal | Summer | B10 | 1262 | 2000 | 0 | 66.15 | 60.37 | 6 | 0
2025 | PJM_ROM_2_NYISO_A-F | PJM_ROM | NYISO_A-F | Internal | Winter | B16 | 25 | 2000 | 0 | 97.07 | 68.97 | 6 | 0
2025 | PJM_ROM_2_NYISO_A-F | PJM_ROM | NYISO_A-F | Internal | Winter | B17 | 100 | 2000 | 0 | 88.66 | 63 | 6 | 0
2025 | PJM_ROM_2_NYISO_A-F | PJM_ROM | NYISO_A-F | Internal | Winter | B18 | 400 | 2000 | 0 | 79.98 | 63 | 6 | 0
2025 | PJM_ROM_2_NYISO_A-F | PJM_ROM | NYISO_A-F | Internal | Winter | B19 | 700 | 2000 | 0 | 76.5 | 63 | 6 | 0
2025 | PJM_ROM_2_NYISO_A-F | PJM_ROM | NYISO_A-F | Internal | Winter | B20 | 935 | 2000 | 0 | 71.02 | 63 | 6 | 0
2025 | PJM_ROM_2_PJM_E | PJM_ROM | PJM_E | Internal | Shoulder | B11 | 25 | 8000 | 0 | 94.31 | 93.93 | 0.01 | 0
2025 | PJM_ROM_2_PJM_E | PJM_ROM | PJM_E | Internal | Shoulder | B12 | 200 | 8000 | 0 | 80.15 | 80.14 | 0.01 | 0
2025 | PJM_ROM_2_PJM_E | PJM_ROM | PJM_E | Internal | Shoulder | B13 | 600 | 8000 | 0 | 75.66 | 74.19 | 0.01 | 0
2025 | PJM_ROM_2_PJM_E | PJM_ROM | PJM_E | Internal | Shoulder | B14 | 900 | 8000 | 0 | 73.68 | 73.66 | 0.01 | 0
2025 | PJM_ROM_2_PJM_E | PJM_ROM | PJM_E | Internal | Shoulder | B15 | 1203 | 8000 | 0 | 68.95 | 68.94 | 0.01 | 0
2025 | PJM_ROM_2_PJM_E | PJM_ROM | PJM_E | Internal | Summer | B1 | 10 | 8000 | 0 | 128.27 | 128.26 | 0.01 | 0
2025 | PJM_ROM_2_PJM_E | PJM_ROM | PJM_E | Internal | Summer | B2 | 25 | 8000 | 0 | 115.07 | 115.06 | 0.01 | 0
2025 | PJM_ROM_2_PJM_E | PJM_ROM | PJM_E | Internal | Summer | B3 | 75 | 8000 | 0 | 109.26 | 109.25 | 0.01 | 0
2025 | PJM_ROM_2_PJM_E | PJM_ROM | PJM_E | Internal | Summer | B4 | 100 | 8000 | 0 | 109.26 | 109.25 | 0.01 | 0
2025 | PJM_ROM_2_PJM_E | PJM_ROM | PJM_E | Internal | Summer | B5 | 200 | 8000 | 0 | 109.26 | 105.06 | 0.01 | 0
2025 | PJM_ROM_2_PJM_E | PJM_ROM | PJM_E | Internal | Summer | B6 | 300 | 8000 | 0 | 90.54 | 90.53 | 0.01 | 0
2025 | PJM_ROM_2_PJM_E | PJM_ROM | PJM_E | Internal | Summer | B7 | 400 | 8000 | 0 | 80.55 | 80.54 | 0.01 | 0
2025 | PJM_ROM_2_PJM_E | PJM_ROM | PJM_E | Internal | Summer | B8 | 500 | 8000 | 0 | 72.43 | 70.99 | 0.01 | 0
2025 | PJM_ROM_2_PJM_E | PJM_ROM | PJM_E | Internal | Summer | B9 | 800 | 8000 | 0 | 68.37 | 68.36 | 0.01 | 0
2025 | PJM_ROM_2_PJM_E | PJM_ROM | PJM_E | Internal | Summer | B10 | 1262 | 8000 | 0 | 66.15 | 66.14 | 0.01 | 0
2025 | PJM_ROM_2_PJM_E | PJM_ROM | PJM_E | Internal | Winter | B16 | 25 | 8000 | 0 | 97.07 | 97.05 | 0.01 | 0
2025 | PJM_ROM_2_PJM_E | PJM_ROM | PJM_E | Internal | Winter | B17 | 100 | 8000 | 0 | 88.66 | 88.65 | 0.01 | 0
2025 | PJM_ROM_2_PJM_E | PJM_ROM | PJM_E | Internal | Winter | B18 | 400 | 8000 | 0 | 79.98 | 79.97 | 0.01 | 0
2025 | PJM_ROM_2_PJM_E | PJM_ROM | PJM_E | Internal | Winter | B19 | 700 | 8000 | 0 | 76.5 | 76.49 | 0.01 | 0
2025 | PJM_ROM_2_PJM_E | PJM_ROM | PJM_E | Internal | Winter | B20 | 935 | 8000 | 0 | 71.02 | 71.01 | 0.01 | 0
2025 | PJM_ROM_2_PJM_ROR | PJM_ROM | PJM_ROR | Internal | Shoulder | B11 | 25 | 8000 | 6286.41 | 94.31 | 94.32 | 0.01 | 0
2025 | PJM_ROM_2_PJM_ROR | PJM_ROM | PJM_ROR | Internal | Shoulder | B12 | 200 | 8000 | 4734.67 | 80.15 | 80.16 | 0.01 | 0
2025 | PJM_ROM_2_PJM_ROR | PJM_ROM | PJM_ROR | Internal | Shoulder | B13 | 600 | 8000 | 5710.22 | 75.66 | 75.68 | 0.01 | 0
2025 | PJM_ROM_2_PJM_ROR | PJM_ROM | PJM_ROR | Internal | Shoulder | B14 | 900 | 8000 | 4695.83 | 73.68 | 73.69 | 0.01 | 0
2025 | PJM_ROM_2_PJM_ROR | PJM_ROM | PJM_ROR | Internal | Shoulder | B15 | 1203 | 8000 | 1073.61 | 68.95 | 68.96 | 0.01 | 0
2025 | PJM_ROM_2_PJM_ROR | PJM_ROM | PJM_ROR | Internal | Summer | B1 | 10 | 8000 | 0 | 128.27 | 128.26 | 0.01 | 0
2025 | PJM_ROM_2_PJM_ROR | PJM_ROM | PJM_ROR | Internal | Summer | B2 | 25 | 8000 | 0 | 115.07 | 115.06 | 0.01 | 0
2025 | PJM_ROM_2_PJM_ROR | PJM_ROM | PJM_ROR | Internal | Summer | B3 | 75 | 8000 | 1612.31 | 109.26 | 109.27 | 0.01 | 0
2025 | PJM_ROM_2_PJM_ROR | PJM_ROM | PJM_ROR | Internal | Summer | B4 | 100 | 8000 | 4102.04 | 109.26 | 109.27 | 0.01 | 0
2025 | PJM_ROM_2_PJM_ROR | PJM_ROM | PJM_ROR | Internal | Summer | B5 | 200 | 8000 | 5280.36 | 109.26 | 109.27 | 0.01 | 0
2025 | PJM_ROM_2_PJM_ROR | PJM_ROM | PJM_ROR | Internal | Summer | B6 | 300 | 8000 | 3543.59 | 90.54 | 90.56 | 0.01 | 0
2025 | PJM_ROM_2_PJM_ROR | PJM_ROM | PJM_ROR | Internal | Summer | B7 | 400 | 8000 | 4749.66 | 80.55 | 80.56 | 0.01 | 0
2025 | PJM_ROM_2_PJM_ROR | PJM_ROM | PJM_ROR | Internal | Summer | B8 | 500 | 8000 | 4210.83 | 72.43 | 72.44 | 0.01 | 0
2025 | PJM_ROM_2_PJM_ROR | PJM_ROM | PJM_ROR | Internal | Summer | B9 | 800 | 8000 | 2541.25 | 68.37 | 68.39 | 0.01 | 0
2025 | PJM_ROM_2_PJM_ROR | PJM_ROM | PJM_ROR | Internal | Summer | B10 | 1262 | 8000 | 0 | 66.15 | 66.14 | 0.01 | 0
2025 | PJM_ROM_2_PJM_ROR | PJM_ROM | PJM_ROR | Internal | Winter | B16 | 25 | 8000 | 1371.46 | 97.07 | 97.08 | 0.01 | 0
2025 | PJM_ROM_2_PJM_ROR | PJM_ROM | PJM_ROR | Internal | Winter | B17 | 100 | 8000 | 1701.89 | 88.66 | 88.67 | 0.01 | 0
2025 | PJM_ROM_2_PJM_ROR | PJM_ROM | PJM_ROR | Internal | Winter | B18 | 400 | 8000 | 0 | 79.98 | 79.97 | 0.01 | 0
2025 | PJM_ROM_2_PJM_ROR | PJM_ROM | PJM_ROR | Internal | Winter | B19 | 700 | 8000 | 0 | 76.5 | 76.49 | 0.01 | 0
2025 | PJM_ROM_2_PJM_ROR | PJM_ROM | PJM_ROR | Internal | Winter | B20 | 935 | 8000 | 0 | 71.02 | 71.01 | 0.01 | 0
2025 | SOCO_2_ENT | SOCO | ENT | Internal | Shoulder | B11 | 25 | 2400 | 0 | 109.32 | 92.32 | 10 | 0
2025 | SOCO_2_ENT | SOCO | ENT | Internal | Shoulder | B12 | 200 | 2400 | 0 | 76.16 | 73.68 | 10 | 0
2025 | SOCO_2_ENT | SOCO | ENT | Internal | Shoulder | B13 | 600 | 2400 | 0 | 75.26 | 73.14 | 10 | 0
2025 | SOCO_2_ENT | SOCO | ENT | Internal | Shoulder | B14 | 900 | 2400 | 0 | 75.26 | 72.4 | 10 | 0
2025 | SOCO_2_ENT | SOCO | ENT | Internal | Shoulder | B15 | 1203 | 2400 | 0 | 72.62 | 70.69 | 10 | 0
2025 | SOCO_2_ENT | SOCO | ENT | Internal | Summer | B1 | 10 | 2400 | 0 | 125.69 | 117.69 | 10 | 0
2025 | SOCO_2_ENT | SOCO | ENT | Internal | Summer | B2 | 25 | 2400 | 0 | 121.06 | 113.06 | 10 | 0
2025 | SOCO_2_ENT | SOCO | ENT | Internal | Summer | B3 | 75 | 2400 | 0 | 118.06 | 110.06 | 10 | 0
2025 | SOCO_2_ENT | SOCO | ENT | Internal | Summer | B4 | 100 | 2400 | 0 | 118.06 | 110.06 | 10 | 0
2025 | SOCO_2_ENT | SOCO | ENT | Internal | Summer | B5 | 200 | 2400 | 0 | 118.06 | 110.06 | 10 | 0
2025 | SOCO_2_ENT | SOCO | ENT | Internal | Summer | B6 | 300 | 2400 | 0 | 105.56 | 88.56 | 10 | 0
2025 | SOCO_2_ENT | SOCO | ENT | Internal | Summer | B7 | 400 | 2400 | 0 | 95.31 | 78.31 | 10 | 0
2025 | SOCO_2_ENT | SOCO | ENT | Internal | Summer | B8 | 500 | 2400 | 0 | 85.44 | 72.16 | 10 | 0
2025 | SOCO_2_ENT | SOCO | ENT | Internal | Summer | B9 | 800 | 2400 | 0 | 73.81 | 71.63 | 10 | 0
2025 | SOCO_2_ENT | SOCO | ENT | Internal | Summer | B10 | 1262 | 2400 | 0 | 71.22 | 69.24 | 10 | 0
2025 | SOCO_2_ENT | SOCO | ENT | Internal | Winter | B16 | 25 | 2400 | 0 | 112.08 | 87.08 | 10 | 0
2025 | SOCO_2_ENT | SOCO | ENT | Internal | Winter | B17 | 100 | 2400 | 0 | 84.67 | 76.67 | 10 | 0
2025 | SOCO_2_ENT | SOCO | ENT | Internal | Winter | B18 | 400 | 2400 | 0 | 77.59 | 76.11 | 10 | 0
2025 | SOCO_2_ENT | SOCO | ENT | Internal | Winter | B19 | 700 | 2400 | 0 | 77.59 | 75.54 | 10 | 0
2025 | SOCO_2_ENT | SOCO | ENT | Internal | Winter | B20 | 935 | 2400 | 0 | 75.5 | 73.56 | 10 | 0
2025 | SOCO_2_FRCC | SOCO | FRCC | Internal | Shoulder | B11 | 25 | 3700 | 3700 | 109.32 | 123.25 | 10 | 3.93
2025 | SOCO_2_FRCC | SOCO | FRCC | Internal | Shoulder | B12 | 200 | 3700 | 0 | 76.16 | 81.24 | 10 | 0
2025 | SOCO_2_FRCC | SOCO | FRCC | Internal | Shoulder | B13 | 600 | 3700 | 0 | 75.26 | 81.24 | 10 | 0
2025 | SOCO_2_FRCC | SOCO | FRCC | Internal | Shoulder | B14 | 900 | 3700 | 0 | 75.26 | 77.85 | 10 | 0
2025 | SOCO_2_FRCC | SOCO | FRCC | Internal | Shoulder | B15 | 1203 | 3700 | 0 | 72.62 | 77.85 | 10 | 0
2025 | SOCO_2_FRCC | SOCO | FRCC | Internal | Summer | B1 | 10 | 3700 | 0 | 125.69 | 125.11 | 10 | 0
2025 | SOCO_2_FRCC | SOCO | FRCC | Internal | Summer | B2 | 25 | 3700 | 0 | 121.06 | 125.11 | 10 | 0
2025 | SOCO_2_FRCC | SOCO | FRCC | Internal | Summer | B3 | 75 | 3700 | 0 | 118.06 | 125.11 | 10 | 0
2025 | SOCO_2_FRCC | SOCO | FRCC | Internal | Summer | B4 | 100 | 3700 | 0 | 118.06 | 125.11 | 10 | 0
2025 | SOCO_2_FRCC | SOCO | FRCC | Internal | Summer | B5 | 200 | 3700 | 0 | 118.06 | 125.11 | 10 | 0
2025 | SOCO_2_FRCC | SOCO | FRCC | Internal | Summer | B6 | 300 | 3700 | 1241.46 | 105.56 | 115.56 | 10 | 0
2025 | SOCO_2_FRCC | SOCO | FRCC | Internal | Summer | B7 | 400 | 3700 | 0 | 95.31 | 91.75 | 10 | 0
2025 | SOCO_2_FRCC | SOCO | FRCC | Internal | Summer | B8 | 500 | 3700 | 0 | 85.44 | 80.4 | 10 | 0
2025 | SOCO_2_FRCC | SOCO | FRCC | Internal | Summer | B9 | 800 | 3700 | 0 | 73.81 | 77.04 | 10 | 0
2025 | SOCO_2_FRCC | SOCO | FRCC | Internal | Summer | B10 | 1262 | 3700 | 0 | 71.22 | 77.04 | 10 | 0
2025 | SOCO_2_FRCC | SOCO | FRCC | Internal | Winter | B16 | 25 | 3700 | 392.63 | 112.08 | 122.08 | 10 | 0
2025 | SOCO_2_FRCC | SOCO | FRCC | Internal | Winter | B17 | 100 | 3700 | 0 | 84.67 | 83.81 | 10 | 0
2025 | SOCO_2_FRCC | SOCO | FRCC | Internal | Winter | B18 | 400 | 3700 | 0 | 77.59 | 81.94 | 10 | 0
2025 | SOCO_2_FRCC | SOCO | FRCC | Internal | Winter | B19 | 700 | 3700 | 0 | 77.59 | 80.3 | 10 | 0
2025 | SOCO_2_FRCC | SOCO | FRCC | Internal | Winter | B20 | 935 | 3700 | 0 | 75.5 | 80.3 | 10 | 0
2025 | SOCO_2_TVA_Transmission | SOCO | TVA_Transmission | Internal | Shoulder | B11 | 25 | 2600 | 0 | 109.32 | 100.32 | 10 | 0
2025 | SOCO_2_TVA_Transmission | SOCO | TVA_Transmission | Internal | Shoulder | B12 | 200 | 2600 | 0 | 76.16 | 80.03 | 10 | 0
2025 | SOCO_2_TVA_Transmission | SOCO | TVA_Transmission | Internal | Shoulder | B13 | 600 | 2600 | 0 | 75.26 | 78.07 | 10 | 0
2025 | SOCO_2_TVA_Transmission | SOCO | TVA_Transmission | Internal | Shoulder | B14 | 900 | 2600 | 0 | 75.26 | 76.88 | 10 | 0
2025 | SOCO_2_TVA_Transmission | SOCO | TVA_Transmission | Internal | Shoulder | B15 | 1203 | 2600 | 0 | 72.62 | 74.96 | 10 | 0
2025 | SOCO_2_TVA_Transmission | SOCO | TVA_Transmission | Internal | Summer | B1 | 10 | 2600 | 0 | 125.69 | 125.26 | 10 | 0
2025 | SOCO_2_TVA_Transmission | SOCO | TVA_Transmission | Internal | Summer | B2 | 25 | 2600 | 0 | 121.06 | 121.06 | 10 | 0
2025 | SOCO_2_TVA_Transmission | SOCO | TVA_Transmission | Internal | Summer | B3 | 75 | 2600 | 0 | 118.06 | 115.27 | 10 | 0
2025 | SOCO_2_TVA_Transmission | SOCO | TVA_Transmission | Internal | Summer | B4 | 100 | 2600 | 0 | 118.06 | 115.27 | 10 | 0
2025 | SOCO_2_TVA_Transmission | SOCO | TVA_Transmission | Internal | Summer | B5 | 200 | 2600 | 0 | 118.06 | 115.27 | 10 | 0
2025 | SOCO_2_TVA_Transmission | SOCO | TVA_Transmission | Internal | Summer | B6 | 300 | 2600 | 0 | 105.56 | 96.56 | 10 | 0
2025 | SOCO_2_TVA_Transmission | SOCO | TVA_Transmission | Internal | Summer | B7 | 400 | 2600 | 0 | 95.31 | 86.31 | 10 | 0
2025 | SOCO_2_TVA_Transmission | SOCO | TVA_Transmission | Internal | Summer | B8 | 500 | 2600 | 0 | 85.44 | 77.23 | 10 | 0
2025 | SOCO_2_TVA_Transmission | SOCO | TVA_Transmission | Internal | Summer | B9 | 800 | 2600 | 0 | 73.81 | 74.03 | 10 | 0
2025 | SOCO_2_TVA_Transmission | SOCO | TVA_Transmission | Internal | Summer | B10 | 1262 | 2600 | 0 | 71.22 | 71.03 | 10 | 0
2025 | SOCO_2_TVA_Transmission | SOCO | TVA_Transmission | Internal | Winter | B16 | 25 | 2600 | 0 | 112.08 | 103.08 | 10 | 0
2025 | SOCO_2_TVA_Transmission | SOCO | TVA_Transmission | Internal | Winter | B17 | 100 | 2600 | 0 | 84.67 | 84.67 | 10 | 0
2025 | SOCO_2_TVA_Transmission | SOCO | TVA_Transmission | Internal | Winter | B18 | 400 | 2600 | 0 | 77.59 | 81.35 | 10 | 0
2025 | SOCO_2_TVA_Transmission | SOCO | TVA_Transmission | Internal | Winter | B19 | 700 | 2600 | 0 | 77.59 | 79.77 | 10 | 0
2025 | SOCO_2_TVA_Transmission | SOCO | TVA_Transmission | Internal | Winter | B20 | 935 | 2600 | 0 | 75.5 | 77.01 | 10 | 0
2025 | SOCO_2_VACAR | SOCO | VACAR | Internal | Shoulder | B11 | 25 | 2000 | 0 | 109.32 | 102.32 | 10 | 0
2025 | SOCO_2_VACAR | SOCO | VACAR | Internal | Shoulder | B12 | 200 | 2000 | 101.18 | 76.16 | 86.16 | 10 | 0
2025 | SOCO_2_VACAR | SOCO | VACAR | Internal | Shoulder | B13 | 600 | 2000 | 0 | 75.26 | 81.68 | 10 | 0
2025 | SOCO_2_VACAR | SOCO | VACAR | Internal | Shoulder | B14 | 900 | 2000 | 0 | 75.26 | 79.69 | 10 | 0
2025 | SOCO_2_VACAR | SOCO | VACAR | Internal | Shoulder | B15 | 1203 | 2000 | 0 | 72.62 | 67.96 | 10 | 0
2025 | SOCO_2_VACAR | SOCO | VACAR | Internal | Summer | B1 | 10 | 2000 | 0 | 125.69 | 134.26 | 10 | 0
2025 | SOCO_2_VACAR | SOCO | VACAR | Internal | Summer | B2 | 25 | 2000 | 0 | 121.06 | 121.06 | 10 | 0
2025 | SOCO_2_VACAR | SOCO | VACAR | Internal | Summer | B3 | 75 | 2000 | 0 | 118.06 | 121.06 | 10 | 0
2025 | SOCO_2_VACAR | SOCO | VACAR | Internal | Summer | B4 | 100 | 2000 | 0 | 118.06 | 121.06 | 10 | 0
2025 | SOCO_2_VACAR | SOCO | VACAR | Internal | Summer | B5 | 200 | 2000 | 0 | 118.06 | 117.66 | 10 | 0
2025 | SOCO_2_VACAR | SOCO | VACAR | Internal | Summer | B6 | 300 | 2000 | 0 | 105.56 | 98.56 | 10 | 0
2025 | SOCO_2_VACAR | SOCO | VACAR | Internal | Summer | B7 | 400 | 2000 | 0 | 95.31 | 88.31 | 10 | 0
2025 | SOCO_2_VACAR | SOCO | VACAR | Internal | Summer | B8 | 500 | 2000 | 0 | 85.44 | 78.44 | 10 | 0
2025 | SOCO_2_VACAR | SOCO | VACAR | Internal | Summer | B9 | 800 | 2000 | 0 | 73.81 | 74.13 | 10 | 0
2025 | SOCO_2_VACAR | SOCO | VACAR | Internal | Summer | B10 | 1262 | 2000 | 0 | 71.22 | 64.45 | 10 | 0
2025 | SOCO_2_VACAR | SOCO | VACAR | Internal | Winter | B16 | 25 | 2000 | 806.47 | 112.08 | 122.08 | 10 | 0
2025 | SOCO_2_VACAR | SOCO | VACAR | Internal | Winter | B17 | 100 | 2000 | 248.58 | 84.67 | 94.67 | 10 | 0
2025 | SOCO_2_VACAR | SOCO | VACAR | Internal | Winter | B18 | 400 | 2000 | 0 | 77.59 | 85.97 | 10 | 0
2025 | SOCO_2_VACAR | SOCO | VACAR | Internal | Winter | B19 | 700 | 2000 | 0 | 77.59 | 82.49 | 10 | 0
2025 | SOCO_2_VACAR | SOCO | VACAR | Internal | Winter | B20 | 935 | 2000 | 0 | 75.5 | 72.83 | 10 | 0
2025 | SPP_N_2_ENT | SPP_N | ENT | Internal | Shoulder | B11 | 25 | 1800 | 1175.36 | 87.32 | 92.32 | 5 | 0
2025 | SPP_N_2_ENT | SPP_N | ENT | Internal | Shoulder | B12 | 200 | 1800 | 0 | 71.46 | 73.68 | 5 | 0
2025 | SPP_N_2_ENT | SPP_N | ENT | Internal | Shoulder | B13 | 600 | 1800 | 0 | 70.49 | 73.14 | 5 | 0
2025 | SPP_N_2_ENT | SPP_N | ENT | Internal | Shoulder | B14 | 900 | 1800 | 1250.55 | 67.4 | 72.4 | 5 | 0
2025 | SPP_N_2_ENT | SPP_N | ENT | Internal | Shoulder | B15 | 1203 | 1800 | 1800 | 65.4 | 70.69 | 5 | 0.29
2025 | SPP_N_2_ENT | SPP_N | ENT | Internal | Summer | B1 | 10 | 1800 | 838.45 | 112.69 | 117.69 | 5 | 0
2025 | SPP_N_2_ENT | SPP_N | ENT | Internal | Summer | B2 | 25 | 1800 | 0 | 112.11 | 113.06 | 5 | 0
2025 | SPP_N_2_ENT | SPP_N | ENT | Internal | Summer | B3 | 75 | 1800 | 0 | 114.78 | 110.06 | 5 | 0
2025 | SPP_N_2_ENT | SPP_N | ENT | Internal | Summer | B4 | 100 | 1800 | 0 | 108.83 | 110.06 | 5 | 0
2025 | SPP_N_2_ENT | SPP_N | ENT | Internal | Summer | B5 | 200 | 1800 | 0 | 107.28 | 110.06 | 5 | 0
2025 | SPP_N_2_ENT | SPP_N | ENT | Internal | Summer | B6 | 300 | 1800 | 0 | 88.56 | 88.56 | 5 | 0
2025 | SPP_N_2_ENT | SPP_N | ENT | Internal | Summer | B7 | 400 | 1800 | 0 | 78.56 | 78.31 | 5 | 0
2025 | SPP_N_2_ENT | SPP_N | ENT | Internal | Summer | B8 | 500 | 1800 | 0 | 71.57 | 72.16 | 5 | 0
2025 | SPP_N_2_ENT | SPP_N | ENT | Internal | Summer | B9 | 800 | 1800 | 0 | 69.09 | 71.63 | 5 | 0
2025 | SPP_N_2_ENT | SPP_N | ENT | Internal | Summer | B10 | 1262 | 1800 | 0 | 68.94 | 69.24 | 5 | 0
2025 | SPP_N_2_ENT | SPP_N | ENT | Internal | Winter | B16 | 25 | 1800 | 1800 | 75.56 | 87.08 | 5 | 6.52
2025 | SPP_N_2_ENT | SPP_N | ENT | Internal | Winter | B17 | 100 | 1800 | 0 | 73.7 | 76.67 | 5 | 0
2025 | SPP_N_2_ENT | SPP_N | ENT | Internal | Winter | B18 | 400 | 1800 | 0 | 73.53 | 76.11 | 5 | 0
2025 | SPP_N_2_ENT | SPP_N | ENT | Internal | Winter | B19 | 700 | 1800 | 0 | 70.85 | 75.54 | 5 | 0
2025 | SPP_N_2_ENT | SPP_N | ENT | Internal | Winter | B20 | 935 | 1800 | 1800 | 68.55 | 73.56 | 5 | 0.01
2025 | SPP_N_2_MISO_MO-IL | SPP_N | MISO_MO-IL | Internal | Shoulder | B11 | 25 | 2000 | 1729.31 | 87.32 | 92.32 | 5 | 0
2025 | SPP_N_2_MISO_MO-IL | SPP_N | MISO_MO-IL | Internal | Shoulder | B12 | 200 | 2000 | 2000 | 71.46 | 78.16 | 5 | 1.7
2025 | SPP_N_2_MISO_MO-IL | SPP_N | MISO_MO-IL | Internal | Shoulder | B13 | 600 | 2000 | 0 | 70.49 | 74.9 | 5 | 0
2025 | SPP_N_2_MISO_MO-IL | SPP_N | MISO_MO-IL | Internal | Shoulder | B14 | 900 | 2000 | 0 | 67.4 | 71.96 | 5 | 0
2025 | SPP_N_2_MISO_MO-IL | SPP_N | MISO_MO-IL | Internal | Shoulder | B15 | 1203 | 2000 | 0 | 65.4 | 66.96 | 5 | 0
2025 | SPP_N_2_MISO_MO-IL | SPP_N | MISO_MO-IL | Internal | Summer | B1 | 10 | 2000 | 0 | 112.69 | 117.26 | 5 | 0
2025 | SPP_N_2_MISO_MO-IL | SPP_N | MISO_MO-IL | Internal | Summer | B2 | 25 | 2000 | 0 | 112.11 | 113.06 | 5 | 0
2025 | SPP_N_2_MISO_MO-IL | SPP_N | MISO_MO-IL | Internal | Summer | B3 | 75 | 2000 | 0 | 114.78 | 109.53 | 5 | 0
2025 | SPP_N_2_MISO_MO-IL | SPP_N | MISO_MO-IL | Internal | Summer | B4 | 100 | 2000 | 0 | 108.83 | 108.43 | 5 | 0
2025 | SPP_N_2_MISO_MO-IL | SPP_N | MISO_MO-IL | Internal | Summer | B5 | 200 | 2000 | 0 | 107.28 | 107.28 | 5 | 0
2025 | SPP_N_2_MISO_MO-IL | SPP_N | MISO_MO-IL | Internal | Summer | B6 | 300 | 2000 | 0 | 88.56 | 88.56 | 5 | 0
2025 | SPP_N_2_MISO_MO-IL | SPP_N | MISO_MO-IL | Internal | Summer | B7 | 400 | 2000 | 0 | 78.56 | 78.56 | 5 | 0
2025 | SPP_N_2_MISO_MO-IL | SPP_N | MISO_MO-IL | Internal | Summer | B8 | 500 | 2000 | 0 | 71.57 | 70.92 | 5 | 0
2025 | SPP_N_2_MISO_MO-IL | SPP_N | MISO_MO-IL | Internal | Summer | B9 | 800 | 2000 | 0 | 69.09 | 66.4 | 5 | 0
2025 | SPP_N_2_MISO_MO-IL | SPP_N | MISO_MO-IL | Internal | Summer | B10 | 1262 | 2000 | 0 | 68.94 | 64.14 | 5 | 0
2025 | SPP_N_2_MISO_MO-IL | SPP_N | MISO_MO-IL | Internal | Winter | B16 | 25 | 2000 | 2000 | 75.56 | 95.08 | 5 | 14.52
2025 | SPP_N_2_MISO_MO-IL | SPP_N | MISO_MO-IL | Internal | Winter | B17 | 100 | 2000 | 2000 | 73.7 | 84.67 | 5 | 5.97
2025 | SPP_N_2_MISO_MO-IL | SPP_N | MISO_MO-IL | Internal | Winter | B18 | 400 | 2000 | 0 | 73.53 | 77.97 | 5 | 0
2025 | SPP_N_2_MISO_MO-IL | SPP_N | MISO_MO-IL | Internal | Winter | B19 | 700 | 2000 | 0 | 70.85 | 74.49 | 5 | 0
2025 | SPP_N_2_MISO_MO-IL | SPP_N | MISO_MO-IL | Internal | Winter | B20 | 935 | 2000 | 0 | 68.55 | 69.01 | 5 | 0
2025 | SPP_N_2_MISO_W | SPP_N | MISO_W | Internal | Shoulder | B11 | 25 | 750 | 0 | 87.32 | 86.01 | 5 | 0
2025 | SPP_N_2_MISO_W | SPP_N | MISO_W | Internal | Shoulder | B12 | 200 | 750 | 0 | 71.46 | 70.27 | 5 | 0
2025 | SPP_N_2_MISO_W | SPP_N | MISO_W | Internal | Shoulder | B13 | 600 | 750 | 0 | 70.49 | 69.94 | 5 | 0
2025 | SPP_N_2_MISO_W | SPP_N | MISO_W | Internal | Shoulder | B14 | 900 | 750 | 0 | 67.4 | 67.39 | 5 | 0
2025 | SPP_N_2_MISO_W | SPP_N | MISO_W | Internal | Shoulder | B15 | 1203 | 750 | 0 | 65.4 | 65.39 | 5 | 0
2025 | SPP_N_2_MISO_W | SPP_N | MISO_W | Internal | Summer | B1 | 10 | 750 | 0 | 112.69 | 113.56 | 5 | 0
2025 | SPP_N_2_MISO_W | SPP_N | MISO_W | Internal | Summer | B2 | 25 | 750 | 0 | 112.11 | 112.1 | 5 | 0
2025 | SPP_N_2_MISO_W | SPP_N | MISO_W | Internal | Summer | B3 | 75 | 750 | 0 | 114.78 | 109.52 | 5 | 0
2025 | SPP_N_2_MISO_W | SPP_N | MISO_W | Internal | Summer | B4 | 100 | 750 | 0 | 108.83 | 108.42 | 5 | 0
2025 | SPP_N_2_MISO_W | SPP_N | MISO_W | Internal | Summer | B5 | 200 | 750 | 0 | 107.28 | 107.27 | 5 | 0
2025 | SPP_N_2_MISO_W | SPP_N | MISO_W | Internal | Summer | B6 | 300 | 750 | 0 | 88.56 | 88.54 | 5 | 0
2025 | SPP_N_2_MISO_W | SPP_N | MISO_W | Internal | Summer | B7 | 400 | 750 | 0 | 78.56 | 78.55 | 5 | 0
2025 | SPP_N_2_MISO_W | SPP_N | MISO_W | Internal | Summer | B8 | 500 | 750 | 0 | 71.57 | 68.17 | 5 | 0
2025 | SPP_N_2_MISO_W | SPP_N | MISO_W | Internal | Summer | B9 | 800 | 750 | 0 | 69.09 | 66.39 | 5 | 0
2025 | SPP_N_2_MISO_W | SPP_N | MISO_W | Internal | Summer | B10 | 1262 | 750 | 0 | 68.94 | 64.11 | 5 | 0
2025 | SPP_N_2_MISO_W | SPP_N | MISO_W | Internal | Winter | B16 | 25 | 750 | 0 | 75.56 | 68.56 | 5 | 0
2025 | SPP_N_2_MISO_W | SPP_N | MISO_W | Internal | Winter | B17 | 100 | 750 | 0 | 73.7 | 68.56 | 5 | 0
2025 | SPP_N_2_MISO_W | SPP_N | MISO_W | Internal | Winter | B18 | 400 | 750 | 0 | 73.53 | 70.84 | 5 | 0
2025 | SPP_N_2_MISO_W | SPP_N | MISO_W | Internal | Winter | B19 | 700 | 750 | 0 | 70.85 | 70.84 | 5 | 0
2025 | SPP_N_2_MISO_W | SPP_N | MISO_W | Internal | Winter | B20 | 935 | 750 | 0 | 68.55 | 68.53 | 5 | 0
2025 | SPP_N_2_NE | SPP_N | NE | Internal | Shoulder | B11 | 25 | 332 | 0 | 87.32 | 86.01 | 0.01 | 0
2025 | SPP_N_2_NE | SPP_N | NE | Internal | Shoulder | B12 | 200 | 332 | 0 | 71.46 | 71.45 | 0.01 | 0
2025 | SPP_N_2_NE | SPP_N | NE | Internal | Shoulder | B13 | 600 | 332 | 0 | 70.49 | 69.94 | 0.01 | 0
2025 | SPP_N_2_NE | SPP_N | NE | Internal | Shoulder | B14 | 900 | 332 | 0 | 67.4 | 67.39 | 0.01 | 0
2025 | SPP_N_2_NE | SPP_N | NE | Internal | Shoulder | B15 | 1203 | 332 | 0 | 65.4 | 65.39 | 0.01 | 0
2025 | SPP_N_2_NE | SPP_N | NE | Internal | Summer | B1 | 10 | 332 | 332 | 112.69 | 113.56 | 0.01 | 0.86
2025 | SPP_N_2_NE | SPP_N | NE | Internal | Summer | B2 | 25 | 332 | 0 | 112.11 | 112.1 | 0.01 | 0
2025 | SPP_N_2_NE | SPP_N | NE | Internal | Summer | B3 | 75 | 332 | 0 | 114.78 | 114 | 0.01 | 0
2025 | SPP_N_2_NE | SPP_N | NE | Internal | Summer | B4 | 100 | 332 | 0 | 108.83 | 108.82 | 0.01 | 0
2025 | SPP_N_2_NE | SPP_N | NE | Internal | Summer | B5 | 200 | 332 | 0 | 107.28 | 107.27 | 0.01 | 0
2025 | SPP_N_2_NE | SPP_N | NE | Internal | Summer | B6 | 300 | 332 | 0 | 88.56 | 88.54 | 0.01 | 0
2025 | SPP_N_2_NE | SPP_N | NE | Internal | Summer | B7 | 400 | 332 | 0 | 78.56 | 78.55 | 0.01 | 0
2025 | SPP_N_2_NE | SPP_N | NE | Internal | Summer | B8 | 500 | 332 | 0 | 71.57 | 69.45 | 0.01 | 0
2025 | SPP_N_2_NE | SPP_N | NE | Internal | Summer | B9 | 800 | 332 | 0 | 69.09 | 69.08 | 0.01 | 0
2025 | SPP_N_2_NE | SPP_N | NE | Internal | Summer | B10 | 1262 | 332 | 0 | 68.94 | 68.21 | 0.01 | 0
2025 | SPP_N_2_NE | SPP_N | NE | Internal | Winter | B16 | 25 | 332 | 0 | 75.56 | 68.56 | 0.01 | 0
2025 | SPP_N_2_NE | SPP_N | NE | Internal | Winter | B17 | 100 | 332 | 0 | 73.7 | 68.56 | 0.01 | 0
2025 | SPP_N_2_NE | SPP_N | NE | Internal | Winter | B18 | 400 | 332 | 0 | 73.53 | 70.84 | 0.01 | 0
2025 | SPP_N_2_NE | SPP_N | NE | Internal | Winter | B19 | 700 | 332 | 0 | 70.85 | 70.84 | 0.01 | 0
2025 | SPP_N_2_NE | SPP_N | NE | Internal | Winter | B20 | 935 | 332 | 0 | 68.55 | 68.53 | 0.01 | 0
2025 | SPP_N_2_SPP_S | SPP_N | SPP_S | Internal | Shoulder | B11 | 25 | 4000 | 0 | 87.32 | 82.44 | 0.01 | 0
2025 | SPP_N_2_SPP_S | SPP_N | SPP_S | Internal | Shoulder | B12 | 200 | 4000 | 0 | 71.46 | 70.66 | 0.01 | 0
2025 | SPP_N_2_SPP_S | SPP_N | SPP_S | Internal | Shoulder | B13 | 600 | 4000 | 1755 | 70.49 | 70.5 | 0.01 | 0
2025 | SPP_N_2_SPP_S | SPP_N | SPP_S | Internal | Shoulder | B14 | 900 | 4000 | 1507.11 | 67.4 | 67.41 | 0.01 | 0
2025 | SPP_N_2_SPP_S | SPP_N | SPP_S | Internal | Shoulder | B15 | 1203 | 4000 | 1959.39 | 65.4 | 65.42 | 0.01 | 0
2025 | SPP_N_2_SPP_S | SPP_N | SPP_S | Internal | Summer | B1 | 10 | 4000 | 0 | 112.69 | 100.23 | 0.01 | 0
2025 | SPP_N_2_SPP_S | SPP_N | SPP_S | Internal | Summer | B2 | 25 | 4000 | 0 | 112.11 | 100.23 | 0.01 | 0
2025 | SPP_N_2_SPP_S | SPP_N | SPP_S | Internal | Summer | B3 | 75 | 4000 | 0 | 114.78 | 101.08 | 0.01 | 0
2025 | SPP_N_2_SPP_S | SPP_N | SPP_S | Internal | Summer | B4 | 100 | 4000 | 0 | 108.83 | 100.23 | 0.01 | 0
2025 | SPP_N_2_SPP_S | SPP_N | SPP_S | Internal | Summer | B5 | 200 | 4000 | 0 | 107.28 | 100.23 | 0.01 | 0
2025 | SPP_N_2_SPP_S | SPP_N | SPP_S | Internal | Summer | B6 | 300 | 4000 | 0 | 88.56 | 88.54 | 0.01 | 0
2025 | SPP_N_2_SPP_S | SPP_N | SPP_S | Internal | Summer | B7 | 400 | 4000 | 761.04 | 78.56 | 78.58 | 0.01 | 0
2025 | SPP_N_2_SPP_S | SPP_N | SPP_S | Internal | Summer | B8 | 500 | 4000 | 1833.29 | 71.57 | 71.59 | 0.01 | 0
2025 | SPP_N_2_SPP_S | SPP_N | SPP_S | Internal | Summer | B9 | 800 | 4000 | 1243.34 | 69.09 | 69.11 | 0.01 | 0
2025 | SPP_N_2_SPP_S | SPP_N | SPP_S | Internal | Summer | B10 | 1262 | 4000 | 3414.1 | 68.94 | 68.95 | 0.01 | 0
2025 | SPP_N_2_SPP_S | SPP_N | SPP_S | Internal | Winter | B16 | 25 | 4000 | 1041.56 | 75.56 | 75.57 | 0.01 | 0
2025 | SPP_N_2_SPP_S | SPP_N | SPP_S | Internal | Winter | B17 | 100 | 4000 | 355.92 | 73.7 | 73.71 | 0.01 | 0
2025 | SPP_N_2_SPP_S | SPP_N | SPP_S | Internal | Winter | B18 | 400 | 4000 | 1828.3 | 73.53 | 73.55 | 0.01 | 0
2025 | SPP_N_2_SPP_S | SPP_N | SPP_S | Internal | Winter | B19 | 700 | 4000 | 2482.14 | 70.85 | 70.86 | 0.01 | 0
2025 | SPP_N_2_SPP_S | SPP_N | SPP_S | Internal | Winter | B20 | 935 | 4000 | 1821.91 | 68.55 | 68.56 | 0.01 | 0
2025 | SPP_S_2_ENT | SPP_S | ENT | Internal | Shoulder | B11 | 25 | 850 | 850 | 82.44 | 92.32 | 5 | 4.89
2025 | SPP_S_2_ENT | SPP_S | ENT | Internal | Shoulder | B12 | 200 | 850 | 0 | 70.66 | 73.68 | 5 | 0
2025 | SPP_S_2_ENT | SPP_S | ENT | Internal | Shoulder | B13 | 600 | 850 | 0 | 70.5 | 73.14 | 5 | 0
2025 | SPP_S_2_ENT | SPP_S | ENT | Internal | Shoulder | B14 | 900 | 850 | 0 | 67.41 | 72.4 | 5 | 0
2025 | SPP_S_2_ENT | SPP_S | ENT | Internal | Shoulder | B15 | 1203 | 850 | 850 | 65.42 | 70.69 | 5 | 0.28
2025 | SPP_S_2_ENT | SPP_S | ENT | Internal | Summer | B1 | 10 | 850 | 850 | 100.23 | 117.69 | 5 | 12.46
2025 | SPP_S_2_ENT | SPP_S | ENT | Internal | Summer | B2 | 25 | 850 | 850 | 100.23 | 113.06 | 5 | 7.83
2025 | SPP_S_2_ENT | SPP_S | ENT | Internal | Summer | B3 | 75 | 850 | 850 | 101.08 | 110.06 | 5 | 3.98
2025 | SPP_S_2_ENT | SPP_S | ENT | Internal | Summer | B4 | 100 | 850 | 850 | 100.23 | 110.06 | 5 | 4.83
2025 | SPP_S_2_ENT | SPP_S | ENT | Internal | Summer | B5 | 200 | 850 | 850 | 100.23 | 110.06 | 5 | 4.83
2025 | SPP_S_2_ENT | SPP_S | ENT | Internal | Summer | B6 | 300 | 850 | 0 | 88.54 | 88.56 | 5 | 0
2025 | SPP_S_2_ENT | SPP_S | ENT | Internal | Summer | B7 | 400 | 850 | 0 | 78.58 | 78.31 | 5 | 0
2025 | SPP_S_2_ENT | SPP_S | ENT | Internal | Summer | B8 | 500 | 850 | 0 | 71.59 | 72.16 | 5 | 0
2025 | SPP_S_2_ENT | SPP_S | ENT | Internal | Summer | B9 | 800 | 850 | 0 | 69.11 | 71.63 | 5 | 0
2025 | SPP_S_2_ENT | SPP_S | ENT | Internal | Summer | B10 | 1262 | 850 | 0 | 68.95 | 69.24 | 5 | 0
2025 | SPP_S_2_ENT | SPP_S | ENT | Internal | Winter | B16 | 25 | 850 | 850 | 75.57 | 87.08 | 5 | 6.51
2025 | SPP_S_2_ENT | SPP_S | ENT | Internal | Winter | B17 | 100 | 850 | 0 | 73.71 | 76.67 | 5 | 0
2025 | SPP_S_2_ENT | SPP_S | ENT | Internal | Winter | B18 | 400 | 850 | 0 | 73.55 | 76.11 | 5 | 0
2025 | SPP_S_2_ENT | SPP_S | ENT | Internal | Winter | B19 | 700 | 850 | 0 | 70.86 | 75.54 | 5 | 0
2025 | SPP_S_2_ENT | SPP_S | ENT | Internal | Winter | B20 | 935 | 850 | 197.13 | 68.56 | 73.56 | 5 | 0
2025 | SPP_S_2_SPP_N | SPP_S | SPP_N | Internal | Shoulder | B11 | 25 | 640 | 640 | 82.44 | 87.32 | 0.01 | 4.87
2025 | SPP_S_2_SPP_N | SPP_S | SPP_N | Internal | Shoulder | B12 | 200 | 640 | 640 | 70.66 | 71.46 | 0.01 | 0.79
2025 | SPP_S_2_SPP_N | SPP_S | SPP_N | Internal | Shoulder | B13 | 600 | 640 | 0 | 70.5 | 70.49 | 0.01 | 0
2025 | SPP_S_2_SPP_N | SPP_S | SPP_N | Internal | Shoulder | B14 | 900 | 640 | 0 | 67.41 | 67.4 | 0.01 | 0
2025 | SPP_S_2_SPP_N | SPP_S | SPP_N | Internal | Shoulder | B15 | 1203 | 640 | 0 | 65.42 | 65.4 | 0.01 | 0
2025 | SPP_S_2_SPP_N | SPP_S | SPP_N | Internal | Summer | B1 | 10 | 640 | 640 | 100.23 | 112.69 | 0.01 | 12.45
2025 | SPP_S_2_SPP_N | SPP_S | SPP_N | Internal | Summer | B2 | 25 | 640 | 640 | 100.23 | 112.11 | 0.01 | 11.87
2025 | SPP_S_2_SPP_N | SPP_S | SPP_N | Internal | Summer | B3 | 75 | 640 | 640 | 101.08 | 114.78 | 0.01 | 13.69
2025 | SPP_S_2_SPP_N | SPP_S | SPP_N | Internal | Summer | B4 | 100 | 640 | 640 | 100.23 | 108.83 | 0.01 | 8.59
2025 | SPP_S_2_SPP_N | SPP_S | SPP_N | Internal | Summer | B5 | 200 | 640 | 640 | 100.23 | 107.28 | 0.01 | 7.04
2025 | SPP_S_2_SPP_N | SPP_S | SPP_N | Internal | Summer | B6 | 300 | 640 | 290.59 | 88.54 | 88.56 | 0.01 | 0
2025 | SPP_S_2_SPP_N | SPP_S | SPP_N | Internal | Summer | B7 | 400 | 640 | 0 | 78.58 | 78.56 | 0.01 | 0
2025 | SPP_S_2_SPP_N | SPP_S | SPP_N | Internal | Summer | B8 | 500 | 640 | 0 | 71.59 | 71.57 | 0.01 | 0
2025 | SPP_S_2_SPP_N | SPP_S | SPP_N | Internal | Summer | B9 | 800 | 640 | 0 | 69.11 | 69.09 | 0.01 | 0
2025 | SPP_S_2_SPP_N | SPP_S | SPP_N | Internal | Summer | B10 | 1262 | 640 | 0 | 68.95 | 68.94 | 0.01 | 0
2025 | SPP_S_2_SPP_N | SPP_S | SPP_N | Internal | Winter | B16 | 25 | 640 | 0 | 75.57 | 75.56 | 0.01 | 0
2025 | SPP_S_2_SPP_N | SPP_S | SPP_N | Internal | Winter | B17 | 100 | 640 | 0 | 73.71 | 73.7 | 0.01 | 0
2025 | SPP_S_2_SPP_N | SPP_S | SPP_N | Internal | Winter | B18 | 400 | 640 | 0 | 73.55 | 73.53 | 0.01 | 0
2025 | SPP_S_2_SPP_N | SPP_S | SPP_N | Internal | Winter | B19 | 700 | 640 | 0 | 70.86 | 70.85 | 0.01 | 0
2025 | SPP_S_2_SPP_N | SPP_S | SPP_N | Internal | Winter | B20 | 935 | 640 | 0 | 68.56 | 68.55 | 0.01 | 0
2025 | TVA_2_ENT | TVA | ENT | Internal | Shoulder | B11 | 25 | 500 | 0 | 100.33 | 92.32 | 9 | 0
2025 | TVA_2_ENT | TVA | ENT | Internal | Shoulder | B12 | 200 | 500 | 0 | 75.3 | 73.68 | 9 | 0
2025 | TVA_2_ENT | TVA | ENT | Internal | Shoulder | B13 | 600 | 500 | 0 | 75.3 | 73.14 | 9 | 0
2025 | TVA_2_ENT | TVA | ENT | Internal | Shoulder | B14 | 900 | 500 | 0 | 75.3 | 72.4 | 9 | 0
2025 | TVA_2_ENT | TVA | ENT | Internal | Shoulder | B15 | 1203 | 500 | 0 | 74.97 | 70.69 | 9 | 0
2025 | TVA_2_ENT | TVA | ENT | Internal | Summer | B1 | 10 | 500 | 0 | 125.27 | 117.69 | 9 | 0
2025 | TVA_2_ENT | TVA | ENT | Internal | Summer | B2 | 25 | 500 | 0 | 121.07 | 113.06 | 9 | 0
2025 | TVA_2_ENT | TVA | ENT | Internal | Summer | B3 | 75 | 500 | 0 | 115.28 | 110.06 | 9 | 0
2025 | TVA_2_ENT | TVA | ENT | Internal | Summer | B4 | 100 | 500 | 0 | 115.28 | 110.06 | 9 | 0
2025 | TVA_2_ENT | TVA | ENT | Internal | Summer | B5 | 200 | 500 | 0 | 115.28 | 110.06 | 9 | 0
2025 | TVA_2_ENT | TVA | ENT | Internal | Summer | B6 | 300 | 500 | 0 | 96.57 | 88.56 | 9 | 0
2025 | TVA_2_ENT | TVA | ENT | Internal | Summer | B7 | 400 | 500 | 0 | 73.87 | 78.31 | 9 | 0
2025 | TVA_2_ENT | TVA | ENT | Internal | Summer | B8 | 500 | 500 | 0 | 73.87 | 72.16 | 9 | 0
2025 | TVA_2_ENT | TVA | ENT | Internal | Summer | B9 | 800 | 500 | 0 | 73.87 | 71.63 | 9 | 0
2025 | TVA_2_ENT | TVA | ENT | Internal | Summer | B10 | 1262 | 500 | 0 | 70.79 | 69.24 | 9 | 0
2025 | TVA_2_ENT | TVA | ENT | Internal | Winter | B16 | 25 | 500 | 0 | 103.09 | 87.08 | 9 | 0
2025 | TVA_2_ENT | TVA | ENT | Internal | Winter | B17 | 100 | 500 | 0 | 79.67 | 76.67 | 9 | 0
2025 | TVA_2_ENT | TVA | ENT | Internal | Winter | B18 | 400 | 500 | 0 | 78.3 | 76.11 | 9 | 0
2025 | TVA_2_ENT | TVA | ENT | Internal | Winter | B19 | 700 | 500 | 0 | 78.3 | 75.54 | 9 | 0
2025 | TVA_2_ENT | TVA | ENT | Internal | Winter | B20 | 935 | 500 | 0 | 77.02 | 73.56 | 9 | 0
2025 | TVA_2_MISO_MO-IL | TVA | MISO_MO-IL | Internal | Shoulder | B11 | 25 | 50 | 0 | 100.33 | 92.32 | 9 | 0
2025 | TVA_2_MISO_MO-IL | TVA | MISO_MO-IL | Internal | Shoulder | B12 | 200 | 50 | 0 | 75.3 | 78.16 | 9 | 0
2025 | TVA_2_MISO_MO-IL | TVA | MISO_MO-IL | Internal | Shoulder | B13 | 600 | 50 | 0 | 75.3 | 74.9 | 9 | 0
2025 | TVA_2_MISO_MO-IL | TVA | MISO_MO-IL | Internal | Shoulder | B14 | 900 | 50 | 0 | 75.3 | 71.96 | 9 | 0
2025 | TVA_2_MISO_MO-IL | TVA | MISO_MO-IL | Internal | Shoulder | B15 | 1203 | 50 | 0 | 74.97 | 66.96 | 9 | 0
2025 | TVA_2_MISO_MO-IL | TVA | MISO_MO-IL | Internal | Summer | B1 | 10 | 50 | 0 | 125.27 | 117.26 | 9 | 0
2025 | TVA_2_MISO_MO-IL | TVA | MISO_MO-IL | Internal | Summer | B2 | 25 | 50 | 0 | 121.07 | 113.06 | 9 | 0
2025 | TVA_2_MISO_MO-IL | TVA | MISO_MO-IL | Internal | Summer | B3 | 75 | 50 | 0 | 115.28 | 109.53 | 9 | 0
2025 | TVA_2_MISO_MO-IL | TVA | MISO_MO-IL | Internal | Summer | B4 | 100 | 50 | 0 | 115.28 | 108.43 | 9 | 0
2025 | TVA_2_MISO_MO-IL | TVA | MISO_MO-IL | Internal | Summer | B5 | 200 | 50 | 0 | 115.28 | 107.28 | 9 | 0
2025 | TVA_2_MISO_MO-IL | TVA | MISO_MO-IL | Internal | Summer | B6 | 300 | 50 | 0 | 96.57 | 88.56 | 9 | 0
2025 | TVA_2_MISO_MO-IL | TVA | MISO_MO-IL | Internal | Summer | B7 | 400 | 50 | 0 | 73.87 | 78.56 | 9 | 0
2025 | TVA_2_MISO_MO-IL | TVA | MISO_MO-IL | Internal | Summer | B8 | 500 | 50 | 0 | 73.87 | 70.92 | 9 | 0
2025 | TVA_2_MISO_MO-IL | TVA | MISO_MO-IL | Internal | Summer | B9 | 800 | 50 | 0 | 73.87 | 66.4 | 9 | 0
2025 | TVA_2_MISO_MO-IL | TVA | MISO_MO-IL | Internal | Summer | B10 | 1262 | 50 | 0 | 70.79 | 64.14 | 9 | 0
2025 | TVA_2_MISO_MO-IL | TVA | MISO_MO-IL | Internal | Winter | B16 | 25 | 50 | 0 | 103.09 | 95.08 | 9 | 0
2025 | TVA_2_MISO_MO-IL | TVA | MISO_MO-IL | Internal | Winter | B17 | 100 | 50 | 0 | 79.67 | 84.67 | 9 | 0
2025 | TVA_2_MISO_MO-IL | TVA | MISO_MO-IL | Internal | Winter | B18 | 400 | 50 | 0 | 78.3 | 77.97 | 9 | 0
2025 | TVA_2_MISO_MO-IL | TVA | MISO_MO-IL | Internal | Winter | B19 | 700 | 50 | 0 | 78.3 | 74.49 | 9 | 0
2025 | TVA_2_MISO_MO-IL | TVA | MISO_MO-IL | Internal | Winter | B20 | 935 | 50 | 0 | 77.02 | 69.01 | 9 | 0
2025 | TVA_2_NonRTO_Midwest | TVA | NonRTO_Midwest | Internal | Shoulder | B11 | 25 | 100 | 0 | 100.33 | 100.31 | 9 | 0
2025 | TVA_2_NonRTO_Midwest | TVA | NonRTO_Midwest | Internal | Shoulder | B12 | 200 | 100 | 100 | 75.3 | 86.15 | 9 | 1.85
2025 | TVA_2_NonRTO_Midwest | TVA | NonRTO_Midwest | Internal | Shoulder | B13 | 600 | 100 | 0 | 75.3 | 82.89 | 9 | 0
2025 | TVA_2_NonRTO_Midwest | TVA | NonRTO_Midwest | Internal | Shoulder | B14 | 900 | 100 | 0 | 75.3 | 79.95 | 9 | 0
2025 | TVA_2_NonRTO_Midwest | TVA | NonRTO_Midwest | Internal | Shoulder | B15 | 1203 | 100 | 0 | 74.97 | 74.95 | 9 | 0
2025 | TVA_2_NonRTO_Midwest | TVA | NonRTO_Midwest | Internal | Summer | B1 | 10 | 100 | 0 | 125.27 | 117.26 | 9 | 0
2025 | TVA_2_NonRTO_Midwest | TVA | NonRTO_Midwest | Internal | Summer | B2 | 25 | 100 | 0 | 121.07 | 116.42 | 9 | 0
2025 | TVA_2_NonRTO_Midwest | TVA | NonRTO_Midwest | Internal | Summer | B3 | 75 | 100 | 0 | 115.28 | 116.42 | 9 | 0
2025 | TVA_2_NonRTO_Midwest | TVA | NonRTO_Midwest | Internal | Summer | B4 | 100 | 100 | 0 | 115.28 | 116.42 | 9 | 0
2025 | TVA_2_NonRTO_Midwest | TVA | NonRTO_Midwest | Internal | Summer | B5 | 200 | 100 | 0 | 115.28 | 115.27 | 9 | 0
2025 | TVA_2_NonRTO_Midwest | TVA | NonRTO_Midwest | Internal | Summer | B6 | 300 | 100 | 0 | 96.57 | 96.54 | 9 | 0
2025 | TVA_2_NonRTO_Midwest | TVA | NonRTO_Midwest | Internal | Summer | B7 | 400 | 100 | 100 | 73.87 | 86.55 | 9 | 3.68
2025 | TVA_2_NonRTO_Midwest | TVA | NonRTO_Midwest | Internal | Summer | B8 | 500 | 100 | 0 | 73.87 | 78.91 | 9 | 0
2025 | TVA_2_NonRTO_Midwest | TVA | NonRTO_Midwest | Internal | Summer | B9 | 800 | 100 | 0 | 73.87 | 74.39 | 9 | 0
2025 | TVA_2_NonRTO_Midwest | TVA | NonRTO_Midwest | Internal | Summer | B10 | 1262 | 100 | 0 | 70.79 | 69.48 | 9 | 0
2025 | TVA_2_NonRTO_Midwest | TVA | NonRTO_Midwest | Internal | Winter | B16 | 25 | 100 | 0 | 103.09 | 103.07 | 9 | 0
2025 | TVA_2_NonRTO_Midwest | TVA | NonRTO_Midwest | Internal | Winter | B17 | 100 | 100 | 100 | 79.67 | 92.66 | 9 | 3.99
2025 | TVA_2_NonRTO_Midwest | TVA | NonRTO_Midwest | Internal | Winter | B18 | 400 | 100 | 0 | 78.3 | 85.96 | 9 | 0
2025 | TVA_2_NonRTO_Midwest | TVA | NonRTO_Midwest | Internal | Winter | B19 | 700 | 100 | 0 | 78.3 | 82.48 | 9 | 0
2025 | TVA_2_NonRTO_Midwest | TVA | NonRTO_Midwest | Internal | Winter | B20 | 935 | 100 | 0 | 77.02 | 77 | 9 | 0
2025 | TVA_2_PJM_ROR | TVA | PJM_ROR | Internal | Shoulder | B11 | 25 | 500 | 0 | 100.33 | 94.32 | 9 | 0
2025 | TVA_2_PJM_ROR | TVA | PJM_ROR | Internal | Shoulder | B12 | 200 | 500 | 0 | 75.3 | 80.16 | 9 | 0
2025 | TVA_2_PJM_ROR | TVA | PJM_ROR | Internal | Shoulder | B13 | 600 | 500 | 0 | 75.3 | 75.68 | 9 | 0
2025 | TVA_2_PJM_ROR | TVA | PJM_ROR | Internal | Shoulder | B14 | 900 | 500 | 0 | 75.3 | 73.69 | 9 | 0
2025 | TVA_2_PJM_ROR | TVA | PJM_ROR | Internal | Shoulder | B15 | 1203 | 500 | 0 | 74.97 | 68.96 | 9 | 0
2025 | TVA_2_PJM_ROR | TVA | PJM_ROR | Internal | Summer | B1 | 10 | 500 | 0 | 125.27 | 128.26 | 9 | 0
2025 | TVA_2_PJM_ROR | TVA | PJM_ROR | Internal | Summer | B2 | 25 | 500 | 0 | 121.07 | 115.06 | 9 | 0
2025 | TVA_2_PJM_ROR | TVA | PJM_ROR | Internal | Summer | B3 | 75 | 500 | 0 | 115.28 | 109.27 | 9 | 0
2025 | TVA_2_PJM_ROR | TVA | PJM_ROR | Internal | Summer | B4 | 100 | 500 | 0 | 115.28 | 109.27 | 9 | 0
2025 | TVA_2_PJM_ROR | TVA | PJM_ROR | Internal | Summer | B5 | 200 | 500 | 0 | 115.28 | 109.27 | 9 | 0
2025 | TVA_2_PJM_ROR | TVA | PJM_ROR | Internal | Summer | B6 | 300 | 500 | 0 | 96.57 | 90.56 | 9 | 0
2025 | TVA_2_PJM_ROR | TVA | PJM_ROR | Internal | Summer | B7 | 400 | 500 | 0 | 73.87 | 80.56 | 9 | 0
2025 | TVA_2_PJM_ROR | TVA | PJM_ROR | Internal | Summer | B8 | 500 | 500 | 0 | 73.87 | 72.44 | 9 | 0
2025 | TVA_2_PJM_ROR | TVA | PJM_ROR | Internal | Summer | B9 | 800 | 500 | 0 | 73.87 | 68.39 | 9 | 0
2025 | TVA_2_PJM_ROR | TVA | PJM_ROR | Internal | Summer | B10 | 1262 | 500 | 0 | 70.79 | 66.14 | 9 | 0
2025 | TVA_2_PJM_ROR | TVA | PJM_ROR | Internal | Winter | B16 | 25 | 500 | 0 | 103.09 | 97.08 | 9 | 0
2025 | TVA_2_PJM_ROR | TVA | PJM_ROR | Internal | Winter | B17 | 100 | 500 | 474.16 | 79.67 | 88.67 | 9 | 0
2025 | TVA_2_PJM_ROR | TVA | PJM_ROR | Internal | Winter | B18 | 400 | 500 | 0 | 78.3 | 79.97 | 9 | 0
2025 | TVA_2_PJM_ROR | TVA | PJM_ROR | Internal | Winter | B19 | 700 | 500 | 0 | 78.3 | 76.49 | 9 | 0
2025 | TVA_2_PJM_ROR | TVA | PJM_ROR | Internal | Winter | B20 | 935 | 500 | 0 | 77.02 | 71.01 | 9 | 0
2025 | TVA_2_SOCO | TVA | SOCO | Internal | Shoulder | B11 | 25 | 500 | 0 | 100.33 | 109.32 | 9 | 0
2025 | TVA_2_SOCO | TVA | SOCO | Internal | Shoulder | B12 | 200 | 500 | 0 | 75.3 | 76.16 | 9 | 0
2025 | TVA_2_SOCO | TVA | SOCO | Internal | Shoulder | B13 | 600 | 500 | 0 | 75.3 | 75.26 | 9 | 0
2025 | TVA_2_SOCO | TVA | SOCO | Internal | Shoulder | B14 | 900 | 500 | 0 | 75.3 | 75.26 | 9 | 0
2025 | TVA_2_SOCO | TVA | SOCO | Internal | Shoulder | B15 | 1203 | 500 | 0 | 74.97 | 72.62 | 9 | 0
2025 | TVA_2_SOCO | TVA | SOCO | Internal | Summer | B1 | 10 | 500 | 0 | 125.27 | 125.69 | 9 | 0
2025 | TVA_2_SOCO | TVA | SOCO | Internal | Summer | B2 | 25 | 500 | 0 | 121.07 | 121.06 | 9 | 0
2025 | TVA_2_SOCO | TVA | SOCO | Internal | Summer | B3 | 75 | 500 | 0 | 115.28 | 118.06 | 9 | 0
2025 | TVA_2_SOCO | TVA | SOCO | Internal | Summer | B4 | 100 | 500 | 0 | 115.28 | 118.06 | 9 | 0
2025 | TVA_2_SOCO | TVA | SOCO | Internal | Summer | B5 | 200 | 500 | 0 | 115.28 | 118.06 | 9 | 0
2025 | TVA_2_SOCO | TVA | SOCO | Internal | Summer | B6 | 300 | 500 | 0 | 96.57 | 105.56 | 9 | 0
2025 | TVA_2_SOCO | TVA | SOCO | Internal | Summer | B7 | 400 | 500 | 500 | 73.87 | 95.31 | 9 | 12.44
2025 | TVA_2_SOCO | TVA | SOCO | Internal | Summer | B8 | 500 | 500 | 500 | 73.87 | 85.44 | 9 | 2.58
2025 | TVA_2_SOCO | TVA | SOCO | Internal | Summer | B9 | 800 | 500 | 0 | 73.87 | 73.81 | 9 | 0
2025 | TVA_2_SOCO | TVA | SOCO | Internal | Summer | B10 | 1262 | 500 | 0 | 70.79 | 71.22 | 9 | 0
2025 | TVA_2_SOCO | TVA | SOCO | Internal | Winter | B16 | 25 | 500 | 0 | 103.09 | 112.08 | 9 | 0
2025 | TVA_2_SOCO | TVA | SOCO | Internal | Winter | B17 | 100 | 500 | 0 | 79.67 | 84.67 | 9 | 0
2025 | TVA_2_SOCO | TVA | SOCO | Internal | Winter | B18 | 400 | 500 | 0 | 78.3 | 77.59 | 9 | 0
2025 | TVA_2_SOCO | TVA | SOCO | Internal | Winter | B19 | 700 | 500 | 0 | 78.3 | 77.59 | 9 | 0
2025 | TVA_2_SOCO | TVA | SOCO | Internal | Winter | B20 | 935 | 500 | 0 | 77.02 | 75.5 | 9 | 0
2025 | TVA_2_VACAR | TVA | VACAR | Internal | Shoulder | B11 | 25 | 150 | 0 | 100.33 | 102.32 | 9 | 0
2025 | TVA_2_VACAR | TVA | VACAR | Internal | Shoulder | B12 | 200 | 150 | 150 | 75.3 | 86.16 | 9 | 1.86
2025 | TVA_2_VACAR | TVA | VACAR | Internal | Shoulder | B13 | 600 | 150 | 0 | 75.3 | 81.68 | 9 | 0
2025 | TVA_2_VACAR | TVA | VACAR | Internal | Shoulder | B14 | 900 | 150 | 0 | 75.3 | 79.69 | 9 | 0
2025 | TVA_2_VACAR | TVA | VACAR | Internal | Shoulder | B15 | 1203 | 150 | 0 | 74.97 | 67.96 | 9 | 0
2025 | TVA_2_VACAR | TVA | VACAR | Internal | Summer | B1 | 10 | 150 | 0 | 125.27 | 134.26 | 9 | 0
2025 | TVA_2_VACAR | TVA | VACAR | Internal | Summer | B2 | 25 | 150 | 0 | 121.07 | 121.06 | 9 | 0
2025 | TVA_2_VACAR | TVA | VACAR | Internal | Summer | B3 | 75 | 150 | 0 | 115.28 | 121.06 | 9 | 0
2025 | TVA_2_VACAR | TVA | VACAR | Internal | Summer | B4 | 100 | 150 | 0 | 115.28 | 121.06 | 9 | 0
2025 | TVA_2_VACAR | TVA | VACAR | Internal | Summer | B5 | 200 | 150 | 0 | 115.28 | 117.66 | 9 | 0
2025 | TVA_2_VACAR | TVA | VACAR | Internal | Summer | B6 | 300 | 150 | 0 | 96.57 | 98.56 | 9 | 0
2025 | TVA_2_VACAR | TVA | VACAR | Internal | Summer | B7 | 400 | 150 | 150 | 73.87 | 88.31 | 9 | 5.44
2025 | TVA_2_VACAR | TVA | VACAR | Internal | Summer | B8 | 500 | 150 | 0 | 73.87 | 78.44 | 9 | 0
2025 | TVA_2_VACAR | TVA | VACAR | Internal | Summer | B9 | 800 | 150 | 0 | 73.87 | 74.13 | 9 | 0
2025 | TVA_2_VACAR | TVA | VACAR | Internal | Summer | B10 | 1262 | 150 | 0 | 70.79 | 64.45 | 9 | 0
2025 | TVA_2_VACAR | TVA | VACAR | Internal | Winter | B16 | 25 | 150 | 150 | 103.09 | 122.08 | 9 | 9.99
2025 | TVA_2_VACAR | TVA | VACAR | Internal | Winter | B17 | 100 | 150 | 150 | 79.67 | 94.67 | 9 | 6
2025 | TVA_2_VACAR | TVA | VACAR | Internal | Winter | B18 | 400 | 150 | 0 | 78.3 | 85.97 | 9 | 0
2025 | TVA_2_VACAR | TVA | VACAR | Internal | Winter | B19 | 700 | 150 | 0 | 78.3 | 82.49 | 9 | 0
2025 | TVA_2_VACAR | TVA | VACAR | Internal | Winter | B20 | 935 | 150 | 0 | 77.02 | 72.83 | 9 | 0
2025 | TVA_Transmission_2_ENT | TVA_Transmission | ENT | Internal | Shoulder | B11 | 25 | 3000 | 0 | 100.32 | 92.32 | 9 | 0
2025 | TVA_Transmission_2_ENT | TVA_Transmission | ENT | Internal | Shoulder | B12 | 200 | 3000 | 0 | 80.03 | 73.68 | 9 | 0
2025 | TVA_Transmission_2_ENT | TVA_Transmission | ENT | Internal | Shoulder | B13 | 600 | 3000 | 0 | 78.07 | 73.14 | 9 | 0
2025 | TVA_Transmission_2_ENT | TVA_Transmission | ENT | Internal | Shoulder | B14 | 900 | 3000 | 0 | 76.88 | 72.4 | 9 | 0
2025 | TVA_Transmission_2_ENT | TVA_Transmission | ENT | Internal | Shoulder | B15 | 1203 | 3000 | 0 | 74.96 | 70.69 | 9 | 0
2025 | TVA_Transmission_2_ENT | TVA_Transmission | ENT | Internal | Summer | B1 | 10 | 3000 | 0 | 125.26 | 117.69 | 9 | 0
2025 | TVA_Transmission_2_ENT | TVA_Transmission | ENT | Internal | Summer | B2 | 25 | 3000 | 0 | 121.06 | 113.06 | 9 | 0
2025 | TVA_Transmission_2_ENT | TVA_Transmission | ENT | Internal | Summer | B3 | 75 | 3000 | 0 | 115.27 | 110.06 | 9 | 0
2025 | TVA_Transmission_2_ENT | TVA_Transmission | ENT | Internal | Summer | B4 | 100 | 3000 | 0 | 115.27 | 110.06 | 9 | 0
2025 | TVA_Transmission_2_ENT | TVA_Transmission | ENT | Internal | Summer | B5 | 200 | 3000 | 0 | 115.27 | 110.06 | 9 | 0
2025 | TVA_Transmission_2_ENT | TVA_Transmission | ENT | Internal | Summer | B6 | 300 | 3000 | 0 | 96.56 | 88.56 | 9 | 0
2025 | TVA_Transmission_2_ENT | TVA_Transmission | ENT | Internal | Summer | B7 | 400 | 3000 | 0 | 86.31 | 78.31 | 9 | 0
2025 | TVA_Transmission_2_ENT | TVA_Transmission | ENT | Internal | Summer | B8 | 500 | 3000 | 0 | 77.23 | 72.16 | 9 | 0
2025 | TVA_Transmission_2_ENT | TVA_Transmission | ENT | Internal | Summer | B9 | 800 | 3000 | 0 | 74.03 | 71.63 | 9 | 0
2025 | TVA_Transmission_2_ENT | TVA_Transmission | ENT | Internal | Summer | B10 | 1262 | 3000 | 0 | 71.03 | 69.24 | 9 | 0
2025 | TVA_Transmission_2_ENT | TVA_Transmission | ENT | Internal | Winter | B16 | 25 | 3000 | 0 | 103.08 | 87.08 | 9 | 0
2025 | TVA_Transmission_2_ENT | TVA_Transmission | ENT | Internal | Winter | B17 | 100 | 3000 | 0 | 84.67 | 76.67 | 9 | 0
2025 | TVA_Transmission_2_ENT | TVA_Transmission | ENT | Internal | Winter | B18 | 400 | 3000 | 0 | 81.35 | 76.11 | 9 | 0
2025 | TVA_Transmission_2_ENT | TVA_Transmission | ENT | Internal | Winter | B19 | 700 | 3000 | 0 | 79.77 | 75.54 | 9 | 0
2025 | TVA_Transmission_2_ENT | TVA_Transmission | ENT | Internal | Winter | B20 | 935 | 3000 | 0 | 77.01 | 73.56 | 9 | 0
2025 | TVA_Transmission_2_MISO_MO-IL | TVA_Transmission | MISO_MO-IL | Internal | Shoulder | B11 | 25 | 4000 | 0 | 100.32 | 92.32 | 9 | 0
2025 | TVA_Transmission_2_MISO_MO-IL | TVA_Transmission | MISO_MO-IL | Internal | Shoulder | B12 | 200 | 4000 | 0 | 80.03 | 78.16 | 9 | 0
2025 | TVA_Transmission_2_MISO_MO-IL | TVA_Transmission | MISO_MO-IL | Internal | Shoulder | B13 | 600 | 4000 | 0 | 78.07 | 74.9 | 9 | 0
2025 | TVA_Transmission_2_MISO_MO-IL | TVA_Transmission | MISO_MO-IL | Internal | Shoulder | B14 | 900 | 4000 | 0 | 76.88 | 71.96 | 9 | 0
2025 | TVA_Transmission_2_MISO_MO-IL | TVA_Transmission | MISO_MO-IL | Internal | Shoulder | B15 | 1203 | 4000 | 0 | 74.96 | 66.96 | 9 | 0
2025 | TVA_Transmission_2_MISO_MO-IL | TVA_Transmission | MISO_MO-IL | Internal | Summer | B1 | 10 | 4000 | 0 | 125.26 | 117.26 | 9 | 0
2025 | TVA_Transmission_2_MISO_MO-IL | TVA_Transmission | MISO_MO-IL | Internal | Summer | B2 | 25 | 4000 | 0 | 121.06 | 113.06 | 9 | 0
2025 | TVA_Transmission_2_MISO_MO-IL | TVA_Transmission | MISO_MO-IL | Internal | Summer | B3 | 75 | 4000 | 0 | 115.27 | 109.53 | 9 | 0
2025 | TVA_Transmission_2_MISO_MO-IL | TVA_Transmission | MISO_MO-IL | Internal | Summer | B4 | 100 | 4000 | 0 | 115.27 | 108.43 | 9 | 0
2025 | TVA_Transmission_2_MISO_MO-IL | TVA_Transmission | MISO_MO-IL | Internal | Summer | B5 | 200 | 4000 | 0 | 115.27 | 107.28 | 9 | 0
2025 | TVA_Transmission_2_MISO_MO-IL | TVA_Transmission | MISO_MO-IL | Internal | Summer | B6 | 300 | 4000 | 0 | 96.56 | 88.56 | 9 | 0
2025 | TVA_Transmission_2_MISO_MO-IL | TVA_Transmission | MISO_MO-IL | Internal | Summer | B7 | 400 | 4000 | 0 | 86.31 | 78.56 | 9 | 0
2025 | TVA_Transmission_2_MISO_MO-IL | TVA_Transmission | MISO_MO-IL | Internal | Summer | B8 | 500 | 4000 | 0 | 77.23 | 70.92 | 9 | 0
2025 | TVA_Transmission_2_MISO_MO-IL | TVA_Transmission | MISO_MO-IL | Internal | Summer | B9 | 800 | 4000 | 0 | 74.03 | 66.4 | 9 | 0
2025 | TVA_Transmission_2_MISO_MO-IL | TVA_Transmission | MISO_MO-IL | Internal | Summer | B10 | 1262 | 4000 | 0 | 71.03 | 64.14 | 9 | 0
2025 | TVA_Transmission_2_MISO_MO-IL | TVA_Transmission | MISO_MO-IL | Internal | Winter | B16 | 25 | 4000 | 0 | 103.08 | 95.08 | 9 | 0
2025 | TVA_Transmission_2_MISO_MO-IL | TVA_Transmission | MISO_MO-IL | Internal | Winter | B17 | 100 | 4000 | 0 | 84.67 | 84.67 | 9 | 0
2025 | TVA_Transmission_2_MISO_MO-IL | TVA_Transmission | MISO_MO-IL | Internal | Winter | B18 | 400 | 4000 | 0 | 81.35 | 77.97 | 9 | 0
2025 | TVA_Transmission_2_MISO_MO-IL | TVA_Transmission | MISO_MO-IL | Internal | Winter | B19 | 700 | 4000 | 0 | 79.77 | 74.49 | 9 | 0
2025 | TVA_Transmission_2_MISO_MO-IL | TVA_Transmission | MISO_MO-IL | Internal | Winter | B20 | 935 | 4000 | 0 | 77.01 | 69.01 | 9 | 0
2025 | TVA_Transmission_2_NonRTO_Midwest | TVA_Transmission | NonRTO_Midwest | Internal | Shoulder | B11 | 25 | 700 | 0 | 100.32 | 100.31 | 9 | 0
2025 | TVA_Transmission_2_NonRTO_Midwest | TVA_Transmission | NonRTO_Midwest | Internal | Shoulder | B12 | 200 | 700 | 0 | 80.03 | 86.15 | 9 | 0
2025 | TVA_Transmission_2_NonRTO_Midwest | TVA_Transmission | NonRTO_Midwest | Internal | Shoulder | B13 | 600 | 700 | 0 | 78.07 | 82.89 | 9 | 0
2025 | TVA_Transmission_2_NonRTO_Midwest | TVA_Transmission | NonRTO_Midwest | Internal | Shoulder | B14 | 900 | 700 | 0 | 76.88 | 79.95 | 9 | 0
2025 | TVA_Transmission_2_NonRTO_Midwest | TVA_Transmission | NonRTO_Midwest | Internal | Shoulder | B15 | 1203 | 700 | 0 | 74.96 | 74.95 | 9 | 0
2025 | TVA_Transmission_2_NonRTO_Midwest | TVA_Transmission | NonRTO_Midwest | Internal | Summer | B1 | 10 | 700 | 0 | 125.26 | 117.26 | 9 | 0
2025 | TVA_Transmission_2_NonRTO_Midwest | TVA_Transmission | NonRTO_Midwest | Internal | Summer | B2 | 25 | 700 | 0 | 121.06 | 116.42 | 9 | 0
2025 | TVA_Transmission_2_NonRTO_Midwest | TVA_Transmission | NonRTO_Midwest | Internal | Summer | B3 | 75 | 700 | 0 | 115.27 | 116.42 | 9 | 0
2025 | TVA_Transmission_2_NonRTO_Midwest | TVA_Transmission | NonRTO_Midwest | Internal | Summer | B4 | 100 | 700 | 0 | 115.27 | 116.42 | 9 | 0
2025 | TVA_Transmission_2_NonRTO_Midwest | TVA_Transmission | NonRTO_Midwest | Internal | Summer | B5 | 200 | 700 | 0 | 115.27 | 115.27 | 9 | 0
2025 | TVA_Transmission_2_NonRTO_Midwest | TVA_Transmission | NonRTO_Midwest | Internal | Summer | B6 | 300 | 700 | 0 | 96.56 | 96.54 | 9 | 0
2025 | TVA_Transmission_2_NonRTO_Midwest | TVA_Transmission | NonRTO_Midwest | Internal | Summer | B7 | 400 | 700 | 0 | 86.31 | 86.55 | 9 | 0
2025 | TVA_Transmission_2_NonRTO_Midwest | TVA_Transmission | NonRTO_Midwest | Internal | Summer | B8 | 500 | 700 | 0 | 77.23 | 78.91 | 9 | 0
2025 | TVA_Transmission_2_NonRTO_Midwest | TVA_Transmission | NonRTO_Midwest | Internal | Summer | B9 | 800 | 700 | 0 | 74.03 | 74.39 | 9 | 0
2025 | TVA_Transmission_2_NonRTO_Midwest | TVA_Transmission | NonRTO_Midwest | Internal | Summer | B10 | 1262 | 700 | 0 | 71.03 | 69.48 | 9 | 0
2025 | TVA_Transmission_2_NonRTO_Midwest | TVA_Transmission | NonRTO_Midwest | Internal | Winter | B16 | 25 | 700 | 0 | 103.08 | 103.07 | 9 | 0
2025 | TVA_Transmission_2_NonRTO_Midwest | TVA_Transmission | NonRTO_Midwest | Internal | Winter | B17 | 100 | 700 | 0 | 84.67 | 92.66 | 9 | 0
2025 | TVA_Transmission_2_NonRTO_Midwest | TVA_Transmission | NonRTO_Midwest | Internal | Winter | B18 | 400 | 700 | 0 | 81.35 | 85.96 | 9 | 0
2025 | TVA_Transmission_2_NonRTO_Midwest | TVA_Transmission | NonRTO_Midwest | Internal | Winter | B19 | 700 | 700 | 0 | 79.77 | 82.48 | 9 | 0
2025 | TVA_Transmission_2_NonRTO_Midwest | TVA_Transmission | NonRTO_Midwest | Internal | Winter | B20 | 935 | 700 | 0 | 77.01 | 77 | 9 | 0
2025 | TVA_Transmission_2_PJM_ROR | TVA_Transmission | PJM_ROR | Internal | Shoulder | B11 | 25 | 2000 | 0 | 100.32 | 94.32 | 9 | 0
2025 | TVA_Transmission_2_PJM_ROR | TVA_Transmission | PJM_ROR | Internal | Shoulder | B12 | 200 | 2000 | 0 | 80.03 | 80.16 | 9 | 0
2025 | TVA_Transmission_2_PJM_ROR | TVA_Transmission | PJM_ROR | Internal | Shoulder | B13 | 600 | 2000 | 0 | 78.07 | 75.68 | 9 | 0
2025 | TVA_Transmission_2_PJM_ROR | TVA_Transmission | PJM_ROR | Internal | Shoulder | B14 | 900 | 2000 | 0 | 76.88 | 73.69 | 9 | 0
2025 | TVA_Transmission_2_PJM_ROR | TVA_Transmission | PJM_ROR | Internal | Shoulder | B15 | 1203 | 2000 | 0 | 74.96 | 68.96 | 9 | 0
2025 | TVA_Transmission_2_PJM_ROR | TVA_Transmission | PJM_ROR | Internal | Summer | B1 | 10 | 2000 | 0 | 125.26 | 128.26 | 9 | 0
2025 | TVA_Transmission_2_PJM_ROR | TVA_Transmission | PJM_ROR | Internal | Summer | B2 | 25 | 2000 | 0 | 121.06 | 115.06 | 9 | 0
2025 | TVA_Transmission_2_PJM_ROR | TVA_Transmission | PJM_ROR | Internal | Summer | B3 | 75 | 2000 | 0 | 115.27 | 109.27 | 9 | 0
2025 | TVA_Transmission_2_PJM_ROR | TVA_Transmission | PJM_ROR | Internal | Summer | B4 | 100 | 2000 | 0 | 115.27 | 109.27 | 9 | 0
2025 | TVA_Transmission_2_PJM_ROR | TVA_Transmission | PJM_ROR | Internal | Summer | B5 | 200 | 2000 | 0 | 115.27 | 109.27 | 9 | 0
2025 | TVA_Transmission_2_PJM_ROR | TVA_Transmission | PJM_ROR | Internal | Summer | B6 | 300 | 2000 | 0 | 96.56 | 90.56 | 9 | 0
2025 | TVA_Transmission_2_PJM_ROR | TVA_Transmission | PJM_ROR | Internal | Summer | B7 | 400 | 2000 | 0 | 86.31 | 80.56 | 9 | 0
2025 | TVA_Transmission_2_PJM_ROR | TVA_Transmission | PJM_ROR | Internal | Summer | B8 | 500 | 2000 | 0 | 77.23 | 72.44 | 9 | 0
2025 | TVA_Transmission_2_PJM_ROR | TVA_Transmission | PJM_ROR | Internal | Summer | B9 | 800 | 2000 | 0 | 74.03 | 68.39 | 9 | 0
2025 | TVA_Transmission_2_PJM_ROR | TVA_Transmission | PJM_ROR | Internal | Summer | B10 | 1262 | 2000 | 0 | 71.03 | 66.14 | 9 | 0
2025 | TVA_Transmission_2_PJM_ROR | TVA_Transmission | PJM_ROR | Internal | Winter | B16 | 25 | 2000 | 0 | 103.08 | 97.08 | 9 | 0
2025 | TVA_Transmission_2_PJM_ROR | TVA_Transmission | PJM_ROR | Internal | Winter | B17 | 100 | 2000 | 0 | 84.67 | 88.67 | 9 | 0
2025 | TVA_Transmission_2_PJM_ROR | TVA_Transmission | PJM_ROR | Internal | Winter | B18 | 400 | 2000 | 0 | 81.35 | 79.97 | 9 | 0
2025 | TVA_Transmission_2_PJM_ROR | TVA_Transmission | PJM_ROR | Internal | Winter | B19 | 700 | 2000 | 0 | 79.77 | 76.49 | 9 | 0
2025 | TVA_Transmission_2_PJM_ROR | TVA_Transmission | PJM_ROR | Internal | Winter | B20 | 935 | 2000 | 0 | 77.01 | 71.01 | 9 | 0
2025 | TVA_Transmission_2_SOCO | TVA_Transmission | SOCO | Internal | Shoulder | B11 | 25 | 3200 | 849.72 | 100.32 | 109.32 | 9 | 0
2025 | TVA_Transmission_2_SOCO | TVA_Transmission | SOCO | Internal | Shoulder | B12 | 200 | 3200 | 0 | 80.03 | 76.16 | 9 | 0
2025 | TVA_Transmission_2_SOCO | TVA_Transmission | SOCO | Internal | Shoulder | B13 | 600 | 3200 | 0 | 78.07 | 75.26 | 9 | 0
2025 | TVA_Transmission_2_SOCO | TVA_Transmission | SOCO | Internal | Shoulder | B14 | 900 | 3200 | 0 | 76.88 | 75.26 | 9 | 0
2025 | TVA_Transmission_2_SOCO | TVA_Transmission | SOCO | Internal | Shoulder | B15 | 1203 | 3200 | 0 | 74.96 | 72.62 | 9 | 0
2025 | TVA_Transmission_2_SOCO | TVA_Transmission | SOCO | Internal | Summer | B1 | 10 | 3200 | 0 | 125.26 | 125.69 | 9 | 0
2025 | TVA_Transmission_2_SOCO | TVA_Transmission | SOCO | Internal | Summer | B2 | 25 | 3200 | 0 | 121.06 | 121.06 | 9 | 0
2025 | TVA_Transmission_2_SOCO | TVA_Transmission | SOCO | Internal | Summer | B3 | 75 | 3200 | 0 | 115.27 | 118.06 | 9 | 0
2025 | TVA_Transmission_2_SOCO | TVA_Transmission | SOCO | Internal | Summer | B4 | 100 | 3200 | 0 | 115.27 | 118.06 | 9 | 0
2025 | TVA_Transmission_2_SOCO | TVA_Transmission | SOCO | Internal | Summer | B5 | 200 | 3200 | 0 | 115.27 | 118.06 | 9 | 0
2025 | TVA_Transmission_2_SOCO | TVA_Transmission | SOCO | Internal | Summer | B6 | 300 | 3200 | 317.19 | 96.56 | 105.56 | 9 | 0
2025 | TVA_Transmission_2_SOCO | TVA_Transmission | SOCO | Internal | Summer | B7 | 400 | 3200 | 281.08 | 86.31 | 95.31 | 9 | 0
2025 | TVA_Transmission_2_SOCO | TVA_Transmission | SOCO | Internal | Summer | B8 | 500 | 3200 | 0 | 77.23 | 85.44 | 9 | 0
2025 | TVA_Transmission_2_SOCO | TVA_Transmission | SOCO | Internal | Summer | B9 | 800 | 3200 | 0 | 74.03 | 73.81 | 9 | 0
2025 | TVA_Transmission_2_SOCO | TVA_Transmission | SOCO | Internal | Summer | B10 | 1262 | 3200 | 0 | 71.03 | 71.22 | 9 | 0
2025 | TVA_Transmission_2_SOCO | TVA_Transmission | SOCO | Internal | Winter | B16 | 25 | 3200 | 1576.51 | 103.08 | 112.08 | 9 | 0
2025 | TVA_Transmission_2_SOCO | TVA_Transmission | SOCO | Internal | Winter | B17 | 100 | 3200 | 0 | 84.67 | 84.67 | 9 | 0
2025 | TVA_Transmission_2_SOCO | TVA_Transmission | SOCO | Internal | Winter | B18 | 400 | 3200 | 0 | 81.35 | 77.59 | 9 | 0
2025 | TVA_Transmission_2_SOCO | TVA_Transmission | SOCO | Internal | Winter | B19 | 700 | 3200 | 0 | 79.77 | 77.59 | 9 | 0
2025 | TVA_Transmission_2_SOCO | TVA_Transmission | SOCO | Internal | Winter | B20 | 935 | 3200 | 0 | 77.01 | 75.5 | 9 | 0
2025 | TVA_Transmission_2_TVA | TVA_Transmission | TVA | Internal | Shoulder | B11 | 25 | 99999 | 1171.93 | 100.32 | 100.33 | 0.01 | 0
2025 | TVA_Transmission_2_TVA | TVA_Transmission | TVA | Internal | Shoulder | B12 | 200 | 99999 | 0 | 80.03 | 75.3 | 0.01 | 0
2025 | TVA_Transmission_2_TVA | TVA_Transmission | TVA | Internal | Shoulder | B13 | 600 | 99999 | 0 | 78.07 | 75.3 | 0.01 | 0
2025 | TVA_Transmission_2_TVA | TVA_Transmission | TVA | Internal | Shoulder | B14 | 900 | 99999 | 0 | 76.88 | 75.3 | 0.01 | 0
2025 | TVA_Transmission_2_TVA | TVA_Transmission | TVA | Internal | Shoulder | B15 | 1203 | 99999 | 1755.83 | 74.96 | 74.97 | 0.01 | 0
2025 | TVA_Transmission_2_TVA | TVA_Transmission | TVA | Internal | Summer | B1 | 10 | 99999 | 3221.24 | 125.26 | 125.27 | 0.01 | 0
2025 | TVA_Transmission_2_TVA | TVA_Transmission | TVA | Internal | Summer | B2 | 25 | 99999 | 3597.2 | 121.06 | 121.07 | 0.01 | 0
2025 | TVA_Transmission_2_TVA | TVA_Transmission | TVA | Internal | Summer | B3 | 75 | 99999 | 2331.44 | 115.27 | 115.28 | 0.01 | 0
2025 | TVA_Transmission_2_TVA | TVA_Transmission | TVA | Internal | Summer | B4 | 100 | 99999 | 1746.59 | 115.27 | 115.28 | 0.01 | 0
2025 | TVA_Transmission_2_TVA | TVA_Transmission | TVA | Internal | Summer | B5 | 200 | 99999 | 405.79 | 115.27 | 115.28 | 0.01 | 0
2025 | TVA_Transmission_2_TVA | TVA_Transmission | TVA | Internal | Summer | B6 | 300 | 99999 | 367.73 | 96.56 | 96.57 | 0.01 | 0
2025 | TVA_Transmission_2_TVA | TVA_Transmission | TVA | Internal | Summer | B7 | 400 | 99999 | 0 | 86.31 | 73.87 | 0.01 | 0
2025 | TVA_Transmission_2_TVA | TVA_Transmission | TVA | Internal | Summer | B8 | 500 | 99999 | 0 | 77.23 | 73.87 | 0.01 | 0
2025 | TVA_Transmission_2_TVA | TVA_Transmission | TVA | Internal | Summer | B9 | 800 | 99999 | 0 | 74.03 | 73.87 | 0.01 | 0
2025 | TVA_Transmission_2_TVA | TVA_Transmission | TVA | Internal | Summer | B10 | 1262 | 99999 | 0 | 71.03 | 70.79 | 0.01 | 0
2025 | TVA_Transmission_2_TVA | TVA_Transmission | TVA | Internal | Winter | B16 | 25 | 99999 | 1651.25 | 103.08 | 103.09 | 0.01 | 0
2025 | TVA_Transmission_2_TVA | TVA_Transmission | TVA | Internal | Winter | B17 | 100 | 99999 | 0 | 84.67 | 79.67 | 0.01 | 0
2025 | TVA_Transmission_2_TVA | TVA_Transmission | TVA | Internal | Winter | B18 | 400 | 99999 | 0 | 81.35 | 78.3 | 0.01 | 0
2025 | TVA_Transmission_2_TVA | TVA_Transmission | TVA | Internal | Winter | B19 | 700 | 99999 | 0 | 79.77 | 78.3 | 0.01 | 0
2025 | TVA_Transmission_2_TVA | TVA_Transmission | TVA | Internal | Winter | B20 | 935 | 99999 | 1002.33 | 77.01 | 77.02 | 0.01 | 0
2025 | TVA_Transmission_2_VACAR | TVA_Transmission | VACAR | Internal | Shoulder | B11 | 25 | 900 | 0 | 100.32 | 102.32 | 9 | 0
2025 | TVA_Transmission_2_VACAR | TVA_Transmission | VACAR | Internal | Shoulder | B12 | 200 | 900 | 0 | 80.03 | 86.16 | 9 | 0
2025 | TVA_Transmission_2_VACAR | TVA_Transmission | VACAR | Internal | Shoulder | B13 | 600 | 900 | 0 | 78.07 | 81.68 | 9 | 0
2025 | TVA_Transmission_2_VACAR | TVA_Transmission | VACAR | Internal | Shoulder | B14 | 900 | 900 | 0 | 76.88 | 79.69 | 9 | 0
2025 | TVA_Transmission_2_VACAR | TVA_Transmission | VACAR | Internal | Shoulder | B15 | 1203 | 900 | 0 | 74.96 | 67.96 | 9 | 0
2025 | TVA_Transmission_2_VACAR | TVA_Transmission | VACAR | Internal | Summer | B1 | 10 | 900 | 344.05 | 125.26 | 134.26 | 9 | 0
2025 | TVA_Transmission_2_VACAR | TVA_Transmission | VACAR | Internal | Summer | B2 | 25 | 900 | 0 | 121.06 | 121.06 | 9 | 0
2025 | TVA_Transmission_2_VACAR | TVA_Transmission | VACAR | Internal | Summer | B3 | 75 | 900 | 0 | 115.27 | 121.06 | 9 | 0
2025 | TVA_Transmission_2_VACAR | TVA_Transmission | VACAR | Internal | Summer | B4 | 100 | 900 | 0 | 115.27 | 121.06 | 9 | 0
2025 | TVA_Transmission_2_VACAR | TVA_Transmission | VACAR | Internal | Summer | B5 | 200 | 900 | 0 | 115.27 | 117.66 | 9 | 0
2025 | TVA_Transmission_2_VACAR | TVA_Transmission | VACAR | Internal | Summer | B6 | 300 | 900 | 0 | 96.56 | 98.56 | 9 | 0
2025 | TVA_Transmission_2_VACAR | TVA_Transmission | VACAR | Internal | Summer | B7 | 400 | 900 | 0 | 86.31 | 88.31 | 9 | 0
2025 | TVA_Transmission_2_VACAR | TVA_Transmission | VACAR | Internal | Summer | B8 | 500 | 900 | 0 | 77.23 | 78.44 | 9 | 0
2025 | TVA_Transmission_2_VACAR | TVA_Transmission | VACAR | Internal | Summer | B9 | 800 | 900 | 0 | 74.03 | 74.13 | 9 | 0
2025 | TVA_Transmission_2_VACAR | TVA_Transmission | VACAR | Internal | Summer | B10 | 1262 | 900 | 0 | 71.03 | 64.45 | 9 | 0
2025 | TVA_Transmission_2_VACAR | TVA_Transmission | VACAR | Internal | Winter | B16 | 25 | 900 | 900 | 103.08 | 122.08 | 9 | 10
2025 | TVA_Transmission_2_VACAR | TVA_Transmission | VACAR | Internal | Winter | B17 | 100 | 900 | 900 | 84.67 | 94.67 | 9 | 1
2025 | TVA_Transmission_2_VACAR | TVA_Transmission | VACAR | Internal | Winter | B18 | 400 | 900 | 0 | 81.35 | 85.97 | 9 | 0
2025 | TVA_Transmission_2_VACAR | TVA_Transmission | VACAR | Internal | Winter | B19 | 700 | 900 | 0 | 79.77 | 82.49 | 9 | 0
2025 | TVA_Transmission_2_VACAR | TVA_Transmission | VACAR | Internal | Winter | B20 | 935 | 900 | 0 | 77.01 | 72.83 | 9 | 0
2025 | VACAR_2_PJM_ROR | VACAR | PJM_ROR | Internal | Shoulder | B11 | 25 | 2000 | 0 | 102.32 | 94.32 | 7 | 0
2025 | VACAR_2_PJM_ROR | VACAR | PJM_ROR | Internal | Shoulder | B12 | 200 | 2000 | 0 | 86.16 | 80.16 | 7 | 0
2025 | VACAR_2_PJM_ROR | VACAR | PJM_ROR | Internal | Shoulder | B13 | 600 | 2000 | 0 | 81.68 | 75.68 | 7 | 0
2025 | VACAR_2_PJM_ROR | VACAR | PJM_ROR | Internal | Shoulder | B14 | 900 | 2000 | 0 | 79.69 | 73.69 | 7 | 0
2025 | VACAR_2_PJM_ROR | VACAR | PJM_ROR | Internal | Shoulder | B15 | 1203 | 2000 | 0 | 67.96 | 68.96 | 7 | 0
2025 | VACAR_2_PJM_ROR | VACAR | PJM_ROR | Internal | Summer | B1 | 10 | 2000 | 0 | 134.26 | 128.26 | 7 | 0
2025 | VACAR_2_PJM_ROR | VACAR | PJM_ROR | Internal | Summer | B2 | 25 | 2000 | 0 | 121.06 | 115.06 | 7 | 0
2025 | VACAR_2_PJM_ROR | VACAR | PJM_ROR | Internal | Summer | B3 | 75 | 2000 | 0 | 121.06 | 109.27 | 7 | 0
2025 | VACAR_2_PJM_ROR | VACAR | PJM_ROR | Internal | Summer | B4 | 100 | 2000 | 0 | 121.06 | 109.27 | 7 | 0
2025 | VACAR_2_PJM_ROR | VACAR | PJM_ROR | Internal | Summer | B5 | 200 | 2000 | 0 | 117.66 | 109.27 | 7 | 0
2025 | VACAR_2_PJM_ROR | VACAR | PJM_ROR | Internal | Summer | B6 | 300 | 2000 | 0 | 98.56 | 90.56 | 7 | 0
2025 | VACAR_2_PJM_ROR | VACAR | PJM_ROR | Internal | Summer | B7 | 400 | 2000 | 0 | 88.31 | 80.56 | 7 | 0
2025 | VACAR_2_PJM_ROR | VACAR | PJM_ROR | Internal | Summer | B8 | 500 | 2000 | 0 | 78.44 | 72.44 | 7 | 0
2025 | VACAR_2_PJM_ROR | VACAR | PJM_ROR | Internal | Summer | B9 | 800 | 2000 | 0 | 74.13 | 68.39 | 7 | 0
2025 | VACAR_2_PJM_ROR | VACAR | PJM_ROR | Internal | Summer | B10 | 1262 | 2000 | 0 | 64.45 | 66.14 | 7 | 0
2025 | VACAR_2_PJM_ROR | VACAR | PJM_ROR | Internal | Winter | B16 | 25 | 2000 | 0 | 122.08 | 97.08 | 7 | 0
2025 | VACAR_2_PJM_ROR | VACAR | PJM_ROR | Internal | Winter | B17 | 100 | 2000 | 0 | 94.67 | 88.67 | 7 | 0
2025 | VACAR_2_PJM_ROR | VACAR | PJM_ROR | Internal | Winter | B18 | 400 | 2000 | 0 | 85.97 | 79.97 | 7 | 0
2025 | VACAR_2_PJM_ROR | VACAR | PJM_ROR | Internal | Winter | B19 | 700 | 2000 | 0 | 82.49 | 76.49 | 7 | 0
2025 | VACAR_2_PJM_ROR | VACAR | PJM_ROR | Internal | Winter | B20 | 935 | 2000 | 0 | 72.83 | 71.01 | 7 | 0
2025 | VACAR_2_SOCO | VACAR | SOCO | Internal | Shoulder | B11 | 25 | 3000 | 2911.96 | 102.32 | 109.32 | 7 | 0
2025 | VACAR_2_SOCO | VACAR | SOCO | Internal | Shoulder | B12 | 200 | 3000 | 0 | 86.16 | 76.16 | 7 | 0
2025 | VACAR_2_SOCO | VACAR | SOCO | Internal | Shoulder | B13 | 600 | 3000 | 0 | 81.68 | 75.26 | 7 | 0
2025 | VACAR_2_SOCO | VACAR | SOCO | Internal | Shoulder | B14 | 900 | 3000 | 0 | 79.69 | 75.26 | 7 | 0
2025 | VACAR_2_SOCO | VACAR | SOCO | Internal | Shoulder | B15 | 1203 | 3000 | 0 | 67.96 | 72.62 | 7 | 0
2025 | VACAR_2_SOCO | VACAR | SOCO | Internal | Summer | B1 | 10 | 3000 | 0 | 134.26 | 125.69 | 7 | 0
2025 | VACAR_2_SOCO | VACAR | SOCO | Internal | Summer | B2 | 25 | 3000 | 0 | 121.06 | 121.06 | 7 | 0
2025 | VACAR_2_SOCO | VACAR | SOCO | Internal | Summer | B3 | 75 | 3000 | 0 | 121.06 | 118.06 | 7 | 0
2025 | VACAR_2_SOCO | VACAR | SOCO | Internal | Summer | B4 | 100 | 3000 | 0 | 121.06 | 118.06 | 7 | 0
2025 | VACAR_2_SOCO | VACAR | SOCO | Internal | Summer | B5 | 200 | 3000 | 0 | 117.66 | 118.06 | 7 | 0
2025 | VACAR_2_SOCO | VACAR | SOCO | Internal | Summer | B6 | 300 | 3000 | 1589.95 | 98.56 | 105.56 | 7 | 0
2025 | VACAR_2_SOCO | VACAR | SOCO | Internal | Summer | B7 | 400 | 3000 | 1415.68 | 88.31 | 95.31 | 7 | 0
2025 | VACAR_2_SOCO | VACAR | SOCO | Internal | Summer | B8 | 500 | 3000 | 35.11 | 78.44 | 85.44 | 7 | 0
2025 | VACAR_2_SOCO | VACAR | SOCO | Internal | Summer | B9 | 800 | 3000 | 0 | 74.13 | 73.81 | 7 | 0
2025 | VACAR_2_SOCO | VACAR | SOCO | Internal | Summer | B10 | 1262 | 3000 | 0 | 64.45 | 71.22 | 7 | 0
2025 | VACAR_2_SOCO | VACAR | SOCO | Internal | Winter | B16 | 25 | 3000 | 0 | 122.08 | 112.08 | 7 | 0
2025 | VACAR_2_SOCO | VACAR | SOCO | Internal | Winter | B17 | 100 | 3000 | 0 | 94.67 | 84.67 | 7 | 0
2025 | VACAR_2_SOCO | VACAR | SOCO | Internal | Winter | B18 | 400 | 3000 | 0 | 85.97 | 77.59 | 7 | 0
2025 | VACAR_2_SOCO | VACAR | SOCO | Internal | Winter | B19 | 700 | 3000 | 0 | 82.49 | 77.59 | 7 | 0
2025 | VACAR_2_SOCO | VACAR | SOCO | Internal | Winter | B20 | 935 | 3000 | 0 | 72.83 | 75.5 | 7 | 0
2025 | VACAR_2_TVA_Transmission | VACAR | TVA_Transmission | Internal | Shoulder | B11 | 25 | 900 | 0 | 102.32 | 100.32 | 7 | 0
2025 | VACAR_2_TVA_Transmission | VACAR | TVA_Transmission | Internal | Shoulder | B12 | 200 | 900 | 0 | 86.16 | 80.03 | 7 | 0
2025 | VACAR_2_TVA_Transmission | VACAR | TVA_Transmission | Internal | Shoulder | B13 | 600 | 900 | 0 | 81.68 | 78.07 | 7 | 0
2025 | VACAR_2_TVA_Transmission | VACAR | TVA_Transmission | Internal | Shoulder | B14 | 900 | 900 | 0 | 79.69 | 76.88 | 7 | 0
2025 | VACAR_2_TVA_Transmission | VACAR | TVA_Transmission | Internal | Shoulder | B15 | 1203 | 900 | 693.87 | 67.96 | 74.96 | 7 | 0
2025 | VACAR_2_TVA_Transmission | VACAR | TVA_Transmission | Internal | Summer | B1 | 10 | 900 | 0 | 134.26 | 125.26 | 7 | 0
2025 | VACAR_2_TVA_Transmission | VACAR | TVA_Transmission | Internal | Summer | B2 | 25 | 900 | 0 | 121.06 | 121.06 | 7 | 0
2025 | VACAR_2_TVA_Transmission | VACAR | TVA_Transmission | Internal | Summer | B3 | 75 | 900 | 0 | 121.06 | 115.27 | 7 | 0
2025 | VACAR_2_TVA_Transmission | VACAR | TVA_Transmission | Internal | Summer | B4 | 100 | 900 | 0 | 121.06 | 115.27 | 7 | 0
2025 | VACAR_2_TVA_Transmission | VACAR | TVA_Transmission | Internal | Summer | B5 | 200 | 900 | 0 | 117.66 | 115.27 | 7 | 0
2025 | VACAR_2_TVA_Transmission | VACAR | TVA_Transmission | Internal | Summer | B6 | 300 | 900 | 0 | 98.56 | 96.56 | 7 | 0
2025 | VACAR_2_TVA_Transmission | VACAR | TVA_Transmission | Internal | Summer | B7 | 400 | 900 | 0 | 88.31 | 86.31 | 7 | 0
2025 | VACAR_2_TVA_Transmission | VACAR | TVA_Transmission | Internal | Summer | B8 | 500 | 900 | 0 | 78.44 | 77.23 | 7 | 0
2025 | VACAR_2_TVA_Transmission | VACAR | TVA_Transmission | Internal | Summer | B9 | 800 | 900 | 0 | 74.13 | 74.03 | 7 | 0
2025 | VACAR_2_TVA_Transmission | VACAR | TVA_Transmission | Internal | Summer | B10 | 1262 | 900 | 0 | 64.45 | 71.03 | 7 | 0
2025 | VACAR_2_TVA_Transmission | VACAR | TVA_Transmission | Internal | Winter | B16 | 25 | 900 | 0 | 122.08 | 103.08 | 7 | 0
2025 | VACAR_2_TVA_Transmission | VACAR | TVA_Transmission | Internal | Winter | B17 | 100 | 900 | 0 | 94.67 | 84.67 | 7 | 0
2025 | VACAR_2_TVA_Transmission | VACAR | TVA_Transmission | Internal | Winter | B18 | 400 | 900 | 0 | 85.97 | 81.35 | 7 | 0
2025 | VACAR_2_TVA_Transmission | VACAR | TVA_Transmission | Internal | Winter | B19 | 700 | 900 | 0 | 82.49 | 79.77 | 7 | 0
2025 | VACAR_2_TVA_Transmission | VACAR | TVA_Transmission | Internal | Winter | B20 | 935 | 900 | 0 | 72.83 | 77.01 | 7 | 0
2030 | ENT_2_MISO_MO-IL | ENT | MISO_MO-IL | Internal | Shoulder | B11 | 25 | 2260 | 0 | 93.53 | 94.1 | 8 | 0
2030 | ENT_2_MISO_MO-IL | ENT | MISO_MO-IL | Internal | Shoulder | B12 | 200 | 2260 | 0 | 90.96 | 89.62 | 8 | 0
2030 | ENT_2_MISO_MO-IL | ENT | MISO_MO-IL | Internal | Shoulder | B13 | 600 | 2260 | 0 | 90.37 | 87.32 | 8 | 0
2030 | ENT_2_MISO_MO-IL | ENT | MISO_MO-IL | Internal | Shoulder | B14 | 900 | 2260 | 0 | 90.37 | 85.56 | 8 | 0
2030 | ENT_2_MISO_MO-IL | ENT | MISO_MO-IL | Internal | Shoulder | B15 | 1203 | 2260 | 0 | 83.96 | 75.96 | 8 | 0
2030 | ENT_2_MISO_MO-IL | ENT | MISO_MO-IL | Internal | Summer | B1 | 10 | 2260 | 0 | 146.55 | 141.54 | 8 | 0
2030 | ENT_2_MISO_MO-IL | ENT | MISO_MO-IL | Internal | Summer | B2 | 25 | 2260 | 0 | 141.4 | 140.98 | 8 | 0
2030 | ENT_2_MISO_MO-IL | ENT | MISO_MO-IL | Internal | Summer | B3 | 75 | 2260 | 0 | 139.84 | 140.98 | 8 | 0
2030 | ENT_2_MISO_MO-IL | ENT | MISO_MO-IL | Internal | Summer | B4 | 100 | 2260 | 0 | 133.95 | 140.86 | 8 | 0
2030 | ENT_2_MISO_MO-IL | ENT | MISO_MO-IL | Internal | Summer | B5 | 200 | 2260 | 194.07 | 111.19 | 119.19 | 8 | 0
2030 | ENT_2_MISO_MO-IL | ENT | MISO_MO-IL | Internal | Summer | B6 | 300 | 2260 | 0 | 91.87 | 97.81 | 8 | 0
2030 | ENT_2_MISO_MO-IL | ENT | MISO_MO-IL | Internal | Summer | B7 | 400 | 2260 | 0 | 91.87 | 88.28 | 8 | 0
2030 | ENT_2_MISO_MO-IL | ENT | MISO_MO-IL | Internal | Summer | B8 | 500 | 2260 | 0 | 91.87 | 86.07 | 8 | 0
2030 | ENT_2_MISO_MO-IL | ENT | MISO_MO-IL | Internal | Summer | B9 | 800 | 2260 | 0 | 88.77 | 82.34 | 8 | 0
2030 | ENT_2_MISO_MO-IL | ENT | MISO_MO-IL | Internal | Summer | B10 | 1262 | 2260 | 0 | 86.33 | 74.61 | 8 | 0
2030 | ENT_2_MISO_MO-IL | ENT | MISO_MO-IL | Internal | Winter | B16 | 25 | 2260 | 0 | 96.05 | 96.05 | 8 | 0
2030 | ENT_2_MISO_MO-IL | ENT | MISO_MO-IL | Internal | Winter | B17 | 100 | 2260 | 0 | 93.53 | 93.53 | 8 | 0
2030 | ENT_2_MISO_MO-IL | ENT | MISO_MO-IL | Internal | Winter | B18 | 400 | 2260 | 0 | 93.53 | 89.87 | 8 | 0
2030 | ENT_2_MISO_MO-IL | ENT | MISO_MO-IL | Internal | Winter | B19 | 700 | 2260 | 0 | 93.53 | 89.05 | 8 | 0
2030 | ENT_2_MISO_MO-IL | ENT | MISO_MO-IL | Internal | Winter | B20 | 935 | 2260 | 0 | 86.44 | 78.6 | 8 | 0
2030 | ENT_2_SOCO | ENT | SOCO | Internal | Shoulder | B11 | 25 | 2000 | 0 | 93.53 | 92.38 | 8 | 0
2030 | ENT_2_SOCO | ENT | SOCO | Internal | Shoulder | B12 | 200 | 2000 | 0 | 90.96 | 92.38 | 8 | 0
2030 | ENT_2_SOCO | ENT | SOCO | Internal | Shoulder | B13 | 600 | 2000 | 0 | 90.37 | 92.38 | 8 | 0
2030 | ENT_2_SOCO | ENT | SOCO | Internal | Shoulder | B14 | 900 | 2000 | 0 | 90.37 | 92.38 | 8 | 0
2030 | ENT_2_SOCO | ENT | SOCO | Internal | Shoulder | B15 | 1203 | 2000 | 0 | 83.96 | 87.92 | 8 | 0
2030 | ENT_2_SOCO | ENT | SOCO | Internal | Summer | B1 | 10 | 2000 | 1444.95 | 146.55 | 154.55 | 8 | 0
2030 | ENT_2_SOCO | ENT | SOCO | Internal | Summer | B2 | 25 | 2000 | 571.33 | 141.4 | 149.4 | 8 | 0
2030 | ENT_2_SOCO | ENT | SOCO | Internal | Summer | B3 | 75 | 2000 | 139.82 | 139.84 | 147.84 | 8 | 0
2030 | ENT_2_SOCO | ENT | SOCO | Internal | Summer | B4 | 100 | 2000 | 0 | 133.95 | 134.86 | 8 | 0
2030 | ENT_2_SOCO | ENT | SOCO | Internal | Summer | B5 | 200 | 2000 | 0 | 111.19 | 104.18 | 8 | 0
2030 | ENT_2_SOCO | ENT | SOCO | Internal | Summer | B6 | 300 | 2000 | 0 | 91.87 | 90.88 | 8 | 0
2030 | ENT_2_SOCO | ENT | SOCO | Internal | Summer | B7 | 400 | 2000 | 0 | 91.87 | 90.88 | 8 | 0
2030 | ENT_2_SOCO | ENT | SOCO | Internal | Summer | B8 | 500 | 2000 | 0 | 91.87 | 90.88 | 8 | 0
2030 | ENT_2_SOCO | ENT | SOCO | Internal | Summer | B9 | 800 | 2000 | 0 | 88.77 | 90.88 | 8 | 0
2030 | ENT_2_SOCO | ENT | SOCO | Internal | Summer | B10 | 1262 | 2000 | 0 | 86.33 | 79.28 | 8 | 0
2030 | ENT_2_SOCO | ENT | SOCO | Internal | Winter | B16 | 25 | 2000 | 0 | 96.05 | 95.54 | 8 | 0
2030 | ENT_2_SOCO | ENT | SOCO | Internal | Winter | B17 | 100 | 2000 | 0 | 93.53 | 95.54 | 8 | 0
2030 | ENT_2_SOCO | ENT | SOCO | Internal | Winter | B18 | 400 | 2000 | 0 | 93.53 | 95.54 | 8 | 0
2030 | ENT_2_SOCO | ENT | SOCO | Internal | Winter | B19 | 700 | 2000 | 0 | 93.53 | 95.51 | 8 | 0
2030 | ENT_2_SOCO | ENT | SOCO | Internal | Winter | B20 | 935 | 2000 | 0 | 86.44 | 86.23 | 8 | 0
2030 | ENT_2_SPP_N | ENT | SPP_N | Internal | Shoulder | B11 | 25 | 1300 | 0 | 93.53 | 93.64 | 8 | 0
2030 | ENT_2_SPP_N | ENT | SPP_N | Internal | Shoulder | B12 | 200 | 1300 | 0 | 90.96 | 90.16 | 8 | 0
2030 | ENT_2_SPP_N | ENT | SPP_N | Internal | Shoulder | B13 | 600 | 1300 | 0 | 90.37 | 87.75 | 8 | 0
2030 | ENT_2_SPP_N | ENT | SPP_N | Internal | Shoulder | B14 | 900 | 1300 | 0 | 90.37 | 85.06 | 8 | 0
2030 | ENT_2_SPP_N | ENT | SPP_N | Internal | Shoulder | B15 | 1203 | 1300 | 0 | 83.96 | 78.09 | 8 | 0
2030 | ENT_2_SPP_N | ENT | SPP_N | Internal | Summer | B1 | 10 | 1300 | 0 | 146.55 | 141.55 | 8 | 0
2030 | ENT_2_SPP_N | ENT | SPP_N | Internal | Summer | B2 | 25 | 1300 | 0 | 141.4 | 146.26 | 8 | 0
2030 | ENT_2_SPP_N | ENT | SPP_N | Internal | Summer | B3 | 75 | 1300 | 0 | 139.84 | 146.63 | 8 | 0
2030 | ENT_2_SPP_N | ENT | SPP_N | Internal | Summer | B4 | 100 | 1300 | 357.97 | 133.95 | 141.95 | 8 | 0
2030 | ENT_2_SPP_N | ENT | SPP_N | Internal | Summer | B5 | 200 | 1300 | 452.85 | 111.19 | 119.19 | 8 | 0
2030 | ENT_2_SPP_N | ENT | SPP_N | Internal | Summer | B6 | 300 | 1300 | 0 | 91.87 | 97.81 | 8 | 0
2030 | ENT_2_SPP_N | ENT | SPP_N | Internal | Summer | B7 | 400 | 1300 | 0 | 91.87 | 92.83 | 8 | 0
2030 | ENT_2_SPP_N | ENT | SPP_N | Internal | Summer | B8 | 500 | 1300 | 0 | 91.87 | 88.68 | 8 | 0
2030 | ENT_2_SPP_N | ENT | SPP_N | Internal | Summer | B9 | 800 | 1300 | 0 | 88.77 | 88.68 | 8 | 0
2030 | ENT_2_SPP_N | ENT | SPP_N | Internal | Summer | B10 | 1262 | 1300 | 0 | 86.33 | 81.33 | 8 | 0
2030 | ENT_2_SPP_N | ENT | SPP_N | Internal | Winter | B16 | 25 | 1300 | 0 | 96.05 | 91.05 | 8 | 0
2030 | ENT_2_SPP_N | ENT | SPP_N | Internal | Winter | B17 | 100 | 1300 | 0 | 93.53 | 88.53 | 8 | 0
2030 | ENT_2_SPP_N | ENT | SPP_N | Internal | Winter | B18 | 400 | 1300 | 0 | 93.53 | 92.66 | 8 | 0
2030 | ENT_2_SPP_N | ENT | SPP_N | Internal | Winter | B19 | 700 | 1300 | 0 | 93.53 | 88.53 | 8 | 0
2030 | ENT_2_SPP_N | ENT | SPP_N | Internal | Winter | B20 | 935 | 1300 | 0 | 86.44 | 81.43 | 8 | 0
2030 | ENT_2_SPP_S | ENT | SPP_S | Internal | Shoulder | B11 | 25 | 1300 | 0 | 93.53 | 93.65 | 8 | 0
2030 | ENT_2_SPP_S | ENT | SPP_S | Internal | Shoulder | B12 | 200 | 1300 | 0 | 90.96 | 90.17 | 8 | 0
2030 | ENT_2_SPP_S | ENT | SPP_S | Internal | Shoulder | B13 | 600 | 1300 | 0 | 90.37 | 87.76 | 8 | 0
2030 | ENT_2_SPP_S | ENT | SPP_S | Internal | Shoulder | B14 | 900 | 1300 | 0 | 90.37 | 85.07 | 8 | 0
2030 | ENT_2_SPP_S | ENT | SPP_S | Internal | Shoulder | B15 | 1203 | 1300 | 0 | 83.96 | 78.1 | 8 | 0
2030 | ENT_2_SPP_S | ENT | SPP_S | Internal | Summer | B1 | 10 | 1300 | 0 | 146.55 | 113.45 | 8 | 0
2030 | ENT_2_SPP_S | ENT | SPP_S | Internal | Summer | B2 | 25 | 1300 | 0 | 141.4 | 128.95 | 8 | 0
2030 | ENT_2_SPP_S | ENT | SPP_S | Internal | Summer | B3 | 75 | 1300 | 0 | 139.84 | 138.58 | 8 | 0
2030 | ENT_2_SPP_S | ENT | SPP_S | Internal | Summer | B4 | 100 | 1300 | 0 | 133.95 | 128.95 | 8 | 0
2030 | ENT_2_SPP_S | ENT | SPP_S | Internal | Summer | B5 | 200 | 1300 | 0 | 111.19 | 119.18 | 8 | 0
2030 | ENT_2_SPP_S | ENT | SPP_S | Internal | Summer | B6 | 300 | 1300 | 0 | 91.87 | 97.8 | 8 | 0
2030 | ENT_2_SPP_S | ENT | SPP_S | Internal | Summer | B7 | 400 | 1300 | 0 | 91.87 | 92.84 | 8 | 0
2030 | ENT_2_SPP_S | ENT | SPP_S | Internal | Summer | B8 | 500 | 1300 | 0 | 91.87 | 88.69 | 8 | 0
2030 | ENT_2_SPP_S | ENT | SPP_S | Internal | Summer | B9 | 800 | 1300 | 0 | 88.77 | 88.69 | 8 | 0
2030 | ENT_2_SPP_S | ENT | SPP_S | Internal | Summer | B10 | 1262 | 1300 | 0 | 86.33 | 83.31 | 8 | 0
2030 | ENT_2_SPP_S | ENT | SPP_S | Internal | Winter | B16 | 25 | 1300 | 0 | 96.05 | 91.06 | 8 | 0
2030 | ENT_2_SPP_S | ENT | SPP_S | Internal | Winter | B17 | 100 | 1300 | 0 | 93.53 | 88.54 | 8 | 0
2030 | ENT_2_SPP_S | ENT | SPP_S | Internal | Winter | B18 | 400 | 1300 | 0 | 93.53 | 92.67 | 8 | 0
2030 | ENT_2_SPP_S | ENT | SPP_S | Internal | Winter | B19 | 700 | 1300 | 0 | 93.53 | 88.54 | 8 | 0
2030 | ENT_2_SPP_S | ENT | SPP_S | Internal | Winter | B20 | 935 | 1300 | 0 | 86.44 | 81.44 | 8 | 0
2030 | ENT_2_TVA_Transmission | ENT | TVA_Transmission | Internal | Shoulder | B11 | 25 | 2100 | 0 | 93.53 | 96.89 | 8 | 0
2030 | ENT_2_TVA_Transmission | ENT | TVA_Transmission | Internal | Shoulder | B12 | 200 | 2100 | 0 | 90.96 | 93.49 | 8 | 0
2030 | ENT_2_TVA_Transmission | ENT | TVA_Transmission | Internal | Shoulder | B13 | 600 | 2100 | 0 | 90.37 | 92.46 | 8 | 0
2030 | ENT_2_TVA_Transmission | ENT | TVA_Transmission | Internal | Shoulder | B14 | 900 | 2100 | 0 | 90.37 | 92.3 | 8 | 0
2030 | ENT_2_TVA_Transmission | ENT | TVA_Transmission | Internal | Shoulder | B15 | 1203 | 2100 | 0 | 83.96 | 83.94 | 8 | 0
2030 | ENT_2_TVA_Transmission | ENT | TVA_Transmission | Internal | Summer | B1 | 10 | 2100 | 0 | 146.55 | 146.39 | 8 | 0
2030 | ENT_2_TVA_Transmission | ENT | TVA_Transmission | Internal | Summer | B2 | 25 | 2100 | 0 | 141.4 | 146.39 | 8 | 0
2030 | ENT_2_TVA_Transmission | ENT | TVA_Transmission | Internal | Summer | B3 | 75 | 2100 | 0 | 139.84 | 144.24 | 8 | 0
2030 | ENT_2_TVA_Transmission | ENT | TVA_Transmission | Internal | Summer | B4 | 100 | 2100 | 0 | 133.95 | 140.18 | 8 | 0
2030 | ENT_2_TVA_Transmission | ENT | TVA_Transmission | Internal | Summer | B5 | 200 | 2100 | 0 | 111.19 | 114.18 | 8 | 0
2030 | ENT_2_TVA_Transmission | ENT | TVA_Transmission | Internal | Summer | B6 | 300 | 2100 | 0 | 91.87 | 98.36 | 8 | 0
2030 | ENT_2_TVA_Transmission | ENT | TVA_Transmission | Internal | Summer | B7 | 400 | 2100 | 0 | 91.87 | 92.83 | 8 | 0
2030 | ENT_2_TVA_Transmission | ENT | TVA_Transmission | Internal | Summer | B8 | 500 | 2100 | 0 | 91.87 | 91.25 | 8 | 0
2030 | ENT_2_TVA_Transmission | ENT | TVA_Transmission | Internal | Summer | B9 | 800 | 2100 | 0 | 88.77 | 90.33 | 8 | 0
2030 | ENT_2_TVA_Transmission | ENT | TVA_Transmission | Internal | Summer | B10 | 1262 | 2100 | 0 | 86.33 | 80.09 | 8 | 0
2030 | ENT_2_TVA_Transmission | ENT | TVA_Transmission | Internal | Winter | B16 | 25 | 2100 | 0 | 96.05 | 99.54 | 8 | 0
2030 | ENT_2_TVA_Transmission | ENT | TVA_Transmission | Internal | Winter | B17 | 100 | 2100 | 0 | 93.53 | 97.41 | 8 | 0
2030 | ENT_2_TVA_Transmission | ENT | TVA_Transmission | Internal | Winter | B18 | 400 | 2100 | 0 | 93.53 | 95.77 | 8 | 0
2030 | ENT_2_TVA_Transmission | ENT | TVA_Transmission | Internal | Winter | B19 | 700 | 2100 | 0 | 93.53 | 95.09 | 8 | 0
2030 | ENT_2_TVA_Transmission | ENT | TVA_Transmission | Internal | Winter | B20 | 935 | 2100 | 0 | 86.44 | 86.33 | 8 | 0
2030 | FRCC_2_SOCO | FRCC | SOCO | Internal | Shoulder | B11 | 25 | 900 | 0 | 102.38 | 92.38 | 8 | 0
2030 | FRCC_2_SOCO | FRCC | SOCO | Internal | Shoulder | B12 | 200 | 900 | 0 | 97.62 | 92.38 | 8 | 0
2030 | FRCC_2_SOCO | FRCC | SOCO | Internal | Shoulder | B13 | 600 | 900 | 0 | 97.62 | 92.38 | 8 | 0
2030 | FRCC_2_SOCO | FRCC | SOCO | Internal | Shoulder | B14 | 900 | 900 | 0 | 86.3 | 92.38 | 8 | 0
2030 | FRCC_2_SOCO | FRCC | SOCO | Internal | Shoulder | B15 | 1203 | 900 | 0 | 84.43 | 87.92 | 8 | 0
2030 | FRCC_2_SOCO | FRCC | SOCO | Internal | Summer | B1 | 10 | 900 | 0 | 155.87 | 154.55 | 8 | 0
2030 | FRCC_2_SOCO | FRCC | SOCO | Internal | Summer | B2 | 25 | 900 | 0 | 155.87 | 149.4 | 8 | 0
2030 | FRCC_2_SOCO | FRCC | SOCO | Internal | Summer | B3 | 75 | 900 | 0 | 151.58 | 147.84 | 8 | 0
2030 | FRCC_2_SOCO | FRCC | SOCO | Internal | Summer | B4 | 100 | 900 | 0 | 144.86 | 134.86 | 8 | 0
2030 | FRCC_2_SOCO | FRCC | SOCO | Internal | Summer | B5 | 200 | 900 | 0 | 96.7 | 104.18 | 8 | 0
2030 | FRCC_2_SOCO | FRCC | SOCO | Internal | Summer | B6 | 300 | 900 | 0 | 96.7 | 90.88 | 8 | 0
2030 | FRCC_2_SOCO | FRCC | SOCO | Internal | Summer | B7 | 400 | 900 | 0 | 96.7 | 90.88 | 8 | 0
2030 | FRCC_2_SOCO | FRCC | SOCO | Internal | Summer | B8 | 500 | 900 | 0 | 96.7 | 90.88 | 8 | 0
2030 | FRCC_2_SOCO | FRCC | SOCO | Internal | Summer | B9 | 800 | 900 | 0 | 96.7 | 90.88 | 8 | 0
2030 | FRCC_2_SOCO | FRCC | SOCO | Internal | Summer | B10 | 1262 | 900 | 0 | 83.66 | 79.28 | 8 | 0
2030 | FRCC_2_SOCO | FRCC | SOCO | Internal | Winter | B16 | 25 | 900 | 0 | 100.28 | 95.54 | 8 | 0
2030 | FRCC_2_SOCO | FRCC | SOCO | Internal | Winter | B17 | 100 | 900 | 0 | 100.28 | 95.54 | 8 | 0
2030 | FRCC_2_SOCO | FRCC | SOCO | Internal | Winter | B18 | 400 | 900 | 0 | 93.62 | 95.54 | 8 | 0
2030 | FRCC_2_SOCO | FRCC | SOCO | Internal | Winter | B19 | 700 | 900 | 900 | 86.69 | 95.51 | 8 | 0.81
2030 | FRCC_2_SOCO | FRCC | SOCO | Internal | Winter | B20 | 935 | 900 | 0 | 86.69 | 86.23 | 8 | 0
2030 | HQ_NEISO_2_NEISO | HQ_NEISO | NEISO | Internal | Shoulder | B11 | 25 | 99999 | 2920 | 69.39 | 69.4 | 0.01 | 0
2030 | HQ_NEISO_2_NEISO | HQ_NEISO | NEISO | Internal | Shoulder | B12 | 200 | 99999 | 2920 | 72.57 | 72.58 | 0.01 | 0
2030 | HQ_NEISO_2_NEISO | HQ_NEISO | NEISO | Internal | Shoulder | B13 | 600 | 99999 | 2920 | 69.39 | 69.4 | 0.01 | 0
2030 | HQ_NEISO_2_NEISO | HQ_NEISO | NEISO | Internal | Shoulder | B14 | 900 | 99999 | 2920 | 69.39 | 69.4 | 0.01 | 0
2030 | HQ_NEISO_2_NEISO | HQ_NEISO | NEISO | Internal | Shoulder | B15 | 1203 | 99999 | 1143.24 | 69.39 | 69.4 | 0.01 | 0
2030 | HQ_NEISO_2_NEISO | HQ_NEISO | NEISO | Internal | Summer | B1 | 10 | 99999 | 2920.1 | 127.82 | 127.84 | 0.01 | 0
2030 | HQ_NEISO_2_NEISO | HQ_NEISO | NEISO | Internal | Summer | B2 | 25 | 99999 | 2920.1 | 129.25 | 129.26 | 0.01 | 0
2030 | HQ_NEISO_2_NEISO | HQ_NEISO | NEISO | Internal | Summer | B3 | 75 | 99999 | 2920.1 | 96.96 | 96.98 | 0.01 | 0
2030 | HQ_NEISO_2_NEISO | HQ_NEISO | NEISO | Internal | Summer | B4 | 100 | 99999 | 2920.1 | 95.98 | 95.99 | 0.01 | 0
2030 | HQ_NEISO_2_NEISO | HQ_NEISO | NEISO | Internal | Summer | B5 | 200 | 99999 | 2920 | 82.58 | 82.59 | 0.01 | 0
2030 | HQ_NEISO_2_NEISO | HQ_NEISO | NEISO | Internal | Summer | B6 | 300 | 99999 | 2920 | 70.2 | 70.21 | 0.01 | 0
2030 | HQ_NEISO_2_NEISO | HQ_NEISO | NEISO | Internal | Summer | B7 | 400 | 99999 | 2920 | 70.2 | 70.21 | 0.01 | 0
2030 | HQ_NEISO_2_NEISO | HQ_NEISO | NEISO | Internal | Summer | B8 | 500 | 99999 | 2920 | 70.2 | 70.21 | 0.01 | 0
2030 | HQ_NEISO_2_NEISO | HQ_NEISO | NEISO | Internal | Summer | B9 | 800 | 99999 | 2920 | 70.2 | 70.21 | 0.01 | 0
2030 | HQ_NEISO_2_NEISO | HQ_NEISO | NEISO | Internal | Summer | B10 | 1262 | 99999 | 795.94 | 70.2 | 70.21 | 0.01 | 0
2030 | HQ_NEISO_2_NEISO | HQ_NEISO | NEISO | Internal | Winter | B16 | 25 | 99999 | 2920 | 74.84 | 74.86 | 0.01 | 0
2030 | HQ_NEISO_2_NEISO | HQ_NEISO | NEISO | Internal | Winter | B17 | 100 | 99999 | 2920 | 73.48 | 73.5 | 0.01 | 0
2030 | HQ_NEISO_2_NEISO | HQ_NEISO | NEISO | Internal | Winter | B18 | 400 | 99999 | 2920 | 69.35 | 69.36 | 0.01 | 0
2030 | HQ_NEISO_2_NEISO | HQ_NEISO | NEISO | Internal | Winter | B19 | 700 | 99999 | 2920 | 69.35 | 69.36 | 0.01 | 0
2030 | HQ_NEISO_2_NEISO | HQ_NEISO | NEISO | Internal | Winter | B20 | 935 | 99999 | 1233.58 | 69.35 | 69.36 | 0.01 | 0
2030 | HQ_NY_2_NYISO_A-F | HQ_NY | NYISO_A-F | Internal | Shoulder | B11 | 25 | 99999 | 2812.27 | 72.39 | 72.4 | 0.01 | 0
2030 | HQ_NY_2_NYISO_A-F | HQ_NY | NYISO_A-F | Internal | Shoulder | B12 | 200 | 99999 | 2847.69 | 75.57 | 75.58 | 0.01 | 0
2030 | HQ_NY_2_NYISO_A-F | HQ_NY | NYISO_A-F | Internal | Shoulder | B13 | 600 | 99999 | 2781.85 | 72.39 | 72.4 | 0.01 | 0
2030 | HQ_NY_2_NYISO_A-F | HQ_NY | NYISO_A-F | Internal | Shoulder | B14 | 900 | 99999 | 2673.14 | 72.39 | 72.4 | 0.01 | 0
2030 | HQ_NY_2_NYISO_A-F | HQ_NY | NYISO_A-F | Internal | Shoulder | B15 | 1203 | 99999 | 1582.7 | 72.37 | 72.38 | 0.01 | 0
2030 | HQ_NY_2_NYISO_A-F | HQ_NY | NYISO_A-F | Internal | Summer | B1 | 10 | 99999 | 3500.1 | 99.96 | 99.98 | 0.01 | 0
2030 | HQ_NY_2_NYISO_A-F | HQ_NY | NYISO_A-F | Internal | Summer | B2 | 25 | 99999 | 3406.71 | 126.25 | 126.26 | 0.01 | 0
2030 | HQ_NY_2_NYISO_A-F | HQ_NY | NYISO_A-F | Internal | Summer | B3 | 75 | 99999 | 3266.7 | 99.96 | 99.98 | 0.01 | 0
2030 | HQ_NY_2_NYISO_A-F | HQ_NY | NYISO_A-F | Internal | Summer | B4 | 100 | 99999 | 3116.37 | 99.01 | 99.02 | 0.01 | 0
2030 | HQ_NY_2_NYISO_A-F | HQ_NY | NYISO_A-F | Internal | Summer | B5 | 200 | 99999 | 3025.49 | 86.63 | 86.64 | 0.01 | 0
2030 | HQ_NY_2_NYISO_A-F | HQ_NY | NYISO_A-F | Internal | Summer | B6 | 300 | 99999 | 2934.86 | 74.46 | 74.47 | 0.01 | 0
2030 | HQ_NY_2_NYISO_A-F | HQ_NY | NYISO_A-F | Internal | Summer | B7 | 400 | 99999 | 2830.75 | 74.46 | 74.47 | 0.01 | 0
2030 | HQ_NY_2_NYISO_A-F | HQ_NY | NYISO_A-F | Internal | Summer | B8 | 500 | 99999 | 2760.25 | 74.46 | 74.47 | 0.01 | 0
2030 | HQ_NY_2_NYISO_A-F | HQ_NY | NYISO_A-F | Internal | Summer | B9 | 800 | 99999 | 2664.71 | 73.2 | 73.21 | 0.01 | 0
2030 | HQ_NY_2_NYISO_A-F | HQ_NY | NYISO_A-F | Internal | Summer | B10 | 1262 | 99999 | 1436.31 | 73.19 | 73.2 | 0.01 | 0
2030 | HQ_NY_2_NYISO_A-F | HQ_NY | NYISO_A-F | Internal | Winter | B16 | 25 | 99999 | 3058.87 | 77.84 | 77.86 | 0.01 | 0
2030 | HQ_NY_2_NYISO_A-F | HQ_NY | NYISO_A-F | Internal | Winter | B17 | 100 | 99999 | 3001.1 | 76.5 | 76.51 | 0.01 | 0
2030 | HQ_NY_2_NYISO_A-F | HQ_NY | NYISO_A-F | Internal | Winter | B18 | 400 | 99999 | 2934.69 | 72.35 | 72.36 | 0.01 | 0
2030 | HQ_NY_2_NYISO_A-F | HQ_NY | NYISO_A-F | Internal | Winter | B19 | 700 | 99999 | 2819.07 | 72.35 | 72.36 | 0.01 | 0
2030 | HQ_NY_2_NYISO_A-F | HQ_NY | NYISO_A-F | Internal | Winter | B20 | 935 | 99999 | 1762.97 | 72.33 | 72.34 | 0.01 | 0
2030 | HQ_IESO_2_IESO | HQ_IESO | IESO | Internal | Shoulder | B11 | 25 | 99999 | 400 | 11.67 | 11.69 | 0.01 | 0
2030 | HQ_IESO_2_IESO | HQ_IESO | IESO | Internal | Shoulder | B12 | 200 | 99999 | 400 | 11.67 | 11.69 | 0.01 | 0
2030 | HQ_IESO_2_IESO | HQ_IESO | IESO | Internal | Shoulder | B13 | 600 | 99999 | 400 | 11.67 | 11.69 | 0.01 | 0
2030 | HQ_IESO_2_IESO | HQ_IESO | IESO | Internal | Shoulder | B14 | 900 | 99999 | 400 | 11.67 | 11.69 | 0.01 | 0
2030 | HQ_IESO_2_IESO | HQ_IESO | IESO | Internal | Shoulder | B15 | 1203 | 99999 | 75.48 | 11.67 | 11.69 | 0.01 | 0
2030 | HQ_IESO_2_IESO | HQ_IESO | IESO | Internal | Summer | B1 | 10 | 99999 | 400 | 11.67 | 11.69 | 0.01 | 0
2030 | HQ_IESO_2_IESO | HQ_IESO | IESO | Internal | Summer | B2 | 25 | 99999 | 400 | 11.67 | 11.69 | 0.01 | 0
2030 | HQ_IESO_2_IESO | HQ_IESO | IESO | Internal | Summer | B3 | 75 | 99999 | 400 | 11.67 | 11.69 | 0.01 | 0
2030 | HQ_IESO_2_IESO | HQ_IESO | IESO | Internal | Summer | B4 | 100 | 99999 | 400 | 11.67 | 11.69 | 0.01 | 0
2030 | HQ_IESO_2_IESO | HQ_IESO | IESO | Internal | Summer | B5 | 200 | 99999 | 400 | 11.67 | 11.69 | 0.01 | 0
2030 | HQ_IESO_2_IESO | HQ_IESO | IESO | Internal | Summer | B6 | 300 | 99999 | 400 | 11.67 | 11.69 | 0.01 | 0
2030 | HQ_IESO_2_IESO | HQ_IESO | IESO | Internal | Summer | B7 | 400 | 99999 | 400 | 11.67 | 11.69 | 0.01 | 0
2030 | HQ_IESO_2_IESO | HQ_IESO | IESO | Internal | Summer | B8 | 500 | 99999 | 400 | 11.67 | 11.69 | 0.01 | 0
2030 | HQ_IESO_2_IESO | HQ_IESO | IESO | Internal | Summer | B9 | 800 | 99999 | 400 | 11.67 | 11.69 | 0.01 | 0
2030 | HQ_IESO_2_IESO | HQ_IESO | IESO | Internal | Summer | B10 | 1262 | 99999 | 12.04 | 11.67 | 11.69 | 0.01 | 0
2030 | HQ_IESO_2_IESO | HQ_IESO | IESO | Internal | Winter | B16 | 25 | 99999 | 400 | 11.67 | 11.69 | 0.01 | 0
2030 | HQ_IESO_2_IESO | HQ_IESO | IESO | Internal | Winter | B17 | 100 | 99999 | 400 | 11.67 | 11.69 | 0.01 | 0
2030 | HQ_IESO_2_IESO | HQ_IESO | IESO | Internal | Winter | B18 | 400 | 99999 | 400 | 11.67 | 11.69 | 0.01 | 0
2030 | HQ_IESO_2_IESO | HQ_IESO | IESO | Internal | Winter | B19 | 700 | 99999 | 400 | 11.67 | 11.69 | 0.01 | 0
2030 | HQ_IESO_2_IESO | HQ_IESO | IESO | Internal | Winter | B20 | 935 | 99999 | 91.98 | 11.67 | 11.69 | 0.01 | 0
2030 | IESO_2_MAPP_CA | IESO | MAPP_CA | Internal | Shoulder | B11 | 25 | 262 | 262 | 11.69 | 74.81 | 7 | 56.13
2030 | IESO_2_MAPP_CA | IESO | MAPP_CA | Internal | Shoulder | B12 | 200 | 262 | 262 | 11.69 | 74.81 | 7 | 56.13
2030 | IESO_2_MAPP_CA | IESO | MAPP_CA | Internal | Shoulder | B13 | 600 | 262 | 262 | 11.69 | 74.81 | 7 | 56.13
2030 | IESO_2_MAPP_CA | IESO | MAPP_CA | Internal | Shoulder | B14 | 900 | 262 | 262 | 11.69 | 74.81 | 7 | 56.13
2030 | IESO_2_MAPP_CA | IESO | MAPP_CA | Internal | Shoulder | B15 | 1203 | 262 | 262 | 11.69 | 74.81 | 7 | 56.13
2030 | IESO_2_MAPP_CA | IESO | MAPP_CA | Internal | Summer | B1 | 10 | 262 | 262 | 11.69 | 74.32 | 7 | 55.64
2030 | IESO_2_MAPP_CA | IESO | MAPP_CA | Internal | Summer | B2 | 25 | 262 | 262 | 11.69 | 74.32 | 7 | 55.64
2030 | IESO_2_MAPP_CA | IESO | MAPP_CA | Internal | Summer | B3 | 75 | 262 | 262 | 11.69 | 74.32 | 7 | 55.64
2030 | IESO_2_MAPP_CA | IESO | MAPP_CA | Internal | Summer | B4 | 100 | 262 | 262 | 11.69 | 74.32 | 7 | 55.64
2030 | IESO_2_MAPP_CA | IESO | MAPP_CA | Internal | Summer | B5 | 200 | 262 | 262 | 11.69 | 74.32 | 7 | 55.64
2030 | IESO_2_MAPP_CA | IESO | MAPP_CA | Internal | Summer | B6 | 300 | 262 | 262 | 11.69 | 74.32 | 7 | 55.64
2030 | IESO_2_MAPP_CA | IESO | MAPP_CA | Internal | Summer | B7 | 400 | 262 | 262 | 11.69 | 74.32 | 7 | 55.64
2030 | IESO_2_MAPP_CA | IESO | MAPP_CA | Internal | Summer | B8 | 500 | 262 | 262 | 11.69 | 74.32 | 7 | 55.64
2030 | IESO_2_MAPP_CA | IESO | MAPP_CA | Internal | Summer | B9 | 800 | 262 | 262 | 11.69 | 74.32 | 7 | 55.64
2030 | IESO_2_MAPP_CA | IESO | MAPP_CA | Internal | Summer | B10 | 1262 | 262 | 262 | 11.69 | 74.32 | 7 | 55.64
2030 | IESO_2_MAPP_CA | IESO | MAPP_CA | Internal | Winter | B16 | 25 | 262 | 262 | 11.69 | 78.33 | 7 | 59.64
2030 | IESO_2_MAPP_CA | IESO | MAPP_CA | Internal | Winter | B17 | 100 | 262 | 262 | 11.69 | 78.33 | 7 | 59.64
2030 | IESO_2_MAPP_CA | IESO | MAPP_CA | Internal | Winter | B18 | 400 | 262 | 262 | 11.69 | 78.33 | 7 | 59.64
2030 | IESO_2_MAPP_CA | IESO | MAPP_CA | Internal | Winter | B19 | 700 | 262 | 262 | 11.69 | 78.33 | 7 | 59.64
2030 | IESO_2_MAPP_CA | IESO | MAPP_CA | Internal | Winter | B20 | 935 | 262 | 262 | 11.69 | 78.33 | 7 | 59.64
2030 | IESO_2_MISO_MI | IESO | MISO_MI | Internal | Shoulder | B11 | 25 | 1840 | 1840 | 11.69 | 94.1 | 7 | 75.42
2030 | IESO_2_MISO_MI | IESO | MISO_MI | Internal | Shoulder | B12 | 200 | 1840 | 1840 | 11.69 | 89.62 | 7 | 70.94
2030 | IESO_2_MISO_MI | IESO | MISO_MI | Internal | Shoulder | B13 | 600 | 1840 | 1840 | 11.69 | 87.32 | 7 | 68.63
2030 | IESO_2_MISO_MI | IESO | MISO_MI | Internal | Shoulder | B14 | 900 | 1840 | 1840 | 11.69 | 85.56 | 7 | 66.87
2030 | IESO_2_MISO_MI | IESO | MISO_MI | Internal | Shoulder | B15 | 1203 | 1840 | 1840 | 11.69 | 75.96 | 7 | 57.28
2030 | IESO_2_MISO_MI | IESO | MISO_MI | Internal | Summer | B1 | 10 | 1840 | 1840 | 11.69 | 141.54 | 7 | 122.85
2030 | IESO_2_MISO_MI | IESO | MISO_MI | Internal | Summer | B2 | 25 | 1840 | 1840 | 11.69 | 140.98 | 7 | 122.3
2030 | IESO_2_MISO_MI | IESO | MISO_MI | Internal | Summer | B3 | 75 | 1840 | 1840 | 11.69 | 140.98 | 7 | 122.3
2030 | IESO_2_MISO_MI | IESO | MISO_MI | Internal | Summer | B4 | 100 | 1840 | 1840 | 11.69 | 139.92 | 7 | 121.23
2030 | IESO_2_MISO_MI | IESO | MISO_MI | Internal | Summer | B5 | 200 | 1840 | 1840 | 11.69 | 115.19 | 7 | 96.51
2030 | IESO_2_MISO_MI | IESO | MISO_MI | Internal | Summer | B6 | 300 | 1840 | 1840 | 11.69 | 97.81 | 7 | 79.13
2030 | IESO_2_MISO_MI | IESO | MISO_MI | Internal | Summer | B7 | 400 | 1840 | 1840 | 11.69 | 88.28 | 7 | 69.59
2030 | IESO_2_MISO_MI | IESO | MISO_MI | Internal | Summer | B8 | 500 | 1840 | 1840 | 11.69 | 86.07 | 7 | 67.39
2030 | IESO_2_MISO_MI | IESO | MISO_MI | Internal | Summer | B9 | 800 | 1840 | 1840 | 11.69 | 82.34 | 7 | 63.66
2030 | IESO_2_MISO_MI | IESO | MISO_MI | Internal | Summer | B10 | 1262 | 1840 | 1840 | 11.69 | 74.61 | 7 | 55.93
2030 | IESO_2_MISO_MI | IESO | MISO_MI | Internal | Winter | B16 | 25 | 1840 | 1840 | 11.69 | 96.05 | 7 | 77.36
2030 | IESO_2_MISO_MI | IESO | MISO_MI | Internal | Winter | B17 | 100 | 1840 | 1840 | 11.69 | 93.53 | 7 | 74.84
2030 | IESO_2_MISO_MI | IESO | MISO_MI | Internal | Winter | B18 | 400 | 1840 | 1840 | 11.69 | 89.87 | 7 | 71.19
2030 | IESO_2_MISO_MI | IESO | MISO_MI | Internal | Winter | B19 | 700 | 1840 | 1840 | 11.69 | 89.05 | 7 | 70.36
2030 | IESO_2_MISO_MI | IESO | MISO_MI | Internal | Winter | B20 | 935 | 1840 | 1840 | 11.69 | 78.6 | 7 | 59.92
2030 | IESO_2_MISO_W | IESO | MISO_W | Internal | Shoulder | B11 | 25 | 140 | 140 | 11.69 | 90.65 | 7 | 71.96
2030 | IESO_2_MISO_W | IESO | MISO_W | Internal | Shoulder | B12 | 200 | 140 | 140 | 11.69 | 87.35 | 7 | 68.67
2030 | IESO_2_MISO_W | IESO | MISO_W | Internal | Shoulder | B13 | 600 | 140 | 140 | 11.69 | 85.69 | 7 | 67.01
2030 | IESO_2_MISO_W | IESO | MISO_W | Internal | Shoulder | B14 | 900 | 140 | 140 | 11.69 | 85.05 | 7 | 66.36
2030 | IESO_2_MISO_W | IESO | MISO_W | Internal | Shoulder | B15 | 1203 | 140 | 140 | 11.69 | 74.83 | 7 | 56.14
2030 | IESO_2_MISO_W | IESO | MISO_W | Internal | Summer | B1 | 10 | 140 | 140 | 11.69 | 141.53 | 7 | 122.84
2030 | IESO_2_MISO_W | IESO | MISO_W | Internal | Summer | B2 | 25 | 140 | 140 | 11.69 | 140.97 | 7 | 122.28
2030 | IESO_2_MISO_W | IESO | MISO_W | Internal | Summer | B3 | 75 | 140 | 140 | 11.69 | 140.99 | 7 | 122.31
2030 | IESO_2_MISO_W | IESO | MISO_W | Internal | Summer | B4 | 100 | 140 | 140 | 11.69 | 140.85 | 7 | 122.17
2030 | IESO_2_MISO_W | IESO | MISO_W | Internal | Summer | B5 | 200 | 140 | 140 | 11.69 | 119.18 | 7 | 100.49
2030 | IESO_2_MISO_W | IESO | MISO_W | Internal | Summer | B6 | 300 | 140 | 140 | 11.69 | 97.8 | 7 | 79.12
2030 | IESO_2_MISO_W | IESO | MISO_W | Internal | Summer | B7 | 400 | 140 | 140 | 11.69 | 88.26 | 7 | 69.58
2030 | IESO_2_MISO_W | IESO | MISO_W | Internal | Summer | B8 | 500 | 140 | 140 | 11.69 | 84.31 | 7 | 65.63
2030 | IESO_2_MISO_W | IESO | MISO_W | Internal | Summer | B9 | 800 | 140 | 140 | 11.69 | 82.33 | 7 | 63.64
2030 | IESO_2_MISO_W | IESO | MISO_W | Internal | Summer | B10 | 1262 | 140 | 140 | 11.69 | 74.33 | 7 | 55.65
2030 | IESO_2_MISO_W | IESO | MISO_W | Internal | Winter | B16 | 25 | 140 | 140 | 11.69 | 78.34 | 7 | 59.65
2030 | IESO_2_MISO_W | IESO | MISO_W | Internal | Winter | B17 | 100 | 140 | 140 | 11.69 | 81.53 | 7 | 62.84
2030 | IESO_2_MISO_W | IESO | MISO_W | Internal | Winter | B18 | 400 | 140 | 140 | 11.69 | 87.09 | 7 | 68.4
2030 | IESO_2_MISO_W | IESO | MISO_W | Internal | Winter | B19 | 700 | 140 | 140 | 11.69 | 87.09 | 7 | 68.4
2030 | IESO_2_MISO_W | IESO | MISO_W | Internal | Winter | B20 | 935 | 140 | 140 | 11.69 | 78.32 | 7 | 59.63
2030 | IESO_2_NYISO_A-F | IESO | NYISO_A-F | Internal | Shoulder | B11 | 25 | 1725 | 1725 | 11.69 | 72.4 | 7 | 53.72
2030 | IESO_2_NYISO_A-F | IESO | NYISO_A-F | Internal | Shoulder | B12 | 200 | 1725 | 1725 | 11.69 | 75.58 | 7 | 56.9
2030 | IESO_2_NYISO_A-F | IESO | NYISO_A-F | Internal | Shoulder | B13 | 600 | 1725 | 1725 | 11.69 | 72.4 | 7 | 53.72
2030 | IESO_2_NYISO_A-F | IESO | NYISO_A-F | Internal | Shoulder | B14 | 900 | 1725 | 1725 | 11.69 | 72.4 | 7 | 53.72
2030 | IESO_2_NYISO_A-F | IESO | NYISO_A-F | Internal | Shoulder | B15 | 1203 | 1725 | 1725 | 11.69 | 72.38 | 7 | 53.69
2030 | IESO_2_NYISO_A-F | IESO | NYISO_A-F | Internal | Summer | B1 | 10 | 1725 | 1725 | 11.69 | 99.98 | 7 | 81.29
2030 | IESO_2_NYISO_A-F | IESO | NYISO_A-F | Internal | Summer | B2 | 25 | 1725 | 1725 | 11.69 | 126.26 | 7 | 107.57
2030 | IESO_2_NYISO_A-F | IESO | NYISO_A-F | Internal | Summer | B3 | 75 | 1725 | 1725 | 11.69 | 99.98 | 7 | 81.29
2030 | IESO_2_NYISO_A-F | IESO | NYISO_A-F | Internal | Summer | B4 | 100 | 1725 | 1725 | 11.69 | 99.02 | 7 | 80.34
2030 | IESO_2_NYISO_A-F | IESO | NYISO_A-F | Internal | Summer | B5 | 200 | 1725 | 1725 | 11.69 | 86.64 | 7 | 67.95
2030 | IESO_2_NYISO_A-F | IESO | NYISO_A-F | Internal | Summer | B6 | 300 | 1725 | 1725 | 11.69 | 74.47 | 7 | 55.78
2030 | IESO_2_NYISO_A-F | IESO | NYISO_A-F | Internal | Summer | B7 | 400 | 1725 | 1725 | 11.69 | 74.47 | 7 | 55.78
2030 | IESO_2_NYISO_A-F | IESO | NYISO_A-F | Internal | Summer | B8 | 500 | 1725 | 1725 | 11.69 | 74.47 | 7 | 55.78
2030 | IESO_2_NYISO_A-F | IESO | NYISO_A-F | Internal | Summer | B9 | 800 | 1725 | 1725 | 11.69 | 73.21 | 7 | 54.53
2030 | IESO_2_NYISO_A-F | IESO | NYISO_A-F | Internal | Summer | B10 | 1262 | 1725 | 1725 | 11.69 | 73.2 | 7 | 54.52
2030 | IESO_2_NYISO_A-F | IESO | NYISO_A-F | Internal | Winter | B16 | 25 | 1725 | 1725 | 11.69 | 77.86 | 7 | 59.17
2030 | IESO_2_NYISO_A-F | IESO | NYISO_A-F | Internal | Winter | B17 | 100 | 1725 | 1725 | 11.69 | 76.51 | 7 | 57.82
2030 | IESO_2_NYISO_A-F | IESO | NYISO_A-F | Internal | Winter | B18 | 400 | 1725 | 1725 | 11.69 | 72.36 | 7 | 53.68
2030 | IESO_2_NYISO_A-F | IESO | NYISO_A-F | Internal | Winter | B19 | 700 | 1725 | 1725 | 11.69 | 72.36 | 7 | 53.68
2030 | IESO_2_NYISO_A-F | IESO | NYISO_A-F | Internal | Winter | B20 | 935 | 1725 | 1725 | 11.69 | 72.34 | 7 | 53.65
2030 | MAPP_CA_2_MAPP_US | MAPP_CA | MAPP_US | Internal | Shoulder | B11 | 25 | 372 | 372 | 74.81 | 83.65 | 7 | 1.83
2030 | MAPP_CA_2_MAPP_US | MAPP_CA | MAPP_US | Internal | Shoulder | B12 | 200 | 372 | 0 | 74.81 | 80.35 | 7 | 0
2030 | MAPP_CA_2_MAPP_US | MAPP_CA | MAPP_US | Internal | Shoulder | B13 | 600 | 372 | 0 | 74.81 | 78.69 | 7 | 0
2030 | MAPP_CA_2_MAPP_US | MAPP_CA | MAPP_US | Internal | Shoulder | B14 | 900 | 372 | 0 | 74.81 | 78.05 | 7 | 0
2030 | MAPP_CA_2_MAPP_US | MAPP_CA | MAPP_US | Internal | Shoulder | B15 | 1203 | 372 | 0 | 74.81 | 67.83 | 7 | 0
2030 | MAPP_CA_2_MAPP_US | MAPP_CA | MAPP_US | Internal | Summer | B1 | 10 | 372 | 372 | 74.32 | 134.54 | 7 | 53.22
2030 | MAPP_CA_2_MAPP_US | MAPP_CA | MAPP_US | Internal | Summer | B2 | 25 | 372 | 372 | 74.32 | 133.97 | 7 | 52.65
2030 | MAPP_CA_2_MAPP_US | MAPP_CA | MAPP_US | Internal | Summer | B3 | 75 | 372 | 372 | 74.32 | 133.99 | 7 | 52.67
2030 | MAPP_CA_2_MAPP_US | MAPP_CA | MAPP_US | Internal | Summer | B4 | 100 | 372 | 372 | 74.32 | 133.85 | 7 | 52.53
2030 | MAPP_CA_2_MAPP_US | MAPP_CA | MAPP_US | Internal | Summer | B5 | 200 | 372 | 372 | 74.32 | 112.18 | 7 | 30.86
2030 | MAPP_CA_2_MAPP_US | MAPP_CA | MAPP_US | Internal | Summer | B6 | 300 | 372 | 372 | 74.32 | 90.8 | 7 | 9.48
2030 | MAPP_CA_2_MAPP_US | MAPP_CA | MAPP_US | Internal | Summer | B7 | 400 | 372 | 0 | 74.32 | 81.26 | 7 | 0
2030 | MAPP_CA_2_MAPP_US | MAPP_CA | MAPP_US | Internal | Summer | B8 | 500 | 372 | 0 | 74.32 | 77.31 | 7 | 0
2030 | MAPP_CA_2_MAPP_US | MAPP_CA | MAPP_US | Internal | Summer | B9 | 800 | 372 | 0 | 74.32 | 75.33 | 7 | 0
2030 | MAPP_CA_2_MAPP_US | MAPP_CA | MAPP_US | Internal | Summer | B10 | 1262 | 372 | 0 | 74.32 | 67.33 | 7 | 0
2030 | MAPP_CA_2_MAPP_US | MAPP_CA | MAPP_US | Internal | Winter | B16 | 25 | 372 | 0 | 78.33 | 71.34 | 7 | 0
2030 | MAPP_CA_2_MAPP_US | MAPP_CA | MAPP_US | Internal | Winter | B17 | 100 | 372 | 0 | 78.33 | 74.53 | 7 | 0
2030 | MAPP_CA_2_MAPP_US | MAPP_CA | MAPP_US | Internal | Winter | B18 | 400 | 372 | 0 | 78.33 | 80.09 | 7 | 0
2030 | MAPP_CA_2_MAPP_US | MAPP_CA | MAPP_US | Internal | Winter | B19 | 700 | 372 | 0 | 78.33 | 80.09 | 7 | 0
2030 | MAPP_CA_2_MAPP_US | MAPP_CA | MAPP_US | Internal | Winter | B20 | 935 | 372 | 0 | 78.33 | 71.32 | 7 | 0
2030 | MAPP_CA_2_MISO_W | MAPP_CA | MISO_W | Internal | Shoulder | B11 | 25 | 2196 | 2196 | 74.81 | 90.65 | 0.01 | 15.82
2030 | MAPP_CA_2_MISO_W | MAPP_CA | MISO_W | Internal | Shoulder | B12 | 200 | 2196 | 2196 | 74.81 | 87.35 | 0.01 | 12.53
2030 | MAPP_CA_2_MISO_W | MAPP_CA | MISO_W | Internal | Shoulder | B13 | 600 | 2196 | 2196 | 74.81 | 85.69 | 0.01 | 10.87
2030 | MAPP_CA_2_MISO_W | MAPP_CA | MISO_W | Internal | Shoulder | B14 | 900 | 2196 | 2196 | 74.81 | 85.05 | 0.01 | 10.22
2030 | MAPP_CA_2_MISO_W | MAPP_CA | MISO_W | Internal | Shoulder | B15 | 1203 | 2196 | 265.91 | 74.81 | 74.83 | 0.01 | 0
2030 | MAPP_CA_2_MISO_W | MAPP_CA | MISO_W | Internal | Summer | B1 | 10 | 2196 | 2196 | 74.32 | 141.53 | 0.01 | 67.2
2030 | MAPP_CA_2_MISO_W | MAPP_CA | MISO_W | Internal | Summer | B2 | 25 | 2196 | 2196 | 74.32 | 140.97 | 0.01 | 66.64
2030 | MAPP_CA_2_MISO_W | MAPP_CA | MISO_W | Internal | Summer | B3 | 75 | 2196 | 2196 | 74.32 | 140.99 | 0.01 | 66.66
2030 | MAPP_CA_2_MISO_W | MAPP_CA | MISO_W | Internal | Summer | B4 | 100 | 2196 | 2196 | 74.32 | 140.85 | 0.01 | 66.52
2030 | MAPP_CA_2_MISO_W | MAPP_CA | MISO_W | Internal | Summer | B5 | 200 | 2196 | 2196 | 74.32 | 119.18 | 0.01 | 44.85
2030 | MAPP_CA_2_MISO_W | MAPP_CA | MISO_W | Internal | Summer | B6 | 300 | 2196 | 2196 | 74.32 | 97.8 | 0.01 | 23.47
2030 | MAPP_CA_2_MISO_W | MAPP_CA | MISO_W | Internal | Summer | B7 | 400 | 2196 | 2196 | 74.32 | 88.26 | 0.01 | 13.93
2030 | MAPP_CA_2_MISO_W | MAPP_CA | MISO_W | Internal | Summer | B8 | 500 | 2196 | 2196 | 74.32 | 84.31 | 0.01 | 9.98
2030 | MAPP_CA_2_MISO_W | MAPP_CA | MISO_W | Internal | Summer | B9 | 800 | 2196 | 2196 | 74.32 | 82.33 | 0.01 | 8
2030 | MAPP_CA_2_MISO_W | MAPP_CA | MISO_W | Internal | Summer | B10 | 1262 | 2196 | 637.97 | 74.32 | 74.33 | 0.01 | 0
2030 | MAPP_CA_2_MISO_W | MAPP_CA | MISO_W | Internal | Winter | B16 | 25 | 2196 | 1732.75 | 78.33 | 78.34 | 0.01 | 0
2030 | MAPP_CA_2_MISO_W | MAPP_CA | MISO_W | Internal | Winter | B17 | 100 | 2196 | 2196 | 78.33 | 81.53 | 0.01 | 3.19
2030 | MAPP_CA_2_MISO_W | MAPP_CA | MISO_W | Internal | Winter | B18 | 400 | 2196 | 2196 | 78.33 | 87.09 | 0.01 | 8.75
2030 | MAPP_CA_2_MISO_W | MAPP_CA | MISO_W | Internal | Winter | B19 | 700 | 2196 | 2196 | 78.33 | 87.09 | 0.01 | 8.75
2030 | MAPP_CA_2_MISO_W | MAPP_CA | MISO_W | Internal | Winter | B20 | 935 | 2196 | 0 | 78.33 | 78.32 | 0.01 | 0
2030 | MAPP_US_2_MAPP_CA | MAPP_US | MAPP_CA | Internal | Shoulder | B11 | 25 | 165 | 0 | 83.65 | 74.81 | 7 | 0
2030 | MAPP_US_2_MAPP_CA | MAPP_US | MAPP_CA | Internal | Shoulder | B12 | 200 | 165 | 0 | 80.35 | 74.81 | 7 | 0
2030 | MAPP_US_2_MAPP_CA | MAPP_US | MAPP_CA | Internal | Shoulder | B13 | 600 | 165 | 0 | 78.69 | 74.81 | 7 | 0
2030 | MAPP_US_2_MAPP_CA | MAPP_US | MAPP_CA | Internal | Shoulder | B14 | 900 | 165 | 0 | 78.05 | 74.81 | 7 | 0
2030 | MAPP_US_2_MAPP_CA | MAPP_US | MAPP_CA | Internal | Shoulder | B15 | 1203 | 165 | 0 | 67.83 | 74.81 | 7 | 0
2030 | MAPP_US_2_MAPP_CA | MAPP_US | MAPP_CA | Internal | Summer | B1 | 10 | 165 | 0 | 134.54 | 74.32 | 7 | 0
2030 | MAPP_US_2_MAPP_CA | MAPP_US | MAPP_CA | Internal | Summer | B2 | 25 | 165 | 0 | 133.97 | 74.32 | 7 | 0
2030 | MAPP_US_2_MAPP_CA | MAPP_US | MAPP_CA | Internal | Summer | B3 | 75 | 165 | 0 | 133.99 | 74.32 | 7 | 0
2030 | MAPP_US_2_MAPP_CA | MAPP_US | MAPP_CA | Internal | Summer | B4 | 100 | 165 | 0 | 133.85 | 74.32 | 7 | 0
2030 | MAPP_US_2_MAPP_CA | MAPP_US | MAPP_CA | Internal | Summer | B5 | 200 | 165 | 0 | 112.18 | 74.32 | 7 | 0
2030 | MAPP_US_2_MAPP_CA | MAPP_US | MAPP_CA | Internal | Summer | B6 | 300 | 165 | 0 | 90.8 | 74.32 | 7 | 0
2030 | MAPP_US_2_MAPP_CA | MAPP_US | MAPP_CA | Internal | Summer | B7 | 400 | 165 | 0 | 81.26 | 74.32 | 7 | 0
2030 | MAPP_US_2_MAPP_CA | MAPP_US | MAPP_CA | Internal | Summer | B8 | 500 | 165 | 0 | 77.31 | 74.32 | 7 | 0
2030 | MAPP_US_2_MAPP_CA | MAPP_US | MAPP_CA | Internal | Summer | B9 | 800 | 165 | 0 | 75.33 | 74.32 | 7 | 0
2030 | MAPP_US_2_MAPP_CA | MAPP_US | MAPP_CA | Internal | Summer | B10 | 1262 | 165 | 0 | 67.33 | 74.32 | 7 | 0
2030 | MAPP_US_2_MAPP_CA | MAPP_US | MAPP_CA | Internal | Winter | B16 | 25 | 165 | 0 | 71.34 | 78.33 | 7 | 0
2030 | MAPP_US_2_MAPP_CA | MAPP_US | MAPP_CA | Internal | Winter | B17 | 100 | 165 | 0 | 74.53 | 78.33 | 7 | 0
2030 | MAPP_US_2_MAPP_CA | MAPP_US | MAPP_CA | Internal | Winter | B18 | 400 | 165 | 0 | 80.09 | 78.33 | 7 | 0
2030 | MAPP_US_2_MAPP_CA | MAPP_US | MAPP_CA | Internal | Winter | B19 | 700 | 165 | 0 | 80.09 | 78.33 | 7 | 0
2030 | MAPP_US_2_MAPP_CA | MAPP_US | MAPP_CA | Internal | Winter | B20 | 935 | 165 | 165 | 71.32 | 78.33 | 7 | 0.01
2030 | MAPP_US_2_MISO_W | MAPP_US | MISO_W | Internal | Shoulder | B11 | 25 | 2635 | 1253.4 | 83.65 | 90.65 | 7 | 0
2030 | MAPP_US_2_MISO_W | MAPP_US | MISO_W | Internal | Shoulder | B12 | 200 | 2635 | 1560.65 | 80.35 | 87.35 | 7 | 0
2030 | MAPP_US_2_MISO_W | MAPP_US | MISO_W | Internal | Shoulder | B13 | 600 | 2635 | 2072.07 | 78.69 | 85.69 | 7 | 0
2030 | MAPP_US_2_MISO_W | MAPP_US | MISO_W | Internal | Shoulder | B14 | 900 | 2635 | 1290.29 | 78.05 | 85.05 | 7 | 0
2030 | MAPP_US_2_MISO_W | MAPP_US | MISO_W | Internal | Shoulder | B15 | 1203 | 2635 | 884.53 | 67.83 | 74.83 | 7 | 0
2030 | MAPP_US_2_MISO_W | MAPP_US | MISO_W | Internal | Summer | B1 | 10 | 2635 | 0.01 | 134.54 | 141.53 | 7 | 0
2030 | MAPP_US_2_MISO_W | MAPP_US | MISO_W | Internal | Summer | B2 | 25 | 2635 | 857.86 | 133.97 | 140.97 | 7 | 0
2030 | MAPP_US_2_MISO_W | MAPP_US | MISO_W | Internal | Summer | B3 | 75 | 2635 | 733.06 | 133.99 | 140.99 | 7 | 0
2030 | MAPP_US_2_MISO_W | MAPP_US | MISO_W | Internal | Summer | B4 | 100 | 2635 | 1033.89 | 133.85 | 140.85 | 7 | 0
2030 | MAPP_US_2_MISO_W | MAPP_US | MISO_W | Internal | Summer | B5 | 200 | 2635 | 792.25 | 112.18 | 119.18 | 7 | 0
2030 | MAPP_US_2_MISO_W | MAPP_US | MISO_W | Internal | Summer | B6 | 300 | 2635 | 587.99 | 90.8 | 97.8 | 7 | 0
2030 | MAPP_US_2_MISO_W | MAPP_US | MISO_W | Internal | Summer | B7 | 400 | 2635 | 680.18 | 81.26 | 88.26 | 7 | 0
2030 | MAPP_US_2_MISO_W | MAPP_US | MISO_W | Internal | Summer | B8 | 500 | 2635 | 1260.73 | 77.31 | 84.31 | 7 | 0
2030 | MAPP_US_2_MISO_W | MAPP_US | MISO_W | Internal | Summer | B9 | 800 | 2635 | 656.92 | 75.33 | 82.33 | 7 | 0
2030 | MAPP_US_2_MISO_W | MAPP_US | MISO_W | Internal | Summer | B10 | 1262 | 2635 | 744.02 | 67.33 | 74.33 | 7 | 0
2030 | MAPP_US_2_MISO_W | MAPP_US | MISO_W | Internal | Winter | B16 | 25 | 2635 | 2427.88 | 71.34 | 78.34 | 7 | 0
2030 | MAPP_US_2_MISO_W | MAPP_US | MISO_W | Internal | Winter | B17 | 100 | 2635 | 1443.09 | 74.53 | 81.53 | 7 | 0
2030 | MAPP_US_2_MISO_W | MAPP_US | MISO_W | Internal | Winter | B18 | 400 | 2635 | 1903.47 | 80.09 | 87.09 | 7 | 0
2030 | MAPP_US_2_MISO_W | MAPP_US | MISO_W | Internal | Winter | B19 | 700 | 2635 | 1801.79 | 80.09 | 87.09 | 7 | 0
2030 | MAPP_US_2_MISO_W | MAPP_US | MISO_W | Internal | Winter | B20 | 935 | 2635 | 892.08 | 71.32 | 78.32 | 7 | 0
2030 | MAPP_US_2_NE | MAPP_US | NE | Internal | Shoulder | B11 | 25 | 2000 | 2000 | 83.65 | 93.62 | 7 | 2.98
2030 | MAPP_US_2_NE | MAPP_US | NE | Internal | Shoulder | B12 | 200 | 2000 | 1798.55 | 80.35 | 87.35 | 7 | 0
2030 | MAPP_US_2_NE | MAPP_US | NE | Internal | Shoulder | B13 | 600 | 2000 | 1560.42 | 78.69 | 85.69 | 7 | 0
2030 | MAPP_US_2_NE | MAPP_US | NE | Internal | Shoulder | B14 | 900 | 2000 | 1275.79 | 78.05 | 85.05 | 7 | 0
2030 | MAPP_US_2_NE | MAPP_US | NE | Internal | Shoulder | B15 | 1203 | 2000 | 2000 | 67.83 | 76.09 | 7 | 1.26
2030 | MAPP_US_2_NE | MAPP_US | NE | Internal | Summer | B1 | 10 | 2000 | 1786.56 | 134.54 | 141.54 | 7 | 0
2030 | MAPP_US_2_NE | MAPP_US | NE | Internal | Summer | B2 | 25 | 2000 | 2000 | 133.97 | 146.25 | 7 | 5.28
2030 | MAPP_US_2_NE | MAPP_US | NE | Internal | Summer | B3 | 75 | 2000 | 2000 | 133.99 | 146.25 | 7 | 5.26
2030 | MAPP_US_2_NE | MAPP_US | NE | Internal | Summer | B4 | 100 | 2000 | 2000 | 133.85 | 141.93 | 7 | 1.08
2030 | MAPP_US_2_NE | MAPP_US | NE | Internal | Summer | B5 | 200 | 2000 | 1820.19 | 112.18 | 119.18 | 7 | 0
2030 | MAPP_US_2_NE | MAPP_US | NE | Internal | Summer | B6 | 300 | 2000 | 1868.12 | 90.8 | 97.8 | 7 | 0
2030 | MAPP_US_2_NE | MAPP_US | NE | Internal | Summer | B7 | 400 | 2000 | 2000 | 81.26 | 92.82 | 7 | 4.56
2030 | MAPP_US_2_NE | MAPP_US | NE | Internal | Summer | B8 | 500 | 2000 | 2000 | 77.31 | 88.67 | 7 | 4.35
2030 | MAPP_US_2_NE | MAPP_US | NE | Internal | Summer | B9 | 800 | 2000 | 2000 | 75.33 | 86.14 | 7 | 3.81
2030 | MAPP_US_2_NE | MAPP_US | NE | Internal | Summer | B10 | 1262 | 2000 | 2000 | 67.33 | 76.59 | 7 | 2.26
2030 | MAPP_US_2_NE | MAPP_US | NE | Internal | Winter | B16 | 25 | 2000 | 1776.74 | 71.34 | 78.34 | 7 | 0
2030 | MAPP_US_2_NE | MAPP_US | NE | Internal | Winter | B17 | 100 | 2000 | 1567.68 | 74.53 | 81.53 | 7 | 0
2030 | MAPP_US_2_NE | MAPP_US | NE | Internal | Winter | B18 | 400 | 2000 | 1506.71 | 80.09 | 87.09 | 7 | 0
2030 | MAPP_US_2_NE | MAPP_US | NE | Internal | Winter | B19 | 700 | 2000 | 1432.76 | 80.09 | 87.09 | 7 | 0
2030 | MAPP_US_2_NE | MAPP_US | NE | Internal | Winter | B20 | 935 | 2000 | 1721.67 | 71.32 | 78.32 | 7 | 0
2030 | MARITIMES_2_NEISO | MARITIMES | NEISO | Internal | Shoulder | B11 | 25 | 99999 | 1400 | 69.39 | 69.4 | 0.01 | 0
2030 | MARITIMES_2_NEISO | MARITIMES | NEISO | Internal | Shoulder | B12 | 200 | 99999 | 1400 | 72.57 | 72.58 | 0.01 | 0
2030 | MARITIMES_2_NEISO | MARITIMES | NEISO | Internal | Shoulder | B13 | 600 | 99999 | 1400 | 69.39 | 69.4 | 0.01 | 0
2030 | MARITIMES_2_NEISO | MARITIMES | NEISO | Internal | Shoulder | B14 | 900 | 99999 | 1400 | 69.39 | 69.4 | 0.01 | 0
2030 | MARITIMES_2_NEISO | MARITIMES | NEISO | Internal | Shoulder | B15 | 1203 | 99999 | 426.43 | 69.39 | 69.4 | 0.01 | 0
2030 | MARITIMES_2_NEISO | MARITIMES | NEISO | Internal | Summer | B1 | 10 | 99999 | 1400.1 | 127.82 | 127.84 | 0.01 | 0
2030 | MARITIMES_2_NEISO | MARITIMES | NEISO | Internal | Summer | B2 | 25 | 99999 | 1400.1 | 129.25 | 129.26 | 0.01 | 0
2030 | MARITIMES_2_NEISO | MARITIMES | NEISO | Internal | Summer | B3 | 75 | 99999 | 1400.1 | 96.96 | 96.98 | 0.01 | 0
2030 | MARITIMES_2_NEISO | MARITIMES | NEISO | Internal | Summer | B4 | 100 | 99999 | 1400.1 | 95.98 | 95.99 | 0.01 | 0
2030 | MARITIMES_2_NEISO | MARITIMES | NEISO | Internal | Summer | B5 | 200 | 99999 | 1400 | 82.58 | 82.59 | 0.01 | 0
2030 | MARITIMES_2_NEISO | MARITIMES | NEISO | Internal | Summer | B6 | 300 | 99999 | 1400 | 70.2 | 70.21 | 0.01 | 0
2030 | MARITIMES_2_NEISO | MARITIMES | NEISO | Internal | Summer | B7 | 400 | 99999 | 1400 | 70.2 | 70.21 | 0.01 | 0
2030 | MARITIMES_2_NEISO | MARITIMES | NEISO | Internal | Summer | B8 | 500 | 99999 | 1400 | 70.2 | 70.21 | 0.01 | 0
2030 | MARITIMES_2_NEISO | MARITIMES | NEISO | Internal | Summer | B9 | 800 | 99999 | 1400 | 70.2 | 70.21 | 0.01 | 0
2030 | MARITIMES_2_NEISO | MARITIMES | NEISO | Internal | Summer | B10 | 1262 | 99999 | 236.13 | 70.2 | 70.21 | 0.01 | 0
2030 | MARITIMES_2_NEISO | MARITIMES | NEISO | Internal | Winter | B16 | 25 | 99999 | 1400 | 74.84 | 74.86 | 0.01 | 0
2030 | MARITIMES_2_NEISO | MARITIMES | NEISO | Internal | Winter | B17 | 100 | 99999 | 1400 | 73.48 | 73.5 | 0.01 | 0
2030 | MARITIMES_2_NEISO | MARITIMES | NEISO | Internal | Winter | B18 | 400 | 99999 | 1400 | 69.35 | 69.36 | 0.01 | 0
2030 | MARITIMES_2_NEISO | MARITIMES | NEISO | Internal | Winter | B19 | 700 | 99999 | 1400 | 69.35 | 69.36 | 0.01 | 0
2030 | MARITIMES_2_NEISO | MARITIMES | NEISO | Internal | Winter | B20 | 935 | 99999 | 475.94 | 69.35 | 69.36 | 0.01 | 0
2030 | MISO_IN_2_MISO_MI | MISO_IN | MISO_MI | Internal | Shoulder | B11 | 25 | 5021 | 1258.29 | 94.09 | 94.1 | 0.01 | 0
2030 | MISO_IN_2_MISO_MI | MISO_IN | MISO_MI | Internal | Shoulder | B12 | 200 | 5021 | 3110.63 | 89.61 | 89.62 | 0.01 | 0
2030 | MISO_IN_2_MISO_MI | MISO_IN | MISO_MI | Internal | Shoulder | B13 | 600 | 5021 | 2828.23 | 87.31 | 87.32 | 0.01 | 0
2030 | MISO_IN_2_MISO_MI | MISO_IN | MISO_MI | Internal | Shoulder | B14 | 900 | 5021 | 3292.77 | 85.55 | 85.56 | 0.01 | 0
2030 | MISO_IN_2_MISO_MI | MISO_IN | MISO_MI | Internal | Shoulder | B15 | 1203 | 5021 | 1945.97 | 75.95 | 75.96 | 0.01 | 0
2030 | MISO_IN_2_MISO_MI | MISO_IN | MISO_MI | Internal | Summer | B1 | 10 | 5021 | 1501.01 | 141.53 | 141.54 | 0.01 | 0
2030 | MISO_IN_2_MISO_MI | MISO_IN | MISO_MI | Internal | Summer | B2 | 25 | 5021 | 2768.6 | 140.97 | 140.98 | 0.01 | 0
2030 | MISO_IN_2_MISO_MI | MISO_IN | MISO_MI | Internal | Summer | B3 | 75 | 5021 | 1658.42 | 140.97 | 140.98 | 0.01 | 0
2030 | MISO_IN_2_MISO_MI | MISO_IN | MISO_MI | Internal | Summer | B4 | 100 | 5021 | 764.7 | 139.9 | 139.92 | 0.01 | 0
2030 | MISO_IN_2_MISO_MI | MISO_IN | MISO_MI | Internal | Summer | B5 | 200 | 5021 | 289.37 | 115.18 | 115.19 | 0.01 | 0
2030 | MISO_IN_2_MISO_MI | MISO_IN | MISO_MI | Internal | Summer | B6 | 300 | 5021 | 1728.32 | 97.8 | 97.81 | 0.01 | 0
2030 | MISO_IN_2_MISO_MI | MISO_IN | MISO_MI | Internal | Summer | B7 | 400 | 5021 | 3159.28 | 88.26 | 88.28 | 0.01 | 0
2030 | MISO_IN_2_MISO_MI | MISO_IN | MISO_MI | Internal | Summer | B8 | 500 | 5021 | 4113.2 | 86.06 | 86.07 | 0.01 | 0
2030 | MISO_IN_2_MISO_MI | MISO_IN | MISO_MI | Internal | Summer | B9 | 800 | 5021 | 4539.86 | 82.33 | 82.34 | 0.01 | 0
2030 | MISO_IN_2_MISO_MI | MISO_IN | MISO_MI | Internal | Summer | B10 | 1262 | 5021 | 3006.53 | 74.6 | 74.61 | 0.01 | 0
2030 | MISO_IN_2_MISO_MI | MISO_IN | MISO_MI | Internal | Winter | B16 | 25 | 5021 | 1926.61 | 96.04 | 96.05 | 0.01 | 0
2030 | MISO_IN_2_MISO_MI | MISO_IN | MISO_MI | Internal | Winter | B17 | 100 | 5021 | 2804.59 | 93.52 | 93.53 | 0.01 | 0
2030 | MISO_IN_2_MISO_MI | MISO_IN | MISO_MI | Internal | Winter | B18 | 400 | 5021 | 2324.82 | 89.86 | 89.87 | 0.01 | 0
2030 | MISO_IN_2_MISO_MI | MISO_IN | MISO_MI | Internal | Winter | B19 | 700 | 5021 | 3073.01 | 89.04 | 89.05 | 0.01 | 0
2030 | MISO_IN_2_MISO_MI | MISO_IN | MISO_MI | Internal | Winter | B20 | 935 | 5021 | 1617.18 | 78.59 | 78.6 | 0.01 | 0
2030 | MISO_IN_2_MISO_MO-IL | MISO_IN | MISO_MO-IL | Internal | Shoulder | B11 | 25 | 5533 | 3614.41 | 94.09 | 94.1 | 0.01 | 0
2030 | MISO_IN_2_MISO_MO-IL | MISO_IN | MISO_MO-IL | Internal | Shoulder | B12 | 200 | 5533 | 2496.56 | 89.61 | 89.62 | 0.01 | 0
2030 | MISO_IN_2_MISO_MO-IL | MISO_IN | MISO_MO-IL | Internal | Shoulder | B13 | 600 | 5533 | 2495.1 | 87.31 | 87.32 | 0.01 | 0
2030 | MISO_IN_2_MISO_MO-IL | MISO_IN | MISO_MO-IL | Internal | Shoulder | B14 | 900 | 5533 | 2121.9 | 85.55 | 85.56 | 0.01 | 0
2030 | MISO_IN_2_MISO_MO-IL | MISO_IN | MISO_MO-IL | Internal | Shoulder | B15 | 1203 | 5533 | 1966.47 | 75.95 | 75.96 | 0.01 | 0
2030 | MISO_IN_2_MISO_MO-IL | MISO_IN | MISO_MO-IL | Internal | Summer | B1 | 10 | 5533 | 3800.23 | 141.53 | 141.54 | 0.01 | 0
2030 | MISO_IN_2_MISO_MO-IL | MISO_IN | MISO_MO-IL | Internal | Summer | B2 | 25 | 5533 | 2741.75 | 140.97 | 140.98 | 0.01 | 0
2030 | MISO_IN_2_MISO_MO-IL | MISO_IN | MISO_MO-IL | Internal | Summer | B3 | 75 | 5533 | 4563.84 | 140.97 | 140.98 | 0.01 | 0
2030 | MISO_IN_2_MISO_MO-IL | MISO_IN | MISO_MO-IL | Internal | Summer | B4 | 100 | 5533 | 5533 | 139.9 | 140.86 | 0.01 | 0.95
2030 | MISO_IN_2_MISO_MO-IL | MISO_IN | MISO_MO-IL | Internal | Summer | B5 | 200 | 5533 | 5533 | 115.18 | 119.19 | 0.01 | 4
2030 | MISO_IN_2_MISO_MO-IL | MISO_IN | MISO_MO-IL | Internal | Summer | B6 | 300 | 5533 | 5203.21 | 97.8 | 97.81 | 0.01 | 0
2030 | MISO_IN_2_MISO_MO-IL | MISO_IN | MISO_MO-IL | Internal | Summer | B7 | 400 | 5533 | 4158.97 | 88.26 | 88.28 | 0.01 | 0
2030 | MISO_IN_2_MISO_MO-IL | MISO_IN | MISO_MO-IL | Internal | Summer | B8 | 500 | 5533 | 3227.91 | 86.06 | 86.07 | 0.01 | 0
2030 | MISO_IN_2_MISO_MO-IL | MISO_IN | MISO_MO-IL | Internal | Summer | B9 | 800 | 5533 | 2624.59 | 82.33 | 82.34 | 0.01 | 0
2030 | MISO_IN_2_MISO_MO-IL | MISO_IN | MISO_MO-IL | Internal | Summer | B10 | 1262 | 5533 | 3773.21 | 74.6 | 74.61 | 0.01 | 0
2030 | MISO_IN_2_MISO_MO-IL | MISO_IN | MISO_MO-IL | Internal | Winter | B16 | 25 | 5533 | 1529.46 | 96.04 | 96.05 | 0.01 | 0
2030 | MISO_IN_2_MISO_MO-IL | MISO_IN | MISO_MO-IL | Internal | Winter | B17 | 100 | 5533 | 2023.32 | 93.52 | 93.53 | 0.01 | 0
2030 | MISO_IN_2_MISO_MO-IL | MISO_IN | MISO_MO-IL | Internal | Winter | B18 | 400 | 5533 | 2735.04 | 89.86 | 89.87 | 0.01 | 0
2030 | MISO_IN_2_MISO_MO-IL | MISO_IN | MISO_MO-IL | Internal | Winter | B19 | 700 | 5533 | 2214.31 | 89.04 | 89.05 | 0.01 | 0
2030 | MISO_IN_2_MISO_MO-IL | MISO_IN | MISO_MO-IL | Internal | Winter | B20 | 935 | 5533 | 1270.03 | 78.59 | 78.6 | 0.01 | 0
2030 | MISO_IN_2_NonRTO_Midwest | MISO_IN | NonRTO_Midwest | Internal | Shoulder | B11 | 25 | 4800 | 980.34 | 94.09 | 102.09 | 8 | 0
2030 | MISO_IN_2_NonRTO_Midwest | MISO_IN | NonRTO_Midwest | Internal | Shoulder | B12 | 200 | 4800 | 492.17 | 89.61 | 97.61 | 8 | 0
2030 | MISO_IN_2_NonRTO_Midwest | MISO_IN | NonRTO_Midwest | Internal | Shoulder | B13 | 600 | 4800 | 89 | 87.31 | 95.31 | 8 | 0
2030 | MISO_IN_2_NonRTO_Midwest | MISO_IN | NonRTO_Midwest | Internal | Shoulder | B14 | 900 | 4800 | 365.77 | 85.55 | 93.55 | 8 | 0
2030 | MISO_IN_2_NonRTO_Midwest | MISO_IN | NonRTO_Midwest | Internal | Shoulder | B15 | 1203 | 4800 | 0 | 75.95 | 79.47 | 8 | 0
2030 | MISO_IN_2_NonRTO_Midwest | MISO_IN | NonRTO_Midwest | Internal | Summer | B1 | 10 | 4800 | 0 | 141.53 | 147.28 | 8 | 0
2030 | MISO_IN_2_NonRTO_Midwest | MISO_IN | NonRTO_Midwest | Internal | Summer | B2 | 25 | 4800 | 0 | 140.97 | 147.28 | 8 | 0
2030 | MISO_IN_2_NonRTO_Midwest | MISO_IN | NonRTO_Midwest | Internal | Summer | B3 | 75 | 4800 | 0 | 140.97 | 147.28 | 8 | 0
2030 | MISO_IN_2_NonRTO_Midwest | MISO_IN | NonRTO_Midwest | Internal | Summer | B4 | 100 | 4800 | 0 | 139.9 | 147.28 | 8 | 0
2030 | MISO_IN_2_NonRTO_Midwest | MISO_IN | NonRTO_Midwest | Internal | Summer | B5 | 200 | 4800 | 591.21 | 115.18 | 123.18 | 8 | 0
2030 | MISO_IN_2_NonRTO_Midwest | MISO_IN | NonRTO_Midwest | Internal | Summer | B6 | 300 | 4800 | 334.46 | 97.8 | 105.8 | 8 | 0
2030 | MISO_IN_2_NonRTO_Midwest | MISO_IN | NonRTO_Midwest | Internal | Summer | B7 | 400 | 4800 | 0 | 88.26 | 94.06 | 8 | 0
2030 | MISO_IN_2_NonRTO_Midwest | MISO_IN | NonRTO_Midwest | Internal | Summer | B8 | 500 | 4800 | 218.48 | 86.06 | 94.06 | 8 | 0
2030 | MISO_IN_2_NonRTO_Midwest | MISO_IN | NonRTO_Midwest | Internal | Summer | B9 | 800 | 4800 | 0 | 82.33 | 89.04 | 8 | 0
2030 | MISO_IN_2_NonRTO_Midwest | MISO_IN | NonRTO_Midwest | Internal | Summer | B10 | 1262 | 4800 | 0 | 74.6 | 78.03 | 8 | 0
2030 | MISO_IN_2_NonRTO_Midwest | MISO_IN | NonRTO_Midwest | Internal | Winter | B16 | 25 | 4800 | 1756.56 | 96.04 | 104.04 | 8 | 0
2030 | MISO_IN_2_NonRTO_Midwest | MISO_IN | NonRTO_Midwest | Internal | Winter | B17 | 100 | 4800 | 950.53 | 93.52 | 101.52 | 8 | 0
2030 | MISO_IN_2_NonRTO_Midwest | MISO_IN | NonRTO_Midwest | Internal | Winter | B18 | 400 | 4800 | 305.08 | 89.86 | 97.86 | 8 | 0
2030 | MISO_IN_2_NonRTO_Midwest | MISO_IN | NonRTO_Midwest | Internal | Winter | B19 | 700 | 4800 | 348.89 | 89.04 | 97.04 | 8 | 0
2030 | MISO_IN_2_NonRTO_Midwest | MISO_IN | NonRTO_Midwest | Internal | Winter | B20 | 935 | 4800 | 0 | 78.59 | 82.82 | 8 | 0
2030 | MISO_IN_2_PJM_ROR | MISO_IN | PJM_ROR | Internal | Shoulder | B11 | 25 | 992 | 0 | 94.09 | 92.1 | 2 | 0
2030 | MISO_IN_2_PJM_ROR | MISO_IN | PJM_ROR | Internal | Shoulder | B12 | 200 | 992 | 0 | 89.61 | 89.35 | 2 | 0
2030 | MISO_IN_2_PJM_ROR | MISO_IN | PJM_ROR | Internal | Shoulder | B13 | 600 | 992 | 0 | 87.31 | 87.71 | 2 | 0
2030 | MISO_IN_2_PJM_ROR | MISO_IN | PJM_ROR | Internal | Shoulder | B14 | 900 | 992 | 42.43 | 85.55 | 87.55 | 2 | 0
2030 | MISO_IN_2_PJM_ROR | MISO_IN | PJM_ROR | Internal | Shoulder | B15 | 1203 | 992 | 0 | 75.95 | 76.83 | 2 | 0
2030 | MISO_IN_2_PJM_ROR | MISO_IN | PJM_ROR | Internal | Summer | B1 | 10 | 992 | 0 | 141.53 | 140.39 | 2 | 0
2030 | MISO_IN_2_PJM_ROR | MISO_IN | PJM_ROR | Internal | Summer | B2 | 25 | 992 | 0 | 140.97 | 140.39 | 2 | 0
2030 | MISO_IN_2_PJM_ROR | MISO_IN | PJM_ROR | Internal | Summer | B3 | 75 | 992 | 0 | 140.97 | 140.39 | 2 | 0
2030 | MISO_IN_2_PJM_ROR | MISO_IN | PJM_ROR | Internal | Summer | B4 | 100 | 992 | 0 | 139.9 | 138.86 | 2 | 0
2030 | MISO_IN_2_PJM_ROR | MISO_IN | PJM_ROR | Internal | Summer | B5 | 200 | 992 | 92.63 | 115.18 | 117.18 | 2 | 0
2030 | MISO_IN_2_PJM_ROR | MISO_IN | PJM_ROR | Internal | Summer | B6 | 300 | 992 | 0 | 97.8 | 95.81 | 2 | 0
2030 | MISO_IN_2_PJM_ROR | MISO_IN | PJM_ROR | Internal | Summer | B7 | 400 | 992 | 0 | 88.26 | 90.25 | 2 | 0
2030 | MISO_IN_2_PJM_ROR | MISO_IN | PJM_ROR | Internal | Summer | B8 | 500 | 992 | 0 | 86.06 | 86.31 | 2 | 0
2030 | MISO_IN_2_PJM_ROR | MISO_IN | PJM_ROR | Internal | Summer | B9 | 800 | 992 | 888.9 | 82.33 | 84.33 | 2 | 0
2030 | MISO_IN_2_PJM_ROR | MISO_IN | PJM_ROR | Internal | Summer | B10 | 1262 | 992 | 0 | 74.6 | 74.37 | 2 | 0
2030 | MISO_IN_2_PJM_ROR | MISO_IN | PJM_ROR | Internal | Winter | B16 | 25 | 992 | 0 | 96.04 | 94.04 | 2 | 0
2030 | MISO_IN_2_PJM_ROR | MISO_IN | PJM_ROR | Internal | Winter | B17 | 100 | 992 | 0 | 93.52 | 94.66 | 2 | 0
2030 | MISO_IN_2_PJM_ROR | MISO_IN | PJM_ROR | Internal | Winter | B18 | 400 | 992 | 0 | 89.86 | 91.17 | 2 | 0
2030 | MISO_IN_2_PJM_ROR | MISO_IN | PJM_ROR | Internal | Winter | B19 | 700 | 992 | 0 | 89.04 | 90.38 | 2 | 0
2030 | MISO_IN_2_PJM_ROR | MISO_IN | PJM_ROR | Internal | Winter | B20 | 935 | 992 | 0 | 78.59 | 80.33 | 2 | 0
2030 | MISO_MI_2_MISO_IN | MISO_MI | MISO_IN | Internal | Shoulder | B11 | 25 | 2066 | 0 | 94.1 | 94.09 | 0.01 | 0
2030 | MISO_MI_2_MISO_IN | MISO_MI | MISO_IN | Internal | Shoulder | B12 | 200 | 2066 | 0 | 89.62 | 89.61 | 0.01 | 0
2030 | MISO_MI_2_MISO_IN | MISO_MI | MISO_IN | Internal | Shoulder | B13 | 600 | 2066 | 0 | 87.32 | 87.31 | 0.01 | 0
2030 | MISO_MI_2_MISO_IN | MISO_MI | MISO_IN | Internal | Shoulder | B14 | 900 | 2066 | 0 | 85.56 | 85.55 | 0.01 | 0
2030 | MISO_MI_2_MISO_IN | MISO_MI | MISO_IN | Internal | Shoulder | B15 | 1203 | 2066 | 0 | 75.96 | 75.95 | 0.01 | 0
2030 | MISO_MI_2_MISO_IN | MISO_MI | MISO_IN | Internal | Summer | B1 | 10 | 2066 | 0 | 141.54 | 141.53 | 0.01 | 0
2030 | MISO_MI_2_MISO_IN | MISO_MI | MISO_IN | Internal | Summer | B2 | 25 | 2066 | 0 | 140.98 | 140.97 | 0.01 | 0
2030 | MISO_MI_2_MISO_IN | MISO_MI | MISO_IN | Internal | Summer | B3 | 75 | 2066 | 0 | 140.98 | 140.97 | 0.01 | 0
2030 | MISO_MI_2_MISO_IN | MISO_MI | MISO_IN | Internal | Summer | B4 | 100 | 2066 | 0 | 139.92 | 139.9 | 0.01 | 0
2030 | MISO_MI_2_MISO_IN | MISO_MI | MISO_IN | Internal | Summer | B5 | 200 | 2066 | 0 | 115.19 | 115.18 | 0.01 | 0
2030 | MISO_MI_2_MISO_IN | MISO_MI | MISO_IN | Internal | Summer | B6 | 300 | 2066 | 0 | 97.81 | 97.8 | 0.01 | 0
2030 | MISO_MI_2_MISO_IN | MISO_MI | MISO_IN | Internal | Summer | B7 | 400 | 2066 | 0 | 88.28 | 88.26 | 0.01 | 0
2030 | MISO_MI_2_MISO_IN | MISO_MI | MISO_IN | Internal | Summer | B8 | 500 | 2066 | 0 | 86.07 | 86.06 | 0.01 | 0
2030 | MISO_MI_2_MISO_IN | MISO_MI | MISO_IN | Internal | Summer | B9 | 800 | 2066 | 0 | 82.34 | 82.33 | 0.01 | 0
2030 | MISO_MI_2_MISO_IN | MISO_MI | MISO_IN | Internal | Summer | B10 | 1262 | 2066 | 0 | 74.61 | 74.6 | 0.01 | 0
2030 | MISO_MI_2_MISO_IN | MISO_MI | MISO_IN | Internal | Winter | B16 | 25 | 2066 | 0 | 96.05 | 96.04 | 0.01 | 0
2030 | MISO_MI_2_MISO_IN | MISO_MI | MISO_IN | Internal | Winter | B17 | 100 | 2066 | 0 | 93.53 | 93.52 | 0.01 | 0
2030 | MISO_MI_2_MISO_IN | MISO_MI | MISO_IN | Internal | Winter | B18 | 400 | 2066 | 0 | 89.87 | 89.86 | 0.01 | 0
2030 | MISO_MI_2_MISO_IN | MISO_MI | MISO_IN | Internal | Winter | B19 | 700 | 2066 | 0 | 89.05 | 89.04 | 0.01 | 0
2030 | MISO_MI_2_MISO_IN | MISO_MI | MISO_IN | Internal | Winter | B20 | 935 | 2066 | 0 | 78.6 | 78.59 | 0.01 | 0
2030 | MISO_MI_2_MISO_WUMS | MISO_MI | MISO_WUMS | Internal | Shoulder | B11 | 25 | 1440 | 0 | 94.1 | 90.1 | 0.01 | 0
2030 | MISO_MI_2_MISO_WUMS | MISO_MI | MISO_WUMS | Internal | Shoulder | B12 | 200 | 1440 | 0 | 89.62 | 87.35 | 0.01 | 0
2030 | MISO_MI_2_MISO_WUMS | MISO_MI | MISO_WUMS | Internal | Shoulder | B13 | 600 | 1440 | 0 | 87.32 | 85.71 | 0.01 | 0
2030 | MISO_MI_2_MISO_WUMS | MISO_MI | MISO_WUMS | Internal | Shoulder | B14 | 900 | 1440 | 0 | 85.56 | 85.45 | 0.01 | 0
2030 | MISO_MI_2_MISO_WUMS | MISO_MI | MISO_WUMS | Internal | Shoulder | B15 | 1203 | 1440 | 0 | 75.96 | 75.7 | 0.01 | 0
2030 | MISO_MI_2_MISO_WUMS | MISO_MI | MISO_WUMS | Internal | Summer | B1 | 10 | 1440 | 0 | 141.54 | 141.52 | 0.01 | 0
2030 | MISO_MI_2_MISO_WUMS | MISO_MI | MISO_WUMS | Internal | Summer | B2 | 25 | 1440 | 0 | 140.98 | 140.96 | 0.01 | 0
2030 | MISO_MI_2_MISO_WUMS | MISO_MI | MISO_WUMS | Internal | Summer | B3 | 75 | 1440 | 0 | 140.98 | 138.39 | 0.01 | 0
2030 | MISO_MI_2_MISO_WUMS | MISO_MI | MISO_WUMS | Internal | Summer | B4 | 100 | 1440 | 0 | 139.92 | 136.86 | 0.01 | 0
2030 | MISO_MI_2_MISO_WUMS | MISO_MI | MISO_WUMS | Internal | Summer | B5 | 200 | 1440 | 0 | 115.19 | 115.18 | 0.01 | 0
2030 | MISO_MI_2_MISO_WUMS | MISO_MI | MISO_WUMS | Internal | Summer | B6 | 300 | 1440 | 0 | 97.81 | 93.81 | 0.01 | 0
2030 | MISO_MI_2_MISO_WUMS | MISO_MI | MISO_WUMS | Internal | Summer | B7 | 400 | 1440 | 0 | 88.28 | 88.25 | 0.01 | 0
2030 | MISO_MI_2_MISO_WUMS | MISO_MI | MISO_WUMS | Internal | Summer | B8 | 500 | 1440 | 0 | 86.07 | 84.31 | 0.01 | 0
2030 | MISO_MI_2_MISO_WUMS | MISO_MI | MISO_WUMS | Internal | Summer | B9 | 800 | 1440 | 0 | 82.34 | 82.33 | 0.01 | 0
2030 | MISO_MI_2_MISO_WUMS | MISO_MI | MISO_WUMS | Internal | Summer | B10 | 1262 | 1440 | 0 | 74.61 | 74.34 | 0.01 | 0
2030 | MISO_MI_2_MISO_WUMS | MISO_MI | MISO_WUMS | Internal | Winter | B16 | 25 | 1440 | 0 | 96.05 | 90.44 | 0.01 | 0
2030 | MISO_MI_2_MISO_WUMS | MISO_MI | MISO_WUMS | Internal | Winter | B17 | 100 | 1440 | 0 | 93.53 | 90.44 | 0.01 | 0
2030 | MISO_MI_2_MISO_WUMS | MISO_MI | MISO_WUMS | Internal | Winter | B18 | 400 | 1440 | 0 | 89.87 | 89.17 | 0.01 | 0
2030 | MISO_MI_2_MISO_WUMS | MISO_MI | MISO_WUMS | Internal | Winter | B19 | 700 | 1440 | 0 | 89.05 | 88.38 | 0.01 | 0
2030 | MISO_MI_2_MISO_WUMS | MISO_MI | MISO_WUMS | Internal | Winter | B20 | 935 | 1440 | 0 | 78.6 | 78.33 | 0.01 | 0
2030 | MISO_MI_2_PJM_ROR | MISO_MI | PJM_ROR | Internal | Shoulder | B11 | 25 | 1424 | 0 | 94.1 | 92.1 | 2 | 0
2030 | MISO_MI_2_PJM_ROR | MISO_MI | PJM_ROR | Internal | Shoulder | B12 | 200 | 1424 | 0 | 89.62 | 89.35 | 2 | 0
2030 | MISO_MI_2_PJM_ROR | MISO_MI | PJM_ROR | Internal | Shoulder | B13 | 600 | 1424 | 0 | 87.32 | 87.71 | 2 | 0
2030 | MISO_MI_2_PJM_ROR | MISO_MI | PJM_ROR | Internal | Shoulder | B14 | 900 | 1424 | 0 | 85.56 | 87.55 | 2 | 0
2030 | MISO_MI_2_PJM_ROR | MISO_MI | PJM_ROR | Internal | Shoulder | B15 | 1203 | 1424 | 0 | 75.96 | 76.83 | 2 | 0
2030 | MISO_MI_2_PJM_ROR | MISO_MI | PJM_ROR | Internal | Summer | B1 | 10 | 1424 | 0 | 141.54 | 140.39 | 2 | 0
2030 | MISO_MI_2_PJM_ROR | MISO_MI | PJM_ROR | Internal | Summer | B2 | 25 | 1424 | 0 | 140.98 | 140.39 | 2 | 0
2030 | MISO_MI_2_PJM_ROR | MISO_MI | PJM_ROR | Internal | Summer | B3 | 75 | 1424 | 0 | 140.98 | 140.39 | 2 | 0
2030 | MISO_MI_2_PJM_ROR | MISO_MI | PJM_ROR | Internal | Summer | B4 | 100 | 1424 | 0 | 139.92 | 138.86 | 2 | 0
2030 | MISO_MI_2_PJM_ROR | MISO_MI | PJM_ROR | Internal | Summer | B5 | 200 | 1424 | 0 | 115.19 | 117.18 | 2 | 0
2030 | MISO_MI_2_PJM_ROR | MISO_MI | PJM_ROR | Internal | Summer | B6 | 300 | 1424 | 0 | 97.81 | 95.81 | 2 | 0
2030 | MISO_MI_2_PJM_ROR | MISO_MI | PJM_ROR | Internal | Summer | B7 | 400 | 1424 | 0 | 88.28 | 90.25 | 2 | 0
2030 | MISO_MI_2_PJM_ROR | MISO_MI | PJM_ROR | Internal | Summer | B8 | 500 | 1424 | 0 | 86.07 | 86.31 | 2 | 0
2030 | MISO_MI_2_PJM_ROR | MISO_MI | PJM_ROR | Internal | Summer | B9 | 800 | 1424 | 0 | 82.34 | 84.33 | 2 | 0
2030 | MISO_MI_2_PJM_ROR | MISO_MI | PJM_ROR | Internal | Summer | B10 | 1262 | 1424 | 0 | 74.61 | 74.37 | 2 | 0
2030 | MISO_MI_2_PJM_ROR | MISO_MI | PJM_ROR | Internal | Winter | B16 | 25 | 1424 | 0 | 96.05 | 94.04 | 2 | 0
2030 | MISO_MI_2_PJM_ROR | MISO_MI | PJM_ROR | Internal | Winter | B17 | 100 | 1424 | 0 | 93.53 | 94.66 | 2 | 0
2030 | MISO_MI_2_PJM_ROR | MISO_MI | PJM_ROR | Internal | Winter | B18 | 400 | 1424 | 0 | 89.87 | 91.17 | 2 | 0
2030 | MISO_MI_2_PJM_ROR | MISO_MI | PJM_ROR | Internal | Winter | B19 | 700 | 1424 | 0 | 89.05 | 90.38 | 2 | 0
2030 | MISO_MI_2_PJM_ROR | MISO_MI | PJM_ROR | Internal | Winter | B20 | 935 | 1424 | 0 | 78.6 | 80.33 | 2 | 0
2030 | MISO_MO-IL_2_ENT | MISO_MO-IL | ENT | Internal | Shoulder | B11 | 25 | 2540 | 0 | 94.1 | 93.53 | 8 | 0
2030 | MISO_MO-IL_2_ENT | MISO_MO-IL | ENT | Internal | Shoulder | B12 | 200 | 2540 | 0 | 89.62 | 90.96 | 8 | 0
2030 | MISO_MO-IL_2_ENT | MISO_MO-IL | ENT | Internal | Shoulder | B13 | 600 | 2540 | 0 | 87.32 | 90.37 | 8 | 0
2030 | MISO_MO-IL_2_ENT | MISO_MO-IL | ENT | Internal | Shoulder | B14 | 900 | 2540 | 0 | 85.56 | 90.37 | 8 | 0
2030 | MISO_MO-IL_2_ENT | MISO_MO-IL | ENT | Internal | Shoulder | B15 | 1203 | 2540 | 900.24 | 75.96 | 83.96 | 8 | 0
2030 | MISO_MO-IL_2_ENT | MISO_MO-IL | ENT | Internal | Summer | B1 | 10 | 2540 | 0 | 141.54 | 146.55 | 8 | 0
2030 | MISO_MO-IL_2_ENT | MISO_MO-IL | ENT | Internal | Summer | B2 | 25 | 2540 | 0 | 140.98 | 141.4 | 8 | 0
2030 | MISO_MO-IL_2_ENT | MISO_MO-IL | ENT | Internal | Summer | B3 | 75 | 2540 | 0 | 140.98 | 139.84 | 8 | 0
2030 | MISO_MO-IL_2_ENT | MISO_MO-IL | ENT | Internal | Summer | B4 | 100 | 2540 | 0 | 140.86 | 133.95 | 8 | 0
2030 | MISO_MO-IL_2_ENT | MISO_MO-IL | ENT | Internal | Summer | B5 | 200 | 2540 | 0 | 119.19 | 111.19 | 8 | 0
2030 | MISO_MO-IL_2_ENT | MISO_MO-IL | ENT | Internal | Summer | B6 | 300 | 2540 | 0 | 97.81 | 91.87 | 8 | 0
2030 | MISO_MO-IL_2_ENT | MISO_MO-IL | ENT | Internal | Summer | B7 | 400 | 2540 | 0 | 88.28 | 91.87 | 8 | 0
2030 | MISO_MO-IL_2_ENT | MISO_MO-IL | ENT | Internal | Summer | B8 | 500 | 2540 | 0 | 86.07 | 91.87 | 8 | 0
2030 | MISO_MO-IL_2_ENT | MISO_MO-IL | ENT | Internal | Summer | B9 | 800 | 2540 | 0 | 82.34 | 88.77 | 8 | 0
2030 | MISO_MO-IL_2_ENT | MISO_MO-IL | ENT | Internal | Summer | B10 | 1262 | 2540 | 2540 | 74.61 | 86.33 | 8 | 3.72
2030 | MISO_MO-IL_2_ENT | MISO_MO-IL | ENT | Internal | Winter | B16 | 25 | 2540 | 0 | 96.05 | 96.05 | 8 | 0
2030 | MISO_MO-IL_2_ENT | MISO_MO-IL | ENT | Internal | Winter | B17 | 100 | 2540 | 0 | 93.53 | 93.53 | 8 | 0
2030 | MISO_MO-IL_2_ENT | MISO_MO-IL | ENT | Internal | Winter | B18 | 400 | 2540 | 0 | 89.87 | 93.53 | 8 | 0
2030 | MISO_MO-IL_2_ENT | MISO_MO-IL | ENT | Internal | Winter | B19 | 700 | 2540 | 0 | 89.05 | 93.53 | 8 | 0
2030 | MISO_MO-IL_2_ENT | MISO_MO-IL | ENT | Internal | Winter | B20 | 935 | 2540 | 0 | 78.6 | 86.44 | 8 | 0
2030 | MISO_MO-IL_2_MISO_IN | MISO_MO-IL | MISO_IN | Internal | Shoulder | B11 | 25 | 2633 | 0 | 94.1 | 94.09 | 0.01 | 0
2030 | MISO_MO-IL_2_MISO_IN | MISO_MO-IL | MISO_IN | Internal | Shoulder | B12 | 200 | 2633 | 0 | 89.62 | 89.61 | 0.01 | 0
2030 | MISO_MO-IL_2_MISO_IN | MISO_MO-IL | MISO_IN | Internal | Shoulder | B13 | 600 | 2633 | 0 | 87.32 | 87.31 | 0.01 | 0
2030 | MISO_MO-IL_2_MISO_IN | MISO_MO-IL | MISO_IN | Internal | Shoulder | B14 | 900 | 2633 | 0 | 85.56 | 85.55 | 0.01 | 0
2030 | MISO_MO-IL_2_MISO_IN | MISO_MO-IL | MISO_IN | Internal | Shoulder | B15 | 1203 | 2633 | 0 | 75.96 | 75.95 | 0.01 | 0
2030 | MISO_MO-IL_2_MISO_IN | MISO_MO-IL | MISO_IN | Internal | Summer | B1 | 10 | 2633 | 0 | 141.54 | 141.53 | 0.01 | 0
2030 | MISO_MO-IL_2_MISO_IN | MISO_MO-IL | MISO_IN | Internal | Summer | B2 | 25 | 2633 | 0 | 140.98 | 140.97 | 0.01 | 0
2030 | MISO_MO-IL_2_MISO_IN | MISO_MO-IL | MISO_IN | Internal | Summer | B3 | 75 | 2633 | 0 | 140.98 | 140.97 | 0.01 | 0
2030 | MISO_MO-IL_2_MISO_IN | MISO_MO-IL | MISO_IN | Internal | Summer | B4 | 100 | 2633 | 0 | 140.86 | 139.9 | 0.01 | 0
2030 | MISO_MO-IL_2_MISO_IN | MISO_MO-IL | MISO_IN | Internal | Summer | B5 | 200 | 2633 | 0 | 119.19 | 115.18 | 0.01 | 0
2030 | MISO_MO-IL_2_MISO_IN | MISO_MO-IL | MISO_IN | Internal | Summer | B6 | 300 | 2633 | 0 | 97.81 | 97.8 | 0.01 | 0
2030 | MISO_MO-IL_2_MISO_IN | MISO_MO-IL | MISO_IN | Internal | Summer | B7 | 400 | 2633 | 0 | 88.28 | 88.26 | 0.01 | 0
2030 | MISO_MO-IL_2_MISO_IN | MISO_MO-IL | MISO_IN | Internal | Summer | B8 | 500 | 2633 | 0 | 86.07 | 86.06 | 0.01 | 0
2030 | MISO_MO-IL_2_MISO_IN | MISO_MO-IL | MISO_IN | Internal | Summer | B9 | 800 | 2633 | 0 | 82.34 | 82.33 | 0.01 | 0
2030 | MISO_MO-IL_2_MISO_IN | MISO_MO-IL | MISO_IN | Internal | Summer | B10 | 1262 | 2633 | 0 | 74.61 | 74.6 | 0.01 | 0
2030 | MISO_MO-IL_2_MISO_IN | MISO_MO-IL | MISO_IN | Internal | Winter | B16 | 25 | 2633 | 0 | 96.05 | 96.04 | 0.01 | 0
2030 | MISO_MO-IL_2_MISO_IN | MISO_MO-IL | MISO_IN | Internal | Winter | B17 | 100 | 2633 | 0 | 93.53 | 93.52 | 0.01 | 0
2030 | MISO_MO-IL_2_MISO_IN | MISO_MO-IL | MISO_IN | Internal | Winter | B18 | 400 | 2633 | 0 | 89.87 | 89.86 | 0.01 | 0
2030 | MISO_MO-IL_2_MISO_IN | MISO_MO-IL | MISO_IN | Internal | Winter | B19 | 700 | 2633 | 0 | 89.05 | 89.04 | 0.01 | 0
2030 | MISO_MO-IL_2_MISO_IN | MISO_MO-IL | MISO_IN | Internal | Winter | B20 | 935 | 2633 | 0 | 78.6 | 78.59 | 0.01 | 0
2030 | MISO_MO-IL_2_MISO_W | MISO_MO-IL | MISO_W | Internal | Shoulder | B11 | 25 | 1075 | 0 | 94.1 | 90.65 | 0.01 | 0
2030 | MISO_MO-IL_2_MISO_W | MISO_MO-IL | MISO_W | Internal | Shoulder | B12 | 200 | 1075 | 0 | 89.62 | 87.35 | 0.01 | 0
2030 | MISO_MO-IL_2_MISO_W | MISO_MO-IL | MISO_W | Internal | Shoulder | B13 | 600 | 1075 | 0 | 87.32 | 85.69 | 0.01 | 0
2030 | MISO_MO-IL_2_MISO_W | MISO_MO-IL | MISO_W | Internal | Shoulder | B14 | 900 | 1075 | 0 | 85.56 | 85.05 | 0.01 | 0
2030 | MISO_MO-IL_2_MISO_W | MISO_MO-IL | MISO_W | Internal | Shoulder | B15 | 1203 | 1075 | 0 | 75.96 | 74.83 | 0.01 | 0
2030 | MISO_MO-IL_2_MISO_W | MISO_MO-IL | MISO_W | Internal | Summer | B1 | 10 | 1075 | 0 | 141.54 | 141.53 | 0.01 | 0
2030 | MISO_MO-IL_2_MISO_W | MISO_MO-IL | MISO_W | Internal | Summer | B2 | 25 | 1075 | 0 | 140.98 | 140.97 | 0.01 | 0
2030 | MISO_MO-IL_2_MISO_W | MISO_MO-IL | MISO_W | Internal | Summer | B3 | 75 | 1075 | 249.54 | 140.98 | 140.99 | 0.01 | 0
2030 | MISO_MO-IL_2_MISO_W | MISO_MO-IL | MISO_W | Internal | Summer | B4 | 100 | 1075 | 0 | 140.86 | 140.85 | 0.01 | 0
2030 | MISO_MO-IL_2_MISO_W | MISO_MO-IL | MISO_W | Internal | Summer | B5 | 200 | 1075 | 0 | 119.19 | 119.18 | 0.01 | 0
2030 | MISO_MO-IL_2_MISO_W | MISO_MO-IL | MISO_W | Internal | Summer | B6 | 300 | 1075 | 0 | 97.81 | 97.8 | 0.01 | 0
2030 | MISO_MO-IL_2_MISO_W | MISO_MO-IL | MISO_W | Internal | Summer | B7 | 400 | 1075 | 0 | 88.28 | 88.26 | 0.01 | 0
2030 | MISO_MO-IL_2_MISO_W | MISO_MO-IL | MISO_W | Internal | Summer | B8 | 500 | 1075 | 0 | 86.07 | 84.31 | 0.01 | 0
2030 | MISO_MO-IL_2_MISO_W | MISO_MO-IL | MISO_W | Internal | Summer | B9 | 800 | 1075 | 0 | 82.34 | 82.33 | 0.01 | 0
2030 | MISO_MO-IL_2_MISO_W | MISO_MO-IL | MISO_W | Internal | Summer | B10 | 1262 | 1075 | 0 | 74.61 | 74.33 | 0.01 | 0
2030 | MISO_MO-IL_2_MISO_W | MISO_MO-IL | MISO_W | Internal | Winter | B16 | 25 | 1075 | 0 | 96.05 | 78.34 | 0.01 | 0
2030 | MISO_MO-IL_2_MISO_W | MISO_MO-IL | MISO_W | Internal | Winter | B17 | 100 | 1075 | 0 | 93.53 | 81.53 | 0.01 | 0
2030 | MISO_MO-IL_2_MISO_W | MISO_MO-IL | MISO_W | Internal | Winter | B18 | 400 | 1075 | 0 | 89.87 | 87.09 | 0.01 | 0
2030 | MISO_MO-IL_2_MISO_W | MISO_MO-IL | MISO_W | Internal | Winter | B19 | 700 | 1075 | 0 | 89.05 | 87.09 | 0.01 | 0
2030 | MISO_MO-IL_2_MISO_W | MISO_MO-IL | MISO_W | Internal | Winter | B20 | 935 | 1075 | 0 | 78.6 | 78.32 | 0.01 | 0
2030 | MISO_MO-IL_2_PJM_ROR | MISO_MO-IL | PJM_ROR | Internal | Shoulder | B11 | 25 | 1212 | 0 | 94.1 | 92.1 | 2 | 0
2030 | MISO_MO-IL_2_PJM_ROR | MISO_MO-IL | PJM_ROR | Internal | Shoulder | B12 | 200 | 1212 | 0 | 89.62 | 89.35 | 2 | 0
2030 | MISO_MO-IL_2_PJM_ROR | MISO_MO-IL | PJM_ROR | Internal | Shoulder | B13 | 600 | 1212 | 0 | 87.32 | 87.71 | 2 | 0
2030 | MISO_MO-IL_2_PJM_ROR | MISO_MO-IL | PJM_ROR | Internal | Shoulder | B14 | 900 | 1212 | 0 | 85.56 | 87.55 | 2 | 0
2030 | MISO_MO-IL_2_PJM_ROR | MISO_MO-IL | PJM_ROR | Internal | Shoulder | B15 | 1203 | 1212 | 0 | 75.96 | 76.83 | 2 | 0
2030 | MISO_MO-IL_2_PJM_ROR | MISO_MO-IL | PJM_ROR | Internal | Summer | B1 | 10 | 1212 | 0 | 141.54 | 140.39 | 2 | 0
2030 | MISO_MO-IL_2_PJM_ROR | MISO_MO-IL | PJM_ROR | Internal | Summer | B2 | 25 | 1212 | 0 | 140.98 | 140.39 | 2 | 0
2030 | MISO_MO-IL_2_PJM_ROR | MISO_MO-IL | PJM_ROR | Internal | Summer | B3 | 75 | 1212 | 0 | 140.98 | 140.39 | 2 | 0
2030 | MISO_MO-IL_2_PJM_ROR | MISO_MO-IL | PJM_ROR | Internal | Summer | B4 | 100 | 1212 | 0 | 140.86 | 138.86 | 2 | 0
2030 | MISO_MO-IL_2_PJM_ROR | MISO_MO-IL | PJM_ROR | Internal | Summer | B5 | 200 | 1212 | 0 | 119.19 | 117.18 | 2 | 0
2030 | MISO_MO-IL_2_PJM_ROR | MISO_MO-IL | PJM_ROR | Internal | Summer | B6 | 300 | 1212 | 0 | 97.81 | 95.81 | 2 | 0
2030 | MISO_MO-IL_2_PJM_ROR | MISO_MO-IL | PJM_ROR | Internal | Summer | B7 | 400 | 1212 | 0 | 88.28 | 90.25 | 2 | 0
2030 | MISO_MO-IL_2_PJM_ROR | MISO_MO-IL | PJM_ROR | Internal | Summer | B8 | 500 | 1212 | 0 | 86.07 | 86.31 | 2 | 0
2030 | MISO_MO-IL_2_PJM_ROR | MISO_MO-IL | PJM_ROR | Internal | Summer | B9 | 800 | 1212 | 0 | 82.34 | 84.33 | 2 | 0
2030 | MISO_MO-IL_2_PJM_ROR | MISO_MO-IL | PJM_ROR | Internal | Summer | B10 | 1262 | 1212 | 0 | 74.61 | 74.37 | 2 | 0
2030 | MISO_MO-IL_2_PJM_ROR | MISO_MO-IL | PJM_ROR | Internal | Winter | B16 | 25 | 1212 | 0 | 96.05 | 94.04 | 2 | 0
2030 | MISO_MO-IL_2_PJM_ROR | MISO_MO-IL | PJM_ROR | Internal | Winter | B17 | 100 | 1212 | 0 | 93.53 | 94.66 | 2 | 0
2030 | MISO_MO-IL_2_PJM_ROR | MISO_MO-IL | PJM_ROR | Internal | Winter | B18 | 400 | 1212 | 0 | 89.87 | 91.17 | 2 | 0
2030 | MISO_MO-IL_2_PJM_ROR | MISO_MO-IL | PJM_ROR | Internal | Winter | B19 | 700 | 1212 | 0 | 89.05 | 90.38 | 2 | 0
2030 | MISO_MO-IL_2_PJM_ROR | MISO_MO-IL | PJM_ROR | Internal | Winter | B20 | 935 | 1212 | 0 | 78.6 | 80.33 | 2 | 0
2030 | MISO_MO-IL_2_TVA_Transmission | MISO_MO-IL | TVA_Transmission | Internal | Shoulder | B11 | 25 | 4000 | 0 | 94.1 | 96.89 | 8 | 0
2030 | MISO_MO-IL_2_TVA_Transmission | MISO_MO-IL | TVA_Transmission | Internal | Shoulder | B12 | 200 | 4000 | 0 | 89.62 | 93.49 | 8 | 0
2030 | MISO_MO-IL_2_TVA_Transmission | MISO_MO-IL | TVA_Transmission | Internal | Shoulder | B13 | 600 | 4000 | 0 | 87.32 | 92.46 | 8 | 0
2030 | MISO_MO-IL_2_TVA_Transmission | MISO_MO-IL | TVA_Transmission | Internal | Shoulder | B14 | 900 | 4000 | 0 | 85.56 | 92.3 | 8 | 0
2030 | MISO_MO-IL_2_TVA_Transmission | MISO_MO-IL | TVA_Transmission | Internal | Shoulder | B15 | 1203 | 4000 | 0 | 75.96 | 83.94 | 8 | 0
2030 | MISO_MO-IL_2_TVA_Transmission | MISO_MO-IL | TVA_Transmission | Internal | Summer | B1 | 10 | 4000 | 0 | 141.54 | 146.39 | 8 | 0
2030 | MISO_MO-IL_2_TVA_Transmission | MISO_MO-IL | TVA_Transmission | Internal | Summer | B2 | 25 | 4000 | 0 | 140.98 | 146.39 | 8 | 0
2030 | MISO_MO-IL_2_TVA_Transmission | MISO_MO-IL | TVA_Transmission | Internal | Summer | B3 | 75 | 4000 | 0 | 140.98 | 144.24 | 8 | 0
2030 | MISO_MO-IL_2_TVA_Transmission | MISO_MO-IL | TVA_Transmission | Internal | Summer | B4 | 100 | 4000 | 0 | 140.86 | 140.18 | 8 | 0
2030 | MISO_MO-IL_2_TVA_Transmission | MISO_MO-IL | TVA_Transmission | Internal | Summer | B5 | 200 | 4000 | 0 | 119.19 | 114.18 | 8 | 0
2030 | MISO_MO-IL_2_TVA_Transmission | MISO_MO-IL | TVA_Transmission | Internal | Summer | B6 | 300 | 4000 | 0 | 97.81 | 98.36 | 8 | 0
2030 | MISO_MO-IL_2_TVA_Transmission | MISO_MO-IL | TVA_Transmission | Internal | Summer | B7 | 400 | 4000 | 0 | 88.28 | 92.83 | 8 | 0
2030 | MISO_MO-IL_2_TVA_Transmission | MISO_MO-IL | TVA_Transmission | Internal | Summer | B8 | 500 | 4000 | 0 | 86.07 | 91.25 | 8 | 0
2030 | MISO_MO-IL_2_TVA_Transmission | MISO_MO-IL | TVA_Transmission | Internal | Summer | B9 | 800 | 4000 | 0 | 82.34 | 90.33 | 8 | 0
2030 | MISO_MO-IL_2_TVA_Transmission | MISO_MO-IL | TVA_Transmission | Internal | Summer | B10 | 1262 | 4000 | 0 | 74.61 | 80.09 | 8 | 0
2030 | MISO_MO-IL_2_TVA_Transmission | MISO_MO-IL | TVA_Transmission | Internal | Winter | B16 | 25 | 4000 | 0 | 96.05 | 99.54 | 8 | 0
2030 | MISO_MO-IL_2_TVA_Transmission | MISO_MO-IL | TVA_Transmission | Internal | Winter | B17 | 100 | 4000 | 0 | 93.53 | 97.41 | 8 | 0
2030 | MISO_MO-IL_2_TVA_Transmission | MISO_MO-IL | TVA_Transmission | Internal | Winter | B18 | 400 | 4000 | 0 | 89.87 | 95.77 | 8 | 0
2030 | MISO_MO-IL_2_TVA_Transmission | MISO_MO-IL | TVA_Transmission | Internal | Winter | B19 | 700 | 4000 | 0 | 89.05 | 95.09 | 8 | 0
2030 | MISO_MO-IL_2_TVA_Transmission | MISO_MO-IL | TVA_Transmission | Internal | Winter | B20 | 935 | 4000 | 0 | 78.6 | 86.33 | 8 | 0
2030 | MISO_W_2_MAPP_CA | MISO_W | MAPP_CA | Internal | Shoulder | B11 | 25 | 926 | 0 | 90.65 | 74.81 | 0.01 | 0
2030 | MISO_W_2_MAPP_CA | MISO_W | MAPP_CA | Internal | Shoulder | B12 | 200 | 926 | 0 | 87.35 | 74.81 | 0.01 | 0
2030 | MISO_W_2_MAPP_CA | MISO_W | MAPP_CA | Internal | Shoulder | B13 | 600 | 926 | 0 | 85.69 | 74.81 | 0.01 | 0
2030 | MISO_W_2_MAPP_CA | MISO_W | MAPP_CA | Internal | Shoulder | B14 | 900 | 926 | 0 | 85.05 | 74.81 | 0.01 | 0
2030 | MISO_W_2_MAPP_CA | MISO_W | MAPP_CA | Internal | Shoulder | B15 | 1203 | 926 | 0 | 74.83 | 74.81 | 0.01 | 0
2030 | MISO_W_2_MAPP_CA | MISO_W | MAPP_CA | Internal | Summer | B1 | 10 | 926 | 0 | 141.53 | 74.32 | 0.01 | 0
2030 | MISO_W_2_MAPP_CA | MISO_W | MAPP_CA | Internal | Summer | B2 | 25 | 926 | 0 | 140.97 | 74.32 | 0.01 | 0
2030 | MISO_W_2_MAPP_CA | MISO_W | MAPP_CA | Internal | Summer | B3 | 75 | 926 | 0 | 140.99 | 74.32 | 0.01 | 0
2030 | MISO_W_2_MAPP_CA | MISO_W | MAPP_CA | Internal | Summer | B4 | 100 | 926 | 0 | 140.85 | 74.32 | 0.01 | 0
2030 | MISO_W_2_MAPP_CA | MISO_W | MAPP_CA | Internal | Summer | B5 | 200 | 926 | 0 | 119.18 | 74.32 | 0.01 | 0
2030 | MISO_W_2_MAPP_CA | MISO_W | MAPP_CA | Internal | Summer | B6 | 300 | 926 | 0 | 97.8 | 74.32 | 0.01 | 0
2030 | MISO_W_2_MAPP_CA | MISO_W | MAPP_CA | Internal | Summer | B7 | 400 | 926 | 0 | 88.26 | 74.32 | 0.01 | 0
2030 | MISO_W_2_MAPP_CA | MISO_W | MAPP_CA | Internal | Summer | B8 | 500 | 926 | 0 | 84.31 | 74.32 | 0.01 | 0
2030 | MISO_W_2_MAPP_CA | MISO_W | MAPP_CA | Internal | Summer | B9 | 800 | 926 | 0 | 82.33 | 74.32 | 0.01 | 0
2030 | MISO_W_2_MAPP_CA | MISO_W | MAPP_CA | Internal | Summer | B10 | 1262 | 926 | 0 | 74.33 | 74.32 | 0.01 | 0
2030 | MISO_W_2_MAPP_CA | MISO_W | MAPP_CA | Internal | Winter | B16 | 25 | 926 | 0 | 78.34 | 78.33 | 0.01 | 0
2030 | MISO_W_2_MAPP_CA | MISO_W | MAPP_CA | Internal | Winter | B17 | 100 | 926 | 0 | 81.53 | 78.33 | 0.01 | 0
2030 | MISO_W_2_MAPP_CA | MISO_W | MAPP_CA | Internal | Winter | B18 | 400 | 926 | 0 | 87.09 | 78.33 | 0.01 | 0
2030 | MISO_W_2_MAPP_CA | MISO_W | MAPP_CA | Internal | Winter | B19 | 700 | 926 | 0 | 87.09 | 78.33 | 0.01 | 0
2030 | MISO_W_2_MAPP_CA | MISO_W | MAPP_CA | Internal | Winter | B20 | 935 | 926 | 163.1 | 78.32 | 78.33 | 0.01 | 0
2030 | MISO_W_2_MISO_MO-IL | MISO_W | MISO_MO-IL | Internal | Shoulder | B11 | 25 | 3915 | 3915 | 90.65 | 94.1 | 0.01 | 3.45
2030 | MISO_W_2_MISO_MO-IL | MISO_W | MISO_MO-IL | Internal | Shoulder | B12 | 200 | 3915 | 3915 | 87.35 | 89.62 | 0.01 | 2.26
2030 | MISO_W_2_MISO_MO-IL | MISO_W | MISO_MO-IL | Internal | Shoulder | B13 | 600 | 3915 | 3915 | 85.69 | 87.32 | 0.01 | 1.61
2030 | MISO_W_2_MISO_MO-IL | MISO_W | MISO_MO-IL | Internal | Shoulder | B14 | 900 | 3915 | 3915 | 85.05 | 85.56 | 0.01 | 0.5
2030 | MISO_W_2_MISO_MO-IL | MISO_W | MISO_MO-IL | Internal | Shoulder | B15 | 1203 | 3915 | 3915 | 74.83 | 75.96 | 0.01 | 1.12
2030 | MISO_W_2_MISO_MO-IL | MISO_W | MISO_MO-IL | Internal | Summer | B1 | 10 | 3915 | 1110.64 | 141.53 | 141.54 | 0.01 | 0
2030 | MISO_W_2_MISO_MO-IL | MISO_W | MISO_MO-IL | Internal | Summer | B2 | 25 | 3915 | 1854.52 | 140.97 | 140.98 | 0.01 | 0
2030 | MISO_W_2_MISO_MO-IL | MISO_W | MISO_MO-IL | Internal | Summer | B3 | 75 | 3915 | 0 | 140.99 | 140.98 | 0.01 | 0
2030 | MISO_W_2_MISO_MO-IL | MISO_W | MISO_MO-IL | Internal | Summer | B4 | 100 | 3915 | 1057.28 | 140.85 | 140.86 | 0.01 | 0
2030 | MISO_W_2_MISO_MO-IL | MISO_W | MISO_MO-IL | Internal | Summer | B5 | 200 | 3915 | 1237.72 | 119.18 | 119.19 | 0.01 | 0
2030 | MISO_W_2_MISO_MO-IL | MISO_W | MISO_MO-IL | Internal | Summer | B6 | 300 | 3915 | 1505.41 | 97.8 | 97.81 | 0.01 | 0
2030 | MISO_W_2_MISO_MO-IL | MISO_W | MISO_MO-IL | Internal | Summer | B7 | 400 | 3915 | 3175.99 | 88.26 | 88.28 | 0.01 | 0
2030 | MISO_W_2_MISO_MO-IL | MISO_W | MISO_MO-IL | Internal | Summer | B8 | 500 | 3915 | 3915 | 84.31 | 86.07 | 0.01 | 1.75
2030 | MISO_W_2_MISO_MO-IL | MISO_W | MISO_MO-IL | Internal | Summer | B9 | 800 | 3915 | 3801.35 | 82.33 | 82.34 | 0.01 | 0
2030 | MISO_W_2_MISO_MO-IL | MISO_W | MISO_MO-IL | Internal | Summer | B10 | 1262 | 3915 | 3915 | 74.33 | 74.61 | 0.01 | 0.27
2030 | MISO_W_2_MISO_MO-IL | MISO_W | MISO_MO-IL | Internal | Winter | B16 | 25 | 3915 | 3915 | 78.34 | 96.05 | 0.01 | 17.7
2030 | MISO_W_2_MISO_MO-IL | MISO_W | MISO_MO-IL | Internal | Winter | B17 | 100 | 3915 | 3915 | 81.53 | 93.53 | 0.01 | 11.99
2030 | MISO_W_2_MISO_MO-IL | MISO_W | MISO_MO-IL | Internal | Winter | B18 | 400 | 3915 | 3915 | 87.09 | 89.87 | 0.01 | 2.77
2030 | MISO_W_2_MISO_MO-IL | MISO_W | MISO_MO-IL | Internal | Winter | B19 | 700 | 3915 | 3915 | 87.09 | 89.05 | 0.01 | 1.95
2030 | MISO_W_2_MISO_MO-IL | MISO_W | MISO_MO-IL | Internal | Winter | B20 | 935 | 3915 | 3915 | 78.32 | 78.6 | 0.01 | 0.27
2030 | MISO_W_2_MISO_WUMS | MISO_W | MISO_WUMS | Internal | Shoulder | B11 | 25 | 1732 | 0 | 90.65 | 90.1 | 0.01 | 0
2030 | MISO_W_2_MISO_WUMS | MISO_W | MISO_WUMS | Internal | Shoulder | B12 | 200 | 1732 | 0 | 87.35 | 87.35 | 0.01 | 0
2030 | MISO_W_2_MISO_WUMS | MISO_W | MISO_WUMS | Internal | Shoulder | B13 | 600 | 1732 | 715.08 | 85.69 | 85.71 | 0.01 | 0
2030 | MISO_W_2_MISO_WUMS | MISO_W | MISO_WUMS | Internal | Shoulder | B14 | 900 | 1732 | 1732 | 85.05 | 85.45 | 0.01 | 0.39
2030 | MISO_W_2_MISO_WUMS | MISO_W | MISO_WUMS | Internal | Shoulder | B15 | 1203 | 1732 | 1732 | 74.83 | 75.7 | 0.01 | 0.87
2030 | MISO_W_2_MISO_WUMS | MISO_W | MISO_WUMS | Internal | Summer | B1 | 10 | 1732 | 0 | 141.53 | 141.52 | 0.01 | 0
2030 | MISO_W_2_MISO_WUMS | MISO_W | MISO_WUMS | Internal | Summer | B2 | 25 | 1732 | 0 | 140.97 | 140.96 | 0.01 | 0
2030 | MISO_W_2_MISO_WUMS | MISO_W | MISO_WUMS | Internal | Summer | B3 | 75 | 1732 | 0 | 140.99 | 138.39 | 0.01 | 0
2030 | MISO_W_2_MISO_WUMS | MISO_W | MISO_WUMS | Internal | Summer | B4 | 100 | 1732 | 0 | 140.85 | 136.86 | 0.01 | 0
2030 | MISO_W_2_MISO_WUMS | MISO_W | MISO_WUMS | Internal | Summer | B5 | 200 | 1732 | 0 | 119.18 | 115.18 | 0.01 | 0
2030 | MISO_W_2_MISO_WUMS | MISO_W | MISO_WUMS | Internal | Summer | B6 | 300 | 1732 | 0 | 97.8 | 93.81 | 0.01 | 0
2030 | MISO_W_2_MISO_WUMS | MISO_W | MISO_WUMS | Internal | Summer | B7 | 400 | 1732 | 0 | 88.26 | 88.25 | 0.01 | 0
2030 | MISO_W_2_MISO_WUMS | MISO_W | MISO_WUMS | Internal | Summer | B8 | 500 | 1732 | 0 | 84.31 | 84.31 | 0.01 | 0
2030 | MISO_W_2_MISO_WUMS | MISO_W | MISO_WUMS | Internal | Summer | B9 | 800 | 1732 | 0 | 82.33 | 82.33 | 0.01 | 0
2030 | MISO_W_2_MISO_WUMS | MISO_W | MISO_WUMS | Internal | Summer | B10 | 1262 | 1732 | 1067.59 | 74.33 | 74.34 | 0.01 | 0
2030 | MISO_W_2_MISO_WUMS | MISO_W | MISO_WUMS | Internal | Winter | B16 | 25 | 1732 | 1732 | 78.34 | 90.44 | 0.01 | 12.09
2030 | MISO_W_2_MISO_WUMS | MISO_W | MISO_WUMS | Internal | Winter | B17 | 100 | 1732 | 1732 | 81.53 | 90.44 | 0.01 | 8.9
2030 | MISO_W_2_MISO_WUMS | MISO_W | MISO_WUMS | Internal | Winter | B18 | 400 | 1732 | 1732 | 87.09 | 89.17 | 0.01 | 2.06
2030 | MISO_W_2_MISO_WUMS | MISO_W | MISO_WUMS | Internal | Winter | B19 | 700 | 1732 | 1732 | 87.09 | 88.38 | 0.01 | 1.28
2030 | MISO_W_2_MISO_WUMS | MISO_W | MISO_WUMS | Internal | Winter | B20 | 935 | 1732 | 1214.87 | 78.32 | 78.33 | 0.01 | 0
2030 | MISO_W_2_NE | MISO_W | NE | Internal | Shoulder | B11 | 25 | 2800 | 0 | 90.65 | 93.62 | 7 | 0
2030 | MISO_W_2_NE | MISO_W | NE | Internal | Shoulder | B12 | 200 | 2800 | 0 | 87.35 | 87.35 | 7 | 0
2030 | MISO_W_2_NE | MISO_W | NE | Internal | Shoulder | B13 | 600 | 2800 | 0 | 85.69 | 85.69 | 7 | 0
2030 | MISO_W_2_NE | MISO_W | NE | Internal | Shoulder | B14 | 900 | 2800 | 0 | 85.05 | 85.05 | 7 | 0
2030 | MISO_W_2_NE | MISO_W | NE | Internal | Shoulder | B15 | 1203 | 2800 | 0 | 74.83 | 76.09 | 7 | 0
2030 | MISO_W_2_NE | MISO_W | NE | Internal | Summer | B1 | 10 | 2800 | 0 | 141.53 | 141.54 | 7 | 0
2030 | MISO_W_2_NE | MISO_W | NE | Internal | Summer | B2 | 25 | 2800 | 0 | 140.97 | 146.25 | 7 | 0
2030 | MISO_W_2_NE | MISO_W | NE | Internal | Summer | B3 | 75 | 2800 | 0 | 140.99 | 146.25 | 7 | 0
2030 | MISO_W_2_NE | MISO_W | NE | Internal | Summer | B4 | 100 | 2800 | 0 | 140.85 | 141.93 | 7 | 0
2030 | MISO_W_2_NE | MISO_W | NE | Internal | Summer | B5 | 200 | 2800 | 0 | 119.18 | 119.18 | 7 | 0
2030 | MISO_W_2_NE | MISO_W | NE | Internal | Summer | B6 | 300 | 2800 | 0 | 97.8 | 97.8 | 7 | 0
2030 | MISO_W_2_NE | MISO_W | NE | Internal | Summer | B7 | 400 | 2800 | 0 | 88.26 | 92.82 | 7 | 0
2030 | MISO_W_2_NE | MISO_W | NE | Internal | Summer | B8 | 500 | 2800 | 0 | 84.31 | 88.67 | 7 | 0
2030 | MISO_W_2_NE | MISO_W | NE | Internal | Summer | B9 | 800 | 2800 | 0 | 82.33 | 86.14 | 7 | 0
2030 | MISO_W_2_NE | MISO_W | NE | Internal | Summer | B10 | 1262 | 2800 | 0 | 74.33 | 76.59 | 7 | 0
2030 | MISO_W_2_NE | MISO_W | NE | Internal | Winter | B16 | 25 | 2800 | 0 | 78.34 | 78.34 | 7 | 0
2030 | MISO_W_2_NE | MISO_W | NE | Internal | Winter | B17 | 100 | 2800 | 0 | 81.53 | 81.53 | 7 | 0
2030 | MISO_W_2_NE | MISO_W | NE | Internal | Winter | B18 | 400 | 2800 | 0 | 87.09 | 87.09 | 7 | 0
2030 | MISO_W_2_NE | MISO_W | NE | Internal | Winter | B19 | 700 | 2800 | 0 | 87.09 | 87.09 | 7 | 0
2030 | MISO_W_2_NE | MISO_W | NE | Internal | Winter | B20 | 935 | 2800 | 0 | 78.32 | 78.32 | 7 | 0
2030 | MISO_W_2_PJM_ROR | MISO_W | PJM_ROR | Internal | Shoulder | B11 | 25 | 773 | 0 | 90.65 | 92.1 | 2 | 0
2030 | MISO_W_2_PJM_ROR | MISO_W | PJM_ROR | Internal | Shoulder | B12 | 200 | 773 | 208.05 | 87.35 | 89.35 | 2 | 0
2030 | MISO_W_2_PJM_ROR | MISO_W | PJM_ROR | Internal | Shoulder | B13 | 600 | 773 | 773 | 85.69 | 87.71 | 2 | 0.01
2030 | MISO_W_2_PJM_ROR | MISO_W | PJM_ROR | Internal | Shoulder | B14 | 900 | 773 | 773 | 85.05 | 87.55 | 2 | 0.5
2030 | MISO_W_2_PJM_ROR | MISO_W | PJM_ROR | Internal | Shoulder | B15 | 1203 | 773 | 25.11 | 74.83 | 76.83 | 2 | 0
2030 | MISO_W_2_PJM_ROR | MISO_W | PJM_ROR | Internal | Summer | B1 | 10 | 773 | 0 | 141.53 | 140.39 | 2 | 0
2030 | MISO_W_2_PJM_ROR | MISO_W | PJM_ROR | Internal | Summer | B2 | 25 | 773 | 0 | 140.97 | 140.39 | 2 | 0
2030 | MISO_W_2_PJM_ROR | MISO_W | PJM_ROR | Internal | Summer | B3 | 75 | 773 | 0 | 140.99 | 140.39 | 2 | 0
2030 | MISO_W_2_PJM_ROR | MISO_W | PJM_ROR | Internal | Summer | B4 | 100 | 773 | 0 | 140.85 | 138.86 | 2 | 0
2030 | MISO_W_2_PJM_ROR | MISO_W | PJM_ROR | Internal | Summer | B5 | 200 | 773 | 0 | 119.18 | 117.18 | 2 | 0
2030 | MISO_W_2_PJM_ROR | MISO_W | PJM_ROR | Internal | Summer | B6 | 300 | 773 | 0 | 97.8 | 95.81 | 2 | 0
2030 | MISO_W_2_PJM_ROR | MISO_W | PJM_ROR | Internal | Summer | B7 | 400 | 773 | 0 | 88.26 | 90.25 | 2 | 0
2030 | MISO_W_2_PJM_ROR | MISO_W | PJM_ROR | Internal | Summer | B8 | 500 | 773 | 382.54 | 84.31 | 86.31 | 2 | 0
2030 | MISO_W_2_PJM_ROR | MISO_W | PJM_ROR | Internal | Summer | B9 | 800 | 773 | 733.29 | 82.33 | 84.33 | 2 | 0
2030 | MISO_W_2_PJM_ROR | MISO_W | PJM_ROR | Internal | Summer | B10 | 1262 | 773 | 0 | 74.33 | 74.37 | 2 | 0
2030 | MISO_W_2_PJM_ROR | MISO_W | PJM_ROR | Internal | Winter | B16 | 25 | 773 | 773 | 78.34 | 94.04 | 2 | 13.7
2030 | MISO_W_2_PJM_ROR | MISO_W | PJM_ROR | Internal | Winter | B17 | 100 | 773 | 773 | 81.53 | 94.66 | 2 | 11.13
2030 | MISO_W_2_PJM_ROR | MISO_W | PJM_ROR | Internal | Winter | B18 | 400 | 773 | 773 | 87.09 | 91.17 | 2 | 2.08
2030 | MISO_W_2_PJM_ROR | MISO_W | PJM_ROR | Internal | Winter | B19 | 700 | 773 | 773 | 87.09 | 90.38 | 2 | 1.29
2030 | MISO_W_2_PJM_ROR | MISO_W | PJM_ROR | Internal | Winter | B20 | 935 | 773 | 773 | 78.32 | 80.33 | 2 | 0.01
2030 | MISO_W_2_SPP_N | MISO_W | SPP_N | Internal | Shoulder | B11 | 25 | 3200 | 0 | 90.65 | 93.64 | 7 | 0
2030 | MISO_W_2_SPP_N | MISO_W | SPP_N | Internal | Shoulder | B12 | 200 | 3200 | 0 | 87.35 | 90.16 | 7 | 0
2030 | MISO_W_2_SPP_N | MISO_W | SPP_N | Internal | Shoulder | B13 | 600 | 3200 | 0 | 85.69 | 87.75 | 7 | 0
2030 | MISO_W_2_SPP_N | MISO_W | SPP_N | Internal | Shoulder | B14 | 900 | 3200 | 0 | 85.05 | 85.06 | 7 | 0
2030 | MISO_W_2_SPP_N | MISO_W | SPP_N | Internal | Shoulder | B15 | 1203 | 3200 | 0 | 74.83 | 78.09 | 7 | 0
2030 | MISO_W_2_SPP_N | MISO_W | SPP_N | Internal | Summer | B1 | 10 | 3200 | 0 | 141.53 | 141.55 | 7 | 0
2030 | MISO_W_2_SPP_N | MISO_W | SPP_N | Internal | Summer | B2 | 25 | 3200 | 0 | 140.97 | 146.26 | 7 | 0
2030 | MISO_W_2_SPP_N | MISO_W | SPP_N | Internal | Summer | B3 | 75 | 3200 | 0 | 140.99 | 146.63 | 7 | 0
2030 | MISO_W_2_SPP_N | MISO_W | SPP_N | Internal | Summer | B4 | 100 | 3200 | 0 | 140.85 | 141.95 | 7 | 0
2030 | MISO_W_2_SPP_N | MISO_W | SPP_N | Internal | Summer | B5 | 200 | 3200 | 0 | 119.18 | 119.19 | 7 | 0
2030 | MISO_W_2_SPP_N | MISO_W | SPP_N | Internal | Summer | B6 | 300 | 3200 | 0 | 97.8 | 97.81 | 7 | 0
2030 | MISO_W_2_SPP_N | MISO_W | SPP_N | Internal | Summer | B7 | 400 | 3200 | 0 | 88.26 | 92.83 | 7 | 0
2030 | MISO_W_2_SPP_N | MISO_W | SPP_N | Internal | Summer | B8 | 500 | 3200 | 0 | 84.31 | 88.68 | 7 | 0
2030 | MISO_W_2_SPP_N | MISO_W | SPP_N | Internal | Summer | B9 | 800 | 3200 | 0 | 82.33 | 88.68 | 7 | 0
2030 | MISO_W_2_SPP_N | MISO_W | SPP_N | Internal | Summer | B10 | 1262 | 3200 | 710.84 | 74.33 | 81.33 | 7 | 0
2030 | MISO_W_2_SPP_N | MISO_W | SPP_N | Internal | Winter | B16 | 25 | 3200 | 3200 | 78.34 | 91.05 | 7 | 5.71
2030 | MISO_W_2_SPP_N | MISO_W | SPP_N | Internal | Winter | B17 | 100 | 3200 | 2051.48 | 81.53 | 88.53 | 7 | 0
2030 | MISO_W_2_SPP_N | MISO_W | SPP_N | Internal | Winter | B18 | 400 | 3200 | 0 | 87.09 | 92.66 | 7 | 0
2030 | MISO_W_2_SPP_N | MISO_W | SPP_N | Internal | Winter | B19 | 700 | 3200 | 0 | 87.09 | 88.53 | 7 | 0
2030 | MISO_W_2_SPP_N | MISO_W | SPP_N | Internal | Winter | B20 | 935 | 3200 | 0 | 78.32 | 81.43 | 7 | 0
2030 | MISO_WUMS_2_MISO_MI | MISO_WUMS | MISO_MI | Internal | Shoulder | B11 | 25 | 1422 | 1422 | 90.1 | 94.1 | 0.01 | 3.99
2030 | MISO_WUMS_2_MISO_MI | MISO_WUMS | MISO_MI | Internal | Shoulder | B12 | 200 | 1422 | 1422 | 87.35 | 89.62 | 0.01 | 2.26
2030 | MISO_WUMS_2_MISO_MI | MISO_WUMS | MISO_MI | Internal | Shoulder | B13 | 600 | 1422 | 1422 | 85.71 | 87.32 | 0.01 | 1.6
2030 | MISO_WUMS_2_MISO_MI | MISO_WUMS | MISO_MI | Internal | Shoulder | B14 | 900 | 1422 | 1422 | 85.45 | 85.56 | 0.01 | 0.09
2030 | MISO_WUMS_2_MISO_MI | MISO_WUMS | MISO_MI | Internal | Shoulder | B15 | 1203 | 1422 | 1422 | 75.7 | 75.96 | 0.01 | 0.25
2030 | MISO_WUMS_2_MISO_MI | MISO_WUMS | MISO_MI | Internal | Summer | B1 | 10 | 1422 | 1422 | 141.52 | 141.54 | 0.01 | 0.01
2030 | MISO_WUMS_2_MISO_MI | MISO_WUMS | MISO_MI | Internal | Summer | B2 | 25 | 1422 | 1422 | 140.96 | 140.98 | 0.01 | 0.01
2030 | MISO_WUMS_2_MISO_MI | MISO_WUMS | MISO_MI | Internal | Summer | B3 | 75 | 1422 | 1422 | 138.39 | 140.98 | 0.01 | 2.58
2030 | MISO_WUMS_2_MISO_MI | MISO_WUMS | MISO_MI | Internal | Summer | B4 | 100 | 1422 | 1422 | 136.86 | 139.92 | 0.01 | 3.04
2030 | MISO_WUMS_2_MISO_MI | MISO_WUMS | MISO_MI | Internal | Summer | B5 | 200 | 1422 | 1198.38 | 115.18 | 115.19 | 0.01 | 0
2030 | MISO_WUMS_2_MISO_MI | MISO_WUMS | MISO_MI | Internal | Summer | B6 | 300 | 1422 | 1422 | 93.81 | 97.81 | 0.01 | 3.99
2030 | MISO_WUMS_2_MISO_MI | MISO_WUMS | MISO_MI | Internal | Summer | B7 | 400 | 1422 | 1422 | 88.25 | 88.28 | 0.01 | 0.01
2030 | MISO_WUMS_2_MISO_MI | MISO_WUMS | MISO_MI | Internal | Summer | B8 | 500 | 1422 | 1422 | 84.31 | 86.07 | 0.01 | 1.75
2030 | MISO_WUMS_2_MISO_MI | MISO_WUMS | MISO_MI | Internal | Summer | B9 | 800 | 1422 | 265.36 | 82.33 | 82.34 | 0.01 | 0
2030 | MISO_WUMS_2_MISO_MI | MISO_WUMS | MISO_MI | Internal | Summer | B10 | 1262 | 1422 | 1422 | 74.34 | 74.61 | 0.01 | 0.26
2030 | MISO_WUMS_2_MISO_MI | MISO_WUMS | MISO_MI | Internal | Winter | B16 | 25 | 1422 | 1422 | 90.44 | 96.05 | 0.01 | 5.6
2030 | MISO_WUMS_2_MISO_MI | MISO_WUMS | MISO_MI | Internal | Winter | B17 | 100 | 1422 | 1422 | 90.44 | 93.53 | 0.01 | 3.08
2030 | MISO_WUMS_2_MISO_MI | MISO_WUMS | MISO_MI | Internal | Winter | B18 | 400 | 1422 | 1422 | 89.17 | 89.87 | 0.01 | 0.69
2030 | MISO_WUMS_2_MISO_MI | MISO_WUMS | MISO_MI | Internal | Winter | B19 | 700 | 1422 | 1422 | 88.38 | 89.05 | 0.01 | 0.66
2030 | MISO_WUMS_2_MISO_MI | MISO_WUMS | MISO_MI | Internal | Winter | B20 | 935 | 1422 | 1422 | 78.33 | 78.6 | 0.01 | 0.26
2030 | MISO_WUMS_2_MISO_W | MISO_WUMS | MISO_W | Internal | Shoulder | B11 | 25 | 1240 | 1240 | 90.1 | 90.65 | 0.01 | 0.53
2030 | MISO_WUMS_2_MISO_W | MISO_WUMS | MISO_W | Internal | Shoulder | B12 | 200 | 1240 | 0 | 87.35 | 87.35 | 0.01 | 0
2030 | MISO_WUMS_2_MISO_W | MISO_WUMS | MISO_W | Internal | Shoulder | B13 | 600 | 1240 | 0 | 85.71 | 85.69 | 0.01 | 0
2030 | MISO_WUMS_2_MISO_W | MISO_WUMS | MISO_W | Internal | Shoulder | B14 | 900 | 1240 | 0 | 85.45 | 85.05 | 0.01 | 0
2030 | MISO_WUMS_2_MISO_W | MISO_WUMS | MISO_W | Internal | Shoulder | B15 | 1203 | 1240 | 0 | 75.7 | 74.83 | 0.01 | 0
2030 | MISO_WUMS_2_MISO_W | MISO_WUMS | MISO_W | Internal | Summer | B1 | 10 | 1240 | 956.19 | 141.52 | 141.53 | 0.01 | 0
2030 | MISO_WUMS_2_MISO_W | MISO_WUMS | MISO_W | Internal | Summer | B2 | 25 | 1240 | 960.8 | 140.96 | 140.97 | 0.01 | 0
2030 | MISO_WUMS_2_MISO_W | MISO_WUMS | MISO_W | Internal | Summer | B3 | 75 | 1240 | 1240 | 138.39 | 140.99 | 0.01 | 2.6
2030 | MISO_WUMS_2_MISO_W | MISO_WUMS | MISO_W | Internal | Summer | B4 | 100 | 1240 | 1240 | 136.86 | 140.85 | 0.01 | 3.98
2030 | MISO_WUMS_2_MISO_W | MISO_WUMS | MISO_W | Internal | Summer | B5 | 200 | 1240 | 1240 | 115.18 | 119.18 | 0.01 | 3.99
2030 | MISO_WUMS_2_MISO_W | MISO_WUMS | MISO_W | Internal | Summer | B6 | 300 | 1240 | 1240 | 93.81 | 97.8 | 0.01 | 3.98
2030 | MISO_WUMS_2_MISO_W | MISO_WUMS | MISO_W | Internal | Summer | B7 | 400 | 1240 | 889.05 | 88.25 | 88.26 | 0.01 | 0
2030 | MISO_WUMS_2_MISO_W | MISO_WUMS | MISO_W | Internal | Summer | B8 | 500 | 1240 | 0 | 84.31 | 84.31 | 0.01 | 0
2030 | MISO_WUMS_2_MISO_W | MISO_WUMS | MISO_W | Internal | Summer | B9 | 800 | 1240 | 0 | 82.33 | 82.33 | 0.01 | 0
2030 | MISO_WUMS_2_MISO_W | MISO_WUMS | MISO_W | Internal | Summer | B10 | 1262 | 1240 | 0 | 74.34 | 74.33 | 0.01 | 0
2030 | MISO_WUMS_2_MISO_W | MISO_WUMS | MISO_W | Internal | Winter | B16 | 25 | 1240 | 0 | 90.44 | 78.34 | 0.01 | 0
2030 | MISO_WUMS_2_MISO_W | MISO_WUMS | MISO_W | Internal | Winter | B17 | 100 | 1240 | 0 | 90.44 | 81.53 | 0.01 | 0
2030 | MISO_WUMS_2_MISO_W | MISO_WUMS | MISO_W | Internal | Winter | B18 | 400 | 1240 | 0 | 89.17 | 87.09 | 0.01 | 0
2030 | MISO_WUMS_2_MISO_W | MISO_WUMS | MISO_W | Internal | Winter | B19 | 700 | 1240 | 0 | 88.38 | 87.09 | 0.01 | 0
2030 | MISO_WUMS_2_MISO_W | MISO_WUMS | MISO_W | Internal | Winter | B20 | 935 | 1240 | 0 | 78.33 | 78.32 | 0.01 | 0
2030 | MISO_WUMS_2_PJM_ROR | MISO_WUMS | PJM_ROR | Internal | Shoulder | B11 | 25 | 1600 | 1139.27 | 90.1 | 92.1 | 2 | 0
2030 | MISO_WUMS_2_PJM_ROR | MISO_WUMS | PJM_ROR | Internal | Shoulder | B12 | 200 | 1600 | 641.42 | 87.35 | 89.35 | 2 | 0
2030 | MISO_WUMS_2_PJM_ROR | MISO_WUMS | PJM_ROR | Internal | Shoulder | B13 | 600 | 1600 | 382.5 | 85.71 | 87.71 | 2 | 0
2030 | MISO_WUMS_2_PJM_ROR | MISO_WUMS | PJM_ROR | Internal | Shoulder | B14 | 900 | 1600 | 1600 | 85.45 | 87.55 | 2 | 0.09
2030 | MISO_WUMS_2_PJM_ROR | MISO_WUMS | PJM_ROR | Internal | Shoulder | B15 | 1203 | 1600 | 0 | 75.7 | 76.83 | 2 | 0
2030 | MISO_WUMS_2_PJM_ROR | MISO_WUMS | PJM_ROR | Internal | Summer | B1 | 10 | 1600 | 0 | 141.52 | 140.39 | 2 | 0
2030 | MISO_WUMS_2_PJM_ROR | MISO_WUMS | PJM_ROR | Internal | Summer | B2 | 25 | 1600 | 0 | 140.96 | 140.39 | 2 | 0
2030 | MISO_WUMS_2_PJM_ROR | MISO_WUMS | PJM_ROR | Internal | Summer | B3 | 75 | 1600 | 154.26 | 138.39 | 140.39 | 2 | 0
2030 | MISO_WUMS_2_PJM_ROR | MISO_WUMS | PJM_ROR | Internal | Summer | B4 | 100 | 1600 | 181.84 | 136.86 | 138.86 | 2 | 0
2030 | MISO_WUMS_2_PJM_ROR | MISO_WUMS | PJM_ROR | Internal | Summer | B5 | 200 | 1600 | 858.75 | 115.18 | 117.18 | 2 | 0
2030 | MISO_WUMS_2_PJM_ROR | MISO_WUMS | PJM_ROR | Internal | Summer | B6 | 300 | 1600 | 1057.27 | 93.81 | 95.81 | 2 | 0
2030 | MISO_WUMS_2_PJM_ROR | MISO_WUMS | PJM_ROR | Internal | Summer | B7 | 400 | 1600 | 1560.68 | 88.25 | 90.25 | 2 | 0
2030 | MISO_WUMS_2_PJM_ROR | MISO_WUMS | PJM_ROR | Internal | Summer | B8 | 500 | 1600 | 343.98 | 84.31 | 86.31 | 2 | 0
2030 | MISO_WUMS_2_PJM_ROR | MISO_WUMS | PJM_ROR | Internal | Summer | B9 | 800 | 1600 | 1400.47 | 82.33 | 84.33 | 2 | 0
2030 | MISO_WUMS_2_PJM_ROR | MISO_WUMS | PJM_ROR | Internal | Summer | B10 | 1262 | 1600 | 0 | 74.34 | 74.37 | 2 | 0
2030 | MISO_WUMS_2_PJM_ROR | MISO_WUMS | PJM_ROR | Internal | Winter | B16 | 25 | 1600 | 1600 | 90.44 | 94.04 | 2 | 1.6
2030 | MISO_WUMS_2_PJM_ROR | MISO_WUMS | PJM_ROR | Internal | Winter | B17 | 100 | 1600 | 1600 | 90.44 | 94.66 | 2 | 2.22
2030 | MISO_WUMS_2_PJM_ROR | MISO_WUMS | PJM_ROR | Internal | Winter | B18 | 400 | 1600 | 1175.47 | 89.17 | 91.17 | 2 | 0
2030 | MISO_WUMS_2_PJM_ROR | MISO_WUMS | PJM_ROR | Internal | Winter | B19 | 700 | 1600 | 1108.95 | 88.38 | 90.38 | 2 | 0
2030 | MISO_WUMS_2_PJM_ROR | MISO_WUMS | PJM_ROR | Internal | Winter | B20 | 935 | 1600 | 7.27 | 78.33 | 80.33 | 2 | 0
2030 | NE_2_MISO_W | NE | MISO_W | Internal | Shoulder | B11 | 25 | 1600 | 0 | 93.62 | 90.65 | 5 | 0
2030 | NE_2_MISO_W | NE | MISO_W | Internal | Shoulder | B12 | 200 | 1600 | 0 | 87.35 | 87.35 | 5 | 0
2030 | NE_2_MISO_W | NE | MISO_W | Internal | Shoulder | B13 | 600 | 1600 | 0 | 85.69 | 85.69 | 5 | 0
2030 | NE_2_MISO_W | NE | MISO_W | Internal | Shoulder | B14 | 900 | 1600 | 0 | 85.05 | 85.05 | 5 | 0
2030 | NE_2_MISO_W | NE | MISO_W | Internal | Shoulder | B15 | 1203 | 1600 | 0 | 76.09 | 74.83 | 5 | 0
2030 | NE_2_MISO_W | NE | MISO_W | Internal | Summer | B1 | 10 | 1600 | 0 | 141.54 | 141.53 | 5 | 0
2030 | NE_2_MISO_W | NE | MISO_W | Internal | Summer | B2 | 25 | 1600 | 0 | 146.25 | 140.97 | 5 | 0
2030 | NE_2_MISO_W | NE | MISO_W | Internal | Summer | B3 | 75 | 1600 | 0 | 146.25 | 140.99 | 5 | 0
2030 | NE_2_MISO_W | NE | MISO_W | Internal | Summer | B4 | 100 | 1600 | 0 | 141.93 | 140.85 | 5 | 0
2030 | NE_2_MISO_W | NE | MISO_W | Internal | Summer | B5 | 200 | 1600 | 0 | 119.18 | 119.18 | 5 | 0
2030 | NE_2_MISO_W | NE | MISO_W | Internal | Summer | B6 | 300 | 1600 | 0 | 97.8 | 97.8 | 5 | 0
2030 | NE_2_MISO_W | NE | MISO_W | Internal | Summer | B7 | 400 | 1600 | 0 | 92.82 | 88.26 | 5 | 0
2030 | NE_2_MISO_W | NE | MISO_W | Internal | Summer | B8 | 500 | 1600 | 0 | 88.67 | 84.31 | 5 | 0
2030 | NE_2_MISO_W | NE | MISO_W | Internal | Summer | B9 | 800 | 1600 | 0 | 86.14 | 82.33 | 5 | 0
2030 | NE_2_MISO_W | NE | MISO_W | Internal | Summer | B10 | 1262 | 1600 | 0 | 76.59 | 74.33 | 5 | 0
2030 | NE_2_MISO_W | NE | MISO_W | Internal | Winter | B16 | 25 | 1600 | 0 | 78.34 | 78.34 | 5 | 0
2030 | NE_2_MISO_W | NE | MISO_W | Internal | Winter | B17 | 100 | 1600 | 0 | 81.53 | 81.53 | 5 | 0
2030 | NE_2_MISO_W | NE | MISO_W | Internal | Winter | B18 | 400 | 1600 | 0 | 87.09 | 87.09 | 5 | 0
2030 | NE_2_MISO_W | NE | MISO_W | Internal | Winter | B19 | 700 | 1600 | 0 | 87.09 | 87.09 | 5 | 0
2030 | NE_2_MISO_W | NE | MISO_W | Internal | Winter | B20 | 935 | 1600 | 0 | 78.32 | 78.32 | 5 | 0
2030 | NE_2_SPP_N | NE | SPP_N | Internal | Shoulder | B11 | 25 | 1802 | 1386.26 | 93.62 | 93.64 | 0.01 | 0
2030 | NE_2_SPP_N | NE | SPP_N | Internal | Shoulder | B12 | 200 | 1802 | 1802 | 87.35 | 90.16 | 0.01 | 2.79
2030 | NE_2_SPP_N | NE | SPP_N | Internal | Shoulder | B13 | 600 | 1802 | 1802 | 85.69 | 87.75 | 0.01 | 2.04
2030 | NE_2_SPP_N | NE | SPP_N | Internal | Shoulder | B14 | 900 | 1802 | 1745.99 | 85.05 | 85.06 | 0.01 | 0
2030 | NE_2_SPP_N | NE | SPP_N | Internal | Shoulder | B15 | 1203 | 1802 | 1802 | 76.09 | 78.09 | 0.01 | 1.99
2030 | NE_2_SPP_N | NE | SPP_N | Internal | Summer | B1 | 10 | 1802 | 1026.87 | 141.54 | 141.55 | 0.01 | 0
2030 | NE_2_SPP_N | NE | SPP_N | Internal | Summer | B2 | 25 | 1802 | 1630.8 | 146.25 | 146.26 | 0.01 | 0
2030 | NE_2_SPP_N | NE | SPP_N | Internal | Summer | B3 | 75 | 1802 | 1802 | 146.25 | 146.63 | 0.01 | 0.37
2030 | NE_2_SPP_N | NE | SPP_N | Internal | Summer | B4 | 100 | 1802 | 1544.74 | 141.93 | 141.95 | 0.01 | 0
2030 | NE_2_SPP_N | NE | SPP_N | Internal | Summer | B5 | 200 | 1802 | 1249.61 | 119.18 | 119.19 | 0.01 | 0
2030 | NE_2_SPP_N | NE | SPP_N | Internal | Summer | B6 | 300 | 1802 | 1359.46 | 97.8 | 97.81 | 0.01 | 0
2030 | NE_2_SPP_N | NE | SPP_N | Internal | Summer | B7 | 400 | 1802 | 1464.38 | 92.82 | 92.83 | 0.01 | 0
2030 | NE_2_SPP_N | NE | SPP_N | Internal | Summer | B8 | 500 | 1802 | 1656.82 | 88.67 | 88.68 | 0.01 | 0
2030 | NE_2_SPP_N | NE | SPP_N | Internal | Summer | B9 | 800 | 1802 | 1802 | 86.14 | 88.68 | 0.01 | 2.52
2030 | NE_2_SPP_N | NE | SPP_N | Internal | Summer | B10 | 1262 | 1802 | 1802 | 76.59 | 81.33 | 0.01 | 4.73
2030 | NE_2_SPP_N | NE | SPP_N | Internal | Winter | B16 | 25 | 1802 | 1802 | 78.34 | 91.05 | 0.01 | 12.7
2030 | NE_2_SPP_N | NE | SPP_N | Internal | Winter | B17 | 100 | 1802 | 1802 | 81.53 | 88.53 | 0.01 | 6.99
2030 | NE_2_SPP_N | NE | SPP_N | Internal | Winter | B18 | 400 | 1802 | 1802 | 87.09 | 92.66 | 0.01 | 5.56
2030 | NE_2_SPP_N | NE | SPP_N | Internal | Winter | B19 | 700 | 1802 | 1802 | 87.09 | 88.53 | 0.01 | 1.43
2030 | NE_2_SPP_N | NE | SPP_N | Internal | Winter | B20 | 935 | 1802 | 1802 | 78.32 | 81.43 | 0.01 | 3.1
2030 | NEISO_2_NYISO_A-F | NEISO | NYISO_A-F | Internal | Shoulder | B11 | 25 | 600 | 571.56 | 69.4 | 72.4 | 3 | 0
2030 | NEISO_2_NYISO_A-F | NEISO | NYISO_A-F | Internal | Shoulder | B12 | 200 | 600 | 554.15 | 72.58 | 75.58 | 3 | 0
2030 | NEISO_2_NYISO_A-F | NEISO | NYISO_A-F | Internal | Shoulder | B13 | 600 | 600 | 538.66 | 69.4 | 72.4 | 3 | 0
2030 | NEISO_2_NYISO_A-F | NEISO | NYISO_A-F | Internal | Shoulder | B14 | 900 | 600 | 261.44 | 69.4 | 72.4 | 3 | 0
2030 | NEISO_2_NYISO_A-F | NEISO | NYISO_A-F | Internal | Shoulder | B15 | 1203 | 600 | 0 | 69.4 | 72.38 | 3 | 0
2030 | NEISO_2_NYISO_A-F | NEISO | NYISO_A-F | Internal | Summer | B1 | 10 | 600 | 0 | 127.84 | 99.98 | 3 | 0
2030 | NEISO_2_NYISO_A-F | NEISO | NYISO_A-F | Internal | Summer | B2 | 25 | 600 | 0 | 129.26 | 126.26 | 3 | 0
2030 | NEISO_2_NYISO_A-F | NEISO | NYISO_A-F | Internal | Summer | B3 | 75 | 600 | 109.85 | 96.98 | 99.98 | 3 | 0
2030 | NEISO_2_NYISO_A-F | NEISO | NYISO_A-F | Internal | Summer | B4 | 100 | 600 | 600 | 95.99 | 99.02 | 3 | 0.03
2030 | NEISO_2_NYISO_A-F | NEISO | NYISO_A-F | Internal | Summer | B5 | 200 | 600 | 600 | 82.59 | 86.64 | 3 | 1.05
2030 | NEISO_2_NYISO_A-F | NEISO | NYISO_A-F | Internal | Summer | B6 | 300 | 600 | 600 | 70.21 | 74.47 | 3 | 1.26
2030 | NEISO_2_NYISO_A-F | NEISO | NYISO_A-F | Internal | Summer | B7 | 400 | 600 | 600 | 70.21 | 74.47 | 3 | 1.26
2030 | NEISO_2_NYISO_A-F | NEISO | NYISO_A-F | Internal | Summer | B8 | 500 | 600 | 600 | 70.21 | 74.47 | 3 | 1.26
2030 | NEISO_2_NYISO_A-F | NEISO | NYISO_A-F | Internal | Summer | B9 | 800 | 600 | 323.82 | 70.21 | 73.21 | 3 | 0
2030 | NEISO_2_NYISO_A-F | NEISO | NYISO_A-F | Internal | Summer | B10 | 1262 | 600 | 0 | 70.21 | 73.2 | 3 | 0
2030 | NEISO_2_NYISO_A-F | NEISO | NYISO_A-F | Internal | Winter | B16 | 25 | 600 | 383.27 | 74.86 | 77.86 | 3 | 0
2030 | NEISO_2_NYISO_A-F | NEISO | NYISO_A-F | Internal | Winter | B17 | 100 | 600 | 600 | 73.5 | 76.51 | 3 | 0.01
2030 | NEISO_2_NYISO_A-F | NEISO | NYISO_A-F | Internal | Winter | B18 | 400 | 600 | 440.71 | 69.36 | 72.36 | 3 | 0
2030 | NEISO_2_NYISO_A-F | NEISO | NYISO_A-F | Internal | Winter | B19 | 700 | 600 | 131.02 | 69.36 | 72.36 | 3 | 0
2030 | NEISO_2_NYISO_A-F | NEISO | NYISO_A-F | Internal | Winter | B20 | 935 | 600 | 0 | 69.36 | 72.34 | 3 | 0
2030 | NEISO_2_NYISO_G-I | NEISO | NYISO_G-I | Internal | Shoulder | B11 | 25 | 600 | 600 | 69.4 | 84.1 | 3 | 11.7
2030 | NEISO_2_NYISO_G-I | NEISO | NYISO_G-I | Internal | Shoulder | B12 | 200 | 600 | 600 | 72.58 | 81.33 | 3 | 5.75
2030 | NEISO_2_NYISO_G-I | NEISO | NYISO_G-I | Internal | Shoulder | B13 | 600 | 600 | 600 | 69.4 | 79.71 | 3 | 7.3
2030 | NEISO_2_NYISO_G-I | NEISO | NYISO_G-I | Internal | Shoulder | B14 | 900 | 600 | 600 | 69.4 | 73.61 | 3 | 1.21
2030 | NEISO_2_NYISO_G-I | NEISO | NYISO_G-I | Internal | Shoulder | B15 | 1203 | 600 | 0 | 69.4 | 72.39 | 3 | 0
2030 | NEISO_2_NYISO_G-I | NEISO | NYISO_G-I | Internal | Summer | B1 | 10 | 600 | 600 | 127.84 | 132.39 | 3 | 1.55
2030 | NEISO_2_NYISO_G-I | NEISO | NYISO_G-I | Internal | Summer | B2 | 25 | 600 | 600 | 129.26 | 132.37 | 3 | 0.11
2030 | NEISO_2_NYISO_G-I | NEISO | NYISO_G-I | Internal | Summer | B3 | 75 | 600 | 600 | 96.98 | 117.28 | 3 | 17.31
2030 | NEISO_2_NYISO_G-I | NEISO | NYISO_G-I | Internal | Summer | B4 | 100 | 600 | 600 | 95.99 | 99.03 | 3 | 0.04
2030 | NEISO_2_NYISO_G-I | NEISO | NYISO_G-I | Internal | Summer | B5 | 200 | 600 | 600 | 82.59 | 86.65 | 3 | 1.06
2030 | NEISO_2_NYISO_G-I | NEISO | NYISO_G-I | Internal | Summer | B6 | 300 | 600 | 600 | 70.21 | 83.01 | 3 | 9.8
2030 | NEISO_2_NYISO_G-I | NEISO | NYISO_G-I | Internal | Summer | B7 | 400 | 600 | 600 | 70.21 | 81.36 | 3 | 8.15
2030 | NEISO_2_NYISO_G-I | NEISO | NYISO_G-I | Internal | Summer | B8 | 500 | 600 | 600 | 70.21 | 78.29 | 3 | 5.08
2030 | NEISO_2_NYISO_G-I | NEISO | NYISO_G-I | Internal | Summer | B9 | 800 | 600 | 600 | 70.21 | 76.32 | 3 | 3.1
2030 | NEISO_2_NYISO_G-I | NEISO | NYISO_G-I | Internal | Summer | B10 | 1262 | 600 | 62.68 | 70.21 | 73.21 | 3 | 0
2030 | NEISO_2_NYISO_G-I | NEISO | NYISO_G-I | Internal | Winter | B16 | 25 | 600 | 600 | 74.86 | 86.04 | 3 | 8.18
2030 | NEISO_2_NYISO_G-I | NEISO | NYISO_G-I | Internal | Winter | B17 | 100 | 600 | 600 | 73.5 | 86.66 | 3 | 10.16
2030 | NEISO_2_NYISO_G-I | NEISO | NYISO_G-I | Internal | Winter | B18 | 400 | 600 | 600 | 69.36 | 83.17 | 3 | 10.8
2030 | NEISO_2_NYISO_G-I | NEISO | NYISO_G-I | Internal | Winter | B19 | 700 | 600 | 600 | 69.36 | 82.38 | 3 | 10.01
2030 | NEISO_2_NYISO_G-I | NEISO | NYISO_G-I | Internal | Winter | B20 | 935 | 600 | 0 | 69.36 | 72.35 | 3 | 0
2030 | NEISO_2_NYISO_J-K | NEISO | NYISO_J-K | Internal | Shoulder | B11 | 25 | 777 | 777 | 69.4 | 84.12 | 3 | 11.71
2030 | NEISO_2_NYISO_J-K | NEISO | NYISO_J-K | Internal | Shoulder | B12 | 200 | 777 | 777 | 72.58 | 81.34 | 3 | 5.76
2030 | NEISO_2_NYISO_J-K | NEISO | NYISO_J-K | Internal | Shoulder | B13 | 600 | 777 | 777 | 69.4 | 79.72 | 3 | 7.32
2030 | NEISO_2_NYISO_J-K | NEISO | NYISO_J-K | Internal | Shoulder | B14 | 900 | 777 | 777 | 69.4 | 73.62 | 3 | 1.22
2030 | NEISO_2_NYISO_J-K | NEISO | NYISO_J-K | Internal | Shoulder | B15 | 1203 | 777 | 410.12 | 69.4 | 72.4 | 3 | 0
2030 | NEISO_2_NYISO_J-K | NEISO | NYISO_J-K | Internal | Summer | B1 | 10 | 777 | 777 | 127.84 | 132.4 | 3 | 1.56
2030 | NEISO_2_NYISO_J-K | NEISO | NYISO_J-K | Internal | Summer | B2 | 25 | 777 | 777 | 129.26 | 132.39 | 3 | 0.13
2030 | NEISO_2_NYISO_J-K | NEISO | NYISO_J-K | Internal | Summer | B3 | 75 | 777 | 777 | 96.98 | 117.3 | 3 | 17.32
2030 | NEISO_2_NYISO_J-K | NEISO | NYISO_J-K | Internal | Summer | B4 | 100 | 777 | 777 | 95.99 | 99.05 | 3 | 0.06
2030 | NEISO_2_NYISO_J-K | NEISO | NYISO_J-K | Internal | Summer | B5 | 200 | 777 | 777 | 82.59 | 86.66 | 3 | 1.07
2030 | NEISO_2_NYISO_J-K | NEISO | NYISO_J-K | Internal | Summer | B6 | 300 | 777 | 777 | 70.21 | 83.02 | 3 | 9.81
2030 | NEISO_2_NYISO_J-K | NEISO | NYISO_J-K | Internal | Summer | B7 | 400 | 777 | 777 | 70.21 | 81.37 | 3 | 8.16
2030 | NEISO_2_NYISO_J-K | NEISO | NYISO_J-K | Internal | Summer | B8 | 500 | 777 | 777 | 70.21 | 78.3 | 3 | 5.09
2030 | NEISO_2_NYISO_J-K | NEISO | NYISO_J-K | Internal | Summer | B9 | 800 | 777 | 777 | 70.21 | 76.33 | 3 | 3.12
2030 | NEISO_2_NYISO_J-K | NEISO | NYISO_J-K | Internal | Summer | B10 | 1262 | 777 | 777 | 70.21 | 73.22 | 3 | 0.01
2030 | NEISO_2_NYISO_J-K | NEISO | NYISO_J-K | Internal | Winter | B16 | 25 | 777 | 777 | 74.86 | 86.05 | 3 | 8.19
2030 | NEISO_2_NYISO_J-K | NEISO | NYISO_J-K | Internal | Winter | B17 | 100 | 777 | 777 | 73.5 | 86.67 | 3 | 10.17
2030 | NEISO_2_NYISO_J-K | NEISO | NYISO_J-K | Internal | Winter | B18 | 400 | 777 | 777 | 69.36 | 84.12 | 3 | 11.76
2030 | NEISO_2_NYISO_J-K | NEISO | NYISO_J-K | Internal | Winter | B19 | 700 | 777 | 777 | 69.36 | 82.39 | 3 | 10.03
2030 | NEISO_2_NYISO_J-K | NEISO | NYISO_J-K | Internal | Winter | B20 | 935 | 777 | 732.07 | 69.36 | 72.36 | 3 | 0
2030 | NonRTO_Midwest_2_MISO_IN | NonRTO_Midwest | MISO_IN | Internal | Shoulder | B11 | 25 | 4450 | 0 | 102.09 | 94.09 | 8 | 0
2030 | NonRTO_Midwest_2_MISO_IN | NonRTO_Midwest | MISO_IN | Internal | Shoulder | B12 | 200 | 4450 | 0 | 97.61 | 89.61 | 8 | 0
2030 | NonRTO_Midwest_2_MISO_IN | NonRTO_Midwest | MISO_IN | Internal | Shoulder | B13 | 600 | 4450 | 0 | 95.31 | 87.31 | 8 | 0
2030 | NonRTO_Midwest_2_MISO_IN | NonRTO_Midwest | MISO_IN | Internal | Shoulder | B14 | 900 | 4450 | 0 | 93.55 | 85.55 | 8 | 0
2030 | NonRTO_Midwest_2_MISO_IN | NonRTO_Midwest | MISO_IN | Internal | Shoulder | B15 | 1203 | 4450 | 0 | 79.47 | 75.95 | 8 | 0
2030 | NonRTO_Midwest_2_MISO_IN | NonRTO_Midwest | MISO_IN | Internal | Summer | B1 | 10 | 4450 | 0 | 147.28 | 141.53 | 8 | 0
2030 | NonRTO_Midwest_2_MISO_IN | NonRTO_Midwest | MISO_IN | Internal | Summer | B2 | 25 | 4450 | 0 | 147.28 | 140.97 | 8 | 0
2030 | NonRTO_Midwest_2_MISO_IN | NonRTO_Midwest | MISO_IN | Internal | Summer | B3 | 75 | 4450 | 0 | 147.28 | 140.97 | 8 | 0
2030 | NonRTO_Midwest_2_MISO_IN | NonRTO_Midwest | MISO_IN | Internal | Summer | B4 | 100 | 4450 | 0 | 147.28 | 139.9 | 8 | 0
2030 | NonRTO_Midwest_2_MISO_IN | NonRTO_Midwest | MISO_IN | Internal | Summer | B5 | 200 | 4450 | 0 | 123.18 | 115.18 | 8 | 0
2030 | NonRTO_Midwest_2_MISO_IN | NonRTO_Midwest | MISO_IN | Internal | Summer | B6 | 300 | 4450 | 0 | 105.8 | 97.8 | 8 | 0
2030 | NonRTO_Midwest_2_MISO_IN | NonRTO_Midwest | MISO_IN | Internal | Summer | B7 | 400 | 4450 | 0 | 94.06 | 88.26 | 8 | 0
2030 | NonRTO_Midwest_2_MISO_IN | NonRTO_Midwest | MISO_IN | Internal | Summer | B8 | 500 | 4450 | 0 | 94.06 | 86.06 | 8 | 0
2030 | NonRTO_Midwest_2_MISO_IN | NonRTO_Midwest | MISO_IN | Internal | Summer | B9 | 800 | 4450 | 0 | 89.04 | 82.33 | 8 | 0
2030 | NonRTO_Midwest_2_MISO_IN | NonRTO_Midwest | MISO_IN | Internal | Summer | B10 | 1262 | 4450 | 0 | 78.03 | 74.6 | 8 | 0
2030 | NonRTO_Midwest_2_MISO_IN | NonRTO_Midwest | MISO_IN | Internal | Winter | B16 | 25 | 4450 | 0 | 104.04 | 96.04 | 8 | 0
2030 | NonRTO_Midwest_2_MISO_IN | NonRTO_Midwest | MISO_IN | Internal | Winter | B17 | 100 | 4450 | 0 | 101.52 | 93.52 | 8 | 0
2030 | NonRTO_Midwest_2_MISO_IN | NonRTO_Midwest | MISO_IN | Internal | Winter | B18 | 400 | 4450 | 0 | 97.86 | 89.86 | 8 | 0
2030 | NonRTO_Midwest_2_MISO_IN | NonRTO_Midwest | MISO_IN | Internal | Winter | B19 | 700 | 4450 | 0 | 97.04 | 89.04 | 8 | 0
2030 | NonRTO_Midwest_2_MISO_IN | NonRTO_Midwest | MISO_IN | Internal | Winter | B20 | 935 | 4450 | 0 | 82.82 | 78.59 | 8 | 0
2030 | NonRTO_Midwest_2_TVA_Transmission | NonRTO_Midwest | TVA_Transmission | Internal | Shoulder | B11 | 25 | 2400 | 0 | 102.09 | 96.89 | 8 | 0
2030 | NonRTO_Midwest_2_TVA_Transmission | NonRTO_Midwest | TVA_Transmission | Internal | Shoulder | B12 | 200 | 2400 | 0 | 97.61 | 93.49 | 8 | 0
2030 | NonRTO_Midwest_2_TVA_Transmission | NonRTO_Midwest | TVA_Transmission | Internal | Shoulder | B13 | 600 | 2400 | 0 | 95.31 | 92.46 | 8 | 0
2030 | NonRTO_Midwest_2_TVA_Transmission | NonRTO_Midwest | TVA_Transmission | Internal | Shoulder | B14 | 900 | 2400 | 0 | 93.55 | 92.3 | 8 | 0
2030 | NonRTO_Midwest_2_TVA_Transmission | NonRTO_Midwest | TVA_Transmission | Internal | Shoulder | B15 | 1203 | 2400 | 0 | 79.47 | 83.94 | 8 | 0
2030 | NonRTO_Midwest_2_TVA_Transmission | NonRTO_Midwest | TVA_Transmission | Internal | Summer | B1 | 10 | 2400 | 0 | 147.28 | 146.39 | 8 | 0
2030 | NonRTO_Midwest_2_TVA_Transmission | NonRTO_Midwest | TVA_Transmission | Internal | Summer | B2 | 25 | 2400 | 0 | 147.28 | 146.39 | 8 | 0
2030 | NonRTO_Midwest_2_TVA_Transmission | NonRTO_Midwest | TVA_Transmission | Internal | Summer | B3 | 75 | 2400 | 0 | 147.28 | 144.24 | 8 | 0
2030 | NonRTO_Midwest_2_TVA_Transmission | NonRTO_Midwest | TVA_Transmission | Internal | Summer | B4 | 100 | 2400 | 0 | 147.28 | 140.18 | 8 | 0
2030 | NonRTO_Midwest_2_TVA_Transmission | NonRTO_Midwest | TVA_Transmission | Internal | Summer | B5 | 200 | 2400 | 0 | 123.18 | 114.18 | 8 | 0
2030 | NonRTO_Midwest_2_TVA_Transmission | NonRTO_Midwest | TVA_Transmission | Internal | Summer | B6 | 300 | 2400 | 0 | 105.8 | 98.36 | 8 | 0
2030 | NonRTO_Midwest_2_TVA_Transmission | NonRTO_Midwest | TVA_Transmission | Internal | Summer | B7 | 400 | 2400 | 0 | 94.06 | 92.83 | 8 | 0
2030 | NonRTO_Midwest_2_TVA_Transmission | NonRTO_Midwest | TVA_Transmission | Internal | Summer | B8 | 500 | 2400 | 0 | 94.06 | 91.25 | 8 | 0
2030 | NonRTO_Midwest_2_TVA_Transmission | NonRTO_Midwest | TVA_Transmission | Internal | Summer | B9 | 800 | 2400 | 0 | 89.04 | 90.33 | 8 | 0
2030 | NonRTO_Midwest_2_TVA_Transmission | NonRTO_Midwest | TVA_Transmission | Internal | Summer | B10 | 1262 | 2400 | 0 | 78.03 | 80.09 | 8 | 0
2030 | NonRTO_Midwest_2_TVA_Transmission | NonRTO_Midwest | TVA_Transmission | Internal | Winter | B16 | 25 | 2400 | 0 | 104.04 | 99.54 | 8 | 0
2030 | NonRTO_Midwest_2_TVA_Transmission | NonRTO_Midwest | TVA_Transmission | Internal | Winter | B17 | 100 | 2400 | 0 | 101.52 | 97.41 | 8 | 0
2030 | NonRTO_Midwest_2_TVA_Transmission | NonRTO_Midwest | TVA_Transmission | Internal | Winter | B18 | 400 | 2400 | 0 | 97.86 | 95.77 | 8 | 0
2030 | NonRTO_Midwest_2_TVA_Transmission | NonRTO_Midwest | TVA_Transmission | Internal | Winter | B19 | 700 | 2400 | 0 | 97.04 | 95.09 | 8 | 0
2030 | NonRTO_Midwest_2_TVA_Transmission | NonRTO_Midwest | TVA_Transmission | Internal | Winter | B20 | 935 | 2400 | 0 | 82.82 | 86.33 | 8 | 0
2030 | NYISO_A-F_2_NEISO | NYISO_A-F | NEISO | Internal | Shoulder | B11 | 25 | 600 | 0 | 72.4 | 69.4 | 3 | 0
2030 | NYISO_A-F_2_NEISO | NYISO_A-F | NEISO | Internal | Shoulder | B12 | 200 | 600 | 0 | 75.58 | 72.58 | 3 | 0
2030 | NYISO_A-F_2_NEISO | NYISO_A-F | NEISO | Internal | Shoulder | B13 | 600 | 600 | 0 | 72.4 | 69.4 | 3 | 0
2030 | NYISO_A-F_2_NEISO | NYISO_A-F | NEISO | Internal | Shoulder | B14 | 900 | 600 | 0 | 72.4 | 69.4 | 3 | 0
2030 | NYISO_A-F_2_NEISO | NYISO_A-F | NEISO | Internal | Shoulder | B15 | 1203 | 600 | 0 | 72.38 | 69.4 | 3 | 0
2030 | NYISO_A-F_2_NEISO | NYISO_A-F | NEISO | Internal | Summer | B1 | 10 | 600 | 600 | 99.98 | 127.84 | 3 | 24.86
2030 | NYISO_A-F_2_NEISO | NYISO_A-F | NEISO | Internal | Summer | B2 | 25 | 600 | 441.4 | 126.26 | 129.26 | 3 | 0
2030 | NYISO_A-F_2_NEISO | NYISO_A-F | NEISO | Internal | Summer | B3 | 75 | 600 | 0 | 99.98 | 96.98 | 3 | 0
2030 | NYISO_A-F_2_NEISO | NYISO_A-F | NEISO | Internal | Summer | B4 | 100 | 600 | 0 | 99.02 | 95.99 | 3 | 0
2030 | NYISO_A-F_2_NEISO | NYISO_A-F | NEISO | Internal | Summer | B5 | 200 | 600 | 0 | 86.64 | 82.59 | 3 | 0
2030 | NYISO_A-F_2_NEISO | NYISO_A-F | NEISO | Internal | Summer | B6 | 300 | 600 | 0 | 74.47 | 70.21 | 3 | 0
2030 | NYISO_A-F_2_NEISO | NYISO_A-F | NEISO | Internal | Summer | B7 | 400 | 600 | 0 | 74.47 | 70.21 | 3 | 0
2030 | NYISO_A-F_2_NEISO | NYISO_A-F | NEISO | Internal | Summer | B8 | 500 | 600 | 0 | 74.47 | 70.21 | 3 | 0
2030 | NYISO_A-F_2_NEISO | NYISO_A-F | NEISO | Internal | Summer | B9 | 800 | 600 | 0 | 73.21 | 70.21 | 3 | 0
2030 | NYISO_A-F_2_NEISO | NYISO_A-F | NEISO | Internal | Summer | B10 | 1262 | 600 | 0 | 73.2 | 70.21 | 3 | 0
2030 | NYISO_A-F_2_NEISO | NYISO_A-F | NEISO | Internal | Winter | B16 | 25 | 600 | 0 | 77.86 | 74.86 | 3 | 0
2030 | NYISO_A-F_2_NEISO | NYISO_A-F | NEISO | Internal | Winter | B17 | 100 | 600 | 0 | 76.51 | 73.5 | 3 | 0
2030 | NYISO_A-F_2_NEISO | NYISO_A-F | NEISO | Internal | Winter | B18 | 400 | 600 | 0 | 72.36 | 69.36 | 3 | 0
2030 | NYISO_A-F_2_NEISO | NYISO_A-F | NEISO | Internal | Winter | B19 | 700 | 600 | 0 | 72.36 | 69.36 | 3 | 0
2030 | NYISO_A-F_2_NEISO | NYISO_A-F | NEISO | Internal | Winter | B20 | 935 | 600 | 0 | 72.34 | 69.36 | 3 | 0
2030 | NYISO_A-F_2_NYISO_G-I | NYISO_A-F | NYISO_G-I | Internal | Shoulder | B11 | 25 | 5843 | 5843 | 72.4 | 84.1 | 0.01 | 11.69
2030 | NYISO_A-F_2_NYISO_G-I | NYISO_A-F | NYISO_G-I | Internal | Shoulder | B12 | 200 | 5843 | 5843 | 75.58 | 81.33 | 0.01 | 5.73
2030 | NYISO_A-F_2_NYISO_G-I | NYISO_A-F | NYISO_G-I | Internal | Shoulder | B13 | 600 | 5843 | 5843 | 72.4 | 79.71 | 0.01 | 7.29
2030 | NYISO_A-F_2_NYISO_G-I | NYISO_A-F | NYISO_G-I | Internal | Shoulder | B14 | 900 | 5843 | 5843 | 72.4 | 73.61 | 0.01 | 1.2
2030 | NYISO_A-F_2_NYISO_G-I | NYISO_A-F | NYISO_G-I | Internal | Shoulder | B15 | 1203 | 5843 | 4077.83 | 72.38 | 72.39 | 0.01 | 0
2030 | NYISO_A-F_2_NYISO_G-I | NYISO_A-F | NYISO_G-I | Internal | Summer | B1 | 10 | 5843 | 5843 | 99.98 | 132.39 | 0.01 | 32.4
2030 | NYISO_A-F_2_NYISO_G-I | NYISO_A-F | NYISO_G-I | Internal | Summer | B2 | 25 | 5843 | 5843 | 126.26 | 132.37 | 0.01 | 6.1
2030 | NYISO_A-F_2_NYISO_G-I | NYISO_A-F | NYISO_G-I | Internal | Summer | B3 | 75 | 5843 | 5843 | 99.98 | 117.28 | 0.01 | 17.3
2030 | NYISO_A-F_2_NYISO_G-I | NYISO_A-F | NYISO_G-I | Internal | Summer | B4 | 100 | 5843 | 5496.68 | 99.02 | 99.03 | 0.01 | 0
2030 | NYISO_A-F_2_NYISO_G-I | NYISO_A-F | NYISO_G-I | Internal | Summer | B5 | 200 | 5843 | 5719.32 | 86.64 | 86.65 | 0.01 | 0
2030 | NYISO_A-F_2_NYISO_G-I | NYISO_A-F | NYISO_G-I | Internal | Summer | B6 | 300 | 5843 | 5843 | 74.47 | 83.01 | 0.01 | 8.53
2030 | NYISO_A-F_2_NYISO_G-I | NYISO_A-F | NYISO_G-I | Internal | Summer | B7 | 400 | 5843 | 5843 | 74.47 | 81.36 | 0.01 | 6.88
2030 | NYISO_A-F_2_NYISO_G-I | NYISO_A-F | NYISO_G-I | Internal | Summer | B8 | 500 | 5843 | 5843 | 74.47 | 78.29 | 0.01 | 3.81
2030 | NYISO_A-F_2_NYISO_G-I | NYISO_A-F | NYISO_G-I | Internal | Summer | B9 | 800 | 5843 | 5843 | 73.21 | 76.32 | 0.01 | 3.09
2030 | NYISO_A-F_2_NYISO_G-I | NYISO_A-F | NYISO_G-I | Internal | Summer | B10 | 1262 | 5843 | 2782.35 | 73.2 | 73.21 | 0.01 | 0
2030 | NYISO_A-F_2_NYISO_G-I | NYISO_A-F | NYISO_G-I | Internal | Winter | B16 | 25 | 5843 | 5843 | 77.86 | 86.04 | 0.01 | 8.17
2030 | NYISO_A-F_2_NYISO_G-I | NYISO_A-F | NYISO_G-I | Internal | Winter | B17 | 100 | 5843 | 5843 | 76.51 | 86.66 | 0.01 | 10.14
2030 | NYISO_A-F_2_NYISO_G-I | NYISO_A-F | NYISO_G-I | Internal | Winter | B18 | 400 | 5843 | 5843 | 72.36 | 83.17 | 0.01 | 10.79
2030 | NYISO_A-F_2_NYISO_G-I | NYISO_A-F | NYISO_G-I | Internal | Winter | B19 | 700 | 5843 | 5843 | 72.36 | 82.38 | 0.01 | 10
2030 | NYISO_A-F_2_NYISO_G-I | NYISO_A-F | NYISO_G-I | Internal | Winter | B20 | 935 | 5843 | 3750.63 | 72.34 | 72.35 | 0.01 | 0
2030 | NYISO_A-F_2_PJM_ROM | NYISO_A-F | PJM_ROM | Internal | Shoulder | B11 | 25 | 1000 | 1000 | 72.4 | 92.12 | 8 | 11.71
2030 | NYISO_A-F_2_PJM_ROM | NYISO_A-F | PJM_ROM | Internal | Shoulder | B12 | 200 | 1000 | 1000 | 75.58 | 89.34 | 8 | 5.76
2030 | NYISO_A-F_2_PJM_ROM | NYISO_A-F | PJM_ROM | Internal | Shoulder | B13 | 600 | 1000 | 1000 | 72.4 | 87.72 | 8 | 7.32
2030 | NYISO_A-F_2_PJM_ROM | NYISO_A-F | PJM_ROM | Internal | Shoulder | B14 | 900 | 1000 | 1000 | 72.4 | 87.56 | 8 | 7.16
2030 | NYISO_A-F_2_PJM_ROM | NYISO_A-F | PJM_ROM | Internal | Shoulder | B15 | 1203 | 1000 | 0 | 72.38 | 76.84 | 8 | 0
2030 | NYISO_A-F_2_PJM_ROM | NYISO_A-F | PJM_ROM | Internal | Summer | B1 | 10 | 1000 | 1000 | 99.98 | 140.4 | 8 | 32.42
2030 | NYISO_A-F_2_PJM_ROM | NYISO_A-F | PJM_ROM | Internal | Summer | B2 | 25 | 1000 | 1000 | 126.26 | 140.4 | 8 | 6.14
2030 | NYISO_A-F_2_PJM_ROM | NYISO_A-F | PJM_ROM | Internal | Summer | B3 | 75 | 1000 | 1000 | 99.98 | 140.37 | 8 | 32.4
2030 | NYISO_A-F_2_PJM_ROM | NYISO_A-F | PJM_ROM | Internal | Summer | B4 | 100 | 1000 | 1000 | 99.02 | 138.85 | 8 | 31.83
2030 | NYISO_A-F_2_PJM_ROM | NYISO_A-F | PJM_ROM | Internal | Summer | B5 | 200 | 1000 | 1000 | 86.64 | 117.17 | 8 | 22.53
2030 | NYISO_A-F_2_PJM_ROM | NYISO_A-F | PJM_ROM | Internal | Summer | B6 | 300 | 1000 | 1000 | 74.47 | 95.8 | 8 | 13.33
2030 | NYISO_A-F_2_PJM_ROM | NYISO_A-F | PJM_ROM | Internal | Summer | B7 | 400 | 1000 | 1000 | 74.47 | 90.24 | 8 | 7.77
2030 | NYISO_A-F_2_PJM_ROM | NYISO_A-F | PJM_ROM | Internal | Summer | B8 | 500 | 1000 | 1000 | 74.47 | 86.3 | 8 | 3.83
2030 | NYISO_A-F_2_PJM_ROM | NYISO_A-F | PJM_ROM | Internal | Summer | B9 | 800 | 1000 | 1000 | 73.21 | 84.34 | 8 | 3.13
2030 | NYISO_A-F_2_PJM_ROM | NYISO_A-F | PJM_ROM | Internal | Summer | B10 | 1262 | 1000 | 0 | 73.2 | 74.38 | 8 | 0
2030 | NYISO_A-F_2_PJM_ROM | NYISO_A-F | PJM_ROM | Internal | Winter | B16 | 25 | 1000 | 1000 | 77.86 | 94.05 | 8 | 8.19
2030 | NYISO_A-F_2_PJM_ROM | NYISO_A-F | PJM_ROM | Internal | Winter | B17 | 100 | 1000 | 1000 | 76.51 | 94.67 | 8 | 10.16
2030 | NYISO_A-F_2_PJM_ROM | NYISO_A-F | PJM_ROM | Internal | Winter | B18 | 400 | 1000 | 1000 | 72.36 | 91.18 | 8 | 10.81
2030 | NYISO_A-F_2_PJM_ROM | NYISO_A-F | PJM_ROM | Internal | Winter | B19 | 700 | 1000 | 1000 | 72.36 | 90.39 | 8 | 10.03
2030 | NYISO_A-F_2_PJM_ROM | NYISO_A-F | PJM_ROM | Internal | Winter | B20 | 935 | 1000 | 566.92 | 72.34 | 80.34 | 8 | 0
2030 | NYISO_G-I_2_NYISO_J-K | NYISO_G-I | NYISO_J-K | Internal | Shoulder | B11 | 25 | 6130 | 5732.99 | 84.1 | 84.12 | 0.01 | 0
2030 | NYISO_G-I_2_NYISO_J-K | NYISO_G-I | NYISO_J-K | Internal | Shoulder | B12 | 200 | 6130 | 5142.11 | 81.33 | 81.34 | 0.01 | 0
2030 | NYISO_G-I_2_NYISO_J-K | NYISO_G-I | NYISO_J-K | Internal | Shoulder | B13 | 600 | 6130 | 4913.16 | 79.71 | 79.72 | 0.01 | 0
2030 | NYISO_G-I_2_NYISO_J-K | NYISO_G-I | NYISO_J-K | Internal | Shoulder | B14 | 900 | 6130 | 4973.44 | 73.61 | 73.62 | 0.01 | 0
2030 | NYISO_G-I_2_NYISO_J-K | NYISO_G-I | NYISO_J-K | Internal | Shoulder | B15 | 1203 | 6130 | 4442.77 | 72.39 | 72.4 | 0.01 | 0
2030 | NYISO_G-I_2_NYISO_J-K | NYISO_G-I | NYISO_J-K | Internal | Summer | B1 | 10 | 6130 | 5226.14 | 132.39 | 132.4 | 0.01 | 0
2030 | NYISO_G-I_2_NYISO_J-K | NYISO_G-I | NYISO_J-K | Internal | Summer | B2 | 25 | 6130 | 4867.91 | 132.37 | 132.39 | 0.01 | 0
2030 | NYISO_G-I_2_NYISO_J-K | NYISO_G-I | NYISO_J-K | Internal | Summer | B3 | 75 | 6130 | 5180.53 | 117.28 | 117.3 | 0.01 | 0
2030 | NYISO_G-I_2_NYISO_J-K | NYISO_G-I | NYISO_J-K | Internal | Summer | B4 | 100 | 6130 | 5038.63 | 99.03 | 99.05 | 0.01 | 0
2030 | NYISO_G-I_2_NYISO_J-K | NYISO_G-I | NYISO_J-K | Internal | Summer | B5 | 200 | 6130 | 5367.28 | 86.65 | 86.66 | 0.01 | 0
2030 | NYISO_G-I_2_NYISO_J-K | NYISO_G-I | NYISO_J-K | Internal | Summer | B6 | 300 | 6130 | 5290.21 | 83.01 | 83.02 | 0.01 | 0
2030 | NYISO_G-I_2_NYISO_J-K | NYISO_G-I | NYISO_J-K | Internal | Summer | B7 | 400 | 6130 | 5058.04 | 81.36 | 81.37 | 0.01 | 0
2030 | NYISO_G-I_2_NYISO_J-K | NYISO_G-I | NYISO_J-K | Internal | Summer | B8 | 500 | 6130 | 5734.99 | 78.29 | 78.3 | 0.01 | 0
2030 | NYISO_G-I_2_NYISO_J-K | NYISO_G-I | NYISO_J-K | Internal | Summer | B9 | 800 | 6130 | 5338.98 | 76.32 | 76.33 | 0.01 | 0
2030 | NYISO_G-I_2_NYISO_J-K | NYISO_G-I | NYISO_J-K | Internal | Summer | B10 | 1262 | 6130 | 3591.85 | 73.21 | 73.22 | 0.01 | 0
2030 | NYISO_G-I_2_NYISO_J-K | NYISO_G-I | NYISO_J-K | Internal | Winter | B16 | 25 | 6130 | 5706.99 | 86.04 | 86.05 | 0.01 | 0
2030 | NYISO_G-I_2_NYISO_J-K | NYISO_G-I | NYISO_J-K | Internal | Winter | B17 | 100 | 6130 | 5417.87 | 86.66 | 86.67 | 0.01 | 0
2030 | NYISO_G-I_2_NYISO_J-K | NYISO_G-I | NYISO_J-K | Internal | Winter | B18 | 400 | 6130 | 6130 | 83.17 | 84.12 | 0.01 | 0.95
2030 | NYISO_G-I_2_NYISO_J-K | NYISO_G-I | NYISO_J-K | Internal | Winter | B19 | 700 | 6130 | 5777.45 | 82.38 | 82.39 | 0.01 | 0
2030 | NYISO_G-I_2_NYISO_J-K | NYISO_G-I | NYISO_J-K | Internal | Winter | B20 | 935 | 6130 | 4461.22 | 72.35 | 72.36 | 0.01 | 0
2030 | NYISO_G-I_2_PJM_E | NYISO_G-I | PJM_E | Internal | Shoulder | B11 | 25 | 1500 | 476.99 | 84.1 | 92.1 | 8 | 0
2030 | NYISO_G-I_2_PJM_E | NYISO_G-I | PJM_E | Internal | Shoulder | B12 | 200 | 1500 | 1115.29 | 81.33 | 89.33 | 8 | 0
2030 | NYISO_G-I_2_PJM_E | NYISO_G-I | PJM_E | Internal | Shoulder | B13 | 600 | 1500 | 1440.29 | 79.71 | 87.71 | 8 | 0
2030 | NYISO_G-I_2_PJM_E | NYISO_G-I | PJM_E | Internal | Shoulder | B14 | 900 | 1500 | 1500 | 73.61 | 87.55 | 8 | 5.93
2030 | NYISO_G-I_2_PJM_E | NYISO_G-I | PJM_E | Internal | Shoulder | B15 | 1203 | 1500 | 0 | 72.39 | 76.83 | 8 | 0
2030 | NYISO_G-I_2_PJM_E | NYISO_G-I | PJM_E | Internal | Summer | B1 | 10 | 1500 | 1020.91 | 132.39 | 140.39 | 8 | 0
2030 | NYISO_G-I_2_PJM_E | NYISO_G-I | PJM_E | Internal | Summer | B2 | 25 | 1500 | 1500 | 132.37 | 140.39 | 8 | 0.01
2030 | NYISO_G-I_2_PJM_E | NYISO_G-I | PJM_E | Internal | Summer | B3 | 75 | 1500 | 1500 | 117.28 | 140.36 | 8 | 15.08
2030 | NYISO_G-I_2_PJM_E | NYISO_G-I | PJM_E | Internal | Summer | B4 | 100 | 1500 | 1500 | 99.03 | 138.84 | 8 | 31.8
2030 | NYISO_G-I_2_PJM_E | NYISO_G-I | PJM_E | Internal | Summer | B5 | 200 | 1500 | 1500 | 86.65 | 117.16 | 8 | 22.51
2030 | NYISO_G-I_2_PJM_E | NYISO_G-I | PJM_E | Internal | Summer | B6 | 300 | 1500 | 1500 | 83.01 | 95.79 | 8 | 4.78
2030 | NYISO_G-I_2_PJM_E | NYISO_G-I | PJM_E | Internal | Summer | B7 | 400 | 1500 | 1500 | 81.36 | 90.23 | 8 | 0.87
2030 | NYISO_G-I_2_PJM_E | NYISO_G-I | PJM_E | Internal | Summer | B8 | 500 | 1500 | 941.54 | 78.29 | 86.29 | 8 | 0
2030 | NYISO_G-I_2_PJM_E | NYISO_G-I | PJM_E | Internal | Summer | B9 | 800 | 1500 | 1500 | 76.32 | 84.33 | 8 | 0.01
2030 | NYISO_G-I_2_PJM_E | NYISO_G-I | PJM_E | Internal | Summer | B10 | 1262 | 1500 | 0 | 73.21 | 74.37 | 8 | 0
2030 | NYISO_G-I_2_PJM_E | NYISO_G-I | PJM_E | Internal | Winter | B16 | 25 | 1500 | 840.41 | 86.04 | 94.04 | 8 | 0
2030 | NYISO_G-I_2_PJM_E | NYISO_G-I | PJM_E | Internal | Winter | B17 | 100 | 1500 | 1228.27 | 86.66 | 94.66 | 8 | 0
2030 | NYISO_G-I_2_PJM_E | NYISO_G-I | PJM_E | Internal | Winter | B18 | 400 | 1500 | 568.34 | 83.17 | 91.17 | 8 | 0
2030 | NYISO_G-I_2_PJM_E | NYISO_G-I | PJM_E | Internal | Winter | B19 | 700 | 1500 | 1054.61 | 82.38 | 90.38 | 8 | 0
2030 | NYISO_G-I_2_PJM_E | NYISO_G-I | PJM_E | Internal | Winter | B20 | 935 | 1500 | 0 | 72.35 | 80.33 | 8 | 0
2030 | NYISO_J-K_2_PJM_E | NYISO_J-K | PJM_E | Internal | Shoulder | B11 | 25 | 330 | 0 | 84.12 | 92.1 | 8 | 0
2030 | NYISO_J-K_2_PJM_E | NYISO_J-K | PJM_E | Internal | Shoulder | B12 | 200 | 330 | 0 | 81.34 | 89.33 | 8 | 0
2030 | NYISO_J-K_2_PJM_E | NYISO_J-K | PJM_E | Internal | Shoulder | B13 | 600 | 330 | 0 | 79.72 | 87.71 | 8 | 0
2030 | NYISO_J-K_2_PJM_E | NYISO_J-K | PJM_E | Internal | Shoulder | B14 | 900 | 330 | 330 | 73.62 | 87.55 | 8 | 5.92
2030 | NYISO_J-K_2_PJM_E | NYISO_J-K | PJM_E | Internal | Shoulder | B15 | 1203 | 330 | 0 | 72.4 | 76.83 | 8 | 0
2030 | NYISO_J-K_2_PJM_E | NYISO_J-K | PJM_E | Internal | Summer | B1 | 10 | 330 | 0 | 132.4 | 140.39 | 8 | 0
2030 | NYISO_J-K_2_PJM_E | NYISO_J-K | PJM_E | Internal | Summer | B2 | 25 | 330 | 5.64 | 132.39 | 140.39 | 8 | 0
2030 | NYISO_J-K_2_PJM_E | NYISO_J-K | PJM_E | Internal | Summer | B3 | 75 | 330 | 330 | 117.3 | 140.36 | 8 | 15.07
2030 | NYISO_J-K_2_PJM_E | NYISO_J-K | PJM_E | Internal | Summer | B4 | 100 | 330 | 330 | 99.05 | 138.84 | 8 | 31.79
2030 | NYISO_J-K_2_PJM_E | NYISO_J-K | PJM_E | Internal | Summer | B5 | 200 | 330 | 330 | 86.66 | 117.16 | 8 | 22.49
2030 | NYISO_J-K_2_PJM_E | NYISO_J-K | PJM_E | Internal | Summer | B6 | 300 | 330 | 330 | 83.02 | 95.79 | 8 | 4.77
2030 | NYISO_J-K_2_PJM_E | NYISO_J-K | PJM_E | Internal | Summer | B7 | 400 | 330 | 330 | 81.37 | 90.23 | 8 | 0.86
2030 | NYISO_J-K_2_PJM_E | NYISO_J-K | PJM_E | Internal | Summer | B8 | 500 | 330 | 0 | 78.3 | 86.29 | 8 | 0
2030 | NYISO_J-K_2_PJM_E | NYISO_J-K | PJM_E | Internal | Summer | B9 | 800 | 330 | 302.6 | 76.33 | 84.33 | 8 | 0
2030 | NYISO_J-K_2_PJM_E | NYISO_J-K | PJM_E | Internal | Summer | B10 | 1262 | 330 | 0 | 73.22 | 74.37 | 8 | 0
2030 | NYISO_J-K_2_PJM_E | NYISO_J-K | PJM_E | Internal | Winter | B16 | 25 | 330 | 0 | 86.05 | 94.04 | 8 | 0
2030 | NYISO_J-K_2_PJM_E | NYISO_J-K | PJM_E | Internal | Winter | B17 | 100 | 330 | 0 | 86.67 | 94.66 | 8 | 0
2030 | NYISO_J-K_2_PJM_E | NYISO_J-K | PJM_E | Internal | Winter | B18 | 400 | 330 | 0 | 84.12 | 91.17 | 8 | 0
2030 | NYISO_J-K_2_PJM_E | NYISO_J-K | PJM_E | Internal | Winter | B19 | 700 | 330 | 0 | 82.39 | 90.38 | 8 | 0
2030 | NYISO_J-K_2_PJM_E | NYISO_J-K | PJM_E | Internal | Winter | B20 | 935 | 330 | 0 | 72.36 | 80.33 | 8 | 0
2030 | PJM_E_2_NYISO_G-I | PJM_E | NYISO_G-I | Internal | Shoulder | B11 | 25 | 500 | 0 | 92.1 | 84.1 | 6 | 0
2030 | PJM_E_2_NYISO_G-I | PJM_E | NYISO_G-I | Internal | Shoulder | B12 | 200 | 500 | 0 | 89.33 | 81.33 | 6 | 0
2030 | PJM_E_2_NYISO_G-I | PJM_E | NYISO_G-I | Internal | Shoulder | B13 | 600 | 500 | 0 | 87.71 | 79.71 | 6 | 0
2030 | PJM_E_2_NYISO_G-I | PJM_E | NYISO_G-I | Internal | Shoulder | B14 | 900 | 500 | 0 | 87.55 | 73.61 | 6 | 0
2030 | PJM_E_2_NYISO_G-I | PJM_E | NYISO_G-I | Internal | Shoulder | B15 | 1203 | 500 | 0 | 76.83 | 72.39 | 6 | 0
2030 | PJM_E_2_NYISO_G-I | PJM_E | NYISO_G-I | Internal | Summer | B1 | 10 | 500 | 0 | 140.39 | 132.39 | 6 | 0
2030 | PJM_E_2_NYISO_G-I | PJM_E | NYISO_G-I | Internal | Summer | B2 | 25 | 500 | 0 | 140.39 | 132.37 | 6 | 0
2030 | PJM_E_2_NYISO_G-I | PJM_E | NYISO_G-I | Internal | Summer | B3 | 75 | 500 | 0 | 140.36 | 117.28 | 6 | 0
2030 | PJM_E_2_NYISO_G-I | PJM_E | NYISO_G-I | Internal | Summer | B4 | 100 | 500 | 0 | 138.84 | 99.03 | 6 | 0
2030 | PJM_E_2_NYISO_G-I | PJM_E | NYISO_G-I | Internal | Summer | B5 | 200 | 500 | 0 | 117.16 | 86.65 | 6 | 0
2030 | PJM_E_2_NYISO_G-I | PJM_E | NYISO_G-I | Internal | Summer | B6 | 300 | 500 | 0 | 95.79 | 83.01 | 6 | 0
2030 | PJM_E_2_NYISO_G-I | PJM_E | NYISO_G-I | Internal | Summer | B7 | 400 | 500 | 0 | 90.23 | 81.36 | 6 | 0
2030 | PJM_E_2_NYISO_G-I | PJM_E | NYISO_G-I | Internal | Summer | B8 | 500 | 500 | 0 | 86.29 | 78.29 | 6 | 0
2030 | PJM_E_2_NYISO_G-I | PJM_E | NYISO_G-I | Internal | Summer | B9 | 800 | 500 | 0 | 84.33 | 76.32 | 6 | 0
2030 | PJM_E_2_NYISO_G-I | PJM_E | NYISO_G-I | Internal | Summer | B10 | 1262 | 500 | 0 | 74.37 | 73.21 | 6 | 0
2030 | PJM_E_2_NYISO_G-I | PJM_E | NYISO_G-I | Internal | Winter | B16 | 25 | 500 | 0 | 94.04 | 86.04 | 6 | 0
2030 | PJM_E_2_NYISO_G-I | PJM_E | NYISO_G-I | Internal | Winter | B17 | 100 | 500 | 0 | 94.66 | 86.66 | 6 | 0
2030 | PJM_E_2_NYISO_G-I | PJM_E | NYISO_G-I | Internal | Winter | B18 | 400 | 500 | 0 | 91.17 | 83.17 | 6 | 0
2030 | PJM_E_2_NYISO_G-I | PJM_E | NYISO_G-I | Internal | Winter | B19 | 700 | 500 | 0 | 90.38 | 82.38 | 6 | 0
2030 | PJM_E_2_NYISO_G-I | PJM_E | NYISO_G-I | Internal | Winter | B20 | 935 | 500 | 0 | 80.33 | 72.35 | 6 | 0
2030 | PJM_E_2_NYISO_J-K | PJM_E | NYISO_J-K | Internal | Shoulder | B11 | 25 | 330 | 0 | 92.1 | 84.12 | 6 | 0
2030 | PJM_E_2_NYISO_J-K | PJM_E | NYISO_J-K | Internal | Shoulder | B12 | 200 | 330 | 0 | 89.33 | 81.34 | 6 | 0
2030 | PJM_E_2_NYISO_J-K | PJM_E | NYISO_J-K | Internal | Shoulder | B13 | 600 | 330 | 0 | 87.71 | 79.72 | 6 | 0
2030 | PJM_E_2_NYISO_J-K | PJM_E | NYISO_J-K | Internal | Shoulder | B14 | 900 | 330 | 0 | 87.55 | 73.62 | 6 | 0
2030 | PJM_E_2_NYISO_J-K | PJM_E | NYISO_J-K | Internal | Shoulder | B15 | 1203 | 330 | 0 | 76.83 | 72.4 | 6 | 0
2030 | PJM_E_2_NYISO_J-K | PJM_E | NYISO_J-K | Internal | Summer | B1 | 10 | 330 | 0 | 140.39 | 132.4 | 6 | 0
2030 | PJM_E_2_NYISO_J-K | PJM_E | NYISO_J-K | Internal | Summer | B2 | 25 | 330 | 0 | 140.39 | 132.39 | 6 | 0
2030 | PJM_E_2_NYISO_J-K | PJM_E | NYISO_J-K | Internal | Summer | B3 | 75 | 330 | 0 | 140.36 | 117.3 | 6 | 0
2030 | PJM_E_2_NYISO_J-K | PJM_E | NYISO_J-K | Internal | Summer | B4 | 100 | 330 | 0 | 138.84 | 99.05 | 6 | 0
2030 | PJM_E_2_NYISO_J-K | PJM_E | NYISO_J-K | Internal | Summer | B5 | 200 | 330 | 0 | 117.16 | 86.66 | 6 | 0
2030 | PJM_E_2_NYISO_J-K | PJM_E | NYISO_J-K | Internal | Summer | B6 | 300 | 330 | 0 | 95.79 | 83.02 | 6 | 0
2030 | PJM_E_2_NYISO_J-K | PJM_E | NYISO_J-K | Internal | Summer | B7 | 400 | 330 | 0 | 90.23 | 81.37 | 6 | 0
2030 | PJM_E_2_NYISO_J-K | PJM_E | NYISO_J-K | Internal | Summer | B8 | 500 | 330 | 0 | 86.29 | 78.3 | 6 | 0
2030 | PJM_E_2_NYISO_J-K | PJM_E | NYISO_J-K | Internal | Summer | B9 | 800 | 330 | 0 | 84.33 | 76.33 | 6 | 0
2030 | PJM_E_2_NYISO_J-K | PJM_E | NYISO_J-K | Internal | Summer | B10 | 1262 | 330 | 0 | 74.37 | 73.22 | 6 | 0
2030 | PJM_E_2_NYISO_J-K | PJM_E | NYISO_J-K | Internal | Winter | B16 | 25 | 330 | 0 | 94.04 | 86.05 | 6 | 0
2030 | PJM_E_2_NYISO_J-K | PJM_E | NYISO_J-K | Internal | Winter | B17 | 100 | 330 | 0 | 94.66 | 86.67 | 6 | 0
2030 | PJM_E_2_NYISO_J-K | PJM_E | NYISO_J-K | Internal | Winter | B18 | 400 | 330 | 0 | 91.17 | 84.12 | 6 | 0
2030 | PJM_E_2_NYISO_J-K | PJM_E | NYISO_J-K | Internal | Winter | B19 | 700 | 330 | 0 | 90.38 | 82.39 | 6 | 0
2030 | PJM_E_2_NYISO_J-K | PJM_E | NYISO_J-K | Internal | Winter | B20 | 935 | 330 | 0 | 80.33 | 72.36 | 6 | 0
2030 | PJM_E_2_PJM_ROM | PJM_E | PJM_ROM | Internal | Shoulder | B11 | 25 | 8000 | 3699.1 | 92.1 | 92.12 | 0.01 | 0
2030 | PJM_E_2_PJM_ROM | PJM_E | PJM_ROM | Internal | Shoulder | B12 | 200 | 8000 | 4645.26 | 89.33 | 89.34 | 0.01 | 0
2030 | PJM_E_2_PJM_ROM | PJM_E | PJM_ROM | Internal | Shoulder | B13 | 600 | 8000 | 3341.02 | 87.71 | 87.72 | 0.01 | 0
2030 | PJM_E_2_PJM_ROM | PJM_E | PJM_ROM | Internal | Shoulder | B14 | 900 | 8000 | 2735.2 | 87.55 | 87.56 | 0.01 | 0
2030 | PJM_E_2_PJM_ROM | PJM_E | PJM_ROM | Internal | Shoulder | B15 | 1203 | 8000 | 2713.14 | 76.83 | 76.84 | 0.01 | 0
2030 | PJM_E_2_PJM_ROM | PJM_E | PJM_ROM | Internal | Summer | B1 | 10 | 8000 | 2208.78 | 140.39 | 140.4 | 0.01 | 0
2030 | PJM_E_2_PJM_ROM | PJM_E | PJM_ROM | Internal | Summer | B2 | 25 | 8000 | 3277.6 | 140.39 | 140.4 | 0.01 | 0
2030 | PJM_E_2_PJM_ROM | PJM_E | PJM_ROM | Internal | Summer | B3 | 75 | 8000 | 5702.56 | 140.36 | 140.37 | 0.01 | 0
2030 | PJM_E_2_PJM_ROM | PJM_E | PJM_ROM | Internal | Summer | B4 | 100 | 8000 | 7175.37 | 138.84 | 138.85 | 0.01 | 0
2030 | PJM_E_2_PJM_ROM | PJM_E | PJM_ROM | Internal | Summer | B5 | 200 | 8000 | 5673.99 | 117.16 | 117.17 | 0.01 | 0
2030 | PJM_E_2_PJM_ROM | PJM_E | PJM_ROM | Internal | Summer | B6 | 300 | 8000 | 6632.75 | 95.79 | 95.8 | 0.01 | 0
2030 | PJM_E_2_PJM_ROM | PJM_E | PJM_ROM | Internal | Summer | B7 | 400 | 8000 | 5300.84 | 90.23 | 90.24 | 0.01 | 0
2030 | PJM_E_2_PJM_ROM | PJM_E | PJM_ROM | Internal | Summer | B8 | 500 | 8000 | 5491.23 | 86.29 | 86.3 | 0.01 | 0
2030 | PJM_E_2_PJM_ROM | PJM_E | PJM_ROM | Internal | Summer | B9 | 800 | 8000 | 3486.13 | 84.33 | 84.34 | 0.01 | 0
2030 | PJM_E_2_PJM_ROM | PJM_E | PJM_ROM | Internal | Summer | B10 | 1262 | 8000 | 3337.14 | 74.37 | 74.38 | 0.01 | 0
2030 | PJM_E_2_PJM_ROM | PJM_E | PJM_ROM | Internal | Winter | B16 | 25 | 8000 | 2064.07 | 94.04 | 94.05 | 0.01 | 0
2030 | PJM_E_2_PJM_ROM | PJM_E | PJM_ROM | Internal | Winter | B17 | 100 | 8000 | 3148.4 | 94.66 | 94.67 | 0.01 | 0
2030 | PJM_E_2_PJM_ROM | PJM_E | PJM_ROM | Internal | Winter | B18 | 400 | 8000 | 583.63 | 91.17 | 91.18 | 0.01 | 0
2030 | PJM_E_2_PJM_ROM | PJM_E | PJM_ROM | Internal | Winter | B19 | 700 | 8000 | 2038.46 | 90.38 | 90.39 | 0.01 | 0
2030 | PJM_E_2_PJM_ROM | PJM_E | PJM_ROM | Internal | Winter | B20 | 935 | 8000 | 49.81 | 80.33 | 80.34 | 0.01 | 0
2030 | PJM_ROR_2_MISO_IN | PJM_ROR | MISO_IN | Internal | Shoulder | B11 | 25 | 909 | 0 | 92.1 | 94.09 | 2 | 0
2030 | PJM_ROR_2_MISO_IN | PJM_ROR | MISO_IN | Internal | Shoulder | B12 | 200 | 909 | 0 | 89.35 | 89.61 | 2 | 0
2030 | PJM_ROR_2_MISO_IN | PJM_ROR | MISO_IN | Internal | Shoulder | B13 | 600 | 909 | 0 | 87.71 | 87.31 | 2 | 0
2030 | PJM_ROR_2_MISO_IN | PJM_ROR | MISO_IN | Internal | Shoulder | B14 | 900 | 909 | 0 | 87.55 | 85.55 | 2 | 0
2030 | PJM_ROR_2_MISO_IN | PJM_ROR | MISO_IN | Internal | Shoulder | B15 | 1203 | 909 | 0 | 76.83 | 75.95 | 2 | 0
2030 | PJM_ROR_2_MISO_IN | PJM_ROR | MISO_IN | Internal | Summer | B1 | 10 | 909 | 0 | 140.39 | 141.53 | 2 | 0
2030 | PJM_ROR_2_MISO_IN | PJM_ROR | MISO_IN | Internal | Summer | B2 | 25 | 909 | 0 | 140.39 | 140.97 | 2 | 0
2030 | PJM_ROR_2_MISO_IN | PJM_ROR | MISO_IN | Internal | Summer | B3 | 75 | 909 | 0 | 140.39 | 140.97 | 2 | 0
2030 | PJM_ROR_2_MISO_IN | PJM_ROR | MISO_IN | Internal | Summer | B4 | 100 | 909 | 0 | 138.86 | 139.9 | 2 | 0
2030 | PJM_ROR_2_MISO_IN | PJM_ROR | MISO_IN | Internal | Summer | B5 | 200 | 909 | 0 | 117.18 | 115.18 | 2 | 0
2030 | PJM_ROR_2_MISO_IN | PJM_ROR | MISO_IN | Internal | Summer | B6 | 300 | 909 | 0 | 95.81 | 97.8 | 2 | 0
2030 | PJM_ROR_2_MISO_IN | PJM_ROR | MISO_IN | Internal | Summer | B7 | 400 | 909 | 0 | 90.25 | 88.26 | 2 | 0
2030 | PJM_ROR_2_MISO_IN | PJM_ROR | MISO_IN | Internal | Summer | B8 | 500 | 909 | 0 | 86.31 | 86.06 | 2 | 0
2030 | PJM_ROR_2_MISO_IN | PJM_ROR | MISO_IN | Internal | Summer | B9 | 800 | 909 | 0 | 84.33 | 82.33 | 2 | 0
2030 | PJM_ROR_2_MISO_IN | PJM_ROR | MISO_IN | Internal | Summer | B10 | 1262 | 909 | 0 | 74.37 | 74.6 | 2 | 0
2030 | PJM_ROR_2_MISO_IN | PJM_ROR | MISO_IN | Internal | Winter | B16 | 25 | 909 | 85.45 | 94.04 | 96.04 | 2 | 0
2030 | PJM_ROR_2_MISO_IN | PJM_ROR | MISO_IN | Internal | Winter | B17 | 100 | 909 | 0 | 94.66 | 93.52 | 2 | 0
2030 | PJM_ROR_2_MISO_IN | PJM_ROR | MISO_IN | Internal | Winter | B18 | 400 | 909 | 0 | 91.17 | 89.86 | 2 | 0
2030 | PJM_ROR_2_MISO_IN | PJM_ROR | MISO_IN | Internal | Winter | B19 | 700 | 909 | 0 | 90.38 | 89.04 | 2 | 0
2030 | PJM_ROR_2_MISO_IN | PJM_ROR | MISO_IN | Internal | Winter | B20 | 935 | 909 | 0 | 80.33 | 78.59 | 2 | 0
2030 | PJM_ROR_2_MISO_MI | PJM_ROR | MISO_MI | Internal | Shoulder | B11 | 25 | 1305 | 791.8 | 92.1 | 94.1 | 2 | 0
2030 | PJM_ROR_2_MISO_MI | PJM_ROR | MISO_MI | Internal | Shoulder | B12 | 200 | 1305 | 0 | 89.35 | 89.62 | 2 | 0
2030 | PJM_ROR_2_MISO_MI | PJM_ROR | MISO_MI | Internal | Shoulder | B13 | 600 | 1305 | 0 | 87.71 | 87.32 | 2 | 0
2030 | PJM_ROR_2_MISO_MI | PJM_ROR | MISO_MI | Internal | Shoulder | B14 | 900 | 1305 | 0 | 87.55 | 85.56 | 2 | 0
2030 | PJM_ROR_2_MISO_MI | PJM_ROR | MISO_MI | Internal | Shoulder | B15 | 1203 | 1305 | 0 | 76.83 | 75.96 | 2 | 0
2030 | PJM_ROR_2_MISO_MI | PJM_ROR | MISO_MI | Internal | Summer | B1 | 10 | 1305 | 0 | 140.39 | 141.54 | 2 | 0
2030 | PJM_ROR_2_MISO_MI | PJM_ROR | MISO_MI | Internal | Summer | B2 | 25 | 1305 | 0 | 140.39 | 140.98 | 2 | 0
2030 | PJM_ROR_2_MISO_MI | PJM_ROR | MISO_MI | Internal | Summer | B3 | 75 | 1305 | 0 | 140.39 | 140.98 | 2 | 0
2030 | PJM_ROR_2_MISO_MI | PJM_ROR | MISO_MI | Internal | Summer | B4 | 100 | 1305 | 0 | 138.86 | 139.92 | 2 | 0
2030 | PJM_ROR_2_MISO_MI | PJM_ROR | MISO_MI | Internal | Summer | B5 | 200 | 1305 | 0 | 117.18 | 115.19 | 2 | 0
2030 | PJM_ROR_2_MISO_MI | PJM_ROR | MISO_MI | Internal | Summer | B6 | 300 | 1305 | 1067.6 | 95.81 | 97.81 | 2 | 0
2030 | PJM_ROR_2_MISO_MI | PJM_ROR | MISO_MI | Internal | Summer | B7 | 400 | 1305 | 0 | 90.25 | 88.28 | 2 | 0
2030 | PJM_ROR_2_MISO_MI | PJM_ROR | MISO_MI | Internal | Summer | B8 | 500 | 1305 | 0 | 86.31 | 86.07 | 2 | 0
2030 | PJM_ROR_2_MISO_MI | PJM_ROR | MISO_MI | Internal | Summer | B9 | 800 | 1305 | 0 | 84.33 | 82.34 | 2 | 0
2030 | PJM_ROR_2_MISO_MI | PJM_ROR | MISO_MI | Internal | Summer | B10 | 1262 | 1305 | 0 | 74.37 | 74.61 | 2 | 0
2030 | PJM_ROR_2_MISO_MI | PJM_ROR | MISO_MI | Internal | Winter | B16 | 25 | 1305 | 1305 | 94.04 | 96.05 | 2 | 0.01
2030 | PJM_ROR_2_MISO_MI | PJM_ROR | MISO_MI | Internal | Winter | B17 | 100 | 1305 | 0 | 94.66 | 93.53 | 2 | 0
2030 | PJM_ROR_2_MISO_MI | PJM_ROR | MISO_MI | Internal | Winter | B18 | 400 | 1305 | 0 | 91.17 | 89.87 | 2 | 0
2030 | PJM_ROR_2_MISO_MI | PJM_ROR | MISO_MI | Internal | Winter | B19 | 700 | 1305 | 0 | 90.38 | 89.05 | 2 | 0
2030 | PJM_ROR_2_MISO_MI | PJM_ROR | MISO_MI | Internal | Winter | B20 | 935 | 1305 | 0 | 80.33 | 78.6 | 2 | 0
2030 | PJM_ROR_2_MISO_MO-IL | PJM_ROR | MISO_MO-IL | Internal | Shoulder | B11 | 25 | 1111 | 753.28 | 92.1 | 94.1 | 2 | 0
2030 | PJM_ROR_2_MISO_MO-IL | PJM_ROR | MISO_MO-IL | Internal | Shoulder | B12 | 200 | 1111 | 0 | 89.35 | 89.62 | 2 | 0
2030 | PJM_ROR_2_MISO_MO-IL | PJM_ROR | MISO_MO-IL | Internal | Shoulder | B13 | 600 | 1111 | 0 | 87.71 | 87.32 | 2 | 0
2030 | PJM_ROR_2_MISO_MO-IL | PJM_ROR | MISO_MO-IL | Internal | Shoulder | B14 | 900 | 1111 | 0 | 87.55 | 85.56 | 2 | 0
2030 | PJM_ROR_2_MISO_MO-IL | PJM_ROR | MISO_MO-IL | Internal | Shoulder | B15 | 1203 | 1111 | 0 | 76.83 | 75.96 | 2 | 0
2030 | PJM_ROR_2_MISO_MO-IL | PJM_ROR | MISO_MO-IL | Internal | Summer | B1 | 10 | 1111 | 0 | 140.39 | 141.54 | 2 | 0
2030 | PJM_ROR_2_MISO_MO-IL | PJM_ROR | MISO_MO-IL | Internal | Summer | B2 | 25 | 1111 | 0 | 140.39 | 140.98 | 2 | 0
2030 | PJM_ROR_2_MISO_MO-IL | PJM_ROR | MISO_MO-IL | Internal | Summer | B3 | 75 | 1111 | 0 | 140.39 | 140.98 | 2 | 0
2030 | PJM_ROR_2_MISO_MO-IL | PJM_ROR | MISO_MO-IL | Internal | Summer | B4 | 100 | 1111 | 342.22 | 138.86 | 140.86 | 2 | 0
2030 | PJM_ROR_2_MISO_MO-IL | PJM_ROR | MISO_MO-IL | Internal | Summer | B5 | 200 | 1111 | 1111 | 117.18 | 119.19 | 2 | 0.01
2030 | PJM_ROR_2_MISO_MO-IL | PJM_ROR | MISO_MO-IL | Internal | Summer | B6 | 300 | 1111 | 990.36 | 95.81 | 97.81 | 2 | 0
2030 | PJM_ROR_2_MISO_MO-IL | PJM_ROR | MISO_MO-IL | Internal | Summer | B7 | 400 | 1111 | 0 | 90.25 | 88.28 | 2 | 0
2030 | PJM_ROR_2_MISO_MO-IL | PJM_ROR | MISO_MO-IL | Internal | Summer | B8 | 500 | 1111 | 0 | 86.31 | 86.07 | 2 | 0
2030 | PJM_ROR_2_MISO_MO-IL | PJM_ROR | MISO_MO-IL | Internal | Summer | B9 | 800 | 1111 | 0 | 84.33 | 82.34 | 2 | 0
2030 | PJM_ROR_2_MISO_MO-IL | PJM_ROR | MISO_MO-IL | Internal | Summer | B10 | 1262 | 1111 | 0 | 74.37 | 74.61 | 2 | 0
2030 | PJM_ROR_2_MISO_MO-IL | PJM_ROR | MISO_MO-IL | Internal | Winter | B16 | 25 | 1111 | 1111 | 94.04 | 96.05 | 2 | 0.01
2030 | PJM_ROR_2_MISO_MO-IL | PJM_ROR | MISO_MO-IL | Internal | Winter | B17 | 100 | 1111 | 0 | 94.66 | 93.53 | 2 | 0
2030 | PJM_ROR_2_MISO_MO-IL | PJM_ROR | MISO_MO-IL | Internal | Winter | B18 | 400 | 1111 | 0 | 91.17 | 89.87 | 2 | 0
2030 | PJM_ROR_2_MISO_MO-IL | PJM_ROR | MISO_MO-IL | Internal | Winter | B19 | 700 | 1111 | 0 | 90.38 | 89.05 | 2 | 0
2030 | PJM_ROR_2_MISO_MO-IL | PJM_ROR | MISO_MO-IL | Internal | Winter | B20 | 935 | 1111 | 0 | 80.33 | 78.6 | 2 | 0
2030 | PJM_ROR_2_MISO_W | PJM_ROR | MISO_W | Internal | Shoulder | B11 | 25 | 709 | 0 | 92.1 | 90.65 | 2 | 0
2030 | PJM_ROR_2_MISO_W | PJM_ROR | MISO_W | Internal | Shoulder | B12 | 200 | 709 | 0 | 89.35 | 87.35 | 2 | 0
2030 | PJM_ROR_2_MISO_W | PJM_ROR | MISO_W | Internal | Shoulder | B13 | 600 | 709 | 0 | 87.71 | 85.69 | 2 | 0
2030 | PJM_ROR_2_MISO_W | PJM_ROR | MISO_W | Internal | Shoulder | B14 | 900 | 709 | 0 | 87.55 | 85.05 | 2 | 0
2030 | PJM_ROR_2_MISO_W | PJM_ROR | MISO_W | Internal | Shoulder | B15 | 1203 | 709 | 0 | 76.83 | 74.83 | 2 | 0
2030 | PJM_ROR_2_MISO_W | PJM_ROR | MISO_W | Internal | Summer | B1 | 10 | 709 | 0 | 140.39 | 141.53 | 2 | 0
2030 | PJM_ROR_2_MISO_W | PJM_ROR | MISO_W | Internal | Summer | B2 | 25 | 709 | 0 | 140.39 | 140.97 | 2 | 0
2030 | PJM_ROR_2_MISO_W | PJM_ROR | MISO_W | Internal | Summer | B3 | 75 | 709 | 0 | 140.39 | 140.99 | 2 | 0
2030 | PJM_ROR_2_MISO_W | PJM_ROR | MISO_W | Internal | Summer | B4 | 100 | 709 | 0 | 138.86 | 140.85 | 2 | 0
2030 | PJM_ROR_2_MISO_W | PJM_ROR | MISO_W | Internal | Summer | B5 | 200 | 709 | 250.88 | 117.18 | 119.18 | 2 | 0
2030 | PJM_ROR_2_MISO_W | PJM_ROR | MISO_W | Internal | Summer | B6 | 300 | 709 | 0 | 95.81 | 97.8 | 2 | 0
2030 | PJM_ROR_2_MISO_W | PJM_ROR | MISO_W | Internal | Summer | B7 | 400 | 709 | 0 | 90.25 | 88.26 | 2 | 0
2030 | PJM_ROR_2_MISO_W | PJM_ROR | MISO_W | Internal | Summer | B8 | 500 | 709 | 0 | 86.31 | 84.31 | 2 | 0
2030 | PJM_ROR_2_MISO_W | PJM_ROR | MISO_W | Internal | Summer | B9 | 800 | 709 | 0 | 84.33 | 82.33 | 2 | 0
2030 | PJM_ROR_2_MISO_W | PJM_ROR | MISO_W | Internal | Summer | B10 | 1262 | 709 | 0 | 74.37 | 74.33 | 2 | 0
2030 | PJM_ROR_2_MISO_W | PJM_ROR | MISO_W | Internal | Winter | B16 | 25 | 709 | 0 | 94.04 | 78.34 | 2 | 0
2030 | PJM_ROR_2_MISO_W | PJM_ROR | MISO_W | Internal | Winter | B17 | 100 | 709 | 0 | 94.66 | 81.53 | 2 | 0
2030 | PJM_ROR_2_MISO_W | PJM_ROR | MISO_W | Internal | Winter | B18 | 400 | 709 | 0 | 91.17 | 87.09 | 2 | 0
2030 | PJM_ROR_2_MISO_W | PJM_ROR | MISO_W | Internal | Winter | B19 | 700 | 709 | 0 | 90.38 | 87.09 | 2 | 0
2030 | PJM_ROR_2_MISO_W | PJM_ROR | MISO_W | Internal | Winter | B20 | 935 | 709 | 0 | 80.33 | 78.32 | 2 | 0
2030 | PJM_ROR_2_MISO_WUMS | PJM_ROR | MISO_WUMS | Internal | Shoulder | B11 | 25 | 1467 | 0 | 92.1 | 90.1 | 2 | 0
2030 | PJM_ROR_2_MISO_WUMS | PJM_ROR | MISO_WUMS | Internal | Shoulder | B12 | 200 | 1467 | 0 | 89.35 | 87.35 | 2 | 0
2030 | PJM_ROR_2_MISO_WUMS | PJM_ROR | MISO_WUMS | Internal | Shoulder | B13 | 600 | 1467 | 0 | 87.71 | 85.71 | 2 | 0
2030 | PJM_ROR_2_MISO_WUMS | PJM_ROR | MISO_WUMS | Internal | Shoulder | B14 | 900 | 1467 | 0 | 87.55 | 85.45 | 2 | 0
2030 | PJM_ROR_2_MISO_WUMS | PJM_ROR | MISO_WUMS | Internal | Shoulder | B15 | 1203 | 1467 | 0 | 76.83 | 75.7 | 2 | 0
2030 | PJM_ROR_2_MISO_WUMS | PJM_ROR | MISO_WUMS | Internal | Summer | B1 | 10 | 1467 | 0 | 140.39 | 141.52 | 2 | 0
2030 | PJM_ROR_2_MISO_WUMS | PJM_ROR | MISO_WUMS | Internal | Summer | B2 | 25 | 1467 | 0 | 140.39 | 140.96 | 2 | 0
2030 | PJM_ROR_2_MISO_WUMS | PJM_ROR | MISO_WUMS | Internal | Summer | B3 | 75 | 1467 | 0 | 140.39 | 138.39 | 2 | 0
2030 | PJM_ROR_2_MISO_WUMS | PJM_ROR | MISO_WUMS | Internal | Summer | B4 | 100 | 1467 | 0 | 138.86 | 136.86 | 2 | 0
2030 | PJM_ROR_2_MISO_WUMS | PJM_ROR | MISO_WUMS | Internal | Summer | B5 | 200 | 1467 | 0 | 117.18 | 115.18 | 2 | 0
2030 | PJM_ROR_2_MISO_WUMS | PJM_ROR | MISO_WUMS | Internal | Summer | B6 | 300 | 1467 | 0 | 95.81 | 93.81 | 2 | 0
2030 | PJM_ROR_2_MISO_WUMS | PJM_ROR | MISO_WUMS | Internal | Summer | B7 | 400 | 1467 | 0 | 90.25 | 88.25 | 2 | 0
2030 | PJM_ROR_2_MISO_WUMS | PJM_ROR | MISO_WUMS | Internal | Summer | B8 | 500 | 1467 | 0 | 86.31 | 84.31 | 2 | 0
2030 | PJM_ROR_2_MISO_WUMS | PJM_ROR | MISO_WUMS | Internal | Summer | B9 | 800 | 1467 | 0 | 84.33 | 82.33 | 2 | 0
2030 | PJM_ROR_2_MISO_WUMS | PJM_ROR | MISO_WUMS | Internal | Summer | B10 | 1262 | 1467 | 0 | 74.37 | 74.34 | 2 | 0
2030 | PJM_ROR_2_MISO_WUMS | PJM_ROR | MISO_WUMS | Internal | Winter | B16 | 25 | 1467 | 0 | 94.04 | 90.44 | 2 | 0
2030 | PJM_ROR_2_MISO_WUMS | PJM_ROR | MISO_WUMS | Internal | Winter | B17 | 100 | 1467 | 0 | 94.66 | 90.44 | 2 | 0
2030 | PJM_ROR_2_MISO_WUMS | PJM_ROR | MISO_WUMS | Internal | Winter | B18 | 400 | 1467 | 0 | 91.17 | 89.17 | 2 | 0
2030 | PJM_ROR_2_MISO_WUMS | PJM_ROR | MISO_WUMS | Internal | Winter | B19 | 700 | 1467 | 0 | 90.38 | 88.38 | 2 | 0
2030 | PJM_ROR_2_MISO_WUMS | PJM_ROR | MISO_WUMS | Internal | Winter | B20 | 935 | 1467 | 0 | 80.33 | 78.33 | 2 | 0
2030 | PJM_ROR_2_PJM_ROM | PJM_ROR | PJM_ROM | Internal | Shoulder | B11 | 25 | 8000 | 64.51 | 92.1 | 92.12 | 0.01 | 0
2030 | PJM_ROR_2_PJM_ROM | PJM_ROR | PJM_ROM | Internal | Shoulder | B12 | 200 | 8000 | 0 | 89.35 | 89.34 | 0.01 | 0
2030 | PJM_ROR_2_PJM_ROM | PJM_ROR | PJM_ROM | Internal | Shoulder | B13 | 600 | 8000 | 1764.86 | 87.71 | 87.72 | 0.01 | 0
2030 | PJM_ROR_2_PJM_ROM | PJM_ROR | PJM_ROM | Internal | Shoulder | B14 | 900 | 8000 | 2358.3 | 87.55 | 87.56 | 0.01 | 0
2030 | PJM_ROR_2_PJM_ROM | PJM_ROR | PJM_ROM | Internal | Shoulder | B15 | 1203 | 8000 | 1466.71 | 76.83 | 76.84 | 0.01 | 0
2030 | PJM_ROR_2_PJM_ROM | PJM_ROR | PJM_ROM | Internal | Summer | B1 | 10 | 8000 | 1754.86 | 140.39 | 140.4 | 0.01 | 0
2030 | PJM_ROR_2_PJM_ROM | PJM_ROR | PJM_ROM | Internal | Summer | B2 | 25 | 8000 | 284.42 | 140.39 | 140.4 | 0.01 | 0
2030 | PJM_ROR_2_PJM_ROM | PJM_ROR | PJM_ROM | Internal | Summer | B3 | 75 | 8000 | 0 | 140.39 | 140.37 | 0.01 | 0
2030 | PJM_ROR_2_PJM_ROM | PJM_ROR | PJM_ROM | Internal | Summer | B4 | 100 | 8000 | 0 | 138.86 | 138.85 | 0.01 | 0
2030 | PJM_ROR_2_PJM_ROM | PJM_ROR | PJM_ROM | Internal | Summer | B5 | 200 | 8000 | 0 | 117.18 | 117.17 | 0.01 | 0
2030 | PJM_ROR_2_PJM_ROM | PJM_ROR | PJM_ROM | Internal | Summer | B6 | 300 | 8000 | 0 | 95.81 | 95.8 | 0.01 | 0
2030 | PJM_ROR_2_PJM_ROM | PJM_ROR | PJM_ROM | Internal | Summer | B7 | 400 | 8000 | 0 | 90.25 | 90.24 | 0.01 | 0
2030 | PJM_ROR_2_PJM_ROM | PJM_ROR | PJM_ROM | Internal | Summer | B8 | 500 | 8000 | 0 | 86.31 | 86.3 | 0.01 | 0
2030 | PJM_ROR_2_PJM_ROM | PJM_ROR | PJM_ROM | Internal | Summer | B9 | 800 | 8000 | 997.6 | 84.33 | 84.34 | 0.01 | 0
2030 | PJM_ROR_2_PJM_ROM | PJM_ROR | PJM_ROM | Internal | Summer | B10 | 1262 | 8000 | 435.01 | 74.37 | 74.38 | 0.01 | 0
2030 | PJM_ROR_2_PJM_ROM | PJM_ROR | PJM_ROM | Internal | Winter | B16 | 25 | 8000 | 3092.62 | 94.04 | 94.05 | 0.01 | 0
2030 | PJM_ROR_2_PJM_ROM | PJM_ROR | PJM_ROM | Internal | Winter | B17 | 100 | 8000 | 1293.75 | 94.66 | 94.67 | 0.01 | 0
2030 | PJM_ROR_2_PJM_ROM | PJM_ROR | PJM_ROM | Internal | Winter | B18 | 400 | 8000 | 4666.57 | 91.17 | 91.18 | 0.01 | 0
2030 | PJM_ROR_2_PJM_ROM | PJM_ROR | PJM_ROM | Internal | Winter | B19 | 700 | 8000 | 2927.35 | 90.38 | 90.39 | 0.01 | 0
2030 | PJM_ROR_2_PJM_ROM | PJM_ROR | PJM_ROM | Internal | Winter | B20 | 935 | 8000 | 4740.65 | 80.33 | 80.34 | 0.01 | 0
2030 | PJM_ROR_2_TVA_Transmission | PJM_ROR | TVA_Transmission | Internal | Shoulder | B11 | 25 | 2500 | 0 | 92.1 | 96.89 | 6 | 0
2030 | PJM_ROR_2_TVA_Transmission | PJM_ROR | TVA_Transmission | Internal | Shoulder | B12 | 200 | 2500 | 0 | 89.35 | 93.49 | 6 | 0
2030 | PJM_ROR_2_TVA_Transmission | PJM_ROR | TVA_Transmission | Internal | Shoulder | B13 | 600 | 2500 | 0 | 87.71 | 92.46 | 6 | 0
2030 | PJM_ROR_2_TVA_Transmission | PJM_ROR | TVA_Transmission | Internal | Shoulder | B14 | 900 | 2500 | 0 | 87.55 | 92.3 | 6 | 0
2030 | PJM_ROR_2_TVA_Transmission | PJM_ROR | TVA_Transmission | Internal | Shoulder | B15 | 1203 | 2500 | 2500 | 76.83 | 83.94 | 6 | 1.12
2030 | PJM_ROR_2_TVA_Transmission | PJM_ROR | TVA_Transmission | Internal | Summer | B1 | 10 | 2500 | 1715.5 | 140.39 | 146.39 | 6 | 0
2030 | PJM_ROR_2_TVA_Transmission | PJM_ROR | TVA_Transmission | Internal | Summer | B2 | 25 | 2500 | 1124.2 | 140.39 | 146.39 | 6 | 0
2030 | PJM_ROR_2_TVA_Transmission | PJM_ROR | TVA_Transmission | Internal | Summer | B3 | 75 | 2500 | 0 | 140.39 | 144.24 | 6 | 0
2030 | PJM_ROR_2_TVA_Transmission | PJM_ROR | TVA_Transmission | Internal | Summer | B4 | 100 | 2500 | 0 | 138.86 | 140.18 | 6 | 0
2030 | PJM_ROR_2_TVA_Transmission | PJM_ROR | TVA_Transmission | Internal | Summer | B5 | 200 | 2500 | 0 | 117.18 | 114.18 | 6 | 0
2030 | PJM_ROR_2_TVA_Transmission | PJM_ROR | TVA_Transmission | Internal | Summer | B6 | 300 | 2500 | 0 | 95.81 | 98.36 | 6 | 0
2030 | PJM_ROR_2_TVA_Transmission | PJM_ROR | TVA_Transmission | Internal | Summer | B7 | 400 | 2500 | 0 | 90.25 | 92.83 | 6 | 0
2030 | PJM_ROR_2_TVA_Transmission | PJM_ROR | TVA_Transmission | Internal | Summer | B8 | 500 | 2500 | 0 | 86.31 | 91.25 | 6 | 0
2030 | PJM_ROR_2_TVA_Transmission | PJM_ROR | TVA_Transmission | Internal | Summer | B9 | 800 | 2500 | 162.17 | 84.33 | 90.33 | 6 | 0
2030 | PJM_ROR_2_TVA_Transmission | PJM_ROR | TVA_Transmission | Internal | Summer | B10 | 1262 | 2500 | 0 | 74.37 | 80.09 | 6 | 0
2030 | PJM_ROR_2_TVA_Transmission | PJM_ROR | TVA_Transmission | Internal | Winter | B16 | 25 | 2500 | 0 | 94.04 | 99.54 | 6 | 0
2030 | PJM_ROR_2_TVA_Transmission | PJM_ROR | TVA_Transmission | Internal | Winter | B17 | 100 | 2500 | 0 | 94.66 | 97.41 | 6 | 0
2030 | PJM_ROR_2_TVA_Transmission | PJM_ROR | TVA_Transmission | Internal | Winter | B18 | 400 | 2500 | 0 | 91.17 | 95.77 | 6 | 0
2030 | PJM_ROR_2_TVA_Transmission | PJM_ROR | TVA_Transmission | Internal | Winter | B19 | 700 | 2500 | 0 | 90.38 | 95.09 | 6 | 0
2030 | PJM_ROR_2_TVA_Transmission | PJM_ROR | TVA_Transmission | Internal | Winter | B20 | 935 | 2500 | 1249.69 | 80.33 | 86.33 | 6 | 0
2030 | PJM_ROR_2_VACAR | PJM_ROR | VACAR | Internal | Shoulder | B11 | 25 | 3000 | 1397.56 | 92.1 | 98.1 | 6 | 0
2030 | PJM_ROR_2_VACAR | PJM_ROR | VACAR | Internal | Shoulder | B12 | 200 | 3000 | 1321.89 | 89.35 | 95.35 | 6 | 0
2030 | PJM_ROR_2_VACAR | PJM_ROR | VACAR | Internal | Shoulder | B13 | 600 | 3000 | 0 | 87.71 | 87 | 6 | 0
2030 | PJM_ROR_2_VACAR | PJM_ROR | VACAR | Internal | Shoulder | B14 | 900 | 3000 | 0 | 87.55 | 87 | 6 | 0
2030 | PJM_ROR_2_VACAR | PJM_ROR | VACAR | Internal | Shoulder | B15 | 1203 | 3000 | 1049.58 | 76.83 | 82.83 | 6 | 0
2030 | PJM_ROR_2_VACAR | PJM_ROR | VACAR | Internal | Summer | B1 | 10 | 3000 | 3000 | 140.39 | 151.39 | 6 | 5
2030 | PJM_ROR_2_VACAR | PJM_ROR | VACAR | Internal | Summer | B2 | 25 | 3000 | 3000 | 140.39 | 151.39 | 6 | 5
2030 | PJM_ROR_2_VACAR | PJM_ROR | VACAR | Internal | Summer | B3 | 75 | 3000 | 3000 | 140.39 | 149.88 | 6 | 3.5
2030 | PJM_ROR_2_VACAR | PJM_ROR | VACAR | Internal | Summer | B4 | 100 | 3000 | 1408.17 | 138.86 | 144.86 | 6 | 0
2030 | PJM_ROR_2_VACAR | PJM_ROR | VACAR | Internal | Summer | B5 | 200 | 3000 | 0 | 117.18 | 114.18 | 6 | 0
2030 | PJM_ROR_2_VACAR | PJM_ROR | VACAR | Internal | Summer | B6 | 300 | 3000 | 0 | 95.81 | 100.88 | 6 | 0
2030 | PJM_ROR_2_VACAR | PJM_ROR | VACAR | Internal | Summer | B7 | 400 | 3000 | 1315.61 | 90.25 | 96.25 | 6 | 0
2030 | PJM_ROR_2_VACAR | PJM_ROR | VACAR | Internal | Summer | B8 | 500 | 3000 | 1331.62 | 86.31 | 92.31 | 6 | 0
2030 | PJM_ROR_2_VACAR | PJM_ROR | VACAR | Internal | Summer | B9 | 800 | 3000 | 0 | 84.33 | 83.88 | 6 | 0
2030 | PJM_ROR_2_VACAR | PJM_ROR | VACAR | Internal | Summer | B10 | 1262 | 3000 | 3000 | 74.37 | 80.87 | 6 | 0.49
2030 | PJM_ROR_2_VACAR | PJM_ROR | VACAR | Internal | Winter | B16 | 25 | 3000 | 3000 | 94.04 | 106.81 | 6 | 6.78
2030 | PJM_ROR_2_VACAR | PJM_ROR | VACAR | Internal | Winter | B17 | 100 | 3000 | 3000 | 94.66 | 100.89 | 6 | 0.23
2030 | PJM_ROR_2_VACAR | PJM_ROR | VACAR | Internal | Winter | B18 | 400 | 3000 | 104.34 | 91.17 | 97.17 | 6 | 0
2030 | PJM_ROR_2_VACAR | PJM_ROR | VACAR | Internal | Winter | B19 | 700 | 3000 | 0 | 90.38 | 88.51 | 6 | 0
2030 | PJM_ROR_2_VACAR | PJM_ROR | VACAR | Internal | Winter | B20 | 935 | 3000 | 3000 | 80.33 | 87.21 | 6 | 0.88
2030 | PJM_ROM_2_NYISO_A-F | PJM_ROM | NYISO_A-F | Internal | Shoulder | B11 | 25 | 2000 | 0 | 92.12 | 72.4 | 6 | 0
2030 | PJM_ROM_2_NYISO_A-F | PJM_ROM | NYISO_A-F | Internal | Shoulder | B12 | 200 | 2000 | 0 | 89.34 | 75.58 | 6 | 0
2030 | PJM_ROM_2_NYISO_A-F | PJM_ROM | NYISO_A-F | Internal | Shoulder | B13 | 600 | 2000 | 0 | 87.72 | 72.4 | 6 | 0
2030 | PJM_ROM_2_NYISO_A-F | PJM_ROM | NYISO_A-F | Internal | Shoulder | B14 | 900 | 2000 | 0 | 87.56 | 72.4 | 6 | 0
2030 | PJM_ROM_2_NYISO_A-F | PJM_ROM | NYISO_A-F | Internal | Shoulder | B15 | 1203 | 2000 | 0 | 76.84 | 72.38 | 6 | 0
2030 | PJM_ROM_2_NYISO_A-F | PJM_ROM | NYISO_A-F | Internal | Summer | B1 | 10 | 2000 | 0 | 140.4 | 99.98 | 6 | 0
2030 | PJM_ROM_2_NYISO_A-F | PJM_ROM | NYISO_A-F | Internal | Summer | B2 | 25 | 2000 | 0 | 140.4 | 126.26 | 6 | 0
2030 | PJM_ROM_2_NYISO_A-F | PJM_ROM | NYISO_A-F | Internal | Summer | B3 | 75 | 2000 | 0 | 140.37 | 99.98 | 6 | 0
2030 | PJM_ROM_2_NYISO_A-F | PJM_ROM | NYISO_A-F | Internal | Summer | B4 | 100 | 2000 | 0 | 138.85 | 99.02 | 6 | 0
2030 | PJM_ROM_2_NYISO_A-F | PJM_ROM | NYISO_A-F | Internal | Summer | B5 | 200 | 2000 | 0 | 117.17 | 86.64 | 6 | 0
2030 | PJM_ROM_2_NYISO_A-F | PJM_ROM | NYISO_A-F | Internal | Summer | B6 | 300 | 2000 | 0 | 95.8 | 74.47 | 6 | 0
2030 | PJM_ROM_2_NYISO_A-F | PJM_ROM | NYISO_A-F | Internal | Summer | B7 | 400 | 2000 | 0 | 90.24 | 74.47 | 6 | 0
2030 | PJM_ROM_2_NYISO_A-F | PJM_ROM | NYISO_A-F | Internal | Summer | B8 | 500 | 2000 | 0 | 86.3 | 74.47 | 6 | 0
2030 | PJM_ROM_2_NYISO_A-F | PJM_ROM | NYISO_A-F | Internal | Summer | B9 | 800 | 2000 | 0 | 84.34 | 73.21 | 6 | 0
2030 | PJM_ROM_2_NYISO_A-F | PJM_ROM | NYISO_A-F | Internal | Summer | B10 | 1262 | 2000 | 0 | 74.38 | 73.2 | 6 | 0
2030 | PJM_ROM_2_NYISO_A-F | PJM_ROM | NYISO_A-F | Internal | Winter | B16 | 25 | 2000 | 0 | 94.05 | 77.86 | 6 | 0
2030 | PJM_ROM_2_NYISO_A-F | PJM_ROM | NYISO_A-F | Internal | Winter | B17 | 100 | 2000 | 0 | 94.67 | 76.51 | 6 | 0
2030 | PJM_ROM_2_NYISO_A-F | PJM_ROM | NYISO_A-F | Internal | Winter | B18 | 400 | 2000 | 0 | 91.18 | 72.36 | 6 | 0
2030 | PJM_ROM_2_NYISO_A-F | PJM_ROM | NYISO_A-F | Internal | Winter | B19 | 700 | 2000 | 0 | 90.39 | 72.36 | 6 | 0
2030 | PJM_ROM_2_NYISO_A-F | PJM_ROM | NYISO_A-F | Internal | Winter | B20 | 935 | 2000 | 0 | 80.34 | 72.34 | 6 | 0
2030 | PJM_ROM_2_PJM_E | PJM_ROM | PJM_E | Internal | Shoulder | B11 | 25 | 8000 | 0 | 92.12 | 92.1 | 0.01 | 0
2030 | PJM_ROM_2_PJM_E | PJM_ROM | PJM_E | Internal | Shoulder | B12 | 200 | 8000 | 0 | 89.34 | 89.33 | 0.01 | 0
2030 | PJM_ROM_2_PJM_E | PJM_ROM | PJM_E | Internal | Shoulder | B13 | 600 | 8000 | 0 | 87.72 | 87.71 | 0.01 | 0
2030 | PJM_ROM_2_PJM_E | PJM_ROM | PJM_E | Internal | Shoulder | B14 | 900 | 8000 | 0 | 87.56 | 87.55 | 0.01 | 0
2030 | PJM_ROM_2_PJM_E | PJM_ROM | PJM_E | Internal | Shoulder | B15 | 1203 | 8000 | 0 | 76.84 | 76.83 | 0.01 | 0
2030 | PJM_ROM_2_PJM_E | PJM_ROM | PJM_E | Internal | Summer | B1 | 10 | 8000 | 0 | 140.4 | 140.39 | 0.01 | 0
2030 | PJM_ROM_2_PJM_E | PJM_ROM | PJM_E | Internal | Summer | B2 | 25 | 8000 | 0 | 140.4 | 140.39 | 0.01 | 0
2030 | PJM_ROM_2_PJM_E | PJM_ROM | PJM_E | Internal | Summer | B3 | 75 | 8000 | 0 | 140.37 | 140.36 | 0.01 | 0
2030 | PJM_ROM_2_PJM_E | PJM_ROM | PJM_E | Internal | Summer | B4 | 100 | 8000 | 0 | 138.85 | 138.84 | 0.01 | 0
2030 | PJM_ROM_2_PJM_E | PJM_ROM | PJM_E | Internal | Summer | B5 | 200 | 8000 | 0 | 117.17 | 117.16 | 0.01 | 0
2030 | PJM_ROM_2_PJM_E | PJM_ROM | PJM_E | Internal | Summer | B6 | 300 | 8000 | 0 | 95.8 | 95.79 | 0.01 | 0
2030 | PJM_ROM_2_PJM_E | PJM_ROM | PJM_E | Internal | Summer | B7 | 400 | 8000 | 0 | 90.24 | 90.23 | 0.01 | 0
2030 | PJM_ROM_2_PJM_E | PJM_ROM | PJM_E | Internal | Summer | B8 | 500 | 8000 | 0 | 86.3 | 86.29 | 0.01 | 0
2030 | PJM_ROM_2_PJM_E | PJM_ROM | PJM_E | Internal | Summer | B9 | 800 | 8000 | 0 | 84.34 | 84.33 | 0.01 | 0
2030 | PJM_ROM_2_PJM_E | PJM_ROM | PJM_E | Internal | Summer | B10 | 1262 | 8000 | 0 | 74.38 | 74.37 | 0.01 | 0
2030 | PJM_ROM_2_PJM_E | PJM_ROM | PJM_E | Internal | Winter | B16 | 25 | 8000 | 0 | 94.05 | 94.04 | 0.01 | 0
2030 | PJM_ROM_2_PJM_E | PJM_ROM | PJM_E | Internal | Winter | B17 | 100 | 8000 | 0 | 94.67 | 94.66 | 0.01 | 0
2030 | PJM_ROM_2_PJM_E | PJM_ROM | PJM_E | Internal | Winter | B18 | 400 | 8000 | 0 | 91.18 | 91.17 | 0.01 | 0
2030 | PJM_ROM_2_PJM_E | PJM_ROM | PJM_E | Internal | Winter | B19 | 700 | 8000 | 0 | 90.39 | 90.38 | 0.01 | 0
2030 | PJM_ROM_2_PJM_E | PJM_ROM | PJM_E | Internal | Winter | B20 | 935 | 8000 | 0 | 80.34 | 80.33 | 0.01 | 0
2030 | PJM_ROM_2_PJM_ROR | PJM_ROM | PJM_ROR | Internal | Shoulder | B11 | 25 | 8000 | 0 | 92.12 | 92.1 | 0.01 | 0
2030 | PJM_ROM_2_PJM_ROR | PJM_ROM | PJM_ROR | Internal | Shoulder | B12 | 200 | 8000 | 1210.71 | 89.34 | 89.35 | 0.01 | 0
2030 | PJM_ROM_2_PJM_ROR | PJM_ROM | PJM_ROR | Internal | Shoulder | B13 | 600 | 8000 | 0 | 87.72 | 87.71 | 0.01 | 0
2030 | PJM_ROM_2_PJM_ROR | PJM_ROM | PJM_ROR | Internal | Shoulder | B14 | 900 | 8000 | 0 | 87.56 | 87.55 | 0.01 | 0
2030 | PJM_ROM_2_PJM_ROR | PJM_ROM | PJM_ROR | Internal | Shoulder | B15 | 1203 | 8000 | 0 | 76.84 | 76.83 | 0.01 | 0
2030 | PJM_ROM_2_PJM_ROR | PJM_ROM | PJM_ROR | Internal | Summer | B1 | 10 | 8000 | 0 | 140.4 | 140.39 | 0.01 | 0
2030 | PJM_ROM_2_PJM_ROR | PJM_ROM | PJM_ROR | Internal | Summer | B2 | 25 | 8000 | 0 | 140.4 | 140.39 | 0.01 | 0
2030 | PJM_ROM_2_PJM_ROR | PJM_ROM | PJM_ROR | Internal | Summer | B3 | 75 | 8000 | 3412.65 | 140.37 | 140.39 | 0.01 | 0
2030 | PJM_ROM_2_PJM_ROR | PJM_ROM | PJM_ROR | Internal | Summer | B4 | 100 | 8000 | 4408.28 | 138.85 | 138.86 | 0.01 | 0
2030 | PJM_ROM_2_PJM_ROR | PJM_ROM | PJM_ROR | Internal | Summer | B5 | 200 | 8000 | 3413.25 | 117.17 | 117.18 | 0.01 | 0
2030 | PJM_ROM_2_PJM_ROR | PJM_ROM | PJM_ROR | Internal | Summer | B6 | 300 | 8000 | 3722.53 | 95.8 | 95.81 | 0.01 | 0
2030 | PJM_ROM_2_PJM_ROR | PJM_ROM | PJM_ROR | Internal | Summer | B7 | 400 | 8000 | 1868.63 | 90.24 | 90.25 | 0.01 | 0
2030 | PJM_ROM_2_PJM_ROR | PJM_ROM | PJM_ROR | Internal | Summer | B8 | 500 | 8000 | 2303.24 | 86.3 | 86.31 | 0.01 | 0
2030 | PJM_ROM_2_PJM_ROR | PJM_ROM | PJM_ROR | Internal | Summer | B9 | 800 | 8000 | 0 | 84.34 | 84.33 | 0.01 | 0
2030 | PJM_ROM_2_PJM_ROR | PJM_ROM | PJM_ROR | Internal | Summer | B10 | 1262 | 8000 | 0 | 74.38 | 74.37 | 0.01 | 0
2030 | PJM_ROM_2_PJM_ROR | PJM_ROM | PJM_ROR | Internal | Winter | B16 | 25 | 8000 | 0 | 94.05 | 94.04 | 0.01 | 0
2030 | PJM_ROM_2_PJM_ROR | PJM_ROM | PJM_ROR | Internal | Winter | B17 | 100 | 8000 | 0 | 94.67 | 94.66 | 0.01 | 0
2030 | PJM_ROM_2_PJM_ROR | PJM_ROM | PJM_ROR | Internal | Winter | B18 | 400 | 8000 | 0 | 91.18 | 91.17 | 0.01 | 0
2030 | PJM_ROM_2_PJM_ROR | PJM_ROM | PJM_ROR | Internal | Winter | B19 | 700 | 8000 | 0 | 90.39 | 90.38 | 0.01 | 0
2030 | PJM_ROM_2_PJM_ROR | PJM_ROM | PJM_ROR | Internal | Winter | B20 | 935 | 8000 | 0 | 80.34 | 80.33 | 0.01 | 0
2030 | SOCO_2_ENT | SOCO | ENT | Internal | Shoulder | B11 | 25 | 2400 | 0 | 92.38 | 93.53 | 10 | 0
2030 | SOCO_2_ENT | SOCO | ENT | Internal | Shoulder | B12 | 200 | 2400 | 0 | 92.38 | 90.96 | 10 | 0
2030 | SOCO_2_ENT | SOCO | ENT | Internal | Shoulder | B13 | 600 | 2400 | 0 | 92.38 | 90.37 | 10 | 0
2030 | SOCO_2_ENT | SOCO | ENT | Internal | Shoulder | B14 | 900 | 2400 | 0 | 92.38 | 90.37 | 10 | 0
2030 | SOCO_2_ENT | SOCO | ENT | Internal | Shoulder | B15 | 1203 | 2400 | 0 | 87.92 | 83.96 | 10 | 0
2030 | SOCO_2_ENT | SOCO | ENT | Internal | Summer | B1 | 10 | 2400 | 0 | 154.55 | 146.55 | 10 | 0
2030 | SOCO_2_ENT | SOCO | ENT | Internal | Summer | B2 | 25 | 2400 | 0 | 149.4 | 141.4 | 10 | 0
2030 | SOCO_2_ENT | SOCO | ENT | Internal | Summer | B3 | 75 | 2400 | 0 | 147.84 | 139.84 | 10 | 0
2030 | SOCO_2_ENT | SOCO | ENT | Internal | Summer | B4 | 100 | 2400 | 0 | 134.86 | 133.95 | 10 | 0
2030 | SOCO_2_ENT | SOCO | ENT | Internal | Summer | B5 | 200 | 2400 | 0 | 104.18 | 111.19 | 10 | 0
2030 | SOCO_2_ENT | SOCO | ENT | Internal | Summer | B6 | 300 | 2400 | 0 | 90.88 | 91.87 | 10 | 0
2030 | SOCO_2_ENT | SOCO | ENT | Internal | Summer | B7 | 400 | 2400 | 0 | 90.88 | 91.87 | 10 | 0
2030 | SOCO_2_ENT | SOCO | ENT | Internal | Summer | B8 | 500 | 2400 | 0 | 90.88 | 91.87 | 10 | 0
2030 | SOCO_2_ENT | SOCO | ENT | Internal | Summer | B9 | 800 | 2400 | 0 | 90.88 | 88.77 | 10 | 0
2030 | SOCO_2_ENT | SOCO | ENT | Internal | Summer | B10 | 1262 | 2400 | 0 | 79.28 | 86.33 | 10 | 0
2030 | SOCO_2_ENT | SOCO | ENT | Internal | Winter | B16 | 25 | 2400 | 0 | 95.54 | 96.05 | 10 | 0
2030 | SOCO_2_ENT | SOCO | ENT | Internal | Winter | B17 | 100 | 2400 | 0 | 95.54 | 93.53 | 10 | 0
2030 | SOCO_2_ENT | SOCO | ENT | Internal | Winter | B18 | 400 | 2400 | 0 | 95.54 | 93.53 | 10 | 0
2030 | SOCO_2_ENT | SOCO | ENT | Internal | Winter | B19 | 700 | 2400 | 0 | 95.51 | 93.53 | 10 | 0
2030 | SOCO_2_ENT | SOCO | ENT | Internal | Winter | B20 | 935 | 2400 | 0 | 86.23 | 86.44 | 10 | 0
2030 | SOCO_2_FRCC | SOCO | FRCC | Internal | Shoulder | B11 | 25 | 3700 | 63.21 | 92.38 | 102.38 | 10 | 0
2030 | SOCO_2_FRCC | SOCO | FRCC | Internal | Shoulder | B12 | 200 | 3700 | 0 | 92.38 | 97.62 | 10 | 0
2030 | SOCO_2_FRCC | SOCO | FRCC | Internal | Shoulder | B13 | 600 | 3700 | 0 | 92.38 | 97.62 | 10 | 0
2030 | SOCO_2_FRCC | SOCO | FRCC | Internal | Shoulder | B14 | 900 | 3700 | 0 | 92.38 | 86.3 | 10 | 0
2030 | SOCO_2_FRCC | SOCO | FRCC | Internal | Shoulder | B15 | 1203 | 3700 | 0 | 87.92 | 84.43 | 10 | 0
2030 | SOCO_2_FRCC | SOCO | FRCC | Internal | Summer | B1 | 10 | 3700 | 0 | 154.55 | 155.87 | 10 | 0
2030 | SOCO_2_FRCC | SOCO | FRCC | Internal | Summer | B2 | 25 | 3700 | 0 | 149.4 | 155.87 | 10 | 0
2030 | SOCO_2_FRCC | SOCO | FRCC | Internal | Summer | B3 | 75 | 3700 | 0 | 147.84 | 151.58 | 10 | 0
2030 | SOCO_2_FRCC | SOCO | FRCC | Internal | Summer | B4 | 100 | 3700 | 660.09 | 134.86 | 144.86 | 10 | 0
2030 | SOCO_2_FRCC | SOCO | FRCC | Internal | Summer | B5 | 200 | 3700 | 0 | 104.18 | 96.7 | 10 | 0
2030 | SOCO_2_FRCC | SOCO | FRCC | Internal | Summer | B6 | 300 | 3700 | 0 | 90.88 | 96.7 | 10 | 0
2030 | SOCO_2_FRCC | SOCO | FRCC | Internal | Summer | B7 | 400 | 3700 | 0 | 90.88 | 96.7 | 10 | 0
2030 | SOCO_2_FRCC | SOCO | FRCC | Internal | Summer | B8 | 500 | 3700 | 0 | 90.88 | 96.7 | 10 | 0
2030 | SOCO_2_FRCC | SOCO | FRCC | Internal | Summer | B9 | 800 | 3700 | 0 | 90.88 | 96.7 | 10 | 0
2030 | SOCO_2_FRCC | SOCO | FRCC | Internal | Summer | B10 | 1262 | 3700 | 0 | 79.28 | 83.66 | 10 | 0
2030 | SOCO_2_FRCC | SOCO | FRCC | Internal | Winter | B16 | 25 | 3700 | 0 | 95.54 | 100.28 | 10 | 0
2030 | SOCO_2_FRCC | SOCO | FRCC | Internal | Winter | B17 | 100 | 3700 | 0 | 95.54 | 100.28 | 10 | 0
2030 | SOCO_2_FRCC | SOCO | FRCC | Internal | Winter | B18 | 400 | 3700 | 0 | 95.54 | 93.62 | 10 | 0
2030 | SOCO_2_FRCC | SOCO | FRCC | Internal | Winter | B19 | 700 | 3700 | 0 | 95.51 | 86.69 | 10 | 0
2030 | SOCO_2_FRCC | SOCO | FRCC | Internal | Winter | B20 | 935 | 3700 | 0 | 86.23 | 86.69 | 10 | 0
2030 | SOCO_2_TVA_Transmission | SOCO | TVA_Transmission | Internal | Shoulder | B11 | 25 | 2600 | 0 | 92.38 | 96.89 | 10 | 0
2030 | SOCO_2_TVA_Transmission | SOCO | TVA_Transmission | Internal | Shoulder | B12 | 200 | 2600 | 0 | 92.38 | 93.49 | 10 | 0
2030 | SOCO_2_TVA_Transmission | SOCO | TVA_Transmission | Internal | Shoulder | B13 | 600 | 2600 | 0 | 92.38 | 92.46 | 10 | 0
2030 | SOCO_2_TVA_Transmission | SOCO | TVA_Transmission | Internal | Shoulder | B14 | 900 | 2600 | 0 | 92.38 | 92.3 | 10 | 0
2030 | SOCO_2_TVA_Transmission | SOCO | TVA_Transmission | Internal | Shoulder | B15 | 1203 | 2600 | 0 | 87.92 | 83.94 | 10 | 0
2030 | SOCO_2_TVA_Transmission | SOCO | TVA_Transmission | Internal | Summer | B1 | 10 | 2600 | 0 | 154.55 | 146.39 | 10 | 0
2030 | SOCO_2_TVA_Transmission | SOCO | TVA_Transmission | Internal | Summer | B2 | 25 | 2600 | 0 | 149.4 | 146.39 | 10 | 0
2030 | SOCO_2_TVA_Transmission | SOCO | TVA_Transmission | Internal | Summer | B3 | 75 | 2600 | 0 | 147.84 | 144.24 | 10 | 0
2030 | SOCO_2_TVA_Transmission | SOCO | TVA_Transmission | Internal | Summer | B4 | 100 | 2600 | 0 | 134.86 | 140.18 | 10 | 0
2030 | SOCO_2_TVA_Transmission | SOCO | TVA_Transmission | Internal | Summer | B5 | 200 | 2600 | 108.7 | 104.18 | 114.18 | 10 | 0
2030 | SOCO_2_TVA_Transmission | SOCO | TVA_Transmission | Internal | Summer | B6 | 300 | 2600 | 0 | 90.88 | 98.36 | 10 | 0
2030 | SOCO_2_TVA_Transmission | SOCO | TVA_Transmission | Internal | Summer | B7 | 400 | 2600 | 0 | 90.88 | 92.83 | 10 | 0
2030 | SOCO_2_TVA_Transmission | SOCO | TVA_Transmission | Internal | Summer | B8 | 500 | 2600 | 0 | 90.88 | 91.25 | 10 | 0
2030 | SOCO_2_TVA_Transmission | SOCO | TVA_Transmission | Internal | Summer | B9 | 800 | 2600 | 0 | 90.88 | 90.33 | 10 | 0
2030 | SOCO_2_TVA_Transmission | SOCO | TVA_Transmission | Internal | Summer | B10 | 1262 | 2600 | 0 | 79.28 | 80.09 | 10 | 0
2030 | SOCO_2_TVA_Transmission | SOCO | TVA_Transmission | Internal | Winter | B16 | 25 | 2600 | 0 | 95.54 | 99.54 | 10 | 0
2030 | SOCO_2_TVA_Transmission | SOCO | TVA_Transmission | Internal | Winter | B17 | 100 | 2600 | 0 | 95.54 | 97.41 | 10 | 0
2030 | SOCO_2_TVA_Transmission | SOCO | TVA_Transmission | Internal | Winter | B18 | 400 | 2600 | 0 | 95.54 | 95.77 | 10 | 0
2030 | SOCO_2_TVA_Transmission | SOCO | TVA_Transmission | Internal | Winter | B19 | 700 | 2600 | 0 | 95.51 | 95.09 | 10 | 0
2030 | SOCO_2_TVA_Transmission | SOCO | TVA_Transmission | Internal | Winter | B20 | 935 | 2600 | 0 | 86.23 | 86.33 | 10 | 0
2030 | SOCO_2_VACAR | SOCO | VACAR | Internal | Shoulder | B11 | 25 | 2000 | 0 | 92.38 | 98.1 | 10 | 0
2030 | SOCO_2_VACAR | SOCO | VACAR | Internal | Shoulder | B12 | 200 | 2000 | 0 | 92.38 | 95.35 | 10 | 0
2030 | SOCO_2_VACAR | SOCO | VACAR | Internal | Shoulder | B13 | 600 | 2000 | 0 | 92.38 | 87 | 10 | 0
2030 | SOCO_2_VACAR | SOCO | VACAR | Internal | Shoulder | B14 | 900 | 2000 | 0 | 92.38 | 87 | 10 | 0
2030 | SOCO_2_VACAR | SOCO | VACAR | Internal | Shoulder | B15 | 1203 | 2000 | 0 | 87.92 | 82.83 | 10 | 0
2030 | SOCO_2_VACAR | SOCO | VACAR | Internal | Summer | B1 | 10 | 2000 | 0 | 154.55 | 151.39 | 10 | 0
2030 | SOCO_2_VACAR | SOCO | VACAR | Internal | Summer | B2 | 25 | 2000 | 0 | 149.4 | 151.39 | 10 | 0
2030 | SOCO_2_VACAR | SOCO | VACAR | Internal | Summer | B3 | 75 | 2000 | 0 | 147.84 | 149.88 | 10 | 0
2030 | SOCO_2_VACAR | SOCO | VACAR | Internal | Summer | B4 | 100 | 2000 | 299.62 | 134.86 | 144.86 | 10 | 0
2030 | SOCO_2_VACAR | SOCO | VACAR | Internal | Summer | B5 | 200 | 2000 | 562.43 | 104.18 | 114.18 | 10 | 0
2030 | SOCO_2_VACAR | SOCO | VACAR | Internal | Summer | B6 | 300 | 2000 | 1277.74 | 90.88 | 100.88 | 10 | 0
2030 | SOCO_2_VACAR | SOCO | VACAR | Internal | Summer | B7 | 400 | 2000 | 0 | 90.88 | 96.25 | 10 | 0
2030 | SOCO_2_VACAR | SOCO | VACAR | Internal | Summer | B8 | 500 | 2000 | 0 | 90.88 | 92.31 | 10 | 0
2030 | SOCO_2_VACAR | SOCO | VACAR | Internal | Summer | B9 | 800 | 2000 | 0 | 90.88 | 83.88 | 10 | 0
2030 | SOCO_2_VACAR | SOCO | VACAR | Internal | Summer | B10 | 1262 | 2000 | 0 | 79.28 | 80.87 | 10 | 0
2030 | SOCO_2_VACAR | SOCO | VACAR | Internal | Winter | B16 | 25 | 2000 | 2000 | 95.54 | 106.81 | 10 | 1.27
2030 | SOCO_2_VACAR | SOCO | VACAR | Internal | Winter | B17 | 100 | 2000 | 0 | 95.54 | 100.89 | 10 | 0
2030 | SOCO_2_VACAR | SOCO | VACAR | Internal | Winter | B18 | 400 | 2000 | 0 | 95.54 | 97.17 | 10 | 0
2030 | SOCO_2_VACAR | SOCO | VACAR | Internal | Winter | B19 | 700 | 2000 | 0 | 95.51 | 88.51 | 10 | 0
2030 | SOCO_2_VACAR | SOCO | VACAR | Internal | Winter | B20 | 935 | 2000 | 0 | 86.23 | 87.21 | 10 | 0
2030 | SPP_N_2_ENT | SPP_N | ENT | Internal | Shoulder | B11 | 25 | 1800 | 0 | 93.64 | 93.53 | 5 | 0
2030 | SPP_N_2_ENT | SPP_N | ENT | Internal | Shoulder | B12 | 200 | 1800 | 0 | 90.16 | 90.96 | 5 | 0
2030 | SPP_N_2_ENT | SPP_N | ENT | Internal | Shoulder | B13 | 600 | 1800 | 0 | 87.75 | 90.37 | 5 | 0
2030 | SPP_N_2_ENT | SPP_N | ENT | Internal | Shoulder | B14 | 900 | 1800 | 1800 | 85.06 | 90.37 | 5 | 0.31
2030 | SPP_N_2_ENT | SPP_N | ENT | Internal | Shoulder | B15 | 1203 | 1800 | 1800 | 78.09 | 83.96 | 5 | 0.87
2030 | SPP_N_2_ENT | SPP_N | ENT | Internal | Summer | B1 | 10 | 1800 | 1174.49 | 141.55 | 146.55 | 5 | 0
2030 | SPP_N_2_ENT | SPP_N | ENT | Internal | Summer | B2 | 25 | 1800 | 0 | 146.26 | 141.4 | 5 | 0
2030 | SPP_N_2_ENT | SPP_N | ENT | Internal | Summer | B3 | 75 | 1800 | 0 | 146.63 | 139.84 | 5 | 0
2030 | SPP_N_2_ENT | SPP_N | ENT | Internal | Summer | B4 | 100 | 1800 | 0 | 141.95 | 133.95 | 5 | 0
2030 | SPP_N_2_ENT | SPP_N | ENT | Internal | Summer | B5 | 200 | 1800 | 0 | 119.19 | 111.19 | 5 | 0
2030 | SPP_N_2_ENT | SPP_N | ENT | Internal | Summer | B6 | 300 | 1800 | 0 | 97.81 | 91.87 | 5 | 0
2030 | SPP_N_2_ENT | SPP_N | ENT | Internal | Summer | B7 | 400 | 1800 | 0 | 92.83 | 91.87 | 5 | 0
2030 | SPP_N_2_ENT | SPP_N | ENT | Internal | Summer | B8 | 500 | 1800 | 0 | 88.68 | 91.87 | 5 | 0
2030 | SPP_N_2_ENT | SPP_N | ENT | Internal | Summer | B9 | 800 | 1800 | 0 | 88.68 | 88.77 | 5 | 0
2030 | SPP_N_2_ENT | SPP_N | ENT | Internal | Summer | B10 | 1262 | 1800 | 433.84 | 81.33 | 86.33 | 5 | 0
2030 | SPP_N_2_ENT | SPP_N | ENT | Internal | Winter | B16 | 25 | 1800 | 704.85 | 91.05 | 96.05 | 5 | 0
2030 | SPP_N_2_ENT | SPP_N | ENT | Internal | Winter | B17 | 100 | 1800 | 1315.12 | 88.53 | 93.53 | 5 | 0
2030 | SPP_N_2_ENT | SPP_N | ENT | Internal | Winter | B18 | 400 | 1800 | 0 | 92.66 | 93.53 | 5 | 0
2030 | SPP_N_2_ENT | SPP_N | ENT | Internal | Winter | B19 | 700 | 1800 | 1411.31 | 88.53 | 93.53 | 5 | 0
2030 | SPP_N_2_ENT | SPP_N | ENT | Internal | Winter | B20 | 935 | 1800 | 1800 | 81.43 | 86.44 | 5 | 0.01
2030 | SPP_N_2_MISO_MO-IL | SPP_N | MISO_MO-IL | Internal | Shoulder | B11 | 25 | 2000 | 0 | 93.64 | 94.1 | 5 | 0
2030 | SPP_N_2_MISO_MO-IL | SPP_N | MISO_MO-IL | Internal | Shoulder | B12 | 200 | 2000 | 0 | 90.16 | 89.62 | 5 | 0
2030 | SPP_N_2_MISO_MO-IL | SPP_N | MISO_MO-IL | Internal | Shoulder | B13 | 600 | 2000 | 0 | 87.75 | 87.32 | 5 | 0
2030 | SPP_N_2_MISO_MO-IL | SPP_N | MISO_MO-IL | Internal | Shoulder | B14 | 900 | 2000 | 0 | 85.06 | 85.56 | 5 | 0
2030 | SPP_N_2_MISO_MO-IL | SPP_N | MISO_MO-IL | Internal | Shoulder | B15 | 1203 | 2000 | 0 | 78.09 | 75.96 | 5 | 0
2030 | SPP_N_2_MISO_MO-IL | SPP_N | MISO_MO-IL | Internal | Summer | B1 | 10 | 2000 | 0 | 141.55 | 141.54 | 5 | 0
2030 | SPP_N_2_MISO_MO-IL | SPP_N | MISO_MO-IL | Internal | Summer | B2 | 25 | 2000 | 0 | 146.26 | 140.98 | 5 | 0
2030 | SPP_N_2_MISO_MO-IL | SPP_N | MISO_MO-IL | Internal | Summer | B3 | 75 | 2000 | 0 | 146.63 | 140.98 | 5 | 0
2030 | SPP_N_2_MISO_MO-IL | SPP_N | MISO_MO-IL | Internal | Summer | B4 | 100 | 2000 | 0 | 141.95 | 140.86 | 5 | 0
2030 | SPP_N_2_MISO_MO-IL | SPP_N | MISO_MO-IL | Internal | Summer | B5 | 200 | 2000 | 0 | 119.19 | 119.19 | 5 | 0
2030 | SPP_N_2_MISO_MO-IL | SPP_N | MISO_MO-IL | Internal | Summer | B6 | 300 | 2000 | 0 | 97.81 | 97.81 | 5 | 0
2030 | SPP_N_2_MISO_MO-IL | SPP_N | MISO_MO-IL | Internal | Summer | B7 | 400 | 2000 | 0 | 92.83 | 88.28 | 5 | 0
2030 | SPP_N_2_MISO_MO-IL | SPP_N | MISO_MO-IL | Internal | Summer | B8 | 500 | 2000 | 0 | 88.68 | 86.07 | 5 | 0
2030 | SPP_N_2_MISO_MO-IL | SPP_N | MISO_MO-IL | Internal | Summer | B9 | 800 | 2000 | 0 | 88.68 | 82.34 | 5 | 0
2030 | SPP_N_2_MISO_MO-IL | SPP_N | MISO_MO-IL | Internal | Summer | B10 | 1262 | 2000 | 0 | 81.33 | 74.61 | 5 | 0
2030 | SPP_N_2_MISO_MO-IL | SPP_N | MISO_MO-IL | Internal | Winter | B16 | 25 | 2000 | 731.36 | 91.05 | 96.05 | 5 | 0
2030 | SPP_N_2_MISO_MO-IL | SPP_N | MISO_MO-IL | Internal | Winter | B17 | 100 | 2000 | 612.13 | 88.53 | 93.53 | 5 | 0
2030 | SPP_N_2_MISO_MO-IL | SPP_N | MISO_MO-IL | Internal | Winter | B18 | 400 | 2000 | 0 | 92.66 | 89.87 | 5 | 0
2030 | SPP_N_2_MISO_MO-IL | SPP_N | MISO_MO-IL | Internal | Winter | B19 | 700 | 2000 | 0 | 88.53 | 89.05 | 5 | 0
2030 | SPP_N_2_MISO_MO-IL | SPP_N | MISO_MO-IL | Internal | Winter | B20 | 935 | 2000 | 0 | 81.43 | 78.6 | 5 | 0
2030 | SPP_N_2_MISO_W | SPP_N | MISO_W | Internal | Shoulder | B11 | 25 | 750 | 0 | 93.64 | 90.65 | 5 | 0
2030 | SPP_N_2_MISO_W | SPP_N | MISO_W | Internal | Shoulder | B12 | 200 | 750 | 0 | 90.16 | 87.35 | 5 | 0
2030 | SPP_N_2_MISO_W | SPP_N | MISO_W | Internal | Shoulder | B13 | 600 | 750 | 0 | 87.75 | 85.69 | 5 | 0
2030 | SPP_N_2_MISO_W | SPP_N | MISO_W | Internal | Shoulder | B14 | 900 | 750 | 0 | 85.06 | 85.05 | 5 | 0
2030 | SPP_N_2_MISO_W | SPP_N | MISO_W | Internal | Shoulder | B15 | 1203 | 750 | 0 | 78.09 | 74.83 | 5 | 0
2030 | SPP_N_2_MISO_W | SPP_N | MISO_W | Internal | Summer | B1 | 10 | 750 | 0 | 141.55 | 141.53 | 5 | 0
2030 | SPP_N_2_MISO_W | SPP_N | MISO_W | Internal | Summer | B2 | 25 | 750 | 0 | 146.26 | 140.97 | 5 | 0
2030 | SPP_N_2_MISO_W | SPP_N | MISO_W | Internal | Summer | B3 | 75 | 750 | 0 | 146.63 | 140.99 | 5 | 0
2030 | SPP_N_2_MISO_W | SPP_N | MISO_W | Internal | Summer | B4 | 100 | 750 | 0 | 141.95 | 140.85 | 5 | 0
2030 | SPP_N_2_MISO_W | SPP_N | MISO_W | Internal | Summer | B5 | 200 | 750 | 0 | 119.19 | 119.18 | 5 | 0
2030 | SPP_N_2_MISO_W | SPP_N | MISO_W | Internal | Summer | B6 | 300 | 750 | 0 | 97.81 | 97.8 | 5 | 0
2030 | SPP_N_2_MISO_W | SPP_N | MISO_W | Internal | Summer | B7 | 400 | 750 | 0 | 92.83 | 88.26 | 5 | 0
2030 | SPP_N_2_MISO_W | SPP_N | MISO_W | Internal | Summer | B8 | 500 | 750 | 0 | 88.68 | 84.31 | 5 | 0
2030 | SPP_N_2_MISO_W | SPP_N | MISO_W | Internal | Summer | B9 | 800 | 750 | 0 | 88.68 | 82.33 | 5 | 0
2030 | SPP_N_2_MISO_W | SPP_N | MISO_W | Internal | Summer | B10 | 1262 | 750 | 0 | 81.33 | 74.33 | 5 | 0
2030 | SPP_N_2_MISO_W | SPP_N | MISO_W | Internal | Winter | B16 | 25 | 750 | 0 | 91.05 | 78.34 | 5 | 0
2030 | SPP_N_2_MISO_W | SPP_N | MISO_W | Internal | Winter | B17 | 100 | 750 | 0 | 88.53 | 81.53 | 5 | 0
2030 | SPP_N_2_MISO_W | SPP_N | MISO_W | Internal | Winter | B18 | 400 | 750 | 0 | 92.66 | 87.09 | 5 | 0
2030 | SPP_N_2_MISO_W | SPP_N | MISO_W | Internal | Winter | B19 | 700 | 750 | 0 | 88.53 | 87.09 | 5 | 0
2030 | SPP_N_2_MISO_W | SPP_N | MISO_W | Internal | Winter | B20 | 935 | 750 | 0 | 81.43 | 78.32 | 5 | 0
2030 | SPP_N_2_NE | SPP_N | NE | Internal | Shoulder | B11 | 25 | 332 | 0 | 93.64 | 93.62 | 0.01 | 0
2030 | SPP_N_2_NE | SPP_N | NE | Internal | Shoulder | B12 | 200 | 332 | 0 | 90.16 | 87.35 | 0.01 | 0
2030 | SPP_N_2_NE | SPP_N | NE | Internal | Shoulder | B13 | 600 | 332 | 0 | 87.75 | 85.69 | 0.01 | 0
2030 | SPP_N_2_NE | SPP_N | NE | Internal | Shoulder | B14 | 900 | 332 | 0 | 85.06 | 85.05 | 0.01 | 0
2030 | SPP_N_2_NE | SPP_N | NE | Internal | Shoulder | B15 | 1203 | 332 | 0 | 78.09 | 76.09 | 0.01 | 0
2030 | SPP_N_2_NE | SPP_N | NE | Internal | Summer | B1 | 10 | 332 | 0 | 141.55 | 141.54 | 0.01 | 0
2030 | SPP_N_2_NE | SPP_N | NE | Internal | Summer | B2 | 25 | 332 | 0 | 146.26 | 146.25 | 0.01 | 0
2030 | SPP_N_2_NE | SPP_N | NE | Internal | Summer | B3 | 75 | 332 | 0 | 146.63 | 146.25 | 0.01 | 0
2030 | SPP_N_2_NE | SPP_N | NE | Internal | Summer | B4 | 100 | 332 | 0 | 141.95 | 141.93 | 0.01 | 0
2030 | SPP_N_2_NE | SPP_N | NE | Internal | Summer | B5 | 200 | 332 | 0 | 119.19 | 119.18 | 0.01 | 0
2030 | SPP_N_2_NE | SPP_N | NE | Internal | Summer | B6 | 300 | 332 | 0 | 97.81 | 97.8 | 0.01 | 0
2030 | SPP_N_2_NE | SPP_N | NE | Internal | Summer | B7 | 400 | 332 | 0 | 92.83 | 92.82 | 0.01 | 0
2030 | SPP_N_2_NE | SPP_N | NE | Internal | Summer | B8 | 500 | 332 | 0 | 88.68 | 88.67 | 0.01 | 0
2030 | SPP_N_2_NE | SPP_N | NE | Internal | Summer | B9 | 800 | 332 | 0 | 88.68 | 86.14 | 0.01 | 0
2030 | SPP_N_2_NE | SPP_N | NE | Internal | Summer | B10 | 1262 | 332 | 0 | 81.33 | 76.59 | 0.01 | 0
2030 | SPP_N_2_NE | SPP_N | NE | Internal | Winter | B16 | 25 | 332 | 0 | 91.05 | 78.34 | 0.01 | 0
2030 | SPP_N_2_NE | SPP_N | NE | Internal | Winter | B17 | 100 | 332 | 0 | 88.53 | 81.53 | 0.01 | 0
2030 | SPP_N_2_NE | SPP_N | NE | Internal | Winter | B18 | 400 | 332 | 0 | 92.66 | 87.09 | 0.01 | 0
2030 | SPP_N_2_NE | SPP_N | NE | Internal | Winter | B19 | 700 | 332 | 0 | 88.53 | 87.09 | 0.01 | 0
2030 | SPP_N_2_NE | SPP_N | NE | Internal | Winter | B20 | 935 | 332 | 0 | 81.43 | 78.32 | 0.01 | 0
2030 | SPP_N_2_SPP_S | SPP_N | SPP_S | Internal | Shoulder | B11 | 25 | 4000 | 806.83 | 93.64 | 93.65 | 0.01 | 0
2030 | SPP_N_2_SPP_S | SPP_N | SPP_S | Internal | Shoulder | B12 | 200 | 4000 | 2376.4 | 90.16 | 90.17 | 0.01 | 0
2030 | SPP_N_2_SPP_S | SPP_N | SPP_S | Internal | Shoulder | B13 | 600 | 4000 | 2845.48 | 87.75 | 87.76 | 0.01 | 0
2030 | SPP_N_2_SPP_S | SPP_N | SPP_S | Internal | Shoulder | B14 | 900 | 4000 | 2033.23 | 85.06 | 85.07 | 0.01 | 0
2030 | SPP_N_2_SPP_S | SPP_N | SPP_S | Internal | Shoulder | B15 | 1203 | 4000 | 1436.43 | 78.09 | 78.1 | 0.01 | 0
2030 | SPP_N_2_SPP_S | SPP_N | SPP_S | Internal | Summer | B1 | 10 | 4000 | 0 | 141.55 | 113.45 | 0.01 | 0
2030 | SPP_N_2_SPP_S | SPP_N | SPP_S | Internal | Summer | B2 | 25 | 4000 | 0 | 146.26 | 128.95 | 0.01 | 0
2030 | SPP_N_2_SPP_S | SPP_N | SPP_S | Internal | Summer | B3 | 75 | 4000 | 0 | 146.63 | 138.58 | 0.01 | 0
2030 | SPP_N_2_SPP_S | SPP_N | SPP_S | Internal | Summer | B4 | 100 | 4000 | 0 | 141.95 | 128.95 | 0.01 | 0
2030 | SPP_N_2_SPP_S | SPP_N | SPP_S | Internal | Summer | B5 | 200 | 4000 | 0 | 119.19 | 119.18 | 0.01 | 0
2030 | SPP_N_2_SPP_S | SPP_N | SPP_S | Internal | Summer | B6 | 300 | 4000 | 0 | 97.81 | 97.8 | 0.01 | 0
2030 | SPP_N_2_SPP_S | SPP_N | SPP_S | Internal | Summer | B7 | 400 | 4000 | 901.62 | 92.83 | 92.84 | 0.01 | 0
2030 | SPP_N_2_SPP_S | SPP_N | SPP_S | Internal | Summer | B8 | 500 | 4000 | 427.9 | 88.68 | 88.69 | 0.01 | 0
2030 | SPP_N_2_SPP_S | SPP_N | SPP_S | Internal | Summer | B9 | 800 | 4000 | 1689.05 | 88.68 | 88.69 | 0.01 | 0
2030 | SPP_N_2_SPP_S | SPP_N | SPP_S | Internal | Summer | B10 | 1262 | 4000 | 4000 | 81.33 | 83.31 | 0.01 | 1.96
2030 | SPP_N_2_SPP_S | SPP_N | SPP_S | Internal | Winter | B16 | 25 | 4000 | 3456 | 91.05 | 91.06 | 0.01 | 0
2030 | SPP_N_2_SPP_S | SPP_N | SPP_S | Internal | Winter | B17 | 100 | 4000 | 2494.52 | 88.53 | 88.54 | 0.01 | 0
2030 | SPP_N_2_SPP_S | SPP_N | SPP_S | Internal | Winter | B18 | 400 | 4000 | 2391.41 | 92.66 | 92.67 | 0.01 | 0
2030 | SPP_N_2_SPP_S | SPP_N | SPP_S | Internal | Winter | B19 | 700 | 4000 | 1328.26 | 88.53 | 88.54 | 0.01 | 0
2030 | SPP_N_2_SPP_S | SPP_N | SPP_S | Internal | Winter | B20 | 935 | 4000 | 1179.06 | 81.43 | 81.44 | 0.01 | 0
2030 | SPP_S_2_ENT | SPP_S | ENT | Internal | Shoulder | B11 | 25 | 850 | 0 | 93.65 | 93.53 | 5 | 0
2030 | SPP_S_2_ENT | SPP_S | ENT | Internal | Shoulder | B12 | 200 | 850 | 0 | 90.17 | 90.96 | 5 | 0
2030 | SPP_S_2_ENT | SPP_S | ENT | Internal | Shoulder | B13 | 600 | 850 | 0 | 87.76 | 90.37 | 5 | 0
2030 | SPP_S_2_ENT | SPP_S | ENT | Internal | Shoulder | B14 | 900 | 850 | 850 | 85.07 | 90.37 | 5 | 0.3
2030 | SPP_S_2_ENT | SPP_S | ENT | Internal | Shoulder | B15 | 1203 | 850 | 850 | 78.1 | 83.96 | 5 | 0.86
2030 | SPP_S_2_ENT | SPP_S | ENT | Internal | Summer | B1 | 10 | 850 | 850 | 113.45 | 146.55 | 5 | 28.1
2030 | SPP_S_2_ENT | SPP_S | ENT | Internal | Summer | B2 | 25 | 850 | 850 | 128.95 | 141.4 | 5 | 7.46
2030 | SPP_S_2_ENT | SPP_S | ENT | Internal | Summer | B3 | 75 | 850 | 0 | 138.58 | 139.84 | 5 | 0
2030 | SPP_S_2_ENT | SPP_S | ENT | Internal | Summer | B4 | 100 | 850 | 361.66 | 128.95 | 133.95 | 5 | 0
2030 | SPP_S_2_ENT | SPP_S | ENT | Internal | Summer | B5 | 200 | 850 | 0 | 119.18 | 111.19 | 5 | 0
2030 | SPP_S_2_ENT | SPP_S | ENT | Internal | Summer | B6 | 300 | 850 | 0 | 97.8 | 91.87 | 5 | 0
2030 | SPP_S_2_ENT | SPP_S | ENT | Internal | Summer | B7 | 400 | 850 | 0 | 92.84 | 91.87 | 5 | 0
2030 | SPP_S_2_ENT | SPP_S | ENT | Internal | Summer | B8 | 500 | 850 | 0 | 88.69 | 91.87 | 5 | 0
2030 | SPP_S_2_ENT | SPP_S | ENT | Internal | Summer | B9 | 800 | 850 | 0 | 88.69 | 88.77 | 5 | 0
2030 | SPP_S_2_ENT | SPP_S | ENT | Internal | Summer | B10 | 1262 | 850 | 0 | 83.31 | 86.33 | 5 | 0
2030 | SPP_S_2_ENT | SPP_S | ENT | Internal | Winter | B16 | 25 | 850 | 0 | 91.06 | 96.05 | 5 | 0
2030 | SPP_S_2_ENT | SPP_S | ENT | Internal | Winter | B17 | 100 | 850 | 0 | 88.54 | 93.53 | 5 | 0
2030 | SPP_S_2_ENT | SPP_S | ENT | Internal | Winter | B18 | 400 | 850 | 0 | 92.67 | 93.53 | 5 | 0
2030 | SPP_S_2_ENT | SPP_S | ENT | Internal | Winter | B19 | 700 | 850 | 0 | 88.54 | 93.53 | 5 | 0
2030 | SPP_S_2_ENT | SPP_S | ENT | Internal | Winter | B20 | 935 | 850 | 525.36 | 81.44 | 86.44 | 5 | 0
2030 | SPP_S_2_SPP_N | SPP_S | SPP_N | Internal | Shoulder | B11 | 25 | 640 | 0 | 93.65 | 93.64 | 0.01 | 0
2030 | SPP_S_2_SPP_N | SPP_S | SPP_N | Internal | Shoulder | B12 | 200 | 640 | 0 | 90.17 | 90.16 | 0.01 | 0
2030 | SPP_S_2_SPP_N | SPP_S | SPP_N | Internal | Shoulder | B13 | 600 | 640 | 0 | 87.76 | 87.75 | 0.01 | 0
2030 | SPP_S_2_SPP_N | SPP_S | SPP_N | Internal | Shoulder | B14 | 900 | 640 | 0 | 85.07 | 85.06 | 0.01 | 0
2030 | SPP_S_2_SPP_N | SPP_S | SPP_N | Internal | Shoulder | B15 | 1203 | 640 | 0 | 78.1 | 78.09 | 0.01 | 0
2030 | SPP_S_2_SPP_N | SPP_S | SPP_N | Internal | Summer | B1 | 10 | 640 | 640 | 113.45 | 141.55 | 0.01 | 28.09
2030 | SPP_S_2_SPP_N | SPP_S | SPP_N | Internal | Summer | B2 | 25 | 640 | 640 | 128.95 | 146.26 | 0.01 | 17.31
2030 | SPP_S_2_SPP_N | SPP_S | SPP_N | Internal | Summer | B3 | 75 | 640 | 640 | 138.58 | 146.63 | 0.01 | 8.04
2030 | SPP_S_2_SPP_N | SPP_S | SPP_N | Internal | Summer | B4 | 100 | 640 | 640 | 128.95 | 141.95 | 0.01 | 12.99
2030 | SPP_S_2_SPP_N | SPP_S | SPP_N | Internal | Summer | B5 | 200 | 640 | 512.12 | 119.18 | 119.19 | 0.01 | 0
2030 | SPP_S_2_SPP_N | SPP_S | SPP_N | Internal | Summer | B6 | 300 | 640 | 237.27 | 97.8 | 97.81 | 0.01 | 0
2030 | SPP_S_2_SPP_N | SPP_S | SPP_N | Internal | Summer | B7 | 400 | 640 | 0 | 92.84 | 92.83 | 0.01 | 0
2030 | SPP_S_2_SPP_N | SPP_S | SPP_N | Internal | Summer | B8 | 500 | 640 | 0 | 88.69 | 88.68 | 0.01 | 0
2030 | SPP_S_2_SPP_N | SPP_S | SPP_N | Internal | Summer | B9 | 800 | 640 | 0 | 88.69 | 88.68 | 0.01 | 0
2030 | SPP_S_2_SPP_N | SPP_S | SPP_N | Internal | Summer | B10 | 1262 | 640 | 0 | 83.31 | 81.33 | 0.01 | 0
2030 | SPP_S_2_SPP_N | SPP_S | SPP_N | Internal | Winter | B16 | 25 | 640 | 0 | 91.06 | 91.05 | 0.01 | 0
2030 | SPP_S_2_SPP_N | SPP_S | SPP_N | Internal | Winter | B17 | 100 | 640 | 0 | 88.54 | 88.53 | 0.01 | 0
2030 | SPP_S_2_SPP_N | SPP_S | SPP_N | Internal | Winter | B18 | 400 | 640 | 0 | 92.67 | 92.66 | 0.01 | 0
2030 | SPP_S_2_SPP_N | SPP_S | SPP_N | Internal | Winter | B19 | 700 | 640 | 0 | 88.54 | 88.53 | 0.01 | 0
2030 | SPP_S_2_SPP_N | SPP_S | SPP_N | Internal | Winter | B20 | 935 | 640 | 0 | 81.44 | 81.43 | 0.01 | 0
2030 | TVA_2_ENT | TVA | ENT | Internal | Shoulder | B11 | 25 | 500 | 0 | 95.8 | 93.53 | 9 | 0
2030 | TVA_2_ENT | TVA | ENT | Internal | Shoulder | B12 | 200 | 500 | 0 | 91.8 | 90.96 | 9 | 0
2030 | TVA_2_ENT | TVA | ENT | Internal | Shoulder | B13 | 600 | 500 | 0 | 91.8 | 90.37 | 9 | 0
2030 | TVA_2_ENT | TVA | ENT | Internal | Shoulder | B14 | 900 | 500 | 0 | 91.8 | 90.37 | 9 | 0
2030 | TVA_2_ENT | TVA | ENT | Internal | Shoulder | B15 | 1203 | 500 | 0 | 83.96 | 83.96 | 9 | 0
2030 | TVA_2_ENT | TVA | ENT | Internal | Summer | B1 | 10 | 500 | 0 | 146.4 | 146.55 | 9 | 0
2030 | TVA_2_ENT | TVA | ENT | Internal | Summer | B2 | 25 | 500 | 0 | 146.4 | 141.4 | 9 | 0
2030 | TVA_2_ENT | TVA | ENT | Internal | Summer | B3 | 75 | 500 | 0 | 140.88 | 139.84 | 9 | 0
2030 | TVA_2_ENT | TVA | ENT | Internal | Summer | B4 | 100 | 500 | 0 | 129.86 | 133.95 | 9 | 0
2030 | TVA_2_ENT | TVA | ENT | Internal | Summer | B5 | 200 | 500 | 0 | 108.79 | 111.19 | 9 | 0
2030 | TVA_2_ENT | TVA | ENT | Internal | Summer | B6 | 300 | 500 | 0 | 94.3 | 91.87 | 9 | 0
2030 | TVA_2_ENT | TVA | ENT | Internal | Summer | B7 | 400 | 500 | 0 | 90.34 | 91.87 | 9 | 0
2030 | TVA_2_ENT | TVA | ENT | Internal | Summer | B8 | 500 | 500 | 0 | 90.34 | 91.87 | 9 | 0
2030 | TVA_2_ENT | TVA | ENT | Internal | Summer | B9 | 800 | 500 | 0 | 90.34 | 88.77 | 9 | 0
2030 | TVA_2_ENT | TVA | ENT | Internal | Summer | B10 | 1262 | 500 | 0 | 79.81 | 86.33 | 9 | 0
2030 | TVA_2_ENT | TVA | ENT | Internal | Winter | B16 | 25 | 500 | 0 | 98.97 | 96.05 | 9 | 0
2030 | TVA_2_ENT | TVA | ENT | Internal | Winter | B17 | 100 | 500 | 0 | 94.81 | 93.53 | 9 | 0
2030 | TVA_2_ENT | TVA | ENT | Internal | Winter | B18 | 400 | 500 | 0 | 94.81 | 93.53 | 9 | 0
2030 | TVA_2_ENT | TVA | ENT | Internal | Winter | B19 | 700 | 500 | 0 | 94.81 | 93.53 | 9 | 0
2030 | TVA_2_ENT | TVA | ENT | Internal | Winter | B20 | 935 | 500 | 0 | 86.34 | 86.44 | 9 | 0
2030 | TVA_2_MISO_MO-IL | TVA | MISO_MO-IL | Internal | Shoulder | B11 | 25 | 50 | 0 | 95.8 | 94.1 | 9 | 0
2030 | TVA_2_MISO_MO-IL | TVA | MISO_MO-IL | Internal | Shoulder | B12 | 200 | 50 | 0 | 91.8 | 89.62 | 9 | 0
2030 | TVA_2_MISO_MO-IL | TVA | MISO_MO-IL | Internal | Shoulder | B13 | 600 | 50 | 0 | 91.8 | 87.32 | 9 | 0
2030 | TVA_2_MISO_MO-IL | TVA | MISO_MO-IL | Internal | Shoulder | B14 | 900 | 50 | 0 | 91.8 | 85.56 | 9 | 0
2030 | TVA_2_MISO_MO-IL | TVA | MISO_MO-IL | Internal | Shoulder | B15 | 1203 | 50 | 0 | 83.96 | 75.96 | 9 | 0
2030 | TVA_2_MISO_MO-IL | TVA | MISO_MO-IL | Internal | Summer | B1 | 10 | 50 | 0 | 146.4 | 141.54 | 9 | 0
2030 | TVA_2_MISO_MO-IL | TVA | MISO_MO-IL | Internal | Summer | B2 | 25 | 50 | 0 | 146.4 | 140.98 | 9 | 0
2030 | TVA_2_MISO_MO-IL | TVA | MISO_MO-IL | Internal | Summer | B3 | 75 | 50 | 0 | 140.88 | 140.98 | 9 | 0
2030 | TVA_2_MISO_MO-IL | TVA | MISO_MO-IL | Internal | Summer | B4 | 100 | 50 | 50 | 129.86 | 140.86 | 9 | 2
2030 | TVA_2_MISO_MO-IL | TVA | MISO_MO-IL | Internal | Summer | B5 | 200 | 50 | 50 | 108.79 | 119.19 | 9 | 1.4
2030 | TVA_2_MISO_MO-IL | TVA | MISO_MO-IL | Internal | Summer | B6 | 300 | 50 | 0 | 94.3 | 97.81 | 9 | 0
2030 | TVA_2_MISO_MO-IL | TVA | MISO_MO-IL | Internal | Summer | B7 | 400 | 50 | 0 | 90.34 | 88.28 | 9 | 0
2030 | TVA_2_MISO_MO-IL | TVA | MISO_MO-IL | Internal | Summer | B8 | 500 | 50 | 0 | 90.34 | 86.07 | 9 | 0
2030 | TVA_2_MISO_MO-IL | TVA | MISO_MO-IL | Internal | Summer | B9 | 800 | 50 | 0 | 90.34 | 82.34 | 9 | 0
2030 | TVA_2_MISO_MO-IL | TVA | MISO_MO-IL | Internal | Summer | B10 | 1262 | 50 | 0 | 79.81 | 74.61 | 9 | 0
2030 | TVA_2_MISO_MO-IL | TVA | MISO_MO-IL | Internal | Winter | B16 | 25 | 50 | 0 | 98.97 | 96.05 | 9 | 0
2030 | TVA_2_MISO_MO-IL | TVA | MISO_MO-IL | Internal | Winter | B17 | 100 | 50 | 0 | 94.81 | 93.53 | 9 | 0
2030 | TVA_2_MISO_MO-IL | TVA | MISO_MO-IL | Internal | Winter | B18 | 400 | 50 | 0 | 94.81 | 89.87 | 9 | 0
2030 | TVA_2_MISO_MO-IL | TVA | MISO_MO-IL | Internal | Winter | B19 | 700 | 50 | 0 | 94.81 | 89.05 | 9 | 0
2030 | TVA_2_MISO_MO-IL | TVA | MISO_MO-IL | Internal | Winter | B20 | 935 | 50 | 0 | 86.34 | 78.6 | 9 | 0
2030 | TVA_2_NonRTO_Midwest | TVA | NonRTO_Midwest | Internal | Shoulder | B11 | 25 | 100 | 0 | 95.8 | 102.09 | 9 | 0
2030 | TVA_2_NonRTO_Midwest | TVA | NonRTO_Midwest | Internal | Shoulder | B12 | 200 | 100 | 0 | 91.8 | 97.61 | 9 | 0
2030 | TVA_2_NonRTO_Midwest | TVA | NonRTO_Midwest | Internal | Shoulder | B13 | 600 | 100 | 0 | 91.8 | 95.31 | 9 | 0
2030 | TVA_2_NonRTO_Midwest | TVA | NonRTO_Midwest | Internal | Shoulder | B14 | 900 | 100 | 0 | 91.8 | 93.55 | 9 | 0
2030 | TVA_2_NonRTO_Midwest | TVA | NonRTO_Midwest | Internal | Shoulder | B15 | 1203 | 100 | 0 | 83.96 | 79.47 | 9 | 0
2030 | TVA_2_NonRTO_Midwest | TVA | NonRTO_Midwest | Internal | Summer | B1 | 10 | 100 | 0 | 146.4 | 147.28 | 9 | 0
2030 | TVA_2_NonRTO_Midwest | TVA | NonRTO_Midwest | Internal | Summer | B2 | 25 | 100 | 0 | 146.4 | 147.28 | 9 | 0
2030 | TVA_2_NonRTO_Midwest | TVA | NonRTO_Midwest | Internal | Summer | B3 | 75 | 100 | 0 | 140.88 | 147.28 | 9 | 0
2030 | TVA_2_NonRTO_Midwest | TVA | NonRTO_Midwest | Internal | Summer | B4 | 100 | 100 | 100 | 129.86 | 147.28 | 9 | 8.41
2030 | TVA_2_NonRTO_Midwest | TVA | NonRTO_Midwest | Internal | Summer | B5 | 200 | 100 | 100 | 108.79 | 123.18 | 9 | 5.39
2030 | TVA_2_NonRTO_Midwest | TVA | NonRTO_Midwest | Internal | Summer | B6 | 300 | 100 | 100 | 94.3 | 105.8 | 9 | 2.5
2030 | TVA_2_NonRTO_Midwest | TVA | NonRTO_Midwest | Internal | Summer | B7 | 400 | 100 | 0 | 90.34 | 94.06 | 9 | 0
2030 | TVA_2_NonRTO_Midwest | TVA | NonRTO_Midwest | Internal | Summer | B8 | 500 | 100 | 0 | 90.34 | 94.06 | 9 | 0
2030 | TVA_2_NonRTO_Midwest | TVA | NonRTO_Midwest | Internal | Summer | B9 | 800 | 100 | 0 | 90.34 | 89.04 | 9 | 0
2030 | TVA_2_NonRTO_Midwest | TVA | NonRTO_Midwest | Internal | Summer | B10 | 1262 | 100 | 0 | 79.81 | 78.03 | 9 | 0
2030 | TVA_2_NonRTO_Midwest | TVA | NonRTO_Midwest | Internal | Winter | B16 | 25 | 100 | 0 | 98.97 | 104.04 | 9 | 0
2030 | TVA_2_NonRTO_Midwest | TVA | NonRTO_Midwest | Internal | Winter | B17 | 100 | 100 | 0 | 94.81 | 101.52 | 9 | 0
2030 | TVA_2_NonRTO_Midwest | TVA | NonRTO_Midwest | Internal | Winter | B18 | 400 | 100 | 0 | 94.81 | 97.86 | 9 | 0
2030 | TVA_2_NonRTO_Midwest | TVA | NonRTO_Midwest | Internal | Winter | B19 | 700 | 100 | 0 | 94.81 | 97.04 | 9 | 0
2030 | TVA_2_NonRTO_Midwest | TVA | NonRTO_Midwest | Internal | Winter | B20 | 935 | 100 | 0 | 86.34 | 82.82 | 9 | 0
2030 | TVA_2_PJM_ROR | TVA | PJM_ROR | Internal | Shoulder | B11 | 25 | 500 | 0 | 95.8 | 92.1 | 9 | 0
2030 | TVA_2_PJM_ROR | TVA | PJM_ROR | Internal | Shoulder | B12 | 200 | 500 | 0 | 91.8 | 89.35 | 9 | 0
2030 | TVA_2_PJM_ROR | TVA | PJM_ROR | Internal | Shoulder | B13 | 600 | 500 | 0 | 91.8 | 87.71 | 9 | 0
2030 | TVA_2_PJM_ROR | TVA | PJM_ROR | Internal | Shoulder | B14 | 900 | 500 | 0 | 91.8 | 87.55 | 9 | 0
2030 | TVA_2_PJM_ROR | TVA | PJM_ROR | Internal | Shoulder | B15 | 1203 | 500 | 0 | 83.96 | 76.83 | 9 | 0
2030 | TVA_2_PJM_ROR | TVA | PJM_ROR | Internal | Summer | B1 | 10 | 500 | 0 | 146.4 | 140.39 | 9 | 0
2030 | TVA_2_PJM_ROR | TVA | PJM_ROR | Internal | Summer | B2 | 25 | 500 | 0 | 146.4 | 140.39 | 9 | 0
2030 | TVA_2_PJM_ROR | TVA | PJM_ROR | Internal | Summer | B3 | 75 | 500 | 0 | 140.88 | 140.39 | 9 | 0
2030 | TVA_2_PJM_ROR | TVA | PJM_ROR | Internal | Summer | B4 | 100 | 500 | 272.52 | 129.86 | 138.86 | 9 | 0
2030 | TVA_2_PJM_ROR | TVA | PJM_ROR | Internal | Summer | B5 | 200 | 500 | 0 | 108.79 | 117.18 | 9 | 0
2030 | TVA_2_PJM_ROR | TVA | PJM_ROR | Internal | Summer | B6 | 300 | 500 | 0 | 94.3 | 95.81 | 9 | 0
2030 | TVA_2_PJM_ROR | TVA | PJM_ROR | Internal | Summer | B7 | 400 | 500 | 0 | 90.34 | 90.25 | 9 | 0
2030 | TVA_2_PJM_ROR | TVA | PJM_ROR | Internal | Summer | B8 | 500 | 500 | 0 | 90.34 | 86.31 | 9 | 0
2030 | TVA_2_PJM_ROR | TVA | PJM_ROR | Internal | Summer | B9 | 800 | 500 | 0 | 90.34 | 84.33 | 9 | 0
2030 | TVA_2_PJM_ROR | TVA | PJM_ROR | Internal | Summer | B10 | 1262 | 500 | 0 | 79.81 | 74.37 | 9 | 0
2030 | TVA_2_PJM_ROR | TVA | PJM_ROR | Internal | Winter | B16 | 25 | 500 | 0 | 98.97 | 94.04 | 9 | 0
2030 | TVA_2_PJM_ROR | TVA | PJM_ROR | Internal | Winter | B17 | 100 | 500 | 0 | 94.81 | 94.66 | 9 | 0
2030 | TVA_2_PJM_ROR | TVA | PJM_ROR | Internal | Winter | B18 | 400 | 500 | 0 | 94.81 | 91.17 | 9 | 0
2030 | TVA_2_PJM_ROR | TVA | PJM_ROR | Internal | Winter | B19 | 700 | 500 | 0 | 94.81 | 90.38 | 9 | 0
2030 | TVA_2_PJM_ROR | TVA | PJM_ROR | Internal | Winter | B20 | 935 | 500 | 0 | 86.34 | 80.33 | 9 | 0
2030 | TVA_2_SOCO | TVA | SOCO | Internal | Shoulder | B11 | 25 | 500 | 0 | 95.8 | 92.38 | 9 | 0
2030 | TVA_2_SOCO | TVA | SOCO | Internal | Shoulder | B12 | 200 | 500 | 0 | 91.8 | 92.38 | 9 | 0
2030 | TVA_2_SOCO | TVA | SOCO | Internal | Shoulder | B13 | 600 | 500 | 0 | 91.8 | 92.38 | 9 | 0
2030 | TVA_2_SOCO | TVA | SOCO | Internal | Shoulder | B14 | 900 | 500 | 0 | 91.8 | 92.38 | 9 | 0
2030 | TVA_2_SOCO | TVA | SOCO | Internal | Shoulder | B15 | 1203 | 500 | 0 | 83.96 | 87.92 | 9 | 0
2030 | TVA_2_SOCO | TVA | SOCO | Internal | Summer | B1 | 10 | 500 | 0 | 146.4 | 154.55 | 9 | 0
2030 | TVA_2_SOCO | TVA | SOCO | Internal | Summer | B2 | 25 | 500 | 0 | 146.4 | 149.4 | 9 | 0
2030 | TVA_2_SOCO | TVA | SOCO | Internal | Summer | B3 | 75 | 500 | 0 | 140.88 | 147.84 | 9 | 0
2030 | TVA_2_SOCO | TVA | SOCO | Internal | Summer | B4 | 100 | 500 | 0 | 129.86 | 134.86 | 9 | 0
2030 | TVA_2_SOCO | TVA | SOCO | Internal | Summer | B5 | 200 | 500 | 0 | 108.79 | 104.18 | 9 | 0
2030 | TVA_2_SOCO | TVA | SOCO | Internal | Summer | B6 | 300 | 500 | 0 | 94.3 | 90.88 | 9 | 0
2030 | TVA_2_SOCO | TVA | SOCO | Internal | Summer | B7 | 400 | 500 | 0 | 90.34 | 90.88 | 9 | 0
2030 | TVA_2_SOCO | TVA | SOCO | Internal | Summer | B8 | 500 | 500 | 0 | 90.34 | 90.88 | 9 | 0
2030 | TVA_2_SOCO | TVA | SOCO | Internal | Summer | B9 | 800 | 500 | 0 | 90.34 | 90.88 | 9 | 0
2030 | TVA_2_SOCO | TVA | SOCO | Internal | Summer | B10 | 1262 | 500 | 0 | 79.81 | 79.28 | 9 | 0
2030 | TVA_2_SOCO | TVA | SOCO | Internal | Winter | B16 | 25 | 500 | 0 | 98.97 | 95.54 | 9 | 0
2030 | TVA_2_SOCO | TVA | SOCO | Internal | Winter | B17 | 100 | 500 | 0 | 94.81 | 95.54 | 9 | 0
2030 | TVA_2_SOCO | TVA | SOCO | Internal | Winter | B18 | 400 | 500 | 0 | 94.81 | 95.54 | 9 | 0
2030 | TVA_2_SOCO | TVA | SOCO | Internal | Winter | B19 | 700 | 500 | 0 | 94.81 | 95.51 | 9 | 0
2030 | TVA_2_SOCO | TVA | SOCO | Internal | Winter | B20 | 935 | 500 | 0 | 86.34 | 86.23 | 9 | 0
2030 | TVA_2_VACAR | TVA | VACAR | Internal | Shoulder | B11 | 25 | 150 | 0 | 95.8 | 98.1 | 9 | 0
2030 | TVA_2_VACAR | TVA | VACAR | Internal | Shoulder | B12 | 200 | 150 | 0 | 91.8 | 95.35 | 9 | 0
2030 | TVA_2_VACAR | TVA | VACAR | Internal | Shoulder | B13 | 600 | 150 | 0 | 91.8 | 87 | 9 | 0
2030 | TVA_2_VACAR | TVA | VACAR | Internal | Shoulder | B14 | 900 | 150 | 0 | 91.8 | 87 | 9 | 0
2030 | TVA_2_VACAR | TVA | VACAR | Internal | Shoulder | B15 | 1203 | 150 | 0 | 83.96 | 82.83 | 9 | 0
2030 | TVA_2_VACAR | TVA | VACAR | Internal | Summer | B1 | 10 | 150 | 0 | 146.4 | 151.39 | 9 | 0
2030 | TVA_2_VACAR | TVA | VACAR | Internal | Summer | B2 | 25 | 150 | 0 | 146.4 | 151.39 | 9 | 0
2030 | TVA_2_VACAR | TVA | VACAR | Internal | Summer | B3 | 75 | 150 | 36.32 | 140.88 | 149.88 | 9 | 0
2030 | TVA_2_VACAR | TVA | VACAR | Internal | Summer | B4 | 100 | 150 | 150 | 129.86 | 144.86 | 9 | 6
2030 | TVA_2_VACAR | TVA | VACAR | Internal | Summer | B5 | 200 | 150 | 0 | 108.79 | 114.18 | 9 | 0
2030 | TVA_2_VACAR | TVA | VACAR | Internal | Summer | B6 | 300 | 150 | 0 | 94.3 | 100.88 | 9 | 0
2030 | TVA_2_VACAR | TVA | VACAR | Internal | Summer | B7 | 400 | 150 | 0 | 90.34 | 96.25 | 9 | 0
2030 | TVA_2_VACAR | TVA | VACAR | Internal | Summer | B8 | 500 | 150 | 0 | 90.34 | 92.31 | 9 | 0
2030 | TVA_2_VACAR | TVA | VACAR | Internal | Summer | B9 | 800 | 150 | 0 | 90.34 | 83.88 | 9 | 0
2030 | TVA_2_VACAR | TVA | VACAR | Internal | Summer | B10 | 1262 | 150 | 0 | 79.81 | 80.87 | 9 | 0
2030 | TVA_2_VACAR | TVA | VACAR | Internal | Winter | B16 | 25 | 150 | 0 | 98.97 | 106.81 | 9 | 0
2030 | TVA_2_VACAR | TVA | VACAR | Internal | Winter | B17 | 100 | 150 | 0 | 94.81 | 100.89 | 9 | 0
2030 | TVA_2_VACAR | TVA | VACAR | Internal | Winter | B18 | 400 | 150 | 0 | 94.81 | 97.17 | 9 | 0
2030 | TVA_2_VACAR | TVA | VACAR | Internal | Winter | B19 | 700 | 150 | 0 | 94.81 | 88.51 | 9 | 0
2030 | TVA_2_VACAR | TVA | VACAR | Internal | Winter | B20 | 935 | 150 | 0 | 86.34 | 87.21 | 9 | 0
2030 | TVA_Transmission_2_ENT | TVA_Transmission | ENT | Internal | Shoulder | B11 | 25 | 3000 | 0 | 96.89 | 93.53 | 9 | 0
2030 | TVA_Transmission_2_ENT | TVA_Transmission | ENT | Internal | Shoulder | B12 | 200 | 3000 | 0 | 93.49 | 90.96 | 9 | 0
2030 | TVA_Transmission_2_ENT | TVA_Transmission | ENT | Internal | Shoulder | B13 | 600 | 3000 | 0 | 92.46 | 90.37 | 9 | 0
2030 | TVA_Transmission_2_ENT | TVA_Transmission | ENT | Internal | Shoulder | B14 | 900 | 3000 | 0 | 92.3 | 90.37 | 9 | 0
2030 | TVA_Transmission_2_ENT | TVA_Transmission | ENT | Internal | Shoulder | B15 | 1203 | 3000 | 0 | 83.94 | 83.96 | 9 | 0
2030 | TVA_Transmission_2_ENT | TVA_Transmission | ENT | Internal | Summer | B1 | 10 | 3000 | 0 | 146.39 | 146.55 | 9 | 0
2030 | TVA_Transmission_2_ENT | TVA_Transmission | ENT | Internal | Summer | B2 | 25 | 3000 | 0 | 146.39 | 141.4 | 9 | 0
2030 | TVA_Transmission_2_ENT | TVA_Transmission | ENT | Internal | Summer | B3 | 75 | 3000 | 0 | 144.24 | 139.84 | 9 | 0
2030 | TVA_Transmission_2_ENT | TVA_Transmission | ENT | Internal | Summer | B4 | 100 | 3000 | 0 | 140.18 | 133.95 | 9 | 0
2030 | TVA_Transmission_2_ENT | TVA_Transmission | ENT | Internal | Summer | B5 | 200 | 3000 | 0 | 114.18 | 111.19 | 9 | 0
2030 | TVA_Transmission_2_ENT | TVA_Transmission | ENT | Internal | Summer | B6 | 300 | 3000 | 0 | 98.36 | 91.87 | 9 | 0
2030 | TVA_Transmission_2_ENT | TVA_Transmission | ENT | Internal | Summer | B7 | 400 | 3000 | 0 | 92.83 | 91.87 | 9 | 0
2030 | TVA_Transmission_2_ENT | TVA_Transmission | ENT | Internal | Summer | B8 | 500 | 3000 | 0 | 91.25 | 91.87 | 9 | 0
2030 | TVA_Transmission_2_ENT | TVA_Transmission | ENT | Internal | Summer | B9 | 800 | 3000 | 0 | 90.33 | 88.77 | 9 | 0
2030 | TVA_Transmission_2_ENT | TVA_Transmission | ENT | Internal | Summer | B10 | 1262 | 3000 | 0 | 80.09 | 86.33 | 9 | 0
2030 | TVA_Transmission_2_ENT | TVA_Transmission | ENT | Internal | Winter | B16 | 25 | 3000 | 0 | 99.54 | 96.05 | 9 | 0
2030 | TVA_Transmission_2_ENT | TVA_Transmission | ENT | Internal | Winter | B17 | 100 | 3000 | 0 | 97.41 | 93.53 | 9 | 0
2030 | TVA_Transmission_2_ENT | TVA_Transmission | ENT | Internal | Winter | B18 | 400 | 3000 | 0 | 95.77 | 93.53 | 9 | 0
2030 | TVA_Transmission_2_ENT | TVA_Transmission | ENT | Internal | Winter | B19 | 700 | 3000 | 0 | 95.09 | 93.53 | 9 | 0
2030 | TVA_Transmission_2_ENT | TVA_Transmission | ENT | Internal | Winter | B20 | 935 | 3000 | 0 | 86.33 | 86.44 | 9 | 0
2030 | TVA_Transmission_2_MISO_MO-IL | TVA_Transmission | MISO_MO-IL | Internal | Shoulder | B11 | 25 | 4000 | 0 | 96.89 | 94.1 | 9 | 0
2030 | TVA_Transmission_2_MISO_MO-IL | TVA_Transmission | MISO_MO-IL | Internal | Shoulder | B12 | 200 | 4000 | 0 | 93.49 | 89.62 | 9 | 0
2030 | TVA_Transmission_2_MISO_MO-IL | TVA_Transmission | MISO_MO-IL | Internal | Shoulder | B13 | 600 | 4000 | 0 | 92.46 | 87.32 | 9 | 0
2030 | TVA_Transmission_2_MISO_MO-IL | TVA_Transmission | MISO_MO-IL | Internal | Shoulder | B14 | 900 | 4000 | 0 | 92.3 | 85.56 | 9 | 0
2030 | TVA_Transmission_2_MISO_MO-IL | TVA_Transmission | MISO_MO-IL | Internal | Shoulder | B15 | 1203 | 4000 | 0 | 83.94 | 75.96 | 9 | 0
2030 | TVA_Transmission_2_MISO_MO-IL | TVA_Transmission | MISO_MO-IL | Internal | Summer | B1 | 10 | 4000 | 0 | 146.39 | 141.54 | 9 | 0
2030 | TVA_Transmission_2_MISO_MO-IL | TVA_Transmission | MISO_MO-IL | Internal | Summer | B2 | 25 | 4000 | 0 | 146.39 | 140.98 | 9 | 0
2030 | TVA_Transmission_2_MISO_MO-IL | TVA_Transmission | MISO_MO-IL | Internal | Summer | B3 | 75 | 4000 | 0 | 144.24 | 140.98 | 9 | 0
2030 | TVA_Transmission_2_MISO_MO-IL | TVA_Transmission | MISO_MO-IL | Internal | Summer | B4 | 100 | 4000 | 0 | 140.18 | 140.86 | 9 | 0
2030 | TVA_Transmission_2_MISO_MO-IL | TVA_Transmission | MISO_MO-IL | Internal | Summer | B5 | 200 | 4000 | 0 | 114.18 | 119.19 | 9 | 0
2030 | TVA_Transmission_2_MISO_MO-IL | TVA_Transmission | MISO_MO-IL | Internal | Summer | B6 | 300 | 4000 | 0 | 98.36 | 97.81 | 9 | 0
2030 | TVA_Transmission_2_MISO_MO-IL | TVA_Transmission | MISO_MO-IL | Internal | Summer | B7 | 400 | 4000 | 0 | 92.83 | 88.28 | 9 | 0
2030 | TVA_Transmission_2_MISO_MO-IL | TVA_Transmission | MISO_MO-IL | Internal | Summer | B8 | 500 | 4000 | 0 | 91.25 | 86.07 | 9 | 0
2030 | TVA_Transmission_2_MISO_MO-IL | TVA_Transmission | MISO_MO-IL | Internal | Summer | B9 | 800 | 4000 | 0 | 90.33 | 82.34 | 9 | 0
2030 | TVA_Transmission_2_MISO_MO-IL | TVA_Transmission | MISO_MO-IL | Internal | Summer | B10 | 1262 | 4000 | 0 | 80.09 | 74.61 | 9 | 0
2030 | TVA_Transmission_2_MISO_MO-IL | TVA_Transmission | MISO_MO-IL | Internal | Winter | B16 | 25 | 4000 | 0 | 99.54 | 96.05 | 9 | 0
2030 | TVA_Transmission_2_MISO_MO-IL | TVA_Transmission | MISO_MO-IL | Internal | Winter | B17 | 100 | 4000 | 0 | 97.41 | 93.53 | 9 | 0
2030 | TVA_Transmission_2_MISO_MO-IL | TVA_Transmission | MISO_MO-IL | Internal | Winter | B18 | 400 | 4000 | 0 | 95.77 | 89.87 | 9 | 0
2030 | TVA_Transmission_2_MISO_MO-IL | TVA_Transmission | MISO_MO-IL | Internal | Winter | B19 | 700 | 4000 | 0 | 95.09 | 89.05 | 9 | 0
2030 | TVA_Transmission_2_MISO_MO-IL | TVA_Transmission | MISO_MO-IL | Internal | Winter | B20 | 935 | 4000 | 0 | 86.33 | 78.6 | 9 | 0
2030 | TVA_Transmission_2_NonRTO_Midwest | TVA_Transmission | NonRTO_Midwest | Internal | Shoulder | B11 | 25 | 700 | 0 | 96.89 | 102.09 | 9 | 0
2030 | TVA_Transmission_2_NonRTO_Midwest | TVA_Transmission | NonRTO_Midwest | Internal | Shoulder | B12 | 200 | 700 | 0 | 93.49 | 97.61 | 9 | 0
2030 | TVA_Transmission_2_NonRTO_Midwest | TVA_Transmission | NonRTO_Midwest | Internal | Shoulder | B13 | 600 | 700 | 0 | 92.46 | 95.31 | 9 | 0
2030 | TVA_Transmission_2_NonRTO_Midwest | TVA_Transmission | NonRTO_Midwest | Internal | Shoulder | B14 | 900 | 700 | 0 | 92.3 | 93.55 | 9 | 0
2030 | TVA_Transmission_2_NonRTO_Midwest | TVA_Transmission | NonRTO_Midwest | Internal | Shoulder | B15 | 1203 | 700 | 0 | 83.94 | 79.47 | 9 | 0
2030 | TVA_Transmission_2_NonRTO_Midwest | TVA_Transmission | NonRTO_Midwest | Internal | Summer | B1 | 10 | 700 | 0 | 146.39 | 147.28 | 9 | 0
2030 | TVA_Transmission_2_NonRTO_Midwest | TVA_Transmission | NonRTO_Midwest | Internal | Summer | B2 | 25 | 700 | 0 | 146.39 | 147.28 | 9 | 0
2030 | TVA_Transmission_2_NonRTO_Midwest | TVA_Transmission | NonRTO_Midwest | Internal | Summer | B3 | 75 | 700 | 0 | 144.24 | 147.28 | 9 | 0
2030 | TVA_Transmission_2_NonRTO_Midwest | TVA_Transmission | NonRTO_Midwest | Internal | Summer | B4 | 100 | 700 | 0 | 140.18 | 147.28 | 9 | 0
2030 | TVA_Transmission_2_NonRTO_Midwest | TVA_Transmission | NonRTO_Midwest | Internal | Summer | B5 | 200 | 700 | 108.7 | 114.18 | 123.18 | 9 | 0
2030 | TVA_Transmission_2_NonRTO_Midwest | TVA_Transmission | NonRTO_Midwest | Internal | Summer | B6 | 300 | 700 | 0 | 98.36 | 105.8 | 9 | 0
2030 | TVA_Transmission_2_NonRTO_Midwest | TVA_Transmission | NonRTO_Midwest | Internal | Summer | B7 | 400 | 700 | 0 | 92.83 | 94.06 | 9 | 0
2030 | TVA_Transmission_2_NonRTO_Midwest | TVA_Transmission | NonRTO_Midwest | Internal | Summer | B8 | 500 | 700 | 0 | 91.25 | 94.06 | 9 | 0
2030 | TVA_Transmission_2_NonRTO_Midwest | TVA_Transmission | NonRTO_Midwest | Internal | Summer | B9 | 800 | 700 | 0 | 90.33 | 89.04 | 9 | 0
2030 | TVA_Transmission_2_NonRTO_Midwest | TVA_Transmission | NonRTO_Midwest | Internal | Summer | B10 | 1262 | 700 | 0 | 80.09 | 78.03 | 9 | 0
2030 | TVA_Transmission_2_NonRTO_Midwest | TVA_Transmission | NonRTO_Midwest | Internal | Winter | B16 | 25 | 700 | 0 | 99.54 | 104.04 | 9 | 0
2030 | TVA_Transmission_2_NonRTO_Midwest | TVA_Transmission | NonRTO_Midwest | Internal | Winter | B17 | 100 | 700 | 0 | 97.41 | 101.52 | 9 | 0
2030 | TVA_Transmission_2_NonRTO_Midwest | TVA_Transmission | NonRTO_Midwest | Internal | Winter | B18 | 400 | 700 | 0 | 95.77 | 97.86 | 9 | 0
2030 | TVA_Transmission_2_NonRTO_Midwest | TVA_Transmission | NonRTO_Midwest | Internal | Winter | B19 | 700 | 700 | 0 | 95.09 | 97.04 | 9 | 0
2030 | TVA_Transmission_2_NonRTO_Midwest | TVA_Transmission | NonRTO_Midwest | Internal | Winter | B20 | 935 | 700 | 0 | 86.33 | 82.82 | 9 | 0
2030 | TVA_Transmission_2_PJM_ROR | TVA_Transmission | PJM_ROR | Internal | Shoulder | B11 | 25 | 2000 | 0 | 96.89 | 92.1 | 9 | 0
2030 | TVA_Transmission_2_PJM_ROR | TVA_Transmission | PJM_ROR | Internal | Shoulder | B12 | 200 | 2000 | 0 | 93.49 | 89.35 | 9 | 0
2030 | TVA_Transmission_2_PJM_ROR | TVA_Transmission | PJM_ROR | Internal | Shoulder | B13 | 600 | 2000 | 0 | 92.46 | 87.71 | 9 | 0
2030 | TVA_Transmission_2_PJM_ROR | TVA_Transmission | PJM_ROR | Internal | Shoulder | B14 | 900 | 2000 | 0 | 92.3 | 87.55 | 9 | 0
2030 | TVA_Transmission_2_PJM_ROR | TVA_Transmission | PJM_ROR | Internal | Shoulder | B15 | 1203 | 2000 | 0 | 83.94 | 76.83 | 9 | 0
2030 | TVA_Transmission_2_PJM_ROR | TVA_Transmission | PJM_ROR | Internal | Summer | B1 | 10 | 2000 | 0 | 146.39 | 140.39 | 9 | 0
2030 | TVA_Transmission_2_PJM_ROR | TVA_Transmission | PJM_ROR | Internal | Summer | B2 | 25 | 2000 | 0 | 146.39 | 140.39 | 9 | 0
2030 | TVA_Transmission_2_PJM_ROR | TVA_Transmission | PJM_ROR | Internal | Summer | B3 | 75 | 2000 | 0 | 144.24 | 140.39 | 9 | 0
2030 | TVA_Transmission_2_PJM_ROR | TVA_Transmission | PJM_ROR | Internal | Summer | B4 | 100 | 2000 | 0 | 140.18 | 138.86 | 9 | 0
2030 | TVA_Transmission_2_PJM_ROR | TVA_Transmission | PJM_ROR | Internal | Summer | B5 | 200 | 2000 | 0 | 114.18 | 117.18 | 9 | 0
2030 | TVA_Transmission_2_PJM_ROR | TVA_Transmission | PJM_ROR | Internal | Summer | B6 | 300 | 2000 | 0 | 98.36 | 95.81 | 9 | 0
2030 | TVA_Transmission_2_PJM_ROR | TVA_Transmission | PJM_ROR | Internal | Summer | B7 | 400 | 2000 | 0 | 92.83 | 90.25 | 9 | 0
2030 | TVA_Transmission_2_PJM_ROR | TVA_Transmission | PJM_ROR | Internal | Summer | B8 | 500 | 2000 | 0 | 91.25 | 86.31 | 9 | 0
2030 | TVA_Transmission_2_PJM_ROR | TVA_Transmission | PJM_ROR | Internal | Summer | B9 | 800 | 2000 | 0 | 90.33 | 84.33 | 9 | 0
2030 | TVA_Transmission_2_PJM_ROR | TVA_Transmission | PJM_ROR | Internal | Summer | B10 | 1262 | 2000 | 0 | 80.09 | 74.37 | 9 | 0
2030 | TVA_Transmission_2_PJM_ROR | TVA_Transmission | PJM_ROR | Internal | Winter | B16 | 25 | 2000 | 0 | 99.54 | 94.04 | 9 | 0
2030 | TVA_Transmission_2_PJM_ROR | TVA_Transmission | PJM_ROR | Internal | Winter | B17 | 100 | 2000 | 0 | 97.41 | 94.66 | 9 | 0
2030 | TVA_Transmission_2_PJM_ROR | TVA_Transmission | PJM_ROR | Internal | Winter | B18 | 400 | 2000 | 0 | 95.77 | 91.17 | 9 | 0
2030 | TVA_Transmission_2_PJM_ROR | TVA_Transmission | PJM_ROR | Internal | Winter | B19 | 700 | 2000 | 0 | 95.09 | 90.38 | 9 | 0
2030 | TVA_Transmission_2_PJM_ROR | TVA_Transmission | PJM_ROR | Internal | Winter | B20 | 935 | 2000 | 0 | 86.33 | 80.33 | 9 | 0
2030 | TVA_Transmission_2_SOCO | TVA_Transmission | SOCO | Internal | Shoulder | B11 | 25 | 3200 | 0 | 96.89 | 92.38 | 9 | 0
2030 | TVA_Transmission_2_SOCO | TVA_Transmission | SOCO | Internal | Shoulder | B12 | 200 | 3200 | 0 | 93.49 | 92.38 | 9 | 0
2030 | TVA_Transmission_2_SOCO | TVA_Transmission | SOCO | Internal | Shoulder | B13 | 600 | 3200 | 0 | 92.46 | 92.38 | 9 | 0
2030 | TVA_Transmission_2_SOCO | TVA_Transmission | SOCO | Internal | Shoulder | B14 | 900 | 3200 | 0 | 92.3 | 92.38 | 9 | 0
2030 | TVA_Transmission_2_SOCO | TVA_Transmission | SOCO | Internal | Shoulder | B15 | 1203 | 3200 | 0 | 83.94 | 87.92 | 9 | 0
2030 | TVA_Transmission_2_SOCO | TVA_Transmission | SOCO | Internal | Summer | B1 | 10 | 3200 | 0 | 146.39 | 154.55 | 9 | 0
2030 | TVA_Transmission_2_SOCO | TVA_Transmission | SOCO | Internal | Summer | B2 | 25 | 3200 | 0 | 146.39 | 149.4 | 9 | 0
2030 | TVA_Transmission_2_SOCO | TVA_Transmission | SOCO | Internal | Summer | B3 | 75 | 3200 | 0 | 144.24 | 147.84 | 9 | 0
2030 | TVA_Transmission_2_SOCO | TVA_Transmission | SOCO | Internal | Summer | B4 | 100 | 3200 | 0 | 140.18 | 134.86 | 9 | 0
2030 | TVA_Transmission_2_SOCO | TVA_Transmission | SOCO | Internal | Summer | B5 | 200 | 3200 | 0 | 114.18 | 104.18 | 9 | 0
2030 | TVA_Transmission_2_SOCO | TVA_Transmission | SOCO | Internal | Summer | B6 | 300 | 3200 | 0 | 98.36 | 90.88 | 9 | 0
2030 | TVA_Transmission_2_SOCO | TVA_Transmission | SOCO | Internal | Summer | B7 | 400 | 3200 | 0 | 92.83 | 90.88 | 9 | 0
2030 | TVA_Transmission_2_SOCO | TVA_Transmission | SOCO | Internal | Summer | B8 | 500 | 3200 | 0 | 91.25 | 90.88 | 9 | 0
2030 | TVA_Transmission_2_SOCO | TVA_Transmission | SOCO | Internal | Summer | B9 | 800 | 3200 | 0 | 90.33 | 90.88 | 9 | 0
2030 | TVA_Transmission_2_SOCO | TVA_Transmission | SOCO | Internal | Summer | B10 | 1262 | 3200 | 0 | 80.09 | 79.28 | 9 | 0
2030 | TVA_Transmission_2_SOCO | TVA_Transmission | SOCO | Internal | Winter | B16 | 25 | 3200 | 0 | 99.54 | 95.54 | 9 | 0
2030 | TVA_Transmission_2_SOCO | TVA_Transmission | SOCO | Internal | Winter | B17 | 100 | 3200 | 0 | 97.41 | 95.54 | 9 | 0
2030 | TVA_Transmission_2_SOCO | TVA_Transmission | SOCO | Internal | Winter | B18 | 400 | 3200 | 0 | 95.77 | 95.54 | 9 | 0
2030 | TVA_Transmission_2_SOCO | TVA_Transmission | SOCO | Internal | Winter | B19 | 700 | 3200 | 0 | 95.09 | 95.51 | 9 | 0
2030 | TVA_Transmission_2_SOCO | TVA_Transmission | SOCO | Internal | Winter | B20 | 935 | 3200 | 0 | 86.33 | 86.23 | 9 | 0
2030 | TVA_Transmission_2_TVA | TVA_Transmission | TVA | Internal | Shoulder | B11 | 25 | 99999 | 0 | 96.89 | 95.8 | 0.01 | 0
2030 | TVA_Transmission_2_TVA | TVA_Transmission | TVA | Internal | Shoulder | B12 | 200 | 99999 | 0 | 93.49 | 91.8 | 0.01 | 0
2030 | TVA_Transmission_2_TVA | TVA_Transmission | TVA | Internal | Shoulder | B13 | 600 | 99999 | 0 | 92.46 | 91.8 | 0.01 | 0
2030 | TVA_Transmission_2_TVA | TVA_Transmission | TVA | Internal | Shoulder | B14 | 900 | 99999 | 0 | 92.3 | 91.8 | 0.01 | 0
2030 | TVA_Transmission_2_TVA | TVA_Transmission | TVA | Internal | Shoulder | B15 | 1203 | 99999 | 2500 | 83.94 | 83.96 | 0.01 | 0
2030 | TVA_Transmission_2_TVA | TVA_Transmission | TVA | Internal | Summer | B1 | 10 | 99999 | 1715.5 | 146.39 | 146.4 | 0.01 | 0
2030 | TVA_Transmission_2_TVA | TVA_Transmission | TVA | Internal | Summer | B2 | 25 | 99999 | 1124.2 | 146.39 | 146.4 | 0.01 | 0
2030 | TVA_Transmission_2_TVA | TVA_Transmission | TVA | Internal | Summer | B3 | 75 | 99999 | 0 | 144.24 | 140.88 | 0.01 | 0
2030 | TVA_Transmission_2_TVA | TVA_Transmission | TVA | Internal | Summer | B4 | 100 | 99999 | 0 | 140.18 | 129.86 | 0.01 | 0
2030 | TVA_Transmission_2_TVA | TVA_Transmission | TVA | Internal | Summer | B5 | 200 | 99999 | 0 | 114.18 | 108.79 | 0.01 | 0
2030 | TVA_Transmission_2_TVA | TVA_Transmission | TVA | Internal | Summer | B6 | 300 | 99999 | 0 | 98.36 | 94.3 | 0.01 | 0
2030 | TVA_Transmission_2_TVA | TVA_Transmission | TVA | Internal | Summer | B7 | 400 | 99999 | 0 | 92.83 | 90.34 | 0.01 | 0
2030 | TVA_Transmission_2_TVA | TVA_Transmission | TVA | Internal | Summer | B8 | 500 | 99999 | 0 | 91.25 | 90.34 | 0.01 | 0
2030 | TVA_Transmission_2_TVA | TVA_Transmission | TVA | Internal | Summer | B9 | 800 | 99999 | 162.17 | 90.33 | 90.34 | 0.01 | 0
2030 | TVA_Transmission_2_TVA | TVA_Transmission | TVA | Internal | Summer | B10 | 1262 | 99999 | 0 | 80.09 | 79.81 | 0.01 | 0
2030 | TVA_Transmission_2_TVA | TVA_Transmission | TVA | Internal | Winter | B16 | 25 | 99999 | 0 | 99.54 | 98.97 | 0.01 | 0
2030 | TVA_Transmission_2_TVA | TVA_Transmission | TVA | Internal | Winter | B17 | 100 | 99999 | 0 | 97.41 | 94.81 | 0.01 | 0
2030 | TVA_Transmission_2_TVA | TVA_Transmission | TVA | Internal | Winter | B18 | 400 | 99999 | 0 | 95.77 | 94.81 | 0.01 | 0
2030 | TVA_Transmission_2_TVA | TVA_Transmission | TVA | Internal | Winter | B19 | 700 | 99999 | 0 | 95.09 | 94.81 | 0.01 | 0
2030 | TVA_Transmission_2_TVA | TVA_Transmission | TVA | Internal | Winter | B20 | 935 | 99999 | 1249.69 | 86.33 | 86.34 | 0.01 | 0
2030 | TVA_Transmission_2_VACAR | TVA_Transmission | VACAR | Internal | Shoulder | B11 | 25 | 900 | 0 | 96.89 | 98.1 | 9 | 0
2030 | TVA_Transmission_2_VACAR | TVA_Transmission | VACAR | Internal | Shoulder | B12 | 200 | 900 | 0 | 93.49 | 95.35 | 9 | 0
2030 | TVA_Transmission_2_VACAR | TVA_Transmission | VACAR | Internal | Shoulder | B13 | 600 | 900 | 0 | 92.46 | 87 | 9 | 0
2030 | TVA_Transmission_2_VACAR | TVA_Transmission | VACAR | Internal | Shoulder | B14 | 900 | 900 | 0 | 92.3 | 87 | 9 | 0
2030 | TVA_Transmission_2_VACAR | TVA_Transmission | VACAR | Internal | Shoulder | B15 | 1203 | 900 | 0 | 83.94 | 82.83 | 9 | 0
2030 | TVA_Transmission_2_VACAR | TVA_Transmission | VACAR | Internal | Summer | B1 | 10 | 900 | 0 | 146.39 | 151.39 | 9 | 0
2030 | TVA_Transmission_2_VACAR | TVA_Transmission | VACAR | Internal | Summer | B2 | 25 | 900 | 0 | 146.39 | 151.39 | 9 | 0
2030 | TVA_Transmission_2_VACAR | TVA_Transmission | VACAR | Internal | Summer | B3 | 75 | 900 | 0 | 144.24 | 149.88 | 9 | 0
2030 | TVA_Transmission_2_VACAR | TVA_Transmission | VACAR | Internal | Summer | B4 | 100 | 900 | 0 | 140.18 | 144.86 | 9 | 0
2030 | TVA_Transmission_2_VACAR | TVA_Transmission | VACAR | Internal | Summer | B5 | 200 | 900 | 0 | 114.18 | 114.18 | 9 | 0
2030 | TVA_Transmission_2_VACAR | TVA_Transmission | VACAR | Internal | Summer | B6 | 300 | 900 | 0 | 98.36 | 100.88 | 9 | 0
2030 | TVA_Transmission_2_VACAR | TVA_Transmission | VACAR | Internal | Summer | B7 | 400 | 900 | 0 | 92.83 | 96.25 | 9 | 0
2030 | TVA_Transmission_2_VACAR | TVA_Transmission | VACAR | Internal | Summer | B8 | 500 | 900 | 0 | 91.25 | 92.31 | 9 | 0
2030 | TVA_Transmission_2_VACAR | TVA_Transmission | VACAR | Internal | Summer | B9 | 800 | 900 | 0 | 90.33 | 83.88 | 9 | 0
2030 | TVA_Transmission_2_VACAR | TVA_Transmission | VACAR | Internal | Summer | B10 | 1262 | 900 | 0 | 80.09 | 80.87 | 9 | 0
2030 | TVA_Transmission_2_VACAR | TVA_Transmission | VACAR | Internal | Winter | B16 | 25 | 900 | 0 | 99.54 | 106.81 | 9 | 0
2030 | TVA_Transmission_2_VACAR | TVA_Transmission | VACAR | Internal | Winter | B17 | 100 | 900 | 0 | 97.41 | 100.89 | 9 | 0
2030 | TVA_Transmission_2_VACAR | TVA_Transmission | VACAR | Internal | Winter | B18 | 400 | 900 | 0 | 95.77 | 97.17 | 9 | 0
2030 | TVA_Transmission_2_VACAR | TVA_Transmission | VACAR | Internal | Winter | B19 | 700 | 900 | 0 | 95.09 | 88.51 | 9 | 0
2030 | TVA_Transmission_2_VACAR | TVA_Transmission | VACAR | Internal | Winter | B20 | 935 | 900 | 0 | 86.33 | 87.21 | 9 | 0
2030 | VACAR_2_PJM_ROR | VACAR | PJM_ROR | Internal | Shoulder | B11 | 25 | 2000 | 0 | 98.1 | 92.1 | 7 | 0
2030 | VACAR_2_PJM_ROR | VACAR | PJM_ROR | Internal | Shoulder | B12 | 200 | 2000 | 0 | 95.35 | 89.35 | 7 | 0
2030 | VACAR_2_PJM_ROR | VACAR | PJM_ROR | Internal | Shoulder | B13 | 600 | 2000 | 0 | 87 | 87.71 | 7 | 0
2030 | VACAR_2_PJM_ROR | VACAR | PJM_ROR | Internal | Shoulder | B14 | 900 | 2000 | 0 | 87 | 87.55 | 7 | 0
2030 | VACAR_2_PJM_ROR | VACAR | PJM_ROR | Internal | Shoulder | B15 | 1203 | 2000 | 0 | 82.83 | 76.83 | 7 | 0
2030 | VACAR_2_PJM_ROR | VACAR | PJM_ROR | Internal | Summer | B1 | 10 | 2000 | 0 | 151.39 | 140.39 | 7 | 0
2030 | VACAR_2_PJM_ROR | VACAR | PJM_ROR | Internal | Summer | B2 | 25 | 2000 | 0 | 151.39 | 140.39 | 7 | 0
2030 | VACAR_2_PJM_ROR | VACAR | PJM_ROR | Internal | Summer | B3 | 75 | 2000 | 0 | 149.88 | 140.39 | 7 | 0
2030 | VACAR_2_PJM_ROR | VACAR | PJM_ROR | Internal | Summer | B4 | 100 | 2000 | 0 | 144.86 | 138.86 | 7 | 0
2030 | VACAR_2_PJM_ROR | VACAR | PJM_ROR | Internal | Summer | B5 | 200 | 2000 | 0 | 114.18 | 117.18 | 7 | 0
2030 | VACAR_2_PJM_ROR | VACAR | PJM_ROR | Internal | Summer | B6 | 300 | 2000 | 0 | 100.88 | 95.81 | 7 | 0
2030 | VACAR_2_PJM_ROR | VACAR | PJM_ROR | Internal | Summer | B7 | 400 | 2000 | 0 | 96.25 | 90.25 | 7 | 0
2030 | VACAR_2_PJM_ROR | VACAR | PJM_ROR | Internal | Summer | B8 | 500 | 2000 | 0 | 92.31 | 86.31 | 7 | 0
2030 | VACAR_2_PJM_ROR | VACAR | PJM_ROR | Internal | Summer | B9 | 800 | 2000 | 0 | 83.88 | 84.33 | 7 | 0
2030 | VACAR_2_PJM_ROR | VACAR | PJM_ROR | Internal | Summer | B10 | 1262 | 2000 | 0 | 80.87 | 74.37 | 7 | 0
2030 | VACAR_2_PJM_ROR | VACAR | PJM_ROR | Internal | Winter | B16 | 25 | 2000 | 0 | 106.81 | 94.04 | 7 | 0
2030 | VACAR_2_PJM_ROR | VACAR | PJM_ROR | Internal | Winter | B17 | 100 | 2000 | 0 | 100.89 | 94.66 | 7 | 0
2030 | VACAR_2_PJM_ROR | VACAR | PJM_ROR | Internal | Winter | B18 | 400 | 2000 | 0 | 97.17 | 91.17 | 7 | 0
2030 | VACAR_2_PJM_ROR | VACAR | PJM_ROR | Internal | Winter | B19 | 700 | 2000 | 0 | 88.51 | 90.38 | 7 | 0
2030 | VACAR_2_PJM_ROR | VACAR | PJM_ROR | Internal | Winter | B20 | 935 | 2000 | 0 | 87.21 | 80.33 | 7 | 0
2030 | VACAR_2_SOCO | VACAR | SOCO | Internal | Shoulder | B11 | 25 | 3000 | 0 | 98.1 | 92.38 | 7 | 0
2030 | VACAR_2_SOCO | VACAR | SOCO | Internal | Shoulder | B12 | 200 | 3000 | 0 | 95.35 | 92.38 | 7 | 0
2030 | VACAR_2_SOCO | VACAR | SOCO | Internal | Shoulder | B13 | 600 | 3000 | 0 | 87 | 92.38 | 7 | 0
2030 | VACAR_2_SOCO | VACAR | SOCO | Internal | Shoulder | B14 | 900 | 3000 | 0 | 87 | 92.38 | 7 | 0
2030 | VACAR_2_SOCO | VACAR | SOCO | Internal | Shoulder | B15 | 1203 | 3000 | 0 | 82.83 | 87.92 | 7 | 0
2030 | VACAR_2_SOCO | VACAR | SOCO | Internal | Summer | B1 | 10 | 3000 | 0 | 151.39 | 154.55 | 7 | 0
2030 | VACAR_2_SOCO | VACAR | SOCO | Internal | Summer | B2 | 25 | 3000 | 0 | 151.39 | 149.4 | 7 | 0
2030 | VACAR_2_SOCO | VACAR | SOCO | Internal | Summer | B3 | 75 | 3000 | 0 | 149.88 | 147.84 | 7 | 0
2030 | VACAR_2_SOCO | VACAR | SOCO | Internal | Summer | B4 | 100 | 3000 | 0 | 144.86 | 134.86 | 7 | 0
2030 | VACAR_2_SOCO | VACAR | SOCO | Internal | Summer | B5 | 200 | 3000 | 0 | 114.18 | 104.18 | 7 | 0
2030 | VACAR_2_SOCO | VACAR | SOCO | Internal | Summer | B6 | 300 | 3000 | 0 | 100.88 | 90.88 | 7 | 0
2030 | VACAR_2_SOCO | VACAR | SOCO | Internal | Summer | B7 | 400 | 3000 | 0 | 96.25 | 90.88 | 7 | 0
2030 | VACAR_2_SOCO | VACAR | SOCO | Internal | Summer | B8 | 500 | 3000 | 0 | 92.31 | 90.88 | 7 | 0
2030 | VACAR_2_SOCO | VACAR | SOCO | Internal | Summer | B9 | 800 | 3000 | 1530.3 | 83.88 | 90.88 | 7 | 0
2030 | VACAR_2_SOCO | VACAR | SOCO | Internal | Summer | B10 | 1262 | 3000 | 0 | 80.87 | 79.28 | 7 | 0
2030 | VACAR_2_SOCO | VACAR | SOCO | Internal | Winter | B16 | 25 | 3000 | 0 | 106.81 | 95.54 | 7 | 0
2030 | VACAR_2_SOCO | VACAR | SOCO | Internal | Winter | B17 | 100 | 3000 | 0 | 100.89 | 95.54 | 7 | 0
2030 | VACAR_2_SOCO | VACAR | SOCO | Internal | Winter | B18 | 400 | 3000 | 0 | 97.17 | 95.54 | 7 | 0
2030 | VACAR_2_SOCO | VACAR | SOCO | Internal | Winter | B19 | 700 | 3000 | 167.78 | 88.51 | 95.51 | 7 | 0
2030 | VACAR_2_SOCO | VACAR | SOCO | Internal | Winter | B20 | 935 | 3000 | 0 | 87.21 | 86.23 | 7 | 0
2030 | VACAR_2_TVA_Transmission | VACAR | TVA_Transmission | Internal | Shoulder | B11 | 25 | 900 | 0 | 98.1 | 96.89 | 7 | 0
2030 | VACAR_2_TVA_Transmission | VACAR | TVA_Transmission | Internal | Shoulder | B12 | 200 | 900 | 0 | 95.35 | 93.49 | 7 | 0
2030 | VACAR_2_TVA_Transmission | VACAR | TVA_Transmission | Internal | Shoulder | B13 | 600 | 900 | 0 | 87 | 92.46 | 7 | 0
2030 | VACAR_2_TVA_Transmission | VACAR | TVA_Transmission | Internal | Shoulder | B14 | 900 | 900 | 0 | 87 | 92.3 | 7 | 0
2030 | VACAR_2_TVA_Transmission | VACAR | TVA_Transmission | Internal | Shoulder | B15 | 1203 | 900 | 0 | 82.83 | 83.94 | 7 | 0
2030 | VACAR_2_TVA_Transmission | VACAR | TVA_Transmission | Internal | Summer | B1 | 10 | 900 | 0 | 151.39 | 146.39 | 7 | 0
2030 | VACAR_2_TVA_Transmission | VACAR | TVA_Transmission | Internal | Summer | B2 | 25 | 900 | 0 | 151.39 | 146.39 | 7 | 0
2030 | VACAR_2_TVA_Transmission | VACAR | TVA_Transmission | Internal | Summer | B3 | 75 | 900 | 0 | 149.88 | 144.24 | 7 | 0
2030 | VACAR_2_TVA_Transmission | VACAR | TVA_Transmission | Internal | Summer | B4 | 100 | 900 | 0 | 144.86 | 140.18 | 7 | 0
2030 | VACAR_2_TVA_Transmission | VACAR | TVA_Transmission | Internal | Summer | B5 | 200 | 900 | 0 | 114.18 | 114.18 | 7 | 0
2030 | VACAR_2_TVA_Transmission | VACAR | TVA_Transmission | Internal | Summer | B6 | 300 | 900 | 0 | 100.88 | 98.36 | 7 | 0
2030 | VACAR_2_TVA_Transmission | VACAR | TVA_Transmission | Internal | Summer | B7 | 400 | 900 | 0 | 96.25 | 92.83 | 7 | 0
2030 | VACAR_2_TVA_Transmission | VACAR | TVA_Transmission | Internal | Summer | B8 | 500 | 900 | 0 | 92.31 | 91.25 | 7 | 0
2030 | VACAR_2_TVA_Transmission | VACAR | TVA_Transmission | Internal | Summer | B9 | 800 | 900 | 0 | 83.88 | 90.33 | 7 | 0
2030 | VACAR_2_TVA_Transmission | VACAR | TVA_Transmission | Internal | Summer | B10 | 1262 | 900 | 0 | 80.87 | 80.09 | 7 | 0
2030 | VACAR_2_TVA_Transmission | VACAR | TVA_Transmission | Internal | Winter | B16 | 25 | 900 | 0 | 106.81 | 99.54 | 7 | 0
2030 | VACAR_2_TVA_Transmission | VACAR | TVA_Transmission | Internal | Winter | B17 | 100 | 900 | 0 | 100.89 | 97.41 | 7 | 0
2030 | VACAR_2_TVA_Transmission | VACAR | TVA_Transmission | Internal | Winter | B18 | 400 | 900 | 0 | 97.17 | 95.77 | 7 | 0
2030 | VACAR_2_TVA_Transmission | VACAR | TVA_Transmission | Internal | Winter | B19 | 700 | 900 | 0 | 88.51 | 95.09 | 7 | 0
2030 | VACAR_2_TVA_Transmission | VACAR | TVA_Transmission | Internal | Winter | B20 | 935 | 900 | 0 | 87.21 | 86.33 | 7 | 0
2035 | ENT_2_MISO_MO-IL | ENT | MISO_MO-IL | Internal | Shoulder | B11 | 25 | 2260 | 0 | 141.14 | 133.39 | 8 | 0
2035 | ENT_2_MISO_MO-IL | ENT | MISO_MO-IL | Internal | Shoulder | B12 | 200 | 2260 | 0 | 117.39 | 123.97 | 8 | 0
2035 | ENT_2_MISO_MO-IL | ENT | MISO_MO-IL | Internal | Shoulder | B13 | 600 | 2260 | 0 | 117.39 | 116.1 | 8 | 0
2035 | ENT_2_MISO_MO-IL | ENT | MISO_MO-IL | Internal | Shoulder | B14 | 900 | 2260 | 0 | 117.39 | 114.86 | 8 | 0
2035 | ENT_2_MISO_MO-IL | ENT | MISO_MO-IL | Internal | Shoulder | B15 | 1203 | 2260 | 0 | 114.98 | 114.86 | 8 | 0
2035 | ENT_2_MISO_MO-IL | ENT | MISO_MO-IL | Internal | Summer | B1 | 10 | 2260 | 0 | 214.6 | 214.6 | 8 | 0
2035 | ENT_2_MISO_MO-IL | ENT | MISO_MO-IL | Internal | Summer | B2 | 25 | 2260 | 0 | 212.96 | 212.96 | 8 | 0
2035 | ENT_2_MISO_MO-IL | ENT | MISO_MO-IL | Internal | Summer | B3 | 75 | 2260 | 0 | 212.6 | 212.46 | 8 | 0
2035 | ENT_2_MISO_MO-IL | ENT | MISO_MO-IL | Internal | Summer | B4 | 100 | 2260 | 0 | 147.57 | 154.59 | 8 | 0
2035 | ENT_2_MISO_MO-IL | ENT | MISO_MO-IL | Internal | Summer | B5 | 200 | 2260 | 242.95 | 143.26 | 151.26 | 8 | 0
2035 | ENT_2_MISO_MO-IL | ENT | MISO_MO-IL | Internal | Summer | B6 | 300 | 2260 | 0 | 134.23 | 134.89 | 8 | 0
2035 | ENT_2_MISO_MO-IL | ENT | MISO_MO-IL | Internal | Summer | B7 | 400 | 2260 | 0 | 126.62 | 131.49 | 8 | 0
2035 | ENT_2_MISO_MO-IL | ENT | MISO_MO-IL | Internal | Summer | B8 | 500 | 2260 | 0 | 118.52 | 125.04 | 8 | 0
2035 | ENT_2_MISO_MO-IL | ENT | MISO_MO-IL | Internal | Summer | B9 | 800 | 2260 | 0 | 115.88 | 113.41 | 8 | 0
2035 | ENT_2_MISO_MO-IL | ENT | MISO_MO-IL | Internal | Summer | B10 | 1262 | 2260 | 0 | 108.89 | 113.41 | 8 | 0
2035 | ENT_2_MISO_MO-IL | ENT | MISO_MO-IL | Internal | Winter | B16 | 25 | 2260 | 1184.45 | 125.41 | 133.41 | 8 | 0
2035 | ENT_2_MISO_MO-IL | ENT | MISO_MO-IL | Internal | Winter | B17 | 100 | 2260 | 1892.29 | 120.76 | 128.76 | 8 | 0
2035 | ENT_2_MISO_MO-IL | ENT | MISO_MO-IL | Internal | Winter | B18 | 400 | 2260 | 0 | 120.46 | 119.77 | 8 | 0
2035 | ENT_2_MISO_MO-IL | ENT | MISO_MO-IL | Internal | Winter | B19 | 700 | 2260 | 0 | 119.91 | 117.88 | 8 | 0
2035 | ENT_2_MISO_MO-IL | ENT | MISO_MO-IL | Internal | Winter | B20 | 935 | 2260 | 0 | 113.37 | 117.86 | 8 | 0
2035 | ENT_2_SOCO | ENT | SOCO | Internal | Shoulder | B11 | 25 | 2000 | 0 | 141.14 | 133.77 | 8 | 0
2035 | ENT_2_SOCO | ENT | SOCO | Internal | Shoulder | B12 | 200 | 2000 | 0 | 117.39 | 119.26 | 8 | 0
2035 | ENT_2_SOCO | ENT | SOCO | Internal | Shoulder | B13 | 600 | 2000 | 0 | 117.39 | 119.26 | 8 | 0
2035 | ENT_2_SOCO | ENT | SOCO | Internal | Shoulder | B14 | 900 | 2000 | 0 | 117.39 | 119.26 | 8 | 0
2035 | ENT_2_SOCO | ENT | SOCO | Internal | Shoulder | B15 | 1203 | 2000 | 0 | 114.98 | 117.54 | 8 | 0
2035 | ENT_2_SOCO | ENT | SOCO | Internal | Summer | B1 | 10 | 2000 | 1727.5 | 214.6 | 222.6 | 8 | 0
2035 | ENT_2_SOCO | ENT | SOCO | Internal | Summer | B2 | 25 | 2000 | 880.93 | 212.96 | 220.96 | 8 | 0
2035 | ENT_2_SOCO | ENT | SOCO | Internal | Summer | B3 | 75 | 2000 | 0 | 212.6 | 212.6 | 8 | 0
2035 | ENT_2_SOCO | ENT | SOCO | Internal | Summer | B4 | 100 | 2000 | 0 | 147.57 | 137.57 | 8 | 0
2035 | ENT_2_SOCO | ENT | SOCO | Internal | Summer | B5 | 200 | 2000 | 0 | 143.26 | 137 | 8 | 0
2035 | ENT_2_SOCO | ENT | SOCO | Internal | Summer | B6 | 300 | 2000 | 0 | 134.23 | 134.23 | 8 | 0
2035 | ENT_2_SOCO | ENT | SOCO | Internal | Summer | B7 | 400 | 2000 | 0 | 126.62 | 131.39 | 8 | 0
2035 | ENT_2_SOCO | ENT | SOCO | Internal | Summer | B8 | 500 | 2000 | 0 | 118.52 | 117.93 | 8 | 0
2035 | ENT_2_SOCO | ENT | SOCO | Internal | Summer | B9 | 800 | 2000 | 0 | 115.88 | 117.93 | 8 | 0
2035 | ENT_2_SOCO | ENT | SOCO | Internal | Summer | B10 | 1262 | 2000 | 0 | 108.89 | 98.89 | 8 | 0
2035 | ENT_2_SOCO | ENT | SOCO | Internal | Winter | B16 | 25 | 2000 | 2000 | 125.41 | 136.68 | 8 | 3.28
2035 | ENT_2_SOCO | ENT | SOCO | Internal | Winter | B17 | 100 | 2000 | 0 | 120.76 | 122.22 | 8 | 0
2035 | ENT_2_SOCO | ENT | SOCO | Internal | Winter | B18 | 400 | 2000 | 0 | 120.46 | 122.22 | 8 | 0
2035 | ENT_2_SOCO | ENT | SOCO | Internal | Winter | B19 | 700 | 2000 | 0 | 119.91 | 122.22 | 8 | 0
2035 | ENT_2_SOCO | ENT | SOCO | Internal | Winter | B20 | 935 | 2000 | 0 | 113.37 | 113.65 | 8 | 0
2035 | ENT_2_SPP_N | ENT | SPP_N | Internal | Shoulder | B11 | 25 | 1300 | 0 | 141.14 | 136.14 | 8 | 0
2035 | ENT_2_SPP_N | ENT | SPP_N | Internal | Shoulder | B12 | 200 | 1300 | 0 | 117.39 | 118.96 | 8 | 0
2035 | ENT_2_SPP_N | ENT | SPP_N | Internal | Shoulder | B13 | 600 | 1300 | 0 | 117.39 | 117.19 | 8 | 0
2035 | ENT_2_SPP_N | ENT | SPP_N | Internal | Shoulder | B14 | 900 | 1300 | 0 | 117.39 | 112.37 | 8 | 0
2035 | ENT_2_SPP_N | ENT | SPP_N | Internal | Shoulder | B15 | 1203 | 1300 | 0 | 114.98 | 109.98 | 8 | 0
2035 | ENT_2_SPP_N | ENT | SPP_N | Internal | Summer | B1 | 10 | 1300 | 0 | 214.6 | 209.6 | 8 | 0
2035 | ENT_2_SPP_N | ENT | SPP_N | Internal | Summer | B2 | 25 | 1300 | 0 | 212.96 | 207.96 | 8 | 0
2035 | ENT_2_SPP_N | ENT | SPP_N | Internal | Summer | B3 | 75 | 1300 | 0 | 212.6 | 214.58 | 8 | 0
2035 | ENT_2_SPP_N | ENT | SPP_N | Internal | Summer | B4 | 100 | 1300 | 0 | 147.57 | 149.59 | 8 | 0
2035 | ENT_2_SPP_N | ENT | SPP_N | Internal | Summer | B5 | 200 | 1300 | 0 | 143.26 | 146.26 | 8 | 0
2035 | ENT_2_SPP_N | ENT | SPP_N | Internal | Summer | B6 | 300 | 1300 | 0 | 134.23 | 137.35 | 8 | 0
2035 | ENT_2_SPP_N | ENT | SPP_N | Internal | Summer | B7 | 400 | 1300 | 0 | 126.62 | 134.61 | 8 | 0
2035 | ENT_2_SPP_N | ENT | SPP_N | Internal | Summer | B8 | 500 | 1300 | 0 | 118.52 | 126.51 | 8 | 0
2035 | ENT_2_SPP_N | ENT | SPP_N | Internal | Summer | B9 | 800 | 1300 | 0 | 115.88 | 116.6 | 8 | 0
2035 | ENT_2_SPP_N | ENT | SPP_N | Internal | Summer | B10 | 1262 | 1300 | 0 | 108.89 | 115.28 | 8 | 0
2035 | ENT_2_SPP_N | ENT | SPP_N | Internal | Winter | B16 | 25 | 1300 | 0 | 125.41 | 120.39 | 8 | 0
2035 | ENT_2_SPP_N | ENT | SPP_N | Internal | Winter | B17 | 100 | 1300 | 0 | 120.76 | 120.39 | 8 | 0
2035 | ENT_2_SPP_N | ENT | SPP_N | Internal | Winter | B18 | 400 | 1300 | 0 | 120.46 | 118.74 | 8 | 0
2035 | ENT_2_SPP_N | ENT | SPP_N | Internal | Winter | B19 | 700 | 1300 | 0 | 119.91 | 114.91 | 8 | 0
2035 | ENT_2_SPP_N | ENT | SPP_N | Internal | Winter | B20 | 935 | 1300 | 0 | 113.37 | 109.98 | 8 | 0
2035 | ENT_2_SPP_S | ENT | SPP_S | Internal | Shoulder | B11 | 25 | 1300 | 0 | 141.14 | 136.15 | 8 | 0
2035 | ENT_2_SPP_S | ENT | SPP_S | Internal | Shoulder | B12 | 200 | 1300 | 0 | 117.39 | 118.97 | 8 | 0
2035 | ENT_2_SPP_S | ENT | SPP_S | Internal | Shoulder | B13 | 600 | 1300 | 0 | 117.39 | 117.21 | 8 | 0
2035 | ENT_2_SPP_S | ENT | SPP_S | Internal | Shoulder | B14 | 900 | 1300 | 0 | 117.39 | 112.39 | 8 | 0
2035 | ENT_2_SPP_S | ENT | SPP_S | Internal | Shoulder | B15 | 1203 | 1300 | 0 | 114.98 | 109.99 | 8 | 0
2035 | ENT_2_SPP_S | ENT | SPP_S | Internal | Summer | B1 | 10 | 1300 | 0 | 214.6 | 139.53 | 8 | 0
2035 | ENT_2_SPP_S | ENT | SPP_S | Internal | Summer | B2 | 25 | 1300 | 0 | 212.96 | 207.96 | 8 | 0
2035 | ENT_2_SPP_S | ENT | SPP_S | Internal | Summer | B3 | 75 | 1300 | 0 | 212.6 | 214.57 | 8 | 0
2035 | ENT_2_SPP_S | ENT | SPP_S | Internal | Summer | B4 | 100 | 1300 | 0 | 147.57 | 142.57 | 8 | 0
2035 | ENT_2_SPP_S | ENT | SPP_S | Internal | Summer | B5 | 200 | 1300 | 0 | 143.26 | 140.98 | 8 | 0
2035 | ENT_2_SPP_S | ENT | SPP_S | Internal | Summer | B6 | 300 | 1300 | 0 | 134.23 | 137.36 | 8 | 0
2035 | ENT_2_SPP_S | ENT | SPP_S | Internal | Summer | B7 | 400 | 1300 | 760.87 | 126.62 | 134.62 | 8 | 0
2035 | ENT_2_SPP_S | ENT | SPP_S | Internal | Summer | B8 | 500 | 1300 | 1191.77 | 118.52 | 126.52 | 8 | 0
2035 | ENT_2_SPP_S | ENT | SPP_S | Internal | Summer | B9 | 800 | 1300 | 0 | 115.88 | 116.61 | 8 | 0
2035 | ENT_2_SPP_S | ENT | SPP_S | Internal | Summer | B10 | 1262 | 1300 | 0 | 108.89 | 115.63 | 8 | 0
2035 | ENT_2_SPP_S | ENT | SPP_S | Internal | Winter | B16 | 25 | 1300 | 0 | 125.41 | 120.41 | 8 | 0
2035 | ENT_2_SPP_S | ENT | SPP_S | Internal | Winter | B17 | 100 | 1300 | 0 | 120.76 | 120.41 | 8 | 0
2035 | ENT_2_SPP_S | ENT | SPP_S | Internal | Winter | B18 | 400 | 1300 | 0 | 120.46 | 120.41 | 8 | 0
2035 | ENT_2_SPP_S | ENT | SPP_S | Internal | Winter | B19 | 700 | 1300 | 0 | 119.91 | 114.92 | 8 | 0
2035 | ENT_2_SPP_S | ENT | SPP_S | Internal | Winter | B20 | 935 | 1300 | 0 | 113.37 | 109.99 | 8 | 0
2035 | ENT_2_TVA_Transmission | ENT | TVA_Transmission | Internal | Shoulder | B11 | 25 | 2100 | 0 | 141.14 | 133.2 | 8 | 0
2035 | ENT_2_TVA_Transmission | ENT | TVA_Transmission | Internal | Shoulder | B12 | 200 | 2100 | 0 | 117.39 | 122.16 | 8 | 0
2035 | ENT_2_TVA_Transmission | ENT | TVA_Transmission | Internal | Shoulder | B13 | 600 | 2100 | 0 | 117.39 | 120.35 | 8 | 0
2035 | ENT_2_TVA_Transmission | ENT | TVA_Transmission | Internal | Shoulder | B14 | 900 | 2100 | 0 | 117.39 | 119.92 | 8 | 0
2035 | ENT_2_TVA_Transmission | ENT | TVA_Transmission | Internal | Shoulder | B15 | 1203 | 2100 | 0 | 114.98 | 119.24 | 8 | 0
2035 | ENT_2_TVA_Transmission | ENT | TVA_Transmission | Internal | Summer | B1 | 10 | 2100 | 0 | 214.6 | 218.6 | 8 | 0
2035 | ENT_2_TVA_Transmission | ENT | TVA_Transmission | Internal | Summer | B2 | 25 | 2100 | 0 | 212.96 | 218.6 | 8 | 0
2035 | ENT_2_TVA_Transmission | ENT | TVA_Transmission | Internal | Summer | B3 | 75 | 2100 | 0 | 212.6 | 209.55 | 8 | 0
2035 | ENT_2_TVA_Transmission | ENT | TVA_Transmission | Internal | Summer | B4 | 100 | 2100 | 0 | 147.57 | 147.57 | 8 | 0
2035 | ENT_2_TVA_Transmission | ENT | TVA_Transmission | Internal | Summer | B5 | 200 | 2100 | 0 | 143.26 | 146.04 | 8 | 0
2035 | ENT_2_TVA_Transmission | ENT | TVA_Transmission | Internal | Summer | B6 | 300 | 2100 | 0 | 134.23 | 131.28 | 8 | 0
2035 | ENT_2_TVA_Transmission | ENT | TVA_Transmission | Internal | Summer | B7 | 400 | 2100 | 0 | 126.62 | 127.59 | 8 | 0
2035 | ENT_2_TVA_Transmission | ENT | TVA_Transmission | Internal | Summer | B8 | 500 | 2100 | 0 | 118.52 | 121.49 | 8 | 0
2035 | ENT_2_TVA_Transmission | ENT | TVA_Transmission | Internal | Summer | B9 | 800 | 2100 | 0 | 115.88 | 118.58 | 8 | 0
2035 | ENT_2_TVA_Transmission | ENT | TVA_Transmission | Internal | Summer | B10 | 1262 | 2100 | 0 | 108.89 | 108.89 | 8 | 0
2035 | ENT_2_TVA_Transmission | ENT | TVA_Transmission | Internal | Winter | B16 | 25 | 2100 | 0 | 125.41 | 132.85 | 8 | 0
2035 | ENT_2_TVA_Transmission | ENT | TVA_Transmission | Internal | Winter | B17 | 100 | 2100 | 0 | 120.76 | 126.15 | 8 | 0
2035 | ENT_2_TVA_Transmission | ENT | TVA_Transmission | Internal | Winter | B18 | 400 | 2100 | 0 | 120.46 | 123.54 | 8 | 0
2035 | ENT_2_TVA_Transmission | ENT | TVA_Transmission | Internal | Winter | B19 | 700 | 2100 | 0 | 119.91 | 122.86 | 8 | 0
2035 | ENT_2_TVA_Transmission | ENT | TVA_Transmission | Internal | Winter | B20 | 935 | 2100 | 628.28 | 113.37 | 121.37 | 8 | 0
2035 | FRCC_2_SOCO | FRCC | SOCO | Internal | Shoulder | B11 | 25 | 900 | 0 | 143.77 | 133.77 | 8 | 0
2035 | FRCC_2_SOCO | FRCC | SOCO | Internal | Shoulder | B12 | 200 | 900 | 0 | 128.76 | 119.26 | 8 | 0
2035 | FRCC_2_SOCO | FRCC | SOCO | Internal | Shoulder | B13 | 600 | 900 | 0 | 123.68 | 119.26 | 8 | 0
2035 | FRCC_2_SOCO | FRCC | SOCO | Internal | Shoulder | B14 | 900 | 900 | 0 | 123.68 | 119.26 | 8 | 0
2035 | FRCC_2_SOCO | FRCC | SOCO | Internal | Shoulder | B15 | 1203 | 900 | 0 | 113.45 | 117.54 | 8 | 0
2035 | FRCC_2_SOCO | FRCC | SOCO | Internal | Summer | B1 | 10 | 900 | 0 | 227.84 | 222.6 | 8 | 0
2035 | FRCC_2_SOCO | FRCC | SOCO | Internal | Summer | B2 | 25 | 900 | 0 | 227.84 | 220.96 | 8 | 0
2035 | FRCC_2_SOCO | FRCC | SOCO | Internal | Summer | B3 | 75 | 900 | 0 | 222.6 | 212.6 | 8 | 0
2035 | FRCC_2_SOCO | FRCC | SOCO | Internal | Summer | B4 | 100 | 900 | 0 | 142.71 | 137.57 | 8 | 0
2035 | FRCC_2_SOCO | FRCC | SOCO | Internal | Summer | B5 | 200 | 900 | 0 | 142.71 | 137 | 8 | 0
2035 | FRCC_2_SOCO | FRCC | SOCO | Internal | Summer | B6 | 300 | 900 | 0 | 142.71 | 134.23 | 8 | 0
2035 | FRCC_2_SOCO | FRCC | SOCO | Internal | Summer | B7 | 400 | 900 | 0 | 141.39 | 131.39 | 8 | 0
2035 | FRCC_2_SOCO | FRCC | SOCO | Internal | Summer | B8 | 500 | 900 | 0 | 122.78 | 117.93 | 8 | 0
2035 | FRCC_2_SOCO | FRCC | SOCO | Internal | Summer | B9 | 800 | 900 | 0 | 122.78 | 117.93 | 8 | 0
2035 | FRCC_2_SOCO | FRCC | SOCO | Internal | Summer | B10 | 1262 | 900 | 154.21 | 90.89 | 98.89 | 8 | 0
2035 | FRCC_2_SOCO | FRCC | SOCO | Internal | Winter | B16 | 25 | 900 | 0 | 146.68 | 136.68 | 8 | 0
2035 | FRCC_2_SOCO | FRCC | SOCO | Internal | Winter | B17 | 100 | 900 | 0 | 132.22 | 122.22 | 8 | 0
2035 | FRCC_2_SOCO | FRCC | SOCO | Internal | Winter | B18 | 400 | 900 | 0 | 126.16 | 122.22 | 8 | 0
2035 | FRCC_2_SOCO | FRCC | SOCO | Internal | Winter | B19 | 700 | 900 | 0 | 126.16 | 122.22 | 8 | 0
2035 | FRCC_2_SOCO | FRCC | SOCO | Internal | Winter | B20 | 935 | 900 | 0 | 110.73 | 113.65 | 8 | 0
2035 | HQ_NEISO_2_NEISO | HQ_NEISO | NEISO | Internal | Shoulder | B11 | 25 | 99999 | 3866.9 | 82.58 | 82.59 | 0.01 | 0
2035 | HQ_NEISO_2_NEISO | HQ_NEISO | NEISO | Internal | Shoulder | B12 | 200 | 99999 | 3857.4 | 82.58 | 82.59 | 0.01 | 0
2035 | HQ_NEISO_2_NEISO | HQ_NEISO | NEISO | Internal | Shoulder | B13 | 600 | 99999 | 3820.02 | 82.58 | 82.59 | 0.01 | 0
2035 | HQ_NEISO_2_NEISO | HQ_NEISO | NEISO | Internal | Shoulder | B14 | 900 | 99999 | 3754.63 | 82.58 | 82.59 | 0.01 | 0
2035 | HQ_NEISO_2_NEISO | HQ_NEISO | NEISO | Internal | Shoulder | B15 | 1203 | 99999 | 1797.77 | 82.58 | 82.59 | 0.01 | 0
2035 | HQ_NEISO_2_NEISO | HQ_NEISO | NEISO | Internal | Summer | B1 | 10 | 99999 | 4396.59 | 148.55 | 148.56 | 0.01 | 0
2035 | HQ_NEISO_2_NEISO | HQ_NEISO | NEISO | Internal | Summer | B2 | 25 | 99999 | 4333.83 | 168.54 | 168.55 | 0.01 | 0
2035 | HQ_NEISO_2_NEISO | HQ_NEISO | NEISO | Internal | Summer | B3 | 75 | 99999 | 4208.73 | 141.56 | 141.57 | 0.01 | 0
2035 | HQ_NEISO_2_NEISO | HQ_NEISO | NEISO | Internal | Summer | B4 | 100 | 99999 | 4101.2 | 129.17 | 129.18 | 0.01 | 0
2035 | HQ_NEISO_2_NEISO | HQ_NEISO | NEISO | Internal | Summer | B5 | 200 | 99999 | 4042.71 | 106.37 | 106.38 | 0.01 | 0
2035 | HQ_NEISO_2_NEISO | HQ_NEISO | NEISO | Internal | Summer | B6 | 300 | 99999 | 3976.74 | 106.37 | 106.38 | 0.01 | 0
2035 | HQ_NEISO_2_NEISO | HQ_NEISO | NEISO | Internal | Summer | B7 | 400 | 99999 | 3901.16 | 106.37 | 106.38 | 0.01 | 0
2035 | HQ_NEISO_2_NEISO | HQ_NEISO | NEISO | Internal | Summer | B8 | 500 | 99999 | 3841.73 | 106.37 | 106.38 | 0.01 | 0
2035 | HQ_NEISO_2_NEISO | HQ_NEISO | NEISO | Internal | Summer | B9 | 800 | 99999 | 3768.93 | 104.39 | 104.4 | 0.01 | 0
2035 | HQ_NEISO_2_NEISO | HQ_NEISO | NEISO | Internal | Summer | B10 | 1262 | 99999 | 1472.05 | 104.4 | 104.41 | 0.01 | 0
2035 | HQ_NEISO_2_NEISO | HQ_NEISO | NEISO | Internal | Winter | B16 | 25 | 99999 | 3998.52 | 82.58 | 82.59 | 0.01 | 0
2035 | HQ_NEISO_2_NEISO | HQ_NEISO | NEISO | Internal | Winter | B17 | 100 | 99999 | 3945.7 | 82.58 | 82.59 | 0.01 | 0
2035 | HQ_NEISO_2_NEISO | HQ_NEISO | NEISO | Internal | Winter | B18 | 400 | 99999 | 3905.27 | 82.58 | 82.59 | 0.01 | 0
2035 | HQ_NEISO_2_NEISO | HQ_NEISO | NEISO | Internal | Winter | B19 | 700 | 99999 | 3829.95 | 82.58 | 82.59 | 0.01 | 0
2035 | HQ_NEISO_2_NEISO | HQ_NEISO | NEISO | Internal | Winter | B20 | 935 | 99999 | 1964.44 | 82.58 | 82.59 | 0.01 | 0
2035 | HQ_NY_2_NYISO_A-F | HQ_NY | NYISO_A-F | Internal | Shoulder | B11 | 25 | 99999 | 2812.36 | 106.77 | 106.78 | 0.01 | 0
2035 | HQ_NY_2_NYISO_A-F | HQ_NY | NYISO_A-F | Internal | Shoulder | B12 | 200 | 99999 | 2847.78 | 106.77 | 106.78 | 0.01 | 0
2035 | HQ_NY_2_NYISO_A-F | HQ_NY | NYISO_A-F | Internal | Shoulder | B13 | 600 | 99999 | 2781.93 | 106.77 | 106.78 | 0.01 | 0
2035 | HQ_NY_2_NYISO_A-F | HQ_NY | NYISO_A-F | Internal | Shoulder | B14 | 900 | 99999 | 2673.22 | 106.77 | 106.78 | 0.01 | 0
2035 | HQ_NY_2_NYISO_A-F | HQ_NY | NYISO_A-F | Internal | Shoulder | B15 | 1203 | 99999 | 1582.79 | 106.77 | 106.78 | 0.01 | 0
2035 | HQ_NY_2_NYISO_A-F | HQ_NY | NYISO_A-F | Internal | Summer | B1 | 10 | 99999 | 3500.1 | 145.55 | 145.56 | 0.01 | 0
2035 | HQ_NY_2_NYISO_A-F | HQ_NY | NYISO_A-F | Internal | Summer | B2 | 25 | 99999 | 3406.71 | 145.55 | 145.56 | 0.01 | 0
2035 | HQ_NY_2_NYISO_A-F | HQ_NY | NYISO_A-F | Internal | Summer | B3 | 75 | 99999 | 3266.7 | 144.56 | 144.57 | 0.01 | 0
2035 | HQ_NY_2_NYISO_A-F | HQ_NY | NYISO_A-F | Internal | Summer | B4 | 100 | 99999 | 3116.37 | 132.17 | 132.18 | 0.01 | 0
2035 | HQ_NY_2_NYISO_A-F | HQ_NY | NYISO_A-F | Internal | Summer | B5 | 200 | 99999 | 3025.59 | 111.08 | 111.09 | 0.01 | 0
2035 | HQ_NY_2_NYISO_A-F | HQ_NY | NYISO_A-F | Internal | Summer | B6 | 300 | 99999 | 2934.96 | 111.08 | 111.09 | 0.01 | 0
2035 | HQ_NY_2_NYISO_A-F | HQ_NY | NYISO_A-F | Internal | Summer | B7 | 400 | 99999 | 2830.84 | 111.08 | 111.09 | 0.01 | 0
2035 | HQ_NY_2_NYISO_A-F | HQ_NY | NYISO_A-F | Internal | Summer | B8 | 500 | 99999 | 2760.34 | 109.37 | 109.38 | 0.01 | 0
2035 | HQ_NY_2_NYISO_A-F | HQ_NY | NYISO_A-F | Internal | Summer | B9 | 800 | 99999 | 2664.8 | 107.38 | 107.39 | 0.01 | 0
2035 | HQ_NY_2_NYISO_A-F | HQ_NY | NYISO_A-F | Internal | Summer | B10 | 1262 | 99999 | 1436.41 | 107.38 | 107.39 | 0.01 | 0
2035 | HQ_NY_2_NYISO_A-F | HQ_NY | NYISO_A-F | Internal | Winter | B16 | 25 | 99999 | 3058.96 | 106.77 | 106.78 | 0.01 | 0
2035 | HQ_NY_2_NYISO_A-F | HQ_NY | NYISO_A-F | Internal | Winter | B17 | 100 | 99999 | 3001.19 | 106.77 | 106.78 | 0.01 | 0
2035 | HQ_NY_2_NYISO_A-F | HQ_NY | NYISO_A-F | Internal | Winter | B18 | 400 | 99999 | 2934.78 | 106.77 | 106.78 | 0.01 | 0
2035 | HQ_NY_2_NYISO_A-F | HQ_NY | NYISO_A-F | Internal | Winter | B19 | 700 | 99999 | 2819.15 | 106.77 | 106.78 | 0.01 | 0
2035 | HQ_NY_2_NYISO_A-F | HQ_NY | NYISO_A-F | Internal | Winter | B20 | 935 | 99999 | 1763.05 | 106.77 | 106.78 | 0.01 | 0
2035 | HQ_IESO_2_IESO | HQ_IESO | IESO | Internal | Shoulder | B11 | 25 | 99999 | 400 | 11.67 | 11.69 | 0.01 | 0
2035 | HQ_IESO_2_IESO | HQ_IESO | IESO | Internal | Shoulder | B12 | 200 | 99999 | 400 | 11.67 | 11.69 | 0.01 | 0
2035 | HQ_IESO_2_IESO | HQ_IESO | IESO | Internal | Shoulder | B13 | 600 | 99999 | 400 | 11.67 | 11.69 | 0.01 | 0
2035 | HQ_IESO_2_IESO | HQ_IESO | IESO | Internal | Shoulder | B14 | 900 | 99999 | 400 | 11.67 | 11.69 | 0.01 | 0
2035 | HQ_IESO_2_IESO | HQ_IESO | IESO | Internal | Shoulder | B15 | 1203 | 99999 | 75.48 | 11.67 | 11.69 | 0.01 | 0
2035 | HQ_IESO_2_IESO | HQ_IESO | IESO | Internal | Summer | B1 | 10 | 99999 | 400 | 11.67 | 11.69 | 0.01 | 0
2035 | HQ_IESO_2_IESO | HQ_IESO | IESO | Internal | Summer | B2 | 25 | 99999 | 400 | 11.67 | 11.69 | 0.01 | 0
2035 | HQ_IESO_2_IESO | HQ_IESO | IESO | Internal | Summer | B3 | 75 | 99999 | 400 | 11.67 | 11.69 | 0.01 | 0
2035 | HQ_IESO_2_IESO | HQ_IESO | IESO | Internal | Summer | B4 | 100 | 99999 | 400 | 11.67 | 11.69 | 0.01 | 0
2035 | HQ_IESO_2_IESO | HQ_IESO | IESO | Internal | Summer | B5 | 200 | 99999 | 400 | 11.67 | 11.69 | 0.01 | 0
2035 | HQ_IESO_2_IESO | HQ_IESO | IESO | Internal | Summer | B6 | 300 | 99999 | 400 | 11.67 | 11.69 | 0.01 | 0
2035 | HQ_IESO_2_IESO | HQ_IESO | IESO | Internal | Summer | B7 | 400 | 99999 | 400 | 11.67 | 11.69 | 0.01 | 0
2035 | HQ_IESO_2_IESO | HQ_IESO | IESO | Internal | Summer | B8 | 500 | 99999 | 400 | 11.67 | 11.69 | 0.01 | 0
2035 | HQ_IESO_2_IESO | HQ_IESO | IESO | Internal | Summer | B9 | 800 | 99999 | 400 | 11.67 | 11.69 | 0.01 | 0
2035 | HQ_IESO_2_IESO | HQ_IESO | IESO | Internal | Summer | B10 | 1262 | 99999 | 12.04 | 11.67 | 11.69 | 0.01 | 0
2035 | HQ_IESO_2_IESO | HQ_IESO | IESO | Internal | Winter | B16 | 25 | 99999 | 400 | 11.67 | 11.69 | 0.01 | 0
2035 | HQ_IESO_2_IESO | HQ_IESO | IESO | Internal | Winter | B17 | 100 | 99999 | 400 | 11.67 | 11.69 | 0.01 | 0
2035 | HQ_IESO_2_IESO | HQ_IESO | IESO | Internal | Winter | B18 | 400 | 99999 | 400 | 11.67 | 11.69 | 0.01 | 0
2035 | HQ_IESO_2_IESO | HQ_IESO | IESO | Internal | Winter | B19 | 700 | 99999 | 400 | 11.67 | 11.69 | 0.01 | 0
2035 | HQ_IESO_2_IESO | HQ_IESO | IESO | Internal | Winter | B20 | 935 | 99999 | 91.98 | 11.67 | 11.69 | 0.01 | 0
2035 | IESO_2_MAPP_CA | IESO | MAPP_CA | Internal | Shoulder | B11 | 25 | 262 | 262 | 11.69 | 102.97 | 7 | 84.28
2035 | IESO_2_MAPP_CA | IESO | MAPP_CA | Internal | Shoulder | B12 | 200 | 262 | 262 | 11.69 | 102.97 | 7 | 84.28
2035 | IESO_2_MAPP_CA | IESO | MAPP_CA | Internal | Shoulder | B13 | 600 | 262 | 262 | 11.69 | 102.97 | 7 | 84.28
2035 | IESO_2_MAPP_CA | IESO | MAPP_CA | Internal | Shoulder | B14 | 900 | 262 | 262 | 11.69 | 102.97 | 7 | 84.28
2035 | IESO_2_MAPP_CA | IESO | MAPP_CA | Internal | Shoulder | B15 | 1203 | 262 | 262 | 11.69 | 102.97 | 7 | 84.28
2035 | IESO_2_MAPP_CA | IESO | MAPP_CA | Internal | Summer | B1 | 10 | 262 | 262 | 11.69 | 108.27 | 7 | 89.58
2035 | IESO_2_MAPP_CA | IESO | MAPP_CA | Internal | Summer | B2 | 25 | 262 | 262 | 11.69 | 108.27 | 7 | 89.58
2035 | IESO_2_MAPP_CA | IESO | MAPP_CA | Internal | Summer | B3 | 75 | 262 | 262 | 11.69 | 108.27 | 7 | 89.58
2035 | IESO_2_MAPP_CA | IESO | MAPP_CA | Internal | Summer | B4 | 100 | 262 | 262 | 11.69 | 108.27 | 7 | 89.58
2035 | IESO_2_MAPP_CA | IESO | MAPP_CA | Internal | Summer | B5 | 200 | 262 | 262 | 11.69 | 108.27 | 7 | 89.58
2035 | IESO_2_MAPP_CA | IESO | MAPP_CA | Internal | Summer | B6 | 300 | 262 | 262 | 11.69 | 108.27 | 7 | 89.58
2035 | IESO_2_MAPP_CA | IESO | MAPP_CA | Internal | Summer | B7 | 400 | 262 | 262 | 11.69 | 108.27 | 7 | 89.58
2035 | IESO_2_MAPP_CA | IESO | MAPP_CA | Internal | Summer | B8 | 500 | 262 | 262 | 11.69 | 108.27 | 7 | 89.58
2035 | IESO_2_MAPP_CA | IESO | MAPP_CA | Internal | Summer | B9 | 800 | 262 | 262 | 11.69 | 108.27 | 7 | 89.58
2035 | IESO_2_MAPP_CA | IESO | MAPP_CA | Internal | Summer | B10 | 1262 | 262 | 262 | 11.69 | 108.27 | 7 | 89.58
2035 | IESO_2_MAPP_CA | IESO | MAPP_CA | Internal | Winter | B16 | 25 | 262 | 262 | 11.69 | 104.33 | 7 | 85.64
2035 | IESO_2_MAPP_CA | IESO | MAPP_CA | Internal | Winter | B17 | 100 | 262 | 262 | 11.69 | 104.33 | 7 | 85.64
2035 | IESO_2_MAPP_CA | IESO | MAPP_CA | Internal | Winter | B18 | 400 | 262 | 262 | 11.69 | 104.33 | 7 | 85.64
2035 | IESO_2_MAPP_CA | IESO | MAPP_CA | Internal | Winter | B19 | 700 | 262 | 262 | 11.69 | 104.33 | 7 | 85.64
2035 | IESO_2_MAPP_CA | IESO | MAPP_CA | Internal | Winter | B20 | 935 | 262 | 262 | 11.69 | 104.33 | 7 | 85.64
2035 | IESO_2_MISO_MI | IESO | MISO_MI | Internal | Shoulder | B11 | 25 | 1840 | 1840 | 11.69 | 133.39 | 7 | 114.71
2035 | IESO_2_MISO_MI | IESO | MISO_MI | Internal | Shoulder | B12 | 200 | 1840 | 1840 | 11.69 | 125.6 | 7 | 106.91
2035 | IESO_2_MISO_MI | IESO | MISO_MI | Internal | Shoulder | B13 | 600 | 1840 | 1840 | 11.69 | 116.1 | 7 | 97.42
2035 | IESO_2_MISO_MI | IESO | MISO_MI | Internal | Shoulder | B14 | 900 | 1840 | 1840 | 11.69 | 114.86 | 7 | 96.18
2035 | IESO_2_MISO_MI | IESO | MISO_MI | Internal | Shoulder | B15 | 1203 | 1840 | 1840 | 11.69 | 114.86 | 7 | 96.18
2035 | IESO_2_MISO_MI | IESO | MISO_MI | Internal | Summer | B1 | 10 | 1840 | 1840 | 11.69 | 214.6 | 7 | 195.91
2035 | IESO_2_MISO_MI | IESO | MISO_MI | Internal | Summer | B2 | 25 | 1840 | 1840 | 11.69 | 212.96 | 7 | 194.28
2035 | IESO_2_MISO_MI | IESO | MISO_MI | Internal | Summer | B3 | 75 | 1840 | 1840 | 11.69 | 212.46 | 7 | 193.77
2035 | IESO_2_MISO_MI | IESO | MISO_MI | Internal | Summer | B4 | 100 | 1840 | 1840 | 11.69 | 154.58 | 7 | 135.89
2035 | IESO_2_MISO_MI | IESO | MISO_MI | Internal | Summer | B5 | 200 | 1840 | 1840 | 11.69 | 151.26 | 7 | 132.58
2035 | IESO_2_MISO_MI | IESO | MISO_MI | Internal | Summer | B6 | 300 | 1840 | 1840 | 11.69 | 134.89 | 7 | 116.2
2035 | IESO_2_MISO_MI | IESO | MISO_MI | Internal | Summer | B7 | 400 | 1840 | 1840 | 11.69 | 131.49 | 7 | 112.8
2035 | IESO_2_MISO_MI | IESO | MISO_MI | Internal | Summer | B8 | 500 | 1840 | 1840 | 11.69 | 125.05 | 7 | 106.36
2035 | IESO_2_MISO_MI | IESO | MISO_MI | Internal | Summer | B9 | 800 | 1840 | 1840 | 11.69 | 113.41 | 7 | 94.73
2035 | IESO_2_MISO_MI | IESO | MISO_MI | Internal | Summer | B10 | 1262 | 1840 | 1840 | 11.69 | 113.41 | 7 | 94.73
2035 | IESO_2_MISO_MI | IESO | MISO_MI | Internal | Winter | B16 | 25 | 1840 | 1840 | 11.69 | 136.15 | 7 | 117.46
2035 | IESO_2_MISO_MI | IESO | MISO_MI | Internal | Winter | B17 | 100 | 1840 | 1840 | 11.69 | 130.91 | 7 | 112.23
2035 | IESO_2_MISO_MI | IESO | MISO_MI | Internal | Winter | B18 | 400 | 1840 | 1840 | 11.69 | 119.77 | 7 | 101.08
2035 | IESO_2_MISO_MI | IESO | MISO_MI | Internal | Winter | B19 | 700 | 1840 | 1840 | 11.69 | 117.88 | 7 | 99.19
2035 | IESO_2_MISO_MI | IESO | MISO_MI | Internal | Winter | B20 | 935 | 1840 | 1840 | 11.69 | 117.88 | 7 | 99.19
2035 | IESO_2_MISO_W | IESO | MISO_W | Internal | Shoulder | B11 | 25 | 140 | 140 | 11.69 | 133.38 | 7 | 114.7
2035 | IESO_2_MISO_W | IESO | MISO_W | Internal | Shoulder | B12 | 200 | 140 | 140 | 11.69 | 123.96 | 7 | 105.27
2035 | IESO_2_MISO_W | IESO | MISO_W | Internal | Shoulder | B13 | 600 | 140 | 140 | 11.69 | 116.08 | 7 | 97.39
2035 | IESO_2_MISO_W | IESO | MISO_W | Internal | Shoulder | B14 | 900 | 140 | 140 | 11.69 | 112.36 | 7 | 93.68
2035 | IESO_2_MISO_W | IESO | MISO_W | Internal | Shoulder | B15 | 1203 | 140 | 140 | 11.69 | 102.98 | 7 | 84.3
2035 | IESO_2_MISO_W | IESO | MISO_W | Internal | Summer | B1 | 10 | 140 | 140 | 11.69 | 214.58 | 7 | 195.9
2035 | IESO_2_MISO_W | IESO | MISO_W | Internal | Summer | B2 | 25 | 140 | 140 | 11.69 | 212.95 | 7 | 194.26
2035 | IESO_2_MISO_W | IESO | MISO_W | Internal | Summer | B3 | 75 | 140 | 140 | 11.69 | 212.46 | 7 | 193.77
2035 | IESO_2_MISO_W | IESO | MISO_W | Internal | Summer | B4 | 100 | 140 | 140 | 11.69 | 154.58 | 7 | 135.89
2035 | IESO_2_MISO_W | IESO | MISO_W | Internal | Summer | B5 | 200 | 140 | 140 | 11.69 | 151.25 | 7 | 132.57
2035 | IESO_2_MISO_W | IESO | MISO_W | Internal | Summer | B6 | 300 | 140 | 140 | 11.69 | 134.87 | 7 | 116.19
2035 | IESO_2_MISO_W | IESO | MISO_W | Internal | Summer | B7 | 400 | 140 | 140 | 11.69 | 131.48 | 7 | 112.79
2035 | IESO_2_MISO_W | IESO | MISO_W | Internal | Summer | B8 | 500 | 140 | 140 | 11.69 | 125.03 | 7 | 106.34
2035 | IESO_2_MISO_W | IESO | MISO_W | Internal | Summer | B9 | 800 | 140 | 140 | 11.69 | 113.4 | 7 | 94.71
2035 | IESO_2_MISO_W | IESO | MISO_W | Internal | Summer | B10 | 1262 | 140 | 140 | 11.69 | 108.28 | 7 | 89.59
2035 | IESO_2_MISO_W | IESO | MISO_W | Internal | Winter | B16 | 25 | 140 | 140 | 11.69 | 113.38 | 7 | 94.7
2035 | IESO_2_MISO_W | IESO | MISO_W | Internal | Winter | B17 | 100 | 140 | 140 | 11.69 | 113.39 | 7 | 94.71
2035 | IESO_2_MISO_W | IESO | MISO_W | Internal | Winter | B18 | 400 | 140 | 140 | 11.69 | 114.9 | 7 | 96.21
2035 | IESO_2_MISO_W | IESO | MISO_W | Internal | Winter | B19 | 700 | 140 | 140 | 11.69 | 114.9 | 7 | 96.21
2035 | IESO_2_MISO_W | IESO | MISO_W | Internal | Winter | B20 | 935 | 140 | 140 | 11.69 | 104.34 | 7 | 85.66
2035 | IESO_2_NYISO_A-F | IESO | NYISO_A-F | Internal | Shoulder | B11 | 25 | 1725 | 1725 | 11.69 | 106.78 | 7 | 88.09
2035 | IESO_2_NYISO_A-F | IESO | NYISO_A-F | Internal | Shoulder | B12 | 200 | 1725 | 1725 | 11.69 | 106.78 | 7 | 88.09
2035 | IESO_2_NYISO_A-F | IESO | NYISO_A-F | Internal | Shoulder | B13 | 600 | 1725 | 1725 | 11.69 | 106.78 | 7 | 88.09
2035 | IESO_2_NYISO_A-F | IESO | NYISO_A-F | Internal | Shoulder | B14 | 900 | 1725 | 1725 | 11.69 | 106.78 | 7 | 88.09
2035 | IESO_2_NYISO_A-F | IESO | NYISO_A-F | Internal | Shoulder | B15 | 1203 | 1725 | 1725 | 11.69 | 106.78 | 7 | 88.09
2035 | IESO_2_NYISO_A-F | IESO | NYISO_A-F | Internal | Summer | B1 | 10 | 1725 | 1725 | 11.69 | 145.56 | 7 | 126.87
2035 | IESO_2_NYISO_A-F | IESO | NYISO_A-F | Internal | Summer | B2 | 25 | 1725 | 1725 | 11.69 | 145.56 | 7 | 126.87
2035 | IESO_2_NYISO_A-F | IESO | NYISO_A-F | Internal | Summer | B3 | 75 | 1725 | 1725 | 11.69 | 144.57 | 7 | 125.89
2035 | IESO_2_NYISO_A-F | IESO | NYISO_A-F | Internal | Summer | B4 | 100 | 1725 | 1725 | 11.69 | 132.18 | 7 | 113.5
2035 | IESO_2_NYISO_A-F | IESO | NYISO_A-F | Internal | Summer | B5 | 200 | 1725 | 1725 | 11.69 | 111.09 | 7 | 92.4
2035 | IESO_2_NYISO_A-F | IESO | NYISO_A-F | Internal | Summer | B6 | 300 | 1725 | 1725 | 11.69 | 111.09 | 7 | 92.4
2035 | IESO_2_NYISO_A-F | IESO | NYISO_A-F | Internal | Summer | B7 | 400 | 1725 | 1725 | 11.69 | 111.09 | 7 | 92.4
2035 | IESO_2_NYISO_A-F | IESO | NYISO_A-F | Internal | Summer | B8 | 500 | 1725 | 1725 | 11.69 | 109.38 | 7 | 90.7
2035 | IESO_2_NYISO_A-F | IESO | NYISO_A-F | Internal | Summer | B9 | 800 | 1725 | 1725 | 11.69 | 107.39 | 7 | 88.7
2035 | IESO_2_NYISO_A-F | IESO | NYISO_A-F | Internal | Summer | B10 | 1262 | 1725 | 1725 | 11.69 | 107.39 | 7 | 88.7
2035 | IESO_2_NYISO_A-F | IESO | NYISO_A-F | Internal | Winter | B16 | 25 | 1725 | 1725 | 11.69 | 106.78 | 7 | 88.09
2035 | IESO_2_NYISO_A-F | IESO | NYISO_A-F | Internal | Winter | B17 | 100 | 1725 | 1725 | 11.69 | 106.78 | 7 | 88.09
2035 | IESO_2_NYISO_A-F | IESO | NYISO_A-F | Internal | Winter | B18 | 400 | 1725 | 1725 | 11.69 | 106.78 | 7 | 88.09
2035 | IESO_2_NYISO_A-F | IESO | NYISO_A-F | Internal | Winter | B19 | 700 | 1725 | 1725 | 11.69 | 106.78 | 7 | 88.09
2035 | IESO_2_NYISO_A-F | IESO | NYISO_A-F | Internal | Winter | B20 | 935 | 1725 | 1725 | 11.69 | 106.78 | 7 | 88.09
2035 | MAPP_CA_2_MAPP_US | MAPP_CA | MAPP_US | Internal | Shoulder | B11 | 25 | 372 | 372 | 102.97 | 126.38 | 7 | 16.41
2035 | MAPP_CA_2_MAPP_US | MAPP_CA | MAPP_US | Internal | Shoulder | B12 | 200 | 372 | 372 | 102.97 | 111.96 | 7 | 1.99
2035 | MAPP_CA_2_MAPP_US | MAPP_CA | MAPP_US | Internal | Shoulder | B13 | 600 | 372 | 0 | 102.97 | 109.08 | 7 | 0
2035 | MAPP_CA_2_MAPP_US | MAPP_CA | MAPP_US | Internal | Shoulder | B14 | 900 | 372 | 0 | 102.97 | 105.36 | 7 | 0
2035 | MAPP_CA_2_MAPP_US | MAPP_CA | MAPP_US | Internal | Shoulder | B15 | 1203 | 372 | 0 | 102.97 | 95.98 | 7 | 0
2035 | MAPP_CA_2_MAPP_US | MAPP_CA | MAPP_US | Internal | Summer | B1 | 10 | 372 | 372 | 108.27 | 207.58 | 7 | 92.32
2035 | MAPP_CA_2_MAPP_US | MAPP_CA | MAPP_US | Internal | Summer | B2 | 25 | 372 | 372 | 108.27 | 205.95 | 7 | 90.69
2035 | MAPP_CA_2_MAPP_US | MAPP_CA | MAPP_US | Internal | Summer | B3 | 75 | 372 | 372 | 108.27 | 205.46 | 7 | 90.19
2035 | MAPP_CA_2_MAPP_US | MAPP_CA | MAPP_US | Internal | Summer | B4 | 100 | 372 | 372 | 108.27 | 147.58 | 7 | 32.31
2035 | MAPP_CA_2_MAPP_US | MAPP_CA | MAPP_US | Internal | Summer | B5 | 200 | 372 | 372 | 108.27 | 144.25 | 7 | 28.99
2035 | MAPP_CA_2_MAPP_US | MAPP_CA | MAPP_US | Internal | Summer | B6 | 300 | 372 | 372 | 108.27 | 127.87 | 7 | 12.61
2035 | MAPP_CA_2_MAPP_US | MAPP_CA | MAPP_US | Internal | Summer | B7 | 400 | 372 | 372 | 108.27 | 124.48 | 7 | 9.21
2035 | MAPP_CA_2_MAPP_US | MAPP_CA | MAPP_US | Internal | Summer | B8 | 500 | 372 | 372 | 108.27 | 118.03 | 7 | 2.76
2035 | MAPP_CA_2_MAPP_US | MAPP_CA | MAPP_US | Internal | Summer | B9 | 800 | 372 | 0 | 108.27 | 106.4 | 7 | 0
2035 | MAPP_CA_2_MAPP_US | MAPP_CA | MAPP_US | Internal | Summer | B10 | 1262 | 372 | 0 | 108.27 | 101.28 | 7 | 0
2035 | MAPP_CA_2_MAPP_US | MAPP_CA | MAPP_US | Internal | Winter | B16 | 25 | 372 | 0 | 104.33 | 106.38 | 7 | 0
2035 | MAPP_CA_2_MAPP_US | MAPP_CA | MAPP_US | Internal | Winter | B17 | 100 | 372 | 0 | 104.33 | 106.39 | 7 | 0
2035 | MAPP_CA_2_MAPP_US | MAPP_CA | MAPP_US | Internal | Winter | B18 | 400 | 372 | 0 | 104.33 | 107.9 | 7 | 0
2035 | MAPP_CA_2_MAPP_US | MAPP_CA | MAPP_US | Internal | Winter | B19 | 700 | 372 | 0 | 104.33 | 107.9 | 7 | 0
2035 | MAPP_CA_2_MAPP_US | MAPP_CA | MAPP_US | Internal | Winter | B20 | 935 | 372 | 0 | 104.33 | 97.34 | 7 | 0
2035 | MAPP_CA_2_MISO_W | MAPP_CA | MISO_W | Internal | Shoulder | B11 | 25 | 2196 | 2196 | 102.97 | 133.38 | 0.01 | 30.4
2035 | MAPP_CA_2_MISO_W | MAPP_CA | MISO_W | Internal | Shoulder | B12 | 200 | 2196 | 2196 | 102.97 | 123.96 | 0.01 | 20.97
2035 | MAPP_CA_2_MISO_W | MAPP_CA | MISO_W | Internal | Shoulder | B13 | 600 | 2196 | 2196 | 102.97 | 116.08 | 0.01 | 13.1
2035 | MAPP_CA_2_MISO_W | MAPP_CA | MISO_W | Internal | Shoulder | B14 | 900 | 2196 | 2196 | 102.97 | 112.36 | 0.01 | 9.38
2035 | MAPP_CA_2_MISO_W | MAPP_CA | MISO_W | Internal | Shoulder | B15 | 1203 | 2196 | 1271.53 | 102.97 | 102.98 | 0.01 | 0
2035 | MAPP_CA_2_MISO_W | MAPP_CA | MISO_W | Internal | Summer | B1 | 10 | 2196 | 2196 | 108.27 | 214.58 | 0.01 | 106.31
2035 | MAPP_CA_2_MISO_W | MAPP_CA | MISO_W | Internal | Summer | B2 | 25 | 2196 | 2196 | 108.27 | 212.95 | 0.01 | 104.67
2035 | MAPP_CA_2_MISO_W | MAPP_CA | MISO_W | Internal | Summer | B3 | 75 | 2196 | 2196 | 108.27 | 212.46 | 0.01 | 104.18
2035 | MAPP_CA_2_MISO_W | MAPP_CA | MISO_W | Internal | Summer | B4 | 100 | 2196 | 2196 | 108.27 | 154.58 | 0.01 | 46.3
2035 | MAPP_CA_2_MISO_W | MAPP_CA | MISO_W | Internal | Summer | B5 | 200 | 2196 | 2196 | 108.27 | 151.25 | 0.01 | 42.97
2035 | MAPP_CA_2_MISO_W | MAPP_CA | MISO_W | Internal | Summer | B6 | 300 | 2196 | 2196 | 108.27 | 134.87 | 0.01 | 26.6
2035 | MAPP_CA_2_MISO_W | MAPP_CA | MISO_W | Internal | Summer | B7 | 400 | 2196 | 2196 | 108.27 | 131.48 | 0.01 | 23.2
2035 | MAPP_CA_2_MISO_W | MAPP_CA | MISO_W | Internal | Summer | B8 | 500 | 2196 | 2196 | 108.27 | 125.03 | 0.01 | 16.75
2035 | MAPP_CA_2_MISO_W | MAPP_CA | MISO_W | Internal | Summer | B9 | 800 | 2196 | 2196 | 108.27 | 113.4 | 0.01 | 5.12
2035 | MAPP_CA_2_MISO_W | MAPP_CA | MISO_W | Internal | Summer | B10 | 1262 | 2196 | 1706.23 | 108.27 | 108.28 | 0.01 | 0
2035 | MAPP_CA_2_MISO_W | MAPP_CA | MISO_W | Internal | Winter | B16 | 25 | 2196 | 2196 | 104.33 | 113.38 | 0.01 | 9.04
2035 | MAPP_CA_2_MISO_W | MAPP_CA | MISO_W | Internal | Winter | B17 | 100 | 2196 | 2196 | 104.33 | 113.39 | 0.01 | 9.05
2035 | MAPP_CA_2_MISO_W | MAPP_CA | MISO_W | Internal | Winter | B18 | 400 | 2196 | 2196 | 104.33 | 114.9 | 0.01 | 10.56
2035 | MAPP_CA_2_MISO_W | MAPP_CA | MISO_W | Internal | Winter | B19 | 700 | 2196 | 2196 | 104.33 | 114.9 | 0.01 | 10.56
2035 | MAPP_CA_2_MISO_W | MAPP_CA | MISO_W | Internal | Winter | B20 | 935 | 2196 | 827.26 | 104.33 | 104.34 | 0.01 | 0
2035 | MAPP_US_2_MAPP_CA | MAPP_US | MAPP_CA | Internal | Shoulder | B11 | 25 | 165 | 0 | 126.38 | 102.97 | 7 | 0
2035 | MAPP_US_2_MAPP_CA | MAPP_US | MAPP_CA | Internal | Shoulder | B12 | 200 | 165 | 0 | 111.96 | 102.97 | 7 | 0
2035 | MAPP_US_2_MAPP_CA | MAPP_US | MAPP_CA | Internal | Shoulder | B13 | 600 | 165 | 0 | 109.08 | 102.97 | 7 | 0
2035 | MAPP_US_2_MAPP_CA | MAPP_US | MAPP_CA | Internal | Shoulder | B14 | 900 | 165 | 0 | 105.36 | 102.97 | 7 | 0
2035 | MAPP_US_2_MAPP_CA | MAPP_US | MAPP_CA | Internal | Shoulder | B15 | 1203 | 165 | 0 | 95.98 | 102.97 | 7 | 0
2035 | MAPP_US_2_MAPP_CA | MAPP_US | MAPP_CA | Internal | Summer | B1 | 10 | 165 | 0 | 207.58 | 108.27 | 7 | 0
2035 | MAPP_US_2_MAPP_CA | MAPP_US | MAPP_CA | Internal | Summer | B2 | 25 | 165 | 0 | 205.95 | 108.27 | 7 | 0
2035 | MAPP_US_2_MAPP_CA | MAPP_US | MAPP_CA | Internal | Summer | B3 | 75 | 165 | 0 | 205.46 | 108.27 | 7 | 0
2035 | MAPP_US_2_MAPP_CA | MAPP_US | MAPP_CA | Internal | Summer | B4 | 100 | 165 | 0 | 147.58 | 108.27 | 7 | 0
2035 | MAPP_US_2_MAPP_CA | MAPP_US | MAPP_CA | Internal | Summer | B5 | 200 | 165 | 0 | 144.25 | 108.27 | 7 | 0
2035 | MAPP_US_2_MAPP_CA | MAPP_US | MAPP_CA | Internal | Summer | B6 | 300 | 165 | 0 | 127.87 | 108.27 | 7 | 0
2035 | MAPP_US_2_MAPP_CA | MAPP_US | MAPP_CA | Internal | Summer | B7 | 400 | 165 | 0 | 124.48 | 108.27 | 7 | 0
2035 | MAPP_US_2_MAPP_CA | MAPP_US | MAPP_CA | Internal | Summer | B8 | 500 | 165 | 0 | 118.03 | 108.27 | 7 | 0
2035 | MAPP_US_2_MAPP_CA | MAPP_US | MAPP_CA | Internal | Summer | B9 | 800 | 165 | 0 | 106.4 | 108.27 | 7 | 0
2035 | MAPP_US_2_MAPP_CA | MAPP_US | MAPP_CA | Internal | Summer | B10 | 1262 | 165 | 0 | 101.28 | 108.27 | 7 | 0
2035 | MAPP_US_2_MAPP_CA | MAPP_US | MAPP_CA | Internal | Winter | B16 | 25 | 165 | 0 | 106.38 | 104.33 | 7 | 0
2035 | MAPP_US_2_MAPP_CA | MAPP_US | MAPP_CA | Internal | Winter | B17 | 100 | 165 | 0 | 106.39 | 104.33 | 7 | 0
2035 | MAPP_US_2_MAPP_CA | MAPP_US | MAPP_CA | Internal | Winter | B18 | 400 | 165 | 0 | 107.9 | 104.33 | 7 | 0
2035 | MAPP_US_2_MAPP_CA | MAPP_US | MAPP_CA | Internal | Winter | B19 | 700 | 165 | 0 | 107.9 | 104.33 | 7 | 0
2035 | MAPP_US_2_MAPP_CA | MAPP_US | MAPP_CA | Internal | Winter | B20 | 935 | 165 | 0 | 97.34 | 104.33 | 7 | 0
2035 | MAPP_US_2_MISO_W | MAPP_US | MISO_W | Internal | Shoulder | B11 | 25 | 2635 | 1653.74 | 126.38 | 133.38 | 7 | 0
2035 | MAPP_US_2_MISO_W | MAPP_US | MISO_W | Internal | Shoulder | B12 | 200 | 2635 | 2635 | 111.96 | 123.96 | 7 | 5
2035 | MAPP_US_2_MISO_W | MAPP_US | MISO_W | Internal | Shoulder | B13 | 600 | 2635 | 2011.07 | 109.08 | 116.08 | 7 | 0
2035 | MAPP_US_2_MISO_W | MAPP_US | MISO_W | Internal | Shoulder | B14 | 900 | 2635 | 1118.3 | 105.36 | 112.36 | 7 | 0
2035 | MAPP_US_2_MISO_W | MAPP_US | MISO_W | Internal | Shoulder | B15 | 1203 | 2635 | 1035.49 | 95.98 | 102.98 | 7 | 0
2035 | MAPP_US_2_MISO_W | MAPP_US | MISO_W | Internal | Summer | B1 | 10 | 2635 | 39.4 | 207.58 | 214.58 | 7 | 0
2035 | MAPP_US_2_MISO_W | MAPP_US | MISO_W | Internal | Summer | B2 | 25 | 2635 | 1308.43 | 205.95 | 212.95 | 7 | 0
2035 | MAPP_US_2_MISO_W | MAPP_US | MISO_W | Internal | Summer | B3 | 75 | 2635 | 949.36 | 205.46 | 212.46 | 7 | 0
2035 | MAPP_US_2_MISO_W | MAPP_US | MISO_W | Internal | Summer | B4 | 100 | 2635 | 1020.1 | 147.58 | 154.58 | 7 | 0
2035 | MAPP_US_2_MISO_W | MAPP_US | MISO_W | Internal | Summer | B5 | 200 | 2635 | 1002.34 | 144.25 | 151.25 | 7 | 0
2035 | MAPP_US_2_MISO_W | MAPP_US | MISO_W | Internal | Summer | B6 | 300 | 2635 | 382.14 | 127.87 | 134.87 | 7 | 0
2035 | MAPP_US_2_MISO_W | MAPP_US | MISO_W | Internal | Summer | B7 | 400 | 2635 | 1232.41 | 124.48 | 131.48 | 7 | 0
2035 | MAPP_US_2_MISO_W | MAPP_US | MISO_W | Internal | Summer | B8 | 500 | 2635 | 1798.49 | 118.03 | 125.03 | 7 | 0
2035 | MAPP_US_2_MISO_W | MAPP_US | MISO_W | Internal | Summer | B9 | 800 | 2635 | 809.65 | 106.4 | 113.4 | 7 | 0
2035 | MAPP_US_2_MISO_W | MAPP_US | MISO_W | Internal | Summer | B10 | 1262 | 2635 | 876.54 | 101.28 | 108.28 | 7 | 0
2035 | MAPP_US_2_MISO_W | MAPP_US | MISO_W | Internal | Winter | B16 | 25 | 2635 | 2415.74 | 106.38 | 113.38 | 7 | 0
2035 | MAPP_US_2_MISO_W | MAPP_US | MISO_W | Internal | Winter | B17 | 100 | 2635 | 1224.07 | 106.39 | 113.39 | 7 | 0
2035 | MAPP_US_2_MISO_W | MAPP_US | MISO_W | Internal | Winter | B18 | 400 | 2635 | 2201.67 | 107.9 | 114.9 | 7 | 0
2035 | MAPP_US_2_MISO_W | MAPP_US | MISO_W | Internal | Winter | B19 | 700 | 2635 | 2297.29 | 107.9 | 114.9 | 7 | 0
2035 | MAPP_US_2_MISO_W | MAPP_US | MISO_W | Internal | Winter | B20 | 935 | 2635 | 1119.56 | 97.34 | 104.34 | 7 | 0
2035 | MAPP_US_2_NE | MAPP_US | NE | Internal | Shoulder | B11 | 25 | 2000 | 2000 | 126.38 | 136.13 | 7 | 2.75
2035 | MAPP_US_2_NE | MAPP_US | NE | Internal | Shoulder | B12 | 200 | 2000 | 1477.29 | 111.96 | 118.96 | 7 | 0
2035 | MAPP_US_2_NE | MAPP_US | NE | Internal | Shoulder | B13 | 600 | 2000 | 2000 | 109.08 | 117.18 | 7 | 1.1
2035 | MAPP_US_2_NE | MAPP_US | NE | Internal | Shoulder | B14 | 900 | 2000 | 1818.84 | 105.36 | 112.36 | 7 | 0
2035 | MAPP_US_2_NE | MAPP_US | NE | Internal | Shoulder | B15 | 1203 | 2000 | 2000 | 95.98 | 109.98 | 7 | 7
2035 | MAPP_US_2_NE | MAPP_US | NE | Internal | Summer | B1 | 10 | 2000 | 2000 | 207.58 | 219.95 | 7 | 5.36
2035 | MAPP_US_2_NE | MAPP_US | NE | Internal | Summer | B2 | 25 | 2000 | 1765.91 | 205.95 | 212.95 | 7 | 0
2035 | MAPP_US_2_NE | MAPP_US | NE | Internal | Summer | B3 | 75 | 2000 | 2000 | 205.46 | 214.59 | 7 | 2.13
2035 | MAPP_US_2_NE | MAPP_US | NE | Internal | Summer | B4 | 100 | 2000 | 1996.84 | 147.58 | 154.58 | 7 | 0
2035 | MAPP_US_2_NE | MAPP_US | NE | Internal | Summer | B5 | 200 | 2000 | 1812.8 | 144.25 | 151.25 | 7 | 0
2035 | MAPP_US_2_NE | MAPP_US | NE | Internal | Summer | B6 | 300 | 2000 | 2000 | 127.87 | 137.36 | 7 | 2.48
2035 | MAPP_US_2_NE | MAPP_US | NE | Internal | Summer | B7 | 400 | 2000 | 2000 | 124.48 | 134.62 | 7 | 3.14
2035 | MAPP_US_2_NE | MAPP_US | NE | Internal | Summer | B8 | 500 | 2000 | 2000 | 118.03 | 126.5 | 7 | 1.47
2035 | MAPP_US_2_NE | MAPP_US | NE | Internal | Summer | B9 | 800 | 2000 | 2000 | 106.4 | 116.59 | 7 | 3.19
2035 | MAPP_US_2_NE | MAPP_US | NE | Internal | Summer | B10 | 1262 | 2000 | 2000 | 101.28 | 115.27 | 7 | 6.99
2035 | MAPP_US_2_NE | MAPP_US | NE | Internal | Winter | B16 | 25 | 2000 | 2000 | 106.38 | 120.38 | 7 | 7
2035 | MAPP_US_2_NE | MAPP_US | NE | Internal | Winter | B17 | 100 | 2000 | 2000 | 106.39 | 120.38 | 7 | 6.99
2035 | MAPP_US_2_NE | MAPP_US | NE | Internal | Winter | B18 | 400 | 2000 | 2000 | 107.9 | 118.73 | 7 | 3.83
2035 | MAPP_US_2_NE | MAPP_US | NE | Internal | Winter | B19 | 700 | 2000 | 1116.12 | 107.9 | 114.9 | 7 | 0
2035 | MAPP_US_2_NE | MAPP_US | NE | Internal | Winter | B20 | 935 | 2000 | 2000 | 97.34 | 109.98 | 7 | 5.64
2035 | MARITIMES_2_NEISO | MARITIMES | NEISO | Internal | Shoulder | B11 | 25 | 99999 | 1720.66 | 82.58 | 82.59 | 0.01 | 0
2035 | MARITIMES_2_NEISO | MARITIMES | NEISO | Internal | Shoulder | B12 | 200 | 99999 | 1717.44 | 82.58 | 82.59 | 0.01 | 0
2035 | MARITIMES_2_NEISO | MARITIMES | NEISO | Internal | Shoulder | B13 | 600 | 99999 | 1704.78 | 82.58 | 82.59 | 0.01 | 0
2035 | MARITIMES_2_NEISO | MARITIMES | NEISO | Internal | Shoulder | B14 | 900 | 99999 | 1682.64 | 82.58 | 82.59 | 0.01 | 0
2035 | MARITIMES_2_NEISO | MARITIMES | NEISO | Internal | Shoulder | B15 | 1203 | 99999 | 648.08 | 82.58 | 82.59 | 0.01 | 0
2035 | MARITIMES_2_NEISO | MARITIMES | NEISO | Internal | Summer | B1 | 10 | 99999 | 1900.1 | 148.55 | 148.56 | 0.01 | 0
2035 | MARITIMES_2_NEISO | MARITIMES | NEISO | Internal | Summer | B2 | 25 | 99999 | 1878.84 | 168.54 | 168.55 | 0.01 | 0
2035 | MARITIMES_2_NEISO | MARITIMES | NEISO | Internal | Summer | B3 | 75 | 99999 | 1836.48 | 141.56 | 141.57 | 0.01 | 0
2035 | MARITIMES_2_NEISO | MARITIMES | NEISO | Internal | Summer | B4 | 100 | 99999 | 1800.07 | 129.17 | 129.18 | 0.01 | 0
2035 | MARITIMES_2_NEISO | MARITIMES | NEISO | Internal | Summer | B5 | 200 | 99999 | 1780.26 | 106.37 | 106.38 | 0.01 | 0
2035 | MARITIMES_2_NEISO | MARITIMES | NEISO | Internal | Summer | B6 | 300 | 99999 | 1757.92 | 106.37 | 106.38 | 0.01 | 0
2035 | MARITIMES_2_NEISO | MARITIMES | NEISO | Internal | Summer | B7 | 400 | 99999 | 1732.32 | 106.37 | 106.38 | 0.01 | 0
2035 | MARITIMES_2_NEISO | MARITIMES | NEISO | Internal | Summer | B8 | 500 | 99999 | 1712.2 | 106.37 | 106.38 | 0.01 | 0
2035 | MARITIMES_2_NEISO | MARITIMES | NEISO | Internal | Summer | B9 | 800 | 99999 | 1687.55 | 104.39 | 104.4 | 0.01 | 0
2035 | MARITIMES_2_NEISO | MARITIMES | NEISO | Internal | Summer | B10 | 1262 | 99999 | 465.16 | 104.4 | 104.41 | 0.01 | 0
2035 | MARITIMES_2_NEISO | MARITIMES | NEISO | Internal | Winter | B16 | 25 | 99999 | 1765.23 | 82.58 | 82.59 | 0.01 | 0
2035 | MARITIMES_2_NEISO | MARITIMES | NEISO | Internal | Winter | B17 | 100 | 99999 | 1747.34 | 82.58 | 82.59 | 0.01 | 0
2035 | MARITIMES_2_NEISO | MARITIMES | NEISO | Internal | Winter | B18 | 400 | 99999 | 1733.65 | 82.58 | 82.59 | 0.01 | 0
2035 | MARITIMES_2_NEISO | MARITIMES | NEISO | Internal | Winter | B19 | 700 | 99999 | 1708.15 | 82.58 | 82.59 | 0.01 | 0
2035 | MARITIMES_2_NEISO | MARITIMES | NEISO | Internal | Winter | B20 | 935 | 99999 | 723.43 | 82.58 | 82.59 | 0.01 | 0
2035 | MISO_IN_2_MISO_MI | MISO_IN | MISO_MI | Internal | Shoulder | B11 | 25 | 5021 | 2356.49 | 133.38 | 133.39 | 0.01 | 0
2035 | MISO_IN_2_MISO_MI | MISO_IN | MISO_MI | Internal | Shoulder | B12 | 200 | 5021 | 5021 | 123.96 | 125.6 | 0.01 | 1.63
2035 | MISO_IN_2_MISO_MI | MISO_IN | MISO_MI | Internal | Shoulder | B13 | 600 | 5021 | 5019.1 | 116.09 | 116.1 | 0.01 | 0
2035 | MISO_IN_2_MISO_MI | MISO_IN | MISO_MI | Internal | Shoulder | B14 | 900 | 5021 | 3472.67 | 114.85 | 114.86 | 0.01 | 0
2035 | MISO_IN_2_MISO_MI | MISO_IN | MISO_MI | Internal | Shoulder | B15 | 1203 | 5021 | 2093.89 | 114.85 | 114.86 | 0.01 | 0
2035 | MISO_IN_2_MISO_MI | MISO_IN | MISO_MI | Internal | Summer | B1 | 10 | 5021 | 4574.63 | 214.58 | 214.6 | 0.01 | 0
2035 | MISO_IN_2_MISO_MI | MISO_IN | MISO_MI | Internal | Summer | B2 | 25 | 5021 | 4255.02 | 212.95 | 212.96 | 0.01 | 0
2035 | MISO_IN_2_MISO_MI | MISO_IN | MISO_MI | Internal | Summer | B3 | 75 | 5021 | 3245.14 | 212.44 | 212.46 | 0.01 | 0
2035 | MISO_IN_2_MISO_MI | MISO_IN | MISO_MI | Internal | Summer | B4 | 100 | 5021 | 2384.75 | 154.57 | 154.58 | 0.01 | 0
2035 | MISO_IN_2_MISO_MI | MISO_IN | MISO_MI | Internal | Summer | B5 | 200 | 5021 | 3467.43 | 151.25 | 151.26 | 0.01 | 0
2035 | MISO_IN_2_MISO_MI | MISO_IN | MISO_MI | Internal | Summer | B6 | 300 | 5021 | 3944.31 | 134.87 | 134.89 | 0.01 | 0
2035 | MISO_IN_2_MISO_MI | MISO_IN | MISO_MI | Internal | Summer | B7 | 400 | 5021 | 4784.65 | 131.48 | 131.49 | 0.01 | 0
2035 | MISO_IN_2_MISO_MI | MISO_IN | MISO_MI | Internal | Summer | B8 | 500 | 5021 | 5021 | 125.03 | 125.05 | 0.01 | 0.01
2035 | MISO_IN_2_MISO_MI | MISO_IN | MISO_MI | Internal | Summer | B9 | 800 | 5021 | 4541.19 | 113.4 | 113.41 | 0.01 | 0
2035 | MISO_IN_2_MISO_MI | MISO_IN | MISO_MI | Internal | Summer | B10 | 1262 | 5021 | 2663.31 | 113.4 | 113.41 | 0.01 | 0
2035 | MISO_IN_2_MISO_MI | MISO_IN | MISO_MI | Internal | Winter | B16 | 25 | 5021 | 5021 | 133.42 | 136.15 | 0.01 | 2.72
2035 | MISO_IN_2_MISO_MI | MISO_IN | MISO_MI | Internal | Winter | B17 | 100 | 5021 | 5021 | 128.77 | 130.91 | 0.01 | 2.13
2035 | MISO_IN_2_MISO_MI | MISO_IN | MISO_MI | Internal | Winter | B18 | 400 | 5021 | 4239.33 | 119.76 | 119.77 | 0.01 | 0
2035 | MISO_IN_2_MISO_MI | MISO_IN | MISO_MI | Internal | Winter | B19 | 700 | 5021 | 3488.98 | 117.87 | 117.88 | 0.01 | 0
2035 | MISO_IN_2_MISO_MI | MISO_IN | MISO_MI | Internal | Winter | B20 | 935 | 5021 | 1682.9 | 117.87 | 117.88 | 0.01 | 0
2035 | MISO_IN_2_MISO_MO-IL | MISO_IN | MISO_MO-IL | Internal | Shoulder | B11 | 25 | 5533 | 4412.89 | 133.38 | 133.39 | 0.01 | 0
2035 | MISO_IN_2_MISO_MO-IL | MISO_IN | MISO_MO-IL | Internal | Shoulder | B12 | 200 | 5533 | 1121.42 | 123.96 | 123.97 | 0.01 | 0
2035 | MISO_IN_2_MISO_MO-IL | MISO_IN | MISO_MO-IL | Internal | Shoulder | B13 | 600 | 5533 | 1442.81 | 116.09 | 116.1 | 0.01 | 0
2035 | MISO_IN_2_MISO_MO-IL | MISO_IN | MISO_MO-IL | Internal | Shoulder | B14 | 900 | 5533 | 1208.69 | 114.85 | 114.86 | 0.01 | 0
2035 | MISO_IN_2_MISO_MO-IL | MISO_IN | MISO_MO-IL | Internal | Shoulder | B15 | 1203 | 5533 | 164.41 | 114.85 | 114.86 | 0.01 | 0
2035 | MISO_IN_2_MISO_MO-IL | MISO_IN | MISO_MO-IL | Internal | Summer | B1 | 10 | 5533 | 1766.84 | 214.58 | 214.6 | 0.01 | 0
2035 | MISO_IN_2_MISO_MO-IL | MISO_IN | MISO_MO-IL | Internal | Summer | B2 | 25 | 5533 | 2261.25 | 212.95 | 212.96 | 0.01 | 0
2035 | MISO_IN_2_MISO_MO-IL | MISO_IN | MISO_MO-IL | Internal | Summer | B3 | 75 | 5533 | 3944.55 | 212.44 | 212.46 | 0.01 | 0
2035 | MISO_IN_2_MISO_MO-IL | MISO_IN | MISO_MO-IL | Internal | Summer | B4 | 100 | 5533 | 5533 | 154.57 | 154.59 | 0.01 | 0.01
2035 | MISO_IN_2_MISO_MO-IL | MISO_IN | MISO_MO-IL | Internal | Summer | B5 | 200 | 5533 | 5130.7 | 151.25 | 151.26 | 0.01 | 0
2035 | MISO_IN_2_MISO_MO-IL | MISO_IN | MISO_MO-IL | Internal | Summer | B6 | 300 | 5533 | 5451.13 | 134.87 | 134.89 | 0.01 | 0
2035 | MISO_IN_2_MISO_MO-IL | MISO_IN | MISO_MO-IL | Internal | Summer | B7 | 400 | 5533 | 4839.06 | 131.48 | 131.49 | 0.01 | 0
2035 | MISO_IN_2_MISO_MO-IL | MISO_IN | MISO_MO-IL | Internal | Summer | B8 | 500 | 5533 | 3917.69 | 125.03 | 125.04 | 0.01 | 0
2035 | MISO_IN_2_MISO_MO-IL | MISO_IN | MISO_MO-IL | Internal | Summer | B9 | 800 | 5533 | 1633.44 | 113.4 | 113.41 | 0.01 | 0
2035 | MISO_IN_2_MISO_MO-IL | MISO_IN | MISO_MO-IL | Internal | Summer | B10 | 1262 | 5533 | 199.14 | 113.4 | 113.41 | 0.01 | 0
2035 | MISO_IN_2_MISO_MO-IL | MISO_IN | MISO_MO-IL | Internal | Winter | B16 | 25 | 5533 | 0 | 133.42 | 133.41 | 0.01 | 0
2035 | MISO_IN_2_MISO_MO-IL | MISO_IN | MISO_MO-IL | Internal | Winter | B17 | 100 | 5533 | 0 | 128.77 | 128.76 | 0.01 | 0
2035 | MISO_IN_2_MISO_MO-IL | MISO_IN | MISO_MO-IL | Internal | Winter | B18 | 400 | 5533 | 1587.29 | 119.76 | 119.77 | 0.01 | 0
2035 | MISO_IN_2_MISO_MO-IL | MISO_IN | MISO_MO-IL | Internal | Winter | B19 | 700 | 5533 | 1143.88 | 117.87 | 117.88 | 0.01 | 0
2035 | MISO_IN_2_MISO_MO-IL | MISO_IN | MISO_MO-IL | Internal | Winter | B20 | 935 | 5533 | 0 | 117.87 | 117.86 | 0.01 | 0
2035 | MISO_IN_2_NonRTO_Midwest | MISO_IN | NonRTO_Midwest | Internal | Shoulder | B11 | 25 | 4800 | 139.25 | 133.38 | 141.38 | 8 | 0
2035 | MISO_IN_2_NonRTO_Midwest | MISO_IN | NonRTO_Midwest | Internal | Shoulder | B12 | 200 | 4800 | 0 | 123.96 | 118.54 | 8 | 0
2035 | MISO_IN_2_NonRTO_Midwest | MISO_IN | NonRTO_Midwest | Internal | Shoulder | B13 | 600 | 4800 | 0 | 116.09 | 118.54 | 8 | 0
2035 | MISO_IN_2_NonRTO_Midwest | MISO_IN | NonRTO_Midwest | Internal | Shoulder | B14 | 900 | 4800 | 0 | 114.85 | 118.54 | 8 | 0
2035 | MISO_IN_2_NonRTO_Midwest | MISO_IN | NonRTO_Midwest | Internal | Shoulder | B15 | 1203 | 4800 | 0 | 114.85 | 118.54 | 8 | 0
2035 | MISO_IN_2_NonRTO_Midwest | MISO_IN | NonRTO_Midwest | Internal | Summer | B1 | 10 | 4800 | 0 | 214.58 | 219.93 | 8 | 0
2035 | MISO_IN_2_NonRTO_Midwest | MISO_IN | NonRTO_Midwest | Internal | Summer | B2 | 25 | 4800 | 0 | 212.95 | 219.93 | 8 | 0
2035 | MISO_IN_2_NonRTO_Midwest | MISO_IN | NonRTO_Midwest | Internal | Summer | B3 | 75 | 4800 | 0 | 212.44 | 204.44 | 8 | 0
2035 | MISO_IN_2_NonRTO_Midwest | MISO_IN | NonRTO_Midwest | Internal | Summer | B4 | 100 | 4800 | 0 | 154.57 | 146.57 | 8 | 0
2035 | MISO_IN_2_NonRTO_Midwest | MISO_IN | NonRTO_Midwest | Internal | Summer | B5 | 200 | 4800 | 0 | 151.25 | 143.25 | 8 | 0
2035 | MISO_IN_2_NonRTO_Midwest | MISO_IN | NonRTO_Midwest | Internal | Summer | B6 | 300 | 4800 | 0 | 134.87 | 126.87 | 8 | 0
2035 | MISO_IN_2_NonRTO_Midwest | MISO_IN | NonRTO_Midwest | Internal | Summer | B7 | 400 | 4800 | 0 | 131.48 | 123.48 | 8 | 0
2035 | MISO_IN_2_NonRTO_Midwest | MISO_IN | NonRTO_Midwest | Internal | Summer | B8 | 500 | 4800 | 0 | 125.03 | 117.03 | 8 | 0
2035 | MISO_IN_2_NonRTO_Midwest | MISO_IN | NonRTO_Midwest | Internal | Summer | B9 | 800 | 4800 | 0 | 113.4 | 117.03 | 8 | 0
2035 | MISO_IN_2_NonRTO_Midwest | MISO_IN | NonRTO_Midwest | Internal | Summer | B10 | 1262 | 4800 | 0 | 113.4 | 117.03 | 8 | 0
2035 | MISO_IN_2_NonRTO_Midwest | MISO_IN | NonRTO_Midwest | Internal | Winter | B16 | 25 | 4800 | 0 | 133.42 | 138.71 | 8 | 0
2035 | MISO_IN_2_NonRTO_Midwest | MISO_IN | NonRTO_Midwest | Internal | Winter | B17 | 100 | 4800 | 0 | 128.77 | 121.86 | 8 | 0
2035 | MISO_IN_2_NonRTO_Midwest | MISO_IN | NonRTO_Midwest | Internal | Winter | B18 | 400 | 4800 | 0 | 119.76 | 121.86 | 8 | 0
2035 | MISO_IN_2_NonRTO_Midwest | MISO_IN | NonRTO_Midwest | Internal | Winter | B19 | 700 | 4800 | 0 | 117.87 | 121.86 | 8 | 0
2035 | MISO_IN_2_NonRTO_Midwest | MISO_IN | NonRTO_Midwest | Internal | Winter | B20 | 935 | 4800 | 0 | 117.87 | 121.86 | 8 | 0
2035 | MISO_IN_2_PJM_ROR | MISO_IN | PJM_ROR | Internal | Shoulder | B11 | 25 | 992 | 0 | 133.38 | 131.39 | 2 | 0
2035 | MISO_IN_2_PJM_ROR | MISO_IN | PJM_ROR | Internal | Shoulder | B12 | 200 | 992 | 992 | 123.96 | 127.6 | 2 | 1.64
2035 | MISO_IN_2_PJM_ROR | MISO_IN | PJM_ROR | Internal | Shoulder | B13 | 600 | 992 | 990 | 116.09 | 118.09 | 2 | 0
2035 | MISO_IN_2_PJM_ROR | MISO_IN | PJM_ROR | Internal | Shoulder | B14 | 900 | 992 | 0 | 114.85 | 116.46 | 2 | 0
2035 | MISO_IN_2_PJM_ROR | MISO_IN | PJM_ROR | Internal | Shoulder | B15 | 1203 | 992 | 0 | 114.85 | 114.79 | 2 | 0
2035 | MISO_IN_2_PJM_ROR | MISO_IN | PJM_ROR | Internal | Summer | B1 | 10 | 992 | 0 | 214.58 | 212.6 | 2 | 0
2035 | MISO_IN_2_PJM_ROR | MISO_IN | PJM_ROR | Internal | Summer | B2 | 25 | 992 | 0 | 212.95 | 212.6 | 2 | 0
2035 | MISO_IN_2_PJM_ROR | MISO_IN | PJM_ROR | Internal | Summer | B3 | 75 | 992 | 0 | 212.44 | 212.6 | 2 | 0
2035 | MISO_IN_2_PJM_ROR | MISO_IN | PJM_ROR | Internal | Summer | B4 | 100 | 992 | 147.92 | 154.57 | 156.57 | 2 | 0
2035 | MISO_IN_2_PJM_ROR | MISO_IN | PJM_ROR | Internal | Summer | B5 | 200 | 992 | 89.58 | 151.25 | 153.25 | 2 | 0
2035 | MISO_IN_2_PJM_ROR | MISO_IN | PJM_ROR | Internal | Summer | B6 | 300 | 992 | 0 | 134.87 | 134.23 | 2 | 0
2035 | MISO_IN_2_PJM_ROR | MISO_IN | PJM_ROR | Internal | Summer | B7 | 400 | 992 | 0 | 131.48 | 131.39 | 2 | 0
2035 | MISO_IN_2_PJM_ROR | MISO_IN | PJM_ROR | Internal | Summer | B8 | 500 | 992 | 992 | 125.03 | 127.04 | 2 | 0.01
2035 | MISO_IN_2_PJM_ROR | MISO_IN | PJM_ROR | Internal | Summer | B9 | 800 | 992 | 79.45 | 113.4 | 115.4 | 2 | 0
2035 | MISO_IN_2_PJM_ROR | MISO_IN | PJM_ROR | Internal | Summer | B10 | 1262 | 992 | 0 | 113.4 | 113.16 | 2 | 0
2035 | MISO_IN_2_PJM_ROR | MISO_IN | PJM_ROR | Internal | Winter | B16 | 25 | 992 | 0 | 133.42 | 135.41 | 2 | 0
2035 | MISO_IN_2_PJM_ROR | MISO_IN | PJM_ROR | Internal | Winter | B17 | 100 | 992 | 992 | 128.77 | 132.9 | 2 | 2.13
2035 | MISO_IN_2_PJM_ROR | MISO_IN | PJM_ROR | Internal | Winter | B18 | 400 | 992 | 148.46 | 119.76 | 121.76 | 2 | 0
2035 | MISO_IN_2_PJM_ROR | MISO_IN | PJM_ROR | Internal | Winter | B19 | 700 | 992 | 0 | 117.87 | 119.5 | 2 | 0
2035 | MISO_IN_2_PJM_ROR | MISO_IN | PJM_ROR | Internal | Winter | B20 | 935 | 992 | 0 | 117.87 | 115.88 | 2 | 0
2035 | MISO_MI_2_MISO_IN | MISO_MI | MISO_IN | Internal | Shoulder | B11 | 25 | 2066 | 0 | 133.39 | 133.38 | 0.01 | 0
2035 | MISO_MI_2_MISO_IN | MISO_MI | MISO_IN | Internal | Shoulder | B12 | 200 | 2066 | 0 | 125.6 | 123.96 | 0.01 | 0
2035 | MISO_MI_2_MISO_IN | MISO_MI | MISO_IN | Internal | Shoulder | B13 | 600 | 2066 | 0 | 116.1 | 116.09 | 0.01 | 0
2035 | MISO_MI_2_MISO_IN | MISO_MI | MISO_IN | Internal | Shoulder | B14 | 900 | 2066 | 0 | 114.86 | 114.85 | 0.01 | 0
2035 | MISO_MI_2_MISO_IN | MISO_MI | MISO_IN | Internal | Shoulder | B15 | 1203 | 2066 | 0 | 114.86 | 114.85 | 0.01 | 0
2035 | MISO_MI_2_MISO_IN | MISO_MI | MISO_IN | Internal | Summer | B1 | 10 | 2066 | 0 | 214.6 | 214.58 | 0.01 | 0
2035 | MISO_MI_2_MISO_IN | MISO_MI | MISO_IN | Internal | Summer | B2 | 25 | 2066 | 0 | 212.96 | 212.95 | 0.01 | 0
2035 | MISO_MI_2_MISO_IN | MISO_MI | MISO_IN | Internal | Summer | B3 | 75 | 2066 | 0 | 212.46 | 212.44 | 0.01 | 0
2035 | MISO_MI_2_MISO_IN | MISO_MI | MISO_IN | Internal | Summer | B4 | 100 | 2066 | 0 | 154.58 | 154.57 | 0.01 | 0
2035 | MISO_MI_2_MISO_IN | MISO_MI | MISO_IN | Internal | Summer | B5 | 200 | 2066 | 0 | 151.26 | 151.25 | 0.01 | 0
2035 | MISO_MI_2_MISO_IN | MISO_MI | MISO_IN | Internal | Summer | B6 | 300 | 2066 | 0 | 134.89 | 134.87 | 0.01 | 0
2035 | MISO_MI_2_MISO_IN | MISO_MI | MISO_IN | Internal | Summer | B7 | 400 | 2066 | 0 | 131.49 | 131.48 | 0.01 | 0
2035 | MISO_MI_2_MISO_IN | MISO_MI | MISO_IN | Internal | Summer | B8 | 500 | 2066 | 0 | 125.05 | 125.03 | 0.01 | 0
2035 | MISO_MI_2_MISO_IN | MISO_MI | MISO_IN | Internal | Summer | B9 | 800 | 2066 | 0 | 113.41 | 113.4 | 0.01 | 0
2035 | MISO_MI_2_MISO_IN | MISO_MI | MISO_IN | Internal | Summer | B10 | 1262 | 2066 | 0 | 113.41 | 113.4 | 0.01 | 0
2035 | MISO_MI_2_MISO_IN | MISO_MI | MISO_IN | Internal | Winter | B16 | 25 | 2066 | 0 | 136.15 | 133.42 | 0.01 | 0
2035 | MISO_MI_2_MISO_IN | MISO_MI | MISO_IN | Internal | Winter | B17 | 100 | 2066 | 0 | 130.91 | 128.77 | 0.01 | 0
2035 | MISO_MI_2_MISO_IN | MISO_MI | MISO_IN | Internal | Winter | B18 | 400 | 2066 | 0 | 119.77 | 119.76 | 0.01 | 0
2035 | MISO_MI_2_MISO_IN | MISO_MI | MISO_IN | Internal | Winter | B19 | 700 | 2066 | 0 | 117.88 | 117.87 | 0.01 | 0
2035 | MISO_MI_2_MISO_IN | MISO_MI | MISO_IN | Internal | Winter | B20 | 935 | 2066 | 0 | 117.88 | 117.87 | 0.01 | 0
2035 | MISO_MI_2_MISO_WUMS | MISO_MI | MISO_WUMS | Internal | Shoulder | B11 | 25 | 1440 | 0 | 133.39 | 133.31 | 0.01 | 0
2035 | MISO_MI_2_MISO_WUMS | MISO_MI | MISO_WUMS | Internal | Shoulder | B12 | 200 | 1440 | 0 | 125.6 | 125.59 | 0.01 | 0
2035 | MISO_MI_2_MISO_WUMS | MISO_MI | MISO_WUMS | Internal | Shoulder | B13 | 600 | 1440 | 0 | 116.1 | 116.09 | 0.01 | 0
2035 | MISO_MI_2_MISO_WUMS | MISO_MI | MISO_WUMS | Internal | Shoulder | B14 | 900 | 1440 | 0 | 114.86 | 114.79 | 0.01 | 0
2035 | MISO_MI_2_MISO_WUMS | MISO_MI | MISO_WUMS | Internal | Shoulder | B15 | 1203 | 1440 | 0 | 114.86 | 114.79 | 0.01 | 0
2035 | MISO_MI_2_MISO_WUMS | MISO_MI | MISO_WUMS | Internal | Summer | B1 | 10 | 1440 | 0 | 214.6 | 214.57 | 0.01 | 0
2035 | MISO_MI_2_MISO_WUMS | MISO_MI | MISO_WUMS | Internal | Summer | B2 | 25 | 1440 | 0 | 212.96 | 212.94 | 0.01 | 0
2035 | MISO_MI_2_MISO_WUMS | MISO_MI | MISO_WUMS | Internal | Summer | B3 | 75 | 1440 | 0 | 212.46 | 212.44 | 0.01 | 0
2035 | MISO_MI_2_MISO_WUMS | MISO_MI | MISO_WUMS | Internal | Summer | B4 | 100 | 1440 | 0 | 154.58 | 154.57 | 0.01 | 0
2035 | MISO_MI_2_MISO_WUMS | MISO_MI | MISO_WUMS | Internal | Summer | B5 | 200 | 1440 | 0 | 151.26 | 151.24 | 0.01 | 0
2035 | MISO_MI_2_MISO_WUMS | MISO_MI | MISO_WUMS | Internal | Summer | B6 | 300 | 1440 | 0 | 134.89 | 132.23 | 0.01 | 0
2035 | MISO_MI_2_MISO_WUMS | MISO_MI | MISO_WUMS | Internal | Summer | B7 | 400 | 1440 | 0 | 131.49 | 131.46 | 0.01 | 0
2035 | MISO_MI_2_MISO_WUMS | MISO_MI | MISO_WUMS | Internal | Summer | B8 | 500 | 1440 | 0 | 125.05 | 125.04 | 0.01 | 0
2035 | MISO_MI_2_MISO_WUMS | MISO_MI | MISO_WUMS | Internal | Summer | B9 | 800 | 1440 | 0 | 113.41 | 113.4 | 0.01 | 0
2035 | MISO_MI_2_MISO_WUMS | MISO_MI | MISO_WUMS | Internal | Summer | B10 | 1262 | 1440 | 0 | 113.41 | 113.22 | 0.01 | 0
2035 | MISO_MI_2_MISO_WUMS | MISO_MI | MISO_WUMS | Internal | Winter | B16 | 25 | 1440 | 0 | 136.15 | 133.41 | 0.01 | 0
2035 | MISO_MI_2_MISO_WUMS | MISO_MI | MISO_WUMS | Internal | Winter | B17 | 100 | 1440 | 0 | 130.91 | 130.9 | 0.01 | 0
2035 | MISO_MI_2_MISO_WUMS | MISO_MI | MISO_WUMS | Internal | Winter | B18 | 400 | 1440 | 0 | 119.77 | 119.76 | 0.01 | 0
2035 | MISO_MI_2_MISO_WUMS | MISO_MI | MISO_WUMS | Internal | Winter | B19 | 700 | 1440 | 0 | 117.88 | 117.75 | 0.01 | 0
2035 | MISO_MI_2_MISO_WUMS | MISO_MI | MISO_WUMS | Internal | Winter | B20 | 935 | 1440 | 0 | 117.88 | 117.75 | 0.01 | 0
2035 | MISO_MI_2_PJM_ROR | MISO_MI | PJM_ROR | Internal | Shoulder | B11 | 25 | 1424 | 0 | 133.39 | 131.39 | 2 | 0
2035 | MISO_MI_2_PJM_ROR | MISO_MI | PJM_ROR | Internal | Shoulder | B12 | 200 | 1424 | 410.78 | 125.6 | 127.6 | 2 | 0
2035 | MISO_MI_2_PJM_ROR | MISO_MI | PJM_ROR | Internal | Shoulder | B13 | 600 | 1424 | 0 | 116.1 | 118.09 | 2 | 0
2035 | MISO_MI_2_PJM_ROR | MISO_MI | PJM_ROR | Internal | Shoulder | B14 | 900 | 1424 | 0 | 114.86 | 116.46 | 2 | 0
2035 | MISO_MI_2_PJM_ROR | MISO_MI | PJM_ROR | Internal | Shoulder | B15 | 1203 | 1424 | 0 | 114.86 | 114.79 | 2 | 0
2035 | MISO_MI_2_PJM_ROR | MISO_MI | PJM_ROR | Internal | Summer | B1 | 10 | 1424 | 0 | 214.6 | 212.6 | 2 | 0
2035 | MISO_MI_2_PJM_ROR | MISO_MI | PJM_ROR | Internal | Summer | B2 | 25 | 1424 | 0 | 212.96 | 212.6 | 2 | 0
2035 | MISO_MI_2_PJM_ROR | MISO_MI | PJM_ROR | Internal | Summer | B3 | 75 | 1424 | 0 | 212.46 | 212.6 | 2 | 0
2035 | MISO_MI_2_PJM_ROR | MISO_MI | PJM_ROR | Internal | Summer | B4 | 100 | 1424 | 0 | 154.58 | 156.57 | 2 | 0
2035 | MISO_MI_2_PJM_ROR | MISO_MI | PJM_ROR | Internal | Summer | B5 | 200 | 1424 | 0 | 151.26 | 153.25 | 2 | 0
2035 | MISO_MI_2_PJM_ROR | MISO_MI | PJM_ROR | Internal | Summer | B6 | 300 | 1424 | 0 | 134.89 | 134.23 | 2 | 0
2035 | MISO_MI_2_PJM_ROR | MISO_MI | PJM_ROR | Internal | Summer | B7 | 400 | 1424 | 0 | 131.49 | 131.39 | 2 | 0
2035 | MISO_MI_2_PJM_ROR | MISO_MI | PJM_ROR | Internal | Summer | B8 | 500 | 1424 | 0 | 125.05 | 127.04 | 2 | 0
2035 | MISO_MI_2_PJM_ROR | MISO_MI | PJM_ROR | Internal | Summer | B9 | 800 | 1424 | 0 | 113.41 | 115.4 | 2 | 0
2035 | MISO_MI_2_PJM_ROR | MISO_MI | PJM_ROR | Internal | Summer | B10 | 1262 | 1424 | 0 | 113.41 | 113.16 | 2 | 0
2035 | MISO_MI_2_PJM_ROR | MISO_MI | PJM_ROR | Internal | Winter | B16 | 25 | 1424 | 0 | 136.15 | 135.41 | 2 | 0
2035 | MISO_MI_2_PJM_ROR | MISO_MI | PJM_ROR | Internal | Winter | B17 | 100 | 1424 | 0 | 130.91 | 132.9 | 2 | 0
2035 | MISO_MI_2_PJM_ROR | MISO_MI | PJM_ROR | Internal | Winter | B18 | 400 | 1424 | 0 | 119.77 | 121.76 | 2 | 0
2035 | MISO_MI_2_PJM_ROR | MISO_MI | PJM_ROR | Internal | Winter | B19 | 700 | 1424 | 0 | 117.88 | 119.5 | 2 | 0
2035 | MISO_MI_2_PJM_ROR | MISO_MI | PJM_ROR | Internal | Winter | B20 | 935 | 1424 | 0 | 117.88 | 115.88 | 2 | 0
2035 | MISO_MO-IL_2_ENT | MISO_MO-IL | ENT | Internal | Shoulder | B11 | 25 | 2540 | 0 | 133.39 | 141.14 | 8 | 0
2035 | MISO_MO-IL_2_ENT | MISO_MO-IL | ENT | Internal | Shoulder | B12 | 200 | 2540 | 0 | 123.97 | 117.39 | 8 | 0
2035 | MISO_MO-IL_2_ENT | MISO_MO-IL | ENT | Internal | Shoulder | B13 | 600 | 2540 | 0 | 116.1 | 117.39 | 8 | 0
2035 | MISO_MO-IL_2_ENT | MISO_MO-IL | ENT | Internal | Shoulder | B14 | 900 | 2540 | 0 | 114.86 | 117.39 | 8 | 0
2035 | MISO_MO-IL_2_ENT | MISO_MO-IL | ENT | Internal | Shoulder | B15 | 1203 | 2540 | 0 | 114.86 | 114.98 | 8 | 0
2035 | MISO_MO-IL_2_ENT | MISO_MO-IL | ENT | Internal | Summer | B1 | 10 | 2540 | 0 | 214.6 | 214.6 | 8 | 0
2035 | MISO_MO-IL_2_ENT | MISO_MO-IL | ENT | Internal | Summer | B2 | 25 | 2540 | 0 | 212.96 | 212.96 | 8 | 0
2035 | MISO_MO-IL_2_ENT | MISO_MO-IL | ENT | Internal | Summer | B3 | 75 | 2540 | 0 | 212.46 | 212.6 | 8 | 0
2035 | MISO_MO-IL_2_ENT | MISO_MO-IL | ENT | Internal | Summer | B4 | 100 | 2540 | 0 | 154.59 | 147.57 | 8 | 0
2035 | MISO_MO-IL_2_ENT | MISO_MO-IL | ENT | Internal | Summer | B5 | 200 | 2540 | 0 | 151.26 | 143.26 | 8 | 0
2035 | MISO_MO-IL_2_ENT | MISO_MO-IL | ENT | Internal | Summer | B6 | 300 | 2540 | 0 | 134.89 | 134.23 | 8 | 0
2035 | MISO_MO-IL_2_ENT | MISO_MO-IL | ENT | Internal | Summer | B7 | 400 | 2540 | 0 | 131.49 | 126.62 | 8 | 0
2035 | MISO_MO-IL_2_ENT | MISO_MO-IL | ENT | Internal | Summer | B8 | 500 | 2540 | 0 | 125.04 | 118.52 | 8 | 0
2035 | MISO_MO-IL_2_ENT | MISO_MO-IL | ENT | Internal | Summer | B9 | 800 | 2540 | 0 | 113.41 | 115.88 | 8 | 0
2035 | MISO_MO-IL_2_ENT | MISO_MO-IL | ENT | Internal | Summer | B10 | 1262 | 2540 | 0 | 113.41 | 108.89 | 8 | 0
2035 | MISO_MO-IL_2_ENT | MISO_MO-IL | ENT | Internal | Winter | B16 | 25 | 2540 | 0 | 133.41 | 125.41 | 8 | 0
2035 | MISO_MO-IL_2_ENT | MISO_MO-IL | ENT | Internal | Winter | B17 | 100 | 2540 | 0 | 128.76 | 120.76 | 8 | 0
2035 | MISO_MO-IL_2_ENT | MISO_MO-IL | ENT | Internal | Winter | B18 | 400 | 2540 | 0 | 119.77 | 120.46 | 8 | 0
2035 | MISO_MO-IL_2_ENT | MISO_MO-IL | ENT | Internal | Winter | B19 | 700 | 2540 | 0 | 117.88 | 119.91 | 8 | 0
2035 | MISO_MO-IL_2_ENT | MISO_MO-IL | ENT | Internal | Winter | B20 | 935 | 2540 | 0 | 117.86 | 113.37 | 8 | 0
2035 | MISO_MO-IL_2_MISO_IN | MISO_MO-IL | MISO_IN | Internal | Shoulder | B11 | 25 | 2633 | 0 | 133.39 | 133.38 | 0.01 | 0
2035 | MISO_MO-IL_2_MISO_IN | MISO_MO-IL | MISO_IN | Internal | Shoulder | B12 | 200 | 2633 | 0 | 123.97 | 123.96 | 0.01 | 0
2035 | MISO_MO-IL_2_MISO_IN | MISO_MO-IL | MISO_IN | Internal | Shoulder | B13 | 600 | 2633 | 0 | 116.1 | 116.09 | 0.01 | 0
2035 | MISO_MO-IL_2_MISO_IN | MISO_MO-IL | MISO_IN | Internal | Shoulder | B14 | 900 | 2633 | 0 | 114.86 | 114.85 | 0.01 | 0
2035 | MISO_MO-IL_2_MISO_IN | MISO_MO-IL | MISO_IN | Internal | Shoulder | B15 | 1203 | 2633 | 0 | 114.86 | 114.85 | 0.01 | 0
2035 | MISO_MO-IL_2_MISO_IN | MISO_MO-IL | MISO_IN | Internal | Summer | B1 | 10 | 2633 | 0 | 214.6 | 214.58 | 0.01 | 0
2035 | MISO_MO-IL_2_MISO_IN | MISO_MO-IL | MISO_IN | Internal | Summer | B2 | 25 | 2633 | 0 | 212.96 | 212.95 | 0.01 | 0
2035 | MISO_MO-IL_2_MISO_IN | MISO_MO-IL | MISO_IN | Internal | Summer | B3 | 75 | 2633 | 0 | 212.46 | 212.44 | 0.01 | 0
2035 | MISO_MO-IL_2_MISO_IN | MISO_MO-IL | MISO_IN | Internal | Summer | B4 | 100 | 2633 | 0 | 154.59 | 154.57 | 0.01 | 0
2035 | MISO_MO-IL_2_MISO_IN | MISO_MO-IL | MISO_IN | Internal | Summer | B5 | 200 | 2633 | 0 | 151.26 | 151.25 | 0.01 | 0
2035 | MISO_MO-IL_2_MISO_IN | MISO_MO-IL | MISO_IN | Internal | Summer | B6 | 300 | 2633 | 0 | 134.89 | 134.87 | 0.01 | 0
2035 | MISO_MO-IL_2_MISO_IN | MISO_MO-IL | MISO_IN | Internal | Summer | B7 | 400 | 2633 | 0 | 131.49 | 131.48 | 0.01 | 0
2035 | MISO_MO-IL_2_MISO_IN | MISO_MO-IL | MISO_IN | Internal | Summer | B8 | 500 | 2633 | 0 | 125.04 | 125.03 | 0.01 | 0
2035 | MISO_MO-IL_2_MISO_IN | MISO_MO-IL | MISO_IN | Internal | Summer | B9 | 800 | 2633 | 0 | 113.41 | 113.4 | 0.01 | 0
2035 | MISO_MO-IL_2_MISO_IN | MISO_MO-IL | MISO_IN | Internal | Summer | B10 | 1262 | 2633 | 0 | 113.41 | 113.4 | 0.01 | 0
2035 | MISO_MO-IL_2_MISO_IN | MISO_MO-IL | MISO_IN | Internal | Winter | B16 | 25 | 2633 | 166.17 | 133.41 | 133.42 | 0.01 | 0
2035 | MISO_MO-IL_2_MISO_IN | MISO_MO-IL | MISO_IN | Internal | Winter | B17 | 100 | 2633 | 603.99 | 128.76 | 128.77 | 0.01 | 0
2035 | MISO_MO-IL_2_MISO_IN | MISO_MO-IL | MISO_IN | Internal | Winter | B18 | 400 | 2633 | 0 | 119.77 | 119.76 | 0.01 | 0
2035 | MISO_MO-IL_2_MISO_IN | MISO_MO-IL | MISO_IN | Internal | Winter | B19 | 700 | 2633 | 0 | 117.88 | 117.87 | 0.01 | 0
2035 | MISO_MO-IL_2_MISO_IN | MISO_MO-IL | MISO_IN | Internal | Winter | B20 | 935 | 2633 | 1671.1 | 117.86 | 117.87 | 0.01 | 0
2035 | MISO_MO-IL_2_MISO_W | MISO_MO-IL | MISO_W | Internal | Shoulder | B11 | 25 | 1075 | 0 | 133.39 | 133.38 | 0.01 | 0
2035 | MISO_MO-IL_2_MISO_W | MISO_MO-IL | MISO_W | Internal | Shoulder | B12 | 200 | 1075 | 0 | 123.97 | 123.96 | 0.01 | 0
2035 | MISO_MO-IL_2_MISO_W | MISO_MO-IL | MISO_W | Internal | Shoulder | B13 | 600 | 1075 | 0 | 116.1 | 116.08 | 0.01 | 0
2035 | MISO_MO-IL_2_MISO_W | MISO_MO-IL | MISO_W | Internal | Shoulder | B14 | 900 | 1075 | 0 | 114.86 | 112.36 | 0.01 | 0
2035 | MISO_MO-IL_2_MISO_W | MISO_MO-IL | MISO_W | Internal | Shoulder | B15 | 1203 | 1075 | 0 | 114.86 | 102.98 | 0.01 | 0
2035 | MISO_MO-IL_2_MISO_W | MISO_MO-IL | MISO_W | Internal | Summer | B1 | 10 | 1075 | 0 | 214.6 | 214.58 | 0.01 | 0
2035 | MISO_MO-IL_2_MISO_W | MISO_MO-IL | MISO_W | Internal | Summer | B2 | 25 | 1075 | 0 | 212.96 | 212.95 | 0.01 | 0
2035 | MISO_MO-IL_2_MISO_W | MISO_MO-IL | MISO_W | Internal | Summer | B3 | 75 | 1075 | 0 | 212.46 | 212.46 | 0.01 | 0
2035 | MISO_MO-IL_2_MISO_W | MISO_MO-IL | MISO_W | Internal | Summer | B4 | 100 | 1075 | 0 | 154.59 | 154.58 | 0.01 | 0
2035 | MISO_MO-IL_2_MISO_W | MISO_MO-IL | MISO_W | Internal | Summer | B5 | 200 | 1075 | 0 | 151.26 | 151.25 | 0.01 | 0
2035 | MISO_MO-IL_2_MISO_W | MISO_MO-IL | MISO_W | Internal | Summer | B6 | 300 | 1075 | 0 | 134.89 | 134.87 | 0.01 | 0
2035 | MISO_MO-IL_2_MISO_W | MISO_MO-IL | MISO_W | Internal | Summer | B7 | 400 | 1075 | 0 | 131.49 | 131.48 | 0.01 | 0
2035 | MISO_MO-IL_2_MISO_W | MISO_MO-IL | MISO_W | Internal | Summer | B8 | 500 | 1075 | 0 | 125.04 | 125.03 | 0.01 | 0
2035 | MISO_MO-IL_2_MISO_W | MISO_MO-IL | MISO_W | Internal | Summer | B9 | 800 | 1075 | 0 | 113.41 | 113.4 | 0.01 | 0
2035 | MISO_MO-IL_2_MISO_W | MISO_MO-IL | MISO_W | Internal | Summer | B10 | 1262 | 1075 | 0 | 113.41 | 108.28 | 0.01 | 0
2035 | MISO_MO-IL_2_MISO_W | MISO_MO-IL | MISO_W | Internal | Winter | B16 | 25 | 1075 | 0 | 133.41 | 113.38 | 0.01 | 0
2035 | MISO_MO-IL_2_MISO_W | MISO_MO-IL | MISO_W | Internal | Winter | B17 | 100 | 1075 | 0 | 128.76 | 113.39 | 0.01 | 0
2035 | MISO_MO-IL_2_MISO_W | MISO_MO-IL | MISO_W | Internal | Winter | B18 | 400 | 1075 | 0 | 119.77 | 114.9 | 0.01 | 0
2035 | MISO_MO-IL_2_MISO_W | MISO_MO-IL | MISO_W | Internal | Winter | B19 | 700 | 1075 | 0 | 117.88 | 114.9 | 0.01 | 0
2035 | MISO_MO-IL_2_MISO_W | MISO_MO-IL | MISO_W | Internal | Winter | B20 | 935 | 1075 | 0 | 117.86 | 104.34 | 0.01 | 0
2035 | MISO_MO-IL_2_PJM_ROR | MISO_MO-IL | PJM_ROR | Internal | Shoulder | B11 | 25 | 1212 | 0 | 133.39 | 131.39 | 2 | 0
2035 | MISO_MO-IL_2_PJM_ROR | MISO_MO-IL | PJM_ROR | Internal | Shoulder | B12 | 200 | 1212 | 1212 | 123.97 | 127.6 | 2 | 1.63
2035 | MISO_MO-IL_2_PJM_ROR | MISO_MO-IL | PJM_ROR | Internal | Shoulder | B13 | 600 | 1212 | 0 | 116.1 | 118.09 | 2 | 0
2035 | MISO_MO-IL_2_PJM_ROR | MISO_MO-IL | PJM_ROR | Internal | Shoulder | B14 | 900 | 1212 | 0 | 114.86 | 116.46 | 2 | 0
2035 | MISO_MO-IL_2_PJM_ROR | MISO_MO-IL | PJM_ROR | Internal | Shoulder | B15 | 1203 | 1212 | 0 | 114.86 | 114.79 | 2 | 0
2035 | MISO_MO-IL_2_PJM_ROR | MISO_MO-IL | PJM_ROR | Internal | Summer | B1 | 10 | 1212 | 0 | 214.6 | 212.6 | 2 | 0
2035 | MISO_MO-IL_2_PJM_ROR | MISO_MO-IL | PJM_ROR | Internal | Summer | B2 | 25 | 1212 | 0 | 212.96 | 212.6 | 2 | 0
2035 | MISO_MO-IL_2_PJM_ROR | MISO_MO-IL | PJM_ROR | Internal | Summer | B3 | 75 | 1212 | 0 | 212.46 | 212.6 | 2 | 0
2035 | MISO_MO-IL_2_PJM_ROR | MISO_MO-IL | PJM_ROR | Internal | Summer | B4 | 100 | 1212 | 0 | 154.59 | 156.57 | 2 | 0
2035 | MISO_MO-IL_2_PJM_ROR | MISO_MO-IL | PJM_ROR | Internal | Summer | B5 | 200 | 1212 | 0 | 151.26 | 153.25 | 2 | 0
2035 | MISO_MO-IL_2_PJM_ROR | MISO_MO-IL | PJM_ROR | Internal | Summer | B6 | 300 | 1212 | 0 | 134.89 | 134.23 | 2 | 0
2035 | MISO_MO-IL_2_PJM_ROR | MISO_MO-IL | PJM_ROR | Internal | Summer | B7 | 400 | 1212 | 0 | 131.49 | 131.39 | 2 | 0
2035 | MISO_MO-IL_2_PJM_ROR | MISO_MO-IL | PJM_ROR | Internal | Summer | B8 | 500 | 1212 | 789.38 | 125.04 | 127.04 | 2 | 0
2035 | MISO_MO-IL_2_PJM_ROR | MISO_MO-IL | PJM_ROR | Internal | Summer | B9 | 800 | 1212 | 0 | 113.41 | 115.4 | 2 | 0
2035 | MISO_MO-IL_2_PJM_ROR | MISO_MO-IL | PJM_ROR | Internal | Summer | B10 | 1262 | 1212 | 0 | 113.41 | 113.16 | 2 | 0
2035 | MISO_MO-IL_2_PJM_ROR | MISO_MO-IL | PJM_ROR | Internal | Winter | B16 | 25 | 1212 | 310.67 | 133.41 | 135.41 | 2 | 0
2035 | MISO_MO-IL_2_PJM_ROR | MISO_MO-IL | PJM_ROR | Internal | Winter | B17 | 100 | 1212 | 1212 | 128.76 | 132.9 | 2 | 2.14
2035 | MISO_MO-IL_2_PJM_ROR | MISO_MO-IL | PJM_ROR | Internal | Winter | B18 | 400 | 1212 | 0 | 119.77 | 121.76 | 2 | 0
2035 | MISO_MO-IL_2_PJM_ROR | MISO_MO-IL | PJM_ROR | Internal | Winter | B19 | 700 | 1212 | 0 | 117.88 | 119.5 | 2 | 0
2035 | MISO_MO-IL_2_PJM_ROR | MISO_MO-IL | PJM_ROR | Internal | Winter | B20 | 935 | 1212 | 0 | 117.86 | 115.88 | 2 | 0
2035 | MISO_MO-IL_2_TVA_Transmission | MISO_MO-IL | TVA_Transmission | Internal | Shoulder | B11 | 25 | 4000 | 0 | 133.39 | 133.2 | 8 | 0
2035 | MISO_MO-IL_2_TVA_Transmission | MISO_MO-IL | TVA_Transmission | Internal | Shoulder | B12 | 200 | 4000 | 0 | 123.97 | 122.16 | 8 | 0
2035 | MISO_MO-IL_2_TVA_Transmission | MISO_MO-IL | TVA_Transmission | Internal | Shoulder | B13 | 600 | 4000 | 0 | 116.1 | 120.35 | 8 | 0
2035 | MISO_MO-IL_2_TVA_Transmission | MISO_MO-IL | TVA_Transmission | Internal | Shoulder | B14 | 900 | 4000 | 0 | 114.86 | 119.92 | 8 | 0
2035 | MISO_MO-IL_2_TVA_Transmission | MISO_MO-IL | TVA_Transmission | Internal | Shoulder | B15 | 1203 | 4000 | 0 | 114.86 | 119.24 | 8 | 0
2035 | MISO_MO-IL_2_TVA_Transmission | MISO_MO-IL | TVA_Transmission | Internal | Summer | B1 | 10 | 4000 | 0 | 214.6 | 218.6 | 8 | 0
2035 | MISO_MO-IL_2_TVA_Transmission | MISO_MO-IL | TVA_Transmission | Internal | Summer | B2 | 25 | 4000 | 0 | 212.96 | 218.6 | 8 | 0
2035 | MISO_MO-IL_2_TVA_Transmission | MISO_MO-IL | TVA_Transmission | Internal | Summer | B3 | 75 | 4000 | 0 | 212.46 | 209.55 | 8 | 0
2035 | MISO_MO-IL_2_TVA_Transmission | MISO_MO-IL | TVA_Transmission | Internal | Summer | B4 | 100 | 4000 | 0 | 154.59 | 147.57 | 8 | 0
2035 | MISO_MO-IL_2_TVA_Transmission | MISO_MO-IL | TVA_Transmission | Internal | Summer | B5 | 200 | 4000 | 0 | 151.26 | 146.04 | 8 | 0
2035 | MISO_MO-IL_2_TVA_Transmission | MISO_MO-IL | TVA_Transmission | Internal | Summer | B6 | 300 | 4000 | 0 | 134.89 | 131.28 | 8 | 0
2035 | MISO_MO-IL_2_TVA_Transmission | MISO_MO-IL | TVA_Transmission | Internal | Summer | B7 | 400 | 4000 | 0 | 131.49 | 127.59 | 8 | 0
2035 | MISO_MO-IL_2_TVA_Transmission | MISO_MO-IL | TVA_Transmission | Internal | Summer | B8 | 500 | 4000 | 0 | 125.04 | 121.49 | 8 | 0
2035 | MISO_MO-IL_2_TVA_Transmission | MISO_MO-IL | TVA_Transmission | Internal | Summer | B9 | 800 | 4000 | 0 | 113.41 | 118.58 | 8 | 0
2035 | MISO_MO-IL_2_TVA_Transmission | MISO_MO-IL | TVA_Transmission | Internal | Summer | B10 | 1262 | 4000 | 0 | 113.41 | 108.89 | 8 | 0
2035 | MISO_MO-IL_2_TVA_Transmission | MISO_MO-IL | TVA_Transmission | Internal | Winter | B16 | 25 | 4000 | 0 | 133.41 | 132.85 | 8 | 0
2035 | MISO_MO-IL_2_TVA_Transmission | MISO_MO-IL | TVA_Transmission | Internal | Winter | B17 | 100 | 4000 | 0 | 128.76 | 126.15 | 8 | 0
2035 | MISO_MO-IL_2_TVA_Transmission | MISO_MO-IL | TVA_Transmission | Internal | Winter | B18 | 400 | 4000 | 0 | 119.77 | 123.54 | 8 | 0
2035 | MISO_MO-IL_2_TVA_Transmission | MISO_MO-IL | TVA_Transmission | Internal | Winter | B19 | 700 | 4000 | 0 | 117.88 | 122.86 | 8 | 0
2035 | MISO_MO-IL_2_TVA_Transmission | MISO_MO-IL | TVA_Transmission | Internal | Winter | B20 | 935 | 4000 | 0 | 117.86 | 121.37 | 8 | 0
2035 | MISO_W_2_MAPP_CA | MISO_W | MAPP_CA | Internal | Shoulder | B11 | 25 | 926 | 0 | 133.38 | 102.97 | 0.01 | 0
2035 | MISO_W_2_MAPP_CA | MISO_W | MAPP_CA | Internal | Shoulder | B12 | 200 | 926 | 0 | 123.96 | 102.97 | 0.01 | 0
2035 | MISO_W_2_MAPP_CA | MISO_W | MAPP_CA | Internal | Shoulder | B13 | 600 | 926 | 0 | 116.08 | 102.97 | 0.01 | 0
2035 | MISO_W_2_MAPP_CA | MISO_W | MAPP_CA | Internal | Shoulder | B14 | 900 | 926 | 0 | 112.36 | 102.97 | 0.01 | 0
2035 | MISO_W_2_MAPP_CA | MISO_W | MAPP_CA | Internal | Shoulder | B15 | 1203 | 926 | 0 | 102.98 | 102.97 | 0.01 | 0
2035 | MISO_W_2_MAPP_CA | MISO_W | MAPP_CA | Internal | Summer | B1 | 10 | 926 | 0 | 214.58 | 108.27 | 0.01 | 0
2035 | MISO_W_2_MAPP_CA | MISO_W | MAPP_CA | Internal | Summer | B2 | 25 | 926 | 0 | 212.95 | 108.27 | 0.01 | 0
2035 | MISO_W_2_MAPP_CA | MISO_W | MAPP_CA | Internal | Summer | B3 | 75 | 926 | 0 | 212.46 | 108.27 | 0.01 | 0
2035 | MISO_W_2_MAPP_CA | MISO_W | MAPP_CA | Internal | Summer | B4 | 100 | 926 | 0 | 154.58 | 108.27 | 0.01 | 0
2035 | MISO_W_2_MAPP_CA | MISO_W | MAPP_CA | Internal | Summer | B5 | 200 | 926 | 0 | 151.25 | 108.27 | 0.01 | 0
2035 | MISO_W_2_MAPP_CA | MISO_W | MAPP_CA | Internal | Summer | B6 | 300 | 926 | 0 | 134.87 | 108.27 | 0.01 | 0
2035 | MISO_W_2_MAPP_CA | MISO_W | MAPP_CA | Internal | Summer | B7 | 400 | 926 | 0 | 131.48 | 108.27 | 0.01 | 0
2035 | MISO_W_2_MAPP_CA | MISO_W | MAPP_CA | Internal | Summer | B8 | 500 | 926 | 0 | 125.03 | 108.27 | 0.01 | 0
2035 | MISO_W_2_MAPP_CA | MISO_W | MAPP_CA | Internal | Summer | B9 | 800 | 926 | 0 | 113.4 | 108.27 | 0.01 | 0
2035 | MISO_W_2_MAPP_CA | MISO_W | MAPP_CA | Internal | Summer | B10 | 1262 | 926 | 0 | 108.28 | 108.27 | 0.01 | 0
2035 | MISO_W_2_MAPP_CA | MISO_W | MAPP_CA | Internal | Winter | B16 | 25 | 926 | 0 | 113.38 | 104.33 | 0.01 | 0
2035 | MISO_W_2_MAPP_CA | MISO_W | MAPP_CA | Internal | Winter | B17 | 100 | 926 | 0 | 113.39 | 104.33 | 0.01 | 0
2035 | MISO_W_2_MAPP_CA | MISO_W | MAPP_CA | Internal | Winter | B18 | 400 | 926 | 0 | 114.9 | 104.33 | 0.01 | 0
2035 | MISO_W_2_MAPP_CA | MISO_W | MAPP_CA | Internal | Winter | B19 | 700 | 926 | 0 | 114.9 | 104.33 | 0.01 | 0
2035 | MISO_W_2_MAPP_CA | MISO_W | MAPP_CA | Internal | Winter | B20 | 935 | 926 | 0 | 104.34 | 104.33 | 0.01 | 0
2035 | MISO_W_2_MISO_MO-IL | MISO_W | MISO_MO-IL | Internal | Shoulder | B11 | 25 | 3915 | 2487.37 | 133.38 | 133.39 | 0.01 | 0
2035 | MISO_W_2_MISO_MO-IL | MISO_W | MISO_MO-IL | Internal | Shoulder | B12 | 200 | 3915 | 3899.31 | 123.96 | 123.97 | 0.01 | 0
2035 | MISO_W_2_MISO_MO-IL | MISO_W | MISO_MO-IL | Internal | Shoulder | B13 | 600 | 3915 | 3915 | 116.08 | 116.1 | 0.01 | 0.01
2035 | MISO_W_2_MISO_MO-IL | MISO_W | MISO_MO-IL | Internal | Shoulder | B14 | 900 | 3915 | 3915 | 112.36 | 114.86 | 0.01 | 2.49
2035 | MISO_W_2_MISO_MO-IL | MISO_W | MISO_MO-IL | Internal | Shoulder | B15 | 1203 | 3915 | 3915 | 102.98 | 114.86 | 0.01 | 11.87
2035 | MISO_W_2_MISO_MO-IL | MISO_W | MISO_MO-IL | Internal | Summer | B1 | 10 | 3915 | 1015.17 | 214.58 | 214.6 | 0.01 | 0
2035 | MISO_W_2_MISO_MO-IL | MISO_W | MISO_MO-IL | Internal | Summer | B2 | 25 | 3915 | 2198.16 | 212.95 | 212.96 | 0.01 | 0
2035 | MISO_W_2_MISO_MO-IL | MISO_W | MISO_MO-IL | Internal | Summer | B3 | 75 | 3915 | 0 | 212.46 | 212.46 | 0.01 | 0
2035 | MISO_W_2_MISO_MO-IL | MISO_W | MISO_MO-IL | Internal | Summer | B4 | 100 | 3915 | 518.28 | 154.58 | 154.59 | 0.01 | 0
2035 | MISO_W_2_MISO_MO-IL | MISO_W | MISO_MO-IL | Internal | Summer | B5 | 200 | 3915 | 120.13 | 151.25 | 151.26 | 0.01 | 0
2035 | MISO_W_2_MISO_MO-IL | MISO_W | MISO_MO-IL | Internal | Summer | B6 | 300 | 3915 | 1180.57 | 134.87 | 134.89 | 0.01 | 0
2035 | MISO_W_2_MISO_MO-IL | MISO_W | MISO_MO-IL | Internal | Summer | B7 | 400 | 3915 | 1820.36 | 131.48 | 131.49 | 0.01 | 0
2035 | MISO_W_2_MISO_MO-IL | MISO_W | MISO_MO-IL | Internal | Summer | B8 | 500 | 3915 | 2828.29 | 125.03 | 125.04 | 0.01 | 0
2035 | MISO_W_2_MISO_MO-IL | MISO_W | MISO_MO-IL | Internal | Summer | B9 | 800 | 3915 | 3810.67 | 113.4 | 113.41 | 0.01 | 0
2035 | MISO_W_2_MISO_MO-IL | MISO_W | MISO_MO-IL | Internal | Summer | B10 | 1262 | 3915 | 3915 | 108.28 | 113.41 | 0.01 | 5.12
2035 | MISO_W_2_MISO_MO-IL | MISO_W | MISO_MO-IL | Internal | Winter | B16 | 25 | 3915 | 3915 | 113.38 | 133.41 | 0.01 | 20.01
2035 | MISO_W_2_MISO_MO-IL | MISO_W | MISO_MO-IL | Internal | Winter | B17 | 100 | 3915 | 3915 | 113.39 | 128.76 | 0.01 | 15.35
2035 | MISO_W_2_MISO_MO-IL | MISO_W | MISO_MO-IL | Internal | Winter | B18 | 400 | 3915 | 3915 | 114.9 | 119.77 | 0.01 | 4.86
2035 | MISO_W_2_MISO_MO-IL | MISO_W | MISO_MO-IL | Internal | Winter | B19 | 700 | 3915 | 3915 | 114.9 | 117.88 | 0.01 | 2.97
2035 | MISO_W_2_MISO_MO-IL | MISO_W | MISO_MO-IL | Internal | Winter | B20 | 935 | 3915 | 3915 | 104.34 | 117.86 | 0.01 | 13.5
2035 | MISO_W_2_MISO_WUMS | MISO_W | MISO_WUMS | Internal | Shoulder | B11 | 25 | 1732 | 0 | 133.38 | 133.31 | 0.01 | 0
2035 | MISO_W_2_MISO_WUMS | MISO_W | MISO_WUMS | Internal | Shoulder | B12 | 200 | 1732 | 1732 | 123.96 | 125.59 | 0.01 | 1.62
2035 | MISO_W_2_MISO_WUMS | MISO_W | MISO_WUMS | Internal | Shoulder | B13 | 600 | 1732 | 961.65 | 116.08 | 116.09 | 0.01 | 0
2035 | MISO_W_2_MISO_WUMS | MISO_W | MISO_WUMS | Internal | Shoulder | B14 | 900 | 1732 | 1732 | 112.36 | 114.79 | 0.01 | 2.41
2035 | MISO_W_2_MISO_WUMS | MISO_W | MISO_WUMS | Internal | Shoulder | B15 | 1203 | 1732 | 1732 | 102.98 | 114.79 | 0.01 | 11.79
2035 | MISO_W_2_MISO_WUMS | MISO_W | MISO_WUMS | Internal | Summer | B1 | 10 | 1732 | 0 | 214.58 | 214.57 | 0.01 | 0
2035 | MISO_W_2_MISO_WUMS | MISO_W | MISO_WUMS | Internal | Summer | B2 | 25 | 1732 | 0 | 212.95 | 212.94 | 0.01 | 0
2035 | MISO_W_2_MISO_WUMS | MISO_W | MISO_WUMS | Internal | Summer | B3 | 75 | 1732 | 0 | 212.46 | 212.44 | 0.01 | 0
2035 | MISO_W_2_MISO_WUMS | MISO_W | MISO_WUMS | Internal | Summer | B4 | 100 | 1732 | 0 | 154.58 | 154.57 | 0.01 | 0
2035 | MISO_W_2_MISO_WUMS | MISO_W | MISO_WUMS | Internal | Summer | B5 | 200 | 1732 | 0 | 151.25 | 151.24 | 0.01 | 0
2035 | MISO_W_2_MISO_WUMS | MISO_W | MISO_WUMS | Internal | Summer | B6 | 300 | 1732 | 0 | 134.87 | 132.23 | 0.01 | 0
2035 | MISO_W_2_MISO_WUMS | MISO_W | MISO_WUMS | Internal | Summer | B7 | 400 | 1732 | 0 | 131.48 | 131.46 | 0.01 | 0
2035 | MISO_W_2_MISO_WUMS | MISO_W | MISO_WUMS | Internal | Summer | B8 | 500 | 1732 | 945.68 | 125.03 | 125.04 | 0.01 | 0
2035 | MISO_W_2_MISO_WUMS | MISO_W | MISO_WUMS | Internal | Summer | B9 | 800 | 1732 | 0 | 113.4 | 113.4 | 0.01 | 0
2035 | MISO_W_2_MISO_WUMS | MISO_W | MISO_WUMS | Internal | Summer | B10 | 1262 | 1732 | 1732 | 108.28 | 113.22 | 0.01 | 4.93
2035 | MISO_W_2_MISO_WUMS | MISO_W | MISO_WUMS | Internal | Winter | B16 | 25 | 1732 | 1732 | 113.38 | 133.41 | 0.01 | 20.01
2035 | MISO_W_2_MISO_WUMS | MISO_W | MISO_WUMS | Internal | Winter | B17 | 100 | 1732 | 1732 | 113.39 | 130.9 | 0.01 | 17.5
2035 | MISO_W_2_MISO_WUMS | MISO_W | MISO_WUMS | Internal | Winter | B18 | 400 | 1732 | 1732 | 114.9 | 119.76 | 0.01 | 4.85
2035 | MISO_W_2_MISO_WUMS | MISO_W | MISO_WUMS | Internal | Winter | B19 | 700 | 1732 | 1732 | 114.9 | 117.75 | 0.01 | 2.83
2035 | MISO_W_2_MISO_WUMS | MISO_W | MISO_WUMS | Internal | Winter | B20 | 935 | 1732 | 1732 | 104.34 | 117.75 | 0.01 | 13.39
2035 | MISO_W_2_NE | MISO_W | NE | Internal | Shoulder | B11 | 25 | 2800 | 0 | 133.38 | 136.13 | 7 | 0
2035 | MISO_W_2_NE | MISO_W | NE | Internal | Shoulder | B12 | 200 | 2800 | 0 | 123.96 | 118.96 | 7 | 0
2035 | MISO_W_2_NE | MISO_W | NE | Internal | Shoulder | B13 | 600 | 2800 | 0 | 116.08 | 117.18 | 7 | 0
2035 | MISO_W_2_NE | MISO_W | NE | Internal | Shoulder | B14 | 900 | 2800 | 0 | 112.36 | 112.36 | 7 | 0
2035 | MISO_W_2_NE | MISO_W | NE | Internal | Shoulder | B15 | 1203 | 2800 | 147.4 | 102.98 | 109.98 | 7 | 0
2035 | MISO_W_2_NE | MISO_W | NE | Internal | Summer | B1 | 10 | 2800 | 0 | 214.58 | 219.95 | 7 | 0
2035 | MISO_W_2_NE | MISO_W | NE | Internal | Summer | B2 | 25 | 2800 | 0 | 212.95 | 212.95 | 7 | 0
2035 | MISO_W_2_NE | MISO_W | NE | Internal | Summer | B3 | 75 | 2800 | 0 | 212.46 | 214.59 | 7 | 0
2035 | MISO_W_2_NE | MISO_W | NE | Internal | Summer | B4 | 100 | 2800 | 0 | 154.58 | 154.58 | 7 | 0
2035 | MISO_W_2_NE | MISO_W | NE | Internal | Summer | B5 | 200 | 2800 | 0 | 151.25 | 151.25 | 7 | 0
2035 | MISO_W_2_NE | MISO_W | NE | Internal | Summer | B6 | 300 | 2800 | 0 | 134.87 | 137.36 | 7 | 0
2035 | MISO_W_2_NE | MISO_W | NE | Internal | Summer | B7 | 400 | 2800 | 0 | 131.48 | 134.62 | 7 | 0
2035 | MISO_W_2_NE | MISO_W | NE | Internal | Summer | B8 | 500 | 2800 | 0 | 125.03 | 126.5 | 7 | 0
2035 | MISO_W_2_NE | MISO_W | NE | Internal | Summer | B9 | 800 | 2800 | 0 | 113.4 | 116.59 | 7 | 0
2035 | MISO_W_2_NE | MISO_W | NE | Internal | Summer | B10 | 1262 | 2800 | 0 | 108.28 | 115.27 | 7 | 0
2035 | MISO_W_2_NE | MISO_W | NE | Internal | Winter | B16 | 25 | 2800 | 305.51 | 113.38 | 120.38 | 7 | 0
2035 | MISO_W_2_NE | MISO_W | NE | Internal | Winter | B17 | 100 | 2800 | 0 | 113.39 | 120.38 | 7 | 0
2035 | MISO_W_2_NE | MISO_W | NE | Internal | Winter | B18 | 400 | 2800 | 0 | 114.9 | 118.73 | 7 | 0
2035 | MISO_W_2_NE | MISO_W | NE | Internal | Winter | B19 | 700 | 2800 | 0 | 114.9 | 114.9 | 7 | 0
2035 | MISO_W_2_NE | MISO_W | NE | Internal | Winter | B20 | 935 | 2800 | 0 | 104.34 | 109.98 | 7 | 0
2035 | MISO_W_2_PJM_ROR | MISO_W | PJM_ROR | Internal | Shoulder | B11 | 25 | 773 | 0 | 133.38 | 131.39 | 2 | 0
2035 | MISO_W_2_PJM_ROR | MISO_W | PJM_ROR | Internal | Shoulder | B12 | 200 | 773 | 773 | 123.96 | 127.6 | 2 | 1.64
2035 | MISO_W_2_PJM_ROR | MISO_W | PJM_ROR | Internal | Shoulder | B13 | 600 | 773 | 773 | 116.08 | 118.09 | 2 | 0.01
2035 | MISO_W_2_PJM_ROR | MISO_W | PJM_ROR | Internal | Shoulder | B14 | 900 | 773 | 773 | 112.36 | 116.46 | 2 | 2.1
2035 | MISO_W_2_PJM_ROR | MISO_W | PJM_ROR | Internal | Shoulder | B15 | 1203 | 773 | 773 | 102.98 | 114.79 | 2 | 9.81
2035 | MISO_W_2_PJM_ROR | MISO_W | PJM_ROR | Internal | Summer | B1 | 10 | 773 | 0 | 214.58 | 212.6 | 2 | 0
2035 | MISO_W_2_PJM_ROR | MISO_W | PJM_ROR | Internal | Summer | B2 | 25 | 773 | 0 | 212.95 | 212.6 | 2 | 0
2035 | MISO_W_2_PJM_ROR | MISO_W | PJM_ROR | Internal | Summer | B3 | 75 | 773 | 0 | 212.46 | 212.6 | 2 | 0
2035 | MISO_W_2_PJM_ROR | MISO_W | PJM_ROR | Internal | Summer | B4 | 100 | 773 | 0 | 154.58 | 156.57 | 2 | 0
2035 | MISO_W_2_PJM_ROR | MISO_W | PJM_ROR | Internal | Summer | B5 | 200 | 773 | 41.46 | 151.25 | 153.25 | 2 | 0
2035 | MISO_W_2_PJM_ROR | MISO_W | PJM_ROR | Internal | Summer | B6 | 300 | 773 | 0 | 134.87 | 134.23 | 2 | 0
2035 | MISO_W_2_PJM_ROR | MISO_W | PJM_ROR | Internal | Summer | B7 | 400 | 773 | 0 | 131.48 | 131.39 | 2 | 0
2035 | MISO_W_2_PJM_ROR | MISO_W | PJM_ROR | Internal | Summer | B8 | 500 | 773 | 773 | 125.03 | 127.04 | 2 | 0.01
2035 | MISO_W_2_PJM_ROR | MISO_W | PJM_ROR | Internal | Summer | B9 | 800 | 773 | 419.04 | 113.4 | 115.4 | 2 | 0
2035 | MISO_W_2_PJM_ROR | MISO_W | PJM_ROR | Internal | Summer | B10 | 1262 | 773 | 773 | 108.28 | 113.16 | 2 | 2.88
2035 | MISO_W_2_PJM_ROR | MISO_W | PJM_ROR | Internal | Winter | B16 | 25 | 773 | 773 | 113.38 | 135.41 | 2 | 20.02
2035 | MISO_W_2_PJM_ROR | MISO_W | PJM_ROR | Internal | Winter | B17 | 100 | 773 | 773 | 113.39 | 132.9 | 2 | 17.51
2035 | MISO_W_2_PJM_ROR | MISO_W | PJM_ROR | Internal | Winter | B18 | 400 | 773 | 773 | 114.9 | 121.76 | 2 | 4.86
2035 | MISO_W_2_PJM_ROR | MISO_W | PJM_ROR | Internal | Winter | B19 | 700 | 773 | 773 | 114.9 | 119.5 | 2 | 2.6
2035 | MISO_W_2_PJM_ROR | MISO_W | PJM_ROR | Internal | Winter | B20 | 935 | 773 | 773 | 104.34 | 115.88 | 2 | 9.54
2035 | MISO_W_2_SPP_N | MISO_W | SPP_N | Internal | Shoulder | B11 | 25 | 3200 | 0 | 133.38 | 136.14 | 7 | 0
2035 | MISO_W_2_SPP_N | MISO_W | SPP_N | Internal | Shoulder | B12 | 200 | 3200 | 0 | 123.96 | 118.96 | 7 | 0
2035 | MISO_W_2_SPP_N | MISO_W | SPP_N | Internal | Shoulder | B13 | 600 | 3200 | 0 | 116.08 | 117.19 | 7 | 0
2035 | MISO_W_2_SPP_N | MISO_W | SPP_N | Internal | Shoulder | B14 | 900 | 3200 | 0 | 112.36 | 112.37 | 7 | 0
2035 | MISO_W_2_SPP_N | MISO_W | SPP_N | Internal | Shoulder | B15 | 1203 | 3200 | 278.65 | 102.98 | 109.98 | 7 | 0
2035 | MISO_W_2_SPP_N | MISO_W | SPP_N | Internal | Summer | B1 | 10 | 3200 | 0 | 214.58 | 209.6 | 7 | 0
2035 | MISO_W_2_SPP_N | MISO_W | SPP_N | Internal | Summer | B2 | 25 | 3200 | 0 | 212.95 | 207.96 | 7 | 0
2035 | MISO_W_2_SPP_N | MISO_W | SPP_N | Internal | Summer | B3 | 75 | 3200 | 0 | 212.46 | 214.58 | 7 | 0
2035 | MISO_W_2_SPP_N | MISO_W | SPP_N | Internal | Summer | B4 | 100 | 3200 | 0 | 154.58 | 149.59 | 7 | 0
2035 | MISO_W_2_SPP_N | MISO_W | SPP_N | Internal | Summer | B5 | 200 | 3200 | 0 | 151.25 | 146.26 | 7 | 0
2035 | MISO_W_2_SPP_N | MISO_W | SPP_N | Internal | Summer | B6 | 300 | 3200 | 0 | 134.87 | 137.35 | 7 | 0
2035 | MISO_W_2_SPP_N | MISO_W | SPP_N | Internal | Summer | B7 | 400 | 3200 | 0 | 131.48 | 134.61 | 7 | 0
2035 | MISO_W_2_SPP_N | MISO_W | SPP_N | Internal | Summer | B8 | 500 | 3200 | 0 | 125.03 | 126.51 | 7 | 0
2035 | MISO_W_2_SPP_N | MISO_W | SPP_N | Internal | Summer | B9 | 800 | 3200 | 0 | 113.4 | 116.6 | 7 | 0
2035 | MISO_W_2_SPP_N | MISO_W | SPP_N | Internal | Summer | B10 | 1262 | 3200 | 16.39 | 108.28 | 115.28 | 7 | 0
2035 | MISO_W_2_SPP_N | MISO_W | SPP_N | Internal | Winter | B16 | 25 | 3200 | 3200 | 113.38 | 120.39 | 7 | 0.01
2035 | MISO_W_2_SPP_N | MISO_W | SPP_N | Internal | Winter | B17 | 100 | 3200 | 1543.17 | 113.39 | 120.39 | 7 | 0
2035 | MISO_W_2_SPP_N | MISO_W | SPP_N | Internal | Winter | B18 | 400 | 3200 | 0 | 114.9 | 118.74 | 7 | 0
2035 | MISO_W_2_SPP_N | MISO_W | SPP_N | Internal | Winter | B19 | 700 | 3200 | 0 | 114.9 | 114.91 | 7 | 0
2035 | MISO_W_2_SPP_N | MISO_W | SPP_N | Internal | Winter | B20 | 935 | 3200 | 0 | 104.34 | 109.98 | 7 | 0
2035 | MISO_WUMS_2_MISO_MI | MISO_WUMS | MISO_MI | Internal | Shoulder | B11 | 25 | 1422 | 1422 | 133.31 | 133.39 | 0.01 | 0.07
2035 | MISO_WUMS_2_MISO_MI | MISO_WUMS | MISO_MI | Internal | Shoulder | B12 | 200 | 1422 | 1156.56 | 125.59 | 125.6 | 0.01 | 0
2035 | MISO_WUMS_2_MISO_MI | MISO_WUMS | MISO_MI | Internal | Shoulder | B13 | 600 | 1422 | 482.97 | 116.09 | 116.1 | 0.01 | 0
2035 | MISO_WUMS_2_MISO_MI | MISO_WUMS | MISO_MI | Internal | Shoulder | B14 | 900 | 1422 | 1422 | 114.79 | 114.86 | 0.01 | 0.06
2035 | MISO_WUMS_2_MISO_MI | MISO_WUMS | MISO_MI | Internal | Shoulder | B15 | 1203 | 1422 | 1422 | 114.79 | 114.86 | 0.01 | 0.06
2035 | MISO_WUMS_2_MISO_MI | MISO_WUMS | MISO_MI | Internal | Summer | B1 | 10 | 1422 | 1422 | 214.57 | 214.6 | 0.01 | 0.01
2035 | MISO_WUMS_2_MISO_MI | MISO_WUMS | MISO_MI | Internal | Summer | B2 | 25 | 1422 | 1422 | 212.94 | 212.96 | 0.01 | 0.01
2035 | MISO_WUMS_2_MISO_MI | MISO_WUMS | MISO_MI | Internal | Summer | B3 | 75 | 1422 | 1270.1 | 212.44 | 212.46 | 0.01 | 0
2035 | MISO_WUMS_2_MISO_MI | MISO_WUMS | MISO_MI | Internal | Summer | B4 | 100 | 1422 | 1280.8 | 154.57 | 154.58 | 0.01 | 0
2035 | MISO_WUMS_2_MISO_MI | MISO_WUMS | MISO_MI | Internal | Summer | B5 | 200 | 1422 | 1422 | 151.24 | 151.26 | 0.01 | 0.01
2035 | MISO_WUMS_2_MISO_MI | MISO_WUMS | MISO_MI | Internal | Summer | B6 | 300 | 1422 | 1422 | 132.23 | 134.89 | 0.01 | 2.65
2035 | MISO_WUMS_2_MISO_MI | MISO_WUMS | MISO_MI | Internal | Summer | B7 | 400 | 1422 | 1422 | 131.46 | 131.49 | 0.01 | 0.01
2035 | MISO_WUMS_2_MISO_MI | MISO_WUMS | MISO_MI | Internal | Summer | B8 | 500 | 1422 | 689.39 | 125.04 | 125.05 | 0.01 | 0
2035 | MISO_WUMS_2_MISO_MI | MISO_WUMS | MISO_MI | Internal | Summer | B9 | 800 | 1422 | 740.46 | 113.4 | 113.41 | 0.01 | 0
2035 | MISO_WUMS_2_MISO_MI | MISO_WUMS | MISO_MI | Internal | Summer | B10 | 1262 | 1422 | 1422 | 113.22 | 113.41 | 0.01 | 0.18
2035 | MISO_WUMS_2_MISO_MI | MISO_WUMS | MISO_MI | Internal | Winter | B16 | 25 | 1422 | 1422 | 133.41 | 136.15 | 0.01 | 2.73
2035 | MISO_WUMS_2_MISO_MI | MISO_WUMS | MISO_MI | Internal | Winter | B17 | 100 | 1422 | 1003.05 | 130.9 | 130.91 | 0.01 | 0
2035 | MISO_WUMS_2_MISO_MI | MISO_WUMS | MISO_MI | Internal | Winter | B18 | 400 | 1422 | 1270.8 | 119.76 | 119.77 | 0.01 | 0
2035 | MISO_WUMS_2_MISO_MI | MISO_WUMS | MISO_MI | Internal | Winter | B19 | 700 | 1422 | 1422 | 117.75 | 117.88 | 0.01 | 0.12
2035 | MISO_WUMS_2_MISO_MI | MISO_WUMS | MISO_MI | Internal | Winter | B20 | 935 | 1422 | 1422 | 117.75 | 117.88 | 0.01 | 0.12
2035 | MISO_WUMS_2_MISO_W | MISO_WUMS | MISO_W | Internal | Shoulder | B11 | 25 | 1240 | 1240 | 133.31 | 133.38 | 0.01 | 0.06
2035 | MISO_WUMS_2_MISO_W | MISO_WUMS | MISO_W | Internal | Shoulder | B12 | 200 | 1240 | 0 | 125.59 | 123.96 | 0.01 | 0
2035 | MISO_WUMS_2_MISO_W | MISO_WUMS | MISO_W | Internal | Shoulder | B13 | 600 | 1240 | 0 | 116.09 | 116.08 | 0.01 | 0
2035 | MISO_WUMS_2_MISO_W | MISO_WUMS | MISO_W | Internal | Shoulder | B14 | 900 | 1240 | 0 | 114.79 | 112.36 | 0.01 | 0
2035 | MISO_WUMS_2_MISO_W | MISO_WUMS | MISO_W | Internal | Shoulder | B15 | 1203 | 1240 | 0 | 114.79 | 102.98 | 0.01 | 0
2035 | MISO_WUMS_2_MISO_W | MISO_WUMS | MISO_W | Internal | Summer | B1 | 10 | 1240 | 453.38 | 214.57 | 214.58 | 0.01 | 0
2035 | MISO_WUMS_2_MISO_W | MISO_WUMS | MISO_W | Internal | Summer | B2 | 25 | 1240 | 424.43 | 212.94 | 212.95 | 0.01 | 0
2035 | MISO_WUMS_2_MISO_W | MISO_WUMS | MISO_W | Internal | Summer | B3 | 75 | 1240 | 926.45 | 212.44 | 212.46 | 0.01 | 0
2035 | MISO_WUMS_2_MISO_W | MISO_WUMS | MISO_W | Internal | Summer | B4 | 100 | 1240 | 498.69 | 154.57 | 154.58 | 0.01 | 0
2035 | MISO_WUMS_2_MISO_W | MISO_WUMS | MISO_W | Internal | Summer | B5 | 200 | 1240 | 91.88 | 151.24 | 151.25 | 0.01 | 0
2035 | MISO_WUMS_2_MISO_W | MISO_WUMS | MISO_W | Internal | Summer | B6 | 300 | 1240 | 1240 | 132.23 | 134.87 | 0.01 | 2.63
2035 | MISO_WUMS_2_MISO_W | MISO_WUMS | MISO_W | Internal | Summer | B7 | 400 | 1240 | 803.54 | 131.46 | 131.48 | 0.01 | 0
2035 | MISO_WUMS_2_MISO_W | MISO_WUMS | MISO_W | Internal | Summer | B8 | 500 | 1240 | 0 | 125.04 | 125.03 | 0.01 | 0
2035 | MISO_WUMS_2_MISO_W | MISO_WUMS | MISO_W | Internal | Summer | B9 | 800 | 1240 | 0 | 113.4 | 113.4 | 0.01 | 0
2035 | MISO_WUMS_2_MISO_W | MISO_WUMS | MISO_W | Internal | Summer | B10 | 1262 | 1240 | 0 | 113.22 | 108.28 | 0.01 | 0
2035 | MISO_WUMS_2_MISO_W | MISO_WUMS | MISO_W | Internal | Winter | B16 | 25 | 1240 | 0 | 133.41 | 113.38 | 0.01 | 0
2035 | MISO_WUMS_2_MISO_W | MISO_WUMS | MISO_W | Internal | Winter | B17 | 100 | 1240 | 0 | 130.9 | 113.39 | 0.01 | 0
2035 | MISO_WUMS_2_MISO_W | MISO_WUMS | MISO_W | Internal | Winter | B18 | 400 | 1240 | 0 | 119.76 | 114.9 | 0.01 | 0
2035 | MISO_WUMS_2_MISO_W | MISO_WUMS | MISO_W | Internal | Winter | B19 | 700 | 1240 | 0 | 117.75 | 114.9 | 0.01 | 0
2035 | MISO_WUMS_2_MISO_W | MISO_WUMS | MISO_W | Internal | Winter | B20 | 935 | 1240 | 0 | 117.75 | 104.34 | 0.01 | 0
2035 | MISO_WUMS_2_PJM_ROR | MISO_WUMS | PJM_ROR | Internal | Shoulder | B11 | 25 | 1600 | 0 | 133.31 | 131.39 | 2 | 0
2035 | MISO_WUMS_2_PJM_ROR | MISO_WUMS | PJM_ROR | Internal | Shoulder | B12 | 200 | 1600 | 1600 | 125.59 | 127.6 | 2 | 0.01
2035 | MISO_WUMS_2_PJM_ROR | MISO_WUMS | PJM_ROR | Internal | Shoulder | B13 | 600 | 1600 | 1157.55 | 116.09 | 118.09 | 2 | 0
2035 | MISO_WUMS_2_PJM_ROR | MISO_WUMS | PJM_ROR | Internal | Shoulder | B14 | 900 | 1600 | 0 | 114.79 | 116.46 | 2 | 0
2035 | MISO_WUMS_2_PJM_ROR | MISO_WUMS | PJM_ROR | Internal | Shoulder | B15 | 1203 | 1600 | 0 | 114.79 | 114.79 | 2 | 0
2035 | MISO_WUMS_2_PJM_ROR | MISO_WUMS | PJM_ROR | Internal | Summer | B1 | 10 | 1600 | 0 | 214.57 | 212.6 | 2 | 0
2035 | MISO_WUMS_2_PJM_ROR | MISO_WUMS | PJM_ROR | Internal | Summer | B2 | 25 | 1600 | 0 | 212.94 | 212.6 | 2 | 0
2035 | MISO_WUMS_2_PJM_ROR | MISO_WUMS | PJM_ROR | Internal | Summer | B3 | 75 | 1600 | 0 | 212.44 | 212.6 | 2 | 0
2035 | MISO_WUMS_2_PJM_ROR | MISO_WUMS | PJM_ROR | Internal | Summer | B4 | 100 | 1600 | 936.72 | 154.57 | 156.57 | 2 | 0
2035 | MISO_WUMS_2_PJM_ROR | MISO_WUMS | PJM_ROR | Internal | Summer | B5 | 200 | 1600 | 1600 | 151.24 | 153.25 | 2 | 0.01
2035 | MISO_WUMS_2_PJM_ROR | MISO_WUMS | PJM_ROR | Internal | Summer | B6 | 300 | 1600 | 104 | 132.23 | 134.23 | 2 | 0
2035 | MISO_WUMS_2_PJM_ROR | MISO_WUMS | PJM_ROR | Internal | Summer | B7 | 400 | 1600 | 0 | 131.46 | 131.39 | 2 | 0
2035 | MISO_WUMS_2_PJM_ROR | MISO_WUMS | PJM_ROR | Internal | Summer | B8 | 500 | 1600 | 1226.8 | 125.04 | 127.04 | 2 | 0
2035 | MISO_WUMS_2_PJM_ROR | MISO_WUMS | PJM_ROR | Internal | Summer | B9 | 800 | 1600 | 72.94 | 113.4 | 115.4 | 2 | 0
2035 | MISO_WUMS_2_PJM_ROR | MISO_WUMS | PJM_ROR | Internal | Summer | B10 | 1262 | 1600 | 0 | 113.22 | 113.16 | 2 | 0
2035 | MISO_WUMS_2_PJM_ROR | MISO_WUMS | PJM_ROR | Internal | Winter | B16 | 25 | 1600 | 429.06 | 133.41 | 135.41 | 2 | 0
2035 | MISO_WUMS_2_PJM_ROR | MISO_WUMS | PJM_ROR | Internal | Winter | B17 | 100 | 1600 | 977.23 | 130.9 | 132.9 | 2 | 0
2035 | MISO_WUMS_2_PJM_ROR | MISO_WUMS | PJM_ROR | Internal | Winter | B18 | 400 | 1600 | 668.23 | 119.76 | 121.76 | 2 | 0
2035 | MISO_WUMS_2_PJM_ROR | MISO_WUMS | PJM_ROR | Internal | Winter | B19 | 700 | 1600 | 0 | 117.75 | 119.5 | 2 | 0
2035 | MISO_WUMS_2_PJM_ROR | MISO_WUMS | PJM_ROR | Internal | Winter | B20 | 935 | 1600 | 0 | 117.75 | 115.88 | 2 | 0
2035 | NE_2_MISO_W | NE | MISO_W | Internal | Shoulder | B11 | 25 | 1600 | 0 | 136.13 | 133.38 | 5 | 0
2035 | NE_2_MISO_W | NE | MISO_W | Internal | Shoulder | B12 | 200 | 1600 | 357.84 | 118.96 | 123.96 | 5 | 0
2035 | NE_2_MISO_W | NE | MISO_W | Internal | Shoulder | B13 | 600 | 1600 | 0 | 117.18 | 116.08 | 5 | 0
2035 | NE_2_MISO_W | NE | MISO_W | Internal | Shoulder | B14 | 900 | 1600 | 0 | 112.36 | 112.36 | 5 | 0
2035 | NE_2_MISO_W | NE | MISO_W | Internal | Shoulder | B15 | 1203 | 1600 | 0 | 109.98 | 102.98 | 5 | 0
2035 | NE_2_MISO_W | NE | MISO_W | Internal | Summer | B1 | 10 | 1600 | 0 | 219.95 | 214.58 | 5 | 0
2035 | NE_2_MISO_W | NE | MISO_W | Internal | Summer | B2 | 25 | 1600 | 0 | 212.95 | 212.95 | 5 | 0
2035 | NE_2_MISO_W | NE | MISO_W | Internal | Summer | B3 | 75 | 1600 | 0 | 214.59 | 212.46 | 5 | 0
2035 | NE_2_MISO_W | NE | MISO_W | Internal | Summer | B4 | 100 | 1600 | 0 | 154.58 | 154.58 | 5 | 0
2035 | NE_2_MISO_W | NE | MISO_W | Internal | Summer | B5 | 200 | 1600 | 0 | 151.25 | 151.25 | 5 | 0
2035 | NE_2_MISO_W | NE | MISO_W | Internal | Summer | B6 | 300 | 1600 | 0 | 137.36 | 134.87 | 5 | 0
2035 | NE_2_MISO_W | NE | MISO_W | Internal | Summer | B7 | 400 | 1600 | 0 | 134.62 | 131.48 | 5 | 0
2035 | NE_2_MISO_W | NE | MISO_W | Internal | Summer | B8 | 500 | 1600 | 0 | 126.5 | 125.03 | 5 | 0
2035 | NE_2_MISO_W | NE | MISO_W | Internal | Summer | B9 | 800 | 1600 | 0 | 116.59 | 113.4 | 5 | 0
2035 | NE_2_MISO_W | NE | MISO_W | Internal | Summer | B10 | 1262 | 1600 | 0 | 115.27 | 108.28 | 5 | 0
2035 | NE_2_MISO_W | NE | MISO_W | Internal | Winter | B16 | 25 | 1600 | 0 | 120.38 | 113.38 | 5 | 0
2035 | NE_2_MISO_W | NE | MISO_W | Internal | Winter | B17 | 100 | 1600 | 0 | 120.38 | 113.39 | 5 | 0
2035 | NE_2_MISO_W | NE | MISO_W | Internal | Winter | B18 | 400 | 1600 | 0 | 118.73 | 114.9 | 5 | 0
2035 | NE_2_MISO_W | NE | MISO_W | Internal | Winter | B19 | 700 | 1600 | 0 | 114.9 | 114.9 | 5 | 0
2035 | NE_2_MISO_W | NE | MISO_W | Internal | Winter | B20 | 935 | 1600 | 0 | 109.98 | 104.34 | 5 | 0
2035 | NE_2_SPP_N | NE | SPP_N | Internal | Shoulder | B11 | 25 | 1802 | 562.37 | 136.13 | 136.14 | 0.01 | 0
2035 | NE_2_SPP_N | NE | SPP_N | Internal | Shoulder | B12 | 200 | 1802 | 0 | 118.96 | 118.96 | 0.01 | 0
2035 | NE_2_SPP_N | NE | SPP_N | Internal | Shoulder | B13 | 600 | 1802 | 776.86 | 117.18 | 117.19 | 0.01 | 0
2035 | NE_2_SPP_N | NE | SPP_N | Internal | Shoulder | B14 | 900 | 1802 | 831.31 | 112.36 | 112.37 | 0.01 | 0
2035 | NE_2_SPP_N | NE | SPP_N | Internal | Shoulder | B15 | 1203 | 1802 | 0 | 109.98 | 109.98 | 0.01 | 0
2035 | NE_2_SPP_N | NE | SPP_N | Internal | Summer | B1 | 10 | 1802 | 0 | 219.95 | 209.6 | 0.01 | 0
2035 | NE_2_SPP_N | NE | SPP_N | Internal | Summer | B2 | 25 | 1802 | 0 | 212.95 | 207.96 | 0.01 | 0
2035 | NE_2_SPP_N | NE | SPP_N | Internal | Summer | B3 | 75 | 1802 | 0 | 214.59 | 214.58 | 0.01 | 0
2035 | NE_2_SPP_N | NE | SPP_N | Internal | Summer | B4 | 100 | 1802 | 0 | 154.58 | 149.59 | 0.01 | 0
2035 | NE_2_SPP_N | NE | SPP_N | Internal | Summer | B5 | 200 | 1802 | 0 | 151.25 | 146.26 | 0.01 | 0
2035 | NE_2_SPP_N | NE | SPP_N | Internal | Summer | B6 | 300 | 1802 | 0 | 137.36 | 137.35 | 0.01 | 0
2035 | NE_2_SPP_N | NE | SPP_N | Internal | Summer | B7 | 400 | 1802 | 0 | 134.62 | 134.61 | 0.01 | 0
2035 | NE_2_SPP_N | NE | SPP_N | Internal | Summer | B8 | 500 | 1802 | 403.76 | 126.5 | 126.51 | 0.01 | 0
2035 | NE_2_SPP_N | NE | SPP_N | Internal | Summer | B9 | 800 | 1802 | 404.37 | 116.59 | 116.6 | 0.01 | 0
2035 | NE_2_SPP_N | NE | SPP_N | Internal | Summer | B10 | 1262 | 1802 | 165.63 | 115.27 | 115.28 | 0.01 | 0
2035 | NE_2_SPP_N | NE | SPP_N | Internal | Winter | B16 | 25 | 1802 | 1394.54 | 120.38 | 120.39 | 0.01 | 0
2035 | NE_2_SPP_N | NE | SPP_N | Internal | Winter | B17 | 100 | 1802 | 1086.93 | 120.38 | 120.39 | 0.01 | 0
2035 | NE_2_SPP_N | NE | SPP_N | Internal | Winter | B18 | 400 | 1802 | 1013.13 | 118.73 | 118.74 | 0.01 | 0
2035 | NE_2_SPP_N | NE | SPP_N | Internal | Winter | B19 | 700 | 1802 | 32.59 | 114.9 | 114.91 | 0.01 | 0
2035 | NE_2_SPP_N | NE | SPP_N | Internal | Winter | B20 | 935 | 1802 | 0 | 109.98 | 109.98 | 0.01 | 0
2035 | NEISO_2_NYISO_A-F | NEISO | NYISO_A-F | Internal | Shoulder | B11 | 25 | 600 | 600 | 82.59 | 106.78 | 3 | 21.19
2035 | NEISO_2_NYISO_A-F | NEISO | NYISO_A-F | Internal | Shoulder | B12 | 200 | 600 | 600 | 82.59 | 106.78 | 3 | 21.19
2035 | NEISO_2_NYISO_A-F | NEISO | NYISO_A-F | Internal | Shoulder | B13 | 600 | 600 | 600 | 82.59 | 106.78 | 3 | 21.19
2035 | NEISO_2_NYISO_A-F | NEISO | NYISO_A-F | Internal | Shoulder | B14 | 900 | 600 | 600 | 82.59 | 106.78 | 3 | 21.19
2035 | NEISO_2_NYISO_A-F | NEISO | NYISO_A-F | Internal | Shoulder | B15 | 1203 | 600 | 600 | 82.59 | 106.78 | 3 | 21.19
2035 | NEISO_2_NYISO_A-F | NEISO | NYISO_A-F | Internal | Summer | B1 | 10 | 600 | 0 | 148.56 | 145.56 | 3 | 0
2035 | NEISO_2_NYISO_A-F | NEISO | NYISO_A-F | Internal | Summer | B2 | 25 | 600 | 0 | 168.55 | 145.56 | 3 | 0
2035 | NEISO_2_NYISO_A-F | NEISO | NYISO_A-F | Internal | Summer | B3 | 75 | 600 | 589.67 | 141.57 | 144.57 | 3 | 0
2035 | NEISO_2_NYISO_A-F | NEISO | NYISO_A-F | Internal | Summer | B4 | 100 | 600 | 498.62 | 129.18 | 132.18 | 3 | 0
2035 | NEISO_2_NYISO_A-F | NEISO | NYISO_A-F | Internal | Summer | B5 | 200 | 600 | 600 | 106.38 | 111.09 | 3 | 1.7
2035 | NEISO_2_NYISO_A-F | NEISO | NYISO_A-F | Internal | Summer | B6 | 300 | 600 | 600 | 106.38 | 111.09 | 3 | 1.7
2035 | NEISO_2_NYISO_A-F | NEISO | NYISO_A-F | Internal | Summer | B7 | 400 | 600 | 600 | 106.38 | 111.09 | 3 | 1.7
2035 | NEISO_2_NYISO_A-F | NEISO | NYISO_A-F | Internal | Summer | B8 | 500 | 600 | 428.39 | 106.38 | 109.38 | 3 | 0
2035 | NEISO_2_NYISO_A-F | NEISO | NYISO_A-F | Internal | Summer | B9 | 800 | 600 | 0 | 104.4 | 107.39 | 3 | 0
2035 | NEISO_2_NYISO_A-F | NEISO | NYISO_A-F | Internal | Summer | B10 | 1262 | 600 | 0 | 104.41 | 107.39 | 3 | 0
2035 | NEISO_2_NYISO_A-F | NEISO | NYISO_A-F | Internal | Winter | B16 | 25 | 600 | 600 | 82.59 | 106.78 | 3 | 21.19
2035 | NEISO_2_NYISO_A-F | NEISO | NYISO_A-F | Internal | Winter | B17 | 100 | 600 | 600 | 82.59 | 106.78 | 3 | 21.19
2035 | NEISO_2_NYISO_A-F | NEISO | NYISO_A-F | Internal | Winter | B18 | 400 | 600 | 600 | 82.59 | 106.78 | 3 | 21.19
2035 | NEISO_2_NYISO_A-F | NEISO | NYISO_A-F | Internal | Winter | B19 | 700 | 600 | 600 | 82.59 | 106.78 | 3 | 21.19
2035 | NEISO_2_NYISO_A-F | NEISO | NYISO_A-F | Internal | Winter | B20 | 935 | 600 | 600 | 82.59 | 106.78 | 3 | 21.19
2035 | NEISO_2_NYISO_G-I | NEISO | NYISO_G-I | Internal | Shoulder | B11 | 25 | 600 | 600 | 82.59 | 123.39 | 3 | 37.8
2035 | NEISO_2_NYISO_G-I | NEISO | NYISO_G-I | Internal | Shoulder | B12 | 200 | 600 | 600 | 82.59 | 119.62 | 3 | 34.03
2035 | NEISO_2_NYISO_G-I | NEISO | NYISO_G-I | Internal | Shoulder | B13 | 600 | 600 | 600 | 82.59 | 110.11 | 3 | 24.52
2035 | NEISO_2_NYISO_G-I | NEISO | NYISO_G-I | Internal | Shoulder | B14 | 900 | 600 | 600 | 82.59 | 108.46 | 3 | 22.87
2035 | NEISO_2_NYISO_G-I | NEISO | NYISO_G-I | Internal | Shoulder | B15 | 1203 | 600 | 600 | 82.59 | 106.79 | 3 | 21.2
2035 | NEISO_2_NYISO_G-I | NEISO | NYISO_G-I | Internal | Summer | B1 | 10 | 600 | 600 | 148.56 | 204.6 | 3 | 53.04
2035 | NEISO_2_NYISO_G-I | NEISO | NYISO_G-I | Internal | Summer | B2 | 25 | 600 | 600 | 168.55 | 204.58 | 3 | 33.03
2035 | NEISO_2_NYISO_G-I | NEISO | NYISO_G-I | Internal | Summer | B3 | 75 | 600 | 600 | 141.57 | 176.18 | 3 | 31.6
2035 | NEISO_2_NYISO_G-I | NEISO | NYISO_G-I | Internal | Summer | B4 | 100 | 600 | 600 | 129.18 | 132.19 | 3 | 0.01
2035 | NEISO_2_NYISO_G-I | NEISO | NYISO_G-I | Internal | Summer | B5 | 200 | 600 | 600 | 106.38 | 132.19 | 3 | 22.81
2035 | NEISO_2_NYISO_G-I | NEISO | NYISO_G-I | Internal | Summer | B6 | 300 | 600 | 600 | 106.38 | 125.83 | 3 | 16.45
2035 | NEISO_2_NYISO_G-I | NEISO | NYISO_G-I | Internal | Summer | B7 | 400 | 600 | 600 | 106.38 | 123.39 | 3 | 14.01
2035 | NEISO_2_NYISO_G-I | NEISO | NYISO_G-I | Internal | Summer | B8 | 500 | 600 | 600 | 106.38 | 119.06 | 3 | 9.68
2035 | NEISO_2_NYISO_G-I | NEISO | NYISO_G-I | Internal | Summer | B9 | 800 | 600 | 554.84 | 104.4 | 107.4 | 3 | 0
2035 | NEISO_2_NYISO_G-I | NEISO | NYISO_G-I | Internal | Summer | B10 | 1262 | 600 | 0 | 104.41 | 107.4 | 3 | 0
2035 | NEISO_2_NYISO_G-I | NEISO | NYISO_G-I | Internal | Winter | B16 | 25 | 600 | 600 | 82.59 | 128.76 | 3 | 43.17
2035 | NEISO_2_NYISO_G-I | NEISO | NYISO_G-I | Internal | Winter | B17 | 100 | 600 | 600 | 82.59 | 124.93 | 3 | 39.34
2035 | NEISO_2_NYISO_G-I | NEISO | NYISO_G-I | Internal | Winter | B18 | 400 | 600 | 600 | 82.59 | 113.78 | 3 | 28.19
2035 | NEISO_2_NYISO_G-I | NEISO | NYISO_G-I | Internal | Winter | B19 | 700 | 600 | 600 | 82.59 | 111.5 | 3 | 25.91
2035 | NEISO_2_NYISO_G-I | NEISO | NYISO_G-I | Internal | Winter | B20 | 935 | 600 | 600 | 82.59 | 106.79 | 3 | 21.2
2035 | NEISO_2_NYISO_J-K | NEISO | NYISO_J-K | Internal | Shoulder | B11 | 25 | 777 | 777 | 82.59 | 123.41 | 3 | 37.82
2035 | NEISO_2_NYISO_J-K | NEISO | NYISO_J-K | Internal | Shoulder | B12 | 200 | 777 | 777 | 82.59 | 119.63 | 3 | 34.04
2035 | NEISO_2_NYISO_J-K | NEISO | NYISO_J-K | Internal | Shoulder | B13 | 600 | 777 | 777 | 82.59 | 110.13 | 3 | 24.54
2035 | NEISO_2_NYISO_J-K | NEISO | NYISO_J-K | Internal | Shoulder | B14 | 900 | 777 | 777 | 82.59 | 108.47 | 3 | 22.88
2035 | NEISO_2_NYISO_J-K | NEISO | NYISO_J-K | Internal | Shoulder | B15 | 1203 | 777 | 777 | 82.59 | 106.8 | 3 | 21.21
2035 | NEISO_2_NYISO_J-K | NEISO | NYISO_J-K | Internal | Summer | B1 | 10 | 777 | 777 | 148.56 | 204.61 | 3 | 53.05
2035 | NEISO_2_NYISO_J-K | NEISO | NYISO_J-K | Internal | Summer | B2 | 25 | 777 | 777 | 168.55 | 204.6 | 3 | 33.04
2035 | NEISO_2_NYISO_J-K | NEISO | NYISO_J-K | Internal | Summer | B3 | 75 | 777 | 777 | 141.57 | 176.19 | 3 | 31.61
2035 | NEISO_2_NYISO_J-K | NEISO | NYISO_J-K | Internal | Summer | B4 | 100 | 777 | 777 | 129.18 | 132.21 | 3 | 0.02
2035 | NEISO_2_NYISO_J-K | NEISO | NYISO_J-K | Internal | Summer | B5 | 200 | 777 | 777 | 106.38 | 132.21 | 3 | 22.82
2035 | NEISO_2_NYISO_J-K | NEISO | NYISO_J-K | Internal | Summer | B6 | 300 | 777 | 777 | 106.38 | 125.84 | 3 | 16.46
2035 | NEISO_2_NYISO_J-K | NEISO | NYISO_J-K | Internal | Summer | B7 | 400 | 777 | 777 | 106.38 | 123.41 | 3 | 14.02
2035 | NEISO_2_NYISO_J-K | NEISO | NYISO_J-K | Internal | Summer | B8 | 500 | 777 | 777 | 106.38 | 119.07 | 3 | 9.69
2035 | NEISO_2_NYISO_J-K | NEISO | NYISO_J-K | Internal | Summer | B9 | 800 | 777 | 777 | 104.4 | 107.41 | 3 | 0.01
2035 | NEISO_2_NYISO_J-K | NEISO | NYISO_J-K | Internal | Summer | B10 | 1262 | 777 | 356.47 | 104.41 | 107.41 | 3 | 0
2035 | NEISO_2_NYISO_J-K | NEISO | NYISO_J-K | Internal | Winter | B16 | 25 | 777 | 777 | 82.59 | 128.77 | 3 | 43.18
2035 | NEISO_2_NYISO_J-K | NEISO | NYISO_J-K | Internal | Winter | B17 | 100 | 777 | 777 | 82.59 | 124.94 | 3 | 39.35
2035 | NEISO_2_NYISO_J-K | NEISO | NYISO_J-K | Internal | Winter | B18 | 400 | 777 | 777 | 82.59 | 113.79 | 3 | 28.2
2035 | NEISO_2_NYISO_J-K | NEISO | NYISO_J-K | Internal | Winter | B19 | 700 | 777 | 777 | 82.59 | 111.51 | 3 | 25.92
2035 | NEISO_2_NYISO_J-K | NEISO | NYISO_J-K | Internal | Winter | B20 | 935 | 777 | 777 | 82.59 | 106.8 | 3 | 21.21
2035 | NonRTO_Midwest_2_MISO_IN | NonRTO_Midwest | MISO_IN | Internal | Shoulder | B11 | 25 | 4450 | 0 | 141.38 | 133.38 | 8 | 0
2035 | NonRTO_Midwest_2_MISO_IN | NonRTO_Midwest | MISO_IN | Internal | Shoulder | B12 | 200 | 4450 | 0 | 118.54 | 123.96 | 8 | 0
2035 | NonRTO_Midwest_2_MISO_IN | NonRTO_Midwest | MISO_IN | Internal | Shoulder | B13 | 600 | 4450 | 0 | 118.54 | 116.09 | 8 | 0
2035 | NonRTO_Midwest_2_MISO_IN | NonRTO_Midwest | MISO_IN | Internal | Shoulder | B14 | 900 | 4450 | 0 | 118.54 | 114.85 | 8 | 0
2035 | NonRTO_Midwest_2_MISO_IN | NonRTO_Midwest | MISO_IN | Internal | Shoulder | B15 | 1203 | 4450 | 0 | 118.54 | 114.85 | 8 | 0
2035 | NonRTO_Midwest_2_MISO_IN | NonRTO_Midwest | MISO_IN | Internal | Summer | B1 | 10 | 4450 | 0 | 219.93 | 214.58 | 8 | 0
2035 | NonRTO_Midwest_2_MISO_IN | NonRTO_Midwest | MISO_IN | Internal | Summer | B2 | 25 | 4450 | 0 | 219.93 | 212.95 | 8 | 0
2035 | NonRTO_Midwest_2_MISO_IN | NonRTO_Midwest | MISO_IN | Internal | Summer | B3 | 75 | 4450 | 55.39 | 204.44 | 212.44 | 8 | 0
2035 | NonRTO_Midwest_2_MISO_IN | NonRTO_Midwest | MISO_IN | Internal | Summer | B4 | 100 | 4450 | 363.01 | 146.57 | 154.57 | 8 | 0
2035 | NonRTO_Midwest_2_MISO_IN | NonRTO_Midwest | MISO_IN | Internal | Summer | B5 | 200 | 4450 | 597.23 | 143.25 | 151.25 | 8 | 0
2035 | NonRTO_Midwest_2_MISO_IN | NonRTO_Midwest | MISO_IN | Internal | Summer | B6 | 300 | 4450 | 950.46 | 126.87 | 134.87 | 8 | 0
2035 | NonRTO_Midwest_2_MISO_IN | NonRTO_Midwest | MISO_IN | Internal | Summer | B7 | 400 | 4450 | 1386.98 | 123.48 | 131.48 | 8 | 0
2035 | NonRTO_Midwest_2_MISO_IN | NonRTO_Midwest | MISO_IN | Internal | Summer | B8 | 500 | 4450 | 936.61 | 117.03 | 125.03 | 8 | 0
2035 | NonRTO_Midwest_2_MISO_IN | NonRTO_Midwest | MISO_IN | Internal | Summer | B9 | 800 | 4450 | 0 | 117.03 | 113.4 | 8 | 0
2035 | NonRTO_Midwest_2_MISO_IN | NonRTO_Midwest | MISO_IN | Internal | Summer | B10 | 1262 | 4450 | 0 | 117.03 | 113.4 | 8 | 0
2035 | NonRTO_Midwest_2_MISO_IN | NonRTO_Midwest | MISO_IN | Internal | Winter | B16 | 25 | 4450 | 0 | 138.71 | 133.42 | 8 | 0
2035 | NonRTO_Midwest_2_MISO_IN | NonRTO_Midwest | MISO_IN | Internal | Winter | B17 | 100 | 4450 | 0 | 121.86 | 128.77 | 8 | 0
2035 | NonRTO_Midwest_2_MISO_IN | NonRTO_Midwest | MISO_IN | Internal | Winter | B18 | 400 | 4450 | 0 | 121.86 | 119.76 | 8 | 0
2035 | NonRTO_Midwest_2_MISO_IN | NonRTO_Midwest | MISO_IN | Internal | Winter | B19 | 700 | 4450 | 0 | 121.86 | 117.87 | 8 | 0
2035 | NonRTO_Midwest_2_MISO_IN | NonRTO_Midwest | MISO_IN | Internal | Winter | B20 | 935 | 4450 | 0 | 121.86 | 117.87 | 8 | 0
2035 | NonRTO_Midwest_2_TVA_Transmission | NonRTO_Midwest | TVA_Transmission | Internal | Shoulder | B11 | 25 | 2400 | 0 | 141.38 | 133.2 | 8 | 0
2035 | NonRTO_Midwest_2_TVA_Transmission | NonRTO_Midwest | TVA_Transmission | Internal | Shoulder | B12 | 200 | 2400 | 0 | 118.54 | 122.16 | 8 | 0
2035 | NonRTO_Midwest_2_TVA_Transmission | NonRTO_Midwest | TVA_Transmission | Internal | Shoulder | B13 | 600 | 2400 | 0 | 118.54 | 120.35 | 8 | 0
2035 | NonRTO_Midwest_2_TVA_Transmission | NonRTO_Midwest | TVA_Transmission | Internal | Shoulder | B14 | 900 | 2400 | 0 | 118.54 | 119.92 | 8 | 0
2035 | NonRTO_Midwest_2_TVA_Transmission | NonRTO_Midwest | TVA_Transmission | Internal | Shoulder | B15 | 1203 | 2400 | 0 | 118.54 | 119.24 | 8 | 0
2035 | NonRTO_Midwest_2_TVA_Transmission | NonRTO_Midwest | TVA_Transmission | Internal | Summer | B1 | 10 | 2400 | 0 | 219.93 | 218.6 | 8 | 0
2035 | NonRTO_Midwest_2_TVA_Transmission | NonRTO_Midwest | TVA_Transmission | Internal | Summer | B2 | 25 | 2400 | 0 | 219.93 | 218.6 | 8 | 0
2035 | NonRTO_Midwest_2_TVA_Transmission | NonRTO_Midwest | TVA_Transmission | Internal | Summer | B3 | 75 | 2400 | 0 | 204.44 | 209.55 | 8 | 0
2035 | NonRTO_Midwest_2_TVA_Transmission | NonRTO_Midwest | TVA_Transmission | Internal | Summer | B4 | 100 | 2400 | 0 | 146.57 | 147.57 | 8 | 0
2035 | NonRTO_Midwest_2_TVA_Transmission | NonRTO_Midwest | TVA_Transmission | Internal | Summer | B5 | 200 | 2400 | 0 | 143.25 | 146.04 | 8 | 0
2035 | NonRTO_Midwest_2_TVA_Transmission | NonRTO_Midwest | TVA_Transmission | Internal | Summer | B6 | 300 | 2400 | 0 | 126.87 | 131.28 | 8 | 0
2035 | NonRTO_Midwest_2_TVA_Transmission | NonRTO_Midwest | TVA_Transmission | Internal | Summer | B7 | 400 | 2400 | 0 | 123.48 | 127.59 | 8 | 0
2035 | NonRTO_Midwest_2_TVA_Transmission | NonRTO_Midwest | TVA_Transmission | Internal | Summer | B8 | 500 | 2400 | 0 | 117.03 | 121.49 | 8 | 0
2035 | NonRTO_Midwest_2_TVA_Transmission | NonRTO_Midwest | TVA_Transmission | Internal | Summer | B9 | 800 | 2400 | 0 | 117.03 | 118.58 | 8 | 0
2035 | NonRTO_Midwest_2_TVA_Transmission | NonRTO_Midwest | TVA_Transmission | Internal | Summer | B10 | 1262 | 2400 | 0 | 117.03 | 108.89 | 8 | 0
2035 | NonRTO_Midwest_2_TVA_Transmission | NonRTO_Midwest | TVA_Transmission | Internal | Winter | B16 | 25 | 2400 | 0 | 138.71 | 132.85 | 8 | 0
2035 | NonRTO_Midwest_2_TVA_Transmission | NonRTO_Midwest | TVA_Transmission | Internal | Winter | B17 | 100 | 2400 | 0 | 121.86 | 126.15 | 8 | 0
2035 | NonRTO_Midwest_2_TVA_Transmission | NonRTO_Midwest | TVA_Transmission | Internal | Winter | B18 | 400 | 2400 | 0 | 121.86 | 123.54 | 8 | 0
2035 | NonRTO_Midwest_2_TVA_Transmission | NonRTO_Midwest | TVA_Transmission | Internal | Winter | B19 | 700 | 2400 | 0 | 121.86 | 122.86 | 8 | 0
2035 | NonRTO_Midwest_2_TVA_Transmission | NonRTO_Midwest | TVA_Transmission | Internal | Winter | B20 | 935 | 2400 | 0 | 121.86 | 121.37 | 8 | 0
2035 | NYISO_A-F_2_NEISO | NYISO_A-F | NEISO | Internal | Shoulder | B11 | 25 | 600 | 0 | 106.78 | 82.59 | 3 | 0
2035 | NYISO_A-F_2_NEISO | NYISO_A-F | NEISO | Internal | Shoulder | B12 | 200 | 600 | 0 | 106.78 | 82.59 | 3 | 0
2035 | NYISO_A-F_2_NEISO | NYISO_A-F | NEISO | Internal | Shoulder | B13 | 600 | 600 | 0 | 106.78 | 82.59 | 3 | 0
2035 | NYISO_A-F_2_NEISO | NYISO_A-F | NEISO | Internal | Shoulder | B14 | 900 | 600 | 0 | 106.78 | 82.59 | 3 | 0
2035 | NYISO_A-F_2_NEISO | NYISO_A-F | NEISO | Internal | Shoulder | B15 | 1203 | 600 | 0 | 106.78 | 82.59 | 3 | 0
2035 | NYISO_A-F_2_NEISO | NYISO_A-F | NEISO | Internal | Summer | B1 | 10 | 600 | 543.53 | 145.56 | 148.56 | 3 | 0
2035 | NYISO_A-F_2_NEISO | NYISO_A-F | NEISO | Internal | Summer | B2 | 25 | 600 | 600 | 145.56 | 168.55 | 3 | 20
2035 | NYISO_A-F_2_NEISO | NYISO_A-F | NEISO | Internal | Summer | B3 | 75 | 600 | 0 | 144.57 | 141.57 | 3 | 0
2035 | NYISO_A-F_2_NEISO | NYISO_A-F | NEISO | Internal | Summer | B4 | 100 | 600 | 0 | 132.18 | 129.18 | 3 | 0
2035 | NYISO_A-F_2_NEISO | NYISO_A-F | NEISO | Internal | Summer | B5 | 200 | 600 | 0 | 111.09 | 106.38 | 3 | 0
2035 | NYISO_A-F_2_NEISO | NYISO_A-F | NEISO | Internal | Summer | B6 | 300 | 600 | 0 | 111.09 | 106.38 | 3 | 0
2035 | NYISO_A-F_2_NEISO | NYISO_A-F | NEISO | Internal | Summer | B7 | 400 | 600 | 0 | 111.09 | 106.38 | 3 | 0
2035 | NYISO_A-F_2_NEISO | NYISO_A-F | NEISO | Internal | Summer | B8 | 500 | 600 | 0 | 109.38 | 106.38 | 3 | 0
2035 | NYISO_A-F_2_NEISO | NYISO_A-F | NEISO | Internal | Summer | B9 | 800 | 600 | 0 | 107.39 | 104.4 | 3 | 0
2035 | NYISO_A-F_2_NEISO | NYISO_A-F | NEISO | Internal | Summer | B10 | 1262 | 600 | 0 | 107.39 | 104.41 | 3 | 0
2035 | NYISO_A-F_2_NEISO | NYISO_A-F | NEISO | Internal | Winter | B16 | 25 | 600 | 0 | 106.78 | 82.59 | 3 | 0
2035 | NYISO_A-F_2_NEISO | NYISO_A-F | NEISO | Internal | Winter | B17 | 100 | 600 | 0 | 106.78 | 82.59 | 3 | 0
2035 | NYISO_A-F_2_NEISO | NYISO_A-F | NEISO | Internal | Winter | B18 | 400 | 600 | 0 | 106.78 | 82.59 | 3 | 0
2035 | NYISO_A-F_2_NEISO | NYISO_A-F | NEISO | Internal | Winter | B19 | 700 | 600 | 0 | 106.78 | 82.59 | 3 | 0
2035 | NYISO_A-F_2_NEISO | NYISO_A-F | NEISO | Internal | Winter | B20 | 935 | 600 | 0 | 106.78 | 82.59 | 3 | 0
2035 | NYISO_A-F_2_NYISO_G-I | NYISO_A-F | NYISO_G-I | Internal | Shoulder | B11 | 25 | 5843 | 5843 | 106.78 | 123.39 | 0.01 | 16.61
2035 | NYISO_A-F_2_NYISO_G-I | NYISO_A-F | NYISO_G-I | Internal | Shoulder | B12 | 200 | 5843 | 5843 | 106.78 | 119.62 | 0.01 | 12.83
2035 | NYISO_A-F_2_NYISO_G-I | NYISO_A-F | NYISO_G-I | Internal | Shoulder | B13 | 600 | 5843 | 5843 | 106.78 | 110.11 | 0.01 | 3.33
2035 | NYISO_A-F_2_NYISO_G-I | NYISO_A-F | NYISO_G-I | Internal | Shoulder | B14 | 900 | 5843 | 5843 | 106.78 | 108.46 | 0.01 | 1.67
2035 | NYISO_A-F_2_NYISO_G-I | NYISO_A-F | NYISO_G-I | Internal | Shoulder | B15 | 1203 | 5843 | 4678.36 | 106.78 | 106.79 | 0.01 | 0
2035 | NYISO_A-F_2_NYISO_G-I | NYISO_A-F | NYISO_G-I | Internal | Summer | B1 | 10 | 5843 | 5843 | 145.56 | 204.6 | 0.01 | 59.03
2035 | NYISO_A-F_2_NYISO_G-I | NYISO_A-F | NYISO_G-I | Internal | Summer | B2 | 25 | 5843 | 5843 | 145.56 | 204.58 | 0.01 | 59.01
2035 | NYISO_A-F_2_NYISO_G-I | NYISO_A-F | NYISO_G-I | Internal | Summer | B3 | 75 | 5843 | 5843 | 144.57 | 176.18 | 0.01 | 31.59
2035 | NYISO_A-F_2_NYISO_G-I | NYISO_A-F | NYISO_G-I | Internal | Summer | B4 | 100 | 5843 | 5808.13 | 132.18 | 132.19 | 0.01 | 0
2035 | NYISO_A-F_2_NYISO_G-I | NYISO_A-F | NYISO_G-I | Internal | Summer | B5 | 200 | 5843 | 5843 | 111.09 | 132.19 | 0.01 | 21.09
2035 | NYISO_A-F_2_NYISO_G-I | NYISO_A-F | NYISO_G-I | Internal | Summer | B6 | 300 | 5843 | 5843 | 111.09 | 125.83 | 0.01 | 14.73
2035 | NYISO_A-F_2_NYISO_G-I | NYISO_A-F | NYISO_G-I | Internal | Summer | B7 | 400 | 5843 | 5843 | 111.09 | 123.39 | 0.01 | 12.29
2035 | NYISO_A-F_2_NYISO_G-I | NYISO_A-F | NYISO_G-I | Internal | Summer | B8 | 500 | 5843 | 5843 | 109.38 | 119.06 | 0.01 | 9.67
2035 | NYISO_A-F_2_NYISO_G-I | NYISO_A-F | NYISO_G-I | Internal | Summer | B9 | 800 | 5843 | 4909.21 | 107.39 | 107.4 | 0.01 | 0
2035 | NYISO_A-F_2_NYISO_G-I | NYISO_A-F | NYISO_G-I | Internal | Summer | B10 | 1262 | 5843 | 3607.14 | 107.39 | 107.4 | 0.01 | 0
2035 | NYISO_A-F_2_NYISO_G-I | NYISO_A-F | NYISO_G-I | Internal | Winter | B16 | 25 | 5843 | 5843 | 106.78 | 128.76 | 0.01 | 21.97
2035 | NYISO_A-F_2_NYISO_G-I | NYISO_A-F | NYISO_G-I | Internal | Winter | B17 | 100 | 5843 | 5843 | 106.78 | 124.93 | 0.01 | 18.14
2035 | NYISO_A-F_2_NYISO_G-I | NYISO_A-F | NYISO_G-I | Internal | Winter | B18 | 400 | 5843 | 5843 | 106.78 | 113.78 | 0.01 | 6.99
2035 | NYISO_A-F_2_NYISO_G-I | NYISO_A-F | NYISO_G-I | Internal | Winter | B19 | 700 | 5843 | 5843 | 106.78 | 111.5 | 0.01 | 4.71
2035 | NYISO_A-F_2_NYISO_G-I | NYISO_A-F | NYISO_G-I | Internal | Winter | B20 | 935 | 5843 | 5221.85 | 106.78 | 106.79 | 0.01 | 0
2035 | NYISO_A-F_2_PJM_ROM | NYISO_A-F | PJM_ROM | Internal | Shoulder | B11 | 25 | 1000 | 1000 | 106.78 | 131.41 | 8 | 16.63
2035 | NYISO_A-F_2_PJM_ROM | NYISO_A-F | PJM_ROM | Internal | Shoulder | B12 | 200 | 1000 | 1000 | 106.78 | 127.61 | 8 | 12.83
2035 | NYISO_A-F_2_PJM_ROM | NYISO_A-F | PJM_ROM | Internal | Shoulder | B13 | 600 | 1000 | 1000 | 106.78 | 118.1 | 8 | 3.33
2035 | NYISO_A-F_2_PJM_ROM | NYISO_A-F | PJM_ROM | Internal | Shoulder | B14 | 900 | 1000 | 1000 | 106.78 | 116.47 | 8 | 1.69
2035 | NYISO_A-F_2_PJM_ROM | NYISO_A-F | PJM_ROM | Internal | Shoulder | B15 | 1203 | 1000 | 1000 | 106.78 | 114.8 | 8 | 0.02
2035 | NYISO_A-F_2_PJM_ROM | NYISO_A-F | PJM_ROM | Internal | Summer | B1 | 10 | 1000 | 1000 | 145.56 | 212.61 | 8 | 59.05
2035 | NYISO_A-F_2_PJM_ROM | NYISO_A-F | PJM_ROM | Internal | Summer | B2 | 25 | 1000 | 1000 | 145.56 | 212.61 | 8 | 59.05
2035 | NYISO_A-F_2_PJM_ROM | NYISO_A-F | PJM_ROM | Internal | Summer | B3 | 75 | 1000 | 1000 | 144.57 | 212.58 | 8 | 60.01
2035 | NYISO_A-F_2_PJM_ROM | NYISO_A-F | PJM_ROM | Internal | Summer | B4 | 100 | 1000 | 1000 | 132.18 | 156.58 | 8 | 16.4
2035 | NYISO_A-F_2_PJM_ROM | NYISO_A-F | PJM_ROM | Internal | Summer | B5 | 200 | 1000 | 1000 | 111.09 | 153.26 | 8 | 34.18
2035 | NYISO_A-F_2_PJM_ROM | NYISO_A-F | PJM_ROM | Internal | Summer | B6 | 300 | 1000 | 1000 | 111.09 | 134.24 | 8 | 15.15
2035 | NYISO_A-F_2_PJM_ROM | NYISO_A-F | PJM_ROM | Internal | Summer | B7 | 400 | 1000 | 1000 | 111.09 | 131.41 | 8 | 12.32
2035 | NYISO_A-F_2_PJM_ROM | NYISO_A-F | PJM_ROM | Internal | Summer | B8 | 500 | 1000 | 1000 | 109.38 | 127.05 | 8 | 9.67
2035 | NYISO_A-F_2_PJM_ROM | NYISO_A-F | PJM_ROM | Internal | Summer | B9 | 800 | 1000 | 1000 | 107.39 | 115.41 | 8 | 0.02
2035 | NYISO_A-F_2_PJM_ROM | NYISO_A-F | PJM_ROM | Internal | Summer | B10 | 1262 | 1000 | 0 | 107.39 | 113.17 | 8 | 0
2035 | NYISO_A-F_2_PJM_ROM | NYISO_A-F | PJM_ROM | Internal | Winter | B16 | 25 | 1000 | 1000 | 106.78 | 136.75 | 8 | 21.97
2035 | NYISO_A-F_2_PJM_ROM | NYISO_A-F | PJM_ROM | Internal | Winter | B17 | 100 | 1000 | 1000 | 106.78 | 132.91 | 8 | 18.14
2035 | NYISO_A-F_2_PJM_ROM | NYISO_A-F | PJM_ROM | Internal | Winter | B18 | 400 | 1000 | 1000 | 106.78 | 121.77 | 8 | 6.99
2035 | NYISO_A-F_2_PJM_ROM | NYISO_A-F | PJM_ROM | Internal | Winter | B19 | 700 | 1000 | 1000 | 106.78 | 119.51 | 8 | 4.73
2035 | NYISO_A-F_2_PJM_ROM | NYISO_A-F | PJM_ROM | Internal | Winter | B20 | 935 | 1000 | 1000 | 106.78 | 115.89 | 8 | 1.11
2035 | NYISO_G-I_2_NYISO_J-K | NYISO_G-I | NYISO_J-K | Internal | Shoulder | B11 | 25 | 6130 | 5008.32 | 123.39 | 123.41 | 0.01 | 0
2035 | NYISO_G-I_2_NYISO_J-K | NYISO_G-I | NYISO_J-K | Internal | Shoulder | B12 | 200 | 6130 | 4494.83 | 119.62 | 119.63 | 0.01 | 0
2035 | NYISO_G-I_2_NYISO_J-K | NYISO_G-I | NYISO_J-K | Internal | Shoulder | B13 | 600 | 6130 | 5175.46 | 110.11 | 110.13 | 0.01 | 0
2035 | NYISO_G-I_2_NYISO_J-K | NYISO_G-I | NYISO_J-K | Internal | Shoulder | B14 | 900 | 6130 | 4853.22 | 108.46 | 108.47 | 0.01 | 0
2035 | NYISO_G-I_2_NYISO_J-K | NYISO_G-I | NYISO_J-K | Internal | Shoulder | B15 | 1203 | 6130 | 3610.1 | 106.79 | 106.8 | 0.01 | 0
2035 | NYISO_G-I_2_NYISO_J-K | NYISO_G-I | NYISO_J-K | Internal | Summer | B1 | 10 | 6130 | 4211.11 | 204.6 | 204.61 | 0.01 | 0
2035 | NYISO_G-I_2_NYISO_J-K | NYISO_G-I | NYISO_J-K | Internal | Summer | B2 | 25 | 6130 | 4163.18 | 204.58 | 204.6 | 0.01 | 0
2035 | NYISO_G-I_2_NYISO_J-K | NYISO_G-I | NYISO_J-K | Internal | Summer | B3 | 75 | 6130 | 4447.33 | 176.18 | 176.19 | 0.01 | 0
2035 | NYISO_G-I_2_NYISO_J-K | NYISO_G-I | NYISO_J-K | Internal | Summer | B4 | 100 | 6130 | 4586.07 | 132.19 | 132.21 | 0.01 | 0
2035 | NYISO_G-I_2_NYISO_J-K | NYISO_G-I | NYISO_J-K | Internal | Summer | B5 | 200 | 6130 | 4726.5 | 132.19 | 132.21 | 0.01 | 0
2035 | NYISO_G-I_2_NYISO_J-K | NYISO_G-I | NYISO_J-K | Internal | Summer | B6 | 300 | 6130 | 4498.54 | 125.83 | 125.84 | 0.01 | 0
2035 | NYISO_G-I_2_NYISO_J-K | NYISO_G-I | NYISO_J-K | Internal | Summer | B7 | 400 | 6130 | 5550.01 | 123.39 | 123.41 | 0.01 | 0
2035 | NYISO_G-I_2_NYISO_J-K | NYISO_G-I | NYISO_J-K | Internal | Summer | B8 | 500 | 6130 | 5065.57 | 119.06 | 119.07 | 0.01 | 0
2035 | NYISO_G-I_2_NYISO_J-K | NYISO_G-I | NYISO_J-K | Internal | Summer | B9 | 800 | 6130 | 4417.5 | 107.4 | 107.41 | 0.01 | 0
2035 | NYISO_G-I_2_NYISO_J-K | NYISO_G-I | NYISO_J-K | Internal | Summer | B10 | 1262 | 6130 | 3517.16 | 107.4 | 107.41 | 0.01 | 0
2035 | NYISO_G-I_2_NYISO_J-K | NYISO_G-I | NYISO_J-K | Internal | Winter | B16 | 25 | 6130 | 5040.58 | 128.76 | 128.77 | 0.01 | 0
2035 | NYISO_G-I_2_NYISO_J-K | NYISO_G-I | NYISO_J-K | Internal | Winter | B17 | 100 | 6130 | 4778.98 | 124.93 | 124.94 | 0.01 | 0
2035 | NYISO_G-I_2_NYISO_J-K | NYISO_G-I | NYISO_J-K | Internal | Winter | B18 | 400 | 6130 | 5497.01 | 113.78 | 113.79 | 0.01 | 0
2035 | NYISO_G-I_2_NYISO_J-K | NYISO_G-I | NYISO_J-K | Internal | Winter | B19 | 700 | 6130 | 5164.51 | 111.5 | 111.51 | 0.01 | 0
2035 | NYISO_G-I_2_NYISO_J-K | NYISO_G-I | NYISO_J-K | Internal | Winter | B20 | 935 | 6130 | 4243.36 | 106.79 | 106.8 | 0.01 | 0
2035 | NYISO_G-I_2_PJM_E | NYISO_G-I | PJM_E | Internal | Shoulder | B11 | 25 | 1500 | 691.39 | 123.39 | 131.39 | 8 | 0
2035 | NYISO_G-I_2_PJM_E | NYISO_G-I | PJM_E | Internal | Shoulder | B12 | 200 | 1500 | 1221.94 | 119.62 | 127.62 | 8 | 0
2035 | NYISO_G-I_2_PJM_E | NYISO_G-I | PJM_E | Internal | Shoulder | B13 | 600 | 1500 | 625.41 | 110.11 | 118.11 | 8 | 0
2035 | NYISO_G-I_2_PJM_E | NYISO_G-I | PJM_E | Internal | Shoulder | B14 | 900 | 1500 | 1060.22 | 108.46 | 116.46 | 8 | 0
2035 | NYISO_G-I_2_PJM_E | NYISO_G-I | PJM_E | Internal | Shoulder | B15 | 1203 | 1500 | 1446.53 | 106.79 | 114.79 | 8 | 0
2035 | NYISO_G-I_2_PJM_E | NYISO_G-I | PJM_E | Internal | Summer | B1 | 10 | 1500 | 1365.31 | 204.6 | 212.6 | 8 | 0
2035 | NYISO_G-I_2_PJM_E | NYISO_G-I | PJM_E | Internal | Summer | B2 | 25 | 1500 | 1500 | 204.58 | 212.6 | 8 | 0.01
2035 | NYISO_G-I_2_PJM_E | NYISO_G-I | PJM_E | Internal | Summer | B3 | 75 | 1500 | 1500 | 176.18 | 212.57 | 8 | 28.4
2035 | NYISO_G-I_2_PJM_E | NYISO_G-I | PJM_E | Internal | Summer | B4 | 100 | 1500 | 1500 | 132.19 | 156.57 | 8 | 16.37
2035 | NYISO_G-I_2_PJM_E | NYISO_G-I | PJM_E | Internal | Summer | B5 | 200 | 1500 | 1500 | 132.19 | 153.25 | 8 | 13.06
2035 | NYISO_G-I_2_PJM_E | NYISO_G-I | PJM_E | Internal | Summer | B6 | 300 | 1500 | 1500 | 125.83 | 134.23 | 8 | 0.4
2035 | NYISO_G-I_2_PJM_E | NYISO_G-I | PJM_E | Internal | Summer | B7 | 400 | 1500 | 210.13 | 123.39 | 131.39 | 8 | 0
2035 | NYISO_G-I_2_PJM_E | NYISO_G-I | PJM_E | Internal | Summer | B8 | 500 | 1500 | 805.77 | 119.06 | 127.06 | 8 | 0
2035 | NYISO_G-I_2_PJM_E | NYISO_G-I | PJM_E | Internal | Summer | B9 | 800 | 1500 | 636.45 | 107.4 | 115.4 | 8 | 0
2035 | NYISO_G-I_2_PJM_E | NYISO_G-I | PJM_E | Internal | Summer | B10 | 1262 | 1500 | 0 | 107.4 | 113.16 | 8 | 0
2035 | NYISO_G-I_2_PJM_E | NYISO_G-I | PJM_E | Internal | Winter | B16 | 25 | 1500 | 769.57 | 128.76 | 136.76 | 8 | 0
2035 | NYISO_G-I_2_PJM_E | NYISO_G-I | PJM_E | Internal | Winter | B17 | 100 | 1500 | 1116.63 | 124.93 | 132.93 | 8 | 0
2035 | NYISO_G-I_2_PJM_E | NYISO_G-I | PJM_E | Internal | Winter | B18 | 400 | 1500 | 437.58 | 113.78 | 121.78 | 8 | 0
2035 | NYISO_G-I_2_PJM_E | NYISO_G-I | PJM_E | Internal | Winter | B19 | 700 | 1500 | 891.65 | 111.5 | 119.5 | 8 | 0
2035 | NYISO_G-I_2_PJM_E | NYISO_G-I | PJM_E | Internal | Winter | B20 | 935 | 1500 | 1500 | 106.79 | 115.88 | 8 | 1.09
2035 | NYISO_J-K_2_PJM_E | NYISO_J-K | PJM_E | Internal | Shoulder | B11 | 25 | 330 | 0 | 123.41 | 131.39 | 8 | 0
2035 | NYISO_J-K_2_PJM_E | NYISO_J-K | PJM_E | Internal | Shoulder | B12 | 200 | 330 | 0 | 119.63 | 127.62 | 8 | 0
2035 | NYISO_J-K_2_PJM_E | NYISO_J-K | PJM_E | Internal | Shoulder | B13 | 600 | 330 | 0 | 110.13 | 118.11 | 8 | 0
2035 | NYISO_J-K_2_PJM_E | NYISO_J-K | PJM_E | Internal | Shoulder | B14 | 900 | 330 | 0 | 108.47 | 116.46 | 8 | 0
2035 | NYISO_J-K_2_PJM_E | NYISO_J-K | PJM_E | Internal | Shoulder | B15 | 1203 | 330 | 0 | 106.8 | 114.79 | 8 | 0
2035 | NYISO_J-K_2_PJM_E | NYISO_J-K | PJM_E | Internal | Summer | B1 | 10 | 330 | 0 | 204.61 | 212.6 | 8 | 0
2035 | NYISO_J-K_2_PJM_E | NYISO_J-K | PJM_E | Internal | Summer | B2 | 25 | 330 | 260.57 | 204.6 | 212.6 | 8 | 0
2035 | NYISO_J-K_2_PJM_E | NYISO_J-K | PJM_E | Internal | Summer | B3 | 75 | 330 | 330 | 176.19 | 212.57 | 8 | 28.38
2035 | NYISO_J-K_2_PJM_E | NYISO_J-K | PJM_E | Internal | Summer | B4 | 100 | 330 | 330 | 132.21 | 156.57 | 8 | 16.36
2035 | NYISO_J-K_2_PJM_E | NYISO_J-K | PJM_E | Internal | Summer | B5 | 200 | 330 | 330 | 132.21 | 153.25 | 8 | 13.05
2035 | NYISO_J-K_2_PJM_E | NYISO_J-K | PJM_E | Internal | Summer | B6 | 300 | 330 | 330 | 125.84 | 134.23 | 8 | 0.39
2035 | NYISO_J-K_2_PJM_E | NYISO_J-K | PJM_E | Internal | Summer | B7 | 400 | 330 | 0 | 123.41 | 131.39 | 8 | 0
2035 | NYISO_J-K_2_PJM_E | NYISO_J-K | PJM_E | Internal | Summer | B8 | 500 | 330 | 0 | 119.07 | 127.06 | 8 | 0
2035 | NYISO_J-K_2_PJM_E | NYISO_J-K | PJM_E | Internal | Summer | B9 | 800 | 330 | 0 | 107.41 | 115.4 | 8 | 0
2035 | NYISO_J-K_2_PJM_E | NYISO_J-K | PJM_E | Internal | Summer | B10 | 1262 | 330 | 0 | 107.41 | 113.16 | 8 | 0
2035 | NYISO_J-K_2_PJM_E | NYISO_J-K | PJM_E | Internal | Winter | B16 | 25 | 330 | 0 | 128.77 | 136.76 | 8 | 0
2035 | NYISO_J-K_2_PJM_E | NYISO_J-K | PJM_E | Internal | Winter | B17 | 100 | 330 | 0 | 124.94 | 132.93 | 8 | 0
2035 | NYISO_J-K_2_PJM_E | NYISO_J-K | PJM_E | Internal | Winter | B18 | 400 | 330 | 0 | 113.79 | 121.78 | 8 | 0
2035 | NYISO_J-K_2_PJM_E | NYISO_J-K | PJM_E | Internal | Winter | B19 | 700 | 330 | 0 | 111.51 | 119.5 | 8 | 0
2035 | NYISO_J-K_2_PJM_E | NYISO_J-K | PJM_E | Internal | Winter | B20 | 935 | 330 | 330 | 106.8 | 115.88 | 8 | 1.08
2035 | PJM_E_2_NYISO_G-I | PJM_E | NYISO_G-I | Internal | Shoulder | B11 | 25 | 500 | 0 | 131.39 | 123.39 | 6 | 0
2035 | PJM_E_2_NYISO_G-I | PJM_E | NYISO_G-I | Internal | Shoulder | B12 | 200 | 500 | 0 | 127.62 | 119.62 | 6 | 0
2035 | PJM_E_2_NYISO_G-I | PJM_E | NYISO_G-I | Internal | Shoulder | B13 | 600 | 500 | 0 | 118.11 | 110.11 | 6 | 0
2035 | PJM_E_2_NYISO_G-I | PJM_E | NYISO_G-I | Internal | Shoulder | B14 | 900 | 500 | 0 | 116.46 | 108.46 | 6 | 0
2035 | PJM_E_2_NYISO_G-I | PJM_E | NYISO_G-I | Internal | Shoulder | B15 | 1203 | 500 | 0 | 114.79 | 106.79 | 6 | 0
2035 | PJM_E_2_NYISO_G-I | PJM_E | NYISO_G-I | Internal | Summer | B1 | 10 | 500 | 0 | 212.6 | 204.6 | 6 | 0
2035 | PJM_E_2_NYISO_G-I | PJM_E | NYISO_G-I | Internal | Summer | B2 | 25 | 500 | 0 | 212.6 | 204.58 | 6 | 0
2035 | PJM_E_2_NYISO_G-I | PJM_E | NYISO_G-I | Internal | Summer | B3 | 75 | 500 | 0 | 212.57 | 176.18 | 6 | 0
2035 | PJM_E_2_NYISO_G-I | PJM_E | NYISO_G-I | Internal | Summer | B4 | 100 | 500 | 0 | 156.57 | 132.19 | 6 | 0
2035 | PJM_E_2_NYISO_G-I | PJM_E | NYISO_G-I | Internal | Summer | B5 | 200 | 500 | 0 | 153.25 | 132.19 | 6 | 0
2035 | PJM_E_2_NYISO_G-I | PJM_E | NYISO_G-I | Internal | Summer | B6 | 300 | 500 | 0 | 134.23 | 125.83 | 6 | 0
2035 | PJM_E_2_NYISO_G-I | PJM_E | NYISO_G-I | Internal | Summer | B7 | 400 | 500 | 0 | 131.39 | 123.39 | 6 | 0
2035 | PJM_E_2_NYISO_G-I | PJM_E | NYISO_G-I | Internal | Summer | B8 | 500 | 500 | 0 | 127.06 | 119.06 | 6 | 0
2035 | PJM_E_2_NYISO_G-I | PJM_E | NYISO_G-I | Internal | Summer | B9 | 800 | 500 | 0 | 115.4 | 107.4 | 6 | 0
2035 | PJM_E_2_NYISO_G-I | PJM_E | NYISO_G-I | Internal | Summer | B10 | 1262 | 500 | 0 | 113.16 | 107.4 | 6 | 0
2035 | PJM_E_2_NYISO_G-I | PJM_E | NYISO_G-I | Internal | Winter | B16 | 25 | 500 | 0 | 136.76 | 128.76 | 6 | 0
2035 | PJM_E_2_NYISO_G-I | PJM_E | NYISO_G-I | Internal | Winter | B17 | 100 | 500 | 0 | 132.93 | 124.93 | 6 | 0
2035 | PJM_E_2_NYISO_G-I | PJM_E | NYISO_G-I | Internal | Winter | B18 | 400 | 500 | 0 | 121.78 | 113.78 | 6 | 0
2035 | PJM_E_2_NYISO_G-I | PJM_E | NYISO_G-I | Internal | Winter | B19 | 700 | 500 | 0 | 119.5 | 111.5 | 6 | 0
2035 | PJM_E_2_NYISO_G-I | PJM_E | NYISO_G-I | Internal | Winter | B20 | 935 | 500 | 0 | 115.88 | 106.79 | 6 | 0
2035 | PJM_E_2_NYISO_J-K | PJM_E | NYISO_J-K | Internal | Shoulder | B11 | 25 | 330 | 0 | 131.39 | 123.41 | 6 | 0
2035 | PJM_E_2_NYISO_J-K | PJM_E | NYISO_J-K | Internal | Shoulder | B12 | 200 | 330 | 0 | 127.62 | 119.63 | 6 | 0
2035 | PJM_E_2_NYISO_J-K | PJM_E | NYISO_J-K | Internal | Shoulder | B13 | 600 | 330 | 0 | 118.11 | 110.13 | 6 | 0
2035 | PJM_E_2_NYISO_J-K | PJM_E | NYISO_J-K | Internal | Shoulder | B14 | 900 | 330 | 0 | 116.46 | 108.47 | 6 | 0
2035 | PJM_E_2_NYISO_J-K | PJM_E | NYISO_J-K | Internal | Shoulder | B15 | 1203 | 330 | 0 | 114.79 | 106.8 | 6 | 0
2035 | PJM_E_2_NYISO_J-K | PJM_E | NYISO_J-K | Internal | Summer | B1 | 10 | 330 | 0 | 212.6 | 204.61 | 6 | 0
2035 | PJM_E_2_NYISO_J-K | PJM_E | NYISO_J-K | Internal | Summer | B2 | 25 | 330 | 0 | 212.6 | 204.6 | 6 | 0
2035 | PJM_E_2_NYISO_J-K | PJM_E | NYISO_J-K | Internal | Summer | B3 | 75 | 330 | 0 | 212.57 | 176.19 | 6 | 0
2035 | PJM_E_2_NYISO_J-K | PJM_E | NYISO_J-K | Internal | Summer | B4 | 100 | 330 | 0 | 156.57 | 132.21 | 6 | 0
2035 | PJM_E_2_NYISO_J-K | PJM_E | NYISO_J-K | Internal | Summer | B5 | 200 | 330 | 0 | 153.25 | 132.21 | 6 | 0
2035 | PJM_E_2_NYISO_J-K | PJM_E | NYISO_J-K | Internal | Summer | B6 | 300 | 330 | 0 | 134.23 | 125.84 | 6 | 0
2035 | PJM_E_2_NYISO_J-K | PJM_E | NYISO_J-K | Internal | Summer | B7 | 400 | 330 | 0 | 131.39 | 123.41 | 6 | 0
2035 | PJM_E_2_NYISO_J-K | PJM_E | NYISO_J-K | Internal | Summer | B8 | 500 | 330 | 0 | 127.06 | 119.07 | 6 | 0
2035 | PJM_E_2_NYISO_J-K | PJM_E | NYISO_J-K | Internal | Summer | B9 | 800 | 330 | 0 | 115.4 | 107.41 | 6 | 0
2035 | PJM_E_2_NYISO_J-K | PJM_E | NYISO_J-K | Internal | Summer | B10 | 1262 | 330 | 0 | 113.16 | 107.41 | 6 | 0
2035 | PJM_E_2_NYISO_J-K | PJM_E | NYISO_J-K | Internal | Winter | B16 | 25 | 330 | 0 | 136.76 | 128.77 | 6 | 0
2035 | PJM_E_2_NYISO_J-K | PJM_E | NYISO_J-K | Internal | Winter | B17 | 100 | 330 | 0 | 132.93 | 124.94 | 6 | 0
2035 | PJM_E_2_NYISO_J-K | PJM_E | NYISO_J-K | Internal | Winter | B18 | 400 | 330 | 0 | 121.78 | 113.79 | 6 | 0
2035 | PJM_E_2_NYISO_J-K | PJM_E | NYISO_J-K | Internal | Winter | B19 | 700 | 330 | 0 | 119.5 | 111.51 | 6 | 0
2035 | PJM_E_2_NYISO_J-K | PJM_E | NYISO_J-K | Internal | Winter | B20 | 935 | 330 | 0 | 115.88 | 106.8 | 6 | 0
2035 | PJM_E_2_PJM_ROM | PJM_E | PJM_ROM | Internal | Shoulder | B11 | 25 | 8000 | 2421.12 | 131.39 | 131.41 | 0.01 | 0
2035 | PJM_E_2_PJM_ROM | PJM_E | PJM_ROM | Internal | Shoulder | B12 | 200 | 8000 | 0 | 127.62 | 127.61 | 0.01 | 0
2035 | PJM_E_2_PJM_ROM | PJM_E | PJM_ROM | Internal | Shoulder | B13 | 600 | 8000 | 0 | 118.11 | 118.1 | 0.01 | 0
2035 | PJM_E_2_PJM_ROM | PJM_E | PJM_ROM | Internal | Shoulder | B14 | 900 | 8000 | 938.85 | 116.46 | 116.47 | 0.01 | 0
2035 | PJM_E_2_PJM_ROM | PJM_E | PJM_ROM | Internal | Shoulder | B15 | 1203 | 8000 | 3023.66 | 114.79 | 114.8 | 0.01 | 0
2035 | PJM_E_2_PJM_ROM | PJM_E | PJM_ROM | Internal | Summer | B1 | 10 | 8000 | 1091.38 | 212.6 | 212.61 | 0.01 | 0
2035 | PJM_E_2_PJM_ROM | PJM_E | PJM_ROM | Internal | Summer | B2 | 25 | 8000 | 2029.42 | 212.6 | 212.61 | 0.01 | 0
2035 | PJM_E_2_PJM_ROM | PJM_E | PJM_ROM | Internal | Summer | B3 | 75 | 8000 | 4072.38 | 212.57 | 212.58 | 0.01 | 0
2035 | PJM_E_2_PJM_ROM | PJM_E | PJM_ROM | Internal | Summer | B4 | 100 | 8000 | 3164.64 | 156.57 | 156.58 | 0.01 | 0
2035 | PJM_E_2_PJM_ROM | PJM_E | PJM_ROM | Internal | Summer | B5 | 200 | 8000 | 3682.71 | 153.25 | 153.26 | 0.01 | 0
2035 | PJM_E_2_PJM_ROM | PJM_E | PJM_ROM | Internal | Summer | B6 | 300 | 8000 | 1963.81 | 134.23 | 134.24 | 0.01 | 0
2035 | PJM_E_2_PJM_ROM | PJM_E | PJM_ROM | Internal | Summer | B7 | 400 | 8000 | 1747.42 | 131.39 | 131.41 | 0.01 | 0
2035 | PJM_E_2_PJM_ROM | PJM_E | PJM_ROM | Internal | Summer | B8 | 500 | 8000 | 0 | 127.06 | 127.05 | 0.01 | 0
2035 | PJM_E_2_PJM_ROM | PJM_E | PJM_ROM | Internal | Summer | B9 | 800 | 8000 | 828.45 | 115.4 | 115.41 | 0.01 | 0
2035 | PJM_E_2_PJM_ROM | PJM_E | PJM_ROM | Internal | Summer | B10 | 1262 | 8000 | 1770.01 | 113.16 | 113.17 | 0.01 | 0
2035 | PJM_E_2_PJM_ROM | PJM_E | PJM_ROM | Internal | Winter | B16 | 25 | 8000 | 0 | 136.76 | 136.75 | 0.01 | 0
2035 | PJM_E_2_PJM_ROM | PJM_E | PJM_ROM | Internal | Winter | B17 | 100 | 8000 | 0 | 132.93 | 132.91 | 0.01 | 0
2035 | PJM_E_2_PJM_ROM | PJM_E | PJM_ROM | Internal | Winter | B18 | 400 | 8000 | 0 | 121.78 | 121.77 | 0.01 | 0
2035 | PJM_E_2_PJM_ROM | PJM_E | PJM_ROM | Internal | Winter | B19 | 700 | 8000 | 382.86 | 119.5 | 119.51 | 0.01 | 0
2035 | PJM_E_2_PJM_ROM | PJM_E | PJM_ROM | Internal | Winter | B20 | 935 | 8000 | 279.72 | 115.88 | 115.89 | 0.01 | 0
2035 | PJM_ROR_2_MISO_IN | PJM_ROR | MISO_IN | Internal | Shoulder | B11 | 25 | 909 | 0 | 131.39 | 133.38 | 2 | 0
2035 | PJM_ROR_2_MISO_IN | PJM_ROR | MISO_IN | Internal | Shoulder | B12 | 200 | 909 | 0 | 127.6 | 123.96 | 2 | 0
2035 | PJM_ROR_2_MISO_IN | PJM_ROR | MISO_IN | Internal | Shoulder | B13 | 600 | 909 | 0 | 118.09 | 116.09 | 2 | 0
2035 | PJM_ROR_2_MISO_IN | PJM_ROR | MISO_IN | Internal | Shoulder | B14 | 900 | 909 | 0 | 116.46 | 114.85 | 2 | 0
2035 | PJM_ROR_2_MISO_IN | PJM_ROR | MISO_IN | Internal | Shoulder | B15 | 1203 | 909 | 0 | 114.79 | 114.85 | 2 | 0
2035 | PJM_ROR_2_MISO_IN | PJM_ROR | MISO_IN | Internal | Summer | B1 | 10 | 909 | 0 | 212.6 | 214.58 | 2 | 0
2035 | PJM_ROR_2_MISO_IN | PJM_ROR | MISO_IN | Internal | Summer | B2 | 25 | 909 | 0 | 212.6 | 212.95 | 2 | 0
2035 | PJM_ROR_2_MISO_IN | PJM_ROR | MISO_IN | Internal | Summer | B3 | 75 | 909 | 0 | 212.6 | 212.44 | 2 | 0
2035 | PJM_ROR_2_MISO_IN | PJM_ROR | MISO_IN | Internal | Summer | B4 | 100 | 909 | 0 | 156.57 | 154.57 | 2 | 0
2035 | PJM_ROR_2_MISO_IN | PJM_ROR | MISO_IN | Internal | Summer | B5 | 200 | 909 | 0 | 153.25 | 151.25 | 2 | 0
2035 | PJM_ROR_2_MISO_IN | PJM_ROR | MISO_IN | Internal | Summer | B6 | 300 | 909 | 0 | 134.23 | 134.87 | 2 | 0
2035 | PJM_ROR_2_MISO_IN | PJM_ROR | MISO_IN | Internal | Summer | B7 | 400 | 909 | 0 | 131.39 | 131.48 | 2 | 0
2035 | PJM_ROR_2_MISO_IN | PJM_ROR | MISO_IN | Internal | Summer | B8 | 500 | 909 | 0 | 127.04 | 125.03 | 2 | 0
2035 | PJM_ROR_2_MISO_IN | PJM_ROR | MISO_IN | Internal | Summer | B9 | 800 | 909 | 0 | 115.4 | 113.4 | 2 | 0
2035 | PJM_ROR_2_MISO_IN | PJM_ROR | MISO_IN | Internal | Summer | B10 | 1262 | 909 | 0 | 113.16 | 113.4 | 2 | 0
2035 | PJM_ROR_2_MISO_IN | PJM_ROR | MISO_IN | Internal | Winter | B16 | 25 | 909 | 0 | 135.41 | 133.42 | 2 | 0
2035 | PJM_ROR_2_MISO_IN | PJM_ROR | MISO_IN | Internal | Winter | B17 | 100 | 909 | 0 | 132.9 | 128.77 | 2 | 0
2035 | PJM_ROR_2_MISO_IN | PJM_ROR | MISO_IN | Internal | Winter | B18 | 400 | 909 | 0 | 121.76 | 119.76 | 2 | 0
2035 | PJM_ROR_2_MISO_IN | PJM_ROR | MISO_IN | Internal | Winter | B19 | 700 | 909 | 0 | 119.5 | 117.87 | 2 | 0
2035 | PJM_ROR_2_MISO_IN | PJM_ROR | MISO_IN | Internal | Winter | B20 | 935 | 909 | 0 | 115.88 | 117.87 | 2 | 0
2035 | PJM_ROR_2_MISO_MI | PJM_ROR | MISO_MI | Internal | Shoulder | B11 | 25 | 1305 | 515.53 | 131.39 | 133.39 | 2 | 0
2035 | PJM_ROR_2_MISO_MI | PJM_ROR | MISO_MI | Internal | Shoulder | B12 | 200 | 1305 | 0 | 127.6 | 125.6 | 2 | 0
2035 | PJM_ROR_2_MISO_MI | PJM_ROR | MISO_MI | Internal | Shoulder | B13 | 600 | 1305 | 0 | 118.09 | 116.1 | 2 | 0
2035 | PJM_ROR_2_MISO_MI | PJM_ROR | MISO_MI | Internal | Shoulder | B14 | 900 | 1305 | 0 | 116.46 | 114.86 | 2 | 0
2035 | PJM_ROR_2_MISO_MI | PJM_ROR | MISO_MI | Internal | Shoulder | B15 | 1203 | 1305 | 0 | 114.79 | 114.86 | 2 | 0
2035 | PJM_ROR_2_MISO_MI | PJM_ROR | MISO_MI | Internal | Summer | B1 | 10 | 1305 | 651.52 | 212.6 | 214.6 | 2 | 0
2035 | PJM_ROR_2_MISO_MI | PJM_ROR | MISO_MI | Internal | Summer | B2 | 25 | 1305 | 0 | 212.6 | 212.96 | 2 | 0
2035 | PJM_ROR_2_MISO_MI | PJM_ROR | MISO_MI | Internal | Summer | B3 | 75 | 1305 | 0 | 212.6 | 212.46 | 2 | 0
2035 | PJM_ROR_2_MISO_MI | PJM_ROR | MISO_MI | Internal | Summer | B4 | 100 | 1305 | 0 | 156.57 | 154.58 | 2 | 0
2035 | PJM_ROR_2_MISO_MI | PJM_ROR | MISO_MI | Internal | Summer | B5 | 200 | 1305 | 0 | 153.25 | 151.26 | 2 | 0
2035 | PJM_ROR_2_MISO_MI | PJM_ROR | MISO_MI | Internal | Summer | B6 | 300 | 1305 | 0 | 134.23 | 134.89 | 2 | 0
2035 | PJM_ROR_2_MISO_MI | PJM_ROR | MISO_MI | Internal | Summer | B7 | 400 | 1305 | 0 | 131.39 | 131.49 | 2 | 0
2035 | PJM_ROR_2_MISO_MI | PJM_ROR | MISO_MI | Internal | Summer | B8 | 500 | 1305 | 0 | 127.04 | 125.05 | 2 | 0
2035 | PJM_ROR_2_MISO_MI | PJM_ROR | MISO_MI | Internal | Summer | B9 | 800 | 1305 | 0 | 115.4 | 113.41 | 2 | 0
2035 | PJM_ROR_2_MISO_MI | PJM_ROR | MISO_MI | Internal | Summer | B10 | 1262 | 1305 | 0 | 113.16 | 113.41 | 2 | 0
2035 | PJM_ROR_2_MISO_MI | PJM_ROR | MISO_MI | Internal | Winter | B16 | 25 | 1305 | 0 | 135.41 | 136.15 | 2 | 0
2035 | PJM_ROR_2_MISO_MI | PJM_ROR | MISO_MI | Internal | Winter | B17 | 100 | 1305 | 0 | 132.9 | 130.91 | 2 | 0
2035 | PJM_ROR_2_MISO_MI | PJM_ROR | MISO_MI | Internal | Winter | B18 | 400 | 1305 | 0 | 121.76 | 119.77 | 2 | 0
2035 | PJM_ROR_2_MISO_MI | PJM_ROR | MISO_MI | Internal | Winter | B19 | 700 | 1305 | 0 | 119.5 | 117.88 | 2 | 0
2035 | PJM_ROR_2_MISO_MI | PJM_ROR | MISO_MI | Internal | Winter | B20 | 935 | 1305 | 279.54 | 115.88 | 117.88 | 2 | 0
2035 | PJM_ROR_2_MISO_MO-IL | PJM_ROR | MISO_MO-IL | Internal | Shoulder | B11 | 25 | 1111 | 552.52 | 131.39 | 133.39 | 2 | 0
2035 | PJM_ROR_2_MISO_MO-IL | PJM_ROR | MISO_MO-IL | Internal | Shoulder | B12 | 200 | 1111 | 0 | 127.6 | 123.97 | 2 | 0
2035 | PJM_ROR_2_MISO_MO-IL | PJM_ROR | MISO_MO-IL | Internal | Shoulder | B13 | 600 | 1111 | 0 | 118.09 | 116.1 | 2 | 0
2035 | PJM_ROR_2_MISO_MO-IL | PJM_ROR | MISO_MO-IL | Internal | Shoulder | B14 | 900 | 1111 | 0 | 116.46 | 114.86 | 2 | 0
2035 | PJM_ROR_2_MISO_MO-IL | PJM_ROR | MISO_MO-IL | Internal | Shoulder | B15 | 1203 | 1111 | 0 | 114.79 | 114.86 | 2 | 0
2035 | PJM_ROR_2_MISO_MO-IL | PJM_ROR | MISO_MO-IL | Internal | Summer | B1 | 10 | 1111 | 289.15 | 212.6 | 214.6 | 2 | 0
2035 | PJM_ROR_2_MISO_MO-IL | PJM_ROR | MISO_MO-IL | Internal | Summer | B2 | 25 | 1111 | 0 | 212.6 | 212.96 | 2 | 0
2035 | PJM_ROR_2_MISO_MO-IL | PJM_ROR | MISO_MO-IL | Internal | Summer | B3 | 75 | 1111 | 0 | 212.6 | 212.46 | 2 | 0
2035 | PJM_ROR_2_MISO_MO-IL | PJM_ROR | MISO_MO-IL | Internal | Summer | B4 | 100 | 1111 | 0 | 156.57 | 154.59 | 2 | 0
2035 | PJM_ROR_2_MISO_MO-IL | PJM_ROR | MISO_MO-IL | Internal | Summer | B5 | 200 | 1111 | 0 | 153.25 | 151.26 | 2 | 0
2035 | PJM_ROR_2_MISO_MO-IL | PJM_ROR | MISO_MO-IL | Internal | Summer | B6 | 300 | 1111 | 0 | 134.23 | 134.89 | 2 | 0
2035 | PJM_ROR_2_MISO_MO-IL | PJM_ROR | MISO_MO-IL | Internal | Summer | B7 | 400 | 1111 | 0 | 131.39 | 131.49 | 2 | 0
2035 | PJM_ROR_2_MISO_MO-IL | PJM_ROR | MISO_MO-IL | Internal | Summer | B8 | 500 | 1111 | 0 | 127.04 | 125.04 | 2 | 0
2035 | PJM_ROR_2_MISO_MO-IL | PJM_ROR | MISO_MO-IL | Internal | Summer | B9 | 800 | 1111 | 0 | 115.4 | 113.41 | 2 | 0
2035 | PJM_ROR_2_MISO_MO-IL | PJM_ROR | MISO_MO-IL | Internal | Summer | B10 | 1262 | 1111 | 0 | 113.16 | 113.41 | 2 | 0
2035 | PJM_ROR_2_MISO_MO-IL | PJM_ROR | MISO_MO-IL | Internal | Winter | B16 | 25 | 1111 | 0 | 135.41 | 133.41 | 2 | 0
2035 | PJM_ROR_2_MISO_MO-IL | PJM_ROR | MISO_MO-IL | Internal | Winter | B17 | 100 | 1111 | 0 | 132.9 | 128.76 | 2 | 0
2035 | PJM_ROR_2_MISO_MO-IL | PJM_ROR | MISO_MO-IL | Internal | Winter | B18 | 400 | 1111 | 0 | 121.76 | 119.77 | 2 | 0
2035 | PJM_ROR_2_MISO_MO-IL | PJM_ROR | MISO_MO-IL | Internal | Winter | B19 | 700 | 1111 | 0 | 119.5 | 117.88 | 2 | 0
2035 | PJM_ROR_2_MISO_MO-IL | PJM_ROR | MISO_MO-IL | Internal | Winter | B20 | 935 | 1111 | 0 | 115.88 | 117.86 | 2 | 0
2035 | PJM_ROR_2_MISO_W | PJM_ROR | MISO_W | Internal | Shoulder | B11 | 25 | 709 | 0 | 131.39 | 133.38 | 2 | 0
2035 | PJM_ROR_2_MISO_W | PJM_ROR | MISO_W | Internal | Shoulder | B12 | 200 | 709 | 0 | 127.6 | 123.96 | 2 | 0
2035 | PJM_ROR_2_MISO_W | PJM_ROR | MISO_W | Internal | Shoulder | B13 | 600 | 709 | 0 | 118.09 | 116.08 | 2 | 0
2035 | PJM_ROR_2_MISO_W | PJM_ROR | MISO_W | Internal | Shoulder | B14 | 900 | 709 | 0 | 116.46 | 112.36 | 2 | 0
2035 | PJM_ROR_2_MISO_W | PJM_ROR | MISO_W | Internal | Shoulder | B15 | 1203 | 709 | 0 | 114.79 | 102.98 | 2 | 0
2035 | PJM_ROR_2_MISO_W | PJM_ROR | MISO_W | Internal | Summer | B1 | 10 | 709 | 0 | 212.6 | 214.58 | 2 | 0
2035 | PJM_ROR_2_MISO_W | PJM_ROR | MISO_W | Internal | Summer | B2 | 25 | 709 | 0 | 212.6 | 212.95 | 2 | 0
2035 | PJM_ROR_2_MISO_W | PJM_ROR | MISO_W | Internal | Summer | B3 | 75 | 709 | 0 | 212.6 | 212.46 | 2 | 0
2035 | PJM_ROR_2_MISO_W | PJM_ROR | MISO_W | Internal | Summer | B4 | 100 | 709 | 0 | 156.57 | 154.58 | 2 | 0
2035 | PJM_ROR_2_MISO_W | PJM_ROR | MISO_W | Internal | Summer | B5 | 200 | 709 | 0 | 153.25 | 151.25 | 2 | 0
2035 | PJM_ROR_2_MISO_W | PJM_ROR | MISO_W | Internal | Summer | B6 | 300 | 709 | 0 | 134.23 | 134.87 | 2 | 0
2035 | PJM_ROR_2_MISO_W | PJM_ROR | MISO_W | Internal | Summer | B7 | 400 | 709 | 0 | 131.39 | 131.48 | 2 | 0
2035 | PJM_ROR_2_MISO_W | PJM_ROR | MISO_W | Internal | Summer | B8 | 500 | 709 | 0 | 127.04 | 125.03 | 2 | 0
2035 | PJM_ROR_2_MISO_W | PJM_ROR | MISO_W | Internal | Summer | B9 | 800 | 709 | 0 | 115.4 | 113.4 | 2 | 0
2035 | PJM_ROR_2_MISO_W | PJM_ROR | MISO_W | Internal | Summer | B10 | 1262 | 709 | 0 | 113.16 | 108.28 | 2 | 0
2035 | PJM_ROR_2_MISO_W | PJM_ROR | MISO_W | Internal | Winter | B16 | 25 | 709 | 0 | 135.41 | 113.38 | 2 | 0
2035 | PJM_ROR_2_MISO_W | PJM_ROR | MISO_W | Internal | Winter | B17 | 100 | 709 | 0 | 132.9 | 113.39 | 2 | 0
2035 | PJM_ROR_2_MISO_W | PJM_ROR | MISO_W | Internal | Winter | B18 | 400 | 709 | 0 | 121.76 | 114.9 | 2 | 0
2035 | PJM_ROR_2_MISO_W | PJM_ROR | MISO_W | Internal | Winter | B19 | 700 | 709 | 0 | 119.5 | 114.9 | 2 | 0
2035 | PJM_ROR_2_MISO_W | PJM_ROR | MISO_W | Internal | Winter | B20 | 935 | 709 | 0 | 115.88 | 104.34 | 2 | 0
2035 | PJM_ROR_2_MISO_WUMS | PJM_ROR | MISO_WUMS | Internal | Shoulder | B11 | 25 | 1467 | 0 | 131.39 | 133.31 | 2 | 0
2035 | PJM_ROR_2_MISO_WUMS | PJM_ROR | MISO_WUMS | Internal | Shoulder | B12 | 200 | 1467 | 0 | 127.6 | 125.59 | 2 | 0
2035 | PJM_ROR_2_MISO_WUMS | PJM_ROR | MISO_WUMS | Internal | Shoulder | B13 | 600 | 1467 | 0 | 118.09 | 116.09 | 2 | 0
2035 | PJM_ROR_2_MISO_WUMS | PJM_ROR | MISO_WUMS | Internal | Shoulder | B14 | 900 | 1467 | 0 | 116.46 | 114.79 | 2 | 0
2035 | PJM_ROR_2_MISO_WUMS | PJM_ROR | MISO_WUMS | Internal | Shoulder | B15 | 1203 | 1467 | 0 | 114.79 | 114.79 | 2 | 0
2035 | PJM_ROR_2_MISO_WUMS | PJM_ROR | MISO_WUMS | Internal | Summer | B1 | 10 | 1467 | 0 | 212.6 | 214.57 | 2 | 0
2035 | PJM_ROR_2_MISO_WUMS | PJM_ROR | MISO_WUMS | Internal | Summer | B2 | 25 | 1467 | 0 | 212.6 | 212.94 | 2 | 0
2035 | PJM_ROR_2_MISO_WUMS | PJM_ROR | MISO_WUMS | Internal | Summer | B3 | 75 | 1467 | 0 | 212.6 | 212.44 | 2 | 0
2035 | PJM_ROR_2_MISO_WUMS | PJM_ROR | MISO_WUMS | Internal | Summer | B4 | 100 | 1467 | 0 | 156.57 | 154.57 | 2 | 0
2035 | PJM_ROR_2_MISO_WUMS | PJM_ROR | MISO_WUMS | Internal | Summer | B5 | 200 | 1467 | 0 | 153.25 | 151.24 | 2 | 0
2035 | PJM_ROR_2_MISO_WUMS | PJM_ROR | MISO_WUMS | Internal | Summer | B6 | 300 | 1467 | 0 | 134.23 | 132.23 | 2 | 0
2035 | PJM_ROR_2_MISO_WUMS | PJM_ROR | MISO_WUMS | Internal | Summer | B7 | 400 | 1467 | 0 | 131.39 | 131.46 | 2 | 0
2035 | PJM_ROR_2_MISO_WUMS | PJM_ROR | MISO_WUMS | Internal | Summer | B8 | 500 | 1467 | 0 | 127.04 | 125.04 | 2 | 0
2035 | PJM_ROR_2_MISO_WUMS | PJM_ROR | MISO_WUMS | Internal | Summer | B9 | 800 | 1467 | 0 | 115.4 | 113.4 | 2 | 0
2035 | PJM_ROR_2_MISO_WUMS | PJM_ROR | MISO_WUMS | Internal | Summer | B10 | 1262 | 1467 | 0 | 113.16 | 113.22 | 2 | 0
2035 | PJM_ROR_2_MISO_WUMS | PJM_ROR | MISO_WUMS | Internal | Winter | B16 | 25 | 1467 | 0 | 135.41 | 133.41 | 2 | 0
2035 | PJM_ROR_2_MISO_WUMS | PJM_ROR | MISO_WUMS | Internal | Winter | B17 | 100 | 1467 | 0 | 132.9 | 130.9 | 2 | 0
2035 | PJM_ROR_2_MISO_WUMS | PJM_ROR | MISO_WUMS | Internal | Winter | B18 | 400 | 1467 | 0 | 121.76 | 119.76 | 2 | 0
2035 | PJM_ROR_2_MISO_WUMS | PJM_ROR | MISO_WUMS | Internal | Winter | B19 | 700 | 1467 | 0 | 119.5 | 117.75 | 2 | 0
2035 | PJM_ROR_2_MISO_WUMS | PJM_ROR | MISO_WUMS | Internal | Winter | B20 | 935 | 1467 | 0 | 115.88 | 117.75 | 2 | 0
2035 | PJM_ROR_2_PJM_ROM | PJM_ROR | PJM_ROM | Internal | Shoulder | B11 | 25 | 8000 | 1698.63 | 131.39 | 131.41 | 0.01 | 0
2035 | PJM_ROR_2_PJM_ROM | PJM_ROR | PJM_ROM | Internal | Shoulder | B12 | 200 | 8000 | 6428.41 | 127.6 | 127.61 | 0.01 | 0
2035 | PJM_ROR_2_PJM_ROM | PJM_ROR | PJM_ROM | Internal | Shoulder | B13 | 600 | 8000 | 5746.09 | 118.09 | 118.1 | 0.01 | 0
2035 | PJM_ROR_2_PJM_ROM | PJM_ROR | PJM_ROM | Internal | Shoulder | B14 | 900 | 8000 | 4626.43 | 116.46 | 116.47 | 0.01 | 0
2035 | PJM_ROR_2_PJM_ROM | PJM_ROR | PJM_ROM | Internal | Shoulder | B15 | 1203 | 8000 | 763.04 | 114.79 | 114.8 | 0.01 | 0
2035 | PJM_ROR_2_PJM_ROM | PJM_ROR | PJM_ROM | Internal | Summer | B1 | 10 | 8000 | 4397.45 | 212.6 | 212.61 | 0.01 | 0
2035 | PJM_ROR_2_PJM_ROM | PJM_ROR | PJM_ROM | Internal | Summer | B2 | 25 | 8000 | 3081.42 | 212.6 | 212.61 | 0.01 | 0
2035 | PJM_ROR_2_PJM_ROM | PJM_ROR | PJM_ROM | Internal | Summer | B3 | 75 | 8000 | 0 | 212.6 | 212.58 | 0.01 | 0
2035 | PJM_ROR_2_PJM_ROM | PJM_ROR | PJM_ROM | Internal | Summer | B4 | 100 | 8000 | 1286.8 | 156.57 | 156.58 | 0.01 | 0
2035 | PJM_ROR_2_PJM_ROM | PJM_ROR | PJM_ROM | Internal | Summer | B5 | 200 | 8000 | 1790.32 | 153.25 | 153.26 | 0.01 | 0
2035 | PJM_ROR_2_PJM_ROM | PJM_ROR | PJM_ROM | Internal | Summer | B6 | 300 | 8000 | 2695.28 | 134.23 | 134.24 | 0.01 | 0
2035 | PJM_ROR_2_PJM_ROM | PJM_ROR | PJM_ROM | Internal | Summer | B7 | 400 | 8000 | 2405.27 | 131.39 | 131.41 | 0.01 | 0
2035 | PJM_ROR_2_PJM_ROM | PJM_ROR | PJM_ROM | Internal | Summer | B8 | 500 | 8000 | 6457.41 | 127.04 | 127.05 | 0.01 | 0
2035 | PJM_ROR_2_PJM_ROM | PJM_ROR | PJM_ROM | Internal | Summer | B9 | 800 | 8000 | 4493.71 | 115.4 | 115.41 | 0.01 | 0
2035 | PJM_ROR_2_PJM_ROM | PJM_ROR | PJM_ROM | Internal | Summer | B10 | 1262 | 8000 | 2662.95 | 113.16 | 113.17 | 0.01 | 0
2035 | PJM_ROR_2_PJM_ROM | PJM_ROR | PJM_ROM | Internal | Winter | B16 | 25 | 8000 | 8000 | 135.41 | 136.75 | 0.01 | 1.33
2035 | PJM_ROR_2_PJM_ROM | PJM_ROR | PJM_ROM | Internal | Winter | B17 | 100 | 8000 | 7597.78 | 132.9 | 132.91 | 0.01 | 0
2035 | PJM_ROR_2_PJM_ROM | PJM_ROR | PJM_ROM | Internal | Winter | B18 | 400 | 8000 | 6953.16 | 121.76 | 121.77 | 0.01 | 0
2035 | PJM_ROR_2_PJM_ROM | PJM_ROR | PJM_ROM | Internal | Winter | B19 | 700 | 8000 | 5368.68 | 119.5 | 119.51 | 0.01 | 0
2035 | PJM_ROR_2_PJM_ROM | PJM_ROR | PJM_ROM | Internal | Winter | B20 | 935 | 8000 | 4995.44 | 115.88 | 115.89 | 0.01 | 0
2035 | PJM_ROR_2_TVA_Transmission | PJM_ROR | TVA_Transmission | Internal | Shoulder | B11 | 25 | 2500 | 0 | 131.39 | 133.2 | 6 | 0
2035 | PJM_ROR_2_TVA_Transmission | PJM_ROR | TVA_Transmission | Internal | Shoulder | B12 | 200 | 2500 | 0 | 127.6 | 122.16 | 6 | 0
2035 | PJM_ROR_2_TVA_Transmission | PJM_ROR | TVA_Transmission | Internal | Shoulder | B13 | 600 | 2500 | 0 | 118.09 | 120.35 | 6 | 0
2035 | PJM_ROR_2_TVA_Transmission | PJM_ROR | TVA_Transmission | Internal | Shoulder | B14 | 900 | 2500 | 0 | 116.46 | 119.92 | 6 | 0
2035 | PJM_ROR_2_TVA_Transmission | PJM_ROR | TVA_Transmission | Internal | Shoulder | B15 | 1203 | 2500 | 0 | 114.79 | 119.24 | 6 | 0
2035 | PJM_ROR_2_TVA_Transmission | PJM_ROR | TVA_Transmission | Internal | Summer | B1 | 10 | 2500 | 1505.73 | 212.6 | 218.6 | 6 | 0
2035 | PJM_ROR_2_TVA_Transmission | PJM_ROR | TVA_Transmission | Internal | Summer | B2 | 25 | 2500 | 908.98 | 212.6 | 218.6 | 6 | 0
2035 | PJM_ROR_2_TVA_Transmission | PJM_ROR | TVA_Transmission | Internal | Summer | B3 | 75 | 2500 | 0 | 212.6 | 209.55 | 6 | 0
2035 | PJM_ROR_2_TVA_Transmission | PJM_ROR | TVA_Transmission | Internal | Summer | B4 | 100 | 2500 | 0 | 156.57 | 147.57 | 6 | 0
2035 | PJM_ROR_2_TVA_Transmission | PJM_ROR | TVA_Transmission | Internal | Summer | B5 | 200 | 2500 | 0 | 153.25 | 146.04 | 6 | 0
2035 | PJM_ROR_2_TVA_Transmission | PJM_ROR | TVA_Transmission | Internal | Summer | B6 | 300 | 2500 | 0 | 134.23 | 131.28 | 6 | 0
2035 | PJM_ROR_2_TVA_Transmission | PJM_ROR | TVA_Transmission | Internal | Summer | B7 | 400 | 2500 | 0 | 131.39 | 127.59 | 6 | 0
2035 | PJM_ROR_2_TVA_Transmission | PJM_ROR | TVA_Transmission | Internal | Summer | B8 | 500 | 2500 | 0 | 127.04 | 121.49 | 6 | 0
2035 | PJM_ROR_2_TVA_Transmission | PJM_ROR | TVA_Transmission | Internal | Summer | B9 | 800 | 2500 | 0 | 115.4 | 118.58 | 6 | 0
2035 | PJM_ROR_2_TVA_Transmission | PJM_ROR | TVA_Transmission | Internal | Summer | B10 | 1262 | 2500 | 0 | 113.16 | 108.89 | 6 | 0
2035 | PJM_ROR_2_TVA_Transmission | PJM_ROR | TVA_Transmission | Internal | Winter | B16 | 25 | 2500 | 0 | 135.41 | 132.85 | 6 | 0
2035 | PJM_ROR_2_TVA_Transmission | PJM_ROR | TVA_Transmission | Internal | Winter | B17 | 100 | 2500 | 0 | 132.9 | 126.15 | 6 | 0
2035 | PJM_ROR_2_TVA_Transmission | PJM_ROR | TVA_Transmission | Internal | Winter | B18 | 400 | 2500 | 0 | 121.76 | 123.54 | 6 | 0
2035 | PJM_ROR_2_TVA_Transmission | PJM_ROR | TVA_Transmission | Internal | Winter | B19 | 700 | 2500 | 0 | 119.5 | 122.86 | 6 | 0
2035 | PJM_ROR_2_TVA_Transmission | PJM_ROR | TVA_Transmission | Internal | Winter | B20 | 935 | 2500 | 0 | 115.88 | 121.37 | 6 | 0
2035 | PJM_ROR_2_VACAR | PJM_ROR | VACAR | Internal | Shoulder | B11 | 25 | 3000 | 0 | 131.39 | 126.2 | 6 | 0
2035 | PJM_ROR_2_VACAR | PJM_ROR | VACAR | Internal | Shoulder | B12 | 200 | 3000 | 0 | 127.6 | 121.07 | 6 | 0
2035 | PJM_ROR_2_VACAR | PJM_ROR | VACAR | Internal | Shoulder | B13 | 600 | 3000 | 0 | 118.09 | 121.07 | 6 | 0
2035 | PJM_ROR_2_VACAR | PJM_ROR | VACAR | Internal | Shoulder | B14 | 900 | 3000 | 0 | 116.46 | 121.07 | 6 | 0
2035 | PJM_ROR_2_VACAR | PJM_ROR | VACAR | Internal | Shoulder | B15 | 1203 | 3000 | 353.29 | 114.79 | 120.79 | 6 | 0
2035 | PJM_ROR_2_VACAR | PJM_ROR | VACAR | Internal | Summer | B1 | 10 | 3000 | 2104.23 | 212.6 | 218.6 | 6 | 0
2035 | PJM_ROR_2_VACAR | PJM_ROR | VACAR | Internal | Summer | B2 | 25 | 3000 | 1326.07 | 212.6 | 218.6 | 6 | 0
2035 | PJM_ROR_2_VACAR | PJM_ROR | VACAR | Internal | Summer | B3 | 75 | 3000 | 0 | 212.6 | 205.6 | 6 | 0
2035 | PJM_ROR_2_VACAR | PJM_ROR | VACAR | Internal | Summer | B4 | 100 | 3000 | 0 | 156.57 | 145.14 | 6 | 0
2035 | PJM_ROR_2_VACAR | PJM_ROR | VACAR | Internal | Summer | B5 | 200 | 3000 | 0 | 153.25 | 145.14 | 6 | 0
2035 | PJM_ROR_2_VACAR | PJM_ROR | VACAR | Internal | Summer | B6 | 300 | 3000 | 0 | 134.23 | 127.23 | 6 | 0
2035 | PJM_ROR_2_VACAR | PJM_ROR | VACAR | Internal | Summer | B7 | 400 | 3000 | 0 | 131.39 | 124.39 | 6 | 0
2035 | PJM_ROR_2_VACAR | PJM_ROR | VACAR | Internal | Summer | B8 | 500 | 3000 | 0 | 127.04 | 118.95 | 6 | 0
2035 | PJM_ROR_2_VACAR | PJM_ROR | VACAR | Internal | Summer | B9 | 800 | 3000 | 0 | 115.4 | 118.95 | 6 | 0
2035 | PJM_ROR_2_VACAR | PJM_ROR | VACAR | Internal | Summer | B10 | 1262 | 3000 | 0 | 113.16 | 107.08 | 6 | 0
2035 | PJM_ROR_2_VACAR | PJM_ROR | VACAR | Internal | Winter | B16 | 25 | 3000 | 0 | 135.41 | 129.68 | 6 | 0
2035 | PJM_ROR_2_VACAR | PJM_ROR | VACAR | Internal | Winter | B17 | 100 | 3000 | 0 | 132.9 | 125.9 | 6 | 0
2035 | PJM_ROR_2_VACAR | PJM_ROR | VACAR | Internal | Winter | B18 | 400 | 3000 | 0 | 121.76 | 125.9 | 6 | 0
2035 | PJM_ROR_2_VACAR | PJM_ROR | VACAR | Internal | Winter | B19 | 700 | 3000 | 2357.41 | 119.5 | 125.5 | 6 | 0
2035 | PJM_ROR_2_VACAR | PJM_ROR | VACAR | Internal | Winter | B20 | 935 | 3000 | 0 | 115.88 | 114.78 | 6 | 0
2035 | PJM_ROM_2_NYISO_A-F | PJM_ROM | NYISO_A-F | Internal | Shoulder | B11 | 25 | 2000 | 0 | 131.41 | 106.78 | 6 | 0
2035 | PJM_ROM_2_NYISO_A-F | PJM_ROM | NYISO_A-F | Internal | Shoulder | B12 | 200 | 2000 | 0 | 127.61 | 106.78 | 6 | 0
2035 | PJM_ROM_2_NYISO_A-F | PJM_ROM | NYISO_A-F | Internal | Shoulder | B13 | 600 | 2000 | 0 | 118.1 | 106.78 | 6 | 0
2035 | PJM_ROM_2_NYISO_A-F | PJM_ROM | NYISO_A-F | Internal | Shoulder | B14 | 900 | 2000 | 0 | 116.47 | 106.78 | 6 | 0
2035 | PJM_ROM_2_NYISO_A-F | PJM_ROM | NYISO_A-F | Internal | Shoulder | B15 | 1203 | 2000 | 0 | 114.8 | 106.78 | 6 | 0
2035 | PJM_ROM_2_NYISO_A-F | PJM_ROM | NYISO_A-F | Internal | Summer | B1 | 10 | 2000 | 0 | 212.61 | 145.56 | 6 | 0
2035 | PJM_ROM_2_NYISO_A-F | PJM_ROM | NYISO_A-F | Internal | Summer | B2 | 25 | 2000 | 0 | 212.61 | 145.56 | 6 | 0
2035 | PJM_ROM_2_NYISO_A-F | PJM_ROM | NYISO_A-F | Internal | Summer | B3 | 75 | 2000 | 0 | 212.58 | 144.57 | 6 | 0
2035 | PJM_ROM_2_NYISO_A-F | PJM_ROM | NYISO_A-F | Internal | Summer | B4 | 100 | 2000 | 0 | 156.58 | 132.18 | 6 | 0
2035 | PJM_ROM_2_NYISO_A-F | PJM_ROM | NYISO_A-F | Internal | Summer | B5 | 200 | 2000 | 0 | 153.26 | 111.09 | 6 | 0
2035 | PJM_ROM_2_NYISO_A-F | PJM_ROM | NYISO_A-F | Internal | Summer | B6 | 300 | 2000 | 0 | 134.24 | 111.09 | 6 | 0
2035 | PJM_ROM_2_NYISO_A-F | PJM_ROM | NYISO_A-F | Internal | Summer | B7 | 400 | 2000 | 0 | 131.41 | 111.09 | 6 | 0
2035 | PJM_ROM_2_NYISO_A-F | PJM_ROM | NYISO_A-F | Internal | Summer | B8 | 500 | 2000 | 0 | 127.05 | 109.38 | 6 | 0
2035 | PJM_ROM_2_NYISO_A-F | PJM_ROM | NYISO_A-F | Internal | Summer | B9 | 800 | 2000 | 0 | 115.41 | 107.39 | 6 | 0
2035 | PJM_ROM_2_NYISO_A-F | PJM_ROM | NYISO_A-F | Internal | Summer | B10 | 1262 | 2000 | 0 | 113.17 | 107.39 | 6 | 0
2035 | PJM_ROM_2_NYISO_A-F | PJM_ROM | NYISO_A-F | Internal | Winter | B16 | 25 | 2000 | 0 | 136.75 | 106.78 | 6 | 0
2035 | PJM_ROM_2_NYISO_A-F | PJM_ROM | NYISO_A-F | Internal | Winter | B17 | 100 | 2000 | 0 | 132.91 | 106.78 | 6 | 0
2035 | PJM_ROM_2_NYISO_A-F | PJM_ROM | NYISO_A-F | Internal | Winter | B18 | 400 | 2000 | 0 | 121.77 | 106.78 | 6 | 0
2035 | PJM_ROM_2_NYISO_A-F | PJM_ROM | NYISO_A-F | Internal | Winter | B19 | 700 | 2000 | 0 | 119.51 | 106.78 | 6 | 0
2035 | PJM_ROM_2_NYISO_A-F | PJM_ROM | NYISO_A-F | Internal | Winter | B20 | 935 | 2000 | 0 | 115.89 | 106.78 | 6 | 0
2035 | PJM_ROM_2_PJM_E | PJM_ROM | PJM_E | Internal | Shoulder | B11 | 25 | 8000 | 0 | 131.41 | 131.39 | 0.01 | 0
2035 | PJM_ROM_2_PJM_E | PJM_ROM | PJM_E | Internal | Shoulder | B12 | 200 | 8000 | 190.88 | 127.61 | 127.62 | 0.01 | 0
2035 | PJM_ROM_2_PJM_E | PJM_ROM | PJM_E | Internal | Shoulder | B13 | 600 | 8000 | 227.37 | 118.1 | 118.11 | 0.01 | 0
2035 | PJM_ROM_2_PJM_E | PJM_ROM | PJM_E | Internal | Shoulder | B14 | 900 | 8000 | 0 | 116.47 | 116.46 | 0.01 | 0
2035 | PJM_ROM_2_PJM_E | PJM_ROM | PJM_E | Internal | Shoulder | B15 | 1203 | 8000 | 0 | 114.8 | 114.79 | 0.01 | 0
2035 | PJM_ROM_2_PJM_E | PJM_ROM | PJM_E | Internal | Summer | B1 | 10 | 8000 | 0 | 212.61 | 212.6 | 0.01 | 0
2035 | PJM_ROM_2_PJM_E | PJM_ROM | PJM_E | Internal | Summer | B2 | 25 | 8000 | 0 | 212.61 | 212.6 | 0.01 | 0
2035 | PJM_ROM_2_PJM_E | PJM_ROM | PJM_E | Internal | Summer | B3 | 75 | 8000 | 0 | 212.58 | 212.57 | 0.01 | 0
2035 | PJM_ROM_2_PJM_E | PJM_ROM | PJM_E | Internal | Summer | B4 | 100 | 8000 | 0 | 156.58 | 156.57 | 0.01 | 0
2035 | PJM_ROM_2_PJM_E | PJM_ROM | PJM_E | Internal | Summer | B5 | 200 | 8000 | 0 | 153.26 | 153.25 | 0.01 | 0
2035 | PJM_ROM_2_PJM_E | PJM_ROM | PJM_E | Internal | Summer | B6 | 300 | 8000 | 0 | 134.24 | 134.23 | 0.01 | 0
2035 | PJM_ROM_2_PJM_E | PJM_ROM | PJM_E | Internal | Summer | B7 | 400 | 8000 | 0 | 131.41 | 131.39 | 0.01 | 0
2035 | PJM_ROM_2_PJM_E | PJM_ROM | PJM_E | Internal | Summer | B8 | 500 | 8000 | 61.93 | 127.05 | 127.06 | 0.01 | 0
2035 | PJM_ROM_2_PJM_E | PJM_ROM | PJM_E | Internal | Summer | B9 | 800 | 8000 | 0 | 115.41 | 115.4 | 0.01 | 0
2035 | PJM_ROM_2_PJM_E | PJM_ROM | PJM_E | Internal | Summer | B10 | 1262 | 8000 | 0 | 113.17 | 113.16 | 0.01 | 0
2035 | PJM_ROM_2_PJM_E | PJM_ROM | PJM_E | Internal | Winter | B16 | 25 | 8000 | 1771.64 | 136.75 | 136.76 | 0.01 | 0
2035 | PJM_ROM_2_PJM_E | PJM_ROM | PJM_E | Internal | Winter | B17 | 100 | 8000 | 780.13 | 132.91 | 132.93 | 0.01 | 0
2035 | PJM_ROM_2_PJM_E | PJM_ROM | PJM_E | Internal | Winter | B18 | 400 | 8000 | 985.94 | 121.77 | 121.78 | 0.01 | 0
2035 | PJM_ROM_2_PJM_E | PJM_ROM | PJM_E | Internal | Winter | B19 | 700 | 8000 | 0 | 119.51 | 119.5 | 0.01 | 0
2035 | PJM_ROM_2_PJM_E | PJM_ROM | PJM_E | Internal | Winter | B20 | 935 | 8000 | 0 | 115.89 | 115.88 | 0.01 | 0
2035 | PJM_ROM_2_PJM_ROR | PJM_ROM | PJM_ROR | Internal | Shoulder | B11 | 25 | 8000 | 0 | 131.41 | 131.39 | 0.01 | 0
2035 | PJM_ROM_2_PJM_ROR | PJM_ROM | PJM_ROR | Internal | Shoulder | B12 | 200 | 8000 | 0 | 127.61 | 127.6 | 0.01 | 0
2035 | PJM_ROM_2_PJM_ROR | PJM_ROM | PJM_ROR | Internal | Shoulder | B13 | 600 | 8000 | 0 | 118.1 | 118.09 | 0.01 | 0
2035 | PJM_ROM_2_PJM_ROR | PJM_ROM | PJM_ROR | Internal | Shoulder | B14 | 900 | 8000 | 0 | 116.47 | 116.46 | 0.01 | 0
2035 | PJM_ROM_2_PJM_ROR | PJM_ROM | PJM_ROR | Internal | Shoulder | B15 | 1203 | 8000 | 0 | 114.8 | 114.79 | 0.01 | 0
2035 | PJM_ROM_2_PJM_ROR | PJM_ROM | PJM_ROR | Internal | Summer | B1 | 10 | 8000 | 0 | 212.61 | 212.6 | 0.01 | 0
2035 | PJM_ROM_2_PJM_ROR | PJM_ROM | PJM_ROR | Internal | Summer | B2 | 25 | 8000 | 0 | 212.61 | 212.6 | 0.01 | 0
2035 | PJM_ROM_2_PJM_ROR | PJM_ROM | PJM_ROR | Internal | Summer | B3 | 75 | 8000 | 157.14 | 212.58 | 212.6 | 0.01 | 0
2035 | PJM_ROM_2_PJM_ROR | PJM_ROM | PJM_ROR | Internal | Summer | B4 | 100 | 8000 | 0 | 156.58 | 156.57 | 0.01 | 0
2035 | PJM_ROM_2_PJM_ROR | PJM_ROM | PJM_ROR | Internal | Summer | B5 | 200 | 8000 | 0 | 153.26 | 153.25 | 0.01 | 0
2035 | PJM_ROM_2_PJM_ROR | PJM_ROM | PJM_ROR | Internal | Summer | B6 | 300 | 8000 | 0 | 134.24 | 134.23 | 0.01 | 0
2035 | PJM_ROM_2_PJM_ROR | PJM_ROM | PJM_ROR | Internal | Summer | B7 | 400 | 8000 | 0 | 131.41 | 131.39 | 0.01 | 0
2035 | PJM_ROM_2_PJM_ROR | PJM_ROM | PJM_ROR | Internal | Summer | B8 | 500 | 8000 | 0 | 127.05 | 127.04 | 0.01 | 0
2035 | PJM_ROM_2_PJM_ROR | PJM_ROM | PJM_ROR | Internal | Summer | B9 | 800 | 8000 | 0 | 115.41 | 115.4 | 0.01 | 0
2035 | PJM_ROM_2_PJM_ROR | PJM_ROM | PJM_ROR | Internal | Summer | B10 | 1262 | 8000 | 0 | 113.17 | 113.16 | 0.01 | 0
2035 | PJM_ROM_2_PJM_ROR | PJM_ROM | PJM_ROR | Internal | Winter | B16 | 25 | 8000 | 0 | 136.75 | 135.41 | 0.01 | 0
2035 | PJM_ROM_2_PJM_ROR | PJM_ROM | PJM_ROR | Internal | Winter | B17 | 100 | 8000 | 0 | 132.91 | 132.9 | 0.01 | 0
2035 | PJM_ROM_2_PJM_ROR | PJM_ROM | PJM_ROR | Internal | Winter | B18 | 400 | 8000 | 0 | 121.77 | 121.76 | 0.01 | 0
2035 | PJM_ROM_2_PJM_ROR | PJM_ROM | PJM_ROR | Internal | Winter | B19 | 700 | 8000 | 0 | 119.51 | 119.5 | 0.01 | 0
2035 | PJM_ROM_2_PJM_ROR | PJM_ROM | PJM_ROR | Internal | Winter | B20 | 935 | 8000 | 0 | 115.89 | 115.88 | 0.01 | 0
2035 | SOCO_2_ENT | SOCO | ENT | Internal | Shoulder | B11 | 25 | 2400 | 0 | 133.77 | 141.14 | 10 | 0
2035 | SOCO_2_ENT | SOCO | ENT | Internal | Shoulder | B12 | 200 | 2400 | 0 | 119.26 | 117.39 | 10 | 0
2035 | SOCO_2_ENT | SOCO | ENT | Internal | Shoulder | B13 | 600 | 2400 | 0 | 119.26 | 117.39 | 10 | 0
2035 | SOCO_2_ENT | SOCO | ENT | Internal | Shoulder | B14 | 900 | 2400 | 0 | 119.26 | 117.39 | 10 | 0
2035 | SOCO_2_ENT | SOCO | ENT | Internal | Shoulder | B15 | 1203 | 2400 | 0 | 117.54 | 114.98 | 10 | 0
2035 | SOCO_2_ENT | SOCO | ENT | Internal | Summer | B1 | 10 | 2400 | 0 | 222.6 | 214.6 | 10 | 0
2035 | SOCO_2_ENT | SOCO | ENT | Internal | Summer | B2 | 25 | 2400 | 0 | 220.96 | 212.96 | 10 | 0
2035 | SOCO_2_ENT | SOCO | ENT | Internal | Summer | B3 | 75 | 2400 | 0 | 212.6 | 212.6 | 10 | 0
2035 | SOCO_2_ENT | SOCO | ENT | Internal | Summer | B4 | 100 | 2400 | 243.77 | 137.57 | 147.57 | 10 | 0
2035 | SOCO_2_ENT | SOCO | ENT | Internal | Summer | B5 | 200 | 2400 | 0 | 137 | 143.26 | 10 | 0
2035 | SOCO_2_ENT | SOCO | ENT | Internal | Summer | B6 | 300 | 2400 | 0 | 134.23 | 134.23 | 10 | 0
2035 | SOCO_2_ENT | SOCO | ENT | Internal | Summer | B7 | 400 | 2400 | 0 | 131.39 | 126.62 | 10 | 0
2035 | SOCO_2_ENT | SOCO | ENT | Internal | Summer | B8 | 500 | 2400 | 0 | 117.93 | 118.52 | 10 | 0
2035 | SOCO_2_ENT | SOCO | ENT | Internal | Summer | B9 | 800 | 2400 | 0 | 117.93 | 115.88 | 10 | 0
2035 | SOCO_2_ENT | SOCO | ENT | Internal | Summer | B10 | 1262 | 2400 | 194.86 | 98.89 | 108.89 | 10 | 0
2035 | SOCO_2_ENT | SOCO | ENT | Internal | Winter | B16 | 25 | 2400 | 0 | 136.68 | 125.41 | 10 | 0
2035 | SOCO_2_ENT | SOCO | ENT | Internal | Winter | B17 | 100 | 2400 | 0 | 122.22 | 120.76 | 10 | 0
2035 | SOCO_2_ENT | SOCO | ENT | Internal | Winter | B18 | 400 | 2400 | 0 | 122.22 | 120.46 | 10 | 0
2035 | SOCO_2_ENT | SOCO | ENT | Internal | Winter | B19 | 700 | 2400 | 0 | 122.22 | 119.91 | 10 | 0
2035 | SOCO_2_ENT | SOCO | ENT | Internal | Winter | B20 | 935 | 2400 | 0 | 113.65 | 113.37 | 10 | 0
2035 | SOCO_2_FRCC | SOCO | FRCC | Internal | Shoulder | B11 | 25 | 3700 | 1853.73 | 133.77 | 143.77 | 10 | 0
2035 | SOCO_2_FRCC | SOCO | FRCC | Internal | Shoulder | B12 | 200 | 3700 | 0 | 119.26 | 128.76 | 10 | 0
2035 | SOCO_2_FRCC | SOCO | FRCC | Internal | Shoulder | B13 | 600 | 3700 | 0 | 119.26 | 123.68 | 10 | 0
2035 | SOCO_2_FRCC | SOCO | FRCC | Internal | Shoulder | B14 | 900 | 3700 | 0 | 119.26 | 123.68 | 10 | 0
2035 | SOCO_2_FRCC | SOCO | FRCC | Internal | Shoulder | B15 | 1203 | 3700 | 0 | 117.54 | 113.45 | 10 | 0
2035 | SOCO_2_FRCC | SOCO | FRCC | Internal | Summer | B1 | 10 | 3700 | 0 | 222.6 | 227.84 | 10 | 0
2035 | SOCO_2_FRCC | SOCO | FRCC | Internal | Summer | B2 | 25 | 3700 | 0 | 220.96 | 227.84 | 10 | 0
2035 | SOCO_2_FRCC | SOCO | FRCC | Internal | Summer | B3 | 75 | 3700 | 6.35 | 212.6 | 222.6 | 10 | 0
2035 | SOCO_2_FRCC | SOCO | FRCC | Internal | Summer | B4 | 100 | 3700 | 0 | 137.57 | 142.71 | 10 | 0
2035 | SOCO_2_FRCC | SOCO | FRCC | Internal | Summer | B5 | 200 | 3700 | 0 | 137 | 142.71 | 10 | 0
2035 | SOCO_2_FRCC | SOCO | FRCC | Internal | Summer | B6 | 300 | 3700 | 0 | 134.23 | 142.71 | 10 | 0
2035 | SOCO_2_FRCC | SOCO | FRCC | Internal | Summer | B7 | 400 | 3700 | 1254.97 | 131.39 | 141.39 | 10 | 0
2035 | SOCO_2_FRCC | SOCO | FRCC | Internal | Summer | B8 | 500 | 3700 | 0 | 117.93 | 122.78 | 10 | 0
2035 | SOCO_2_FRCC | SOCO | FRCC | Internal | Summer | B9 | 800 | 3700 | 0 | 117.93 | 122.78 | 10 | 0
2035 | SOCO_2_FRCC | SOCO | FRCC | Internal | Summer | B10 | 1262 | 3700 | 0 | 98.89 | 90.89 | 10 | 0
2035 | SOCO_2_FRCC | SOCO | FRCC | Internal | Winter | B16 | 25 | 3700 | 2503.36 | 136.68 | 146.68 | 10 | 0
2035 | SOCO_2_FRCC | SOCO | FRCC | Internal | Winter | B17 | 100 | 3700 | 191.18 | 122.22 | 132.22 | 10 | 0
2035 | SOCO_2_FRCC | SOCO | FRCC | Internal | Winter | B18 | 400 | 3700 | 0 | 122.22 | 126.16 | 10 | 0
2035 | SOCO_2_FRCC | SOCO | FRCC | Internal | Winter | B19 | 700 | 3700 | 0 | 122.22 | 126.16 | 10 | 0
2035 | SOCO_2_FRCC | SOCO | FRCC | Internal | Winter | B20 | 935 | 3700 | 0 | 113.65 | 110.73 | 10 | 0
2035 | SOCO_2_TVA_Transmission | SOCO | TVA_Transmission | Internal | Shoulder | B11 | 25 | 2600 | 0 | 133.77 | 133.2 | 10 | 0
2035 | SOCO_2_TVA_Transmission | SOCO | TVA_Transmission | Internal | Shoulder | B12 | 200 | 2600 | 0 | 119.26 | 122.16 | 10 | 0
2035 | SOCO_2_TVA_Transmission | SOCO | TVA_Transmission | Internal | Shoulder | B13 | 600 | 2600 | 0 | 119.26 | 120.35 | 10 | 0
2035 | SOCO_2_TVA_Transmission | SOCO | TVA_Transmission | Internal | Shoulder | B14 | 900 | 2600 | 0 | 119.26 | 119.92 | 10 | 0
2035 | SOCO_2_TVA_Transmission | SOCO | TVA_Transmission | Internal | Shoulder | B15 | 1203 | 2600 | 0 | 117.54 | 119.24 | 10 | 0
2035 | SOCO_2_TVA_Transmission | SOCO | TVA_Transmission | Internal | Summer | B1 | 10 | 2600 | 0 | 222.6 | 218.6 | 10 | 0
2035 | SOCO_2_TVA_Transmission | SOCO | TVA_Transmission | Internal | Summer | B2 | 25 | 2600 | 0 | 220.96 | 218.6 | 10 | 0
2035 | SOCO_2_TVA_Transmission | SOCO | TVA_Transmission | Internal | Summer | B3 | 75 | 2600 | 0 | 212.6 | 209.55 | 10 | 0
2035 | SOCO_2_TVA_Transmission | SOCO | TVA_Transmission | Internal | Summer | B4 | 100 | 2600 | 487.32 | 137.57 | 147.57 | 10 | 0
2035 | SOCO_2_TVA_Transmission | SOCO | TVA_Transmission | Internal | Summer | B5 | 200 | 2600 | 0 | 137 | 146.04 | 10 | 0
2035 | SOCO_2_TVA_Transmission | SOCO | TVA_Transmission | Internal | Summer | B6 | 300 | 2600 | 0 | 134.23 | 131.28 | 10 | 0
2035 | SOCO_2_TVA_Transmission | SOCO | TVA_Transmission | Internal | Summer | B7 | 400 | 2600 | 0 | 131.39 | 127.59 | 10 | 0
2035 | SOCO_2_TVA_Transmission | SOCO | TVA_Transmission | Internal | Summer | B8 | 500 | 2600 | 0 | 117.93 | 121.49 | 10 | 0
2035 | SOCO_2_TVA_Transmission | SOCO | TVA_Transmission | Internal | Summer | B9 | 800 | 2600 | 0 | 117.93 | 118.58 | 10 | 0
2035 | SOCO_2_TVA_Transmission | SOCO | TVA_Transmission | Internal | Summer | B10 | 1262 | 2600 | 281.36 | 98.89 | 108.89 | 10 | 0
2035 | SOCO_2_TVA_Transmission | SOCO | TVA_Transmission | Internal | Winter | B16 | 25 | 2600 | 0 | 136.68 | 132.85 | 10 | 0
2035 | SOCO_2_TVA_Transmission | SOCO | TVA_Transmission | Internal | Winter | B17 | 100 | 2600 | 0 | 122.22 | 126.15 | 10 | 0
2035 | SOCO_2_TVA_Transmission | SOCO | TVA_Transmission | Internal | Winter | B18 | 400 | 2600 | 0 | 122.22 | 123.54 | 10 | 0
2035 | SOCO_2_TVA_Transmission | SOCO | TVA_Transmission | Internal | Winter | B19 | 700 | 2600 | 0 | 122.22 | 122.86 | 10 | 0
2035 | SOCO_2_TVA_Transmission | SOCO | TVA_Transmission | Internal | Winter | B20 | 935 | 2600 | 0 | 113.65 | 121.37 | 10 | 0
2035 | SOCO_2_VACAR | SOCO | VACAR | Internal | Shoulder | B11 | 25 | 2000 | 0 | 133.77 | 126.2 | 10 | 0
2035 | SOCO_2_VACAR | SOCO | VACAR | Internal | Shoulder | B12 | 200 | 2000 | 0 | 119.26 | 121.07 | 10 | 0
2035 | SOCO_2_VACAR | SOCO | VACAR | Internal | Shoulder | B13 | 600 | 2000 | 0 | 119.26 | 121.07 | 10 | 0
2035 | SOCO_2_VACAR | SOCO | VACAR | Internal | Shoulder | B14 | 900 | 2000 | 0 | 119.26 | 121.07 | 10 | 0
2035 | SOCO_2_VACAR | SOCO | VACAR | Internal | Shoulder | B15 | 1203 | 2000 | 0 | 117.54 | 120.79 | 10 | 0
2035 | SOCO_2_VACAR | SOCO | VACAR | Internal | Summer | B1 | 10 | 2000 | 0 | 222.6 | 218.6 | 10 | 0
2035 | SOCO_2_VACAR | SOCO | VACAR | Internal | Summer | B2 | 25 | 2000 | 0 | 220.96 | 218.6 | 10 | 0
2035 | SOCO_2_VACAR | SOCO | VACAR | Internal | Summer | B3 | 75 | 2000 | 0 | 212.6 | 205.6 | 10 | 0
2035 | SOCO_2_VACAR | SOCO | VACAR | Internal | Summer | B4 | 100 | 2000 | 0 | 137.57 | 145.14 | 10 | 0
2035 | SOCO_2_VACAR | SOCO | VACAR | Internal | Summer | B5 | 200 | 2000 | 0 | 137 | 145.14 | 10 | 0
2035 | SOCO_2_VACAR | SOCO | VACAR | Internal | Summer | B6 | 300 | 2000 | 0 | 134.23 | 127.23 | 10 | 0
2035 | SOCO_2_VACAR | SOCO | VACAR | Internal | Summer | B7 | 400 | 2000 | 0 | 131.39 | 124.39 | 10 | 0
2035 | SOCO_2_VACAR | SOCO | VACAR | Internal | Summer | B8 | 500 | 2000 | 0 | 117.93 | 118.95 | 10 | 0
2035 | SOCO_2_VACAR | SOCO | VACAR | Internal | Summer | B9 | 800 | 2000 | 0 | 117.93 | 118.95 | 10 | 0
2035 | SOCO_2_VACAR | SOCO | VACAR | Internal | Summer | B10 | 1262 | 2000 | 0 | 98.89 | 107.08 | 10 | 0
2035 | SOCO_2_VACAR | SOCO | VACAR | Internal | Winter | B16 | 25 | 2000 | 0 | 136.68 | 129.68 | 10 | 0
2035 | SOCO_2_VACAR | SOCO | VACAR | Internal | Winter | B17 | 100 | 2000 | 0 | 122.22 | 125.9 | 10 | 0
2035 | SOCO_2_VACAR | SOCO | VACAR | Internal | Winter | B18 | 400 | 2000 | 0 | 122.22 | 125.9 | 10 | 0
2035 | SOCO_2_VACAR | SOCO | VACAR | Internal | Winter | B19 | 700 | 2000 | 0 | 122.22 | 125.5 | 10 | 0
2035 | SOCO_2_VACAR | SOCO | VACAR | Internal | Winter | B20 | 935 | 2000 | 0 | 113.65 | 114.78 | 10 | 0
2035 | SPP_N_2_ENT | SPP_N | ENT | Internal | Shoulder | B11 | 25 | 1800 | 136.96 | 136.14 | 141.14 | 5 | 0
2035 | SPP_N_2_ENT | SPP_N | ENT | Internal | Shoulder | B12 | 200 | 1800 | 0 | 118.96 | 117.39 | 5 | 0
2035 | SPP_N_2_ENT | SPP_N | ENT | Internal | Shoulder | B13 | 600 | 1800 | 0 | 117.19 | 117.39 | 5 | 0
2035 | SPP_N_2_ENT | SPP_N | ENT | Internal | Shoulder | B14 | 900 | 1800 | 1800 | 112.37 | 117.39 | 5 | 0.01
2035 | SPP_N_2_ENT | SPP_N | ENT | Internal | Shoulder | B15 | 1203 | 1800 | 1498.75 | 109.98 | 114.98 | 5 | 0
2035 | SPP_N_2_ENT | SPP_N | ENT | Internal | Summer | B1 | 10 | 1800 | 1590.35 | 209.6 | 214.6 | 5 | 0
2035 | SPP_N_2_ENT | SPP_N | ENT | Internal | Summer | B2 | 25 | 1800 | 501.25 | 207.96 | 212.96 | 5 | 0
2035 | SPP_N_2_ENT | SPP_N | ENT | Internal | Summer | B3 | 75 | 1800 | 0 | 214.58 | 212.6 | 5 | 0
2035 | SPP_N_2_ENT | SPP_N | ENT | Internal | Summer | B4 | 100 | 1800 | 0 | 149.59 | 147.57 | 5 | 0
2035 | SPP_N_2_ENT | SPP_N | ENT | Internal | Summer | B5 | 200 | 1800 | 0 | 146.26 | 143.26 | 5 | 0
2035 | SPP_N_2_ENT | SPP_N | ENT | Internal | Summer | B6 | 300 | 1800 | 0 | 137.35 | 134.23 | 5 | 0
2035 | SPP_N_2_ENT | SPP_N | ENT | Internal | Summer | B7 | 400 | 1800 | 0 | 134.61 | 126.62 | 5 | 0
2035 | SPP_N_2_ENT | SPP_N | ENT | Internal | Summer | B8 | 500 | 1800 | 0 | 126.51 | 118.52 | 5 | 0
2035 | SPP_N_2_ENT | SPP_N | ENT | Internal | Summer | B9 | 800 | 1800 | 0 | 116.6 | 115.88 | 5 | 0
2035 | SPP_N_2_ENT | SPP_N | ENT | Internal | Summer | B10 | 1262 | 1800 | 0 | 115.28 | 108.89 | 5 | 0
2035 | SPP_N_2_ENT | SPP_N | ENT | Internal | Winter | B16 | 25 | 1800 | 1800 | 120.39 | 125.41 | 5 | 0.01
2035 | SPP_N_2_ENT | SPP_N | ENT | Internal | Winter | B17 | 100 | 1800 | 0 | 120.39 | 120.76 | 5 | 0
2035 | SPP_N_2_ENT | SPP_N | ENT | Internal | Winter | B18 | 400 | 1800 | 0 | 118.74 | 120.46 | 5 | 0
2035 | SPP_N_2_ENT | SPP_N | ENT | Internal | Winter | B19 | 700 | 1800 | 325.61 | 114.91 | 119.91 | 5 | 0
2035 | SPP_N_2_ENT | SPP_N | ENT | Internal | Winter | B20 | 935 | 1800 | 0 | 109.98 | 113.37 | 5 | 0
2035 | SPP_N_2_MISO_MO-IL | SPP_N | MISO_MO-IL | Internal | Shoulder | B11 | 25 | 2000 | 0 | 136.14 | 133.39 | 5 | 0
2035 | SPP_N_2_MISO_MO-IL | SPP_N | MISO_MO-IL | Internal | Shoulder | B12 | 200 | 2000 | 2000 | 118.96 | 123.97 | 5 | 0.01
2035 | SPP_N_2_MISO_MO-IL | SPP_N | MISO_MO-IL | Internal | Shoulder | B13 | 600 | 2000 | 0 | 117.19 | 116.1 | 5 | 0
2035 | SPP_N_2_MISO_MO-IL | SPP_N | MISO_MO-IL | Internal | Shoulder | B14 | 900 | 2000 | 0 | 112.37 | 114.86 | 5 | 0
2035 | SPP_N_2_MISO_MO-IL | SPP_N | MISO_MO-IL | Internal | Shoulder | B15 | 1203 | 2000 | 0 | 109.98 | 114.86 | 5 | 0
2035 | SPP_N_2_MISO_MO-IL | SPP_N | MISO_MO-IL | Internal | Summer | B1 | 10 | 2000 | 1804.2 | 209.6 | 214.6 | 5 | 0
2035 | SPP_N_2_MISO_MO-IL | SPP_N | MISO_MO-IL | Internal | Summer | B2 | 25 | 2000 | 33.5 | 207.96 | 212.96 | 5 | 0
2035 | SPP_N_2_MISO_MO-IL | SPP_N | MISO_MO-IL | Internal | Summer | B3 | 75 | 2000 | 0 | 214.58 | 212.46 | 5 | 0
2035 | SPP_N_2_MISO_MO-IL | SPP_N | MISO_MO-IL | Internal | Summer | B4 | 100 | 2000 | 956.41 | 149.59 | 154.59 | 5 | 0
2035 | SPP_N_2_MISO_MO-IL | SPP_N | MISO_MO-IL | Internal | Summer | B5 | 200 | 2000 | 1622.22 | 146.26 | 151.26 | 5 | 0
2035 | SPP_N_2_MISO_MO-IL | SPP_N | MISO_MO-IL | Internal | Summer | B6 | 300 | 2000 | 0 | 137.35 | 134.89 | 5 | 0
2035 | SPP_N_2_MISO_MO-IL | SPP_N | MISO_MO-IL | Internal | Summer | B7 | 400 | 2000 | 0 | 134.61 | 131.49 | 5 | 0
2035 | SPP_N_2_MISO_MO-IL | SPP_N | MISO_MO-IL | Internal | Summer | B8 | 500 | 2000 | 0 | 126.51 | 125.04 | 5 | 0
2035 | SPP_N_2_MISO_MO-IL | SPP_N | MISO_MO-IL | Internal | Summer | B9 | 800 | 2000 | 0 | 116.6 | 113.41 | 5 | 0
2035 | SPP_N_2_MISO_MO-IL | SPP_N | MISO_MO-IL | Internal | Summer | B10 | 1262 | 2000 | 0 | 115.28 | 113.41 | 5 | 0
2035 | SPP_N_2_MISO_MO-IL | SPP_N | MISO_MO-IL | Internal | Winter | B16 | 25 | 2000 | 2000 | 120.39 | 133.41 | 5 | 8.01
2035 | SPP_N_2_MISO_MO-IL | SPP_N | MISO_MO-IL | Internal | Winter | B17 | 100 | 2000 | 2000 | 120.39 | 128.76 | 5 | 3.37
2035 | SPP_N_2_MISO_MO-IL | SPP_N | MISO_MO-IL | Internal | Winter | B18 | 400 | 2000 | 0 | 118.74 | 119.77 | 5 | 0
2035 | SPP_N_2_MISO_MO-IL | SPP_N | MISO_MO-IL | Internal | Winter | B19 | 700 | 2000 | 0 | 114.91 | 117.88 | 5 | 0
2035 | SPP_N_2_MISO_MO-IL | SPP_N | MISO_MO-IL | Internal | Winter | B20 | 935 | 2000 | 2000 | 109.98 | 117.86 | 5 | 2.87
2035 | SPP_N_2_MISO_W | SPP_N | MISO_W | Internal | Shoulder | B11 | 25 | 750 | 0 | 136.14 | 133.38 | 5 | 0
2035 | SPP_N_2_MISO_W | SPP_N | MISO_W | Internal | Shoulder | B12 | 200 | 750 | 486.67 | 118.96 | 123.96 | 5 | 0
2035 | SPP_N_2_MISO_W | SPP_N | MISO_W | Internal | Shoulder | B13 | 600 | 750 | 0 | 117.19 | 116.08 | 5 | 0
2035 | SPP_N_2_MISO_W | SPP_N | MISO_W | Internal | Shoulder | B14 | 900 | 750 | 0 | 112.37 | 112.36 | 5 | 0
2035 | SPP_N_2_MISO_W | SPP_N | MISO_W | Internal | Shoulder | B15 | 1203 | 750 | 0 | 109.98 | 102.98 | 5 | 0
2035 | SPP_N_2_MISO_W | SPP_N | MISO_W | Internal | Summer | B1 | 10 | 750 | 0 | 209.6 | 214.58 | 5 | 0
2035 | SPP_N_2_MISO_W | SPP_N | MISO_W | Internal | Summer | B2 | 25 | 750 | 0 | 207.96 | 212.95 | 5 | 0
2035 | SPP_N_2_MISO_W | SPP_N | MISO_W | Internal | Summer | B3 | 75 | 750 | 0 | 214.58 | 212.46 | 5 | 0
2035 | SPP_N_2_MISO_W | SPP_N | MISO_W | Internal | Summer | B4 | 100 | 750 | 0 | 149.59 | 154.58 | 5 | 0
2035 | SPP_N_2_MISO_W | SPP_N | MISO_W | Internal | Summer | B5 | 200 | 750 | 0 | 146.26 | 151.25 | 5 | 0
2035 | SPP_N_2_MISO_W | SPP_N | MISO_W | Internal | Summer | B6 | 300 | 750 | 0 | 137.35 | 134.87 | 5 | 0
2035 | SPP_N_2_MISO_W | SPP_N | MISO_W | Internal | Summer | B7 | 400 | 750 | 0 | 134.61 | 131.48 | 5 | 0
2035 | SPP_N_2_MISO_W | SPP_N | MISO_W | Internal | Summer | B8 | 500 | 750 | 0 | 126.51 | 125.03 | 5 | 0
2035 | SPP_N_2_MISO_W | SPP_N | MISO_W | Internal | Summer | B9 | 800 | 750 | 0 | 116.6 | 113.4 | 5 | 0
2035 | SPP_N_2_MISO_W | SPP_N | MISO_W | Internal | Summer | B10 | 1262 | 750 | 0 | 115.28 | 108.28 | 5 | 0
2035 | SPP_N_2_MISO_W | SPP_N | MISO_W | Internal | Winter | B16 | 25 | 750 | 0 | 120.39 | 113.38 | 5 | 0
2035 | SPP_N_2_MISO_W | SPP_N | MISO_W | Internal | Winter | B17 | 100 | 750 | 0 | 120.39 | 113.39 | 5 | 0
2035 | SPP_N_2_MISO_W | SPP_N | MISO_W | Internal | Winter | B18 | 400 | 750 | 0 | 118.74 | 114.9 | 5 | 0
2035 | SPP_N_2_MISO_W | SPP_N | MISO_W | Internal | Winter | B19 | 700 | 750 | 0 | 114.91 | 114.9 | 5 | 0
2035 | SPP_N_2_MISO_W | SPP_N | MISO_W | Internal | Winter | B20 | 935 | 750 | 0 | 109.98 | 104.34 | 5 | 0
2035 | SPP_N_2_NE | SPP_N | NE | Internal | Shoulder | B11 | 25 | 332 | 0 | 136.14 | 136.13 | 0.01 | 0
2035 | SPP_N_2_NE | SPP_N | NE | Internal | Shoulder | B12 | 200 | 332 | 0 | 118.96 | 118.96 | 0.01 | 0
2035 | SPP_N_2_NE | SPP_N | NE | Internal | Shoulder | B13 | 600 | 332 | 0 | 117.19 | 117.18 | 0.01 | 0
2035 | SPP_N_2_NE | SPP_N | NE | Internal | Shoulder | B14 | 900 | 332 | 0 | 112.37 | 112.36 | 0.01 | 0
2035 | SPP_N_2_NE | SPP_N | NE | Internal | Shoulder | B15 | 1203 | 332 | 0 | 109.98 | 109.98 | 0.01 | 0
2035 | SPP_N_2_NE | SPP_N | NE | Internal | Summer | B1 | 10 | 332 | 332 | 209.6 | 219.95 | 0.01 | 10.34
2035 | SPP_N_2_NE | SPP_N | NE | Internal | Summer | B2 | 25 | 332 | 332 | 207.96 | 212.95 | 0.01 | 4.98
2035 | SPP_N_2_NE | SPP_N | NE | Internal | Summer | B3 | 75 | 332 | 281.73 | 214.58 | 214.59 | 0.01 | 0
2035 | SPP_N_2_NE | SPP_N | NE | Internal | Summer | B4 | 100 | 332 | 332 | 149.59 | 154.58 | 0.01 | 4.98
2035 | SPP_N_2_NE | SPP_N | NE | Internal | Summer | B5 | 200 | 332 | 332 | 146.26 | 151.25 | 0.01 | 4.98
2035 | SPP_N_2_NE | SPP_N | NE | Internal | Summer | B6 | 300 | 332 | 260.81 | 137.35 | 137.36 | 0.01 | 0
2035 | SPP_N_2_NE | SPP_N | NE | Internal | Summer | B7 | 400 | 332 | 232.64 | 134.61 | 134.62 | 0.01 | 0
2035 | SPP_N_2_NE | SPP_N | NE | Internal | Summer | B8 | 500 | 332 | 0 | 126.51 | 126.5 | 0.01 | 0
2035 | SPP_N_2_NE | SPP_N | NE | Internal | Summer | B9 | 800 | 332 | 0 | 116.6 | 116.59 | 0.01 | 0
2035 | SPP_N_2_NE | SPP_N | NE | Internal | Summer | B10 | 1262 | 332 | 0 | 115.28 | 115.27 | 0.01 | 0
2035 | SPP_N_2_NE | SPP_N | NE | Internal | Winter | B16 | 25 | 332 | 0 | 120.39 | 120.38 | 0.01 | 0
2035 | SPP_N_2_NE | SPP_N | NE | Internal | Winter | B17 | 100 | 332 | 0 | 120.39 | 120.38 | 0.01 | 0
2035 | SPP_N_2_NE | SPP_N | NE | Internal | Winter | B18 | 400 | 332 | 0 | 118.74 | 118.73 | 0.01 | 0
2035 | SPP_N_2_NE | SPP_N | NE | Internal | Winter | B19 | 700 | 332 | 0 | 114.91 | 114.9 | 0.01 | 0
2035 | SPP_N_2_NE | SPP_N | NE | Internal | Winter | B20 | 935 | 332 | 0 | 109.98 | 109.98 | 0.01 | 0
2035 | SPP_N_2_SPP_S | SPP_N | SPP_S | Internal | Shoulder | B11 | 25 | 4000 | 2321.09 | 136.14 | 136.15 | 0.01 | 0
2035 | SPP_N_2_SPP_S | SPP_N | SPP_S | Internal | Shoulder | B12 | 200 | 4000 | 1113.89 | 118.96 | 118.97 | 0.01 | 0
2035 | SPP_N_2_SPP_S | SPP_N | SPP_S | Internal | Shoulder | B13 | 600 | 4000 | 2907.73 | 117.19 | 117.21 | 0.01 | 0
2035 | SPP_N_2_SPP_S | SPP_N | SPP_S | Internal | Shoulder | B14 | 900 | 4000 | 2126.61 | 112.37 | 112.39 | 0.01 | 0
2035 | SPP_N_2_SPP_S | SPP_N | SPP_S | Internal | Shoulder | B15 | 1203 | 4000 | 276.39 | 109.98 | 109.99 | 0.01 | 0
2035 | SPP_N_2_SPP_S | SPP_N | SPP_S | Internal | Summer | B1 | 10 | 4000 | 0 | 209.6 | 139.53 | 0.01 | 0
2035 | SPP_N_2_SPP_S | SPP_N | SPP_S | Internal | Summer | B2 | 25 | 4000 | 0 | 207.96 | 207.96 | 0.01 | 0
2035 | SPP_N_2_SPP_S | SPP_N | SPP_S | Internal | Summer | B3 | 75 | 4000 | 0 | 214.58 | 214.57 | 0.01 | 0
2035 | SPP_N_2_SPP_S | SPP_N | SPP_S | Internal | Summer | B4 | 100 | 4000 | 0 | 149.59 | 142.57 | 0.01 | 0
2035 | SPP_N_2_SPP_S | SPP_N | SPP_S | Internal | Summer | B5 | 200 | 4000 | 0 | 146.26 | 140.98 | 0.01 | 0
2035 | SPP_N_2_SPP_S | SPP_N | SPP_S | Internal | Summer | B6 | 300 | 4000 | 475 | 137.35 | 137.36 | 0.01 | 0
2035 | SPP_N_2_SPP_S | SPP_N | SPP_S | Internal | Summer | B7 | 400 | 4000 | 1457.91 | 134.61 | 134.62 | 0.01 | 0
2035 | SPP_N_2_SPP_S | SPP_N | SPP_S | Internal | Summer | B8 | 500 | 4000 | 3504.05 | 126.51 | 126.52 | 0.01 | 0
2035 | SPP_N_2_SPP_S | SPP_N | SPP_S | Internal | Summer | B9 | 800 | 4000 | 2614.2 | 116.6 | 116.61 | 0.01 | 0
2035 | SPP_N_2_SPP_S | SPP_N | SPP_S | Internal | Summer | B10 | 1262 | 4000 | 4000 | 115.28 | 115.63 | 0.01 | 0.35
2035 | SPP_N_2_SPP_S | SPP_N | SPP_S | Internal | Winter | B16 | 25 | 4000 | 3066.83 | 120.39 | 120.41 | 0.01 | 0
2035 | SPP_N_2_SPP_S | SPP_N | SPP_S | Internal | Winter | B17 | 100 | 4000 | 3925.65 | 120.39 | 120.41 | 0.01 | 0
2035 | SPP_N_2_SPP_S | SPP_N | SPP_S | Internal | Winter | B18 | 400 | 4000 | 4000 | 118.74 | 120.41 | 0.01 | 1.65
2035 | SPP_N_2_SPP_S | SPP_N | SPP_S | Internal | Winter | B19 | 700 | 4000 | 3180.08 | 114.91 | 114.92 | 0.01 | 0
2035 | SPP_N_2_SPP_S | SPP_N | SPP_S | Internal | Winter | B20 | 935 | 4000 | 1189.35 | 109.98 | 109.99 | 0.01 | 0
2035 | SPP_S_2_ENT | SPP_S | ENT | Internal | Shoulder | B11 | 25 | 850 | 0 | 136.15 | 141.14 | 5 | 0
2035 | SPP_S_2_ENT | SPP_S | ENT | Internal | Shoulder | B12 | 200 | 850 | 0 | 118.97 | 117.39 | 5 | 0
2035 | SPP_S_2_ENT | SPP_S | ENT | Internal | Shoulder | B13 | 600 | 850 | 0 | 117.21 | 117.39 | 5 | 0
2035 | SPP_S_2_ENT | SPP_S | ENT | Internal | Shoulder | B14 | 900 | 850 | 500.91 | 112.39 | 117.39 | 5 | 0
2035 | SPP_S_2_ENT | SPP_S | ENT | Internal | Shoulder | B15 | 1203 | 850 | 0 | 109.99 | 114.98 | 5 | 0
2035 | SPP_S_2_ENT | SPP_S | ENT | Internal | Summer | B1 | 10 | 850 | 850 | 139.53 | 214.6 | 5 | 70.06
2035 | SPP_S_2_ENT | SPP_S | ENT | Internal | Summer | B2 | 25 | 850 | 833.23 | 207.96 | 212.96 | 5 | 0
2035 | SPP_S_2_ENT | SPP_S | ENT | Internal | Summer | B3 | 75 | 850 | 0 | 214.57 | 212.6 | 5 | 0
2035 | SPP_S_2_ENT | SPP_S | ENT | Internal | Summer | B4 | 100 | 850 | 67.57 | 142.57 | 147.57 | 5 | 0
2035 | SPP_S_2_ENT | SPP_S | ENT | Internal | Summer | B5 | 200 | 850 | 0 | 140.98 | 143.26 | 5 | 0
2035 | SPP_S_2_ENT | SPP_S | ENT | Internal | Summer | B6 | 300 | 850 | 0 | 137.36 | 134.23 | 5 | 0
2035 | SPP_S_2_ENT | SPP_S | ENT | Internal | Summer | B7 | 400 | 850 | 0 | 134.62 | 126.62 | 5 | 0
2035 | SPP_S_2_ENT | SPP_S | ENT | Internal | Summer | B8 | 500 | 850 | 0 | 126.52 | 118.52 | 5 | 0
2035 | SPP_S_2_ENT | SPP_S | ENT | Internal | Summer | B9 | 800 | 850 | 0 | 116.61 | 115.88 | 5 | 0
2035 | SPP_S_2_ENT | SPP_S | ENT | Internal | Summer | B10 | 1262 | 850 | 0 | 115.63 | 108.89 | 5 | 0
2035 | SPP_S_2_ENT | SPP_S | ENT | Internal | Winter | B16 | 25 | 850 | 170.34 | 120.41 | 125.41 | 5 | 0
2035 | SPP_S_2_ENT | SPP_S | ENT | Internal | Winter | B17 | 100 | 850 | 0 | 120.41 | 120.76 | 5 | 0
2035 | SPP_S_2_ENT | SPP_S | ENT | Internal | Winter | B18 | 400 | 850 | 0 | 120.41 | 120.46 | 5 | 0
2035 | SPP_S_2_ENT | SPP_S | ENT | Internal | Winter | B19 | 700 | 850 | 0 | 114.92 | 119.91 | 5 | 0
2035 | SPP_S_2_ENT | SPP_S | ENT | Internal | Winter | B20 | 935 | 850 | 0 | 109.99 | 113.37 | 5 | 0
2035 | SPP_S_2_SPP_N | SPP_S | SPP_N | Internal | Shoulder | B11 | 25 | 640 | 0 | 136.15 | 136.14 | 0.01 | 0
2035 | SPP_S_2_SPP_N | SPP_S | SPP_N | Internal | Shoulder | B12 | 200 | 640 | 0 | 118.97 | 118.96 | 0.01 | 0
2035 | SPP_S_2_SPP_N | SPP_S | SPP_N | Internal | Shoulder | B13 | 600 | 640 | 0 | 117.21 | 117.19 | 0.01 | 0
2035 | SPP_S_2_SPP_N | SPP_S | SPP_N | Internal | Shoulder | B14 | 900 | 640 | 0 | 112.39 | 112.37 | 0.01 | 0
2035 | SPP_S_2_SPP_N | SPP_S | SPP_N | Internal | Shoulder | B15 | 1203 | 640 | 0 | 109.99 | 109.98 | 0.01 | 0
2035 | SPP_S_2_SPP_N | SPP_S | SPP_N | Internal | Summer | B1 | 10 | 640 | 640 | 139.53 | 209.6 | 0.01 | 70.05
2035 | SPP_S_2_SPP_N | SPP_S | SPP_N | Internal | Summer | B2 | 25 | 640 | 0 | 207.96 | 207.96 | 0.01 | 0
2035 | SPP_S_2_SPP_N | SPP_S | SPP_N | Internal | Summer | B3 | 75 | 640 | 383.7 | 214.57 | 214.58 | 0.01 | 0
2035 | SPP_S_2_SPP_N | SPP_S | SPP_N | Internal | Summer | B4 | 100 | 640 | 640 | 142.57 | 149.59 | 0.01 | 7.01
2035 | SPP_S_2_SPP_N | SPP_S | SPP_N | Internal | Summer | B5 | 200 | 640 | 640 | 140.98 | 146.26 | 0.01 | 5.27
2035 | SPP_S_2_SPP_N | SPP_S | SPP_N | Internal | Summer | B6 | 300 | 640 | 0 | 137.36 | 137.35 | 0.01 | 0
2035 | SPP_S_2_SPP_N | SPP_S | SPP_N | Internal | Summer | B7 | 400 | 640 | 0 | 134.62 | 134.61 | 0.01 | 0
2035 | SPP_S_2_SPP_N | SPP_S | SPP_N | Internal | Summer | B8 | 500 | 640 | 0 | 126.52 | 126.51 | 0.01 | 0
2035 | SPP_S_2_SPP_N | SPP_S | SPP_N | Internal | Summer | B9 | 800 | 640 | 0 | 116.61 | 116.6 | 0.01 | 0
2035 | SPP_S_2_SPP_N | SPP_S | SPP_N | Internal | Summer | B10 | 1262 | 640 | 0 | 115.63 | 115.28 | 0.01 | 0
2035 | SPP_S_2_SPP_N | SPP_S | SPP_N | Internal | Winter | B16 | 25 | 640 | 0 | 120.41 | 120.39 | 0.01 | 0
2035 | SPP_S_2_SPP_N | SPP_S | SPP_N | Internal | Winter | B17 | 100 | 640 | 0 | 120.41 | 120.39 | 0.01 | 0
2035 | SPP_S_2_SPP_N | SPP_S | SPP_N | Internal | Winter | B18 | 400 | 640 | 0 | 120.41 | 118.74 | 0.01 | 0
2035 | SPP_S_2_SPP_N | SPP_S | SPP_N | Internal | Winter | B19 | 700 | 640 | 0 | 114.92 | 114.91 | 0.01 | 0
2035 | SPP_S_2_SPP_N | SPP_S | SPP_N | Internal | Winter | B20 | 935 | 640 | 0 | 109.99 | 109.98 | 0.01 | 0
2035 | TVA_2_ENT | TVA | ENT | Internal | Shoulder | B11 | 25 | 500 | 0 | 133.21 | 141.14 | 9 | 0
2035 | TVA_2_ENT | TVA | ENT | Internal | Shoulder | B12 | 200 | 500 | 0 | 118.6 | 117.39 | 9 | 0
2035 | TVA_2_ENT | TVA | ENT | Internal | Shoulder | B13 | 600 | 500 | 0 | 118.6 | 117.39 | 9 | 0
2035 | TVA_2_ENT | TVA | ENT | Internal | Shoulder | B14 | 900 | 500 | 0 | 118.6 | 117.39 | 9 | 0
2035 | TVA_2_ENT | TVA | ENT | Internal | Shoulder | B15 | 1203 | 500 | 0 | 118.6 | 114.98 | 9 | 0
2035 | TVA_2_ENT | TVA | ENT | Internal | Summer | B1 | 10 | 500 | 0 | 218.61 | 214.6 | 9 | 0
2035 | TVA_2_ENT | TVA | ENT | Internal | Summer | B2 | 25 | 500 | 0 | 218.61 | 212.96 | 9 | 0
2035 | TVA_2_ENT | TVA | ENT | Internal | Summer | B3 | 75 | 500 | 161.54 | 203.6 | 212.6 | 9 | 0
2035 | TVA_2_ENT | TVA | ENT | Internal | Summer | B4 | 100 | 500 | 0 | 147.58 | 147.57 | 9 | 0
2035 | TVA_2_ENT | TVA | ENT | Internal | Summer | B5 | 200 | 500 | 0 | 144.25 | 143.26 | 9 | 0
2035 | TVA_2_ENT | TVA | ENT | Internal | Summer | B6 | 300 | 500 | 403.44 | 125.23 | 134.23 | 9 | 0
2035 | TVA_2_ENT | TVA | ENT | Internal | Summer | B7 | 400 | 500 | 500 | 117.33 | 126.62 | 9 | 0.29
2035 | TVA_2_ENT | TVA | ENT | Internal | Summer | B8 | 500 | 500 | 0 | 117.33 | 118.52 | 9 | 0
2035 | TVA_2_ENT | TVA | ENT | Internal | Summer | B9 | 800 | 500 | 0 | 117.33 | 115.88 | 9 | 0
2035 | TVA_2_ENT | TVA | ENT | Internal | Summer | B10 | 1262 | 500 | 0 | 108.9 | 108.89 | 9 | 0
2035 | TVA_2_ENT | TVA | ENT | Internal | Winter | B16 | 25 | 500 | 0 | 132.16 | 125.41 | 9 | 0
2035 | TVA_2_ENT | TVA | ENT | Internal | Winter | B17 | 100 | 500 | 0 | 121.38 | 120.76 | 9 | 0
2035 | TVA_2_ENT | TVA | ENT | Internal | Winter | B18 | 400 | 500 | 0 | 121.38 | 120.46 | 9 | 0
2035 | TVA_2_ENT | TVA | ENT | Internal | Winter | B19 | 700 | 500 | 0 | 121.38 | 119.91 | 9 | 0
2035 | TVA_2_ENT | TVA | ENT | Internal | Winter | B20 | 935 | 500 | 0 | 121.38 | 113.37 | 9 | 0
2035 | TVA_2_MISO_MO-IL | TVA | MISO_MO-IL | Internal | Shoulder | B11 | 25 | 50 | 0 | 133.21 | 133.39 | 9 | 0
2035 | TVA_2_MISO_MO-IL | TVA | MISO_MO-IL | Internal | Shoulder | B12 | 200 | 50 | 0 | 118.6 | 123.97 | 9 | 0
2035 | TVA_2_MISO_MO-IL | TVA | MISO_MO-IL | Internal | Shoulder | B13 | 600 | 50 | 0 | 118.6 | 116.1 | 9 | 0
2035 | TVA_2_MISO_MO-IL | TVA | MISO_MO-IL | Internal | Shoulder | B14 | 900 | 50 | 0 | 118.6 | 114.86 | 9 | 0
2035 | TVA_2_MISO_MO-IL | TVA | MISO_MO-IL | Internal | Shoulder | B15 | 1203 | 50 | 0 | 118.6 | 114.86 | 9 | 0
2035 | TVA_2_MISO_MO-IL | TVA | MISO_MO-IL | Internal | Summer | B1 | 10 | 50 | 0 | 218.61 | 214.6 | 9 | 0
2035 | TVA_2_MISO_MO-IL | TVA | MISO_MO-IL | Internal | Summer | B2 | 25 | 50 | 0 | 218.61 | 212.96 | 9 | 0
2035 | TVA_2_MISO_MO-IL | TVA | MISO_MO-IL | Internal | Summer | B3 | 75 | 50 | 0 | 203.6 | 212.46 | 9 | 0
2035 | TVA_2_MISO_MO-IL | TVA | MISO_MO-IL | Internal | Summer | B4 | 100 | 50 | 0 | 147.58 | 154.59 | 9 | 0
2035 | TVA_2_MISO_MO-IL | TVA | MISO_MO-IL | Internal | Summer | B5 | 200 | 50 | 0 | 144.25 | 151.26 | 9 | 0
2035 | TVA_2_MISO_MO-IL | TVA | MISO_MO-IL | Internal | Summer | B6 | 300 | 50 | 50 | 125.23 | 134.89 | 9 | 0.66
2035 | TVA_2_MISO_MO-IL | TVA | MISO_MO-IL | Internal | Summer | B7 | 400 | 50 | 50 | 117.33 | 131.49 | 9 | 5.16
2035 | TVA_2_MISO_MO-IL | TVA | MISO_MO-IL | Internal | Summer | B8 | 500 | 50 | 0 | 117.33 | 125.04 | 9 | 0
2035 | TVA_2_MISO_MO-IL | TVA | MISO_MO-IL | Internal | Summer | B9 | 800 | 50 | 0 | 117.33 | 113.41 | 9 | 0
2035 | TVA_2_MISO_MO-IL | TVA | MISO_MO-IL | Internal | Summer | B10 | 1262 | 50 | 0 | 108.9 | 113.41 | 9 | 0
2035 | TVA_2_MISO_MO-IL | TVA | MISO_MO-IL | Internal | Winter | B16 | 25 | 50 | 0 | 132.16 | 133.41 | 9 | 0
2035 | TVA_2_MISO_MO-IL | TVA | MISO_MO-IL | Internal | Winter | B17 | 100 | 50 | 0 | 121.38 | 128.76 | 9 | 0
2035 | TVA_2_MISO_MO-IL | TVA | MISO_MO-IL | Internal | Winter | B18 | 400 | 50 | 0 | 121.38 | 119.77 | 9 | 0
2035 | TVA_2_MISO_MO-IL | TVA | MISO_MO-IL | Internal | Winter | B19 | 700 | 50 | 0 | 121.38 | 117.88 | 9 | 0
2035 | TVA_2_MISO_MO-IL | TVA | MISO_MO-IL | Internal | Winter | B20 | 935 | 50 | 0 | 121.38 | 117.86 | 9 | 0
2035 | TVA_2_NonRTO_Midwest | TVA | NonRTO_Midwest | Internal | Shoulder | B11 | 25 | 100 | 0 | 133.21 | 141.38 | 9 | 0
2035 | TVA_2_NonRTO_Midwest | TVA | NonRTO_Midwest | Internal | Shoulder | B12 | 200 | 100 | 0 | 118.6 | 118.54 | 9 | 0
2035 | TVA_2_NonRTO_Midwest | TVA | NonRTO_Midwest | Internal | Shoulder | B13 | 600 | 100 | 0 | 118.6 | 118.54 | 9 | 0
2035 | TVA_2_NonRTO_Midwest | TVA | NonRTO_Midwest | Internal | Shoulder | B14 | 900 | 100 | 0 | 118.6 | 118.54 | 9 | 0
2035 | TVA_2_NonRTO_Midwest | TVA | NonRTO_Midwest | Internal | Shoulder | B15 | 1203 | 100 | 0 | 118.6 | 118.54 | 9 | 0
2035 | TVA_2_NonRTO_Midwest | TVA | NonRTO_Midwest | Internal | Summer | B1 | 10 | 100 | 0 | 218.61 | 219.93 | 9 | 0
2035 | TVA_2_NonRTO_Midwest | TVA | NonRTO_Midwest | Internal | Summer | B2 | 25 | 100 | 0 | 218.61 | 219.93 | 9 | 0
2035 | TVA_2_NonRTO_Midwest | TVA | NonRTO_Midwest | Internal | Summer | B3 | 75 | 100 | 0 | 203.6 | 204.44 | 9 | 0
2035 | TVA_2_NonRTO_Midwest | TVA | NonRTO_Midwest | Internal | Summer | B4 | 100 | 100 | 0 | 147.58 | 146.57 | 9 | 0
2035 | TVA_2_NonRTO_Midwest | TVA | NonRTO_Midwest | Internal | Summer | B5 | 200 | 100 | 0 | 144.25 | 143.25 | 9 | 0
2035 | TVA_2_NonRTO_Midwest | TVA | NonRTO_Midwest | Internal | Summer | B6 | 300 | 100 | 0 | 125.23 | 126.87 | 9 | 0
2035 | TVA_2_NonRTO_Midwest | TVA | NonRTO_Midwest | Internal | Summer | B7 | 400 | 100 | 0 | 117.33 | 123.48 | 9 | 0
2035 | TVA_2_NonRTO_Midwest | TVA | NonRTO_Midwest | Internal | Summer | B8 | 500 | 100 | 0 | 117.33 | 117.03 | 9 | 0
2035 | TVA_2_NonRTO_Midwest | TVA | NonRTO_Midwest | Internal | Summer | B9 | 800 | 100 | 0 | 117.33 | 117.03 | 9 | 0
2035 | TVA_2_NonRTO_Midwest | TVA | NonRTO_Midwest | Internal | Summer | B10 | 1262 | 100 | 0 | 108.9 | 117.03 | 9 | 0
2035 | TVA_2_NonRTO_Midwest | TVA | NonRTO_Midwest | Internal | Winter | B16 | 25 | 100 | 0 | 132.16 | 138.71 | 9 | 0
2035 | TVA_2_NonRTO_Midwest | TVA | NonRTO_Midwest | Internal | Winter | B17 | 100 | 100 | 0 | 121.38 | 121.86 | 9 | 0
2035 | TVA_2_NonRTO_Midwest | TVA | NonRTO_Midwest | Internal | Winter | B18 | 400 | 100 | 0 | 121.38 | 121.86 | 9 | 0
2035 | TVA_2_NonRTO_Midwest | TVA | NonRTO_Midwest | Internal | Winter | B19 | 700 | 100 | 0 | 121.38 | 121.86 | 9 | 0
2035 | TVA_2_NonRTO_Midwest | TVA | NonRTO_Midwest | Internal | Winter | B20 | 935 | 100 | 0 | 121.38 | 121.86 | 9 | 0
2035 | TVA_2_PJM_ROR | TVA | PJM_ROR | Internal | Shoulder | B11 | 25 | 500 | 0 | 133.21 | 131.39 | 9 | 0
2035 | TVA_2_PJM_ROR | TVA | PJM_ROR | Internal | Shoulder | B12 | 200 | 500 | 163.62 | 118.6 | 127.6 | 9 | 0
2035 | TVA_2_PJM_ROR | TVA | PJM_ROR | Internal | Shoulder | B13 | 600 | 500 | 0 | 118.6 | 118.09 | 9 | 0
2035 | TVA_2_PJM_ROR | TVA | PJM_ROR | Internal | Shoulder | B14 | 900 | 500 | 0 | 118.6 | 116.46 | 9 | 0
2035 | TVA_2_PJM_ROR | TVA | PJM_ROR | Internal | Shoulder | B15 | 1203 | 500 | 0 | 118.6 | 114.79 | 9 | 0
2035 | TVA_2_PJM_ROR | TVA | PJM_ROR | Internal | Summer | B1 | 10 | 500 | 0 | 218.61 | 212.6 | 9 | 0
2035 | TVA_2_PJM_ROR | TVA | PJM_ROR | Internal | Summer | B2 | 25 | 500 | 0 | 218.61 | 212.6 | 9 | 0
2035 | TVA_2_PJM_ROR | TVA | PJM_ROR | Internal | Summer | B3 | 75 | 500 | 47.99 | 203.6 | 212.6 | 9 | 0
2035 | TVA_2_PJM_ROR | TVA | PJM_ROR | Internal | Summer | B4 | 100 | 500 | 0 | 147.58 | 156.57 | 9 | 0
2035 | TVA_2_PJM_ROR | TVA | PJM_ROR | Internal | Summer | B5 | 200 | 500 | 300.56 | 144.25 | 153.25 | 9 | 0
2035 | TVA_2_PJM_ROR | TVA | PJM_ROR | Internal | Summer | B6 | 300 | 500 | 394.45 | 125.23 | 134.23 | 9 | 0
2035 | TVA_2_PJM_ROR | TVA | PJM_ROR | Internal | Summer | B7 | 400 | 500 | 500 | 117.33 | 131.39 | 9 | 5.07
2035 | TVA_2_PJM_ROR | TVA | PJM_ROR | Internal | Summer | B8 | 500 | 500 | 500 | 117.33 | 127.04 | 9 | 0.71
2035 | TVA_2_PJM_ROR | TVA | PJM_ROR | Internal | Summer | B9 | 800 | 500 | 0 | 117.33 | 115.4 | 9 | 0
2035 | TVA_2_PJM_ROR | TVA | PJM_ROR | Internal | Summer | B10 | 1262 | 500 | 0 | 108.9 | 113.16 | 9 | 0
2035 | TVA_2_PJM_ROR | TVA | PJM_ROR | Internal | Winter | B16 | 25 | 500 | 0 | 132.16 | 135.41 | 9 | 0
2035 | TVA_2_PJM_ROR | TVA | PJM_ROR | Internal | Winter | B17 | 100 | 500 | 500 | 121.38 | 132.9 | 9 | 2.52
2035 | TVA_2_PJM_ROR | TVA | PJM_ROR | Internal | Winter | B18 | 400 | 500 | 0 | 121.38 | 121.76 | 9 | 0
2035 | TVA_2_PJM_ROR | TVA | PJM_ROR | Internal | Winter | B19 | 700 | 500 | 0 | 121.38 | 119.5 | 9 | 0
2035 | TVA_2_PJM_ROR | TVA | PJM_ROR | Internal | Winter | B20 | 935 | 500 | 0 | 121.38 | 115.88 | 9 | 0
2035 | TVA_2_SOCO | TVA | SOCO | Internal | Shoulder | B11 | 25 | 500 | 0 | 133.21 | 133.77 | 9 | 0
2035 | TVA_2_SOCO | TVA | SOCO | Internal | Shoulder | B12 | 200 | 500 | 0 | 118.6 | 119.26 | 9 | 0
2035 | TVA_2_SOCO | TVA | SOCO | Internal | Shoulder | B13 | 600 | 500 | 0 | 118.6 | 119.26 | 9 | 0
2035 | TVA_2_SOCO | TVA | SOCO | Internal | Shoulder | B14 | 900 | 500 | 0 | 118.6 | 119.26 | 9 | 0
2035 | TVA_2_SOCO | TVA | SOCO | Internal | Shoulder | B15 | 1203 | 500 | 0 | 118.6 | 117.54 | 9 | 0
2035 | TVA_2_SOCO | TVA | SOCO | Internal | Summer | B1 | 10 | 500 | 0 | 218.61 | 222.6 | 9 | 0
2035 | TVA_2_SOCO | TVA | SOCO | Internal | Summer | B2 | 25 | 500 | 0 | 218.61 | 220.96 | 9 | 0
2035 | TVA_2_SOCO | TVA | SOCO | Internal | Summer | B3 | 75 | 500 | 52.7 | 203.6 | 212.6 | 9 | 0
2035 | TVA_2_SOCO | TVA | SOCO | Internal | Summer | B4 | 100 | 500 | 0 | 147.58 | 137.57 | 9 | 0
2035 | TVA_2_SOCO | TVA | SOCO | Internal | Summer | B5 | 200 | 500 | 0 | 144.25 | 137 | 9 | 0
2035 | TVA_2_SOCO | TVA | SOCO | Internal | Summer | B6 | 300 | 500 | 29.33 | 125.23 | 134.23 | 9 | 0
2035 | TVA_2_SOCO | TVA | SOCO | Internal | Summer | B7 | 400 | 500 | 500 | 117.33 | 131.39 | 9 | 5.07
2035 | TVA_2_SOCO | TVA | SOCO | Internal | Summer | B8 | 500 | 500 | 0 | 117.33 | 117.93 | 9 | 0
2035 | TVA_2_SOCO | TVA | SOCO | Internal | Summer | B9 | 800 | 500 | 0 | 117.33 | 117.93 | 9 | 0
2035 | TVA_2_SOCO | TVA | SOCO | Internal | Summer | B10 | 1262 | 500 | 0 | 108.9 | 98.89 | 9 | 0
2035 | TVA_2_SOCO | TVA | SOCO | Internal | Winter | B16 | 25 | 500 | 0 | 132.16 | 136.68 | 9 | 0
2035 | TVA_2_SOCO | TVA | SOCO | Internal | Winter | B17 | 100 | 500 | 0 | 121.38 | 122.22 | 9 | 0
2035 | TVA_2_SOCO | TVA | SOCO | Internal | Winter | B18 | 400 | 500 | 0 | 121.38 | 122.22 | 9 | 0
2035 | TVA_2_SOCO | TVA | SOCO | Internal | Winter | B19 | 700 | 500 | 0 | 121.38 | 122.22 | 9 | 0
2035 | TVA_2_SOCO | TVA | SOCO | Internal | Winter | B20 | 935 | 500 | 0 | 121.38 | 113.65 | 9 | 0
2035 | TVA_2_VACAR | TVA | VACAR | Internal | Shoulder | B11 | 25 | 150 | 0 | 133.21 | 126.2 | 9 | 0
2035 | TVA_2_VACAR | TVA | VACAR | Internal | Shoulder | B12 | 200 | 150 | 0 | 118.6 | 121.07 | 9 | 0
2035 | TVA_2_VACAR | TVA | VACAR | Internal | Shoulder | B13 | 600 | 150 | 0 | 118.6 | 121.07 | 9 | 0
2035 | TVA_2_VACAR | TVA | VACAR | Internal | Shoulder | B14 | 900 | 150 | 0 | 118.6 | 121.07 | 9 | 0
2035 | TVA_2_VACAR | TVA | VACAR | Internal | Shoulder | B15 | 1203 | 150 | 0 | 118.6 | 120.79 | 9 | 0
2035 | TVA_2_VACAR | TVA | VACAR | Internal | Summer | B1 | 10 | 150 | 0 | 218.61 | 218.6 | 9 | 0
2035 | TVA_2_VACAR | TVA | VACAR | Internal | Summer | B2 | 25 | 150 | 0 | 218.61 | 218.6 | 9 | 0
2035 | TVA_2_VACAR | TVA | VACAR | Internal | Summer | B3 | 75 | 150 | 0 | 203.6 | 205.6 | 9 | 0
2035 | TVA_2_VACAR | TVA | VACAR | Internal | Summer | B4 | 100 | 150 | 0 | 147.58 | 145.14 | 9 | 0
2035 | TVA_2_VACAR | TVA | VACAR | Internal | Summer | B5 | 200 | 150 | 0 | 144.25 | 145.14 | 9 | 0
2035 | TVA_2_VACAR | TVA | VACAR | Internal | Summer | B6 | 300 | 150 | 0 | 125.23 | 127.23 | 9 | 0
2035 | TVA_2_VACAR | TVA | VACAR | Internal | Summer | B7 | 400 | 150 | 0 | 117.33 | 124.39 | 9 | 0
2035 | TVA_2_VACAR | TVA | VACAR | Internal | Summer | B8 | 500 | 150 | 0 | 117.33 | 118.95 | 9 | 0
2035 | TVA_2_VACAR | TVA | VACAR | Internal | Summer | B9 | 800 | 150 | 0 | 117.33 | 118.95 | 9 | 0
2035 | TVA_2_VACAR | TVA | VACAR | Internal | Summer | B10 | 1262 | 150 | 0 | 108.9 | 107.08 | 9 | 0
2035 | TVA_2_VACAR | TVA | VACAR | Internal | Winter | B16 | 25 | 150 | 0 | 132.16 | 129.68 | 9 | 0
2035 | TVA_2_VACAR | TVA | VACAR | Internal | Winter | B17 | 100 | 150 | 0 | 121.38 | 125.9 | 9 | 0
2035 | TVA_2_VACAR | TVA | VACAR | Internal | Winter | B18 | 400 | 150 | 0 | 121.38 | 125.9 | 9 | 0
2035 | TVA_2_VACAR | TVA | VACAR | Internal | Winter | B19 | 700 | 150 | 0 | 121.38 | 125.5 | 9 | 0
2035 | TVA_2_VACAR | TVA | VACAR | Internal | Winter | B20 | 935 | 150 | 0 | 121.38 | 114.78 | 9 | 0
2035 | TVA_Transmission_2_ENT | TVA_Transmission | ENT | Internal | Shoulder | B11 | 25 | 3000 | 0 | 133.2 | 141.14 | 9 | 0
2035 | TVA_Transmission_2_ENT | TVA_Transmission | ENT | Internal | Shoulder | B12 | 200 | 3000 | 0 | 122.16 | 117.39 | 9 | 0
2035 | TVA_Transmission_2_ENT | TVA_Transmission | ENT | Internal | Shoulder | B13 | 600 | 3000 | 0 | 120.35 | 117.39 | 9 | 0
2035 | TVA_Transmission_2_ENT | TVA_Transmission | ENT | Internal | Shoulder | B14 | 900 | 3000 | 0 | 119.92 | 117.39 | 9 | 0
2035 | TVA_Transmission_2_ENT | TVA_Transmission | ENT | Internal | Shoulder | B15 | 1203 | 3000 | 0 | 119.24 | 114.98 | 9 | 0
2035 | TVA_Transmission_2_ENT | TVA_Transmission | ENT | Internal | Summer | B1 | 10 | 3000 | 0 | 218.6 | 214.6 | 9 | 0
2035 | TVA_Transmission_2_ENT | TVA_Transmission | ENT | Internal | Summer | B2 | 25 | 3000 | 0 | 218.6 | 212.96 | 9 | 0
2035 | TVA_Transmission_2_ENT | TVA_Transmission | ENT | Internal | Summer | B3 | 75 | 3000 | 0 | 209.55 | 212.6 | 9 | 0
2035 | TVA_Transmission_2_ENT | TVA_Transmission | ENT | Internal | Summer | B4 | 100 | 3000 | 0 | 147.57 | 147.57 | 9 | 0
2035 | TVA_Transmission_2_ENT | TVA_Transmission | ENT | Internal | Summer | B5 | 200 | 3000 | 0 | 146.04 | 143.26 | 9 | 0
2035 | TVA_Transmission_2_ENT | TVA_Transmission | ENT | Internal | Summer | B6 | 300 | 3000 | 0 | 131.28 | 134.23 | 9 | 0
2035 | TVA_Transmission_2_ENT | TVA_Transmission | ENT | Internal | Summer | B7 | 400 | 3000 | 0 | 127.59 | 126.62 | 9 | 0
2035 | TVA_Transmission_2_ENT | TVA_Transmission | ENT | Internal | Summer | B8 | 500 | 3000 | 0 | 121.49 | 118.52 | 9 | 0
2035 | TVA_Transmission_2_ENT | TVA_Transmission | ENT | Internal | Summer | B9 | 800 | 3000 | 0 | 118.58 | 115.88 | 9 | 0
2035 | TVA_Transmission_2_ENT | TVA_Transmission | ENT | Internal | Summer | B10 | 1262 | 3000 | 0 | 108.89 | 108.89 | 9 | 0
2035 | TVA_Transmission_2_ENT | TVA_Transmission | ENT | Internal | Winter | B16 | 25 | 3000 | 0 | 132.85 | 125.41 | 9 | 0
2035 | TVA_Transmission_2_ENT | TVA_Transmission | ENT | Internal | Winter | B17 | 100 | 3000 | 0 | 126.15 | 120.76 | 9 | 0
2035 | TVA_Transmission_2_ENT | TVA_Transmission | ENT | Internal | Winter | B18 | 400 | 3000 | 0 | 123.54 | 120.46 | 9 | 0
2035 | TVA_Transmission_2_ENT | TVA_Transmission | ENT | Internal | Winter | B19 | 700 | 3000 | 0 | 122.86 | 119.91 | 9 | 0
2035 | TVA_Transmission_2_ENT | TVA_Transmission | ENT | Internal | Winter | B20 | 935 | 3000 | 0 | 121.37 | 113.37 | 9 | 0
2035 | TVA_Transmission_2_MISO_MO-IL | TVA_Transmission | MISO_MO-IL | Internal | Shoulder | B11 | 25 | 4000 | 0 | 133.2 | 133.39 | 9 | 0
2035 | TVA_Transmission_2_MISO_MO-IL | TVA_Transmission | MISO_MO-IL | Internal | Shoulder | B12 | 200 | 4000 | 0 | 122.16 | 123.97 | 9 | 0
2035 | TVA_Transmission_2_MISO_MO-IL | TVA_Transmission | MISO_MO-IL | Internal | Shoulder | B13 | 600 | 4000 | 0 | 120.35 | 116.1 | 9 | 0
2035 | TVA_Transmission_2_MISO_MO-IL | TVA_Transmission | MISO_MO-IL | Internal | Shoulder | B14 | 900 | 4000 | 0 | 119.92 | 114.86 | 9 | 0
2035 | TVA_Transmission_2_MISO_MO-IL | TVA_Transmission | MISO_MO-IL | Internal | Shoulder | B15 | 1203 | 4000 | 0 | 119.24 | 114.86 | 9 | 0
2035 | TVA_Transmission_2_MISO_MO-IL | TVA_Transmission | MISO_MO-IL | Internal | Summer | B1 | 10 | 4000 | 0 | 218.6 | 214.6 | 9 | 0
2035 | TVA_Transmission_2_MISO_MO-IL | TVA_Transmission | MISO_MO-IL | Internal | Summer | B2 | 25 | 4000 | 0 | 218.6 | 212.96 | 9 | 0
2035 | TVA_Transmission_2_MISO_MO-IL | TVA_Transmission | MISO_MO-IL | Internal | Summer | B3 | 75 | 4000 | 0 | 209.55 | 212.46 | 9 | 0
2035 | TVA_Transmission_2_MISO_MO-IL | TVA_Transmission | MISO_MO-IL | Internal | Summer | B4 | 100 | 4000 | 0 | 147.57 | 154.59 | 9 | 0
2035 | TVA_Transmission_2_MISO_MO-IL | TVA_Transmission | MISO_MO-IL | Internal | Summer | B5 | 200 | 4000 | 0 | 146.04 | 151.26 | 9 | 0
2035 | TVA_Transmission_2_MISO_MO-IL | TVA_Transmission | MISO_MO-IL | Internal | Summer | B6 | 300 | 4000 | 0 | 131.28 | 134.89 | 9 | 0
2035 | TVA_Transmission_2_MISO_MO-IL | TVA_Transmission | MISO_MO-IL | Internal | Summer | B7 | 400 | 4000 | 0 | 127.59 | 131.49 | 9 | 0
2035 | TVA_Transmission_2_MISO_MO-IL | TVA_Transmission | MISO_MO-IL | Internal | Summer | B8 | 500 | 4000 | 0 | 121.49 | 125.04 | 9 | 0
2035 | TVA_Transmission_2_MISO_MO-IL | TVA_Transmission | MISO_MO-IL | Internal | Summer | B9 | 800 | 4000 | 0 | 118.58 | 113.41 | 9 | 0
2035 | TVA_Transmission_2_MISO_MO-IL | TVA_Transmission | MISO_MO-IL | Internal | Summer | B10 | 1262 | 4000 | 0 | 108.89 | 113.41 | 9 | 0
2035 | TVA_Transmission_2_MISO_MO-IL | TVA_Transmission | MISO_MO-IL | Internal | Winter | B16 | 25 | 4000 | 0 | 132.85 | 133.41 | 9 | 0
2035 | TVA_Transmission_2_MISO_MO-IL | TVA_Transmission | MISO_MO-IL | Internal | Winter | B17 | 100 | 4000 | 0 | 126.15 | 128.76 | 9 | 0
2035 | TVA_Transmission_2_MISO_MO-IL | TVA_Transmission | MISO_MO-IL | Internal | Winter | B18 | 400 | 4000 | 0 | 123.54 | 119.77 | 9 | 0
2035 | TVA_Transmission_2_MISO_MO-IL | TVA_Transmission | MISO_MO-IL | Internal | Winter | B19 | 700 | 4000 | 0 | 122.86 | 117.88 | 9 | 0
2035 | TVA_Transmission_2_MISO_MO-IL | TVA_Transmission | MISO_MO-IL | Internal | Winter | B20 | 935 | 4000 | 0 | 121.37 | 117.86 | 9 | 0
2035 | TVA_Transmission_2_NonRTO_Midwest | TVA_Transmission | NonRTO_Midwest | Internal | Shoulder | B11 | 25 | 700 | 0 | 133.2 | 141.38 | 9 | 0
2035 | TVA_Transmission_2_NonRTO_Midwest | TVA_Transmission | NonRTO_Midwest | Internal | Shoulder | B12 | 200 | 700 | 0 | 122.16 | 118.54 | 9 | 0
2035 | TVA_Transmission_2_NonRTO_Midwest | TVA_Transmission | NonRTO_Midwest | Internal | Shoulder | B13 | 600 | 700 | 0 | 120.35 | 118.54 | 9 | 0
2035 | TVA_Transmission_2_NonRTO_Midwest | TVA_Transmission | NonRTO_Midwest | Internal | Shoulder | B14 | 900 | 700 | 0 | 119.92 | 118.54 | 9 | 0
2035 | TVA_Transmission_2_NonRTO_Midwest | TVA_Transmission | NonRTO_Midwest | Internal | Shoulder | B15 | 1203 | 700 | 0 | 119.24 | 118.54 | 9 | 0
2035 | TVA_Transmission_2_NonRTO_Midwest | TVA_Transmission | NonRTO_Midwest | Internal | Summer | B1 | 10 | 700 | 0 | 218.6 | 219.93 | 9 | 0
2035 | TVA_Transmission_2_NonRTO_Midwest | TVA_Transmission | NonRTO_Midwest | Internal | Summer | B2 | 25 | 700 | 0 | 218.6 | 219.93 | 9 | 0
2035 | TVA_Transmission_2_NonRTO_Midwest | TVA_Transmission | NonRTO_Midwest | Internal | Summer | B3 | 75 | 700 | 0 | 209.55 | 204.44 | 9 | 0
2035 | TVA_Transmission_2_NonRTO_Midwest | TVA_Transmission | NonRTO_Midwest | Internal | Summer | B4 | 100 | 700 | 0 | 147.57 | 146.57 | 9 | 0
2035 | TVA_Transmission_2_NonRTO_Midwest | TVA_Transmission | NonRTO_Midwest | Internal | Summer | B5 | 200 | 700 | 0 | 146.04 | 143.25 | 9 | 0
2035 | TVA_Transmission_2_NonRTO_Midwest | TVA_Transmission | NonRTO_Midwest | Internal | Summer | B6 | 300 | 700 | 0 | 131.28 | 126.87 | 9 | 0
2035 | TVA_Transmission_2_NonRTO_Midwest | TVA_Transmission | NonRTO_Midwest | Internal | Summer | B7 | 400 | 700 | 0 | 127.59 | 123.48 | 9 | 0
2035 | TVA_Transmission_2_NonRTO_Midwest | TVA_Transmission | NonRTO_Midwest | Internal | Summer | B8 | 500 | 700 | 0 | 121.49 | 117.03 | 9 | 0
2035 | TVA_Transmission_2_NonRTO_Midwest | TVA_Transmission | NonRTO_Midwest | Internal | Summer | B9 | 800 | 700 | 0 | 118.58 | 117.03 | 9 | 0
2035 | TVA_Transmission_2_NonRTO_Midwest | TVA_Transmission | NonRTO_Midwest | Internal | Summer | B10 | 1262 | 700 | 0 | 108.89 | 117.03 | 9 | 0
2035 | TVA_Transmission_2_NonRTO_Midwest | TVA_Transmission | NonRTO_Midwest | Internal | Winter | B16 | 25 | 700 | 0 | 132.85 | 138.71 | 9 | 0
2035 | TVA_Transmission_2_NonRTO_Midwest | TVA_Transmission | NonRTO_Midwest | Internal | Winter | B17 | 100 | 700 | 0 | 126.15 | 121.86 | 9 | 0
2035 | TVA_Transmission_2_NonRTO_Midwest | TVA_Transmission | NonRTO_Midwest | Internal | Winter | B18 | 400 | 700 | 0 | 123.54 | 121.86 | 9 | 0
2035 | TVA_Transmission_2_NonRTO_Midwest | TVA_Transmission | NonRTO_Midwest | Internal | Winter | B19 | 700 | 700 | 0 | 122.86 | 121.86 | 9 | 0
2035 | TVA_Transmission_2_NonRTO_Midwest | TVA_Transmission | NonRTO_Midwest | Internal | Winter | B20 | 935 | 700 | 0 | 121.37 | 121.86 | 9 | 0
2035 | TVA_Transmission_2_PJM_ROR | TVA_Transmission | PJM_ROR | Internal | Shoulder | B11 | 25 | 2000 | 0 | 133.2 | 131.39 | 9 | 0
2035 | TVA_Transmission_2_PJM_ROR | TVA_Transmission | PJM_ROR | Internal | Shoulder | B12 | 200 | 2000 | 0 | 122.16 | 127.6 | 9 | 0
2035 | TVA_Transmission_2_PJM_ROR | TVA_Transmission | PJM_ROR | Internal | Shoulder | B13 | 600 | 2000 | 0 | 120.35 | 118.09 | 9 | 0
2035 | TVA_Transmission_2_PJM_ROR | TVA_Transmission | PJM_ROR | Internal | Shoulder | B14 | 900 | 2000 | 0 | 119.92 | 116.46 | 9 | 0
2035 | TVA_Transmission_2_PJM_ROR | TVA_Transmission | PJM_ROR | Internal | Shoulder | B15 | 1203 | 2000 | 0 | 119.24 | 114.79 | 9 | 0
2035 | TVA_Transmission_2_PJM_ROR | TVA_Transmission | PJM_ROR | Internal | Summer | B1 | 10 | 2000 | 0 | 218.6 | 212.6 | 9 | 0
2035 | TVA_Transmission_2_PJM_ROR | TVA_Transmission | PJM_ROR | Internal | Summer | B2 | 25 | 2000 | 0 | 218.6 | 212.6 | 9 | 0
2035 | TVA_Transmission_2_PJM_ROR | TVA_Transmission | PJM_ROR | Internal | Summer | B3 | 75 | 2000 | 0 | 209.55 | 212.6 | 9 | 0
2035 | TVA_Transmission_2_PJM_ROR | TVA_Transmission | PJM_ROR | Internal | Summer | B4 | 100 | 2000 | 65.69 | 147.57 | 156.57 | 9 | 0
2035 | TVA_Transmission_2_PJM_ROR | TVA_Transmission | PJM_ROR | Internal | Summer | B5 | 200 | 2000 | 0 | 146.04 | 153.25 | 9 | 0
2035 | TVA_Transmission_2_PJM_ROR | TVA_Transmission | PJM_ROR | Internal | Summer | B6 | 300 | 2000 | 0 | 131.28 | 134.23 | 9 | 0
2035 | TVA_Transmission_2_PJM_ROR | TVA_Transmission | PJM_ROR | Internal | Summer | B7 | 400 | 2000 | 0 | 127.59 | 131.39 | 9 | 0
2035 | TVA_Transmission_2_PJM_ROR | TVA_Transmission | PJM_ROR | Internal | Summer | B8 | 500 | 2000 | 0 | 121.49 | 127.04 | 9 | 0
2035 | TVA_Transmission_2_PJM_ROR | TVA_Transmission | PJM_ROR | Internal | Summer | B9 | 800 | 2000 | 0 | 118.58 | 115.4 | 9 | 0
2035 | TVA_Transmission_2_PJM_ROR | TVA_Transmission | PJM_ROR | Internal | Summer | B10 | 1262 | 2000 | 0 | 108.89 | 113.16 | 9 | 0
2035 | TVA_Transmission_2_PJM_ROR | TVA_Transmission | PJM_ROR | Internal | Winter | B16 | 25 | 2000 | 0 | 132.85 | 135.41 | 9 | 0
2035 | TVA_Transmission_2_PJM_ROR | TVA_Transmission | PJM_ROR | Internal | Winter | B17 | 100 | 2000 | 0 | 126.15 | 132.9 | 9 | 0
2035 | TVA_Transmission_2_PJM_ROR | TVA_Transmission | PJM_ROR | Internal | Winter | B18 | 400 | 2000 | 0 | 123.54 | 121.76 | 9 | 0
2035 | TVA_Transmission_2_PJM_ROR | TVA_Transmission | PJM_ROR | Internal | Winter | B19 | 700 | 2000 | 0 | 122.86 | 119.5 | 9 | 0
2035 | TVA_Transmission_2_PJM_ROR | TVA_Transmission | PJM_ROR | Internal | Winter | B20 | 935 | 2000 | 0 | 121.37 | 115.88 | 9 | 0
2035 | TVA_Transmission_2_SOCO | TVA_Transmission | SOCO | Internal | Shoulder | B11 | 25 | 3200 | 0 | 133.2 | 133.77 | 9 | 0
2035 | TVA_Transmission_2_SOCO | TVA_Transmission | SOCO | Internal | Shoulder | B12 | 200 | 3200 | 0 | 122.16 | 119.26 | 9 | 0
2035 | TVA_Transmission_2_SOCO | TVA_Transmission | SOCO | Internal | Shoulder | B13 | 600 | 3200 | 0 | 120.35 | 119.26 | 9 | 0
2035 | TVA_Transmission_2_SOCO | TVA_Transmission | SOCO | Internal | Shoulder | B14 | 900 | 3200 | 0 | 119.92 | 119.26 | 9 | 0
2035 | TVA_Transmission_2_SOCO | TVA_Transmission | SOCO | Internal | Shoulder | B15 | 1203 | 3200 | 0 | 119.24 | 117.54 | 9 | 0
2035 | TVA_Transmission_2_SOCO | TVA_Transmission | SOCO | Internal | Summer | B1 | 10 | 3200 | 0 | 218.6 | 222.6 | 9 | 0
2035 | TVA_Transmission_2_SOCO | TVA_Transmission | SOCO | Internal | Summer | B2 | 25 | 3200 | 0 | 218.6 | 220.96 | 9 | 0
2035 | TVA_Transmission_2_SOCO | TVA_Transmission | SOCO | Internal | Summer | B3 | 75 | 3200 | 0 | 209.55 | 212.6 | 9 | 0
2035 | TVA_Transmission_2_SOCO | TVA_Transmission | SOCO | Internal | Summer | B4 | 100 | 3200 | 0 | 147.57 | 137.57 | 9 | 0
2035 | TVA_Transmission_2_SOCO | TVA_Transmission | SOCO | Internal | Summer | B5 | 200 | 3200 | 0 | 146.04 | 137 | 9 | 0
2035 | TVA_Transmission_2_SOCO | TVA_Transmission | SOCO | Internal | Summer | B6 | 300 | 3200 | 0 | 131.28 | 134.23 | 9 | 0
2035 | TVA_Transmission_2_SOCO | TVA_Transmission | SOCO | Internal | Summer | B7 | 400 | 3200 | 0 | 127.59 | 131.39 | 9 | 0
2035 | TVA_Transmission_2_SOCO | TVA_Transmission | SOCO | Internal | Summer | B8 | 500 | 3200 | 0 | 121.49 | 117.93 | 9 | 0
2035 | TVA_Transmission_2_SOCO | TVA_Transmission | SOCO | Internal | Summer | B9 | 800 | 3200 | 0 | 118.58 | 117.93 | 9 | 0
2035 | TVA_Transmission_2_SOCO | TVA_Transmission | SOCO | Internal | Summer | B10 | 1262 | 3200 | 0 | 108.89 | 98.89 | 9 | 0
2035 | TVA_Transmission_2_SOCO | TVA_Transmission | SOCO | Internal | Winter | B16 | 25 | 3200 | 0 | 132.85 | 136.68 | 9 | 0
2035 | TVA_Transmission_2_SOCO | TVA_Transmission | SOCO | Internal | Winter | B17 | 100 | 3200 | 0 | 126.15 | 122.22 | 9 | 0
2035 | TVA_Transmission_2_SOCO | TVA_Transmission | SOCO | Internal | Winter | B18 | 400 | 3200 | 0 | 123.54 | 122.22 | 9 | 0
2035 | TVA_Transmission_2_SOCO | TVA_Transmission | SOCO | Internal | Winter | B19 | 700 | 3200 | 0 | 122.86 | 122.22 | 9 | 0
2035 | TVA_Transmission_2_SOCO | TVA_Transmission | SOCO | Internal | Winter | B20 | 935 | 3200 | 0 | 121.37 | 113.65 | 9 | 0
2035 | TVA_Transmission_2_TVA | TVA_Transmission | TVA | Internal | Shoulder | B11 | 25 | 99999 | 304.54 | 133.2 | 133.21 | 0.01 | 0
2035 | TVA_Transmission_2_TVA | TVA_Transmission | TVA | Internal | Shoulder | B12 | 200 | 99999 | 0 | 122.16 | 118.6 | 0.01 | 0
2035 | TVA_Transmission_2_TVA | TVA_Transmission | TVA | Internal | Shoulder | B13 | 600 | 99999 | 0 | 120.35 | 118.6 | 0.01 | 0
2035 | TVA_Transmission_2_TVA | TVA_Transmission | TVA | Internal | Shoulder | B14 | 900 | 99999 | 0 | 119.92 | 118.6 | 0.01 | 0
2035 | TVA_Transmission_2_TVA | TVA_Transmission | TVA | Internal | Shoulder | B15 | 1203 | 99999 | 0 | 119.24 | 118.6 | 0.01 | 0
2035 | TVA_Transmission_2_TVA | TVA_Transmission | TVA | Internal | Summer | B1 | 10 | 99999 | 1505.73 | 218.6 | 218.61 | 0.01 | 0
2035 | TVA_Transmission_2_TVA | TVA_Transmission | TVA | Internal | Summer | B2 | 25 | 99999 | 908.98 | 218.6 | 218.61 | 0.01 | 0
2035 | TVA_Transmission_2_TVA | TVA_Transmission | TVA | Internal | Summer | B3 | 75 | 99999 | 0 | 209.55 | 203.6 | 0.01 | 0
2035 | TVA_Transmission_2_TVA | TVA_Transmission | TVA | Internal | Summer | B4 | 100 | 99999 | 421.63 | 147.57 | 147.58 | 0.01 | 0
2035 | TVA_Transmission_2_TVA | TVA_Transmission | TVA | Internal | Summer | B5 | 200 | 99999 | 0 | 146.04 | 144.25 | 0.01 | 0
2035 | TVA_Transmission_2_TVA | TVA_Transmission | TVA | Internal | Summer | B6 | 300 | 99999 | 0 | 131.28 | 125.23 | 0.01 | 0
2035 | TVA_Transmission_2_TVA | TVA_Transmission | TVA | Internal | Summer | B7 | 400 | 99999 | 0 | 127.59 | 117.33 | 0.01 | 0
2035 | TVA_Transmission_2_TVA | TVA_Transmission | TVA | Internal | Summer | B8 | 500 | 99999 | 0 | 121.49 | 117.33 | 0.01 | 0
2035 | TVA_Transmission_2_TVA | TVA_Transmission | TVA | Internal | Summer | B9 | 800 | 99999 | 0 | 118.58 | 117.33 | 0.01 | 0
2035 | TVA_Transmission_2_TVA | TVA_Transmission | TVA | Internal | Summer | B10 | 1262 | 99999 | 281.36 | 108.89 | 108.9 | 0.01 | 0
2035 | TVA_Transmission_2_TVA | TVA_Transmission | TVA | Internal | Winter | B16 | 25 | 99999 | 0 | 132.85 | 132.16 | 0.01 | 0
2035 | TVA_Transmission_2_TVA | TVA_Transmission | TVA | Internal | Winter | B17 | 100 | 99999 | 0 | 126.15 | 121.38 | 0.01 | 0
2035 | TVA_Transmission_2_TVA | TVA_Transmission | TVA | Internal | Winter | B18 | 400 | 99999 | 0 | 123.54 | 121.38 | 0.01 | 0
2035 | TVA_Transmission_2_TVA | TVA_Transmission | TVA | Internal | Winter | B19 | 700 | 99999 | 0 | 122.86 | 121.38 | 0.01 | 0
2035 | TVA_Transmission_2_TVA | TVA_Transmission | TVA | Internal | Winter | B20 | 935 | 99999 | 628.28 | 121.37 | 121.38 | 0.01 | 0
2035 | TVA_Transmission_2_VACAR | TVA_Transmission | VACAR | Internal | Shoulder | B11 | 25 | 900 | 0 | 133.2 | 126.2 | 9 | 0
2035 | TVA_Transmission_2_VACAR | TVA_Transmission | VACAR | Internal | Shoulder | B12 | 200 | 900 | 0 | 122.16 | 121.07 | 9 | 0
2035 | TVA_Transmission_2_VACAR | TVA_Transmission | VACAR | Internal | Shoulder | B13 | 600 | 900 | 0 | 120.35 | 121.07 | 9 | 0
2035 | TVA_Transmission_2_VACAR | TVA_Transmission | VACAR | Internal | Shoulder | B14 | 900 | 900 | 0 | 119.92 | 121.07 | 9 | 0
2035 | TVA_Transmission_2_VACAR | TVA_Transmission | VACAR | Internal | Shoulder | B15 | 1203 | 900 | 0 | 119.24 | 120.79 | 9 | 0
2035 | TVA_Transmission_2_VACAR | TVA_Transmission | VACAR | Internal | Summer | B1 | 10 | 900 | 0 | 218.6 | 218.6 | 9 | 0
2035 | TVA_Transmission_2_VACAR | TVA_Transmission | VACAR | Internal | Summer | B2 | 25 | 900 | 0 | 218.6 | 218.6 | 9 | 0
2035 | TVA_Transmission_2_VACAR | TVA_Transmission | VACAR | Internal | Summer | B3 | 75 | 900 | 0 | 209.55 | 205.6 | 9 | 0
2035 | TVA_Transmission_2_VACAR | TVA_Transmission | VACAR | Internal | Summer | B4 | 100 | 900 | 0 | 147.57 | 145.14 | 9 | 0
2035 | TVA_Transmission_2_VACAR | TVA_Transmission | VACAR | Internal | Summer | B5 | 200 | 900 | 0 | 146.04 | 145.14 | 9 | 0
2035 | TVA_Transmission_2_VACAR | TVA_Transmission | VACAR | Internal | Summer | B6 | 300 | 900 | 0 | 131.28 | 127.23 | 9 | 0
2035 | TVA_Transmission_2_VACAR | TVA_Transmission | VACAR | Internal | Summer | B7 | 400 | 900 | 0 | 127.59 | 124.39 | 9 | 0
2035 | TVA_Transmission_2_VACAR | TVA_Transmission | VACAR | Internal | Summer | B8 | 500 | 900 | 0 | 121.49 | 118.95 | 9 | 0
2035 | TVA_Transmission_2_VACAR | TVA_Transmission | VACAR | Internal | Summer | B9 | 800 | 900 | 0 | 118.58 | 118.95 | 9 | 0
2035 | TVA_Transmission_2_VACAR | TVA_Transmission | VACAR | Internal | Summer | B10 | 1262 | 900 | 0 | 108.89 | 107.08 | 9 | 0
2035 | TVA_Transmission_2_VACAR | TVA_Transmission | VACAR | Internal | Winter | B16 | 25 | 900 | 0 | 132.85 | 129.68 | 9 | 0
2035 | TVA_Transmission_2_VACAR | TVA_Transmission | VACAR | Internal | Winter | B17 | 100 | 900 | 0 | 126.15 | 125.9 | 9 | 0
2035 | TVA_Transmission_2_VACAR | TVA_Transmission | VACAR | Internal | Winter | B18 | 400 | 900 | 0 | 123.54 | 125.9 | 9 | 0
2035 | TVA_Transmission_2_VACAR | TVA_Transmission | VACAR | Internal | Winter | B19 | 700 | 900 | 0 | 122.86 | 125.5 | 9 | 0
2035 | TVA_Transmission_2_VACAR | TVA_Transmission | VACAR | Internal | Winter | B20 | 935 | 900 | 0 | 121.37 | 114.78 | 9 | 0
2035 | VACAR_2_PJM_ROR | VACAR | PJM_ROR | Internal | Shoulder | B11 | 25 | 2000 | 0 | 126.2 | 131.39 | 7 | 0
2035 | VACAR_2_PJM_ROR | VACAR | PJM_ROR | Internal | Shoulder | B12 | 200 | 2000 | 0 | 121.07 | 127.6 | 7 | 0
2035 | VACAR_2_PJM_ROR | VACAR | PJM_ROR | Internal | Shoulder | B13 | 600 | 2000 | 0 | 121.07 | 118.09 | 7 | 0
2035 | VACAR_2_PJM_ROR | VACAR | PJM_ROR | Internal | Shoulder | B14 | 900 | 2000 | 0 | 121.07 | 116.46 | 7 | 0
2035 | VACAR_2_PJM_ROR | VACAR | PJM_ROR | Internal | Shoulder | B15 | 1203 | 2000 | 0 | 120.79 | 114.79 | 7 | 0
2035 | VACAR_2_PJM_ROR | VACAR | PJM_ROR | Internal | Summer | B1 | 10 | 2000 | 0 | 218.6 | 212.6 | 7 | 0
2035 | VACAR_2_PJM_ROR | VACAR | PJM_ROR | Internal | Summer | B2 | 25 | 2000 | 0 | 218.6 | 212.6 | 7 | 0
2035 | VACAR_2_PJM_ROR | VACAR | PJM_ROR | Internal | Summer | B3 | 75 | 2000 | 164.65 | 205.6 | 212.6 | 7 | 0
2035 | VACAR_2_PJM_ROR | VACAR | PJM_ROR | Internal | Summer | B4 | 100 | 2000 | 2000 | 145.14 | 156.57 | 7 | 4.42
2035 | VACAR_2_PJM_ROR | VACAR | PJM_ROR | Internal | Summer | B5 | 200 | 2000 | 2000 | 145.14 | 153.25 | 7 | 1.11
2035 | VACAR_2_PJM_ROR | VACAR | PJM_ROR | Internal | Summer | B6 | 300 | 2000 | 1961.5 | 127.23 | 134.23 | 7 | 0
2035 | VACAR_2_PJM_ROR | VACAR | PJM_ROR | Internal | Summer | B7 | 400 | 2000 | 1797.48 | 124.39 | 131.39 | 7 | 0
2035 | VACAR_2_PJM_ROR | VACAR | PJM_ROR | Internal | Summer | B8 | 500 | 2000 | 2000 | 118.95 | 127.04 | 7 | 1.09
2035 | VACAR_2_PJM_ROR | VACAR | PJM_ROR | Internal | Summer | B9 | 800 | 2000 | 0 | 118.95 | 115.4 | 7 | 0
2035 | VACAR_2_PJM_ROR | VACAR | PJM_ROR | Internal | Summer | B10 | 1262 | 2000 | 0 | 107.08 | 113.16 | 7 | 0
2035 | VACAR_2_PJM_ROR | VACAR | PJM_ROR | Internal | Winter | B16 | 25 | 2000 | 0 | 129.68 | 135.41 | 7 | 0
2035 | VACAR_2_PJM_ROR | VACAR | PJM_ROR | Internal | Winter | B17 | 100 | 2000 | 1241.68 | 125.9 | 132.9 | 7 | 0
2035 | VACAR_2_PJM_ROR | VACAR | PJM_ROR | Internal | Winter | B18 | 400 | 2000 | 0 | 125.9 | 121.76 | 7 | 0
2035 | VACAR_2_PJM_ROR | VACAR | PJM_ROR | Internal | Winter | B19 | 700 | 2000 | 0 | 125.5 | 119.5 | 7 | 0
2035 | VACAR_2_PJM_ROR | VACAR | PJM_ROR | Internal | Winter | B20 | 935 | 2000 | 0 | 114.78 | 115.88 | 7 | 0
2035 | VACAR_2_SOCO | VACAR | SOCO | Internal | Shoulder | B11 | 25 | 3000 | 3000 | 126.2 | 133.77 | 7 | 0.57
2035 | VACAR_2_SOCO | VACAR | SOCO | Internal | Shoulder | B12 | 200 | 3000 | 0 | 121.07 | 119.26 | 7 | 0
2035 | VACAR_2_SOCO | VACAR | SOCO | Internal | Shoulder | B13 | 600 | 3000 | 0 | 121.07 | 119.26 | 7 | 0
2035 | VACAR_2_SOCO | VACAR | SOCO | Internal | Shoulder | B14 | 900 | 3000 | 0 | 121.07 | 119.26 | 7 | 0
2035 | VACAR_2_SOCO | VACAR | SOCO | Internal | Shoulder | B15 | 1203 | 3000 | 0 | 120.79 | 117.54 | 7 | 0
2035 | VACAR_2_SOCO | VACAR | SOCO | Internal | Summer | B1 | 10 | 3000 | 0 | 218.6 | 222.6 | 7 | 0
2035 | VACAR_2_SOCO | VACAR | SOCO | Internal | Summer | B2 | 25 | 3000 | 0 | 218.6 | 220.96 | 7 | 0
2035 | VACAR_2_SOCO | VACAR | SOCO | Internal | Summer | B3 | 75 | 3000 | 228.76 | 205.6 | 212.6 | 7 | 0
2035 | VACAR_2_SOCO | VACAR | SOCO | Internal | Summer | B4 | 100 | 3000 | 0 | 145.14 | 137.57 | 7 | 0
2035 | VACAR_2_SOCO | VACAR | SOCO | Internal | Summer | B5 | 200 | 3000 | 0 | 145.14 | 137 | 7 | 0
2035 | VACAR_2_SOCO | VACAR | SOCO | Internal | Summer | B6 | 300 | 3000 | 399.49 | 127.23 | 134.23 | 7 | 0
2035 | VACAR_2_SOCO | VACAR | SOCO | Internal | Summer | B7 | 400 | 3000 | 1732.92 | 124.39 | 131.39 | 7 | 0
2035 | VACAR_2_SOCO | VACAR | SOCO | Internal | Summer | B8 | 500 | 3000 | 0 | 118.95 | 117.93 | 7 | 0
2035 | VACAR_2_SOCO | VACAR | SOCO | Internal | Summer | B9 | 800 | 3000 | 0 | 118.95 | 117.93 | 7 | 0
2035 | VACAR_2_SOCO | VACAR | SOCO | Internal | Summer | B10 | 1262 | 3000 | 0 | 107.08 | 98.89 | 7 | 0
2035 | VACAR_2_SOCO | VACAR | SOCO | Internal | Winter | B16 | 25 | 3000 | 393.34 | 129.68 | 136.68 | 7 | 0
2035 | VACAR_2_SOCO | VACAR | SOCO | Internal | Winter | B17 | 100 | 3000 | 0 | 125.9 | 122.22 | 7 | 0
2035 | VACAR_2_SOCO | VACAR | SOCO | Internal | Winter | B18 | 400 | 3000 | 0 | 125.9 | 122.22 | 7 | 0
2035 | VACAR_2_SOCO | VACAR | SOCO | Internal | Winter | B19 | 700 | 3000 | 0 | 125.5 | 122.22 | 7 | 0
2035 | VACAR_2_SOCO | VACAR | SOCO | Internal | Winter | B20 | 935 | 3000 | 0 | 114.78 | 113.65 | 7 | 0
2035 | VACAR_2_TVA_Transmission | VACAR | TVA_Transmission | Internal | Shoulder | B11 | 25 | 900 | 304.54 | 126.2 | 133.2 | 7 | 0
2035 | VACAR_2_TVA_Transmission | VACAR | TVA_Transmission | Internal | Shoulder | B12 | 200 | 900 | 0 | 121.07 | 122.16 | 7 | 0
2035 | VACAR_2_TVA_Transmission | VACAR | TVA_Transmission | Internal | Shoulder | B13 | 600 | 900 | 0 | 121.07 | 120.35 | 7 | 0
2035 | VACAR_2_TVA_Transmission | VACAR | TVA_Transmission | Internal | Shoulder | B14 | 900 | 900 | 0 | 121.07 | 119.92 | 7 | 0
2035 | VACAR_2_TVA_Transmission | VACAR | TVA_Transmission | Internal | Shoulder | B15 | 1203 | 900 | 0 | 120.79 | 119.24 | 7 | 0
2035 | VACAR_2_TVA_Transmission | VACAR | TVA_Transmission | Internal | Summer | B1 | 10 | 900 | 0 | 218.6 | 218.6 | 7 | 0
2035 | VACAR_2_TVA_Transmission | VACAR | TVA_Transmission | Internal | Summer | B2 | 25 | 900 | 0 | 218.6 | 218.6 | 7 | 0
2035 | VACAR_2_TVA_Transmission | VACAR | TVA_Transmission | Internal | Summer | B3 | 75 | 900 | 0 | 205.6 | 209.55 | 7 | 0
2035 | VACAR_2_TVA_Transmission | VACAR | TVA_Transmission | Internal | Summer | B4 | 100 | 900 | 0 | 145.14 | 147.57 | 7 | 0
2035 | VACAR_2_TVA_Transmission | VACAR | TVA_Transmission | Internal | Summer | B5 | 200 | 900 | 0 | 145.14 | 146.04 | 7 | 0
2035 | VACAR_2_TVA_Transmission | VACAR | TVA_Transmission | Internal | Summer | B6 | 300 | 900 | 0 | 127.23 | 131.28 | 7 | 0
2035 | VACAR_2_TVA_Transmission | VACAR | TVA_Transmission | Internal | Summer | B7 | 400 | 900 | 0 | 124.39 | 127.59 | 7 | 0
2035 | VACAR_2_TVA_Transmission | VACAR | TVA_Transmission | Internal | Summer | B8 | 500 | 900 | 0 | 118.95 | 121.49 | 7 | 0
2035 | VACAR_2_TVA_Transmission | VACAR | TVA_Transmission | Internal | Summer | B9 | 800 | 900 | 0 | 118.95 | 118.58 | 7 | 0
2035 | VACAR_2_TVA_Transmission | VACAR | TVA_Transmission | Internal | Summer | B10 | 1262 | 900 | 0 | 107.08 | 108.89 | 7 | 0
2035 | VACAR_2_TVA_Transmission | VACAR | TVA_Transmission | Internal | Winter | B16 | 25 | 900 | 0 | 129.68 | 132.85 | 7 | 0
2035 | VACAR_2_TVA_Transmission | VACAR | TVA_Transmission | Internal | Winter | B17 | 100 | 900 | 0 | 125.9 | 126.15 | 7 | 0
2035 | VACAR_2_TVA_Transmission | VACAR | TVA_Transmission | Internal | Winter | B18 | 400 | 900 | 0 | 125.9 | 123.54 | 7 | 0
2035 | VACAR_2_TVA_Transmission | VACAR | TVA_Transmission | Internal | Winter | B19 | 700 | 900 | 0 | 125.5 | 122.86 | 7 | 0
2035 | VACAR_2_TVA_Transmission | VACAR | TVA_Transmission | Internal | Winter | B20 | 935 | 900 | 0 | 114.78 | 121.37 | 7 | 0
2040 | ENT_2_MISO_MO-IL | ENT | MISO_MO-IL | Internal | Shoulder | B11 | 25 | 2260 | 0 | 161.91 | 153.91 | 8 | 0
2040 | ENT_2_MISO_MO-IL | ENT | MISO_MO-IL | Internal | Shoulder | B12 | 200 | 2260 | 0 | 156.63 | 153.9 | 8 | 0
2040 | ENT_2_MISO_MO-IL | ENT | MISO_MO-IL | Internal | Shoulder | B13 | 600 | 2260 | 0 | 153.48 | 153.48 | 8 | 0
2040 | ENT_2_MISO_MO-IL | ENT | MISO_MO-IL | Internal | Shoulder | B14 | 900 | 2260 | 1657.88 | 140.99 | 148.99 | 8 | 0
2040 | ENT_2_MISO_MO-IL | ENT | MISO_MO-IL | Internal | Shoulder | B15 | 1203 | 2260 | 0 | 88.23 | 94.16 | 8 | 0
2040 | ENT_2_MISO_MO-IL | ENT | MISO_MO-IL | Internal | Summer | B1 | 10 | 2260 | 0 | 290.01 | 284.23 | 8 | 0
2040 | ENT_2_MISO_MO-IL | ENT | MISO_MO-IL | Internal | Summer | B2 | 25 | 2260 | 0 | 284.23 | 284.23 | 8 | 0
2040 | ENT_2_MISO_MO-IL | ENT | MISO_MO-IL | Internal | Summer | B3 | 75 | 2260 | 0 | 290.01 | 284.23 | 8 | 0
2040 | ENT_2_MISO_MO-IL | ENT | MISO_MO-IL | Internal | Summer | B4 | 100 | 2260 | 0 | 191.32 | 184.87 | 8 | 0
2040 | ENT_2_MISO_MO-IL | ENT | MISO_MO-IL | Internal | Summer | B5 | 200 | 2260 | 0 | 180.56 | 181.29 | 8 | 0
2040 | ENT_2_MISO_MO-IL | ENT | MISO_MO-IL | Internal | Summer | B6 | 300 | 2260 | 0 | 172.71 | 176.74 | 8 | 0
2040 | ENT_2_MISO_MO-IL | ENT | MISO_MO-IL | Internal | Summer | B7 | 400 | 2260 | 0 | 167.49 | 168.49 | 8 | 0
2040 | ENT_2_MISO_MO-IL | ENT | MISO_MO-IL | Internal | Summer | B8 | 500 | 2260 | 0 | 154.98 | 152.3 | 8 | 0
2040 | ENT_2_MISO_MO-IL | ENT | MISO_MO-IL | Internal | Summer | B9 | 800 | 2260 | 0 | 154.98 | 152.3 | 8 | 0
2040 | ENT_2_MISO_MO-IL | ENT | MISO_MO-IL | Internal | Summer | B10 | 1262 | 2260 | 2260 | 81.17 | 90.17 | 8 | 1
2040 | ENT_2_MISO_MO-IL | ENT | MISO_MO-IL | Internal | Winter | B16 | 25 | 2260 | 0 | 163.55 | 157.29 | 8 | 0
2040 | ENT_2_MISO_MO-IL | ENT | MISO_MO-IL | Internal | Winter | B17 | 100 | 2260 | 843.45 | 149.27 | 157.27 | 8 | 0
2040 | ENT_2_MISO_MO-IL | ENT | MISO_MO-IL | Internal | Winter | B18 | 400 | 2260 | 0 | 149.27 | 153.71 | 8 | 0
2040 | ENT_2_MISO_MO-IL | ENT | MISO_MO-IL | Internal | Winter | B19 | 700 | 2260 | 1347.93 | 142.8 | 150.8 | 8 | 0
2040 | ENT_2_MISO_MO-IL | ENT | MISO_MO-IL | Internal | Winter | B20 | 935 | 2260 | 0 | 93.31 | 96.87 | 8 | 0
2040 | ENT_2_SOCO | ENT | SOCO | Internal | Shoulder | B11 | 25 | 2000 | 0 | 161.91 | 166.81 | 8 | 0
2040 | ENT_2_SOCO | ENT | SOCO | Internal | Shoulder | B12 | 200 | 2000 | 0 | 156.63 | 151.44 | 8 | 0
2040 | ENT_2_SOCO | ENT | SOCO | Internal | Shoulder | B13 | 600 | 2000 | 0 | 153.48 | 148.99 | 8 | 0
2040 | ENT_2_SOCO | ENT | SOCO | Internal | Shoulder | B14 | 900 | 2000 | 995.89 | 140.99 | 148.99 | 8 | 0
2040 | ENT_2_SOCO | ENT | SOCO | Internal | Shoulder | B15 | 1203 | 2000 | 0 | 88.23 | 86.23 | 8 | 0
2040 | ENT_2_SOCO | ENT | SOCO | Internal | Summer | B1 | 10 | 2000 | 1624.89 | 290.01 | 298.01 | 8 | 0
2040 | ENT_2_SOCO | ENT | SOCO | Internal | Summer | B2 | 25 | 2000 | 1147.35 | 284.23 | 292.23 | 8 | 0
2040 | ENT_2_SOCO | ENT | SOCO | Internal | Summer | B3 | 75 | 2000 | 283.89 | 290.01 | 298.01 | 8 | 0
2040 | ENT_2_SOCO | ENT | SOCO | Internal | Summer | B4 | 100 | 2000 | 0 | 191.32 | 183.34 | 8 | 0
2040 | ENT_2_SOCO | ENT | SOCO | Internal | Summer | B5 | 200 | 2000 | 0 | 180.56 | 181.85 | 8 | 0
2040 | ENT_2_SOCO | ENT | SOCO | Internal | Summer | B6 | 300 | 2000 | 0 | 172.71 | 174.73 | 8 | 0
2040 | ENT_2_SOCO | ENT | SOCO | Internal | Summer | B7 | 400 | 2000 | 0 | 167.49 | 170.48 | 8 | 0
2040 | ENT_2_SOCO | ENT | SOCO | Internal | Summer | B8 | 500 | 2000 | 420.72 | 154.98 | 162.98 | 8 | 0
2040 | ENT_2_SOCO | ENT | SOCO | Internal | Summer | B9 | 800 | 2000 | 0 | 154.98 | 151.9 | 8 | 0
2040 | ENT_2_SOCO | ENT | SOCO | Internal | Summer | B10 | 1262 | 2000 | 0 | 81.17 | 71.17 | 8 | 0
2040 | ENT_2_SOCO | ENT | SOCO | Internal | Winter | B16 | 25 | 2000 | 1347.98 | 163.55 | 171.55 | 8 | 0
2040 | ENT_2_SOCO | ENT | SOCO | Internal | Winter | B17 | 100 | 2000 | 0 | 149.27 | 155.65 | 8 | 0
2040 | ENT_2_SOCO | ENT | SOCO | Internal | Winter | B18 | 400 | 2000 | 0 | 149.27 | 148.63 | 8 | 0
2040 | ENT_2_SOCO | ENT | SOCO | Internal | Winter | B19 | 700 | 2000 | 0 | 142.8 | 148.63 | 8 | 0
2040 | ENT_2_SOCO | ENT | SOCO | Internal | Winter | B20 | 935 | 2000 | 0 | 93.31 | 89.27 | 8 | 0
2040 | ENT_2_SPP_N | ENT | SPP_N | Internal | Shoulder | B11 | 25 | 1300 | 0 | 161.91 | 157.43 | 8 | 0
2040 | ENT_2_SPP_N | ENT | SPP_N | Internal | Shoulder | B12 | 200 | 1300 | 0 | 156.63 | 156.44 | 8 | 0
2040 | ENT_2_SPP_N | ENT | SPP_N | Internal | Shoulder | B13 | 600 | 1300 | 0 | 153.48 | 148.48 | 8 | 0
2040 | ENT_2_SPP_N | ENT | SPP_N | Internal | Shoulder | B14 | 900 | 1300 | 0 | 140.99 | 103.15 | 8 | 0
2040 | ENT_2_SPP_N | ENT | SPP_N | Internal | Shoulder | B15 | 1203 | 1300 | 0 | 88.23 | 89.16 | 8 | 0
2040 | ENT_2_SPP_N | ENT | SPP_N | Internal | Summer | B1 | 10 | 1300 | 0 | 290.01 | 279.23 | 8 | 0
2040 | ENT_2_SPP_N | ENT | SPP_N | Internal | Summer | B2 | 25 | 1300 | 0 | 284.23 | 279.23 | 8 | 0
2040 | ENT_2_SPP_N | ENT | SPP_N | Internal | Summer | B3 | 75 | 1300 | 0 | 290.01 | 285.01 | 8 | 0
2040 | ENT_2_SPP_N | ENT | SPP_N | Internal | Summer | B4 | 100 | 1300 | 0 | 191.32 | 187.21 | 8 | 0
2040 | ENT_2_SPP_N | ENT | SPP_N | Internal | Summer | B5 | 200 | 1300 | 0 | 180.56 | 180.69 | 8 | 0
2040 | ENT_2_SPP_N | ENT | SPP_N | Internal | Summer | B6 | 300 | 1300 | 0 | 172.71 | 180.69 | 8 | 0
2040 | ENT_2_SPP_N | ENT | SPP_N | Internal | Summer | B7 | 400 | 1300 | 0 | 167.49 | 175.48 | 8 | 0
2040 | ENT_2_SPP_N | ENT | SPP_N | Internal | Summer | B8 | 500 | 1300 | 0 | 154.98 | 155.86 | 8 | 0
2040 | ENT_2_SPP_N | ENT | SPP_N | Internal | Summer | B9 | 800 | 1300 | 0 | 154.98 | 154.73 | 8 | 0
2040 | ENT_2_SPP_N | ENT | SPP_N | Internal | Summer | B10 | 1262 | 1300 | 0 | 81.17 | 89.16 | 8 | 0
2040 | ENT_2_SPP_N | ENT | SPP_N | Internal | Winter | B16 | 25 | 1300 | 0 | 163.55 | 137.79 | 8 | 0
2040 | ENT_2_SPP_N | ENT | SPP_N | Internal | Winter | B17 | 100 | 1300 | 0 | 149.27 | 104.44 | 8 | 0
2040 | ENT_2_SPP_N | ENT | SPP_N | Internal | Winter | B18 | 400 | 1300 | 0 | 149.27 | 144.27 | 8 | 0
2040 | ENT_2_SPP_N | ENT | SPP_N | Internal | Winter | B19 | 700 | 1300 | 0 | 142.8 | 137.79 | 8 | 0
2040 | ENT_2_SPP_N | ENT | SPP_N | Internal | Winter | B20 | 935 | 1300 | 0 | 93.31 | 89.16 | 8 | 0
2040 | ENT_2_SPP_S | ENT | SPP_S | Internal | Shoulder | B11 | 25 | 1300 | 0 | 161.91 | 157.44 | 8 | 0
2040 | ENT_2_SPP_S | ENT | SPP_S | Internal | Shoulder | B12 | 200 | 1300 | 0 | 156.63 | 156.45 | 8 | 0
2040 | ENT_2_SPP_S | ENT | SPP_S | Internal | Shoulder | B13 | 600 | 1300 | 0 | 153.48 | 148.49 | 8 | 0
2040 | ENT_2_SPP_S | ENT | SPP_S | Internal | Shoulder | B14 | 900 | 1300 | 0 | 140.99 | 103.16 | 8 | 0
2040 | ENT_2_SPP_S | ENT | SPP_S | Internal | Shoulder | B15 | 1203 | 1300 | 0 | 88.23 | 89.16 | 8 | 0
2040 | ENT_2_SPP_S | ENT | SPP_S | Internal | Summer | B1 | 10 | 1300 | 0 | 290.01 | 180.71 | 8 | 0
2040 | ENT_2_SPP_S | ENT | SPP_S | Internal | Summer | B2 | 25 | 1300 | 0 | 284.23 | 226.03 | 8 | 0
2040 | ENT_2_SPP_S | ENT | SPP_S | Internal | Summer | B3 | 75 | 1300 | 0 | 290.01 | 285.03 | 8 | 0
2040 | ENT_2_SPP_S | ENT | SPP_S | Internal | Summer | B4 | 100 | 1300 | 0 | 191.32 | 187.22 | 8 | 0
2040 | ENT_2_SPP_S | ENT | SPP_S | Internal | Summer | B5 | 200 | 1300 | 0 | 180.56 | 180.71 | 8 | 0
2040 | ENT_2_SPP_S | ENT | SPP_S | Internal | Summer | B6 | 300 | 1300 | 131.3 | 172.71 | 180.71 | 8 | 0
2040 | ENT_2_SPP_S | ENT | SPP_S | Internal | Summer | B7 | 400 | 1300 | 754.9 | 167.49 | 175.49 | 8 | 0
2040 | ENT_2_SPP_S | ENT | SPP_S | Internal | Summer | B8 | 500 | 1300 | 0 | 154.98 | 155.87 | 8 | 0
2040 | ENT_2_SPP_S | ENT | SPP_S | Internal | Summer | B9 | 800 | 1300 | 0 | 154.98 | 154.74 | 8 | 0
2040 | ENT_2_SPP_S | ENT | SPP_S | Internal | Summer | B10 | 1262 | 1300 | 963.89 | 81.17 | 89.17 | 8 | 0
2040 | ENT_2_SPP_S | ENT | SPP_S | Internal | Winter | B16 | 25 | 1300 | 0 | 163.55 | 158.55 | 8 | 0
2040 | ENT_2_SPP_S | ENT | SPP_S | Internal | Winter | B17 | 100 | 1300 | 0 | 149.27 | 137.8 | 8 | 0
2040 | ENT_2_SPP_S | ENT | SPP_S | Internal | Winter | B18 | 400 | 1300 | 0 | 149.27 | 144.28 | 8 | 0
2040 | ENT_2_SPP_S | ENT | SPP_S | Internal | Winter | B19 | 700 | 1300 | 0 | 142.8 | 137.8 | 8 | 0
2040 | ENT_2_SPP_S | ENT | SPP_S | Internal | Winter | B20 | 935 | 1300 | 0 | 93.31 | 89.17 | 8 | 0
2040 | ENT_2_TVA_Transmission | ENT | TVA_Transmission | Internal | Shoulder | B11 | 25 | 2100 | 0 | 161.91 | 158.66 | 8 | 0
2040 | ENT_2_TVA_Transmission | ENT | TVA_Transmission | Internal | Shoulder | B12 | 200 | 2100 | 0 | 156.63 | 150.82 | 8 | 0
2040 | ENT_2_TVA_Transmission | ENT | TVA_Transmission | Internal | Shoulder | B13 | 600 | 2100 | 0 | 153.48 | 148.99 | 8 | 0
2040 | ENT_2_TVA_Transmission | ENT | TVA_Transmission | Internal | Shoulder | B14 | 900 | 2100 | 517.39 | 140.99 | 148.99 | 8 | 0
2040 | ENT_2_TVA_Transmission | ENT | TVA_Transmission | Internal | Shoulder | B15 | 1203 | 2100 | 1554.32 | 88.23 | 96.23 | 8 | 0
2040 | ENT_2_TVA_Transmission | ENT | TVA_Transmission | Internal | Summer | B1 | 10 | 2100 | 0 | 290.01 | 291.01 | 8 | 0
2040 | ENT_2_TVA_Transmission | ENT | TVA_Transmission | Internal | Summer | B2 | 25 | 2100 | 0 | 284.23 | 291.01 | 8 | 0
2040 | ENT_2_TVA_Transmission | ENT | TVA_Transmission | Internal | Summer | B3 | 75 | 2100 | 0 | 290.01 | 291.01 | 8 | 0
2040 | ENT_2_TVA_Transmission | ENT | TVA_Transmission | Internal | Summer | B4 | 100 | 2100 | 0 | 191.32 | 182.32 | 8 | 0
2040 | ENT_2_TVA_Transmission | ENT | TVA_Transmission | Internal | Summer | B5 | 200 | 2100 | 0 | 180.56 | 176.19 | 8 | 0
2040 | ENT_2_TVA_Transmission | ENT | TVA_Transmission | Internal | Summer | B6 | 300 | 2100 | 0 | 172.71 | 170.67 | 8 | 0
2040 | ENT_2_TVA_Transmission | ENT | TVA_Transmission | Internal | Summer | B7 | 400 | 2100 | 0 | 167.49 | 163.39 | 8 | 0
2040 | ENT_2_TVA_Transmission | ENT | TVA_Transmission | Internal | Summer | B8 | 500 | 2100 | 0 | 154.98 | 158.05 | 8 | 0
2040 | ENT_2_TVA_Transmission | ENT | TVA_Transmission | Internal | Summer | B9 | 800 | 2100 | 0 | 154.98 | 156.47 | 8 | 0
2040 | ENT_2_TVA_Transmission | ENT | TVA_Transmission | Internal | Summer | B10 | 1262 | 2100 | 0 | 81.17 | 81.17 | 8 | 0
2040 | ENT_2_TVA_Transmission | ENT | TVA_Transmission | Internal | Winter | B16 | 25 | 2100 | 0 | 163.55 | 162.55 | 8 | 0
2040 | ENT_2_TVA_Transmission | ENT | TVA_Transmission | Internal | Winter | B17 | 100 | 2100 | 0 | 149.27 | 154.6 | 8 | 0
2040 | ENT_2_TVA_Transmission | ENT | TVA_Transmission | Internal | Winter | B18 | 400 | 2100 | 0 | 149.27 | 148.63 | 8 | 0
2040 | ENT_2_TVA_Transmission | ENT | TVA_Transmission | Internal | Winter | B19 | 700 | 2100 | 0 | 142.8 | 148.63 | 8 | 0
2040 | ENT_2_TVA_Transmission | ENT | TVA_Transmission | Internal | Winter | B20 | 935 | 2100 | 0 | 93.31 | 99.27 | 8 | 0
2040 | FRCC_2_SOCO | FRCC | SOCO | Internal | Shoulder | B11 | 25 | 900 | 0 | 189.95 | 166.81 | 8 | 0
2040 | FRCC_2_SOCO | FRCC | SOCO | Internal | Shoulder | B12 | 200 | 900 | 0 | 162.96 | 151.44 | 8 | 0
2040 | FRCC_2_SOCO | FRCC | SOCO | Internal | Shoulder | B13 | 600 | 900 | 0 | 162.96 | 148.99 | 8 | 0
2040 | FRCC_2_SOCO | FRCC | SOCO | Internal | Shoulder | B14 | 900 | 900 | 0 | 158.99 | 148.99 | 8 | 0
2040 | FRCC_2_SOCO | FRCC | SOCO | Internal | Shoulder | B15 | 1203 | 900 | 900 | 73.5 | 86.23 | 8 | 4.73
2040 | FRCC_2_SOCO | FRCC | SOCO | Internal | Summer | B1 | 10 | 900 | 0 | 299.8 | 298.01 | 8 | 0
2040 | FRCC_2_SOCO | FRCC | SOCO | Internal | Summer | B2 | 25 | 900 | 0 | 299.8 | 292.23 | 8 | 0
2040 | FRCC_2_SOCO | FRCC | SOCO | Internal | Summer | B3 | 75 | 900 | 0 | 294.26 | 298.01 | 8 | 0
2040 | FRCC_2_SOCO | FRCC | SOCO | Internal | Summer | B4 | 100 | 900 | 0 | 188.71 | 183.34 | 8 | 0
2040 | FRCC_2_SOCO | FRCC | SOCO | Internal | Summer | B5 | 200 | 900 | 0 | 188.71 | 181.85 | 8 | 0
2040 | FRCC_2_SOCO | FRCC | SOCO | Internal | Summer | B6 | 300 | 900 | 0 | 184.73 | 174.73 | 8 | 0
2040 | FRCC_2_SOCO | FRCC | SOCO | Internal | Summer | B7 | 400 | 900 | 0 | 180.48 | 170.48 | 8 | 0
2040 | FRCC_2_SOCO | FRCC | SOCO | Internal | Summer | B8 | 500 | 900 | 0 | 161.9 | 162.98 | 8 | 0
2040 | FRCC_2_SOCO | FRCC | SOCO | Internal | Summer | B9 | 800 | 900 | 0 | 161.9 | 151.9 | 8 | 0
2040 | FRCC_2_SOCO | FRCC | SOCO | Internal | Summer | B10 | 1262 | 900 | 900 | 45.22 | 71.17 | 8 | 17.95
2040 | FRCC_2_SOCO | FRCC | SOCO | Internal | Winter | B16 | 25 | 900 | 0 | 181.55 | 171.55 | 8 | 0
2040 | FRCC_2_SOCO | FRCC | SOCO | Internal | Winter | B17 | 100 | 900 | 0 | 165.65 | 155.65 | 8 | 0
2040 | FRCC_2_SOCO | FRCC | SOCO | Internal | Winter | B18 | 400 | 900 | 0 | 165.65 | 148.63 | 8 | 0
2040 | FRCC_2_SOCO | FRCC | SOCO | Internal | Winter | B19 | 700 | 900 | 0 | 158.63 | 148.63 | 8 | 0
2040 | FRCC_2_SOCO | FRCC | SOCO | Internal | Winter | B20 | 935 | 900 | 900 | 77.07 | 89.27 | 8 | 4.2
2040 | HQ_NEISO_2_NEISO | HQ_NEISO | NEISO | Internal | Shoulder | B11 | 25 | 99999 | 3866.9 | 77.73 | 77.75 | 0.01 | 0
2040 | HQ_NEISO_2_NEISO | HQ_NEISO | NEISO | Internal | Shoulder | B12 | 200 | 99999 | 3857.4 | 77.73 | 77.75 | 0.01 | 0
2040 | HQ_NEISO_2_NEISO | HQ_NEISO | NEISO | Internal | Shoulder | B13 | 600 | 99999 | 3820.02 | 77.73 | 77.75 | 0.01 | 0
2040 | HQ_NEISO_2_NEISO | HQ_NEISO | NEISO | Internal | Shoulder | B14 | 900 | 99999 | 3754.63 | 77.73 | 77.75 | 0.01 | 0
2040 | HQ_NEISO_2_NEISO | HQ_NEISO | NEISO | Internal | Shoulder | B15 | 1203 | 99999 | 1797.77 | 77.73 | 77.75 | 0.01 | 0
2040 | HQ_NEISO_2_NEISO | HQ_NEISO | NEISO | Internal | Summer | B1 | 10 | 99999 | 4396.59 | 242.26 | 242.27 | 0.01 | 0
2040 | HQ_NEISO_2_NEISO | HQ_NEISO | NEISO | Internal | Summer | B2 | 25 | 99999 | 4333.83 | 273.99 | 274 | 0.01 | 0
2040 | HQ_NEISO_2_NEISO | HQ_NEISO | NEISO | Internal | Summer | B3 | 75 | 99999 | 4208.73 | 232.06 | 232.07 | 0.01 | 0
2040 | HQ_NEISO_2_NEISO | HQ_NEISO | NEISO | Internal | Summer | B4 | 100 | 99999 | 4101.2 | 149.84 | 149.86 | 0.01 | 0
2040 | HQ_NEISO_2_NEISO | HQ_NEISO | NEISO | Internal | Summer | B5 | 200 | 99999 | 4042.71 | 149.84 | 149.86 | 0.01 | 0
2040 | HQ_NEISO_2_NEISO | HQ_NEISO | NEISO | Internal | Summer | B6 | 300 | 99999 | 3976.74 | 110.6 | 110.61 | 0.01 | 0
2040 | HQ_NEISO_2_NEISO | HQ_NEISO | NEISO | Internal | Summer | B7 | 400 | 99999 | 3901.16 | 110.6 | 110.61 | 0.01 | 0
2040 | HQ_NEISO_2_NEISO | HQ_NEISO | NEISO | Internal | Summer | B8 | 500 | 99999 | 3841.73 | 110.6 | 110.61 | 0.01 | 0
2040 | HQ_NEISO_2_NEISO | HQ_NEISO | NEISO | Internal | Summer | B9 | 800 | 99999 | 3768.93 | 110.6 | 110.61 | 0.01 | 0
2040 | HQ_NEISO_2_NEISO | HQ_NEISO | NEISO | Internal | Summer | B10 | 1262 | 99999 | 1472.05 | 110.6 | 110.61 | 0.01 | 0
2040 | HQ_NEISO_2_NEISO | HQ_NEISO | NEISO | Internal | Winter | B16 | 25 | 99999 | 3998.52 | 77.73 | 77.75 | 0.01 | 0
2040 | HQ_NEISO_2_NEISO | HQ_NEISO | NEISO | Internal | Winter | B17 | 100 | 99999 | 3945.7 | 77.73 | 77.75 | 0.01 | 0
2040 | HQ_NEISO_2_NEISO | HQ_NEISO | NEISO | Internal | Winter | B18 | 400 | 99999 | 3905.27 | 77.73 | 77.75 | 0.01 | 0
2040 | HQ_NEISO_2_NEISO | HQ_NEISO | NEISO | Internal | Winter | B19 | 700 | 99999 | 3829.95 | 77.73 | 77.75 | 0.01 | 0
2040 | HQ_NEISO_2_NEISO | HQ_NEISO | NEISO | Internal | Winter | B20 | 935 | 99999 | 1964.44 | 77.73 | 77.75 | 0.01 | 0
2040 | HQ_NY_2_NYISO_A-F | HQ_NY | NYISO_A-F | Internal | Shoulder | B11 | 25 | 99999 | 2812.27 | 83.94 | 83.95 | 0.01 | 0
2040 | HQ_NY_2_NYISO_A-F | HQ_NY | NYISO_A-F | Internal | Shoulder | B12 | 200 | 99999 | 2847.79 | 112.35 | 112.36 | 0.01 | 0
2040 | HQ_NY_2_NYISO_A-F | HQ_NY | NYISO_A-F | Internal | Shoulder | B13 | 600 | 99999 | 2781.85 | 83.94 | 83.95 | 0.01 | 0
2040 | HQ_NY_2_NYISO_A-F | HQ_NY | NYISO_A-F | Internal | Shoulder | B14 | 900 | 99999 | 2673.14 | 82.48 | 82.49 | 0.01 | 0
2040 | HQ_NY_2_NYISO_A-F | HQ_NY | NYISO_A-F | Internal | Shoulder | B15 | 1203 | 99999 | 1582.7 | 82.48 | 82.49 | 0.01 | 0
2040 | HQ_NY_2_NYISO_A-F | HQ_NY | NYISO_A-F | Internal | Summer | B1 | 10 | 99999 | 3500.1 | 152.84 | 152.86 | 0.01 | 0
2040 | HQ_NY_2_NYISO_A-F | HQ_NY | NYISO_A-F | Internal | Summer | B2 | 25 | 99999 | 3406.71 | 270.99 | 271 | 0.01 | 0
2040 | HQ_NY_2_NYISO_A-F | HQ_NY | NYISO_A-F | Internal | Summer | B3 | 75 | 99999 | 3266.7 | 235.05 | 235.06 | 0.01 | 0
2040 | HQ_NY_2_NYISO_A-F | HQ_NY | NYISO_A-F | Internal | Summer | B4 | 100 | 99999 | 3116.37 | 152.84 | 152.86 | 0.01 | 0
2040 | HQ_NY_2_NYISO_A-F | HQ_NY | NYISO_A-F | Internal | Summer | B5 | 200 | 99999 | 3025.59 | 152.84 | 152.86 | 0.01 | 0
2040 | HQ_NY_2_NYISO_A-F | HQ_NY | NYISO_A-F | Internal | Summer | B6 | 300 | 99999 | 2934.96 | 152.84 | 152.86 | 0.01 | 0
2040 | HQ_NY_2_NYISO_A-F | HQ_NY | NYISO_A-F | Internal | Summer | B7 | 400 | 99999 | 2830.84 | 152.84 | 152.86 | 0.01 | 0
2040 | HQ_NY_2_NYISO_A-F | HQ_NY | NYISO_A-F | Internal | Summer | B8 | 500 | 99999 | 2760.34 | 146.3 | 146.31 | 0.01 | 0
2040 | HQ_NY_2_NYISO_A-F | HQ_NY | NYISO_A-F | Internal | Summer | B9 | 800 | 99999 | 2664.8 | 113.6 | 113.61 | 0.01 | 0
2040 | HQ_NY_2_NYISO_A-F | HQ_NY | NYISO_A-F | Internal | Summer | B10 | 1262 | 99999 | 1436.41 | 112.85 | 112.86 | 0.01 | 0
2040 | HQ_NY_2_NYISO_A-F | HQ_NY | NYISO_A-F | Internal | Winter | B16 | 25 | 99999 | 3058.87 | 84.87 | 84.88 | 0.01 | 0
2040 | HQ_NY_2_NYISO_A-F | HQ_NY | NYISO_A-F | Internal | Winter | B17 | 100 | 99999 | 3001.1 | 84.87 | 84.88 | 0.01 | 0
2040 | HQ_NY_2_NYISO_A-F | HQ_NY | NYISO_A-F | Internal | Winter | B18 | 400 | 99999 | 2934.69 | 84.87 | 84.88 | 0.01 | 0
2040 | HQ_NY_2_NYISO_A-F | HQ_NY | NYISO_A-F | Internal | Winter | B19 | 700 | 99999 | 2819.07 | 84.87 | 84.88 | 0.01 | 0
2040 | HQ_NY_2_NYISO_A-F | HQ_NY | NYISO_A-F | Internal | Winter | B20 | 935 | 99999 | 1762.97 | 84.87 | 84.88 | 0.01 | 0
2040 | HQ_IESO_2_IESO | HQ_IESO | IESO | Internal | Shoulder | B11 | 25 | 99999 | 400 | 11.67 | 11.69 | 0.01 | 0
2040 | HQ_IESO_2_IESO | HQ_IESO | IESO | Internal | Shoulder | B12 | 200 | 99999 | 400 | 11.67 | 11.69 | 0.01 | 0
2040 | HQ_IESO_2_IESO | HQ_IESO | IESO | Internal | Shoulder | B13 | 600 | 99999 | 400 | 11.67 | 11.69 | 0.01 | 0
2040 | HQ_IESO_2_IESO | HQ_IESO | IESO | Internal | Shoulder | B14 | 900 | 99999 | 400 | 11.67 | 11.69 | 0.01 | 0
2040 | HQ_IESO_2_IESO | HQ_IESO | IESO | Internal | Shoulder | B15 | 1203 | 99999 | 75.48 | 11.67 | 11.69 | 0.01 | 0
2040 | HQ_IESO_2_IESO | HQ_IESO | IESO | Internal | Summer | B1 | 10 | 99999 | 400 | 11.67 | 11.69 | 0.01 | 0
2040 | HQ_IESO_2_IESO | HQ_IESO | IESO | Internal | Summer | B2 | 25 | 99999 | 400 | 11.67 | 11.69 | 0.01 | 0
2040 | HQ_IESO_2_IESO | HQ_IESO | IESO | Internal | Summer | B3 | 75 | 99999 | 400 | 11.67 | 11.69 | 0.01 | 0
2040 | HQ_IESO_2_IESO | HQ_IESO | IESO | Internal | Summer | B4 | 100 | 99999 | 400 | 11.67 | 11.69 | 0.01 | 0
2040 | HQ_IESO_2_IESO | HQ_IESO | IESO | Internal | Summer | B5 | 200 | 99999 | 400 | 11.67 | 11.69 | 0.01 | 0
2040 | HQ_IESO_2_IESO | HQ_IESO | IESO | Internal | Summer | B6 | 300 | 99999 | 400 | 11.67 | 11.69 | 0.01 | 0
2040 | HQ_IESO_2_IESO | HQ_IESO | IESO | Internal | Summer | B7 | 400 | 99999 | 400 | 11.67 | 11.69 | 0.01 | 0
2040 | HQ_IESO_2_IESO | HQ_IESO | IESO | Internal | Summer | B8 | 500 | 99999 | 400 | 11.67 | 11.69 | 0.01 | 0
2040 | HQ_IESO_2_IESO | HQ_IESO | IESO | Internal | Summer | B9 | 800 | 99999 | 400 | 11.67 | 11.69 | 0.01 | 0
2040 | HQ_IESO_2_IESO | HQ_IESO | IESO | Internal | Summer | B10 | 1262 | 99999 | 12.04 | 11.67 | 11.69 | 0.01 | 0
2040 | HQ_IESO_2_IESO | HQ_IESO | IESO | Internal | Winter | B16 | 25 | 99999 | 400 | 11.67 | 11.69 | 0.01 | 0
2040 | HQ_IESO_2_IESO | HQ_IESO | IESO | Internal | Winter | B17 | 100 | 99999 | 400 | 11.67 | 11.69 | 0.01 | 0
2040 | HQ_IESO_2_IESO | HQ_IESO | IESO | Internal | Winter | B18 | 400 | 99999 | 400 | 11.67 | 11.69 | 0.01 | 0
2040 | HQ_IESO_2_IESO | HQ_IESO | IESO | Internal | Winter | B19 | 700 | 99999 | 400 | 11.67 | 11.69 | 0.01 | 0
2040 | HQ_IESO_2_IESO | HQ_IESO | IESO | Internal | Winter | B20 | 935 | 99999 | 91.98 | 11.67 | 11.69 | 0.01 | 0
2040 | IESO_2_MAPP_CA | IESO | MAPP_CA | Internal | Shoulder | B11 | 25 | 262 | 262 | 11.69 | 82.15 | 7 | 63.46
2040 | IESO_2_MAPP_CA | IESO | MAPP_CA | Internal | Shoulder | B12 | 200 | 262 | 262 | 11.69 | 82.15 | 7 | 63.46
2040 | IESO_2_MAPP_CA | IESO | MAPP_CA | Internal | Shoulder | B13 | 600 | 262 | 262 | 11.69 | 82.15 | 7 | 63.46
2040 | IESO_2_MAPP_CA | IESO | MAPP_CA | Internal | Shoulder | B14 | 900 | 262 | 262 | 11.69 | 82.15 | 7 | 63.46
2040 | IESO_2_MAPP_CA | IESO | MAPP_CA | Internal | Shoulder | B15 | 1203 | 262 | 262 | 11.69 | 82.15 | 7 | 63.46
2040 | IESO_2_MAPP_CA | IESO | MAPP_CA | Internal | Summer | B1 | 10 | 262 | 262 | 11.69 | 75.16 | 7 | 56.47
2040 | IESO_2_MAPP_CA | IESO | MAPP_CA | Internal | Summer | B2 | 25 | 262 | 262 | 11.69 | 75.16 | 7 | 56.47
2040 | IESO_2_MAPP_CA | IESO | MAPP_CA | Internal | Summer | B3 | 75 | 262 | 262 | 11.69 | 75.16 | 7 | 56.47
2040 | IESO_2_MAPP_CA | IESO | MAPP_CA | Internal | Summer | B4 | 100 | 262 | 262 | 11.69 | 75.16 | 7 | 56.47
2040 | IESO_2_MAPP_CA | IESO | MAPP_CA | Internal | Summer | B5 | 200 | 262 | 262 | 11.69 | 75.16 | 7 | 56.47
2040 | IESO_2_MAPP_CA | IESO | MAPP_CA | Internal | Summer | B6 | 300 | 262 | 262 | 11.69 | 75.16 | 7 | 56.47
2040 | IESO_2_MAPP_CA | IESO | MAPP_CA | Internal | Summer | B7 | 400 | 262 | 262 | 11.69 | 75.16 | 7 | 56.47
2040 | IESO_2_MAPP_CA | IESO | MAPP_CA | Internal | Summer | B8 | 500 | 262 | 262 | 11.69 | 75.16 | 7 | 56.47
2040 | IESO_2_MAPP_CA | IESO | MAPP_CA | Internal | Summer | B9 | 800 | 262 | 262 | 11.69 | 75.16 | 7 | 56.47
2040 | IESO_2_MAPP_CA | IESO | MAPP_CA | Internal | Summer | B10 | 1262 | 262 | 262 | 11.69 | 75.16 | 7 | 56.47
2040 | IESO_2_MAPP_CA | IESO | MAPP_CA | Internal | Winter | B16 | 25 | 262 | 262 | 11.69 | 89.15 | 7 | 70.46
2040 | IESO_2_MAPP_CA | IESO | MAPP_CA | Internal | Winter | B17 | 100 | 262 | 262 | 11.69 | 89.15 | 7 | 70.46
2040 | IESO_2_MAPP_CA | IESO | MAPP_CA | Internal | Winter | B18 | 400 | 262 | 262 | 11.69 | 89.15 | 7 | 70.46
2040 | IESO_2_MAPP_CA | IESO | MAPP_CA | Internal | Winter | B19 | 700 | 262 | 262 | 11.69 | 89.15 | 7 | 70.46
2040 | IESO_2_MAPP_CA | IESO | MAPP_CA | Internal | Winter | B20 | 935 | 262 | 262 | 11.69 | 89.15 | 7 | 70.46
2040 | IESO_2_MISO_MI | IESO | MISO_MI | Internal | Shoulder | B11 | 25 | 1840 | 1840 | 11.69 | 153.9 | 7 | 135.21
2040 | IESO_2_MISO_MI | IESO | MISO_MI | Internal | Shoulder | B12 | 200 | 1840 | 1840 | 11.69 | 153.45 | 7 | 134.77
2040 | IESO_2_MISO_MI | IESO | MISO_MI | Internal | Shoulder | B13 | 600 | 1840 | 1840 | 11.69 | 151 | 7 | 132.31
2040 | IESO_2_MISO_MI | IESO | MISO_MI | Internal | Shoulder | B14 | 900 | 1840 | 1840 | 11.69 | 150.99 | 7 | 132.31
2040 | IESO_2_MISO_MI | IESO | MISO_MI | Internal | Shoulder | B15 | 1203 | 1840 | 1840 | 11.69 | 94.16 | 7 | 75.47
2040 | IESO_2_MISO_MI | IESO | MISO_MI | Internal | Summer | B1 | 10 | 1840 | 1840 | 11.69 | 284.23 | 7 | 265.54
2040 | IESO_2_MISO_MI | IESO | MISO_MI | Internal | Summer | B2 | 25 | 1840 | 1840 | 11.69 | 284.23 | 7 | 265.54
2040 | IESO_2_MISO_MI | IESO | MISO_MI | Internal | Summer | B3 | 75 | 1840 | 1840 | 11.69 | 283.03 | 7 | 264.34
2040 | IESO_2_MISO_MI | IESO | MISO_MI | Internal | Summer | B4 | 100 | 1840 | 1840 | 11.69 | 180.86 | 7 | 162.17
2040 | IESO_2_MISO_MI | IESO | MISO_MI | Internal | Summer | B5 | 200 | 1840 | 1840 | 11.69 | 177.29 | 7 | 158.61
2040 | IESO_2_MISO_MI | IESO | MISO_MI | Internal | Summer | B6 | 300 | 1840 | 1840 | 11.69 | 172.73 | 7 | 154.05
2040 | IESO_2_MISO_MI | IESO | MISO_MI | Internal | Summer | B7 | 400 | 1840 | 1840 | 11.69 | 164.11 | 7 | 145.42
2040 | IESO_2_MISO_MI | IESO | MISO_MI | Internal | Summer | B8 | 500 | 1840 | 1840 | 11.69 | 152.3 | 7 | 133.62
2040 | IESO_2_MISO_MI | IESO | MISO_MI | Internal | Summer | B9 | 800 | 1840 | 1840 | 11.69 | 152.3 | 7 | 133.62
2040 | IESO_2_MISO_MI | IESO | MISO_MI | Internal | Summer | B10 | 1262 | 1840 | 1840 | 11.69 | 90.2 | 7 | 71.51
2040 | IESO_2_MISO_MI | IESO | MISO_MI | Internal | Winter | B16 | 25 | 1840 | 1840 | 11.69 | 157.29 | 7 | 138.61
2040 | IESO_2_MISO_MI | IESO | MISO_MI | Internal | Winter | B17 | 100 | 1840 | 1840 | 11.69 | 157.29 | 7 | 138.61
2040 | IESO_2_MISO_MI | IESO | MISO_MI | Internal | Winter | B18 | 400 | 1840 | 1840 | 11.69 | 150.81 | 7 | 132.13
2040 | IESO_2_MISO_MI | IESO | MISO_MI | Internal | Winter | B19 | 700 | 1840 | 1840 | 11.69 | 150.81 | 7 | 132.13
2040 | IESO_2_MISO_MI | IESO | MISO_MI | Internal | Winter | B20 | 935 | 1840 | 1840 | 11.69 | 96.87 | 7 | 78.18
2040 | IESO_2_MISO_W | IESO | MISO_W | Internal | Shoulder | B11 | 25 | 140 | 140 | 11.69 | 153.9 | 7 | 135.21
2040 | IESO_2_MISO_W | IESO | MISO_W | Internal | Shoulder | B12 | 200 | 140 | 140 | 11.69 | 149.44 | 7 | 130.75
2040 | IESO_2_MISO_W | IESO | MISO_W | Internal | Shoulder | B13 | 600 | 140 | 140 | 11.69 | 141.48 | 7 | 122.79
2040 | IESO_2_MISO_W | IESO | MISO_W | Internal | Shoulder | B14 | 900 | 140 | 140 | 11.69 | 96.15 | 7 | 77.46
2040 | IESO_2_MISO_W | IESO | MISO_W | Internal | Shoulder | B15 | 1203 | 140 | 140 | 11.69 | 82.16 | 7 | 63.47
2040 | IESO_2_MISO_W | IESO | MISO_W | Internal | Summer | B1 | 10 | 140 | 140 | 11.69 | 284.23 | 7 | 265.54
2040 | IESO_2_MISO_W | IESO | MISO_W | Internal | Summer | B2 | 25 | 140 | 140 | 11.69 | 284.22 | 7 | 265.53
2040 | IESO_2_MISO_W | IESO | MISO_W | Internal | Summer | B3 | 75 | 140 | 140 | 11.69 | 284.22 | 7 | 265.53
2040 | IESO_2_MISO_W | IESO | MISO_W | Internal | Summer | B4 | 100 | 140 | 140 | 11.69 | 184.86 | 7 | 166.17
2040 | IESO_2_MISO_W | IESO | MISO_W | Internal | Summer | B5 | 200 | 140 | 140 | 11.69 | 181.28 | 7 | 162.6
2040 | IESO_2_MISO_W | IESO | MISO_W | Internal | Summer | B6 | 300 | 140 | 140 | 11.69 | 176.73 | 7 | 158.05
2040 | IESO_2_MISO_W | IESO | MISO_W | Internal | Summer | B7 | 400 | 140 | 140 | 11.69 | 168.48 | 7 | 149.8
2040 | IESO_2_MISO_W | IESO | MISO_W | Internal | Summer | B8 | 500 | 140 | 140 | 11.69 | 152.29 | 7 | 133.6
2040 | IESO_2_MISO_W | IESO | MISO_W | Internal | Summer | B9 | 800 | 140 | 140 | 11.69 | 152.28 | 7 | 133.59
2040 | IESO_2_MISO_W | IESO | MISO_W | Internal | Summer | B10 | 1262 | 140 | 140 | 11.69 | 82.16 | 7 | 63.47
2040 | IESO_2_MISO_W | IESO | MISO_W | Internal | Winter | B16 | 25 | 140 | 140 | 11.69 | 89.16 | 7 | 70.47
2040 | IESO_2_MISO_W | IESO | MISO_W | Internal | Winter | B17 | 100 | 140 | 140 | 11.69 | 97.44 | 7 | 78.75
2040 | IESO_2_MISO_W | IESO | MISO_W | Internal | Winter | B18 | 400 | 140 | 140 | 11.69 | 137.27 | 7 | 118.58
2040 | IESO_2_MISO_W | IESO | MISO_W | Internal | Winter | B19 | 700 | 140 | 140 | 11.69 | 130.79 | 7 | 112.1
2040 | IESO_2_MISO_W | IESO | MISO_W | Internal | Winter | B20 | 935 | 140 | 140 | 11.69 | 89.16 | 7 | 70.47
2040 | IESO_2_NYISO_A-F | IESO | NYISO_A-F | Internal | Shoulder | B11 | 25 | 1725 | 1725 | 11.69 | 83.95 | 7 | 65.26
2040 | IESO_2_NYISO_A-F | IESO | NYISO_A-F | Internal | Shoulder | B12 | 200 | 1725 | 1725 | 11.69 | 112.36 | 7 | 93.68
2040 | IESO_2_NYISO_A-F | IESO | NYISO_A-F | Internal | Shoulder | B13 | 600 | 1725 | 1725 | 11.69 | 83.95 | 7 | 65.26
2040 | IESO_2_NYISO_A-F | IESO | NYISO_A-F | Internal | Shoulder | B14 | 900 | 1725 | 1725 | 11.69 | 82.49 | 7 | 63.81
2040 | IESO_2_NYISO_A-F | IESO | NYISO_A-F | Internal | Shoulder | B15 | 1203 | 1725 | 1725 | 11.69 | 82.49 | 7 | 63.81
2040 | IESO_2_NYISO_A-F | IESO | NYISO_A-F | Internal | Summer | B1 | 10 | 1725 | 1725 | 11.69 | 152.86 | 7 | 134.17
2040 | IESO_2_NYISO_A-F | IESO | NYISO_A-F | Internal | Summer | B2 | 25 | 1725 | 1725 | 11.69 | 271 | 7 | 252.32
2040 | IESO_2_NYISO_A-F | IESO | NYISO_A-F | Internal | Summer | B3 | 75 | 1725 | 1725 | 11.69 | 235.06 | 7 | 216.37
2040 | IESO_2_NYISO_A-F | IESO | NYISO_A-F | Internal | Summer | B4 | 100 | 1725 | 1725 | 11.69 | 152.86 | 7 | 134.17
2040 | IESO_2_NYISO_A-F | IESO | NYISO_A-F | Internal | Summer | B5 | 200 | 1725 | 1725 | 11.69 | 152.86 | 7 | 134.17
2040 | IESO_2_NYISO_A-F | IESO | NYISO_A-F | Internal | Summer | B6 | 300 | 1725 | 1725 | 11.69 | 152.86 | 7 | 134.17
2040 | IESO_2_NYISO_A-F | IESO | NYISO_A-F | Internal | Summer | B7 | 400 | 1725 | 1725 | 11.69 | 152.86 | 7 | 134.17
2040 | IESO_2_NYISO_A-F | IESO | NYISO_A-F | Internal | Summer | B8 | 500 | 1725 | 1725 | 11.69 | 146.31 | 7 | 127.63
2040 | IESO_2_NYISO_A-F | IESO | NYISO_A-F | Internal | Summer | B9 | 800 | 1725 | 1725 | 11.69 | 113.61 | 7 | 94.93
2040 | IESO_2_NYISO_A-F | IESO | NYISO_A-F | Internal | Summer | B10 | 1262 | 1725 | 1725 | 11.69 | 112.86 | 7 | 94.18
2040 | IESO_2_NYISO_A-F | IESO | NYISO_A-F | Internal | Winter | B16 | 25 | 1725 | 1725 | 11.69 | 84.88 | 7 | 66.2
2040 | IESO_2_NYISO_A-F | IESO | NYISO_A-F | Internal | Winter | B17 | 100 | 1725 | 1725 | 11.69 | 84.88 | 7 | 66.2
2040 | IESO_2_NYISO_A-F | IESO | NYISO_A-F | Internal | Winter | B18 | 400 | 1725 | 1725 | 11.69 | 84.88 | 7 | 66.2
2040 | IESO_2_NYISO_A-F | IESO | NYISO_A-F | Internal | Winter | B19 | 700 | 1725 | 1725 | 11.69 | 84.88 | 7 | 66.2
2040 | IESO_2_NYISO_A-F | IESO | NYISO_A-F | Internal | Winter | B20 | 935 | 1725 | 1725 | 11.69 | 84.88 | 7 | 66.2
2040 | MAPP_CA_2_MAPP_US | MAPP_CA | MAPP_US | Internal | Shoulder | B11 | 25 | 372 | 372 | 82.15 | 146.9 | 7 | 57.75
2040 | MAPP_CA_2_MAPP_US | MAPP_CA | MAPP_US | Internal | Shoulder | B12 | 200 | 372 | 372 | 82.15 | 104.43 | 7 | 15.28
2040 | MAPP_CA_2_MAPP_US | MAPP_CA | MAPP_US | Internal | Shoulder | B13 | 600 | 372 | 372 | 82.15 | 96.26 | 7 | 7.11
2040 | MAPP_CA_2_MAPP_US | MAPP_CA | MAPP_US | Internal | Shoulder | B14 | 900 | 372 | 178.48 | 82.15 | 89.15 | 7 | 0
2040 | MAPP_CA_2_MAPP_US | MAPP_CA | MAPP_US | Internal | Shoulder | B15 | 1203 | 372 | 0 | 82.15 | 82.16 | 7 | 0
2040 | MAPP_CA_2_MAPP_US | MAPP_CA | MAPP_US | Internal | Summer | B1 | 10 | 372 | 372 | 75.16 | 277.23 | 7 | 195.07
2040 | MAPP_CA_2_MAPP_US | MAPP_CA | MAPP_US | Internal | Summer | B2 | 25 | 372 | 372 | 75.16 | 277.22 | 7 | 195.06
2040 | MAPP_CA_2_MAPP_US | MAPP_CA | MAPP_US | Internal | Summer | B3 | 75 | 372 | 372 | 75.16 | 277.22 | 7 | 195.06
2040 | MAPP_CA_2_MAPP_US | MAPP_CA | MAPP_US | Internal | Summer | B4 | 100 | 372 | 372 | 75.16 | 177.86 | 7 | 95.7
2040 | MAPP_CA_2_MAPP_US | MAPP_CA | MAPP_US | Internal | Summer | B5 | 200 | 372 | 372 | 75.16 | 174.28 | 7 | 92.12
2040 | MAPP_CA_2_MAPP_US | MAPP_CA | MAPP_US | Internal | Summer | B6 | 300 | 372 | 372 | 75.16 | 169.73 | 7 | 87.57
2040 | MAPP_CA_2_MAPP_US | MAPP_CA | MAPP_US | Internal | Summer | B7 | 400 | 372 | 372 | 75.16 | 161.48 | 7 | 79.32
2040 | MAPP_CA_2_MAPP_US | MAPP_CA | MAPP_US | Internal | Summer | B8 | 500 | 372 | 372 | 75.16 | 145.29 | 7 | 63.13
2040 | MAPP_CA_2_MAPP_US | MAPP_CA | MAPP_US | Internal | Summer | B9 | 800 | 372 | 372 | 75.16 | 145.28 | 7 | 63.12
2040 | MAPP_CA_2_MAPP_US | MAPP_CA | MAPP_US | Internal | Summer | B10 | 1262 | 372 | 12.12 | 75.16 | 82.16 | 7 | 0
2040 | MAPP_CA_2_MAPP_US | MAPP_CA | MAPP_US | Internal | Winter | B16 | 25 | 372 | 0 | 89.15 | 82.16 | 7 | 0
2040 | MAPP_CA_2_MAPP_US | MAPP_CA | MAPP_US | Internal | Winter | B17 | 100 | 372 | 0 | 89.15 | 90.44 | 7 | 0
2040 | MAPP_CA_2_MAPP_US | MAPP_CA | MAPP_US | Internal | Winter | B18 | 400 | 372 | 372 | 89.15 | 121.1 | 7 | 24.96
2040 | MAPP_CA_2_MAPP_US | MAPP_CA | MAPP_US | Internal | Winter | B19 | 700 | 372 | 372 | 89.15 | 121.1 | 7 | 24.96
2040 | MAPP_CA_2_MAPP_US | MAPP_CA | MAPP_US | Internal | Winter | B20 | 935 | 372 | 0 | 89.15 | 82.16 | 7 | 0
2040 | MAPP_CA_2_MISO_W | MAPP_CA | MISO_W | Internal | Shoulder | B11 | 25 | 2196 | 2196 | 82.15 | 153.9 | 0.01 | 71.74
2040 | MAPP_CA_2_MISO_W | MAPP_CA | MISO_W | Internal | Shoulder | B12 | 200 | 2196 | 2196 | 82.15 | 149.44 | 0.01 | 67.28
2040 | MAPP_CA_2_MISO_W | MAPP_CA | MISO_W | Internal | Shoulder | B13 | 600 | 2196 | 2196 | 82.15 | 141.48 | 0.01 | 59.32
2040 | MAPP_CA_2_MISO_W | MAPP_CA | MISO_W | Internal | Shoulder | B14 | 900 | 2196 | 2196 | 82.15 | 96.15 | 0.01 | 13.99
2040 | MAPP_CA_2_MISO_W | MAPP_CA | MISO_W | Internal | Shoulder | B15 | 1203 | 2196 | 1515.01 | 82.15 | 82.16 | 0.01 | 0
2040 | MAPP_CA_2_MISO_W | MAPP_CA | MISO_W | Internal | Summer | B1 | 10 | 2196 | 2196 | 75.16 | 284.23 | 0.01 | 209.06
2040 | MAPP_CA_2_MISO_W | MAPP_CA | MISO_W | Internal | Summer | B2 | 25 | 2196 | 2196 | 75.16 | 284.22 | 0.01 | 209.05
2040 | MAPP_CA_2_MISO_W | MAPP_CA | MISO_W | Internal | Summer | B3 | 75 | 2196 | 2196 | 75.16 | 284.22 | 0.01 | 209.05
2040 | MAPP_CA_2_MISO_W | MAPP_CA | MISO_W | Internal | Summer | B4 | 100 | 2196 | 2196 | 75.16 | 184.86 | 0.01 | 109.69
2040 | MAPP_CA_2_MISO_W | MAPP_CA | MISO_W | Internal | Summer | B5 | 200 | 2196 | 2196 | 75.16 | 181.28 | 0.01 | 106.11
2040 | MAPP_CA_2_MISO_W | MAPP_CA | MISO_W | Internal | Summer | B6 | 300 | 2196 | 2196 | 75.16 | 176.73 | 0.01 | 101.56
2040 | MAPP_CA_2_MISO_W | MAPP_CA | MISO_W | Internal | Summer | B7 | 400 | 2196 | 2196 | 75.16 | 168.48 | 0.01 | 93.31
2040 | MAPP_CA_2_MISO_W | MAPP_CA | MISO_W | Internal | Summer | B8 | 500 | 2196 | 2196 | 75.16 | 152.29 | 0.01 | 77.12
2040 | MAPP_CA_2_MISO_W | MAPP_CA | MISO_W | Internal | Summer | B9 | 800 | 2196 | 2196 | 75.16 | 152.28 | 0.01 | 77.11
2040 | MAPP_CA_2_MISO_W | MAPP_CA | MISO_W | Internal | Summer | B10 | 1262 | 2196 | 2196 | 75.16 | 82.16 | 0.01 | 6.99
2040 | MAPP_CA_2_MISO_W | MAPP_CA | MISO_W | Internal | Winter | B16 | 25 | 2196 | 2171.77 | 89.15 | 89.16 | 0.01 | 0
2040 | MAPP_CA_2_MISO_W | MAPP_CA | MISO_W | Internal | Winter | B17 | 100 | 2196 | 2196 | 89.15 | 97.44 | 0.01 | 8.28
2040 | MAPP_CA_2_MISO_W | MAPP_CA | MISO_W | Internal | Winter | B18 | 400 | 2196 | 2196 | 89.15 | 137.27 | 0.01 | 48.11
2040 | MAPP_CA_2_MISO_W | MAPP_CA | MISO_W | Internal | Winter | B19 | 700 | 2196 | 2196 | 89.15 | 130.79 | 0.01 | 41.63
2040 | MAPP_CA_2_MISO_W | MAPP_CA | MISO_W | Internal | Winter | B20 | 935 | 2196 | 1011.2 | 89.15 | 89.16 | 0.01 | 0
2040 | MAPP_US_2_MAPP_CA | MAPP_US | MAPP_CA | Internal | Shoulder | B11 | 25 | 165 | 0 | 146.9 | 82.15 | 7 | 0
2040 | MAPP_US_2_MAPP_CA | MAPP_US | MAPP_CA | Internal | Shoulder | B12 | 200 | 165 | 0 | 104.43 | 82.15 | 7 | 0
2040 | MAPP_US_2_MAPP_CA | MAPP_US | MAPP_CA | Internal | Shoulder | B13 | 600 | 165 | 0 | 96.26 | 82.15 | 7 | 0
2040 | MAPP_US_2_MAPP_CA | MAPP_US | MAPP_CA | Internal | Shoulder | B14 | 900 | 165 | 0 | 89.15 | 82.15 | 7 | 0
2040 | MAPP_US_2_MAPP_CA | MAPP_US | MAPP_CA | Internal | Shoulder | B15 | 1203 | 165 | 0 | 82.16 | 82.15 | 7 | 0
2040 | MAPP_US_2_MAPP_CA | MAPP_US | MAPP_CA | Internal | Summer | B1 | 10 | 165 | 0 | 277.23 | 75.16 | 7 | 0
2040 | MAPP_US_2_MAPP_CA | MAPP_US | MAPP_CA | Internal | Summer | B2 | 25 | 165 | 0 | 277.22 | 75.16 | 7 | 0
2040 | MAPP_US_2_MAPP_CA | MAPP_US | MAPP_CA | Internal | Summer | B3 | 75 | 165 | 0 | 277.22 | 75.16 | 7 | 0
2040 | MAPP_US_2_MAPP_CA | MAPP_US | MAPP_CA | Internal | Summer | B4 | 100 | 165 | 0 | 177.86 | 75.16 | 7 | 0
2040 | MAPP_US_2_MAPP_CA | MAPP_US | MAPP_CA | Internal | Summer | B5 | 200 | 165 | 0 | 174.28 | 75.16 | 7 | 0
2040 | MAPP_US_2_MAPP_CA | MAPP_US | MAPP_CA | Internal | Summer | B6 | 300 | 165 | 0 | 169.73 | 75.16 | 7 | 0
2040 | MAPP_US_2_MAPP_CA | MAPP_US | MAPP_CA | Internal | Summer | B7 | 400 | 165 | 0 | 161.48 | 75.16 | 7 | 0
2040 | MAPP_US_2_MAPP_CA | MAPP_US | MAPP_CA | Internal | Summer | B8 | 500 | 165 | 0 | 145.29 | 75.16 | 7 | 0
2040 | MAPP_US_2_MAPP_CA | MAPP_US | MAPP_CA | Internal | Summer | B9 | 800 | 165 | 0 | 145.28 | 75.16 | 7 | 0
2040 | MAPP_US_2_MAPP_CA | MAPP_US | MAPP_CA | Internal | Summer | B10 | 1262 | 165 | 0 | 82.16 | 75.16 | 7 | 0
2040 | MAPP_US_2_MAPP_CA | MAPP_US | MAPP_CA | Internal | Winter | B16 | 25 | 165 | 0 | 82.16 | 89.15 | 7 | 0
2040 | MAPP_US_2_MAPP_CA | MAPP_US | MAPP_CA | Internal | Winter | B17 | 100 | 165 | 0 | 90.44 | 89.15 | 7 | 0
2040 | MAPP_US_2_MAPP_CA | MAPP_US | MAPP_CA | Internal | Winter | B18 | 400 | 165 | 0 | 121.1 | 89.15 | 7 | 0
2040 | MAPP_US_2_MAPP_CA | MAPP_US | MAPP_CA | Internal | Winter | B19 | 700 | 165 | 0 | 121.1 | 89.15 | 7 | 0
2040 | MAPP_US_2_MAPP_CA | MAPP_US | MAPP_CA | Internal | Winter | B20 | 935 | 165 | 0 | 82.16 | 89.15 | 7 | 0
2040 | MAPP_US_2_MISO_W | MAPP_US | MISO_W | Internal | Shoulder | B11 | 25 | 2635 | 2028.49 | 146.9 | 153.9 | 7 | 0
2040 | MAPP_US_2_MISO_W | MAPP_US | MISO_W | Internal | Shoulder | B12 | 200 | 2635 | 2635 | 104.43 | 149.44 | 7 | 38.01
2040 | MAPP_US_2_MISO_W | MAPP_US | MISO_W | Internal | Shoulder | B13 | 600 | 2635 | 2635 | 96.26 | 141.48 | 7 | 38.22
2040 | MAPP_US_2_MISO_W | MAPP_US | MISO_W | Internal | Shoulder | B14 | 900 | 2635 | 1293.56 | 89.15 | 96.15 | 7 | 0
2040 | MAPP_US_2_MISO_W | MAPP_US | MISO_W | Internal | Shoulder | B15 | 1203 | 2635 | 0 | 82.16 | 82.16 | 7 | 0
2040 | MAPP_US_2_MISO_W | MAPP_US | MISO_W | Internal | Summer | B1 | 10 | 2635 | 117.59 | 277.23 | 284.23 | 7 | 0
2040 | MAPP_US_2_MISO_W | MAPP_US | MISO_W | Internal | Summer | B2 | 25 | 2635 | 1551.25 | 277.22 | 284.22 | 7 | 0
2040 | MAPP_US_2_MISO_W | MAPP_US | MISO_W | Internal | Summer | B3 | 75 | 2635 | 881.02 | 277.22 | 284.22 | 7 | 0
2040 | MAPP_US_2_MISO_W | MAPP_US | MISO_W | Internal | Summer | B4 | 100 | 2635 | 622.14 | 177.86 | 184.86 | 7 | 0
2040 | MAPP_US_2_MISO_W | MAPP_US | MISO_W | Internal | Summer | B5 | 200 | 2635 | 491.66 | 174.28 | 181.28 | 7 | 0
2040 | MAPP_US_2_MISO_W | MAPP_US | MISO_W | Internal | Summer | B6 | 300 | 2635 | 581.33 | 169.73 | 176.73 | 7 | 0
2040 | MAPP_US_2_MISO_W | MAPP_US | MISO_W | Internal | Summer | B7 | 400 | 2635 | 1420.51 | 161.48 | 168.48 | 7 | 0
2040 | MAPP_US_2_MISO_W | MAPP_US | MISO_W | Internal | Summer | B8 | 500 | 2635 | 1971.58 | 145.29 | 152.29 | 7 | 0
2040 | MAPP_US_2_MISO_W | MAPP_US | MISO_W | Internal | Summer | B9 | 800 | 2635 | 1341.07 | 145.28 | 152.28 | 7 | 0
2040 | MAPP_US_2_MISO_W | MAPP_US | MISO_W | Internal | Summer | B10 | 1262 | 2635 | 0 | 82.16 | 82.16 | 7 | 0
2040 | MAPP_US_2_MISO_W | MAPP_US | MISO_W | Internal | Winter | B16 | 25 | 2635 | 1778.23 | 82.16 | 89.16 | 7 | 0
2040 | MAPP_US_2_MISO_W | MAPP_US | MISO_W | Internal | Winter | B17 | 100 | 2635 | 1647.23 | 90.44 | 97.44 | 7 | 0
2040 | MAPP_US_2_MISO_W | MAPP_US | MISO_W | Internal | Winter | B18 | 400 | 2635 | 2635 | 121.1 | 137.27 | 7 | 9.17
2040 | MAPP_US_2_MISO_W | MAPP_US | MISO_W | Internal | Winter | B19 | 700 | 2635 | 2635 | 121.1 | 130.79 | 7 | 2.69
2040 | MAPP_US_2_MISO_W | MAPP_US | MISO_W | Internal | Winter | B20 | 935 | 2635 | 311.11 | 82.16 | 89.16 | 7 | 0
2040 | MAPP_US_2_NE | MAPP_US | NE | Internal | Shoulder | B11 | 25 | 2000 | 2000 | 146.9 | 157.41 | 7 | 3.52
2040 | MAPP_US_2_NE | MAPP_US | NE | Internal | Shoulder | B12 | 200 | 2000 | 2000 | 104.43 | 156.43 | 7 | 45
2040 | MAPP_US_2_NE | MAPP_US | NE | Internal | Shoulder | B13 | 600 | 2000 | 2000 | 96.26 | 148.46 | 7 | 45.2
2040 | MAPP_US_2_NE | MAPP_US | NE | Internal | Shoulder | B14 | 900 | 2000 | 2000 | 89.15 | 103.14 | 7 | 6.99
2040 | MAPP_US_2_NE | MAPP_US | NE | Internal | Shoulder | B15 | 1203 | 2000 | 1975.36 | 82.16 | 89.16 | 7 | 0
2040 | MAPP_US_2_NE | MAPP_US | NE | Internal | Summer | B1 | 10 | 2000 | 1839.82 | 277.23 | 284.23 | 7 | 0
2040 | MAPP_US_2_NE | MAPP_US | NE | Internal | Summer | B2 | 25 | 2000 | 1452.46 | 277.22 | 284.22 | 7 | 0
2040 | MAPP_US_2_NE | MAPP_US | NE | Internal | Summer | B3 | 75 | 2000 | 2000 | 277.22 | 285.03 | 7 | 0.81
2040 | MAPP_US_2_NE | MAPP_US | NE | Internal | Summer | B4 | 100 | 2000 | 2000 | 177.86 | 191.86 | 7 | 7
2040 | MAPP_US_2_NE | MAPP_US | NE | Internal | Summer | B5 | 200 | 2000 | 1919.22 | 174.28 | 181.28 | 7 | 0
2040 | MAPP_US_2_NE | MAPP_US | NE | Internal | Summer | B6 | 300 | 2000 | 2000 | 169.73 | 180.71 | 7 | 3.97
2040 | MAPP_US_2_NE | MAPP_US | NE | Internal | Summer | B7 | 400 | 2000 | 2000 | 161.48 | 175.47 | 7 | 6.99
2040 | MAPP_US_2_NE | MAPP_US | NE | Internal | Summer | B8 | 500 | 2000 | 2000 | 145.29 | 155.85 | 7 | 3.56
2040 | MAPP_US_2_NE | MAPP_US | NE | Internal | Summer | B9 | 800 | 2000 | 2000 | 145.28 | 154.72 | 7 | 2.44
2040 | MAPP_US_2_NE | MAPP_US | NE | Internal | Summer | B10 | 1262 | 2000 | 2000 | 82.16 | 89.16 | 7 | 0
2040 | MAPP_US_2_NE | MAPP_US | NE | Internal | Winter | B16 | 25 | 2000 | 2000 | 82.16 | 96.16 | 7 | 7
2040 | MAPP_US_2_NE | MAPP_US | NE | Internal | Winter | B17 | 100 | 2000 | 2000 | 90.44 | 104.43 | 7 | 6.99
2040 | MAPP_US_2_NE | MAPP_US | NE | Internal | Winter | B18 | 400 | 2000 | 2000 | 121.1 | 144.26 | 7 | 16.15
2040 | MAPP_US_2_NE | MAPP_US | NE | Internal | Winter | B19 | 700 | 2000 | 2000 | 121.1 | 137.78 | 7 | 9.67
2040 | MAPP_US_2_NE | MAPP_US | NE | Internal | Winter | B20 | 935 | 2000 | 2000 | 82.16 | 89.16 | 7 | 0
2040 | MARITIMES_2_NEISO | MARITIMES | NEISO | Internal | Shoulder | B11 | 25 | 99999 | 1720.66 | 77.73 | 77.75 | 0.01 | 0
2040 | MARITIMES_2_NEISO | MARITIMES | NEISO | Internal | Shoulder | B12 | 200 | 99999 | 1717.44 | 77.73 | 77.75 | 0.01 | 0
2040 | MARITIMES_2_NEISO | MARITIMES | NEISO | Internal | Shoulder | B13 | 600 | 99999 | 1704.78 | 77.73 | 77.75 | 0.01 | 0
2040 | MARITIMES_2_NEISO | MARITIMES | NEISO | Internal | Shoulder | B14 | 900 | 99999 | 1682.64 | 77.73 | 77.75 | 0.01 | 0
2040 | MARITIMES_2_NEISO | MARITIMES | NEISO | Internal | Shoulder | B15 | 1203 | 99999 | 648.08 | 77.73 | 77.75 | 0.01 | 0
2040 | MARITIMES_2_NEISO | MARITIMES | NEISO | Internal | Summer | B1 | 10 | 99999 | 1900.1 | 242.26 | 242.27 | 0.01 | 0
2040 | MARITIMES_2_NEISO | MARITIMES | NEISO | Internal | Summer | B2 | 25 | 99999 | 1878.84 | 273.99 | 274 | 0.01 | 0
2040 | MARITIMES_2_NEISO | MARITIMES | NEISO | Internal | Summer | B3 | 75 | 99999 | 1836.48 | 232.06 | 232.07 | 0.01 | 0
2040 | MARITIMES_2_NEISO | MARITIMES | NEISO | Internal | Summer | B4 | 100 | 99999 | 1800.07 | 149.84 | 149.86 | 0.01 | 0
2040 | MARITIMES_2_NEISO | MARITIMES | NEISO | Internal | Summer | B5 | 200 | 99999 | 1780.26 | 149.84 | 149.86 | 0.01 | 0
2040 | MARITIMES_2_NEISO | MARITIMES | NEISO | Internal | Summer | B6 | 300 | 99999 | 1757.92 | 110.6 | 110.61 | 0.01 | 0
2040 | MARITIMES_2_NEISO | MARITIMES | NEISO | Internal | Summer | B7 | 400 | 99999 | 1732.32 | 110.6 | 110.61 | 0.01 | 0
2040 | MARITIMES_2_NEISO | MARITIMES | NEISO | Internal | Summer | B8 | 500 | 99999 | 1712.2 | 110.6 | 110.61 | 0.01 | 0
2040 | MARITIMES_2_NEISO | MARITIMES | NEISO | Internal | Summer | B9 | 800 | 99999 | 1687.55 | 110.6 | 110.61 | 0.01 | 0
2040 | MARITIMES_2_NEISO | MARITIMES | NEISO | Internal | Summer | B10 | 1262 | 99999 | 465.16 | 110.6 | 110.61 | 0.01 | 0
2040 | MARITIMES_2_NEISO | MARITIMES | NEISO | Internal | Winter | B16 | 25 | 99999 | 1765.23 | 77.73 | 77.75 | 0.01 | 0
2040 | MARITIMES_2_NEISO | MARITIMES | NEISO | Internal | Winter | B17 | 100 | 99999 | 1747.34 | 77.73 | 77.75 | 0.01 | 0
2040 | MARITIMES_2_NEISO | MARITIMES | NEISO | Internal | Winter | B18 | 400 | 99999 | 1733.65 | 77.73 | 77.75 | 0.01 | 0
2040 | MARITIMES_2_NEISO | MARITIMES | NEISO | Internal | Winter | B19 | 700 | 99999 | 1708.15 | 77.73 | 77.75 | 0.01 | 0
2040 | MARITIMES_2_NEISO | MARITIMES | NEISO | Internal | Winter | B20 | 935 | 99999 | 723.43 | 77.73 | 77.75 | 0.01 | 0
2040 | MISO_IN_2_MISO_MI | MISO_IN | MISO_MI | Internal | Shoulder | B11 | 25 | 5021 | 1160.63 | 153.88 | 153.9 | 0.01 | 0
2040 | MISO_IN_2_MISO_MI | MISO_IN | MISO_MI | Internal | Shoulder | B12 | 200 | 5021 | 0 | 153.88 | 153.45 | 0.01 | 0
2040 | MISO_IN_2_MISO_MI | MISO_IN | MISO_MI | Internal | Shoulder | B13 | 600 | 5021 | 0 | 153.49 | 151 | 0.01 | 0
2040 | MISO_IN_2_MISO_MI | MISO_IN | MISO_MI | Internal | Shoulder | B14 | 900 | 5021 | 0 | 151.01 | 150.99 | 0.01 | 0
2040 | MISO_IN_2_MISO_MI | MISO_IN | MISO_MI | Internal | Shoulder | B15 | 1203 | 5021 | 0 | 94.17 | 94.16 | 0.01 | 0
2040 | MISO_IN_2_MISO_MI | MISO_IN | MISO_MI | Internal | Summer | B1 | 10 | 5021 | 3608.83 | 284.22 | 284.23 | 0.01 | 0
2040 | MISO_IN_2_MISO_MI | MISO_IN | MISO_MI | Internal | Summer | B2 | 25 | 5021 | 2252.63 | 284.22 | 284.23 | 0.01 | 0
2040 | MISO_IN_2_MISO_MI | MISO_IN | MISO_MI | Internal | Summer | B3 | 75 | 5021 | 2046.34 | 283.01 | 283.03 | 0.01 | 0
2040 | MISO_IN_2_MISO_MI | MISO_IN | MISO_MI | Internal | Summer | B4 | 100 | 5021 | 2490.69 | 180.84 | 180.86 | 0.01 | 0
2040 | MISO_IN_2_MISO_MI | MISO_IN | MISO_MI | Internal | Summer | B5 | 200 | 5021 | 2528.87 | 177.28 | 177.29 | 0.01 | 0
2040 | MISO_IN_2_MISO_MI | MISO_IN | MISO_MI | Internal | Summer | B6 | 300 | 5021 | 3550.15 | 172.72 | 172.73 | 0.01 | 0
2040 | MISO_IN_2_MISO_MI | MISO_IN | MISO_MI | Internal | Summer | B7 | 400 | 5021 | 4287.71 | 164.1 | 164.11 | 0.01 | 0
2040 | MISO_IN_2_MISO_MI | MISO_IN | MISO_MI | Internal | Summer | B8 | 500 | 5021 | 3311.7 | 152.29 | 152.3 | 0.01 | 0
2040 | MISO_IN_2_MISO_MI | MISO_IN | MISO_MI | Internal | Summer | B9 | 800 | 5021 | 113.03 | 152.29 | 152.3 | 0.01 | 0
2040 | MISO_IN_2_MISO_MI | MISO_IN | MISO_MI | Internal | Summer | B10 | 1262 | 5021 | 53.67 | 90.18 | 90.2 | 0.01 | 0
2040 | MISO_IN_2_MISO_MI | MISO_IN | MISO_MI | Internal | Winter | B16 | 25 | 5021 | 1402.04 | 157.28 | 157.29 | 0.01 | 0
2040 | MISO_IN_2_MISO_MI | MISO_IN | MISO_MI | Internal | Winter | B17 | 100 | 5021 | 318.06 | 157.28 | 157.29 | 0.01 | 0
2040 | MISO_IN_2_MISO_MI | MISO_IN | MISO_MI | Internal | Winter | B18 | 400 | 5021 | 0 | 153.73 | 150.81 | 0.01 | 0
2040 | MISO_IN_2_MISO_MI | MISO_IN | MISO_MI | Internal | Winter | B19 | 700 | 5021 | 0 | 150.82 | 150.81 | 0.01 | 0
2040 | MISO_IN_2_MISO_MI | MISO_IN | MISO_MI | Internal | Winter | B20 | 935 | 5021 | 0 | 96.88 | 96.87 | 0.01 | 0
2040 | MISO_IN_2_MISO_MO-IL | MISO_IN | MISO_MO-IL | Internal | Shoulder | B11 | 25 | 5533 | 5533 | 153.88 | 153.91 | 0.01 | 0.01
2040 | MISO_IN_2_MISO_MO-IL | MISO_IN | MISO_MO-IL | Internal | Shoulder | B12 | 200 | 5533 | 259.53 | 153.88 | 153.9 | 0.01 | 0
2040 | MISO_IN_2_MISO_MO-IL | MISO_IN | MISO_MO-IL | Internal | Shoulder | B13 | 600 | 5533 | 0 | 153.49 | 153.48 | 0.01 | 0
2040 | MISO_IN_2_MISO_MO-IL | MISO_IN | MISO_MO-IL | Internal | Shoulder | B14 | 900 | 5533 | 0 | 151.01 | 148.99 | 0.01 | 0
2040 | MISO_IN_2_MISO_MO-IL | MISO_IN | MISO_MO-IL | Internal | Shoulder | B15 | 1203 | 5533 | 0 | 94.17 | 94.16 | 0.01 | 0
2040 | MISO_IN_2_MISO_MO-IL | MISO_IN | MISO_MO-IL | Internal | Summer | B1 | 10 | 5533 | 3623.94 | 284.22 | 284.23 | 0.01 | 0
2040 | MISO_IN_2_MISO_MO-IL | MISO_IN | MISO_MO-IL | Internal | Summer | B2 | 25 | 5533 | 5305.94 | 284.22 | 284.23 | 0.01 | 0
2040 | MISO_IN_2_MISO_MO-IL | MISO_IN | MISO_MO-IL | Internal | Summer | B3 | 75 | 5533 | 5533 | 283.01 | 284.23 | 0.01 | 1.2
2040 | MISO_IN_2_MISO_MO-IL | MISO_IN | MISO_MO-IL | Internal | Summer | B4 | 100 | 5533 | 5533 | 180.84 | 184.87 | 0.01 | 4.01
2040 | MISO_IN_2_MISO_MO-IL | MISO_IN | MISO_MO-IL | Internal | Summer | B5 | 200 | 5533 | 5533 | 177.28 | 181.29 | 0.01 | 4
2040 | MISO_IN_2_MISO_MO-IL | MISO_IN | MISO_MO-IL | Internal | Summer | B6 | 300 | 5533 | 5533 | 172.72 | 176.74 | 0.01 | 4.01
2040 | MISO_IN_2_MISO_MO-IL | MISO_IN | MISO_MO-IL | Internal | Summer | B7 | 400 | 5533 | 5533 | 164.1 | 168.49 | 0.01 | 4.39
2040 | MISO_IN_2_MISO_MO-IL | MISO_IN | MISO_MO-IL | Internal | Summer | B8 | 500 | 5533 | 3911.54 | 152.29 | 152.3 | 0.01 | 0
2040 | MISO_IN_2_MISO_MO-IL | MISO_IN | MISO_MO-IL | Internal | Summer | B9 | 800 | 5533 | 1215.44 | 152.29 | 152.3 | 0.01 | 0
2040 | MISO_IN_2_MISO_MO-IL | MISO_IN | MISO_MO-IL | Internal | Summer | B10 | 1262 | 5533 | 0 | 90.18 | 90.17 | 0.01 | 0
2040 | MISO_IN_2_MISO_MO-IL | MISO_IN | MISO_MO-IL | Internal | Winter | B16 | 25 | 5533 | 169.31 | 157.28 | 157.29 | 0.01 | 0
2040 | MISO_IN_2_MISO_MO-IL | MISO_IN | MISO_MO-IL | Internal | Winter | B17 | 100 | 5533 | 0 | 157.28 | 157.27 | 0.01 | 0
2040 | MISO_IN_2_MISO_MO-IL | MISO_IN | MISO_MO-IL | Internal | Winter | B18 | 400 | 5533 | 0 | 153.73 | 153.71 | 0.01 | 0
2040 | MISO_IN_2_MISO_MO-IL | MISO_IN | MISO_MO-IL | Internal | Winter | B19 | 700 | 5533 | 0 | 150.82 | 150.8 | 0.01 | 0
2040 | MISO_IN_2_MISO_MO-IL | MISO_IN | MISO_MO-IL | Internal | Winter | B20 | 935 | 5533 | 0 | 96.88 | 96.87 | 0.01 | 0
2040 | MISO_IN_2_NonRTO_Midwest | MISO_IN | NonRTO_Midwest | Internal | Shoulder | B11 | 25 | 4800 | 64.39 | 153.88 | 161.88 | 8 | 0
2040 | MISO_IN_2_NonRTO_Midwest | MISO_IN | NonRTO_Midwest | Internal | Shoulder | B12 | 200 | 4800 | 0 | 153.88 | 157.66 | 8 | 0
2040 | MISO_IN_2_NonRTO_Midwest | MISO_IN | NonRTO_Midwest | Internal | Shoulder | B13 | 600 | 4800 | 0 | 153.49 | 157.66 | 8 | 0
2040 | MISO_IN_2_NonRTO_Midwest | MISO_IN | NonRTO_Midwest | Internal | Shoulder | B14 | 900 | 4800 | 0 | 151.01 | 157.66 | 8 | 0
2040 | MISO_IN_2_NonRTO_Midwest | MISO_IN | NonRTO_Midwest | Internal | Shoulder | B15 | 1203 | 4800 | 0 | 94.17 | 88.23 | 8 | 0
2040 | MISO_IN_2_NonRTO_Midwest | MISO_IN | NonRTO_Midwest | Internal | Summer | B1 | 10 | 4800 | 404.11 | 284.22 | 292.22 | 8 | 0
2040 | MISO_IN_2_NonRTO_Midwest | MISO_IN | NonRTO_Midwest | Internal | Summer | B2 | 25 | 4800 | 255.92 | 284.22 | 292.22 | 8 | 0
2040 | MISO_IN_2_NonRTO_Midwest | MISO_IN | NonRTO_Midwest | Internal | Summer | B3 | 75 | 4800 | 0 | 283.01 | 283.01 | 8 | 0
2040 | MISO_IN_2_NonRTO_Midwest | MISO_IN | NonRTO_Midwest | Internal | Summer | B4 | 100 | 4800 | 0 | 180.84 | 174.32 | 8 | 0
2040 | MISO_IN_2_NonRTO_Midwest | MISO_IN | NonRTO_Midwest | Internal | Summer | B5 | 200 | 4800 | 0 | 177.28 | 169.28 | 8 | 0
2040 | MISO_IN_2_NonRTO_Midwest | MISO_IN | NonRTO_Midwest | Internal | Summer | B6 | 300 | 4800 | 0 | 172.72 | 164.72 | 8 | 0
2040 | MISO_IN_2_NonRTO_Midwest | MISO_IN | NonRTO_Midwest | Internal | Summer | B7 | 400 | 4800 | 0 | 164.1 | 156.1 | 8 | 0
2040 | MISO_IN_2_NonRTO_Midwest | MISO_IN | NonRTO_Midwest | Internal | Summer | B8 | 500 | 4800 | 0 | 152.29 | 156.1 | 8 | 0
2040 | MISO_IN_2_NonRTO_Midwest | MISO_IN | NonRTO_Midwest | Internal | Summer | B9 | 800 | 4800 | 0 | 152.29 | 150.84 | 8 | 0
2040 | MISO_IN_2_NonRTO_Midwest | MISO_IN | NonRTO_Midwest | Internal | Summer | B10 | 1262 | 4800 | 0 | 90.18 | 82.18 | 8 | 0
2040 | MISO_IN_2_NonRTO_Midwest | MISO_IN | NonRTO_Midwest | Internal | Winter | B16 | 25 | 4800 | 47.26 | 157.28 | 165.28 | 8 | 0
2040 | MISO_IN_2_NonRTO_Midwest | MISO_IN | NonRTO_Midwest | Internal | Winter | B17 | 100 | 4800 | 0 | 157.28 | 161.53 | 8 | 0
2040 | MISO_IN_2_NonRTO_Midwest | MISO_IN | NonRTO_Midwest | Internal | Winter | B18 | 400 | 4800 | 0 | 153.73 | 157.63 | 8 | 0
2040 | MISO_IN_2_NonRTO_Midwest | MISO_IN | NonRTO_Midwest | Internal | Winter | B19 | 700 | 4800 | 0 | 150.82 | 157.63 | 8 | 0
2040 | MISO_IN_2_NonRTO_Midwest | MISO_IN | NonRTO_Midwest | Internal | Winter | B20 | 935 | 4800 | 0 | 96.88 | 91.27 | 8 | 0
2040 | MISO_IN_2_PJM_ROR | MISO_IN | PJM_ROR | Internal | Shoulder | B11 | 25 | 992 | 0 | 153.88 | 153.1 | 2 | 0
2040 | MISO_IN_2_PJM_ROR | MISO_IN | PJM_ROR | Internal | Shoulder | B12 | 200 | 992 | 0 | 153.88 | 151.44 | 2 | 0
2040 | MISO_IN_2_PJM_ROR | MISO_IN | PJM_ROR | Internal | Shoulder | B13 | 600 | 992 | 0 | 153.49 | 148.99 | 2 | 0
2040 | MISO_IN_2_PJM_ROR | MISO_IN | PJM_ROR | Internal | Shoulder | B14 | 900 | 992 | 0 | 151.01 | 148.99 | 2 | 0
2040 | MISO_IN_2_PJM_ROR | MISO_IN | PJM_ROR | Internal | Shoulder | B15 | 1203 | 992 | 0 | 94.17 | 90.48 | 2 | 0
2040 | MISO_IN_2_PJM_ROR | MISO_IN | PJM_ROR | Internal | Summer | B1 | 10 | 992 | 0 | 284.22 | 285.01 | 2 | 0
2040 | MISO_IN_2_PJM_ROR | MISO_IN | PJM_ROR | Internal | Summer | B2 | 25 | 992 | 0 | 284.22 | 285.01 | 2 | 0
2040 | MISO_IN_2_PJM_ROR | MISO_IN | PJM_ROR | Internal | Summer | B3 | 75 | 992 | 860.77 | 283.01 | 285.01 | 2 | 0
2040 | MISO_IN_2_PJM_ROR | MISO_IN | PJM_ROR | Internal | Summer | B4 | 100 | 992 | 992 | 180.84 | 182.87 | 2 | 0.02
2040 | MISO_IN_2_PJM_ROR | MISO_IN | PJM_ROR | Internal | Summer | B5 | 200 | 992 | 992 | 177.28 | 179.29 | 2 | 0.01
2040 | MISO_IN_2_PJM_ROR | MISO_IN | PJM_ROR | Internal | Summer | B6 | 300 | 992 | 992 | 172.72 | 174.73 | 2 | 0.01
2040 | MISO_IN_2_PJM_ROR | MISO_IN | PJM_ROR | Internal | Summer | B7 | 400 | 992 | 992 | 164.1 | 170.48 | 2 | 4.39
2040 | MISO_IN_2_PJM_ROR | MISO_IN | PJM_ROR | Internal | Summer | B8 | 500 | 992 | 992 | 152.29 | 154.3 | 2 | 0.01
2040 | MISO_IN_2_PJM_ROR | MISO_IN | PJM_ROR | Internal | Summer | B9 | 800 | 992 | 0 | 152.29 | 150.47 | 2 | 0
2040 | MISO_IN_2_PJM_ROR | MISO_IN | PJM_ROR | Internal | Summer | B10 | 1262 | 992 | 0 | 90.18 | 88.2 | 2 | 0
2040 | MISO_IN_2_PJM_ROR | MISO_IN | PJM_ROR | Internal | Winter | B16 | 25 | 992 | 0 | 157.28 | 156.55 | 2 | 0
2040 | MISO_IN_2_PJM_ROR | MISO_IN | PJM_ROR | Internal | Winter | B17 | 100 | 992 | 0 | 157.28 | 155.29 | 2 | 0
2040 | MISO_IN_2_PJM_ROR | MISO_IN | PJM_ROR | Internal | Winter | B18 | 400 | 992 | 0 | 153.73 | 148.8 | 2 | 0
2040 | MISO_IN_2_PJM_ROR | MISO_IN | PJM_ROR | Internal | Winter | B19 | 700 | 992 | 0 | 150.82 | 148.8 | 2 | 0
2040 | MISO_IN_2_PJM_ROR | MISO_IN | PJM_ROR | Internal | Winter | B20 | 935 | 992 | 0 | 96.88 | 93.27 | 2 | 0
2040 | MISO_MI_2_MISO_IN | MISO_MI | MISO_IN | Internal | Shoulder | B11 | 25 | 2066 | 0 | 153.9 | 153.88 | 0.01 | 0
2040 | MISO_MI_2_MISO_IN | MISO_MI | MISO_IN | Internal | Shoulder | B12 | 200 | 2066 | 2066 | 153.45 | 153.88 | 0.01 | 0.42
2040 | MISO_MI_2_MISO_IN | MISO_MI | MISO_IN | Internal | Shoulder | B13 | 600 | 2066 | 2066 | 151 | 153.49 | 0.01 | 2.48
2040 | MISO_MI_2_MISO_IN | MISO_MI | MISO_IN | Internal | Shoulder | B14 | 900 | 2066 | 518.3 | 150.99 | 151.01 | 0.01 | 0
2040 | MISO_MI_2_MISO_IN | MISO_MI | MISO_IN | Internal | Shoulder | B15 | 1203 | 2066 | 478.79 | 94.16 | 94.17 | 0.01 | 0
2040 | MISO_MI_2_MISO_IN | MISO_MI | MISO_IN | Internal | Summer | B1 | 10 | 2066 | 0 | 284.23 | 284.22 | 0.01 | 0
2040 | MISO_MI_2_MISO_IN | MISO_MI | MISO_IN | Internal | Summer | B2 | 25 | 2066 | 0 | 284.23 | 284.22 | 0.01 | 0
2040 | MISO_MI_2_MISO_IN | MISO_MI | MISO_IN | Internal | Summer | B3 | 75 | 2066 | 0 | 283.03 | 283.01 | 0.01 | 0
2040 | MISO_MI_2_MISO_IN | MISO_MI | MISO_IN | Internal | Summer | B4 | 100 | 2066 | 0 | 180.86 | 180.84 | 0.01 | 0
2040 | MISO_MI_2_MISO_IN | MISO_MI | MISO_IN | Internal | Summer | B5 | 200 | 2066 | 0 | 177.29 | 177.28 | 0.01 | 0
2040 | MISO_MI_2_MISO_IN | MISO_MI | MISO_IN | Internal | Summer | B6 | 300 | 2066 | 0 | 172.73 | 172.72 | 0.01 | 0
2040 | MISO_MI_2_MISO_IN | MISO_MI | MISO_IN | Internal | Summer | B7 | 400 | 2066 | 0 | 164.11 | 164.1 | 0.01 | 0
2040 | MISO_MI_2_MISO_IN | MISO_MI | MISO_IN | Internal | Summer | B8 | 500 | 2066 | 0 | 152.3 | 152.29 | 0.01 | 0
2040 | MISO_MI_2_MISO_IN | MISO_MI | MISO_IN | Internal | Summer | B9 | 800 | 2066 | 0 | 152.3 | 152.29 | 0.01 | 0
2040 | MISO_MI_2_MISO_IN | MISO_MI | MISO_IN | Internal | Summer | B10 | 1262 | 2066 | 0 | 90.2 | 90.18 | 0.01 | 0
2040 | MISO_MI_2_MISO_IN | MISO_MI | MISO_IN | Internal | Winter | B16 | 25 | 2066 | 0 | 157.29 | 157.28 | 0.01 | 0
2040 | MISO_MI_2_MISO_IN | MISO_MI | MISO_IN | Internal | Winter | B17 | 100 | 2066 | 0 | 157.29 | 157.28 | 0.01 | 0
2040 | MISO_MI_2_MISO_IN | MISO_MI | MISO_IN | Internal | Winter | B18 | 400 | 2066 | 2066 | 150.81 | 153.73 | 0.01 | 2.9
2040 | MISO_MI_2_MISO_IN | MISO_MI | MISO_IN | Internal | Winter | B19 | 700 | 2066 | 1176.24 | 150.81 | 150.82 | 0.01 | 0
2040 | MISO_MI_2_MISO_IN | MISO_MI | MISO_IN | Internal | Winter | B20 | 935 | 2066 | 511.48 | 96.87 | 96.88 | 0.01 | 0
2040 | MISO_MI_2_MISO_WUMS | MISO_MI | MISO_WUMS | Internal | Shoulder | B11 | 25 | 1440 | 475.31 | 153.9 | 153.91 | 0.01 | 0
2040 | MISO_MI_2_MISO_WUMS | MISO_MI | MISO_WUMS | Internal | Shoulder | B12 | 200 | 1440 | 0 | 153.45 | 153.44 | 0.01 | 0
2040 | MISO_MI_2_MISO_WUMS | MISO_MI | MISO_WUMS | Internal | Shoulder | B13 | 600 | 1440 | 0 | 151 | 150.99 | 0.01 | 0
2040 | MISO_MI_2_MISO_WUMS | MISO_MI | MISO_WUMS | Internal | Shoulder | B14 | 900 | 1440 | 0 | 150.99 | 150.98 | 0.01 | 0
2040 | MISO_MI_2_MISO_WUMS | MISO_MI | MISO_WUMS | Internal | Shoulder | B15 | 1203 | 1440 | 0 | 94.16 | 92.47 | 0.01 | 0
2040 | MISO_MI_2_MISO_WUMS | MISO_MI | MISO_WUMS | Internal | Summer | B1 | 10 | 1440 | 0 | 284.23 | 284.22 | 0.01 | 0
2040 | MISO_MI_2_MISO_WUMS | MISO_MI | MISO_WUMS | Internal | Summer | B2 | 25 | 1440 | 0 | 284.23 | 284.22 | 0.01 | 0
2040 | MISO_MI_2_MISO_WUMS | MISO_MI | MISO_WUMS | Internal | Summer | B3 | 75 | 1440 | 221.41 | 283.03 | 283.04 | 0.01 | 0
2040 | MISO_MI_2_MISO_WUMS | MISO_MI | MISO_WUMS | Internal | Summer | B4 | 100 | 1440 | 63.6 | 180.86 | 180.87 | 0.01 | 0
2040 | MISO_MI_2_MISO_WUMS | MISO_MI | MISO_WUMS | Internal | Summer | B5 | 200 | 1440 | 430 | 177.29 | 177.31 | 0.01 | 0
2040 | MISO_MI_2_MISO_WUMS | MISO_MI | MISO_WUMS | Internal | Summer | B6 | 300 | 1440 | 1374.56 | 172.73 | 172.74 | 0.01 | 0
2040 | MISO_MI_2_MISO_WUMS | MISO_MI | MISO_WUMS | Internal | Summer | B7 | 400 | 1440 | 1440 | 164.11 | 168.47 | 0.01 | 4.35
2040 | MISO_MI_2_MISO_WUMS | MISO_MI | MISO_WUMS | Internal | Summer | B8 | 500 | 1440 | 0 | 152.3 | 152.3 | 0.01 | 0
2040 | MISO_MI_2_MISO_WUMS | MISO_MI | MISO_WUMS | Internal | Summer | B9 | 800 | 1440 | 0 | 152.3 | 152.29 | 0.01 | 0
2040 | MISO_MI_2_MISO_WUMS | MISO_MI | MISO_WUMS | Internal | Summer | B10 | 1262 | 1440 | 0 | 90.2 | 88.45 | 0.01 | 0
2040 | MISO_MI_2_MISO_WUMS | MISO_MI | MISO_WUMS | Internal | Winter | B16 | 25 | 1440 | 0 | 157.29 | 157.28 | 0.01 | 0
2040 | MISO_MI_2_MISO_WUMS | MISO_MI | MISO_WUMS | Internal | Winter | B17 | 100 | 1440 | 0 | 157.29 | 157.28 | 0.01 | 0
2040 | MISO_MI_2_MISO_WUMS | MISO_MI | MISO_WUMS | Internal | Winter | B18 | 400 | 1440 | 0 | 150.81 | 150.8 | 0.01 | 0
2040 | MISO_MI_2_MISO_WUMS | MISO_MI | MISO_WUMS | Internal | Winter | B19 | 700 | 1440 | 0 | 150.81 | 150.8 | 0.01 | 0
2040 | MISO_MI_2_MISO_WUMS | MISO_MI | MISO_WUMS | Internal | Winter | B20 | 935 | 1440 | 0 | 96.87 | 95.27 | 0.01 | 0
2040 | MISO_MI_2_PJM_ROR | MISO_MI | PJM_ROR | Internal | Shoulder | B11 | 25 | 1424 | 0 | 153.9 | 153.1 | 2 | 0
2040 | MISO_MI_2_PJM_ROR | MISO_MI | PJM_ROR | Internal | Shoulder | B12 | 200 | 1424 | 0 | 153.45 | 151.44 | 2 | 0
2040 | MISO_MI_2_PJM_ROR | MISO_MI | PJM_ROR | Internal | Shoulder | B13 | 600 | 1424 | 0 | 151 | 148.99 | 2 | 0
2040 | MISO_MI_2_PJM_ROR | MISO_MI | PJM_ROR | Internal | Shoulder | B14 | 900 | 1424 | 0 | 150.99 | 148.99 | 2 | 0
2040 | MISO_MI_2_PJM_ROR | MISO_MI | PJM_ROR | Internal | Shoulder | B15 | 1203 | 1424 | 0 | 94.16 | 90.48 | 2 | 0
2040 | MISO_MI_2_PJM_ROR | MISO_MI | PJM_ROR | Internal | Summer | B1 | 10 | 1424 | 0 | 284.23 | 285.01 | 2 | 0
2040 | MISO_MI_2_PJM_ROR | MISO_MI | PJM_ROR | Internal | Summer | B2 | 25 | 1424 | 0 | 284.23 | 285.01 | 2 | 0
2040 | MISO_MI_2_PJM_ROR | MISO_MI | PJM_ROR | Internal | Summer | B3 | 75 | 1424 | 0 | 283.03 | 285.01 | 2 | 0
2040 | MISO_MI_2_PJM_ROR | MISO_MI | PJM_ROR | Internal | Summer | B4 | 100 | 1424 | 1424 | 180.86 | 182.87 | 2 | 0.01
2040 | MISO_MI_2_PJM_ROR | MISO_MI | PJM_ROR | Internal | Summer | B5 | 200 | 1424 | 224.97 | 177.29 | 179.29 | 2 | 0
2040 | MISO_MI_2_PJM_ROR | MISO_MI | PJM_ROR | Internal | Summer | B6 | 300 | 1424 | 879.37 | 172.73 | 174.73 | 2 | 0
2040 | MISO_MI_2_PJM_ROR | MISO_MI | PJM_ROR | Internal | Summer | B7 | 400 | 1424 | 1424 | 164.11 | 170.48 | 2 | 4.37
2040 | MISO_MI_2_PJM_ROR | MISO_MI | PJM_ROR | Internal | Summer | B8 | 500 | 1424 | 1252.13 | 152.3 | 154.3 | 2 | 0
2040 | MISO_MI_2_PJM_ROR | MISO_MI | PJM_ROR | Internal | Summer | B9 | 800 | 1424 | 0 | 152.3 | 150.47 | 2 | 0
2040 | MISO_MI_2_PJM_ROR | MISO_MI | PJM_ROR | Internal | Summer | B10 | 1262 | 1424 | 0 | 90.2 | 88.2 | 2 | 0
2040 | MISO_MI_2_PJM_ROR | MISO_MI | PJM_ROR | Internal | Winter | B16 | 25 | 1424 | 0 | 157.29 | 156.55 | 2 | 0
2040 | MISO_MI_2_PJM_ROR | MISO_MI | PJM_ROR | Internal | Winter | B17 | 100 | 1424 | 0 | 157.29 | 155.29 | 2 | 0
2040 | MISO_MI_2_PJM_ROR | MISO_MI | PJM_ROR | Internal | Winter | B18 | 400 | 1424 | 0 | 150.81 | 148.8 | 2 | 0
2040 | MISO_MI_2_PJM_ROR | MISO_MI | PJM_ROR | Internal | Winter | B19 | 700 | 1424 | 0 | 150.81 | 148.8 | 2 | 0
2040 | MISO_MI_2_PJM_ROR | MISO_MI | PJM_ROR | Internal | Winter | B20 | 935 | 1424 | 0 | 96.87 | 93.27 | 2 | 0
2040 | MISO_MO-IL_2_ENT | MISO_MO-IL | ENT | Internal | Shoulder | B11 | 25 | 2540 | 287.31 | 153.91 | 161.91 | 8 | 0
2040 | MISO_MO-IL_2_ENT | MISO_MO-IL | ENT | Internal | Shoulder | B12 | 200 | 2540 | 0 | 153.9 | 156.63 | 8 | 0
2040 | MISO_MO-IL_2_ENT | MISO_MO-IL | ENT | Internal | Shoulder | B13 | 600 | 2540 | 0 | 153.48 | 153.48 | 8 | 0
2040 | MISO_MO-IL_2_ENT | MISO_MO-IL | ENT | Internal | Shoulder | B14 | 900 | 2540 | 0 | 148.99 | 140.99 | 8 | 0
2040 | MISO_MO-IL_2_ENT | MISO_MO-IL | ENT | Internal | Shoulder | B15 | 1203 | 2540 | 0 | 94.16 | 88.23 | 8 | 0
2040 | MISO_MO-IL_2_ENT | MISO_MO-IL | ENT | Internal | Summer | B1 | 10 | 2540 | 0 | 284.23 | 290.01 | 8 | 0
2040 | MISO_MO-IL_2_ENT | MISO_MO-IL | ENT | Internal | Summer | B2 | 25 | 2540 | 0 | 284.23 | 284.23 | 8 | 0
2040 | MISO_MO-IL_2_ENT | MISO_MO-IL | ENT | Internal | Summer | B3 | 75 | 2540 | 0 | 284.23 | 290.01 | 8 | 0
2040 | MISO_MO-IL_2_ENT | MISO_MO-IL | ENT | Internal | Summer | B4 | 100 | 2540 | 0 | 184.87 | 191.32 | 8 | 0
2040 | MISO_MO-IL_2_ENT | MISO_MO-IL | ENT | Internal | Summer | B5 | 200 | 2540 | 0 | 181.29 | 180.56 | 8 | 0
2040 | MISO_MO-IL_2_ENT | MISO_MO-IL | ENT | Internal | Summer | B6 | 300 | 2540 | 0 | 176.74 | 172.71 | 8 | 0
2040 | MISO_MO-IL_2_ENT | MISO_MO-IL | ENT | Internal | Summer | B7 | 400 | 2540 | 0 | 168.49 | 167.49 | 8 | 0
2040 | MISO_MO-IL_2_ENT | MISO_MO-IL | ENT | Internal | Summer | B8 | 500 | 2540 | 0 | 152.3 | 154.98 | 8 | 0
2040 | MISO_MO-IL_2_ENT | MISO_MO-IL | ENT | Internal | Summer | B9 | 800 | 2540 | 0 | 152.3 | 154.98 | 8 | 0
2040 | MISO_MO-IL_2_ENT | MISO_MO-IL | ENT | Internal | Summer | B10 | 1262 | 2540 | 0 | 90.17 | 81.17 | 8 | 0
2040 | MISO_MO-IL_2_ENT | MISO_MO-IL | ENT | Internal | Winter | B16 | 25 | 2540 | 0 | 157.29 | 163.55 | 8 | 0
2040 | MISO_MO-IL_2_ENT | MISO_MO-IL | ENT | Internal | Winter | B17 | 100 | 2540 | 0 | 157.27 | 149.27 | 8 | 0
2040 | MISO_MO-IL_2_ENT | MISO_MO-IL | ENT | Internal | Winter | B18 | 400 | 2540 | 0 | 153.71 | 149.27 | 8 | 0
2040 | MISO_MO-IL_2_ENT | MISO_MO-IL | ENT | Internal | Winter | B19 | 700 | 2540 | 0 | 150.8 | 142.8 | 8 | 0
2040 | MISO_MO-IL_2_ENT | MISO_MO-IL | ENT | Internal | Winter | B20 | 935 | 2540 | 0 | 96.87 | 93.31 | 8 | 0
2040 | MISO_MO-IL_2_MISO_IN | MISO_MO-IL | MISO_IN | Internal | Shoulder | B11 | 25 | 2633 | 0 | 153.91 | 153.88 | 0.01 | 0
2040 | MISO_MO-IL_2_MISO_IN | MISO_MO-IL | MISO_IN | Internal | Shoulder | B12 | 200 | 2633 | 0 | 153.9 | 153.88 | 0.01 | 0
2040 | MISO_MO-IL_2_MISO_IN | MISO_MO-IL | MISO_IN | Internal | Shoulder | B13 | 600 | 2633 | 1463.05 | 153.48 | 153.49 | 0.01 | 0
2040 | MISO_MO-IL_2_MISO_IN | MISO_MO-IL | MISO_IN | Internal | Shoulder | B14 | 900 | 2633 | 2633 | 148.99 | 151.01 | 0.01 | 2
2040 | MISO_MO-IL_2_MISO_IN | MISO_MO-IL | MISO_IN | Internal | Shoulder | B15 | 1203 | 2633 | 1976.85 | 94.16 | 94.17 | 0.01 | 0
2040 | MISO_MO-IL_2_MISO_IN | MISO_MO-IL | MISO_IN | Internal | Summer | B1 | 10 | 2633 | 0 | 284.23 | 284.22 | 0.01 | 0
2040 | MISO_MO-IL_2_MISO_IN | MISO_MO-IL | MISO_IN | Internal | Summer | B2 | 25 | 2633 | 0 | 284.23 | 284.22 | 0.01 | 0
2040 | MISO_MO-IL_2_MISO_IN | MISO_MO-IL | MISO_IN | Internal | Summer | B3 | 75 | 2633 | 0 | 284.23 | 283.01 | 0.01 | 0
2040 | MISO_MO-IL_2_MISO_IN | MISO_MO-IL | MISO_IN | Internal | Summer | B4 | 100 | 2633 | 0 | 184.87 | 180.84 | 0.01 | 0
2040 | MISO_MO-IL_2_MISO_IN | MISO_MO-IL | MISO_IN | Internal | Summer | B5 | 200 | 2633 | 0 | 181.29 | 177.28 | 0.01 | 0
2040 | MISO_MO-IL_2_MISO_IN | MISO_MO-IL | MISO_IN | Internal | Summer | B6 | 300 | 2633 | 0 | 176.74 | 172.72 | 0.01 | 0
2040 | MISO_MO-IL_2_MISO_IN | MISO_MO-IL | MISO_IN | Internal | Summer | B7 | 400 | 2633 | 0 | 168.49 | 164.1 | 0.01 | 0
2040 | MISO_MO-IL_2_MISO_IN | MISO_MO-IL | MISO_IN | Internal | Summer | B8 | 500 | 2633 | 0 | 152.3 | 152.29 | 0.01 | 0
2040 | MISO_MO-IL_2_MISO_IN | MISO_MO-IL | MISO_IN | Internal | Summer | B9 | 800 | 2633 | 0 | 152.3 | 152.29 | 0.01 | 0
2040 | MISO_MO-IL_2_MISO_IN | MISO_MO-IL | MISO_IN | Internal | Summer | B10 | 1262 | 2633 | 2087.29 | 90.17 | 90.18 | 0.01 | 0
2040 | MISO_MO-IL_2_MISO_IN | MISO_MO-IL | MISO_IN | Internal | Winter | B16 | 25 | 2633 | 0 | 157.29 | 157.28 | 0.01 | 0
2040 | MISO_MO-IL_2_MISO_IN | MISO_MO-IL | MISO_IN | Internal | Winter | B17 | 100 | 2633 | 1297.62 | 157.27 | 157.28 | 0.01 | 0
2040 | MISO_MO-IL_2_MISO_IN | MISO_MO-IL | MISO_IN | Internal | Winter | B18 | 400 | 2633 | 2049.27 | 153.71 | 153.73 | 0.01 | 0
2040 | MISO_MO-IL_2_MISO_IN | MISO_MO-IL | MISO_IN | Internal | Winter | B19 | 700 | 2633 | 2633 | 150.8 | 150.82 | 0.01 | 0.01
2040 | MISO_MO-IL_2_MISO_IN | MISO_MO-IL | MISO_IN | Internal | Winter | B20 | 935 | 2633 | 2412.26 | 96.87 | 96.88 | 0.01 | 0
2040 | MISO_MO-IL_2_MISO_W | MISO_MO-IL | MISO_W | Internal | Shoulder | B11 | 25 | 1075 | 0 | 153.91 | 153.9 | 0.01 | 0
2040 | MISO_MO-IL_2_MISO_W | MISO_MO-IL | MISO_W | Internal | Shoulder | B12 | 200 | 1075 | 0 | 153.9 | 149.44 | 0.01 | 0
2040 | MISO_MO-IL_2_MISO_W | MISO_MO-IL | MISO_W | Internal | Shoulder | B13 | 600 | 1075 | 0 | 153.48 | 141.48 | 0.01 | 0
2040 | MISO_MO-IL_2_MISO_W | MISO_MO-IL | MISO_W | Internal | Shoulder | B14 | 900 | 1075 | 0 | 148.99 | 96.15 | 0.01 | 0
2040 | MISO_MO-IL_2_MISO_W | MISO_MO-IL | MISO_W | Internal | Shoulder | B15 | 1203 | 1075 | 0 | 94.16 | 82.16 | 0.01 | 0
2040 | MISO_MO-IL_2_MISO_W | MISO_MO-IL | MISO_W | Internal | Summer | B1 | 10 | 1075 | 0 | 284.23 | 284.23 | 0.01 | 0
2040 | MISO_MO-IL_2_MISO_W | MISO_MO-IL | MISO_W | Internal | Summer | B2 | 25 | 1075 | 0 | 284.23 | 284.22 | 0.01 | 0
2040 | MISO_MO-IL_2_MISO_W | MISO_MO-IL | MISO_W | Internal | Summer | B3 | 75 | 1075 | 0 | 284.23 | 284.22 | 0.01 | 0
2040 | MISO_MO-IL_2_MISO_W | MISO_MO-IL | MISO_W | Internal | Summer | B4 | 100 | 1075 | 0 | 184.87 | 184.86 | 0.01 | 0
2040 | MISO_MO-IL_2_MISO_W | MISO_MO-IL | MISO_W | Internal | Summer | B5 | 200 | 1075 | 0 | 181.29 | 181.28 | 0.01 | 0
2040 | MISO_MO-IL_2_MISO_W | MISO_MO-IL | MISO_W | Internal | Summer | B6 | 300 | 1075 | 0 | 176.74 | 176.73 | 0.01 | 0
2040 | MISO_MO-IL_2_MISO_W | MISO_MO-IL | MISO_W | Internal | Summer | B7 | 400 | 1075 | 0 | 168.49 | 168.48 | 0.01 | 0
2040 | MISO_MO-IL_2_MISO_W | MISO_MO-IL | MISO_W | Internal | Summer | B8 | 500 | 1075 | 0 | 152.3 | 152.29 | 0.01 | 0
2040 | MISO_MO-IL_2_MISO_W | MISO_MO-IL | MISO_W | Internal | Summer | B9 | 800 | 1075 | 0 | 152.3 | 152.28 | 0.01 | 0
2040 | MISO_MO-IL_2_MISO_W | MISO_MO-IL | MISO_W | Internal | Summer | B10 | 1262 | 1075 | 0 | 90.17 | 82.16 | 0.01 | 0
2040 | MISO_MO-IL_2_MISO_W | MISO_MO-IL | MISO_W | Internal | Winter | B16 | 25 | 1075 | 0 | 157.29 | 89.16 | 0.01 | 0
2040 | MISO_MO-IL_2_MISO_W | MISO_MO-IL | MISO_W | Internal | Winter | B17 | 100 | 1075 | 0 | 157.27 | 97.44 | 0.01 | 0
2040 | MISO_MO-IL_2_MISO_W | MISO_MO-IL | MISO_W | Internal | Winter | B18 | 400 | 1075 | 0 | 153.71 | 137.27 | 0.01 | 0
2040 | MISO_MO-IL_2_MISO_W | MISO_MO-IL | MISO_W | Internal | Winter | B19 | 700 | 1075 | 0 | 150.8 | 130.79 | 0.01 | 0
2040 | MISO_MO-IL_2_MISO_W | MISO_MO-IL | MISO_W | Internal | Winter | B20 | 935 | 1075 | 0 | 96.87 | 89.16 | 0.01 | 0
2040 | MISO_MO-IL_2_PJM_ROR | MISO_MO-IL | PJM_ROR | Internal | Shoulder | B11 | 25 | 1212 | 0 | 153.91 | 153.1 | 2 | 0
2040 | MISO_MO-IL_2_PJM_ROR | MISO_MO-IL | PJM_ROR | Internal | Shoulder | B12 | 200 | 1212 | 0 | 153.9 | 151.44 | 2 | 0
2040 | MISO_MO-IL_2_PJM_ROR | MISO_MO-IL | PJM_ROR | Internal | Shoulder | B13 | 600 | 1212 | 0 | 153.48 | 148.99 | 2 | 0
2040 | MISO_MO-IL_2_PJM_ROR | MISO_MO-IL | PJM_ROR | Internal | Shoulder | B14 | 900 | 1212 | 0 | 148.99 | 148.99 | 2 | 0
2040 | MISO_MO-IL_2_PJM_ROR | MISO_MO-IL | PJM_ROR | Internal | Shoulder | B15 | 1203 | 1212 | 0 | 94.16 | 90.48 | 2 | 0
2040 | MISO_MO-IL_2_PJM_ROR | MISO_MO-IL | PJM_ROR | Internal | Summer | B1 | 10 | 1212 | 0 | 284.23 | 285.01 | 2 | 0
2040 | MISO_MO-IL_2_PJM_ROR | MISO_MO-IL | PJM_ROR | Internal | Summer | B2 | 25 | 1212 | 0 | 284.23 | 285.01 | 2 | 0
2040 | MISO_MO-IL_2_PJM_ROR | MISO_MO-IL | PJM_ROR | Internal | Summer | B3 | 75 | 1212 | 0 | 284.23 | 285.01 | 2 | 0
2040 | MISO_MO-IL_2_PJM_ROR | MISO_MO-IL | PJM_ROR | Internal | Summer | B4 | 100 | 1212 | 0 | 184.87 | 182.87 | 2 | 0
2040 | MISO_MO-IL_2_PJM_ROR | MISO_MO-IL | PJM_ROR | Internal | Summer | B5 | 200 | 1212 | 0 | 181.29 | 179.29 | 2 | 0
2040 | MISO_MO-IL_2_PJM_ROR | MISO_MO-IL | PJM_ROR | Internal | Summer | B6 | 300 | 1212 | 0 | 176.74 | 174.73 | 2 | 0
2040 | MISO_MO-IL_2_PJM_ROR | MISO_MO-IL | PJM_ROR | Internal | Summer | B7 | 400 | 1212 | 0 | 168.49 | 170.48 | 2 | 0
2040 | MISO_MO-IL_2_PJM_ROR | MISO_MO-IL | PJM_ROR | Internal | Summer | B8 | 500 | 1212 | 1053.87 | 152.3 | 154.3 | 2 | 0
2040 | MISO_MO-IL_2_PJM_ROR | MISO_MO-IL | PJM_ROR | Internal | Summer | B9 | 800 | 1212 | 0 | 152.3 | 150.47 | 2 | 0
2040 | MISO_MO-IL_2_PJM_ROR | MISO_MO-IL | PJM_ROR | Internal | Summer | B10 | 1262 | 1212 | 0 | 90.17 | 88.2 | 2 | 0
2040 | MISO_MO-IL_2_PJM_ROR | MISO_MO-IL | PJM_ROR | Internal | Winter | B16 | 25 | 1212 | 0 | 157.29 | 156.55 | 2 | 0
2040 | MISO_MO-IL_2_PJM_ROR | MISO_MO-IL | PJM_ROR | Internal | Winter | B17 | 100 | 1212 | 0 | 157.27 | 155.29 | 2 | 0
2040 | MISO_MO-IL_2_PJM_ROR | MISO_MO-IL | PJM_ROR | Internal | Winter | B18 | 400 | 1212 | 0 | 153.71 | 148.8 | 2 | 0
2040 | MISO_MO-IL_2_PJM_ROR | MISO_MO-IL | PJM_ROR | Internal | Winter | B19 | 700 | 1212 | 0 | 150.8 | 148.8 | 2 | 0
2040 | MISO_MO-IL_2_PJM_ROR | MISO_MO-IL | PJM_ROR | Internal | Winter | B20 | 935 | 1212 | 0 | 96.87 | 93.27 | 2 | 0
2040 | MISO_MO-IL_2_TVA_Transmission | MISO_MO-IL | TVA_Transmission | Internal | Shoulder | B11 | 25 | 4000 | 0 | 153.91 | 158.66 | 8 | 0
2040 | MISO_MO-IL_2_TVA_Transmission | MISO_MO-IL | TVA_Transmission | Internal | Shoulder | B12 | 200 | 4000 | 0 | 153.9 | 150.82 | 8 | 0
2040 | MISO_MO-IL_2_TVA_Transmission | MISO_MO-IL | TVA_Transmission | Internal | Shoulder | B13 | 600 | 4000 | 0 | 153.48 | 148.99 | 8 | 0
2040 | MISO_MO-IL_2_TVA_Transmission | MISO_MO-IL | TVA_Transmission | Internal | Shoulder | B14 | 900 | 4000 | 0 | 148.99 | 148.99 | 8 | 0
2040 | MISO_MO-IL_2_TVA_Transmission | MISO_MO-IL | TVA_Transmission | Internal | Shoulder | B15 | 1203 | 4000 | 0 | 94.16 | 96.23 | 8 | 0
2040 | MISO_MO-IL_2_TVA_Transmission | MISO_MO-IL | TVA_Transmission | Internal | Summer | B1 | 10 | 4000 | 0 | 284.23 | 291.01 | 8 | 0
2040 | MISO_MO-IL_2_TVA_Transmission | MISO_MO-IL | TVA_Transmission | Internal | Summer | B2 | 25 | 4000 | 0 | 284.23 | 291.01 | 8 | 0
2040 | MISO_MO-IL_2_TVA_Transmission | MISO_MO-IL | TVA_Transmission | Internal | Summer | B3 | 75 | 4000 | 0 | 284.23 | 291.01 | 8 | 0
2040 | MISO_MO-IL_2_TVA_Transmission | MISO_MO-IL | TVA_Transmission | Internal | Summer | B4 | 100 | 4000 | 0 | 184.87 | 182.32 | 8 | 0
2040 | MISO_MO-IL_2_TVA_Transmission | MISO_MO-IL | TVA_Transmission | Internal | Summer | B5 | 200 | 4000 | 0 | 181.29 | 176.19 | 8 | 0
2040 | MISO_MO-IL_2_TVA_Transmission | MISO_MO-IL | TVA_Transmission | Internal | Summer | B6 | 300 | 4000 | 0 | 176.74 | 170.67 | 8 | 0
2040 | MISO_MO-IL_2_TVA_Transmission | MISO_MO-IL | TVA_Transmission | Internal | Summer | B7 | 400 | 4000 | 0 | 168.49 | 163.39 | 8 | 0
2040 | MISO_MO-IL_2_TVA_Transmission | MISO_MO-IL | TVA_Transmission | Internal | Summer | B8 | 500 | 4000 | 0 | 152.3 | 158.05 | 8 | 0
2040 | MISO_MO-IL_2_TVA_Transmission | MISO_MO-IL | TVA_Transmission | Internal | Summer | B9 | 800 | 4000 | 0 | 152.3 | 156.47 | 8 | 0
2040 | MISO_MO-IL_2_TVA_Transmission | MISO_MO-IL | TVA_Transmission | Internal | Summer | B10 | 1262 | 4000 | 0 | 90.17 | 81.17 | 8 | 0
2040 | MISO_MO-IL_2_TVA_Transmission | MISO_MO-IL | TVA_Transmission | Internal | Winter | B16 | 25 | 4000 | 0 | 157.29 | 162.55 | 8 | 0
2040 | MISO_MO-IL_2_TVA_Transmission | MISO_MO-IL | TVA_Transmission | Internal | Winter | B17 | 100 | 4000 | 0 | 157.27 | 154.6 | 8 | 0
2040 | MISO_MO-IL_2_TVA_Transmission | MISO_MO-IL | TVA_Transmission | Internal | Winter | B18 | 400 | 4000 | 0 | 153.71 | 148.63 | 8 | 0
2040 | MISO_MO-IL_2_TVA_Transmission | MISO_MO-IL | TVA_Transmission | Internal | Winter | B19 | 700 | 4000 | 0 | 150.8 | 148.63 | 8 | 0
2040 | MISO_MO-IL_2_TVA_Transmission | MISO_MO-IL | TVA_Transmission | Internal | Winter | B20 | 935 | 4000 | 0 | 96.87 | 99.27 | 8 | 0
2040 | MISO_W_2_MAPP_CA | MISO_W | MAPP_CA | Internal | Shoulder | B11 | 25 | 926 | 0 | 153.9 | 82.15 | 0.01 | 0
2040 | MISO_W_2_MAPP_CA | MISO_W | MAPP_CA | Internal | Shoulder | B12 | 200 | 926 | 0 | 149.44 | 82.15 | 0.01 | 0
2040 | MISO_W_2_MAPP_CA | MISO_W | MAPP_CA | Internal | Shoulder | B13 | 600 | 926 | 0 | 141.48 | 82.15 | 0.01 | 0
2040 | MISO_W_2_MAPP_CA | MISO_W | MAPP_CA | Internal | Shoulder | B14 | 900 | 926 | 0 | 96.15 | 82.15 | 0.01 | 0
2040 | MISO_W_2_MAPP_CA | MISO_W | MAPP_CA | Internal | Shoulder | B15 | 1203 | 926 | 0 | 82.16 | 82.15 | 0.01 | 0
2040 | MISO_W_2_MAPP_CA | MISO_W | MAPP_CA | Internal | Summer | B1 | 10 | 926 | 0 | 284.23 | 75.16 | 0.01 | 0
2040 | MISO_W_2_MAPP_CA | MISO_W | MAPP_CA | Internal | Summer | B2 | 25 | 926 | 0 | 284.22 | 75.16 | 0.01 | 0
2040 | MISO_W_2_MAPP_CA | MISO_W | MAPP_CA | Internal | Summer | B3 | 75 | 926 | 0 | 284.22 | 75.16 | 0.01 | 0
2040 | MISO_W_2_MAPP_CA | MISO_W | MAPP_CA | Internal | Summer | B4 | 100 | 926 | 0 | 184.86 | 75.16 | 0.01 | 0
2040 | MISO_W_2_MAPP_CA | MISO_W | MAPP_CA | Internal | Summer | B5 | 200 | 926 | 0 | 181.28 | 75.16 | 0.01 | 0
2040 | MISO_W_2_MAPP_CA | MISO_W | MAPP_CA | Internal | Summer | B6 | 300 | 926 | 0 | 176.73 | 75.16 | 0.01 | 0
2040 | MISO_W_2_MAPP_CA | MISO_W | MAPP_CA | Internal | Summer | B7 | 400 | 926 | 0 | 168.48 | 75.16 | 0.01 | 0
2040 | MISO_W_2_MAPP_CA | MISO_W | MAPP_CA | Internal | Summer | B8 | 500 | 926 | 0 | 152.29 | 75.16 | 0.01 | 0
2040 | MISO_W_2_MAPP_CA | MISO_W | MAPP_CA | Internal | Summer | B9 | 800 | 926 | 0 | 152.28 | 75.16 | 0.01 | 0
2040 | MISO_W_2_MAPP_CA | MISO_W | MAPP_CA | Internal | Summer | B10 | 1262 | 926 | 0 | 82.16 | 75.16 | 0.01 | 0
2040 | MISO_W_2_MAPP_CA | MISO_W | MAPP_CA | Internal | Winter | B16 | 25 | 926 | 0 | 89.16 | 89.15 | 0.01 | 0
2040 | MISO_W_2_MAPP_CA | MISO_W | MAPP_CA | Internal | Winter | B17 | 100 | 926 | 0 | 97.44 | 89.15 | 0.01 | 0
2040 | MISO_W_2_MAPP_CA | MISO_W | MAPP_CA | Internal | Winter | B18 | 400 | 926 | 0 | 137.27 | 89.15 | 0.01 | 0
2040 | MISO_W_2_MAPP_CA | MISO_W | MAPP_CA | Internal | Winter | B19 | 700 | 926 | 0 | 130.79 | 89.15 | 0.01 | 0
2040 | MISO_W_2_MAPP_CA | MISO_W | MAPP_CA | Internal | Winter | B20 | 935 | 926 | 0 | 89.16 | 89.15 | 0.01 | 0
2040 | MISO_W_2_MISO_MO-IL | MISO_W | MISO_MO-IL | Internal | Shoulder | B11 | 25 | 3915 | 1666.98 | 153.9 | 153.91 | 0.01 | 0
2040 | MISO_W_2_MISO_MO-IL | MISO_W | MISO_MO-IL | Internal | Shoulder | B12 | 200 | 3915 | 3915 | 149.44 | 153.9 | 0.01 | 4.44
2040 | MISO_W_2_MISO_MO-IL | MISO_W | MISO_MO-IL | Internal | Shoulder | B13 | 600 | 3915 | 3915 | 141.48 | 153.48 | 0.01 | 11.99
2040 | MISO_W_2_MISO_MO-IL | MISO_W | MISO_MO-IL | Internal | Shoulder | B14 | 900 | 3915 | 3915 | 96.15 | 148.99 | 0.01 | 52.83
2040 | MISO_W_2_MISO_MO-IL | MISO_W | MISO_MO-IL | Internal | Shoulder | B15 | 1203 | 3915 | 3915 | 82.16 | 94.16 | 0.01 | 11.99
2040 | MISO_W_2_MISO_MO-IL | MISO_W | MISO_MO-IL | Internal | Summer | B1 | 10 | 3915 | 0 | 284.23 | 284.23 | 0.01 | 0
2040 | MISO_W_2_MISO_MO-IL | MISO_W | MISO_MO-IL | Internal | Summer | B2 | 25 | 3915 | 2503.18 | 284.22 | 284.23 | 0.01 | 0
2040 | MISO_W_2_MISO_MO-IL | MISO_W | MISO_MO-IL | Internal | Summer | B3 | 75 | 3915 | 721.71 | 284.22 | 284.23 | 0.01 | 0
2040 | MISO_W_2_MISO_MO-IL | MISO_W | MISO_MO-IL | Internal | Summer | B4 | 100 | 3915 | 1192.12 | 184.86 | 184.87 | 0.01 | 0
2040 | MISO_W_2_MISO_MO-IL | MISO_W | MISO_MO-IL | Internal | Summer | B5 | 200 | 3915 | 1180.73 | 181.28 | 181.29 | 0.01 | 0
2040 | MISO_W_2_MISO_MO-IL | MISO_W | MISO_MO-IL | Internal | Summer | B6 | 300 | 3915 | 101.08 | 176.73 | 176.74 | 0.01 | 0
2040 | MISO_W_2_MISO_MO-IL | MISO_W | MISO_MO-IL | Internal | Summer | B7 | 400 | 3915 | 770.85 | 168.48 | 168.49 | 0.01 | 0
2040 | MISO_W_2_MISO_MO-IL | MISO_W | MISO_MO-IL | Internal | Summer | B8 | 500 | 3915 | 3267.57 | 152.29 | 152.3 | 0.01 | 0
2040 | MISO_W_2_MISO_MO-IL | MISO_W | MISO_MO-IL | Internal | Summer | B9 | 800 | 3915 | 3915 | 152.28 | 152.3 | 0.01 | 0.01
2040 | MISO_W_2_MISO_MO-IL | MISO_W | MISO_MO-IL | Internal | Summer | B10 | 1262 | 3915 | 3915 | 82.16 | 90.17 | 0.01 | 8
2040 | MISO_W_2_MISO_MO-IL | MISO_W | MISO_MO-IL | Internal | Winter | B16 | 25 | 3915 | 3915 | 89.16 | 157.29 | 0.01 | 68.12
2040 | MISO_W_2_MISO_MO-IL | MISO_W | MISO_MO-IL | Internal | Winter | B17 | 100 | 3915 | 3915 | 97.44 | 157.27 | 0.01 | 59.82
2040 | MISO_W_2_MISO_MO-IL | MISO_W | MISO_MO-IL | Internal | Winter | B18 | 400 | 3915 | 3915 | 137.27 | 153.71 | 0.01 | 16.43
2040 | MISO_W_2_MISO_MO-IL | MISO_W | MISO_MO-IL | Internal | Winter | B19 | 700 | 3915 | 3915 | 130.79 | 150.8 | 0.01 | 20
2040 | MISO_W_2_MISO_MO-IL | MISO_W | MISO_MO-IL | Internal | Winter | B20 | 935 | 3915 | 3915 | 89.16 | 96.87 | 0.01 | 7.7
2040 | MISO_W_2_MISO_WUMS | MISO_W | MISO_WUMS | Internal | Shoulder | B11 | 25 | 1732 | 628.96 | 153.9 | 153.91 | 0.01 | 0
2040 | MISO_W_2_MISO_WUMS | MISO_W | MISO_WUMS | Internal | Shoulder | B12 | 200 | 1732 | 1732 | 149.44 | 153.44 | 0.01 | 3.99
2040 | MISO_W_2_MISO_WUMS | MISO_W | MISO_WUMS | Internal | Shoulder | B13 | 600 | 1732 | 1732 | 141.48 | 150.99 | 0.01 | 9.5
2040 | MISO_W_2_MISO_WUMS | MISO_W | MISO_WUMS | Internal | Shoulder | B14 | 900 | 1732 | 1732 | 96.15 | 150.98 | 0.01 | 54.82
2040 | MISO_W_2_MISO_WUMS | MISO_W | MISO_WUMS | Internal | Shoulder | B15 | 1203 | 1732 | 1732 | 82.16 | 92.47 | 0.01 | 10.3
2040 | MISO_W_2_MISO_WUMS | MISO_W | MISO_WUMS | Internal | Summer | B1 | 10 | 1732 | 0 | 284.23 | 284.22 | 0.01 | 0
2040 | MISO_W_2_MISO_WUMS | MISO_W | MISO_WUMS | Internal | Summer | B2 | 25 | 1732 | 0 | 284.22 | 284.22 | 0.01 | 0
2040 | MISO_W_2_MISO_WUMS | MISO_W | MISO_WUMS | Internal | Summer | B3 | 75 | 1732 | 0 | 284.22 | 283.04 | 0.01 | 0
2040 | MISO_W_2_MISO_WUMS | MISO_W | MISO_WUMS | Internal | Summer | B4 | 100 | 1732 | 0 | 184.86 | 180.87 | 0.01 | 0
2040 | MISO_W_2_MISO_WUMS | MISO_W | MISO_WUMS | Internal | Summer | B5 | 200 | 1732 | 0 | 181.28 | 177.31 | 0.01 | 0
2040 | MISO_W_2_MISO_WUMS | MISO_W | MISO_WUMS | Internal | Summer | B6 | 300 | 1732 | 0 | 176.73 | 172.74 | 0.01 | 0
2040 | MISO_W_2_MISO_WUMS | MISO_W | MISO_WUMS | Internal | Summer | B7 | 400 | 1732 | 0 | 168.48 | 168.47 | 0.01 | 0
2040 | MISO_W_2_MISO_WUMS | MISO_W | MISO_WUMS | Internal | Summer | B8 | 500 | 1732 | 1454.17 | 152.29 | 152.3 | 0.01 | 0
2040 | MISO_W_2_MISO_WUMS | MISO_W | MISO_WUMS | Internal | Summer | B9 | 800 | 1732 | 1555.1 | 152.28 | 152.29 | 0.01 | 0
2040 | MISO_W_2_MISO_WUMS | MISO_W | MISO_WUMS | Internal | Summer | B10 | 1262 | 1732 | 1732 | 82.16 | 88.45 | 0.01 | 6.27
2040 | MISO_W_2_MISO_WUMS | MISO_W | MISO_WUMS | Internal | Winter | B16 | 25 | 1732 | 1732 | 89.16 | 157.28 | 0.01 | 68.11
2040 | MISO_W_2_MISO_WUMS | MISO_W | MISO_WUMS | Internal | Winter | B17 | 100 | 1732 | 1732 | 97.44 | 157.28 | 0.01 | 59.83
2040 | MISO_W_2_MISO_WUMS | MISO_W | MISO_WUMS | Internal | Winter | B18 | 400 | 1732 | 1732 | 137.27 | 150.8 | 0.01 | 13.52
2040 | MISO_W_2_MISO_WUMS | MISO_W | MISO_WUMS | Internal | Winter | B19 | 700 | 1732 | 1732 | 130.79 | 150.8 | 0.01 | 20
2040 | MISO_W_2_MISO_WUMS | MISO_W | MISO_WUMS | Internal | Winter | B20 | 935 | 1732 | 1732 | 89.16 | 95.27 | 0.01 | 6.1
2040 | MISO_W_2_NE | MISO_W | NE | Internal | Shoulder | B11 | 25 | 2800 | 0 | 153.9 | 157.41 | 7 | 0
2040 | MISO_W_2_NE | MISO_W | NE | Internal | Shoulder | B12 | 200 | 2800 | 0 | 149.44 | 156.43 | 7 | 0
2040 | MISO_W_2_NE | MISO_W | NE | Internal | Shoulder | B13 | 600 | 2800 | 0 | 141.48 | 148.46 | 7 | 0
2040 | MISO_W_2_NE | MISO_W | NE | Internal | Shoulder | B14 | 900 | 2800 | 0 | 96.15 | 103.14 | 7 | 0
2040 | MISO_W_2_NE | MISO_W | NE | Internal | Shoulder | B15 | 1203 | 2800 | 0 | 82.16 | 89.16 | 7 | 0
2040 | MISO_W_2_NE | MISO_W | NE | Internal | Summer | B1 | 10 | 2800 | 0 | 284.23 | 284.23 | 7 | 0
2040 | MISO_W_2_NE | MISO_W | NE | Internal | Summer | B2 | 25 | 2800 | 0 | 284.22 | 284.22 | 7 | 0
2040 | MISO_W_2_NE | MISO_W | NE | Internal | Summer | B3 | 75 | 2800 | 0 | 284.22 | 285.03 | 7 | 0
2040 | MISO_W_2_NE | MISO_W | NE | Internal | Summer | B4 | 100 | 2800 | 95.31 | 184.86 | 191.86 | 7 | 0
2040 | MISO_W_2_NE | MISO_W | NE | Internal | Summer | B5 | 200 | 2800 | 0 | 181.28 | 181.28 | 7 | 0
2040 | MISO_W_2_NE | MISO_W | NE | Internal | Summer | B6 | 300 | 2800 | 0 | 176.73 | 180.71 | 7 | 0
2040 | MISO_W_2_NE | MISO_W | NE | Internal | Summer | B7 | 400 | 2800 | 0 | 168.48 | 175.47 | 7 | 0
2040 | MISO_W_2_NE | MISO_W | NE | Internal | Summer | B8 | 500 | 2800 | 0 | 152.29 | 155.85 | 7 | 0
2040 | MISO_W_2_NE | MISO_W | NE | Internal | Summer | B9 | 800 | 2800 | 0 | 152.28 | 154.72 | 7 | 0
2040 | MISO_W_2_NE | MISO_W | NE | Internal | Summer | B10 | 1262 | 2800 | 28.5 | 82.16 | 89.16 | 7 | 0
2040 | MISO_W_2_NE | MISO_W | NE | Internal | Winter | B16 | 25 | 2800 | 682.18 | 89.16 | 96.16 | 7 | 0
2040 | MISO_W_2_NE | MISO_W | NE | Internal | Winter | B17 | 100 | 2800 | 0 | 97.44 | 104.43 | 7 | 0
2040 | MISO_W_2_NE | MISO_W | NE | Internal | Winter | B18 | 400 | 2800 | 0 | 137.27 | 144.26 | 7 | 0
2040 | MISO_W_2_NE | MISO_W | NE | Internal | Winter | B19 | 700 | 2800 | 0 | 130.79 | 137.78 | 7 | 0
2040 | MISO_W_2_NE | MISO_W | NE | Internal | Winter | B20 | 935 | 2800 | 0 | 89.16 | 89.16 | 7 | 0
2040 | MISO_W_2_PJM_ROR | MISO_W | PJM_ROR | Internal | Shoulder | B11 | 25 | 773 | 0 | 153.9 | 153.1 | 2 | 0
2040 | MISO_W_2_PJM_ROR | MISO_W | PJM_ROR | Internal | Shoulder | B12 | 200 | 773 | 520.96 | 149.44 | 151.44 | 2 | 0
2040 | MISO_W_2_PJM_ROR | MISO_W | PJM_ROR | Internal | Shoulder | B13 | 600 | 773 | 773 | 141.48 | 148.99 | 2 | 5.51
2040 | MISO_W_2_PJM_ROR | MISO_W | PJM_ROR | Internal | Shoulder | B14 | 900 | 773 | 773 | 96.15 | 148.99 | 2 | 50.84
2040 | MISO_W_2_PJM_ROR | MISO_W | PJM_ROR | Internal | Shoulder | B15 | 1203 | 773 | 773 | 82.16 | 90.48 | 2 | 6.32
2040 | MISO_W_2_PJM_ROR | MISO_W | PJM_ROR | Internal | Summer | B1 | 10 | 773 | 0 | 284.23 | 285.01 | 2 | 0
2040 | MISO_W_2_PJM_ROR | MISO_W | PJM_ROR | Internal | Summer | B2 | 25 | 773 | 0 | 284.22 | 285.01 | 2 | 0
2040 | MISO_W_2_PJM_ROR | MISO_W | PJM_ROR | Internal | Summer | B3 | 75 | 773 | 0 | 284.22 | 285.01 | 2 | 0
2040 | MISO_W_2_PJM_ROR | MISO_W | PJM_ROR | Internal | Summer | B4 | 100 | 773 | 0 | 184.86 | 182.87 | 2 | 0
2040 | MISO_W_2_PJM_ROR | MISO_W | PJM_ROR | Internal | Summer | B5 | 200 | 773 | 0 | 181.28 | 179.29 | 2 | 0
2040 | MISO_W_2_PJM_ROR | MISO_W | PJM_ROR | Internal | Summer | B6 | 300 | 773 | 0 | 176.73 | 174.73 | 2 | 0
2040 | MISO_W_2_PJM_ROR | MISO_W | PJM_ROR | Internal | Summer | B7 | 400 | 773 | 253.47 | 168.48 | 170.48 | 2 | 0
2040 | MISO_W_2_PJM_ROR | MISO_W | PJM_ROR | Internal | Summer | B8 | 500 | 773 | 773 | 152.29 | 154.3 | 2 | 0.01
2040 | MISO_W_2_PJM_ROR | MISO_W | PJM_ROR | Internal | Summer | B9 | 800 | 773 | 0 | 152.28 | 150.47 | 2 | 0
2040 | MISO_W_2_PJM_ROR | MISO_W | PJM_ROR | Internal | Summer | B10 | 1262 | 773 | 773 | 82.16 | 88.2 | 2 | 4.04
2040 | MISO_W_2_PJM_ROR | MISO_W | PJM_ROR | Internal | Winter | B16 | 25 | 773 | 773 | 89.16 | 156.55 | 2 | 65.39
2040 | MISO_W_2_PJM_ROR | MISO_W | PJM_ROR | Internal | Winter | B17 | 100 | 773 | 773 | 97.44 | 155.29 | 2 | 55.85
2040 | MISO_W_2_PJM_ROR | MISO_W | PJM_ROR | Internal | Winter | B18 | 400 | 773 | 773 | 137.27 | 148.8 | 2 | 9.53
2040 | MISO_W_2_PJM_ROR | MISO_W | PJM_ROR | Internal | Winter | B19 | 700 | 773 | 773 | 130.79 | 148.8 | 2 | 16.01
2040 | MISO_W_2_PJM_ROR | MISO_W | PJM_ROR | Internal | Winter | B20 | 935 | 773 | 773 | 89.16 | 93.27 | 2 | 2.11
2040 | MISO_W_2_SPP_N | MISO_W | SPP_N | Internal | Shoulder | B11 | 25 | 3200 | 0 | 153.9 | 157.43 | 7 | 0
2040 | MISO_W_2_SPP_N | MISO_W | SPP_N | Internal | Shoulder | B12 | 200 | 3200 | 33.32 | 149.44 | 156.44 | 7 | 0
2040 | MISO_W_2_SPP_N | MISO_W | SPP_N | Internal | Shoulder | B13 | 600 | 3200 | 473.8 | 141.48 | 148.48 | 7 | 0
2040 | MISO_W_2_SPP_N | MISO_W | SPP_N | Internal | Shoulder | B14 | 900 | 3200 | 742.86 | 96.15 | 103.15 | 7 | 0
2040 | MISO_W_2_SPP_N | MISO_W | SPP_N | Internal | Shoulder | B15 | 1203 | 3200 | 32.55 | 82.16 | 89.16 | 7 | 0
2040 | MISO_W_2_SPP_N | MISO_W | SPP_N | Internal | Summer | B1 | 10 | 3200 | 0 | 284.23 | 279.23 | 7 | 0
2040 | MISO_W_2_SPP_N | MISO_W | SPP_N | Internal | Summer | B2 | 25 | 3200 | 0 | 284.22 | 279.23 | 7 | 0
2040 | MISO_W_2_SPP_N | MISO_W | SPP_N | Internal | Summer | B3 | 75 | 3200 | 0 | 284.22 | 285.01 | 7 | 0
2040 | MISO_W_2_SPP_N | MISO_W | SPP_N | Internal | Summer | B4 | 100 | 3200 | 0 | 184.86 | 187.21 | 7 | 0
2040 | MISO_W_2_SPP_N | MISO_W | SPP_N | Internal | Summer | B5 | 200 | 3200 | 0 | 181.28 | 180.69 | 7 | 0
2040 | MISO_W_2_SPP_N | MISO_W | SPP_N | Internal | Summer | B6 | 300 | 3200 | 0 | 176.73 | 180.69 | 7 | 0
2040 | MISO_W_2_SPP_N | MISO_W | SPP_N | Internal | Summer | B7 | 400 | 3200 | 1081.29 | 168.48 | 175.48 | 7 | 0
2040 | MISO_W_2_SPP_N | MISO_W | SPP_N | Internal | Summer | B8 | 500 | 3200 | 0 | 152.29 | 155.86 | 7 | 0
2040 | MISO_W_2_SPP_N | MISO_W | SPP_N | Internal | Summer | B9 | 800 | 3200 | 0 | 152.28 | 154.73 | 7 | 0
2040 | MISO_W_2_SPP_N | MISO_W | SPP_N | Internal | Summer | B10 | 1262 | 3200 | 27.02 | 82.16 | 89.16 | 7 | 0
2040 | MISO_W_2_SPP_N | MISO_W | SPP_N | Internal | Winter | B16 | 25 | 3200 | 3200 | 89.16 | 137.79 | 7 | 41.63
2040 | MISO_W_2_SPP_N | MISO_W | SPP_N | Internal | Winter | B17 | 100 | 3200 | 2972.14 | 97.44 | 104.44 | 7 | 0
2040 | MISO_W_2_SPP_N | MISO_W | SPP_N | Internal | Winter | B18 | 400 | 3200 | 1654.3 | 137.27 | 144.27 | 7 | 0
2040 | MISO_W_2_SPP_N | MISO_W | SPP_N | Internal | Winter | B19 | 700 | 3200 | 1138.11 | 130.79 | 137.79 | 7 | 0
2040 | MISO_W_2_SPP_N | MISO_W | SPP_N | Internal | Winter | B20 | 935 | 3200 | 0 | 89.16 | 89.16 | 7 | 0
2040 | MISO_WUMS_2_MISO_MI | MISO_WUMS | MISO_MI | Internal | Shoulder | B11 | 25 | 1422 | 0 | 153.91 | 153.9 | 0.01 | 0
2040 | MISO_WUMS_2_MISO_MI | MISO_WUMS | MISO_MI | Internal | Shoulder | B12 | 200 | 1422 | 1422 | 153.44 | 153.45 | 0.01 | 0
2040 | MISO_WUMS_2_MISO_MI | MISO_WUMS | MISO_MI | Internal | Shoulder | B13 | 600 | 1422 | 1165.22 | 150.99 | 151 | 0.01 | 0
2040 | MISO_WUMS_2_MISO_MI | MISO_WUMS | MISO_MI | Internal | Shoulder | B14 | 900 | 1422 | 714.97 | 150.98 | 150.99 | 0.01 | 0
2040 | MISO_WUMS_2_MISO_MI | MISO_WUMS | MISO_MI | Internal | Shoulder | B15 | 1203 | 1422 | 1422 | 92.47 | 94.16 | 0.01 | 1.68
2040 | MISO_WUMS_2_MISO_MI | MISO_WUMS | MISO_MI | Internal | Summer | B1 | 10 | 1422 | 267.72 | 284.22 | 284.23 | 0.01 | 0
2040 | MISO_WUMS_2_MISO_MI | MISO_WUMS | MISO_MI | Internal | Summer | B2 | 25 | 1422 | 689.8 | 284.22 | 284.23 | 0.01 | 0
2040 | MISO_WUMS_2_MISO_MI | MISO_WUMS | MISO_MI | Internal | Summer | B3 | 75 | 1422 | 0 | 283.04 | 283.03 | 0.01 | 0
2040 | MISO_WUMS_2_MISO_MI | MISO_WUMS | MISO_MI | Internal | Summer | B4 | 100 | 1422 | 0 | 180.87 | 180.86 | 0.01 | 0
2040 | MISO_WUMS_2_MISO_MI | MISO_WUMS | MISO_MI | Internal | Summer | B5 | 200 | 1422 | 0 | 177.31 | 177.29 | 0.01 | 0
2040 | MISO_WUMS_2_MISO_MI | MISO_WUMS | MISO_MI | Internal | Summer | B6 | 300 | 1422 | 0 | 172.74 | 172.73 | 0.01 | 0
2040 | MISO_WUMS_2_MISO_MI | MISO_WUMS | MISO_MI | Internal | Summer | B7 | 400 | 1422 | 0 | 168.47 | 164.11 | 0.01 | 0
2040 | MISO_WUMS_2_MISO_MI | MISO_WUMS | MISO_MI | Internal | Summer | B8 | 500 | 1422 | 0 | 152.3 | 152.3 | 0.01 | 0
2040 | MISO_WUMS_2_MISO_MI | MISO_WUMS | MISO_MI | Internal | Summer | B9 | 800 | 1422 | 1294.96 | 152.29 | 152.3 | 0.01 | 0
2040 | MISO_WUMS_2_MISO_MI | MISO_WUMS | MISO_MI | Internal | Summer | B10 | 1262 | 1422 | 1422 | 88.45 | 90.2 | 0.01 | 1.74
2040 | MISO_WUMS_2_MISO_MI | MISO_WUMS | MISO_MI | Internal | Winter | B16 | 25 | 1422 | 272 | 157.28 | 157.29 | 0.01 | 0
2040 | MISO_WUMS_2_MISO_MI | MISO_WUMS | MISO_MI | Internal | Winter | B17 | 100 | 1422 | 385.87 | 157.28 | 157.29 | 0.01 | 0
2040 | MISO_WUMS_2_MISO_MI | MISO_WUMS | MISO_MI | Internal | Winter | B18 | 400 | 1422 | 1339.72 | 150.8 | 150.81 | 0.01 | 0
2040 | MISO_WUMS_2_MISO_MI | MISO_WUMS | MISO_MI | Internal | Winter | B19 | 700 | 1422 | 1146.01 | 150.8 | 150.81 | 0.01 | 0
2040 | MISO_WUMS_2_MISO_MI | MISO_WUMS | MISO_MI | Internal | Winter | B20 | 935 | 1422 | 1422 | 95.27 | 96.87 | 0.01 | 1.59
2040 | MISO_WUMS_2_MISO_W | MISO_WUMS | MISO_W | Internal | Shoulder | B11 | 25 | 1240 | 0 | 153.91 | 153.9 | 0.01 | 0
2040 | MISO_WUMS_2_MISO_W | MISO_WUMS | MISO_W | Internal | Shoulder | B12 | 200 | 1240 | 0 | 153.44 | 149.44 | 0.01 | 0
2040 | MISO_WUMS_2_MISO_W | MISO_WUMS | MISO_W | Internal | Shoulder | B13 | 600 | 1240 | 0 | 150.99 | 141.48 | 0.01 | 0
2040 | MISO_WUMS_2_MISO_W | MISO_WUMS | MISO_W | Internal | Shoulder | B14 | 900 | 1240 | 0 | 150.98 | 96.15 | 0.01 | 0
2040 | MISO_WUMS_2_MISO_W | MISO_WUMS | MISO_W | Internal | Shoulder | B15 | 1203 | 1240 | 0 | 92.47 | 82.16 | 0.01 | 0
2040 | MISO_WUMS_2_MISO_W | MISO_WUMS | MISO_W | Internal | Summer | B1 | 10 | 1240 | 459.62 | 284.22 | 284.23 | 0.01 | 0
2040 | MISO_WUMS_2_MISO_W | MISO_WUMS | MISO_W | Internal | Summer | B2 | 25 | 1240 | 0 | 284.22 | 284.22 | 0.01 | 0
2040 | MISO_WUMS_2_MISO_W | MISO_WUMS | MISO_W | Internal | Summer | B3 | 75 | 1240 | 1240 | 283.04 | 284.22 | 0.01 | 1.17
2040 | MISO_WUMS_2_MISO_W | MISO_WUMS | MISO_W | Internal | Summer | B4 | 100 | 1240 | 1240 | 180.87 | 184.86 | 0.01 | 3.98
2040 | MISO_WUMS_2_MISO_W | MISO_WUMS | MISO_W | Internal | Summer | B5 | 200 | 1240 | 1240 | 177.31 | 181.28 | 0.01 | 3.96
2040 | MISO_WUMS_2_MISO_W | MISO_WUMS | MISO_W | Internal | Summer | B6 | 300 | 1240 | 1240 | 172.74 | 176.73 | 0.01 | 3.98
2040 | MISO_WUMS_2_MISO_W | MISO_WUMS | MISO_W | Internal | Summer | B7 | 400 | 1240 | 54.1 | 168.47 | 168.48 | 0.01 | 0
2040 | MISO_WUMS_2_MISO_W | MISO_WUMS | MISO_W | Internal | Summer | B8 | 500 | 1240 | 0 | 152.3 | 152.29 | 0.01 | 0
2040 | MISO_WUMS_2_MISO_W | MISO_WUMS | MISO_W | Internal | Summer | B9 | 800 | 1240 | 0 | 152.29 | 152.28 | 0.01 | 0
2040 | MISO_WUMS_2_MISO_W | MISO_WUMS | MISO_W | Internal | Summer | B10 | 1262 | 1240 | 0 | 88.45 | 82.16 | 0.01 | 0
2040 | MISO_WUMS_2_MISO_W | MISO_WUMS | MISO_W | Internal | Winter | B16 | 25 | 1240 | 0 | 157.28 | 89.16 | 0.01 | 0
2040 | MISO_WUMS_2_MISO_W | MISO_WUMS | MISO_W | Internal | Winter | B17 | 100 | 1240 | 0 | 157.28 | 97.44 | 0.01 | 0
2040 | MISO_WUMS_2_MISO_W | MISO_WUMS | MISO_W | Internal | Winter | B18 | 400 | 1240 | 0 | 150.8 | 137.27 | 0.01 | 0
2040 | MISO_WUMS_2_MISO_W | MISO_WUMS | MISO_W | Internal | Winter | B19 | 700 | 1240 | 0 | 150.8 | 130.79 | 0.01 | 0
2040 | MISO_WUMS_2_MISO_W | MISO_WUMS | MISO_W | Internal | Winter | B20 | 935 | 1240 | 0 | 95.27 | 89.16 | 0.01 | 0
2040 | MISO_WUMS_2_PJM_ROR | MISO_WUMS | PJM_ROR | Internal | Shoulder | B11 | 25 | 1600 | 0 | 153.91 | 153.1 | 2 | 0
2040 | MISO_WUMS_2_PJM_ROR | MISO_WUMS | PJM_ROR | Internal | Shoulder | B12 | 200 | 1600 | 0 | 153.44 | 151.44 | 2 | 0
2040 | MISO_WUMS_2_PJM_ROR | MISO_WUMS | PJM_ROR | Internal | Shoulder | B13 | 600 | 1600 | 0 | 150.99 | 148.99 | 2 | 0
2040 | MISO_WUMS_2_PJM_ROR | MISO_WUMS | PJM_ROR | Internal | Shoulder | B14 | 900 | 1600 | 0 | 150.98 | 148.99 | 2 | 0
2040 | MISO_WUMS_2_PJM_ROR | MISO_WUMS | PJM_ROR | Internal | Shoulder | B15 | 1203 | 1600 | 0 | 92.47 | 90.48 | 2 | 0
2040 | MISO_WUMS_2_PJM_ROR | MISO_WUMS | PJM_ROR | Internal | Summer | B1 | 10 | 1600 | 0 | 284.22 | 285.01 | 2 | 0
2040 | MISO_WUMS_2_PJM_ROR | MISO_WUMS | PJM_ROR | Internal | Summer | B2 | 25 | 1600 | 0 | 284.22 | 285.01 | 2 | 0
2040 | MISO_WUMS_2_PJM_ROR | MISO_WUMS | PJM_ROR | Internal | Summer | B3 | 75 | 1600 | 0 | 283.04 | 285.01 | 2 | 0
2040 | MISO_WUMS_2_PJM_ROR | MISO_WUMS | PJM_ROR | Internal | Summer | B4 | 100 | 1600 | 341.59 | 180.87 | 182.87 | 2 | 0
2040 | MISO_WUMS_2_PJM_ROR | MISO_WUMS | PJM_ROR | Internal | Summer | B5 | 200 | 1600 | 0 | 177.31 | 179.29 | 2 | 0
2040 | MISO_WUMS_2_PJM_ROR | MISO_WUMS | PJM_ROR | Internal | Summer | B6 | 300 | 1600 | 0 | 172.74 | 174.73 | 2 | 0
2040 | MISO_WUMS_2_PJM_ROR | MISO_WUMS | PJM_ROR | Internal | Summer | B7 | 400 | 1600 | 1600 | 168.47 | 170.48 | 2 | 0.01
2040 | MISO_WUMS_2_PJM_ROR | MISO_WUMS | PJM_ROR | Internal | Summer | B8 | 500 | 1600 | 1365.72 | 152.3 | 154.3 | 2 | 0
2040 | MISO_WUMS_2_PJM_ROR | MISO_WUMS | PJM_ROR | Internal | Summer | B9 | 800 | 1600 | 0 | 152.29 | 150.47 | 2 | 0
2040 | MISO_WUMS_2_PJM_ROR | MISO_WUMS | PJM_ROR | Internal | Summer | B10 | 1262 | 1600 | 0 | 88.45 | 88.2 | 2 | 0
2040 | MISO_WUMS_2_PJM_ROR | MISO_WUMS | PJM_ROR | Internal | Winter | B16 | 25 | 1600 | 0 | 157.28 | 156.55 | 2 | 0
2040 | MISO_WUMS_2_PJM_ROR | MISO_WUMS | PJM_ROR | Internal | Winter | B17 | 100 | 1600 | 0 | 157.28 | 155.29 | 2 | 0
2040 | MISO_WUMS_2_PJM_ROR | MISO_WUMS | PJM_ROR | Internal | Winter | B18 | 400 | 1600 | 0 | 150.8 | 148.8 | 2 | 0
2040 | MISO_WUMS_2_PJM_ROR | MISO_WUMS | PJM_ROR | Internal | Winter | B19 | 700 | 1600 | 0 | 150.8 | 148.8 | 2 | 0
2040 | MISO_WUMS_2_PJM_ROR | MISO_WUMS | PJM_ROR | Internal | Winter | B20 | 935 | 1600 | 0 | 95.27 | 93.27 | 2 | 0
2040 | NE_2_MISO_W | NE | MISO_W | Internal | Shoulder | B11 | 25 | 1600 | 0 | 157.41 | 153.9 | 5 | 0
2040 | NE_2_MISO_W | NE | MISO_W | Internal | Shoulder | B12 | 200 | 1600 | 0 | 156.43 | 149.44 | 5 | 0
2040 | NE_2_MISO_W | NE | MISO_W | Internal | Shoulder | B13 | 600 | 1600 | 0 | 148.46 | 141.48 | 5 | 0
2040 | NE_2_MISO_W | NE | MISO_W | Internal | Shoulder | B14 | 900 | 1600 | 0 | 103.14 | 96.15 | 5 | 0
2040 | NE_2_MISO_W | NE | MISO_W | Internal | Shoulder | B15 | 1203 | 1600 | 0 | 89.16 | 82.16 | 5 | 0
2040 | NE_2_MISO_W | NE | MISO_W | Internal | Summer | B1 | 10 | 1600 | 0 | 284.23 | 284.23 | 5 | 0
2040 | NE_2_MISO_W | NE | MISO_W | Internal | Summer | B2 | 25 | 1600 | 0 | 284.22 | 284.22 | 5 | 0
2040 | NE_2_MISO_W | NE | MISO_W | Internal | Summer | B3 | 75 | 1600 | 0 | 285.03 | 284.22 | 5 | 0
2040 | NE_2_MISO_W | NE | MISO_W | Internal | Summer | B4 | 100 | 1600 | 0 | 191.86 | 184.86 | 5 | 0
2040 | NE_2_MISO_W | NE | MISO_W | Internal | Summer | B5 | 200 | 1600 | 0 | 181.28 | 181.28 | 5 | 0
2040 | NE_2_MISO_W | NE | MISO_W | Internal | Summer | B6 | 300 | 1600 | 0 | 180.71 | 176.73 | 5 | 0
2040 | NE_2_MISO_W | NE | MISO_W | Internal | Summer | B7 | 400 | 1600 | 0 | 175.47 | 168.48 | 5 | 0
2040 | NE_2_MISO_W | NE | MISO_W | Internal | Summer | B8 | 500 | 1600 | 0 | 155.85 | 152.29 | 5 | 0
2040 | NE_2_MISO_W | NE | MISO_W | Internal | Summer | B9 | 800 | 1600 | 0 | 154.72 | 152.28 | 5 | 0
2040 | NE_2_MISO_W | NE | MISO_W | Internal | Summer | B10 | 1262 | 1600 | 0 | 89.16 | 82.16 | 5 | 0
2040 | NE_2_MISO_W | NE | MISO_W | Internal | Winter | B16 | 25 | 1600 | 0 | 96.16 | 89.16 | 5 | 0
2040 | NE_2_MISO_W | NE | MISO_W | Internal | Winter | B17 | 100 | 1600 | 0 | 104.43 | 97.44 | 5 | 0
2040 | NE_2_MISO_W | NE | MISO_W | Internal | Winter | B18 | 400 | 1600 | 0 | 144.26 | 137.27 | 5 | 0
2040 | NE_2_MISO_W | NE | MISO_W | Internal | Winter | B19 | 700 | 1600 | 0 | 137.78 | 130.79 | 5 | 0
2040 | NE_2_MISO_W | NE | MISO_W | Internal | Winter | B20 | 935 | 1600 | 0 | 89.16 | 89.16 | 5 | 0
2040 | NE_2_SPP_N | NE | SPP_N | Internal | Shoulder | B11 | 25 | 1802 | 750.78 | 157.41 | 157.43 | 0.01 | 0
2040 | NE_2_SPP_N | NE | SPP_N | Internal | Shoulder | B12 | 200 | 1802 | 1022.37 | 156.43 | 156.44 | 0.01 | 0
2040 | NE_2_SPP_N | NE | SPP_N | Internal | Shoulder | B13 | 600 | 1802 | 1252.66 | 148.46 | 148.48 | 0.01 | 0
2040 | NE_2_SPP_N | NE | SPP_N | Internal | Shoulder | B14 | 900 | 1802 | 1477.34 | 103.14 | 103.15 | 0.01 | 0
2040 | NE_2_SPP_N | NE | SPP_N | Internal | Shoulder | B15 | 1203 | 1802 | 0 | 89.16 | 89.16 | 0.01 | 0
2040 | NE_2_SPP_N | NE | SPP_N | Internal | Summer | B1 | 10 | 1802 | 0 | 284.23 | 279.23 | 0.01 | 0
2040 | NE_2_SPP_N | NE | SPP_N | Internal | Summer | B2 | 25 | 1802 | 0 | 284.22 | 279.23 | 0.01 | 0
2040 | NE_2_SPP_N | NE | SPP_N | Internal | Summer | B3 | 75 | 1802 | 0 | 285.03 | 285.01 | 0.01 | 0
2040 | NE_2_SPP_N | NE | SPP_N | Internal | Summer | B4 | 100 | 1802 | 0 | 191.86 | 187.21 | 0.01 | 0
2040 | NE_2_SPP_N | NE | SPP_N | Internal | Summer | B5 | 200 | 1802 | 0 | 181.28 | 180.69 | 0.01 | 0
2040 | NE_2_SPP_N | NE | SPP_N | Internal | Summer | B6 | 300 | 1802 | 0 | 180.71 | 180.69 | 0.01 | 0
2040 | NE_2_SPP_N | NE | SPP_N | Internal | Summer | B7 | 400 | 1802 | 231.29 | 175.47 | 175.48 | 0.01 | 0
2040 | NE_2_SPP_N | NE | SPP_N | Internal | Summer | B8 | 500 | 1802 | 438.08 | 155.85 | 155.86 | 0.01 | 0
2040 | NE_2_SPP_N | NE | SPP_N | Internal | Summer | B9 | 800 | 1802 | 253.3 | 154.72 | 154.73 | 0.01 | 0
2040 | NE_2_SPP_N | NE | SPP_N | Internal | Summer | B10 | 1262 | 1802 | 0 | 89.16 | 89.16 | 0.01 | 0
2040 | NE_2_SPP_N | NE | SPP_N | Internal | Winter | B16 | 25 | 1802 | 1802 | 96.16 | 137.79 | 0.01 | 41.62
2040 | NE_2_SPP_N | NE | SPP_N | Internal | Winter | B17 | 100 | 1802 | 1351 | 104.43 | 104.44 | 0.01 | 0
2040 | NE_2_SPP_N | NE | SPP_N | Internal | Winter | B18 | 400 | 1802 | 1496.39 | 144.26 | 144.27 | 0.01 | 0
2040 | NE_2_SPP_N | NE | SPP_N | Internal | Winter | B19 | 700 | 1802 | 1420.63 | 137.78 | 137.79 | 0.01 | 0
2040 | NE_2_SPP_N | NE | SPP_N | Internal | Winter | B20 | 935 | 1802 | 0 | 89.16 | 89.16 | 0.01 | 0
2040 | NEISO_2_NYISO_A-F | NEISO | NYISO_A-F | Internal | Shoulder | B11 | 25 | 600 | 600 | 77.75 | 83.95 | 3 | 3.2
2040 | NEISO_2_NYISO_A-F | NEISO | NYISO_A-F | Internal | Shoulder | B12 | 200 | 600 | 600 | 77.75 | 112.36 | 3 | 31.62
2040 | NEISO_2_NYISO_A-F | NEISO | NYISO_A-F | Internal | Shoulder | B13 | 600 | 600 | 600 | 77.75 | 83.95 | 3 | 3.2
2040 | NEISO_2_NYISO_A-F | NEISO | NYISO_A-F | Internal | Shoulder | B14 | 900 | 600 | 600 | 77.75 | 82.49 | 3 | 1.75
2040 | NEISO_2_NYISO_A-F | NEISO | NYISO_A-F | Internal | Shoulder | B15 | 1203 | 600 | 600 | 77.75 | 82.49 | 3 | 1.75
2040 | NEISO_2_NYISO_A-F | NEISO | NYISO_A-F | Internal | Summer | B1 | 10 | 600 | 0 | 242.27 | 152.86 | 3 | 0
2040 | NEISO_2_NYISO_A-F | NEISO | NYISO_A-F | Internal | Summer | B2 | 25 | 600 | 0 | 274 | 271 | 3 | 0
2040 | NEISO_2_NYISO_A-F | NEISO | NYISO_A-F | Internal | Summer | B3 | 75 | 600 | 0 | 232.07 | 235.06 | 3 | 0
2040 | NEISO_2_NYISO_A-F | NEISO | NYISO_A-F | Internal | Summer | B4 | 100 | 600 | 318.07 | 149.86 | 152.86 | 3 | 0
2040 | NEISO_2_NYISO_A-F | NEISO | NYISO_A-F | Internal | Summer | B5 | 200 | 600 | 363.03 | 149.86 | 152.86 | 3 | 0
2040 | NEISO_2_NYISO_A-F | NEISO | NYISO_A-F | Internal | Summer | B6 | 300 | 600 | 600 | 110.61 | 152.86 | 3 | 39.24
2040 | NEISO_2_NYISO_A-F | NEISO | NYISO_A-F | Internal | Summer | B7 | 400 | 600 | 600 | 110.61 | 152.86 | 3 | 39.24
2040 | NEISO_2_NYISO_A-F | NEISO | NYISO_A-F | Internal | Summer | B8 | 500 | 600 | 600 | 110.61 | 146.31 | 3 | 32.7
2040 | NEISO_2_NYISO_A-F | NEISO | NYISO_A-F | Internal | Summer | B9 | 800 | 600 | 456.29 | 110.61 | 113.61 | 3 | 0
2040 | NEISO_2_NYISO_A-F | NEISO | NYISO_A-F | Internal | Summer | B10 | 1262 | 600 | 0 | 110.61 | 112.86 | 3 | 0
2040 | NEISO_2_NYISO_A-F | NEISO | NYISO_A-F | Internal | Winter | B16 | 25 | 600 | 600 | 77.75 | 84.88 | 3 | 4.14
2040 | NEISO_2_NYISO_A-F | NEISO | NYISO_A-F | Internal | Winter | B17 | 100 | 600 | 600 | 77.75 | 84.88 | 3 | 4.14
2040 | NEISO_2_NYISO_A-F | NEISO | NYISO_A-F | Internal | Winter | B18 | 400 | 600 | 600 | 77.75 | 84.88 | 3 | 4.14
2040 | NEISO_2_NYISO_A-F | NEISO | NYISO_A-F | Internal | Winter | B19 | 700 | 600 | 600 | 77.75 | 84.88 | 3 | 4.14
2040 | NEISO_2_NYISO_A-F | NEISO | NYISO_A-F | Internal | Winter | B20 | 935 | 600 | 600 | 77.75 | 84.88 | 3 | 4.14
2040 | NEISO_2_NYISO_G-I | NEISO | NYISO_G-I | Internal | Shoulder | B11 | 25 | 600 | 600 | 77.75 | 145.13 | 3 | 64.38
2040 | NEISO_2_NYISO_G-I | NEISO | NYISO_G-I | Internal | Shoulder | B12 | 200 | 600 | 600 | 77.75 | 143.46 | 3 | 62.72
2040 | NEISO_2_NYISO_G-I | NEISO | NYISO_G-I | Internal | Shoulder | B13 | 600 | 600 | 600 | 77.75 | 141.01 | 3 | 60.27
2040 | NEISO_2_NYISO_G-I | NEISO | NYISO_G-I | Internal | Shoulder | B14 | 900 | 600 | 600 | 77.75 | 140.46 | 3 | 59.71
2040 | NEISO_2_NYISO_G-I | NEISO | NYISO_G-I | Internal | Shoulder | B15 | 1203 | 600 | 600 | 77.75 | 82.5 | 3 | 1.76
2040 | NEISO_2_NYISO_G-I | NEISO | NYISO_G-I | Internal | Summer | B1 | 10 | 600 | 600 | 242.27 | 277.01 | 3 | 31.74
2040 | NEISO_2_NYISO_G-I | NEISO | NYISO_G-I | Internal | Summer | B2 | 25 | 600 | 594.69 | 274 | 277 | 3 | 0
2040 | NEISO_2_NYISO_G-I | NEISO | NYISO_G-I | Internal | Summer | B3 | 75 | 600 | 469.52 | 232.07 | 235.07 | 3 | 0
2040 | NEISO_2_NYISO_G-I | NEISO | NYISO_G-I | Internal | Summer | B4 | 100 | 600 | 600 | 149.86 | 174.87 | 3 | 22.01
2040 | NEISO_2_NYISO_G-I | NEISO | NYISO_G-I | Internal | Summer | B5 | 200 | 600 | 600 | 149.86 | 171.32 | 3 | 18.46
2040 | NEISO_2_NYISO_G-I | NEISO | NYISO_G-I | Internal | Summer | B6 | 300 | 600 | 600 | 110.61 | 166.73 | 3 | 53.12
2040 | NEISO_2_NYISO_G-I | NEISO | NYISO_G-I | Internal | Summer | B7 | 400 | 600 | 600 | 110.61 | 166.73 | 3 | 53.12
2040 | NEISO_2_NYISO_G-I | NEISO | NYISO_G-I | Internal | Summer | B8 | 500 | 600 | 600 | 110.61 | 146.33 | 3 | 32.71
2040 | NEISO_2_NYISO_G-I | NEISO | NYISO_G-I | Internal | Summer | B9 | 800 | 600 | 600 | 110.61 | 142.49 | 3 | 28.88
2040 | NEISO_2_NYISO_G-I | NEISO | NYISO_G-I | Internal | Summer | B10 | 1262 | 600 | 0 | 110.61 | 112.87 | 3 | 0
2040 | NEISO_2_NYISO_G-I | NEISO | NYISO_G-I | Internal | Winter | B16 | 25 | 600 | 600 | 77.75 | 148.57 | 3 | 67.83
2040 | NEISO_2_NYISO_G-I | NEISO | NYISO_G-I | Internal | Winter | B17 | 100 | 600 | 600 | 77.75 | 147.32 | 3 | 66.57
2040 | NEISO_2_NYISO_G-I | NEISO | NYISO_G-I | Internal | Winter | B18 | 400 | 600 | 600 | 77.75 | 140.82 | 3 | 60.08
2040 | NEISO_2_NYISO_G-I | NEISO | NYISO_G-I | Internal | Winter | B19 | 700 | 600 | 600 | 77.75 | 140.82 | 3 | 60.08
2040 | NEISO_2_NYISO_G-I | NEISO | NYISO_G-I | Internal | Winter | B20 | 935 | 600 | 600 | 77.75 | 84.9 | 3 | 4.15
2040 | NEISO_2_NYISO_J-K | NEISO | NYISO_J-K | Internal | Shoulder | B11 | 25 | 777 | 777 | 77.75 | 145.14 | 3 | 64.39
2040 | NEISO_2_NYISO_J-K | NEISO | NYISO_J-K | Internal | Shoulder | B12 | 200 | 777 | 777 | 77.75 | 143.48 | 3 | 62.73
2040 | NEISO_2_NYISO_J-K | NEISO | NYISO_J-K | Internal | Shoulder | B13 | 600 | 777 | 777 | 77.75 | 141.02 | 3 | 60.28
2040 | NEISO_2_NYISO_J-K | NEISO | NYISO_J-K | Internal | Shoulder | B14 | 900 | 777 | 777 | 77.75 | 140.47 | 3 | 59.72
2040 | NEISO_2_NYISO_J-K | NEISO | NYISO_J-K | Internal | Shoulder | B15 | 1203 | 777 | 777 | 77.75 | 82.52 | 3 | 1.77
2040 | NEISO_2_NYISO_J-K | NEISO | NYISO_J-K | Internal | Summer | B1 | 10 | 777 | 777 | 242.27 | 277.03 | 3 | 31.75
2040 | NEISO_2_NYISO_J-K | NEISO | NYISO_J-K | Internal | Summer | B2 | 25 | 777 | 777 | 274 | 277.01 | 3 | 0.01
2040 | NEISO_2_NYISO_J-K | NEISO | NYISO_J-K | Internal | Summer | B3 | 75 | 777 | 777 | 232.07 | 235.08 | 3 | 0.01
2040 | NEISO_2_NYISO_J-K | NEISO | NYISO_J-K | Internal | Summer | B4 | 100 | 777 | 777 | 149.86 | 174.88 | 3 | 22.02
2040 | NEISO_2_NYISO_J-K | NEISO | NYISO_J-K | Internal | Summer | B5 | 200 | 777 | 777 | 149.86 | 171.33 | 3 | 18.47
2040 | NEISO_2_NYISO_J-K | NEISO | NYISO_J-K | Internal | Summer | B6 | 300 | 777 | 777 | 110.61 | 166.74 | 3 | 53.13
2040 | NEISO_2_NYISO_J-K | NEISO | NYISO_J-K | Internal | Summer | B7 | 400 | 777 | 777 | 110.61 | 166.74 | 3 | 53.13
2040 | NEISO_2_NYISO_J-K | NEISO | NYISO_J-K | Internal | Summer | B8 | 500 | 777 | 777 | 110.61 | 146.34 | 3 | 32.73
2040 | NEISO_2_NYISO_J-K | NEISO | NYISO_J-K | Internal | Summer | B9 | 800 | 777 | 777 | 110.61 | 142.5 | 3 | 28.89
2040 | NEISO_2_NYISO_J-K | NEISO | NYISO_J-K | Internal | Summer | B10 | 1262 | 777 | 0 | 110.61 | 112.89 | 3 | 0
2040 | NEISO_2_NYISO_J-K | NEISO | NYISO_J-K | Internal | Winter | B16 | 25 | 777 | 777 | 77.75 | 148.59 | 3 | 67.84
2040 | NEISO_2_NYISO_J-K | NEISO | NYISO_J-K | Internal | Winter | B17 | 100 | 777 | 777 | 77.75 | 147.33 | 3 | 66.58
2040 | NEISO_2_NYISO_J-K | NEISO | NYISO_J-K | Internal | Winter | B18 | 400 | 777 | 777 | 77.75 | 140.84 | 3 | 60.09
2040 | NEISO_2_NYISO_J-K | NEISO | NYISO_J-K | Internal | Winter | B19 | 700 | 777 | 777 | 77.75 | 140.84 | 3 | 60.09
2040 | NEISO_2_NYISO_J-K | NEISO | NYISO_J-K | Internal | Winter | B20 | 935 | 777 | 777 | 77.75 | 84.91 | 3 | 4.16
2040 | NonRTO_Midwest_2_MISO_IN | NonRTO_Midwest | MISO_IN | Internal | Shoulder | B11 | 25 | 4450 | 0 | 161.88 | 153.88 | 8 | 0
2040 | NonRTO_Midwest_2_MISO_IN | NonRTO_Midwest | MISO_IN | Internal | Shoulder | B12 | 200 | 4450 | 0 | 157.66 | 153.88 | 8 | 0
2040 | NonRTO_Midwest_2_MISO_IN | NonRTO_Midwest | MISO_IN | Internal | Shoulder | B13 | 600 | 4450 | 0 | 157.66 | 153.49 | 8 | 0
2040 | NonRTO_Midwest_2_MISO_IN | NonRTO_Midwest | MISO_IN | Internal | Shoulder | B14 | 900 | 4450 | 0 | 157.66 | 151.01 | 8 | 0
2040 | NonRTO_Midwest_2_MISO_IN | NonRTO_Midwest | MISO_IN | Internal | Shoulder | B15 | 1203 | 4450 | 0 | 88.23 | 94.17 | 8 | 0
2040 | NonRTO_Midwest_2_MISO_IN | NonRTO_Midwest | MISO_IN | Internal | Summer | B1 | 10 | 4450 | 0 | 292.22 | 284.22 | 8 | 0
2040 | NonRTO_Midwest_2_MISO_IN | NonRTO_Midwest | MISO_IN | Internal | Summer | B2 | 25 | 4450 | 0 | 292.22 | 284.22 | 8 | 0
2040 | NonRTO_Midwest_2_MISO_IN | NonRTO_Midwest | MISO_IN | Internal | Summer | B3 | 75 | 4450 | 0 | 283.01 | 283.01 | 8 | 0
2040 | NonRTO_Midwest_2_MISO_IN | NonRTO_Midwest | MISO_IN | Internal | Summer | B4 | 100 | 4450 | 0 | 174.32 | 180.84 | 8 | 0
2040 | NonRTO_Midwest_2_MISO_IN | NonRTO_Midwest | MISO_IN | Internal | Summer | B5 | 200 | 4450 | 648.73 | 169.28 | 177.28 | 8 | 0
2040 | NonRTO_Midwest_2_MISO_IN | NonRTO_Midwest | MISO_IN | Internal | Summer | B6 | 300 | 4450 | 999.63 | 164.72 | 172.72 | 8 | 0
2040 | NonRTO_Midwest_2_MISO_IN | NonRTO_Midwest | MISO_IN | Internal | Summer | B7 | 400 | 4450 | 933.14 | 156.1 | 164.1 | 8 | 0
2040 | NonRTO_Midwest_2_MISO_IN | NonRTO_Midwest | MISO_IN | Internal | Summer | B8 | 500 | 4450 | 0 | 156.1 | 152.29 | 8 | 0
2040 | NonRTO_Midwest_2_MISO_IN | NonRTO_Midwest | MISO_IN | Internal | Summer | B9 | 800 | 4450 | 0 | 150.84 | 152.29 | 8 | 0
2040 | NonRTO_Midwest_2_MISO_IN | NonRTO_Midwest | MISO_IN | Internal | Summer | B10 | 1262 | 4450 | 798.79 | 82.18 | 90.18 | 8 | 0
2040 | NonRTO_Midwest_2_MISO_IN | NonRTO_Midwest | MISO_IN | Internal | Winter | B16 | 25 | 4450 | 0 | 165.28 | 157.28 | 8 | 0
2040 | NonRTO_Midwest_2_MISO_IN | NonRTO_Midwest | MISO_IN | Internal | Winter | B17 | 100 | 4450 | 0 | 161.53 | 157.28 | 8 | 0
2040 | NonRTO_Midwest_2_MISO_IN | NonRTO_Midwest | MISO_IN | Internal | Winter | B18 | 400 | 4450 | 0 | 157.63 | 153.73 | 8 | 0
2040 | NonRTO_Midwest_2_MISO_IN | NonRTO_Midwest | MISO_IN | Internal | Winter | B19 | 700 | 4450 | 0 | 157.63 | 150.82 | 8 | 0
2040 | NonRTO_Midwest_2_MISO_IN | NonRTO_Midwest | MISO_IN | Internal | Winter | B20 | 935 | 4450 | 0 | 91.27 | 96.88 | 8 | 0
2040 | NonRTO_Midwest_2_TVA_Transmission | NonRTO_Midwest | TVA_Transmission | Internal | Shoulder | B11 | 25 | 2400 | 0 | 161.88 | 158.66 | 8 | 0
2040 | NonRTO_Midwest_2_TVA_Transmission | NonRTO_Midwest | TVA_Transmission | Internal | Shoulder | B12 | 200 | 2400 | 0 | 157.66 | 150.82 | 8 | 0
2040 | NonRTO_Midwest_2_TVA_Transmission | NonRTO_Midwest | TVA_Transmission | Internal | Shoulder | B13 | 600 | 2400 | 0 | 157.66 | 148.99 | 8 | 0
2040 | NonRTO_Midwest_2_TVA_Transmission | NonRTO_Midwest | TVA_Transmission | Internal | Shoulder | B14 | 900 | 2400 | 0 | 157.66 | 148.99 | 8 | 0
2040 | NonRTO_Midwest_2_TVA_Transmission | NonRTO_Midwest | TVA_Transmission | Internal | Shoulder | B15 | 1203 | 2400 | 55.23 | 88.23 | 96.23 | 8 | 0
2040 | NonRTO_Midwest_2_TVA_Transmission | NonRTO_Midwest | TVA_Transmission | Internal | Summer | B1 | 10 | 2400 | 0 | 292.22 | 291.01 | 8 | 0
2040 | NonRTO_Midwest_2_TVA_Transmission | NonRTO_Midwest | TVA_Transmission | Internal | Summer | B2 | 25 | 2400 | 0 | 292.22 | 291.01 | 8 | 0
2040 | NonRTO_Midwest_2_TVA_Transmission | NonRTO_Midwest | TVA_Transmission | Internal | Summer | B3 | 75 | 2400 | 110.36 | 283.01 | 291.01 | 8 | 0
2040 | NonRTO_Midwest_2_TVA_Transmission | NonRTO_Midwest | TVA_Transmission | Internal | Summer | B4 | 100 | 2400 | 416 | 174.32 | 182.32 | 8 | 0
2040 | NonRTO_Midwest_2_TVA_Transmission | NonRTO_Midwest | TVA_Transmission | Internal | Summer | B5 | 200 | 2400 | 0 | 169.28 | 176.19 | 8 | 0
2040 | NonRTO_Midwest_2_TVA_Transmission | NonRTO_Midwest | TVA_Transmission | Internal | Summer | B6 | 300 | 2400 | 0 | 164.72 | 170.67 | 8 | 0
2040 | NonRTO_Midwest_2_TVA_Transmission | NonRTO_Midwest | TVA_Transmission | Internal | Summer | B7 | 400 | 2400 | 0 | 156.1 | 163.39 | 8 | 0
2040 | NonRTO_Midwest_2_TVA_Transmission | NonRTO_Midwest | TVA_Transmission | Internal | Summer | B8 | 500 | 2400 | 0 | 156.1 | 158.05 | 8 | 0
2040 | NonRTO_Midwest_2_TVA_Transmission | NonRTO_Midwest | TVA_Transmission | Internal | Summer | B9 | 800 | 2400 | 0 | 150.84 | 156.47 | 8 | 0
2040 | NonRTO_Midwest_2_TVA_Transmission | NonRTO_Midwest | TVA_Transmission | Internal | Summer | B10 | 1262 | 2400 | 0 | 82.18 | 81.17 | 8 | 0
2040 | NonRTO_Midwest_2_TVA_Transmission | NonRTO_Midwest | TVA_Transmission | Internal | Winter | B16 | 25 | 2400 | 0 | 165.28 | 162.55 | 8 | 0
2040 | NonRTO_Midwest_2_TVA_Transmission | NonRTO_Midwest | TVA_Transmission | Internal | Winter | B17 | 100 | 2400 | 0 | 161.53 | 154.6 | 8 | 0
2040 | NonRTO_Midwest_2_TVA_Transmission | NonRTO_Midwest | TVA_Transmission | Internal | Winter | B18 | 400 | 2400 | 0 | 157.63 | 148.63 | 8 | 0
2040 | NonRTO_Midwest_2_TVA_Transmission | NonRTO_Midwest | TVA_Transmission | Internal | Winter | B19 | 700 | 2400 | 0 | 157.63 | 148.63 | 8 | 0
2040 | NonRTO_Midwest_2_TVA_Transmission | NonRTO_Midwest | TVA_Transmission | Internal | Winter | B20 | 935 | 2400 | 167.92 | 91.27 | 99.27 | 8 | 0
2040 | NYISO_A-F_2_NEISO | NYISO_A-F | NEISO | Internal | Shoulder | B11 | 25 | 600 | 0 | 83.95 | 77.75 | 3 | 0
2040 | NYISO_A-F_2_NEISO | NYISO_A-F | NEISO | Internal | Shoulder | B12 | 200 | 600 | 0 | 112.36 | 77.75 | 3 | 0
2040 | NYISO_A-F_2_NEISO | NYISO_A-F | NEISO | Internal | Shoulder | B13 | 600 | 600 | 0 | 83.95 | 77.75 | 3 | 0
2040 | NYISO_A-F_2_NEISO | NYISO_A-F | NEISO | Internal | Shoulder | B14 | 900 | 600 | 0 | 82.49 | 77.75 | 3 | 0
2040 | NYISO_A-F_2_NEISO | NYISO_A-F | NEISO | Internal | Shoulder | B15 | 1203 | 600 | 0 | 82.49 | 77.75 | 3 | 0
2040 | NYISO_A-F_2_NEISO | NYISO_A-F | NEISO | Internal | Summer | B1 | 10 | 600 | 600 | 152.86 | 242.27 | 3 | 86.42
2040 | NYISO_A-F_2_NEISO | NYISO_A-F | NEISO | Internal | Summer | B2 | 25 | 600 | 139.17 | 271 | 274 | 3 | 0
2040 | NYISO_A-F_2_NEISO | NYISO_A-F | NEISO | Internal | Summer | B3 | 75 | 600 | 0 | 235.06 | 232.07 | 3 | 0
2040 | NYISO_A-F_2_NEISO | NYISO_A-F | NEISO | Internal | Summer | B4 | 100 | 600 | 0 | 152.86 | 149.86 | 3 | 0
2040 | NYISO_A-F_2_NEISO | NYISO_A-F | NEISO | Internal | Summer | B5 | 200 | 600 | 0 | 152.86 | 149.86 | 3 | 0
2040 | NYISO_A-F_2_NEISO | NYISO_A-F | NEISO | Internal | Summer | B6 | 300 | 600 | 0 | 152.86 | 110.61 | 3 | 0
2040 | NYISO_A-F_2_NEISO | NYISO_A-F | NEISO | Internal | Summer | B7 | 400 | 600 | 0 | 152.86 | 110.61 | 3 | 0
2040 | NYISO_A-F_2_NEISO | NYISO_A-F | NEISO | Internal | Summer | B8 | 500 | 600 | 0 | 146.31 | 110.61 | 3 | 0
2040 | NYISO_A-F_2_NEISO | NYISO_A-F | NEISO | Internal | Summer | B9 | 800 | 600 | 0 | 113.61 | 110.61 | 3 | 0
2040 | NYISO_A-F_2_NEISO | NYISO_A-F | NEISO | Internal | Summer | B10 | 1262 | 600 | 0 | 112.86 | 110.61 | 3 | 0
2040 | NYISO_A-F_2_NEISO | NYISO_A-F | NEISO | Internal | Winter | B16 | 25 | 600 | 0 | 84.88 | 77.75 | 3 | 0
2040 | NYISO_A-F_2_NEISO | NYISO_A-F | NEISO | Internal | Winter | B17 | 100 | 600 | 0 | 84.88 | 77.75 | 3 | 0
2040 | NYISO_A-F_2_NEISO | NYISO_A-F | NEISO | Internal | Winter | B18 | 400 | 600 | 0 | 84.88 | 77.75 | 3 | 0
2040 | NYISO_A-F_2_NEISO | NYISO_A-F | NEISO | Internal | Winter | B19 | 700 | 600 | 0 | 84.88 | 77.75 | 3 | 0
2040 | NYISO_A-F_2_NEISO | NYISO_A-F | NEISO | Internal | Winter | B20 | 935 | 600 | 0 | 84.88 | 77.75 | 3 | 0
2040 | NYISO_A-F_2_NYISO_G-I | NYISO_A-F | NYISO_G-I | Internal | Shoulder | B11 | 25 | 5843 | 5843 | 83.95 | 145.13 | 0.01 | 61.17
2040 | NYISO_A-F_2_NYISO_G-I | NYISO_A-F | NYISO_G-I | Internal | Shoulder | B12 | 200 | 5843 | 5843 | 112.36 | 143.46 | 0.01 | 31.09
2040 | NYISO_A-F_2_NYISO_G-I | NYISO_A-F | NYISO_G-I | Internal | Shoulder | B13 | 600 | 5843 | 5843 | 83.95 | 141.01 | 0.01 | 57.05
2040 | NYISO_A-F_2_NYISO_G-I | NYISO_A-F | NYISO_G-I | Internal | Shoulder | B14 | 900 | 5843 | 5843 | 82.49 | 140.46 | 0.01 | 57.95
2040 | NYISO_A-F_2_NYISO_G-I | NYISO_A-F | NYISO_G-I | Internal | Shoulder | B15 | 1203 | 5843 | 3641.17 | 82.49 | 82.5 | 0.01 | 0
2040 | NYISO_A-F_2_NYISO_G-I | NYISO_A-F | NYISO_G-I | Internal | Summer | B1 | 10 | 5843 | 5843 | 152.86 | 277.01 | 0.01 | 124.14
2040 | NYISO_A-F_2_NYISO_G-I | NYISO_A-F | NYISO_G-I | Internal | Summer | B2 | 25 | 5843 | 5843 | 271 | 277 | 0.01 | 5.99
2040 | NYISO_A-F_2_NYISO_G-I | NYISO_A-F | NYISO_G-I | Internal | Summer | B3 | 75 | 5843 | 5786.21 | 235.06 | 235.07 | 0.01 | 0
2040 | NYISO_A-F_2_NYISO_G-I | NYISO_A-F | NYISO_G-I | Internal | Summer | B4 | 100 | 5843 | 5843 | 152.86 | 174.87 | 0.01 | 22
2040 | NYISO_A-F_2_NYISO_G-I | NYISO_A-F | NYISO_G-I | Internal | Summer | B5 | 200 | 5843 | 5843 | 152.86 | 171.32 | 0.01 | 18.45
2040 | NYISO_A-F_2_NYISO_G-I | NYISO_A-F | NYISO_G-I | Internal | Summer | B6 | 300 | 5843 | 5843 | 152.86 | 166.73 | 0.01 | 13.86
2040 | NYISO_A-F_2_NYISO_G-I | NYISO_A-F | NYISO_G-I | Internal | Summer | B7 | 400 | 5843 | 5843 | 152.86 | 166.73 | 0.01 | 13.86
2040 | NYISO_A-F_2_NYISO_G-I | NYISO_A-F | NYISO_G-I | Internal | Summer | B8 | 500 | 5843 | 5772.99 | 146.31 | 146.33 | 0.01 | 0
2040 | NYISO_A-F_2_NYISO_G-I | NYISO_A-F | NYISO_G-I | Internal | Summer | B9 | 800 | 5843 | 5843 | 113.61 | 142.49 | 0.01 | 28.87
2040 | NYISO_A-F_2_NYISO_G-I | NYISO_A-F | NYISO_G-I | Internal | Summer | B10 | 1262 | 5843 | 3742.4 | 112.86 | 112.87 | 0.01 | 0
2040 | NYISO_A-F_2_NYISO_G-I | NYISO_A-F | NYISO_G-I | Internal | Winter | B16 | 25 | 5843 | 5843 | 84.88 | 148.57 | 0.01 | 63.68
2040 | NYISO_A-F_2_NYISO_G-I | NYISO_A-F | NYISO_G-I | Internal | Winter | B17 | 100 | 5843 | 5843 | 84.88 | 147.32 | 0.01 | 62.42
2040 | NYISO_A-F_2_NYISO_G-I | NYISO_A-F | NYISO_G-I | Internal | Winter | B18 | 400 | 5843 | 5843 | 84.88 | 140.82 | 0.01 | 55.93
2040 | NYISO_A-F_2_NYISO_G-I | NYISO_A-F | NYISO_G-I | Internal | Winter | B19 | 700 | 5843 | 5843 | 84.88 | 140.82 | 0.01 | 55.93
2040 | NYISO_A-F_2_NYISO_G-I | NYISO_A-F | NYISO_G-I | Internal | Winter | B20 | 935 | 5843 | 5044.85 | 84.88 | 84.9 | 0.01 | 0
2040 | NYISO_A-F_2_PJM_ROM | NYISO_A-F | PJM_ROM | Internal | Shoulder | B11 | 25 | 1000 | 1000 | 83.95 | 153.11 | 8 | 61.17
2040 | NYISO_A-F_2_PJM_ROM | NYISO_A-F | PJM_ROM | Internal | Shoulder | B12 | 200 | 1000 | 1000 | 112.36 | 151.45 | 8 | 31.09
2040 | NYISO_A-F_2_PJM_ROM | NYISO_A-F | PJM_ROM | Internal | Shoulder | B13 | 600 | 1000 | 1000 | 83.95 | 149 | 8 | 57.05
2040 | NYISO_A-F_2_PJM_ROM | NYISO_A-F | PJM_ROM | Internal | Shoulder | B14 | 900 | 1000 | 1000 | 82.49 | 149 | 8 | 58.51
2040 | NYISO_A-F_2_PJM_ROM | NYISO_A-F | PJM_ROM | Internal | Shoulder | B15 | 1203 | 1000 | 701.48 | 82.49 | 90.49 | 8 | 0
2040 | NYISO_A-F_2_PJM_ROM | NYISO_A-F | PJM_ROM | Internal | Summer | B1 | 10 | 1000 | 1000 | 152.86 | 285.03 | 8 | 124.17
2040 | NYISO_A-F_2_PJM_ROM | NYISO_A-F | PJM_ROM | Internal | Summer | B2 | 25 | 1000 | 1000 | 271 | 285.03 | 8 | 6.02
2040 | NYISO_A-F_2_PJM_ROM | NYISO_A-F | PJM_ROM | Internal | Summer | B3 | 75 | 1000 | 1000 | 235.06 | 285 | 8 | 41.94
2040 | NYISO_A-F_2_PJM_ROM | NYISO_A-F | PJM_ROM | Internal | Summer | B4 | 100 | 1000 | 1000 | 152.86 | 182.88 | 8 | 22.02
2040 | NYISO_A-F_2_PJM_ROM | NYISO_A-F | PJM_ROM | Internal | Summer | B5 | 200 | 1000 | 1000 | 152.86 | 179.31 | 8 | 18.45
2040 | NYISO_A-F_2_PJM_ROM | NYISO_A-F | PJM_ROM | Internal | Summer | B6 | 300 | 1000 | 1000 | 152.86 | 174.72 | 8 | 13.86
2040 | NYISO_A-F_2_PJM_ROM | NYISO_A-F | PJM_ROM | Internal | Summer | B7 | 400 | 1000 | 1000 | 152.86 | 170.49 | 8 | 9.64
2040 | NYISO_A-F_2_PJM_ROM | NYISO_A-F | PJM_ROM | Internal | Summer | B8 | 500 | 1000 | 843.81 | 146.31 | 154.31 | 8 | 0
2040 | NYISO_A-F_2_PJM_ROM | NYISO_A-F | PJM_ROM | Internal | Summer | B9 | 800 | 1000 | 1000 | 113.61 | 150.48 | 8 | 28.87
2040 | NYISO_A-F_2_PJM_ROM | NYISO_A-F | PJM_ROM | Internal | Summer | B10 | 1262 | 1000 | 0 | 112.86 | 100.26 | 8 | 0
2040 | NYISO_A-F_2_PJM_ROM | NYISO_A-F | PJM_ROM | Internal | Winter | B16 | 25 | 1000 | 1000 | 84.88 | 156.56 | 8 | 63.68
2040 | NYISO_A-F_2_PJM_ROM | NYISO_A-F | PJM_ROM | Internal | Winter | B17 | 100 | 1000 | 1000 | 84.88 | 155.3 | 8 | 62.42
2040 | NYISO_A-F_2_PJM_ROM | NYISO_A-F | PJM_ROM | Internal | Winter | B18 | 400 | 1000 | 1000 | 84.88 | 148.81 | 8 | 55.93
2040 | NYISO_A-F_2_PJM_ROM | NYISO_A-F | PJM_ROM | Internal | Winter | B19 | 700 | 1000 | 1000 | 84.88 | 148.81 | 8 | 55.93
2040 | NYISO_A-F_2_PJM_ROM | NYISO_A-F | PJM_ROM | Internal | Winter | B20 | 935 | 1000 | 1000 | 84.88 | 93.28 | 8 | 0.4
2040 | NYISO_G-I_2_NYISO_J-K | NYISO_G-I | NYISO_J-K | Internal | Shoulder | B11 | 25 | 6130 | 5594.14 | 145.13 | 145.14 | 0.01 | 0
2040 | NYISO_G-I_2_NYISO_J-K | NYISO_G-I | NYISO_J-K | Internal | Shoulder | B12 | 200 | 6130 | 5118.88 | 143.46 | 143.48 | 0.01 | 0
2040 | NYISO_G-I_2_NYISO_J-K | NYISO_G-I | NYISO_J-K | Internal | Shoulder | B13 | 600 | 6130 | 4925.23 | 141.01 | 141.02 | 0.01 | 0
2040 | NYISO_G-I_2_NYISO_J-K | NYISO_G-I | NYISO_J-K | Internal | Shoulder | B14 | 900 | 6130 | 4756.32 | 140.46 | 140.47 | 0.01 | 0
2040 | NYISO_G-I_2_NYISO_J-K | NYISO_G-I | NYISO_J-K | Internal | Shoulder | B15 | 1203 | 6130 | 3270.89 | 82.5 | 82.52 | 0.01 | 0
2040 | NYISO_G-I_2_NYISO_J-K | NYISO_G-I | NYISO_J-K | Internal | Summer | B1 | 10 | 6130 | 4500.32 | 277.01 | 277.03 | 0.01 | 0
2040 | NYISO_G-I_2_NYISO_J-K | NYISO_G-I | NYISO_J-K | Internal | Summer | B2 | 25 | 6130 | 4390.53 | 277 | 277.01 | 0.01 | 0
2040 | NYISO_G-I_2_NYISO_J-K | NYISO_G-I | NYISO_J-K | Internal | Summer | B3 | 75 | 6130 | 4471.53 | 235.07 | 235.08 | 0.01 | 0
2040 | NYISO_G-I_2_NYISO_J-K | NYISO_G-I | NYISO_J-K | Internal | Summer | B4 | 100 | 6130 | 5629.01 | 174.87 | 174.88 | 0.01 | 0
2040 | NYISO_G-I_2_NYISO_J-K | NYISO_G-I | NYISO_J-K | Internal | Summer | B5 | 200 | 6130 | 5264.41 | 171.32 | 171.33 | 0.01 | 0
2040 | NYISO_G-I_2_NYISO_J-K | NYISO_G-I | NYISO_J-K | Internal | Summer | B6 | 300 | 6130 | 5267.98 | 166.73 | 166.74 | 0.01 | 0
2040 | NYISO_G-I_2_NYISO_J-K | NYISO_G-I | NYISO_J-K | Internal | Summer | B7 | 400 | 6130 | 5930.55 | 166.73 | 166.74 | 0.01 | 0
2040 | NYISO_G-I_2_NYISO_J-K | NYISO_G-I | NYISO_J-K | Internal | Summer | B8 | 500 | 6130 | 5663.78 | 146.33 | 146.34 | 0.01 | 0
2040 | NYISO_G-I_2_NYISO_J-K | NYISO_G-I | NYISO_J-K | Internal | Summer | B9 | 800 | 6130 | 5060.89 | 142.49 | 142.5 | 0.01 | 0
2040 | NYISO_G-I_2_NYISO_J-K | NYISO_G-I | NYISO_J-K | Internal | Summer | B10 | 1262 | 6130 | 4280.46 | 112.87 | 112.89 | 0.01 | 0
2040 | NYISO_G-I_2_NYISO_J-K | NYISO_G-I | NYISO_J-K | Internal | Winter | B16 | 25 | 6130 | 5359.18 | 148.57 | 148.59 | 0.01 | 0
2040 | NYISO_G-I_2_NYISO_J-K | NYISO_G-I | NYISO_J-K | Internal | Winter | B17 | 100 | 6130 | 5116.46 | 147.32 | 147.33 | 0.01 | 0
2040 | NYISO_G-I_2_NYISO_J-K | NYISO_G-I | NYISO_J-K | Internal | Winter | B18 | 400 | 6130 | 5058.19 | 140.82 | 140.84 | 0.01 | 0
2040 | NYISO_G-I_2_NYISO_J-K | NYISO_G-I | NYISO_J-K | Internal | Winter | B19 | 700 | 6130 | 4748.57 | 140.82 | 140.84 | 0.01 | 0
2040 | NYISO_G-I_2_NYISO_J-K | NYISO_G-I | NYISO_J-K | Internal | Winter | B20 | 935 | 6130 | 3915.53 | 84.9 | 84.91 | 0.01 | 0
2040 | NYISO_G-I_2_PJM_E | NYISO_G-I | PJM_E | Internal | Shoulder | B11 | 25 | 1500 | 466.68 | 145.13 | 153.13 | 8 | 0
2040 | NYISO_G-I_2_PJM_E | NYISO_G-I | PJM_E | Internal | Shoulder | B12 | 200 | 1500 | 955.35 | 143.46 | 151.46 | 8 | 0
2040 | NYISO_G-I_2_PJM_E | NYISO_G-I | PJM_E | Internal | Shoulder | B13 | 600 | 1500 | 1226.62 | 141.01 | 149.01 | 8 | 0
2040 | NYISO_G-I_2_PJM_E | NYISO_G-I | PJM_E | Internal | Shoulder | B14 | 900 | 1500 | 1500 | 140.46 | 149.01 | 8 | 0.56
2040 | NYISO_G-I_2_PJM_E | NYISO_G-I | PJM_E | Internal | Shoulder | B15 | 1203 | 1500 | 1068.91 | 82.5 | 90.5 | 8 | 0
2040 | NYISO_G-I_2_PJM_E | NYISO_G-I | PJM_E | Internal | Summer | B1 | 10 | 1500 | 1318.03 | 277.01 | 285.01 | 8 | 0
2040 | NYISO_G-I_2_PJM_E | NYISO_G-I | PJM_E | Internal | Summer | B2 | 25 | 1500 | 1500 | 277 | 285.01 | 8 | 0.01
2040 | NYISO_G-I_2_PJM_E | NYISO_G-I | PJM_E | Internal | Summer | B3 | 75 | 1500 | 1500 | 235.07 | 284.99 | 8 | 41.92
2040 | NYISO_G-I_2_PJM_E | NYISO_G-I | PJM_E | Internal | Summer | B4 | 100 | 1500 | 689.44 | 174.87 | 182.87 | 8 | 0
2040 | NYISO_G-I_2_PJM_E | NYISO_G-I | PJM_E | Internal | Summer | B5 | 200 | 1500 | 1152.58 | 171.32 | 179.32 | 8 | 0
2040 | NYISO_G-I_2_PJM_E | NYISO_G-I | PJM_E | Internal | Summer | B6 | 300 | 1500 | 554.77 | 166.73 | 174.73 | 8 | 0
2040 | NYISO_G-I_2_PJM_E | NYISO_G-I | PJM_E | Internal | Summer | B7 | 400 | 1500 | 0 | 166.73 | 170.51 | 8 | 0
2040 | NYISO_G-I_2_PJM_E | NYISO_G-I | PJM_E | Internal | Summer | B8 | 500 | 1500 | 300 | 146.33 | 154.33 | 8 | 0
2040 | NYISO_G-I_2_PJM_E | NYISO_G-I | PJM_E | Internal | Summer | B9 | 800 | 1500 | 1123.68 | 142.49 | 150.49 | 8 | 0
2040 | NYISO_G-I_2_PJM_E | NYISO_G-I | PJM_E | Internal | Summer | B10 | 1262 | 1500 | 0 | 112.87 | 100.27 | 8 | 0
2040 | NYISO_G-I_2_PJM_E | NYISO_G-I | PJM_E | Internal | Winter | B16 | 25 | 1500 | 341.82 | 148.57 | 156.57 | 8 | 0
2040 | NYISO_G-I_2_PJM_E | NYISO_G-I | PJM_E | Internal | Winter | B17 | 100 | 1500 | 663.16 | 147.32 | 155.32 | 8 | 0
2040 | NYISO_G-I_2_PJM_E | NYISO_G-I | PJM_E | Internal | Winter | B18 | 400 | 1500 | 756.73 | 140.82 | 148.82 | 8 | 0
2040 | NYISO_G-I_2_PJM_E | NYISO_G-I | PJM_E | Internal | Winter | B19 | 700 | 1500 | 1178.78 | 140.82 | 148.82 | 8 | 0
2040 | NYISO_G-I_2_PJM_E | NYISO_G-I | PJM_E | Internal | Winter | B20 | 935 | 1500 | 1500 | 84.9 | 93.29 | 8 | 0.4
2040 | NYISO_J-K_2_PJM_E | NYISO_J-K | PJM_E | Internal | Shoulder | B11 | 25 | 330 | 0 | 145.14 | 153.13 | 8 | 0
2040 | NYISO_J-K_2_PJM_E | NYISO_J-K | PJM_E | Internal | Shoulder | B12 | 200 | 330 | 0 | 143.48 | 151.46 | 8 | 0
2040 | NYISO_J-K_2_PJM_E | NYISO_J-K | PJM_E | Internal | Shoulder | B13 | 600 | 330 | 0 | 141.02 | 149.01 | 8 | 0
2040 | NYISO_J-K_2_PJM_E | NYISO_J-K | PJM_E | Internal | Shoulder | B14 | 900 | 330 | 330 | 140.47 | 149.01 | 8 | 0.54
2040 | NYISO_J-K_2_PJM_E | NYISO_J-K | PJM_E | Internal | Shoulder | B15 | 1203 | 330 | 0 | 82.52 | 90.5 | 8 | 0
2040 | NYISO_J-K_2_PJM_E | NYISO_J-K | PJM_E | Internal | Summer | B1 | 10 | 330 | 0 | 277.03 | 285.01 | 8 | 0
2040 | NYISO_J-K_2_PJM_E | NYISO_J-K | PJM_E | Internal | Summer | B2 | 25 | 330 | 175.18 | 277.01 | 285.01 | 8 | 0
2040 | NYISO_J-K_2_PJM_E | NYISO_J-K | PJM_E | Internal | Summer | B3 | 75 | 330 | 330 | 235.08 | 284.99 | 8 | 41.91
2040 | NYISO_J-K_2_PJM_E | NYISO_J-K | PJM_E | Internal | Summer | B4 | 100 | 330 | 0 | 174.88 | 182.87 | 8 | 0
2040 | NYISO_J-K_2_PJM_E | NYISO_J-K | PJM_E | Internal | Summer | B5 | 200 | 330 | 0 | 171.33 | 179.32 | 8 | 0
2040 | NYISO_J-K_2_PJM_E | NYISO_J-K | PJM_E | Internal | Summer | B6 | 300 | 330 | 0 | 166.74 | 174.73 | 8 | 0
2040 | NYISO_J-K_2_PJM_E | NYISO_J-K | PJM_E | Internal | Summer | B7 | 400 | 330 | 0 | 166.74 | 170.51 | 8 | 0
2040 | NYISO_J-K_2_PJM_E | NYISO_J-K | PJM_E | Internal | Summer | B8 | 500 | 330 | 0 | 146.34 | 154.33 | 8 | 0
2040 | NYISO_J-K_2_PJM_E | NYISO_J-K | PJM_E | Internal | Summer | B9 | 800 | 330 | 0 | 142.5 | 150.49 | 8 | 0
2040 | NYISO_J-K_2_PJM_E | NYISO_J-K | PJM_E | Internal | Summer | B10 | 1262 | 330 | 0 | 112.89 | 100.27 | 8 | 0
2040 | NYISO_J-K_2_PJM_E | NYISO_J-K | PJM_E | Internal | Winter | B16 | 25 | 330 | 0 | 148.59 | 156.57 | 8 | 0
2040 | NYISO_J-K_2_PJM_E | NYISO_J-K | PJM_E | Internal | Winter | B17 | 100 | 330 | 0 | 147.33 | 155.32 | 8 | 0
2040 | NYISO_J-K_2_PJM_E | NYISO_J-K | PJM_E | Internal | Winter | B18 | 400 | 330 | 0 | 140.84 | 148.82 | 8 | 0
2040 | NYISO_J-K_2_PJM_E | NYISO_J-K | PJM_E | Internal | Winter | B19 | 700 | 330 | 0 | 140.84 | 148.82 | 8 | 0
2040 | NYISO_J-K_2_PJM_E | NYISO_J-K | PJM_E | Internal | Winter | B20 | 935 | 330 | 330 | 84.91 | 93.29 | 8 | 0.38
2040 | PJM_E_2_NYISO_G-I | PJM_E | NYISO_G-I | Internal | Shoulder | B11 | 25 | 500 | 0 | 153.13 | 145.13 | 6 | 0
2040 | PJM_E_2_NYISO_G-I | PJM_E | NYISO_G-I | Internal | Shoulder | B12 | 200 | 500 | 0 | 151.46 | 143.46 | 6 | 0
2040 | PJM_E_2_NYISO_G-I | PJM_E | NYISO_G-I | Internal | Shoulder | B13 | 600 | 500 | 0 | 149.01 | 141.01 | 6 | 0
2040 | PJM_E_2_NYISO_G-I | PJM_E | NYISO_G-I | Internal | Shoulder | B14 | 900 | 500 | 0 | 149.01 | 140.46 | 6 | 0
2040 | PJM_E_2_NYISO_G-I | PJM_E | NYISO_G-I | Internal | Shoulder | B15 | 1203 | 500 | 0 | 90.5 | 82.5 | 6 | 0
2040 | PJM_E_2_NYISO_G-I | PJM_E | NYISO_G-I | Internal | Summer | B1 | 10 | 500 | 0 | 285.01 | 277.01 | 6 | 0
2040 | PJM_E_2_NYISO_G-I | PJM_E | NYISO_G-I | Internal | Summer | B2 | 25 | 500 | 0 | 285.01 | 277 | 6 | 0
2040 | PJM_E_2_NYISO_G-I | PJM_E | NYISO_G-I | Internal | Summer | B3 | 75 | 500 | 0 | 284.99 | 235.07 | 6 | 0
2040 | PJM_E_2_NYISO_G-I | PJM_E | NYISO_G-I | Internal | Summer | B4 | 100 | 500 | 0 | 182.87 | 174.87 | 6 | 0
2040 | PJM_E_2_NYISO_G-I | PJM_E | NYISO_G-I | Internal | Summer | B5 | 200 | 500 | 0 | 179.32 | 171.32 | 6 | 0
2040 | PJM_E_2_NYISO_G-I | PJM_E | NYISO_G-I | Internal | Summer | B6 | 300 | 500 | 0 | 174.73 | 166.73 | 6 | 0
2040 | PJM_E_2_NYISO_G-I | PJM_E | NYISO_G-I | Internal | Summer | B7 | 400 | 500 | 0 | 170.51 | 166.73 | 6 | 0
2040 | PJM_E_2_NYISO_G-I | PJM_E | NYISO_G-I | Internal | Summer | B8 | 500 | 500 | 0 | 154.33 | 146.33 | 6 | 0
2040 | PJM_E_2_NYISO_G-I | PJM_E | NYISO_G-I | Internal | Summer | B9 | 800 | 500 | 0 | 150.49 | 142.49 | 6 | 0
2040 | PJM_E_2_NYISO_G-I | PJM_E | NYISO_G-I | Internal | Summer | B10 | 1262 | 500 | 500 | 100.27 | 112.87 | 6 | 6.6
2040 | PJM_E_2_NYISO_G-I | PJM_E | NYISO_G-I | Internal | Winter | B16 | 25 | 500 | 0 | 156.57 | 148.57 | 6 | 0
2040 | PJM_E_2_NYISO_G-I | PJM_E | NYISO_G-I | Internal | Winter | B17 | 100 | 500 | 0 | 155.32 | 147.32 | 6 | 0
2040 | PJM_E_2_NYISO_G-I | PJM_E | NYISO_G-I | Internal | Winter | B18 | 400 | 500 | 0 | 148.82 | 140.82 | 6 | 0
2040 | PJM_E_2_NYISO_G-I | PJM_E | NYISO_G-I | Internal | Winter | B19 | 700 | 500 | 0 | 148.82 | 140.82 | 6 | 0
2040 | PJM_E_2_NYISO_G-I | PJM_E | NYISO_G-I | Internal | Winter | B20 | 935 | 500 | 0 | 93.29 | 84.9 | 6 | 0
2040 | PJM_E_2_NYISO_J-K | PJM_E | NYISO_J-K | Internal | Shoulder | B11 | 25 | 330 | 0 | 153.13 | 145.14 | 6 | 0
2040 | PJM_E_2_NYISO_J-K | PJM_E | NYISO_J-K | Internal | Shoulder | B12 | 200 | 330 | 0 | 151.46 | 143.48 | 6 | 0
2040 | PJM_E_2_NYISO_J-K | PJM_E | NYISO_J-K | Internal | Shoulder | B13 | 600 | 330 | 0 | 149.01 | 141.02 | 6 | 0
2040 | PJM_E_2_NYISO_J-K | PJM_E | NYISO_J-K | Internal | Shoulder | B14 | 900 | 330 | 0 | 149.01 | 140.47 | 6 | 0
2040 | PJM_E_2_NYISO_J-K | PJM_E | NYISO_J-K | Internal | Shoulder | B15 | 1203 | 330 | 0 | 90.5 | 82.52 | 6 | 0
2040 | PJM_E_2_NYISO_J-K | PJM_E | NYISO_J-K | Internal | Summer | B1 | 10 | 330 | 0 | 285.01 | 277.03 | 6 | 0
2040 | PJM_E_2_NYISO_J-K | PJM_E | NYISO_J-K | Internal | Summer | B2 | 25 | 330 | 0 | 285.01 | 277.01 | 6 | 0
2040 | PJM_E_2_NYISO_J-K | PJM_E | NYISO_J-K | Internal | Summer | B3 | 75 | 330 | 0 | 284.99 | 235.08 | 6 | 0
2040 | PJM_E_2_NYISO_J-K | PJM_E | NYISO_J-K | Internal | Summer | B4 | 100 | 330 | 0 | 182.87 | 174.88 | 6 | 0
2040 | PJM_E_2_NYISO_J-K | PJM_E | NYISO_J-K | Internal | Summer | B5 | 200 | 330 | 0 | 179.32 | 171.33 | 6 | 0
2040 | PJM_E_2_NYISO_J-K | PJM_E | NYISO_J-K | Internal | Summer | B6 | 300 | 330 | 0 | 174.73 | 166.74 | 6 | 0
2040 | PJM_E_2_NYISO_J-K | PJM_E | NYISO_J-K | Internal | Summer | B7 | 400 | 330 | 0 | 170.51 | 166.74 | 6 | 0
2040 | PJM_E_2_NYISO_J-K | PJM_E | NYISO_J-K | Internal | Summer | B8 | 500 | 330 | 0 | 154.33 | 146.34 | 6 | 0
2040 | PJM_E_2_NYISO_J-K | PJM_E | NYISO_J-K | Internal | Summer | B9 | 800 | 330 | 0 | 150.49 | 142.5 | 6 | 0
2040 | PJM_E_2_NYISO_J-K | PJM_E | NYISO_J-K | Internal | Summer | B10 | 1262 | 330 | 330 | 100.27 | 112.89 | 6 | 6.61
2040 | PJM_E_2_NYISO_J-K | PJM_E | NYISO_J-K | Internal | Winter | B16 | 25 | 330 | 0 | 156.57 | 148.59 | 6 | 0
2040 | PJM_E_2_NYISO_J-K | PJM_E | NYISO_J-K | Internal | Winter | B17 | 100 | 330 | 0 | 155.32 | 147.33 | 6 | 0
2040 | PJM_E_2_NYISO_J-K | PJM_E | NYISO_J-K | Internal | Winter | B18 | 400 | 330 | 0 | 148.82 | 140.84 | 6 | 0
2040 | PJM_E_2_NYISO_J-K | PJM_E | NYISO_J-K | Internal | Winter | B19 | 700 | 330 | 0 | 148.82 | 140.84 | 6 | 0
2040 | PJM_E_2_NYISO_J-K | PJM_E | NYISO_J-K | Internal | Winter | B20 | 935 | 330 | 0 | 93.29 | 84.91 | 6 | 0
2040 | PJM_E_2_PJM_ROM | PJM_E | PJM_ROM | Internal | Shoulder | B11 | 25 | 8000 | 0 | 153.13 | 153.11 | 0.01 | 0
2040 | PJM_E_2_PJM_ROM | PJM_E | PJM_ROM | Internal | Shoulder | B12 | 200 | 8000 | 0 | 151.46 | 151.45 | 0.01 | 0
2040 | PJM_E_2_PJM_ROM | PJM_E | PJM_ROM | Internal | Shoulder | B13 | 600 | 8000 | 0 | 149.01 | 149 | 0.01 | 0
2040 | PJM_E_2_PJM_ROM | PJM_E | PJM_ROM | Internal | Shoulder | B14 | 900 | 8000 | 0 | 149.01 | 149 | 0.01 | 0
2040 | PJM_E_2_PJM_ROM | PJM_E | PJM_ROM | Internal | Shoulder | B15 | 1203 | 8000 | 0 | 90.5 | 90.49 | 0.01 | 0
2040 | PJM_E_2_PJM_ROM | PJM_E | PJM_ROM | Internal | Summer | B1 | 10 | 8000 | 143.27 | 285.01 | 285.03 | 0.01 | 0
2040 | PJM_E_2_PJM_ROM | PJM_E | PJM_ROM | Internal | Summer | B2 | 25 | 8000 | 1010.15 | 285.01 | 285.03 | 0.01 | 0
2040 | PJM_E_2_PJM_ROM | PJM_E | PJM_ROM | Internal | Summer | B3 | 75 | 8000 | 3036.85 | 284.99 | 285 | 0.01 | 0
2040 | PJM_E_2_PJM_ROM | PJM_E | PJM_ROM | Internal | Summer | B4 | 100 | 8000 | 438.63 | 182.87 | 182.88 | 0.01 | 0
2040 | PJM_E_2_PJM_ROM | PJM_E | PJM_ROM | Internal | Summer | B5 | 200 | 8000 | 0 | 179.32 | 179.31 | 0.01 | 0
2040 | PJM_E_2_PJM_ROM | PJM_E | PJM_ROM | Internal | Summer | B6 | 300 | 8000 | 0 | 174.73 | 174.72 | 0.01 | 0
2040 | PJM_E_2_PJM_ROM | PJM_E | PJM_ROM | Internal | Summer | B7 | 400 | 8000 | 0 | 170.51 | 170.49 | 0.01 | 0
2040 | PJM_E_2_PJM_ROM | PJM_E | PJM_ROM | Internal | Summer | B8 | 500 | 8000 | 0 | 154.33 | 154.31 | 0.01 | 0
2040 | PJM_E_2_PJM_ROM | PJM_E | PJM_ROM | Internal | Summer | B9 | 800 | 8000 | 0 | 150.49 | 150.48 | 0.01 | 0
2040 | PJM_E_2_PJM_ROM | PJM_E | PJM_ROM | Internal | Summer | B10 | 1262 | 8000 | 0 | 100.27 | 100.26 | 0.01 | 0
2040 | PJM_E_2_PJM_ROM | PJM_E | PJM_ROM | Internal | Winter | B16 | 25 | 8000 | 0 | 156.57 | 156.56 | 0.01 | 0
2040 | PJM_E_2_PJM_ROM | PJM_E | PJM_ROM | Internal | Winter | B17 | 100 | 8000 | 0 | 155.32 | 155.3 | 0.01 | 0
2040 | PJM_E_2_PJM_ROM | PJM_E | PJM_ROM | Internal | Winter | B18 | 400 | 8000 | 0 | 148.82 | 148.81 | 0.01 | 0
2040 | PJM_E_2_PJM_ROM | PJM_E | PJM_ROM | Internal | Winter | B19 | 700 | 8000 | 0 | 148.82 | 148.81 | 0.01 | 0
2040 | PJM_E_2_PJM_ROM | PJM_E | PJM_ROM | Internal | Winter | B20 | 935 | 8000 | 0 | 93.29 | 93.28 | 0.01 | 0
2040 | PJM_ROR_2_MISO_IN | PJM_ROR | MISO_IN | Internal | Shoulder | B11 | 25 | 909 | 0 | 153.1 | 153.88 | 2 | 0
2040 | PJM_ROR_2_MISO_IN | PJM_ROR | MISO_IN | Internal | Shoulder | B12 | 200 | 909 | 909 | 151.44 | 153.88 | 2 | 0.44
2040 | PJM_ROR_2_MISO_IN | PJM_ROR | MISO_IN | Internal | Shoulder | B13 | 600 | 909 | 909 | 148.99 | 153.49 | 2 | 2.5
2040 | PJM_ROR_2_MISO_IN | PJM_ROR | MISO_IN | Internal | Shoulder | B14 | 900 | 909 | 909 | 148.99 | 151.01 | 2 | 0.02
2040 | PJM_ROR_2_MISO_IN | PJM_ROR | MISO_IN | Internal | Shoulder | B15 | 1203 | 909 | 909 | 90.48 | 94.17 | 2 | 1.69
2040 | PJM_ROR_2_MISO_IN | PJM_ROR | MISO_IN | Internal | Summer | B1 | 10 | 909 | 0 | 285.01 | 284.22 | 2 | 0
2040 | PJM_ROR_2_MISO_IN | PJM_ROR | MISO_IN | Internal | Summer | B2 | 25 | 909 | 0 | 285.01 | 284.22 | 2 | 0
2040 | PJM_ROR_2_MISO_IN | PJM_ROR | MISO_IN | Internal | Summer | B3 | 75 | 909 | 0 | 285.01 | 283.01 | 2 | 0
2040 | PJM_ROR_2_MISO_IN | PJM_ROR | MISO_IN | Internal | Summer | B4 | 100 | 909 | 0 | 182.87 | 180.84 | 2 | 0
2040 | PJM_ROR_2_MISO_IN | PJM_ROR | MISO_IN | Internal | Summer | B5 | 200 | 909 | 0 | 179.29 | 177.28 | 2 | 0
2040 | PJM_ROR_2_MISO_IN | PJM_ROR | MISO_IN | Internal | Summer | B6 | 300 | 909 | 0 | 174.73 | 172.72 | 2 | 0
2040 | PJM_ROR_2_MISO_IN | PJM_ROR | MISO_IN | Internal | Summer | B7 | 400 | 909 | 0 | 170.48 | 164.1 | 2 | 0
2040 | PJM_ROR_2_MISO_IN | PJM_ROR | MISO_IN | Internal | Summer | B8 | 500 | 909 | 0 | 154.3 | 152.29 | 2 | 0
2040 | PJM_ROR_2_MISO_IN | PJM_ROR | MISO_IN | Internal | Summer | B9 | 800 | 909 | 0 | 150.47 | 152.29 | 2 | 0
2040 | PJM_ROR_2_MISO_IN | PJM_ROR | MISO_IN | Internal | Summer | B10 | 1262 | 909 | 0 | 88.2 | 90.18 | 2 | 0
2040 | PJM_ROR_2_MISO_IN | PJM_ROR | MISO_IN | Internal | Winter | B16 | 25 | 909 | 0 | 156.55 | 157.28 | 2 | 0
2040 | PJM_ROR_2_MISO_IN | PJM_ROR | MISO_IN | Internal | Winter | B17 | 100 | 909 | 0 | 155.29 | 157.28 | 2 | 0
2040 | PJM_ROR_2_MISO_IN | PJM_ROR | MISO_IN | Internal | Winter | B18 | 400 | 909 | 909 | 148.8 | 153.73 | 2 | 2.92
2040 | PJM_ROR_2_MISO_IN | PJM_ROR | MISO_IN | Internal | Winter | B19 | 700 | 909 | 909 | 148.8 | 150.82 | 2 | 0.02
2040 | PJM_ROR_2_MISO_IN | PJM_ROR | MISO_IN | Internal | Winter | B20 | 935 | 909 | 909 | 93.27 | 96.88 | 2 | 1.61
2040 | PJM_ROR_2_MISO_MI | PJM_ROR | MISO_MI | Internal | Shoulder | B11 | 25 | 1305 | 0 | 153.1 | 153.9 | 2 | 0
2040 | PJM_ROR_2_MISO_MI | PJM_ROR | MISO_MI | Internal | Shoulder | B12 | 200 | 1305 | 1305 | 151.44 | 153.45 | 2 | 0.01
2040 | PJM_ROR_2_MISO_MI | PJM_ROR | MISO_MI | Internal | Shoulder | B13 | 600 | 1305 | 1305 | 148.99 | 151 | 2 | 0.01
2040 | PJM_ROR_2_MISO_MI | PJM_ROR | MISO_MI | Internal | Shoulder | B14 | 900 | 1305 | 1305 | 148.99 | 150.99 | 2 | 0
2040 | PJM_ROR_2_MISO_MI | PJM_ROR | MISO_MI | Internal | Shoulder | B15 | 1203 | 1305 | 1305 | 90.48 | 94.16 | 2 | 1.68
2040 | PJM_ROR_2_MISO_MI | PJM_ROR | MISO_MI | Internal | Summer | B1 | 10 | 1305 | 0 | 285.01 | 284.23 | 2 | 0
2040 | PJM_ROR_2_MISO_MI | PJM_ROR | MISO_MI | Internal | Summer | B2 | 25 | 1305 | 0 | 285.01 | 284.23 | 2 | 0
2040 | PJM_ROR_2_MISO_MI | PJM_ROR | MISO_MI | Internal | Summer | B3 | 75 | 1305 | 0 | 285.01 | 283.03 | 2 | 0
2040 | PJM_ROR_2_MISO_MI | PJM_ROR | MISO_MI | Internal | Summer | B4 | 100 | 1305 | 0 | 182.87 | 180.86 | 2 | 0
2040 | PJM_ROR_2_MISO_MI | PJM_ROR | MISO_MI | Internal | Summer | B5 | 200 | 1305 | 0 | 179.29 | 177.29 | 2 | 0
2040 | PJM_ROR_2_MISO_MI | PJM_ROR | MISO_MI | Internal | Summer | B6 | 300 | 1305 | 0 | 174.73 | 172.73 | 2 | 0
2040 | PJM_ROR_2_MISO_MI | PJM_ROR | MISO_MI | Internal | Summer | B7 | 400 | 1305 | 0 | 170.48 | 164.11 | 2 | 0
2040 | PJM_ROR_2_MISO_MI | PJM_ROR | MISO_MI | Internal | Summer | B8 | 500 | 1305 | 0 | 154.3 | 152.3 | 2 | 0
2040 | PJM_ROR_2_MISO_MI | PJM_ROR | MISO_MI | Internal | Summer | B9 | 800 | 1305 | 0 | 150.47 | 152.3 | 2 | 0
2040 | PJM_ROR_2_MISO_MI | PJM_ROR | MISO_MI | Internal | Summer | B10 | 1262 | 1305 | 615.87 | 88.2 | 90.2 | 2 | 0
2040 | PJM_ROR_2_MISO_MI | PJM_ROR | MISO_MI | Internal | Winter | B16 | 25 | 1305 | 0 | 156.55 | 157.29 | 2 | 0
2040 | PJM_ROR_2_MISO_MI | PJM_ROR | MISO_MI | Internal | Winter | B17 | 100 | 1305 | 304.84 | 155.29 | 157.29 | 2 | 0
2040 | PJM_ROR_2_MISO_MI | PJM_ROR | MISO_MI | Internal | Winter | B18 | 400 | 1305 | 1305 | 148.8 | 150.81 | 2 | 0.01
2040 | PJM_ROR_2_MISO_MI | PJM_ROR | MISO_MI | Internal | Winter | B19 | 700 | 1305 | 1305 | 148.8 | 150.81 | 2 | 0.01
2040 | PJM_ROR_2_MISO_MI | PJM_ROR | MISO_MI | Internal | Winter | B20 | 935 | 1305 | 1305 | 93.27 | 96.87 | 2 | 1.6
2040 | PJM_ROR_2_MISO_MO-IL | PJM_ROR | MISO_MO-IL | Internal | Shoulder | B11 | 25 | 1111 | 0 | 153.1 | 153.91 | 2 | 0
2040 | PJM_ROR_2_MISO_MO-IL | PJM_ROR | MISO_MO-IL | Internal | Shoulder | B12 | 200 | 1111 | 1111 | 151.44 | 153.9 | 2 | 0.46
2040 | PJM_ROR_2_MISO_MO-IL | PJM_ROR | MISO_MO-IL | Internal | Shoulder | B13 | 600 | 1111 | 1111 | 148.99 | 153.48 | 2 | 2.49
2040 | PJM_ROR_2_MISO_MO-IL | PJM_ROR | MISO_MO-IL | Internal | Shoulder | B14 | 900 | 1111 | 0 | 148.99 | 148.99 | 2 | 0
2040 | PJM_ROR_2_MISO_MO-IL | PJM_ROR | MISO_MO-IL | Internal | Shoulder | B15 | 1203 | 1111 | 1111 | 90.48 | 94.16 | 2 | 1.68
2040 | PJM_ROR_2_MISO_MO-IL | PJM_ROR | MISO_MO-IL | Internal | Summer | B1 | 10 | 1111 | 0 | 285.01 | 284.23 | 2 | 0
2040 | PJM_ROR_2_MISO_MO-IL | PJM_ROR | MISO_MO-IL | Internal | Summer | B2 | 25 | 1111 | 0 | 285.01 | 284.23 | 2 | 0
2040 | PJM_ROR_2_MISO_MO-IL | PJM_ROR | MISO_MO-IL | Internal | Summer | B3 | 75 | 1111 | 0 | 285.01 | 284.23 | 2 | 0
2040 | PJM_ROR_2_MISO_MO-IL | PJM_ROR | MISO_MO-IL | Internal | Summer | B4 | 100 | 1111 | 510.5 | 182.87 | 184.87 | 2 | 0
2040 | PJM_ROR_2_MISO_MO-IL | PJM_ROR | MISO_MO-IL | Internal | Summer | B5 | 200 | 1111 | 193.18 | 179.29 | 181.29 | 2 | 0
2040 | PJM_ROR_2_MISO_MO-IL | PJM_ROR | MISO_MO-IL | Internal | Summer | B6 | 300 | 1111 | 1111 | 174.73 | 176.74 | 2 | 0.01
2040 | PJM_ROR_2_MISO_MO-IL | PJM_ROR | MISO_MO-IL | Internal | Summer | B7 | 400 | 1111 | 0 | 170.48 | 168.49 | 2 | 0
2040 | PJM_ROR_2_MISO_MO-IL | PJM_ROR | MISO_MO-IL | Internal | Summer | B8 | 500 | 1111 | 0 | 154.3 | 152.3 | 2 | 0
2040 | PJM_ROR_2_MISO_MO-IL | PJM_ROR | MISO_MO-IL | Internal | Summer | B9 | 800 | 1111 | 0 | 150.47 | 152.3 | 2 | 0
2040 | PJM_ROR_2_MISO_MO-IL | PJM_ROR | MISO_MO-IL | Internal | Summer | B10 | 1262 | 1111 | 0 | 88.2 | 90.17 | 2 | 0
2040 | PJM_ROR_2_MISO_MO-IL | PJM_ROR | MISO_MO-IL | Internal | Winter | B16 | 25 | 1111 | 0 | 156.55 | 157.29 | 2 | 0
2040 | PJM_ROR_2_MISO_MO-IL | PJM_ROR | MISO_MO-IL | Internal | Winter | B17 | 100 | 1111 | 0 | 155.29 | 157.27 | 2 | 0
2040 | PJM_ROR_2_MISO_MO-IL | PJM_ROR | MISO_MO-IL | Internal | Winter | B18 | 400 | 1111 | 1111 | 148.8 | 153.71 | 2 | 2.91
2040 | PJM_ROR_2_MISO_MO-IL | PJM_ROR | MISO_MO-IL | Internal | Winter | B19 | 700 | 1111 | 238.37 | 148.8 | 150.8 | 2 | 0
2040 | PJM_ROR_2_MISO_MO-IL | PJM_ROR | MISO_MO-IL | Internal | Winter | B20 | 935 | 1111 | 1111 | 93.27 | 96.87 | 2 | 1.6
2040 | PJM_ROR_2_MISO_W | PJM_ROR | MISO_W | Internal | Shoulder | B11 | 25 | 709 | 0 | 153.1 | 153.9 | 2 | 0
2040 | PJM_ROR_2_MISO_W | PJM_ROR | MISO_W | Internal | Shoulder | B12 | 200 | 709 | 0 | 151.44 | 149.44 | 2 | 0
2040 | PJM_ROR_2_MISO_W | PJM_ROR | MISO_W | Internal | Shoulder | B13 | 600 | 709 | 0 | 148.99 | 141.48 | 2 | 0
2040 | PJM_ROR_2_MISO_W | PJM_ROR | MISO_W | Internal | Shoulder | B14 | 900 | 709 | 0 | 148.99 | 96.15 | 2 | 0
2040 | PJM_ROR_2_MISO_W | PJM_ROR | MISO_W | Internal | Shoulder | B15 | 1203 | 709 | 0 | 90.48 | 82.16 | 2 | 0
2040 | PJM_ROR_2_MISO_W | PJM_ROR | MISO_W | Internal | Summer | B1 | 10 | 709 | 0 | 285.01 | 284.23 | 2 | 0
2040 | PJM_ROR_2_MISO_W | PJM_ROR | MISO_W | Internal | Summer | B2 | 25 | 709 | 0 | 285.01 | 284.22 | 2 | 0
2040 | PJM_ROR_2_MISO_W | PJM_ROR | MISO_W | Internal | Summer | B3 | 75 | 709 | 0 | 285.01 | 284.22 | 2 | 0
2040 | PJM_ROR_2_MISO_W | PJM_ROR | MISO_W | Internal | Summer | B4 | 100 | 709 | 0 | 182.87 | 184.86 | 2 | 0
2040 | PJM_ROR_2_MISO_W | PJM_ROR | MISO_W | Internal | Summer | B5 | 200 | 709 | 0 | 179.29 | 181.28 | 2 | 0
2040 | PJM_ROR_2_MISO_W | PJM_ROR | MISO_W | Internal | Summer | B6 | 300 | 709 | 422.36 | 174.73 | 176.73 | 2 | 0
2040 | PJM_ROR_2_MISO_W | PJM_ROR | MISO_W | Internal | Summer | B7 | 400 | 709 | 0 | 170.48 | 168.48 | 2 | 0
2040 | PJM_ROR_2_MISO_W | PJM_ROR | MISO_W | Internal | Summer | B8 | 500 | 709 | 0 | 154.3 | 152.29 | 2 | 0
2040 | PJM_ROR_2_MISO_W | PJM_ROR | MISO_W | Internal | Summer | B9 | 800 | 709 | 0 | 150.47 | 152.28 | 2 | 0
2040 | PJM_ROR_2_MISO_W | PJM_ROR | MISO_W | Internal | Summer | B10 | 1262 | 709 | 0 | 88.2 | 82.16 | 2 | 0
2040 | PJM_ROR_2_MISO_W | PJM_ROR | MISO_W | Internal | Winter | B16 | 25 | 709 | 0 | 156.55 | 89.16 | 2 | 0
2040 | PJM_ROR_2_MISO_W | PJM_ROR | MISO_W | Internal | Winter | B17 | 100 | 709 | 0 | 155.29 | 97.44 | 2 | 0
2040 | PJM_ROR_2_MISO_W | PJM_ROR | MISO_W | Internal | Winter | B18 | 400 | 709 | 0 | 148.8 | 137.27 | 2 | 0
2040 | PJM_ROR_2_MISO_W | PJM_ROR | MISO_W | Internal | Winter | B19 | 700 | 709 | 0 | 148.8 | 130.79 | 2 | 0
2040 | PJM_ROR_2_MISO_W | PJM_ROR | MISO_W | Internal | Winter | B20 | 935 | 709 | 0 | 93.27 | 89.16 | 2 | 0
2040 | PJM_ROR_2_MISO_WUMS | PJM_ROR | MISO_WUMS | Internal | Shoulder | B11 | 25 | 1467 | 0 | 153.1 | 153.91 | 2 | 0
2040 | PJM_ROR_2_MISO_WUMS | PJM_ROR | MISO_WUMS | Internal | Shoulder | B12 | 200 | 1467 | 680.24 | 151.44 | 153.44 | 2 | 0
2040 | PJM_ROR_2_MISO_WUMS | PJM_ROR | MISO_WUMS | Internal | Shoulder | B13 | 600 | 1467 | 276.56 | 148.99 | 150.99 | 2 | 0
2040 | PJM_ROR_2_MISO_WUMS | PJM_ROR | MISO_WUMS | Internal | Shoulder | B14 | 900 | 1467 | 0 | 148.99 | 150.98 | 2 | 0
2040 | PJM_ROR_2_MISO_WUMS | PJM_ROR | MISO_WUMS | Internal | Shoulder | B15 | 1203 | 1467 | 0 | 90.48 | 92.47 | 2 | 0
2040 | PJM_ROR_2_MISO_WUMS | PJM_ROR | MISO_WUMS | Internal | Summer | B1 | 10 | 1467 | 0 | 285.01 | 284.22 | 2 | 0
2040 | PJM_ROR_2_MISO_WUMS | PJM_ROR | MISO_WUMS | Internal | Summer | B2 | 25 | 1467 | 0 | 285.01 | 284.22 | 2 | 0
2040 | PJM_ROR_2_MISO_WUMS | PJM_ROR | MISO_WUMS | Internal | Summer | B3 | 75 | 1467 | 0 | 285.01 | 283.04 | 2 | 0
2040 | PJM_ROR_2_MISO_WUMS | PJM_ROR | MISO_WUMS | Internal | Summer | B4 | 100 | 1467 | 0 | 182.87 | 180.87 | 2 | 0
2040 | PJM_ROR_2_MISO_WUMS | PJM_ROR | MISO_WUMS | Internal | Summer | B5 | 200 | 1467 | 0 | 179.29 | 177.31 | 2 | 0
2040 | PJM_ROR_2_MISO_WUMS | PJM_ROR | MISO_WUMS | Internal | Summer | B6 | 300 | 1467 | 0 | 174.73 | 172.74 | 2 | 0
2040 | PJM_ROR_2_MISO_WUMS | PJM_ROR | MISO_WUMS | Internal | Summer | B7 | 400 | 1467 | 0 | 170.48 | 168.47 | 2 | 0
2040 | PJM_ROR_2_MISO_WUMS | PJM_ROR | MISO_WUMS | Internal | Summer | B8 | 500 | 1467 | 0 | 154.3 | 152.3 | 2 | 0
2040 | PJM_ROR_2_MISO_WUMS | PJM_ROR | MISO_WUMS | Internal | Summer | B9 | 800 | 1467 | 0 | 150.47 | 152.29 | 2 | 0
2040 | PJM_ROR_2_MISO_WUMS | PJM_ROR | MISO_WUMS | Internal | Summer | B10 | 1262 | 1467 | 0 | 88.2 | 88.45 | 2 | 0
2040 | PJM_ROR_2_MISO_WUMS | PJM_ROR | MISO_WUMS | Internal | Winter | B16 | 25 | 1467 | 0 | 156.55 | 157.28 | 2 | 0
2040 | PJM_ROR_2_MISO_WUMS | PJM_ROR | MISO_WUMS | Internal | Winter | B17 | 100 | 1467 | 0 | 155.29 | 157.28 | 2 | 0
2040 | PJM_ROR_2_MISO_WUMS | PJM_ROR | MISO_WUMS | Internal | Winter | B18 | 400 | 1467 | 1067.56 | 148.8 | 150.8 | 2 | 0
2040 | PJM_ROR_2_MISO_WUMS | PJM_ROR | MISO_WUMS | Internal | Winter | B19 | 700 | 1467 | 1042.44 | 148.8 | 150.8 | 2 | 0
2040 | PJM_ROR_2_MISO_WUMS | PJM_ROR | MISO_WUMS | Internal | Winter | B20 | 935 | 1467 | 632.64 | 93.27 | 95.27 | 2 | 0
2040 | PJM_ROR_2_PJM_ROM | PJM_ROR | PJM_ROM | Internal | Shoulder | B11 | 25 | 8000 | 3509.6 | 153.1 | 153.11 | 0.01 | 0
2040 | PJM_ROR_2_PJM_ROM | PJM_ROR | PJM_ROM | Internal | Shoulder | B12 | 200 | 8000 | 2470.12 | 151.44 | 151.45 | 0.01 | 0
2040 | PJM_ROR_2_PJM_ROM | PJM_ROR | PJM_ROM | Internal | Shoulder | B13 | 600 | 8000 | 4414.29 | 148.99 | 149 | 0.01 | 0
2040 | PJM_ROR_2_PJM_ROM | PJM_ROR | PJM_ROM | Internal | Shoulder | B14 | 900 | 8000 | 4169.57 | 148.99 | 149 | 0.01 | 0
2040 | PJM_ROR_2_PJM_ROM | PJM_ROR | PJM_ROM | Internal | Shoulder | B15 | 1203 | 8000 | 4283.35 | 90.48 | 90.49 | 0.01 | 0
2040 | PJM_ROR_2_PJM_ROM | PJM_ROR | PJM_ROM | Internal | Summer | B1 | 10 | 8000 | 1674.6 | 285.01 | 285.03 | 0.01 | 0
2040 | PJM_ROR_2_PJM_ROM | PJM_ROR | PJM_ROM | Internal | Summer | B2 | 25 | 8000 | 440.02 | 285.01 | 285.03 | 0.01 | 0
2040 | PJM_ROR_2_PJM_ROM | PJM_ROR | PJM_ROM | Internal | Summer | B3 | 75 | 8000 | 0 | 285.01 | 285 | 0.01 | 0
2040 | PJM_ROR_2_PJM_ROM | PJM_ROR | PJM_ROM | Internal | Summer | B4 | 100 | 8000 | 411.21 | 182.87 | 182.88 | 0.01 | 0
2040 | PJM_ROR_2_PJM_ROM | PJM_ROR | PJM_ROM | Internal | Summer | B5 | 200 | 8000 | 1106.4 | 179.29 | 179.31 | 0.01 | 0
2040 | PJM_ROR_2_PJM_ROM | PJM_ROR | PJM_ROM | Internal | Summer | B6 | 300 | 8000 | 0 | 174.73 | 174.72 | 0.01 | 0
2040 | PJM_ROR_2_PJM_ROM | PJM_ROR | PJM_ROM | Internal | Summer | B7 | 400 | 8000 | 5072.85 | 170.48 | 170.49 | 0.01 | 0
2040 | PJM_ROR_2_PJM_ROM | PJM_ROR | PJM_ROM | Internal | Summer | B8 | 500 | 8000 | 4940.99 | 154.3 | 154.31 | 0.01 | 0
2040 | PJM_ROR_2_PJM_ROM | PJM_ROR | PJM_ROM | Internal | Summer | B9 | 800 | 8000 | 1911.03 | 150.47 | 150.48 | 0.01 | 0
2040 | PJM_ROR_2_PJM_ROM | PJM_ROR | PJM_ROM | Internal | Summer | B10 | 1262 | 8000 | 8000 | 88.2 | 100.26 | 0.01 | 12.06
2040 | PJM_ROR_2_PJM_ROM | PJM_ROR | PJM_ROM | Internal | Winter | B16 | 25 | 8000 | 6175.18 | 156.55 | 156.56 | 0.01 | 0
2040 | PJM_ROR_2_PJM_ROM | PJM_ROR | PJM_ROM | Internal | Winter | B17 | 100 | 8000 | 4604.08 | 155.29 | 155.3 | 0.01 | 0
2040 | PJM_ROR_2_PJM_ROM | PJM_ROR | PJM_ROM | Internal | Winter | B18 | 400 | 8000 | 5532.8 | 148.8 | 148.81 | 0.01 | 0
2040 | PJM_ROR_2_PJM_ROM | PJM_ROR | PJM_ROM | Internal | Winter | B19 | 700 | 8000 | 5208.39 | 148.8 | 148.81 | 0.01 | 0
2040 | PJM_ROR_2_PJM_ROM | PJM_ROR | PJM_ROM | Internal | Winter | B20 | 935 | 8000 | 3979.59 | 93.27 | 93.28 | 0.01 | 0
2040 | PJM_ROR_2_TVA_Transmission | PJM_ROR | TVA_Transmission | Internal | Shoulder | B11 | 25 | 2500 | 0 | 153.1 | 158.66 | 6 | 0
2040 | PJM_ROR_2_TVA_Transmission | PJM_ROR | TVA_Transmission | Internal | Shoulder | B12 | 200 | 2500 | 0 | 151.44 | 150.82 | 6 | 0
2040 | PJM_ROR_2_TVA_Transmission | PJM_ROR | TVA_Transmission | Internal | Shoulder | B13 | 600 | 2500 | 0 | 148.99 | 148.99 | 6 | 0
2040 | PJM_ROR_2_TVA_Transmission | PJM_ROR | TVA_Transmission | Internal | Shoulder | B14 | 900 | 2500 | 0 | 148.99 | 148.99 | 6 | 0
2040 | PJM_ROR_2_TVA_Transmission | PJM_ROR | TVA_Transmission | Internal | Shoulder | B15 | 1203 | 2500 | 0 | 90.48 | 96.23 | 6 | 0
2040 | PJM_ROR_2_TVA_Transmission | PJM_ROR | TVA_Transmission | Internal | Summer | B1 | 10 | 2500 | 1797.15 | 285.01 | 291.01 | 6 | 0
2040 | PJM_ROR_2_TVA_Transmission | PJM_ROR | TVA_Transmission | Internal | Summer | B2 | 25 | 2500 | 1256.81 | 285.01 | 291.01 | 6 | 0
2040 | PJM_ROR_2_TVA_Transmission | PJM_ROR | TVA_Transmission | Internal | Summer | B3 | 75 | 2500 | 85.86 | 285.01 | 291.01 | 6 | 0
2040 | PJM_ROR_2_TVA_Transmission | PJM_ROR | TVA_Transmission | Internal | Summer | B4 | 100 | 2500 | 0 | 182.87 | 182.32 | 6 | 0
2040 | PJM_ROR_2_TVA_Transmission | PJM_ROR | TVA_Transmission | Internal | Summer | B5 | 200 | 2500 | 0 | 179.29 | 176.19 | 6 | 0
2040 | PJM_ROR_2_TVA_Transmission | PJM_ROR | TVA_Transmission | Internal | Summer | B6 | 300 | 2500 | 0 | 174.73 | 170.67 | 6 | 0
2040 | PJM_ROR_2_TVA_Transmission | PJM_ROR | TVA_Transmission | Internal | Summer | B7 | 400 | 2500 | 0 | 170.48 | 163.39 | 6 | 0
2040 | PJM_ROR_2_TVA_Transmission | PJM_ROR | TVA_Transmission | Internal | Summer | B8 | 500 | 2500 | 0 | 154.3 | 158.05 | 6 | 0
2040 | PJM_ROR_2_TVA_Transmission | PJM_ROR | TVA_Transmission | Internal | Summer | B9 | 800 | 2500 | 1123.41 | 150.47 | 156.47 | 6 | 0
2040 | PJM_ROR_2_TVA_Transmission | PJM_ROR | TVA_Transmission | Internal | Summer | B10 | 1262 | 2500 | 0 | 88.2 | 81.17 | 6 | 0
2040 | PJM_ROR_2_TVA_Transmission | PJM_ROR | TVA_Transmission | Internal | Winter | B16 | 25 | 2500 | 533.51 | 156.55 | 162.55 | 6 | 0
2040 | PJM_ROR_2_TVA_Transmission | PJM_ROR | TVA_Transmission | Internal | Winter | B17 | 100 | 2500 | 0 | 155.29 | 154.6 | 6 | 0
2040 | PJM_ROR_2_TVA_Transmission | PJM_ROR | TVA_Transmission | Internal | Winter | B18 | 400 | 2500 | 0 | 148.8 | 148.63 | 6 | 0
2040 | PJM_ROR_2_TVA_Transmission | PJM_ROR | TVA_Transmission | Internal | Winter | B19 | 700 | 2500 | 0 | 148.8 | 148.63 | 6 | 0
2040 | PJM_ROR_2_TVA_Transmission | PJM_ROR | TVA_Transmission | Internal | Winter | B20 | 935 | 2500 | 928.81 | 93.27 | 99.27 | 6 | 0
2040 | PJM_ROR_2_VACAR | PJM_ROR | VACAR | Internal | Shoulder | B11 | 25 | 3000 | 2669.84 | 153.1 | 159.1 | 6 | 0
2040 | PJM_ROR_2_VACAR | PJM_ROR | VACAR | Internal | Shoulder | B12 | 200 | 3000 | 0 | 151.44 | 144.44 | 6 | 0
2040 | PJM_ROR_2_VACAR | PJM_ROR | VACAR | Internal | Shoulder | B13 | 600 | 3000 | 0 | 148.99 | 141.99 | 6 | 0
2040 | PJM_ROR_2_VACAR | PJM_ROR | VACAR | Internal | Shoulder | B14 | 900 | 3000 | 0 | 148.99 | 141.99 | 6 | 0
2040 | PJM_ROR_2_VACAR | PJM_ROR | VACAR | Internal | Shoulder | B15 | 1203 | 3000 | 0 | 90.48 | 89.23 | 6 | 0
2040 | PJM_ROR_2_VACAR | PJM_ROR | VACAR | Internal | Summer | B1 | 10 | 3000 | 3000 | 285.01 | 291.98 | 6 | 0.97
2040 | PJM_ROR_2_VACAR | PJM_ROR | VACAR | Internal | Summer | B2 | 25 | 3000 | 3000 | 285.01 | 291.98 | 6 | 0.97
2040 | PJM_ROR_2_VACAR | PJM_ROR | VACAR | Internal | Summer | B3 | 75 | 3000 | 1532.26 | 285.01 | 291.01 | 6 | 0
2040 | PJM_ROR_2_VACAR | PJM_ROR | VACAR | Internal | Summer | B4 | 100 | 3000 | 0 | 182.87 | 176.34 | 6 | 0
2040 | PJM_ROR_2_VACAR | PJM_ROR | VACAR | Internal | Summer | B5 | 200 | 3000 | 0 | 179.29 | 174.85 | 6 | 0
2040 | PJM_ROR_2_VACAR | PJM_ROR | VACAR | Internal | Summer | B6 | 300 | 3000 | 0 | 174.73 | 167.73 | 6 | 0
2040 | PJM_ROR_2_VACAR | PJM_ROR | VACAR | Internal | Summer | B7 | 400 | 3000 | 0 | 170.48 | 163.48 | 6 | 0
2040 | PJM_ROR_2_VACAR | PJM_ROR | VACAR | Internal | Summer | B8 | 500 | 3000 | 0 | 154.3 | 156.96 | 6 | 0
2040 | PJM_ROR_2_VACAR | PJM_ROR | VACAR | Internal | Summer | B9 | 800 | 3000 | 0 | 150.47 | 144.9 | 6 | 0
2040 | PJM_ROR_2_VACAR | PJM_ROR | VACAR | Internal | Summer | B10 | 1262 | 3000 | 0 | 88.2 | 70.64 | 6 | 0
2040 | PJM_ROR_2_VACAR | PJM_ROR | VACAR | Internal | Winter | B16 | 25 | 3000 | 3000 | 156.55 | 164.55 | 6 | 2
2040 | PJM_ROR_2_VACAR | PJM_ROR | VACAR | Internal | Winter | B17 | 100 | 3000 | 0 | 155.29 | 148.65 | 6 | 0
2040 | PJM_ROR_2_VACAR | PJM_ROR | VACAR | Internal | Winter | B18 | 400 | 3000 | 0 | 148.8 | 141.63 | 6 | 0
2040 | PJM_ROR_2_VACAR | PJM_ROR | VACAR | Internal | Winter | B19 | 700 | 3000 | 0 | 148.8 | 141.63 | 6 | 0
2040 | PJM_ROR_2_VACAR | PJM_ROR | VACAR | Internal | Winter | B20 | 935 | 3000 | 0 | 93.27 | 91.74 | 6 | 0
2040 | PJM_ROM_2_NYISO_A-F | PJM_ROM | NYISO_A-F | Internal | Shoulder | B11 | 25 | 2000 | 0 | 153.11 | 83.95 | 6 | 0
2040 | PJM_ROM_2_NYISO_A-F | PJM_ROM | NYISO_A-F | Internal | Shoulder | B12 | 200 | 2000 | 0 | 151.45 | 112.36 | 6 | 0
2040 | PJM_ROM_2_NYISO_A-F | PJM_ROM | NYISO_A-F | Internal | Shoulder | B13 | 600 | 2000 | 0 | 149 | 83.95 | 6 | 0
2040 | PJM_ROM_2_NYISO_A-F | PJM_ROM | NYISO_A-F | Internal | Shoulder | B14 | 900 | 2000 | 0 | 149 | 82.49 | 6 | 0
2040 | PJM_ROM_2_NYISO_A-F | PJM_ROM | NYISO_A-F | Internal | Shoulder | B15 | 1203 | 2000 | 0 | 90.49 | 82.49 | 6 | 0
2040 | PJM_ROM_2_NYISO_A-F | PJM_ROM | NYISO_A-F | Internal | Summer | B1 | 10 | 2000 | 0 | 285.03 | 152.86 | 6 | 0
2040 | PJM_ROM_2_NYISO_A-F | PJM_ROM | NYISO_A-F | Internal | Summer | B2 | 25 | 2000 | 0 | 285.03 | 271 | 6 | 0
2040 | PJM_ROM_2_NYISO_A-F | PJM_ROM | NYISO_A-F | Internal | Summer | B3 | 75 | 2000 | 0 | 285 | 235.06 | 6 | 0
2040 | PJM_ROM_2_NYISO_A-F | PJM_ROM | NYISO_A-F | Internal | Summer | B4 | 100 | 2000 | 0 | 182.88 | 152.86 | 6 | 0
2040 | PJM_ROM_2_NYISO_A-F | PJM_ROM | NYISO_A-F | Internal | Summer | B5 | 200 | 2000 | 0 | 179.31 | 152.86 | 6 | 0
2040 | PJM_ROM_2_NYISO_A-F | PJM_ROM | NYISO_A-F | Internal | Summer | B6 | 300 | 2000 | 0 | 174.72 | 152.86 | 6 | 0
2040 | PJM_ROM_2_NYISO_A-F | PJM_ROM | NYISO_A-F | Internal | Summer | B7 | 400 | 2000 | 0 | 170.49 | 152.86 | 6 | 0
2040 | PJM_ROM_2_NYISO_A-F | PJM_ROM | NYISO_A-F | Internal | Summer | B8 | 500 | 2000 | 0 | 154.31 | 146.31 | 6 | 0
2040 | PJM_ROM_2_NYISO_A-F | PJM_ROM | NYISO_A-F | Internal | Summer | B9 | 800 | 2000 | 0 | 150.48 | 113.61 | 6 | 0
2040 | PJM_ROM_2_NYISO_A-F | PJM_ROM | NYISO_A-F | Internal | Summer | B10 | 1262 | 2000 | 2000 | 100.26 | 112.86 | 6 | 6.6
2040 | PJM_ROM_2_NYISO_A-F | PJM_ROM | NYISO_A-F | Internal | Winter | B16 | 25 | 2000 | 0 | 156.56 | 84.88 | 6 | 0
2040 | PJM_ROM_2_NYISO_A-F | PJM_ROM | NYISO_A-F | Internal | Winter | B17 | 100 | 2000 | 0 | 155.3 | 84.88 | 6 | 0
2040 | PJM_ROM_2_NYISO_A-F | PJM_ROM | NYISO_A-F | Internal | Winter | B18 | 400 | 2000 | 0 | 148.81 | 84.88 | 6 | 0
2040 | PJM_ROM_2_NYISO_A-F | PJM_ROM | NYISO_A-F | Internal | Winter | B19 | 700 | 2000 | 0 | 148.81 | 84.88 | 6 | 0
2040 | PJM_ROM_2_NYISO_A-F | PJM_ROM | NYISO_A-F | Internal | Winter | B20 | 935 | 2000 | 0 | 93.28 | 84.88 | 6 | 0
2040 | PJM_ROM_2_PJM_E | PJM_ROM | PJM_E | Internal | Shoulder | B11 | 25 | 8000 | 1595.12 | 153.11 | 153.13 | 0.01 | 0
2040 | PJM_ROM_2_PJM_E | PJM_ROM | PJM_E | Internal | Shoulder | B12 | 200 | 8000 | 862.05 | 151.45 | 151.46 | 0.01 | 0
2040 | PJM_ROM_2_PJM_E | PJM_ROM | PJM_E | Internal | Shoulder | B13 | 600 | 8000 | 3173.87 | 149 | 149.01 | 0.01 | 0
2040 | PJM_ROM_2_PJM_E | PJM_ROM | PJM_E | Internal | Shoulder | B14 | 900 | 8000 | 2029.32 | 149 | 149.01 | 0.01 | 0
2040 | PJM_ROM_2_PJM_E | PJM_ROM | PJM_E | Internal | Shoulder | B15 | 1203 | 8000 | 1699.21 | 90.49 | 90.5 | 0.01 | 0
2040 | PJM_ROM_2_PJM_E | PJM_ROM | PJM_E | Internal | Summer | B1 | 10 | 8000 | 0 | 285.03 | 285.01 | 0.01 | 0
2040 | PJM_ROM_2_PJM_E | PJM_ROM | PJM_E | Internal | Summer | B2 | 25 | 8000 | 0 | 285.03 | 285.01 | 0.01 | 0
2040 | PJM_ROM_2_PJM_E | PJM_ROM | PJM_E | Internal | Summer | B3 | 75 | 8000 | 0 | 285 | 284.99 | 0.01 | 0
2040 | PJM_ROM_2_PJM_E | PJM_ROM | PJM_E | Internal | Summer | B4 | 100 | 8000 | 0 | 182.88 | 182.87 | 0.01 | 0
2040 | PJM_ROM_2_PJM_E | PJM_ROM | PJM_E | Internal | Summer | B5 | 200 | 8000 | 734.96 | 179.31 | 179.32 | 0.01 | 0
2040 | PJM_ROM_2_PJM_E | PJM_ROM | PJM_E | Internal | Summer | B6 | 300 | 8000 | 117.62 | 174.72 | 174.73 | 0.01 | 0
2040 | PJM_ROM_2_PJM_E | PJM_ROM | PJM_E | Internal | Summer | B7 | 400 | 8000 | 2919.61 | 170.49 | 170.51 | 0.01 | 0
2040 | PJM_ROM_2_PJM_E | PJM_ROM | PJM_E | Internal | Summer | B8 | 500 | 8000 | 1900.9 | 154.31 | 154.33 | 0.01 | 0
2040 | PJM_ROM_2_PJM_E | PJM_ROM | PJM_E | Internal | Summer | B9 | 800 | 8000 | 73.42 | 150.48 | 150.49 | 0.01 | 0
2040 | PJM_ROM_2_PJM_E | PJM_ROM | PJM_E | Internal | Summer | B10 | 1262 | 8000 | 3812.37 | 100.26 | 100.27 | 0.01 | 0
2040 | PJM_ROM_2_PJM_E | PJM_ROM | PJM_E | Internal | Winter | B16 | 25 | 8000 | 3240.57 | 156.56 | 156.57 | 0.01 | 0
2040 | PJM_ROM_2_PJM_E | PJM_ROM | PJM_E | Internal | Winter | B17 | 100 | 8000 | 2316.4 | 155.3 | 155.32 | 0.01 | 0
2040 | PJM_ROM_2_PJM_E | PJM_ROM | PJM_E | Internal | Winter | B18 | 400 | 8000 | 3949.94 | 148.81 | 148.82 | 0.01 | 0
2040 | PJM_ROM_2_PJM_E | PJM_ROM | PJM_E | Internal | Winter | B19 | 700 | 8000 | 2866.48 | 148.81 | 148.82 | 0.01 | 0
2040 | PJM_ROM_2_PJM_E | PJM_ROM | PJM_E | Internal | Winter | B20 | 935 | 8000 | 1209.06 | 93.28 | 93.29 | 0.01 | 0
2040 | PJM_ROM_2_PJM_ROR | PJM_ROM | PJM_ROR | Internal | Shoulder | B11 | 25 | 8000 | 0 | 153.11 | 153.1 | 0.01 | 0
2040 | PJM_ROM_2_PJM_ROR | PJM_ROM | PJM_ROR | Internal | Shoulder | B12 | 200 | 8000 | 0 | 151.45 | 151.44 | 0.01 | 0
2040 | PJM_ROM_2_PJM_ROR | PJM_ROM | PJM_ROR | Internal | Shoulder | B13 | 600 | 8000 | 0 | 149 | 148.99 | 0.01 | 0
2040 | PJM_ROM_2_PJM_ROR | PJM_ROM | PJM_ROR | Internal | Shoulder | B14 | 900 | 8000 | 0 | 149 | 148.99 | 0.01 | 0
2040 | PJM_ROM_2_PJM_ROR | PJM_ROM | PJM_ROR | Internal | Shoulder | B15 | 1203 | 8000 | 0 | 90.49 | 90.48 | 0.01 | 0
2040 | PJM_ROM_2_PJM_ROR | PJM_ROM | PJM_ROR | Internal | Summer | B1 | 10 | 8000 | 0 | 285.03 | 285.01 | 0.01 | 0
2040 | PJM_ROM_2_PJM_ROR | PJM_ROM | PJM_ROR | Internal | Summer | B2 | 25 | 8000 | 0 | 285.03 | 285.01 | 0.01 | 0
2040 | PJM_ROM_2_PJM_ROR | PJM_ROM | PJM_ROR | Internal | Summer | B3 | 75 | 8000 | 2748.92 | 285 | 285.01 | 0.01 | 0
2040 | PJM_ROM_2_PJM_ROR | PJM_ROM | PJM_ROR | Internal | Summer | B4 | 100 | 8000 | 0 | 182.88 | 182.87 | 0.01 | 0
2040 | PJM_ROM_2_PJM_ROR | PJM_ROM | PJM_ROR | Internal | Summer | B5 | 200 | 8000 | 0 | 179.31 | 179.29 | 0.01 | 0
2040 | PJM_ROM_2_PJM_ROR | PJM_ROM | PJM_ROR | Internal | Summer | B6 | 300 | 8000 | 303.27 | 174.72 | 174.73 | 0.01 | 0
2040 | PJM_ROM_2_PJM_ROR | PJM_ROM | PJM_ROR | Internal | Summer | B7 | 400 | 8000 | 0 | 170.49 | 170.48 | 0.01 | 0
2040 | PJM_ROM_2_PJM_ROR | PJM_ROM | PJM_ROR | Internal | Summer | B8 | 500 | 8000 | 0 | 154.31 | 154.3 | 0.01 | 0
2040 | PJM_ROM_2_PJM_ROR | PJM_ROM | PJM_ROR | Internal | Summer | B9 | 800 | 8000 | 0 | 150.48 | 150.47 | 0.01 | 0
2040 | PJM_ROM_2_PJM_ROR | PJM_ROM | PJM_ROR | Internal | Summer | B10 | 1262 | 8000 | 0 | 100.26 | 88.2 | 0.01 | 0
2040 | PJM_ROM_2_PJM_ROR | PJM_ROM | PJM_ROR | Internal | Winter | B16 | 25 | 8000 | 0 | 156.56 | 156.55 | 0.01 | 0
2040 | PJM_ROM_2_PJM_ROR | PJM_ROM | PJM_ROR | Internal | Winter | B17 | 100 | 8000 | 0 | 155.3 | 155.29 | 0.01 | 0
2040 | PJM_ROM_2_PJM_ROR | PJM_ROM | PJM_ROR | Internal | Winter | B18 | 400 | 8000 | 0 | 148.81 | 148.8 | 0.01 | 0
2040 | PJM_ROM_2_PJM_ROR | PJM_ROM | PJM_ROR | Internal | Winter | B19 | 700 | 8000 | 0 | 148.81 | 148.8 | 0.01 | 0
2040 | PJM_ROM_2_PJM_ROR | PJM_ROM | PJM_ROR | Internal | Winter | B20 | 935 | 8000 | 0 | 93.28 | 93.27 | 0.01 | 0
2040 | SOCO_2_ENT | SOCO | ENT | Internal | Shoulder | B11 | 25 | 2400 | 0 | 166.81 | 161.91 | 10 | 0
2040 | SOCO_2_ENT | SOCO | ENT | Internal | Shoulder | B12 | 200 | 2400 | 0 | 151.44 | 156.63 | 10 | 0
2040 | SOCO_2_ENT | SOCO | ENT | Internal | Shoulder | B13 | 600 | 2400 | 0 | 148.99 | 153.48 | 10 | 0
2040 | SOCO_2_ENT | SOCO | ENT | Internal | Shoulder | B14 | 900 | 2400 | 0 | 148.99 | 140.99 | 10 | 0
2040 | SOCO_2_ENT | SOCO | ENT | Internal | Shoulder | B15 | 1203 | 2400 | 0 | 86.23 | 88.23 | 10 | 0
2040 | SOCO_2_ENT | SOCO | ENT | Internal | Summer | B1 | 10 | 2400 | 0 | 298.01 | 290.01 | 10 | 0
2040 | SOCO_2_ENT | SOCO | ENT | Internal | Summer | B2 | 25 | 2400 | 0 | 292.23 | 284.23 | 10 | 0
2040 | SOCO_2_ENT | SOCO | ENT | Internal | Summer | B3 | 75 | 2400 | 0 | 298.01 | 290.01 | 10 | 0
2040 | SOCO_2_ENT | SOCO | ENT | Internal | Summer | B4 | 100 | 2400 | 0 | 183.34 | 191.32 | 10 | 0
2040 | SOCO_2_ENT | SOCO | ENT | Internal | Summer | B5 | 200 | 2400 | 0 | 181.85 | 180.56 | 10 | 0
2040 | SOCO_2_ENT | SOCO | ENT | Internal | Summer | B6 | 300 | 2400 | 0 | 174.73 | 172.71 | 10 | 0
2040 | SOCO_2_ENT | SOCO | ENT | Internal | Summer | B7 | 400 | 2400 | 0 | 170.48 | 167.49 | 10 | 0
2040 | SOCO_2_ENT | SOCO | ENT | Internal | Summer | B8 | 500 | 2400 | 0 | 162.98 | 154.98 | 10 | 0
2040 | SOCO_2_ENT | SOCO | ENT | Internal | Summer | B9 | 800 | 2400 | 0 | 151.9 | 154.98 | 10 | 0
2040 | SOCO_2_ENT | SOCO | ENT | Internal | Summer | B10 | 1262 | 2400 | 1816.74 | 71.17 | 81.17 | 10 | 0
2040 | SOCO_2_ENT | SOCO | ENT | Internal | Winter | B16 | 25 | 2400 | 0 | 171.55 | 163.55 | 10 | 0
2040 | SOCO_2_ENT | SOCO | ENT | Internal | Winter | B17 | 100 | 2400 | 0 | 155.65 | 149.27 | 10 | 0
2040 | SOCO_2_ENT | SOCO | ENT | Internal | Winter | B18 | 400 | 2400 | 0 | 148.63 | 149.27 | 10 | 0
2040 | SOCO_2_ENT | SOCO | ENT | Internal | Winter | B19 | 700 | 2400 | 0 | 148.63 | 142.8 | 10 | 0
2040 | SOCO_2_ENT | SOCO | ENT | Internal | Winter | B20 | 935 | 2400 | 0 | 89.27 | 93.31 | 10 | 0
2040 | SOCO_2_FRCC | SOCO | FRCC | Internal | Shoulder | B11 | 25 | 3700 | 3700 | 166.81 | 189.95 | 10 | 13.14
2040 | SOCO_2_FRCC | SOCO | FRCC | Internal | Shoulder | B12 | 200 | 3700 | 3700 | 151.44 | 162.96 | 10 | 1.52
2040 | SOCO_2_FRCC | SOCO | FRCC | Internal | Shoulder | B13 | 600 | 3700 | 3700 | 148.99 | 162.96 | 10 | 3.97
2040 | SOCO_2_FRCC | SOCO | FRCC | Internal | Shoulder | B14 | 900 | 3700 | 3626.24 | 148.99 | 158.99 | 10 | 0
2040 | SOCO_2_FRCC | SOCO | FRCC | Internal | Shoulder | B15 | 1203 | 3700 | 0 | 86.23 | 73.5 | 10 | 0
2040 | SOCO_2_FRCC | SOCO | FRCC | Internal | Summer | B1 | 10 | 3700 | 0 | 298.01 | 299.8 | 10 | 0
2040 | SOCO_2_FRCC | SOCO | FRCC | Internal | Summer | B2 | 25 | 3700 | 0 | 292.23 | 299.8 | 10 | 0
2040 | SOCO_2_FRCC | SOCO | FRCC | Internal | Summer | B3 | 75 | 3700 | 0 | 298.01 | 294.26 | 10 | 0
2040 | SOCO_2_FRCC | SOCO | FRCC | Internal | Summer | B4 | 100 | 3700 | 0 | 183.34 | 188.71 | 10 | 0
2040 | SOCO_2_FRCC | SOCO | FRCC | Internal | Summer | B5 | 200 | 3700 | 0 | 181.85 | 188.71 | 10 | 0
2040 | SOCO_2_FRCC | SOCO | FRCC | Internal | Summer | B6 | 300 | 3700 | 2675.06 | 174.73 | 184.73 | 10 | 0
2040 | SOCO_2_FRCC | SOCO | FRCC | Internal | Summer | B7 | 400 | 3700 | 1228.13 | 170.48 | 180.48 | 10 | 0
2040 | SOCO_2_FRCC | SOCO | FRCC | Internal | Summer | B8 | 500 | 3700 | 0 | 162.98 | 161.9 | 10 | 0
2040 | SOCO_2_FRCC | SOCO | FRCC | Internal | Summer | B9 | 800 | 3700 | 2188.86 | 151.9 | 161.9 | 10 | 0
2040 | SOCO_2_FRCC | SOCO | FRCC | Internal | Summer | B10 | 1262 | 3700 | 0 | 71.17 | 45.22 | 10 | 0
2040 | SOCO_2_FRCC | SOCO | FRCC | Internal | Winter | B16 | 25 | 3700 | 2919.28 | 171.55 | 181.55 | 10 | 0
2040 | SOCO_2_FRCC | SOCO | FRCC | Internal | Winter | B17 | 100 | 3700 | 2345.65 | 155.65 | 165.65 | 10 | 0
2040 | SOCO_2_FRCC | SOCO | FRCC | Internal | Winter | B18 | 400 | 3700 | 3700 | 148.63 | 165.65 | 10 | 7.03
2040 | SOCO_2_FRCC | SOCO | FRCC | Internal | Winter | B19 | 700 | 3700 | 2748.76 | 148.63 | 158.63 | 10 | 0
2040 | SOCO_2_FRCC | SOCO | FRCC | Internal | Winter | B20 | 935 | 3700 | 0 | 89.27 | 77.07 | 10 | 0
2040 | SOCO_2_TVA_Transmission | SOCO | TVA_Transmission | Internal | Shoulder | B11 | 25 | 2600 | 0 | 166.81 | 158.66 | 10 | 0
2040 | SOCO_2_TVA_Transmission | SOCO | TVA_Transmission | Internal | Shoulder | B12 | 200 | 2600 | 0 | 151.44 | 150.82 | 10 | 0
2040 | SOCO_2_TVA_Transmission | SOCO | TVA_Transmission | Internal | Shoulder | B13 | 600 | 2600 | 0 | 148.99 | 148.99 | 10 | 0
2040 | SOCO_2_TVA_Transmission | SOCO | TVA_Transmission | Internal | Shoulder | B14 | 900 | 2600 | 0 | 148.99 | 148.99 | 10 | 0
2040 | SOCO_2_TVA_Transmission | SOCO | TVA_Transmission | Internal | Shoulder | B15 | 1203 | 2600 | 1887.51 | 86.23 | 96.23 | 10 | 0
2040 | SOCO_2_TVA_Transmission | SOCO | TVA_Transmission | Internal | Summer | B1 | 10 | 2600 | 0 | 298.01 | 291.01 | 10 | 0
2040 | SOCO_2_TVA_Transmission | SOCO | TVA_Transmission | Internal | Summer | B2 | 25 | 2600 | 0 | 292.23 | 291.01 | 10 | 0
2040 | SOCO_2_TVA_Transmission | SOCO | TVA_Transmission | Internal | Summer | B3 | 75 | 2600 | 0 | 298.01 | 291.01 | 10 | 0
2040 | SOCO_2_TVA_Transmission | SOCO | TVA_Transmission | Internal | Summer | B4 | 100 | 2600 | 0 | 183.34 | 182.32 | 10 | 0
2040 | SOCO_2_TVA_Transmission | SOCO | TVA_Transmission | Internal | Summer | B5 | 200 | 2600 | 0 | 181.85 | 176.19 | 10 | 0
2040 | SOCO_2_TVA_Transmission | SOCO | TVA_Transmission | Internal | Summer | B6 | 300 | 2600 | 0 | 174.73 | 170.67 | 10 | 0
2040 | SOCO_2_TVA_Transmission | SOCO | TVA_Transmission | Internal | Summer | B7 | 400 | 2600 | 0 | 170.48 | 163.39 | 10 | 0
2040 | SOCO_2_TVA_Transmission | SOCO | TVA_Transmission | Internal | Summer | B8 | 500 | 2600 | 0 | 162.98 | 158.05 | 10 | 0
2040 | SOCO_2_TVA_Transmission | SOCO | TVA_Transmission | Internal | Summer | B9 | 800 | 2600 | 0 | 151.9 | 156.47 | 10 | 0
2040 | SOCO_2_TVA_Transmission | SOCO | TVA_Transmission | Internal | Summer | B10 | 1262 | 2600 | 1266.04 | 71.17 | 81.17 | 10 | 0
2040 | SOCO_2_TVA_Transmission | SOCO | TVA_Transmission | Internal | Winter | B16 | 25 | 2600 | 0 | 171.55 | 162.55 | 10 | 0
2040 | SOCO_2_TVA_Transmission | SOCO | TVA_Transmission | Internal | Winter | B17 | 100 | 2600 | 0 | 155.65 | 154.6 | 10 | 0
2040 | SOCO_2_TVA_Transmission | SOCO | TVA_Transmission | Internal | Winter | B18 | 400 | 2600 | 0 | 148.63 | 148.63 | 10 | 0
2040 | SOCO_2_TVA_Transmission | SOCO | TVA_Transmission | Internal | Winter | B19 | 700 | 2600 | 0 | 148.63 | 148.63 | 10 | 0
2040 | SOCO_2_TVA_Transmission | SOCO | TVA_Transmission | Internal | Winter | B20 | 935 | 2600 | 1827.83 | 89.27 | 99.27 | 10 | 0
2040 | SOCO_2_VACAR | SOCO | VACAR | Internal | Shoulder | B11 | 25 | 2000 | 0 | 166.81 | 159.1 | 10 | 0
2040 | SOCO_2_VACAR | SOCO | VACAR | Internal | Shoulder | B12 | 200 | 2000 | 0 | 151.44 | 144.44 | 10 | 0
2040 | SOCO_2_VACAR | SOCO | VACAR | Internal | Shoulder | B13 | 600 | 2000 | 0 | 148.99 | 141.99 | 10 | 0
2040 | SOCO_2_VACAR | SOCO | VACAR | Internal | Shoulder | B14 | 900 | 2000 | 0 | 148.99 | 141.99 | 10 | 0
2040 | SOCO_2_VACAR | SOCO | VACAR | Internal | Shoulder | B15 | 1203 | 2000 | 0 | 86.23 | 89.23 | 10 | 0
2040 | SOCO_2_VACAR | SOCO | VACAR | Internal | Summer | B1 | 10 | 2000 | 0 | 298.01 | 291.98 | 10 | 0
2040 | SOCO_2_VACAR | SOCO | VACAR | Internal | Summer | B2 | 25 | 2000 | 0 | 292.23 | 291.98 | 10 | 0
2040 | SOCO_2_VACAR | SOCO | VACAR | Internal | Summer | B3 | 75 | 2000 | 0 | 298.01 | 291.01 | 10 | 0
2040 | SOCO_2_VACAR | SOCO | VACAR | Internal | Summer | B4 | 100 | 2000 | 0 | 183.34 | 176.34 | 10 | 0
2040 | SOCO_2_VACAR | SOCO | VACAR | Internal | Summer | B5 | 200 | 2000 | 0 | 181.85 | 174.85 | 10 | 0
2040 | SOCO_2_VACAR | SOCO | VACAR | Internal | Summer | B6 | 300 | 2000 | 0 | 174.73 | 167.73 | 10 | 0
2040 | SOCO_2_VACAR | SOCO | VACAR | Internal | Summer | B7 | 400 | 2000 | 0 | 170.48 | 163.48 | 10 | 0
2040 | SOCO_2_VACAR | SOCO | VACAR | Internal | Summer | B8 | 500 | 2000 | 0 | 162.98 | 156.96 | 10 | 0
2040 | SOCO_2_VACAR | SOCO | VACAR | Internal | Summer | B9 | 800 | 2000 | 0 | 151.9 | 144.9 | 10 | 0
2040 | SOCO_2_VACAR | SOCO | VACAR | Internal | Summer | B10 | 1262 | 2000 | 0 | 71.17 | 70.64 | 10 | 0
2040 | SOCO_2_VACAR | SOCO | VACAR | Internal | Winter | B16 | 25 | 2000 | 0 | 171.55 | 164.55 | 10 | 0
2040 | SOCO_2_VACAR | SOCO | VACAR | Internal | Winter | B17 | 100 | 2000 | 0 | 155.65 | 148.65 | 10 | 0
2040 | SOCO_2_VACAR | SOCO | VACAR | Internal | Winter | B18 | 400 | 2000 | 0 | 148.63 | 141.63 | 10 | 0
2040 | SOCO_2_VACAR | SOCO | VACAR | Internal | Winter | B19 | 700 | 2000 | 0 | 148.63 | 141.63 | 10 | 0
2040 | SOCO_2_VACAR | SOCO | VACAR | Internal | Winter | B20 | 935 | 2000 | 0 | 89.27 | 91.74 | 10 | 0
2040 | SPP_N_2_ENT | SPP_N | ENT | Internal | Shoulder | B11 | 25 | 1800 | 0 | 157.43 | 161.91 | 5 | 0
2040 | SPP_N_2_ENT | SPP_N | ENT | Internal | Shoulder | B12 | 200 | 1800 | 0 | 156.44 | 156.63 | 5 | 0
2040 | SPP_N_2_ENT | SPP_N | ENT | Internal | Shoulder | B13 | 600 | 1800 | 61.12 | 148.48 | 153.48 | 5 | 0
2040 | SPP_N_2_ENT | SPP_N | ENT | Internal | Shoulder | B14 | 900 | 1800 | 1800 | 103.15 | 140.99 | 5 | 32.84
2040 | SPP_N_2_ENT | SPP_N | ENT | Internal | Shoulder | B15 | 1203 | 1800 | 0 | 89.16 | 88.23 | 5 | 0
2040 | SPP_N_2_ENT | SPP_N | ENT | Internal | Summer | B1 | 10 | 1800 | 1800 | 279.23 | 290.01 | 5 | 5.78
2040 | SPP_N_2_ENT | SPP_N | ENT | Internal | Summer | B2 | 25 | 1800 | 1423.9 | 279.23 | 284.23 | 5 | 0
2040 | SPP_N_2_ENT | SPP_N | ENT | Internal | Summer | B3 | 75 | 1800 | 148.14 | 285.01 | 290.01 | 5 | 0
2040 | SPP_N_2_ENT | SPP_N | ENT | Internal | Summer | B4 | 100 | 1800 | 0 | 187.21 | 191.32 | 5 | 0
2040 | SPP_N_2_ENT | SPP_N | ENT | Internal | Summer | B5 | 200 | 1800 | 0 | 180.69 | 180.56 | 5 | 0
2040 | SPP_N_2_ENT | SPP_N | ENT | Internal | Summer | B6 | 300 | 1800 | 0 | 180.69 | 172.71 | 5 | 0
2040 | SPP_N_2_ENT | SPP_N | ENT | Internal | Summer | B7 | 400 | 1800 | 0 | 175.48 | 167.49 | 5 | 0
2040 | SPP_N_2_ENT | SPP_N | ENT | Internal | Summer | B8 | 500 | 1800 | 0 | 155.86 | 154.98 | 5 | 0
2040 | SPP_N_2_ENT | SPP_N | ENT | Internal | Summer | B9 | 800 | 1800 | 0 | 154.73 | 154.98 | 5 | 0
2040 | SPP_N_2_ENT | SPP_N | ENT | Internal | Summer | B10 | 1262 | 1800 | 0 | 89.16 | 81.17 | 5 | 0
2040 | SPP_N_2_ENT | SPP_N | ENT | Internal | Winter | B16 | 25 | 1800 | 1800 | 137.79 | 163.55 | 5 | 20.76
2040 | SPP_N_2_ENT | SPP_N | ENT | Internal | Winter | B17 | 100 | 1800 | 1800 | 104.44 | 149.27 | 5 | 39.83
2040 | SPP_N_2_ENT | SPP_N | ENT | Internal | Winter | B18 | 400 | 1800 | 1433.21 | 144.27 | 149.27 | 5 | 0
2040 | SPP_N_2_ENT | SPP_N | ENT | Internal | Winter | B19 | 700 | 1800 | 1800 | 137.79 | 142.8 | 5 | 0.01
2040 | SPP_N_2_ENT | SPP_N | ENT | Internal | Winter | B20 | 935 | 1800 | 0 | 89.16 | 93.31 | 5 | 0
2040 | SPP_N_2_MISO_MO-IL | SPP_N | MISO_MO-IL | Internal | Shoulder | B11 | 25 | 2000 | 0 | 157.43 | 153.91 | 5 | 0
2040 | SPP_N_2_MISO_MO-IL | SPP_N | MISO_MO-IL | Internal | Shoulder | B12 | 200 | 2000 | 0 | 156.44 | 153.9 | 5 | 0
2040 | SPP_N_2_MISO_MO-IL | SPP_N | MISO_MO-IL | Internal | Shoulder | B13 | 600 | 2000 | 1276.42 | 148.48 | 153.48 | 5 | 0
2040 | SPP_N_2_MISO_MO-IL | SPP_N | MISO_MO-IL | Internal | Shoulder | B14 | 900 | 2000 | 2000 | 103.15 | 148.99 | 5 | 40.84
2040 | SPP_N_2_MISO_MO-IL | SPP_N | MISO_MO-IL | Internal | Shoulder | B15 | 1203 | 2000 | 1461.36 | 89.16 | 94.16 | 5 | 0
2040 | SPP_N_2_MISO_MO-IL | SPP_N | MISO_MO-IL | Internal | Summer | B1 | 10 | 2000 | 1672.08 | 279.23 | 284.23 | 5 | 0
2040 | SPP_N_2_MISO_MO-IL | SPP_N | MISO_MO-IL | Internal | Summer | B2 | 25 | 2000 | 398.07 | 279.23 | 284.23 | 5 | 0
2040 | SPP_N_2_MISO_MO-IL | SPP_N | MISO_MO-IL | Internal | Summer | B3 | 75 | 2000 | 0 | 285.01 | 284.23 | 5 | 0
2040 | SPP_N_2_MISO_MO-IL | SPP_N | MISO_MO-IL | Internal | Summer | B4 | 100 | 2000 | 0 | 187.21 | 184.87 | 5 | 0
2040 | SPP_N_2_MISO_MO-IL | SPP_N | MISO_MO-IL | Internal | Summer | B5 | 200 | 2000 | 0 | 180.69 | 181.29 | 5 | 0
2040 | SPP_N_2_MISO_MO-IL | SPP_N | MISO_MO-IL | Internal | Summer | B6 | 300 | 2000 | 0 | 180.69 | 176.74 | 5 | 0
2040 | SPP_N_2_MISO_MO-IL | SPP_N | MISO_MO-IL | Internal | Summer | B7 | 400 | 2000 | 0 | 175.48 | 168.49 | 5 | 0
2040 | SPP_N_2_MISO_MO-IL | SPP_N | MISO_MO-IL | Internal | Summer | B8 | 500 | 2000 | 0 | 155.86 | 152.3 | 5 | 0
2040 | SPP_N_2_MISO_MO-IL | SPP_N | MISO_MO-IL | Internal | Summer | B9 | 800 | 2000 | 0 | 154.73 | 152.3 | 5 | 0
2040 | SPP_N_2_MISO_MO-IL | SPP_N | MISO_MO-IL | Internal | Summer | B10 | 1262 | 2000 | 0 | 89.16 | 90.17 | 5 | 0
2040 | SPP_N_2_MISO_MO-IL | SPP_N | MISO_MO-IL | Internal | Winter | B16 | 25 | 2000 | 2000 | 137.79 | 157.29 | 5 | 14.5
2040 | SPP_N_2_MISO_MO-IL | SPP_N | MISO_MO-IL | Internal | Winter | B17 | 100 | 2000 | 2000 | 104.44 | 157.27 | 5 | 47.83
2040 | SPP_N_2_MISO_MO-IL | SPP_N | MISO_MO-IL | Internal | Winter | B18 | 400 | 2000 | 2000 | 144.27 | 153.71 | 5 | 4.45
2040 | SPP_N_2_MISO_MO-IL | SPP_N | MISO_MO-IL | Internal | Winter | B19 | 700 | 2000 | 2000 | 137.79 | 150.8 | 5 | 8.01
2040 | SPP_N_2_MISO_MO-IL | SPP_N | MISO_MO-IL | Internal | Winter | B20 | 935 | 2000 | 2000 | 89.16 | 96.87 | 5 | 2.71
2040 | SPP_N_2_MISO_W | SPP_N | MISO_W | Internal | Shoulder | B11 | 25 | 750 | 0 | 157.43 | 153.9 | 5 | 0
2040 | SPP_N_2_MISO_W | SPP_N | MISO_W | Internal | Shoulder | B12 | 200 | 750 | 0 | 156.44 | 149.44 | 5 | 0
2040 | SPP_N_2_MISO_W | SPP_N | MISO_W | Internal | Shoulder | B13 | 600 | 750 | 0 | 148.48 | 141.48 | 5 | 0
2040 | SPP_N_2_MISO_W | SPP_N | MISO_W | Internal | Shoulder | B14 | 900 | 750 | 0 | 103.15 | 96.15 | 5 | 0
2040 | SPP_N_2_MISO_W | SPP_N | MISO_W | Internal | Shoulder | B15 | 1203 | 750 | 0 | 89.16 | 82.16 | 5 | 0
2040 | SPP_N_2_MISO_W | SPP_N | MISO_W | Internal | Summer | B1 | 10 | 750 | 591.87 | 279.23 | 284.23 | 5 | 0
2040 | SPP_N_2_MISO_W | SPP_N | MISO_W | Internal | Summer | B2 | 25 | 750 | 0 | 279.23 | 284.22 | 5 | 0
2040 | SPP_N_2_MISO_W | SPP_N | MISO_W | Internal | Summer | B3 | 75 | 750 | 0 | 285.01 | 284.22 | 5 | 0
2040 | SPP_N_2_MISO_W | SPP_N | MISO_W | Internal | Summer | B4 | 100 | 750 | 0 | 187.21 | 184.86 | 5 | 0
2040 | SPP_N_2_MISO_W | SPP_N | MISO_W | Internal | Summer | B5 | 200 | 750 | 0 | 180.69 | 181.28 | 5 | 0
2040 | SPP_N_2_MISO_W | SPP_N | MISO_W | Internal | Summer | B6 | 300 | 750 | 0 | 180.69 | 176.73 | 5 | 0
2040 | SPP_N_2_MISO_W | SPP_N | MISO_W | Internal | Summer | B7 | 400 | 750 | 0 | 175.48 | 168.48 | 5 | 0
2040 | SPP_N_2_MISO_W | SPP_N | MISO_W | Internal | Summer | B8 | 500 | 750 | 0 | 155.86 | 152.29 | 5 | 0
2040 | SPP_N_2_MISO_W | SPP_N | MISO_W | Internal | Summer | B9 | 800 | 750 | 0 | 154.73 | 152.28 | 5 | 0
2040 | SPP_N_2_MISO_W | SPP_N | MISO_W | Internal | Summer | B10 | 1262 | 750 | 0 | 89.16 | 82.16 | 5 | 0
2040 | SPP_N_2_MISO_W | SPP_N | MISO_W | Internal | Winter | B16 | 25 | 750 | 0 | 137.79 | 89.16 | 5 | 0
2040 | SPP_N_2_MISO_W | SPP_N | MISO_W | Internal | Winter | B17 | 100 | 750 | 0 | 104.44 | 97.44 | 5 | 0
2040 | SPP_N_2_MISO_W | SPP_N | MISO_W | Internal | Winter | B18 | 400 | 750 | 0 | 144.27 | 137.27 | 5 | 0
2040 | SPP_N_2_MISO_W | SPP_N | MISO_W | Internal | Winter | B19 | 700 | 750 | 0 | 137.79 | 130.79 | 5 | 0
2040 | SPP_N_2_MISO_W | SPP_N | MISO_W | Internal | Winter | B20 | 935 | 750 | 0 | 89.16 | 89.16 | 5 | 0
2040 | SPP_N_2_NE | SPP_N | NE | Internal | Shoulder | B11 | 25 | 332 | 0 | 157.43 | 157.41 | 0.01 | 0
2040 | SPP_N_2_NE | SPP_N | NE | Internal | Shoulder | B12 | 200 | 332 | 0 | 156.44 | 156.43 | 0.01 | 0
2040 | SPP_N_2_NE | SPP_N | NE | Internal | Shoulder | B13 | 600 | 332 | 0 | 148.48 | 148.46 | 0.01 | 0
2040 | SPP_N_2_NE | SPP_N | NE | Internal | Shoulder | B14 | 900 | 332 | 0 | 103.15 | 103.14 | 0.01 | 0
2040 | SPP_N_2_NE | SPP_N | NE | Internal | Shoulder | B15 | 1203 | 332 | 0 | 89.16 | 89.16 | 0.01 | 0
2040 | SPP_N_2_NE | SPP_N | NE | Internal | Summer | B1 | 10 | 332 | 332 | 279.23 | 284.23 | 0.01 | 4.99
2040 | SPP_N_2_NE | SPP_N | NE | Internal | Summer | B2 | 25 | 332 | 332 | 279.23 | 284.22 | 0.01 | 4.98
2040 | SPP_N_2_NE | SPP_N | NE | Internal | Summer | B3 | 75 | 332 | 8.09 | 285.01 | 285.03 | 0.01 | 0
2040 | SPP_N_2_NE | SPP_N | NE | Internal | Summer | B4 | 100 | 332 | 332 | 187.21 | 191.86 | 0.01 | 4.63
2040 | SPP_N_2_NE | SPP_N | NE | Internal | Summer | B5 | 200 | 332 | 332 | 180.69 | 181.28 | 0.01 | 0.58
2040 | SPP_N_2_NE | SPP_N | NE | Internal | Summer | B6 | 300 | 332 | 102.81 | 180.69 | 180.71 | 0.01 | 0
2040 | SPP_N_2_NE | SPP_N | NE | Internal | Summer | B7 | 400 | 332 | 0 | 175.48 | 175.47 | 0.01 | 0
2040 | SPP_N_2_NE | SPP_N | NE | Internal | Summer | B8 | 500 | 332 | 0 | 155.86 | 155.85 | 0.01 | 0
2040 | SPP_N_2_NE | SPP_N | NE | Internal | Summer | B9 | 800 | 332 | 0 | 154.73 | 154.72 | 0.01 | 0
2040 | SPP_N_2_NE | SPP_N | NE | Internal | Summer | B10 | 1262 | 332 | 0 | 89.16 | 89.16 | 0.01 | 0
2040 | SPP_N_2_NE | SPP_N | NE | Internal | Winter | B16 | 25 | 332 | 0 | 137.79 | 96.16 | 0.01 | 0
2040 | SPP_N_2_NE | SPP_N | NE | Internal | Winter | B17 | 100 | 332 | 0 | 104.44 | 104.43 | 0.01 | 0
2040 | SPP_N_2_NE | SPP_N | NE | Internal | Winter | B18 | 400 | 332 | 0 | 144.27 | 144.26 | 0.01 | 0
2040 | SPP_N_2_NE | SPP_N | NE | Internal | Winter | B19 | 700 | 332 | 0 | 137.79 | 137.78 | 0.01 | 0
2040 | SPP_N_2_NE | SPP_N | NE | Internal | Winter | B20 | 935 | 332 | 0 | 89.16 | 89.16 | 0.01 | 0
2040 | SPP_N_2_SPP_S | SPP_N | SPP_S | Internal | Shoulder | B11 | 25 | 4000 | 3058.3 | 157.43 | 157.44 | 0.01 | 0
2040 | SPP_N_2_SPP_S | SPP_N | SPP_S | Internal | Shoulder | B12 | 200 | 4000 | 3302.19 | 156.44 | 156.45 | 0.01 | 0
2040 | SPP_N_2_SPP_S | SPP_N | SPP_S | Internal | Shoulder | B13 | 600 | 4000 | 3089.52 | 148.48 | 148.49 | 0.01 | 0
2040 | SPP_N_2_SPP_S | SPP_N | SPP_S | Internal | Shoulder | B14 | 900 | 4000 | 2062.27 | 103.15 | 103.16 | 0.01 | 0
2040 | SPP_N_2_SPP_S | SPP_N | SPP_S | Internal | Shoulder | B15 | 1203 | 4000 | 0 | 89.16 | 89.16 | 0.01 | 0
2040 | SPP_N_2_SPP_S | SPP_N | SPP_S | Internal | Summer | B1 | 10 | 4000 | 0 | 279.23 | 180.71 | 0.01 | 0
2040 | SPP_N_2_SPP_S | SPP_N | SPP_S | Internal | Summer | B2 | 25 | 4000 | 0 | 279.23 | 226.03 | 0.01 | 0
2040 | SPP_N_2_SPP_S | SPP_N | SPP_S | Internal | Summer | B3 | 75 | 4000 | 358.92 | 285.01 | 285.03 | 0.01 | 0
2040 | SPP_N_2_SPP_S | SPP_N | SPP_S | Internal | Summer | B4 | 100 | 4000 | 552.57 | 187.21 | 187.22 | 0.01 | 0
2040 | SPP_N_2_SPP_S | SPP_N | SPP_S | Internal | Summer | B5 | 200 | 4000 | 34.86 | 180.69 | 180.71 | 0.01 | 0
2040 | SPP_N_2_SPP_S | SPP_N | SPP_S | Internal | Summer | B6 | 300 | 4000 | 1061.16 | 180.69 | 180.71 | 0.01 | 0
2040 | SPP_N_2_SPP_S | SPP_N | SPP_S | Internal | Summer | B7 | 400 | 4000 | 3696.13 | 175.48 | 175.49 | 0.01 | 0
2040 | SPP_N_2_SPP_S | SPP_N | SPP_S | Internal | Summer | B8 | 500 | 4000 | 3132.17 | 155.86 | 155.87 | 0.01 | 0
2040 | SPP_N_2_SPP_S | SPP_N | SPP_S | Internal | Summer | B9 | 800 | 4000 | 2293.4 | 154.73 | 154.74 | 0.01 | 0
2040 | SPP_N_2_SPP_S | SPP_N | SPP_S | Internal | Summer | B10 | 1262 | 4000 | 2510.23 | 89.16 | 89.17 | 0.01 | 0
2040 | SPP_N_2_SPP_S | SPP_N | SPP_S | Internal | Winter | B16 | 25 | 4000 | 4000 | 137.79 | 158.55 | 0.01 | 20.75
2040 | SPP_N_2_SPP_S | SPP_N | SPP_S | Internal | Winter | B17 | 100 | 4000 | 4000 | 104.44 | 137.8 | 0.01 | 33.35
2040 | SPP_N_2_SPP_S | SPP_N | SPP_S | Internal | Winter | B18 | 400 | 4000 | 3098.41 | 144.27 | 144.28 | 0.01 | 0
2040 | SPP_N_2_SPP_S | SPP_N | SPP_S | Internal | Winter | B19 | 700 | 4000 | 2869.56 | 137.79 | 137.8 | 0.01 | 0
2040 | SPP_N_2_SPP_S | SPP_N | SPP_S | Internal | Winter | B20 | 935 | 4000 | 868.04 | 89.16 | 89.17 | 0.01 | 0
2040 | SPP_S_2_ENT | SPP_S | ENT | Internal | Shoulder | B11 | 25 | 850 | 0 | 157.44 | 161.91 | 5 | 0
2040 | SPP_S_2_ENT | SPP_S | ENT | Internal | Shoulder | B12 | 200 | 850 | 0 | 156.45 | 156.63 | 5 | 0
2040 | SPP_S_2_ENT | SPP_S | ENT | Internal | Shoulder | B13 | 600 | 850 | 0 | 148.49 | 153.48 | 5 | 0
2040 | SPP_S_2_ENT | SPP_S | ENT | Internal | Shoulder | B14 | 900 | 850 | 850 | 103.16 | 140.99 | 5 | 32.83
2040 | SPP_S_2_ENT | SPP_S | ENT | Internal | Shoulder | B15 | 1203 | 850 | 0 | 89.16 | 88.23 | 5 | 0
2040 | SPP_S_2_ENT | SPP_S | ENT | Internal | Summer | B1 | 10 | 850 | 850 | 180.71 | 290.01 | 5 | 104.31
2040 | SPP_S_2_ENT | SPP_S | ENT | Internal | Summer | B2 | 25 | 850 | 850 | 226.03 | 284.23 | 5 | 53.2
2040 | SPP_S_2_ENT | SPP_S | ENT | Internal | Summer | B3 | 75 | 850 | 0 | 285.03 | 290.01 | 5 | 0
2040 | SPP_S_2_ENT | SPP_S | ENT | Internal | Summer | B4 | 100 | 850 | 0 | 187.22 | 191.32 | 5 | 0
2040 | SPP_S_2_ENT | SPP_S | ENT | Internal | Summer | B5 | 200 | 850 | 0 | 180.71 | 180.56 | 5 | 0
2040 | SPP_S_2_ENT | SPP_S | ENT | Internal | Summer | B6 | 300 | 850 | 0 | 180.71 | 172.71 | 5 | 0
2040 | SPP_S_2_ENT | SPP_S | ENT | Internal | Summer | B7 | 400 | 850 | 0 | 175.49 | 167.49 | 5 | 0
2040 | SPP_S_2_ENT | SPP_S | ENT | Internal | Summer | B8 | 500 | 850 | 0 | 155.87 | 154.98 | 5 | 0
2040 | SPP_S_2_ENT | SPP_S | ENT | Internal | Summer | B9 | 800 | 850 | 0 | 154.74 | 154.98 | 5 | 0
2040 | SPP_S_2_ENT | SPP_S | ENT | Internal | Summer | B10 | 1262 | 850 | 0 | 89.17 | 81.17 | 5 | 0
2040 | SPP_S_2_ENT | SPP_S | ENT | Internal | Winter | B16 | 25 | 850 | 146.52 | 158.55 | 163.55 | 5 | 0
2040 | SPP_S_2_ENT | SPP_S | ENT | Internal | Winter | B17 | 100 | 850 | 850 | 137.8 | 149.27 | 5 | 6.47
2040 | SPP_S_2_ENT | SPP_S | ENT | Internal | Winter | B18 | 400 | 850 | 0 | 144.28 | 149.27 | 5 | 0
2040 | SPP_S_2_ENT | SPP_S | ENT | Internal | Winter | B19 | 700 | 850 | 404.38 | 137.8 | 142.8 | 5 | 0
2040 | SPP_S_2_ENT | SPP_S | ENT | Internal | Winter | B20 | 935 | 850 | 0 | 89.17 | 93.31 | 5 | 0
2040 | SPP_S_2_SPP_N | SPP_S | SPP_N | Internal | Shoulder | B11 | 25 | 640 | 0 | 157.44 | 157.43 | 0.01 | 0
2040 | SPP_S_2_SPP_N | SPP_S | SPP_N | Internal | Shoulder | B12 | 200 | 640 | 0 | 156.45 | 156.44 | 0.01 | 0
2040 | SPP_S_2_SPP_N | SPP_S | SPP_N | Internal | Shoulder | B13 | 600 | 640 | 0 | 148.49 | 148.48 | 0.01 | 0
2040 | SPP_S_2_SPP_N | SPP_S | SPP_N | Internal | Shoulder | B14 | 900 | 640 | 0 | 103.16 | 103.15 | 0.01 | 0
2040 | SPP_S_2_SPP_N | SPP_S | SPP_N | Internal | Shoulder | B15 | 1203 | 640 | 0 | 89.16 | 89.16 | 0.01 | 0
2040 | SPP_S_2_SPP_N | SPP_S | SPP_N | Internal | Summer | B1 | 10 | 640 | 640 | 180.71 | 279.23 | 0.01 | 98.51
2040 | SPP_S_2_SPP_N | SPP_S | SPP_N | Internal | Summer | B2 | 25 | 640 | 640 | 226.03 | 279.23 | 0.01 | 53.19
2040 | SPP_S_2_SPP_N | SPP_S | SPP_N | Internal | Summer | B3 | 75 | 640 | 0 | 285.03 | 285.01 | 0.01 | 0
2040 | SPP_S_2_SPP_N | SPP_S | SPP_N | Internal | Summer | B4 | 100 | 640 | 0 | 187.22 | 187.21 | 0.01 | 0
2040 | SPP_S_2_SPP_N | SPP_S | SPP_N | Internal | Summer | B5 | 200 | 640 | 0 | 180.71 | 180.69 | 0.01 | 0
2040 | SPP_S_2_SPP_N | SPP_S | SPP_N | Internal | Summer | B6 | 300 | 640 | 0 | 180.71 | 180.69 | 0.01 | 0
2040 | SPP_S_2_SPP_N | SPP_S | SPP_N | Internal | Summer | B7 | 400 | 640 | 0 | 175.49 | 175.48 | 0.01 | 0
2040 | SPP_S_2_SPP_N | SPP_S | SPP_N | Internal | Summer | B8 | 500 | 640 | 0 | 155.87 | 155.86 | 0.01 | 0
2040 | SPP_S_2_SPP_N | SPP_S | SPP_N | Internal | Summer | B9 | 800 | 640 | 0 | 154.74 | 154.73 | 0.01 | 0
2040 | SPP_S_2_SPP_N | SPP_S | SPP_N | Internal | Summer | B10 | 1262 | 640 | 0 | 89.17 | 89.16 | 0.01 | 0
2040 | SPP_S_2_SPP_N | SPP_S | SPP_N | Internal | Winter | B16 | 25 | 640 | 0 | 158.55 | 137.79 | 0.01 | 0
2040 | SPP_S_2_SPP_N | SPP_S | SPP_N | Internal | Winter | B17 | 100 | 640 | 0 | 137.8 | 104.44 | 0.01 | 0
2040 | SPP_S_2_SPP_N | SPP_S | SPP_N | Internal | Winter | B18 | 400 | 640 | 0 | 144.28 | 144.27 | 0.01 | 0
2040 | SPP_S_2_SPP_N | SPP_S | SPP_N | Internal | Winter | B19 | 700 | 640 | 0 | 137.8 | 137.79 | 0.01 | 0
2040 | SPP_S_2_SPP_N | SPP_S | SPP_N | Internal | Winter | B20 | 935 | 640 | 0 | 89.17 | 89.16 | 0.01 | 0
2040 | TVA_2_ENT | TVA | ENT | Internal | Shoulder | B11 | 25 | 500 | 0 | 157.81 | 161.91 | 9 | 0
2040 | TVA_2_ENT | TVA | ENT | Internal | Shoulder | B12 | 200 | 500 | 0 | 149 | 156.63 | 9 | 0
2040 | TVA_2_ENT | TVA | ENT | Internal | Shoulder | B13 | 600 | 500 | 0 | 149 | 153.48 | 9 | 0
2040 | TVA_2_ENT | TVA | ENT | Internal | Shoulder | B14 | 900 | 500 | 0 | 149 | 140.99 | 9 | 0
2040 | TVA_2_ENT | TVA | ENT | Internal | Shoulder | B15 | 1203 | 500 | 0 | 96.24 | 88.23 | 9 | 0
2040 | TVA_2_ENT | TVA | ENT | Internal | Summer | B1 | 10 | 500 | 0 | 291.03 | 290.01 | 9 | 0
2040 | TVA_2_ENT | TVA | ENT | Internal | Summer | B2 | 25 | 500 | 0 | 291.03 | 284.23 | 9 | 0
2040 | TVA_2_ENT | TVA | ENT | Internal | Summer | B3 | 75 | 500 | 0 | 291.03 | 290.01 | 9 | 0
2040 | TVA_2_ENT | TVA | ENT | Internal | Summer | B4 | 100 | 500 | 0 | 182.33 | 191.32 | 9 | 0
2040 | TVA_2_ENT | TVA | ENT | Internal | Summer | B5 | 200 | 500 | 0 | 172.85 | 180.56 | 9 | 0
2040 | TVA_2_ENT | TVA | ENT | Internal | Summer | B6 | 300 | 500 | 500 | 156.48 | 172.71 | 9 | 7.23
2040 | TVA_2_ENT | TVA | ENT | Internal | Summer | B7 | 400 | 500 | 500 | 156.48 | 167.49 | 9 | 2.01
2040 | TVA_2_ENT | TVA | ENT | Internal | Summer | B8 | 500 | 500 | 0 | 156.48 | 154.98 | 9 | 0
2040 | TVA_2_ENT | TVA | ENT | Internal | Summer | B9 | 800 | 500 | 0 | 156.48 | 154.98 | 9 | 0
2040 | TVA_2_ENT | TVA | ENT | Internal | Summer | B10 | 1262 | 500 | 0 | 81.18 | 81.17 | 9 | 0
2040 | TVA_2_ENT | TVA | ENT | Internal | Winter | B16 | 25 | 500 | 0 | 160.79 | 163.55 | 9 | 0
2040 | TVA_2_ENT | TVA | ENT | Internal | Winter | B17 | 100 | 500 | 0 | 152.53 | 149.27 | 9 | 0
2040 | TVA_2_ENT | TVA | ENT | Internal | Winter | B18 | 400 | 500 | 0 | 148.25 | 149.27 | 9 | 0
2040 | TVA_2_ENT | TVA | ENT | Internal | Winter | B19 | 700 | 500 | 0 | 148.25 | 142.8 | 9 | 0
2040 | TVA_2_ENT | TVA | ENT | Internal | Winter | B20 | 935 | 500 | 0 | 99.28 | 93.31 | 9 | 0
2040 | TVA_2_MISO_MO-IL | TVA | MISO_MO-IL | Internal | Shoulder | B11 | 25 | 50 | 0 | 157.81 | 153.91 | 9 | 0
2040 | TVA_2_MISO_MO-IL | TVA | MISO_MO-IL | Internal | Shoulder | B12 | 200 | 50 | 0 | 149 | 153.9 | 9 | 0
2040 | TVA_2_MISO_MO-IL | TVA | MISO_MO-IL | Internal | Shoulder | B13 | 600 | 50 | 0 | 149 | 153.48 | 9 | 0
2040 | TVA_2_MISO_MO-IL | TVA | MISO_MO-IL | Internal | Shoulder | B14 | 900 | 50 | 0 | 149 | 148.99 | 9 | 0
2040 | TVA_2_MISO_MO-IL | TVA | MISO_MO-IL | Internal | Shoulder | B15 | 1203 | 50 | 0 | 96.24 | 94.16 | 9 | 0
2040 | TVA_2_MISO_MO-IL | TVA | MISO_MO-IL | Internal | Summer | B1 | 10 | 50 | 0 | 291.03 | 284.23 | 9 | 0
2040 | TVA_2_MISO_MO-IL | TVA | MISO_MO-IL | Internal | Summer | B2 | 25 | 50 | 0 | 291.03 | 284.23 | 9 | 0
2040 | TVA_2_MISO_MO-IL | TVA | MISO_MO-IL | Internal | Summer | B3 | 75 | 50 | 0 | 291.03 | 284.23 | 9 | 0
2040 | TVA_2_MISO_MO-IL | TVA | MISO_MO-IL | Internal | Summer | B4 | 100 | 50 | 0 | 182.33 | 184.87 | 9 | 0
2040 | TVA_2_MISO_MO-IL | TVA | MISO_MO-IL | Internal | Summer | B5 | 200 | 50 | 0 | 172.85 | 181.29 | 9 | 0
2040 | TVA_2_MISO_MO-IL | TVA | MISO_MO-IL | Internal | Summer | B6 | 300 | 50 | 50 | 156.48 | 176.74 | 9 | 11.26
2040 | TVA_2_MISO_MO-IL | TVA | MISO_MO-IL | Internal | Summer | B7 | 400 | 50 | 50 | 156.48 | 168.49 | 9 | 3.01
2040 | TVA_2_MISO_MO-IL | TVA | MISO_MO-IL | Internal | Summer | B8 | 500 | 50 | 0 | 156.48 | 152.3 | 9 | 0
2040 | TVA_2_MISO_MO-IL | TVA | MISO_MO-IL | Internal | Summer | B9 | 800 | 50 | 0 | 156.48 | 152.3 | 9 | 0
2040 | TVA_2_MISO_MO-IL | TVA | MISO_MO-IL | Internal | Summer | B10 | 1262 | 50 | 0 | 81.18 | 90.17 | 9 | 0
2040 | TVA_2_MISO_MO-IL | TVA | MISO_MO-IL | Internal | Winter | B16 | 25 | 50 | 0 | 160.79 | 157.29 | 9 | 0
2040 | TVA_2_MISO_MO-IL | TVA | MISO_MO-IL | Internal | Winter | B17 | 100 | 50 | 0 | 152.53 | 157.27 | 9 | 0
2040 | TVA_2_MISO_MO-IL | TVA | MISO_MO-IL | Internal | Winter | B18 | 400 | 50 | 0 | 148.25 | 153.71 | 9 | 0
2040 | TVA_2_MISO_MO-IL | TVA | MISO_MO-IL | Internal | Winter | B19 | 700 | 50 | 0 | 148.25 | 150.8 | 9 | 0
2040 | TVA_2_MISO_MO-IL | TVA | MISO_MO-IL | Internal | Winter | B20 | 935 | 50 | 0 | 99.28 | 96.87 | 9 | 0
2040 | TVA_2_NonRTO_Midwest | TVA | NonRTO_Midwest | Internal | Shoulder | B11 | 25 | 100 | 0 | 157.81 | 161.88 | 9 | 0
2040 | TVA_2_NonRTO_Midwest | TVA | NonRTO_Midwest | Internal | Shoulder | B12 | 200 | 100 | 0 | 149 | 157.66 | 9 | 0
2040 | TVA_2_NonRTO_Midwest | TVA | NonRTO_Midwest | Internal | Shoulder | B13 | 600 | 100 | 0 | 149 | 157.66 | 9 | 0
2040 | TVA_2_NonRTO_Midwest | TVA | NonRTO_Midwest | Internal | Shoulder | B14 | 900 | 100 | 0 | 149 | 157.66 | 9 | 0
2040 | TVA_2_NonRTO_Midwest | TVA | NonRTO_Midwest | Internal | Shoulder | B15 | 1203 | 100 | 0 | 96.24 | 88.23 | 9 | 0
2040 | TVA_2_NonRTO_Midwest | TVA | NonRTO_Midwest | Internal | Summer | B1 | 10 | 100 | 0 | 291.03 | 292.22 | 9 | 0
2040 | TVA_2_NonRTO_Midwest | TVA | NonRTO_Midwest | Internal | Summer | B2 | 25 | 100 | 0 | 291.03 | 292.22 | 9 | 0
2040 | TVA_2_NonRTO_Midwest | TVA | NonRTO_Midwest | Internal | Summer | B3 | 75 | 100 | 0 | 291.03 | 283.01 | 9 | 0
2040 | TVA_2_NonRTO_Midwest | TVA | NonRTO_Midwest | Internal | Summer | B4 | 100 | 100 | 0 | 182.33 | 174.32 | 9 | 0
2040 | TVA_2_NonRTO_Midwest | TVA | NonRTO_Midwest | Internal | Summer | B5 | 200 | 100 | 0 | 172.85 | 169.28 | 9 | 0
2040 | TVA_2_NonRTO_Midwest | TVA | NonRTO_Midwest | Internal | Summer | B6 | 300 | 100 | 0 | 156.48 | 164.72 | 9 | 0
2040 | TVA_2_NonRTO_Midwest | TVA | NonRTO_Midwest | Internal | Summer | B7 | 400 | 100 | 0 | 156.48 | 156.1 | 9 | 0
2040 | TVA_2_NonRTO_Midwest | TVA | NonRTO_Midwest | Internal | Summer | B8 | 500 | 100 | 0 | 156.48 | 156.1 | 9 | 0
2040 | TVA_2_NonRTO_Midwest | TVA | NonRTO_Midwest | Internal | Summer | B9 | 800 | 100 | 0 | 156.48 | 150.84 | 9 | 0
2040 | TVA_2_NonRTO_Midwest | TVA | NonRTO_Midwest | Internal | Summer | B10 | 1262 | 100 | 0 | 81.18 | 82.18 | 9 | 0
2040 | TVA_2_NonRTO_Midwest | TVA | NonRTO_Midwest | Internal | Winter | B16 | 25 | 100 | 0 | 160.79 | 165.28 | 9 | 0
2040 | TVA_2_NonRTO_Midwest | TVA | NonRTO_Midwest | Internal | Winter | B17 | 100 | 100 | 35.92 | 152.53 | 161.53 | 9 | 0
2040 | TVA_2_NonRTO_Midwest | TVA | NonRTO_Midwest | Internal | Winter | B18 | 400 | 100 | 100 | 148.25 | 157.63 | 9 | 0.37
2040 | TVA_2_NonRTO_Midwest | TVA | NonRTO_Midwest | Internal | Winter | B19 | 700 | 100 | 100 | 148.25 | 157.63 | 9 | 0.37
2040 | TVA_2_NonRTO_Midwest | TVA | NonRTO_Midwest | Internal | Winter | B20 | 935 | 100 | 0 | 99.28 | 91.27 | 9 | 0
2040 | TVA_2_PJM_ROR | TVA | PJM_ROR | Internal | Shoulder | B11 | 25 | 500 | 0 | 157.81 | 153.1 | 9 | 0
2040 | TVA_2_PJM_ROR | TVA | PJM_ROR | Internal | Shoulder | B12 | 200 | 500 | 0 | 149 | 151.44 | 9 | 0
2040 | TVA_2_PJM_ROR | TVA | PJM_ROR | Internal | Shoulder | B13 | 600 | 500 | 0 | 149 | 148.99 | 9 | 0
2040 | TVA_2_PJM_ROR | TVA | PJM_ROR | Internal | Shoulder | B14 | 900 | 500 | 0 | 149 | 148.99 | 9 | 0
2040 | TVA_2_PJM_ROR | TVA | PJM_ROR | Internal | Shoulder | B15 | 1203 | 500 | 0 | 96.24 | 90.48 | 9 | 0
2040 | TVA_2_PJM_ROR | TVA | PJM_ROR | Internal | Summer | B1 | 10 | 500 | 0 | 291.03 | 285.01 | 9 | 0
2040 | TVA_2_PJM_ROR | TVA | PJM_ROR | Internal | Summer | B2 | 25 | 500 | 0 | 291.03 | 285.01 | 9 | 0
2040 | TVA_2_PJM_ROR | TVA | PJM_ROR | Internal | Summer | B3 | 75 | 500 | 0 | 291.03 | 285.01 | 9 | 0
2040 | TVA_2_PJM_ROR | TVA | PJM_ROR | Internal | Summer | B4 | 100 | 500 | 0 | 182.33 | 182.87 | 9 | 0
2040 | TVA_2_PJM_ROR | TVA | PJM_ROR | Internal | Summer | B5 | 200 | 500 | 0 | 172.85 | 179.29 | 9 | 0
2040 | TVA_2_PJM_ROR | TVA | PJM_ROR | Internal | Summer | B6 | 300 | 500 | 500 | 156.48 | 174.73 | 9 | 9.25
2040 | TVA_2_PJM_ROR | TVA | PJM_ROR | Internal | Summer | B7 | 400 | 500 | 500 | 156.48 | 170.48 | 9 | 5
2040 | TVA_2_PJM_ROR | TVA | PJM_ROR | Internal | Summer | B8 | 500 | 500 | 0 | 156.48 | 154.3 | 9 | 0
2040 | TVA_2_PJM_ROR | TVA | PJM_ROR | Internal | Summer | B9 | 800 | 500 | 0 | 156.48 | 150.47 | 9 | 0
2040 | TVA_2_PJM_ROR | TVA | PJM_ROR | Internal | Summer | B10 | 1262 | 500 | 0 | 81.18 | 88.2 | 9 | 0
2040 | TVA_2_PJM_ROR | TVA | PJM_ROR | Internal | Winter | B16 | 25 | 500 | 0 | 160.79 | 156.55 | 9 | 0
2040 | TVA_2_PJM_ROR | TVA | PJM_ROR | Internal | Winter | B17 | 100 | 500 | 0 | 152.53 | 155.29 | 9 | 0
2040 | TVA_2_PJM_ROR | TVA | PJM_ROR | Internal | Winter | B18 | 400 | 500 | 0 | 148.25 | 148.8 | 9 | 0
2040 | TVA_2_PJM_ROR | TVA | PJM_ROR | Internal | Winter | B19 | 700 | 500 | 0 | 148.25 | 148.8 | 9 | 0
2040 | TVA_2_PJM_ROR | TVA | PJM_ROR | Internal | Winter | B20 | 935 | 500 | 0 | 99.28 | 93.27 | 9 | 0
2040 | TVA_2_SOCO | TVA | SOCO | Internal | Shoulder | B11 | 25 | 500 | 221.7 | 157.81 | 166.81 | 9 | 0
2040 | TVA_2_SOCO | TVA | SOCO | Internal | Shoulder | B12 | 200 | 500 | 0 | 149 | 151.44 | 9 | 0
2040 | TVA_2_SOCO | TVA | SOCO | Internal | Shoulder | B13 | 600 | 500 | 0 | 149 | 148.99 | 9 | 0
2040 | TVA_2_SOCO | TVA | SOCO | Internal | Shoulder | B14 | 900 | 500 | 0 | 149 | 148.99 | 9 | 0
2040 | TVA_2_SOCO | TVA | SOCO | Internal | Shoulder | B15 | 1203 | 500 | 0 | 96.24 | 86.23 | 9 | 0
2040 | TVA_2_SOCO | TVA | SOCO | Internal | Summer | B1 | 10 | 500 | 0 | 291.03 | 298.01 | 9 | 0
2040 | TVA_2_SOCO | TVA | SOCO | Internal | Summer | B2 | 25 | 500 | 0 | 291.03 | 292.23 | 9 | 0
2040 | TVA_2_SOCO | TVA | SOCO | Internal | Summer | B3 | 75 | 500 | 0 | 291.03 | 298.01 | 9 | 0
2040 | TVA_2_SOCO | TVA | SOCO | Internal | Summer | B4 | 100 | 500 | 0 | 182.33 | 183.34 | 9 | 0
2040 | TVA_2_SOCO | TVA | SOCO | Internal | Summer | B5 | 200 | 500 | 238.5 | 172.85 | 181.85 | 9 | 0
2040 | TVA_2_SOCO | TVA | SOCO | Internal | Summer | B6 | 300 | 500 | 500 | 156.48 | 174.73 | 9 | 9.25
2040 | TVA_2_SOCO | TVA | SOCO | Internal | Summer | B7 | 400 | 500 | 500 | 156.48 | 170.48 | 9 | 5
2040 | TVA_2_SOCO | TVA | SOCO | Internal | Summer | B8 | 500 | 500 | 0 | 156.48 | 162.98 | 9 | 0
2040 | TVA_2_SOCO | TVA | SOCO | Internal | Summer | B9 | 800 | 500 | 0 | 156.48 | 151.9 | 9 | 0
2040 | TVA_2_SOCO | TVA | SOCO | Internal | Summer | B10 | 1262 | 500 | 0 | 81.18 | 71.17 | 9 | 0
2040 | TVA_2_SOCO | TVA | SOCO | Internal | Winter | B16 | 25 | 500 | 500 | 160.79 | 171.55 | 9 | 1.76
2040 | TVA_2_SOCO | TVA | SOCO | Internal | Winter | B17 | 100 | 500 | 0 | 152.53 | 155.65 | 9 | 0
2040 | TVA_2_SOCO | TVA | SOCO | Internal | Winter | B18 | 400 | 500 | 0 | 148.25 | 148.63 | 9 | 0
2040 | TVA_2_SOCO | TVA | SOCO | Internal | Winter | B19 | 700 | 500 | 0 | 148.25 | 148.63 | 9 | 0
2040 | TVA_2_SOCO | TVA | SOCO | Internal | Winter | B20 | 935 | 500 | 0 | 99.28 | 89.27 | 9 | 0
2040 | TVA_2_VACAR | TVA | VACAR | Internal | Shoulder | B11 | 25 | 150 | 0 | 157.81 | 159.1 | 9 | 0
2040 | TVA_2_VACAR | TVA | VACAR | Internal | Shoulder | B12 | 200 | 150 | 0 | 149 | 144.44 | 9 | 0
2040 | TVA_2_VACAR | TVA | VACAR | Internal | Shoulder | B13 | 600 | 150 | 0 | 149 | 141.99 | 9 | 0
2040 | TVA_2_VACAR | TVA | VACAR | Internal | Shoulder | B14 | 900 | 150 | 0 | 149 | 141.99 | 9 | 0
2040 | TVA_2_VACAR | TVA | VACAR | Internal | Shoulder | B15 | 1203 | 150 | 0 | 96.24 | 89.23 | 9 | 0
2040 | TVA_2_VACAR | TVA | VACAR | Internal | Summer | B1 | 10 | 150 | 0 | 291.03 | 291.98 | 9 | 0
2040 | TVA_2_VACAR | TVA | VACAR | Internal | Summer | B2 | 25 | 150 | 0 | 291.03 | 291.98 | 9 | 0
2040 | TVA_2_VACAR | TVA | VACAR | Internal | Summer | B3 | 75 | 150 | 0 | 291.03 | 291.01 | 9 | 0
2040 | TVA_2_VACAR | TVA | VACAR | Internal | Summer | B4 | 100 | 150 | 0 | 182.33 | 176.34 | 9 | 0
2040 | TVA_2_VACAR | TVA | VACAR | Internal | Summer | B5 | 200 | 150 | 0 | 172.85 | 174.85 | 9 | 0
2040 | TVA_2_VACAR | TVA | VACAR | Internal | Summer | B6 | 300 | 150 | 150 | 156.48 | 167.73 | 9 | 2.25
2040 | TVA_2_VACAR | TVA | VACAR | Internal | Summer | B7 | 400 | 150 | 0 | 156.48 | 163.48 | 9 | 0
2040 | TVA_2_VACAR | TVA | VACAR | Internal | Summer | B8 | 500 | 150 | 0 | 156.48 | 156.96 | 9 | 0
2040 | TVA_2_VACAR | TVA | VACAR | Internal | Summer | B9 | 800 | 150 | 0 | 156.48 | 144.9 | 9 | 0
2040 | TVA_2_VACAR | TVA | VACAR | Internal | Summer | B10 | 1262 | 150 | 0 | 81.18 | 70.64 | 9 | 0
2040 | TVA_2_VACAR | TVA | VACAR | Internal | Winter | B16 | 25 | 150 | 0 | 160.79 | 164.55 | 9 | 0
2040 | TVA_2_VACAR | TVA | VACAR | Internal | Winter | B17 | 100 | 150 | 0 | 152.53 | 148.65 | 9 | 0
2040 | TVA_2_VACAR | TVA | VACAR | Internal | Winter | B18 | 400 | 150 | 0 | 148.25 | 141.63 | 9 | 0
2040 | TVA_2_VACAR | TVA | VACAR | Internal | Winter | B19 | 700 | 150 | 0 | 148.25 | 141.63 | 9 | 0
2040 | TVA_2_VACAR | TVA | VACAR | Internal | Winter | B20 | 935 | 150 | 0 | 99.28 | 91.74 | 9 | 0
2040 | TVA_Transmission_2_ENT | TVA_Transmission | ENT | Internal | Shoulder | B11 | 25 | 3000 | 0 | 158.66 | 161.91 | 9 | 0
2040 | TVA_Transmission_2_ENT | TVA_Transmission | ENT | Internal | Shoulder | B12 | 200 | 3000 | 0 | 150.82 | 156.63 | 9 | 0
2040 | TVA_Transmission_2_ENT | TVA_Transmission | ENT | Internal | Shoulder | B13 | 600 | 3000 | 0 | 148.99 | 153.48 | 9 | 0
2040 | TVA_Transmission_2_ENT | TVA_Transmission | ENT | Internal | Shoulder | B14 | 900 | 3000 | 0 | 148.99 | 140.99 | 9 | 0
2040 | TVA_Transmission_2_ENT | TVA_Transmission | ENT | Internal | Shoulder | B15 | 1203 | 3000 | 0 | 96.23 | 88.23 | 9 | 0
2040 | TVA_Transmission_2_ENT | TVA_Transmission | ENT | Internal | Summer | B1 | 10 | 3000 | 0 | 291.01 | 290.01 | 9 | 0
2040 | TVA_Transmission_2_ENT | TVA_Transmission | ENT | Internal | Summer | B2 | 25 | 3000 | 0 | 291.01 | 284.23 | 9 | 0
2040 | TVA_Transmission_2_ENT | TVA_Transmission | ENT | Internal | Summer | B3 | 75 | 3000 | 0 | 291.01 | 290.01 | 9 | 0
2040 | TVA_Transmission_2_ENT | TVA_Transmission | ENT | Internal | Summer | B4 | 100 | 3000 | 297.97 | 182.32 | 191.32 | 9 | 0
2040 | TVA_Transmission_2_ENT | TVA_Transmission | ENT | Internal | Summer | B5 | 200 | 3000 | 0 | 176.19 | 180.56 | 9 | 0
2040 | TVA_Transmission_2_ENT | TVA_Transmission | ENT | Internal | Summer | B6 | 300 | 3000 | 0 | 170.67 | 172.71 | 9 | 0
2040 | TVA_Transmission_2_ENT | TVA_Transmission | ENT | Internal | Summer | B7 | 400 | 3000 | 0 | 163.39 | 167.49 | 9 | 0
2040 | TVA_Transmission_2_ENT | TVA_Transmission | ENT | Internal | Summer | B8 | 500 | 3000 | 0 | 158.05 | 154.98 | 9 | 0
2040 | TVA_Transmission_2_ENT | TVA_Transmission | ENT | Internal | Summer | B9 | 800 | 3000 | 0 | 156.47 | 154.98 | 9 | 0
2040 | TVA_Transmission_2_ENT | TVA_Transmission | ENT | Internal | Summer | B10 | 1262 | 3000 | 0 | 81.17 | 81.17 | 9 | 0
2040 | TVA_Transmission_2_ENT | TVA_Transmission | ENT | Internal | Winter | B16 | 25 | 3000 | 0 | 162.55 | 163.55 | 9 | 0
2040 | TVA_Transmission_2_ENT | TVA_Transmission | ENT | Internal | Winter | B17 | 100 | 3000 | 0 | 154.6 | 149.27 | 9 | 0
2040 | TVA_Transmission_2_ENT | TVA_Transmission | ENT | Internal | Winter | B18 | 400 | 3000 | 0 | 148.63 | 149.27 | 9 | 0
2040 | TVA_Transmission_2_ENT | TVA_Transmission | ENT | Internal | Winter | B19 | 700 | 3000 | 0 | 148.63 | 142.8 | 9 | 0
2040 | TVA_Transmission_2_ENT | TVA_Transmission | ENT | Internal | Winter | B20 | 935 | 3000 | 0 | 99.27 | 93.31 | 9 | 0
2040 | TVA_Transmission_2_MISO_MO-IL | TVA_Transmission | MISO_MO-IL | Internal | Shoulder | B11 | 25 | 4000 | 0 | 158.66 | 153.91 | 9 | 0
2040 | TVA_Transmission_2_MISO_MO-IL | TVA_Transmission | MISO_MO-IL | Internal | Shoulder | B12 | 200 | 4000 | 0 | 150.82 | 153.9 | 9 | 0
2040 | TVA_Transmission_2_MISO_MO-IL | TVA_Transmission | MISO_MO-IL | Internal | Shoulder | B13 | 600 | 4000 | 0 | 148.99 | 153.48 | 9 | 0
2040 | TVA_Transmission_2_MISO_MO-IL | TVA_Transmission | MISO_MO-IL | Internal | Shoulder | B14 | 900 | 4000 | 0 | 148.99 | 148.99 | 9 | 0
2040 | TVA_Transmission_2_MISO_MO-IL | TVA_Transmission | MISO_MO-IL | Internal | Shoulder | B15 | 1203 | 4000 | 0 | 96.23 | 94.16 | 9 | 0
2040 | TVA_Transmission_2_MISO_MO-IL | TVA_Transmission | MISO_MO-IL | Internal | Summer | B1 | 10 | 4000 | 0 | 291.01 | 284.23 | 9 | 0
2040 | TVA_Transmission_2_MISO_MO-IL | TVA_Transmission | MISO_MO-IL | Internal | Summer | B2 | 25 | 4000 | 0 | 291.01 | 284.23 | 9 | 0
2040 | TVA_Transmission_2_MISO_MO-IL | TVA_Transmission | MISO_MO-IL | Internal | Summer | B3 | 75 | 4000 | 0 | 291.01 | 284.23 | 9 | 0
2040 | TVA_Transmission_2_MISO_MO-IL | TVA_Transmission | MISO_MO-IL | Internal | Summer | B4 | 100 | 4000 | 0 | 182.32 | 184.87 | 9 | 0
2040 | TVA_Transmission_2_MISO_MO-IL | TVA_Transmission | MISO_MO-IL | Internal | Summer | B5 | 200 | 4000 | 0 | 176.19 | 181.29 | 9 | 0
2040 | TVA_Transmission_2_MISO_MO-IL | TVA_Transmission | MISO_MO-IL | Internal | Summer | B6 | 300 | 4000 | 0 | 170.67 | 176.74 | 9 | 0
2040 | TVA_Transmission_2_MISO_MO-IL | TVA_Transmission | MISO_MO-IL | Internal | Summer | B7 | 400 | 4000 | 0 | 163.39 | 168.49 | 9 | 0
2040 | TVA_Transmission_2_MISO_MO-IL | TVA_Transmission | MISO_MO-IL | Internal | Summer | B8 | 500 | 4000 | 0 | 158.05 | 152.3 | 9 | 0
2040 | TVA_Transmission_2_MISO_MO-IL | TVA_Transmission | MISO_MO-IL | Internal | Summer | B9 | 800 | 4000 | 0 | 156.47 | 152.3 | 9 | 0
2040 | TVA_Transmission_2_MISO_MO-IL | TVA_Transmission | MISO_MO-IL | Internal | Summer | B10 | 1262 | 4000 | 349.24 | 81.17 | 90.17 | 9 | 0
2040 | TVA_Transmission_2_MISO_MO-IL | TVA_Transmission | MISO_MO-IL | Internal | Winter | B16 | 25 | 4000 | 0 | 162.55 | 157.29 | 9 | 0
2040 | TVA_Transmission_2_MISO_MO-IL | TVA_Transmission | MISO_MO-IL | Internal | Winter | B17 | 100 | 4000 | 0 | 154.6 | 157.27 | 9 | 0
2040 | TVA_Transmission_2_MISO_MO-IL | TVA_Transmission | MISO_MO-IL | Internal | Winter | B18 | 400 | 4000 | 0 | 148.63 | 153.71 | 9 | 0
2040 | TVA_Transmission_2_MISO_MO-IL | TVA_Transmission | MISO_MO-IL | Internal | Winter | B19 | 700 | 4000 | 0 | 148.63 | 150.8 | 9 | 0
2040 | TVA_Transmission_2_MISO_MO-IL | TVA_Transmission | MISO_MO-IL | Internal | Winter | B20 | 935 | 4000 | 0 | 99.27 | 96.87 | 9 | 0
2040 | TVA_Transmission_2_NonRTO_Midwest | TVA_Transmission | NonRTO_Midwest | Internal | Shoulder | B11 | 25 | 700 | 0 | 158.66 | 161.88 | 9 | 0
2040 | TVA_Transmission_2_NonRTO_Midwest | TVA_Transmission | NonRTO_Midwest | Internal | Shoulder | B12 | 200 | 700 | 0 | 150.82 | 157.66 | 9 | 0
2040 | TVA_Transmission_2_NonRTO_Midwest | TVA_Transmission | NonRTO_Midwest | Internal | Shoulder | B13 | 600 | 700 | 0 | 148.99 | 157.66 | 9 | 0
2040 | TVA_Transmission_2_NonRTO_Midwest | TVA_Transmission | NonRTO_Midwest | Internal | Shoulder | B14 | 900 | 700 | 0 | 148.99 | 157.66 | 9 | 0
2040 | TVA_Transmission_2_NonRTO_Midwest | TVA_Transmission | NonRTO_Midwest | Internal | Shoulder | B15 | 1203 | 700 | 0 | 96.23 | 88.23 | 9 | 0
2040 | TVA_Transmission_2_NonRTO_Midwest | TVA_Transmission | NonRTO_Midwest | Internal | Summer | B1 | 10 | 700 | 0 | 291.01 | 292.22 | 9 | 0
2040 | TVA_Transmission_2_NonRTO_Midwest | TVA_Transmission | NonRTO_Midwest | Internal | Summer | B2 | 25 | 700 | 0 | 291.01 | 292.22 | 9 | 0
2040 | TVA_Transmission_2_NonRTO_Midwest | TVA_Transmission | NonRTO_Midwest | Internal | Summer | B3 | 75 | 700 | 0 | 291.01 | 283.01 | 9 | 0
2040 | TVA_Transmission_2_NonRTO_Midwest | TVA_Transmission | NonRTO_Midwest | Internal | Summer | B4 | 100 | 700 | 0 | 182.32 | 174.32 | 9 | 0
2040 | TVA_Transmission_2_NonRTO_Midwest | TVA_Transmission | NonRTO_Midwest | Internal | Summer | B5 | 200 | 700 | 0 | 176.19 | 169.28 | 9 | 0
2040 | TVA_Transmission_2_NonRTO_Midwest | TVA_Transmission | NonRTO_Midwest | Internal | Summer | B6 | 300 | 700 | 0 | 170.67 | 164.72 | 9 | 0
2040 | TVA_Transmission_2_NonRTO_Midwest | TVA_Transmission | NonRTO_Midwest | Internal | Summer | B7 | 400 | 700 | 0 | 163.39 | 156.1 | 9 | 0
2040 | TVA_Transmission_2_NonRTO_Midwest | TVA_Transmission | NonRTO_Midwest | Internal | Summer | B8 | 500 | 700 | 0 | 158.05 | 156.1 | 9 | 0
2040 | TVA_Transmission_2_NonRTO_Midwest | TVA_Transmission | NonRTO_Midwest | Internal | Summer | B9 | 800 | 700 | 0 | 156.47 | 150.84 | 9 | 0
2040 | TVA_Transmission_2_NonRTO_Midwest | TVA_Transmission | NonRTO_Midwest | Internal | Summer | B10 | 1262 | 700 | 0 | 81.17 | 82.18 | 9 | 0
2040 | TVA_Transmission_2_NonRTO_Midwest | TVA_Transmission | NonRTO_Midwest | Internal | Winter | B16 | 25 | 700 | 0 | 162.55 | 165.28 | 9 | 0
2040 | TVA_Transmission_2_NonRTO_Midwest | TVA_Transmission | NonRTO_Midwest | Internal | Winter | B17 | 100 | 700 | 0 | 154.6 | 161.53 | 9 | 0
2040 | TVA_Transmission_2_NonRTO_Midwest | TVA_Transmission | NonRTO_Midwest | Internal | Winter | B18 | 400 | 700 | 49.34 | 148.63 | 157.63 | 9 | 0
2040 | TVA_Transmission_2_NonRTO_Midwest | TVA_Transmission | NonRTO_Midwest | Internal | Winter | B19 | 700 | 700 | 27.03 | 148.63 | 157.63 | 9 | 0
2040 | TVA_Transmission_2_NonRTO_Midwest | TVA_Transmission | NonRTO_Midwest | Internal | Winter | B20 | 935 | 700 | 0 | 99.27 | 91.27 | 9 | 0
2040 | TVA_Transmission_2_PJM_ROR | TVA_Transmission | PJM_ROR | Internal | Shoulder | B11 | 25 | 2000 | 0 | 158.66 | 153.1 | 9 | 0
2040 | TVA_Transmission_2_PJM_ROR | TVA_Transmission | PJM_ROR | Internal | Shoulder | B12 | 200 | 2000 | 0 | 150.82 | 151.44 | 9 | 0
2040 | TVA_Transmission_2_PJM_ROR | TVA_Transmission | PJM_ROR | Internal | Shoulder | B13 | 600 | 2000 | 0 | 148.99 | 148.99 | 9 | 0
2040 | TVA_Transmission_2_PJM_ROR | TVA_Transmission | PJM_ROR | Internal | Shoulder | B14 | 900 | 2000 | 0 | 148.99 | 148.99 | 9 | 0
2040 | TVA_Transmission_2_PJM_ROR | TVA_Transmission | PJM_ROR | Internal | Shoulder | B15 | 1203 | 2000 | 0 | 96.23 | 90.48 | 9 | 0
2040 | TVA_Transmission_2_PJM_ROR | TVA_Transmission | PJM_ROR | Internal | Summer | B1 | 10 | 2000 | 0 | 291.01 | 285.01 | 9 | 0
2040 | TVA_Transmission_2_PJM_ROR | TVA_Transmission | PJM_ROR | Internal | Summer | B2 | 25 | 2000 | 0 | 291.01 | 285.01 | 9 | 0
2040 | TVA_Transmission_2_PJM_ROR | TVA_Transmission | PJM_ROR | Internal | Summer | B3 | 75 | 2000 | 0 | 291.01 | 285.01 | 9 | 0
2040 | TVA_Transmission_2_PJM_ROR | TVA_Transmission | PJM_ROR | Internal | Summer | B4 | 100 | 2000 | 0 | 182.32 | 182.87 | 9 | 0
2040 | TVA_Transmission_2_PJM_ROR | TVA_Transmission | PJM_ROR | Internal | Summer | B5 | 200 | 2000 | 0 | 176.19 | 179.29 | 9 | 0
2040 | TVA_Transmission_2_PJM_ROR | TVA_Transmission | PJM_ROR | Internal | Summer | B6 | 300 | 2000 | 0 | 170.67 | 174.73 | 9 | 0
2040 | TVA_Transmission_2_PJM_ROR | TVA_Transmission | PJM_ROR | Internal | Summer | B7 | 400 | 2000 | 0 | 163.39 | 170.48 | 9 | 0
2040 | TVA_Transmission_2_PJM_ROR | TVA_Transmission | PJM_ROR | Internal | Summer | B8 | 500 | 2000 | 0 | 158.05 | 154.3 | 9 | 0
2040 | TVA_Transmission_2_PJM_ROR | TVA_Transmission | PJM_ROR | Internal | Summer | B9 | 800 | 2000 | 0 | 156.47 | 150.47 | 9 | 0
2040 | TVA_Transmission_2_PJM_ROR | TVA_Transmission | PJM_ROR | Internal | Summer | B10 | 1262 | 2000 | 0 | 81.17 | 88.2 | 9 | 0
2040 | TVA_Transmission_2_PJM_ROR | TVA_Transmission | PJM_ROR | Internal | Winter | B16 | 25 | 2000 | 0 | 162.55 | 156.55 | 9 | 0
2040 | TVA_Transmission_2_PJM_ROR | TVA_Transmission | PJM_ROR | Internal | Winter | B17 | 100 | 2000 | 0 | 154.6 | 155.29 | 9 | 0
2040 | TVA_Transmission_2_PJM_ROR | TVA_Transmission | PJM_ROR | Internal | Winter | B18 | 400 | 2000 | 0 | 148.63 | 148.8 | 9 | 0
2040 | TVA_Transmission_2_PJM_ROR | TVA_Transmission | PJM_ROR | Internal | Winter | B19 | 700 | 2000 | 0 | 148.63 | 148.8 | 9 | 0
2040 | TVA_Transmission_2_PJM_ROR | TVA_Transmission | PJM_ROR | Internal | Winter | B20 | 935 | 2000 | 0 | 99.27 | 93.27 | 9 | 0
2040 | TVA_Transmission_2_SOCO | TVA_Transmission | SOCO | Internal | Shoulder | B11 | 25 | 3200 | 0 | 158.66 | 166.81 | 9 | 0
2040 | TVA_Transmission_2_SOCO | TVA_Transmission | SOCO | Internal | Shoulder | B12 | 200 | 3200 | 0 | 150.82 | 151.44 | 9 | 0
2040 | TVA_Transmission_2_SOCO | TVA_Transmission | SOCO | Internal | Shoulder | B13 | 600 | 3200 | 0 | 148.99 | 148.99 | 9 | 0
2040 | TVA_Transmission_2_SOCO | TVA_Transmission | SOCO | Internal | Shoulder | B14 | 900 | 3200 | 0 | 148.99 | 148.99 | 9 | 0
2040 | TVA_Transmission_2_SOCO | TVA_Transmission | SOCO | Internal | Shoulder | B15 | 1203 | 3200 | 0 | 96.23 | 86.23 | 9 | 0
2040 | TVA_Transmission_2_SOCO | TVA_Transmission | SOCO | Internal | Summer | B1 | 10 | 3200 | 0 | 291.01 | 298.01 | 9 | 0
2040 | TVA_Transmission_2_SOCO | TVA_Transmission | SOCO | Internal | Summer | B2 | 25 | 3200 | 0 | 291.01 | 292.23 | 9 | 0
2040 | TVA_Transmission_2_SOCO | TVA_Transmission | SOCO | Internal | Summer | B3 | 75 | 3200 | 0 | 291.01 | 298.01 | 9 | 0
2040 | TVA_Transmission_2_SOCO | TVA_Transmission | SOCO | Internal | Summer | B4 | 100 | 3200 | 0 | 182.32 | 183.34 | 9 | 0
2040 | TVA_Transmission_2_SOCO | TVA_Transmission | SOCO | Internal | Summer | B5 | 200 | 3200 | 0 | 176.19 | 181.85 | 9 | 0
2040 | TVA_Transmission_2_SOCO | TVA_Transmission | SOCO | Internal | Summer | B6 | 300 | 3200 | 0 | 170.67 | 174.73 | 9 | 0
2040 | TVA_Transmission_2_SOCO | TVA_Transmission | SOCO | Internal | Summer | B7 | 400 | 3200 | 0 | 163.39 | 170.48 | 9 | 0
2040 | TVA_Transmission_2_SOCO | TVA_Transmission | SOCO | Internal | Summer | B8 | 500 | 3200 | 0 | 158.05 | 162.98 | 9 | 0
2040 | TVA_Transmission_2_SOCO | TVA_Transmission | SOCO | Internal | Summer | B9 | 800 | 3200 | 0 | 156.47 | 151.9 | 9 | 0
2040 | TVA_Transmission_2_SOCO | TVA_Transmission | SOCO | Internal | Summer | B10 | 1262 | 3200 | 0 | 81.17 | 71.17 | 9 | 0
2040 | TVA_Transmission_2_SOCO | TVA_Transmission | SOCO | Internal | Winter | B16 | 25 | 3200 | 533.51 | 162.55 | 171.55 | 9 | 0
2040 | TVA_Transmission_2_SOCO | TVA_Transmission | SOCO | Internal | Winter | B17 | 100 | 3200 | 0 | 154.6 | 155.65 | 9 | 0
2040 | TVA_Transmission_2_SOCO | TVA_Transmission | SOCO | Internal | Winter | B18 | 400 | 3200 | 0 | 148.63 | 148.63 | 9 | 0
2040 | TVA_Transmission_2_SOCO | TVA_Transmission | SOCO | Internal | Winter | B19 | 700 | 3200 | 0 | 148.63 | 148.63 | 9 | 0
2040 | TVA_Transmission_2_SOCO | TVA_Transmission | SOCO | Internal | Winter | B20 | 935 | 3200 | 0 | 99.27 | 89.27 | 9 | 0
2040 | TVA_Transmission_2_TVA | TVA_Transmission | TVA | Internal | Shoulder | B11 | 25 | 99999 | 0 | 158.66 | 157.81 | 0.01 | 0
2040 | TVA_Transmission_2_TVA | TVA_Transmission | TVA | Internal | Shoulder | B12 | 200 | 99999 | 0 | 150.82 | 149 | 0.01 | 0
2040 | TVA_Transmission_2_TVA | TVA_Transmission | TVA | Internal | Shoulder | B13 | 600 | 99999 | 275.13 | 148.99 | 149 | 0.01 | 0
2040 | TVA_Transmission_2_TVA | TVA_Transmission | TVA | Internal | Shoulder | B14 | 900 | 99999 | 712.01 | 148.99 | 149 | 0.01 | 0
2040 | TVA_Transmission_2_TVA | TVA_Transmission | TVA | Internal | Shoulder | B15 | 1203 | 99999 | 4095.78 | 96.23 | 96.24 | 0.01 | 0
2040 | TVA_Transmission_2_TVA | TVA_Transmission | TVA | Internal | Summer | B1 | 10 | 99999 | 1797.15 | 291.01 | 291.03 | 0.01 | 0
2040 | TVA_Transmission_2_TVA | TVA_Transmission | TVA | Internal | Summer | B2 | 25 | 99999 | 1256.81 | 291.01 | 291.03 | 0.01 | 0
2040 | TVA_Transmission_2_TVA | TVA_Transmission | TVA | Internal | Summer | B3 | 75 | 99999 | 196.22 | 291.01 | 291.03 | 0.01 | 0
2040 | TVA_Transmission_2_TVA | TVA_Transmission | TVA | Internal | Summer | B4 | 100 | 99999 | 118.02 | 182.32 | 182.33 | 0.01 | 0
2040 | TVA_Transmission_2_TVA | TVA_Transmission | TVA | Internal | Summer | B5 | 200 | 99999 | 0 | 176.19 | 172.85 | 0.01 | 0
2040 | TVA_Transmission_2_TVA | TVA_Transmission | TVA | Internal | Summer | B6 | 300 | 99999 | 0 | 170.67 | 156.48 | 0.01 | 0
2040 | TVA_Transmission_2_TVA | TVA_Transmission | TVA | Internal | Summer | B7 | 400 | 99999 | 0 | 163.39 | 156.48 | 0.01 | 0
2040 | TVA_Transmission_2_TVA | TVA_Transmission | TVA | Internal | Summer | B8 | 500 | 99999 | 0 | 158.05 | 156.48 | 0.01 | 0
2040 | TVA_Transmission_2_TVA | TVA_Transmission | TVA | Internal | Summer | B9 | 800 | 99999 | 2023.41 | 156.47 | 156.48 | 0.01 | 0
2040 | TVA_Transmission_2_TVA | TVA_Transmission | TVA | Internal | Summer | B10 | 1262 | 99999 | 1816.81 | 81.17 | 81.18 | 0.01 | 0
2040 | TVA_Transmission_2_TVA | TVA_Transmission | TVA | Internal | Winter | B16 | 25 | 99999 | 0 | 162.55 | 160.79 | 0.01 | 0
2040 | TVA_Transmission_2_TVA | TVA_Transmission | TVA | Internal | Winter | B17 | 100 | 99999 | 0 | 154.6 | 152.53 | 0.01 | 0
2040 | TVA_Transmission_2_TVA | TVA_Transmission | TVA | Internal | Winter | B18 | 400 | 99999 | 0 | 148.63 | 148.25 | 0.01 | 0
2040 | TVA_Transmission_2_TVA | TVA_Transmission | TVA | Internal | Winter | B19 | 700 | 99999 | 0 | 148.63 | 148.25 | 0.01 | 0
2040 | TVA_Transmission_2_TVA | TVA_Transmission | TVA | Internal | Winter | B20 | 935 | 99999 | 3824.56 | 99.27 | 99.28 | 0.01 | 0
2040 | TVA_Transmission_2_VACAR | TVA_Transmission | VACAR | Internal | Shoulder | B11 | 25 | 900 | 0 | 158.66 | 159.1 | 9 | 0
2040 | TVA_Transmission_2_VACAR | TVA_Transmission | VACAR | Internal | Shoulder | B12 | 200 | 900 | 0 | 150.82 | 144.44 | 9 | 0
2040 | TVA_Transmission_2_VACAR | TVA_Transmission | VACAR | Internal | Shoulder | B13 | 600 | 900 | 0 | 148.99 | 141.99 | 9 | 0
2040 | TVA_Transmission_2_VACAR | TVA_Transmission | VACAR | Internal | Shoulder | B14 | 900 | 900 | 0 | 148.99 | 141.99 | 9 | 0
2040 | TVA_Transmission_2_VACAR | TVA_Transmission | VACAR | Internal | Shoulder | B15 | 1203 | 900 | 0 | 96.23 | 89.23 | 9 | 0
2040 | TVA_Transmission_2_VACAR | TVA_Transmission | VACAR | Internal | Summer | B1 | 10 | 900 | 0 | 291.01 | 291.98 | 9 | 0
2040 | TVA_Transmission_2_VACAR | TVA_Transmission | VACAR | Internal | Summer | B2 | 25 | 900 | 0 | 291.01 | 291.98 | 9 | 0
2040 | TVA_Transmission_2_VACAR | TVA_Transmission | VACAR | Internal | Summer | B3 | 75 | 900 | 0 | 291.01 | 291.01 | 9 | 0
2040 | TVA_Transmission_2_VACAR | TVA_Transmission | VACAR | Internal | Summer | B4 | 100 | 900 | 0 | 182.32 | 176.34 | 9 | 0
2040 | TVA_Transmission_2_VACAR | TVA_Transmission | VACAR | Internal | Summer | B5 | 200 | 900 | 0 | 176.19 | 174.85 | 9 | 0
2040 | TVA_Transmission_2_VACAR | TVA_Transmission | VACAR | Internal | Summer | B6 | 300 | 900 | 0 | 170.67 | 167.73 | 9 | 0
2040 | TVA_Transmission_2_VACAR | TVA_Transmission | VACAR | Internal | Summer | B7 | 400 | 900 | 0 | 163.39 | 163.48 | 9 | 0
2040 | TVA_Transmission_2_VACAR | TVA_Transmission | VACAR | Internal | Summer | B8 | 500 | 900 | 0 | 158.05 | 156.96 | 9 | 0
2040 | TVA_Transmission_2_VACAR | TVA_Transmission | VACAR | Internal | Summer | B9 | 800 | 900 | 0 | 156.47 | 144.9 | 9 | 0
2040 | TVA_Transmission_2_VACAR | TVA_Transmission | VACAR | Internal | Summer | B10 | 1262 | 900 | 0 | 81.17 | 70.64 | 9 | 0
2040 | TVA_Transmission_2_VACAR | TVA_Transmission | VACAR | Internal | Winter | B16 | 25 | 900 | 0 | 162.55 | 164.55 | 9 | 0
2040 | TVA_Transmission_2_VACAR | TVA_Transmission | VACAR | Internal | Winter | B17 | 100 | 900 | 0 | 154.6 | 148.65 | 9 | 0
2040 | TVA_Transmission_2_VACAR | TVA_Transmission | VACAR | Internal | Winter | B18 | 400 | 900 | 0 | 148.63 | 141.63 | 9 | 0
2040 | TVA_Transmission_2_VACAR | TVA_Transmission | VACAR | Internal | Winter | B19 | 700 | 900 | 0 | 148.63 | 141.63 | 9 | 0
2040 | TVA_Transmission_2_VACAR | TVA_Transmission | VACAR | Internal | Winter | B20 | 935 | 900 | 0 | 99.27 | 91.74 | 9 | 0
2040 | VACAR_2_PJM_ROR | VACAR | PJM_ROR | Internal | Shoulder | B11 | 25 | 2000 | 0 | 159.1 | 153.1 | 7 | 0
2040 | VACAR_2_PJM_ROR | VACAR | PJM_ROR | Internal | Shoulder | B12 | 200 | 2000 | 1326.56 | 144.44 | 151.44 | 7 | 0
2040 | VACAR_2_PJM_ROR | VACAR | PJM_ROR | Internal | Shoulder | B13 | 600 | 2000 | 1688.1 | 141.99 | 148.99 | 7 | 0
2040 | VACAR_2_PJM_ROR | VACAR | PJM_ROR | Internal | Shoulder | B14 | 900 | 2000 | 692.14 | 141.99 | 148.99 | 7 | 0
2040 | VACAR_2_PJM_ROR | VACAR | PJM_ROR | Internal | Shoulder | B15 | 1203 | 2000 | 0 | 89.23 | 90.48 | 7 | 0
2040 | VACAR_2_PJM_ROR | VACAR | PJM_ROR | Internal | Summer | B1 | 10 | 2000 | 0 | 291.98 | 285.01 | 7 | 0
2040 | VACAR_2_PJM_ROR | VACAR | PJM_ROR | Internal | Summer | B2 | 25 | 2000 | 0 | 291.98 | 285.01 | 7 | 0
2040 | VACAR_2_PJM_ROR | VACAR | PJM_ROR | Internal | Summer | B3 | 75 | 2000 | 0 | 291.01 | 285.01 | 7 | 0
2040 | VACAR_2_PJM_ROR | VACAR | PJM_ROR | Internal | Summer | B4 | 100 | 2000 | 0 | 176.34 | 182.87 | 7 | 0
2040 | VACAR_2_PJM_ROR | VACAR | PJM_ROR | Internal | Summer | B5 | 200 | 2000 | 0 | 174.85 | 179.29 | 7 | 0
2040 | VACAR_2_PJM_ROR | VACAR | PJM_ROR | Internal | Summer | B6 | 300 | 2000 | 1079.11 | 167.73 | 174.73 | 7 | 0
2040 | VACAR_2_PJM_ROR | VACAR | PJM_ROR | Internal | Summer | B7 | 400 | 2000 | 1210.74 | 163.48 | 170.48 | 7 | 0
2040 | VACAR_2_PJM_ROR | VACAR | PJM_ROR | Internal | Summer | B8 | 500 | 2000 | 0 | 156.96 | 154.3 | 7 | 0
2040 | VACAR_2_PJM_ROR | VACAR | PJM_ROR | Internal | Summer | B9 | 800 | 2000 | 0 | 144.9 | 150.47 | 7 | 0
2040 | VACAR_2_PJM_ROR | VACAR | PJM_ROR | Internal | Summer | B10 | 1262 | 2000 | 2000 | 70.64 | 88.2 | 7 | 10.56
2040 | VACAR_2_PJM_ROR | VACAR | PJM_ROR | Internal | Winter | B16 | 25 | 2000 | 0 | 164.55 | 156.55 | 7 | 0
2040 | VACAR_2_PJM_ROR | VACAR | PJM_ROR | Internal | Winter | B17 | 100 | 2000 | 0 | 148.65 | 155.29 | 7 | 0
2040 | VACAR_2_PJM_ROR | VACAR | PJM_ROR | Internal | Winter | B18 | 400 | 2000 | 2000 | 141.63 | 148.8 | 7 | 0.18
2040 | VACAR_2_PJM_ROR | VACAR | PJM_ROR | Internal | Winter | B19 | 700 | 2000 | 2000 | 141.63 | 148.8 | 7 | 0.18
2040 | VACAR_2_PJM_ROR | VACAR | PJM_ROR | Internal | Winter | B20 | 935 | 2000 | 0 | 91.74 | 93.27 | 7 | 0
2040 | VACAR_2_SOCO | VACAR | SOCO | Internal | Shoulder | B11 | 25 | 3000 | 3000 | 159.1 | 166.81 | 7 | 0.71
2040 | VACAR_2_SOCO | VACAR | SOCO | Internal | Shoulder | B12 | 200 | 3000 | 561.95 | 144.44 | 151.44 | 7 | 0
2040 | VACAR_2_SOCO | VACAR | SOCO | Internal | Shoulder | B13 | 600 | 3000 | 413.62 | 141.99 | 148.99 | 7 | 0
2040 | VACAR_2_SOCO | VACAR | SOCO | Internal | Shoulder | B14 | 900 | 3000 | 430.6 | 141.99 | 148.99 | 7 | 0
2040 | VACAR_2_SOCO | VACAR | SOCO | Internal | Shoulder | B15 | 1203 | 3000 | 0 | 89.23 | 86.23 | 7 | 0
2040 | VACAR_2_SOCO | VACAR | SOCO | Internal | Summer | B1 | 10 | 3000 | 0 | 291.98 | 298.01 | 7 | 0
2040 | VACAR_2_SOCO | VACAR | SOCO | Internal | Summer | B2 | 25 | 3000 | 0 | 291.98 | 292.23 | 7 | 0
2040 | VACAR_2_SOCO | VACAR | SOCO | Internal | Summer | B3 | 75 | 3000 | 37.95 | 291.01 | 298.01 | 7 | 0
2040 | VACAR_2_SOCO | VACAR | SOCO | Internal | Summer | B4 | 100 | 3000 | 141.2 | 176.34 | 183.34 | 7 | 0
2040 | VACAR_2_SOCO | VACAR | SOCO | Internal | Summer | B5 | 200 | 3000 | 1263.3 | 174.85 | 181.85 | 7 | 0
2040 | VACAR_2_SOCO | VACAR | SOCO | Internal | Summer | B6 | 300 | 3000 | 1995.34 | 167.73 | 174.73 | 7 | 0
2040 | VACAR_2_SOCO | VACAR | SOCO | Internal | Summer | B7 | 400 | 3000 | 1717.28 | 163.48 | 170.48 | 7 | 0
2040 | VACAR_2_SOCO | VACAR | SOCO | Internal | Summer | B8 | 500 | 3000 | 0 | 156.96 | 162.98 | 7 | 0
2040 | VACAR_2_SOCO | VACAR | SOCO | Internal | Summer | B9 | 800 | 3000 | 1063.04 | 144.9 | 151.9 | 7 | 0
2040 | VACAR_2_SOCO | VACAR | SOCO | Internal | Summer | B10 | 1262 | 3000 | 0 | 70.64 | 71.17 | 7 | 0
2040 | VACAR_2_SOCO | VACAR | SOCO | Internal | Winter | B16 | 25 | 3000 | 708.81 | 164.55 | 171.55 | 7 | 0
2040 | VACAR_2_SOCO | VACAR | SOCO | Internal | Winter | B17 | 100 | 3000 | 337.36 | 148.65 | 155.65 | 7 | 0
2040 | VACAR_2_SOCO | VACAR | SOCO | Internal | Winter | B18 | 400 | 3000 | 178.93 | 141.63 | 148.63 | 7 | 0
2040 | VACAR_2_SOCO | VACAR | SOCO | Internal | Winter | B19 | 700 | 3000 | 171.44 | 141.63 | 148.63 | 7 | 0
2040 | VACAR_2_SOCO | VACAR | SOCO | Internal | Winter | B20 | 935 | 3000 | 0 | 91.74 | 89.27 | 7 | 0
2040 | VACAR_2_TVA_Transmission | VACAR | TVA_Transmission | Internal | Shoulder | B11 | 25 | 900 | 0 | 159.1 | 158.66 | 7 | 0
2040 | VACAR_2_TVA_Transmission | VACAR | TVA_Transmission | Internal | Shoulder | B12 | 200 | 900 | 0 | 144.44 | 150.82 | 7 | 0
2040 | VACAR_2_TVA_Transmission | VACAR | TVA_Transmission | Internal | Shoulder | B13 | 600 | 900 | 275.13 | 141.99 | 148.99 | 7 | 0
2040 | VACAR_2_TVA_Transmission | VACAR | TVA_Transmission | Internal | Shoulder | B14 | 900 | 900 | 194.62 | 141.99 | 148.99 | 7 | 0
2040 | VACAR_2_TVA_Transmission | VACAR | TVA_Transmission | Internal | Shoulder | B15 | 1203 | 900 | 598.72 | 89.23 | 96.23 | 7 | 0
2040 | VACAR_2_TVA_Transmission | VACAR | TVA_Transmission | Internal | Summer | B1 | 10 | 900 | 0 | 291.98 | 291.01 | 7 | 0
2040 | VACAR_2_TVA_Transmission | VACAR | TVA_Transmission | Internal | Summer | B2 | 25 | 900 | 0 | 291.98 | 291.01 | 7 | 0
2040 | VACAR_2_TVA_Transmission | VACAR | TVA_Transmission | Internal | Summer | B3 | 75 | 900 | 0 | 291.01 | 291.01 | 7 | 0
2040 | VACAR_2_TVA_Transmission | VACAR | TVA_Transmission | Internal | Summer | B4 | 100 | 900 | 0 | 176.34 | 182.32 | 7 | 0
2040 | VACAR_2_TVA_Transmission | VACAR | TVA_Transmission | Internal | Summer | B5 | 200 | 900 | 0 | 174.85 | 176.19 | 7 | 0
2040 | VACAR_2_TVA_Transmission | VACAR | TVA_Transmission | Internal | Summer | B6 | 300 | 900 | 0 | 167.73 | 170.67 | 7 | 0
2040 | VACAR_2_TVA_Transmission | VACAR | TVA_Transmission | Internal | Summer | B7 | 400 | 900 | 0 | 163.48 | 163.39 | 7 | 0
2040 | VACAR_2_TVA_Transmission | VACAR | TVA_Transmission | Internal | Summer | B8 | 500 | 900 | 0 | 156.96 | 158.05 | 7 | 0
2040 | VACAR_2_TVA_Transmission | VACAR | TVA_Transmission | Internal | Summer | B9 | 800 | 900 | 900 | 144.9 | 156.47 | 7 | 4.57
2040 | VACAR_2_TVA_Transmission | VACAR | TVA_Transmission | Internal | Summer | B10 | 1262 | 900 | 900 | 70.64 | 81.17 | 7 | 3.53
2040 | VACAR_2_TVA_Transmission | VACAR | TVA_Transmission | Internal | Winter | B16 | 25 | 900 | 0 | 164.55 | 162.55 | 7 | 0
2040 | VACAR_2_TVA_Transmission | VACAR | TVA_Transmission | Internal | Winter | B17 | 100 | 900 | 0 | 148.65 | 154.6 | 7 | 0
2040 | VACAR_2_TVA_Transmission | VACAR | TVA_Transmission | Internal | Winter | B18 | 400 | 900 | 49.34 | 141.63 | 148.63 | 7 | 0
2040 | VACAR_2_TVA_Transmission | VACAR | TVA_Transmission | Internal | Winter | B19 | 700 | 900 | 27.03 | 141.63 | 148.63 | 7 | 0
2040 | VACAR_2_TVA_Transmission | VACAR | TVA_Transmission | Internal | Winter | B20 | 935 | 900 | 900 | 91.74 | 99.27 | 7 | 0.52
2015 | AZ_NM_SNV_Coal_2_SPP_S | AZ_NM_SNV_Coal | SPP_S | External | Shoulder | B11 | 25 | 400 | 400 | 57.72 | 83.05 | 8.17 | 17.17
2015 | AZ_NM_SNV_Coal_2_SPP_S | AZ_NM_SNV_Coal | SPP_S | External | Shoulder | B12 | 200 | 400 | 0 | 57.72 | 60.04 | 8.17 | 0
2015 | AZ_NM_SNV_Coal_2_SPP_S | AZ_NM_SNV_Coal | SPP_S | External | Shoulder | B13 | 600 | 400 | 0 | 57.72 | 59.44 | 8.17 | 0
2015 | AZ_NM_SNV_Coal_2_SPP_S | AZ_NM_SNV_Coal | SPP_S | External | Shoulder | B14 | 900 | 400 | 0 | 57.72 | 57.39 | 8.17 | 0
2015 | AZ_NM_SNV_Coal_2_SPP_S | AZ_NM_SNV_Coal | SPP_S | External | Shoulder | B15 | 1203 | 400 | 0 | 57.72 | 57.39 | 8.17 | 0
2015 | AZ_NM_SNV_Coal_2_SPP_S | AZ_NM_SNV_Coal | SPP_S | External | Summer | B1 | 10 | 400 | 400 | 80.17 | 90.44 | 8.17 | 2.1
2015 | AZ_NM_SNV_Coal_2_SPP_S | AZ_NM_SNV_Coal | SPP_S | External | Summer | B2 | 25 | 400 | 400 | 75.62 | 90.44 | 8.17 | 6.65
2015 | AZ_NM_SNV_Coal_2_SPP_S | AZ_NM_SNV_Coal | SPP_S | External | Summer | B3 | 75 | 400 | 400 | 75.62 | 88.24 | 8.17 | 4.46
2015 | AZ_NM_SNV_Coal_2_SPP_S | AZ_NM_SNV_Coal | SPP_S | External | Summer | B4 | 100 | 400 | 169.18 | 75.62 | 83.79 | 8.17 | 0
2015 | AZ_NM_SNV_Coal_2_SPP_S | AZ_NM_SNV_Coal | SPP_S | External | Summer | B5 | 200 | 400 | 400 | 66.41 | 81.19 | 8.17 | 6.62
2015 | AZ_NM_SNV_Coal_2_SPP_S | AZ_NM_SNV_Coal | SPP_S | External | Summer | B6 | 300 | 400 | 400 | 59.95 | 76.24 | 8.17 | 8.13
2015 | AZ_NM_SNV_Coal_2_SPP_S | AZ_NM_SNV_Coal | SPP_S | External | Summer | B7 | 400 | 400 | 0 | 58.26 | 63.82 | 8.17 | 0
2015 | AZ_NM_SNV_Coal_2_SPP_S | AZ_NM_SNV_Coal | SPP_S | External | Summer | B8 | 500 | 400 | 0 | 58.26 | 58.71 | 8.17 | 0
2015 | AZ_NM_SNV_Coal_2_SPP_S | AZ_NM_SNV_Coal | SPP_S | External | Summer | B9 | 800 | 400 | 0 | 58.25 | 56.13 | 8.17 | 0
2015 | AZ_NM_SNV_Coal_2_SPP_S | AZ_NM_SNV_Coal | SPP_S | External | Summer | B10 | 1262 | 400 | 0 | 56.31 | 56 | 8.17 | 0
2015 | AZ_NM_SNV_Coal_2_SPP_S | AZ_NM_SNV_Coal | SPP_S | External | Winter | B16 | 25 | 400 | 400 | 60.36 | 70.88 | 8.17 | 2.35
2015 | AZ_NM_SNV_Coal_2_SPP_S | AZ_NM_SNV_Coal | SPP_S | External | Winter | B17 | 100 | 400 | 0 | 60.36 | 59.87 | 8.17 | 0
2015 | AZ_NM_SNV_Coal_2_SPP_S | AZ_NM_SNV_Coal | SPP_S | External | Winter | B18 | 400 | 400 | 0 | 60.36 | 59.87 | 8.17 | 0
2015 | AZ_NM_SNV_Coal_2_SPP_S | AZ_NM_SNV_Coal | SPP_S | External | Winter | B19 | 700 | 400 | 0 | 60.36 | 59.85 | 8.17 | 0
2015 | AZ_NM_SNV_Coal_2_SPP_S | AZ_NM_SNV_Coal | SPP_S | External | Winter | B20 | 935 | 400 | 0 | 60.36 | 59.74 | 8.17 | 0
2015 | ERCOT_2_SPP_S | ERCOT | SPP_S | External | Shoulder | B11 | 25 | 800 | 0 | 84 | 83.05 | 8 | 0
2015 | ERCOT_2_SPP_S | ERCOT | SPP_S | External | Shoulder | B12 | 200 | 800 | 0 | 62.48 | 60.04 | 8 | 0
2015 | ERCOT_2_SPP_S | ERCOT | SPP_S | External | Shoulder | B13 | 600 | 800 | 0 | 57.25 | 59.44 | 8 | 0
2015 | ERCOT_2_SPP_S | ERCOT | SPP_S | External | Shoulder | B14 | 900 | 800 | 0 | 57.25 | 57.39 | 8 | 0
2015 | ERCOT_2_SPP_S | ERCOT | SPP_S | External | Shoulder | B15 | 1203 | 800 | 0 | 57.25 | 57.39 | 8 | 0
2015 | ERCOT_2_SPP_S | ERCOT | SPP_S | External | Summer | B1 | 10 | 800 | 26.06 | 82.44 | 90.44 | 8 | 0
2015 | ERCOT_2_SPP_S | ERCOT | SPP_S | External | Summer | B2 | 25 | 800 | 212.66 | 82.44 | 90.44 | 8 | 0
2015 | ERCOT_2_SPP_S | ERCOT | SPP_S | External | Summer | B3 | 75 | 800 | 0 | 82.44 | 88.24 | 8 | 0
2015 | ERCOT_2_SPP_S | ERCOT | SPP_S | External | Summer | B4 | 100 | 800 | 0 | 82.44 | 83.79 | 8 | 0
2015 | ERCOT_2_SPP_S | ERCOT | SPP_S | External | Summer | B5 | 200 | 800 | 0 | 82.44 | 81.19 | 8 | 0
2015 | ERCOT_2_SPP_S | ERCOT | SPP_S | External | Summer | B6 | 300 | 800 | 0 | 82.44 | 76.24 | 8 | 0
2015 | ERCOT_2_SPP_S | ERCOT | SPP_S | External | Summer | B7 | 400 | 800 | 0 | 61.33 | 63.82 | 8 | 0
2015 | ERCOT_2_SPP_S | ERCOT | SPP_S | External | Summer | B8 | 500 | 800 | 0 | 56.2 | 58.71 | 8 | 0
2015 | ERCOT_2_SPP_S | ERCOT | SPP_S | External | Summer | B9 | 800 | 800 | 0 | 56.2 | 56.13 | 8 | 0
2015 | ERCOT_2_SPP_S | ERCOT | SPP_S | External | Summer | B10 | 1262 | 800 | 0 | 56.2 | 56 | 8 | 0
2015 | ERCOT_2_SPP_S | ERCOT | SPP_S | External | Winter | B16 | 25 | 800 | 0 | 64.89 | 70.88 | 8 | 0
2015 | ERCOT_2_SPP_S | ERCOT | SPP_S | External | Winter | B17 | 100 | 800 | 0 | 63.63 | 59.87 | 8 | 0
2015 | ERCOT_2_SPP_S | ERCOT | SPP_S | External | Winter | B18 | 400 | 800 | 0 | 59.45 | 59.87 | 8 | 0
2015 | ERCOT_2_SPP_S | ERCOT | SPP_S | External | Winter | B19 | 700 | 800 | 0 | 59.45 | 59.85 | 8 | 0
2015 | ERCOT_2_SPP_S | ERCOT | SPP_S | External | Winter | B20 | 935 | 800 | 0 | 59.45 | 59.74 | 8 | 0
2015 | MAPP_US_2_RMPA | MAPP_US | RMPA | External | Shoulder | B11 | 25 | 200 | 0 | 70.68 | 60.8 | 8 | 0
2015 | MAPP_US_2_RMPA | MAPP_US | RMPA | External | Shoulder | B12 | 200 | 200 | 0 | 55.95 | 60.8 | 8 | 0
2015 | MAPP_US_2_RMPA | MAPP_US | RMPA | External | Shoulder | B13 | 600 | 200 | 0 | 55.45 | 60.8 | 8 | 0
2015 | MAPP_US_2_RMPA | MAPP_US | RMPA | External | Shoulder | B14 | 900 | 200 | 0 | 55.45 | 60.8 | 8 | 0
2015 | MAPP_US_2_RMPA | MAPP_US | RMPA | External | Shoulder | B15 | 1203 | 200 | 0 | 55.45 | 60.8 | 8 | 0
2015 | MAPP_US_2_RMPA | MAPP_US | RMPA | External | Summer | B1 | 10 | 200 | 0 | 84.76 | 88.34 | 8 | 0
2015 | MAPP_US_2_RMPA | MAPP_US | RMPA | External | Summer | B2 | 25 | 200 | 0 | 84.38 | 83.79 | 8 | 0
2015 | MAPP_US_2_RMPA | MAPP_US | RMPA | External | Summer | B3 | 75 | 200 | 0 | 84.38 | 83.79 | 8 | 0
2015 | MAPP_US_2_RMPA | MAPP_US | RMPA | External | Summer | B4 | 100 | 200 | 0 | 79.97 | 78.99 | 8 | 0
2015 | MAPP_US_2_RMPA | MAPP_US | RMPA | External | Summer | B5 | 200 | 200 | 0 | 69.61 | 66.41 | 8 | 0
2015 | MAPP_US_2_RMPA | MAPP_US | RMPA | External | Summer | B6 | 300 | 200 | 0 | 62.23 | 61.23 | 8 | 0
2015 | MAPP_US_2_RMPA | MAPP_US | RMPA | External | Summer | B7 | 400 | 200 | 0 | 52.68 | 59.27 | 8 | 0
2015 | MAPP_US_2_RMPA | MAPP_US | RMPA | External | Summer | B8 | 500 | 200 | 0 | 52.01 | 59.27 | 8 | 0
2015 | MAPP_US_2_RMPA | MAPP_US | RMPA | External | Summer | B9 | 800 | 200 | 0 | 52.01 | 59.27 | 8 | 0
2015 | MAPP_US_2_RMPA | MAPP_US | RMPA | External | Summer | B10 | 1262 | 200 | 0 | 52.01 | 58.4 | 8 | 0
2015 | MAPP_US_2_RMPA | MAPP_US | RMPA | External | Winter | B16 | 25 | 200 | 0 | 68.86 | 68.52 | 8 | 0
2015 | MAPP_US_2_RMPA | MAPP_US | RMPA | External | Winter | B17 | 100 | 200 | 0 | 58.09 | 63.71 | 8 | 0
2015 | MAPP_US_2_RMPA | MAPP_US | RMPA | External | Winter | B18 | 400 | 200 | 0 | 58.09 | 63.71 | 8 | 0
2015 | MAPP_US_2_RMPA | MAPP_US | RMPA | External | Winter | B19 | 700 | 200 | 0 | 58.09 | 63.71 | 8 | 0
2015 | MAPP_US_2_RMPA | MAPP_US | RMPA | External | Winter | B20 | 935 | 200 | 0 | 58.09 | 56.86 | 8 | 0
2015 | NE_2_RMPA | NE | RMPA | External | Shoulder | B11 | 25 | 310 | 0 | 77.68 | 60.8 | 5 | 0
2015 | NE_2_RMPA | NE | RMPA | External | Shoulder | B12 | 200 | 310 | 0 | 60.02 | 60.8 | 5 | 0
2015 | NE_2_RMPA | NE | RMPA | External | Shoulder | B13 | 600 | 310 | 0 | 59.41 | 60.8 | 5 | 0
2015 | NE_2_RMPA | NE | RMPA | External | Shoulder | B14 | 900 | 310 | 0 | 57.37 | 60.8 | 5 | 0
2015 | NE_2_RMPA | NE | RMPA | External | Shoulder | B15 | 1203 | 310 | 0 | 57.37 | 60.8 | 5 | 0
2015 | NE_2_RMPA | NE | RMPA | External | Summer | B1 | 10 | 310 | 0 | 91.76 | 88.34 | 5 | 0
2015 | NE_2_RMPA | NE | RMPA | External | Summer | B2 | 25 | 310 | 0 | 91.38 | 83.79 | 5 | 0
2015 | NE_2_RMPA | NE | RMPA | External | Summer | B3 | 75 | 310 | 0 | 91.38 | 83.79 | 5 | 0
2015 | NE_2_RMPA | NE | RMPA | External | Summer | B4 | 100 | 310 | 0 | 86.97 | 78.99 | 5 | 0
2015 | NE_2_RMPA | NE | RMPA | External | Summer | B5 | 200 | 310 | 0 | 76.61 | 66.41 | 5 | 0
2015 | NE_2_RMPA | NE | RMPA | External | Summer | B6 | 300 | 310 | 0 | 69.23 | 61.23 | 5 | 0
2015 | NE_2_RMPA | NE | RMPA | External | Summer | B7 | 400 | 310 | 0 | 59.68 | 59.27 | 5 | 0
2015 | NE_2_RMPA | NE | RMPA | External | Summer | B8 | 500 | 310 | 0 | 58.69 | 59.27 | 5 | 0
2015 | NE_2_RMPA | NE | RMPA | External | Summer | B9 | 800 | 310 | 0 | 56.1 | 59.27 | 5 | 0
2015 | NE_2_RMPA | NE | RMPA | External | Summer | B10 | 1262 | 310 | 221.93 | 53.4 | 58.4 | 5 | 0
2015 | NE_2_RMPA | NE | RMPA | External | Winter | B16 | 25 | 310 | 0 | 70.86 | 68.52 | 5 | 0
2015 | NE_2_RMPA | NE | RMPA | External | Winter | B17 | 100 | 310 | 0 | 59.85 | 63.71 | 5 | 0
2015 | NE_2_RMPA | NE | RMPA | External | Winter | B18 | 400 | 310 | 0 | 59.85 | 63.71 | 5 | 0
2015 | NE_2_RMPA | NE | RMPA | External | Winter | B19 | 700 | 310 | 0 | 59.83 | 63.71 | 5 | 0
2015 | NE_2_RMPA | NE | RMPA | External | Winter | B20 | 935 | 310 | 0 | 55.63 | 56.86 | 5 | 0
2015 | NWPP_Coal_2_MAPP_US | NWPP_Coal | MAPP_US | External | Shoulder | B11 | 25 | 150 | 150 | 57.71 | 70.68 | 8 | 4.97
2015 | NWPP_Coal_2_MAPP_US | NWPP_Coal | MAPP_US | External | Shoulder | B12 | 200 | 150 | 0 | 57.71 | 55.95 | 8 | 0
2015 | NWPP_Coal_2_MAPP_US | NWPP_Coal | MAPP_US | External | Shoulder | B13 | 600 | 150 | 0 | 57.71 | 55.45 | 8 | 0
2015 | NWPP_Coal_2_MAPP_US | NWPP_Coal | MAPP_US | External | Shoulder | B14 | 900 | 150 | 0 | 57.71 | 55.45 | 8 | 0
2015 | NWPP_Coal_2_MAPP_US | NWPP_Coal | MAPP_US | External | Shoulder | B15 | 1203 | 150 | 0 | 57.71 | 55.45 | 8 | 0
2015 | NWPP_Coal_2_MAPP_US | NWPP_Coal | MAPP_US | External | Summer | B1 | 10 | 150 | 150 | 58.24 | 84.76 | 8 | 18.52
2015 | NWPP_Coal_2_MAPP_US | NWPP_Coal | MAPP_US | External | Summer | B2 | 25 | 150 | 150 | 58.24 | 84.38 | 8 | 18.14
2015 | NWPP_Coal_2_MAPP_US | NWPP_Coal | MAPP_US | External | Summer | B3 | 75 | 150 | 150 | 58.24 | 84.38 | 8 | 18.14
2015 | NWPP_Coal_2_MAPP_US | NWPP_Coal | MAPP_US | External | Summer | B4 | 100 | 150 | 150 | 58.24 | 79.97 | 8 | 13.73
2015 | NWPP_Coal_2_MAPP_US | NWPP_Coal | MAPP_US | External | Summer | B5 | 200 | 150 | 150 | 58.24 | 69.61 | 8 | 3.37
2015 | NWPP_Coal_2_MAPP_US | NWPP_Coal | MAPP_US | External | Summer | B6 | 300 | 150 | 0 | 58.24 | 62.23 | 8 | 0
2015 | NWPP_Coal_2_MAPP_US | NWPP_Coal | MAPP_US | External | Summer | B7 | 400 | 150 | 0 | 58.24 | 52.68 | 8 | 0
2015 | NWPP_Coal_2_MAPP_US | NWPP_Coal | MAPP_US | External | Summer | B8 | 500 | 150 | 0 | 58.24 | 52.01 | 8 | 0
2015 | NWPP_Coal_2_MAPP_US | NWPP_Coal | MAPP_US | External | Summer | B9 | 800 | 150 | 0 | 58.24 | 52.01 | 8 | 0
2015 | NWPP_Coal_2_MAPP_US | NWPP_Coal | MAPP_US | External | Summer | B10 | 1262 | 150 | 0 | 58.24 | 52.01 | 8 | 0
2015 | NWPP_Coal_2_MAPP_US | NWPP_Coal | MAPP_US | External | Winter | B16 | 25 | 150 | 150 | 60.35 | 68.86 | 8 | 0.51
2015 | NWPP_Coal_2_MAPP_US | NWPP_Coal | MAPP_US | External | Winter | B17 | 100 | 150 | 0 | 60.35 | 58.09 | 8 | 0
2015 | NWPP_Coal_2_MAPP_US | NWPP_Coal | MAPP_US | External | Winter | B18 | 400 | 150 | 0 | 60.35 | 58.09 | 8 | 0
2015 | NWPP_Coal_2_MAPP_US | NWPP_Coal | MAPP_US | External | Winter | B19 | 700 | 150 | 0 | 60.35 | 58.09 | 8 | 0
2015 | NWPP_Coal_2_MAPP_US | NWPP_Coal | MAPP_US | External | Winter | B20 | 935 | 150 | 0 | 60.35 | 58.09 | 8 | 0
2015 | RMPA_2_MAPP_US | RMPA | MAPP_US | External | Shoulder | B11 | 25 | 200 | 200 | 60.8 | 70.68 | 8 | 1.88
2015 | RMPA_2_MAPP_US | RMPA | MAPP_US | External | Shoulder | B12 | 200 | 200 | 0 | 60.8 | 55.95 | 8 | 0
2015 | RMPA_2_MAPP_US | RMPA | MAPP_US | External | Shoulder | B13 | 600 | 200 | 0 | 60.8 | 55.45 | 8 | 0
2015 | RMPA_2_MAPP_US | RMPA | MAPP_US | External | Shoulder | B14 | 900 | 200 | 0 | 60.8 | 55.45 | 8 | 0
2015 | RMPA_2_MAPP_US | RMPA | MAPP_US | External | Shoulder | B15 | 1203 | 200 | 0 | 60.8 | 55.45 | 8 | 0
2015 | RMPA_2_MAPP_US | RMPA | MAPP_US | External | Summer | B1 | 10 | 200 | 0 | 88.34 | 84.76 | 8 | 0
2015 | RMPA_2_MAPP_US | RMPA | MAPP_US | External | Summer | B2 | 25 | 200 | 0 | 83.79 | 84.38 | 8 | 0
2015 | RMPA_2_MAPP_US | RMPA | MAPP_US | External | Summer | B3 | 75 | 200 | 0 | 83.79 | 84.38 | 8 | 0
2015 | RMPA_2_MAPP_US | RMPA | MAPP_US | External | Summer | B4 | 100 | 200 | 0 | 78.99 | 79.97 | 8 | 0
2015 | RMPA_2_MAPP_US | RMPA | MAPP_US | External | Summer | B5 | 200 | 200 | 0 | 66.41 | 69.61 | 8 | 0
2015 | RMPA_2_MAPP_US | RMPA | MAPP_US | External | Summer | B6 | 300 | 200 | 0 | 61.23 | 62.23 | 8 | 0
2015 | RMPA_2_MAPP_US | RMPA | MAPP_US | External | Summer | B7 | 400 | 200 | 0 | 59.27 | 52.68 | 8 | 0
2015 | RMPA_2_MAPP_US | RMPA | MAPP_US | External | Summer | B8 | 500 | 200 | 0 | 59.27 | 52.01 | 8 | 0
2015 | RMPA_2_MAPP_US | RMPA | MAPP_US | External | Summer | B9 | 800 | 200 | 0 | 59.27 | 52.01 | 8 | 0
2015 | RMPA_2_MAPP_US | RMPA | MAPP_US | External | Summer | B10 | 1262 | 200 | 0 | 58.4 | 52.01 | 8 | 0
2015 | RMPA_2_MAPP_US | RMPA | MAPP_US | External | Winter | B16 | 25 | 200 | 0 | 68.52 | 68.86 | 8 | 0
2015 | RMPA_2_MAPP_US | RMPA | MAPP_US | External | Winter | B17 | 100 | 200 | 0 | 63.71 | 58.09 | 8 | 0
2015 | RMPA_2_MAPP_US | RMPA | MAPP_US | External | Winter | B18 | 400 | 200 | 0 | 63.71 | 58.09 | 8 | 0
2015 | RMPA_2_MAPP_US | RMPA | MAPP_US | External | Winter | B19 | 700 | 200 | 0 | 63.71 | 58.09 | 8 | 0
2015 | RMPA_2_MAPP_US | RMPA | MAPP_US | External | Winter | B20 | 935 | 200 | 0 | 56.86 | 58.09 | 8 | 0
2015 | RMPA_2_NE | RMPA | NE | External | Shoulder | B11 | 25 | 310 | 310 | 60.8 | 77.68 | 8 | 8.88
2015 | RMPA_2_NE | RMPA | NE | External | Shoulder | B12 | 200 | 310 | 0 | 60.8 | 60.02 | 8 | 0
2015 | RMPA_2_NE | RMPA | NE | External | Shoulder | B13 | 600 | 310 | 0 | 60.8 | 59.41 | 8 | 0
2015 | RMPA_2_NE | RMPA | NE | External | Shoulder | B14 | 900 | 310 | 0 | 60.8 | 57.37 | 8 | 0
2015 | RMPA_2_NE | RMPA | NE | External | Shoulder | B15 | 1203 | 310 | 0 | 60.8 | 57.37 | 8 | 0
2015 | RMPA_2_NE | RMPA | NE | External | Summer | B1 | 10 | 310 | 0 | 88.34 | 91.76 | 8 | 0
2015 | RMPA_2_NE | RMPA | NE | External | Summer | B2 | 25 | 310 | 0 | 83.79 | 91.38 | 8 | 0
2015 | RMPA_2_NE | RMPA | NE | External | Summer | B3 | 75 | 310 | 0 | 83.79 | 91.38 | 8 | 0
2015 | RMPA_2_NE | RMPA | NE | External | Summer | B4 | 100 | 310 | 0 | 78.99 | 86.97 | 8 | 0
2015 | RMPA_2_NE | RMPA | NE | External | Summer | B5 | 200 | 310 | 310 | 66.41 | 76.61 | 8 | 2.2
2015 | RMPA_2_NE | RMPA | NE | External | Summer | B6 | 300 | 310 | 273.5 | 61.23 | 69.23 | 8 | 0
2015 | RMPA_2_NE | RMPA | NE | External | Summer | B7 | 400 | 310 | 0 | 59.27 | 59.68 | 8 | 0
2015 | RMPA_2_NE | RMPA | NE | External | Summer | B8 | 500 | 310 | 0 | 59.27 | 58.69 | 8 | 0
2015 | RMPA_2_NE | RMPA | NE | External | Summer | B9 | 800 | 310 | 0 | 59.27 | 56.1 | 8 | 0
2015 | RMPA_2_NE | RMPA | NE | External | Summer | B10 | 1262 | 310 | 0 | 58.4 | 53.4 | 8 | 0
2015 | RMPA_2_NE | RMPA | NE | External | Winter | B16 | 25 | 310 | 0 | 68.52 | 70.86 | 8 | 0
2015 | RMPA_2_NE | RMPA | NE | External | Winter | B17 | 100 | 310 | 0 | 63.71 | 59.85 | 8 | 0
2015 | RMPA_2_NE | RMPA | NE | External | Winter | B18 | 400 | 310 | 0 | 63.71 | 59.85 | 8 | 0
2015 | RMPA_2_NE | RMPA | NE | External | Winter | B19 | 700 | 310 | 0 | 63.71 | 59.83 | 8 | 0
2015 | RMPA_2_NE | RMPA | NE | External | Winter | B20 | 935 | 310 | 0 | 56.86 | 55.63 | 8 | 0
2015 | RMPA_2_SPP_N | RMPA | SPP_N | External | Shoulder | B11 | 25 | 210 | 210 | 60.8 | 84.68 | 8 | 15.88
2015 | RMPA_2_SPP_N | RMPA | SPP_N | External | Shoulder | B12 | 200 | 210 | 0 | 60.8 | 60.03 | 8 | 0
2015 | RMPA_2_SPP_N | RMPA | SPP_N | External | Shoulder | B13 | 600 | 210 | 0 | 60.8 | 59.43 | 8 | 0
2015 | RMPA_2_SPP_N | RMPA | SPP_N | External | Shoulder | B14 | 900 | 210 | 0 | 60.8 | 57.38 | 8 | 0
2015 | RMPA_2_SPP_N | RMPA | SPP_N | External | Shoulder | B15 | 1203 | 210 | 0 | 60.8 | 57.38 | 8 | 0
2015 | RMPA_2_SPP_N | RMPA | SPP_N | External | Summer | B1 | 10 | 210 | 0 | 88.34 | 92.6 | 8 | 0
2015 | RMPA_2_SPP_N | RMPA | SPP_N | External | Summer | B2 | 25 | 210 | 210 | 83.79 | 92.6 | 8 | 0.81
2015 | RMPA_2_SPP_N | RMPA | SPP_N | External | Summer | B3 | 75 | 210 | 210 | 83.79 | 92.6 | 8 | 0.81
2015 | RMPA_2_SPP_N | RMPA | SPP_N | External | Summer | B4 | 100 | 210 | 161.06 | 78.99 | 86.99 | 8 | 0
2015 | RMPA_2_SPP_N | RMPA | SPP_N | External | Summer | B5 | 200 | 210 | 210 | 66.41 | 81.21 | 8 | 6.8
2015 | RMPA_2_SPP_N | RMPA | SPP_N | External | Summer | B6 | 300 | 210 | 210 | 61.23 | 76.23 | 8 | 7
2015 | RMPA_2_SPP_N | RMPA | SPP_N | External | Summer | B7 | 400 | 210 | 0 | 59.27 | 63.81 | 8 | 0
2015 | RMPA_2_SPP_N | RMPA | SPP_N | External | Summer | B8 | 500 | 210 | 0 | 59.27 | 58.7 | 8 | 0
2015 | RMPA_2_SPP_N | RMPA | SPP_N | External | Summer | B9 | 800 | 210 | 0 | 59.27 | 56.11 | 8 | 0
2015 | RMPA_2_SPP_N | RMPA | SPP_N | External | Summer | B10 | 1262 | 210 | 0 | 58.4 | 55.99 | 8 | 0
2015 | RMPA_2_SPP_N | RMPA | SPP_N | External | Winter | B16 | 25 | 210 | 0 | 68.52 | 70.87 | 8 | 0
2015 | RMPA_2_SPP_N | RMPA | SPP_N | External | Winter | B17 | 100 | 210 | 0 | 63.71 | 59.86 | 8 | 0
2015 | RMPA_2_SPP_N | RMPA | SPP_N | External | Winter | B18 | 400 | 210 | 0 | 63.71 | 59.86 | 8 | 0
2015 | RMPA_2_SPP_N | RMPA | SPP_N | External | Winter | B19 | 700 | 210 | 0 | 63.71 | 59.84 | 8 | 0
2015 | RMPA_2_SPP_N | RMPA | SPP_N | External | Winter | B20 | 935 | 210 | 0 | 56.86 | 59.72 | 8 | 0
2015 | SPP_N_2_RMPA | SPP_N | RMPA | External | Shoulder | B11 | 25 | 210 | 0 | 84.68 | 60.8 | 5 | 0
2015 | SPP_N_2_RMPA | SPP_N | RMPA | External | Shoulder | B12 | 200 | 210 | 0 | 60.03 | 60.8 | 5 | 0
2015 | SPP_N_2_RMPA | SPP_N | RMPA | External | Shoulder | B13 | 600 | 210 | 0 | 59.43 | 60.8 | 5 | 0
2015 | SPP_N_2_RMPA | SPP_N | RMPA | External | Shoulder | B14 | 900 | 210 | 0 | 57.38 | 60.8 | 5 | 0
2015 | SPP_N_2_RMPA | SPP_N | RMPA | External | Shoulder | B15 | 1203 | 210 | 0 | 57.38 | 60.8 | 5 | 0
2015 | SPP_N_2_RMPA | SPP_N | RMPA | External | Summer | B1 | 10 | 210 | 0 | 92.6 | 88.34 | 5 | 0
2015 | SPP_N_2_RMPA | SPP_N | RMPA | External | Summer | B2 | 25 | 210 | 0 | 92.6 | 83.79 | 5 | 0
2015 | SPP_N_2_RMPA | SPP_N | RMPA | External | Summer | B3 | 75 | 210 | 0 | 92.6 | 83.79 | 5 | 0
2015 | SPP_N_2_RMPA | SPP_N | RMPA | External | Summer | B4 | 100 | 210 | 0 | 86.99 | 78.99 | 5 | 0
2015 | SPP_N_2_RMPA | SPP_N | RMPA | External | Summer | B5 | 200 | 210 | 0 | 81.21 | 66.41 | 5 | 0
2015 | SPP_N_2_RMPA | SPP_N | RMPA | External | Summer | B6 | 300 | 210 | 0 | 76.23 | 61.23 | 5 | 0
2015 | SPP_N_2_RMPA | SPP_N | RMPA | External | Summer | B7 | 400 | 210 | 0 | 63.81 | 59.27 | 5 | 0
2015 | SPP_N_2_RMPA | SPP_N | RMPA | External | Summer | B8 | 500 | 210 | 0 | 58.7 | 59.27 | 5 | 0
2015 | SPP_N_2_RMPA | SPP_N | RMPA | External | Summer | B9 | 800 | 210 | 0 | 56.11 | 59.27 | 5 | 0
2015 | SPP_N_2_RMPA | SPP_N | RMPA | External | Summer | B10 | 1262 | 210 | 0 | 55.99 | 58.4 | 5 | 0
2015 | SPP_N_2_RMPA | SPP_N | RMPA | External | Winter | B16 | 25 | 210 | 0 | 70.87 | 68.52 | 5 | 0
2015 | SPP_N_2_RMPA | SPP_N | RMPA | External | Winter | B17 | 100 | 210 | 0 | 59.86 | 63.71 | 5 | 0
2015 | SPP_N_2_RMPA | SPP_N | RMPA | External | Winter | B18 | 400 | 210 | 0 | 59.86 | 63.71 | 5 | 0
2015 | SPP_N_2_RMPA | SPP_N | RMPA | External | Winter | B19 | 700 | 210 | 0 | 59.84 | 63.71 | 5 | 0
2015 | SPP_N_2_RMPA | SPP_N | RMPA | External | Winter | B20 | 935 | 210 | 0 | 59.72 | 56.86 | 5 | 0
2015 | SPP_S_2_ERCOT | SPP_S | ERCOT | External | Shoulder | B11 | 25 | 800 | 0 | 83.05 | 84 | 5 | 0
2015 | SPP_S_2_ERCOT | SPP_S | ERCOT | External | Shoulder | B12 | 200 | 800 | 0 | 60.04 | 62.48 | 5 | 0
2015 | SPP_S_2_ERCOT | SPP_S | ERCOT | External | Shoulder | B13 | 600 | 800 | 0 | 59.44 | 57.25 | 5 | 0
2015 | SPP_S_2_ERCOT | SPP_S | ERCOT | External | Shoulder | B14 | 900 | 800 | 0 | 57.39 | 57.25 | 5 | 0
2015 | SPP_S_2_ERCOT | SPP_S | ERCOT | External | Shoulder | B15 | 1203 | 800 | 0 | 57.39 | 57.25 | 5 | 0
2015 | SPP_S_2_ERCOT | SPP_S | ERCOT | External | Summer | B1 | 10 | 800 | 0 | 90.44 | 82.44 | 5 | 0
2015 | SPP_S_2_ERCOT | SPP_S | ERCOT | External | Summer | B2 | 25 | 800 | 0 | 90.44 | 82.44 | 5 | 0
2015 | SPP_S_2_ERCOT | SPP_S | ERCOT | External | Summer | B3 | 75 | 800 | 0 | 88.24 | 82.44 | 5 | 0
2015 | SPP_S_2_ERCOT | SPP_S | ERCOT | External | Summer | B4 | 100 | 800 | 0 | 83.79 | 82.44 | 5 | 0
2015 | SPP_S_2_ERCOT | SPP_S | ERCOT | External | Summer | B5 | 200 | 800 | 0 | 81.19 | 82.44 | 5 | 0
2015 | SPP_S_2_ERCOT | SPP_S | ERCOT | External | Summer | B6 | 300 | 800 | 800 | 76.24 | 82.44 | 5 | 1.19
2015 | SPP_S_2_ERCOT | SPP_S | ERCOT | External | Summer | B7 | 400 | 800 | 0 | 63.82 | 61.33 | 5 | 0
2015 | SPP_S_2_ERCOT | SPP_S | ERCOT | External | Summer | B8 | 500 | 800 | 0 | 58.71 | 56.2 | 5 | 0
2015 | SPP_S_2_ERCOT | SPP_S | ERCOT | External | Summer | B9 | 800 | 800 | 0 | 56.13 | 56.2 | 5 | 0
2015 | SPP_S_2_ERCOT | SPP_S | ERCOT | External | Summer | B10 | 1262 | 800 | 0 | 56 | 56.2 | 5 | 0
2015 | SPP_S_2_ERCOT | SPP_S | ERCOT | External | Winter | B16 | 25 | 800 | 0 | 70.88 | 64.89 | 5 | 0
2015 | SPP_S_2_ERCOT | SPP_S | ERCOT | External | Winter | B17 | 100 | 800 | 0 | 59.87 | 63.63 | 5 | 0
2015 | SPP_S_2_ERCOT | SPP_S | ERCOT | External | Winter | B18 | 400 | 800 | 0 | 59.87 | 59.45 | 5 | 0
2015 | SPP_S_2_ERCOT | SPP_S | ERCOT | External | Winter | B19 | 700 | 800 | 0 | 59.85 | 59.45 | 5 | 0
2015 | SPP_S_2_ERCOT | SPP_S | ERCOT | External | Winter | B20 | 935 | 800 | 0 | 59.74 | 59.45 | 5 | 0
2020 | AZ_NM_SNV_Coal_2_SPP_S | AZ_NM_SNV_Coal | SPP_S | External | Shoulder | B11 | 25 | 400 | 0 | 66.85 | 70.83 | 8.17 | 0
2020 | AZ_NM_SNV_Coal_2_SPP_S | AZ_NM_SNV_Coal | SPP_S | External | Shoulder | B12 | 200 | 400 | 0 | 66.85 | 65.5 | 8.17 | 0
2020 | AZ_NM_SNV_Coal_2_SPP_S | AZ_NM_SNV_Coal | SPP_S | External | Shoulder | B13 | 600 | 400 | 0 | 66.85 | 65.35 | 8.17 | 0
2020 | AZ_NM_SNV_Coal_2_SPP_S | AZ_NM_SNV_Coal | SPP_S | External | Shoulder | B14 | 900 | 400 | 0 | 66.85 | 62.71 | 8.17 | 0
2020 | AZ_NM_SNV_Coal_2_SPP_S | AZ_NM_SNV_Coal | SPP_S | External | Shoulder | B15 | 1203 | 400 | 0 | 66.85 | 60.51 | 8.17 | 0
2020 | AZ_NM_SNV_Coal_2_SPP_S | AZ_NM_SNV_Coal | SPP_S | External | Summer | B1 | 10 | 400 | 0 | 89.19 | 85.98 | 8.17 | 0
2020 | AZ_NM_SNV_Coal_2_SPP_S | AZ_NM_SNV_Coal | SPP_S | External | Summer | B2 | 25 | 400 | 0 | 89.19 | 92.88 | 8.17 | 0
2020 | AZ_NM_SNV_Coal_2_SPP_S | AZ_NM_SNV_Coal | SPP_S | External | Summer | B3 | 75 | 400 | 0 | 89.19 | 92.88 | 8.17 | 0
2020 | AZ_NM_SNV_Coal_2_SPP_S | AZ_NM_SNV_Coal | SPP_S | External | Summer | B4 | 100 | 400 | 400 | 84.44 | 92.88 | 8.17 | 0.28
2020 | AZ_NM_SNV_Coal_2_SPP_S | AZ_NM_SNV_Coal | SPP_S | External | Summer | B5 | 200 | 400 | 400 | 73.79 | 92.88 | 8.17 | 10.92
2020 | AZ_NM_SNV_Coal_2_SPP_S | AZ_NM_SNV_Coal | SPP_S | External | Summer | B6 | 300 | 400 | 400 | 71.56 | 84.04 | 8.17 | 4.32
2020 | AZ_NM_SNV_Coal_2_SPP_S | AZ_NM_SNV_Coal | SPP_S | External | Summer | B7 | 400 | 400 | 0 | 65.35 | 67.06 | 8.17 | 0
2020 | AZ_NM_SNV_Coal_2_SPP_S | AZ_NM_SNV_Coal | SPP_S | External | Summer | B8 | 500 | 400 | 0 | 65.35 | 64.09 | 8.17 | 0
2020 | AZ_NM_SNV_Coal_2_SPP_S | AZ_NM_SNV_Coal | SPP_S | External | Summer | B9 | 800 | 400 | 0 | 65.35 | 63.95 | 8.17 | 0
2020 | AZ_NM_SNV_Coal_2_SPP_S | AZ_NM_SNV_Coal | SPP_S | External | Summer | B10 | 1262 | 400 | 0 | 65.23 | 62.71 | 8.17 | 0
2020 | AZ_NM_SNV_Coal_2_SPP_S | AZ_NM_SNV_Coal | SPP_S | External | Winter | B16 | 25 | 400 | 0 | 69.88 | 70.71 | 8.17 | 0
2020 | AZ_NM_SNV_Coal_2_SPP_S | AZ_NM_SNV_Coal | SPP_S | External | Winter | B17 | 100 | 400 | 0 | 69.88 | 68.1 | 8.17 | 0
2020 | AZ_NM_SNV_Coal_2_SPP_S | AZ_NM_SNV_Coal | SPP_S | External | Winter | B18 | 400 | 400 | 0 | 69.88 | 66.18 | 8.17 | 0
2020 | AZ_NM_SNV_Coal_2_SPP_S | AZ_NM_SNV_Coal | SPP_S | External | Winter | B19 | 700 | 400 | 0 | 69.88 | 65.4 | 8.17 | 0
2020 | AZ_NM_SNV_Coal_2_SPP_S | AZ_NM_SNV_Coal | SPP_S | External | Winter | B20 | 935 | 400 | 0 | 68.83 | 63.12 | 8.17 | 0
2020 | ERCOT_2_SPP_S | ERCOT | SPP_S | External | Shoulder | B11 | 25 | 800 | 0 | 95.94 | 70.83 | 8 | 0
2020 | ERCOT_2_SPP_S | ERCOT | SPP_S | External | Shoulder | B12 | 200 | 800 | 0 | 71.27 | 65.5 | 8 | 0
2020 | ERCOT_2_SPP_S | ERCOT | SPP_S | External | Shoulder | B13 | 600 | 800 | 0 | 65.28 | 65.35 | 8 | 0
2020 | ERCOT_2_SPP_S | ERCOT | SPP_S | External | Shoulder | B14 | 900 | 800 | 0 | 65.28 | 62.71 | 8 | 0
2020 | ERCOT_2_SPP_S | ERCOT | SPP_S | External | Shoulder | B15 | 1203 | 800 | 0 | 65.28 | 60.51 | 8 | 0
2020 | ERCOT_2_SPP_S | ERCOT | SPP_S | External | Summer | B1 | 10 | 800 | 0 | 108.25 | 85.98 | 8 | 0
2020 | ERCOT_2_SPP_S | ERCOT | SPP_S | External | Summer | B2 | 25 | 800 | 0 | 97.88 | 92.88 | 8 | 0
2020 | ERCOT_2_SPP_S | ERCOT | SPP_S | External | Summer | B3 | 75 | 800 | 0 | 94.24 | 92.88 | 8 | 0
2020 | ERCOT_2_SPP_S | ERCOT | SPP_S | External | Summer | B4 | 100 | 800 | 0 | 94.24 | 92.88 | 8 | 0
2020 | ERCOT_2_SPP_S | ERCOT | SPP_S | External | Summer | B5 | 200 | 800 | 0 | 94.24 | 92.88 | 8 | 0
2020 | ERCOT_2_SPP_S | ERCOT | SPP_S | External | Summer | B6 | 300 | 800 | 0 | 94.24 | 84.04 | 8 | 0
2020 | ERCOT_2_SPP_S | ERCOT | SPP_S | External | Summer | B7 | 400 | 800 | 0 | 70.02 | 67.06 | 8 | 0
2020 | ERCOT_2_SPP_S | ERCOT | SPP_S | External | Summer | B8 | 500 | 800 | 0 | 66.34 | 64.09 | 8 | 0
2020 | ERCOT_2_SPP_S | ERCOT | SPP_S | External | Summer | B9 | 800 | 800 | 0 | 64.14 | 63.95 | 8 | 0
2020 | ERCOT_2_SPP_S | ERCOT | SPP_S | External | Summer | B10 | 1262 | 800 | 0 | 64.14 | 62.71 | 8 | 0
2020 | ERCOT_2_SPP_S | ERCOT | SPP_S | External | Winter | B16 | 25 | 800 | 0 | 73.98 | 70.71 | 8 | 0
2020 | ERCOT_2_SPP_S | ERCOT | SPP_S | External | Winter | B17 | 100 | 800 | 0 | 73.1 | 68.1 | 8 | 0
2020 | ERCOT_2_SPP_S | ERCOT | SPP_S | External | Winter | B18 | 400 | 800 | 0 | 67.74 | 66.18 | 8 | 0
2020 | ERCOT_2_SPP_S | ERCOT | SPP_S | External | Winter | B19 | 700 | 800 | 0 | 67.74 | 65.4 | 8 | 0
2020 | ERCOT_2_SPP_S | ERCOT | SPP_S | External | Winter | B20 | 935 | 800 | 0 | 67.74 | 63.12 | 8 | 0
2020 | MAPP_US_2_RMPA | MAPP_US | RMPA | External | Shoulder | B11 | 25 | 200 | 0 | 73.5 | 70.35 | 8 | 0
2020 | MAPP_US_2_RMPA | MAPP_US | RMPA | External | Shoulder | B12 | 200 | 200 | 0 | 63.62 | 70.35 | 8 | 0
2020 | MAPP_US_2_RMPA | MAPP_US | RMPA | External | Shoulder | B13 | 600 | 200 | 200 | 60.3 | 70.35 | 8 | 2.05
2020 | MAPP_US_2_RMPA | MAPP_US | RMPA | External | Shoulder | B14 | 900 | 200 | 200 | 57.52 | 70.35 | 8 | 4.83
2020 | MAPP_US_2_RMPA | MAPP_US | RMPA | External | Shoulder | B15 | 1203 | 200 | 200 | 56.19 | 67.54 | 8 | 3.36
2020 | MAPP_US_2_RMPA | MAPP_US | RMPA | External | Summer | B1 | 10 | 200 | 0 | 97.82 | 97.35 | 8 | 0
2020 | MAPP_US_2_RMPA | MAPP_US | RMPA | External | Summer | B2 | 25 | 200 | 0 | 96.42 | 95.42 | 8 | 0
2020 | MAPP_US_2_RMPA | MAPP_US | RMPA | External | Summer | B3 | 75 | 200 | 0 | 95.55 | 97.35 | 8 | 0
2020 | MAPP_US_2_RMPA | MAPP_US | RMPA | External | Summer | B4 | 100 | 200 | 0 | 94.89 | 92.6 | 8 | 0
2020 | MAPP_US_2_RMPA | MAPP_US | RMPA | External | Summer | B5 | 200 | 200 | 0 | 90.88 | 81.95 | 8 | 0
2020 | MAPP_US_2_RMPA | MAPP_US | RMPA | External | Summer | B6 | 300 | 200 | 0 | 79.02 | 76.03 | 8 | 0
2020 | MAPP_US_2_RMPA | MAPP_US | RMPA | External | Summer | B7 | 400 | 200 | 0 | 60.6 | 68.58 | 8 | 0
2020 | MAPP_US_2_RMPA | MAPP_US | RMPA | External | Summer | B8 | 500 | 200 | 200 | 56.03 | 68.58 | 8 | 4.55
2020 | MAPP_US_2_RMPA | MAPP_US | RMPA | External | Summer | B9 | 800 | 200 | 200 | 56.03 | 68.58 | 8 | 4.55
2020 | MAPP_US_2_RMPA | MAPP_US | RMPA | External | Summer | B10 | 1262 | 200 | 200 | 55.67 | 67.67 | 8 | 4
2020 | MAPP_US_2_RMPA | MAPP_US | RMPA | External | Winter | B16 | 25 | 200 | 200 | 63.71 | 75.71 | 8 | 4
2020 | MAPP_US_2_RMPA | MAPP_US | RMPA | External | Winter | B17 | 100 | 200 | 200 | 61.09 | 73.69 | 8 | 4.6
2020 | MAPP_US_2_RMPA | MAPP_US | RMPA | External | Winter | B18 | 400 | 200 | 200 | 60.46 | 72.72 | 8 | 4.26
2020 | MAPP_US_2_RMPA | MAPP_US | RMPA | External | Winter | B19 | 700 | 200 | 200 | 60.46 | 72.72 | 8 | 4.26
2020 | MAPP_US_2_RMPA | MAPP_US | RMPA | External | Winter | B20 | 935 | 200 | 161.04 | 56.39 | 64.39 | 8 | 0
2020 | NE_2_RMPA | NE | RMPA | External | Shoulder | B11 | 25 | 310 | 0 | 80.5 | 70.35 | 5 | 0
2020 | NE_2_RMPA | NE | RMPA | External | Shoulder | B12 | 200 | 310 | 0 | 65.64 | 70.35 | 5 | 0
2020 | NE_2_RMPA | NE | RMPA | External | Shoulder | B13 | 600 | 310 | 279.91 | 65.35 | 70.35 | 5 | 0
2020 | NE_2_RMPA | NE | RMPA | External | Shoulder | B14 | 900 | 310 | 310 | 62.71 | 70.35 | 5 | 2.64
2020 | NE_2_RMPA | NE | RMPA | External | Shoulder | B15 | 1203 | 310 | 310 | 60.51 | 67.54 | 5 | 2.03
2020 | NE_2_RMPA | NE | RMPA | External | Summer | B1 | 10 | 310 | 0 | 104.82 | 97.35 | 5 | 0
2020 | NE_2_RMPA | NE | RMPA | External | Summer | B2 | 25 | 310 | 0 | 103.42 | 95.42 | 5 | 0
2020 | NE_2_RMPA | NE | RMPA | External | Summer | B3 | 75 | 310 | 0 | 102.55 | 97.35 | 5 | 0
2020 | NE_2_RMPA | NE | RMPA | External | Summer | B4 | 100 | 310 | 0 | 101.89 | 92.6 | 5 | 0
2020 | NE_2_RMPA | NE | RMPA | External | Summer | B5 | 200 | 310 | 0 | 97.88 | 81.95 | 5 | 0
2020 | NE_2_RMPA | NE | RMPA | External | Summer | B6 | 300 | 310 | 0 | 86.02 | 76.03 | 5 | 0
2020 | NE_2_RMPA | NE | RMPA | External | Summer | B7 | 400 | 310 | 0 | 67.6 | 68.58 | 5 | 0
2020 | NE_2_RMPA | NE | RMPA | External | Summer | B8 | 500 | 310 | 0 | 64.07 | 68.58 | 5 | 0
2020 | NE_2_RMPA | NE | RMPA | External | Summer | B9 | 800 | 310 | 69.01 | 63.58 | 68.58 | 5 | 0
2020 | NE_2_RMPA | NE | RMPA | External | Summer | B10 | 1262 | 310 | 49.63 | 62.67 | 67.67 | 5 | 0
2020 | NE_2_RMPA | NE | RMPA | External | Winter | B16 | 25 | 310 | 191.7 | 70.71 | 75.71 | 5 | 0
2020 | NE_2_RMPA | NE | RMPA | External | Winter | B17 | 100 | 310 | 310 | 68.09 | 73.69 | 5 | 0.6
2020 | NE_2_RMPA | NE | RMPA | External | Winter | B18 | 400 | 310 | 310 | 66.16 | 72.72 | 5 | 1.57
2020 | NE_2_RMPA | NE | RMPA | External | Winter | B19 | 700 | 310 | 310 | 65.38 | 72.72 | 5 | 2.34
2020 | NE_2_RMPA | NE | RMPA | External | Winter | B20 | 935 | 310 | 0 | 63.09 | 64.39 | 5 | 0
2020 | NWPP_Coal_2_MAPP_US | NWPP_Coal | MAPP_US | External | Shoulder | B11 | 25 | 150 | 0 | 71.55 | 73.5 | 8 | 0
2020 | NWPP_Coal_2_MAPP_US | NWPP_Coal | MAPP_US | External | Shoulder | B12 | 200 | 150 | 0 | 71.55 | 63.62 | 8 | 0
2020 | NWPP_Coal_2_MAPP_US | NWPP_Coal | MAPP_US | External | Shoulder | B13 | 600 | 150 | 0 | 71.55 | 60.3 | 8 | 0
2020 | NWPP_Coal_2_MAPP_US | NWPP_Coal | MAPP_US | External | Shoulder | B14 | 900 | 150 | 0 | 71.55 | 57.52 | 8 | 0
2020 | NWPP_Coal_2_MAPP_US | NWPP_Coal | MAPP_US | External | Shoulder | B15 | 1203 | 150 | 0 | 71.55 | 56.19 | 8 | 0
2020 | NWPP_Coal_2_MAPP_US | NWPP_Coal | MAPP_US | External | Summer | B1 | 10 | 150 | 150 | 71.55 | 97.82 | 8 | 18.27
2020 | NWPP_Coal_2_MAPP_US | NWPP_Coal | MAPP_US | External | Summer | B2 | 25 | 150 | 150 | 71.55 | 96.42 | 8 | 16.87
2020 | NWPP_Coal_2_MAPP_US | NWPP_Coal | MAPP_US | External | Summer | B3 | 75 | 150 | 150 | 71.55 | 95.55 | 8 | 16.01
2020 | NWPP_Coal_2_MAPP_US | NWPP_Coal | MAPP_US | External | Summer | B4 | 100 | 150 | 150 | 71.55 | 94.89 | 8 | 15.34
2020 | NWPP_Coal_2_MAPP_US | NWPP_Coal | MAPP_US | External | Summer | B5 | 200 | 150 | 150 | 71.55 | 90.88 | 8 | 11.33
2020 | NWPP_Coal_2_MAPP_US | NWPP_Coal | MAPP_US | External | Summer | B6 | 300 | 150 | 0 | 71.55 | 79.02 | 8 | 0
2020 | NWPP_Coal_2_MAPP_US | NWPP_Coal | MAPP_US | External | Summer | B7 | 400 | 150 | 0 | 71.55 | 60.6 | 8 | 0
2020 | NWPP_Coal_2_MAPP_US | NWPP_Coal | MAPP_US | External | Summer | B8 | 500 | 150 | 0 | 71.55 | 56.03 | 8 | 0
2020 | NWPP_Coal_2_MAPP_US | NWPP_Coal | MAPP_US | External | Summer | B9 | 800 | 150 | 0 | 71.55 | 56.03 | 8 | 0
2020 | NWPP_Coal_2_MAPP_US | NWPP_Coal | MAPP_US | External | Summer | B10 | 1262 | 150 | 0 | 71.55 | 55.67 | 8 | 0
2020 | NWPP_Coal_2_MAPP_US | NWPP_Coal | MAPP_US | External | Winter | B16 | 25 | 150 | 0 | 75.22 | 63.71 | 8 | 0
2020 | NWPP_Coal_2_MAPP_US | NWPP_Coal | MAPP_US | External | Winter | B17 | 100 | 150 | 0 | 75.22 | 61.09 | 8 | 0
2020 | NWPP_Coal_2_MAPP_US | NWPP_Coal | MAPP_US | External | Winter | B18 | 400 | 150 | 0 | 75.22 | 60.46 | 8 | 0
2020 | NWPP_Coal_2_MAPP_US | NWPP_Coal | MAPP_US | External | Winter | B19 | 700 | 150 | 0 | 75.22 | 60.46 | 8 | 0
2020 | NWPP_Coal_2_MAPP_US | NWPP_Coal | MAPP_US | External | Winter | B20 | 935 | 150 | 0 | 75.22 | 56.39 | 8 | 0
2020 | RMPA_2_MAPP_US | RMPA | MAPP_US | External | Shoulder | B11 | 25 | 200 | 0 | 70.35 | 73.5 | 8 | 0
2020 | RMPA_2_MAPP_US | RMPA | MAPP_US | External | Shoulder | B12 | 200 | 200 | 0 | 70.35 | 63.62 | 8 | 0
2020 | RMPA_2_MAPP_US | RMPA | MAPP_US | External | Shoulder | B13 | 600 | 200 | 0 | 70.35 | 60.3 | 8 | 0
2020 | RMPA_2_MAPP_US | RMPA | MAPP_US | External | Shoulder | B14 | 900 | 200 | 0 | 70.35 | 57.52 | 8 | 0
2020 | RMPA_2_MAPP_US | RMPA | MAPP_US | External | Shoulder | B15 | 1203 | 200 | 0 | 67.54 | 56.19 | 8 | 0
2020 | RMPA_2_MAPP_US | RMPA | MAPP_US | External | Summer | B1 | 10 | 200 | 0 | 97.35 | 97.82 | 8 | 0
2020 | RMPA_2_MAPP_US | RMPA | MAPP_US | External | Summer | B2 | 25 | 200 | 0 | 95.42 | 96.42 | 8 | 0
2020 | RMPA_2_MAPP_US | RMPA | MAPP_US | External | Summer | B3 | 75 | 200 | 0 | 97.35 | 95.55 | 8 | 0
2020 | RMPA_2_MAPP_US | RMPA | MAPP_US | External | Summer | B4 | 100 | 200 | 0 | 92.6 | 94.89 | 8 | 0
2020 | RMPA_2_MAPP_US | RMPA | MAPP_US | External | Summer | B5 | 200 | 200 | 200 | 81.95 | 90.88 | 8 | 0.92
2020 | RMPA_2_MAPP_US | RMPA | MAPP_US | External | Summer | B6 | 300 | 200 | 0 | 76.03 | 79.02 | 8 | 0
2020 | RMPA_2_MAPP_US | RMPA | MAPP_US | External | Summer | B7 | 400 | 200 | 0 | 68.58 | 60.6 | 8 | 0
2020 | RMPA_2_MAPP_US | RMPA | MAPP_US | External | Summer | B8 | 500 | 200 | 0 | 68.58 | 56.03 | 8 | 0
2020 | RMPA_2_MAPP_US | RMPA | MAPP_US | External | Summer | B9 | 800 | 200 | 0 | 68.58 | 56.03 | 8 | 0
2020 | RMPA_2_MAPP_US | RMPA | MAPP_US | External | Summer | B10 | 1262 | 200 | 0 | 67.67 | 55.67 | 8 | 0
2020 | RMPA_2_MAPP_US | RMPA | MAPP_US | External | Winter | B16 | 25 | 200 | 0 | 75.71 | 63.71 | 8 | 0
2020 | RMPA_2_MAPP_US | RMPA | MAPP_US | External | Winter | B17 | 100 | 200 | 0 | 73.69 | 61.09 | 8 | 0
2020 | RMPA_2_MAPP_US | RMPA | MAPP_US | External | Winter | B18 | 400 | 200 | 0 | 72.72 | 60.46 | 8 | 0
2020 | RMPA_2_MAPP_US | RMPA | MAPP_US | External | Winter | B19 | 700 | 200 | 0 | 72.72 | 60.46 | 8 | 0
2020 | RMPA_2_MAPP_US | RMPA | MAPP_US | External | Winter | B20 | 935 | 200 | 0 | 64.39 | 56.39 | 8 | 0
2020 | RMPA_2_NE | RMPA | NE | External | Shoulder | B11 | 25 | 310 | 310 | 70.35 | 80.5 | 8 | 2.15
2020 | RMPA_2_NE | RMPA | NE | External | Shoulder | B12 | 200 | 310 | 0 | 70.35 | 65.64 | 8 | 0
2020 | RMPA_2_NE | RMPA | NE | External | Shoulder | B13 | 600 | 310 | 0 | 70.35 | 65.35 | 8 | 0
2020 | RMPA_2_NE | RMPA | NE | External | Shoulder | B14 | 900 | 310 | 0 | 70.35 | 62.71 | 8 | 0
2020 | RMPA_2_NE | RMPA | NE | External | Shoulder | B15 | 1203 | 310 | 0 | 67.54 | 60.51 | 8 | 0
2020 | RMPA_2_NE | RMPA | NE | External | Summer | B1 | 10 | 310 | 0 | 97.35 | 104.82 | 8 | 0
2020 | RMPA_2_NE | RMPA | NE | External | Summer | B2 | 25 | 310 | 39 | 95.42 | 103.42 | 8 | 0
2020 | RMPA_2_NE | RMPA | NE | External | Summer | B3 | 75 | 310 | 0 | 97.35 | 102.55 | 8 | 0
2020 | RMPA_2_NE | RMPA | NE | External | Summer | B4 | 100 | 310 | 310 | 92.6 | 101.89 | 8 | 1.29
2020 | RMPA_2_NE | RMPA | NE | External | Summer | B5 | 200 | 310 | 310 | 81.95 | 97.88 | 8 | 7.92
2020 | RMPA_2_NE | RMPA | NE | External | Summer | B6 | 300 | 310 | 310 | 76.03 | 86.02 | 8 | 1.99
2020 | RMPA_2_NE | RMPA | NE | External | Summer | B7 | 400 | 310 | 0 | 68.58 | 67.6 | 8 | 0
2020 | RMPA_2_NE | RMPA | NE | External | Summer | B8 | 500 | 310 | 0 | 68.58 | 64.07 | 8 | 0
2020 | RMPA_2_NE | RMPA | NE | External | Summer | B9 | 800 | 310 | 0 | 68.58 | 63.58 | 8 | 0
2020 | RMPA_2_NE | RMPA | NE | External | Summer | B10 | 1262 | 310 | 0 | 67.67 | 62.67 | 8 | 0
2020 | RMPA_2_NE | RMPA | NE | External | Winter | B16 | 25 | 310 | 0 | 75.71 | 70.71 | 8 | 0
2020 | RMPA_2_NE | RMPA | NE | External | Winter | B17 | 100 | 310 | 0 | 73.69 | 68.09 | 8 | 0
2020 | RMPA_2_NE | RMPA | NE | External | Winter | B18 | 400 | 310 | 0 | 72.72 | 66.16 | 8 | 0
2020 | RMPA_2_NE | RMPA | NE | External | Winter | B19 | 700 | 310 | 0 | 72.72 | 65.38 | 8 | 0
2020 | RMPA_2_NE | RMPA | NE | External | Winter | B20 | 935 | 310 | 0 | 64.39 | 63.09 | 8 | 0
2020 | RMPA_2_SPP_N | RMPA | SPP_N | External | Shoulder | B11 | 25 | 210 | 210 | 70.35 | 80.49 | 8 | 2.14
2020 | RMPA_2_SPP_N | RMPA | SPP_N | External | Shoulder | B12 | 200 | 210 | 0 | 70.35 | 65.63 | 8 | 0
2020 | RMPA_2_SPP_N | RMPA | SPP_N | External | Shoulder | B13 | 600 | 210 | 0 | 70.35 | 65.34 | 8 | 0
2020 | RMPA_2_SPP_N | RMPA | SPP_N | External | Shoulder | B14 | 900 | 210 | 0 | 70.35 | 62.69 | 8 | 0
2020 | RMPA_2_SPP_N | RMPA | SPP_N | External | Shoulder | B15 | 1203 | 210 | 0 | 67.54 | 60.5 | 8 | 0
2020 | RMPA_2_SPP_N | RMPA | SPP_N | External | Summer | B1 | 10 | 210 | 0 | 97.35 | 99.82 | 8 | 0
2020 | RMPA_2_SPP_N | RMPA | SPP_N | External | Summer | B2 | 25 | 210 | 0 | 95.42 | 100.28 | 8 | 0
2020 | RMPA_2_SPP_N | RMPA | SPP_N | External | Summer | B3 | 75 | 210 | 0 | 97.35 | 102.57 | 8 | 0
2020 | RMPA_2_SPP_N | RMPA | SPP_N | External | Summer | B4 | 100 | 210 | 0 | 92.6 | 100.28 | 8 | 0
2020 | RMPA_2_SPP_N | RMPA | SPP_N | External | Summer | B5 | 200 | 210 | 210 | 81.95 | 92.89 | 8 | 2.94
2020 | RMPA_2_SPP_N | RMPA | SPP_N | External | Summer | B6 | 300 | 210 | 74.22 | 76.03 | 84.03 | 8 | 0
2020 | RMPA_2_SPP_N | RMPA | SPP_N | External | Summer | B7 | 400 | 210 | 0 | 68.58 | 67.05 | 8 | 0
2020 | RMPA_2_SPP_N | RMPA | SPP_N | External | Summer | B8 | 500 | 210 | 0 | 68.58 | 64.08 | 8 | 0
2020 | RMPA_2_SPP_N | RMPA | SPP_N | External | Summer | B9 | 800 | 210 | 0 | 68.58 | 63.94 | 8 | 0
2020 | RMPA_2_SPP_N | RMPA | SPP_N | External | Summer | B10 | 1262 | 210 | 0 | 67.67 | 62.68 | 8 | 0
2020 | RMPA_2_SPP_N | RMPA | SPP_N | External | Winter | B16 | 25 | 210 | 0 | 75.71 | 70.72 | 8 | 0
2020 | RMPA_2_SPP_N | RMPA | SPP_N | External | Winter | B17 | 100 | 210 | 0 | 73.69 | 68.09 | 8 | 0
2020 | RMPA_2_SPP_N | RMPA | SPP_N | External | Winter | B18 | 400 | 210 | 0 | 72.72 | 66.17 | 8 | 0
2020 | RMPA_2_SPP_N | RMPA | SPP_N | External | Winter | B19 | 700 | 210 | 0 | 72.72 | 65.39 | 8 | 0
2020 | RMPA_2_SPP_N | RMPA | SPP_N | External | Winter | B20 | 935 | 210 | 0 | 64.39 | 63.1 | 8 | 0
2020 | SPP_N_2_RMPA | SPP_N | RMPA | External | Shoulder | B11 | 25 | 210 | 0 | 80.49 | 70.35 | 5 | 0
2020 | SPP_N_2_RMPA | SPP_N | RMPA | External | Shoulder | B12 | 200 | 210 | 0 | 65.63 | 70.35 | 5 | 0
2020 | SPP_N_2_RMPA | SPP_N | RMPA | External | Shoulder | B13 | 600 | 210 | 210 | 65.34 | 70.35 | 5 | 0.01
2020 | SPP_N_2_RMPA | SPP_N | RMPA | External | Shoulder | B14 | 900 | 210 | 210 | 62.69 | 70.35 | 5 | 2.66
2020 | SPP_N_2_RMPA | SPP_N | RMPA | External | Shoulder | B15 | 1203 | 210 | 210 | 60.5 | 67.54 | 5 | 2.04
2020 | SPP_N_2_RMPA | SPP_N | RMPA | External | Summer | B1 | 10 | 210 | 0 | 99.82 | 97.35 | 5 | 0
2020 | SPP_N_2_RMPA | SPP_N | RMPA | External | Summer | B2 | 25 | 210 | 0 | 100.28 | 95.42 | 5 | 0
2020 | SPP_N_2_RMPA | SPP_N | RMPA | External | Summer | B3 | 75 | 210 | 0 | 102.57 | 97.35 | 5 | 0
2020 | SPP_N_2_RMPA | SPP_N | RMPA | External | Summer | B4 | 100 | 210 | 0 | 100.28 | 92.6 | 5 | 0
2020 | SPP_N_2_RMPA | SPP_N | RMPA | External | Summer | B5 | 200 | 210 | 0 | 92.89 | 81.95 | 5 | 0
2020 | SPP_N_2_RMPA | SPP_N | RMPA | External | Summer | B6 | 300 | 210 | 0 | 84.03 | 76.03 | 5 | 0
2020 | SPP_N_2_RMPA | SPP_N | RMPA | External | Summer | B7 | 400 | 210 | 0 | 67.05 | 68.58 | 5 | 0
2020 | SPP_N_2_RMPA | SPP_N | RMPA | External | Summer | B8 | 500 | 210 | 0 | 64.08 | 68.58 | 5 | 0
2020 | SPP_N_2_RMPA | SPP_N | RMPA | External | Summer | B9 | 800 | 210 | 0 | 63.94 | 68.58 | 5 | 0
2020 | SPP_N_2_RMPA | SPP_N | RMPA | External | Summer | B10 | 1262 | 210 | 0 | 62.68 | 67.67 | 5 | 0
2020 | SPP_N_2_RMPA | SPP_N | RMPA | External | Winter | B16 | 25 | 210 | 0 | 70.72 | 75.71 | 5 | 0
2020 | SPP_N_2_RMPA | SPP_N | RMPA | External | Winter | B17 | 100 | 210 | 210 | 68.09 | 73.69 | 5 | 0.6
2020 | SPP_N_2_RMPA | SPP_N | RMPA | External | Winter | B18 | 400 | 210 | 210 | 66.17 | 72.72 | 5 | 1.55
2020 | SPP_N_2_RMPA | SPP_N | RMPA | External | Winter | B19 | 700 | 210 | 210 | 65.39 | 72.72 | 5 | 2.33
2020 | SPP_N_2_RMPA | SPP_N | RMPA | External | Winter | B20 | 935 | 210 | 0 | 63.1 | 64.39 | 5 | 0
2020 | SPP_S_2_ERCOT | SPP_S | ERCOT | External | Shoulder | B11 | 25 | 800 | 800 | 70.83 | 95.94 | 5 | 20.12
2020 | SPP_S_2_ERCOT | SPP_S | ERCOT | External | Shoulder | B12 | 200 | 800 | 800 | 65.5 | 71.27 | 5 | 0.78
2020 | SPP_S_2_ERCOT | SPP_S | ERCOT | External | Shoulder | B13 | 600 | 800 | 0 | 65.35 | 65.28 | 5 | 0
2020 | SPP_S_2_ERCOT | SPP_S | ERCOT | External | Shoulder | B14 | 900 | 800 | 0 | 62.71 | 65.28 | 5 | 0
2020 | SPP_S_2_ERCOT | SPP_S | ERCOT | External | Shoulder | B15 | 1203 | 800 | 0 | 60.51 | 65.28 | 5 | 0
2020 | SPP_S_2_ERCOT | SPP_S | ERCOT | External | Summer | B1 | 10 | 800 | 800 | 85.98 | 108.25 | 5 | 17.26
2020 | SPP_S_2_ERCOT | SPP_S | ERCOT | External | Summer | B2 | 25 | 800 | 699.4 | 92.88 | 97.88 | 5 | 0
2020 | SPP_S_2_ERCOT | SPP_S | ERCOT | External | Summer | B3 | 75 | 800 | 0 | 92.88 | 94.24 | 5 | 0
2020 | SPP_S_2_ERCOT | SPP_S | ERCOT | External | Summer | B4 | 100 | 800 | 0 | 92.88 | 94.24 | 5 | 0
2020 | SPP_S_2_ERCOT | SPP_S | ERCOT | External | Summer | B5 | 200 | 800 | 0 | 92.88 | 94.24 | 5 | 0
2020 | SPP_S_2_ERCOT | SPP_S | ERCOT | External | Summer | B6 | 300 | 800 | 800 | 84.04 | 94.24 | 5 | 5.21
2020 | SPP_S_2_ERCOT | SPP_S | ERCOT | External | Summer | B7 | 400 | 800 | 0 | 67.06 | 70.02 | 5 | 0
2020 | SPP_S_2_ERCOT | SPP_S | ERCOT | External | Summer | B8 | 500 | 800 | 0 | 64.09 | 66.34 | 5 | 0
2020 | SPP_S_2_ERCOT | SPP_S | ERCOT | External | Summer | B9 | 800 | 800 | 0 | 63.95 | 64.14 | 5 | 0
2020 | SPP_S_2_ERCOT | SPP_S | ERCOT | External | Summer | B10 | 1262 | 800 | 0 | 62.71 | 64.14 | 5 | 0
2020 | SPP_S_2_ERCOT | SPP_S | ERCOT | External | Winter | B16 | 25 | 800 | 0 | 70.71 | 73.98 | 5 | 0
2020 | SPP_S_2_ERCOT | SPP_S | ERCOT | External | Winter | B17 | 100 | 800 | 204.94 | 68.1 | 73.1 | 5 | 0
2020 | SPP_S_2_ERCOT | SPP_S | ERCOT | External | Winter | B18 | 400 | 800 | 0 | 66.18 | 67.74 | 5 | 0
2020 | SPP_S_2_ERCOT | SPP_S | ERCOT | External | Winter | B19 | 700 | 800 | 0 | 65.4 | 67.74 | 5 | 0
2020 | SPP_S_2_ERCOT | SPP_S | ERCOT | External | Winter | B20 | 935 | 800 | 0 | 63.12 | 67.74 | 5 | 0
2025 | AZ_NM_SNV_Coal_2_SPP_S | AZ_NM_SNV_Coal | SPP_S | External | Shoulder | B11 | 25 | 400 | 400 | 72.49 | 82.44 | 8.17 | 1.78
2025 | AZ_NM_SNV_Coal_2_SPP_S | AZ_NM_SNV_Coal | SPP_S | External | Shoulder | B12 | 200 | 400 | 0 | 72.49 | 70.66 | 8.17 | 0
2025 | AZ_NM_SNV_Coal_2_SPP_S | AZ_NM_SNV_Coal | SPP_S | External | Shoulder | B13 | 600 | 400 | 0 | 72.49 | 70.5 | 8.17 | 0
2025 | AZ_NM_SNV_Coal_2_SPP_S | AZ_NM_SNV_Coal | SPP_S | External | Shoulder | B14 | 900 | 400 | 0 | 72.49 | 67.41 | 8.17 | 0
2025 | AZ_NM_SNV_Coal_2_SPP_S | AZ_NM_SNV_Coal | SPP_S | External | Shoulder | B15 | 1203 | 400 | 0 | 72.49 | 65.42 | 8.17 | 0
2025 | AZ_NM_SNV_Coal_2_SPP_S | AZ_NM_SNV_Coal | SPP_S | External | Summer | B1 | 10 | 400 | 0 | 103.84 | 100.23 | 8.17 | 0
2025 | AZ_NM_SNV_Coal_2_SPP_S | AZ_NM_SNV_Coal | SPP_S | External | Summer | B2 | 25 | 400 | 0 | 97.41 | 100.23 | 8.17 | 0
2025 | AZ_NM_SNV_Coal_2_SPP_S | AZ_NM_SNV_Coal | SPP_S | External | Summer | B3 | 75 | 400 | 0 | 97.41 | 101.08 | 8.17 | 0
2025 | AZ_NM_SNV_Coal_2_SPP_S | AZ_NM_SNV_Coal | SPP_S | External | Summer | B4 | 100 | 400 | 400 | 89.95 | 100.23 | 8.17 | 2.12
2025 | AZ_NM_SNV_Coal_2_SPP_S | AZ_NM_SNV_Coal | SPP_S | External | Summer | B5 | 200 | 400 | 400 | 80.88 | 100.23 | 8.17 | 11.19
2025 | AZ_NM_SNV_Coal_2_SPP_S | AZ_NM_SNV_Coal | SPP_S | External | Summer | B6 | 300 | 400 | 400 | 79.88 | 88.54 | 8.17 | 0.5
2025 | AZ_NM_SNV_Coal_2_SPP_S | AZ_NM_SNV_Coal | SPP_S | External | Summer | B7 | 400 | 400 | 0 | 75.3 | 78.58 | 8.17 | 0
2025 | AZ_NM_SNV_Coal_2_SPP_S | AZ_NM_SNV_Coal | SPP_S | External | Summer | B8 | 500 | 400 | 0 | 73.15 | 71.59 | 8.17 | 0
2025 | AZ_NM_SNV_Coal_2_SPP_S | AZ_NM_SNV_Coal | SPP_S | External | Summer | B9 | 800 | 400 | 0 | 73.15 | 69.11 | 8.17 | 0
2025 | AZ_NM_SNV_Coal_2_SPP_S | AZ_NM_SNV_Coal | SPP_S | External | Summer | B10 | 1262 | 400 | 0 | 70.69 | 68.95 | 8.17 | 0
2025 | AZ_NM_SNV_Coal_2_SPP_S | AZ_NM_SNV_Coal | SPP_S | External | Winter | B16 | 25 | 400 | 0 | 75.85 | 75.57 | 8.17 | 0
2025 | AZ_NM_SNV_Coal_2_SPP_S | AZ_NM_SNV_Coal | SPP_S | External | Winter | B17 | 100 | 400 | 0 | 75.85 | 73.71 | 8.17 | 0
2025 | AZ_NM_SNV_Coal_2_SPP_S | AZ_NM_SNV_Coal | SPP_S | External | Winter | B18 | 400 | 400 | 0 | 75.85 | 73.55 | 8.17 | 0
2025 | AZ_NM_SNV_Coal_2_SPP_S | AZ_NM_SNV_Coal | SPP_S | External | Winter | B19 | 700 | 400 | 0 | 75.85 | 70.86 | 8.17 | 0
2025 | AZ_NM_SNV_Coal_2_SPP_S | AZ_NM_SNV_Coal | SPP_S | External | Winter | B20 | 935 | 400 | 0 | 75.85 | 68.56 | 8.17 | 0
2025 | ERCOT_2_SPP_S | ERCOT | SPP_S | External | Shoulder | B11 | 25 | 800 | 0 | 81.97 | 82.44 | 8 | 0
2025 | ERCOT_2_SPP_S | ERCOT | SPP_S | External | Shoulder | B12 | 200 | 800 | 0 | 70.42 | 70.66 | 8 | 0
2025 | ERCOT_2_SPP_S | ERCOT | SPP_S | External | Shoulder | B13 | 600 | 800 | 0 | 70.42 | 70.5 | 8 | 0
2025 | ERCOT_2_SPP_S | ERCOT | SPP_S | External | Shoulder | B14 | 900 | 800 | 0 | 70.42 | 67.41 | 8 | 0
2025 | ERCOT_2_SPP_S | ERCOT | SPP_S | External | Shoulder | B15 | 1203 | 800 | 0 | 70.42 | 65.42 | 8 | 0
2025 | ERCOT_2_SPP_S | ERCOT | SPP_S | External | Summer | B1 | 10 | 800 | 0 | 116.38 | 100.23 | 8 | 0
2025 | ERCOT_2_SPP_S | ERCOT | SPP_S | External | Summer | B2 | 25 | 800 | 0 | 116.38 | 100.23 | 8 | 0
2025 | ERCOT_2_SPP_S | ERCOT | SPP_S | External | Summer | B3 | 75 | 800 | 0 | 101.72 | 101.08 | 8 | 0
2025 | ERCOT_2_SPP_S | ERCOT | SPP_S | External | Summer | B4 | 100 | 800 | 0 | 101.72 | 100.23 | 8 | 0
2025 | ERCOT_2_SPP_S | ERCOT | SPP_S | External | Summer | B5 | 200 | 800 | 788.37 | 92.23 | 100.23 | 8 | 0
2025 | ERCOT_2_SPP_S | ERCOT | SPP_S | External | Summer | B6 | 300 | 800 | 800 | 75.53 | 88.54 | 8 | 5.02
2025 | ERCOT_2_SPP_S | ERCOT | SPP_S | External | Summer | B7 | 400 | 800 | 0 | 75.53 | 78.58 | 8 | 0
2025 | ERCOT_2_SPP_S | ERCOT | SPP_S | External | Summer | B8 | 500 | 800 | 0 | 69.16 | 71.59 | 8 | 0
2025 | ERCOT_2_SPP_S | ERCOT | SPP_S | External | Summer | B9 | 800 | 800 | 0 | 69.16 | 69.11 | 8 | 0
2025 | ERCOT_2_SPP_S | ERCOT | SPP_S | External | Summer | B10 | 1262 | 800 | 0 | 69.16 | 68.95 | 8 | 0
2025 | ERCOT_2_SPP_S | ERCOT | SPP_S | External | Winter | B16 | 25 | 800 | 0 | 73.13 | 75.57 | 8 | 0
2025 | ERCOT_2_SPP_S | ERCOT | SPP_S | External | Winter | B17 | 100 | 800 | 0 | 73.13 | 73.71 | 8 | 0
2025 | ERCOT_2_SPP_S | ERCOT | SPP_S | External | Winter | B18 | 400 | 800 | 0 | 73.13 | 73.55 | 8 | 0
2025 | ERCOT_2_SPP_S | ERCOT | SPP_S | External | Winter | B19 | 700 | 800 | 0 | 73.13 | 70.86 | 8 | 0
2025 | ERCOT_2_SPP_S | ERCOT | SPP_S | External | Winter | B20 | 935 | 800 | 0 | 73.13 | 68.56 | 8 | 0
2025 | MAPP_US_2_RMPA | MAPP_US | RMPA | External | Shoulder | B11 | 25 | 200 | 0 | 79.01 | 76.45 | 8 | 0
2025 | MAPP_US_2_RMPA | MAPP_US | RMPA | External | Shoulder | B12 | 200 | 200 | 200 | 63.27 | 76.45 | 8 | 5.18
2025 | MAPP_US_2_RMPA | MAPP_US | RMPA | External | Shoulder | B13 | 600 | 200 | 200 | 62.94 | 76.45 | 8 | 5.51
2025 | MAPP_US_2_RMPA | MAPP_US | RMPA | External | Shoulder | B14 | 900 | 200 | 200 | 60.39 | 76.45 | 8 | 8.06
2025 | MAPP_US_2_RMPA | MAPP_US | RMPA | External | Shoulder | B15 | 1203 | 200 | 200 | 58.39 | 76.45 | 8 | 10.06
2025 | MAPP_US_2_RMPA | MAPP_US | RMPA | External | Summer | B1 | 10 | 200 | 0 | 106.56 | 112.01 | 8 | 0
2025 | MAPP_US_2_RMPA | MAPP_US | RMPA | External | Summer | B2 | 25 | 200 | 0 | 105.1 | 105.57 | 8 | 0
2025 | MAPP_US_2_RMPA | MAPP_US | RMPA | External | Summer | B3 | 75 | 200 | 0 | 102.52 | 106.78 | 8 | 0
2025 | MAPP_US_2_RMPA | MAPP_US | RMPA | External | Summer | B4 | 100 | 200 | 0 | 101.42 | 100.83 | 8 | 0
2025 | MAPP_US_2_RMPA | MAPP_US | RMPA | External | Summer | B5 | 200 | 200 | 0 | 100.27 | 92.27 | 8 | 0
2025 | MAPP_US_2_RMPA | MAPP_US | RMPA | External | Summer | B6 | 300 | 200 | 0 | 81.54 | 88.04 | 8 | 0
2025 | MAPP_US_2_RMPA | MAPP_US | RMPA | External | Summer | B7 | 400 | 200 | 127.62 | 71.55 | 79.55 | 8 | 0
2025 | MAPP_US_2_RMPA | MAPP_US | RMPA | External | Summer | B8 | 500 | 200 | 200 | 61.17 | 74.45 | 8 | 5.28
2025 | MAPP_US_2_RMPA | MAPP_US | RMPA | External | Summer | B9 | 800 | 200 | 200 | 59.39 | 74.45 | 8 | 7.07
2025 | MAPP_US_2_RMPA | MAPP_US | RMPA | External | Summer | B10 | 1262 | 200 | 200 | 57.11 | 74.45 | 8 | 9.34
2025 | MAPP_US_2_RMPA | MAPP_US | RMPA | External | Winter | B16 | 25 | 200 | 200 | 61.56 | 80.56 | 8 | 11
2025 | MAPP_US_2_RMPA | MAPP_US | RMPA | External | Winter | B17 | 100 | 200 | 200 | 61.56 | 80.18 | 8 | 10.63
2025 | MAPP_US_2_RMPA | MAPP_US | RMPA | External | Winter | B18 | 400 | 200 | 200 | 63.84 | 80.18 | 8 | 8.35
2025 | MAPP_US_2_RMPA | MAPP_US | RMPA | External | Winter | B19 | 700 | 200 | 200 | 63.84 | 80.18 | 8 | 8.35
2025 | MAPP_US_2_RMPA | MAPP_US | RMPA | External | Winter | B20 | 935 | 200 | 200 | 61.53 | 75.85 | 8 | 6.32
2025 | NE_2_RMPA | NE | RMPA | External | Shoulder | B11 | 25 | 310 | 0 | 86.01 | 76.45 | 5 | 0
2025 | NE_2_RMPA | NE | RMPA | External | Shoulder | B12 | 200 | 310 | 284.86 | 71.45 | 76.45 | 5 | 0
2025 | NE_2_RMPA | NE | RMPA | External | Shoulder | B13 | 600 | 310 | 310 | 69.94 | 76.45 | 5 | 1.51
2025 | NE_2_RMPA | NE | RMPA | External | Shoulder | B14 | 900 | 310 | 310 | 67.39 | 76.45 | 5 | 4.06
2025 | NE_2_RMPA | NE | RMPA | External | Shoulder | B15 | 1203 | 310 | 310 | 65.39 | 76.45 | 5 | 6.06
2025 | NE_2_RMPA | NE | RMPA | External | Summer | B1 | 10 | 310 | 0 | 113.56 | 112.01 | 5 | 0
2025 | NE_2_RMPA | NE | RMPA | External | Summer | B2 | 25 | 310 | 0 | 112.1 | 105.57 | 5 | 0
2025 | NE_2_RMPA | NE | RMPA | External | Summer | B3 | 75 | 310 | 0 | 114 | 106.78 | 5 | 0
2025 | NE_2_RMPA | NE | RMPA | External | Summer | B4 | 100 | 310 | 0 | 108.82 | 100.83 | 5 | 0
2025 | NE_2_RMPA | NE | RMPA | External | Summer | B5 | 200 | 310 | 0 | 107.27 | 92.27 | 5 | 0
2025 | NE_2_RMPA | NE | RMPA | External | Summer | B6 | 300 | 310 | 0 | 88.54 | 88.04 | 5 | 0
2025 | NE_2_RMPA | NE | RMPA | External | Summer | B7 | 400 | 310 | 0 | 78.55 | 79.55 | 5 | 0
2025 | NE_2_RMPA | NE | RMPA | External | Summer | B8 | 500 | 310 | 86.63 | 69.45 | 74.45 | 5 | 0
2025 | NE_2_RMPA | NE | RMPA | External | Summer | B9 | 800 | 310 | 310 | 69.08 | 74.45 | 5 | 0.37
2025 | NE_2_RMPA | NE | RMPA | External | Summer | B10 | 1262 | 310 | 310 | 68.21 | 74.45 | 5 | 1.25
2025 | NE_2_RMPA | NE | RMPA | External | Winter | B16 | 25 | 310 | 310 | 68.56 | 80.56 | 5 | 7
2025 | NE_2_RMPA | NE | RMPA | External | Winter | B17 | 100 | 310 | 310 | 68.56 | 80.18 | 5 | 6.63
2025 | NE_2_RMPA | NE | RMPA | External | Winter | B18 | 400 | 310 | 310 | 70.84 | 80.18 | 5 | 4.35
2025 | NE_2_RMPA | NE | RMPA | External | Winter | B19 | 700 | 310 | 310 | 70.84 | 80.18 | 5 | 4.35
2025 | NE_2_RMPA | NE | RMPA | External | Winter | B20 | 935 | 310 | 310 | 68.53 | 75.85 | 5 | 2.32
2025 | NWPP_Coal_2_MAPP_US | NWPP_Coal | MAPP_US | External | Shoulder | B11 | 25 | 150 | 0 | 79.9 | 79.01 | 8 | 0
2025 | NWPP_Coal_2_MAPP_US | NWPP_Coal | MAPP_US | External | Shoulder | B12 | 200 | 150 | 0 | 79.9 | 63.27 | 8 | 0
2025 | NWPP_Coal_2_MAPP_US | NWPP_Coal | MAPP_US | External | Shoulder | B13 | 600 | 150 | 0 | 79.9 | 62.94 | 8 | 0
2025 | NWPP_Coal_2_MAPP_US | NWPP_Coal | MAPP_US | External | Shoulder | B14 | 900 | 150 | 0 | 79.9 | 60.39 | 8 | 0
2025 | NWPP_Coal_2_MAPP_US | NWPP_Coal | MAPP_US | External | Shoulder | B15 | 1203 | 150 | 0 | 79.9 | 58.39 | 8 | 0
2025 | NWPP_Coal_2_MAPP_US | NWPP_Coal | MAPP_US | External | Summer | B1 | 10 | 150 | 150 | 91.98 | 106.56 | 8 | 6.58
2025 | NWPP_Coal_2_MAPP_US | NWPP_Coal | MAPP_US | External | Summer | B2 | 25 | 150 | 150 | 79.87 | 105.1 | 8 | 17.23
2025 | NWPP_Coal_2_MAPP_US | NWPP_Coal | MAPP_US | External | Summer | B3 | 75 | 150 | 150 | 79.87 | 102.52 | 8 | 14.65
2025 | NWPP_Coal_2_MAPP_US | NWPP_Coal | MAPP_US | External | Summer | B4 | 100 | 150 | 150 | 79.87 | 101.42 | 8 | 13.55
2025 | NWPP_Coal_2_MAPP_US | NWPP_Coal | MAPP_US | External | Summer | B5 | 200 | 150 | 150 | 79.87 | 100.27 | 8 | 12.4
2025 | NWPP_Coal_2_MAPP_US | NWPP_Coal | MAPP_US | External | Summer | B6 | 300 | 150 | 0 | 79.87 | 81.54 | 8 | 0
2025 | NWPP_Coal_2_MAPP_US | NWPP_Coal | MAPP_US | External | Summer | B7 | 400 | 150 | 0 | 79.87 | 71.55 | 8 | 0
2025 | NWPP_Coal_2_MAPP_US | NWPP_Coal | MAPP_US | External | Summer | B8 | 500 | 150 | 0 | 79.87 | 61.17 | 8 | 0
2025 | NWPP_Coal_2_MAPP_US | NWPP_Coal | MAPP_US | External | Summer | B9 | 800 | 150 | 0 | 79.87 | 59.39 | 8 | 0
2025 | NWPP_Coal_2_MAPP_US | NWPP_Coal | MAPP_US | External | Summer | B10 | 1262 | 150 | 0 | 79.87 | 57.11 | 8 | 0
2025 | NWPP_Coal_2_MAPP_US | NWPP_Coal | MAPP_US | External | Winter | B16 | 25 | 150 | 0 | 84.02 | 61.56 | 8 | 0
2025 | NWPP_Coal_2_MAPP_US | NWPP_Coal | MAPP_US | External | Winter | B17 | 100 | 150 | 0 | 84.02 | 61.56 | 8 | 0
2025 | NWPP_Coal_2_MAPP_US | NWPP_Coal | MAPP_US | External | Winter | B18 | 400 | 150 | 0 | 84.02 | 63.84 | 8 | 0
2025 | NWPP_Coal_2_MAPP_US | NWPP_Coal | MAPP_US | External | Winter | B19 | 700 | 150 | 0 | 84.02 | 63.84 | 8 | 0
2025 | NWPP_Coal_2_MAPP_US | NWPP_Coal | MAPP_US | External | Winter | B20 | 935 | 150 | 0 | 84.02 | 61.53 | 8 | 0
2025 | RMPA_2_MAPP_US | RMPA | MAPP_US | External | Shoulder | B11 | 25 | 200 | 0 | 76.45 | 79.01 | 8 | 0
2025 | RMPA_2_MAPP_US | RMPA | MAPP_US | External | Shoulder | B12 | 200 | 200 | 0 | 76.45 | 63.27 | 8 | 0
2025 | RMPA_2_MAPP_US | RMPA | MAPP_US | External | Shoulder | B13 | 600 | 200 | 0 | 76.45 | 62.94 | 8 | 0
2025 | RMPA_2_MAPP_US | RMPA | MAPP_US | External | Shoulder | B14 | 900 | 200 | 0 | 76.45 | 60.39 | 8 | 0
2025 | RMPA_2_MAPP_US | RMPA | MAPP_US | External | Shoulder | B15 | 1203 | 200 | 0 | 76.45 | 58.39 | 8 | 0
2025 | RMPA_2_MAPP_US | RMPA | MAPP_US | External | Summer | B1 | 10 | 200 | 0 | 112.01 | 106.56 | 8 | 0
2025 | RMPA_2_MAPP_US | RMPA | MAPP_US | External | Summer | B2 | 25 | 200 | 0 | 105.57 | 105.1 | 8 | 0
2025 | RMPA_2_MAPP_US | RMPA | MAPP_US | External | Summer | B3 | 75 | 200 | 0 | 106.78 | 102.52 | 8 | 0
2025 | RMPA_2_MAPP_US | RMPA | MAPP_US | External | Summer | B4 | 100 | 200 | 0 | 100.83 | 101.42 | 8 | 0
2025 | RMPA_2_MAPP_US | RMPA | MAPP_US | External | Summer | B5 | 200 | 200 | 85.44 | 92.27 | 100.27 | 8 | 0
2025 | RMPA_2_MAPP_US | RMPA | MAPP_US | External | Summer | B6 | 300 | 200 | 0 | 88.04 | 81.54 | 8 | 0
2025 | RMPA_2_MAPP_US | RMPA | MAPP_US | External | Summer | B7 | 400 | 200 | 0 | 79.55 | 71.55 | 8 | 0
2025 | RMPA_2_MAPP_US | RMPA | MAPP_US | External | Summer | B8 | 500 | 200 | 0 | 74.45 | 61.17 | 8 | 0
2025 | RMPA_2_MAPP_US | RMPA | MAPP_US | External | Summer | B9 | 800 | 200 | 0 | 74.45 | 59.39 | 8 | 0
2025 | RMPA_2_MAPP_US | RMPA | MAPP_US | External | Summer | B10 | 1262 | 200 | 0 | 74.45 | 57.11 | 8 | 0
2025 | RMPA_2_MAPP_US | RMPA | MAPP_US | External | Winter | B16 | 25 | 200 | 0 | 80.56 | 61.56 | 8 | 0
2025 | RMPA_2_MAPP_US | RMPA | MAPP_US | External | Winter | B17 | 100 | 200 | 0 | 80.18 | 61.56 | 8 | 0
2025 | RMPA_2_MAPP_US | RMPA | MAPP_US | External | Winter | B18 | 400 | 200 | 0 | 80.18 | 63.84 | 8 | 0
2025 | RMPA_2_MAPP_US | RMPA | MAPP_US | External | Winter | B19 | 700 | 200 | 0 | 80.18 | 63.84 | 8 | 0
2025 | RMPA_2_MAPP_US | RMPA | MAPP_US | External | Winter | B20 | 935 | 200 | 0 | 75.85 | 61.53 | 8 | 0
2025 | RMPA_2_NE | RMPA | NE | External | Shoulder | B11 | 25 | 310 | 310 | 76.45 | 86.01 | 8 | 1.56
2025 | RMPA_2_NE | RMPA | NE | External | Shoulder | B12 | 200 | 310 | 0 | 76.45 | 71.45 | 8 | 0
2025 | RMPA_2_NE | RMPA | NE | External | Shoulder | B13 | 600 | 310 | 0 | 76.45 | 69.94 | 8 | 0
2025 | RMPA_2_NE | RMPA | NE | External | Shoulder | B14 | 900 | 310 | 0 | 76.45 | 67.39 | 8 | 0
2025 | RMPA_2_NE | RMPA | NE | External | Shoulder | B15 | 1203 | 310 | 0 | 76.45 | 65.39 | 8 | 0
2025 | RMPA_2_NE | RMPA | NE | External | Summer | B1 | 10 | 310 | 0 | 112.01 | 113.56 | 8 | 0
2025 | RMPA_2_NE | RMPA | NE | External | Summer | B2 | 25 | 310 | 0 | 105.57 | 112.1 | 8 | 0
2025 | RMPA_2_NE | RMPA | NE | External | Summer | B3 | 75 | 310 | 0 | 106.78 | 114 | 8 | 0
2025 | RMPA_2_NE | RMPA | NE | External | Summer | B4 | 100 | 310 | 0 | 100.83 | 108.82 | 8 | 0
2025 | RMPA_2_NE | RMPA | NE | External | Summer | B5 | 200 | 310 | 310 | 92.27 | 107.27 | 8 | 7
2025 | RMPA_2_NE | RMPA | NE | External | Summer | B6 | 300 | 310 | 0 | 88.04 | 88.54 | 8 | 0
2025 | RMPA_2_NE | RMPA | NE | External | Summer | B7 | 400 | 310 | 0 | 79.55 | 78.55 | 8 | 0
2025 | RMPA_2_NE | RMPA | NE | External | Summer | B8 | 500 | 310 | 0 | 74.45 | 69.45 | 8 | 0
2025 | RMPA_2_NE | RMPA | NE | External | Summer | B9 | 800 | 310 | 0 | 74.45 | 69.08 | 8 | 0
2025 | RMPA_2_NE | RMPA | NE | External | Summer | B10 | 1262 | 310 | 0 | 74.45 | 68.21 | 8 | 0
2025 | RMPA_2_NE | RMPA | NE | External | Winter | B16 | 25 | 310 | 0 | 80.56 | 68.56 | 8 | 0
2025 | RMPA_2_NE | RMPA | NE | External | Winter | B17 | 100 | 310 | 0 | 80.18 | 68.56 | 8 | 0
2025 | RMPA_2_NE | RMPA | NE | External | Winter | B18 | 400 | 310 | 0 | 80.18 | 70.84 | 8 | 0
2025 | RMPA_2_NE | RMPA | NE | External | Winter | B19 | 700 | 310 | 0 | 80.18 | 70.84 | 8 | 0
2025 | RMPA_2_NE | RMPA | NE | External | Winter | B20 | 935 | 310 | 0 | 75.85 | 68.53 | 8 | 0
2025 | RMPA_2_SPP_N | RMPA | SPP_N | External | Shoulder | B11 | 25 | 210 | 210 | 76.45 | 87.32 | 8 | 2.87
2025 | RMPA_2_SPP_N | RMPA | SPP_N | External | Shoulder | B12 | 200 | 210 | 0 | 76.45 | 71.46 | 8 | 0
2025 | RMPA_2_SPP_N | RMPA | SPP_N | External | Shoulder | B13 | 600 | 210 | 0 | 76.45 | 70.49 | 8 | 0
2025 | RMPA_2_SPP_N | RMPA | SPP_N | External | Shoulder | B14 | 900 | 210 | 0 | 76.45 | 67.4 | 8 | 0
2025 | RMPA_2_SPP_N | RMPA | SPP_N | External | Shoulder | B15 | 1203 | 210 | 0 | 76.45 | 65.4 | 8 | 0
2025 | RMPA_2_SPP_N | RMPA | SPP_N | External | Summer | B1 | 10 | 210 | 0 | 112.01 | 112.69 | 8 | 0
2025 | RMPA_2_SPP_N | RMPA | SPP_N | External | Summer | B2 | 25 | 210 | 0 | 105.57 | 112.11 | 8 | 0
2025 | RMPA_2_SPP_N | RMPA | SPP_N | External | Summer | B3 | 75 | 210 | 169.99 | 106.78 | 114.78 | 8 | 0
2025 | RMPA_2_SPP_N | RMPA | SPP_N | External | Summer | B4 | 100 | 210 | 128.64 | 100.83 | 108.83 | 8 | 0
2025 | RMPA_2_SPP_N | RMPA | SPP_N | External | Summer | B5 | 200 | 210 | 210 | 92.27 | 107.28 | 8 | 7.01
2025 | RMPA_2_SPP_N | RMPA | SPP_N | External | Summer | B6 | 300 | 210 | 0 | 88.04 | 88.56 | 8 | 0
2025 | RMPA_2_SPP_N | RMPA | SPP_N | External | Summer | B7 | 400 | 210 | 0 | 79.55 | 78.56 | 8 | 0
2025 | RMPA_2_SPP_N | RMPA | SPP_N | External | Summer | B8 | 500 | 210 | 0 | 74.45 | 71.57 | 8 | 0
2025 | RMPA_2_SPP_N | RMPA | SPP_N | External | Summer | B9 | 800 | 210 | 0 | 74.45 | 69.09 | 8 | 0
2025 | RMPA_2_SPP_N | RMPA | SPP_N | External | Summer | B10 | 1262 | 210 | 0 | 74.45 | 68.94 | 8 | 0
2025 | RMPA_2_SPP_N | RMPA | SPP_N | External | Winter | B16 | 25 | 210 | 0 | 80.56 | 75.56 | 8 | 0
2025 | RMPA_2_SPP_N | RMPA | SPP_N | External | Winter | B17 | 100 | 210 | 0 | 80.18 | 73.7 | 8 | 0
2025 | RMPA_2_SPP_N | RMPA | SPP_N | External | Winter | B18 | 400 | 210 | 0 | 80.18 | 73.53 | 8 | 0
2025 | RMPA_2_SPP_N | RMPA | SPP_N | External | Winter | B19 | 700 | 210 | 0 | 80.18 | 70.85 | 8 | 0
2025 | RMPA_2_SPP_N | RMPA | SPP_N | External | Winter | B20 | 935 | 210 | 0 | 75.85 | 68.55 | 8 | 0
2025 | SPP_N_2_RMPA | SPP_N | RMPA | External | Shoulder | B11 | 25 | 210 | 0 | 87.32 | 76.45 | 5 | 0
2025 | SPP_N_2_RMPA | SPP_N | RMPA | External | Shoulder | B12 | 200 | 210 | 0 | 71.46 | 76.45 | 5 | 0
2025 | SPP_N_2_RMPA | SPP_N | RMPA | External | Shoulder | B13 | 600 | 210 | 210 | 70.49 | 76.45 | 5 | 0.96
2025 | SPP_N_2_RMPA | SPP_N | RMPA | External | Shoulder | B14 | 900 | 210 | 210 | 67.4 | 76.45 | 5 | 4.05
2025 | SPP_N_2_RMPA | SPP_N | RMPA | External | Shoulder | B15 | 1203 | 210 | 210 | 65.4 | 76.45 | 5 | 6.05
2025 | SPP_N_2_RMPA | SPP_N | RMPA | External | Summer | B1 | 10 | 210 | 0 | 112.69 | 112.01 | 5 | 0
2025 | SPP_N_2_RMPA | SPP_N | RMPA | External | Summer | B2 | 25 | 210 | 0 | 112.11 | 105.57 | 5 | 0
2025 | SPP_N_2_RMPA | SPP_N | RMPA | External | Summer | B3 | 75 | 210 | 0 | 114.78 | 106.78 | 5 | 0
2025 | SPP_N_2_RMPA | SPP_N | RMPA | External | Summer | B4 | 100 | 210 | 0 | 108.83 | 100.83 | 5 | 0
2025 | SPP_N_2_RMPA | SPP_N | RMPA | External | Summer | B5 | 200 | 210 | 0 | 107.28 | 92.27 | 5 | 0
2025 | SPP_N_2_RMPA | SPP_N | RMPA | External | Summer | B6 | 300 | 210 | 0 | 88.56 | 88.04 | 5 | 0
2025 | SPP_N_2_RMPA | SPP_N | RMPA | External | Summer | B7 | 400 | 210 | 0 | 78.56 | 79.55 | 5 | 0
2025 | SPP_N_2_RMPA | SPP_N | RMPA | External | Summer | B8 | 500 | 210 | 0 | 71.57 | 74.45 | 5 | 0
2025 | SPP_N_2_RMPA | SPP_N | RMPA | External | Summer | B9 | 800 | 210 | 210 | 69.09 | 74.45 | 5 | 0.36
2025 | SPP_N_2_RMPA | SPP_N | RMPA | External | Summer | B10 | 1262 | 210 | 210 | 68.94 | 74.45 | 5 | 0.52
2025 | SPP_N_2_RMPA | SPP_N | RMPA | External | Winter | B16 | 25 | 210 | 35.2 | 75.56 | 80.56 | 5 | 0
2025 | SPP_N_2_RMPA | SPP_N | RMPA | External | Winter | B17 | 100 | 210 | 210 | 73.7 | 80.18 | 5 | 1.48
2025 | SPP_N_2_RMPA | SPP_N | RMPA | External | Winter | B18 | 400 | 210 | 210 | 73.53 | 80.18 | 5 | 1.65
2025 | SPP_N_2_RMPA | SPP_N | RMPA | External | Winter | B19 | 700 | 210 | 210 | 70.85 | 80.18 | 5 | 4.34
2025 | SPP_N_2_RMPA | SPP_N | RMPA | External | Winter | B20 | 935 | 210 | 210 | 68.55 | 75.85 | 5 | 2.31
2025 | SPP_S_2_ERCOT | SPP_S | ERCOT | External | Shoulder | B11 | 25 | 800 | 0 | 82.44 | 81.97 | 5 | 0
2025 | SPP_S_2_ERCOT | SPP_S | ERCOT | External | Shoulder | B12 | 200 | 800 | 0 | 70.66 | 70.42 | 5 | 0
2025 | SPP_S_2_ERCOT | SPP_S | ERCOT | External | Shoulder | B13 | 600 | 800 | 0 | 70.5 | 70.42 | 5 | 0
2025 | SPP_S_2_ERCOT | SPP_S | ERCOT | External | Shoulder | B14 | 900 | 800 | 0 | 67.41 | 70.42 | 5 | 0
2025 | SPP_S_2_ERCOT | SPP_S | ERCOT | External | Shoulder | B15 | 1203 | 800 | 411.41 | 65.42 | 70.42 | 5 | 0
2025 | SPP_S_2_ERCOT | SPP_S | ERCOT | External | Summer | B1 | 10 | 800 | 800 | 100.23 | 116.38 | 5 | 11.15
2025 | SPP_S_2_ERCOT | SPP_S | ERCOT | External | Summer | B2 | 25 | 800 | 800 | 100.23 | 116.38 | 5 | 11.15
2025 | SPP_S_2_ERCOT | SPP_S | ERCOT | External | Summer | B3 | 75 | 800 | 0 | 101.08 | 101.72 | 5 | 0
2025 | SPP_S_2_ERCOT | SPP_S | ERCOT | External | Summer | B4 | 100 | 800 | 0 | 100.23 | 101.72 | 5 | 0
2025 | SPP_S_2_ERCOT | SPP_S | ERCOT | External | Summer | B5 | 200 | 800 | 0 | 100.23 | 92.23 | 5 | 0
2025 | SPP_S_2_ERCOT | SPP_S | ERCOT | External | Summer | B6 | 300 | 800 | 0 | 88.54 | 75.53 | 5 | 0
2025 | SPP_S_2_ERCOT | SPP_S | ERCOT | External | Summer | B7 | 400 | 800 | 0 | 78.58 | 75.53 | 5 | 0
2025 | SPP_S_2_ERCOT | SPP_S | ERCOT | External | Summer | B8 | 500 | 800 | 0 | 71.59 | 69.16 | 5 | 0
2025 | SPP_S_2_ERCOT | SPP_S | ERCOT | External | Summer | B9 | 800 | 800 | 0 | 69.11 | 69.16 | 5 | 0
2025 | SPP_S_2_ERCOT | SPP_S | ERCOT | External | Summer | B10 | 1262 | 800 | 0 | 68.95 | 69.16 | 5 | 0
2025 | SPP_S_2_ERCOT | SPP_S | ERCOT | External | Winter | B16 | 25 | 800 | 0 | 75.57 | 73.13 | 5 | 0
2025 | SPP_S_2_ERCOT | SPP_S | ERCOT | External | Winter | B17 | 100 | 800 | 0 | 73.71 | 73.13 | 5 | 0
2025 | SPP_S_2_ERCOT | SPP_S | ERCOT | External | Winter | B18 | 400 | 800 | 0 | 73.55 | 73.13 | 5 | 0
2025 | SPP_S_2_ERCOT | SPP_S | ERCOT | External | Winter | B19 | 700 | 800 | 0 | 70.86 | 73.13 | 5 | 0
2025 | SPP_S_2_ERCOT | SPP_S | ERCOT | External | Winter | B20 | 935 | 800 | 0 | 68.56 | 73.13 | 5 | 0
2030 | AZ_NM_SNV_Coal_2_SPP_S | AZ_NM_SNV_Coal | SPP_S | External | Shoulder | B11 | 25 | 400 | 0 | 92.7 | 93.65 | 8.17 | 0
2030 | AZ_NM_SNV_Coal_2_SPP_S | AZ_NM_SNV_Coal | SPP_S | External | Shoulder | B12 | 200 | 400 | 0 | 88.61 | 90.17 | 8.17 | 0
2030 | AZ_NM_SNV_Coal_2_SPP_S | AZ_NM_SNV_Coal | SPP_S | External | Shoulder | B13 | 600 | 400 | 0 | 88.61 | 87.76 | 8.17 | 0
2030 | AZ_NM_SNV_Coal_2_SPP_S | AZ_NM_SNV_Coal | SPP_S | External | Shoulder | B14 | 900 | 400 | 0 | 88.61 | 85.07 | 8.17 | 0
2030 | AZ_NM_SNV_Coal_2_SPP_S | AZ_NM_SNV_Coal | SPP_S | External | Shoulder | B15 | 1203 | 400 | 0 | 87.46 | 78.1 | 8.17 | 0
2030 | AZ_NM_SNV_Coal_2_SPP_S | AZ_NM_SNV_Coal | SPP_S | External | Summer | B1 | 10 | 400 | 0 | 145.78 | 113.45 | 8.17 | 0
2030 | AZ_NM_SNV_Coal_2_SPP_S | AZ_NM_SNV_Coal | SPP_S | External | Summer | B2 | 25 | 400 | 400 | 119.05 | 128.95 | 8.17 | 1.73
2030 | AZ_NM_SNV_Coal_2_SPP_S | AZ_NM_SNV_Coal | SPP_S | External | Summer | B3 | 75 | 400 | 400 | 105.49 | 138.58 | 8.17 | 24.92
2030 | AZ_NM_SNV_Coal_2_SPP_S | AZ_NM_SNV_Coal | SPP_S | External | Summer | B4 | 100 | 400 | 400 | 104.05 | 128.95 | 8.17 | 16.73
2030 | AZ_NM_SNV_Coal_2_SPP_S | AZ_NM_SNV_Coal | SPP_S | External | Summer | B5 | 200 | 400 | 400 | 95.89 | 119.18 | 8.17 | 15.12
2030 | AZ_NM_SNV_Coal_2_SPP_S | AZ_NM_SNV_Coal | SPP_S | External | Summer | B6 | 300 | 400 | 0 | 93.46 | 97.8 | 8.17 | 0
2030 | AZ_NM_SNV_Coal_2_SPP_S | AZ_NM_SNV_Coal | SPP_S | External | Summer | B7 | 400 | 400 | 0 | 90.73 | 92.84 | 8.17 | 0
2030 | AZ_NM_SNV_Coal_2_SPP_S | AZ_NM_SNV_Coal | SPP_S | External | Summer | B8 | 500 | 400 | 0 | 90.73 | 88.69 | 8.17 | 0
2030 | AZ_NM_SNV_Coal_2_SPP_S | AZ_NM_SNV_Coal | SPP_S | External | Summer | B9 | 800 | 400 | 0 | 90.73 | 88.69 | 8.17 | 0
2030 | AZ_NM_SNV_Coal_2_SPP_S | AZ_NM_SNV_Coal | SPP_S | External | Summer | B10 | 1262 | 400 | 0 | 90.73 | 83.31 | 8.17 | 0
2030 | AZ_NM_SNV_Coal_2_SPP_S | AZ_NM_SNV_Coal | SPP_S | External | Winter | B16 | 25 | 400 | 0 | 96.45 | 91.06 | 8.17 | 0
2030 | AZ_NM_SNV_Coal_2_SPP_S | AZ_NM_SNV_Coal | SPP_S | External | Winter | B17 | 100 | 400 | 0 | 90.6 | 88.54 | 8.17 | 0
2030 | AZ_NM_SNV_Coal_2_SPP_S | AZ_NM_SNV_Coal | SPP_S | External | Winter | B18 | 400 | 400 | 0 | 90.6 | 92.67 | 8.17 | 0
2030 | AZ_NM_SNV_Coal_2_SPP_S | AZ_NM_SNV_Coal | SPP_S | External | Winter | B19 | 700 | 400 | 0 | 90.6 | 88.54 | 8.17 | 0
2030 | AZ_NM_SNV_Coal_2_SPP_S | AZ_NM_SNV_Coal | SPP_S | External | Winter | B20 | 935 | 400 | 0 | 90.34 | 81.44 | 8.17 | 0
2030 | ERCOT_2_SPP_S | ERCOT | SPP_S | External | Shoulder | B11 | 25 | 800 | 0 | 90.07 | 93.65 | 8 | 0
2030 | ERCOT_2_SPP_S | ERCOT | SPP_S | External | Shoulder | B12 | 200 | 800 | 0 | 90.07 | 90.17 | 8 | 0
2030 | ERCOT_2_SPP_S | ERCOT | SPP_S | External | Shoulder | B13 | 600 | 800 | 0 | 90.07 | 87.76 | 8 | 0
2030 | ERCOT_2_SPP_S | ERCOT | SPP_S | External | Shoulder | B14 | 900 | 800 | 0 | 90.07 | 85.07 | 8 | 0
2030 | ERCOT_2_SPP_S | ERCOT | SPP_S | External | Shoulder | B15 | 1203 | 800 | 0 | 79.37 | 78.1 | 8 | 0
2030 | ERCOT_2_SPP_S | ERCOT | SPP_S | External | Summer | B1 | 10 | 800 | 0 | 147.98 | 113.45 | 8 | 0
2030 | ERCOT_2_SPP_S | ERCOT | SPP_S | External | Summer | B2 | 25 | 800 | 0 | 147.98 | 128.95 | 8 | 0
2030 | ERCOT_2_SPP_S | ERCOT | SPP_S | External | Summer | B3 | 75 | 800 | 0 | 147.98 | 138.58 | 8 | 0
2030 | ERCOT_2_SPP_S | ERCOT | SPP_S | External | Summer | B4 | 100 | 800 | 489.26 | 120.95 | 128.95 | 8 | 0
2030 | ERCOT_2_SPP_S | ERCOT | SPP_S | External | Summer | B5 | 200 | 800 | 800 | 96.92 | 119.18 | 8 | 14.26
2030 | ERCOT_2_SPP_S | ERCOT | SPP_S | External | Summer | B6 | 300 | 800 | 800 | 88.69 | 97.8 | 8 | 1.11
2030 | ERCOT_2_SPP_S | ERCOT | SPP_S | External | Summer | B7 | 400 | 800 | 0 | 88.69 | 92.84 | 8 | 0
2030 | ERCOT_2_SPP_S | ERCOT | SPP_S | External | Summer | B8 | 500 | 800 | 0 | 88.69 | 88.69 | 8 | 0
2030 | ERCOT_2_SPP_S | ERCOT | SPP_S | External | Summer | B9 | 800 | 800 | 0 | 88.69 | 88.69 | 8 | 0
2030 | ERCOT_2_SPP_S | ERCOT | SPP_S | External | Summer | B10 | 1262 | 800 | 0 | 88.69 | 83.31 | 8 | 0
2030 | ERCOT_2_SPP_S | ERCOT | SPP_S | External | Winter | B16 | 25 | 800 | 0 | 93.04 | 91.06 | 8 | 0
2030 | ERCOT_2_SPP_S | ERCOT | SPP_S | External | Winter | B17 | 100 | 800 | 0 | 93.04 | 88.54 | 8 | 0
2030 | ERCOT_2_SPP_S | ERCOT | SPP_S | External | Winter | B18 | 400 | 800 | 0 | 93.04 | 92.67 | 8 | 0
2030 | ERCOT_2_SPP_S | ERCOT | SPP_S | External | Winter | B19 | 700 | 800 | 0 | 93.04 | 88.54 | 8 | 0
2030 | ERCOT_2_SPP_S | ERCOT | SPP_S | External | Winter | B20 | 935 | 800 | 0 | 81.86 | 81.44 | 8 | 0
2030 | MAPP_US_2_RMPA | MAPP_US | RMPA | External | Shoulder | B11 | 25 | 200 | 82.18 | 83.65 | 91.65 | 8 | 0
2030 | MAPP_US_2_RMPA | MAPP_US | RMPA | External | Shoulder | B12 | 200 | 200 | 200 | 80.35 | 90.09 | 8 | 1.74
2030 | MAPP_US_2_RMPA | MAPP_US | RMPA | External | Shoulder | B13 | 600 | 200 | 200 | 78.69 | 90.05 | 8 | 3.36
2030 | MAPP_US_2_RMPA | MAPP_US | RMPA | External | Shoulder | B14 | 900 | 200 | 200 | 78.05 | 90.05 | 8 | 4
2030 | MAPP_US_2_RMPA | MAPP_US | RMPA | External | Shoulder | B15 | 1203 | 200 | 200 | 67.83 | 87.46 | 8 | 11.63
2030 | MAPP_US_2_RMPA | MAPP_US | RMPA | External | Summer | B1 | 10 | 200 | 41.94 | 134.54 | 142.54 | 8 | 0
2030 | MAPP_US_2_RMPA | MAPP_US | RMPA | External | Summer | B2 | 25 | 200 | 0 | 133.97 | 138.84 | 8 | 0
2030 | MAPP_US_2_RMPA | MAPP_US | RMPA | External | Summer | B3 | 75 | 200 | 0 | 133.99 | 138.84 | 8 | 0
2030 | MAPP_US_2_RMPA | MAPP_US | RMPA | External | Summer | B4 | 100 | 200 | 0 | 133.85 | 133.93 | 8 | 0
2030 | MAPP_US_2_RMPA | MAPP_US | RMPA | External | Summer | B5 | 200 | 200 | 0 | 112.18 | 111.18 | 8 | 0
2030 | MAPP_US_2_RMPA | MAPP_US | RMPA | External | Summer | B6 | 300 | 200 | 200 | 90.8 | 101.62 | 8 | 2.82
2030 | MAPP_US_2_RMPA | MAPP_US | RMPA | External | Summer | B7 | 400 | 200 | 200 | 81.26 | 95.67 | 8 | 6.41
2030 | MAPP_US_2_RMPA | MAPP_US | RMPA | External | Summer | B8 | 500 | 200 | 200 | 77.31 | 95.67 | 8 | 10.36
2030 | MAPP_US_2_RMPA | MAPP_US | RMPA | External | Summer | B9 | 800 | 200 | 200 | 75.33 | 93.68 | 8 | 10.35
2030 | MAPP_US_2_RMPA | MAPP_US | RMPA | External | Summer | B10 | 1262 | 200 | 200 | 67.33 | 93.68 | 8 | 18.35
2030 | MAPP_US_2_RMPA | MAPP_US | RMPA | External | Winter | B16 | 25 | 200 | 200 | 71.34 | 104.62 | 8 | 25.28
2030 | MAPP_US_2_RMPA | MAPP_US | RMPA | External | Winter | B17 | 100 | 200 | 200 | 74.53 | 98.77 | 8 | 16.24
2030 | MAPP_US_2_RMPA | MAPP_US | RMPA | External | Winter | B18 | 400 | 200 | 200 | 80.09 | 92.09 | 8 | 4
2030 | MAPP_US_2_RMPA | MAPP_US | RMPA | External | Winter | B19 | 700 | 200 | 200 | 80.09 | 92.09 | 8 | 4
2030 | MAPP_US_2_RMPA | MAPP_US | RMPA | External | Winter | B20 | 935 | 200 | 200 | 71.32 | 83.91 | 8 | 4.59
2030 | NE_2_RMPA | NE | RMPA | External | Shoulder | B11 | 25 | 310 | 0 | 93.62 | 91.65 | 5 | 0
2030 | NE_2_RMPA | NE | RMPA | External | Shoulder | B12 | 200 | 310 | 0 | 87.35 | 90.09 | 5 | 0
2030 | NE_2_RMPA | NE | RMPA | External | Shoulder | B13 | 600 | 310 | 0 | 85.69 | 90.05 | 5 | 0
2030 | NE_2_RMPA | NE | RMPA | External | Shoulder | B14 | 900 | 310 | 2.09 | 85.05 | 90.05 | 5 | 0
2030 | NE_2_RMPA | NE | RMPA | External | Shoulder | B15 | 1203 | 310 | 310 | 76.09 | 87.46 | 5 | 6.37
2030 | NE_2_RMPA | NE | RMPA | External | Summer | B1 | 10 | 310 | 0 | 141.54 | 142.54 | 5 | 0
2030 | NE_2_RMPA | NE | RMPA | External | Summer | B2 | 25 | 310 | 0 | 146.25 | 138.84 | 5 | 0
2030 | NE_2_RMPA | NE | RMPA | External | Summer | B3 | 75 | 310 | 0 | 146.25 | 138.84 | 5 | 0
2030 | NE_2_RMPA | NE | RMPA | External | Summer | B4 | 100 | 310 | 0 | 141.93 | 133.93 | 5 | 0
2030 | NE_2_RMPA | NE | RMPA | External | Summer | B5 | 200 | 310 | 0 | 119.18 | 111.18 | 5 | 0
2030 | NE_2_RMPA | NE | RMPA | External | Summer | B6 | 300 | 310 | 0 | 97.8 | 101.62 | 5 | 0
2030 | NE_2_RMPA | NE | RMPA | External | Summer | B7 | 400 | 310 | 0 | 92.82 | 95.67 | 5 | 0
2030 | NE_2_RMPA | NE | RMPA | External | Summer | B8 | 500 | 310 | 310 | 88.67 | 95.67 | 5 | 2.01
2030 | NE_2_RMPA | NE | RMPA | External | Summer | B9 | 800 | 310 | 310 | 86.14 | 93.68 | 5 | 2.54
2030 | NE_2_RMPA | NE | RMPA | External | Summer | B10 | 1262 | 310 | 310 | 76.59 | 93.68 | 5 | 12.09
2030 | NE_2_RMPA | NE | RMPA | External | Winter | B16 | 25 | 310 | 310 | 78.34 | 104.62 | 5 | 21.28
2030 | NE_2_RMPA | NE | RMPA | External | Winter | B17 | 100 | 310 | 310 | 81.53 | 98.77 | 5 | 12.24
2030 | NE_2_RMPA | NE | RMPA | External | Winter | B18 | 400 | 310 | 226.29 | 87.09 | 92.09 | 5 | 0
2030 | NE_2_RMPA | NE | RMPA | External | Winter | B19 | 700 | 310 | 225.06 | 87.09 | 92.09 | 5 | 0
2030 | NE_2_RMPA | NE | RMPA | External | Winter | B20 | 935 | 310 | 310 | 78.32 | 83.91 | 5 | 0.59
2030 | NWPP_Coal_2_MAPP_US | NWPP_Coal | MAPP_US | External | Shoulder | B11 | 25 | 150 | 0 | 95.62 | 83.65 | 8 | 0
2030 | NWPP_Coal_2_MAPP_US | NWPP_Coal | MAPP_US | External | Shoulder | B12 | 200 | 150 | 0 | 95.62 | 80.35 | 8 | 0
2030 | NWPP_Coal_2_MAPP_US | NWPP_Coal | MAPP_US | External | Shoulder | B13 | 600 | 150 | 0 | 95.62 | 78.69 | 8 | 0
2030 | NWPP_Coal_2_MAPP_US | NWPP_Coal | MAPP_US | External | Shoulder | B14 | 900 | 150 | 0 | 95.62 | 78.05 | 8 | 0
2030 | NWPP_Coal_2_MAPP_US | NWPP_Coal | MAPP_US | External | Shoulder | B15 | 1203 | 150 | 0 | 95.62 | 67.83 | 8 | 0
2030 | NWPP_Coal_2_MAPP_US | NWPP_Coal | MAPP_US | External | Summer | B1 | 10 | 150 | 150 | 111.95 | 134.54 | 8 | 14.59
2030 | NWPP_Coal_2_MAPP_US | NWPP_Coal | MAPP_US | External | Summer | B2 | 25 | 150 | 150 | 95.88 | 133.97 | 8 | 30.09
2030 | NWPP_Coal_2_MAPP_US | NWPP_Coal | MAPP_US | External | Summer | B3 | 75 | 150 | 150 | 95.88 | 133.99 | 8 | 30.11
2030 | NWPP_Coal_2_MAPP_US | NWPP_Coal | MAPP_US | External | Summer | B4 | 100 | 150 | 150 | 95.88 | 133.85 | 8 | 29.97
2030 | NWPP_Coal_2_MAPP_US | NWPP_Coal | MAPP_US | External | Summer | B5 | 200 | 150 | 150 | 95.88 | 112.18 | 8 | 8.3
2030 | NWPP_Coal_2_MAPP_US | NWPP_Coal | MAPP_US | External | Summer | B6 | 300 | 150 | 0 | 95.88 | 90.8 | 8 | 0
2030 | NWPP_Coal_2_MAPP_US | NWPP_Coal | MAPP_US | External | Summer | B7 | 400 | 150 | 0 | 95.88 | 81.26 | 8 | 0
2030 | NWPP_Coal_2_MAPP_US | NWPP_Coal | MAPP_US | External | Summer | B8 | 500 | 150 | 0 | 95.88 | 77.31 | 8 | 0
2030 | NWPP_Coal_2_MAPP_US | NWPP_Coal | MAPP_US | External | Summer | B9 | 800 | 150 | 0 | 95.88 | 75.33 | 8 | 0
2030 | NWPP_Coal_2_MAPP_US | NWPP_Coal | MAPP_US | External | Summer | B10 | 1262 | 150 | 0 | 95.88 | 67.33 | 8 | 0
2030 | NWPP_Coal_2_MAPP_US | NWPP_Coal | MAPP_US | External | Winter | B16 | 25 | 150 | 0 | 98.51 | 71.34 | 8 | 0
2030 | NWPP_Coal_2_MAPP_US | NWPP_Coal | MAPP_US | External | Winter | B17 | 100 | 150 | 0 | 98.51 | 74.53 | 8 | 0
2030 | NWPP_Coal_2_MAPP_US | NWPP_Coal | MAPP_US | External | Winter | B18 | 400 | 150 | 0 | 98.51 | 80.09 | 8 | 0
2030 | NWPP_Coal_2_MAPP_US | NWPP_Coal | MAPP_US | External | Winter | B19 | 700 | 150 | 0 | 98.51 | 80.09 | 8 | 0
2030 | NWPP_Coal_2_MAPP_US | NWPP_Coal | MAPP_US | External | Winter | B20 | 935 | 150 | 0 | 98.51 | 71.32 | 8 | 0
2030 | RMPA_2_MAPP_US | RMPA | MAPP_US | External | Shoulder | B11 | 25 | 200 | 0 | 91.65 | 83.65 | 8 | 0
2030 | RMPA_2_MAPP_US | RMPA | MAPP_US | External | Shoulder | B12 | 200 | 200 | 0 | 90.09 | 80.35 | 8 | 0
2030 | RMPA_2_MAPP_US | RMPA | MAPP_US | External | Shoulder | B13 | 600 | 200 | 0 | 90.05 | 78.69 | 8 | 0
2030 | RMPA_2_MAPP_US | RMPA | MAPP_US | External | Shoulder | B14 | 900 | 200 | 0 | 90.05 | 78.05 | 8 | 0
2030 | RMPA_2_MAPP_US | RMPA | MAPP_US | External | Shoulder | B15 | 1203 | 200 | 0 | 87.46 | 67.83 | 8 | 0
2030 | RMPA_2_MAPP_US | RMPA | MAPP_US | External | Summer | B1 | 10 | 200 | 0 | 142.54 | 134.54 | 8 | 0
2030 | RMPA_2_MAPP_US | RMPA | MAPP_US | External | Summer | B2 | 25 | 200 | 0 | 138.84 | 133.97 | 8 | 0
2030 | RMPA_2_MAPP_US | RMPA | MAPP_US | External | Summer | B3 | 75 | 200 | 0 | 138.84 | 133.99 | 8 | 0
2030 | RMPA_2_MAPP_US | RMPA | MAPP_US | External | Summer | B4 | 100 | 200 | 0 | 133.93 | 133.85 | 8 | 0
2030 | RMPA_2_MAPP_US | RMPA | MAPP_US | External | Summer | B5 | 200 | 200 | 0 | 111.18 | 112.18 | 8 | 0
2030 | RMPA_2_MAPP_US | RMPA | MAPP_US | External | Summer | B6 | 300 | 200 | 0 | 101.62 | 90.8 | 8 | 0
2030 | RMPA_2_MAPP_US | RMPA | MAPP_US | External | Summer | B7 | 400 | 200 | 0 | 95.67 | 81.26 | 8 | 0
2030 | RMPA_2_MAPP_US | RMPA | MAPP_US | External | Summer | B8 | 500 | 200 | 0 | 95.67 | 77.31 | 8 | 0
2030 | RMPA_2_MAPP_US | RMPA | MAPP_US | External | Summer | B9 | 800 | 200 | 0 | 93.68 | 75.33 | 8 | 0
2030 | RMPA_2_MAPP_US | RMPA | MAPP_US | External | Summer | B10 | 1262 | 200 | 0 | 93.68 | 67.33 | 8 | 0
2030 | RMPA_2_MAPP_US | RMPA | MAPP_US | External | Winter | B16 | 25 | 200 | 0 | 104.62 | 71.34 | 8 | 0
2030 | RMPA_2_MAPP_US | RMPA | MAPP_US | External | Winter | B17 | 100 | 200 | 0 | 98.77 | 74.53 | 8 | 0
2030 | RMPA_2_MAPP_US | RMPA | MAPP_US | External | Winter | B18 | 400 | 200 | 0 | 92.09 | 80.09 | 8 | 0
2030 | RMPA_2_MAPP_US | RMPA | MAPP_US | External | Winter | B19 | 700 | 200 | 0 | 92.09 | 80.09 | 8 | 0
2030 | RMPA_2_MAPP_US | RMPA | MAPP_US | External | Winter | B20 | 935 | 200 | 0 | 83.91 | 71.32 | 8 | 0
2030 | RMPA_2_NE | RMPA | NE | External | Shoulder | B11 | 25 | 310 | 0 | 91.65 | 93.62 | 8 | 0
2030 | RMPA_2_NE | RMPA | NE | External | Shoulder | B12 | 200 | 310 | 0 | 90.09 | 87.35 | 8 | 0
2030 | RMPA_2_NE | RMPA | NE | External | Shoulder | B13 | 600 | 310 | 0 | 90.05 | 85.69 | 8 | 0
2030 | RMPA_2_NE | RMPA | NE | External | Shoulder | B14 | 900 | 310 | 0 | 90.05 | 85.05 | 8 | 0
2030 | RMPA_2_NE | RMPA | NE | External | Shoulder | B15 | 1203 | 310 | 0 | 87.46 | 76.09 | 8 | 0
2030 | RMPA_2_NE | RMPA | NE | External | Summer | B1 | 10 | 310 | 0 | 142.54 | 141.54 | 8 | 0
2030 | RMPA_2_NE | RMPA | NE | External | Summer | B2 | 25 | 310 | 0 | 138.84 | 146.25 | 8 | 0
2030 | RMPA_2_NE | RMPA | NE | External | Summer | B3 | 75 | 310 | 0 | 138.84 | 146.25 | 8 | 0
2030 | RMPA_2_NE | RMPA | NE | External | Summer | B4 | 100 | 310 | 223.75 | 133.93 | 141.93 | 8 | 0
2030 | RMPA_2_NE | RMPA | NE | External | Summer | B5 | 200 | 310 | 152.52 | 111.18 | 119.18 | 8 | 0
2030 | RMPA_2_NE | RMPA | NE | External | Summer | B6 | 300 | 310 | 0 | 101.62 | 97.8 | 8 | 0
2030 | RMPA_2_NE | RMPA | NE | External | Summer | B7 | 400 | 310 | 0 | 95.67 | 92.82 | 8 | 0
2030 | RMPA_2_NE | RMPA | NE | External | Summer | B8 | 500 | 310 | 0 | 95.67 | 88.67 | 8 | 0
2030 | RMPA_2_NE | RMPA | NE | External | Summer | B9 | 800 | 310 | 0 | 93.68 | 86.14 | 8 | 0
2030 | RMPA_2_NE | RMPA | NE | External | Summer | B10 | 1262 | 310 | 0 | 93.68 | 76.59 | 8 | 0
2030 | RMPA_2_NE | RMPA | NE | External | Winter | B16 | 25 | 310 | 0 | 104.62 | 78.34 | 8 | 0
2030 | RMPA_2_NE | RMPA | NE | External | Winter | B17 | 100 | 310 | 0 | 98.77 | 81.53 | 8 | 0
2030 | RMPA_2_NE | RMPA | NE | External | Winter | B18 | 400 | 310 | 0 | 92.09 | 87.09 | 8 | 0
2030 | RMPA_2_NE | RMPA | NE | External | Winter | B19 | 700 | 310 | 0 | 92.09 | 87.09 | 8 | 0
2030 | RMPA_2_NE | RMPA | NE | External | Winter | B20 | 935 | 310 | 0 | 83.91 | 78.32 | 8 | 0
2030 | RMPA_2_SPP_N | RMPA | SPP_N | External | Shoulder | B11 | 25 | 210 | 0 | 91.65 | 93.64 | 8 | 0
2030 | RMPA_2_SPP_N | RMPA | SPP_N | External | Shoulder | B12 | 200 | 210 | 0 | 90.09 | 90.16 | 8 | 0
2030 | RMPA_2_SPP_N | RMPA | SPP_N | External | Shoulder | B13 | 600 | 210 | 0 | 90.05 | 87.75 | 8 | 0
2030 | RMPA_2_SPP_N | RMPA | SPP_N | External | Shoulder | B14 | 900 | 210 | 0 | 90.05 | 85.06 | 8 | 0
2030 | RMPA_2_SPP_N | RMPA | SPP_N | External | Shoulder | B15 | 1203 | 210 | 0 | 87.46 | 78.09 | 8 | 0
2030 | RMPA_2_SPP_N | RMPA | SPP_N | External | Summer | B1 | 10 | 210 | 0 | 142.54 | 141.55 | 8 | 0
2030 | RMPA_2_SPP_N | RMPA | SPP_N | External | Summer | B2 | 25 | 210 | 0 | 138.84 | 146.26 | 8 | 0
2030 | RMPA_2_SPP_N | RMPA | SPP_N | External | Summer | B3 | 75 | 210 | 0 | 138.84 | 146.63 | 8 | 0
2030 | RMPA_2_SPP_N | RMPA | SPP_N | External | Summer | B4 | 100 | 210 | 210 | 133.93 | 141.95 | 8 | 0.01
2030 | RMPA_2_SPP_N | RMPA | SPP_N | External | Summer | B5 | 200 | 210 | 210 | 111.18 | 119.19 | 8 | 0.01
2030 | RMPA_2_SPP_N | RMPA | SPP_N | External | Summer | B6 | 300 | 210 | 0 | 101.62 | 97.81 | 8 | 0
2030 | RMPA_2_SPP_N | RMPA | SPP_N | External | Summer | B7 | 400 | 210 | 0 | 95.67 | 92.83 | 8 | 0
2030 | RMPA_2_SPP_N | RMPA | SPP_N | External | Summer | B8 | 500 | 210 | 0 | 95.67 | 88.68 | 8 | 0
2030 | RMPA_2_SPP_N | RMPA | SPP_N | External | Summer | B9 | 800 | 210 | 0 | 93.68 | 88.68 | 8 | 0
2030 | RMPA_2_SPP_N | RMPA | SPP_N | External | Summer | B10 | 1262 | 210 | 0 | 93.68 | 81.33 | 8 | 0
2030 | RMPA_2_SPP_N | RMPA | SPP_N | External | Winter | B16 | 25 | 210 | 0 | 104.62 | 91.05 | 8 | 0
2030 | RMPA_2_SPP_N | RMPA | SPP_N | External | Winter | B17 | 100 | 210 | 0 | 98.77 | 88.53 | 8 | 0
2030 | RMPA_2_SPP_N | RMPA | SPP_N | External | Winter | B18 | 400 | 210 | 0 | 92.09 | 92.66 | 8 | 0
2030 | RMPA_2_SPP_N | RMPA | SPP_N | External | Winter | B19 | 700 | 210 | 0 | 92.09 | 88.53 | 8 | 0
2030 | RMPA_2_SPP_N | RMPA | SPP_N | External | Winter | B20 | 935 | 210 | 0 | 83.91 | 81.43 | 8 | 0
2030 | SPP_N_2_RMPA | SPP_N | RMPA | External | Shoulder | B11 | 25 | 210 | 0 | 93.64 | 91.65 | 5 | 0
2030 | SPP_N_2_RMPA | SPP_N | RMPA | External | Shoulder | B12 | 200 | 210 | 0 | 90.16 | 90.09 | 5 | 0
2030 | SPP_N_2_RMPA | SPP_N | RMPA | External | Shoulder | B13 | 600 | 210 | 0 | 87.75 | 90.05 | 5 | 0
2030 | SPP_N_2_RMPA | SPP_N | RMPA | External | Shoulder | B14 | 900 | 210 | 0 | 85.06 | 90.05 | 5 | 0
2030 | SPP_N_2_RMPA | SPP_N | RMPA | External | Shoulder | B15 | 1203 | 210 | 210 | 78.09 | 87.46 | 5 | 4.37
2030 | SPP_N_2_RMPA | SPP_N | RMPA | External | Summer | B1 | 10 | 210 | 0 | 141.55 | 142.54 | 5 | 0
2030 | SPP_N_2_RMPA | SPP_N | RMPA | External | Summer | B2 | 25 | 210 | 0 | 146.26 | 138.84 | 5 | 0
2030 | SPP_N_2_RMPA | SPP_N | RMPA | External | Summer | B3 | 75 | 210 | 0 | 146.63 | 138.84 | 5 | 0
2030 | SPP_N_2_RMPA | SPP_N | RMPA | External | Summer | B4 | 100 | 210 | 0 | 141.95 | 133.93 | 5 | 0
2030 | SPP_N_2_RMPA | SPP_N | RMPA | External | Summer | B5 | 200 | 210 | 0 | 119.19 | 111.18 | 5 | 0
2030 | SPP_N_2_RMPA | SPP_N | RMPA | External | Summer | B6 | 300 | 210 | 0 | 97.81 | 101.62 | 5 | 0
2030 | SPP_N_2_RMPA | SPP_N | RMPA | External | Summer | B7 | 400 | 210 | 0 | 92.83 | 95.67 | 5 | 0
2030 | SPP_N_2_RMPA | SPP_N | RMPA | External | Summer | B8 | 500 | 210 | 210 | 88.68 | 95.67 | 5 | 2
2030 | SPP_N_2_RMPA | SPP_N | RMPA | External | Summer | B9 | 800 | 210 | 113.09 | 88.68 | 93.68 | 5 | 0
2030 | SPP_N_2_RMPA | SPP_N | RMPA | External | Summer | B10 | 1262 | 210 | 210 | 81.33 | 93.68 | 5 | 7.35
2030 | SPP_N_2_RMPA | SPP_N | RMPA | External | Winter | B16 | 25 | 210 | 210 | 91.05 | 104.62 | 5 | 8.57
2030 | SPP_N_2_RMPA | SPP_N | RMPA | External | Winter | B17 | 100 | 210 | 210 | 88.53 | 98.77 | 5 | 5.24
2030 | SPP_N_2_RMPA | SPP_N | RMPA | External | Winter | B18 | 400 | 210 | 0 | 92.66 | 92.09 | 5 | 0
2030 | SPP_N_2_RMPA | SPP_N | RMPA | External | Winter | B19 | 700 | 210 | 0 | 88.53 | 92.09 | 5 | 0
2030 | SPP_N_2_RMPA | SPP_N | RMPA | External | Winter | B20 | 935 | 210 | 0 | 81.43 | 83.91 | 5 | 0
2030 | SPP_S_2_ERCOT | SPP_S | ERCOT | External | Shoulder | B11 | 25 | 800 | 0 | 93.65 | 90.07 | 5 | 0
2030 | SPP_S_2_ERCOT | SPP_S | ERCOT | External | Shoulder | B12 | 200 | 800 | 0 | 90.17 | 90.07 | 5 | 0
2030 | SPP_S_2_ERCOT | SPP_S | ERCOT | External | Shoulder | B13 | 600 | 800 | 0 | 87.76 | 90.07 | 5 | 0
2030 | SPP_S_2_ERCOT | SPP_S | ERCOT | External | Shoulder | B14 | 900 | 800 | 705.44 | 85.07 | 90.07 | 5 | 0
2030 | SPP_S_2_ERCOT | SPP_S | ERCOT | External | Shoulder | B15 | 1203 | 800 | 0 | 78.1 | 79.37 | 5 | 0
2030 | SPP_S_2_ERCOT | SPP_S | ERCOT | External | Summer | B1 | 10 | 800 | 800 | 113.45 | 147.98 | 5 | 29.54
2030 | SPP_S_2_ERCOT | SPP_S | ERCOT | External | Summer | B2 | 25 | 800 | 800 | 128.95 | 147.98 | 5 | 14.04
2030 | SPP_S_2_ERCOT | SPP_S | ERCOT | External | Summer | B3 | 75 | 800 | 800 | 138.58 | 147.98 | 5 | 4.4
2030 | SPP_S_2_ERCOT | SPP_S | ERCOT | External | Summer | B4 | 100 | 800 | 0 | 128.95 | 120.95 | 5 | 0
2030 | SPP_S_2_ERCOT | SPP_S | ERCOT | External | Summer | B5 | 200 | 800 | 0 | 119.18 | 96.92 | 5 | 0
2030 | SPP_S_2_ERCOT | SPP_S | ERCOT | External | Summer | B6 | 300 | 800 | 0 | 97.8 | 88.69 | 5 | 0
2030 | SPP_S_2_ERCOT | SPP_S | ERCOT | External | Summer | B7 | 400 | 800 | 0 | 92.84 | 88.69 | 5 | 0
2030 | SPP_S_2_ERCOT | SPP_S | ERCOT | External | Summer | B8 | 500 | 800 | 0 | 88.69 | 88.69 | 5 | 0
2030 | SPP_S_2_ERCOT | SPP_S | ERCOT | External | Summer | B9 | 800 | 800 | 0 | 88.69 | 88.69 | 5 | 0
2030 | SPP_S_2_ERCOT | SPP_S | ERCOT | External | Summer | B10 | 1262 | 800 | 800 | 83.31 | 88.69 | 5 | 0.39
2030 | SPP_S_2_ERCOT | SPP_S | ERCOT | External | Winter | B16 | 25 | 800 | 0 | 91.06 | 93.04 | 5 | 0
2030 | SPP_S_2_ERCOT | SPP_S | ERCOT | External | Winter | B17 | 100 | 800 | 0 | 88.54 | 93.04 | 5 | 0
2030 | SPP_S_2_ERCOT | SPP_S | ERCOT | External | Winter | B18 | 400 | 800 | 0 | 92.67 | 93.04 | 5 | 0
2030 | SPP_S_2_ERCOT | SPP_S | ERCOT | External | Winter | B19 | 700 | 800 | 0 | 88.54 | 93.04 | 5 | 0
2030 | SPP_S_2_ERCOT | SPP_S | ERCOT | External | Winter | B20 | 935 | 800 | 0 | 81.44 | 81.86 | 5 | 0
2035 | AZ_NM_SNV_Coal_2_SPP_S | AZ_NM_SNV_Coal | SPP_S | External | Shoulder | B11 | 25 | 400 | 400 | 116.68 | 136.15 | 8.17 | 11.31
2035 | AZ_NM_SNV_Coal_2_SPP_S | AZ_NM_SNV_Coal | SPP_S | External | Shoulder | B12 | 200 | 400 | 0 | 116.68 | 118.97 | 8.17 | 0
2035 | AZ_NM_SNV_Coal_2_SPP_S | AZ_NM_SNV_Coal | SPP_S | External | Shoulder | B13 | 600 | 400 | 0 | 113.66 | 117.21 | 8.17 | 0
2035 | AZ_NM_SNV_Coal_2_SPP_S | AZ_NM_SNV_Coal | SPP_S | External | Shoulder | B14 | 900 | 400 | 0 | 113.66 | 112.39 | 8.17 | 0
2035 | AZ_NM_SNV_Coal_2_SPP_S | AZ_NM_SNV_Coal | SPP_S | External | Shoulder | B15 | 1203 | 400 | 0 | 103.49 | 109.99 | 8.17 | 0
2035 | AZ_NM_SNV_Coal_2_SPP_S | AZ_NM_SNV_Coal | SPP_S | External | Summer | B1 | 10 | 400 | 0 | 180.51 | 139.53 | 8.17 | 0
2035 | AZ_NM_SNV_Coal_2_SPP_S | AZ_NM_SNV_Coal | SPP_S | External | Summer | B2 | 25 | 400 | 400 | 161.7 | 207.96 | 8.17 | 38.1
2035 | AZ_NM_SNV_Coal_2_SPP_S | AZ_NM_SNV_Coal | SPP_S | External | Summer | B3 | 75 | 400 | 400 | 143.58 | 214.57 | 8.17 | 62.82
2035 | AZ_NM_SNV_Coal_2_SPP_S | AZ_NM_SNV_Coal | SPP_S | External | Summer | B4 | 100 | 400 | 0 | 140.84 | 142.57 | 8.17 | 0
2035 | AZ_NM_SNV_Coal_2_SPP_S | AZ_NM_SNV_Coal | SPP_S | External | Summer | B5 | 200 | 400 | 0 | 136.32 | 140.98 | 8.17 | 0
2035 | AZ_NM_SNV_Coal_2_SPP_S | AZ_NM_SNV_Coal | SPP_S | External | Summer | B6 | 300 | 400 | 0 | 136.32 | 137.36 | 8.17 | 0
2035 | AZ_NM_SNV_Coal_2_SPP_S | AZ_NM_SNV_Coal | SPP_S | External | Summer | B7 | 400 | 400 | 0 | 136.32 | 134.62 | 8.17 | 0
2035 | AZ_NM_SNV_Coal_2_SPP_S | AZ_NM_SNV_Coal | SPP_S | External | Summer | B8 | 500 | 400 | 0 | 136.32 | 126.52 | 8.17 | 0
2035 | AZ_NM_SNV_Coal_2_SPP_S | AZ_NM_SNV_Coal | SPP_S | External | Summer | B9 | 800 | 400 | 0 | 132.89 | 116.61 | 8.17 | 0
2035 | AZ_NM_SNV_Coal_2_SPP_S | AZ_NM_SNV_Coal | SPP_S | External | Summer | B10 | 1262 | 400 | 0 | 131.56 | 115.63 | 8.17 | 0
2035 | AZ_NM_SNV_Coal_2_SPP_S | AZ_NM_SNV_Coal | SPP_S | External | Winter | B16 | 25 | 400 | 0 | 116.68 | 120.41 | 8.17 | 0
2035 | AZ_NM_SNV_Coal_2_SPP_S | AZ_NM_SNV_Coal | SPP_S | External | Winter | B17 | 100 | 400 | 0 | 116.68 | 120.41 | 8.17 | 0
2035 | AZ_NM_SNV_Coal_2_SPP_S | AZ_NM_SNV_Coal | SPP_S | External | Winter | B18 | 400 | 400 | 0 | 116.68 | 120.41 | 8.17 | 0
2035 | AZ_NM_SNV_Coal_2_SPP_S | AZ_NM_SNV_Coal | SPP_S | External | Winter | B19 | 700 | 400 | 0 | 116.68 | 114.92 | 8.17 | 0
2035 | AZ_NM_SNV_Coal_2_SPP_S | AZ_NM_SNV_Coal | SPP_S | External | Winter | B20 | 935 | 400 | 400 | 100.58 | 109.99 | 8.17 | 1.25
2035 | ERCOT_2_SPP_S | ERCOT | SPP_S | External | Shoulder | B11 | 25 | 800 | 0 | 136.08 | 136.15 | 8 | 0
2035 | ERCOT_2_SPP_S | ERCOT | SPP_S | External | Shoulder | B12 | 200 | 800 | 0 | 136.08 | 118.97 | 8 | 0
2035 | ERCOT_2_SPP_S | ERCOT | SPP_S | External | Shoulder | B13 | 600 | 800 | 0 | 117.14 | 117.21 | 8 | 0
2035 | ERCOT_2_SPP_S | ERCOT | SPP_S | External | Shoulder | B14 | 900 | 800 | 0 | 117.14 | 112.39 | 8 | 0
2035 | ERCOT_2_SPP_S | ERCOT | SPP_S | External | Shoulder | B15 | 1203 | 800 | 800 | 96.01 | 109.99 | 8 | 5.99
2035 | ERCOT_2_SPP_S | ERCOT | SPP_S | External | Summer | B1 | 10 | 800 | 0 | 222.14 | 139.53 | 8 | 0
2035 | ERCOT_2_SPP_S | ERCOT | SPP_S | External | Summer | B2 | 25 | 800 | 0 | 222.14 | 207.96 | 8 | 0
2035 | ERCOT_2_SPP_S | ERCOT | SPP_S | External | Summer | B3 | 75 | 800 | 0 | 222.14 | 214.57 | 8 | 0
2035 | ERCOT_2_SPP_S | ERCOT | SPP_S | External | Summer | B4 | 100 | 800 | 520.05 | 134.57 | 142.57 | 8 | 0
2035 | ERCOT_2_SPP_S | ERCOT | SPP_S | External | Summer | B5 | 200 | 800 | 0 | 134.52 | 140.98 | 8 | 0
2035 | ERCOT_2_SPP_S | ERCOT | SPP_S | External | Summer | B6 | 300 | 800 | 0 | 134.52 | 137.36 | 8 | 0
2035 | ERCOT_2_SPP_S | ERCOT | SPP_S | External | Summer | B7 | 400 | 800 | 0 | 134.52 | 134.62 | 8 | 0
2035 | ERCOT_2_SPP_S | ERCOT | SPP_S | External | Summer | B8 | 500 | 800 | 0 | 134.52 | 126.52 | 8 | 0
2035 | ERCOT_2_SPP_S | ERCOT | SPP_S | External | Summer | B9 | 800 | 800 | 0 | 115.82 | 116.61 | 8 | 0
2035 | ERCOT_2_SPP_S | ERCOT | SPP_S | External | Summer | B10 | 1262 | 800 | 0 | 115.82 | 115.63 | 8 | 0
2035 | ERCOT_2_SPP_S | ERCOT | SPP_S | External | Winter | B16 | 25 | 800 | 0 | 139.35 | 120.41 | 8 | 0
2035 | ERCOT_2_SPP_S | ERCOT | SPP_S | External | Winter | B17 | 100 | 800 | 0 | 139.35 | 120.41 | 8 | 0
2035 | ERCOT_2_SPP_S | ERCOT | SPP_S | External | Winter | B18 | 400 | 800 | 0 | 119.92 | 120.41 | 8 | 0
2035 | ERCOT_2_SPP_S | ERCOT | SPP_S | External | Winter | B19 | 700 | 800 | 0 | 119.92 | 114.92 | 8 | 0
2035 | ERCOT_2_SPP_S | ERCOT | SPP_S | External | Winter | B20 | 935 | 800 | 800 | 94.21 | 109.99 | 8 | 7.79
2035 | MAPP_US_2_RMPA | MAPP_US | RMPA | External | Shoulder | B11 | 25 | 200 | 0 | 126.38 | 124.83 | 8 | 0
2035 | MAPP_US_2_RMPA | MAPP_US | RMPA | External | Shoulder | B12 | 200 | 200 | 0 | 111.96 | 110.96 | 8 | 0
2035 | MAPP_US_2_RMPA | MAPP_US | RMPA | External | Shoulder | B13 | 600 | 200 | 0 | 109.08 | 109.3 | 8 | 0
2035 | MAPP_US_2_RMPA | MAPP_US | RMPA | External | Shoulder | B14 | 900 | 200 | 0 | 105.36 | 109.3 | 8 | 0
2035 | MAPP_US_2_RMPA | MAPP_US | RMPA | External | Shoulder | B15 | 1203 | 200 | 200 | 95.98 | 108.5 | 8 | 4.52
2035 | MAPP_US_2_RMPA | MAPP_US | RMPA | External | Summer | B1 | 10 | 200 | 0 | 207.58 | 211.95 | 8 | 0
2035 | MAPP_US_2_RMPA | MAPP_US | RMPA | External | Summer | B2 | 25 | 200 | 0 | 205.95 | 211.95 | 8 | 0
2035 | MAPP_US_2_RMPA | MAPP_US | RMPA | External | Summer | B3 | 75 | 200 | 0 | 205.46 | 211.95 | 8 | 0
2035 | MAPP_US_2_RMPA | MAPP_US | RMPA | External | Summer | B4 | 100 | 200 | 0 | 147.58 | 154.59 | 8 | 0
2035 | MAPP_US_2_RMPA | MAPP_US | RMPA | External | Summer | B5 | 200 | 200 | 0 | 144.25 | 144.48 | 8 | 0
2035 | MAPP_US_2_RMPA | MAPP_US | RMPA | External | Summer | B6 | 300 | 200 | 200 | 127.87 | 142.35 | 8 | 6.47
2035 | MAPP_US_2_RMPA | MAPP_US | RMPA | External | Summer | B7 | 400 | 200 | 200 | 124.48 | 139.62 | 8 | 7.14
2035 | MAPP_US_2_RMPA | MAPP_US | RMPA | External | Summer | B8 | 500 | 200 | 200 | 118.03 | 131.5 | 8 | 5.47
2035 | MAPP_US_2_RMPA | MAPP_US | RMPA | External | Summer | B9 | 800 | 200 | 200 | 106.4 | 124.51 | 8 | 10.11
2035 | MAPP_US_2_RMPA | MAPP_US | RMPA | External | Summer | B10 | 1262 | 200 | 200 | 101.28 | 124.51 | 8 | 15.24
2035 | MAPP_US_2_RMPA | MAPP_US | RMPA | External | Winter | B16 | 25 | 200 | 200 | 106.38 | 124.85 | 8 | 10.46
2035 | MAPP_US_2_RMPA | MAPP_US | RMPA | External | Winter | B17 | 100 | 200 | 200 | 106.39 | 124.83 | 8 | 10.44
2035 | MAPP_US_2_RMPA | MAPP_US | RMPA | External | Winter | B18 | 400 | 200 | 0 | 107.9 | 110.74 | 8 | 0
2035 | MAPP_US_2_RMPA | MAPP_US | RMPA | External | Winter | B19 | 700 | 200 | 0 | 107.9 | 110.74 | 8 | 0
2035 | MAPP_US_2_RMPA | MAPP_US | RMPA | External | Winter | B20 | 935 | 200 | 24 | 97.34 | 105.34 | 8 | 0
2035 | NE_2_RMPA | NE | RMPA | External | Shoulder | B11 | 25 | 310 | 0 | 136.13 | 124.83 | 5 | 0
2035 | NE_2_RMPA | NE | RMPA | External | Shoulder | B12 | 200 | 310 | 0 | 118.96 | 110.96 | 5 | 0
2035 | NE_2_RMPA | NE | RMPA | External | Shoulder | B13 | 600 | 310 | 0 | 117.18 | 109.3 | 5 | 0
2035 | NE_2_RMPA | NE | RMPA | External | Shoulder | B14 | 900 | 310 | 0 | 112.36 | 109.3 | 5 | 0
2035 | NE_2_RMPA | NE | RMPA | External | Shoulder | B15 | 1203 | 310 | 0 | 109.98 | 108.5 | 5 | 0
2035 | NE_2_RMPA | NE | RMPA | External | Summer | B1 | 10 | 310 | 0 | 219.95 | 211.95 | 5 | 0
2035 | NE_2_RMPA | NE | RMPA | External | Summer | B2 | 25 | 310 | 0 | 212.95 | 211.95 | 5 | 0
2035 | NE_2_RMPA | NE | RMPA | External | Summer | B3 | 75 | 310 | 0 | 214.59 | 211.95 | 5 | 0
2035 | NE_2_RMPA | NE | RMPA | External | Summer | B4 | 100 | 310 | 0 | 154.58 | 154.59 | 5 | 0
2035 | NE_2_RMPA | NE | RMPA | External | Summer | B5 | 200 | 310 | 0 | 151.25 | 144.48 | 5 | 0
2035 | NE_2_RMPA | NE | RMPA | External | Summer | B6 | 300 | 310 | 0 | 137.36 | 142.35 | 5 | 0
2035 | NE_2_RMPA | NE | RMPA | External | Summer | B7 | 400 | 310 | 281.65 | 134.62 | 139.62 | 5 | 0
2035 | NE_2_RMPA | NE | RMPA | External | Summer | B8 | 500 | 310 | 150.19 | 126.5 | 131.5 | 5 | 0
2035 | NE_2_RMPA | NE | RMPA | External | Summer | B9 | 800 | 310 | 310 | 116.59 | 124.51 | 5 | 2.93
2035 | NE_2_RMPA | NE | RMPA | External | Summer | B10 | 1262 | 310 | 310 | 115.27 | 124.51 | 5 | 4.25
2035 | NE_2_RMPA | NE | RMPA | External | Winter | B16 | 25 | 310 | 0 | 120.38 | 124.85 | 5 | 0
2035 | NE_2_RMPA | NE | RMPA | External | Winter | B17 | 100 | 310 | 0 | 120.38 | 124.83 | 5 | 0
2035 | NE_2_RMPA | NE | RMPA | External | Winter | B18 | 400 | 310 | 0 | 118.73 | 110.74 | 5 | 0
2035 | NE_2_RMPA | NE | RMPA | External | Winter | B19 | 700 | 310 | 0 | 114.9 | 110.74 | 5 | 0
2035 | NE_2_RMPA | NE | RMPA | External | Winter | B20 | 935 | 310 | 0 | 109.98 | 105.34 | 5 | 0
2035 | NWPP_Coal_2_MAPP_US | NWPP_Coal | MAPP_US | External | Shoulder | B11 | 25 | 150 | 150 | 116.67 | 126.38 | 8 | 1.71
2035 | NWPP_Coal_2_MAPP_US | NWPP_Coal | MAPP_US | External | Shoulder | B12 | 200 | 150 | 0 | 116.67 | 111.96 | 8 | 0
2035 | NWPP_Coal_2_MAPP_US | NWPP_Coal | MAPP_US | External | Shoulder | B13 | 600 | 150 | 0 | 116.67 | 109.08 | 8 | 0
2035 | NWPP_Coal_2_MAPP_US | NWPP_Coal | MAPP_US | External | Shoulder | B14 | 900 | 150 | 0 | 116.67 | 105.36 | 8 | 0
2035 | NWPP_Coal_2_MAPP_US | NWPP_Coal | MAPP_US | External | Shoulder | B15 | 1203 | 150 | 0 | 116.67 | 95.98 | 8 | 0
2035 | NWPP_Coal_2_MAPP_US | NWPP_Coal | MAPP_US | External | Summer | B1 | 10 | 150 | 150 | 132.68 | 207.58 | 8 | 66.9
2035 | NWPP_Coal_2_MAPP_US | NWPP_Coal | MAPP_US | External | Summer | B2 | 25 | 150 | 150 | 132.68 | 205.95 | 8 | 65.27
2035 | NWPP_Coal_2_MAPP_US | NWPP_Coal | MAPP_US | External | Summer | B3 | 75 | 150 | 150 | 132.68 | 205.46 | 8 | 64.78
2035 | NWPP_Coal_2_MAPP_US | NWPP_Coal | MAPP_US | External | Summer | B4 | 100 | 150 | 150 | 132.68 | 147.58 | 8 | 6.9
2035 | NWPP_Coal_2_MAPP_US | NWPP_Coal | MAPP_US | External | Summer | B5 | 200 | 150 | 150 | 132.68 | 144.25 | 8 | 3.57
2035 | NWPP_Coal_2_MAPP_US | NWPP_Coal | MAPP_US | External | Summer | B6 | 300 | 150 | 0 | 132.68 | 127.87 | 8 | 0
2035 | NWPP_Coal_2_MAPP_US | NWPP_Coal | MAPP_US | External | Summer | B7 | 400 | 150 | 0 | 132.68 | 124.48 | 8 | 0
2035 | NWPP_Coal_2_MAPP_US | NWPP_Coal | MAPP_US | External | Summer | B8 | 500 | 150 | 0 | 132.68 | 118.03 | 8 | 0
2035 | NWPP_Coal_2_MAPP_US | NWPP_Coal | MAPP_US | External | Summer | B9 | 800 | 150 | 0 | 132.68 | 106.4 | 8 | 0
2035 | NWPP_Coal_2_MAPP_US | NWPP_Coal | MAPP_US | External | Summer | B10 | 1262 | 150 | 0 | 132.68 | 101.28 | 8 | 0
2035 | NWPP_Coal_2_MAPP_US | NWPP_Coal | MAPP_US | External | Winter | B16 | 25 | 150 | 0 | 116.67 | 106.38 | 8 | 0
2035 | NWPP_Coal_2_MAPP_US | NWPP_Coal | MAPP_US | External | Winter | B17 | 100 | 150 | 0 | 116.67 | 106.39 | 8 | 0
2035 | NWPP_Coal_2_MAPP_US | NWPP_Coal | MAPP_US | External | Winter | B18 | 400 | 150 | 0 | 116.67 | 107.9 | 8 | 0
2035 | NWPP_Coal_2_MAPP_US | NWPP_Coal | MAPP_US | External | Winter | B19 | 700 | 150 | 0 | 116.67 | 107.9 | 8 | 0
2035 | NWPP_Coal_2_MAPP_US | NWPP_Coal | MAPP_US | External | Winter | B20 | 935 | 150 | 0 | 116.67 | 97.34 | 8 | 0
2035 | RMPA_2_MAPP_US | RMPA | MAPP_US | External | Shoulder | B11 | 25 | 200 | 0 | 124.83 | 126.38 | 8 | 0
2035 | RMPA_2_MAPP_US | RMPA | MAPP_US | External | Shoulder | B12 | 200 | 200 | 0 | 110.96 | 111.96 | 8 | 0
2035 | RMPA_2_MAPP_US | RMPA | MAPP_US | External | Shoulder | B13 | 600 | 200 | 0 | 109.3 | 109.08 | 8 | 0
2035 | RMPA_2_MAPP_US | RMPA | MAPP_US | External | Shoulder | B14 | 900 | 200 | 0 | 109.3 | 105.36 | 8 | 0
2035 | RMPA_2_MAPP_US | RMPA | MAPP_US | External | Shoulder | B15 | 1203 | 200 | 0 | 108.5 | 95.98 | 8 | 0
2035 | RMPA_2_MAPP_US | RMPA | MAPP_US | External | Summer | B1 | 10 | 200 | 0 | 211.95 | 207.58 | 8 | 0
2035 | RMPA_2_MAPP_US | RMPA | MAPP_US | External | Summer | B2 | 25 | 200 | 0 | 211.95 | 205.95 | 8 | 0
2035 | RMPA_2_MAPP_US | RMPA | MAPP_US | External | Summer | B3 | 75 | 200 | 0 | 211.95 | 205.46 | 8 | 0
2035 | RMPA_2_MAPP_US | RMPA | MAPP_US | External | Summer | B4 | 100 | 200 | 0 | 154.59 | 147.58 | 8 | 0
2035 | RMPA_2_MAPP_US | RMPA | MAPP_US | External | Summer | B5 | 200 | 200 | 0 | 144.48 | 144.25 | 8 | 0
2035 | RMPA_2_MAPP_US | RMPA | MAPP_US | External | Summer | B6 | 300 | 200 | 0 | 142.35 | 127.87 | 8 | 0
2035 | RMPA_2_MAPP_US | RMPA | MAPP_US | External | Summer | B7 | 400 | 200 | 0 | 139.62 | 124.48 | 8 | 0
2035 | RMPA_2_MAPP_US | RMPA | MAPP_US | External | Summer | B8 | 500 | 200 | 0 | 131.5 | 118.03 | 8 | 0
2035 | RMPA_2_MAPP_US | RMPA | MAPP_US | External | Summer | B9 | 800 | 200 | 0 | 124.51 | 106.4 | 8 | 0
2035 | RMPA_2_MAPP_US | RMPA | MAPP_US | External | Summer | B10 | 1262 | 200 | 0 | 124.51 | 101.28 | 8 | 0
2035 | RMPA_2_MAPP_US | RMPA | MAPP_US | External | Winter | B16 | 25 | 200 | 0 | 124.85 | 106.38 | 8 | 0
2035 | RMPA_2_MAPP_US | RMPA | MAPP_US | External | Winter | B17 | 100 | 200 | 0 | 124.83 | 106.39 | 8 | 0
2035 | RMPA_2_MAPP_US | RMPA | MAPP_US | External | Winter | B18 | 400 | 200 | 0 | 110.74 | 107.9 | 8 | 0
2035 | RMPA_2_MAPP_US | RMPA | MAPP_US | External | Winter | B19 | 700 | 200 | 0 | 110.74 | 107.9 | 8 | 0
2035 | RMPA_2_MAPP_US | RMPA | MAPP_US | External | Winter | B20 | 935 | 200 | 0 | 105.34 | 97.34 | 8 | 0
2035 | RMPA_2_NE | RMPA | NE | External | Shoulder | B11 | 25 | 310 | 310 | 124.83 | 136.13 | 8 | 3.29
2035 | RMPA_2_NE | RMPA | NE | External | Shoulder | B12 | 200 | 310 | 12.76 | 110.96 | 118.96 | 8 | 0
2035 | RMPA_2_NE | RMPA | NE | External | Shoulder | B13 | 600 | 310 | 0 | 109.3 | 117.18 | 8 | 0
2035 | RMPA_2_NE | RMPA | NE | External | Shoulder | B14 | 900 | 310 | 0 | 109.3 | 112.36 | 8 | 0
2035 | RMPA_2_NE | RMPA | NE | External | Shoulder | B15 | 1203 | 310 | 0 | 108.5 | 109.98 | 8 | 0
2035 | RMPA_2_NE | RMPA | NE | External | Summer | B1 | 10 | 310 | 83.76 | 211.95 | 219.95 | 8 | 0
2035 | RMPA_2_NE | RMPA | NE | External | Summer | B2 | 25 | 310 | 0 | 211.95 | 212.95 | 8 | 0
2035 | RMPA_2_NE | RMPA | NE | External | Summer | B3 | 75 | 310 | 0 | 211.95 | 214.59 | 8 | 0
2035 | RMPA_2_NE | RMPA | NE | External | Summer | B4 | 100 | 310 | 0 | 154.59 | 154.58 | 8 | 0
2035 | RMPA_2_NE | RMPA | NE | External | Summer | B5 | 200 | 310 | 0 | 144.48 | 151.25 | 8 | 0
2035 | RMPA_2_NE | RMPA | NE | External | Summer | B6 | 300 | 310 | 0 | 142.35 | 137.36 | 8 | 0
2035 | RMPA_2_NE | RMPA | NE | External | Summer | B7 | 400 | 310 | 0 | 139.62 | 134.62 | 8 | 0
2035 | RMPA_2_NE | RMPA | NE | External | Summer | B8 | 500 | 310 | 0 | 131.5 | 126.5 | 8 | 0
2035 | RMPA_2_NE | RMPA | NE | External | Summer | B9 | 800 | 310 | 0 | 124.51 | 116.59 | 8 | 0
2035 | RMPA_2_NE | RMPA | NE | External | Summer | B10 | 1262 | 310 | 0 | 124.51 | 115.27 | 8 | 0
2035 | RMPA_2_NE | RMPA | NE | External | Winter | B16 | 25 | 310 | 0 | 124.85 | 120.38 | 8 | 0
2035 | RMPA_2_NE | RMPA | NE | External | Winter | B17 | 100 | 310 | 0 | 124.83 | 120.38 | 8 | 0
2035 | RMPA_2_NE | RMPA | NE | External | Winter | B18 | 400 | 310 | 0 | 110.74 | 118.73 | 8 | 0
2035 | RMPA_2_NE | RMPA | NE | External | Winter | B19 | 700 | 310 | 0 | 110.74 | 114.9 | 8 | 0
2035 | RMPA_2_NE | RMPA | NE | External | Winter | B20 | 935 | 310 | 0 | 105.34 | 109.98 | 8 | 0
2035 | RMPA_2_SPP_N | RMPA | SPP_N | External | Shoulder | B11 | 25 | 210 | 210 | 124.83 | 136.14 | 8 | 3.31
2035 | RMPA_2_SPP_N | RMPA | SPP_N | External | Shoulder | B12 | 200 | 210 | 11.6 | 110.96 | 118.96 | 8 | 0
2035 | RMPA_2_SPP_N | RMPA | SPP_N | External | Shoulder | B13 | 600 | 210 | 0 | 109.3 | 117.19 | 8 | 0
2035 | RMPA_2_SPP_N | RMPA | SPP_N | External | Shoulder | B14 | 900 | 210 | 0 | 109.3 | 112.37 | 8 | 0
2035 | RMPA_2_SPP_N | RMPA | SPP_N | External | Shoulder | B15 | 1203 | 210 | 0 | 108.5 | 109.98 | 8 | 0
2035 | RMPA_2_SPP_N | RMPA | SPP_N | External | Summer | B1 | 10 | 210 | 0 | 211.95 | 209.6 | 8 | 0
2035 | RMPA_2_SPP_N | RMPA | SPP_N | External | Summer | B2 | 25 | 210 | 0 | 211.95 | 207.96 | 8 | 0
2035 | RMPA_2_SPP_N | RMPA | SPP_N | External | Summer | B3 | 75 | 210 | 0 | 211.95 | 214.58 | 8 | 0
2035 | RMPA_2_SPP_N | RMPA | SPP_N | External | Summer | B4 | 100 | 210 | 0 | 154.59 | 149.59 | 8 | 0
2035 | RMPA_2_SPP_N | RMPA | SPP_N | External | Summer | B5 | 200 | 210 | 0 | 144.48 | 146.26 | 8 | 0
2035 | RMPA_2_SPP_N | RMPA | SPP_N | External | Summer | B6 | 300 | 210 | 0 | 142.35 | 137.35 | 8 | 0
2035 | RMPA_2_SPP_N | RMPA | SPP_N | External | Summer | B7 | 400 | 210 | 0 | 139.62 | 134.61 | 8 | 0
2035 | RMPA_2_SPP_N | RMPA | SPP_N | External | Summer | B8 | 500 | 210 | 0 | 131.5 | 126.51 | 8 | 0
2035 | RMPA_2_SPP_N | RMPA | SPP_N | External | Summer | B9 | 800 | 210 | 0 | 124.51 | 116.6 | 8 | 0
2035 | RMPA_2_SPP_N | RMPA | SPP_N | External | Summer | B10 | 1262 | 210 | 0 | 124.51 | 115.28 | 8 | 0
2035 | RMPA_2_SPP_N | RMPA | SPP_N | External | Winter | B16 | 25 | 210 | 0 | 124.85 | 120.39 | 8 | 0
2035 | RMPA_2_SPP_N | RMPA | SPP_N | External | Winter | B17 | 100 | 210 | 0 | 124.83 | 120.39 | 8 | 0
2035 | RMPA_2_SPP_N | RMPA | SPP_N | External | Winter | B18 | 400 | 210 | 199.72 | 110.74 | 118.74 | 8 | 0
2035 | RMPA_2_SPP_N | RMPA | SPP_N | External | Winter | B19 | 700 | 210 | 0 | 110.74 | 114.91 | 8 | 0
2035 | RMPA_2_SPP_N | RMPA | SPP_N | External | Winter | B20 | 935 | 210 | 0 | 105.34 | 109.98 | 8 | 0
2035 | SPP_N_2_RMPA | SPP_N | RMPA | External | Shoulder | B11 | 25 | 210 | 0 | 136.14 | 124.83 | 5 | 0
2035 | SPP_N_2_RMPA | SPP_N | RMPA | External | Shoulder | B12 | 200 | 210 | 0 | 118.96 | 110.96 | 5 | 0
2035 | SPP_N_2_RMPA | SPP_N | RMPA | External | Shoulder | B13 | 600 | 210 | 0 | 117.19 | 109.3 | 5 | 0
2035 | SPP_N_2_RMPA | SPP_N | RMPA | External | Shoulder | B14 | 900 | 210 | 0 | 112.37 | 109.3 | 5 | 0
2035 | SPP_N_2_RMPA | SPP_N | RMPA | External | Shoulder | B15 | 1203 | 210 | 0 | 109.98 | 108.5 | 5 | 0
2035 | SPP_N_2_RMPA | SPP_N | RMPA | External | Summer | B1 | 10 | 210 | 0 | 209.6 | 211.95 | 5 | 0
2035 | SPP_N_2_RMPA | SPP_N | RMPA | External | Summer | B2 | 25 | 210 | 0 | 207.96 | 211.95 | 5 | 0
2035 | SPP_N_2_RMPA | SPP_N | RMPA | External | Summer | B3 | 75 | 210 | 0 | 214.58 | 211.95 | 5 | 0
2035 | SPP_N_2_RMPA | SPP_N | RMPA | External | Summer | B4 | 100 | 210 | 202.68 | 149.59 | 154.59 | 5 | 0
2035 | SPP_N_2_RMPA | SPP_N | RMPA | External | Summer | B5 | 200 | 210 | 0 | 146.26 | 144.48 | 5 | 0
2035 | SPP_N_2_RMPA | SPP_N | RMPA | External | Summer | B6 | 300 | 210 | 201.72 | 137.35 | 142.35 | 5 | 0
2035 | SPP_N_2_RMPA | SPP_N | RMPA | External | Summer | B7 | 400 | 210 | 210 | 134.61 | 139.62 | 5 | 0.01
2035 | SPP_N_2_RMPA | SPP_N | RMPA | External | Summer | B8 | 500 | 210 | 0 | 126.51 | 131.5 | 5 | 0
2035 | SPP_N_2_RMPA | SPP_N | RMPA | External | Summer | B9 | 800 | 210 | 210 | 116.6 | 124.51 | 5 | 2.91
2035 | SPP_N_2_RMPA | SPP_N | RMPA | External | Summer | B10 | 1262 | 210 | 210 | 115.28 | 124.51 | 5 | 4.24
2035 | SPP_N_2_RMPA | SPP_N | RMPA | External | Winter | B16 | 25 | 210 | 0 | 120.39 | 124.85 | 5 | 0
2035 | SPP_N_2_RMPA | SPP_N | RMPA | External | Winter | B17 | 100 | 210 | 0 | 120.39 | 124.83 | 5 | 0
2035 | SPP_N_2_RMPA | SPP_N | RMPA | External | Winter | B18 | 400 | 210 | 0 | 118.74 | 110.74 | 5 | 0
2035 | SPP_N_2_RMPA | SPP_N | RMPA | External | Winter | B19 | 700 | 210 | 0 | 114.91 | 110.74 | 5 | 0
2035 | SPP_N_2_RMPA | SPP_N | RMPA | External | Winter | B20 | 935 | 210 | 0 | 109.98 | 105.34 | 5 | 0
2035 | SPP_S_2_ERCOT | SPP_S | ERCOT | External | Shoulder | B11 | 25 | 800 | 0 | 136.15 | 136.08 | 5 | 0
2035 | SPP_S_2_ERCOT | SPP_S | ERCOT | External | Shoulder | B12 | 200 | 800 | 800 | 118.97 | 136.08 | 5 | 12.11
2035 | SPP_S_2_ERCOT | SPP_S | ERCOT | External | Shoulder | B13 | 600 | 800 | 0 | 117.21 | 117.14 | 5 | 0
2035 | SPP_S_2_ERCOT | SPP_S | ERCOT | External | Shoulder | B14 | 900 | 800 | 0 | 112.39 | 117.14 | 5 | 0
2035 | SPP_S_2_ERCOT | SPP_S | ERCOT | External | Shoulder | B15 | 1203 | 800 | 0 | 109.99 | 96.01 | 5 | 0
2035 | SPP_S_2_ERCOT | SPP_S | ERCOT | External | Summer | B1 | 10 | 800 | 800 | 139.53 | 222.14 | 5 | 77.6
2035 | SPP_S_2_ERCOT | SPP_S | ERCOT | External | Summer | B2 | 25 | 800 | 800 | 207.96 | 222.14 | 5 | 9.17
2035 | SPP_S_2_ERCOT | SPP_S | ERCOT | External | Summer | B3 | 75 | 800 | 800 | 214.57 | 222.14 | 5 | 2.57
2035 | SPP_S_2_ERCOT | SPP_S | ERCOT | External | Summer | B4 | 100 | 800 | 0 | 142.57 | 134.57 | 5 | 0
2035 | SPP_S_2_ERCOT | SPP_S | ERCOT | External | Summer | B5 | 200 | 800 | 0 | 140.98 | 134.52 | 5 | 0
2035 | SPP_S_2_ERCOT | SPP_S | ERCOT | External | Summer | B6 | 300 | 800 | 0 | 137.36 | 134.52 | 5 | 0
2035 | SPP_S_2_ERCOT | SPP_S | ERCOT | External | Summer | B7 | 400 | 800 | 0 | 134.62 | 134.52 | 5 | 0
2035 | SPP_S_2_ERCOT | SPP_S | ERCOT | External | Summer | B8 | 500 | 800 | 800 | 126.52 | 134.52 | 5 | 2.99
2035 | SPP_S_2_ERCOT | SPP_S | ERCOT | External | Summer | B9 | 800 | 800 | 0 | 116.61 | 115.82 | 5 | 0
2035 | SPP_S_2_ERCOT | SPP_S | ERCOT | External | Summer | B10 | 1262 | 800 | 0 | 115.63 | 115.82 | 5 | 0
2035 | SPP_S_2_ERCOT | SPP_S | ERCOT | External | Winter | B16 | 25 | 800 | 800 | 120.41 | 139.35 | 5 | 13.94
2035 | SPP_S_2_ERCOT | SPP_S | ERCOT | External | Winter | B17 | 100 | 800 | 800 | 120.41 | 139.35 | 5 | 13.94
2035 | SPP_S_2_ERCOT | SPP_S | ERCOT | External | Winter | B18 | 400 | 800 | 0 | 120.41 | 119.92 | 5 | 0
2035 | SPP_S_2_ERCOT | SPP_S | ERCOT | External | Winter | B19 | 700 | 800 | 142.61 | 114.92 | 119.92 | 5 | 0
2035 | SPP_S_2_ERCOT | SPP_S | ERCOT | External | Winter | B20 | 935 | 800 | 0 | 109.99 | 94.21 | 5 | 0
2040 | AZ_NM_SNV_Coal_2_SPP_S | AZ_NM_SNV_Coal | SPP_S | External | Shoulder | B11 | 25 | 400 | 400 | 88.27 | 157.44 | 8.17 | 61
2040 | AZ_NM_SNV_Coal_2_SPP_S | AZ_NM_SNV_Coal | SPP_S | External | Shoulder | B12 | 200 | 400 | 400 | 88.26 | 156.45 | 8.17 | 60.03
2040 | AZ_NM_SNV_Coal_2_SPP_S | AZ_NM_SNV_Coal | SPP_S | External | Shoulder | B13 | 600 | 400 | 400 | 84.94 | 148.49 | 8.17 | 55.39
2040 | AZ_NM_SNV_Coal_2_SPP_S | AZ_NM_SNV_Coal | SPP_S | External | Shoulder | B14 | 900 | 400 | 400 | 84.94 | 103.16 | 8.17 | 10.06
2040 | AZ_NM_SNV_Coal_2_SPP_S | AZ_NM_SNV_Coal | SPP_S | External | Shoulder | B15 | 1203 | 400 | 400 | 71.96 | 89.16 | 8.17 | 9.04
2040 | AZ_NM_SNV_Coal_2_SPP_S | AZ_NM_SNV_Coal | SPP_S | External | Summer | B1 | 10 | 400 | 0 | 231.31 | 180.71 | 8.17 | 0
2040 | AZ_NM_SNV_Coal_2_SPP_S | AZ_NM_SNV_Coal | SPP_S | External | Summer | B2 | 25 | 400 | 272.38 | 217.87 | 226.03 | 8.17 | 0
2040 | AZ_NM_SNV_Coal_2_SPP_S | AZ_NM_SNV_Coal | SPP_S | External | Summer | B3 | 75 | 400 | 400 | 193.68 | 285.03 | 8.17 | 83.18
2040 | AZ_NM_SNV_Coal_2_SPP_S | AZ_NM_SNV_Coal | SPP_S | External | Summer | B4 | 100 | 400 | 0 | 181.94 | 187.22 | 8.17 | 0
2040 | AZ_NM_SNV_Coal_2_SPP_S | AZ_NM_SNV_Coal | SPP_S | External | Summer | B5 | 200 | 400 | 0 | 181.94 | 180.71 | 8.17 | 0
2040 | AZ_NM_SNV_Coal_2_SPP_S | AZ_NM_SNV_Coal | SPP_S | External | Summer | B6 | 300 | 400 | 0 | 181.94 | 180.71 | 8.17 | 0
2040 | AZ_NM_SNV_Coal_2_SPP_S | AZ_NM_SNV_Coal | SPP_S | External | Summer | B7 | 400 | 400 | 0 | 181.94 | 175.49 | 8.17 | 0
2040 | AZ_NM_SNV_Coal_2_SPP_S | AZ_NM_SNV_Coal | SPP_S | External | Summer | B8 | 500 | 400 | 0 | 177.84 | 155.87 | 8.17 | 0
2040 | AZ_NM_SNV_Coal_2_SPP_S | AZ_NM_SNV_Coal | SPP_S | External | Summer | B9 | 800 | 400 | 0 | 177.84 | 154.74 | 8.17 | 0
2040 | AZ_NM_SNV_Coal_2_SPP_S | AZ_NM_SNV_Coal | SPP_S | External | Summer | B10 | 1262 | 400 | 0 | 169.67 | 89.17 | 8.17 | 0
2040 | AZ_NM_SNV_Coal_2_SPP_S | AZ_NM_SNV_Coal | SPP_S | External | Winter | B16 | 25 | 400 | 400 | 88.27 | 158.55 | 8.17 | 62.11
2040 | AZ_NM_SNV_Coal_2_SPP_S | AZ_NM_SNV_Coal | SPP_S | External | Winter | B17 | 100 | 400 | 400 | 88.27 | 137.8 | 8.17 | 41.36
2040 | AZ_NM_SNV_Coal_2_SPP_S | AZ_NM_SNV_Coal | SPP_S | External | Winter | B18 | 400 | 400 | 400 | 85.62 | 144.28 | 8.17 | 50.49
2040 | AZ_NM_SNV_Coal_2_SPP_S | AZ_NM_SNV_Coal | SPP_S | External | Winter | B19 | 700 | 400 | 400 | 85.62 | 137.8 | 8.17 | 44.01
2040 | AZ_NM_SNV_Coal_2_SPP_S | AZ_NM_SNV_Coal | SPP_S | External | Winter | B20 | 935 | 400 | 400 | 71.95 | 89.17 | 8.17 | 9.05
2040 | ERCOT_2_SPP_S | ERCOT | SPP_S | External | Shoulder | B11 | 25 | 800 | 0 | 182.23 | 157.44 | 8 | 0
2040 | ERCOT_2_SPP_S | ERCOT | SPP_S | External | Shoulder | B12 | 200 | 800 | 0 | 174.06 | 156.45 | 8 | 0
2040 | ERCOT_2_SPP_S | ERCOT | SPP_S | External | Shoulder | B13 | 600 | 800 | 0 | 156.39 | 148.49 | 8 | 0
2040 | ERCOT_2_SPP_S | ERCOT | SPP_S | External | Shoulder | B14 | 900 | 800 | 0 | 147.92 | 103.16 | 8 | 0
2040 | ERCOT_2_SPP_S | ERCOT | SPP_S | External | Shoulder | B15 | 1203 | 800 | 800 | 69.84 | 89.16 | 8 | 11.32
2040 | ERCOT_2_SPP_S | ERCOT | SPP_S | External | Summer | B1 | 10 | 800 | 0 | 296.53 | 180.71 | 8 | 0
2040 | ERCOT_2_SPP_S | ERCOT | SPP_S | External | Summer | B2 | 25 | 800 | 0 | 296.53 | 226.03 | 8 | 0
2040 | ERCOT_2_SPP_S | ERCOT | SPP_S | External | Summer | B3 | 75 | 800 | 0 | 296.53 | 285.03 | 8 | 0
2040 | ERCOT_2_SPP_S | ERCOT | SPP_S | External | Summer | B4 | 100 | 800 | 0 | 180.49 | 187.22 | 8 | 0
2040 | ERCOT_2_SPP_S | ERCOT | SPP_S | External | Summer | B5 | 200 | 800 | 0 | 180.49 | 180.71 | 8 | 0
2040 | ERCOT_2_SPP_S | ERCOT | SPP_S | External | Summer | B6 | 300 | 800 | 0 | 180.49 | 180.71 | 8 | 0
2040 | ERCOT_2_SPP_S | ERCOT | SPP_S | External | Summer | B7 | 400 | 800 | 0 | 180.49 | 175.49 | 8 | 0
2040 | ERCOT_2_SPP_S | ERCOT | SPP_S | External | Summer | B8 | 500 | 800 | 0 | 160.87 | 155.87 | 8 | 0
2040 | ERCOT_2_SPP_S | ERCOT | SPP_S | External | Summer | B9 | 800 | 800 | 0 | 154.92 | 154.74 | 8 | 0
2040 | ERCOT_2_SPP_S | ERCOT | SPP_S | External | Summer | B10 | 1262 | 800 | 800 | 73.5 | 89.17 | 8 | 7.67
2040 | ERCOT_2_SPP_S | ERCOT | SPP_S | External | Winter | B16 | 25 | 800 | 0 | 185.84 | 158.55 | 8 | 0
2040 | ERCOT_2_SPP_S | ERCOT | SPP_S | External | Winter | B17 | 100 | 800 | 0 | 159.46 | 137.8 | 8 | 0
2040 | ERCOT_2_SPP_S | ERCOT | SPP_S | External | Winter | B18 | 400 | 800 | 0 | 159.46 | 144.28 | 8 | 0
2040 | ERCOT_2_SPP_S | ERCOT | SPP_S | External | Winter | B19 | 700 | 800 | 0 | 155.39 | 137.8 | 8 | 0
2040 | ERCOT_2_SPP_S | ERCOT | SPP_S | External | Winter | B20 | 935 | 800 | 800 | 69.84 | 89.17 | 8 | 11.33
2040 | MAPP_US_2_RMPA | MAPP_US | RMPA | External | Shoulder | B11 | 25 | 200 | 0 | 146.9 | 96.43 | 8 | 0
2040 | MAPP_US_2_RMPA | MAPP_US | RMPA | External | Shoulder | B12 | 200 | 200 | 0 | 104.43 | 96.43 | 8 | 0
2040 | MAPP_US_2_RMPA | MAPP_US | RMPA | External | Shoulder | B13 | 600 | 200 | 0 | 96.26 | 93.1 | 8 | 0
2040 | MAPP_US_2_RMPA | MAPP_US | RMPA | External | Shoulder | B14 | 900 | 200 | 0 | 89.15 | 93.1 | 8 | 0
2040 | MAPP_US_2_RMPA | MAPP_US | RMPA | External | Shoulder | B15 | 1203 | 200 | 0 | 82.16 | 80.12 | 8 | 0
2040 | MAPP_US_2_RMPA | MAPP_US | RMPA | External | Summer | B1 | 10 | 200 | 0 | 277.23 | 281.35 | 8 | 0
2040 | MAPP_US_2_RMPA | MAPP_US | RMPA | External | Summer | B2 | 25 | 200 | 0 | 277.22 | 276.22 | 8 | 0
2040 | MAPP_US_2_RMPA | MAPP_US | RMPA | External | Summer | B3 | 75 | 200 | 0 | 277.22 | 277.03 | 8 | 0
2040 | MAPP_US_2_RMPA | MAPP_US | RMPA | External | Summer | B4 | 100 | 200 | 200 | 177.86 | 190.1 | 8 | 4.24
2040 | MAPP_US_2_RMPA | MAPP_US | RMPA | External | Summer | B5 | 200 | 200 | 200 | 174.28 | 186 | 8 | 3.71
2040 | MAPP_US_2_RMPA | MAPP_US | RMPA | External | Summer | B6 | 300 | 200 | 200 | 169.73 | 185.71 | 8 | 7.97
2040 | MAPP_US_2_RMPA | MAPP_US | RMPA | External | Summer | B7 | 400 | 200 | 200 | 161.48 | 180.47 | 8 | 10.99
2040 | MAPP_US_2_RMPA | MAPP_US | RMPA | External | Summer | B8 | 500 | 200 | 200 | 145.29 | 169.67 | 8 | 16.38
2040 | MAPP_US_2_RMPA | MAPP_US | RMPA | External | Summer | B9 | 800 | 200 | 200 | 145.28 | 161.5 | 8 | 8.22
2040 | MAPP_US_2_RMPA | MAPP_US | RMPA | External | Summer | B10 | 1262 | 200 | 200 | 82.16 | 161.5 | 8 | 71.34
2040 | MAPP_US_2_RMPA | MAPP_US | RMPA | External | Winter | B16 | 25 | 200 | 200 | 82.16 | 96.44 | 8 | 6.28
2040 | MAPP_US_2_RMPA | MAPP_US | RMPA | External | Winter | B17 | 100 | 200 | 0 | 90.44 | 96.43 | 8 | 0
2040 | MAPP_US_2_RMPA | MAPP_US | RMPA | External | Winter | B18 | 400 | 200 | 0 | 121.1 | 93.79 | 8 | 0
2040 | MAPP_US_2_RMPA | MAPP_US | RMPA | External | Winter | B19 | 700 | 200 | 0 | 121.1 | 93.79 | 8 | 0
2040 | MAPP_US_2_RMPA | MAPP_US | RMPA | External | Winter | B20 | 935 | 200 | 0 | 82.16 | 80.12 | 8 | 0
2040 | NE_2_RMPA | NE | RMPA | External | Shoulder | B11 | 25 | 310 | 0 | 157.41 | 96.43 | 5 | 0
2040 | NE_2_RMPA | NE | RMPA | External | Shoulder | B12 | 200 | 310 | 0 | 156.43 | 96.43 | 5 | 0
2040 | NE_2_RMPA | NE | RMPA | External | Shoulder | B13 | 600 | 310 | 0 | 148.46 | 93.1 | 5 | 0
2040 | NE_2_RMPA | NE | RMPA | External | Shoulder | B14 | 900 | 310 | 0 | 103.14 | 93.1 | 5 | 0
2040 | NE_2_RMPA | NE | RMPA | External | Shoulder | B15 | 1203 | 310 | 0 | 89.16 | 80.12 | 5 | 0
2040 | NE_2_RMPA | NE | RMPA | External | Summer | B1 | 10 | 310 | 0 | 284.23 | 281.35 | 5 | 0
2040 | NE_2_RMPA | NE | RMPA | External | Summer | B2 | 25 | 310 | 0 | 284.22 | 276.22 | 5 | 0
2040 | NE_2_RMPA | NE | RMPA | External | Summer | B3 | 75 | 310 | 0 | 285.03 | 277.03 | 5 | 0
2040 | NE_2_RMPA | NE | RMPA | External | Summer | B4 | 100 | 310 | 0 | 191.86 | 190.1 | 5 | 0
2040 | NE_2_RMPA | NE | RMPA | External | Summer | B5 | 200 | 310 | 0 | 181.28 | 186 | 5 | 0
2040 | NE_2_RMPA | NE | RMPA | External | Summer | B6 | 300 | 310 | 61.89 | 180.71 | 185.71 | 5 | 0
2040 | NE_2_RMPA | NE | RMPA | External | Summer | B7 | 400 | 310 | 28.16 | 175.47 | 180.47 | 5 | 0
2040 | NE_2_RMPA | NE | RMPA | External | Summer | B8 | 500 | 310 | 310 | 155.85 | 169.67 | 5 | 8.81
2040 | NE_2_RMPA | NE | RMPA | External | Summer | B9 | 800 | 310 | 310 | 154.72 | 161.5 | 5 | 1.78
2040 | NE_2_RMPA | NE | RMPA | External | Summer | B10 | 1262 | 310 | 310 | 89.16 | 161.5 | 5 | 67.34
2040 | NE_2_RMPA | NE | RMPA | External | Winter | B16 | 25 | 310 | 0 | 96.16 | 96.44 | 5 | 0
2040 | NE_2_RMPA | NE | RMPA | External | Winter | B17 | 100 | 310 | 0 | 104.43 | 96.43 | 5 | 0
2040 | NE_2_RMPA | NE | RMPA | External | Winter | B18 | 400 | 310 | 0 | 144.26 | 93.79 | 5 | 0
2040 | NE_2_RMPA | NE | RMPA | External | Winter | B19 | 700 | 310 | 0 | 137.78 | 93.79 | 5 | 0
2040 | NE_2_RMPA | NE | RMPA | External | Winter | B20 | 935 | 310 | 0 | 89.16 | 80.12 | 5 | 0
2040 | NWPP_Coal_2_MAPP_US | NWPP_Coal | MAPP_US | External | Shoulder | B11 | 25 | 150 | 150 | 88.26 | 146.9 | 8 | 50.63
2040 | NWPP_Coal_2_MAPP_US | NWPP_Coal | MAPP_US | External | Shoulder | B12 | 200 | 150 | 150 | 88.26 | 104.43 | 8 | 8.17
2040 | NWPP_Coal_2_MAPP_US | NWPP_Coal | MAPP_US | External | Shoulder | B13 | 600 | 150 | 67.09 | 88.26 | 96.26 | 8 | 0
2040 | NWPP_Coal_2_MAPP_US | NWPP_Coal | MAPP_US | External | Shoulder | B14 | 900 | 150 | 0 | 88.26 | 89.15 | 8 | 0
2040 | NWPP_Coal_2_MAPP_US | NWPP_Coal | MAPP_US | External | Shoulder | B15 | 1203 | 150 | 0 | 88.26 | 82.16 | 8 | 0
2040 | NWPP_Coal_2_MAPP_US | NWPP_Coal | MAPP_US | External | Summer | B1 | 10 | 150 | 150 | 177.83 | 277.23 | 8 | 91.4
2040 | NWPP_Coal_2_MAPP_US | NWPP_Coal | MAPP_US | External | Summer | B2 | 25 | 150 | 150 | 177.83 | 277.22 | 8 | 91.39
2040 | NWPP_Coal_2_MAPP_US | NWPP_Coal | MAPP_US | External | Summer | B3 | 75 | 150 | 150 | 177.83 | 277.22 | 8 | 91.39
2040 | NWPP_Coal_2_MAPP_US | NWPP_Coal | MAPP_US | External | Summer | B4 | 100 | 150 | 0 | 177.83 | 177.86 | 8 | 0
2040 | NWPP_Coal_2_MAPP_US | NWPP_Coal | MAPP_US | External | Summer | B5 | 200 | 150 | 0 | 177.83 | 174.28 | 8 | 0
2040 | NWPP_Coal_2_MAPP_US | NWPP_Coal | MAPP_US | External | Summer | B6 | 300 | 150 | 0 | 177.83 | 169.73 | 8 | 0
2040 | NWPP_Coal_2_MAPP_US | NWPP_Coal | MAPP_US | External | Summer | B7 | 400 | 150 | 0 | 177.83 | 161.48 | 8 | 0
2040 | NWPP_Coal_2_MAPP_US | NWPP_Coal | MAPP_US | External | Summer | B8 | 500 | 150 | 0 | 177.83 | 145.29 | 8 | 0
2040 | NWPP_Coal_2_MAPP_US | NWPP_Coal | MAPP_US | External | Summer | B9 | 800 | 150 | 0 | 177.83 | 145.28 | 8 | 0
2040 | NWPP_Coal_2_MAPP_US | NWPP_Coal | MAPP_US | External | Summer | B10 | 1262 | 150 | 0 | 177.83 | 82.16 | 8 | 0
2040 | NWPP_Coal_2_MAPP_US | NWPP_Coal | MAPP_US | External | Winter | B16 | 25 | 150 | 0 | 88.26 | 82.16 | 8 | 0
2040 | NWPP_Coal_2_MAPP_US | NWPP_Coal | MAPP_US | External | Winter | B17 | 100 | 150 | 0 | 88.26 | 90.44 | 8 | 0
2040 | NWPP_Coal_2_MAPP_US | NWPP_Coal | MAPP_US | External | Winter | B18 | 400 | 150 | 150 | 88.26 | 121.1 | 8 | 24.84
2040 | NWPP_Coal_2_MAPP_US | NWPP_Coal | MAPP_US | External | Winter | B19 | 700 | 150 | 150 | 88.26 | 121.1 | 8 | 24.84
2040 | NWPP_Coal_2_MAPP_US | NWPP_Coal | MAPP_US | External | Winter | B20 | 935 | 150 | 0 | 88.26 | 82.16 | 8 | 0
2040 | RMPA_2_MAPP_US | RMPA | MAPP_US | External | Shoulder | B11 | 25 | 200 | 200 | 96.43 | 146.9 | 8 | 42.47
2040 | RMPA_2_MAPP_US | RMPA | MAPP_US | External | Shoulder | B12 | 200 | 200 | 185.02 | 96.43 | 104.43 | 8 | 0
2040 | RMPA_2_MAPP_US | RMPA | MAPP_US | External | Shoulder | B13 | 600 | 200 | 0 | 93.1 | 96.26 | 8 | 0
2040 | RMPA_2_MAPP_US | RMPA | MAPP_US | External | Shoulder | B14 | 900 | 200 | 0 | 93.1 | 89.15 | 8 | 0
2040 | RMPA_2_MAPP_US | RMPA | MAPP_US | External | Shoulder | B15 | 1203 | 200 | 0 | 80.12 | 82.16 | 8 | 0
2040 | RMPA_2_MAPP_US | RMPA | MAPP_US | External | Summer | B1 | 10 | 200 | 0 | 281.35 | 277.23 | 8 | 0
2040 | RMPA_2_MAPP_US | RMPA | MAPP_US | External | Summer | B2 | 25 | 200 | 0 | 276.22 | 277.22 | 8 | 0
2040 | RMPA_2_MAPP_US | RMPA | MAPP_US | External | Summer | B3 | 75 | 200 | 0 | 277.03 | 277.22 | 8 | 0
2040 | RMPA_2_MAPP_US | RMPA | MAPP_US | External | Summer | B4 | 100 | 200 | 0 | 190.1 | 177.86 | 8 | 0
2040 | RMPA_2_MAPP_US | RMPA | MAPP_US | External | Summer | B5 | 200 | 200 | 0 | 186 | 174.28 | 8 | 0
2040 | RMPA_2_MAPP_US | RMPA | MAPP_US | External | Summer | B6 | 300 | 200 | 0 | 185.71 | 169.73 | 8 | 0
2040 | RMPA_2_MAPP_US | RMPA | MAPP_US | External | Summer | B7 | 400 | 200 | 0 | 180.47 | 161.48 | 8 | 0
2040 | RMPA_2_MAPP_US | RMPA | MAPP_US | External | Summer | B8 | 500 | 200 | 0 | 169.67 | 145.29 | 8 | 0
2040 | RMPA_2_MAPP_US | RMPA | MAPP_US | External | Summer | B9 | 800 | 200 | 0 | 161.5 | 145.28 | 8 | 0
2040 | RMPA_2_MAPP_US | RMPA | MAPP_US | External | Summer | B10 | 1262 | 200 | 0 | 161.5 | 82.16 | 8 | 0
2040 | RMPA_2_MAPP_US | RMPA | MAPP_US | External | Winter | B16 | 25 | 200 | 0 | 96.44 | 82.16 | 8 | 0
2040 | RMPA_2_MAPP_US | RMPA | MAPP_US | External | Winter | B17 | 100 | 200 | 0 | 96.43 | 90.44 | 8 | 0
2040 | RMPA_2_MAPP_US | RMPA | MAPP_US | External | Winter | B18 | 400 | 200 | 200 | 93.79 | 121.1 | 8 | 19.32
2040 | RMPA_2_MAPP_US | RMPA | MAPP_US | External | Winter | B19 | 700 | 200 | 200 | 93.79 | 121.1 | 8 | 19.32
2040 | RMPA_2_MAPP_US | RMPA | MAPP_US | External | Winter | B20 | 935 | 200 | 0 | 80.12 | 82.16 | 8 | 0
2040 | RMPA_2_NE | RMPA | NE | External | Shoulder | B11 | 25 | 310 | 310 | 96.43 | 157.41 | 8 | 52.99
2040 | RMPA_2_NE | RMPA | NE | External | Shoulder | B12 | 200 | 310 | 310 | 96.43 | 156.43 | 8 | 52
2040 | RMPA_2_NE | RMPA | NE | External | Shoulder | B13 | 600 | 310 | 310 | 93.1 | 148.46 | 8 | 47.36
2040 | RMPA_2_NE | RMPA | NE | External | Shoulder | B14 | 900 | 310 | 310 | 93.1 | 103.14 | 8 | 2.03
2040 | RMPA_2_NE | RMPA | NE | External | Shoulder | B15 | 1203 | 310 | 310 | 80.12 | 89.16 | 8 | 1.04
2040 | RMPA_2_NE | RMPA | NE | External | Summer | B1 | 10 | 310 | 0 | 281.35 | 284.23 | 8 | 0
2040 | RMPA_2_NE | RMPA | NE | External | Summer | B2 | 25 | 310 | 67.55 | 276.22 | 284.22 | 8 | 0
2040 | RMPA_2_NE | RMPA | NE | External | Summer | B3 | 75 | 310 | 29.96 | 277.03 | 285.03 | 8 | 0
2040 | RMPA_2_NE | RMPA | NE | External | Summer | B4 | 100 | 310 | 0 | 190.1 | 191.86 | 8 | 0
2040 | RMPA_2_NE | RMPA | NE | External | Summer | B5 | 200 | 310 | 0 | 186 | 181.28 | 8 | 0
2040 | RMPA_2_NE | RMPA | NE | External | Summer | B6 | 300 | 310 | 0 | 185.71 | 180.71 | 8 | 0
2040 | RMPA_2_NE | RMPA | NE | External | Summer | B7 | 400 | 310 | 0 | 180.47 | 175.47 | 8 | 0
2040 | RMPA_2_NE | RMPA | NE | External | Summer | B8 | 500 | 310 | 0 | 169.67 | 155.85 | 8 | 0
2040 | RMPA_2_NE | RMPA | NE | External | Summer | B9 | 800 | 310 | 0 | 161.5 | 154.72 | 8 | 0
2040 | RMPA_2_NE | RMPA | NE | External | Summer | B10 | 1262 | 310 | 0 | 161.5 | 89.16 | 8 | 0
2040 | RMPA_2_NE | RMPA | NE | External | Winter | B16 | 25 | 310 | 0 | 96.44 | 96.16 | 8 | 0
2040 | RMPA_2_NE | RMPA | NE | External | Winter | B17 | 100 | 310 | 245.01 | 96.43 | 104.43 | 8 | 0
2040 | RMPA_2_NE | RMPA | NE | External | Winter | B18 | 400 | 310 | 310 | 93.79 | 144.26 | 8 | 42.47
2040 | RMPA_2_NE | RMPA | NE | External | Winter | B19 | 700 | 310 | 310 | 93.79 | 137.78 | 8 | 35.99
2040 | RMPA_2_NE | RMPA | NE | External | Winter | B20 | 935 | 310 | 310 | 80.12 | 89.16 | 8 | 1.04
2040 | RMPA_2_SPP_N | RMPA | SPP_N | External | Shoulder | B11 | 25 | 210 | 210 | 96.43 | 157.43 | 8 | 53
2040 | RMPA_2_SPP_N | RMPA | SPP_N | External | Shoulder | B12 | 200 | 210 | 210 | 96.43 | 156.44 | 8 | 52.01
2040 | RMPA_2_SPP_N | RMPA | SPP_N | External | Shoulder | B13 | 600 | 210 | 210 | 93.1 | 148.48 | 8 | 47.38
2040 | RMPA_2_SPP_N | RMPA | SPP_N | External | Shoulder | B14 | 900 | 210 | 210 | 93.1 | 103.15 | 8 | 2.05
2040 | RMPA_2_SPP_N | RMPA | SPP_N | External | Shoulder | B15 | 1203 | 210 | 210 | 80.12 | 89.16 | 8 | 1.04
2040 | RMPA_2_SPP_N | RMPA | SPP_N | External | Summer | B1 | 10 | 210 | 0 | 281.35 | 279.23 | 8 | 0
2040 | RMPA_2_SPP_N | RMPA | SPP_N | External | Summer | B2 | 25 | 210 | 0 | 276.22 | 279.23 | 8 | 0
2040 | RMPA_2_SPP_N | RMPA | SPP_N | External | Summer | B3 | 75 | 210 | 0 | 277.03 | 285.01 | 8 | 0
2040 | RMPA_2_SPP_N | RMPA | SPP_N | External | Summer | B4 | 100 | 210 | 0 | 190.1 | 187.21 | 8 | 0
2040 | RMPA_2_SPP_N | RMPA | SPP_N | External | Summer | B5 | 200 | 210 | 0 | 186 | 180.69 | 8 | 0
2040 | RMPA_2_SPP_N | RMPA | SPP_N | External | Summer | B6 | 300 | 210 | 0 | 185.71 | 180.69 | 8 | 0
2040 | RMPA_2_SPP_N | RMPA | SPP_N | External | Summer | B7 | 400 | 210 | 0 | 180.47 | 175.48 | 8 | 0
2040 | RMPA_2_SPP_N | RMPA | SPP_N | External | Summer | B8 | 500 | 210 | 0 | 169.67 | 155.86 | 8 | 0
2040 | RMPA_2_SPP_N | RMPA | SPP_N | External | Summer | B9 | 800 | 210 | 0 | 161.5 | 154.73 | 8 | 0
2040 | RMPA_2_SPP_N | RMPA | SPP_N | External | Summer | B10 | 1262 | 210 | 0 | 161.5 | 89.16 | 8 | 0
2040 | RMPA_2_SPP_N | RMPA | SPP_N | External | Winter | B16 | 25 | 210 | 210 | 96.44 | 137.79 | 8 | 33.35
2040 | RMPA_2_SPP_N | RMPA | SPP_N | External | Winter | B17 | 100 | 210 | 210 | 96.43 | 104.44 | 8 | 0.01
2040 | RMPA_2_SPP_N | RMPA | SPP_N | External | Winter | B18 | 400 | 210 | 210 | 93.79 | 144.27 | 8 | 42.48
2040 | RMPA_2_SPP_N | RMPA | SPP_N | External | Winter | B19 | 700 | 210 | 210 | 93.79 | 137.79 | 8 | 36
2040 | RMPA_2_SPP_N | RMPA | SPP_N | External | Winter | B20 | 935 | 210 | 210 | 80.12 | 89.16 | 8 | 1.04
2040 | SPP_N_2_RMPA | SPP_N | RMPA | External | Shoulder | B11 | 25 | 210 | 0 | 157.43 | 96.43 | 5 | 0
2040 | SPP_N_2_RMPA | SPP_N | RMPA | External | Shoulder | B12 | 200 | 210 | 0 | 156.44 | 96.43 | 5 | 0
2040 | SPP_N_2_RMPA | SPP_N | RMPA | External | Shoulder | B13 | 600 | 210 | 0 | 148.48 | 93.1 | 5 | 0
2040 | SPP_N_2_RMPA | SPP_N | RMPA | External | Shoulder | B14 | 900 | 210 | 0 | 103.15 | 93.1 | 5 | 0
2040 | SPP_N_2_RMPA | SPP_N | RMPA | External | Shoulder | B15 | 1203 | 210 | 0 | 89.16 | 80.12 | 5 | 0
2040 | SPP_N_2_RMPA | SPP_N | RMPA | External | Summer | B1 | 10 | 210 | 0 | 279.23 | 281.35 | 5 | 0
2040 | SPP_N_2_RMPA | SPP_N | RMPA | External | Summer | B2 | 25 | 210 | 0 | 279.23 | 276.22 | 5 | 0
2040 | SPP_N_2_RMPA | SPP_N | RMPA | External | Summer | B3 | 75 | 210 | 0 | 285.01 | 277.03 | 5 | 0
2040 | SPP_N_2_RMPA | SPP_N | RMPA | External | Summer | B4 | 100 | 210 | 0 | 187.21 | 190.1 | 5 | 0
2040 | SPP_N_2_RMPA | SPP_N | RMPA | External | Summer | B5 | 200 | 210 | 210 | 180.69 | 186 | 5 | 0.3
2040 | SPP_N_2_RMPA | SPP_N | RMPA | External | Summer | B6 | 300 | 210 | 210 | 180.69 | 185.71 | 5 | 0.01
2040 | SPP_N_2_RMPA | SPP_N | RMPA | External | Summer | B7 | 400 | 210 | 0 | 175.48 | 180.47 | 5 | 0
2040 | SPP_N_2_RMPA | SPP_N | RMPA | External | Summer | B8 | 500 | 210 | 210 | 155.86 | 169.67 | 5 | 8.8
2040 | SPP_N_2_RMPA | SPP_N | RMPA | External | Summer | B9 | 800 | 210 | 210 | 154.73 | 161.5 | 5 | 1.77
2040 | SPP_N_2_RMPA | SPP_N | RMPA | External | Summer | B10 | 1262 | 210 | 210 | 89.16 | 161.5 | 5 | 67.34
2040 | SPP_N_2_RMPA | SPP_N | RMPA | External | Winter | B16 | 25 | 210 | 0 | 137.79 | 96.44 | 5 | 0
2040 | SPP_N_2_RMPA | SPP_N | RMPA | External | Winter | B17 | 100 | 210 | 0 | 104.44 | 96.43 | 5 | 0
2040 | SPP_N_2_RMPA | SPP_N | RMPA | External | Winter | B18 | 400 | 210 | 0 | 144.27 | 93.79 | 5 | 0
2040 | SPP_N_2_RMPA | SPP_N | RMPA | External | Winter | B19 | 700 | 210 | 0 | 137.79 | 93.79 | 5 | 0
2040 | SPP_N_2_RMPA | SPP_N | RMPA | External | Winter | B20 | 935 | 210 | 0 | 89.16 | 80.12 | 5 | 0
2040 | SPP_S_2_ERCOT | SPP_S | ERCOT | External | Shoulder | B11 | 25 | 800 | 800 | 157.44 | 182.23 | 5 | 19.79
2040 | SPP_S_2_ERCOT | SPP_S | ERCOT | External | Shoulder | B12 | 200 | 800 | 800 | 156.45 | 174.06 | 5 | 12.6
2040 | SPP_S_2_ERCOT | SPP_S | ERCOT | External | Shoulder | B13 | 600 | 800 | 800 | 148.49 | 156.39 | 5 | 2.9
2040 | SPP_S_2_ERCOT | SPP_S | ERCOT | External | Shoulder | B14 | 900 | 800 | 800 | 103.16 | 147.92 | 5 | 39.76
2040 | SPP_S_2_ERCOT | SPP_S | ERCOT | External | Shoulder | B15 | 1203 | 800 | 0 | 89.16 | 69.84 | 5 | 0
2040 | SPP_S_2_ERCOT | SPP_S | ERCOT | External | Summer | B1 | 10 | 800 | 800 | 180.71 | 296.53 | 5 | 110.82
2040 | SPP_S_2_ERCOT | SPP_S | ERCOT | External | Summer | B2 | 25 | 800 | 800 | 226.03 | 296.53 | 5 | 65.5
2040 | SPP_S_2_ERCOT | SPP_S | ERCOT | External | Summer | B3 | 75 | 800 | 800 | 285.03 | 296.53 | 5 | 6.5
2040 | SPP_S_2_ERCOT | SPP_S | ERCOT | External | Summer | B4 | 100 | 800 | 0 | 187.22 | 180.49 | 5 | 0
2040 | SPP_S_2_ERCOT | SPP_S | ERCOT | External | Summer | B5 | 200 | 800 | 0 | 180.71 | 180.49 | 5 | 0
2040 | SPP_S_2_ERCOT | SPP_S | ERCOT | External | Summer | B6 | 300 | 800 | 0 | 180.71 | 180.49 | 5 | 0
2040 | SPP_S_2_ERCOT | SPP_S | ERCOT | External | Summer | B7 | 400 | 800 | 112.47 | 175.49 | 180.49 | 5 | 0
2040 | SPP_S_2_ERCOT | SPP_S | ERCOT | External | Summer | B8 | 500 | 800 | 321.92 | 155.87 | 160.87 | 5 | 0
2040 | SPP_S_2_ERCOT | SPP_S | ERCOT | External | Summer | B9 | 800 | 800 | 0 | 154.74 | 154.92 | 5 | 0
2040 | SPP_S_2_ERCOT | SPP_S | ERCOT | External | Summer | B10 | 1262 | 800 | 0 | 89.17 | 73.5 | 5 | 0
2040 | SPP_S_2_ERCOT | SPP_S | ERCOT | External | Winter | B16 | 25 | 800 | 800 | 158.55 | 185.84 | 5 | 22.29
2040 | SPP_S_2_ERCOT | SPP_S | ERCOT | External | Winter | B17 | 100 | 800 | 800 | 137.8 | 159.46 | 5 | 16.66
2040 | SPP_S_2_ERCOT | SPP_S | ERCOT | External | Winter | B18 | 400 | 800 | 800 | 144.28 | 159.46 | 5 | 10.18
2040 | SPP_S_2_ERCOT | SPP_S | ERCOT | External | Winter | B19 | 700 | 800 | 800 | 137.8 | 155.39 | 5 | 12.59
2040 | SPP_S_2_ERCOT | SPP_S | ERCOT | External | Winter | B20 | 935 | 800 | 0 | 89.17 | 69.84 | 5 | 0