## Title
Future 3 Sensitivity 5: Federal Carbon at State/Regional Implementation, Extra High Gas Prices
"The results presented herein use modeling assumptions developed by EIPC, EIPC stakeholders and CRA for purposes of EIPC capacity expansion modeling. As such, these results do not necessarily reflect the opinions or views of CRA or any individual EIPC stakeholder."

## Build Summary
EI New Build Summary
EI New Builds by Type
|  | Additions |  |  | Retirements
| 2010 | 2015 | 2020 | 2030 | 2015 | 2020 | 2030 | Total
Coal | 271.9154 | 8.4766 | 0 | 0 | 65.1193 | 67.2451 | 65.7857 | 82.242
Nuclear | 99.849 | 2.7406 | 4.5301 | 29.4409 | 0 | 0.6145 | 1.4882 | 134.4579
CC | 132.682 | 40.4192 | 33.9642 | 7.6295 | 15.3768 | 2.0397 | 7.765 | 189.5134
CT | 120.329 | 4.6917 | 0.3 | 0 | 12.2392 | 0.43142 | 8.2634 | 104.3866
Steam Oil/Gas | 74.547 | 0 | 0 | 0 | 57.7718 | 0.05639 | 0.126 | 16.5928
Hydro | 44.6048 | 0 | 2.157 | 5.931 | 0 | 0 | 0 | 52.6928
On-Shore Wind | 18.707 | 22.1949 | 103.7157 | 68.1629 | 0 | 0 | 0 | 212.7806
Off-Shore Wind | 0 | 0.469 | 0 | 9.1721 | 0 | 0 | 0 | 9.6411
Other Renewable | 3.613 | 2.3484 | 3.6589 | 23.1861 | 0 | 0 | 0 | 32.8063
New HQ/Maritimes | 0 | 0 | 2.5 | 2.0644 | 0 | 0 | 0 | 4.5644
Other | 17.054 | 0 | 0 | 0 | 0 | 0 | 0 | 17.054
Total w/o DR | 783.3012 | 81.3404 | 150.8259 | 145.5869 | 150.5071 | 70.3872 | 83.4283 | 856.7319
DR | 33.1 | -1.344 | 16.8375 | 22.1146 | 0 | 0 | 0 | 70.7081
Total w/DR | 816.4012 | 79.9963 | 167.6634 | 167.7016 | 150.5071 | 70.3872 | 83.4283 | 927.44
EI New Builds by Region
| EI Cumulative New Builds |  |  |  | EI Cumulative New CCs |  |  |  | EI Cumulative New On-Shore Wind |  |  |  | EI Cumulative Coal Retirements
| 2015 | 2020 | 2030 |  |  | 2015 | 2020 | 2030 |  | 2015 | 2020 | 2030 |  | 2015 | 2020 | 2030
ENT | 4815.54 | 7559.66 | 8805.45 |  | ENT | 3925.25 | 6607.84 | 6607.84 | ENT | 0 | 0 | 0 | ENT | 550 | 5453.9 | 8308.9
FRCC | 11778.05 | 11976.16 | 24997.54 |  | FRCC | 9068.72 | 9068.72 | 9068.72 | FRCC | 0 | 0 | 0 | FRCC | 531.33 | 1400.33 | 5579.97
IESO | 5144.99 | 5144.99 | 5145.49 |  | IESO | 1263 | 1263 | 1263 | IESO | 2105.9 | 2105.9 | 2105.9 | IESO | 6416 | 6416 | 6416
MAPP_CA | 302.4 | 997.4 | 4952.4 |  | MAPP_CA | 0 | 0 | 0 | MAPP_CA | 302.4 | 302.4 | 302.4 | MAPP_CA | 795.09 | 1355.42 | 1745.9
MAPP_US | 729.6 | 12044.97 | 12742.32 |  | MAPP_US | 0 | 0 | 71.89 | MAPP_US | 421.3 | 11736.67 | 12290.46 | MAPP_US | 707.48 | 3320.84 | 3546.5
MISO_IN | 618 | 8754.5 | 12794.14 |  | MISO_IN | 0 | 8136.5 | 11973.55 | MISO_IN | 0 | 0 | 0 | MISO_IN | 2849.9 | 4335.9 | 5880.9
MISO_MI | 2000 | 2234.83 | 7662.32 |  | MISO_MI | 0 | 0 | 0 | MISO_MI | 2000 | 2234.83 | 2234.83 | MISO_MI | 3700 | 9232 | 9232
MISO_MO-IL | 2090 | 7970 | 8193.33 |  | MISO_MO-IL | 0 | 0 | 0 | MISO_MO-IL | 300 | 5900 | 5900 | MISO_MO-IL | 3679.69 | 10209.69 | 11815.7
MISO_W | 2894.83 | 33733.74 | 41253.61 |  | MISO_W | 0 | 0 | 0 | MISO_W | 2800.5 | 33639.41 | 41087.61 | MISO_W | 3190.66 | 7759 | 8110.3
MISO_WUMS | 1818.9 | 6461.57 | 7997.13 |  | MISO_WUMS | 0 | 4610.87 | 5717.75 | MISO_WUMS | 968.9 | 999.7 | 999.7 | MISO_WUMS | 2577.54 | 4268.1 | 5045.67
NE | 434.1 | 733.09 | 804.76 |  | NE | 0 | 298.99 | 298.99 | NE | 202 | 202 | 202 | NE | 0 | 1830.8 | 1830.8
NEISO | 3384.16 | 8725.46 | 10757.98 |  | NEISO | 2049.5 | 2049.5 | 2049.5 | NEISO | 231.2 | 5280 | 7239.78 | NEISO | 401.05 | 2082.63 | 2570.13
NonRTO_Midwest | 357.85 | 895.92 | 6501.39 |  | NonRTO_Midwest | 357.85 | 895.92 | 895.92 | NonRTO_Midwest | 0 | 0 | 0 | NonRTO_Midwest | 1674.5 | 2287.16 | 7205.3
NYISO_A-F | 3289.7 | 3999.5 | 14371.33 |  | NYISO_A-F | 639 | 639 | 639 | NYISO_A-F | 2476.3 | 3186.1 | 13490 | NYISO_A-F | 1187.7 | 1629.65 | 2251.9
NYISO_G-I | 0 | 60 | 434.33 |  | NYISO_G-I | 0 | 0 | 0 | NYISO_G-I | 0 | 60 | 360 | NYISO_G-I | 135.7 | 368.2 | 368.2
NYISO_J-K | 1207.4 | 1207.4 | 1611.73 |  | NYISO_J-K | 1175.4 | 1175.4 | 1175.4 | NYISO_J-K | 0 | 0 | 330 | NYISO_J-K | 0 | 0 | 0
PJM_E | 5940.05 | 6072.95 | 7192.95 |  | PJM_E | 4634.3 | 4634.3 | 4634.3 | PJM_E | 1150 | 1150 | 1170 | PJM_E | 2804 | 2804 | 3372
PJM_ROM | 2243.7 | 5292.2 | 12030.77 |  | PJM_ROM | 1678.5 | 1678.5 | 1678.5 | PJM_ROM | 479.8 | 1230 | 7040 | PJM_ROM | 6197.03 | 7431.03 | 12988.28
PJM_ROR | 14076.1 | 20674.06 | 67757.64 |  | PJM_ROR | 3077 | 4192.13 | 4192.13 | PJM_ROR | 8325.7 | 12362.74 | 53600 | PJM_ROR | 13016.64 | 26520.8 | 37892.86
SOCO | 5151.9 | 12395.02 | 19563.05 |  | SOCO | 5026.9 | 10070.02 | 10070.02 | SOCO | 0 | 0 | 100 | SOCO | 6150 | 10534.5 | 17224.08
SPP_N | 465.04 | 15791.11 | 17381.08 |  | SPP_N | 0 | 3482.77 | 3482.77 | SPP_N | 0 | 11843.3 | 11843.3 | SPP_N | 0 | 2345.5 | 4168.5
SPP_S | 1830.99 | 33487.32 | 36287.03 |  | SPP_S | 0 | 1608.75 | 4222.46 | SPP_S | 430 | 30177.58 | 30177.58 | SPP_S | 2 | 5163 | 10268.41
TVA | 3115.89 | 6976.74 | 10805.06 |  | TVA | 1418 | 5278.85 | 5278.85 | TVA | 0 | 0 | 100 | TVA | 5599.03 | 8233 | 14310.15
VACAR | 7651.16 | 16477.66 | 33145.97 |  | VACAR | 6105.8 | 8692.32 | 8692.32 | VACAR | 0.9 | 3500 | 3500 | VACAR | 2954 | 7383 | 18017.65
| 81340.35 | 229666.25 | 373188.8 |  |  | 40419.22 | 74383.38 | 82012.91 |  | 22194.9 | 125910.63 | 194073.56 |  | 65119.34 | 132364.45 | 198150.1

## Generation
#1 | Total Generation (GWh)
Total Generation by Reporting Type: Entergy
ReportingType | 2015 | 2020 | 2025 | 2030 | 2035 | 2040
BM | 0 | 0 | 0 | 0 | 75221.06 | 75221.06
CC | 58731.46 | 71069.34 | 84389.79 | 92143.42 | 15274.2 | 12406.22
CSP | 0 | 0 | 0 | 0 | 0 | 0
CT | 0 | 0 | 0 | 0 | 0 | 0
Coal | 63612.42 | 26205.15 | 10420.99 | 284.69 | 38.32 | 0
Geo | 0 | 0 | 0 | 0 | 0 | 0
H | 153 | 153 | 2537.03 | 3824.34 | 3824.34 | 3824.34
LFG | 63.07 | 63.07 | 909.81 | 909.81 | 909.81 | 909.81
Nuc | 42234.08 | 42234.08 | 42234.08 | 42234.08 | 41042.99 | 50568.73
PS | 12.39 | 12.39 | 12.39 | 12.39 | 107 | 135.49
PV | 0.57 | 119.14 | 175.77 | 175.77 | 175.77 | 178.45
PeakG | 0 | 0 | 0 | 0 | 0 | 0
PeakO | 0 | 0 | 0 | 0 | 0 | 0
ST | 0 | 0 | 0 | 0 | 0 | 0
STOG | 5.79 | 0 | 0 | 0 | 0 | 0
STWD | 38.93 | 646.41 | 1443.65 | 1443.65 | 1443.65 | 1121.41
WT | 315.27 | 315.27 | 315.27 | 315.27 | 315.27 | 315.27
IGCC | 0 | 0 | 0 | 0 | 0 | 0
DemandResponse | 0 | 0 | 0 | 0 | 0 | 0
IGCC-CCS | 0 | 0 | 0 | 0 | 0 | 0
WT_off | 0 | 0 | 0 | 0 | 0 | 0
PseudoUnit | 0 | 0 | 0 | 0 | 0 | 0
FixedInterchange | 0 | 0 | 0 | 0 | 0 | 0
Total Generation by Reporting Type: FRCC
ReportingType | 2015 | 2020 | 2025 | 2030 | 2035 | 2040
BM | 0 | 0 | 0 | 0 | 14946.59 | 9855.37
CC | 137560.95 | 137691.81 | 127551.61 | 111607.29 | 32698.19 | 20376.2
CSP | 0 | 0 | 0 | 0 | 0 | 0
CT | 190.26 | 254.82 | 287.12 | 317.48 | 0 | 0
Coal | 65732.37 | 59510.9 | 20866.1 | 10391.21 | 10391.21 | 9687.27
Geo | 0 | 0 | 0 | 0 | 0 | 0
H | 27.85 | 27.85 | 27.85 | 27.85 | 27.85 | 27.85
LFG | 3831.62 | 5392.66 | 5392.66 | 5392.66 | 5392.66 | 5392.66
Nuc | 32180.57 | 32181.43 | 106068.73 | 133610.06 | 181953.39 | 216473.06
PS | 0 | 0 | 0 | 0 | 0 | 0
PV | 134.03 | 134.03 | 134.03 | 134.03 | 134.03 | 134.03
PeakG | 69.27 | 152.61 | 55.04 | 61.55 | 78.97 | 53.67
PeakO | 0 | 0 | 0 | 0 | 0 | 0
ST | 0 | 0 | 0 | 0 | 0 | 0
STOG | 0 | 0 | 0 | 0 | 0 | 0
STWD | 1366.56 | 1366.56 | 1366.56 | 1366.56 | 1366.56 | 843.8
WT | 0 | 0 | 0 | 0 | 0 | 0
IGCC | 0 | 0 | 0 | 0 | 0 | 0
DemandResponse | 0 | 0 | 0 | 0 | 0 | 0
IGCC-CCS | 0 | 0 | 0 | 0 | 0 | 0
WT_off | 0 | 0 | 0 | 0 | 0 | 0
PseudoUnit | 0 | 0 | 0 | 0 | 0 | 0
FixedInterchange | 0 | 0 | 0 | 0 | 0 | 0
Total Generation by Reporting Type: MAPP_US
ReportingType | 2015 | 2020 | 2025 | 2030 | 2035 | 2040
BM | 0 | 0 | 0 | 0 | 261.07 | 247.4
CC | 111.26 | 109.95 | 111.26 | 370.55 | 184.22 | 157.22
CSP | 0 | 0 | 0 | 0 | 0 | 0
CT | 0 | 0 | 0 | 0 | 1.71 | 31.68
Coal | 20883.7 | 236.41 | 0 | 0 | 0 | 0
Geo | 354.6 | 354.6 | 354.6 | 354.6 | 354.6 | 354.6
H | 10150.02 | 10150.02 | 10150.02 | 10150.02 | 10150.02 | 10150.02
LFG | 15.77 | 15.77 | 15.77 | 580.79 | 580.79 | 580.79
Nuc | 0.02 | 0.04 | 0.07 | 0.48 | 0.6 | 0.25
PS | 0 | 0 | 0 | 0 | 0 | 0
PV | 0 | 0 | 0 | 0 | 0 | 0
PeakG | 49.07 | 47.21 | 90.12 | 91.98 | 67.68 | 67.68
PeakO | 0 | 0 | 0 | 0 | 0 | 0
ST | 0 | 0 | 0 | 0 | 0 | 0
STOG | 0 | 0 | 0 | 0 | 0 | 0
STWD | 0 | 0 | 0 | 0 | 0 | 0
WT | 5908.78 | 45487.35 | 45487.35 | 47424.38 | 42756.31 | 47424.38
IGCC | 0 | 0 | 0 | 0 | 0 | 0
DemandResponse | 0 | 0 | 0 | 0 | 0 | 0
IGCC-CCS | 0 | 0 | 0 | 0 | 0 | 0
WT_off | 0 | 0 | 0 | 0 | 0 | 0
PseudoUnit | 0 | 0 | 0 | 0 | 0 | 0
FixedInterchange | 0 | 0 | 0 | 0 | 0 | 0
Total Generation by Reporting Type: MISO_IN
ReportingType | 2015 | 2020 | 2025 | 2030 | 2035 | 2040
BM | 0 | 0 | 0 | 914.36 | 45875.85 | 45875.85
CC | 1154.29 | 38602.14 | 93032.53 | 94255.86 | 14082.18 | 10246.34
CSP | 0 | 0 | 0 | 0 | 0 | 0
CT | 0 | 0 | 0 | 0 | 0 | 0
Coal | 84925.84 | 73271.48 | 46872.13 | 20823.79 | 20396.15 | 19854.06
Geo | 0 | 0 | 0 | 0 | 0 | 0
H | 417.2 | 417.2 | 417.2 | 417.2 | 417.2 | 417.2
LFG | 291.71 | 291.71 | 923.41 | 923.41 | 923.41 | 923.41
Nuc | 0.02 | 0.1 | 0.4 | 0.78 | 0.78 | 5969.09
PS | 0 | 0 | 0 | 0 | 0 | 0
PV | 0 | 0 | 0 | 0 | 0 | 0
PeakG | 0 | 0 | 0 | 0 | 0 | 0
PeakO | 0 | 0 | 0 | 0 | 0 | 0
ST | 0 | 0 | 0 | 0 | 0 | 0
STOG | 28.64 | 9.11 | 9.11 | 2.6 | 0 | 0
STWD | 0 | 0 | 0 | 0 | 0 | 0
WT | 1553.06 | 1553.06 | 1553.06 | 1553.06 | 1553.06 | 1553.06
IGCC | 4427.31 | 4427.31 | 4427.31 | 228.04 | 19.47 | 0
DemandResponse | 0 | 0 | 0 | 0 | 0 | 0
IGCC-CCS | 0 | 0 | 0 | 0 | 0 | 0
WT_off | 0 | 0 | 0 | 0 | 0 | 0
PseudoUnit | 0 | 0 | 0 | 0 | 0 | 0
FixedInterchange | 0 | 0 | 0 | 0 | 0 | 0
Total Generation by Reporting Type: MISO_MI
ReportingType | 2015 | 2020 | 2025 | 2030 | 2035 | 2040
BM | 0 | 0 | 0 | 0 | 30605.27 | 30605.27
CC | 4222.8 | 3025.61 | 4421.09 | 6331.43 | 472.2 | 282.91
CSP | 0 | 0 | 0 | 0 | 0 | 0
CT | 0 | 0 | 0 | 0 | 0 | 0
Coal | 51825.51 | 11541.97 | 6258.01 | 4325.4 | 4325.4 | 4325.4
Geo | 0 | 0 | 0 | 0 | 0 | 0
H | 410 | 410 | 410 | 410 | 410 | 410
LFG | 1285.09 | 1285.09 | 2548.5 | 2548.5 | 2548.5 | 2548.5
Nuc | 14714.16 | 14714.16 | 14714.16 | 55742.79 | 49682.64 | 49807.39
PS | 767.52 | 393.12 | 458.35 | 767.52 | 205.92 | 2427.05
PV | 0 | 0 | 0 | 0 | 0 | 0
PeakG | 3.11 | 0 | 0 | 0 | 0 | 0
PeakO | 0 | 0 | 0 | 0 | 0 | 0
ST | 0 | 0 | 0 | 0 | 0 | 0
STOG | 283.11 | 25.74 | 25.34 | 8.06 | 0 | 0
STWD | 1142.3 | 1142.3 | 1142.3 | 1142.3 | 1142.3 | 1142.3
WT | 5161.16 | 5792.18 | 5792.18 | 5792.18 | 5792.18 | 5792.18
IGCC | 0 | 0 | 0 | 0 | 0 | 0
DemandResponse | 0 | 0 | 0 | 0 | 0 | 0
IGCC-CCS | 0 | 0 | 0 | 0 | 0 | 0
WT_off | 0 | 0 | 0 | 0 | 0 | 0
PseudoUnit | 0 | 0 | 0 | 0 | 0 | 0
FixedInterchange | 0 | 0 | 0 | 0 | 0 | 0
Total Generation by Reporting Type: MISO_MO-IL
ReportingType | 2015 | 2020 | 2025 | 2030 | 2035 | 2040
BM | 0 | 0 | 0 | 0 | 19029.33 | 19029.33
CC | 800.92 | 749.05 | 1070.57 | 1178.94 | 535.87 | 339.52
CSP | 0 | 0 | 0 | 0 | 0 | 0
CT | 0 | 0 | 0 | 0 | 0 | 0
Coal | 87723.19 | 39285.6 | 26708.84 | 5585.67 | 4859.94 | 4670.05
Geo | 0 | 0 | 0 | 0 | 0 | 0
H | 1317.1 | 2690.42 | 2690.42 | 2690.42 | 2690.42 | 2690.42
LFG | 141.91 | 141.91 | 1877.23 | 1902.67 | 1902.67 | 1902.67
Nuc | 17393.71 | 17393.71 | 17393.71 | 17393.71 | 17393.71 | 17393.71
PS | 180.4 | 180.4 | 125.97 | 180.4 | 797.94 | 998.6
PV | 0 | 0 | 0 | 0 | 0 | 0
PeakG | 154.82 | 295.37 | 123.97 | 123.24 | 52.61 | 115.24
PeakO | 0 | 0 | 0 | 0 | 0 | 0
ST | 0 | 0 | 0 | 0 | 0 | 0
STOG | 5.26 | 0 | 0 | 0 | 0 | 0
STWD | 0 | 0 | 0 | 0 | 0 | 0
WT | 2075.16 | 19215.14 | 19215.14 | 19215.14 | 19215.14 | 19215.14
IGCC | 0 | 0 | 0 | 0 | 0 | 0
DemandResponse | 0 | 0 | 0 | 0 | 0 | 0
IGCC-CCS | 0 | 0 | 0 | 0 | 0 | 0
WT_off | 0 | 0 | 0 | 0 | 0 | 0
PseudoUnit | 0 | 0 | 0 | 0 | 0 | 0
FixedInterchange | 0 | 0 | 0 | 0 | 0 | 0
Total Generation by Reporting Type: MISO_W
ReportingType | 2015 | 2020 | 2025 | 2030 | 2035 | 2040
BM | 0 | 0 | 0 | 0 | 0 | 0
CC | 2776.02 | 1921.93 | 2249.53 | 3159.31 | 1694.15 | 1741.57
CSP | 0 | 0 | 0 | 0 | 0 | 0
CT | 0 | 0 | 0 | 0 | 0 | 0
Coal | 80244.25 | 30916.9 | 11473.94 | 5257.72 | 3979.69 | 3789.2
Geo | 0 | 0 | 0 | 0 | 0 | 0
H | 1643.73 | 1643.73 | 1643.73 | 1643.73 | 1643.73 | 1643.73
LFG | 1616.22 | 1616.22 | 1616.22 | 2181.24 | 2181.24 | 2181.24
Nuc | 18393.35 | 18393.35 | 18393.35 | 18393.35 | 0.78 | 0.78
PS | 0 | 0 | 0 | 0 | 0 | 0
PV | 0 | 0 | 0 | 0 | 0 | 0
PeakG | 254.36 | 21.8 | 21.75 | 21.75 | 15.83 | 239.26
PeakO | 0 | 0 | 0 | 0 | 0 | 0
ST | 0 | 0 | 0 | 0 | 0 | 0
STOG | 0 | 0 | 0 | 0 | 0 | 0
STWD | 155.41 | 319.73 | 1798.02 | 2193.5 | 2193.5 | 1597.31
WT | 27590.66 | 129387.11 | 153972.95 | 153972.95 | 152894.13 | 155200.58
IGCC | 0 | 0 | 0 | 0 | 0 | 0
DemandResponse | 0 | 0 | 0 | 0 | 0 | 0
IGCC-CCS | 0 | 0 | 0 | 0 | 0 | 0
WT_off | 0 | 0 | 0 | 0 | 0 | 0
PseudoUnit | 0 | 0 | 0 | 0 | 0 | 0
FixedInterchange | 0 | 0 | 0 | 0 | 0 | 0
Total Generation by Reporting Type: MISO_WUMS
ReportingType | 2015 | 2020 | 2025 | 2030 | 2035 | 2040
BM | 0 | 0 | 0 | 1533.17 | 23897.6 | 23897.6
CC | 5235.53 | 23019.7 | 47271 | 47641.87 | 19338.2 | 8784.46
CSP | 0 | 0 | 0 | 0 | 0 | 0
CT | 0 | 0 | 0 | 0 | 0 | 0
Coal | 34740.41 | 28647.55 | 5546.29 | 3204.26 | 3292.06 | 2743.46
Geo | 0 | 0 | 0 | 0 | 0 | 0
H | 1018.41 | 1023.31 | 1023.31 | 1023.31 | 1023.31 | 1023.31
LFG | 559.76 | 559.76 | 2320.52 | 2320.52 | 2320.52 | 2320.52
Nuc | 14153.33 | 14153.33 | 14153.33 | 14153.33 | 0.78 | 22908.28
PS | 0 | 0 | 0 | 0 | 0 | 0
PV | 0 | 0 | 0 | 0 | 0 | 0
PeakG | 0 | 0 | 0 | 0 | 0 | 0
PeakO | 0 | 0 | 0 | 0 | 0 | 0
ST | 0 | 0 | 0 | 0 | 0 | 0
STOG | 0 | 0 | 0 | 0 | 0 | 0
STWD | 376.73 | 168.75 | 376.73 | 735.84 | 735.84 | 573.61
WT | 4109.61 | 4197.83 | 4197.83 | 4197.83 | 4197.83 | 4197.83
IGCC | 0 | 0 | 0 | 0 | 0 | 0
DemandResponse | 0 | 0 | 0 | 0 | 0 | 0
IGCC-CCS | 0 | 0 | 0 | 0 | 0 | 0
WT_off | 0 | 0 | 0 | 0 | 0 | 0
PseudoUnit | 0 | 0 | 0 | 0 | 0 | 0
FixedInterchange | 0 | 0 | 0 | 0 | 0 | 0
Total Generation by Reporting Type: Nebraska
ReportingType | 2015 | 2020 | 2025 | 2030 | 2035 | 2040
BM | 0 | 0 | 0 | 0 | 16538.36 | 15106.61
CC | 233.58 | 1046.04 | 2419.6 | 1992.69 | 792.42 | 806.1
CSP | 0 | 0 | 0 | 0 | 0 | 0
CT | 0 | 0 | 0 | 0 | 0 | 0
Coal | 30719.51 | 16955.55 | 10845.18 | 3218.28 | 2818.9 | 2645.24
Geo | 0 | 0 | 0 | 0 | 0 | 0
H | 591 | 591 | 591 | 591 | 591 | 591
LFG | 47.3 | 47.3 | 47.3 | 612.32 | 612.32 | 612.32
Nuc | 9752.32 | 9752.32 | 9752.32 | 9752.32 | 1.56 | 1.56
PS | 0 | 0 | 0 | 0 | 0 | 0
PV | 0 | 0 | 0 | 0 | 0 | 0
PeakG | 2.5 | 0 | 0 | 0 | 0 | 0
PeakO | 0 | 0 | 0 | 0 | 0 | 0
ST | 0 | 0 | 0 | 0 | 0 | 0
STOG | 0 | 0 | 0 | 0 | 0 | 0
STWD | 0 | 0 | 0 | 0 | 0 | 0
WT | 1220.72 | 1220.72 | 1220.72 | 1165.76 | 1220.72 | 1220.72
IGCC | 0 | 0 | 0 | 0 | 0 | 0
DemandResponse | 0 | 0 | 0 | 0 | 0 | 0
IGCC-CCS | 0 | 0 | 0 | 0 | 0 | 0
WT_off | 0 | 0 | 0 | 0 | 0 | 0
PseudoUnit | 0 | 0 | 0 | 0 | 0 | 0
FixedInterchange | 0 | 0 | 0 | 0 | 0 | 0
Total Generation by Reporting Type: NEISO
ReportingType | 2015 | 2020 | 2025 | 2030 | 2035 | 2040
BM | 1882.96 | 1882.96 | 1882.96 | 1882.96 | 853.94 | 853.94
CC | 23471.19 | 17801.53 | 12528.73 | 7773.08 | 5359.5 | 3901.27
CSP | 0 | 0 | 0 | 0 | 0 | 0
CT | 0.38 | 0 | 0 | 0 | 0 | 0
Coal | 14498.92 | 3683.31 | 0 | 0 | 0 | 0
Geo | 0 | 0 | 0 | 0 | 0 | 0
H | 12289.94 | 12289.94 | 12303.66 | 12303.66 | 12303.66 | 12303.66
LFG | 4582.65 | 4582.65 | 4582.65 | 5132.48 | 5132.48 | 5132.48
Nuc | 36181.73 | 36181.73 | 36181.73 | 36181.73 | 26141.23 | 19310.53
PS | 105.69 | 96.9 | 126.66 | 47.62 | 59.52 | 94.07
PV | 5.26 | 517.71 | 517.71 | 517.71 | 517.71 | 517.71
PeakG | 29.82 | 23.25 | 24.44 | 0 | 6.9 | 7.47
PeakO | 0 | 0 | 0 | 0 | 0 | 0
ST | 0 | 0 | 0 | 0 | 0 | 0
STOG | 0 | 0 | 0 | 0 | 0 | 0
STWD | 4274.88 | 1430.42 | 1863.93 | 3155.16 | 2015.93 | 2015.93
WT | 1283.3 | 16205.23 | 16205.23 | 20983.82 | 40728.08 | 43627.39
IGCC | 0 | 0 | 0 | 0 | 0 | 0
DemandResponse | 0 | 0 | 0 | 0 | 0 | 0
IGCC-CCS | 0 | 0 | 0 | 0 | 0 | 0
WT_off | 1870.13 | 1870.13 | 1870.13 | 1870.13 | 1870.13 | 1870.13
PseudoUnit | 0 | 0 | 0 | 0 | 0 | 0
FixedInterchange | 0 | 0 | 0 | 0 | 0 | 0
Total Generation by Reporting Type: NonRTO_Midwest
ReportingType | 2015 | 2020 | 2025 | 2030 | 2035 | 2040
BM | 0 | 0 | 0 | 35008 | 45875.85 | 45875.85
CC | 1411.73 | 3422.99 | 6837.44 | 6837.44 | 722.28 | 381.21
CSP | 0 | 0 | 0 | 0 | 0 | 0
CT | 0 | 0 | 0 | 0 | 0 | 0
Coal | 61737.9 | 58121.94 | 49925.24 | 9390.98 | 9390.98 | 8567.1
Geo | 0 | 0 | 0 | 0 | 0 | 0
H | 457.8 | 457.8 | 3593.25 | 3593.25 | 3593.25 | 3593.25
LFG | 110.38 | 110.38 | 1373.79 | 1373.79 | 1373.79 | 1373.79
Nuc | 0.11 | 0.18 | 0.78 | 81.18 | 81.18 | 7559.8
PS | 0 | 0 | 0 | 0 | 0 | 0
PV | 0 | 0 | 0 | 0 | 0 | 0
PeakG | 151.51 | 50.41 | 245.2 | 135.9 | 0 | 3.29
PeakO | 0 | 0 | 0 | 0 | 0 | 0
ST | 0 | 0 | 0 | 0 | 0 | 0
STOG | 0 | 0 | 0 | 0 | 0 | 0
STWD | 0 | 0 | 0 | 0 | 0 | 0
WT | 151.43 | 151.43 | 151.43 | 151.43 | 151.43 | 151.43
IGCC | 0 | 0 | 0 | 0 | 0 | 0
DemandResponse | 0 | 0 | 0 | 0 | 0 | 0
IGCC-CCS | 0 | 0 | 0 | 0 | 0 | 0
WT_off | 0 | 0 | 0 | 0 | 0 | 0
PseudoUnit | 0 | 0 | 0 | 0 | 0 | 0
FixedInterchange | 0 | 0 | 0 | 0 | 0 | 0
Total Generation by Reporting Type: NYISO_A-F
ReportingType | 2015 | 2020 | 2025 | 2030 | 2035 | 2040
BM | 0 | 0 | 0 | 0 | 0 | 0
CC | 4877.29 | 5101.18 | 2454.08 | 1983.33 | 735.32 | 144.39
CSP | 0 | 0 | 0 | 0 | 0 | 0
CT | 0 | 0 | 0 | 0 | 0 | 0
Coal | 7921.96 | 4603.84 | 0 | 0 | 0 | 0
Geo | 0 | 0 | 0 | 0 | 0 | 0
H | 27149.99 | 27149.99 | 27149.99 | 27149.99 | 27149.99 | 27149.99
LFG | 1359.2 | 1359.2 | 1359.2 | 1894.79 | 1894.79 | 1894.79
Nuc | 26211.3 | 26211.3 | 26211.3 | 21372.53 | 16850.79 | 10212.67
PS | 155.32 | 87.08 | 5.46 | 0 | 0 | 424.82
PV | 0 | 0 | 0 | 0 | 0 | 0
PeakG | 1.88 | 0 | 0 | 0 | 0 | 0
PeakO | 0 | 0 | 0 | 0 | 0 | 0
ST | 0 | 0 | 0 | 0 | 0 | 0
STOG | 0 | 0 | 0 | 0 | 0 | 0
STWD | 16.25 | 42.7 | 85.91 | 284.21 | 284.21 | 299.69
WT | 10101.82 | 11933.66 | 24132.04 | 37306.4 | 37306.4 | 37306.4
IGCC | 0 | 0 | 0 | 0 | 0 | 0
DemandResponse | 0 | 0 | 0 | 0 | 0 | 0
IGCC-CCS | 0 | 0 | 0 | 0 | 0 | 0
WT_off | 0 | 0 | 0 | 0 | 0 | 0
PseudoUnit | 0 | 0 | 0 | 0 | 0 | 0
FixedInterchange | 0 | 0 | 0 | 0 | 0 | 0
Total Generation by Reporting Type: NYISO_G-I
ReportingType | 2015 | 2020 | 2025 | 2030 | 2035 | 2040
BM | 0 | 0 | 0 | 0 | 5441.49 | 4696.42
CC | 1338.75 | 1378.08 | 829.81 | 1225.51 | 729.35 | 452.9
CSP | 0 | 0 | 0 | 0 | 0 | 0
CT | 0 | 0 | 0 | 0 | 0 | 0
Coal | 1756.65 | 0 | 0 | 0 | 0 | 0
Geo | 0 | 0 | 0 | 0 | 0 | 0
H | 266.56 | 266.56 | 266.56 | 266.56 | 266.56 | 266.56
LFG | 504.58 | 504.58 | 504.58 | 1090.62 | 1090.62 | 1090.62
Nuc | 15929.31 | 15929.31 | 15929.31 | 15929.31 | 7987.24 | 17441.07
PS | 0 | 0 | 0 | 0 | 0 | 0
PV | 0 | 0 | 0 | 0 | 0 | 0
PeakG | 0.01 | 0.03 | 0.03 | 0.03 | 0.03 | 0.03
PeakO | 0 | 0 | 0 | 0 | 0 | 0
ST | 0 | 0 | 0 | 0 | 0 | 0
STOG | 0 | 0 | 0 | 0 | 0 | 0
STWD | 0 | 0 | 0 | 0 | 0 | 0
WT | 0 | 178.23 | 909.97 | 909.97 | 909.97 | 909.97
IGCC | 0 | 0 | 0 | 0 | 0 | 0
DemandResponse | 0 | 0 | 0 | 0 | 0 | 0
IGCC-CCS | 0 | 0 | 0 | 0 | 0 | 0
WT_off | 0 | 0 | 0 | 0 | 0 | 0
PseudoUnit | 0 | 0 | 0 | 0 | 0 | 0
FixedInterchange | 0 | 0 | 0 | 0 | 0 | 0
Total Generation by Reporting Type: NYISO_J-K
ReportingType | 2015 | 2020 | 2025 | 2030 | 2035 | 2040
BM | 0 | 0 | 0 | 0 | 0 | 0
CC | 14662.82 | 14402.78 | 13548.09 | 13599.47 | 11003.3 | 9111.08
CSP | 0 | 0 | 0 | 0 | 0 | 0
CT | 0 | 0 | 0 | 0 | 0 | 0
Coal | 0 | 0 | 0 | 0 | 0 | 0
Geo | 0 | 0 | 0 | 0 | 0 | 0
H | 0 | 0 | 0 | 0 | 0 | 0
LFG | 977.62 | 977.62 | 977.62 | 1563.66 | 1563.66 | 1563.66
Nuc | 0.14 | 0.29 | 0.29 | 0.78 | 0.78 | 0.6
PS | 0 | 0 | 0 | 0 | 0 | 0
PV | 53.26 | 53.26 | 53.26 | 53.26 | 53.26 | 53.26
PeakG | 73.78 | 86.09 | 101.85 | 416.76 | 234.89 | 263.21
PeakO | 0 | 0 | 0 | 0 | 0 | 0
ST | 0 | 0 | 0 | 0 | 0 | 0
STOG | 358.35 | 488.11 | 618.95 | 345.52 | 281.8 | 203.28
STWD | 0 | 0 | 0 | 0 | 0 | 0
WT | 0 | 0 | 469.54 | 861.26 | 861.26 | 861.26
IGCC | 0 | 0 | 0 | 0 | 0 | 0
DemandResponse | 0 | 0 | 0 | 0 | 0 | 0
IGCC-CCS | 0 | 0 | 0 | 0 | 0 | 0
WT_off | 0 | 0 | 0 | 0 | 0 | 0
PseudoUnit | 0 | 0 | 0 | 0 | 0 | 0
FixedInterchange | 0 | 0 | 0 | 0 | 0 | 0
Total Generation by Reporting Type: PJM_E
ReportingType | 2015 | 2020 | 2025 | 2030 | 2035 | 2040
BM | 62.88 | 223.98 | 223.98 | 223.98 | 223.98 | 223.98
CC | 17884.29 | 25931.75 | 42202.75 | 54766.93 | 19272.03 | 11280.36
CSP | 0 | 0 | 0 | 0 | 0 | 0
CT | 0.24 | 2.69 | 5.14 | 5.14 | 2.69 | 0
Coal | 2366.57 | 3024.77 | 335.79 | 656.94 | 980.99 | 586.34
Geo | 0 | 0 | 0 | 0 | 0 | 0
H | 1839.27 | 1839.27 | 1839.27 | 1839.27 | 1839.27 | 1839.27
LFG | 3714.15 | 4761.94 | 4761.94 | 4761.94 | 4761.94 | 4761.94
Nuc | 66287.73 | 61501.14 | 61501.14 | 61501.14 | 44177.54 | 35032.79
PS | 84 | 84 | 164 | 164 | 254 | 518.6
PV | 102.4 | 102.4 | 102.4 | 102.4 | 102.4 | 102.4
PeakG | 252.23 | 252.23 | 481.53 | 481.53 | 252.23 | 252.23
PeakO | 0 | 0 | 0 | 0 | 0 | 0
ST | 0 | 0 | 0 | 0 | 0 | 0
STOG | 0 | 0 | 0 | 0 | 0 | 0
STWD | 0 | 0 | 0 | 0 | 0 | 0
WT | 2143.36 | 2143.36 | 2143.36 | 2183.19 | 2183.19 | 2183.19
IGCC | 0 | 0 | 0 | 0 | 0 | 0
DemandResponse | 0 | 0 | 0 | 0 | 0 | 0
IGCC-CCS | 0 | 0 | 0 | 0 | 0 | 0
WT_off | 0 | 0 | 3990.52 | 3990.53 | 34826.4 | 34826.4
PseudoUnit | 0 | 0 | 0 | 0 | 0 | 0
FixedInterchange | 0 | 0 | 0 | 0 | 0 | 0
Total Generation by Reporting Type: PJM_ROM
ReportingType | 2015 | 2020 | 2025 | 2030 | 2035 | 2040
BM | 37.73 | 134.39 | 134.39 | 134.39 | 17603.64 | 17603.64
CC | 8725.56 | 11879.1 | 19675.03 | 24008.57 | 8370.07 | 996.74
CSP | 0 | 0 | 0 | 0 | 0 | 0
CT | 0.15 | 1.64 | 3.14 | 3.14 | 0 | 0
Coal | 69864.21 | 66998.05 | 16231.26 | 10071.15 | 9908.32 | 9408.45
Geo | 0 | 0 | 0 | 0 | 0 | 0
H | 3645.46 | 6490.47 | 6490.47 | 6490.47 | 6490.47 | 6490.47
LFG | 2813.8 | 4903.85 | 4903.85 | 4903.85 | 4903.85 | 4903.85
Nuc | 39227.38 | 39227.38 | 39227.38 | 39227.38 | 25736.15 | 77477.12
PS | 317.73 | 505.59 | 620.33 | 620.33 | 686.18 | 1961.6
PV | 10.51 | 2384.82 | 3714.14 | 4011.67 | 4034.1 | 4141.11
PeakG | 0 | 13.86 | 13.86 | 13.86 | 48.51 | 87.53
PeakO | 0 | 0 | 0 | 0 | 0 | 0
ST | 0 | 0 | 0 | 0 | 0 | 0
STOG | 0 | 0 | 0 | 0 | 0 | 0
STWD | 87.27 | 490.56 | 490.56 | 490.56 | 490.56 | 490.56
WT | 3032.09 | 4910.74 | 4910.74 | 17226.14 | 17226.14 | 17226.14
IGCC | 0 | 0 | 0 | 0 | 0 | 0
DemandResponse | 0 | 0 | 0 | 0 | 0 | 0
IGCC-CCS | 0 | 0 | 0 | 0 | 0 | 0
WT_off | 0 | 0 | 0 | 0 | 0 | 0
PseudoUnit | 0 | 0 | 0 | 0 | 0 | 0
FixedInterchange | 0 | 0 | 0 | 0 | 0 | 0
Total Generation by Reporting Type: PJM_ROR
ReportingType | 2015 | 2020 | 2025 | 2030 | 2035 | 2040
BM | 806.99 | 2874.47 | 2874.47 | 2874.47 | 78815.17 | 78815.17
CC | 25892.4 | 41283.47 | 55252.64 | 61027.04 | 11712.47 | 5889.7
CSP | 0 | 0 | 0 | 0 | 0 | 0
CT | 2.98 | 2.98 | 5.69 | 5.69 | 0 | 0
Coal | 358616.6 | 255855.06 | 159477.43 | 70424.38 | 69011.66 | 68727.88
Geo | 0 | 0 | 0 | 0 | 0 | 0
H | 4602.26 | 6925.78 | 6925.78 | 6925.78 | 6925.78 | 6925.78
LFG | 4252.63 | 8302.71 | 8302.71 | 8302.71 | 8302.71 | 8302.71
Nuc | 156083.84 | 156083.84 | 156083.84 | 193165.86 | 205161.53 | 206843.39
PS | 1340.23 | 1263.21 | 1263.21 | 1263.21 | 1252.35 | 4805.27
PV | 63.07 | 814.82 | 1184.34 | 1198.05 | 1198.05 | 1198.05
PeakG | 474.6 | 1107.04 | 1518.09 | 1367.43 | 344.78 | 389.52
PeakO | 0 | 0 | 0 | 0 | 0 | 0
ST | 0 | 0 | 0 | 0 | 0 | 0
STOG | 0 | 0 | 0 | 0 | 0 | 0
STWD | 93.41 | 1359.55 | 1359.55 | 1359.55 | 1359.55 | 1359.55
WT | 28147.97 | 37744.62 | 134931.36 | 134931.36 | 134931.36 | 134931.36
IGCC | 0 | 0 | 0 | 0 | 0 | 0
DemandResponse | 0 | 0 | 0 | 0 | 0 | 0
IGCC-CCS | 0 | 0 | 0 | 0 | 0 | 0
WT_off | 0 | 0 | 0 | 0 | 0 | 0
PseudoUnit | 0 | 0 | 0 | 0 | 0 | 0
FixedInterchange | 0 | 0 | 0 | 0 | 0 | 0
Total Generation by Reporting Type: SOCO
ReportingType | 2015 | 2020 | 2025 | 2030 | 2035 | 2040
BM | 285.62 | 410.64 | 410.64 | 24482.41 | 48942.4 | 48942.4
CC | 57038.39 | 93308.79 | 107144.63 | 105709.09 | 15832.93 | 4029.12
CSP | 0 | 0 | 0 | 0 | 0 | 0
CT | 0 | 0 | 0 | 0 | 0 | 0
Coal | 143690.7 | 110102.12 | 56175.07 | 24221.64 | 24221.64 | 21469.58
Geo | 0 | 0 | 0 | 0 | 0 | 0
H | 10893.11 | 10893.11 | 10893.11 | 10893.11 | 10893.11 | 10893.11
LFG | 291.71 | 291.71 | 1138.45 | 1138.45 | 1138.45 | 1138.45
Nuc | 45497.84 | 62634.5 | 91739.64 | 91739.64 | 163900.99 | 188412.79
PS | 351.75 | 351.75 | 351.75 | 686.75 | 1273 | 4271.25
PV | 0 | 0 | 0 | 0 | 0 | 3854.4
PeakG | 12.44 | 44.78 | 530.5 | 178.23 | 44 | 61.64
PeakO | 0 | 0 | 0 | 0 | 0 | 0
ST | 0 | 0 | 0 | 0 | 0 | 0
STOG | 0 | 0 | 0 | 0 | 0 | 0
STWD | 126.25 | 3199.39 | 4681.34 | 4681.34 | 4681.34 | 3374.65
WT | 0 | 0 | 209.15 | 209.15 | 209.15 | 209.15
IGCC | 0 | 0 | 0 | 0 | 0 | 0
DemandResponse | 0 | 0 | 0 | 0 | 0 | 0
IGCC-CCS | 0 | 0 | 0 | 0 | 0 | 0
WT_off | 0 | 0 | 0 | 0 | 0 | 0
PseudoUnit | 0 | 0 | 0 | 0 | 0 | 0
FixedInterchange | 0 | 0 | 0 | 0 | 0 | 0
Total Generation by Reporting Type: SPP_N
ReportingType | 2015 | 2020 | 2025 | 2030 | 2035 | 2040
BM | 0 | 0 | 0 | 11161.67 | 47046.13 | 42693.75
CC | 1500.17 | 9794.52 | 21044.68 | 22300.39 | 6568.49 | 6029.21
CSP | 0 | 0 | 0 | 0 | 0 | 0
CT | 0 | 0 | 0 | 0 | 0 | 0
Coal | 61836.51 | 43531.87 | 18848.92 | 6558.11 | 5941.29 | 4885.1
Geo | 0 | 0 | 0 | 0 | 0 | 0
H | 60 | 60 | 60 | 60 | 60 | 60
LFG | 55.19 | 55.19 | 55.19 | 804.17 | 804.17 | 804.17
Nuc | 9035.69 | 9035.69 | 9035.69 | 9035.69 | 9035.69 | 9035.69
PS | 0 | 0 | 0 | 0 | 0 | 0
PV | 0 | 0 | 0 | 0 | 0 | 0
PeakG | 54.71 | 0 | 0 | 0 | 0 | 0
PeakO | 0 | 0 | 0 | 0 | 0 | 0
ST | 0 | 0 | 0 | 0 | 0 | 0
STOG | 63.53 | 0 | 43.37 | 1.06 | 0 | 0.89
STWD | 0 | 0 | 0 | 0 | 0 | 0
WT | 4213.48 | 44883.02 | 44883.02 | 44838.48 | 44883.02 | 47577.51
IGCC | 0 | 0 | 0 | 0 | 0 | 0
DemandResponse | 0 | 0 | 0 | 0 | 0 | 0
IGCC-CCS | 0 | 0 | 0 | 0 | 0 | 0
WT_off | 0 | 0 | 0 | 0 | 0 | 0
PseudoUnit | 0 | 0 | 0 | 0 | 0 | 0
FixedInterchange | 0 | 0 | 0 | 0 | 0 | 0
Total Generation by Reporting Type: SPP_S
ReportingType | 2015 | 2020 | 2025 | 2030 | 2035 | 2040
BM | 0 | 0 | 0 | 0 | 32837.49 | 27706.29
CC | 22292.17 | 11735.19 | 37972.08 | 49481.65 | 15602.98 | 14725.18
CSP | 0 | 0 | 0 | 0 | 0 | 0
CT | 0 | 0 | 0 | 0 | 0 | 0
Coal | 102221.07 | 44074.89 | 12198.69 | 906.1 | 0 | 0
Geo | 0 | 0 | 0 | 0 | 0 | 0
H | 10050.79 | 10050.79 | 10050.79 | 10336.52 | 10336.52 | 10336.52
LFG | 149.8 | 149.8 | 149.8 | 898.78 | 898.78 | 898.78
Nuc | 0.04 | 0.11 | 0.26 | 0.78 | 0.6 | 3813.93
PS | 93.66 | 89.2 | 89.2 | 312.2 | 1137.3 | 1012.15
PV | 0 | 0 | 0 | 0 | 0 | 0
PeakG | 0 | 0 | 0 | 0 | 0 | 0
PeakO | 0 | 0 | 0 | 0 | 0 | 0
ST | 0 | 0 | 0 | 0 | 0 | 0
STOG | 530.91 | 148.09 | 508.8 | 652.08 | 209.95 | 177.58
STWD | 361.86 | 32.13 | 263.52 | 588.67 | 457.27 | 295.44
WT | 9404.55 | 111994.43 | 111994.43 | 111120.58 | 111265.14 | 111994.43
IGCC | 0 | 0 | 0 | 0 | 0 | 0
DemandResponse | 0 | 0 | 0 | 0 | 0 | 0
IGCC-CCS | 0 | 0 | 0 | 0 | 0 | 0
WT_off | 0 | 0 | 0 | 0 | 0 | 0
PseudoUnit | 0 | 0 | 0 | 0 | 0 | 0
FixedInterchange | 0 | 0 | 0 | 0 | 0 | 0
Total Generation by Reporting Type: TVA
ReportingType | 2015 | 2020 | 2025 | 2030 | 2035 | 2040
BM | 0 | 0 | 0 | 26832.75 | 55206.83 | 55206.83
CC | 9883.4 | 35732.55 | 47294.35 | 50525.2 | 5042.2 | 2155.81
CSP | 0 | 0 | 0 | 0 | 0 | 0
CT | 0 | 0 | 0 | 0 | 0 | 0
Coal | 71125.54 | 51333.61 | 33240.15 | 3184.58 | 3184.58 | 3184.58
Geo | 0 | 0 | 0 | 0 | 0 | 0
H | 17444.81 | 17444.8 | 17545.57 | 17545.57 | 17545.57 | 17545.57
LFG | 102.49 | 102.49 | 949.23 | 949.23 | 949.23 | 949.23
Nuc | 65391.09 | 65391.09 | 65391.09 | 65391.09 | 90472.97 | 87334.91
PS | 424.48 | 366.03 | 699.81 | 714.63 | 1226.68 | 2259.8
PV | 0 | 0 | 0 | 0 | 0 | 3854.4
PeakG | 0 | 0 | 0 | 0 | 0 | 0
PeakO | 0 | 0 | 0 | 0 | 0 | 0
ST | 0 | 0 | 0 | 0 | 0 | 0
STOG | 0 | 0 | 0 | 0 | 0 | 0
STWD | 2.48 | 18.04 | 35.04 | 35.04 | 35.04 | 35.04
WT | 73.94 | 73.94 | 283.09 | 283.09 | 283.09 | 283.09
IGCC | 0 | 0 | 0 | 0 | 0 | 0
DemandResponse | 0 | 0 | 0 | 0 | 0 | 0
IGCC-CCS | 0 | 0 | 0 | 0 | 0 | 0
WT_off | 0 | 0 | 0 | 0 | 0 | 0
PseudoUnit | 0 | 0 | 0 | 0 | 0 | 0
FixedInterchange | 0 | 0 | 0 | 0 | 0 | 0
Total Generation by Reporting Type: TVA_Transmission
ReportingType | 2015 | 2020 | 2025 | 2030 | 2035 | 2040
BM | 0 | 0 | 0 | 0 | 0 | 0
CC | 0 | 0 | 0 | 0 | 0 | 0
CSP | 0 | 0 | 0 | 0 | 0 | 0
CT | 0 | 0 | 0 | 0 | 0 | 0
Coal | 0 | 0 | 0 | 0 | 0 | 0
Geo | 0 | 0 | 0 | 0 | 0 | 0
H | 0 | 0 | 0 | 0 | 0 | 0
LFG | 0 | 0 | 0 | 0 | 0 | 0
Nuc | 0 | 0 | 0 | 0 | 0 | 0
PS | 0 | 0 | 0 | 0 | 0 | 0
PV | 0 | 0 | 0 | 0 | 0 | 0
PeakG | 0 | 0 | 0 | 0 | 0 | 0
PeakO | 0 | 0 | 0 | 0 | 0 | 0
ST | 0 | 0 | 0 | 0 | 0 | 0
STOG | 0 | 0 | 0 | 0 | 0 | 0
STWD | 0 | 0 | 0 | 0 | 0 | 0
WT | 0 | 0 | 0 | 0 | 0 | 0
IGCC | 0 | 0 | 0 | 0 | 0 | 0
DemandResponse | 0 | 0 | 0 | 0 | 0 | 0
IGCC-CCS | 0 | 0 | 0 | 0 | 0 | 0
WT_off | 0 | 0 | 0 | 0 | 0 | 0
PseudoUnit | 0 | 0 | 0 | 0 | 0 | 0
FixedInterchange | 0 | 0 | 0 | 0 | 0 | 0
Total Generation by Reporting Type: VACAR
ReportingType | 2015 | 2020 | 2025 | 2030 | 2035 | 2040
BM | 6.84 | 1277.68 | 5298.64 | 52160.85 | 52160.85 | 49430.06
CC | 31691.01 | 47668.59 | 71311.94 | 69502.7 | 8832.18 | 10004.63
CSP | 0 | 0 | 0 | 0 | 0 | 0
CT | 73.69 | 73.69 | 140.69 | 0 | 0 | 0
Coal | 114077.91 | 88448.56 | 37116.37 | 4487.43 | 4189.07 | 3338.86
Geo | 0 | 0 | 0 | 0 | 0 | 0
H | 4325 | 4325 | 4325 | 4325 | 4325 | 4325
LFG | 499.37 | 1343.43 | 1343.43 | 1343.43 | 1343.43 | 1343.43
Nuc | 89032.75 | 107182.03 | 121030.48 | 121030.48 | 95730.53 | 81257.84
PS | 566.17 | 697.98 | 971.31 | 1344.25 | 4833.07 | 6164.58
PV | 42.05 | 299.54 | 304.04 | 305.59 | 305.59 | 2611.65
PeakG | 82.55 | 204.43 | 394.09 | 297.93 | 65.31 | 156.13
PeakO | 0 | 0 | 0 | 0 | 0 | 0
ST | 0 | 0 | 0 | 0 | 0 | 0
STOG | 0 | 0 | 0 | 0 | 0 | 0
STWD | 1969.25 | 1969.25 | 1969.25 | 1969.25 | 1969.25 | 1535.1
WT | 2.34 | 7866.99 | 7866.99 | 7866.99 | 7866.99 | 7866.99
IGCC | 0 | 0 | 0 | 0 | 0 | 0
DemandResponse | 0 | 0 | 0 | 0 | 0 | 0
IGCC-CCS | 0 | 0 | 0 | 0 | 0 | 0
WT_off | 3.46 | 3.46 | 3.46 | 27903.73 | 120580.83 | 133629.6
PseudoUnit | 0 | 0 | 0 | 0 | 0 | 0
FixedInterchange | 0 | 0 | 0 | 0 | 0 | 0
Total Generation by Reporting Type: IESO
ReportingType | 2015 | 2020 | 2025 | 2030 | 2035 | 2040
BM | 33.1 | 10.53 | 7.52 | 63.19 | 33.1 | 123.37
CC | 919.88 | 173.49 | 92.83 | 31.56 | 60.57 | 94.56
CSP | 0 | 0 | 0 | 0 | 0 | 0
CT | 3.44 | 0 | 0 | 0 | 0 | 0
Coal | 0 | 0 | 0 | 0 | 0 | 0
Geo | 0 | 0 | 0 | 0 | 0 | 0
H | 46189.03 | 46189.03 | 46189.03 | 46189.03 | 46189.03 | 47737.94
LFG | 926.37 | 926.37 | 926.37 | 930.31 | 930.31 | 930.31
Nuc | 101402.31 | 100508.51 | 99352.65 | 101402.31 | 93379.23 | 81383.57
PS | 25.83 | 25.83 | 25.83 | 13.53 | 25.83 | 25.83
PV | 78.84 | 78.84 | 78.84 | 78.84 | 78.84 | 78.84
PeakG | 0 | 0 | 0 | 0 | 0 | 0
PeakO | 0 | 0 | 0 | 0 | 0 | 0
ST | 0 | 0 | 0 | 0 | 0 | 0
STOG | 0 | 0 | 0 | 0 | 0 | 0
STWD | 26.27 | 5.1 | 19.21 | 566.04 | 22.22 | 869.57
WT | 8479.75 | 8479.75 | 8479.75 | 8479.75 | 8479.75 | 8479.75
IGCC | 0 | 0 | 0 | 0 | 0 | 0
DemandResponse | 0 | 0 | 0 | 0 | 0 | 0
IGCC-CCS | 0 | 0 | 0 | 0 | 0 | 0
WT_off | 0 | 0 | 0 | 0 | 0 | 0
PseudoUnit | 0 | 0 | 0 | 0 | 0 | 0
FixedInterchange | 0 | 0 | 0 | 0 | 0 | 0
Total Generation by Reporting Type: MAPP_CA
ReportingType | 2015 | 2020 | 2025 | 2030 | 2035 | 2040
BM | 0 | 0 | 0 | 0 | 0 | 0
CC | 4426.68 | 696.74 | 0 | 0 | 0 | 0
CSP | 0 | 0 | 0 | 0 | 0 | 0
CT | 0 | 0 | 0 | 0 | 0 | 0
Coal | 3244.03 | 413.86 | 0 | 0 | 0 | 0
Geo | 0 | 0 | 0 | 0 | 0 | 0
H | 41520.42 | 45597.02 | 54366.11 | 68795.52 | 68795.52 | 68795.52
LFG | 0 | 0 | 0 | 0 | 0 | 0
Nuc | 0.02 | 0.07 | 0.04 | 0.49 | 0 | 0
PS | 0 | 0 | 0 | 0 | 0 | 0
PV | 0 | 0 | 0 | 0 | 0 | 0
PeakG | 34.73 | 30 | 0 | 0 | 0 | 0
PeakO | 0 | 0 | 0 | 0 | 0 | 0
ST | 0 | 0 | 0 | 0 | 0 | 0
STOG | 0.75 | 0 | 0 | 0 | 0 | 0
STWD | 0 | 0 | 0 | 0 | 0 | 0
WT | 1446.06 | 1446.06 | 1446.06 | 1446.06 | 0.44 | 688.72
IGCC | 0 | 0 | 0 | 0 | 0 | 0
DemandResponse | 0 | 0 | 0 | 0 | 0 | 0
IGCC-CCS | 0 | 0 | 0 | 0 | 0 | 0
WT_off | 0 | 0 | 0 | 0 | 0 | 0
PseudoUnit | 0 | 0 | 0 | 0 | 0 | 0
FixedInterchange | 0 | 0 | 0 | 0 | 0 | 0
Total Generation by Reporting Type: AZ_NM_SNV_Coal
ReportingType | 2015 | 2020 | 2025 | 2030 | 2035 | 2040
BM | 0 | 0 | 0 | 0 | 0 | 0
CC | 0 | 0 | 0 | 0 | 0 | 0
CSP | 0 | 0 | 0 | 0 | 0 | 0
CT | 0 | 0 | 0 | 0 | 0 | 0
Coal | 77482.02 | 77472.95 | 61397.89 | 3207.88 | 3145.05 | 1520.25
Geo | 0 | 0 | 0 | 0 | 0 | 0
H | 0 | 0 | 0 | 0 | 0 | 0
LFG | 0 | 0 | 0 | 0 | 0 | 0
Nuc | 0 | 0 | 0 | 0 | 0 | 0
PS | 0 | 0 | 0 | 0 | 0 | 0
PV | 0 | 0 | 0 | 0 | 0 | 0
PeakG | 0 | 0 | 0 | 0 | 0 | 0
PeakO | 0 | 0 | 0 | 0 | 0 | 0
ST | 0 | 0 | 0 | 0 | 0 | 0
STOG | 0 | 0 | 0 | 0 | 0 | 0
STWD | 0 | 0 | 0 | 0 | 0 | 0
WT | 0 | 0 | 0 | 0 | 0 | 0
IGCC | 0 | 0 | 0 | 0 | 0 | 0
DemandResponse | 0 | 0 | 0 | 0 | 0 | 0
IGCC-CCS | 0 | 0 | 0 | 0 | 0 | 0
WT_off | 0 | 0 | 0 | 0 | 0 | 0
PseudoUnit | 0 | 0 | 0 | 0 | 0 | 0
FixedInterchange | 0 | 0 | 0 | 0 | 0 | 0
Total Generation by Reporting Type: AZ_NM_SNV_Gas
ReportingType | 2015 | 2020 | 2025 | 2030 | 2035 | 2040
BM | 0 | 0 | 0 | 0 | 0 | 0
CC | 42676.18 | 28562.11 | 30776.37 | 33818.7 | 8048.79 | 4426.1
CSP | 0 | 0 | 0 | 0 | 0 | 0
CT | 0 | 0 | 0 | 0 | 0 | 0
Coal | 0 | 0 | 0 | 0 | 0 | 0
Geo | 0 | 0 | 0 | 0 | 0 | 0
H | 0 | 0 | 0 | 0 | 0 | 0
LFG | 0 | 0 | 0 | 0 | 0 | 0
Nuc | 0 | 0 | 0 | 0 | 0 | 0
PS | 0 | 0 | 0 | 0 | 0 | 0
PV | 0 | 0 | 0 | 0 | 0 | 0
PeakG | 0 | 0 | 0 | 0 | 0 | 0
PeakO | 0 | 0 | 0 | 0 | 0 | 0
ST | 0 | 0 | 0 | 0 | 0 | 0
STOG | 0 | 0 | 0 | 0 | 0 | 0
STWD | 0 | 0 | 0 | 0 | 0 | 0
WT | 0 | 0 | 0 | 0 | 0 | 0
IGCC | 0 | 0 | 0 | 0 | 0 | 0
DemandResponse | 0 | 0 | 0 | 0 | 0 | 0
IGCC-CCS | 0 | 0 | 0 | 0 | 0 | 0
WT_off | 0 | 0 | 0 | 0 | 0 | 0
PseudoUnit | 0 | 0 | 0 | 0 | 0 | 0
FixedInterchange | 0 | 0 | 0 | 0 | 0 | 0
Total Generation by Reporting Type: AZ_NM_SNV_NucRenew
ReportingType | 2015 | 2020 | 2025 | 2030 | 2035 | 2040
BM | 0 | 0 | 0 | 0 | 33228.76 | 22035.91
CC | 0 | 0 | 0 | 0 | 0 | 0
CSP | 0 | 0 | 0 | 0 | 0 | 0
CT | 0 | 0 | 0 | 0 | 0 | 0
Coal | 0 | 0 | 0 | 0 | 0 | 0
Geo | 0 | 0 | 12066.9 | 12066.9 | 12066.9 | 12066.9
H | 8952 | 8952 | 8952 | 8952 | 8952 | 8952
LFG | 55.19 | 55.19 | 533.48 | 533.48 | 533.48 | 533.48
Nuc | 30183.89 | 30183.89 | 30183.89 | 78270.05 | 96676.19 | 102540.88
PS | 23.76 | 7.56 | 7.56 | 9.29 | 34.56 | 7.56
PV | 365.63 | 365.63 | 365.63 | 365.63 | 365.63 | 365.63
PeakG | 0 | 0 | 0 | 0 | 0 | 0
PeakO | 0 | 0 | 0 | 0 | 0 | 0
ST | 981.12 | 2542.54 | 3407.87 | 3802.41 | 5630.71 | 5630.71
STOG | 0 | 0 | 0 | 0 | 0 | 0
STWD | 182.21 | 182.21 | 182.21 | 182.21 | 182.21 | 142.04
WT | 1407.73 | 33014.91 | 33014.91 | 33014.91 | 33014.91 | 33014.91
IGCC | 0 | 0 | 0 | 0 | 0 | 0
DemandResponse | 0 | 0 | 0 | 0 | 0 | 0
IGCC-CCS | 0 | 0 | 0 | 0 | 0 | 0
WT_off | 0 | 0 | 0 | 0 | 0 | 0
PseudoUnit | 0 | 0 | 0 | 0 | 0 | 0
FixedInterchange | 0 | 0 | 0 | 0 | 0 | 0
Total Generation by Reporting Type: ERCOT
ReportingType | 2015 | 2020 | 2025 | 2030 | 2035 | 2040
BM | 664.42 | 1082.59 | 1082.59 | 1082.59 | 25418.82 | 20267.44
CC | 122439.61 | 119192.33 | 175952.7 | 194304.6 | 55379.27 | 37460.41
CSP | 0 | 0 | 0 | 0 | 0 | 0
CT | 0 | 0 | 1.13 | 2.34 | 0 | 0
Coal | 140156.44 | 86406.33 | 29495.76 | 10535.34 | 9740.11 | 8293.12
Geo | 0 | 0 | 0 | 0 | 0 | 0
H | 607.38 | 607.38 | 607.38 | 607.38 | 607.38 | 607.38
LFG | 591.3 | 591.3 | 3382.24 | 3382.24 | 3382.24 | 3382.24
Nuc | 39655.79 | 39655.79 | 39655.79 | 39655.79 | 154416.32 | 184810.48
PS | 0 | 0 | 0 | 0 | 0 | 0
PV | 30.84 | 30.84 | 30.84 | 30.77 | 30.59 | 30.59
PeakG | 0 | 0 | 0 | 0.96 | 0 | 32.92
PeakO | 0 | 0 | 0 | 0 | 0 | 0
ST | 0 | 0 | 0 | 0 | 0 | 0
STOG | 387.85 | 227.24 | 754.92 | 804.5 | 0 | 0
STWD | 0 | 0 | 0 | 0 | 0 | 0
WT | 27080.39 | 84471.62 | 84471.62 | 83850.35 | 83822.36 | 84562.37
IGCC | 0 | 0 | 0 | 0 | 0 | 0
DemandResponse | 0 | 0 | 0 | 0 | 0 | 0
IGCC-CCS | 0 | 0 | 0 | 0 | 0 | 0
WT_off | 0 | 0 | 0 | 0 | 0 | 0
PseudoUnit | 0 | 0 | 0 | 0 | 0 | 0
FixedInterchange | 0 | 0 | 0 | 0 | 0 | 0
Total Generation by Reporting Type: NP15
ReportingType | 2015 | 2020 | 2025 | 2030 | 2035 | 2040
BM | 0 | 0 | 0 | 0 | 6295.74 | 4856.53
CC | 63324.77 | 53069.15 | 44381.39 | 43147.79 | 12853.39 | 3652.4
CSP | 0 | 0 | 0 | 0 | 0 | 0
CT | 0 | 0 | 0 | 0 | 0 | 0
Coal | 1435.64 | 213.44 | 213.44 | 0 | 0 | 0
Geo | 9050.48 | 14043.68 | 14043.68 | 14043.68 | 14043.68 | 14043.68
H | 24182 | 24182 | 24182 | 24182 | 24182 | 24182
LFG | 670.14 | 2092.66 | 5124.6 | 5124.6 | 5124.6 | 5124.6
Nuc | 17915.6 | 17915.6 | 17915.6 | 39476.1 | 64463.59 | 78997.42
PS | 0 | 9.9 | 16.69 | 19.47 | 0 | 18.13
PV | 153.52 | 153.52 | 153.52 | 153.52 | 153.52 | 153.52
PeakG | 0 | 0 | 0 | 0 | 0 | 0
PeakO | 0 | 0 | 0 | 0 | 0 | 0
ST | 99.08 | 99.08 | 99.08 | 99.08 | 99.08 | 341.64
STOG | 8.8 | 0 | 0 | 0 | 0 | 0
STWD | 3097.54 | 3097.54 | 3097.54 | 3097.54 | 3097.54 | 2414.64
WT | 3102.31 | 11679.16 | 26346.49 | 32748.71 | 33576.2 | 35206.75
IGCC | 0 | 0 | 0 | 0 | 0 | 0
DemandResponse | 0 | 0 | 0 | 0 | 0 | 0
IGCC-CCS | 0 | 0 | 0 | 0 | 0 | 0
WT_off | 0 | 0 | 0 | 0 | 0 | 0
PseudoUnit | 0 | 0 | 0 | 0 | 0 | 0
FixedInterchange | 0 | 0 | 0 | 0 | 0 | 0
Total Generation by Reporting Type: NWPP_Coal
ReportingType | 2015 | 2020 | 2025 | 2030 | 2035 | 2040
BM | 0 | 0 | 0 | 0 | 0 | 0
CC | 0 | 0 | 0 | 0 | 0 | 0
CSP | 0 | 0 | 0 | 0 | 0 | 0
CT | 0 | 0 | 0 | 0 | 0 | 0
Coal | 97079.89 | 92150.47 | 46787.93 | 1324.32 | 1282.61 | 602.19
Geo | 0 | 0 | 0 | 0 | 0 | 0
H | 0 | 0 | 0 | 0 | 0 | 0
LFG | 0 | 0 | 0 | 0 | 0 | 0
Nuc | 0 | 0 | 0 | 0 | 0 | 0
PS | 0 | 0 | 0 | 0 | 0 | 0
PV | 0 | 0 | 0 | 0 | 0 | 0
PeakG | 0 | 0 | 0 | 0 | 0 | 0
PeakO | 0 | 0 | 0 | 0 | 0 | 0
ST | 0 | 0 | 0 | 0 | 0 | 0
STOG | 0 | 0 | 0 | 0 | 0 | 0
STWD | 0 | 0 | 0 | 0 | 0 | 0
WT | 0 | 0 | 0 | 0 | 0 | 0
IGCC | 0 | 0 | 0 | 0 | 0 | 0
DemandResponse | 0 | 0 | 0 | 0 | 0 | 0
IGCC-CCS | 0 | 0 | 0 | 0 | 0 | 0
WT_off | 0 | 0 | 0 | 0 | 0 | 0
PseudoUnit | 0 | 0 | 0 | 0 | 0 | 0
FixedInterchange | 0 | 0 | 0 | 0 | 0 | 0
Total Generation by Reporting Type: NWPP_Gas
ReportingType | 2015 | 2020 | 2025 | 2030 | 2035 | 2040
BM | 0 | 0 | 0 | 0 | 0 | 0
CC | 2289.51 | 2289.51 | 2289.51 | 2289.51 | 1034.4 | 0
CSP | 0 | 0 | 0 | 0 | 0 | 0
CT | 0 | 0 | 0 | 0 | 0 | 0
Coal | 0 | 0 | 0 | 0 | 0 | 0
Geo | 0 | 0 | 0 | 0 | 0 | 0
H | 0 | 0 | 0 | 0 | 0 | 0
LFG | 0 | 0 | 0 | 0 | 0 | 0
Nuc | 0 | 0 | 0 | 0 | 0 | 0
PS | 0 | 0 | 0 | 0 | 0 | 0
PV | 0 | 0 | 0 | 0 | 0 | 0
PeakG | 0 | 0 | 0 | 0 | 0 | 0
PeakO | 0 | 0 | 0 | 0 | 0 | 0
ST | 0 | 0 | 0 | 0 | 0 | 0
STOG | 0 | 0 | 0 | 0 | 0 | 0
STWD | 0 | 0 | 0 | 0 | 0 | 0
WT | 0 | 0 | 0 | 0 | 0 | 0
IGCC | 0 | 0 | 0 | 0 | 0 | 0
DemandResponse | 0 | 0 | 0 | 0 | 0 | 0
IGCC-CCS | 0 | 0 | 0 | 0 | 0 | 0
WT_off | 0 | 0 | 0 | 0 | 0 | 0
PseudoUnit | 0 | 0 | 0 | 0 | 0 | 0
FixedInterchange | 0 | 0 | 0 | 0 | 0 | 0
Total Generation by Reporting Type: NWPP_NucRenew
ReportingType | 2015 | 2020 | 2025 | 2030 | 2035 | 2040
BM | 243.02 | 243.02 | 243.02 | 243.02 | 20317.51 | 18851.18
CC | 0 | 0 | 0 | 0 | 0 | 0
CSP | 0 | 0 | 0 | 0 | 0 | 0
CT | 0 | 0 | 0 | 0 | 0 | 0
Coal | 0 | 0 | 0 | 0 | 0 | 0
Geo | 3280.13 | 3280.13 | 6891.88 | 6891.88 | 6891.88 | 6891.88
H | 133486 | 133486 | 133486 | 134577.8 | 134577.8 | 134577.8
LFG | 1013.09 | 1013.09 | 2940.73 | 2940.73 | 2940.73 | 2940.73
Nuc | 8809.8 | 8809.8 | 8809.8 | 31589.67 | 31589.67 | 45793.75
PS | 0 | 0 | 0 | 0 | 0 | 0
PV | 7.88 | 7.88 | 7.88 | 7.88 | 7.88 | 7.88
PeakG | 0 | 0 | 0 | 0 | 0 | 0
PeakO | 0 | 0 | 0 | 0 | 0 | 0
ST | 0 | 0 | 0 | 0 | 0 | 7.62
STOG | 0 | 0 | 0 | 0 | 0 | 0
STWD | 17.67 | 3931.49 | 3931.49 | 3931.49 | 3931.49 | 1853.99
WT | 15874.4 | 15874.4 | 64079.39 | 65216 | 65216.01 | 70568.32
IGCC | 0 | 0 | 0 | 0 | 0 | 0
DemandResponse | 0 | 0 | 0 | 0 | 0 | 0
IGCC-CCS | 0 | 0 | 0 | 0 | 0 | 0
WT_off | 0 | 0 | 0 | 0 | 0 | 0
PseudoUnit | 0 | 0 | 0 | 0 | 0 | 0
FixedInterchange | 0 | 0 | 0 | 0 | 0 | 0
Total Generation by Reporting Type: RMPA
ReportingType | 2015 | 2020 | 2025 | 2030 | 2035 | 2040
BM | 0 | 0 | 0 | 24903.21 | 27824.53 | 24553.88
CC | 2784.68 | 1592.45 | 2200.18 | 2965.14 | 744.03 | 309.13
CSP | 0 | 0 | 0 | 0 | 0 | 0
CT | 0 | 0 | 0 | 0 | 0 | 0
Coal | 55435.07 | 51803.36 | 23538.34 | 4357.49 | 4286.77 | 2095.65
Geo | 0 | 208.05 | 21387.54 | 21387.54 | 21387.54 | 21387.54
H | 4353 | 4353 | 4353 | 4353 | 4353 | 4353
LFG | 58.34 | 58.34 | 58.34 | 286.45 | 286.45 | 286.45
Nuc | 0.14 | 0.28 | 0.53 | 0.78 | 0.6 | 5687.17
PS | 107.37 | 117.23 | 61.93 | 61.93 | 528.92 | 214.06
PV | 54.93 | 54.93 | 54.93 | 54.93 | 54.93 | 54.93
PeakG | 0 | 0 | 0.73 | 0 | 1.61 | 0.47
PeakO | 0 | 0 | 0 | 0 | 0 | 0
ST | 9.83 | 1213.6 | 1213.6 | 1231.5 | 1231.5 | 1639.6
STOG | 0 | 0 | 0 | 0 | 0 | 0
STWD | 0 | 0 | 0 | 0 | 0 | 0
WT | 6354.34 | 17013.67 | 17013.67 | 18626.99 | 18626.99 | 18626.99
IGCC | 0 | 0 | 0 | 0 | 0 | 0
DemandResponse | 0 | 0 | 0 | 0 | 0 | 0
IGCC-CCS | 0 | 0 | 0 | 0 | 0 | 0
WT_off | 0 | 0 | 0 | 0 | 0 | 0
PseudoUnit | 0 | 0 | 0 | 0 | 0 | 0
FixedInterchange | 0 | 0 | 0 | 0 | 0 | 0
Total Generation by Reporting Type: SP15
ReportingType | 2015 | 2020 | 2025 | 2030 | 2035 | 2040
BM | 44.8 | 44.8 | 44.8 | 4322.37 | 5036.6 | 3885.22
CC | 75815.98 | 59813.65 | 48070.68 | 57178.61 | 25566.26 | 17045.93
CSP | 0 | 0 | 0 | 0 | 0 | 0
CT | 0 | 0 | 0 | 0 | 0 | 0
Coal | 1392.49 | 761.6 | 761.6 | 10.4 | 0 | 0
Geo | 7774.15 | 19841.05 | 19841.05 | 19841.05 | 19841.05 | 19841.05
H | 5920 | 5920 | 5920 | 5920 | 5920 | 5920
LFG | 1759.71 | 6141.64 | 6141.64 | 6141.64 | 6141.64 | 6141.64
Nuc | 17526.13 | 17526.13 | 17526.13 | 17654.33 | 17654.33 | 54625.65
PS | 0 | 110.27 | 100.58 | 158.4 | 193.01 | 48.69
PV | 331.57 | 331.57 | 331.57 | 331.57 | 331.57 | 331.57
PeakG | 0 | 0 | 0 | 0 | 0 | 0
PeakO | 0 | 0 | 0 | 0 | 0 | 0
ST | 1569.79 | 1569.79 | 1569.79 | 8718.19 | 10012.5 | 12942.33
STOG | 300.95 | 36.93 | 28.62 | 55.07 | 71.28 | 14.63
STWD | 833.95 | 833.95 | 833.95 | 833.95 | 833.95 | 650.1
WT | 5740.26 | 29102.65 | 42569.13 | 42569.13 | 42569.13 | 42569.13
IGCC | 0 | 0 | 0 | 0 | 0 | 0
DemandResponse | 0 | 0 | 0 | 0 | 0 | 0
IGCC-CCS | 0 | 0 | 0 | 0 | 0 | 0
WT_off | 0 | 0 | 0 | 0 | 0 | 0
PseudoUnit | 0 | 0 | 0 | 0 | 0 | 0
FixedInterchange | 0 | 0 | 0 | 0 | 0 | 0
Total Generation by Reporting Type: ALB
ReportingType | 2015 | 2020 | 2025 | 2030 | 2035 | 2040
BM | 0 | 0 | 0 | 0 | 0 | 0
CC | 13634.4 | 14815.09 | 14848.23 | 1243.22 | 2.38 | 6.45
CSP | 0 | 0 | 0 | 0 | 0 | 0
CT | 0 | 0 | 0 | 0 | 0 | 0
Coal | 46350.59 | 46350.59 | 46350.59 | 2205.78 | 0 | 1.92
Geo | 0 | 0 | 0 | 0 | 0 | 0
H | 1979.87 | 1979.87 | 1979.87 | 1979.87 | 1979.87 | 1979.87
LFG | 78.84 | 78.84 | 78.84 | 78.84 | 78.84 | 78.84
Nuc | 0 | 0.78 | 0.78 | 64852.54 | 67766.52 | 69973.16
PS | 0 | 0 | 0 | 0 | 0 | 0
PV | 0 | 0 | 0 | 0 | 0 | 0
PeakG | 0 | 0 | 0 | 0 | 0 | 0
PeakO | 0 | 0 | 0 | 0 | 0 | 0
ST | 0 | 0 | 0 | 0 | 0 | 0
STOG | 0 | 0 | 0 | 0 | 0 | 0
STWD | 715.66 | 1219.39 | 1219.39 | 1219.39 | 1219.39 | 1219.39
WT | 1553.84 | 1553.84 | 1764.26 | 1764.26 | 1764.26 | 1764.26
IGCC | 0 | 0 | 0 | 0 | 0 | 0
DemandResponse | 0 | 0 | 0 | 0 | 0 | 0
IGCC-CCS | 0 | 0 | 0 | 0 | 0 | 0
WT_off | 0 | 0 | 0 | 0 | 0 | 0
PseudoUnit | 0 | 0 | 0 | 0 | 0 | 0
FixedInterchange | 0 | 0 | 0 | 0 | 0 | 0
Total Generation by Reporting Type: BC
ReportingType | 2015 | 2020 | 2025 | 2030 | 2035 | 2040
BM | 0 | 0 | 0 | 0 | 0 | 0
CC | 4288.44 | 4288.44 | 4288.44 | 2723.94 | 0 | 0
CSP | 0 | 0 | 0 | 0 | 0 | 0
CT | 0 | 0 | 0 | 0 | 0 | 0
Coal | 0 | 0 | 0 | 0 | 0 | 0
Geo | 0 | 0 | 0 | 0 | 0 | 0
H | 54411.22 | 54411.22 | 54411.22 | 54411.22 | 54411.22 | 54411.22
LFG | 189.22 | 189.22 | 189.22 | 189.22 | 189.22 | 189.22
Nuc | 0 | 0.49 | 0.78 | 2737.24 | 2737.24 | 9339.85
PS | 0 | 0 | 0 | 0 | 0 | 0
PV | 0 | 0 | 0 | 0 | 0 | 0
PeakG | 0 | 0 | 0 | 0 | 0 | 0
PeakO | 0 | 0 | 0 | 0 | 0 | 0
ST | 0 | 0 | 0 | 0 | 0 | 0
STOG | 0 | 0 | 0 | 0 | 0 | 0
STWD | 2158.11 | 3574.08 | 3574.08 | 3574.08 | 3574.08 | 3574.08
WT | 568.82 | 568.82 | 568.82 | 929.53 | 929.53 | 929.53
IGCC | 0 | 0 | 0 | 0 | 0 | 0
DemandResponse | 0 | 0 | 0 | 0 | 0 | 0
IGCC-CCS | 0 | 0 | 0 | 0 | 0 | 0
WT_off | 0 | 0 | 0 | 0 | 0 | 0
PseudoUnit | 0 | 0 | 0 | 0 | 0 | 0
FixedInterchange | 0 | 0 | 0 | 0 | 0 | 0
Total Generation by Reporting Type: HQ_IESO
ReportingType | 2015 | 2020 | 2025 | 2030 | 2035 | 2040
BM | 0 | 0 | 0 | 0 | 0 | 0
CC | 0 | 0 | 0 | 0 | 0 | 0
CSP | 0 | 0 | 0 | 0 | 0 | 0
CT | 0 | 0 | 0 | 0 | 0 | 0
Coal | 0 | 0 | 0 | 0 | 0 | 0
Geo | 0 | 0 | 0 | 0 | 0 | 0
H | 0 | 0 | 0 | 0 | 0 | 0
LFG | 0 | 0 | 0 | 0 | 0 | 0
Nuc | 0.02 | 0 | 0 | 0.02 | 0.01 | 0.04
PS | 0 | 0 | 0 | 0 | 0 | 0
PV | 0 | 0 | 0 | 0 | 0 | 0
PeakG | 0 | 0 | 0 | 0 | 0 | 0
PeakO | 0 | 0 | 0 | 0 | 0 | 0
ST | 0 | 0 | 0 | 0 | 0 | 0
STOG | 0 | 0 | 0 | 0 | 0 | 0
STWD | 0 | 0 | 0 | 0 | 0 | 0
WT | 0 | 0 | 0 | 0 | 0 | 0
IGCC | 0 | 0 | 0 | 0 | 0 | 0
DemandResponse | 0 | 0 | 0 | 0 | 0 | 0
IGCC-CCS | 0 | 0 | 0 | 0 | 0 | 0
WT_off | 0 | 0 | 0 | 0 | 0 | 0
PseudoUnit | 0 | 0 | 0 | 544.66 | 544.66 | 544.66
FixedInterchange | 2336 | 2336 | 2336 | 2336 | 2336 | 2336
Total Generation by Reporting Type: HQ_NEISO
ReportingType | 2015 | 2020 | 2025 | 2030 | 2035 | 2040
BM | 0 | 0 | 0 | 0 | 0 | 0
CC | 0 | 0 | 0 | 0 | 0 | 0
CSP | 0 | 0 | 0 | 0 | 0 | 0
CT | 0 | 0 | 0 | 0 | 0 | 0
Coal | 0 | 0 | 0 | 0 | 0 | 0
Geo | 0 | 0 | 0 | 0 | 0 | 0
H | 0 | 0 | 0 | 0 | 0 | 0
LFG | 0 | 0 | 0 | 0 | 0 | 0
Nuc | 0.06 | 0.02 | 0.01 | 0.36 | 0.36 | 0.36
PS | 0 | 0 | 0 | 0 | 0 | 0
PV | 0 | 0 | 0 | 0 | 0 | 0
PeakG | 0 | 0 | 0 | 0 | 0 | 0
PeakO | 0 | 0 | 0 | 0 | 0 | 0
ST | 0 | 0 | 0 | 0 | 0 | 0
STOG | 0 | 0 | 0 | 0 | 0 | 0
STWD | 0 | 0 | 0 | 0 | 0 | 0
WT | 0 | 0 | 0 | 0 | 0 | 0
IGCC | 0 | 0 | 0 | 0 | 0 | 0
DemandResponse | 0 | 0 | 0 | 0 | 0 | 0
IGCC-CCS | 0 | 0 | 0 | 0 | 0 | 0
WT_off | 0 | 0 | 0 | 0 | 0 | 0
PseudoUnit | 0 | 0 | 7325.51 | 7325.51 | 7325.51 | 7325.51
FixedInterchange | 19184.4 | 19184.4 | 19184.4 | 19184.4 | 19184.4 | 19184.4
Total Generation by Reporting Type: HQ_NY
ReportingType | 2015 | 2020 | 2025 | 2030 | 2035 | 2040
BM | 0 | 0 | 0 | 0 | 0 | 0
CC | 0 | 0 | 0 | 0 | 0 | 0
CSP | 0 | 0 | 0 | 0 | 0 | 0
CT | 0 | 0 | 0 | 0 | 0 | 0
Coal | 0 | 0 | 0 | 0 | 0 | 0
Geo | 0 | 0 | 0 | 0 | 0 | 0
H | 0 | 0 | 0 | 0 | 0 | 0
LFG | 0 | 0 | 0 | 0 | 0 | 0
Nuc | 0.02 | 0.05 | 0.07 | 0.36 | 0.36 | 0.37
PS | 0 | 0 | 0 | 0 | 0 | 0
PV | 0 | 0 | 0 | 0 | 0 | 0
PeakG | 0 | 0 | 0 | 0 | 0 | 0
PeakO | 0 | 0 | 0 | 0 | 0 | 0
ST | 0 | 0 | 0 | 0 | 0 | 0
STOG | 0 | 0 | 0 | 0 | 0 | 0
STWD | 0 | 0 | 0 | 0 | 0 | 0
WT | 0 | 0 | 0 | 0 | 0 | 0
IGCC | 0 | 0 | 0 | 0 | 0 | 0
DemandResponse | 0 | 0 | 0 | 0 | 0 | 0
IGCC-CCS | 0 | 0 | 0 | 0 | 0 | 0
WT_off | 0 | 0 | 0 | 0 | 0 | 0
PseudoUnit | 0 | 14570.11 | 14570.11 | 14570.11 | 14570.11 | 14570.11
FixedInterchange | 5840 | 5840 | 5840 | 5840 | 5840 | 5840
Total Generation by Reporting Type: MARITIMES
ReportingType | 2015 | 2020 | 2025 | 2030 | 2035 | 2040
BM | 0 | 0 | 0 | 0 | 0 | 0
CC | 0 | 0 | 0 | 0 | 0 | 0
CSP | 0 | 0 | 0 | 0 | 0 | 0
CT | 0 | 0 | 0 | 0 | 0 | 0
Coal | 0 | 0 | 0 | 0 | 0 | 0
Geo | 0 | 0 | 0 | 0 | 0 | 0
H | 0 | 0 | 0 | 0 | 0 | 0
LFG | 0 | 0 | 0 | 0 | 0 | 0
Nuc | 0.06 | 0.02 | 0.01 | 0.36 | 0.36 | 0.36
PS | 0 | 0 | 0 | 0 | 0 | 0
PV | 0 | 0 | 0 | 0 | 0 | 0
PeakG | 0 | 0 | 0 | 0 | 0 | 0
PeakO | 0 | 0 | 0 | 0 | 0 | 0
ST | 0 | 0 | 0 | 0 | 0 | 0
STOG | 0 | 0 | 0 | 0 | 0 | 0
STWD | 0 | 0 | 0 | 0 | 0 | 0
WT | 0 | 0 | 0 | 0 | 0 | 0
IGCC | 0 | 0 | 0 | 0 | 0 | 0
DemandResponse | 0 | 0 | 0 | 0 | 0 | 0
IGCC-CCS | 0 | 0 | 0 | 0 | 0 | 0
WT_off | 0 | 0 | 0 | 0 | 0 | 0
PseudoUnit | 0 | 0 | 2480.72 | 2480.72 | 2480.72 | 2480.72
FixedInterchange | 8760 | 8760 | 8760 | 8760 | 8760 | 8760
Total Generation by Reporting Type: All
ReportingType | 2015 | 2020 | 2025 | 2030 | 2035 | 2040
BM | 4068.37 | 8185.07 | 12203.01 | 187823.4 | 729537.96 | 686460.35
CC | 764096.15 | 881169.05 | 1123513.55 | 1165124.85 | 298543.8 | 187237.13
CSP | 0 | 0 | 0 | 0 | 0 | 0
CT | 271.14 | 335.83 | 442.91 | 333.79 | 4.4 | 31.68
Coal | 1952697.93 | 1371922.12 | 731085.93 | 204633.55 | 195384.75 | 180395.69
Geo | 20459.37 | 37727.52 | 74585.65 | 74585.65 | 74585.65 | 74585.65
H | 430354.22 | 440977.58 | 455380.63 | 472474.88 | 472474.88 | 474023.79
LFG | 32608.22 | 48005.68 | 65429.32 | 71137.33 | 71137.33 | 71137.33
Nuc | 913194.36 | 942802.57 | 1058489.17 | 1321578.86 | 1504039.21 | 1740009.07
PS | 4556.32 | 4398.44 | 5101.03 | 6375.92 | 12615.28 | 25387.57
PV | 1434.35 | 5448.94 | 7208.89 | 7521.62 | 7543.87 | 17668.41
PeakG | 1701.39 | 2329.1 | 3601.22 | 3191.15 | 1213.36 | 1730.3
PeakO | 0 | 0 | 0 | 0 | 0 | 0
ST | 2659.82 | 5425.01 | 6290.34 | 13851.18 | 16973.79 | 20561.9
STOG | 1973.95 | 935.22 | 1989.11 | 1868.89 | 563.03 | 396.38
STWD | 17043.01 | 25029.55 | 29734.25 | 32850.33 | 31035.89 | 25408.22
WT | 178096.59 | 648459.2 | 860598.95 | 901154.13 | 914749.43 | 936458.22
IGCC | 4427.31 | 4427.31 | 4427.31 | 228.04 | 19.47 | 0
DemandResponse | 0 | 0 | 0 | 0 | 0 | 0
IGCC-CCS | 0 | 0 | 0 | 0 | 0 | 0
WT_off | 1873.58 | 1873.58 | 5864.11 | 33764.38 | 157277.36 | 170326.13
PseudoUnit | 0 | 14570.11 | 24376.33 | 24920.99 | 24920.99 | 24920.99
FixedInterchange | 36120.4 | 36120.4 | 36120.4 | 36120.4 | 36120.4 | 36120.4
Total Generation by Reporting Type: EI_US
ReportingType | 2015 | 2020 | 2025 | 2030 | 2035 | 2040
BM | 3083.03 | 6804.12 | 10825.08 | 157209.01 | 611382.9 | 591886.82
CC | 431496.01 | 596676.09 | 800613.22 | 827421.77 | 194854.7 | 124242.17
CSP | 0 | 0 | 0 | 0 | 0 | 0
CT | 267.7 | 335.83 | 441.77 | 331.45 | 4.4 | 31.68
Coal | 1530121.76 | 1016349.53 | 522540.38 | 182992.33 | 176930.2 | 167882.57
Geo | 354.6 | 354.6 | 354.6 | 354.6 | 354.6 | 354.6
H | 108753.3 | 115300.06 | 120934.02 | 122507.06 | 122507.06 | 122507.06
LFG | 27266.03 | 36859.03 | 46053.86 | 51529.82 | 51529.82 | 51529.82
Nuc | 697700.65 | 728201.21 | 845043.16 | 945939.54 | 975355.52 | 1106857.09
PS | 4399.36 | 4127.65 | 4888.44 | 6113.3 | 11832.96 | 25073.29
PV | 411.15 | 4425.73 | 6185.69 | 6498.48 | 6520.91 | 16645.46
PeakG | 1666.66 | 2299.1 | 3600.49 | 3190.19 | 1211.75 | 1696.92
PeakO | 0 | 0 | 0 | 0 | 0 | 0
ST | 0 | 0 | 0 | 0 | 0 | 0
STOG | 1275.6 | 671.05 | 1205.57 | 1009.32 | 491.75 | 381.76
STWD | 10011.6 | 12185.79 | 16876.38 | 19445.64 | 18175.01 | 14684.41
WT | 106488.69 | 445254.31 | 580844.85 | 612508.43 | 626749.85 | 640047.48
IGCC | 4427.31 | 4427.31 | 4427.31 | 228.04 | 19.47 | 0
DemandResponse | 0 | 0 | 0 | 0 | 0 | 0
IGCC-CCS | 0 | 0 | 0 | 0 | 0 | 0
WT_off | 1873.58 | 1873.58 | 5864.11 | 33764.38 | 157277.36 | 170326.13
PseudoUnit | 0 | 14570.11 | 24376.33 | 24376.33 | 24376.33 | 24376.33
FixedInterchange | 33784.4 | 33784.4 | 33784.4 | 33784.4 | 33784.4 | 33784.4
Total Generation by Reporting Type: EI_Canada
ReportingType | 2015 | 2020 | 2025 | 2030 | 2035 | 2040
BM | 33.1 | 10.53 | 7.52 | 63.19 | 33.1 | 123.37
CC | 5346.56 | 870.23 | 92.83 | 31.56 | 60.57 | 94.56
CSP | 0 | 0 | 0 | 0 | 0 | 0
CT | 3.44 | 0 | 0 | 0 | 0 | 0
Coal | 3244.03 | 413.86 | 0 | 0 | 0 | 0
Geo | 0 | 0 | 0 | 0 | 0 | 0
H | 87709.45 | 91786.05 | 100555.14 | 114984.55 | 114984.55 | 116533.45
LFG | 926.37 | 926.37 | 926.37 | 930.31 | 930.31 | 930.31
Nuc | 101402.35 | 100508.59 | 99352.7 | 101402.82 | 93379.24 | 81383.61
PS | 25.83 | 25.83 | 25.83 | 13.53 | 25.83 | 25.83
PV | 78.84 | 78.84 | 78.84 | 78.84 | 78.84 | 78.84
PeakG | 34.73 | 30 | 0 | 0 | 0 | 0
PeakO | 0 | 0 | 0 | 0 | 0 | 0
ST | 0 | 0 | 0 | 0 | 0 | 0
STOG | 0.75 | 0 | 0 | 0 | 0 | 0
STWD | 26.27 | 5.1 | 19.21 | 566.04 | 22.22 | 869.57
WT | 9925.81 | 9925.81 | 9925.81 | 9925.81 | 8480.19 | 9168.47
IGCC | 0 | 0 | 0 | 0 | 0 | 0
DemandResponse | 0 | 0 | 0 | 0 | 0 | 0
IGCC-CCS | 0 | 0 | 0 | 0 | 0 | 0
WT_off | 0 | 0 | 0 | 0 | 0 | 0
PseudoUnit | 0 | 0 | 0 | 544.66 | 544.66 | 544.66
FixedInterchange | 2336 | 2336 | 2336 | 2336 | 2336 | 2336
Total Generation by Reporting Type: EI
ReportingType | 2015 | 2020 | 2025 | 2030 | 2035 | 2040
BM | 3116.13 | 6814.66 | 10832.6 | 157272.21 | 611416 | 592010.2
CC | 436842.57 | 597546.32 | 800706.05 | 827453.33 | 194915.27 | 124336.73
CSP | 0 | 0 | 0 | 0 | 0 | 0
CT | 271.14 | 335.83 | 441.77 | 331.45 | 4.4 | 31.68
Coal | 1533365.79 | 1016763.39 | 522540.38 | 182992.33 | 176930.2 | 167882.57
Geo | 354.6 | 354.6 | 354.6 | 354.6 | 354.6 | 354.6
H | 196462.75 | 207086.1 | 221489.16 | 237491.61 | 237491.61 | 239040.51
LFG | 28192.4 | 37785.4 | 46980.23 | 52460.14 | 52460.14 | 52460.14
Nuc | 799102.99 | 828709.8 | 944395.86 | 1047342.36 | 1068734.76 | 1188240.69
PS | 4425.19 | 4153.48 | 4914.27 | 6126.83 | 11858.79 | 25099.12
PV | 489.99 | 4504.57 | 6264.53 | 6577.32 | 6599.75 | 16724.3
PeakG | 1701.39 | 2329.1 | 3600.49 | 3190.19 | 1211.75 | 1696.92
PeakO | 0 | 0 | 0 | 0 | 0 | 0
ST | 0 | 0 | 0 | 0 | 0 | 0
STOG | 1276.35 | 671.05 | 1205.57 | 1009.32 | 491.75 | 381.76
STWD | 10037.87 | 12190.89 | 16895.59 | 20011.68 | 18197.23 | 15553.98
WT | 116414.5 | 455180.12 | 590770.66 | 622434.24 | 635230.04 | 649215.95
IGCC | 4427.31 | 4427.31 | 4427.31 | 228.04 | 19.47 | 0
DemandResponse | 0 | 0 | 0 | 0 | 0 | 0
IGCC-CCS | 0 | 0 | 0 | 0 | 0 | 0
WT_off | 1873.58 | 1873.58 | 5864.11 | 33764.38 | 157277.36 | 170326.13
PseudoUnit | 0 | 14570.11 | 24376.33 | 24920.99 | 24920.99 | 24920.99
FixedInterchange | 36120.4 | 36120.4 | 36120.4 | 36120.4 | 36120.4 | 36120.4
Total Generation by Reporting Type: Outside_EI
ReportingType | 2015 | 2020 | 2025 | 2030 | 2035 | 2040
BM | 952.24 | 1370.41 | 1370.41 | 30551.19 | 118121.96 | 94450.16
CC | 327253.58 | 283622.72 | 322807.5 | 337671.52 | 103628.52 | 62900.41
CSP | 0 | 0 | 0 | 0 | 0 | 0
CT | 0 | 0 | 1.13 | 2.34 | 0 | 0
Coal | 419332.14 | 355158.74 | 208545.55 | 21641.21 | 18454.55 | 12513.13
Geo | 20104.76 | 37372.91 | 74231.05 | 74231.05 | 74231.05 | 74231.05
H | 233891.47 | 233891.47 | 233891.47 | 234983.28 | 234983.28 | 234983.28
LFG | 4415.83 | 10220.28 | 18449.09 | 18677.2 | 18677.2 | 18677.2
Nuc | 114091.37 | 114092.77 | 114093.32 | 274236.5 | 435304.45 | 551768.37
PS | 131.13 | 244.96 | 186.76 | 249.09 | 756.49 | 288.45
PV | 944.36 | 944.36 | 944.36 | 944.3 | 944.11 | 944.11
PeakG | 0 | 0 | 0.73 | 0.96 | 1.61 | 33.39
PeakO | 0 | 0 | 0 | 0 | 0 | 0
ST | 2659.82 | 5425.01 | 6290.34 | 13851.18 | 16973.79 | 20561.9
STOG | 697.6 | 264.17 | 783.54 | 859.56 | 71.28 | 14.63
STWD | 7005.14 | 12838.66 | 12838.66 | 12838.66 | 12838.66 | 9854.24
WT | 61682.09 | 193279.08 | 269828.3 | 278719.89 | 279519.39 | 287242.28
IGCC | 0 | 0 | 0 | 0 | 0 | 0
DemandResponse | 0 | 0 | 0 | 0 | 0 | 0
IGCC-CCS | 0 | 0 | 0 | 0 | 0 | 0
WT_off | 0 | 0 | 0 | 0 | 0 | 0
PseudoUnit | 0 | 0 | 0 | 0 | 0 | 0
FixedInterchange | 0 | 0 | 0 | 0 | 0 | 0
#2 | Energy Demand (TWh)
Energy Demand by Pool & Region:
Pool/Region | 2015 | 2020 | 2025 | 2030 | 2035 | 2040
ENT | 172.04 | 166.74 | 164.88 | 154.81 | 147.07 | 153.28
FRCC | 249.96 | 246.95 | 261.68 | 262.87 | 254.14 | 272.55
MAPP_US | 27.78 | 29.68 | 29.34 | 30.48 | 30.71 | 30.93
MISO_IN | 95.89 | 93.98 | 102.22 | 102.37 | 97.12 | 103.39
MISO_MI | 96.15 | 92.37 | 98.36 | 99.38 | 98.95 | 102.19
MISO_MO-IL | 91.24 | 95.37 | 100.15 | 101 | 97.44 | 102.52
MISO_W | 132.19 | 133.58 | 149.08 | 151.71 | 143.5 | 145.36
MISO_WUMS | 63.63 | 67.24 | 67.88 | 70.14 | 66.93 | 68.95
NE | 32.16 | 33.86 | 31.52 | 33.21 | 36.12 | 36.55
NEISO | 131.59 | 120.9 | 118.42 | 115.69 | 119.21 | 114.97
NonRTO_Midwest | 61.62 | 62.5 | 64.21 | 59.2 | 60.85 | 63.79
NYISO_A-F | 56.62 | 61.14 | 61.61 | 63.5 | 59.88 | 59.47
NYISO_G-I | 17.49 | 18.44 | 18.84 | 18.49 | 18.66 | 18.78
NYISO_J-K | 66.04 | 70.45 | 71.92 | 72.55 | 71.94 | 72.49
PJM_E | 126.8 | 116.78 | 115.88 | 117.67 | 118.39 | 120.37
PJM_ROM | 141.95 | 146.23 | 145.59 | 148.64 | 149.36 | 154.32
PJM_ROR | 504.4 | 506.61 | 479.54 | 485.04 | 480.97 | 484.96
SOCO | 249.18 | 271.67 | 273.18 | 275.14 | 272.37 | 268.11
SPP_N | 78.23 | 82.77 | 77.83 | 84.33 | 90.04 | 91.71
SPP_S | 164.81 | 179.45 | 178.88 | 177.98 | 177.8 | 179.27
TVA | 170.32 | 173.78 | 169.8 | 166.86 | 177.18 | 173.67
TVA_Transmission | 0 | 0 | 0 | 0 | 0 | 0
VACAR | 254.08 | 268.15 | 273.97 | 275.09 | 271.21 | 280.29
IESO | 130.96 | 124.35 | 122.73 | 128.04 | 123.12 | 123.05
MAPP_CA | 49.66 | 51.49 | 51.1 | 53.6 | 51.82 | 52.08
AZ_NM_SNV_Coal | 129.29 | 143.69 | 147.15 | 148.73 | 156.05 | 156.05
AZ_NM_SNV_Gas | 0 | 0 | 0 | 0 | 0 | 0
AZ_NM_SNV_NucRenew | 0 | 0 | 0 | 0 | 0 | 0
ERCOT | 332.03 | 338.01 | 338.59 | 335.52 | 335.41 | 338.37
NP15 | 114.42 | 120.12 | 123.34 | 132.01 | 135.32 | 142.81
NWPP_Coal | 234.02 | 249.71 | 256.35 | 260.9 | 260.9 | 282.34
NWPP_Gas | 0 | 0 | 0 | 0 | 0 | 0
NWPP_NucRenew | 0 | 0 | 0 | 0 | 0 | 0
RMPA | 71.95 | 78.55 | 73.13 | 79.65 | 79.65 | 81.29
SP15 | 189.17 | 200.62 | 201.73 | 206.48 | 211.65 | 223.37
ALB | 63.97 | 66.3 | 67.87 | 73.44 | 73.24 | 75.91
BC | 61.93 | 62.79 | 62.87 | 66.55 | 64.92 | 65.83
HQ_IESO | 0 | 0 | 0 | 0 | 0 | 0
HQ_NEISO | 0 | 0 | 0 | 0 | 0 | 0
HQ_NY | 0 | 0 | 0 | 0 | 0 | 0
MARITIMES | 0 | 0 | 0 | 0 | 0 | 0
All | 4361.56 | 4474.28 | 4499.64 | 4551.04 | 4531.92 | 4639.01
EI_US | 2984.17 | 3038.65 | 3054.77 | 3066.13 | 3039.84 | 3097.93
EI_Canada | 180.62 | 175.84 | 173.83 | 181.64 | 174.95 | 175.12
EI | 3164.79 | 3214.49 | 3228.6 | 3247.77 | 3214.78 | 3273.05
Outside_EI | 1196.77 | 1259.79 | 1271.04 | 1303.27 | 1317.14 | 1365.96
#3 | Generation Minus Energy (TWh)
Generation Minus Energy by Pool & Region:
Pool/Region | 2015 | 2020 | 2025 | 2030 | 2035 | 2040
ENT | -6.87 | -25.92 | -22.44 | -13.47 | -8.72 | -8.6
FRCC | -8.87 | -10.24 | 0.07 | 0.04 | -7.15 | -9.7
MAPP_US | 9.69 | 26.73 | 26.87 | 28.49 | 23.64 | 28.08
MISO_IN | -3.09 | 24.59 | 45.01 | 16.75 | -13.85 | -18.55
MISO_MI | -16.34 | -54.04 | -62.59 | -22.31 | -3.76 | -4.84
MISO_MO-IL | 18.55 | -15.42 | -30.94 | -52.73 | -30.96 | -36.16
MISO_W | 0.48 | 50.64 | 42.09 | 35.12 | 21.11 | 21.03
MISO_WUMS | -3.43 | 4.53 | 7.01 | 4.67 | -12.12 | -2.5
NE | 10.41 | -4.24 | -6.65 | -15.87 | -13.55 | -15.57
NEISO | -31.12 | -24.33 | -30.33 | -25.84 | -24.22 | -25.34
NonRTO_Midwest | 2.4 | -0.19 | -2.08 | -2.63 | 0.34 | 3.71
NYISO_A-F | 21.18 | 15.35 | 19.79 | 26.49 | 24.34 | 17.96
NYISO_G-I | 2.3 | -0.18 | -0.4 | 0.93 | -2.23 | 6.08
NYISO_J-K | -49.91 | -54.44 | -56.15 | -55.71 | -57.94 | -60.43
PJM_E | -32.06 | -16.92 | 1.87 | 13.01 | -9.52 | -28.76
PJM_ROM | -14.19 | -8.29 | -49.18 | -41.44 | -53.87 | -13.53
PJM_ROR | 75.98 | 7.01 | 49.64 | -2.19 | 38.05 | 33.22
SOCO | 9 | 9.57 | 0.1 | -11.2 | -1.24 | 18.55
SPP_N | -1.41 | 24.59 | 16.15 | 10.42 | 24.3 | 19.38
SPP_S | -19.71 | -1.17 | -5.66 | -3.68 | -5.05 | -8.31
TVA | -5.87 | -3.32 | -4.36 | -1.39 | -3.23 | -0.87
TVA_Transmission | 0 | 0 | 0 | 0 | 0 | 0
VACAR | -11.71 | -6.79 | -21.9 | 17.45 | 30.99 | 21.38
IESO | 27.13 | 32.05 | 32.44 | 29.72 | 26.08 | 16.68
MAPP_CA | 1.01 | -3.31 | 4.71 | 16.64 | 16.97 | 17.41
AZ_NM_SNV_Coal | -51.81 | -66.22 | -85.76 | -145.52 | -152.9 | -154.52
AZ_NM_SNV_Gas | 42.68 | 28.56 | 30.78 | 33.82 | 8.05 | 4.43
AZ_NM_SNV_NucRenew | 42.15 | 75.3 | 88.71 | 137.2 | 190.69 | 185.29
ERCOT | -0.41 | -5.74 | -3.15 | -1.27 | -2.61 | 1.08
NP15 | 8.62 | 6.44 | 12.23 | 30.09 | 28.57 | 26.18
NWPP_Coal | -136.94 | -157.56 | -209.56 | -259.57 | -259.61 | -281.73
NWPP_Gas | 2.29 | 2.29 | 2.29 | 2.29 | 1.03 | 0
NWPP_NucRenew | 162.73 | 166.65 | 220.39 | 245.4 | 265.47 | 281.49
RMPA | -2.79 | -2.13 | -3.25 | -1.42 | -0.33 | -2.08
SP15 | -70.16 | -58.59 | -57.99 | -42.74 | -77.48 | -59.36
ALB | 0.34 | -0.31 | -1.63 | -0.09 | -0.43 | -0.89
BC | -0.31 | 0.24 | 0.16 | -1.98 | -3.08 | 2.62
HQ_IESO | 2.34 | 2.34 | 2.34 | 2.88 | 2.88 | 2.88
HQ_NEISO | 19.18 | 19.18 | 26.51 | 26.51 | 26.51 | 26.51
HQ_NY | 5.84 | 20.41 | 20.41 | 20.41 | 20.41 | 20.41
MARITIMES | 8.76 | 8.76 | 11.24 | 11.24 | 11.24 | 11.24
All | 6.08 | 5.86 | 6.8 | 8.5 | 16.82 | 33.85
EI_US | -20.79 | -14.15 | -25.91 | -36.92 | -26.48 | -5.62
EI_Canada | 30.47 | 31.08 | 39.49 | 49.24 | 45.93 | 36.96
EI | 9.69 | 16.93 | 13.58 | 12.31 | 19.45 | 31.35
Outside_EI | -3.61 | -11.07 | -6.78 | -3.81 | -2.63 | 2.5
#4 | Fuel Use (TBtu)
Total Fuel Consumption by Reporting Type: Entergy
ReportingType | 2015 | 2020 | 2025 | 2030 | 2035 | 2040
BM | 0 | 0 | 0 | 0 | 977.87 | 977.87
CC | 391.65 | 458.6 | 555.1 | 611.12 | 94.47 | 76.69
CSP | 0 | 0 | 0 | 0 | 0 | 0
CT | 0 | 0 | 0 | 0 | 0 | 0
Coal | 642.78 | 259.93 | 100.68 | 2.62 | 0.35 | 0
Geo | 0 | 0 | 0 | 0 | 0 | 0
H | 0 | 0 | 0 | 0 | 0 | 0
LFG | 0 | 0 | 11.56 | 11.56 | 11.56 | 11.56
Nuc | 464.87 | 464.87 | 464.87 | 464.87 | 448.68 | 543.63
PS | 0 | 0 | 0 | 0 | 0 | 0
PV | 0 | 0 | 0 | 0 | 0 | 0
PeakG | 0 | 0 | 0 | 0 | 0 | 0
PeakO | 0 | 0 | 0 | 0 | 0 | 0
ST | 0 | 0 | 0 | 0 | 0 | 0
STOG | 0.06 | 0 | 0 | 0 | 0 | 0
STWD | 0.51 | 8.48 | 18.94 | 18.94 | 18.94 | 14.71
WT | 0 | 0 | 0 | 0 | 0 | 0
IGCC | 0 | 0 | 0 | 0 | 0 | 0
DemandResponse | 0 | 0 | 0 | 0 | 0 | 0
IGCC-CCS | 0 | 0 | 0 | 0 | 0 | 0
WT_off | 0 | 0 | 0 | 0 | 0 | 0
PseudoUnit | 0 | 0 | 0 | 0 | 0 | 0
FixedInterchange | 0 | 0 | 0 | 0 | 0 | 0
Total Fuel Consumption by Reporting Type: FRCC
ReportingType | 2015 | 2020 | 2025 | 2030 | 2035 | 2040
BM | 0 | 0 | 0 | 0 | 194.31 | 128.12
CC | 916.32 | 917.33 | 843.76 | 728.66 | 202.69 | 126.85
CSP | 0 | 0 | 0 | 0 | 0 | 0
CT | 2.06 | 2.75 | 3.1 | 3.43 | 0 | 0
Coal | 693.53 | 633.56 | 221.57 | 141.2 | 141.2 | 131.85
Geo | 0 | 0 | 0 | 0 | 0 | 0
H | 0 | 0 | 0 | 0 | 0 | 0
LFG | 0 | 21.31 | 21.31 | 21.31 | 21.31 | 21.31
Nuc | 352.09 | 352.1 | 1123.04 | 1410.4 | 1908.44 | 2261.99
PS | 0 | 0 | 0 | 0 | 0 | 0
PV | 0 | 0 | 0 | 0 | 0 | 0
PeakG | 0.78 | 1.72 | 0.62 | 0.69 | 0.89 | 0.6
PeakO | 0 | 0 | 0 | 0 | 0 | 0
ST | 0 | 0 | 0 | 0 | 0 | 0
STOG | 0 | 0 | 0 | 0 | 0 | 0
STWD | 15.45 | 15.45 | 15.45 | 15.45 | 15.45 | 9.54
WT | 0 | 0 | 0 | 0 | 0 | 0
IGCC | 0 | 0 | 0 | 0 | 0 | 0
DemandResponse | 0 | 0 | 0 | 0 | 0 | 0
IGCC-CCS | 0 | 0 | 0 | 0 | 0 | 0
WT_off | 0 | 0 | 0 | 0 | 0 | 0
PseudoUnit | 0 | 0 | 0 | 0 | 0 | 0
FixedInterchange | 0 | 0 | 0 | 0 | 0 | 0
Total Fuel Consumption by Reporting Type: MAPP_US
ReportingType | 2015 | 2020 | 2025 | 2030 | 2035 | 2040
BM | 0 | 0 | 0 | 0 | 3.39 | 3.22
CC | 0.8 | 0.79 | 0.8 | 2.48 | 1.25 | 1.08
CSP | 0 | 0 | 0 | 0 | 0 | 0
CT | 0 | 0 | 0 | 0 | 0.02 | 0.34
Coal | 221.62 | 2.56 | 0 | 0 | 0 | 0
Geo | 0 | 0 | 0 | 0 | 0 | 0
H | 0 | 0 | 0 | 0 | 0 | 0
LFG | 0 | 0 | 0 | 7.71 | 7.71 | 7.71
Nuc | 0 | 0 | 0.01 | 0.05 | 0.06 | 0.03
PS | 0 | 0 | 0 | 0 | 0 | 0
PV | 0 | 0 | 0 | 0 | 0 | 0
PeakG | 0.49 | 0.47 | 0.9 | 0.92 | 0.69 | 0.69
PeakO | 0 | 0 | 0 | 0 | 0 | 0
ST | 0 | 0 | 0 | 0 | 0 | 0
STOG | 0 | 0 | 0 | 0 | 0 | 0
STWD | 0 | 0 | 0 | 0 | 0 | 0
WT | 0.01 | 0.05 | 0.05 | 0.05 | 0.04 | 0.05
IGCC | 0 | 0 | 0 | 0 | 0 | 0
DemandResponse | 0 | 0 | 0 | 0 | 0 | 0
IGCC-CCS | 0 | 0 | 0 | 0 | 0 | 0
WT_off | 0 | 0 | 0 | 0 | 0 | 0
PseudoUnit | 0 | 0 | 0 | 0 | 0 | 0
FixedInterchange | 0 | 0 | 0 | 0 | 0 | 0
Total Fuel Consumption by Reporting Type: MISO_IN
ReportingType | 2015 | 2020 | 2025 | 2030 | 2035 | 2040
BM | 0 | 0 | 0 | 11.89 | 596.39 | 596.39
CC | 8.37 | 237.55 | 571.24 | 580.05 | 86.72 | 62.9
CSP | 0 | 0 | 0 | 0 | 0 | 0
CT | 0 | 0 | 0 | 0 | 0 | 0
Coal | 857.46 | 741.79 | 473.6 | 269.8 | 265.28 | 257.51
Geo | 0 | 0 | 0 | 0 | 0 | 0
H | 0 | 0 | 0 | 0 | 0 | 0
LFG | 0 | 0 | 8.62 | 8.62 | 8.62 | 8.62
Nuc | 0 | 0.01 | 0.04 | 0.08 | 0.08 | 62.34
PS | 0 | 0 | 0 | 0 | 0 | 0
PV | 0 | 0 | 0 | 0 | 0 | 0
PeakG | 0 | 0 | 0 | 0 | 0 | 0
PeakO | 0 | 0 | 0 | 0 | 0 | 0
ST | 0 | 0 | 0 | 0 | 0 | 0
STOG | 0.34 | 0.11 | 0.11 | 0.03 | 0 | 0
STWD | 0 | 0 | 0 | 0 | 0 | 0
WT | 0 | 0 | 0 | 0 | 0 | 0
IGCC | 40.45 | 40.45 | 40.45 | 2.08 | 0.18 | 0
DemandResponse | 0 | 0 | 0 | 0 | 0 | 0
IGCC-CCS | 0 | 0 | 0 | 0 | 0 | 0
WT_off | 0 | 0 | 0 | 0 | 0 | 0
PseudoUnit | 0 | 0 | 0 | 0 | 0 | 0
FixedInterchange | 0 | 0 | 0 | 0 | 0 | 0
Total Fuel Consumption by Reporting Type: MISO_MI
ReportingType | 2015 | 2020 | 2025 | 2030 | 2035 | 2040
BM | 0 | 0 | 0 | 0 | 397.87 | 397.87
CC | 31.19 | 22.57 | 33.28 | 47.83 | 3.47 | 2.1
CSP | 0 | 0 | 0 | 0 | 0 | 0
CT | 0 | 0 | 0 | 0 | 0 | 0
Coal | 515.02 | 111.08 | 60.22 | 54.11 | 54.11 | 54.11
Geo | 0 | 0 | 0 | 0 | 0 | 0
H | 0 | 0 | 0 | 0 | 0 | 0
LFG | 0 | 0 | 17.24 | 17.24 | 17.24 | 17.24
Nuc | 174.19 | 174.19 | 174.19 | 602.28 | 530.54 | 531.84
PS | 0 | 0 | 0 | 0 | 0 | 0
PV | 0 | 0 | 0 | 0 | 0 | 0
PeakG | 0.04 | 0 | 0 | 0 | 0 | 0
PeakO | 0 | 0 | 0 | 0 | 0 | 0
ST | 0 | 0 | 0 | 0 | 0 | 0
STOG | 3.38 | 0.31 | 0.3 | 0.1 | 0 | 0
STWD | 13.39 | 13.39 | 13.39 | 13.39 | 13.39 | 13.39
WT | 0.01 | 0.01 | 0.01 | 0.01 | 0.01 | 0.01
IGCC | 0 | 0 | 0 | 0 | 0 | 0
DemandResponse | 0 | 0 | 0 | 0 | 0 | 0
IGCC-CCS | 0 | 0 | 0 | 0 | 0 | 0
WT_off | 0 | 0 | 0 | 0 | 0 | 0
PseudoUnit | 0 | 0 | 0 | 0 | 0 | 0
FixedInterchange | 0 | 0 | 0 | 0 | 0 | 0
Total Fuel Consumption by Reporting Type: MISO_MO-IL
ReportingType | 2015 | 2020 | 2025 | 2030 | 2035 | 2040
BM | 0 | 0 | 0 | 0 | 247.38 | 247.38
CC | 5.85 | 5.48 | 7.79 | 8.64 | 3.9 | 2.49
CSP | 0 | 0 | 0 | 0 | 0 | 0
CT | 0 | 0 | 0 | 0 | 0 | 0
Coal | 875.22 | 382.18 | 265.37 | 69.61 | 62.77 | 61.02
Geo | 0 | 0 | 0 | 0 | 0 | 0
H | 0 | 0 | 0 | 0 | 0 | 0
LFG | 0 | 0 | 23.68 | 24.03 | 24.03 | 24.03
Nuc | 178.81 | 178.81 | 178.81 | 178.81 | 178.81 | 178.81
PS | 0 | 0 | 0 | 0 | 0 | 0
PV | 0 | 0 | 0 | 0 | 0 | 0
PeakG | 1.74 | 3.32 | 1.39 | 1.39 | 0.59 | 1.3
PeakO | 0 | 0 | 0 | 0 | 0 | 0
ST | 0 | 0 | 0 | 0 | 0 | 0
STOG | 0.06 | 0 | 0 | 0 | 0 | 0
STWD | 0 | 0 | 0 | 0 | 0 | 0
WT | 0 | 0.02 | 0.02 | 0.02 | 0.02 | 0.02
IGCC | 0 | 0 | 0 | 0 | 0 | 0
DemandResponse | 0 | 0 | 0 | 0 | 0 | 0
IGCC-CCS | 0 | 0 | 0 | 0 | 0 | 0
WT_off | 0 | 0 | 0 | 0 | 0 | 0
PseudoUnit | 0 | 0 | 0 | 0 | 0 | 0
FixedInterchange | 0 | 0 | 0 | 0 | 0 | 0
Total Fuel Consumption by Reporting Type: MISO_W
ReportingType | 2015 | 2020 | 2025 | 2030 | 2035 | 2040
BM | 0 | 0 | 0 | 0 | 0 | 0
CC | 20.06 | 13.89 | 16.27 | 22.89 | 12.22 | 12.56
CSP | 0 | 0 | 0 | 0 | 0 | 0
CT | 0 | 0 | 0 | 0 | 0 | 0
Coal | 825.89 | 312.7 | 124.67 | 63.59 | 50.57 | 48.13
Geo | 0 | 0 | 0 | 0 | 0 | 0
H | 0 | 0 | 0 | 0 | 0 | 0
LFG | 0 | 0 | 0 | 7.71 | 7.71 | 7.71
Nuc | 190.11 | 190.11 | 190.11 | 190.11 | 0.01 | 0.01
PS | 0 | 0 | 0 | 0 | 0 | 0
PV | 0 | 0 | 0 | 0 | 0 | 0
PeakG | 2.84 | 0.24 | 0.24 | 0.24 | 0.18 | 2.67
PeakO | 0 | 0 | 0 | 0 | 0 | 0
ST | 0 | 0 | 0 | 0 | 0 | 0
STOG | 0 | 0 | 0 | 0 | 0 | 0
STWD | 1.77 | 3.64 | 20.45 | 24.94 | 24.94 | 18.16
WT | 0.03 | 0.13 | 0.15 | 0.15 | 0.15 | 0.16
IGCC | 0 | 0 | 0 | 0 | 0 | 0
DemandResponse | 0 | 0 | 0 | 0 | 0 | 0
IGCC-CCS | 0 | 0 | 0 | 0 | 0 | 0
WT_off | 0 | 0 | 0 | 0 | 0 | 0
PseudoUnit | 0 | 0 | 0 | 0 | 0 | 0
FixedInterchange | 0 | 0 | 0 | 0 | 0 | 0
Total Fuel Consumption by Reporting Type: MISO_WUMS
ReportingType | 2015 | 2020 | 2025 | 2030 | 2035 | 2040
BM | 0 | 0 | 0 | 19.93 | 310.67 | 310.67
CC | 37.72 | 143.12 | 293.25 | 295.95 | 119.44 | 54.27
CSP | 0 | 0 | 0 | 0 | 0 | 0
CT | 0 | 0 | 0 | 0 | 0 | 0
Coal | 355.08 | 289.71 | 60.69 | 39.75 | 42.02 | 34.81
Geo | 0 | 0 | 0 | 0 | 0 | 0
H | 0 | 0 | 0 | 0 | 0 | 0
LFG | 0 | 0 | 24.03 | 24.03 | 24.03 | 24.03
Nuc | 150.68 | 150.68 | 150.68 | 150.68 | 0.01 | 239.03
PS | 0 | 0 | 0 | 0 | 0 | 0
PV | 0 | 0 | 0 | 0 | 0 | 0
PeakG | 0 | 0 | 0 | 0 | 0 | 0
PeakO | 0 | 0 | 0 | 0 | 0 | 0
ST | 0 | 0 | 0 | 0 | 0 | 0
STOG | 0 | 0 | 0 | 0 | 0 | 0
STWD | 4.97 | 2.22 | 4.97 | 9.7 | 9.7 | 7.56
WT | 0 | 0 | 0 | 0 | 0 | 0
IGCC | 0 | 0 | 0 | 0 | 0 | 0
DemandResponse | 0 | 0 | 0 | 0 | 0 | 0
IGCC-CCS | 0 | 0 | 0 | 0 | 0 | 0
WT_off | 0 | 0 | 0 | 0 | 0 | 0
PseudoUnit | 0 | 0 | 0 | 0 | 0 | 0
FixedInterchange | 0 | 0 | 0 | 0 | 0 | 0
Total Fuel Consumption by Reporting Type: Nebraska
ReportingType | 2015 | 2020 | 2025 | 2030 | 2035 | 2040
BM | 0 | 0 | 0 | 0 | 215 | 196.39
CC | 1.83 | 6.64 | 15.04 | 12.6 | 5.03 | 5.14
CSP | 0 | 0 | 0 | 0 | 0 | 0
CT | 0 | 0 | 0 | 0 | 0 | 0
Coal | 332.69 | 181.78 | 123.56 | 42.46 | 38.28 | 36.02
Geo | 0 | 0 | 0 | 0 | 0 | 0
H | 0 | 0 | 0 | 0 | 0 | 0
LFG | 0 | 0 | 0 | 7.71 | 7.71 | 7.71
Nuc | 104.28 | 104.28 | 104.28 | 104.28 | 0.02 | 0.02
PS | 0 | 0 | 0 | 0 | 0 | 0
PV | 0 | 0 | 0 | 0 | 0 | 0
PeakG | 0.03 | 0 | 0 | 0 | 0 | 0
PeakO | 0 | 0 | 0 | 0 | 0 | 0
ST | 0 | 0 | 0 | 0 | 0 | 0
STOG | 0 | 0 | 0 | 0 | 0 | 0
STWD | 0 | 0 | 0 | 0 | 0 | 0
WT | 0 | 0 | 0 | 0 | 0 | 0
IGCC | 0 | 0 | 0 | 0 | 0 | 0
DemandResponse | 0 | 0 | 0 | 0 | 0 | 0
IGCC-CCS | 0 | 0 | 0 | 0 | 0 | 0
WT_off | 0 | 0 | 0 | 0 | 0 | 0
PseudoUnit | 0 | 0 | 0 | 0 | 0 | 0
FixedInterchange | 0 | 0 | 0 | 0 | 0 | 0
Total Fuel Consumption by Reporting Type: NEISO
ReportingType | 2015 | 2020 | 2025 | 2030 | 2035 | 2040
BM | 24.48 | 24.48 | 24.48 | 24.48 | 11.1 | 11.1
CC | 152.07 | 111.89 | 78.48 | 48.7 | 34.07 | 25.22
CSP | 0 | 0 | 0 | 0 | 0 | 0
CT | 0 | 0 | 0 | 0 | 0 | 0
Coal | 145.61 | 35.55 | 0 | 0 | 0 | 0
Geo | 0 | 0 | 0 | 0 | 0 | 0
H | 0 | 0 | 0 | 0 | 0 | 0
LFG | 5.3 | 5.3 | 5.3 | 12.81 | 12.81 | 12.81
Nuc | 365.51 | 365.51 | 365.51 | 365.51 | 264.08 | 195.08
PS | 0 | 0 | 0 | 0 | 0 | 0
PV | 0 | 0 | 0 | 0 | 0 | 0
PeakG | 0.31 | 0.24 | 0.25 | 0 | 0.07 | 0.08
PeakO | 0 | 0 | 0 | 0 | 0 | 0
ST | 0 | 0 | 0 | 0 | 0 | 0
STOG | 0 | 0 | 0 | 0 | 0 | 0
STWD | 51.79 | 16.48 | 21.81 | 37.83 | 24.42 | 24.42
WT | 0 | 0.02 | 0.02 | 0.02 | 0.04 | 0.04
IGCC | 0 | 0 | 0 | 0 | 0 | 0
DemandResponse | 0 | 0 | 0 | 0 | 0 | 0
IGCC-CCS | 0 | 0 | 0 | 0 | 0 | 0
WT_off | 0 | 0 | 0 | 0 | 0 | 0
PseudoUnit | 0 | 0 | 0 | 0 | 0 | 0
FixedInterchange | 0 | 0 | 0 | 0 | 0 | 0
Total Fuel Consumption by Reporting Type: NonRTO_Midwest
ReportingType | 2015 | 2020 | 2025 | 2030 | 2035 | 2040
BM | 0 | 0 | 0 | 455.1 | 596.39 | 596.39
CC | 8.64 | 20.95 | 41.85 | 41.85 | 4.42 | 2.33
CSP | 0 | 0 | 0 | 0 | 0 | 0
CT | 0 | 0 | 0 | 0 | 0 | 0
Coal | 615.48 | 578.4 | 495.08 | 120.96 | 120.96 | 110
Geo | 0 | 0 | 0 | 0 | 0 | 0
H | 0 | 0 | 0 | 0 | 0 | 0
LFG | 0 | 0 | 17.24 | 17.24 | 17.24 | 17.24
Nuc | 0.01 | 0.02 | 0.08 | 0.92 | 0.92 | 78.93
PS | 0 | 0 | 0 | 0 | 0 | 0
PV | 0 | 0 | 0 | 0 | 0 | 0
PeakG | 1.73 | 0.57 | 2.8 | 1.55 | 0 | 0.04
PeakO | 0 | 0 | 0 | 0 | 0 | 0
ST | 0 | 0 | 0 | 0 | 0 | 0
STOG | 0 | 0 | 0 | 0 | 0 | 0
STWD | 0 | 0 | 0 | 0 | 0 | 0
WT | 0 | 0 | 0 | 0 | 0 | 0
IGCC | 0 | 0 | 0 | 0 | 0 | 0
DemandResponse | 0 | 0 | 0 | 0 | 0 | 0
IGCC-CCS | 0 | 0 | 0 | 0 | 0 | 0
WT_off | 0 | 0 | 0 | 0 | 0 | 0
PseudoUnit | 0 | 0 | 0 | 0 | 0 | 0
FixedInterchange | 0 | 0 | 0 | 0 | 0 | 0
Total Fuel Consumption by Reporting Type: NYISO_A-F
ReportingType | 2015 | 2020 | 2025 | 2030 | 2035 | 2040
BM | 0 | 0 | 0 | 0 | 0 | 0
CC | 30.09 | 31.47 | 15.18 | 12.26 | 4.61 | 0.92
CSP | 0 | 0 | 0 | 0 | 0 | 0
CT | 0 | 0 | 0 | 0 | 0 | 0
Coal | 78.05 | 45.51 | 0 | 0 | 0 | 0
Geo | 0 | 0 | 0 | 0 | 0 | 0
H | 0 | 0 | 0 | 0 | 0 | 0
LFG | 0.69 | 0.69 | 0.69 | 8 | 8 | 8
Nuc | 270.5 | 270.5 | 270.5 | 220.56 | 173.9 | 105.39
PS | 0 | 0 | 0 | 0 | 0 | 0
PV | 0 | 0 | 0 | 0 | 0 | 0
PeakG | 0.02 | 0 | 0 | 0 | 0 | 0
PeakO | 0 | 0 | 0 | 0 | 0 | 0
ST | 0 | 0 | 0 | 0 | 0 | 0
STOG | 0 | 0 | 0 | 0 | 0 | 0
STWD | 0.2 | 0.53 | 1.07 | 3.55 | 3.55 | 3.74
WT | 0.01 | 0.01 | 0.02 | 0.04 | 0.04 | 0.04
IGCC | 0 | 0 | 0 | 0 | 0 | 0
DemandResponse | 0 | 0 | 0 | 0 | 0 | 0
IGCC-CCS | 0 | 0 | 0 | 0 | 0 | 0
WT_off | 0 | 0 | 0 | 0 | 0 | 0
PseudoUnit | 0 | 0 | 0 | 0 | 0 | 0
FixedInterchange | 0 | 0 | 0 | 0 | 0 | 0
Total Fuel Consumption by Reporting Type: NYISO_G-I
ReportingType | 2015 | 2020 | 2025 | 2030 | 2035 | 2040
BM | 0 | 0 | 0 | 0 | 70.74 | 61.05
CC | 9.64 | 9.92 | 5.98 | 8.83 | 5.25 | 3.26
CSP | 0 | 0 | 0 | 0 | 0 | 0
CT | 0 | 0 | 0 | 0 | 0 | 0
Coal | 18.06 | 0 | 0 | 0 | 0 | 0
Geo | 0 | 0 | 0 | 0 | 0 | 0
H | 0 | 0 | 0 | 0 | 0 | 0
LFG | 0 | 0 | 0 | 8 | 8 | 8
Nuc | 162.83 | 162.83 | 162.83 | 162.83 | 81.65 | 181.98
PS | 0 | 0 | 0 | 0 | 0 | 0
PV | 0 | 0 | 0 | 0 | 0 | 0
PeakG | 0 | 0 | 0 | 0 | 0 | 0
PeakO | 0 | 0 | 0 | 0 | 0 | 0
ST | 0 | 0 | 0 | 0 | 0 | 0
STOG | 0 | 0 | 0 | 0 | 0 | 0
STWD | 0 | 0 | 0 | 0 | 0 | 0
WT | 0 | 0 | 0 | 0 | 0 | 0
IGCC | 0 | 0 | 0 | 0 | 0 | 0
DemandResponse | 0 | 0 | 0 | 0 | 0 | 0
IGCC-CCS | 0 | 0 | 0 | 0 | 0 | 0
WT_off | 0 | 0 | 0 | 0 | 0 | 0
PseudoUnit | 0 | 0 | 0 | 0 | 0 | 0
FixedInterchange | 0 | 0 | 0 | 0 | 0 | 0
Total Fuel Consumption by Reporting Type: NYISO_J-K
ReportingType | 2015 | 2020 | 2025 | 2030 | 2035 | 2040
BM | 0 | 0 | 0 | 0 | 0 | 0
CC | 96.91 | 95.16 | 89.38 | 89.72 | 72.3 | 60.57
CSP | 0 | 0 | 0 | 0 | 0 | 0
CT | 0 | 0 | 0 | 0 | 0 | 0
Coal | 0 | 0 | 0 | 0 | 0 | 0
Geo | 0 | 0 | 0 | 0 | 0 | 0
H | 0 | 0 | 0 | 0 | 0 | 0
LFG | 0 | 0 | 0 | 8 | 8 | 8
Nuc | 0.01 | 0.03 | 0.03 | 0.08 | 0.08 | 0.06
PS | 0 | 0 | 0 | 0 | 0 | 0
PV | 0 | 0 | 0 | 0 | 0 | 0
PeakG | 0.73 | 0.85 | 1.01 | 4.14 | 2.33 | 2.61
PeakO | 0 | 0 | 0 | 0 | 0 | 0
ST | 0 | 0 | 0 | 0 | 0 | 0
STOG | 3.71 | 5.06 | 6.41 | 3.58 | 2.92 | 2.11
STWD | 0 | 0 | 0 | 0 | 0 | 0
WT | 0 | 0 | 0 | 0 | 0 | 0
IGCC | 0 | 0 | 0 | 0 | 0 | 0
DemandResponse | 0 | 0 | 0 | 0 | 0 | 0
IGCC-CCS | 0 | 0 | 0 | 0 | 0 | 0
WT_off | 0 | 0 | 0 | 0 | 0 | 0
PseudoUnit | 0 | 0 | 0 | 0 | 0 | 0
FixedInterchange | 0 | 0 | 0 | 0 | 0 | 0
Total Fuel Consumption by Reporting Type: PJM_E
ReportingType | 2015 | 2020 | 2025 | 2030 | 2035 | 2040
BM | 0.82 | 2.91 | 2.91 | 2.91 | 2.91 | 2.91
CC | 114.24 | 167.32 | 272.03 | 363.16 | 121.8 | 71.12
CSP | 0 | 0 | 0 | 0 | 0 | 0
CT | 0 | 0.03 | 0.06 | 0.06 | 0.03 | 0
Coal | 23.87 | 31.41 | 3.23 | 8.47 | 12.71 | 7.6
Geo | 0 | 0 | 0 | 0 | 0 | 0
H | 0 | 0 | 0 | 0 | 0 | 0
LFG | 0.98 | 15.28 | 15.28 | 15.28 | 15.28 | 15.28
Nuc | 702.72 | 651.97 | 651.97 | 651.97 | 468.33 | 371.38
PS | 0 | 0 | 0 | 0 | 0 | 0
PV | 0 | 0 | 0 | 0 | 0 | 0
PeakG | 2.74 | 2.74 | 5.23 | 5.23 | 2.74 | 2.74
PeakO | 0 | 0 | 0 | 0 | 0 | 0
ST | 0 | 0 | 0 | 0 | 0 | 0
STOG | 0 | 0 | 0 | 0 | 0 | 0
STWD | 0 | 0 | 0 | 0 | 0 | 0
WT | 0 | 0 | 0 | 0 | 0 | 0
IGCC | 0 | 0 | 0 | 0 | 0 | 0
DemandResponse | 0 | 0 | 0 | 0 | 0 | 0
IGCC-CCS | 0 | 0 | 0 | 0 | 0 | 0
WT_off | 0 | 0 | 0 | 0 | 0.03 | 0.03
PseudoUnit | 0 | 0 | 0 | 0 | 0 | 0
FixedInterchange | 0 | 0 | 0 | 0 | 0 | 0
Total Fuel Consumption by Reporting Type: PJM_ROM
ReportingType | 2015 | 2020 | 2025 | 2030 | 2035 | 2040
BM | 0.49 | 1.75 | 1.75 | 1.75 | 228.85 | 228.85
CC | 55.87 | 77.42 | 128.33 | 159.68 | 53.07 | 7.17
CSP | 0 | 0 | 0 | 0 | 0 | 0
CT | 0 | 0.02 | 0.03 | 0.03 | 0 | 0
Coal | 674.92 | 647.35 | 156.91 | 126.11 | 124.53 | 118.12
Geo | 0 | 0 | 0 | 0 | 0 | 0
H | 0 | 0 | 0 | 0 | 0 | 0
LFG | 2.04 | 30.56 | 30.56 | 30.56 | 30.56 | 30.56
Nuc | 420.79 | 420.79 | 420.79 | 420.79 | 276.07 | 813.89
PS | 0 | 0 | 0 | 0 | 0 | 0
PV | 0 | 0 | 0 | 0 | 0 | 0
PeakG | 0 | 0.16 | 0.16 | 0.16 | 0.55 | 1
PeakO | 0 | 0 | 0 | 0 | 0 | 0
ST | 0 | 0 | 0 | 0 | 0 | 0
STOG | 0 | 0 | 0 | 0 | 0 | 0
STWD | 0.96 | 5.38 | 5.38 | 5.38 | 5.38 | 5.38
WT | 0 | 0 | 0 | 0.02 | 0.02 | 0.02
IGCC | 0 | 0 | 0 | 0 | 0 | 0
DemandResponse | 0 | 0 | 0 | 0 | 0 | 0
IGCC-CCS | 0 | 0 | 0 | 0 | 0 | 0
WT_off | 0 | 0 | 0 | 0 | 0 | 0
PseudoUnit | 0 | 0 | 0 | 0 | 0 | 0
FixedInterchange | 0 | 0 | 0 | 0 | 0 | 0
Total Fuel Consumption by Reporting Type: PJM_ROR
ReportingType | 2015 | 2020 | 2025 | 2030 | 2035 | 2040
BM | 10.49 | 37.37 | 37.37 | 37.37 | 1024.6 | 1024.6
CC | 172.88 | 273.3 | 366.43 | 408.88 | 74 | 37.79
CSP | 0 | 0 | 0 | 0 | 0 | 0
CT | 0.03 | 0.03 | 0.06 | 0.06 | 0 | 0
Coal | 3529.12 | 2491.52 | 1550.71 | 884.53 | 871.85 | 868.87
Geo | 0 | 0 | 0 | 0 | 0 | 0
H | 0 | 0 | 0 | 0 | 0 | 0
LFG | 6.18 | 61.46 | 61.46 | 61.46 | 61.46 | 61.46
Nuc | 1644.81 | 1644.81 | 1644.81 | 2031.02 | 2152.72 | 2166.32
PS | 0 | 0 | 0 | 0 | 0 | 0
PV | 0 | 0 | 0 | 0 | 0 | 0
PeakG | 5.41 | 12.61 | 17.3 | 15.58 | 3.93 | 4.44
PeakO | 0 | 0 | 0 | 0 | 0 | 0
ST | 0 | 0 | 0 | 0 | 0 | 0
STOG | 0 | 0 | 0 | 0 | 0 | 0
STWD | 1.09 | 15.91 | 15.91 | 15.91 | 15.91 | 15.91
WT | 0.03 | 0.04 | 0.13 | 0.13 | 0.13 | 0.13
IGCC | 0 | 0 | 0 | 0 | 0 | 0
DemandResponse | 0 | 0 | 0 | 0 | 0 | 0
IGCC-CCS | 0 | 0 | 0 | 0 | 0 | 0
WT_off | 0 | 0 | 0 | 0 | 0 | 0
PseudoUnit | 0 | 0 | 0 | 0 | 0 | 0
FixedInterchange | 0 | 0 | 0 | 0 | 0 | 0
Total Fuel Consumption by Reporting Type: SOCO
ReportingType | 2015 | 2020 | 2025 | 2030 | 2035 | 2040
BM | 3.71 | 5.34 | 5.34 | 318.27 | 636.25 | 636.25
CC | 369.17 | 588.76 | 688.32 | 677.99 | 96.9 | 24.66
CSP | 0 | 0 | 0 | 0 | 0 | 0
CT | 0 | 0 | 0 | 0 | 0 | 0
Coal | 1465.06 | 1119.95 | 602.13 | 316.45 | 316.45 | 281.04
Geo | 0 | 0 | 0 | 0 | 0 | 0
H | 0 | 0 | 0 | 0 | 0 | 0
LFG | 0 | 0 | 11.56 | 11.56 | 11.56 | 11.56
Nuc | 494.38 | 673.18 | 976.87 | 976.87 | 1729.8 | 1976.65
PS | 0 | 0 | 0 | 0 | 0 | 0
PV | 0 | 0 | 0 | 0 | 0 | 0
PeakG | 0.14 | 0.51 | 6.09 | 2.04 | 0.5 | 0.71
PeakO | 0 | 0 | 0 | 0 | 0 | 0
ST | 0 | 0 | 0 | 0 | 0 | 0
STOG | 0 | 0 | 0 | 0 | 0 | 0
STWD | 1.62 | 41.09 | 60.13 | 60.13 | 60.13 | 43.34
WT | 0 | 0 | 0 | 0 | 0 | 0
IGCC | 0 | 0 | 0 | 0 | 0 | 0
DemandResponse | 0 | 0 | 0 | 0 | 0 | 0
IGCC-CCS | 0 | 0 | 0 | 0 | 0 | 0
WT_off | 0 | 0 | 0 | 0 | 0 | 0
PseudoUnit | 0 | 0 | 0 | 0 | 0 | 0
FixedInterchange | 0 | 0 | 0 | 0 | 0 | 0
Total Fuel Consumption by Reporting Type: SPP_N
ReportingType | 2015 | 2020 | 2025 | 2030 | 2035 | 2040
BM | 0 | 0 | 0 | 145.1 | 611.6 | 555.02
CC | 11.03 | 60.6 | 130.04 | 138.72 | 41.06 | 37.56
CSP | 0 | 0 | 0 | 0 | 0 | 0
CT | 0 | 0 | 0 | 0 | 0 | 0
Coal | 647.03 | 445.71 | 204.54 | 82.87 | 76.64 | 63.08
Geo | 0 | 0 | 0 | 0 | 0 | 0
H | 0 | 0 | 0 | 0 | 0 | 0
LFG | 0 | 0 | 0 | 10.22 | 10.22 | 10.22
Nuc | 93.19 | 93.19 | 93.19 | 93.19 | 93.19 | 93.19
PS | 0 | 0 | 0 | 0 | 0 | 0
PV | 0 | 0 | 0 | 0 | 0 | 0
PeakG | 0.63 | 0 | 0 | 0 | 0 | 0
PeakO | 0 | 0 | 0 | 0 | 0 | 0
ST | 0 | 0 | 0 | 0 | 0 | 0
STOG | 0.73 | 0 | 0.5 | 0.01 | 0 | 0.01
STWD | 0 | 0 | 0 | 0 | 0 | 0
WT | 0 | 0.04 | 0.04 | 0.04 | 0.04 | 0.05
IGCC | 0 | 0 | 0 | 0 | 0 | 0
DemandResponse | 0 | 0 | 0 | 0 | 0 | 0
IGCC-CCS | 0 | 0 | 0 | 0 | 0 | 0
WT_off | 0 | 0 | 0 | 0 | 0 | 0
PseudoUnit | 0 | 0 | 0 | 0 | 0 | 0
FixedInterchange | 0 | 0 | 0 | 0 | 0 | 0
Total Fuel Consumption by Reporting Type: SPP_S
ReportingType | 2015 | 2020 | 2025 | 2030 | 2035 | 2040
BM | 0 | 0 | 0 | 0 | 426.89 | 360.18
CC | 161.92 | 79.67 | 244.47 | 325.57 | 102.25 | 95.96
CSP | 0 | 0 | 0 | 0 | 0 | 0
CT | 0 | 0 | 0 | 0 | 0 | 0
Coal | 1041.55 | 443.6 | 116.86 | 8.69 | 0 | 0
Geo | 0 | 0 | 0 | 0 | 0 | 0
H | 0 | 0 | 0 | 0 | 0 | 0
LFG | 0 | 0 | 0 | 10.22 | 10.22 | 10.22
Nuc | 0 | 0.01 | 0.03 | 0.08 | 0.06 | 39.83
PS | 0 | 0 | 0 | 0 | 0 | 0
PV | 0 | 0 | 0 | 0 | 0 | 0
PeakG | 0 | 0 | 0 | 0 | 0 | 0
PeakO | 0 | 0 | 0 | 0 | 0 | 0
ST | 0 | 0 | 0 | 0 | 0 | 0
STOG | 5.62 | 1.57 | 5.38 | 6.9 | 2.22 | 1.88
STWD | 4.71 | 0.42 | 3.43 | 7.67 | 5.96 | 3.85
WT | 0.01 | 0.11 | 0.11 | 0.11 | 0.11 | 0.11
IGCC | 0 | 0 | 0 | 0 | 0 | 0
DemandResponse | 0 | 0 | 0 | 0 | 0 | 0
IGCC-CCS | 0 | 0 | 0 | 0 | 0 | 0
WT_off | 0 | 0 | 0 | 0 | 0 | 0
PseudoUnit | 0 | 0 | 0 | 0 | 0 | 0
FixedInterchange | 0 | 0 | 0 | 0 | 0 | 0
Total Fuel Consumption by Reporting Type: TVA
ReportingType | 2015 | 2020 | 2025 | 2030 | 2035 | 2040
BM | 0 | 0 | 0 | 348.83 | 717.69 | 717.69
CC | 64.67 | 222.37 | 300.12 | 323.41 | 30.87 | 13.21
CSP | 0 | 0 | 0 | 0 | 0 | 0
CT | 0 | 0 | 0 | 0 | 0 | 0
Coal | 713.64 | 510.72 | 327.83 | 40.95 | 40.95 | 40.95
Geo | 0 | 0 | 0 | 0 | 0 | 0
H | 0 | 0 | 0 | 0 | 0 | 0
LFG | 0 | 0 | 11.56 | 11.56 | 11.56 | 11.56
Nuc | 676.63 | 676.63 | 676.63 | 676.63 | 940.31 | 908.58
PS | 0 | 0 | 0 | 0 | 0 | 0
PV | 0 | 0 | 0 | 0 | 0 | 0
PeakG | 0 | 0 | 0 | 0 | 0 | 0
PeakO | 0 | 0 | 0 | 0 | 0 | 0
ST | 0 | 0 | 0 | 0 | 0 | 0
STOG | 0 | 0 | 0 | 0 | 0 | 0
STWD | 0.03 | 0.22 | 0.42 | 0.42 | 0.42 | 0.42
WT | 0 | 0 | 0 | 0 | 0 | 0
IGCC | 0 | 0 | 0 | 0 | 0 | 0
DemandResponse | 0 | 0 | 0 | 0 | 0 | 0
IGCC-CCS | 0 | 0 | 0 | 0 | 0 | 0
WT_off | 0 | 0 | 0 | 0 | 0 | 0
PseudoUnit | 0 | 0 | 0 | 0 | 0 | 0
FixedInterchange | 0 | 0 | 0 | 0 | 0 | 0
Total Fuel Consumption by Reporting Type: TVA_Transmission
ReportingType | 2015 | 2020 | 2025 | 2030 | 2035 | 2040
BM | 0 | 0 | 0 | 0 | 0 | 0
CC | 0 | 0 | 0 | 0 | 0 | 0
CSP | 0 | 0 | 0 | 0 | 0 | 0
CT | 0 | 0 | 0 | 0 | 0 | 0
Coal | 0 | 0 | 0 | 0 | 0 | 0
Geo | 0 | 0 | 0 | 0 | 0 | 0
H | 0 | 0 | 0 | 0 | 0 | 0
LFG | 0 | 0 | 0 | 0 | 0 | 0
Nuc | 0 | 0 | 0 | 0 | 0 | 0
PS | 0 | 0 | 0 | 0 | 0 | 0
PV | 0 | 0 | 0 | 0 | 0 | 0
PeakG | 0 | 0 | 0 | 0 | 0 | 0
PeakO | 0 | 0 | 0 | 0 | 0 | 0
ST | 0 | 0 | 0 | 0 | 0 | 0
STOG | 0 | 0 | 0 | 0 | 0 | 0
STWD | 0 | 0 | 0 | 0 | 0 | 0
WT | 0 | 0 | 0 | 0 | 0 | 0
IGCC | 0 | 0 | 0 | 0 | 0 | 0
DemandResponse | 0 | 0 | 0 | 0 | 0 | 0
IGCC-CCS | 0 | 0 | 0 | 0 | 0 | 0
WT_off | 0 | 0 | 0 | 0 | 0 | 0
PseudoUnit | 0 | 0 | 0 | 0 | 0 | 0
FixedInterchange | 0 | 0 | 0 | 0 | 0 | 0
Total Fuel Consumption by Reporting Type: VACAR
ReportingType | 2015 | 2020 | 2025 | 2030 | 2035 | 2040
BM | 0.09 | 16.61 | 68.88 | 678.09 | 678.09 | 642.59
CC | 197.33 | 294.86 | 442.23 | 430.54 | 54.21 | 61.39
CSP | 0 | 0 | 0 | 0 | 0 | 0
CT | 0.8 | 0.8 | 1.52 | 0 | 0 | 0
Coal | 1140.94 | 876.64 | 372.11 | 58.79 | 56.04 | 44.23
Geo | 0 | 0 | 0 | 0 | 0 | 0
H | 0 | 0 | 0 | 0 | 0 | 0
LFG | 0.04 | 11.56 | 11.56 | 11.56 | 11.56 | 11.56
Nuc | 910.72 | 1100.09 | 1244.58 | 1244.58 | 985.79 | 837.75
PS | 0 | 0 | 0 | 0 | 0 | 0
PV | 0 | 0 | 0 | 0 | 0 | 0
PeakG | 0.93 | 2.31 | 4.46 | 3.37 | 0.74 | 1.77
PeakO | 0 | 0 | 0 | 0 | 0 | 0
ST | 0 | 0 | 0 | 0 | 0 | 0
STOG | 0 | 0 | 0 | 0 | 0 | 0
STWD | 24.47 | 24.47 | 24.47 | 24.47 | 24.47 | 19.07
WT | 0 | 0.01 | 0.01 | 0.01 | 0.01 | 0.01
IGCC | 0 | 0 | 0 | 0 | 0 | 0
DemandResponse | 0 | 0 | 0 | 0 | 0 | 0
IGCC-CCS | 0 | 0 | 0 | 0 | 0 | 0
WT_off | 0 | 0 | 0 | 0.03 | 0.12 | 0.13
PseudoUnit | 0 | 0 | 0 | 0 | 0 | 0
FixedInterchange | 0 | 0 | 0 | 0 | 0 | 0
Total Fuel Consumption by Reporting Type: IESO
ReportingType | 2015 | 2020 | 2025 | 2030 | 2035 | 2040
BM | 0.43 | 0.14 | 0.1 | 0.82 | 0.43 | 1.6
CC | 5.63 | 1.06 | 0.57 | 0.19 | 0.37 | 0.58
CSP | 0 | 0 | 0 | 0 | 0 | 0
CT | 0.04 | 0 | 0 | 0 | 0 | 0
Coal | 0 | 0 | 0 | 0 | 0 | 0
Geo | 0 | 0 | 0 | 0 | 0 | 0
H | 0 | 0 | 0 | 0 | 0 | 0
LFG | 1.56 | 1.56 | 1.56 | 1.61 | 1.61 | 1.61
Nuc | 1064.72 | 1055.34 | 1043.2 | 1064.72 | 980.48 | 854.53
PS | 0 | 0 | 0 | 0 | 0 | 0
PV | 0 | 0 | 0 | 0 | 0 | 0
PeakG | 0 | 0 | 0 | 0 | 0 | 0
PeakO | 0 | 0 | 0 | 0 | 0 | 0
ST | 0 | 0 | 0 | 0 | 0 | 0
STOG | 0 | 0 | 0 | 0 | 0 | 0
STWD | 0.28 | 0.05 | 0.2 | 6 | 0.24 | 9.21
WT | 0.01 | 0.01 | 0.01 | 0.01 | 0.01 | 0.01
IGCC | 0 | 0 | 0 | 0 | 0 | 0
DemandResponse | 0 | 0 | 0 | 0 | 0 | 0
IGCC-CCS | 0 | 0 | 0 | 0 | 0 | 0
WT_off | 0 | 0 | 0 | 0 | 0 | 0
PseudoUnit | 0 | 0 | 0 | 0 | 0 | 0
FixedInterchange | 0 | 0 | 0 | 0 | 0 | 0
Total Fuel Consumption by Reporting Type: MAPP_CA
ReportingType | 2015 | 2020 | 2025 | 2030 | 2035 | 2040
BM | 0 | 0 | 0 | 0 | 0 | 0
CC | 33.3 | 5.27 | 0 | 0 | 0 | 0
CSP | 0 | 0 | 0 | 0 | 0 | 0
CT | 0 | 0 | 0 | 0 | 0 | 0
Coal | 32.44 | 4.14 | 0 | 0 | 0 | 0
Geo | 0 | 0 | 0 | 0 | 0 | 0
H | 0 | 0 | 0.01 | 0.03 | 0.03 | 0.03
LFG | 0 | 0 | 0 | 0 | 0 | 0
Nuc | 0 | 0.01 | 0 | 0.05 | 0 | 0
PS | 0 | 0 | 0 | 0 | 0 | 0
PV | 0 | 0 | 0 | 0 | 0 | 0
PeakG | 0.4 | 0.34 | 0 | 0 | 0 | 0
PeakO | 0 | 0 | 0 | 0 | 0 | 0
ST | 0 | 0 | 0 | 0 | 0 | 0
STOG | 0.01 | 0 | 0 | 0 | 0 | 0
STWD | 0 | 0 | 0 | 0 | 0 | 0
WT | 0 | 0 | 0 | 0 | 0 | 0
IGCC | 0 | 0 | 0 | 0 | 0 | 0
DemandResponse | 0 | 0 | 0 | 0 | 0 | 0
IGCC-CCS | 0 | 0 | 0 | 0 | 0 | 0
WT_off | 0 | 0 | 0 | 0 | 0 | 0
PseudoUnit | 0 | 0 | 0 | 0 | 0 | 0
FixedInterchange | 0 | 0 | 0 | 0 | 0 | 0
Total Fuel Consumption by Reporting Type: AZ_NM_SNV_Coal
ReportingType | 2015 | 2020 | 2025 | 2030 | 2035 | 2040
BM | 0 | 0 | 0 | 0 | 0 | 0
CC | 0 | 0 | 0 | 0 | 0 | 0
CSP | 0 | 0 | 0 | 0 | 0 | 0
CT | 0 | 0 | 0 | 0 | 0 | 0
Coal | 775.37 | 775.36 | 606.63 | 41.16 | 40.55 | 19.6
Geo | 0 | 0 | 0 | 0 | 0 | 0
H | 0 | 0 | 0 | 0 | 0 | 0
LFG | 0 | 0 | 0 | 0 | 0 | 0
Nuc | 0 | 0 | 0 | 0 | 0 | 0
PS | 0 | 0 | 0 | 0 | 0 | 0
PV | 0 | 0 | 0 | 0 | 0 | 0
PeakG | 0 | 0 | 0 | 0 | 0 | 0
PeakO | 0 | 0 | 0 | 0 | 0 | 0
ST | 0 | 0 | 0 | 0 | 0 | 0
STOG | 0 | 0 | 0 | 0 | 0 | 0
STWD | 0 | 0 | 0 | 0 | 0 | 0
WT | 0 | 0 | 0 | 0 | 0 | 0
IGCC | 0 | 0 | 0 | 0 | 0 | 0
DemandResponse | 0 | 0 | 0 | 0 | 0 | 0
IGCC-CCS | 0 | 0 | 0 | 0 | 0 | 0
WT_off | 0 | 0 | 0 | 0 | 0 | 0
PseudoUnit | 0 | 0 | 0 | 0 | 0 | 0
FixedInterchange | 0 | 0 | 0 | 0 | 0 | 0
Total Fuel Consumption by Reporting Type: AZ_NM_SNV_Gas
ReportingType | 2015 | 2020 | 2025 | 2030 | 2035 | 2040
BM | 0 | 0 | 0 | 0 | 0 | 0
CC | 301.62 | 200.06 | 216 | 237.91 | 55.44 | 29.37
CSP | 0 | 0 | 0 | 0 | 0 | 0
CT | 0 | 0 | 0 | 0 | 0 | 0
Coal | 0 | 0 | 0 | 0 | 0 | 0
Geo | 0 | 0 | 0 | 0 | 0 | 0
H | 0 | 0 | 0 | 0 | 0 | 0
LFG | 0 | 0 | 0 | 0 | 0 | 0
Nuc | 0 | 0 | 0 | 0 | 0 | 0
PS | 0 | 0 | 0 | 0 | 0 | 0
PV | 0 | 0 | 0 | 0 | 0 | 0
PeakG | 0 | 0 | 0 | 0 | 0 | 0
PeakO | 0 | 0 | 0 | 0 | 0 | 0
ST | 0 | 0 | 0 | 0 | 0 | 0
STOG | 0 | 0 | 0 | 0 | 0 | 0
STWD | 0 | 0 | 0 | 0 | 0 | 0
WT | 0 | 0 | 0 | 0 | 0 | 0
IGCC | 0 | 0 | 0 | 0 | 0 | 0
DemandResponse | 0 | 0 | 0 | 0 | 0 | 0
IGCC-CCS | 0 | 0 | 0 | 0 | 0 | 0
WT_off | 0 | 0 | 0 | 0 | 0 | 0
PseudoUnit | 0 | 0 | 0 | 0 | 0 | 0
FixedInterchange | 0 | 0 | 0 | 0 | 0 | 0
Total Fuel Consumption by Reporting Type: AZ_NM_SNV_NucRenew
ReportingType | 2015 | 2020 | 2025 | 2030 | 2035 | 2040
BM | 0 | 0 | 0 | 0 | 431.97 | 286.47
CC | 0 | 0 | 0 | 0 | 0 | 0
CSP | 0 | 0 | 0 | 0 | 0 | 0
CT | 0 | 0 | 0 | 0 | 0 | 0
Coal | 0 | 0 | 0 | 0 | 0 | 0
Geo | 0 | 0 | 0.01 | 0.01 | 0.01 | 0.01
H | 0 | 0 | 0 | 0 | 0 | 0
LFG | 0 | 0 | 6.53 | 6.53 | 6.53 | 6.53
Nuc | 317.72 | 317.72 | 317.72 | 819.45 | 1011.5 | 1072.69
PS | 0 | 0 | 0 | 0 | 0 | 0
PV | 0 | 0 | 0 | 0 | 0 | 0
PeakG | 0 | 0 | 0 | 0 | 0 | 0
PeakO | 0 | 0 | 0 | 0 | 0 | 0
ST | 0 | 0 | 0 | 0 | 0.01 | 0.01
STOG | 0 | 0 | 0 | 0 | 0 | 0
STWD | 1.77 | 1.77 | 1.77 | 1.77 | 1.77 | 1.38
WT | 0 | 0.03 | 0.03 | 0.03 | 0.03 | 0.03
IGCC | 0 | 0 | 0 | 0 | 0 | 0
DemandResponse | 0 | 0 | 0 | 0 | 0 | 0
IGCC-CCS | 0 | 0 | 0 | 0 | 0 | 0
WT_off | 0 | 0 | 0 | 0 | 0 | 0
PseudoUnit | 0 | 0 | 0 | 0 | 0 | 0
FixedInterchange | 0 | 0 | 0 | 0 | 0 | 0
Total Fuel Consumption by Reporting Type: ERCOT
ReportingType | 2015 | 2020 | 2025 | 2030 | 2035 | 2040
BM | 8.64 | 14.07 | 14.07 | 14.07 | 330.44 | 263.48
CC | 814.94 | 777.87 | 1139.62 | 1270.74 | 349.38 | 235.31
CSP | 0 | 0 | 0 | 0 | 0 | 0
CT | 0 | 0 | 0.01 | 0.03 | 0 | 0
Coal | 1446.09 | 875.03 | 322.07 | 151.62 | 144.29 | 122.73
Geo | 0 | 0 | 0 | 0 | 0 | 0
H | 0 | 0 | 0 | 0 | 0 | 0
LFG | 0 | 0 | 38.09 | 38.09 | 38.09 | 38.09
Nuc | 422.69 | 422.69 | 422.69 | 422.69 | 1620.1 | 1937.24
PS | 0 | 0 | 0 | 0 | 0 | 0
PV | 0 | 0 | 0 | 0 | 0 | 0
PeakG | 0 | 0 | 0 | 0.01 | 0 | 0.38
PeakO | 0 | 0 | 0 | 0 | 0 | 0
ST | 0 | 0 | 0 | 0 | 0 | 0
STOG | 4.15 | 2.43 | 8.08 | 8.61 | 0 | 0
STWD | 0 | 0 | 0 | 0 | 0 | 0
WT | 0.03 | 0.08 | 0.08 | 0.08 | 0.08 | 0.08
IGCC | 0 | 0 | 0 | 0 | 0 | 0
DemandResponse | 0 | 0 | 0 | 0 | 0 | 0
IGCC-CCS | 0 | 0 | 0 | 0 | 0 | 0
WT_off | 0 | 0 | 0 | 0 | 0 | 0
PseudoUnit | 0 | 0 | 0 | 0 | 0 | 0
FixedInterchange | 0 | 0 | 0 | 0 | 0 | 0
Total Fuel Consumption by Reporting Type: NP15
ReportingType | 2015 | 2020 | 2025 | 2030 | 2035 | 2040
BM | 0 | 0 | 0 | 0 | 81.84 | 63.13
CC | 426.58 | 351.98 | 289.23 | 280.2 | 78.74 | 22.55
CSP | 0 | 0 | 0 | 0 | 0 | 0
CT | 0 | 0 | 0 | 0 | 0 | 0
Coal | 16.77 | 2.5 | 2.5 | 0 | 0 | 0
Geo | 0.01 | 0.01 | 0.01 | 0.01 | 0.01 | 0.01
H | 0 | 0 | 0 | 0 | 0 | 0
LFG | 0 | 19.42 | 60.8 | 60.8 | 60.8 | 60.8
Nuc | 187.74 | 187.74 | 187.74 | 412.7 | 673.42 | 825.07
PS | 0 | 0 | 0 | 0 | 0 | 0
PV | 0 | 0 | 0 | 0 | 0 | 0
PeakG | 0 | 0 | 0 | 0 | 0 | 0
PeakO | 0 | 0 | 0 | 0 | 0 | 0
ST | 0 | 0 | 0 | 0 | 0 | 0
STOG | 0.09 | 0 | 0 | 0 | 0 | 0
STWD | 37.44 | 37.44 | 37.44 | 37.44 | 37.44 | 29.19
WT | 0 | 0.01 | 0.03 | 0.03 | 0.03 | 0.04
IGCC | 0 | 0 | 0 | 0 | 0 | 0
DemandResponse | 0 | 0 | 0 | 0 | 0 | 0
IGCC-CCS | 0 | 0 | 0 | 0 | 0 | 0
WT_off | 0 | 0 | 0 | 0 | 0 | 0
PseudoUnit | 0 | 0 | 0 | 0 | 0 | 0
FixedInterchange | 0 | 0 | 0 | 0 | 0 | 0
Total Fuel Consumption by Reporting Type: NWPP_Coal
ReportingType | 2015 | 2020 | 2025 | 2030 | 2035 | 2040
BM | 0 | 0 | 0 | 0 | 0 | 0
CC | 0 | 0 | 0 | 0 | 0 | 0
CSP | 0 | 0 | 0 | 0 | 0 | 0
CT | 0 | 0 | 0 | 0 | 0 | 0
Coal | 1022.59 | 973.08 | 494.68 | 16.73 | 16.32 | 7.66
Geo | 0 | 0 | 0 | 0 | 0 | 0
H | 0 | 0 | 0 | 0 | 0 | 0
LFG | 0 | 0 | 0 | 0 | 0 | 0
Nuc | 0 | 0 | 0 | 0 | 0 | 0
PS | 0 | 0 | 0 | 0 | 0 | 0
PV | 0 | 0 | 0 | 0 | 0 | 0
PeakG | 0 | 0 | 0 | 0 | 0 | 0
PeakO | 0 | 0 | 0 | 0 | 0 | 0
ST | 0 | 0 | 0 | 0 | 0 | 0
STOG | 0 | 0 | 0 | 0 | 0 | 0
STWD | 0 | 0 | 0 | 0 | 0 | 0
WT | 0 | 0 | 0 | 0 | 0 | 0
IGCC | 0 | 0 | 0 | 0 | 0 | 0
DemandResponse | 0 | 0 | 0 | 0 | 0 | 0
IGCC-CCS | 0 | 0 | 0 | 0 | 0 | 0
WT_off | 0 | 0 | 0 | 0 | 0 | 0
PseudoUnit | 0 | 0 | 0 | 0 | 0 | 0
FixedInterchange | 0 | 0 | 0 | 0 | 0 | 0
Total Fuel Consumption by Reporting Type: NWPP_Gas
ReportingType | 2015 | 2020 | 2025 | 2030 | 2035 | 2040
BM | 0 | 0 | 0 | 0 | 0 | 0
CC | 14.01 | 14.01 | 14.01 | 14.01 | 6.33 | 0
CSP | 0 | 0 | 0 | 0 | 0 | 0
CT | 0 | 0 | 0 | 0 | 0 | 0
Coal | 0 | 0 | 0 | 0 | 0 | 0
Geo | 0 | 0 | 0 | 0 | 0 | 0
H | 0 | 0 | 0 | 0 | 0 | 0
LFG | 0 | 0 | 0 | 0 | 0 | 0
Nuc | 0 | 0 | 0 | 0 | 0 | 0
PS | 0 | 0 | 0 | 0 | 0 | 0
PV | 0 | 0 | 0 | 0 | 0 | 0
PeakG | 0 | 0 | 0 | 0 | 0 | 0
PeakO | 0 | 0 | 0 | 0 | 0 | 0
ST | 0 | 0 | 0 | 0 | 0 | 0
STOG | 0 | 0 | 0 | 0 | 0 | 0
STWD | 0 | 0 | 0 | 0 | 0 | 0
WT | 0 | 0 | 0 | 0 | 0 | 0
IGCC | 0 | 0 | 0 | 0 | 0 | 0
DemandResponse | 0 | 0 | 0 | 0 | 0 | 0
IGCC-CCS | 0 | 0 | 0 | 0 | 0 | 0
WT_off | 0 | 0 | 0 | 0 | 0 | 0
PseudoUnit | 0 | 0 | 0 | 0 | 0 | 0
FixedInterchange | 0 | 0 | 0 | 0 | 0 | 0
Total Fuel Consumption by Reporting Type: NWPP_NucRenew
ReportingType | 2015 | 2020 | 2025 | 2030 | 2035 | 2040
BM | 3.16 | 3.16 | 3.16 | 3.16 | 264.13 | 245.07
CC | 0 | 0 | 0 | 0 | 0 | 0
CSP | 0 | 0 | 0 | 0 | 0 | 0
CT | 0 | 0 | 0 | 0 | 0 | 0
Coal | 0 | 0 | 0 | 0 | 0 | 0
Geo | 0 | 0 | 0.01 | 0.01 | 0.01 | 0.01
H | 0 | 0 | 0 | 0 | 0 | 0
LFG | 2.74 | 2.74 | 29.05 | 29.05 | 29.05 | 29.05
Nuc | 88.66 | 88.66 | 88.66 | 326.35 | 326.35 | 474.55
PS | 0 | 0 | 0 | 0 | 0 | 0
PV | 0 | 0 | 0 | 0 | 0 | 0
PeakG | 0 | 0 | 0 | 0 | 0 | 0
PeakO | 0 | 0 | 0 | 0 | 0 | 0
ST | 0 | 0 | 0 | 0 | 0 | 0
STOG | 0 | 0 | 0 | 0 | 0 | 0
STWD | 0.21 | 46.18 | 46.18 | 46.18 | 46.18 | 21.78
WT | 0.02 | 0.02 | 0.06 | 0.07 | 0.07 | 0.07
IGCC | 0 | 0 | 0 | 0 | 0 | 0
DemandResponse | 0 | 0 | 0 | 0 | 0 | 0
IGCC-CCS | 0 | 0 | 0 | 0 | 0 | 0
WT_off | 0 | 0 | 0 | 0 | 0 | 0
PseudoUnit | 0 | 0 | 0 | 0 | 0 | 0
FixedInterchange | 0 | 0 | 0 | 0 | 0 | 0
Total Fuel Consumption by Reporting Type: RMPA
ReportingType | 2015 | 2020 | 2025 | 2030 | 2035 | 2040
BM | 0 | 0 | 0 | 323.74 | 361.72 | 319.2
CC | 21.1 | 12.07 | 16.67 | 22.47 | 5.64 | 2.34
CSP | 0 | 0 | 0 | 0 | 0 | 0
CT | 0 | 0 | 0 | 0 | 0 | 0
Coal | 577.93 | 536.41 | 252.36 | 60.45 | 59.8 | 29.25
Geo | 0 | 0 | 0.02 | 0.02 | 0.02 | 0.02
H | 0 | 0 | 0 | 0 | 0 | 0
LFG | 0.15 | 0.15 | 0.15 | 3.26 | 3.26 | 3.26
Nuc | 0.01 | 0.03 | 0.05 | 0.08 | 0.06 | 59.37
PS | 0 | 0 | 0 | 0 | 0 | 0
PV | 0 | 0 | 0 | 0 | 0 | 0
PeakG | 0 | 0 | 0.01 | 0 | 0.02 | 0.01
PeakO | 0 | 0 | 0 | 0 | 0 | 0
ST | 0 | 0 | 0 | 0 | 0 | 0
STOG | 0 | 0 | 0 | 0 | 0 | 0
STWD | 0 | 0 | 0 | 0 | 0 | 0
WT | 0.01 | 0.02 | 0.02 | 0.02 | 0.02 | 0.02
IGCC | 0 | 0 | 0 | 0 | 0 | 0
DemandResponse | 0 | 0 | 0 | 0 | 0 | 0
IGCC-CCS | 0 | 0 | 0 | 0 | 0 | 0
WT_off | 0 | 0 | 0 | 0 | 0 | 0
PseudoUnit | 0 | 0 | 0 | 0 | 0 | 0
FixedInterchange | 0 | 0 | 0 | 0 | 0 | 0
Total Fuel Consumption by Reporting Type: SP15
ReportingType | 2015 | 2020 | 2025 | 2030 | 2035 | 2040
BM | 0.58 | 0.58 | 0.58 | 56.19 | 65.48 | 50.51
CC | 519.13 | 403.67 | 319.26 | 385.17 | 171.94 | 110.4
CSP | 0 | 0 | 0 | 0 | 0 | 0
CT | 0 | 0 | 0 | 0 | 0 | 0
Coal | 15.7 | 8.42 | 8.42 | 0.11 | 0 | 0
Geo | 0.01 | 0.02 | 0.02 | 0.02 | 0.02 | 0.02
H | 0 | 0 | 0 | 0 | 0 | 0
LFG | 0.99 | 60.8 | 60.8 | 60.8 | 60.8 | 60.8
Nuc | 173.28 | 173.28 | 173.28 | 174.62 | 174.62 | 560.38
PS | 0 | 0 | 0 | 0 | 0 | 0
PV | 0 | 0 | 0 | 0 | 0 | 0
PeakG | 0 | 0 | 0 | 0 | 0 | 0
PeakO | 0 | 0 | 0 | 0 | 0 | 0
ST | 0 | 0 | 0 | 0.01 | 0.01 | 0.01
STOG | 3.14 | 0.39 | 0.3 | 0.58 | 0.74 | 0.15
STWD | 9.59 | 9.59 | 9.59 | 9.59 | 9.59 | 7.48
WT | 0.01 | 0.03 | 0.04 | 0.04 | 0.04 | 0.04
IGCC | 0 | 0 | 0 | 0 | 0 | 0
DemandResponse | 0 | 0 | 0 | 0 | 0 | 0
IGCC-CCS | 0 | 0 | 0 | 0 | 0 | 0
WT_off | 0 | 0 | 0 | 0 | 0 | 0
PseudoUnit | 0 | 0 | 0 | 0 | 0 | 0
FixedInterchange | 0 | 0 | 0 | 0 | 0 | 0
Total Fuel Consumption by Reporting Type: ALB
ReportingType | 2015 | 2020 | 2025 | 2030 | 2035 | 2040
BM | 0 | 0 | 0 | 0 | 0 | 0
CC | 104.76 | 112.48 | 112.73 | 8 | 0.01 | 0.04
CSP | 0 | 0 | 0 | 0 | 0 | 0
CT | 0 | 0 | 0 | 0 | 0 | 0
Coal | 470.15 | 470.15 | 470.15 | 20.29 | 0 | 0.02
Geo | 0 | 0 | 0 | 0 | 0 | 0
H | 0 | 0 | 0 | 0 | 0 | 0
LFG | 0 | 0 | 0 | 0 | 0 | 0
Nuc | 0 | 0.08 | 0.08 | 676.74 | 707.15 | 730.14
PS | 0 | 0 | 0 | 0 | 0 | 0
PV | 0 | 0 | 0 | 0 | 0 | 0
PeakG | 0 | 0 | 0 | 0 | 0 | 0
PeakO | 0 | 0 | 0 | 0 | 0 | 0
ST | 0 | 0 | 0 | 0 | 0 | 0
STOG | 0 | 0 | 0 | 0 | 0 | 0
STWD | 7.64 | 13.02 | 13.02 | 13.02 | 13.02 | 13.02
WT | 0 | 0 | 0 | 0 | 0 | 0
IGCC | 0 | 0 | 0 | 0 | 0 | 0
DemandResponse | 0 | 0 | 0 | 0 | 0 | 0
IGCC-CCS | 0 | 0 | 0 | 0 | 0 | 0
WT_off | 0 | 0 | 0 | 0 | 0 | 0
PseudoUnit | 0 | 0 | 0 | 0 | 0 | 0
FixedInterchange | 0 | 0 | 0 | 0 | 0 | 0
Total Fuel Consumption by Reporting Type: BC
ReportingType | 2015 | 2020 | 2025 | 2030 | 2035 | 2040
BM | 0 | 0 | 0 | 0 | 0 | 0
CC | 27.93 | 27.93 | 27.93 | 16.67 | 0 | 0
CSP | 0 | 0 | 0 | 0 | 0 | 0
CT | 0 | 0 | 0 | 0 | 0 | 0
Coal | 0 | 0 | 0 | 0 | 0 | 0
Geo | 0 | 0 | 0 | 0 | 0 | 0
H | 0 | 0 | 0 | 0 | 0 | 0
LFG | 0 | 0 | 0 | 0 | 0 | 0
Nuc | 0 | 0.05 | 0.08 | 28.63 | 28.63 | 97.48
PS | 0 | 0 | 0 | 0 | 0 | 0
PV | 0 | 0 | 0 | 0 | 0 | 0
PeakG | 0 | 0 | 0 | 0 | 0 | 0
PeakO | 0 | 0 | 0 | 0 | 0 | 0
ST | 0 | 0 | 0 | 0 | 0 | 0
STOG | 0 | 0 | 0 | 0 | 0 | 0
STWD | 25.11 | 41.58 | 41.58 | 41.58 | 41.58 | 41.58
WT | 0 | 0 | 0 | 0 | 0 | 0
IGCC | 0 | 0 | 0 | 0 | 0 | 0
DemandResponse | 0 | 0 | 0 | 0 | 0 | 0
IGCC-CCS | 0 | 0 | 0 | 0 | 0 | 0
WT_off | 0 | 0 | 0 | 0 | 0 | 0
PseudoUnit | 0 | 0 | 0 | 0 | 0 | 0
FixedInterchange | 0 | 0 | 0 | 0 | 0 | 0
Total Fuel Consumption by Reporting Type: HQ_IESO
ReportingType | 2015 | 2020 | 2025 | 2030 | 2035 | 2040
BM | 0 | 0 | 0 | 0 | 0 | 0
CC | 0 | 0 | 0 | 0 | 0 | 0
CSP | 0 | 0 | 0 | 0 | 0 | 0
CT | 0 | 0 | 0 | 0 | 0 | 0
Coal | 0 | 0 | 0 | 0 | 0 | 0
Geo | 0 | 0 | 0 | 0 | 0 | 0
H | 0 | 0 | 0 | 0 | 0 | 0
LFG | 0 | 0 | 0 | 0 | 0 | 0
Nuc | 0 | 0 | 0 | 0 | 0 | 0
PS | 0 | 0 | 0 | 0 | 0 | 0
PV | 0 | 0 | 0 | 0 | 0 | 0
PeakG | 0 | 0 | 0 | 0 | 0 | 0
PeakO | 0 | 0 | 0 | 0 | 0 | 0
ST | 0 | 0 | 0 | 0 | 0 | 0
STOG | 0 | 0 | 0 | 0 | 0 | 0
STWD | 0 | 0 | 0 | 0 | 0 | 0
WT | 0 | 0 | 0 | 0 | 0 | 0
IGCC | 0 | 0 | 0 | 0 | 0 | 0
DemandResponse | 0 | 0 | 0 | 0 | 0 | 0
IGCC-CCS | 0 | 0 | 0 | 0 | 0 | 0
WT_off | 0 | 0 | 0 | 0 | 0 | 0
PseudoUnit | 0 | 0 | 0 | 0 | 0 | 0
FixedInterchange | 0 | 0 | 0 | 0 | 0 | 0
Total Fuel Consumption by Reporting Type: HQ_NEISO
ReportingType | 2015 | 2020 | 2025 | 2030 | 2035 | 2040
BM | 0 | 0 | 0 | 0 | 0 | 0
CC | 0 | 0 | 0 | 0 | 0 | 0
CSP | 0 | 0 | 0 | 0 | 0 | 0
CT | 0 | 0 | 0 | 0 | 0 | 0
Coal | 0 | 0 | 0 | 0 | 0 | 0
Geo | 0 | 0 | 0 | 0 | 0 | 0
H | 0 | 0 | 0 | 0 | 0 | 0
LFG | 0 | 0 | 0 | 0 | 0 | 0
Nuc | 0.01 | 0 | 0 | 0.04 | 0.04 | 0.04
PS | 0 | 0 | 0 | 0 | 0 | 0
PV | 0 | 0 | 0 | 0 | 0 | 0
PeakG | 0 | 0 | 0 | 0 | 0 | 0
PeakO | 0 | 0 | 0 | 0 | 0 | 0
ST | 0 | 0 | 0 | 0 | 0 | 0
STOG | 0 | 0 | 0 | 0 | 0 | 0
STWD | 0 | 0 | 0 | 0 | 0 | 0
WT | 0 | 0 | 0 | 0 | 0 | 0
IGCC | 0 | 0 | 0 | 0 | 0 | 0
DemandResponse | 0 | 0 | 0 | 0 | 0 | 0
IGCC-CCS | 0 | 0 | 0 | 0 | 0 | 0
WT_off | 0 | 0 | 0 | 0 | 0 | 0
PseudoUnit | 0 | 0 | 0.01 | 0.01 | 0.01 | 0.01
FixedInterchange | 0.02 | 0.02 | 0.02 | 0.02 | 0.02 | 0.02
Total Fuel Consumption by Reporting Type: HQ_NY
ReportingType | 2015 | 2020 | 2025 | 2030 | 2035 | 2040
BM | 0 | 0 | 0 | 0 | 0 | 0
CC | 0 | 0 | 0 | 0 | 0 | 0
CSP | 0 | 0 | 0 | 0 | 0 | 0
CT | 0 | 0 | 0 | 0 | 0 | 0
Coal | 0 | 0 | 0 | 0 | 0 | 0
Geo | 0 | 0 | 0 | 0 | 0 | 0
H | 0 | 0 | 0 | 0 | 0 | 0
LFG | 0 | 0 | 0 | 0 | 0 | 0
Nuc | 0 | 0.01 | 0.01 | 0.04 | 0.04 | 0.04
PS | 0 | 0 | 0 | 0 | 0 | 0
PV | 0 | 0 | 0 | 0 | 0 | 0
PeakG | 0 | 0 | 0 | 0 | 0 | 0
PeakO | 0 | 0 | 0 | 0 | 0 | 0
ST | 0 | 0 | 0 | 0 | 0 | 0
STOG | 0 | 0 | 0 | 0 | 0 | 0
STWD | 0 | 0 | 0 | 0 | 0 | 0
WT | 0 | 0 | 0 | 0 | 0 | 0
IGCC | 0 | 0 | 0 | 0 | 0 | 0
DemandResponse | 0 | 0 | 0 | 0 | 0 | 0
IGCC-CCS | 0 | 0 | 0 | 0 | 0 | 0
WT_off | 0 | 0 | 0 | 0 | 0 | 0
PseudoUnit | 0 | 0.01 | 0.01 | 0.01 | 0.01 | 0.01
FixedInterchange | 0.01 | 0.01 | 0.01 | 0.01 | 0.01 | 0.01
Total Fuel Consumption by Reporting Type: MARITIMES
ReportingType | 2015 | 2020 | 2025 | 2030 | 2035 | 2040
BM | 0 | 0 | 0 | 0 | 0 | 0
CC | 0 | 0 | 0 | 0 | 0 | 0
CSP | 0 | 0 | 0 | 0 | 0 | 0
CT | 0 | 0 | 0 | 0 | 0 | 0
Coal | 0 | 0 | 0 | 0 | 0 | 0
Geo | 0 | 0 | 0 | 0 | 0 | 0
H | 0 | 0 | 0 | 0 | 0 | 0
LFG | 0 | 0 | 0 | 0 | 0 | 0
Nuc | 0.01 | 0 | 0 | 0.04 | 0.04 | 0.04
PS | 0 | 0 | 0 | 0 | 0 | 0
PV | 0 | 0 | 0 | 0 | 0 | 0
PeakG | 0 | 0 | 0 | 0 | 0 | 0
PeakO | 0 | 0 | 0 | 0 | 0 | 0
ST | 0 | 0 | 0 | 0 | 0 | 0
STOG | 0 | 0 | 0 | 0 | 0 | 0
STWD | 0 | 0 | 0 | 0 | 0 | 0
WT | 0 | 0 | 0 | 0 | 0 | 0
IGCC | 0 | 0 | 0 | 0 | 0 | 0
DemandResponse | 0 | 0 | 0 | 0 | 0 | 0
IGCC-CCS | 0 | 0 | 0 | 0 | 0 | 0
WT_off | 0 | 0 | 0 | 0 | 0 | 0
PseudoUnit | 0 | 0 | 0 | 0 | 0 | 0
FixedInterchange | 0.01 | 0.01 | 0.01 | 0.01 | 0.01 | 0.01
Total Fuel Consumption by Reporting Type: All
ReportingType | 2015 | 2020 | 2025 | 2030 | 2035 | 2040
BM | 52.89 | 106.41 | 158.64 | 2441.7 | 9483.99 | 8923.98
CC | 5127.24 | 5746.07 | 7275.38 | 7574.87 | 1891.87 | 1185.85
CSP | 0 | 0 | 0 | 0 | 0 | 0
CT | 2.93 | 3.63 | 4.79 | 3.61 | 0.05 | 0.34
Coal | 19769.66 | 13786.71 | 7416.56 | 2621.33 | 2535.69 | 2336.62
Geo | 0.02 | 0.04 | 0.07 | 0.07 | 0.07 | 0.07
H | 0 | 0.01 | 0.03 | 0.04 | 0.04 | 0.04
LFG | 20.69 | 230.83 | 468.63 | 546.54 | 546.54 | 546.54
Nuc | 9611.97 | 9920.2 | 11127.34 | 13872.72 | 15755.93 | 18198.25
PS | 0 | 0 | 0 | 0 | 0 | 0
PV | 0 | 0.01 | 0.01 | 0.01 | 0.01 | 0.02
PeakG | 18.96 | 26.11 | 40.45 | 35.32 | 13.24 | 19.03
PeakO | 0 | 0 | 0 | 0 | 0 | 0
ST | 0 | 0.01 | 0.01 | 0.01 | 0.02 | 0.02
STOG | 21.29 | 9.86 | 21.08 | 19.8 | 5.89 | 4.15
STWD | 202.99 | 297.3 | 355.59 | 393.34 | 372.46 | 303.13
WT | 0.18 | 0.65 | 0.86 | 0.9 | 0.91 | 0.94
IGCC | 40.45 | 40.45 | 40.45 | 2.08 | 0.18 | 0
DemandResponse | 0 | 0 | 0 | 0 | 0 | 0
IGCC-CCS | 0 | 0 | 0 | 0 | 0 | 0
WT_off | 0 | 0 | 0.01 | 0.03 | 0.16 | 0.17
PseudoUnit | 0 | 0.01 | 0.02 | 0.02 | 0.02 | 0.02
FixedInterchange | 0.04 | 0.04 | 0.04 | 0.04 | 0.04 | 0.04
Total Fuel Consumption by Reporting Type: EI_US
ReportingType | 2015 | 2020 | 2025 | 2030 | 2035 | 2040
BM | 40.08 | 88.45 | 140.73 | 2043.72 | 7947.98 | 7694.53
CC | 2858.25 | 3839.69 | 5139.35 | 5339.51 | 1224.02 | 785.25
CSP | 0 | 0 | 0 | 0 | 0 | 0
CT | 2.89 | 3.63 | 4.78 | 3.58 | 0.05 | 0.34
Coal | 15412.62 | 10141.63 | 5259.75 | 2330.97 | 2274.73 | 2157.35
Geo | 0 | 0 | 0 | 0 | 0 | 0
H | 0 | 0.01 | 0.01 | 0.01 | 0.01 | 0.01
LFG | 15.24 | 146.17 | 271.66 | 346.39 | 346.39 | 346.39
Nuc | 7357.14 | 7674.62 | 8893.84 | 9946.69 | 10233.63 | 11586.8
PS | 0 | 0 | 0 | 0 | 0 | 0
PV | 0 | 0 | 0.01 | 0.01 | 0.01 | 0.02
PeakG | 18.56 | 25.76 | 40.44 | 35.31 | 13.22 | 18.65
PeakO | 0 | 0 | 0 | 0 | 0 | 0
ST | 0 | 0 | 0 | 0 | 0 | 0
STOG | 13.9 | 7.04 | 12.7 | 10.62 | 5.14 | 4
STWD | 120.95 | 147.67 | 205.81 | 237.77 | 222.65 | 179.5
WT | 0.11 | 0.45 | 0.58 | 0.61 | 0.63 | 0.64
IGCC | 40.45 | 40.45 | 40.45 | 2.08 | 0.18 | 0
DemandResponse | 0 | 0 | 0 | 0 | 0 | 0
IGCC-CCS | 0 | 0 | 0 | 0 | 0 | 0
WT_off | 0 | 0 | 0.01 | 0.03 | 0.16 | 0.17
PseudoUnit | 0 | 0.01 | 0.02 | 0.02 | 0.02 | 0.02
FixedInterchange | 0.03 | 0.03 | 0.03 | 0.03 | 0.03 | 0.03
Total Fuel Consumption by Reporting Type: EI_Canada
ReportingType | 2015 | 2020 | 2025 | 2030 | 2035 | 2040
BM | 0.43 | 0.14 | 0.1 | 0.82 | 0.43 | 1.6
CC | 38.92 | 6.33 | 0.57 | 0.19 | 0.37 | 0.58
CSP | 0 | 0 | 0 | 0 | 0 | 0
CT | 0.04 | 0 | 0 | 0 | 0 | 0
Coal | 32.44 | 4.14 | 0 | 0 | 0 | 0
Geo | 0 | 0 | 0 | 0 | 0 | 0
H | 0 | 0 | 0.01 | 0.03 | 0.03 | 0.03
LFG | 1.56 | 1.56 | 1.56 | 1.61 | 1.61 | 1.61
Nuc | 1064.73 | 1055.35 | 1043.21 | 1064.78 | 980.48 | 854.53
PS | 0 | 0 | 0 | 0 | 0 | 0
PV | 0 | 0 | 0 | 0 | 0 | 0
PeakG | 0.4 | 0.34 | 0 | 0 | 0 | 0
PeakO | 0 | 0 | 0 | 0 | 0 | 0
ST | 0 | 0 | 0 | 0 | 0 | 0
STOG | 0.01 | 0 | 0 | 0 | 0 | 0
STWD | 0.28 | 0.05 | 0.2 | 6 | 0.24 | 9.21
WT | 0.01 | 0.01 | 0.01 | 0.01 | 0.01 | 0.01
IGCC | 0 | 0 | 0 | 0 | 0 | 0
DemandResponse | 0 | 0 | 0 | 0 | 0 | 0
IGCC-CCS | 0 | 0 | 0 | 0 | 0 | 0
WT_off | 0 | 0 | 0 | 0 | 0 | 0
PseudoUnit | 0 | 0 | 0 | 0 | 0 | 0
FixedInterchange | 0 | 0 | 0 | 0 | 0 | 0
Total Fuel Consumption by Reporting Type: EI
ReportingType | 2015 | 2020 | 2025 | 2030 | 2035 | 2040
BM | 40.51 | 88.59 | 140.82 | 2044.54 | 7948.41 | 7696.13
CC | 2897.17 | 3846.01 | 5139.92 | 5339.7 | 1224.39 | 785.83
CSP | 0 | 0 | 0 | 0 | 0 | 0
CT | 2.93 | 3.63 | 4.78 | 3.58 | 0.05 | 0.34
Coal | 15445.06 | 10145.77 | 5259.75 | 2330.97 | 2274.73 | 2157.35
Geo | 0 | 0 | 0 | 0 | 0 | 0
H | 0 | 0.01 | 0.03 | 0.04 | 0.04 | 0.04
LFG | 16.8 | 147.73 | 273.22 | 348.01 | 348.01 | 348.01
Nuc | 8421.87 | 8729.96 | 9937.05 | 11011.47 | 11214.11 | 12441.34
PS | 0 | 0 | 0 | 0 | 0 | 0
PV | 0 | 0 | 0.01 | 0.01 | 0.01 | 0.02
PeakG | 18.96 | 26.11 | 40.44 | 35.31 | 13.22 | 18.65
PeakO | 0 | 0 | 0 | 0 | 0 | 0
ST | 0 | 0 | 0 | 0 | 0 | 0
STOG | 13.91 | 7.04 | 12.7 | 10.62 | 5.14 | 4
STWD | 121.23 | 147.73 | 206.01 | 243.77 | 222.88 | 188.72
WT | 0.12 | 0.46 | 0.59 | 0.62 | 0.64 | 0.65
IGCC | 40.45 | 40.45 | 40.45 | 2.08 | 0.18 | 0
DemandResponse | 0 | 0 | 0 | 0 | 0 | 0
IGCC-CCS | 0 | 0 | 0 | 0 | 0 | 0
WT_off | 0 | 0 | 0.01 | 0.03 | 0.16 | 0.17
PseudoUnit | 0 | 0.01 | 0.02 | 0.02 | 0.02 | 0.02
FixedInterchange | 0.04 | 0.04 | 0.04 | 0.04 | 0.04 | 0.04
Total Fuel Consumption by Reporting Type: Outside_EI
ReportingType | 2015 | 2020 | 2025 | 2030 | 2035 | 2040
BM | 12.38 | 17.82 | 17.82 | 397.17 | 1535.59 | 1227.85
CC | 2230.07 | 1900.05 | 2135.46 | 2235.16 | 667.48 | 400.02
CSP | 0 | 0 | 0 | 0 | 0 | 0
CT | 0 | 0 | 0.01 | 0.03 | 0 | 0
Coal | 4324.6 | 3640.94 | 2156.81 | 290.37 | 260.96 | 179.26
Geo | 0.02 | 0.04 | 0.07 | 0.07 | 0.07 | 0.07
H | 0 | 0 | 0 | 0 | 0 | 0
LFG | 3.89 | 83.11 | 195.41 | 198.53 | 198.53 | 198.53
Nuc | 1190.1 | 1190.24 | 1190.3 | 2861.25 | 4541.82 | 5756.92
PS | 0 | 0 | 0 | 0 | 0 | 0
PV | 0 | 0 | 0 | 0 | 0 | 0
PeakG | 0 | 0 | 0.01 | 0.01 | 0.02 | 0.39
PeakO | 0 | 0 | 0 | 0 | 0 | 0
ST | 0 | 0.01 | 0.01 | 0.01 | 0.02 | 0.02
STOG | 7.38 | 2.82 | 8.38 | 9.19 | 0.74 | 0.15
STWD | 81.76 | 149.58 | 149.58 | 149.58 | 149.58 | 114.42
WT | 0.06 | 0.19 | 0.27 | 0.28 | 0.28 | 0.29
IGCC | 0 | 0 | 0 | 0 | 0 | 0
DemandResponse | 0 | 0 | 0 | 0 | 0 | 0
IGCC-CCS | 0 | 0 | 0 | 0 | 0 | 0
WT_off | 0 | 0 | 0 | 0 | 0 | 0
PseudoUnit | 0 | 0 | 0 | 0 | 0 | 0
FixedInterchange | 0 | 0 | 0 | 0 | 0 | 0
#5 | Annual Emmission Levels
SO2 Emissions (MMshortTons): Entergy
ReportingType | 2015 | 2020 | 2025 | 2030 | 2035 | 2040
BM | 0 | 0 | 0 | 0 | 0 | 0
CC | 0 | 0 | 0 | 0 | 0 | 0
CSP | 0 | 0 | 0 | 0 | 0 | 0
CT | 0 | 0 | 0 | 0 | 0 | 0
Coal | 0.22 | 0.07 | 0 | 0 | 0 | 0
Geo | 0 | 0 | 0 | 0 | 0 | 0
H | 0 | 0 | 0 | 0 | 0 | 0
LFG | 0 | 0 | 0 | 0 | 0 | 0
Nuc | 0 | 0 | 0 | 0 | 0 | 0
PS | 0 | 0 | 0 | 0 | 0 | 0
PV | 0 | 0 | 0 | 0 | 0 | 0
PeakG | 0 | 0 | 0 | 0 | 0 | 0
PeakO | 0 | 0 | 0 | 0 | 0 | 0
ST | 0 | 0 | 0 | 0 | 0 | 0
STOG | 0 | 0 | 0 | 0 | 0 | 0
STWD | 0 | 0 | 0 | 0 | 0 | 0
WT | 0 | 0 | 0 | 0 | 0 | 0
IGCC | 0 | 0 | 0 | 0 | 0 | 0
DemandResponse | 0 | 0 | 0 | 0 | 0 | 0
IGCC-CCS | 0 | 0 | 0 | 0 | 0 | 0
WT_off | 0 | 0 | 0 | 0 | 0 | 0
PseudoUnit | 0 | 0 | 0 | 0 | 0 | 0
FixedInterchange | 0 | 0 | 0 | 0 | 0 | 0
SO2 Emissions (MMshortTons): FRCC
ReportingType | 2015 | 2020 | 2025 | 2030 | 2035 | 2040
BM | 0 | 0 | 0 | 0 | 0 | 0
CC | 0 | 0 | 0 | 0 | 0 | 0
CSP | 0 | 0 | 0 | 0 | 0 | 0
CT | 0 | 0 | 0 | 0 | 0 | 0
Coal | 0.09 | 0.03 | 0.02 | 0.01 | 0.01 | 0.01
Geo | 0 | 0 | 0 | 0 | 0 | 0
H | 0 | 0 | 0 | 0 | 0 | 0
LFG | 0 | 0 | 0 | 0 | 0 | 0
Nuc | 0 | 0 | 0 | 0 | 0 | 0
PS | 0 | 0 | 0 | 0 | 0 | 0
PV | 0 | 0 | 0 | 0 | 0 | 0
PeakG | 0 | 0 | 0 | 0 | 0 | 0
PeakO | 0 | 0 | 0 | 0 | 0 | 0
ST | 0 | 0 | 0 | 0 | 0 | 0
STOG | 0 | 0 | 0 | 0 | 0 | 0
STWD | 0 | 0 | 0 | 0 | 0 | 0
WT | 0 | 0 | 0 | 0 | 0 | 0
IGCC | 0 | 0 | 0 | 0 | 0 | 0
DemandResponse | 0 | 0 | 0 | 0 | 0 | 0
IGCC-CCS | 0 | 0 | 0 | 0 | 0 | 0
WT_off | 0 | 0 | 0 | 0 | 0 | 0
PseudoUnit | 0 | 0 | 0 | 0 | 0 | 0
FixedInterchange | 0 | 0 | 0 | 0 | 0 | 0
SO2 Emissions (MMshortTons): MAPP_US
ReportingType | 2015 | 2020 | 2025 | 2030 | 2035 | 2040
BM | 0 | 0 | 0 | 0 | 0 | 0
CC | 0 | 0 | 0 | 0 | 0 | 0
CSP | 0 | 0 | 0 | 0 | 0 | 0
CT | 0 | 0 | 0 | 0 | 0 | 0
Coal | 0.04 | 0 | 0 | 0 | 0 | 0
Geo | 0 | 0 | 0 | 0 | 0 | 0
H | 0 | 0 | 0 | 0 | 0 | 0
LFG | 0 | 0 | 0 | 0 | 0 | 0
Nuc | 0 | 0 | 0 | 0 | 0 | 0
PS | 0 | 0 | 0 | 0 | 0 | 0
PV | 0 | 0 | 0 | 0 | 0 | 0
PeakG | 0 | 0 | 0 | 0 | 0 | 0
PeakO | 0 | 0 | 0 | 0 | 0 | 0
ST | 0 | 0 | 0 | 0 | 0 | 0
STOG | 0 | 0 | 0 | 0 | 0 | 0
STWD | 0 | 0 | 0 | 0 | 0 | 0
WT | 0 | 0 | 0 | 0 | 0 | 0
IGCC | 0 | 0 | 0 | 0 | 0 | 0
DemandResponse | 0 | 0 | 0 | 0 | 0 | 0
IGCC-CCS | 0 | 0 | 0 | 0 | 0 | 0
WT_off | 0 | 0 | 0 | 0 | 0 | 0
PseudoUnit | 0 | 0 | 0 | 0 | 0 | 0
FixedInterchange | 0 | 0 | 0 | 0 | 0 | 0
SO2 Emissions (MMshortTons): MISO_IN
ReportingType | 2015 | 2020 | 2025 | 2030 | 2035 | 2040
BM | 0 | 0 | 0 | 0 | 0 | 0
CC | 0 | 0 | 0 | 0 | 0 | 0
CSP | 0 | 0 | 0 | 0 | 0 | 0
CT | 0 | 0 | 0 | 0 | 0 | 0
Coal | 0.22 | 0.09 | 0.06 | 0.03 | 0.03 | 0.03
Geo | 0 | 0 | 0 | 0 | 0 | 0
H | 0 | 0 | 0 | 0 | 0 | 0
LFG | 0 | 0 | 0 | 0 | 0 | 0
Nuc | 0 | 0 | 0 | 0 | 0 | 0
PS | 0 | 0 | 0 | 0 | 0 | 0
PV | 0 | 0 | 0 | 0 | 0 | 0
PeakG | 0 | 0 | 0 | 0 | 0 | 0
PeakO | 0 | 0 | 0 | 0 | 0 | 0
ST | 0 | 0 | 0 | 0 | 0 | 0
STOG | 0 | 0 | 0 | 0 | 0 | 0
STWD | 0 | 0 | 0 | 0 | 0 | 0
WT | 0 | 0 | 0 | 0 | 0 | 0
IGCC | 0 | 0 | 0 | 0 | 0 | 0
DemandResponse | 0 | 0 | 0 | 0 | 0 | 0
IGCC-CCS | 0 | 0 | 0 | 0 | 0 | 0
WT_off | 0 | 0 | 0 | 0 | 0 | 0
PseudoUnit | 0 | 0 | 0 | 0 | 0 | 0
FixedInterchange | 0 | 0 | 0 | 0 | 0 | 0
SO2 Emissions (MMshortTons): MISO_MI
ReportingType | 2015 | 2020 | 2025 | 2030 | 2035 | 2040
BM | 0 | 0 | 0 | 0 | 0 | 0
CC | 0 | 0 | 0 | 0 | 0 | 0
CSP | 0 | 0 | 0 | 0 | 0 | 0
CT | 0 | 0 | 0 | 0 | 0 | 0
Coal | 0.2 | 0 | 0.01 | 0.01 | 0.01 | 0.01
Geo | 0 | 0 | 0 | 0 | 0 | 0
H | 0 | 0 | 0 | 0 | 0 | 0
LFG | 0 | 0 | 0 | 0 | 0 | 0
Nuc | 0 | 0 | 0 | 0 | 0 | 0
PS | 0 | 0 | 0 | 0 | 0 | 0
PV | 0 | 0 | 0 | 0 | 0 | 0
PeakG | 0 | 0 | 0 | 0 | 0 | 0
PeakO | 0 | 0 | 0 | 0 | 0 | 0
ST | 0 | 0 | 0 | 0 | 0 | 0
STOG | 0 | 0 | 0 | 0 | 0 | 0
STWD | 0 | 0 | 0 | 0 | 0 | 0
WT | 0 | 0 | 0 | 0 | 0 | 0
IGCC | 0 | 0 | 0 | 0 | 0 | 0
DemandResponse | 0 | 0 | 0 | 0 | 0 | 0
IGCC-CCS | 0 | 0 | 0 | 0 | 0 | 0
WT_off | 0 | 0 | 0 | 0 | 0 | 0
PseudoUnit | 0 | 0 | 0 | 0 | 0 | 0
FixedInterchange | 0 | 0 | 0 | 0 | 0 | 0
SO2 Emissions (MMshortTons): MISO_MO-IL
ReportingType | 2015 | 2020 | 2025 | 2030 | 2035 | 2040
BM | 0 | 0 | 0 | 0 | 0 | 0
CC | 0 | 0 | 0 | 0 | 0 | 0
CSP | 0 | 0 | 0 | 0 | 0 | 0
CT | 0 | 0 | 0 | 0 | 0 | 0
Coal | 0.26 | 0.04 | 0.01 | 0 | 0.01 | 0.01
Geo | 0 | 0 | 0 | 0 | 0 | 0
H | 0 | 0 | 0 | 0 | 0 | 0
LFG | 0 | 0 | 0 | 0 | 0 | 0
Nuc | 0 | 0 | 0 | 0 | 0 | 0
PS | 0 | 0 | 0 | 0 | 0 | 0
PV | 0 | 0 | 0 | 0 | 0 | 0
PeakG | 0 | 0 | 0 | 0 | 0 | 0
PeakO | 0 | 0 | 0 | 0 | 0 | 0
ST | 0 | 0 | 0 | 0 | 0 | 0
STOG | 0 | 0 | 0 | 0 | 0 | 0
STWD | 0 | 0 | 0 | 0 | 0 | 0
WT | 0 | 0 | 0 | 0 | 0 | 0
IGCC | 0 | 0 | 0 | 0 | 0 | 0
DemandResponse | 0 | 0 | 0 | 0 | 0 | 0
IGCC-CCS | 0 | 0 | 0 | 0 | 0 | 0
WT_off | 0 | 0 | 0 | 0 | 0 | 0
PseudoUnit | 0 | 0 | 0 | 0 | 0 | 0
FixedInterchange | 0 | 0 | 0 | 0 | 0 | 0
SO2 Emissions (MMshortTons): MISO_W
ReportingType | 2015 | 2020 | 2025 | 2030 | 2035 | 2040
BM | 0 | 0 | 0 | 0 | 0 | 0
CC | 0 | 0 | 0 | 0 | 0 | 0
CSP | 0 | 0 | 0 | 0 | 0 | 0
CT | 0 | 0 | 0 | 0 | 0 | 0
Coal | 0.2 | 0.02 | 0.01 | 0 | 0 | 0
Geo | 0 | 0 | 0 | 0 | 0 | 0
H | 0 | 0 | 0 | 0 | 0 | 0
LFG | 0 | 0 | 0 | 0 | 0 | 0
Nuc | 0 | 0 | 0 | 0 | 0 | 0
PS | 0 | 0 | 0 | 0 | 0 | 0
PV | 0 | 0 | 0 | 0 | 0 | 0
PeakG | 0 | 0 | 0 | 0 | 0 | 0
PeakO | 0 | 0 | 0 | 0 | 0 | 0
ST | 0 | 0 | 0 | 0 | 0 | 0
STOG | 0 | 0 | 0 | 0 | 0 | 0
STWD | 0 | 0 | 0 | 0 | 0 | 0
WT | 0 | 0 | 0 | 0 | 0 | 0
IGCC | 0 | 0 | 0 | 0 | 0 | 0
DemandResponse | 0 | 0 | 0 | 0 | 0 | 0
IGCC-CCS | 0 | 0 | 0 | 0 | 0 | 0
WT_off | 0 | 0 | 0 | 0 | 0 | 0
PseudoUnit | 0 | 0 | 0 | 0 | 0 | 0
FixedInterchange | 0 | 0 | 0 | 0 | 0 | 0
SO2 Emissions (MMshortTons): MISO_WUMS
ReportingType | 2015 | 2020 | 2025 | 2030 | 2035 | 2040
BM | 0 | 0 | 0 | 0 | 0 | 0
CC | 0 | 0 | 0 | 0 | 0 | 0
CSP | 0 | 0 | 0 | 0 | 0 | 0
CT | 0 | 0 | 0 | 0 | 0 | 0
Coal | 0.04 | 0.01 | 0 | 0 | 0 | 0
Geo | 0 | 0 | 0 | 0 | 0 | 0
H | 0 | 0 | 0 | 0 | 0 | 0
LFG | 0 | 0 | 0 | 0 | 0 | 0
Nuc | 0 | 0 | 0 | 0 | 0 | 0
PS | 0 | 0 | 0 | 0 | 0 | 0
PV | 0 | 0 | 0 | 0 | 0 | 0
PeakG | 0 | 0 | 0 | 0 | 0 | 0
PeakO | 0 | 0 | 0 | 0 | 0 | 0
ST | 0 | 0 | 0 | 0 | 0 | 0
STOG | 0 | 0 | 0 | 0 | 0 | 0
STWD | 0 | 0 | 0 | 0 | 0 | 0
WT | 0 | 0 | 0 | 0 | 0 | 0
IGCC | 0 | 0 | 0 | 0 | 0 | 0
DemandResponse | 0 | 0 | 0 | 0 | 0 | 0
IGCC-CCS | 0 | 0 | 0 | 0 | 0 | 0
WT_off | 0 | 0 | 0 | 0 | 0 | 0
PseudoUnit | 0 | 0 | 0 | 0 | 0 | 0
FixedInterchange | 0 | 0 | 0 | 0 | 0 | 0
SO2 Emissions (MMshortTons): Nebraska
ReportingType | 2015 | 2020 | 2025 | 2030 | 2035 | 2040
BM | 0 | 0 | 0 | 0 | 0 | 0
CC | 0 | 0 | 0 | 0 | 0 | 0
CSP | 0 | 0 | 0 | 0 | 0 | 0
CT | 0 | 0 | 0 | 0 | 0 | 0
Coal | 0.1 | 0.01 | 0 | 0 | 0 | 0
Geo | 0 | 0 | 0 | 0 | 0 | 0
H | 0 | 0 | 0 | 0 | 0 | 0
LFG | 0 | 0 | 0 | 0 | 0 | 0
Nuc | 0 | 0 | 0 | 0 | 0 | 0
PS | 0 | 0 | 0 | 0 | 0 | 0
PV | 0 | 0 | 0 | 0 | 0 | 0
PeakG | 0 | 0 | 0 | 0 | 0 | 0
PeakO | 0 | 0 | 0 | 0 | 0 | 0
ST | 0 | 0 | 0 | 0 | 0 | 0
STOG | 0 | 0 | 0 | 0 | 0 | 0
STWD | 0 | 0 | 0 | 0 | 0 | 0
WT | 0 | 0 | 0 | 0 | 0 | 0
IGCC | 0 | 0 | 0 | 0 | 0 | 0
DemandResponse | 0 | 0 | 0 | 0 | 0 | 0
IGCC-CCS | 0 | 0 | 0 | 0 | 0 | 0
WT_off | 0 | 0 | 0 | 0 | 0 | 0
PseudoUnit | 0 | 0 | 0 | 0 | 0 | 0
FixedInterchange | 0 | 0 | 0 | 0 | 0 | 0
SO2 Emissions (MMshortTons): NEISO
ReportingType | 2015 | 2020 | 2025 | 2030 | 2035 | 2040
BM | 0 | 0 | 0 | 0 | 0 | 0
CC | 0 | 0 | 0 | 0 | 0 | 0
CSP | 0 | 0 | 0 | 0 | 0 | 0
CT | 0 | 0 | 0 | 0 | 0 | 0
Coal | 0.05 | 0 | 0 | 0 | 0 | 0
Geo | 0 | 0 | 0 | 0 | 0 | 0
H | 0 | 0 | 0 | 0 | 0 | 0
LFG | 0 | 0 | 0 | 0 | 0 | 0
Nuc | 0 | 0 | 0 | 0 | 0 | 0
PS | 0 | 0 | 0 | 0 | 0 | 0
PV | 0 | 0 | 0 | 0 | 0 | 0
PeakG | 0 | 0 | 0 | 0 | 0 | 0
PeakO | 0 | 0 | 0 | 0 | 0 | 0
ST | 0 | 0 | 0 | 0 | 0 | 0
STOG | 0 | 0 | 0 | 0 | 0 | 0
STWD | 0 | 0 | 0 | 0 | 0 | 0
WT | 0 | 0 | 0 | 0 | 0 | 0
IGCC | 0 | 0 | 0 | 0 | 0 | 0
DemandResponse | 0 | 0 | 0 | 0 | 0 | 0
IGCC-CCS | 0 | 0 | 0 | 0 | 0 | 0
WT_off | 0 | 0 | 0 | 0 | 0 | 0
PseudoUnit | 0 | 0 | 0 | 0 | 0 | 0
FixedInterchange | 0 | 0 | 0 | 0 | 0 | 0
SO2 Emissions (MMshortTons): NonRTO_Midwest
ReportingType | 2015 | 2020 | 2025 | 2030 | 2035 | 2040
BM | 0 | 0 | 0 | 0 | 0 | 0
CC | 0 | 0 | 0 | 0 | 0 | 0
CSP | 0 | 0 | 0 | 0 | 0 | 0
CT | 0 | 0 | 0 | 0 | 0 | 0
Coal | 0.13 | 0.07 | 0.06 | 0.01 | 0.01 | 0.01
Geo | 0 | 0 | 0 | 0 | 0 | 0
H | 0 | 0 | 0 | 0 | 0 | 0
LFG | 0 | 0 | 0 | 0 | 0 | 0
Nuc | 0 | 0 | 0 | 0 | 0 | 0
PS | 0 | 0 | 0 | 0 | 0 | 0
PV | 0 | 0 | 0 | 0 | 0 | 0
PeakG | 0 | 0 | 0 | 0 | 0 | 0
PeakO | 0 | 0 | 0 | 0 | 0 | 0
ST | 0 | 0 | 0 | 0 | 0 | 0
STOG | 0 | 0 | 0 | 0 | 0 | 0
STWD | 0 | 0 | 0 | 0 | 0 | 0
WT | 0 | 0 | 0 | 0 | 0 | 0
IGCC | 0 | 0 | 0 | 0 | 0 | 0
DemandResponse | 0 | 0 | 0 | 0 | 0 | 0
IGCC-CCS | 0 | 0 | 0 | 0 | 0 | 0
WT_off | 0 | 0 | 0 | 0 | 0 | 0
PseudoUnit | 0 | 0 | 0 | 0 | 0 | 0
FixedInterchange | 0 | 0 | 0 | 0 | 0 | 0
SO2 Emissions (MMshortTons): NYISO_A-F
ReportingType | 2015 | 2020 | 2025 | 2030 | 2035 | 2040
BM | 0 | 0 | 0 | 0 | 0 | 0
CC | 0 | 0 | 0 | 0 | 0 | 0
CSP | 0 | 0 | 0 | 0 | 0 | 0
CT | 0 | 0 | 0 | 0 | 0 | 0
Coal | 0.01 | 0 | 0 | 0 | 0 | 0
Geo | 0 | 0 | 0 | 0 | 0 | 0
H | 0 | 0 | 0 | 0 | 0 | 0
LFG | 0 | 0 | 0 | 0 | 0 | 0
Nuc | 0 | 0 | 0 | 0 | 0 | 0
PS | 0 | 0 | 0 | 0 | 0 | 0
PV | 0 | 0 | 0 | 0 | 0 | 0
PeakG | 0 | 0 | 0 | 0 | 0 | 0
PeakO | 0 | 0 | 0 | 0 | 0 | 0
ST | 0 | 0 | 0 | 0 | 0 | 0
STOG | 0 | 0 | 0 | 0 | 0 | 0
STWD | 0 | 0 | 0 | 0 | 0 | 0
WT | 0 | 0 | 0 | 0 | 0 | 0
IGCC | 0 | 0 | 0 | 0 | 0 | 0
DemandResponse | 0 | 0 | 0 | 0 | 0 | 0
IGCC-CCS | 0 | 0 | 0 | 0 | 0 | 0
WT_off | 0 | 0 | 0 | 0 | 0 | 0
PseudoUnit | 0 | 0 | 0 | 0 | 0 | 0
FixedInterchange | 0 | 0 | 0 | 0 | 0 | 0
SO2 Emissions (MMshortTons): NYISO_G-I
ReportingType | 2015 | 2020 | 2025 | 2030 | 2035 | 2040
BM | 0 | 0 | 0 | 0 | 0 | 0
CC | 0 | 0 | 0 | 0 | 0 | 0
CSP | 0 | 0 | 0 | 0 | 0 | 0
CT | 0 | 0 | 0 | 0 | 0 | 0
Coal | 0.01 | 0 | 0 | 0 | 0 | 0
Geo | 0 | 0 | 0 | 0 | 0 | 0
H | 0 | 0 | 0 | 0 | 0 | 0
LFG | 0 | 0 | 0 | 0 | 0 | 0
Nuc | 0 | 0 | 0 | 0 | 0 | 0
PS | 0 | 0 | 0 | 0 | 0 | 0
PV | 0 | 0 | 0 | 0 | 0 | 0
PeakG | 0 | 0 | 0 | 0 | 0 | 0
PeakO | 0 | 0 | 0 | 0 | 0 | 0
ST | 0 | 0 | 0 | 0 | 0 | 0
STOG | 0 | 0 | 0 | 0 | 0 | 0
STWD | 0 | 0 | 0 | 0 | 0 | 0
WT | 0 | 0 | 0 | 0 | 0 | 0
IGCC | 0 | 0 | 0 | 0 | 0 | 0
DemandResponse | 0 | 0 | 0 | 0 | 0 | 0
IGCC-CCS | 0 | 0 | 0 | 0 | 0 | 0
WT_off | 0 | 0 | 0 | 0 | 0 | 0
PseudoUnit | 0 | 0 | 0 | 0 | 0 | 0
FixedInterchange | 0 | 0 | 0 | 0 | 0 | 0
SO2 Emissions (MMshortTons): NYISO_J-K
ReportingType | 2015 | 2020 | 2025 | 2030 | 2035 | 2040
BM | 0 | 0 | 0 | 0 | 0 | 0
CC | 0 | 0 | 0 | 0 | 0 | 0
CSP | 0 | 0 | 0 | 0 | 0 | 0
CT | 0 | 0 | 0 | 0 | 0 | 0
Coal | 0 | 0 | 0 | 0 | 0 | 0
Geo | 0 | 0 | 0 | 0 | 0 | 0
H | 0 | 0 | 0 | 0 | 0 | 0
LFG | 0 | 0 | 0 | 0 | 0 | 0
Nuc | 0 | 0 | 0 | 0 | 0 | 0
PS | 0 | 0 | 0 | 0 | 0 | 0
PV | 0 | 0 | 0 | 0 | 0 | 0
PeakG | 0 | 0 | 0 | 0 | 0 | 0
PeakO | 0 | 0 | 0 | 0 | 0 | 0
ST | 0 | 0 | 0 | 0 | 0 | 0
STOG | 0 | 0 | 0 | 0 | 0 | 0
STWD | 0 | 0 | 0 | 0 | 0 | 0
WT | 0 | 0 | 0 | 0 | 0 | 0
IGCC | 0 | 0 | 0 | 0 | 0 | 0
DemandResponse | 0 | 0 | 0 | 0 | 0 | 0
IGCC-CCS | 0 | 0 | 0 | 0 | 0 | 0
WT_off | 0 | 0 | 0 | 0 | 0 | 0
PseudoUnit | 0 | 0 | 0 | 0 | 0 | 0
FixedInterchange | 0 | 0 | 0 | 0 | 0 | 0
SO2 Emissions (MMshortTons): PJM_E
ReportingType | 2015 | 2020 | 2025 | 2030 | 2035 | 2040
BM | 0 | 0 | 0 | 0 | 0 | 0
CC | 0 | 0 | 0 | 0 | 0 | 0
CSP | 0 | 0 | 0 | 0 | 0 | 0
CT | 0 | 0 | 0 | 0 | 0 | 0
Coal | 0 | 0 | 0 | 0 | 0 | 0
Geo | 0 | 0 | 0 | 0 | 0 | 0
H | 0 | 0 | 0 | 0 | 0 | 0
LFG | 0 | 0 | 0 | 0 | 0 | 0
Nuc | 0 | 0 | 0 | 0 | 0 | 0
PS | 0 | 0 | 0 | 0 | 0 | 0
PV | 0 | 0 | 0 | 0 | 0 | 0
PeakG | 0 | 0 | 0 | 0 | 0 | 0
PeakO | 0 | 0 | 0 | 0 | 0 | 0
ST | 0 | 0 | 0 | 0 | 0 | 0
STOG | 0 | 0 | 0 | 0 | 0 | 0
STWD | 0 | 0 | 0 | 0 | 0 | 0
WT | 0 | 0 | 0 | 0 | 0 | 0
IGCC | 0 | 0 | 0 | 0 | 0 | 0
DemandResponse | 0 | 0 | 0 | 0 | 0 | 0
IGCC-CCS | 0 | 0 | 0 | 0 | 0 | 0
WT_off | 0 | 0 | 0 | 0 | 0 | 0
PseudoUnit | 0 | 0 | 0 | 0 | 0 | 0
FixedInterchange | 0 | 0 | 0 | 0 | 0 | 0
SO2 Emissions (MMshortTons): PJM_ROM
ReportingType | 2015 | 2020 | 2025 | 2030 | 2035 | 2040
BM | 0 | 0 | 0 | 0 | 0 | 0
CC | 0 | 0 | 0 | 0 | 0 | 0
CSP | 0 | 0 | 0 | 0 | 0 | 0
CT | 0 | 0 | 0 | 0 | 0 | 0
Coal | 0.16 | 0.06 | 0.02 | 0.01 | 0.01 | 0.01
Geo | 0 | 0 | 0 | 0 | 0 | 0
H | 0 | 0 | 0 | 0 | 0 | 0
LFG | 0 | 0 | 0 | 0 | 0 | 0
Nuc | 0 | 0 | 0 | 0 | 0 | 0
PS | 0 | 0 | 0 | 0 | 0 | 0
PV | 0 | 0 | 0 | 0 | 0 | 0
PeakG | 0 | 0 | 0 | 0 | 0 | 0
PeakO | 0 | 0 | 0 | 0 | 0 | 0
ST | 0 | 0 | 0 | 0 | 0 | 0
STOG | 0 | 0 | 0 | 0 | 0 | 0
STWD | 0 | 0 | 0 | 0 | 0 | 0
WT | 0 | 0 | 0 | 0 | 0 | 0
IGCC | 0 | 0 | 0 | 0 | 0 | 0
DemandResponse | 0 | 0 | 0 | 0 | 0 | 0
IGCC-CCS | 0 | 0 | 0 | 0 | 0 | 0
WT_off | 0 | 0 | 0 | 0 | 0 | 0
PseudoUnit | 0 | 0 | 0 | 0 | 0 | 0
FixedInterchange | 0 | 0 | 0 | 0 | 0 | 0
SO2 Emissions (MMshortTons): PJM_ROR
ReportingType | 2015 | 2020 | 2025 | 2030 | 2035 | 2040
BM | 0 | 0 | 0 | 0 | 0 | 0
CC | 0 | 0 | 0 | 0 | 0 | 0
CSP | 0 | 0 | 0 | 0 | 0 | 0
CT | 0 | 0 | 0 | 0 | 0 | 0
Coal | 1.45 | 0.28 | 0.15 | 0.09 | 0.09 | 0.09
Geo | 0 | 0 | 0 | 0 | 0 | 0
H | 0 | 0 | 0 | 0 | 0 | 0
LFG | 0 | 0 | 0 | 0 | 0 | 0
Nuc | 0 | 0 | 0 | 0 | 0 | 0
PS | 0 | 0 | 0 | 0 | 0 | 0
PV | 0 | 0 | 0 | 0 | 0 | 0
PeakG | 0 | 0 | 0 | 0 | 0 | 0
PeakO | 0 | 0 | 0 | 0 | 0 | 0
ST | 0 | 0 | 0 | 0 | 0 | 0
STOG | 0 | 0 | 0 | 0 | 0 | 0
STWD | 0 | 0 | 0 | 0 | 0 | 0
WT | 0 | 0 | 0 | 0 | 0 | 0
IGCC | 0 | 0 | 0 | 0 | 0 | 0
DemandResponse | 0 | 0 | 0 | 0 | 0 | 0
IGCC-CCS | 0 | 0 | 0 | 0 | 0 | 0
WT_off | 0 | 0 | 0 | 0 | 0 | 0
PseudoUnit | 0 | 0 | 0 | 0 | 0 | 0
FixedInterchange | 0 | 0 | 0 | 0 | 0 | 0
SO2 Emissions (MMshortTons): SOCO
ReportingType | 2015 | 2020 | 2025 | 2030 | 2035 | 2040
BM | 0 | 0 | 0 | 0 | 0 | 0
CC | 0 | 0 | 0 | 0 | 0 | 0
CSP | 0 | 0 | 0 | 0 | 0 | 0
CT | 0 | 0 | 0 | 0 | 0 | 0
Coal | 0.53 | 0.13 | 0.06 | 0.03 | 0.03 | 0.02
Geo | 0 | 0 | 0 | 0 | 0 | 0
H | 0 | 0 | 0 | 0 | 0 | 0
LFG | 0 | 0 | 0 | 0 | 0 | 0
Nuc | 0 | 0 | 0 | 0 | 0 | 0
PS | 0 | 0 | 0 | 0 | 0 | 0
PV | 0 | 0 | 0 | 0 | 0 | 0
PeakG | 0 | 0 | 0 | 0 | 0 | 0
PeakO | 0 | 0 | 0 | 0 | 0 | 0
ST | 0 | 0 | 0 | 0 | 0 | 0
STOG | 0 | 0 | 0 | 0 | 0 | 0
STWD | 0 | 0 | 0 | 0 | 0 | 0
WT | 0 | 0 | 0 | 0 | 0 | 0
IGCC | 0 | 0 | 0 | 0 | 0 | 0
DemandResponse | 0 | 0 | 0 | 0 | 0 | 0
IGCC-CCS | 0 | 0 | 0 | 0 | 0 | 0
WT_off | 0 | 0 | 0 | 0 | 0 | 0
PseudoUnit | 0 | 0 | 0 | 0 | 0 | 0
FixedInterchange | 0 | 0 | 0 | 0 | 0 | 0
SO2 Emissions (MMshortTons): SPP_N
ReportingType | 2015 | 2020 | 2025 | 2030 | 2035 | 2040
BM | 0 | 0 | 0 | 0 | 0 | 0
CC | 0 | 0 | 0 | 0 | 0 | 0
CSP | 0 | 0 | 0 | 0 | 0 | 0
CT | 0 | 0 | 0 | 0 | 0 | 0
Coal | 0.08 | 0.02 | 0.01 | 0 | 0 | 0
Geo | 0 | 0 | 0 | 0 | 0 | 0
H | 0 | 0 | 0 | 0 | 0 | 0
LFG | 0 | 0 | 0 | 0 | 0 | 0
Nuc | 0 | 0 | 0 | 0 | 0 | 0
PS | 0 | 0 | 0 | 0 | 0 | 0
PV | 0 | 0 | 0 | 0 | 0 | 0
PeakG | 0 | 0 | 0 | 0 | 0 | 0
PeakO | 0 | 0 | 0 | 0 | 0 | 0
ST | 0 | 0 | 0 | 0 | 0 | 0
STOG | 0 | 0 | 0 | 0 | 0 | 0
STWD | 0 | 0 | 0 | 0 | 0 | 0
WT | 0 | 0 | 0 | 0 | 0 | 0
IGCC | 0 | 0 | 0 | 0 | 0 | 0
DemandResponse | 0 | 0 | 0 | 0 | 0 | 0
IGCC-CCS | 0 | 0 | 0 | 0 | 0 | 0
WT_off | 0 | 0 | 0 | 0 | 0 | 0
PseudoUnit | 0 | 0 | 0 | 0 | 0 | 0
FixedInterchange | 0 | 0 | 0 | 0 | 0 | 0
SO2 Emissions (MMshortTons): SPP_S
ReportingType | 2015 | 2020 | 2025 | 2030 | 2035 | 2040
BM | 0 | 0 | 0 | 0 | 0 | 0
CC | 0 | 0 | 0 | 0 | 0 | 0
CSP | 0 | 0 | 0 | 0 | 0 | 0
CT | 0 | 0 | 0 | 0 | 0 | 0
Coal | 0.34 | 0.04 | 0.01 | 0 | 0 | 0
Geo | 0 | 0 | 0 | 0 | 0 | 0
H | 0 | 0 | 0 | 0 | 0 | 0
LFG | 0 | 0 | 0 | 0 | 0 | 0
Nuc | 0 | 0 | 0 | 0 | 0 | 0
PS | 0 | 0 | 0 | 0 | 0 | 0
PV | 0 | 0 | 0 | 0 | 0 | 0
PeakG | 0 | 0 | 0 | 0 | 0 | 0
PeakO | 0 | 0 | 0 | 0 | 0 | 0
ST | 0 | 0 | 0 | 0 | 0 | 0
STOG | 0 | 0 | 0 | 0 | 0 | 0
STWD | 0 | 0 | 0 | 0 | 0 | 0
WT | 0 | 0 | 0 | 0 | 0 | 0
IGCC | 0 | 0 | 0 | 0 | 0 | 0
DemandResponse | 0 | 0 | 0 | 0 | 0 | 0
IGCC-CCS | 0 | 0 | 0 | 0 | 0 | 0
WT_off | 0 | 0 | 0 | 0 | 0 | 0
PseudoUnit | 0 | 0 | 0 | 0 | 0 | 0
FixedInterchange | 0 | 0 | 0 | 0 | 0 | 0
SO2 Emissions (MMshortTons): TVA
ReportingType | 2015 | 2020 | 2025 | 2030 | 2035 | 2040
BM | 0 | 0 | 0 | 0 | 0 | 0
CC | 0 | 0 | 0 | 0 | 0 | 0
CSP | 0 | 0 | 0 | 0 | 0 | 0
CT | 0 | 0 | 0 | 0 | 0 | 0
Coal | 0.24 | 0.1 | 0.04 | 0 | 0 | 0
Geo | 0 | 0 | 0 | 0 | 0 | 0
H | 0 | 0 | 0 | 0 | 0 | 0
LFG | 0 | 0 | 0 | 0 | 0 | 0
Nuc | 0 | 0 | 0 | 0 | 0 | 0
PS | 0 | 0 | 0 | 0 | 0 | 0
PV | 0 | 0 | 0 | 0 | 0 | 0
PeakG | 0 | 0 | 0 | 0 | 0 | 0
PeakO | 0 | 0 | 0 | 0 | 0 | 0
ST | 0 | 0 | 0 | 0 | 0 | 0
STOG | 0 | 0 | 0 | 0 | 0 | 0
STWD | 0 | 0 | 0 | 0 | 0 | 0
WT | 0 | 0 | 0 | 0 | 0 | 0
IGCC | 0 | 0 | 0 | 0 | 0 | 0
DemandResponse | 0 | 0 | 0 | 0 | 0 | 0
IGCC-CCS | 0 | 0 | 0 | 0 | 0 | 0
WT_off | 0 | 0 | 0 | 0 | 0 | 0
PseudoUnit | 0 | 0 | 0 | 0 | 0 | 0
FixedInterchange | 0 | 0 | 0 | 0 | 0 | 0
SO2 Emissions (MMshortTons): TVA_Transmission
ReportingType | 2015 | 2020 | 2025 | 2030 | 2035 | 2040
BM | 0 | 0 | 0 | 0 | 0 | 0
CC | 0 | 0 | 0 | 0 | 0 | 0
CSP | 0 | 0 | 0 | 0 | 0 | 0
CT | 0 | 0 | 0 | 0 | 0 | 0
Coal | 0 | 0 | 0 | 0 | 0 | 0
Geo | 0 | 0 | 0 | 0 | 0 | 0
H | 0 | 0 | 0 | 0 | 0 | 0
LFG | 0 | 0 | 0 | 0 | 0 | 0
Nuc | 0 | 0 | 0 | 0 | 0 | 0
PS | 0 | 0 | 0 | 0 | 0 | 0
PV | 0 | 0 | 0 | 0 | 0 | 0
PeakG | 0 | 0 | 0 | 0 | 0 | 0
PeakO | 0 | 0 | 0 | 0 | 0 | 0
ST | 0 | 0 | 0 | 0 | 0 | 0
STOG | 0 | 0 | 0 | 0 | 0 | 0
STWD | 0 | 0 | 0 | 0 | 0 | 0
WT | 0 | 0 | 0 | 0 | 0 | 0
IGCC | 0 | 0 | 0 | 0 | 0 | 0
DemandResponse | 0 | 0 | 0 | 0 | 0 | 0
IGCC-CCS | 0 | 0 | 0 | 0 | 0 | 0
WT_off | 0 | 0 | 0 | 0 | 0 | 0
PseudoUnit | 0 | 0 | 0 | 0 | 0 | 0
FixedInterchange | 0 | 0 | 0 | 0 | 0 | 0
SO2 Emissions (MMshortTons): VACAR
ReportingType | 2015 | 2020 | 2025 | 2030 | 2035 | 2040
BM | 0 | 0 | 0 | 0 | 0 | 0
CC | 0 | 0 | 0 | 0 | 0 | 0
CSP | 0 | 0 | 0 | 0 | 0 | 0
CT | 0 | 0 | 0 | 0 | 0 | 0
Coal | 0.2 | 0.05 | 0.02 | 0.01 | 0.01 | 0
Geo | 0 | 0 | 0 | 0 | 0 | 0
H | 0 | 0 | 0 | 0 | 0 | 0
LFG | 0 | 0 | 0 | 0 | 0 | 0
Nuc | 0 | 0 | 0 | 0 | 0 | 0
PS | 0 | 0 | 0 | 0 | 0 | 0
PV | 0 | 0 | 0 | 0 | 0 | 0
PeakG | 0 | 0 | 0 | 0 | 0 | 0
PeakO | 0 | 0 | 0 | 0 | 0 | 0
ST | 0 | 0 | 0 | 0 | 0 | 0
STOG | 0 | 0 | 0 | 0 | 0 | 0
STWD | 0 | 0 | 0 | 0 | 0 | 0
WT | 0 | 0 | 0 | 0 | 0 | 0
IGCC | 0 | 0 | 0 | 0 | 0 | 0
DemandResponse | 0 | 0 | 0 | 0 | 0 | 0
IGCC-CCS | 0 | 0 | 0 | 0 | 0 | 0
WT_off | 0 | 0 | 0 | 0 | 0 | 0
PseudoUnit | 0 | 0 | 0 | 0 | 0 | 0
FixedInterchange | 0 | 0 | 0 | 0 | 0 | 0
SO2 Emissions (MMshortTons): IESO
ReportingType | 2015 | 2020 | 2025 | 2030 | 2035 | 2040
BM | 0 | 0 | 0 | 0 | 0 | 0
CC | 0 | 0 | 0 | 0 | 0 | 0
CSP | 0 | 0 | 0 | 0 | 0 | 0
CT | 0 | 0 | 0 | 0 | 0 | 0
Coal | 0 | 0 | 0 | 0 | 0 | 0
Geo | 0 | 0 | 0 | 0 | 0 | 0
H | 0 | 0 | 0 | 0 | 0 | 0
LFG | 0 | 0 | 0 | 0 | 0 | 0
Nuc | 0 | 0 | 0 | 0 | 0 | 0
PS | 0 | 0 | 0 | 0 | 0 | 0
PV | 0 | 0 | 0 | 0 | 0 | 0
PeakG | 0 | 0 | 0 | 0 | 0 | 0
PeakO | 0 | 0 | 0 | 0 | 0 | 0
ST | 0 | 0 | 0 | 0 | 0 | 0
STOG | 0 | 0 | 0 | 0 | 0 | 0
STWD | 0 | 0 | 0 | 0 | 0 | 0
WT | 0 | 0 | 0 | 0 | 0 | 0
IGCC | 0 | 0 | 0 | 0 | 0 | 0
DemandResponse | 0 | 0 | 0 | 0 | 0 | 0
IGCC-CCS | 0 | 0 | 0 | 0 | 0 | 0
WT_off | 0 | 0 | 0 | 0 | 0 | 0
PseudoUnit | 0 | 0 | 0 | 0 | 0 | 0
FixedInterchange | 0 | 0 | 0 | 0 | 0 | 0
SO2 Emissions (MMshortTons): MAPP_CA
ReportingType | 2015 | 2020 | 2025 | 2030 | 2035 | 2040
BM | 0 | 0 | 0 | 0 | 0 | 0
CC | 0 | 0 | 0 | 0 | 0 | 0
CSP | 0 | 0 | 0 | 0 | 0 | 0
CT | 0 | 0 | 0 | 0 | 0 | 0
Coal | 0.07 | 0.01 | 0 | 0 | 0 | 0
Geo | 0 | 0 | 0 | 0 | 0 | 0
H | 0 | 0 | 0 | 0 | 0 | 0
LFG | 0 | 0 | 0 | 0 | 0 | 0
Nuc | 0 | 0 | 0 | 0 | 0 | 0
PS | 0 | 0 | 0 | 0 | 0 | 0
PV | 0 | 0 | 0 | 0 | 0 | 0
PeakG | 0 | 0 | 0 | 0 | 0 | 0
PeakO | 0 | 0 | 0 | 0 | 0 | 0
ST | 0 | 0 | 0 | 0 | 0 | 0
STOG | 0 | 0 | 0 | 0 | 0 | 0
STWD | 0 | 0 | 0 | 0 | 0 | 0
WT | 0 | 0 | 0 | 0 | 0 | 0
IGCC | 0 | 0 | 0 | 0 | 0 | 0
DemandResponse | 0 | 0 | 0 | 0 | 0 | 0
IGCC-CCS | 0 | 0 | 0 | 0 | 0 | 0
WT_off | 0 | 0 | 0 | 0 | 0 | 0
PseudoUnit | 0 | 0 | 0 | 0 | 0 | 0
FixedInterchange | 0 | 0 | 0 | 0 | 0 | 0
SO2 Emissions (MMshortTons): AZ_NM_SNV_Coal
ReportingType | 2015 | 2020 | 2025 | 2030 | 2035 | 2040
BM | 0 | 0 | 0 | 0 | 0 | 0
CC | 0 | 0 | 0 | 0 | 0 | 0
CSP | 0 | 0 | 0 | 0 | 0 | 0
CT | 0 | 0 | 0 | 0 | 0 | 0
Coal | 0.03 | 0.03 | 0.02 | 0 | 0 | 0
Geo | 0 | 0 | 0 | 0 | 0 | 0
H | 0 | 0 | 0 | 0 | 0 | 0
LFG | 0 | 0 | 0 | 0 | 0 | 0
Nuc | 0 | 0 | 0 | 0 | 0 | 0
PS | 0 | 0 | 0 | 0 | 0 | 0
PV | 0 | 0 | 0 | 0 | 0 | 0
PeakG | 0 | 0 | 0 | 0 | 0 | 0
PeakO | 0 | 0 | 0 | 0 | 0 | 0
ST | 0 | 0 | 0 | 0 | 0 | 0
STOG | 0 | 0 | 0 | 0 | 0 | 0
STWD | 0 | 0 | 0 | 0 | 0 | 0
WT | 0 | 0 | 0 | 0 | 0 | 0
IGCC | 0 | 0 | 0 | 0 | 0 | 0
DemandResponse | 0 | 0 | 0 | 0 | 0 | 0
IGCC-CCS | 0 | 0 | 0 | 0 | 0 | 0
WT_off | 0 | 0 | 0 | 0 | 0 | 0
PseudoUnit | 0 | 0 | 0 | 0 | 0 | 0
FixedInterchange | 0 | 0 | 0 | 0 | 0 | 0
SO2 Emissions (MMshortTons): AZ_NM_SNV_Gas
ReportingType | 2015 | 2020 | 2025 | 2030 | 2035 | 2040
BM | 0 | 0 | 0 | 0 | 0 | 0
CC | 0 | 0 | 0 | 0 | 0 | 0
CSP | 0 | 0 | 0 | 0 | 0 | 0
CT | 0 | 0 | 0 | 0 | 0 | 0
Coal | 0 | 0 | 0 | 0 | 0 | 0
Geo | 0 | 0 | 0 | 0 | 0 | 0
H | 0 | 0 | 0 | 0 | 0 | 0
LFG | 0 | 0 | 0 | 0 | 0 | 0
Nuc | 0 | 0 | 0 | 0 | 0 | 0
PS | 0 | 0 | 0 | 0 | 0 | 0
PV | 0 | 0 | 0 | 0 | 0 | 0
PeakG | 0 | 0 | 0 | 0 | 0 | 0
PeakO | 0 | 0 | 0 | 0 | 0 | 0
ST | 0 | 0 | 0 | 0 | 0 | 0
STOG | 0 | 0 | 0 | 0 | 0 | 0
STWD | 0 | 0 | 0 | 0 | 0 | 0
WT | 0 | 0 | 0 | 0 | 0 | 0
IGCC | 0 | 0 | 0 | 0 | 0 | 0
DemandResponse | 0 | 0 | 0 | 0 | 0 | 0
IGCC-CCS | 0 | 0 | 0 | 0 | 0 | 0
WT_off | 0 | 0 | 0 | 0 | 0 | 0
PseudoUnit | 0 | 0 | 0 | 0 | 0 | 0
FixedInterchange | 0 | 0 | 0 | 0 | 0 | 0
SO2 Emissions (MMshortTons): AZ_NM_SNV_NucRenew
ReportingType | 2015 | 2020 | 2025 | 2030 | 2035 | 2040
BM | 0 | 0 | 0 | 0 | 0 | 0
CC | 0 | 0 | 0 | 0 | 0 | 0
CSP | 0 | 0 | 0 | 0 | 0 | 0
CT | 0 | 0 | 0 | 0 | 0 | 0
Coal | 0 | 0 | 0 | 0 | 0 | 0
Geo | 0 | 0 | 0 | 0 | 0 | 0
H | 0 | 0 | 0 | 0 | 0 | 0
LFG | 0 | 0 | 0 | 0 | 0 | 0
Nuc | 0 | 0 | 0 | 0 | 0 | 0
PS | 0 | 0 | 0 | 0 | 0 | 0
PV | 0 | 0 | 0 | 0 | 0 | 0
PeakG | 0 | 0 | 0 | 0 | 0 | 0
PeakO | 0 | 0 | 0 | 0 | 0 | 0
ST | 0 | 0 | 0 | 0 | 0 | 0
STOG | 0 | 0 | 0 | 0 | 0 | 0
STWD | 0 | 0 | 0 | 0 | 0 | 0
WT | 0 | 0 | 0 | 0 | 0 | 0
IGCC | 0 | 0 | 0 | 0 | 0 | 0
DemandResponse | 0 | 0 | 0 | 0 | 0 | 0
IGCC-CCS | 0 | 0 | 0 | 0 | 0 | 0
WT_off | 0 | 0 | 0 | 0 | 0 | 0
PseudoUnit | 0 | 0 | 0 | 0 | 0 | 0
FixedInterchange | 0 | 0 | 0 | 0 | 0 | 0
SO2 Emissions (MMshortTons): ERCOT
ReportingType | 2015 | 2020 | 2025 | 2030 | 2035 | 2040
BM | 0 | 0 | 0 | 0 | 0 | 0
CC | 0 | 0 | 0 | 0 | 0 | 0
CSP | 0 | 0 | 0 | 0 | 0 | 0
CT | 0 | 0 | 0 | 0 | 0 | 0
Coal | 0.23 | 0.06 | 0.03 | 0.01 | 0.01 | 0.01
Geo | 0 | 0 | 0 | 0 | 0 | 0
H | 0 | 0 | 0 | 0 | 0 | 0
LFG | 0 | 0 | 0 | 0 | 0 | 0
Nuc | 0 | 0 | 0 | 0 | 0 | 0
PS | 0 | 0 | 0 | 0 | 0 | 0
PV | 0 | 0 | 0 | 0 | 0 | 0
PeakG | 0 | 0 | 0 | 0 | 0 | 0
PeakO | 0 | 0 | 0 | 0 | 0 | 0
ST | 0 | 0 | 0 | 0 | 0 | 0
STOG | 0 | 0 | 0 | 0 | 0 | 0
STWD | 0 | 0 | 0 | 0 | 0 | 0
WT | 0 | 0 | 0 | 0 | 0 | 0
IGCC | 0 | 0 | 0 | 0 | 0 | 0
DemandResponse | 0 | 0 | 0 | 0 | 0 | 0
IGCC-CCS | 0 | 0 | 0 | 0 | 0 | 0
WT_off | 0 | 0 | 0 | 0 | 0 | 0
PseudoUnit | 0 | 0 | 0 | 0 | 0 | 0
FixedInterchange | 0 | 0 | 0 | 0 | 0 | 0
SO2 Emissions (MMshortTons): NP15
ReportingType | 2015 | 2020 | 2025 | 2030 | 2035 | 2040
BM | 0 | 0 | 0 | 0 | 0 | 0
CC | 0 | 0 | 0 | 0 | 0 | 0
CSP | 0 | 0 | 0 | 0 | 0 | 0
CT | 0 | 0 | 0 | 0 | 0 | 0
Coal | 0.01 | 0 | 0 | 0 | 0 | 0
Geo | 0 | 0 | 0 | 0 | 0 | 0
H | 0 | 0 | 0 | 0 | 0 | 0
LFG | 0 | 0 | 0 | 0 | 0 | 0
Nuc | 0 | 0 | 0 | 0 | 0 | 0
PS | 0 | 0 | 0 | 0 | 0 | 0
PV | 0 | 0 | 0 | 0 | 0 | 0
PeakG | 0 | 0 | 0 | 0 | 0 | 0
PeakO | 0 | 0 | 0 | 0 | 0 | 0
ST | 0 | 0 | 0 | 0 | 0 | 0
STOG | 0 | 0 | 0 | 0 | 0 | 0
STWD | 0 | 0 | 0 | 0 | 0 | 0
WT | 0 | 0 | 0 | 0 | 0 | 0
IGCC | 0 | 0 | 0 | 0 | 0 | 0
DemandResponse | 0 | 0 | 0 | 0 | 0 | 0
IGCC-CCS | 0 | 0 | 0 | 0 | 0 | 0
WT_off | 0 | 0 | 0 | 0 | 0 | 0
PseudoUnit | 0 | 0 | 0 | 0 | 0 | 0
FixedInterchange | 0 | 0 | 0 | 0 | 0 | 0
SO2 Emissions (MMshortTons): NWPP_Coal
ReportingType | 2015 | 2020 | 2025 | 2030 | 2035 | 2040
BM | 0 | 0 | 0 | 0 | 0 | 0
CC | 0 | 0 | 0 | 0 | 0 | 0
CSP | 0 | 0 | 0 | 0 | 0 | 0
CT | 0 | 0 | 0 | 0 | 0 | 0
Coal | 0.12 | 0.05 | 0.02 | 0 | 0 | 0
Geo | 0 | 0 | 0 | 0 | 0 | 0
H | 0 | 0 | 0 | 0 | 0 | 0
LFG | 0 | 0 | 0 | 0 | 0 | 0
Nuc | 0 | 0 | 0 | 0 | 0 | 0
PS | 0 | 0 | 0 | 0 | 0 | 0
PV | 0 | 0 | 0 | 0 | 0 | 0
PeakG | 0 | 0 | 0 | 0 | 0 | 0
PeakO | 0 | 0 | 0 | 0 | 0 | 0
ST | 0 | 0 | 0 | 0 | 0 | 0
STOG | 0 | 0 | 0 | 0 | 0 | 0
STWD | 0 | 0 | 0 | 0 | 0 | 0
WT | 0 | 0 | 0 | 0 | 0 | 0
IGCC | 0 | 0 | 0 | 0 | 0 | 0
DemandResponse | 0 | 0 | 0 | 0 | 0 | 0
IGCC-CCS | 0 | 0 | 0 | 0 | 0 | 0
WT_off | 0 | 0 | 0 | 0 | 0 | 0
PseudoUnit | 0 | 0 | 0 | 0 | 0 | 0
FixedInterchange | 0 | 0 | 0 | 0 | 0 | 0
SO2 Emissions (MMshortTons): NWPP_Gas
ReportingType | 2015 | 2020 | 2025 | 2030 | 2035 | 2040
BM | 0 | 0 | 0 | 0 | 0 | 0
CC | 0 | 0 | 0 | 0 | 0 | 0
CSP | 0 | 0 | 0 | 0 | 0 | 0
CT | 0 | 0 | 0 | 0 | 0 | 0
Coal | 0 | 0 | 0 | 0 | 0 | 0
Geo | 0 | 0 | 0 | 0 | 0 | 0
H | 0 | 0 | 0 | 0 | 0 | 0
LFG | 0 | 0 | 0 | 0 | 0 | 0
Nuc | 0 | 0 | 0 | 0 | 0 | 0
PS | 0 | 0 | 0 | 0 | 0 | 0
PV | 0 | 0 | 0 | 0 | 0 | 0
PeakG | 0 | 0 | 0 | 0 | 0 | 0
PeakO | 0 | 0 | 0 | 0 | 0 | 0
ST | 0 | 0 | 0 | 0 | 0 | 0
STOG | 0 | 0 | 0 | 0 | 0 | 0
STWD | 0 | 0 | 0 | 0 | 0 | 0
WT | 0 | 0 | 0 | 0 | 0 | 0
IGCC | 0 | 0 | 0 | 0 | 0 | 0
DemandResponse | 0 | 0 | 0 | 0 | 0 | 0
IGCC-CCS | 0 | 0 | 0 | 0 | 0 | 0
WT_off | 0 | 0 | 0 | 0 | 0 | 0
PseudoUnit | 0 | 0 | 0 | 0 | 0 | 0
FixedInterchange | 0 | 0 | 0 | 0 | 0 | 0
SO2 Emissions (MMshortTons): NWPP_NucRenew
ReportingType | 2015 | 2020 | 2025 | 2030 | 2035 | 2040
BM | 0 | 0 | 0 | 0 | 0 | 0
CC | 0 | 0 | 0 | 0 | 0 | 0
CSP | 0 | 0 | 0 | 0 | 0 | 0
CT | 0 | 0 | 0 | 0 | 0 | 0
Coal | 0 | 0 | 0 | 0 | 0 | 0
Geo | 0 | 0 | 0 | 0 | 0 | 0
H | 0 | 0 | 0 | 0 | 0 | 0
LFG | 0 | 0 | 0 | 0 | 0 | 0
Nuc | 0 | 0 | 0 | 0 | 0 | 0
PS | 0 | 0 | 0 | 0 | 0 | 0
PV | 0 | 0 | 0 | 0 | 0 | 0
PeakG | 0 | 0 | 0 | 0 | 0 | 0
PeakO | 0 | 0 | 0 | 0 | 0 | 0
ST | 0 | 0 | 0 | 0 | 0 | 0
STOG | 0 | 0 | 0 | 0 | 0 | 0
STWD | 0 | 0 | 0 | 0 | 0 | 0
WT | 0 | 0 | 0 | 0 | 0 | 0
IGCC | 0 | 0 | 0 | 0 | 0 | 0
DemandResponse | 0 | 0 | 0 | 0 | 0 | 0
IGCC-CCS | 0 | 0 | 0 | 0 | 0 | 0
WT_off | 0 | 0 | 0 | 0 | 0 | 0
PseudoUnit | 0 | 0 | 0 | 0 | 0 | 0
FixedInterchange | 0 | 0 | 0 | 0 | 0 | 0
SO2 Emissions (MMshortTons): RMPA
ReportingType | 2015 | 2020 | 2025 | 2030 | 2035 | 2040
BM | 0 | 0 | 0 | 0 | 0 | 0
CC | 0 | 0 | 0 | 0 | 0 | 0
CSP | 0 | 0 | 0 | 0 | 0 | 0
CT | 0 | 0 | 0 | 0 | 0 | 0
Coal | 0.06 | 0.02 | 0.01 | 0 | 0 | 0
Geo | 0 | 0 | 0 | 0 | 0 | 0
H | 0 | 0 | 0 | 0 | 0 | 0
LFG | 0 | 0 | 0 | 0 | 0 | 0
Nuc | 0 | 0 | 0 | 0 | 0 | 0
PS | 0 | 0 | 0 | 0 | 0 | 0
PV | 0 | 0 | 0 | 0 | 0 | 0
PeakG | 0 | 0 | 0 | 0 | 0 | 0
PeakO | 0 | 0 | 0 | 0 | 0 | 0
ST | 0 | 0 | 0 | 0 | 0 | 0
STOG | 0 | 0 | 0 | 0 | 0 | 0
STWD | 0 | 0 | 0 | 0 | 0 | 0
WT | 0 | 0 | 0 | 0 | 0 | 0
IGCC | 0 | 0 | 0 | 0 | 0 | 0
DemandResponse | 0 | 0 | 0 | 0 | 0 | 0
IGCC-CCS | 0 | 0 | 0 | 0 | 0 | 0
WT_off | 0 | 0 | 0 | 0 | 0 | 0
PseudoUnit | 0 | 0 | 0 | 0 | 0 | 0
FixedInterchange | 0 | 0 | 0 | 0 | 0 | 0
SO2 Emissions (MMshortTons): SP15
ReportingType | 2015 | 2020 | 2025 | 2030 | 2035 | 2040
BM | 0 | 0 | 0 | 0 | 0 | 0
CC | 0 | 0 | 0 | 0 | 0 | 0
CSP | 0 | 0 | 0 | 0 | 0 | 0
CT | 0 | 0 | 0 | 0 | 0 | 0
Coal | 0 | 0 | 0 | 0 | 0 | 0
Geo | 0 | 0 | 0 | 0 | 0 | 0
H | 0 | 0 | 0 | 0 | 0 | 0
LFG | 0 | 0 | 0 | 0 | 0 | 0
Nuc | 0 | 0 | 0 | 0 | 0 | 0
PS | 0 | 0 | 0 | 0 | 0 | 0
PV | 0 | 0 | 0 | 0 | 0 | 0
PeakG | 0 | 0 | 0 | 0 | 0 | 0
PeakO | 0 | 0 | 0 | 0 | 0 | 0
ST | 0 | 0 | 0 | 0 | 0 | 0
STOG | 0 | 0 | 0 | 0 | 0 | 0
STWD | 0 | 0 | 0 | 0 | 0 | 0
WT | 0 | 0 | 0 | 0 | 0 | 0
IGCC | 0 | 0 | 0 | 0 | 0 | 0
DemandResponse | 0 | 0 | 0 | 0 | 0 | 0
IGCC-CCS | 0 | 0 | 0 | 0 | 0 | 0
WT_off | 0 | 0 | 0 | 0 | 0 | 0
PseudoUnit | 0 | 0 | 0 | 0 | 0 | 0
FixedInterchange | 0 | 0 | 0 | 0 | 0 | 0
SO2 Emissions (MMshortTons): ALB
ReportingType | 2015 | 2020 | 2025 | 2030 | 2035 | 2040
BM | 0 | 0 | 0 | 0 | 0 | 0
CC | 0 | 0 | 0 | 0 | 0 | 0
CSP | 0 | 0 | 0 | 0 | 0 | 0
CT | 0 | 0 | 0 | 0 | 0 | 0
Coal | 0.14 | 0.14 | 0.14 | 0 | 0 | 0
Geo | 0 | 0 | 0 | 0 | 0 | 0
H | 0 | 0 | 0 | 0 | 0 | 0
LFG | 0 | 0 | 0 | 0 | 0 | 0
Nuc | 0 | 0 | 0 | 0 | 0 | 0
PS | 0 | 0 | 0 | 0 | 0 | 0
PV | 0 | 0 | 0 | 0 | 0 | 0
PeakG | 0 | 0 | 0 | 0 | 0 | 0
PeakO | 0 | 0 | 0 | 0 | 0 | 0
ST | 0 | 0 | 0 | 0 | 0 | 0
STOG | 0 | 0 | 0 | 0 | 0 | 0
STWD | 0 | 0 | 0 | 0 | 0 | 0
WT | 0 | 0 | 0 | 0 | 0 | 0
IGCC | 0 | 0 | 0 | 0 | 0 | 0
DemandResponse | 0 | 0 | 0 | 0 | 0 | 0
IGCC-CCS | 0 | 0 | 0 | 0 | 0 | 0
WT_off | 0 | 0 | 0 | 0 | 0 | 0
PseudoUnit | 0 | 0 | 0 | 0 | 0 | 0
FixedInterchange | 0 | 0 | 0 | 0 | 0 | 0
SO2 Emissions (MMshortTons): BC
ReportingType | 2015 | 2020 | 2025 | 2030 | 2035 | 2040
BM | 0 | 0 | 0 | 0 | 0 | 0
CC | 0 | 0 | 0 | 0 | 0 | 0
CSP | 0 | 0 | 0 | 0 | 0 | 0
CT | 0 | 0 | 0 | 0 | 0 | 0
Coal | 0 | 0 | 0 | 0 | 0 | 0
Geo | 0 | 0 | 0 | 0 | 0 | 0
H | 0 | 0 | 0 | 0 | 0 | 0
LFG | 0 | 0 | 0 | 0 | 0 | 0
Nuc | 0 | 0 | 0 | 0 | 0 | 0
PS | 0 | 0 | 0 | 0 | 0 | 0
PV | 0 | 0 | 0 | 0 | 0 | 0
PeakG | 0 | 0 | 0 | 0 | 0 | 0
PeakO | 0 | 0 | 0 | 0 | 0 | 0
ST | 0 | 0 | 0 | 0 | 0 | 0
STOG | 0 | 0 | 0 | 0 | 0 | 0
STWD | 0 | 0 | 0 | 0 | 0 | 0
WT | 0 | 0 | 0 | 0 | 0 | 0
IGCC | 0 | 0 | 0 | 0 | 0 | 0
DemandResponse | 0 | 0 | 0 | 0 | 0 | 0
IGCC-CCS | 0 | 0 | 0 | 0 | 0 | 0
WT_off | 0 | 0 | 0 | 0 | 0 | 0
PseudoUnit | 0 | 0 | 0 | 0 | 0 | 0
FixedInterchange | 0 | 0 | 0 | 0 | 0 | 0
SO2 Emissions (MMshortTons): HQ_IESO
ReportingType | 2015 | 2020 | 2025 | 2030 | 2035 | 2040
BM | 0 | 0 | 0 | 0 | 0 | 0
CC | 0 | 0 | 0 | 0 | 0 | 0
CSP | 0 | 0 | 0 | 0 | 0 | 0
CT | 0 | 0 | 0 | 0 | 0 | 0
Coal | 0 | 0 | 0 | 0 | 0 | 0
Geo | 0 | 0 | 0 | 0 | 0 | 0
H | 0 | 0 | 0 | 0 | 0 | 0
LFG | 0 | 0 | 0 | 0 | 0 | 0
Nuc | 0 | 0 | 0 | 0 | 0 | 0
PS | 0 | 0 | 0 | 0 | 0 | 0
PV | 0 | 0 | 0 | 0 | 0 | 0
PeakG | 0 | 0 | 0 | 0 | 0 | 0
PeakO | 0 | 0 | 0 | 0 | 0 | 0
ST | 0 | 0 | 0 | 0 | 0 | 0
STOG | 0 | 0 | 0 | 0 | 0 | 0
STWD | 0 | 0 | 0 | 0 | 0 | 0
WT | 0 | 0 | 0 | 0 | 0 | 0
IGCC | 0 | 0 | 0 | 0 | 0 | 0
DemandResponse | 0 | 0 | 0 | 0 | 0 | 0
IGCC-CCS | 0 | 0 | 0 | 0 | 0 | 0
WT_off | 0 | 0 | 0 | 0 | 0 | 0
PseudoUnit | 0 | 0 | 0 | 0 | 0 | 0
FixedInterchange | 0 | 0 | 0 | 0 | 0 | 0
SO2 Emissions (MMshortTons): HQ_NEISO
ReportingType | 2015 | 2020 | 2025 | 2030 | 2035 | 2040
BM | 0 | 0 | 0 | 0 | 0 | 0
CC | 0 | 0 | 0 | 0 | 0 | 0
CSP | 0 | 0 | 0 | 0 | 0 | 0
CT | 0 | 0 | 0 | 0 | 0 | 0
Coal | 0 | 0 | 0 | 0 | 0 | 0
Geo | 0 | 0 | 0 | 0 | 0 | 0
H | 0 | 0 | 0 | 0 | 0 | 0
LFG | 0 | 0 | 0 | 0 | 0 | 0
Nuc | 0 | 0 | 0 | 0 | 0 | 0
PS | 0 | 0 | 0 | 0 | 0 | 0
PV | 0 | 0 | 0 | 0 | 0 | 0
PeakG | 0 | 0 | 0 | 0 | 0 | 0
PeakO | 0 | 0 | 0 | 0 | 0 | 0
ST | 0 | 0 | 0 | 0 | 0 | 0
STOG | 0 | 0 | 0 | 0 | 0 | 0
STWD | 0 | 0 | 0 | 0 | 0 | 0
WT | 0 | 0 | 0 | 0 | 0 | 0
IGCC | 0 | 0 | 0 | 0 | 0 | 0
DemandResponse | 0 | 0 | 0 | 0 | 0 | 0
IGCC-CCS | 0 | 0 | 0 | 0 | 0 | 0
WT_off | 0 | 0 | 0 | 0 | 0 | 0
PseudoUnit | 0 | 0 | 0 | 0 | 0 | 0
FixedInterchange | 0 | 0 | 0 | 0 | 0 | 0
SO2 Emissions (MMshortTons): HQ_NY
ReportingType | 2015 | 2020 | 2025 | 2030 | 2035 | 2040
BM | 0 | 0 | 0 | 0 | 0 | 0
CC | 0 | 0 | 0 | 0 | 0 | 0
CSP | 0 | 0 | 0 | 0 | 0 | 0
CT | 0 | 0 | 0 | 0 | 0 | 0
Coal | 0 | 0 | 0 | 0 | 0 | 0
Geo | 0 | 0 | 0 | 0 | 0 | 0
H | 0 | 0 | 0 | 0 | 0 | 0
LFG | 0 | 0 | 0 | 0 | 0 | 0
Nuc | 0 | 0 | 0 | 0 | 0 | 0
PS | 0 | 0 | 0 | 0 | 0 | 0
PV | 0 | 0 | 0 | 0 | 0 | 0
PeakG | 0 | 0 | 0 | 0 | 0 | 0
PeakO | 0 | 0 | 0 | 0 | 0 | 0
ST | 0 | 0 | 0 | 0 | 0 | 0
STOG | 0 | 0 | 0 | 0 | 0 | 0
STWD | 0 | 0 | 0 | 0 | 0 | 0
WT | 0 | 0 | 0 | 0 | 0 | 0
IGCC | 0 | 0 | 0 | 0 | 0 | 0
DemandResponse | 0 | 0 | 0 | 0 | 0 | 0
IGCC-CCS | 0 | 0 | 0 | 0 | 0 | 0
WT_off | 0 | 0 | 0 | 0 | 0 | 0
PseudoUnit | 0 | 0 | 0 | 0 | 0 | 0
FixedInterchange | 0 | 0 | 0 | 0 | 0 | 0
SO2 Emissions (MMshortTons): MARITIMES
ReportingType | 2015 | 2020 | 2025 | 2030 | 2035 | 2040
BM | 0 | 0 | 0 | 0 | 0 | 0
CC | 0 | 0 | 0 | 0 | 0 | 0
CSP | 0 | 0 | 0 | 0 | 0 | 0
CT | 0 | 0 | 0 | 0 | 0 | 0
Coal | 0 | 0 | 0 | 0 | 0 | 0
Geo | 0 | 0 | 0 | 0 | 0 | 0
H | 0 | 0 | 0 | 0 | 0 | 0
LFG | 0 | 0 | 0 | 0 | 0 | 0
Nuc | 0 | 0 | 0 | 0 | 0 | 0
PS | 0 | 0 | 0 | 0 | 0 | 0
PV | 0 | 0 | 0 | 0 | 0 | 0
PeakG | 0 | 0 | 0 | 0 | 0 | 0
PeakO | 0 | 0 | 0 | 0 | 0 | 0
ST | 0 | 0 | 0 | 0 | 0 | 0
STOG | 0 | 0 | 0 | 0 | 0 | 0
STWD | 0 | 0 | 0 | 0 | 0 | 0
WT | 0 | 0 | 0 | 0 | 0 | 0
IGCC | 0 | 0 | 0 | 0 | 0 | 0
DemandResponse | 0 | 0 | 0 | 0 | 0 | 0
IGCC-CCS | 0 | 0 | 0 | 0 | 0 | 0
WT_off | 0 | 0 | 0 | 0 | 0 | 0
PseudoUnit | 0 | 0 | 0 | 0 | 0 | 0
FixedInterchange | 0 | 0 | 0 | 0 | 0 | 0
SO2 Emissions (MMshortTons): All
ReportingType | 2015 | 2020 | 2025 | 2030 | 2035 | 2040
BM | 0 | 0 | 0 | 0 | 0 | 0
CC | 0 | 0 | 0 | 0 | 0 | 0
CSP | 0 | 0 | 0 | 0 | 0 | 0
CT | 0 | 0 | 0 | 0 | 0 | 0
Coal | 5.25 | 1.33 | 0.69 | 0.22 | 0.22 | 0.21
Geo | 0 | 0 | 0 | 0 | 0 | 0
H | 0 | 0 | 0 | 0 | 0 | 0
LFG | 0 | 0 | 0 | 0 | 0 | 0
Nuc | 0 | 0 | 0 | 0 | 0 | 0
PS | 0 | 0 | 0 | 0 | 0 | 0
PV | 0 | 0 | 0 | 0 | 0 | 0
PeakG | 0 | 0 | 0 | 0 | 0 | 0
PeakO | 0 | 0 | 0 | 0 | 0 | 0
ST | 0 | 0 | 0 | 0 | 0 | 0
STOG | 0 | 0 | 0 | 0 | 0 | 0
STWD | 0 | 0 | 0 | 0 | 0 | 0
WT | 0 | 0 | 0 | 0 | 0 | 0
IGCC | 0 | 0 | 0 | 0 | 0 | 0
DemandResponse | 0 | 0 | 0 | 0 | 0 | 0
IGCC-CCS | 0 | 0 | 0 | 0 | 0 | 0
WT_off | 0 | 0 | 0 | 0 | 0 | 0
PseudoUnit | 0 | 0 | 0 | 0 | 0 | 0
FixedInterchange | 0 | 0 | 0 | 0 | 0 | 0
SO2 Emissions (MMshortTons): EI_US
ReportingType | 2015 | 2020 | 2025 | 2030 | 2035 | 2040
BM | 0 | 0 | 0 | 0 | 0 | 0
CC | 0 | 0 | 0 | 0 | 0 | 0
CSP | 0 | 0 | 0 | 0 | 0 | 0
CT | 0 | 0 | 0 | 0 | 0 | 0
Coal | 4.58 | 1.02 | 0.47 | 0.21 | 0.21 | 0.2
Geo | 0 | 0 | 0 | 0 | 0 | 0
H | 0 | 0 | 0 | 0 | 0 | 0
LFG | 0 | 0 | 0 | 0 | 0 | 0
Nuc | 0 | 0 | 0 | 0 | 0 | 0
PS | 0 | 0 | 0 | 0 | 0 | 0
PV | 0 | 0 | 0 | 0 | 0 | 0
PeakG | 0 | 0 | 0 | 0 | 0 | 0
PeakO | 0 | 0 | 0 | 0 | 0 | 0
ST | 0 | 0 | 0 | 0 | 0 | 0
STOG | 0 | 0 | 0 | 0 | 0 | 0
STWD | 0 | 0 | 0 | 0 | 0 | 0
WT | 0 | 0 | 0 | 0 | 0 | 0
IGCC | 0 | 0 | 0 | 0 | 0 | 0
DemandResponse | 0 | 0 | 0 | 0 | 0 | 0
IGCC-CCS | 0 | 0 | 0 | 0 | 0 | 0
WT_off | 0 | 0 | 0 | 0 | 0 | 0
PseudoUnit | 0 | 0 | 0 | 0 | 0 | 0
FixedInterchange | 0 | 0 | 0 | 0 | 0 | 0
SO2 Emissions (MMshortTons): EI_Canada
ReportingType | 2015 | 2020 | 2025 | 2030 | 2035 | 2040
BM | 0 | 0 | 0 | 0 | 0 | 0
CC | 0 | 0 | 0 | 0 | 0 | 0
CSP | 0 | 0 | 0 | 0 | 0 | 0
CT | 0 | 0 | 0 | 0 | 0 | 0
Coal | 0.07 | 0.01 | 0 | 0 | 0 | 0
Geo | 0 | 0 | 0 | 0 | 0 | 0
H | 0 | 0 | 0 | 0 | 0 | 0
LFG | 0 | 0 | 0 | 0 | 0 | 0
Nuc | 0 | 0 | 0 | 0 | 0 | 0
PS | 0 | 0 | 0 | 0 | 0 | 0
PV | 0 | 0 | 0 | 0 | 0 | 0
PeakG | 0 | 0 | 0 | 0 | 0 | 0
PeakO | 0 | 0 | 0 | 0 | 0 | 0
ST | 0 | 0 | 0 | 0 | 0 | 0
STOG | 0 | 0 | 0 | 0 | 0 | 0
STWD | 0 | 0 | 0 | 0 | 0 | 0
WT | 0 | 0 | 0 | 0 | 0 | 0
IGCC | 0 | 0 | 0 | 0 | 0 | 0
DemandResponse | 0 | 0 | 0 | 0 | 0 | 0
IGCC-CCS | 0 | 0 | 0 | 0 | 0 | 0
WT_off | 0 | 0 | 0 | 0 | 0 | 0
PseudoUnit | 0 | 0 | 0 | 0 | 0 | 0
FixedInterchange | 0 | 0 | 0 | 0 | 0 | 0
SO2 Emissions (MMshortTons): EI
ReportingType | 2015 | 2020 | 2025 | 2030 | 2035 | 2040
BM | 0 | 0 | 0 | 0 | 0 | 0
CC | 0 | 0 | 0 | 0 | 0 | 0
CSP | 0 | 0 | 0 | 0 | 0 | 0
CT | 0 | 0 | 0 | 0 | 0 | 0
Coal | 4.65 | 1.02 | 0.47 | 0.21 | 0.21 | 0.2
Geo | 0 | 0 | 0 | 0 | 0 | 0
H | 0 | 0 | 0 | 0 | 0 | 0
LFG | 0 | 0 | 0 | 0 | 0 | 0
Nuc | 0 | 0 | 0 | 0 | 0 | 0
PS | 0 | 0 | 0 | 0 | 0 | 0
PV | 0 | 0 | 0 | 0 | 0 | 0
PeakG | 0 | 0 | 0 | 0 | 0 | 0
PeakO | 0 | 0 | 0 | 0 | 0 | 0
ST | 0 | 0 | 0 | 0 | 0 | 0
STOG | 0 | 0 | 0 | 0 | 0 | 0
STWD | 0 | 0 | 0 | 0 | 0 | 0
WT | 0 | 0 | 0 | 0 | 0 | 0
IGCC | 0 | 0 | 0 | 0 | 0 | 0
DemandResponse | 0 | 0 | 0 | 0 | 0 | 0
IGCC-CCS | 0 | 0 | 0 | 0 | 0 | 0
WT_off | 0 | 0 | 0 | 0 | 0 | 0
PseudoUnit | 0 | 0 | 0 | 0 | 0 | 0
FixedInterchange | 0 | 0 | 0 | 0 | 0 | 0
SO2 Emissions (MMshortTons): Outside_EI
ReportingType | 2015 | 2020 | 2025 | 2030 | 2035 | 2040
BM | 0 | 0 | 0 | 0 | 0 | 0
CC | 0 | 0 | 0 | 0 | 0 | 0
CSP | 0 | 0 | 0 | 0 | 0 | 0
CT | 0 | 0 | 0 | 0 | 0 | 0
Coal | 0.6 | 0.3 | 0.22 | 0.02 | 0.02 | 0.01
Geo | 0 | 0 | 0 | 0 | 0 | 0
H | 0 | 0 | 0 | 0 | 0 | 0
LFG | 0 | 0 | 0 | 0 | 0 | 0
Nuc | 0 | 0 | 0 | 0 | 0 | 0
PS | 0 | 0 | 0 | 0 | 0 | 0
PV | 0 | 0 | 0 | 0 | 0 | 0
PeakG | 0 | 0 | 0 | 0 | 0 | 0
PeakO | 0 | 0 | 0 | 0 | 0 | 0
ST | 0 | 0 | 0 | 0 | 0 | 0
STOG | 0 | 0 | 0 | 0 | 0 | 0
STWD | 0 | 0 | 0 | 0 | 0 | 0
WT | 0 | 0 | 0 | 0 | 0 | 0
IGCC | 0 | 0 | 0 | 0 | 0 | 0
DemandResponse | 0 | 0 | 0 | 0 | 0 | 0
IGCC-CCS | 0 | 0 | 0 | 0 | 0 | 0
WT_off | 0 | 0 | 0 | 0 | 0 | 0
PseudoUnit | 0 | 0 | 0 | 0 | 0 | 0
FixedInterchange | 0 | 0 | 0 | 0 | 0 | 0
NOx Emissions (MMshortTons): Entergy
ReportingType | 2015 | 2020 | 2025 | 2030 | 2035 | 2040
BM | 0 | 0 | 0 | 0 | 0 | 0
CC | 0 | 0 | 0.01 | 0.01 | 0 | 0
CSP | 0 | 0 | 0 | 0 | 0 | 0
CT | 0 | 0 | 0 | 0 | 0 | 0
Coal | 0.05 | 0.01 | 0 | 0 | 0 | 0
Geo | 0 | 0 | 0 | 0 | 0 | 0
H | 0 | 0 | 0 | 0 | 0 | 0
LFG | 0 | 0 | 0 | 0 | 0 | 0
Nuc | 0 | 0 | 0 | 0 | 0 | 0
PS | 0 | 0 | 0 | 0 | 0 | 0
PV | 0 | 0 | 0 | 0 | 0 | 0
PeakG | 0 | 0 | 0 | 0 | 0 | 0
PeakO | 0 | 0 | 0 | 0 | 0 | 0
ST | 0 | 0 | 0 | 0 | 0 | 0
STOG | 0 | 0 | 0 | 0 | 0 | 0
STWD | 0 | 0 | 0 | 0 | 0 | 0
WT | 0 | 0 | 0 | 0 | 0 | 0
IGCC | 0 | 0 | 0 | 0 | 0 | 0
DemandResponse | 0 | 0 | 0 | 0 | 0 | 0
IGCC-CCS | 0 | 0 | 0 | 0 | 0 | 0
WT_off | 0 | 0 | 0 | 0 | 0 | 0
PseudoUnit | 0 | 0 | 0 | 0 | 0 | 0
FixedInterchange | 0 | 0 | 0 | 0 | 0 | 0
NOx Emissions (MMshortTons): FRCC
ReportingType | 2015 | 2020 | 2025 | 2030 | 2035 | 2040
BM | 0 | 0 | 0 | 0 | 0 | 0
CC | 0.01 | 0.01 | 0.01 | 0.01 | 0 | 0
CSP | 0 | 0 | 0 | 0 | 0 | 0
CT | 0 | 0 | 0 | 0 | 0 | 0
Coal | 0.05 | 0.04 | 0.01 | 0.01 | 0.01 | 0.01
Geo | 0 | 0 | 0 | 0 | 0 | 0
H | 0 | 0 | 0 | 0 | 0 | 0
LFG | 0 | 0 | 0 | 0 | 0 | 0
Nuc | 0 | 0 | 0 | 0 | 0 | 0
PS | 0 | 0 | 0 | 0 | 0 | 0
PV | 0 | 0 | 0 | 0 | 0 | 0
PeakG | 0 | 0 | 0 | 0 | 0 | 0
PeakO | 0 | 0 | 0 | 0 | 0 | 0
ST | 0 | 0 | 0 | 0 | 0 | 0
STOG | 0 | 0 | 0 | 0 | 0 | 0
STWD | 0 | 0 | 0 | 0 | 0 | 0
WT | 0 | 0 | 0 | 0 | 0 | 0
IGCC | 0 | 0 | 0 | 0 | 0 | 0
DemandResponse | 0 | 0 | 0 | 0 | 0 | 0
IGCC-CCS | 0 | 0 | 0 | 0 | 0 | 0
WT_off | 0 | 0 | 0 | 0 | 0 | 0
PseudoUnit | 0 | 0 | 0 | 0 | 0 | 0
FixedInterchange | 0 | 0 | 0 | 0 | 0 | 0
NOx Emissions (MMshortTons): MAPP_US
ReportingType | 2015 | 2020 | 2025 | 2030 | 2035 | 2040
BM | 0 | 0 | 0 | 0 | 0 | 0
CC | 0 | 0 | 0 | 0 | 0 | 0
CSP | 0 | 0 | 0 | 0 | 0 | 0
CT | 0 | 0 | 0 | 0 | 0 | 0
Coal | 0.04 | 0 | 0 | 0 | 0 | 0
Geo | 0 | 0 | 0 | 0 | 0 | 0
H | 0 | 0 | 0 | 0 | 0 | 0
LFG | 0 | 0 | 0 | 0 | 0 | 0
Nuc | 0 | 0 | 0 | 0 | 0 | 0
PS | 0 | 0 | 0 | 0 | 0 | 0
PV | 0 | 0 | 0 | 0 | 0 | 0
PeakG | 0 | 0 | 0 | 0 | 0 | 0
PeakO | 0 | 0 | 0 | 0 | 0 | 0
ST | 0 | 0 | 0 | 0 | 0 | 0
STOG | 0 | 0 | 0 | 0 | 0 | 0
STWD | 0 | 0 | 0 | 0 | 0 | 0
WT | 0 | 0 | 0 | 0 | 0 | 0
IGCC | 0 | 0 | 0 | 0 | 0 | 0
DemandResponse | 0 | 0 | 0 | 0 | 0 | 0
IGCC-CCS | 0 | 0 | 0 | 0 | 0 | 0
WT_off | 0 | 0 | 0 | 0 | 0 | 0
PseudoUnit | 0 | 0 | 0 | 0 | 0 | 0
FixedInterchange | 0 | 0 | 0 | 0 | 0 | 0
NOx Emissions (MMshortTons): MISO_IN
ReportingType | 2015 | 2020 | 2025 | 2030 | 2035 | 2040
BM | 0 | 0 | 0 | 0 | 0 | 0
CC | 0 | 0 | 0.01 | 0.01 | 0 | 0
CSP | 0 | 0 | 0 | 0 | 0 | 0
CT | 0 | 0 | 0 | 0 | 0 | 0
Coal | 0.07 | 0.05 | 0.03 | 0.01 | 0.01 | 0.01
Geo | 0 | 0 | 0 | 0 | 0 | 0
H | 0 | 0 | 0 | 0 | 0 | 0
LFG | 0 | 0 | 0 | 0 | 0 | 0
Nuc | 0 | 0 | 0 | 0 | 0 | 0
PS | 0 | 0 | 0 | 0 | 0 | 0
PV | 0 | 0 | 0 | 0 | 0 | 0
PeakG | 0 | 0 | 0 | 0 | 0 | 0
PeakO | 0 | 0 | 0 | 0 | 0 | 0
ST | 0 | 0 | 0 | 0 | 0 | 0
STOG | 0 | 0 | 0 | 0 | 0 | 0
STWD | 0 | 0 | 0 | 0 | 0 | 0
WT | 0 | 0 | 0 | 0 | 0 | 0
IGCC | 0 | 0 | 0 | 0 | 0 | 0
DemandResponse | 0 | 0 | 0 | 0 | 0 | 0
IGCC-CCS | 0 | 0 | 0 | 0 | 0 | 0
WT_off | 0 | 0 | 0 | 0 | 0 | 0
PseudoUnit | 0 | 0 | 0 | 0 | 0 | 0
FixedInterchange | 0 | 0 | 0 | 0 | 0 | 0
NOx Emissions (MMshortTons): MISO_MI
ReportingType | 2015 | 2020 | 2025 | 2030 | 2035 | 2040
BM | 0 | 0 | 0 | 0 | 0 | 0
CC | 0 | 0 | 0 | 0 | 0 | 0
CSP | 0 | 0 | 0 | 0 | 0 | 0
CT | 0 | 0 | 0 | 0 | 0 | 0
Coal | 0.04 | 0 | 0 | 0 | 0 | 0
Geo | 0 | 0 | 0 | 0 | 0 | 0
H | 0 | 0 | 0 | 0 | 0 | 0
LFG | 0 | 0 | 0 | 0 | 0 | 0
Nuc | 0 | 0 | 0 | 0 | 0 | 0
PS | 0 | 0 | 0 | 0 | 0 | 0
PV | 0 | 0 | 0 | 0 | 0 | 0
PeakG | 0 | 0 | 0 | 0 | 0 | 0
PeakO | 0 | 0 | 0 | 0 | 0 | 0
ST | 0 | 0 | 0 | 0 | 0 | 0
STOG | 0 | 0 | 0 | 0 | 0 | 0
STWD | 0 | 0 | 0 | 0 | 0 | 0
WT | 0 | 0 | 0 | 0 | 0 | 0
IGCC | 0 | 0 | 0 | 0 | 0 | 0
DemandResponse | 0 | 0 | 0 | 0 | 0 | 0
IGCC-CCS | 0 | 0 | 0 | 0 | 0 | 0
WT_off | 0 | 0 | 0 | 0 | 0 | 0
PseudoUnit | 0 | 0 | 0 | 0 | 0 | 0
FixedInterchange | 0 | 0 | 0 | 0 | 0 | 0
NOx Emissions (MMshortTons): MISO_MO-IL
ReportingType | 2015 | 2020 | 2025 | 2030 | 2035 | 2040
BM | 0 | 0 | 0 | 0 | 0 | 0
CC | 0 | 0 | 0 | 0 | 0 | 0
CSP | 0 | 0 | 0 | 0 | 0 | 0
CT | 0 | 0 | 0 | 0 | 0 | 0
Coal | 0.05 | 0.02 | 0.01 | 0 | 0 | 0
Geo | 0 | 0 | 0 | 0 | 0 | 0
H | 0 | 0 | 0 | 0 | 0 | 0
LFG | 0 | 0 | 0 | 0 | 0 | 0
Nuc | 0 | 0 | 0 | 0 | 0 | 0
PS | 0 | 0 | 0 | 0 | 0 | 0
PV | 0 | 0 | 0 | 0 | 0 | 0
PeakG | 0 | 0 | 0 | 0 | 0 | 0
PeakO | 0 | 0 | 0 | 0 | 0 | 0
ST | 0 | 0 | 0 | 0 | 0 | 0
STOG | 0 | 0 | 0 | 0 | 0 | 0
STWD | 0 | 0 | 0 | 0 | 0 | 0
WT | 0 | 0 | 0 | 0 | 0 | 0
IGCC | 0 | 0 | 0 | 0 | 0 | 0
DemandResponse | 0 | 0 | 0 | 0 | 0 | 0
IGCC-CCS | 0 | 0 | 0 | 0 | 0 | 0
WT_off | 0 | 0 | 0 | 0 | 0 | 0
PseudoUnit | 0 | 0 | 0 | 0 | 0 | 0
FixedInterchange | 0 | 0 | 0 | 0 | 0 | 0
NOx Emissions (MMshortTons): MISO_W
ReportingType | 2015 | 2020 | 2025 | 2030 | 2035 | 2040
BM | 0 | 0 | 0 | 0 | 0 | 0
CC | 0 | 0 | 0 | 0 | 0 | 0
CSP | 0 | 0 | 0 | 0 | 0 | 0
CT | 0 | 0 | 0 | 0 | 0 | 0
Coal | 0.09 | 0.03 | 0.01 | 0 | 0 | 0
Geo | 0 | 0 | 0 | 0 | 0 | 0
H | 0 | 0 | 0 | 0 | 0 | 0
LFG | 0 | 0 | 0 | 0 | 0 | 0
Nuc | 0 | 0 | 0 | 0 | 0 | 0
PS | 0 | 0 | 0 | 0 | 0 | 0
PV | 0 | 0 | 0 | 0 | 0 | 0
PeakG | 0 | 0 | 0 | 0 | 0 | 0
PeakO | 0 | 0 | 0 | 0 | 0 | 0
ST | 0 | 0 | 0 | 0 | 0 | 0
STOG | 0 | 0 | 0 | 0 | 0 | 0
STWD | 0 | 0 | 0 | 0 | 0 | 0
WT | 0 | 0 | 0 | 0 | 0 | 0
IGCC | 0 | 0 | 0 | 0 | 0 | 0
DemandResponse | 0 | 0 | 0 | 0 | 0 | 0
IGCC-CCS | 0 | 0 | 0 | 0 | 0 | 0
WT_off | 0 | 0 | 0 | 0 | 0 | 0
PseudoUnit | 0 | 0 | 0 | 0 | 0 | 0
FixedInterchange | 0 | 0 | 0 | 0 | 0 | 0
NOx Emissions (MMshortTons): MISO_WUMS
ReportingType | 2015 | 2020 | 2025 | 2030 | 2035 | 2040
BM | 0 | 0 | 0 | 0 | 0 | 0
CC | 0 | 0 | 0 | 0 | 0 | 0
CSP | 0 | 0 | 0 | 0 | 0 | 0
CT | 0 | 0 | 0 | 0 | 0 | 0
Coal | 0.01 | 0.01 | 0 | 0 | 0 | 0
Geo | 0 | 0 | 0 | 0 | 0 | 0
H | 0 | 0 | 0 | 0 | 0 | 0
LFG | 0 | 0 | 0 | 0 | 0 | 0
Nuc | 0 | 0 | 0 | 0 | 0 | 0
PS | 0 | 0 | 0 | 0 | 0 | 0
PV | 0 | 0 | 0 | 0 | 0 | 0
PeakG | 0 | 0 | 0 | 0 | 0 | 0
PeakO | 0 | 0 | 0 | 0 | 0 | 0
ST | 0 | 0 | 0 | 0 | 0 | 0
STOG | 0 | 0 | 0 | 0 | 0 | 0
STWD | 0 | 0 | 0 | 0 | 0 | 0
WT | 0 | 0 | 0 | 0 | 0 | 0
IGCC | 0 | 0 | 0 | 0 | 0 | 0
DemandResponse | 0 | 0 | 0 | 0 | 0 | 0
IGCC-CCS | 0 | 0 | 0 | 0 | 0 | 0
WT_off | 0 | 0 | 0 | 0 | 0 | 0
PseudoUnit | 0 | 0 | 0 | 0 | 0 | 0
FixedInterchange | 0 | 0 | 0 | 0 | 0 | 0
NOx Emissions (MMshortTons): Nebraska
ReportingType | 2015 | 2020 | 2025 | 2030 | 2035 | 2040
BM | 0 | 0 | 0 | 0 | 0 | 0
CC | 0 | 0 | 0 | 0 | 0 | 0
CSP | 0 | 0 | 0 | 0 | 0 | 0
CT | 0 | 0 | 0 | 0 | 0 | 0
Coal | 0.04 | 0.02 | 0.01 | 0 | 0 | 0
Geo | 0 | 0 | 0 | 0 | 0 | 0
H | 0 | 0 | 0 | 0 | 0 | 0
LFG | 0 | 0 | 0 | 0 | 0 | 0
Nuc | 0 | 0 | 0 | 0 | 0 | 0
PS | 0 | 0 | 0 | 0 | 0 | 0
PV | 0 | 0 | 0 | 0 | 0 | 0
PeakG | 0 | 0 | 0 | 0 | 0 | 0
PeakO | 0 | 0 | 0 | 0 | 0 | 0
ST | 0 | 0 | 0 | 0 | 0 | 0
STOG | 0 | 0 | 0 | 0 | 0 | 0
STWD | 0 | 0 | 0 | 0 | 0 | 0
WT | 0 | 0 | 0 | 0 | 0 | 0
IGCC | 0 | 0 | 0 | 0 | 0 | 0
DemandResponse | 0 | 0 | 0 | 0 | 0 | 0
IGCC-CCS | 0 | 0 | 0 | 0 | 0 | 0
WT_off | 0 | 0 | 0 | 0 | 0 | 0
PseudoUnit | 0 | 0 | 0 | 0 | 0 | 0
FixedInterchange | 0 | 0 | 0 | 0 | 0 | 0
NOx Emissions (MMshortTons): NEISO
ReportingType | 2015 | 2020 | 2025 | 2030 | 2035 | 2040
BM | 0 | 0 | 0 | 0 | 0 | 0
CC | 0 | 0 | 0 | 0 | 0 | 0
CSP | 0 | 0 | 0 | 0 | 0 | 0
CT | 0 | 0 | 0 | 0 | 0 | 0
Coal | 0.01 | 0 | 0 | 0 | 0 | 0
Geo | 0 | 0 | 0 | 0 | 0 | 0
H | 0 | 0 | 0 | 0 | 0 | 0
LFG | 0 | 0 | 0 | 0 | 0 | 0
Nuc | 0 | 0 | 0 | 0 | 0 | 0
PS | 0 | 0 | 0 | 0 | 0 | 0
PV | 0 | 0 | 0 | 0 | 0 | 0
PeakG | 0 | 0 | 0 | 0 | 0 | 0
PeakO | 0 | 0 | 0 | 0 | 0 | 0
ST | 0 | 0 | 0 | 0 | 0 | 0
STOG | 0 | 0 | 0 | 0 | 0 | 0
STWD | 0 | 0 | 0 | 0 | 0 | 0
WT | 0 | 0 | 0 | 0 | 0 | 0
IGCC | 0 | 0 | 0 | 0 | 0 | 0
DemandResponse | 0 | 0 | 0 | 0 | 0 | 0
IGCC-CCS | 0 | 0 | 0 | 0 | 0 | 0
WT_off | 0 | 0 | 0 | 0 | 0 | 0
PseudoUnit | 0 | 0 | 0 | 0 | 0 | 0
FixedInterchange | 0 | 0 | 0 | 0 | 0 | 0
NOx Emissions (MMshortTons): NonRTO_Midwest
ReportingType | 2015 | 2020 | 2025 | 2030 | 2035 | 2040
BM | 0 | 0 | 0 | 0 | 0 | 0
CC | 0 | 0 | 0 | 0 | 0 | 0
CSP | 0 | 0 | 0 | 0 | 0 | 0
CT | 0 | 0 | 0 | 0 | 0 | 0
Coal | 0.05 | 0.04 | 0.03 | 0 | 0 | 0
Geo | 0 | 0 | 0 | 0 | 0 | 0
H | 0 | 0 | 0 | 0 | 0 | 0
LFG | 0 | 0 | 0 | 0 | 0 | 0
Nuc | 0 | 0 | 0 | 0 | 0 | 0
PS | 0 | 0 | 0 | 0 | 0 | 0
PV | 0 | 0 | 0 | 0 | 0 | 0
PeakG | 0 | 0 | 0 | 0 | 0 | 0
PeakO | 0 | 0 | 0 | 0 | 0 | 0
ST | 0 | 0 | 0 | 0 | 0 | 0
STOG | 0 | 0 | 0 | 0 | 0 | 0
STWD | 0 | 0 | 0 | 0 | 0 | 0
WT | 0 | 0 | 0 | 0 | 0 | 0
IGCC | 0 | 0 | 0 | 0 | 0 | 0
DemandResponse | 0 | 0 | 0 | 0 | 0 | 0
IGCC-CCS | 0 | 0 | 0 | 0 | 0 | 0
WT_off | 0 | 0 | 0 | 0 | 0 | 0
PseudoUnit | 0 | 0 | 0 | 0 | 0 | 0
FixedInterchange | 0 | 0 | 0 | 0 | 0 | 0
NOx Emissions (MMshortTons): NYISO_A-F
ReportingType | 2015 | 2020 | 2025 | 2030 | 2035 | 2040
BM | 0 | 0 | 0 | 0 | 0 | 0
CC | 0 | 0 | 0 | 0 | 0 | 0
CSP | 0 | 0 | 0 | 0 | 0 | 0
CT | 0 | 0 | 0 | 0 | 0 | 0
Coal | 0.01 | 0.01 | 0 | 0 | 0 | 0
Geo | 0 | 0 | 0 | 0 | 0 | 0
H | 0 | 0 | 0 | 0 | 0 | 0
LFG | 0 | 0 | 0 | 0 | 0 | 0
Nuc | 0 | 0 | 0 | 0 | 0 | 0
PS | 0 | 0 | 0 | 0 | 0 | 0
PV | 0 | 0 | 0 | 0 | 0 | 0
PeakG | 0 | 0 | 0 | 0 | 0 | 0
PeakO | 0 | 0 | 0 | 0 | 0 | 0
ST | 0 | 0 | 0 | 0 | 0 | 0
STOG | 0 | 0 | 0 | 0 | 0 | 0
STWD | 0 | 0 | 0 | 0 | 0 | 0
WT | 0 | 0 | 0 | 0 | 0 | 0
IGCC | 0 | 0 | 0 | 0 | 0 | 0
DemandResponse | 0 | 0 | 0 | 0 | 0 | 0
IGCC-CCS | 0 | 0 | 0 | 0 | 0 | 0
WT_off | 0 | 0 | 0 | 0 | 0 | 0
PseudoUnit | 0 | 0 | 0 | 0 | 0 | 0
FixedInterchange | 0 | 0 | 0 | 0 | 0 | 0
NOx Emissions (MMshortTons): NYISO_G-I
ReportingType | 2015 | 2020 | 2025 | 2030 | 2035 | 2040
BM | 0 | 0 | 0 | 0 | 0 | 0
CC | 0 | 0 | 0 | 0 | 0 | 0
CSP | 0 | 0 | 0 | 0 | 0 | 0
CT | 0 | 0 | 0 | 0 | 0 | 0
Coal | 0 | 0 | 0 | 0 | 0 | 0
Geo | 0 | 0 | 0 | 0 | 0 | 0
H | 0 | 0 | 0 | 0 | 0 | 0
LFG | 0 | 0 | 0 | 0 | 0 | 0
Nuc | 0 | 0 | 0 | 0 | 0 | 0
PS | 0 | 0 | 0 | 0 | 0 | 0
PV | 0 | 0 | 0 | 0 | 0 | 0
PeakG | 0 | 0 | 0 | 0 | 0 | 0
PeakO | 0 | 0 | 0 | 0 | 0 | 0
ST | 0 | 0 | 0 | 0 | 0 | 0
STOG | 0 | 0 | 0 | 0 | 0 | 0
STWD | 0 | 0 | 0 | 0 | 0 | 0
WT | 0 | 0 | 0 | 0 | 0 | 0
IGCC | 0 | 0 | 0 | 0 | 0 | 0
DemandResponse | 0 | 0 | 0 | 0 | 0 | 0
IGCC-CCS | 0 | 0 | 0 | 0 | 0 | 0
WT_off | 0 | 0 | 0 | 0 | 0 | 0
PseudoUnit | 0 | 0 | 0 | 0 | 0 | 0
FixedInterchange | 0 | 0 | 0 | 0 | 0 | 0
NOx Emissions (MMshortTons): NYISO_J-K
ReportingType | 2015 | 2020 | 2025 | 2030 | 2035 | 2040
BM | 0 | 0 | 0 | 0 | 0 | 0
CC | 0 | 0 | 0 | 0 | 0 | 0
CSP | 0 | 0 | 0 | 0 | 0 | 0
CT | 0 | 0 | 0 | 0 | 0 | 0
Coal | 0 | 0 | 0 | 0 | 0 | 0
Geo | 0 | 0 | 0 | 0 | 0 | 0
H | 0 | 0 | 0 | 0 | 0 | 0
LFG | 0 | 0 | 0 | 0 | 0 | 0
Nuc | 0 | 0 | 0 | 0 | 0 | 0
PS | 0 | 0 | 0 | 0 | 0 | 0
PV | 0 | 0 | 0 | 0 | 0 | 0
PeakG | 0 | 0 | 0 | 0 | 0 | 0
PeakO | 0 | 0 | 0 | 0 | 0 | 0
ST | 0 | 0 | 0 | 0 | 0 | 0
STOG | 0 | 0 | 0 | 0 | 0 | 0
STWD | 0 | 0 | 0 | 0 | 0 | 0
WT | 0 | 0 | 0 | 0 | 0 | 0
IGCC | 0 | 0 | 0 | 0 | 0 | 0
DemandResponse | 0 | 0 | 0 | 0 | 0 | 0
IGCC-CCS | 0 | 0 | 0 | 0 | 0 | 0
WT_off | 0 | 0 | 0 | 0 | 0 | 0
PseudoUnit | 0 | 0 | 0 | 0 | 0 | 0
FixedInterchange | 0 | 0 | 0 | 0 | 0 | 0
NOx Emissions (MMshortTons): PJM_E
ReportingType | 2015 | 2020 | 2025 | 2030 | 2035 | 2040
BM | 0 | 0 | 0 | 0 | 0 | 0
CC | 0 | 0 | 0 | 0 | 0 | 0
CSP | 0 | 0 | 0 | 0 | 0 | 0
CT | 0 | 0 | 0 | 0 | 0 | 0
Coal | 0 | 0 | 0 | 0 | 0 | 0
Geo | 0 | 0 | 0 | 0 | 0 | 0
H | 0 | 0 | 0 | 0 | 0 | 0
LFG | 0 | 0 | 0 | 0 | 0 | 0
Nuc | 0 | 0 | 0 | 0 | 0 | 0
PS | 0 | 0 | 0 | 0 | 0 | 0
PV | 0 | 0 | 0 | 0 | 0 | 0
PeakG | 0 | 0 | 0 | 0 | 0 | 0
PeakO | 0 | 0 | 0 | 0 | 0 | 0
ST | 0 | 0 | 0 | 0 | 0 | 0
STOG | 0 | 0 | 0 | 0 | 0 | 0
STWD | 0 | 0 | 0 | 0 | 0 | 0
WT | 0 | 0 | 0 | 0 | 0 | 0
IGCC | 0 | 0 | 0 | 0 | 0 | 0
DemandResponse | 0 | 0 | 0 | 0 | 0 | 0
IGCC-CCS | 0 | 0 | 0 | 0 | 0 | 0
WT_off | 0 | 0 | 0 | 0 | 0 | 0
PseudoUnit | 0 | 0 | 0 | 0 | 0 | 0
FixedInterchange | 0 | 0 | 0 | 0 | 0 | 0
NOx Emissions (MMshortTons): PJM_ROM
ReportingType | 2015 | 2020 | 2025 | 2030 | 2035 | 2040
BM | 0 | 0 | 0 | 0 | 0 | 0
CC | 0 | 0 | 0 | 0 | 0 | 0
CSP | 0 | 0 | 0 | 0 | 0 | 0
CT | 0 | 0 | 0 | 0 | 0 | 0
Coal | 0.05 | 0.04 | 0.01 | 0.01 | 0.01 | 0.01
Geo | 0 | 0 | 0 | 0 | 0 | 0
H | 0 | 0 | 0 | 0 | 0 | 0
LFG | 0 | 0 | 0 | 0 | 0 | 0
Nuc | 0 | 0 | 0 | 0 | 0 | 0
PS | 0 | 0 | 0 | 0 | 0 | 0
PV | 0 | 0 | 0 | 0 | 0 | 0
PeakG | 0 | 0 | 0 | 0 | 0 | 0
PeakO | 0 | 0 | 0 | 0 | 0 | 0
ST | 0 | 0 | 0 | 0 | 0 | 0
STOG | 0 | 0 | 0 | 0 | 0 | 0
STWD | 0 | 0 | 0 | 0 | 0 | 0
WT | 0 | 0 | 0 | 0 | 0 | 0
IGCC | 0 | 0 | 0 | 0 | 0 | 0
DemandResponse | 0 | 0 | 0 | 0 | 0 | 0
IGCC-CCS | 0 | 0 | 0 | 0 | 0 | 0
WT_off | 0 | 0 | 0 | 0 | 0 | 0
PseudoUnit | 0 | 0 | 0 | 0 | 0 | 0
FixedInterchange | 0 | 0 | 0 | 0 | 0 | 0
NOx Emissions (MMshortTons): PJM_ROR
ReportingType | 2015 | 2020 | 2025 | 2030 | 2035 | 2040
BM | 0 | 0 | 0 | 0 | 0 | 0
CC | 0 | 0 | 0 | 0 | 0 | 0
CSP | 0 | 0 | 0 | 0 | 0 | 0
CT | 0 | 0 | 0 | 0 | 0 | 0
Coal | 0.28 | 0.15 | 0.07 | 0.04 | 0.04 | 0.04
Geo | 0 | 0 | 0 | 0 | 0 | 0
H | 0 | 0 | 0 | 0 | 0 | 0
LFG | 0 | 0 | 0 | 0 | 0 | 0
Nuc | 0 | 0 | 0 | 0 | 0 | 0
PS | 0 | 0 | 0 | 0 | 0 | 0
PV | 0 | 0 | 0 | 0 | 0 | 0
PeakG | 0 | 0 | 0 | 0 | 0 | 0
PeakO | 0 | 0 | 0 | 0 | 0 | 0
ST | 0 | 0 | 0 | 0 | 0 | 0
STOG | 0 | 0 | 0 | 0 | 0 | 0
STWD | 0 | 0 | 0 | 0 | 0 | 0
WT | 0 | 0 | 0 | 0 | 0 | 0
IGCC | 0 | 0 | 0 | 0 | 0 | 0
DemandResponse | 0 | 0 | 0 | 0 | 0 | 0
IGCC-CCS | 0 | 0 | 0 | 0 | 0 | 0
WT_off | 0 | 0 | 0 | 0 | 0 | 0
PseudoUnit | 0 | 0 | 0 | 0 | 0 | 0
FixedInterchange | 0 | 0 | 0 | 0 | 0 | 0
NOx Emissions (MMshortTons): SOCO
ReportingType | 2015 | 2020 | 2025 | 2030 | 2035 | 2040
BM | 0 | 0 | 0 | 0 | 0 | 0
CC | 0 | 0.01 | 0.01 | 0.01 | 0 | 0
CSP | 0 | 0 | 0 | 0 | 0 | 0
CT | 0 | 0 | 0 | 0 | 0 | 0
Coal | 0.1 | 0.04 | 0.02 | 0.01 | 0.01 | 0.01
Geo | 0 | 0 | 0 | 0 | 0 | 0
H | 0 | 0 | 0 | 0 | 0 | 0
LFG | 0 | 0 | 0 | 0 | 0 | 0
Nuc | 0 | 0 | 0 | 0 | 0 | 0
PS | 0 | 0 | 0 | 0 | 0 | 0
PV | 0 | 0 | 0 | 0 | 0 | 0
PeakG | 0 | 0 | 0 | 0 | 0 | 0
PeakO | 0 | 0 | 0 | 0 | 0 | 0
ST | 0 | 0 | 0 | 0 | 0 | 0
STOG | 0 | 0 | 0 | 0 | 0 | 0
STWD | 0 | 0 | 0 | 0 | 0 | 0
WT | 0 | 0 | 0 | 0 | 0 | 0
IGCC | 0 | 0 | 0 | 0 | 0 | 0
DemandResponse | 0 | 0 | 0 | 0 | 0 | 0
IGCC-CCS | 0 | 0 | 0 | 0 | 0 | 0
WT_off | 0 | 0 | 0 | 0 | 0 | 0
PseudoUnit | 0 | 0 | 0 | 0 | 0 | 0
FixedInterchange | 0 | 0 | 0 | 0 | 0 | 0
NOx Emissions (MMshortTons): SPP_N
ReportingType | 2015 | 2020 | 2025 | 2030 | 2035 | 2040
BM | 0 | 0 | 0 | 0 | 0 | 0
CC | 0 | 0 | 0 | 0 | 0 | 0
CSP | 0 | 0 | 0 | 0 | 0 | 0
CT | 0 | 0 | 0 | 0 | 0 | 0
Coal | 0.07 | 0.04 | 0.01 | 0 | 0 | 0
Geo | 0 | 0 | 0 | 0 | 0 | 0
H | 0 | 0 | 0 | 0 | 0 | 0
LFG | 0 | 0 | 0 | 0 | 0 | 0
Nuc | 0 | 0 | 0 | 0 | 0 | 0
PS | 0 | 0 | 0 | 0 | 0 | 0
PV | 0 | 0 | 0 | 0 | 0 | 0
PeakG | 0 | 0 | 0 | 0 | 0 | 0
PeakO | 0 | 0 | 0 | 0 | 0 | 0
ST | 0 | 0 | 0 | 0 | 0 | 0
STOG | 0 | 0 | 0 | 0 | 0 | 0
STWD | 0 | 0 | 0 | 0 | 0 | 0
WT | 0 | 0 | 0 | 0 | 0 | 0
IGCC | 0 | 0 | 0 | 0 | 0 | 0
DemandResponse | 0 | 0 | 0 | 0 | 0 | 0
IGCC-CCS | 0 | 0 | 0 | 0 | 0 | 0
WT_off | 0 | 0 | 0 | 0 | 0 | 0
PseudoUnit | 0 | 0 | 0 | 0 | 0 | 0
FixedInterchange | 0 | 0 | 0 | 0 | 0 | 0
NOx Emissions (MMshortTons): SPP_S
ReportingType | 2015 | 2020 | 2025 | 2030 | 2035 | 2040
BM | 0 | 0 | 0 | 0 | 0 | 0
CC | 0 | 0 | 0 | 0 | 0 | 0
CSP | 0 | 0 | 0 | 0 | 0 | 0
CT | 0 | 0 | 0 | 0 | 0 | 0
Coal | 0.12 | 0.05 | 0.01 | 0 | 0 | 0
Geo | 0 | 0 | 0 | 0 | 0 | 0
H | 0 | 0 | 0 | 0 | 0 | 0
LFG | 0 | 0 | 0 | 0 | 0 | 0
Nuc | 0 | 0 | 0 | 0 | 0 | 0
PS | 0 | 0 | 0 | 0 | 0 | 0
PV | 0 | 0 | 0 | 0 | 0 | 0
PeakG | 0 | 0 | 0 | 0 | 0 | 0
PeakO | 0 | 0 | 0 | 0 | 0 | 0
ST | 0 | 0 | 0 | 0 | 0 | 0
STOG | 0 | 0 | 0 | 0 | 0 | 0
STWD | 0 | 0 | 0 | 0 | 0 | 0
WT | 0 | 0 | 0 | 0 | 0 | 0
IGCC | 0 | 0 | 0 | 0 | 0 | 0
DemandResponse | 0 | 0 | 0 | 0 | 0 | 0
IGCC-CCS | 0 | 0 | 0 | 0 | 0 | 0
WT_off | 0 | 0 | 0 | 0 | 0 | 0
PseudoUnit | 0 | 0 | 0 | 0 | 0 | 0
FixedInterchange | 0 | 0 | 0 | 0 | 0 | 0
NOx Emissions (MMshortTons): TVA
ReportingType | 2015 | 2020 | 2025 | 2030 | 2035 | 2040
BM | 0 | 0 | 0 | 0 | 0 | 0
CC | 0 | 0 | 0 | 0 | 0 | 0
CSP | 0 | 0 | 0 | 0 | 0 | 0
CT | 0 | 0 | 0 | 0 | 0 | 0
Coal | 0.04 | 0.02 | 0.01 | 0 | 0 | 0
Geo | 0 | 0 | 0 | 0 | 0 | 0
H | 0 | 0 | 0 | 0 | 0 | 0
LFG | 0 | 0 | 0 | 0 | 0 | 0
Nuc | 0 | 0 | 0 | 0 | 0 | 0
PS | 0 | 0 | 0 | 0 | 0 | 0
PV | 0 | 0 | 0 | 0 | 0 | 0
PeakG | 0 | 0 | 0 | 0 | 0 | 0
PeakO | 0 | 0 | 0 | 0 | 0 | 0
ST | 0 | 0 | 0 | 0 | 0 | 0
STOG | 0 | 0 | 0 | 0 | 0 | 0
STWD | 0 | 0 | 0 | 0 | 0 | 0
WT | 0 | 0 | 0 | 0 | 0 | 0
IGCC | 0 | 0 | 0 | 0 | 0 | 0
DemandResponse | 0 | 0 | 0 | 0 | 0 | 0
IGCC-CCS | 0 | 0 | 0 | 0 | 0 | 0
WT_off | 0 | 0 | 0 | 0 | 0 | 0
PseudoUnit | 0 | 0 | 0 | 0 | 0 | 0
FixedInterchange | 0 | 0 | 0 | 0 | 0 | 0
NOx Emissions (MMshortTons): TVA_Transmission
ReportingType | 2015 | 2020 | 2025 | 2030 | 2035 | 2040
BM | 0 | 0 | 0 | 0 | 0 | 0
CC | 0 | 0 | 0 | 0 | 0 | 0
CSP | 0 | 0 | 0 | 0 | 0 | 0
CT | 0 | 0 | 0 | 0 | 0 | 0
Coal | 0 | 0 | 0 | 0 | 0 | 0
Geo | 0 | 0 | 0 | 0 | 0 | 0
H | 0 | 0 | 0 | 0 | 0 | 0
LFG | 0 | 0 | 0 | 0 | 0 | 0
Nuc | 0 | 0 | 0 | 0 | 0 | 0
PS | 0 | 0 | 0 | 0 | 0 | 0
PV | 0 | 0 | 0 | 0 | 0 | 0
PeakG | 0 | 0 | 0 | 0 | 0 | 0
PeakO | 0 | 0 | 0 | 0 | 0 | 0
ST | 0 | 0 | 0 | 0 | 0 | 0
STOG | 0 | 0 | 0 | 0 | 0 | 0
STWD | 0 | 0 | 0 | 0 | 0 | 0
WT | 0 | 0 | 0 | 0 | 0 | 0
IGCC | 0 | 0 | 0 | 0 | 0 | 0
DemandResponse | 0 | 0 | 0 | 0 | 0 | 0
IGCC-CCS | 0 | 0 | 0 | 0 | 0 | 0
WT_off | 0 | 0 | 0 | 0 | 0 | 0
PseudoUnit | 0 | 0 | 0 | 0 | 0 | 0
FixedInterchange | 0 | 0 | 0 | 0 | 0 | 0
NOx Emissions (MMshortTons): VACAR
ReportingType | 2015 | 2020 | 2025 | 2030 | 2035 | 2040
BM | 0 | 0 | 0 | 0 | 0 | 0
CC | 0 | 0 | 0 | 0 | 0 | 0
CSP | 0 | 0 | 0 | 0 | 0 | 0
CT | 0 | 0 | 0 | 0 | 0 | 0
Coal | 0.06 | 0.04 | 0.01 | 0 | 0 | 0
Geo | 0 | 0 | 0 | 0 | 0 | 0
H | 0 | 0 | 0 | 0 | 0 | 0
LFG | 0 | 0 | 0 | 0 | 0 | 0
Nuc | 0 | 0 | 0 | 0 | 0 | 0
PS | 0 | 0 | 0 | 0 | 0 | 0
PV | 0 | 0 | 0 | 0 | 0 | 0
PeakG | 0 | 0 | 0 | 0 | 0 | 0
PeakO | 0 | 0 | 0 | 0 | 0 | 0
ST | 0 | 0 | 0 | 0 | 0 | 0
STOG | 0 | 0 | 0 | 0 | 0 | 0
STWD | 0 | 0 | 0 | 0 | 0 | 0
WT | 0 | 0 | 0 | 0 | 0 | 0
IGCC | 0 | 0 | 0 | 0 | 0 | 0
DemandResponse | 0 | 0 | 0 | 0 | 0 | 0
IGCC-CCS | 0 | 0 | 0 | 0 | 0 | 0
WT_off | 0 | 0 | 0 | 0 | 0 | 0
PseudoUnit | 0 | 0 | 0 | 0 | 0 | 0
FixedInterchange | 0 | 0 | 0 | 0 | 0 | 0
NOx Emissions (MMshortTons): IESO
ReportingType | 2015 | 2020 | 2025 | 2030 | 2035 | 2040
BM | 0 | 0 | 0 | 0 | 0 | 0
CC | 0 | 0 | 0 | 0 | 0 | 0
CSP | 0 | 0 | 0 | 0 | 0 | 0
CT | 0 | 0 | 0 | 0 | 0 | 0
Coal | 0 | 0 | 0 | 0 | 0 | 0
Geo | 0 | 0 | 0 | 0 | 0 | 0
H | 0 | 0 | 0 | 0 | 0 | 0
LFG | 0 | 0 | 0 | 0 | 0 | 0
Nuc | 0 | 0 | 0 | 0 | 0 | 0
PS | 0 | 0 | 0 | 0 | 0 | 0
PV | 0 | 0 | 0 | 0 | 0 | 0
PeakG | 0 | 0 | 0 | 0 | 0 | 0
PeakO | 0 | 0 | 0 | 0 | 0 | 0
ST | 0 | 0 | 0 | 0 | 0 | 0
STOG | 0 | 0 | 0 | 0 | 0 | 0
STWD | 0 | 0 | 0 | 0 | 0 | 0
WT | 0 | 0 | 0 | 0 | 0 | 0
IGCC | 0 | 0 | 0 | 0 | 0 | 0
DemandResponse | 0 | 0 | 0 | 0 | 0 | 0
IGCC-CCS | 0 | 0 | 0 | 0 | 0 | 0
WT_off | 0 | 0 | 0 | 0 | 0 | 0
PseudoUnit | 0 | 0 | 0 | 0 | 0 | 0
FixedInterchange | 0 | 0 | 0 | 0 | 0 | 0
NOx Emissions (MMshortTons): MAPP_CA
ReportingType | 2015 | 2020 | 2025 | 2030 | 2035 | 2040
BM | 0 | 0 | 0 | 0 | 0 | 0
CC | 0 | 0 | 0 | 0 | 0 | 0
CSP | 0 | 0 | 0 | 0 | 0 | 0
CT | 0 | 0 | 0 | 0 | 0 | 0
Coal | 0 | 0 | 0 | 0 | 0 | 0
Geo | 0 | 0 | 0 | 0 | 0 | 0
H | 0 | 0 | 0 | 0 | 0 | 0
LFG | 0 | 0 | 0 | 0 | 0 | 0
Nuc | 0 | 0 | 0 | 0 | 0 | 0
PS | 0 | 0 | 0 | 0 | 0 | 0
PV | 0 | 0 | 0 | 0 | 0 | 0
PeakG | 0 | 0 | 0 | 0 | 0 | 0
PeakO | 0 | 0 | 0 | 0 | 0 | 0
ST | 0 | 0 | 0 | 0 | 0 | 0
STOG | 0 | 0 | 0 | 0 | 0 | 0
STWD | 0 | 0 | 0 | 0 | 0 | 0
WT | 0 | 0 | 0 | 0 | 0 | 0
IGCC | 0 | 0 | 0 | 0 | 0 | 0
DemandResponse | 0 | 0 | 0 | 0 | 0 | 0
IGCC-CCS | 0 | 0 | 0 | 0 | 0 | 0
WT_off | 0 | 0 | 0 | 0 | 0 | 0
PseudoUnit | 0 | 0 | 0 | 0 | 0 | 0
FixedInterchange | 0 | 0 | 0 | 0 | 0 | 0
NOx Emissions (MMshortTons): AZ_NM_SNV_Coal
ReportingType | 2015 | 2020 | 2025 | 2030 | 2035 | 2040
BM | 0 | 0 | 0 | 0 | 0 | 0
CC | 0 | 0 | 0 | 0 | 0 | 0
CSP | 0 | 0 | 0 | 0 | 0 | 0
CT | 0 | 0 | 0 | 0 | 0 | 0
Coal | 0.12 | 0.12 | 0.1 | 0 | 0 | 0
Geo | 0 | 0 | 0 | 0 | 0 | 0
H | 0 | 0 | 0 | 0 | 0 | 0
LFG | 0 | 0 | 0 | 0 | 0 | 0
Nuc | 0 | 0 | 0 | 0 | 0 | 0
PS | 0 | 0 | 0 | 0 | 0 | 0
PV | 0 | 0 | 0 | 0 | 0 | 0
PeakG | 0 | 0 | 0 | 0 | 0 | 0
PeakO | 0 | 0 | 0 | 0 | 0 | 0
ST | 0 | 0 | 0 | 0 | 0 | 0
STOG | 0 | 0 | 0 | 0 | 0 | 0
STWD | 0 | 0 | 0 | 0 | 0 | 0
WT | 0 | 0 | 0 | 0 | 0 | 0
IGCC | 0 | 0 | 0 | 0 | 0 | 0
DemandResponse | 0 | 0 | 0 | 0 | 0 | 0
IGCC-CCS | 0 | 0 | 0 | 0 | 0 | 0
WT_off | 0 | 0 | 0 | 0 | 0 | 0
PseudoUnit | 0 | 0 | 0 | 0 | 0 | 0
FixedInterchange | 0 | 0 | 0 | 0 | 0 | 0
NOx Emissions (MMshortTons): AZ_NM_SNV_Gas
ReportingType | 2015 | 2020 | 2025 | 2030 | 2035 | 2040
BM | 0 | 0 | 0 | 0 | 0 | 0
CC | 0 | 0 | 0 | 0 | 0 | 0
CSP | 0 | 0 | 0 | 0 | 0 | 0
CT | 0 | 0 | 0 | 0 | 0 | 0
Coal | 0 | 0 | 0 | 0 | 0 | 0
Geo | 0 | 0 | 0 | 0 | 0 | 0
H | 0 | 0 | 0 | 0 | 0 | 0
LFG | 0 | 0 | 0 | 0 | 0 | 0
Nuc | 0 | 0 | 0 | 0 | 0 | 0
PS | 0 | 0 | 0 | 0 | 0 | 0
PV | 0 | 0 | 0 | 0 | 0 | 0
PeakG | 0 | 0 | 0 | 0 | 0 | 0
PeakO | 0 | 0 | 0 | 0 | 0 | 0
ST | 0 | 0 | 0 | 0 | 0 | 0
STOG | 0 | 0 | 0 | 0 | 0 | 0
STWD | 0 | 0 | 0 | 0 | 0 | 0
WT | 0 | 0 | 0 | 0 | 0 | 0
IGCC | 0 | 0 | 0 | 0 | 0 | 0
DemandResponse | 0 | 0 | 0 | 0 | 0 | 0
IGCC-CCS | 0 | 0 | 0 | 0 | 0 | 0
WT_off | 0 | 0 | 0 | 0 | 0 | 0
PseudoUnit | 0 | 0 | 0 | 0 | 0 | 0
FixedInterchange | 0 | 0 | 0 | 0 | 0 | 0
NOx Emissions (MMshortTons): AZ_NM_SNV_NucRenew
ReportingType | 2015 | 2020 | 2025 | 2030 | 2035 | 2040
BM | 0 | 0 | 0 | 0 | 0 | 0
CC | 0 | 0 | 0 | 0 | 0 | 0
CSP | 0 | 0 | 0 | 0 | 0 | 0
CT | 0 | 0 | 0 | 0 | 0 | 0
Coal | 0 | 0 | 0 | 0 | 0 | 0
Geo | 0 | 0 | 0 | 0 | 0 | 0
H | 0 | 0 | 0 | 0 | 0 | 0
LFG | 0 | 0 | 0 | 0 | 0 | 0
Nuc | 0 | 0 | 0 | 0 | 0 | 0
PS | 0 | 0 | 0 | 0 | 0 | 0
PV | 0 | 0 | 0 | 0 | 0 | 0
PeakG | 0 | 0 | 0 | 0 | 0 | 0
PeakO | 0 | 0 | 0 | 0 | 0 | 0
ST | 0 | 0 | 0 | 0 | 0 | 0
STOG | 0 | 0 | 0 | 0 | 0 | 0
STWD | 0 | 0 | 0 | 0 | 0 | 0
WT | 0 | 0 | 0 | 0 | 0 | 0
IGCC | 0 | 0 | 0 | 0 | 0 | 0
DemandResponse | 0 | 0 | 0 | 0 | 0 | 0
IGCC-CCS | 0 | 0 | 0 | 0 | 0 | 0
WT_off | 0 | 0 | 0 | 0 | 0 | 0
PseudoUnit | 0 | 0 | 0 | 0 | 0 | 0
FixedInterchange | 0 | 0 | 0 | 0 | 0 | 0
NOx Emissions (MMshortTons): ERCOT
ReportingType | 2015 | 2020 | 2025 | 2030 | 2035 | 2040
BM | 0 | 0 | 0 | 0 | 0 | 0
CC | 0.01 | 0.01 | 0.01 | 0.01 | 0 | 0
CSP | 0 | 0 | 0 | 0 | 0 | 0
CT | 0 | 0 | 0 | 0 | 0 | 0
Coal | 0.09 | 0.05 | 0.01 | 0 | 0 | 0
Geo | 0 | 0 | 0 | 0 | 0 | 0
H | 0 | 0 | 0 | 0 | 0 | 0
LFG | 0 | 0 | 0 | 0 | 0 | 0
Nuc | 0 | 0 | 0 | 0 | 0 | 0
PS | 0 | 0 | 0 | 0 | 0 | 0
PV | 0 | 0 | 0 | 0 | 0 | 0
PeakG | 0 | 0 | 0 | 0 | 0 | 0
PeakO | 0 | 0 | 0 | 0 | 0 | 0
ST | 0 | 0 | 0 | 0 | 0 | 0
STOG | 0 | 0 | 0 | 0 | 0 | 0
STWD | 0 | 0 | 0 | 0 | 0 | 0
WT | 0 | 0 | 0 | 0 | 0 | 0
IGCC | 0 | 0 | 0 | 0 | 0 | 0
DemandResponse | 0 | 0 | 0 | 0 | 0 | 0
IGCC-CCS | 0 | 0 | 0 | 0 | 0 | 0
WT_off | 0 | 0 | 0 | 0 | 0 | 0
PseudoUnit | 0 | 0 | 0 | 0 | 0 | 0
FixedInterchange | 0 | 0 | 0 | 0 | 0 | 0
NOx Emissions (MMshortTons): NP15
ReportingType | 2015 | 2020 | 2025 | 2030 | 2035 | 2040
BM | 0 | 0 | 0 | 0 | 0 | 0
CC | 0 | 0 | 0 | 0 | 0 | 0
CSP | 0 | 0 | 0 | 0 | 0 | 0
CT | 0 | 0 | 0 | 0 | 0 | 0
Coal | 0 | 0 | 0 | 0 | 0 | 0
Geo | 0 | 0 | 0 | 0 | 0 | 0
H | 0 | 0 | 0 | 0 | 0 | 0
LFG | 0 | 0 | 0 | 0 | 0 | 0
Nuc | 0 | 0 | 0 | 0 | 0 | 0
PS | 0 | 0 | 0 | 0 | 0 | 0
PV | 0 | 0 | 0 | 0 | 0 | 0
PeakG | 0 | 0 | 0 | 0 | 0 | 0
PeakO | 0 | 0 | 0 | 0 | 0 | 0
ST | 0 | 0 | 0 | 0 | 0 | 0
STOG | 0 | 0 | 0 | 0 | 0 | 0
STWD | 0 | 0 | 0 | 0 | 0 | 0
WT | 0 | 0 | 0 | 0 | 0 | 0
IGCC | 0 | 0 | 0 | 0 | 0 | 0
DemandResponse | 0 | 0 | 0 | 0 | 0 | 0
IGCC-CCS | 0 | 0 | 0 | 0 | 0 | 0
WT_off | 0 | 0 | 0 | 0 | 0 | 0
PseudoUnit | 0 | 0 | 0 | 0 | 0 | 0
FixedInterchange | 0 | 0 | 0 | 0 | 0 | 0
NOx Emissions (MMshortTons): NWPP_Coal
ReportingType | 2015 | 2020 | 2025 | 2030 | 2035 | 2040
BM | 0 | 0 | 0 | 0 | 0 | 0
CC | 0 | 0 | 0 | 0 | 0 | 0
CSP | 0 | 0 | 0 | 0 | 0 | 0
CT | 0 | 0 | 0 | 0 | 0 | 0
Coal | 0.15 | 0.14 | 0.06 | 0 | 0 | 0
Geo | 0 | 0 | 0 | 0 | 0 | 0
H | 0 | 0 | 0 | 0 | 0 | 0
LFG | 0 | 0 | 0 | 0 | 0 | 0
Nuc | 0 | 0 | 0 | 0 | 0 | 0
PS | 0 | 0 | 0 | 0 | 0 | 0
PV | 0 | 0 | 0 | 0 | 0 | 0
PeakG | 0 | 0 | 0 | 0 | 0 | 0
PeakO | 0 | 0 | 0 | 0 | 0 | 0
ST | 0 | 0 | 0 | 0 | 0 | 0
STOG | 0 | 0 | 0 | 0 | 0 | 0
STWD | 0 | 0 | 0 | 0 | 0 | 0
WT | 0 | 0 | 0 | 0 | 0 | 0
IGCC | 0 | 0 | 0 | 0 | 0 | 0
DemandResponse | 0 | 0 | 0 | 0 | 0 | 0
IGCC-CCS | 0 | 0 | 0 | 0 | 0 | 0
WT_off | 0 | 0 | 0 | 0 | 0 | 0
PseudoUnit | 0 | 0 | 0 | 0 | 0 | 0
FixedInterchange | 0 | 0 | 0 | 0 | 0 | 0
NOx Emissions (MMshortTons): NWPP_Gas
ReportingType | 2015 | 2020 | 2025 | 2030 | 2035 | 2040
BM | 0 | 0 | 0 | 0 | 0 | 0
CC | 0 | 0 | 0 | 0 | 0 | 0
CSP | 0 | 0 | 0 | 0 | 0 | 0
CT | 0 | 0 | 0 | 0 | 0 | 0
Coal | 0 | 0 | 0 | 0 | 0 | 0
Geo | 0 | 0 | 0 | 0 | 0 | 0
H | 0 | 0 | 0 | 0 | 0 | 0
LFG | 0 | 0 | 0 | 0 | 0 | 0
Nuc | 0 | 0 | 0 | 0 | 0 | 0
PS | 0 | 0 | 0 | 0 | 0 | 0
PV | 0 | 0 | 0 | 0 | 0 | 0
PeakG | 0 | 0 | 0 | 0 | 0 | 0
PeakO | 0 | 0 | 0 | 0 | 0 | 0
ST | 0 | 0 | 0 | 0 | 0 | 0
STOG | 0 | 0 | 0 | 0 | 0 | 0
STWD | 0 | 0 | 0 | 0 | 0 | 0
WT | 0 | 0 | 0 | 0 | 0 | 0
IGCC | 0 | 0 | 0 | 0 | 0 | 0
DemandResponse | 0 | 0 | 0 | 0 | 0 | 0
IGCC-CCS | 0 | 0 | 0 | 0 | 0 | 0
WT_off | 0 | 0 | 0 | 0 | 0 | 0
PseudoUnit | 0 | 0 | 0 | 0 | 0 | 0
FixedInterchange | 0 | 0 | 0 | 0 | 0 | 0
NOx Emissions (MMshortTons): NWPP_NucRenew
ReportingType | 2015 | 2020 | 2025 | 2030 | 2035 | 2040
BM | 0 | 0 | 0 | 0 | 0 | 0
CC | 0 | 0 | 0 | 0 | 0 | 0
CSP | 0 | 0 | 0 | 0 | 0 | 0
CT | 0 | 0 | 0 | 0 | 0 | 0
Coal | 0 | 0 | 0 | 0 | 0 | 0
Geo | 0 | 0 | 0 | 0 | 0 | 0
H | 0 | 0 | 0 | 0 | 0 | 0
LFG | 0 | 0 | 0 | 0 | 0 | 0
Nuc | 0 | 0 | 0 | 0 | 0 | 0
PS | 0 | 0 | 0 | 0 | 0 | 0
PV | 0 | 0 | 0 | 0 | 0 | 0
PeakG | 0 | 0 | 0 | 0 | 0 | 0
PeakO | 0 | 0 | 0 | 0 | 0 | 0
ST | 0 | 0 | 0 | 0 | 0 | 0
STOG | 0 | 0 | 0 | 0 | 0 | 0
STWD | 0 | 0 | 0 | 0 | 0 | 0
WT | 0 | 0 | 0 | 0 | 0 | 0
IGCC | 0 | 0 | 0 | 0 | 0 | 0
DemandResponse | 0 | 0 | 0 | 0 | 0 | 0
IGCC-CCS | 0 | 0 | 0 | 0 | 0 | 0
WT_off | 0 | 0 | 0 | 0 | 0 | 0
PseudoUnit | 0 | 0 | 0 | 0 | 0 | 0
FixedInterchange | 0 | 0 | 0 | 0 | 0 | 0
NOx Emissions (MMshortTons): RMPA
ReportingType | 2015 | 2020 | 2025 | 2030 | 2035 | 2040
BM | 0 | 0 | 0 | 0 | 0 | 0
CC | 0 | 0 | 0 | 0 | 0 | 0
CSP | 0 | 0 | 0 | 0 | 0 | 0
CT | 0 | 0 | 0 | 0 | 0 | 0
Coal | 0.06 | 0.06 | 0.02 | 0 | 0 | 0
Geo | 0 | 0 | 0 | 0 | 0 | 0
H | 0 | 0 | 0 | 0 | 0 | 0
LFG | 0 | 0 | 0 | 0 | 0 | 0
Nuc | 0 | 0 | 0 | 0 | 0 | 0
PS | 0 | 0 | 0 | 0 | 0 | 0
PV | 0 | 0 | 0 | 0 | 0 | 0
PeakG | 0 | 0 | 0 | 0 | 0 | 0
PeakO | 0 | 0 | 0 | 0 | 0 | 0
ST | 0 | 0 | 0 | 0 | 0 | 0
STOG | 0 | 0 | 0 | 0 | 0 | 0
STWD | 0 | 0 | 0 | 0 | 0 | 0
WT | 0 | 0 | 0 | 0 | 0 | 0
IGCC | 0 | 0 | 0 | 0 | 0 | 0
DemandResponse | 0 | 0 | 0 | 0 | 0 | 0
IGCC-CCS | 0 | 0 | 0 | 0 | 0 | 0
WT_off | 0 | 0 | 0 | 0 | 0 | 0
PseudoUnit | 0 | 0 | 0 | 0 | 0 | 0
FixedInterchange | 0 | 0 | 0 | 0 | 0 | 0
NOx Emissions (MMshortTons): SP15
ReportingType | 2015 | 2020 | 2025 | 2030 | 2035 | 2040
BM | 0 | 0 | 0 | 0 | 0 | 0
CC | 0.01 | 0 | 0 | 0 | 0 | 0
CSP | 0 | 0 | 0 | 0 | 0 | 0
CT | 0 | 0 | 0 | 0 | 0 | 0
Coal | 0 | 0 | 0 | 0 | 0 | 0
Geo | 0 | 0 | 0 | 0 | 0 | 0
H | 0 | 0 | 0 | 0 | 0 | 0
LFG | 0 | 0 | 0 | 0 | 0 | 0
Nuc | 0 | 0 | 0 | 0 | 0 | 0
PS | 0 | 0 | 0 | 0 | 0 | 0
PV | 0 | 0 | 0 | 0 | 0 | 0
PeakG | 0 | 0 | 0 | 0 | 0 | 0
PeakO | 0 | 0 | 0 | 0 | 0 | 0
ST | 0 | 0 | 0 | 0 | 0 | 0
STOG | 0 | 0 | 0 | 0 | 0 | 0
STWD | 0 | 0 | 0 | 0 | 0 | 0
WT | 0 | 0 | 0 | 0 | 0 | 0
IGCC | 0 | 0 | 0 | 0 | 0 | 0
DemandResponse | 0 | 0 | 0 | 0 | 0 | 0
IGCC-CCS | 0 | 0 | 0 | 0 | 0 | 0
WT_off | 0 | 0 | 0 | 0 | 0 | 0
PseudoUnit | 0 | 0 | 0 | 0 | 0 | 0
FixedInterchange | 0 | 0 | 0 | 0 | 0 | 0
NOx Emissions (MMshortTons): ALB
ReportingType | 2015 | 2020 | 2025 | 2030 | 2035 | 2040
BM | 0 | 0 | 0 | 0 | 0 | 0
CC | 0 | 0 | 0 | 0 | 0 | 0
CSP | 0 | 0 | 0 | 0 | 0 | 0
CT | 0 | 0 | 0 | 0 | 0 | 0
Coal | 0.01 | 0.01 | 0.01 | 0 | 0 | 0
Geo | 0 | 0 | 0 | 0 | 0 | 0
H | 0 | 0 | 0 | 0 | 0 | 0
LFG | 0 | 0 | 0 | 0 | 0 | 0
Nuc | 0 | 0 | 0 | 0 | 0 | 0
PS | 0 | 0 | 0 | 0 | 0 | 0
PV | 0 | 0 | 0 | 0 | 0 | 0
PeakG | 0 | 0 | 0 | 0 | 0 | 0
PeakO | 0 | 0 | 0 | 0 | 0 | 0
ST | 0 | 0 | 0 | 0 | 0 | 0
STOG | 0 | 0 | 0 | 0 | 0 | 0
STWD | 0 | 0 | 0 | 0 | 0 | 0
WT | 0 | 0 | 0 | 0 | 0 | 0
IGCC | 0 | 0 | 0 | 0 | 0 | 0
DemandResponse | 0 | 0 | 0 | 0 | 0 | 0
IGCC-CCS | 0 | 0 | 0 | 0 | 0 | 0
WT_off | 0 | 0 | 0 | 0 | 0 | 0
PseudoUnit | 0 | 0 | 0 | 0 | 0 | 0
FixedInterchange | 0 | 0 | 0 | 0 | 0 | 0
NOx Emissions (MMshortTons): BC
ReportingType | 2015 | 2020 | 2025 | 2030 | 2035 | 2040
BM | 0 | 0 | 0 | 0 | 0 | 0
CC | 0 | 0 | 0 | 0 | 0 | 0
CSP | 0 | 0 | 0 | 0 | 0 | 0
CT | 0 | 0 | 0 | 0 | 0 | 0
Coal | 0 | 0 | 0 | 0 | 0 | 0
Geo | 0 | 0 | 0 | 0 | 0 | 0
H | 0 | 0 | 0 | 0 | 0 | 0
LFG | 0 | 0 | 0 | 0 | 0 | 0
Nuc | 0 | 0 | 0 | 0 | 0 | 0
PS | 0 | 0 | 0 | 0 | 0 | 0
PV | 0 | 0 | 0 | 0 | 0 | 0
PeakG | 0 | 0 | 0 | 0 | 0 | 0
PeakO | 0 | 0 | 0 | 0 | 0 | 0
ST | 0 | 0 | 0 | 0 | 0 | 0
STOG | 0 | 0 | 0 | 0 | 0 | 0
STWD | 0 | 0 | 0 | 0 | 0 | 0
WT | 0 | 0 | 0 | 0 | 0 | 0
IGCC | 0 | 0 | 0 | 0 | 0 | 0
DemandResponse | 0 | 0 | 0 | 0 | 0 | 0
IGCC-CCS | 0 | 0 | 0 | 0 | 0 | 0
WT_off | 0 | 0 | 0 | 0 | 0 | 0
PseudoUnit | 0 | 0 | 0 | 0 | 0 | 0
FixedInterchange | 0 | 0 | 0 | 0 | 0 | 0
NOx Emissions (MMshortTons): HQ_IESO
ReportingType | 2015 | 2020 | 2025 | 2030 | 2035 | 2040
BM | 0 | 0 | 0 | 0 | 0 | 0
CC | 0 | 0 | 0 | 0 | 0 | 0
CSP | 0 | 0 | 0 | 0 | 0 | 0
CT | 0 | 0 | 0 | 0 | 0 | 0
Coal | 0 | 0 | 0 | 0 | 0 | 0
Geo | 0 | 0 | 0 | 0 | 0 | 0
H | 0 | 0 | 0 | 0 | 0 | 0
LFG | 0 | 0 | 0 | 0 | 0 | 0
Nuc | 0 | 0 | 0 | 0 | 0 | 0
PS | 0 | 0 | 0 | 0 | 0 | 0
PV | 0 | 0 | 0 | 0 | 0 | 0
PeakG | 0 | 0 | 0 | 0 | 0 | 0
PeakO | 0 | 0 | 0 | 0 | 0 | 0
ST | 0 | 0 | 0 | 0 | 0 | 0
STOG | 0 | 0 | 0 | 0 | 0 | 0
STWD | 0 | 0 | 0 | 0 | 0 | 0
WT | 0 | 0 | 0 | 0 | 0 | 0
IGCC | 0 | 0 | 0 | 0 | 0 | 0
DemandResponse | 0 | 0 | 0 | 0 | 0 | 0
IGCC-CCS | 0 | 0 | 0 | 0 | 0 | 0
WT_off | 0 | 0 | 0 | 0 | 0 | 0
PseudoUnit | 0 | 0 | 0 | 0 | 0 | 0
FixedInterchange | 0 | 0 | 0 | 0 | 0 | 0
NOx Emissions (MMshortTons): HQ_NEISO
ReportingType | 2015 | 2020 | 2025 | 2030 | 2035 | 2040
BM | 0 | 0 | 0 | 0 | 0 | 0
CC | 0 | 0 | 0 | 0 | 0 | 0
CSP | 0 | 0 | 0 | 0 | 0 | 0
CT | 0 | 0 | 0 | 0 | 0 | 0
Coal | 0 | 0 | 0 | 0 | 0 | 0
Geo | 0 | 0 | 0 | 0 | 0 | 0
H | 0 | 0 | 0 | 0 | 0 | 0
LFG | 0 | 0 | 0 | 0 | 0 | 0
Nuc | 0 | 0 | 0 | 0 | 0 | 0
PS | 0 | 0 | 0 | 0 | 0 | 0
PV | 0 | 0 | 0 | 0 | 0 | 0
PeakG | 0 | 0 | 0 | 0 | 0 | 0
PeakO | 0 | 0 | 0 | 0 | 0 | 0
ST | 0 | 0 | 0 | 0 | 0 | 0
STOG | 0 | 0 | 0 | 0 | 0 | 0
STWD | 0 | 0 | 0 | 0 | 0 | 0
WT | 0 | 0 | 0 | 0 | 0 | 0
IGCC | 0 | 0 | 0 | 0 | 0 | 0
DemandResponse | 0 | 0 | 0 | 0 | 0 | 0
IGCC-CCS | 0 | 0 | 0 | 0 | 0 | 0
WT_off | 0 | 0 | 0 | 0 | 0 | 0
PseudoUnit | 0 | 0 | 0 | 0 | 0 | 0
FixedInterchange | 0 | 0 | 0 | 0 | 0 | 0
NOx Emissions (MMshortTons): HQ_NY
ReportingType | 2015 | 2020 | 2025 | 2030 | 2035 | 2040
BM | 0 | 0 | 0 | 0 | 0 | 0
CC | 0 | 0 | 0 | 0 | 0 | 0
CSP | 0 | 0 | 0 | 0 | 0 | 0
CT | 0 | 0 | 0 | 0 | 0 | 0
Coal | 0 | 0 | 0 | 0 | 0 | 0
Geo | 0 | 0 | 0 | 0 | 0 | 0
H | 0 | 0 | 0 | 0 | 0 | 0
LFG | 0 | 0 | 0 | 0 | 0 | 0
Nuc | 0 | 0 | 0 | 0 | 0 | 0
PS | 0 | 0 | 0 | 0 | 0 | 0
PV | 0 | 0 | 0 | 0 | 0 | 0
PeakG | 0 | 0 | 0 | 0 | 0 | 0
PeakO | 0 | 0 | 0 | 0 | 0 | 0
ST | 0 | 0 | 0 | 0 | 0 | 0
STOG | 0 | 0 | 0 | 0 | 0 | 0
STWD | 0 | 0 | 0 | 0 | 0 | 0
WT | 0 | 0 | 0 | 0 | 0 | 0
IGCC | 0 | 0 | 0 | 0 | 0 | 0
DemandResponse | 0 | 0 | 0 | 0 | 0 | 0
IGCC-CCS | 0 | 0 | 0 | 0 | 0 | 0
WT_off | 0 | 0 | 0 | 0 | 0 | 0
PseudoUnit | 0 | 0 | 0 | 0 | 0 | 0
FixedInterchange | 0 | 0 | 0 | 0 | 0 | 0
NOx Emissions (MMshortTons): MARITIMES
ReportingType | 2015 | 2020 | 2025 | 2030 | 2035 | 2040
BM | 0 | 0 | 0 | 0 | 0 | 0
CC | 0 | 0 | 0 | 0 | 0 | 0
CSP | 0 | 0 | 0 | 0 | 0 | 0
CT | 0 | 0 | 0 | 0 | 0 | 0
Coal | 0 | 0 | 0 | 0 | 0 | 0
Geo | 0 | 0 | 0 | 0 | 0 | 0
H | 0 | 0 | 0 | 0 | 0 | 0
LFG | 0 | 0 | 0 | 0 | 0 | 0
Nuc | 0 | 0 | 0 | 0 | 0 | 0
PS | 0 | 0 | 0 | 0 | 0 | 0
PV | 0 | 0 | 0 | 0 | 0 | 0
PeakG | 0 | 0 | 0 | 0 | 0 | 0
PeakO | 0 | 0 | 0 | 0 | 0 | 0
ST | 0 | 0 | 0 | 0 | 0 | 0
STOG | 0 | 0 | 0 | 0 | 0 | 0
STWD | 0 | 0 | 0 | 0 | 0 | 0
WT | 0 | 0 | 0 | 0 | 0 | 0
IGCC | 0 | 0 | 0 | 0 | 0 | 0
DemandResponse | 0 | 0 | 0 | 0 | 0 | 0
IGCC-CCS | 0 | 0 | 0 | 0 | 0 | 0
WT_off | 0 | 0 | 0 | 0 | 0 | 0
PseudoUnit | 0 | 0 | 0 | 0 | 0 | 0
FixedInterchange | 0 | 0 | 0 | 0 | 0 | 0
NOx Emissions (MMshortTons): All
ReportingType | 2015 | 2020 | 2025 | 2030 | 2035 | 2040
BM | 0 | 0 | 0 | 0 | 0 | 0
CC | 0.05 | 0.06 | 0.07 | 0.08 | 0.02 | 0.01
CSP | 0 | 0 | 0 | 0 | 0 | 0
CT | 0 | 0 | 0 | 0 | 0 | 0
Coal | 1.67 | 0.99 | 0.47 | 0.1 | 0.1 | 0.09
Geo | 0 | 0 | 0 | 0 | 0 | 0
H | 0 | 0 | 0 | 0 | 0 | 0
LFG | 0 | 0 | 0 | 0 | 0 | 0
Nuc | 0 | 0 | 0 | 0 | 0 | 0
PS | 0 | 0 | 0 | 0 | 0 | 0
PV | 0 | 0 | 0 | 0 | 0 | 0
PeakG | 0 | 0 | 0 | 0 | 0 | 0
PeakO | 0 | 0 | 0 | 0 | 0 | 0
ST | 0 | 0 | 0 | 0 | 0 | 0
STOG | 0 | 0 | 0 | 0 | 0 | 0
STWD | 0 | 0 | 0 | 0 | 0 | 0
WT | 0 | 0 | 0 | 0 | 0 | 0
IGCC | 0 | 0 | 0 | 0 | 0 | 0
DemandResponse | 0 | 0 | 0 | 0 | 0 | 0
IGCC-CCS | 0 | 0 | 0 | 0 | 0 | 0
WT_off | 0 | 0 | 0 | 0 | 0 | 0
PseudoUnit | 0 | 0 | 0 | 0 | 0 | 0
FixedInterchange | 0 | 0 | 0 | 0 | 0 | 0
NOx Emissions (MMshortTons): EI_US
ReportingType | 2015 | 2020 | 2025 | 2030 | 2035 | 2040
BM | 0 | 0 | 0 | 0 | 0 | 0
CC | 0.03 | 0.04 | 0.05 | 0.05 | 0.01 | 0.01
CSP | 0 | 0 | 0 | 0 | 0 | 0
CT | 0 | 0 | 0 | 0 | 0 | 0
Coal | 1.23 | 0.61 | 0.26 | 0.1 | 0.09 | 0.09
Geo | 0 | 0 | 0 | 0 | 0 | 0
H | 0 | 0 | 0 | 0 | 0 | 0
LFG | 0 | 0 | 0 | 0 | 0 | 0
Nuc | 0 | 0 | 0 | 0 | 0 | 0
PS | 0 | 0 | 0 | 0 | 0 | 0
PV | 0 | 0 | 0 | 0 | 0 | 0
PeakG | 0 | 0 | 0 | 0 | 0 | 0
PeakO | 0 | 0 | 0 | 0 | 0 | 0
ST | 0 | 0 | 0 | 0 | 0 | 0
STOG | 0 | 0 | 0 | 0 | 0 | 0
STWD | 0 | 0 | 0 | 0 | 0 | 0
WT | 0 | 0 | 0 | 0 | 0 | 0
IGCC | 0 | 0 | 0 | 0 | 0 | 0
DemandResponse | 0 | 0 | 0 | 0 | 0 | 0
IGCC-CCS | 0 | 0 | 0 | 0 | 0 | 0
WT_off | 0 | 0 | 0 | 0 | 0 | 0
PseudoUnit | 0 | 0 | 0 | 0 | 0 | 0
FixedInterchange | 0 | 0 | 0 | 0 | 0 | 0
NOx Emissions (MMshortTons): EI_Canada
ReportingType | 2015 | 2020 | 2025 | 2030 | 2035 | 2040
BM | 0 | 0 | 0 | 0 | 0 | 0
CC | 0 | 0 | 0 | 0 | 0 | 0
CSP | 0 | 0 | 0 | 0 | 0 | 0
CT | 0 | 0 | 0 | 0 | 0 | 0
Coal | 0 | 0 | 0 | 0 | 0 | 0
Geo | 0 | 0 | 0 | 0 | 0 | 0
H | 0 | 0 | 0 | 0 | 0 | 0
LFG | 0 | 0 | 0 | 0 | 0 | 0
Nuc | 0 | 0 | 0 | 0 | 0 | 0
PS | 0 | 0 | 0 | 0 | 0 | 0
PV | 0 | 0 | 0 | 0 | 0 | 0
PeakG | 0 | 0 | 0 | 0 | 0 | 0
PeakO | 0 | 0 | 0 | 0 | 0 | 0
ST | 0 | 0 | 0 | 0 | 0 | 0
STOG | 0 | 0 | 0 | 0 | 0 | 0
STWD | 0 | 0 | 0 | 0 | 0 | 0
WT | 0 | 0 | 0 | 0 | 0 | 0
IGCC | 0 | 0 | 0 | 0 | 0 | 0
DemandResponse | 0 | 0 | 0 | 0 | 0 | 0
IGCC-CCS | 0 | 0 | 0 | 0 | 0 | 0
WT_off | 0 | 0 | 0 | 0 | 0 | 0
PseudoUnit | 0 | 0 | 0 | 0 | 0 | 0
FixedInterchange | 0 | 0 | 0 | 0 | 0 | 0
NOx Emissions (MMshortTons): EI
ReportingType | 2015 | 2020 | 2025 | 2030 | 2035 | 2040
BM | 0 | 0 | 0 | 0 | 0 | 0
CC | 0.03 | 0.04 | 0.05 | 0.05 | 0.01 | 0.01
CSP | 0 | 0 | 0 | 0 | 0 | 0
CT | 0 | 0 | 0 | 0 | 0 | 0
Coal | 1.23 | 0.61 | 0.26 | 0.1 | 0.09 | 0.09
Geo | 0 | 0 | 0 | 0 | 0 | 0
H | 0 | 0 | 0 | 0 | 0 | 0
LFG | 0 | 0 | 0 | 0 | 0 | 0
Nuc | 0 | 0 | 0 | 0 | 0 | 0
PS | 0 | 0 | 0 | 0 | 0 | 0
PV | 0 | 0 | 0 | 0 | 0 | 0
PeakG | 0 | 0 | 0 | 0 | 0 | 0
PeakO | 0 | 0 | 0 | 0 | 0 | 0
ST | 0 | 0 | 0 | 0 | 0 | 0
STOG | 0 | 0 | 0 | 0 | 0 | 0
STWD | 0 | 0 | 0 | 0 | 0 | 0
WT | 0 | 0 | 0 | 0 | 0 | 0
IGCC | 0 | 0 | 0 | 0 | 0 | 0
DemandResponse | 0 | 0 | 0 | 0 | 0 | 0
IGCC-CCS | 0 | 0 | 0 | 0 | 0 | 0
WT_off | 0 | 0 | 0 | 0 | 0 | 0
PseudoUnit | 0 | 0 | 0 | 0 | 0 | 0
FixedInterchange | 0 | 0 | 0 | 0 | 0 | 0
NOx Emissions (MMshortTons): Outside_EI
ReportingType | 2015 | 2020 | 2025 | 2030 | 2035 | 2040
BM | 0 | 0 | 0 | 0 | 0 | 0
CC | 0.02 | 0.02 | 0.02 | 0.02 | 0.01 | 0
CSP | 0 | 0 | 0 | 0 | 0 | 0
CT | 0 | 0 | 0 | 0 | 0 | 0
Coal | 0.43 | 0.38 | 0.21 | 0.01 | 0.01 | 0
Geo | 0 | 0 | 0 | 0 | 0 | 0
H | 0 | 0 | 0 | 0 | 0 | 0
LFG | 0 | 0 | 0 | 0 | 0 | 0
Nuc | 0 | 0 | 0 | 0 | 0 | 0
PS | 0 | 0 | 0 | 0 | 0 | 0
PV | 0 | 0 | 0 | 0 | 0 | 0
PeakG | 0 | 0 | 0 | 0 | 0 | 0
PeakO | 0 | 0 | 0 | 0 | 0 | 0
ST | 0 | 0 | 0 | 0 | 0 | 0
STOG | 0 | 0 | 0 | 0 | 0 | 0
STWD | 0 | 0 | 0 | 0 | 0 | 0
WT | 0 | 0 | 0 | 0 | 0 | 0
IGCC | 0 | 0 | 0 | 0 | 0 | 0
DemandResponse | 0 | 0 | 0 | 0 | 0 | 0
IGCC-CCS | 0 | 0 | 0 | 0 | 0 | 0
WT_off | 0 | 0 | 0 | 0 | 0 | 0
PseudoUnit | 0 | 0 | 0 | 0 | 0 | 0
FixedInterchange | 0 | 0 | 0 | 0 | 0 | 0
CO2 Emissions (MMshortTons): Entergy
ReportingType | 2015 | 2020 | 2025 | 2030 | 2035 | 2040
BM | 0 | 0 | 0 | 0 | 0 | 0
CC | 22.85 | 26.76 | 32.39 | 35.66 | 5.51 | 4.48
CSP | 0 | 0 | 0 | 0 | 0 | 0
CT | 0 | 0 | 0 | 0 | 0 | 0
Coal | 68.34 | 27.44 | 10.7 | 0.28 | 0.04 | 0
Geo | 0 | 0 | 0 | 0 | 0 | 0
H | 0 | 0 | 0 | 0 | 0 | 0
LFG | 0 | 0 | 0 | 0 | 0 | 0
Nuc | 0 | 0 | 0 | 0 | 0 | 0
PS | 0 | 0 | 0 | 0 | 0 | 0
PV | 0 | 0 | 0 | 0 | 0 | 0
PeakG | 0 | 0 | 0 | 0 | 0 | 0
PeakO | 0 | 0 | 0 | 0 | 0 | 0
ST | 0 | 0 | 0 | 0 | 0 | 0
STOG | 0 | 0 | 0 | 0 | 0 | 0
STWD | 0 | 0 | 0 | 0 | 0 | 0
WT | 0 | 0 | 0 | 0 | 0 | 0
IGCC | 0 | 0 | 0 | 0 | 0 | 0
DemandResponse | 0 | 0 | 0 | 0 | 0 | 0
IGCC-CCS | 0 | 0 | 0 | 0 | 0 | 0
WT_off | 0 | 0 | 0 | 0 | 0 | 0
PseudoUnit | 0 | 0 | 0 | 0 | 0 | 0
FixedInterchange | 0 | 0 | 0 | 0 | 0 | 0
CO2 Emissions (MMshortTons): FRCC
ReportingType | 2015 | 2020 | 2025 | 2030 | 2035 | 2040
BM | 0 | 0 | 0 | 0 | 0 | 0
CC | 53.47 | 53.53 | 49.23 | 42.52 | 11.83 | 7.4
CSP | 0 | 0 | 0 | 0 | 0 | 0
CT | 0.12 | 0.16 | 0.18 | 0.2 | 0 | 0
Coal | 71.19 | 65.03 | 22.74 | 1.45 | 1.45 | 1.35
Geo | 0 | 0 | 0 | 0 | 0 | 0
H | 0 | 0 | 0 | 0 | 0 | 0
LFG | 0 | 0 | 0 | 0 | 0 | 0
Nuc | 0 | 0 | 0 | 0 | 0 | 0
PS | 0 | 0 | 0 | 0 | 0 | 0
PV | 0 | 0 | 0 | 0 | 0 | 0
PeakG | 0.05 | 0.1 | 0.04 | 0.04 | 0.05 | 0.04
PeakO | 0 | 0 | 0 | 0 | 0 | 0
ST | 0 | 0 | 0 | 0 | 0 | 0
STOG | 0 | 0 | 0 | 0 | 0 | 0
STWD | 0 | 0 | 0 | 0 | 0 | 0
WT | 0 | 0 | 0 | 0 | 0 | 0
IGCC | 0 | 0 | 0 | 0 | 0 | 0
DemandResponse | 0 | 0 | 0 | 0 | 0 | 0
IGCC-CCS | 0 | 0 | 0 | 0 | 0 | 0
WT_off | 0 | 0 | 0 | 0 | 0 | 0
PseudoUnit | 0 | 0 | 0 | 0 | 0 | 0
FixedInterchange | 0 | 0 | 0 | 0 | 0 | 0
CO2 Emissions (MMshortTons): MAPP_US
ReportingType | 2015 | 2020 | 2025 | 2030 | 2035 | 2040
BM | 0 | 0 | 0 | 0 | 0 | 0
CC | 0.05 | 0.05 | 0.05 | 0.14 | 0.07 | 0.06
CSP | 0 | 0 | 0 | 0 | 0 | 0
CT | 0 | 0 | 0 | 0 | 0 | 0.02
Coal | 23.74 | 0.28 | 0 | 0 | 0 | 0
Geo | 0 | 0 | 0 | 0 | 0 | 0
H | 0 | 0 | 0 | 0 | 0 | 0
LFG | 0 | 0 | 0 | 0 | 0 | 0
Nuc | 0 | 0 | 0 | 0 | 0 | 0
PS | 0 | 0 | 0 | 0 | 0 | 0
PV | 0 | 0 | 0 | 0 | 0 | 0
PeakG | 0.03 | 0.03 | 0.05 | 0.05 | 0.04 | 0.04
PeakO | 0 | 0 | 0 | 0 | 0 | 0
ST | 0 | 0 | 0 | 0 | 0 | 0
STOG | 0 | 0 | 0 | 0 | 0 | 0
STWD | 0 | 0 | 0 | 0 | 0 | 0
WT | 0 | 0 | 0 | 0 | 0 | 0
IGCC | 0 | 0 | 0 | 0 | 0 | 0
DemandResponse | 0 | 0 | 0 | 0 | 0 | 0
IGCC-CCS | 0 | 0 | 0 | 0 | 0 | 0
WT_off | 0 | 0 | 0 | 0 | 0 | 0
PseudoUnit | 0 | 0 | 0 | 0 | 0 | 0
FixedInterchange | 0 | 0 | 0 | 0 | 0 | 0
CO2 Emissions (MMshortTons): MISO_IN
ReportingType | 2015 | 2020 | 2025 | 2030 | 2035 | 2040
BM | 0 | 0 | 0 | 0 | 0 | 0
CC | 0.49 | 13.86 | 33.33 | 33.85 | 5.06 | 3.67
CSP | 0 | 0 | 0 | 0 | 0 | 0
CT | 0 | 0 | 0 | 0 | 0 | 0
Coal | 88.46 | 76.43 | 45.3 | 3.19 | 2.72 | 2.64
Geo | 0 | 0 | 0 | 0 | 0 | 0
H | 0 | 0 | 0 | 0 | 0 | 0
LFG | 0 | 0 | 0 | 0 | 0 | 0
Nuc | 0 | 0 | 0 | 0 | 0 | 0
PS | 0 | 0 | 0 | 0 | 0 | 0
PV | 0 | 0 | 0 | 0 | 0 | 0
PeakG | 0 | 0 | 0 | 0 | 0 | 0
PeakO | 0 | 0 | 0 | 0 | 0 | 0
ST | 0 | 0 | 0 | 0 | 0 | 0
STOG | 0.02 | 0.01 | 0.01 | 0 | 0 | 0
STWD | 0 | 0 | 0 | 0 | 0 | 0
WT | 0 | 0 | 0 | 0 | 0 | 0
IGCC | 4.15 | 4.15 | 4.15 | 0.21 | 0.02 | 0
DemandResponse | 0 | 0 | 0 | 0 | 0 | 0
IGCC-CCS | 0 | 0 | 0 | 0 | 0 | 0
WT_off | 0 | 0 | 0 | 0 | 0 | 0
PseudoUnit | 0 | 0 | 0 | 0 | 0 | 0
FixedInterchange | 0 | 0 | 0 | 0 | 0 | 0
CO2 Emissions (MMshortTons): MISO_MI
ReportingType | 2015 | 2020 | 2025 | 2030 | 2035 | 2040
BM | 0 | 0 | 0 | 0 | 0 | 0
CC | 1.82 | 1.32 | 1.94 | 2.79 | 0.2 | 0.12
CSP | 0 | 0 | 0 | 0 | 0 | 0
CT | 0 | 0 | 0 | 0 | 0 | 0
Coal | 54.36 | 11.81 | 6.18 | 0.56 | 0.56 | 0.56
Geo | 0 | 0 | 0 | 0 | 0 | 0
H | 0 | 0 | 0 | 0 | 0 | 0
LFG | 0 | 0 | 0 | 0 | 0 | 0
Nuc | 0 | 0 | 0 | 0 | 0 | 0
PS | 0 | 0 | 0 | 0 | 0 | 0
PV | 0 | 0 | 0 | 0 | 0 | 0
PeakG | 0 | 0 | 0 | 0 | 0 | 0
PeakO | 0 | 0 | 0 | 0 | 0 | 0
ST | 0 | 0 | 0 | 0 | 0 | 0
STOG | 0.2 | 0.02 | 0.02 | 0.01 | 0 | 0
STWD | 0 | 0 | 0 | 0 | 0 | 0
WT | 0 | 0 | 0 | 0 | 0 | 0
IGCC | 0 | 0 | 0 | 0 | 0 | 0
DemandResponse | 0 | 0 | 0 | 0 | 0 | 0
IGCC-CCS | 0 | 0 | 0 | 0 | 0 | 0
WT_off | 0 | 0 | 0 | 0 | 0 | 0
PseudoUnit | 0 | 0 | 0 | 0 | 0 | 0
FixedInterchange | 0 | 0 | 0 | 0 | 0 | 0
CO2 Emissions (MMshortTons): MISO_MO-IL
ReportingType | 2015 | 2020 | 2025 | 2030 | 2035 | 2040
BM | 0 | 0 | 0 | 0 | 0 | 0
CC | 0.34 | 0.32 | 0.45 | 0.5 | 0.23 | 0.15
CSP | 0 | 0 | 0 | 0 | 0 | 0
CT | 0 | 0 | 0 | 0 | 0 | 0
Coal | 92.7 | 40.32 | 23.49 | 1.55 | 0.81 | 0.63
Geo | 0 | 0 | 0 | 0 | 0 | 0
H | 0 | 0 | 0 | 0 | 0 | 0
LFG | 0 | 0 | 0 | 0 | 0 | 0
Nuc | 0 | 0 | 0 | 0 | 0 | 0
PS | 0 | 0 | 0 | 0 | 0 | 0
PV | 0 | 0 | 0 | 0 | 0 | 0
PeakG | 0.1 | 0.19 | 0.08 | 0.08 | 0.03 | 0.08
PeakO | 0 | 0 | 0 | 0 | 0 | 0
ST | 0 | 0 | 0 | 0 | 0 | 0
STOG | 0 | 0 | 0 | 0 | 0 | 0
STWD | 0 | 0 | 0 | 0 | 0 | 0
WT | 0 | 0 | 0 | 0 | 0 | 0
IGCC | 0 | 0 | 0 | 0 | 0 | 0
DemandResponse | 0 | 0 | 0 | 0 | 0 | 0
IGCC-CCS | 0 | 0 | 0 | 0 | 0 | 0
WT_off | 0 | 0 | 0 | 0 | 0 | 0
PseudoUnit | 0 | 0 | 0 | 0 | 0 | 0
FixedInterchange | 0 | 0 | 0 | 0 | 0 | 0
CO2 Emissions (MMshortTons): MISO_W
ReportingType | 2015 | 2020 | 2025 | 2030 | 2035 | 2040
BM | 0 | 0 | 0 | 0 | 0 | 0
CC | 1.17 | 0.81 | 0.95 | 1.34 | 0.71 | 0.73
CSP | 0 | 0 | 0 | 0 | 0 | 0
CT | 0 | 0 | 0 | 0 | 0 | 0
Coal | 87.96 | 33.33 | 9.11 | 1.92 | 0.54 | 0.51
Geo | 0 | 0 | 0 | 0 | 0 | 0
H | 0 | 0 | 0 | 0 | 0 | 0
LFG | 0 | 0 | 0 | 0 | 0 | 0
Nuc | 0 | 0 | 0 | 0 | 0 | 0
PS | 0 | 0 | 0 | 0 | 0 | 0
PV | 0 | 0 | 0 | 0 | 0 | 0
PeakG | 0.17 | 0.01 | 0.01 | 0.01 | 0.01 | 0.16
PeakO | 0 | 0 | 0 | 0 | 0 | 0
ST | 0 | 0 | 0 | 0 | 0 | 0
STOG | 0 | 0 | 0 | 0 | 0 | 0
STWD | 0 | 0 | 0 | 0 | 0 | 0
WT | 0 | 0 | 0 | 0 | 0 | 0
IGCC | 0 | 0 | 0 | 0 | 0 | 0
DemandResponse | 0 | 0 | 0 | 0 | 0 | 0
IGCC-CCS | 0 | 0 | 0 | 0 | 0 | 0
WT_off | 0 | 0 | 0 | 0 | 0 | 0
PseudoUnit | 0 | 0 | 0 | 0 | 0 | 0
FixedInterchange | 0 | 0 | 0 | 0 | 0 | 0
CO2 Emissions (MMshortTons): MISO_WUMS
ReportingType | 2015 | 2020 | 2025 | 2030 | 2035 | 2040
BM | 0 | 0 | 0 | 0 | 0 | 0
CC | 2.2 | 8.35 | 17.11 | 17.27 | 6.97 | 3.17
CSP | 0 | 0 | 0 | 0 | 0 | 0
CT | 0 | 0 | 0 | 0 | 0 | 0
Coal | 37.66 | 30.65 | 4.01 | 0.72 | 0.45 | 0.37
Geo | 0 | 0 | 0 | 0 | 0 | 0
H | 0 | 0 | 0 | 0 | 0 | 0
LFG | 0 | 0 | 0 | 0 | 0 | 0
Nuc | 0 | 0 | 0 | 0 | 0 | 0
PS | 0 | 0 | 0 | 0 | 0 | 0
PV | 0 | 0 | 0 | 0 | 0 | 0
PeakG | 0 | 0 | 0 | 0 | 0 | 0
PeakO | 0 | 0 | 0 | 0 | 0 | 0
ST | 0 | 0 | 0 | 0 | 0 | 0
STOG | 0 | 0 | 0 | 0 | 0 | 0
STWD | 0 | 0 | 0 | 0 | 0 | 0
WT | 0 | 0 | 0 | 0 | 0 | 0
IGCC | 0 | 0 | 0 | 0 | 0 | 0
DemandResponse | 0 | 0 | 0 | 0 | 0 | 0
IGCC-CCS | 0 | 0 | 0 | 0 | 0 | 0
WT_off | 0 | 0 | 0 | 0 | 0 | 0
PseudoUnit | 0 | 0 | 0 | 0 | 0 | 0
FixedInterchange | 0 | 0 | 0 | 0 | 0 | 0
CO2 Emissions (MMshortTons): Nebraska
ReportingType | 2015 | 2020 | 2025 | 2030 | 2035 | 2040
BM | 0 | 0 | 0 | 0 | 0 | 0
CC | 0.11 | 0.39 | 0.88 | 0.74 | 0.29 | 0.3
CSP | 0 | 0 | 0 | 0 | 0 | 0
CT | 0 | 0 | 0 | 0 | 0 | 0
Coal | 35.38 | 19.33 | 9.5 | 0.87 | 0.43 | 0.38
Geo | 0 | 0 | 0 | 0 | 0 | 0
H | 0 | 0 | 0 | 0 | 0 | 0
LFG | 0 | 0 | 0 | 0 | 0 | 0
Nuc | 0 | 0 | 0 | 0 | 0 | 0
PS | 0 | 0 | 0 | 0 | 0 | 0
PV | 0 | 0 | 0 | 0 | 0 | 0
PeakG | 0 | 0 | 0 | 0 | 0 | 0
PeakO | 0 | 0 | 0 | 0 | 0 | 0
ST | 0 | 0 | 0 | 0 | 0 | 0
STOG | 0 | 0 | 0 | 0 | 0 | 0
STWD | 0 | 0 | 0 | 0 | 0 | 0
WT | 0 | 0 | 0 | 0 | 0 | 0
IGCC | 0 | 0 | 0 | 0 | 0 | 0
DemandResponse | 0 | 0 | 0 | 0 | 0 | 0
IGCC-CCS | 0 | 0 | 0 | 0 | 0 | 0
WT_off | 0 | 0 | 0 | 0 | 0 | 0
PseudoUnit | 0 | 0 | 0 | 0 | 0 | 0
FixedInterchange | 0 | 0 | 0 | 0 | 0 | 0
CO2 Emissions (MMshortTons): NEISO
ReportingType | 2015 | 2020 | 2025 | 2030 | 2035 | 2040
BM | 0 | 0 | 0 | 0 | 0 | 0
CC | 8.87 | 6.53 | 4.58 | 2.84 | 1.99 | 1.47
CSP | 0 | 0 | 0 | 0 | 0 | 0
CT | 0 | 0 | 0 | 0 | 0 | 0
Coal | 14.95 | 3.65 | 0 | 0 | 0 | 0
Geo | 0 | 0 | 0 | 0 | 0 | 0
H | 0 | 0 | 0 | 0 | 0 | 0
LFG | 0 | 0 | 0 | 0 | 0 | 0
Nuc | 0 | 0 | 0 | 0 | 0 | 0
PS | 0 | 0 | 0 | 0 | 0 | 0
PV | 0 | 0 | 0 | 0 | 0 | 0
PeakG | 0.02 | 0.01 | 0.01 | 0 | 0 | 0
PeakO | 0 | 0 | 0 | 0 | 0 | 0
ST | 0 | 0 | 0 | 0 | 0 | 0
STOG | 0 | 0 | 0 | 0 | 0 | 0
STWD | 0 | 0 | 0 | 0 | 0 | 0
WT | 0 | 0 | 0 | 0 | 0 | 0
IGCC | 0 | 0 | 0 | 0 | 0 | 0
DemandResponse | 0 | 0 | 0 | 0 | 0 | 0
IGCC-CCS | 0 | 0 | 0 | 0 | 0 | 0
WT_off | 0 | 0 | 0 | 0 | 0 | 0
PseudoUnit | 0 | 0 | 0 | 0 | 0 | 0
FixedInterchange | 0 | 0 | 0 | 0 | 0 | 0
CO2 Emissions (MMshortTons): NonRTO_Midwest
ReportingType | 2015 | 2020 | 2025 | 2030 | 2035 | 2040
BM | 0 | 0 | 0 | 0 | 0 | 0
CC | 0.5 | 1.22 | 2.44 | 2.44 | 0.26 | 0.14
CSP | 0 | 0 | 0 | 0 | 0 | 0
CT | 0 | 0 | 0 | 0 | 0 | 0
Coal | 63.18 | 59.37 | 50.82 | 1.24 | 1.24 | 1.13
Geo | 0 | 0 | 0 | 0 | 0 | 0
H | 0 | 0 | 0 | 0 | 0 | 0
LFG | 0 | 0 | 0 | 0 | 0 | 0
Nuc | 0 | 0 | 0 | 0 | 0 | 0
PS | 0 | 0 | 0 | 0 | 0 | 0
PV | 0 | 0 | 0 | 0 | 0 | 0
PeakG | 0.1 | 0.03 | 0.16 | 0.09 | 0 | 0
PeakO | 0 | 0 | 0 | 0 | 0 | 0
ST | 0 | 0 | 0 | 0 | 0 | 0
STOG | 0 | 0 | 0 | 0 | 0 | 0
STWD | 0 | 0 | 0 | 0 | 0 | 0
WT | 0 | 0 | 0 | 0 | 0 | 0
IGCC | 0 | 0 | 0 | 0 | 0 | 0
DemandResponse | 0 | 0 | 0 | 0 | 0 | 0
IGCC-CCS | 0 | 0 | 0 | 0 | 0 | 0
WT_off | 0 | 0 | 0 | 0 | 0 | 0
PseudoUnit | 0 | 0 | 0 | 0 | 0 | 0
FixedInterchange | 0 | 0 | 0 | 0 | 0 | 0
CO2 Emissions (MMshortTons): NYISO_A-F
ReportingType | 2015 | 2020 | 2025 | 2030 | 2035 | 2040
BM | 0 | 0 | 0 | 0 | 0 | 0
CC | 1.76 | 1.84 | 0.89 | 0.72 | 0.27 | 0.05
CSP | 0 | 0 | 0 | 0 | 0 | 0
CT | 0 | 0 | 0 | 0 | 0 | 0
Coal | 8.3 | 4.84 | 0 | 0 | 0 | 0
Geo | 0 | 0 | 0 | 0 | 0 | 0
H | 0 | 0 | 0 | 0 | 0 | 0
LFG | 0 | 0 | 0 | 0 | 0 | 0
Nuc | 0 | 0 | 0 | 0 | 0 | 0
PS | 0 | 0 | 0 | 0 | 0 | 0
PV | 0 | 0 | 0 | 0 | 0 | 0
PeakG | 0 | 0 | 0 | 0 | 0 | 0
PeakO | 0 | 0 | 0 | 0 | 0 | 0
ST | 0 | 0 | 0 | 0 | 0 | 0
STOG | 0 | 0 | 0 | 0 | 0 | 0
STWD | 0 | 0 | 0 | 0 | 0 | 0
WT | 0 | 0 | 0 | 0 | 0 | 0
IGCC | 0 | 0 | 0 | 0 | 0 | 0
DemandResponse | 0 | 0 | 0 | 0 | 0 | 0
IGCC-CCS | 0 | 0 | 0 | 0 | 0 | 0
WT_off | 0 | 0 | 0 | 0 | 0 | 0
PseudoUnit | 0 | 0 | 0 | 0 | 0 | 0
FixedInterchange | 0 | 0 | 0 | 0 | 0 | 0
CO2 Emissions (MMshortTons): NYISO_G-I
ReportingType | 2015 | 2020 | 2025 | 2030 | 2035 | 2040
BM | 0 | 0 | 0 | 0 | 0 | 0
CC | 0.56 | 0.58 | 0.35 | 0.52 | 0.31 | 0.19
CSP | 0 | 0 | 0 | 0 | 0 | 0
CT | 0 | 0 | 0 | 0 | 0 | 0
Coal | 1.85 | 0 | 0 | 0 | 0 | 0
Geo | 0 | 0 | 0 | 0 | 0 | 0
H | 0 | 0 | 0 | 0 | 0 | 0
LFG | 0 | 0 | 0 | 0 | 0 | 0
Nuc | 0 | 0 | 0 | 0 | 0 | 0
PS | 0 | 0 | 0 | 0 | 0 | 0
PV | 0 | 0 | 0 | 0 | 0 | 0
PeakG | 0 | 0 | 0 | 0 | 0 | 0
PeakO | 0 | 0 | 0 | 0 | 0 | 0
ST | 0 | 0 | 0 | 0 | 0 | 0
STOG | 0 | 0 | 0 | 0 | 0 | 0
STWD | 0 | 0 | 0 | 0 | 0 | 0
WT | 0 | 0 | 0 | 0 | 0 | 0
IGCC | 0 | 0 | 0 | 0 | 0 | 0
DemandResponse | 0 | 0 | 0 | 0 | 0 | 0
IGCC-CCS | 0 | 0 | 0 | 0 | 0 | 0
WT_off | 0 | 0 | 0 | 0 | 0 | 0
PseudoUnit | 0 | 0 | 0 | 0 | 0 | 0
FixedInterchange | 0 | 0 | 0 | 0 | 0 | 0
CO2 Emissions (MMshortTons): NYISO_J-K
ReportingType | 2015 | 2020 | 2025 | 2030 | 2035 | 2040
BM | 0 | 0 | 0 | 0 | 0 | 0
CC | 5.65 | 5.55 | 5.22 | 5.24 | 4.22 | 3.53
CSP | 0 | 0 | 0 | 0 | 0 | 0
CT | 0 | 0 | 0 | 0 | 0 | 0
Coal | 0 | 0 | 0 | 0 | 0 | 0
Geo | 0 | 0 | 0 | 0 | 0 | 0
H | 0 | 0 | 0 | 0 | 0 | 0
LFG | 0 | 0 | 0 | 0 | 0 | 0
Nuc | 0 | 0 | 0 | 0 | 0 | 0
PS | 0 | 0 | 0 | 0 | 0 | 0
PV | 0 | 0 | 0 | 0 | 0 | 0
PeakG | 0.04 | 0.05 | 0.06 | 0.24 | 0.14 | 0.15
PeakO | 0 | 0 | 0 | 0 | 0 | 0
ST | 0 | 0 | 0 | 0 | 0 | 0
STOG | 0.22 | 0.3 | 0.37 | 0.21 | 0.17 | 0.12
STWD | 0 | 0 | 0 | 0 | 0 | 0
WT | 0 | 0 | 0 | 0 | 0 | 0
IGCC | 0 | 0 | 0 | 0 | 0 | 0
DemandResponse | 0 | 0 | 0 | 0 | 0 | 0
IGCC-CCS | 0 | 0 | 0 | 0 | 0 | 0
WT_off | 0 | 0 | 0 | 0 | 0 | 0
PseudoUnit | 0 | 0 | 0 | 0 | 0 | 0
FixedInterchange | 0 | 0 | 0 | 0 | 0 | 0
CO2 Emissions (MMshortTons): PJM_E
ReportingType | 2015 | 2020 | 2025 | 2030 | 2035 | 2040
BM | 0 | 0 | 0 | 0 | 0 | 0
CC | 6.67 | 9.76 | 15.87 | 21.19 | 7.11 | 4.15
CSP | 0 | 0 | 0 | 0 | 0 | 0
CT | 0 | 0 | 0 | 0 | 0 | 0
Coal | 2.45 | 3.22 | 0.33 | 0.1 | 0.13 | 0.08
Geo | 0 | 0 | 0 | 0 | 0 | 0
H | 0 | 0 | 0 | 0 | 0 | 0
LFG | 0 | 0 | 0 | 0 | 0 | 0
Nuc | 0 | 0 | 0 | 0 | 0 | 0
PS | 0 | 0 | 0 | 0 | 0 | 0
PV | 0 | 0 | 0 | 0 | 0 | 0
PeakG | 0.16 | 0.16 | 0.31 | 0.31 | 0.16 | 0.16
PeakO | 0 | 0 | 0 | 0 | 0 | 0
ST | 0 | 0 | 0 | 0 | 0 | 0
STOG | 0 | 0 | 0 | 0 | 0 | 0
STWD | 0 | 0 | 0 | 0 | 0 | 0
WT | 0 | 0 | 0 | 0 | 0 | 0
IGCC | 0 | 0 | 0 | 0 | 0 | 0
DemandResponse | 0 | 0 | 0 | 0 | 0 | 0
IGCC-CCS | 0 | 0 | 0 | 0 | 0 | 0
WT_off | 0 | 0 | 0 | 0 | 0 | 0
PseudoUnit | 0 | 0 | 0 | 0 | 0 | 0
FixedInterchange | 0 | 0 | 0 | 0 | 0 | 0
CO2 Emissions (MMshortTons): PJM_ROM
ReportingType | 2015 | 2020 | 2025 | 2030 | 2035 | 2040
BM | 0 | 0 | 0 | 0 | 0 | 0
CC | 3.26 | 4.52 | 7.49 | 9.32 | 3.1 | 0.42
CSP | 0 | 0 | 0 | 0 | 0 | 0
CT | 0 | 0 | 0 | 0 | 0 | 0
Coal | 69.28 | 66.45 | 16.11 | 1.44 | 1.28 | 1.21
Geo | 0 | 0 | 0 | 0 | 0 | 0
H | 0 | 0 | 0 | 0 | 0 | 0
LFG | 0 | 0 | 0 | 0 | 0 | 0
Nuc | 0 | 0 | 0 | 0 | 0 | 0
PS | 0 | 0 | 0 | 0 | 0 | 0
PV | 0 | 0 | 0 | 0 | 0 | 0
PeakG | 0 | 0.01 | 0.01 | 0.01 | 0.03 | 0.06
PeakO | 0 | 0 | 0 | 0 | 0 | 0
ST | 0 | 0 | 0 | 0 | 0 | 0
STOG | 0 | 0 | 0 | 0 | 0 | 0
STWD | 0 | 0 | 0 | 0 | 0 | 0
WT | 0 | 0 | 0 | 0 | 0 | 0
IGCC | 0 | 0 | 0 | 0 | 0 | 0
DemandResponse | 0 | 0 | 0 | 0 | 0 | 0
IGCC-CCS | 0 | 0 | 0 | 0 | 0 | 0
WT_off | 0 | 0 | 0 | 0 | 0 | 0
PseudoUnit | 0 | 0 | 0 | 0 | 0 | 0
FixedInterchange | 0 | 0 | 0 | 0 | 0 | 0
CO2 Emissions (MMshortTons): PJM_ROR
ReportingType | 2015 | 2020 | 2025 | 2030 | 2035 | 2040
BM | 0 | 0 | 0 | 0 | 0 | 0
CC | 10.09 | 15.95 | 21.38 | 23.86 | 4.32 | 2.21
CSP | 0 | 0 | 0 | 0 | 0 | 0
CT | 0 | 0 | 0 | 0 | 0 | 0
Coal | 363.61 | 255.74 | 154.99 | 10.55 | 9.1 | 8.92
Geo | 0 | 0 | 0 | 0 | 0 | 0
H | 0 | 0 | 0 | 0 | 0 | 0
LFG | 0 | 0 | 0 | 0 | 0 | 0
Nuc | 0 | 0 | 0 | 0 | 0 | 0
PS | 0 | 0 | 0 | 0 | 0 | 0
PV | 0 | 0 | 0 | 0 | 0 | 0
PeakG | 0.32 | 0.74 | 1.01 | 0.91 | 0.23 | 0.26
PeakO | 0 | 0 | 0 | 0 | 0 | 0
ST | 0 | 0 | 0 | 0 | 0 | 0
STOG | 0 | 0 | 0 | 0 | 0 | 0
STWD | 0 | 0 | 0 | 0 | 0 | 0
WT | 0 | 0 | 0 | 0 | 0 | 0
IGCC | 0 | 0 | 0 | 0 | 0 | 0
DemandResponse | 0 | 0 | 0 | 0 | 0 | 0
IGCC-CCS | 0 | 0 | 0 | 0 | 0 | 0
WT_off | 0 | 0 | 0 | 0 | 0 | 0
PseudoUnit | 0 | 0 | 0 | 0 | 0 | 0
FixedInterchange | 0 | 0 | 0 | 0 | 0 | 0
CO2 Emissions (MMshortTons): SOCO
ReportingType | 2015 | 2020 | 2025 | 2030 | 2035 | 2040
BM | 0 | 0 | 0 | 0 | 0 | 0
CC | 21.54 | 34.35 | 40.16 | 39.56 | 5.65 | 1.44
CSP | 0 | 0 | 0 | 0 | 0 | 0
CT | 0 | 0 | 0 | 0 | 0 | 0
Coal | 150.66 | 114.96 | 46.34 | 3.25 | 3.25 | 2.88
Geo | 0 | 0 | 0 | 0 | 0 | 0
H | 0 | 0 | 0 | 0 | 0 | 0
LFG | 0 | 0 | 0 | 0 | 0 | 0
Nuc | 0 | 0 | 0 | 0 | 0 | 0
PS | 0 | 0 | 0 | 0 | 0 | 0
PV | 0 | 0 | 0 | 0 | 0 | 0
PeakG | 0.01 | 0.03 | 0.36 | 0.12 | 0.03 | 0.04
PeakO | 0 | 0 | 0 | 0 | 0 | 0
ST | 0 | 0 | 0 | 0 | 0 | 0
STOG | 0 | 0 | 0 | 0 | 0 | 0
STWD | 0 | 0 | 0 | 0 | 0 | 0
WT | 0 | 0 | 0 | 0 | 0 | 0
IGCC | 0 | 0 | 0 | 0 | 0 | 0
DemandResponse | 0 | 0 | 0 | 0 | 0 | 0
IGCC-CCS | 0 | 0 | 0 | 0 | 0 | 0
WT_off | 0 | 0 | 0 | 0 | 0 | 0
PseudoUnit | 0 | 0 | 0 | 0 | 0 | 0
FixedInterchange | 0 | 0 | 0 | 0 | 0 | 0
CO2 Emissions (MMshortTons): SPP_N
ReportingType | 2015 | 2020 | 2025 | 2030 | 2035 | 2040
BM | 0 | 0 | 0 | 0 | 0 | 0
CC | 0.64 | 3.54 | 7.59 | 8.09 | 2.4 | 2.19
CSP | 0 | 0 | 0 | 0 | 0 | 0
CT | 0 | 0 | 0 | 0 | 0 | 0
Coal | 68.81 | 47.4 | 14.45 | 1.49 | 0.84 | 0.67
Geo | 0 | 0 | 0 | 0 | 0 | 0
H | 0 | 0 | 0 | 0 | 0 | 0
LFG | 0 | 0 | 0 | 0 | 0 | 0
Nuc | 0 | 0 | 0 | 0 | 0 | 0
PS | 0 | 0 | 0 | 0 | 0 | 0
PV | 0 | 0 | 0 | 0 | 0 | 0
PeakG | 0.04 | 0 | 0 | 0 | 0 | 0
PeakO | 0 | 0 | 0 | 0 | 0 | 0
ST | 0 | 0 | 0 | 0 | 0 | 0
STOG | 0.04 | 0 | 0.03 | 0 | 0 | 0
STWD | 0 | 0 | 0 | 0 | 0 | 0
WT | 0 | 0 | 0 | 0 | 0 | 0
IGCC | 0 | 0 | 0 | 0 | 0 | 0
DemandResponse | 0 | 0 | 0 | 0 | 0 | 0
IGCC-CCS | 0 | 0 | 0 | 0 | 0 | 0
WT_off | 0 | 0 | 0 | 0 | 0 | 0
PseudoUnit | 0 | 0 | 0 | 0 | 0 | 0
FixedInterchange | 0 | 0 | 0 | 0 | 0 | 0
CO2 Emissions (MMshortTons): SPP_S
ReportingType | 2015 | 2020 | 2025 | 2030 | 2035 | 2040
BM | 0 | 0 | 0 | 0 | 0 | 0
CC | 9.45 | 4.65 | 14.26 | 19 | 5.97 | 5.6
CSP | 0 | 0 | 0 | 0 | 0 | 0
CT | 0 | 0 | 0 | 0 | 0 | 0
Coal | 110.64 | 47.23 | 12.41 | 0.92 | 0 | 0
Geo | 0 | 0 | 0 | 0 | 0 | 0
H | 0 | 0 | 0 | 0 | 0 | 0
LFG | 0 | 0 | 0 | 0 | 0 | 0
Nuc | 0 | 0 | 0 | 0 | 0 | 0
PS | 0 | 0 | 0 | 0 | 0 | 0
PV | 0 | 0 | 0 | 0 | 0 | 0
PeakG | 0 | 0 | 0 | 0 | 0 | 0
PeakO | 0 | 0 | 0 | 0 | 0 | 0
ST | 0 | 0 | 0 | 0 | 0 | 0
STOG | 0.33 | 0.09 | 0.31 | 0.4 | 0.13 | 0.11
STWD | 0 | 0 | 0 | 0 | 0 | 0
WT | 0 | 0 | 0 | 0 | 0 | 0
IGCC | 0 | 0 | 0 | 0 | 0 | 0
DemandResponse | 0 | 0 | 0 | 0 | 0 | 0
IGCC-CCS | 0 | 0 | 0 | 0 | 0 | 0
WT_off | 0 | 0 | 0 | 0 | 0 | 0
PseudoUnit | 0 | 0 | 0 | 0 | 0 | 0
FixedInterchange | 0 | 0 | 0 | 0 | 0 | 0
CO2 Emissions (MMshortTons): TVA
ReportingType | 2015 | 2020 | 2025 | 2030 | 2035 | 2040
BM | 0 | 0 | 0 | 0 | 0 | 0
CC | 3.77 | 12.97 | 17.51 | 18.87 | 1.8 | 0.77
CSP | 0 | 0 | 0 | 0 | 0 | 0
CT | 0 | 0 | 0 | 0 | 0 | 0
Coal | 74 | 52.62 | 33.66 | 0.42 | 0.42 | 0.42
Geo | 0 | 0 | 0 | 0 | 0 | 0
H | 0 | 0 | 0 | 0 | 0 | 0
LFG | 0 | 0 | 0 | 0 | 0 | 0
Nuc | 0 | 0 | 0 | 0 | 0 | 0
PS | 0 | 0 | 0 | 0 | 0 | 0
PV | 0 | 0 | 0 | 0 | 0 | 0
PeakG | 0 | 0 | 0 | 0 | 0 | 0
PeakO | 0 | 0 | 0 | 0 | 0 | 0
ST | 0 | 0 | 0 | 0 | 0 | 0
STOG | 0 | 0 | 0 | 0 | 0 | 0
STWD | 0 | 0 | 0 | 0 | 0 | 0
WT | 0 | 0 | 0 | 0 | 0 | 0
IGCC | 0 | 0 | 0 | 0 | 0 | 0
DemandResponse | 0 | 0 | 0 | 0 | 0 | 0
IGCC-CCS | 0 | 0 | 0 | 0 | 0 | 0
WT_off | 0 | 0 | 0 | 0 | 0 | 0
PseudoUnit | 0 | 0 | 0 | 0 | 0 | 0
FixedInterchange | 0 | 0 | 0 | 0 | 0 | 0
CO2 Emissions (MMshortTons): TVA_Transmission
ReportingType | 2015 | 2020 | 2025 | 2030 | 2035 | 2040
BM | 0 | 0 | 0 | 0 | 0 | 0
CC | 0 | 0 | 0 | 0 | 0 | 0
CSP | 0 | 0 | 0 | 0 | 0 | 0
CT | 0 | 0 | 0 | 0 | 0 | 0
Coal | 0 | 0 | 0 | 0 | 0 | 0
Geo | 0 | 0 | 0 | 0 | 0 | 0
H | 0 | 0 | 0 | 0 | 0 | 0
LFG | 0 | 0 | 0 | 0 | 0 | 0
Nuc | 0 | 0 | 0 | 0 | 0 | 0
PS | 0 | 0 | 0 | 0 | 0 | 0
PV | 0 | 0 | 0 | 0 | 0 | 0
PeakG | 0 | 0 | 0 | 0 | 0 | 0
PeakO | 0 | 0 | 0 | 0 | 0 | 0
ST | 0 | 0 | 0 | 0 | 0 | 0
STOG | 0 | 0 | 0 | 0 | 0 | 0
STWD | 0 | 0 | 0 | 0 | 0 | 0
WT | 0 | 0 | 0 | 0 | 0 | 0
IGCC | 0 | 0 | 0 | 0 | 0 | 0
DemandResponse | 0 | 0 | 0 | 0 | 0 | 0
IGCC-CCS | 0 | 0 | 0 | 0 | 0 | 0
WT_off | 0 | 0 | 0 | 0 | 0 | 0
PseudoUnit | 0 | 0 | 0 | 0 | 0 | 0
FixedInterchange | 0 | 0 | 0 | 0 | 0 | 0
CO2 Emissions (MMshortTons): VACAR
ReportingType | 2015 | 2020 | 2025 | 2030 | 2035 | 2040
BM | 0 | 0 | 0 | 0 | 0 | 0
CC | 11.51 | 17.21 | 25.8 | 25.12 | 3.16 | 3.58
CSP | 0 | 0 | 0 | 0 | 0 | 0
CT | 0.05 | 0.05 | 0.09 | 0 | 0 | 0
Coal | 117.11 | 89.98 | 33.68 | 0.88 | 0.6 | 0.45
Geo | 0 | 0 | 0 | 0 | 0 | 0
H | 0 | 0 | 0 | 0 | 0 | 0
LFG | 0 | 0 | 0 | 0 | 0 | 0
Nuc | 0 | 0 | 0 | 0 | 0 | 0
PS | 0 | 0 | 0 | 0 | 0 | 0
PV | 0 | 0 | 0 | 0 | 0 | 0
PeakG | 0.05 | 0.13 | 0.26 | 0.2 | 0.04 | 0.1
PeakO | 0 | 0 | 0 | 0 | 0 | 0
ST | 0 | 0 | 0 | 0 | 0 | 0
STOG | 0 | 0 | 0 | 0 | 0 | 0
STWD | 0 | 0 | 0 | 0 | 0 | 0
WT | 0 | 0 | 0 | 0 | 0 | 0
IGCC | 0 | 0 | 0 | 0 | 0 | 0
DemandResponse | 0 | 0 | 0 | 0 | 0 | 0
IGCC-CCS | 0 | 0 | 0 | 0 | 0 | 0
WT_off | 0 | 0 | 0 | 0 | 0 | 0
PseudoUnit | 0 | 0 | 0 | 0 | 0 | 0
FixedInterchange | 0 | 0 | 0 | 0 | 0 | 0
CO2 Emissions (MMshortTons): IESO
ReportingType | 2015 | 2020 | 2025 | 2030 | 2035 | 2040
BM | 0 | 0 | 0 | 0 | 0 | 0
CC | 0.33 | 0.06 | 0.03 | 0.01 | 0.02 | 0.03
CSP | 0 | 0 | 0 | 0 | 0 | 0
CT | 0 | 0 | 0 | 0 | 0 | 0
Coal | 0 | 0 | 0 | 0 | 0 | 0
Geo | 0 | 0 | 0 | 0 | 0 | 0
H | 0 | 0 | 0 | 0 | 0 | 0
LFG | 0 | 0 | 0 | 0 | 0 | 0
Nuc | 0 | 0 | 0 | 0 | 0 | 0
PS | 0 | 0 | 0 | 0 | 0 | 0
PV | 0 | 0 | 0 | 0 | 0 | 0
PeakG | 0 | 0 | 0 | 0 | 0 | 0
PeakO | 0 | 0 | 0 | 0 | 0 | 0
ST | 0 | 0 | 0 | 0 | 0 | 0
STOG | 0 | 0 | 0 | 0 | 0 | 0
STWD | 0 | 0 | 0 | 0 | 0 | 0
WT | 0 | 0 | 0 | 0 | 0 | 0
IGCC | 0 | 0 | 0 | 0 | 0 | 0
DemandResponse | 0 | 0 | 0 | 0 | 0 | 0
IGCC-CCS | 0 | 0 | 0 | 0 | 0 | 0
WT_off | 0 | 0 | 0 | 0 | 0 | 0
PseudoUnit | 0 | 0 | 0 | 0 | 0 | 0
FixedInterchange | 0 | 0 | 0 | 0 | 0 | 0
CO2 Emissions (MMshortTons): MAPP_CA
ReportingType | 2015 | 2020 | 2025 | 2030 | 2035 | 2040
BM | 0 | 0 | 0 | 0 | 0 | 0
CC | 1.94 | 0.31 | 0 | 0 | 0 | 0
CSP | 0 | 0 | 0 | 0 | 0 | 0
CT | 0 | 0 | 0 | 0 | 0 | 0
Coal | 3.33 | 0.42 | 0 | 0 | 0 | 0
Geo | 0 | 0 | 0 | 0 | 0 | 0
H | 0 | 0 | 0 | 0 | 0 | 0
LFG | 0 | 0 | 0 | 0 | 0 | 0
Nuc | 0 | 0 | 0 | 0 | 0 | 0
PS | 0 | 0 | 0 | 0 | 0 | 0
PV | 0 | 0 | 0 | 0 | 0 | 0
PeakG | 0.02 | 0.02 | 0 | 0 | 0 | 0
PeakO | 0 | 0 | 0 | 0 | 0 | 0
ST | 0 | 0 | 0 | 0 | 0 | 0
STOG | 0 | 0 | 0 | 0 | 0 | 0
STWD | 0 | 0 | 0 | 0 | 0 | 0
WT | 0 | 0 | 0 | 0 | 0 | 0
IGCC | 0 | 0 | 0 | 0 | 0 | 0
DemandResponse | 0 | 0 | 0 | 0 | 0 | 0
IGCC-CCS | 0 | 0 | 0 | 0 | 0 | 0
WT_off | 0 | 0 | 0 | 0 | 0 | 0
PseudoUnit | 0 | 0 | 0 | 0 | 0 | 0
FixedInterchange | 0 | 0 | 0 | 0 | 0 | 0
CO2 Emissions (MMshortTons): AZ_NM_SNV_Coal
ReportingType | 2015 | 2020 | 2025 | 2030 | 2035 | 2040
BM | 0 | 0 | 0 | 0 | 0 | 0
CC | 0 | 0 | 0 | 0 | 0 | 0
CSP | 0 | 0 | 0 | 0 | 0 | 0
CT | 0 | 0 | 0 | 0 | 0 | 0
Coal | 79.62 | 79.62 | 62.34 | 0.48 | 0.42 | 0.2
Geo | 0 | 0 | 0 | 0 | 0 | 0
H | 0 | 0 | 0 | 0 | 0 | 0
LFG | 0 | 0 | 0 | 0 | 0 | 0
Nuc | 0 | 0 | 0 | 0 | 0 | 0
PS | 0 | 0 | 0 | 0 | 0 | 0
PV | 0 | 0 | 0 | 0 | 0 | 0
PeakG | 0 | 0 | 0 | 0 | 0 | 0
PeakO | 0 | 0 | 0 | 0 | 0 | 0
ST | 0 | 0 | 0 | 0 | 0 | 0
STOG | 0 | 0 | 0 | 0 | 0 | 0
STWD | 0 | 0 | 0 | 0 | 0 | 0
WT | 0 | 0 | 0 | 0 | 0 | 0
IGCC | 0 | 0 | 0 | 0 | 0 | 0
DemandResponse | 0 | 0 | 0 | 0 | 0 | 0
IGCC-CCS | 0 | 0 | 0 | 0 | 0 | 0
WT_off | 0 | 0 | 0 | 0 | 0 | 0
PseudoUnit | 0 | 0 | 0 | 0 | 0 | 0
FixedInterchange | 0 | 0 | 0 | 0 | 0 | 0
CO2 Emissions (MMshortTons): AZ_NM_SNV_Gas
ReportingType | 2015 | 2020 | 2025 | 2030 | 2035 | 2040
BM | 0 | 0 | 0 | 0 | 0 | 0
CC | 17.6 | 11.67 | 12.6 | 13.88 | 3.23 | 1.71
CSP | 0 | 0 | 0 | 0 | 0 | 0
CT | 0 | 0 | 0 | 0 | 0 | 0
Coal | 0 | 0 | 0 | 0 | 0 | 0
Geo | 0 | 0 | 0 | 0 | 0 | 0
H | 0 | 0 | 0 | 0 | 0 | 0
LFG | 0 | 0 | 0 | 0 | 0 | 0
Nuc | 0 | 0 | 0 | 0 | 0 | 0
PS | 0 | 0 | 0 | 0 | 0 | 0
PV | 0 | 0 | 0 | 0 | 0 | 0
PeakG | 0 | 0 | 0 | 0 | 0 | 0
PeakO | 0 | 0 | 0 | 0 | 0 | 0
ST | 0 | 0 | 0 | 0 | 0 | 0
STOG | 0 | 0 | 0 | 0 | 0 | 0
STWD | 0 | 0 | 0 | 0 | 0 | 0
WT | 0 | 0 | 0 | 0 | 0 | 0
IGCC | 0 | 0 | 0 | 0 | 0 | 0
DemandResponse | 0 | 0 | 0 | 0 | 0 | 0
IGCC-CCS | 0 | 0 | 0 | 0 | 0 | 0
WT_off | 0 | 0 | 0 | 0 | 0 | 0
PseudoUnit | 0 | 0 | 0 | 0 | 0 | 0
FixedInterchange | 0 | 0 | 0 | 0 | 0 | 0
CO2 Emissions (MMshortTons): AZ_NM_SNV_NucRenew
ReportingType | 2015 | 2020 | 2025 | 2030 | 2035 | 2040
BM | 0 | 0 | 0 | 0 | 0 | 0
CC | 0 | 0 | 0 | 0 | 0 | 0
CSP | 0 | 0 | 0 | 0 | 0 | 0
CT | 0 | 0 | 0 | 0 | 0 | 0
Coal | 0 | 0 | 0 | 0 | 0 | 0
Geo | 0 | 0 | 0 | 0 | 0 | 0
H | 0 | 0 | 0 | 0 | 0 | 0
LFG | 0 | 0 | 0 | 0 | 0 | 0
Nuc | 0 | 0 | 0 | 0 | 0 | 0
PS | 0 | 0 | 0 | 0 | 0 | 0
PV | 0 | 0 | 0 | 0 | 0 | 0
PeakG | 0 | 0 | 0 | 0 | 0 | 0
PeakO | 0 | 0 | 0 | 0 | 0 | 0
ST | 0 | 0 | 0 | 0 | 0 | 0
STOG | 0 | 0 | 0 | 0 | 0 | 0
STWD | 0 | 0 | 0 | 0 | 0 | 0
WT | 0 | 0 | 0 | 0 | 0 | 0
IGCC | 0 | 0 | 0 | 0 | 0 | 0
DemandResponse | 0 | 0 | 0 | 0 | 0 | 0
IGCC-CCS | 0 | 0 | 0 | 0 | 0 | 0
WT_off | 0 | 0 | 0 | 0 | 0 | 0
PseudoUnit | 0 | 0 | 0 | 0 | 0 | 0
FixedInterchange | 0 | 0 | 0 | 0 | 0 | 0
CO2 Emissions (MMshortTons): ERCOT
ReportingType | 2015 | 2020 | 2025 | 2030 | 2035 | 2040
BM | 0 | 0 | 0 | 0 | 0 | 0
CC | 47.55 | 45.39 | 66.5 | 74.15 | 20.39 | 13.73
CSP | 0 | 0 | 0 | 0 | 0 | 0
CT | 0 | 0 | 0 | 0 | 0 | 0
Coal | 154.08 | 91.99 | 21.99 | 2.36 | 1.58 | 1.32
Geo | 0 | 0 | 0 | 0 | 0 | 0
H | 0 | 0 | 0 | 0 | 0 | 0
LFG | 0 | 0 | 0 | 0 | 0 | 0
Nuc | 0 | 0 | 0 | 0 | 0 | 0
PS | 0 | 0 | 0 | 0 | 0 | 0
PV | 0 | 0 | 0 | 0 | 0 | 0
PeakG | 0 | 0 | 0 | 0 | 0 | 0.02
PeakO | 0 | 0 | 0 | 0 | 0 | 0
ST | 0 | 0 | 0 | 0 | 0 | 0
STOG | 0.24 | 0.14 | 0.47 | 0.5 | 0 | 0
STWD | 0 | 0 | 0 | 0 | 0 | 0
WT | 0 | 0 | 0 | 0 | 0 | 0
IGCC | 0 | 0 | 0 | 0 | 0 | 0
DemandResponse | 0 | 0 | 0 | 0 | 0 | 0
IGCC-CCS | 0 | 0 | 0 | 0 | 0 | 0
WT_off | 0 | 0 | 0 | 0 | 0 | 0
PseudoUnit | 0 | 0 | 0 | 0 | 0 | 0
FixedInterchange | 0 | 0 | 0 | 0 | 0 | 0
CO2 Emissions (MMshortTons): NP15
ReportingType | 2015 | 2020 | 2025 | 2030 | 2035 | 2040
BM | 0 | 0 | 0 | 0 | 0 | 0
CC | 24.89 | 20.54 | 16.88 | 16.35 | 4.59 | 1.32
CSP | 0 | 0 | 0 | 0 | 0 | 0
CT | 0 | 0 | 0 | 0 | 0 | 0
Coal | 1.73 | 0.27 | 0.27 | 0 | 0 | 0
Geo | 0 | 0 | 0 | 0 | 0 | 0
H | 0 | 0 | 0 | 0 | 0 | 0
LFG | 0 | 0 | 0 | 0 | 0 | 0
Nuc | 0 | 0 | 0 | 0 | 0 | 0
PS | 0 | 0 | 0 | 0 | 0 | 0
PV | 0 | 0 | 0 | 0 | 0 | 0
PeakG | 0 | 0 | 0 | 0 | 0 | 0
PeakO | 0 | 0 | 0 | 0 | 0 | 0
ST | 0 | 0 | 0 | 0 | 0 | 0
STOG | 0.01 | 0 | 0 | 0 | 0 | 0
STWD | 0 | 0 | 0 | 0 | 0 | 0
WT | 0 | 0 | 0 | 0 | 0 | 0
IGCC | 0 | 0 | 0 | 0 | 0 | 0
DemandResponse | 0 | 0 | 0 | 0 | 0 | 0
IGCC-CCS | 0 | 0 | 0 | 0 | 0 | 0
WT_off | 0 | 0 | 0 | 0 | 0 | 0
PseudoUnit | 0 | 0 | 0 | 0 | 0 | 0
FixedInterchange | 0 | 0 | 0 | 0 | 0 | 0
CO2 Emissions (MMshortTons): NWPP_Coal
ReportingType | 2015 | 2020 | 2025 | 2030 | 2035 | 2040
BM | 0 | 0 | 0 | 0 | 0 | 0
CC | 0 | 0 | 0 | 0 | 0 | 0
CSP | 0 | 0 | 0 | 0 | 0 | 0
CT | 0 | 0 | 0 | 0 | 0 | 0
Coal | 107.3 | 102.75 | 50.68 | 0.22 | 0.17 | 0.08
Geo | 0 | 0 | 0 | 0 | 0 | 0
H | 0 | 0 | 0 | 0 | 0 | 0
LFG | 0 | 0 | 0 | 0 | 0 | 0
Nuc | 0 | 0 | 0 | 0 | 0 | 0
PS | 0 | 0 | 0 | 0 | 0 | 0
PV | 0 | 0 | 0 | 0 | 0 | 0
PeakG | 0 | 0 | 0 | 0 | 0 | 0
PeakO | 0 | 0 | 0 | 0 | 0 | 0
ST | 0 | 0 | 0 | 0 | 0 | 0
STOG | 0 | 0 | 0 | 0 | 0 | 0
STWD | 0 | 0 | 0 | 0 | 0 | 0
WT | 0 | 0 | 0 | 0 | 0 | 0
IGCC | 0 | 0 | 0 | 0 | 0 | 0
DemandResponse | 0 | 0 | 0 | 0 | 0 | 0
IGCC-CCS | 0 | 0 | 0 | 0 | 0 | 0
WT_off | 0 | 0 | 0 | 0 | 0 | 0
PseudoUnit | 0 | 0 | 0 | 0 | 0 | 0
FixedInterchange | 0 | 0 | 0 | 0 | 0 | 0
CO2 Emissions (MMshortTons): NWPP_Gas
ReportingType | 2015 | 2020 | 2025 | 2030 | 2035 | 2040
BM | 0 | 0 | 0 | 0 | 0 | 0
CC | 0.82 | 0.82 | 0.82 | 0.82 | 0.37 | 0
CSP | 0 | 0 | 0 | 0 | 0 | 0
CT | 0 | 0 | 0 | 0 | 0 | 0
Coal | 0 | 0 | 0 | 0 | 0 | 0
Geo | 0 | 0 | 0 | 0 | 0 | 0
H | 0 | 0 | 0 | 0 | 0 | 0
LFG | 0 | 0 | 0 | 0 | 0 | 0
Nuc | 0 | 0 | 0 | 0 | 0 | 0
PS | 0 | 0 | 0 | 0 | 0 | 0
PV | 0 | 0 | 0 | 0 | 0 | 0
PeakG | 0 | 0 | 0 | 0 | 0 | 0
PeakO | 0 | 0 | 0 | 0 | 0 | 0
ST | 0 | 0 | 0 | 0 | 0 | 0
STOG | 0 | 0 | 0 | 0 | 0 | 0
STWD | 0 | 0 | 0 | 0 | 0 | 0
WT | 0 | 0 | 0 | 0 | 0 | 0
IGCC | 0 | 0 | 0 | 0 | 0 | 0
DemandResponse | 0 | 0 | 0 | 0 | 0 | 0
IGCC-CCS | 0 | 0 | 0 | 0 | 0 | 0
WT_off | 0 | 0 | 0 | 0 | 0 | 0
PseudoUnit | 0 | 0 | 0 | 0 | 0 | 0
FixedInterchange | 0 | 0 | 0 | 0 | 0 | 0
CO2 Emissions (MMshortTons): NWPP_NucRenew
ReportingType | 2015 | 2020 | 2025 | 2030 | 2035 | 2040
BM | 0 | 0 | 0 | 0 | 0 | 0
CC | 0 | 0 | 0 | 0 | 0 | 0
CSP | 0 | 0 | 0 | 0 | 0 | 0
CT | 0 | 0 | 0 | 0 | 0 | 0
Coal | 0 | 0 | 0 | 0 | 0 | 0
Geo | 0 | 0 | 0 | 0 | 0 | 0
H | 0 | 0 | 0 | 0 | 0 | 0
LFG | 0 | 0 | 0 | 0 | 0 | 0
Nuc | 0 | 0 | 0 | 0 | 0 | 0
PS | 0 | 0 | 0 | 0 | 0 | 0
PV | 0 | 0 | 0 | 0 | 0 | 0
PeakG | 0 | 0 | 0 | 0 | 0 | 0
PeakO | 0 | 0 | 0 | 0 | 0 | 0
ST | 0 | 0 | 0 | 0 | 0 | 0
STOG | 0 | 0 | 0 | 0 | 0 | 0
STWD | 0 | 0 | 0 | 0 | 0 | 0
WT | 0 | 0 | 0 | 0 | 0 | 0
IGCC | 0 | 0 | 0 | 0 | 0 | 0
DemandResponse | 0 | 0 | 0 | 0 | 0 | 0
IGCC-CCS | 0 | 0 | 0 | 0 | 0 | 0
WT_off | 0 | 0 | 0 | 0 | 0 | 0
PseudoUnit | 0 | 0 | 0 | 0 | 0 | 0
FixedInterchange | 0 | 0 | 0 | 0 | 0 | 0
CO2 Emissions (MMshortTons): RMPA
ReportingType | 2015 | 2020 | 2025 | 2030 | 2035 | 2040
BM | 0 | 0 | 0 | 0 | 0 | 0
CC | 1.23 | 0.7 | 0.97 | 1.31 | 0.33 | 0.14
CSP | 0 | 0 | 0 | 0 | 0 | 0
CT | 0 | 0 | 0 | 0 | 0 | 0
Coal | 61.31 | 56.89 | 21.12 | 0.71 | 0.64 | 0.31
Geo | 0 | 0 | 0 | 0 | 0 | 0
H | 0 | 0 | 0 | 0 | 0 | 0
LFG | 0 | 0 | 0 | 0 | 0 | 0
Nuc | 0 | 0 | 0 | 0 | 0 | 0
PS | 0 | 0 | 0 | 0 | 0 | 0
PV | 0 | 0 | 0 | 0 | 0 | 0
PeakG | 0 | 0 | 0 | 0 | 0 | 0
PeakO | 0 | 0 | 0 | 0 | 0 | 0
ST | 0 | 0 | 0 | 0 | 0 | 0
STOG | 0 | 0 | 0 | 0 | 0 | 0
STWD | 0 | 0 | 0 | 0 | 0 | 0
WT | 0 | 0 | 0 | 0 | 0 | 0
IGCC | 0 | 0 | 0 | 0 | 0 | 0
DemandResponse | 0 | 0 | 0 | 0 | 0 | 0
IGCC-CCS | 0 | 0 | 0 | 0 | 0 | 0
WT_off | 0 | 0 | 0 | 0 | 0 | 0
PseudoUnit | 0 | 0 | 0 | 0 | 0 | 0
FixedInterchange | 0 | 0 | 0 | 0 | 0 | 0
CO2 Emissions (MMshortTons): SP15
ReportingType | 2015 | 2020 | 2025 | 2030 | 2035 | 2040
BM | 0 | 0 | 0 | 0 | 0 | 0
CC | 30.29 | 23.55 | 18.63 | 22.47 | 10.03 | 6.44
CSP | 0 | 0 | 0 | 0 | 0 | 0
CT | 0 | 0 | 0 | 0 | 0 | 0
Coal | 1.64 | 0.9 | 0.9 | 0.01 | 0 | 0
Geo | 0 | 0 | 0 | 0 | 0 | 0
H | 0 | 0 | 0 | 0 | 0 | 0
LFG | 0 | 0 | 0 | 0 | 0 | 0
Nuc | 0 | 0 | 0 | 0 | 0 | 0
PS | 0 | 0 | 0 | 0 | 0 | 0
PV | 0 | 0 | 0 | 0 | 0 | 0
PeakG | 0 | 0 | 0 | 0 | 0 | 0
PeakO | 0 | 0 | 0 | 0 | 0 | 0
ST | 0 | 0 | 0 | 0 | 0 | 0
STOG | 0.18 | 0.02 | 0.02 | 0.03 | 0.04 | 0.01
STWD | 0 | 0 | 0 | 0 | 0 | 0
WT | 0 | 0 | 0 | 0 | 0 | 0
IGCC | 0 | 0 | 0 | 0 | 0 | 0
DemandResponse | 0 | 0 | 0 | 0 | 0 | 0
IGCC-CCS | 0 | 0 | 0 | 0 | 0 | 0
WT_off | 0 | 0 | 0 | 0 | 0 | 0
PseudoUnit | 0 | 0 | 0 | 0 | 0 | 0
FixedInterchange | 0 | 0 | 0 | 0 | 0 | 0
CO2 Emissions (MMshortTons): ALB
ReportingType | 2015 | 2020 | 2025 | 2030 | 2035 | 2040
BM | 0 | 0 | 0 | 0 | 0 | 0
CC | 6.11 | 6.56 | 6.58 | 0.47 | 0 | 0
CSP | 0 | 0 | 0 | 0 | 0 | 0
CT | 0 | 0 | 0 | 0 | 0 | 0
Coal | 50 | 50 | 50 | 2.16 | 0 | 0
Geo | 0 | 0 | 0 | 0 | 0 | 0
H | 0 | 0 | 0 | 0 | 0 | 0
LFG | 0 | 0 | 0 | 0 | 0 | 0
Nuc | 0 | 0 | 0 | 0 | 0 | 0
PS | 0 | 0 | 0 | 0 | 0 | 0
PV | 0 | 0 | 0 | 0 | 0 | 0
PeakG | 0 | 0 | 0 | 0 | 0 | 0
PeakO | 0 | 0 | 0 | 0 | 0 | 0
ST | 0 | 0 | 0 | 0 | 0 | 0
STOG | 0 | 0 | 0 | 0 | 0 | 0
STWD | 0 | 0 | 0 | 0 | 0 | 0
WT | 0 | 0 | 0 | 0 | 0 | 0
IGCC | 0 | 0 | 0 | 0 | 0 | 0
DemandResponse | 0 | 0 | 0 | 0 | 0 | 0
IGCC-CCS | 0 | 0 | 0 | 0 | 0 | 0
WT_off | 0 | 0 | 0 | 0 | 0 | 0
PseudoUnit | 0 | 0 | 0 | 0 | 0 | 0
FixedInterchange | 0 | 0 | 0 | 0 | 0 | 0
CO2 Emissions (MMshortTons): BC
ReportingType | 2015 | 2020 | 2025 | 2030 | 2035 | 2040
BM | 0 | 0 | 0 | 0 | 0 | 0
CC | 1.63 | 1.63 | 1.63 | 0.97 | 0 | 0
CSP | 0 | 0 | 0 | 0 | 0 | 0
CT | 0 | 0 | 0 | 0 | 0 | 0
Coal | 0 | 0 | 0 | 0 | 0 | 0
Geo | 0 | 0 | 0 | 0 | 0 | 0
H | 0 | 0 | 0 | 0 | 0 | 0
LFG | 0 | 0 | 0 | 0 | 0 | 0
Nuc | 0 | 0 | 0 | 0 | 0 | 0
PS | 0 | 0 | 0 | 0 | 0 | 0
PV | 0 | 0 | 0 | 0 | 0 | 0
PeakG | 0 | 0 | 0 | 0 | 0 | 0
PeakO | 0 | 0 | 0 | 0 | 0 | 0
ST | 0 | 0 | 0 | 0 | 0 | 0
STOG | 0 | 0 | 0 | 0 | 0 | 0
STWD | 0 | 0 | 0 | 0 | 0 | 0
WT | 0 | 0 | 0 | 0 | 0 | 0
IGCC | 0 | 0 | 0 | 0 | 0 | 0
DemandResponse | 0 | 0 | 0 | 0 | 0 | 0
IGCC-CCS | 0 | 0 | 0 | 0 | 0 | 0
WT_off | 0 | 0 | 0 | 0 | 0 | 0
PseudoUnit | 0 | 0 | 0 | 0 | 0 | 0
FixedInterchange | 0 | 0 | 0 | 0 | 0 | 0
CO2 Emissions (MMshortTons): HQ_IESO
ReportingType | 2015 | 2020 | 2025 | 2030 | 2035 | 2040
BM | 0 | 0 | 0 | 0 | 0 | 0
CC | 0 | 0 | 0 | 0 | 0 | 0
CSP | 0 | 0 | 0 | 0 | 0 | 0
CT | 0 | 0 | 0 | 0 | 0 | 0
Coal | 0 | 0 | 0 | 0 | 0 | 0
Geo | 0 | 0 | 0 | 0 | 0 | 0
H | 0 | 0 | 0 | 0 | 0 | 0
LFG | 0 | 0 | 0 | 0 | 0 | 0
Nuc | 0 | 0 | 0 | 0 | 0 | 0
PS | 0 | 0 | 0 | 0 | 0 | 0
PV | 0 | 0 | 0 | 0 | 0 | 0
PeakG | 0 | 0 | 0 | 0 | 0 | 0
PeakO | 0 | 0 | 0 | 0 | 0 | 0
ST | 0 | 0 | 0 | 0 | 0 | 0
STOG | 0 | 0 | 0 | 0 | 0 | 0
STWD | 0 | 0 | 0 | 0 | 0 | 0
WT | 0 | 0 | 0 | 0 | 0 | 0
IGCC | 0 | 0 | 0 | 0 | 0 | 0
DemandResponse | 0 | 0 | 0 | 0 | 0 | 0
IGCC-CCS | 0 | 0 | 0 | 0 | 0 | 0
WT_off | 0 | 0 | 0 | 0 | 0 | 0
PseudoUnit | 0 | 0 | 0 | 0 | 0 | 0
FixedInterchange | 0 | 0 | 0 | 0 | 0 | 0
CO2 Emissions (MMshortTons): HQ_NEISO
ReportingType | 2015 | 2020 | 2025 | 2030 | 2035 | 2040
BM | 0 | 0 | 0 | 0 | 0 | 0
CC | 0 | 0 | 0 | 0 | 0 | 0
CSP | 0 | 0 | 0 | 0 | 0 | 0
CT | 0 | 0 | 0 | 0 | 0 | 0
Coal | 0 | 0 | 0 | 0 | 0 | 0
Geo | 0 | 0 | 0 | 0 | 0 | 0
H | 0 | 0 | 0 | 0 | 0 | 0
LFG | 0 | 0 | 0 | 0 | 0 | 0
Nuc | 0 | 0 | 0 | 0 | 0 | 0
PS | 0 | 0 | 0 | 0 | 0 | 0
PV | 0 | 0 | 0 | 0 | 0 | 0
PeakG | 0 | 0 | 0 | 0 | 0 | 0
PeakO | 0 | 0 | 0 | 0 | 0 | 0
ST | 0 | 0 | 0 | 0 | 0 | 0
STOG | 0 | 0 | 0 | 0 | 0 | 0
STWD | 0 | 0 | 0 | 0 | 0 | 0
WT | 0 | 0 | 0 | 0 | 0 | 0
IGCC | 0 | 0 | 0 | 0 | 0 | 0
DemandResponse | 0 | 0 | 0 | 0 | 0 | 0
IGCC-CCS | 0 | 0 | 0 | 0 | 0 | 0
WT_off | 0 | 0 | 0 | 0 | 0 | 0
PseudoUnit | 0 | 0 | 0 | 0 | 0 | 0
FixedInterchange | 0 | 0 | 0 | 0 | 0 | 0
CO2 Emissions (MMshortTons): HQ_NY
ReportingType | 2015 | 2020 | 2025 | 2030 | 2035 | 2040
BM | 0 | 0 | 0 | 0 | 0 | 0
CC | 0 | 0 | 0 | 0 | 0 | 0
CSP | 0 | 0 | 0 | 0 | 0 | 0
CT | 0 | 0 | 0 | 0 | 0 | 0
Coal | 0 | 0 | 0 | 0 | 0 | 0
Geo | 0 | 0 | 0 | 0 | 0 | 0
H | 0 | 0 | 0 | 0 | 0 | 0
LFG | 0 | 0 | 0 | 0 | 0 | 0
Nuc | 0 | 0 | 0 | 0 | 0 | 0
PS | 0 | 0 | 0 | 0 | 0 | 0
PV | 0 | 0 | 0 | 0 | 0 | 0
PeakG | 0 | 0 | 0 | 0 | 0 | 0
PeakO | 0 | 0 | 0 | 0 | 0 | 0
ST | 0 | 0 | 0 | 0 | 0 | 0
STOG | 0 | 0 | 0 | 0 | 0 | 0
STWD | 0 | 0 | 0 | 0 | 0 | 0
WT | 0 | 0 | 0 | 0 | 0 | 0
IGCC | 0 | 0 | 0 | 0 | 0 | 0
DemandResponse | 0 | 0 | 0 | 0 | 0 | 0
IGCC-CCS | 0 | 0 | 0 | 0 | 0 | 0
WT_off | 0 | 0 | 0 | 0 | 0 | 0
PseudoUnit | 0 | 0 | 0 | 0 | 0 | 0
FixedInterchange | 0 | 0 | 0 | 0 | 0 | 0
CO2 Emissions (MMshortTons): MARITIMES
ReportingType | 2015 | 2020 | 2025 | 2030 | 2035 | 2040
BM | 0 | 0 | 0 | 0 | 0 | 0
CC | 0 | 0 | 0 | 0 | 0 | 0
CSP | 0 | 0 | 0 | 0 | 0 | 0
CT | 0 | 0 | 0 | 0 | 0 | 0
Coal | 0 | 0 | 0 | 0 | 0 | 0
Geo | 0 | 0 | 0 | 0 | 0 | 0
H | 0 | 0 | 0 | 0 | 0 | 0
LFG | 0 | 0 | 0 | 0 | 0 | 0
Nuc | 0 | 0 | 0 | 0 | 0 | 0
PS | 0 | 0 | 0 | 0 | 0 | 0
PV | 0 | 0 | 0 | 0 | 0 | 0
PeakG | 0 | 0 | 0 | 0 | 0 | 0
PeakO | 0 | 0 | 0 | 0 | 0 | 0
ST | 0 | 0 | 0 | 0 | 0 | 0
STOG | 0 | 0 | 0 | 0 | 0 | 0
STWD | 0 | 0 | 0 | 0 | 0 | 0
WT | 0 | 0 | 0 | 0 | 0 | 0
IGCC | 0 | 0 | 0 | 0 | 0 | 0
DemandResponse | 0 | 0 | 0 | 0 | 0 | 0
IGCC-CCS | 0 | 0 | 0 | 0 | 0 | 0
WT_off | 0 | 0 | 0 | 0 | 0 | 0
PseudoUnit | 0 | 0 | 0 | 0 | 0 | 0
FixedInterchange | 0 | 0 | 0 | 0 | 0 | 0
CO2 Emissions (MMshortTons): All
ReportingType | 2015 | 2020 | 2025 | 2030 | 2035 | 2040
BM | 0 | 0 | 0 | 0 | 0 | 0
CC | 299.17 | 335.28 | 424.51 | 441.99 | 110.39 | 69.19
CSP | 0 | 0 | 0 | 0 | 0 | 0
CT | 0.17 | 0.21 | 0.28 | 0.21 | 0 | 0.02
Coal | 2063.64 | 1432.92 | 701.12 | 36.77 | 26.66 | 24.13
Geo | 0 | 0 | 0 | 0 | 0 | 0
H | 0 | 0 | 0 | 0 | 0 | 0
LFG | 0 | 0 | 0 | 0 | 0 | 0
Nuc | 0 | 0 | 0 | 0 | 0 | 0
PS | 0 | 0 | 0 | 0 | 0 | 0
PV | 0 | 0 | 0 | 0 | 0 | 0
PeakG | 1.11 | 1.52 | 2.36 | 2.06 | 0.77 | 1.11
PeakO | 0 | 0 | 0 | 0 | 0 | 0
ST | 0 | 0 | 0 | 0 | 0 | 0
STOG | 1.24 | 0.58 | 1.23 | 1.16 | 0.34 | 0.24
STWD | 0 | 0 | 0 | 0 | 0 | 0
WT | 0 | 0 | 0 | 0 | 0 | 0
IGCC | 4.15 | 4.15 | 4.15 | 0.21 | 0.02 | 0
DemandResponse | 0 | 0 | 0 | 0 | 0 | 0
IGCC-CCS | 0 | 0 | 0 | 0 | 0 | 0
WT_off | 0 | 0 | 0 | 0 | 0 | 0
PseudoUnit | 0 | 0 | 0 | 0 | 0 | 0
FixedInterchange | 0 | 0 | 0 | 0 | 0 | 0
CO2 Emissions (MMshortTons): EI_US
ReportingType | 2015 | 2020 | 2025 | 2030 | 2035 | 2040
BM | 0 | 0 | 0 | 0 | 0 | 0
CC | 166.78 | 224.04 | 299.88 | 311.56 | 71.42 | 45.82
CSP | 0 | 0 | 0 | 0 | 0 | 0
CT | 0.17 | 0.21 | 0.28 | 0.21 | 0 | 0.02
Coal | 1604.63 | 1050.09 | 493.84 | 30.83 | 23.85 | 22.22
Geo | 0 | 0 | 0 | 0 | 0 | 0
H | 0 | 0 | 0 | 0 | 0 | 0
LFG | 0 | 0 | 0 | 0 | 0 | 0
Nuc | 0 | 0 | 0 | 0 | 0 | 0
PS | 0 | 0 | 0 | 0 | 0 | 0
PV | 0 | 0 | 0 | 0 | 0 | 0
PeakG | 1.08 | 1.5 | 2.36 | 2.06 | 0.77 | 1.09
PeakO | 0 | 0 | 0 | 0 | 0 | 0
ST | 0 | 0 | 0 | 0 | 0 | 0
STOG | 0.81 | 0.41 | 0.74 | 0.62 | 0.3 | 0.23
STWD | 0 | 0 | 0 | 0 | 0 | 0
WT | 0 | 0 | 0 | 0 | 0 | 0
IGCC | 4.15 | 4.15 | 4.15 | 0.21 | 0.02 | 0
DemandResponse | 0 | 0 | 0 | 0 | 0 | 0
IGCC-CCS | 0 | 0 | 0 | 0 | 0 | 0
WT_off | 0 | 0 | 0 | 0 | 0 | 0
PseudoUnit | 0 | 0 | 0 | 0 | 0 | 0
FixedInterchange | 0 | 0 | 0 | 0 | 0 | 0
CO2 Emissions (MMshortTons): EI_Canada
ReportingType | 2015 | 2020 | 2025 | 2030 | 2035 | 2040
BM | 0 | 0 | 0 | 0 | 0 | 0
CC | 2.27 | 0.37 | 0.03 | 0.01 | 0.02 | 0.03
CSP | 0 | 0 | 0 | 0 | 0 | 0
CT | 0 | 0 | 0 | 0 | 0 | 0
Coal | 3.33 | 0.42 | 0 | 0 | 0 | 0
Geo | 0 | 0 | 0 | 0 | 0 | 0
H | 0 | 0 | 0 | 0 | 0 | 0
LFG | 0 | 0 | 0 | 0 | 0 | 0
Nuc | 0 | 0 | 0 | 0 | 0 | 0
PS | 0 | 0 | 0 | 0 | 0 | 0
PV | 0 | 0 | 0 | 0 | 0 | 0
PeakG | 0.02 | 0.02 | 0 | 0 | 0 | 0
PeakO | 0 | 0 | 0 | 0 | 0 | 0
ST | 0 | 0 | 0 | 0 | 0 | 0
STOG | 0 | 0 | 0 | 0 | 0 | 0
STWD | 0 | 0 | 0 | 0 | 0 | 0
WT | 0 | 0 | 0 | 0 | 0 | 0
IGCC | 0 | 0 | 0 | 0 | 0 | 0
DemandResponse | 0 | 0 | 0 | 0 | 0 | 0
IGCC-CCS | 0 | 0 | 0 | 0 | 0 | 0
WT_off | 0 | 0 | 0 | 0 | 0 | 0
PseudoUnit | 0 | 0 | 0 | 0 | 0 | 0
FixedInterchange | 0 | 0 | 0 | 0 | 0 | 0
CO2 Emissions (MMshortTons): EI
ReportingType | 2015 | 2020 | 2025 | 2030 | 2035 | 2040
BM | 0 | 0 | 0 | 0 | 0 | 0
CC | 169.05 | 224.41 | 299.91 | 311.57 | 71.44 | 45.85
CSP | 0 | 0 | 0 | 0 | 0 | 0
CT | 0.17 | 0.21 | 0.28 | 0.21 | 0 | 0.02
Coal | 1607.96 | 1050.52 | 493.84 | 30.83 | 23.85 | 22.22
Geo | 0 | 0 | 0 | 0 | 0 | 0
H | 0 | 0 | 0 | 0 | 0 | 0
LFG | 0 | 0 | 0 | 0 | 0 | 0
Nuc | 0 | 0 | 0 | 0 | 0 | 0
PS | 0 | 0 | 0 | 0 | 0 | 0
PV | 0 | 0 | 0 | 0 | 0 | 0
PeakG | 1.11 | 1.52 | 2.36 | 2.06 | 0.77 | 1.09
PeakO | 0 | 0 | 0 | 0 | 0 | 0
ST | 0 | 0 | 0 | 0 | 0 | 0
STOG | 0.81 | 0.41 | 0.74 | 0.62 | 0.3 | 0.23
STWD | 0 | 0 | 0 | 0 | 0 | 0
WT | 0 | 0 | 0 | 0 | 0 | 0
IGCC | 4.15 | 4.15 | 4.15 | 0.21 | 0.02 | 0
DemandResponse | 0 | 0 | 0 | 0 | 0 | 0
IGCC-CCS | 0 | 0 | 0 | 0 | 0 | 0
WT_off | 0 | 0 | 0 | 0 | 0 | 0
PseudoUnit | 0 | 0 | 0 | 0 | 0 | 0
FixedInterchange | 0 | 0 | 0 | 0 | 0 | 0
CO2 Emissions (MMshortTons): Outside_EI
ReportingType | 2015 | 2020 | 2025 | 2030 | 2035 | 2040
BM | 0 | 0 | 0 | 0 | 0 | 0
CC | 130.12 | 110.87 | 124.6 | 130.42 | 38.95 | 23.34
CSP | 0 | 0 | 0 | 0 | 0 | 0
CT | 0 | 0 | 0 | 0 | 0 | 0
Coal | 455.68 | 382.41 | 207.28 | 5.94 | 2.82 | 1.91
Geo | 0 | 0 | 0 | 0 | 0 | 0
H | 0 | 0 | 0 | 0 | 0 | 0
LFG | 0 | 0 | 0 | 0 | 0 | 0
Nuc | 0 | 0 | 0 | 0 | 0 | 0
PS | 0 | 0 | 0 | 0 | 0 | 0
PV | 0 | 0 | 0 | 0 | 0 | 0
PeakG | 0 | 0 | 0 | 0 | 0 | 0.02
PeakO | 0 | 0 | 0 | 0 | 0 | 0
ST | 0 | 0 | 0 | 0 | 0 | 0
STOG | 0.43 | 0.16 | 0.49 | 0.54 | 0.04 | 0.01
STWD | 0 | 0 | 0 | 0 | 0 | 0
WT | 0 | 0 | 0 | 0 | 0 | 0
IGCC | 0 | 0 | 0 | 0 | 0 | 0
DemandResponse | 0 | 0 | 0 | 0 | 0 | 0
IGCC-CCS | 0 | 0 | 0 | 0 | 0 | 0
WT_off | 0 | 0 | 0 | 0 | 0 | 0
PseudoUnit | 0 | 0 | 0 | 0 | 0 | 0
FixedInterchange | 0 | 0 | 0 | 0 | 0 | 0
CO2 Emissions (MMmetricTons): Entergy
ReportingType | 2015 | 2020 | 2025 | 2030 | 2035 | 2040
BM | 0 | 0 | 0 | 0 | 0 | 0
CC | 20.73 | 24.28 | 29.38 | 32.35 | 5 | 4.06
CSP | 0 | 0 | 0 | 0 | 0 | 0
CT | 0 | 0 | 0 | 0 | 0 | 0
Coal | 61.99 | 24.89 | 9.71 | 0.25 | 0.03 | 0
Geo | 0 | 0 | 0 | 0 | 0 | 0
H | 0 | 0 | 0 | 0 | 0 | 0
LFG | 0 | 0 | 0 | 0 | 0 | 0
Nuc | 0 | 0 | 0 | 0 | 0 | 0
PS | 0 | 0 | 0 | 0 | 0 | 0
PV | 0 | 0 | 0 | 0 | 0 | 0
PeakG | 0 | 0 | 0 | 0 | 0 | 0
PeakO | 0 | 0 | 0 | 0 | 0 | 0
ST | 0 | 0 | 0 | 0 | 0 | 0
STOG | 0 | 0 | 0 | 0 | 0 | 0
STWD | 0 | 0 | 0 | 0 | 0 | 0
WT | 0 | 0 | 0 | 0 | 0 | 0
IGCC | 0 | 0 | 0 | 0 | 0 | 0
DemandResponse | 0 | 0 | 0 | 0 | 0 | 0
IGCC-CCS | 0 | 0 | 0 | 0 | 0 | 0
WT_off | 0 | 0 | 0 | 0 | 0 | 0
PseudoUnit | 0 | 0 | 0 | 0 | 0 | 0
FixedInterchange | 0 | 0 | 0 | 0 | 0 | 0
CO2 Emissions (MMmetricTons): FRCC
ReportingType | 2015 | 2020 | 2025 | 2030 | 2035 | 2040
BM | 0 | 0 | 0 | 0 | 0 | 0
CC | 48.5 | 48.56 | 44.66 | 38.57 | 10.73 | 6.71
CSP | 0 | 0 | 0 | 0 | 0 | 0
CT | 0.11 | 0.15 | 0.16 | 0.18 | 0 | 0
Coal | 64.58 | 59 | 20.63 | 1.31 | 1.31 | 1.23
Geo | 0 | 0 | 0 | 0 | 0 | 0
H | 0 | 0 | 0 | 0 | 0 | 0
LFG | 0 | 0 | 0 | 0 | 0 | 0
Nuc | 0 | 0 | 0 | 0 | 0 | 0
PS | 0 | 0 | 0 | 0 | 0 | 0
PV | 0 | 0 | 0 | 0 | 0 | 0
PeakG | 0.04 | 0.09 | 0.03 | 0.04 | 0.05 | 0.03
PeakO | 0 | 0 | 0 | 0 | 0 | 0
ST | 0 | 0 | 0 | 0 | 0 | 0
STOG | 0 | 0 | 0 | 0 | 0 | 0
STWD | 0 | 0 | 0 | 0 | 0 | 0
WT | 0 | 0 | 0 | 0 | 0 | 0
IGCC | 0 | 0 | 0 | 0 | 0 | 0
DemandResponse | 0 | 0 | 0 | 0 | 0 | 0
IGCC-CCS | 0 | 0 | 0 | 0 | 0 | 0
WT_off | 0 | 0 | 0 | 0 | 0 | 0
PseudoUnit | 0 | 0 | 0 | 0 | 0 | 0
FixedInterchange | 0 | 0 | 0 | 0 | 0 | 0
CO2 Emissions (MMmetricTons): MAPP_US
ReportingType | 2015 | 2020 | 2025 | 2030 | 2035 | 2040
BM | 0 | 0 | 0 | 0 | 0 | 0
CC | 0.04 | 0.04 | 0.04 | 0.13 | 0.07 | 0.06
CSP | 0 | 0 | 0 | 0 | 0 | 0
CT | 0 | 0 | 0 | 0 | 0 | 0.02
Coal | 21.54 | 0.25 | 0 | 0 | 0 | 0
Geo | 0 | 0 | 0 | 0 | 0 | 0
H | 0 | 0 | 0 | 0 | 0 | 0
LFG | 0 | 0 | 0 | 0 | 0 | 0
Nuc | 0 | 0 | 0 | 0 | 0 | 0
PS | 0 | 0 | 0 | 0 | 0 | 0
PV | 0 | 0 | 0 | 0 | 0 | 0
PeakG | 0.03 | 0.02 | 0.05 | 0.05 | 0.04 | 0.04
PeakO | 0 | 0 | 0 | 0 | 0 | 0
ST | 0 | 0 | 0 | 0 | 0 | 0
STOG | 0 | 0 | 0 | 0 | 0 | 0
STWD | 0 | 0 | 0 | 0 | 0 | 0
WT | 0 | 0 | 0 | 0 | 0 | 0
IGCC | 0 | 0 | 0 | 0 | 0 | 0
DemandResponse | 0 | 0 | 0 | 0 | 0 | 0
IGCC-CCS | 0 | 0 | 0 | 0 | 0 | 0
WT_off | 0 | 0 | 0 | 0 | 0 | 0
PseudoUnit | 0 | 0 | 0 | 0 | 0 | 0
FixedInterchange | 0 | 0 | 0 | 0 | 0 | 0
CO2 Emissions (MMmetricTons): MISO_IN
ReportingType | 2015 | 2020 | 2025 | 2030 | 2035 | 2040
BM | 0 | 0 | 0 | 0 | 0 | 0
CC | 0.44 | 12.57 | 30.24 | 30.7 | 4.59 | 3.33
CSP | 0 | 0 | 0 | 0 | 0 | 0
CT | 0 | 0 | 0 | 0 | 0 | 0
Coal | 80.25 | 69.33 | 41.1 | 2.89 | 2.47 | 2.4
Geo | 0 | 0 | 0 | 0 | 0 | 0
H | 0 | 0 | 0 | 0 | 0 | 0
LFG | 0 | 0 | 0 | 0 | 0 | 0
Nuc | 0 | 0 | 0 | 0 | 0 | 0
PS | 0 | 0 | 0 | 0 | 0 | 0
PV | 0 | 0 | 0 | 0 | 0 | 0
PeakG | 0 | 0 | 0 | 0 | 0 | 0
PeakO | 0 | 0 | 0 | 0 | 0 | 0
ST | 0 | 0 | 0 | 0 | 0 | 0
STOG | 0.02 | 0.01 | 0.01 | 0 | 0 | 0
STWD | 0 | 0 | 0 | 0 | 0 | 0
WT | 0 | 0 | 0 | 0 | 0 | 0
IGCC | 3.76 | 3.76 | 3.76 | 0.19 | 0.02 | 0
DemandResponse | 0 | 0 | 0 | 0 | 0 | 0
IGCC-CCS | 0 | 0 | 0 | 0 | 0 | 0
WT_off | 0 | 0 | 0 | 0 | 0 | 0
PseudoUnit | 0 | 0 | 0 | 0 | 0 | 0
FixedInterchange | 0 | 0 | 0 | 0 | 0 | 0
CO2 Emissions (MMmetricTons): MISO_MI
ReportingType | 2015 | 2020 | 2025 | 2030 | 2035 | 2040
BM | 0 | 0 | 0 | 0 | 0 | 0
CC | 1.65 | 1.19 | 1.76 | 2.53 | 0.18 | 0.11
CSP | 0 | 0 | 0 | 0 | 0 | 0
CT | 0 | 0 | 0 | 0 | 0 | 0
Coal | 49.32 | 10.72 | 5.61 | 0.5 | 0.5 | 0.5
Geo | 0 | 0 | 0 | 0 | 0 | 0
H | 0 | 0 | 0 | 0 | 0 | 0
LFG | 0 | 0 | 0 | 0 | 0 | 0
Nuc | 0 | 0 | 0 | 0 | 0 | 0
PS | 0 | 0 | 0 | 0 | 0 | 0
PV | 0 | 0 | 0 | 0 | 0 | 0
PeakG | 0 | 0 | 0 | 0 | 0 | 0
PeakO | 0 | 0 | 0 | 0 | 0 | 0
ST | 0 | 0 | 0 | 0 | 0 | 0
STOG | 0.18 | 0.02 | 0.02 | 0.01 | 0 | 0
STWD | 0 | 0 | 0 | 0 | 0 | 0
WT | 0 | 0 | 0 | 0 | 0 | 0
IGCC | 0 | 0 | 0 | 0 | 0 | 0
DemandResponse | 0 | 0 | 0 | 0 | 0 | 0
IGCC-CCS | 0 | 0 | 0 | 0 | 0 | 0
WT_off | 0 | 0 | 0 | 0 | 0 | 0
PseudoUnit | 0 | 0 | 0 | 0 | 0 | 0
FixedInterchange | 0 | 0 | 0 | 0 | 0 | 0
CO2 Emissions (MMmetricTons): MISO_MO-IL
ReportingType | 2015 | 2020 | 2025 | 2030 | 2035 | 2040
BM | 0 | 0 | 0 | 0 | 0 | 0
CC | 0.31 | 0.29 | 0.41 | 0.46 | 0.21 | 0.13
CSP | 0 | 0 | 0 | 0 | 0 | 0
CT | 0 | 0 | 0 | 0 | 0 | 0
Coal | 84.09 | 36.58 | 21.31 | 1.41 | 0.74 | 0.57
Geo | 0 | 0 | 0 | 0 | 0 | 0
H | 0 | 0 | 0 | 0 | 0 | 0
LFG | 0 | 0 | 0 | 0 | 0 | 0
Nuc | 0 | 0 | 0 | 0 | 0 | 0
PS | 0 | 0 | 0 | 0 | 0 | 0
PV | 0 | 0 | 0 | 0 | 0 | 0
PeakG | 0.09 | 0.18 | 0.07 | 0.07 | 0.03 | 0.07
PeakO | 0 | 0 | 0 | 0 | 0 | 0
ST | 0 | 0 | 0 | 0 | 0 | 0
STOG | 0 | 0 | 0 | 0 | 0 | 0
STWD | 0 | 0 | 0 | 0 | 0 | 0
WT | 0 | 0 | 0 | 0 | 0 | 0
IGCC | 0 | 0 | 0 | 0 | 0 | 0
DemandResponse | 0 | 0 | 0 | 0 | 0 | 0
IGCC-CCS | 0 | 0 | 0 | 0 | 0 | 0
WT_off | 0 | 0 | 0 | 0 | 0 | 0
PseudoUnit | 0 | 0 | 0 | 0 | 0 | 0
FixedInterchange | 0 | 0 | 0 | 0 | 0 | 0
CO2 Emissions (MMmetricTons): MISO_W
ReportingType | 2015 | 2020 | 2025 | 2030 | 2035 | 2040
BM | 0 | 0 | 0 | 0 | 0 | 0
CC | 1.06 | 0.74 | 0.86 | 1.21 | 0.65 | 0.66
CSP | 0 | 0 | 0 | 0 | 0 | 0
CT | 0 | 0 | 0 | 0 | 0 | 0
Coal | 79.79 | 30.24 | 8.27 | 1.74 | 0.49 | 0.46
Geo | 0 | 0 | 0 | 0 | 0 | 0
H | 0 | 0 | 0 | 0 | 0 | 0
LFG | 0 | 0 | 0 | 0 | 0 | 0
Nuc | 0 | 0 | 0 | 0 | 0 | 0
PS | 0 | 0 | 0 | 0 | 0 | 0
PV | 0 | 0 | 0 | 0 | 0 | 0
PeakG | 0.15 | 0.01 | 0.01 | 0.01 | 0.01 | 0.14
PeakO | 0 | 0 | 0 | 0 | 0 | 0
ST | 0 | 0 | 0 | 0 | 0 | 0
STOG | 0 | 0 | 0 | 0 | 0 | 0
STWD | 0 | 0 | 0 | 0 | 0 | 0
WT | 0 | 0 | 0 | 0 | 0 | 0
IGCC | 0 | 0 | 0 | 0 | 0 | 0
DemandResponse | 0 | 0 | 0 | 0 | 0 | 0
IGCC-CCS | 0 | 0 | 0 | 0 | 0 | 0
WT_off | 0 | 0 | 0 | 0 | 0 | 0
PseudoUnit | 0 | 0 | 0 | 0 | 0 | 0
FixedInterchange | 0 | 0 | 0 | 0 | 0 | 0
CO2 Emissions (MMmetricTons): MISO_WUMS
ReportingType | 2015 | 2020 | 2025 | 2030 | 2035 | 2040
BM | 0 | 0 | 0 | 0 | 0 | 0
CC | 2 | 7.58 | 15.52 | 15.67 | 6.32 | 2.87
CSP | 0 | 0 | 0 | 0 | 0 | 0
CT | 0 | 0 | 0 | 0 | 0 | 0
Coal | 34.17 | 27.81 | 3.64 | 0.65 | 0.41 | 0.34
Geo | 0 | 0 | 0 | 0 | 0 | 0
H | 0 | 0 | 0 | 0 | 0 | 0
LFG | 0 | 0 | 0 | 0 | 0 | 0
Nuc | 0 | 0 | 0 | 0 | 0 | 0
PS | 0 | 0 | 0 | 0 | 0 | 0
PV | 0 | 0 | 0 | 0 | 0 | 0
PeakG | 0 | 0 | 0 | 0 | 0 | 0
PeakO | 0 | 0 | 0 | 0 | 0 | 0
ST | 0 | 0 | 0 | 0 | 0 | 0
STOG | 0 | 0 | 0 | 0 | 0 | 0
STWD | 0 | 0 | 0 | 0 | 0 | 0
WT | 0 | 0 | 0 | 0 | 0 | 0
IGCC | 0 | 0 | 0 | 0 | 0 | 0
DemandResponse | 0 | 0 | 0 | 0 | 0 | 0
IGCC-CCS | 0 | 0 | 0 | 0 | 0 | 0
WT_off | 0 | 0 | 0 | 0 | 0 | 0
PseudoUnit | 0 | 0 | 0 | 0 | 0 | 0
FixedInterchange | 0 | 0 | 0 | 0 | 0 | 0
CO2 Emissions (MMmetricTons): Nebraska
ReportingType | 2015 | 2020 | 2025 | 2030 | 2035 | 2040
BM | 0 | 0 | 0 | 0 | 0 | 0
CC | 0.1 | 0.35 | 0.8 | 0.67 | 0.27 | 0.27
CSP | 0 | 0 | 0 | 0 | 0 | 0
CT | 0 | 0 | 0 | 0 | 0 | 0
Coal | 32.1 | 17.54 | 8.62 | 0.79 | 0.39 | 0.35
Geo | 0 | 0 | 0 | 0 | 0 | 0
H | 0 | 0 | 0 | 0 | 0 | 0
LFG | 0 | 0 | 0 | 0 | 0 | 0
Nuc | 0 | 0 | 0 | 0 | 0 | 0
PS | 0 | 0 | 0 | 0 | 0 | 0
PV | 0 | 0 | 0 | 0 | 0 | 0
PeakG | 0 | 0 | 0 | 0 | 0 | 0
PeakO | 0 | 0 | 0 | 0 | 0 | 0
ST | 0 | 0 | 0 | 0 | 0 | 0
STOG | 0 | 0 | 0 | 0 | 0 | 0
STWD | 0 | 0 | 0 | 0 | 0 | 0
WT | 0 | 0 | 0 | 0 | 0 | 0
IGCC | 0 | 0 | 0 | 0 | 0 | 0
DemandResponse | 0 | 0 | 0 | 0 | 0 | 0
IGCC-CCS | 0 | 0 | 0 | 0 | 0 | 0
WT_off | 0 | 0 | 0 | 0 | 0 | 0
PseudoUnit | 0 | 0 | 0 | 0 | 0 | 0
FixedInterchange | 0 | 0 | 0 | 0 | 0 | 0
CO2 Emissions (MMmetricTons): NEISO
ReportingType | 2015 | 2020 | 2025 | 2030 | 2035 | 2040
BM | 0 | 0 | 0 | 0 | 0 | 0
CC | 8.05 | 5.92 | 4.15 | 2.58 | 1.8 | 1.34
CSP | 0 | 0 | 0 | 0 | 0 | 0
CT | 0 | 0 | 0 | 0 | 0 | 0
Coal | 13.56 | 3.31 | 0 | 0 | 0 | 0
Geo | 0 | 0 | 0 | 0 | 0 | 0
H | 0 | 0 | 0 | 0 | 0 | 0
LFG | 0 | 0 | 0 | 0 | 0 | 0
Nuc | 0 | 0 | 0 | 0 | 0 | 0
PS | 0 | 0 | 0 | 0 | 0 | 0
PV | 0 | 0 | 0 | 0 | 0 | 0
PeakG | 0.02 | 0.01 | 0.01 | 0 | 0 | 0
PeakO | 0 | 0 | 0 | 0 | 0 | 0
ST | 0 | 0 | 0 | 0 | 0 | 0
STOG | 0 | 0 | 0 | 0 | 0 | 0
STWD | 0 | 0 | 0 | 0 | 0 | 0
WT | 0 | 0 | 0 | 0 | 0 | 0
IGCC | 0 | 0 | 0 | 0 | 0 | 0
DemandResponse | 0 | 0 | 0 | 0 | 0 | 0
IGCC-CCS | 0 | 0 | 0 | 0 | 0 | 0
WT_off | 0 | 0 | 0 | 0 | 0 | 0
PseudoUnit | 0 | 0 | 0 | 0 | 0 | 0
FixedInterchange | 0 | 0 | 0 | 0 | 0 | 0
CO2 Emissions (MMmetricTons): NonRTO_Midwest
ReportingType | 2015 | 2020 | 2025 | 2030 | 2035 | 2040
BM | 0 | 0 | 0 | 0 | 0 | 0
CC | 0.46 | 1.11 | 2.22 | 2.22 | 0.23 | 0.12
CSP | 0 | 0 | 0 | 0 | 0 | 0
CT | 0 | 0 | 0 | 0 | 0 | 0
Coal | 57.32 | 53.86 | 46.1 | 1.13 | 1.13 | 1.02
Geo | 0 | 0 | 0 | 0 | 0 | 0
H | 0 | 0 | 0 | 0 | 0 | 0
LFG | 0 | 0 | 0 | 0 | 0 | 0
Nuc | 0 | 0 | 0 | 0 | 0 | 0
PS | 0 | 0 | 0 | 0 | 0 | 0
PV | 0 | 0 | 0 | 0 | 0 | 0
PeakG | 0.09 | 0.03 | 0.15 | 0.08 | 0 | 0
PeakO | 0 | 0 | 0 | 0 | 0 | 0
ST | 0 | 0 | 0 | 0 | 0 | 0
STOG | 0 | 0 | 0 | 0 | 0 | 0
STWD | 0 | 0 | 0 | 0 | 0 | 0
WT | 0 | 0 | 0 | 0 | 0 | 0
IGCC | 0 | 0 | 0 | 0 | 0 | 0
DemandResponse | 0 | 0 | 0 | 0 | 0 | 0
IGCC-CCS | 0 | 0 | 0 | 0 | 0 | 0
WT_off | 0 | 0 | 0 | 0 | 0 | 0
PseudoUnit | 0 | 0 | 0 | 0 | 0 | 0
FixedInterchange | 0 | 0 | 0 | 0 | 0 | 0
CO2 Emissions (MMmetricTons): NYISO_A-F
ReportingType | 2015 | 2020 | 2025 | 2030 | 2035 | 2040
BM | 0 | 0 | 0 | 0 | 0 | 0
CC | 1.59 | 1.67 | 0.8 | 0.65 | 0.24 | 0.05
CSP | 0 | 0 | 0 | 0 | 0 | 0
CT | 0 | 0 | 0 | 0 | 0 | 0
Coal | 7.53 | 4.39 | 0 | 0 | 0 | 0
Geo | 0 | 0 | 0 | 0 | 0 | 0
H | 0 | 0 | 0 | 0 | 0 | 0
LFG | 0 | 0 | 0 | 0 | 0 | 0
Nuc | 0 | 0 | 0 | 0 | 0 | 0
PS | 0 | 0 | 0 | 0 | 0 | 0
PV | 0 | 0 | 0 | 0 | 0 | 0
PeakG | 0 | 0 | 0 | 0 | 0 | 0
PeakO | 0 | 0 | 0 | 0 | 0 | 0
ST | 0 | 0 | 0 | 0 | 0 | 0
STOG | 0 | 0 | 0 | 0 | 0 | 0
STWD | 0 | 0 | 0 | 0 | 0 | 0
WT | 0 | 0 | 0 | 0 | 0 | 0
IGCC | 0 | 0 | 0 | 0 | 0 | 0
DemandResponse | 0 | 0 | 0 | 0 | 0 | 0
IGCC-CCS | 0 | 0 | 0 | 0 | 0 | 0
WT_off | 0 | 0 | 0 | 0 | 0 | 0
PseudoUnit | 0 | 0 | 0 | 0 | 0 | 0
FixedInterchange | 0 | 0 | 0 | 0 | 0 | 0
CO2 Emissions (MMmetricTons): NYISO_G-I
ReportingType | 2015 | 2020 | 2025 | 2030 | 2035 | 2040
BM | 0 | 0 | 0 | 0 | 0 | 0
CC | 0.51 | 0.53 | 0.32 | 0.47 | 0.28 | 0.17
CSP | 0 | 0 | 0 | 0 | 0 | 0
CT | 0 | 0 | 0 | 0 | 0 | 0
Coal | 1.68 | 0 | 0 | 0 | 0 | 0
Geo | 0 | 0 | 0 | 0 | 0 | 0
H | 0 | 0 | 0 | 0 | 0 | 0
LFG | 0 | 0 | 0 | 0 | 0 | 0
Nuc | 0 | 0 | 0 | 0 | 0 | 0
PS | 0 | 0 | 0 | 0 | 0 | 0
PV | 0 | 0 | 0 | 0 | 0 | 0
PeakG | 0 | 0 | 0 | 0 | 0 | 0
PeakO | 0 | 0 | 0 | 0 | 0 | 0
ST | 0 | 0 | 0 | 0 | 0 | 0
STOG | 0 | 0 | 0 | 0 | 0 | 0
STWD | 0 | 0 | 0 | 0 | 0 | 0
WT | 0 | 0 | 0 | 0 | 0 | 0
IGCC | 0 | 0 | 0 | 0 | 0 | 0
DemandResponse | 0 | 0 | 0 | 0 | 0 | 0
IGCC-CCS | 0 | 0 | 0 | 0 | 0 | 0
WT_off | 0 | 0 | 0 | 0 | 0 | 0
PseudoUnit | 0 | 0 | 0 | 0 | 0 | 0
FixedInterchange | 0 | 0 | 0 | 0 | 0 | 0
CO2 Emissions (MMmetricTons): NYISO_J-K
ReportingType | 2015 | 2020 | 2025 | 2030 | 2035 | 2040
BM | 0 | 0 | 0 | 0 | 0 | 0
CC | 5.13 | 5.04 | 4.73 | 4.75 | 3.83 | 3.21
CSP | 0 | 0 | 0 | 0 | 0 | 0
CT | 0 | 0 | 0 | 0 | 0 | 0
Coal | 0 | 0 | 0 | 0 | 0 | 0
Geo | 0 | 0 | 0 | 0 | 0 | 0
H | 0 | 0 | 0 | 0 | 0 | 0
LFG | 0 | 0 | 0 | 0 | 0 | 0
Nuc | 0 | 0 | 0 | 0 | 0 | 0
PS | 0 | 0 | 0 | 0 | 0 | 0
PV | 0 | 0 | 0 | 0 | 0 | 0
PeakG | 0.04 | 0.05 | 0.05 | 0.22 | 0.12 | 0.14
PeakO | 0 | 0 | 0 | 0 | 0 | 0
ST | 0 | 0 | 0 | 0 | 0 | 0
STOG | 0.2 | 0.27 | 0.34 | 0.19 | 0.15 | 0.11
STWD | 0 | 0 | 0 | 0 | 0 | 0
WT | 0 | 0 | 0 | 0 | 0 | 0
IGCC | 0 | 0 | 0 | 0 | 0 | 0
DemandResponse | 0 | 0 | 0 | 0 | 0 | 0
IGCC-CCS | 0 | 0 | 0 | 0 | 0 | 0
WT_off | 0 | 0 | 0 | 0 | 0 | 0
PseudoUnit | 0 | 0 | 0 | 0 | 0 | 0
FixedInterchange | 0 | 0 | 0 | 0 | 0 | 0
CO2 Emissions (MMmetricTons): PJM_E
ReportingType | 2015 | 2020 | 2025 | 2030 | 2035 | 2040
BM | 0 | 0 | 0 | 0 | 0 | 0
CC | 6.05 | 8.86 | 14.4 | 19.22 | 6.45 | 3.76
CSP | 0 | 0 | 0 | 0 | 0 | 0
CT | 0 | 0 | 0 | 0 | 0 | 0
Coal | 2.22 | 2.92 | 0.3 | 0.09 | 0.12 | 0.07
Geo | 0 | 0 | 0 | 0 | 0 | 0
H | 0 | 0 | 0 | 0 | 0 | 0
LFG | 0 | 0 | 0 | 0 | 0 | 0
Nuc | 0 | 0 | 0 | 0 | 0 | 0
PS | 0 | 0 | 0 | 0 | 0 | 0
PV | 0 | 0 | 0 | 0 | 0 | 0
PeakG | 0.15 | 0.15 | 0.28 | 0.28 | 0.15 | 0.15
PeakO | 0 | 0 | 0 | 0 | 0 | 0
ST | 0 | 0 | 0 | 0 | 0 | 0
STOG | 0 | 0 | 0 | 0 | 0 | 0
STWD | 0 | 0 | 0 | 0 | 0 | 0
WT | 0 | 0 | 0 | 0 | 0 | 0
IGCC | 0 | 0 | 0 | 0 | 0 | 0
DemandResponse | 0 | 0 | 0 | 0 | 0 | 0
IGCC-CCS | 0 | 0 | 0 | 0 | 0 | 0
WT_off | 0 | 0 | 0 | 0 | 0 | 0
PseudoUnit | 0 | 0 | 0 | 0 | 0 | 0
FixedInterchange | 0 | 0 | 0 | 0 | 0 | 0
CO2 Emissions (MMmetricTons): PJM_ROM
ReportingType | 2015 | 2020 | 2025 | 2030 | 2035 | 2040
BM | 0 | 0 | 0 | 0 | 0 | 0
CC | 2.96 | 4.1 | 6.79 | 8.45 | 2.81 | 0.38
CSP | 0 | 0 | 0 | 0 | 0 | 0
CT | 0 | 0 | 0 | 0 | 0 | 0
Coal | 62.85 | 60.28 | 14.61 | 1.31 | 1.16 | 1.1
Geo | 0 | 0 | 0 | 0 | 0 | 0
H | 0 | 0 | 0 | 0 | 0 | 0
LFG | 0 | 0 | 0 | 0 | 0 | 0
Nuc | 0 | 0 | 0 | 0 | 0 | 0
PS | 0 | 0 | 0 | 0 | 0 | 0
PV | 0 | 0 | 0 | 0 | 0 | 0
PeakG | 0 | 0.01 | 0.01 | 0.01 | 0.03 | 0.05
PeakO | 0 | 0 | 0 | 0 | 0 | 0
ST | 0 | 0 | 0 | 0 | 0 | 0
STOG | 0 | 0 | 0 | 0 | 0 | 0
STWD | 0 | 0 | 0 | 0 | 0 | 0
WT | 0 | 0 | 0 | 0 | 0 | 0
IGCC | 0 | 0 | 0 | 0 | 0 | 0
DemandResponse | 0 | 0 | 0 | 0 | 0 | 0
IGCC-CCS | 0 | 0 | 0 | 0 | 0 | 0
WT_off | 0 | 0 | 0 | 0 | 0 | 0
PseudoUnit | 0 | 0 | 0 | 0 | 0 | 0
FixedInterchange | 0 | 0 | 0 | 0 | 0 | 0
CO2 Emissions (MMmetricTons): PJM_ROR
ReportingType | 2015 | 2020 | 2025 | 2030 | 2035 | 2040
BM | 0 | 0 | 0 | 0 | 0 | 0
CC | 9.15 | 14.47 | 19.4 | 21.64 | 3.92 | 2
CSP | 0 | 0 | 0 | 0 | 0 | 0
CT | 0 | 0 | 0 | 0 | 0 | 0
Coal | 329.87 | 232 | 140.61 | 9.57 | 8.25 | 8.09
Geo | 0 | 0 | 0 | 0 | 0 | 0
H | 0 | 0 | 0 | 0 | 0 | 0
LFG | 0 | 0 | 0 | 0 | 0 | 0
Nuc | 0 | 0 | 0 | 0 | 0 | 0
PS | 0 | 0 | 0 | 0 | 0 | 0
PV | 0 | 0 | 0 | 0 | 0 | 0
PeakG | 0.29 | 0.67 | 0.92 | 0.82 | 0.21 | 0.23
PeakO | 0 | 0 | 0 | 0 | 0 | 0
ST | 0 | 0 | 0 | 0 | 0 | 0
STOG | 0 | 0 | 0 | 0 | 0 | 0
STWD | 0 | 0 | 0 | 0 | 0 | 0
WT | 0 | 0 | 0 | 0 | 0 | 0
IGCC | 0 | 0 | 0 | 0 | 0 | 0
DemandResponse | 0 | 0 | 0 | 0 | 0 | 0
IGCC-CCS | 0 | 0 | 0 | 0 | 0 | 0
WT_off | 0 | 0 | 0 | 0 | 0 | 0
PseudoUnit | 0 | 0 | 0 | 0 | 0 | 0
FixedInterchange | 0 | 0 | 0 | 0 | 0 | 0
CO2 Emissions (MMmetricTons): SOCO
ReportingType | 2015 | 2020 | 2025 | 2030 | 2035 | 2040
BM | 0 | 0 | 0 | 0 | 0 | 0
CC | 19.54 | 31.17 | 36.44 | 35.89 | 5.13 | 1.31
CSP | 0 | 0 | 0 | 0 | 0 | 0
CT | 0 | 0 | 0 | 0 | 0 | 0
Coal | 136.68 | 104.29 | 42.04 | 2.95 | 2.95 | 2.62
Geo | 0 | 0 | 0 | 0 | 0 | 0
H | 0 | 0 | 0 | 0 | 0 | 0
LFG | 0 | 0 | 0 | 0 | 0 | 0
Nuc | 0 | 0 | 0 | 0 | 0 | 0
PS | 0 | 0 | 0 | 0 | 0 | 0
PV | 0 | 0 | 0 | 0 | 0 | 0
PeakG | 0.01 | 0.03 | 0.32 | 0.11 | 0.03 | 0.04
PeakO | 0 | 0 | 0 | 0 | 0 | 0
ST | 0 | 0 | 0 | 0 | 0 | 0
STOG | 0 | 0 | 0 | 0 | 0 | 0
STWD | 0 | 0 | 0 | 0 | 0 | 0
WT | 0 | 0 | 0 | 0 | 0 | 0
IGCC | 0 | 0 | 0 | 0 | 0 | 0
DemandResponse | 0 | 0 | 0 | 0 | 0 | 0
IGCC-CCS | 0 | 0 | 0 | 0 | 0 | 0
WT_off | 0 | 0 | 0 | 0 | 0 | 0
PseudoUnit | 0 | 0 | 0 | 0 | 0 | 0
FixedInterchange | 0 | 0 | 0 | 0 | 0 | 0
CO2 Emissions (MMmetricTons): SPP_N
ReportingType | 2015 | 2020 | 2025 | 2030 | 2035 | 2040
BM | 0 | 0 | 0 | 0 | 0 | 0
CC | 0.58 | 3.21 | 6.88 | 7.34 | 2.17 | 1.99
CSP | 0 | 0 | 0 | 0 | 0 | 0
CT | 0 | 0 | 0 | 0 | 0 | 0
Coal | 62.42 | 43 | 13.11 | 1.35 | 0.76 | 0.61
Geo | 0 | 0 | 0 | 0 | 0 | 0
H | 0 | 0 | 0 | 0 | 0 | 0
LFG | 0 | 0 | 0 | 0 | 0 | 0
Nuc | 0 | 0 | 0 | 0 | 0 | 0
PS | 0 | 0 | 0 | 0 | 0 | 0
PV | 0 | 0 | 0 | 0 | 0 | 0
PeakG | 0.03 | 0 | 0 | 0 | 0 | 0
PeakO | 0 | 0 | 0 | 0 | 0 | 0
ST | 0 | 0 | 0 | 0 | 0 | 0
STOG | 0.04 | 0 | 0.03 | 0 | 0 | 0
STWD | 0 | 0 | 0 | 0 | 0 | 0
WT | 0 | 0 | 0 | 0 | 0 | 0
IGCC | 0 | 0 | 0 | 0 | 0 | 0
DemandResponse | 0 | 0 | 0 | 0 | 0 | 0
IGCC-CCS | 0 | 0 | 0 | 0 | 0 | 0
WT_off | 0 | 0 | 0 | 0 | 0 | 0
PseudoUnit | 0 | 0 | 0 | 0 | 0 | 0
FixedInterchange | 0 | 0 | 0 | 0 | 0 | 0
CO2 Emissions (MMmetricTons): SPP_S
ReportingType | 2015 | 2020 | 2025 | 2030 | 2035 | 2040
BM | 0 | 0 | 0 | 0 | 0 | 0
CC | 8.57 | 4.22 | 12.94 | 17.23 | 5.41 | 5.08
CSP | 0 | 0 | 0 | 0 | 0 | 0
CT | 0 | 0 | 0 | 0 | 0 | 0
Coal | 100.37 | 42.85 | 11.26 | 0.84 | 0 | 0
Geo | 0 | 0 | 0 | 0 | 0 | 0
H | 0 | 0 | 0 | 0 | 0 | 0
LFG | 0 | 0 | 0 | 0 | 0 | 0
Nuc | 0 | 0 | 0 | 0 | 0 | 0
PS | 0 | 0 | 0 | 0 | 0 | 0
PV | 0 | 0 | 0 | 0 | 0 | 0
PeakG | 0 | 0 | 0 | 0 | 0 | 0
PeakO | 0 | 0 | 0 | 0 | 0 | 0
ST | 0 | 0 | 0 | 0 | 0 | 0
STOG | 0.3 | 0.08 | 0.28 | 0.37 | 0.12 | 0.1
STWD | 0 | 0 | 0 | 0 | 0 | 0
WT | 0 | 0 | 0 | 0 | 0 | 0
IGCC | 0 | 0 | 0 | 0 | 0 | 0
DemandResponse | 0 | 0 | 0 | 0 | 0 | 0
IGCC-CCS | 0 | 0 | 0 | 0 | 0 | 0
WT_off | 0 | 0 | 0 | 0 | 0 | 0
PseudoUnit | 0 | 0 | 0 | 0 | 0 | 0
FixedInterchange | 0 | 0 | 0 | 0 | 0 | 0
CO2 Emissions (MMmetricTons): TVA
ReportingType | 2015 | 2020 | 2025 | 2030 | 2035 | 2040
BM | 0 | 0 | 0 | 0 | 0 | 0
CC | 3.42 | 11.77 | 15.89 | 17.12 | 1.63 | 0.7
CSP | 0 | 0 | 0 | 0 | 0 | 0
CT | 0 | 0 | 0 | 0 | 0 | 0
Coal | 67.13 | 47.74 | 30.54 | 0.38 | 0.38 | 0.38
Geo | 0 | 0 | 0 | 0 | 0 | 0
H | 0 | 0 | 0 | 0 | 0 | 0
LFG | 0 | 0 | 0 | 0 | 0 | 0
Nuc | 0 | 0 | 0 | 0 | 0 | 0
PS | 0 | 0 | 0 | 0 | 0 | 0
PV | 0 | 0 | 0 | 0 | 0 | 0
PeakG | 0 | 0 | 0 | 0 | 0 | 0
PeakO | 0 | 0 | 0 | 0 | 0 | 0
ST | 0 | 0 | 0 | 0 | 0 | 0
STOG | 0 | 0 | 0 | 0 | 0 | 0
STWD | 0 | 0 | 0 | 0 | 0 | 0
WT | 0 | 0 | 0 | 0 | 0 | 0
IGCC | 0 | 0 | 0 | 0 | 0 | 0
DemandResponse | 0 | 0 | 0 | 0 | 0 | 0
IGCC-CCS | 0 | 0 | 0 | 0 | 0 | 0
WT_off | 0 | 0 | 0 | 0 | 0 | 0
PseudoUnit | 0 | 0 | 0 | 0 | 0 | 0
FixedInterchange | 0 | 0 | 0 | 0 | 0 | 0
CO2 Emissions (MMmetricTons): TVA_Transmission
ReportingType | 2015 | 2020 | 2025 | 2030 | 2035 | 2040
BM | 0 | 0 | 0 | 0 | 0 | 0
CC | 0 | 0 | 0 | 0 | 0 | 0
CSP | 0 | 0 | 0 | 0 | 0 | 0
CT | 0 | 0 | 0 | 0 | 0 | 0
Coal | 0 | 0 | 0 | 0 | 0 | 0
Geo | 0 | 0 | 0 | 0 | 0 | 0
H | 0 | 0 | 0 | 0 | 0 | 0
LFG | 0 | 0 | 0 | 0 | 0 | 0
Nuc | 0 | 0 | 0 | 0 | 0 | 0
PS | 0 | 0 | 0 | 0 | 0 | 0
PV | 0 | 0 | 0 | 0 | 0 | 0
PeakG | 0 | 0 | 0 | 0 | 0 | 0
PeakO | 0 | 0 | 0 | 0 | 0 | 0
ST | 0 | 0 | 0 | 0 | 0 | 0
STOG | 0 | 0 | 0 | 0 | 0 | 0
STWD | 0 | 0 | 0 | 0 | 0 | 0
WT | 0 | 0 | 0 | 0 | 0 | 0
IGCC | 0 | 0 | 0 | 0 | 0 | 0
DemandResponse | 0 | 0 | 0 | 0 | 0 | 0
IGCC-CCS | 0 | 0 | 0 | 0 | 0 | 0
WT_off | 0 | 0 | 0 | 0 | 0 | 0
PseudoUnit | 0 | 0 | 0 | 0 | 0 | 0
FixedInterchange | 0 | 0 | 0 | 0 | 0 | 0
CO2 Emissions (MMmetricTons): VACAR
ReportingType | 2015 | 2020 | 2025 | 2030 | 2035 | 2040
BM | 0 | 0 | 0 | 0 | 0 | 0
CC | 10.45 | 15.61 | 23.41 | 22.79 | 2.87 | 3.25
CSP | 0 | 0 | 0 | 0 | 0 | 0
CT | 0.04 | 0.04 | 0.08 | 0 | 0 | 0
Coal | 106.24 | 81.63 | 30.55 | 0.8 | 0.54 | 0.41
Geo | 0 | 0 | 0 | 0 | 0 | 0
H | 0 | 0 | 0 | 0 | 0 | 0
LFG | 0 | 0 | 0 | 0 | 0 | 0
Nuc | 0 | 0 | 0 | 0 | 0 | 0
PS | 0 | 0 | 0 | 0 | 0 | 0
PV | 0 | 0 | 0 | 0 | 0 | 0
PeakG | 0.05 | 0.12 | 0.24 | 0.18 | 0.04 | 0.09
PeakO | 0 | 0 | 0 | 0 | 0 | 0
ST | 0 | 0 | 0 | 0 | 0 | 0
STOG | 0 | 0 | 0 | 0 | 0 | 0
STWD | 0 | 0 | 0 | 0 | 0 | 0
WT | 0 | 0 | 0 | 0 | 0 | 0
IGCC | 0 | 0 | 0 | 0 | 0 | 0
DemandResponse | 0 | 0 | 0 | 0 | 0 | 0
IGCC-CCS | 0 | 0 | 0 | 0 | 0 | 0
WT_off | 0 | 0 | 0 | 0 | 0 | 0
PseudoUnit | 0 | 0 | 0 | 0 | 0 | 0
FixedInterchange | 0 | 0 | 0 | 0 | 0 | 0
CO2 Emissions (MMmetricTons): IESO
ReportingType | 2015 | 2020 | 2025 | 2030 | 2035 | 2040
BM | 0 | 0 | 0 | 0 | 0 | 0
CC | 0.3 | 0.06 | 0.03 | 0.01 | 0.02 | 0.03
CSP | 0 | 0 | 0 | 0 | 0 | 0
CT | 0 | 0 | 0 | 0 | 0 | 0
Coal | 0 | 0 | 0 | 0 | 0 | 0
Geo | 0 | 0 | 0 | 0 | 0 | 0
H | 0 | 0 | 0 | 0 | 0 | 0
LFG | 0 | 0 | 0 | 0 | 0 | 0
Nuc | 0 | 0 | 0 | 0 | 0 | 0
PS | 0 | 0 | 0 | 0 | 0 | 0
PV | 0 | 0 | 0 | 0 | 0 | 0
PeakG | 0 | 0 | 0 | 0 | 0 | 0
PeakO | 0 | 0 | 0 | 0 | 0 | 0
ST | 0 | 0 | 0 | 0 | 0 | 0
STOG | 0 | 0 | 0 | 0 | 0 | 0
STWD | 0 | 0 | 0 | 0 | 0 | 0
WT | 0 | 0 | 0 | 0 | 0 | 0
IGCC | 0 | 0 | 0 | 0 | 0 | 0
DemandResponse | 0 | 0 | 0 | 0 | 0 | 0
IGCC-CCS | 0 | 0 | 0 | 0 | 0 | 0
WT_off | 0 | 0 | 0 | 0 | 0 | 0
PseudoUnit | 0 | 0 | 0 | 0 | 0 | 0
FixedInterchange | 0 | 0 | 0 | 0 | 0 | 0
CO2 Emissions (MMmetricTons): MAPP_CA
ReportingType | 2015 | 2020 | 2025 | 2030 | 2035 | 2040
BM | 0 | 0 | 0 | 0 | 0 | 0
CC | 1.76 | 0.28 | 0 | 0 | 0 | 0
CSP | 0 | 0 | 0 | 0 | 0 | 0
CT | 0 | 0 | 0 | 0 | 0 | 0
Coal | 3.02 | 0.39 | 0 | 0 | 0 | 0
Geo | 0 | 0 | 0 | 0 | 0 | 0
H | 0 | 0 | 0 | 0 | 0 | 0
LFG | 0 | 0 | 0 | 0 | 0 | 0
Nuc | 0 | 0 | 0 | 0 | 0 | 0
PS | 0 | 0 | 0 | 0 | 0 | 0
PV | 0 | 0 | 0 | 0 | 0 | 0
PeakG | 0.02 | 0.02 | 0 | 0 | 0 | 0
PeakO | 0 | 0 | 0 | 0 | 0 | 0
ST | 0 | 0 | 0 | 0 | 0 | 0
STOG | 0 | 0 | 0 | 0 | 0 | 0
STWD | 0 | 0 | 0 | 0 | 0 | 0
WT | 0 | 0 | 0 | 0 | 0 | 0
IGCC | 0 | 0 | 0 | 0 | 0 | 0
DemandResponse | 0 | 0 | 0 | 0 | 0 | 0
IGCC-CCS | 0 | 0 | 0 | 0 | 0 | 0
WT_off | 0 | 0 | 0 | 0 | 0 | 0
PseudoUnit | 0 | 0 | 0 | 0 | 0 | 0
FixedInterchange | 0 | 0 | 0 | 0 | 0 | 0
CO2 Emissions (MMmetricTons): AZ_NM_SNV_Coal
ReportingType | 2015 | 2020 | 2025 | 2030 | 2035 | 2040
BM | 0 | 0 | 0 | 0 | 0 | 0
CC | 0 | 0 | 0 | 0 | 0 | 0
CSP | 0 | 0 | 0 | 0 | 0 | 0
CT | 0 | 0 | 0 | 0 | 0 | 0
Coal | 72.23 | 72.23 | 56.56 | 0.44 | 0.38 | 0.18
Geo | 0 | 0 | 0 | 0 | 0 | 0
H | 0 | 0 | 0 | 0 | 0 | 0
LFG | 0 | 0 | 0 | 0 | 0 | 0
Nuc | 0 | 0 | 0 | 0 | 0 | 0
PS | 0 | 0 | 0 | 0 | 0 | 0
PV | 0 | 0 | 0 | 0 | 0 | 0
PeakG | 0 | 0 | 0 | 0 | 0 | 0
PeakO | 0 | 0 | 0 | 0 | 0 | 0
ST | 0 | 0 | 0 | 0 | 0 | 0
STOG | 0 | 0 | 0 | 0 | 0 | 0
STWD | 0 | 0 | 0 | 0 | 0 | 0
WT | 0 | 0 | 0 | 0 | 0 | 0
IGCC | 0 | 0 | 0 | 0 | 0 | 0
DemandResponse | 0 | 0 | 0 | 0 | 0 | 0
IGCC-CCS | 0 | 0 | 0 | 0 | 0 | 0
WT_off | 0 | 0 | 0 | 0 | 0 | 0
PseudoUnit | 0 | 0 | 0 | 0 | 0 | 0
FixedInterchange | 0 | 0 | 0 | 0 | 0 | 0
CO2 Emissions (MMmetricTons): AZ_NM_SNV_Gas
ReportingType | 2015 | 2020 | 2025 | 2030 | 2035 | 2040
BM | 0 | 0 | 0 | 0 | 0 | 0
CC | 15.97 | 10.59 | 11.43 | 12.59 | 2.93 | 1.55
CSP | 0 | 0 | 0 | 0 | 0 | 0
CT | 0 | 0 | 0 | 0 | 0 | 0
Coal | 0 | 0 | 0 | 0 | 0 | 0
Geo | 0 | 0 | 0 | 0 | 0 | 0
H | 0 | 0 | 0 | 0 | 0 | 0
LFG | 0 | 0 | 0 | 0 | 0 | 0
Nuc | 0 | 0 | 0 | 0 | 0 | 0
PS | 0 | 0 | 0 | 0 | 0 | 0
PV | 0 | 0 | 0 | 0 | 0 | 0
PeakG | 0 | 0 | 0 | 0 | 0 | 0
PeakO | 0 | 0 | 0 | 0 | 0 | 0
ST | 0 | 0 | 0 | 0 | 0 | 0
STOG | 0 | 0 | 0 | 0 | 0 | 0
STWD | 0 | 0 | 0 | 0 | 0 | 0
WT | 0 | 0 | 0 | 0 | 0 | 0
IGCC | 0 | 0 | 0 | 0 | 0 | 0
DemandResponse | 0 | 0 | 0 | 0 | 0 | 0
IGCC-CCS | 0 | 0 | 0 | 0 | 0 | 0
WT_off | 0 | 0 | 0 | 0 | 0 | 0
PseudoUnit | 0 | 0 | 0 | 0 | 0 | 0
FixedInterchange | 0 | 0 | 0 | 0 | 0 | 0
CO2 Emissions (MMmetricTons): AZ_NM_SNV_NucRenew
ReportingType | 2015 | 2020 | 2025 | 2030 | 2035 | 2040
BM | 0 | 0 | 0 | 0 | 0 | 0
CC | 0 | 0 | 0 | 0 | 0 | 0
CSP | 0 | 0 | 0 | 0 | 0 | 0
CT | 0 | 0 | 0 | 0 | 0 | 0
Coal | 0 | 0 | 0 | 0 | 0 | 0
Geo | 0 | 0 | 0 | 0 | 0 | 0
H | 0 | 0 | 0 | 0 | 0 | 0
LFG | 0 | 0 | 0 | 0 | 0 | 0
Nuc | 0 | 0 | 0 | 0 | 0 | 0
PS | 0 | 0 | 0 | 0 | 0 | 0
PV | 0 | 0 | 0 | 0 | 0 | 0
PeakG | 0 | 0 | 0 | 0 | 0 | 0
PeakO | 0 | 0 | 0 | 0 | 0 | 0
ST | 0 | 0 | 0 | 0 | 0 | 0
STOG | 0 | 0 | 0 | 0 | 0 | 0
STWD | 0 | 0 | 0 | 0 | 0 | 0
WT | 0 | 0 | 0 | 0 | 0 | 0
IGCC | 0 | 0 | 0 | 0 | 0 | 0
DemandResponse | 0 | 0 | 0 | 0 | 0 | 0
IGCC-CCS | 0 | 0 | 0 | 0 | 0 | 0
WT_off | 0 | 0 | 0 | 0 | 0 | 0
PseudoUnit | 0 | 0 | 0 | 0 | 0 | 0
FixedInterchange | 0 | 0 | 0 | 0 | 0 | 0
CO2 Emissions (MMmetricTons): ERCOT
ReportingType | 2015 | 2020 | 2025 | 2030 | 2035 | 2040
BM | 0 | 0 | 0 | 0 | 0 | 0
CC | 43.14 | 41.18 | 60.32 | 67.27 | 18.49 | 12.46
CSP | 0 | 0 | 0 | 0 | 0 | 0
CT | 0 | 0 | 0 | 0 | 0 | 0
Coal | 139.78 | 83.45 | 19.95 | 2.14 | 1.44 | 1.2
Geo | 0 | 0 | 0 | 0 | 0 | 0
H | 0 | 0 | 0 | 0 | 0 | 0
LFG | 0 | 0 | 0 | 0 | 0 | 0
Nuc | 0 | 0 | 0 | 0 | 0 | 0
PS | 0 | 0 | 0 | 0 | 0 | 0
PV | 0 | 0 | 0 | 0 | 0 | 0
PeakG | 0 | 0 | 0 | 0 | 0 | 0.02
PeakO | 0 | 0 | 0 | 0 | 0 | 0
ST | 0 | 0 | 0 | 0 | 0 | 0
STOG | 0.22 | 0.13 | 0.43 | 0.46 | 0 | 0
STWD | 0 | 0 | 0 | 0 | 0 | 0
WT | 0 | 0 | 0 | 0 | 0 | 0
IGCC | 0 | 0 | 0 | 0 | 0 | 0
DemandResponse | 0 | 0 | 0 | 0 | 0 | 0
IGCC-CCS | 0 | 0 | 0 | 0 | 0 | 0
WT_off | 0 | 0 | 0 | 0 | 0 | 0
PseudoUnit | 0 | 0 | 0 | 0 | 0 | 0
FixedInterchange | 0 | 0 | 0 | 0 | 0 | 0
CO2 Emissions (MMmetricTons): NP15
ReportingType | 2015 | 2020 | 2025 | 2030 | 2035 | 2040
BM | 0 | 0 | 0 | 0 | 0 | 0
CC | 22.58 | 18.63 | 15.31 | 14.83 | 4.17 | 1.19
CSP | 0 | 0 | 0 | 0 | 0 | 0
CT | 0 | 0 | 0 | 0 | 0 | 0
Coal | 1.57 | 0.24 | 0.24 | 0 | 0 | 0
Geo | 0 | 0 | 0 | 0 | 0 | 0
H | 0 | 0 | 0 | 0 | 0 | 0
LFG | 0 | 0 | 0 | 0 | 0 | 0
Nuc | 0 | 0 | 0 | 0 | 0 | 0
PS | 0 | 0 | 0 | 0 | 0 | 0
PV | 0 | 0 | 0 | 0 | 0 | 0
PeakG | 0 | 0 | 0 | 0 | 0 | 0
PeakO | 0 | 0 | 0 | 0 | 0 | 0
ST | 0 | 0 | 0 | 0 | 0 | 0
STOG | 0 | 0 | 0 | 0 | 0 | 0
STWD | 0 | 0 | 0 | 0 | 0 | 0
WT | 0 | 0 | 0 | 0 | 0 | 0
IGCC | 0 | 0 | 0 | 0 | 0 | 0
DemandResponse | 0 | 0 | 0 | 0 | 0 | 0
IGCC-CCS | 0 | 0 | 0 | 0 | 0 | 0
WT_off | 0 | 0 | 0 | 0 | 0 | 0
PseudoUnit | 0 | 0 | 0 | 0 | 0 | 0
FixedInterchange | 0 | 0 | 0 | 0 | 0 | 0
CO2 Emissions (MMmetricTons): NWPP_Coal
ReportingType | 2015 | 2020 | 2025 | 2030 | 2035 | 2040
BM | 0 | 0 | 0 | 0 | 0 | 0
CC | 0 | 0 | 0 | 0 | 0 | 0
CSP | 0 | 0 | 0 | 0 | 0 | 0
CT | 0 | 0 | 0 | 0 | 0 | 0
Coal | 97.34 | 93.21 | 45.97 | 0.2 | 0.16 | 0.07
Geo | 0 | 0 | 0 | 0 | 0 | 0
H | 0 | 0 | 0 | 0 | 0 | 0
LFG | 0 | 0 | 0 | 0 | 0 | 0
Nuc | 0 | 0 | 0 | 0 | 0 | 0
PS | 0 | 0 | 0 | 0 | 0 | 0
PV | 0 | 0 | 0 | 0 | 0 | 0
PeakG | 0 | 0 | 0 | 0 | 0 | 0
PeakO | 0 | 0 | 0 | 0 | 0 | 0
ST | 0 | 0 | 0 | 0 | 0 | 0
STOG | 0 | 0 | 0 | 0 | 0 | 0
STWD | 0 | 0 | 0 | 0 | 0 | 0
WT | 0 | 0 | 0 | 0 | 0 | 0
IGCC | 0 | 0 | 0 | 0 | 0 | 0
DemandResponse | 0 | 0 | 0 | 0 | 0 | 0
IGCC-CCS | 0 | 0 | 0 | 0 | 0 | 0
WT_off | 0 | 0 | 0 | 0 | 0 | 0
PseudoUnit | 0 | 0 | 0 | 0 | 0 | 0
FixedInterchange | 0 | 0 | 0 | 0 | 0 | 0
CO2 Emissions (MMmetricTons): NWPP_Gas
ReportingType | 2015 | 2020 | 2025 | 2030 | 2035 | 2040
BM | 0 | 0 | 0 | 0 | 0 | 0
CC | 0.74 | 0.74 | 0.74 | 0.74 | 0.34 | 0
CSP | 0 | 0 | 0 | 0 | 0 | 0
CT | 0 | 0 | 0 | 0 | 0 | 0
Coal | 0 | 0 | 0 | 0 | 0 | 0
Geo | 0 | 0 | 0 | 0 | 0 | 0
H | 0 | 0 | 0 | 0 | 0 | 0
LFG | 0 | 0 | 0 | 0 | 0 | 0
Nuc | 0 | 0 | 0 | 0 | 0 | 0
PS | 0 | 0 | 0 | 0 | 0 | 0
PV | 0 | 0 | 0 | 0 | 0 | 0
PeakG | 0 | 0 | 0 | 0 | 0 | 0
PeakO | 0 | 0 | 0 | 0 | 0 | 0
ST | 0 | 0 | 0 | 0 | 0 | 0
STOG | 0 | 0 | 0 | 0 | 0 | 0
STWD | 0 | 0 | 0 | 0 | 0 | 0
WT | 0 | 0 | 0 | 0 | 0 | 0
IGCC | 0 | 0 | 0 | 0 | 0 | 0
DemandResponse | 0 | 0 | 0 | 0 | 0 | 0
IGCC-CCS | 0 | 0 | 0 | 0 | 0 | 0
WT_off | 0 | 0 | 0 | 0 | 0 | 0
PseudoUnit | 0 | 0 | 0 | 0 | 0 | 0
FixedInterchange | 0 | 0 | 0 | 0 | 0 | 0
CO2 Emissions (MMmetricTons): NWPP_NucRenew
ReportingType | 2015 | 2020 | 2025 | 2030 | 2035 | 2040
BM | 0 | 0 | 0 | 0 | 0 | 0
CC | 0 | 0 | 0 | 0 | 0 | 0
CSP | 0 | 0 | 0 | 0 | 0 | 0
CT | 0 | 0 | 0 | 0 | 0 | 0
Coal | 0 | 0 | 0 | 0 | 0 | 0
Geo | 0 | 0 | 0 | 0 | 0 | 0
H | 0 | 0 | 0 | 0 | 0 | 0
LFG | 0 | 0 | 0 | 0 | 0 | 0
Nuc | 0 | 0 | 0 | 0 | 0 | 0
PS | 0 | 0 | 0 | 0 | 0 | 0
PV | 0 | 0 | 0 | 0 | 0 | 0
PeakG | 0 | 0 | 0 | 0 | 0 | 0
PeakO | 0 | 0 | 0 | 0 | 0 | 0
ST | 0 | 0 | 0 | 0 | 0 | 0
STOG | 0 | 0 | 0 | 0 | 0 | 0
STWD | 0 | 0 | 0 | 0 | 0 | 0
WT | 0 | 0 | 0 | 0 | 0 | 0
IGCC | 0 | 0 | 0 | 0 | 0 | 0
DemandResponse | 0 | 0 | 0 | 0 | 0 | 0
IGCC-CCS | 0 | 0 | 0 | 0 | 0 | 0
WT_off | 0 | 0 | 0 | 0 | 0 | 0
PseudoUnit | 0 | 0 | 0 | 0 | 0 | 0
FixedInterchange | 0 | 0 | 0 | 0 | 0 | 0
CO2 Emissions (MMmetricTons): RMPA
ReportingType | 2015 | 2020 | 2025 | 2030 | 2035 | 2040
BM | 0 | 0 | 0 | 0 | 0 | 0
CC | 1.12 | 0.64 | 0.88 | 1.19 | 0.3 | 0.12
CSP | 0 | 0 | 0 | 0 | 0 | 0
CT | 0 | 0 | 0 | 0 | 0 | 0
Coal | 55.62 | 51.61 | 19.16 | 0.65 | 0.58 | 0.28
Geo | 0 | 0 | 0 | 0 | 0 | 0
H | 0 | 0 | 0 | 0 | 0 | 0
LFG | 0 | 0 | 0 | 0 | 0 | 0
Nuc | 0 | 0 | 0 | 0 | 0 | 0
PS | 0 | 0 | 0 | 0 | 0 | 0
PV | 0 | 0 | 0 | 0 | 0 | 0
PeakG | 0 | 0 | 0 | 0 | 0 | 0
PeakO | 0 | 0 | 0 | 0 | 0 | 0
ST | 0 | 0 | 0 | 0 | 0 | 0
STOG | 0 | 0 | 0 | 0 | 0 | 0
STWD | 0 | 0 | 0 | 0 | 0 | 0
WT | 0 | 0 | 0 | 0 | 0 | 0
IGCC | 0 | 0 | 0 | 0 | 0 | 0
DemandResponse | 0 | 0 | 0 | 0 | 0 | 0
IGCC-CCS | 0 | 0 | 0 | 0 | 0 | 0
WT_off | 0 | 0 | 0 | 0 | 0 | 0
PseudoUnit | 0 | 0 | 0 | 0 | 0 | 0
FixedInterchange | 0 | 0 | 0 | 0 | 0 | 0
CO2 Emissions (MMmetricTons): SP15
ReportingType | 2015 | 2020 | 2025 | 2030 | 2035 | 2040
BM | 0 | 0 | 0 | 0 | 0 | 0
CC | 27.48 | 21.37 | 16.9 | 20.39 | 9.1 | 5.84
CSP | 0 | 0 | 0 | 0 | 0 | 0
CT | 0 | 0 | 0 | 0 | 0 | 0
Coal | 1.49 | 0.81 | 0.81 | 0.01 | 0 | 0
Geo | 0 | 0 | 0 | 0 | 0 | 0
H | 0 | 0 | 0 | 0 | 0 | 0
LFG | 0 | 0 | 0 | 0 | 0 | 0
Nuc | 0 | 0 | 0 | 0 | 0 | 0
PS | 0 | 0 | 0 | 0 | 0 | 0
PV | 0 | 0 | 0 | 0 | 0 | 0
PeakG | 0 | 0 | 0 | 0 | 0 | 0
PeakO | 0 | 0 | 0 | 0 | 0 | 0
ST | 0 | 0 | 0 | 0 | 0 | 0
STOG | 0.17 | 0.02 | 0.02 | 0.03 | 0.04 | 0.01
STWD | 0 | 0 | 0 | 0 | 0 | 0
WT | 0 | 0 | 0 | 0 | 0 | 0
IGCC | 0 | 0 | 0 | 0 | 0 | 0
DemandResponse | 0 | 0 | 0 | 0 | 0 | 0
IGCC-CCS | 0 | 0 | 0 | 0 | 0 | 0
WT_off | 0 | 0 | 0 | 0 | 0 | 0
PseudoUnit | 0 | 0 | 0 | 0 | 0 | 0
FixedInterchange | 0 | 0 | 0 | 0 | 0 | 0
CO2 Emissions (MMmetricTons): ALB
ReportingType | 2015 | 2020 | 2025 | 2030 | 2035 | 2040
BM | 0 | 0 | 0 | 0 | 0 | 0
CC | 5.55 | 5.95 | 5.97 | 0.42 | 0 | 0
CSP | 0 | 0 | 0 | 0 | 0 | 0
CT | 0 | 0 | 0 | 0 | 0 | 0
Coal | 45.36 | 45.36 | 45.36 | 1.96 | 0 | 0
Geo | 0 | 0 | 0 | 0 | 0 | 0
H | 0 | 0 | 0 | 0 | 0 | 0
LFG | 0 | 0 | 0 | 0 | 0 | 0
Nuc | 0 | 0 | 0 | 0 | 0 | 0
PS | 0 | 0 | 0 | 0 | 0 | 0
PV | 0 | 0 | 0 | 0 | 0 | 0
PeakG | 0 | 0 | 0 | 0 | 0 | 0
PeakO | 0 | 0 | 0 | 0 | 0 | 0
ST | 0 | 0 | 0 | 0 | 0 | 0
STOG | 0 | 0 | 0 | 0 | 0 | 0
STWD | 0 | 0 | 0 | 0 | 0 | 0
WT | 0 | 0 | 0 | 0 | 0 | 0
IGCC | 0 | 0 | 0 | 0 | 0 | 0
DemandResponse | 0 | 0 | 0 | 0 | 0 | 0
IGCC-CCS | 0 | 0 | 0 | 0 | 0 | 0
WT_off | 0 | 0 | 0 | 0 | 0 | 0
PseudoUnit | 0 | 0 | 0 | 0 | 0 | 0
FixedInterchange | 0 | 0 | 0 | 0 | 0 | 0
CO2 Emissions (MMmetricTons): BC
ReportingType | 2015 | 2020 | 2025 | 2030 | 2035 | 2040
BM | 0 | 0 | 0 | 0 | 0 | 0
CC | 1.48 | 1.48 | 1.48 | 0.88 | 0 | 0
CSP | 0 | 0 | 0 | 0 | 0 | 0
CT | 0 | 0 | 0 | 0 | 0 | 0
Coal | 0 | 0 | 0 | 0 | 0 | 0
Geo | 0 | 0 | 0 | 0 | 0 | 0
H | 0 | 0 | 0 | 0 | 0 | 0
LFG | 0 | 0 | 0 | 0 | 0 | 0
Nuc | 0 | 0 | 0 | 0 | 0 | 0
PS | 0 | 0 | 0 | 0 | 0 | 0
PV | 0 | 0 | 0 | 0 | 0 | 0
PeakG | 0 | 0 | 0 | 0 | 0 | 0
PeakO | 0 | 0 | 0 | 0 | 0 | 0
ST | 0 | 0 | 0 | 0 | 0 | 0
STOG | 0 | 0 | 0 | 0 | 0 | 0
STWD | 0 | 0 | 0 | 0 | 0 | 0
WT | 0 | 0 | 0 | 0 | 0 | 0
IGCC | 0 | 0 | 0 | 0 | 0 | 0
DemandResponse | 0 | 0 | 0 | 0 | 0 | 0
IGCC-CCS | 0 | 0 | 0 | 0 | 0 | 0
WT_off | 0 | 0 | 0 | 0 | 0 | 0
PseudoUnit | 0 | 0 | 0 | 0 | 0 | 0
FixedInterchange | 0 | 0 | 0 | 0 | 0 | 0
CO2 Emissions (MMmetricTons): HQ_IESO
ReportingType | 2015 | 2020 | 2025 | 2030 | 2035 | 2040
BM | 0 | 0 | 0 | 0 | 0 | 0
CC | 0 | 0 | 0 | 0 | 0 | 0
CSP | 0 | 0 | 0 | 0 | 0 | 0
CT | 0 | 0 | 0 | 0 | 0 | 0
Coal | 0 | 0 | 0 | 0 | 0 | 0
Geo | 0 | 0 | 0 | 0 | 0 | 0
H | 0 | 0 | 0 | 0 | 0 | 0
LFG | 0 | 0 | 0 | 0 | 0 | 0
Nuc | 0 | 0 | 0 | 0 | 0 | 0
PS | 0 | 0 | 0 | 0 | 0 | 0
PV | 0 | 0 | 0 | 0 | 0 | 0
PeakG | 0 | 0 | 0 | 0 | 0 | 0
PeakO | 0 | 0 | 0 | 0 | 0 | 0
ST | 0 | 0 | 0 | 0 | 0 | 0
STOG | 0 | 0 | 0 | 0 | 0 | 0
STWD | 0 | 0 | 0 | 0 | 0 | 0
WT | 0 | 0 | 0 | 0 | 0 | 0
IGCC | 0 | 0 | 0 | 0 | 0 | 0
DemandResponse | 0 | 0 | 0 | 0 | 0 | 0
IGCC-CCS | 0 | 0 | 0 | 0 | 0 | 0
WT_off | 0 | 0 | 0 | 0 | 0 | 0
PseudoUnit | 0 | 0 | 0 | 0 | 0 | 0
FixedInterchange | 0 | 0 | 0 | 0 | 0 | 0
CO2 Emissions (MMmetricTons): HQ_NEISO
ReportingType | 2015 | 2020 | 2025 | 2030 | 2035 | 2040
BM | 0 | 0 | 0 | 0 | 0 | 0
CC | 0 | 0 | 0 | 0 | 0 | 0
CSP | 0 | 0 | 0 | 0 | 0 | 0
CT | 0 | 0 | 0 | 0 | 0 | 0
Coal | 0 | 0 | 0 | 0 | 0 | 0
Geo | 0 | 0 | 0 | 0 | 0 | 0
H | 0 | 0 | 0 | 0 | 0 | 0
LFG | 0 | 0 | 0 | 0 | 0 | 0
Nuc | 0 | 0 | 0 | 0 | 0 | 0
PS | 0 | 0 | 0 | 0 | 0 | 0
PV | 0 | 0 | 0 | 0 | 0 | 0
PeakG | 0 | 0 | 0 | 0 | 0 | 0
PeakO | 0 | 0 | 0 | 0 | 0 | 0
ST | 0 | 0 | 0 | 0 | 0 | 0
STOG | 0 | 0 | 0 | 0 | 0 | 0
STWD | 0 | 0 | 0 | 0 | 0 | 0
WT | 0 | 0 | 0 | 0 | 0 | 0
IGCC | 0 | 0 | 0 | 0 | 0 | 0
DemandResponse | 0 | 0 | 0 | 0 | 0 | 0
IGCC-CCS | 0 | 0 | 0 | 0 | 0 | 0
WT_off | 0 | 0 | 0 | 0 | 0 | 0
PseudoUnit | 0 | 0 | 0 | 0 | 0 | 0
FixedInterchange | 0 | 0 | 0 | 0 | 0 | 0
CO2 Emissions (MMmetricTons): HQ_NY
ReportingType | 2015 | 2020 | 2025 | 2030 | 2035 | 2040
BM | 0 | 0 | 0 | 0 | 0 | 0
CC | 0 | 0 | 0 | 0 | 0 | 0
CSP | 0 | 0 | 0 | 0 | 0 | 0
CT | 0 | 0 | 0 | 0 | 0 | 0
Coal | 0 | 0 | 0 | 0 | 0 | 0
Geo | 0 | 0 | 0 | 0 | 0 | 0
H | 0 | 0 | 0 | 0 | 0 | 0
LFG | 0 | 0 | 0 | 0 | 0 | 0
Nuc | 0 | 0 | 0 | 0 | 0 | 0
PS | 0 | 0 | 0 | 0 | 0 | 0
PV | 0 | 0 | 0 | 0 | 0 | 0
PeakG | 0 | 0 | 0 | 0 | 0 | 0
PeakO | 0 | 0 | 0 | 0 | 0 | 0
ST | 0 | 0 | 0 | 0 | 0 | 0
STOG | 0 | 0 | 0 | 0 | 0 | 0
STWD | 0 | 0 | 0 | 0 | 0 | 0
WT | 0 | 0 | 0 | 0 | 0 | 0
IGCC | 0 | 0 | 0 | 0 | 0 | 0
DemandResponse | 0 | 0 | 0 | 0 | 0 | 0
IGCC-CCS | 0 | 0 | 0 | 0 | 0 | 0
WT_off | 0 | 0 | 0 | 0 | 0 | 0
PseudoUnit | 0 | 0 | 0 | 0 | 0 | 0
FixedInterchange | 0 | 0 | 0 | 0 | 0 | 0
CO2 Emissions (MMmetricTons): MARITIMES
ReportingType | 2015 | 2020 | 2025 | 2030 | 2035 | 2040
BM | 0 | 0 | 0 | 0 | 0 | 0
CC | 0 | 0 | 0 | 0 | 0 | 0
CSP | 0 | 0 | 0 | 0 | 0 | 0
CT | 0 | 0 | 0 | 0 | 0 | 0
Coal | 0 | 0 | 0 | 0 | 0 | 0
Geo | 0 | 0 | 0 | 0 | 0 | 0
H | 0 | 0 | 0 | 0 | 0 | 0
LFG | 0 | 0 | 0 | 0 | 0 | 0
Nuc | 0 | 0 | 0 | 0 | 0 | 0
PS | 0 | 0 | 0 | 0 | 0 | 0
PV | 0 | 0 | 0 | 0 | 0 | 0
PeakG | 0 | 0 | 0 | 0 | 0 | 0
PeakO | 0 | 0 | 0 | 0 | 0 | 0
ST | 0 | 0 | 0 | 0 | 0 | 0
STOG | 0 | 0 | 0 | 0 | 0 | 0
STWD | 0 | 0 | 0 | 0 | 0 | 0
WT | 0 | 0 | 0 | 0 | 0 | 0
IGCC | 0 | 0 | 0 | 0 | 0 | 0
DemandResponse | 0 | 0 | 0 | 0 | 0 | 0
IGCC-CCS | 0 | 0 | 0 | 0 | 0 | 0
WT_off | 0 | 0 | 0 | 0 | 0 | 0
PseudoUnit | 0 | 0 | 0 | 0 | 0 | 0
FixedInterchange | 0 | 0 | 0 | 0 | 0 | 0
CO2 Emissions (MMmetricTons): All
ReportingType | 2015 | 2020 | 2025 | 2030 | 2035 | 2040
BM | 0 | 0 | 0 | 0 | 0 | 0
CC | 271.4 | 304.16 | 385.11 | 400.97 | 100.14 | 62.77
CSP | 0 | 0 | 0 | 0 | 0 | 0
CT | 0.16 | 0.19 | 0.25 | 0.19 | 0 | 0.02
Coal | 1872.11 | 1299.93 | 636.05 | 33.36 | 24.19 | 21.89
Geo | 0 | 0 | 0 | 0 | 0 | 0
H | 0 | 0 | 0 | 0 | 0 | 0
LFG | 0 | 0 | 0 | 0 | 0 | 0
Nuc | 0 | 0 | 0 | 0 | 0 | 0
PS | 0 | 0 | 0 | 0 | 0 | 0
PV | 0 | 0 | 0 | 0 | 0 | 0
PeakG | 1 | 1.38 | 2.14 | 1.87 | 0.7 | 1.01
PeakO | 0 | 0 | 0 | 0 | 0 | 0
ST | 0 | 0 | 0 | 0 | 0 | 0
STOG | 1.13 | 0.52 | 1.12 | 1.05 | 0.31 | 0.22
STWD | 0 | 0 | 0 | 0 | 0 | 0
WT | 0 | 0 | 0 | 0 | 0 | 0
IGCC | 3.76 | 3.76 | 3.76 | 0.19 | 0.02 | 0
DemandResponse | 0 | 0 | 0 | 0 | 0 | 0
IGCC-CCS | 0 | 0 | 0 | 0 | 0 | 0
WT_off | 0 | 0 | 0 | 0 | 0 | 0
PseudoUnit | 0 | 0 | 0 | 0 | 0 | 0
FixedInterchange | 0 | 0 | 0 | 0 | 0 | 0
CO2 Emissions (MMmetricTons): EI_US
ReportingType | 2015 | 2020 | 2025 | 2030 | 2035 | 2040
BM | 0 | 0 | 0 | 0 | 0 | 0
CC | 151.3 | 203.25 | 272.05 | 282.64 | 64.79 | 41.57
CSP | 0 | 0 | 0 | 0 | 0 | 0
CT | 0.15 | 0.19 | 0.25 | 0.19 | 0 | 0.02
Coal | 1455.71 | 952.63 | 448 | 27.97 | 21.63 | 20.16
Geo | 0 | 0 | 0 | 0 | 0 | 0
H | 0 | 0 | 0 | 0 | 0 | 0
LFG | 0 | 0 | 0 | 0 | 0 | 0
Nuc | 0 | 0 | 0 | 0 | 0 | 0
PS | 0 | 0 | 0 | 0 | 0 | 0
PV | 0 | 0 | 0 | 0 | 0 | 0
PeakG | 0.98 | 1.36 | 2.14 | 1.87 | 0.7 | 0.99
PeakO | 0 | 0 | 0 | 0 | 0 | 0
ST | 0 | 0 | 0 | 0 | 0 | 0
STOG | 0.74 | 0.37 | 0.67 | 0.56 | 0.27 | 0.21
STWD | 0 | 0 | 0 | 0 | 0 | 0
WT | 0 | 0 | 0 | 0 | 0 | 0
IGCC | 3.76 | 3.76 | 3.76 | 0.19 | 0.02 | 0
DemandResponse | 0 | 0 | 0 | 0 | 0 | 0
IGCC-CCS | 0 | 0 | 0 | 0 | 0 | 0
WT_off | 0 | 0 | 0 | 0 | 0 | 0
PseudoUnit | 0 | 0 | 0 | 0 | 0 | 0
FixedInterchange | 0 | 0 | 0 | 0 | 0 | 0
CO2 Emissions (MMmetricTons): EI_Canada
ReportingType | 2015 | 2020 | 2025 | 2030 | 2035 | 2040
BM | 0 | 0 | 0 | 0 | 0 | 0
CC | 2.06 | 0.34 | 0.03 | 0.01 | 0.02 | 0.03
CSP | 0 | 0 | 0 | 0 | 0 | 0
CT | 0 | 0 | 0 | 0 | 0 | 0
Coal | 3.02 | 0.39 | 0 | 0 | 0 | 0
Geo | 0 | 0 | 0 | 0 | 0 | 0
H | 0 | 0 | 0 | 0 | 0 | 0
LFG | 0 | 0 | 0 | 0 | 0 | 0
Nuc | 0 | 0 | 0 | 0 | 0 | 0
PS | 0 | 0 | 0 | 0 | 0 | 0
PV | 0 | 0 | 0 | 0 | 0 | 0
PeakG | 0.02 | 0.02 | 0 | 0 | 0 | 0
PeakO | 0 | 0 | 0 | 0 | 0 | 0
ST | 0 | 0 | 0 | 0 | 0 | 0
STOG | 0 | 0 | 0 | 0 | 0 | 0
STWD | 0 | 0 | 0 | 0 | 0 | 0
WT | 0 | 0 | 0 | 0 | 0 | 0
IGCC | 0 | 0 | 0 | 0 | 0 | 0
DemandResponse | 0 | 0 | 0 | 0 | 0 | 0
IGCC-CCS | 0 | 0 | 0 | 0 | 0 | 0
WT_off | 0 | 0 | 0 | 0 | 0 | 0
PseudoUnit | 0 | 0 | 0 | 0 | 0 | 0
FixedInterchange | 0 | 0 | 0 | 0 | 0 | 0
CO2 Emissions (MMmetricTons): EI
ReportingType | 2015 | 2020 | 2025 | 2030 | 2035 | 2040
BM | 0 | 0 | 0 | 0 | 0 | 0
CC | 153.36 | 203.58 | 272.08 | 282.65 | 64.81 | 41.6
CSP | 0 | 0 | 0 | 0 | 0 | 0
CT | 0.16 | 0.19 | 0.25 | 0.19 | 0 | 0.02
Coal | 1458.73 | 953.02 | 448 | 27.97 | 21.63 | 20.16
Geo | 0 | 0 | 0 | 0 | 0 | 0
H | 0 | 0 | 0 | 0 | 0 | 0
LFG | 0 | 0 | 0 | 0 | 0 | 0
Nuc | 0 | 0 | 0 | 0 | 0 | 0
PS | 0 | 0 | 0 | 0 | 0 | 0
PV | 0 | 0 | 0 | 0 | 0 | 0
PeakG | 1 | 1.38 | 2.14 | 1.87 | 0.7 | 0.99
PeakO | 0 | 0 | 0 | 0 | 0 | 0
ST | 0 | 0 | 0 | 0 | 0 | 0
STOG | 0.74 | 0.37 | 0.67 | 0.56 | 0.27 | 0.21
STWD | 0 | 0 | 0 | 0 | 0 | 0
WT | 0 | 0 | 0 | 0 | 0 | 0
IGCC | 3.76 | 3.76 | 3.76 | 0.19 | 0.02 | 0
DemandResponse | 0 | 0 | 0 | 0 | 0 | 0
IGCC-CCS | 0 | 0 | 0 | 0 | 0 | 0
WT_off | 0 | 0 | 0 | 0 | 0 | 0
PseudoUnit | 0 | 0 | 0 | 0 | 0 | 0
FixedInterchange | 0 | 0 | 0 | 0 | 0 | 0
CO2 Emissions (MMmetricTons): Outside_EI
ReportingType | 2015 | 2020 | 2025 | 2030 | 2035 | 2040
BM | 0 | 0 | 0 | 0 | 0 | 0
CC | 118.05 | 100.58 | 113.04 | 118.32 | 35.33 | 21.17
CSP | 0 | 0 | 0 | 0 | 0 | 0
CT | 0 | 0 | 0 | 0 | 0 | 0
Coal | 413.39 | 346.92 | 188.04 | 5.39 | 2.55 | 1.74
Geo | 0 | 0 | 0 | 0 | 0 | 0
H | 0 | 0 | 0 | 0 | 0 | 0
LFG | 0 | 0 | 0 | 0 | 0 | 0
Nuc | 0 | 0 | 0 | 0 | 0 | 0
PS | 0 | 0 | 0 | 0 | 0 | 0
PV | 0 | 0 | 0 | 0 | 0 | 0
PeakG | 0 | 0 | 0 | 0 | 0 | 0.02
PeakO | 0 | 0 | 0 | 0 | 0 | 0
ST | 0 | 0 | 0 | 0 | 0 | 0
STOG | 0.39 | 0.15 | 0.44 | 0.49 | 0.04 | 0.01
STWD | 0 | 0 | 0 | 0 | 0 | 0
WT | 0 | 0 | 0 | 0 | 0 | 0
IGCC | 0 | 0 | 0 | 0 | 0 | 0
DemandResponse | 0 | 0 | 0 | 0 | 0 | 0
IGCC-CCS | 0 | 0 | 0 | 0 | 0 | 0
WT_off | 0 | 0 | 0 | 0 | 0 | 0
PseudoUnit | 0 | 0 | 0 | 0 | 0 | 0
FixedInterchange | 0 | 0 | 0 | 0 | 0 | 0
#6 | Fuel Cost [includes coal shadow price] ($million)
Fuel Cost by Reporting Type: Entergy
ReportingType | 2015 | 2020 | 2025 | 2030 | 2035 | 2040
BM | 0 | 0 | 0 | 0 | 5152.61 | 5152.61
CC | 3451.69 | 4531.38 | 5276.98 | 5205 | 806.34 | 693.34
CSP | 0 | 0 | 0 | 0 | 0 | 0
CT | 0 | 0 | 0 | 0 | 0 | 0
Coal | 1554.68 | 531.57 | 200.96 | 5.91 | 0.8 | 0
Geo | 0 | 0 | 0 | 0 | 0 | 0
H | 0 | 0 | 0 | 0 | 0 | 0
LFG | 0 | 0 | 0.14 | 0.14 | 0.14 | 0.14
Nuc | 372.97 | 380.57 | 404.36 | 412.26 | 397.9 | 482.1
PS | 0 | 0 | 0 | 0 | 0 | 0
PV | 0 | 0 | 0 | 0 | 0 | 0
PeakG | 0 | 0 | 0 | 0 | 0 | 0
PeakO | 0 | 0 | 0 | 0 | 0 | 0
ST | 0 | 0 | 0 | 0 | 0 | 0
STOG | 0.54 | 0 | 0 | 0 | 0 | 0
STWD | 3.33 | 55.36 | 123.64 | 123.64 | 123.64 | 96.04
WT | 0 | 0 | 0 | 0 | 0 | 0
IGCC | 0 | 0 | 0 | 0 | 0 | 0
DemandResponse | 0 | 0 | 0 | 0 | 0 | 0
IGCC-CCS | 0 | 0 | 0 | 0 | 0 | 0
WT_off | 0 | 0 | 0 | 0 | 0 | 0
PseudoUnit | 0 | 0 | 0 | 0 | 0 | 0
FixedInterchange | 0 | 0 | 0 | 0 | 0 | 0
Fuel Cost by Reporting Type: FRCC
ReportingType | 2015 | 2020 | 2025 | 2030 | 2035 | 2040
BM | 0 | 0 | 0 | 0 | 1023.83 | 675.09
CC | 8949.1 | 9973.4 | 8891.5 | 6962.14 | 1961.45 | 1291.21
CSP | 0 | 0 | 0 | 0 | 0 | 0
CT | 19.89 | 29.66 | 32.38 | 32.38 | 0 | 0
Coal | 2187.07 | 1885.52 | 606.47 | 404.11 | 403.73 | 373.34
Geo | 0 | 0 | 0 | 0 | 0 | 0
H | 0 | 0 | 0 | 0 | 0 | 0
LFG | 0 | 0.25 | 0.25 | 0.25 | 0.25 | 0.25
Nuc | 282.48 | 288.25 | 976.85 | 1250.78 | 1692.44 | 2005.98
PS | 0 | 0 | 0 | 0 | 0 | 0
PV | 0 | 0 | 0 | 0 | 0 | 0
PeakG | 7.54 | 18.5 | 6.46 | 6.54 | 8.55 | 6.14
PeakO | 0 | 0 | 0 | 0 | 0 | 0
ST | 0 | 0 | 0 | 0 | 0 | 0
STOG | 0 | 0 | 0 | 0 | 0 | 0
STWD | 100.84 | 100.84 | 100.84 | 100.84 | 100.84 | 62.27
WT | 0 | 0 | 0 | 0 | 0 | 0
IGCC | 0 | 0 | 0 | 0 | 0 | 0
DemandResponse | 0 | 0 | 0 | 0 | 0 | 0
IGCC-CCS | 0 | 0 | 0 | 0 | 0 | 0
WT_off | 0 | 0 | 0 | 0 | 0 | 0
PseudoUnit | 0 | 0 | 0 | 0 | 0 | 0
FixedInterchange | 0 | 0 | 0 | 0 | 0 | 0
Fuel Cost by Reporting Type: MAPP_US
ReportingType | 2015 | 2020 | 2025 | 2030 | 2035 | 2040
BM | 0 | 0 | 0 | 0 | 17.88 | 16.95
CC | 6.72 | 7.54 | 7.37 | 20.46 | 10.52 | 9.73
CSP | 0 | 0 | 0 | 0 | 0 | 0
CT | 0 | 0 | 0 | 0 | 0.16 | 3.08
Coal | 298.63 | 3.22 | 0 | 0 | 0 | 0
Geo | 0 | 0 | 0 | 0 | 0 | 0
H | 0 | 0 | 0 | 0 | 0 | 0
LFG | 0 | 0 | 0 | 0.09 | 0.09 | 0.09
Nuc | 0 | 0 | 0.01 | 0.04 | 0.05 | 0.02
PS | 0 | 0 | 0 | 0 | 0 | 0
PV | 0 | 0 | 0 | 0 | 0 | 0
PeakG | 4.1 | 4.47 | 8.24 | 7.56 | 5.84 | 6.23
PeakO | 0 | 0 | 0 | 0 | 0 | 0
ST | 0 | 0 | 0 | 0 | 0 | 0
STOG | 0 | 0 | 0 | 0 | 0 | 0
STWD | 0 | 0 | 0 | 0 | 0 | 0
WT | 0 | 0 | 0 | 0 | 0 | 0
IGCC | 0 | 0 | 0 | 0 | 0 | 0
DemandResponse | 0 | 0 | 0 | 0 | 0 | 0
IGCC-CCS | 0 | 0 | 0 | 0 | 0 | 0
WT_off | 0 | 0 | 0 | 0 | 0 | 0
PseudoUnit | 0 | 0 | 0 | 0 | 0 | 0
FixedInterchange | 0 | 0 | 0 | 0 | 0 | 0
Fuel Cost by Reporting Type: MISO_IN
ReportingType | 2015 | 2020 | 2025 | 2030 | 2035 | 2040
BM | 0 | 0 | 0 | 62.63 | 3142.48 | 3142.48
CC | 70.47 | 2254.68 | 5217.43 | 4728.94 | 702.32 | 540.54
CSP | 0 | 0 | 0 | 0 | 0 | 0
CT | 0 | 0 | 0 | 0 | 0 | 0
Coal | 1789.73 | 1466.09 | 872.32 | 461.13 | 451.71 | 436.55
Geo | 0 | 0 | 0 | 0 | 0 | 0
H | 0 | 0 | 0 | 0 | 0 | 0
LFG | 0 | 0 | 0.1 | 0.1 | 0.1 | 0.1
Nuc | 0 | 0.01 | 0.03 | 0.07 | 0.07 | 55.28
PS | 0 | 0 | 0 | 0 | 0 | 0
PV | 0 | 0 | 0 | 0 | 0 | 0
PeakG | 0 | 0 | 0 | 0 | 0 | 0
PeakO | 0 | 0 | 0 | 0 | 0 | 0
ST | 0 | 0 | 0 | 0 | 0 | 0
STOG | 2.82 | 1.01 | 0.96 | 0.24 | 0 | 0
STWD | 0 | 0 | 0 | 0 | 0 | 0
WT | 0 | 0 | 0 | 0 | 0 | 0
IGCC | 92.36 | 90.31 | 86.2 | 4.07 | 0.35 | 0
DemandResponse | 0 | 0 | 0 | 0 | 0 | 0
IGCC-CCS | 0 | 0 | 0 | 0 | 0 | 0
WT_off | 0 | 0 | 0 | 0 | 0 | 0
PseudoUnit | 0 | 0 | 0 | 0 | 0 | 0
FixedInterchange | 0 | 0 | 0 | 0 | 0 | 0
Fuel Cost by Reporting Type: MISO_MI
ReportingType | 2015 | 2020 | 2025 | 2030 | 2035 | 2040
BM | 0 | 0 | 0 | 0 | 2096.45 | 2096.45
CC | 260.31 | 212.31 | 299.66 | 389.56 | 28.22 | 18.15
CSP | 0 | 0 | 0 | 0 | 0 | 0
CT | 0 | 0 | 0 | 0 | 0 | 0
Coal | 1276.75 | 269.36 | 148.61 | 122.41 | 122.34 | 122.25
Geo | 0 | 0 | 0 | 0 | 0 | 0
H | 0 | 0 | 0 | 0 | 0 | 0
LFG | 0 | 0 | 0.2 | 0.2 | 0.2 | 0.2
Nuc | 139.75 | 142.6 | 151.51 | 534.11 | 470.49 | 471.65
PS | 0 | 0 | 0 | 0 | 0 | 0
PV | 0 | 0 | 0 | 0 | 0 | 0
PeakG | 0.3 | 0 | 0 | 0 | 0 | 0
PeakO | 0 | 0 | 0 | 0 | 0 | 0
ST | 0 | 0 | 0 | 0 | 0 | 0
STOG | 27.87 | 2.86 | 2.71 | 0.77 | 0 | 0
STWD | 87.42 | 87.42 | 87.42 | 87.42 | 87.42 | 87.42
WT | 0 | 0 | 0 | 0 | 0 | 0
IGCC | 0 | 0 | 0 | 0 | 0 | 0
DemandResponse | 0 | 0 | 0 | 0 | 0 | 0
IGCC-CCS | 0 | 0 | 0 | 0 | 0 | 0
WT_off | 0 | 0 | 0 | 0 | 0 | 0
PseudoUnit | 0 | 0 | 0 | 0 | 0 | 0
FixedInterchange | 0 | 0 | 0 | 0 | 0 | 0
Fuel Cost by Reporting Type: MISO_MO-IL
ReportingType | 2015 | 2020 | 2025 | 2030 | 2035 | 2040
BM | 0 | 0 | 0 | 0 | 1303.5 | 1303.5
CC | 49.18 | 51.56 | 71.03 | 70.62 | 32.23 | 21.86
CSP | 0 | 0 | 0 | 0 | 0 | 0
CT | 0 | 0 | 0 | 0 | 0 | 0
Coal | 1864.62 | 707.66 | 475.23 | 130.95 | 122.33 | 118.16
Geo | 0 | 0 | 0 | 0 | 0 | 0
H | 0 | 0 | 0 | 0 | 0 | 0
LFG | 0 | 0 | 0.28 | 0.29 | 0.29 | 0.29
Nuc | 143.46 | 146.38 | 155.53 | 158.57 | 158.57 | 158.57
PS | 0 | 0 | 0 | 0 | 0 | 0
PV | 0 | 0 | 0 | 0 | 0 | 0
PeakG | 14.51 | 31.14 | 12.63 | 11.24 | 4.89 | 11.39
PeakO | 0 | 0 | 0 | 0 | 0 | 0
ST | 0 | 0 | 0 | 0 | 0 | 0
STOG | 0.53 | 0 | 0 | 0 | 0 | 0
STWD | 0 | 0 | 0 | 0 | 0 | 0
WT | 0 | 0 | 0 | 0 | 0 | 0
IGCC | 0 | 0 | 0 | 0 | 0 | 0
DemandResponse | 0 | 0 | 0 | 0 | 0 | 0
IGCC-CCS | 0 | 0 | 0 | 0 | 0 | 0
WT_off | 0 | 0 | 0 | 0 | 0 | 0
PseudoUnit | 0 | 0 | 0 | 0 | 0 | 0
FixedInterchange | 0 | 0 | 0 | 0 | 0 | 0
Fuel Cost by Reporting Type: MISO_W
ReportingType | 2015 | 2020 | 2025 | 2030 | 2035 | 2040
BM | 0 | 0 | 0 | 0 | 0 | 0
CC | 169.95 | 132.44 | 149.7 | 189.1 | 103.17 | 112.89
CSP | 0 | 0 | 0 | 0 | 0 | 0
CT | 0 | 0 | 0 | 0 | 0 | 0
Coal | 1497.21 | 482.83 | 186.29 | 93.07 | 71.7 | 68.16
Geo | 0 | 0 | 0 | 0 | 0 | 0
H | 0 | 0 | 0 | 0 | 0 | 0
LFG | 0 | 0 | 0 | 0.09 | 0.09 | 0.09
Nuc | 152.53 | 155.64 | 165.37 | 168.6 | 0.01 | 0.01
PS | 0 | 0 | 0 | 0 | 0 | 0
PV | 0 | 0 | 0 | 0 | 0 | 0
PeakG | 23.82 | 2.32 | 2.24 | 2.01 | 1.49 | 24.02
PeakO | 0 | 0 | 0 | 0 | 0 | 0
ST | 0 | 0 | 0 | 0 | 0 | 0
STOG | 0 | 0 | 0 | 0 | 0 | 0
STWD | 11.54 | 23.74 | 133.48 | 162.84 | 162.84 | 118.58
WT | 0 | 0 | 0 | 0 | 0 | 0
IGCC | 0 | 0 | 0 | 0 | 0 | 0
DemandResponse | 0 | 0 | 0 | 0 | 0 | 0
IGCC-CCS | 0 | 0 | 0 | 0 | 0 | 0
WT_off | 0 | 0 | 0 | 0 | 0 | 0
PseudoUnit | 0 | 0 | 0 | 0 | 0 | 0
FixedInterchange | 0 | 0 | 0 | 0 | 0 | 0
Fuel Cost by Reporting Type: MISO_WUMS
ReportingType | 2015 | 2020 | 2025 | 2030 | 2035 | 2040
BM | 0 | 0 | 0 | 105.02 | 1636.97 | 1636.97
CC | 315.18 | 1349.89 | 2658.66 | 2399.84 | 972.16 | 465.11
CSP | 0 | 0 | 0 | 0 | 0 | 0
CT | 0 | 0 | 0 | 0 | 0 | 0
Coal | 874.72 | 689.69 | 146.59 | 94.47 | 96.05 | 81.11
Geo | 0 | 0 | 0 | 0 | 0 | 0
H | 0 | 0 | 0 | 0 | 0 | 0
LFG | 0 | 0 | 0.29 | 0.29 | 0.29 | 0.29
Nuc | 120.89 | 123.35 | 131.06 | 133.62 | 0.01 | 211.97
PS | 0 | 0 | 0 | 0 | 0 | 0
PV | 0 | 0 | 0 | 0 | 0 | 0
PeakG | 0 | 0 | 0 | 0 | 0 | 0
PeakO | 0 | 0 | 0 | 0 | 0 | 0
ST | 0 | 0 | 0 | 0 | 0 | 0
STOG | 0 | 0 | 0 | 0 | 0 | 0
STWD | 32.43 | 14.52 | 32.43 | 63.34 | 63.34 | 49.37
WT | 0 | 0 | 0 | 0 | 0 | 0
IGCC | 0 | 0 | 0 | 0 | 0 | 0
DemandResponse | 0 | 0 | 0 | 0 | 0 | 0
IGCC-CCS | 0 | 0 | 0 | 0 | 0 | 0
WT_off | 0 | 0 | 0 | 0 | 0 | 0
PseudoUnit | 0 | 0 | 0 | 0 | 0 | 0
FixedInterchange | 0 | 0 | 0 | 0 | 0 | 0
Fuel Cost by Reporting Type: Nebraska
ReportingType | 2015 | 2020 | 2025 | 2030 | 2035 | 2040
BM | 0 | 0 | 0 | 0 | 1132.87 | 1034.8
CC | 15.31 | 63.61 | 141.56 | 106.18 | 42.76 | 46.63
CSP | 0 | 0 | 0 | 0 | 0 | 0
CT | 0 | 0 | 0 | 0 | 0 | 0
Coal | 503.31 | 209.5 | 144.81 | 58.38 | 53.78 | 50.62
Geo | 0 | 0 | 0 | 0 | 0 | 0
H | 0 | 0 | 0 | 0 | 0 | 0
LFG | 0 | 0 | 0 | 0.09 | 0.09 | 0.09
Nuc | 83.67 | 85.37 | 90.71 | 92.48 | 0.01 | 0.01
PS | 0 | 0 | 0 | 0 | 0 | 0
PV | 0 | 0 | 0 | 0 | 0 | 0
PeakG | 0.24 | 0 | 0 | 0 | 0 | 0
PeakO | 0 | 0 | 0 | 0 | 0 | 0
ST | 0 | 0 | 0 | 0 | 0 | 0
STOG | 0 | 0 | 0 | 0 | 0 | 0
STWD | 0 | 0 | 0 | 0 | 0 | 0
WT | 0 | 0 | 0 | 0 | 0 | 0
IGCC | 0 | 0 | 0 | 0 | 0 | 0
DemandResponse | 0 | 0 | 0 | 0 | 0 | 0
IGCC-CCS | 0 | 0 | 0 | 0 | 0 | 0
WT_off | 0 | 0 | 0 | 0 | 0 | 0
PseudoUnit | 0 | 0 | 0 | 0 | 0 | 0
FixedInterchange | 0 | 0 | 0 | 0 | 0 | 0
Fuel Cost by Reporting Type: NEISO
ReportingType | 2015 | 2020 | 2025 | 2030 | 2035 | 2040
BM | 128.98 | 128.98 | 128.98 | 128.98 | 58.49 | 58.49
CC | 1298.32 | 1041.13 | 671.54 | 352.56 | 236.49 | 176.33
CSP | 0 | 0 | 0 | 0 | 0 | 0
CT | 0.03 | 0 | 0 | 0 | 0 | 0
Coal | 448.16 | 96.33 | 0 | 0 | 0 | 0
Geo | 0 | 0 | 0 | 0 | 0 | 0
H | 0 | 0 | 0 | 0 | 0 | 0
LFG | 0.06 | 0.06 | 0.06 | 0.15 | 0.15 | 0.15
Nuc | 293.25 | 299.23 | 317.93 | 324.14 | 234.19 | 173
PS | 0 | 0 | 0 | 0 | 0 | 0
PV | 0 | 0 | 0 | 0 | 0 | 0
PeakG | 2.53 | 2.15 | 2.12 | 0 | 0.49 | 0.54
PeakO | 0 | 0 | 0 | 0 | 0 | 0
ST | 0 | 0 | 0 | 0 | 0 | 0
STOG | 0 | 0 | 0 | 0 | 0 | 0
STWD | 338.09 | 107.61 | 142.41 | 246.99 | 159.44 | 159.44
WT | 0 | 0 | 0 | 0 | 0 | 0
IGCC | 0 | 0 | 0 | 0 | 0 | 0
DemandResponse | 0 | 0 | 0 | 0 | 0 | 0
IGCC-CCS | 0 | 0 | 0 | 0 | 0 | 0
WT_off | 0 | 0 | 0 | 0 | 0 | 0
PseudoUnit | 0 | 0 | 0 | 0 | 0 | 0
FixedInterchange | 0 | 0 | 0 | 0 | 0 | 0
Fuel Cost by Reporting Type: NonRTO_Midwest
ReportingType | 2015 | 2020 | 2025 | 2030 | 2035 | 2040
BM | 0 | 0 | 0 | 2398.03 | 3142.48 | 3142.48
CC | 78.48 | 212.53 | 407.56 | 365.45 | 38.7 | 21.56
CSP | 0 | 0 | 0 | 0 | 0 | 0
CT | 0 | 0 | 0 | 0 | 0 | 0
Coal | 1415.05 | 1300.01 | 1055.82 | 232.42 | 232.21 | 210.64
Geo | 0 | 0 | 0 | 0 | 0 | 0
H | 0 | 0 | 0 | 0 | 0 | 0
LFG | 0 | 0 | 0.2 | 0.2 | 0.2 | 0.2
Nuc | 0.01 | 0.01 | 0.07 | 0.81 | 0.81 | 70
PS | 0 | 0 | 0 | 0 | 0 | 0
PV | 0 | 0 | 0 | 0 | 0 | 0
PeakG | 15.37 | 5.71 | 26.67 | 13.19 | 0 | 0.35
PeakO | 0 | 0 | 0 | 0 | 0 | 0
ST | 0 | 0 | 0 | 0 | 0 | 0
STOG | 0 | 0 | 0 | 0 | 0 | 0
STWD | 0 | 0 | 0 | 0 | 0 | 0
WT | 0 | 0 | 0 | 0 | 0 | 0
IGCC | 0 | 0 | 0 | 0 | 0 | 0
DemandResponse | 0 | 0 | 0 | 0 | 0 | 0
IGCC-CCS | 0 | 0 | 0 | 0 | 0 | 0
WT_off | 0 | 0 | 0 | 0 | 0 | 0
PseudoUnit | 0 | 0 | 0 | 0 | 0 | 0
FixedInterchange | 0 | 0 | 0 | 0 | 0 | 0
Fuel Cost by Reporting Type: NYISO_A-F
ReportingType | 2015 | 2020 | 2025 | 2030 | 2035 | 2040
BM | 0 | 0 | 0 | 0 | 0 | 0
CC | 270.51 | 303.54 | 137.43 | 97.28 | 35.53 | 7.25
CSP | 0 | 0 | 0 | 0 | 0 | 0
CT | 0 | 0 | 0 | 0 | 0 | 0
Coal | 218.91 | 118.91 | 0 | 0 | 0 | 0
Geo | 0 | 0 | 0 | 0 | 0 | 0
H | 0 | 0 | 0 | 0 | 0 | 0
LFG | 0.01 | 0.01 | 0.01 | 0.09 | 0.09 | 0.09
Nuc | 217.02 | 221.45 | 235.29 | 195.6 | 154.22 | 93.47
PS | 0 | 0 | 0 | 0 | 0 | 0
PV | 0 | 0 | 0 | 0 | 0 | 0
PeakG | 0.17 | 0 | 0 | 0 | 0 | 0
PeakO | 0 | 0 | 0 | 0 | 0 | 0
ST | 0 | 0 | 0 | 0 | 0 | 0
STOG | 0 | 0 | 0 | 0 | 0 | 0
STWD | 1.33 | 3.48 | 7.01 | 23.18 | 23.18 | 24.45
WT | 0 | 0 | 0 | 0 | 0 | 0
IGCC | 0 | 0 | 0 | 0 | 0 | 0
DemandResponse | 0 | 0 | 0 | 0 | 0 | 0
IGCC-CCS | 0 | 0 | 0 | 0 | 0 | 0
WT_off | 0 | 0 | 0 | 0 | 0 | 0
PseudoUnit | 0 | 0 | 0 | 0 | 0 | 0
FixedInterchange | 0 | 0 | 0 | 0 | 0 | 0
Fuel Cost by Reporting Type: NYISO_G-I
ReportingType | 2015 | 2020 | 2025 | 2030 | 2035 | 2040
BM | 0 | 0 | 0 | 0 | 372.74 | 321.7
CC | 82.87 | 91.28 | 51.93 | 66.58 | 38.2 | 24.04
CSP | 0 | 0 | 0 | 0 | 0 | 0
CT | 0 | 0 | 0 | 0 | 0 | 0
Coal | 55.71 | 0 | 0 | 0 | 0 | 0
Geo | 0 | 0 | 0 | 0 | 0 | 0
H | 0 | 0 | 0 | 0 | 0 | 0
LFG | 0 | 0 | 0 | 0.09 | 0.09 | 0.09
Nuc | 130.64 | 133.3 | 141.63 | 144.4 | 72.41 | 161.38
PS | 0 | 0 | 0 | 0 | 0 | 0
PV | 0 | 0 | 0 | 0 | 0 | 0
PeakG | 0 | 0 | 0 | 0 | 0 | 0
PeakO | 0 | 0 | 0 | 0 | 0 | 0
ST | 0 | 0 | 0 | 0 | 0 | 0
STOG | 0 | 0 | 0 | 0 | 0 | 0
STWD | 0 | 0 | 0 | 0 | 0 | 0
WT | 0 | 0 | 0 | 0 | 0 | 0
IGCC | 0 | 0 | 0 | 0 | 0 | 0
DemandResponse | 0 | 0 | 0 | 0 | 0 | 0
IGCC-CCS | 0 | 0 | 0 | 0 | 0 | 0
WT_off | 0 | 0 | 0 | 0 | 0 | 0
PseudoUnit | 0 | 0 | 0 | 0 | 0 | 0
FixedInterchange | 0 | 0 | 0 | 0 | 0 | 0
Fuel Cost by Reporting Type: NYISO_J-K
ReportingType | 2015 | 2020 | 2025 | 2030 | 2035 | 2040
BM | 0 | 0 | 0 | 0 | 0 | 0
CC | 839.61 | 882.57 | 788.8 | 692.93 | 532.28 | 456
CSP | 0 | 0 | 0 | 0 | 0 | 0
CT | 0 | 0 | 0 | 0 | 0 | 0
Coal | 0 | 0 | 0 | 0 | 0 | 0
Geo | 0 | 0 | 0 | 0 | 0 | 0
H | 0 | 0 | 0 | 0 | 0 | 0
LFG | 0 | 0 | 0 | 0.09 | 0.09 | 0.09
Nuc | 0.01 | 0.02 | 0.02 | 0.07 | 0.07 | 0.05
PS | 0 | 0 | 0 | 0 | 0 | 0
PV | 0 | 0 | 0 | 0 | 0 | 0
PeakG | 6.12 | 7.68 | 8.57 | 30.22 | 16.39 | 18.56
PeakO | 0 | 0 | 0 | 0 | 0 | 0
ST | 0 | 0 | 0 | 0 | 0 | 0
STOG | 31.05 | 45.45 | 54.36 | 26.16 | 20.52 | 14.96
STWD | 0 | 0 | 0 | 0 | 0 | 0
WT | 0 | 0 | 0 | 0 | 0 | 0
IGCC | 0 | 0 | 0 | 0 | 0 | 0
DemandResponse | 0 | 0 | 0 | 0 | 0 | 0
IGCC-CCS | 0 | 0 | 0 | 0 | 0 | 0
WT_off | 0 | 0 | 0 | 0 | 0 | 0
PseudoUnit | 0 | 0 | 0 | 0 | 0 | 0
FixedInterchange | 0 | 0 | 0 | 0 | 0 | 0
Fuel Cost by Reporting Type: PJM_E
ReportingType | 2015 | 2020 | 2025 | 2030 | 2035 | 2040
BM | 4.31 | 15.34 | 15.34 | 15.34 | 15.34 | 15.34
CC | 1019.21 | 1615.9 | 2510.65 | 2928.93 | 937.26 | 549.18
CSP | 0 | 0 | 0 | 0 | 0 | 0
CT | 0.02 | 0.27 | 0.5 | 0.43 | 0.22 | 0
Coal | 77.13 | 97.07 | 9.86 | 24.25 | 36.38 | 21.68
Geo | 0 | 0 | 0 | 0 | 0 | 0
H | 0 | 0 | 0 | 0 | 0 | 0
LFG | 0.01 | 0.18 | 0.18 | 0.18 | 0.18 | 0.18
Nuc | 563.79 | 533.75 | 567.11 | 578.18 | 415.32 | 329.35
PS | 0 | 0 | 0 | 0 | 0 | 0
PV | 0 | 0 | 0 | 0 | 0 | 0
PeakG | 23.92 | 25.83 | 46.89 | 40.91 | 20.76 | 21.05
PeakO | 0 | 0 | 0 | 0 | 0 | 0
ST | 0 | 0 | 0 | 0 | 0 | 0
STOG | 0 | 0 | 0 | 0 | 0 | 0
STWD | 0 | 0 | 0 | 0 | 0 | 0
WT | 0 | 0 | 0 | 0 | 0 | 0
IGCC | 0 | 0 | 0 | 0 | 0 | 0
DemandResponse | 0 | 0 | 0 | 0 | 0 | 0
IGCC-CCS | 0 | 0 | 0 | 0 | 0 | 0
WT_off | 0 | 0 | 0 | 0 | 0 | 0
PseudoUnit | 0 | 0 | 0 | 0 | 0 | 0
FixedInterchange | 0 | 0 | 0 | 0 | 0 | 0
Fuel Cost by Reporting Type: PJM_ROM
ReportingType | 2015 | 2020 | 2025 | 2030 | 2035 | 2040
BM | 2.58 | 9.21 | 9.21 | 9.21 | 1205.84 | 1205.84
CC | 502.88 | 748.64 | 1186.26 | 1293.56 | 410.74 | 55.22
CSP | 0 | 0 | 0 | 0 | 0 | 0
CT | 0.01 | 0.17 | 0.31 | 0.27 | 0 | 0
Coal | 1790.82 | 1686.57 | 361.66 | 267 | 263.07 | 245.24
Geo | 0 | 0 | 0 | 0 | 0 | 0
H | 0 | 0 | 0 | 0 | 0 | 0
LFG | 0.02 | 0.36 | 0.36 | 0.36 | 0.36 | 0.36
Nuc | 337.6 | 344.49 | 366.02 | 373.17 | 244.83 | 721.77
PS | 0 | 0 | 0 | 0 | 0 | 0
PV | 0 | 0 | 0 | 0 | 0 | 0
PeakG | 0 | 1.5 | 1.43 | 1.25 | 4.22 | 7.71
PeakO | 0 | 0 | 0 | 0 | 0 | 0
ST | 0 | 0 | 0 | 0 | 0 | 0
STOG | 0 | 0 | 0 | 0 | 0 | 0
STWD | 6.24 | 35.1 | 35.1 | 35.1 | 35.1 | 35.1
WT | 0 | 0 | 0 | 0 | 0 | 0
IGCC | 0 | 0 | 0 | 0 | 0 | 0
DemandResponse | 0 | 0 | 0 | 0 | 0 | 0
IGCC-CCS | 0 | 0 | 0 | 0 | 0 | 0
WT_off | 0 | 0 | 0 | 0 | 0 | 0
PseudoUnit | 0 | 0 | 0 | 0 | 0 | 0
FixedInterchange | 0 | 0 | 0 | 0 | 0 | 0
Fuel Cost by Reporting Type: PJM_ROR
ReportingType | 2015 | 2020 | 2025 | 2030 | 2035 | 2040
BM | 55.28 | 196.9 | 196.9 | 196.9 | 5398.8 | 5398.8
CC | 1458.96 | 2586.57 | 3329.46 | 3306.39 | 596.26 | 322.95
CSP | 0 | 0 | 0 | 0 | 0 | 0
CT | 0.27 | 0.3 | 0.55 | 0.49 | 0 | 0
Coal | 7855.39 | 5450.69 | 3188.12 | 1626.59 | 1605.27 | 1596.86
Geo | 0 | 0 | 0 | 0 | 0 | 0
H | 0 | 0 | 0 | 0 | 0 | 0
LFG | 0.07 | 0.73 | 0.73 | 0.73 | 0.73 | 0.73
Nuc | 1319.64 | 1346.55 | 1430.71 | 1801.16 | 1909.08 | 1921.14
PS | 0 | 0 | 0 | 0 | 0 | 0
PV | 0 | 0 | 0 | 0 | 0 | 0
PeakG | 44.94 | 117.3 | 154.25 | 123.38 | 31.61 | 37.93
PeakO | 0 | 0 | 0 | 0 | 0 | 0
ST | 0 | 0 | 0 | 0 | 0 | 0
STOG | 0 | 0 | 0 | 0 | 0 | 0
STWD | 7.14 | 103.87 | 103.87 | 103.87 | 103.87 | 103.87
WT | 0 | 0 | 0 | 0 | 0 | 0
IGCC | 0 | 0 | 0 | 0 | 0 | 0
DemandResponse | 0 | 0 | 0 | 0 | 0 | 0
IGCC-CCS | 0 | 0 | 0 | 0 | 0 | 0
WT_off | 0 | 0 | 0 | 0 | 0 | 0
PseudoUnit | 0 | 0 | 0 | 0 | 0 | 0
FixedInterchange | 0 | 0 | 0 | 0 | 0 | 0
Fuel Cost by Reporting Type: SOCO
ReportingType | 2015 | 2020 | 2025 | 2030 | 2035 | 2040
BM | 19.57 | 28.13 | 28.13 | 1677.03 | 3352.53 | 3352.53
CC | 3361.05 | 5975.75 | 6734.12 | 5960.85 | 856.48 | 232.69
CSP | 0 | 0 | 0 | 0 | 0 | 0
CT | 0 | 0 | 0 | 0 | 0 | 0
Coal | 4089.8 | 3103.21 | 1536.08 | 788.93 | 787.75 | 682.38
Geo | 0 | 0 | 0 | 0 | 0 | 0
H | 0 | 0 | 0 | 0 | 0 | 0
LFG | 0 | 0 | 0.14 | 0.14 | 0.14 | 0.14
Nuc | 396.64 | 551.11 | 849.71 | 866.31 | 1534.02 | 1752.94
PS | 0 | 0 | 0 | 0 | 0 | 0
PV | 0 | 0 | 0 | 0 | 0 | 0
PeakG | 1.28 | 5.14 | 58.57 | 17.64 | 4.46 | 6.65
PeakO | 0 | 0 | 0 | 0 | 0 | 0
ST | 0 | 0 | 0 | 0 | 0 | 0
STOG | 0 | 0 | 0 | 0 | 0 | 0
STWD | 10.59 | 268.28 | 392.54 | 392.54 | 392.54 | 282.97
WT | 0 | 0 | 0 | 0 | 0 | 0
IGCC | 0 | 0 | 0 | 0 | 0 | 0
DemandResponse | 0 | 0 | 0 | 0 | 0 | 0
IGCC-CCS | 0 | 0 | 0 | 0 | 0 | 0
WT_off | 0 | 0 | 0 | 0 | 0 | 0
PseudoUnit | 0 | 0 | 0 | 0 | 0 | 0
FixedInterchange | 0 | 0 | 0 | 0 | 0 | 0
Fuel Cost by Reporting Type: SPP_N
ReportingType | 2015 | 2020 | 2025 | 2030 | 2035 | 2040
BM | 0 | 0 | 0 | 764.57 | 3222.64 | 2924.5
CC | 94.42 | 590.16 | 1235.19 | 1188.82 | 353.66 | 344.44
CSP | 0 | 0 | 0 | 0 | 0 | 0
CT | 0 | 0 | 0 | 0 | 0 | 0
Coal | 1181.5 | 689.95 | 330.74 | 131.49 | 120.82 | 99.49
Geo | 0 | 0 | 0 | 0 | 0 | 0
H | 0 | 0 | 0 | 0 | 0 | 0
LFG | 0 | 0 | 0 | 0.12 | 0.12 | 0.12
Nuc | 74.76 | 76.29 | 81.06 | 82.64 | 82.64 | 82.64
PS | 0 | 0 | 0 | 0 | 0 | 0
PV | 0 | 0 | 0 | 0 | 0 | 0
PeakG | 5.35 | 0 | 0 | 0 | 0 | 0
PeakO | 0 | 0 | 0 | 0 | 0 | 0
ST | 0 | 0 | 0 | 0 | 0 | 0
STOG | 6.21 | 0 | 4.65 | 0.1 | 0 | 0.09
STWD | 0 | 0 | 0 | 0 | 0 | 0
WT | 0 | 0 | 0 | 0 | 0 | 0
IGCC | 0 | 0 | 0 | 0 | 0 | 0
DemandResponse | 0 | 0 | 0 | 0 | 0 | 0
IGCC-CCS | 0 | 0 | 0 | 0 | 0 | 0
WT_off | 0 | 0 | 0 | 0 | 0 | 0
PseudoUnit | 0 | 0 | 0 | 0 | 0 | 0
FixedInterchange | 0 | 0 | 0 | 0 | 0 | 0
Fuel Cost by Reporting Type: SPP_S
ReportingType | 2015 | 2020 | 2025 | 2030 | 2035 | 2040
BM | 0 | 0 | 0 | 0 | 2249.35 | 1897.87
CC | 1412 | 774.94 | 2306.3 | 2747.04 | 864.5 | 862.31
CSP | 0 | 0 | 0 | 0 | 0 | 0
CT | 0 | 0 | 0 | 0 | 0 | 0
Coal | 2248.72 | 857.74 | 240.39 | 17.05 | 0 | 0
Geo | 0 | 0 | 0 | 0 | 0 | 0
H | 0 | 0 | 0 | 0 | 0 | 0
LFG | 0 | 0 | 0 | 0.12 | 0.12 | 0.12
Nuc | 0 | 0.01 | 0.02 | 0.07 | 0.05 | 35.32
PS | 0 | 0 | 0 | 0 | 0 | 0
PV | 0 | 0 | 0 | 0 | 0 | 0
PeakG | 0 | 0 | 0 | 0 | 0 | 0
PeakO | 0 | 0 | 0 | 0 | 0 | 0
ST | 0 | 0 | 0 | 0 | 0 | 0
STOG | 48.49 | 15.21 | 50.1 | 57.2 | 18.77 | 16.88
STWD | 30.77 | 2.73 | 22.41 | 50.06 | 38.89 | 25.12
WT | 0 | 0 | 0 | 0 | 0 | 0
IGCC | 0 | 0 | 0 | 0 | 0 | 0
DemandResponse | 0 | 0 | 0 | 0 | 0 | 0
IGCC-CCS | 0 | 0 | 0 | 0 | 0 | 0
WT_off | 0 | 0 | 0 | 0 | 0 | 0
PseudoUnit | 0 | 0 | 0 | 0 | 0 | 0
FixedInterchange | 0 | 0 | 0 | 0 | 0 | 0
Fuel Cost by Reporting Type: TVA
ReportingType | 2015 | 2020 | 2025 | 2030 | 2035 | 2040
BM | 0 | 0 | 0 | 1838.03 | 3781.64 | 3781.64
CC | 583.57 | 2249.45 | 2919.35 | 2827.36 | 270.03 | 122.84
CSP | 0 | 0 | 0 | 0 | 0 | 0
CT | 0 | 0 | 0 | 0 | 0 | 0
Coal | 1646.44 | 1155.19 | 690.95 | 80.69 | 80.48 | 80.03
Geo | 0 | 0 | 0 | 0 | 0 | 0
H | 0 | 0 | 0 | 0 | 0 | 0
LFG | 0 | 0 | 0.14 | 0.14 | 0.14 | 0.14
Nuc | 542.87 | 553.94 | 588.56 | 600.05 | 833.89 | 805.75
PS | 0 | 0 | 0 | 0 | 0 | 0
PV | 0 | 0 | 0 | 0 | 0 | 0
PeakG | 0 | 0 | 0 | 0 | 0 | 0
PeakO | 0 | 0 | 0 | 0 | 0 | 0
ST | 0 | 0 | 0 | 0 | 0 | 0
STOG | 0 | 0 | 0 | 0 | 0 | 0
STWD | 0.19 | 1.41 | 2.75 | 2.75 | 2.75 | 2.75
WT | 0 | 0 | 0 | 0 | 0 | 0
IGCC | 0 | 0 | 0 | 0 | 0 | 0
DemandResponse | 0 | 0 | 0 | 0 | 0 | 0
IGCC-CCS | 0 | 0 | 0 | 0 | 0 | 0
WT_off | 0 | 0 | 0 | 0 | 0 | 0
PseudoUnit | 0 | 0 | 0 | 0 | 0 | 0
FixedInterchange | 0 | 0 | 0 | 0 | 0 | 0
Fuel Cost by Reporting Type: TVA_Transmission
ReportingType | 2015 | 2020 | 2025 | 2030 | 2035 | 2040
BM | 0 | 0 | 0 | 0 | 0 | 0
CC | 0 | 0 | 0 | 0 | 0 | 0
CSP | 0 | 0 | 0 | 0 | 0 | 0
CT | 0 | 0 | 0 | 0 | 0 | 0
Coal | 0 | 0 | 0 | 0 | 0 | 0
Geo | 0 | 0 | 0 | 0 | 0 | 0
H | 0 | 0 | 0 | 0 | 0 | 0
LFG | 0 | 0 | 0 | 0 | 0 | 0
Nuc | 0 | 0 | 0 | 0 | 0 | 0
PS | 0 | 0 | 0 | 0 | 0 | 0
PV | 0 | 0 | 0 | 0 | 0 | 0
PeakG | 0 | 0 | 0 | 0 | 0 | 0
PeakO | 0 | 0 | 0 | 0 | 0 | 0
ST | 0 | 0 | 0 | 0 | 0 | 0
STOG | 0 | 0 | 0 | 0 | 0 | 0
STWD | 0 | 0 | 0 | 0 | 0 | 0
WT | 0 | 0 | 0 | 0 | 0 | 0
IGCC | 0 | 0 | 0 | 0 | 0 | 0
DemandResponse | 0 | 0 | 0 | 0 | 0 | 0
IGCC-CCS | 0 | 0 | 0 | 0 | 0 | 0
WT_off | 0 | 0 | 0 | 0 | 0 | 0
PseudoUnit | 0 | 0 | 0 | 0 | 0 | 0
FixedInterchange | 0 | 0 | 0 | 0 | 0 | 0
Fuel Cost by Reporting Type: VACAR
ReportingType | 2015 | 2020 | 2025 | 2030 | 2035 | 2040
BM | 0.47 | 87.52 | 362.95 | 3573 | 3573 | 3385.94
CC | 1885.16 | 3130.03 | 4554.53 | 3991.06 | 487.79 | 574.03
CSP | 0 | 0 | 0 | 0 | 0 | 0
CT | 7.45 | 8.28 | 15.25 | 0 | 0 | 0
Coal | 3720.07 | 2638.86 | 1132.73 | 187.04 | 178.2 | 140.25
Geo | 0 | 0 | 0 | 0 | 0 | 0
H | 0 | 0 | 0 | 0 | 0 | 0
LFG | 0 | 0.14 | 0.14 | 0.14 | 0.14 | 0.14
Nuc | 730.67 | 900.6 | 1082.58 | 1103.72 | 874.22 | 742.93
PS | 0 | 0 | 0 | 0 | 0 | 0
PV | 0 | 0 | 0 | 0 | 0 | 0
PeakG | 8.73 | 24.02 | 44.69 | 30.25 | 6.64 | 16.5
PeakO | 0 | 0 | 0 | 0 | 0 | 0
ST | 0 | 0 | 0 | 0 | 0 | 0
STOG | 0 | 0 | 0 | 0 | 0 | 0
STWD | 159.73 | 159.73 | 159.73 | 159.73 | 159.73 | 124.51
WT | 0 | 0 | 0 | 0 | 0 | 0
IGCC | 0 | 0 | 0 | 0 | 0 | 0
DemandResponse | 0 | 0 | 0 | 0 | 0 | 0
IGCC-CCS | 0 | 0 | 0 | 0 | 0 | 0
WT_off | 0 | 0 | 0 | 0 | 0 | 0
PseudoUnit | 0 | 0 | 0 | 0 | 0 | 0
FixedInterchange | 0 | 0 | 0 | 0 | 0 | 0
Fuel Cost by Reporting Type: IESO
ReportingType | 2015 | 2020 | 2025 | 2030 | 2035 | 2040
BM | 2.81 | 0.89 | 0.64 | 5.36 | 2.81 | 10.47
CC | 43.3 | 8.79 | 5.1 | 1.89 | 3.81 | 6.2
CSP | 0 | 0 | 0 | 0 | 0 | 0
CT | 0.28 | 0 | 0 | 0 | 0 | 0
Coal | 0 | 0 | 0 | 0 | 0 | 0
Geo | 0 | 0 | 0 | 0 | 0 | 0
H | 0 | 0 | 0 | 0 | 0 | 0
LFG | 0.02 | 0.02 | 0.02 | 0.02 | 0.02 | 0.02
Nuc | 854.23 | 863.97 | 907.41 | 944.22 | 869.51 | 757.81
PS | 0 | 0 | 0 | 0 | 0 | 0
PV | 0 | 0 | 0 | 0 | 0 | 0
PeakG | 0 | 0 | 0 | 0 | 0 | 0
PeakO | 0 | 0 | 0 | 0 | 0 | 0
ST | 0 | 0 | 0 | 0 | 0 | 0
STOG | 0 | 0 | 0 | 0 | 0 | 0
STWD | 1.82 | 0.35 | 1.33 | 39.15 | 1.54 | 60.15
WT | 0 | 0 | 0 | 0 | 0 | 0
IGCC | 0 | 0 | 0 | 0 | 0 | 0
DemandResponse | 0 | 0 | 0 | 0 | 0 | 0
IGCC-CCS | 0 | 0 | 0 | 0 | 0 | 0
WT_off | 0 | 0 | 0 | 0 | 0 | 0
PseudoUnit | 0 | 0 | 0 | 0 | 0 | 0
FixedInterchange | 0 | 0 | 0 | 0 | 0 | 0
Fuel Cost by Reporting Type: MAPP_CA
ReportingType | 2015 | 2020 | 2025 | 2030 | 2035 | 2040
BM | 0 | 0 | 0 | 0 | 0 | 0
CC | 242.37 | 43.6 | 0 | 0 | 0 | 0
CSP | 0 | 0 | 0 | 0 | 0 | 0
CT | 0 | 0 | 0 | 0 | 0 | 0
Coal | 141.24 | 18.03 | 0 | 0 | 0 | 0
Geo | 0 | 0 | 0 | 0 | 0 | 0
H | 0 | 0 | 0 | 0 | 0 | 0
LFG | 0 | 0 | 0 | 0 | 0 | 0
Nuc | 0 | 0.01 | 0 | 0.04 | 0 | 0
PS | 0 | 0 | 0 | 0 | 0 | 0
PV | 0 | 0 | 0 | 0 | 0 | 0
PeakG | 2.81 | 2.84 | 0 | 0 | 0 | 0
PeakO | 0 | 0 | 0 | 0 | 0 | 0
ST | 0 | 0 | 0 | 0 | 0 | 0
STOG | 0.07 | 0 | 0 | 0 | 0 | 0
STWD | 0 | 0 | 0 | 0 | 0 | 0
WT | 0 | 0 | 0 | 0 | 0 | 0
IGCC | 0 | 0 | 0 | 0 | 0 | 0
DemandResponse | 0 | 0 | 0 | 0 | 0 | 0
IGCC-CCS | 0 | 0 | 0 | 0 | 0 | 0
WT_off | 0 | 0 | 0 | 0 | 0 | 0
PseudoUnit | 0 | 0 | 0 | 0 | 0 | 0
FixedInterchange | 0 | 0 | 0 | 0 | 0 | 0
Fuel Cost by Reporting Type: AZ_NM_SNV_Coal
ReportingType | 2015 | 2020 | 2025 | 2030 | 2035 | 2040
BM | 0 | 0 | 0 | 0 | 0 | 0
CC | 0 | 0 | 0 | 0 | 0 | 0
CSP | 0 | 0 | 0 | 0 | 0 | 0
CT | 0 | 0 | 0 | 0 | 0 | 0
Coal | 1562.26 | 1482.66 | 1003.35 | 80.64 | 79.58 | 38.47
Geo | 0 | 0 | 0 | 0 | 0 | 0
H | 0 | 0 | 0 | 0 | 0 | 0
LFG | 0 | 0 | 0 | 0 | 0 | 0
Nuc | 0 | 0 | 0 | 0 | 0 | 0
PS | 0 | 0 | 0 | 0 | 0 | 0
PV | 0 | 0 | 0 | 0 | 0 | 0
PeakG | 0 | 0 | 0 | 0 | 0 | 0
PeakO | 0 | 0 | 0 | 0 | 0 | 0
ST | 0 | 0 | 0 | 0 | 0 | 0
STOG | 0 | 0 | 0 | 0 | 0 | 0
STWD | 0 | 0 | 0 | 0 | 0 | 0
WT | 0 | 0 | 0 | 0 | 0 | 0
IGCC | 0 | 0 | 0 | 0 | 0 | 0
DemandResponse | 0 | 0 | 0 | 0 | 0 | 0
IGCC-CCS | 0 | 0 | 0 | 0 | 0 | 0
WT_off | 0 | 0 | 0 | 0 | 0 | 0
PseudoUnit | 0 | 0 | 0 | 0 | 0 | 0
FixedInterchange | 0 | 0 | 0 | 0 | 0 | 0
Fuel Cost by Reporting Type: AZ_NM_SNV_Gas
ReportingType | 2015 | 2020 | 2025 | 2030 | 2035 | 2040
BM | 0 | 0 | 0 | 0 | 0 | 0
CC | 2632.35 | 1984 | 2069.54 | 2054.91 | 484 | 270.57
CSP | 0 | 0 | 0 | 0 | 0 | 0
CT | 0 | 0 | 0 | 0 | 0 | 0
Coal | 0 | 0 | 0 | 0 | 0 | 0
Geo | 0 | 0 | 0 | 0 | 0 | 0
H | 0 | 0 | 0 | 0 | 0 | 0
LFG | 0 | 0 | 0 | 0 | 0 | 0
Nuc | 0 | 0 | 0 | 0 | 0 | 0
PS | 0 | 0 | 0 | 0 | 0 | 0
PV | 0 | 0 | 0 | 0 | 0 | 0
PeakG | 0 | 0 | 0 | 0 | 0 | 0
PeakO | 0 | 0 | 0 | 0 | 0 | 0
ST | 0 | 0 | 0 | 0 | 0 | 0
STOG | 0 | 0 | 0 | 0 | 0 | 0
STWD | 0 | 0 | 0 | 0 | 0 | 0
WT | 0 | 0 | 0 | 0 | 0 | 0
IGCC | 0 | 0 | 0 | 0 | 0 | 0
DemandResponse | 0 | 0 | 0 | 0 | 0 | 0
IGCC-CCS | 0 | 0 | 0 | 0 | 0 | 0
WT_off | 0 | 0 | 0 | 0 | 0 | 0
PseudoUnit | 0 | 0 | 0 | 0 | 0 | 0
FixedInterchange | 0 | 0 | 0 | 0 | 0 | 0
Fuel Cost by Reporting Type: AZ_NM_SNV_NucRenew
ReportingType | 2015 | 2020 | 2025 | 2030 | 2035 | 2040
BM | 0 | 0 | 0 | 0 | 2276.16 | 1509.45
CC | 0 | 0 | 0 | 0 | 0 | 0
CSP | 0 | 0 | 0 | 0 | 0 | 0
CT | 0 | 0 | 0 | 0 | 0 | 0
Coal | 0 | 0 | 0 | 0 | 0 | 0
Geo | 0 | 0 | 0 | 0 | 0 | 0
H | 0 | 0 | 0 | 0 | 0 | 0
LFG | 0 | 0 | 0.08 | 0.08 | 0.08 | 0.08
Nuc | 254.91 | 260.1 | 276.36 | 726.7 | 897.02 | 951.28
PS | 0 | 0 | 0 | 0 | 0 | 0
PV | 0 | 0 | 0 | 0 | 0 | 0
PeakG | 0 | 0 | 0 | 0 | 0 | 0
PeakO | 0 | 0 | 0 | 0 | 0 | 0
ST | 0 | 0 | 0 | 0 | 0 | 0
STOG | 0 | 0 | 0 | 0 | 0 | 0
STWD | 11.54 | 11.54 | 11.54 | 11.54 | 11.54 | 9
WT | 0 | 0 | 0 | 0 | 0 | 0
IGCC | 0 | 0 | 0 | 0 | 0 | 0
DemandResponse | 0 | 0 | 0 | 0 | 0 | 0
IGCC-CCS | 0 | 0 | 0 | 0 | 0 | 0
WT_off | 0 | 0 | 0 | 0 | 0 | 0
PseudoUnit | 0 | 0 | 0 | 0 | 0 | 0
FixedInterchange | 0 | 0 | 0 | 0 | 0 | 0
Fuel Cost by Reporting Type: ERCOT
ReportingType | 2015 | 2020 | 2025 | 2030 | 2035 | 2040
BM | 45.51 | 74.16 | 74.16 | 74.16 | 1741.18 | 1388.31
CC | 7142.46 | 7652.68 | 10808.56 | 10785.57 | 3001.07 | 2136.98
CSP | 0 | 0 | 0 | 0 | 0 | 0
CT | 0 | 0 | 0.11 | 0.21 | 0 | 0
Coal | 3677.8 | 2050.97 | 690.38 | 291.33 | 273.71 | 233.44
Geo | 0 | 0 | 0 | 0 | 0 | 0
H | 0 | 0 | 0 | 0 | 0 | 0
LFG | 0 | 0 | 0.45 | 0.45 | 0.45 | 0.45
Nuc | 339.13 | 346.04 | 367.67 | 374.85 | 1436.74 | 1717.98
PS | 0 | 0 | 0 | 0 | 0 | 0
PV | 0 | 0 | 0 | 0 | 0 | 0
PeakG | 0 | 0 | 0 | 0.09 | 0 | 3.46
PeakO | 0 | 0 | 0 | 0 | 0 | 0
ST | 0 | 0 | 0 | 0 | 0 | 0
STOG | 35.96 | 23.68 | 75.46 | 71.67 | 0 | 0
STWD | 0 | 0 | 0 | 0 | 0 | 0
WT | 0 | 0 | 0 | 0 | 0 | 0
IGCC | 0 | 0 | 0 | 0 | 0 | 0
DemandResponse | 0 | 0 | 0 | 0 | 0 | 0
IGCC-CCS | 0 | 0 | 0 | 0 | 0 | 0
WT_off | 0 | 0 | 0 | 0 | 0 | 0
PseudoUnit | 0 | 0 | 0 | 0 | 0 | 0
FixedInterchange | 0 | 0 | 0 | 0 | 0 | 0
Fuel Cost by Reporting Type: NP15
ReportingType | 2015 | 2020 | 2025 | 2030 | 2035 | 2040
BM | 0 | 0 | 0 | 0 | 431.26 | 332.67
CC | 3896.86 | 3669.27 | 2920.96 | 2579 | 727.02 | 220.48
CSP | 0 | 0 | 0 | 0 | 0 | 0
CT | 0 | 0 | 0 | 0 | 0 | 0
Coal | 37.86 | 1.16 | 1.16 | 0 | 0 | 0
Geo | 0 | 0 | 0 | 0 | 0 | 0
H | 0 | 0 | 0 | 0 | 0 | 0
LFG | 0 | 0.23 | 0.72 | 0.72 | 0.72 | 0.72
Nuc | 150.62 | 153.69 | 163.3 | 365.99 | 597.2 | 731.69
PS | 0 | 0 | 0 | 0 | 0 | 0
PV | 0 | 0 | 0 | 0 | 0 | 0
PeakG | 0 | 0 | 0 | 0 | 0 | 0
PeakO | 0 | 0 | 0 | 0 | 0 | 0
ST | 0 | 0 | 0 | 0 | 0 | 0
STOG | 0.78 | 0 | 0 | 0 | 0 | 0
STWD | 244.45 | 244.45 | 244.45 | 244.45 | 244.45 | 190.56
WT | 0 | 0 | 0 | 0 | 0 | 0
IGCC | 0 | 0 | 0 | 0 | 0 | 0
DemandResponse | 0 | 0 | 0 | 0 | 0 | 0
IGCC-CCS | 0 | 0 | 0 | 0 | 0 | 0
WT_off | 0 | 0 | 0 | 0 | 0 | 0
PseudoUnit | 0 | 0 | 0 | 0 | 0 | 0
FixedInterchange | 0 | 0 | 0 | 0 | 0 | 0
Fuel Cost by Reporting Type: NWPP_Coal
ReportingType | 2015 | 2020 | 2025 | 2030 | 2035 | 2040
BM | 0 | 0 | 0 | 0 | 0 | 0
CC | 0 | 0 | 0 | 0 | 0 | 0
CSP | 0 | 0 | 0 | 0 | 0 | 0
CT | 0 | 0 | 0 | 0 | 0 | 0
Coal | 1566.15 | 1337.01 | 524.4 | 22.16 | 21.69 | 10.18
Geo | 0 | 0 | 0 | 0 | 0 | 0
H | 0 | 0 | 0 | 0 | 0 | 0
LFG | 0 | 0 | 0 | 0 | 0 | 0
Nuc | 0 | 0 | 0 | 0 | 0 | 0
PS | 0 | 0 | 0 | 0 | 0 | 0
PV | 0 | 0 | 0 | 0 | 0 | 0
PeakG | 0 | 0 | 0 | 0 | 0 | 0
PeakO | 0 | 0 | 0 | 0 | 0 | 0
ST | 0 | 0 | 0 | 0 | 0 | 0
STOG | 0 | 0 | 0 | 0 | 0 | 0
STWD | 0 | 0 | 0 | 0 | 0 | 0
WT | 0 | 0 | 0 | 0 | 0 | 0
IGCC | 0 | 0 | 0 | 0 | 0 | 0
DemandResponse | 0 | 0 | 0 | 0 | 0 | 0
IGCC-CCS | 0 | 0 | 0 | 0 | 0 | 0
WT_off | 0 | 0 | 0 | 0 | 0 | 0
PseudoUnit | 0 | 0 | 0 | 0 | 0 | 0
FixedInterchange | 0 | 0 | 0 | 0 | 0 | 0
Fuel Cost by Reporting Type: NWPP_Gas
ReportingType | 2015 | 2020 | 2025 | 2030 | 2035 | 2040
BM | 0 | 0 | 0 | 0 | 0 | 0
CC | 121.93 | 139.68 | 135.58 | 123.67 | 55.44 | 0
CSP | 0 | 0 | 0 | 0 | 0 | 0
CT | 0 | 0 | 0 | 0 | 0 | 0
Coal | 0 | 0 | 0 | 0 | 0 | 0
Geo | 0 | 0 | 0 | 0 | 0 | 0
H | 0 | 0 | 0 | 0 | 0 | 0
LFG | 0 | 0 | 0 | 0 | 0 | 0
Nuc | 0 | 0 | 0 | 0 | 0 | 0
PS | 0 | 0 | 0 | 0 | 0 | 0
PV | 0 | 0 | 0 | 0 | 0 | 0
PeakG | 0 | 0 | 0 | 0 | 0 | 0
PeakO | 0 | 0 | 0 | 0 | 0 | 0
ST | 0 | 0 | 0 | 0 | 0 | 0
STOG | 0 | 0 | 0 | 0 | 0 | 0
STWD | 0 | 0 | 0 | 0 | 0 | 0
WT | 0 | 0 | 0 | 0 | 0 | 0
IGCC | 0 | 0 | 0 | 0 | 0 | 0
DemandResponse | 0 | 0 | 0 | 0 | 0 | 0
IGCC-CCS | 0 | 0 | 0 | 0 | 0 | 0
WT_off | 0 | 0 | 0 | 0 | 0 | 0
PseudoUnit | 0 | 0 | 0 | 0 | 0 | 0
FixedInterchange | 0 | 0 | 0 | 0 | 0 | 0
Fuel Cost by Reporting Type: NWPP_NucRenew
ReportingType | 2015 | 2020 | 2025 | 2030 | 2035 | 2040
BM | 16.65 | 16.65 | 16.65 | 16.65 | 1391.74 | 1291.3
CC | 0 | 0 | 0 | 0 | 0 | 0
CSP | 0 | 0 | 0 | 0 | 0 | 0
CT | 0 | 0 | 0 | 0 | 0 | 0
Coal | 0 | 0 | 0 | 0 | 0 | 0
Geo | 0 | 0 | 0 | 0 | 0 | 0
H | 0 | 0 | 0 | 0 | 0 | 0
LFG | 0.03 | 0.03 | 0.34 | 0.34 | 0.34 | 0.34
Nuc | 71.13 | 72.58 | 77.12 | 289.41 | 289.41 | 420.84
PS | 0 | 0 | 0 | 0 | 0 | 0
PV | 0 | 0 | 0 | 0 | 0 | 0
PeakG | 0 | 0 | 0 | 0 | 0 | 0
PeakO | 0 | 0 | 0 | 0 | 0 | 0
ST | 0 | 0 | 0 | 0 | 0 | 0
STOG | 0 | 0 | 0 | 0 | 0 | 0
STWD | 1.36 | 301.46 | 301.46 | 301.46 | 301.46 | 142.16
WT | 0 | 0 | 0 | 0 | 0 | 0
IGCC | 0 | 0 | 0 | 0 | 0 | 0
DemandResponse | 0 | 0 | 0 | 0 | 0 | 0
IGCC-CCS | 0 | 0 | 0 | 0 | 0 | 0
WT_off | 0 | 0 | 0 | 0 | 0 | 0
PseudoUnit | 0 | 0 | 0 | 0 | 0 | 0
FixedInterchange | 0 | 0 | 0 | 0 | 0 | 0
Fuel Cost by Reporting Type: RMPA
ReportingType | 2015 | 2020 | 2025 | 2030 | 2035 | 2040
BM | 0 | 0 | 0 | 1705.86 | 1905.97 | 1681.93
CC | 184.15 | 119.51 | 159.63 | 194.32 | 49.6 | 21.8
CSP | 0 | 0 | 0 | 0 | 0 | 0
CT | 0 | 0 | 0 | 0 | 0 | 0
Coal | 787.49 | 622.51 | 291.08 | 74.23 | 73.47 | 35.94
Geo | 0 | 0 | 0 | 0 | 0 | 0
H | 0 | 0 | 0 | 0 | 0 | 0
LFG | 0 | 0 | 0 | 0.04 | 0.04 | 0.04
Nuc | 0.01 | 0.02 | 0.05 | 0.07 | 0.05 | 52.65
PS | 0 | 0 | 0 | 0 | 0 | 0
PV | 0 | 0 | 0 | 0 | 0 | 0
PeakG | 0 | 0 | 0.08 | 0 | 0.15 | 0.05
PeakO | 0 | 0 | 0 | 0 | 0 | 0
ST | 0 | 0 | 0 | 0 | 0 | 0
STOG | 0 | 0 | 0 | 0 | 0 | 0
STWD | 0 | 0 | 0 | 0 | 0 | 0
WT | 0 | 0 | 0 | 0 | 0 | 0
IGCC | 0 | 0 | 0 | 0 | 0 | 0
DemandResponse | 0 | 0 | 0 | 0 | 0 | 0
IGCC-CCS | 0 | 0 | 0 | 0 | 0 | 0
WT_off | 0 | 0 | 0 | 0 | 0 | 0
PseudoUnit | 0 | 0 | 0 | 0 | 0 | 0
FixedInterchange | 0 | 0 | 0 | 0 | 0 | 0
Fuel Cost by Reporting Type: SP15
ReportingType | 2015 | 2020 | 2025 | 2030 | 2035 | 2040
BM | 3.07 | 3.07 | 3.07 | 296.08 | 345 | 266.14
CC | 4739.42 | 4182.67 | 3206.2 | 3523.8 | 1582.45 | 1076.09
CSP | 0 | 0 | 0 | 0 | 0 | 0
CT | 0 | 0 | 0 | 0 | 0 | 0
Coal | 22.99 | 3.9 | 3.9 | 0.05 | 0 | 0
Geo | 0 | 0 | 0 | 0 | 0 | 0
H | 0 | 0 | 0 | 0 | 0 | 0
LFG | 0.01 | 0.72 | 0.72 | 0.72 | 0.72 | 0.72
Nuc | 139.02 | 141.86 | 150.73 | 154.86 | 154.86 | 496.95
PS | 0 | 0 | 0 | 0 | 0 | 0
PV | 0 | 0 | 0 | 0 | 0 | 0
PeakG | 0 | 0 | 0 | 0 | 0 | 0
PeakO | 0 | 0 | 0 | 0 | 0 | 0
ST | 0 | 0 | 0 | 0 | 0 | 0
STOG | 28.22 | 3.95 | 2.97 | 5.18 | 6.85 | 1.49
STWD | 62.63 | 62.63 | 62.63 | 62.63 | 62.63 | 48.82
WT | 0 | 0 | 0 | 0 | 0 | 0
IGCC | 0 | 0 | 0 | 0 | 0 | 0
DemandResponse | 0 | 0 | 0 | 0 | 0 | 0
IGCC-CCS | 0 | 0 | 0 | 0 | 0 | 0
WT_off | 0 | 0 | 0 | 0 | 0 | 0
PseudoUnit | 0 | 0 | 0 | 0 | 0 | 0
FixedInterchange | 0 | 0 | 0 | 0 | 0 | 0
Fuel Cost by Reporting Type: ALB
ReportingType | 2015 | 2020 | 2025 | 2030 | 2035 | 2040
BM | 0 | 0 | 0 | 0 | 0 | 0
CC | 778.49 | 985.46 | 1081.82 | 84.73 | 0.18 | 0.58
CSP | 0 | 0 | 0 | 0 | 0 | 0
CT | 0 | 0 | 0 | 0 | 0 | 0
Coal | 312.91 | 217.7 | 217.7 | 9.4 | 0 | 0.01
Geo | 0 | 0 | 0 | 0 | 0 | 0
H | 0 | 0 | 0 | 0 | 0 | 0
LFG | 0 | 0 | 0 | 0 | 0 | 0
Nuc | 0 | 0.06 | 0.07 | 600.15 | 627.11 | 647.51
PS | 0 | 0 | 0 | 0 | 0 | 0
PV | 0 | 0 | 0 | 0 | 0 | 0
PeakG | 0 | 0 | 0 | 0 | 0 | 0
PeakO | 0 | 0 | 0 | 0 | 0 | 0
ST | 0 | 0 | 0 | 0 | 0 | 0
STOG | 0 | 0 | 0 | 0 | 0 | 0
STWD | 49.89 | 85 | 85 | 85 | 85 | 85
WT | 0 | 0 | 0 | 0 | 0 | 0
IGCC | 0 | 0 | 0 | 0 | 0 | 0
DemandResponse | 0 | 0 | 0 | 0 | 0 | 0
IGCC-CCS | 0 | 0 | 0 | 0 | 0 | 0
WT_off | 0 | 0 | 0 | 0 | 0 | 0
PseudoUnit | 0 | 0 | 0 | 0 | 0 | 0
FixedInterchange | 0 | 0 | 0 | 0 | 0 | 0
Fuel Cost by Reporting Type: BC
ReportingType | 2015 | 2020 | 2025 | 2030 | 2035 | 2040
BM | 0 | 0 | 0 | 0 | 0 | 0
CC | 208.41 | 245.45 | 267.17 | 177.36 | 0 | 0
CSP | 0 | 0 | 0 | 0 | 0 | 0
CT | 0 | 0 | 0 | 0 | 0 | 0
Coal | 0 | 0 | 0 | 0 | 0 | 0
Geo | 0 | 0 | 0 | 0 | 0 | 0
H | 0 | 0 | 0 | 0 | 0 | 0
LFG | 0 | 0 | 0 | 0 | 0 | 0
Nuc | 0 | 0.04 | 0.07 | 25.39 | 25.39 | 86.45
PS | 0 | 0 | 0 | 0 | 0 | 0
PV | 0 | 0 | 0 | 0 | 0 | 0
PeakG | 0 | 0 | 0 | 0 | 0 | 0
PeakO | 0 | 0 | 0 | 0 | 0 | 0
ST | 0 | 0 | 0 | 0 | 0 | 0
STOG | 0 | 0 | 0 | 0 | 0 | 0
STWD | 163.9 | 271.44 | 271.44 | 271.44 | 271.44 | 271.44
WT | 0 | 0 | 0 | 0 | 0 | 0
IGCC | 0 | 0 | 0 | 0 | 0 | 0
DemandResponse | 0 | 0 | 0 | 0 | 0 | 0
IGCC-CCS | 0 | 0 | 0 | 0 | 0 | 0
WT_off | 0 | 0 | 0 | 0 | 0 | 0
PseudoUnit | 0 | 0 | 0 | 0 | 0 | 0
FixedInterchange | 0 | 0 | 0 | 0 | 0 | 0
Fuel Cost by Reporting Type: HQ_IESO
ReportingType | 2015 | 2020 | 2025 | 2030 | 2035 | 2040
BM | 0 | 0 | 0 | 0 | 0 | 0
CC | 0 | 0 | 0 | 0 | 0 | 0
CSP | 0 | 0 | 0 | 0 | 0 | 0
CT | 0 | 0 | 0 | 0 | 0 | 0
Coal | 0 | 0 | 0 | 0 | 0 | 0
Geo | 0 | 0 | 0 | 0 | 0 | 0
H | 0 | 0 | 0 | 0 | 0 | 0
LFG | 0 | 0 | 0 | 0 | 0 | 0
Nuc | 0 | 0 | 0 | 0 | 0 | 0
PS | 0 | 0 | 0 | 0 | 0 | 0
PV | 0 | 0 | 0 | 0 | 0 | 0
PeakG | 0 | 0 | 0 | 0 | 0 | 0
PeakO | 0 | 0 | 0 | 0 | 0 | 0
ST | 0 | 0 | 0 | 0 | 0 | 0
STOG | 0 | 0 | 0 | 0 | 0 | 0
STWD | 0 | 0 | 0 | 0 | 0 | 0
WT | 0 | 0 | 0 | 0 | 0 | 0
IGCC | 0 | 0 | 0 | 0 | 0 | 0
DemandResponse | 0 | 0 | 0 | 0 | 0 | 0
IGCC-CCS | 0 | 0 | 0 | 0 | 0 | 0
WT_off | 0 | 0 | 0 | 0 | 0 | 0
PseudoUnit | 0 | 0 | 0 | 0 | 0 | 0
FixedInterchange | 0 | 0 | 0 | 0 | 0 | 0
Fuel Cost by Reporting Type: HQ_NEISO
ReportingType | 2015 | 2020 | 2025 | 2030 | 2035 | 2040
BM | 0 | 0 | 0 | 0 | 0 | 0
CC | 0 | 0 | 0 | 0 | 0 | 0
CSP | 0 | 0 | 0 | 0 | 0 | 0
CT | 0 | 0 | 0 | 0 | 0 | 0
Coal | 0 | 0 | 0 | 0 | 0 | 0
Geo | 0 | 0 | 0 | 0 | 0 | 0
H | 0 | 0 | 0 | 0 | 0 | 0
LFG | 0 | 0 | 0 | 0 | 0 | 0
Nuc | 0 | 0 | 0 | 0.03 | 0.03 | 0.03
PS | 0 | 0 | 0 | 0 | 0 | 0
PV | 0 | 0 | 0 | 0 | 0 | 0
PeakG | 0 | 0 | 0 | 0 | 0 | 0
PeakO | 0 | 0 | 0 | 0 | 0 | 0
ST | 0 | 0 | 0 | 0 | 0 | 0
STOG | 0 | 0 | 0 | 0 | 0 | 0
STWD | 0 | 0 | 0 | 0 | 0 | 0
WT | 0 | 0 | 0 | 0 | 0 | 0
IGCC | 0 | 0 | 0 | 0 | 0 | 0
DemandResponse | 0 | 0 | 0 | 0 | 0 | 0
IGCC-CCS | 0 | 0 | 0 | 0 | 0 | 0
WT_off | 0 | 0 | 0 | 0 | 0 | 0
PseudoUnit | 0 | 0 | 0 | 0 | 0 | 0
FixedInterchange | 0 | 0 | 0 | 0 | 0 | 0
Fuel Cost by Reporting Type: HQ_NY
ReportingType | 2015 | 2020 | 2025 | 2030 | 2035 | 2040
BM | 0 | 0 | 0 | 0 | 0 | 0
CC | 0 | 0 | 0 | 0 | 0 | 0
CSP | 0 | 0 | 0 | 0 | 0 | 0
CT | 0 | 0 | 0 | 0 | 0 | 0
Coal | 0 | 0 | 0 | 0 | 0 | 0
Geo | 0 | 0 | 0 | 0 | 0 | 0
H | 0 | 0 | 0 | 0 | 0 | 0
LFG | 0 | 0 | 0 | 0 | 0 | 0
Nuc | 0 | 0 | 0.01 | 0.03 | 0.03 | 0.03
PS | 0 | 0 | 0 | 0 | 0 | 0
PV | 0 | 0 | 0 | 0 | 0 | 0
PeakG | 0 | 0 | 0 | 0 | 0 | 0
PeakO | 0 | 0 | 0 | 0 | 0 | 0
ST | 0 | 0 | 0 | 0 | 0 | 0
STOG | 0 | 0 | 0 | 0 | 0 | 0
STWD | 0 | 0 | 0 | 0 | 0 | 0
WT | 0 | 0 | 0 | 0 | 0 | 0
IGCC | 0 | 0 | 0 | 0 | 0 | 0
DemandResponse | 0 | 0 | 0 | 0 | 0 | 0
IGCC-CCS | 0 | 0 | 0 | 0 | 0 | 0
WT_off | 0 | 0 | 0 | 0 | 0 | 0
PseudoUnit | 0 | 0 | 0 | 0 | 0 | 0
FixedInterchange | 0 | 0 | 0 | 0 | 0 | 0
Fuel Cost by Reporting Type: MARITIMES
ReportingType | 2015 | 2020 | 2025 | 2030 | 2035 | 2040
BM | 0 | 0 | 0 | 0 | 0 | 0
CC | 0 | 0 | 0 | 0 | 0 | 0
CSP | 0 | 0 | 0 | 0 | 0 | 0
CT | 0 | 0 | 0 | 0 | 0 | 0
Coal | 0 | 0 | 0 | 0 | 0 | 0
Geo | 0 | 0 | 0 | 0 | 0 | 0
H | 0 | 0 | 0 | 0 | 0 | 0
LFG | 0 | 0 | 0 | 0 | 0 | 0
Nuc | 0 | 0 | 0 | 0.03 | 0.03 | 0.03
PS | 0 | 0 | 0 | 0 | 0 | 0
PV | 0 | 0 | 0 | 0 | 0 | 0
PeakG | 0 | 0 | 0 | 0 | 0 | 0
PeakO | 0 | 0 | 0 | 0 | 0 | 0
ST | 0 | 0 | 0 | 0 | 0 | 0
STOG | 0 | 0 | 0 | 0 | 0 | 0
STWD | 0 | 0 | 0 | 0 | 0 | 0
WT | 0 | 0 | 0 | 0 | 0 | 0
IGCC | 0 | 0 | 0 | 0 | 0 | 0
DemandResponse | 0 | 0 | 0 | 0 | 0 | 0
IGCC-CCS | 0 | 0 | 0 | 0 | 0 | 0
WT_off | 0 | 0 | 0 | 0 | 0 | 0
PseudoUnit | 0 | 0 | 0 | 0 | 0 | 0
FixedInterchange | 0 | 0 | 0 | 0 | 0 | 0
Fuel Cost by Reporting Type: All
ReportingType | 2015 | 2020 | 2025 | 2030 | 2035 | 2040
BM | 279.22 | 560.85 | 836.02 | 12866.85 | 49973.57 | 47024.25
CC | 46164.68 | 57810.41 | 70201.58 | 65415.91 | 16220.64 | 10681
CSP | 0 | 0 | 0 | 0 | 0 | 0
CT | 27.96 | 38.68 | 49.1 | 33.78 | 0.38 | 3.08
Coal | 44703.12 | 29173.9 | 14059.58 | 5203.7 | 5075.04 | 4644.79
Geo | 0 | 0 | 0 | 0 | 0 | 0
H | 0 | 0 | 0 | 0 | 0 | 0
LFG | 0.25 | 2.74 | 5.56 | 6.49 | 6.49 | 6.49
Nuc | 7711.74 | 8121.34 | 9678.91 | 12302.63 | 13972.7 | 16138.61
PS | 0 | 0 | 0 | 0 | 0 | 0
PV | 0 | 0 | 0 | 0 | 0 | 0
PeakG | 161.75 | 248.6 | 372.83 | 284.3 | 105.5 | 160.57
PeakO | 0 | 0 | 0 | 0 | 0 | 0
ST | 0 | 0 | 0 | 0 | 0 | 0
STOG | 182.55 | 92.15 | 191.2 | 161.33 | 46.15 | 33.42
STWD | 1325.22 | 1940.95 | 2321.45 | 2567.95 | 2431.61 | 1979
WT | 0 | 0.01 | 0.01 | 0.01 | 0.01 | 0.01
IGCC | 92.36 | 90.31 | 86.2 | 4.07 | 0.35 | 0
DemandResponse | 0 | 0 | 0 | 0 | 0 | 0
IGCC-CCS | 0 | 0 | 0 | 0 | 0 | 0
WT_off | 0 | 0 | 0 | 0 | 0 | 0
PseudoUnit | 0 | 0 | 0 | 0 | 0 | 0
FixedInterchange | 0 | 0 | 0 | 0 | 0 | 0
Fuel Cost by Reporting Type: EI_US
ReportingType | 2015 | 2020 | 2025 | 2030 | 2035 | 2040
BM | 211.19 | 466.08 | 741.51 | 10768.75 | 41879.46 | 40543.98
CC | 26174.94 | 38779.31 | 49547.02 | 45890.64 | 10317.07 | 6948.3
CSP | 0 | 0 | 0 | 0 | 0 | 0
CT | 27.68 | 38.68 | 48.98 | 33.57 | 0.38 | 3.08
Coal | 36594.41 | 23439.96 | 11327.62 | 4725.9 | 4626.6 | 4326.74
Geo | 0 | 0 | 0 | 0 | 0 | 0
H | 0 | 0 | 0 | 0 | 0 | 0
LFG | 0.18 | 1.73 | 3.22 | 4.11 | 4.11 | 4.11
Nuc | 5902.68 | 6282.95 | 7736.14 | 8820.94 | 9075.41 | 10275.43
PS | 0 | 0 | 0 | 0 | 0 | 0
PV | 0 | 0 | 0 | 0 | 0 | 0
PeakG | 158.93 | 245.76 | 372.76 | 284.2 | 105.34 | 157.07
PeakO | 0 | 0 | 0 | 0 | 0 | 0
ST | 0 | 0 | 0 | 0 | 0 | 0
STOG | 117.52 | 64.52 | 112.77 | 84.48 | 39.29 | 31.93
STWD | 789.64 | 964.09 | 1343.61 | 1552.29 | 1453.56 | 1171.88
WT | 0 | 0.01 | 0.01 | 0.01 | 0.01 | 0.01
IGCC | 92.36 | 90.31 | 86.2 | 4.07 | 0.35 | 0
DemandResponse | 0 | 0 | 0 | 0 | 0 | 0
IGCC-CCS | 0 | 0 | 0 | 0 | 0 | 0
WT_off | 0 | 0 | 0 | 0 | 0 | 0
PseudoUnit | 0 | 0 | 0 | 0 | 0 | 0
FixedInterchange | 0 | 0 | 0 | 0 | 0 | 0
Fuel Cost by Reporting Type: EI_Canada
ReportingType | 2015 | 2020 | 2025 | 2030 | 2035 | 2040
BM | 2.81 | 0.89 | 0.64 | 5.36 | 2.81 | 10.47
CC | 285.67 | 52.39 | 5.1 | 1.89 | 3.81 | 6.2
CSP | 0 | 0 | 0 | 0 | 0 | 0
CT | 0.28 | 0 | 0 | 0 | 0 | 0
Coal | 141.24 | 18.03 | 0 | 0 | 0 | 0
Geo | 0 | 0 | 0 | 0 | 0 | 0
H | 0 | 0 | 0 | 0 | 0 | 0
LFG | 0.02 | 0.02 | 0.02 | 0.02 | 0.02 | 0.02
Nuc | 854.24 | 863.98 | 907.41 | 944.27 | 869.51 | 757.82
PS | 0 | 0 | 0 | 0 | 0 | 0
PV | 0 | 0 | 0 | 0 | 0 | 0
PeakG | 2.81 | 2.84 | 0 | 0 | 0 | 0
PeakO | 0 | 0 | 0 | 0 | 0 | 0
ST | 0 | 0 | 0 | 0 | 0 | 0
STOG | 0.07 | 0 | 0 | 0 | 0 | 0
STWD | 1.82 | 0.35 | 1.33 | 39.15 | 1.54 | 60.15
WT | 0 | 0 | 0 | 0 | 0 | 0
IGCC | 0 | 0 | 0 | 0 | 0 | 0
DemandResponse | 0 | 0 | 0 | 0 | 0 | 0
IGCC-CCS | 0 | 0 | 0 | 0 | 0 | 0
WT_off | 0 | 0 | 0 | 0 | 0 | 0
PseudoUnit | 0 | 0 | 0 | 0 | 0 | 0
FixedInterchange | 0 | 0 | 0 | 0 | 0 | 0
Fuel Cost by Reporting Type: EI
ReportingType | 2015 | 2020 | 2025 | 2030 | 2035 | 2040
BM | 214 | 466.97 | 742.15 | 10774.11 | 41882.27 | 40554.46
CC | 26460.61 | 38831.7 | 49552.13 | 45892.53 | 10320.88 | 6954.5
CSP | 0 | 0 | 0 | 0 | 0 | 0
CT | 27.96 | 38.68 | 48.98 | 33.57 | 0.38 | 3.08
Coal | 36735.65 | 23457.99 | 11327.62 | 4725.9 | 4626.6 | 4326.74
Geo | 0 | 0 | 0 | 0 | 0 | 0
H | 0 | 0 | 0 | 0 | 0 | 0
LFG | 0.2 | 1.75 | 3.24 | 4.13 | 4.13 | 4.13
Nuc | 6756.92 | 7146.93 | 8643.56 | 9765.21 | 9944.92 | 11033.25
PS | 0 | 0 | 0 | 0 | 0 | 0
PV | 0 | 0 | 0 | 0 | 0 | 0
PeakG | 161.75 | 248.6 | 372.76 | 284.2 | 105.34 | 157.07
PeakO | 0 | 0 | 0 | 0 | 0 | 0
ST | 0 | 0 | 0 | 0 | 0 | 0
STOG | 117.59 | 64.52 | 112.77 | 84.48 | 39.29 | 31.93
STWD | 791.46 | 964.44 | 1344.94 | 1591.44 | 1455.1 | 1232.03
WT | 0 | 0.01 | 0.01 | 0.01 | 0.01 | 0.01
IGCC | 92.36 | 90.31 | 86.2 | 4.07 | 0.35 | 0
DemandResponse | 0 | 0 | 0 | 0 | 0 | 0
IGCC-CCS | 0 | 0 | 0 | 0 | 0 | 0
WT_off | 0 | 0 | 0 | 0 | 0 | 0
PseudoUnit | 0 | 0 | 0 | 0 | 0 | 0
FixedInterchange | 0 | 0 | 0 | 0 | 0 | 0
Fuel Cost by Reporting Type: Outside_EI
ReportingType | 2015 | 2020 | 2025 | 2030 | 2035 | 2040
BM | 65.23 | 93.87 | 93.87 | 2092.74 | 8091.3 | 6469.79
CC | 19704.07 | 18978.7 | 20649.46 | 19523.38 | 5899.76 | 3726.51
CSP | 0 | 0 | 0 | 0 | 0 | 0
CT | 0 | 0 | 0.11 | 0.21 | 0 | 0
Coal | 7967.47 | 5715.91 | 2731.96 | 477.8 | 448.44 | 318.04
Geo | 0 | 0 | 0 | 0 | 0 | 0
H | 0 | 0 | 0 | 0 | 0 | 0
LFG | 0.05 | 0.99 | 2.32 | 2.36 | 2.36 | 2.36
Nuc | 954.83 | 974.41 | 1035.36 | 2537.42 | 4027.78 | 5105.36
PS | 0 | 0 | 0 | 0 | 0 | 0
PV | 0 | 0 | 0 | 0 | 0 | 0
PeakG | 0 | 0 | 0.08 | 0.09 | 0.15 | 3.5
PeakO | 0 | 0 | 0 | 0 | 0 | 0
ST | 0 | 0 | 0 | 0 | 0 | 0
STOG | 64.96 | 27.63 | 78.43 | 76.85 | 6.85 | 1.49
STWD | 533.76 | 976.51 | 976.51 | 976.51 | 976.51 | 746.97
WT | 0 | 0 | 0 | 0 | 0 | 0
IGCC | 0 | 0 | 0 | 0 | 0 | 0
DemandResponse | 0 | 0 | 0 | 0 | 0 | 0
IGCC-CCS | 0 | 0 | 0 | 0 | 0 | 0
WT_off | 0 | 0 | 0 | 0 | 0 | 0
PseudoUnit | 0 | 0 | 0 | 0 | 0 | 0
FixedInterchange | 0 | 0 | 0 | 0 | 0 | 0
#7 | Emission Cost ($million)
==== Emission Program: TitleIV_CAIRSO2 : (SO2) ====
Emission Cost by Reporting Type: Entergy
ReportingType | 2015 | 2020 | 2025 | 2030 | 2035 | 2040
BM | 0 | 0 | 0 | 0 | 0 | 0
CC | 0 | 0 | 0 | 0 | 0 | 0
CSP | 0 | 0 | 0 | 0 | 0 | 0
CT | 0 | 0 | 0 | 0 | 0 | 0
Coal | 42.77 | 0 | 0 | 0 | 0 | 0
Geo | 0 | 0 | 0 | 0 | 0 | 0
H | 0 | 0 | 0 | 0 | 0 | 0
LFG | 0 | 0 | 0 | 0 | 0 | 0
Nuc | 0 | 0 | 0 | 0 | 0 | 0
PS | 0 | 0 | 0 | 0 | 0 | 0
PV | 0 | 0 | 0 | 0 | 0 | 0
PeakG | 0 | 0 | 0 | 0 | 0 | 0
PeakO | 0 | 0 | 0 | 0 | 0 | 0
ST | 0 | 0 | 0 | 0 | 0 | 0
STOG | 0 | 0 | 0 | 0 | 0 | 0
STWD | 0 | 0 | 0 | 0 | 0 | 0
WT | 0 | 0 | 0 | 0 | 0 | 0
IGCC | 0 | 0 | 0 | 0 | 0 | 0
DemandResponse | 0 | 0 | 0 | 0 | 0 | 0
IGCC-CCS | 0 | 0 | 0 | 0 | 0 | 0
WT_off | 0 | 0 | 0 | 0 | 0 | 0
PseudoUnit | 0 | 0 | 0 | 0 | 0 | 0
FixedInterchange | 0 | 0 | 0 | 0 | 0 | 0
Emission Cost by Reporting Type: FRCC
ReportingType | 2015 | 2020 | 2025 | 2030 | 2035 | 2040
BM | 0 | 0 | 0 | 0 | 0 | 0
CC | 0 | 0 | 0 | 0 | 0 | 0
CSP | 0 | 0 | 0 | 0 | 0 | 0
CT | 0 | 0 | 0 | 0 | 0 | 0
Coal | 25.53 | 0 | 0 | 0 | 0 | 0
Geo | 0 | 0 | 0 | 0 | 0 | 0
H | 0 | 0 | 0 | 0 | 0 | 0
LFG | 0 | 0 | 0 | 0 | 0 | 0
Nuc | 0 | 0 | 0 | 0 | 0 | 0
PS | 0 | 0 | 0 | 0 | 0 | 0
PV | 0 | 0 | 0 | 0 | 0 | 0
PeakG | 0 | 0 | 0 | 0 | 0 | 0
PeakO | 0 | 0 | 0 | 0 | 0 | 0
ST | 0 | 0 | 0 | 0 | 0 | 0
STOG | 0 | 0 | 0 | 0 | 0 | 0
STWD | 0 | 0 | 0 | 0 | 0 | 0
WT | 0 | 0 | 0 | 0 | 0 | 0
IGCC | 0 | 0 | 0 | 0 | 0 | 0
DemandResponse | 0 | 0 | 0 | 0 | 0 | 0
IGCC-CCS | 0 | 0 | 0 | 0 | 0 | 0
WT_off | 0 | 0 | 0 | 0 | 0 | 0
PseudoUnit | 0 | 0 | 0 | 0 | 0 | 0
FixedInterchange | 0 | 0 | 0 | 0 | 0 | 0
Emission Cost by Reporting Type: MAPP_US
ReportingType | 2015 | 2020 | 2025 | 2030 | 2035 | 2040
BM | 0 | 0 | 0 | 0 | 0 | 0
CC | 0 | 0 | 0 | 0 | 0 | 0
CSP | 0 | 0 | 0 | 0 | 0 | 0
CT | 0 | 0 | 0 | 0 | 0 | 0
Coal | 4.02 | 0 | 0 | 0 | 0 | 0
Geo | 0 | 0 | 0 | 0 | 0 | 0
H | 0 | 0 | 0 | 0 | 0 | 0
LFG | 0 | 0 | 0 | 0 | 0 | 0
Nuc | 0 | 0 | 0 | 0 | 0 | 0
PS | 0 | 0 | 0 | 0 | 0 | 0
PV | 0 | 0 | 0 | 0 | 0 | 0
PeakG | 0 | 0 | 0 | 0 | 0 | 0
PeakO | 0 | 0 | 0 | 0 | 0 | 0
ST | 0 | 0 | 0 | 0 | 0 | 0
STOG | 0 | 0 | 0 | 0 | 0 | 0
STWD | 0 | 0 | 0 | 0 | 0 | 0
WT | 0 | 0 | 0 | 0 | 0 | 0
IGCC | 0 | 0 | 0 | 0 | 0 | 0
DemandResponse | 0 | 0 | 0 | 0 | 0 | 0
IGCC-CCS | 0 | 0 | 0 | 0 | 0 | 0
WT_off | 0 | 0 | 0 | 0 | 0 | 0
PseudoUnit | 0 | 0 | 0 | 0 | 0 | 0
FixedInterchange | 0 | 0 | 0 | 0 | 0 | 0
Emission Cost by Reporting Type: MISO_IN
ReportingType | 2015 | 2020 | 2025 | 2030 | 2035 | 2040
BM | 0 | 0 | 0 | 0 | 0 | 0
CC | 0 | 0 | 0 | 0 | 0 | 0
CSP | 0 | 0 | 0 | 0 | 0 | 0
CT | 0 | 0 | 0 | 0 | 0 | 0
Coal | 61.17 | 0 | 0 | 0 | 0 | 0
Geo | 0 | 0 | 0 | 0 | 0 | 0
H | 0 | 0 | 0 | 0 | 0 | 0
LFG | 0 | 0 | 0 | 0 | 0 | 0
Nuc | 0 | 0 | 0 | 0 | 0 | 0
PS | 0 | 0 | 0 | 0 | 0 | 0
PV | 0 | 0 | 0 | 0 | 0 | 0
PeakG | 0 | 0 | 0 | 0 | 0 | 0
PeakO | 0 | 0 | 0 | 0 | 0 | 0
ST | 0 | 0 | 0 | 0 | 0 | 0
STOG | 0 | 0 | 0 | 0 | 0 | 0
STWD | 0 | 0 | 0 | 0 | 0 | 0
WT | 0 | 0 | 0 | 0 | 0 | 0
IGCC | 0.57 | 0 | 0 | 0 | 0 | 0
DemandResponse | 0 | 0 | 0 | 0 | 0 | 0
IGCC-CCS | 0 | 0 | 0 | 0 | 0 | 0
WT_off | 0 | 0 | 0 | 0 | 0 | 0
PseudoUnit | 0 | 0 | 0 | 0 | 0 | 0
FixedInterchange | 0 | 0 | 0 | 0 | 0 | 0
Emission Cost by Reporting Type: MISO_MI
ReportingType | 2015 | 2020 | 2025 | 2030 | 2035 | 2040
BM | 0 | 0 | 0 | 0 | 0 | 0
CC | 0 | 0 | 0 | 0 | 0 | 0
CSP | 0 | 0 | 0 | 0 | 0 | 0
CT | 0 | 0 | 0 | 0 | 0 | 0
Coal | 55.89 | 0 | 0 | 0 | 0 | 0
Geo | 0 | 0 | 0 | 0 | 0 | 0
H | 0 | 0 | 0 | 0 | 0 | 0
LFG | 0 | 0 | 0 | 0 | 0 | 0
Nuc | 0 | 0 | 0 | 0 | 0 | 0
PS | 0 | 0 | 0 | 0 | 0 | 0
PV | 0 | 0 | 0 | 0 | 0 | 0
PeakG | 0 | 0 | 0 | 0 | 0 | 0
PeakO | 0 | 0 | 0 | 0 | 0 | 0
ST | 0 | 0 | 0 | 0 | 0 | 0
STOG | 0 | 0 | 0 | 0 | 0 | 0
STWD | 0 | 0 | 0 | 0 | 0 | 0
WT | 0 | 0 | 0 | 0 | 0 | 0
IGCC | 0 | 0 | 0 | 0 | 0 | 0
DemandResponse | 0 | 0 | 0 | 0 | 0 | 0
IGCC-CCS | 0 | 0 | 0 | 0 | 0 | 0
WT_off | 0 | 0 | 0 | 0 | 0 | 0
PseudoUnit | 0 | 0 | 0 | 0 | 0 | 0
FixedInterchange | 0 | 0 | 0 | 0 | 0 | 0
Emission Cost by Reporting Type: MISO_MO-IL
ReportingType | 2015 | 2020 | 2025 | 2030 | 2035 | 2040
BM | 0 | 0 | 0 | 0 | 0 | 0
CC | 0 | 0 | 0 | 0 | 0 | 0
CSP | 0 | 0 | 0 | 0 | 0 | 0
CT | 0 | 0 | 0 | 0 | 0 | 0
Coal | 72.76 | 0 | 0 | 0 | 0 | 0
Geo | 0 | 0 | 0 | 0 | 0 | 0
H | 0 | 0 | 0 | 0 | 0 | 0
LFG | 0 | 0 | 0 | 0 | 0 | 0
Nuc | 0 | 0 | 0 | 0 | 0 | 0
PS | 0 | 0 | 0 | 0 | 0 | 0
PV | 0 | 0 | 0 | 0 | 0 | 0
PeakG | 0 | 0 | 0 | 0 | 0 | 0
PeakO | 0 | 0 | 0 | 0 | 0 | 0
ST | 0 | 0 | 0 | 0 | 0 | 0
STOG | 0 | 0 | 0 | 0 | 0 | 0
STWD | 0 | 0 | 0 | 0 | 0 | 0
WT | 0 | 0 | 0 | 0 | 0 | 0
IGCC | 0 | 0 | 0 | 0 | 0 | 0
DemandResponse | 0 | 0 | 0 | 0 | 0 | 0
IGCC-CCS | 0 | 0 | 0 | 0 | 0 | 0
WT_off | 0 | 0 | 0 | 0 | 0 | 0
PseudoUnit | 0 | 0 | 0 | 0 | 0 | 0
FixedInterchange | 0 | 0 | 0 | 0 | 0 | 0
Emission Cost by Reporting Type: MISO_W
ReportingType | 2015 | 2020 | 2025 | 2030 | 2035 | 2040
BM | 0 | 0 | 0 | 0 | 0 | 0
CC | 0 | 0 | 0 | 0 | 0 | 0
CSP | 0 | 0 | 0 | 0 | 0 | 0
CT | 0 | 0 | 0 | 0 | 0 | 0
Coal | 57.43 | 0 | 0 | 0 | 0 | 0
Geo | 0 | 0 | 0 | 0 | 0 | 0
H | 0 | 0 | 0 | 0 | 0 | 0
LFG | 0 | 0 | 0 | 0 | 0 | 0
Nuc | 0 | 0 | 0 | 0 | 0 | 0
PS | 0 | 0 | 0 | 0 | 0 | 0
PV | 0 | 0 | 0 | 0 | 0 | 0
PeakG | 0 | 0 | 0 | 0 | 0 | 0
PeakO | 0 | 0 | 0 | 0 | 0 | 0
ST | 0 | 0 | 0 | 0 | 0 | 0
STOG | 0 | 0 | 0 | 0 | 0 | 0
STWD | 0 | 0 | 0 | 0 | 0 | 0
WT | 0 | 0 | 0 | 0 | 0 | 0
IGCC | 0 | 0 | 0 | 0 | 0 | 0
DemandResponse | 0 | 0 | 0 | 0 | 0 | 0
IGCC-CCS | 0 | 0 | 0 | 0 | 0 | 0
WT_off | 0 | 0 | 0 | 0 | 0 | 0
PseudoUnit | 0 | 0 | 0 | 0 | 0 | 0
FixedInterchange | 0 | 0 | 0 | 0 | 0 | 0
Emission Cost by Reporting Type: MISO_WUMS
ReportingType | 2015 | 2020 | 2025 | 2030 | 2035 | 2040
BM | 0 | 0 | 0 | 0 | 0 | 0
CC | 0 | 0 | 0 | 0 | 0 | 0
CSP | 0 | 0 | 0 | 0 | 0 | 0
CT | 0 | 0 | 0 | 0 | 0 | 0
Coal | 12.18 | 0 | 0 | 0 | 0 | 0
Geo | 0 | 0 | 0 | 0 | 0 | 0
H | 0 | 0 | 0 | 0 | 0 | 0
LFG | 0 | 0 | 0 | 0 | 0 | 0
Nuc | 0 | 0 | 0 | 0 | 0 | 0
PS | 0 | 0 | 0 | 0 | 0 | 0
PV | 0 | 0 | 0 | 0 | 0 | 0
PeakG | 0 | 0 | 0 | 0 | 0 | 0
PeakO | 0 | 0 | 0 | 0 | 0 | 0
ST | 0 | 0 | 0 | 0 | 0 | 0
STOG | 0 | 0 | 0 | 0 | 0 | 0
STWD | 0 | 0 | 0 | 0 | 0 | 0
WT | 0 | 0 | 0 | 0 | 0 | 0
IGCC | 0 | 0 | 0 | 0 | 0 | 0
DemandResponse | 0 | 0 | 0 | 0 | 0 | 0
IGCC-CCS | 0 | 0 | 0 | 0 | 0 | 0
WT_off | 0 | 0 | 0 | 0 | 0 | 0
PseudoUnit | 0 | 0 | 0 | 0 | 0 | 0
FixedInterchange | 0 | 0 | 0 | 0 | 0 | 0
Emission Cost by Reporting Type: Nebraska
ReportingType | 2015 | 2020 | 2025 | 2030 | 2035 | 2040
BM | 0 | 0 | 0 | 0 | 0 | 0
CC | 0 | 0 | 0 | 0 | 0 | 0
CSP | 0 | 0 | 0 | 0 | 0 | 0
CT | 0 | 0 | 0 | 0 | 0 | 0
Coal | 10.31 | 0 | 0 | 0 | 0 | 0
Geo | 0 | 0 | 0 | 0 | 0 | 0
H | 0 | 0 | 0 | 0 | 0 | 0
LFG | 0 | 0 | 0 | 0 | 0 | 0
Nuc | 0 | 0 | 0 | 0 | 0 | 0
PS | 0 | 0 | 0 | 0 | 0 | 0
PV | 0 | 0 | 0 | 0 | 0 | 0
PeakG | 0 | 0 | 0 | 0 | 0 | 0
PeakO | 0 | 0 | 0 | 0 | 0 | 0
ST | 0 | 0 | 0 | 0 | 0 | 0
STOG | 0 | 0 | 0 | 0 | 0 | 0
STWD | 0 | 0 | 0 | 0 | 0 | 0
WT | 0 | 0 | 0 | 0 | 0 | 0
IGCC | 0 | 0 | 0 | 0 | 0 | 0
DemandResponse | 0 | 0 | 0 | 0 | 0 | 0
IGCC-CCS | 0 | 0 | 0 | 0 | 0 | 0
WT_off | 0 | 0 | 0 | 0 | 0 | 0
PseudoUnit | 0 | 0 | 0 | 0 | 0 | 0
FixedInterchange | 0 | 0 | 0 | 0 | 0 | 0
Emission Cost by Reporting Type: NEISO
ReportingType | 2015 | 2020 | 2025 | 2030 | 2035 | 2040
BM | 0 | 0 | 0 | 0 | 0 | 0
CC | 0 | 0 | 0 | 0 | 0 | 0
CSP | 0 | 0 | 0 | 0 | 0 | 0
CT | 0 | 0 | 0 | 0 | 0 | 0
Coal | 4.95 | 0 | 0 | 0 | 0 | 0
Geo | 0 | 0 | 0 | 0 | 0 | 0
H | 0 | 0 | 0 | 0 | 0 | 0
LFG | 0 | 0 | 0 | 0 | 0 | 0
Nuc | 0 | 0 | 0 | 0 | 0 | 0
PS | 0 | 0 | 0 | 0 | 0 | 0
PV | 0 | 0 | 0 | 0 | 0 | 0
PeakG | 0 | 0 | 0 | 0 | 0 | 0
PeakO | 0 | 0 | 0 | 0 | 0 | 0
ST | 0 | 0 | 0 | 0 | 0 | 0
STOG | 0 | 0 | 0 | 0 | 0 | 0
STWD | 0 | 0 | 0 | 0 | 0 | 0
WT | 0 | 0 | 0 | 0 | 0 | 0
IGCC | 0 | 0 | 0 | 0 | 0 | 0
DemandResponse | 0 | 0 | 0 | 0 | 0 | 0
IGCC-CCS | 0 | 0 | 0 | 0 | 0 | 0
WT_off | 0 | 0 | 0 | 0 | 0 | 0
PseudoUnit | 0 | 0 | 0 | 0 | 0 | 0
FixedInterchange | 0 | 0 | 0 | 0 | 0 | 0
Emission Cost by Reporting Type: NonRTO_Midwest
ReportingType | 2015 | 2020 | 2025 | 2030 | 2035 | 2040
BM | 0 | 0 | 0 | 0 | 0 | 0
CC | 0 | 0 | 0 | 0 | 0 | 0
CSP | 0 | 0 | 0 | 0 | 0 | 0
CT | 0 | 0 | 0 | 0 | 0 | 0
Coal | 36.27 | 0 | 0 | 0 | 0 | 0
Geo | 0 | 0 | 0 | 0 | 0 | 0
H | 0 | 0 | 0 | 0 | 0 | 0
LFG | 0 | 0 | 0 | 0 | 0 | 0
Nuc | 0 | 0 | 0 | 0 | 0 | 0
PS | 0 | 0 | 0 | 0 | 0 | 0
PV | 0 | 0 | 0 | 0 | 0 | 0
PeakG | 0 | 0 | 0 | 0 | 0 | 0
PeakO | 0 | 0 | 0 | 0 | 0 | 0
ST | 0 | 0 | 0 | 0 | 0 | 0
STOG | 0 | 0 | 0 | 0 | 0 | 0
STWD | 0 | 0 | 0 | 0 | 0 | 0
WT | 0 | 0 | 0 | 0 | 0 | 0
IGCC | 0 | 0 | 0 | 0 | 0 | 0
DemandResponse | 0 | 0 | 0 | 0 | 0 | 0
IGCC-CCS | 0 | 0 | 0 | 0 | 0 | 0
WT_off | 0 | 0 | 0 | 0 | 0 | 0
PseudoUnit | 0 | 0 | 0 | 0 | 0 | 0
FixedInterchange | 0 | 0 | 0 | 0 | 0 | 0
Emission Cost by Reporting Type: NYISO_A-F
ReportingType | 2015 | 2020 | 2025 | 2030 | 2035 | 2040
BM | 0 | 0 | 0 | 0 | 0 | 0
CC | 0 | 0 | 0 | 0 | 0 | 0
CSP | 0 | 0 | 0 | 0 | 0 | 0
CT | 0 | 0 | 0 | 0 | 0 | 0
Coal | 3.21 | 0 | 0 | 0 | 0 | 0
Geo | 0 | 0 | 0 | 0 | 0 | 0
H | 0 | 0 | 0 | 0 | 0 | 0
LFG | 0 | 0 | 0 | 0 | 0 | 0
Nuc | 0 | 0 | 0 | 0 | 0 | 0
PS | 0 | 0 | 0 | 0 | 0 | 0
PV | 0 | 0 | 0 | 0 | 0 | 0
PeakG | 0 | 0 | 0 | 0 | 0 | 0
PeakO | 0 | 0 | 0 | 0 | 0 | 0
ST | 0 | 0 | 0 | 0 | 0 | 0
STOG | 0 | 0 | 0 | 0 | 0 | 0
STWD | 0 | 0 | 0 | 0 | 0 | 0
WT | 0 | 0 | 0 | 0 | 0 | 0
IGCC | 0 | 0 | 0 | 0 | 0 | 0
DemandResponse | 0 | 0 | 0 | 0 | 0 | 0
IGCC-CCS | 0 | 0 | 0 | 0 | 0 | 0
WT_off | 0 | 0 | 0 | 0 | 0 | 0
PseudoUnit | 0 | 0 | 0 | 0 | 0 | 0
FixedInterchange | 0 | 0 | 0 | 0 | 0 | 0
Emission Cost by Reporting Type: NYISO_G-I
ReportingType | 2015 | 2020 | 2025 | 2030 | 2035 | 2040
BM | 0 | 0 | 0 | 0 | 0 | 0
CC | 0 | 0 | 0 | 0 | 0 | 0
CSP | 0 | 0 | 0 | 0 | 0 | 0
CT | 0 | 0 | 0 | 0 | 0 | 0
Coal | 2.55 | 0 | 0 | 0 | 0 | 0
Geo | 0 | 0 | 0 | 0 | 0 | 0
H | 0 | 0 | 0 | 0 | 0 | 0
LFG | 0 | 0 | 0 | 0 | 0 | 0
Nuc | 0 | 0 | 0 | 0 | 0 | 0
PS | 0 | 0 | 0 | 0 | 0 | 0
PV | 0 | 0 | 0 | 0 | 0 | 0
PeakG | 0 | 0 | 0 | 0 | 0 | 0
PeakO | 0 | 0 | 0 | 0 | 0 | 0
ST | 0 | 0 | 0 | 0 | 0 | 0
STOG | 0 | 0 | 0 | 0 | 0 | 0
STWD | 0 | 0 | 0 | 0 | 0 | 0
WT | 0 | 0 | 0 | 0 | 0 | 0
IGCC | 0 | 0 | 0 | 0 | 0 | 0
DemandResponse | 0 | 0 | 0 | 0 | 0 | 0
IGCC-CCS | 0 | 0 | 0 | 0 | 0 | 0
WT_off | 0 | 0 | 0 | 0 | 0 | 0
PseudoUnit | 0 | 0 | 0 | 0 | 0 | 0
FixedInterchange | 0 | 0 | 0 | 0 | 0 | 0
Emission Cost by Reporting Type: NYISO_J-K
ReportingType | 2015 | 2020 | 2025 | 2030 | 2035 | 2040
BM | 0 | 0 | 0 | 0 | 0 | 0
CC | 0 | 0 | 0 | 0 | 0 | 0
CSP | 0 | 0 | 0 | 0 | 0 | 0
CT | 0 | 0 | 0 | 0 | 0 | 0
Coal | 0 | 0 | 0 | 0 | 0 | 0
Geo | 0 | 0 | 0 | 0 | 0 | 0
H | 0 | 0 | 0 | 0 | 0 | 0
LFG | 0 | 0 | 0 | 0 | 0 | 0
Nuc | 0 | 0 | 0 | 0 | 0 | 0
PS | 0 | 0 | 0 | 0 | 0 | 0
PV | 0 | 0 | 0 | 0 | 0 | 0
PeakG | 0 | 0 | 0 | 0 | 0 | 0
PeakO | 0 | 0 | 0 | 0 | 0 | 0
ST | 0 | 0 | 0 | 0 | 0 | 0
STOG | 0 | 0 | 0 | 0 | 0 | 0
STWD | 0 | 0 | 0 | 0 | 0 | 0
WT | 0 | 0 | 0 | 0 | 0 | 0
IGCC | 0 | 0 | 0 | 0 | 0 | 0
DemandResponse | 0 | 0 | 0 | 0 | 0 | 0
IGCC-CCS | 0 | 0 | 0 | 0 | 0 | 0
WT_off | 0 | 0 | 0 | 0 | 0 | 0
PseudoUnit | 0 | 0 | 0 | 0 | 0 | 0
FixedInterchange | 0 | 0 | 0 | 0 | 0 | 0
Emission Cost by Reporting Type: PJM_E
ReportingType | 2015 | 2020 | 2025 | 2030 | 2035 | 2040
BM | 0 | 0 | 0 | 0 | 0 | 0
CC | 0 | 0 | 0 | 0 | 0 | 0
CSP | 0 | 0 | 0 | 0 | 0 | 0
CT | 0 | 0 | 0 | 0 | 0 | 0
Coal | 0.71 | 0 | 0 | 0 | 0 | 0
Geo | 0 | 0 | 0 | 0 | 0 | 0
H | 0 | 0 | 0 | 0 | 0 | 0
LFG | 0 | 0 | 0 | 0 | 0 | 0
Nuc | 0 | 0 | 0 | 0 | 0 | 0
PS | 0 | 0 | 0 | 0 | 0 | 0
PV | 0 | 0 | 0 | 0 | 0 | 0
PeakG | 0 | 0 | 0 | 0 | 0 | 0
PeakO | 0 | 0 | 0 | 0 | 0 | 0
ST | 0 | 0 | 0 | 0 | 0 | 0
STOG | 0 | 0 | 0 | 0 | 0 | 0
STWD | 0 | 0 | 0 | 0 | 0 | 0
WT | 0 | 0 | 0 | 0 | 0 | 0
IGCC | 0 | 0 | 0 | 0 | 0 | 0
DemandResponse | 0 | 0 | 0 | 0 | 0 | 0
IGCC-CCS | 0 | 0 | 0 | 0 | 0 | 0
WT_off | 0 | 0 | 0 | 0 | 0 | 0
PseudoUnit | 0 | 0 | 0 | 0 | 0 | 0
FixedInterchange | 0 | 0 | 0 | 0 | 0 | 0
Emission Cost by Reporting Type: PJM_ROM
ReportingType | 2015 | 2020 | 2025 | 2030 | 2035 | 2040
BM | 0 | 0 | 0 | 0 | 0 | 0
CC | 0 | 0 | 0 | 0 | 0 | 0
CSP | 0 | 0 | 0 | 0 | 0 | 0
CT | 0 | 0 | 0 | 0 | 0 | 0
Coal | 44.61 | 0 | 0 | 0 | 0 | 0
Geo | 0 | 0 | 0 | 0 | 0 | 0
H | 0 | 0 | 0 | 0 | 0 | 0
LFG | 0 | 0 | 0 | 0 | 0 | 0
Nuc | 0 | 0 | 0 | 0 | 0 | 0
PS | 0 | 0 | 0 | 0 | 0 | 0
PV | 0 | 0 | 0 | 0 | 0 | 0
PeakG | 0 | 0 | 0 | 0 | 0 | 0
PeakO | 0 | 0 | 0 | 0 | 0 | 0
ST | 0 | 0 | 0 | 0 | 0 | 0
STOG | 0 | 0 | 0 | 0 | 0 | 0
STWD | 0 | 0 | 0 | 0 | 0 | 0
WT | 0 | 0 | 0 | 0 | 0 | 0
IGCC | 0 | 0 | 0 | 0 | 0 | 0
DemandResponse | 0 | 0 | 0 | 0 | 0 | 0
IGCC-CCS | 0 | 0 | 0 | 0 | 0 | 0
WT_off | 0 | 0 | 0 | 0 | 0 | 0
PseudoUnit | 0 | 0 | 0 | 0 | 0 | 0
FixedInterchange | 0 | 0 | 0 | 0 | 0 | 0
Emission Cost by Reporting Type: PJM_ROR
ReportingType | 2015 | 2020 | 2025 | 2030 | 2035 | 2040
BM | 0 | 0 | 0 | 0 | 0 | 0
CC | 0 | 0 | 0 | 0 | 0 | 0
CSP | 0 | 0 | 0 | 0 | 0 | 0
CT | 0 | 0 | 0 | 0 | 0 | 0
Coal | 410.12 | 0 | 0 | 0 | 0 | 0
Geo | 0 | 0 | 0 | 0 | 0 | 0
H | 0 | 0 | 0 | 0 | 0 | 0
LFG | 0 | 0 | 0 | 0 | 0 | 0
Nuc | 0 | 0 | 0 | 0 | 0 | 0
PS | 0 | 0 | 0 | 0 | 0 | 0
PV | 0 | 0 | 0 | 0 | 0 | 0
PeakG | 0 | 0 | 0 | 0 | 0 | 0
PeakO | 0 | 0 | 0 | 0 | 0 | 0
ST | 0 | 0 | 0 | 0 | 0 | 0
STOG | 0 | 0 | 0 | 0 | 0 | 0
STWD | 0 | 0 | 0 | 0 | 0 | 0
WT | 0 | 0 | 0 | 0 | 0 | 0
IGCC | 0 | 0 | 0 | 0 | 0 | 0
DemandResponse | 0 | 0 | 0 | 0 | 0 | 0
IGCC-CCS | 0 | 0 | 0 | 0 | 0 | 0
WT_off | 0 | 0 | 0 | 0 | 0 | 0
PseudoUnit | 0 | 0 | 0 | 0 | 0 | 0
FixedInterchange | 0 | 0 | 0 | 0 | 0 | 0
Emission Cost by Reporting Type: SOCO
ReportingType | 2015 | 2020 | 2025 | 2030 | 2035 | 2040
BM | 0 | 0 | 0 | 0 | 0 | 0
CC | 0 | 0 | 0 | 0 | 0 | 0
CSP | 0 | 0 | 0 | 0 | 0 | 0
CT | 0 | 0 | 0 | 0 | 0 | 0
Coal | 150.14 | 0 | 0 | 0 | 0 | 0
Geo | 0 | 0 | 0 | 0 | 0 | 0
H | 0 | 0 | 0 | 0 | 0 | 0
LFG | 0 | 0 | 0 | 0 | 0 | 0
Nuc | 0 | 0 | 0 | 0 | 0 | 0
PS | 0 | 0 | 0 | 0 | 0 | 0
PV | 0 | 0 | 0 | 0 | 0 | 0
PeakG | 0 | 0 | 0 | 0 | 0 | 0
PeakO | 0 | 0 | 0 | 0 | 0 | 0
ST | 0 | 0 | 0 | 0 | 0 | 0
STOG | 0 | 0 | 0 | 0 | 0 | 0
STWD | 0 | 0 | 0 | 0 | 0 | 0
WT | 0 | 0 | 0 | 0 | 0 | 0
IGCC | 0 | 0 | 0 | 0 | 0 | 0
DemandResponse | 0 | 0 | 0 | 0 | 0 | 0
IGCC-CCS | 0 | 0 | 0 | 0 | 0 | 0
WT_off | 0 | 0 | 0 | 0 | 0 | 0
PseudoUnit | 0 | 0 | 0 | 0 | 0 | 0
FixedInterchange | 0 | 0 | 0 | 0 | 0 | 0
Emission Cost by Reporting Type: SPP_N
ReportingType | 2015 | 2020 | 2025 | 2030 | 2035 | 2040
BM | 0 | 0 | 0 | 0 | 0 | 0
CC | 0 | 0 | 0 | 0 | 0 | 0
CSP | 0 | 0 | 0 | 0 | 0 | 0
CT | 0 | 0 | 0 | 0 | 0 | 0
Coal | 14.75 | 0 | 0 | 0 | 0 | 0
Geo | 0 | 0 | 0 | 0 | 0 | 0
H | 0 | 0 | 0 | 0 | 0 | 0
LFG | 0 | 0 | 0 | 0 | 0 | 0
Nuc | 0 | 0 | 0 | 0 | 0 | 0
PS | 0 | 0 | 0 | 0 | 0 | 0
PV | 0 | 0 | 0 | 0 | 0 | 0
PeakG | 0 | 0 | 0 | 0 | 0 | 0
PeakO | 0 | 0 | 0 | 0 | 0 | 0
ST | 0 | 0 | 0 | 0 | 0 | 0
STOG | 0 | 0 | 0 | 0 | 0 | 0
STWD | 0 | 0 | 0 | 0 | 0 | 0
WT | 0 | 0 | 0 | 0 | 0 | 0
IGCC | 0 | 0 | 0 | 0 | 0 | 0
DemandResponse | 0 | 0 | 0 | 0 | 0 | 0
IGCC-CCS | 0 | 0 | 0 | 0 | 0 | 0
WT_off | 0 | 0 | 0 | 0 | 0 | 0
PseudoUnit | 0 | 0 | 0 | 0 | 0 | 0
FixedInterchange | 0 | 0 | 0 | 0 | 0 | 0
Emission Cost by Reporting Type: SPP_S
ReportingType | 2015 | 2020 | 2025 | 2030 | 2035 | 2040
BM | 0 | 0 | 0 | 0 | 0 | 0
CC | 0 | 0 | 0 | 0 | 0 | 0
CSP | 0 | 0 | 0 | 0 | 0 | 0
CT | 0 | 0 | 0 | 0 | 0 | 0
Coal | 54.14 | 0 | 0 | 0 | 0 | 0
Geo | 0 | 0 | 0 | 0 | 0 | 0
H | 0 | 0 | 0 | 0 | 0 | 0
LFG | 0 | 0 | 0 | 0 | 0 | 0
Nuc | 0 | 0 | 0 | 0 | 0 | 0
PS | 0 | 0 | 0 | 0 | 0 | 0
PV | 0 | 0 | 0 | 0 | 0 | 0
PeakG | 0 | 0 | 0 | 0 | 0 | 0
PeakO | 0 | 0 | 0 | 0 | 0 | 0
ST | 0 | 0 | 0 | 0 | 0 | 0
STOG | 0 | 0 | 0 | 0 | 0 | 0
STWD | 0 | 0 | 0 | 0 | 0 | 0
WT | 0 | 0 | 0 | 0 | 0 | 0
IGCC | 0 | 0 | 0 | 0 | 0 | 0
DemandResponse | 0 | 0 | 0 | 0 | 0 | 0
IGCC-CCS | 0 | 0 | 0 | 0 | 0 | 0
WT_off | 0 | 0 | 0 | 0 | 0 | 0
PseudoUnit | 0 | 0 | 0 | 0 | 0 | 0
FixedInterchange | 0 | 0 | 0 | 0 | 0 | 0
Emission Cost by Reporting Type: TVA
ReportingType | 2015 | 2020 | 2025 | 2030 | 2035 | 2040
BM | 0 | 0 | 0 | 0 | 0 | 0
CC | 0 | 0 | 0 | 0 | 0 | 0
CSP | 0 | 0 | 0 | 0 | 0 | 0
CT | 0 | 0 | 0 | 0 | 0 | 0
Coal | 68.05 | 0 | 0 | 0 | 0 | 0
Geo | 0 | 0 | 0 | 0 | 0 | 0
H | 0 | 0 | 0 | 0 | 0 | 0
LFG | 0 | 0 | 0 | 0 | 0 | 0
Nuc | 0 | 0 | 0 | 0 | 0 | 0
PS | 0 | 0 | 0 | 0 | 0 | 0
PV | 0 | 0 | 0 | 0 | 0 | 0
PeakG | 0 | 0 | 0 | 0 | 0 | 0
PeakO | 0 | 0 | 0 | 0 | 0 | 0
ST | 0 | 0 | 0 | 0 | 0 | 0
STOG | 0 | 0 | 0 | 0 | 0 | 0
STWD | 0 | 0 | 0 | 0 | 0 | 0
WT | 0 | 0 | 0 | 0 | 0 | 0
IGCC | 0 | 0 | 0 | 0 | 0 | 0
DemandResponse | 0 | 0 | 0 | 0 | 0 | 0
IGCC-CCS | 0 | 0 | 0 | 0 | 0 | 0
WT_off | 0 | 0 | 0 | 0 | 0 | 0
PseudoUnit | 0 | 0 | 0 | 0 | 0 | 0
FixedInterchange | 0 | 0 | 0 | 0 | 0 | 0
Emission Cost by Reporting Type: TVA_Transmission
ReportingType | 2015 | 2020 | 2025 | 2030 | 2035 | 2040
BM | 0 | 0 | 0 | 0 | 0 | 0
CC | 0 | 0 | 0 | 0 | 0 | 0
CSP | 0 | 0 | 0 | 0 | 0 | 0
CT | 0 | 0 | 0 | 0 | 0 | 0
Coal | 0 | 0 | 0 | 0 | 0 | 0
Geo | 0 | 0 | 0 | 0 | 0 | 0
H | 0 | 0 | 0 | 0 | 0 | 0
LFG | 0 | 0 | 0 | 0 | 0 | 0
Nuc | 0 | 0 | 0 | 0 | 0 | 0
PS | 0 | 0 | 0 | 0 | 0 | 0
PV | 0 | 0 | 0 | 0 | 0 | 0
PeakG | 0 | 0 | 0 | 0 | 0 | 0
PeakO | 0 | 0 | 0 | 0 | 0 | 0
ST | 0 | 0 | 0 | 0 | 0 | 0
STOG | 0 | 0 | 0 | 0 | 0 | 0
STWD | 0 | 0 | 0 | 0 | 0 | 0
WT | 0 | 0 | 0 | 0 | 0 | 0
IGCC | 0 | 0 | 0 | 0 | 0 | 0
DemandResponse | 0 | 0 | 0 | 0 | 0 | 0
IGCC-CCS | 0 | 0 | 0 | 0 | 0 | 0
WT_off | 0 | 0 | 0 | 0 | 0 | 0
PseudoUnit | 0 | 0 | 0 | 0 | 0 | 0
FixedInterchange | 0 | 0 | 0 | 0 | 0 | 0
Emission Cost by Reporting Type: VACAR
ReportingType | 2015 | 2020 | 2025 | 2030 | 2035 | 2040
BM | 0 | 0 | 0 | 0 | 0 | 0
CC | 0 | 0 | 0 | 0 | 0 | 0
CSP | 0 | 0 | 0 | 0 | 0 | 0
CT | 0 | 0 | 0 | 0 | 0 | 0
Coal | 56.64 | 0 | 0 | 0 | 0 | 0
Geo | 0 | 0 | 0 | 0 | 0 | 0
H | 0 | 0 | 0 | 0 | 0 | 0
LFG | 0 | 0 | 0 | 0 | 0 | 0
Nuc | 0 | 0 | 0 | 0 | 0 | 0
PS | 0 | 0 | 0 | 0 | 0 | 0
PV | 0 | 0 | 0 | 0 | 0 | 0
PeakG | 0 | 0 | 0 | 0 | 0 | 0
PeakO | 0 | 0 | 0 | 0 | 0 | 0
ST | 0 | 0 | 0 | 0 | 0 | 0
STOG | 0 | 0 | 0 | 0 | 0 | 0
STWD | 0 | 0 | 0 | 0 | 0 | 0
WT | 0 | 0 | 0 | 0 | 0 | 0
IGCC | 0 | 0 | 0 | 0 | 0 | 0
DemandResponse | 0 | 0 | 0 | 0 | 0 | 0
IGCC-CCS | 0 | 0 | 0 | 0 | 0 | 0
WT_off | 0 | 0 | 0 | 0 | 0 | 0
PseudoUnit | 0 | 0 | 0 | 0 | 0 | 0
FixedInterchange | 0 | 0 | 0 | 0 | 0 | 0
Emission Cost by Reporting Type: IESO
ReportingType | 2015 | 2020 | 2025 | 2030 | 2035 | 2040
BM | 0 | 0 | 0 | 0 | 0 | 0
CC | 0 | 0 | 0 | 0 | 0 | 0
CSP | 0 | 0 | 0 | 0 | 0 | 0
CT | 0 | 0 | 0 | 0 | 0 | 0
Coal | 0 | 0 | 0 | 0 | 0 | 0
Geo | 0 | 0 | 0 | 0 | 0 | 0
H | 0 | 0 | 0 | 0 | 0 | 0
LFG | 0 | 0 | 0 | 0 | 0 | 0
Nuc | 0 | 0 | 0 | 0 | 0 | 0
PS | 0 | 0 | 0 | 0 | 0 | 0
PV | 0 | 0 | 0 | 0 | 0 | 0
PeakG | 0 | 0 | 0 | 0 | 0 | 0
PeakO | 0 | 0 | 0 | 0 | 0 | 0
ST | 0 | 0 | 0 | 0 | 0 | 0
STOG | 0 | 0 | 0 | 0 | 0 | 0
STWD | 0 | 0 | 0 | 0 | 0 | 0
WT | 0 | 0 | 0 | 0 | 0 | 0
IGCC | 0 | 0 | 0 | 0 | 0 | 0
DemandResponse | 0 | 0 | 0 | 0 | 0 | 0
IGCC-CCS | 0 | 0 | 0 | 0 | 0 | 0
WT_off | 0 | 0 | 0 | 0 | 0 | 0
PseudoUnit | 0 | 0 | 0 | 0 | 0 | 0
FixedInterchange | 0 | 0 | 0 | 0 | 0 | 0
Emission Cost by Reporting Type: MAPP_CA
ReportingType | 2015 | 2020 | 2025 | 2030 | 2035 | 2040
BM | 0 | 0 | 0 | 0 | 0 | 0
CC | 0 | 0 | 0 | 0 | 0 | 0
CSP | 0 | 0 | 0 | 0 | 0 | 0
CT | 0 | 0 | 0 | 0 | 0 | 0
Coal | 0 | 0 | 0 | 0 | 0 | 0
Geo | 0 | 0 | 0 | 0 | 0 | 0
H | 0 | 0 | 0 | 0 | 0 | 0
LFG | 0 | 0 | 0 | 0 | 0 | 0
Nuc | 0 | 0 | 0 | 0 | 0 | 0
PS | 0 | 0 | 0 | 0 | 0 | 0
PV | 0 | 0 | 0 | 0 | 0 | 0
PeakG | 0 | 0 | 0 | 0 | 0 | 0
PeakO | 0 | 0 | 0 | 0 | 0 | 0
ST | 0 | 0 | 0 | 0 | 0 | 0
STOG | 0 | 0 | 0 | 0 | 0 | 0
STWD | 0 | 0 | 0 | 0 | 0 | 0
WT | 0 | 0 | 0 | 0 | 0 | 0
IGCC | 0 | 0 | 0 | 0 | 0 | 0
DemandResponse | 0 | 0 | 0 | 0 | 0 | 0
IGCC-CCS | 0 | 0 | 0 | 0 | 0 | 0
WT_off | 0 | 0 | 0 | 0 | 0 | 0
PseudoUnit | 0 | 0 | 0 | 0 | 0 | 0
FixedInterchange | 0 | 0 | 0 | 0 | 0 | 0
Emission Cost by Reporting Type: AZ_NM_SNV_Coal
ReportingType | 2015 | 2020 | 2025 | 2030 | 2035 | 2040
BM | 0 | 0 | 0 | 0 | 0 | 0
CC | 0 | 0 | 0 | 0 | 0 | 0
CSP | 0 | 0 | 0 | 0 | 0 | 0
CT | 0 | 0 | 0 | 0 | 0 | 0
Coal | 3.35 | 0 | 0 | 0 | 0 | 0
Geo | 0 | 0 | 0 | 0 | 0 | 0
H | 0 | 0 | 0 | 0 | 0 | 0
LFG | 0 | 0 | 0 | 0 | 0 | 0
Nuc | 0 | 0 | 0 | 0 | 0 | 0
PS | 0 | 0 | 0 | 0 | 0 | 0
PV | 0 | 0 | 0 | 0 | 0 | 0
PeakG | 0 | 0 | 0 | 0 | 0 | 0
PeakO | 0 | 0 | 0 | 0 | 0 | 0
ST | 0 | 0 | 0 | 0 | 0 | 0
STOG | 0 | 0 | 0 | 0 | 0 | 0
STWD | 0 | 0 | 0 | 0 | 0 | 0
WT | 0 | 0 | 0 | 0 | 0 | 0
IGCC | 0 | 0 | 0 | 0 | 0 | 0
DemandResponse | 0 | 0 | 0 | 0 | 0 | 0
IGCC-CCS | 0 | 0 | 0 | 0 | 0 | 0
WT_off | 0 | 0 | 0 | 0 | 0 | 0
PseudoUnit | 0 | 0 | 0 | 0 | 0 | 0
FixedInterchange | 0 | 0 | 0 | 0 | 0 | 0
Emission Cost by Reporting Type: AZ_NM_SNV_Gas
ReportingType | 2015 | 2020 | 2025 | 2030 | 2035 | 2040
BM | 0 | 0 | 0 | 0 | 0 | 0
CC | 0 | 0 | 0 | 0 | 0 | 0
CSP | 0 | 0 | 0 | 0 | 0 | 0
CT | 0 | 0 | 0 | 0 | 0 | 0
Coal | 0 | 0 | 0 | 0 | 0 | 0
Geo | 0 | 0 | 0 | 0 | 0 | 0
H | 0 | 0 | 0 | 0 | 0 | 0
LFG | 0 | 0 | 0 | 0 | 0 | 0
Nuc | 0 | 0 | 0 | 0 | 0 | 0
PS | 0 | 0 | 0 | 0 | 0 | 0
PV | 0 | 0 | 0 | 0 | 0 | 0
PeakG | 0 | 0 | 0 | 0 | 0 | 0
PeakO | 0 | 0 | 0 | 0 | 0 | 0
ST | 0 | 0 | 0 | 0 | 0 | 0
STOG | 0 | 0 | 0 | 0 | 0 | 0
STWD | 0 | 0 | 0 | 0 | 0 | 0
WT | 0 | 0 | 0 | 0 | 0 | 0
IGCC | 0 | 0 | 0 | 0 | 0 | 0
DemandResponse | 0 | 0 | 0 | 0 | 0 | 0
IGCC-CCS | 0 | 0 | 0 | 0 | 0 | 0
WT_off | 0 | 0 | 0 | 0 | 0 | 0
PseudoUnit | 0 | 0 | 0 | 0 | 0 | 0
FixedInterchange | 0 | 0 | 0 | 0 | 0 | 0
Emission Cost by Reporting Type: AZ_NM_SNV_NucRenew
ReportingType | 2015 | 2020 | 2025 | 2030 | 2035 | 2040
BM | 0 | 0 | 0 | 0 | 0 | 0
CC | 0 | 0 | 0 | 0 | 0 | 0
CSP | 0 | 0 | 0 | 0 | 0 | 0
CT | 0 | 0 | 0 | 0 | 0 | 0
Coal | 0 | 0 | 0 | 0 | 0 | 0
Geo | 0 | 0 | 0 | 0 | 0 | 0
H | 0 | 0 | 0 | 0 | 0 | 0
LFG | 0 | 0 | 0 | 0 | 0 | 0
Nuc | 0 | 0 | 0 | 0 | 0 | 0
PS | 0 | 0 | 0 | 0 | 0 | 0
PV | 0 | 0 | 0 | 0 | 0 | 0
PeakG | 0 | 0 | 0 | 0 | 0 | 0
PeakO | 0 | 0 | 0 | 0 | 0 | 0
ST | 0 | 0 | 0 | 0 | 0 | 0
STOG | 0 | 0 | 0 | 0 | 0 | 0
STWD | 0 | 0 | 0 | 0 | 0 | 0
WT | 0 | 0 | 0 | 0 | 0 | 0
IGCC | 0 | 0 | 0 | 0 | 0 | 0
DemandResponse | 0 | 0 | 0 | 0 | 0 | 0
IGCC-CCS | 0 | 0 | 0 | 0 | 0 | 0
WT_off | 0 | 0 | 0 | 0 | 0 | 0
PseudoUnit | 0 | 0 | 0 | 0 | 0 | 0
FixedInterchange | 0 | 0 | 0 | 0 | 0 | 0
Emission Cost by Reporting Type: ERCOT
ReportingType | 2015 | 2020 | 2025 | 2030 | 2035 | 2040
BM | 0 | 0 | 0 | 0 | 0 | 0
CC | 0 | 0 | 0 | 0 | 0 | 0
CSP | 0 | 0 | 0 | 0 | 0 | 0
CT | 0 | 0 | 0 | 0 | 0 | 0
Coal | 64.64 | 0 | 0 | 0 | 0 | 0
Geo | 0 | 0 | 0 | 0 | 0 | 0
H | 0 | 0 | 0 | 0 | 0 | 0
LFG | 0 | 0 | 0 | 0 | 0 | 0
Nuc | 0 | 0 | 0 | 0 | 0 | 0
PS | 0 | 0 | 0 | 0 | 0 | 0
PV | 0 | 0 | 0 | 0 | 0 | 0
PeakG | 0 | 0 | 0 | 0 | 0 | 0
PeakO | 0 | 0 | 0 | 0 | 0 | 0
ST | 0 | 0 | 0 | 0 | 0 | 0
STOG | 0 | 0 | 0 | 0 | 0 | 0
STWD | 0 | 0 | 0 | 0 | 0 | 0
WT | 0 | 0 | 0 | 0 | 0 | 0
IGCC | 0 | 0 | 0 | 0 | 0 | 0
DemandResponse | 0 | 0 | 0 | 0 | 0 | 0
IGCC-CCS | 0 | 0 | 0 | 0 | 0 | 0
WT_off | 0 | 0 | 0 | 0 | 0 | 0
PseudoUnit | 0 | 0 | 0 | 0 | 0 | 0
FixedInterchange | 0 | 0 | 0 | 0 | 0 | 0
Emission Cost by Reporting Type: NP15
ReportingType | 2015 | 2020 | 2025 | 2030 | 2035 | 2040
BM | 0 | 0 | 0 | 0 | 0 | 0
CC | 0 | 0 | 0 | 0 | 0 | 0
CSP | 0 | 0 | 0 | 0 | 0 | 0
CT | 0 | 0 | 0 | 0 | 0 | 0
Coal | 0.91 | 0 | 0 | 0 | 0 | 0
Geo | 0 | 0 | 0 | 0 | 0 | 0
H | 0 | 0 | 0 | 0 | 0 | 0
LFG | 0 | 0 | 0 | 0 | 0 | 0
Nuc | 0 | 0 | 0 | 0 | 0 | 0
PS | 0 | 0 | 0 | 0 | 0 | 0
PV | 0 | 0 | 0 | 0 | 0 | 0
PeakG | 0 | 0 | 0 | 0 | 0 | 0
PeakO | 0 | 0 | 0 | 0 | 0 | 0
ST | 0 | 0 | 0 | 0 | 0 | 0
STOG | 0 | 0 | 0 | 0 | 0 | 0
STWD | 0 | 0 | 0 | 0 | 0 | 0
WT | 0 | 0 | 0 | 0 | 0 | 0
IGCC | 0 | 0 | 0 | 0 | 0 | 0
DemandResponse | 0 | 0 | 0 | 0 | 0 | 0
IGCC-CCS | 0 | 0 | 0 | 0 | 0 | 0
WT_off | 0 | 0 | 0 | 0 | 0 | 0
PseudoUnit | 0 | 0 | 0 | 0 | 0 | 0
FixedInterchange | 0 | 0 | 0 | 0 | 0 | 0
Emission Cost by Reporting Type: NWPP_Coal
ReportingType | 2015 | 2020 | 2025 | 2030 | 2035 | 2040
BM | 0 | 0 | 0 | 0 | 0 | 0
CC | 0 | 0 | 0 | 0 | 0 | 0
CSP | 0 | 0 | 0 | 0 | 0 | 0
CT | 0 | 0 | 0 | 0 | 0 | 0
Coal | 12.01 | 0 | 0 | 0 | 0 | 0
Geo | 0 | 0 | 0 | 0 | 0 | 0
H | 0 | 0 | 0 | 0 | 0 | 0
LFG | 0 | 0 | 0 | 0 | 0 | 0
Nuc | 0 | 0 | 0 | 0 | 0 | 0
PS | 0 | 0 | 0 | 0 | 0 | 0
PV | 0 | 0 | 0 | 0 | 0 | 0
PeakG | 0 | 0 | 0 | 0 | 0 | 0
PeakO | 0 | 0 | 0 | 0 | 0 | 0
ST | 0 | 0 | 0 | 0 | 0 | 0
STOG | 0 | 0 | 0 | 0 | 0 | 0
STWD | 0 | 0 | 0 | 0 | 0 | 0
WT | 0 | 0 | 0 | 0 | 0 | 0
IGCC | 0 | 0 | 0 | 0 | 0 | 0
DemandResponse | 0 | 0 | 0 | 0 | 0 | 0
IGCC-CCS | 0 | 0 | 0 | 0 | 0 | 0
WT_off | 0 | 0 | 0 | 0 | 0 | 0
PseudoUnit | 0 | 0 | 0 | 0 | 0 | 0
FixedInterchange | 0 | 0 | 0 | 0 | 0 | 0
Emission Cost by Reporting Type: NWPP_Gas
ReportingType | 2015 | 2020 | 2025 | 2030 | 2035 | 2040
BM | 0 | 0 | 0 | 0 | 0 | 0
CC | 0 | 0 | 0 | 0 | 0 | 0
CSP | 0 | 0 | 0 | 0 | 0 | 0
CT | 0 | 0 | 0 | 0 | 0 | 0
Coal | 0 | 0 | 0 | 0 | 0 | 0
Geo | 0 | 0 | 0 | 0 | 0 | 0
H | 0 | 0 | 0 | 0 | 0 | 0
LFG | 0 | 0 | 0 | 0 | 0 | 0
Nuc | 0 | 0 | 0 | 0 | 0 | 0
PS | 0 | 0 | 0 | 0 | 0 | 0
PV | 0 | 0 | 0 | 0 | 0 | 0
PeakG | 0 | 0 | 0 | 0 | 0 | 0
PeakO | 0 | 0 | 0 | 0 | 0 | 0
ST | 0 | 0 | 0 | 0 | 0 | 0
STOG | 0 | 0 | 0 | 0 | 0 | 0
STWD | 0 | 0 | 0 | 0 | 0 | 0
WT | 0 | 0 | 0 | 0 | 0 | 0
IGCC | 0 | 0 | 0 | 0 | 0 | 0
DemandResponse | 0 | 0 | 0 | 0 | 0 | 0
IGCC-CCS | 0 | 0 | 0 | 0 | 0 | 0
WT_off | 0 | 0 | 0 | 0 | 0 | 0
PseudoUnit | 0 | 0 | 0 | 0 | 0 | 0
FixedInterchange | 0 | 0 | 0 | 0 | 0 | 0
Emission Cost by Reporting Type: NWPP_NucRenew
ReportingType | 2015 | 2020 | 2025 | 2030 | 2035 | 2040
BM | 0 | 0 | 0 | 0 | 0 | 0
CC | 0 | 0 | 0 | 0 | 0 | 0
CSP | 0 | 0 | 0 | 0 | 0 | 0
CT | 0 | 0 | 0 | 0 | 0 | 0
Coal | 0 | 0 | 0 | 0 | 0 | 0
Geo | 0 | 0 | 0 | 0 | 0 | 0
H | 0 | 0 | 0 | 0 | 0 | 0
LFG | 0 | 0 | 0 | 0 | 0 | 0
Nuc | 0 | 0 | 0 | 0 | 0 | 0
PS | 0 | 0 | 0 | 0 | 0 | 0
PV | 0 | 0 | 0 | 0 | 0 | 0
PeakG | 0 | 0 | 0 | 0 | 0 | 0
PeakO | 0 | 0 | 0 | 0 | 0 | 0
ST | 0 | 0 | 0 | 0 | 0 | 0
STOG | 0 | 0 | 0 | 0 | 0 | 0
STWD | 0 | 0 | 0 | 0 | 0 | 0
WT | 0 | 0 | 0 | 0 | 0 | 0
IGCC | 0 | 0 | 0 | 0 | 0 | 0
DemandResponse | 0 | 0 | 0 | 0 | 0 | 0
IGCC-CCS | 0 | 0 | 0 | 0 | 0 | 0
WT_off | 0 | 0 | 0 | 0 | 0 | 0
PseudoUnit | 0 | 0 | 0 | 0 | 0 | 0
FixedInterchange | 0 | 0 | 0 | 0 | 0 | 0
Emission Cost by Reporting Type: RMPA
ReportingType | 2015 | 2020 | 2025 | 2030 | 2035 | 2040
BM | 0 | 0 | 0 | 0 | 0 | 0
CC | 0 | 0 | 0 | 0 | 0 | 0
CSP | 0 | 0 | 0 | 0 | 0 | 0
CT | 0 | 0 | 0 | 0 | 0 | 0
Coal | 5.68 | 0 | 0 | 0 | 0 | 0
Geo | 0 | 0 | 0 | 0 | 0 | 0
H | 0 | 0 | 0 | 0 | 0 | 0
LFG | 0 | 0 | 0 | 0 | 0 | 0
Nuc | 0 | 0 | 0 | 0 | 0 | 0
PS | 0 | 0 | 0 | 0 | 0 | 0
PV | 0 | 0 | 0 | 0 | 0 | 0
PeakG | 0 | 0 | 0 | 0 | 0 | 0
PeakO | 0 | 0 | 0 | 0 | 0 | 0
ST | 0 | 0 | 0 | 0 | 0 | 0
STOG | 0 | 0 | 0 | 0 | 0 | 0
STWD | 0 | 0 | 0 | 0 | 0 | 0
WT | 0 | 0 | 0 | 0 | 0 | 0
IGCC | 0 | 0 | 0 | 0 | 0 | 0
DemandResponse | 0 | 0 | 0 | 0 | 0 | 0
IGCC-CCS | 0 | 0 | 0 | 0 | 0 | 0
WT_off | 0 | 0 | 0 | 0 | 0 | 0
PseudoUnit | 0 | 0 | 0 | 0 | 0 | 0
FixedInterchange | 0 | 0 | 0 | 0 | 0 | 0
Emission Cost by Reporting Type: SP15
ReportingType | 2015 | 2020 | 2025 | 2030 | 2035 | 2040
BM | 0 | 0 | 0 | 0 | 0 | 0
CC | 0 | 0 | 0 | 0 | 0 | 0
CSP | 0 | 0 | 0 | 0 | 0 | 0
CT | 0 | 0 | 0 | 0 | 0 | 0
Coal | 0.48 | 0 | 0 | 0 | 0 | 0
Geo | 0 | 0 | 0 | 0 | 0 | 0
H | 0 | 0 | 0 | 0 | 0 | 0
LFG | 0 | 0 | 0 | 0 | 0 | 0
Nuc | 0 | 0 | 0 | 0 | 0 | 0
PS | 0 | 0 | 0 | 0 | 0 | 0
PV | 0 | 0 | 0 | 0 | 0 | 0
PeakG | 0 | 0 | 0 | 0 | 0 | 0
PeakO | 0 | 0 | 0 | 0 | 0 | 0
ST | 0 | 0 | 0 | 0 | 0 | 0
STOG | 0 | 0 | 0 | 0 | 0 | 0
STWD | 0 | 0 | 0 | 0 | 0 | 0
WT | 0 | 0 | 0 | 0 | 0 | 0
IGCC | 0 | 0 | 0 | 0 | 0 | 0
DemandResponse | 0 | 0 | 0 | 0 | 0 | 0
IGCC-CCS | 0 | 0 | 0 | 0 | 0 | 0
WT_off | 0 | 0 | 0 | 0 | 0 | 0
PseudoUnit | 0 | 0 | 0 | 0 | 0 | 0
FixedInterchange | 0 | 0 | 0 | 0 | 0 | 0
Emission Cost by Reporting Type: ALB
ReportingType | 2015 | 2020 | 2025 | 2030 | 2035 | 2040
BM | 0 | 0 | 0 | 0 | 0 | 0
CC | 0 | 0 | 0 | 0 | 0 | 0
CSP | 0 | 0 | 0 | 0 | 0 | 0
CT | 0 | 0 | 0 | 0 | 0 | 0
Coal | 0 | 0 | 0 | 0 | 0 | 0
Geo | 0 | 0 | 0 | 0 | 0 | 0
H | 0 | 0 | 0 | 0 | 0 | 0
LFG | 0 | 0 | 0 | 0 | 0 | 0
Nuc | 0 | 0 | 0 | 0 | 0 | 0
PS | 0 | 0 | 0 | 0 | 0 | 0
PV | 0 | 0 | 0 | 0 | 0 | 0
PeakG | 0 | 0 | 0 | 0 | 0 | 0
PeakO | 0 | 0 | 0 | 0 | 0 | 0
ST | 0 | 0 | 0 | 0 | 0 | 0
STOG | 0 | 0 | 0 | 0 | 0 | 0
STWD | 0 | 0 | 0 | 0 | 0 | 0
WT | 0 | 0 | 0 | 0 | 0 | 0
IGCC | 0 | 0 | 0 | 0 | 0 | 0
DemandResponse | 0 | 0 | 0 | 0 | 0 | 0
IGCC-CCS | 0 | 0 | 0 | 0 | 0 | 0
WT_off | 0 | 0 | 0 | 0 | 0 | 0
PseudoUnit | 0 | 0 | 0 | 0 | 0 | 0
FixedInterchange | 0 | 0 | 0 | 0 | 0 | 0
Emission Cost by Reporting Type: BC
ReportingType | 2015 | 2020 | 2025 | 2030 | 2035 | 2040
BM | 0 | 0 | 0 | 0 | 0 | 0
CC | 0 | 0 | 0 | 0 | 0 | 0
CSP | 0 | 0 | 0 | 0 | 0 | 0
CT | 0 | 0 | 0 | 0 | 0 | 0
Coal | 0 | 0 | 0 | 0 | 0 | 0
Geo | 0 | 0 | 0 | 0 | 0 | 0
H | 0 | 0 | 0 | 0 | 0 | 0
LFG | 0 | 0 | 0 | 0 | 0 | 0
Nuc | 0 | 0 | 0 | 0 | 0 | 0
PS | 0 | 0 | 0 | 0 | 0 | 0
PV | 0 | 0 | 0 | 0 | 0 | 0
PeakG | 0 | 0 | 0 | 0 | 0 | 0
PeakO | 0 | 0 | 0 | 0 | 0 | 0
ST | 0 | 0 | 0 | 0 | 0 | 0
STOG | 0 | 0 | 0 | 0 | 0 | 0
STWD | 0 | 0 | 0 | 0 | 0 | 0
WT | 0 | 0 | 0 | 0 | 0 | 0
IGCC | 0 | 0 | 0 | 0 | 0 | 0
DemandResponse | 0 | 0 | 0 | 0 | 0 | 0
IGCC-CCS | 0 | 0 | 0 | 0 | 0 | 0
WT_off | 0 | 0 | 0 | 0 | 0 | 0
PseudoUnit | 0 | 0 | 0 | 0 | 0 | 0
FixedInterchange | 0 | 0 | 0 | 0 | 0 | 0
Emission Cost by Reporting Type: HQ_IESO
ReportingType | 2015 | 2020 | 2025 | 2030 | 2035 | 2040
BM | 0 | 0 | 0 | 0 | 0 | 0
CC | 0 | 0 | 0 | 0 | 0 | 0
CSP | 0 | 0 | 0 | 0 | 0 | 0
CT | 0 | 0 | 0 | 0 | 0 | 0
Coal | 0 | 0 | 0 | 0 | 0 | 0
Geo | 0 | 0 | 0 | 0 | 0 | 0
H | 0 | 0 | 0 | 0 | 0 | 0
LFG | 0 | 0 | 0 | 0 | 0 | 0
Nuc | 0 | 0 | 0 | 0 | 0 | 0
PS | 0 | 0 | 0 | 0 | 0 | 0
PV | 0 | 0 | 0 | 0 | 0 | 0
PeakG | 0 | 0 | 0 | 0 | 0 | 0
PeakO | 0 | 0 | 0 | 0 | 0 | 0
ST | 0 | 0 | 0 | 0 | 0 | 0
STOG | 0 | 0 | 0 | 0 | 0 | 0
STWD | 0 | 0 | 0 | 0 | 0 | 0
WT | 0 | 0 | 0 | 0 | 0 | 0
IGCC | 0 | 0 | 0 | 0 | 0 | 0
DemandResponse | 0 | 0 | 0 | 0 | 0 | 0
IGCC-CCS | 0 | 0 | 0 | 0 | 0 | 0
WT_off | 0 | 0 | 0 | 0 | 0 | 0
PseudoUnit | 0 | 0 | 0 | 0 | 0 | 0
FixedInterchange | 0 | 0 | 0 | 0 | 0 | 0
Emission Cost by Reporting Type: HQ_NEISO
ReportingType | 2015 | 2020 | 2025 | 2030 | 2035 | 2040
BM | 0 | 0 | 0 | 0 | 0 | 0
CC | 0 | 0 | 0 | 0 | 0 | 0
CSP | 0 | 0 | 0 | 0 | 0 | 0
CT | 0 | 0 | 0 | 0 | 0 | 0
Coal | 0 | 0 | 0 | 0 | 0 | 0
Geo | 0 | 0 | 0 | 0 | 0 | 0
H | 0 | 0 | 0 | 0 | 0 | 0
LFG | 0 | 0 | 0 | 0 | 0 | 0
Nuc | 0 | 0 | 0 | 0 | 0 | 0
PS | 0 | 0 | 0 | 0 | 0 | 0
PV | 0 | 0 | 0 | 0 | 0 | 0
PeakG | 0 | 0 | 0 | 0 | 0 | 0
PeakO | 0 | 0 | 0 | 0 | 0 | 0
ST | 0 | 0 | 0 | 0 | 0 | 0
STOG | 0 | 0 | 0 | 0 | 0 | 0
STWD | 0 | 0 | 0 | 0 | 0 | 0
WT | 0 | 0 | 0 | 0 | 0 | 0
IGCC | 0 | 0 | 0 | 0 | 0 | 0
DemandResponse | 0 | 0 | 0 | 0 | 0 | 0
IGCC-CCS | 0 | 0 | 0 | 0 | 0 | 0
WT_off | 0 | 0 | 0 | 0 | 0 | 0
PseudoUnit | 0 | 0 | 0 | 0 | 0 | 0
FixedInterchange | 0 | 0 | 0 | 0 | 0 | 0
Emission Cost by Reporting Type: HQ_NY
ReportingType | 2015 | 2020 | 2025 | 2030 | 2035 | 2040
BM | 0 | 0 | 0 | 0 | 0 | 0
CC | 0 | 0 | 0 | 0 | 0 | 0
CSP | 0 | 0 | 0 | 0 | 0 | 0
CT | 0 | 0 | 0 | 0 | 0 | 0
Coal | 0 | 0 | 0 | 0 | 0 | 0
Geo | 0 | 0 | 0 | 0 | 0 | 0
H | 0 | 0 | 0 | 0 | 0 | 0
LFG | 0 | 0 | 0 | 0 | 0 | 0
Nuc | 0 | 0 | 0 | 0 | 0 | 0
PS | 0 | 0 | 0 | 0 | 0 | 0
PV | 0 | 0 | 0 | 0 | 0 | 0
PeakG | 0 | 0 | 0 | 0 | 0 | 0
PeakO | 0 | 0 | 0 | 0 | 0 | 0
ST | 0 | 0 | 0 | 0 | 0 | 0
STOG | 0 | 0 | 0 | 0 | 0 | 0
STWD | 0 | 0 | 0 | 0 | 0 | 0
WT | 0 | 0 | 0 | 0 | 0 | 0
IGCC | 0 | 0 | 0 | 0 | 0 | 0
DemandResponse | 0 | 0 | 0 | 0 | 0 | 0
IGCC-CCS | 0 | 0 | 0 | 0 | 0 | 0
WT_off | 0 | 0 | 0 | 0 | 0 | 0
PseudoUnit | 0 | 0 | 0 | 0 | 0 | 0
FixedInterchange | 0 | 0 | 0 | 0 | 0 | 0
Emission Cost by Reporting Type: MARITIMES
ReportingType | 2015 | 2020 | 2025 | 2030 | 2035 | 2040
BM | 0 | 0 | 0 | 0 | 0 | 0
CC | 0 | 0 | 0 | 0 | 0 | 0
CSP | 0 | 0 | 0 | 0 | 0 | 0
CT | 0 | 0 | 0 | 0 | 0 | 0
Coal | 0 | 0 | 0 | 0 | 0 | 0
Geo | 0 | 0 | 0 | 0 | 0 | 0
H | 0 | 0 | 0 | 0 | 0 | 0
LFG | 0 | 0 | 0 | 0 | 0 | 0
Nuc | 0 | 0 | 0 | 0 | 0 | 0
PS | 0 | 0 | 0 | 0 | 0 | 0
PV | 0 | 0 | 0 | 0 | 0 | 0
PeakG | 0 | 0 | 0 | 0 | 0 | 0
PeakO | 0 | 0 | 0 | 0 | 0 | 0
ST | 0 | 0 | 0 | 0 | 0 | 0
STOG | 0 | 0 | 0 | 0 | 0 | 0
STWD | 0 | 0 | 0 | 0 | 0 | 0
WT | 0 | 0 | 0 | 0 | 0 | 0
IGCC | 0 | 0 | 0 | 0 | 0 | 0
DemandResponse | 0 | 0 | 0 | 0 | 0 | 0
IGCC-CCS | 0 | 0 | 0 | 0 | 0 | 0
WT_off | 0 | 0 | 0 | 0 | 0 | 0
PseudoUnit | 0 | 0 | 0 | 0 | 0 | 0
FixedInterchange | 0 | 0 | 0 | 0 | 0 | 0
Emission Cost by Reporting Type: All
ReportingType | 2015 | 2020 | 2025 | 2030 | 2035 | 2040
BM | 0 | 0 | 0 | 0 | 0 | 0
CC | 0 | 0 | 0 | 0 | 0 | 0
CSP | 0 | 0 | 0 | 0 | 0 | 0
CT | 0 | 0 | 0 | 0 | 0 | 0
Coal | 1275.29 | 0 | 0 | 0 | 0 | 0
Geo | 0 | 0 | 0 | 0 | 0 | 0
H | 0 | 0 | 0 | 0 | 0 | 0
LFG | 0 | 0 | 0 | 0 | 0 | 0
Nuc | 0 | 0 | 0 | 0 | 0 | 0
PS | 0 | 0 | 0 | 0 | 0 | 0
PV | 0 | 0 | 0 | 0 | 0 | 0
PeakG | 0 | 0 | 0 | 0 | 0 | 0
PeakO | 0 | 0 | 0 | 0 | 0 | 0
ST | 0 | 0 | 0 | 0 | 0 | 0
STOG | 0 | 0 | 0 | 0 | 0 | 0
STWD | 0 | 0 | 0 | 0 | 0 | 0
WT | 0 | 0 | 0 | 0 | 0 | 0
IGCC | 0.57 | 0 | 0 | 0 | 0 | 0
DemandResponse | 0 | 0 | 0 | 0 | 0 | 0
IGCC-CCS | 0 | 0 | 0 | 0 | 0 | 0
WT_off | 0 | 0 | 0 | 0 | 0 | 0
PseudoUnit | 0 | 0 | 0 | 0 | 0 | 0
FixedInterchange | 0 | 0 | 0 | 0 | 0 | 0
Emission Cost by Reporting Type: EI_US
ReportingType | 2015 | 2020 | 2025 | 2030 | 2035 | 2040
BM | 0 | 0 | 0 | 0 | 0 | 0
CC | 0 | 0 | 0 | 0 | 0 | 0
CSP | 0 | 0 | 0 | 0 | 0 | 0
CT | 0 | 0 | 0 | 0 | 0 | 0
Coal | 1188.22 | 0 | 0 | 0 | 0 | 0
Geo | 0 | 0 | 0 | 0 | 0 | 0
H | 0 | 0 | 0 | 0 | 0 | 0
LFG | 0 | 0 | 0 | 0 | 0 | 0
Nuc | 0 | 0 | 0 | 0 | 0 | 0
PS | 0 | 0 | 0 | 0 | 0 | 0
PV | 0 | 0 | 0 | 0 | 0 | 0
PeakG | 0 | 0 | 0 | 0 | 0 | 0
PeakO | 0 | 0 | 0 | 0 | 0 | 0
ST | 0 | 0 | 0 | 0 | 0 | 0
STOG | 0 | 0 | 0 | 0 | 0 | 0
STWD | 0 | 0 | 0 | 0 | 0 | 0
WT | 0 | 0 | 0 | 0 | 0 | 0
IGCC | 0.57 | 0 | 0 | 0 | 0 | 0
DemandResponse | 0 | 0 | 0 | 0 | 0 | 0
IGCC-CCS | 0 | 0 | 0 | 0 | 0 | 0
WT_off | 0 | 0 | 0 | 0 | 0 | 0
PseudoUnit | 0 | 0 | 0 | 0 | 0 | 0
FixedInterchange | 0 | 0 | 0 | 0 | 0 | 0
Emission Cost by Reporting Type: EI_Canada
ReportingType | 2015 | 2020 | 2025 | 2030 | 2035 | 2040
BM | 0 | 0 | 0 | 0 | 0 | 0
CC | 0 | 0 | 0 | 0 | 0 | 0
CSP | 0 | 0 | 0 | 0 | 0 | 0
CT | 0 | 0 | 0 | 0 | 0 | 0
Coal | 0 | 0 | 0 | 0 | 0 | 0
Geo | 0 | 0 | 0 | 0 | 0 | 0
H | 0 | 0 | 0 | 0 | 0 | 0
LFG | 0 | 0 | 0 | 0 | 0 | 0
Nuc | 0 | 0 | 0 | 0 | 0 | 0
PS | 0 | 0 | 0 | 0 | 0 | 0
PV | 0 | 0 | 0 | 0 | 0 | 0
PeakG | 0 | 0 | 0 | 0 | 0 | 0
PeakO | 0 | 0 | 0 | 0 | 0 | 0
ST | 0 | 0 | 0 | 0 | 0 | 0
STOG | 0 | 0 | 0 | 0 | 0 | 0
STWD | 0 | 0 | 0 | 0 | 0 | 0
WT | 0 | 0 | 0 | 0 | 0 | 0
IGCC | 0 | 0 | 0 | 0 | 0 | 0
DemandResponse | 0 | 0 | 0 | 0 | 0 | 0
IGCC-CCS | 0 | 0 | 0 | 0 | 0 | 0
WT_off | 0 | 0 | 0 | 0 | 0 | 0
PseudoUnit | 0 | 0 | 0 | 0 | 0 | 0
FixedInterchange | 0 | 0 | 0 | 0 | 0 | 0
Emission Cost by Reporting Type: EI
ReportingType | 2015 | 2020 | 2025 | 2030 | 2035 | 2040
BM | 0 | 0 | 0 | 0 | 0 | 0
CC | 0 | 0 | 0 | 0 | 0 | 0
CSP | 0 | 0 | 0 | 0 | 0 | 0
CT | 0 | 0 | 0 | 0 | 0 | 0
Coal | 1188.22 | 0 | 0 | 0 | 0 | 0
Geo | 0 | 0 | 0 | 0 | 0 | 0
H | 0 | 0 | 0 | 0 | 0 | 0
LFG | 0 | 0 | 0 | 0 | 0 | 0
Nuc | 0 | 0 | 0 | 0 | 0 | 0
PS | 0 | 0 | 0 | 0 | 0 | 0
PV | 0 | 0 | 0 | 0 | 0 | 0
PeakG | 0 | 0 | 0 | 0 | 0 | 0
PeakO | 0 | 0 | 0 | 0 | 0 | 0
ST | 0 | 0 | 0 | 0 | 0 | 0
STOG | 0 | 0 | 0 | 0 | 0 | 0
STWD | 0 | 0 | 0 | 0 | 0 | 0
WT | 0 | 0 | 0 | 0 | 0 | 0
IGCC | 0.57 | 0 | 0 | 0 | 0 | 0
DemandResponse | 0 | 0 | 0 | 0 | 0 | 0
IGCC-CCS | 0 | 0 | 0 | 0 | 0 | 0
WT_off | 0 | 0 | 0 | 0 | 0 | 0
PseudoUnit | 0 | 0 | 0 | 0 | 0 | 0
FixedInterchange | 0 | 0 | 0 | 0 | 0 | 0
Emission Cost by Reporting Type: Outside_EI
ReportingType | 2015 | 2020 | 2025 | 2030 | 2035 | 2040
BM | 0 | 0 | 0 | 0 | 0 | 0
CC | 0 | 0 | 0 | 0 | 0 | 0
CSP | 0 | 0 | 0 | 0 | 0 | 0
CT | 0 | 0 | 0 | 0 | 0 | 0
Coal | 87.07 | 0 | 0 | 0 | 0 | 0
Geo | 0 | 0 | 0 | 0 | 0 | 0
H | 0 | 0 | 0 | 0 | 0 | 0
LFG | 0 | 0 | 0 | 0 | 0 | 0
Nuc | 0 | 0 | 0 | 0 | 0 | 0
PS | 0 | 0 | 0 | 0 | 0 | 0
PV | 0 | 0 | 0 | 0 | 0 | 0
PeakG | 0 | 0 | 0 | 0 | 0 | 0
PeakO | 0 | 0 | 0 | 0 | 0 | 0
ST | 0 | 0 | 0 | 0 | 0 | 0
STOG | 0 | 0 | 0 | 0 | 0 | 0
STWD | 0 | 0 | 0 | 0 | 0 | 0
WT | 0 | 0 | 0 | 0 | 0 | 0
IGCC | 0 | 0 | 0 | 0 | 0 | 0
DemandResponse | 0 | 0 | 0 | 0 | 0 | 0
IGCC-CCS | 0 | 0 | 0 | 0 | 0 | 0
WT_off | 0 | 0 | 0 | 0 | 0 | 0
PseudoUnit | 0 | 0 | 0 | 0 | 0 | 0
FixedInterchange | 0 | 0 | 0 | 0 | 0 | 0
==== Emission Program: CAIRNoxSeasonal : (NOx) ====
Emission Cost by Reporting Type: Entergy
ReportingType | 2015 | 2020 | 2025 | 2030 | 2035 | 2040
BM | 0 | 0 | 0 | 0 | 0 | 0
CC | 0 | 0 | 0 | 0 | 0 | 0
CSP | 0 | 0 | 0 | 0 | 0 | 0
CT | 0 | 0 | 0 | 0 | 0 | 0
Coal | 0 | 0 | 0 | 0 | 0 | 0
Geo | 0 | 0 | 0 | 0 | 0 | 0
H | 0 | 0 | 0 | 0 | 0 | 0
LFG | 0 | 0 | 0 | 0 | 0 | 0
Nuc | 0 | 0 | 0 | 0 | 0 | 0
PS | 0 | 0 | 0 | 0 | 0 | 0
PV | 0 | 0 | 0 | 0 | 0 | 0
PeakG | 0 | 0 | 0 | 0 | 0 | 0
PeakO | 0 | 0 | 0 | 0 | 0 | 0
ST | 0 | 0 | 0 | 0 | 0 | 0
STOG | 0 | 0 | 0 | 0 | 0 | 0
STWD | 0 | 0 | 0 | 0 | 0 | 0
WT | 0 | 0 | 0 | 0 | 0 | 0
IGCC | 0 | 0 | 0 | 0 | 0 | 0
DemandResponse | 0 | 0 | 0 | 0 | 0 | 0
IGCC-CCS | 0 | 0 | 0 | 0 | 0 | 0
WT_off | 0 | 0 | 0 | 0 | 0 | 0
PseudoUnit | 0 | 0 | 0 | 0 | 0 | 0
FixedInterchange | 0 | 0 | 0 | 0 | 0 | 0
Emission Cost by Reporting Type: FRCC
ReportingType | 2015 | 2020 | 2025 | 2030 | 2035 | 2040
BM | 0 | 0 | 0 | 0 | 0 | 0
CC | 0 | 0 | 0 | 0 | 0 | 0
CSP | 0 | 0 | 0 | 0 | 0 | 0
CT | 0 | 0 | 0 | 0 | 0 | 0
Coal | 0 | 0 | 0 | 0 | 0 | 0
Geo | 0 | 0 | 0 | 0 | 0 | 0
H | 0 | 0 | 0 | 0 | 0 | 0
LFG | 0 | 0 | 0 | 0 | 0 | 0
Nuc | 0 | 0 | 0 | 0 | 0 | 0
PS | 0 | 0 | 0 | 0 | 0 | 0
PV | 0 | 0 | 0 | 0 | 0 | 0
PeakG | 0 | 0 | 0 | 0 | 0 | 0
PeakO | 0 | 0 | 0 | 0 | 0 | 0
ST | 0 | 0 | 0 | 0 | 0 | 0
STOG | 0 | 0 | 0 | 0 | 0 | 0
STWD | 0 | 0 | 0 | 0 | 0 | 0
WT | 0 | 0 | 0 | 0 | 0 | 0
IGCC | 0 | 0 | 0 | 0 | 0 | 0
DemandResponse | 0 | 0 | 0 | 0 | 0 | 0
IGCC-CCS | 0 | 0 | 0 | 0 | 0 | 0
WT_off | 0 | 0 | 0 | 0 | 0 | 0
PseudoUnit | 0 | 0 | 0 | 0 | 0 | 0
FixedInterchange | 0 | 0 | 0 | 0 | 0 | 0
Emission Cost by Reporting Type: MAPP_US
ReportingType | 2015 | 2020 | 2025 | 2030 | 2035 | 2040
BM | 0 | 0 | 0 | 0 | 0 | 0
CC | 0 | 0 | 0 | 0 | 0 | 0
CSP | 0 | 0 | 0 | 0 | 0 | 0
CT | 0 | 0 | 0 | 0 | 0 | 0
Coal | 0 | 0 | 0 | 0 | 0 | 0
Geo | 0 | 0 | 0 | 0 | 0 | 0
H | 0 | 0 | 0 | 0 | 0 | 0
LFG | 0 | 0 | 0 | 0 | 0 | 0
Nuc | 0 | 0 | 0 | 0 | 0 | 0
PS | 0 | 0 | 0 | 0 | 0 | 0
PV | 0 | 0 | 0 | 0 | 0 | 0
PeakG | 0 | 0 | 0 | 0 | 0 | 0
PeakO | 0 | 0 | 0 | 0 | 0 | 0
ST | 0 | 0 | 0 | 0 | 0 | 0
STOG | 0 | 0 | 0 | 0 | 0 | 0
STWD | 0 | 0 | 0 | 0 | 0 | 0
WT | 0 | 0 | 0 | 0 | 0 | 0
IGCC | 0 | 0 | 0 | 0 | 0 | 0
DemandResponse | 0 | 0 | 0 | 0 | 0 | 0
IGCC-CCS | 0 | 0 | 0 | 0 | 0 | 0
WT_off | 0 | 0 | 0 | 0 | 0 | 0
PseudoUnit | 0 | 0 | 0 | 0 | 0 | 0
FixedInterchange | 0 | 0 | 0 | 0 | 0 | 0
Emission Cost by Reporting Type: MISO_IN
ReportingType | 2015 | 2020 | 2025 | 2030 | 2035 | 2040
BM | 0 | 0 | 0 | 0 | 0 | 0
CC | 0 | 0 | 0 | 0 | 0 | 0
CSP | 0 | 0 | 0 | 0 | 0 | 0
CT | 0 | 0 | 0 | 0 | 0 | 0
Coal | 0 | 0 | 0 | 0 | 0 | 0
Geo | 0 | 0 | 0 | 0 | 0 | 0
H | 0 | 0 | 0 | 0 | 0 | 0
LFG | 0 | 0 | 0 | 0 | 0 | 0
Nuc | 0 | 0 | 0 | 0 | 0 | 0
PS | 0 | 0 | 0 | 0 | 0 | 0
PV | 0 | 0 | 0 | 0 | 0 | 0
PeakG | 0 | 0 | 0 | 0 | 0 | 0
PeakO | 0 | 0 | 0 | 0 | 0 | 0
ST | 0 | 0 | 0 | 0 | 0 | 0
STOG | 0 | 0 | 0 | 0 | 0 | 0
STWD | 0 | 0 | 0 | 0 | 0 | 0
WT | 0 | 0 | 0 | 0 | 0 | 0
IGCC | 0 | 0 | 0 | 0 | 0 | 0
DemandResponse | 0 | 0 | 0 | 0 | 0 | 0
IGCC-CCS | 0 | 0 | 0 | 0 | 0 | 0
WT_off | 0 | 0 | 0 | 0 | 0 | 0
PseudoUnit | 0 | 0 | 0 | 0 | 0 | 0
FixedInterchange | 0 | 0 | 0 | 0 | 0 | 0
Emission Cost by Reporting Type: MISO_MI
ReportingType | 2015 | 2020 | 2025 | 2030 | 2035 | 2040
BM | 0 | 0 | 0 | 0 | 0 | 0
CC | 0 | 0 | 0 | 0 | 0 | 0
CSP | 0 | 0 | 0 | 0 | 0 | 0
CT | 0 | 0 | 0 | 0 | 0 | 0
Coal | 0 | 0 | 0 | 0 | 0 | 0
Geo | 0 | 0 | 0 | 0 | 0 | 0
H | 0 | 0 | 0 | 0 | 0 | 0
LFG | 0 | 0 | 0 | 0 | 0 | 0
Nuc | 0 | 0 | 0 | 0 | 0 | 0
PS | 0 | 0 | 0 | 0 | 0 | 0
PV | 0 | 0 | 0 | 0 | 0 | 0
PeakG | 0 | 0 | 0 | 0 | 0 | 0
PeakO | 0 | 0 | 0 | 0 | 0 | 0
ST | 0 | 0 | 0 | 0 | 0 | 0
STOG | 0 | 0 | 0 | 0 | 0 | 0
STWD | 0 | 0 | 0 | 0 | 0 | 0
WT | 0 | 0 | 0 | 0 | 0 | 0
IGCC | 0 | 0 | 0 | 0 | 0 | 0
DemandResponse | 0 | 0 | 0 | 0 | 0 | 0
IGCC-CCS | 0 | 0 | 0 | 0 | 0 | 0
WT_off | 0 | 0 | 0 | 0 | 0 | 0
PseudoUnit | 0 | 0 | 0 | 0 | 0 | 0
FixedInterchange | 0 | 0 | 0 | 0 | 0 | 0
Emission Cost by Reporting Type: MISO_MO-IL
ReportingType | 2015 | 2020 | 2025 | 2030 | 2035 | 2040
BM | 0 | 0 | 0 | 0 | 0 | 0
CC | 0 | 0 | 0 | 0 | 0 | 0
CSP | 0 | 0 | 0 | 0 | 0 | 0
CT | 0 | 0 | 0 | 0 | 0 | 0
Coal | 0 | 0 | 0 | 0 | 0 | 0
Geo | 0 | 0 | 0 | 0 | 0 | 0
H | 0 | 0 | 0 | 0 | 0 | 0
LFG | 0 | 0 | 0 | 0 | 0 | 0
Nuc | 0 | 0 | 0 | 0 | 0 | 0
PS | 0 | 0 | 0 | 0 | 0 | 0
PV | 0 | 0 | 0 | 0 | 0 | 0
PeakG | 0 | 0 | 0 | 0 | 0 | 0
PeakO | 0 | 0 | 0 | 0 | 0 | 0
ST | 0 | 0 | 0 | 0 | 0 | 0
STOG | 0 | 0 | 0 | 0 | 0 | 0
STWD | 0 | 0 | 0 | 0 | 0 | 0
WT | 0 | 0 | 0 | 0 | 0 | 0
IGCC | 0 | 0 | 0 | 0 | 0 | 0
DemandResponse | 0 | 0 | 0 | 0 | 0 | 0
IGCC-CCS | 0 | 0 | 0 | 0 | 0 | 0
WT_off | 0 | 0 | 0 | 0 | 0 | 0
PseudoUnit | 0 | 0 | 0 | 0 | 0 | 0
FixedInterchange | 0 | 0 | 0 | 0 | 0 | 0
Emission Cost by Reporting Type: MISO_W
ReportingType | 2015 | 2020 | 2025 | 2030 | 2035 | 2040
BM | 0 | 0 | 0 | 0 | 0 | 0
CC | 0 | 0 | 0 | 0 | 0 | 0
CSP | 0 | 0 | 0 | 0 | 0 | 0
CT | 0 | 0 | 0 | 0 | 0 | 0
Coal | 0 | 0 | 0 | 0 | 0 | 0
Geo | 0 | 0 | 0 | 0 | 0 | 0
H | 0 | 0 | 0 | 0 | 0 | 0
LFG | 0 | 0 | 0 | 0 | 0 | 0
Nuc | 0 | 0 | 0 | 0 | 0 | 0
PS | 0 | 0 | 0 | 0 | 0 | 0
PV | 0 | 0 | 0 | 0 | 0 | 0
PeakG | 0 | 0 | 0 | 0 | 0 | 0
PeakO | 0 | 0 | 0 | 0 | 0 | 0
ST | 0 | 0 | 0 | 0 | 0 | 0
STOG | 0 | 0 | 0 | 0 | 0 | 0
STWD | 0 | 0 | 0 | 0 | 0 | 0
WT | 0 | 0 | 0 | 0 | 0 | 0
IGCC | 0 | 0 | 0 | 0 | 0 | 0
DemandResponse | 0 | 0 | 0 | 0 | 0 | 0
IGCC-CCS | 0 | 0 | 0 | 0 | 0 | 0
WT_off | 0 | 0 | 0 | 0 | 0 | 0
PseudoUnit | 0 | 0 | 0 | 0 | 0 | 0
FixedInterchange | 0 | 0 | 0 | 0 | 0 | 0
Emission Cost by Reporting Type: MISO_WUMS
ReportingType | 2015 | 2020 | 2025 | 2030 | 2035 | 2040
BM | 0 | 0 | 0 | 0 | 0 | 0
CC | 0 | 0 | 0 | 0 | 0 | 0
CSP | 0 | 0 | 0 | 0 | 0 | 0
CT | 0 | 0 | 0 | 0 | 0 | 0
Coal | 0 | 0 | 0 | 0 | 0 | 0
Geo | 0 | 0 | 0 | 0 | 0 | 0
H | 0 | 0 | 0 | 0 | 0 | 0
LFG | 0 | 0 | 0 | 0 | 0 | 0
Nuc | 0 | 0 | 0 | 0 | 0 | 0
PS | 0 | 0 | 0 | 0 | 0 | 0
PV | 0 | 0 | 0 | 0 | 0 | 0
PeakG | 0 | 0 | 0 | 0 | 0 | 0
PeakO | 0 | 0 | 0 | 0 | 0 | 0
ST | 0 | 0 | 0 | 0 | 0 | 0
STOG | 0 | 0 | 0 | 0 | 0 | 0
STWD | 0 | 0 | 0 | 0 | 0 | 0
WT | 0 | 0 | 0 | 0 | 0 | 0
IGCC | 0 | 0 | 0 | 0 | 0 | 0
DemandResponse | 0 | 0 | 0 | 0 | 0 | 0
IGCC-CCS | 0 | 0 | 0 | 0 | 0 | 0
WT_off | 0 | 0 | 0 | 0 | 0 | 0
PseudoUnit | 0 | 0 | 0 | 0 | 0 | 0
FixedInterchange | 0 | 0 | 0 | 0 | 0 | 0
Emission Cost by Reporting Type: Nebraska
ReportingType | 2015 | 2020 | 2025 | 2030 | 2035 | 2040
BM | 0 | 0 | 0 | 0 | 0 | 0
CC | 0 | 0 | 0 | 0 | 0 | 0
CSP | 0 | 0 | 0 | 0 | 0 | 0
CT | 0 | 0 | 0 | 0 | 0 | 0
Coal | 0 | 0 | 0 | 0 | 0 | 0
Geo | 0 | 0 | 0 | 0 | 0 | 0
H | 0 | 0 | 0 | 0 | 0 | 0
LFG | 0 | 0 | 0 | 0 | 0 | 0
Nuc | 0 | 0 | 0 | 0 | 0 | 0
PS | 0 | 0 | 0 | 0 | 0 | 0
PV | 0 | 0 | 0 | 0 | 0 | 0
PeakG | 0 | 0 | 0 | 0 | 0 | 0
PeakO | 0 | 0 | 0 | 0 | 0 | 0
ST | 0 | 0 | 0 | 0 | 0 | 0
STOG | 0 | 0 | 0 | 0 | 0 | 0
STWD | 0 | 0 | 0 | 0 | 0 | 0
WT | 0 | 0 | 0 | 0 | 0 | 0
IGCC | 0 | 0 | 0 | 0 | 0 | 0
DemandResponse | 0 | 0 | 0 | 0 | 0 | 0
IGCC-CCS | 0 | 0 | 0 | 0 | 0 | 0
WT_off | 0 | 0 | 0 | 0 | 0 | 0
PseudoUnit | 0 | 0 | 0 | 0 | 0 | 0
FixedInterchange | 0 | 0 | 0 | 0 | 0 | 0
Emission Cost by Reporting Type: NEISO
ReportingType | 2015 | 2020 | 2025 | 2030 | 2035 | 2040
BM | 0 | 0 | 0 | 0 | 0 | 0
CC | 0 | 0 | 0 | 0 | 0 | 0
CSP | 0 | 0 | 0 | 0 | 0 | 0
CT | 0 | 0 | 0 | 0 | 0 | 0
Coal | 0 | 0 | 0 | 0 | 0 | 0
Geo | 0 | 0 | 0 | 0 | 0 | 0
H | 0 | 0 | 0 | 0 | 0 | 0
LFG | 0 | 0 | 0 | 0 | 0 | 0
Nuc | 0 | 0 | 0 | 0 | 0 | 0
PS | 0 | 0 | 0 | 0 | 0 | 0
PV | 0 | 0 | 0 | 0 | 0 | 0
PeakG | 0 | 0 | 0 | 0 | 0 | 0
PeakO | 0 | 0 | 0 | 0 | 0 | 0
ST | 0 | 0 | 0 | 0 | 0 | 0
STOG | 0 | 0 | 0 | 0 | 0 | 0
STWD | 0 | 0 | 0 | 0 | 0 | 0
WT | 0 | 0 | 0 | 0 | 0 | 0
IGCC | 0 | 0 | 0 | 0 | 0 | 0
DemandResponse | 0 | 0 | 0 | 0 | 0 | 0
IGCC-CCS | 0 | 0 | 0 | 0 | 0 | 0
WT_off | 0 | 0 | 0 | 0 | 0 | 0
PseudoUnit | 0 | 0 | 0 | 0 | 0 | 0
FixedInterchange | 0 | 0 | 0 | 0 | 0 | 0
Emission Cost by Reporting Type: NonRTO_Midwest
ReportingType | 2015 | 2020 | 2025 | 2030 | 2035 | 2040
BM | 0 | 0 | 0 | 0 | 0 | 0
CC | 0 | 0 | 0 | 0 | 0 | 0
CSP | 0 | 0 | 0 | 0 | 0 | 0
CT | 0 | 0 | 0 | 0 | 0 | 0
Coal | 0 | 0 | 0 | 0 | 0 | 0
Geo | 0 | 0 | 0 | 0 | 0 | 0
H | 0 | 0 | 0 | 0 | 0 | 0
LFG | 0 | 0 | 0 | 0 | 0 | 0
Nuc | 0 | 0 | 0 | 0 | 0 | 0
PS | 0 | 0 | 0 | 0 | 0 | 0
PV | 0 | 0 | 0 | 0 | 0 | 0
PeakG | 0 | 0 | 0 | 0 | 0 | 0
PeakO | 0 | 0 | 0 | 0 | 0 | 0
ST | 0 | 0 | 0 | 0 | 0 | 0
STOG | 0 | 0 | 0 | 0 | 0 | 0
STWD | 0 | 0 | 0 | 0 | 0 | 0
WT | 0 | 0 | 0 | 0 | 0 | 0
IGCC | 0 | 0 | 0 | 0 | 0 | 0
DemandResponse | 0 | 0 | 0 | 0 | 0 | 0
IGCC-CCS | 0 | 0 | 0 | 0 | 0 | 0
WT_off | 0 | 0 | 0 | 0 | 0 | 0
PseudoUnit | 0 | 0 | 0 | 0 | 0 | 0
FixedInterchange | 0 | 0 | 0 | 0 | 0 | 0
Emission Cost by Reporting Type: NYISO_A-F
ReportingType | 2015 | 2020 | 2025 | 2030 | 2035 | 2040
BM | 0 | 0 | 0 | 0 | 0 | 0
CC | 0 | 0 | 0 | 0 | 0 | 0
CSP | 0 | 0 | 0 | 0 | 0 | 0
CT | 0 | 0 | 0 | 0 | 0 | 0
Coal | 0 | 0 | 0 | 0 | 0 | 0
Geo | 0 | 0 | 0 | 0 | 0 | 0
H | 0 | 0 | 0 | 0 | 0 | 0
LFG | 0 | 0 | 0 | 0 | 0 | 0
Nuc | 0 | 0 | 0 | 0 | 0 | 0
PS | 0 | 0 | 0 | 0 | 0 | 0
PV | 0 | 0 | 0 | 0 | 0 | 0
PeakG | 0 | 0 | 0 | 0 | 0 | 0
PeakO | 0 | 0 | 0 | 0 | 0 | 0
ST | 0 | 0 | 0 | 0 | 0 | 0
STOG | 0 | 0 | 0 | 0 | 0 | 0
STWD | 0 | 0 | 0 | 0 | 0 | 0
WT | 0 | 0 | 0 | 0 | 0 | 0
IGCC | 0 | 0 | 0 | 0 | 0 | 0
DemandResponse | 0 | 0 | 0 | 0 | 0 | 0
IGCC-CCS | 0 | 0 | 0 | 0 | 0 | 0
WT_off | 0 | 0 | 0 | 0 | 0 | 0
PseudoUnit | 0 | 0 | 0 | 0 | 0 | 0
FixedInterchange | 0 | 0 | 0 | 0 | 0 | 0
Emission Cost by Reporting Type: NYISO_G-I
ReportingType | 2015 | 2020 | 2025 | 2030 | 2035 | 2040
BM | 0 | 0 | 0 | 0 | 0 | 0
CC | 0 | 0 | 0 | 0 | 0 | 0
CSP | 0 | 0 | 0 | 0 | 0 | 0
CT | 0 | 0 | 0 | 0 | 0 | 0
Coal | 0 | 0 | 0 | 0 | 0 | 0
Geo | 0 | 0 | 0 | 0 | 0 | 0
H | 0 | 0 | 0 | 0 | 0 | 0
LFG | 0 | 0 | 0 | 0 | 0 | 0
Nuc | 0 | 0 | 0 | 0 | 0 | 0
PS | 0 | 0 | 0 | 0 | 0 | 0
PV | 0 | 0 | 0 | 0 | 0 | 0
PeakG | 0 | 0 | 0 | 0 | 0 | 0
PeakO | 0 | 0 | 0 | 0 | 0 | 0
ST | 0 | 0 | 0 | 0 | 0 | 0
STOG | 0 | 0 | 0 | 0 | 0 | 0
STWD | 0 | 0 | 0 | 0 | 0 | 0
WT | 0 | 0 | 0 | 0 | 0 | 0
IGCC | 0 | 0 | 0 | 0 | 0 | 0
DemandResponse | 0 | 0 | 0 | 0 | 0 | 0
IGCC-CCS | 0 | 0 | 0 | 0 | 0 | 0
WT_off | 0 | 0 | 0 | 0 | 0 | 0
PseudoUnit | 0 | 0 | 0 | 0 | 0 | 0
FixedInterchange | 0 | 0 | 0 | 0 | 0 | 0
Emission Cost by Reporting Type: NYISO_J-K
ReportingType | 2015 | 2020 | 2025 | 2030 | 2035 | 2040
BM | 0 | 0 | 0 | 0 | 0 | 0
CC | 0 | 0 | 0 | 0 | 0 | 0
CSP | 0 | 0 | 0 | 0 | 0 | 0
CT | 0 | 0 | 0 | 0 | 0 | 0
Coal | 0 | 0 | 0 | 0 | 0 | 0
Geo | 0 | 0 | 0 | 0 | 0 | 0
H | 0 | 0 | 0 | 0 | 0 | 0
LFG | 0 | 0 | 0 | 0 | 0 | 0
Nuc | 0 | 0 | 0 | 0 | 0 | 0
PS | 0 | 0 | 0 | 0 | 0 | 0
PV | 0 | 0 | 0 | 0 | 0 | 0
PeakG | 0 | 0 | 0 | 0 | 0 | 0
PeakO | 0 | 0 | 0 | 0 | 0 | 0
ST | 0 | 0 | 0 | 0 | 0 | 0
STOG | 0 | 0 | 0 | 0 | 0 | 0
STWD | 0 | 0 | 0 | 0 | 0 | 0
WT | 0 | 0 | 0 | 0 | 0 | 0
IGCC | 0 | 0 | 0 | 0 | 0 | 0
DemandResponse | 0 | 0 | 0 | 0 | 0 | 0
IGCC-CCS | 0 | 0 | 0 | 0 | 0 | 0
WT_off | 0 | 0 | 0 | 0 | 0 | 0
PseudoUnit | 0 | 0 | 0 | 0 | 0 | 0
FixedInterchange | 0 | 0 | 0 | 0 | 0 | 0
Emission Cost by Reporting Type: PJM_E
ReportingType | 2015 | 2020 | 2025 | 2030 | 2035 | 2040
BM | 0 | 0 | 0 | 0 | 0 | 0
CC | 0 | 0 | 0 | 0 | 0 | 0
CSP | 0 | 0 | 0 | 0 | 0 | 0
CT | 0 | 0 | 0 | 0 | 0 | 0
Coal | 0 | 0 | 0 | 0 | 0 | 0
Geo | 0 | 0 | 0 | 0 | 0 | 0
H | 0 | 0 | 0 | 0 | 0 | 0
LFG | 0 | 0 | 0 | 0 | 0 | 0
Nuc | 0 | 0 | 0 | 0 | 0 | 0
PS | 0 | 0 | 0 | 0 | 0 | 0
PV | 0 | 0 | 0 | 0 | 0 | 0
PeakG | 0 | 0 | 0 | 0 | 0 | 0
PeakO | 0 | 0 | 0 | 0 | 0 | 0
ST | 0 | 0 | 0 | 0 | 0 | 0
STOG | 0 | 0 | 0 | 0 | 0 | 0
STWD | 0 | 0 | 0 | 0 | 0 | 0
WT | 0 | 0 | 0 | 0 | 0 | 0
IGCC | 0 | 0 | 0 | 0 | 0 | 0
DemandResponse | 0 | 0 | 0 | 0 | 0 | 0
IGCC-CCS | 0 | 0 | 0 | 0 | 0 | 0
WT_off | 0 | 0 | 0 | 0 | 0 | 0
PseudoUnit | 0 | 0 | 0 | 0 | 0 | 0
FixedInterchange | 0 | 0 | 0 | 0 | 0 | 0
Emission Cost by Reporting Type: PJM_ROM
ReportingType | 2015 | 2020 | 2025 | 2030 | 2035 | 2040
BM | 0 | 0 | 0 | 0 | 0 | 0
CC | 0 | 0 | 0 | 0 | 0 | 0
CSP | 0 | 0 | 0 | 0 | 0 | 0
CT | 0 | 0 | 0 | 0 | 0 | 0
Coal | 0 | 0 | 0 | 0 | 0 | 0
Geo | 0 | 0 | 0 | 0 | 0 | 0
H | 0 | 0 | 0 | 0 | 0 | 0
LFG | 0 | 0 | 0 | 0 | 0 | 0
Nuc | 0 | 0 | 0 | 0 | 0 | 0
PS | 0 | 0 | 0 | 0 | 0 | 0
PV | 0 | 0 | 0 | 0 | 0 | 0
PeakG | 0 | 0 | 0 | 0 | 0 | 0
PeakO | 0 | 0 | 0 | 0 | 0 | 0
ST | 0 | 0 | 0 | 0 | 0 | 0
STOG | 0 | 0 | 0 | 0 | 0 | 0
STWD | 0 | 0 | 0 | 0 | 0 | 0
WT | 0 | 0 | 0 | 0 | 0 | 0
IGCC | 0 | 0 | 0 | 0 | 0 | 0
DemandResponse | 0 | 0 | 0 | 0 | 0 | 0
IGCC-CCS | 0 | 0 | 0 | 0 | 0 | 0
WT_off | 0 | 0 | 0 | 0 | 0 | 0
PseudoUnit | 0 | 0 | 0 | 0 | 0 | 0
FixedInterchange | 0 | 0 | 0 | 0 | 0 | 0
Emission Cost by Reporting Type: PJM_ROR
ReportingType | 2015 | 2020 | 2025 | 2030 | 2035 | 2040
BM | 0 | 0 | 0 | 0 | 0 | 0
CC | 0 | 0 | 0 | 0 | 0 | 0
CSP | 0 | 0 | 0 | 0 | 0 | 0
CT | 0 | 0 | 0 | 0 | 0 | 0
Coal | 0 | 0 | 0 | 0 | 0 | 0
Geo | 0 | 0 | 0 | 0 | 0 | 0
H | 0 | 0 | 0 | 0 | 0 | 0
LFG | 0 | 0 | 0 | 0 | 0 | 0
Nuc | 0 | 0 | 0 | 0 | 0 | 0
PS | 0 | 0 | 0 | 0 | 0 | 0
PV | 0 | 0 | 0 | 0 | 0 | 0
PeakG | 0 | 0 | 0 | 0 | 0 | 0
PeakO | 0 | 0 | 0 | 0 | 0 | 0
ST | 0 | 0 | 0 | 0 | 0 | 0
STOG | 0 | 0 | 0 | 0 | 0 | 0
STWD | 0 | 0 | 0 | 0 | 0 | 0
WT | 0 | 0 | 0 | 0 | 0 | 0
IGCC | 0 | 0 | 0 | 0 | 0 | 0
DemandResponse | 0 | 0 | 0 | 0 | 0 | 0
IGCC-CCS | 0 | 0 | 0 | 0 | 0 | 0
WT_off | 0 | 0 | 0 | 0 | 0 | 0
PseudoUnit | 0 | 0 | 0 | 0 | 0 | 0
FixedInterchange | 0 | 0 | 0 | 0 | 0 | 0
Emission Cost by Reporting Type: SOCO
ReportingType | 2015 | 2020 | 2025 | 2030 | 2035 | 2040
BM | 0 | 0 | 0 | 0 | 0 | 0
CC | 0 | 0 | 0 | 0 | 0 | 0
CSP | 0 | 0 | 0 | 0 | 0 | 0
CT | 0 | 0 | 0 | 0 | 0 | 0
Coal | 0 | 0 | 0 | 0 | 0 | 0
Geo | 0 | 0 | 0 | 0 | 0 | 0
H | 0 | 0 | 0 | 0 | 0 | 0
LFG | 0 | 0 | 0 | 0 | 0 | 0
Nuc | 0 | 0 | 0 | 0 | 0 | 0
PS | 0 | 0 | 0 | 0 | 0 | 0
PV | 0 | 0 | 0 | 0 | 0 | 0
PeakG | 0 | 0 | 0 | 0 | 0 | 0
PeakO | 0 | 0 | 0 | 0 | 0 | 0
ST | 0 | 0 | 0 | 0 | 0 | 0
STOG | 0 | 0 | 0 | 0 | 0 | 0
STWD | 0 | 0 | 0 | 0 | 0 | 0
WT | 0 | 0 | 0 | 0 | 0 | 0
IGCC | 0 | 0 | 0 | 0 | 0 | 0
DemandResponse | 0 | 0 | 0 | 0 | 0 | 0
IGCC-CCS | 0 | 0 | 0 | 0 | 0 | 0
WT_off | 0 | 0 | 0 | 0 | 0 | 0
PseudoUnit | 0 | 0 | 0 | 0 | 0 | 0
FixedInterchange | 0 | 0 | 0 | 0 | 0 | 0
Emission Cost by Reporting Type: SPP_N
ReportingType | 2015 | 2020 | 2025 | 2030 | 2035 | 2040
BM | 0 | 0 | 0 | 0 | 0 | 0
CC | 0 | 0 | 0 | 0 | 0 | 0
CSP | 0 | 0 | 0 | 0 | 0 | 0
CT | 0 | 0 | 0 | 0 | 0 | 0
Coal | 0 | 0 | 0 | 0 | 0 | 0
Geo | 0 | 0 | 0 | 0 | 0 | 0
H | 0 | 0 | 0 | 0 | 0 | 0
LFG | 0 | 0 | 0 | 0 | 0 | 0
Nuc | 0 | 0 | 0 | 0 | 0 | 0
PS | 0 | 0 | 0 | 0 | 0 | 0
PV | 0 | 0 | 0 | 0 | 0 | 0
PeakG | 0 | 0 | 0 | 0 | 0 | 0
PeakO | 0 | 0 | 0 | 0 | 0 | 0
ST | 0 | 0 | 0 | 0 | 0 | 0
STOG | 0 | 0 | 0 | 0 | 0 | 0
STWD | 0 | 0 | 0 | 0 | 0 | 0
WT | 0 | 0 | 0 | 0 | 0 | 0
IGCC | 0 | 0 | 0 | 0 | 0 | 0
DemandResponse | 0 | 0 | 0 | 0 | 0 | 0
IGCC-CCS | 0 | 0 | 0 | 0 | 0 | 0
WT_off | 0 | 0 | 0 | 0 | 0 | 0
PseudoUnit | 0 | 0 | 0 | 0 | 0 | 0
FixedInterchange | 0 | 0 | 0 | 0 | 0 | 0
Emission Cost by Reporting Type: SPP_S
ReportingType | 2015 | 2020 | 2025 | 2030 | 2035 | 2040
BM | 0 | 0 | 0 | 0 | 0 | 0
CC | 0 | 0 | 0 | 0 | 0 | 0
CSP | 0 | 0 | 0 | 0 | 0 | 0
CT | 0 | 0 | 0 | 0 | 0 | 0
Coal | 0 | 0 | 0 | 0 | 0 | 0
Geo | 0 | 0 | 0 | 0 | 0 | 0
H | 0 | 0 | 0 | 0 | 0 | 0
LFG | 0 | 0 | 0 | 0 | 0 | 0
Nuc | 0 | 0 | 0 | 0 | 0 | 0
PS | 0 | 0 | 0 | 0 | 0 | 0
PV | 0 | 0 | 0 | 0 | 0 | 0
PeakG | 0 | 0 | 0 | 0 | 0 | 0
PeakO | 0 | 0 | 0 | 0 | 0 | 0
ST | 0 | 0 | 0 | 0 | 0 | 0
STOG | 0 | 0 | 0 | 0 | 0 | 0
STWD | 0 | 0 | 0 | 0 | 0 | 0
WT | 0 | 0 | 0 | 0 | 0 | 0
IGCC | 0 | 0 | 0 | 0 | 0 | 0
DemandResponse | 0 | 0 | 0 | 0 | 0 | 0
IGCC-CCS | 0 | 0 | 0 | 0 | 0 | 0
WT_off | 0 | 0 | 0 | 0 | 0 | 0
PseudoUnit | 0 | 0 | 0 | 0 | 0 | 0
FixedInterchange | 0 | 0 | 0 | 0 | 0 | 0
Emission Cost by Reporting Type: TVA
ReportingType | 2015 | 2020 | 2025 | 2030 | 2035 | 2040
BM | 0 | 0 | 0 | 0 | 0 | 0
CC | 0 | 0 | 0 | 0 | 0 | 0
CSP | 0 | 0 | 0 | 0 | 0 | 0
CT | 0 | 0 | 0 | 0 | 0 | 0
Coal | 0 | 0 | 0 | 0 | 0 | 0
Geo | 0 | 0 | 0 | 0 | 0 | 0
H | 0 | 0 | 0 | 0 | 0 | 0
LFG | 0 | 0 | 0 | 0 | 0 | 0
Nuc | 0 | 0 | 0 | 0 | 0 | 0
PS | 0 | 0 | 0 | 0 | 0 | 0
PV | 0 | 0 | 0 | 0 | 0 | 0
PeakG | 0 | 0 | 0 | 0 | 0 | 0
PeakO | 0 | 0 | 0 | 0 | 0 | 0
ST | 0 | 0 | 0 | 0 | 0 | 0
STOG | 0 | 0 | 0 | 0 | 0 | 0
STWD | 0 | 0 | 0 | 0 | 0 | 0
WT | 0 | 0 | 0 | 0 | 0 | 0
IGCC | 0 | 0 | 0 | 0 | 0 | 0
DemandResponse | 0 | 0 | 0 | 0 | 0 | 0
IGCC-CCS | 0 | 0 | 0 | 0 | 0 | 0
WT_off | 0 | 0 | 0 | 0 | 0 | 0
PseudoUnit | 0 | 0 | 0 | 0 | 0 | 0
FixedInterchange | 0 | 0 | 0 | 0 | 0 | 0
Emission Cost by Reporting Type: TVA_Transmission
ReportingType | 2015 | 2020 | 2025 | 2030 | 2035 | 2040
BM | 0 | 0 | 0 | 0 | 0 | 0
CC | 0 | 0 | 0 | 0 | 0 | 0
CSP | 0 | 0 | 0 | 0 | 0 | 0
CT | 0 | 0 | 0 | 0 | 0 | 0
Coal | 0 | 0 | 0 | 0 | 0 | 0
Geo | 0 | 0 | 0 | 0 | 0 | 0
H | 0 | 0 | 0 | 0 | 0 | 0
LFG | 0 | 0 | 0 | 0 | 0 | 0
Nuc | 0 | 0 | 0 | 0 | 0 | 0
PS | 0 | 0 | 0 | 0 | 0 | 0
PV | 0 | 0 | 0 | 0 | 0 | 0
PeakG | 0 | 0 | 0 | 0 | 0 | 0
PeakO | 0 | 0 | 0 | 0 | 0 | 0
ST | 0 | 0 | 0 | 0 | 0 | 0
STOG | 0 | 0 | 0 | 0 | 0 | 0
STWD | 0 | 0 | 0 | 0 | 0 | 0
WT | 0 | 0 | 0 | 0 | 0 | 0
IGCC | 0 | 0 | 0 | 0 | 0 | 0
DemandResponse | 0 | 0 | 0 | 0 | 0 | 0
IGCC-CCS | 0 | 0 | 0 | 0 | 0 | 0
WT_off | 0 | 0 | 0 | 0 | 0 | 0
PseudoUnit | 0 | 0 | 0 | 0 | 0 | 0
FixedInterchange | 0 | 0 | 0 | 0 | 0 | 0
Emission Cost by Reporting Type: VACAR
ReportingType | 2015 | 2020 | 2025 | 2030 | 2035 | 2040
BM | 0 | 0 | 0 | 0 | 0 | 0
CC | 0 | 0 | 0 | 0 | 0 | 0
CSP | 0 | 0 | 0 | 0 | 0 | 0
CT | 0 | 0 | 0 | 0 | 0 | 0
Coal | 0 | 0 | 0 | 0 | 0 | 0
Geo | 0 | 0 | 0 | 0 | 0 | 0
H | 0 | 0 | 0 | 0 | 0 | 0
LFG | 0 | 0 | 0 | 0 | 0 | 0
Nuc | 0 | 0 | 0 | 0 | 0 | 0
PS | 0 | 0 | 0 | 0 | 0 | 0
PV | 0 | 0 | 0 | 0 | 0 | 0
PeakG | 0 | 0 | 0 | 0 | 0 | 0
PeakO | 0 | 0 | 0 | 0 | 0 | 0
ST | 0 | 0 | 0 | 0 | 0 | 0
STOG | 0 | 0 | 0 | 0 | 0 | 0
STWD | 0 | 0 | 0 | 0 | 0 | 0
WT | 0 | 0 | 0 | 0 | 0 | 0
IGCC | 0 | 0 | 0 | 0 | 0 | 0
DemandResponse | 0 | 0 | 0 | 0 | 0 | 0
IGCC-CCS | 0 | 0 | 0 | 0 | 0 | 0
WT_off | 0 | 0 | 0 | 0 | 0 | 0
PseudoUnit | 0 | 0 | 0 | 0 | 0 | 0
FixedInterchange | 0 | 0 | 0 | 0 | 0 | 0
Emission Cost by Reporting Type: IESO
ReportingType | 2015 | 2020 | 2025 | 2030 | 2035 | 2040
BM | 0 | 0 | 0 | 0 | 0 | 0
CC | 0 | 0 | 0 | 0 | 0 | 0
CSP | 0 | 0 | 0 | 0 | 0 | 0
CT | 0 | 0 | 0 | 0 | 0 | 0
Coal | 0 | 0 | 0 | 0 | 0 | 0
Geo | 0 | 0 | 0 | 0 | 0 | 0
H | 0 | 0 | 0 | 0 | 0 | 0
LFG | 0 | 0 | 0 | 0 | 0 | 0
Nuc | 0 | 0 | 0 | 0 | 0 | 0
PS | 0 | 0 | 0 | 0 | 0 | 0
PV | 0 | 0 | 0 | 0 | 0 | 0
PeakG | 0 | 0 | 0 | 0 | 0 | 0
PeakO | 0 | 0 | 0 | 0 | 0 | 0
ST | 0 | 0 | 0 | 0 | 0 | 0
STOG | 0 | 0 | 0 | 0 | 0 | 0
STWD | 0 | 0 | 0 | 0 | 0 | 0
WT | 0 | 0 | 0 | 0 | 0 | 0
IGCC | 0 | 0 | 0 | 0 | 0 | 0
DemandResponse | 0 | 0 | 0 | 0 | 0 | 0
IGCC-CCS | 0 | 0 | 0 | 0 | 0 | 0
WT_off | 0 | 0 | 0 | 0 | 0 | 0
PseudoUnit | 0 | 0 | 0 | 0 | 0 | 0
FixedInterchange | 0 | 0 | 0 | 0 | 0 | 0
Emission Cost by Reporting Type: MAPP_CA
ReportingType | 2015 | 2020 | 2025 | 2030 | 2035 | 2040
BM | 0 | 0 | 0 | 0 | 0 | 0
CC | 0 | 0 | 0 | 0 | 0 | 0
CSP | 0 | 0 | 0 | 0 | 0 | 0
CT | 0 | 0 | 0 | 0 | 0 | 0
Coal | 0 | 0 | 0 | 0 | 0 | 0
Geo | 0 | 0 | 0 | 0 | 0 | 0
H | 0 | 0 | 0 | 0 | 0 | 0
LFG | 0 | 0 | 0 | 0 | 0 | 0
Nuc | 0 | 0 | 0 | 0 | 0 | 0
PS | 0 | 0 | 0 | 0 | 0 | 0
PV | 0 | 0 | 0 | 0 | 0 | 0
PeakG | 0 | 0 | 0 | 0 | 0 | 0
PeakO | 0 | 0 | 0 | 0 | 0 | 0
ST | 0 | 0 | 0 | 0 | 0 | 0
STOG | 0 | 0 | 0 | 0 | 0 | 0
STWD | 0 | 0 | 0 | 0 | 0 | 0
WT | 0 | 0 | 0 | 0 | 0 | 0
IGCC | 0 | 0 | 0 | 0 | 0 | 0
DemandResponse | 0 | 0 | 0 | 0 | 0 | 0
IGCC-CCS | 0 | 0 | 0 | 0 | 0 | 0
WT_off | 0 | 0 | 0 | 0 | 0 | 0
PseudoUnit | 0 | 0 | 0 | 0 | 0 | 0
FixedInterchange | 0 | 0 | 0 | 0 | 0 | 0
Emission Cost by Reporting Type: AZ_NM_SNV_Coal
ReportingType | 2015 | 2020 | 2025 | 2030 | 2035 | 2040
BM | 0 | 0 | 0 | 0 | 0 | 0
CC | 0 | 0 | 0 | 0 | 0 | 0
CSP | 0 | 0 | 0 | 0 | 0 | 0
CT | 0 | 0 | 0 | 0 | 0 | 0
Coal | 0 | 0 | 0 | 0 | 0 | 0
Geo | 0 | 0 | 0 | 0 | 0 | 0
H | 0 | 0 | 0 | 0 | 0 | 0
LFG | 0 | 0 | 0 | 0 | 0 | 0
Nuc | 0 | 0 | 0 | 0 | 0 | 0
PS | 0 | 0 | 0 | 0 | 0 | 0
PV | 0 | 0 | 0 | 0 | 0 | 0
PeakG | 0 | 0 | 0 | 0 | 0 | 0
PeakO | 0 | 0 | 0 | 0 | 0 | 0
ST | 0 | 0 | 0 | 0 | 0 | 0
STOG | 0 | 0 | 0 | 0 | 0 | 0
STWD | 0 | 0 | 0 | 0 | 0 | 0
WT | 0 | 0 | 0 | 0 | 0 | 0
IGCC | 0 | 0 | 0 | 0 | 0 | 0
DemandResponse | 0 | 0 | 0 | 0 | 0 | 0
IGCC-CCS | 0 | 0 | 0 | 0 | 0 | 0
WT_off | 0 | 0 | 0 | 0 | 0 | 0
PseudoUnit | 0 | 0 | 0 | 0 | 0 | 0
FixedInterchange | 0 | 0 | 0 | 0 | 0 | 0
Emission Cost by Reporting Type: AZ_NM_SNV_Gas
ReportingType | 2015 | 2020 | 2025 | 2030 | 2035 | 2040
BM | 0 | 0 | 0 | 0 | 0 | 0
CC | 0 | 0 | 0 | 0 | 0 | 0
CSP | 0 | 0 | 0 | 0 | 0 | 0
CT | 0 | 0 | 0 | 0 | 0 | 0
Coal | 0 | 0 | 0 | 0 | 0 | 0
Geo | 0 | 0 | 0 | 0 | 0 | 0
H | 0 | 0 | 0 | 0 | 0 | 0
LFG | 0 | 0 | 0 | 0 | 0 | 0
Nuc | 0 | 0 | 0 | 0 | 0 | 0
PS | 0 | 0 | 0 | 0 | 0 | 0
PV | 0 | 0 | 0 | 0 | 0 | 0
PeakG | 0 | 0 | 0 | 0 | 0 | 0
PeakO | 0 | 0 | 0 | 0 | 0 | 0
ST | 0 | 0 | 0 | 0 | 0 | 0
STOG | 0 | 0 | 0 | 0 | 0 | 0
STWD | 0 | 0 | 0 | 0 | 0 | 0
WT | 0 | 0 | 0 | 0 | 0 | 0
IGCC | 0 | 0 | 0 | 0 | 0 | 0
DemandResponse | 0 | 0 | 0 | 0 | 0 | 0
IGCC-CCS | 0 | 0 | 0 | 0 | 0 | 0
WT_off | 0 | 0 | 0 | 0 | 0 | 0
PseudoUnit | 0 | 0 | 0 | 0 | 0 | 0
FixedInterchange | 0 | 0 | 0 | 0 | 0 | 0
Emission Cost by Reporting Type: AZ_NM_SNV_NucRenew
ReportingType | 2015 | 2020 | 2025 | 2030 | 2035 | 2040
BM | 0 | 0 | 0 | 0 | 0 | 0
CC | 0 | 0 | 0 | 0 | 0 | 0
CSP | 0 | 0 | 0 | 0 | 0 | 0
CT | 0 | 0 | 0 | 0 | 0 | 0
Coal | 0 | 0 | 0 | 0 | 0 | 0
Geo | 0 | 0 | 0 | 0 | 0 | 0
H | 0 | 0 | 0 | 0 | 0 | 0
LFG | 0 | 0 | 0 | 0 | 0 | 0
Nuc | 0 | 0 | 0 | 0 | 0 | 0
PS | 0 | 0 | 0 | 0 | 0 | 0
PV | 0 | 0 | 0 | 0 | 0 | 0
PeakG | 0 | 0 | 0 | 0 | 0 | 0
PeakO | 0 | 0 | 0 | 0 | 0 | 0
ST | 0 | 0 | 0 | 0 | 0 | 0
STOG | 0 | 0 | 0 | 0 | 0 | 0
STWD | 0 | 0 | 0 | 0 | 0 | 0
WT | 0 | 0 | 0 | 0 | 0 | 0
IGCC | 0 | 0 | 0 | 0 | 0 | 0
DemandResponse | 0 | 0 | 0 | 0 | 0 | 0
IGCC-CCS | 0 | 0 | 0 | 0 | 0 | 0
WT_off | 0 | 0 | 0 | 0 | 0 | 0
PseudoUnit | 0 | 0 | 0 | 0 | 0 | 0
FixedInterchange | 0 | 0 | 0 | 0 | 0 | 0
Emission Cost by Reporting Type: ERCOT
ReportingType | 2015 | 2020 | 2025 | 2030 | 2035 | 2040
BM | 0 | 0 | 0 | 0 | 0 | 0
CC | 0 | 0 | 0 | 0 | 0 | 0
CSP | 0 | 0 | 0 | 0 | 0 | 0
CT | 0 | 0 | 0 | 0 | 0 | 0
Coal | 0 | 0 | 0 | 0 | 0 | 0
Geo | 0 | 0 | 0 | 0 | 0 | 0
H | 0 | 0 | 0 | 0 | 0 | 0
LFG | 0 | 0 | 0 | 0 | 0 | 0
Nuc | 0 | 0 | 0 | 0 | 0 | 0
PS | 0 | 0 | 0 | 0 | 0 | 0
PV | 0 | 0 | 0 | 0 | 0 | 0
PeakG | 0 | 0 | 0 | 0 | 0 | 0
PeakO | 0 | 0 | 0 | 0 | 0 | 0
ST | 0 | 0 | 0 | 0 | 0 | 0
STOG | 0 | 0 | 0 | 0 | 0 | 0
STWD | 0 | 0 | 0 | 0 | 0 | 0
WT | 0 | 0 | 0 | 0 | 0 | 0
IGCC | 0 | 0 | 0 | 0 | 0 | 0
DemandResponse | 0 | 0 | 0 | 0 | 0 | 0
IGCC-CCS | 0 | 0 | 0 | 0 | 0 | 0
WT_off | 0 | 0 | 0 | 0 | 0 | 0
PseudoUnit | 0 | 0 | 0 | 0 | 0 | 0
FixedInterchange | 0 | 0 | 0 | 0 | 0 | 0
Emission Cost by Reporting Type: NP15
ReportingType | 2015 | 2020 | 2025 | 2030 | 2035 | 2040
BM | 0 | 0 | 0 | 0 | 0 | 0
CC | 0 | 0 | 0 | 0 | 0 | 0
CSP | 0 | 0 | 0 | 0 | 0 | 0
CT | 0 | 0 | 0 | 0 | 0 | 0
Coal | 0 | 0 | 0 | 0 | 0 | 0
Geo | 0 | 0 | 0 | 0 | 0 | 0
H | 0 | 0 | 0 | 0 | 0 | 0
LFG | 0 | 0 | 0 | 0 | 0 | 0
Nuc | 0 | 0 | 0 | 0 | 0 | 0
PS | 0 | 0 | 0 | 0 | 0 | 0
PV | 0 | 0 | 0 | 0 | 0 | 0
PeakG | 0 | 0 | 0 | 0 | 0 | 0
PeakO | 0 | 0 | 0 | 0 | 0 | 0
ST | 0 | 0 | 0 | 0 | 0 | 0
STOG | 0 | 0 | 0 | 0 | 0 | 0
STWD | 0 | 0 | 0 | 0 | 0 | 0
WT | 0 | 0 | 0 | 0 | 0 | 0
IGCC | 0 | 0 | 0 | 0 | 0 | 0
DemandResponse | 0 | 0 | 0 | 0 | 0 | 0
IGCC-CCS | 0 | 0 | 0 | 0 | 0 | 0
WT_off | 0 | 0 | 0 | 0 | 0 | 0
PseudoUnit | 0 | 0 | 0 | 0 | 0 | 0
FixedInterchange | 0 | 0 | 0 | 0 | 0 | 0
Emission Cost by Reporting Type: NWPP_Coal
ReportingType | 2015 | 2020 | 2025 | 2030 | 2035 | 2040
BM | 0 | 0 | 0 | 0 | 0 | 0
CC | 0 | 0 | 0 | 0 | 0 | 0
CSP | 0 | 0 | 0 | 0 | 0 | 0
CT | 0 | 0 | 0 | 0 | 0 | 0
Coal | 0 | 0 | 0 | 0 | 0 | 0
Geo | 0 | 0 | 0 | 0 | 0 | 0
H | 0 | 0 | 0 | 0 | 0 | 0
LFG | 0 | 0 | 0 | 0 | 0 | 0
Nuc | 0 | 0 | 0 | 0 | 0 | 0
PS | 0 | 0 | 0 | 0 | 0 | 0
PV | 0 | 0 | 0 | 0 | 0 | 0
PeakG | 0 | 0 | 0 | 0 | 0 | 0
PeakO | 0 | 0 | 0 | 0 | 0 | 0
ST | 0 | 0 | 0 | 0 | 0 | 0
STOG | 0 | 0 | 0 | 0 | 0 | 0
STWD | 0 | 0 | 0 | 0 | 0 | 0
WT | 0 | 0 | 0 | 0 | 0 | 0
IGCC | 0 | 0 | 0 | 0 | 0 | 0
DemandResponse | 0 | 0 | 0 | 0 | 0 | 0
IGCC-CCS | 0 | 0 | 0 | 0 | 0 | 0
WT_off | 0 | 0 | 0 | 0 | 0 | 0
PseudoUnit | 0 | 0 | 0 | 0 | 0 | 0
FixedInterchange | 0 | 0 | 0 | 0 | 0 | 0
Emission Cost by Reporting Type: NWPP_Gas
ReportingType | 2015 | 2020 | 2025 | 2030 | 2035 | 2040
BM | 0 | 0 | 0 | 0 | 0 | 0
CC | 0 | 0 | 0 | 0 | 0 | 0
CSP | 0 | 0 | 0 | 0 | 0 | 0
CT | 0 | 0 | 0 | 0 | 0 | 0
Coal | 0 | 0 | 0 | 0 | 0 | 0
Geo | 0 | 0 | 0 | 0 | 0 | 0
H | 0 | 0 | 0 | 0 | 0 | 0
LFG | 0 | 0 | 0 | 0 | 0 | 0
Nuc | 0 | 0 | 0 | 0 | 0 | 0
PS | 0 | 0 | 0 | 0 | 0 | 0
PV | 0 | 0 | 0 | 0 | 0 | 0
PeakG | 0 | 0 | 0 | 0 | 0 | 0
PeakO | 0 | 0 | 0 | 0 | 0 | 0
ST | 0 | 0 | 0 | 0 | 0 | 0
STOG | 0 | 0 | 0 | 0 | 0 | 0
STWD | 0 | 0 | 0 | 0 | 0 | 0
WT | 0 | 0 | 0 | 0 | 0 | 0
IGCC | 0 | 0 | 0 | 0 | 0 | 0
DemandResponse | 0 | 0 | 0 | 0 | 0 | 0
IGCC-CCS | 0 | 0 | 0 | 0 | 0 | 0
WT_off | 0 | 0 | 0 | 0 | 0 | 0
PseudoUnit | 0 | 0 | 0 | 0 | 0 | 0
FixedInterchange | 0 | 0 | 0 | 0 | 0 | 0
Emission Cost by Reporting Type: NWPP_NucRenew
ReportingType | 2015 | 2020 | 2025 | 2030 | 2035 | 2040
BM | 0 | 0 | 0 | 0 | 0 | 0
CC | 0 | 0 | 0 | 0 | 0 | 0
CSP | 0 | 0 | 0 | 0 | 0 | 0
CT | 0 | 0 | 0 | 0 | 0 | 0
Coal | 0 | 0 | 0 | 0 | 0 | 0
Geo | 0 | 0 | 0 | 0 | 0 | 0
H | 0 | 0 | 0 | 0 | 0 | 0
LFG | 0 | 0 | 0 | 0 | 0 | 0
Nuc | 0 | 0 | 0 | 0 | 0 | 0
PS | 0 | 0 | 0 | 0 | 0 | 0
PV | 0 | 0 | 0 | 0 | 0 | 0
PeakG | 0 | 0 | 0 | 0 | 0 | 0
PeakO | 0 | 0 | 0 | 0 | 0 | 0
ST | 0 | 0 | 0 | 0 | 0 | 0
STOG | 0 | 0 | 0 | 0 | 0 | 0
STWD | 0 | 0 | 0 | 0 | 0 | 0
WT | 0 | 0 | 0 | 0 | 0 | 0
IGCC | 0 | 0 | 0 | 0 | 0 | 0
DemandResponse | 0 | 0 | 0 | 0 | 0 | 0
IGCC-CCS | 0 | 0 | 0 | 0 | 0 | 0
WT_off | 0 | 0 | 0 | 0 | 0 | 0
PseudoUnit | 0 | 0 | 0 | 0 | 0 | 0
FixedInterchange | 0 | 0 | 0 | 0 | 0 | 0
Emission Cost by Reporting Type: RMPA
ReportingType | 2015 | 2020 | 2025 | 2030 | 2035 | 2040
BM | 0 | 0 | 0 | 0 | 0 | 0
CC | 0 | 0 | 0 | 0 | 0 | 0
CSP | 0 | 0 | 0 | 0 | 0 | 0
CT | 0 | 0 | 0 | 0 | 0 | 0
Coal | 0 | 0 | 0 | 0 | 0 | 0
Geo | 0 | 0 | 0 | 0 | 0 | 0
H | 0 | 0 | 0 | 0 | 0 | 0
LFG | 0 | 0 | 0 | 0 | 0 | 0
Nuc | 0 | 0 | 0 | 0 | 0 | 0
PS | 0 | 0 | 0 | 0 | 0 | 0
PV | 0 | 0 | 0 | 0 | 0 | 0
PeakG | 0 | 0 | 0 | 0 | 0 | 0
PeakO | 0 | 0 | 0 | 0 | 0 | 0
ST | 0 | 0 | 0 | 0 | 0 | 0
STOG | 0 | 0 | 0 | 0 | 0 | 0
STWD | 0 | 0 | 0 | 0 | 0 | 0
WT | 0 | 0 | 0 | 0 | 0 | 0
IGCC | 0 | 0 | 0 | 0 | 0 | 0
DemandResponse | 0 | 0 | 0 | 0 | 0 | 0
IGCC-CCS | 0 | 0 | 0 | 0 | 0 | 0
WT_off | 0 | 0 | 0 | 0 | 0 | 0
PseudoUnit | 0 | 0 | 0 | 0 | 0 | 0
FixedInterchange | 0 | 0 | 0 | 0 | 0 | 0
Emission Cost by Reporting Type: SP15
ReportingType | 2015 | 2020 | 2025 | 2030 | 2035 | 2040
BM | 0 | 0 | 0 | 0 | 0 | 0
CC | 0 | 0 | 0 | 0 | 0 | 0
CSP | 0 | 0 | 0 | 0 | 0 | 0
CT | 0 | 0 | 0 | 0 | 0 | 0
Coal | 0 | 0 | 0 | 0 | 0 | 0
Geo | 0 | 0 | 0 | 0 | 0 | 0
H | 0 | 0 | 0 | 0 | 0 | 0
LFG | 0 | 0 | 0 | 0 | 0 | 0
Nuc | 0 | 0 | 0 | 0 | 0 | 0
PS | 0 | 0 | 0 | 0 | 0 | 0
PV | 0 | 0 | 0 | 0 | 0 | 0
PeakG | 0 | 0 | 0 | 0 | 0 | 0
PeakO | 0 | 0 | 0 | 0 | 0 | 0
ST | 0 | 0 | 0 | 0 | 0 | 0
STOG | 0 | 0 | 0 | 0 | 0 | 0
STWD | 0 | 0 | 0 | 0 | 0 | 0
WT | 0 | 0 | 0 | 0 | 0 | 0
IGCC | 0 | 0 | 0 | 0 | 0 | 0
DemandResponse | 0 | 0 | 0 | 0 | 0 | 0
IGCC-CCS | 0 | 0 | 0 | 0 | 0 | 0
WT_off | 0 | 0 | 0 | 0 | 0 | 0
PseudoUnit | 0 | 0 | 0 | 0 | 0 | 0
FixedInterchange | 0 | 0 | 0 | 0 | 0 | 0
Emission Cost by Reporting Type: ALB
ReportingType | 2015 | 2020 | 2025 | 2030 | 2035 | 2040
BM | 0 | 0 | 0 | 0 | 0 | 0
CC | 0 | 0 | 0 | 0 | 0 | 0
CSP | 0 | 0 | 0 | 0 | 0 | 0
CT | 0 | 0 | 0 | 0 | 0 | 0
Coal | 0 | 0 | 0 | 0 | 0 | 0
Geo | 0 | 0 | 0 | 0 | 0 | 0
H | 0 | 0 | 0 | 0 | 0 | 0
LFG | 0 | 0 | 0 | 0 | 0 | 0
Nuc | 0 | 0 | 0 | 0 | 0 | 0
PS | 0 | 0 | 0 | 0 | 0 | 0
PV | 0 | 0 | 0 | 0 | 0 | 0
PeakG | 0 | 0 | 0 | 0 | 0 | 0
PeakO | 0 | 0 | 0 | 0 | 0 | 0
ST | 0 | 0 | 0 | 0 | 0 | 0
STOG | 0 | 0 | 0 | 0 | 0 | 0
STWD | 0 | 0 | 0 | 0 | 0 | 0
WT | 0 | 0 | 0 | 0 | 0 | 0
IGCC | 0 | 0 | 0 | 0 | 0 | 0
DemandResponse | 0 | 0 | 0 | 0 | 0 | 0
IGCC-CCS | 0 | 0 | 0 | 0 | 0 | 0
WT_off | 0 | 0 | 0 | 0 | 0 | 0
PseudoUnit | 0 | 0 | 0 | 0 | 0 | 0
FixedInterchange | 0 | 0 | 0 | 0 | 0 | 0
Emission Cost by Reporting Type: BC
ReportingType | 2015 | 2020 | 2025 | 2030 | 2035 | 2040
BM | 0 | 0 | 0 | 0 | 0 | 0
CC | 0 | 0 | 0 | 0 | 0 | 0
CSP | 0 | 0 | 0 | 0 | 0 | 0
CT | 0 | 0 | 0 | 0 | 0 | 0
Coal | 0 | 0 | 0 | 0 | 0 | 0
Geo | 0 | 0 | 0 | 0 | 0 | 0
H | 0 | 0 | 0 | 0 | 0 | 0
LFG | 0 | 0 | 0 | 0 | 0 | 0
Nuc | 0 | 0 | 0 | 0 | 0 | 0
PS | 0 | 0 | 0 | 0 | 0 | 0
PV | 0 | 0 | 0 | 0 | 0 | 0
PeakG | 0 | 0 | 0 | 0 | 0 | 0
PeakO | 0 | 0 | 0 | 0 | 0 | 0
ST | 0 | 0 | 0 | 0 | 0 | 0
STOG | 0 | 0 | 0 | 0 | 0 | 0
STWD | 0 | 0 | 0 | 0 | 0 | 0
WT | 0 | 0 | 0 | 0 | 0 | 0
IGCC | 0 | 0 | 0 | 0 | 0 | 0
DemandResponse | 0 | 0 | 0 | 0 | 0 | 0
IGCC-CCS | 0 | 0 | 0 | 0 | 0 | 0
WT_off | 0 | 0 | 0 | 0 | 0 | 0
PseudoUnit | 0 | 0 | 0 | 0 | 0 | 0
FixedInterchange | 0 | 0 | 0 | 0 | 0 | 0
Emission Cost by Reporting Type: HQ_IESO
ReportingType | 2015 | 2020 | 2025 | 2030 | 2035 | 2040
BM | 0 | 0 | 0 | 0 | 0 | 0
CC | 0 | 0 | 0 | 0 | 0 | 0
CSP | 0 | 0 | 0 | 0 | 0 | 0
CT | 0 | 0 | 0 | 0 | 0 | 0
Coal | 0 | 0 | 0 | 0 | 0 | 0
Geo | 0 | 0 | 0 | 0 | 0 | 0
H | 0 | 0 | 0 | 0 | 0 | 0
LFG | 0 | 0 | 0 | 0 | 0 | 0
Nuc | 0 | 0 | 0 | 0 | 0 | 0
PS | 0 | 0 | 0 | 0 | 0 | 0
PV | 0 | 0 | 0 | 0 | 0 | 0
PeakG | 0 | 0 | 0 | 0 | 0 | 0
PeakO | 0 | 0 | 0 | 0 | 0 | 0
ST | 0 | 0 | 0 | 0 | 0 | 0
STOG | 0 | 0 | 0 | 0 | 0 | 0
STWD | 0 | 0 | 0 | 0 | 0 | 0
WT | 0 | 0 | 0 | 0 | 0 | 0
IGCC | 0 | 0 | 0 | 0 | 0 | 0
DemandResponse | 0 | 0 | 0 | 0 | 0 | 0
IGCC-CCS | 0 | 0 | 0 | 0 | 0 | 0
WT_off | 0 | 0 | 0 | 0 | 0 | 0
PseudoUnit | 0 | 0 | 0 | 0 | 0 | 0
FixedInterchange | 0 | 0 | 0 | 0 | 0 | 0
Emission Cost by Reporting Type: HQ_NEISO
ReportingType | 2015 | 2020 | 2025 | 2030 | 2035 | 2040
BM | 0 | 0 | 0 | 0 | 0 | 0
CC | 0 | 0 | 0 | 0 | 0 | 0
CSP | 0 | 0 | 0 | 0 | 0 | 0
CT | 0 | 0 | 0 | 0 | 0 | 0
Coal | 0 | 0 | 0 | 0 | 0 | 0
Geo | 0 | 0 | 0 | 0 | 0 | 0
H | 0 | 0 | 0 | 0 | 0 | 0
LFG | 0 | 0 | 0 | 0 | 0 | 0
Nuc | 0 | 0 | 0 | 0 | 0 | 0
PS | 0 | 0 | 0 | 0 | 0 | 0
PV | 0 | 0 | 0 | 0 | 0 | 0
PeakG | 0 | 0 | 0 | 0 | 0 | 0
PeakO | 0 | 0 | 0 | 0 | 0 | 0
ST | 0 | 0 | 0 | 0 | 0 | 0
STOG | 0 | 0 | 0 | 0 | 0 | 0
STWD | 0 | 0 | 0 | 0 | 0 | 0
WT | 0 | 0 | 0 | 0 | 0 | 0
IGCC | 0 | 0 | 0 | 0 | 0 | 0
DemandResponse | 0 | 0 | 0 | 0 | 0 | 0
IGCC-CCS | 0 | 0 | 0 | 0 | 0 | 0
WT_off | 0 | 0 | 0 | 0 | 0 | 0
PseudoUnit | 0 | 0 | 0 | 0 | 0 | 0
FixedInterchange | 0 | 0 | 0 | 0 | 0 | 0
Emission Cost by Reporting Type: HQ_NY
ReportingType | 2015 | 2020 | 2025 | 2030 | 2035 | 2040
BM | 0 | 0 | 0 | 0 | 0 | 0
CC | 0 | 0 | 0 | 0 | 0 | 0
CSP | 0 | 0 | 0 | 0 | 0 | 0
CT | 0 | 0 | 0 | 0 | 0 | 0
Coal | 0 | 0 | 0 | 0 | 0 | 0
Geo | 0 | 0 | 0 | 0 | 0 | 0
H | 0 | 0 | 0 | 0 | 0 | 0
LFG | 0 | 0 | 0 | 0 | 0 | 0
Nuc | 0 | 0 | 0 | 0 | 0 | 0
PS | 0 | 0 | 0 | 0 | 0 | 0
PV | 0 | 0 | 0 | 0 | 0 | 0
PeakG | 0 | 0 | 0 | 0 | 0 | 0
PeakO | 0 | 0 | 0 | 0 | 0 | 0
ST | 0 | 0 | 0 | 0 | 0 | 0
STOG | 0 | 0 | 0 | 0 | 0 | 0
STWD | 0 | 0 | 0 | 0 | 0 | 0
WT | 0 | 0 | 0 | 0 | 0 | 0
IGCC | 0 | 0 | 0 | 0 | 0 | 0
DemandResponse | 0 | 0 | 0 | 0 | 0 | 0
IGCC-CCS | 0 | 0 | 0 | 0 | 0 | 0
WT_off | 0 | 0 | 0 | 0 | 0 | 0
PseudoUnit | 0 | 0 | 0 | 0 | 0 | 0
FixedInterchange | 0 | 0 | 0 | 0 | 0 | 0
Emission Cost by Reporting Type: MARITIMES
ReportingType | 2015 | 2020 | 2025 | 2030 | 2035 | 2040
BM | 0 | 0 | 0 | 0 | 0 | 0
CC | 0 | 0 | 0 | 0 | 0 | 0
CSP | 0 | 0 | 0 | 0 | 0 | 0
CT | 0 | 0 | 0 | 0 | 0 | 0
Coal | 0 | 0 | 0 | 0 | 0 | 0
Geo | 0 | 0 | 0 | 0 | 0 | 0
H | 0 | 0 | 0 | 0 | 0 | 0
LFG | 0 | 0 | 0 | 0 | 0 | 0
Nuc | 0 | 0 | 0 | 0 | 0 | 0
PS | 0 | 0 | 0 | 0 | 0 | 0
PV | 0 | 0 | 0 | 0 | 0 | 0
PeakG | 0 | 0 | 0 | 0 | 0 | 0
PeakO | 0 | 0 | 0 | 0 | 0 | 0
ST | 0 | 0 | 0 | 0 | 0 | 0
STOG | 0 | 0 | 0 | 0 | 0 | 0
STWD | 0 | 0 | 0 | 0 | 0 | 0
WT | 0 | 0 | 0 | 0 | 0 | 0
IGCC | 0 | 0 | 0 | 0 | 0 | 0
DemandResponse | 0 | 0 | 0 | 0 | 0 | 0
IGCC-CCS | 0 | 0 | 0 | 0 | 0 | 0
WT_off | 0 | 0 | 0 | 0 | 0 | 0
PseudoUnit | 0 | 0 | 0 | 0 | 0 | 0
FixedInterchange | 0 | 0 | 0 | 0 | 0 | 0
Emission Cost by Reporting Type: All
ReportingType | 2015 | 2020 | 2025 | 2030 | 2035 | 2040
BM | 0 | 0 | 0 | 0 | 0 | 0
CC | 0 | 0 | 0 | 0 | 0 | 0
CSP | 0 | 0 | 0 | 0 | 0 | 0
CT | 0 | 0 | 0 | 0 | 0 | 0
Coal | 0 | 0 | 0 | 0 | 0 | 0
Geo | 0 | 0 | 0 | 0 | 0 | 0
H | 0 | 0 | 0 | 0 | 0 | 0
LFG | 0 | 0 | 0 | 0 | 0 | 0
Nuc | 0 | 0 | 0 | 0 | 0 | 0
PS | 0 | 0 | 0 | 0 | 0 | 0
PV | 0 | 0 | 0 | 0 | 0 | 0
PeakG | 0 | 0 | 0 | 0 | 0 | 0
PeakO | 0 | 0 | 0 | 0 | 0 | 0
ST | 0 | 0 | 0 | 0 | 0 | 0
STOG | 0 | 0 | 0 | 0 | 0 | 0
STWD | 0 | 0 | 0 | 0 | 0 | 0
WT | 0 | 0 | 0 | 0 | 0 | 0
IGCC | 0 | 0 | 0 | 0 | 0 | 0
DemandResponse | 0 | 0 | 0 | 0 | 0 | 0
IGCC-CCS | 0 | 0 | 0 | 0 | 0 | 0
WT_off | 0 | 0 | 0 | 0 | 0 | 0
PseudoUnit | 0 | 0 | 0 | 0 | 0 | 0
FixedInterchange | 0 | 0 | 0 | 0 | 0 | 0
Emission Cost by Reporting Type: EI_US
ReportingType | 2015 | 2020 | 2025 | 2030 | 2035 | 2040
BM | 0 | 0 | 0 | 0 | 0 | 0
CC | 0 | 0 | 0 | 0 | 0 | 0
CSP | 0 | 0 | 0 | 0 | 0 | 0
CT | 0 | 0 | 0 | 0 | 0 | 0
Coal | 0 | 0 | 0 | 0 | 0 | 0
Geo | 0 | 0 | 0 | 0 | 0 | 0
H | 0 | 0 | 0 | 0 | 0 | 0
LFG | 0 | 0 | 0 | 0 | 0 | 0
Nuc | 0 | 0 | 0 | 0 | 0 | 0
PS | 0 | 0 | 0 | 0 | 0 | 0
PV | 0 | 0 | 0 | 0 | 0 | 0
PeakG | 0 | 0 | 0 | 0 | 0 | 0
PeakO | 0 | 0 | 0 | 0 | 0 | 0
ST | 0 | 0 | 0 | 0 | 0 | 0
STOG | 0 | 0 | 0 | 0 | 0 | 0
STWD | 0 | 0 | 0 | 0 | 0 | 0
WT | 0 | 0 | 0 | 0 | 0 | 0
IGCC | 0 | 0 | 0 | 0 | 0 | 0
DemandResponse | 0 | 0 | 0 | 0 | 0 | 0
IGCC-CCS | 0 | 0 | 0 | 0 | 0 | 0
WT_off | 0 | 0 | 0 | 0 | 0 | 0
PseudoUnit | 0 | 0 | 0 | 0 | 0 | 0
FixedInterchange | 0 | 0 | 0 | 0 | 0 | 0
Emission Cost by Reporting Type: EI_Canada
ReportingType | 2015 | 2020 | 2025 | 2030 | 2035 | 2040
BM | 0 | 0 | 0 | 0 | 0 | 0
CC | 0 | 0 | 0 | 0 | 0 | 0
CSP | 0 | 0 | 0 | 0 | 0 | 0
CT | 0 | 0 | 0 | 0 | 0 | 0
Coal | 0 | 0 | 0 | 0 | 0 | 0
Geo | 0 | 0 | 0 | 0 | 0 | 0
H | 0 | 0 | 0 | 0 | 0 | 0
LFG | 0 | 0 | 0 | 0 | 0 | 0
Nuc | 0 | 0 | 0 | 0 | 0 | 0
PS | 0 | 0 | 0 | 0 | 0 | 0
PV | 0 | 0 | 0 | 0 | 0 | 0
PeakG | 0 | 0 | 0 | 0 | 0 | 0
PeakO | 0 | 0 | 0 | 0 | 0 | 0
ST | 0 | 0 | 0 | 0 | 0 | 0
STOG | 0 | 0 | 0 | 0 | 0 | 0
STWD | 0 | 0 | 0 | 0 | 0 | 0
WT | 0 | 0 | 0 | 0 | 0 | 0
IGCC | 0 | 0 | 0 | 0 | 0 | 0
DemandResponse | 0 | 0 | 0 | 0 | 0 | 0
IGCC-CCS | 0 | 0 | 0 | 0 | 0 | 0
WT_off | 0 | 0 | 0 | 0 | 0 | 0
PseudoUnit | 0 | 0 | 0 | 0 | 0 | 0
FixedInterchange | 0 | 0 | 0 | 0 | 0 | 0
Emission Cost by Reporting Type: EI
ReportingType | 2015 | 2020 | 2025 | 2030 | 2035 | 2040
BM | 0 | 0 | 0 | 0 | 0 | 0
CC | 0 | 0 | 0 | 0 | 0 | 0
CSP | 0 | 0 | 0 | 0 | 0 | 0
CT | 0 | 0 | 0 | 0 | 0 | 0
Coal | 0 | 0 | 0 | 0 | 0 | 0
Geo | 0 | 0 | 0 | 0 | 0 | 0
H | 0 | 0 | 0 | 0 | 0 | 0
LFG | 0 | 0 | 0 | 0 | 0 | 0
Nuc | 0 | 0 | 0 | 0 | 0 | 0
PS | 0 | 0 | 0 | 0 | 0 | 0
PV | 0 | 0 | 0 | 0 | 0 | 0
PeakG | 0 | 0 | 0 | 0 | 0 | 0
PeakO | 0 | 0 | 0 | 0 | 0 | 0
ST | 0 | 0 | 0 | 0 | 0 | 0
STOG | 0 | 0 | 0 | 0 | 0 | 0
STWD | 0 | 0 | 0 | 0 | 0 | 0
WT | 0 | 0 | 0 | 0 | 0 | 0
IGCC | 0 | 0 | 0 | 0 | 0 | 0
DemandResponse | 0 | 0 | 0 | 0 | 0 | 0
IGCC-CCS | 0 | 0 | 0 | 0 | 0 | 0
WT_off | 0 | 0 | 0 | 0 | 0 | 0
PseudoUnit | 0 | 0 | 0 | 0 | 0 | 0
FixedInterchange | 0 | 0 | 0 | 0 | 0 | 0
Emission Cost by Reporting Type: Outside_EI
ReportingType | 2015 | 2020 | 2025 | 2030 | 2035 | 2040
BM | 0 | 0 | 0 | 0 | 0 | 0
CC | 0 | 0 | 0 | 0 | 0 | 0
CSP | 0 | 0 | 0 | 0 | 0 | 0
CT | 0 | 0 | 0 | 0 | 0 | 0
Coal | 0 | 0 | 0 | 0 | 0 | 0
Geo | 0 | 0 | 0 | 0 | 0 | 0
H | 0 | 0 | 0 | 0 | 0 | 0
LFG | 0 | 0 | 0 | 0 | 0 | 0
Nuc | 0 | 0 | 0 | 0 | 0 | 0
PS | 0 | 0 | 0 | 0 | 0 | 0
PV | 0 | 0 | 0 | 0 | 0 | 0
PeakG | 0 | 0 | 0 | 0 | 0 | 0
PeakO | 0 | 0 | 0 | 0 | 0 | 0
ST | 0 | 0 | 0 | 0 | 0 | 0
STOG | 0 | 0 | 0 | 0 | 0 | 0
STWD | 0 | 0 | 0 | 0 | 0 | 0
WT | 0 | 0 | 0 | 0 | 0 | 0
IGCC | 0 | 0 | 0 | 0 | 0 | 0
DemandResponse | 0 | 0 | 0 | 0 | 0 | 0
IGCC-CCS | 0 | 0 | 0 | 0 | 0 | 0
WT_off | 0 | 0 | 0 | 0 | 0 | 0
PseudoUnit | 0 | 0 | 0 | 0 | 0 | 0
FixedInterchange | 0 | 0 | 0 | 0 | 0 | 0
==== Emission Program: CAMR : (Hg) ====
Emission Cost by Reporting Type: Entergy
ReportingType | 2015 | 2020 | 2025 | 2030 | 2035 | 2040
BM | 0 | 0 | 0 | 0 | 0 | 0
CC | 0 | 0 | 0 | 0 | 0 | 0
CSP | 0 | 0 | 0 | 0 | 0 | 0
CT | 0 | 0 | 0 | 0 | 0 | 0
Coal | 0 | 0 | 0 | 0 | 0 | 0
Geo | 0 | 0 | 0 | 0 | 0 | 0
H | 0 | 0 | 0 | 0 | 0 | 0
LFG | 0 | 0 | 0 | 0 | 0 | 0
Nuc | 0 | 0 | 0 | 0 | 0 | 0
PS | 0 | 0 | 0 | 0 | 0 | 0
PV | 0 | 0 | 0 | 0 | 0 | 0
PeakG | 0 | 0 | 0 | 0 | 0 | 0
PeakO | 0 | 0 | 0 | 0 | 0 | 0
ST | 0 | 0 | 0 | 0 | 0 | 0
STOG | 0 | 0 | 0 | 0 | 0 | 0
STWD | 0 | 0 | 0 | 0 | 0 | 0
WT | 0 | 0 | 0 | 0 | 0 | 0
IGCC | 0 | 0 | 0 | 0 | 0 | 0
DemandResponse | 0 | 0 | 0 | 0 | 0 | 0
IGCC-CCS | 0 | 0 | 0 | 0 | 0 | 0
WT_off | 0 | 0 | 0 | 0 | 0 | 0
PseudoUnit | 0 | 0 | 0 | 0 | 0 | 0
FixedInterchange | 0 | 0 | 0 | 0 | 0 | 0
Emission Cost by Reporting Type: FRCC
ReportingType | 2015 | 2020 | 2025 | 2030 | 2035 | 2040
BM | 0 | 0 | 0 | 0 | 0 | 0
CC | 0 | 0 | 0 | 0 | 0 | 0
CSP | 0 | 0 | 0 | 0 | 0 | 0
CT | 0 | 0 | 0 | 0 | 0 | 0
Coal | 0 | 0 | 0 | 0 | 0 | 0
Geo | 0 | 0 | 0 | 0 | 0 | 0
H | 0 | 0 | 0 | 0 | 0 | 0
LFG | 0 | 0 | 0 | 0 | 0 | 0
Nuc | 0 | 0 | 0 | 0 | 0 | 0
PS | 0 | 0 | 0 | 0 | 0 | 0
PV | 0 | 0 | 0 | 0 | 0 | 0
PeakG | 0 | 0 | 0 | 0 | 0 | 0
PeakO | 0 | 0 | 0 | 0 | 0 | 0
ST | 0 | 0 | 0 | 0 | 0 | 0
STOG | 0 | 0 | 0 | 0 | 0 | 0
STWD | 0 | 0 | 0 | 0 | 0 | 0
WT | 0 | 0 | 0 | 0 | 0 | 0
IGCC | 0 | 0 | 0 | 0 | 0 | 0
DemandResponse | 0 | 0 | 0 | 0 | 0 | 0
IGCC-CCS | 0 | 0 | 0 | 0 | 0 | 0
WT_off | 0 | 0 | 0 | 0 | 0 | 0
PseudoUnit | 0 | 0 | 0 | 0 | 0 | 0
FixedInterchange | 0 | 0 | 0 | 0 | 0 | 0
Emission Cost by Reporting Type: MAPP_US
ReportingType | 2015 | 2020 | 2025 | 2030 | 2035 | 2040
BM | 0 | 0 | 0 | 0 | 0 | 0
CC | 0 | 0 | 0 | 0 | 0 | 0
CSP | 0 | 0 | 0 | 0 | 0 | 0
CT | 0 | 0 | 0 | 0 | 0 | 0
Coal | 0 | 0 | 0 | 0 | 0 | 0
Geo | 0 | 0 | 0 | 0 | 0 | 0
H | 0 | 0 | 0 | 0 | 0 | 0
LFG | 0 | 0 | 0 | 0 | 0 | 0
Nuc | 0 | 0 | 0 | 0 | 0 | 0
PS | 0 | 0 | 0 | 0 | 0 | 0
PV | 0 | 0 | 0 | 0 | 0 | 0
PeakG | 0 | 0 | 0 | 0 | 0 | 0
PeakO | 0 | 0 | 0 | 0 | 0 | 0
ST | 0 | 0 | 0 | 0 | 0 | 0
STOG | 0 | 0 | 0 | 0 | 0 | 0
STWD | 0 | 0 | 0 | 0 | 0 | 0
WT | 0 | 0 | 0 | 0 | 0 | 0
IGCC | 0 | 0 | 0 | 0 | 0 | 0
DemandResponse | 0 | 0 | 0 | 0 | 0 | 0
IGCC-CCS | 0 | 0 | 0 | 0 | 0 | 0
WT_off | 0 | 0 | 0 | 0 | 0 | 0
PseudoUnit | 0 | 0 | 0 | 0 | 0 | 0
FixedInterchange | 0 | 0 | 0 | 0 | 0 | 0
Emission Cost by Reporting Type: MISO_IN
ReportingType | 2015 | 2020 | 2025 | 2030 | 2035 | 2040
BM | 0 | 0 | 0 | 0 | 0 | 0
CC | 0 | 0 | 0 | 0 | 0 | 0
CSP | 0 | 0 | 0 | 0 | 0 | 0
CT | 0 | 0 | 0 | 0 | 0 | 0
Coal | 0 | 0 | 0 | 0 | 0 | 0
Geo | 0 | 0 | 0 | 0 | 0 | 0
H | 0 | 0 | 0 | 0 | 0 | 0
LFG | 0 | 0 | 0 | 0 | 0 | 0
Nuc | 0 | 0 | 0 | 0 | 0 | 0
PS | 0 | 0 | 0 | 0 | 0 | 0
PV | 0 | 0 | 0 | 0 | 0 | 0
PeakG | 0 | 0 | 0 | 0 | 0 | 0
PeakO | 0 | 0 | 0 | 0 | 0 | 0
ST | 0 | 0 | 0 | 0 | 0 | 0
STOG | 0 | 0 | 0 | 0 | 0 | 0
STWD | 0 | 0 | 0 | 0 | 0 | 0
WT | 0 | 0 | 0 | 0 | 0 | 0
IGCC | 0 | 0 | 0 | 0 | 0 | 0
DemandResponse | 0 | 0 | 0 | 0 | 0 | 0
IGCC-CCS | 0 | 0 | 0 | 0 | 0 | 0
WT_off | 0 | 0 | 0 | 0 | 0 | 0
PseudoUnit | 0 | 0 | 0 | 0 | 0 | 0
FixedInterchange | 0 | 0 | 0 | 0 | 0 | 0
Emission Cost by Reporting Type: MISO_MI
ReportingType | 2015 | 2020 | 2025 | 2030 | 2035 | 2040
BM | 0 | 0 | 0 | 0 | 0 | 0
CC | 0 | 0 | 0 | 0 | 0 | 0
CSP | 0 | 0 | 0 | 0 | 0 | 0
CT | 0 | 0 | 0 | 0 | 0 | 0
Coal | 0 | 0 | 0 | 0 | 0 | 0
Geo | 0 | 0 | 0 | 0 | 0 | 0
H | 0 | 0 | 0 | 0 | 0 | 0
LFG | 0 | 0 | 0 | 0 | 0 | 0
Nuc | 0 | 0 | 0 | 0 | 0 | 0
PS | 0 | 0 | 0 | 0 | 0 | 0
PV | 0 | 0 | 0 | 0 | 0 | 0
PeakG | 0 | 0 | 0 | 0 | 0 | 0
PeakO | 0 | 0 | 0 | 0 | 0 | 0
ST | 0 | 0 | 0 | 0 | 0 | 0
STOG | 0 | 0 | 0 | 0 | 0 | 0
STWD | 0 | 0 | 0 | 0 | 0 | 0
WT | 0 | 0 | 0 | 0 | 0 | 0
IGCC | 0 | 0 | 0 | 0 | 0 | 0
DemandResponse | 0 | 0 | 0 | 0 | 0 | 0
IGCC-CCS | 0 | 0 | 0 | 0 | 0 | 0
WT_off | 0 | 0 | 0 | 0 | 0 | 0
PseudoUnit | 0 | 0 | 0 | 0 | 0 | 0
FixedInterchange | 0 | 0 | 0 | 0 | 0 | 0
Emission Cost by Reporting Type: MISO_MO-IL
ReportingType | 2015 | 2020 | 2025 | 2030 | 2035 | 2040
BM | 0 | 0 | 0 | 0 | 0 | 0
CC | 0 | 0 | 0 | 0 | 0 | 0
CSP | 0 | 0 | 0 | 0 | 0 | 0
CT | 0 | 0 | 0 | 0 | 0 | 0
Coal | 0 | 0 | 0 | 0 | 0 | 0
Geo | 0 | 0 | 0 | 0 | 0 | 0
H | 0 | 0 | 0 | 0 | 0 | 0
LFG | 0 | 0 | 0 | 0 | 0 | 0
Nuc | 0 | 0 | 0 | 0 | 0 | 0
PS | 0 | 0 | 0 | 0 | 0 | 0
PV | 0 | 0 | 0 | 0 | 0 | 0
PeakG | 0 | 0 | 0 | 0 | 0 | 0
PeakO | 0 | 0 | 0 | 0 | 0 | 0
ST | 0 | 0 | 0 | 0 | 0 | 0
STOG | 0 | 0 | 0 | 0 | 0 | 0
STWD | 0 | 0 | 0 | 0 | 0 | 0
WT | 0 | 0 | 0 | 0 | 0 | 0
IGCC | 0 | 0 | 0 | 0 | 0 | 0
DemandResponse | 0 | 0 | 0 | 0 | 0 | 0
IGCC-CCS | 0 | 0 | 0 | 0 | 0 | 0
WT_off | 0 | 0 | 0 | 0 | 0 | 0
PseudoUnit | 0 | 0 | 0 | 0 | 0 | 0
FixedInterchange | 0 | 0 | 0 | 0 | 0 | 0
Emission Cost by Reporting Type: MISO_W
ReportingType | 2015 | 2020 | 2025 | 2030 | 2035 | 2040
BM | 0 | 0 | 0 | 0 | 0 | 0
CC | 0 | 0 | 0 | 0 | 0 | 0
CSP | 0 | 0 | 0 | 0 | 0 | 0
CT | 0 | 0 | 0 | 0 | 0 | 0
Coal | 0 | 0 | 0 | 0 | 0 | 0
Geo | 0 | 0 | 0 | 0 | 0 | 0
H | 0 | 0 | 0 | 0 | 0 | 0
LFG | 0 | 0 | 0 | 0 | 0 | 0
Nuc | 0 | 0 | 0 | 0 | 0 | 0
PS | 0 | 0 | 0 | 0 | 0 | 0
PV | 0 | 0 | 0 | 0 | 0 | 0
PeakG | 0 | 0 | 0 | 0 | 0 | 0
PeakO | 0 | 0 | 0 | 0 | 0 | 0
ST | 0 | 0 | 0 | 0 | 0 | 0
STOG | 0 | 0 | 0 | 0 | 0 | 0
STWD | 0 | 0 | 0 | 0 | 0 | 0
WT | 0 | 0 | 0 | 0 | 0 | 0
IGCC | 0 | 0 | 0 | 0 | 0 | 0
DemandResponse | 0 | 0 | 0 | 0 | 0 | 0
IGCC-CCS | 0 | 0 | 0 | 0 | 0 | 0
WT_off | 0 | 0 | 0 | 0 | 0 | 0
PseudoUnit | 0 | 0 | 0 | 0 | 0 | 0
FixedInterchange | 0 | 0 | 0 | 0 | 0 | 0
Emission Cost by Reporting Type: MISO_WUMS
ReportingType | 2015 | 2020 | 2025 | 2030 | 2035 | 2040
BM | 0 | 0 | 0 | 0 | 0 | 0
CC | 0 | 0 | 0 | 0 | 0 | 0
CSP | 0 | 0 | 0 | 0 | 0 | 0
CT | 0 | 0 | 0 | 0 | 0 | 0
Coal | 0 | 0 | 0 | 0 | 0 | 0
Geo | 0 | 0 | 0 | 0 | 0 | 0
H | 0 | 0 | 0 | 0 | 0 | 0
LFG | 0 | 0 | 0 | 0 | 0 | 0
Nuc | 0 | 0 | 0 | 0 | 0 | 0
PS | 0 | 0 | 0 | 0 | 0 | 0
PV | 0 | 0 | 0 | 0 | 0 | 0
PeakG | 0 | 0 | 0 | 0 | 0 | 0
PeakO | 0 | 0 | 0 | 0 | 0 | 0
ST | 0 | 0 | 0 | 0 | 0 | 0
STOG | 0 | 0 | 0 | 0 | 0 | 0
STWD | 0 | 0 | 0 | 0 | 0 | 0
WT | 0 | 0 | 0 | 0 | 0 | 0
IGCC | 0 | 0 | 0 | 0 | 0 | 0
DemandResponse | 0 | 0 | 0 | 0 | 0 | 0
IGCC-CCS | 0 | 0 | 0 | 0 | 0 | 0
WT_off | 0 | 0 | 0 | 0 | 0 | 0
PseudoUnit | 0 | 0 | 0 | 0 | 0 | 0
FixedInterchange | 0 | 0 | 0 | 0 | 0 | 0
Emission Cost by Reporting Type: Nebraska
ReportingType | 2015 | 2020 | 2025 | 2030 | 2035 | 2040
BM | 0 | 0 | 0 | 0 | 0 | 0
CC | 0 | 0 | 0 | 0 | 0 | 0
CSP | 0 | 0 | 0 | 0 | 0 | 0
CT | 0 | 0 | 0 | 0 | 0 | 0
Coal | 0 | 0 | 0 | 0 | 0 | 0
Geo | 0 | 0 | 0 | 0 | 0 | 0
H | 0 | 0 | 0 | 0 | 0 | 0
LFG | 0 | 0 | 0 | 0 | 0 | 0
Nuc | 0 | 0 | 0 | 0 | 0 | 0
PS | 0 | 0 | 0 | 0 | 0 | 0
PV | 0 | 0 | 0 | 0 | 0 | 0
PeakG | 0 | 0 | 0 | 0 | 0 | 0
PeakO | 0 | 0 | 0 | 0 | 0 | 0
ST | 0 | 0 | 0 | 0 | 0 | 0
STOG | 0 | 0 | 0 | 0 | 0 | 0
STWD | 0 | 0 | 0 | 0 | 0 | 0
WT | 0 | 0 | 0 | 0 | 0 | 0
IGCC | 0 | 0 | 0 | 0 | 0 | 0
DemandResponse | 0 | 0 | 0 | 0 | 0 | 0
IGCC-CCS | 0 | 0 | 0 | 0 | 0 | 0
WT_off | 0 | 0 | 0 | 0 | 0 | 0
PseudoUnit | 0 | 0 | 0 | 0 | 0 | 0
FixedInterchange | 0 | 0 | 0 | 0 | 0 | 0
Emission Cost by Reporting Type: NEISO
ReportingType | 2015 | 2020 | 2025 | 2030 | 2035 | 2040
BM | 0 | 0 | 0 | 0 | 0 | 0
CC | 0 | 0 | 0 | 0 | 0 | 0
CSP | 0 | 0 | 0 | 0 | 0 | 0
CT | 0 | 0 | 0 | 0 | 0 | 0
Coal | 0 | 0 | 0 | 0 | 0 | 0
Geo | 0 | 0 | 0 | 0 | 0 | 0
H | 0 | 0 | 0 | 0 | 0 | 0
LFG | 0 | 0 | 0 | 0 | 0 | 0
Nuc | 0 | 0 | 0 | 0 | 0 | 0
PS | 0 | 0 | 0 | 0 | 0 | 0
PV | 0 | 0 | 0 | 0 | 0 | 0
PeakG | 0 | 0 | 0 | 0 | 0 | 0
PeakO | 0 | 0 | 0 | 0 | 0 | 0
ST | 0 | 0 | 0 | 0 | 0 | 0
STOG | 0 | 0 | 0 | 0 | 0 | 0
STWD | 0 | 0 | 0 | 0 | 0 | 0
WT | 0 | 0 | 0 | 0 | 0 | 0
IGCC | 0 | 0 | 0 | 0 | 0 | 0
DemandResponse | 0 | 0 | 0 | 0 | 0 | 0
IGCC-CCS | 0 | 0 | 0 | 0 | 0 | 0
WT_off | 0 | 0 | 0 | 0 | 0 | 0
PseudoUnit | 0 | 0 | 0 | 0 | 0 | 0
FixedInterchange | 0 | 0 | 0 | 0 | 0 | 0
Emission Cost by Reporting Type: NonRTO_Midwest
ReportingType | 2015 | 2020 | 2025 | 2030 | 2035 | 2040
BM | 0 | 0 | 0 | 0 | 0 | 0
CC | 0 | 0 | 0 | 0 | 0 | 0
CSP | 0 | 0 | 0 | 0 | 0 | 0
CT | 0 | 0 | 0 | 0 | 0 | 0
Coal | 0 | 0 | 0 | 0 | 0 | 0
Geo | 0 | 0 | 0 | 0 | 0 | 0
H | 0 | 0 | 0 | 0 | 0 | 0
LFG | 0 | 0 | 0 | 0 | 0 | 0
Nuc | 0 | 0 | 0 | 0 | 0 | 0
PS | 0 | 0 | 0 | 0 | 0 | 0
PV | 0 | 0 | 0 | 0 | 0 | 0
PeakG | 0 | 0 | 0 | 0 | 0 | 0
PeakO | 0 | 0 | 0 | 0 | 0 | 0
ST | 0 | 0 | 0 | 0 | 0 | 0
STOG | 0 | 0 | 0 | 0 | 0 | 0
STWD | 0 | 0 | 0 | 0 | 0 | 0
WT | 0 | 0 | 0 | 0 | 0 | 0
IGCC | 0 | 0 | 0 | 0 | 0 | 0
DemandResponse | 0 | 0 | 0 | 0 | 0 | 0
IGCC-CCS | 0 | 0 | 0 | 0 | 0 | 0
WT_off | 0 | 0 | 0 | 0 | 0 | 0
PseudoUnit | 0 | 0 | 0 | 0 | 0 | 0
FixedInterchange | 0 | 0 | 0 | 0 | 0 | 0
Emission Cost by Reporting Type: NYISO_A-F
ReportingType | 2015 | 2020 | 2025 | 2030 | 2035 | 2040
BM | 0 | 0 | 0 | 0 | 0 | 0
CC | 0 | 0 | 0 | 0 | 0 | 0
CSP | 0 | 0 | 0 | 0 | 0 | 0
CT | 0 | 0 | 0 | 0 | 0 | 0
Coal | 0 | 0 | 0 | 0 | 0 | 0
Geo | 0 | 0 | 0 | 0 | 0 | 0
H | 0 | 0 | 0 | 0 | 0 | 0
LFG | 0 | 0 | 0 | 0 | 0 | 0
Nuc | 0 | 0 | 0 | 0 | 0 | 0
PS | 0 | 0 | 0 | 0 | 0 | 0
PV | 0 | 0 | 0 | 0 | 0 | 0
PeakG | 0 | 0 | 0 | 0 | 0 | 0
PeakO | 0 | 0 | 0 | 0 | 0 | 0
ST | 0 | 0 | 0 | 0 | 0 | 0
STOG | 0 | 0 | 0 | 0 | 0 | 0
STWD | 0 | 0 | 0 | 0 | 0 | 0
WT | 0 | 0 | 0 | 0 | 0 | 0
IGCC | 0 | 0 | 0 | 0 | 0 | 0
DemandResponse | 0 | 0 | 0 | 0 | 0 | 0
IGCC-CCS | 0 | 0 | 0 | 0 | 0 | 0
WT_off | 0 | 0 | 0 | 0 | 0 | 0
PseudoUnit | 0 | 0 | 0 | 0 | 0 | 0
FixedInterchange | 0 | 0 | 0 | 0 | 0 | 0
Emission Cost by Reporting Type: NYISO_G-I
ReportingType | 2015 | 2020 | 2025 | 2030 | 2035 | 2040
BM | 0 | 0 | 0 | 0 | 0 | 0
CC | 0 | 0 | 0 | 0 | 0 | 0
CSP | 0 | 0 | 0 | 0 | 0 | 0
CT | 0 | 0 | 0 | 0 | 0 | 0
Coal | 0 | 0 | 0 | 0 | 0 | 0
Geo | 0 | 0 | 0 | 0 | 0 | 0
H | 0 | 0 | 0 | 0 | 0 | 0
LFG | 0 | 0 | 0 | 0 | 0 | 0
Nuc | 0 | 0 | 0 | 0 | 0 | 0
PS | 0 | 0 | 0 | 0 | 0 | 0
PV | 0 | 0 | 0 | 0 | 0 | 0
PeakG | 0 | 0 | 0 | 0 | 0 | 0
PeakO | 0 | 0 | 0 | 0 | 0 | 0
ST | 0 | 0 | 0 | 0 | 0 | 0
STOG | 0 | 0 | 0 | 0 | 0 | 0
STWD | 0 | 0 | 0 | 0 | 0 | 0
WT | 0 | 0 | 0 | 0 | 0 | 0
IGCC | 0 | 0 | 0 | 0 | 0 | 0
DemandResponse | 0 | 0 | 0 | 0 | 0 | 0
IGCC-CCS | 0 | 0 | 0 | 0 | 0 | 0
WT_off | 0 | 0 | 0 | 0 | 0 | 0
PseudoUnit | 0 | 0 | 0 | 0 | 0 | 0
FixedInterchange | 0 | 0 | 0 | 0 | 0 | 0
Emission Cost by Reporting Type: NYISO_J-K
ReportingType | 2015 | 2020 | 2025 | 2030 | 2035 | 2040
BM | 0 | 0 | 0 | 0 | 0 | 0
CC | 0 | 0 | 0 | 0 | 0 | 0
CSP | 0 | 0 | 0 | 0 | 0 | 0
CT | 0 | 0 | 0 | 0 | 0 | 0
Coal | 0 | 0 | 0 | 0 | 0 | 0
Geo | 0 | 0 | 0 | 0 | 0 | 0
H | 0 | 0 | 0 | 0 | 0 | 0
LFG | 0 | 0 | 0 | 0 | 0 | 0
Nuc | 0 | 0 | 0 | 0 | 0 | 0
PS | 0 | 0 | 0 | 0 | 0 | 0
PV | 0 | 0 | 0 | 0 | 0 | 0
PeakG | 0 | 0 | 0 | 0 | 0 | 0
PeakO | 0 | 0 | 0 | 0 | 0 | 0
ST | 0 | 0 | 0 | 0 | 0 | 0
STOG | 0 | 0 | 0 | 0 | 0 | 0
STWD | 0 | 0 | 0 | 0 | 0 | 0
WT | 0 | 0 | 0 | 0 | 0 | 0
IGCC | 0 | 0 | 0 | 0 | 0 | 0
DemandResponse | 0 | 0 | 0 | 0 | 0 | 0
IGCC-CCS | 0 | 0 | 0 | 0 | 0 | 0
WT_off | 0 | 0 | 0 | 0 | 0 | 0
PseudoUnit | 0 | 0 | 0 | 0 | 0 | 0
FixedInterchange | 0 | 0 | 0 | 0 | 0 | 0
Emission Cost by Reporting Type: PJM_E
ReportingType | 2015 | 2020 | 2025 | 2030 | 2035 | 2040
BM | 0 | 0 | 0 | 0 | 0 | 0
CC | 0 | 0 | 0 | 0 | 0 | 0
CSP | 0 | 0 | 0 | 0 | 0 | 0
CT | 0 | 0 | 0 | 0 | 0 | 0
Coal | 0 | 0 | 0 | 0 | 0 | 0
Geo | 0 | 0 | 0 | 0 | 0 | 0
H | 0 | 0 | 0 | 0 | 0 | 0
LFG | 0 | 0 | 0 | 0 | 0 | 0
Nuc | 0 | 0 | 0 | 0 | 0 | 0
PS | 0 | 0 | 0 | 0 | 0 | 0
PV | 0 | 0 | 0 | 0 | 0 | 0
PeakG | 0 | 0 | 0 | 0 | 0 | 0
PeakO | 0 | 0 | 0 | 0 | 0 | 0
ST | 0 | 0 | 0 | 0 | 0 | 0
STOG | 0 | 0 | 0 | 0 | 0 | 0
STWD | 0 | 0 | 0 | 0 | 0 | 0
WT | 0 | 0 | 0 | 0 | 0 | 0
IGCC | 0 | 0 | 0 | 0 | 0 | 0
DemandResponse | 0 | 0 | 0 | 0 | 0 | 0
IGCC-CCS | 0 | 0 | 0 | 0 | 0 | 0
WT_off | 0 | 0 | 0 | 0 | 0 | 0
PseudoUnit | 0 | 0 | 0 | 0 | 0 | 0
FixedInterchange | 0 | 0 | 0 | 0 | 0 | 0
Emission Cost by Reporting Type: PJM_ROM
ReportingType | 2015 | 2020 | 2025 | 2030 | 2035 | 2040
BM | 0 | 0 | 0 | 0 | 0 | 0
CC | 0 | 0 | 0 | 0 | 0 | 0
CSP | 0 | 0 | 0 | 0 | 0 | 0
CT | 0 | 0 | 0 | 0 | 0 | 0
Coal | 0 | 0 | 0 | 0 | 0 | 0
Geo | 0 | 0 | 0 | 0 | 0 | 0
H | 0 | 0 | 0 | 0 | 0 | 0
LFG | 0 | 0 | 0 | 0 | 0 | 0
Nuc | 0 | 0 | 0 | 0 | 0 | 0
PS | 0 | 0 | 0 | 0 | 0 | 0
PV | 0 | 0 | 0 | 0 | 0 | 0
PeakG | 0 | 0 | 0 | 0 | 0 | 0
PeakO | 0 | 0 | 0 | 0 | 0 | 0
ST | 0 | 0 | 0 | 0 | 0 | 0
STOG | 0 | 0 | 0 | 0 | 0 | 0
STWD | 0 | 0 | 0 | 0 | 0 | 0
WT | 0 | 0 | 0 | 0 | 0 | 0
IGCC | 0 | 0 | 0 | 0 | 0 | 0
DemandResponse | 0 | 0 | 0 | 0 | 0 | 0
IGCC-CCS | 0 | 0 | 0 | 0 | 0 | 0
WT_off | 0 | 0 | 0 | 0 | 0 | 0
PseudoUnit | 0 | 0 | 0 | 0 | 0 | 0
FixedInterchange | 0 | 0 | 0 | 0 | 0 | 0
Emission Cost by Reporting Type: PJM_ROR
ReportingType | 2015 | 2020 | 2025 | 2030 | 2035 | 2040
BM | 0 | 0 | 0 | 0 | 0 | 0
CC | 0 | 0 | 0 | 0 | 0 | 0
CSP | 0 | 0 | 0 | 0 | 0 | 0
CT | 0 | 0 | 0 | 0 | 0 | 0
Coal | 0 | 0 | 0 | 0 | 0 | 0
Geo | 0 | 0 | 0 | 0 | 0 | 0
H | 0 | 0 | 0 | 0 | 0 | 0
LFG | 0 | 0 | 0 | 0 | 0 | 0
Nuc | 0 | 0 | 0 | 0 | 0 | 0
PS | 0 | 0 | 0 | 0 | 0 | 0
PV | 0 | 0 | 0 | 0 | 0 | 0
PeakG | 0 | 0 | 0 | 0 | 0 | 0
PeakO | 0 | 0 | 0 | 0 | 0 | 0
ST | 0 | 0 | 0 | 0 | 0 | 0
STOG | 0 | 0 | 0 | 0 | 0 | 0
STWD | 0 | 0 | 0 | 0 | 0 | 0
WT | 0 | 0 | 0 | 0 | 0 | 0
IGCC | 0 | 0 | 0 | 0 | 0 | 0
DemandResponse | 0 | 0 | 0 | 0 | 0 | 0
IGCC-CCS | 0 | 0 | 0 | 0 | 0 | 0
WT_off | 0 | 0 | 0 | 0 | 0 | 0
PseudoUnit | 0 | 0 | 0 | 0 | 0 | 0
FixedInterchange | 0 | 0 | 0 | 0 | 0 | 0
Emission Cost by Reporting Type: SOCO
ReportingType | 2015 | 2020 | 2025 | 2030 | 2035 | 2040
BM | 0 | 0 | 0 | 0 | 0 | 0
CC | 0 | 0 | 0 | 0 | 0 | 0
CSP | 0 | 0 | 0 | 0 | 0 | 0
CT | 0 | 0 | 0 | 0 | 0 | 0
Coal | 0 | 0 | 0 | 0 | 0 | 0
Geo | 0 | 0 | 0 | 0 | 0 | 0
H | 0 | 0 | 0 | 0 | 0 | 0
LFG | 0 | 0 | 0 | 0 | 0 | 0
Nuc | 0 | 0 | 0 | 0 | 0 | 0
PS | 0 | 0 | 0 | 0 | 0 | 0
PV | 0 | 0 | 0 | 0 | 0 | 0
PeakG | 0 | 0 | 0 | 0 | 0 | 0
PeakO | 0 | 0 | 0 | 0 | 0 | 0
ST | 0 | 0 | 0 | 0 | 0 | 0
STOG | 0 | 0 | 0 | 0 | 0 | 0
STWD | 0 | 0 | 0 | 0 | 0 | 0
WT | 0 | 0 | 0 | 0 | 0 | 0
IGCC | 0 | 0 | 0 | 0 | 0 | 0
DemandResponse | 0 | 0 | 0 | 0 | 0 | 0
IGCC-CCS | 0 | 0 | 0 | 0 | 0 | 0
WT_off | 0 | 0 | 0 | 0 | 0 | 0
PseudoUnit | 0 | 0 | 0 | 0 | 0 | 0
FixedInterchange | 0 | 0 | 0 | 0 | 0 | 0
Emission Cost by Reporting Type: SPP_N
ReportingType | 2015 | 2020 | 2025 | 2030 | 2035 | 2040
BM | 0 | 0 | 0 | 0 | 0 | 0
CC | 0 | 0 | 0 | 0 | 0 | 0
CSP | 0 | 0 | 0 | 0 | 0 | 0
CT | 0 | 0 | 0 | 0 | 0 | 0
Coal | 0 | 0 | 0 | 0 | 0 | 0
Geo | 0 | 0 | 0 | 0 | 0 | 0
H | 0 | 0 | 0 | 0 | 0 | 0
LFG | 0 | 0 | 0 | 0 | 0 | 0
Nuc | 0 | 0 | 0 | 0 | 0 | 0
PS | 0 | 0 | 0 | 0 | 0 | 0
PV | 0 | 0 | 0 | 0 | 0 | 0
PeakG | 0 | 0 | 0 | 0 | 0 | 0
PeakO | 0 | 0 | 0 | 0 | 0 | 0
ST | 0 | 0 | 0 | 0 | 0 | 0
STOG | 0 | 0 | 0 | 0 | 0 | 0
STWD | 0 | 0 | 0 | 0 | 0 | 0
WT | 0 | 0 | 0 | 0 | 0 | 0
IGCC | 0 | 0 | 0 | 0 | 0 | 0
DemandResponse | 0 | 0 | 0 | 0 | 0 | 0
IGCC-CCS | 0 | 0 | 0 | 0 | 0 | 0
WT_off | 0 | 0 | 0 | 0 | 0 | 0
PseudoUnit | 0 | 0 | 0 | 0 | 0 | 0
FixedInterchange | 0 | 0 | 0 | 0 | 0 | 0
Emission Cost by Reporting Type: SPP_S
ReportingType | 2015 | 2020 | 2025 | 2030 | 2035 | 2040
BM | 0 | 0 | 0 | 0 | 0 | 0
CC | 0 | 0 | 0 | 0 | 0 | 0
CSP | 0 | 0 | 0 | 0 | 0 | 0
CT | 0 | 0 | 0 | 0 | 0 | 0
Coal | 0 | 0 | 0 | 0 | 0 | 0
Geo | 0 | 0 | 0 | 0 | 0 | 0
H | 0 | 0 | 0 | 0 | 0 | 0
LFG | 0 | 0 | 0 | 0 | 0 | 0
Nuc | 0 | 0 | 0 | 0 | 0 | 0
PS | 0 | 0 | 0 | 0 | 0 | 0
PV | 0 | 0 | 0 | 0 | 0 | 0
PeakG | 0 | 0 | 0 | 0 | 0 | 0
PeakO | 0 | 0 | 0 | 0 | 0 | 0
ST | 0 | 0 | 0 | 0 | 0 | 0
STOG | 0 | 0 | 0 | 0 | 0 | 0
STWD | 0 | 0 | 0 | 0 | 0 | 0
WT | 0 | 0 | 0 | 0 | 0 | 0
IGCC | 0 | 0 | 0 | 0 | 0 | 0
DemandResponse | 0 | 0 | 0 | 0 | 0 | 0
IGCC-CCS | 0 | 0 | 0 | 0 | 0 | 0
WT_off | 0 | 0 | 0 | 0 | 0 | 0
PseudoUnit | 0 | 0 | 0 | 0 | 0 | 0
FixedInterchange | 0 | 0 | 0 | 0 | 0 | 0
Emission Cost by Reporting Type: TVA
ReportingType | 2015 | 2020 | 2025 | 2030 | 2035 | 2040
BM | 0 | 0 | 0 | 0 | 0 | 0
CC | 0 | 0 | 0 | 0 | 0 | 0
CSP | 0 | 0 | 0 | 0 | 0 | 0
CT | 0 | 0 | 0 | 0 | 0 | 0
Coal | 0 | 0 | 0 | 0 | 0 | 0
Geo | 0 | 0 | 0 | 0 | 0 | 0
H | 0 | 0 | 0 | 0 | 0 | 0
LFG | 0 | 0 | 0 | 0 | 0 | 0
Nuc | 0 | 0 | 0 | 0 | 0 | 0
PS | 0 | 0 | 0 | 0 | 0 | 0
PV | 0 | 0 | 0 | 0 | 0 | 0
PeakG | 0 | 0 | 0 | 0 | 0 | 0
PeakO | 0 | 0 | 0 | 0 | 0 | 0
ST | 0 | 0 | 0 | 0 | 0 | 0
STOG | 0 | 0 | 0 | 0 | 0 | 0
STWD | 0 | 0 | 0 | 0 | 0 | 0
WT | 0 | 0 | 0 | 0 | 0 | 0
IGCC | 0 | 0 | 0 | 0 | 0 | 0
DemandResponse | 0 | 0 | 0 | 0 | 0 | 0
IGCC-CCS | 0 | 0 | 0 | 0 | 0 | 0
WT_off | 0 | 0 | 0 | 0 | 0 | 0
PseudoUnit | 0 | 0 | 0 | 0 | 0 | 0
FixedInterchange | 0 | 0 | 0 | 0 | 0 | 0
Emission Cost by Reporting Type: TVA_Transmission
ReportingType | 2015 | 2020 | 2025 | 2030 | 2035 | 2040
BM | 0 | 0 | 0 | 0 | 0 | 0
CC | 0 | 0 | 0 | 0 | 0 | 0
CSP | 0 | 0 | 0 | 0 | 0 | 0
CT | 0 | 0 | 0 | 0 | 0 | 0
Coal | 0 | 0 | 0 | 0 | 0 | 0
Geo | 0 | 0 | 0 | 0 | 0 | 0
H | 0 | 0 | 0 | 0 | 0 | 0
LFG | 0 | 0 | 0 | 0 | 0 | 0
Nuc | 0 | 0 | 0 | 0 | 0 | 0
PS | 0 | 0 | 0 | 0 | 0 | 0
PV | 0 | 0 | 0 | 0 | 0 | 0
PeakG | 0 | 0 | 0 | 0 | 0 | 0
PeakO | 0 | 0 | 0 | 0 | 0 | 0
ST | 0 | 0 | 0 | 0 | 0 | 0
STOG | 0 | 0 | 0 | 0 | 0 | 0
STWD | 0 | 0 | 0 | 0 | 0 | 0
WT | 0 | 0 | 0 | 0 | 0 | 0
IGCC | 0 | 0 | 0 | 0 | 0 | 0
DemandResponse | 0 | 0 | 0 | 0 | 0 | 0
IGCC-CCS | 0 | 0 | 0 | 0 | 0 | 0
WT_off | 0 | 0 | 0 | 0 | 0 | 0
PseudoUnit | 0 | 0 | 0 | 0 | 0 | 0
FixedInterchange | 0 | 0 | 0 | 0 | 0 | 0
Emission Cost by Reporting Type: VACAR
ReportingType | 2015 | 2020 | 2025 | 2030 | 2035 | 2040
BM | 0 | 0 | 0 | 0 | 0 | 0
CC | 0 | 0 | 0 | 0 | 0 | 0
CSP | 0 | 0 | 0 | 0 | 0 | 0
CT | 0 | 0 | 0 | 0 | 0 | 0
Coal | 0 | 0 | 0 | 0 | 0 | 0
Geo | 0 | 0 | 0 | 0 | 0 | 0
H | 0 | 0 | 0 | 0 | 0 | 0
LFG | 0 | 0 | 0 | 0 | 0 | 0
Nuc | 0 | 0 | 0 | 0 | 0 | 0
PS | 0 | 0 | 0 | 0 | 0 | 0
PV | 0 | 0 | 0 | 0 | 0 | 0
PeakG | 0 | 0 | 0 | 0 | 0 | 0
PeakO | 0 | 0 | 0 | 0 | 0 | 0
ST | 0 | 0 | 0 | 0 | 0 | 0
STOG | 0 | 0 | 0 | 0 | 0 | 0
STWD | 0 | 0 | 0 | 0 | 0 | 0
WT | 0 | 0 | 0 | 0 | 0 | 0
IGCC | 0 | 0 | 0 | 0 | 0 | 0
DemandResponse | 0 | 0 | 0 | 0 | 0 | 0
IGCC-CCS | 0 | 0 | 0 | 0 | 0 | 0
WT_off | 0 | 0 | 0 | 0 | 0 | 0
PseudoUnit | 0 | 0 | 0 | 0 | 0 | 0
FixedInterchange | 0 | 0 | 0 | 0 | 0 | 0
Emission Cost by Reporting Type: IESO
ReportingType | 2015 | 2020 | 2025 | 2030 | 2035 | 2040
BM | 0 | 0 | 0 | 0 | 0 | 0
CC | 0 | 0 | 0 | 0 | 0 | 0
CSP | 0 | 0 | 0 | 0 | 0 | 0
CT | 0 | 0 | 0 | 0 | 0 | 0
Coal | 0 | 0 | 0 | 0 | 0 | 0
Geo | 0 | 0 | 0 | 0 | 0 | 0
H | 0 | 0 | 0 | 0 | 0 | 0
LFG | 0 | 0 | 0 | 0 | 0 | 0
Nuc | 0 | 0 | 0 | 0 | 0 | 0
PS | 0 | 0 | 0 | 0 | 0 | 0
PV | 0 | 0 | 0 | 0 | 0 | 0
PeakG | 0 | 0 | 0 | 0 | 0 | 0
PeakO | 0 | 0 | 0 | 0 | 0 | 0
ST | 0 | 0 | 0 | 0 | 0 | 0
STOG | 0 | 0 | 0 | 0 | 0 | 0
STWD | 0 | 0 | 0 | 0 | 0 | 0
WT | 0 | 0 | 0 | 0 | 0 | 0
IGCC | 0 | 0 | 0 | 0 | 0 | 0
DemandResponse | 0 | 0 | 0 | 0 | 0 | 0
IGCC-CCS | 0 | 0 | 0 | 0 | 0 | 0
WT_off | 0 | 0 | 0 | 0 | 0 | 0
PseudoUnit | 0 | 0 | 0 | 0 | 0 | 0
FixedInterchange | 0 | 0 | 0 | 0 | 0 | 0
Emission Cost by Reporting Type: MAPP_CA
ReportingType | 2015 | 2020 | 2025 | 2030 | 2035 | 2040
BM | 0 | 0 | 0 | 0 | 0 | 0
CC | 0 | 0 | 0 | 0 | 0 | 0
CSP | 0 | 0 | 0 | 0 | 0 | 0
CT | 0 | 0 | 0 | 0 | 0 | 0
Coal | 0 | 0 | 0 | 0 | 0 | 0
Geo | 0 | 0 | 0 | 0 | 0 | 0
H | 0 | 0 | 0 | 0 | 0 | 0
LFG | 0 | 0 | 0 | 0 | 0 | 0
Nuc | 0 | 0 | 0 | 0 | 0 | 0
PS | 0 | 0 | 0 | 0 | 0 | 0
PV | 0 | 0 | 0 | 0 | 0 | 0
PeakG | 0 | 0 | 0 | 0 | 0 | 0
PeakO | 0 | 0 | 0 | 0 | 0 | 0
ST | 0 | 0 | 0 | 0 | 0 | 0
STOG | 0 | 0 | 0 | 0 | 0 | 0
STWD | 0 | 0 | 0 | 0 | 0 | 0
WT | 0 | 0 | 0 | 0 | 0 | 0
IGCC | 0 | 0 | 0 | 0 | 0 | 0
DemandResponse | 0 | 0 | 0 | 0 | 0 | 0
IGCC-CCS | 0 | 0 | 0 | 0 | 0 | 0
WT_off | 0 | 0 | 0 | 0 | 0 | 0
PseudoUnit | 0 | 0 | 0 | 0 | 0 | 0
FixedInterchange | 0 | 0 | 0 | 0 | 0 | 0
Emission Cost by Reporting Type: AZ_NM_SNV_Coal
ReportingType | 2015 | 2020 | 2025 | 2030 | 2035 | 2040
BM | 0 | 0 | 0 | 0 | 0 | 0
CC | 0 | 0 | 0 | 0 | 0 | 0
CSP | 0 | 0 | 0 | 0 | 0 | 0
CT | 0 | 0 | 0 | 0 | 0 | 0
Coal | 0 | 0 | 0 | 0 | 0 | 0
Geo | 0 | 0 | 0 | 0 | 0 | 0
H | 0 | 0 | 0 | 0 | 0 | 0
LFG | 0 | 0 | 0 | 0 | 0 | 0
Nuc | 0 | 0 | 0 | 0 | 0 | 0
PS | 0 | 0 | 0 | 0 | 0 | 0
PV | 0 | 0 | 0 | 0 | 0 | 0
PeakG | 0 | 0 | 0 | 0 | 0 | 0
PeakO | 0 | 0 | 0 | 0 | 0 | 0
ST | 0 | 0 | 0 | 0 | 0 | 0
STOG | 0 | 0 | 0 | 0 | 0 | 0
STWD | 0 | 0 | 0 | 0 | 0 | 0
WT | 0 | 0 | 0 | 0 | 0 | 0
IGCC | 0 | 0 | 0 | 0 | 0 | 0
DemandResponse | 0 | 0 | 0 | 0 | 0 | 0
IGCC-CCS | 0 | 0 | 0 | 0 | 0 | 0
WT_off | 0 | 0 | 0 | 0 | 0 | 0
PseudoUnit | 0 | 0 | 0 | 0 | 0 | 0
FixedInterchange | 0 | 0 | 0 | 0 | 0 | 0
Emission Cost by Reporting Type: AZ_NM_SNV_Gas
ReportingType | 2015 | 2020 | 2025 | 2030 | 2035 | 2040
BM | 0 | 0 | 0 | 0 | 0 | 0
CC | 0 | 0 | 0 | 0 | 0 | 0
CSP | 0 | 0 | 0 | 0 | 0 | 0
CT | 0 | 0 | 0 | 0 | 0 | 0
Coal | 0 | 0 | 0 | 0 | 0 | 0
Geo | 0 | 0 | 0 | 0 | 0 | 0
H | 0 | 0 | 0 | 0 | 0 | 0
LFG | 0 | 0 | 0 | 0 | 0 | 0
Nuc | 0 | 0 | 0 | 0 | 0 | 0
PS | 0 | 0 | 0 | 0 | 0 | 0
PV | 0 | 0 | 0 | 0 | 0 | 0
PeakG | 0 | 0 | 0 | 0 | 0 | 0
PeakO | 0 | 0 | 0 | 0 | 0 | 0
ST | 0 | 0 | 0 | 0 | 0 | 0
STOG | 0 | 0 | 0 | 0 | 0 | 0
STWD | 0 | 0 | 0 | 0 | 0 | 0
WT | 0 | 0 | 0 | 0 | 0 | 0
IGCC | 0 | 0 | 0 | 0 | 0 | 0
DemandResponse | 0 | 0 | 0 | 0 | 0 | 0
IGCC-CCS | 0 | 0 | 0 | 0 | 0 | 0
WT_off | 0 | 0 | 0 | 0 | 0 | 0
PseudoUnit | 0 | 0 | 0 | 0 | 0 | 0
FixedInterchange | 0 | 0 | 0 | 0 | 0 | 0
Emission Cost by Reporting Type: AZ_NM_SNV_NucRenew
ReportingType | 2015 | 2020 | 2025 | 2030 | 2035 | 2040
BM | 0 | 0 | 0 | 0 | 0 | 0
CC | 0 | 0 | 0 | 0 | 0 | 0
CSP | 0 | 0 | 0 | 0 | 0 | 0
CT | 0 | 0 | 0 | 0 | 0 | 0
Coal | 0 | 0 | 0 | 0 | 0 | 0
Geo | 0 | 0 | 0 | 0 | 0 | 0
H | 0 | 0 | 0 | 0 | 0 | 0
LFG | 0 | 0 | 0 | 0 | 0 | 0
Nuc | 0 | 0 | 0 | 0 | 0 | 0
PS | 0 | 0 | 0 | 0 | 0 | 0
PV | 0 | 0 | 0 | 0 | 0 | 0
PeakG | 0 | 0 | 0 | 0 | 0 | 0
PeakO | 0 | 0 | 0 | 0 | 0 | 0
ST | 0 | 0 | 0 | 0 | 0 | 0
STOG | 0 | 0 | 0 | 0 | 0 | 0
STWD | 0 | 0 | 0 | 0 | 0 | 0
WT | 0 | 0 | 0 | 0 | 0 | 0
IGCC | 0 | 0 | 0 | 0 | 0 | 0
DemandResponse | 0 | 0 | 0 | 0 | 0 | 0
IGCC-CCS | 0 | 0 | 0 | 0 | 0 | 0
WT_off | 0 | 0 | 0 | 0 | 0 | 0
PseudoUnit | 0 | 0 | 0 | 0 | 0 | 0
FixedInterchange | 0 | 0 | 0 | 0 | 0 | 0
Emission Cost by Reporting Type: ERCOT
ReportingType | 2015 | 2020 | 2025 | 2030 | 2035 | 2040
BM | 0 | 0 | 0 | 0 | 0 | 0
CC | 0 | 0 | 0 | 0 | 0 | 0
CSP | 0 | 0 | 0 | 0 | 0 | 0
CT | 0 | 0 | 0 | 0 | 0 | 0
Coal | 0 | 0 | 0 | 0 | 0 | 0
Geo | 0 | 0 | 0 | 0 | 0 | 0
H | 0 | 0 | 0 | 0 | 0 | 0
LFG | 0 | 0 | 0 | 0 | 0 | 0
Nuc | 0 | 0 | 0 | 0 | 0 | 0
PS | 0 | 0 | 0 | 0 | 0 | 0
PV | 0 | 0 | 0 | 0 | 0 | 0
PeakG | 0 | 0 | 0 | 0 | 0 | 0
PeakO | 0 | 0 | 0 | 0 | 0 | 0
ST | 0 | 0 | 0 | 0 | 0 | 0
STOG | 0 | 0 | 0 | 0 | 0 | 0
STWD | 0 | 0 | 0 | 0 | 0 | 0
WT | 0 | 0 | 0 | 0 | 0 | 0
IGCC | 0 | 0 | 0 | 0 | 0 | 0
DemandResponse | 0 | 0 | 0 | 0 | 0 | 0
IGCC-CCS | 0 | 0 | 0 | 0 | 0 | 0
WT_off | 0 | 0 | 0 | 0 | 0 | 0
PseudoUnit | 0 | 0 | 0 | 0 | 0 | 0
FixedInterchange | 0 | 0 | 0 | 0 | 0 | 0
Emission Cost by Reporting Type: NP15
ReportingType | 2015 | 2020 | 2025 | 2030 | 2035 | 2040
BM | 0 | 0 | 0 | 0 | 0 | 0
CC | 0 | 0 | 0 | 0 | 0 | 0
CSP | 0 | 0 | 0 | 0 | 0 | 0
CT | 0 | 0 | 0 | 0 | 0 | 0
Coal | 0 | 0 | 0 | 0 | 0 | 0
Geo | 0 | 0 | 0 | 0 | 0 | 0
H | 0 | 0 | 0 | 0 | 0 | 0
LFG | 0 | 0 | 0 | 0 | 0 | 0
Nuc | 0 | 0 | 0 | 0 | 0 | 0
PS | 0 | 0 | 0 | 0 | 0 | 0
PV | 0 | 0 | 0 | 0 | 0 | 0
PeakG | 0 | 0 | 0 | 0 | 0 | 0
PeakO | 0 | 0 | 0 | 0 | 0 | 0
ST | 0 | 0 | 0 | 0 | 0 | 0
STOG | 0 | 0 | 0 | 0 | 0 | 0
STWD | 0 | 0 | 0 | 0 | 0 | 0
WT | 0 | 0 | 0 | 0 | 0 | 0
IGCC | 0 | 0 | 0 | 0 | 0 | 0
DemandResponse | 0 | 0 | 0 | 0 | 0 | 0
IGCC-CCS | 0 | 0 | 0 | 0 | 0 | 0
WT_off | 0 | 0 | 0 | 0 | 0 | 0
PseudoUnit | 0 | 0 | 0 | 0 | 0 | 0
FixedInterchange | 0 | 0 | 0 | 0 | 0 | 0
Emission Cost by Reporting Type: NWPP_Coal
ReportingType | 2015 | 2020 | 2025 | 2030 | 2035 | 2040
BM | 0 | 0 | 0 | 0 | 0 | 0
CC | 0 | 0 | 0 | 0 | 0 | 0
CSP | 0 | 0 | 0 | 0 | 0 | 0
CT | 0 | 0 | 0 | 0 | 0 | 0
Coal | 0 | 0 | 0 | 0 | 0 | 0
Geo | 0 | 0 | 0 | 0 | 0 | 0
H | 0 | 0 | 0 | 0 | 0 | 0
LFG | 0 | 0 | 0 | 0 | 0 | 0
Nuc | 0 | 0 | 0 | 0 | 0 | 0
PS | 0 | 0 | 0 | 0 | 0 | 0
PV | 0 | 0 | 0 | 0 | 0 | 0
PeakG | 0 | 0 | 0 | 0 | 0 | 0
PeakO | 0 | 0 | 0 | 0 | 0 | 0
ST | 0 | 0 | 0 | 0 | 0 | 0
STOG | 0 | 0 | 0 | 0 | 0 | 0
STWD | 0 | 0 | 0 | 0 | 0 | 0
WT | 0 | 0 | 0 | 0 | 0 | 0
IGCC | 0 | 0 | 0 | 0 | 0 | 0
DemandResponse | 0 | 0 | 0 | 0 | 0 | 0
IGCC-CCS | 0 | 0 | 0 | 0 | 0 | 0
WT_off | 0 | 0 | 0 | 0 | 0 | 0
PseudoUnit | 0 | 0 | 0 | 0 | 0 | 0
FixedInterchange | 0 | 0 | 0 | 0 | 0 | 0
Emission Cost by Reporting Type: NWPP_Gas
ReportingType | 2015 | 2020 | 2025 | 2030 | 2035 | 2040
BM | 0 | 0 | 0 | 0 | 0 | 0
CC | 0 | 0 | 0 | 0 | 0 | 0
CSP | 0 | 0 | 0 | 0 | 0 | 0
CT | 0 | 0 | 0 | 0 | 0 | 0
Coal | 0 | 0 | 0 | 0 | 0 | 0
Geo | 0 | 0 | 0 | 0 | 0 | 0
H | 0 | 0 | 0 | 0 | 0 | 0
LFG | 0 | 0 | 0 | 0 | 0 | 0
Nuc | 0 | 0 | 0 | 0 | 0 | 0
PS | 0 | 0 | 0 | 0 | 0 | 0
PV | 0 | 0 | 0 | 0 | 0 | 0
PeakG | 0 | 0 | 0 | 0 | 0 | 0
PeakO | 0 | 0 | 0 | 0 | 0 | 0
ST | 0 | 0 | 0 | 0 | 0 | 0
STOG | 0 | 0 | 0 | 0 | 0 | 0
STWD | 0 | 0 | 0 | 0 | 0 | 0
WT | 0 | 0 | 0 | 0 | 0 | 0
IGCC | 0 | 0 | 0 | 0 | 0 | 0
DemandResponse | 0 | 0 | 0 | 0 | 0 | 0
IGCC-CCS | 0 | 0 | 0 | 0 | 0 | 0
WT_off | 0 | 0 | 0 | 0 | 0 | 0
PseudoUnit | 0 | 0 | 0 | 0 | 0 | 0
FixedInterchange | 0 | 0 | 0 | 0 | 0 | 0
Emission Cost by Reporting Type: NWPP_NucRenew
ReportingType | 2015 | 2020 | 2025 | 2030 | 2035 | 2040
BM | 0 | 0 | 0 | 0 | 0 | 0
CC | 0 | 0 | 0 | 0 | 0 | 0
CSP | 0 | 0 | 0 | 0 | 0 | 0
CT | 0 | 0 | 0 | 0 | 0 | 0
Coal | 0 | 0 | 0 | 0 | 0 | 0
Geo | 0 | 0 | 0 | 0 | 0 | 0
H | 0 | 0 | 0 | 0 | 0 | 0
LFG | 0 | 0 | 0 | 0 | 0 | 0
Nuc | 0 | 0 | 0 | 0 | 0 | 0
PS | 0 | 0 | 0 | 0 | 0 | 0
PV | 0 | 0 | 0 | 0 | 0 | 0
PeakG | 0 | 0 | 0 | 0 | 0 | 0
PeakO | 0 | 0 | 0 | 0 | 0 | 0
ST | 0 | 0 | 0 | 0 | 0 | 0
STOG | 0 | 0 | 0 | 0 | 0 | 0
STWD | 0 | 0 | 0 | 0 | 0 | 0
WT | 0 | 0 | 0 | 0 | 0 | 0
IGCC | 0 | 0 | 0 | 0 | 0 | 0
DemandResponse | 0 | 0 | 0 | 0 | 0 | 0
IGCC-CCS | 0 | 0 | 0 | 0 | 0 | 0
WT_off | 0 | 0 | 0 | 0 | 0 | 0
PseudoUnit | 0 | 0 | 0 | 0 | 0 | 0
FixedInterchange | 0 | 0 | 0 | 0 | 0 | 0
Emission Cost by Reporting Type: RMPA
ReportingType | 2015 | 2020 | 2025 | 2030 | 2035 | 2040
BM | 0 | 0 | 0 | 0 | 0 | 0
CC | 0 | 0 | 0 | 0 | 0 | 0
CSP | 0 | 0 | 0 | 0 | 0 | 0
CT | 0 | 0 | 0 | 0 | 0 | 0
Coal | 0 | 0 | 0 | 0 | 0 | 0
Geo | 0 | 0 | 0 | 0 | 0 | 0
H | 0 | 0 | 0 | 0 | 0 | 0
LFG | 0 | 0 | 0 | 0 | 0 | 0
Nuc | 0 | 0 | 0 | 0 | 0 | 0
PS | 0 | 0 | 0 | 0 | 0 | 0
PV | 0 | 0 | 0 | 0 | 0 | 0
PeakG | 0 | 0 | 0 | 0 | 0 | 0
PeakO | 0 | 0 | 0 | 0 | 0 | 0
ST | 0 | 0 | 0 | 0 | 0 | 0
STOG | 0 | 0 | 0 | 0 | 0 | 0
STWD | 0 | 0 | 0 | 0 | 0 | 0
WT | 0 | 0 | 0 | 0 | 0 | 0
IGCC | 0 | 0 | 0 | 0 | 0 | 0
DemandResponse | 0 | 0 | 0 | 0 | 0 | 0
IGCC-CCS | 0 | 0 | 0 | 0 | 0 | 0
WT_off | 0 | 0 | 0 | 0 | 0 | 0
PseudoUnit | 0 | 0 | 0 | 0 | 0 | 0
FixedInterchange | 0 | 0 | 0 | 0 | 0 | 0
Emission Cost by Reporting Type: SP15
ReportingType | 2015 | 2020 | 2025 | 2030 | 2035 | 2040
BM | 0 | 0 | 0 | 0 | 0 | 0
CC | 0 | 0 | 0 | 0 | 0 | 0
CSP | 0 | 0 | 0 | 0 | 0 | 0
CT | 0 | 0 | 0 | 0 | 0 | 0
Coal | 0 | 0 | 0 | 0 | 0 | 0
Geo | 0 | 0 | 0 | 0 | 0 | 0
H | 0 | 0 | 0 | 0 | 0 | 0
LFG | 0 | 0 | 0 | 0 | 0 | 0
Nuc | 0 | 0 | 0 | 0 | 0 | 0
PS | 0 | 0 | 0 | 0 | 0 | 0
PV | 0 | 0 | 0 | 0 | 0 | 0
PeakG | 0 | 0 | 0 | 0 | 0 | 0
PeakO | 0 | 0 | 0 | 0 | 0 | 0
ST | 0 | 0 | 0 | 0 | 0 | 0
STOG | 0 | 0 | 0 | 0 | 0 | 0
STWD | 0 | 0 | 0 | 0 | 0 | 0
WT | 0 | 0 | 0 | 0 | 0 | 0
IGCC | 0 | 0 | 0 | 0 | 0 | 0
DemandResponse | 0 | 0 | 0 | 0 | 0 | 0
IGCC-CCS | 0 | 0 | 0 | 0 | 0 | 0
WT_off | 0 | 0 | 0 | 0 | 0 | 0
PseudoUnit | 0 | 0 | 0 | 0 | 0 | 0
FixedInterchange | 0 | 0 | 0 | 0 | 0 | 0
Emission Cost by Reporting Type: ALB
ReportingType | 2015 | 2020 | 2025 | 2030 | 2035 | 2040
BM | 0 | 0 | 0 | 0 | 0 | 0
CC | 0 | 0 | 0 | 0 | 0 | 0
CSP | 0 | 0 | 0 | 0 | 0 | 0
CT | 0 | 0 | 0 | 0 | 0 | 0
Coal | 0 | 0 | 0 | 0 | 0 | 0
Geo | 0 | 0 | 0 | 0 | 0 | 0
H | 0 | 0 | 0 | 0 | 0 | 0
LFG | 0 | 0 | 0 | 0 | 0 | 0
Nuc | 0 | 0 | 0 | 0 | 0 | 0
PS | 0 | 0 | 0 | 0 | 0 | 0
PV | 0 | 0 | 0 | 0 | 0 | 0
PeakG | 0 | 0 | 0 | 0 | 0 | 0
PeakO | 0 | 0 | 0 | 0 | 0 | 0
ST | 0 | 0 | 0 | 0 | 0 | 0
STOG | 0 | 0 | 0 | 0 | 0 | 0
STWD | 0 | 0 | 0 | 0 | 0 | 0
WT | 0 | 0 | 0 | 0 | 0 | 0
IGCC | 0 | 0 | 0 | 0 | 0 | 0
DemandResponse | 0 | 0 | 0 | 0 | 0 | 0
IGCC-CCS | 0 | 0 | 0 | 0 | 0 | 0
WT_off | 0 | 0 | 0 | 0 | 0 | 0
PseudoUnit | 0 | 0 | 0 | 0 | 0 | 0
FixedInterchange | 0 | 0 | 0 | 0 | 0 | 0
Emission Cost by Reporting Type: BC
ReportingType | 2015 | 2020 | 2025 | 2030 | 2035 | 2040
BM | 0 | 0 | 0 | 0 | 0 | 0
CC | 0 | 0 | 0 | 0 | 0 | 0
CSP | 0 | 0 | 0 | 0 | 0 | 0
CT | 0 | 0 | 0 | 0 | 0 | 0
Coal | 0 | 0 | 0 | 0 | 0 | 0
Geo | 0 | 0 | 0 | 0 | 0 | 0
H | 0 | 0 | 0 | 0 | 0 | 0
LFG | 0 | 0 | 0 | 0 | 0 | 0
Nuc | 0 | 0 | 0 | 0 | 0 | 0
PS | 0 | 0 | 0 | 0 | 0 | 0
PV | 0 | 0 | 0 | 0 | 0 | 0
PeakG | 0 | 0 | 0 | 0 | 0 | 0
PeakO | 0 | 0 | 0 | 0 | 0 | 0
ST | 0 | 0 | 0 | 0 | 0 | 0
STOG | 0 | 0 | 0 | 0 | 0 | 0
STWD | 0 | 0 | 0 | 0 | 0 | 0
WT | 0 | 0 | 0 | 0 | 0 | 0
IGCC | 0 | 0 | 0 | 0 | 0 | 0
DemandResponse | 0 | 0 | 0 | 0 | 0 | 0
IGCC-CCS | 0 | 0 | 0 | 0 | 0 | 0
WT_off | 0 | 0 | 0 | 0 | 0 | 0
PseudoUnit | 0 | 0 | 0 | 0 | 0 | 0
FixedInterchange | 0 | 0 | 0 | 0 | 0 | 0
Emission Cost by Reporting Type: HQ_IESO
ReportingType | 2015 | 2020 | 2025 | 2030 | 2035 | 2040
BM | 0 | 0 | 0 | 0 | 0 | 0
CC | 0 | 0 | 0 | 0 | 0 | 0
CSP | 0 | 0 | 0 | 0 | 0 | 0
CT | 0 | 0 | 0 | 0 | 0 | 0
Coal | 0 | 0 | 0 | 0 | 0 | 0
Geo | 0 | 0 | 0 | 0 | 0 | 0
H | 0 | 0 | 0 | 0 | 0 | 0
LFG | 0 | 0 | 0 | 0 | 0 | 0
Nuc | 0 | 0 | 0 | 0 | 0 | 0
PS | 0 | 0 | 0 | 0 | 0 | 0
PV | 0 | 0 | 0 | 0 | 0 | 0
PeakG | 0 | 0 | 0 | 0 | 0 | 0
PeakO | 0 | 0 | 0 | 0 | 0 | 0
ST | 0 | 0 | 0 | 0 | 0 | 0
STOG | 0 | 0 | 0 | 0 | 0 | 0
STWD | 0 | 0 | 0 | 0 | 0 | 0
WT | 0 | 0 | 0 | 0 | 0 | 0
IGCC | 0 | 0 | 0 | 0 | 0 | 0
DemandResponse | 0 | 0 | 0 | 0 | 0 | 0
IGCC-CCS | 0 | 0 | 0 | 0 | 0 | 0
WT_off | 0 | 0 | 0 | 0 | 0 | 0
PseudoUnit | 0 | 0 | 0 | 0 | 0 | 0
FixedInterchange | 0 | 0 | 0 | 0 | 0 | 0
Emission Cost by Reporting Type: HQ_NEISO
ReportingType | 2015 | 2020 | 2025 | 2030 | 2035 | 2040
BM | 0 | 0 | 0 | 0 | 0 | 0
CC | 0 | 0 | 0 | 0 | 0 | 0
CSP | 0 | 0 | 0 | 0 | 0 | 0
CT | 0 | 0 | 0 | 0 | 0 | 0
Coal | 0 | 0 | 0 | 0 | 0 | 0
Geo | 0 | 0 | 0 | 0 | 0 | 0
H | 0 | 0 | 0 | 0 | 0 | 0
LFG | 0 | 0 | 0 | 0 | 0 | 0
Nuc | 0 | 0 | 0 | 0 | 0 | 0
PS | 0 | 0 | 0 | 0 | 0 | 0
PV | 0 | 0 | 0 | 0 | 0 | 0
PeakG | 0 | 0 | 0 | 0 | 0 | 0
PeakO | 0 | 0 | 0 | 0 | 0 | 0
ST | 0 | 0 | 0 | 0 | 0 | 0
STOG | 0 | 0 | 0 | 0 | 0 | 0
STWD | 0 | 0 | 0 | 0 | 0 | 0
WT | 0 | 0 | 0 | 0 | 0 | 0
IGCC | 0 | 0 | 0 | 0 | 0 | 0
DemandResponse | 0 | 0 | 0 | 0 | 0 | 0
IGCC-CCS | 0 | 0 | 0 | 0 | 0 | 0
WT_off | 0 | 0 | 0 | 0 | 0 | 0
PseudoUnit | 0 | 0 | 0 | 0 | 0 | 0
FixedInterchange | 0 | 0 | 0 | 0 | 0 | 0
Emission Cost by Reporting Type: HQ_NY
ReportingType | 2015 | 2020 | 2025 | 2030 | 2035 | 2040
BM | 0 | 0 | 0 | 0 | 0 | 0
CC | 0 | 0 | 0 | 0 | 0 | 0
CSP | 0 | 0 | 0 | 0 | 0 | 0
CT | 0 | 0 | 0 | 0 | 0 | 0
Coal | 0 | 0 | 0 | 0 | 0 | 0
Geo | 0 | 0 | 0 | 0 | 0 | 0
H | 0 | 0 | 0 | 0 | 0 | 0
LFG | 0 | 0 | 0 | 0 | 0 | 0
Nuc | 0 | 0 | 0 | 0 | 0 | 0
PS | 0 | 0 | 0 | 0 | 0 | 0
PV | 0 | 0 | 0 | 0 | 0 | 0
PeakG | 0 | 0 | 0 | 0 | 0 | 0
PeakO | 0 | 0 | 0 | 0 | 0 | 0
ST | 0 | 0 | 0 | 0 | 0 | 0
STOG | 0 | 0 | 0 | 0 | 0 | 0
STWD | 0 | 0 | 0 | 0 | 0 | 0
WT | 0 | 0 | 0 | 0 | 0 | 0
IGCC | 0 | 0 | 0 | 0 | 0 | 0
DemandResponse | 0 | 0 | 0 | 0 | 0 | 0
IGCC-CCS | 0 | 0 | 0 | 0 | 0 | 0
WT_off | 0 | 0 | 0 | 0 | 0 | 0
PseudoUnit | 0 | 0 | 0 | 0 | 0 | 0
FixedInterchange | 0 | 0 | 0 | 0 | 0 | 0
Emission Cost by Reporting Type: MARITIMES
ReportingType | 2015 | 2020 | 2025 | 2030 | 2035 | 2040
BM | 0 | 0 | 0 | 0 | 0 | 0
CC | 0 | 0 | 0 | 0 | 0 | 0
CSP | 0 | 0 | 0 | 0 | 0 | 0
CT | 0 | 0 | 0 | 0 | 0 | 0
Coal | 0 | 0 | 0 | 0 | 0 | 0
Geo | 0 | 0 | 0 | 0 | 0 | 0
H | 0 | 0 | 0 | 0 | 0 | 0
LFG | 0 | 0 | 0 | 0 | 0 | 0
Nuc | 0 | 0 | 0 | 0 | 0 | 0
PS | 0 | 0 | 0 | 0 | 0 | 0
PV | 0 | 0 | 0 | 0 | 0 | 0
PeakG | 0 | 0 | 0 | 0 | 0 | 0
PeakO | 0 | 0 | 0 | 0 | 0 | 0
ST | 0 | 0 | 0 | 0 | 0 | 0
STOG | 0 | 0 | 0 | 0 | 0 | 0
STWD | 0 | 0 | 0 | 0 | 0 | 0
WT | 0 | 0 | 0 | 0 | 0 | 0
IGCC | 0 | 0 | 0 | 0 | 0 | 0
DemandResponse | 0 | 0 | 0 | 0 | 0 | 0
IGCC-CCS | 0 | 0 | 0 | 0 | 0 | 0
WT_off | 0 | 0 | 0 | 0 | 0 | 0
PseudoUnit | 0 | 0 | 0 | 0 | 0 | 0
FixedInterchange | 0 | 0 | 0 | 0 | 0 | 0
Emission Cost by Reporting Type: All
ReportingType | 2015 | 2020 | 2025 | 2030 | 2035 | 2040
BM | 0 | 0 | 0 | 0 | 0 | 0
CC | 0 | 0 | 0 | 0 | 0 | 0
CSP | 0 | 0 | 0 | 0 | 0 | 0
CT | 0 | 0 | 0 | 0 | 0 | 0
Coal | 0 | 0 | 0 | 0 | 0 | 0
Geo | 0 | 0 | 0 | 0 | 0 | 0
H | 0 | 0 | 0 | 0 | 0 | 0
LFG | 0 | 0 | 0 | 0 | 0 | 0
Nuc | 0 | 0 | 0 | 0 | 0 | 0
PS | 0 | 0 | 0 | 0 | 0 | 0
PV | 0 | 0 | 0 | 0 | 0 | 0
PeakG | 0 | 0 | 0 | 0 | 0 | 0
PeakO | 0 | 0 | 0 | 0 | 0 | 0
ST | 0 | 0 | 0 | 0 | 0 | 0
STOG | 0 | 0 | 0 | 0 | 0 | 0
STWD | 0 | 0 | 0 | 0 | 0 | 0
WT | 0 | 0 | 0 | 0 | 0 | 0
IGCC | 0 | 0 | 0 | 0 | 0 | 0
DemandResponse | 0 | 0 | 0 | 0 | 0 | 0
IGCC-CCS | 0 | 0 | 0 | 0 | 0 | 0
WT_off | 0 | 0 | 0 | 0 | 0 | 0
PseudoUnit | 0 | 0 | 0 | 0 | 0 | 0
FixedInterchange | 0 | 0 | 0 | 0 | 0 | 0
Emission Cost by Reporting Type: EI_US
ReportingType | 2015 | 2020 | 2025 | 2030 | 2035 | 2040
BM | 0 | 0 | 0 | 0 | 0 | 0
CC | 0 | 0 | 0 | 0 | 0 | 0
CSP | 0 | 0 | 0 | 0 | 0 | 0
CT | 0 | 0 | 0 | 0 | 0 | 0
Coal | 0 | 0 | 0 | 0 | 0 | 0
Geo | 0 | 0 | 0 | 0 | 0 | 0
H | 0 | 0 | 0 | 0 | 0 | 0
LFG | 0 | 0 | 0 | 0 | 0 | 0
Nuc | 0 | 0 | 0 | 0 | 0 | 0
PS | 0 | 0 | 0 | 0 | 0 | 0
PV | 0 | 0 | 0 | 0 | 0 | 0
PeakG | 0 | 0 | 0 | 0 | 0 | 0
PeakO | 0 | 0 | 0 | 0 | 0 | 0
ST | 0 | 0 | 0 | 0 | 0 | 0
STOG | 0 | 0 | 0 | 0 | 0 | 0
STWD | 0 | 0 | 0 | 0 | 0 | 0
WT | 0 | 0 | 0 | 0 | 0 | 0
IGCC | 0 | 0 | 0 | 0 | 0 | 0
DemandResponse | 0 | 0 | 0 | 0 | 0 | 0
IGCC-CCS | 0 | 0 | 0 | 0 | 0 | 0
WT_off | 0 | 0 | 0 | 0 | 0 | 0
PseudoUnit | 0 | 0 | 0 | 0 | 0 | 0
FixedInterchange | 0 | 0 | 0 | 0 | 0 | 0
Emission Cost by Reporting Type: EI_Canada
ReportingType | 2015 | 2020 | 2025 | 2030 | 2035 | 2040
BM | 0 | 0 | 0 | 0 | 0 | 0
CC | 0 | 0 | 0 | 0 | 0 | 0
CSP | 0 | 0 | 0 | 0 | 0 | 0
CT | 0 | 0 | 0 | 0 | 0 | 0
Coal | 0 | 0 | 0 | 0 | 0 | 0
Geo | 0 | 0 | 0 | 0 | 0 | 0
H | 0 | 0 | 0 | 0 | 0 | 0
LFG | 0 | 0 | 0 | 0 | 0 | 0
Nuc | 0 | 0 | 0 | 0 | 0 | 0
PS | 0 | 0 | 0 | 0 | 0 | 0
PV | 0 | 0 | 0 | 0 | 0 | 0
PeakG | 0 | 0 | 0 | 0 | 0 | 0
PeakO | 0 | 0 | 0 | 0 | 0 | 0
ST | 0 | 0 | 0 | 0 | 0 | 0
STOG | 0 | 0 | 0 | 0 | 0 | 0
STWD | 0 | 0 | 0 | 0 | 0 | 0
WT | 0 | 0 | 0 | 0 | 0 | 0
IGCC | 0 | 0 | 0 | 0 | 0 | 0
DemandResponse | 0 | 0 | 0 | 0 | 0 | 0
IGCC-CCS | 0 | 0 | 0 | 0 | 0 | 0
WT_off | 0 | 0 | 0 | 0 | 0 | 0
PseudoUnit | 0 | 0 | 0 | 0 | 0 | 0
FixedInterchange | 0 | 0 | 0 | 0 | 0 | 0
Emission Cost by Reporting Type: EI
ReportingType | 2015 | 2020 | 2025 | 2030 | 2035 | 2040
BM | 0 | 0 | 0 | 0 | 0 | 0
CC | 0 | 0 | 0 | 0 | 0 | 0
CSP | 0 | 0 | 0 | 0 | 0 | 0
CT | 0 | 0 | 0 | 0 | 0 | 0
Coal | 0 | 0 | 0 | 0 | 0 | 0
Geo | 0 | 0 | 0 | 0 | 0 | 0
H | 0 | 0 | 0 | 0 | 0 | 0
LFG | 0 | 0 | 0 | 0 | 0 | 0
Nuc | 0 | 0 | 0 | 0 | 0 | 0
PS | 0 | 0 | 0 | 0 | 0 | 0
PV | 0 | 0 | 0 | 0 | 0 | 0
PeakG | 0 | 0 | 0 | 0 | 0 | 0
PeakO | 0 | 0 | 0 | 0 | 0 | 0
ST | 0 | 0 | 0 | 0 | 0 | 0
STOG | 0 | 0 | 0 | 0 | 0 | 0
STWD | 0 | 0 | 0 | 0 | 0 | 0
WT | 0 | 0 | 0 | 0 | 0 | 0
IGCC | 0 | 0 | 0 | 0 | 0 | 0
DemandResponse | 0 | 0 | 0 | 0 | 0 | 0
IGCC-CCS | 0 | 0 | 0 | 0 | 0 | 0
WT_off | 0 | 0 | 0 | 0 | 0 | 0
PseudoUnit | 0 | 0 | 0 | 0 | 0 | 0
FixedInterchange | 0 | 0 | 0 | 0 | 0 | 0
Emission Cost by Reporting Type: Outside_EI
ReportingType | 2015 | 2020 | 2025 | 2030 | 2035 | 2040
BM | 0 | 0 | 0 | 0 | 0 | 0
CC | 0 | 0 | 0 | 0 | 0 | 0
CSP | 0 | 0 | 0 | 0 | 0 | 0
CT | 0 | 0 | 0 | 0 | 0 | 0
Coal | 0 | 0 | 0 | 0 | 0 | 0
Geo | 0 | 0 | 0 | 0 | 0 | 0
H | 0 | 0 | 0 | 0 | 0 | 0
LFG | 0 | 0 | 0 | 0 | 0 | 0
Nuc | 0 | 0 | 0 | 0 | 0 | 0
PS | 0 | 0 | 0 | 0 | 0 | 0
PV | 0 | 0 | 0 | 0 | 0 | 0
PeakG | 0 | 0 | 0 | 0 | 0 | 0
PeakO | 0 | 0 | 0 | 0 | 0 | 0
ST | 0 | 0 | 0 | 0 | 0 | 0
STOG | 0 | 0 | 0 | 0 | 0 | 0
STWD | 0 | 0 | 0 | 0 | 0 | 0
WT | 0 | 0 | 0 | 0 | 0 | 0
IGCC | 0 | 0 | 0 | 0 | 0 | 0
DemandResponse | 0 | 0 | 0 | 0 | 0 | 0
IGCC-CCS | 0 | 0 | 0 | 0 | 0 | 0
WT_off | 0 | 0 | 0 | 0 | 0 | 0
PseudoUnit | 0 | 0 | 0 | 0 | 0 | 0
FixedInterchange | 0 | 0 | 0 | 0 | 0 | 0
==== Emission Program: CAIRNOxAnnual : (NOx) ====
Emission Cost by Reporting Type: Entergy
ReportingType | 2015 | 2020 | 2025 | 2030 | 2035 | 2040
BM | 0 | 0 | 0 | 0 | 0 | 0
CC | 0 | 0 | 0 | 0 | 0 | 0
CSP | 0 | 0 | 0 | 0 | 0 | 0
CT | 0 | 0 | 0 | 0 | 0 | 0
Coal | 0 | 0 | 0 | 0 | 0 | 0
Geo | 0 | 0 | 0 | 0 | 0 | 0
H | 0 | 0 | 0 | 0 | 0 | 0
LFG | 0 | 0 | 0 | 0 | 0 | 0
Nuc | 0 | 0 | 0 | 0 | 0 | 0
PS | 0 | 0 | 0 | 0 | 0 | 0
PV | 0 | 0 | 0 | 0 | 0 | 0
PeakG | 0 | 0 | 0 | 0 | 0 | 0
PeakO | 0 | 0 | 0 | 0 | 0 | 0
ST | 0 | 0 | 0 | 0 | 0 | 0
STOG | 0 | 0 | 0 | 0 | 0 | 0
STWD | 0 | 0 | 0 | 0 | 0 | 0
WT | 0 | 0 | 0 | 0 | 0 | 0
IGCC | 0 | 0 | 0 | 0 | 0 | 0
DemandResponse | 0 | 0 | 0 | 0 | 0 | 0
IGCC-CCS | 0 | 0 | 0 | 0 | 0 | 0
WT_off | 0 | 0 | 0 | 0 | 0 | 0
PseudoUnit | 0 | 0 | 0 | 0 | 0 | 0
FixedInterchange | 0 | 0 | 0 | 0 | 0 | 0
Emission Cost by Reporting Type: FRCC
ReportingType | 2015 | 2020 | 2025 | 2030 | 2035 | 2040
BM | 0 | 0 | 0 | 0 | 0 | 0
CC | 0 | 0 | 0 | 0 | 0 | 0
CSP | 0 | 0 | 0 | 0 | 0 | 0
CT | 0 | 0 | 0 | 0 | 0 | 0
Coal | 0 | 0 | 0 | 0 | 0 | 0
Geo | 0 | 0 | 0 | 0 | 0 | 0
H | 0 | 0 | 0 | 0 | 0 | 0
LFG | 0 | 0 | 0 | 0 | 0 | 0
Nuc | 0 | 0 | 0 | 0 | 0 | 0
PS | 0 | 0 | 0 | 0 | 0 | 0
PV | 0 | 0 | 0 | 0 | 0 | 0
PeakG | 0 | 0 | 0 | 0 | 0 | 0
PeakO | 0 | 0 | 0 | 0 | 0 | 0
ST | 0 | 0 | 0 | 0 | 0 | 0
STOG | 0 | 0 | 0 | 0 | 0 | 0
STWD | 0 | 0 | 0 | 0 | 0 | 0
WT | 0 | 0 | 0 | 0 | 0 | 0
IGCC | 0 | 0 | 0 | 0 | 0 | 0
DemandResponse | 0 | 0 | 0 | 0 | 0 | 0
IGCC-CCS | 0 | 0 | 0 | 0 | 0 | 0
WT_off | 0 | 0 | 0 | 0 | 0 | 0
PseudoUnit | 0 | 0 | 0 | 0 | 0 | 0
FixedInterchange | 0 | 0 | 0 | 0 | 0 | 0
Emission Cost by Reporting Type: MAPP_US
ReportingType | 2015 | 2020 | 2025 | 2030 | 2035 | 2040
BM | 0 | 0 | 0 | 0 | 0 | 0
CC | 0 | 0 | 0 | 0 | 0 | 0
CSP | 0 | 0 | 0 | 0 | 0 | 0
CT | 0 | 0 | 0 | 0 | 0 | 0
Coal | 0 | 0 | 0 | 0 | 0 | 0
Geo | 0 | 0 | 0 | 0 | 0 | 0
H | 0 | 0 | 0 | 0 | 0 | 0
LFG | 0 | 0 | 0 | 0 | 0 | 0
Nuc | 0 | 0 | 0 | 0 | 0 | 0
PS | 0 | 0 | 0 | 0 | 0 | 0
PV | 0 | 0 | 0 | 0 | 0 | 0
PeakG | 0 | 0 | 0 | 0 | 0 | 0
PeakO | 0 | 0 | 0 | 0 | 0 | 0
ST | 0 | 0 | 0 | 0 | 0 | 0
STOG | 0 | 0 | 0 | 0 | 0 | 0
STWD | 0 | 0 | 0 | 0 | 0 | 0
WT | 0 | 0 | 0 | 0 | 0 | 0
IGCC | 0 | 0 | 0 | 0 | 0 | 0
DemandResponse | 0 | 0 | 0 | 0 | 0 | 0
IGCC-CCS | 0 | 0 | 0 | 0 | 0 | 0
WT_off | 0 | 0 | 0 | 0 | 0 | 0
PseudoUnit | 0 | 0 | 0 | 0 | 0 | 0
FixedInterchange | 0 | 0 | 0 | 0 | 0 | 0
Emission Cost by Reporting Type: MISO_IN
ReportingType | 2015 | 2020 | 2025 | 2030 | 2035 | 2040
BM | 0 | 0 | 0 | 0 | 0 | 0
CC | 0 | 0 | 0 | 0 | 0 | 0
CSP | 0 | 0 | 0 | 0 | 0 | 0
CT | 0 | 0 | 0 | 0 | 0 | 0
Coal | 0 | 0 | 0 | 0 | 0 | 0
Geo | 0 | 0 | 0 | 0 | 0 | 0
H | 0 | 0 | 0 | 0 | 0 | 0
LFG | 0 | 0 | 0 | 0 | 0 | 0
Nuc | 0 | 0 | 0 | 0 | 0 | 0
PS | 0 | 0 | 0 | 0 | 0 | 0
PV | 0 | 0 | 0 | 0 | 0 | 0
PeakG | 0 | 0 | 0 | 0 | 0 | 0
PeakO | 0 | 0 | 0 | 0 | 0 | 0
ST | 0 | 0 | 0 | 0 | 0 | 0
STOG | 0 | 0 | 0 | 0 | 0 | 0
STWD | 0 | 0 | 0 | 0 | 0 | 0
WT | 0 | 0 | 0 | 0 | 0 | 0
IGCC | 0 | 0 | 0 | 0 | 0 | 0
DemandResponse | 0 | 0 | 0 | 0 | 0 | 0
IGCC-CCS | 0 | 0 | 0 | 0 | 0 | 0
WT_off | 0 | 0 | 0 | 0 | 0 | 0
PseudoUnit | 0 | 0 | 0 | 0 | 0 | 0
FixedInterchange | 0 | 0 | 0 | 0 | 0 | 0
Emission Cost by Reporting Type: MISO_MI
ReportingType | 2015 | 2020 | 2025 | 2030 | 2035 | 2040
BM | 0 | 0 | 0 | 0 | 0 | 0
CC | 0 | 0 | 0 | 0 | 0 | 0
CSP | 0 | 0 | 0 | 0 | 0 | 0
CT | 0 | 0 | 0 | 0 | 0 | 0
Coal | 0 | 0 | 0 | 0 | 0 | 0
Geo | 0 | 0 | 0 | 0 | 0 | 0
H | 0 | 0 | 0 | 0 | 0 | 0
LFG | 0 | 0 | 0 | 0 | 0 | 0
Nuc | 0 | 0 | 0 | 0 | 0 | 0
PS | 0 | 0 | 0 | 0 | 0 | 0
PV | 0 | 0 | 0 | 0 | 0 | 0
PeakG | 0 | 0 | 0 | 0 | 0 | 0
PeakO | 0 | 0 | 0 | 0 | 0 | 0
ST | 0 | 0 | 0 | 0 | 0 | 0
STOG | 0 | 0 | 0 | 0 | 0 | 0
STWD | 0 | 0 | 0 | 0 | 0 | 0
WT | 0 | 0 | 0 | 0 | 0 | 0
IGCC | 0 | 0 | 0 | 0 | 0 | 0
DemandResponse | 0 | 0 | 0 | 0 | 0 | 0
IGCC-CCS | 0 | 0 | 0 | 0 | 0 | 0
WT_off | 0 | 0 | 0 | 0 | 0 | 0
PseudoUnit | 0 | 0 | 0 | 0 | 0 | 0
FixedInterchange | 0 | 0 | 0 | 0 | 0 | 0
Emission Cost by Reporting Type: MISO_MO-IL
ReportingType | 2015 | 2020 | 2025 | 2030 | 2035 | 2040
BM | 0 | 0 | 0 | 0 | 0 | 0
CC | 0 | 0 | 0 | 0 | 0 | 0
CSP | 0 | 0 | 0 | 0 | 0 | 0
CT | 0 | 0 | 0 | 0 | 0 | 0
Coal | 0 | 0 | 0 | 0 | 0 | 0
Geo | 0 | 0 | 0 | 0 | 0 | 0
H | 0 | 0 | 0 | 0 | 0 | 0
LFG | 0 | 0 | 0 | 0 | 0 | 0
Nuc | 0 | 0 | 0 | 0 | 0 | 0
PS | 0 | 0 | 0 | 0 | 0 | 0
PV | 0 | 0 | 0 | 0 | 0 | 0
PeakG | 0 | 0 | 0 | 0 | 0 | 0
PeakO | 0 | 0 | 0 | 0 | 0 | 0
ST | 0 | 0 | 0 | 0 | 0 | 0
STOG | 0 | 0 | 0 | 0 | 0 | 0
STWD | 0 | 0 | 0 | 0 | 0 | 0
WT | 0 | 0 | 0 | 0 | 0 | 0
IGCC | 0 | 0 | 0 | 0 | 0 | 0
DemandResponse | 0 | 0 | 0 | 0 | 0 | 0
IGCC-CCS | 0 | 0 | 0 | 0 | 0 | 0
WT_off | 0 | 0 | 0 | 0 | 0 | 0
PseudoUnit | 0 | 0 | 0 | 0 | 0 | 0
FixedInterchange | 0 | 0 | 0 | 0 | 0 | 0
Emission Cost by Reporting Type: MISO_W
ReportingType | 2015 | 2020 | 2025 | 2030 | 2035 | 2040
BM | 0 | 0 | 0 | 0 | 0 | 0
CC | 0 | 0 | 0 | 0 | 0 | 0
CSP | 0 | 0 | 0 | 0 | 0 | 0
CT | 0 | 0 | 0 | 0 | 0 | 0
Coal | 0 | 0 | 0 | 0 | 0 | 0
Geo | 0 | 0 | 0 | 0 | 0 | 0
H | 0 | 0 | 0 | 0 | 0 | 0
LFG | 0 | 0 | 0 | 0 | 0 | 0
Nuc | 0 | 0 | 0 | 0 | 0 | 0
PS | 0 | 0 | 0 | 0 | 0 | 0
PV | 0 | 0 | 0 | 0 | 0 | 0
PeakG | 0 | 0 | 0 | 0 | 0 | 0
PeakO | 0 | 0 | 0 | 0 | 0 | 0
ST | 0 | 0 | 0 | 0 | 0 | 0
STOG | 0 | 0 | 0 | 0 | 0 | 0
STWD | 0 | 0 | 0 | 0 | 0 | 0
WT | 0 | 0 | 0 | 0 | 0 | 0
IGCC | 0 | 0 | 0 | 0 | 0 | 0
DemandResponse | 0 | 0 | 0 | 0 | 0 | 0
IGCC-CCS | 0 | 0 | 0 | 0 | 0 | 0
WT_off | 0 | 0 | 0 | 0 | 0 | 0
PseudoUnit | 0 | 0 | 0 | 0 | 0 | 0
FixedInterchange | 0 | 0 | 0 | 0 | 0 | 0
Emission Cost by Reporting Type: MISO_WUMS
ReportingType | 2015 | 2020 | 2025 | 2030 | 2035 | 2040
BM | 0 | 0 | 0 | 0 | 0 | 0
CC | 0 | 0 | 0 | 0 | 0 | 0
CSP | 0 | 0 | 0 | 0 | 0 | 0
CT | 0 | 0 | 0 | 0 | 0 | 0
Coal | 0 | 0 | 0 | 0 | 0 | 0
Geo | 0 | 0 | 0 | 0 | 0 | 0
H | 0 | 0 | 0 | 0 | 0 | 0
LFG | 0 | 0 | 0 | 0 | 0 | 0
Nuc | 0 | 0 | 0 | 0 | 0 | 0
PS | 0 | 0 | 0 | 0 | 0 | 0
PV | 0 | 0 | 0 | 0 | 0 | 0
PeakG | 0 | 0 | 0 | 0 | 0 | 0
PeakO | 0 | 0 | 0 | 0 | 0 | 0
ST | 0 | 0 | 0 | 0 | 0 | 0
STOG | 0 | 0 | 0 | 0 | 0 | 0
STWD | 0 | 0 | 0 | 0 | 0 | 0
WT | 0 | 0 | 0 | 0 | 0 | 0
IGCC | 0 | 0 | 0 | 0 | 0 | 0
DemandResponse | 0 | 0 | 0 | 0 | 0 | 0
IGCC-CCS | 0 | 0 | 0 | 0 | 0 | 0
WT_off | 0 | 0 | 0 | 0 | 0 | 0
PseudoUnit | 0 | 0 | 0 | 0 | 0 | 0
FixedInterchange | 0 | 0 | 0 | 0 | 0 | 0
Emission Cost by Reporting Type: Nebraska
ReportingType | 2015 | 2020 | 2025 | 2030 | 2035 | 2040
BM | 0 | 0 | 0 | 0 | 0 | 0
CC | 0 | 0 | 0 | 0 | 0 | 0
CSP | 0 | 0 | 0 | 0 | 0 | 0
CT | 0 | 0 | 0 | 0 | 0 | 0
Coal | 0 | 0 | 0 | 0 | 0 | 0
Geo | 0 | 0 | 0 | 0 | 0 | 0
H | 0 | 0 | 0 | 0 | 0 | 0
LFG | 0 | 0 | 0 | 0 | 0 | 0
Nuc | 0 | 0 | 0 | 0 | 0 | 0
PS | 0 | 0 | 0 | 0 | 0 | 0
PV | 0 | 0 | 0 | 0 | 0 | 0
PeakG | 0 | 0 | 0 | 0 | 0 | 0
PeakO | 0 | 0 | 0 | 0 | 0 | 0
ST | 0 | 0 | 0 | 0 | 0 | 0
STOG | 0 | 0 | 0 | 0 | 0 | 0
STWD | 0 | 0 | 0 | 0 | 0 | 0
WT | 0 | 0 | 0 | 0 | 0 | 0
IGCC | 0 | 0 | 0 | 0 | 0 | 0
DemandResponse | 0 | 0 | 0 | 0 | 0 | 0
IGCC-CCS | 0 | 0 | 0 | 0 | 0 | 0
WT_off | 0 | 0 | 0 | 0 | 0 | 0
PseudoUnit | 0 | 0 | 0 | 0 | 0 | 0
FixedInterchange | 0 | 0 | 0 | 0 | 0 | 0
Emission Cost by Reporting Type: NEISO
ReportingType | 2015 | 2020 | 2025 | 2030 | 2035 | 2040
BM | 0 | 0 | 0 | 0 | 0 | 0
CC | 0 | 0 | 0 | 0 | 0 | 0
CSP | 0 | 0 | 0 | 0 | 0 | 0
CT | 0 | 0 | 0 | 0 | 0 | 0
Coal | 0 | 0 | 0 | 0 | 0 | 0
Geo | 0 | 0 | 0 | 0 | 0 | 0
H | 0 | 0 | 0 | 0 | 0 | 0
LFG | 0 | 0 | 0 | 0 | 0 | 0
Nuc | 0 | 0 | 0 | 0 | 0 | 0
PS | 0 | 0 | 0 | 0 | 0 | 0
PV | 0 | 0 | 0 | 0 | 0 | 0
PeakG | 0 | 0 | 0 | 0 | 0 | 0
PeakO | 0 | 0 | 0 | 0 | 0 | 0
ST | 0 | 0 | 0 | 0 | 0 | 0
STOG | 0 | 0 | 0 | 0 | 0 | 0
STWD | 0 | 0 | 0 | 0 | 0 | 0
WT | 0 | 0 | 0 | 0 | 0 | 0
IGCC | 0 | 0 | 0 | 0 | 0 | 0
DemandResponse | 0 | 0 | 0 | 0 | 0 | 0
IGCC-CCS | 0 | 0 | 0 | 0 | 0 | 0
WT_off | 0 | 0 | 0 | 0 | 0 | 0
PseudoUnit | 0 | 0 | 0 | 0 | 0 | 0
FixedInterchange | 0 | 0 | 0 | 0 | 0 | 0
Emission Cost by Reporting Type: NonRTO_Midwest
ReportingType | 2015 | 2020 | 2025 | 2030 | 2035 | 2040
BM | 0 | 0 | 0 | 0 | 0 | 0
CC | 0 | 0 | 0 | 0 | 0 | 0
CSP | 0 | 0 | 0 | 0 | 0 | 0
CT | 0 | 0 | 0 | 0 | 0 | 0
Coal | 0 | 0 | 0 | 0 | 0 | 0
Geo | 0 | 0 | 0 | 0 | 0 | 0
H | 0 | 0 | 0 | 0 | 0 | 0
LFG | 0 | 0 | 0 | 0 | 0 | 0
Nuc | 0 | 0 | 0 | 0 | 0 | 0
PS | 0 | 0 | 0 | 0 | 0 | 0
PV | 0 | 0 | 0 | 0 | 0 | 0
PeakG | 0 | 0 | 0 | 0 | 0 | 0
PeakO | 0 | 0 | 0 | 0 | 0 | 0
ST | 0 | 0 | 0 | 0 | 0 | 0
STOG | 0 | 0 | 0 | 0 | 0 | 0
STWD | 0 | 0 | 0 | 0 | 0 | 0
WT | 0 | 0 | 0 | 0 | 0 | 0
IGCC | 0 | 0 | 0 | 0 | 0 | 0
DemandResponse | 0 | 0 | 0 | 0 | 0 | 0
IGCC-CCS | 0 | 0 | 0 | 0 | 0 | 0
WT_off | 0 | 0 | 0 | 0 | 0 | 0
PseudoUnit | 0 | 0 | 0 | 0 | 0 | 0
FixedInterchange | 0 | 0 | 0 | 0 | 0 | 0
Emission Cost by Reporting Type: NYISO_A-F
ReportingType | 2015 | 2020 | 2025 | 2030 | 2035 | 2040
BM | 0 | 0 | 0 | 0 | 0 | 0
CC | 0 | 0 | 0 | 0 | 0 | 0
CSP | 0 | 0 | 0 | 0 | 0 | 0
CT | 0 | 0 | 0 | 0 | 0 | 0
Coal | 0 | 0 | 0 | 0 | 0 | 0
Geo | 0 | 0 | 0 | 0 | 0 | 0
H | 0 | 0 | 0 | 0 | 0 | 0
LFG | 0 | 0 | 0 | 0 | 0 | 0
Nuc | 0 | 0 | 0 | 0 | 0 | 0
PS | 0 | 0 | 0 | 0 | 0 | 0
PV | 0 | 0 | 0 | 0 | 0 | 0
PeakG | 0 | 0 | 0 | 0 | 0 | 0
PeakO | 0 | 0 | 0 | 0 | 0 | 0
ST | 0 | 0 | 0 | 0 | 0 | 0
STOG | 0 | 0 | 0 | 0 | 0 | 0
STWD | 0 | 0 | 0 | 0 | 0 | 0
WT | 0 | 0 | 0 | 0 | 0 | 0
IGCC | 0 | 0 | 0 | 0 | 0 | 0
DemandResponse | 0 | 0 | 0 | 0 | 0 | 0
IGCC-CCS | 0 | 0 | 0 | 0 | 0 | 0
WT_off | 0 | 0 | 0 | 0 | 0 | 0
PseudoUnit | 0 | 0 | 0 | 0 | 0 | 0
FixedInterchange | 0 | 0 | 0 | 0 | 0 | 0
Emission Cost by Reporting Type: NYISO_G-I
ReportingType | 2015 | 2020 | 2025 | 2030 | 2035 | 2040
BM | 0 | 0 | 0 | 0 | 0 | 0
CC | 0 | 0 | 0 | 0 | 0 | 0
CSP | 0 | 0 | 0 | 0 | 0 | 0
CT | 0 | 0 | 0 | 0 | 0 | 0
Coal | 0 | 0 | 0 | 0 | 0 | 0
Geo | 0 | 0 | 0 | 0 | 0 | 0
H | 0 | 0 | 0 | 0 | 0 | 0
LFG | 0 | 0 | 0 | 0 | 0 | 0
Nuc | 0 | 0 | 0 | 0 | 0 | 0
PS | 0 | 0 | 0 | 0 | 0 | 0
PV | 0 | 0 | 0 | 0 | 0 | 0
PeakG | 0 | 0 | 0 | 0 | 0 | 0
PeakO | 0 | 0 | 0 | 0 | 0 | 0
ST | 0 | 0 | 0 | 0 | 0 | 0
STOG | 0 | 0 | 0 | 0 | 0 | 0
STWD | 0 | 0 | 0 | 0 | 0 | 0
WT | 0 | 0 | 0 | 0 | 0 | 0
IGCC | 0 | 0 | 0 | 0 | 0 | 0
DemandResponse | 0 | 0 | 0 | 0 | 0 | 0
IGCC-CCS | 0 | 0 | 0 | 0 | 0 | 0
WT_off | 0 | 0 | 0 | 0 | 0 | 0
PseudoUnit | 0 | 0 | 0 | 0 | 0 | 0
FixedInterchange | 0 | 0 | 0 | 0 | 0 | 0
Emission Cost by Reporting Type: NYISO_J-K
ReportingType | 2015 | 2020 | 2025 | 2030 | 2035 | 2040
BM | 0 | 0 | 0 | 0 | 0 | 0
CC | 0 | 0 | 0 | 0 | 0 | 0
CSP | 0 | 0 | 0 | 0 | 0 | 0
CT | 0 | 0 | 0 | 0 | 0 | 0
Coal | 0 | 0 | 0 | 0 | 0 | 0
Geo | 0 | 0 | 0 | 0 | 0 | 0
H | 0 | 0 | 0 | 0 | 0 | 0
LFG | 0 | 0 | 0 | 0 | 0 | 0
Nuc | 0 | 0 | 0 | 0 | 0 | 0
PS | 0 | 0 | 0 | 0 | 0 | 0
PV | 0 | 0 | 0 | 0 | 0 | 0
PeakG | 0 | 0 | 0 | 0 | 0 | 0
PeakO | 0 | 0 | 0 | 0 | 0 | 0
ST | 0 | 0 | 0 | 0 | 0 | 0
STOG | 0 | 0 | 0 | 0 | 0 | 0
STWD | 0 | 0 | 0 | 0 | 0 | 0
WT | 0 | 0 | 0 | 0 | 0 | 0
IGCC | 0 | 0 | 0 | 0 | 0 | 0
DemandResponse | 0 | 0 | 0 | 0 | 0 | 0
IGCC-CCS | 0 | 0 | 0 | 0 | 0 | 0
WT_off | 0 | 0 | 0 | 0 | 0 | 0
PseudoUnit | 0 | 0 | 0 | 0 | 0 | 0
FixedInterchange | 0 | 0 | 0 | 0 | 0 | 0
Emission Cost by Reporting Type: PJM_E
ReportingType | 2015 | 2020 | 2025 | 2030 | 2035 | 2040
BM | 0 | 0 | 0 | 0 | 0 | 0
CC | 0 | 0 | 0 | 0 | 0 | 0
CSP | 0 | 0 | 0 | 0 | 0 | 0
CT | 0 | 0 | 0 | 0 | 0 | 0
Coal | 0 | 0 | 0 | 0 | 0 | 0
Geo | 0 | 0 | 0 | 0 | 0 | 0
H | 0 | 0 | 0 | 0 | 0 | 0
LFG | 0 | 0 | 0 | 0 | 0 | 0
Nuc | 0 | 0 | 0 | 0 | 0 | 0
PS | 0 | 0 | 0 | 0 | 0 | 0
PV | 0 | 0 | 0 | 0 | 0 | 0
PeakG | 0 | 0 | 0 | 0 | 0 | 0
PeakO | 0 | 0 | 0 | 0 | 0 | 0
ST | 0 | 0 | 0 | 0 | 0 | 0
STOG | 0 | 0 | 0 | 0 | 0 | 0
STWD | 0 | 0 | 0 | 0 | 0 | 0
WT | 0 | 0 | 0 | 0 | 0 | 0
IGCC | 0 | 0 | 0 | 0 | 0 | 0
DemandResponse | 0 | 0 | 0 | 0 | 0 | 0
IGCC-CCS | 0 | 0 | 0 | 0 | 0 | 0
WT_off | 0 | 0 | 0 | 0 | 0 | 0
PseudoUnit | 0 | 0 | 0 | 0 | 0 | 0
FixedInterchange | 0 | 0 | 0 | 0 | 0 | 0
Emission Cost by Reporting Type: PJM_ROM
ReportingType | 2015 | 2020 | 2025 | 2030 | 2035 | 2040
BM | 0 | 0 | 0 | 0 | 0 | 0
CC | 0 | 0 | 0 | 0 | 0 | 0
CSP | 0 | 0 | 0 | 0 | 0 | 0
CT | 0 | 0 | 0 | 0 | 0 | 0
Coal | 0 | 0 | 0 | 0 | 0 | 0
Geo | 0 | 0 | 0 | 0 | 0 | 0
H | 0 | 0 | 0 | 0 | 0 | 0
LFG | 0 | 0 | 0 | 0 | 0 | 0
Nuc | 0 | 0 | 0 | 0 | 0 | 0
PS | 0 | 0 | 0 | 0 | 0 | 0
PV | 0 | 0 | 0 | 0 | 0 | 0
PeakG | 0 | 0 | 0 | 0 | 0 | 0
PeakO | 0 | 0 | 0 | 0 | 0 | 0
ST | 0 | 0 | 0 | 0 | 0 | 0
STOG | 0 | 0 | 0 | 0 | 0 | 0
STWD | 0 | 0 | 0 | 0 | 0 | 0
WT | 0 | 0 | 0 | 0 | 0 | 0
IGCC | 0 | 0 | 0 | 0 | 0 | 0
DemandResponse | 0 | 0 | 0 | 0 | 0 | 0
IGCC-CCS | 0 | 0 | 0 | 0 | 0 | 0
WT_off | 0 | 0 | 0 | 0 | 0 | 0
PseudoUnit | 0 | 0 | 0 | 0 | 0 | 0
FixedInterchange | 0 | 0 | 0 | 0 | 0 | 0
Emission Cost by Reporting Type: PJM_ROR
ReportingType | 2015 | 2020 | 2025 | 2030 | 2035 | 2040
BM | 0 | 0 | 0 | 0 | 0 | 0
CC | 0 | 0 | 0 | 0 | 0 | 0
CSP | 0 | 0 | 0 | 0 | 0 | 0
CT | 0 | 0 | 0 | 0 | 0 | 0
Coal | 0 | 0 | 0 | 0 | 0 | 0
Geo | 0 | 0 | 0 | 0 | 0 | 0
H | 0 | 0 | 0 | 0 | 0 | 0
LFG | 0 | 0 | 0 | 0 | 0 | 0
Nuc | 0 | 0 | 0 | 0 | 0 | 0
PS | 0 | 0 | 0 | 0 | 0 | 0
PV | 0 | 0 | 0 | 0 | 0 | 0
PeakG | 0 | 0 | 0 | 0 | 0 | 0
PeakO | 0 | 0 | 0 | 0 | 0 | 0
ST | 0 | 0 | 0 | 0 | 0 | 0
STOG | 0 | 0 | 0 | 0 | 0 | 0
STWD | 0 | 0 | 0 | 0 | 0 | 0
WT | 0 | 0 | 0 | 0 | 0 | 0
IGCC | 0 | 0 | 0 | 0 | 0 | 0
DemandResponse | 0 | 0 | 0 | 0 | 0 | 0
IGCC-CCS | 0 | 0 | 0 | 0 | 0 | 0
WT_off | 0 | 0 | 0 | 0 | 0 | 0
PseudoUnit | 0 | 0 | 0 | 0 | 0 | 0
FixedInterchange | 0 | 0 | 0 | 0 | 0 | 0
Emission Cost by Reporting Type: SOCO
ReportingType | 2015 | 2020 | 2025 | 2030 | 2035 | 2040
BM | 0 | 0 | 0 | 0 | 0 | 0
CC | 0 | 0 | 0 | 0 | 0 | 0
CSP | 0 | 0 | 0 | 0 | 0 | 0
CT | 0 | 0 | 0 | 0 | 0 | 0
Coal | 0 | 0 | 0 | 0 | 0 | 0
Geo | 0 | 0 | 0 | 0 | 0 | 0
H | 0 | 0 | 0 | 0 | 0 | 0
LFG | 0 | 0 | 0 | 0 | 0 | 0
Nuc | 0 | 0 | 0 | 0 | 0 | 0
PS | 0 | 0 | 0 | 0 | 0 | 0
PV | 0 | 0 | 0 | 0 | 0 | 0
PeakG | 0 | 0 | 0 | 0 | 0 | 0
PeakO | 0 | 0 | 0 | 0 | 0 | 0
ST | 0 | 0 | 0 | 0 | 0 | 0
STOG | 0 | 0 | 0 | 0 | 0 | 0
STWD | 0 | 0 | 0 | 0 | 0 | 0
WT | 0 | 0 | 0 | 0 | 0 | 0
IGCC | 0 | 0 | 0 | 0 | 0 | 0
DemandResponse | 0 | 0 | 0 | 0 | 0 | 0
IGCC-CCS | 0 | 0 | 0 | 0 | 0 | 0
WT_off | 0 | 0 | 0 | 0 | 0 | 0
PseudoUnit | 0 | 0 | 0 | 0 | 0 | 0
FixedInterchange | 0 | 0 | 0 | 0 | 0 | 0
Emission Cost by Reporting Type: SPP_N
ReportingType | 2015 | 2020 | 2025 | 2030 | 2035 | 2040
BM | 0 | 0 | 0 | 0 | 0 | 0
CC | 0 | 0 | 0 | 0 | 0 | 0
CSP | 0 | 0 | 0 | 0 | 0 | 0
CT | 0 | 0 | 0 | 0 | 0 | 0
Coal | 0 | 0 | 0 | 0 | 0 | 0
Geo | 0 | 0 | 0 | 0 | 0 | 0
H | 0 | 0 | 0 | 0 | 0 | 0
LFG | 0 | 0 | 0 | 0 | 0 | 0
Nuc | 0 | 0 | 0 | 0 | 0 | 0
PS | 0 | 0 | 0 | 0 | 0 | 0
PV | 0 | 0 | 0 | 0 | 0 | 0
PeakG | 0 | 0 | 0 | 0 | 0 | 0
PeakO | 0 | 0 | 0 | 0 | 0 | 0
ST | 0 | 0 | 0 | 0 | 0 | 0
STOG | 0 | 0 | 0 | 0 | 0 | 0
STWD | 0 | 0 | 0 | 0 | 0 | 0
WT | 0 | 0 | 0 | 0 | 0 | 0
IGCC | 0 | 0 | 0 | 0 | 0 | 0
DemandResponse | 0 | 0 | 0 | 0 | 0 | 0
IGCC-CCS | 0 | 0 | 0 | 0 | 0 | 0
WT_off | 0 | 0 | 0 | 0 | 0 | 0
PseudoUnit | 0 | 0 | 0 | 0 | 0 | 0
FixedInterchange | 0 | 0 | 0 | 0 | 0 | 0
Emission Cost by Reporting Type: SPP_S
ReportingType | 2015 | 2020 | 2025 | 2030 | 2035 | 2040
BM | 0 | 0 | 0 | 0 | 0 | 0
CC | 0 | 0 | 0 | 0 | 0 | 0
CSP | 0 | 0 | 0 | 0 | 0 | 0
CT | 0 | 0 | 0 | 0 | 0 | 0
Coal | 0 | 0 | 0 | 0 | 0 | 0
Geo | 0 | 0 | 0 | 0 | 0 | 0
H | 0 | 0 | 0 | 0 | 0 | 0
LFG | 0 | 0 | 0 | 0 | 0 | 0
Nuc | 0 | 0 | 0 | 0 | 0 | 0
PS | 0 | 0 | 0 | 0 | 0 | 0
PV | 0 | 0 | 0 | 0 | 0 | 0
PeakG | 0 | 0 | 0 | 0 | 0 | 0
PeakO | 0 | 0 | 0 | 0 | 0 | 0
ST | 0 | 0 | 0 | 0 | 0 | 0
STOG | 0 | 0 | 0 | 0 | 0 | 0
STWD | 0 | 0 | 0 | 0 | 0 | 0
WT | 0 | 0 | 0 | 0 | 0 | 0
IGCC | 0 | 0 | 0 | 0 | 0 | 0
DemandResponse | 0 | 0 | 0 | 0 | 0 | 0
IGCC-CCS | 0 | 0 | 0 | 0 | 0 | 0
WT_off | 0 | 0 | 0 | 0 | 0 | 0
PseudoUnit | 0 | 0 | 0 | 0 | 0 | 0
FixedInterchange | 0 | 0 | 0 | 0 | 0 | 0
Emission Cost by Reporting Type: TVA
ReportingType | 2015 | 2020 | 2025 | 2030 | 2035 | 2040
BM | 0 | 0 | 0 | 0 | 0 | 0
CC | 0 | 0 | 0 | 0 | 0 | 0
CSP | 0 | 0 | 0 | 0 | 0 | 0
CT | 0 | 0 | 0 | 0 | 0 | 0
Coal | 0 | 0 | 0 | 0 | 0 | 0
Geo | 0 | 0 | 0 | 0 | 0 | 0
H | 0 | 0 | 0 | 0 | 0 | 0
LFG | 0 | 0 | 0 | 0 | 0 | 0
Nuc | 0 | 0 | 0 | 0 | 0 | 0
PS | 0 | 0 | 0 | 0 | 0 | 0
PV | 0 | 0 | 0 | 0 | 0 | 0
PeakG | 0 | 0 | 0 | 0 | 0 | 0
PeakO | 0 | 0 | 0 | 0 | 0 | 0
ST | 0 | 0 | 0 | 0 | 0 | 0
STOG | 0 | 0 | 0 | 0 | 0 | 0
STWD | 0 | 0 | 0 | 0 | 0 | 0
WT | 0 | 0 | 0 | 0 | 0 | 0
IGCC | 0 | 0 | 0 | 0 | 0 | 0
DemandResponse | 0 | 0 | 0 | 0 | 0 | 0
IGCC-CCS | 0 | 0 | 0 | 0 | 0 | 0
WT_off | 0 | 0 | 0 | 0 | 0 | 0
PseudoUnit | 0 | 0 | 0 | 0 | 0 | 0
FixedInterchange | 0 | 0 | 0 | 0 | 0 | 0
Emission Cost by Reporting Type: TVA_Transmission
ReportingType | 2015 | 2020 | 2025 | 2030 | 2035 | 2040
BM | 0 | 0 | 0 | 0 | 0 | 0
CC | 0 | 0 | 0 | 0 | 0 | 0
CSP | 0 | 0 | 0 | 0 | 0 | 0
CT | 0 | 0 | 0 | 0 | 0 | 0
Coal | 0 | 0 | 0 | 0 | 0 | 0
Geo | 0 | 0 | 0 | 0 | 0 | 0
H | 0 | 0 | 0 | 0 | 0 | 0
LFG | 0 | 0 | 0 | 0 | 0 | 0
Nuc | 0 | 0 | 0 | 0 | 0 | 0
PS | 0 | 0 | 0 | 0 | 0 | 0
PV | 0 | 0 | 0 | 0 | 0 | 0
PeakG | 0 | 0 | 0 | 0 | 0 | 0
PeakO | 0 | 0 | 0 | 0 | 0 | 0
ST | 0 | 0 | 0 | 0 | 0 | 0
STOG | 0 | 0 | 0 | 0 | 0 | 0
STWD | 0 | 0 | 0 | 0 | 0 | 0
WT | 0 | 0 | 0 | 0 | 0 | 0
IGCC | 0 | 0 | 0 | 0 | 0 | 0
DemandResponse | 0 | 0 | 0 | 0 | 0 | 0
IGCC-CCS | 0 | 0 | 0 | 0 | 0 | 0
WT_off | 0 | 0 | 0 | 0 | 0 | 0
PseudoUnit | 0 | 0 | 0 | 0 | 0 | 0
FixedInterchange | 0 | 0 | 0 | 0 | 0 | 0
Emission Cost by Reporting Type: VACAR
ReportingType | 2015 | 2020 | 2025 | 2030 | 2035 | 2040
BM | 0 | 0 | 0 | 0 | 0 | 0
CC | 0 | 0 | 0 | 0 | 0 | 0
CSP | 0 | 0 | 0 | 0 | 0 | 0
CT | 0 | 0 | 0 | 0 | 0 | 0
Coal | 0 | 0 | 0 | 0 | 0 | 0
Geo | 0 | 0 | 0 | 0 | 0 | 0
H | 0 | 0 | 0 | 0 | 0 | 0
LFG | 0 | 0 | 0 | 0 | 0 | 0
Nuc | 0 | 0 | 0 | 0 | 0 | 0
PS | 0 | 0 | 0 | 0 | 0 | 0
PV | 0 | 0 | 0 | 0 | 0 | 0
PeakG | 0 | 0 | 0 | 0 | 0 | 0
PeakO | 0 | 0 | 0 | 0 | 0 | 0
ST | 0 | 0 | 0 | 0 | 0 | 0
STOG | 0 | 0 | 0 | 0 | 0 | 0
STWD | 0 | 0 | 0 | 0 | 0 | 0
WT | 0 | 0 | 0 | 0 | 0 | 0
IGCC | 0 | 0 | 0 | 0 | 0 | 0
DemandResponse | 0 | 0 | 0 | 0 | 0 | 0
IGCC-CCS | 0 | 0 | 0 | 0 | 0 | 0
WT_off | 0 | 0 | 0 | 0 | 0 | 0
PseudoUnit | 0 | 0 | 0 | 0 | 0 | 0
FixedInterchange | 0 | 0 | 0 | 0 | 0 | 0
Emission Cost by Reporting Type: IESO
ReportingType | 2015 | 2020 | 2025 | 2030 | 2035 | 2040
BM | 0 | 0 | 0 | 0 | 0 | 0
CC | 0 | 0 | 0 | 0 | 0 | 0
CSP | 0 | 0 | 0 | 0 | 0 | 0
CT | 0 | 0 | 0 | 0 | 0 | 0
Coal | 0 | 0 | 0 | 0 | 0 | 0
Geo | 0 | 0 | 0 | 0 | 0 | 0
H | 0 | 0 | 0 | 0 | 0 | 0
LFG | 0 | 0 | 0 | 0 | 0 | 0
Nuc | 0 | 0 | 0 | 0 | 0 | 0
PS | 0 | 0 | 0 | 0 | 0 | 0
PV | 0 | 0 | 0 | 0 | 0 | 0
PeakG | 0 | 0 | 0 | 0 | 0 | 0
PeakO | 0 | 0 | 0 | 0 | 0 | 0
ST | 0 | 0 | 0 | 0 | 0 | 0
STOG | 0 | 0 | 0 | 0 | 0 | 0
STWD | 0 | 0 | 0 | 0 | 0 | 0
WT | 0 | 0 | 0 | 0 | 0 | 0
IGCC | 0 | 0 | 0 | 0 | 0 | 0
DemandResponse | 0 | 0 | 0 | 0 | 0 | 0
IGCC-CCS | 0 | 0 | 0 | 0 | 0 | 0
WT_off | 0 | 0 | 0 | 0 | 0 | 0
PseudoUnit | 0 | 0 | 0 | 0 | 0 | 0
FixedInterchange | 0 | 0 | 0 | 0 | 0 | 0
Emission Cost by Reporting Type: MAPP_CA
ReportingType | 2015 | 2020 | 2025 | 2030 | 2035 | 2040
BM | 0 | 0 | 0 | 0 | 0 | 0
CC | 0 | 0 | 0 | 0 | 0 | 0
CSP | 0 | 0 | 0 | 0 | 0 | 0
CT | 0 | 0 | 0 | 0 | 0 | 0
Coal | 0 | 0 | 0 | 0 | 0 | 0
Geo | 0 | 0 | 0 | 0 | 0 | 0
H | 0 | 0 | 0 | 0 | 0 | 0
LFG | 0 | 0 | 0 | 0 | 0 | 0
Nuc | 0 | 0 | 0 | 0 | 0 | 0
PS | 0 | 0 | 0 | 0 | 0 | 0
PV | 0 | 0 | 0 | 0 | 0 | 0
PeakG | 0 | 0 | 0 | 0 | 0 | 0
PeakO | 0 | 0 | 0 | 0 | 0 | 0
ST | 0 | 0 | 0 | 0 | 0 | 0
STOG | 0 | 0 | 0 | 0 | 0 | 0
STWD | 0 | 0 | 0 | 0 | 0 | 0
WT | 0 | 0 | 0 | 0 | 0 | 0
IGCC | 0 | 0 | 0 | 0 | 0 | 0
DemandResponse | 0 | 0 | 0 | 0 | 0 | 0
IGCC-CCS | 0 | 0 | 0 | 0 | 0 | 0
WT_off | 0 | 0 | 0 | 0 | 0 | 0
PseudoUnit | 0 | 0 | 0 | 0 | 0 | 0
FixedInterchange | 0 | 0 | 0 | 0 | 0 | 0
Emission Cost by Reporting Type: AZ_NM_SNV_Coal
ReportingType | 2015 | 2020 | 2025 | 2030 | 2035 | 2040
BM | 0 | 0 | 0 | 0 | 0 | 0
CC | 0 | 0 | 0 | 0 | 0 | 0
CSP | 0 | 0 | 0 | 0 | 0 | 0
CT | 0 | 0 | 0 | 0 | 0 | 0
Coal | 0 | 0 | 0 | 0 | 0 | 0
Geo | 0 | 0 | 0 | 0 | 0 | 0
H | 0 | 0 | 0 | 0 | 0 | 0
LFG | 0 | 0 | 0 | 0 | 0 | 0
Nuc | 0 | 0 | 0 | 0 | 0 | 0
PS | 0 | 0 | 0 | 0 | 0 | 0
PV | 0 | 0 | 0 | 0 | 0 | 0
PeakG | 0 | 0 | 0 | 0 | 0 | 0
PeakO | 0 | 0 | 0 | 0 | 0 | 0
ST | 0 | 0 | 0 | 0 | 0 | 0
STOG | 0 | 0 | 0 | 0 | 0 | 0
STWD | 0 | 0 | 0 | 0 | 0 | 0
WT | 0 | 0 | 0 | 0 | 0 | 0
IGCC | 0 | 0 | 0 | 0 | 0 | 0
DemandResponse | 0 | 0 | 0 | 0 | 0 | 0
IGCC-CCS | 0 | 0 | 0 | 0 | 0 | 0
WT_off | 0 | 0 | 0 | 0 | 0 | 0
PseudoUnit | 0 | 0 | 0 | 0 | 0 | 0
FixedInterchange | 0 | 0 | 0 | 0 | 0 | 0
Emission Cost by Reporting Type: AZ_NM_SNV_Gas
ReportingType | 2015 | 2020 | 2025 | 2030 | 2035 | 2040
BM | 0 | 0 | 0 | 0 | 0 | 0
CC | 0 | 0 | 0 | 0 | 0 | 0
CSP | 0 | 0 | 0 | 0 | 0 | 0
CT | 0 | 0 | 0 | 0 | 0 | 0
Coal | 0 | 0 | 0 | 0 | 0 | 0
Geo | 0 | 0 | 0 | 0 | 0 | 0
H | 0 | 0 | 0 | 0 | 0 | 0
LFG | 0 | 0 | 0 | 0 | 0 | 0
Nuc | 0 | 0 | 0 | 0 | 0 | 0
PS | 0 | 0 | 0 | 0 | 0 | 0
PV | 0 | 0 | 0 | 0 | 0 | 0
PeakG | 0 | 0 | 0 | 0 | 0 | 0
PeakO | 0 | 0 | 0 | 0 | 0 | 0
ST | 0 | 0 | 0 | 0 | 0 | 0
STOG | 0 | 0 | 0 | 0 | 0 | 0
STWD | 0 | 0 | 0 | 0 | 0 | 0
WT | 0 | 0 | 0 | 0 | 0 | 0
IGCC | 0 | 0 | 0 | 0 | 0 | 0
DemandResponse | 0 | 0 | 0 | 0 | 0 | 0
IGCC-CCS | 0 | 0 | 0 | 0 | 0 | 0
WT_off | 0 | 0 | 0 | 0 | 0 | 0
PseudoUnit | 0 | 0 | 0 | 0 | 0 | 0
FixedInterchange | 0 | 0 | 0 | 0 | 0 | 0
Emission Cost by Reporting Type: AZ_NM_SNV_NucRenew
ReportingType | 2015 | 2020 | 2025 | 2030 | 2035 | 2040
BM | 0 | 0 | 0 | 0 | 0 | 0
CC | 0 | 0 | 0 | 0 | 0 | 0
CSP | 0 | 0 | 0 | 0 | 0 | 0
CT | 0 | 0 | 0 | 0 | 0 | 0
Coal | 0 | 0 | 0 | 0 | 0 | 0
Geo | 0 | 0 | 0 | 0 | 0 | 0
H | 0 | 0 | 0 | 0 | 0 | 0
LFG | 0 | 0 | 0 | 0 | 0 | 0
Nuc | 0 | 0 | 0 | 0 | 0 | 0
PS | 0 | 0 | 0 | 0 | 0 | 0
PV | 0 | 0 | 0 | 0 | 0 | 0
PeakG | 0 | 0 | 0 | 0 | 0 | 0
PeakO | 0 | 0 | 0 | 0 | 0 | 0
ST | 0 | 0 | 0 | 0 | 0 | 0
STOG | 0 | 0 | 0 | 0 | 0 | 0
STWD | 0 | 0 | 0 | 0 | 0 | 0
WT | 0 | 0 | 0 | 0 | 0 | 0
IGCC | 0 | 0 | 0 | 0 | 0 | 0
DemandResponse | 0 | 0 | 0 | 0 | 0 | 0
IGCC-CCS | 0 | 0 | 0 | 0 | 0 | 0
WT_off | 0 | 0 | 0 | 0 | 0 | 0
PseudoUnit | 0 | 0 | 0 | 0 | 0 | 0
FixedInterchange | 0 | 0 | 0 | 0 | 0 | 0
Emission Cost by Reporting Type: ERCOT
ReportingType | 2015 | 2020 | 2025 | 2030 | 2035 | 2040
BM | 0 | 0 | 0 | 0 | 0 | 0
CC | 0 | 0 | 0 | 0 | 0 | 0
CSP | 0 | 0 | 0 | 0 | 0 | 0
CT | 0 | 0 | 0 | 0 | 0 | 0
Coal | 0 | 0 | 0 | 0 | 0 | 0
Geo | 0 | 0 | 0 | 0 | 0 | 0
H | 0 | 0 | 0 | 0 | 0 | 0
LFG | 0 | 0 | 0 | 0 | 0 | 0
Nuc | 0 | 0 | 0 | 0 | 0 | 0
PS | 0 | 0 | 0 | 0 | 0 | 0
PV | 0 | 0 | 0 | 0 | 0 | 0
PeakG | 0 | 0 | 0 | 0 | 0 | 0
PeakO | 0 | 0 | 0 | 0 | 0 | 0
ST | 0 | 0 | 0 | 0 | 0 | 0
STOG | 0 | 0 | 0 | 0 | 0 | 0
STWD | 0 | 0 | 0 | 0 | 0 | 0
WT | 0 | 0 | 0 | 0 | 0 | 0
IGCC | 0 | 0 | 0 | 0 | 0 | 0
DemandResponse | 0 | 0 | 0 | 0 | 0 | 0
IGCC-CCS | 0 | 0 | 0 | 0 | 0 | 0
WT_off | 0 | 0 | 0 | 0 | 0 | 0
PseudoUnit | 0 | 0 | 0 | 0 | 0 | 0
FixedInterchange | 0 | 0 | 0 | 0 | 0 | 0
Emission Cost by Reporting Type: NP15
ReportingType | 2015 | 2020 | 2025 | 2030 | 2035 | 2040
BM | 0 | 0 | 0 | 0 | 0 | 0
CC | 0 | 0 | 0 | 0 | 0 | 0
CSP | 0 | 0 | 0 | 0 | 0 | 0
CT | 0 | 0 | 0 | 0 | 0 | 0
Coal | 0 | 0 | 0 | 0 | 0 | 0
Geo | 0 | 0 | 0 | 0 | 0 | 0
H | 0 | 0 | 0 | 0 | 0 | 0
LFG | 0 | 0 | 0 | 0 | 0 | 0
Nuc | 0 | 0 | 0 | 0 | 0 | 0
PS | 0 | 0 | 0 | 0 | 0 | 0
PV | 0 | 0 | 0 | 0 | 0 | 0
PeakG | 0 | 0 | 0 | 0 | 0 | 0
PeakO | 0 | 0 | 0 | 0 | 0 | 0
ST | 0 | 0 | 0 | 0 | 0 | 0
STOG | 0 | 0 | 0 | 0 | 0 | 0
STWD | 0 | 0 | 0 | 0 | 0 | 0
WT | 0 | 0 | 0 | 0 | 0 | 0
IGCC | 0 | 0 | 0 | 0 | 0 | 0
DemandResponse | 0 | 0 | 0 | 0 | 0 | 0
IGCC-CCS | 0 | 0 | 0 | 0 | 0 | 0
WT_off | 0 | 0 | 0 | 0 | 0 | 0
PseudoUnit | 0 | 0 | 0 | 0 | 0 | 0
FixedInterchange | 0 | 0 | 0 | 0 | 0 | 0
Emission Cost by Reporting Type: NWPP_Coal
ReportingType | 2015 | 2020 | 2025 | 2030 | 2035 | 2040
BM | 0 | 0 | 0 | 0 | 0 | 0
CC | 0 | 0 | 0 | 0 | 0 | 0
CSP | 0 | 0 | 0 | 0 | 0 | 0
CT | 0 | 0 | 0 | 0 | 0 | 0
Coal | 0 | 0 | 0 | 0 | 0 | 0
Geo | 0 | 0 | 0 | 0 | 0 | 0
H | 0 | 0 | 0 | 0 | 0 | 0
LFG | 0 | 0 | 0 | 0 | 0 | 0
Nuc | 0 | 0 | 0 | 0 | 0 | 0
PS | 0 | 0 | 0 | 0 | 0 | 0
PV | 0 | 0 | 0 | 0 | 0 | 0
PeakG | 0 | 0 | 0 | 0 | 0 | 0
PeakO | 0 | 0 | 0 | 0 | 0 | 0
ST | 0 | 0 | 0 | 0 | 0 | 0
STOG | 0 | 0 | 0 | 0 | 0 | 0
STWD | 0 | 0 | 0 | 0 | 0 | 0
WT | 0 | 0 | 0 | 0 | 0 | 0
IGCC | 0 | 0 | 0 | 0 | 0 | 0
DemandResponse | 0 | 0 | 0 | 0 | 0 | 0
IGCC-CCS | 0 | 0 | 0 | 0 | 0 | 0
WT_off | 0 | 0 | 0 | 0 | 0 | 0
PseudoUnit | 0 | 0 | 0 | 0 | 0 | 0
FixedInterchange | 0 | 0 | 0 | 0 | 0 | 0
Emission Cost by Reporting Type: NWPP_Gas
ReportingType | 2015 | 2020 | 2025 | 2030 | 2035 | 2040
BM | 0 | 0 | 0 | 0 | 0 | 0
CC | 0 | 0 | 0 | 0 | 0 | 0
CSP | 0 | 0 | 0 | 0 | 0 | 0
CT | 0 | 0 | 0 | 0 | 0 | 0
Coal | 0 | 0 | 0 | 0 | 0 | 0
Geo | 0 | 0 | 0 | 0 | 0 | 0
H | 0 | 0 | 0 | 0 | 0 | 0
LFG | 0 | 0 | 0 | 0 | 0 | 0
Nuc | 0 | 0 | 0 | 0 | 0 | 0
PS | 0 | 0 | 0 | 0 | 0 | 0
PV | 0 | 0 | 0 | 0 | 0 | 0
PeakG | 0 | 0 | 0 | 0 | 0 | 0
PeakO | 0 | 0 | 0 | 0 | 0 | 0
ST | 0 | 0 | 0 | 0 | 0 | 0
STOG | 0 | 0 | 0 | 0 | 0 | 0
STWD | 0 | 0 | 0 | 0 | 0 | 0
WT | 0 | 0 | 0 | 0 | 0 | 0
IGCC | 0 | 0 | 0 | 0 | 0 | 0
DemandResponse | 0 | 0 | 0 | 0 | 0 | 0
IGCC-CCS | 0 | 0 | 0 | 0 | 0 | 0
WT_off | 0 | 0 | 0 | 0 | 0 | 0
PseudoUnit | 0 | 0 | 0 | 0 | 0 | 0
FixedInterchange | 0 | 0 | 0 | 0 | 0 | 0
Emission Cost by Reporting Type: NWPP_NucRenew
ReportingType | 2015 | 2020 | 2025 | 2030 | 2035 | 2040
BM | 0 | 0 | 0 | 0 | 0 | 0
CC | 0 | 0 | 0 | 0 | 0 | 0
CSP | 0 | 0 | 0 | 0 | 0 | 0
CT | 0 | 0 | 0 | 0 | 0 | 0
Coal | 0 | 0 | 0 | 0 | 0 | 0
Geo | 0 | 0 | 0 | 0 | 0 | 0
H | 0 | 0 | 0 | 0 | 0 | 0
LFG | 0 | 0 | 0 | 0 | 0 | 0
Nuc | 0 | 0 | 0 | 0 | 0 | 0
PS | 0 | 0 | 0 | 0 | 0 | 0
PV | 0 | 0 | 0 | 0 | 0 | 0
PeakG | 0 | 0 | 0 | 0 | 0 | 0
PeakO | 0 | 0 | 0 | 0 | 0 | 0
ST | 0 | 0 | 0 | 0 | 0 | 0
STOG | 0 | 0 | 0 | 0 | 0 | 0
STWD | 0 | 0 | 0 | 0 | 0 | 0
WT | 0 | 0 | 0 | 0 | 0 | 0
IGCC | 0 | 0 | 0 | 0 | 0 | 0
DemandResponse | 0 | 0 | 0 | 0 | 0 | 0
IGCC-CCS | 0 | 0 | 0 | 0 | 0 | 0
WT_off | 0 | 0 | 0 | 0 | 0 | 0
PseudoUnit | 0 | 0 | 0 | 0 | 0 | 0
FixedInterchange | 0 | 0 | 0 | 0 | 0 | 0
Emission Cost by Reporting Type: RMPA
ReportingType | 2015 | 2020 | 2025 | 2030 | 2035 | 2040
BM | 0 | 0 | 0 | 0 | 0 | 0
CC | 0 | 0 | 0 | 0 | 0 | 0
CSP | 0 | 0 | 0 | 0 | 0 | 0
CT | 0 | 0 | 0 | 0 | 0 | 0
Coal | 0 | 0 | 0 | 0 | 0 | 0
Geo | 0 | 0 | 0 | 0 | 0 | 0
H | 0 | 0 | 0 | 0 | 0 | 0
LFG | 0 | 0 | 0 | 0 | 0 | 0
Nuc | 0 | 0 | 0 | 0 | 0 | 0
PS | 0 | 0 | 0 | 0 | 0 | 0
PV | 0 | 0 | 0 | 0 | 0 | 0
PeakG | 0 | 0 | 0 | 0 | 0 | 0
PeakO | 0 | 0 | 0 | 0 | 0 | 0
ST | 0 | 0 | 0 | 0 | 0 | 0
STOG | 0 | 0 | 0 | 0 | 0 | 0
STWD | 0 | 0 | 0 | 0 | 0 | 0
WT | 0 | 0 | 0 | 0 | 0 | 0
IGCC | 0 | 0 | 0 | 0 | 0 | 0
DemandResponse | 0 | 0 | 0 | 0 | 0 | 0
IGCC-CCS | 0 | 0 | 0 | 0 | 0 | 0
WT_off | 0 | 0 | 0 | 0 | 0 | 0
PseudoUnit | 0 | 0 | 0 | 0 | 0 | 0
FixedInterchange | 0 | 0 | 0 | 0 | 0 | 0
Emission Cost by Reporting Type: SP15
ReportingType | 2015 | 2020 | 2025 | 2030 | 2035 | 2040
BM | 0 | 0 | 0 | 0 | 0 | 0
CC | 0 | 0 | 0 | 0 | 0 | 0
CSP | 0 | 0 | 0 | 0 | 0 | 0
CT | 0 | 0 | 0 | 0 | 0 | 0
Coal | 0 | 0 | 0 | 0 | 0 | 0
Geo | 0 | 0 | 0 | 0 | 0 | 0
H | 0 | 0 | 0 | 0 | 0 | 0
LFG | 0 | 0 | 0 | 0 | 0 | 0
Nuc | 0 | 0 | 0 | 0 | 0 | 0
PS | 0 | 0 | 0 | 0 | 0 | 0
PV | 0 | 0 | 0 | 0 | 0 | 0
PeakG | 0 | 0 | 0 | 0 | 0 | 0
PeakO | 0 | 0 | 0 | 0 | 0 | 0
ST | 0 | 0 | 0 | 0 | 0 | 0
STOG | 0 | 0 | 0 | 0 | 0 | 0
STWD | 0 | 0 | 0 | 0 | 0 | 0
WT | 0 | 0 | 0 | 0 | 0 | 0
IGCC | 0 | 0 | 0 | 0 | 0 | 0
DemandResponse | 0 | 0 | 0 | 0 | 0 | 0
IGCC-CCS | 0 | 0 | 0 | 0 | 0 | 0
WT_off | 0 | 0 | 0 | 0 | 0 | 0
PseudoUnit | 0 | 0 | 0 | 0 | 0 | 0
FixedInterchange | 0 | 0 | 0 | 0 | 0 | 0
Emission Cost by Reporting Type: ALB
ReportingType | 2015 | 2020 | 2025 | 2030 | 2035 | 2040
BM | 0 | 0 | 0 | 0 | 0 | 0
CC | 0 | 0 | 0 | 0 | 0 | 0
CSP | 0 | 0 | 0 | 0 | 0 | 0
CT | 0 | 0 | 0 | 0 | 0 | 0
Coal | 0 | 0 | 0 | 0 | 0 | 0
Geo | 0 | 0 | 0 | 0 | 0 | 0
H | 0 | 0 | 0 | 0 | 0 | 0
LFG | 0 | 0 | 0 | 0 | 0 | 0
Nuc | 0 | 0 | 0 | 0 | 0 | 0
PS | 0 | 0 | 0 | 0 | 0 | 0
PV | 0 | 0 | 0 | 0 | 0 | 0
PeakG | 0 | 0 | 0 | 0 | 0 | 0
PeakO | 0 | 0 | 0 | 0 | 0 | 0
ST | 0 | 0 | 0 | 0 | 0 | 0
STOG | 0 | 0 | 0 | 0 | 0 | 0
STWD | 0 | 0 | 0 | 0 | 0 | 0
WT | 0 | 0 | 0 | 0 | 0 | 0
IGCC | 0 | 0 | 0 | 0 | 0 | 0
DemandResponse | 0 | 0 | 0 | 0 | 0 | 0
IGCC-CCS | 0 | 0 | 0 | 0 | 0 | 0
WT_off | 0 | 0 | 0 | 0 | 0 | 0
PseudoUnit | 0 | 0 | 0 | 0 | 0 | 0
FixedInterchange | 0 | 0 | 0 | 0 | 0 | 0
Emission Cost by Reporting Type: BC
ReportingType | 2015 | 2020 | 2025 | 2030 | 2035 | 2040
BM | 0 | 0 | 0 | 0 | 0 | 0
CC | 0 | 0 | 0 | 0 | 0 | 0
CSP | 0 | 0 | 0 | 0 | 0 | 0
CT | 0 | 0 | 0 | 0 | 0 | 0
Coal | 0 | 0 | 0 | 0 | 0 | 0
Geo | 0 | 0 | 0 | 0 | 0 | 0
H | 0 | 0 | 0 | 0 | 0 | 0
LFG | 0 | 0 | 0 | 0 | 0 | 0
Nuc | 0 | 0 | 0 | 0 | 0 | 0
PS | 0 | 0 | 0 | 0 | 0 | 0
PV | 0 | 0 | 0 | 0 | 0 | 0
PeakG | 0 | 0 | 0 | 0 | 0 | 0
PeakO | 0 | 0 | 0 | 0 | 0 | 0
ST | 0 | 0 | 0 | 0 | 0 | 0
STOG | 0 | 0 | 0 | 0 | 0 | 0
STWD | 0 | 0 | 0 | 0 | 0 | 0
WT | 0 | 0 | 0 | 0 | 0 | 0
IGCC | 0 | 0 | 0 | 0 | 0 | 0
DemandResponse | 0 | 0 | 0 | 0 | 0 | 0
IGCC-CCS | 0 | 0 | 0 | 0 | 0 | 0
WT_off | 0 | 0 | 0 | 0 | 0 | 0
PseudoUnit | 0 | 0 | 0 | 0 | 0 | 0
FixedInterchange | 0 | 0 | 0 | 0 | 0 | 0
Emission Cost by Reporting Type: HQ_IESO
ReportingType | 2015 | 2020 | 2025 | 2030 | 2035 | 2040
BM | 0 | 0 | 0 | 0 | 0 | 0
CC | 0 | 0 | 0 | 0 | 0 | 0
CSP | 0 | 0 | 0 | 0 | 0 | 0
CT | 0 | 0 | 0 | 0 | 0 | 0
Coal | 0 | 0 | 0 | 0 | 0 | 0
Geo | 0 | 0 | 0 | 0 | 0 | 0
H | 0 | 0 | 0 | 0 | 0 | 0
LFG | 0 | 0 | 0 | 0 | 0 | 0
Nuc | 0 | 0 | 0 | 0 | 0 | 0
PS | 0 | 0 | 0 | 0 | 0 | 0
PV | 0 | 0 | 0 | 0 | 0 | 0
PeakG | 0 | 0 | 0 | 0 | 0 | 0
PeakO | 0 | 0 | 0 | 0 | 0 | 0
ST | 0 | 0 | 0 | 0 | 0 | 0
STOG | 0 | 0 | 0 | 0 | 0 | 0
STWD | 0 | 0 | 0 | 0 | 0 | 0
WT | 0 | 0 | 0 | 0 | 0 | 0
IGCC | 0 | 0 | 0 | 0 | 0 | 0
DemandResponse | 0 | 0 | 0 | 0 | 0 | 0
IGCC-CCS | 0 | 0 | 0 | 0 | 0 | 0
WT_off | 0 | 0 | 0 | 0 | 0 | 0
PseudoUnit | 0 | 0 | 0 | 0 | 0 | 0
FixedInterchange | 0 | 0 | 0 | 0 | 0 | 0
Emission Cost by Reporting Type: HQ_NEISO
ReportingType | 2015 | 2020 | 2025 | 2030 | 2035 | 2040
BM | 0 | 0 | 0 | 0 | 0 | 0
CC | 0 | 0 | 0 | 0 | 0 | 0
CSP | 0 | 0 | 0 | 0 | 0 | 0
CT | 0 | 0 | 0 | 0 | 0 | 0
Coal | 0 | 0 | 0 | 0 | 0 | 0
Geo | 0 | 0 | 0 | 0 | 0 | 0
H | 0 | 0 | 0 | 0 | 0 | 0
LFG | 0 | 0 | 0 | 0 | 0 | 0
Nuc | 0 | 0 | 0 | 0 | 0 | 0
PS | 0 | 0 | 0 | 0 | 0 | 0
PV | 0 | 0 | 0 | 0 | 0 | 0
PeakG | 0 | 0 | 0 | 0 | 0 | 0
PeakO | 0 | 0 | 0 | 0 | 0 | 0
ST | 0 | 0 | 0 | 0 | 0 | 0
STOG | 0 | 0 | 0 | 0 | 0 | 0
STWD | 0 | 0 | 0 | 0 | 0 | 0
WT | 0 | 0 | 0 | 0 | 0 | 0
IGCC | 0 | 0 | 0 | 0 | 0 | 0
DemandResponse | 0 | 0 | 0 | 0 | 0 | 0
IGCC-CCS | 0 | 0 | 0 | 0 | 0 | 0
WT_off | 0 | 0 | 0 | 0 | 0 | 0
PseudoUnit | 0 | 0 | 0 | 0 | 0 | 0
FixedInterchange | 0 | 0 | 0 | 0 | 0 | 0
Emission Cost by Reporting Type: HQ_NY
ReportingType | 2015 | 2020 | 2025 | 2030 | 2035 | 2040
BM | 0 | 0 | 0 | 0 | 0 | 0
CC | 0 | 0 | 0 | 0 | 0 | 0
CSP | 0 | 0 | 0 | 0 | 0 | 0
CT | 0 | 0 | 0 | 0 | 0 | 0
Coal | 0 | 0 | 0 | 0 | 0 | 0
Geo | 0 | 0 | 0 | 0 | 0 | 0
H | 0 | 0 | 0 | 0 | 0 | 0
LFG | 0 | 0 | 0 | 0 | 0 | 0
Nuc | 0 | 0 | 0 | 0 | 0 | 0
PS | 0 | 0 | 0 | 0 | 0 | 0
PV | 0 | 0 | 0 | 0 | 0 | 0
PeakG | 0 | 0 | 0 | 0 | 0 | 0
PeakO | 0 | 0 | 0 | 0 | 0 | 0
ST | 0 | 0 | 0 | 0 | 0 | 0
STOG | 0 | 0 | 0 | 0 | 0 | 0
STWD | 0 | 0 | 0 | 0 | 0 | 0
WT | 0 | 0 | 0 | 0 | 0 | 0
IGCC | 0 | 0 | 0 | 0 | 0 | 0
DemandResponse | 0 | 0 | 0 | 0 | 0 | 0
IGCC-CCS | 0 | 0 | 0 | 0 | 0 | 0
WT_off | 0 | 0 | 0 | 0 | 0 | 0
PseudoUnit | 0 | 0 | 0 | 0 | 0 | 0
FixedInterchange | 0 | 0 | 0 | 0 | 0 | 0
Emission Cost by Reporting Type: MARITIMES
ReportingType | 2015 | 2020 | 2025 | 2030 | 2035 | 2040
BM | 0 | 0 | 0 | 0 | 0 | 0
CC | 0 | 0 | 0 | 0 | 0 | 0
CSP | 0 | 0 | 0 | 0 | 0 | 0
CT | 0 | 0 | 0 | 0 | 0 | 0
Coal | 0 | 0 | 0 | 0 | 0 | 0
Geo | 0 | 0 | 0 | 0 | 0 | 0
H | 0 | 0 | 0 | 0 | 0 | 0
LFG | 0 | 0 | 0 | 0 | 0 | 0
Nuc | 0 | 0 | 0 | 0 | 0 | 0
PS | 0 | 0 | 0 | 0 | 0 | 0
PV | 0 | 0 | 0 | 0 | 0 | 0
PeakG | 0 | 0 | 0 | 0 | 0 | 0
PeakO | 0 | 0 | 0 | 0 | 0 | 0
ST | 0 | 0 | 0 | 0 | 0 | 0
STOG | 0 | 0 | 0 | 0 | 0 | 0
STWD | 0 | 0 | 0 | 0 | 0 | 0
WT | 0 | 0 | 0 | 0 | 0 | 0
IGCC | 0 | 0 | 0 | 0 | 0 | 0
DemandResponse | 0 | 0 | 0 | 0 | 0 | 0
IGCC-CCS | 0 | 0 | 0 | 0 | 0 | 0
WT_off | 0 | 0 | 0 | 0 | 0 | 0
PseudoUnit | 0 | 0 | 0 | 0 | 0 | 0
FixedInterchange | 0 | 0 | 0 | 0 | 0 | 0
Emission Cost by Reporting Type: All
ReportingType | 2015 | 2020 | 2025 | 2030 | 2035 | 2040
BM | 0 | 0 | 0 | 0 | 0 | 0
CC | 0 | 0 | 0 | 0 | 0 | 0
CSP | 0 | 0 | 0 | 0 | 0 | 0
CT | 0 | 0 | 0 | 0 | 0 | 0
Coal | 0 | 0 | 0 | 0 | 0 | 0
Geo | 0 | 0 | 0 | 0 | 0 | 0
H | 0 | 0 | 0 | 0 | 0 | 0
LFG | 0 | 0 | 0 | 0 | 0 | 0
Nuc | 0 | 0 | 0 | 0 | 0 | 0
PS | 0 | 0 | 0 | 0 | 0 | 0
PV | 0 | 0 | 0 | 0 | 0 | 0
PeakG | 0 | 0 | 0 | 0 | 0 | 0
PeakO | 0 | 0 | 0 | 0 | 0 | 0
ST | 0 | 0 | 0 | 0 | 0 | 0
STOG | 0 | 0 | 0 | 0 | 0 | 0
STWD | 0 | 0 | 0 | 0 | 0 | 0
WT | 0 | 0 | 0 | 0 | 0 | 0
IGCC | 0 | 0 | 0 | 0 | 0 | 0
DemandResponse | 0 | 0 | 0 | 0 | 0 | 0
IGCC-CCS | 0 | 0 | 0 | 0 | 0 | 0
WT_off | 0 | 0 | 0 | 0 | 0 | 0
PseudoUnit | 0 | 0 | 0 | 0 | 0 | 0
FixedInterchange | 0 | 0 | 0 | 0 | 0 | 0
Emission Cost by Reporting Type: EI_US
ReportingType | 2015 | 2020 | 2025 | 2030 | 2035 | 2040
BM | 0 | 0 | 0 | 0 | 0 | 0
CC | 0 | 0 | 0 | 0 | 0 | 0
CSP | 0 | 0 | 0 | 0 | 0 | 0
CT | 0 | 0 | 0 | 0 | 0 | 0
Coal | 0 | 0 | 0 | 0 | 0 | 0
Geo | 0 | 0 | 0 | 0 | 0 | 0
H | 0 | 0 | 0 | 0 | 0 | 0
LFG | 0 | 0 | 0 | 0 | 0 | 0
Nuc | 0 | 0 | 0 | 0 | 0 | 0
PS | 0 | 0 | 0 | 0 | 0 | 0
PV | 0 | 0 | 0 | 0 | 0 | 0
PeakG | 0 | 0 | 0 | 0 | 0 | 0
PeakO | 0 | 0 | 0 | 0 | 0 | 0
ST | 0 | 0 | 0 | 0 | 0 | 0
STOG | 0 | 0 | 0 | 0 | 0 | 0
STWD | 0 | 0 | 0 | 0 | 0 | 0
WT | 0 | 0 | 0 | 0 | 0 | 0
IGCC | 0 | 0 | 0 | 0 | 0 | 0
DemandResponse | 0 | 0 | 0 | 0 | 0 | 0
IGCC-CCS | 0 | 0 | 0 | 0 | 0 | 0
WT_off | 0 | 0 | 0 | 0 | 0 | 0
PseudoUnit | 0 | 0 | 0 | 0 | 0 | 0
FixedInterchange | 0 | 0 | 0 | 0 | 0 | 0
Emission Cost by Reporting Type: EI_Canada
ReportingType | 2015 | 2020 | 2025 | 2030 | 2035 | 2040
BM | 0 | 0 | 0 | 0 | 0 | 0
CC | 0 | 0 | 0 | 0 | 0 | 0
CSP | 0 | 0 | 0 | 0 | 0 | 0
CT | 0 | 0 | 0 | 0 | 0 | 0
Coal | 0 | 0 | 0 | 0 | 0 | 0
Geo | 0 | 0 | 0 | 0 | 0 | 0
H | 0 | 0 | 0 | 0 | 0 | 0
LFG | 0 | 0 | 0 | 0 | 0 | 0
Nuc | 0 | 0 | 0 | 0 | 0 | 0
PS | 0 | 0 | 0 | 0 | 0 | 0
PV | 0 | 0 | 0 | 0 | 0 | 0
PeakG | 0 | 0 | 0 | 0 | 0 | 0
PeakO | 0 | 0 | 0 | 0 | 0 | 0
ST | 0 | 0 | 0 | 0 | 0 | 0
STOG | 0 | 0 | 0 | 0 | 0 | 0
STWD | 0 | 0 | 0 | 0 | 0 | 0
WT | 0 | 0 | 0 | 0 | 0 | 0
IGCC | 0 | 0 | 0 | 0 | 0 | 0
DemandResponse | 0 | 0 | 0 | 0 | 0 | 0
IGCC-CCS | 0 | 0 | 0 | 0 | 0 | 0
WT_off | 0 | 0 | 0 | 0 | 0 | 0
PseudoUnit | 0 | 0 | 0 | 0 | 0 | 0
FixedInterchange | 0 | 0 | 0 | 0 | 0 | 0
Emission Cost by Reporting Type: EI
ReportingType | 2015 | 2020 | 2025 | 2030 | 2035 | 2040
BM | 0 | 0 | 0 | 0 | 0 | 0
CC | 0 | 0 | 0 | 0 | 0 | 0
CSP | 0 | 0 | 0 | 0 | 0 | 0
CT | 0 | 0 | 0 | 0 | 0 | 0
Coal | 0 | 0 | 0 | 0 | 0 | 0
Geo | 0 | 0 | 0 | 0 | 0 | 0
H | 0 | 0 | 0 | 0 | 0 | 0
LFG | 0 | 0 | 0 | 0 | 0 | 0
Nuc | 0 | 0 | 0 | 0 | 0 | 0
PS | 0 | 0 | 0 | 0 | 0 | 0
PV | 0 | 0 | 0 | 0 | 0 | 0
PeakG | 0 | 0 | 0 | 0 | 0 | 0
PeakO | 0 | 0 | 0 | 0 | 0 | 0
ST | 0 | 0 | 0 | 0 | 0 | 0
STOG | 0 | 0 | 0 | 0 | 0 | 0
STWD | 0 | 0 | 0 | 0 | 0 | 0
WT | 0 | 0 | 0 | 0 | 0 | 0
IGCC | 0 | 0 | 0 | 0 | 0 | 0
DemandResponse | 0 | 0 | 0 | 0 | 0 | 0
IGCC-CCS | 0 | 0 | 0 | 0 | 0 | 0
WT_off | 0 | 0 | 0 | 0 | 0 | 0
PseudoUnit | 0 | 0 | 0 | 0 | 0 | 0
FixedInterchange | 0 | 0 | 0 | 0 | 0 | 0
Emission Cost by Reporting Type: Outside_EI
ReportingType | 2015 | 2020 | 2025 | 2030 | 2035 | 2040
BM | 0 | 0 | 0 | 0 | 0 | 0
CC | 0 | 0 | 0 | 0 | 0 | 0
CSP | 0 | 0 | 0 | 0 | 0 | 0
CT | 0 | 0 | 0 | 0 | 0 | 0
Coal | 0 | 0 | 0 | 0 | 0 | 0
Geo | 0 | 0 | 0 | 0 | 0 | 0
H | 0 | 0 | 0 | 0 | 0 | 0
LFG | 0 | 0 | 0 | 0 | 0 | 0
Nuc | 0 | 0 | 0 | 0 | 0 | 0
PS | 0 | 0 | 0 | 0 | 0 | 0
PV | 0 | 0 | 0 | 0 | 0 | 0
PeakG | 0 | 0 | 0 | 0 | 0 | 0
PeakO | 0 | 0 | 0 | 0 | 0 | 0
ST | 0 | 0 | 0 | 0 | 0 | 0
STOG | 0 | 0 | 0 | 0 | 0 | 0
STWD | 0 | 0 | 0 | 0 | 0 | 0
WT | 0 | 0 | 0 | 0 | 0 | 0
IGCC | 0 | 0 | 0 | 0 | 0 | 0
DemandResponse | 0 | 0 | 0 | 0 | 0 | 0
IGCC-CCS | 0 | 0 | 0 | 0 | 0 | 0
WT_off | 0 | 0 | 0 | 0 | 0 | 0
PseudoUnit | 0 | 0 | 0 | 0 | 0 | 0
FixedInterchange | 0 | 0 | 0 | 0 | 0 | 0
==== Emission Program: Carbon : (CO2) ====
Emission Cost by Reporting Type: Entergy
ReportingType | 2015 | 2020 | 2025 | 2030 | 2035 | 2040
BM | 0 | 0 | 0 | 0 | 0 | 0
CC | 556.2 | 924.83 | 1833.17 | 4520.3 | 1294.33 | 1499.97
CSP | 0 | 0 | 0 | 0 | 0 | 0
CT | 0 | 0 | 0 | 0 | 0 | 0
Coal | 1663.23 | 948.25 | 605.69 | 35.28 | 8.79 | 0
Geo | 0 | 0 | 0 | 0 | 0 | 0
H | 0 | 0 | 0 | 0 | 0 | 0
LFG | 0 | 0 | 0 | 0 | 0 | 0
Nuc | 0 | 0 | 0 | 0 | 0 | 0
PS | 0 | 0 | 0 | 0 | 0 | 0
PV | 0 | 0 | 0 | 0 | 0 | 0
PeakG | 0 | 0 | 0 | 0 | 0 | 0
PeakO | 0 | 0 | 0 | 0 | 0 | 0
ST | 0 | 0 | 0 | 0 | 0 | 0
STOG | 0.09 | 0 | 0 | 0 | 0 | 0
STWD | 0 | 0 | 0 | 0 | 0 | 0
WT | 0 | 0 | 0 | 0 | 0 | 0
IGCC | 0 | 0 | 0 | 0 | 0 | 0
DemandResponse | 0 | 0 | 0 | 0 | 0 | 0
IGCC-CCS | 0 | 0 | 0 | 0 | 0 | 0
WT_off | 0 | 0 | 0 | 0 | 0 | 0
PseudoUnit | 0 | 0 | 0 | 0 | 0 | 0
FixedInterchange | 0 | 0 | 0 | 0 | 0 | 0
Emission Cost by Reporting Type: FRCC
ReportingType | 2015 | 2020 | 2025 | 2030 | 2035 | 2040
BM | 0 | 0 | 0 | 0 | 0 | 0
CC | 1301.32 | 1849.91 | 2786.45 | 5389.73 | 2776.96 | 2480.89
CSP | 0 | 0 | 0 | 0 | 0 | 0
CT | 2.92 | 5.56 | 10.25 | 25.39 | 0 | 0
Coal | 1732.71 | 2247.67 | 1287.23 | 183.74 | 340.32 | 453.66
Geo | 0 | 0 | 0 | 0 | 0 | 0
H | 0 | 0 | 0 | 0 | 0 | 0
LFG | 0 | 0 | 0 | 0 | 0 | 0
Nuc | 0 | 0 | 0 | 0 | 0 | 0
PS | 0 | 0 | 0 | 0 | 0 | 0
PV | 0 | 0 | 0 | 0 | 0 | 0
PeakG | 1.11 | 3.46 | 2.05 | 5.13 | 12.18 | 11.82
PeakO | 0 | 0 | 0 | 0 | 0 | 0
ST | 0 | 0 | 0 | 0 | 0 | 0
STOG | 0 | 0 | 0 | 0 | 0 | 0
STWD | 0 | 0 | 0 | 0 | 0 | 0
WT | 0 | 0 | 0 | 0 | 0 | 0
IGCC | 0 | 0 | 0 | 0 | 0 | 0
DemandResponse | 0 | 0 | 0 | 0 | 0 | 0
IGCC-CCS | 0 | 0 | 0 | 0 | 0 | 0
WT_off | 0 | 0 | 0 | 0 | 0 | 0
PseudoUnit | 0 | 0 | 0 | 0 | 0 | 0
FixedInterchange | 0 | 0 | 0 | 0 | 0 | 0
Emission Cost by Reporting Type: MAPP_US
ReportingType | 2015 | 2020 | 2025 | 2030 | 2035 | 2040
BM | 0 | 0 | 0 | 0 | 0 | 0
CC | 1.14 | 1.6 | 2.65 | 18.34 | 17.07 | 21.13
CSP | 0 | 0 | 0 | 0 | 0 | 0
CT | 0 | 0 | 0 | 0 | 0.25 | 6.7
Coal | 577.89 | 9.53 | 0 | 0 | 0 | 0
Geo | 0 | 0 | 0 | 0 | 0 | 0
H | 0 | 0 | 0 | 0 | 0 | 0
LFG | 0 | 0 | 0 | 0 | 0 | 0
Nuc | 0 | 0 | 0 | 0 | 0 | 0
PS | 0 | 0 | 0 | 0 | 0 | 0
PV | 0 | 0 | 0 | 0 | 0 | 0
PeakG | 0.7 | 0.95 | 2.96 | 6.79 | 9.48 | 13.53
PeakO | 0 | 0 | 0 | 0 | 0 | 0
ST | 0 | 0 | 0 | 0 | 0 | 0
STOG | 0 | 0 | 0 | 0 | 0 | 0
STWD | 0 | 0 | 0 | 0 | 0 | 0
WT | 0 | 0 | 0 | 0 | 0 | 0
IGCC | 0 | 0 | 0 | 0 | 0 | 0
DemandResponse | 0 | 0 | 0 | 0 | 0 | 0
IGCC-CCS | 0 | 0 | 0 | 0 | 0 | 0
WT_off | 0 | 0 | 0 | 0 | 0 | 0
PseudoUnit | 0 | 0 | 0 | 0 | 0 | 0
FixedInterchange | 0 | 0 | 0 | 0 | 0 | 0
Emission Cost by Reporting Type: MISO_IN
ReportingType | 2015 | 2020 | 2025 | 2030 | 2035 | 2040
BM | 0 | 0 | 0 | 0 | 0 | 0
CC | 11.89 | 479.05 | 1886.48 | 4290.5 | 1188.16 | 1230.13
CSP | 0 | 0 | 0 | 0 | 0 | 0
CT | 0 | 0 | 0 | 0 | 0 | 0
Coal | 2152.98 | 2641.41 | 2564.1 | 403.99 | 639.38 | 886.02
Geo | 0 | 0 | 0 | 0 | 0 | 0
H | 0 | 0 | 0 | 0 | 0 | 0
LFG | 0 | 0 | 0 | 0 | 0 | 0
Nuc | 0 | 0 | 0 | 0 | 0 | 0
PS | 0 | 0 | 0 | 0 | 0 | 0
PV | 0 | 0 | 0 | 0 | 0 | 0
PeakG | 0 | 0 | 0 | 0 | 0 | 0
PeakO | 0 | 0 | 0 | 0 | 0 | 0
ST | 0 | 0 | 0 | 0 | 0 | 0
STOG | 0.48 | 0.22 | 0.36 | 0.23 | 0 | 0
STWD | 0 | 0 | 0 | 0 | 0 | 0
WT | 0 | 0 | 0 | 0 | 0 | 0
IGCC | 100.97 | 143.38 | 234.79 | 27.09 | 4.28 | 0
DemandResponse | 0 | 0 | 0 | 0 | 0 | 0
IGCC-CCS | 0 | 0 | 0 | 0 | 0 | 0
WT_off | 0 | 0 | 0 | 0 | 0 | 0
PseudoUnit | 0 | 0 | 0 | 0 | 0 | 0
FixedInterchange | 0 | 0 | 0 | 0 | 0 | 0
Emission Cost by Reporting Type: MISO_MI
ReportingType | 2015 | 2020 | 2025 | 2030 | 2035 | 2040
BM | 0 | 0 | 0 | 0 | 0 | 0
CC | 44.29 | 45.52 | 109.9 | 353.76 | 47.52 | 40.99
CSP | 0 | 0 | 0 | 0 | 0 | 0
CT | 0 | 0 | 0 | 0 | 0 | 0
Coal | 1323.09 | 408.27 | 349.86 | 70.42 | 130.43 | 186.19
Geo | 0 | 0 | 0 | 0 | 0 | 0
H | 0 | 0 | 0 | 0 | 0 | 0
LFG | 0 | 0 | 0 | 0 | 0 | 0
Nuc | 0 | 0 | 0 | 0 | 0 | 0
PS | 0 | 0 | 0 | 0 | 0 | 0
PV | 0 | 0 | 0 | 0 | 0 | 0
PeakG | 0.05 | 0 | 0 | 0 | 0 | 0
PeakO | 0 | 0 | 0 | 0 | 0 | 0
ST | 0 | 0 | 0 | 0 | 0 | 0
STOG | 4.8 | 0.62 | 1 | 0.71 | 0 | 0
STWD | 0 | 0 | 0 | 0 | 0 | 0
WT | 0 | 0 | 0 | 0 | 0 | 0
IGCC | 0 | 0 | 0 | 0 | 0 | 0
DemandResponse | 0 | 0 | 0 | 0 | 0 | 0
IGCC-CCS | 0 | 0 | 0 | 0 | 0 | 0
WT_off | 0 | 0 | 0 | 0 | 0 | 0
PseudoUnit | 0 | 0 | 0 | 0 | 0 | 0
FixedInterchange | 0 | 0 | 0 | 0 | 0 | 0
Emission Cost by Reporting Type: MISO_MO-IL
ReportingType | 2015 | 2020 | 2025 | 2030 | 2035 | 2040
BM | 0 | 0 | 0 | 0 | 0 | 0
CC | 8.31 | 11.04 | 25.73 | 63.89 | 53.44 | 48.65
CSP | 0 | 0 | 0 | 0 | 0 | 0
CT | 0 | 0 | 0 | 0 | 0 | 0
Coal | 2256.16 | 1393.47 | 1329.6 | 196.92 | 190.63 | 212.08
Geo | 0 | 0 | 0 | 0 | 0 | 0
H | 0 | 0 | 0 | 0 | 0 | 0
LFG | 0 | 0 | 0 | 0 | 0 | 0
Nuc | 0 | 0 | 0 | 0 | 0 | 0
PS | 0 | 0 | 0 | 0 | 0 | 0
PV | 0 | 0 | 0 | 0 | 0 | 0
PeakG | 2.47 | 6.7 | 4.61 | 10.25 | 8.11 | 25.36
PeakO | 0 | 0 | 0 | 0 | 0 | 0
ST | 0 | 0 | 0 | 0 | 0 | 0
STOG | 0.09 | 0 | 0 | 0 | 0 | 0
STWD | 0 | 0 | 0 | 0 | 0 | 0
WT | 0 | 0 | 0 | 0 | 0 | 0
IGCC | 0 | 0 | 0 | 0 | 0 | 0
DemandResponse | 0 | 0 | 0 | 0 | 0 | 0
IGCC-CCS | 0 | 0 | 0 | 0 | 0 | 0
WT_off | 0 | 0 | 0 | 0 | 0 | 0
PseudoUnit | 0 | 0 | 0 | 0 | 0 | 0
FixedInterchange | 0 | 0 | 0 | 0 | 0 | 0
Emission Cost by Reporting Type: MISO_W
ReportingType | 2015 | 2020 | 2025 | 2030 | 2035 | 2040
BM | 0 | 0 | 0 | 0 | 0 | 0
CC | 28.49 | 28.02 | 53.71 | 169.31 | 167.43 | 245.6
CSP | 0 | 0 | 0 | 0 | 0 | 0
CT | 0 | 0 | 0 | 0 | 0 | 0
Coal | 2140.8 | 1152.02 | 515.84 | 243.67 | 126.28 | 171.57
Geo | 0 | 0 | 0 | 0 | 0 | 0
H | 0 | 0 | 0 | 0 | 0 | 0
LFG | 0 | 0 | 0 | 0 | 0 | 0
Nuc | 0 | 0 | 0 | 0 | 0 | 0
PS | 0 | 0 | 0 | 0 | 0 | 0
PV | 0 | 0 | 0 | 0 | 0 | 0
PeakG | 4.04 | 0.49 | 0.8 | 1.8 | 2.42 | 52.26
PeakO | 0 | 0 | 0 | 0 | 0 | 0
ST | 0 | 0 | 0 | 0 | 0 | 0
STOG | 0 | 0 | 0 | 0 | 0 | 0
STWD | 0 | 0 | 0 | 0 | 0 | 0
WT | 0 | 0 | 0 | 0 | 0 | 0
IGCC | 0 | 0 | 0 | 0 | 0 | 0
DemandResponse | 0 | 0 | 0 | 0 | 0 | 0
IGCC-CCS | 0 | 0 | 0 | 0 | 0 | 0
WT_off | 0 | 0 | 0 | 0 | 0 | 0
PseudoUnit | 0 | 0 | 0 | 0 | 0 | 0
FixedInterchange | 0 | 0 | 0 | 0 | 0 | 0
Emission Cost by Reporting Type: MISO_WUMS
ReportingType | 2015 | 2020 | 2025 | 2030 | 2035 | 2040
BM | 0 | 0 | 0 | 0 | 0 | 0
CC | 53.57 | 288.63 | 968.44 | 2189.1 | 1636.33 | 1061.42
CSP | 0 | 0 | 0 | 0 | 0 | 0
CT | 0 | 0 | 0 | 0 | 0 | 0
Coal | 916.64 | 1059.41 | 226.83 | 91.01 | 104.94 | 124.09
Geo | 0 | 0 | 0 | 0 | 0 | 0
H | 0 | 0 | 0 | 0 | 0 | 0
LFG | 0 | 0 | 0 | 0 | 0 | 0
Nuc | 0 | 0 | 0 | 0 | 0 | 0
PS | 0 | 0 | 0 | 0 | 0 | 0
PV | 0 | 0 | 0 | 0 | 0 | 0
PeakG | 0 | 0 | 0 | 0 | 0 | 0
PeakO | 0 | 0 | 0 | 0 | 0 | 0
ST | 0 | 0 | 0 | 0 | 0 | 0
STOG | 0 | 0 | 0 | 0 | 0 | 0
STWD | 0 | 0 | 0 | 0 | 0 | 0
WT | 0 | 0 | 0 | 0 | 0 | 0
IGCC | 0 | 0 | 0 | 0 | 0 | 0
DemandResponse | 0 | 0 | 0 | 0 | 0 | 0
IGCC-CCS | 0 | 0 | 0 | 0 | 0 | 0
WT_off | 0 | 0 | 0 | 0 | 0 | 0
PseudoUnit | 0 | 0 | 0 | 0 | 0 | 0
FixedInterchange | 0 | 0 | 0 | 0 | 0 | 0
Emission Cost by Reporting Type: Nebraska
ReportingType | 2015 | 2020 | 2025 | 2030 | 2035 | 2040
BM | 0 | 0 | 0 | 0 | 0 | 0
CC | 2.59 | 13.38 | 49.68 | 93.21 | 68.97 | 100.56
CSP | 0 | 0 | 0 | 0 | 0 | 0
CT | 0 | 0 | 0 | 0 | 0 | 0
Coal | 861.1 | 668.09 | 537.48 | 110.74 | 100.67 | 128.41
Geo | 0 | 0 | 0 | 0 | 0 | 0
H | 0 | 0 | 0 | 0 | 0 | 0
LFG | 0 | 0 | 0 | 0 | 0 | 0
Nuc | 0 | 0 | 0 | 0 | 0 | 0
PS | 0 | 0 | 0 | 0 | 0 | 0
PV | 0 | 0 | 0 | 0 | 0 | 0
PeakG | 0.04 | 0 | 0 | 0 | 0 | 0
PeakO | 0 | 0 | 0 | 0 | 0 | 0
ST | 0 | 0 | 0 | 0 | 0 | 0
STOG | 0 | 0 | 0 | 0 | 0 | 0
STWD | 0 | 0 | 0 | 0 | 0 | 0
WT | 0 | 0 | 0 | 0 | 0 | 0
IGCC | 0 | 0 | 0 | 0 | 0 | 0
DemandResponse | 0 | 0 | 0 | 0 | 0 | 0
IGCC-CCS | 0 | 0 | 0 | 0 | 0 | 0
WT_off | 0 | 0 | 0 | 0 | 0 | 0
PseudoUnit | 0 | 0 | 0 | 0 | 0 | 0
FixedInterchange | 0 | 0 | 0 | 0 | 0 | 0
Emission Cost by Reporting Type: NEISO
ReportingType | 2015 | 2020 | 2025 | 2030 | 2035 | 2040
BM | 0 | 0 | 0 | 0 | 0 | 0
CC | 215.96 | 225.65 | 259.16 | 360.23 | 466.83 | 493.29
CSP | 0 | 0 | 0 | 0 | 0 | 0
CT | 0.01 | 0 | 0 | 0 | 0 | 0
Coal | 363.79 | 126.11 | 0 | 0 | 0 | 0
Geo | 0 | 0 | 0 | 0 | 0 | 0
H | 0 | 0 | 0 | 0 | 0 | 0
LFG | 0 | 0 | 0 | 0 | 0 | 0
Nuc | 0 | 0 | 0 | 0 | 0 | 0
PS | 0 | 0 | 0 | 0 | 0 | 0
PV | 0 | 0 | 0 | 0 | 0 | 0
PeakG | 0.44 | 0.48 | 0.83 | 0 | 0.97 | 1.5
PeakO | 0 | 0 | 0 | 0 | 0 | 0
ST | 0 | 0 | 0 | 0 | 0 | 0
STOG | 0 | 0 | 0 | 0 | 0 | 0
STWD | 0 | 0 | 0 | 0 | 0 | 0
WT | 0 | 0 | 0 | 0 | 0 | 0
IGCC | 0 | 0 | 0 | 0 | 0 | 0
DemandResponse | 0 | 0 | 0 | 0 | 0 | 0
IGCC-CCS | 0 | 0 | 0 | 0 | 0 | 0
WT_off | 0 | 0 | 0 | 0 | 0 | 0
PseudoUnit | 0 | 0 | 0 | 0 | 0 | 0
FixedInterchange | 0 | 0 | 0 | 0 | 0 | 0
Emission Cost by Reporting Type: NonRTO_Midwest
ReportingType | 2015 | 2020 | 2025 | 2030 | 2035 | 2040
BM | 0 | 0 | 0 | 0 | 0 | 0
CC | 12.27 | 42.25 | 138.19 | 309.52 | 60.56 | 45.63
CSP | 0 | 0 | 0 | 0 | 0 | 0
CT | 0 | 0 | 0 | 0 | 0 | 0
Coal | 1537.71 | 2051.99 | 2876.26 | 157.4 | 291.54 | 378.47
Geo | 0 | 0 | 0 | 0 | 0 | 0
H | 0 | 0 | 0 | 0 | 0 | 0
LFG | 0 | 0 | 0 | 0 | 0 | 0
Nuc | 0 | 0 | 0 | 0 | 0 | 0
PS | 0 | 0 | 0 | 0 | 0 | 0
PV | 0 | 0 | 0 | 0 | 0 | 0
PeakG | 2.45 | 1.16 | 9.23 | 11.46 | 0 | 0.73
PeakO | 0 | 0 | 0 | 0 | 0 | 0
ST | 0 | 0 | 0 | 0 | 0 | 0
STOG | 0 | 0 | 0 | 0 | 0 | 0
STWD | 0 | 0 | 0 | 0 | 0 | 0
WT | 0 | 0 | 0 | 0 | 0 | 0
IGCC | 0 | 0 | 0 | 0 | 0 | 0
DemandResponse | 0 | 0 | 0 | 0 | 0 | 0
IGCC-CCS | 0 | 0 | 0 | 0 | 0 | 0
WT_off | 0 | 0 | 0 | 0 | 0 | 0
PseudoUnit | 0 | 0 | 0 | 0 | 0 | 0
FixedInterchange | 0 | 0 | 0 | 0 | 0 | 0
Emission Cost by Reporting Type: NYISO_A-F
ReportingType | 2015 | 2020 | 2025 | 2030 | 2035 | 2040
BM | 0 | 0 | 0 | 0 | 0 | 0
CC | 42.74 | 63.46 | 50.12 | 90.69 | 63.14 | 18.08
CSP | 0 | 0 | 0 | 0 | 0 | 0
CT | 0 | 0 | 0 | 0 | 0 | 0
Coal | 202.02 | 167.29 | 0 | 0 | 0 | 0
Geo | 0 | 0 | 0 | 0 | 0 | 0
H | 0 | 0 | 0 | 0 | 0 | 0
LFG | 0 | 0 | 0 | 0 | 0 | 0
Nuc | 0 | 0 | 0 | 0 | 0 | 0
PS | 0 | 0 | 0 | 0 | 0 | 0
PV | 0 | 0 | 0 | 0 | 0 | 0
PeakG | 0.03 | 0 | 0 | 0 | 0 | 0
PeakO | 0 | 0 | 0 | 0 | 0 | 0
ST | 0 | 0 | 0 | 0 | 0 | 0
STOG | 0 | 0 | 0 | 0 | 0 | 0
STWD | 0 | 0 | 0 | 0 | 0 | 0
WT | 0 | 0 | 0 | 0 | 0 | 0
IGCC | 0 | 0 | 0 | 0 | 0 | 0
DemandResponse | 0 | 0 | 0 | 0 | 0 | 0
IGCC-CCS | 0 | 0 | 0 | 0 | 0 | 0
WT_off | 0 | 0 | 0 | 0 | 0 | 0
PseudoUnit | 0 | 0 | 0 | 0 | 0 | 0
FixedInterchange | 0 | 0 | 0 | 0 | 0 | 0
Emission Cost by Reporting Type: NYISO_G-I
ReportingType | 2015 | 2020 | 2025 | 2030 | 2035 | 2040
BM | 0 | 0 | 0 | 0 | 0 | 0
CC | 13.68 | 20 | 19.74 | 65.29 | 71.94 | 63.77
CSP | 0 | 0 | 0 | 0 | 0 | 0
CT | 0 | 0 | 0 | 0 | 0 | 0
Coal | 45.13 | 0 | 0 | 0 | 0 | 0
Geo | 0 | 0 | 0 | 0 | 0 | 0
H | 0 | 0 | 0 | 0 | 0 | 0
LFG | 0 | 0 | 0 | 0 | 0 | 0
Nuc | 0 | 0 | 0 | 0 | 0 | 0
PS | 0 | 0 | 0 | 0 | 0 | 0
PV | 0 | 0 | 0 | 0 | 0 | 0
PeakG | 0 | 0 | 0 | 0 | 0.01 | 0.01
PeakO | 0 | 0 | 0 | 0 | 0 | 0
ST | 0 | 0 | 0 | 0 | 0 | 0
STOG | 0 | 0 | 0 | 0 | 0 | 0
STWD | 0 | 0 | 0 | 0 | 0 | 0
WT | 0 | 0 | 0 | 0 | 0 | 0
IGCC | 0 | 0 | 0 | 0 | 0 | 0
DemandResponse | 0 | 0 | 0 | 0 | 0 | 0
IGCC-CCS | 0 | 0 | 0 | 0 | 0 | 0
WT_off | 0 | 0 | 0 | 0 | 0 | 0
PseudoUnit | 0 | 0 | 0 | 0 | 0 | 0
FixedInterchange | 0 | 0 | 0 | 0 | 0 | 0
Emission Cost by Reporting Type: NYISO_J-K
ReportingType | 2015 | 2020 | 2025 | 2030 | 2035 | 2040
BM | 0 | 0 | 0 | 0 | 0 | 0
CC | 137.63 | 191.91 | 295.16 | 663.65 | 990.55 | 1184.71
CSP | 0 | 0 | 0 | 0 | 0 | 0
CT | 0 | 0 | 0 | 0 | 0 | 0
Coal | 0 | 0 | 0 | 0 | 0 | 0
Geo | 0 | 0 | 0 | 0 | 0 | 0
H | 0 | 0 | 0 | 0 | 0 | 0
LFG | 0 | 0 | 0 | 0 | 0 | 0
Nuc | 0 | 0 | 0 | 0 | 0 | 0
PS | 0 | 0 | 0 | 0 | 0 | 0
PV | 0 | 0 | 0 | 0 | 0 | 0
PeakG | 1.04 | 1.72 | 3.34 | 30.6 | 31.95 | 51.11
PeakO | 0 | 0 | 0 | 0 | 0 | 0
ST | 0 | 0 | 0 | 0 | 0 | 0
STOG | 5.27 | 10.2 | 21.18 | 26.49 | 40.01 | 41.2
STWD | 0 | 0 | 0 | 0 | 0 | 0
WT | 0 | 0 | 0 | 0 | 0 | 0
IGCC | 0 | 0 | 0 | 0 | 0 | 0
DemandResponse | 0 | 0 | 0 | 0 | 0 | 0
IGCC-CCS | 0 | 0 | 0 | 0 | 0 | 0
WT_off | 0 | 0 | 0 | 0 | 0 | 0
PseudoUnit | 0 | 0 | 0 | 0 | 0 | 0
FixedInterchange | 0 | 0 | 0 | 0 | 0 | 0
Emission Cost by Reporting Type: PJM_E
ReportingType | 2015 | 2020 | 2025 | 2030 | 2035 | 2040
BM | 0 | 0 | 0 | 0 | 0 | 0
CC | 162.23 | 337.43 | 898.36 | 2686.2 | 1668.66 | 1390.96
CSP | 0 | 0 | 0 | 0 | 0 | 0
CT | 0 | 0.06 | 0.18 | 0.41 | 0.4 | 0
Coal | 59.62 | 111.41 | 18.77 | 12.18 | 30.82 | 26.15
Geo | 0 | 0 | 0 | 0 | 0 | 0
H | 0 | 0 | 0 | 0 | 0 | 0
LFG | 0 | 0 | 0 | 0 | 0 | 0
Nuc | 0 | 0 | 0 | 0 | 0 | 0
PS | 0 | 0 | 0 | 0 | 0 | 0
PV | 0 | 0 | 0 | 0 | 0 | 0
PeakG | 3.89 | 5.53 | 17.28 | 38.71 | 37.56 | 53.61
PeakO | 0 | 0 | 0 | 0 | 0 | 0
ST | 0 | 0 | 0 | 0 | 0 | 0
STOG | 0 | 0 | 0 | 0 | 0 | 0
STWD | 0 | 0 | 0 | 0 | 0 | 0
WT | 0 | 0 | 0 | 0 | 0 | 0
IGCC | 0 | 0 | 0 | 0 | 0 | 0
DemandResponse | 0 | 0 | 0 | 0 | 0 | 0
IGCC-CCS | 0 | 0 | 0 | 0 | 0 | 0
WT_off | 0 | 0 | 0 | 0 | 0 | 0
PseudoUnit | 0 | 0 | 0 | 0 | 0 | 0
FixedInterchange | 0 | 0 | 0 | 0 | 0 | 0
Emission Cost by Reporting Type: PJM_ROM
ReportingType | 2015 | 2020 | 2025 | 2030 | 2035 | 2040
BM | 0 | 0 | 0 | 0 | 0 | 0
CC | 79.35 | 156.13 | 423.81 | 1181.13 | 727.07 | 140.28
CSP | 0 | 0 | 0 | 0 | 0 | 0
CT | 0 | 0.04 | 0.11 | 0.25 | 0 | 0
Coal | 1686.21 | 2296.59 | 911.62 | 182.64 | 300.37 | 406.4
Geo | 0 | 0 | 0 | 0 | 0 | 0
H | 0 | 0 | 0 | 0 | 0 | 0
LFG | 0 | 0 | 0 | 0 | 0 | 0
Nuc | 0 | 0 | 0 | 0 | 0 | 0
PS | 0 | 0 | 0 | 0 | 0 | 0
PV | 0 | 0 | 0 | 0 | 0 | 0
PeakG | 0 | 0.32 | 0.52 | 1.17 | 7.6 | 19.58
PeakO | 0 | 0 | 0 | 0 | 0 | 0
ST | 0 | 0 | 0 | 0 | 0 | 0
STOG | 0 | 0 | 0 | 0 | 0 | 0
STWD | 0 | 0 | 0 | 0 | 0 | 0
WT | 0 | 0 | 0 | 0 | 0 | 0
IGCC | 0 | 0 | 0 | 0 | 0 | 0
DemandResponse | 0 | 0 | 0 | 0 | 0 | 0
IGCC-CCS | 0 | 0 | 0 | 0 | 0 | 0
WT_off | 0 | 0 | 0 | 0 | 0 | 0
PseudoUnit | 0 | 0 | 0 | 0 | 0 | 0
FixedInterchange | 0 | 0 | 0 | 0 | 0 | 0
Emission Cost by Reporting Type: PJM_ROR
ReportingType | 2015 | 2020 | 2025 | 2030 | 2035 | 2040
BM | 0 | 0 | 0 | 0 | 0 | 0
CC | 245.51 | 551.15 | 1210.09 | 3024.4 | 1013.83 | 739.12
CSP | 0 | 0 | 0 | 0 | 0 | 0
CT | 0.05 | 0.06 | 0.2 | 0.45 | 0 | 0
Coal | 8849.97 | 8838.64 | 8772.21 | 1337.6 | 2136.4 | 2989.49
Geo | 0 | 0 | 0 | 0 | 0 | 0
H | 0 | 0 | 0 | 0 | 0 | 0
LFG | 0 | 0 | 0 | 0 | 0 | 0
Nuc | 0 | 0 | 0 | 0 | 0 | 0
PS | 0 | 0 | 0 | 0 | 0 | 0
PV | 0 | 0 | 0 | 0 | 0 | 0
PeakG | 7.68 | 25.44 | 57.12 | 115.25 | 53.82 | 86.8
PeakO | 0 | 0 | 0 | 0 | 0 | 0
ST | 0 | 0 | 0 | 0 | 0 | 0
STOG | 0 | 0 | 0 | 0 | 0 | 0
STWD | 0 | 0 | 0 | 0 | 0 | 0
WT | 0 | 0 | 0 | 0 | 0 | 0
IGCC | 0 | 0 | 0 | 0 | 0 | 0
DemandResponse | 0 | 0 | 0 | 0 | 0 | 0
IGCC-CCS | 0 | 0 | 0 | 0 | 0 | 0
WT_off | 0 | 0 | 0 | 0 | 0 | 0
PseudoUnit | 0 | 0 | 0 | 0 | 0 | 0
FixedInterchange | 0 | 0 | 0 | 0 | 0 | 0
Emission Cost by Reporting Type: SOCO
ReportingType | 2015 | 2020 | 2025 | 2030 | 2035 | 2040
BM | 0 | 0 | 0 | 0 | 0 | 0
CC | 524.28 | 1187.3 | 2273.12 | 5014.96 | 1327.53 | 482.26
CSP | 0 | 0 | 0 | 0 | 0 | 0
CT | 0 | 0 | 0 | 0 | 0 | 0
Coal | 3666.97 | 3973.26 | 2622.6 | 411.78 | 762.71 | 966.98
Geo | 0 | 0 | 0 | 0 | 0 | 0
H | 0 | 0 | 0 | 0 | 0 | 0
LFG | 0 | 0 | 0 | 0 | 0 | 0
Nuc | 0 | 0 | 0 | 0 | 0 | 0
PS | 0 | 0 | 0 | 0 | 0 | 0
PV | 0 | 0 | 0 | 0 | 0 | 0
PeakG | 0.2 | 1.04 | 20.1 | 15.12 | 6.91 | 13.83
PeakO | 0 | 0 | 0 | 0 | 0 | 0
ST | 0 | 0 | 0 | 0 | 0 | 0
STOG | 0 | 0 | 0 | 0 | 0 | 0
STWD | 0 | 0 | 0 | 0 | 0 | 0
WT | 0 | 0 | 0 | 0 | 0 | 0
IGCC | 0 | 0 | 0 | 0 | 0 | 0
DemandResponse | 0 | 0 | 0 | 0 | 0 | 0
IGCC-CCS | 0 | 0 | 0 | 0 | 0 | 0
WT_off | 0 | 0 | 0 | 0 | 0 | 0
PseudoUnit | 0 | 0 | 0 | 0 | 0 | 0
FixedInterchange | 0 | 0 | 0 | 0 | 0 | 0
Emission Cost by Reporting Type: SPP_N
ReportingType | 2015 | 2020 | 2025 | 2030 | 2035 | 2040
BM | 0 | 0 | 0 | 0 | 0 | 0
CC | 15.67 | 122.21 | 429.45 | 1026.12 | 562.57 | 734.53
CSP | 0 | 0 | 0 | 0 | 0 | 0
CT | 0 | 0 | 0 | 0 | 0 | 0
Coal | 1674.7 | 1638.12 | 817.89 | 189.31 | 196.34 | 224.85
Geo | 0 | 0 | 0 | 0 | 0 | 0
H | 0 | 0 | 0 | 0 | 0 | 0
LFG | 0 | 0 | 0 | 0 | 0 | 0
Nuc | 0 | 0 | 0 | 0 | 0 | 0
PS | 0 | 0 | 0 | 0 | 0 | 0
PV | 0 | 0 | 0 | 0 | 0 | 0
PeakG | 0.89 | 0 | 0 | 0 | 0 | 0
PeakO | 0 | 0 | 0 | 0 | 0 | 0
ST | 0 | 0 | 0 | 0 | 0 | 0
STOG | 1.03 | 0 | 1.64 | 0.09 | 0 | 0.2
STWD | 0 | 0 | 0 | 0 | 0 | 0
WT | 0 | 0 | 0 | 0 | 0 | 0
IGCC | 0 | 0 | 0 | 0 | 0 | 0
DemandResponse | 0 | 0 | 0 | 0 | 0 | 0
IGCC-CCS | 0 | 0 | 0 | 0 | 0 | 0
WT_off | 0 | 0 | 0 | 0 | 0 | 0
PseudoUnit | 0 | 0 | 0 | 0 | 0 | 0
FixedInterchange | 0 | 0 | 0 | 0 | 0 | 0
Emission Cost by Reporting Type: SPP_S
ReportingType | 2015 | 2020 | 2025 | 2030 | 2035 | 2040
BM | 0 | 0 | 0 | 0 | 0 | 0
CC | 229.95 | 160.65 | 807.33 | 2408.19 | 1400.86 | 1876.78
CSP | 0 | 0 | 0 | 0 | 0 | 0
CT | 0 | 0 | 0 | 0 | 0 | 0
Coal | 2692.91 | 1632.39 | 702.56 | 117.17 | 0 | 0
Geo | 0 | 0 | 0 | 0 | 0 | 0
H | 0 | 0 | 0 | 0 | 0 | 0
LFG | 0 | 0 | 0 | 0 | 0 | 0
Nuc | 0 | 0 | 0 | 0 | 0 | 0
PS | 0 | 0 | 0 | 0 | 0 | 0
PV | 0 | 0 | 0 | 0 | 0 | 0
PeakG | 0 | 0 | 0 | 0 | 0 | 0
PeakO | 0 | 0 | 0 | 0 | 0 | 0
ST | 0 | 0 | 0 | 0 | 0 | 0
STOG | 7.97 | 3.16 | 17.77 | 51.02 | 30.42 | 36.74
STWD | 0 | 0 | 0 | 0 | 0 | 0
WT | 0 | 0 | 0 | 0 | 0 | 0
IGCC | 0 | 0 | 0 | 0 | 0 | 0
DemandResponse | 0 | 0 | 0 | 0 | 0 | 0
IGCC-CCS | 0 | 0 | 0 | 0 | 0 | 0
WT_off | 0 | 0 | 0 | 0 | 0 | 0
PseudoUnit | 0 | 0 | 0 | 0 | 0 | 0
FixedInterchange | 0 | 0 | 0 | 0 | 0 | 0
Emission Cost by Reporting Type: TVA
ReportingType | 2015 | 2020 | 2025 | 2030 | 2035 | 2040
BM | 0 | 0 | 0 | 0 | 0 | 0
CC | 91.84 | 448.43 | 991.11 | 2392.18 | 422.98 | 258.34
CSP | 0 | 0 | 0 | 0 | 0 | 0
CT | 0 | 0 | 0 | 0 | 0 | 0
Coal | 1800.98 | 1818.65 | 1905.17 | 53.29 | 98.7 | 140.9
Geo | 0 | 0 | 0 | 0 | 0 | 0
H | 0 | 0 | 0 | 0 | 0 | 0
LFG | 0 | 0 | 0 | 0 | 0 | 0
Nuc | 0 | 0 | 0 | 0 | 0 | 0
PS | 0 | 0 | 0 | 0 | 0 | 0
PV | 0 | 0 | 0 | 0 | 0 | 0
PeakG | 0 | 0 | 0 | 0 | 0 | 0
PeakO | 0 | 0 | 0 | 0 | 0 | 0
ST | 0 | 0 | 0 | 0 | 0 | 0
STOG | 0 | 0 | 0 | 0 | 0 | 0
STWD | 0 | 0 | 0 | 0 | 0 | 0
WT | 0 | 0 | 0 | 0 | 0 | 0
IGCC | 0 | 0 | 0 | 0 | 0 | 0
DemandResponse | 0 | 0 | 0 | 0 | 0 | 0
IGCC-CCS | 0 | 0 | 0 | 0 | 0 | 0
WT_off | 0 | 0 | 0 | 0 | 0 | 0
PseudoUnit | 0 | 0 | 0 | 0 | 0 | 0
FixedInterchange | 0 | 0 | 0 | 0 | 0 | 0
Emission Cost by Reporting Type: TVA_Transmission
ReportingType | 2015 | 2020 | 2025 | 2030 | 2035 | 2040
BM | 0 | 0 | 0 | 0 | 0 | 0
CC | 0 | 0 | 0 | 0 | 0 | 0
CSP | 0 | 0 | 0 | 0 | 0 | 0
CT | 0 | 0 | 0 | 0 | 0 | 0
Coal | 0 | 0 | 0 | 0 | 0 | 0
Geo | 0 | 0 | 0 | 0 | 0 | 0
H | 0 | 0 | 0 | 0 | 0 | 0
LFG | 0 | 0 | 0 | 0 | 0 | 0
Nuc | 0 | 0 | 0 | 0 | 0 | 0
PS | 0 | 0 | 0 | 0 | 0 | 0
PV | 0 | 0 | 0 | 0 | 0 | 0
PeakG | 0 | 0 | 0 | 0 | 0 | 0
PeakO | 0 | 0 | 0 | 0 | 0 | 0
ST | 0 | 0 | 0 | 0 | 0 | 0
STOG | 0 | 0 | 0 | 0 | 0 | 0
STWD | 0 | 0 | 0 | 0 | 0 | 0
WT | 0 | 0 | 0 | 0 | 0 | 0
IGCC | 0 | 0 | 0 | 0 | 0 | 0
DemandResponse | 0 | 0 | 0 | 0 | 0 | 0
IGCC-CCS | 0 | 0 | 0 | 0 | 0 | 0
WT_off | 0 | 0 | 0 | 0 | 0 | 0
PseudoUnit | 0 | 0 | 0 | 0 | 0 | 0
FixedInterchange | 0 | 0 | 0 | 0 | 0 | 0
Emission Cost by Reporting Type: VACAR
ReportingType | 2015 | 2020 | 2025 | 2030 | 2035 | 2040
BM | 0 | 0 | 0 | 0 | 0 | 0
CC | 280.24 | 594.63 | 1460.42 | 3184.6 | 742.75 | 1200.64
CSP | 0 | 0 | 0 | 0 | 0 | 0
CT | 1.13 | 1.61 | 5.02 | 0 | 0 | 0
Coal | 2850.35 | 3109.87 | 1906.16 | 111.61 | 140.63 | 152.19
Geo | 0 | 0 | 0 | 0 | 0 | 0
H | 0 | 0 | 0 | 0 | 0 | 0
LFG | 0 | 0 | 0 | 0 | 0 | 0
Nuc | 0 | 0 | 0 | 0 | 0 | 0
PS | 0 | 0 | 0 | 0 | 0 | 0
PV | 0 | 0 | 0 | 0 | 0 | 0
PeakG | 1.33 | 4.66 | 14.72 | 24.92 | 10.12 | 34.53
PeakO | 0 | 0 | 0 | 0 | 0 | 0
ST | 0 | 0 | 0 | 0 | 0 | 0
STOG | 0 | 0 | 0 | 0 | 0 | 0
STWD | 0 | 0 | 0 | 0 | 0 | 0
WT | 0 | 0 | 0 | 0 | 0 | 0
IGCC | 0 | 0 | 0 | 0 | 0 | 0
DemandResponse | 0 | 0 | 0 | 0 | 0 | 0
IGCC-CCS | 0 | 0 | 0 | 0 | 0 | 0
WT_off | 0 | 0 | 0 | 0 | 0 | 0
PseudoUnit | 0 | 0 | 0 | 0 | 0 | 0
FixedInterchange | 0 | 0 | 0 | 0 | 0 | 0
Emission Cost by Reporting Type: IESO
ReportingType | 2015 | 2020 | 2025 | 2030 | 2035 | 2040
BM | 0 | 0 | 0 | 0 | 0 | 0
CC | 7.99 | 2.14 | 1.88 | 1.43 | 5.08 | 11.32
CSP | 0 | 0 | 0 | 0 | 0 | 0
CT | 0.05 | 0 | 0 | 0 | 0 | 0
Coal | 0 | 0 | 0 | 0 | 0 | 0
Geo | 0 | 0 | 0 | 0 | 0 | 0
H | 0 | 0 | 0 | 0 | 0 | 0
LFG | 0 | 0 | 0 | 0 | 0 | 0
Nuc | 0 | 0 | 0 | 0 | 0 | 0
PS | 0 | 0 | 0 | 0 | 0 | 0
PV | 0 | 0 | 0 | 0 | 0 | 0
PeakG | 0 | 0 | 0 | 0 | 0 | 0
PeakO | 0 | 0 | 0 | 0 | 0 | 0
ST | 0 | 0 | 0 | 0 | 0 | 0
STOG | 0 | 0 | 0 | 0 | 0 | 0
STWD | 0 | 0 | 0 | 0 | 0 | 0
WT | 0 | 0 | 0 | 0 | 0 | 0
IGCC | 0 | 0 | 0 | 0 | 0 | 0
DemandResponse | 0 | 0 | 0 | 0 | 0 | 0
IGCC-CCS | 0 | 0 | 0 | 0 | 0 | 0
WT_off | 0 | 0 | 0 | 0 | 0 | 0
PseudoUnit | 0 | 0 | 0 | 0 | 0 | 0
FixedInterchange | 0 | 0 | 0 | 0 | 0 | 0
Emission Cost by Reporting Type: MAPP_CA
ReportingType | 2015 | 2020 | 2025 | 2030 | 2035 | 2040
BM | 0 | 0 | 0 | 0 | 0 | 0
CC | 47.28 | 10.62 | 0 | 0 | 0 | 0
CSP | 0 | 0 | 0 | 0 | 0 | 0
CT | 0 | 0 | 0 | 0 | 0 | 0
Coal | 81.05 | 14.68 | 0 | 0 | 0 | 0
Geo | 0 | 0 | 0 | 0 | 0 | 0
H | 0 | 0 | 0 | 0 | 0 | 0
LFG | 0 | 0 | 0 | 0 | 0 | 0
Nuc | 0 | 0 | 0 | 0 | 0 | 0
PS | 0 | 0 | 0 | 0 | 0 | 0
PV | 0 | 0 | 0 | 0 | 0 | 0
PeakG | 0.56 | 0.69 | 0 | 0 | 0 | 0
PeakO | 0 | 0 | 0 | 0 | 0 | 0
ST | 0 | 0 | 0 | 0 | 0 | 0
STOG | 0.01 | 0 | 0 | 0 | 0 | 0
STWD | 0 | 0 | 0 | 0 | 0 | 0
WT | 0 | 0 | 0 | 0 | 0 | 0
IGCC | 0 | 0 | 0 | 0 | 0 | 0
DemandResponse | 0 | 0 | 0 | 0 | 0 | 0
IGCC-CCS | 0 | 0 | 0 | 0 | 0 | 0
WT_off | 0 | 0 | 0 | 0 | 0 | 0
PseudoUnit | 0 | 0 | 0 | 0 | 0 | 0
FixedInterchange | 0 | 0 | 0 | 0 | 0 | 0
Emission Cost by Reporting Type: AZ_NM_SNV_Coal
ReportingType | 2015 | 2020 | 2025 | 2030 | 2035 | 2040
BM | 0 | 0 | 0 | 0 | 0 | 0
CC | 0 | 0 | 0 | 0 | 0 | 0
CSP | 0 | 0 | 0 | 0 | 0 | 0
CT | 0 | 0 | 0 | 0 | 0 | 0
Coal | 1937.93 | 2751.84 | 3528.41 | 60.79 | 97.74 | 67.45
Geo | 0 | 0 | 0 | 0 | 0 | 0
H | 0 | 0 | 0 | 0 | 0 | 0
LFG | 0 | 0 | 0 | 0 | 0 | 0
Nuc | 0 | 0 | 0 | 0 | 0 | 0
PS | 0 | 0 | 0 | 0 | 0 | 0
PV | 0 | 0 | 0 | 0 | 0 | 0
PeakG | 0 | 0 | 0 | 0 | 0 | 0
PeakO | 0 | 0 | 0 | 0 | 0 | 0
ST | 0 | 0 | 0 | 0 | 0 | 0
STOG | 0 | 0 | 0 | 0 | 0 | 0
STWD | 0 | 0 | 0 | 0 | 0 | 0
WT | 0 | 0 | 0 | 0 | 0 | 0
IGCC | 0 | 0 | 0 | 0 | 0 | 0
DemandResponse | 0 | 0 | 0 | 0 | 0 | 0
IGCC-CCS | 0 | 0 | 0 | 0 | 0 | 0
WT_off | 0 | 0 | 0 | 0 | 0 | 0
PseudoUnit | 0 | 0 | 0 | 0 | 0 | 0
FixedInterchange | 0 | 0 | 0 | 0 | 0 | 0
Emission Cost by Reporting Type: AZ_NM_SNV_Gas
ReportingType | 2015 | 2020 | 2025 | 2030 | 2035 | 2040
BM | 0 | 0 | 0 | 0 | 0 | 0
CC | 428.35 | 403.44 | 713.33 | 1759.8 | 759.56 | 574.45
CSP | 0 | 0 | 0 | 0 | 0 | 0
CT | 0 | 0 | 0 | 0 | 0 | 0
Coal | 0 | 0 | 0 | 0 | 0 | 0
Geo | 0 | 0 | 0 | 0 | 0 | 0
H | 0 | 0 | 0 | 0 | 0 | 0
LFG | 0 | 0 | 0 | 0 | 0 | 0
Nuc | 0 | 0 | 0 | 0 | 0 | 0
PS | 0 | 0 | 0 | 0 | 0 | 0
PV | 0 | 0 | 0 | 0 | 0 | 0
PeakG | 0 | 0 | 0 | 0 | 0 | 0
PeakO | 0 | 0 | 0 | 0 | 0 | 0
ST | 0 | 0 | 0 | 0 | 0 | 0
STOG | 0 | 0 | 0 | 0 | 0 | 0
STWD | 0 | 0 | 0 | 0 | 0 | 0
WT | 0 | 0 | 0 | 0 | 0 | 0
IGCC | 0 | 0 | 0 | 0 | 0 | 0
DemandResponse | 0 | 0 | 0 | 0 | 0 | 0
IGCC-CCS | 0 | 0 | 0 | 0 | 0 | 0
WT_off | 0 | 0 | 0 | 0 | 0 | 0
PseudoUnit | 0 | 0 | 0 | 0 | 0 | 0
FixedInterchange | 0 | 0 | 0 | 0 | 0 | 0
Emission Cost by Reporting Type: AZ_NM_SNV_NucRenew
ReportingType | 2015 | 2020 | 2025 | 2030 | 2035 | 2040
BM | 0 | 0 | 0 | 0 | 0 | 0
CC | 0 | 0 | 0 | 0 | 0 | 0
CSP | 0 | 0 | 0 | 0 | 0 | 0
CT | 0 | 0 | 0 | 0 | 0 | 0
Coal | 0 | 0 | 0 | 0 | 0 | 0
Geo | 0 | 0 | 0 | 0 | 0 | 0
H | 0 | 0 | 0 | 0 | 0 | 0
LFG | 0 | 0 | 0 | 0 | 0 | 0
Nuc | 0 | 0 | 0 | 0 | 0 | 0
PS | 0 | 0 | 0 | 0 | 0 | 0
PV | 0 | 0 | 0 | 0 | 0 | 0
PeakG | 0 | 0 | 0 | 0 | 0 | 0
PeakO | 0 | 0 | 0 | 0 | 0 | 0
ST | 0 | 0 | 0 | 0 | 0 | 0
STOG | 0 | 0 | 0 | 0 | 0 | 0
STWD | 0 | 0 | 0 | 0 | 0 | 0
WT | 0 | 0 | 0 | 0 | 0 | 0
IGCC | 0 | 0 | 0 | 0 | 0 | 0
DemandResponse | 0 | 0 | 0 | 0 | 0 | 0
IGCC-CCS | 0 | 0 | 0 | 0 | 0 | 0
WT_off | 0 | 0 | 0 | 0 | 0 | 0
PseudoUnit | 0 | 0 | 0 | 0 | 0 | 0
FixedInterchange | 0 | 0 | 0 | 0 | 0 | 0
Emission Cost by Reporting Type: ERCOT
ReportingType | 2015 | 2020 | 2025 | 2030 | 2035 | 2040
BM | 0 | 0 | 0 | 0 | 0 | 0
CC | 1157.34 | 1568.66 | 3763.5 | 9399.41 | 4786.62 | 4602.1
CSP | 0 | 0 | 0 | 0 | 0 | 0
CT | 0 | 0 | 0.04 | 0.19 | 0 | 0
Coal | 3750.08 | 3179.12 | 1244.37 | 299.41 | 371.56 | 441.95
Geo | 0 | 0 | 0 | 0 | 0 | 0
H | 0 | 0 | 0 | 0 | 0 | 0
LFG | 0 | 0 | 0 | 0 | 0 | 0
Nuc | 0 | 0 | 0 | 0 | 0 | 0
PS | 0 | 0 | 0 | 0 | 0 | 0
PV | 0 | 0 | 0 | 0 | 0 | 0
PeakG | 0 | 0 | 0 | 0.08 | 0 | 7.5
PeakO | 0 | 0 | 0 | 0 | 0 | 0
ST | 0 | 0 | 0 | 0 | 0 | 0
STOG | 5.9 | 4.91 | 26.69 | 63.7 | 0 | 0
STWD | 0 | 0 | 0 | 0 | 0 | 0
WT | 0 | 0 | 0 | 0 | 0 | 0
IGCC | 0 | 0 | 0 | 0 | 0 | 0
DemandResponse | 0 | 0 | 0 | 0 | 0 | 0
IGCC-CCS | 0 | 0 | 0 | 0 | 0 | 0
WT_off | 0 | 0 | 0 | 0 | 0 | 0
PseudoUnit | 0 | 0 | 0 | 0 | 0 | 0
FixedInterchange | 0 | 0 | 0 | 0 | 0 | 0
Emission Cost by Reporting Type: NP15
ReportingType | 2015 | 2020 | 2025 | 2030 | 2035 | 2040
BM | 0 | 0 | 0 | 0 | 0 | 0
CC | 605.81 | 709.8 | 955.17 | 2072.58 | 1078.77 | 441.1
CSP | 0 | 0 | 0 | 0 | 0 | 0
CT | 0 | 0 | 0 | 0 | 0 | 0
Coal | 42.12 | 9.17 | 15.02 | 0 | 0 | 0
Geo | 0 | 0 | 0 | 0 | 0 | 0
H | 0 | 0 | 0 | 0 | 0 | 0
LFG | 0 | 0 | 0 | 0 | 0 | 0
Nuc | 0 | 0 | 0 | 0 | 0 | 0
PS | 0 | 0 | 0 | 0 | 0 | 0
PV | 0 | 0 | 0 | 0 | 0 | 0
PeakG | 0 | 0 | 0 | 0 | 0 | 0
PeakO | 0 | 0 | 0 | 0 | 0 | 0
ST | 0 | 0 | 0 | 0 | 0 | 0
STOG | 0.12 | 0 | 0 | 0 | 0 | 0
STWD | 0 | 0 | 0 | 0 | 0 | 0
WT | 0 | 0 | 0 | 0 | 0 | 0
IGCC | 0 | 0 | 0 | 0 | 0 | 0
DemandResponse | 0 | 0 | 0 | 0 | 0 | 0
IGCC-CCS | 0 | 0 | 0 | 0 | 0 | 0
WT_off | 0 | 0 | 0 | 0 | 0 | 0
PseudoUnit | 0 | 0 | 0 | 0 | 0 | 0
FixedInterchange | 0 | 0 | 0 | 0 | 0 | 0
Emission Cost by Reporting Type: NWPP_Coal
ReportingType | 2015 | 2020 | 2025 | 2030 | 2035 | 2040
BM | 0 | 0 | 0 | 0 | 0 | 0
CC | 0 | 0 | 0 | 0 | 0 | 0
CSP | 0 | 0 | 0 | 0 | 0 | 0
CT | 0 | 0 | 0 | 0 | 0 | 0
Coal | 2611.51 | 3551.12 | 2868.12 | 27.55 | 40.76 | 27.32
Geo | 0 | 0 | 0 | 0 | 0 | 0
H | 0 | 0 | 0 | 0 | 0 | 0
LFG | 0 | 0 | 0 | 0 | 0 | 0
Nuc | 0 | 0 | 0 | 0 | 0 | 0
PS | 0 | 0 | 0 | 0 | 0 | 0
PV | 0 | 0 | 0 | 0 | 0 | 0
PeakG | 0 | 0 | 0 | 0 | 0 | 0
PeakO | 0 | 0 | 0 | 0 | 0 | 0
ST | 0 | 0 | 0 | 0 | 0 | 0
STOG | 0 | 0 | 0 | 0 | 0 | 0
STWD | 0 | 0 | 0 | 0 | 0 | 0
WT | 0 | 0 | 0 | 0 | 0 | 0
IGCC | 0 | 0 | 0 | 0 | 0 | 0
DemandResponse | 0 | 0 | 0 | 0 | 0 | 0
IGCC-CCS | 0 | 0 | 0 | 0 | 0 | 0
WT_off | 0 | 0 | 0 | 0 | 0 | 0
PseudoUnit | 0 | 0 | 0 | 0 | 0 | 0
FixedInterchange | 0 | 0 | 0 | 0 | 0 | 0
Emission Cost by Reporting Type: NWPP_Gas
ReportingType | 2015 | 2020 | 2025 | 2030 | 2035 | 2040
BM | 0 | 0 | 0 | 0 | 0 | 0
CC | 19.9 | 28.26 | 46.27 | 103.64 | 86.73 | 0
CSP | 0 | 0 | 0 | 0 | 0 | 0
CT | 0 | 0 | 0 | 0 | 0 | 0
Coal | 0 | 0 | 0 | 0 | 0 | 0
Geo | 0 | 0 | 0 | 0 | 0 | 0
H | 0 | 0 | 0 | 0 | 0 | 0
LFG | 0 | 0 | 0 | 0 | 0 | 0
Nuc | 0 | 0 | 0 | 0 | 0 | 0
PS | 0 | 0 | 0 | 0 | 0 | 0
PV | 0 | 0 | 0 | 0 | 0 | 0
PeakG | 0 | 0 | 0 | 0 | 0 | 0
PeakO | 0 | 0 | 0 | 0 | 0 | 0
ST | 0 | 0 | 0 | 0 | 0 | 0
STOG | 0 | 0 | 0 | 0 | 0 | 0
STWD | 0 | 0 | 0 | 0 | 0 | 0
WT | 0 | 0 | 0 | 0 | 0 | 0
IGCC | 0 | 0 | 0 | 0 | 0 | 0
DemandResponse | 0 | 0 | 0 | 0 | 0 | 0
IGCC-CCS | 0 | 0 | 0 | 0 | 0 | 0
WT_off | 0 | 0 | 0 | 0 | 0 | 0
PseudoUnit | 0 | 0 | 0 | 0 | 0 | 0
FixedInterchange | 0 | 0 | 0 | 0 | 0 | 0
Emission Cost by Reporting Type: NWPP_NucRenew
ReportingType | 2015 | 2020 | 2025 | 2030 | 2035 | 2040
BM | 0 | 0 | 0 | 0 | 0 | 0
CC | 0 | 0 | 0 | 0 | 0 | 0
CSP | 0 | 0 | 0 | 0 | 0 | 0
CT | 0 | 0 | 0 | 0 | 0 | 0
Coal | 0 | 0 | 0 | 0 | 0 | 0
Geo | 0 | 0 | 0 | 0 | 0 | 0
H | 0 | 0 | 0 | 0 | 0 | 0
LFG | 0 | 0 | 0 | 0 | 0 | 0
Nuc | 0 | 0 | 0 | 0 | 0 | 0
PS | 0 | 0 | 0 | 0 | 0 | 0
PV | 0 | 0 | 0 | 0 | 0 | 0
PeakG | 0 | 0 | 0 | 0 | 0 | 0
PeakO | 0 | 0 | 0 | 0 | 0 | 0
ST | 0 | 0 | 0 | 0 | 0 | 0
STOG | 0 | 0 | 0 | 0 | 0 | 0
STWD | 0 | 0 | 0 | 0 | 0 | 0
WT | 0 | 0 | 0 | 0 | 0 | 0
IGCC | 0 | 0 | 0 | 0 | 0 | 0
DemandResponse | 0 | 0 | 0 | 0 | 0 | 0
IGCC-CCS | 0 | 0 | 0 | 0 | 0 | 0
WT_off | 0 | 0 | 0 | 0 | 0 | 0
PseudoUnit | 0 | 0 | 0 | 0 | 0 | 0
FixedInterchange | 0 | 0 | 0 | 0 | 0 | 0
Emission Cost by Reporting Type: RMPA
ReportingType | 2015 | 2020 | 2025 | 2030 | 2035 | 2040
BM | 0 | 0 | 0 | 0 | 0 | 0
CC | 29.96 | 24.33 | 55.05 | 166.18 | 77.24 | 45.81
CSP | 0 | 0 | 0 | 0 | 0 | 0
CT | 0 | 0 | 0 | 0 | 0 | 0
Coal | 1492.2 | 1966.32 | 1195.33 | 90.3 | 151.02 | 104.27
Geo | 0 | 0 | 0 | 0 | 0 | 0
H | 0 | 0 | 0 | 0 | 0 | 0
LFG | 0 | 0 | 0 | 0 | 0 | 0
Nuc | 0 | 0 | 0 | 0 | 0 | 0
PS | 0 | 0 | 0 | 0 | 0 | 0
PV | 0 | 0 | 0 | 0 | 0 | 0
PeakG | 0 | 0 | 0.03 | 0 | 0.24 | 0.1
PeakO | 0 | 0 | 0 | 0 | 0 | 0
ST | 0 | 0 | 0 | 0 | 0 | 0
STOG | 0 | 0 | 0 | 0 | 0 | 0
STWD | 0 | 0 | 0 | 0 | 0 | 0
WT | 0 | 0 | 0 | 0 | 0 | 0
IGCC | 0 | 0 | 0 | 0 | 0 | 0
DemandResponse | 0 | 0 | 0 | 0 | 0 | 0
IGCC-CCS | 0 | 0 | 0 | 0 | 0 | 0
WT_off | 0 | 0 | 0 | 0 | 0 | 0
PseudoUnit | 0 | 0 | 0 | 0 | 0 | 0
FixedInterchange | 0 | 0 | 0 | 0 | 0 | 0
Emission Cost by Reporting Type: SP15
ReportingType | 2015 | 2020 | 2025 | 2030 | 2035 | 2040
BM | 0 | 0 | 0 | 0 | 0 | 0
CC | 737.24 | 814.05 | 1054.34 | 2849 | 2355.67 | 2159.21
CSP | 0 | 0 | 0 | 0 | 0 | 0
CT | 0 | 0 | 0 | 0 | 0 | 0
Coal | 39.99 | 30.93 | 50.66 | 1.55 | 0 | 0
Geo | 0 | 0 | 0 | 0 | 0 | 0
H | 0 | 0 | 0 | 0 | 0 | 0
LFG | 0 | 0 | 0 | 0 | 0 | 0
Nuc | 0 | 0 | 0 | 0 | 0 | 0
PS | 0 | 0 | 0 | 0 | 0 | 0
PV | 0 | 0 | 0 | 0 | 0 | 0
PeakG | 0 | 0 | 0 | 0 | 0 | 0
PeakO | 0 | 0 | 0 | 0 | 0 | 0
ST | 0 | 0 | 0 | 0 | 0 | 0
STOG | 4.47 | 0.78 | 0.99 | 4.26 | 10.2 | 2.99
STWD | 0 | 0 | 0 | 0 | 0 | 0
WT | 0 | 0 | 0 | 0 | 0 | 0
IGCC | 0 | 0 | 0 | 0 | 0 | 0
DemandResponse | 0 | 0 | 0 | 0 | 0 | 0
IGCC-CCS | 0 | 0 | 0 | 0 | 0 | 0
WT_off | 0 | 0 | 0 | 0 | 0 | 0
PseudoUnit | 0 | 0 | 0 | 0 | 0 | 0
FixedInterchange | 0 | 0 | 0 | 0 | 0 | 0
Emission Cost by Reporting Type: ALB
ReportingType | 2015 | 2020 | 2025 | 2030 | 2035 | 2040
BM | 0 | 0 | 0 | 0 | 0 | 0
CC | 148.78 | 226.82 | 372.29 | 59.14 | 0.2 | 0.85
CSP | 0 | 0 | 0 | 0 | 0 | 0
CT | 0 | 0 | 0 | 0 | 0 | 0
Coal | 1216.87 | 1727.96 | 2829.71 | 273.31 | 0 | 0.63
Geo | 0 | 0 | 0 | 0 | 0 | 0
H | 0 | 0 | 0 | 0 | 0 | 0
LFG | 0 | 0 | 0 | 0 | 0 | 0
Nuc | 0 | 0 | 0 | 0 | 0 | 0
PS | 0 | 0 | 0 | 0 | 0 | 0
PV | 0 | 0 | 0 | 0 | 0 | 0
PeakG | 0 | 0 | 0 | 0 | 0 | 0
PeakO | 0 | 0 | 0 | 0 | 0 | 0
ST | 0 | 0 | 0 | 0 | 0 | 0
STOG | 0 | 0 | 0 | 0 | 0 | 0
STWD | 0 | 0 | 0 | 0 | 0 | 0
WT | 0 | 0 | 0 | 0 | 0 | 0
IGCC | 0 | 0 | 0 | 0 | 0 | 0
DemandResponse | 0 | 0 | 0 | 0 | 0 | 0
IGCC-CCS | 0 | 0 | 0 | 0 | 0 | 0
WT_off | 0 | 0 | 0 | 0 | 0 | 0
PseudoUnit | 0 | 0 | 0 | 0 | 0 | 0
FixedInterchange | 0 | 0 | 0 | 0 | 0 | 0
Emission Cost by Reporting Type: BC
ReportingType | 2015 | 2020 | 2025 | 2030 | 2035 | 2040
BM | 0 | 0 | 0 | 0 | 0 | 0
CC | 39.66 | 56.32 | 92.23 | 123.31 | 0 | 0
CSP | 0 | 0 | 0 | 0 | 0 | 0
CT | 0 | 0 | 0 | 0 | 0 | 0
Coal | 0 | 0 | 0 | 0 | 0 | 0
Geo | 0 | 0 | 0 | 0 | 0 | 0
H | 0 | 0 | 0 | 0 | 0 | 0
LFG | 0 | 0 | 0 | 0 | 0 | 0
Nuc | 0 | 0 | 0 | 0 | 0 | 0
PS | 0 | 0 | 0 | 0 | 0 | 0
PV | 0 | 0 | 0 | 0 | 0 | 0
PeakG | 0 | 0 | 0 | 0 | 0 | 0
PeakO | 0 | 0 | 0 | 0 | 0 | 0
ST | 0 | 0 | 0 | 0 | 0 | 0
STOG | 0 | 0 | 0 | 0 | 0 | 0
STWD | 0 | 0 | 0 | 0 | 0 | 0
WT | 0 | 0 | 0 | 0 | 0 | 0
IGCC | 0 | 0 | 0 | 0 | 0 | 0
DemandResponse | 0 | 0 | 0 | 0 | 0 | 0
IGCC-CCS | 0 | 0 | 0 | 0 | 0 | 0
WT_off | 0 | 0 | 0 | 0 | 0 | 0
PseudoUnit | 0 | 0 | 0 | 0 | 0 | 0
FixedInterchange | 0 | 0 | 0 | 0 | 0 | 0
Emission Cost by Reporting Type: HQ_IESO
ReportingType | 2015 | 2020 | 2025 | 2030 | 2035 | 2040
BM | 0 | 0 | 0 | 0 | 0 | 0
CC | 0 | 0 | 0 | 0 | 0 | 0
CSP | 0 | 0 | 0 | 0 | 0 | 0
CT | 0 | 0 | 0 | 0 | 0 | 0
Coal | 0 | 0 | 0 | 0 | 0 | 0
Geo | 0 | 0 | 0 | 0 | 0 | 0
H | 0 | 0 | 0 | 0 | 0 | 0
LFG | 0 | 0 | 0 | 0 | 0 | 0
Nuc | 0 | 0 | 0 | 0 | 0 | 0
PS | 0 | 0 | 0 | 0 | 0 | 0
PV | 0 | 0 | 0 | 0 | 0 | 0
PeakG | 0 | 0 | 0 | 0 | 0 | 0
PeakO | 0 | 0 | 0 | 0 | 0 | 0
ST | 0 | 0 | 0 | 0 | 0 | 0
STOG | 0 | 0 | 0 | 0 | 0 | 0
STWD | 0 | 0 | 0 | 0 | 0 | 0
WT | 0 | 0 | 0 | 0 | 0 | 0
IGCC | 0 | 0 | 0 | 0 | 0 | 0
DemandResponse | 0 | 0 | 0 | 0 | 0 | 0
IGCC-CCS | 0 | 0 | 0 | 0 | 0 | 0
WT_off | 0 | 0 | 0 | 0 | 0 | 0
PseudoUnit | 0 | 0 | 0 | 0 | 0 | 0
FixedInterchange | 0 | 0 | 0 | 0 | 0 | 0
Emission Cost by Reporting Type: HQ_NEISO
ReportingType | 2015 | 2020 | 2025 | 2030 | 2035 | 2040
BM | 0 | 0 | 0 | 0 | 0 | 0
CC | 0 | 0 | 0 | 0 | 0 | 0
CSP | 0 | 0 | 0 | 0 | 0 | 0
CT | 0 | 0 | 0 | 0 | 0 | 0
Coal | 0 | 0 | 0 | 0 | 0 | 0
Geo | 0 | 0 | 0 | 0 | 0 | 0
H | 0 | 0 | 0 | 0 | 0 | 0
LFG | 0 | 0 | 0 | 0 | 0 | 0
Nuc | 0 | 0 | 0 | 0 | 0 | 0
PS | 0 | 0 | 0 | 0 | 0 | 0
PV | 0 | 0 | 0 | 0 | 0 | 0
PeakG | 0 | 0 | 0 | 0 | 0 | 0
PeakO | 0 | 0 | 0 | 0 | 0 | 0
ST | 0 | 0 | 0 | 0 | 0 | 0
STOG | 0 | 0 | 0 | 0 | 0 | 0
STWD | 0 | 0 | 0 | 0 | 0 | 0
WT | 0 | 0 | 0 | 0 | 0 | 0
IGCC | 0 | 0 | 0 | 0 | 0 | 0
DemandResponse | 0 | 0 | 0 | 0 | 0 | 0
IGCC-CCS | 0 | 0 | 0 | 0 | 0 | 0
WT_off | 0 | 0 | 0 | 0 | 0 | 0
PseudoUnit | 0 | 0 | 0 | 0 | 0 | 0
FixedInterchange | 0 | 0 | 0 | 0 | 0 | 0
Emission Cost by Reporting Type: HQ_NY
ReportingType | 2015 | 2020 | 2025 | 2030 | 2035 | 2040
BM | 0 | 0 | 0 | 0 | 0 | 0
CC | 0 | 0 | 0 | 0 | 0 | 0
CSP | 0 | 0 | 0 | 0 | 0 | 0
CT | 0 | 0 | 0 | 0 | 0 | 0
Coal | 0 | 0 | 0 | 0 | 0 | 0
Geo | 0 | 0 | 0 | 0 | 0 | 0
H | 0 | 0 | 0 | 0 | 0 | 0
LFG | 0 | 0 | 0 | 0 | 0 | 0
Nuc | 0 | 0 | 0 | 0 | 0 | 0
PS | 0 | 0 | 0 | 0 | 0 | 0
PV | 0 | 0 | 0 | 0 | 0 | 0
PeakG | 0 | 0 | 0 | 0 | 0 | 0
PeakO | 0 | 0 | 0 | 0 | 0 | 0
ST | 0 | 0 | 0 | 0 | 0 | 0
STOG | 0 | 0 | 0 | 0 | 0 | 0
STWD | 0 | 0 | 0 | 0 | 0 | 0
WT | 0 | 0 | 0 | 0 | 0 | 0
IGCC | 0 | 0 | 0 | 0 | 0 | 0
DemandResponse | 0 | 0 | 0 | 0 | 0 | 0
IGCC-CCS | 0 | 0 | 0 | 0 | 0 | 0
WT_off | 0 | 0 | 0 | 0 | 0 | 0
PseudoUnit | 0 | 0 | 0 | 0 | 0 | 0
FixedInterchange | 0 | 0 | 0 | 0 | 0 | 0
Emission Cost by Reporting Type: MARITIMES
ReportingType | 2015 | 2020 | 2025 | 2030 | 2035 | 2040
BM | 0 | 0 | 0 | 0 | 0 | 0
CC | 0 | 0 | 0 | 0 | 0 | 0
CSP | 0 | 0 | 0 | 0 | 0 | 0
CT | 0 | 0 | 0 | 0 | 0 | 0
Coal | 0 | 0 | 0 | 0 | 0 | 0
Geo | 0 | 0 | 0 | 0 | 0 | 0
H | 0 | 0 | 0 | 0 | 0 | 0
LFG | 0 | 0 | 0 | 0 | 0 | 0
Nuc | 0 | 0 | 0 | 0 | 0 | 0
PS | 0 | 0 | 0 | 0 | 0 | 0
PV | 0 | 0 | 0 | 0 | 0 | 0
PeakG | 0 | 0 | 0 | 0 | 0 | 0
PeakO | 0 | 0 | 0 | 0 | 0 | 0
ST | 0 | 0 | 0 | 0 | 0 | 0
STOG | 0 | 0 | 0 | 0 | 0 | 0
STWD | 0 | 0 | 0 | 0 | 0 | 0
WT | 0 | 0 | 0 | 0 | 0 | 0
IGCC | 0 | 0 | 0 | 0 | 0 | 0
DemandResponse | 0 | 0 | 0 | 0 | 0 | 0
IGCC-CCS | 0 | 0 | 0 | 0 | 0 | 0
WT_off | 0 | 0 | 0 | 0 | 0 | 0
PseudoUnit | 0 | 0 | 0 | 0 | 0 | 0
FixedInterchange | 0 | 0 | 0 | 0 | 0 | 0
Emission Cost by Reporting Type: All
ReportingType | 2015 | 2020 | 2025 | 2030 | 2035 | 2040
BM | 0 | 0 | 0 | 0 | 0 | 0
CC | 7281.47 | 11587.63 | 24026.33 | 56029.78 | 25919.34 | 23192.54
CSP | 0 | 0 | 0 | 0 | 0 | 0
CT | 4.16 | 7.32 | 15.81 | 26.69 | 0.65 | 6.7
Coal | 50226.71 | 49523.6 | 39681.47 | 4661.66 | 6260.03 | 8089.07
Geo | 0 | 0 | 0 | 0 | 0 | 0
H | 0 | 0 | 0 | 0 | 0 | 0
LFG | 0 | 0 | 0 | 0 | 0 | 0
Nuc | 0 | 0 | 0 | 0 | 0 | 0
PS | 0 | 0 | 0 | 0 | 0 | 0
PV | 0 | 0 | 0 | 0 | 0 | 0
PeakG | 26.92 | 52.65 | 133.59 | 261.28 | 181.37 | 372.27
PeakO | 0 | 0 | 0 | 0 | 0 | 0
ST | 0 | 0 | 0 | 0 | 0 | 0
STOG | 30.24 | 19.88 | 69.62 | 146.48 | 80.64 | 81.13
STWD | 0 | 0 | 0 | 0 | 0 | 0
WT | 0 | 0 | 0 | 0 | 0 | 0
IGCC | 100.97 | 143.38 | 234.79 | 27.09 | 4.28 | 0
DemandResponse | 0 | 0 | 0 | 0 | 0 | 0
IGCC-CCS | 0 | 0 | 0 | 0 | 0 | 0
WT_off | 0 | 0 | 0 | 0 | 0 | 0
PseudoUnit | 0 | 0 | 0 | 0 | 0 | 0
FixedInterchange | 0 | 0 | 0 | 0 | 0 | 0
Emission Cost by Reporting Type: EI_US
ReportingType | 2015 | 2020 | 2025 | 2030 | 2035 | 2040
BM | 0 | 0 | 0 | 0 | 0 | 0
CC | 4059.15 | 7743.19 | 16972.27 | 39495.29 | 16769.47 | 15357.7
CSP | 0 | 0 | 0 | 0 | 0 | 0
CT | 4.11 | 7.32 | 15.77 | 26.5 | 0.65 | 6.7
Coal | 39054.96 | 36292.45 | 27949.86 | 3908.74 | 5598.95 | 7447.45
Geo | 0 | 0 | 0 | 0 | 0 | 0
H | 0 | 0 | 0 | 0 | 0 | 0
LFG | 0 | 0 | 0 | 0 | 0 | 0
Nuc | 0 | 0 | 0 | 0 | 0 | 0
PS | 0 | 0 | 0 | 0 | 0 | 0
PV | 0 | 0 | 0 | 0 | 0 | 0
PeakG | 26.36 | 51.95 | 133.56 | 261.2 | 181.13 | 364.67
PeakO | 0 | 0 | 0 | 0 | 0 | 0
ST | 0 | 0 | 0 | 0 | 0 | 0
STOG | 19.74 | 14.2 | 41.95 | 78.53 | 70.44 | 78.14
STWD | 0 | 0 | 0 | 0 | 0 | 0
WT | 0 | 0 | 0 | 0 | 0 | 0
IGCC | 100.97 | 143.38 | 234.79 | 27.09 | 4.28 | 0
DemandResponse | 0 | 0 | 0 | 0 | 0 | 0
IGCC-CCS | 0 | 0 | 0 | 0 | 0 | 0
WT_off | 0 | 0 | 0 | 0 | 0 | 0
PseudoUnit | 0 | 0 | 0 | 0 | 0 | 0
FixedInterchange | 0 | 0 | 0 | 0 | 0 | 0
Emission Cost by Reporting Type: EI_Canada
ReportingType | 2015 | 2020 | 2025 | 2030 | 2035 | 2040
BM | 0 | 0 | 0 | 0 | 0 | 0
CC | 55.28 | 12.76 | 1.88 | 1.43 | 5.08 | 11.32
CSP | 0 | 0 | 0 | 0 | 0 | 0
CT | 0.05 | 0 | 0 | 0 | 0 | 0
Coal | 81.05 | 14.68 | 0 | 0 | 0 | 0
Geo | 0 | 0 | 0 | 0 | 0 | 0
H | 0 | 0 | 0 | 0 | 0 | 0
LFG | 0 | 0 | 0 | 0 | 0 | 0
Nuc | 0 | 0 | 0 | 0 | 0 | 0
PS | 0 | 0 | 0 | 0 | 0 | 0
PV | 0 | 0 | 0 | 0 | 0 | 0
PeakG | 0.56 | 0.69 | 0 | 0 | 0 | 0
PeakO | 0 | 0 | 0 | 0 | 0 | 0
ST | 0 | 0 | 0 | 0 | 0 | 0
STOG | 0.01 | 0 | 0 | 0 | 0 | 0
STWD | 0 | 0 | 0 | 0 | 0 | 0
WT | 0 | 0 | 0 | 0 | 0 | 0
IGCC | 0 | 0 | 0 | 0 | 0 | 0
DemandResponse | 0 | 0 | 0 | 0 | 0 | 0
IGCC-CCS | 0 | 0 | 0 | 0 | 0 | 0
WT_off | 0 | 0 | 0 | 0 | 0 | 0
PseudoUnit | 0 | 0 | 0 | 0 | 0 | 0
FixedInterchange | 0 | 0 | 0 | 0 | 0 | 0
Emission Cost by Reporting Type: EI
ReportingType | 2015 | 2020 | 2025 | 2030 | 2035 | 2040
BM | 0 | 0 | 0 | 0 | 0 | 0
CC | 4114.43 | 7755.95 | 16974.14 | 39496.72 | 16774.55 | 15369.02
CSP | 0 | 0 | 0 | 0 | 0 | 0
CT | 4.16 | 7.32 | 15.77 | 26.5 | 0.65 | 6.7
Coal | 39136.01 | 36307.13 | 27949.86 | 3908.74 | 5598.95 | 7447.45
Geo | 0 | 0 | 0 | 0 | 0 | 0
H | 0 | 0 | 0 | 0 | 0 | 0
LFG | 0 | 0 | 0 | 0 | 0 | 0
Nuc | 0 | 0 | 0 | 0 | 0 | 0
PS | 0 | 0 | 0 | 0 | 0 | 0
PV | 0 | 0 | 0 | 0 | 0 | 0
PeakG | 26.92 | 52.65 | 133.56 | 261.2 | 181.13 | 364.67
PeakO | 0 | 0 | 0 | 0 | 0 | 0
ST | 0 | 0 | 0 | 0 | 0 | 0
STOG | 19.75 | 14.2 | 41.95 | 78.53 | 70.44 | 78.14
STWD | 0 | 0 | 0 | 0 | 0 | 0
WT | 0 | 0 | 0 | 0 | 0 | 0
IGCC | 100.97 | 143.38 | 234.79 | 27.09 | 4.28 | 0
DemandResponse | 0 | 0 | 0 | 0 | 0 | 0
IGCC-CCS | 0 | 0 | 0 | 0 | 0 | 0
WT_off | 0 | 0 | 0 | 0 | 0 | 0
PseudoUnit | 0 | 0 | 0 | 0 | 0 | 0
FixedInterchange | 0 | 0 | 0 | 0 | 0 | 0
Emission Cost by Reporting Type: Outside_EI
ReportingType | 2015 | 2020 | 2025 | 2030 | 2035 | 2040
BM | 0 | 0 | 0 | 0 | 0 | 0
CC | 3167.04 | 3831.68 | 7052.19 | 16533.06 | 9144.79 | 7823.52
CSP | 0 | 0 | 0 | 0 | 0 | 0
CT | 0 | 0 | 0.04 | 0.19 | 0 | 0
Coal | 11090.7 | 13216.46 | 11731.62 | 752.92 | 661.09 | 641.62
Geo | 0 | 0 | 0 | 0 | 0 | 0
H | 0 | 0 | 0 | 0 | 0 | 0
LFG | 0 | 0 | 0 | 0 | 0 | 0
Nuc | 0 | 0 | 0 | 0 | 0 | 0
PS | 0 | 0 | 0 | 0 | 0 | 0
PV | 0 | 0 | 0 | 0 | 0 | 0
PeakG | 0 | 0 | 0.03 | 0.08 | 0.24 | 7.6
PeakO | 0 | 0 | 0 | 0 | 0 | 0
ST | 0 | 0 | 0 | 0 | 0 | 0
STOG | 10.49 | 5.68 | 27.67 | 67.95 | 10.2 | 2.99
STWD | 0 | 0 | 0 | 0 | 0 | 0
WT | 0 | 0 | 0 | 0 | 0 | 0
IGCC | 0 | 0 | 0 | 0 | 0 | 0
DemandResponse | 0 | 0 | 0 | 0 | 0 | 0
IGCC-CCS | 0 | 0 | 0 | 0 | 0 | 0
WT_off | 0 | 0 | 0 | 0 | 0 | 0
PseudoUnit | 0 | 0 | 0 | 0 | 0 | 0
FixedInterchange | 0 | 0 | 0 | 0 | 0 | 0
#8 | Base VOM Costs ($million)
Base VOM Costs by Reporting Type: Entergy
ReportingType | 2015 | 2020 | 2025 | 2030 | 2035 | 2040
BM | 0 | 0 | 0 | 0 | 375.9 | 375.9
CC | 171.08 | 221.99 | 253.62 | 272.02 | 51.42 | 41.8
CSP | 0 | 0 | 0 | 0 | 0 | 0
CT | 0 | 0 | 0 | 0 | 0 | 0
Coal | 243.91 | 110.15 | 44 | 1.21 | 0.16 | 0
Geo | 0 | 0 | 0 | 0 | 0 | 0
H | 0 | 0 | 0.03 | 0.04 | 0.04 | 0.04
LFG | 0 | 0 | 0.01 | 0.01 | 0.01 | 0.01
Nuc | 100.26 | 100.26 | 100.26 | 100.26 | 95.65 | 112.52
PS | 0 | 0 | 0 | 0 | 0 | 0
PV | 0 | 0 | 0 | 0 | 0 | 0
PeakG | 0 | 0 | 0 | 0 | 0 | 0
PeakO | 0 | 0 | 0 | 0 | 0 | 0
ST | 0 | 0 | 0 | 0 | 0 | 0
STOG | 0.01 | 0 | 0 | 0 | 0 | 0
STWD | 0.09 | 1.53 | 3.43 | 3.43 | 3.43 | 2.66
WT | 0 | 0 | 0 | 0 | 0 | 0
IGCC | 0 | 0 | 0 | 0 | 0 | 0
DemandResponse | 0 | 0 | 0 | 0 | 0 | 0
IGCC-CCS | 0 | 0 | 0 | 0 | 0 | 0
WT_off | 0 | 0 | 0 | 0 | 0 | 0
PseudoUnit | 0 | 0 | 0 | 0 | 0 | 0
FixedInterchange | 0 | 0 | 0 | 0 | 0 | 0
Base VOM Costs by Reporting Type: FRCC
ReportingType | 2015 | 2020 | 2025 | 2030 | 2035 | 2040
BM | 0 | 0 | 0 | 0 | 74.69 | 49.25
CC | 399.69 | 400 | 375.92 | 338.07 | 109.64 | 67.79
CSP | 0 | 0 | 0 | 0 | 0 | 0
CT | 1.88 | 2.52 | 2.84 | 3.14 | 0 | 0
Coal | 249.44 | 249.41 | 87.45 | 43.55 | 43.55 | 40.6
Geo | 0 | 0 | 0 | 0 | 0 | 0
H | 0 | 0 | 0 | 0 | 0 | 0
LFG | 0.04 | 0.06 | 0.06 | 0.06 | 0.06 | 0.06
Nuc | 76.4 | 76.4 | 227.25 | 283.48 | 378 | 444.13
PS | 0 | 0 | 0 | 0 | 0 | 0
PV | 0 | 0 | 0 | 0 | 0 | 0
PeakG | 0.58 | 1.27 | 0.46 | 0.51 | 0.66 | 0.45
PeakO | 0 | 0 | 0 | 0 | 0 | 0
ST | 0 | 0 | 0 | 0 | 0 | 0
STOG | 0 | 0 | 0 | 0 | 0 | 0
STWD | 3.24 | 3.24 | 3.24 | 3.24 | 3.24 | 2
WT | 0 | 0 | 0 | 0 | 0 | 0
IGCC | 0 | 0 | 0 | 0 | 0 | 0
DemandResponse | 0 | 0 | 0 | 0 | 0 | 0
IGCC-CCS | 0 | 0 | 0 | 0 | 0 | 0
WT_off | 0 | 0 | 0 | 0 | 0 | 0
PseudoUnit | 0 | 0 | 0 | 0 | 0 | 0
FixedInterchange | 0 | 0 | 0 | 0 | 0 | 0
Base VOM Costs by Reporting Type: MAPP_US
ReportingType | 2015 | 2020 | 2025 | 2030 | 2035 | 2040
BM | 0 | 0 | 0 | 0 | 1.3 | 1.24
CC | 0.26 | 0.26 | 0.26 | 1.07 | 0.52 | 0.42
CSP | 0 | 0 | 0 | 0 | 0 | 0
CT | 0 | 0 | 0 | 0 | 0.02 | 0.31
Coal | 79.25 | 0.99 | 0 | 0 | 0 | 0
Geo | 0 | 0 | 0 | 0 | 0 | 0
H | 0 | 0 | 0 | 0 | 0 | 0
LFG | 0 | 0 | 0 | 0.01 | 0.01 | 0.01
Nuc | 0 | 0 | 0 | 0 | 0 | 0
PS | 0 | 0 | 0 | 0 | 0 | 0
PV | 0 | 0 | 0 | 0 | 0 | 0
PeakG | 0.41 | 0.39 | 0.75 | 0.76 | 0.56 | 0.56
PeakO | 0 | 0 | 0 | 0 | 0 | 0
ST | 0 | 0 | 0 | 0 | 0 | 0
STOG | 0 | 0 | 0 | 0 | 0 | 0
STWD | 0 | 0 | 0 | 0 | 0 | 0
WT | 0.07 | 0.49 | 0.49 | 0.51 | 0.46 | 0.51
IGCC | 0 | 0 | 0 | 0 | 0 | 0
DemandResponse | 0 | 0 | 0 | 0 | 0 | 0
IGCC-CCS | 0 | 0 | 0 | 0 | 0 | 0
WT_off | 0 | 0 | 0 | 0 | 0 | 0
PseudoUnit | 0 | 0 | 0 | 0 | 0 | 0
FixedInterchange | 0 | 0 | 0 | 0 | 0 | 0
Base VOM Costs by Reporting Type: MISO_IN
ReportingType | 2015 | 2020 | 2025 | 2030 | 2035 | 2040
BM | 0 | 0 | 0 | 4.57 | 229.25 | 229.25
CC | 2.74 | 131.2 | 317.39 | 320.3 | 47.81 | 34.98
CSP | 0 | 0 | 0 | 0 | 0 | 0
CT | 0 | 0 | 0 | 0 | 0 | 0
Coal | 322.27 | 307.08 | 196.44 | 87.27 | 85.48 | 83.21
Geo | 0 | 0 | 0 | 0 | 0 | 0
H | 0 | 0 | 0 | 0 | 0 | 0
LFG | 0 | 0 | 0.01 | 0.01 | 0.01 | 0.01
Nuc | 0 | 0 | 0 | 0 | 0 | 12.19
PS | 0 | 0 | 0 | 0 | 0 | 0
PV | 0 | 0 | 0 | 0 | 0 | 0
PeakG | 0 | 0 | 0 | 0 | 0 | 0
PeakO | 0 | 0 | 0 | 0 | 0 | 0
ST | 0 | 0 | 0 | 0 | 0 | 0
STOG | 0.07 | 0.02 | 0.02 | 0.01 | 0 | 0
STWD | 0 | 0 | 0 | 0 | 0 | 0
WT | 0.02 | 0.02 | 0.02 | 0.02 | 0.02 | 0.02
IGCC | 30.43 | 30.43 | 30.43 | 1.57 | 0.13 | 0
DemandResponse | 0 | 0 | 0 | 0 | 0 | 0
IGCC-CCS | 0 | 0 | 0 | 0 | 0 | 0
WT_off | 0 | 0 | 0 | 0 | 0 | 0
PseudoUnit | 0 | 0 | 0 | 0 | 0 | 0
FixedInterchange | 0 | 0 | 0 | 0 | 0 | 0
Base VOM Costs by Reporting Type: MISO_MI
ReportingType | 2015 | 2020 | 2025 | 2030 | 2035 | 2040
BM | 0 | 0 | 0 | 0 | 152.94 | 152.94
CC | 10.02 | 7.18 | 10.5 | 15.03 | 1.12 | 0.67
CSP | 0 | 0 | 0 | 0 | 0 | 0
CT | 0 | 0 | 0 | 0 | 0 | 0
Coal | 196.66 | 48.37 | 26.23 | 18.13 | 18.13 | 18.13
Geo | 0 | 0 | 0 | 0 | 0 | 0
H | 0 | 0 | 0 | 0 | 0 | 0
LFG | 0.01 | 0.01 | 0.03 | 0.03 | 0.03 | 0.03
Nuc | 34.93 | 34.93 | 34.93 | 118.7 | 104.31 | 104.57
PS | 0 | 0 | 0 | 0 | 0 | 0
PV | 0 | 0 | 0 | 0 | 0 | 0
PeakG | 0.03 | 0 | 0 | 0 | 0 | 0
PeakO | 0 | 0 | 0 | 0 | 0 | 0
ST | 0 | 0 | 0 | 0 | 0 | 0
STOG | 0.67 | 0.06 | 0.06 | 0.02 | 0 | 0
STWD | 2.71 | 2.71 | 2.71 | 2.71 | 2.71 | 2.71
WT | 0.06 | 0.06 | 0.06 | 0.06 | 0.06 | 0.06
IGCC | 0 | 0 | 0 | 0 | 0 | 0
DemandResponse | 0 | 0 | 0 | 0 | 0 | 0
IGCC-CCS | 0 | 0 | 0 | 0 | 0 | 0
WT_off | 0 | 0 | 0 | 0 | 0 | 0
PseudoUnit | 0 | 0 | 0 | 0 | 0 | 0
FixedInterchange | 0 | 0 | 0 | 0 | 0 | 0
Base VOM Costs by Reporting Type: MISO_MO-IL
ReportingType | 2015 | 2020 | 2025 | 2030 | 2035 | 2040
BM | 0 | 0 | 0 | 0 | 95.09 | 95.09
CC | 1.9 | 1.78 | 2.54 | 2.8 | 1.27 | 0.81
CSP | 0 | 0 | 0 | 0 | 0 | 0
CT | 0 | 0 | 0 | 0 | 0 | 0
Coal | 339.14 | 165.45 | 112.74 | 23.46 | 20.38 | 19.57
Geo | 0 | 0 | 0 | 0 | 0 | 0
H | 0 | 0.02 | 0.02 | 0.02 | 0.02 | 0.02
LFG | 0 | 0 | 0.02 | 0.02 | 0.02 | 0.02
Nuc | 41.29 | 41.29 | 41.29 | 41.29 | 41.29 | 41.29
PS | 0 | 0 | 0 | 0 | 0 | 0
PV | 0 | 0 | 0 | 0 | 0 | 0
PeakG | 1.29 | 2.45 | 1.03 | 1.02 | 0.44 | 0.96
PeakO | 0 | 0 | 0 | 0 | 0 | 0
ST | 0 | 0 | 0 | 0 | 0 | 0
STOG | 0.01 | 0 | 0 | 0 | 0 | 0
STWD | 0 | 0 | 0 | 0 | 0 | 0
WT | 0.02 | 0.21 | 0.21 | 0.21 | 0.21 | 0.21
IGCC | 0 | 0 | 0 | 0 | 0 | 0
DemandResponse | 0 | 0 | 0 | 0 | 0 | 0
IGCC-CCS | 0 | 0 | 0 | 0 | 0 | 0
WT_off | 0 | 0 | 0 | 0 | 0 | 0
PseudoUnit | 0 | 0 | 0 | 0 | 0 | 0
FixedInterchange | 0 | 0 | 0 | 0 | 0 | 0
Base VOM Costs by Reporting Type: MISO_W
ReportingType | 2015 | 2020 | 2025 | 2030 | 2035 | 2040
BM | 0 | 0 | 0 | 0 | 0 | 0
CC | 6.59 | 4.56 | 5.34 | 7.5 | 4.02 | 4.13
CSP | 0 | 0 | 0 | 0 | 0 | 0
CT | 0 | 0 | 0 | 0 | 0 | 0
Coal | 304.5 | 129.57 | 48.09 | 22.03 | 16.68 | 15.88
Geo | 0 | 0 | 0 | 0 | 0 | 0
H | 0 | 0 | 0 | 0 | 0 | 0
LFG | 0.02 | 0.02 | 0.02 | 0.02 | 0.02 | 0.02
Nuc | 43.67 | 43.67 | 43.67 | 43.67 | 0 | 0
PS | 0 | 0 | 0 | 0 | 0 | 0
PV | 0 | 0 | 0 | 0 | 0 | 0
PeakG | 2.11 | 0.18 | 0.18 | 0.18 | 0.13 | 1.99
PeakO | 0 | 0 | 0 | 0 | 0 | 0
ST | 0 | 0 | 0 | 0 | 0 | 0
STOG | 0 | 0 | 0 | 0 | 0 | 0
STWD | 0.37 | 0.76 | 4.27 | 5.21 | 5.21 | 3.79
WT | 0.32 | 1.4 | 1.66 | 1.66 | 1.65 | 1.67
IGCC | 0 | 0 | 0 | 0 | 0 | 0
DemandResponse | 0 | 0 | 0 | 0 | 0 | 0
IGCC-CCS | 0 | 0 | 0 | 0 | 0 | 0
WT_off | 0 | 0 | 0 | 0 | 0 | 0
PseudoUnit | 0 | 0 | 0 | 0 | 0 | 0
FixedInterchange | 0 | 0 | 0 | 0 | 0 | 0
Base VOM Costs by Reporting Type: MISO_WUMS
ReportingType | 2015 | 2020 | 2025 | 2030 | 2035 | 2040
BM | 0 | 0 | 0 | 7.66 | 119.42 | 119.42
CC | 12.43 | 76.81 | 158.32 | 159.2 | 65.28 | 29.65
CSP | 0 | 0 | 0 | 0 | 0 | 0
CT | 0 | 0 | 0 | 0 | 0 | 0
Coal | 133.15 | 120.32 | 23.29 | 13.44 | 13.8 | 11.5
Geo | 0 | 0 | 0 | 0 | 0 | 0
H | 0 | 0 | 0 | 0 | 0 | 0
LFG | 0.01 | 0.01 | 0.03 | 0.03 | 0.03 | 0.03
Nuc | 33.6 | 33.6 | 33.6 | 33.6 | 0 | 46.77
PS | 0 | 0 | 0 | 0 | 0 | 0
PV | 0 | 0 | 0 | 0 | 0 | 0
PeakG | 0 | 0 | 0 | 0 | 0 | 0
PeakO | 0 | 0 | 0 | 0 | 0 | 0
ST | 0 | 0 | 0 | 0 | 0 | 0
STOG | 0 | 0 | 0 | 0 | 0 | 0
STWD | 0.89 | 0.4 | 0.89 | 1.75 | 1.75 | 1.36
WT | 0.05 | 0.05 | 0.05 | 0.05 | 0.05 | 0.05
IGCC | 0 | 0 | 0 | 0 | 0 | 0
DemandResponse | 0 | 0 | 0 | 0 | 0 | 0
IGCC-CCS | 0 | 0 | 0 | 0 | 0 | 0
WT_off | 0 | 0 | 0 | 0 | 0 | 0
PseudoUnit | 0 | 0 | 0 | 0 | 0 | 0
FixedInterchange | 0 | 0 | 0 | 0 | 0 | 0
Base VOM Costs by Reporting Type: Nebraska
ReportingType | 2015 | 2020 | 2025 | 2030 | 2035 | 2040
BM | 0 | 0 | 0 | 0 | 82.65 | 75.49
CC | 0.55 | 3.44 | 8.15 | 6.58 | 2.6 | 2.64
CSP | 0 | 0 | 0 | 0 | 0 | 0
CT | 0 | 0 | 0 | 0 | 0 | 0
Coal | 117.38 | 71.16 | 45.56 | 13.5 | 11.82 | 11.09
Geo | 0 | 0 | 0 | 0 | 0 | 0
H | 0 | 0 | 0 | 0 | 0 | 0
LFG | 0 | 0 | 0 | 0.01 | 0.01 | 0.01
Nuc | 23.15 | 23.15 | 23.15 | 23.15 | 0 | 0
PS | 0 | 0 | 0 | 0 | 0 | 0
PV | 0 | 0 | 0 | 0 | 0 | 0
PeakG | 0.02 | 0 | 0 | 0 | 0 | 0
PeakO | 0 | 0 | 0 | 0 | 0 | 0
ST | 0 | 0 | 0 | 0 | 0 | 0
STOG | 0 | 0 | 0 | 0 | 0 | 0
STWD | 0 | 0 | 0 | 0 | 0 | 0
WT | 0.01 | 0.01 | 0.01 | 0.01 | 0.01 | 0.01
IGCC | 0 | 0 | 0 | 0 | 0 | 0
DemandResponse | 0 | 0 | 0 | 0 | 0 | 0
IGCC-CCS | 0 | 0 | 0 | 0 | 0 | 0
WT_off | 0 | 0 | 0 | 0 | 0 | 0
PseudoUnit | 0 | 0 | 0 | 0 | 0 | 0
FixedInterchange | 0 | 0 | 0 | 0 | 0 | 0
Base VOM Costs by Reporting Type: NEISO
ReportingType | 2015 | 2020 | 2025 | 2030 | 2035 | 2040
BM | 9.41 | 9.41 | 9.41 | 9.41 | 4.27 | 4.27
CC | 72.24 | 58.17 | 41.21 | 25.56 | 17.13 | 12.06
CSP | 0 | 0 | 0 | 0 | 0 | 0
CT | 0 | 0 | 0 | 0 | 0 | 0
Coal | 55.02 | 15.44 | 0 | 0 | 0 | 0
Geo | 0 | 0 | 0 | 0 | 0 | 0
H | 0 | 0 | 0 | 0 | 0 | 0
LFG | 0.05 | 0.05 | 0.05 | 0.06 | 0.06 | 0.06
Nuc | 85.9 | 85.9 | 85.9 | 85.9 | 62.06 | 45.84
PS | 0 | 0 | 0 | 0 | 0 | 0
PV | 0 | 0.01 | 0.01 | 0.01 | 0.01 | 0.01
PeakG | 0.25 | 0.19 | 0.2 | 0 | 0.06 | 0.06
PeakO | 0 | 0 | 0 | 0 | 0 | 0
ST | 0 | 0 | 0 | 0 | 0 | 0
STOG | 0 | 0 | 0 | 0 | 0 | 0
STWD | 10.15 | 3.4 | 4.42 | 7.49 | 4.79 | 4.79
WT | 0.01 | 0.17 | 0.17 | 0.22 | 0.43 | 0.46
IGCC | 0 | 0 | 0 | 0 | 0 | 0
DemandResponse | 0 | 0 | 0 | 0 | 0 | 0
IGCC-CCS | 0 | 0 | 0 | 0 | 0 | 0
WT_off | 0.02 | 0.02 | 0.02 | 0.02 | 0.02 | 0.02
PseudoUnit | 0 | 0 | 0 | 0 | 0 | 0
FixedInterchange | 0 | 0 | 0 | 0 | 0 | 0
Base VOM Costs by Reporting Type: NonRTO_Midwest
ReportingType | 2015 | 2020 | 2025 | 2030 | 2035 | 2040
BM | 0 | 0 | 0 | 174.94 | 229.25 | 229.25
CC | 4.84 | 11.74 | 23.46 | 23.46 | 2.48 | 1.31
CSP | 0 | 0 | 0 | 0 | 0 | 0
CT | 0 | 0 | 0 | 0 | 0 | 0
Coal | 234.28 | 243.59 | 209.24 | 39.36 | 39.36 | 35.9
Geo | 0 | 0 | 0 | 0 | 0 | 0
H | 0 | 0 | 0.04 | 0.04 | 0.04 | 0.04
LFG | 0 | 0 | 0.01 | 0.01 | 0.01 | 0.01
Nuc | 0 | 0 | 0 | 0.17 | 0.17 | 15.43
PS | 0 | 0 | 0 | 0 | 0 | 0
PV | 0 | 0 | 0 | 0 | 0 | 0
PeakG | 1.26 | 0.42 | 2.04 | 1.13 | 0 | 0.03
PeakO | 0 | 0 | 0 | 0 | 0 | 0
ST | 0 | 0 | 0 | 0 | 0 | 0
STOG | 0 | 0 | 0 | 0 | 0 | 0
STWD | 0 | 0 | 0 | 0 | 0 | 0
WT | 0 | 0 | 0 | 0 | 0 | 0
IGCC | 0 | 0 | 0 | 0 | 0 | 0
DemandResponse | 0 | 0 | 0 | 0 | 0 | 0
IGCC-CCS | 0 | 0 | 0 | 0 | 0 | 0
WT_off | 0 | 0 | 0 | 0 | 0 | 0
PseudoUnit | 0 | 0 | 0 | 0 | 0 | 0
FixedInterchange | 0 | 0 | 0 | 0 | 0 | 0
Base VOM Costs by Reporting Type: NYISO_A-F
ReportingType | 2015 | 2020 | 2025 | 2030 | 2035 | 2040
BM | 0 | 0 | 0 | 0 | 0 | 0
CC | 16.5 | 17.26 | 8.27 | 6.69 | 2.42 | 0.46
CSP | 0 | 0 | 0 | 0 | 0 | 0
CT | 0 | 0 | 0 | 0 | 0 | 0
Coal | 30.06 | 19.29 | 0 | 0 | 0 | 0
Geo | 0 | 0 | 0 | 0 | 0 | 0
H | 0 | 0 | 0 | 0 | 0 | 0
LFG | 0.02 | 0.02 | 0.02 | 0.02 | 0.02 | 0.02
Nuc | 62.23 | 62.23 | 62.23 | 50.74 | 40 | 24.24
PS | 0 | 0 | 0 | 0 | 0 | 0
PV | 0 | 0 | 0 | 0 | 0 | 0
PeakG | 0.02 | 0 | 0 | 0 | 0 | 0
PeakO | 0 | 0 | 0 | 0 | 0 | 0
ST | 0 | 0 | 0 | 0 | 0 | 0
STOG | 0 | 0 | 0 | 0 | 0 | 0
STWD | 0.04 | 0.1 | 0.2 | 0.67 | 0.67 | 0.71
WT | 0.11 | 0.13 | 0.26 | 0.4 | 0.4 | 0.4
IGCC | 0 | 0 | 0 | 0 | 0 | 0
DemandResponse | 0 | 0 | 0 | 0 | 0 | 0
IGCC-CCS | 0 | 0 | 0 | 0 | 0 | 0
WT_off | 0 | 0 | 0 | 0 | 0 | 0
PseudoUnit | 0 | 0 | 0 | 0 | 0 | 0
FixedInterchange | 0 | 0 | 0 | 0 | 0 | 0
Base VOM Costs by Reporting Type: NYISO_G-I
ReportingType | 2015 | 2020 | 2025 | 2030 | 2035 | 2040
BM | 0 | 0 | 0 | 0 | 27.19 | 23.47
CC | 3.18 | 3.27 | 1.97 | 2.91 | 1.73 | 1.08
CSP | 0 | 0 | 0 | 0 | 0 | 0
CT | 0 | 0 | 0 | 0 | 0 | 0
Coal | 6.67 | 0 | 0 | 0 | 0 | 0
Geo | 0 | 0 | 0 | 0 | 0 | 0
H | 0 | 0 | 0 | 0 | 0 | 0
LFG | 0.01 | 0.01 | 0.01 | 0.01 | 0.01 | 0.01
Nuc | 37.82 | 37.82 | 37.82 | 37.82 | 18.96 | 35.61
PS | 0 | 0 | 0 | 0 | 0 | 0
PV | 0 | 0 | 0 | 0 | 0 | 0
PeakG | 0 | 0 | 0 | 0 | 0 | 0
PeakO | 0 | 0 | 0 | 0 | 0 | 0
ST | 0 | 0 | 0 | 0 | 0 | 0
STOG | 0 | 0 | 0 | 0 | 0 | 0
STWD | 0 | 0 | 0 | 0 | 0 | 0
WT | 0 | 0 | 0.01 | 0.01 | 0.01 | 0.01
IGCC | 0 | 0 | 0 | 0 | 0 | 0
DemandResponse | 0 | 0 | 0 | 0 | 0 | 0
IGCC-CCS | 0 | 0 | 0 | 0 | 0 | 0
WT_off | 0 | 0 | 0 | 0 | 0 | 0
PseudoUnit | 0 | 0 | 0 | 0 | 0 | 0
FixedInterchange | 0 | 0 | 0 | 0 | 0 | 0
Base VOM Costs by Reporting Type: NYISO_J-K
ReportingType | 2015 | 2020 | 2025 | 2030 | 2035 | 2040
BM | 0 | 0 | 0 | 0 | 0 | 0
CC | 43.52 | 42.9 | 40.55 | 40.74 | 33.27 | 26.88
CSP | 0 | 0 | 0 | 0 | 0 | 0
CT | 0 | 0 | 0 | 0 | 0 | 0
Coal | 0 | 0 | 0 | 0 | 0 | 0
Geo | 0 | 0 | 0 | 0 | 0 | 0
H | 0 | 0 | 0 | 0 | 0 | 0
LFG | 0.01 | 0.01 | 0.01 | 0.02 | 0.02 | 0.02
Nuc | 0 | 0 | 0 | 0 | 0 | 0
PS | 0 | 0 | 0 | 0 | 0 | 0
PV | 0 | 0 | 0 | 0 | 0 | 0
PeakG | 0.61 | 0.72 | 0.85 | 3.46 | 1.95 | 2.19
PeakO | 0 | 0 | 0 | 0 | 0 | 0
ST | 0 | 0 | 0 | 0 | 0 | 0
STOG | 0.85 | 1.16 | 1.47 | 0.82 | 0.67 | 0.48
STWD | 0 | 0 | 0 | 0 | 0 | 0
WT | 0 | 0 | 0 | 0.01 | 0.01 | 0.01
IGCC | 0 | 0 | 0 | 0 | 0 | 0
DemandResponse | 0 | 0 | 0 | 0 | 0 | 0
IGCC-CCS | 0 | 0 | 0 | 0 | 0 | 0
WT_off | 0 | 0 | 0 | 0 | 0 | 0
PseudoUnit | 0 | 0 | 0 | 0 | 0 | 0
FixedInterchange | 0 | 0 | 0 | 0 | 0 | 0
Base VOM Costs by Reporting Type: PJM_E
ReportingType | 2015 | 2020 | 2025 | 2030 | 2035 | 2040
BM | 0.31 | 1.12 | 1.12 | 1.12 | 1.12 | 1.12
CC | 57.53 | 81.97 | 133.5 | 164.94 | 62.72 | 36.83
CSP | 0 | 0 | 0 | 0 | 0 | 0
CT | 0 | 0.03 | 0.05 | 0.05 | 0.03 | 0
Coal | 9.07 | 12.69 | 1.42 | 2.75 | 4.11 | 2.46
Geo | 0 | 0 | 0 | 0 | 0 | 0
H | 0 | 0 | 0 | 0 | 0 | 0
LFG | 0.04 | 0.05 | 0.05 | 0.05 | 0.05 | 0.05
Nuc | 157.37 | 146 | 146 | 146 | 104.88 | 83.17
PS | 0 | 0 | 0 | 0 | 0 | 0
PV | 0 | 0 | 0 | 0 | 0 | 0
PeakG | 2.1 | 2.1 | 4 | 4 | 2.1 | 2.1
PeakO | 0 | 0 | 0 | 0 | 0 | 0
ST | 0 | 0 | 0 | 0 | 0 | 0
STOG | 0 | 0 | 0 | 0 | 0 | 0
STWD | 0 | 0 | 0 | 0 | 0 | 0
WT | 0.02 | 0.02 | 0.02 | 0.02 | 0.02 | 0.02
IGCC | 0 | 0 | 0 | 0 | 0 | 0
DemandResponse | 0 | 0 | 0 | 0 | 0 | 0
IGCC-CCS | 0 | 0 | 0 | 0 | 0 | 0
WT_off | 0 | 0 | 0.04 | 0.04 | 0.37 | 0.37
PseudoUnit | 0 | 0 | 0 | 0 | 0 | 0
FixedInterchange | 0 | 0 | 0 | 0 | 0 | 0
Base VOM Costs by Reporting Type: PJM_ROM
ReportingType | 2015 | 2020 | 2025 | 2030 | 2035 | 2040
BM | 0.19 | 0.67 | 0.67 | 0.67 | 87.97 | 87.97
CC | 27.71 | 36.53 | 60.24 | 70.53 | 26.9 | 2.37
CSP | 0 | 0 | 0 | 0 | 0 | 0
CT | 0 | 0.02 | 0.03 | 0.03 | 0 | 0
Coal | 265.23 | 280.8 | 68.04 | 42.21 | 41.53 | 39.43
Geo | 0 | 0 | 0 | 0 | 0 | 0
H | 0 | 0.03 | 0.03 | 0.03 | 0.03 | 0.03
LFG | 0.03 | 0.05 | 0.05 | 0.05 | 0.05 | 0.05
Nuc | 93.13 | 93.13 | 93.13 | 93.13 | 61.1 | 164.41
PS | 0 | 0 | 0 | 0 | 0 | 0
PV | 0 | 0.03 | 0.04 | 0.04 | 0.04 | 0.04
PeakG | 0 | 0.12 | 0.12 | 0.12 | 0.4 | 0.73
PeakO | 0 | 0 | 0 | 0 | 0 | 0
ST | 0 | 0 | 0 | 0 | 0 | 0
STOG | 0 | 0 | 0 | 0 | 0 | 0
STWD | 0.21 | 1.16 | 1.16 | 1.16 | 1.16 | 1.16
WT | 0.03 | 0.05 | 0.05 | 0.19 | 0.19 | 0.19
IGCC | 0 | 0 | 0 | 0 | 0 | 0
DemandResponse | 0 | 0 | 0 | 0 | 0 | 0
IGCC-CCS | 0 | 0 | 0 | 0 | 0 | 0
WT_off | 0 | 0 | 0 | 0 | 0 | 0
PseudoUnit | 0 | 0 | 0 | 0 | 0 | 0
FixedInterchange | 0 | 0 | 0 | 0 | 0 | 0
Base VOM Costs by Reporting Type: PJM_ROR
ReportingType | 2015 | 2020 | 2025 | 2030 | 2035 | 2040
BM | 4.03 | 14.36 | 14.36 | 14.36 | 393.86 | 393.86
CC | 76.11 | 123.06 | 164 | 178 | 37.9 | 18.49
CSP | 0 | 0 | 0 | 0 | 0 | 0
CT | 0.03 | 0.03 | 0.06 | 0.06 | 0 | 0
Coal | 1368.42 | 1073.26 | 669.34 | 295.23 | 289.24 | 288.04
Geo | 0 | 0 | 0 | 0 | 0 | 0
H | 0 | 0.03 | 0.03 | 0.03 | 0.03 | 0.03
LFG | 0.05 | 0.09 | 0.09 | 0.09 | 0.09 | 0.09
Nuc | 370.54 | 370.54 | 370.54 | 444.01 | 457.43 | 448.22
PS | 0 | 0 | 0 | 0 | 0 | 0
PV | 0 | 0.01 | 0.01 | 0.01 | 0.01 | 0.01
PeakG | 3.94 | 9.2 | 12.61 | 11.36 | 2.86 | 3.24
PeakO | 0 | 0 | 0 | 0 | 0 | 0
ST | 0 | 0 | 0 | 0 | 0 | 0
STOG | 0 | 0 | 0 | 0 | 0 | 0
STWD | 0.22 | 3.23 | 3.23 | 3.23 | 3.23 | 3.23
WT | 0.31 | 0.41 | 1.44 | 1.44 | 1.44 | 1.44
IGCC | 0 | 0 | 0 | 0 | 0 | 0
DemandResponse | 0 | 0 | 0 | 0 | 0 | 0
IGCC-CCS | 0 | 0 | 0 | 0 | 0 | 0
WT_off | 0 | 0 | 0 | 0 | 0 | 0
PseudoUnit | 0 | 0 | 0 | 0 | 0 | 0
FixedInterchange | 0 | 0 | 0 | 0 | 0 | 0
Base VOM Costs by Reporting Type: SOCO
ReportingType | 2015 | 2020 | 2025 | 2030 | 2035 | 2040
BM | 1.43 | 2.05 | 2.05 | 122.35 | 244.58 | 244.58
CC | 175.94 | 302.7 | 335.55 | 332.14 | 54.31 | 13.82
CSP | 0 | 0 | 0 | 0 | 0 | 0
CT | 0 | 0 | 0 | 0 | 0 | 0
Coal | 545.27 | 461.44 | 235.43 | 101.51 | 101.51 | 89.98
Geo | 0 | 0 | 0 | 0 | 0 | 0
H | 0 | 0 | 0 | 0 | 0 | 0
LFG | 0 | 0 | 0.01 | 0.01 | 0.01 | 0.01
Nuc | 108.01 | 143 | 202.42 | 202.42 | 349.75 | 392.95
PS | 0 | 0 | 0 | 0 | 0 | 0
PV | 0 | 0 | 0 | 0 | 0 | 0.04
PeakG | 0.1 | 0.37 | 4.41 | 1.48 | 0.37 | 0.51
PeakO | 0 | 0 | 0 | 0 | 0 | 0
ST | 0 | 0 | 0 | 0 | 0 | 0
STOG | 0 | 0 | 0 | 0 | 0 | 0
STWD | 0.3 | 7.6 | 11.11 | 11.11 | 11.11 | 8.01
WT | 0 | 0 | 0 | 0 | 0 | 0
IGCC | 0 | 0 | 0 | 0 | 0 | 0
DemandResponse | 0 | 0 | 0 | 0 | 0 | 0
IGCC-CCS | 0 | 0 | 0 | 0 | 0 | 0
WT_off | 0 | 0 | 0 | 0 | 0 | 0
PseudoUnit | 0 | 0 | 0 | 0 | 0 | 0
FixedInterchange | 0 | 0 | 0 | 0 | 0 | 0
Base VOM Costs by Reporting Type: SPP_N
ReportingType | 2015 | 2020 | 2025 | 2030 | 2035 | 2040
BM | 0 | 0 | 0 | 55.78 | 235.1 | 213.35
CC | 3.56 | 33.04 | 71.12 | 74.56 | 21.79 | 20.12
CSP | 0 | 0 | 0 | 0 | 0 | 0
CT | 0 | 0 | 0 | 0 | 0 | 0
Coal | 236.28 | 182.65 | 79.2 | 27.5 | 24.9 | 20.47
Geo | 0 | 0 | 0 | 0 | 0 | 0
H | 0 | 0 | 0 | 0 | 0 | 0
LFG | 0 | 0 | 0 | 0.01 | 0.01 | 0.01
Nuc | 21.45 | 21.45 | 21.45 | 21.45 | 21.45 | 21.45
PS | 0 | 0 | 0 | 0 | 0 | 0
PV | 0 | 0 | 0 | 0 | 0 | 0
PeakG | 0.45 | 0 | 0 | 0 | 0 | 0
PeakO | 0 | 0 | 0 | 0 | 0 | 0
ST | 0 | 0 | 0 | 0 | 0 | 0
STOG | 0.15 | 0 | 0.1 | 0 | 0 | 0
STWD | 0 | 0 | 0 | 0 | 0 | 0
WT | 0.05 | 0.48 | 0.48 | 0.48 | 0.48 | 0.51
IGCC | 0 | 0 | 0 | 0 | 0 | 0
DemandResponse | 0 | 0 | 0 | 0 | 0 | 0
IGCC-CCS | 0 | 0 | 0 | 0 | 0 | 0
WT_off | 0 | 0 | 0 | 0 | 0 | 0
PseudoUnit | 0 | 0 | 0 | 0 | 0 | 0
FixedInterchange | 0 | 0 | 0 | 0 | 0 | 0
Base VOM Costs by Reporting Type: SPP_S
ReportingType | 2015 | 2020 | 2025 | 2030 | 2035 | 2040
BM | 0 | 0 | 0 | 0 | 164.1 | 138.46
CC | 52.92 | 33.02 | 119.42 | 149.15 | 47.33 | 45.16
CSP | 0 | 0 | 0 | 0 | 0 | 0
CT | 0 | 0 | 0 | 0 | 0 | 0
Coal | 391.36 | 185.16 | 51.48 | 3.82 | 0 | 0
Geo | 0 | 0 | 0 | 0 | 0 | 0
H | 0 | 0 | 0 | 0 | 0 | 0
LFG | 0 | 0 | 0 | 0.01 | 0.01 | 0.01
Nuc | 0 | 0 | 0 | 0 | 0 | 7.79
PS | 0 | 0 | 0 | 0 | 0 | 0
PV | 0 | 0 | 0 | 0 | 0 | 0
PeakG | 0 | 0 | 0 | 0 | 0 | 0
PeakO | 0 | 0 | 0 | 0 | 0 | 0
ST | 0 | 0 | 0 | 0 | 0 | 0
STOG | 1.26 | 0.35 | 1.21 | 1.55 | 0.5 | 0.42
STWD | 0.86 | 0.08 | 0.63 | 1.4 | 1.09 | 0.7
WT | 0.11 | 1.2 | 1.2 | 1.19 | 1.19 | 1.2
IGCC | 0 | 0 | 0 | 0 | 0 | 0
DemandResponse | 0 | 0 | 0 | 0 | 0 | 0
IGCC-CCS | 0 | 0 | 0 | 0 | 0 | 0
WT_off | 0 | 0 | 0 | 0 | 0 | 0
PseudoUnit | 0 | 0 | 0 | 0 | 0 | 0
FixedInterchange | 0 | 0 | 0 | 0 | 0 | 0
Base VOM Costs by Reporting Type: TVA
ReportingType | 2015 | 2020 | 2025 | 2030 | 2035 | 2040
BM | 0 | 0 | 0 | 134.09 | 275.88 | 275.88
CC | 30.44 | 119.52 | 152.58 | 160.25 | 17.28 | 7.38
CSP | 0 | 0 | 0 | 0 | 0 | 0
CT | 0 | 0 | 0 | 0 | 0 | 0
Coal | 269.9 | 215.14 | 139.31 | 13.35 | 13.35 | 13.35
Geo | 0 | 0 | 0 | 0 | 0 | 0
H | 0 | 0 | 0 | 0 | 0 | 0
LFG | 0 | 0 | 0.01 | 0.01 | 0.01 | 0.01
Nuc | 152.12 | 152.12 | 152.12 | 152.12 | 196.83 | 187.11
PS | 0 | 0 | 0 | 0 | 0 | 0
PV | 0 | 0 | 0 | 0 | 0 | 0.04
PeakG | 0 | 0 | 0 | 0 | 0 | 0
PeakO | 0 | 0 | 0 | 0 | 0 | 0
ST | 0 | 0 | 0 | 0 | 0 | 0
STOG | 0 | 0 | 0 | 0 | 0 | 0
STWD | 0.01 | 0.04 | 0.08 | 0.08 | 0.08 | 0.08
WT | 0 | 0 | 0 | 0 | 0 | 0
IGCC | 0 | 0 | 0 | 0 | 0 | 0
DemandResponse | 0 | 0 | 0 | 0 | 0 | 0
IGCC-CCS | 0 | 0 | 0 | 0 | 0 | 0
WT_off | 0 | 0 | 0 | 0 | 0 | 0
PseudoUnit | 0 | 0 | 0 | 0 | 0 | 0
FixedInterchange | 0 | 0 | 0 | 0 | 0 | 0
Base VOM Costs by Reporting Type: TVA_Transmission
ReportingType | 2015 | 2020 | 2025 | 2030 | 2035 | 2040
BM | 0 | 0 | 0 | 0 | 0 | 0
CC | 0 | 0 | 0 | 0 | 0 | 0
CSP | 0 | 0 | 0 | 0 | 0 | 0
CT | 0 | 0 | 0 | 0 | 0 | 0
Coal | 0 | 0 | 0 | 0 | 0 | 0
Geo | 0 | 0 | 0 | 0 | 0 | 0
H | 0 | 0 | 0 | 0 | 0 | 0
LFG | 0 | 0 | 0 | 0 | 0 | 0
Nuc | 0 | 0 | 0 | 0 | 0 | 0
PS | 0 | 0 | 0 | 0 | 0 | 0
PV | 0 | 0 | 0 | 0 | 0 | 0
PeakG | 0 | 0 | 0 | 0 | 0 | 0
PeakO | 0 | 0 | 0 | 0 | 0 | 0
ST | 0 | 0 | 0 | 0 | 0 | 0
STOG | 0 | 0 | 0 | 0 | 0 | 0
STWD | 0 | 0 | 0 | 0 | 0 | 0
WT | 0 | 0 | 0 | 0 | 0 | 0
IGCC | 0 | 0 | 0 | 0 | 0 | 0
DemandResponse | 0 | 0 | 0 | 0 | 0 | 0
IGCC-CCS | 0 | 0 | 0 | 0 | 0 | 0
WT_off | 0 | 0 | 0 | 0 | 0 | 0
PseudoUnit | 0 | 0 | 0 | 0 | 0 | 0
FixedInterchange | 0 | 0 | 0 | 0 | 0 | 0
Base VOM Costs by Reporting Type: VACAR
ReportingType | 2015 | 2020 | 2025 | 2030 | 2035 | 2040
BM | 0.03 | 6.38 | 26.48 | 260.66 | 260.66 | 247.02
CC | 105.64 | 160.75 | 239.38 | 233.76 | 30.14 | 34.16
CSP | 0 | 0 | 0 | 0 | 0 | 0
CT | 0.73 | 0.73 | 1.39 | 0 | 0 | 0
Coal | 435.78 | 371.06 | 155.92 | 18.83 | 17.56 | 13.99
Geo | 0 | 0 | 0 | 0 | 0 | 0
H | 0 | 0 | 0 | 0 | 0 | 0
LFG | 0.01 | 0.01 | 0.01 | 0.01 | 0.01 | 0.01
Nuc | 211.36 | 248.42 | 276.69 | 276.69 | 216.63 | 182.27
PS | 0 | 0 | 0 | 0 | 0 | 0
PV | 0 | 0 | 0 | 0 | 0 | 0.03
PeakG | 0.69 | 1.7 | 3.27 | 2.48 | 0.54 | 1.3
PeakO | 0 | 0 | 0 | 0 | 0 | 0
ST | 0 | 0 | 0 | 0 | 0 | 0
STOG | 0 | 0 | 0 | 0 | 0 | 0
STWD | 4.67 | 4.67 | 4.67 | 4.67 | 4.67 | 3.64
WT | 0 | 0.08 | 0.08 | 0.08 | 0.08 | 0.08
IGCC | 0 | 0 | 0 | 0 | 0 | 0
DemandResponse | 0 | 0 | 0 | 0 | 0 | 0
IGCC-CCS | 0 | 0 | 0 | 0 | 0 | 0
WT_off | 0 | 0 | 0 | 0.3 | 1.28 | 1.42
PseudoUnit | 0 | 0 | 0 | 0 | 0 | 0
FixedInterchange | 0 | 0 | 0 | 0 | 0 | 0
Base VOM Costs by Reporting Type: IESO
ReportingType | 2015 | 2020 | 2025 | 2030 | 2035 | 2040
BM | 0.17 | 0.05 | 0.04 | 0.32 | 0.17 | 0.62
CC | 3.16 | 0.6 | 0.32 | 0.11 | 0.21 | 0.32
CSP | 0 | 0 | 0 | 0 | 0 | 0
CT | 0.03 | 0 | 0 | 0 | 0 | 0
Coal | 0 | 0 | 0 | 0 | 0 | 0
Geo | 0 | 0 | 0 | 0 | 0 | 0
H | 0 | 0 | 0 | 0 | 0 | 0.02
LFG | 0.01 | 0.01 | 0.01 | 0.01 | 0.01 | 0.01
Nuc | 240.73 | 238.61 | 235.86 | 240.73 | 221.68 | 193.2
PS | 0 | 0 | 0 | 0 | 0 | 0
PV | 0 | 0 | 0 | 0 | 0 | 0
PeakG | 0 | 0 | 0 | 0 | 0 | 0
PeakO | 0 | 0 | 0 | 0 | 0 | 0
ST | 0 | 0 | 0 | 0 | 0 | 0
STOG | 0 | 0 | 0 | 0 | 0 | 0
STWD | 0.06 | 0.01 | 0.05 | 1.34 | 0.05 | 2.06
WT | 0.09 | 0.09 | 0.09 | 0.09 | 0.09 | 0.09
IGCC | 0 | 0 | 0 | 0 | 0 | 0
DemandResponse | 0 | 0 | 0 | 0 | 0 | 0
IGCC-CCS | 0 | 0 | 0 | 0 | 0 | 0
WT_off | 0 | 0 | 0 | 0 | 0 | 0
PseudoUnit | 0 | 0 | 0 | 0 | 0 | 0
FixedInterchange | 0 | 0 | 0 | 0 | 0 | 0
Base VOM Costs by Reporting Type: MAPP_CA
ReportingType | 2015 | 2020 | 2025 | 2030 | 2035 | 2040
BM | 0 | 0 | 0 | 0 | 0 | 0
CC | 10.51 | 1.65 | 0 | 0 | 0 | 0
CSP | 0 | 0 | 0 | 0 | 0 | 0
CT | 0 | 0 | 0 | 0 | 0 | 0
Coal | 11.55 | 1.47 | 0 | 0 | 0 | 0
Geo | 0 | 0 | 0 | 0 | 0 | 0
H | 0 | 0.05 | 0.15 | 0.32 | 0.32 | 0.32
LFG | 0 | 0 | 0 | 0 | 0 | 0
Nuc | 0 | 0 | 0 | 0 | 0 | 0
PS | 0 | 0 | 0 | 0 | 0 | 0
PV | 0 | 0 | 0 | 0 | 0 | 0
PeakG | 0.29 | 0.25 | 0 | 0 | 0 | 0
PeakO | 0 | 0 | 0 | 0 | 0 | 0
ST | 0 | 0 | 0 | 0 | 0 | 0
STOG | 0 | 0 | 0 | 0 | 0 | 0
STWD | 0 | 0 | 0 | 0 | 0 | 0
WT | 0.02 | 0.02 | 0.02 | 0.02 | 0 | 0.01
IGCC | 0 | 0 | 0 | 0 | 0 | 0
DemandResponse | 0 | 0 | 0 | 0 | 0 | 0
IGCC-CCS | 0 | 0 | 0 | 0 | 0 | 0
WT_off | 0 | 0 | 0 | 0 | 0 | 0
PseudoUnit | 0 | 0 | 0 | 0 | 0 | 0
FixedInterchange | 0 | 0 | 0 | 0 | 0 | 0
Base VOM Costs by Reporting Type: AZ_NM_SNV_Coal
ReportingType | 2015 | 2020 | 2025 | 2030 | 2035 | 2040
BM | 0 | 0 | 0 | 0 | 0 | 0
CC | 0 | 0 | 0 | 0 | 0 | 0
CSP | 0 | 0 | 0 | 0 | 0 | 0
CT | 0 | 0 | 0 | 0 | 0 | 0
Coal | 294.02 | 324.69 | 257.32 | 13.44 | 13.18 | 6.37
Geo | 0 | 0 | 0 | 0 | 0 | 0
H | 0 | 0 | 0 | 0 | 0 | 0
LFG | 0 | 0 | 0 | 0 | 0 | 0
Nuc | 0 | 0 | 0 | 0 | 0 | 0
PS | 0 | 0 | 0 | 0 | 0 | 0
PV | 0 | 0 | 0 | 0 | 0 | 0
PeakG | 0 | 0 | 0 | 0 | 0 | 0
PeakO | 0 | 0 | 0 | 0 | 0 | 0
ST | 0 | 0 | 0 | 0 | 0 | 0
STOG | 0 | 0 | 0 | 0 | 0 | 0
STWD | 0 | 0 | 0 | 0 | 0 | 0
WT | 0 | 0 | 0 | 0 | 0 | 0
IGCC | 0 | 0 | 0 | 0 | 0 | 0
DemandResponse | 0 | 0 | 0 | 0 | 0 | 0
IGCC-CCS | 0 | 0 | 0 | 0 | 0 | 0
WT_off | 0 | 0 | 0 | 0 | 0 | 0
PseudoUnit | 0 | 0 | 0 | 0 | 0 | 0
FixedInterchange | 0 | 0 | 0 | 0 | 0 | 0
Base VOM Costs by Reporting Type: AZ_NM_SNV_Gas
ReportingType | 2015 | 2020 | 2025 | 2030 | 2035 | 2040
BM | 0 | 0 | 0 | 0 | 0 | 0
CC | 106.7 | 73.19 | 78.45 | 85.67 | 21.54 | 12.94
CSP | 0 | 0 | 0 | 0 | 0 | 0
CT | 0 | 0 | 0 | 0 | 0 | 0
Coal | 0 | 0 | 0 | 0 | 0 | 0
Geo | 0 | 0 | 0 | 0 | 0 | 0
H | 0 | 0 | 0 | 0 | 0 | 0
LFG | 0 | 0 | 0 | 0 | 0 | 0
Nuc | 0 | 0 | 0 | 0 | 0 | 0
PS | 0 | 0 | 0 | 0 | 0 | 0
PV | 0 | 0 | 0 | 0 | 0 | 0
PeakG | 0 | 0 | 0 | 0 | 0 | 0
PeakO | 0 | 0 | 0 | 0 | 0 | 0
ST | 0 | 0 | 0 | 0 | 0 | 0
STOG | 0 | 0 | 0 | 0 | 0 | 0
STWD | 0 | 0 | 0 | 0 | 0 | 0
WT | 0 | 0 | 0 | 0 | 0 | 0
IGCC | 0 | 0 | 0 | 0 | 0 | 0
DemandResponse | 0 | 0 | 0 | 0 | 0 | 0
IGCC-CCS | 0 | 0 | 0 | 0 | 0 | 0
WT_off | 0 | 0 | 0 | 0 | 0 | 0
PseudoUnit | 0 | 0 | 0 | 0 | 0 | 0
FixedInterchange | 0 | 0 | 0 | 0 | 0 | 0
Base VOM Costs by Reporting Type: AZ_NM_SNV_NucRenew
ReportingType | 2015 | 2020 | 2025 | 2030 | 2035 | 2040
BM | 0 | 0 | 0 | 0 | 166.05 | 110.12
CC | 0 | 0 | 0 | 0 | 0 | 0
CSP | 0 | 0 | 0 | 0 | 0 | 0
CT | 0 | 0 | 0 | 0 | 0 | 0
Coal | 0 | 0 | 0 | 0 | 0 | 0
Geo | 0 | 0 | 116.31 | 116.31 | 116.31 | 116.31
H | 0 | 0 | 0 | 0 | 0 | 0
LFG | 0 | 0 | 0.01 | 0.01 | 0.01 | 0.01
Nuc | 71.66 | 71.66 | 71.66 | 169.83 | 207.41 | 219.38
PS | 0 | 0 | 0 | 0 | 0 | 0
PV | 0 | 0 | 0 | 0 | 0 | 0
PeakG | 0 | 0 | 0 | 0 | 0 | 0
PeakO | 0 | 0 | 0 | 0 | 0 | 0
ST | 0.01 | 0.03 | 0.04 | 0.04 | 0.06 | 0.06
STOG | 0 | 0 | 0 | 0 | 0 | 0
STWD | 0.43 | 0.43 | 0.43 | 0.43 | 0.43 | 0.34
WT | 0.02 | 0.35 | 0.35 | 0.35 | 0.35 | 0.35
IGCC | 0 | 0 | 0 | 0 | 0 | 0
DemandResponse | 0 | 0 | 0 | 0 | 0 | 0
IGCC-CCS | 0 | 0 | 0 | 0 | 0 | 0
WT_off | 0 | 0 | 0 | 0 | 0 | 0
PseudoUnit | 0 | 0 | 0 | 0 | 0 | 0
FixedInterchange | 0 | 0 | 0 | 0 | 0 | 0
Base VOM Costs by Reporting Type: ERCOT
ReportingType | 2015 | 2020 | 2025 | 2030 | 2035 | 2040
BM | 3.32 | 5.41 | 5.41 | 5.41 | 127.02 | 101.28
CC | 356.77 | 362.17 | 543.47 | 588.88 | 179.71 | 122.56
CSP | 0 | 0 | 0 | 0 | 0 | 0
CT | 0 | 0 | 0.01 | 0.02 | 0 | 0
Coal | 538.92 | 363.04 | 124.42 | 44.2 | 40.82 | 34.76
Geo | 0 | 0 | 0 | 0 | 0 | 0
H | 0 | 0 | 0 | 0 | 0 | 0
LFG | 0.01 | 0.01 | 0.04 | 0.04 | 0.04 | 0.04
Nuc | 94.14 | 94.14 | 94.14 | 94.14 | 328.44 | 390.5
PS | 0 | 0 | 0 | 0 | 0 | 0
PV | 0 | 0 | 0 | 0 | 0 | 0
PeakG | 0 | 0 | 0 | 0.01 | 0 | 0.27
PeakO | 0 | 0 | 0 | 0 | 0 | 0
ST | 0 | 0 | 0 | 0 | 0 | 0
STOG | 0.92 | 0.54 | 1.79 | 1.91 | 0 | 0
STWD | 0 | 0 | 0 | 0 | 0 | 0
WT | 0.32 | 0.93 | 0.93 | 0.92 | 0.92 | 0.93
IGCC | 0 | 0 | 0 | 0 | 0 | 0
DemandResponse | 0 | 0 | 0 | 0 | 0 | 0
IGCC-CCS | 0 | 0 | 0 | 0 | 0 | 0
WT_off | 0 | 0 | 0 | 0 | 0 | 0
PseudoUnit | 0 | 0 | 0 | 0 | 0 | 0
FixedInterchange | 0 | 0 | 0 | 0 | 0 | 0
Base VOM Costs by Reporting Type: NP15
ReportingType | 2015 | 2020 | 2025 | 2030 | 2035 | 2040
BM | 0 | 0 | 0 | 0 | 31.46 | 24.27
CC | 180.22 | 155.87 | 135.25 | 132.32 | 44.02 | 12.35
CSP | 0 | 0 | 0 | 0 | 0 | 0
CT | 0 | 0 | 0 | 0 | 0 | 0
Coal | 5.45 | 0.89 | 0.89 | 0 | 0 | 0
Geo | 0.11 | 48.23 | 48.23 | 48.23 | 48.23 | 48.23
H | 0 | 0 | 0 | 0 | 0 | 0
LFG | 0.01 | 0.02 | 0.06 | 0.06 | 0.06 | 0.06
Nuc | 42.53 | 42.53 | 42.53 | 86.55 | 137.57 | 167.24
PS | 0 | 0 | 0 | 0 | 0 | 0
PV | 0 | 0 | 0 | 0 | 0 | 0
PeakG | 0 | 0 | 0 | 0 | 0 | 0
PeakO | 0 | 0 | 0 | 0 | 0 | 0
ST | 0 | 0 | 0 | 0 | 0 | 0
STOG | 0.02 | 0 | 0 | 0 | 0 | 0
STWD | 7.35 | 7.35 | 7.35 | 7.35 | 7.35 | 5.73
WT | 0.04 | 0.13 | 0.28 | 0.35 | 0.36 | 0.38
IGCC | 0 | 0 | 0 | 0 | 0 | 0
DemandResponse | 0 | 0 | 0 | 0 | 0 | 0
IGCC-CCS | 0 | 0 | 0 | 0 | 0 | 0
WT_off | 0 | 0 | 0 | 0 | 0 | 0
PseudoUnit | 0 | 0 | 0 | 0 | 0 | 0
FixedInterchange | 0 | 0 | 0 | 0 | 0 | 0
Base VOM Costs by Reporting Type: NWPP_Coal
ReportingType | 2015 | 2020 | 2025 | 2030 | 2035 | 2040
BM | 0 | 0 | 0 | 0 | 0 | 0
CC | 0 | 0 | 0 | 0 | 0 | 0
CSP | 0 | 0 | 0 | 0 | 0 | 0
CT | 0 | 0 | 0 | 0 | 0 | 0
Coal | 368.39 | 386.2 | 196.09 | 5.55 | 5.38 | 2.52
Geo | 0 | 0 | 0 | 0 | 0 | 0
H | 0 | 0 | 0 | 0 | 0 | 0
LFG | 0 | 0 | 0 | 0 | 0 | 0
Nuc | 0 | 0 | 0 | 0 | 0 | 0
PS | 0 | 0 | 0 | 0 | 0 | 0
PV | 0 | 0 | 0 | 0 | 0 | 0
PeakG | 0 | 0 | 0 | 0 | 0 | 0
PeakO | 0 | 0 | 0 | 0 | 0 | 0
ST | 0 | 0 | 0 | 0 | 0 | 0
STOG | 0 | 0 | 0 | 0 | 0 | 0
STWD | 0 | 0 | 0 | 0 | 0 | 0
WT | 0 | 0 | 0 | 0 | 0 | 0
IGCC | 0 | 0 | 0 | 0 | 0 | 0
DemandResponse | 0 | 0 | 0 | 0 | 0 | 0
IGCC-CCS | 0 | 0 | 0 | 0 | 0 | 0
WT_off | 0 | 0 | 0 | 0 | 0 | 0
PseudoUnit | 0 | 0 | 0 | 0 | 0 | 0
FixedInterchange | 0 | 0 | 0 | 0 | 0 | 0
Base VOM Costs by Reporting Type: NWPP_Gas
ReportingType | 2015 | 2020 | 2025 | 2030 | 2035 | 2040
BM | 0 | 0 | 0 | 0 | 0 | 0
CC | 7.85 | 7.85 | 7.85 | 7.85 | 3.55 | 0
CSP | 0 | 0 | 0 | 0 | 0 | 0
CT | 0 | 0 | 0 | 0 | 0 | 0
Coal | 0 | 0 | 0 | 0 | 0 | 0
Geo | 0 | 0 | 0 | 0 | 0 | 0
H | 0 | 0 | 0 | 0 | 0 | 0
LFG | 0 | 0 | 0 | 0 | 0 | 0
Nuc | 0 | 0 | 0 | 0 | 0 | 0
PS | 0 | 0 | 0 | 0 | 0 | 0
PV | 0 | 0 | 0 | 0 | 0 | 0
PeakG | 0 | 0 | 0 | 0 | 0 | 0
PeakO | 0 | 0 | 0 | 0 | 0 | 0
ST | 0 | 0 | 0 | 0 | 0 | 0
STOG | 0 | 0 | 0 | 0 | 0 | 0
STWD | 0 | 0 | 0 | 0 | 0 | 0
WT | 0 | 0 | 0 | 0 | 0 | 0
IGCC | 0 | 0 | 0 | 0 | 0 | 0
DemandResponse | 0 | 0 | 0 | 0 | 0 | 0
IGCC-CCS | 0 | 0 | 0 | 0 | 0 | 0
WT_off | 0 | 0 | 0 | 0 | 0 | 0
PseudoUnit | 0 | 0 | 0 | 0 | 0 | 0
FixedInterchange | 0 | 0 | 0 | 0 | 0 | 0
Base VOM Costs by Reporting Type: NWPP_NucRenew
ReportingType | 2015 | 2020 | 2025 | 2030 | 2035 | 2040
BM | 1.21 | 1.21 | 1.21 | 1.21 | 101.53 | 94.2
CC | 0 | 0 | 0 | 0 | 0 | 0
CSP | 0 | 0 | 0 | 0 | 0 | 0
CT | 0 | 0 | 0 | 0 | 0 | 0
Coal | 0 | 0 | 0 | 0 | 0 | 0
Geo | 6.93 | 6.93 | 41.74 | 41.74 | 41.74 | 41.74
H | 0 | 0 | 0 | 0.01 | 0.01 | 0.01
LFG | 0.01 | 0.01 | 0.03 | 0.03 | 0.03 | 0.03
Nuc | 20.91 | 20.91 | 20.91 | 67.42 | 67.42 | 96.42
PS | 0 | 0 | 0 | 0 | 0 | 0
PV | 0 | 0 | 0 | 0 | 0 | 0
PeakG | 0 | 0 | 0 | 0 | 0 | 0
PeakO | 0 | 0 | 0 | 0 | 0 | 0
ST | 0 | 0 | 0 | 0 | 0 | 0
STOG | 0 | 0 | 0 | 0 | 0 | 0
STWD | 0.04 | 9.33 | 9.33 | 9.33 | 9.33 | 4.4
WT | 0.19 | 0.19 | 0.7 | 0.71 | 0.71 | 0.77
IGCC | 0 | 0 | 0 | 0 | 0 | 0
DemandResponse | 0 | 0 | 0 | 0 | 0 | 0
IGCC-CCS | 0 | 0 | 0 | 0 | 0 | 0
WT_off | 0 | 0 | 0 | 0 | 0 | 0
PseudoUnit | 0 | 0 | 0 | 0 | 0 | 0
FixedInterchange | 0 | 0 | 0 | 0 | 0 | 0
Base VOM Costs by Reporting Type: RMPA
ReportingType | 2015 | 2020 | 2025 | 2030 | 2035 | 2040
BM | 0 | 0 | 0 | 124.45 | 139.05 | 122.7
CC | 6.61 | 3.78 | 5.22 | 7.04 | 1.77 | 0.73
CSP | 0 | 0 | 0 | 0 | 0 | 0
CT | 0 | 0 | 0 | 0 | 0 | 0
Coal | 211.72 | 217.28 | 98.82 | 18.27 | 17.97 | 8.78
Geo | 0 | 2.01 | 206.14 | 206.14 | 206.14 | 206.14
H | 0 | 0 | 0 | 0 | 0 | 0
LFG | 0 | 0 | 0 | 0 | 0 | 0
Nuc | 0 | 0 | 0 | 0 | 0 | 11.61
PS | 0 | 0 | 0 | 0 | 0 | 0
PV | 0 | 0 | 0 | 0 | 0 | 0
PeakG | 0 | 0 | 0.01 | 0 | 0.01 | 0
PeakO | 0 | 0 | 0 | 0 | 0 | 0
ST | 0 | 0.01 | 0.01 | 0.01 | 0.01 | 0.02
STOG | 0 | 0 | 0 | 0 | 0 | 0
STWD | 0 | 0 | 0 | 0 | 0 | 0
WT | 0.07 | 0.19 | 0.19 | 0.2 | 0.2 | 0.2
IGCC | 0 | 0 | 0 | 0 | 0 | 0
DemandResponse | 0 | 0 | 0 | 0 | 0 | 0
IGCC-CCS | 0 | 0 | 0 | 0 | 0 | 0
WT_off | 0 | 0 | 0 | 0 | 0 | 0
PseudoUnit | 0 | 0 | 0 | 0 | 0 | 0
FixedInterchange | 0 | 0 | 0 | 0 | 0 | 0
Base VOM Costs by Reporting Type: SP15
ReportingType | 2015 | 2020 | 2025 | 2030 | 2035 | 2040
BM | 0.22 | 0.22 | 0.22 | 21.6 | 25.17 | 19.42
CC | 206.95 | 168.96 | 141.08 | 162.7 | 72.88 | 52.65
CSP | 0 | 0 | 0 | 0 | 0 | 0
CT | 0 | 0 | 0 | 0 | 0 | 0
Coal | 5.28 | 3.19 | 3.19 | 0.04 | 0 | 0
Geo | 4.1 | 120.4 | 120.4 | 120.4 | 120.4 | 120.4
H | 0 | 0 | 0 | 0 | 0 | 0
LFG | 0.02 | 0.07 | 0.07 | 0.07 | 0.07 | 0.07
Nuc | 41.61 | 41.61 | 41.61 | 41.87 | 41.87 | 117.35
PS | 0 | 0 | 0 | 0 | 0 | 0
PV | 0 | 0 | 0 | 0 | 0 | 0
PeakG | 0 | 0 | 0 | 0 | 0 | 0
PeakO | 0 | 0 | 0 | 0 | 0 | 0
ST | 0.02 | 0.02 | 0.02 | 0.09 | 0.11 | 0.14
STOG | 0.71 | 0.09 | 0.07 | 0.13 | 0.17 | 0.03
STWD | 1.98 | 1.98 | 1.98 | 1.98 | 1.98 | 1.54
WT | 0.07 | 0.31 | 0.46 | 0.46 | 0.46 | 0.46
IGCC | 0 | 0 | 0 | 0 | 0 | 0
DemandResponse | 0 | 0 | 0 | 0 | 0 | 0
IGCC-CCS | 0 | 0 | 0 | 0 | 0 | 0
WT_off | 0 | 0 | 0 | 0 | 0 | 0
PseudoUnit | 0 | 0 | 0 | 0 | 0 | 0
FixedInterchange | 0 | 0 | 0 | 0 | 0 | 0
Base VOM Costs by Reporting Type: ALB
ReportingType | 2015 | 2020 | 2025 | 2030 | 2035 | 2040
BM | 0 | 0 | 0 | 0 | 0 | 0
CC | 32.37 | 36.1 | 36.18 | 3.88 | 0.01 | 0.02
CSP | 0 | 0 | 0 | 0 | 0 | 0
CT | 0 | 0 | 0 | 0 | 0 | 0
Coal | 167.67 | 167.67 | 167.67 | 9.37 | 0 | 0.01
Geo | 0 | 0 | 0 | 0 | 0 | 0
H | 0 | 0 | 0 | 0 | 0 | 0
LFG | 0 | 0 | 0 | 0 | 0 | 0
Nuc | 0 | 0 | 0 | 132.41 | 138.36 | 142.86
PS | 0 | 0 | 0 | 0 | 0 | 0
PV | 0 | 0 | 0 | 0 | 0 | 0
PeakG | 0 | 0 | 0 | 0 | 0 | 0
PeakO | 0 | 0 | 0 | 0 | 0 | 0
ST | 0 | 0 | 0 | 0 | 0 | 0
STOG | 0 | 0 | 0 | 0 | 0 | 0
STWD | 1.7 | 2.89 | 2.89 | 2.89 | 2.89 | 2.89
WT | 0.02 | 0.02 | 0.02 | 0.02 | 0.02 | 0.02
IGCC | 0 | 0 | 0 | 0 | 0 | 0
DemandResponse | 0 | 0 | 0 | 0 | 0 | 0
IGCC-CCS | 0 | 0 | 0 | 0 | 0 | 0
WT_off | 0 | 0 | 0 | 0 | 0 | 0
PseudoUnit | 0 | 0 | 0 | 0 | 0 | 0
FixedInterchange | 0 | 0 | 0 | 0 | 0 | 0
Base VOM Costs by Reporting Type: BC
ReportingType | 2015 | 2020 | 2025 | 2030 | 2035 | 2040
BM | 0 | 0 | 0 | 0 | 0 | 0
CC | 13.06 | 13.06 | 13.06 | 9.34 | 0 | 0
CSP | 0 | 0 | 0 | 0 | 0 | 0
CT | 0 | 0 | 0 | 0 | 0 | 0
Coal | 0 | 0 | 0 | 0 | 0 | 0
Geo | 0 | 0 | 0 | 0 | 0 | 0
H | 0 | 0 | 0 | 0 | 0 | 0
LFG | 0 | 0 | 0 | 0 | 0 | 0
Nuc | 0 | 0 | 0 | 5.59 | 5.59 | 19.07
PS | 0 | 0 | 0 | 0 | 0 | 0
PV | 0 | 0 | 0 | 0 | 0 | 0
PeakG | 0 | 0 | 0 | 0 | 0 | 0
PeakO | 0 | 0 | 0 | 0 | 0 | 0
ST | 0 | 0 | 0 | 0 | 0 | 0
STOG | 0 | 0 | 0 | 0 | 0 | 0
STWD | 5.12 | 8.48 | 8.48 | 8.48 | 8.48 | 8.48
WT | 0.01 | 0.01 | 0.01 | 0.01 | 0.01 | 0.01
IGCC | 0 | 0 | 0 | 0 | 0 | 0
DemandResponse | 0 | 0 | 0 | 0 | 0 | 0
IGCC-CCS | 0 | 0 | 0 | 0 | 0 | 0
WT_off | 0 | 0 | 0 | 0 | 0 | 0
PseudoUnit | 0 | 0 | 0 | 0 | 0 | 0
FixedInterchange | 0 | 0 | 0 | 0 | 0 | 0
Base VOM Costs by Reporting Type: HQ_IESO
ReportingType | 2015 | 2020 | 2025 | 2030 | 2035 | 2040
BM | 0 | 0 | 0 | 0 | 0 | 0
CC | 0 | 0 | 0 | 0 | 0 | 0
CSP | 0 | 0 | 0 | 0 | 0 | 0
CT | 0 | 0 | 0 | 0 | 0 | 0
Coal | 0 | 0 | 0 | 0 | 0 | 0
Geo | 0 | 0 | 0 | 0 | 0 | 0
H | 0 | 0 | 0 | 0 | 0 | 0
LFG | 0 | 0 | 0 | 0 | 0 | 0
Nuc | 0 | 0 | 0 | 0 | 0 | 0
PS | 0 | 0 | 0 | 0 | 0 | 0
PV | 0 | 0 | 0 | 0 | 0 | 0
PeakG | 0 | 0 | 0 | 0 | 0 | 0
PeakO | 0 | 0 | 0 | 0 | 0 | 0
ST | 0 | 0 | 0 | 0 | 0 | 0
STOG | 0 | 0 | 0 | 0 | 0 | 0
STWD | 0 | 0 | 0 | 0 | 0 | 0
WT | 0 | 0 | 0 | 0 | 0 | 0
IGCC | 0 | 0 | 0 | 0 | 0 | 0
DemandResponse | 0 | 0 | 0 | 0 | 0 | 0
IGCC-CCS | 0 | 0 | 0 | 0 | 0 | 0
WT_off | 0 | 0 | 0 | 0 | 0 | 0
PseudoUnit | 0 | 0 | 0 | 3.81 | 3.81 | 3.81
FixedInterchange | 0 | 0 | 0 | 0 | 0 | 0
Base VOM Costs by Reporting Type: HQ_NEISO
ReportingType | 2015 | 2020 | 2025 | 2030 | 2035 | 2040
BM | 0 | 0 | 0 | 0 | 0 | 0
CC | 0 | 0 | 0 | 0 | 0 | 0
CSP | 0 | 0 | 0 | 0 | 0 | 0
CT | 0 | 0 | 0 | 0 | 0 | 0
Coal | 0 | 0 | 0 | 0 | 0 | 0
Geo | 0 | 0 | 0 | 0 | 0 | 0
H | 0 | 0 | 0 | 0 | 0 | 0
LFG | 0 | 0 | 0 | 0 | 0 | 0
Nuc | 0 | 0 | 0 | 0 | 0 | 0
PS | 0 | 0 | 0 | 0 | 0 | 0
PV | 0 | 0 | 0 | 0 | 0 | 0
PeakG | 0 | 0 | 0 | 0 | 0 | 0
PeakO | 0 | 0 | 0 | 0 | 0 | 0
ST | 0 | 0 | 0 | 0 | 0 | 0
STOG | 0 | 0 | 0 | 0 | 0 | 0
STWD | 0 | 0 | 0 | 0 | 0 | 0
WT | 0 | 0 | 0 | 0 | 0 | 0
IGCC | 0 | 0 | 0 | 0 | 0 | 0
DemandResponse | 0 | 0 | 0 | 0 | 0 | 0
IGCC-CCS | 0 | 0 | 0 | 0 | 0 | 0
WT_off | 0 | 0 | 0 | 0 | 0 | 0
PseudoUnit | 0 | 0 | 51.28 | 51.28 | 51.28 | 51.28
FixedInterchange | 0 | 0 | 0 | 0 | 0 | 0
Base VOM Costs by Reporting Type: HQ_NY
ReportingType | 2015 | 2020 | 2025 | 2030 | 2035 | 2040
BM | 0 | 0 | 0 | 0 | 0 | 0
CC | 0 | 0 | 0 | 0 | 0 | 0
CSP | 0 | 0 | 0 | 0 | 0 | 0
CT | 0 | 0 | 0 | 0 | 0 | 0
Coal | 0 | 0 | 0 | 0 | 0 | 0
Geo | 0 | 0 | 0 | 0 | 0 | 0
H | 0 | 0 | 0 | 0 | 0 | 0
LFG | 0 | 0 | 0 | 0 | 0 | 0
Nuc | 0 | 0 | 0 | 0 | 0 | 0
PS | 0 | 0 | 0 | 0 | 0 | 0
PV | 0 | 0 | 0 | 0 | 0 | 0
PeakG | 0 | 0 | 0 | 0 | 0 | 0
PeakO | 0 | 0 | 0 | 0 | 0 | 0
ST | 0 | 0 | 0 | 0 | 0 | 0
STOG | 0 | 0 | 0 | 0 | 0 | 0
STWD | 0 | 0 | 0 | 0 | 0 | 0
WT | 0 | 0 | 0 | 0 | 0 | 0
IGCC | 0 | 0 | 0 | 0 | 0 | 0
DemandResponse | 0 | 0 | 0 | 0 | 0 | 0
IGCC-CCS | 0 | 0 | 0 | 0 | 0 | 0
WT_off | 0 | 0 | 0 | 0 | 0 | 0
PseudoUnit | 0 | 101.99 | 101.99 | 101.99 | 101.99 | 101.99
FixedInterchange | 0 | 0 | 0 | 0 | 0 | 0
Base VOM Costs by Reporting Type: MARITIMES
ReportingType | 2015 | 2020 | 2025 | 2030 | 2035 | 2040
BM | 0 | 0 | 0 | 0 | 0 | 0
CC | 0 | 0 | 0 | 0 | 0 | 0
CSP | 0 | 0 | 0 | 0 | 0 | 0
CT | 0 | 0 | 0 | 0 | 0 | 0
Coal | 0 | 0 | 0 | 0 | 0 | 0
Geo | 0 | 0 | 0 | 0 | 0 | 0
H | 0 | 0 | 0 | 0 | 0 | 0
LFG | 0 | 0 | 0 | 0 | 0 | 0
Nuc | 0 | 0 | 0 | 0 | 0 | 0
PS | 0 | 0 | 0 | 0 | 0 | 0
PV | 0 | 0 | 0 | 0 | 0 | 0
PeakG | 0 | 0 | 0 | 0 | 0 | 0
PeakO | 0 | 0 | 0 | 0 | 0 | 0
ST | 0 | 0 | 0 | 0 | 0 | 0
STOG | 0 | 0 | 0 | 0 | 0 | 0
STWD | 0 | 0 | 0 | 0 | 0 | 0
WT | 0 | 0 | 0 | 0 | 0 | 0
IGCC | 0 | 0 | 0 | 0 | 0 | 0
DemandResponse | 0 | 0 | 0 | 0 | 0 | 0
IGCC-CCS | 0 | 0 | 0 | 0 | 0 | 0
WT_off | 0 | 0 | 0 | 0 | 0 | 0
PseudoUnit | 0 | 0 | 17.37 | 17.37 | 17.37 | 17.37
FixedInterchange | 0 | 0 | 0 | 0 | 0 | 0
Base VOM Costs by Reporting Type: All
ReportingType | 2015 | 2020 | 2025 | 2030 | 2035 | 2040
BM | 20.33 | 40.9 | 60.98 | 938.6 | 3645.7 | 3430.43
CC | 2199.59 | 2694.4 | 3484.16 | 3583.08 | 962.75 | 604.58
CSP | 0 | 0 | 0 | 0 | 0 | 0
CT | 2.68 | 3.32 | 4.37 | 3.3 | 0.04 | 0.31
Coal | 7436.05 | 5727.46 | 3041.58 | 858.02 | 818.88 | 756.03
Geo | 11.14 | 177.58 | 532.83 | 532.83 | 532.83 | 532.83
H | 0 | 0.13 | 0.3 | 0.5 | 0.5 | 0.52
LFG | 0.38 | 0.54 | 0.73 | 0.79 | 0.79 | 0.79
Nuc | 2164.81 | 2223.37 | 2459.18 | 2993.14 | 3296.86 | 3727.6
PS | 0 | 0 | 0 | 0 | 0 | 0
PV | 0.02 | 0.06 | 0.08 | 0.08 | 0.08 | 0.19
PeakG | 14.14 | 19.35 | 29.92 | 26.52 | 10.08 | 14.38
PeakO | 0 | 0 | 0 | 0 | 0 | 0
ST | 0.03 | 0.06 | 0.07 | 0.15 | 0.18 | 0.22
STOG | 4.69 | 2.22 | 4.72 | 4.44 | 1.34 | 0.94
STWD | 40.46 | 59.42 | 70.59 | 77.99 | 73.68 | 60.32
WT | 2.03 | 7.03 | 9.28 | 9.71 | 9.85 | 10.08
IGCC | 30.43 | 30.43 | 30.43 | 1.57 | 0.13 | 0
DemandResponse | 0 | 0 | 0 | 0 | 0 | 0
IGCC-CCS | 0 | 0 | 0 | 0 | 0 | 0
WT_off | 0.02 | 0.02 | 0.06 | 0.36 | 1.67 | 1.81
PseudoUnit | 0 | 101.99 | 170.63 | 174.45 | 174.45 | 174.45
FixedInterchange | 0 | 0 | 0 | 0 | 0 | 0
Base VOM Costs by Reporting Type: EI_US
ReportingType | 2015 | 2020 | 2025 | 2030 | 2035 | 2040
BM | 15.41 | 34 | 54.1 | 785.62 | 3055.25 | 2957.82
CC | 1275.4 | 1871.16 | 2523.28 | 2585.27 | 639.08 | 403
CSP | 0 | 0 | 0 | 0 | 0 | 0
CT | 2.64 | 3.32 | 4.36 | 3.27 | 0.04 | 0.31
Coal | 5833.03 | 4263.02 | 2193.16 | 767.14 | 741.54 | 703.59
Geo | 0 | 0 | 0 | 0 | 0 | 0
H | 0 | 0.08 | 0.14 | 0.16 | 0.16 | 0.16
LFG | 0.32 | 0.42 | 0.51 | 0.57 | 0.57 | 0.57
Nuc | 1653.22 | 1713.91 | 1952.45 | 2154.6 | 2148.52 | 2369.97
PS | 0 | 0 | 0 | 0 | 0 | 0
PV | 0 | 0.05 | 0.07 | 0.07 | 0.07 | 0.18
PeakG | 13.85 | 19.1 | 29.92 | 26.51 | 10.07 | 14.1
PeakO | 0 | 0 | 0 | 0 | 0 | 0
ST | 0 | 0 | 0 | 0 | 0 | 0
STOG | 3.03 | 1.59 | 2.86 | 2.4 | 1.17 | 0.91
STWD | 23.77 | 28.93 | 40.06 | 46.16 | 43.15 | 34.86
WT | 1.2 | 4.8 | 6.24 | 6.57 | 6.72 | 6.87
IGCC | 30.43 | 30.43 | 30.43 | 1.57 | 0.13 | 0
DemandResponse | 0 | 0 | 0 | 0 | 0 | 0
IGCC-CCS | 0 | 0 | 0 | 0 | 0 | 0
WT_off | 0.02 | 0.02 | 0.06 | 0.36 | 1.67 | 1.81
PseudoUnit | 0 | 101.99 | 170.63 | 170.63 | 170.63 | 170.63
FixedInterchange | 0 | 0 | 0 | 0 | 0 | 0
Base VOM Costs by Reporting Type: EI_Canada
ReportingType | 2015 | 2020 | 2025 | 2030 | 2035 | 2040
BM | 0.17 | 0.05 | 0.04 | 0.32 | 0.17 | 0.62
CC | 13.66 | 2.25 | 0.32 | 0.11 | 0.21 | 0.32
CSP | 0 | 0 | 0 | 0 | 0 | 0
CT | 0.03 | 0 | 0 | 0 | 0 | 0
Coal | 11.55 | 1.47 | 0 | 0 | 0 | 0
Geo | 0 | 0 | 0 | 0 | 0 | 0
H | 0 | 0.05 | 0.15 | 0.32 | 0.32 | 0.34
LFG | 0.01 | 0.01 | 0.01 | 0.01 | 0.01 | 0.01
Nuc | 240.73 | 238.61 | 235.86 | 240.73 | 221.68 | 193.2
PS | 0 | 0 | 0 | 0 | 0 | 0
PV | 0 | 0 | 0 | 0 | 0 | 0
PeakG | 0.29 | 0.25 | 0 | 0 | 0 | 0
PeakO | 0 | 0 | 0 | 0 | 0 | 0
ST | 0 | 0 | 0 | 0 | 0 | 0
STOG | 0 | 0 | 0 | 0 | 0 | 0
STWD | 0.06 | 0.01 | 0.05 | 1.34 | 0.05 | 2.06
WT | 0.11 | 0.11 | 0.11 | 0.11 | 0.09 | 0.1
IGCC | 0 | 0 | 0 | 0 | 0 | 0
DemandResponse | 0 | 0 | 0 | 0 | 0 | 0
IGCC-CCS | 0 | 0 | 0 | 0 | 0 | 0
WT_off | 0 | 0 | 0 | 0 | 0 | 0
PseudoUnit | 0 | 0 | 0 | 3.81 | 3.81 | 3.81
FixedInterchange | 0 | 0 | 0 | 0 | 0 | 0
Base VOM Costs by Reporting Type: EI
ReportingType | 2015 | 2020 | 2025 | 2030 | 2035 | 2040
BM | 15.57 | 34.05 | 54.13 | 785.93 | 3055.41 | 2958.43
CC | 1289.06 | 1873.41 | 2523.6 | 2585.38 | 639.29 | 403.33
CSP | 0 | 0 | 0 | 0 | 0 | 0
CT | 2.68 | 3.32 | 4.36 | 3.27 | 0.04 | 0.31
Coal | 5844.59 | 4264.49 | 2193.16 | 767.14 | 741.54 | 703.59
Geo | 0 | 0 | 0 | 0 | 0 | 0
H | 0 | 0.13 | 0.3 | 0.49 | 0.49 | 0.51
LFG | 0.33 | 0.43 | 0.53 | 0.58 | 0.58 | 0.58
Nuc | 1893.95 | 1952.51 | 2188.32 | 2395.33 | 2370.2 | 2563.17
PS | 0 | 0 | 0 | 0 | 0 | 0
PV | 0.01 | 0.05 | 0.07 | 0.07 | 0.07 | 0.18
PeakG | 14.14 | 19.35 | 29.92 | 26.51 | 10.07 | 14.1
PeakO | 0 | 0 | 0 | 0 | 0 | 0
ST | 0 | 0 | 0 | 0 | 0 | 0
STOG | 3.03 | 1.59 | 2.86 | 2.4 | 1.17 | 0.91
STWD | 23.83 | 28.94 | 40.11 | 47.51 | 43.2 | 36.93
WT | 1.31 | 4.91 | 6.35 | 6.68 | 6.82 | 6.97
IGCC | 30.43 | 30.43 | 30.43 | 1.57 | 0.13 | 0
DemandResponse | 0 | 0 | 0 | 0 | 0 | 0
IGCC-CCS | 0 | 0 | 0 | 0 | 0 | 0
WT_off | 0.02 | 0.02 | 0.06 | 0.36 | 1.67 | 1.81
PseudoUnit | 0 | 101.99 | 170.63 | 174.45 | 174.45 | 174.45
FixedInterchange | 0 | 0 | 0 | 0 | 0 | 0
Base VOM Costs by Reporting Type: Outside_EI
ReportingType | 2015 | 2020 | 2025 | 2030 | 2035 | 2040
BM | 4.76 | 6.85 | 6.85 | 152.67 | 590.29 | 471.99
CC | 910.52 | 820.99 | 960.56 | 997.7 | 323.46 | 201.25
CSP | 0 | 0 | 0 | 0 | 0 | 0
CT | 0 | 0 | 0.01 | 0.02 | 0 | 0
Coal | 1591.46 | 1462.97 | 848.41 | 90.88 | 77.35 | 52.44
Geo | 11.13 | 177.57 | 532.83 | 532.83 | 532.83 | 532.83
H | 0 | 0 | 0 | 0.01 | 0.01 | 0.01
LFG | 0.05 | 0.11 | 0.2 | 0.2 | 0.2 | 0.2
Nuc | 270.85 | 270.86 | 270.86 | 597.81 | 926.66 | 1164.43
PS | 0 | 0 | 0 | 0 | 0 | 0
PV | 0.01 | 0.01 | 0.01 | 0.01 | 0.01 | 0.01
PeakG | 0 | 0 | 0.01 | 0.01 | 0.01 | 0.28
PeakO | 0 | 0 | 0 | 0 | 0 | 0
ST | 0.03 | 0.06 | 0.07 | 0.15 | 0.18 | 0.22
STOG | 1.66 | 0.63 | 1.86 | 2.04 | 0.17 | 0.03
STWD | 16.63 | 30.48 | 30.48 | 30.48 | 30.48 | 23.39
WT | 0.72 | 2.12 | 2.93 | 3.03 | 3.04 | 3.11
IGCC | 0 | 0 | 0 | 0 | 0 | 0
DemandResponse | 0 | 0 | 0 | 0 | 0 | 0
IGCC-CCS | 0 | 0 | 0 | 0 | 0 | 0
WT_off | 0 | 0 | 0 | 0 | 0 | 0
PseudoUnit | 0 | 0 | 0 | 0 | 0 | 0
FixedInterchange | 0 | 0 | 0 | 0 | 0 | 0
#9 | Retrofit VOM Costs ($million)
Retrofit VOM Costs by Reporting Type: Entergy
ReportingType | 2015 | 2020 | 2025 | 2030 | 2035 | 2040
BM | 0 | 0 | 0 | 0 | 0 | 0
CC | 0 | 0 | 0 | 0 | 0 | 0
CSP | 0 | 0 | 0 | 0 | 0 | 0
CT | 0 | 0 | 0 | 0 | 0 | 0
Coal | 16.14 | 229.5 | 18.53 | 0 | 0 | 0
Geo | 0 | 0 | 0 | 0 | 0 | 0
H | 0 | 0 | 0 | 0 | 0 | 0
LFG | 0 | 0 | 0 | 0 | 0 | 0
Nuc | 0 | 0 | 0 | 0 | 0 | 0
PS | 0 | 0 | 0 | 0 | 0 | 0
PV | 0 | 0 | 0 | 0 | 0 | 0
PeakG | 0 | 0 | 0 | 0 | 0 | 0
PeakO | 0 | 0 | 0 | 0 | 0 | 0
ST | 0 | 0 | 0 | 0 | 0 | 0
STOG | 0 | 0 | 0 | 0 | 0 | 0
STWD | 0 | 0 | 0 | 0 | 0 | 0
WT | 0 | 0 | 0 | 0 | 0 | 0
IGCC | 0 | 0 | 0 | 0 | 0 | 0
DemandResponse | 0 | 0 | 0 | 0 | 0 | 0
IGCC-CCS | 0 | 0 | 0 | 0 | 0 | 0
WT_off | 0 | 0 | 0 | 0 | 0 | 0
PseudoUnit | 0 | 0 | 0 | 0 | 0 | 0
FixedInterchange | 0 | 0 | 0 | 0 | 0 | 0
Retrofit VOM Costs by Reporting Type: FRCC
ReportingType | 2015 | 2020 | 2025 | 2030 | 2035 | 2040
BM | 0 | 0 | 0 | 0 | 0 | 0
CC | 0 | 0 | 0 | 0 | 0 | 0
CSP | 0 | 0 | 0 | 0 | 0 | 0
CT | 0 | 0 | 0 | 0 | 0 | 0
Coal | 275.65 | 302.77 | 89.75 | 74.28 | 74.28 | 69.08
Geo | 0 | 0 | 0 | 0 | 0 | 0
H | 0 | 0 | 0 | 0 | 0 | 0
LFG | 0 | 0 | 0 | 0 | 0 | 0
Nuc | 0 | 0 | 0 | 0 | 0 | 0
PS | 0 | 0 | 0 | 0 | 0 | 0
PV | 0 | 0 | 0 | 0 | 0 | 0
PeakG | 0 | 0 | 0 | 0 | 0 | 0
PeakO | 0 | 0 | 0 | 0 | 0 | 0
ST | 0 | 0 | 0 | 0 | 0 | 0
STOG | 0 | 0 | 0 | 0 | 0 | 0
STWD | 0 | 0 | 0 | 0 | 0 | 0
WT | 0 | 0 | 0 | 0 | 0 | 0
IGCC | 0 | 0 | 0 | 0 | 0 | 0
DemandResponse | 0 | 0 | 0 | 0 | 0 | 0
IGCC-CCS | 0 | 0 | 0 | 0 | 0 | 0
WT_off | 0 | 0 | 0 | 0 | 0 | 0
PseudoUnit | 0 | 0 | 0 | 0 | 0 | 0
FixedInterchange | 0 | 0 | 0 | 0 | 0 | 0
Retrofit VOM Costs by Reporting Type: MAPP_US
ReportingType | 2015 | 2020 | 2025 | 2030 | 2035 | 2040
BM | 0 | 0 | 0 | 0 | 0 | 0
CC | 0 | 0 | 0 | 0 | 0 | 0
CSP | 0 | 0 | 0 | 0 | 0 | 0
CT | 0 | 0 | 0 | 0 | 0 | 0
Coal | 90.17 | 1.76 | 0 | 0 | 0 | 0
Geo | 0 | 0 | 0 | 0 | 0 | 0
H | 0 | 0 | 0 | 0 | 0 | 0
LFG | 0 | 0 | 0 | 0 | 0 | 0
Nuc | 0 | 0 | 0 | 0 | 0 | 0
PS | 0 | 0 | 0 | 0 | 0 | 0
PV | 0 | 0 | 0 | 0 | 0 | 0
PeakG | 0 | 0 | 0 | 0 | 0 | 0
PeakO | 0 | 0 | 0 | 0 | 0 | 0
ST | 0 | 0 | 0 | 0 | 0 | 0
STOG | 0 | 0 | 0 | 0 | 0 | 0
STWD | 0 | 0 | 0 | 0 | 0 | 0
WT | 0 | 0 | 0 | 0 | 0 | 0
IGCC | 0 | 0 | 0 | 0 | 0 | 0
DemandResponse | 0 | 0 | 0 | 0 | 0 | 0
IGCC-CCS | 0 | 0 | 0 | 0 | 0 | 0
WT_off | 0 | 0 | 0 | 0 | 0 | 0
PseudoUnit | 0 | 0 | 0 | 0 | 0 | 0
FixedInterchange | 0 | 0 | 0 | 0 | 0 | 0
Retrofit VOM Costs by Reporting Type: MISO_IN
ReportingType | 2015 | 2020 | 2025 | 2030 | 2035 | 2040
BM | 0 | 0 | 0 | 0 | 0 | 0
CC | 0 | 0 | 0 | 0 | 0 | 0
CSP | 0 | 0 | 0 | 0 | 0 | 0
CT | 0 | 0 | 0 | 0 | 0 | 0
Coal | 311.93 | 368.52 | 223.7 | 158.5 | 155.75 | 149.58
Geo | 0 | 0 | 0 | 0 | 0 | 0
H | 0 | 0 | 0 | 0 | 0 | 0
LFG | 0 | 0 | 0 | 0 | 0 | 0
Nuc | 0 | 0 | 0 | 0 | 0 | 0
PS | 0 | 0 | 0 | 0 | 0 | 0
PV | 0 | 0 | 0 | 0 | 0 | 0
PeakG | 0 | 0 | 0 | 0 | 0 | 0
PeakO | 0 | 0 | 0 | 0 | 0 | 0
ST | 0 | 0 | 0 | 0 | 0 | 0
STOG | 0 | 0 | 0 | 0 | 0 | 0
STWD | 0 | 0 | 0 | 0 | 0 | 0
WT | 0 | 0 | 0 | 0 | 0 | 0
IGCC | 0 | 0 | 0 | 0 | 0 | 0
DemandResponse | 0 | 0 | 0 | 0 | 0 | 0
IGCC-CCS | 0 | 0 | 0 | 0 | 0 | 0
WT_off | 0 | 0 | 0 | 0 | 0 | 0
PseudoUnit | 0 | 0 | 0 | 0 | 0 | 0
FixedInterchange | 0 | 0 | 0 | 0 | 0 | 0
Retrofit VOM Costs by Reporting Type: MISO_MI
ReportingType | 2015 | 2020 | 2025 | 2030 | 2035 | 2040
BM | 0 | 0 | 0 | 0 | 0 | 0
CC | 0 | 0 | 0 | 0 | 0 | 0
CSP | 0 | 0 | 0 | 0 | 0 | 0
CT | 0 | 0 | 0 | 0 | 0 | 0
Coal | 64.22 | 50.5 | 27.38 | 31.03 | 31.03 | 31.03
Geo | 0 | 0 | 0 | 0 | 0 | 0
H | 0 | 0 | 0 | 0 | 0 | 0
LFG | 0 | 0 | 0 | 0 | 0 | 0
Nuc | 0 | 0 | 0 | 0 | 0 | 0
PS | 0 | 0 | 0 | 0 | 0 | 0
PV | 0 | 0 | 0 | 0 | 0 | 0
PeakG | 0 | 0 | 0 | 0 | 0 | 0
PeakO | 0 | 0 | 0 | 0 | 0 | 0
ST | 0 | 0 | 0 | 0 | 0 | 0
STOG | 0 | 0 | 0 | 0 | 0 | 0
STWD | 0 | 0 | 0 | 0 | 0 | 0
WT | 0 | 0 | 0 | 0 | 0 | 0
IGCC | 0 | 0 | 0 | 0 | 0 | 0
DemandResponse | 0 | 0 | 0 | 0 | 0 | 0
IGCC-CCS | 0 | 0 | 0 | 0 | 0 | 0
WT_off | 0 | 0 | 0 | 0 | 0 | 0
PseudoUnit | 0 | 0 | 0 | 0 | 0 | 0
FixedInterchange | 0 | 0 | 0 | 0 | 0 | 0
Retrofit VOM Costs by Reporting Type: MISO_MO-IL
ReportingType | 2015 | 2020 | 2025 | 2030 | 2035 | 2040
BM | 0 | 0 | 0 | 0 | 0 | 0
CC | 0 | 0 | 0 | 0 | 0 | 0
CSP | 0 | 0 | 0 | 0 | 0 | 0
CT | 0 | 0 | 0 | 0 | 0 | 0
Coal | 117.27 | 155.52 | 76.37 | 38.38 | 37.59 | 37.59
Geo | 0 | 0 | 0 | 0 | 0 | 0
H | 0 | 0 | 0 | 0 | 0 | 0
LFG | 0 | 0 | 0 | 0 | 0 | 0
Nuc | 0 | 0 | 0 | 0 | 0 | 0
PS | 0 | 0 | 0 | 0 | 0 | 0
PV | 0 | 0 | 0 | 0 | 0 | 0
PeakG | 0 | 0 | 0 | 0 | 0 | 0
PeakO | 0 | 0 | 0 | 0 | 0 | 0
ST | 0 | 0 | 0 | 0 | 0 | 0
STOG | 0 | 0 | 0 | 0 | 0 | 0
STWD | 0 | 0 | 0 | 0 | 0 | 0
WT | 0 | 0 | 0 | 0 | 0 | 0
IGCC | 0 | 0 | 0 | 0 | 0 | 0
DemandResponse | 0 | 0 | 0 | 0 | 0 | 0
IGCC-CCS | 0 | 0 | 0 | 0 | 0 | 0
WT_off | 0 | 0 | 0 | 0 | 0 | 0
PseudoUnit | 0 | 0 | 0 | 0 | 0 | 0
FixedInterchange | 0 | 0 | 0 | 0 | 0 | 0
Retrofit VOM Costs by Reporting Type: MISO_W
ReportingType | 2015 | 2020 | 2025 | 2030 | 2035 | 2040
BM | 0 | 0 | 0 | 0 | 0 | 0
CC | 0 | 0 | 0 | 0 | 0 | 0
CSP | 0 | 0 | 0 | 0 | 0 | 0
CT | 0 | 0 | 0 | 0 | 0 | 0
Coal | 145.78 | 121.18 | 52.23 | 29.75 | 24.88 | 23.66
Geo | 0 | 0 | 0 | 0 | 0 | 0
H | 0 | 0 | 0 | 0 | 0 | 0
LFG | 0 | 0 | 0 | 0 | 0 | 0
Nuc | 0 | 0 | 0 | 0 | 0 | 0
PS | 0 | 0 | 0 | 0 | 0 | 0
PV | 0 | 0 | 0 | 0 | 0 | 0
PeakG | 0 | 0 | 0 | 0 | 0 | 0
PeakO | 0 | 0 | 0 | 0 | 0 | 0
ST | 0 | 0 | 0 | 0 | 0 | 0
STOG | 0 | 0 | 0 | 0 | 0 | 0
STWD | 0 | 0 | 0 | 0 | 0 | 0
WT | 0 | 0 | 0 | 0 | 0 | 0
IGCC | 0 | 0 | 0 | 0 | 0 | 0
DemandResponse | 0 | 0 | 0 | 0 | 0 | 0
IGCC-CCS | 0 | 0 | 0 | 0 | 0 | 0
WT_off | 0 | 0 | 0 | 0 | 0 | 0
PseudoUnit | 0 | 0 | 0 | 0 | 0 | 0
FixedInterchange | 0 | 0 | 0 | 0 | 0 | 0
Retrofit VOM Costs by Reporting Type: MISO_WUMS
ReportingType | 2015 | 2020 | 2025 | 2030 | 2035 | 2040
BM | 0 | 0 | 0 | 0 | 0 | 0
CC | 0 | 0 | 0 | 0 | 0 | 0
CSP | 0 | 0 | 0 | 0 | 0 | 0
CT | 0 | 0 | 0 | 0 | 0 | 0
Coal | 114.72 | 129.69 | 34.44 | 28.24 | 30.41 | 26.2
Geo | 0 | 0 | 0 | 0 | 0 | 0
H | 0 | 0 | 0 | 0 | 0 | 0
LFG | 0 | 0 | 0 | 0 | 0 | 0
Nuc | 0 | 0 | 0 | 0 | 0 | 0
PS | 0 | 0 | 0 | 0 | 0 | 0
PV | 0 | 0 | 0 | 0 | 0 | 0
PeakG | 0 | 0 | 0 | 0 | 0 | 0
PeakO | 0 | 0 | 0 | 0 | 0 | 0
ST | 0 | 0 | 0 | 0 | 0 | 0
STOG | 0 | 0 | 0 | 0 | 0 | 0
STWD | 0 | 0 | 0 | 0 | 0 | 0
WT | 0 | 0 | 0 | 0 | 0 | 0
IGCC | 0 | 0 | 0 | 0 | 0 | 0
DemandResponse | 0 | 0 | 0 | 0 | 0 | 0
IGCC-CCS | 0 | 0 | 0 | 0 | 0 | 0
WT_off | 0 | 0 | 0 | 0 | 0 | 0
PseudoUnit | 0 | 0 | 0 | 0 | 0 | 0
FixedInterchange | 0 | 0 | 0 | 0 | 0 | 0
Retrofit VOM Costs by Reporting Type: Nebraska
ReportingType | 2015 | 2020 | 2025 | 2030 | 2035 | 2040
BM | 0 | 0 | 0 | 0 | 0 | 0
CC | 0 | 0 | 0 | 0 | 0 | 0
CSP | 0 | 0 | 0 | 0 | 0 | 0
CT | 0 | 0 | 0 | 0 | 0 | 0
Coal | 16.57 | 46.56 | 35.59 | 17.49 | 16.69 | 15.8
Geo | 0 | 0 | 0 | 0 | 0 | 0
H | 0 | 0 | 0 | 0 | 0 | 0
LFG | 0 | 0 | 0 | 0 | 0 | 0
Nuc | 0 | 0 | 0 | 0 | 0 | 0
PS | 0 | 0 | 0 | 0 | 0 | 0
PV | 0 | 0 | 0 | 0 | 0 | 0
PeakG | 0 | 0 | 0 | 0 | 0 | 0
PeakO | 0 | 0 | 0 | 0 | 0 | 0
ST | 0 | 0 | 0 | 0 | 0 | 0
STOG | 0 | 0 | 0 | 0 | 0 | 0
STWD | 0 | 0 | 0 | 0 | 0 | 0
WT | 0 | 0 | 0 | 0 | 0 | 0
IGCC | 0 | 0 | 0 | 0 | 0 | 0
DemandResponse | 0 | 0 | 0 | 0 | 0 | 0
IGCC-CCS | 0 | 0 | 0 | 0 | 0 | 0
WT_off | 0 | 0 | 0 | 0 | 0 | 0
PseudoUnit | 0 | 0 | 0 | 0 | 0 | 0
FixedInterchange | 0 | 0 | 0 | 0 | 0 | 0
Retrofit VOM Costs by Reporting Type: NEISO
ReportingType | 2015 | 2020 | 2025 | 2030 | 2035 | 2040
BM | 0 | 0 | 0 | 0 | 0 | 0
CC | 0 | 0 | 0 | 0 | 0 | 0
CSP | 0 | 0 | 0 | 0 | 0 | 0
CT | 0 | 0 | 0 | 0 | 0 | 0
Coal | 41.21 | 26.55 | 0 | 0 | 0 | 0
Geo | 0 | 0 | 0 | 0 | 0 | 0
H | 0 | 0 | 0 | 0 | 0 | 0
LFG | 0 | 0 | 0 | 0 | 0 | 0
Nuc | 0 | 0 | 0 | 0 | 0 | 0
PS | 0 | 0 | 0 | 0 | 0 | 0
PV | 0 | 0 | 0 | 0 | 0 | 0
PeakG | 0 | 0 | 0 | 0 | 0 | 0
PeakO | 0 | 0 | 0 | 0 | 0 | 0
ST | 0 | 0 | 0 | 0 | 0 | 0
STOG | 0 | 0 | 0 | 0 | 0 | 0
STWD | 0 | 0 | 0 | 0 | 0 | 0
WT | 0 | 0 | 0 | 0 | 0 | 0
IGCC | 0 | 0 | 0 | 0 | 0 | 0
DemandResponse | 0 | 0 | 0 | 0 | 0 | 0
IGCC-CCS | 0 | 0 | 0 | 0 | 0 | 0
WT_off | 0 | 0 | 0 | 0 | 0 | 0
PseudoUnit | 0 | 0 | 0 | 0 | 0 | 0
FixedInterchange | 0 | 0 | 0 | 0 | 0 | 0
Retrofit VOM Costs by Reporting Type: NonRTO_Midwest
ReportingType | 2015 | 2020 | 2025 | 2030 | 2035 | 2040
BM | 0 | 0 | 0 | 0 | 0 | 0
CC | 0 | 0 | 0 | 0 | 0 | 0
CSP | 0 | 0 | 0 | 0 | 0 | 0
CT | 0 | 0 | 0 | 0 | 0 | 0
Coal | 251.25 | 285.76 | 239.56 | 68.37 | 68.37 | 62.27
Geo | 0 | 0 | 0 | 0 | 0 | 0
H | 0 | 0 | 0 | 0 | 0 | 0
LFG | 0 | 0 | 0 | 0 | 0 | 0
Nuc | 0 | 0 | 0 | 0 | 0 | 0
PS | 0 | 0 | 0 | 0 | 0 | 0
PV | 0 | 0 | 0 | 0 | 0 | 0
PeakG | 0 | 0 | 0 | 0 | 0 | 0
PeakO | 0 | 0 | 0 | 0 | 0 | 0
ST | 0 | 0 | 0 | 0 | 0 | 0
STOG | 0 | 0 | 0 | 0 | 0 | 0
STWD | 0 | 0 | 0 | 0 | 0 | 0
WT | 0 | 0 | 0 | 0 | 0 | 0
IGCC | 0 | 0 | 0 | 0 | 0 | 0
DemandResponse | 0 | 0 | 0 | 0 | 0 | 0
IGCC-CCS | 0 | 0 | 0 | 0 | 0 | 0
WT_off | 0 | 0 | 0 | 0 | 0 | 0
PseudoUnit | 0 | 0 | 0 | 0 | 0 | 0
FixedInterchange | 0 | 0 | 0 | 0 | 0 | 0
Retrofit VOM Costs by Reporting Type: NYISO_A-F
ReportingType | 2015 | 2020 | 2025 | 2030 | 2035 | 2040
BM | 0 | 0 | 0 | 0 | 0 | 0
CC | 0 | 0 | 0 | 0 | 0 | 0
CSP | 0 | 0 | 0 | 0 | 0 | 0
CT | 0 | 0 | 0 | 0 | 0 | 0
Coal | 22.65 | 20.59 | 0 | 0 | 0 | 0
Geo | 0 | 0 | 0 | 0 | 0 | 0
H | 0 | 0 | 0 | 0 | 0 | 0
LFG | 0 | 0 | 0 | 0 | 0 | 0
Nuc | 0 | 0 | 0 | 0 | 0 | 0
PS | 0 | 0 | 0 | 0 | 0 | 0
PV | 0 | 0 | 0 | 0 | 0 | 0
PeakG | 0 | 0 | 0 | 0 | 0 | 0
PeakO | 0 | 0 | 0 | 0 | 0 | 0
ST | 0 | 0 | 0 | 0 | 0 | 0
STOG | 0 | 0 | 0 | 0 | 0 | 0
STWD | 0 | 0 | 0 | 0 | 0 | 0
WT | 0 | 0 | 0 | 0 | 0 | 0
IGCC | 0 | 0 | 0 | 0 | 0 | 0
DemandResponse | 0 | 0 | 0 | 0 | 0 | 0
IGCC-CCS | 0 | 0 | 0 | 0 | 0 | 0
WT_off | 0 | 0 | 0 | 0 | 0 | 0
PseudoUnit | 0 | 0 | 0 | 0 | 0 | 0
FixedInterchange | 0 | 0 | 0 | 0 | 0 | 0
Retrofit VOM Costs by Reporting Type: NYISO_G-I
ReportingType | 2015 | 2020 | 2025 | 2030 | 2035 | 2040
BM | 0 | 0 | 0 | 0 | 0 | 0
CC | 0 | 0 | 0 | 0 | 0 | 0
CSP | 0 | 0 | 0 | 0 | 0 | 0
CT | 0 | 0 | 0 | 0 | 0 | 0
Coal | 0 | 0 | 0 | 0 | 0 | 0
Geo | 0 | 0 | 0 | 0 | 0 | 0
H | 0 | 0 | 0 | 0 | 0 | 0
LFG | 0 | 0 | 0 | 0 | 0 | 0
Nuc | 0 | 0 | 0 | 0 | 0 | 0
PS | 0 | 0 | 0 | 0 | 0 | 0
PV | 0 | 0 | 0 | 0 | 0 | 0
PeakG | 0 | 0 | 0 | 0 | 0 | 0
PeakO | 0 | 0 | 0 | 0 | 0 | 0
ST | 0 | 0 | 0 | 0 | 0 | 0
STOG | 0 | 0 | 0 | 0 | 0 | 0
STWD | 0 | 0 | 0 | 0 | 0 | 0
WT | 0 | 0 | 0 | 0 | 0 | 0
IGCC | 0 | 0 | 0 | 0 | 0 | 0
DemandResponse | 0 | 0 | 0 | 0 | 0 | 0
IGCC-CCS | 0 | 0 | 0 | 0 | 0 | 0
WT_off | 0 | 0 | 0 | 0 | 0 | 0
PseudoUnit | 0 | 0 | 0 | 0 | 0 | 0
FixedInterchange | 0 | 0 | 0 | 0 | 0 | 0
Retrofit VOM Costs by Reporting Type: NYISO_J-K
ReportingType | 2015 | 2020 | 2025 | 2030 | 2035 | 2040
BM | 0 | 0 | 0 | 0 | 0 | 0
CC | 0 | 0 | 0 | 0 | 0 | 0
CSP | 0 | 0 | 0 | 0 | 0 | 0
CT | 0 | 0 | 0 | 0 | 0 | 0
Coal | 0 | 0 | 0 | 0 | 0 | 0
Geo | 0 | 0 | 0 | 0 | 0 | 0
H | 0 | 0 | 0 | 0 | 0 | 0
LFG | 0 | 0 | 0 | 0 | 0 | 0
Nuc | 0 | 0 | 0 | 0 | 0 | 0
PS | 0 | 0 | 0 | 0 | 0 | 0
PV | 0 | 0 | 0 | 0 | 0 | 0
PeakG | 0 | 0 | 0 | 0 | 0 | 0
PeakO | 0 | 0 | 0 | 0 | 0 | 0
ST | 0 | 0 | 0 | 0 | 0 | 0
STOG | 0 | 0 | 0 | 0 | 0 | 0
STWD | 0 | 0 | 0 | 0 | 0 | 0
WT | 0 | 0 | 0 | 0 | 0 | 0
IGCC | 0 | 0 | 0 | 0 | 0 | 0
DemandResponse | 0 | 0 | 0 | 0 | 0 | 0
IGCC-CCS | 0 | 0 | 0 | 0 | 0 | 0
WT_off | 0 | 0 | 0 | 0 | 0 | 0
PseudoUnit | 0 | 0 | 0 | 0 | 0 | 0
FixedInterchange | 0 | 0 | 0 | 0 | 0 | 0
Retrofit VOM Costs by Reporting Type: PJM_E
ReportingType | 2015 | 2020 | 2025 | 2030 | 2035 | 2040
BM | 0 | 0 | 0 | 0 | 0 | 0
CC | 0 | 0 | 0 | 0 | 0 | 0
CSP | 0 | 0 | 0 | 0 | 0 | 0
CT | 0 | 0 | 0 | 0 | 0 | 0
Coal | 16.41 | 21.41 | 1.41 | 6.72 | 10.19 | 6.1
Geo | 0 | 0 | 0 | 0 | 0 | 0
H | 0 | 0 | 0 | 0 | 0 | 0
LFG | 0 | 0 | 0 | 0 | 0 | 0
Nuc | 0 | 0 | 0 | 0 | 0 | 0
PS | 0 | 0 | 0 | 0 | 0 | 0
PV | 0 | 0 | 0 | 0 | 0 | 0
PeakG | 0 | 0 | 0 | 0 | 0 | 0
PeakO | 0 | 0 | 0 | 0 | 0 | 0
ST | 0 | 0 | 0 | 0 | 0 | 0
STOG | 0 | 0 | 0 | 0 | 0 | 0
STWD | 0 | 0 | 0 | 0 | 0 | 0
WT | 0 | 0 | 0 | 0 | 0 | 0
IGCC | 0 | 0 | 0 | 0 | 0 | 0
DemandResponse | 0 | 0 | 0 | 0 | 0 | 0
IGCC-CCS | 0 | 0 | 0 | 0 | 0 | 0
WT_off | 0 | 0 | 0 | 0 | 0 | 0
PseudoUnit | 0 | 0 | 0 | 0 | 0 | 0
FixedInterchange | 0 | 0 | 0 | 0 | 0 | 0
Retrofit VOM Costs by Reporting Type: PJM_ROM
ReportingType | 2015 | 2020 | 2025 | 2030 | 2035 | 2040
BM | 0 | 0 | 0 | 0 | 0 | 0
CC | 0 | 0 | 0 | 0 | 0 | 0
CSP | 0 | 0 | 0 | 0 | 0 | 0
CT | 0 | 0 | 0 | 0 | 0 | 0
Coal | 273.83 | 306.43 | 76.73 | 72.54 | 71.24 | 67.62
Geo | 0 | 0 | 0 | 0 | 0 | 0
H | 0 | 0 | 0 | 0 | 0 | 0
LFG | 0 | 0 | 0 | 0 | 0 | 0
Nuc | 0 | 0 | 0 | 0 | 0 | 0
PS | 0 | 0 | 0 | 0 | 0 | 0
PV | 0 | 0 | 0 | 0 | 0 | 0
PeakG | 0 | 0 | 0 | 0 | 0 | 0
PeakO | 0 | 0 | 0 | 0 | 0 | 0
ST | 0 | 0 | 0 | 0 | 0 | 0
STOG | 0 | 0 | 0 | 0 | 0 | 0
STWD | 0 | 0 | 0 | 0 | 0 | 0
WT | 0 | 0 | 0 | 0 | 0 | 0
IGCC | 0 | 0 | 0 | 0 | 0 | 0
DemandResponse | 0 | 0 | 0 | 0 | 0 | 0
IGCC-CCS | 0 | 0 | 0 | 0 | 0 | 0
WT_off | 0 | 0 | 0 | 0 | 0 | 0
PseudoUnit | 0 | 0 | 0 | 0 | 0 | 0
FixedInterchange | 0 | 0 | 0 | 0 | 0 | 0
Retrofit VOM Costs by Reporting Type: PJM_ROR
ReportingType | 2015 | 2020 | 2025 | 2030 | 2035 | 2040
BM | 0 | 0 | 0 | 0 | 0 | 0
CC | 0 | 0 | 0 | 0 | 0 | 0
CSP | 0 | 0 | 0 | 0 | 0 | 0
CT | 0 | 0 | 0 | 0 | 0 | 0
Coal | 953.02 | 1079.13 | 620.76 | 496.71 | 497.47 | 496.35
Geo | 0 | 0 | 0 | 0 | 0 | 0
H | 0 | 0 | 0 | 0 | 0 | 0
LFG | 0 | 0 | 0 | 0 | 0 | 0
Nuc | 0 | 0 | 0 | 0 | 0 | 0
PS | 0 | 0 | 0 | 0 | 0 | 0
PV | 0 | 0 | 0 | 0 | 0 | 0
PeakG | 0 | 0 | 0 | 0 | 0 | 0
PeakO | 0 | 0 | 0 | 0 | 0 | 0
ST | 0 | 0 | 0 | 0 | 0 | 0
STOG | 0 | 0 | 0 | 0 | 0 | 0
STWD | 0 | 0 | 0 | 0 | 0 | 0
WT | 0 | 0 | 0 | 0 | 0 | 0
IGCC | 0 | 0 | 0 | 0 | 0 | 0
DemandResponse | 0 | 0 | 0 | 0 | 0 | 0
IGCC-CCS | 0 | 0 | 0 | 0 | 0 | 0
WT_off | 0 | 0 | 0 | 0 | 0 | 0
PseudoUnit | 0 | 0 | 0 | 0 | 0 | 0
FixedInterchange | 0 | 0 | 0 | 0 | 0 | 0
Retrofit VOM Costs by Reporting Type: SOCO
ReportingType | 2015 | 2020 | 2025 | 2030 | 2035 | 2040
BM | 0 | 0 | 0 | 0 | 0 | 0
CC | 0 | 0 | 0 | 0 | 0 | 0
CSP | 0 | 0 | 0 | 0 | 0 | 0
CT | 0 | 0 | 0 | 0 | 0 | 0
Coal | 497.51 | 531.83 | 289.02 | 177.42 | 177.42 | 157.43
Geo | 0 | 0 | 0 | 0 | 0 | 0
H | 0 | 0 | 0 | 0 | 0 | 0
LFG | 0 | 0 | 0 | 0 | 0 | 0
Nuc | 0 | 0 | 0 | 0 | 0 | 0
PS | 0 | 0 | 0 | 0 | 0 | 0
PV | 0 | 0 | 0 | 0 | 0 | 0
PeakG | 0 | 0 | 0 | 0 | 0 | 0
PeakO | 0 | 0 | 0 | 0 | 0 | 0
ST | 0 | 0 | 0 | 0 | 0 | 0
STOG | 0 | 0 | 0 | 0 | 0 | 0
STWD | 0 | 0 | 0 | 0 | 0 | 0
WT | 0 | 0 | 0 | 0 | 0 | 0
IGCC | 0 | 0 | 0 | 0 | 0 | 0
DemandResponse | 0 | 0 | 0 | 0 | 0 | 0
IGCC-CCS | 0 | 0 | 0 | 0 | 0 | 0
WT_off | 0 | 0 | 0 | 0 | 0 | 0
PseudoUnit | 0 | 0 | 0 | 0 | 0 | 0
FixedInterchange | 0 | 0 | 0 | 0 | 0 | 0
Retrofit VOM Costs by Reporting Type: SPP_N
ReportingType | 2015 | 2020 | 2025 | 2030 | 2035 | 2040
BM | 0 | 0 | 0 | 0 | 0 | 0
CC | 0 | 0 | 0 | 0 | 0 | 0
CSP | 0 | 0 | 0 | 0 | 0 | 0
CT | 0 | 0 | 0 | 0 | 0 | 0
Coal | 190.31 | 199.02 | 92.1 | 49.74 | 47.68 | 39.23
Geo | 0 | 0 | 0 | 0 | 0 | 0
H | 0 | 0 | 0 | 0 | 0 | 0
LFG | 0 | 0 | 0 | 0 | 0 | 0
Nuc | 0 | 0 | 0 | 0 | 0 | 0
PS | 0 | 0 | 0 | 0 | 0 | 0
PV | 0 | 0 | 0 | 0 | 0 | 0
PeakG | 0 | 0 | 0 | 0 | 0 | 0
PeakO | 0 | 0 | 0 | 0 | 0 | 0
ST | 0 | 0 | 0 | 0 | 0 | 0
STOG | 0 | 0 | 0 | 0 | 0 | 0
STWD | 0 | 0 | 0 | 0 | 0 | 0
WT | 0 | 0 | 0 | 0 | 0 | 0
IGCC | 0 | 0 | 0 | 0 | 0 | 0
DemandResponse | 0 | 0 | 0 | 0 | 0 | 0
IGCC-CCS | 0 | 0 | 0 | 0 | 0 | 0
WT_off | 0 | 0 | 0 | 0 | 0 | 0
PseudoUnit | 0 | 0 | 0 | 0 | 0 | 0
FixedInterchange | 0 | 0 | 0 | 0 | 0 | 0
Retrofit VOM Costs by Reporting Type: SPP_S
ReportingType | 2015 | 2020 | 2025 | 2030 | 2035 | 2040
BM | 0 | 0 | 0 | 0 | 0 | 0
CC | 0 | 0 | 0 | 0 | 0 | 0
CSP | 0 | 0 | 0 | 0 | 0 | 0
CT | 0 | 0 | 0 | 0 | 0 | 0
Coal | 137.63 | 304.04 | 46.46 | 3.9 | 0 | 0
Geo | 0 | 0 | 0 | 0 | 0 | 0
H | 0 | 0 | 0 | 0 | 0 | 0
LFG | 0 | 0 | 0 | 0 | 0 | 0
Nuc | 0 | 0 | 0 | 0 | 0 | 0
PS | 0 | 0 | 0 | 0 | 0 | 0
PV | 0 | 0 | 0 | 0 | 0 | 0
PeakG | 0 | 0 | 0 | 0 | 0 | 0
PeakO | 0 | 0 | 0 | 0 | 0 | 0
ST | 0 | 0 | 0 | 0 | 0 | 0
STOG | 0 | 0 | 0 | 0 | 0 | 0
STWD | 0 | 0 | 0 | 0 | 0 | 0
WT | 0 | 0 | 0 | 0 | 0 | 0
IGCC | 0 | 0 | 0 | 0 | 0 | 0
DemandResponse | 0 | 0 | 0 | 0 | 0 | 0
IGCC-CCS | 0 | 0 | 0 | 0 | 0 | 0
WT_off | 0 | 0 | 0 | 0 | 0 | 0
PseudoUnit | 0 | 0 | 0 | 0 | 0 | 0
FixedInterchange | 0 | 0 | 0 | 0 | 0 | 0
Retrofit VOM Costs by Reporting Type: TVA
ReportingType | 2015 | 2020 | 2025 | 2030 | 2035 | 2040
BM | 0 | 0 | 0 | 0 | 0 | 0
CC | 0 | 0 | 0 | 0 | 0 | 0
CSP | 0 | 0 | 0 | 0 | 0 | 0
CT | 0 | 0 | 0 | 0 | 0 | 0
Coal | 228.79 | 271.35 | 148.83 | 23.17 | 23.17 | 23.17
Geo | 0 | 0 | 0 | 0 | 0 | 0
H | 0 | 0 | 0 | 0 | 0 | 0
LFG | 0 | 0 | 0 | 0 | 0 | 0
Nuc | 0 | 0 | 0 | 0 | 0 | 0
PS | 0 | 0 | 0 | 0 | 0 | 0
PV | 0 | 0 | 0 | 0 | 0 | 0
PeakG | 0 | 0 | 0 | 0 | 0 | 0
PeakO | 0 | 0 | 0 | 0 | 0 | 0
ST | 0 | 0 | 0 | 0 | 0 | 0
STOG | 0 | 0 | 0 | 0 | 0 | 0
STWD | 0 | 0 | 0 | 0 | 0 | 0
WT | 0 | 0 | 0 | 0 | 0 | 0
IGCC | 0 | 0 | 0 | 0 | 0 | 0
DemandResponse | 0 | 0 | 0 | 0 | 0 | 0
IGCC-CCS | 0 | 0 | 0 | 0 | 0 | 0
WT_off | 0 | 0 | 0 | 0 | 0 | 0
PseudoUnit | 0 | 0 | 0 | 0 | 0 | 0
FixedInterchange | 0 | 0 | 0 | 0 | 0 | 0
Retrofit VOM Costs by Reporting Type: TVA_Transmission
ReportingType | 2015 | 2020 | 2025 | 2030 | 2035 | 2040
BM | 0 | 0 | 0 | 0 | 0 | 0
CC | 0 | 0 | 0 | 0 | 0 | 0
CSP | 0 | 0 | 0 | 0 | 0 | 0
CT | 0 | 0 | 0 | 0 | 0 | 0
Coal | 0 | 0 | 0 | 0 | 0 | 0
Geo | 0 | 0 | 0 | 0 | 0 | 0
H | 0 | 0 | 0 | 0 | 0 | 0
LFG | 0 | 0 | 0 | 0 | 0 | 0
Nuc | 0 | 0 | 0 | 0 | 0 | 0
PS | 0 | 0 | 0 | 0 | 0 | 0
PV | 0 | 0 | 0 | 0 | 0 | 0
PeakG | 0 | 0 | 0 | 0 | 0 | 0
PeakO | 0 | 0 | 0 | 0 | 0 | 0
ST | 0 | 0 | 0 | 0 | 0 | 0
STOG | 0 | 0 | 0 | 0 | 0 | 0
STWD | 0 | 0 | 0 | 0 | 0 | 0
WT | 0 | 0 | 0 | 0 | 0 | 0
IGCC | 0 | 0 | 0 | 0 | 0 | 0
DemandResponse | 0 | 0 | 0 | 0 | 0 | 0
IGCC-CCS | 0 | 0 | 0 | 0 | 0 | 0
WT_off | 0 | 0 | 0 | 0 | 0 | 0
PseudoUnit | 0 | 0 | 0 | 0 | 0 | 0
FixedInterchange | 0 | 0 | 0 | 0 | 0 | 0
Retrofit VOM Costs by Reporting Type: VACAR
ReportingType | 2015 | 2020 | 2025 | 2030 | 2035 | 2040
BM | 0 | 0 | 0 | 0 | 0 | 0
CC | 0 | 0 | 0 | 0 | 0 | 0
CSP | 0 | 0 | 0 | 0 | 0 | 0
CT | 0 | 0 | 0 | 0 | 0 | 0
Coal | 448.23 | 387.81 | 152.48 | 31.95 | 31.95 | 25.5
Geo | 0 | 0 | 0 | 0 | 0 | 0
H | 0 | 0 | 0 | 0 | 0 | 0
LFG | 0 | 0 | 0 | 0 | 0 | 0
Nuc | 0 | 0 | 0 | 0 | 0 | 0
PS | 0 | 0 | 0 | 0 | 0 | 0
PV | 0 | 0 | 0 | 0 | 0 | 0
PeakG | 0 | 0 | 0 | 0 | 0 | 0
PeakO | 0 | 0 | 0 | 0 | 0 | 0
ST | 0 | 0 | 0 | 0 | 0 | 0
STOG | 0 | 0 | 0 | 0 | 0 | 0
STWD | 0 | 0 | 0 | 0 | 0 | 0
WT | 0 | 0 | 0 | 0 | 0 | 0
IGCC | 0 | 0 | 0 | 0 | 0 | 0
DemandResponse | 0 | 0 | 0 | 0 | 0 | 0
IGCC-CCS | 0 | 0 | 0 | 0 | 0 | 0
WT_off | 0 | 0 | 0 | 0 | 0 | 0
PseudoUnit | 0 | 0 | 0 | 0 | 0 | 0
FixedInterchange | 0 | 0 | 0 | 0 | 0 | 0
Retrofit VOM Costs by Reporting Type: IESO
ReportingType | 2015 | 2020 | 2025 | 2030 | 2035 | 2040
BM | 0 | 0 | 0 | 0 | 0 | 0
CC | 0 | 0 | 0 | 0 | 0 | 0
CSP | 0 | 0 | 0 | 0 | 0 | 0
CT | 0 | 0 | 0 | 0 | 0 | 0
Coal | 0 | 0 | 0 | 0 | 0 | 0
Geo | 0 | 0 | 0 | 0 | 0 | 0
H | 0 | 0 | 0 | 0 | 0 | 0
LFG | 0 | 0 | 0 | 0 | 0 | 0
Nuc | 0 | 0 | 0 | 0 | 0 | 0
PS | 0 | 0 | 0 | 0 | 0 | 0
PV | 0 | 0 | 0 | 0 | 0 | 0
PeakG | 0 | 0 | 0 | 0 | 0 | 0
PeakO | 0 | 0 | 0 | 0 | 0 | 0
ST | 0 | 0 | 0 | 0 | 0 | 0
STOG | 0 | 0 | 0 | 0 | 0 | 0
STWD | 0 | 0 | 0 | 0 | 0 | 0
WT | 0 | 0 | 0 | 0 | 0 | 0
IGCC | 0 | 0 | 0 | 0 | 0 | 0
DemandResponse | 0 | 0 | 0 | 0 | 0 | 0
IGCC-CCS | 0 | 0 | 0 | 0 | 0 | 0
WT_off | 0 | 0 | 0 | 0 | 0 | 0
PseudoUnit | 0 | 0 | 0 | 0 | 0 | 0
FixedInterchange | 0 | 0 | 0 | 0 | 0 | 0
Retrofit VOM Costs by Reporting Type: MAPP_CA
ReportingType | 2015 | 2020 | 2025 | 2030 | 2035 | 2040
BM | 0 | 0 | 0 | 0 | 0 | 0
CC | 0 | 0 | 0 | 0 | 0 | 0
CSP | 0 | 0 | 0 | 0 | 0 | 0
CT | 0 | 0 | 0 | 0 | 0 | 0
Coal | 0 | 0 | 0 | 0 | 0 | 0
Geo | 0 | 0 | 0 | 0 | 0 | 0
H | 0 | 0 | 0 | 0 | 0 | 0
LFG | 0 | 0 | 0 | 0 | 0 | 0
Nuc | 0 | 0 | 0 | 0 | 0 | 0
PS | 0 | 0 | 0 | 0 | 0 | 0
PV | 0 | 0 | 0 | 0 | 0 | 0
PeakG | 0 | 0 | 0 | 0 | 0 | 0
PeakO | 0 | 0 | 0 | 0 | 0 | 0
ST | 0 | 0 | 0 | 0 | 0 | 0
STOG | 0 | 0 | 0 | 0 | 0 | 0
STWD | 0 | 0 | 0 | 0 | 0 | 0
WT | 0 | 0 | 0 | 0 | 0 | 0
IGCC | 0 | 0 | 0 | 0 | 0 | 0
DemandResponse | 0 | 0 | 0 | 0 | 0 | 0
IGCC-CCS | 0 | 0 | 0 | 0 | 0 | 0
WT_off | 0 | 0 | 0 | 0 | 0 | 0
PseudoUnit | 0 | 0 | 0 | 0 | 0 | 0
FixedInterchange | 0 | 0 | 0 | 0 | 0 | 0
Retrofit VOM Costs by Reporting Type: AZ_NM_SNV_Coal
ReportingType | 2015 | 2020 | 2025 | 2030 | 2035 | 2040
BM | 0 | 0 | 0 | 0 | 0 | 0
CC | 0 | 0 | 0 | 0 | 0 | 0
CSP | 0 | 0 | 0 | 0 | 0 | 0
CT | 0 | 0 | 0 | 0 | 0 | 0
Coal | 358.05 | 404.7 | 314.53 | 34.16 | 33.7 | 16.29
Geo | 0 | 0 | 0 | 0 | 0 | 0
H | 0 | 0 | 0 | 0 | 0 | 0
LFG | 0 | 0 | 0 | 0 | 0 | 0
Nuc | 0 | 0 | 0 | 0 | 0 | 0
PS | 0 | 0 | 0 | 0 | 0 | 0
PV | 0 | 0 | 0 | 0 | 0 | 0
PeakG | 0 | 0 | 0 | 0 | 0 | 0
PeakO | 0 | 0 | 0 | 0 | 0 | 0
ST | 0 | 0 | 0 | 0 | 0 | 0
STOG | 0 | 0 | 0 | 0 | 0 | 0
STWD | 0 | 0 | 0 | 0 | 0 | 0
WT | 0 | 0 | 0 | 0 | 0 | 0
IGCC | 0 | 0 | 0 | 0 | 0 | 0
DemandResponse | 0 | 0 | 0 | 0 | 0 | 0
IGCC-CCS | 0 | 0 | 0 | 0 | 0 | 0
WT_off | 0 | 0 | 0 | 0 | 0 | 0
PseudoUnit | 0 | 0 | 0 | 0 | 0 | 0
FixedInterchange | 0 | 0 | 0 | 0 | 0 | 0
Retrofit VOM Costs by Reporting Type: AZ_NM_SNV_Gas
ReportingType | 2015 | 2020 | 2025 | 2030 | 2035 | 2040
BM | 0 | 0 | 0 | 0 | 0 | 0
CC | 0 | 0 | 0 | 0 | 0 | 0
CSP | 0 | 0 | 0 | 0 | 0 | 0
CT | 0 | 0 | 0 | 0 | 0 | 0
Coal | 0 | 0 | 0 | 0 | 0 | 0
Geo | 0 | 0 | 0 | 0 | 0 | 0
H | 0 | 0 | 0 | 0 | 0 | 0
LFG | 0 | 0 | 0 | 0 | 0 | 0
Nuc | 0 | 0 | 0 | 0 | 0 | 0
PS | 0 | 0 | 0 | 0 | 0 | 0
PV | 0 | 0 | 0 | 0 | 0 | 0
PeakG | 0 | 0 | 0 | 0 | 0 | 0
PeakO | 0 | 0 | 0 | 0 | 0 | 0
ST | 0 | 0 | 0 | 0 | 0 | 0
STOG | 0 | 0 | 0 | 0 | 0 | 0
STWD | 0 | 0 | 0 | 0 | 0 | 0
WT | 0 | 0 | 0 | 0 | 0 | 0
IGCC | 0 | 0 | 0 | 0 | 0 | 0
DemandResponse | 0 | 0 | 0 | 0 | 0 | 0
IGCC-CCS | 0 | 0 | 0 | 0 | 0 | 0
WT_off | 0 | 0 | 0 | 0 | 0 | 0
PseudoUnit | 0 | 0 | 0 | 0 | 0 | 0
FixedInterchange | 0 | 0 | 0 | 0 | 0 | 0
Retrofit VOM Costs by Reporting Type: AZ_NM_SNV_NucRenew
ReportingType | 2015 | 2020 | 2025 | 2030 | 2035 | 2040
BM | 0 | 0 | 0 | 0 | 0 | 0
CC | 0 | 0 | 0 | 0 | 0 | 0
CSP | 0 | 0 | 0 | 0 | 0 | 0
CT | 0 | 0 | 0 | 0 | 0 | 0
Coal | 0 | 0 | 0 | 0 | 0 | 0
Geo | 0 | 0 | 0 | 0 | 0 | 0
H | 0 | 0 | 0 | 0 | 0 | 0
LFG | 0 | 0 | 0 | 0 | 0 | 0
Nuc | 0 | 0 | 0 | 0 | 0 | 0
PS | 0 | 0 | 0 | 0 | 0 | 0
PV | 0 | 0 | 0 | 0 | 0 | 0
PeakG | 0 | 0 | 0 | 0 | 0 | 0
PeakO | 0 | 0 | 0 | 0 | 0 | 0
ST | 0 | 0 | 0 | 0 | 0 | 0
STOG | 0 | 0 | 0 | 0 | 0 | 0
STWD | 0 | 0 | 0 | 0 | 0 | 0
WT | 0 | 0 | 0 | 0 | 0 | 0
IGCC | 0 | 0 | 0 | 0 | 0 | 0
DemandResponse | 0 | 0 | 0 | 0 | 0 | 0
IGCC-CCS | 0 | 0 | 0 | 0 | 0 | 0
WT_off | 0 | 0 | 0 | 0 | 0 | 0
PseudoUnit | 0 | 0 | 0 | 0 | 0 | 0
FixedInterchange | 0 | 0 | 0 | 0 | 0 | 0
Retrofit VOM Costs by Reporting Type: ERCOT
ReportingType | 2015 | 2020 | 2025 | 2030 | 2035 | 2040
BM | 0 | 0 | 0 | 0 | 0 | 0
CC | 0 | 0 | 0 | 0 | 0 | 0
CSP | 0 | 0 | 0 | 0 | 0 | 0
CT | 0 | 0 | 0 | 0 | 0 | 0
Coal | 397.38 | 396.45 | 109.76 | 76.36 | 76.1 | 64.95
Geo | 0 | 0 | 0 | 0 | 0 | 0
H | 0 | 0 | 0 | 0 | 0 | 0
LFG | 0 | 0 | 0 | 0 | 0 | 0
Nuc | 0 | 0 | 0 | 0 | 0 | 0
PS | 0 | 0 | 0 | 0 | 0 | 0
PV | 0 | 0 | 0 | 0 | 0 | 0
PeakG | 0 | 0 | 0 | 0 | 0 | 0
PeakO | 0 | 0 | 0 | 0 | 0 | 0
ST | 0 | 0 | 0 | 0 | 0 | 0
STOG | 0 | 0 | 0 | 0 | 0 | 0
STWD | 0 | 0 | 0 | 0 | 0 | 0
WT | 0 | 0 | 0 | 0 | 0 | 0
IGCC | 0 | 0 | 0 | 0 | 0 | 0
DemandResponse | 0 | 0 | 0 | 0 | 0 | 0
IGCC-CCS | 0 | 0 | 0 | 0 | 0 | 0
WT_off | 0 | 0 | 0 | 0 | 0 | 0
PseudoUnit | 0 | 0 | 0 | 0 | 0 | 0
FixedInterchange | 0 | 0 | 0 | 0 | 0 | 0
Retrofit VOM Costs by Reporting Type: NP15
ReportingType | 2015 | 2020 | 2025 | 2030 | 2035 | 2040
BM | 0 | 0 | 0 | 0 | 0 | 0
CC | 0 | 0 | 0 | 0 | 0 | 0
CSP | 0 | 0 | 0 | 0 | 0 | 0
CT | 0 | 0 | 0 | 0 | 0 | 0
Coal | 1.46 | 1.59 | 1.59 | 0 | 0 | 0
Geo | 0 | 0 | 0 | 0 | 0 | 0
H | 0 | 0 | 0 | 0 | 0 | 0
LFG | 0 | 0 | 0 | 0 | 0 | 0
Nuc | 0 | 0 | 0 | 0 | 0 | 0
PS | 0 | 0 | 0 | 0 | 0 | 0
PV | 0 | 0 | 0 | 0 | 0 | 0
PeakG | 0 | 0 | 0 | 0 | 0 | 0
PeakO | 0 | 0 | 0 | 0 | 0 | 0
ST | 0 | 0 | 0 | 0 | 0 | 0
STOG | 0 | 0 | 0 | 0 | 0 | 0
STWD | 0 | 0 | 0 | 0 | 0 | 0
WT | 0 | 0 | 0 | 0 | 0 | 0
IGCC | 0 | 0 | 0 | 0 | 0 | 0
DemandResponse | 0 | 0 | 0 | 0 | 0 | 0
IGCC-CCS | 0 | 0 | 0 | 0 | 0 | 0
WT_off | 0 | 0 | 0 | 0 | 0 | 0
PseudoUnit | 0 | 0 | 0 | 0 | 0 | 0
FixedInterchange | 0 | 0 | 0 | 0 | 0 | 0
Retrofit VOM Costs by Reporting Type: NWPP_Coal
ReportingType | 2015 | 2020 | 2025 | 2030 | 2035 | 2040
BM | 0 | 0 | 0 | 0 | 0 | 0
CC | 0 | 0 | 0 | 0 | 0 | 0
CSP | 0 | 0 | 0 | 0 | 0 | 0
CT | 0 | 0 | 0 | 0 | 0 | 0
Coal | 523.34 | 673.41 | 227.91 | 13.52 | 13.34 | 6.26
Geo | 0 | 0 | 0 | 0 | 0 | 0
H | 0 | 0 | 0 | 0 | 0 | 0
LFG | 0 | 0 | 0 | 0 | 0 | 0
Nuc | 0 | 0 | 0 | 0 | 0 | 0
PS | 0 | 0 | 0 | 0 | 0 | 0
PV | 0 | 0 | 0 | 0 | 0 | 0
PeakG | 0 | 0 | 0 | 0 | 0 | 0
PeakO | 0 | 0 | 0 | 0 | 0 | 0
ST | 0 | 0 | 0 | 0 | 0 | 0
STOG | 0 | 0 | 0 | 0 | 0 | 0
STWD | 0 | 0 | 0 | 0 | 0 | 0
WT | 0 | 0 | 0 | 0 | 0 | 0
IGCC | 0 | 0 | 0 | 0 | 0 | 0
DemandResponse | 0 | 0 | 0 | 0 | 0 | 0
IGCC-CCS | 0 | 0 | 0 | 0 | 0 | 0
WT_off | 0 | 0 | 0 | 0 | 0 | 0
PseudoUnit | 0 | 0 | 0 | 0 | 0 | 0
FixedInterchange | 0 | 0 | 0 | 0 | 0 | 0
Retrofit VOM Costs by Reporting Type: NWPP_Gas
ReportingType | 2015 | 2020 | 2025 | 2030 | 2035 | 2040
BM | 0 | 0 | 0 | 0 | 0 | 0
CC | 0 | 0 | 0 | 0 | 0 | 0
CSP | 0 | 0 | 0 | 0 | 0 | 0
CT | 0 | 0 | 0 | 0 | 0 | 0
Coal | 0 | 0 | 0 | 0 | 0 | 0
Geo | 0 | 0 | 0 | 0 | 0 | 0
H | 0 | 0 | 0 | 0 | 0 | 0
LFG | 0 | 0 | 0 | 0 | 0 | 0
Nuc | 0 | 0 | 0 | 0 | 0 | 0
PS | 0 | 0 | 0 | 0 | 0 | 0
PV | 0 | 0 | 0 | 0 | 0 | 0
PeakG | 0 | 0 | 0 | 0 | 0 | 0
PeakO | 0 | 0 | 0 | 0 | 0 | 0
ST | 0 | 0 | 0 | 0 | 0 | 0
STOG | 0 | 0 | 0 | 0 | 0 | 0
STWD | 0 | 0 | 0 | 0 | 0 | 0
WT | 0 | 0 | 0 | 0 | 0 | 0
IGCC | 0 | 0 | 0 | 0 | 0 | 0
DemandResponse | 0 | 0 | 0 | 0 | 0 | 0
IGCC-CCS | 0 | 0 | 0 | 0 | 0 | 0
WT_off | 0 | 0 | 0 | 0 | 0 | 0
PseudoUnit | 0 | 0 | 0 | 0 | 0 | 0
FixedInterchange | 0 | 0 | 0 | 0 | 0 | 0
Retrofit VOM Costs by Reporting Type: NWPP_NucRenew
ReportingType | 2015 | 2020 | 2025 | 2030 | 2035 | 2040
BM | 0 | 0 | 0 | 0 | 0 | 0
CC | 0 | 0 | 0 | 0 | 0 | 0
CSP | 0 | 0 | 0 | 0 | 0 | 0
CT | 0 | 0 | 0 | 0 | 0 | 0
Coal | 0 | 0 | 0 | 0 | 0 | 0
Geo | 0 | 0 | 0 | 0 | 0 | 0
H | 0 | 0 | 0 | 0 | 0 | 0
LFG | 0 | 0 | 0 | 0 | 0 | 0
Nuc | 0 | 0 | 0 | 0 | 0 | 0
PS | 0 | 0 | 0 | 0 | 0 | 0
PV | 0 | 0 | 0 | 0 | 0 | 0
PeakG | 0 | 0 | 0 | 0 | 0 | 0
PeakO | 0 | 0 | 0 | 0 | 0 | 0
ST | 0 | 0 | 0 | 0 | 0 | 0
STOG | 0 | 0 | 0 | 0 | 0 | 0
STWD | 0 | 0 | 0 | 0 | 0 | 0
WT | 0 | 0 | 0 | 0 | 0 | 0
IGCC | 0 | 0 | 0 | 0 | 0 | 0
DemandResponse | 0 | 0 | 0 | 0 | 0 | 0
IGCC-CCS | 0 | 0 | 0 | 0 | 0 | 0
WT_off | 0 | 0 | 0 | 0 | 0 | 0
PseudoUnit | 0 | 0 | 0 | 0 | 0 | 0
FixedInterchange | 0 | 0 | 0 | 0 | 0 | 0
Retrofit VOM Costs by Reporting Type: RMPA
ReportingType | 2015 | 2020 | 2025 | 2030 | 2035 | 2040
BM | 0 | 0 | 0 | 0 | 0 | 0
CC | 0 | 0 | 0 | 0 | 0 | 0
CSP | 0 | 0 | 0 | 0 | 0 | 0
CT | 0 | 0 | 0 | 0 | 0 | 0
Coal | 259.51 | 323.2 | 113.92 | 25.56 | 25.56 | 12.52
Geo | 0 | 0 | 0 | 0 | 0 | 0
H | 0 | 0 | 0 | 0 | 0 | 0
LFG | 0 | 0 | 0 | 0 | 0 | 0
Nuc | 0 | 0 | 0 | 0 | 0 | 0
PS | 0 | 0 | 0 | 0 | 0 | 0
PV | 0 | 0 | 0 | 0 | 0 | 0
PeakG | 0 | 0 | 0 | 0 | 0 | 0
PeakO | 0 | 0 | 0 | 0 | 0 | 0
ST | 0 | 0 | 0 | 0 | 0 | 0
STOG | 0 | 0 | 0 | 0 | 0 | 0
STWD | 0 | 0 | 0 | 0 | 0 | 0
WT | 0 | 0 | 0 | 0 | 0 | 0
IGCC | 0 | 0 | 0 | 0 | 0 | 0
DemandResponse | 0 | 0 | 0 | 0 | 0 | 0
IGCC-CCS | 0 | 0 | 0 | 0 | 0 | 0
WT_off | 0 | 0 | 0 | 0 | 0 | 0
PseudoUnit | 0 | 0 | 0 | 0 | 0 | 0
FixedInterchange | 0 | 0 | 0 | 0 | 0 | 0
Retrofit VOM Costs by Reporting Type: SP15
ReportingType | 2015 | 2020 | 2025 | 2030 | 2035 | 2040
BM | 0 | 0 | 0 | 0 | 0 | 0
CC | 0 | 0 | 0 | 0 | 0 | 0
CSP | 0 | 0 | 0 | 0 | 0 | 0
CT | 0 | 0 | 0 | 0 | 0 | 0
Coal | 5.19 | 5.66 | 5.66 | 0.08 | 0 | 0
Geo | 0 | 0 | 0 | 0 | 0 | 0
H | 0 | 0 | 0 | 0 | 0 | 0
LFG | 0 | 0 | 0 | 0 | 0 | 0
Nuc | 0 | 0 | 0 | 0 | 0 | 0
PS | 0 | 0 | 0 | 0 | 0 | 0
PV | 0 | 0 | 0 | 0 | 0 | 0
PeakG | 0 | 0 | 0 | 0 | 0 | 0
PeakO | 0 | 0 | 0 | 0 | 0 | 0
ST | 0 | 0 | 0 | 0 | 0 | 0
STOG | 0 | 0 | 0 | 0 | 0 | 0
STWD | 0 | 0 | 0 | 0 | 0 | 0
WT | 0 | 0 | 0 | 0 | 0 | 0
IGCC | 0 | 0 | 0 | 0 | 0 | 0
DemandResponse | 0 | 0 | 0 | 0 | 0 | 0
IGCC-CCS | 0 | 0 | 0 | 0 | 0 | 0
WT_off | 0 | 0 | 0 | 0 | 0 | 0
PseudoUnit | 0 | 0 | 0 | 0 | 0 | 0
FixedInterchange | 0 | 0 | 0 | 0 | 0 | 0
Retrofit VOM Costs by Reporting Type: ALB
ReportingType | 2015 | 2020 | 2025 | 2030 | 2035 | 2040
BM | 0 | 0 | 0 | 0 | 0 | 0
CC | 0 | 0 | 0 | 0 | 0 | 0
CSP | 0 | 0 | 0 | 0 | 0 | 0
CT | 0 | 0 | 0 | 0 | 0 | 0
Coal | 21.2 | 21.2 | 21.2 | 0 | 0 | 0
Geo | 0 | 0 | 0 | 0 | 0 | 0
H | 0 | 0 | 0 | 0 | 0 | 0
LFG | 0 | 0 | 0 | 0 | 0 | 0
Nuc | 0 | 0 | 0 | 0 | 0 | 0
PS | 0 | 0 | 0 | 0 | 0 | 0
PV | 0 | 0 | 0 | 0 | 0 | 0
PeakG | 0 | 0 | 0 | 0 | 0 | 0
PeakO | 0 | 0 | 0 | 0 | 0 | 0
ST | 0 | 0 | 0 | 0 | 0 | 0
STOG | 0 | 0 | 0 | 0 | 0 | 0
STWD | 0 | 0 | 0 | 0 | 0 | 0
WT | 0 | 0 | 0 | 0 | 0 | 0
IGCC | 0 | 0 | 0 | 0 | 0 | 0
DemandResponse | 0 | 0 | 0 | 0 | 0 | 0
IGCC-CCS | 0 | 0 | 0 | 0 | 0 | 0
WT_off | 0 | 0 | 0 | 0 | 0 | 0
PseudoUnit | 0 | 0 | 0 | 0 | 0 | 0
FixedInterchange | 0 | 0 | 0 | 0 | 0 | 0
Retrofit VOM Costs by Reporting Type: BC
ReportingType | 2015 | 2020 | 2025 | 2030 | 2035 | 2040
BM | 0 | 0 | 0 | 0 | 0 | 0
CC | 0 | 0 | 0 | 0 | 0 | 0
CSP | 0 | 0 | 0 | 0 | 0 | 0
CT | 0 | 0 | 0 | 0 | 0 | 0
Coal | 0 | 0 | 0 | 0 | 0 | 0
Geo | 0 | 0 | 0 | 0 | 0 | 0
H | 0 | 0 | 0 | 0 | 0 | 0
LFG | 0 | 0 | 0 | 0 | 0 | 0
Nuc | 0 | 0 | 0 | 0 | 0 | 0
PS | 0 | 0 | 0 | 0 | 0 | 0
PV | 0 | 0 | 0 | 0 | 0 | 0
PeakG | 0 | 0 | 0 | 0 | 0 | 0
PeakO | 0 | 0 | 0 | 0 | 0 | 0
ST | 0 | 0 | 0 | 0 | 0 | 0
STOG | 0 | 0 | 0 | 0 | 0 | 0
STWD | 0 | 0 | 0 | 0 | 0 | 0
WT | 0 | 0 | 0 | 0 | 0 | 0
IGCC | 0 | 0 | 0 | 0 | 0 | 0
DemandResponse | 0 | 0 | 0 | 0 | 0 | 0
IGCC-CCS | 0 | 0 | 0 | 0 | 0 | 0
WT_off | 0 | 0 | 0 | 0 | 0 | 0
PseudoUnit | 0 | 0 | 0 | 0 | 0 | 0
FixedInterchange | 0 | 0 | 0 | 0 | 0 | 0
Retrofit VOM Costs by Reporting Type: HQ_IESO
ReportingType | 2015 | 2020 | 2025 | 2030 | 2035 | 2040
BM | 0 | 0 | 0 | 0 | 0 | 0
CC | 0 | 0 | 0 | 0 | 0 | 0
CSP | 0 | 0 | 0 | 0 | 0 | 0
CT | 0 | 0 | 0 | 0 | 0 | 0
Coal | 0 | 0 | 0 | 0 | 0 | 0
Geo | 0 | 0 | 0 | 0 | 0 | 0
H | 0 | 0 | 0 | 0 | 0 | 0
LFG | 0 | 0 | 0 | 0 | 0 | 0
Nuc | 0 | 0 | 0 | 0 | 0 | 0
PS | 0 | 0 | 0 | 0 | 0 | 0
PV | 0 | 0 | 0 | 0 | 0 | 0
PeakG | 0 | 0 | 0 | 0 | 0 | 0
PeakO | 0 | 0 | 0 | 0 | 0 | 0
ST | 0 | 0 | 0 | 0 | 0 | 0
STOG | 0 | 0 | 0 | 0 | 0 | 0
STWD | 0 | 0 | 0 | 0 | 0 | 0
WT | 0 | 0 | 0 | 0 | 0 | 0
IGCC | 0 | 0 | 0 | 0 | 0 | 0
DemandResponse | 0 | 0 | 0 | 0 | 0 | 0
IGCC-CCS | 0 | 0 | 0 | 0 | 0 | 0
WT_off | 0 | 0 | 0 | 0 | 0 | 0
PseudoUnit | 0 | 0 | 0 | 0 | 0 | 0
FixedInterchange | 0 | 0 | 0 | 0 | 0 | 0
Retrofit VOM Costs by Reporting Type: HQ_NEISO
ReportingType | 2015 | 2020 | 2025 | 2030 | 2035 | 2040
BM | 0 | 0 | 0 | 0 | 0 | 0
CC | 0 | 0 | 0 | 0 | 0 | 0
CSP | 0 | 0 | 0 | 0 | 0 | 0
CT | 0 | 0 | 0 | 0 | 0 | 0
Coal | 0 | 0 | 0 | 0 | 0 | 0
Geo | 0 | 0 | 0 | 0 | 0 | 0
H | 0 | 0 | 0 | 0 | 0 | 0
LFG | 0 | 0 | 0 | 0 | 0 | 0
Nuc | 0 | 0 | 0 | 0 | 0 | 0
PS | 0 | 0 | 0 | 0 | 0 | 0
PV | 0 | 0 | 0 | 0 | 0 | 0
PeakG | 0 | 0 | 0 | 0 | 0 | 0
PeakO | 0 | 0 | 0 | 0 | 0 | 0
ST | 0 | 0 | 0 | 0 | 0 | 0
STOG | 0 | 0 | 0 | 0 | 0 | 0
STWD | 0 | 0 | 0 | 0 | 0 | 0
WT | 0 | 0 | 0 | 0 | 0 | 0
IGCC | 0 | 0 | 0 | 0 | 0 | 0
DemandResponse | 0 | 0 | 0 | 0 | 0 | 0
IGCC-CCS | 0 | 0 | 0 | 0 | 0 | 0
WT_off | 0 | 0 | 0 | 0 | 0 | 0
PseudoUnit | 0 | 0 | 0 | 0 | 0 | 0
FixedInterchange | 0 | 0 | 0 | 0 | 0 | 0
Retrofit VOM Costs by Reporting Type: HQ_NY
ReportingType | 2015 | 2020 | 2025 | 2030 | 2035 | 2040
BM | 0 | 0 | 0 | 0 | 0 | 0
CC | 0 | 0 | 0 | 0 | 0 | 0
CSP | 0 | 0 | 0 | 0 | 0 | 0
CT | 0 | 0 | 0 | 0 | 0 | 0
Coal | 0 | 0 | 0 | 0 | 0 | 0
Geo | 0 | 0 | 0 | 0 | 0 | 0
H | 0 | 0 | 0 | 0 | 0 | 0
LFG | 0 | 0 | 0 | 0 | 0 | 0
Nuc | 0 | 0 | 0 | 0 | 0 | 0
PS | 0 | 0 | 0 | 0 | 0 | 0
PV | 0 | 0 | 0 | 0 | 0 | 0
PeakG | 0 | 0 | 0 | 0 | 0 | 0
PeakO | 0 | 0 | 0 | 0 | 0 | 0
ST | 0 | 0 | 0 | 0 | 0 | 0
STOG | 0 | 0 | 0 | 0 | 0 | 0
STWD | 0 | 0 | 0 | 0 | 0 | 0
WT | 0 | 0 | 0 | 0 | 0 | 0
IGCC | 0 | 0 | 0 | 0 | 0 | 0
DemandResponse | 0 | 0 | 0 | 0 | 0 | 0
IGCC-CCS | 0 | 0 | 0 | 0 | 0 | 0
WT_off | 0 | 0 | 0 | 0 | 0 | 0
PseudoUnit | 0 | 0 | 0 | 0 | 0 | 0
FixedInterchange | 0 | 0 | 0 | 0 | 0 | 0
Retrofit VOM Costs by Reporting Type: MARITIMES
ReportingType | 2015 | 2020 | 2025 | 2030 | 2035 | 2040
BM | 0 | 0 | 0 | 0 | 0 | 0
CC | 0 | 0 | 0 | 0 | 0 | 0
CSP | 0 | 0 | 0 | 0 | 0 | 0
CT | 0 | 0 | 0 | 0 | 0 | 0
Coal | 0 | 0 | 0 | 0 | 0 | 0
Geo | 0 | 0 | 0 | 0 | 0 | 0
H | 0 | 0 | 0 | 0 | 0 | 0
LFG | 0 | 0 | 0 | 0 | 0 | 0
Nuc | 0 | 0 | 0 | 0 | 0 | 0
PS | 0 | 0 | 0 | 0 | 0 | 0
PV | 0 | 0 | 0 | 0 | 0 | 0
PeakG | 0 | 0 | 0 | 0 | 0 | 0
PeakO | 0 | 0 | 0 | 0 | 0 | 0
ST | 0 | 0 | 0 | 0 | 0 | 0
STOG | 0 | 0 | 0 | 0 | 0 | 0
STWD | 0 | 0 | 0 | 0 | 0 | 0
WT | 0 | 0 | 0 | 0 | 0 | 0
IGCC | 0 | 0 | 0 | 0 | 0 | 0
DemandResponse | 0 | 0 | 0 | 0 | 0 | 0
IGCC-CCS | 0 | 0 | 0 | 0 | 0 | 0
WT_off | 0 | 0 | 0 | 0 | 0 | 0
PseudoUnit | 0 | 0 | 0 | 0 | 0 | 0
FixedInterchange | 0 | 0 | 0 | 0 | 0 | 0
retrofit VOM Costs by Reporting Type: All
ReportingType | 2015 | 2020 | 2025 | 2030 | 2035 | 2040
BM | 0 | 0 | 0 | 0 | 0 | 0
CC | 0 | 0 | 0 | 0 | 0 | 0
CSP | 0 | 0 | 0 | 0 | 0 | 0
CT | 0 | 0 | 0 | 0 | 0 | 0
Coal | 5779.41 | 6666.13 | 3019.89 | 1457.88 | 1446.82 | 1330.64
Geo | 0 | 0 | 0 | 0 | 0 | 0
H | 0 | 0 | 0 | 0 | 0 | 0
LFG | 0 | 0 | 0 | 0 | 0 | 0
Nuc | 0 | 0 | 0 | 0 | 0 | 0
PS | 0 | 0 | 0 | 0 | 0 | 0
PV | 0 | 0 | 0 | 0 | 0 | 0
PeakG | 0 | 0 | 0 | 0 | 0 | 0
PeakO | 0 | 0 | 0 | 0 | 0 | 0
ST | 0 | 0 | 0 | 0 | 0 | 0
STOG | 0 | 0 | 0 | 0 | 0 | 0
STWD | 0 | 0 | 0 | 0 | 0 | 0
WT | 0 | 0 | 0 | 0 | 0 | 0
IGCC | 0 | 0 | 0 | 0 | 0 | 0
DemandResponse | 0 | 0 | 0 | 0 | 0 | 0
IGCC-CCS | 0 | 0 | 0 | 0 | 0 | 0
WT_off | 0 | 0 | 0 | 0 | 0 | 0
PseudoUnit | 0 | 0 | 0 | 0 | 0 | 0
FixedInterchange | 0 | 0 | 0 | 0 | 0 | 0
retrofit VOM Costs by Reporting Type: EI_US
ReportingType | 2015 | 2020 | 2025 | 2030 | 2035 | 2040
BM | 0 | 0 | 0 | 0 | 0 | 0
CC | 0 | 0 | 0 | 0 | 0 | 0
CSP | 0 | 0 | 0 | 0 | 0 | 0
CT | 0 | 0 | 0 | 0 | 0 | 0
Coal | 4213.29 | 4839.92 | 2225.32 | 1308.2 | 1298.13 | 1230.62
Geo | 0 | 0 | 0 | 0 | 0 | 0
H | 0 | 0 | 0 | 0 | 0 | 0
LFG | 0 | 0 | 0 | 0 | 0 | 0
Nuc | 0 | 0 | 0 | 0 | 0 | 0
PS | 0 | 0 | 0 | 0 | 0 | 0
PV | 0 | 0 | 0 | 0 | 0 | 0
PeakG | 0 | 0 | 0 | 0 | 0 | 0
PeakO | 0 | 0 | 0 | 0 | 0 | 0
ST | 0 | 0 | 0 | 0 | 0 | 0
STOG | 0 | 0 | 0 | 0 | 0 | 0
STWD | 0 | 0 | 0 | 0 | 0 | 0
WT | 0 | 0 | 0 | 0 | 0 | 0
IGCC | 0 | 0 | 0 | 0 | 0 | 0
DemandResponse | 0 | 0 | 0 | 0 | 0 | 0
IGCC-CCS | 0 | 0 | 0 | 0 | 0 | 0
WT_off | 0 | 0 | 0 | 0 | 0 | 0
PseudoUnit | 0 | 0 | 0 | 0 | 0 | 0
FixedInterchange | 0 | 0 | 0 | 0 | 0 | 0
retrofit VOM Costs by Reporting Type: EI_Canada
ReportingType | 2015 | 2020 | 2025 | 2030 | 2035 | 2040
BM | 0 | 0 | 0 | 0 | 0 | 0
CC | 0 | 0 | 0 | 0 | 0 | 0
CSP | 0 | 0 | 0 | 0 | 0 | 0
CT | 0 | 0 | 0 | 0 | 0 | 0
Coal | 0 | 0 | 0 | 0 | 0 | 0
Geo | 0 | 0 | 0 | 0 | 0 | 0
H | 0 | 0 | 0 | 0 | 0 | 0
LFG | 0 | 0 | 0 | 0 | 0 | 0
Nuc | 0 | 0 | 0 | 0 | 0 | 0
PS | 0 | 0 | 0 | 0 | 0 | 0
PV | 0 | 0 | 0 | 0 | 0 | 0
PeakG | 0 | 0 | 0 | 0 | 0 | 0
PeakO | 0 | 0 | 0 | 0 | 0 | 0
ST | 0 | 0 | 0 | 0 | 0 | 0
STOG | 0 | 0 | 0 | 0 | 0 | 0
STWD | 0 | 0 | 0 | 0 | 0 | 0
WT | 0 | 0 | 0 | 0 | 0 | 0
IGCC | 0 | 0 | 0 | 0 | 0 | 0
DemandResponse | 0 | 0 | 0 | 0 | 0 | 0
IGCC-CCS | 0 | 0 | 0 | 0 | 0 | 0
WT_off | 0 | 0 | 0 | 0 | 0 | 0
PseudoUnit | 0 | 0 | 0 | 0 | 0 | 0
FixedInterchange | 0 | 0 | 0 | 0 | 0 | 0
retrofit VOM Costs by Reporting Type: EI
ReportingType | 2015 | 2020 | 2025 | 2030 | 2035 | 2040
BM | 0 | 0 | 0 | 0 | 0 | 0
CC | 0 | 0 | 0 | 0 | 0 | 0
CSP | 0 | 0 | 0 | 0 | 0 | 0
CT | 0 | 0 | 0 | 0 | 0 | 0
Coal | 4213.29 | 4839.92 | 2225.32 | 1308.2 | 1298.13 | 1230.62
Geo | 0 | 0 | 0 | 0 | 0 | 0
H | 0 | 0 | 0 | 0 | 0 | 0
LFG | 0 | 0 | 0 | 0 | 0 | 0
Nuc | 0 | 0 | 0 | 0 | 0 | 0
PS | 0 | 0 | 0 | 0 | 0 | 0
PV | 0 | 0 | 0 | 0 | 0 | 0
PeakG | 0 | 0 | 0 | 0 | 0 | 0
PeakO | 0 | 0 | 0 | 0 | 0 | 0
ST | 0 | 0 | 0 | 0 | 0 | 0
STOG | 0 | 0 | 0 | 0 | 0 | 0
STWD | 0 | 0 | 0 | 0 | 0 | 0
WT | 0 | 0 | 0 | 0 | 0 | 0
IGCC | 0 | 0 | 0 | 0 | 0 | 0
DemandResponse | 0 | 0 | 0 | 0 | 0 | 0
IGCC-CCS | 0 | 0 | 0 | 0 | 0 | 0
WT_off | 0 | 0 | 0 | 0 | 0 | 0
PseudoUnit | 0 | 0 | 0 | 0 | 0 | 0
FixedInterchange | 0 | 0 | 0 | 0 | 0 | 0
retrofit VOM Costs by Reporting Type: Outside_EI
ReportingType | 2015 | 2020 | 2025 | 2030 | 2035 | 2040
BM | 0 | 0 | 0 | 0 | 0 | 0
CC | 0 | 0 | 0 | 0 | 0 | 0
CSP | 0 | 0 | 0 | 0 | 0 | 0
CT | 0 | 0 | 0 | 0 | 0 | 0
Coal | 1566.12 | 1826.21 | 794.57 | 149.68 | 148.69 | 100.02
Geo | 0 | 0 | 0 | 0 | 0 | 0
H | 0 | 0 | 0 | 0 | 0 | 0
LFG | 0 | 0 | 0 | 0 | 0 | 0
Nuc | 0 | 0 | 0 | 0 | 0 | 0
PS | 0 | 0 | 0 | 0 | 0 | 0
PV | 0 | 0 | 0 | 0 | 0 | 0
PeakG | 0 | 0 | 0 | 0 | 0 | 0
PeakO | 0 | 0 | 0 | 0 | 0 | 0
ST | 0 | 0 | 0 | 0 | 0 | 0
STOG | 0 | 0 | 0 | 0 | 0 | 0
STWD | 0 | 0 | 0 | 0 | 0 | 0
WT | 0 | 0 | 0 | 0 | 0 | 0
IGCC | 0 | 0 | 0 | 0 | 0 | 0
DemandResponse | 0 | 0 | 0 | 0 | 0 | 0
IGCC-CCS | 0 | 0 | 0 | 0 | 0 | 0
WT_off | 0 | 0 | 0 | 0 | 0 | 0
PseudoUnit | 0 | 0 | 0 | 0 | 0 | 0
FixedInterchange | 0 | 0 | 0 | 0 | 0 | 0
#10 | Base FOM Costs ($million)
Base FOM Costs by Reporting Type: Entergy
ReportingType | 2015 | 2020 | 2025 | 2030 | 2035 | 2040
BM | 0 | 0 | 0 | 0 | 1012.57 | 1012.57
CC | 469.93 | 620.35 | 509.51 | 537.52 | 171.17 | 171.17
CSP | 0 | 0 | 0 | 0 | 0 | 0
CT | 0 | 0 | 0 | 0 | 0 | 0
Coal | 547.13 | 245.27 | 69.31 | 21.37 | 21.37 | 21.37
Geo | 0 | 0 | 0 | 0 | 0 | 0
H | 10.6 | 10.6 | 20.85 | 26.39 | 26.39 | 26.39
LFG | 0.97 | 0.97 | 13.89 | 13.89 | 13.89 | 13.89
Nuc | 789.41 | 804.93 | 789.41 | 789.41 | 727.98 | 1383.66
PS | 1.4 | 1.4 | 1.4 | 1.4 | 1.4 | 1.4
PV | 0 | 1.03 | 1.52 | 1.52 | 1.52 | 1.55
PeakG | 47.54 | 69.98 | 49.29 | 19.59 | 20.89 | 20.89
PeakO | 4.42 | 5.87 | 0 | 0 | 0 | 0
ST | 0 | 0 | 0 | 0 | 0 | 0
STOG | 2.48 | 0 | 0 | 0 | 0 | 0
STWD | 6.6 | 8.26 | 6.73 | 6.73 | 6.73 | 6.73
WT | 3.66 | 3.66 | 3.66 | 3.66 | 3.66 | 3.66
IGCC | 0 | 0 | 0 | 0 | 0 | 0
DemandResponse | 0 | 0 | 0 | 0 | 0 | 0
IGCC-CCS | 0 | 0 | 0 | 0 | 0 | 0
WT_off | 0 | 0 | 0 | 0 | 0 | 0
PseudoUnit | 0 | 0 | 0 | 0 | 0 | 0
FixedInterchange | 0 | 0 | 0 | 0 | 0 | 0
Base FOM Costs by Reporting Type: FRCC
ReportingType | 2015 | 2020 | 2025 | 2030 | 2035 | 2040
BM | 0 | 0 | 0 | 0 | 201.2 | 201.2
CC | 747.77 | 915.3 | 721.15 | 625 | 421.48 | 433.69
CSP | 0 | 0 | 0 | 0 | 0 | 0
CT | 16.6 | 16.6 | 16.6 | 16.6 | 0 | 0
Coal | 577.93 | 555.43 | 265.88 | 274.49 | 289.31 | 303.49
Geo | 0 | 0 | 0 | 0 | 0 | 0
H | 0.78 | 0.78 | 0.78 | 0.78 | 0.78 | 0.78
LFG | 58.63 | 82.46 | 82.46 | 82.46 | 82.46 | 82.46
Nuc | 601.49 | 635.56 | 1443.37 | 1757.18 | 2795.89 | 2762
PS | 0 | 0 | 0 | 0 | 0 | 0
PV | 0.75 | 0.75 | 0.75 | 0.75 | 0.75 | 0.75
PeakG | 149.81 | 215.18 | 107.55 | 149.9 | 149.9 | 149.9
PeakO | 7.92 | 0 | 0 | 0 | 0 | 0
ST | 0 | 0 | 0 | 0 | 0 | 0
STOG | 0 | 0 | 0 | 0 | 0 | 0
STWD | 6.25 | 7.82 | 6.37 | 6.37 | 6.37 | 6.37
WT | 0 | 0 | 0 | 0 | 0 | 0
IGCC | 0 | 0 | 0 | 0 | 0 | 0
DemandResponse | 0 | 0 | 0 | 0 | 0 | 0
IGCC-CCS | 0 | 0 | 0 | 0 | 0 | 0
WT_off | 0 | 0 | 0 | 0 | 0 | 0
PseudoUnit | 0 | 0 | 0 | 0 | 0 | 0
FixedInterchange | 0 | 0 | 0 | 0 | 0 | 0
Base FOM Costs by Reporting Type: MAPP_US
ReportingType | 2015 | 2020 | 2025 | 2030 | 2035 | 2040
BM | 0 | 0 | 0 | 0 | 3.51 | 6.63
CC | 8.58 | 10.9 | 8.79 | 9.84 | 10.55 | 11.76
CSP | 0 | 0 | 0 | 0 | 0 | 0
CT | 2.06 | 2.06 | 2.06 | 2.06 | 2.06 | 2.06
Coal | 193.85 | 14.89 | 0 | 0 | 0 | 0
Geo | 3.95 | 3.95 | 3.95 | 3.95 | 3.95 | 3.95
H | 31.14 | 31.14 | 31.14 | 31.14 | 31.14 | 31.14
LFG | 0.24 | 0.24 | 0.24 | 8.86 | 8.86 | 8.86
Nuc | 0.01 | 0.01 | 0.01 | 0.01 | 0.01 | 0.01
PS | 0 | 0 | 0 | 0 | 0 | 0
PV | 0 | 0 | 0 | 0 | 0 | 0
PeakG | 12.29 | 19.13 | 14.16 | 16.07 | 17.04 | 17.04
PeakO | 9.49 | 12.94 | 10.37 | 10.37 | 10.37 | 10.37
ST | 0 | 0 | 0 | 0 | 0 | 0
STOG | 0 | 0 | 0 | 0 | 0 | 0
STWD | 0 | 0 | 0 | 0 | 0 | 0
WT | 55.22 | 372.87 | 372.87 | 388.42 | 388.42 | 388.42
IGCC | 0 | 0 | 0 | 0 | 0 | 0
DemandResponse | 0 | 0 | 0 | 0 | 0 | 0
IGCC-CCS | 0 | 0 | 0 | 0 | 0 | 0
WT_off | 0 | 0 | 0 | 0 | 0 | 0
PseudoUnit | 0 | 0 | 0 | 0 | 0 | 0
FixedInterchange | 0 | 0 | 0 | 0 | 0 | 0
Base FOM Costs by Reporting Type: MISO_IN
ReportingType | 2015 | 2020 | 2025 | 2030 | 2035 | 2040
BM | 0 | 0 | 0 | 12.31 | 617.54 | 617.54
CC | 41.43 | 169.72 | 214.56 | 218.08 | 224.04 | 224.04
CSP | 0 | 0 | 0 | 0 | 0 | 0
CT | 0 | 0 | 0 | 0 | 0 | 0
Coal | 821.26 | 788.3 | 772.28 | 678.29 | 621.52 | 726.88
Geo | 0 | 0 | 0 | 0 | 0 | 0
H | 1.07 | 1.07 | 1.07 | 1.07 | 1.07 | 1.07
LFG | 4.46 | 4.46 | 14.11 | 14.11 | 14.11 | 14.11
Nuc | 0.01 | 0.01 | 0.01 | 0.01 | 0.01 | 68.02
PS | 0 | 0 | 0 | 0 | 0 | 0
PV | 0 | 0 | 0 | 0 | 0 | 0
PeakG | 52.35 | 76.94 | 54.27 | 73.39 | 73.39 | 73.39
PeakO | 10.59 | 13.5 | 10.82 | 10.82 | 9.52 | 9.52
ST | 0 | 0 | 0 | 0 | 0 | 0
STOG | 12.26 | 14.51 | 12.44 | 12.44 | 0 | 0
STWD | 0 | 0 | 0 | 0 | 0 | 0
WT | 18.31 | 18.31 | 18.31 | 18.31 | 18.31 | 18.31
IGCC | 30.22 | 30.22 | 30.22 | 30.22 | 30.22 | 30.22
DemandResponse | 0 | 0 | 0 | 0 | 0 | 0
IGCC-CCS | 0 | 0 | 0 | 0 | 0 | 0
WT_off | 0 | 0 | 0 | 0 | 0 | 0
PseudoUnit | 0 | 0 | 0 | 0 | 0 | 0
FixedInterchange | 0 | 0 | 0 | 0 | 0 | 0
Base FOM Costs by Reporting Type: MISO_MI
ReportingType | 2015 | 2020 | 2025 | 2030 | 2035 | 2040
BM | 0 | 0 | 0 | 0 | 411.98 | 411.98
CC | 128.88 | 172.17 | 142.32 | 148.71 | 101.61 | 101.61
CSP | 0 | 0 | 0 | 0 | 0 | 0
CT | 0 | 0 | 0 | 0 | 0 | 0
Coal | 502.58 | 132.26 | 116.98 | 136.29 | 186.77 | 186.77
Geo | 0 | 0 | 0 | 0 | 0 | 0
H | 2.01 | 2.01 | 2.01 | 2.01 | 2.01 | 2.01
LFG | 19.67 | 19.67 | 38.95 | 38.95 | 38.95 | 38.95
Nuc | 275.03 | 275.03 | 275.03 | 742.5 | 629.23 | 886.64
PS | 44.44 | 44.44 | 44.44 | 44.44 | 44.44 | 44.44
PV | 0 | 0 | 0 | 0 | 0 | 0
PeakG | 61.2 | 89.88 | 71.67 | 85.63 | 85.63 | 85.63
PeakO | 15.67 | 19.97 | 16.01 | 16.01 | 14.42 | 14.42
ST | 0 | 0 | 0 | 0 | 0 | 0
STOG | 125.33 | 148.3 | 127.13 | 127.13 | 0 | 0
STWD | 5.22 | 6.54 | 5.33 | 5.33 | 5.33 | 5.33
WT | 61.65 | 68.25 | 68.25 | 68.25 | 68.25 | 68.25
IGCC | 0 | 0 | 0 | 0 | 0 | 0
DemandResponse | 0 | 0 | 0 | 0 | 0 | 0
IGCC-CCS | 0 | 0 | 0 | 0 | 0 | 0
WT_off | 0 | 0 | 0 | 0 | 0 | 0
PseudoUnit | 0 | 0 | 0 | 0 | 0 | 0
FixedInterchange | 0 | 0 | 0 | 0 | 0 | 0
Base FOM Costs by Reporting Type: MISO_MO-IL
ReportingType | 2015 | 2020 | 2025 | 2030 | 2035 | 2040
BM | 0 | 0 | 0 | 0 | 256.16 | 256.16
CC | 31.4 | 39.92 | 32.06 | 35.22 | 39.25 | 39.25
CSP | 0 | 0 | 0 | 0 | 0 | 0
CT | 0 | 0 | 0 | 0 | 0 | 0
Coal | 782.85 | 352.69 | 341.31 | 218.58 | 206.45 | 224.57
Geo | 0 | 0 | 0 | 0 | 0 | 0
H | 5.01 | 9 | 9 | 9 | 9 | 9
LFG | 2.17 | 2.17 | 28.66 | 29.04 | 29.04 | 29.04
Nuc | 308.98 | 325.11 | 325.11 | 325.11 | 325.11 | 325.11
PS | 10.45 | 10.45 | 10.45 | 10.45 | 10.45 | 10.45
PV | 0 | 0 | 0 | 0 | 0 | 0
PeakG | 77.83 | 114.84 | 80.73 | 103.92 | 110.46 | 110.46
PeakO | 21.48 | 28.65 | 22.96 | 22.96 | 18.1 | 18.1
ST | 0 | 0 | 0 | 0 | 0 | 0
STOG | 26.02 | 30.78 | 26.39 | 26.39 | 0 | 0
STWD | 0 | 0 | 0 | 0 | 0 | 0
WT | 21.36 | 178.56 | 178.56 | 178.56 | 178.56 | 178.56
IGCC | 0 | 0 | 0 | 0 | 0 | 0
DemandResponse | 0 | 0 | 0 | 0 | 0 | 0
IGCC-CCS | 0 | 0 | 0 | 0 | 0 | 0
WT_off | 0 | 0 | 0 | 0 | 0 | 0
PseudoUnit | 0 | 0 | 0 | 0 | 0 | 0
FixedInterchange | 0 | 0 | 0 | 0 | 0 | 0
Base FOM Costs by Reporting Type: MISO_W
ReportingType | 2015 | 2020 | 2025 | 2030 | 2035 | 2040
BM | 0 | 0 | 0 | 0 | 0 | 0
CC | 90.43 | 114.8 | 92.68 | 92.68 | 107.18 | 109.92
CSP | 0 | 0 | 0 | 0 | 0 | 0
CT | 0 | 0 | 0 | 0 | 0 | 0
Coal | 700.79 | 416.17 | 417.45 | 399.27 | 83.83 | 89.55
Geo | 0 | 0 | 0 | 0 | 0 | 0
H | 7.08 | 7.08 | 7.08 | 7.08 | 7.08 | 7.08
LFG | 24.73 | 24.73 | 24.73 | 33.36 | 33.36 | 33.36
Nuc | 343.79 | 343.79 | 343.79 | 602.57 | 0.04 | 0.04
PS | 0 | 0 | 0 | 0 | 0 | 0
PV | 0 | 0 | 0 | 0 | 0 | 0
PeakG | 87.12 | 123.54 | 89.97 | 105.17 | 108.71 | 108.71
PeakO | 56.38 | 79.08 | 64.57 | 64.57 | 38.9 | 38.9
ST | 0 | 0 | 0 | 0 | 0 | 0
STOG | 7.56 | 8.94 | 7.67 | 7.67 | 0 | 0
STWD | 10.03 | 12.55 | 10.23 | 10.23 | 10.23 | 10.23
WT | 268.82 | 1134.55 | 1343.64 | 1343.64 | 1343.64 | 1354.08
IGCC | 0 | 0 | 0 | 0 | 0 | 0
DemandResponse | 0 | 0 | 0 | 0 | 0 | 0
IGCC-CCS | 0 | 0 | 0 | 0 | 0 | 0
WT_off | 0 | 0 | 0 | 0 | 0 | 0
PseudoUnit | 0 | 0 | 0 | 0 | 0 | 0
FixedInterchange | 0 | 0 | 0 | 0 | 0 | 0
Base FOM Costs by Reporting Type: MISO_WUMS
ReportingType | 2015 | 2020 | 2025 | 2030 | 2035 | 2040
BM | 0 | 0 | 0 | 20.64 | 321.69 | 321.69
CC | 80.83 | 169.11 | 164.81 | 164.81 | 179.5 | 183.31
CSP | 0 | 0 | 0 | 0 | 0 | 0
CT | 0 | 0 | 0 | 0 | 0 | 0
Coal | 343.08 | 250.7 | 178.33 | 181.07 | 85.32 | 95.78
Geo | 0 | 0 | 0 | 0 | 0 | 0
H | 4.79 | 4.8 | 4.8 | 4.8 | 4.8 | 4.8
LFG | 8.57 | 8.57 | 35.44 | 35.44 | 35.44 | 35.44
Nuc | 264.54 | 287.77 | 264.54 | 570.75 | 0.04 | 261.05
PS | 0 | 0 | 0 | 0 | 0 | 0
PV | 0 | 0 | 0 | 0 | 0 | 0
PeakG | 55.64 | 81.65 | 65.08 | 77.65 | 77.65 | 77.65
PeakO | 13.52 | 17.78 | 14.69 | 14.69 | 12.52 | 12.52
ST | 0 | 0 | 0 | 0 | 0 | 0
STOG | 13.21 | 15.63 | 13.39 | 13.39 | 0 | 0
STWD | 3.37 | 4.21 | 3.43 | 3.43 | 3.43 | 3.43
WT | 46.36 | 47.23 | 47.23 | 47.23 | 47.23 | 47.23
IGCC | 0 | 0 | 0 | 0 | 0 | 0
DemandResponse | 0 | 0 | 0 | 0 | 0 | 0
IGCC-CCS | 0 | 0 | 0 | 0 | 0 | 0
WT_off | 0 | 0 | 0 | 0 | 0 | 0
PseudoUnit | 0 | 0 | 0 | 0 | 0 | 0
FixedInterchange | 0 | 0 | 0 | 0 | 0 | 0
Base FOM Costs by Reporting Type: Nebraska
ReportingType | 2015 | 2020 | 2025 | 2030 | 2035 | 2040
BM | 0 | 0 | 0 | 0 | 222.63 | 222.63
CC | 10.62 | 17.81 | 15.15 | 15.15 | 17.05 | 17.58
CSP | 0 | 0 | 0 | 0 | 0 | 0
CT | 0 | 0 | 0 | 0 | 0 | 0
Coal | 257.61 | 149.37 | 137.61 | 139.04 | 40.06 | 47.82
Geo | 0 | 0 | 0 | 0 | 0 | 0
H | 2.38 | 2.38 | 2.38 | 2.38 | 2.38 | 2.38
LFG | 0.72 | 0.72 | 0.72 | 9.35 | 9.35 | 9.35
Nuc | 182.28 | 198.29 | 182.28 | 249.21 | 0.09 | 0.09
PS | 0 | 0 | 0 | 0 | 0 | 0
PV | 0 | 0 | 0 | 0 | 0 | 0
PeakG | 21.82 | 37.31 | 31.37 | 31.37 | 31.37 | 31.37
PeakO | 9.57 | 12.19 | 9.77 | 9.77 | 9.77 | 9.77
ST | 0 | 0 | 0 | 0 | 0 | 0
STOG | 0 | 0 | 0 | 0 | 0 | 0
STWD | 0 | 0 | 0 | 0 | 0 | 0
WT | 10.53 | 10.53 | 10.53 | 10.53 | 10.53 | 10.53
IGCC | 0 | 0 | 0 | 0 | 0 | 0
DemandResponse | 0 | 0 | 0 | 0 | 0 | 0
IGCC-CCS | 0 | 0 | 0 | 0 | 0 | 0
WT_off | 0 | 0 | 0 | 0 | 0 | 0
PseudoUnit | 0 | 0 | 0 | 0 | 0 | 0
FixedInterchange | 0 | 0 | 0 | 0 | 0 | 0
Base FOM Costs by Reporting Type: NEISO
ReportingType | 2015 | 2020 | 2025 | 2030 | 2035 | 2040
BM | 25.35 | 25.35 | 25.35 | 25.35 | 25.35 | 25.35
CC | 284.04 | 276.17 | 156.67 | 167.25 | 185.18 | 181.56
CSP | 0 | 0 | 0 | 0 | 0 | 0
CT | 2.24 | 2.24 | 2.24 | 2.17 | 2.17 | 2.17
Coal | -95.72 | 40.79 | 0 | 0 | 0 | 0
Geo | 0 | 0 | 0 | 0 | 0 | 0
H | 46.4 | 46.4 | 46.45 | 46.45 | 46.45 | 46.45
LFG | 70.11 | 70.11 | 70.11 | 78.5 | 78.5 | 78.5
Nuc | 676.28 | 735.67 | 676.28 | 676.28 | 488.61 | 932.14
PS | 39.74 | 39.74 | 39.74 | 39.74 | 39.74 | 39.74
PV | 0.03 | 4.91 | 4.91 | 4.91 | 4.91 | 4.91
PeakG | 19.94 | 29.61 | 20.7 | 22.52 | 28.85 | 28.85
PeakO | 0 | 0 | 0 | 0 | 0 | 0
ST | 0 | 0 | 0 | 0 | 0 | 0
STOG | 0 | 0 | 0 | 0 | 0 | 0
STWD | 19.55 | 24.46 | 19.93 | 19.93 | 19.93 | 19.93
WT | 13.44 | 155.17 | 155.17 | 210.19 | 437.5 | 470.88
IGCC | 0 | 0 | 0 | 0 | 0 | 0
DemandResponse | 0 | 0 | 0 | 0 | 0 | 0
IGCC-CCS | 0 | 0 | 0 | 0 | 0 | 0
WT_off | 24.96 | 24.96 | 24.96 | 24.96 | 24.96 | 24.96
PseudoUnit | 0 | 0 | 0 | 0 | 0 | 0
FixedInterchange | 0 | 0 | 0 | 0 | 0 | 0
Base FOM Costs by Reporting Type: NonRTO_Midwest
ReportingType | 2015 | 2020 | 2025 | 2030 | 2035 | 2040
BM | 0 | 0 | 0 | 471.25 | 617.54 | 617.54
CC | 5.15 | 12.89 | 12.89 | 12.89 | 12.89 | 7.74
CSP | 0 | 0 | 0 | 0 | 0 | 0
CT | 0 | 0 | 0 | 0 | 0 | 0
Coal | 659.96 | 647.26 | 567.98 | 237.67 | 253.46 | 311.05
Geo | 0 | 0 | 0 | 0 | 0 | 0
H | 2.04 | 2.04 | 12.66 | 12.66 | 12.66 | 12.66
LFG | 1.69 | 1.69 | 20.97 | 20.97 | 20.97 | 20.97
Nuc | 0.01 | 0.01 | 0.01 | 0.93 | 0.93 | 86.14
PS | 0 | 0 | 0 | 0 | 0 | 0
PV | 0 | 0 | 0 | 0 | 0 | 0
PeakG | 56.39 | 83.4 | 58.5 | 43.3 | 22.21 | 22.21
PeakO | 0.35 | 0.45 | 0.36 | 0 | 0 | 0
ST | 0 | 0 | 0 | 0 | 0 | 0
STOG | 0 | 0 | 0 | 0 | 0 | 0
STWD | 0 | 0 | 0 | 0 | 0 | 0
WT | 2.26 | 2.26 | 2.26 | 2.26 | 2.26 | 2.26
IGCC | 0 | 0 | 0 | 0 | 0 | 0
DemandResponse | 0 | 0 | 0 | 0 | 0 | 0
IGCC-CCS | 0 | 0 | 0 | 0 | 0 | 0
WT_off | 0 | 0 | 0 | 0 | 0 | 0
PseudoUnit | 0 | 0 | 0 | 0 | 0 | 0
FixedInterchange | 0 | 0 | 0 | 0 | 0 | 0
Base FOM Costs by Reporting Type: NYISO_A-F
ReportingType | 2015 | 2020 | 2025 | 2030 | 2035 | 2040
BM | 0 | 0 | 0 | 0 | 0 | 0
CC | 37.66 | 45.38 | 38.26 | 44.78 | 44.78 | 37.92
CSP | 0 | 0 | 0 | 0 | 0 | 0
CT | 0 | 0 | 0 | 0 | 0 | 0
Coal | 80.48 | 49.09 | 0 | 0 | 0 | 0
Geo | 0 | 0 | 0 | 0 | 0 | 0
H | 62.6 | 62.6 | 62.6 | 62.6 | 62.6 | 62.6
LFG | 20.8 | 20.8 | 20.8 | 28.97 | 28.97 | 28.97
Nuc | 489.92 | 509.2 | 489.92 | 399.48 | 552.03 | 578.17
PS | 33.52 | 33.52 | 33.52 | 33.52 | 33.52 | 33.52
PV | 0 | 0 | 0 | 0 | 0 | 0
PeakG | 3.78 | 5.56 | 5.31 | 5.31 | 5.31 | 5.31
PeakO | 0 | 0 | 0 | 0 | 0 | 0
ST | 0 | 0 | 0 | 0 | 0 | 0
STOG | 0 | 0 | 0 | 0 | 0 | 0
STWD | 2.76 | 3.45 | 2.81 | 2.81 | 2.81 | 2.81
WT | 113.42 | 133.35 | 272.41 | 422.6 | 422.6 | 422.6
IGCC | 0 | 0 | 0 | 0 | 0 | 0
DemandResponse | 0 | 0 | 0 | 0 | 0 | 0
IGCC-CCS | 0 | 0 | 0 | 0 | 0 | 0
WT_off | 0 | 0 | 0 | 0 | 0 | 0
PseudoUnit | 0 | 0 | 0 | 0 | 0 | 0
FixedInterchange | 0 | 0 | 0 | 0 | 0 | 0
Base FOM Costs by Reporting Type: NYISO_G-I
ReportingType | 2015 | 2020 | 2025 | 2030 | 2035 | 2040
BM | 0 | 0 | 0 | 0 | 73.25 | 73.25
CC | 34.33 | 43.65 | 35.09 | 35.19 | 42.92 | 42.92
CSP | 0 | 0 | 0 | 0 | 0 | 0
CT | 0 | 0 | 0 | 0 | 0 | 0
Coal | 16.77 | 0 | 0 | 0 | 0 | 0
Geo | 0 | 0 | 0 | 0 | 0 | 0
H | 0.46 | 0.46 | 0.46 | 0.46 | 0.46 | 0.46
LFG | 7.72 | 7.72 | 7.72 | 16.67 | 16.67 | 16.67
Nuc | 297.74 | 323.88 | 297.74 | 297.74 | 452.18 | 198.86
PS | 0 | 0 | 0 | 0 | 0 | 0
PV | 0 | 0 | 0 | 0 | 0 | 0
PeakG | 1.51 | 2.04 | 1.56 | 1.56 | 1.56 | 1.56
PeakO | 2.55 | 3.25 | 2.61 | 2.61 | 2.61 | 2.61
ST | 0 | 0 | 0 | 0 | 0 | 0
STOG | 0 | 0 | 0 | 0 | 0 | 0
STWD | 0 | 0 | 0 | 0 | 0 | 0
WT | 0 | 1.68 | 10.11 | 10.11 | 10.11 | 10.11
IGCC | 0 | 0 | 0 | 0 | 0 | 0
DemandResponse | 0 | 0 | 0 | 0 | 0 | 0
IGCC-CCS | 0 | 0 | 0 | 0 | 0 | 0
WT_off | 0 | 0 | 0 | 0 | 0 | 0
PseudoUnit | 0 | 0 | 0 | 0 | 0 | 0
FixedInterchange | 0 | 0 | 0 | 0 | 0 | 0
Base FOM Costs by Reporting Type: NYISO_J-K
ReportingType | 2015 | 2020 | 2025 | 2030 | 2035 | 2040
BM | 0 | 0 | 0 | 0 | 0 | 0
CC | 125.46 | 154.92 | 127.77 | 138.94 | 152.61 | 152.61
CSP | 0 | 0 | 0 | 0 | 0 | 0
CT | 0 | 0 | 0 | 0 | 0 | 0
Coal | 0 | 0 | 0 | 0 | 0 | 0
Geo | 0 | 0 | 0 | 0 | 0 | 0
H | 0 | 0 | 0 | 0 | 0 | 0
LFG | 14.96 | 14.96 | 14.96 | 23.9 | 23.9 | 23.9
Nuc | 0.01 | 0.01 | 0.01 | 0.01 | 0.01 | 0.01
PS | 0 | 0 | 0 | 0 | 0 | 0
PV | 0.53 | 0.53 | 0.53 | 0.53 | 0.53 | 0.53
PeakG | 54.7 | 77.08 | 56.45 | 62.35 | 66.78 | 66.78
PeakO | 61.69 | 79.16 | 63.78 | 65.02 | 65.02 | 65.02
ST | 0 | 0 | 0 | 0 | 0 | 0
STOG | 147.26 | 174.25 | 149.37 | 149.37 | 144.32 | 144.32
STWD | 0 | 0 | 0 | 0 | 0 | 0
WT | 0 | 0 | 4.77 | 9.26 | 9.26 | 9.26
IGCC | 0 | 0 | 0 | 0 | 0 | 0
DemandResponse | 0 | 0 | 0 | 0 | 0 | 0
IGCC-CCS | 0 | 0 | 0 | 0 | 0 | 0
WT_off | 0 | 0 | 0 | 0 | 0 | 0
PseudoUnit | 0 | 0 | 0 | 0 | 0 | 0
FixedInterchange | 0 | 0 | 0 | 0 | 0 | 0
Base FOM Costs by Reporting Type: PJM_E
ReportingType | 2015 | 2020 | 2025 | 2030 | 2035 | 2040
BM | 3.02 | 3.02 | 3.02 | 3.02 | 3.02 | 3.02
CC | 278.14 | 336.12 | 293.47 | 310.79 | 304.32 | 304.32
CSP | 0 | 0 | 0 | 0 | 0 | 0
CT | 0.18 | 0.18 | 0.18 | 0.18 | 0.18 | 0
Coal | 67.42 | 74.6 | 31.97 | 32.26 | 34.91 | 34.91
Geo | 0 | 0 | 0 | 0 | 0 | 0
H | 3.85 | 3.85 | 3.85 | 3.85 | 3.85 | 3.85
LFG | 56.83 | 72.83 | 72.83 | 72.83 | 72.83 | 72.83
Nuc | 1239 | 1184.31 | 1149.53 | 1149.53 | 825.73 | 1983.3
PS | 9.5 | 9.5 | 9.5 | 9.5 | 9.5 | 9.5
PV | 0.75 | 0.75 | 0.75 | 0.75 | 0.75 | 0.75
PeakG | 75.2 | 106.43 | 77.64 | 89.79 | 93.22 | 93.22
PeakO | 75.92 | 100.78 | 82.41 | 82.41 | 31.78 | 31.78
ST | 0 | 0 | 0 | 0 | 0 | 0
STOG | 0 | 0 | 0 | 0 | 0 | 0
STWD | 0 | 0 | 0 | 0 | 0 | 0
WT | 32.63 | 32.63 | 32.63 | 33.19 | 33.19 | 33.19
IGCC | 0 | 0 | 0 | 0 | 0 | 0
DemandResponse | 0 | 0 | 0 | 0 | 0 | 0
IGCC-CCS | 0 | 0 | 0 | 0 | 0 | 0
WT_off | 0 | 0 | 58.67 | 58.67 | 511.99 | 511.99
PseudoUnit | 0 | 0 | 0 | 0 | 0 | 0
FixedInterchange | 0 | 0 | 0 | 0 | 0 | 0
Base FOM Costs by Reporting Type: PJM_ROM
ReportingType | 2015 | 2020 | 2025 | 2030 | 2035 | 2040
BM | 1.81 | 1.81 | 1.81 | 1.81 | 236.97 | 236.97
CC | 142.43 | 174.53 | 145.82 | 151.1 | 120.19 | 96.04
CSP | 0 | 0 | 0 | 0 | 0 | 0
CT | 0.11 | 0.11 | 0.11 | 0.11 | 0 | 0
Coal | 730.88 | 666.34 | 278.88 | 321.33 | 317.75 | 330.24
Geo | 0 | 0 | 0 | 0 | 0 | 0
H | 19.83 | 29.48 | 29.48 | 29.48 | 29.48 | 29.48
LFG | 43.05 | 74.95 | 74.95 | 74.95 | 74.95 | 74.95
Nuc | 733.21 | 756.8 | 733.21 | 733.21 | 657.66 | 1729.88
PS | 35.92 | 35.92 | 35.92 | 35.92 | 35.92 | 35.92
PV | 0.06 | 22.69 | 35.36 | 38.2 | 38.41 | 39.43
PeakG | 30.83 | 44.67 | 41.32 | 41.32 | 41.32 | 41.32
PeakO | 45.95 | 58.57 | 46.94 | 46.94 | 0 | 0
ST | 0 | 0 | 0 | 0 | 0 | 0
STOG | 0 | 0 | 0 | 0 | 0 | 0
STWD | 2.24 | 2.81 | 2.29 | 2.29 | 2.29 | 2.29
WT | 38.48 | 59.54 | 59.54 | 222.65 | 222.65 | 222.65
IGCC | 0 | 0 | 0 | 0 | 0 | 0
DemandResponse | 0 | 0 | 0 | 0 | 0 | 0
IGCC-CCS | 0 | 0 | 0 | 0 | 0 | 0
WT_off | 0 | 0 | 0 | 0 | 0 | 0
PseudoUnit | 0 | 0 | 0 | 0 | 0 | 0
FixedInterchange | 0 | 0 | 0 | 0 | 0 | 0
Base FOM Costs by Reporting Type: PJM_ROR
ReportingType | 2015 | 2020 | 2025 | 2030 | 2035 | 2040
BM | 38.69 | 38.69 | 38.69 | 38.69 | 1060.95 | 1060.95
CC | 357.07 | 461.29 | 388.59 | 414.76 | 265.59 | 234.9
CSP | 0 | 0 | 0 | 0 | 0 | 0
CT | 0.19 | 0.19 | 0.19 | 0.19 | 0 | 0
Coal | 3518.45 | 2551.57 | 1745.41 | 1954.83 | 2296.41 | 2532.2
Geo | 0 | 0 | 0 | 0 | 0 | 0
H | 26.17 | 33.33 | 33.33 | 33.33 | 33.33 | 33.33
LFG | 65.06 | 126.87 | 126.87 | 126.87 | 126.87 | 126.87
Nuc | 2917.4 | 3014.07 | 2917.4 | 3290.63 | 3184.31 | 5883.55
PS | 73.14 | 73.14 | 73.14 | 73.14 | 73.14 | 73.14
PV | 0.35 | 7.52 | 11.04 | 11.17 | 11.17 | 11.17
PeakG | 325.76 | 481.29 | 337.93 | 436.45 | 464.24 | 464.24
PeakO | 48.69 | 65.15 | 52.22 | 52.22 | 0 | 0
ST | 0 | 0 | 0 | 0 | 0 | 0
STOG | 0 | 0 | 0 | 0 | 0 | 0
STWD | 6.22 | 7.78 | 6.34 | 6.34 | 6.34 | 6.34
WT | 322.6 | 435.93 | 1593.56 | 1593.56 | 1593.56 | 1593.56
IGCC | 0 | 0 | 0 | 0 | 0 | 0
DemandResponse | 0 | 0 | 0 | 0 | 0 | 0
IGCC-CCS | 0 | 0 | 0 | 0 | 0 | 0
WT_off | 0 | 0 | 0 | 0 | 0 | 0
PseudoUnit | 0 | 0 | 0 | 0 | 0 | 0
FixedInterchange | 0 | 0 | 0 | 0 | 0 | 0
Base FOM Costs by Reporting Type: SOCO
ReportingType | 2015 | 2020 | 2025 | 2030 | 2035 | 2040
BM | 5.53 | 5.53 | 5.53 | 329.56 | 658.82 | 658.82
CC | 440.38 | 612.82 | 520.74 | 531.96 | 144.87 | 72.55
CSP | 0 | 0 | 0 | 0 | 0 | 0
CT | 0 | 0 | 0 | 0 | 0 | 0
Coal | 1348.01 | 1065.07 | 674.53 | 613.33 | 766.88 | 833.37
Geo | 0 | 0 | 0 | 0 | 0 | 0
H | 59.74 | 59.74 | 59.74 | 59.74 | 59.74 | 59.74
LFG | 4.46 | 4.46 | 17.39 | 17.39 | 17.39 | 17.39
Nuc | 850.41 | 1045.67 | 1377.29 | 1377.29 | 2199.49 | 2867.02
PS | 39.76 | 39.76 | 39.76 | 39.76 | 39.76 | 39.76
PV | 0 | 0 | 0 | 0 | 0 | 33.4
PeakG | 73.22 | 108.71 | 76 | 67.37 | 46.17 | 46.17
PeakO | 0 | 0 | 0 | 0 | 0 | 0
ST | 0 | 0 | 0 | 0 | 0 | 0
STOG | 0 | 0 | 0 | 0 | 0 | 0
STWD | 21.41 | 26.79 | 21.83 | 21.83 | 21.83 | 21.83
WT | 0 | 0 | 2.81 | 2.81 | 2.81 | 2.81
IGCC | 0 | 0 | 0 | 0 | 0 | 0
DemandResponse | 0 | 0 | 0 | 0 | 0 | 0
IGCC-CCS | 0 | 0 | 0 | 0 | 0 | 0
WT_off | 0 | 0 | 0 | 0 | 0 | 0
PseudoUnit | 0 | 0 | 0 | 0 | 0 | 0
FixedInterchange | 0 | 0 | 0 | 0 | 0 | 0
Base FOM Costs by Reporting Type: SPP_N
ReportingType | 2015 | 2020 | 2025 | 2030 | 2035 | 2040
BM | 0 | 0 | 0 | 150.25 | 633.3 | 633.3
CC | 41.13 | 102.4 | 92.11 | 96.64 | 101.52 | 101.52
CSP | 0 | 0 | 0 | 0 | 0 | 0
CT | 0 | 0 | 0 | 0 | 0 | 0
Coal | 578.25 | 432.7 | 314.33 | 320.26 | 215.6 | 244.72
Geo | 0 | 0 | 0 | 0 | 0 | 0
H | 0.3 | 0.3 | 0.3 | 0.3 | 0.3 | 0.3
LFG | 0.84 | 0.84 | 0.84 | 12.28 | 12.28 | 12.28
Nuc | 160.51 | 168.89 | 168.89 | 168.89 | 168.89 | 168.89
PS | 0 | 0 | 0 | 0 | 0 | 0
PV | 0 | 0 | 0 | 0 | 0 | 0
PeakG | 74.97 | 117.69 | 105.7 | 105.7 | 105.7 | 105.7
PeakO | 34.89 | 44.84 | 35.94 | 35.94 | 35.94 | 35.94
ST | 0 | 0 | 0 | 0 | 0 | 0
STOG | 27.2 | 32.18 | 27.59 | 27.59 | 22.06 | 22.06
STWD | 0 | 0 | 0 | 0 | 0 | 0
WT | 41.99 | 374.46 | 374.46 | 374.46 | 374.46 | 396.49
IGCC | 0 | 0 | 0 | 0 | 0 | 0
DemandResponse | 0 | 0 | 0 | 0 | 0 | 0
IGCC-CCS | 0 | 0 | 0 | 0 | 0 | 0
WT_off | 0 | 0 | 0 | 0 | 0 | 0
PseudoUnit | 0 | 0 | 0 | 0 | 0 | 0
FixedInterchange | 0 | 0 | 0 | 0 | 0 | 0
Base FOM Costs by Reporting Type: SPP_S
ReportingType | 2015 | 2020 | 2025 | 2030 | 2035 | 2040
BM | 0 | 0 | 0 | 0 | 453 | 453
CC | 327.42 | 438.49 | 397.51 | 426.03 | 462.1 | 465.73
CSP | 0 | 0 | 0 | 0 | 0 | 0
CT | 2.76 | 4.77 | 4.77 | 4.77 | 4.77 | 4.77
Coal | 889.04 | 589.94 | 223.98 | 226.34 | 29.32 | 29.32
Geo | 0 | 0 | 0 | 0 | 0 | 0
H | 30.03 | 30.03 | 30.03 | 31.32 | 31.32 | 31.32
LFG | 2.29 | 2.29 | 2.29 | 13.72 | 13.72 | 13.72
Nuc | 0.01 | 0.01 | 0.01 | 0.01 | 0.01 | 43.46
PS | 10.59 | 10.59 | 10.59 | 10.59 | 10.59 | 10.59
PV | 0 | 0 | 0 | 0 | 0 | 0
PeakG | 60.2 | 87.93 | 62.37 | 76.78 | 82.77 | 82.77
PeakO | 3.36 | 4.54 | 3.63 | 3.63 | 3.64 | 3.66
ST | 0 | 0 | 0 | 0 | 0 | 0
STOG | 229.24 | 271.25 | 232.52 | 232.52 | 123.31 | 123.31
STWD | 2.69 | 3.37 | 2.75 | 2.75 | 2.75 | 2.75
WT | 90.68 | 925.77 | 925.77 | 925.77 | 925.77 | 925.77
IGCC | 0 | 0 | 0 | 0 | 0 | 0
DemandResponse | 0 | 0 | 0 | 0 | 0 | 0
IGCC-CCS | 0 | 0 | 0 | 0 | 0 | 0
WT_off | 0 | 0 | 0 | 0 | 0 | 0
PseudoUnit | 0 | 0 | 0 | 0 | 0 | 0
FixedInterchange | 0 | 0 | 0 | 0 | 0 | 0
Base FOM Costs by Reporting Type: TVA
ReportingType | 2015 | 2020 | 2025 | 2030 | 2035 | 2040
BM | 0 | 0 | 0 | 361.2 | 743.15 | 743.15
CC | 152.84 | 244.33 | 211.19 | 217.05 | 74.06 | 58.26
CSP | 0 | 0 | 0 | 0 | 0 | 0
CT | 0 | 0 | 0 | 0 | 0 | 0
Coal | 774.35 | 565.82 | 424.76 | 102.31 | 102.31 | 102.31
Geo | 0 | 0 | 0 | 0 | 0 | 0
H | 72.8 | 72.8 | 73.19 | 73.19 | 73.19 | 73.19
LFG | 1.57 | 1.57 | 14.49 | 14.49 | 14.49 | 14.49
Nuc | 1153.81 | 1199.07 | 1153.81 | 1153.81 | 1296.79 | 1971.74
PS | 41.38 | 41.38 | 41.38 | 41.38 | 41.38 | 41.38
PV | 0 | 0 | 0 | 0 | 0 | 33.4
PeakG | 97.83 | 151.46 | 139.54 | 139.54 | 139.54 | 139.54
PeakO | 0.75 | 1.02 | 0.77 | 0 | 0 | 0
ST | 0 | 0 | 0 | 0 | 0 | 0
STOG | 0 | 0 | 0 | 0 | 0 | 0
STWD | 0.16 | 0.2 | 0.16 | 0.16 | 0.16 | 0.16
WT | 0.99 | 0.99 | 3.8 | 3.8 | 3.8 | 3.8
IGCC | 0 | 0 | 0 | 0 | 0 | 0
DemandResponse | 0 | 0 | 0 | 0 | 0 | 0
IGCC-CCS | 0 | 0 | 0 | 0 | 0 | 0
WT_off | 0 | 0 | 0 | 0 | 0 | 0
PseudoUnit | 0 | 0 | 0 | 0 | 0 | 0
FixedInterchange | 0 | 0 | 0 | 0 | 0 | 0
Base FOM Costs by Reporting Type: TVA_Transmission
ReportingType | 2015 | 2020 | 2025 | 2030 | 2035 | 2040
BM | 0 | 0 | 0 | 0 | 0 | 0
CC | 0 | 0 | 0 | 0 | 0 | 0
CSP | 0 | 0 | 0 | 0 | 0 | 0
CT | 0 | 0 | 0 | 0 | 0 | 0
Coal | 0 | 0 | 0 | 0 | 0 | 0
Geo | 0 | 0 | 0 | 0 | 0 | 0
H | 0 | 0 | 0 | 0 | 0 | 0
LFG | 0 | 0 | 0 | 0 | 0 | 0
Nuc | 0 | 0 | 0 | 0 | 0 | 0
PS | 0 | 0 | 0 | 0 | 0 | 0
PV | 0 | 0 | 0 | 0 | 0 | 0
PeakG | 0 | 0 | 0 | 0 | 0 | 0
PeakO | 0 | 0 | 0 | 0 | 0 | 0
ST | 0 | 0 | 0 | 0 | 0 | 0
STOG | 0 | 0 | 0 | 0 | 0 | 0
STWD | 0 | 0 | 0 | 0 | 0 | 0
WT | 0 | 0 | 0 | 0 | 0 | 0
IGCC | 0 | 0 | 0 | 0 | 0 | 0
DemandResponse | 0 | 0 | 0 | 0 | 0 | 0
IGCC-CCS | 0 | 0 | 0 | 0 | 0 | 0
WT_off | 0 | 0 | 0 | 0 | 0 | 0
PseudoUnit | 0 | 0 | 0 | 0 | 0 | 0
FixedInterchange | 0 | 0 | 0 | 0 | 0 | 0
Base FOM Costs by Reporting Type: VACAR
ReportingType | 2015 | 2020 | 2025 | 2030 | 2035 | 2040
BM | 0.09 | 17.2 | 71.33 | 702.15 | 702.15 | 702.15
CC | 192.67 | 259.3 | 233.13 | 241.79 | 178.79 | 178.79
CSP | 0 | 0 | 0 | 0 | 0 | 0
CT | 4.8 | 4.8 | 4.8 | 0 | 0 | 0
Coal | 1258.66 | 964.1 | 749.06 | 153.17 | 129.77 | 140.65
Geo | 0 | 0 | 0 | 0 | 0 | 0
H | 30.23 | 30.23 | 30.23 | 30.23 | 30.23 | 30.23
LFG | 7.64 | 20.52 | 20.52 | 20.52 | 20.52 | 20.52
Nuc | 1664.13 | 1955.26 | 2028.71 | 2028.71 | 1555.83 | 3153.33
PS | 62.1 | 62.1 | 62.1 | 62.1 | 62.1 | 62.1
PV | 0.23 | 2.47 | 2.51 | 2.52 | 2.52 | 22.5
PeakG | 142.93 | 209.84 | 148.17 | 188.38 | 199.72 | 199.72
PeakO | 36.13 | 46.34 | 37.33 | 38.01 | 0 | 0
ST | 0 | 0 | 0 | 0 | 0 | 0
STOG | 4.04 | 4.78 | 4.1 | 4.1 | 0 | 0
STWD | 9.01 | 11.27 | 9.18 | 9.18 | 9.18 | 9.18
WT | 0.03 | 98.25 | 98.25 | 98.25 | 98.25 | 98.25
IGCC | 0 | 0 | 0 | 0 | 0 | 0
DemandResponse | 0 | 0 | 0 | 0 | 0 | 0
IGCC-CCS | 0 | 0 | 0 | 0 | 0 | 0
WT_off | 0.05 | 0.05 | 0.05 | 430.56 | 1860.57 | 2061.91
PseudoUnit | 0 | 0 | 0 | 0 | 0 | 0
FixedInterchange | 0 | 0 | 0 | 0 | 0 | 0
Base FOM Costs by Reporting Type: IESO
ReportingType | 2015 | 2020 | 2025 | 2030 | 2035 | 2040
BM | 32.8 | 32.8 | 32.8 | 32.8 | 32.8 | 32.8
CC | 18.17 | 18.17 | 18.17 | 18.17 | 18.17 | 18.17
CSP | 0 | 0 | 0 | 0 | 0 | 0
CT | 2.46 | 2.46 | 2.46 | 2.46 | 0 | 0
Coal | 0 | 0 | 0 | 0 | 0 | 0
Geo | 0 | 0 | 0 | 0 | 0 | 0
H | 123.83 | 123.83 | 123.83 | 123.83 | 123.83 | 127.39
LFG | 14.17 | 14.17 | 14.17 | 14.23 | 14.23 | 14.23
Nuc | 1895.33 | 1895.33 | 1895.33 | 1895.33 | 1745.37 | 2079.68
PS | 2.92 | 2.92 | 2.92 | 2.92 | 2.92 | 2.92
PV | 18.26 | 18.26 | 18.26 | 18.26 | 0.44 | 0.44
PeakG | 0 | 0 | 0 | 0 | 0 | 0
PeakO | 0 | 0 | 0 | 0 | 0 | 0
ST | 0 | 0 | 0 | 0 | 0 | 0
STOG | 0 | 0 | 0 | 0 | 0 | 0
STWD | 4.45 | 4.45 | 4.45 | 4.45 | 4.45 | 4.45
WT | 102.92 | 102.92 | 102.92 | 102.92 | 102.92 | 102.92
IGCC | 0 | 0 | 0 | 0 | 0 | 0
DemandResponse | 0 | 0 | 0 | 0 | 0 | 0
IGCC-CCS | 0 | 0 | 0 | 0 | 0 | 0
WT_off | 0 | 0 | 0 | 0 | 0 | 0
PseudoUnit | 0 | 0 | 0 | 0 | 0 | 0
FixedInterchange | 0 | 0 | 0 | 0 | 0 | 0
Base FOM Costs by Reporting Type: MAPP_CA
ReportingType | 2015 | 2020 | 2025 | 2030 | 2035 | 2040
BM | 0 | 0 | 0 | 0 | 0 | 0
CC | 21.69 | 21.69 | 0 | 0 | 0 | 0
CSP | 0 | 0 | 0 | 0 | 0 | 0
CT | 0 | 0 | 0 | 0 | 0 | 0
Coal | 62.89 | 26.25 | 0 | 0 | 0 | 0
Geo | 0 | 0 | 0 | 0 | 0 | 0
H | 92.24 | 102.13 | 123.42 | 158.45 | 158.45 | 158.45
LFG | 0 | 0 | 0 | 0 | 0 | 0
Nuc | 0.01 | 0.01 | 0.01 | 0.01 | 0.01 | 0.01
PS | 0 | 0 | 0 | 0 | 0 | 0
PV | 0 | 0 | 0 | 0 | 0 | 0
PeakG | 9.88 | 9.88 | 0.1 | 0 | 0 | 0
PeakO | 0.09 | 0.09 | 0 | 0 | 0 | 0
ST | 0 | 0 | 0 | 0 | 0 | 0
STOG | 5.54 | 5.54 | 0 | 0 | 0 | 0
STWD | 0 | 0 | 0 | 0 | 0 | 0
WT | 17.9 | 17.9 | 17.9 | 17.9 | 9.41 | 9.41
IGCC | 0 | 0 | 0 | 0 | 0 | 0
DemandResponse | 0 | 0 | 0 | 0 | 0 | 0
IGCC-CCS | 0 | 0 | 0 | 0 | 0 | 0
WT_off | 0 | 0 | 0 | 0 | 0 | 0
PseudoUnit | 0 | 0 | 0 | 0 | 0 | 0
FixedInterchange | 0 | 0 | 0 | 0 | 0 | 0
Base FOM Costs by Reporting Type: AZ_NM_SNV_Coal
ReportingType | 2015 | 2020 | 2025 | 2030 | 2035 | 2040
BM | 0 | 0 | 0 | 0 | 0 | 0
CC | 0 | 0 | 0 | 0 | 0 | 0
CSP | 0 | 0 | 0 | 0 | 0 | 0
CT | 0 | 0 | 0 | 0 | 0 | 0
Coal | 731.78 | 781.65 | 651.49 | 87.94 | 46.98 | 53.61
Geo | 0 | 0 | 0 | 0 | 0 | 0
H | 0 | 0 | 0 | 0 | 0 | 0
LFG | 0 | 0 | 0 | 0 | 0 | 0
Nuc | 0 | 0 | 0 | 0 | 0 | 0
PS | 0 | 0 | 0 | 0 | 0 | 0
PV | 0 | 0 | 0 | 0 | 0 | 0
PeakG | 0 | 0 | 0 | 0 | 0 | 0
PeakO | 5.77 | 7.38 | 6 | 6 | 6 | 6
ST | 0 | 0 | 0 | 0 | 0 | 0
STOG | 0 | 0 | 0 | 0 | 0 | 0
STWD | 0 | 0 | 0 | 0 | 0 | 0
WT | 0 | 0 | 0 | 0 | 0 | 0
IGCC | 0 | 0 | 0 | 0 | 0 | 0
DemandResponse | 0 | 0 | 0 | 0 | 0 | 0
IGCC-CCS | 0 | 0 | 0 | 0 | 0 | 0
WT_off | 0 | 0 | 0 | 0 | 0 | 0
PseudoUnit | 0 | 0 | 0 | 0 | 0 | 0
FixedInterchange | 0 | 0 | 0 | 0 | 0 | 0
Base FOM Costs by Reporting Type: AZ_NM_SNV_Gas
ReportingType | 2015 | 2020 | 2025 | 2030 | 2035 | 2040
BM | 0 | 0 | 0 | 0 | 0 | 0
CC | 381.9 | 482.94 | 389.8 | 405.71 | 319.41 | 286
CSP | 0 | 0 | 0 | 0 | 0 | 0
CT | 4.93 | 4.93 | 4.93 | 4.93 | 0 | 0
Coal | 0 | 0 | 0 | 0 | 0 | 0
Geo | 0 | 0 | 0 | 0 | 0 | 0
H | 0 | 0 | 0 | 0 | 0 | 0
LFG | 0 | 0 | 0 | 0 | 0 | 0
Nuc | 0 | 0 | 0 | 0 | 0 | 0
PS | 0 | 0 | 0 | 0 | 0 | 0
PV | 0 | 0 | 0 | 0 | 0 | 0
PeakG | 63.97 | 93.45 | 74.33 | 87.99 | 87.99 | 87.99
PeakO | 0 | 0 | 0 | 0 | 0 | 0
ST | 0 | 0 | 0 | 0 | 0 | 0
STOG | 0 | 0 | 0 | 0 | 0 | 0
STWD | 0 | 0 | 0 | 0 | 0 | 0
WT | 0 | 0 | 0 | 0 | 0 | 0
IGCC | 0 | 0 | 0 | 0 | 0 | 0
DemandResponse | 0 | 0 | 0 | 0 | 0 | 0
IGCC-CCS | 0 | 0 | 0 | 0 | 0 | 0
WT_off | 0 | 0 | 0 | 0 | 0 | 0
PseudoUnit | 0 | 0 | 0 | 0 | 0 | 0
FixedInterchange | 0 | 0 | 0 | 0 | 0 | 0
Base FOM Costs by Reporting Type: AZ_NM_SNV_NucRenew
ReportingType | 2015 | 2020 | 2025 | 2030 | 2035 | 2040
BM | 0 | 0 | 0 | 0 | 447.3 | 447.3
CC | 0 | 0 | 0 | 0 | 0 | 0
CSP | 0 | 0 | 0 | 0 | 0 | 0
CT | 0 | 0 | 0 | 0 | 0 | 0
Coal | 0 | 0 | 0 | 0 | 0 | 0
Geo | 0 | 0 | 122.18 | 122.18 | 122.18 | 122.18
H | 44.6 | 44.6 | 44.6 | 44.6 | 44.6 | 44.6
LFG | 0.84 | 0.84 | 8.14 | 8.14 | 8.14 | 8.14
Nuc | 484.16 | 564.17 | 564.17 | 1112.07 | 1321.78 | 1388.61
PS | 5.13 | 5.13 | 5.13 | 5.13 | 5.13 | 5.13
PV | 2.38 | 2.38 | 2.38 | 2.38 | 2.38 | 2.38
PeakG | 0 | 0 | 0 | 0 | 0 | 0
PeakO | 0 | 0 | 0 | 0 | 0 | 0
ST | 17.92 | 46.44 | 62.25 | 69.45 | 102.85 | 102.85
STOG | 0 | 0 | 0 | 0 | 0 | 0
STWD | 0.83 | 1.04 | 0.85 | 0.85 | 0.85 | 0.85
WT | 17.57 | 348.54 | 348.54 | 348.54 | 348.54 | 348.54
IGCC | 0 | 0 | 0 | 0 | 0 | 0
DemandResponse | 0 | 0 | 0 | 0 | 0 | 0
IGCC-CCS | 0 | 0 | 0 | 0 | 0 | 0
WT_off | 0 | 0 | 0 | 0 | 0 | 0
PseudoUnit | 0 | 0 | 0 | 0 | 0 | 0
FixedInterchange | 0 | 0 | 0 | 0 | 0 | 0
Base FOM Costs by Reporting Type: ERCOT
ReportingType | 2015 | 2020 | 2025 | 2030 | 2035 | 2040
BM | 14.57 | 14.57 | 14.57 | 14.57 | 408.54 | 408.54
CC | 979.63 | 1264.87 | 1136.16 | 1165.76 | 889.19 | 755.62
CSP | 0 | 0 | 0 | 0 | 0 | 0
CT | 1.67 | 1.67 | 1.67 | 1.67 | 0 | 0
Coal | 1219.7 | 894.12 | 302.73 | 248.91 | 239.95 | 290.79
Geo | 0 | 0 | 0 | 0 | 0 | 0
H | 8.05 | 8.05 | 8.05 | 8.05 | 8.05 | 8.05
LFG | 9.05 | 9.05 | 51.64 | 51.64 | 51.64 | 51.64
Nuc | 574.09 | 734.71 | 741.22 | 741.22 | 2048.79 | 2395.1
PS | 0 | 0 | 0 | 0 | 0 | 0
PV | 0.25 | 0.25 | 0.25 | 0.25 | 0.25 | 0.25
PeakG | 80.63 | 119.03 | 114.62 | 114.62 | 114.62 | 114.62
PeakO | 1.29 | 1.86 | 1.53 | 1.53 | 1.53 | 1.53
ST | 0 | 0 | 0 | 0 | 0 | 0
STOG | 327.12 | 387.08 | 331.81 | 331.81 | 0 | 0
STWD | 0 | 0 | 0 | 0 | 0 | 0
WT | 315.42 | 867.53 | 867.53 | 867.53 | 867.53 | 913.42
IGCC | 0 | 0 | 0 | 0 | 0 | 0
DemandResponse | 0 | 0 | 0 | 0 | 0 | 0
IGCC-CCS | 0 | 0 | 0 | 0 | 0 | 0
WT_off | 0 | 0 | 0 | 0 | 0 | 0
PseudoUnit | 0 | 0 | 0 | 0 | 0 | 0
FixedInterchange | 0 | 0 | 0 | 0 | 0 | 0
Base FOM Costs by Reporting Type: NP15
ReportingType | 2015 | 2020 | 2025 | 2030 | 2035 | 2040
BM | 0 | 0 | 0 | 0 | 84.75 | 84.75
CC | 245.2 | 297.84 | 252.05 | 266.66 | 293.12 | 254.32
CSP | 0 | 0 | 0 | 0 | 0 | 0
CT | 1.42 | 1.42 | 1.42 | 1.42 | 0 | 0
Coal | 10.94 | 2.13 | 1.99 | 0 | 0 | 0
Geo | 100.8 | 151.36 | 151.36 | 151.36 | 151.36 | 151.36
H | 125.7 | 125.7 | 125.7 | 125.7 | 125.7 | 125.7
LFG | 10.26 | 31.97 | 78.24 | 78.24 | 78.24 | 78.24
Nuc | 302.44 | 364.27 | 334.86 | 580.52 | 865.23 | 1030.83
PS | 53.58 | 53.58 | 53.58 | 53.58 | 53.58 | 53.58
PV | 0.89 | 0.89 | 0.89 | 0.89 | 0.89 | 0.89
PeakG | 56.04 | 82.34 | 58.1 | 74.01 | 78.49 | 78.49
PeakO | 10.26 | 13.08 | 10.48 | 10.49 | 10.49 | 10.49
ST | 1.86 | 1.86 | 1.86 | 1.86 | 1.86 | 6.4
STOG | 52.61 | 54.88 | 11.09 | 11.09 | 0 | 0
STWD | 14.17 | 17.73 | 14.44 | 14.44 | 14.44 | 14.44
WT | 40.21 | 132.82 | 291.18 | 360.31 | 369.24 | 386.85
IGCC | 0 | 0 | 0 | 0 | 0 | 0
DemandResponse | 0 | 0 | 0 | 0 | 0 | 0
IGCC-CCS | 0 | 0 | 0 | 0 | 0 | 0
WT_off | 0 | 0 | 0 | 0 | 0 | 0
PseudoUnit | 0 | 0 | 0 | 0 | 0 | 0
FixedInterchange | 0 | 0 | 0 | 0 | 0 | 0
Base FOM Costs by Reporting Type: NWPP_Coal
ReportingType | 2015 | 2020 | 2025 | 2030 | 2035 | 2040
BM | 0 | 0 | 0 | 0 | 0 | 0
CC | 0 | 0 | 0 | 0 | 0 | 0
CSP | 0 | 0 | 0 | 0 | 0 | 0
CT | 0 | 0 | 0 | 0 | 0 | 0
Coal | 895 | 900.96 | 455.63 | 149.73 | 12.58 | 14.69
Geo | 0 | 0 | 0 | 0 | 0 | 0
H | 0 | 0 | 0 | 0 | 0 | 0
LFG | 0 | 0 | 0 | 0 | 0 | 0
Nuc | 0 | 0 | 0 | 0 | 0 | 0
PS | 0 | 0 | 0 | 0 | 0 | 0
PV | 0 | 0 | 0 | 0 | 0 | 0
PeakG | 0 | 0 | 0 | 0 | 0 | 0
PeakO | 0 | 0 | 0 | 0 | 0 | 0
ST | 0 | 0 | 0 | 0 | 0 | 0
STOG | 0 | 0 | 0 | 0 | 0 | 0
STWD | 0 | 0 | 0 | 0 | 0 | 0
WT | 0 | 0 | 0 | 0 | 0 | 0
IGCC | 0 | 0 | 0 | 0 | 0 | 0
DemandResponse | 0 | 0 | 0 | 0 | 0 | 0
IGCC-CCS | 0 | 0 | 0 | 0 | 0 | 0
WT_off | 0 | 0 | 0 | 0 | 0 | 0
PseudoUnit | 0 | 0 | 0 | 0 | 0 | 0
FixedInterchange | 0 | 0 | 0 | 0 | 0 | 0
Base FOM Costs by Reporting Type: NWPP_Gas
ReportingType | 2015 | 2020 | 2025 | 2030 | 2035 | 2040
BM | 0 | 0 | 0 | 0 | 0 | 0
CC | 4.32 | 4.32 | 4.32 | 4.32 | 4.32 | 0
CSP | 0 | 0 | 0 | 0 | 0 | 0
CT | 1 | 1 | 1 | 1 | 0 | 0
Coal | 0 | 0 | 0 | 0 | 0 | 0
Geo | 0 | 0 | 0 | 0 | 0 | 0
H | 0 | 0 | 0 | 0 | 0 | 0
LFG | 0 | 0 | 0 | 0 | 0 | 0
Nuc | 0 | 0 | 0 | 0 | 0 | 0
PS | 0 | 0 | 0 | 0 | 0 | 0
PV | 0 | 0 | 0 | 0 | 0 | 0
PeakG | 0 | 0 | 0 | 0 | 0 | 0
PeakO | 0 | 0 | 0 | 0 | 0 | 0
ST | 0 | 0 | 0 | 0 | 0 | 0
STOG | 0 | 0 | 0 | 0 | 0 | 0
STWD | 0 | 0 | 0 | 0 | 0 | 0
WT | 0 | 0 | 0 | 0 | 0 | 0
IGCC | 0 | 0 | 0 | 0 | 0 | 0
DemandResponse | 0 | 0 | 0 | 0 | 0 | 0
IGCC-CCS | 0 | 0 | 0 | 0 | 0 | 0
WT_off | 0 | 0 | 0 | 0 | 0 | 0
PseudoUnit | 0 | 0 | 0 | 0 | 0 | 0
FixedInterchange | 0 | 0 | 0 | 0 | 0 | 0
Base FOM Costs by Reporting Type: NWPP_NucRenew
ReportingType | 2015 | 2020 | 2025 | 2030 | 2035 | 2040
BM | 3.27 | 3.27 | 3.27 | 3.27 | 273.5 | 273.5
CC | 0 | 0 | 0 | 0 | 0 | 0
CSP | 0 | 0 | 0 | 0 | 0 | 0
CT | 0 | 0 | 0 | 0 | 0 | 0
Coal | 0 | 0 | 0 | 0 | 0 | 0
Geo | 35.81 | 35.81 | 72.38 | 72.38 | 72.38 | 72.38
H | 480.54 | 480.54 | 480.54 | 485.31 | 485.31 | 485.31
LFG | 15.5 | 15.5 | 44.91 | 44.91 | 44.91 | 44.91
Nuc | 164.67 | 164.67 | 164.67 | 424.22 | 424.22 | 646.52
PS | 6.12 | 6.12 | 6.12 | 6.12 | 6.12 | 6.12
PV | 0.04 | 0.04 | 0.04 | 0.04 | 0.04 | 0.04
PeakG | 0 | 0 | 0 | 0 | 0 | 0
PeakO | 0 | 0 | 0 | 0 | 0 | 0
ST | 0 | 0 | 0 | 0 | 0 | 0.19
STOG | 0 | 0 | 0 | 0 | 0 | 0
STWD | 17.98 | 22.5 | 18.33 | 18.33 | 18.33 | 18.33
WT | 228.93 | 228.93 | 814.17 | 827.97 | 827.97 | 892.95
IGCC | 0 | 0 | 0 | 0 | 0 | 0
DemandResponse | 0 | 0 | 0 | 0 | 0 | 0
IGCC-CCS | 0 | 0 | 0 | 0 | 0 | 0
WT_off | 0 | 0 | 0 | 0 | 0 | 0
PseudoUnit | 0 | 0 | 0 | 0 | 0 | 0
FixedInterchange | 0 | 0 | 0 | 0 | 0 | 0
Base FOM Costs by Reporting Type: RMPA
ReportingType | 2015 | 2020 | 2025 | 2030 | 2035 | 2040
BM | 0 | 0 | 0 | 335.23 | 374.55 | 374.55
CC | 76 | 96.63 | 77.62 | 95.01 | 84.07 | 83.75
CSP | 0 | 0 | 0 | 0 | 0 | 0
CT | 1.02 | 1.02 | 1.02 | 1.02 | 0 | 0
Coal | 483.02 | 473.68 | 216.94 | 49.68 | 50.04 | 57
Geo | 0 | 2.11 | 216.56 | 216.56 | 216.56 | 216.56
H | 13.99 | 13.99 | 13.99 | 13.99 | 13.99 | 13.99
LFG | 0.89 | 0.89 | 0.89 | 4.37 | 4.37 | 4.37
Nuc | 0.01 | 0.01 | 0.01 | 0.01 | 0.01 | 64.81
PS | 13.37 | 13.37 | 13.37 | 13.37 | 13.37 | 13.37
PV | 0.31 | 0.31 | 0.31 | 0.31 | 0.31 | 0.31
PeakG | 48.87 | 72.26 | 50.7 | 61.6 | 69.81 | 69.81
PeakO | 0 | 0 | 0 | 0 | 0 | 0
ST | 0.19 | 23.71 | 23.71 | 24.06 | 24.06 | 32.03
STOG | 0 | 0 | 0 | 0 | 0 | 0
STWD | 0 | 0 | 0 | 0 | 0 | 0
WT | 67.62 | 167.14 | 167.14 | 182.2 | 182.2 | 182.2
IGCC | 0 | 0 | 0 | 0 | 0 | 0
DemandResponse | 0 | 0 | 0 | 0 | 0 | 0
IGCC-CCS | 0 | 0 | 0 | 0 | 0 | 0
WT_off | 0 | 0 | 0 | 0 | 0 | 0
PseudoUnit | 0 | 0 | 0 | 0 | 0 | 0
FixedInterchange | 0 | 0 | 0 | 0 | 0 | 0
Base FOM Costs by Reporting Type: SP15
ReportingType | 2015 | 2020 | 2025 | 2030 | 2035 | 2040
BM | 0.6 | 0.6 | 0.6 | 58.18 | 67.8 | 67.8
CC | 341.97 | 419.86 | 353.72 | 363.31 | 397.29 | 406.87
CSP | 0 | 0 | 0 | 0 | 0 | 0
CT | 0 | 0 | 0 | 0 | 0 | 0
Coal | 11.02 | 8.11 | 7.61 | 8.09 | 0 | 0
Geo | 86.16 | 208.35 | 208.35 | 208.35 | 208.35 | 208.35
H | 16.57 | 16.57 | 16.57 | 16.57 | 16.57 | 16.57
LFG | 26.93 | 93.8 | 93.8 | 93.8 | 93.8 | 93.8
Nuc | 327.58 | 356.35 | 327.58 | 329.05 | 329.05 | 870.57
PS | 34.19 | 34.19 | 34.19 | 34.19 | 34.19 | 34.19
PV | 1.87 | 1.87 | 1.87 | 1.87 | 1.87 | 1.87
PeakG | 76.73 | 111.44 | 93.22 | 103.59 | 103.59 | 103.59
PeakO | 1.47 | 1.91 | 1.53 | 1.53 | 1.53 | 1.53
ST | 28.67 | 28.67 | 28.67 | 159.24 | 182.89 | 236.4
STOG | 293.37 | 297.09 | 183.12 | 183.12 | 179.67 | 179.67
STWD | 3.81 | 4.77 | 3.89 | 3.89 | 3.89 | 3.89
WT | 71.03 | 323.28 | 468.68 | 468.68 | 468.68 | 468.68
IGCC | 0 | 0 | 0 | 0 | 0 | 0
DemandResponse | 0 | 0 | 0 | 0 | 0 | 0
IGCC-CCS | 0 | 0 | 0 | 0 | 0 | 0
WT_off | 0 | 0 | 0 | 0 | 0 | 0
PseudoUnit | 0 | 0 | 0 | 0 | 0 | 0
FixedInterchange | 0 | 0 | 0 | 0 | 0 | 0
Base FOM Costs by Reporting Type: ALB
ReportingType | 2015 | 2020 | 2025 | 2030 | 2035 | 2040
BM | 0 | 0 | 0 | 0 | 0 | 0
CC | 56.28 | 57.94 | 59.97 | 6.58 | 7.46 | 7.46
CSP | 0 | 0 | 0 | 0 | 0 | 0
CT | 1.35 | 1.35 | 1.35 | 1.35 | 0 | 0
Coal | 380.9 | 399.22 | 412.86 | 14.69 | 14.69 | 14.69
Geo | 0 | 0 | 0 | 0 | 0 | 0
H | 12.99 | 12.99 | 12.99 | 12.99 | 12.99 | 12.99
LFG | 1.21 | 1.21 | 1.21 | 1.21 | 1.21 | 1.21
Nuc | 0.01 | 0.01 | 0.01 | 738.93 | 772.13 | 797.28
PS | 0 | 0 | 0 | 0 | 0 | 0
PV | 0 | 0 | 0 | 0 | 0 | 0
PeakG | 19.65 | 19.65 | 19.65 | 19.65 | 27.68 | 27.68
PeakO | 0 | 0 | 0 | 0 | 0 | 0
ST | 0 | 0 | 0 | 0 | 0 | 0
STOG | 0 | 0 | 0 | 0 | 0 | 0
STWD | 5.58 | 5.58 | 5.58 | 5.58 | 5.58 | 5.58
WT | 22.94 | 22.94 | 25.5 | 25.5 | 25.5 | 25.5
IGCC | 0 | 0 | 0 | 0 | 0 | 0
DemandResponse | 0 | 0 | 0 | 0 | 0 | 0
IGCC-CCS | 0 | 0 | 0 | 0 | 0 | 0
WT_off | 0 | 0 | 0 | 0 | 0 | 0
PseudoUnit | 0 | 0 | 0 | 0 | 0 | 0
FixedInterchange | 0 | 0 | 0 | 0 | 0 | 0
Base FOM Costs by Reporting Type: BC
ReportingType | 2015 | 2020 | 2025 | 2030 | 2035 | 2040
BM | 0 | 0 | 0 | 0 | 0 | 0
CC | 11.22 | 11.22 | 11.22 | 10.52 | 11.24 | 6.1
CSP | 0 | 0 | 0 | 0 | 0 | 0
CT | 0 | 0 | 0 | 0 | 0 | 0
Coal | 0 | 0 | 0 | 0 | 0 | 0
Geo | 0 | 0 | 0 | 0 | 0 | 0
H | 173.22 | 173.22 | 173.22 | 173.22 | 173.22 | 173.22
LFG | 2.9 | 2.9 | 2.9 | 2.9 | 2.9 | 2.9
Nuc | 0.01 | 0.01 | 0.01 | 31.19 | 31.19 | 106.43
PS | 0 | 0 | 0 | 0 | 0 | 0
PV | 0 | 0 | 0 | 0 | 0 | 0
PeakG | 0 | 0 | 0 | 0 | 0 | 0
PeakO | 0 | 0 | 0 | 0 | 0 | 0
ST | 0 | 0 | 0 | 0 | 0 | 0
STOG | 0 | 0 | 0 | 0 | 0 | 0
STWD | 16.34 | 16.34 | 16.34 | 16.34 | 16.34 | 16.34
WT | 7.53 | 7.53 | 7.53 | 11.91 | 11.91 | 11.91
IGCC | 0 | 0 | 0 | 0 | 0 | 0
DemandResponse | 0 | 0 | 0 | 0 | 0 | 0
IGCC-CCS | 0 | 0 | 0 | 0 | 0 | 0
WT_off | 0 | 0 | 0 | 0 | 0 | 0
PseudoUnit | 0 | 0 | 0 | 0 | 0 | 0
FixedInterchange | 0 | 0 | 0 | 0 | 0 | 0
Base FOM Costs by Reporting Type: HQ_IESO
ReportingType | 2015 | 2020 | 2025 | 2030 | 2035 | 2040
BM | 0 | 0 | 0 | 0 | 0 | 0
CC | 0 | 0 | 0 | 0 | 0 | 0
CSP | 0 | 0 | 0 | 0 | 0 | 0
CT | 0 | 0 | 0 | 0 | 0 | 0
Coal | 0 | 0 | 0 | 0 | 0 | 0
Geo | 0 | 0 | 0 | 0 | 0 | 0
H | 0 | 0 | 0 | 0 | 0 | 0
LFG | 0 | 0 | 0 | 0 | 0 | 0
Nuc | 0.01 | 0.01 | 0.01 | 0.01 | 0.01 | 0.01
PS | 0 | 0 | 0 | 0 | 0 | 0
PV | 0 | 0 | 0 | 0 | 0 | 0
PeakG | 0 | 0 | 0 | 0 | 0 | 0
PeakO | 0 | 0 | 0 | 0 | 0 | 0
ST | 0 | 0 | 0 | 0 | 0 | 0
STOG | 0 | 0 | 0 | 0 | 0 | 0
STWD | 0 | 0 | 0 | 0 | 0 | 0
WT | 0 | 0 | 0 | 0 | 0 | 0
IGCC | 0 | 0 | 0 | 0 | 0 | 0
DemandResponse | 0 | 0 | 0 | 0 | 0 | 0
IGCC-CCS | 0 | 0 | 0 | 0 | 0 | 0
WT_off | 0 | 0 | 0 | 0 | 0 | 0
PseudoUnit | 0 | 0 | 0 | 1.25 | 1.25 | 1.25
FixedInterchange | 0 | 0 | 0 | 0 | 0 | 0
Base FOM Costs by Reporting Type: HQ_NEISO
ReportingType | 2015 | 2020 | 2025 | 2030 | 2035 | 2040
BM | 0 | 0 | 0 | 0 | 0 | 0
CC | 0 | 0 | 0 | 0 | 0 | 0
CSP | 0 | 0 | 0 | 0 | 0 | 0
CT | 0 | 0 | 0 | 0 | 0 | 0
Coal | 0 | 0 | 0 | 0 | 0 | 0
Geo | 0 | 0 | 0 | 0 | 0 | 0
H | 0 | 0 | 0 | 0 | 0 | 0
LFG | 0 | 0 | 0 | 0 | 0 | 0
Nuc | 0.01 | 0.01 | 0.01 | 0.01 | 0.01 | 0.01
PS | 0 | 0 | 0 | 0 | 0 | 0
PV | 0 | 0 | 0 | 0 | 0 | 0
PeakG | 0 | 0 | 0 | 0 | 0 | 0
PeakO | 0 | 0 | 0 | 0 | 0 | 0
ST | 0 | 0 | 0 | 0 | 0 | 0
STOG | 0 | 0 | 0 | 0 | 0 | 0
STWD | 0 | 0 | 0 | 0 | 0 | 0
WT | 0 | 0 | 0 | 0 | 0 | 0
IGCC | 0 | 0 | 0 | 0 | 0 | 0
DemandResponse | 0 | 0 | 0 | 0 | 0 | 0
IGCC-CCS | 0 | 0 | 0 | 0 | 0 | 0
WT_off | 0 | 0 | 0 | 0 | 0 | 0
PseudoUnit | 0 | 0 | 21.03 | 21.03 | 21.03 | 21.03
FixedInterchange | 0 | 0 | 0 | 0 | 0 | 0
Base FOM Costs by Reporting Type: HQ_NY
ReportingType | 2015 | 2020 | 2025 | 2030 | 2035 | 2040
BM | 0 | 0 | 0 | 0 | 0 | 0
CC | 0 | 0 | 0 | 0 | 0 | 0
CSP | 0 | 0 | 0 | 0 | 0 | 0
CT | 0 | 0 | 0 | 0 | 0 | 0
Coal | 0 | 0 | 0 | 0 | 0 | 0
Geo | 0 | 0 | 0 | 0 | 0 | 0
H | 0 | 0 | 0 | 0 | 0 | 0
LFG | 0 | 0 | 0 | 0 | 0 | 0
Nuc | 0.01 | 0.01 | 0.01 | 0.01 | 0.01 | 0.01
PS | 0 | 0 | 0 | 0 | 0 | 0
PV | 0 | 0 | 0 | 0 | 0 | 0
PeakG | 0 | 0 | 0 | 0 | 0 | 0
PeakO | 0 | 0 | 0 | 0 | 0 | 0
ST | 0 | 0 | 0 | 0 | 0 | 0
STOG | 0 | 0 | 0 | 0 | 0 | 0
STWD | 0 | 0 | 0 | 0 | 0 | 0
WT | 0 | 0 | 0 | 0 | 0 | 0
IGCC | 0 | 0 | 0 | 0 | 0 | 0
DemandResponse | 0 | 0 | 0 | 0 | 0 | 0
IGCC-CCS | 0 | 0 | 0 | 0 | 0 | 0
WT_off | 0 | 0 | 0 | 0 | 0 | 0
PseudoUnit | 0 | 35.6 | 35.6 | 35.6 | 35.6 | 35.6
FixedInterchange | 0 | 0 | 0 | 0 | 0 | 0
Base FOM Costs by Reporting Type: MARITIMES
ReportingType | 2015 | 2020 | 2025 | 2030 | 2035 | 2040
BM | 0 | 0 | 0 | 0 | 0 | 0
CC | 0 | 0 | 0 | 0 | 0 | 0
CSP | 0 | 0 | 0 | 0 | 0 | 0
CT | 0 | 0 | 0 | 0 | 0 | 0
Coal | 0 | 0 | 0 | 0 | 0 | 0
Geo | 0 | 0 | 0 | 0 | 0 | 0
H | 0 | 0 | 0 | 0 | 0 | 0
LFG | 0 | 0 | 0 | 0 | 0 | 0
Nuc | 0.01 | 0.01 | 0.01 | 0.01 | 0.01 | 0.01
PS | 0 | 0 | 0 | 0 | 0 | 0
PV | 0 | 0 | 0 | 0 | 0 | 0
PeakG | 0 | 0 | 0 | 0 | 0 | 0
PeakO | 0 | 0 | 0 | 0 | 0 | 0
ST | 0 | 0 | 0 | 0 | 0 | 0
STOG | 0 | 0 | 0 | 0 | 0 | 0
STWD | 0 | 0 | 0 | 0 | 0 | 0
WT | 0 | 0 | 0 | 0 | 0 | 0
IGCC | 0 | 0 | 0 | 0 | 0 | 0
DemandResponse | 0 | 0 | 0 | 0 | 0 | 0
IGCC-CCS | 0 | 0 | 0 | 0 | 0 | 0
WT_off | 0 | 0 | 0 | 0 | 0 | 0
PseudoUnit | 0 | 0 | 7.12 | 7.12 | 7.12 | 7.12
FixedInterchange | 0 | 0 | 0 | 0 | 0 | 0
Base FOM Costs by Reporting Type: All
ReportingType | 2015 | 2020 | 2025 | 2030 | 2035 | 2040
BM | 125.73 | 142.84 | 196.96 | 2560.27 | 9944 | 9947.12
CC | 6164.96 | 8067.85 | 6857.3 | 6972.22 | 5385.93 | 5045.52
CSP | 0 | 0 | 0 | 0 | 0 | 0
CT | 42.8 | 44.81 | 44.81 | 39.95 | 9.19 | 9.01
Coal | 18348.86 | 14038.47 | 9359.31 | 6568.94 | 6045.26 | 6685.78
Geo | 226.72 | 401.57 | 774.79 | 774.79 | 774.79 | 774.79
H | 1511 | 1541.72 | 1584.31 | 1630.94 | 1630.94 | 1634.5
LFG | 498.94 | 733.94 | 999.86 | 1086.97 | 1086.97 | 1086.97
Nuc | 16696.36 | 17842.97 | 18644.3 | 22165.86 | 23398.71 | 34662.99
PS | 517.25 | 517.25 | 517.25 | 517.25 | 517.25 | 517.25
PV | 26.7 | 64.65 | 81.37 | 84.35 | 66.74 | 154.57
PeakG | 1938.65 | 2842.22 | 2106.03 | 2404.53 | 2454.64 | 2454.64
PeakO | 478.19 | 618.38 | 494.71 | 495.5 | 272.13 | 272.15
ST | 48.64 | 100.68 | 116.48 | 254.61 | 311.65 | 377.87
STOG | 1273.23 | 1445.21 | 1126.62 | 1126.62 | 469.36 | 469.36
STWD | 158.67 | 191.92 | 161.28 | 161.28 | 161.28 | 161.28
WT | 2034.5 | 6273.52 | 8689.69 | 9180.96 | 9408.72 | 9603.04
IGCC | 30.22 | 30.22 | 30.22 | 30.22 | 30.22 | 30.22
DemandResponse | 0 | 0 | 0 | 0 | 0 | 0
IGCC-CCS | 0 | 0 | 0 | 0 | 0 | 0
WT_off | 25.01 | 25.01 | 83.68 | 514.18 | 2397.51 | 2598.86
PseudoUnit | 0 | 35.6 | 63.75 | 65 | 65 | 65
FixedInterchange | 0 | 0 | 0 | 0 | 0 | 0
Base FOM Costs by Reporting Type: EI_US
ReportingType | 2015 | 2020 | 2025 | 2030 | 2035 | 2040
BM | 74.48 | 91.59 | 145.72 | 2116.22 | 8254.77 | 8257.89
CC | 4028.58 | 5392.37 | 4554.28 | 4636.18 | 3361.65 | 3227.22
CSP | 0 | 0 | 0 | 0 | 0 | 0
CT | 28.95 | 30.95 | 30.95 | 26.09 | 9.19 | 9.01
Coal | 14553.63 | 10552.35 | 7310.06 | 6009.89 | 5681.03 | 6255
Geo | 3.95 | 3.95 | 3.95 | 3.95 | 3.95 | 3.95
H | 419.29 | 440.11 | 461.41 | 468.24 | 468.24 | 468.24
LFG | 417.2 | 563.61 | 703.95 | 787.52 | 787.52 | 787.52
Nuc | 12948.03 | 13763.4 | 14616.4 | 16313.3 | 15860.91 | 25283.15
PS | 401.94 | 401.94 | 401.94 | 401.94 | 401.94 | 401.94
PV | 2.71 | 40.65 | 57.38 | 60.36 | 60.57 | 148.4
PeakG | 1582.87 | 2334.17 | 1695.3 | 1943.08 | 1972.46 | 1972.46
PeakO | 459.31 | 594.06 | 475.17 | 475.96 | 252.59 | 252.61
ST | 0 | 0 | 0 | 0 | 0 | 0
STOG | 594.59 | 700.63 | 600.6 | 600.6 | 289.69 | 289.69
STWD | 95.51 | 119.51 | 97.38 | 97.38 | 97.38 | 97.38
WT | 1142.42 | 4053.99 | 5578.59 | 5967.49 | 6194.81 | 6260.66
IGCC | 30.22 | 30.22 | 30.22 | 30.22 | 30.22 | 30.22
DemandResponse | 0 | 0 | 0 | 0 | 0 | 0
IGCC-CCS | 0 | 0 | 0 | 0 | 0 | 0
WT_off | 25.01 | 25.01 | 83.68 | 514.18 | 2397.51 | 2598.86
PseudoUnit | 0 | 35.6 | 63.75 | 63.75 | 63.75 | 63.75
FixedInterchange | 0 | 0 | 0 | 0 | 0 | 0
Base FOM Costs by Reporting Type: EI_Canada
ReportingType | 2015 | 2020 | 2025 | 2030 | 2035 | 2040
BM | 32.8 | 32.8 | 32.8 | 32.8 | 32.8 | 32.8
CC | 39.86 | 39.86 | 18.17 | 18.17 | 18.17 | 18.17
CSP | 0 | 0 | 0 | 0 | 0 | 0
CT | 2.46 | 2.46 | 2.46 | 2.46 | 0 | 0
Coal | 62.89 | 26.25 | 0 | 0 | 0 | 0
Geo | 0 | 0 | 0 | 0 | 0 | 0
H | 216.06 | 225.96 | 247.25 | 282.28 | 282.28 | 285.84
LFG | 14.17 | 14.17 | 14.17 | 14.23 | 14.23 | 14.23
Nuc | 1895.36 | 1895.36 | 1895.36 | 1895.36 | 1745.4 | 2079.7
PS | 2.92 | 2.92 | 2.92 | 2.92 | 2.92 | 2.92
PV | 18.26 | 18.26 | 18.26 | 18.26 | 0.44 | 0.44
PeakG | 9.88 | 9.88 | 0.1 | 0 | 0 | 0
PeakO | 0.09 | 0.09 | 0 | 0 | 0 | 0
ST | 0 | 0 | 0 | 0 | 0 | 0
STOG | 5.54 | 5.54 | 0 | 0 | 0 | 0
STWD | 4.45 | 4.45 | 4.45 | 4.45 | 4.45 | 4.45
WT | 120.82 | 120.82 | 120.82 | 120.82 | 112.33 | 112.33
IGCC | 0 | 0 | 0 | 0 | 0 | 0
DemandResponse | 0 | 0 | 0 | 0 | 0 | 0
IGCC-CCS | 0 | 0 | 0 | 0 | 0 | 0
WT_off | 0 | 0 | 0 | 0 | 0 | 0
PseudoUnit | 0 | 0 | 0 | 1.25 | 1.25 | 1.25
FixedInterchange | 0 | 0 | 0 | 0 | 0 | 0
Base FOM Costs by Reporting Type: EI
ReportingType | 2015 | 2020 | 2025 | 2030 | 2035 | 2040
BM | 107.28 | 124.39 | 178.52 | 2149.02 | 8287.57 | 8290.68
CC | 4068.44 | 5432.23 | 4572.45 | 4654.35 | 3379.82 | 3245.39
CSP | 0 | 0 | 0 | 0 | 0 | 0
CT | 31.41 | 33.42 | 33.42 | 28.55 | 9.19 | 9.01
Coal | 14616.51 | 10578.6 | 7310.06 | 6009.89 | 5681.03 | 6255
Geo | 3.95 | 3.95 | 3.95 | 3.95 | 3.95 | 3.95
H | 635.35 | 666.07 | 708.66 | 750.52 | 750.52 | 754.08
LFG | 431.38 | 577.78 | 718.12 | 801.75 | 801.75 | 801.75
Nuc | 14843.39 | 15658.75 | 16511.76 | 18208.66 | 17606.3 | 27362.86
PS | 404.86 | 404.86 | 404.86 | 404.86 | 404.86 | 404.86
PV | 20.97 | 58.92 | 75.64 | 78.62 | 61.01 | 148.84
PeakG | 1592.75 | 2344.05 | 1695.4 | 1943.08 | 1972.46 | 1972.46
PeakO | 459.4 | 594.15 | 475.17 | 475.96 | 252.59 | 252.61
ST | 0 | 0 | 0 | 0 | 0 | 0
STOG | 600.12 | 706.16 | 600.6 | 600.6 | 289.69 | 289.69
STWD | 99.96 | 123.96 | 101.84 | 101.84 | 101.84 | 101.84
WT | 1263.24 | 4174.81 | 5699.41 | 6088.32 | 6307.14 | 6372.99
IGCC | 30.22 | 30.22 | 30.22 | 30.22 | 30.22 | 30.22
DemandResponse | 0 | 0 | 0 | 0 | 0 | 0
IGCC-CCS | 0 | 0 | 0 | 0 | 0 | 0
WT_off | 25.01 | 25.01 | 83.68 | 514.18 | 2397.51 | 2598.86
PseudoUnit | 0 | 35.6 | 63.75 | 65 | 65 | 65
FixedInterchange | 0 | 0 | 0 | 0 | 0 | 0
Base FOM Costs by Reporting Type: Outside_EI
ReportingType | 2015 | 2020 | 2025 | 2030 | 2035 | 2040
BM | 18.45 | 18.45 | 18.45 | 411.26 | 1656.44 | 1656.44
CC | 2096.52 | 2635.61 | 2284.85 | 2317.87 | 2006.11 | 1800.14
CSP | 0 | 0 | 0 | 0 | 0 | 0
CT | 11.39 | 11.39 | 11.39 | 11.39 | 0 | 0
Coal | 3732.35 | 3459.86 | 2049.25 | 559.04 | 364.23 | 430.78
Geo | 222.78 | 397.63 | 770.84 | 770.84 | 770.84 | 770.84
H | 875.65 | 875.65 | 875.65 | 880.42 | 880.42 | 880.42
LFG | 67.56 | 156.15 | 281.74 | 285.22 | 285.22 | 285.22
Nuc | 1852.97 | 2184.21 | 2132.54 | 3957.2 | 5792.4 | 7300.14
PS | 112.39 | 112.39 | 112.39 | 112.39 | 112.39 | 112.39
PV | 5.73 | 5.73 | 5.73 | 5.73 | 5.73 | 5.73
PeakG | 345.9 | 498.17 | 410.63 | 461.46 | 482.18 | 482.18
PeakO | 18.79 | 24.23 | 19.54 | 19.54 | 19.54 | 19.54
ST | 48.64 | 100.68 | 116.48 | 254.61 | 311.65 | 377.87
STOG | 673.1 | 739.04 | 526.02 | 526.02 | 179.67 | 179.67
STWD | 58.71 | 67.96 | 59.44 | 59.44 | 59.44 | 59.44
WT | 771.26 | 2098.71 | 2990.28 | 3092.65 | 3101.58 | 3230.05
IGCC | 0 | 0 | 0 | 0 | 0 | 0
DemandResponse | 0 | 0 | 0 | 0 | 0 | 0
IGCC-CCS | 0 | 0 | 0 | 0 | 0 | 0
WT_off | 0 | 0 | 0 | 0 | 0 | 0
PseudoUnit | 0 | 0 | 0 | 0 | 0 | 0
FixedInterchange | 0 | 0 | 0 | 0 | 0 | 0
#11 | Retrofit FOM Costs ($million)
Retrofit FOM Costs by Reporting Type: Entergy
ReportingType | 2015 | 2020 | 2025 | 2030 | 2035 | 2040
BM | 0 | 0 | 0 | 0 | 0 | 0
CC | 0 | 0 | 0 | 0 | 0 | 0
CSP | 0 | 0 | 0 | 0 | 0 | 0
CT | 0 | 0 | 0 | 0 | 0 | 0
Coal | 3.38 | 10.33 | 5.12 | 0 | 0 | 0
Geo | 0 | 0 | 0 | 0 | 0 | 0
H | 0 | 0 | 0 | 0 | 0 | 0
LFG | 0 | 0 | 0 | 0 | 0 | 0
Nuc | 0 | 0 | 0 | 0 | 0 | 0
PS | 0 | 0 | 0 | 0 | 0 | 0
PV | 0 | 0 | 0 | 0 | 0 | 0
PeakG | 0 | 0 | 0 | 0 | 0 | 0
PeakO | 0 | 0 | 0 | 0 | 0 | 0
ST | 0 | 0 | 0 | 0 | 0 | 0
STOG | 0 | 0 | 0 | 0 | 0 | 0
STWD | 0 | 0 | 0 | 0 | 0 | 0
WT | 0 | 0 | 0 | 0 | 0 | 0
IGCC | 0 | 0 | 0 | 0 | 0 | 0
DemandResponse | 0 | 0 | 0 | 0 | 0 | 0
IGCC-CCS | 0 | 0 | 0 | 0 | 0 | 0
WT_off | 0 | 0 | 0 | 0 | 0 | 0
PseudoUnit | 0 | 0 | 0 | 0 | 0 | 0
FixedInterchange | 0 | 0 | 0 | 0 | 0 | 0
Retrofit FOM Costs by Reporting Type: FRCC
ReportingType | 2015 | 2020 | 2025 | 2030 | 2035 | 2040
BM | 0 | 0 | 0 | 0 | 0 | 0
CC | 0 | 0 | 0 | 0 | 0 | 0
CSP | 0 | 0 | 0 | 0 | 0 | 0
CT | 0 | 0 | 0 | 0 | 0 | 0
Coal | 67.26 | 70.29 | 35.98 | 38.96 | 38.96 | 38.96
Geo | 0 | 0 | 0 | 0 | 0 | 0
H | 0 | 0 | 0 | 0 | 0 | 0
LFG | 0 | 0 | 0 | 0 | 0 | 0
Nuc | 0 | 0 | 0 | 0 | 0 | 0
PS | 0 | 0 | 0 | 0 | 0 | 0
PV | 0 | 0 | 0 | 0 | 0 | 0
PeakG | 0 | 0 | 0 | 0 | 0 | 0
PeakO | 0 | 0 | 0 | 0 | 0 | 0
ST | 0 | 0 | 0 | 0 | 0 | 0
STOG | 0 | 0 | 0 | 0 | 0 | 0
STWD | 0 | 0 | 0 | 0 | 0 | 0
WT | 0 | 0 | 0 | 0 | 0 | 0
IGCC | 0 | 0 | 0 | 0 | 0 | 0
DemandResponse | 0 | 0 | 0 | 0 | 0 | 0
IGCC-CCS | 0 | 0 | 0 | 0 | 0 | 0
WT_off | 0 | 0 | 0 | 0 | 0 | 0
PseudoUnit | 0 | 0 | 0 | 0 | 0 | 0
FixedInterchange | 0 | 0 | 0 | 0 | 0 | 0
Retrofit FOM Costs by Reporting Type: MAPP_US
ReportingType | 2015 | 2020 | 2025 | 2030 | 2035 | 2040
BM | 0 | 0 | 0 | 0 | 0 | 0
CC | 0 | 0 | 0 | 0 | 0 | 0
CSP | 0 | 0 | 0 | 0 | 0 | 0
CT | 0 | 0 | 0 | 0 | 0 | 0
Coal | 16.06 | 0.22 | 0 | 0 | 0 | 0
Geo | 0 | 0 | 0 | 0 | 0 | 0
H | 0 | 0 | 0 | 0 | 0 | 0
LFG | 0 | 0 | 0 | 0 | 0 | 0
Nuc | 0 | 0 | 0 | 0 | 0 | 0
PS | 0 | 0 | 0 | 0 | 0 | 0
PV | 0 | 0 | 0 | 0 | 0 | 0
PeakG | 0 | 0 | 0 | 0 | 0 | 0
PeakO | 0 | 0 | 0 | 0 | 0 | 0
ST | 0 | 0 | 0 | 0 | 0 | 0
STOG | 0 | 0 | 0 | 0 | 0 | 0
STWD | 0 | 0 | 0 | 0 | 0 | 0
WT | 0 | 0 | 0 | 0 | 0 | 0
IGCC | 0 | 0 | 0 | 0 | 0 | 0
DemandResponse | 0 | 0 | 0 | 0 | 0 | 0
IGCC-CCS | 0 | 0 | 0 | 0 | 0 | 0
WT_off | 0 | 0 | 0 | 0 | 0 | 0
PseudoUnit | 0 | 0 | 0 | 0 | 0 | 0
FixedInterchange | 0 | 0 | 0 | 0 | 0 | 0
Retrofit FOM Costs by Reporting Type: MISO_IN
ReportingType | 2015 | 2020 | 2025 | 2030 | 2035 | 2040
BM | 0 | 0 | 0 | 0 | 0 | 0
CC | 0 | 0 | 0 | 0 | 0 | 0
CSP | 0 | 0 | 0 | 0 | 0 | 0
CT | 0 | 0 | 0 | 0 | 0 | 0
Coal | 95.76 | 99.98 | 100.73 | 93.01 | 72.38 | 72.38
Geo | 0 | 0 | 0 | 0 | 0 | 0
H | 0 | 0 | 0 | 0 | 0 | 0
LFG | 0 | 0 | 0 | 0 | 0 | 0
Nuc | 0 | 0 | 0 | 0 | 0 | 0
PS | 0 | 0 | 0 | 0 | 0 | 0
PV | 0 | 0 | 0 | 0 | 0 | 0
PeakG | 0 | 0 | 0 | 0 | 0 | 0
PeakO | 0 | 0 | 0 | 0 | 0 | 0
ST | 0 | 0 | 0 | 0 | 0 | 0
STOG | 0 | 0 | 0 | 0 | 0 | 0
STWD | 0 | 0 | 0 | 0 | 0 | 0
WT | 0 | 0 | 0 | 0 | 0 | 0
IGCC | 0 | 0 | 0 | 0 | 0 | 0
DemandResponse | 0 | 0 | 0 | 0 | 0 | 0
IGCC-CCS | 0 | 0 | 0 | 0 | 0 | 0
WT_off | 0 | 0 | 0 | 0 | 0 | 0
PseudoUnit | 0 | 0 | 0 | 0 | 0 | 0
FixedInterchange | 0 | 0 | 0 | 0 | 0 | 0
Retrofit FOM Costs by Reporting Type: MISO_MI
ReportingType | 2015 | 2020 | 2025 | 2030 | 2035 | 2040
BM | 0 | 0 | 0 | 0 | 0 | 0
CC | 0 | 0 | 0 | 0 | 0 | 0
CSP | 0 | 0 | 0 | 0 | 0 | 0
CT | 0 | 0 | 0 | 0 | 0 | 0
Coal | 16.83 | 13.74 | 13.74 | 14.98 | 14.98 | 14.98
Geo | 0 | 0 | 0 | 0 | 0 | 0
H | 0 | 0 | 0 | 0 | 0 | 0
LFG | 0 | 0 | 0 | 0 | 0 | 0
Nuc | 0 | 0 | 0 | 0 | 0 | 0
PS | 0 | 0 | 0 | 0 | 0 | 0
PV | 0 | 0 | 0 | 0 | 0 | 0
PeakG | 0 | 0 | 0 | 0 | 0 | 0
PeakO | 0 | 0 | 0 | 0 | 0 | 0
ST | 0 | 0 | 0 | 0 | 0 | 0
STOG | 0 | 0 | 0 | 0 | 0 | 0
STWD | 0 | 0 | 0 | 0 | 0 | 0
WT | 0 | 0 | 0 | 0 | 0 | 0
IGCC | 0 | 0 | 0 | 0 | 0 | 0
DemandResponse | 0 | 0 | 0 | 0 | 0 | 0
IGCC-CCS | 0 | 0 | 0 | 0 | 0 | 0
WT_off | 0 | 0 | 0 | 0 | 0 | 0
PseudoUnit | 0 | 0 | 0 | 0 | 0 | 0
FixedInterchange | 0 | 0 | 0 | 0 | 0 | 0
Retrofit FOM Costs by Reporting Type: MISO_MO-IL
ReportingType | 2015 | 2020 | 2025 | 2030 | 2035 | 2040
BM | 0 | 0 | 0 | 0 | 0 | 0
CC | 0 | 0 | 0 | 0 | 0 | 0
CSP | 0 | 0 | 0 | 0 | 0 | 0
CT | 0 | 0 | 0 | 0 | 0 | 0
Coal | 25.3 | 25.25 | 25.97 | 16.04 | 15.74 | 15.74
Geo | 0 | 0 | 0 | 0 | 0 | 0
H | 0 | 0 | 0 | 0 | 0 | 0
LFG | 0 | 0 | 0 | 0 | 0 | 0
Nuc | 0 | 0 | 0 | 0 | 0 | 0
PS | 0 | 0 | 0 | 0 | 0 | 0
PV | 0 | 0 | 0 | 0 | 0 | 0
PeakG | 0 | 0 | 0 | 0 | 0 | 0
PeakO | 0 | 0 | 0 | 0 | 0 | 0
ST | 0 | 0 | 0 | 0 | 0 | 0
STOG | 0 | 0 | 0 | 0 | 0 | 0
STWD | 0 | 0 | 0 | 0 | 0 | 0
WT | 0 | 0 | 0 | 0 | 0 | 0
IGCC | 0 | 0 | 0 | 0 | 0 | 0
DemandResponse | 0 | 0 | 0 | 0 | 0 | 0
IGCC-CCS | 0 | 0 | 0 | 0 | 0 | 0
WT_off | 0 | 0 | 0 | 0 | 0 | 0
PseudoUnit | 0 | 0 | 0 | 0 | 0 | 0
FixedInterchange | 0 | 0 | 0 | 0 | 0 | 0
Retrofit FOM Costs by Reporting Type: MISO_W
ReportingType | 2015 | 2020 | 2025 | 2030 | 2035 | 2040
BM | 0 | 0 | 0 | 0 | 0 | 0
CC | 0 | 0 | 0 | 0 | 0 | 0
CSP | 0 | 0 | 0 | 0 | 0 | 0
CT | 0 | 0 | 0 | 0 | 0 | 0
Coal | 37.95 | 38.76 | 39.71 | 39.58 | 10.72 | 10.72
Geo | 0 | 0 | 0 | 0 | 0 | 0
H | 0 | 0 | 0 | 0 | 0 | 0
LFG | 0 | 0 | 0 | 0 | 0 | 0
Nuc | 0 | 0 | 0 | 0 | 0 | 0
PS | 0 | 0 | 0 | 0 | 0 | 0
PV | 0 | 0 | 0 | 0 | 0 | 0
PeakG | 0 | 0 | 0 | 0 | 0 | 0
PeakO | 0 | 0 | 0 | 0 | 0 | 0
ST | 0 | 0 | 0 | 0 | 0 | 0
STOG | 0 | 0 | 0 | 0 | 0 | 0
STWD | 0 | 0 | 0 | 0 | 0 | 0
WT | 0 | 0 | 0 | 0 | 0 | 0
IGCC | 0 | 0 | 0 | 0 | 0 | 0
DemandResponse | 0 | 0 | 0 | 0 | 0 | 0
IGCC-CCS | 0 | 0 | 0 | 0 | 0 | 0
WT_off | 0 | 0 | 0 | 0 | 0 | 0
PseudoUnit | 0 | 0 | 0 | 0 | 0 | 0
FixedInterchange | 0 | 0 | 0 | 0 | 0 | 0
Retrofit FOM Costs by Reporting Type: MISO_WUMS
ReportingType | 2015 | 2020 | 2025 | 2030 | 2035 | 2040
BM | 0 | 0 | 0 | 0 | 0 | 0
CC | 0 | 0 | 0 | 0 | 0 | 0
CSP | 0 | 0 | 0 | 0 | 0 | 0
CT | 0 | 0 | 0 | 0 | 0 | 0
Coal | 35.36 | 27.64 | 18.35 | 18.6 | 8.29 | 8.29
Geo | 0 | 0 | 0 | 0 | 0 | 0
H | 0 | 0 | 0 | 0 | 0 | 0
LFG | 0 | 0 | 0 | 0 | 0 | 0
Nuc | 0 | 0 | 0 | 0 | 0 | 0
PS | 0 | 0 | 0 | 0 | 0 | 0
PV | 0 | 0 | 0 | 0 | 0 | 0
PeakG | 0 | 0 | 0 | 0 | 0 | 0
PeakO | 0 | 0 | 0 | 0 | 0 | 0
ST | 0 | 0 | 0 | 0 | 0 | 0
STOG | 0 | 0 | 0 | 0 | 0 | 0
STWD | 0 | 0 | 0 | 0 | 0 | 0
WT | 0 | 0 | 0 | 0 | 0 | 0
IGCC | 0 | 0 | 0 | 0 | 0 | 0
DemandResponse | 0 | 0 | 0 | 0 | 0 | 0
IGCC-CCS | 0 | 0 | 0 | 0 | 0 | 0
WT_off | 0 | 0 | 0 | 0 | 0 | 0
PseudoUnit | 0 | 0 | 0 | 0 | 0 | 0
FixedInterchange | 0 | 0 | 0 | 0 | 0 | 0
Retrofit FOM Costs by Reporting Type: Nebraska
ReportingType | 2015 | 2020 | 2025 | 2030 | 2035 | 2040
BM | 0 | 0 | 0 | 0 | 0 | 0
CC | 0 | 0 | 0 | 0 | 0 | 0
CSP | 0 | 0 | 0 | 0 | 0 | 0
CT | 0 | 0 | 0 | 0 | 0 | 0
Coal | 4.88 | 13.17 | 13.94 | 13.94 | 5.65 | 5.65
Geo | 0 | 0 | 0 | 0 | 0 | 0
H | 0 | 0 | 0 | 0 | 0 | 0
LFG | 0 | 0 | 0 | 0 | 0 | 0
Nuc | 0 | 0 | 0 | 0 | 0 | 0
PS | 0 | 0 | 0 | 0 | 0 | 0
PV | 0 | 0 | 0 | 0 | 0 | 0
PeakG | 0 | 0 | 0 | 0 | 0 | 0
PeakO | 0 | 0 | 0 | 0 | 0 | 0
ST | 0 | 0 | 0 | 0 | 0 | 0
STOG | 0 | 0 | 0 | 0 | 0 | 0
STWD | 0 | 0 | 0 | 0 | 0 | 0
WT | 0 | 0 | 0 | 0 | 0 | 0
IGCC | 0 | 0 | 0 | 0 | 0 | 0
DemandResponse | 0 | 0 | 0 | 0 | 0 | 0
IGCC-CCS | 0 | 0 | 0 | 0 | 0 | 0
WT_off | 0 | 0 | 0 | 0 | 0 | 0
PseudoUnit | 0 | 0 | 0 | 0 | 0 | 0
FixedInterchange | 0 | 0 | 0 | 0 | 0 | 0
Retrofit FOM Costs by Reporting Type: NEISO
ReportingType | 2015 | 2020 | 2025 | 2030 | 2035 | 2040
BM | 0 | 0 | 0 | 0 | 0 | 0
CC | 0 | 0 | 0 | 0 | 0 | 0
CSP | 0 | 0 | 0 | 0 | 0 | 0
CT | 0 | 0 | 0 | 0 | 0 | 0
Coal | 273.05 | 0.91 | 0 | 0 | 0 | 0
Geo | 0 | 0 | 0 | 0 | 0 | 0
H | 0 | 0 | 0 | 0 | 0 | 0
LFG | 0 | 0 | 0 | 0 | 0 | 0
Nuc | 0 | 0 | 0 | 0 | 0 | 0
PS | 0 | 0 | 0 | 0 | 0 | 0
PV | 0 | 0 | 0 | 0 | 0 | 0
PeakG | 0 | 0 | 0 | 0 | 0 | 0
PeakO | 0 | 0 | 0 | 0 | 0 | 0
ST | 0 | 0 | 0 | 0 | 0 | 0
STOG | 0 | 0 | 0 | 0 | 0 | 0
STWD | 0 | 0 | 0 | 0 | 0 | 0
WT | 0 | 0 | 0 | 0 | 0 | 0
IGCC | 0 | 0 | 0 | 0 | 0 | 0
DemandResponse | 0 | 0 | 0 | 0 | 0 | 0
IGCC-CCS | 0 | 0 | 0 | 0 | 0 | 0
WT_off | 0 | 0 | 0 | 0 | 0 | 0
PseudoUnit | 0 | 0 | 0 | 0 | 0 | 0
FixedInterchange | 0 | 0 | 0 | 0 | 0 | 0
Retrofit FOM Costs by Reporting Type: NonRTO_Midwest
ReportingType | 2015 | 2020 | 2025 | 2030 | 2035 | 2040
BM | 0 | 0 | 0 | 0 | 0 | 0
CC | 0 | 0 | 0 | 0 | 0 | 0
CSP | 0 | 0 | 0 | 0 | 0 | 0
CT | 0 | 0 | 0 | 0 | 0 | 0
Coal | 86.24 | 89.69 | 82.37 | 39.04 | 39.04 | 39.04
Geo | 0 | 0 | 0 | 0 | 0 | 0
H | 0 | 0 | 0 | 0 | 0 | 0
LFG | 0 | 0 | 0 | 0 | 0 | 0
Nuc | 0 | 0 | 0 | 0 | 0 | 0
PS | 0 | 0 | 0 | 0 | 0 | 0
PV | 0 | 0 | 0 | 0 | 0 | 0
PeakG | 0 | 0 | 0 | 0 | 0 | 0
PeakO | 0 | 0 | 0 | 0 | 0 | 0
ST | 0 | 0 | 0 | 0 | 0 | 0
STOG | 0 | 0 | 0 | 0 | 0 | 0
STWD | 0 | 0 | 0 | 0 | 0 | 0
WT | 0 | 0 | 0 | 0 | 0 | 0
IGCC | 0 | 0 | 0 | 0 | 0 | 0
DemandResponse | 0 | 0 | 0 | 0 | 0 | 0
IGCC-CCS | 0 | 0 | 0 | 0 | 0 | 0
WT_off | 0 | 0 | 0 | 0 | 0 | 0
PseudoUnit | 0 | 0 | 0 | 0 | 0 | 0
FixedInterchange | 0 | 0 | 0 | 0 | 0 | 0
Retrofit FOM Costs by Reporting Type: NYISO_A-F
ReportingType | 2015 | 2020 | 2025 | 2030 | 2035 | 2040
BM | 0 | 0 | 0 | 0 | 0 | 0
CC | 0 | 0 | 0 | 0 | 0 | 0
CSP | 0 | 0 | 0 | 0 | 0 | 0
CT | 0 | 0 | 0 | 0 | 0 | 0
Coal | 6.34 | 5.89 | 0 | 0 | 0 | 0
Geo | 0 | 0 | 0 | 0 | 0 | 0
H | 0 | 0 | 0 | 0 | 0 | 0
LFG | 0 | 0 | 0 | 0 | 0 | 0
Nuc | 0 | 0 | 0 | 0 | 0 | 0
PS | 0 | 0 | 0 | 0 | 0 | 0
PV | 0 | 0 | 0 | 0 | 0 | 0
PeakG | 0 | 0 | 0 | 0 | 0 | 0
PeakO | 0 | 0 | 0 | 0 | 0 | 0
ST | 0 | 0 | 0 | 0 | 0 | 0
STOG | 0 | 0 | 0 | 0 | 0 | 0
STWD | 0 | 0 | 0 | 0 | 0 | 0
WT | 0 | 0 | 0 | 0 | 0 | 0
IGCC | 0 | 0 | 0 | 0 | 0 | 0
DemandResponse | 0 | 0 | 0 | 0 | 0 | 0
IGCC-CCS | 0 | 0 | 0 | 0 | 0 | 0
WT_off | 0 | 0 | 0 | 0 | 0 | 0
PseudoUnit | 0 | 0 | 0 | 0 | 0 | 0
FixedInterchange | 0 | 0 | 0 | 0 | 0 | 0
Retrofit FOM Costs by Reporting Type: NYISO_G-I
ReportingType | 2015 | 2020 | 2025 | 2030 | 2035 | 2040
BM | 0 | 0 | 0 | 0 | 0 | 0
CC | 0 | 0 | 0 | 0 | 0 | 0
CSP | 0 | 0 | 0 | 0 | 0 | 0
CT | 0 | 0 | 0 | 0 | 0 | 0
Coal | 0 | 0 | 0 | 0 | 0 | 0
Geo | 0 | 0 | 0 | 0 | 0 | 0
H | 0 | 0 | 0 | 0 | 0 | 0
LFG | 0 | 0 | 0 | 0 | 0 | 0
Nuc | 0 | 0 | 0 | 0 | 0 | 0
PS | 0 | 0 | 0 | 0 | 0 | 0
PV | 0 | 0 | 0 | 0 | 0 | 0
PeakG | 0 | 0 | 0 | 0 | 0 | 0
PeakO | 0 | 0 | 0 | 0 | 0 | 0
ST | 0 | 0 | 0 | 0 | 0 | 0
STOG | 0 | 0 | 0 | 0 | 0 | 0
STWD | 0 | 0 | 0 | 0 | 0 | 0
WT | 0 | 0 | 0 | 0 | 0 | 0
IGCC | 0 | 0 | 0 | 0 | 0 | 0
DemandResponse | 0 | 0 | 0 | 0 | 0 | 0
IGCC-CCS | 0 | 0 | 0 | 0 | 0 | 0
WT_off | 0 | 0 | 0 | 0 | 0 | 0
PseudoUnit | 0 | 0 | 0 | 0 | 0 | 0
FixedInterchange | 0 | 0 | 0 | 0 | 0 | 0
Retrofit FOM Costs by Reporting Type: NYISO_J-K
ReportingType | 2015 | 2020 | 2025 | 2030 | 2035 | 2040
BM | 0 | 0 | 0 | 0 | 0 | 0
CC | 0 | 0 | 0 | 0 | 0 | 0
CSP | 0 | 0 | 0 | 0 | 0 | 0
CT | 0 | 0 | 0 | 0 | 0 | 0
Coal | 0 | 0 | 0 | 0 | 0 | 0
Geo | 0 | 0 | 0 | 0 | 0 | 0
H | 0 | 0 | 0 | 0 | 0 | 0
LFG | 0 | 0 | 0 | 0 | 0 | 0
Nuc | 0 | 0 | 0 | 0 | 0 | 0
PS | 0 | 0 | 0 | 0 | 0 | 0
PV | 0 | 0 | 0 | 0 | 0 | 0
PeakG | 0 | 0 | 0 | 0 | 0 | 0
PeakO | 0 | 0 | 0 | 0 | 0 | 0
ST | 0 | 0 | 0 | 0 | 0 | 0
STOG | 0 | 0 | 0 | 0 | 0 | 0
STWD | 0 | 0 | 0 | 0 | 0 | 0
WT | 0 | 0 | 0 | 0 | 0 | 0
IGCC | 0 | 0 | 0 | 0 | 0 | 0
DemandResponse | 0 | 0 | 0 | 0 | 0 | 0
IGCC-CCS | 0 | 0 | 0 | 0 | 0 | 0
WT_off | 0 | 0 | 0 | 0 | 0 | 0
PseudoUnit | 0 | 0 | 0 | 0 | 0 | 0
FixedInterchange | 0 | 0 | 0 | 0 | 0 | 0
Retrofit FOM Costs by Reporting Type: PJM_E
ReportingType | 2015 | 2020 | 2025 | 2030 | 2035 | 2040
BM | 0 | 0 | 0 | 0 | 0 | 0
CC | 0 | 0 | 0 | 0 | 0 | 0
CSP | 0 | 0 | 0 | 0 | 0 | 0
CT | 0 | 0 | 0 | 0 | 0 | 0
Coal | 2.35 | 2.35 | 1.28 | 1.46 | 1.55 | 1.55
Geo | 0 | 0 | 0 | 0 | 0 | 0
H | 0 | 0 | 0 | 0 | 0 | 0
LFG | 0 | 0 | 0 | 0 | 0 | 0
Nuc | 0 | 0 | 0 | 0 | 0 | 0
PS | 0 | 0 | 0 | 0 | 0 | 0
PV | 0 | 0 | 0 | 0 | 0 | 0
PeakG | 0 | 0 | 0 | 0 | 0 | 0
PeakO | 0 | 0 | 0 | 0 | 0 | 0
ST | 0 | 0 | 0 | 0 | 0 | 0
STOG | 0 | 0 | 0 | 0 | 0 | 0
STWD | 0 | 0 | 0 | 0 | 0 | 0
WT | 0 | 0 | 0 | 0 | 0 | 0
IGCC | 0 | 0 | 0 | 0 | 0 | 0
DemandResponse | 0 | 0 | 0 | 0 | 0 | 0
IGCC-CCS | 0 | 0 | 0 | 0 | 0 | 0
WT_off | 0 | 0 | 0 | 0 | 0 | 0
PseudoUnit | 0 | 0 | 0 | 0 | 0 | 0
FixedInterchange | 0 | 0 | 0 | 0 | 0 | 0
Retrofit FOM Costs by Reporting Type: PJM_ROM
ReportingType | 2015 | 2020 | 2025 | 2030 | 2035 | 2040
BM | 0 | 0 | 0 | 0 | 0 | 0
CC | 0 | 0 | 0 | 0 | 0 | 0
CSP | 0 | 0 | 0 | 0 | 0 | 0
CT | 0 | 0 | 0 | 0 | 0 | 0
Coal | 74.25 | 74.51 | 27.19 | 29.96 | 29.56 | 29.56
Geo | 0 | 0 | 0 | 0 | 0 | 0
H | 0 | 0 | 0 | 0 | 0 | 0
LFG | 0 | 0 | 0 | 0 | 0 | 0
Nuc | 0 | 0 | 0 | 0 | 0 | 0
PS | 0 | 0 | 0 | 0 | 0 | 0
PV | 0 | 0 | 0 | 0 | 0 | 0
PeakG | 0 | 0 | 0 | 0 | 0 | 0
PeakO | 0 | 0 | 0 | 0 | 0 | 0
ST | 0 | 0 | 0 | 0 | 0 | 0
STOG | 0 | 0 | 0 | 0 | 0 | 0
STWD | 0 | 0 | 0 | 0 | 0 | 0
WT | 0 | 0 | 0 | 0 | 0 | 0
IGCC | 0 | 0 | 0 | 0 | 0 | 0
DemandResponse | 0 | 0 | 0 | 0 | 0 | 0
IGCC-CCS | 0 | 0 | 0 | 0 | 0 | 0
WT_off | 0 | 0 | 0 | 0 | 0 | 0
PseudoUnit | 0 | 0 | 0 | 0 | 0 | 0
FixedInterchange | 0 | 0 | 0 | 0 | 0 | 0
Retrofit FOM Costs by Reporting Type: PJM_ROR
ReportingType | 2015 | 2020 | 2025 | 2030 | 2035 | 2040
BM | 0 | 0 | 0 | 0 | 0 | 0
CC | 0 | 0 | 0 | 0 | 0 | 0
CSP | 0 | 0 | 0 | 0 | 0 | 0
CT | 0 | 0 | 0 | 0 | 0 | 0
Coal | 256.28 | 279.89 | 190.77 | 206.6 | 203.59 | 203.59
Geo | 0 | 0 | 0 | 0 | 0 | 0
H | 0 | 0 | 0 | 0 | 0 | 0
LFG | 0 | 0 | 0 | 0 | 0 | 0
Nuc | 0 | 0 | 0 | 0 | 0 | 0
PS | 0 | 0 | 0 | 0 | 0 | 0
PV | 0 | 0 | 0 | 0 | 0 | 0
PeakG | 0 | 0 | 0 | 0 | 0 | 0
PeakO | 0 | 0 | 0 | 0 | 0 | 0
ST | 0 | 0 | 0 | 0 | 0 | 0
STOG | 0 | 0 | 0 | 0 | 0 | 0
STWD | 0 | 0 | 0 | 0 | 0 | 0
WT | 0 | 0 | 0 | 0 | 0 | 0
IGCC | 0 | 0 | 0 | 0 | 0 | 0
DemandResponse | 0 | 0 | 0 | 0 | 0 | 0
IGCC-CCS | 0 | 0 | 0 | 0 | 0 | 0
WT_off | 0 | 0 | 0 | 0 | 0 | 0
PseudoUnit | 0 | 0 | 0 | 0 | 0 | 0
FixedInterchange | 0 | 0 | 0 | 0 | 0 | 0
Retrofit FOM Costs by Reporting Type: SOCO
ReportingType | 2015 | 2020 | 2025 | 2030 | 2035 | 2040
BM | 0 | 0 | 0 | 0 | 0 | 0
CC | 0 | 0 | 0 | 0 | 0 | 0
CSP | 0 | 0 | 0 | 0 | 0 | 0
CT | 0 | 0 | 0 | 0 | 0 | 0
Coal | 128.91 | 130.83 | 89.37 | 81.09 | 81.09 | 81.09
Geo | 0 | 0 | 0 | 0 | 0 | 0
H | 0 | 0 | 0 | 0 | 0 | 0
LFG | 0 | 0 | 0 | 0 | 0 | 0
Nuc | 0 | 0 | 0 | 0 | 0 | 0
PS | 0 | 0 | 0 | 0 | 0 | 0
PV | 0 | 0 | 0 | 0 | 0 | 0
PeakG | 0 | 0 | 0 | 0 | 0 | 0
PeakO | 0 | 0 | 0 | 0 | 0 | 0
ST | 0 | 0 | 0 | 0 | 0 | 0
STOG | 0 | 0 | 0 | 0 | 0 | 0
STWD | 0 | 0 | 0 | 0 | 0 | 0
WT | 0 | 0 | 0 | 0 | 0 | 0
IGCC | 0 | 0 | 0 | 0 | 0 | 0
DemandResponse | 0 | 0 | 0 | 0 | 0 | 0
IGCC-CCS | 0 | 0 | 0 | 0 | 0 | 0
WT_off | 0 | 0 | 0 | 0 | 0 | 0
PseudoUnit | 0 | 0 | 0 | 0 | 0 | 0
FixedInterchange | 0 | 0 | 0 | 0 | 0 | 0
Retrofit FOM Costs by Reporting Type: SPP_N
ReportingType | 2015 | 2020 | 2025 | 2030 | 2035 | 2040
BM | 0 | 0 | 0 | 0 | 0 | 0
CC | 0 | 0 | 0 | 0 | 0 | 0
CSP | 0 | 0 | 0 | 0 | 0 | 0
CT | 0 | 0 | 0 | 0 | 0 | 0
Coal | 36.22 | 37.41 | 27.05 | 26.43 | 15.78 | 15.78
Geo | 0 | 0 | 0 | 0 | 0 | 0
H | 0 | 0 | 0 | 0 | 0 | 0
LFG | 0 | 0 | 0 | 0 | 0 | 0
Nuc | 0 | 0 | 0 | 0 | 0 | 0
PS | 0 | 0 | 0 | 0 | 0 | 0
PV | 0 | 0 | 0 | 0 | 0 | 0
PeakG | 0 | 0 | 0 | 0 | 0 | 0
PeakO | 0 | 0 | 0 | 0 | 0 | 0
ST | 0 | 0 | 0 | 0 | 0 | 0
STOG | 0 | 0 | 0 | 0 | 0 | 0
STWD | 0 | 0 | 0 | 0 | 0 | 0
WT | 0 | 0 | 0 | 0 | 0 | 0
IGCC | 0 | 0 | 0 | 0 | 0 | 0
DemandResponse | 0 | 0 | 0 | 0 | 0 | 0
IGCC-CCS | 0 | 0 | 0 | 0 | 0 | 0
WT_off | 0 | 0 | 0 | 0 | 0 | 0
PseudoUnit | 0 | 0 | 0 | 0 | 0 | 0
FixedInterchange | 0 | 0 | 0 | 0 | 0 | 0
Retrofit FOM Costs by Reporting Type: SPP_S
ReportingType | 2015 | 2020 | 2025 | 2030 | 2035 | 2040
BM | 0 | 0 | 0 | 0 | 0 | 0
CC | 0 | 0 | 0 | 0 | 0 | 0
CSP | 0 | 0 | 0 | 0 | 0 | 0
CT | 0 | 0 | 0 | 0 | 0 | 0
Coal | 20.12 | 27.2 | 2.87 | 2.87 | 0 | 0
Geo | 0 | 0 | 0 | 0 | 0 | 0
H | 0 | 0 | 0 | 0 | 0 | 0
LFG | 0 | 0 | 0 | 0 | 0 | 0
Nuc | 0 | 0 | 0 | 0 | 0 | 0
PS | 0 | 0 | 0 | 0 | 0 | 0
PV | 0 | 0 | 0 | 0 | 0 | 0
PeakG | 0 | 0 | 0 | 0 | 0 | 0
PeakO | 0 | 0 | 0 | 0 | 0 | 0
ST | 0 | 0 | 0 | 0 | 0 | 0
STOG | 0 | 0 | 0 | 0 | 0 | 0
STWD | 0 | 0 | 0 | 0 | 0 | 0
WT | 0 | 0 | 0 | 0 | 0 | 0
IGCC | 0 | 0 | 0 | 0 | 0 | 0
DemandResponse | 0 | 0 | 0 | 0 | 0 | 0
IGCC-CCS | 0 | 0 | 0 | 0 | 0 | 0
WT_off | 0 | 0 | 0 | 0 | 0 | 0
PseudoUnit | 0 | 0 | 0 | 0 | 0 | 0
FixedInterchange | 0 | 0 | 0 | 0 | 0 | 0
Retrofit FOM Costs by Reporting Type: TVA
ReportingType | 2015 | 2020 | 2025 | 2030 | 2035 | 2040
BM | 0 | 0 | 0 | 0 | 0 | 0
CC | 0 | 0 | 0 | 0 | 0 | 0
CSP | 0 | 0 | 0 | 0 | 0 | 0
CT | 0 | 0 | 0 | 0 | 0 | 0
Coal | 51 | 51.94 | 37.64 | 7.65 | 7.65 | 7.65
Geo | 0 | 0 | 0 | 0 | 0 | 0
H | 0 | 0 | 0 | 0 | 0 | 0
LFG | 0 | 0 | 0 | 0 | 0 | 0
Nuc | 0 | 0 | 0 | 0 | 0 | 0
PS | 0 | 0 | 0 | 0 | 0 | 0
PV | 0 | 0 | 0 | 0 | 0 | 0
PeakG | 0 | 0 | 0 | 0 | 0 | 0
PeakO | 0 | 0 | 0 | 0 | 0 | 0
ST | 0 | 0 | 0 | 0 | 0 | 0
STOG | 0 | 0 | 0 | 0 | 0 | 0
STWD | 0 | 0 | 0 | 0 | 0 | 0
WT | 0 | 0 | 0 | 0 | 0 | 0
IGCC | 0 | 0 | 0 | 0 | 0 | 0
DemandResponse | 0 | 0 | 0 | 0 | 0 | 0
IGCC-CCS | 0 | 0 | 0 | 0 | 0 | 0
WT_off | 0 | 0 | 0 | 0 | 0 | 0
PseudoUnit | 0 | 0 | 0 | 0 | 0 | 0
FixedInterchange | 0 | 0 | 0 | 0 | 0 | 0
Retrofit FOM Costs by Reporting Type: TVA_Transmission
ReportingType | 2015 | 2020 | 2025 | 2030 | 2035 | 2040
BM | 0 | 0 | 0 | 0 | 0 | 0
CC | 0 | 0 | 0 | 0 | 0 | 0
CSP | 0 | 0 | 0 | 0 | 0 | 0
CT | 0 | 0 | 0 | 0 | 0 | 0
Coal | 0 | 0 | 0 | 0 | 0 | 0
Geo | 0 | 0 | 0 | 0 | 0 | 0
H | 0 | 0 | 0 | 0 | 0 | 0
LFG | 0 | 0 | 0 | 0 | 0 | 0
Nuc | 0 | 0 | 0 | 0 | 0 | 0
PS | 0 | 0 | 0 | 0 | 0 | 0
PV | 0 | 0 | 0 | 0 | 0 | 0
PeakG | 0 | 0 | 0 | 0 | 0 | 0
PeakO | 0 | 0 | 0 | 0 | 0 | 0
ST | 0 | 0 | 0 | 0 | 0 | 0
STOG | 0 | 0 | 0 | 0 | 0 | 0
STWD | 0 | 0 | 0 | 0 | 0 | 0
WT | 0 | 0 | 0 | 0 | 0 | 0
IGCC | 0 | 0 | 0 | 0 | 0 | 0
DemandResponse | 0 | 0 | 0 | 0 | 0 | 0
IGCC-CCS | 0 | 0 | 0 | 0 | 0 | 0
WT_off | 0 | 0 | 0 | 0 | 0 | 0
PseudoUnit | 0 | 0 | 0 | 0 | 0 | 0
FixedInterchange | 0 | 0 | 0 | 0 | 0 | 0
Retrofit FOM Costs by Reporting Type: VACAR
ReportingType | 2015 | 2020 | 2025 | 2030 | 2035 | 2040
BM | 0 | 0 | 0 | 0 | 0 | 0
CC | 0 | 0 | 0 | 0 | 0 | 0
CSP | 0 | 0 | 0 | 0 | 0 | 0
CT | 0 | 0 | 0 | 0 | 0 | 0
Coal | 139.43 | 121.31 | 92.57 | 19.63 | 15.3 | 15.3
Geo | 0 | 0 | 0 | 0 | 0 | 0
H | 0 | 0 | 0 | 0 | 0 | 0
LFG | 0 | 0 | 0 | 0 | 0 | 0
Nuc | 0 | 0 | 0 | 0 | 0 | 0
PS | 0 | 0 | 0 | 0 | 0 | 0
PV | 0 | 0 | 0 | 0 | 0 | 0
PeakG | 0 | 0 | 0 | 0 | 0 | 0
PeakO | 0 | 0 | 0 | 0 | 0 | 0
ST | 0 | 0 | 0 | 0 | 0 | 0
STOG | 0 | 0 | 0 | 0 | 0 | 0
STWD | 0 | 0 | 0 | 0 | 0 | 0
WT | 0 | 0 | 0 | 0 | 0 | 0
IGCC | 0 | 0 | 0 | 0 | 0 | 0
DemandResponse | 0 | 0 | 0 | 0 | 0 | 0
IGCC-CCS | 0 | 0 | 0 | 0 | 0 | 0
WT_off | 0 | 0 | 0 | 0 | 0 | 0
PseudoUnit | 0 | 0 | 0 | 0 | 0 | 0
FixedInterchange | 0 | 0 | 0 | 0 | 0 | 0
Retrofit FOM Costs by Reporting Type: IESO
ReportingType | 2015 | 2020 | 2025 | 2030 | 2035 | 2040
BM | 0 | 0 | 0 | 0 | 0 | 0
CC | 0 | 0 | 0 | 0 | 0 | 0
CSP | 0 | 0 | 0 | 0 | 0 | 0
CT | 0 | 0 | 0 | 0 | 0 | 0
Coal | 0 | 0 | 0 | 0 | 0 | 0
Geo | 0 | 0 | 0 | 0 | 0 | 0
H | 0 | 0 | 0 | 0 | 0 | 0
LFG | 0 | 0 | 0 | 0 | 0 | 0
Nuc | 0 | 0 | 0 | 0 | 0 | 0
PS | 0 | 0 | 0 | 0 | 0 | 0
PV | 0 | 0 | 0 | 0 | 0 | 0
PeakG | 0 | 0 | 0 | 0 | 0 | 0
PeakO | 0 | 0 | 0 | 0 | 0 | 0
ST | 0 | 0 | 0 | 0 | 0 | 0
STOG | 0 | 0 | 0 | 0 | 0 | 0
STWD | 0 | 0 | 0 | 0 | 0 | 0
WT | 0 | 0 | 0 | 0 | 0 | 0
IGCC | 0 | 0 | 0 | 0 | 0 | 0
DemandResponse | 0 | 0 | 0 | 0 | 0 | 0
IGCC-CCS | 0 | 0 | 0 | 0 | 0 | 0
WT_off | 0 | 0 | 0 | 0 | 0 | 0
PseudoUnit | 0 | 0 | 0 | 0 | 0 | 0
FixedInterchange | 0 | 0 | 0 | 0 | 0 | 0
Retrofit FOM Costs by Reporting Type: MAPP_CA
ReportingType | 2015 | 2020 | 2025 | 2030 | 2035 | 2040
BM | 0 | 0 | 0 | 0 | 0 | 0
CC | 0 | 0 | 0 | 0 | 0 | 0
CSP | 0 | 0 | 0 | 0 | 0 | 0
CT | 0 | 0 | 0 | 0 | 0 | 0
Coal | 0 | 0 | 0 | 0 | 0 | 0
Geo | 0 | 0 | 0 | 0 | 0 | 0
H | 0 | 0 | 0 | 0 | 0 | 0
LFG | 0 | 0 | 0 | 0 | 0 | 0
Nuc | 0 | 0 | 0 | 0 | 0 | 0
PS | 0 | 0 | 0 | 0 | 0 | 0
PV | 0 | 0 | 0 | 0 | 0 | 0
PeakG | 0 | 0 | 0 | 0 | 0 | 0
PeakO | 0 | 0 | 0 | 0 | 0 | 0
ST | 0 | 0 | 0 | 0 | 0 | 0
STOG | 0 | 0 | 0 | 0 | 0 | 0
STWD | 0 | 0 | 0 | 0 | 0 | 0
WT | 0 | 0 | 0 | 0 | 0 | 0
IGCC | 0 | 0 | 0 | 0 | 0 | 0
DemandResponse | 0 | 0 | 0 | 0 | 0 | 0
IGCC-CCS | 0 | 0 | 0 | 0 | 0 | 0
WT_off | 0 | 0 | 0 | 0 | 0 | 0
PseudoUnit | 0 | 0 | 0 | 0 | 0 | 0
FixedInterchange | 0 | 0 | 0 | 0 | 0 | 0
Retrofit FOM Costs by Reporting Type: AZ_NM_SNV_Coal
ReportingType | 2015 | 2020 | 2025 | 2030 | 2035 | 2040
BM | 0 | 0 | 0 | 0 | 0 | 0
CC | 0 | 0 | 0 | 0 | 0 | 0
CSP | 0 | 0 | 0 | 0 | 0 | 0
CT | 0 | 0 | 0 | 0 | 0 | 0
Coal | 70.07 | 75.36 | 59.72 | 3.59 | 2.81 | 2.81
Geo | 0 | 0 | 0 | 0 | 0 | 0
H | 0 | 0 | 0 | 0 | 0 | 0
LFG | 0 | 0 | 0 | 0 | 0 | 0
Nuc | 0 | 0 | 0 | 0 | 0 | 0
PS | 0 | 0 | 0 | 0 | 0 | 0
PV | 0 | 0 | 0 | 0 | 0 | 0
PeakG | 0 | 0 | 0 | 0 | 0 | 0
PeakO | 0 | 0 | 0 | 0 | 0 | 0
ST | 0 | 0 | 0 | 0 | 0 | 0
STOG | 0 | 0 | 0 | 0 | 0 | 0
STWD | 0 | 0 | 0 | 0 | 0 | 0
WT | 0 | 0 | 0 | 0 | 0 | 0
IGCC | 0 | 0 | 0 | 0 | 0 | 0
DemandResponse | 0 | 0 | 0 | 0 | 0 | 0
IGCC-CCS | 0 | 0 | 0 | 0 | 0 | 0
WT_off | 0 | 0 | 0 | 0 | 0 | 0
PseudoUnit | 0 | 0 | 0 | 0 | 0 | 0
FixedInterchange | 0 | 0 | 0 | 0 | 0 | 0
Retrofit FOM Costs by Reporting Type: AZ_NM_SNV_Gas
ReportingType | 2015 | 2020 | 2025 | 2030 | 2035 | 2040
BM | 0 | 0 | 0 | 0 | 0 | 0
CC | 0 | 0 | 0 | 0 | 0 | 0
CSP | 0 | 0 | 0 | 0 | 0 | 0
CT | 0 | 0 | 0 | 0 | 0 | 0
Coal | 0 | 0 | 0 | 0 | 0 | 0
Geo | 0 | 0 | 0 | 0 | 0 | 0
H | 0 | 0 | 0 | 0 | 0 | 0
LFG | 0 | 0 | 0 | 0 | 0 | 0
Nuc | 0 | 0 | 0 | 0 | 0 | 0
PS | 0 | 0 | 0 | 0 | 0 | 0
PV | 0 | 0 | 0 | 0 | 0 | 0
PeakG | 0 | 0 | 0 | 0 | 0 | 0
PeakO | 0 | 0 | 0 | 0 | 0 | 0
ST | 0 | 0 | 0 | 0 | 0 | 0
STOG | 0 | 0 | 0 | 0 | 0 | 0
STWD | 0 | 0 | 0 | 0 | 0 | 0
WT | 0 | 0 | 0 | 0 | 0 | 0
IGCC | 0 | 0 | 0 | 0 | 0 | 0
DemandResponse | 0 | 0 | 0 | 0 | 0 | 0
IGCC-CCS | 0 | 0 | 0 | 0 | 0 | 0
WT_off | 0 | 0 | 0 | 0 | 0 | 0
PseudoUnit | 0 | 0 | 0 | 0 | 0 | 0
FixedInterchange | 0 | 0 | 0 | 0 | 0 | 0
Retrofit FOM Costs by Reporting Type: AZ_NM_SNV_NucRenew
ReportingType | 2015 | 2020 | 2025 | 2030 | 2035 | 2040
BM | 0 | 0 | 0 | 0 | 0 | 0
CC | 0 | 0 | 0 | 0 | 0 | 0
CSP | 0 | 0 | 0 | 0 | 0 | 0
CT | 0 | 0 | 0 | 0 | 0 | 0
Coal | 0 | 0 | 0 | 0 | 0 | 0
Geo | 0 | 0 | 0 | 0 | 0 | 0
H | 0 | 0 | 0 | 0 | 0 | 0
LFG | 0 | 0 | 0 | 0 | 0 | 0
Nuc | 0 | 0 | 0 | 0 | 0 | 0
PS | 0 | 0 | 0 | 0 | 0 | 0
PV | 0 | 0 | 0 | 0 | 0 | 0
PeakG | 0 | 0 | 0 | 0 | 0 | 0
PeakO | 0 | 0 | 0 | 0 | 0 | 0
ST | 0 | 0 | 0 | 0 | 0 | 0
STOG | 0 | 0 | 0 | 0 | 0 | 0
STWD | 0 | 0 | 0 | 0 | 0 | 0
WT | 0 | 0 | 0 | 0 | 0 | 0
IGCC | 0 | 0 | 0 | 0 | 0 | 0
DemandResponse | 0 | 0 | 0 | 0 | 0 | 0
IGCC-CCS | 0 | 0 | 0 | 0 | 0 | 0
WT_off | 0 | 0 | 0 | 0 | 0 | 0
PseudoUnit | 0 | 0 | 0 | 0 | 0 | 0
FixedInterchange | 0 | 0 | 0 | 0 | 0 | 0
Retrofit FOM Costs by Reporting Type: ERCOT
ReportingType | 2015 | 2020 | 2025 | 2030 | 2035 | 2040
BM | 0 | 0 | 0 | 0 | 0 | 0
CC | 0 | 0 | 0 | 0 | 0 | 0
CSP | 0 | 0 | 0 | 0 | 0 | 0
CT | 0 | 0 | 0 | 0 | 0 | 0
Coal | 96.64 | 73.14 | 33.21 | 29.43 | 29.31 | 29.31
Geo | 0 | 0 | 0 | 0 | 0 | 0
H | 0 | 0 | 0 | 0 | 0 | 0
LFG | 0 | 0 | 0 | 0 | 0 | 0
Nuc | 0 | 0 | 0 | 0 | 0 | 0
PS | 0 | 0 | 0 | 0 | 0 | 0
PV | 0 | 0 | 0 | 0 | 0 | 0
PeakG | 0 | 0 | 0 | 0 | 0 | 0
PeakO | 0 | 0 | 0 | 0 | 0 | 0
ST | 0 | 0 | 0 | 0 | 0 | 0
STOG | 0 | 0 | 0 | 0 | 0 | 0
STWD | 0 | 0 | 0 | 0 | 0 | 0
WT | 0 | 0 | 0 | 0 | 0 | 0
IGCC | 0 | 0 | 0 | 0 | 0 | 0
DemandResponse | 0 | 0 | 0 | 0 | 0 | 0
IGCC-CCS | 0 | 0 | 0 | 0 | 0 | 0
WT_off | 0 | 0 | 0 | 0 | 0 | 0
PseudoUnit | 0 | 0 | 0 | 0 | 0 | 0
FixedInterchange | 0 | 0 | 0 | 0 | 0 | 0
Retrofit FOM Costs by Reporting Type: NP15
ReportingType | 2015 | 2020 | 2025 | 2030 | 2035 | 2040
BM | 0 | 0 | 0 | 0 | 0 | 0
CC | 0 | 0 | 0 | 0 | 0 | 0
CSP | 0 | 0 | 0 | 0 | 0 | 0
CT | 0 | 0 | 0 | 0 | 0 | 0
Coal | 0.19 | 0.34 | 0.34 | 0 | 0 | 0
Geo | 0 | 0 | 0 | 0 | 0 | 0
H | 0 | 0 | 0 | 0 | 0 | 0
LFG | 0 | 0 | 0 | 0 | 0 | 0
Nuc | 0 | 0 | 0 | 0 | 0 | 0
PS | 0 | 0 | 0 | 0 | 0 | 0
PV | 0 | 0 | 0 | 0 | 0 | 0
PeakG | 0 | 0 | 0 | 0 | 0 | 0
PeakO | 0 | 0 | 0 | 0 | 0 | 0
ST | 0 | 0 | 0 | 0 | 0 | 0
STOG | 0 | 0 | 0 | 0 | 0 | 0
STWD | 0 | 0 | 0 | 0 | 0 | 0
WT | 0 | 0 | 0 | 0 | 0 | 0
IGCC | 0 | 0 | 0 | 0 | 0 | 0
DemandResponse | 0 | 0 | 0 | 0 | 0 | 0
IGCC-CCS | 0 | 0 | 0 | 0 | 0 | 0
WT_off | 0 | 0 | 0 | 0 | 0 | 0
PseudoUnit | 0 | 0 | 0 | 0 | 0 | 0
FixedInterchange | 0 | 0 | 0 | 0 | 0 | 0
Retrofit FOM Costs by Reporting Type: NWPP_Coal
ReportingType | 2015 | 2020 | 2025 | 2030 | 2035 | 2040
BM | 0 | 0 | 0 | 0 | 0 | 0
CC | 0 | 0 | 0 | 0 | 0 | 0
CSP | 0 | 0 | 0 | 0 | 0 | 0
CT | 0 | 0 | 0 | 0 | 0 | 0
Coal | 61.42 | 70.25 | 48.55 | 13.76 | 0.98 | 0.98
Geo | 0 | 0 | 0 | 0 | 0 | 0
H | 0 | 0 | 0 | 0 | 0 | 0
LFG | 0 | 0 | 0 | 0 | 0 | 0
Nuc | 0 | 0 | 0 | 0 | 0 | 0
PS | 0 | 0 | 0 | 0 | 0 | 0
PV | 0 | 0 | 0 | 0 | 0 | 0
PeakG | 0 | 0 | 0 | 0 | 0 | 0
PeakO | 0 | 0 | 0 | 0 | 0 | 0
ST | 0 | 0 | 0 | 0 | 0 | 0
STOG | 0 | 0 | 0 | 0 | 0 | 0
STWD | 0 | 0 | 0 | 0 | 0 | 0
WT | 0 | 0 | 0 | 0 | 0 | 0
IGCC | 0 | 0 | 0 | 0 | 0 | 0
DemandResponse | 0 | 0 | 0 | 0 | 0 | 0
IGCC-CCS | 0 | 0 | 0 | 0 | 0 | 0
WT_off | 0 | 0 | 0 | 0 | 0 | 0
PseudoUnit | 0 | 0 | 0 | 0 | 0 | 0
FixedInterchange | 0 | 0 | 0 | 0 | 0 | 0
Retrofit FOM Costs by Reporting Type: NWPP_Gas
ReportingType | 2015 | 2020 | 2025 | 2030 | 2035 | 2040
BM | 0 | 0 | 0 | 0 | 0 | 0
CC | 0 | 0 | 0 | 0 | 0 | 0
CSP | 0 | 0 | 0 | 0 | 0 | 0
CT | 0 | 0 | 0 | 0 | 0 | 0
Coal | 0 | 0 | 0 | 0 | 0 | 0
Geo | 0 | 0 | 0 | 0 | 0 | 0
H | 0 | 0 | 0 | 0 | 0 | 0
LFG | 0 | 0 | 0 | 0 | 0 | 0
Nuc | 0 | 0 | 0 | 0 | 0 | 0
PS | 0 | 0 | 0 | 0 | 0 | 0
PV | 0 | 0 | 0 | 0 | 0 | 0
PeakG | 0 | 0 | 0 | 0 | 0 | 0
PeakO | 0 | 0 | 0 | 0 | 0 | 0
ST | 0 | 0 | 0 | 0 | 0 | 0
STOG | 0 | 0 | 0 | 0 | 0 | 0
STWD | 0 | 0 | 0 | 0 | 0 | 0
WT | 0 | 0 | 0 | 0 | 0 | 0
IGCC | 0 | 0 | 0 | 0 | 0 | 0
DemandResponse | 0 | 0 | 0 | 0 | 0 | 0
IGCC-CCS | 0 | 0 | 0 | 0 | 0 | 0
WT_off | 0 | 0 | 0 | 0 | 0 | 0
PseudoUnit | 0 | 0 | 0 | 0 | 0 | 0
FixedInterchange | 0 | 0 | 0 | 0 | 0 | 0
Retrofit FOM Costs by Reporting Type: NWPP_NucRenew
ReportingType | 2015 | 2020 | 2025 | 2030 | 2035 | 2040
BM | 0 | 0 | 0 | 0 | 0 | 0
CC | 0 | 0 | 0 | 0 | 0 | 0
CSP | 0 | 0 | 0 | 0 | 0 | 0
CT | 0 | 0 | 0 | 0 | 0 | 0
Coal | 0 | 0 | 0 | 0 | 0 | 0
Geo | 0 | 0 | 0 | 0 | 0 | 0
H | 0 | 0 | 0 | 0 | 0 | 0
LFG | 0 | 0 | 0 | 0 | 0 | 0
Nuc | 0 | 0 | 0 | 0 | 0 | 0
PS | 0 | 0 | 0 | 0 | 0 | 0
PV | 0 | 0 | 0 | 0 | 0 | 0
PeakG | 0 | 0 | 0 | 0 | 0 | 0
PeakO | 0 | 0 | 0 | 0 | 0 | 0
ST | 0 | 0 | 0 | 0 | 0 | 0
STOG | 0 | 0 | 0 | 0 | 0 | 0
STWD | 0 | 0 | 0 | 0 | 0 | 0
WT | 0 | 0 | 0 | 0 | 0 | 0
IGCC | 0 | 0 | 0 | 0 | 0 | 0
DemandResponse | 0 | 0 | 0 | 0 | 0 | 0
IGCC-CCS | 0 | 0 | 0 | 0 | 0 | 0
WT_off | 0 | 0 | 0 | 0 | 0 | 0
PseudoUnit | 0 | 0 | 0 | 0 | 0 | 0
FixedInterchange | 0 | 0 | 0 | 0 | 0 | 0
Retrofit FOM Costs by Reporting Type: RMPA
ReportingType | 2015 | 2020 | 2025 | 2030 | 2035 | 2040
BM | 0 | 0 | 0 | 0 | 0 | 0
CC | 0 | 0 | 0 | 0 | 0 | 0
CSP | 0 | 0 | 0 | 0 | 0 | 0
CT | 0 | 0 | 0 | 0 | 0 | 0
Coal | 26.21 | 30.6 | 21.08 | 6.52 | 6.52 | 6.52
Geo | 0 | 0 | 0 | 0 | 0 | 0
H | 0 | 0 | 0 | 0 | 0 | 0
LFG | 0 | 0 | 0 | 0 | 0 | 0
Nuc | 0 | 0 | 0 | 0 | 0 | 0
PS | 0 | 0 | 0 | 0 | 0 | 0
PV | 0 | 0 | 0 | 0 | 0 | 0
PeakG | 0 | 0 | 0 | 0 | 0 | 0
PeakO | 0 | 0 | 0 | 0 | 0 | 0
ST | 0 | 0 | 0 | 0 | 0 | 0
STOG | 0 | 0 | 0 | 0 | 0 | 0
STWD | 0 | 0 | 0 | 0 | 0 | 0
WT | 0 | 0 | 0 | 0 | 0 | 0
IGCC | 0 | 0 | 0 | 0 | 0 | 0
DemandResponse | 0 | 0 | 0 | 0 | 0 | 0
IGCC-CCS | 0 | 0 | 0 | 0 | 0 | 0
WT_off | 0 | 0 | 0 | 0 | 0 | 0
PseudoUnit | 0 | 0 | 0 | 0 | 0 | 0
FixedInterchange | 0 | 0 | 0 | 0 | 0 | 0
Retrofit FOM Costs by Reporting Type: SP15
ReportingType | 2015 | 2020 | 2025 | 2030 | 2035 | 2040
BM | 0 | 0 | 0 | 0 | 0 | 0
CC | 0 | 0 | 0 | 0 | 0 | 0
CSP | 0 | 0 | 0 | 0 | 0 | 0
CT | 0 | 0 | 0 | 0 | 0 | 0
Coal | 0.23 | 0.41 | 0.41 | 0.41 | 0 | 0
Geo | 0 | 0 | 0 | 0 | 0 | 0
H | 0 | 0 | 0 | 0 | 0 | 0
LFG | 0 | 0 | 0 | 0 | 0 | 0
Nuc | 0 | 0 | 0 | 0 | 0 | 0
PS | 0 | 0 | 0 | 0 | 0 | 0
PV | 0 | 0 | 0 | 0 | 0 | 0
PeakG | 0 | 0 | 0 | 0 | 0 | 0
PeakO | 0 | 0 | 0 | 0 | 0 | 0
ST | 0 | 0 | 0 | 0 | 0 | 0
STOG | 0 | 0 | 0 | 0 | 0 | 0
STWD | 0 | 0 | 0 | 0 | 0 | 0
WT | 0 | 0 | 0 | 0 | 0 | 0
IGCC | 0 | 0 | 0 | 0 | 0 | 0
DemandResponse | 0 | 0 | 0 | 0 | 0 | 0
IGCC-CCS | 0 | 0 | 0 | 0 | 0 | 0
WT_off | 0 | 0 | 0 | 0 | 0 | 0
PseudoUnit | 0 | 0 | 0 | 0 | 0 | 0
FixedInterchange | 0 | 0 | 0 | 0 | 0 | 0
Retrofit FOM Costs by Reporting Type: ALB
ReportingType | 2015 | 2020 | 2025 | 2030 | 2035 | 2040
BM | 0 | 0 | 0 | 0 | 0 | 0
CC | 0 | 0 | 0 | 0 | 0 | 0
CSP | 0 | 0 | 0 | 0 | 0 | 0
CT | 0 | 0 | 0 | 0 | 0 | 0
Coal | 0.29 | 0.29 | 0.29 | 0 | 0 | 0
Geo | 0 | 0 | 0 | 0 | 0 | 0
H | 0 | 0 | 0 | 0 | 0 | 0
LFG | 0 | 0 | 0 | 0 | 0 | 0
Nuc | 0 | 0 | 0 | 0 | 0 | 0
PS | 0 | 0 | 0 | 0 | 0 | 0
PV | 0 | 0 | 0 | 0 | 0 | 0
PeakG | 0 | 0 | 0 | 0 | 0 | 0
PeakO | 0 | 0 | 0 | 0 | 0 | 0
ST | 0 | 0 | 0 | 0 | 0 | 0
STOG | 0 | 0 | 0 | 0 | 0 | 0
STWD | 0 | 0 | 0 | 0 | 0 | 0
WT | 0 | 0 | 0 | 0 | 0 | 0
IGCC | 0 | 0 | 0 | 0 | 0 | 0
DemandResponse | 0 | 0 | 0 | 0 | 0 | 0
IGCC-CCS | 0 | 0 | 0 | 0 | 0 | 0
WT_off | 0 | 0 | 0 | 0 | 0 | 0
PseudoUnit | 0 | 0 | 0 | 0 | 0 | 0
FixedInterchange | 0 | 0 | 0 | 0 | 0 | 0
Retrofit FOM Costs by Reporting Type: BC
ReportingType | 2015 | 2020 | 2025 | 2030 | 2035 | 2040
BM | 0 | 0 | 0 | 0 | 0 | 0
CC | 0 | 0 | 0 | 0 | 0 | 0
CSP | 0 | 0 | 0 | 0 | 0 | 0
CT | 0 | 0 | 0 | 0 | 0 | 0
Coal | 0 | 0 | 0 | 0 | 0 | 0
Geo | 0 | 0 | 0 | 0 | 0 | 0
H | 0 | 0 | 0 | 0 | 0 | 0
LFG | 0 | 0 | 0 | 0 | 0 | 0
Nuc | 0 | 0 | 0 | 0 | 0 | 0
PS | 0 | 0 | 0 | 0 | 0 | 0
PV | 0 | 0 | 0 | 0 | 0 | 0
PeakG | 0 | 0 | 0 | 0 | 0 | 0
PeakO | 0 | 0 | 0 | 0 | 0 | 0
ST | 0 | 0 | 0 | 0 | 0 | 0
STOG | 0 | 0 | 0 | 0 | 0 | 0
STWD | 0 | 0 | 0 | 0 | 0 | 0
WT | 0 | 0 | 0 | 0 | 0 | 0
IGCC | 0 | 0 | 0 | 0 | 0 | 0
DemandResponse | 0 | 0 | 0 | 0 | 0 | 0
IGCC-CCS | 0 | 0 | 0 | 0 | 0 | 0
WT_off | 0 | 0 | 0 | 0 | 0 | 0
PseudoUnit | 0 | 0 | 0 | 0 | 0 | 0
FixedInterchange | 0 | 0 | 0 | 0 | 0 | 0
Retrofit FOM Costs by Reporting Type: HQ_IESO
ReportingType | 2015 | 2020 | 2025 | 2030 | 2035 | 2040
BM | 0 | 0 | 0 | 0 | 0 | 0
CC | 0 | 0 | 0 | 0 | 0 | 0
CSP | 0 | 0 | 0 | 0 | 0 | 0
CT | 0 | 0 | 0 | 0 | 0 | 0
Coal | 0 | 0 | 0 | 0 | 0 | 0
Geo | 0 | 0 | 0 | 0 | 0 | 0
H | 0 | 0 | 0 | 0 | 0 | 0
LFG | 0 | 0 | 0 | 0 | 0 | 0
Nuc | 0 | 0 | 0 | 0 | 0 | 0
PS | 0 | 0 | 0 | 0 | 0 | 0
PV | 0 | 0 | 0 | 0 | 0 | 0
PeakG | 0 | 0 | 0 | 0 | 0 | 0
PeakO | 0 | 0 | 0 | 0 | 0 | 0
ST | 0 | 0 | 0 | 0 | 0 | 0
STOG | 0 | 0 | 0 | 0 | 0 | 0
STWD | 0 | 0 | 0 | 0 | 0 | 0
WT | 0 | 0 | 0 | 0 | 0 | 0
IGCC | 0 | 0 | 0 | 0 | 0 | 0
DemandResponse | 0 | 0 | 0 | 0 | 0 | 0
IGCC-CCS | 0 | 0 | 0 | 0 | 0 | 0
WT_off | 0 | 0 | 0 | 0 | 0 | 0
PseudoUnit | 0 | 0 | 0 | 0 | 0 | 0
FixedInterchange | 0 | 0 | 0 | 0 | 0 | 0
Retrofit FOM Costs by Reporting Type: HQ_NEISO
ReportingType | 2015 | 2020 | 2025 | 2030 | 2035 | 2040
BM | 0 | 0 | 0 | 0 | 0 | 0
CC | 0 | 0 | 0 | 0 | 0 | 0
CSP | 0 | 0 | 0 | 0 | 0 | 0
CT | 0 | 0 | 0 | 0 | 0 | 0
Coal | 0 | 0 | 0 | 0 | 0 | 0
Geo | 0 | 0 | 0 | 0 | 0 | 0
H | 0 | 0 | 0 | 0 | 0 | 0
LFG | 0 | 0 | 0 | 0 | 0 | 0
Nuc | 0 | 0 | 0 | 0 | 0 | 0
PS | 0 | 0 | 0 | 0 | 0 | 0
PV | 0 | 0 | 0 | 0 | 0 | 0
PeakG | 0 | 0 | 0 | 0 | 0 | 0
PeakO | 0 | 0 | 0 | 0 | 0 | 0
ST | 0 | 0 | 0 | 0 | 0 | 0
STOG | 0 | 0 | 0 | 0 | 0 | 0
STWD | 0 | 0 | 0 | 0 | 0 | 0
WT | 0 | 0 | 0 | 0 | 0 | 0
IGCC | 0 | 0 | 0 | 0 | 0 | 0
DemandResponse | 0 | 0 | 0 | 0 | 0 | 0
IGCC-CCS | 0 | 0 | 0 | 0 | 0 | 0
WT_off | 0 | 0 | 0 | 0 | 0 | 0
PseudoUnit | 0 | 0 | 0 | 0 | 0 | 0
FixedInterchange | 0 | 0 | 0 | 0 | 0 | 0
Retrofit FOM Costs by Reporting Type: HQ_NY
ReportingType | 2015 | 2020 | 2025 | 2030 | 2035 | 2040
BM | 0 | 0 | 0 | 0 | 0 | 0
CC | 0 | 0 | 0 | 0 | 0 | 0
CSP | 0 | 0 | 0 | 0 | 0 | 0
CT | 0 | 0 | 0 | 0 | 0 | 0
Coal | 0 | 0 | 0 | 0 | 0 | 0
Geo | 0 | 0 | 0 | 0 | 0 | 0
H | 0 | 0 | 0 | 0 | 0 | 0
LFG | 0 | 0 | 0 | 0 | 0 | 0
Nuc | 0 | 0 | 0 | 0 | 0 | 0
PS | 0 | 0 | 0 | 0 | 0 | 0
PV | 0 | 0 | 0 | 0 | 0 | 0
PeakG | 0 | 0 | 0 | 0 | 0 | 0
PeakO | 0 | 0 | 0 | 0 | 0 | 0
ST | 0 | 0 | 0 | 0 | 0 | 0
STOG | 0 | 0 | 0 | 0 | 0 | 0
STWD | 0 | 0 | 0 | 0 | 0 | 0
WT | 0 | 0 | 0 | 0 | 0 | 0
IGCC | 0 | 0 | 0 | 0 | 0 | 0
DemandResponse | 0 | 0 | 0 | 0 | 0 | 0
IGCC-CCS | 0 | 0 | 0 | 0 | 0 | 0
WT_off | 0 | 0 | 0 | 0 | 0 | 0
PseudoUnit | 0 | 0 | 0 | 0 | 0 | 0
FixedInterchange | 0 | 0 | 0 | 0 | 0 | 0
Retrofit FOM Costs by Reporting Type: MARITIMES
ReportingType | 2015 | 2020 | 2025 | 2030 | 2035 | 2040
BM | 0 | 0 | 0 | 0 | 0 | 0
CC | 0 | 0 | 0 | 0 | 0 | 0
CSP | 0 | 0 | 0 | 0 | 0 | 0
CT | 0 | 0 | 0 | 0 | 0 | 0
Coal | 0 | 0 | 0 | 0 | 0 | 0
Geo | 0 | 0 | 0 | 0 | 0 | 0
H | 0 | 0 | 0 | 0 | 0 | 0
LFG | 0 | 0 | 0 | 0 | 0 | 0
Nuc | 0 | 0 | 0 | 0 | 0 | 0
PS | 0 | 0 | 0 | 0 | 0 | 0
PV | 0 | 0 | 0 | 0 | 0 | 0
PeakG | 0 | 0 | 0 | 0 | 0 | 0
PeakO | 0 | 0 | 0 | 0 | 0 | 0
ST | 0 | 0 | 0 | 0 | 0 | 0
STOG | 0 | 0 | 0 | 0 | 0 | 0
STWD | 0 | 0 | 0 | 0 | 0 | 0
WT | 0 | 0 | 0 | 0 | 0 | 0
IGCC | 0 | 0 | 0 | 0 | 0 | 0
DemandResponse | 0 | 0 | 0 | 0 | 0 | 0
IGCC-CCS | 0 | 0 | 0 | 0 | 0 | 0
WT_off | 0 | 0 | 0 | 0 | 0 | 0
PseudoUnit | 0 | 0 | 0 | 0 | 0 | 0
FixedInterchange | 0 | 0 | 0 | 0 | 0 | 0
Retrofit FOM Costs by Reporting Type: All
ReportingType | 2015 | 2020 | 2025 | 2030 | 2035 | 2040
BM | 0 | 0 | 0 | 0 | 0 | 0
CC | 0 | 0 | 0 | 0 | 0 | 0
CSP | 0 | 0 | 0 | 0 | 0 | 0
CT | 0 | 0 | 0 | 0 | 0 | 0
Coal | 1632.03 | 1371.67 | 968.26 | 703.55 | 599.89 | 599.89
Geo | 0 | 0 | 0 | 0 | 0 | 0
H | 0 | 0 | 0 | 0 | 0 | 0
LFG | 0 | 0 | 0 | 0 | 0 | 0
Nuc | 0 | 0 | 0 | 0 | 0 | 0
PS | 0 | 0 | 0 | 0 | 0 | 0
PV | 0 | 0 | 0 | 0 | 0 | 0
PeakG | 0 | 0 | 0 | 0 | 0 | 0
PeakO | 0 | 0 | 0 | 0 | 0 | 0
ST | 0 | 0 | 0 | 0 | 0 | 0
STOG | 0 | 0 | 0 | 0 | 0 | 0
STWD | 0 | 0 | 0 | 0 | 0 | 0
WT | 0 | 0 | 0 | 0 | 0 | 0
IGCC | 0 | 0 | 0 | 0 | 0 | 0
DemandResponse | 0 | 0 | 0 | 0 | 0 | 0
IGCC-CCS | 0 | 0 | 0 | 0 | 0 | 0
WT_off | 0 | 0 | 0 | 0 | 0 | 0
PseudoUnit | 0 | 0 | 0 | 0 | 0 | 0
FixedInterchange | 0 | 0 | 0 | 0 | 0 | 0
Retrofit FOM Costs by Reporting Type: EI_US
ReportingType | 2015 | 2020 | 2025 | 2030 | 2035 | 2040
BM | 0 | 0 | 0 | 0 | 0 | 0
CC | 0 | 0 | 0 | 0 | 0 | 0
CSP | 0 | 0 | 0 | 0 | 0 | 0
CT | 0 | 0 | 0 | 0 | 0 | 0
Coal | 1376.98 | 1121.29 | 804.65 | 649.84 | 560.27 | 560.27
Geo | 0 | 0 | 0 | 0 | 0 | 0
H | 0 | 0 | 0 | 0 | 0 | 0
LFG | 0 | 0 | 0 | 0 | 0 | 0
Nuc | 0 | 0 | 0 | 0 | 0 | 0
PS | 0 | 0 | 0 | 0 | 0 | 0
PV | 0 | 0 | 0 | 0 | 0 | 0
PeakG | 0 | 0 | 0 | 0 | 0 | 0
PeakO | 0 | 0 | 0 | 0 | 0 | 0
ST | 0 | 0 | 0 | 0 | 0 | 0
STOG | 0 | 0 | 0 | 0 | 0 | 0
STWD | 0 | 0 | 0 | 0 | 0 | 0
WT | 0 | 0 | 0 | 0 | 0 | 0
IGCC | 0 | 0 | 0 | 0 | 0 | 0
DemandResponse | 0 | 0 | 0 | 0 | 0 | 0
IGCC-CCS | 0 | 0 | 0 | 0 | 0 | 0
WT_off | 0 | 0 | 0 | 0 | 0 | 0
PseudoUnit | 0 | 0 | 0 | 0 | 0 | 0
FixedInterchange | 0 | 0 | 0 | 0 | 0 | 0
Retrofit FOM Costs by Reporting Type: EI_Canada
ReportingType | 2015 | 2020 | 2025 | 2030 | 2035 | 2040
BM | 0 | 0 | 0 | 0 | 0 | 0
CC | 0 | 0 | 0 | 0 | 0 | 0
CSP | 0 | 0 | 0 | 0 | 0 | 0
CT | 0 | 0 | 0 | 0 | 0 | 0
Coal | 0 | 0 | 0 | 0 | 0 | 0
Geo | 0 | 0 | 0 | 0 | 0 | 0
H | 0 | 0 | 0 | 0 | 0 | 0
LFG | 0 | 0 | 0 | 0 | 0 | 0
Nuc | 0 | 0 | 0 | 0 | 0 | 0
PS | 0 | 0 | 0 | 0 | 0 | 0
PV | 0 | 0 | 0 | 0 | 0 | 0
PeakG | 0 | 0 | 0 | 0 | 0 | 0
PeakO | 0 | 0 | 0 | 0 | 0 | 0
ST | 0 | 0 | 0 | 0 | 0 | 0
STOG | 0 | 0 | 0 | 0 | 0 | 0
STWD | 0 | 0 | 0 | 0 | 0 | 0
WT | 0 | 0 | 0 | 0 | 0 | 0
IGCC | 0 | 0 | 0 | 0 | 0 | 0
DemandResponse | 0 | 0 | 0 | 0 | 0 | 0
IGCC-CCS | 0 | 0 | 0 | 0 | 0 | 0
WT_off | 0 | 0 | 0 | 0 | 0 | 0
PseudoUnit | 0 | 0 | 0 | 0 | 0 | 0
FixedInterchange | 0 | 0 | 0 | 0 | 0 | 0
Retrofit FOM Costs by Reporting Type: EI
ReportingType | 2015 | 2020 | 2025 | 2030 | 2035 | 2040
BM | 0 | 0 | 0 | 0 | 0 | 0
CC | 0 | 0 | 0 | 0 | 0 | 0
CSP | 0 | 0 | 0 | 0 | 0 | 0
CT | 0 | 0 | 0 | 0 | 0 | 0
Coal | 1376.98 | 1121.29 | 804.65 | 649.84 | 560.27 | 560.27
Geo | 0 | 0 | 0 | 0 | 0 | 0
H | 0 | 0 | 0 | 0 | 0 | 0
LFG | 0 | 0 | 0 | 0 | 0 | 0
Nuc | 0 | 0 | 0 | 0 | 0 | 0
PS | 0 | 0 | 0 | 0 | 0 | 0
PV | 0 | 0 | 0 | 0 | 0 | 0
PeakG | 0 | 0 | 0 | 0 | 0 | 0
PeakO | 0 | 0 | 0 | 0 | 0 | 0
ST | 0 | 0 | 0 | 0 | 0 | 0
STOG | 0 | 0 | 0 | 0 | 0 | 0
STWD | 0 | 0 | 0 | 0 | 0 | 0
WT | 0 | 0 | 0 | 0 | 0 | 0
IGCC | 0 | 0 | 0 | 0 | 0 | 0
DemandResponse | 0 | 0 | 0 | 0 | 0 | 0
IGCC-CCS | 0 | 0 | 0 | 0 | 0 | 0
WT_off | 0 | 0 | 0 | 0 | 0 | 0
PseudoUnit | 0 | 0 | 0 | 0 | 0 | 0
FixedInterchange | 0 | 0 | 0 | 0 | 0 | 0
Retrofit FOM Costs by Reporting Type: Outside_EI
ReportingType | 2015 | 2020 | 2025 | 2030 | 2035 | 2040
BM | 0 | 0 | 0 | 0 | 0 | 0
CC | 0 | 0 | 0 | 0 | 0 | 0
CSP | 0 | 0 | 0 | 0 | 0 | 0
CT | 0 | 0 | 0 | 0 | 0 | 0
Coal | 255.05 | 250.38 | 163.61 | 53.71 | 39.62 | 39.62
Geo | 0 | 0 | 0 | 0 | 0 | 0
H | 0 | 0 | 0 | 0 | 0 | 0
LFG | 0 | 0 | 0 | 0 | 0 | 0
Nuc | 0 | 0 | 0 | 0 | 0 | 0
PS | 0 | 0 | 0 | 0 | 0 | 0
PV | 0 | 0 | 0 | 0 | 0 | 0
PeakG | 0 | 0 | 0 | 0 | 0 | 0
PeakO | 0 | 0 | 0 | 0 | 0 | 0
ST | 0 | 0 | 0 | 0 | 0 | 0
STOG | 0 | 0 | 0 | 0 | 0 | 0
STWD | 0 | 0 | 0 | 0 | 0 | 0
WT | 0 | 0 | 0 | 0 | 0 | 0
IGCC | 0 | 0 | 0 | 0 | 0 | 0
DemandResponse | 0 | 0 | 0 | 0 | 0 | 0
IGCC-CCS | 0 | 0 | 0 | 0 | 0 | 0
WT_off | 0 | 0 | 0 | 0 | 0 | 0
PseudoUnit | 0 | 0 | 0 | 0 | 0 | 0
FixedInterchange | 0 | 0 | 0 | 0 | 0 | 0
#12 | Levelized Capital Costs ($million)
Levelized Capital Costs by Reporting Type: Entergy
ReportingType | 2015 | 2020 | 2025 | 2030 | 2035 | 2040
BM | 0 | 0 | 0 | 0 | 3358.05 | 3358.05
CC | 423.86 | 708.48 | 708.48 | 708.48 | 708.48 | 284.62
CSP | 0 | 0 | 0 | 0 | 0 | 0
CT | 0 | 0 | 0 | 0 | 0 | 0
Coal | 202.06 | 202.06 | 202.06 | 202.06 | 202.06 | 202.06
Geo | 0 | 0 | 0 | 0 | 0 | 0
H | 0 | 0 | 237.37 | 365.55 | 365.55 | 365.55
LFG | 0 | 0 | 20.14 | 20.14 | 20.14 | 20.14
Nuc | 0 | 0 | 0 | 0 | 382.57 | 1615.04
PS | 0 | 0 | 0 | 0 | 0 | 0
PV | 0.11 | 20.78 | 29.85 | 29.85 | 29.74 | 9.5
PeakG | 0 | 0 | 0 | 0 | 0 | 0
PeakO | 0 | 0 | 0 | 0 | 0 | 0
ST | 0 | 0 | 0 | 0 | 0 | 0
STOG | 0 | 0 | 0 | 0 | 0 | 0
STWD | 0 | 0 | 0 | 0 | 0 | 0
WT | 0 | 0 | 0 | 0 | 0 | 0
IGCC | 0 | 0 | 0 | 0 | 0 | 0
DemandResponse | 0 | 0 | 0 | 0 | 0 | 0
IGCC-CCS | 0 | 0 | 0 | 0 | 0 | 0
WT_off | 0 | 0 | 0 | 0 | 0 | 0
PseudoUnit | 0 | 0 | 0 | 0 | 0 | 0
FixedInterchange | 0 | 0 | 0 | 0 | 0 | 0
Levelized Capital Costs by Reporting Type: FRCC
ReportingType | 2015 | 2020 | 2025 | 2030 | 2035 | 2040
BM | 0 | 0 | 0 | 0 | 684.68 | 684.68
CC | 988.71 | 988.71 | 988.71 | 988.71 | 988.71 | 0
CSP | 0 | 0 | 0 | 0 | 0 | 0
CT | 196.14 | 196.14 | 196.14 | 196.14 | 0 | 0
Coal | 0 | 0 | 0 | 0 | 0 | 0
Geo | 0 | 0 | 0 | 0 | 0 | 0
H | 0 | 0 | 0 | 0 | 0 | 0
LFG | 0 | 38.94 | 38.94 | 38.94 | 38.94 | 0
Nuc | 0 | 0.06 | 5287.98 | 7259.05 | 11619.34 | 15024.7
PS | 0 | 0 | 0 | 0 | 0 | 0
PV | 0 | 0 | 0 | 0 | 0 | 0
PeakG | 0 | 0 | 0 | 0 | 0 | 0
PeakO | 0 | 0 | 0 | 0 | 0 | 0
ST | 0 | 0 | 0 | 0 | 0 | 0
STOG | 0 | 0 | 0 | 0 | 0 | 0
STWD | 0 | 0 | 0 | 0 | 0 | 0
WT | 0 | 0 | 0 | 0 | 0 | 0
IGCC | 0 | 0 | 0 | 0 | 0 | 0
DemandResponse | 0 | 0 | 0 | 0 | 0 | 0
IGCC-CCS | 0 | 0 | 0 | 0 | 0 | 0
WT_off | 0 | 0 | 0 | 0 | 0 | 0
PseudoUnit | 0 | 0 | 0 | 0 | 0 | 0
FixedInterchange | 0 | 0 | 0 | 0 | 0 | 0
Levelized Capital Costs by Reporting Type: MAPP_US
ReportingType | 2015 | 2020 | 2025 | 2030 | 2035 | 2040
BM | 0 | 0 | 0 | 0 | 11.45 | 21.61
CC | 0 | 0 | 0 | 7.61 | 7.61 | 7.61
CSP | 0 | 0 | 0 | 0 | 0 | 0
CT | 25.9 | 25.9 | 25.9 | 25.19 | 0 | 0
Coal | 0 | 0 | 0 | 0 | 0 | 0
Geo | 0 | 0 | 0 | 0 | 0 | 0
H | 0 | 0 | 0 | 0 | 0 | 0
LFG | 0 | 0 | 0 | 13.26 | 13.26 | 13.26
Nuc | 0 | 0 | 0 | 0 | 0 | 0
PS | 0 | 0 | 0 | 0 | 0 | 0
PV | 0 | 0 | 0 | 0 | 0 | 0
PeakG | 0 | 0 | 0 | 0 | 0 | 0
PeakO | 0 | 0 | 0 | 0 | 0 | 0
ST | 0 | 0 | 0 | 0 | 0 | 0
STOG | 0 | 0 | 0 | 0 | 0 | 0
STWD | 0 | 0 | 0 | 0 | 0 | 0
WT | 91.97 | 2404.71 | 2404.71 | 2474.73 | 2420.15 | 107.4
IGCC | 0 | 0 | 0 | 0 | 0 | 0
DemandResponse | 0 | 0 | 0 | 0 | 0 | 0
IGCC-CCS | 0 | 0 | 0 | 0 | 0 | 0
WT_off | 0 | 0 | 0 | 0 | 0 | 0
PseudoUnit | 0 | 0 | 0 | 0 | 0 | 0
FixedInterchange | 0 | 0 | 0 | 0 | 0 | 0
Levelized Capital Costs by Reporting Type: MISO_IN
ReportingType | 2015 | 2020 | 2025 | 2030 | 2035 | 2040
BM | 0 | 0 | 0 | 45.08 | 2261.94 | 2261.94
CC | 0 | 933.59 | 1365.85 | 1365.85 | 1365.85 | 1365.85
CSP | 0 | 0 | 0 | 0 | 0 | 0
CT | 0 | 0 | 0 | 0 | 0 | 0
Coal | 0 | 0 | 0 | 0 | 0 | 0
Geo | 0 | 0 | 0 | 0 | 0 | 0
H | 0 | 0 | 0 | 0 | 0 | 0
LFG | 0 | 0 | 15.89 | 15.89 | 15.89 | 15.89
Nuc | 0 | 0 | 0 | 0 | 0 | 445.04
PS | 0 | 0 | 0 | 0 | 0 | 0
PV | 0 | 0 | 0 | 0 | 0 | 0
PeakG | 0 | 0 | 0 | 0 | 0 | 0
PeakO | 0 | 0 | 0 | 0 | 0 | 0
ST | 0 | 0 | 0 | 0 | 0 | 0
STOG | 0 | 0 | 0 | 0 | 0 | 0
STWD | 0 | 0 | 0 | 0 | 0 | 0
WT | 0 | 0 | 0 | 0 | 0 | 0
IGCC | 215.26 | 215.26 | 215.26 | 215.26 | 215.26 | 215.26
DemandResponse | 0 | 0 | 0 | 0 | 0 | 0
IGCC-CCS | 0 | 0 | 0 | 0 | 0 | 0
WT_off | 0 | 0 | 0 | 0 | 0 | 0
PseudoUnit | 0 | 0 | 0 | 0 | 0 | 0
FixedInterchange | 0 | 0 | 0 | 0 | 0 | 0
Levelized Capital Costs by Reporting Type: MISO_MI
ReportingType | 2015 | 2020 | 2025 | 2030 | 2035 | 2040
BM | 0 | 0 | 0 | 0 | 1544.7 | 1544.7
CC | 0 | 0 | 0 | 0 | 0 | 0
CSP | 0 | 0 | 0 | 0 | 0 | 0
CT | 0 | 0 | 0 | 0 | 0 | 0
Coal | 0 | 0 | 0 | 0 | 0 | 0
Geo | 0 | 0 | 0 | 0 | 0 | 0
H | 0 | 0 | 0 | 0 | 0 | 0
LFG | 0 | 0 | 33.41 | 33.41 | 33.41 | 33.41
Nuc | 0 | 0 | 0 | 3047.29 | 3047.29 | 3056.55
PS | 0 | 0 | 0 | 0 | 0 | 0
PV | 0 | 0 | 0 | 0 | 0 | 0
PeakG | 0 | 0 | 0 | 0 | 0 | 0
PeakO | 0 | 0 | 0 | 0 | 0 | 0
ST | 0 | 0 | 0 | 0 | 0 | 0
STOG | 0 | 0 | 0 | 0 | 0 | 0
STWD | 0 | 0 | 0 | 0 | 0 | 0
WT | 480.98 | 533.36 | 533.36 | 533.36 | 52.38 | 0
IGCC | 0 | 0 | 0 | 0 | 0 | 0
DemandResponse | 0 | 0 | 0 | 0 | 0 | 0
IGCC-CCS | 0 | 0 | 0 | 0 | 0 | 0
WT_off | 0 | 0 | 0 | 0 | 0 | 0
PseudoUnit | 0 | 0 | 0 | 0 | 0 | 0
FixedInterchange | 0 | 0 | 0 | 0 | 0 | 0
Levelized Capital Costs by Reporting Type: MISO_MO-IL
ReportingType | 2015 | 2020 | 2025 | 2030 | 2035 | 2040
BM | 0 | 0 | 0 | 0 | 967.84 | 967.84
CC | 0 | 0 | 0 | 0 | 0 | 0
CSP | 0 | 0 | 0 | 0 | 0 | 0
CT | 0 | 0 | 0 | 0 | 0 | 0
Coal | 574.94 | 574.94 | 574.94 | 574.94 | 574.94 | 574.94
Geo | 0 | 0 | 0 | 0 | 0 | 0
H | 0 | 97.15 | 97.15 | 97.15 | 97.15 | 97.15
LFG | 0 | 0 | 46.08 | 46.76 | 46.76 | 46.76
Nuc | 0 | 0 | 0 | 0 | 0 | 0
PS | 0 | 0 | 0 | 0 | 0 | 0
PV | 0 | 0 | 0 | 0 | 0 | 0
PeakG | 0 | 0 | 0 | 0 | 0 | 0
PeakO | 0 | 0 | 0 | 0 | 0 | 0
ST | 0 | 0 | 0 | 0 | 0 | 0
STOG | 0 | 0 | 0 | 0 | 0 | 0
STWD | 0 | 0 | 0 | 0 | 0 | 0
WT | 68.52 | 1287.37 | 1287.37 | 1287.37 | 1218.85 | 0
IGCC | 0 | 0 | 0 | 0 | 0 | 0
DemandResponse | 0 | 0 | 0 | 0 | 0 | 0
IGCC-CCS | 0 | 0 | 0 | 0 | 0 | 0
WT_off | 0 | 0 | 0 | 0 | 0 | 0
PseudoUnit | 0 | 0 | 0 | 0 | 0 | 0
FixedInterchange | 0 | 0 | 0 | 0 | 0 | 0
Levelized Capital Costs by Reporting Type: MISO_W
ReportingType | 2015 | 2020 | 2025 | 2030 | 2035 | 2040
BM | 0 | 0 | 0 | 0 | 0 | 0
CC | 0 | 0 | 0 | 0 | 0 | 0
CSP | 0 | 0 | 0 | 0 | 0 | 0
CT | 0 | 0 | 0 | 0 | 0 | 0
Coal | 0 | 0 | 0 | 0 | 0 | 0
Geo | 0 | 0 | 0 | 0 | 0 | 0
H | 0 | 0 | 0 | 0 | 0 | 0
LFG | 0 | 0 | 0 | 14.86 | 14.86 | 14.86
Nuc | 0 | 0 | 0 | 0 | 0 | 0
PS | 0 | 0 | 0 | 0 | 0 | 0
PV | 0 | 0 | 0 | 0 | 0 | 0
PeakG | 0 | 0 | 0 | 0 | 0 | 0
PeakO | 0 | 0 | 0 | 0 | 0 | 0
ST | 0 | 0 | 0 | 0 | 0 | 0
STOG | 0 | 0 | 0 | 0 | 0 | 0
STWD | 0 | 0 | 0 | 0 | 0 | 0
WT | 658.73 | 7542.58 | 9123.18 | 9057.85 | 8464.45 | 1659.52
IGCC | 0 | 0 | 0 | 0 | 0 | 0
DemandResponse | 0 | 0 | 0 | 0 | 0 | 0
IGCC-CCS | 0 | 0 | 0 | 0 | 0 | 0
WT_off | 0 | 0 | 0 | 0 | 0 | 0
PseudoUnit | 0 | 0 | 0 | 0 | 0 | 0
FixedInterchange | 0 | 0 | 0 | 0 | 0 | 0
Levelized Capital Costs by Reporting Type: MISO_WUMS
ReportingType | 2015 | 2020 | 2025 | 2030 | 2035 | 2040
BM | 0 | 0 | 0 | 73.73 | 1149.27 | 1149.27
CC | 0 | 517.52 | 639.5 | 639.5 | 639.5 | 639.5
CSP | 0 | 0 | 0 | 0 | 0 | 0
CT | 0 | 0 | 0 | 0 | 0 | 0
Coal | 184.51 | 184.51 | 184.51 | 184.51 | 184.51 | 184.51
Geo | 0 | 0 | 0 | 0 | 0 | 0
H | 0 | 0.35 | 0.35 | 0.35 | 0.35 | 0.35
LFG | 0 | 0 | 43.4 | 43.4 | 43.4 | 43.4
Nuc | 0 | 0 | 0 | 0 | 0 | 1691.34
PS | 0 | 0 | 0 | 0 | 0 | 0
PV | 0 | 0 | 0 | 0 | 0 | 0
PeakG | 0 | 0 | 0 | 0 | 0 | 0
PeakO | 0 | 0 | 0 | 0 | 0 | 0
ST | 0 | 0 | 0 | 0 | 0 | 0
STOG | 0 | 0 | 0 | 0 | 0 | 0
STWD | 0 | 0 | 0 | 0 | 0 | 0
WT | 218.37 | 224.82 | 224.82 | 224.82 | 6.45 | 0
IGCC | 0 | 0 | 0 | 0 | 0 | 0
DemandResponse | 0 | 0 | 0 | 0 | 0 | 0
IGCC-CCS | 0 | 0 | 0 | 0 | 0 | 0
WT_off | 0 | 0 | 0 | 0 | 0 | 0
PseudoUnit | 0 | 0 | 0 | 0 | 0 | 0
FixedInterchange | 0 | 0 | 0 | 0 | 0 | 0
Levelized Capital Costs by Reporting Type: Nebraska
ReportingType | 2015 | 2020 | 2025 | 2030 | 2035 | 2040
BM | 0 | 0 | 0 | 0 | 762.41 | 762.41
CC | 0 | 33.52 | 33.52 | 33.52 | 33.52 | 33.52
CSP | 0 | 0 | 0 | 0 | 0 | 0
CT | 0 | 0 | 0 | 0 | 0 | 0
Coal | 66.52 | 66.52 | 66.52 | 66.52 | 66.52 | 66.52
Geo | 0 | 0 | 0 | 0 | 0 | 0
H | 0 | 0 | 0 | 0 | 0 | 0
LFG | 0 | 0 | 0 | 13.78 | 13.78 | 13.78
Nuc | 0 | 0 | 0 | 0 | 0 | 0
PS | 0 | 0 | 0 | 0 | 0 | 0
PV | 0 | 0 | 0 | 0 | 0 | 0
PeakG | 0 | 0 | 0 | 0 | 0 | 0
PeakO | 0 | 0 | 0 | 0 | 0 | 0
ST | 0 | 0 | 0 | 0 | 0 | 0
STOG | 0 | 0 | 0 | 0 | 0 | 0
STWD | 0 | 0 | 0 | 0 | 0 | 0
WT | 44.36 | 44.36 | 44.36 | 34.86 | 0 | 0
IGCC | 0 | 0 | 0 | 0 | 0 | 0
DemandResponse | 0 | 0 | 0 | 0 | 0 | 0
IGCC-CCS | 0 | 0 | 0 | 0 | 0 | 0
WT_off | 0 | 0 | 0 | 0 | 0 | 0
PseudoUnit | 0 | 0 | 0 | 0 | 0 | 0
FixedInterchange | 0 | 0 | 0 | 0 | 0 | 0
Levelized Capital Costs by Reporting Type: NEISO
ReportingType | 2015 | 2020 | 2025 | 2030 | 2035 | 2040
BM | 115.57 | 115.57 | 115.57 | 115.57 | 115.57 | 115.57
CC | 273.49 | 273.49 | 273.49 | 273.49 | 273.49 | 0
CSP | 0 | 0 | 0 | 0 | 0 | 0
CT | 30 | 30 | 30 | 29.13 | 0 | 0
Coal | 0 | 0 | 0 | 0 | 0 | 0
Geo | 0 | 0 | 0 | 0 | 0 | 0
H | 0 | 0 | 0.99 | 0.99 | 0.99 | 0.99
LFG | 10.64 | 10.64 | 10.64 | 24.97 | 14.32 | 14.32
Nuc | 0 | 0 | 0 | 0 | 0 | 0
PS | 0 | 0 | 0 | 0 | 0 | 0
PV | 0 | 108.46 | 108.46 | 108.46 | 108.46 | 0
PeakG | 0 | 0 | 0 | 0 | 0 | 0
PeakO | 0 | 0 | 0 | 0 | 0 | 0
ST | 0 | 0 | 0 | 0 | 0 | 0
STOG | 0 | 0 | 0 | 0 | 0 | 0
STWD | 0 | 0 | 0 | 0 | 0 | 0
WT | 54.49 | 1183.75 | 1183.75 | 1615.02 | 3379.87 | 2516.7
IGCC | 0 | 0 | 0 | 0 | 0 | 0
DemandResponse | 0 | 0 | 0 | 0 | 0 | 0
IGCC-CCS | 0 | 0 | 0 | 0 | 0 | 0
WT_off | 283.24 | 283.24 | 283.24 | 283.24 | 0 | 0
PseudoUnit | 0 | 0 | 0 | 0 | 0 | 0
FixedInterchange | 0 | 0 | 0 | 0 | 0 | 0
Levelized Capital Costs by Reporting Type: NonRTO_Midwest
ReportingType | 2015 | 2020 | 2025 | 2030 | 2035 | 2040
BM | 0 | 0 | 0 | 1571.34 | 2059.15 | 2059.15
CC | 39.26 | 97.27 | 97.27 | 97.27 | 97.27 | 58.01
CSP | 0 | 0 | 0 | 0 | 0 | 0
CT | 0 | 0 | 0 | 0 | 0 | 0
Coal | 0 | 0 | 0 | 0 | 0 | 0
Geo | 0 | 0 | 0 | 0 | 0 | 0
H | 0 | 0 | 245.9 | 245.9 | 245.9 | 245.9
LFG | 0 | 0 | 30 | 30 | 30 | 30
Nuc | 0 | 0 | 0 | 5.74 | 5.74 | 539.33
PS | 0 | 0 | 0 | 0 | 0 | 0
PV | 0 | 0 | 0 | 0 | 0 | 0
PeakG | 0 | 0 | 0 | 0 | 0 | 0
PeakO | 0 | 0 | 0 | 0 | 0 | 0
ST | 0 | 0 | 0 | 0 | 0 | 0
STOG | 0 | 0 | 0 | 0 | 0 | 0
STWD | 0 | 0 | 0 | 0 | 0 | 0
WT | 0 | 0 | 0 | 0 | 0 | 0
IGCC | 0 | 0 | 0 | 0 | 0 | 0
DemandResponse | 0 | 0 | 0 | 0 | 0 | 0
IGCC-CCS | 0 | 0 | 0 | 0 | 0 | 0
WT_off | 0 | 0 | 0 | 0 | 0 | 0
PseudoUnit | 0 | 0 | 0 | 0 | 0 | 0
FixedInterchange | 0 | 0 | 0 | 0 | 0 | 0
Levelized Capital Costs by Reporting Type: NYISO_A-F
ReportingType | 2015 | 2020 | 2025 | 2030 | 2035 | 2040
BM | 0 | 0 | 0 | 0 | 0 | 0
CC | 85.71 | 85.71 | 85.71 | 85.71 | 85.71 | 0
CSP | 0 | 0 | 0 | 0 | 0 | 0
CT | 0 | 0 | 0 | 0 | 0 | 0
Coal | 0 | 0 | 0 | 0 | 0 | 0
Geo | 0 | 0 | 0 | 0 | 0 | 0
H | 0 | 0 | 0 | 0 | 0 | 0
LFG | 1.35 | 1.35 | 1.35 | 14.91 | 13.57 | 13.57
Nuc | 0 | 0 | 0 | 0 | 0 | 0
PS | 0 | 0 | 0 | 0 | 0 | 0
PV | 0 | 0 | 0 | 0 | 0 | 0
PeakG | 0 | 0 | 0 | 0 | 0 | 0
PeakO | 0 | 0 | 0 | 0 | 0 | 0
ST | 0 | 0 | 0 | 0 | 0 | 0
STOG | 0 | 0 | 0 | 0 | 0 | 0
STWD | 0 | 0 | 0 | 0 | 0 | 0
WT | 571.17 | 727.41 | 1778.97 | 2914.66 | 2343.49 | 2187.25
IGCC | 0 | 0 | 0 | 0 | 0 | 0
DemandResponse | 0 | 0 | 0 | 0 | 0 | 0
IGCC-CCS | 0 | 0 | 0 | 0 | 0 | 0
WT_off | 0 | 0 | 0 | 0 | 0 | 0
PseudoUnit | 0 | 0 | 0 | 0 | 0 | 0
FixedInterchange | 0 | 0 | 0 | 0 | 0 | 0
Levelized Capital Costs by Reporting Type: NYISO_G-I
ReportingType | 2015 | 2020 | 2025 | 2030 | 2035 | 2040
BM | 0 | 0 | 0 | 0 | 284.16 | 284.16
CC | 0 | 0 | 0 | 0 | 0 | 0
CSP | 0 | 0 | 0 | 0 | 0 | 0
CT | 0 | 0 | 0 | 0 | 0 | 0
Coal | 0 | 0 | 0 | 0 | 0 | 0
Geo | 0 | 0 | 0 | 0 | 0 | 0
H | 0 | 0 | 0 | 0 | 0 | 0
LFG | 0 | 0 | 0 | 14.85 | 14.85 | 14.85
Nuc | 0 | 0 | 0 | 0 | 0 | 1358.89
PS | 0 | 0 | 0 | 0 | 0 | 0
PV | 0 | 0 | 0 | 0 | 0 | 0
PeakG | 0 | 0 | 0 | 0 | 0 | 0
PeakO | 0 | 0 | 0 | 0 | 0 | 0
ST | 0 | 0 | 0 | 0 | 0 | 0
STOG | 0 | 0 | 0 | 0 | 0 | 0
STWD | 0 | 0 | 0 | 0 | 0 | 0
WT | 0 | 12.72 | 76.54 | 76.54 | 76.54 | 63.83
IGCC | 0 | 0 | 0 | 0 | 0 | 0
DemandResponse | 0 | 0 | 0 | 0 | 0 | 0
IGCC-CCS | 0 | 0 | 0 | 0 | 0 | 0
WT_off | 0 | 0 | 0 | 0 | 0 | 0
PseudoUnit | 0 | 0 | 0 | 0 | 0 | 0
FixedInterchange | 0 | 0 | 0 | 0 | 0 | 0
Levelized Capital Costs by Reporting Type: NYISO_J-K
ReportingType | 2015 | 2020 | 2025 | 2030 | 2035 | 2040
BM | 0 | 0 | 0 | 0 | 0 | 0
CC | 226.37 | 226.37 | 226.37 | 226.37 | 226.37 | 0
CSP | 0 | 0 | 0 | 0 | 0 | 0
CT | 0 | 0 | 0 | 0 | 0 | 0
Coal | 0 | 0 | 0 | 0 | 0 | 0
Geo | 0 | 0 | 0 | 0 | 0 | 0
H | 0 | 0 | 0 | 0 | 0 | 0
LFG | 0 | 0 | 0 | 20.47 | 20.47 | 20.47
Nuc | 0 | 0 | 0 | 0 | 0 | 0
PS | 0 | 0 | 0 | 0 | 0 | 0
PV | 16.99 | 16.99 | 16.99 | 16.99 | 0 | 0
PeakG | 0 | 0 | 0 | 0 | 0 | 0
PeakO | 0 | 0 | 0 | 0 | 0 | 0
ST | 0 | 0 | 0 | 0 | 0 | 0
STOG | 0 | 0 | 0 | 0 | 0 | 0
STWD | 0 | 0 | 0 | 0 | 0 | 0
WT | 0 | 0 | 45.61 | 89.6 | 89.6 | 89.6
IGCC | 0 | 0 | 0 | 0 | 0 | 0
DemandResponse | 0 | 0 | 0 | 0 | 0 | 0
IGCC-CCS | 0 | 0 | 0 | 0 | 0 | 0
WT_off | 0 | 0 | 0 | 0 | 0 | 0
PseudoUnit | 0 | 0 | 0 | 0 | 0 | 0
FixedInterchange | 0 | 0 | 0 | 0 | 0 | 0
Levelized Capital Costs by Reporting Type: PJM_E
ReportingType | 2015 | 2020 | 2025 | 2030 | 2035 | 2040
BM | 14.48 | 14.48 | 14.48 | 14.48 | 14.48 | 14.48
CC | 673.31 | 673.31 | 673.31 | 673.31 | 582.39 | 0
CSP | 0 | 0 | 0 | 0 | 0 | 0
CT | 2.28 | 2.28 | 2.28 | 0 | 0 | 0
Coal | 9.09 | 9.09 | 9.09 | 9.09 | 9.09 | 9.09
Geo | 0 | 0 | 0 | 0 | 0 | 0
H | 0 | 0 | 0 | 0 | 0 | 0
LFG | 2.19 | 32.86 | 32.86 | 30.67 | 30.67 | 0
Nuc | 0 | 0 | 0 | 0 | 0 | 0
PS | 0 | 0 | 0 | 0 | 0 | 0
PV | 11.04 | 11.04 | 11.04 | 11.04 | 0 | 0
PeakG | 0 | 0 | 0 | 0 | 0 | 0
PeakO | 0 | 0 | 0 | 0 | 0 | 0
ST | 0 | 0 | 0 | 0 | 0 | 0
STOG | 0 | 0 | 0 | 0 | 0 | 0
STWD | 0 | 0 | 0 | 0 | 0 | 0
WT | 300.12 | 300.12 | 300.12 | 304.84 | 4.72 | 4.72
IGCC | 0 | 0 | 0 | 0 | 0 | 0
DemandResponse | 0 | 0 | 0 | 0 | 0 | 0
IGCC-CCS | 0 | 0 | 0 | 0 | 0 | 0
WT_off | 0 | 0 | 540.35 | 540.35 | 4715.77 | 4715.77
PseudoUnit | 0 | 0 | 0 | 0 | 0 | 0
FixedInterchange | 0 | 0 | 0 | 0 | 0 | 0
Levelized Capital Costs by Reporting Type: PJM_ROM
ReportingType | 2015 | 2020 | 2025 | 2030 | 2035 | 2040
BM | 7.8 | 7.8 | 7.8 | 7.8 | 869.99 | 869.99
CC | 232.92 | 232.92 | 232.92 | 232.92 | 232.92 | 0
CSP | 0 | 0 | 0 | 0 | 0 | 0
CT | 1.4 | 1.4 | 1.4 | 1.4 | 0 | 0
Coal | 10.21 | 10.21 | 10.21 | 10.21 | 10.21 | 10.21
Geo | 0 | 0 | 0 | 0 | 0 | 0
H | 0 | 235.24 | 235.24 | 235.24 | 235.24 | 235.24
LFG | 3.93 | 57.29 | 57.29 | 55.71 | 53.36 | 0
Nuc | 0 | 0 | 0 | 0 | 0 | 4440.31
PS | 0 | 0 | 0 | 0 | 0 | 0
PV | 0 | 474.3 | 718.2 | 772.8 | 776.91 | 322.25
PeakG | 0 | 0 | 0 | 0 | 0 | 0
PeakO | 0 | 0 | 0 | 0 | 0 | 0
ST | 0 | 0 | 0 | 0 | 0 | 0
STOG | 0 | 0 | 0 | 0 | 0 | 0
STWD | 0 | 0 | 0 | 0 | 0 | 0
WT | 113.55 | 281.73 | 281.73 | 1543.15 | 1457 | 1288.83
IGCC | 0 | 0 | 0 | 0 | 0 | 0
DemandResponse | 0 | 0 | 0 | 0 | 0 | 0
IGCC-CCS | 0 | 0 | 0 | 0 | 0 | 0
WT_off | 0 | 0 | 0 | 0 | 0 | 0
PseudoUnit | 0 | 0 | 0 | 0 | 0 | 0
FixedInterchange | 0 | 0 | 0 | 0 | 0 | 0
Levelized Capital Costs by Reporting Type: PJM_ROR
ReportingType | 2015 | 2020 | 2025 | 2030 | 2035 | 2040
BM | 165.77 | 165.77 | 165.77 | 165.77 | 3780.97 | 3695.9
CC | 350.7 | 475.48 | 475.48 | 475.48 | 455.39 | 124.78
CSP | 0 | 0 | 0 | 0 | 0 | 0
CT | 2.4 | 2.4 | 2.4 | 2.4 | 0 | 0
Coal | 648.6 | 648.6 | 648.6 | 648.6 | 648.6 | 648.6
Geo | 0 | 0 | 0 | 0 | 0 | 0
H | 0 | 174.52 | 174.52 | 174.52 | 174.52 | 174.52
LFG | 11.72 | 113.04 | 113.04 | 107.38 | 101.31 | 0
Nuc | 0 | 0 | 0 | 3230.12 | 6567.81 | 9494.58
PS | 0 | 0 | 0 | 0 | 0 | 0
PV | 0 | 147.09 | 213.49 | 215.96 | 215.96 | 68.87
PeakG | 0 | 0 | 0 | 0 | 0 | 0
PeakO | 0 | 0 | 0 | 0 | 0 | 0
ST | 0 | 0 | 0 | 0 | 0 | 0
STOG | 0 | 0 | 0 | 0 | 0 | 0
STWD | 0 | 0 | 0 | 0 | 0 | 0
WT | 1894.89 | 2771.09 | 11324.62 | 10537.77 | 9429.73 | 8553.53
IGCC | 0 | 0 | 0 | 0 | 0 | 0
DemandResponse | 0 | 0 | 0 | 0 | 0 | 0
IGCC-CCS | 0 | 0 | 0 | 0 | 0 | 0
WT_off | 0 | 0 | 0 | 0 | 0 | 0
PseudoUnit | 0 | 0 | 0 | 0 | 0 | 0
FixedInterchange | 0 | 0 | 0 | 0 | 0 | 0
Levelized Capital Costs by Reporting Type: SOCO
ReportingType | 2015 | 2020 | 2025 | 2030 | 2035 | 2040
BM | 21 | 21 | 21 | 1067.56 | 2130.99 | 2130.99
CC | 545.14 | 1082.51 | 1082.51 | 1082.51 | 1082.51 | 537.36
CSP | 0 | 0 | 0 | 0 | 0 | 0
CT | 0 | 0 | 0 | 0 | 0 | 0
Coal | 0 | 0 | 0 | 0 | 0 | 0
Geo | 0 | 0 | 0 | 0 | 0 | 0
H | 0 | 0 | 0 | 0 | 0 | 0
LFG | 0 | 0 | 19.65 | 19.65 | 19.65 | 19.65
Nuc | 0 | 1254.21 | 3307.4 | 3307.4 | 8397.94 | 11580.54
PS | 0 | 0 | 0 | 0 | 0 | 0
PV | 0 | 0 | 0 | 0 | 0 | 602.65
PeakG | 0 | 0 | 0 | 0 | 0 | 0
PeakO | 0 | 0 | 0 | 0 | 0 | 0
ST | 0 | 0 | 0 | 0 | 0 | 0
STOG | 0 | 0 | 0 | 0 | 0 | 0
STWD | 0 | 0 | 0 | 0 | 0 | 0
WT | 0 | 0 | 20.78 | 20.78 | 20.78 | 20.78
IGCC | 0 | 0 | 0 | 0 | 0 | 0
DemandResponse | 0 | 0 | 0 | 0 | 0 | 0
IGCC-CCS | 0 | 0 | 0 | 0 | 0 | 0
WT_off | 0 | 0 | 0 | 0 | 0 | 0
PseudoUnit | 0 | 0 | 0 | 0 | 0 | 0
FixedInterchange | 0 | 0 | 0 | 0 | 0 | 0
Levelized Capital Costs by Reporting Type: SPP_N
ReportingType | 2015 | 2020 | 2025 | 2030 | 2035 | 2040
BM | 0 | 0 | 0 | 492.86 | 2077.4 | 2077.4
CC | 0 | 379.02 | 379.02 | 379.02 | 379.02 | 379.02
CSP | 0 | 0 | 0 | 0 | 0 | 0
CT | 0 | 0 | 0 | 0 | 0 | 0
Coal | 128.56 | 128.56 | 128.56 | 128.56 | 128.56 | 128.56
Geo | 0 | 0 | 0 | 0 | 0 | 0
H | 0 | 0 | 0 | 0 | 0 | 0
LFG | 0 | 0 | 0 | 17.63 | 17.63 | 17.63
Nuc | 0 | 0 | 0 | 0 | 0 | 0
PS | 0 | 0 | 0 | 0 | 0 | 0
PV | 0 | 0 | 0 | 0 | 0 | 0
PeakG | 0 | 0 | 0 | 0 | 0 | 0
PeakO | 0 | 0 | 0 | 0 | 0 | 0
ST | 0 | 0 | 0 | 0 | 0 | 0
STOG | 0 | 0 | 0 | 0 | 0 | 0
STWD | 0 | 0 | 0 | 0 | 0 | 0
WT | 0 | 2430.08 | 2430.08 | 2430.08 | 2430.08 | 152.81
IGCC | 0 | 0 | 0 | 0 | 0 | 0
DemandResponse | 0 | 0 | 0 | 0 | 0 | 0
IGCC-CCS | 0 | 0 | 0 | 0 | 0 | 0
WT_off | 0 | 0 | 0 | 0 | 0 | 0
PseudoUnit | 0 | 0 | 0 | 0 | 0 | 0
FixedInterchange | 0 | 0 | 0 | 0 | 0 | 0
Levelized Capital Costs by Reporting Type: SPP_S
ReportingType | 2015 | 2020 | 2025 | 2030 | 2035 | 2040
BM | 0 | 0 | 0 | 0 | 1485.98 | 1485.98
CC | 0 | 175.08 | 454.34 | 454.34 | 454.34 | 454.34
CSP | 0 | 0 | 0 | 0 | 0 | 0
CT | 33.21 | 56.93 | 56.93 | 56.93 | 23.72 | 0
Coal | 273.14 | 273.14 | 273.14 | 273.14 | 273.14 | 273.14
Geo | 0 | 0 | 0 | 0 | 0 | 0
H | 0 | 0 | 0 | 30 | 30 | 30
LFG | 0 | 0 | 0 | 17.63 | 17.63 | 17.63
Nuc | 0 | 0 | 0 | 0 | 0 | 270.97
PS | 0 | 0 | 0 | 0 | 0 | 0
PV | 0 | 0 | 0 | 0 | 0 | 0
PeakG | 0 | 0 | 0 | 0 | 0 | 0
PeakO | 0 | 0 | 0 | 0 | 0 | 0
ST | 0 | 0 | 0 | 0 | 0 | 0
STOG | 0 | 0 | 0 | 0 | 0 | 0
STWD | 0 | 0 | 0 | 0 | 0 | 0
WT | 92.65 | 6187.23 | 6187.23 | 6187.23 | 6094.59 | 0
IGCC | 0 | 0 | 0 | 0 | 0 | 0
DemandResponse | 0 | 0 | 0 | 0 | 0 | 0
IGCC-CCS | 0 | 0 | 0 | 0 | 0 | 0
WT_off | 0 | 0 | 0 | 0 | 0 | 0
PseudoUnit | 0 | 0 | 0 | 0 | 0 | 0
FixedInterchange | 0 | 0 | 0 | 0 | 0 | 0
Levelized Capital Costs by Reporting Type: TVA
ReportingType | 2015 | 2020 | 2025 | 2030 | 2035 | 2040
BM | 0 | 0 | 0 | 1150.95 | 2368.02 | 2368.02
CC | 151.13 | 554.18 | 554.18 | 554.18 | 519.7 | 403.05
CSP | 0 | 0 | 0 | 0 | 0 | 0
CT | 0 | 0 | 0 | 0 | 0 | 0
Coal | 0 | 0 | 0 | 0 | 0 | 0
Geo | 0 | 0 | 0 | 0 | 0 | 0
H | 0 | 0 | 8.9 | 8.9 | 8.9 | 8.9
LFG | 0 | 0 | 19.35 | 19.35 | 19.35 | 19.35
Nuc | 684.91 | 684.91 | 684.91 | 684.91 | 3828.27 | 4308.52
PS | 0 | 0 | 0 | 0 | 0 | 0
PV | 0 | 0 | 0 | 0 | 0 | 592.75
PeakG | 0 | 0 | 0 | 0 | 0 | 0
PeakO | 0 | 0 | 0 | 0 | 0 | 0
ST | 0 | 0 | 0 | 0 | 0 | 0
STOG | 0 | 0 | 0 | 0 | 0 | 0
STWD | 0 | 0 | 0 | 0 | 0 | 0
WT | 0 | 0 | 20.59 | 20.59 | 20.59 | 20.59
IGCC | 0 | 0 | 0 | 0 | 0 | 0
DemandResponse | 0 | 0 | 0 | 0 | 0 | 0
IGCC-CCS | 0 | 0 | 0 | 0 | 0 | 0
WT_off | 0 | 0 | 0 | 0 | 0 | 0
PseudoUnit | 0 | 0 | 0 | 0 | 0 | 0
FixedInterchange | 0 | 0 | 0 | 0 | 0 | 0
Levelized Capital Costs by Reporting Type: TVA_Transmission
ReportingType | 2015 | 2020 | 2025 | 2030 | 2035 | 2040
BM | 0 | 0 | 0 | 0 | 0 | 0
CC | 0 | 0 | 0 | 0 | 0 | 0
CSP | 0 | 0 | 0 | 0 | 0 | 0
CT | 0 | 0 | 0 | 0 | 0 | 0
Coal | 0 | 0 | 0 | 0 | 0 | 0
Geo | 0 | 0 | 0 | 0 | 0 | 0
H | 0 | 0 | 0 | 0 | 0 | 0
LFG | 0 | 0 | 0 | 0 | 0 | 0
Nuc | 0 | 0 | 0 | 0 | 0 | 0
PS | 0 | 0 | 0 | 0 | 0 | 0
PV | 0 | 0 | 0 | 0 | 0 | 0
PeakG | 0 | 0 | 0 | 0 | 0 | 0
PeakO | 0 | 0 | 0 | 0 | 0 | 0
ST | 0 | 0 | 0 | 0 | 0 | 0
STOG | 0 | 0 | 0 | 0 | 0 | 0
STWD | 0 | 0 | 0 | 0 | 0 | 0
WT | 0 | 0 | 0 | 0 | 0 | 0
IGCC | 0 | 0 | 0 | 0 | 0 | 0
DemandResponse | 0 | 0 | 0 | 0 | 0 | 0
IGCC-CCS | 0 | 0 | 0 | 0 | 0 | 0
WT_off | 0 | 0 | 0 | 0 | 0 | 0
PseudoUnit | 0 | 0 | 0 | 0 | 0 | 0
FixedInterchange | 0 | 0 | 0 | 0 | 0 | 0
Levelized Capital Costs by Reporting Type: VACAR
ReportingType | 2015 | 2020 | 2025 | 2030 | 2035 | 2040
BM | 0.34 | 58.51 | 227.66 | 2199.05 | 2199.05 | 2199.05
CC | 642.36 | 909.73 | 909.73 | 909.73 | 909.73 | 267.37
CSP | 0 | 0 | 0 | 0 | 0 | 0
CT | 60.99 | 60.99 | 60.99 | 0 | 0 | 0
Coal | 220.45 | 220.45 | 220.45 | 220.45 | 220.45 | 220.45
Geo | 0 | 0 | 0 | 0 | 0 | 0
H | 0 | 0 | 0 | 0 | 0 | 0
LFG | 0.06 | 19.57 | 19.57 | 19.57 | 19.51 | 0
Nuc | 0 | 1320.06 | 2290.91 | 2290.91 | 2290.91 | 2290.91
PS | 0 | 0 | 0 | 0 | 0 | 0
PV | 0 | 42.44 | 43.12 | 43.36 | 43.36 | 350.03
PeakG | 0 | 0 | 0 | 0 | 0 | 0
PeakO | 0 | 0 | 0 | 0 | 0 | 0
ST | 0 | 0 | 0 | 0 | 0 | 0
STOG | 0 | 0 | 0 | 0 | 0 | 0
STWD | 0 | 0 | 0 | 0 | 0 | 0
WT | 0.19 | 740.59 | 740.59 | 740.59 | 740.4 | 0
IGCC | 0 | 0 | 0 | 0 | 0 | 0
DemandResponse | 0 | 0 | 0 | 0 | 0 | 0
IGCC-CCS | 0 | 0 | 0 | 0 | 0 | 0
WT_off | 0.53 | 0.53 | 0.53 | 3568.87 | 15421.37 | 17090.26
PseudoUnit | 0 | 0 | 0 | 0 | 0 | 0
FixedInterchange | 0 | 0 | 0 | 0 | 0 | 0
Levelized Capital Costs by Reporting Type: IESO
ReportingType | 2015 | 2020 | 2025 | 2030 | 2035 | 2040
BM | 144.8 | 144.8 | 144.8 | 144.8 | 144.8 | 144.8
CC | 175.41 | 175.41 | 175.41 | 175.41 | 175.41 | 0
CSP | 0 | 0 | 0 | 0 | 0 | 0
CT | 41.8 | 41.8 | 41.8 | 41.8 | 0 | 0
Coal | 0 | 0 | 0 | 0 | 0 | 0
Geo | 0 | 0 | 0 | 0 | 0 | 0
H | 0 | 0 | 0 | 0 | 0 | 98.84
LFG | 5.12 | 5.12 | 5.12 | 5.29 | 0.17 | 0.17
Nuc | 0 | 0 | 0 | 0 | 0 | 0
PS | 0 | 0 | 0 | 0 | 0 | 0
PV | 539.74 | 539.74 | 539.74 | 539.74 | 0 | 0
PeakG | 0 | 0 | 0 | 0 | 0 | 0
PeakO | 0 | 0 | 0 | 0 | 0 | 0
ST | 0 | 0 | 0 | 0 | 0 | 0
STOG | 0 | 0 | 0 | 0 | 0 | 0
STWD | 0 | 0 | 0 | 0 | 0 | 0
WT | 660.4 | 660.4 | 660.4 | 660.4 | 0 | 0
IGCC | 0 | 0 | 0 | 0 | 0 | 0
DemandResponse | 0 | 0 | 0 | 0 | 0 | 0
IGCC-CCS | 0 | 0 | 0 | 0 | 0 | 0
WT_off | 0 | 0 | 0 | 0 | 0 | 0
PseudoUnit | 0 | 0 | 0 | 0 | 0 | 0
FixedInterchange | 0 | 0 | 0 | 0 | 0 | 0
Levelized Capital Costs by Reporting Type: MAPP_CA
ReportingType | 2015 | 2020 | 2025 | 2030 | 2035 | 2040
BM | 0 | 0 | 0 | 0 | 0 | 0
CC | 0 | 0 | 0 | 0 | 0 | 0
CSP | 0 | 0 | 0 | 0 | 0 | 0
CT | 0 | 0 | 0 | 0 | 0 | 0
Coal | 0 | 0 | 0 | 0 | 0 | 0
Geo | 0 | 0 | 0 | 0 | 0 | 0
H | 0 | 241.14 | 733.92 | 1544.78 | 1544.78 | 1544.78
LFG | 0 | 0 | 0 | 0 | 0 | 0
Nuc | 0 | 0 | 0 | 0 | 0 | 0
PS | 0 | 0 | 0 | 0 | 0 | 0
PV | 0 | 0 | 0 | 0 | 0 | 0
PeakG | 0 | 0 | 0 | 0 | 0 | 0
PeakO | 0 | 0 | 0 | 0 | 0 | 0
ST | 0 | 0 | 0 | 0 | 0 | 0
STOG | 0 | 0 | 0 | 0 | 0 | 0
STWD | 0 | 0 | 0 | 0 | 0 | 0
WT | 87.23 | 87.23 | 87.23 | 87.23 | 0 | 0
IGCC | 0 | 0 | 0 | 0 | 0 | 0
DemandResponse | 0 | 0 | 0 | 0 | 0 | 0
IGCC-CCS | 0 | 0 | 0 | 0 | 0 | 0
WT_off | 0 | 0 | 0 | 0 | 0 | 0
PseudoUnit | 0 | 0 | 0 | 0 | 0 | 0
FixedInterchange | 0 | 0 | 0 | 0 | 0 | 0
Levelized Capital Costs by Reporting Type: AZ_NM_SNV_Coal
ReportingType | 2015 | 2020 | 2025 | 2030 | 2035 | 2040
BM | 0 | 0 | 0 | 0 | 0 | 0
CC | 0 | 0 | 0 | 0 | 0 | 0
CSP | 0 | 0 | 0 | 0 | 0 | 0
CT | 0 | 0 | 0 | 0 | 0 | 0
Coal | 0 | 0 | 0 | 0 | 0 | 0
Geo | 0 | 0 | 0 | 0 | 0 | 0
H | 0 | 0 | 0 | 0 | 0 | 0
LFG | 0 | 0 | 0 | 0 | 0 | 0
Nuc | 0 | 0 | 0 | 0 | 0 | 0
PS | 0 | 0 | 0 | 0 | 0 | 0
PV | 0 | 0 | 0 | 0 | 0 | 0
PeakG | 0 | 0 | 0 | 0 | 0 | 0
PeakO | 0 | 0 | 0 | 0 | 0 | 0
ST | 0 | 0 | 0 | 0 | 0 | 0
STOG | 0 | 0 | 0 | 0 | 0 | 0
STWD | 0 | 0 | 0 | 0 | 0 | 0
WT | 0 | 0 | 0 | 0 | 0 | 0
IGCC | 0 | 0 | 0 | 0 | 0 | 0
DemandResponse | 0 | 0 | 0 | 0 | 0 | 0
IGCC-CCS | 0 | 0 | 0 | 0 | 0 | 0
WT_off | 0 | 0 | 0 | 0 | 0 | 0
PseudoUnit | 0 | 0 | 0 | 0 | 0 | 0
FixedInterchange | 0 | 0 | 0 | 0 | 0 | 0
Levelized Capital Costs by Reporting Type: AZ_NM_SNV_Gas
ReportingType | 2015 | 2020 | 2025 | 2030 | 2035 | 2040
BM | 0 | 0 | 0 | 0 | 0 | 0
CC | 79.32 | 79.32 | 79.32 | 79.32 | 79.32 | 0
CSP | 0 | 0 | 0 | 0 | 0 | 0
CT | 63.7 | 63.7 | 63.7 | 63.7 | 0 | 0
Coal | 0 | 0 | 0 | 0 | 0 | 0
Geo | 0 | 0 | 0 | 0 | 0 | 0
H | 0 | 0 | 0 | 0 | 0 | 0
LFG | 0 | 0 | 0 | 0 | 0 | 0
Nuc | 0 | 0 | 0 | 0 | 0 | 0
PS | 0 | 0 | 0 | 0 | 0 | 0
PV | 0 | 0 | 0 | 0 | 0 | 0
PeakG | 0 | 0 | 0 | 0 | 0 | 0
PeakO | 0 | 0 | 0 | 0 | 0 | 0
ST | 0 | 0 | 0 | 0 | 0 | 0
STOG | 0 | 0 | 0 | 0 | 0 | 0
STWD | 0 | 0 | 0 | 0 | 0 | 0
WT | 0 | 0 | 0 | 0 | 0 | 0
IGCC | 0 | 0 | 0 | 0 | 0 | 0
DemandResponse | 0 | 0 | 0 | 0 | 0 | 0
IGCC-CCS | 0 | 0 | 0 | 0 | 0 | 0
WT_off | 0 | 0 | 0 | 0 | 0 | 0
PseudoUnit | 0 | 0 | 0 | 0 | 0 | 0
FixedInterchange | 0 | 0 | 0 | 0 | 0 | 0
Levelized Capital Costs by Reporting Type: AZ_NM_SNV_NucRenew
ReportingType | 2015 | 2020 | 2025 | 2030 | 2035 | 2040
BM | 0 | 0 | 0 | 0 | 1614.16 | 1614.16
CC | 0 | 0 | 0 | 0 | 0 | 0
CSP | 0 | 0 | 0 | 0 | 0 | 0
CT | 0 | 0 | 0 | 0 | 0 | 0
Coal | 0 | 0 | 0 | 0 | 0 | 0
Geo | 0 | 0 | 369.64 | 369.64 | 369.64 | 369.64
H | 0 | 0 | 0 | 0 | 0 | 0
LFG | 0 | 0 | 11.41 | 11.41 | 11.41 | 11.41
Nuc | 0 | 0 | 0 | 3430.85 | 4744.1 | 5162.53
PS | 0 | 0 | 0 | 0 | 0 | 0
PV | 34.88 | 34.88 | 34.88 | 34.88 | 0 | 0
PeakG | 0 | 0 | 0 | 0 | 0 | 0
PeakO | 0 | 0 | 0 | 0 | 0 | 0
ST | 101.35 | 245.31 | 318.6 | 289.93 | 405.49 | 261.53
STOG | 0 | 0 | 0 | 0 | 0 | 0
STWD | 0 | 0 | 0 | 0 | 0 | 0
WT | 14.28 | 2481.9 | 2481.9 | 2481.9 | 2467.61 | 0
IGCC | 0 | 0 | 0 | 0 | 0 | 0
DemandResponse | 0 | 0 | 0 | 0 | 0 | 0
IGCC-CCS | 0 | 0 | 0 | 0 | 0 | 0
WT_off | 0 | 0 | 0 | 0 | 0 | 0
PseudoUnit | 0 | 0 | 0 | 0 | 0 | 0
FixedInterchange | 0 | 0 | 0 | 0 | 0 | 0
Levelized Capital Costs by Reporting Type: ERCOT
ReportingType | 2015 | 2020 | 2025 | 2030 | 2035 | 2040
BM | 54.69 | 54.69 | 54.69 | 54.69 | 1311.48 | 1311.48
CC | 889.62 | 1221.22 | 1654.3 | 1654.3 | 1654.3 | 764.67
CSP | 0 | 0 | 0 | 0 | 0 | 0
CT | 20.97 | 20.97 | 20.97 | 20.97 | 0 | 0
Coal | 540.38 | 540.38 | 540.38 | 540.38 | 540.38 | 540.38
Geo | 0 | 0 | 0 | 0 | 0 | 0
H | 0 | 0 | 0 | 0 | 0 | 0
LFG | 0 | 0 | 63.77 | 63.77 | 63.77 | 63.77
Nuc | 0 | 0 | 0 | 0 | 8062.1 | 10197.34
PS | 0 | 0 | 0 | 0 | 0 | 0
PV | 4.89 | 4.89 | 4.89 | 4.89 | 0 | 0
PeakG | 0 | 0 | 0 | 0 | 0 | 0
PeakO | 0 | 0 | 0 | 0 | 0 | 0
ST | 0 | 0 | 0 | 0 | 0 | 0
STOG | 0 | 0 | 0 | 0 | 0 | 0
STWD | 0 | 0 | 0 | 0 | 0 | 0
WT | 72.7 | 3962.62 | 3962.62 | 3962.62 | 3889.92 | 307.36
IGCC | 0 | 0 | 0 | 0 | 0 | 0
DemandResponse | 0 | 0 | 0 | 0 | 0 | 0
IGCC-CCS | 0 | 0 | 0 | 0 | 0 | 0
WT_off | 0 | 0 | 0 | 0 | 0 | 0
PseudoUnit | 0 | 0 | 0 | 0 | 0 | 0
FixedInterchange | 0 | 0 | 0 | 0 | 0 | 0
Levelized Capital Costs by Reporting Type: NP15
ReportingType | 2015 | 2020 | 2025 | 2030 | 2035 | 2040
BM | 0 | 0 | 0 | 0 | 342.22 | 342.22
CC | 514.39 | 514.39 | 514.39 | 514.39 | 514.39 | 0
CSP | 0 | 0 | 0 | 0 | 0 | 0
CT | 17.85 | 17.85 | 17.85 | 17.85 | 0 | 0
Coal | 0 | 0 | 0 | 0 | 0 | 0
Geo | 0 | 186.37 | 186.37 | 186.37 | 186.37 | 0
H | 0 | 0 | 0 | 0 | 0 | 0
LFG | 0 | 40.17 | 123.63 | 123.63 | 123.63 | 83.46
Nuc | 0 | 0 | 0 | 1678.58 | 3623.96 | 4755.48
PS | 0 | 0 | 0 | 0 | 0 | 0
PV | 2.79 | 2.79 | 2.79 | 2.79 | 0 | 0
PeakG | 0 | 0 | 0 | 0 | 0 | 0
PeakO | 0 | 0 | 0 | 0 | 0 | 0
ST | 12.6 | 12.6 | 12.6 | 12.6 | 0 | 26.2
STOG | 0 | 0 | 0 | 0 | 0 | 0
STWD | 0 | 0 | 0 | 0 | 0 | 0
WT | 26.07 | 837.92 | 2470.49 | 3182.88 | 3249.12 | 2618.76
IGCC | 0 | 0 | 0 | 0 | 0 | 0
DemandResponse | 0 | 0 | 0 | 0 | 0 | 0
IGCC-CCS | 0 | 0 | 0 | 0 | 0 | 0
WT_off | 0 | 0 | 0 | 0 | 0 | 0
PseudoUnit | 0 | 0 | 0 | 0 | 0 | 0
FixedInterchange | 0 | 0 | 0 | 0 | 0 | 0
Levelized Capital Costs by Reporting Type: NWPP_Coal
ReportingType | 2015 | 2020 | 2025 | 2030 | 2035 | 2040
BM | 0 | 0 | 0 | 0 | 0 | 0
CC | 0 | 0 | 0 | 0 | 0 | 0
CSP | 0 | 0 | 0 | 0 | 0 | 0
CT | 0 | 0 | 0 | 0 | 0 | 0
Coal | 0 | 0 | 0 | 0 | 0 | 0
Geo | 0 | 0 | 0 | 0 | 0 | 0
H | 0 | 0 | 0 | 0 | 0 | 0
LFG | 0 | 0 | 0 | 0 | 0 | 0
Nuc | 0 | 0 | 0 | 0 | 0 | 0
PS | 0 | 0 | 0 | 0 | 0 | 0
PV | 0 | 0 | 0 | 0 | 0 | 0
PeakG | 0 | 0 | 0 | 0 | 0 | 0
PeakO | 0 | 0 | 0 | 0 | 0 | 0
ST | 0 | 0 | 0 | 0 | 0 | 0
STOG | 0 | 0 | 0 | 0 | 0 | 0
STWD | 0 | 0 | 0 | 0 | 0 | 0
WT | 0 | 0 | 0 | 0 | 0 | 0
IGCC | 0 | 0 | 0 | 0 | 0 | 0
DemandResponse | 0 | 0 | 0 | 0 | 0 | 0
IGCC-CCS | 0 | 0 | 0 | 0 | 0 | 0
WT_off | 0 | 0 | 0 | 0 | 0 | 0
PseudoUnit | 0 | 0 | 0 | 0 | 0 | 0
FixedInterchange | 0 | 0 | 0 | 0 | 0 | 0
Levelized Capital Costs by Reporting Type: NWPP_Gas
ReportingType | 2015 | 2020 | 2025 | 2030 | 2035 | 2040
BM | 0 | 0 | 0 | 0 | 0 | 0
CC | 33.4 | 33.4 | 33.4 | 33.4 | 33.4 | 0
CSP | 0 | 0 | 0 | 0 | 0 | 0
CT | 13.02 | 13.02 | 13.02 | 13.02 | 0 | 0
Coal | 0 | 0 | 0 | 0 | 0 | 0
Geo | 0 | 0 | 0 | 0 | 0 | 0
H | 0 | 0 | 0 | 0 | 0 | 0
LFG | 0 | 0 | 0 | 0 | 0 | 0
Nuc | 0 | 0 | 0 | 0 | 0 | 0
PS | 0 | 0 | 0 | 0 | 0 | 0
PV | 0 | 0 | 0 | 0 | 0 | 0
PeakG | 0 | 0 | 0 | 0 | 0 | 0
PeakO | 0 | 0 | 0 | 0 | 0 | 0
ST | 0 | 0 | 0 | 0 | 0 | 0
STOG | 0 | 0 | 0 | 0 | 0 | 0
STWD | 0 | 0 | 0 | 0 | 0 | 0
WT | 0 | 0 | 0 | 0 | 0 | 0
IGCC | 0 | 0 | 0 | 0 | 0 | 0
DemandResponse | 0 | 0 | 0 | 0 | 0 | 0
IGCC-CCS | 0 | 0 | 0 | 0 | 0 | 0
WT_off | 0 | 0 | 0 | 0 | 0 | 0
PseudoUnit | 0 | 0 | 0 | 0 | 0 | 0
FixedInterchange | 0 | 0 | 0 | 0 | 0 | 0
Levelized Capital Costs by Reporting Type: NWPP_NucRenew
ReportingType | 2015 | 2020 | 2025 | 2030 | 2035 | 2040
BM | 13.89 | 13.89 | 13.89 | 13.89 | 989.05 | 989.05
CC | 0 | 0 | 0 | 0 | 0 | 0
CSP | 0 | 0 | 0 | 0 | 0 | 0
CT | 0 | 0 | 0 | 0 | 0 | 0
Coal | 0 | 0 | 0 | 0 | 0 | 0
Geo | 24.88 | 24.88 | 135.71 | 135.71 | 110.83 | 110.83
H | 0 | 0 | 0 | 110.42 | 110.42 | 110.42
LFG | 5.02 | 5.02 | 50.73 | 50.73 | 45.71 | 45.71
Nuc | 0 | 0 | 0 | 1640.29 | 1640.29 | 2663.07
PS | 0 | 0 | 0 | 0 | 0 | 0
PV | 0 | 0 | 0 | 0 | 0 | 0
PeakG | 0 | 0 | 0 | 0 | 0 | 0
PeakO | 0 | 0 | 0 | 0 | 0 | 0
ST | 0 | 0 | 0 | 0 | 0 | 0.91
STOG | 0 | 0 | 0 | 0 | 0 | 0
STWD | 0 | 0 | 0 | 0 | 0 | 0
WT | 238.86 | 238.86 | 4888.34 | 4997.97 | 4759.11 | 5275.35
IGCC | 0 | 0 | 0 | 0 | 0 | 0
DemandResponse | 0 | 0 | 0 | 0 | 0 | 0
IGCC-CCS | 0 | 0 | 0 | 0 | 0 | 0
WT_off | 0 | 0 | 0 | 0 | 0 | 0
PseudoUnit | 0 | 0 | 0 | 0 | 0 | 0
FixedInterchange | 0 | 0 | 0 | 0 | 0 | 0
Levelized Capital Costs by Reporting Type: RMPA
ReportingType | 2015 | 2020 | 2025 | 2030 | 2035 | 2040
BM | 0 | 0 | 0 | 1110.53 | 1240.8 | 1240.8
CC | 0 | 0 | 0 | 0 | 0 | 0
CSP | 0 | 0 | 0 | 0 | 0 | 0
CT | 15.2 | 15.2 | 15.2 | 15.2 | 0 | 0
Coal | 108.63 | 108.63 | 108.63 | 108.63 | 108.63 | 108.63
Geo | 0 | 6.83 | 658.99 | 658.99 | 658.99 | 652.16
H | 0 | 0 | 0 | 0 | 0 | 0
LFG | 0.28 | 0.28 | 0.28 | 5.7 | 5.43 | 5.43
Nuc | 0 | 0 | 0 | 0 | 0 | 404.91
PS | 0 | 0 | 0 | 0 | 0 | 0
PV | 0.37 | 0.37 | 0.37 | 0.37 | 0 | 0
PeakG | 0 | 0 | 0 | 0 | 0 | 0
PeakO | 0 | 0 | 0 | 0 | 0 | 0
ST | 1.07 | 121.85 | 121.85 | 123.5 | 122.43 | 39.26
STOG | 0 | 0 | 0 | 0 | 0 | 0
STWD | 0 | 0 | 0 | 0 | 0 | 0
WT | 172.66 | 934.8 | 934.8 | 1044.53 | 871.87 | 109.74
IGCC | 0 | 0 | 0 | 0 | 0 | 0
DemandResponse | 0 | 0 | 0 | 0 | 0 | 0
IGCC-CCS | 0 | 0 | 0 | 0 | 0 | 0
WT_off | 0 | 0 | 0 | 0 | 0 | 0
PseudoUnit | 0 | 0 | 0 | 0 | 0 | 0
FixedInterchange | 0 | 0 | 0 | 0 | 0 | 0
Levelized Capital Costs by Reporting Type: SP15
ReportingType | 2015 | 2020 | 2025 | 2030 | 2035 | 2040
BM | 2.9 | 2.9 | 2.9 | 238.54 | 277.88 | 277.88
CC | 496.18 | 496.18 | 496.18 | 496.18 | 496.18 | 0
CSP | 0 | 0 | 0 | 0 | 0 | 0
CT | 0 | 0 | 0 | 0 | 0 | 0
Coal | 0 | 0 | 0 | 0 | 0 | 0
Geo | 14.26 | 385.19 | 385.19 | 370.93 | 370.93 | 0
H | 0 | 0 | 0 | 0 | 0 | 0
LFG | 2.09 | 125.04 | 125.04 | 124.8 | 122.95 | 0
Nuc | 0 | 0 | 0 | 10.26 | 10.26 | 2969.72
PS | 0 | 0 | 0 | 0 | 0 | 0
PV | 1.62 | 1.62 | 1.62 | 1.62 | 0 | 0
PeakG | 0 | 0 | 0 | 0 | 0 | 0
PeakO | 0 | 0 | 0 | 0 | 0 | 0
ST | 191.39 | 191.39 | 191.39 | 931.68 | 874.33 | 1177.74
STOG | 0 | 0 | 0 | 0 | 0 | 0
STWD | 0 | 0 | 0 | 0 | 0 | 0
WT | 193.26 | 2451.11 | 3692.96 | 3692.96 | 3499.7 | 1241.85
IGCC | 0 | 0 | 0 | 0 | 0 | 0
DemandResponse | 0 | 0 | 0 | 0 | 0 | 0
IGCC-CCS | 0 | 0 | 0 | 0 | 0 | 0
WT_off | 0 | 0 | 0 | 0 | 0 | 0
PseudoUnit | 0 | 0 | 0 | 0 | 0 | 0
FixedInterchange | 0 | 0 | 0 | 0 | 0 | 0
Levelized Capital Costs by Reporting Type: ALB
ReportingType | 2015 | 2020 | 2025 | 2030 | 2035 | 2040
BM | 0 | 0 | 0 | 0 | 0 | 0
CC | 0 | 13.17 | 13.17 | 13.17 | 13.17 | 13.17
CSP | 0 | 0 | 0 | 0 | 0 | 0
CT | 16.7 | 16.7 | 16.7 | 16.7 | 0 | 0
Coal | 147.62 | 147.62 | 147.62 | 147.62 | 147.62 | 147.62
Geo | 0 | 0 | 0 | 0 | 0 | 0
H | 0 | 0 | 0 | 0 | 0 | 0
LFG | 0 | 0 | 0 | 0 | 0 | 0
Nuc | 0 | 0 | 0 | 4740.83 | 4953.85 | 5115.18
PS | 0 | 0 | 0 | 0 | 0 | 0
PV | 0 | 0 | 0 | 0 | 0 | 0
PeakG | 0 | 0 | 0 | 0 | 0 | 0
PeakO | 0 | 0 | 0 | 0 | 0 | 0
ST | 0 | 0 | 0 | 0 | 0 | 0
STOG | 0 | 0 | 0 | 0 | 0 | 0
STWD | 0 | 0 | 0 | 0 | 0 | 0
WT | 2.54 | 2.54 | 26.38 | 26.38 | 23.83 | 23.83
IGCC | 0 | 0 | 0 | 0 | 0 | 0
DemandResponse | 0 | 0 | 0 | 0 | 0 | 0
IGCC-CCS | 0 | 0 | 0 | 0 | 0 | 0
WT_off | 0 | 0 | 0 | 0 | 0 | 0
PseudoUnit | 0 | 0 | 0 | 0 | 0 | 0
FixedInterchange | 0 | 0 | 0 | 0 | 0 | 0
Levelized Capital Costs by Reporting Type: BC
ReportingType | 2015 | 2020 | 2025 | 2030 | 2035 | 2040
BM | 0 | 0 | 0 | 0 | 0 | 0
CC | 41.31 | 41.31 | 41.31 | 41.31 | 41.31 | 0
CSP | 0 | 0 | 0 | 0 | 0 | 0
CT | 0 | 0 | 0 | 0 | 0 | 0
Coal | 0 | 0 | 0 | 0 | 0 | 0
Geo | 0 | 0 | 0 | 0 | 0 | 0
H | 0 | 0 | 0 | 0 | 0 | 0
LFG | 0 | 0 | 0 | 0 | 0 | 0
Nuc | 0 | 0 | 0 | 200.04 | 200.04 | 682.74
PS | 0 | 0 | 0 | 0 | 0 | 0
PV | 0 | 0 | 0 | 0 | 0 | 0
PeakG | 0 | 0 | 0 | 0 | 0 | 0
PeakO | 0 | 0 | 0 | 0 | 0 | 0
ST | 0 | 0 | 0 | 0 | 0 | 0
STOG | 0 | 0 | 0 | 0 | 0 | 0
STWD | 0 | 0 | 0 | 0 | 0 | 0
WT | 40.68 | 40.68 | 40.68 | 81.54 | 40.86 | 40.86
IGCC | 0 | 0 | 0 | 0 | 0 | 0
DemandResponse | 0 | 0 | 0 | 0 | 0 | 0
IGCC-CCS | 0 | 0 | 0 | 0 | 0 | 0
WT_off | 0 | 0 | 0 | 0 | 0 | 0
PseudoUnit | 0 | 0 | 0 | 0 | 0 | 0
FixedInterchange | 0 | 0 | 0 | 0 | 0 | 0
Levelized Capital Costs by Reporting Type: HQ_IESO
ReportingType | 2015 | 2020 | 2025 | 2030 | 2035 | 2040
BM | 0 | 0 | 0 | 0 | 0 | 0
CC | 0 | 0 | 0 | 0 | 0 | 0
CSP | 0 | 0 | 0 | 0 | 0 | 0
CT | 0 | 0 | 0 | 0 | 0 | 0
Coal | 0 | 0 | 0 | 0 | 0 | 0
Geo | 0 | 0 | 0 | 0 | 0 | 0
H | 0 | 0 | 0 | 0 | 0 | 0
LFG | 0 | 0 | 0 | 0 | 0 | 0
Nuc | 0 | 0 | 0 | 0 | 0 | 0
PS | 0 | 0 | 0 | 0 | 0 | 0
PV | 0 | 0 | 0 | 0 | 0 | 0
PeakG | 0 | 0 | 0 | 0 | 0 | 0
PeakO | 0 | 0 | 0 | 0 | 0 | 0
ST | 0 | 0 | 0 | 0 | 0 | 0
STOG | 0 | 0 | 0 | 0 | 0 | 0
STWD | 0 | 0 | 0 | 0 | 0 | 0
WT | 0 | 0 | 0 | 0 | 0 | 0
IGCC | 0 | 0 | 0 | 0 | 0 | 0
DemandResponse | 0 | 0 | 0 | 0 | 0 | 0
IGCC-CCS | 0 | 0 | 0 | 0 | 0 | 0
WT_off | 0 | 0 | 0 | 0 | 0 | 0
PseudoUnit | 0 | 0 | 0 | 28.98 | 28.98 | 28.98
FixedInterchange | 0 | 0 | 0 | 0 | 0 | 0
Levelized Capital Costs by Reporting Type: HQ_NEISO
ReportingType | 2015 | 2020 | 2025 | 2030 | 2035 | 2040
BM | 0 | 0 | 0 | 0 | 0 | 0
CC | 0 | 0 | 0 | 0 | 0 | 0
CSP | 0 | 0 | 0 | 0 | 0 | 0
CT | 0 | 0 | 0 | 0 | 0 | 0
Coal | 0 | 0 | 0 | 0 | 0 | 0
Geo | 0 | 0 | 0 | 0 | 0 | 0
H | 0 | 0 | 0 | 0 | 0 | 0
LFG | 0 | 0 | 0 | 0 | 0 | 0
Nuc | 0 | 0 | 0 | 0 | 0 | 0
PS | 0 | 0 | 0 | 0 | 0 | 0
PV | 0 | 0 | 0 | 0 | 0 | 0
PeakG | 0 | 0 | 0 | 0 | 0 | 0
PeakO | 0 | 0 | 0 | 0 | 0 | 0
ST | 0 | 0 | 0 | 0 | 0 | 0
STOG | 0 | 0 | 0 | 0 | 0 | 0
STWD | 0 | 0 | 0 | 0 | 0 | 0
WT | 0 | 0 | 0 | 0 | 0 | 0
IGCC | 0 | 0 | 0 | 0 | 0 | 0
DemandResponse | 0 | 0 | 0 | 0 | 0 | 0
IGCC-CCS | 0 | 0 | 0 | 0 | 0 | 0
WT_off | 0 | 0 | 0 | 0 | 0 | 0
PseudoUnit | 0 | 0 | 486.68 | 486.68 | 486.68 | 486.68
FixedInterchange | 0 | 0 | 0 | 0 | 0 | 0
Levelized Capital Costs by Reporting Type: HQ_NY
ReportingType | 2015 | 2020 | 2025 | 2030 | 2035 | 2040
BM | 0 | 0 | 0 | 0 | 0 | 0
CC | 0 | 0 | 0 | 0 | 0 | 0
CSP | 0 | 0 | 0 | 0 | 0 | 0
CT | 0 | 0 | 0 | 0 | 0 | 0
Coal | 0 | 0 | 0 | 0 | 0 | 0
Geo | 0 | 0 | 0 | 0 | 0 | 0
H | 0 | 0 | 0 | 0 | 0 | 0
LFG | 0 | 0 | 0 | 0 | 0 | 0
Nuc | 0 | 0 | 0 | 0 | 0 | 0
PS | 0 | 0 | 0 | 0 | 0 | 0
PV | 0 | 0 | 0 | 0 | 0 | 0
PeakG | 0 | 0 | 0 | 0 | 0 | 0
PeakO | 0 | 0 | 0 | 0 | 0 | 0
ST | 0 | 0 | 0 | 0 | 0 | 0
STOG | 0 | 0 | 0 | 0 | 0 | 0
STWD | 0 | 0 | 0 | 0 | 0 | 0
WT | 0 | 0 | 0 | 0 | 0 | 0
IGCC | 0 | 0 | 0 | 0 | 0 | 0
DemandResponse | 0 | 0 | 0 | 0 | 0 | 0
IGCC-CCS | 0 | 0 | 0 | 0 | 0 | 0
WT_off | 0 | 0 | 0 | 0 | 0 | 0
PseudoUnit | 0 | 867.42 | 867.42 | 867.42 | 867.42 | 867.42
FixedInterchange | 0 | 0 | 0 | 0 | 0 | 0
Levelized Capital Costs by Reporting Type: MARITIMES
ReportingType | 2015 | 2020 | 2025 | 2030 | 2035 | 2040
BM | 0 | 0 | 0 | 0 | 0 | 0
CC | 0 | 0 | 0 | 0 | 0 | 0
CSP | 0 | 0 | 0 | 0 | 0 | 0
CT | 0 | 0 | 0 | 0 | 0 | 0
Coal | 0 | 0 | 0 | 0 | 0 | 0
Geo | 0 | 0 | 0 | 0 | 0 | 0
H | 0 | 0 | 0 | 0 | 0 | 0
LFG | 0 | 0 | 0 | 0 | 0 | 0
Nuc | 0 | 0 | 0 | 0 | 0 | 0
PS | 0 | 0 | 0 | 0 | 0 | 0
PV | 0 | 0 | 0 | 0 | 0 | 0
PeakG | 0 | 0 | 0 | 0 | 0 | 0
PeakO | 0 | 0 | 0 | 0 | 0 | 0
ST | 0 | 0 | 0 | 0 | 0 | 0
STOG | 0 | 0 | 0 | 0 | 0 | 0
STWD | 0 | 0 | 0 | 0 | 0 | 0
WT | 0 | 0 | 0 | 0 | 0 | 0
IGCC | 0 | 0 | 0 | 0 | 0 | 0
DemandResponse | 0 | 0 | 0 | 0 | 0 | 0
IGCC-CCS | 0 | 0 | 0 | 0 | 0 | 0
WT_off | 0 | 0 | 0 | 0 | 0 | 0
PseudoUnit | 0 | 0 | 164.81 | 164.81 | 164.81 | 164.81
FixedInterchange | 0 | 0 | 0 | 0 | 0 | 0
Levelized Capital Costs by Reporting Type: All
ReportingType | 2015 | 2020 | 2025 | 2030 | 2035 | 2040
BM | 541.24 | 599.41 | 768.56 | 8466.65 | 34046.48 | 33971.57
CC | 6862.6 | 10921.29 | 12187.86 | 12195.47 | 12049.99 | 5332.87
CSP | 0 | 0 | 0 | 0 | 0 | 0
CT | 541.57 | 565.29 | 565.29 | 500.45 | 23.72 | 0
Coal | 3114.71 | 3114.71 | 3114.71 | 3114.71 | 3114.71 | 3114.71
Geo | 39.14 | 603.27 | 1735.89 | 1721.64 | 1696.76 | 1132.63
H | 0 | 748.41 | 1734.34 | 2813.8 | 2813.8 | 2912.63
LFG | 42.41 | 449.3 | 881.57 | 1018.55 | 985.8 | 578.91
Nuc | 684.91 | 3259.24 | 11571.2 | 31526.25 | 59374.47 | 88067.7
PS | 0 | 0 | 0 | 0 | 0 | 0
PV | 612.43 | 1405.4 | 1725.46 | 1782.75 | 1174.43 | 1946.04
PeakG | 0 | 0 | 0 | 0 | 0 | 0
PeakO | 0 | 0 | 0 | 0 | 0 | 0
ST | 306.41 | 571.15 | 644.44 | 1357.7 | 1402.25 | 1505.65
STOG | 0 | 0 | 0 | 0 | 0 | 0
STWD | 0 | 0 | 0 | 0 | 0 | 0
WT | 6098.69 | 38369.96 | 57254.18 | 60312.21 | 57051.66 | 26283.3
IGCC | 215.26 | 215.26 | 215.26 | 215.26 | 215.26 | 215.26
DemandResponse | 0 | 0 | 0 | 0 | 0 | 0
IGCC-CCS | 0 | 0 | 0 | 0 | 0 | 0
WT_off | 283.77 | 283.77 | 824.12 | 4392.46 | 20137.15 | 21806.03
PseudoUnit | 0 | 867.42 | 1518.91 | 1547.88 | 1547.88 | 1547.88
FixedInterchange | 0 | 0 | 0 | 0 | 0 | 0
Levelized Capital Costs by Reporting Type: EI_US
ReportingType | 2015 | 2020 | 2025 | 2030 | 2035 | 2040
BM | 324.96 | 383.12 | 552.28 | 6904.2 | 28126.08 | 28051.17
CC | 4632.97 | 8346.9 | 9180.39 | 9188 | 9042.51 | 4555.03
CSP | 0 | 0 | 0 | 0 | 0 | 0
CT | 352.32 | 376.04 | 376.04 | 311.2 | 23.72 | 0
Coal | 2318.08 | 2318.08 | 2318.08 | 2318.08 | 2318.08 | 2318.08
Geo | 0 | 0 | 0 | 0 | 0 | 0
H | 0 | 507.27 | 1000.42 | 1158.59 | 1158.59 | 1158.59
LFG | 29.9 | 273.68 | 501.6 | 633.21 | 612.74 | 368.96
Nuc | 684.91 | 3259.24 | 11571.2 | 19825.4 | 36139.87 | 56116.74
PS | 0 | 0 | 0 | 0 | 0 | 0
PV | 28.13 | 821.1 | 1141.16 | 1198.45 | 1174.43 | 1946.04
PeakG | 0 | 0 | 0 | 0 | 0 | 0
PeakO | 0 | 0 | 0 | 0 | 0 | 0
ST | 0 | 0 | 0 | 0 | 0 | 0
STOG | 0 | 0 | 0 | 0 | 0 | 0
STWD | 0 | 0 | 0 | 0 | 0 | 0
WT | 4589.99 | 26671.9 | 38008.4 | 40093.82 | 38249.65 | 16665.56
IGCC | 215.26 | 215.26 | 215.26 | 215.26 | 215.26 | 215.26
DemandResponse | 0 | 0 | 0 | 0 | 0 | 0
IGCC-CCS | 0 | 0 | 0 | 0 | 0 | 0
WT_off | 283.77 | 283.77 | 824.12 | 4392.46 | 20137.15 | 21806.03
PseudoUnit | 0 | 867.42 | 1518.91 | 1518.91 | 1518.91 | 1518.91
FixedInterchange | 0 | 0 | 0 | 0 | 0 | 0
Levelized Capital Costs by Reporting Type: EI_Canada
ReportingType | 2015 | 2020 | 2025 | 2030 | 2035 | 2040
BM | 144.8 | 144.8 | 144.8 | 144.8 | 144.8 | 144.8
CC | 175.41 | 175.41 | 175.41 | 175.41 | 175.41 | 0
CSP | 0 | 0 | 0 | 0 | 0 | 0
CT | 41.8 | 41.8 | 41.8 | 41.8 | 0 | 0
Coal | 0 | 0 | 0 | 0 | 0 | 0
Geo | 0 | 0 | 0 | 0 | 0 | 0
H | 0 | 241.14 | 733.92 | 1544.78 | 1544.78 | 1643.62
LFG | 5.12 | 5.12 | 5.12 | 5.29 | 0.17 | 0.17
Nuc | 0 | 0 | 0 | 0 | 0 | 0
PS | 0 | 0 | 0 | 0 | 0 | 0
PV | 539.74 | 539.74 | 539.74 | 539.74 | 0 | 0
PeakG | 0 | 0 | 0 | 0 | 0 | 0
PeakO | 0 | 0 | 0 | 0 | 0 | 0
ST | 0 | 0 | 0 | 0 | 0 | 0
STOG | 0 | 0 | 0 | 0 | 0 | 0
STWD | 0 | 0 | 0 | 0 | 0 | 0
WT | 747.62 | 747.62 | 747.62 | 747.62 | 0 | 0
IGCC | 0 | 0 | 0 | 0 | 0 | 0
DemandResponse | 0 | 0 | 0 | 0 | 0 | 0
IGCC-CCS | 0 | 0 | 0 | 0 | 0 | 0
WT_off | 0 | 0 | 0 | 0 | 0 | 0
PseudoUnit | 0 | 0 | 0 | 28.98 | 28.98 | 28.98
FixedInterchange | 0 | 0 | 0 | 0 | 0 | 0
Levelized Capital Costs by Reporting Type: EI
ReportingType | 2015 | 2020 | 2025 | 2030 | 2035 | 2040
BM | 469.76 | 527.93 | 697.08 | 7049 | 28270.88 | 28195.97
CC | 4808.38 | 8522.31 | 9355.8 | 9363.41 | 9217.93 | 4555.03
CSP | 0 | 0 | 0 | 0 | 0 | 0
CT | 394.12 | 417.84 | 417.84 | 353 | 23.72 | 0
Coal | 2318.08 | 2318.08 | 2318.08 | 2318.08 | 2318.08 | 2318.08
Geo | 0 | 0 | 0 | 0 | 0 | 0
H | 0 | 748.41 | 1734.34 | 2703.38 | 2703.38 | 2802.21
LFG | 35.02 | 278.79 | 506.72 | 638.5 | 612.91 | 369.13
Nuc | 684.91 | 3259.24 | 11571.2 | 19825.4 | 36139.87 | 56116.74
PS | 0 | 0 | 0 | 0 | 0 | 0
PV | 567.88 | 1360.84 | 1680.9 | 1738.19 | 1174.43 | 1946.04
PeakG | 0 | 0 | 0 | 0 | 0 | 0
PeakO | 0 | 0 | 0 | 0 | 0 | 0
ST | 0 | 0 | 0 | 0 | 0 | 0
STOG | 0 | 0 | 0 | 0 | 0 | 0
STWD | 0 | 0 | 0 | 0 | 0 | 0
WT | 5337.61 | 27419.53 | 38756.02 | 40841.45 | 38249.65 | 16665.56
IGCC | 215.26 | 215.26 | 215.26 | 215.26 | 215.26 | 215.26
DemandResponse | 0 | 0 | 0 | 0 | 0 | 0
IGCC-CCS | 0 | 0 | 0 | 0 | 0 | 0
WT_off | 283.77 | 283.77 | 824.12 | 4392.46 | 20137.15 | 21806.03
PseudoUnit | 0 | 867.42 | 1518.91 | 1547.88 | 1547.88 | 1547.88
FixedInterchange | 0 | 0 | 0 | 0 | 0 | 0
Levelized Capital Costs by Reporting Type: Outside_EI
ReportingType | 2015 | 2020 | 2025 | 2030 | 2035 | 2040
BM | 71.48 | 71.48 | 71.48 | 1417.65 | 5775.6 | 5775.6
CC | 2054.22 | 2398.98 | 2832.06 | 2832.06 | 2832.06 | 777.84
CSP | 0 | 0 | 0 | 0 | 0 | 0
CT | 147.45 | 147.45 | 147.45 | 147.45 | 0 | 0
Coal | 796.63 | 796.63 | 796.63 | 796.63 | 796.63 | 796.63
Geo | 39.14 | 603.27 | 1735.89 | 1721.64 | 1696.76 | 1132.63
H | 0 | 0 | 0 | 110.42 | 110.42 | 110.42
LFG | 7.39 | 170.51 | 374.85 | 380.05 | 372.89 | 209.77
Nuc | 0 | 0 | 0 | 11700.85 | 23234.6 | 31950.96
PS | 0 | 0 | 0 | 0 | 0 | 0
PV | 44.56 | 44.56 | 44.56 | 44.56 | 0 | 0
PeakG | 0 | 0 | 0 | 0 | 0 | 0
PeakO | 0 | 0 | 0 | 0 | 0 | 0
ST | 306.41 | 571.15 | 644.44 | 1357.7 | 1402.25 | 1505.65
STOG | 0 | 0 | 0 | 0 | 0 | 0
STWD | 0 | 0 | 0 | 0 | 0 | 0
WT | 761.07 | 10950.43 | 18498.15 | 19470.77 | 18802.01 | 9617.74
IGCC | 0 | 0 | 0 | 0 | 0 | 0
DemandResponse | 0 | 0 | 0 | 0 | 0 | 0
IGCC-CCS | 0 | 0 | 0 | 0 | 0 | 0
WT_off | 0 | 0 | 0 | 0 | 0 | 0
PseudoUnit | 0 | 0 | 0 | 0 | 0 | 0
FixedInterchange | 0 | 0 | 0 | 0 | 0 | 0
#13 | Levelized Retrofit Capital Costs ($million)
Levelized Retrofit Capital Costs by Reporting Type: Entergy
ReportingType | 2015 | 2020 | 2025 | 2030 | 2035 | 2040
BM | 0 | 0 | 0 | 0 | 0 | 0
CC | 0 | 0 | 0 | 0 | 0 | 0
CSP | 0 | 0 | 0 | 0 | 0 | 0
CT | 0 | 0 | 0 | 0 | 0 | 0
Coal | 0 | 94.91 | 94.91 | 0 | 0 | 0
Geo | 0 | 0 | 0 | 0 | 0 | 0
H | 0 | 0 | 0 | 0 | 0 | 0
LFG | 0 | 0 | 0 | 0 | 0 | 0
Nuc | 0 | 0 | 0 | 0 | 0 | 0
PS | 0 | 0 | 0 | 0 | 0 | 0
PV | 0 | 0 | 0 | 0 | 0 | 0
PeakG | 0 | 0 | 0 | 0 | 0 | 0
PeakO | 0 | 0 | 0 | 0 | 0 | 0
ST | 0 | 0 | 0 | 0 | 0 | 0
STOG | 0 | 0 | 0 | 0 | 0 | 0
STWD | 0 | 0 | 0 | 0 | 0 | 0
WT | 0 | 0 | 0 | 0 | 0 | 0
IGCC | 0 | 0 | 0 | 0 | 0 | 0
DemandResponse | 0 | 0 | 0 | 0 | 0 | 0
IGCC-CCS | 0 | 0 | 0 | 0 | 0 | 0
WT_off | 0 | 0 | 0 | 0 | 0 | 0
PseudoUnit | 0 | 0 | 0 | 0 | 0 | 0
FixedInterchange | 0 | 0 | 0 | 0 | 0 | 0
Levelized Retrofit Capital Costs by Reporting Type: FRCC
ReportingType | 2015 | 2020 | 2025 | 2030 | 2035 | 2040
BM | 0 | 0 | 0 | 0 | 0 | 0
CC | 0 | 0 | 0 | 0 | 0 | 0
CSP | 0 | 0 | 0 | 0 | 0 | 0
CT | 0 | 0 | 0 | 0 | 0 | 0
Coal | 73.1 | 90.25 | 90.25 | 590.22 | 590.22 | 0
Geo | 0 | 0 | 0 | 0 | 0 | 0
H | 0 | 0 | 0 | 0 | 0 | 0
LFG | 0 | 0 | 0 | 0 | 0 | 0
Nuc | 0 | 0 | 0 | 0 | 0 | 0
PS | 0 | 0 | 0 | 0 | 0 | 0
PV | 0 | 0 | 0 | 0 | 0 | 0
PeakG | 0 | 0 | 0 | 0 | 0 | 0
PeakO | 0 | 0 | 0 | 0 | 0 | 0
ST | 0 | 0 | 0 | 0 | 0 | 0
STOG | 0 | 0 | 0 | 0 | 0 | 0
STWD | 0 | 0 | 0 | 0 | 0 | 0
WT | 0 | 0 | 0 | 0 | 0 | 0
IGCC | 0 | 0 | 0 | 0 | 0 | 0
DemandResponse | 0 | 0 | 0 | 0 | 0 | 0
IGCC-CCS | 0 | 0 | 0 | 0 | 0 | 0
WT_off | 0 | 0 | 0 | 0 | 0 | 0
PseudoUnit | 0 | 0 | 0 | 0 | 0 | 0
FixedInterchange | 0 | 0 | 0 | 0 | 0 | 0
Levelized Retrofit Capital Costs by Reporting Type: MAPP_US
ReportingType | 2015 | 2020 | 2025 | 2030 | 2035 | 2040
BM | 0 | 0 | 0 | 0 | 0 | 0
CC | 0 | 0 | 0 | 0 | 0 | 0
CSP | 0 | 0 | 0 | 0 | 0 | 0
CT | 0 | 0 | 0 | 0 | 0 | 0
Coal | 22.36 | 22.62 | 0.26 | 0 | 0 | 0
Geo | 0 | 0 | 0 | 0 | 0 | 0
H | 0 | 0 | 0 | 0 | 0 | 0
LFG | 0 | 0 | 0 | 0 | 0 | 0
Nuc | 0 | 0 | 0 | 0 | 0 | 0
PS | 0 | 0 | 0 | 0 | 0 | 0
PV | 0 | 0 | 0 | 0 | 0 | 0
PeakG | 0 | 0 | 0 | 0 | 0 | 0
PeakO | 0 | 0 | 0 | 0 | 0 | 0
ST | 0 | 0 | 0 | 0 | 0 | 0
STOG | 0 | 0 | 0 | 0 | 0 | 0
STWD | 0 | 0 | 0 | 0 | 0 | 0
WT | 0 | 0 | 0 | 0 | 0 | 0
IGCC | 0 | 0 | 0 | 0 | 0 | 0
DemandResponse | 0 | 0 | 0 | 0 | 0 | 0
IGCC-CCS | 0 | 0 | 0 | 0 | 0 | 0
WT_off | 0 | 0 | 0 | 0 | 0 | 0
PseudoUnit | 0 | 0 | 0 | 0 | 0 | 0
FixedInterchange | 0 | 0 | 0 | 0 | 0 | 0
Levelized Retrofit Capital Costs by Reporting Type: MISO_IN
ReportingType | 2015 | 2020 | 2025 | 2030 | 2035 | 2040
BM | 0 | 0 | 0 | 0 | 0 | 0
CC | 0 | 0 | 0 | 0 | 0 | 0
CSP | 0 | 0 | 0 | 0 | 0 | 0
CT | 0 | 0 | 0 | 0 | 0 | 0
Coal | 0 | 138.9 | 286.13 | 1164.55 | 1017.32 | 0
Geo | 0 | 0 | 0 | 0 | 0 | 0
H | 0 | 0 | 0 | 0 | 0 | 0
LFG | 0 | 0 | 0 | 0 | 0 | 0
Nuc | 0 | 0 | 0 | 0 | 0 | 0
PS | 0 | 0 | 0 | 0 | 0 | 0
PV | 0 | 0 | 0 | 0 | 0 | 0
PeakG | 0 | 0 | 0 | 0 | 0 | 0
PeakO | 0 | 0 | 0 | 0 | 0 | 0
ST | 0 | 0 | 0 | 0 | 0 | 0
STOG | 0 | 0 | 0 | 0 | 0 | 0
STWD | 0 | 0 | 0 | 0 | 0 | 0
WT | 0 | 0 | 0 | 0 | 0 | 0
IGCC | 0 | 0 | 0 | 0 | 0 | 0
DemandResponse | 0 | 0 | 0 | 0 | 0 | 0
IGCC-CCS | 0 | 0 | 0 | 0 | 0 | 0
WT_off | 0 | 0 | 0 | 0 | 0 | 0
PseudoUnit | 0 | 0 | 0 | 0 | 0 | 0
FixedInterchange | 0 | 0 | 0 | 0 | 0 | 0
Levelized Retrofit Capital Costs by Reporting Type: MISO_MI
ReportingType | 2015 | 2020 | 2025 | 2030 | 2035 | 2040
BM | 0 | 0 | 0 | 0 | 0 | 0
CC | 0 | 0 | 0 | 0 | 0 | 0
CSP | 0 | 0 | 0 | 0 | 0 | 0
CT | 0 | 0 | 0 | 0 | 0 | 0
Coal | 15.14 | 31.02 | 15.88 | 245.66 | 245.66 | 0
Geo | 0 | 0 | 0 | 0 | 0 | 0
H | 0 | 0 | 0 | 0 | 0 | 0
LFG | 0 | 0 | 0 | 0 | 0 | 0
Nuc | 0 | 0 | 0 | 0 | 0 | 0
PS | 0 | 0 | 0 | 0 | 0 | 0
PV | 0 | 0 | 0 | 0 | 0 | 0
PeakG | 0 | 0 | 0 | 0 | 0 | 0
PeakO | 0 | 0 | 0 | 0 | 0 | 0
ST | 0 | 0 | 0 | 0 | 0 | 0
STOG | 0 | 0 | 0 | 0 | 0 | 0
STWD | 0 | 0 | 0 | 0 | 0 | 0
WT | 0 | 0 | 0 | 0 | 0 | 0
IGCC | 0 | 0 | 0 | 0 | 0 | 0
DemandResponse | 0 | 0 | 0 | 0 | 0 | 0
IGCC-CCS | 0 | 0 | 0 | 0 | 0 | 0
WT_off | 0 | 0 | 0 | 0 | 0 | 0
PseudoUnit | 0 | 0 | 0 | 0 | 0 | 0
FixedInterchange | 0 | 0 | 0 | 0 | 0 | 0
Levelized Retrofit Capital Costs by Reporting Type: MISO_MO-IL
ReportingType | 2015 | 2020 | 2025 | 2030 | 2035 | 2040
BM | 0 | 0 | 0 | 0 | 0 | 0
CC | 0 | 0 | 0 | 0 | 0 | 0
CSP | 0 | 0 | 0 | 0 | 0 | 0
CT | 0 | 0 | 0 | 0 | 0 | 0
Coal | 9.29 | 33.58 | 244.2 | 266 | 55.37 | 0
Geo | 0 | 0 | 0 | 0 | 0 | 0
H | 0 | 0 | 0 | 0 | 0 | 0
LFG | 0 | 0 | 0 | 0 | 0 | 0
Nuc | 0 | 0 | 0 | 0 | 0 | 0
PS | 0 | 0 | 0 | 0 | 0 | 0
PV | 0 | 0 | 0 | 0 | 0 | 0
PeakG | 0 | 0 | 0 | 0 | 0 | 0
PeakO | 0 | 0 | 0 | 0 | 0 | 0
ST | 0 | 0 | 0 | 0 | 0 | 0
STOG | 0 | 0 | 0 | 0 | 0 | 0
STWD | 0 | 0 | 0 | 0 | 0 | 0
WT | 0 | 0 | 0 | 0 | 0 | 0
IGCC | 0 | 0 | 0 | 0 | 0 | 0
DemandResponse | 0 | 0 | 0 | 0 | 0 | 0
IGCC-CCS | 0 | 0 | 0 | 0 | 0 | 0
WT_off | 0 | 0 | 0 | 0 | 0 | 0
PseudoUnit | 0 | 0 | 0 | 0 | 0 | 0
FixedInterchange | 0 | 0 | 0 | 0 | 0 | 0
Levelized Retrofit Capital Costs by Reporting Type: MISO_W
ReportingType | 2015 | 2020 | 2025 | 2030 | 2035 | 2040
BM | 0 | 0 | 0 | 0 | 0 | 0
CC | 0 | 0 | 0 | 0 | 0 | 0
CSP | 0 | 0 | 0 | 0 | 0 | 0
CT | 0 | 0 | 0 | 0 | 0 | 0
Coal | 26.68 | 26.14 | 215.12 | 217.76 | 28.78 | 0
Geo | 0 | 0 | 0 | 0 | 0 | 0
H | 0 | 0 | 0 | 0 | 0 | 0
LFG | 0 | 0 | 0 | 0 | 0 | 0
Nuc | 0 | 0 | 0 | 0 | 0 | 0
PS | 0 | 0 | 0 | 0 | 0 | 0
PV | 0 | 0 | 0 | 0 | 0 | 0
PeakG | 0 | 0 | 0 | 0 | 0 | 0
PeakO | 0 | 0 | 0 | 0 | 0 | 0
ST | 0 | 0 | 0 | 0 | 0 | 0
STOG | 0 | 0 | 0 | 0 | 0 | 0
STWD | 0 | 0 | 0 | 0 | 0 | 0
WT | 0 | 0 | 0 | 0 | 0 | 0
IGCC | 0 | 0 | 0 | 0 | 0 | 0
DemandResponse | 0 | 0 | 0 | 0 | 0 | 0
IGCC-CCS | 0 | 0 | 0 | 0 | 0 | 0
WT_off | 0 | 0 | 0 | 0 | 0 | 0
PseudoUnit | 0 | 0 | 0 | 0 | 0 | 0
FixedInterchange | 0 | 0 | 0 | 0 | 0 | 0
Levelized Retrofit Capital Costs by Reporting Type: MISO_WUMS
ReportingType | 2015 | 2020 | 2025 | 2030 | 2035 | 2040
BM | 0 | 0 | 0 | 0 | 0 | 0
CC | 0 | 0 | 0 | 0 | 0 | 0
CSP | 0 | 0 | 0 | 0 | 0 | 0
CT | 0 | 0 | 0 | 0 | 0 | 0
Coal | 197.26 | 196.71 | 140.87 | 165.74 | 71.9 | 23.59
Geo | 0 | 0 | 0 | 0 | 0 | 0
H | 0 | 0 | 0 | 0 | 0 | 0
LFG | 0 | 0 | 0 | 0 | 0 | 0
Nuc | 0 | 0 | 0 | 0 | 0 | 0
PS | 0 | 0 | 0 | 0 | 0 | 0
PV | 0 | 0 | 0 | 0 | 0 | 0
PeakG | 0 | 0 | 0 | 0 | 0 | 0
PeakO | 0 | 0 | 0 | 0 | 0 | 0
ST | 0 | 0 | 0 | 0 | 0 | 0
STOG | 0 | 0 | 0 | 0 | 0 | 0
STWD | 0 | 0 | 0 | 0 | 0 | 0
WT | 0 | 0 | 0 | 0 | 0 | 0
IGCC | 0 | 0 | 0 | 0 | 0 | 0
DemandResponse | 0 | 0 | 0 | 0 | 0 | 0
IGCC-CCS | 0 | 0 | 0 | 0 | 0 | 0
WT_off | 0 | 0 | 0 | 0 | 0 | 0
PseudoUnit | 0 | 0 | 0 | 0 | 0 | 0
FixedInterchange | 0 | 0 | 0 | 0 | 0 | 0
Levelized Retrofit Capital Costs by Reporting Type: Nebraska
ReportingType | 2015 | 2020 | 2025 | 2030 | 2035 | 2040
BM | 0 | 0 | 0 | 0 | 0 | 0
CC | 0 | 0 | 0 | 0 | 0 | 0
CSP | 0 | 0 | 0 | 0 | 0 | 0
CT | 0 | 0 | 0 | 0 | 0 | 0
Coal | 0 | 84.76 | 236.79 | 152.03 | 0 | 0
Geo | 0 | 0 | 0 | 0 | 0 | 0
H | 0 | 0 | 0 | 0 | 0 | 0
LFG | 0 | 0 | 0 | 0 | 0 | 0
Nuc | 0 | 0 | 0 | 0 | 0 | 0
PS | 0 | 0 | 0 | 0 | 0 | 0
PV | 0 | 0 | 0 | 0 | 0 | 0
PeakG | 0 | 0 | 0 | 0 | 0 | 0
PeakO | 0 | 0 | 0 | 0 | 0 | 0
ST | 0 | 0 | 0 | 0 | 0 | 0
STOG | 0 | 0 | 0 | 0 | 0 | 0
STWD | 0 | 0 | 0 | 0 | 0 | 0
WT | 0 | 0 | 0 | 0 | 0 | 0
IGCC | 0 | 0 | 0 | 0 | 0 | 0
DemandResponse | 0 | 0 | 0 | 0 | 0 | 0
IGCC-CCS | 0 | 0 | 0 | 0 | 0 | 0
WT_off | 0 | 0 | 0 | 0 | 0 | 0
PseudoUnit | 0 | 0 | 0 | 0 | 0 | 0
FixedInterchange | 0 | 0 | 0 | 0 | 0 | 0
Levelized Retrofit Capital Costs by Reporting Type: NEISO
ReportingType | 2015 | 2020 | 2025 | 2030 | 2035 | 2040
BM | 0 | 0 | 0 | 0 | 0 | 0
CC | 0 | 0 | 0 | 0 | 0 | 0
CSP | 0 | 0 | 0 | 0 | 0 | 0
CT | 0 | 0 | 0 | 0 | 0 | 0
Coal | 29.15 | 29.15 | 0 | 0 | 0 | 0
Geo | 0 | 0 | 0 | 0 | 0 | 0
H | 0 | 0 | 0 | 0 | 0 | 0
LFG | 0 | 0 | 0 | 0 | 0 | 0
Nuc | 0 | 0 | 0 | 0 | 0 | 0
PS | 0 | 0 | 0 | 0 | 0 | 0
PV | 0 | 0 | 0 | 0 | 0 | 0
PeakG | 0 | 0 | 0 | 0 | 0 | 0
PeakO | 0 | 0 | 0 | 0 | 0 | 0
ST | 0 | 0 | 0 | 0 | 0 | 0
STOG | 0 | 0 | 0 | 0 | 0 | 0
STWD | 0 | 0 | 0 | 0 | 0 | 0
WT | 0 | 0 | 0 | 0 | 0 | 0
IGCC | 0 | 0 | 0 | 0 | 0 | 0
DemandResponse | 0 | 0 | 0 | 0 | 0 | 0
IGCC-CCS | 0 | 0 | 0 | 0 | 0 | 0
WT_off | 0 | 0 | 0 | 0 | 0 | 0
PseudoUnit | 0 | 0 | 0 | 0 | 0 | 0
FixedInterchange | 0 | 0 | 0 | 0 | 0 | 0
Levelized Retrofit Capital Costs by Reporting Type: NonRTO_Midwest
ReportingType | 2015 | 2020 | 2025 | 2030 | 2035 | 2040
BM | 0 | 0 | 0 | 0 | 0 | 0
CC | 0 | 0 | 0 | 0 | 0 | 0
CSP | 0 | 0 | 0 | 0 | 0 | 0
CT | 0 | 0 | 0 | 0 | 0 | 0
Coal | 165.72 | 241.24 | 103.22 | 538.2 | 538.2 | 0
Geo | 0 | 0 | 0 | 0 | 0 | 0
H | 0 | 0 | 0 | 0 | 0 | 0
LFG | 0 | 0 | 0 | 0 | 0 | 0
Nuc | 0 | 0 | 0 | 0 | 0 | 0
PS | 0 | 0 | 0 | 0 | 0 | 0
PV | 0 | 0 | 0 | 0 | 0 | 0
PeakG | 0 | 0 | 0 | 0 | 0 | 0
PeakO | 0 | 0 | 0 | 0 | 0 | 0
ST | 0 | 0 | 0 | 0 | 0 | 0
STOG | 0 | 0 | 0 | 0 | 0 | 0
STWD | 0 | 0 | 0 | 0 | 0 | 0
WT | 0 | 0 | 0 | 0 | 0 | 0
IGCC | 0 | 0 | 0 | 0 | 0 | 0
DemandResponse | 0 | 0 | 0 | 0 | 0 | 0
IGCC-CCS | 0 | 0 | 0 | 0 | 0 | 0
WT_off | 0 | 0 | 0 | 0 | 0 | 0
PseudoUnit | 0 | 0 | 0 | 0 | 0 | 0
FixedInterchange | 0 | 0 | 0 | 0 | 0 | 0
Levelized Retrofit Capital Costs by Reporting Type: NYISO_A-F
ReportingType | 2015 | 2020 | 2025 | 2030 | 2035 | 2040
BM | 0 | 0 | 0 | 0 | 0 | 0
CC | 0 | 0 | 0 | 0 | 0 | 0
CSP | 0 | 0 | 0 | 0 | 0 | 0
CT | 0 | 0 | 0 | 0 | 0 | 0
Coal | 0 | 6.34 | 6.34 | 0 | 0 | 0
Geo | 0 | 0 | 0 | 0 | 0 | 0
H | 0 | 0 | 0 | 0 | 0 | 0
LFG | 0 | 0 | 0 | 0 | 0 | 0
Nuc | 0 | 0 | 0 | 0 | 0 | 0
PS | 0 | 0 | 0 | 0 | 0 | 0
PV | 0 | 0 | 0 | 0 | 0 | 0
PeakG | 0 | 0 | 0 | 0 | 0 | 0
PeakO | 0 | 0 | 0 | 0 | 0 | 0
ST | 0 | 0 | 0 | 0 | 0 | 0
STOG | 0 | 0 | 0 | 0 | 0 | 0
STWD | 0 | 0 | 0 | 0 | 0 | 0
WT | 0 | 0 | 0 | 0 | 0 | 0
IGCC | 0 | 0 | 0 | 0 | 0 | 0
DemandResponse | 0 | 0 | 0 | 0 | 0 | 0
IGCC-CCS | 0 | 0 | 0 | 0 | 0 | 0
WT_off | 0 | 0 | 0 | 0 | 0 | 0
PseudoUnit | 0 | 0 | 0 | 0 | 0 | 0
FixedInterchange | 0 | 0 | 0 | 0 | 0 | 0
Levelized Retrofit Capital Costs by Reporting Type: NYISO_G-I
ReportingType | 2015 | 2020 | 2025 | 2030 | 2035 | 2040
BM | 0 | 0 | 0 | 0 | 0 | 0
CC | 0 | 0 | 0 | 0 | 0 | 0
CSP | 0 | 0 | 0 | 0 | 0 | 0
CT | 0 | 0 | 0 | 0 | 0 | 0
Coal | 0 | 0 | 0 | 0 | 0 | 0
Geo | 0 | 0 | 0 | 0 | 0 | 0
H | 0 | 0 | 0 | 0 | 0 | 0
LFG | 0 | 0 | 0 | 0 | 0 | 0
Nuc | 0 | 0 | 0 | 0 | 0 | 0
PS | 0 | 0 | 0 | 0 | 0 | 0
PV | 0 | 0 | 0 | 0 | 0 | 0
PeakG | 0 | 0 | 0 | 0 | 0 | 0
PeakO | 0 | 0 | 0 | 0 | 0 | 0
ST | 0 | 0 | 0 | 0 | 0 | 0
STOG | 0 | 0 | 0 | 0 | 0 | 0
STWD | 0 | 0 | 0 | 0 | 0 | 0
WT | 0 | 0 | 0 | 0 | 0 | 0
IGCC | 0 | 0 | 0 | 0 | 0 | 0
DemandResponse | 0 | 0 | 0 | 0 | 0 | 0
IGCC-CCS | 0 | 0 | 0 | 0 | 0 | 0
WT_off | 0 | 0 | 0 | 0 | 0 | 0
PseudoUnit | 0 | 0 | 0 | 0 | 0 | 0
FixedInterchange | 0 | 0 | 0 | 0 | 0 | 0
Levelized Retrofit Capital Costs by Reporting Type: NYISO_J-K
ReportingType | 2015 | 2020 | 2025 | 2030 | 2035 | 2040
BM | 0 | 0 | 0 | 0 | 0 | 0
CC | 0 | 0 | 0 | 0 | 0 | 0
CSP | 0 | 0 | 0 | 0 | 0 | 0
CT | 0 | 0 | 0 | 0 | 0 | 0
Coal | 0 | 0 | 0 | 0 | 0 | 0
Geo | 0 | 0 | 0 | 0 | 0 | 0
H | 0 | 0 | 0 | 0 | 0 | 0
LFG | 0 | 0 | 0 | 0 | 0 | 0
Nuc | 0 | 0 | 0 | 0 | 0 | 0
PS | 0 | 0 | 0 | 0 | 0 | 0
PV | 0 | 0 | 0 | 0 | 0 | 0
PeakG | 0 | 0 | 0 | 0 | 0 | 0
PeakO | 0 | 0 | 0 | 0 | 0 | 0
ST | 0 | 0 | 0 | 0 | 0 | 0
STOG | 0 | 0 | 0 | 0 | 0 | 0
STWD | 0 | 0 | 0 | 0 | 0 | 0
WT | 0 | 0 | 0 | 0 | 0 | 0
IGCC | 0 | 0 | 0 | 0 | 0 | 0
DemandResponse | 0 | 0 | 0 | 0 | 0 | 0
IGCC-CCS | 0 | 0 | 0 | 0 | 0 | 0
WT_off | 0 | 0 | 0 | 0 | 0 | 0
PseudoUnit | 0 | 0 | 0 | 0 | 0 | 0
FixedInterchange | 0 | 0 | 0 | 0 | 0 | 0
Levelized Retrofit Capital Costs by Reporting Type: PJM_E
ReportingType | 2015 | 2020 | 2025 | 2030 | 2035 | 2040
BM | 0 | 0 | 0 | 0 | 0 | 0
CC | 0 | 0 | 0 | 0 | 0 | 0
CSP | 0 | 0 | 0 | 0 | 0 | 0
CT | 0 | 0 | 0 | 0 | 0 | 0
Coal | 22.45 | 22.45 | 0 | 35.72 | 54.18 | 18.45
Geo | 0 | 0 | 0 | 0 | 0 | 0
H | 0 | 0 | 0 | 0 | 0 | 0
LFG | 0 | 0 | 0 | 0 | 0 | 0
Nuc | 0 | 0 | 0 | 0 | 0 | 0
PS | 0 | 0 | 0 | 0 | 0 | 0
PV | 0 | 0 | 0 | 0 | 0 | 0
PeakG | 0 | 0 | 0 | 0 | 0 | 0
PeakO | 0 | 0 | 0 | 0 | 0 | 0
ST | 0 | 0 | 0 | 0 | 0 | 0
STOG | 0 | 0 | 0 | 0 | 0 | 0
STWD | 0 | 0 | 0 | 0 | 0 | 0
WT | 0 | 0 | 0 | 0 | 0 | 0
IGCC | 0 | 0 | 0 | 0 | 0 | 0
DemandResponse | 0 | 0 | 0 | 0 | 0 | 0
IGCC-CCS | 0 | 0 | 0 | 0 | 0 | 0
WT_off | 0 | 0 | 0 | 0 | 0 | 0
PseudoUnit | 0 | 0 | 0 | 0 | 0 | 0
FixedInterchange | 0 | 0 | 0 | 0 | 0 | 0
Levelized Retrofit Capital Costs by Reporting Type: PJM_ROM
ReportingType | 2015 | 2020 | 2025 | 2030 | 2035 | 2040
BM | 0 | 0 | 0 | 0 | 0 | 0
CC | 0 | 0 | 0 | 0 | 0 | 0
CSP | 0 | 0 | 0 | 0 | 0 | 0
CT | 0 | 0 | 0 | 0 | 0 | 0
Coal | 14.63 | 75.07 | 75.07 | 547.81 | 547.81 | 0
Geo | 0 | 0 | 0 | 0 | 0 | 0
H | 0 | 0 | 0 | 0 | 0 | 0
LFG | 0 | 0 | 0 | 0 | 0 | 0
Nuc | 0 | 0 | 0 | 0 | 0 | 0
PS | 0 | 0 | 0 | 0 | 0 | 0
PV | 0 | 0 | 0 | 0 | 0 | 0
PeakG | 0 | 0 | 0 | 0 | 0 | 0
PeakO | 0 | 0 | 0 | 0 | 0 | 0
ST | 0 | 0 | 0 | 0 | 0 | 0
STOG | 0 | 0 | 0 | 0 | 0 | 0
STWD | 0 | 0 | 0 | 0 | 0 | 0
WT | 0 | 0 | 0 | 0 | 0 | 0
IGCC | 0 | 0 | 0 | 0 | 0 | 0
DemandResponse | 0 | 0 | 0 | 0 | 0 | 0
IGCC-CCS | 0 | 0 | 0 | 0 | 0 | 0
WT_off | 0 | 0 | 0 | 0 | 0 | 0
PseudoUnit | 0 | 0 | 0 | 0 | 0 | 0
FixedInterchange | 0 | 0 | 0 | 0 | 0 | 0
Levelized Retrofit Capital Costs by Reporting Type: PJM_ROR
ReportingType | 2015 | 2020 | 2025 | 2030 | 2035 | 2040
BM | 0 | 0 | 0 | 0 | 0 | 0
CC | 0 | 0 | 0 | 0 | 0 | 0
CSP | 0 | 0 | 0 | 0 | 0 | 0
CT | 0 | 0 | 0 | 0 | 0 | 0
Coal | 46.99 | 570.16 | 763.85 | 3909.52 | 3723.05 | 7.22
Geo | 0 | 0 | 0 | 0 | 0 | 0
H | 0 | 0 | 0 | 0 | 0 | 0
LFG | 0 | 0 | 0 | 0 | 0 | 0
Nuc | 0 | 0 | 0 | 0 | 0 | 0
PS | 0 | 0 | 0 | 0 | 0 | 0
PV | 0 | 0 | 0 | 0 | 0 | 0
PeakG | 0 | 0 | 0 | 0 | 0 | 0
PeakO | 0 | 0 | 0 | 0 | 0 | 0
ST | 0 | 0 | 0 | 0 | 0 | 0
STOG | 0 | 0 | 0 | 0 | 0 | 0
STWD | 0 | 0 | 0 | 0 | 0 | 0
WT | 0 | 0 | 0 | 0 | 0 | 0
IGCC | 0 | 0 | 0 | 0 | 0 | 0
DemandResponse | 0 | 0 | 0 | 0 | 0 | 0
IGCC-CCS | 0 | 0 | 0 | 0 | 0 | 0
WT_off | 0 | 0 | 0 | 0 | 0 | 0
PseudoUnit | 0 | 0 | 0 | 0 | 0 | 0
FixedInterchange | 0 | 0 | 0 | 0 | 0 | 0
Levelized Retrofit Capital Costs by Reporting Type: SOCO
ReportingType | 2015 | 2020 | 2025 | 2030 | 2035 | 2040
BM | 0 | 0 | 0 | 0 | 0 | 0
CC | 0 | 0 | 0 | 0 | 0 | 0
CSP | 0 | 0 | 0 | 0 | 0 | 0
CT | 0 | 0 | 0 | 0 | 0 | 0
Coal | 400.34 | 524.97 | 823.98 | 1345.8 | 646.45 | 0
Geo | 0 | 0 | 0 | 0 | 0 | 0
H | 0 | 0 | 0 | 0 | 0 | 0
LFG | 0 | 0 | 0 | 0 | 0 | 0
Nuc | 0 | 0 | 0 | 0 | 0 | 0
PS | 0 | 0 | 0 | 0 | 0 | 0
PV | 0 | 0 | 0 | 0 | 0 | 0
PeakG | 0 | 0 | 0 | 0 | 0 | 0
PeakO | 0 | 0 | 0 | 0 | 0 | 0
ST | 0 | 0 | 0 | 0 | 0 | 0
STOG | 0 | 0 | 0 | 0 | 0 | 0
STWD | 0 | 0 | 0 | 0 | 0 | 0
WT | 0 | 0 | 0 | 0 | 0 | 0
IGCC | 0 | 0 | 0 | 0 | 0 | 0
DemandResponse | 0 | 0 | 0 | 0 | 0 | 0
IGCC-CCS | 0 | 0 | 0 | 0 | 0 | 0
WT_off | 0 | 0 | 0 | 0 | 0 | 0
PseudoUnit | 0 | 0 | 0 | 0 | 0 | 0
FixedInterchange | 0 | 0 | 0 | 0 | 0 | 0
Levelized Retrofit Capital Costs by Reporting Type: SPP_N
ReportingType | 2015 | 2020 | 2025 | 2030 | 2035 | 2040
BM | 0 | 0 | 0 | 0 | 0 | 0
CC | 0 | 0 | 0 | 0 | 0 | 0
CSP | 0 | 0 | 0 | 0 | 0 | 0
CT | 0 | 0 | 0 | 0 | 0 | 0
Coal | 0 | 59.9 | 396.99 | 337.86 | 0.77 | 0
Geo | 0 | 0 | 0 | 0 | 0 | 0
H | 0 | 0 | 0 | 0 | 0 | 0
LFG | 0 | 0 | 0 | 0 | 0 | 0
Nuc | 0 | 0 | 0 | 0 | 0 | 0
PS | 0 | 0 | 0 | 0 | 0 | 0
PV | 0 | 0 | 0 | 0 | 0 | 0
PeakG | 0 | 0 | 0 | 0 | 0 | 0
PeakO | 0 | 0 | 0 | 0 | 0 | 0
ST | 0 | 0 | 0 | 0 | 0 | 0
STOG | 0 | 0 | 0 | 0 | 0 | 0
STWD | 0 | 0 | 0 | 0 | 0 | 0
WT | 0 | 0 | 0 | 0 | 0 | 0
IGCC | 0 | 0 | 0 | 0 | 0 | 0
DemandResponse | 0 | 0 | 0 | 0 | 0 | 0
IGCC-CCS | 0 | 0 | 0 | 0 | 0 | 0
WT_off | 0 | 0 | 0 | 0 | 0 | 0
PseudoUnit | 0 | 0 | 0 | 0 | 0 | 0
FixedInterchange | 0 | 0 | 0 | 0 | 0 | 0
Levelized Retrofit Capital Costs by Reporting Type: SPP_S
ReportingType | 2015 | 2020 | 2025 | 2030 | 2035 | 2040
BM | 0 | 0 | 0 | 0 | 0 | 0
CC | 0 | 0 | 0 | 0 | 0 | 0
CSP | 0 | 0 | 0 | 0 | 0 | 0
CT | 0 | 0 | 0 | 0 | 0 | 0
Coal | 0 | 108.37 | 108.37 | 0 | 0 | 0
Geo | 0 | 0 | 0 | 0 | 0 | 0
H | 0 | 0 | 0 | 0 | 0 | 0
LFG | 0 | 0 | 0 | 0 | 0 | 0
Nuc | 0 | 0 | 0 | 0 | 0 | 0
PS | 0 | 0 | 0 | 0 | 0 | 0
PV | 0 | 0 | 0 | 0 | 0 | 0
PeakG | 0 | 0 | 0 | 0 | 0 | 0
PeakO | 0 | 0 | 0 | 0 | 0 | 0
ST | 0 | 0 | 0 | 0 | 0 | 0
STOG | 0 | 0 | 0 | 0 | 0 | 0
STWD | 0 | 0 | 0 | 0 | 0 | 0
WT | 0 | 0 | 0 | 0 | 0 | 0
IGCC | 0 | 0 | 0 | 0 | 0 | 0
DemandResponse | 0 | 0 | 0 | 0 | 0 | 0
IGCC-CCS | 0 | 0 | 0 | 0 | 0 | 0
WT_off | 0 | 0 | 0 | 0 | 0 | 0
PseudoUnit | 0 | 0 | 0 | 0 | 0 | 0
FixedInterchange | 0 | 0 | 0 | 0 | 0 | 0
Levelized Retrofit Capital Costs by Reporting Type: TVA
ReportingType | 2015 | 2020 | 2025 | 2030 | 2035 | 2040
BM | 0 | 0 | 0 | 0 | 0 | 0
CC | 0 | 0 | 0 | 0 | 0 | 0
CSP | 0 | 0 | 0 | 0 | 0 | 0
CT | 0 | 0 | 0 | 0 | 0 | 0
Coal | 0 | 90.22 | 90.22 | 173.44 | 173.44 | 0
Geo | 0 | 0 | 0 | 0 | 0 | 0
H | 0 | 0 | 0 | 0 | 0 | 0
LFG | 0 | 0 | 0 | 0 | 0 | 0
Nuc | 0 | 0 | 0 | 0 | 0 | 0
PS | 0 | 0 | 0 | 0 | 0 | 0
PV | 0 | 0 | 0 | 0 | 0 | 0
PeakG | 0 | 0 | 0 | 0 | 0 | 0
PeakO | 0 | 0 | 0 | 0 | 0 | 0
ST | 0 | 0 | 0 | 0 | 0 | 0
STOG | 0 | 0 | 0 | 0 | 0 | 0
STWD | 0 | 0 | 0 | 0 | 0 | 0
WT | 0 | 0 | 0 | 0 | 0 | 0
IGCC | 0 | 0 | 0 | 0 | 0 | 0
DemandResponse | 0 | 0 | 0 | 0 | 0 | 0
IGCC-CCS | 0 | 0 | 0 | 0 | 0 | 0
WT_off | 0 | 0 | 0 | 0 | 0 | 0
PseudoUnit | 0 | 0 | 0 | 0 | 0 | 0
FixedInterchange | 0 | 0 | 0 | 0 | 0 | 0
Levelized Retrofit Capital Costs by Reporting Type: TVA_Transmission
ReportingType | 2015 | 2020 | 2025 | 2030 | 2035 | 2040
BM | 0 | 0 | 0 | 0 | 0 | 0
CC | 0 | 0 | 0 | 0 | 0 | 0
CSP | 0 | 0 | 0 | 0 | 0 | 0
CT | 0 | 0 | 0 | 0 | 0 | 0
Coal | 0 | 0 | 0 | 0 | 0 | 0
Geo | 0 | 0 | 0 | 0 | 0 | 0
H | 0 | 0 | 0 | 0 | 0 | 0
LFG | 0 | 0 | 0 | 0 | 0 | 0
Nuc | 0 | 0 | 0 | 0 | 0 | 0
PS | 0 | 0 | 0 | 0 | 0 | 0
PV | 0 | 0 | 0 | 0 | 0 | 0
PeakG | 0 | 0 | 0 | 0 | 0 | 0
PeakO | 0 | 0 | 0 | 0 | 0 | 0
ST | 0 | 0 | 0 | 0 | 0 | 0
STOG | 0 | 0 | 0 | 0 | 0 | 0
STWD | 0 | 0 | 0 | 0 | 0 | 0
WT | 0 | 0 | 0 | 0 | 0 | 0
IGCC | 0 | 0 | 0 | 0 | 0 | 0
DemandResponse | 0 | 0 | 0 | 0 | 0 | 0
IGCC-CCS | 0 | 0 | 0 | 0 | 0 | 0
WT_off | 0 | 0 | 0 | 0 | 0 | 0
PseudoUnit | 0 | 0 | 0 | 0 | 0 | 0
FixedInterchange | 0 | 0 | 0 | 0 | 0 | 0
Levelized Retrofit Capital Costs by Reporting Type: VACAR
ReportingType | 2015 | 2020 | 2025 | 2030 | 2035 | 2040
BM | 0 | 0 | 0 | 0 | 0 | 0
CC | 0 | 0 | 0 | 0 | 0 | 0
CSP | 0 | 0 | 0 | 0 | 0 | 0
CT | 0 | 0 | 0 | 0 | 0 | 0
Coal | 0 | 126.29 | 336.48 | 240.94 | 30.74 | 0
Geo | 0 | 0 | 0 | 0 | 0 | 0
H | 0 | 0 | 0 | 0 | 0 | 0
LFG | 0 | 0 | 0 | 0 | 0 | 0
Nuc | 0 | 0 | 0 | 0 | 0 | 0
PS | 0 | 0 | 0 | 0 | 0 | 0
PV | 0 | 0 | 0 | 0 | 0 | 0
PeakG | 0 | 0 | 0 | 0 | 0 | 0
PeakO | 0 | 0 | 0 | 0 | 0 | 0
ST | 0 | 0 | 0 | 0 | 0 | 0
STOG | 0 | 0 | 0 | 0 | 0 | 0
STWD | 0 | 0 | 0 | 0 | 0 | 0
WT | 0 | 0 | 0 | 0 | 0 | 0
IGCC | 0 | 0 | 0 | 0 | 0 | 0
DemandResponse | 0 | 0 | 0 | 0 | 0 | 0
IGCC-CCS | 0 | 0 | 0 | 0 | 0 | 0
WT_off | 0 | 0 | 0 | 0 | 0 | 0
PseudoUnit | 0 | 0 | 0 | 0 | 0 | 0
FixedInterchange | 0 | 0 | 0 | 0 | 0 | 0
Levelized Retrofit Capital Costs by Reporting Type: IESO
ReportingType | 2015 | 2020 | 2025 | 2030 | 2035 | 2040
BM | 0 | 0 | 0 | 0 | 0 | 0
CC | 0 | 0 | 0 | 0 | 0 | 0
CSP | 0 | 0 | 0 | 0 | 0 | 0
CT | 0 | 0 | 0 | 0 | 0 | 0
Coal | 0 | 0 | 0 | 0 | 0 | 0
Geo | 0 | 0 | 0 | 0 | 0 | 0
H | 0 | 0 | 0 | 0 | 0 | 0
LFG | 0 | 0 | 0 | 0 | 0 | 0
Nuc | 0 | 0 | 0 | 0 | 0 | 0
PS | 0 | 0 | 0 | 0 | 0 | 0
PV | 0 | 0 | 0 | 0 | 0 | 0
PeakG | 0 | 0 | 0 | 0 | 0 | 0
PeakO | 0 | 0 | 0 | 0 | 0 | 0
ST | 0 | 0 | 0 | 0 | 0 | 0
STOG | 0 | 0 | 0 | 0 | 0 | 0
STWD | 0 | 0 | 0 | 0 | 0 | 0
WT | 0 | 0 | 0 | 0 | 0 | 0
IGCC | 0 | 0 | 0 | 0 | 0 | 0
DemandResponse | 0 | 0 | 0 | 0 | 0 | 0
IGCC-CCS | 0 | 0 | 0 | 0 | 0 | 0
WT_off | 0 | 0 | 0 | 0 | 0 | 0
PseudoUnit | 0 | 0 | 0 | 0 | 0 | 0
FixedInterchange | 0 | 0 | 0 | 0 | 0 | 0
Levelized Retrofit Capital Costs by Reporting Type: MAPP_CA
ReportingType | 2015 | 2020 | 2025 | 2030 | 2035 | 2040
BM | 0 | 0 | 0 | 0 | 0 | 0
CC | 0 | 0 | 0 | 0 | 0 | 0
CSP | 0 | 0 | 0 | 0 | 0 | 0
CT | 0 | 0 | 0 | 0 | 0 | 0
Coal | 0 | 0 | 0 | 0 | 0 | 0
Geo | 0 | 0 | 0 | 0 | 0 | 0
H | 0 | 0 | 0 | 0 | 0 | 0
LFG | 0 | 0 | 0 | 0 | 0 | 0
Nuc | 0 | 0 | 0 | 0 | 0 | 0
PS | 0 | 0 | 0 | 0 | 0 | 0
PV | 0 | 0 | 0 | 0 | 0 | 0
PeakG | 0 | 0 | 0 | 0 | 0 | 0
PeakO | 0 | 0 | 0 | 0 | 0 | 0
ST | 0 | 0 | 0 | 0 | 0 | 0
STOG | 0 | 0 | 0 | 0 | 0 | 0
STWD | 0 | 0 | 0 | 0 | 0 | 0
WT | 0 | 0 | 0 | 0 | 0 | 0
IGCC | 0 | 0 | 0 | 0 | 0 | 0
DemandResponse | 0 | 0 | 0 | 0 | 0 | 0
IGCC-CCS | 0 | 0 | 0 | 0 | 0 | 0
WT_off | 0 | 0 | 0 | 0 | 0 | 0
PseudoUnit | 0 | 0 | 0 | 0 | 0 | 0
FixedInterchange | 0 | 0 | 0 | 0 | 0 | 0
Levelized Retrofit Capital Costs by Reporting Type: AZ_NM_SNV_Coal
ReportingType | 2015 | 2020 | 2025 | 2030 | 2035 | 2040
BM | 0 | 0 | 0 | 0 | 0 | 0
CC | 0 | 0 | 0 | 0 | 0 | 0
CSP | 0 | 0 | 0 | 0 | 0 | 0
CT | 0 | 0 | 0 | 0 | 0 | 0
Coal | 49.67 | 122 | 89.07 | 182.29 | 182.29 | 0
Geo | 0 | 0 | 0 | 0 | 0 | 0
H | 0 | 0 | 0 | 0 | 0 | 0
LFG | 0 | 0 | 0 | 0 | 0 | 0
Nuc | 0 | 0 | 0 | 0 | 0 | 0
PS | 0 | 0 | 0 | 0 | 0 | 0
PV | 0 | 0 | 0 | 0 | 0 | 0
PeakG | 0 | 0 | 0 | 0 | 0 | 0
PeakO | 0 | 0 | 0 | 0 | 0 | 0
ST | 0 | 0 | 0 | 0 | 0 | 0
STOG | 0 | 0 | 0 | 0 | 0 | 0
STWD | 0 | 0 | 0 | 0 | 0 | 0
WT | 0 | 0 | 0 | 0 | 0 | 0
IGCC | 0 | 0 | 0 | 0 | 0 | 0
DemandResponse | 0 | 0 | 0 | 0 | 0 | 0
IGCC-CCS | 0 | 0 | 0 | 0 | 0 | 0
WT_off | 0 | 0 | 0 | 0 | 0 | 0
PseudoUnit | 0 | 0 | 0 | 0 | 0 | 0
FixedInterchange | 0 | 0 | 0 | 0 | 0 | 0
Levelized Retrofit Capital Costs by Reporting Type: AZ_NM_SNV_Gas
ReportingType | 2015 | 2020 | 2025 | 2030 | 2035 | 2040
BM | 0 | 0 | 0 | 0 | 0 | 0
CC | 0 | 0 | 0 | 0 | 0 | 0
CSP | 0 | 0 | 0 | 0 | 0 | 0
CT | 0 | 0 | 0 | 0 | 0 | 0
Coal | 0 | 0 | 0 | 0 | 0 | 0
Geo | 0 | 0 | 0 | 0 | 0 | 0
H | 0 | 0 | 0 | 0 | 0 | 0
LFG | 0 | 0 | 0 | 0 | 0 | 0
Nuc | 0 | 0 | 0 | 0 | 0 | 0
PS | 0 | 0 | 0 | 0 | 0 | 0
PV | 0 | 0 | 0 | 0 | 0 | 0
PeakG | 0 | 0 | 0 | 0 | 0 | 0
PeakO | 0 | 0 | 0 | 0 | 0 | 0
ST | 0 | 0 | 0 | 0 | 0 | 0
STOG | 0 | 0 | 0 | 0 | 0 | 0
STWD | 0 | 0 | 0 | 0 | 0 | 0
WT | 0 | 0 | 0 | 0 | 0 | 0
IGCC | 0 | 0 | 0 | 0 | 0 | 0
DemandResponse | 0 | 0 | 0 | 0 | 0 | 0
IGCC-CCS | 0 | 0 | 0 | 0 | 0 | 0
WT_off | 0 | 0 | 0 | 0 | 0 | 0
PseudoUnit | 0 | 0 | 0 | 0 | 0 | 0
FixedInterchange | 0 | 0 | 0 | 0 | 0 | 0
Levelized Retrofit Capital Costs by Reporting Type: AZ_NM_SNV_NucRenew
ReportingType | 2015 | 2020 | 2025 | 2030 | 2035 | 2040
BM | 0 | 0 | 0 | 0 | 0 | 0
CC | 0 | 0 | 0 | 0 | 0 | 0
CSP | 0 | 0 | 0 | 0 | 0 | 0
CT | 0 | 0 | 0 | 0 | 0 | 0
Coal | 0 | 0 | 0 | 0 | 0 | 0
Geo | 0 | 0 | 0 | 0 | 0 | 0
H | 0 | 0 | 0 | 0 | 0 | 0
LFG | 0 | 0 | 0 | 0 | 0 | 0
Nuc | 0 | 0 | 0 | 0 | 0 | 0
PS | 0 | 0 | 0 | 0 | 0 | 0
PV | 0 | 0 | 0 | 0 | 0 | 0
PeakG | 0 | 0 | 0 | 0 | 0 | 0
PeakO | 0 | 0 | 0 | 0 | 0 | 0
ST | 0 | 0 | 0 | 0 | 0 | 0
STOG | 0 | 0 | 0 | 0 | 0 | 0
STWD | 0 | 0 | 0 | 0 | 0 | 0
WT | 0 | 0 | 0 | 0 | 0 | 0
IGCC | 0 | 0 | 0 | 0 | 0 | 0
DemandResponse | 0 | 0 | 0 | 0 | 0 | 0
IGCC-CCS | 0 | 0 | 0 | 0 | 0 | 0
WT_off | 0 | 0 | 0 | 0 | 0 | 0
PseudoUnit | 0 | 0 | 0 | 0 | 0 | 0
FixedInterchange | 0 | 0 | 0 | 0 | 0 | 0
Levelized Retrofit Capital Costs by Reporting Type: ERCOT
ReportingType | 2015 | 2020 | 2025 | 2030 | 2035 | 2040
BM | 0 | 0 | 0 | 0 | 0 | 0
CC | 0 | 0 | 0 | 0 | 0 | 0
CSP | 0 | 0 | 0 | 0 | 0 | 0
CT | 0 | 0 | 0 | 0 | 0 | 0
Coal | 82.51 | 116.31 | 576.46 | 502.73 | 42.58 | 0
Geo | 0 | 0 | 0 | 0 | 0 | 0
H | 0 | 0 | 0 | 0 | 0 | 0
LFG | 0 | 0 | 0 | 0 | 0 | 0
Nuc | 0 | 0 | 0 | 0 | 0 | 0
PS | 0 | 0 | 0 | 0 | 0 | 0
PV | 0 | 0 | 0 | 0 | 0 | 0
PeakG | 0 | 0 | 0 | 0 | 0 | 0
PeakO | 0 | 0 | 0 | 0 | 0 | 0
ST | 0 | 0 | 0 | 0 | 0 | 0
STOG | 0 | 0 | 0 | 0 | 0 | 0
STWD | 0 | 0 | 0 | 0 | 0 | 0
WT | 0 | 0 | 0 | 0 | 0 | 0
IGCC | 0 | 0 | 0 | 0 | 0 | 0
DemandResponse | 0 | 0 | 0 | 0 | 0 | 0
IGCC-CCS | 0 | 0 | 0 | 0 | 0 | 0
WT_off | 0 | 0 | 0 | 0 | 0 | 0
PseudoUnit | 0 | 0 | 0 | 0 | 0 | 0
FixedInterchange | 0 | 0 | 0 | 0 | 0 | 0
Levelized Retrofit Capital Costs by Reporting Type: NP15
ReportingType | 2015 | 2020 | 2025 | 2030 | 2035 | 2040
BM | 0 | 0 | 0 | 0 | 0 | 0
CC | 0 | 0 | 0 | 0 | 0 | 0
CSP | 0 | 0 | 0 | 0 | 0 | 0
CT | 0 | 0 | 0 | 0 | 0 | 0
Coal | 0 | 1.66 | 1.66 | 0 | 0 | 0
Geo | 0 | 0 | 0 | 0 | 0 | 0
H | 0 | 0 | 0 | 0 | 0 | 0
LFG | 0 | 0 | 0 | 0 | 0 | 0
Nuc | 0 | 0 | 0 | 0 | 0 | 0
PS | 0 | 0 | 0 | 0 | 0 | 0
PV | 0 | 0 | 0 | 0 | 0 | 0
PeakG | 0 | 0 | 0 | 0 | 0 | 0
PeakO | 0 | 0 | 0 | 0 | 0 | 0
ST | 0 | 0 | 0 | 0 | 0 | 0
STOG | 0 | 0 | 0 | 0 | 0 | 0
STWD | 0 | 0 | 0 | 0 | 0 | 0
WT | 0 | 0 | 0 | 0 | 0 | 0
IGCC | 0 | 0 | 0 | 0 | 0 | 0
DemandResponse | 0 | 0 | 0 | 0 | 0 | 0
IGCC-CCS | 0 | 0 | 0 | 0 | 0 | 0
WT_off | 0 | 0 | 0 | 0 | 0 | 0
PseudoUnit | 0 | 0 | 0 | 0 | 0 | 0
FixedInterchange | 0 | 0 | 0 | 0 | 0 | 0
Levelized Retrofit Capital Costs by Reporting Type: NWPP_Coal
ReportingType | 2015 | 2020 | 2025 | 2030 | 2035 | 2040
BM | 0 | 0 | 0 | 0 | 0 | 0
CC | 0 | 0 | 0 | 0 | 0 | 0
CSP | 0 | 0 | 0 | 0 | 0 | 0
CT | 0 | 0 | 0 | 0 | 0 | 0
Coal | 0 | 160.87 | 231.77 | 70.9 | 0 | 0
Geo | 0 | 0 | 0 | 0 | 0 | 0
H | 0 | 0 | 0 | 0 | 0 | 0
LFG | 0 | 0 | 0 | 0 | 0 | 0
Nuc | 0 | 0 | 0 | 0 | 0 | 0
PS | 0 | 0 | 0 | 0 | 0 | 0
PV | 0 | 0 | 0 | 0 | 0 | 0
PeakG | 0 | 0 | 0 | 0 | 0 | 0
PeakO | 0 | 0 | 0 | 0 | 0 | 0
ST | 0 | 0 | 0 | 0 | 0 | 0
STOG | 0 | 0 | 0 | 0 | 0 | 0
STWD | 0 | 0 | 0 | 0 | 0 | 0
WT | 0 | 0 | 0 | 0 | 0 | 0
IGCC | 0 | 0 | 0 | 0 | 0 | 0
DemandResponse | 0 | 0 | 0 | 0 | 0 | 0
IGCC-CCS | 0 | 0 | 0 | 0 | 0 | 0
WT_off | 0 | 0 | 0 | 0 | 0 | 0
PseudoUnit | 0 | 0 | 0 | 0 | 0 | 0
FixedInterchange | 0 | 0 | 0 | 0 | 0 | 0
Levelized Retrofit Capital Costs by Reporting Type: NWPP_Gas
ReportingType | 2015 | 2020 | 2025 | 2030 | 2035 | 2040
BM | 0 | 0 | 0 | 0 | 0 | 0
CC | 0 | 0 | 0 | 0 | 0 | 0
CSP | 0 | 0 | 0 | 0 | 0 | 0
CT | 0 | 0 | 0 | 0 | 0 | 0
Coal | 0 | 0 | 0 | 0 | 0 | 0
Geo | 0 | 0 | 0 | 0 | 0 | 0
H | 0 | 0 | 0 | 0 | 0 | 0
LFG | 0 | 0 | 0 | 0 | 0 | 0
Nuc | 0 | 0 | 0 | 0 | 0 | 0
PS | 0 | 0 | 0 | 0 | 0 | 0
PV | 0 | 0 | 0 | 0 | 0 | 0
PeakG | 0 | 0 | 0 | 0 | 0 | 0
PeakO | 0 | 0 | 0 | 0 | 0 | 0
ST | 0 | 0 | 0 | 0 | 0 | 0
STOG | 0 | 0 | 0 | 0 | 0 | 0
STWD | 0 | 0 | 0 | 0 | 0 | 0
WT | 0 | 0 | 0 | 0 | 0 | 0
IGCC | 0 | 0 | 0 | 0 | 0 | 0
DemandResponse | 0 | 0 | 0 | 0 | 0 | 0
IGCC-CCS | 0 | 0 | 0 | 0 | 0 | 0
WT_off | 0 | 0 | 0 | 0 | 0 | 0
PseudoUnit | 0 | 0 | 0 | 0 | 0 | 0
FixedInterchange | 0 | 0 | 0 | 0 | 0 | 0
Levelized Retrofit Capital Costs by Reporting Type: NWPP_NucRenew
ReportingType | 2015 | 2020 | 2025 | 2030 | 2035 | 2040
BM | 0 | 0 | 0 | 0 | 0 | 0
CC | 0 | 0 | 0 | 0 | 0 | 0
CSP | 0 | 0 | 0 | 0 | 0 | 0
CT | 0 | 0 | 0 | 0 | 0 | 0
Coal | 0 | 0 | 0 | 0 | 0 | 0
Geo | 0 | 0 | 0 | 0 | 0 | 0
H | 0 | 0 | 0 | 0 | 0 | 0
LFG | 0 | 0 | 0 | 0 | 0 | 0
Nuc | 0 | 0 | 0 | 0 | 0 | 0
PS | 0 | 0 | 0 | 0 | 0 | 0
PV | 0 | 0 | 0 | 0 | 0 | 0
PeakG | 0 | 0 | 0 | 0 | 0 | 0
PeakO | 0 | 0 | 0 | 0 | 0 | 0
ST | 0 | 0 | 0 | 0 | 0 | 0
STOG | 0 | 0 | 0 | 0 | 0 | 0
STWD | 0 | 0 | 0 | 0 | 0 | 0
WT | 0 | 0 | 0 | 0 | 0 | 0
IGCC | 0 | 0 | 0 | 0 | 0 | 0
DemandResponse | 0 | 0 | 0 | 0 | 0 | 0
IGCC-CCS | 0 | 0 | 0 | 0 | 0 | 0
WT_off | 0 | 0 | 0 | 0 | 0 | 0
PseudoUnit | 0 | 0 | 0 | 0 | 0 | 0
FixedInterchange | 0 | 0 | 0 | 0 | 0 | 0
Levelized Retrofit Capital Costs by Reporting Type: RMPA
ReportingType | 2015 | 2020 | 2025 | 2030 | 2035 | 2040
BM | 0 | 0 | 0 | 0 | 0 | 0
CC | 0 | 0 | 0 | 0 | 0 | 0
CSP | 0 | 0 | 0 | 0 | 0 | 0
CT | 0 | 0 | 0 | 0 | 0 | 0
Coal | 29.1 | 54.56 | 297.55 | 243 | 0 | 0
Geo | 0 | 0 | 0 | 0 | 0 | 0
H | 0 | 0 | 0 | 0 | 0 | 0
LFG | 0 | 0 | 0 | 0 | 0 | 0
Nuc | 0 | 0 | 0 | 0 | 0 | 0
PS | 0 | 0 | 0 | 0 | 0 | 0
PV | 0 | 0 | 0 | 0 | 0 | 0
PeakG | 0 | 0 | 0 | 0 | 0 | 0
PeakO | 0 | 0 | 0 | 0 | 0 | 0
ST | 0 | 0 | 0 | 0 | 0 | 0
STOG | 0 | 0 | 0 | 0 | 0 | 0
STWD | 0 | 0 | 0 | 0 | 0 | 0
WT | 0 | 0 | 0 | 0 | 0 | 0
IGCC | 0 | 0 | 0 | 0 | 0 | 0
DemandResponse | 0 | 0 | 0 | 0 | 0 | 0
IGCC-CCS | 0 | 0 | 0 | 0 | 0 | 0
WT_off | 0 | 0 | 0 | 0 | 0 | 0
PseudoUnit | 0 | 0 | 0 | 0 | 0 | 0
FixedInterchange | 0 | 0 | 0 | 0 | 0 | 0
Levelized Retrofit Capital Costs by Reporting Type: SP15
ReportingType | 2015 | 2020 | 2025 | 2030 | 2035 | 2040
BM | 0 | 0 | 0 | 0 | 0 | 0
CC | 0 | 0 | 0 | 0 | 0 | 0
CSP | 0 | 0 | 0 | 0 | 0 | 0
CT | 0 | 0 | 0 | 0 | 0 | 0
Coal | 0 | 2.92 | 2.92 | 0 | 0 | 0
Geo | 0 | 0 | 0 | 0 | 0 | 0
H | 0 | 0 | 0 | 0 | 0 | 0
LFG | 0 | 0 | 0 | 0 | 0 | 0
Nuc | 0 | 0 | 0 | 0 | 0 | 0
PS | 0 | 0 | 0 | 0 | 0 | 0
PV | 0 | 0 | 0 | 0 | 0 | 0
PeakG | 0 | 0 | 0 | 0 | 0 | 0
PeakO | 0 | 0 | 0 | 0 | 0 | 0
ST | 0 | 0 | 0 | 0 | 0 | 0
STOG | 0 | 0 | 0 | 0 | 0 | 0
STWD | 0 | 0 | 0 | 0 | 0 | 0
WT | 0 | 0 | 0 | 0 | 0 | 0
IGCC | 0 | 0 | 0 | 0 | 0 | 0
DemandResponse | 0 | 0 | 0 | 0 | 0 | 0
IGCC-CCS | 0 | 0 | 0 | 0 | 0 | 0
WT_off | 0 | 0 | 0 | 0 | 0 | 0
PseudoUnit | 0 | 0 | 0 | 0 | 0 | 0
FixedInterchange | 0 | 0 | 0 | 0 | 0 | 0
Levelized Retrofit Capital Costs by Reporting Type: ALB
ReportingType | 2015 | 2020 | 2025 | 2030 | 2035 | 2040
BM | 0 | 0 | 0 | 0 | 0 | 0
CC | 0 | 0 | 0 | 0 | 0 | 0
CSP | 0 | 0 | 0 | 0 | 0 | 0
CT | 0 | 0 | 0 | 0 | 0 | 0
Coal | 0 | 0 | 0 | 0 | 0 | 0
Geo | 0 | 0 | 0 | 0 | 0 | 0
H | 0 | 0 | 0 | 0 | 0 | 0
LFG | 0 | 0 | 0 | 0 | 0 | 0
Nuc | 0 | 0 | 0 | 0 | 0 | 0
PS | 0 | 0 | 0 | 0 | 0 | 0
PV | 0 | 0 | 0 | 0 | 0 | 0
PeakG | 0 | 0 | 0 | 0 | 0 | 0
PeakO | 0 | 0 | 0 | 0 | 0 | 0
ST | 0 | 0 | 0 | 0 | 0 | 0
STOG | 0 | 0 | 0 | 0 | 0 | 0
STWD | 0 | 0 | 0 | 0 | 0 | 0
WT | 0 | 0 | 0 | 0 | 0 | 0
IGCC | 0 | 0 | 0 | 0 | 0 | 0
DemandResponse | 0 | 0 | 0 | 0 | 0 | 0
IGCC-CCS | 0 | 0 | 0 | 0 | 0 | 0
WT_off | 0 | 0 | 0 | 0 | 0 | 0
PseudoUnit | 0 | 0 | 0 | 0 | 0 | 0
FixedInterchange | 0 | 0 | 0 | 0 | 0 | 0
Levelized Retrofit Capital Costs by Reporting Type: BC
ReportingType | 2015 | 2020 | 2025 | 2030 | 2035 | 2040
BM | 0 | 0 | 0 | 0 | 0 | 0
CC | 0 | 0 | 0 | 0 | 0 | 0
CSP | 0 | 0 | 0 | 0 | 0 | 0
CT | 0 | 0 | 0 | 0 | 0 | 0
Coal | 0 | 0 | 0 | 0 | 0 | 0
Geo | 0 | 0 | 0 | 0 | 0 | 0
H | 0 | 0 | 0 | 0 | 0 | 0
LFG | 0 | 0 | 0 | 0 | 0 | 0
Nuc | 0 | 0 | 0 | 0 | 0 | 0
PS | 0 | 0 | 0 | 0 | 0 | 0
PV | 0 | 0 | 0 | 0 | 0 | 0
PeakG | 0 | 0 | 0 | 0 | 0 | 0
PeakO | 0 | 0 | 0 | 0 | 0 | 0
ST | 0 | 0 | 0 | 0 | 0 | 0
STOG | 0 | 0 | 0 | 0 | 0 | 0
STWD | 0 | 0 | 0 | 0 | 0 | 0
WT | 0 | 0 | 0 | 0 | 0 | 0
IGCC | 0 | 0 | 0 | 0 | 0 | 0
DemandResponse | 0 | 0 | 0 | 0 | 0 | 0
IGCC-CCS | 0 | 0 | 0 | 0 | 0 | 0
WT_off | 0 | 0 | 0 | 0 | 0 | 0
PseudoUnit | 0 | 0 | 0 | 0 | 0 | 0
FixedInterchange | 0 | 0 | 0 | 0 | 0 | 0
Levelized Retrofit Capital Costs by Reporting Type: HQ_IESO
ReportingType | 2015 | 2020 | 2025 | 2030 | 2035 | 2040
BM | 0 | 0 | 0 | 0 | 0 | 0
CC | 0 | 0 | 0 | 0 | 0 | 0
CSP | 0 | 0 | 0 | 0 | 0 | 0
CT | 0 | 0 | 0 | 0 | 0 | 0
Coal | 0 | 0 | 0 | 0 | 0 | 0
Geo | 0 | 0 | 0 | 0 | 0 | 0
H | 0 | 0 | 0 | 0 | 0 | 0
LFG | 0 | 0 | 0 | 0 | 0 | 0
Nuc | 0 | 0 | 0 | 0 | 0 | 0
PS | 0 | 0 | 0 | 0 | 0 | 0
PV | 0 | 0 | 0 | 0 | 0 | 0
PeakG | 0 | 0 | 0 | 0 | 0 | 0
PeakO | 0 | 0 | 0 | 0 | 0 | 0
ST | 0 | 0 | 0 | 0 | 0 | 0
STOG | 0 | 0 | 0 | 0 | 0 | 0
STWD | 0 | 0 | 0 | 0 | 0 | 0
WT | 0 | 0 | 0 | 0 | 0 | 0
IGCC | 0 | 0 | 0 | 0 | 0 | 0
DemandResponse | 0 | 0 | 0 | 0 | 0 | 0
IGCC-CCS | 0 | 0 | 0 | 0 | 0 | 0
WT_off | 0 | 0 | 0 | 0 | 0 | 0
PseudoUnit | 0 | 0 | 0 | 0 | 0 | 0
FixedInterchange | 0 | 0 | 0 | 0 | 0 | 0
Levelized Retrofit Capital Costs by Reporting Type: HQ_NEISO
ReportingType | 2015 | 2020 | 2025 | 2030 | 2035 | 2040
BM | 0 | 0 | 0 | 0 | 0 | 0
CC | 0 | 0 | 0 | 0 | 0 | 0
CSP | 0 | 0 | 0 | 0 | 0 | 0
CT | 0 | 0 | 0 | 0 | 0 | 0
Coal | 0 | 0 | 0 | 0 | 0 | 0
Geo | 0 | 0 | 0 | 0 | 0 | 0
H | 0 | 0 | 0 | 0 | 0 | 0
LFG | 0 | 0 | 0 | 0 | 0 | 0
Nuc | 0 | 0 | 0 | 0 | 0 | 0
PS | 0 | 0 | 0 | 0 | 0 | 0
PV | 0 | 0 | 0 | 0 | 0 | 0
PeakG | 0 | 0 | 0 | 0 | 0 | 0
PeakO | 0 | 0 | 0 | 0 | 0 | 0
ST | 0 | 0 | 0 | 0 | 0 | 0
STOG | 0 | 0 | 0 | 0 | 0 | 0
STWD | 0 | 0 | 0 | 0 | 0 | 0
WT | 0 | 0 | 0 | 0 | 0 | 0
IGCC | 0 | 0 | 0 | 0 | 0 | 0
DemandResponse | 0 | 0 | 0 | 0 | 0 | 0
IGCC-CCS | 0 | 0 | 0 | 0 | 0 | 0
WT_off | 0 | 0 | 0 | 0 | 0 | 0
PseudoUnit | 0 | 0 | 0 | 0 | 0 | 0
FixedInterchange | 0 | 0 | 0 | 0 | 0 | 0
Levelized Retrofit Capital Costs by Reporting Type: HQ_NY
ReportingType | 2015 | 2020 | 2025 | 2030 | 2035 | 2040
BM | 0 | 0 | 0 | 0 | 0 | 0
CC | 0 | 0 | 0 | 0 | 0 | 0
CSP | 0 | 0 | 0 | 0 | 0 | 0
CT | 0 | 0 | 0 | 0 | 0 | 0
Coal | 0 | 0 | 0 | 0 | 0 | 0
Geo | 0 | 0 | 0 | 0 | 0 | 0
H | 0 | 0 | 0 | 0 | 0 | 0
LFG | 0 | 0 | 0 | 0 | 0 | 0
Nuc | 0 | 0 | 0 | 0 | 0 | 0
PS | 0 | 0 | 0 | 0 | 0 | 0
PV | 0 | 0 | 0 | 0 | 0 | 0
PeakG | 0 | 0 | 0 | 0 | 0 | 0
PeakO | 0 | 0 | 0 | 0 | 0 | 0
ST | 0 | 0 | 0 | 0 | 0 | 0
STOG | 0 | 0 | 0 | 0 | 0 | 0
STWD | 0 | 0 | 0 | 0 | 0 | 0
WT | 0 | 0 | 0 | 0 | 0 | 0
IGCC | 0 | 0 | 0 | 0 | 0 | 0
DemandResponse | 0 | 0 | 0 | 0 | 0 | 0
IGCC-CCS | 0 | 0 | 0 | 0 | 0 | 0
WT_off | 0 | 0 | 0 | 0 | 0 | 0
PseudoUnit | 0 | 0 | 0 | 0 | 0 | 0
FixedInterchange | 0 | 0 | 0 | 0 | 0 | 0
Levelized Retrofit Capital Costs by Reporting Type: MARITIMES
ReportingType | 2015 | 2020 | 2025 | 2030 | 2035 | 2040
BM | 0 | 0 | 0 | 0 | 0 | 0
CC | 0 | 0 | 0 | 0 | 0 | 0
CSP | 0 | 0 | 0 | 0 | 0 | 0
CT | 0 | 0 | 0 | 0 | 0 | 0
Coal | 0 | 0 | 0 | 0 | 0 | 0
Geo | 0 | 0 | 0 | 0 | 0 | 0
H | 0 | 0 | 0 | 0 | 0 | 0
LFG | 0 | 0 | 0 | 0 | 0 | 0
Nuc | 0 | 0 | 0 | 0 | 0 | 0
PS | 0 | 0 | 0 | 0 | 0 | 0
PV | 0 | 0 | 0 | 0 | 0 | 0
PeakG | 0 | 0 | 0 | 0 | 0 | 0
PeakO | 0 | 0 | 0 | 0 | 0 | 0
ST | 0 | 0 | 0 | 0 | 0 | 0
STOG | 0 | 0 | 0 | 0 | 0 | 0
STWD | 0 | 0 | 0 | 0 | 0 | 0
WT | 0 | 0 | 0 | 0 | 0 | 0
IGCC | 0 | 0 | 0 | 0 | 0 | 0
DemandResponse | 0 | 0 | 0 | 0 | 0 | 0
IGCC-CCS | 0 | 0 | 0 | 0 | 0 | 0
WT_off | 0 | 0 | 0 | 0 | 0 | 0
PseudoUnit | 0 | 0 | 0 | 0 | 0 | 0
FixedInterchange | 0 | 0 | 0 | 0 | 0 | 0
Levelized Retrofit Capital Costs by Reporting Type: All
ReportingType | 2015 | 2020 | 2025 | 2030 | 2035 | 2040
BM | 0 | 0 | 0 | 0 | 0 | 0
CC | 0 | 0 | 0 | 0 | 0 | 0
CSP | 0 | 0 | 0 | 0 | 0 | 0
CT | 0 | 0 | 0 | 0 | 0 | 0
Coal | 1184.41 | 3031.35 | 5228.35 | 10930.16 | 7948.75 | 49.27
Geo | 0 | 0 | 0 | 0 | 0 | 0
H | 0 | 0 | 0 | 0 | 0 | 0
LFG | 0 | 0 | 0 | 0 | 0 | 0
Nuc | 0 | 0 | 0 | 0 | 0 | 0
PS | 0 | 0 | 0 | 0 | 0 | 0
PV | 0 | 0 | 0 | 0 | 0 | 0
PeakG | 0 | 0 | 0 | 0 | 0 | 0
PeakO | 0 | 0 | 0 | 0 | 0 | 0
ST | 0 | 0 | 0 | 0 | 0 | 0
STOG | 0 | 0 | 0 | 0 | 0 | 0
STWD | 0 | 0 | 0 | 0 | 0 | 0
WT | 0 | 0 | 0 | 0 | 0 | 0
IGCC | 0 | 0 | 0 | 0 | 0 | 0
DemandResponse | 0 | 0 | 0 | 0 | 0 | 0
IGCC-CCS | 0 | 0 | 0 | 0 | 0 | 0
WT_off | 0 | 0 | 0 | 0 | 0 | 0
PseudoUnit | 0 | 0 | 0 | 0 | 0 | 0
FixedInterchange | 0 | 0 | 0 | 0 | 0 | 0
Levelized Retrofit Capital Costs by Reporting Type: EI_US
ReportingType | 2015 | 2020 | 2025 | 2030 | 2035 | 2040
BM | 0 | 0 | 0 | 0 | 0 | 0
CC | 0 | 0 | 0 | 0 | 0 | 0
CSP | 0 | 0 | 0 | 0 | 0 | 0
CT | 0 | 0 | 0 | 0 | 0 | 0
Coal | 1023.13 | 2573.04 | 4028.93 | 9931.24 | 7723.88 | 49.27
Geo | 0 | 0 | 0 | 0 | 0 | 0
H | 0 | 0 | 0 | 0 | 0 | 0
LFG | 0 | 0 | 0 | 0 | 0 | 0
Nuc | 0 | 0 | 0 | 0 | 0 | 0
PS | 0 | 0 | 0 | 0 | 0 | 0
PV | 0 | 0 | 0 | 0 | 0 | 0
PeakG | 0 | 0 | 0 | 0 | 0 | 0
PeakO | 0 | 0 | 0 | 0 | 0 | 0
ST | 0 | 0 | 0 | 0 | 0 | 0
STOG | 0 | 0 | 0 | 0 | 0 | 0
STWD | 0 | 0 | 0 | 0 | 0 | 0
WT | 0 | 0 | 0 | 0 | 0 | 0
IGCC | 0 | 0 | 0 | 0 | 0 | 0
DemandResponse | 0 | 0 | 0 | 0 | 0 | 0
IGCC-CCS | 0 | 0 | 0 | 0 | 0 | 0
WT_off | 0 | 0 | 0 | 0 | 0 | 0
PseudoUnit | 0 | 0 | 0 | 0 | 0 | 0
FixedInterchange | 0 | 0 | 0 | 0 | 0 | 0
Levelized Retrofit Capital Costs by Reporting Type: EI_Canada
ReportingType | 2015 | 2020 | 2025 | 2030 | 2035 | 2040
BM | 0 | 0 | 0 | 0 | 0 | 0
CC | 0 | 0 | 0 | 0 | 0 | 0
CSP | 0 | 0 | 0 | 0 | 0 | 0
CT | 0 | 0 | 0 | 0 | 0 | 0
Coal | 0 | 0 | 0 | 0 | 0 | 0
Geo | 0 | 0 | 0 | 0 | 0 | 0
H | 0 | 0 | 0 | 0 | 0 | 0
LFG | 0 | 0 | 0 | 0 | 0 | 0
Nuc | 0 | 0 | 0 | 0 | 0 | 0
PS | 0 | 0 | 0 | 0 | 0 | 0
PV | 0 | 0 | 0 | 0 | 0 | 0
PeakG | 0 | 0 | 0 | 0 | 0 | 0
PeakO | 0 | 0 | 0 | 0 | 0 | 0
ST | 0 | 0 | 0 | 0 | 0 | 0
STOG | 0 | 0 | 0 | 0 | 0 | 0
STWD | 0 | 0 | 0 | 0 | 0 | 0
WT | 0 | 0 | 0 | 0 | 0 | 0
IGCC | 0 | 0 | 0 | 0 | 0 | 0
DemandResponse | 0 | 0 | 0 | 0 | 0 | 0
IGCC-CCS | 0 | 0 | 0 | 0 | 0 | 0
WT_off | 0 | 0 | 0 | 0 | 0 | 0
PseudoUnit | 0 | 0 | 0 | 0 | 0 | 0
FixedInterchange | 0 | 0 | 0 | 0 | 0 | 0
Levelized Retrofit Capital Costs by Reporting Type: EI
ReportingType | 2015 | 2020 | 2025 | 2030 | 2035 | 2040
BM | 0 | 0 | 0 | 0 | 0 | 0
CC | 0 | 0 | 0 | 0 | 0 | 0
CSP | 0 | 0 | 0 | 0 | 0 | 0
CT | 0 | 0 | 0 | 0 | 0 | 0
Coal | 1023.13 | 2573.04 | 4028.93 | 9931.24 | 7723.88 | 49.27
Geo | 0 | 0 | 0 | 0 | 0 | 0
H | 0 | 0 | 0 | 0 | 0 | 0
LFG | 0 | 0 | 0 | 0 | 0 | 0
Nuc | 0 | 0 | 0 | 0 | 0 | 0
PS | 0 | 0 | 0 | 0 | 0 | 0
PV | 0 | 0 | 0 | 0 | 0 | 0
PeakG | 0 | 0 | 0 | 0 | 0 | 0
PeakO | 0 | 0 | 0 | 0 | 0 | 0
ST | 0 | 0 | 0 | 0 | 0 | 0
STOG | 0 | 0 | 0 | 0 | 0 | 0
STWD | 0 | 0 | 0 | 0 | 0 | 0
WT | 0 | 0 | 0 | 0 | 0 | 0
IGCC | 0 | 0 | 0 | 0 | 0 | 0
DemandResponse | 0 | 0 | 0 | 0 | 0 | 0
IGCC-CCS | 0 | 0 | 0 | 0 | 0 | 0
WT_off | 0 | 0 | 0 | 0 | 0 | 0
PseudoUnit | 0 | 0 | 0 | 0 | 0 | 0
FixedInterchange | 0 | 0 | 0 | 0 | 0 | 0
Levelized Retrofit Capital Costs by Reporting Type: Outside_EI
ReportingType | 2015 | 2020 | 2025 | 2030 | 2035 | 2040
BM | 0 | 0 | 0 | 0 | 0 | 0
CC | 0 | 0 | 0 | 0 | 0 | 0
CSP | 0 | 0 | 0 | 0 | 0 | 0
CT | 0 | 0 | 0 | 0 | 0 | 0
Coal | 161.28 | 458.31 | 1199.42 | 998.92 | 224.87 | 0
Geo | 0 | 0 | 0 | 0 | 0 | 0
H | 0 | 0 | 0 | 0 | 0 | 0
LFG | 0 | 0 | 0 | 0 | 0 | 0
Nuc | 0 | 0 | 0 | 0 | 0 | 0
PS | 0 | 0 | 0 | 0 | 0 | 0
PV | 0 | 0 | 0 | 0 | 0 | 0
PeakG | 0 | 0 | 0 | 0 | 0 | 0
PeakO | 0 | 0 | 0 | 0 | 0 | 0
ST | 0 | 0 | 0 | 0 | 0 | 0
STOG | 0 | 0 | 0 | 0 | 0 | 0
STWD | 0 | 0 | 0 | 0 | 0 | 0
WT | 0 | 0 | 0 | 0 | 0 | 0
IGCC | 0 | 0 | 0 | 0 | 0 | 0
DemandResponse | 0 | 0 | 0 | 0 | 0 | 0
IGCC-CCS | 0 | 0 | 0 | 0 | 0 | 0
WT_off | 0 | 0 | 0 | 0 | 0 | 0
PseudoUnit | 0 | 0 | 0 | 0 | 0 | 0
FixedInterchange | 0 | 0 | 0 | 0 | 0 | 0
#14 | Total Costs ($million)
Total Costs by Reporting Type: Entergy
ReportingType | 2015 | 2020 | 2025 | 2030 | 2035 | 2040
BM | 0 | 0 | 0 | 0 | 9899.12 | 9899.12
CC | 5072.75 | 7007.02 | 8581.75 | 11243.32 | 3031.74 | 2690.91
CSP | 0 | 0 | 0 | 0 | 0 | 0
CT | 0 | 0 | 0 | 0 | 0 | 0
Coal | 4273.29 | 2372.04 | 1240.57 | 265.82 | 233.18 | 223.42
Geo | 0 | 0 | 0 | 0 | 0 | 0
H | 10.6 | 10.6 | 258.25 | 391.98 | 391.98 | 391.98
LFG | 0.97 | 0.97 | 34.17 | 34.17 | 34.17 | 34.17
Nuc | 1262.64 | 1285.77 | 1294.03 | 1301.93 | 1604.1 | 3593.33
PS | 1.4 | 1.4 | 1.4 | 1.4 | 1.4 | 1.4
PV | 0.11 | 21.81 | 31.37 | 31.37 | 31.26 | 11.04
PeakG | 47.54 | 69.98 | 49.29 | 19.59 | 20.89 | 20.89
PeakO | 4.42 | 5.87 | 0 | 0 | 0 | 0
ST | 0 | 0 | 0 | 0 | 0 | 0
STOG | 3.12 | 0 | 0 | 0 | 0 | 0
STWD | 10.03 | 65.15 | 133.79 | 133.79 | 133.79 | 105.43
WT | 3.67 | 3.67 | 3.67 | 3.67 | 3.67 | 3.67
IGCC | 0 | 0 | 0 | 0 | 0 | 0
DemandResponse | 0 | 0 | 0 | 0 | 0 | 0
IGCC-CCS | 0 | 0 | 0 | 0 | 0 | 0
WT_off | 0 | 0 | 0 | 0 | 0 | 0
PseudoUnit | 0 | 0 | 0 | 0 | 0 | 0
FixedInterchange | 0 | 0 | 0 | 0 | 0 | 0
Total Costs by Reporting Type: FRCC
ReportingType | 2015 | 2020 | 2025 | 2030 | 2035 | 2040
BM | 0 | 0 | 0 | 0 | 1984.4 | 1610.21
CC | 12386.58 | 14127.31 | 13763.73 | 14303.64 | 6258.23 | 4273.58
CSP | 0 | 0 | 0 | 0 | 0 | 0
CT | 237.44 | 250.48 | 258.21 | 273.65 | 0 | 0
Coal | 5188.7 | 5401.33 | 2463.02 | 1609.35 | 1780.37 | 1279.13
Geo | 0 | 0 | 0 | 0 | 0 | 0
H | 0.78 | 0.78 | 0.78 | 0.78 | 0.78 | 0.78
LFG | 58.68 | 121.71 | 121.71 | 121.71 | 121.71 | 82.77
Nuc | 960.37 | 1000.28 | 7935.46 | 10550.48 | 16485.67 | 20236.82
PS | 0 | 0 | 0 | 0 | 0 | 0
PV | 0.75 | 0.75 | 0.75 | 0.75 | 0.75 | 0.75
PeakG | 159.04 | 238.41 | 116.52 | 162.08 | 171.29 | 168.3
PeakO | 7.92 | 0 | 0 | 0 | 0 | 0
ST | 0 | 0 | 0 | 0 | 0 | 0
STOG | 0 | 0 | 0 | 0 | 0 | 0
STWD | 110.33 | 111.9 | 110.46 | 110.46 | 110.46 | 70.64
WT | 0 | 0 | 0 | 0 | 0 | 0
IGCC | 0 | 0 | 0 | 0 | 0 | 0
DemandResponse | 0 | 0 | 0 | 0 | 0 | 0
IGCC-CCS | 0 | 0 | 0 | 0 | 0 | 0
WT_off | 0 | 0 | 0 | 0 | 0 | 0
PseudoUnit | 0 | 0 | 0 | 0 | 0 | 0
FixedInterchange | 0 | 0 | 0 | 0 | 0 | 0
Total Costs by Reporting Type: MAPP_US
ReportingType | 2015 | 2020 | 2025 | 2030 | 2035 | 2040
BM | 0 | 0 | 0 | 0 | 34.15 | 46.42
CC | 16.7 | 20.3 | 19.07 | 57.31 | 46.26 | 50.65
CSP | 0 | 0 | 0 | 0 | 0 | 0
CT | 27.96 | 27.96 | 27.96 | 27.26 | 2.49 | 12.16
Coal | 1282.24 | 53.23 | 0.26 | 0 | 0 | 0
Geo | 3.95 | 3.95 | 3.95 | 3.95 | 3.95 | 3.95
H | 31.14 | 31.14 | 31.14 | 31.14 | 31.14 | 31.14
LFG | 0.24 | 0.24 | 0.24 | 22.22 | 22.22 | 22.22
Nuc | 0.01 | 0.01 | 0.02 | 0.05 | 0.07 | 0.03
PS | 0 | 0 | 0 | 0 | 0 | 0
PV | 0 | 0 | 0 | 0 | 0 | 0
PeakG | 17.49 | 24.94 | 26.11 | 31.18 | 32.92 | 37.36
PeakO | 9.49 | 12.94 | 10.37 | 10.37 | 10.37 | 10.37
ST | 0 | 0 | 0 | 0 | 0 | 0
STOG | 0 | 0 | 0 | 0 | 0 | 0
STWD | 0 | 0 | 0 | 0 | 0 | 0
WT | 147.25 | 2778.07 | 2778.07 | 2863.66 | 2809.02 | 496.33
IGCC | 0 | 0 | 0 | 0 | 0 | 0
DemandResponse | 0 | 0 | 0 | 0 | 0 | 0
IGCC-CCS | 0 | 0 | 0 | 0 | 0 | 0
WT_off | 0 | 0 | 0 | 0 | 0 | 0
PseudoUnit | 0 | 0 | 0 | 0 | 0 | 0
FixedInterchange | 0 | 0 | 0 | 0 | 0 | 0
Total Costs by Reporting Type: MISO_IN
ReportingType | 2015 | 2020 | 2025 | 2030 | 2035 | 2040
BM | 0 | 0 | 0 | 124.59 | 6251.22 | 6251.22
CC | 126.52 | 3968.26 | 9001.72 | 10923.66 | 3528.17 | 3395.54
CSP | 0 | 0 | 0 | 0 | 0 | 0
CT | 0 | 0 | 0 | 0 | 0 | 0
Coal | 5555.11 | 5810.28 | 5015.7 | 3046.75 | 3043.54 | 2354.62
Geo | 0 | 0 | 0 | 0 | 0 | 0
H | 1.07 | 1.07 | 1.07 | 1.07 | 1.07 | 1.07
LFG | 4.47 | 4.47 | 30.11 | 30.11 | 30.11 | 30.11
Nuc | 0.01 | 0.02 | 0.05 | 0.08 | 0.08 | 580.52
PS | 0 | 0 | 0 | 0 | 0 | 0
PV | 0 | 0 | 0 | 0 | 0 | 0
PeakG | 52.35 | 76.94 | 54.27 | 73.39 | 73.39 | 73.39
PeakO | 10.59 | 13.5 | 10.82 | 10.82 | 9.52 | 9.52
ST | 0 | 0 | 0 | 0 | 0 | 0
STOG | 15.63 | 15.75 | 13.78 | 12.92 | 0 | 0
STWD | 0 | 0 | 0 | 0 | 0 | 0
WT | 18.33 | 18.33 | 18.33 | 18.33 | 18.33 | 18.33
IGCC | 469.81 | 509.6 | 596.9 | 278.2 | 250.25 | 245.48
DemandResponse | 0 | 0 | 0 | 0 | 0 | 0
IGCC-CCS | 0 | 0 | 0 | 0 | 0 | 0
WT_off | 0 | 0 | 0 | 0 | 0 | 0
PseudoUnit | 0 | 0 | 0 | 0 | 0 | 0
FixedInterchange | 0 | 0 | 0 | 0 | 0 | 0
Total Costs by Reporting Type: MISO_MI
ReportingType | 2015 | 2020 | 2025 | 2030 | 2035 | 2040
BM | 0 | 0 | 0 | 0 | 4206.07 | 4206.07
CC | 443.51 | 437.19 | 562.38 | 907.07 | 178.47 | 161.42
CSP | 0 | 0 | 0 | 0 | 0 | 0
CT | 0 | 0 | 0 | 0 | 0 | 0
Coal | 3451.16 | 953.52 | 698.68 | 638.9 | 749.33 | 559.34
Geo | 0 | 0 | 0 | 0 | 0 | 0
H | 2.01 | 2.01 | 2.01 | 2.01 | 2.01 | 2.01
LFG | 19.68 | 19.68 | 72.59 | 72.59 | 72.59 | 72.59
Nuc | 449.71 | 452.56 | 461.47 | 4442.6 | 4251.32 | 4519.4
PS | 44.44 | 44.44 | 44.44 | 44.44 | 44.44 | 44.44
PV | 0 | 0 | 0 | 0 | 0 | 0
PeakG | 61.58 | 89.88 | 71.67 | 85.63 | 85.63 | 85.63
PeakO | 15.67 | 19.97 | 16.01 | 16.01 | 14.42 | 14.42
ST | 0 | 0 | 0 | 0 | 0 | 0
STOG | 158.67 | 151.84 | 130.89 | 128.63 | 0 | 0
STWD | 95.36 | 96.67 | 95.46 | 95.46 | 95.46 | 95.46
WT | 542.69 | 601.67 | 601.67 | 601.67 | 120.69 | 68.31
IGCC | 0 | 0 | 0 | 0 | 0 | 0
DemandResponse | 0 | 0 | 0 | 0 | 0 | 0
IGCC-CCS | 0 | 0 | 0 | 0 | 0 | 0
WT_off | 0 | 0 | 0 | 0 | 0 | 0
PseudoUnit | 0 | 0 | 0 | 0 | 0 | 0
FixedInterchange | 0 | 0 | 0 | 0 | 0 | 0
Total Costs by Reporting Type: MISO_MO-IL
ReportingType | 2015 | 2020 | 2025 | 2030 | 2035 | 2040
BM | 0 | 0 | 0 | 0 | 2622.59 | 2622.59
CC | 90.78 | 104.3 | 131.36 | 172.53 | 126.19 | 110.56
CSP | 0 | 0 | 0 | 0 | 0 | 0
CT | 0 | 0 | 0 | 0 | 0 | 0
Coal | 6042.33 | 3408.55 | 3180.37 | 1465.27 | 1223.42 | 1202.65
Geo | 0 | 0 | 0 | 0 | 0 | 0
H | 5.01 | 106.17 | 106.17 | 106.17 | 106.17 | 106.17
LFG | 2.17 | 2.17 | 75.04 | 76.11 | 76.11 | 76.11
Nuc | 493.74 | 512.79 | 521.93 | 524.97 | 524.97 | 524.97
PS | 10.45 | 10.45 | 10.45 | 10.45 | 10.45 | 10.45
PV | 0 | 0 | 0 | 0 | 0 | 0
PeakG | 96.11 | 155.13 | 98.99 | 126.45 | 123.9 | 148.17
PeakO | 21.48 | 28.65 | 22.96 | 22.96 | 18.1 | 18.1
ST | 0 | 0 | 0 | 0 | 0 | 0
STOG | 26.65 | 30.78 | 26.39 | 26.39 | 0 | 0
STWD | 0 | 0 | 0 | 0 | 0 | 0
WT | 89.9 | 1466.14 | 1466.14 | 1466.14 | 1397.62 | 178.77
IGCC | 0 | 0 | 0 | 0 | 0 | 0
DemandResponse | 0 | 0 | 0 | 0 | 0 | 0
IGCC-CCS | 0 | 0 | 0 | 0 | 0 | 0
WT_off | 0 | 0 | 0 | 0 | 0 | 0
PseudoUnit | 0 | 0 | 0 | 0 | 0 | 0
FixedInterchange | 0 | 0 | 0 | 0 | 0 | 0
Total Costs by Reporting Type: MISO_W
ReportingType | 2015 | 2020 | 2025 | 2030 | 2035 | 2040
BM | 0 | 0 | 0 | 0 | 0 | 0
CC | 295.46 | 279.82 | 301.44 | 458.6 | 381.8 | 472.54
CSP | 0 | 0 | 0 | 0 | 0 | 0
CT | 0 | 0 | 0 | 0 | 0 | 0
Coal | 4911.15 | 2366.67 | 1474.73 | 1045.14 | 362.86 | 379.54
Geo | 0 | 0 | 0 | 0 | 0 | 0
H | 7.08 | 7.08 | 7.08 | 7.08 | 7.08 | 7.08
LFG | 24.75 | 24.75 | 24.75 | 48.33 | 48.33 | 48.33
Nuc | 539.99 | 543.1 | 552.83 | 814.83 | 0.05 | 0.05
PS | 0 | 0 | 0 | 0 | 0 | 0
PV | 0 | 0 | 0 | 0 | 0 | 0
PeakG | 117.09 | 126.53 | 93.19 | 109.15 | 112.75 | 186.98
PeakO | 56.38 | 79.08 | 64.57 | 64.57 | 38.9 | 38.9
ST | 0 | 0 | 0 | 0 | 0 | 0
STOG | 7.56 | 8.94 | 7.67 | 7.67 | 0 | 0
STWD | 21.94 | 37.05 | 147.97 | 178.27 | 178.27 | 132.6
WT | 927.86 | 8678.53 | 10468.47 | 10403.14 | 9809.73 | 3015.27
IGCC | 0 | 0 | 0 | 0 | 0 | 0
DemandResponse | 0 | 0 | 0 | 0 | 0 | 0
IGCC-CCS | 0 | 0 | 0 | 0 | 0 | 0
WT_off | 0 | 0 | 0 | 0 | 0 | 0
PseudoUnit | 0 | 0 | 0 | 0 | 0 | 0
FixedInterchange | 0 | 0 | 0 | 0 | 0 | 0
Total Costs by Reporting Type: MISO_WUMS
ReportingType | 2015 | 2020 | 2025 | 2030 | 2035 | 2040
BM | 0 | 0 | 0 | 207.05 | 3227.36 | 3227.36
CC | 462.02 | 2401.96 | 4589.73 | 5552.45 | 3492.77 | 2378.98
CSP | 0 | 0 | 0 | 0 | 0 | 0
CT | 0 | 0 | 0 | 0 | 0 | 0
Coal | 2811.62 | 2658.68 | 953.2 | 777.08 | 595.22 | 555.07
Geo | 0 | 0 | 0 | 0 | 0 | 0
H | 4.79 | 5.15 | 5.15 | 5.15 | 5.15 | 5.15
LFG | 8.57 | 8.57 | 79.15 | 79.15 | 79.15 | 79.15
Nuc | 419.03 | 444.73 | 429.21 | 737.97 | 0.05 | 2211.14
PS | 0 | 0 | 0 | 0 | 0 | 0
PV | 0 | 0 | 0 | 0 | 0 | 0
PeakG | 55.64 | 81.65 | 65.08 | 77.65 | 77.65 | 77.65
PeakO | 13.52 | 17.78 | 14.69 | 14.69 | 12.52 | 12.52
ST | 0 | 0 | 0 | 0 | 0 | 0
STOG | 13.21 | 15.63 | 13.39 | 13.39 | 0 | 0
STWD | 36.69 | 19.14 | 36.75 | 68.51 | 68.51 | 54.17
WT | 264.78 | 272.09 | 272.09 | 272.09 | 53.72 | 47.27
IGCC | 0 | 0 | 0 | 0 | 0 | 0
DemandResponse | 0 | 0 | 0 | 0 | 0 | 0
IGCC-CCS | 0 | 0 | 0 | 0 | 0 | 0
WT_off | 0 | 0 | 0 | 0 | 0 | 0
PseudoUnit | 0 | 0 | 0 | 0 | 0 | 0
FixedInterchange | 0 | 0 | 0 | 0 | 0 | 0
Total Costs by Reporting Type: Nebraska
ReportingType | 2015 | 2020 | 2025 | 2030 | 2035 | 2040
BM | 0 | 0 | 0 | 0 | 2200.56 | 2095.33
CC | 29.08 | 131.77 | 248.06 | 254.65 | 164.91 | 200.93
CSP | 0 | 0 | 0 | 0 | 0 | 0
CT | 0 | 0 | 0 | 0 | 0 | 0
Coal | 1837.69 | 1309.14 | 1218.29 | 571.65 | 295.18 | 325.9
Geo | 0 | 0 | 0 | 0 | 0 | 0
H | 2.38 | 2.38 | 2.38 | 2.38 | 2.38 | 2.38
LFG | 0.72 | 0.72 | 0.72 | 23.23 | 23.23 | 23.23
Nuc | 289.1 | 306.81 | 296.14 | 364.84 | 0.11 | 0.11
PS | 0 | 0 | 0 | 0 | 0 | 0
PV | 0 | 0 | 0 | 0 | 0 | 0
PeakG | 22.12 | 37.31 | 31.37 | 31.37 | 31.37 | 31.37
PeakO | 9.57 | 12.19 | 9.77 | 9.77 | 9.77 | 9.77
ST | 0 | 0 | 0 | 0 | 0 | 0
STOG | 0 | 0 | 0 | 0 | 0 | 0
STWD | 0 | 0 | 0 | 0 | 0 | 0
WT | 54.91 | 54.91 | 54.91 | 45.4 | 10.54 | 10.54
IGCC | 0 | 0 | 0 | 0 | 0 | 0
DemandResponse | 0 | 0 | 0 | 0 | 0 | 0
IGCC-CCS | 0 | 0 | 0 | 0 | 0 | 0
WT_off | 0 | 0 | 0 | 0 | 0 | 0
PseudoUnit | 0 | 0 | 0 | 0 | 0 | 0
FixedInterchange | 0 | 0 | 0 | 0 | 0 | 0
Total Costs by Reporting Type: NEISO
ReportingType | 2015 | 2020 | 2025 | 2030 | 2035 | 2040
BM | 279.31 | 279.31 | 279.31 | 279.31 | 203.68 | 203.68
CC | 2144.06 | 1874.61 | 1402.08 | 1179.08 | 1179.13 | 863.24
CSP | 0 | 0 | 0 | 0 | 0 | 0
CT | 32.28 | 32.24 | 32.24 | 31.31 | 2.17 | 2.17
Coal | 1119.61 | 335.27 | 0 | 0 | 0 | 0
Geo | 0 | 0 | 0 | 0 | 0 | 0
H | 46.4 | 46.4 | 47.43 | 47.43 | 47.43 | 47.43
LFG | 80.87 | 80.87 | 80.87 | 103.68 | 93.04 | 93.04
Nuc | 1055.43 | 1120.79 | 1080.11 | 1086.32 | 784.86 | 1150.98
PS | 39.74 | 39.74 | 39.74 | 39.74 | 39.74 | 39.74
PV | 0.03 | 113.38 | 113.38 | 113.38 | 113.38 | 4.92
PeakG | 23.15 | 32.43 | 23.85 | 22.52 | 30.37 | 30.95
PeakO | 0 | 0 | 0 | 0 | 0 | 0
ST | 0 | 0 | 0 | 0 | 0 | 0
STOG | 0 | 0 | 0 | 0 | 0 | 0
STWD | 367.79 | 135.47 | 166.77 | 274.41 | 184.16 | 184.16
WT | 67.94 | 1339.1 | 1339.1 | 1825.43 | 3817.81 | 2988.04
IGCC | 0 | 0 | 0 | 0 | 0 | 0
DemandResponse | 0 | 0 | 0 | 0 | 0 | 0
IGCC-CCS | 0 | 0 | 0 | 0 | 0 | 0
WT_off | 308.22 | 308.22 | 308.22 | 308.22 | 24.98 | 24.98
PseudoUnit | 0 | 0 | 0 | 0 | 0 | 0
FixedInterchange | 0 | 0 | 0 | 0 | 0 | 0
Total Costs by Reporting Type: NonRTO_Midwest
ReportingType | 2015 | 2020 | 2025 | 2030 | 2035 | 2040
BM | 0 | 0 | 0 | 4615.57 | 6048.42 | 6048.42
CC | 140 | 376.68 | 679.37 | 808.58 | 211.89 | 134.25
CSP | 0 | 0 | 0 | 0 | 0 | 0
CT | 0 | 0 | 0 | 0 | 0 | 0
Coal | 4386.48 | 4859.54 | 5134.45 | 1312.46 | 1462.18 | 1037.38
Geo | 0 | 0 | 0 | 0 | 0 | 0
H | 2.04 | 2.04 | 258.59 | 258.59 | 258.59 | 258.59
LFG | 1.69 | 1.69 | 51.19 | 51.19 | 51.19 | 51.19
Nuc | 0.02 | 0.03 | 0.08 | 7.64 | 7.64 | 710.91
PS | 0 | 0 | 0 | 0 | 0 | 0
PV | 0 | 0 | 0 | 0 | 0 | 0
PeakG | 75.47 | 90.69 | 96.44 | 69.08 | 22.21 | 23.31
PeakO | 0.35 | 0.45 | 0.36 | 0 | 0 | 0
ST | 0 | 0 | 0 | 0 | 0 | 0
STOG | 0 | 0 | 0 | 0 | 0 | 0
STWD | 0 | 0 | 0 | 0 | 0 | 0
WT | 2.26 | 2.26 | 2.26 | 2.26 | 2.26 | 2.26
IGCC | 0 | 0 | 0 | 0 | 0 | 0
DemandResponse | 0 | 0 | 0 | 0 | 0 | 0
IGCC-CCS | 0 | 0 | 0 | 0 | 0 | 0
WT_off | 0 | 0 | 0 | 0 | 0 | 0
PseudoUnit | 0 | 0 | 0 | 0 | 0 | 0
FixedInterchange | 0 | 0 | 0 | 0 | 0 | 0
Total Costs by Reporting Type: NYISO_A-F
ReportingType | 2015 | 2020 | 2025 | 2030 | 2035 | 2040
BM | 0 | 0 | 0 | 0 | 0 | 0
CC | 453.12 | 515.37 | 319.79 | 325.15 | 231.58 | 63.7
CSP | 0 | 0 | 0 | 0 | 0 | 0
CT | 0 | 0 | 0 | 0 | 0 | 0
Coal | 563.68 | 387.39 | 6.34 | 0 | 0 | 0
Geo | 0 | 0 | 0 | 0 | 0 | 0
H | 62.6 | 62.6 | 62.6 | 62.6 | 62.6 | 62.6
LFG | 22.17 | 22.17 | 22.17 | 44 | 42.66 | 42.66
Nuc | 769.17 | 792.88 | 787.44 | 645.82 | 746.25 | 695.88
PS | 33.52 | 33.52 | 33.52 | 33.52 | 33.52 | 33.52
PV | 0 | 0 | 0 | 0 | 0 | 0
PeakG | 3.99 | 5.56 | 5.31 | 5.31 | 5.31 | 5.31
PeakO | 0 | 0 | 0 | 0 | 0 | 0
ST | 0 | 0 | 0 | 0 | 0 | 0
STOG | 0 | 0 | 0 | 0 | 0 | 0
STWD | 4.12 | 7.03 | 10.02 | 26.67 | 26.67 | 27.97
WT | 684.71 | 860.89 | 2051.64 | 3337.67 | 2766.49 | 2610.26
IGCC | 0 | 0 | 0 | 0 | 0 | 0
DemandResponse | 0 | 0 | 0 | 0 | 0 | 0
IGCC-CCS | 0 | 0 | 0 | 0 | 0 | 0
WT_off | 0 | 0 | 0 | 0 | 0 | 0
PseudoUnit | 0 | 0 | 0 | 0 | 0 | 0
FixedInterchange | 0 | 0 | 0 | 0 | 0 | 0
Total Costs by Reporting Type: NYISO_G-I
ReportingType | 2015 | 2020 | 2025 | 2030 | 2035 | 2040
BM | 0 | 0 | 0 | 0 | 757.34 | 702.58
CC | 134.06 | 158.2 | 108.73 | 169.97 | 154.79 | 131.8
CSP | 0 | 0 | 0 | 0 | 0 | 0
CT | 0 | 0 | 0 | 0 | 0 | 0
Coal | 126.83 | 0 | 0 | 0 | 0 | 0
Geo | 0 | 0 | 0 | 0 | 0 | 0
H | 0.46 | 0.46 | 0.46 | 0.46 | 0.46 | 0.46
LFG | 7.73 | 7.73 | 7.73 | 31.62 | 31.62 | 31.62
Nuc | 466.19 | 495 | 477.19 | 479.96 | 543.55 | 1754.75
PS | 0 | 0 | 0 | 0 | 0 | 0
PV | 0 | 0 | 0 | 0 | 0 | 0
PeakG | 1.52 | 2.04 | 1.56 | 1.57 | 1.57 | 1.57
PeakO | 2.55 | 3.25 | 2.61 | 2.61 | 2.61 | 2.61
ST | 0 | 0 | 0 | 0 | 0 | 0
STOG | 0 | 0 | 0 | 0 | 0 | 0
STWD | 0 | 0 | 0 | 0 | 0 | 0
WT | 0 | 14.4 | 86.66 | 86.66 | 86.66 | 73.94
IGCC | 0 | 0 | 0 | 0 | 0 | 0
DemandResponse | 0 | 0 | 0 | 0 | 0 | 0
IGCC-CCS | 0 | 0 | 0 | 0 | 0 | 0
WT_off | 0 | 0 | 0 | 0 | 0 | 0
PseudoUnit | 0 | 0 | 0 | 0 | 0 | 0
FixedInterchange | 0 | 0 | 0 | 0 | 0 | 0
Total Costs by Reporting Type: NYISO_J-K
ReportingType | 2015 | 2020 | 2025 | 2030 | 2035 | 2040
BM | 0 | 0 | 0 | 0 | 0 | 0
CC | 1372.58 | 1498.67 | 1478.64 | 1762.63 | 1935.07 | 1820.2
CSP | 0 | 0 | 0 | 0 | 0 | 0
CT | 0 | 0 | 0 | 0 | 0 | 0
Coal | 0 | 0 | 0 | 0 | 0 | 0
Geo | 0 | 0 | 0 | 0 | 0 | 0
H | 0 | 0 | 0 | 0 | 0 | 0
LFG | 14.97 | 14.97 | 14.97 | 44.49 | 44.49 | 44.49
Nuc | 0.02 | 0.04 | 0.04 | 0.08 | 0.08 | 0.07
PS | 0 | 0 | 0 | 0 | 0 | 0
PV | 17.52 | 17.52 | 17.52 | 17.52 | 0.54 | 0.54
PeakG | 62.48 | 87.19 | 69.21 | 126.64 | 117.07 | 138.64
PeakO | 61.69 | 79.16 | 63.78 | 65.02 | 65.02 | 65.02
ST | 0 | 0 | 0 | 0 | 0 | 0
STOG | 184.44 | 231.06 | 226.39 | 202.84 | 205.53 | 200.97
STWD | 0 | 0 | 0 | 0 | 0 | 0
WT | 0 | 0 | 50.39 | 98.87 | 98.87 | 98.87
IGCC | 0 | 0 | 0 | 0 | 0 | 0
DemandResponse | 0 | 0 | 0 | 0 | 0 | 0
IGCC-CCS | 0 | 0 | 0 | 0 | 0 | 0
WT_off | 0 | 0 | 0 | 0 | 0 | 0
PseudoUnit | 0 | 0 | 0 | 0 | 0 | 0
FixedInterchange | 0 | 0 | 0 | 0 | 0 | 0
Total Costs by Reporting Type: PJM_E
ReportingType | 2015 | 2020 | 2025 | 2030 | 2035 | 2040
BM | 22.11 | 33.95 | 33.95 | 33.95 | 33.95 | 33.95
CC | 2190.42 | 3044.73 | 4509.28 | 6764.18 | 3555.36 | 2281.29
CSP | 0 | 0 | 0 | 0 | 0 | 0
CT | 2.49 | 2.82 | 3.19 | 1.07 | 0.82 | 0
Coal | 264.25 | 351.07 | 73.79 | 124.44 | 181.23 | 120.39
Geo | 0 | 0 | 0 | 0 | 0 | 0
H | 3.85 | 3.85 | 3.85 | 3.85 | 3.85 | 3.85
LFG | 59.08 | 105.92 | 105.92 | 103.73 | 103.73 | 73.06
Nuc | 1960.16 | 1864.06 | 1862.64 | 1873.72 | 1345.93 | 2395.82
PS | 9.5 | 9.5 | 9.5 | 9.5 | 9.5 | 9.5
PV | 11.79 | 11.79 | 11.79 | 11.79 | 0.75 | 0.75
PeakG | 105.11 | 139.88 | 145.81 | 173.41 | 153.62 | 169.98
PeakO | 75.92 | 100.78 | 82.41 | 82.41 | 31.78 | 31.78
ST | 0 | 0 | 0 | 0 | 0 | 0
STOG | 0 | 0 | 0 | 0 | 0 | 0
STWD | 0 | 0 | 0 | 0 | 0 | 0
WT | 332.76 | 332.76 | 332.76 | 338.05 | 37.93 | 37.93
IGCC | 0 | 0 | 0 | 0 | 0 | 0
DemandResponse | 0 | 0 | 0 | 0 | 0 | 0
IGCC-CCS | 0 | 0 | 0 | 0 | 0 | 0
WT_off | 0 | 0 | 599.06 | 599.06 | 5228.13 | 5228.13
PseudoUnit | 0 | 0 | 0 | 0 | 0 | 0
FixedInterchange | 0 | 0 | 0 | 0 | 0 | 0
Total Costs by Reporting Type: PJM_ROM
ReportingType | 2015 | 2020 | 2025 | 2030 | 2035 | 2040
BM | 12.38 | 19.49 | 19.49 | 19.49 | 2400.76 | 2400.76
CC | 985.29 | 1348.76 | 2049.06 | 2929.23 | 1517.82 | 293.91
CSP | 0 | 0 | 0 | 0 | 0 | 0
CT | 1.53 | 1.73 | 1.96 | 2.06 | 0 | 0
Coal | 4890.68 | 5396.52 | 1809.38 | 1473.7 | 1581.53 | 1128.69
Geo | 0 | 0 | 0 | 0 | 0 | 0
H | 19.83 | 264.76 | 264.76 | 264.76 | 264.76 | 264.76
LFG | 47.04 | 132.66 | 132.66 | 131.08 | 128.72 | 75.37
Nuc | 1163.94 | 1194.41 | 1192.35 | 1199.5 | 963.59 | 7056.37
PS | 35.92 | 35.92 | 35.92 | 35.92 | 35.92 | 35.92
PV | 0.06 | 497.02 | 753.61 | 811.04 | 815.37 | 361.72
PeakG | 30.83 | 46.61 | 43.39 | 43.86 | 53.55 | 69.35
PeakO | 45.95 | 58.57 | 46.94 | 46.94 | 0 | 0
ST | 0 | 0 | 0 | 0 | 0 | 0
STOG | 0 | 0 | 0 | 0 | 0 | 0
STWD | 8.69 | 39.07 | 38.55 | 38.55 | 38.55 | 38.55
WT | 152.07 | 341.33 | 341.33 | 1765.98 | 1679.83 | 1511.66
IGCC | 0 | 0 | 0 | 0 | 0 | 0
DemandResponse | 0 | 0 | 0 | 0 | 0 | 0
IGCC-CCS | 0 | 0 | 0 | 0 | 0 | 0
WT_off | 0 | 0 | 0 | 0 | 0 | 0
PseudoUnit | 0 | 0 | 0 | 0 | 0 | 0
FixedInterchange | 0 | 0 | 0 | 0 | 0 | 0
Total Costs by Reporting Type: PJM_ROR
ReportingType | 2015 | 2020 | 2025 | 2030 | 2035 | 2040
BM | 263.77 | 415.73 | 415.73 | 415.73 | 10634.58 | 10549.51
CC | 2488.35 | 4197.55 | 5567.62 | 7399.03 | 2368.97 | 1440.24
CSP | 0 | 0 | 0 | 0 | 0 | 0
CT | 2.94 | 2.99 | 3.4 | 3.59 | 0 | 0
Coal | 23907.23 | 20491.93 | 16599.05 | 10475.68 | 11400.04 | 8762.35
Geo | 0 | 0 | 0 | 0 | 0 | 0
H | 26.17 | 207.89 | 207.89 | 207.89 | 207.89 | 207.89
LFG | 76.9 | 240.73 | 240.73 | 235.07 | 229.01 | 127.69
Nuc | 4607.58 | 4731.16 | 4718.65 | 8765.91 | 12118.63 | 17747.49
PS | 73.14 | 73.14 | 73.14 | 73.14 | 73.14 | 73.14
PV | 0.35 | 154.62 | 224.55 | 227.14 | 227.14 | 80.05
PeakG | 382.32 | 633.22 | 561.91 | 686.44 | 552.54 | 592.2
PeakO | 48.69 | 65.15 | 52.22 | 52.22 | 0 | 0
ST | 0 | 0 | 0 | 0 | 0 | 0
STOG | 0 | 0 | 0 | 0 | 0 | 0
STWD | 13.58 | 114.87 | 113.43 | 113.43 | 113.43 | 113.43
WT | 2217.8 | 3207.43 | 12919.63 | 12132.78 | 11024.73 | 10148.54
IGCC | 0 | 0 | 0 | 0 | 0 | 0
DemandResponse | 0 | 0 | 0 | 0 | 0 | 0
IGCC-CCS | 0 | 0 | 0 | 0 | 0 | 0
WT_off | 0 | 0 | 0 | 0 | 0 | 0
PseudoUnit | 0 | 0 | 0 | 0 | 0 | 0
FixedInterchange | 0 | 0 | 0 | 0 | 0 | 0
Total Costs by Reporting Type: SOCO
ReportingType | 2015 | 2020 | 2025 | 2030 | 2035 | 2040
BM | 47.52 | 56.71 | 56.71 | 3196.5 | 6386.93 | 6386.93
CC | 5046.79 | 9161.09 | 10946.04 | 12922.42 | 3465.71 | 1338.68
CSP | 0 | 0 | 0 | 0 | 0 | 0
CT | 0 | 0 | 0 | 0 | 0 | 0
Coal | 10826.95 | 9790.6 | 6271 | 3519.86 | 3323.81 | 2811.23
Geo | 0 | 0 | 0 | 0 | 0 | 0
H | 59.74 | 59.74 | 59.74 | 59.74 | 59.74 | 59.74
LFG | 4.47 | 4.47 | 37.19 | 37.19 | 37.19 | 37.19
Nuc | 1355.07 | 2993.98 | 5736.82 | 5753.41 | 12481.21 | 16593.45
PS | 39.76 | 39.76 | 39.76 | 39.76 | 39.76 | 39.76
PV | 0 | 0 | 0 | 0 | 0 | 636.1
PeakG | 74.81 | 115.26 | 159.07 | 101.61 | 57.91 | 67.17
PeakO | 0 | 0 | 0 | 0 | 0 | 0
ST | 0 | 0 | 0 | 0 | 0 | 0
STOG | 0 | 0 | 0 | 0 | 0 | 0
STWD | 32.29 | 302.66 | 425.48 | 425.48 | 425.48 | 312.81
WT | 0 | 0 | 23.58 | 23.58 | 23.58 | 23.58
IGCC | 0 | 0 | 0 | 0 | 0 | 0
DemandResponse | 0 | 0 | 0 | 0 | 0 | 0
IGCC-CCS | 0 | 0 | 0 | 0 | 0 | 0
WT_off | 0 | 0 | 0 | 0 | 0 | 0
PseudoUnit | 0 | 0 | 0 | 0 | 0 | 0
FixedInterchange | 0 | 0 | 0 | 0 | 0 | 0
Total Costs by Reporting Type: SPP_N
ReportingType | 2015 | 2020 | 2025 | 2030 | 2035 | 2040
BM | 0 | 0 | 0 | 1463.46 | 6168.44 | 5848.55
CC | 154.77 | 1226.83 | 2206.89 | 2765.16 | 1418.56 | 1579.64
CSP | 0 | 0 | 0 | 0 | 0 | 0
CT | 0 | 0 | 0 | 0 | 0 | 0
Coal | 4040.58 | 3368.32 | 2186.86 | 1211.14 | 750.45 | 773.11
Geo | 0 | 0 | 0 | 0 | 0 | 0
H | 0.3 | 0.3 | 0.3 | 0.3 | 0.3 | 0.3
LFG | 0.85 | 0.85 | 0.85 | 30.03 | 30.03 | 30.03
Nuc | 256.73 | 266.63 | 271.39 | 272.98 | 272.98 | 272.98
PS | 0 | 0 | 0 | 0 | 0 | 0
PV | 0 | 0 | 0 | 0 | 0 | 0
PeakG | 81.67 | 117.69 | 105.7 | 105.7 | 105.7 | 105.7
PeakO | 34.89 | 44.84 | 35.94 | 35.94 | 35.94 | 35.94
ST | 0 | 0 | 0 | 0 | 0 | 0
STOG | 34.6 | 32.18 | 33.98 | 27.78 | 22.06 | 22.36
STWD | 0 | 0 | 0 | 0 | 0 | 0
WT | 42.04 | 2805.02 | 2805.02 | 2805.02 | 2805.02 | 549.81
IGCC | 0 | 0 | 0 | 0 | 0 | 0
DemandResponse | 0 | 0 | 0 | 0 | 0 | 0
IGCC-CCS | 0 | 0 | 0 | 0 | 0 | 0
WT_off | 0 | 0 | 0 | 0 | 0 | 0
PseudoUnit | 0 | 0 | 0 | 0 | 0 | 0
FixedInterchange | 0 | 0 | 0 | 0 | 0 | 0
Total Costs by Reporting Type: SPP_S
ReportingType | 2015 | 2020 | 2025 | 2030 | 2035 | 2040
BM | 0 | 0 | 0 | 0 | 4352.43 | 3975.31
CC | 2022.29 | 1582.18 | 4084.9 | 6184.76 | 3229.12 | 3704.33
CSP | 0 | 0 | 0 | 0 | 0 | 0
CT | 35.98 | 61.7 | 61.7 | 61.7 | 28.49 | 4.77
Coal | 6707.07 | 3977.98 | 1649.25 | 644.29 | 302.46 | 302.46
Geo | 0 | 0 | 0 | 0 | 0 | 0
H | 30.03 | 30.03 | 30.03 | 61.32 | 61.32 | 61.32
LFG | 2.29 | 2.29 | 2.29 | 31.48 | 31.48 | 31.48
Nuc | 0.01 | 0.02 | 0.03 | 0.08 | 0.07 | 357.54
PS | 10.59 | 10.59 | 10.59 | 10.59 | 10.59 | 10.59
PV | 0 | 0 | 0 | 0 | 0 | 0
PeakG | 60.2 | 87.93 | 62.37 | 76.78 | 82.77 | 82.77
PeakO | 3.36 | 4.54 | 3.63 | 3.63 | 3.64 | 3.66
ST | 0 | 0 | 0 | 0 | 0 | 0
STOG | 286.96 | 289.96 | 301.6 | 342.29 | 173 | 177.34
STWD | 34.32 | 6.18 | 25.78 | 54.2 | 42.72 | 28.57
WT | 183.43 | 7114.2 | 7114.2 | 7114.19 | 7021.55 | 926.97
IGCC | 0 | 0 | 0 | 0 | 0 | 0
DemandResponse | 0 | 0 | 0 | 0 | 0 | 0
IGCC-CCS | 0 | 0 | 0 | 0 | 0 | 0
WT_off | 0 | 0 | 0 | 0 | 0 | 0
PseudoUnit | 0 | 0 | 0 | 0 | 0 | 0
FixedInterchange | 0 | 0 | 0 | 0 | 0 | 0
Total Costs by Reporting Type: TVA
ReportingType | 2015 | 2020 | 2025 | 2030 | 2035 | 2040
BM | 0 | 0 | 0 | 3484.28 | 7168.7 | 7168.7
CC | 1009.82 | 3615.9 | 4828.41 | 6151.03 | 1304.06 | 849.88
CSP | 0 | 0 | 0 | 0 | 0 | 0
CT | 0 | 0 | 0 | 0 | 0 | 0
Coal | 4839.52 | 4168.31 | 3436.88 | 453.89 | 499.1 | 367.41
Geo | 0 | 0 | 0 | 0 | 0 | 0
H | 72.8 | 72.8 | 82.09 | 82.09 | 82.09 | 82.09
LFG | 1.57 | 1.57 | 33.99 | 33.99 | 33.99 | 33.99
Nuc | 2533.71 | 2590.04 | 2579.4 | 2590.89 | 6155.77 | 7273.11
PS | 41.38 | 41.38 | 41.38 | 41.38 | 41.38 | 41.38
PV | 0 | 0 | 0 | 0 | 0 | 626.2
PeakG | 97.83 | 151.46 | 139.54 | 139.54 | 139.54 | 139.54
PeakO | 0.75 | 1.02 | 0.77 | 0 | 0 | 0
ST | 0 | 0 | 0 | 0 | 0 | 0
STOG | 0 | 0 | 0 | 0 | 0 | 0
STWD | 0.36 | 1.66 | 3 | 3 | 3 | 3
WT | 0.99 | 0.99 | 24.39 | 24.39 | 24.39 | 24.39
IGCC | 0 | 0 | 0 | 0 | 0 | 0
DemandResponse | 0 | 0 | 0 | 0 | 0 | 0
IGCC-CCS | 0 | 0 | 0 | 0 | 0 | 0
WT_off | 0 | 0 | 0 | 0 | 0 | 0
PseudoUnit | 0 | 0 | 0 | 0 | 0 | 0
FixedInterchange | 0 | 0 | 0 | 0 | 0 | 0
Total Costs by Reporting Type: TVA_Transmission
ReportingType | 2015 | 2020 | 2025 | 2030 | 2035 | 2040
BM | 0 | 0 | 0 | 0 | 0 | 0
CC | 0 | 0 | 0 | 0 | 0 | 0
CSP | 0 | 0 | 0 | 0 | 0 | 0
CT | 0 | 0 | 0 | 0 | 0 | 0
Coal | 0 | 0 | 0 | 0 | 0 | 0
Geo | 0 | 0 | 0 | 0 | 0 | 0
H | 0 | 0 | 0 | 0 | 0 | 0
LFG | 0 | 0 | 0 | 0 | 0 | 0
Nuc | 0 | 0 | 0 | 0 | 0 | 0
PS | 0 | 0 | 0 | 0 | 0 | 0
PV | 0 | 0 | 0 | 0 | 0 | 0
PeakG | 0 | 0 | 0 | 0 | 0 | 0
PeakO | 0 | 0 | 0 | 0 | 0 | 0
ST | 0 | 0 | 0 | 0 | 0 | 0
STOG | 0 | 0 | 0 | 0 | 0 | 0
STWD | 0 | 0 | 0 | 0 | 0 | 0
WT | 0 | 0 | 0 | 0 | 0 | 0
IGCC | 0 | 0 | 0 | 0 | 0 | 0
DemandResponse | 0 | 0 | 0 | 0 | 0 | 0
IGCC-CCS | 0 | 0 | 0 | 0 | 0 | 0
WT_off | 0 | 0 | 0 | 0 | 0 | 0
PseudoUnit | 0 | 0 | 0 | 0 | 0 | 0
FixedInterchange | 0 | 0 | 0 | 0 | 0 | 0
Total Costs by Reporting Type: VACAR
ReportingType | 2015 | 2020 | 2025 | 2030 | 2035 | 2040
BM | 0.93 | 169.61 | 688.42 | 6734.85 | 6734.85 | 6534.15
CC | 3106.07 | 5054.44 | 7397.18 | 8560.94 | 2349.2 | 2254.99
CSP | 0 | 0 | 0 | 0 | 0 | 0
CT | 75.1 | 76.4 | 87.45 | 0 | 0 | 0
Coal | 9129.6 | 7939.73 | 4745.86 | 983.62 | 764.59 | 708.34
Geo | 0 | 0 | 0 | 0 | 0 | 0
H | 30.23 | 30.23 | 30.23 | 30.23 | 30.23 | 30.23
LFG | 7.71 | 40.25 | 40.25 | 40.25 | 40.18 | 20.68
Nuc | 2606.17 | 4424.34 | 5678.89 | 5700.03 | 4937.58 | 6369.44
PS | 62.1 | 62.1 | 62.1 | 62.1 | 62.1 | 62.1
PV | 0.24 | 44.91 | 45.63 | 45.88 | 45.88 | 372.56
PeakG | 153.68 | 240.23 | 210.85 | 246.03 | 217.03 | 252.05
PeakO | 36.13 | 46.34 | 37.33 | 38.01 | 0 | 0
ST | 0 | 0 | 0 | 0 | 0 | 0
STOG | 4.04 | 4.78 | 4.1 | 4.1 | 0 | 0
STWD | 173.41 | 175.67 | 173.58 | 173.58 | 173.58 | 137.34
WT | 0.22 | 838.93 | 838.93 | 838.93 | 838.73 | 98.34
IGCC | 0 | 0 | 0 | 0 | 0 | 0
DemandResponse | 0 | 0 | 0 | 0 | 0 | 0
IGCC-CCS | 0 | 0 | 0 | 0 | 0 | 0
WT_off | 0.59 | 0.59 | 0.59 | 3999.72 | 17283.22 | 19153.59
PseudoUnit | 0 | 0 | 0 | 0 | 0 | 0
FixedInterchange | 0 | 0 | 0 | 0 | 0 | 0
Total Costs by Reporting Type: IESO
ReportingType | 2015 | 2020 | 2025 | 2030 | 2035 | 2040
BM | 180.58 | 178.55 | 178.28 | 183.28 | 180.58 | 188.69
CC | 248.03 | 205.11 | 200.88 | 197.01 | 202.68 | 36.01
CSP | 0 | 0 | 0 | 0 | 0 | 0
CT | 44.63 | 44.26 | 44.26 | 44.26 | 0 | 0
Coal | 0 | 0 | 0 | 0 | 0 | 0
Geo | 0 | 0 | 0 | 0 | 0 | 0
H | 123.83 | 123.83 | 123.83 | 123.83 | 123.83 | 226.24
LFG | 19.32 | 19.32 | 19.32 | 19.55 | 14.43 | 14.43
Nuc | 2990.3 | 2997.91 | 3038.61 | 3080.28 | 2836.57 | 3030.7
PS | 2.92 | 2.92 | 2.92 | 2.92 | 2.92 | 2.92
PV | 558.01 | 558.01 | 558.01 | 558.01 | 0.44 | 0.44
PeakG | 0 | 0 | 0 | 0 | 0 | 0
PeakO | 0 | 0 | 0 | 0 | 0 | 0
ST | 0 | 0 | 0 | 0 | 0 | 0
STOG | 0 | 0 | 0 | 0 | 0 | 0
STWD | 6.33 | 4.82 | 5.83 | 44.95 | 6.04 | 66.67
WT | 763.41 | 763.41 | 763.41 | 763.41 | 103.02 | 103.02
IGCC | 0 | 0 | 0 | 0 | 0 | 0
DemandResponse | 0 | 0 | 0 | 0 | 0 | 0
IGCC-CCS | 0 | 0 | 0 | 0 | 0 | 0
WT_off | 0 | 0 | 0 | 0 | 0 | 0
PseudoUnit | 0 | 0 | 0 | 0 | 0 | 0
FixedInterchange | 0 | 0 | 0 | 0 | 0 | 0
Total Costs by Reporting Type: MAPP_CA
ReportingType | 2015 | 2020 | 2025 | 2030 | 2035 | 2040
BM | 0 | 0 | 0 | 0 | 0 | 0
CC | 321.86 | 77.57 | 0 | 0 | 0 | 0
CSP | 0 | 0 | 0 | 0 | 0 | 0
CT | 0 | 0 | 0 | 0 | 0 | 0
Coal | 296.72 | 60.43 | 0 | 0 | 0 | 0
Geo | 0 | 0 | 0 | 0 | 0 | 0
H | 92.24 | 343.32 | 857.5 | 1703.56 | 1703.56 | 1703.56
LFG | 0 | 0 | 0 | 0 | 0 | 0
Nuc | 0.01 | 0.02 | 0.01 | 0.06 | 0.01 | 0.01
PS | 0 | 0 | 0 | 0 | 0 | 0
PV | 0 | 0 | 0 | 0 | 0 | 0
PeakG | 13.55 | 13.66 | 0.1 | 0 | 0 | 0
PeakO | 0.09 | 0.09 | 0 | 0 | 0 | 0
ST | 0 | 0 | 0 | 0 | 0 | 0
STOG | 5.62 | 5.54 | 0 | 0 | 0 | 0
STWD | 0 | 0 | 0 | 0 | 0 | 0
WT | 105.14 | 105.14 | 105.14 | 105.14 | 9.41 | 9.42
IGCC | 0 | 0 | 0 | 0 | 0 | 0
DemandResponse | 0 | 0 | 0 | 0 | 0 | 0
IGCC-CCS | 0 | 0 | 0 | 0 | 0 | 0
WT_off | 0 | 0 | 0 | 0 | 0 | 0
PseudoUnit | 0 | 0 | 0 | 0 | 0 | 0
FixedInterchange | 0 | 0 | 0 | 0 | 0 | 0
Total Costs by Reporting Type: AZ_NM_SNV_Coal
ReportingType | 2015 | 2020 | 2025 | 2030 | 2035 | 2040
BM | 0 | 0 | 0 | 0 | 0 | 0
CC | 0 | 0 | 0 | 0 | 0 | 0
CSP | 0 | 0 | 0 | 0 | 0 | 0
CT | 0 | 0 | 0 | 0 | 0 | 0
Coal | 5007.14 | 5942.89 | 5903.88 | 462.85 | 456.28 | 184.99
Geo | 0 | 0 | 0 | 0 | 0 | 0
H | 0 | 0 | 0 | 0 | 0 | 0
LFG | 0 | 0 | 0 | 0 | 0 | 0
Nuc | 0 | 0 | 0 | 0 | 0 | 0
PS | 0 | 0 | 0 | 0 | 0 | 0
PV | 0 | 0 | 0 | 0 | 0 | 0
PeakG | 0 | 0 | 0 | 0 | 0 | 0
PeakO | 5.77 | 7.38 | 6 | 6 | 6 | 6
ST | 0 | 0 | 0 | 0 | 0 | 0
STOG | 0 | 0 | 0 | 0 | 0 | 0
STWD | 0 | 0 | 0 | 0 | 0 | 0
WT | 0 | 0 | 0 | 0 | 0 | 0
IGCC | 0 | 0 | 0 | 0 | 0 | 0
DemandResponse | 0 | 0 | 0 | 0 | 0 | 0
IGCC-CCS | 0 | 0 | 0 | 0 | 0 | 0
WT_off | 0 | 0 | 0 | 0 | 0 | 0
PseudoUnit | 0 | 0 | 0 | 0 | 0 | 0
FixedInterchange | 0 | 0 | 0 | 0 | 0 | 0
Total Costs by Reporting Type: AZ_NM_SNV_Gas
ReportingType | 2015 | 2020 | 2025 | 2030 | 2035 | 2040
BM | 0 | 0 | 0 | 0 | 0 | 0
CC | 3628.62 | 3022.89 | 3330.44 | 4385.41 | 1663.84 | 1143.96
CSP | 0 | 0 | 0 | 0 | 0 | 0
CT | 68.63 | 68.63 | 68.63 | 68.63 | 0 | 0
Coal | 0 | 0 | 0 | 0 | 0 | 0
Geo | 0 | 0 | 0 | 0 | 0 | 0
H | 0 | 0 | 0 | 0 | 0 | 0
LFG | 0 | 0 | 0 | 0 | 0 | 0
Nuc | 0 | 0 | 0 | 0 | 0 | 0
PS | 0 | 0 | 0 | 0 | 0 | 0
PV | 0 | 0 | 0 | 0 | 0 | 0
PeakG | 63.97 | 93.45 | 74.33 | 87.99 | 87.99 | 87.99
PeakO | 0 | 0 | 0 | 0 | 0 | 0
ST | 0 | 0 | 0 | 0 | 0 | 0
STOG | 0 | 0 | 0 | 0 | 0 | 0
STWD | 0 | 0 | 0 | 0 | 0 | 0
WT | 0 | 0 | 0 | 0 | 0 | 0
IGCC | 0 | 0 | 0 | 0 | 0 | 0
DemandResponse | 0 | 0 | 0 | 0 | 0 | 0
IGCC-CCS | 0 | 0 | 0 | 0 | 0 | 0
WT_off | 0 | 0 | 0 | 0 | 0 | 0
PseudoUnit | 0 | 0 | 0 | 0 | 0 | 0
FixedInterchange | 0 | 0 | 0 | 0 | 0 | 0
Total Costs by Reporting Type: AZ_NM_SNV_NucRenew
ReportingType | 2015 | 2020 | 2025 | 2030 | 2035 | 2040
BM | 0 | 0 | 0 | 0 | 4503.66 | 3681.03
CC | 0 | 0 | 0 | 0 | 0 | 0
CSP | 0 | 0 | 0 | 0 | 0 | 0
CT | 0 | 0 | 0 | 0 | 0 | 0
Coal | 0 | 0 | 0 | 0 | 0 | 0
Geo | 0 | 0 | 608.13 | 608.13 | 608.13 | 608.13
H | 44.6 | 44.6 | 44.6 | 44.6 | 44.6 | 44.6
LFG | 0.85 | 0.85 | 19.64 | 19.64 | 19.64 | 19.64
Nuc | 810.72 | 895.93 | 912.19 | 5439.45 | 7170.31 | 7721.81
PS | 5.13 | 5.13 | 5.13 | 5.13 | 5.13 | 5.13
PV | 37.26 | 37.26 | 37.26 | 37.26 | 2.38 | 2.38
PeakG | 0 | 0 | 0 | 0 | 0 | 0
PeakO | 0 | 0 | 0 | 0 | 0 | 0
ST | 119.29 | 291.78 | 380.88 | 359.42 | 508.4 | 364.44
STOG | 0 | 0 | 0 | 0 | 0 | 0
STWD | 12.81 | 13.02 | 12.82 | 12.82 | 12.82 | 10.18
WT | 31.87 | 2830.79 | 2830.79 | 2830.79 | 2816.5 | 348.89
IGCC | 0 | 0 | 0 | 0 | 0 | 0
DemandResponse | 0 | 0 | 0 | 0 | 0 | 0
IGCC-CCS | 0 | 0 | 0 | 0 | 0 | 0
WT_off | 0 | 0 | 0 | 0 | 0 | 0
PseudoUnit | 0 | 0 | 0 | 0 | 0 | 0
FixedInterchange | 0 | 0 | 0 | 0 | 0 | 0
Total Costs by Reporting Type: ERCOT
ReportingType | 2015 | 2020 | 2025 | 2030 | 2035 | 2040
BM | 118.1 | 148.83 | 148.83 | 148.83 | 3588.23 | 3209.62
CC | 10525.82 | 12069.6 | 17905.98 | 23593.93 | 10510.89 | 8381.95
CSP | 0 | 0 | 0 | 0 | 0 | 0
CT | 22.65 | 22.65 | 22.81 | 23.07 | 0 | 0
Coal | 10368.03 | 7613.52 | 3621.71 | 2032.75 | 1614.41 | 1635.59
Geo | 0 | 0 | 0 | 0 | 0 | 0
H | 8.05 | 8.05 | 8.05 | 8.05 | 8.05 | 8.05
LFG | 9.06 | 9.06 | 115.9 | 115.9 | 115.9 | 115.9
Nuc | 1007.36 | 1174.9 | 1203.03 | 1210.21 | 11876.08 | 14700.92
PS | 0 | 0 | 0 | 0 | 0 | 0
PV | 5.14 | 5.14 | 5.14 | 5.14 | 0.25 | 0.25
PeakG | 80.63 | 119.03 | 114.62 | 114.81 | 114.62 | 125.85
PeakO | 1.29 | 1.86 | 1.53 | 1.53 | 1.53 | 1.53
ST | 0 | 0 | 0 | 0 | 0 | 0
STOG | 369.9 | 416.2 | 435.75 | 469.09 | 0 | 0
STWD | 0 | 0 | 0 | 0 | 0 | 0
WT | 388.45 | 4831.08 | 4831.08 | 4831.08 | 4758.37 | 1221.7
IGCC | 0 | 0 | 0 | 0 | 0 | 0
DemandResponse | 0 | 0 | 0 | 0 | 0 | 0
IGCC-CCS | 0 | 0 | 0 | 0 | 0 | 0
WT_off | 0 | 0 | 0 | 0 | 0 | 0
PseudoUnit | 0 | 0 | 0 | 0 | 0 | 0
FixedInterchange | 0 | 0 | 0 | 0 | 0 | 0
Total Costs by Reporting Type: NP15
ReportingType | 2015 | 2020 | 2025 | 2030 | 2035 | 2040
BM | 0 | 0 | 0 | 0 | 889.69 | 783.91
CC | 5442.48 | 5347.17 | 4777.82 | 5564.95 | 2657.32 | 928.25
CSP | 0 | 0 | 0 | 0 | 0 | 0
CT | 19.28 | 19.28 | 19.28 | 19.28 | 0 | 0
Coal | 98.93 | 16.94 | 22.65 | 0 | 0 | 0
Geo | 100.91 | 385.96 | 385.96 | 385.96 | 385.96 | 199.59
H | 125.7 | 125.7 | 125.7 | 125.7 | 125.7 | 125.7
LFG | 10.26 | 72.39 | 202.65 | 202.65 | 202.65 | 162.47
Nuc | 495.59 | 560.5 | 540.7 | 2711.64 | 5223.96 | 6685.23
PS | 53.58 | 53.58 | 53.58 | 53.58 | 53.58 | 53.58
PV | 3.68 | 3.68 | 3.68 | 3.68 | 0.89 | 0.89
PeakG | 56.04 | 82.34 | 58.1 | 74.01 | 78.49 | 78.49
PeakO | 10.26 | 13.08 | 10.48 | 10.49 | 10.49 | 10.49
ST | 14.46 | 14.46 | 14.46 | 14.46 | 1.86 | 32.61
STOG | 53.53 | 54.88 | 11.09 | 11.09 | 0 | 0
STWD | 265.97 | 269.53 | 266.24 | 266.24 | 266.24 | 210.73
WT | 66.32 | 970.87 | 2761.95 | 3543.54 | 3618.72 | 3005.99
IGCC | 0 | 0 | 0 | 0 | 0 | 0
DemandResponse | 0 | 0 | 0 | 0 | 0 | 0
IGCC-CCS | 0 | 0 | 0 | 0 | 0 | 0
WT_off | 0 | 0 | 0 | 0 | 0 | 0
PseudoUnit | 0 | 0 | 0 | 0 | 0 | 0
FixedInterchange | 0 | 0 | 0 | 0 | 0 | 0
Total Costs by Reporting Type: NWPP_Coal
ReportingType | 2015 | 2020 | 2025 | 2030 | 2035 | 2040
BM | 0 | 0 | 0 | 0 | 0 | 0
CC | 0 | 0 | 0 | 0 | 0 | 0
CSP | 0 | 0 | 0 | 0 | 0 | 0
CT | 0 | 0 | 0 | 0 | 0 | 0
Coal | 6037.82 | 7079.82 | 4552.46 | 303.17 | 94.71 | 61.95
Geo | 0 | 0 | 0 | 0 | 0 | 0
H | 0 | 0 | 0 | 0 | 0 | 0
LFG | 0 | 0 | 0 | 0 | 0 | 0
Nuc | 0 | 0 | 0 | 0 | 0 | 0
PS | 0 | 0 | 0 | 0 | 0 | 0
PV | 0 | 0 | 0 | 0 | 0 | 0
PeakG | 0 | 0 | 0 | 0 | 0 | 0
PeakO | 0 | 0 | 0 | 0 | 0 | 0
ST | 0 | 0 | 0 | 0 | 0 | 0
STOG | 0 | 0 | 0 | 0 | 0 | 0
STWD | 0 | 0 | 0 | 0 | 0 | 0
WT | 0 | 0 | 0 | 0 | 0 | 0
IGCC | 0 | 0 | 0 | 0 | 0 | 0
DemandResponse | 0 | 0 | 0 | 0 | 0 | 0
IGCC-CCS | 0 | 0 | 0 | 0 | 0 | 0
WT_off | 0 | 0 | 0 | 0 | 0 | 0
PseudoUnit | 0 | 0 | 0 | 0 | 0 | 0
FixedInterchange | 0 | 0 | 0 | 0 | 0 | 0
Total Costs by Reporting Type: NWPP_Gas
ReportingType | 2015 | 2020 | 2025 | 2030 | 2035 | 2040
BM | 0 | 0 | 0 | 0 | 0 | 0
CC | 187.4 | 213.5 | 227.43 | 272.89 | 183.43 | 0
CSP | 0 | 0 | 0 | 0 | 0 | 0
CT | 14.02 | 14.02 | 14.02 | 14.02 | 0 | 0
Coal | 0 | 0 | 0 | 0 | 0 | 0
Geo | 0 | 0 | 0 | 0 | 0 | 0
H | 0 | 0 | 0 | 0 | 0 | 0
LFG | 0 | 0 | 0 | 0 | 0 | 0
Nuc | 0 | 0 | 0 | 0 | 0 | 0
PS | 0 | 0 | 0 | 0 | 0 | 0
PV | 0 | 0 | 0 | 0 | 0 | 0
PeakG | 0 | 0 | 0 | 0 | 0 | 0
PeakO | 0 | 0 | 0 | 0 | 0 | 0
ST | 0 | 0 | 0 | 0 | 0 | 0
STOG | 0 | 0 | 0 | 0 | 0 | 0
STWD | 0 | 0 | 0 | 0 | 0 | 0
WT | 0 | 0 | 0 | 0 | 0 | 0
IGCC | 0 | 0 | 0 | 0 | 0 | 0
DemandResponse | 0 | 0 | 0 | 0 | 0 | 0
IGCC-CCS | 0 | 0 | 0 | 0 | 0 | 0
WT_off | 0 | 0 | 0 | 0 | 0 | 0
PseudoUnit | 0 | 0 | 0 | 0 | 0 | 0
FixedInterchange | 0 | 0 | 0 | 0 | 0 | 0
Total Costs by Reporting Type: NWPP_NucRenew
ReportingType | 2015 | 2020 | 2025 | 2030 | 2035 | 2040
BM | 35.02 | 35.02 | 35.02 | 35.02 | 2755.82 | 2648.05
CC | 0 | 0 | 0 | 0 | 0 | 0
CSP | 0 | 0 | 0 | 0 | 0 | 0
CT | 0 | 0 | 0 | 0 | 0 | 0
Coal | 0 | 0 | 0 | 0 | 0 | 0
Geo | 67.62 | 67.62 | 249.83 | 249.83 | 224.95 | 224.95
H | 480.54 | 480.54 | 480.54 | 595.74 | 595.74 | 595.74
LFG | 20.56 | 20.56 | 96.02 | 96.02 | 91 | 91
Nuc | 256.71 | 258.17 | 262.7 | 2421.34 | 2421.34 | 3826.85
PS | 6.12 | 6.12 | 6.12 | 6.12 | 6.12 | 6.12
PV | 0.04 | 0.04 | 0.04 | 0.04 | 0.04 | 0.04
PeakG | 0 | 0 | 0 | 0 | 0 | 0
PeakO | 0 | 0 | 0 | 0 | 0 | 0
ST | 0 | 0 | 0 | 0 | 0 | 1.1
STOG | 0 | 0 | 0 | 0 | 0 | 0
STWD | 19.38 | 333.29 | 329.12 | 329.12 | 329.12 | 164.89
WT | 467.97 | 467.97 | 5703.21 | 5826.65 | 5587.79 | 6169.07
IGCC | 0 | 0 | 0 | 0 | 0 | 0
DemandResponse | 0 | 0 | 0 | 0 | 0 | 0
IGCC-CCS | 0 | 0 | 0 | 0 | 0 | 0
WT_off | 0 | 0 | 0 | 0 | 0 | 0
PseudoUnit | 0 | 0 | 0 | 0 | 0 | 0
FixedInterchange | 0 | 0 | 0 | 0 | 0 | 0
Total Costs by Reporting Type: RMPA
ReportingType | 2015 | 2020 | 2025 | 2030 | 2035 | 2040
BM | 0 | 0 | 0 | 3276.06 | 3660.37 | 3419.99
CC | 296.73 | 244.25 | 297.52 | 462.56 | 212.68 | 152.09
CSP | 0 | 0 | 0 | 0 | 0 | 0
CT | 16.21 | 16.21 | 16.21 | 16.21 | 0 | 0
Coal | 3403.57 | 3796.76 | 2343.37 | 616.18 | 433.21 | 333.67
Geo | 0 | 10.94 | 1081.7 | 1081.7 | 1081.7 | 1074.86
H | 13.99 | 13.99 | 13.99 | 13.99 | 13.99 | 13.99
LFG | 1.17 | 1.17 | 1.17 | 10.12 | 9.84 | 9.84
Nuc | 0.02 | 0.03 | 0.06 | 0.08 | 0.07 | 533.98
PS | 13.37 | 13.37 | 13.37 | 13.37 | 13.37 | 13.37
PV | 0.68 | 0.68 | 0.68 | 0.68 | 0.31 | 0.31
PeakG | 48.87 | 72.26 | 50.81 | 61.6 | 70.22 | 69.96
PeakO | 0 | 0 | 0 | 0 | 0 | 0
ST | 1.26 | 145.57 | 145.57 | 147.57 | 146.5 | 71.31
STOG | 0 | 0 | 0 | 0 | 0 | 0
STWD | 0 | 0 | 0 | 0 | 0 | 0
WT | 240.35 | 1102.12 | 1102.12 | 1226.94 | 1054.28 | 292.14
IGCC | 0 | 0 | 0 | 0 | 0 | 0
DemandResponse | 0 | 0 | 0 | 0 | 0 | 0
IGCC-CCS | 0 | 0 | 0 | 0 | 0 | 0
WT_off | 0 | 0 | 0 | 0 | 0 | 0
PseudoUnit | 0 | 0 | 0 | 0 | 0 | 0
FixedInterchange | 0 | 0 | 0 | 0 | 0 | 0
Total Costs by Reporting Type: SP15
ReportingType | 2015 | 2020 | 2025 | 2030 | 2035 | 2040
BM | 6.8 | 6.8 | 6.8 | 614.4 | 715.86 | 631.23
CC | 6521.76 | 6081.71 | 5251.51 | 7394.99 | 4904.46 | 3694.82
CSP | 0 | 0 | 0 | 0 | 0 | 0
CT | 0 | 0 | 0 | 0 | 0 | 0
Coal | 85.19 | 55.13 | 74.35 | 10.23 | 0 | 0
Geo | 104.52 | 713.94 | 713.94 | 699.68 | 699.68 | 328.75
H | 16.57 | 16.57 | 16.57 | 16.57 | 16.57 | 16.57
LFG | 29.05 | 219.63 | 219.63 | 219.4 | 217.54 | 94.59
Nuc | 508.22 | 539.82 | 519.92 | 536.03 | 536.03 | 4454.6
PS | 34.19 | 34.19 | 34.19 | 34.19 | 34.19 | 34.19
PV | 3.49 | 3.49 | 3.49 | 3.49 | 1.87 | 1.87
PeakG | 76.73 | 111.44 | 93.22 | 103.59 | 103.59 | 103.59
PeakO | 1.47 | 1.91 | 1.53 | 1.53 | 1.53 | 1.53
ST | 220.08 | 220.08 | 220.08 | 1091.01 | 1057.32 | 1414.28
STOG | 326.77 | 301.91 | 187.15 | 192.69 | 196.9 | 184.19
STWD | 68.43 | 69.39 | 68.5 | 68.5 | 68.5 | 54.26
WT | 264.36 | 2774.71 | 4162.1 | 4162.1 | 3968.84 | 1710.99
IGCC | 0 | 0 | 0 | 0 | 0 | 0
DemandResponse | 0 | 0 | 0 | 0 | 0 | 0
IGCC-CCS | 0 | 0 | 0 | 0 | 0 | 0
WT_off | 0 | 0 | 0 | 0 | 0 | 0
PseudoUnit | 0 | 0 | 0 | 0 | 0 | 0
FixedInterchange | 0 | 0 | 0 | 0 | 0 | 0
Total Costs by Reporting Type: ALB
ReportingType | 2015 | 2020 | 2025 | 2030 | 2035 | 2040
BM | 0 | 0 | 0 | 0 | 0 | 0
CC | 1015.91 | 1319.5 | 1563.43 | 167.5 | 21.01 | 22.07
CSP | 0 | 0 | 0 | 0 | 0 | 0
CT | 18.05 | 18.05 | 18.05 | 18.05 | 0 | 0
Coal | 2247.47 | 2681.67 | 3797.05 | 454.4 | 162.31 | 162.96
Geo | 0 | 0 | 0 | 0 | 0 | 0
H | 12.99 | 12.99 | 12.99 | 12.99 | 12.99 | 12.99
LFG | 1.21 | 1.21 | 1.21 | 1.21 | 1.21 | 1.21
Nuc | 0.01 | 0.08 | 0.08 | 6212.31 | 6491.45 | 6702.82
PS | 0 | 0 | 0 | 0 | 0 | 0
PV | 0 | 0 | 0 | 0 | 0 | 0
PeakG | 19.65 | 19.65 | 19.65 | 19.65 | 27.68 | 27.68
PeakO | 0 | 0 | 0 | 0 | 0 | 0
ST | 0 | 0 | 0 | 0 | 0 | 0
STOG | 0 | 0 | 0 | 0 | 0 | 0
STWD | 57.16 | 93.47 | 93.47 | 93.47 | 93.47 | 93.47
WT | 25.5 | 25.5 | 51.89 | 51.89 | 49.35 | 49.35
IGCC | 0 | 0 | 0 | 0 | 0 | 0
DemandResponse | 0 | 0 | 0 | 0 | 0 | 0
IGCC-CCS | 0 | 0 | 0 | 0 | 0 | 0
WT_off | 0 | 0 | 0 | 0 | 0 | 0
PseudoUnit | 0 | 0 | 0 | 0 | 0 | 0
FixedInterchange | 0 | 0 | 0 | 0 | 0 | 0
Total Costs by Reporting Type: BC
ReportingType | 2015 | 2020 | 2025 | 2030 | 2035 | 2040
BM | 0 | 0 | 0 | 0 | 0 | 0
CC | 313.66 | 367.35 | 424.99 | 361.85 | 52.55 | 6.1
CSP | 0 | 0 | 0 | 0 | 0 | 0
CT | 0 | 0 | 0 | 0 | 0 | 0
Coal | 0 | 0 | 0 | 0 | 0 | 0
Geo | 0 | 0 | 0 | 0 | 0 | 0
H | 173.22 | 173.22 | 173.22 | 173.22 | 173.22 | 173.22
LFG | 2.9 | 2.9 | 2.9 | 2.9 | 2.9 | 2.9
Nuc | 0.01 | 0.05 | 0.08 | 262.21 | 262.21 | 894.69
PS | 0 | 0 | 0 | 0 | 0 | 0
PV | 0 | 0 | 0 | 0 | 0 | 0
PeakG | 0 | 0 | 0 | 0 | 0 | 0
PeakO | 0 | 0 | 0 | 0 | 0 | 0
ST | 0 | 0 | 0 | 0 | 0 | 0
STOG | 0 | 0 | 0 | 0 | 0 | 0
STWD | 185.37 | 296.27 | 296.27 | 296.27 | 296.27 | 296.27
WT | 48.22 | 48.22 | 48.22 | 93.46 | 52.78 | 52.78
IGCC | 0 | 0 | 0 | 0 | 0 | 0
DemandResponse | 0 | 0 | 0 | 0 | 0 | 0
IGCC-CCS | 0 | 0 | 0 | 0 | 0 | 0
WT_off | 0 | 0 | 0 | 0 | 0 | 0
PseudoUnit | 0 | 0 | 0 | 0 | 0 | 0
FixedInterchange | 0 | 0 | 0 | 0 | 0 | 0
Total Costs by Reporting Type: HQ_IESO
ReportingType | 2015 | 2020 | 2025 | 2030 | 2035 | 2040
BM | 0 | 0 | 0 | 0 | 0 | 0
CC | 0 | 0 | 0 | 0 | 0 | 0
CSP | 0 | 0 | 0 | 0 | 0 | 0
CT | 0 | 0 | 0 | 0 | 0 | 0
Coal | 0 | 0 | 0 | 0 | 0 | 0
Geo | 0 | 0 | 0 | 0 | 0 | 0
H | 0 | 0 | 0 | 0 | 0 | 0
LFG | 0 | 0 | 0 | 0 | 0 | 0
Nuc | 0.01 | 0.01 | 0.01 | 0.01 | 0.01 | 0.01
PS | 0 | 0 | 0 | 0 | 0 | 0
PV | 0 | 0 | 0 | 0 | 0 | 0
PeakG | 0 | 0 | 0 | 0 | 0 | 0
PeakO | 0 | 0 | 0 | 0 | 0 | 0
ST | 0 | 0 | 0 | 0 | 0 | 0
STOG | 0 | 0 | 0 | 0 | 0 | 0
STWD | 0 | 0 | 0 | 0 | 0 | 0
WT | 0 | 0 | 0 | 0 | 0 | 0
IGCC | 0 | 0 | 0 | 0 | 0 | 0
DemandResponse | 0 | 0 | 0 | 0 | 0 | 0
IGCC-CCS | 0 | 0 | 0 | 0 | 0 | 0
WT_off | 0 | 0 | 0 | 0 | 0 | 0
PseudoUnit | 0 | 0 | 0 | 34.04 | 34.04 | 34.04
FixedInterchange | 0 | 0 | 0 | 0 | 0 | 0
Total Costs by Reporting Type: HQ_NEISO
ReportingType | 2015 | 2020 | 2025 | 2030 | 2035 | 2040
BM | 0 | 0 | 0 | 0 | 0 | 0
CC | 0 | 0 | 0 | 0 | 0 | 0
CSP | 0 | 0 | 0 | 0 | 0 | 0
CT | 0 | 0 | 0 | 0 | 0 | 0
Coal | 0 | 0 | 0 | 0 | 0 | 0
Geo | 0 | 0 | 0 | 0 | 0 | 0
H | 0 | 0 | 0 | 0 | 0 | 0
LFG | 0 | 0 | 0 | 0 | 0 | 0
Nuc | 0.02 | 0.01 | 0.01 | 0.04 | 0.04 | 0.04
PS | 0 | 0 | 0 | 0 | 0 | 0
PV | 0 | 0 | 0 | 0 | 0 | 0
PeakG | 0 | 0 | 0 | 0 | 0 | 0
PeakO | 0 | 0 | 0 | 0 | 0 | 0
ST | 0 | 0 | 0 | 0 | 0 | 0
STOG | 0 | 0 | 0 | 0 | 0 | 0
STWD | 0 | 0 | 0 | 0 | 0 | 0
WT | 0 | 0 | 0 | 0 | 0 | 0
IGCC | 0 | 0 | 0 | 0 | 0 | 0
DemandResponse | 0 | 0 | 0 | 0 | 0 | 0
IGCC-CCS | 0 | 0 | 0 | 0 | 0 | 0
WT_off | 0 | 0 | 0 | 0 | 0 | 0
PseudoUnit | 0 | 0 | 558.98 | 558.98 | 558.98 | 558.98
FixedInterchange | 0 | 0 | 0 | 0 | 0 | 0
Total Costs by Reporting Type: HQ_NY
ReportingType | 2015 | 2020 | 2025 | 2030 | 2035 | 2040
BM | 0 | 0 | 0 | 0 | 0 | 0
CC | 0 | 0 | 0 | 0 | 0 | 0
CSP | 0 | 0 | 0 | 0 | 0 | 0
CT | 0 | 0 | 0 | 0 | 0 | 0
Coal | 0 | 0 | 0 | 0 | 0 | 0
Geo | 0 | 0 | 0 | 0 | 0 | 0
H | 0 | 0 | 0 | 0 | 0 | 0
LFG | 0 | 0 | 0 | 0 | 0 | 0
Nuc | 0.01 | 0.02 | 0.02 | 0.04 | 0.04 | 0.05
PS | 0 | 0 | 0 | 0 | 0 | 0
PV | 0 | 0 | 0 | 0 | 0 | 0
PeakG | 0 | 0 | 0 | 0 | 0 | 0
PeakO | 0 | 0 | 0 | 0 | 0 | 0
ST | 0 | 0 | 0 | 0 | 0 | 0
STOG | 0 | 0 | 0 | 0 | 0 | 0
STWD | 0 | 0 | 0 | 0 | 0 | 0
WT | 0 | 0 | 0 | 0 | 0 | 0
IGCC | 0 | 0 | 0 | 0 | 0 | 0
DemandResponse | 0 | 0 | 0 | 0 | 0 | 0
IGCC-CCS | 0 | 0 | 0 | 0 | 0 | 0
WT_off | 0 | 0 | 0 | 0 | 0 | 0
PseudoUnit | 0 | 1005.01 | 1005.01 | 1005.01 | 1005.01 | 1005.01
FixedInterchange | 0 | 0 | 0 | 0 | 0 | 0
Total Costs by Reporting Type: MARITIMES
ReportingType | 2015 | 2020 | 2025 | 2030 | 2035 | 2040
BM | 0 | 0 | 0 | 0 | 0 | 0
CC | 0 | 0 | 0 | 0 | 0 | 0
CSP | 0 | 0 | 0 | 0 | 0 | 0
CT | 0 | 0 | 0 | 0 | 0 | 0
Coal | 0 | 0 | 0 | 0 | 0 | 0
Geo | 0 | 0 | 0 | 0 | 0 | 0
H | 0 | 0 | 0 | 0 | 0 | 0
LFG | 0 | 0 | 0 | 0 | 0 | 0
Nuc | 0.02 | 0.01 | 0.01 | 0.04 | 0.04 | 0.04
PS | 0 | 0 | 0 | 0 | 0 | 0
PV | 0 | 0 | 0 | 0 | 0 | 0
PeakG | 0 | 0 | 0 | 0 | 0 | 0
PeakO | 0 | 0 | 0 | 0 | 0 | 0
ST | 0 | 0 | 0 | 0 | 0 | 0
STOG | 0 | 0 | 0 | 0 | 0 | 0
STWD | 0 | 0 | 0 | 0 | 0 | 0
WT | 0 | 0 | 0 | 0 | 0 | 0
IGCC | 0 | 0 | 0 | 0 | 0 | 0
DemandResponse | 0 | 0 | 0 | 0 | 0 | 0
IGCC-CCS | 0 | 0 | 0 | 0 | 0 | 0
WT_off | 0 | 0 | 0 | 0 | 0 | 0
PseudoUnit | 0 | 0 | 189.29 | 189.29 | 189.29 | 189.29
FixedInterchange | 0 | 0 | 0 | 0 | 0 | 0
Total Costs by Reporting Type: All
ReportingType | 2015 | 2020 | 2025 | 2030 | 2035 | 2040
BM | 966.53 | 1343.99 | 1862.53 | 24832.38 | 97609.75 | 94373.36
CC | 68673.29 | 91081.58 | 116757.24 | 144196.46 | 60538.65 | 44856.52
CSP | 0 | 0 | 0 | 0 | 0 | 0
CT | 619.18 | 659.42 | 679.38 | 604.16 | 33.97 | 19.1
Coal | 133700.59 | 112647.29 | 78473.15 | 33498.61 | 31309.39 | 25270.17
Geo | 277 | 1182.42 | 3043.51 | 3029.25 | 3004.37 | 2440.24
H | 1511 | 2290.25 | 3318.95 | 4445.24 | 4445.24 | 4547.66
LFG | 541.97 | 1186.52 | 1887.72 | 2112.8 | 2080.05 | 1673.15
Nuc | 27257.81 | 31446.92 | 42353.59 | 68987.87 | 100042.74 | 142596.91
PS | 517.25 | 517.25 | 517.25 | 517.25 | 517.25 | 517.25
PV | 639.15 | 1470.1 | 1806.91 | 1867.18 | 1241.25 | 2100.81
PeakG | 2141.46 | 3162.82 | 2642.38 | 2976.63 | 2751.59 | 3001.85
PeakO | 478.19 | 618.38 | 494.71 | 495.5 | 272.13 | 272.15
ST | 355.08 | 671.89 | 760.99 | 1612.46 | 1714.08 | 1883.74
STOG | 1490.7 | 1559.46 | 1392.16 | 1438.86 | 597.49 | 584.86
STWD | 1524.36 | 2192.29 | 2553.31 | 2807.21 | 2666.56 | 2200.6
WT | 8135.22 | 44650.52 | 65953.15 | 69502.9 | 66470.24 | 35896.43
IGCC | 469.81 | 509.6 | 596.9 | 278.2 | 250.25 | 245.48
DemandResponse | 0 | 0 | 0 | 0 | 0 | 0
IGCC-CCS | 0 | 0 | 0 | 0 | 0 | 0
WT_off | 308.81 | 308.81 | 907.86 | 4907 | 22536.33 | 24406.7
PseudoUnit | 0 | 1005.01 | 1753.29 | 1787.33 | 1787.33 | 1787.33
FixedInterchange | 0 | 0 | 0 | 0 | 0 | 0
Total Costs by Reporting Type: EI_US
ReportingType | 2015 | 2020 | 2025 | 2030 | 2035 | 2040
BM | 626.03 | 974.8 | 1493.6 | 20574.78 | 81315.55 | 79810.85
CC | 40171.03 | 62132.93 | 82777.24 | 101795.38 | 40129.79 | 30491.25
CSP | 0 | 0 | 0 | 0 | 0 | 0
CT | 415.7 | 456.31 | 476.11 | 400.64 | 33.97 | 19.1
Coal | 106155.73 | 85400.12 | 58157.68 | 29619.03 | 28548.47 | 22891.01
Geo | 3.95 | 3.95 | 3.95 | 3.95 | 3.95 | 3.95
H | 419.29 | 947.45 | 1461.98 | 1627 | 1627 | 1627
LFG | 447.6 | 839.44 | 1209.28 | 1425.42 | 1404.94 | 1161.17
Nuc | 21188.84 | 25019.49 | 35876.2 | 47114.24 | 63224.71 | 94045.29
PS | 401.94 | 401.94 | 401.94 | 401.94 | 401.94 | 401.94
PV | 30.85 | 861.8 | 1198.6 | 1258.87 | 1235.07 | 2094.62
PeakG | 1782.01 | 2650.98 | 2231.54 | 2514.99 | 2269 | 2508.29
PeakO | 459.31 | 594.06 | 475.17 | 475.96 | 252.59 | 252.61
ST | 0 | 0 | 0 | 0 | 0 | 0
STOG | 734.88 | 780.94 | 758.18 | 766 | 400.59 | 400.67
STWD | 908.92 | 1112.52 | 1481.06 | 1695.83 | 1594.09 | 1304.13
WT | 5733.61 | 30730.7 | 43593.23 | 46067.9 | 44451.19 | 22933.09
IGCC | 469.81 | 509.6 | 596.9 | 278.2 | 250.25 | 245.48
DemandResponse | 0 | 0 | 0 | 0 | 0 | 0
IGCC-CCS | 0 | 0 | 0 | 0 | 0 | 0
WT_off | 308.81 | 308.81 | 907.86 | 4907 | 22536.33 | 24406.7
PseudoUnit | 0 | 1005.01 | 1753.29 | 1753.29 | 1753.29 | 1753.29
FixedInterchange | 0 | 0 | 0 | 0 | 0 | 0
Total Costs by Reporting Type: EI_Canada
ReportingType | 2015 | 2020 | 2025 | 2030 | 2035 | 2040
BM | 180.58 | 178.55 | 178.28 | 183.28 | 180.58 | 188.69
CC | 569.89 | 282.68 | 200.88 | 197.01 | 202.68 | 36.01
CSP | 0 | 0 | 0 | 0 | 0 | 0
CT | 44.63 | 44.26 | 44.26 | 44.26 | 0 | 0
Coal | 296.72 | 60.43 | 0 | 0 | 0 | 0
Geo | 0 | 0 | 0 | 0 | 0 | 0
H | 216.06 | 467.15 | 981.32 | 1827.39 | 1827.39 | 1929.8
LFG | 19.32 | 19.32 | 19.32 | 19.55 | 14.43 | 14.43
Nuc | 2990.32 | 2997.94 | 3038.63 | 3080.35 | 2836.59 | 3030.73
PS | 2.92 | 2.92 | 2.92 | 2.92 | 2.92 | 2.92
PV | 558.01 | 558.01 | 558.01 | 558.01 | 0.44 | 0.44
PeakG | 13.55 | 13.66 | 0.1 | 0 | 0 | 0
PeakO | 0.09 | 0.09 | 0 | 0 | 0 | 0
ST | 0 | 0 | 0 | 0 | 0 | 0
STOG | 5.62 | 5.54 | 0 | 0 | 0 | 0
STWD | 6.33 | 4.82 | 5.83 | 44.95 | 6.04 | 66.67
WT | 868.55 | 868.55 | 868.55 | 868.55 | 112.43 | 112.43
IGCC | 0 | 0 | 0 | 0 | 0 | 0
DemandResponse | 0 | 0 | 0 | 0 | 0 | 0
IGCC-CCS | 0 | 0 | 0 | 0 | 0 | 0
WT_off | 0 | 0 | 0 | 0 | 0 | 0
PseudoUnit | 0 | 0 | 0 | 34.04 | 34.04 | 34.04
FixedInterchange | 0 | 0 | 0 | 0 | 0 | 0
Total Costs by Reporting Type: EI
ReportingType | 2015 | 2020 | 2025 | 2030 | 2035 | 2040
BM | 806.61 | 1153.34 | 1671.88 | 20758.06 | 81496.13 | 79999.54
CC | 40740.92 | 62415.61 | 82978.12 | 101992.39 | 40332.47 | 30527.26
CSP | 0 | 0 | 0 | 0 | 0 | 0
CT | 460.33 | 500.57 | 520.37 | 444.9 | 33.97 | 19.1
Coal | 106452.45 | 85460.55 | 58157.68 | 29619.03 | 28548.47 | 22891.01
Geo | 3.95 | 3.95 | 3.95 | 3.95 | 3.95 | 3.95
H | 635.35 | 1414.6 | 2443.3 | 3454.39 | 3454.39 | 3556.8
LFG | 466.92 | 858.76 | 1228.6 | 1444.97 | 1419.38 | 1175.6
Nuc | 24179.17 | 28017.44 | 38914.83 | 50194.59 | 66061.3 | 97076.01
PS | 404.86 | 404.86 | 404.86 | 404.86 | 404.86 | 404.86
PV | 588.85 | 1419.81 | 1756.61 | 1816.88 | 1235.51 | 2095.07
PeakG | 1795.56 | 2664.65 | 2231.64 | 2514.99 | 2269 | 2508.29
PeakO | 459.4 | 594.15 | 475.17 | 475.96 | 252.59 | 252.61
ST | 0 | 0 | 0 | 0 | 0 | 0
STOG | 740.5 | 786.47 | 758.18 | 766 | 400.59 | 400.67
STWD | 915.25 | 1117.34 | 1486.89 | 1740.78 | 1600.14 | 1370.8
WT | 6602.17 | 31599.25 | 44461.78 | 46936.45 | 44563.61 | 23045.52
IGCC | 469.81 | 509.6 | 596.9 | 278.2 | 250.25 | 245.48
DemandResponse | 0 | 0 | 0 | 0 | 0 | 0
IGCC-CCS | 0 | 0 | 0 | 0 | 0 | 0
WT_off | 308.81 | 308.81 | 907.86 | 4907 | 22536.33 | 24406.7
PseudoUnit | 0 | 1005.01 | 1753.29 | 1787.33 | 1787.33 | 1787.33
FixedInterchange | 0 | 0 | 0 | 0 | 0 | 0
Total Costs by Reporting Type: Outside_EI
ReportingType | 2015 | 2020 | 2025 | 2030 | 2035 | 2040
BM | 159.91 | 190.65 | 190.65 | 4074.32 | 16113.62 | 14373.82
CC | 27932.38 | 28665.98 | 33779.12 | 42204.07 | 20206.19 | 14329.26
CSP | 0 | 0 | 0 | 0 | 0 | 0
CT | 158.85 | 158.85 | 159.01 | 159.27 | 0 | 0
Coal | 27248.14 | 27186.73 | 20315.47 | 3879.58 | 2760.92 | 2379.16
Geo | 273.05 | 1178.47 | 3039.56 | 3025.3 | 3000.42 | 2436.29
H | 875.65 | 875.65 | 875.65 | 990.86 | 990.86 | 990.86
LFG | 75.05 | 327.76 | 659.11 | 667.83 | 660.67 | 497.55
Nuc | 3078.65 | 3429.48 | 3438.75 | 18793.28 | 33981.44 | 45520.89
PS | 112.39 | 112.39 | 112.39 | 112.39 | 112.39 | 112.39
PV | 50.3 | 50.3 | 50.3 | 50.3 | 5.74 | 5.74
PeakG | 345.9 | 498.17 | 410.74 | 461.64 | 482.59 | 493.56
PeakO | 18.79 | 24.23 | 19.54 | 19.54 | 19.54 | 19.54
ST | 355.08 | 671.89 | 760.99 | 1612.46 | 1714.08 | 1883.74
STOG | 750.21 | 772.98 | 633.98 | 672.86 | 196.9 | 184.19
STWD | 609.11 | 1074.95 | 1066.43 | 1066.43 | 1066.43 | 829.8
WT | 1533.05 | 13051.27 | 21491.37 | 22566.44 | 21906.63 | 12850.91
IGCC | 0 | 0 | 0 | 0 | 0 | 0
DemandResponse | 0 | 0 | 0 | 0 | 0 | 0
IGCC-CCS | 0 | 0 | 0 | 0 | 0 | 0
WT_off | 0 | 0 | 0 | 0 | 0 | 0
PseudoUnit | 0 | 0 | 0 | 0 | 0 | 0
FixedInterchange | 0 | 0 | 0 | 0 | 0 | 0
#15 A | RPS Generation Compliance Payments ($)
RPS Program | 2015 | 2020 | 2025 | 2030 | 2035 | 2040
NEISO | 2.16 | 0 | 0 | 0 | 0 | 0
CA | 1658.41 | 0 | 0 | 0 | 0 | 0
NWPP | 0 | 0 | 0 | 0 | 0 | 0
PJM | 0 | 0 | 0 | 0 | 0 | 0
US | 0 | 0 | 0 | 0 | 0 | 0
PJM_Solar | 361.86 | 0 | 0 | 0 | 0 | 0
MA_Solar | 160.47 | 0 | 0 | 0 | 0 | 0
NH_Solar | 10.81 | 0 | 0 | 0 | 0 | 0
MRETS_Solar | 0 | 0 | 0 | 0 | 0 | 0
AZNMSNV | 211.66 | 0 | 0 | 0 | 0 | 0
AZNMSNV_Solar | 52.24 | 0 | 0 | 0 | 0 | 0
MRETS | 0 | 0 | 0 | 0 | 0 | 0
MI | 30.94 | 0 | 0 | 0 | 0 | 0
Ohio | 0 | 0 | 0 | 0 | 0 | 0
Ohio_Solar | 52.28 | 0 | 0 | 0 | 0 | 0
MOKSOKNE | 157.93 | 0 | 0 | 0 | 0 | 0
MO_Solar | 28.72 | 0 | 0 | 0 | 0 | 0
NC | 785.41 | 0 | 0 | 0 | 0 | 0
NC_Solar | 26.33 | 0 | 0 | 0 | 0 | 0
CO | 21.39 | 0 | 0 | 0 | 0 | 0
CO_Solar | 183.92 | 0 | 0 | 0 | 0 | 0
NY | 0 | 0 | 0 | 0 | 0 | 0
TX | 0 | 0 | 0 | 0 | 0 | 0
#15 B | RPS Capacity Compliance Payments ($)
RPS Program | 2015 | 2020 | 2025 | 2030 | 2035 | 2040
NEISO | 0 | 0 | 0 | 0 | 0 | 0
CA | 0 | 0 | 0 | 0 | 0 | 0
NWPP | 0 | 0 | 0 | 0 | 0 | 0
PJM | 0 | 0 | 0 | 0 | 0 | 0
US | 0 | 0 | 0 | 0 | 0 | 0
PJM_Solar | 0 | 0 | 0 | 0 | 0 | 0
MA_Solar | 0 | 0 | 0 | 0 | 0 | 0
NH_Solar | 0 | 0 | 0 | 0 | 0 | 0
MRETS_Solar | 0 | 0 | 0 | 0 | 0 | 0
AZNMSNV | 0 | 0 | 0 | 0 | 0 | 0
AZNMSNV_Solar | 0 | 0 | 0 | 0 | 0 | 0
MRETS | 0 | 0 | 0 | 0 | 0 | 0
MI | 0 | 0 | 0 | 0 | 0 | 0
Ohio | 0 | 0 | 0 | 0 | 0 | 0
Ohio_Solar | 0 | 0 | 0 | 0 | 0 | 0
MOKSOKNE | 0 | 0 | 0 | 0 | 0 | 0
MO_Solar | 0 | 0 | 0 | 0 | 0 | 0
NC | 0 | 0 | 0 | 0 | 0 | 0
NC_Solar | 0 | 0 | 0 | 0 | 0 | 0
CO | 0 | 0 | 0 | 0 | 0 | 0
CO_Solar | 0 | 0 | 0 | 0 | 0 | 0
NY | 0 | 0 | 0 | 0 | 0 | 0
TX | 0 | 0 | 0 | 0 | 0 | 0
#16a | Transmission Costs ($million) [excludes shadow cost]
Transmission Costs: Entergy
Cost | 2015 | 2020 | 2025 | 2030 | 2035 | 2040
a. Wheel Share | 20.6 | 36.26 | 30.59 | 15.59 | 22.62 | 25.12
b. Friction Share | 13.75 | 41.15 | 34.67 | 23.58 | 34.09 | 36.11
Transmission Costs: FRCC
Cost | 2015 | 2020 | 2025 | 2030 | 2035 | 2040
a. Wheel Share | 22.17 | 25.6 | 0.12 | 0.06 | 18.88 | 33.4
b. Friction Share | 22.17 | 25.6 | 0.2 | 0.11 | 19.13 | 35.69
Transmission Costs: MAPP_US
Cost | 2015 | 2020 | 2025 | 2030 | 2035 | 2040
a. Wheel Share | 20.3 | 54.4 | 55.3 | 63.79 | 58.89 | 65.98
b. Friction Share | 14.66 | 40.21 | 40.9 | 47.41 | 44.2 | 50.01
Transmission Costs: MISO_IN
Cost | 2015 | 2020 | 2025 | 2030 | 2035 | 2040
a. Wheel Share | 1.69 | 2.69 | 5.2 | 6.63 | 1.36 | 4.98
b. Friction Share | 1.24 | 6.07 | 7.53 | 5.86 | 4.29 | 13.53
Transmission Costs: MISO_MI
Cost | 2015 | 2020 | 2025 | 2030 | 2035 | 2040
a. Wheel Share | 11.26 | 16.12 | 16.12 | 16.12 | 16.12 | 12.8
b. Friction Share | 28.47 | 44.7 | 41.11 | 41.26 | 43.06 | 35.03
Transmission Costs: MISO_MO-IL
Cost | 2015 | 2020 | 2025 | 2030 | 2035 | 2040
a. Wheel Share | 19.3 | 31.9 | 15.81 | 6.69 | 12.68 | 15.61
b. Friction Share | 11.84 | 35.53 | 14.03 | 11.98 | 21.82 | 26.44
Transmission Costs: MISO_W
Cost | 2015 | 2020 | 2025 | 2030 | 2035 | 2040
a. Wheel Share | 11.4 | 23.55 | 25.94 | 53.33 | 31.97 | 33.48
b. Friction Share | 11.17 | 26.37 | 28.68 | 48.32 | 32.79 | 32.09
Transmission Costs: MISO_WUMS
Cost | 2015 | 2020 | 2025 | 2030 | 2035 | 2040
a. Wheel Share | 0 | 0 | 0 | 0 | 0 | 0
b. Friction Share | 1.77 | 7.58 | 9 | 6.24 | 4.09 | 4.46
Transmission Costs: Nebraska
Cost | 2015 | 2020 | 2025 | 2030 | 2035 | 2040
a. Wheel Share | 16.8 | 36.66 | 35.89 | 38.75 | 33.17 | 38.07
b. Friction Share | 14.3 | 29.58 | 28.28 | 30.34 | 26.47 | 30.19
Transmission Costs: NEISO
Cost | 2015 | 2020 | 2025 | 2030 | 2035 | 2040
a. Wheel Share | 0 | 0 | 0 | 0 | 0 | 0
b. Friction Share | 9.36 | 9.06 | 15.1 | 24.65 | 20.55 | 19.93
Transmission Costs: NonRTO_Midwest
Cost | 2015 | 2020 | 2025 | 2030 | 2035 | 2040
a. Wheel Share | 6.33 | 4.02 | 5.2 | 6.67 | 5.06 | 6.78
b. Friction Share | 8.74 | 3.83 | 3.12 | 4.07 | 7.25 | 10.68
Transmission Costs: NYISO_A-F
Cost | 2015 | 2020 | 2025 | 2030 | 2035 | 2040
a. Wheel Share | 24.01 | 19.01 | 28.44 | 34.99 | 26.1 | 22.51
b. Friction Share | 50.93 | 42.82 | 48.59 | 52.62 | 37.78 | 34.06
Transmission Costs: NYISO_G-I
Cost | 2015 | 2020 | 2025 | 2030 | 2035 | 2040
a. Wheel Share | 3.08 | 1.75 | 1.91 | 18.26 | 7.01 | 10.22
b. Friction Share | 6.72 | 4.02 | 6.25 | 19.44 | 11.81 | 12.6
Transmission Costs: NYISO_J-K
Cost | 2015 | 2020 | 2025 | 2030 | 2035 | 2040
a. Wheel Share | 2.69 | 1.91 | 0.39 | 3.24 | 1.87 | 3.3
b. Friction Share | 4.64 | 6.91 | 8.58 | 12.57 | 12.12 | 12.96
Transmission Costs: PJM_E
Cost | 2015 | 2020 | 2025 | 2030 | 2035 | 2040
a. Wheel Share | 5.77 | 3.66 | 2.3 | 21.5 | 8.87 | 13.53
b. Friction Share | 5.81 | 3.38 | 1.54 | 13.17 | 6.37 | 9.96
Transmission Costs: PJM_ROM
Cost | 2015 | 2020 | 2025 | 2030 | 2035 | 2040
a. Wheel Share | 9.04 | 3.92 | 13.33 | 21.9 | 16.57 | 15.24
b. Friction Share | 9.48 | 2.86 | 8.32 | 13.4 | 10.34 | 11.08
Transmission Costs: PJM_ROR
Cost | 2015 | 2020 | 2025 | 2030 | 2035 | 2040
a. Wheel Share | 24.04 | 12.74 | 42.19 | 6.54 | 13.73 | 15.12
b. Friction Share | 27.57 | 42.48 | 64.98 | 27.78 | 46.78 | 50.7
Transmission Costs: SOCO
Cost | 2015 | 2020 | 2025 | 2030 | 2035 | 2040
a. Wheel Share | 22.72 | 27.13 | 0.82 | 15.27 | 30.42 | 53.92
b. Friction Share | 23.3 | 28.69 | 1.19 | 34.64 | 45.99 | 61.46
Transmission Costs: SPP_N
Cost | 2015 | 2020 | 2025 | 2030 | 2035 | 2040
a. Wheel Share | 10.62 | 33.81 | 24.21 | 45.58 | 31.83 | 27.45
b. Friction Share | 8.7 | 44.6 | 29.67 | 47.83 | 40.12 | 35.32
Transmission Costs: SPP_S
Cost | 2015 | 2020 | 2025 | 2030 | 2035 | 2040
a. Wheel Share | 1.23 | 12.49 | 9.24 | 7.53 | 8.15 | 13.28
b. Friction Share | 2.1 | 18.84 | 14.01 | 11.6 | 12.68 | 21.46
Transmission Costs: TVA
Cost | 2015 | 2020 | 2025 | 2030 | 2035 | 2040
a. Wheel Share | 0.03 | 0.16 | 0.21 | 0.62 | 4.09 | 3.52
b. Friction Share | 0.08 | 0.22 | 0.29 | 0.79 | 5.16 | 4.43
Transmission Costs: TVA_Transmission
Cost | 2015 | 2020 | 2025 | 2030 | 2035 | 2040
a. Wheel Share | 9.77 | 8.68 | 8.59 | 2.9 | 18.39 | 26.61
b. Friction Share | 13.01 | 6.87 | 8.23 | 6.25 | 32.48 | 38.03
Transmission Costs: VACAR
Cost | 2015 | 2020 | 2025 | 2030 | 2035 | 2040
a. Wheel Share | 19.68 | 13.49 | 34.86 | 23 | 24.97 | 21.31
b. Friction Share | 20.24 | 14.61 | 34.87 | 50.38 | 62.05 | 44.65
Transmission Costs: IESO
Cost | 2015 | 2020 | 2025 | 2030 | 2035 | 2040
a. Wheel Share | 29.43 | 34.35 | 34.74 | 32.79 | 29.17 | 23.65
b. Friction Share | 73.59 | 85.9 | 86.87 | 81.71 | 72.6 | 53.54
Transmission Costs: MAPP_CA
Cost | 2015 | 2020 | 2025 | 2030 | 2035 | 2040
a. Wheel Share | 3.41 | 4.25 | 3.72 | 5.13 | 7.2 | 5.97
b. Friction Share | 6.62 | 7.06 | 6.89 | 7.79 | 9.19 | 4.17
Transmission Costs: AZ_NM_SNV_Coal
Cost | 2015 | 2020 | 2025 | 2030 | 2035 | 2040
a. Wheel Share | 21.15 | 24.13 | 28.41 | 13.82 | 12.27 | 19.42
b. Friction Share | 35.63 | 40.69 | 47.97 | 23.94 | 21.4 | 33.33
Transmission Costs: AZ_NM_SNV_Gas
Cost | 2015 | 2020 | 2025 | 2030 | 2035 | 2040
a. Wheel Share | 11.8 | 7.2 | 2.93 | 4.73 | 2.08 | 1.35
b. Friction Share | 19.87 | 12.15 | 5.05 | 8.06 | 3.51 | 2.27
Transmission Costs: AZ_NM_SNV_NucRenew
Cost | 2015 | 2020 | 2025 | 2030 | 2035 | 2040
a. Wheel Share | 19.4 | 29.58 | 20.85 | 23.07 | 59.1 | 41.4
b. Friction Share | 32.51 | 49.63 | 35.19 | 39.17 | 99.4 | 69.95
Transmission Costs: ERCOT
Cost | 2015 | 2020 | 2025 | 2030 | 2035 | 2040
a. Wheel Share | 0.41 | 5.79 | 3.29 | 2.48 | 2.96 | 6.12
b. Friction Share | 0.62 | 8.68 | 4.95 | 3.84 | 4.48 | 9.89
Transmission Costs: NP15
Cost | 2015 | 2020 | 2025 | 2030 | 2035 | 2040
a. Wheel Share | 4.56 | 0.84 | 0.5 | 9.46 | 9.87 | 9.8
b. Friction Share | 7.67 | 1.5 | 0.93 | 15.91 | 16.59 | 16.46
Transmission Costs: NWPP_Coal
Cost | 2015 | 2020 | 2025 | 2030 | 2035 | 2040
a. Wheel Share | 44.65 | 31.1 | 40.18 | 34.07 | 63.3 | 62.13
b. Friction Share | 75.39 | 52.84 | 68.28 | 58.25 | 107.08 | 105.22
Transmission Costs: NWPP_Gas
Cost | 2015 | 2020 | 2025 | 2030 | 2035 | 2040
a. Wheel Share | 0 | 0 | 0 | 0 | 0 | 0
b. Friction Share | 0.01 | 0.01 | 0.01 | 0.01 | 0.01 | 0
Transmission Costs: NWPP_NucRenew
Cost | 2015 | 2020 | 2025 | 2030 | 2035 | 2040
a. Wheel Share | 0 | 0 | 0 | 0 | 0 | 0
b. Friction Share | 0.97 | 0.99 | 1.31 | 1.46 | 1.58 | 1.67
Transmission Costs: RMPA
Cost | 2015 | 2020 | 2025 | 2030 | 2035 | 2040
a. Wheel Share | 7.66 | 14.4 | 8.77 | 10.63 | 13.97 | 15.91
b. Friction Share | 8.14 | 18.86 | 9.75 | 13.1 | 19.82 | 22.84
Transmission Costs: SP15
Cost | 2015 | 2020 | 2025 | 2030 | 2035 | 2040
a. Wheel Share | 89.66 | 79.25 | 70.96 | 33.37 | 83.65 | 64.75
b. Friction Share | 149.51 | 132.19 | 118.35 | 55.76 | 139.55 | 108.06
Transmission Costs: ALB
Cost | 2015 | 2020 | 2025 | 2030 | 2035 | 2040
a. Wheel Share | 0.54 | 1.9 | 2.5 | 0.25 | 9.8 | 10.25
b. Friction Share | 0.91 | 3.17 | 4.16 | 0.42 | 16.33 | 17.08
Transmission Costs: BC
Cost | 2015 | 2020 | 2025 | 2030 | 2035 | 2040
a. Wheel Share | 0.58 | 2.53 | 5.05 | 3.83 | 25.34 | 25.69
b. Friction Share | 0.97 | 4.22 | 8.42 | 6.39 | 42.23 | 42.81
Transmission Costs: HQ_IESO
Cost | 2015 | 2020 | 2025 | 2030 | 2035 | 2040
a. Wheel Share | 0 | 0 | 0 | 0 | 0 | 0
b. Friction Share | 0.01 | 0.01 | 0.01 | 0.02 | 0.02 | 0.02
Transmission Costs: HQ_NEISO
Cost | 2015 | 2020 | 2025 | 2030 | 2035 | 2040
a. Wheel Share | 0 | 0 | 0 | 0 | 0 | 0
b. Friction Share | 0.11 | 0.11 | 0.16 | 0.16 | 0.16 | 0.16
Transmission Costs: HQ_NY
Cost | 2015 | 2020 | 2025 | 2030 | 2035 | 2040
a. Wheel Share | 0 | 0 | 0 | 0 | 0 | 0
b. Friction Share | 0.03 | 0.12 | 0.12 | 0.12 | 0.12 | 0.12
Transmission Costs: MARITIMES
Cost | 2015 | 2020 | 2025 | 2030 | 2035 | 2040
a. Wheel Share | 0 | 0 | 0 | 0 | 0 | 0
b. Friction Share | 0.05 | 0.05 | 0.07 | 0.07 | 0.07 | 0.07
Transmission Costs: All
Cost | 2015 | 2020 | 2025 | 2030 | 2035 | 2040
a. Wheel Share | 495.76 | 605.28 | 578.54 | 582.61 | 711.46 | 748.67
b. Friction Share | 722.66 | 904.16 | 847.6 | 850.46 | 1135.52 | 1118.51
Transmission Costs: EI_US
Cost | 2015 | 2020 | 2025 | 2030 | 2035 | 2040
a. Wheel Share | 262.52 | 369.96 | 356.65 | 408.97 | 392.76 | 462.24
b. Friction Share | 310.25 | 486.26 | 449.46 | 534.62 | 581.76 | 631.22
Transmission Costs: EI_Canada
Cost | 2015 | 2020 | 2025 | 2030 | 2035 | 2040
a. Wheel Share | 32.84 | 38.6 | 38.46 | 37.92 | 36.37 | 29.62
b. Friction Share | 80.22 | 92.97 | 93.77 | 89.51 | 81.81 | 57.72
Transmission Costs: EI
Cost | 2015 | 2020 | 2025 | 2030 | 2035 | 2040
a. Wheel Share | 295.36 | 408.56 | 395.11 | 446.89 | 429.13 | 491.86
b. Friction Share | 390.47 | 579.23 | 543.23 | 624.13 | 663.57 | 688.94
Transmission Costs: Outside_EI
Cost | 2015 | 2020 | 2025 | 2030 | 2035 | 2040
a. Wheel Share | 200.4 | 196.73 | 183.43 | 135.72 | 282.33 | 256.81
b. Friction Share | 332.19 | 324.94 | 304.37 | 226.33 | 471.95 | 429.57

## Capacity
#1 | New Build Capacity (MW)
New Build Capacity by Reporting Type: Entergy
ReportingType | 2015 | 2020 | 2025 | 2030 | 2035 | 2040
BM | 0 | 0 | 0 | 0 | 10074.95 | 0
CC | 3925.25 | 2682.59 | 0 | 0 | 0 | 0
CSP | 0 | 0 | 0 | 0 | 0 | 0
CT | 0 | 0 | 0 | 0 | 0 | 0
Coal | 720 | 0 | 0 | 0 | 0 | 0
Geo | 0 | 0 | 0 | 0 | 0 | 0
H | 0 | 0 | 720.14 | 388.86 | 0 | 0
LFG | 0 | 0 | 107.4 | 0 | 0 | 0
Nuc | 170 | 0 | 0 | 0 | 689.09 | 2219.91
PS | 0 | 0 | 0 | 0 | 0 | 0
PV | 0.29 | 61.53 | 29.38 | 0 | 0 | 1.39
PeakG | 0 | 0 | 0 | 0 | 0 | 0
PeakO | 0 | 0 | 0 | 0 | 0 | 0
ST | 0 | 0 | 0 | 0 | 0 | 0
STOG | 0 | 0 | 0 | 0 | 0 | 0
STWD | 0 | 0 | 0 | 0 | 0 | 0
WT | 0 | 0 | 0 | 0 | 0 | 0
IGCC | 0 | 0 | 0 | 0 | 0 | 0
DemandResponse | 0 | 0 | 0 | 0 | 0 | 0
IGCC-CCS | 0 | 0 | 0 | 0 | 0 | 0
WT_off | 0 | 0 | 0 | 0 | 0 | 0
PseudoUnit | 0 | 0 | 0 | 0 | 0 | 0
FixedInterchange | 0 | 0 | 0 | 0 | 0 | 0
New Build Capacity by Reporting Type: FRCC
ReportingType | 2015 | 2020 | 2025 | 2030 | 2035 | 2040
BM | 0 | 0 | 0 | 0 | 2001.91 | 0
CC | 9068.72 | 0 | 0 | 0 | 0 | 0
CSP | 0 | 0 | 0 | 0 | 0 | 0
CT | 2480 | 0 | 0 | 0 | 0 | 0
Coal | 0 | 0 | 0 | 0 | 0 | 0
Geo | 0 | 0 | 0 | 0 | 0 | 0
H | 0 | 0 | 0 | 0 | 0 | 0
LFG | 0 | 198 | 0 | 0 | 0 | 0
Nuc | 229.33 | 0.11 | 9485.63 | 3535.75 | 7821.64 | 6108.63
PS | 0 | 0 | 0 | 0 | 0 | 0
PV | 0 | 0 | 0 | 0 | 0 | 0
PeakG | 0 | 0 | 0 | 0 | 0 | 0
PeakO | 0 | 0 | 0 | 0 | 0 | 0
ST | 0 | 0 | 0 | 0 | 0 | 0
STOG | 0 | 0 | 0 | 0 | 0 | 0
STWD | 0 | 0 | 0 | 0 | 0 | 0
WT | 0 | 0 | 0 | 0 | 0 | 0
IGCC | 0 | 0 | 0 | 0 | 0 | 0
DemandResponse | 0 | 0 | 0 | 0 | 0 | 0
IGCC-CCS | 0 | 0 | 0 | 0 | 0 | 0
WT_off | 0 | 0 | 0 | 0 | 0 | 0
PseudoUnit | 0 | 0 | 0 | 0 | 0 | 0
FixedInterchange | 0 | 0 | 0 | 0 | 0 | 0
New Build Capacity by Reporting Type: MAPP_US
ReportingType | 2015 | 2020 | 2025 | 2030 | 2035 | 2040
BM | 0 | 0 | 0 | 0 | 34.97 | 31.01
CC | 0 | 0 | 0 | 71.89 | 0 | 0
CSP | 0 | 0 | 0 | 0 | 0 | 0
CT | 308.3 | 0 | 0 | 0 | 0 | 0
Coal | 0 | 0 | 0 | 0 | 0 | 0
Geo | 0 | 0 | 0 | 0 | 0 | 0
H | 0 | 0 | 0 | 0 | 0 | 0
LFG | 0 | 0 | 0 | 71.67 | 0 | 0
Nuc | 0 | 0 | 0 | 0 | 0 | 0
PS | 0 | 0 | 0 | 0 | 0 | 0
PV | 0 | 0 | 0 | 0 | 0 | 0
PeakG | 0 | 0 | 0 | 0 | 0 | 0
PeakO | 0 | 0 | 0 | 0 | 0 | 0
ST | 0 | 0 | 0 | 0 | 0 | 0
STOG | 0 | 0 | 0 | 0 | 0 | 0
STWD | 0 | 0 | 0 | 0 | 0 | 0
WT | 421.3 | 11315.37 | 0 | 553.79 | 0 | 0
IGCC | 0 | 0 | 0 | 0 | 0 | 0
DemandResponse | 0 | 0 | 0 | 0 | 0 | 0
IGCC-CCS | 0 | 0 | 0 | 0 | 0 | 0
WT_off | 0 | 0 | 0 | 0 | 0 | 0
PseudoUnit | 0 | 0 | 0 | 0 | 0 | 0
FixedInterchange | 0 | 0 | 0 | 0 | 0 | 0
New Build Capacity by Reporting Type: MISO_IN
ReportingType | 2015 | 2020 | 2025 | 2030 | 2035 | 2040
BM | 0 | 0 | 0 | 122.47 | 6022.05 | 0
CC | 0 | 8136.5 | 3837.06 | 0 | 0 | 0
CSP | 0 | 0 | 0 | 0 | 0 | 0
CT | 0 | 0 | 0 | 0 | 0 | 0
Coal | 0 | 0 | 0 | 0 | 0 | 0
Geo | 0 | 0 | 0 | 0 | 0 | 0
H | 0 | 0 | 0 | 0 | 0 | 0
LFG | 0 | 0 | 80.12 | 0 | 0 | 0
Nuc | 0 | 0 | 0 | 0 | 0 | 766.23
PS | 0 | 0 | 0 | 0 | 0 | 0
PV | 0 | 0 | 0 | 0 | 0 | 0
PeakG | 0 | 0 | 0 | 0 | 0 | 0
PeakO | 0 | 0 | 0 | 0 | 0 | 0
ST | 0 | 0 | 0 | 0 | 0 | 0
STOG | 0 | 0 | 0 | 0 | 0 | 0
STWD | 0 | 0 | 0 | 0 | 0 | 0
WT | 0 | 0 | 0 | 0 | 0 | 0
IGCC | 618 | 0 | 0 | 0 | 0 | 0
DemandResponse | 0 | 0 | 0 | 0 | 0 | 0
IGCC-CCS | 0 | 0 | 0 | 0 | 0 | 0
WT_off | 0 | 0 | 0 | 0 | 0 | 0
PseudoUnit | 0 | 0 | 0 | 0 | 0 | 0
FixedInterchange | 0 | 0 | 0 | 0 | 0 | 0
New Build Capacity by Reporting Type: MISO_MI
ReportingType | 2015 | 2020 | 2025 | 2030 | 2035 | 2040
BM | 0 | 0 | 0 | 0 | 4099.21 | 0
CC | 0 | 0 | 0 | 0 | 0 | 0
CSP | 0 | 0 | 0 | 0 | 0 | 0
CT | 0 | 0 | 0 | 0 | 0 | 0
Coal | 0 | 0 | 0 | 0 | 0 | 0
Geo | 0 | 0 | 0 | 0 | 0 | 0
H | 0 | 0 | 0 | 0 | 0 | 0
LFG | 0 | 0 | 160.25 | 0 | 0 | 0
Nuc | 0 | 0 | 0 | 5267.24 | 0 | 16.02
PS | 0 | 0 | 0 | 0 | 0 | 0
PV | 0 | 0 | 0 | 0 | 0 | 0
PeakG | 0 | 0 | 0 | 0 | 0 | 0
PeakO | 0 | 0 | 0 | 0 | 0 | 0
ST | 0 | 0 | 0 | 0 | 0 | 0
STOG | 0 | 0 | 0 | 0 | 0 | 0
STWD | 0 | 0 | 0 | 0 | 0 | 0
WT | 2000 | 234.83 | 0 | 0 | 0 | 0
IGCC | 0 | 0 | 0 | 0 | 0 | 0
DemandResponse | 0 | 0 | 0 | 0 | 0 | 0
IGCC-CCS | 0 | 0 | 0 | 0 | 0 | 0
WT_off | 0 | 0 | 0 | 0 | 0 | 0
PseudoUnit | 0 | 0 | 0 | 0 | 0 | 0
FixedInterchange | 0 | 0 | 0 | 0 | 0 | 0
New Build Capacity by Reporting Type: MISO_MO-IL
ReportingType | 2015 | 2020 | 2025 | 2030 | 2035 | 2040
BM | 0 | 0 | 0 | 0 | 2548.75 | 0
CC | 0 | 0 | 0 | 0 | 0 | 0
CSP | 0 | 0 | 0 | 0 | 0 | 0
CT | 0 | 0 | 0 | 0 | 0 | 0
Coal | 1790 | 0 | 0 | 0 | 0 | 0
Geo | 0 | 0 | 0 | 0 | 0 | 0
H | 0 | 280 | 0 | 0 | 0 | 0
LFG | 0 | 0 | 220.11 | 3.23 | 0 | 0
Nuc | 0 | 0 | 0 | 0 | 0 | 0
PS | 0 | 0 | 0 | 0 | 0 | 0
PV | 0 | 0 | 0 | 0 | 0 | 0
PeakG | 0 | 0 | 0 | 0 | 0 | 0
PeakO | 0 | 0 | 0 | 0 | 0 | 0
ST | 0 | 0 | 0 | 0 | 0 | 0
STOG | 0 | 0 | 0 | 0 | 0 | 0
STWD | 0 | 0 | 0 | 0 | 0 | 0
WT | 300 | 5600 | 0 | 0 | 0 | 0
IGCC | 0 | 0 | 0 | 0 | 0 | 0
DemandResponse | 0 | 0 | 0 | 0 | 0 | 0
IGCC-CCS | 0 | 0 | 0 | 0 | 0 | 0
WT_off | 0 | 0 | 0 | 0 | 0 | 0
PseudoUnit | 0 | 0 | 0 | 0 | 0 | 0
FixedInterchange | 0 | 0 | 0 | 0 | 0 | 0
New Build Capacity by Reporting Type: MISO_W
ReportingType | 2015 | 2020 | 2025 | 2030 | 2035 | 2040
BM | 0 | 0 | 0 | 0 | 0 | 0
CC | 0 | 0 | 0 | 0 | 0 | 0
CSP | 0 | 0 | 0 | 0 | 0 | 0
CT | 0 | 0 | 0 | 0 | 0 | 0
Coal | 0 | 0 | 0 | 0 | 0 | 0
Geo | 0 | 0 | 0 | 0 | 0 | 0
H | 0 | 0 | 0 | 0 | 0 | 0
LFG | 0 | 0 | 0 | 71.67 | 0 | 0
Nuc | 94.33 | 0 | 0 | 0 | 0 | 0
PS | 0 | 0 | 0 | 0 | 0 | 0
PV | 0 | 0 | 0 | 0 | 0 | 0
PeakG | 0 | 0 | 0 | 0 | 0 | 0
PeakO | 0 | 0 | 0 | 0 | 0 | 0
ST | 0 | 0 | 0 | 0 | 0 | 0
STOG | 0 | 0 | 0 | 0 | 0 | 0
STWD | 0 | 0 | 0 | 0 | 0 | 0
WT | 2800.5 | 30838.91 | 7448.2 | 0 | 0 | 371.9
IGCC | 0 | 0 | 0 | 0 | 0 | 0
DemandResponse | 0 | 0 | 0 | 0 | 0 | 0
IGCC-CCS | 0 | 0 | 0 | 0 | 0 | 0
WT_off | 0 | 0 | 0 | 0 | 0 | 0
PseudoUnit | 0 | 0 | 0 | 0 | 0 | 0
FixedInterchange | 0 | 0 | 0 | 0 | 0 | 0
New Build Capacity by Reporting Type: MISO_WUMS
ReportingType | 2015 | 2020 | 2025 | 2030 | 2035 | 2040
BM | 0 | 0 | 0 | 205.35 | 2995.44 | 0
CC | 0 | 4610.87 | 1106.88 | 0 | 0 | 0
CSP | 0 | 0 | 0 | 0 | 0 | 0
CT | 0 | 0 | 0 | 0 | 0 | 0
Coal | 615 | 0 | 0 | 0 | 0 | 0
Geo | 0 | 0 | 0 | 0 | 0 | 0
H | 0 | 1 | 0 | 0 | 0 | 0
LFG | 0 | 0 | 223.33 | 0 | 0 | 0
Nuc | 235 | 0 | 0 | 0 | 0 | 2940.86
PS | 0 | 0 | 0 | 0 | 0 | 0
PV | 0 | 0 | 0 | 0 | 0 | 0
PeakG | 0 | 0 | 0 | 0 | 0 | 0
PeakO | 0 | 0 | 0 | 0 | 0 | 0
ST | 0 | 0 | 0 | 0 | 0 | 0
STOG | 0 | 0 | 0 | 0 | 0 | 0
STWD | 0 | 0 | 0 | 0 | 0 | 0
WT | 968.9 | 30.8 | 0 | 0 | 0 | 0
IGCC | 0 | 0 | 0 | 0 | 0 | 0
DemandResponse | 0 | 0 | 0 | 0 | 0 | 0
IGCC-CCS | 0 | 0 | 0 | 0 | 0 | 0
WT_off | 0 | 0 | 0 | 0 | 0 | 0
PseudoUnit | 0 | 0 | 0 | 0 | 0 | 0
FixedInterchange | 0 | 0 | 0 | 0 | 0 | 0
New Build Capacity by Reporting Type: Nebraska
ReportingType | 2015 | 2020 | 2025 | 2030 | 2035 | 2040
BM | 0 | 0 | 0 | 0 | 2215.11 | 0
CC | 0 | 298.99 | 0 | 0 | 0 | 0
CSP | 0 | 0 | 0 | 0 | 0 | 0
CT | 0 | 0 | 0 | 0 | 0 | 0
Coal | 232.1 | 0 | 0 | 0 | 0 | 0
Geo | 0 | 0 | 0 | 0 | 0 | 0
H | 0 | 0 | 0 | 0 | 0 | 0
LFG | 0 | 0 | 0 | 71.67 | 0 | 0
Nuc | 0 | 0 | 0 | 0 | 0 | 0
PS | 0 | 0 | 0 | 0 | 0 | 0
PV | 0 | 0 | 0 | 0 | 0 | 0
PeakG | 0 | 0 | 0 | 0 | 0 | 0
PeakO | 0 | 0 | 0 | 0 | 0 | 0
ST | 0 | 0 | 0 | 0 | 0 | 0
STOG | 0 | 0 | 0 | 0 | 0 | 0
STWD | 0 | 0 | 0 | 0 | 0 | 0
WT | 202 | 0 | 0 | 0 | 0 | 0
IGCC | 0 | 0 | 0 | 0 | 0 | 0
DemandResponse | 0 | 0 | 0 | 0 | 0 | 0
IGCC-CCS | 0 | 0 | 0 | 0 | 0 | 0
WT_off | 0 | 0 | 0 | 0 | 0 | 0
PseudoUnit | 0 | 0 | 0 | 0 | 0 | 0
FixedInterchange | 0 | 0 | 0 | 0 | 0 | 0
New Build Capacity by Reporting Type: NEISO
ReportingType | 2015 | 2020 | 2025 | 2030 | 2035 | 2040
BM | 252.2 | 0 | 0 | 0 | 0 | 0
CC | 2049.5 | 0 | 0 | 0 | 0 | 0
CSP | 0 | 0 | 0 | 0 | 0 | 0
CT | 334 | 0 | 0 | 0 | 0 | 0
Coal | 0 | 0 | 0 | 0 | 0 | 0
Geo | 0 | 0 | 0 | 0 | 0 | 0
H | 0 | 0 | 3 | 0 | 0 | 0
LFG | 49.26 | 0 | 0 | 69.74 | 0 | 0
Nuc | 0 | 0 | 0 | 0 | 0 | 0
PS | 0 | 0 | 0 | 0 | 0 | 0
PV | 0 | 292.5 | 0 | 0 | 0 | 0
PeakG | 0 | 0 | 0 | 0 | 0 | 0
PeakO | 0 | 0 | 0 | 0 | 0 | 0
ST | 0 | 0 | 0 | 0 | 0 | 0
STOG | 0 | 0 | 0 | 0 | 0 | 0
STWD | 0 | 0 | 0 | 0 | 0 | 0
WT | 231.2 | 5048.8 | 0 | 1959.78 | 8097.45 | 1189.06
IGCC | 0 | 0 | 0 | 0 | 0 | 0
DemandResponse | 0 | 0 | 0 | 0 | 0 | 0
IGCC-CCS | 0 | 0 | 0 | 0 | 0 | 0
WT_off | 468 | 0 | 0 | 0 | 0 | 0
PseudoUnit | 0 | 0 | 0 | 0 | 0 | 0
FixedInterchange | 0 | 0 | 0 | 0 | 0 | 0
New Build Capacity by Reporting Type: NonRTO_Midwest
ReportingType | 2015 | 2020 | 2025 | 2030 | 2035 | 2040
BM | 0 | 0 | 0 | 4688.9 | 1455.62 | 0
CC | 357.85 | 538.07 | 0 | 0 | 0 | 0
CSP | 0 | 0 | 0 | 0 | 0 | 0
CT | 0 | 0 | 0 | 0 | 0 | 0
Coal | 0 | 0 | 0 | 0 | 0 | 0
Geo | 0 | 0 | 0 | 0 | 0 | 0
H | 0 | 0 | 746 | 0 | 0 | 0
LFG | 0 | 0 | 160.25 | 0 | 0 | 0
Nuc | 0 | 0 | 0 | 10.32 | 0 | 960.13
PS | 0 | 0 | 0 | 0 | 0 | 0
PV | 0 | 0 | 0 | 0 | 0 | 0
PeakG | 0 | 0 | 0 | 0 | 0 | 0
PeakO | 0 | 0 | 0 | 0 | 0 | 0
ST | 0 | 0 | 0 | 0 | 0 | 0
STOG | 0 | 0 | 0 | 0 | 0 | 0
STWD | 0 | 0 | 0 | 0 | 0 | 0
WT | 0 | 0 | 0 | 0 | 0 | 0
IGCC | 0 | 0 | 0 | 0 | 0 | 0
DemandResponse | 0 | 0 | 0 | 0 | 0 | 0
IGCC-CCS | 0 | 0 | 0 | 0 | 0 | 0
WT_off | 0 | 0 | 0 | 0 | 0 | 0
PseudoUnit | 0 | 0 | 0 | 0 | 0 | 0
FixedInterchange | 0 | 0 | 0 | 0 | 0 | 0
New Build Capacity by Reporting Type: NYISO_A-F
ReportingType | 2015 | 2020 | 2025 | 2030 | 2035 | 2040
BM | 0 | 0 | 0 | 0 | 0 | 0
CC | 639 | 0 | 0 | 0 | 0 | 0
CSP | 0 | 0 | 0 | 0 | 0 | 0
CT | 0 | 0 | 0 | 0 | 0 | 0
Coal | 0 | 0 | 0 | 0 | 0 | 0
Geo | 0 | 0 | 0 | 0 | 0 | 0
H | 0 | 0 | 0 | 0 | 0 | 0
LFG | 6.4 | 0 | 0 | 67.93 | 0 | 0
Nuc | 168 | 0 | 0 | 0 | 0 | 0
PS | 0 | 0 | 0 | 0 | 0 | 0
PV | 0 | 0 | 0 | 0 | 0 | 0
PeakG | 0 | 0 | 0 | 0 | 0 | 0
PeakO | 0 | 0 | 0 | 0 | 0 | 0
ST | 0 | 0 | 0 | 0 | 0 | 0
STOG | 0 | 0 | 0 | 0 | 0 | 0
STWD | 0 | 0 | 0 | 0 | 0 | 0
WT | 2476.3 | 709.8 | 4953.78 | 5350.12 | 0 | 0
IGCC | 0 | 0 | 0 | 0 | 0 | 0
DemandResponse | 0 | 0 | 0 | 0 | 0 | 0
IGCC-CCS | 0 | 0 | 0 | 0 | 0 | 0
WT_off | 0 | 0 | 0 | 0 | 0 | 0
PseudoUnit | 0 | 0 | 0 | 0 | 0 | 0
FixedInterchange | 0 | 0 | 0 | 0 | 0 | 0
New Build Capacity by Reporting Type: NYISO_G-I
ReportingType | 2015 | 2020 | 2025 | 2030 | 2035 | 2040
BM | 0 | 0 | 0 | 0 | 728.82 | 0
CC | 0 | 0 | 0 | 0 | 0 | 0
CSP | 0 | 0 | 0 | 0 | 0 | 0
CT | 0 | 0 | 0 | 0 | 0 | 0
Coal | 0 | 0 | 0 | 0 | 0 | 0
Geo | 0 | 0 | 0 | 0 | 0 | 0
H | 0 | 0 | 0 | 0 | 0 | 0
LFG | 0 | 0 | 0 | 74.33 | 0 | 0
Nuc | 0 | 0 | 0 | 0 | 0 | 2238.68
PS | 0 | 0 | 0 | 0 | 0 | 0
PV | 0 | 0 | 0 | 0 | 0 | 0
PeakG | 0 | 0 | 0 | 0 | 0 | 0
PeakO | 0 | 0 | 0 | 0 | 0 | 0
ST | 0 | 0 | 0 | 0 | 0 | 0
STOG | 0 | 0 | 0 | 0 | 0 | 0
STWD | 0 | 0 | 0 | 0 | 0 | 0
WT | 0 | 60 | 300 | 0 | 0 | 0
IGCC | 0 | 0 | 0 | 0 | 0 | 0
DemandResponse | 0 | 0 | 0 | 0 | 0 | 0
IGCC-CCS | 0 | 0 | 0 | 0 | 0 | 0
WT_off | 0 | 0 | 0 | 0 | 0 | 0
PseudoUnit | 0 | 0 | 0 | 0 | 0 | 0
FixedInterchange | 0 | 0 | 0 | 0 | 0 | 0
New Build Capacity by Reporting Type: NYISO_J-K
ReportingType | 2015 | 2020 | 2025 | 2030 | 2035 | 2040
BM | 0 | 0 | 0 | 0 | 0 | 0
CC | 1175.4 | 0 | 0 | 0 | 0 | 0
CSP | 0 | 0 | 0 | 0 | 0 | 0
CT | 0 | 0 | 0 | 0 | 0 | 0
Coal | 0 | 0 | 0 | 0 | 0 | 0
Geo | 0 | 0 | 0 | 0 | 0 | 0
H | 0 | 0 | 0 | 0 | 0 | 0
LFG | 0 | 0 | 0 | 74.33 | 0 | 0
Nuc | 0 | 0 | 0 | 0 | 0 | 0
PS | 0 | 0 | 0 | 0 | 0 | 0
PV | 32 | 0 | 0 | 0 | 0 | 0
PeakG | 0 | 0 | 0 | 0 | 0 | 0
PeakO | 0 | 0 | 0 | 0 | 0 | 0
ST | 0 | 0 | 0 | 0 | 0 | 0
STOG | 0 | 0 | 0 | 0 | 0 | 0
STWD | 0 | 0 | 0 | 0 | 0 | 0
WT | 0 | 0 | 170 | 160 | 0 | 0
IGCC | 0 | 0 | 0 | 0 | 0 | 0
DemandResponse | 0 | 0 | 0 | 0 | 0 | 0
IGCC-CCS | 0 | 0 | 0 | 0 | 0 | 0
WT_off | 0 | 0 | 0 | 0 | 0 | 0
PseudoUnit | 0 | 0 | 0 | 0 | 0 | 0
FixedInterchange | 0 | 0 | 0 | 0 | 0 | 0
New Build Capacity by Reporting Type: PJM_E
ReportingType | 2015 | 2020 | 2025 | 2030 | 2035 | 2040
BM | 30 | 0 | 0 | 0 | 0 | 0
CC | 4634.3 | 0 | 0 | 0 | 0 | 0
CSP | 0 | 0 | 0 | 0 | 0 | 0
CT | 26.2 | 0 | 0 | 0 | 0 | 0
Coal | 27 | 0 | 0 | 0 | 0 | 0
Geo | 0 | 0 | 0 | 0 | 0 | 0
H | 0 | 0 | 0 | 0 | 0 | 0
LFG | 9.1 | 132.9 | 0 | 0 | 0 | 0
Nuc | 38 | 0 | 0 | 0 | 0 | 0
PS | 0 | 0 | 0 | 0 | 0 | 0
PV | 25.45 | 0 | 0 | 0 | 0 | 0
PeakG | 0 | 0 | 0 | 0 | 0 | 0
PeakO | 0 | 0 | 0 | 0 | 0 | 0
ST | 0 | 0 | 0 | 0 | 0 | 0
STOG | 0 | 0 | 0 | 0 | 0 | 0
STWD | 0 | 0 | 0 | 0 | 0 | 0
WT | 1150 | 0 | 0 | 20 | 0 | 0
IGCC | 0 | 0 | 0 | 0 | 0 | 0
DemandResponse | 0 | 0 | 0 | 0 | 0 | 0
IGCC-CCS | 0 | 0 | 0 | 0 | 0 | 0
WT_off | 0 | 0 | 1100 | 0 | 8500 | 0
PseudoUnit | 0 | 0 | 0 | 0 | 0 | 0
FixedInterchange | 0 | 0 | 0 | 0 | 0 | 0
New Build Capacity by Reporting Type: PJM_ROM
ReportingType | 2015 | 2020 | 2025 | 2030 | 2035 | 2040
BM | 18 | 0 | 0 | 0 | 2339.79 | 0
CC | 1678.5 | 0 | 0 | 0 | 0 | 0
CSP | 0 | 0 | 0 | 0 | 0 | 0
CT | 16 | 0 | 0 | 0 | 0 | 0
Coal | 32.5 | 0 | 0 | 0 | 0 | 0
Geo | 0 | 0 | 0 | 0 | 0 | 0
H | 0 | 678 | 0 | 0 | 0 | 0
LFG | 18.9 | 265.1 | 0 | 0 | 0 | 0
Nuc | 0 | 0 | 0 | 0 | 0 | 7541.49
PS | 0 | 0 | 0 | 0 | 0 | 0
PV | 0 | 1355.2 | 758.74 | 169.83 | 12.8 | 61.08
PeakG | 0 | 0 | 0 | 0 | 0 | 0
PeakO | 0 | 0 | 0 | 0 | 0 | 0
ST | 0 | 0 | 0 | 0 | 0 | 0
STOG | 0 | 0 | 0 | 0 | 0 | 0
STWD | 0 | 0 | 0 | 0 | 0 | 0
WT | 479.8 | 750.2 | 0 | 5810 | 0 | 0
IGCC | 0 | 0 | 0 | 0 | 0 | 0
DemandResponse | 0 | 0 | 0 | 0 | 0 | 0
IGCC-CCS | 0 | 0 | 0 | 0 | 0 | 0
WT_off | 0 | 0 | 0 | 0 | 0 | 0
PseudoUnit | 0 | 0 | 0 | 0 | 0 | 0
FixedInterchange | 0 | 0 | 0 | 0 | 0 | 0
New Build Capacity by Reporting Type: PJM_ROR
ReportingType | 2015 | 2020 | 2025 | 2030 | 2035 | 2040
BM | 385 | 0 | 0 | 0 | 10171.34 | 0
CC | 3077 | 1115.13 | 0 | 0 | 0 | 0
CSP | 0 | 0 | 0 | 0 | 0 | 0
CT | 29 | 0 | 0 | 0 | 0 | 0
Coal | 2164 | 0 | 0 | 0 | 0 | 0
Geo | 0 | 0 | 0 | 0 | 0 | 0
H | 0 | 503 | 0 | 0 | 0 | 0
LFG | 57.4 | 513.71 | 0 | 0 | 0 | 0
Nuc | 38 | 0 | 0 | 5627.58 | 5815 | 5099.08
PS | 0 | 0 | 0 | 0 | 0 | 0
PV | 0 | 429.08 | 210.91 | 7.83 | 0 | 0
PeakG | 0 | 0 | 0 | 0 | 0 | 0
PeakO | 0 | 0 | 0 | 0 | 0 | 0
ST | 0 | 0 | 0 | 0 | 0 | 0
STOG | 0 | 0 | 0 | 0 | 0 | 0
STWD | 0 | 0 | 0 | 0 | 0 | 0
WT | 8325.7 | 4037.04 | 41237.26 | 0 | 0 | 0
IGCC | 0 | 0 | 0 | 0 | 0 | 0
DemandResponse | 0 | 0 | 0 | 0 | 0 | 0
IGCC-CCS | 0 | 0 | 0 | 0 | 0 | 0
WT_off | 0 | 0 | 0 | 0 | 0 | 0
PseudoUnit | 0 | 0 | 0 | 0 | 0 | 0
FixedInterchange | 0 | 0 | 0 | 0 | 0 | 0
New Build Capacity by Reporting Type: SOCO
ReportingType | 2015 | 2020 | 2025 | 2030 | 2035 | 2040
BM | 55 | 0 | 0 | 3224.12 | 3276.12 | 0
CC | 5026.9 | 5043.12 | 0 | 0 | 0 | 0
CSP | 0 | 0 | 0 | 0 | 0 | 0
CT | 0 | 0 | 0 | 0 | 0 | 0
Coal | 0 | 0 | 0 | 0 | 0 | 0
Geo | 0 | 0 | 0 | 0 | 0 | 0
H | 0 | 0 | 0 | 0 | 0 | 0
LFG | 0 | 0 | 107.4 | 0 | 0 | 0
Nuc | 70 | 2200 | 3736.51 | 0 | 9264.05 | 5791.87
PS | 0 | 0 | 0 | 0 | 0 | 0
PV | 0 | 0 | 0 | 0 | 0 | 2000
PeakG | 0 | 0 | 0 | 0 | 0 | 0
PeakO | 0 | 0 | 0 | 0 | 0 | 0
ST | 0 | 0 | 0 | 0 | 0 | 0
STOG | 0 | 0 | 0 | 0 | 0 | 0
STWD | 0 | 0 | 0 | 0 | 0 | 0
WT | 0 | 0 | 100 | 0 | 0 | 0
IGCC | 0 | 0 | 0 | 0 | 0 | 0
DemandResponse | 0 | 0 | 0 | 0 | 0 | 0
IGCC-CCS | 0 | 0 | 0 | 0 | 0 | 0
WT_off | 0 | 0 | 0 | 0 | 0 | 0
PseudoUnit | 0 | 0 | 0 | 0 | 0 | 0
FixedInterchange | 0 | 0 | 0 | 0 | 0 | 0
New Build Capacity by Reporting Type: SPP_N
ReportingType | 2015 | 2020 | 2025 | 2030 | 2035 | 2040
BM | 0 | 0 | 0 | 1494.97 | 4806.29 | 0
CC | 0 | 3482.77 | 0 | 0 | 0 | 0
CSP | 0 | 0 | 0 | 0 | 0 | 0
CT | 0 | 0 | 0 | 0 | 0 | 0
Coal | 465.04 | 0 | 0 | 0 | 0 | 0
Geo | 0 | 0 | 0 | 0 | 0 | 0
H | 0 | 0 | 0 | 0 | 0 | 0
LFG | 0 | 0 | 0 | 95 | 0 | 0
Nuc | 0 | 0 | 0 | 0 | 0 | 0
PS | 0 | 0 | 0 | 0 | 0 | 0
PV | 0 | 0 | 0 | 0 | 0 | 0
PeakG | 0 | 0 | 0 | 0 | 0 | 0
PeakO | 0 | 0 | 0 | 0 | 0 | 0
ST | 0 | 0 | 0 | 0 | 0 | 0
STOG | 0 | 0 | 0 | 0 | 0 | 0
STWD | 0 | 0 | 0 | 0 | 0 | 0
WT | 0 | 11843.3 | 0 | 0 | 0 | 784.66
IGCC | 0 | 0 | 0 | 0 | 0 | 0
DemandResponse | 0 | 0 | 0 | 0 | 0 | 0
IGCC-CCS | 0 | 0 | 0 | 0 | 0 | 0
WT_off | 0 | 0 | 0 | 0 | 0 | 0
PseudoUnit | 0 | 0 | 0 | 0 | 0 | 0
FixedInterchange | 0 | 0 | 0 | 0 | 0 | 0
New Build Capacity by Reporting Type: SPP_S
ReportingType | 2015 | 2020 | 2025 | 2030 | 2035 | 2040
BM | 0 | 0 | 0 | 0 | 4507.34 | 0
CC | 0 | 1608.75 | 2613.7 | 0 | 0 | 0
CSP | 0 | 0 | 0 | 0 | 0 | 0
CT | 412.99 | 300 | 0 | 0 | 0 | 0
Coal | 988 | 0 | 0 | 0 | 0 | 0
Geo | 0 | 0 | 0 | 0 | 0 | 0
H | 0 | 0 | 0 | 91 | 0 | 0
LFG | 0 | 0 | 0 | 95 | 0 | 0
Nuc | 0 | 0 | 0 | 0 | 0 | 489.58
PS | 0 | 0 | 0 | 0 | 0 | 0
PV | 0 | 0 | 0 | 0 | 0 | 0
PeakG | 0 | 0 | 0 | 0 | 0 | 0
PeakO | 0 | 0 | 0 | 0 | 0 | 0
ST | 0 | 0 | 0 | 0 | 0 | 0
STOG | 0 | 0 | 0 | 0 | 0 | 0
STWD | 0 | 0 | 0 | 0 | 0 | 0
WT | 430 | 29747.58 | 0 | 0 | 0 | 0
IGCC | 0 | 0 | 0 | 0 | 0 | 0
DemandResponse | 0 | 0 | 0 | 0 | 0 | 0
IGCC-CCS | 0 | 0 | 0 | 0 | 0 | 0
WT_off | 0 | 0 | 0 | 0 | 0 | 0
PseudoUnit | 0 | 0 | 0 | 0 | 0 | 0
FixedInterchange | 0 | 0 | 0 | 0 | 0 | 0
New Build Capacity by Reporting Type: TVA
ReportingType | 2015 | 2020 | 2025 | 2030 | 2035 | 2040
BM | 0 | 0 | 0 | 3593.92 | 3800.36 | 0
CC | 1418 | 3860.85 | 0 | 0 | 0 | 0
CSP | 0 | 0 | 0 | 0 | 0 | 0
CT | 0 | 0 | 0 | 0 | 0 | 0
Coal | 0 | 0 | 0 | 0 | 0 | 0
Geo | 0 | 0 | 0 | 0 | 0 | 0
H | 0 | 0 | 27 | 0 | 0 | 0
LFG | 0 | 0 | 107.4 | 0 | 0 | 0
Nuc | 1697.89 | 0 | 0 | 0 | 5732.34 | 875.8
PS | 0 | 0 | 0 | 0 | 0 | 0
PV | 0 | 0 | 0 | 0 | 0 | 2000
PeakG | 0 | 0 | 0 | 0 | 0 | 0
PeakO | 0 | 0 | 0 | 0 | 0 | 0
ST | 0 | 0 | 0 | 0 | 0 | 0
STOG | 0 | 0 | 0 | 0 | 0 | 0
STWD | 0 | 0 | 0 | 0 | 0 | 0
WT | 0 | 0 | 100 | 0 | 0 | 0
IGCC | 0 | 0 | 0 | 0 | 0 | 0
DemandResponse | 0 | 0 | 0 | 0 | 0 | 0
IGCC-CCS | 0 | 0 | 0 | 0 | 0 | 0
WT_off | 0 | 0 | 0 | 0 | 0 | 0
PseudoUnit | 0 | 0 | 0 | 0 | 0 | 0
FixedInterchange | 0 | 0 | 0 | 0 | 0 | 0
New Build Capacity by Reporting Type: TVA_Transmission
ReportingType | 2015 | 2020 | 2025 | 2030 | 2035 | 2040
BM | 0 | 0 | 0 | 0 | 0 | 0
CC | 0 | 0 | 0 | 0 | 0 | 0
CSP | 0 | 0 | 0 | 0 | 0 | 0
CT | 0 | 0 | 0 | 0 | 0 | 0
Coal | 0 | 0 | 0 | 0 | 0 | 0
Geo | 0 | 0 | 0 | 0 | 0 | 0
H | 0 | 0 | 0 | 0 | 0 | 0
LFG | 0 | 0 | 0 | 0 | 0 | 0
Nuc | 0 | 0 | 0 | 0 | 0 | 0
PS | 0 | 0 | 0 | 0 | 0 | 0
PV | 0 | 0 | 0 | 0 | 0 | 0
PeakG | 0 | 0 | 0 | 0 | 0 | 0
PeakO | 0 | 0 | 0 | 0 | 0 | 0
ST | 0 | 0 | 0 | 0 | 0 | 0
STOG | 0 | 0 | 0 | 0 | 0 | 0
STWD | 0 | 0 | 0 | 0 | 0 | 0
WT | 0 | 0 | 0 | 0 | 0 | 0
IGCC | 0 | 0 | 0 | 0 | 0 | 0
DemandResponse | 0 | 0 | 0 | 0 | 0 | 0
IGCC-CCS | 0 | 0 | 0 | 0 | 0 | 0
WT_off | 0 | 0 | 0 | 0 | 0 | 0
PseudoUnit | 0 | 0 | 0 | 0 | 0 | 0
FixedInterchange | 0 | 0 | 0 | 0 | 0 | 0
New Build Capacity by Reporting Type: VACAR
ReportingType | 2015 | 2020 | 2025 | 2030 | 2035 | 2040
BM | 0.92 | 170.21 | 538.56 | 6276.63 | 0 | 0
CC | 6105.8 | 2586.51 | 0 | 0 | 0 | 0
CSP | 0 | 0 | 0 | 0 | 0 | 0
CT | 717.2 | 0 | 0 | 0 | 0 | 0
Coal | 825 | 0 | 0 | 0 | 0 | 0
Geo | 0 | 0 | 0 | 0 | 0 | 0
H | 0 | 0 | 0 | 0 | 0 | 0
LFG | 0.34 | 107.06 | 0 | 0 | 0 | 0
Nuc | 0 | 2330 | 1777.86 | 0 | 0 | 0
PS | 0 | 0 | 0 | 0 | 0 | 0
PV | 0 | 133.61 | 2.34 | 0.8 | 0 | 1196.58
PeakG | 0 | 0 | 0 | 0 | 0 | 0
PeakO | 0 | 0 | 0 | 0 | 0 | 0
ST | 0 | 0 | 0 | 0 | 0 | 0
STOG | 0 | 0 | 0 | 0 | 0 | 0
STWD | 0 | 0 | 0 | 0 | 0 | 0
WT | 0.9 | 3499.1 | 0 | 0 | 0 | 0
IGCC | 0 | 0 | 0 | 0 | 0 | 0
DemandResponse | 0 | 0 | 0 | 0 | 0 | 0
IGCC-CCS | 0 | 0 | 0 | 0 | 0 | 0
WT_off | 1 | 0 | 0 | 8072.13 | 26813.42 | 3775.28
PseudoUnit | 0 | 0 | 0 | 0 | 0 | 0
FixedInterchange | 0 | 0 | 0 | 0 | 0 | 0
New Build Capacity by Reporting Type: IESO
ReportingType | 2015 | 2020 | 2025 | 2030 | 2035 | 2040
BM | 326.33 | 0 | 0 | 0 | 0 | 0
CC | 1263 | 0 | 0 | 0 | 0 | 0
CSP | 0 | 0 | 0 | 0 | 0 | 0
CT | 368 | 0 | 0 | 0 | 0 | 0
Coal | 0 | 0 | 0 | 0 | 0 | 0
Geo | 0 | 0 | 0 | 0 | 0 | 0
H | 0 | 0 | 0 | 0 | 0 | 250
LFG | 14.5 | 0 | 0 | 0.5 | 0 | 0
Nuc | 0 | 0 | 0 | 0 | 0 | 0
PS | 0 | 0 | 0 | 0 | 0 | 0
PV | 1067.26 | 0 | 0 | 0 | 0 | 0
PeakG | 0 | 0 | 0 | 0 | 0 | 0
PeakO | 0 | 0 | 0 | 0 | 0 | 0
ST | 0 | 0 | 0 | 0 | 0 | 0
STOG | 0 | 0 | 0 | 0 | 0 | 0
STWD | 0 | 0 | 0 | 0 | 0 | 0
WT | 2105.9 | 0 | 0 | 0 | 0 | 0
IGCC | 0 | 0 | 0 | 0 | 0 | 0
DemandResponse | 0 | 0 | 0 | 0 | 0 | 0
IGCC-CCS | 0 | 0 | 0 | 0 | 0 | 0
WT_off | 0 | 0 | 0 | 0 | 0 | 0
PseudoUnit | 0 | 0 | 0 | 0 | 0 | 0
FixedInterchange | 0 | 0 | 0 | 0 | 0 | 0
New Build Capacity by Reporting Type: MAPP_CA
ReportingType | 2015 | 2020 | 2025 | 2030 | 2035 | 2040
BM | 0 | 0 | 0 | 0 | 0 | 0
CC | 0 | 0 | 0 | 0 | 0 | 0
CSP | 0 | 0 | 0 | 0 | 0 | 0
CT | 0 | 0 | 0 | 0 | 0 | 0
Coal | 0 | 0 | 0 | 0 | 0 | 0
Geo | 0 | 0 | 0 | 0 | 0 | 0
H | 0 | 695 | 1495 | 2460 | 0 | 0
LFG | 0 | 0 | 0 | 0 | 0 | 0
Nuc | 0 | 0 | 0 | 0 | 0 | 0
PS | 0 | 0 | 0 | 0 | 0 | 0
PV | 0 | 0 | 0 | 0 | 0 | 0
PeakG | 0 | 0 | 0 | 0 | 0 | 0
PeakO | 0 | 0 | 0 | 0 | 0 | 0
ST | 0 | 0 | 0 | 0 | 0 | 0
STOG | 0 | 0 | 0 | 0 | 0 | 0
STWD | 0 | 0 | 0 | 0 | 0 | 0
WT | 302.4 | 0 | 0 | 0 | 0 | 0
IGCC | 0 | 0 | 0 | 0 | 0 | 0
DemandResponse | 0 | 0 | 0 | 0 | 0 | 0
IGCC-CCS | 0 | 0 | 0 | 0 | 0 | 0
WT_off | 0 | 0 | 0 | 0 | 0 | 0
PseudoUnit | 0 | 0 | 0 | 0 | 0 | 0
FixedInterchange | 0 | 0 | 0 | 0 | 0 | 0
New Build Capacity by Reporting Type: AZ_NM_SNV_Coal
ReportingType | 2015 | 2020 | 2025 | 2030 | 2035 | 2040
BM | 0 | 0 | 0 | 0 | 0 | 0
CC | 0 | 0 | 0 | 0 | 0 | 0
CSP | 0 | 0 | 0 | 0 | 0 | 0
CT | 0 | 0 | 0 | 0 | 0 | 0
Coal | 0 | 0 | 0 | 0 | 0 | 0
Geo | 0 | 0 | 0 | 0 | 0 | 0
H | 0 | 0 | 0 | 0 | 0 | 0
LFG | 0 | 0 | 0 | 0 | 0 | 0
Nuc | 0 | 0 | 0 | 0 | 0 | 0
PS | 0 | 0 | 0 | 0 | 0 | 0
PV | 0 | 0 | 0 | 0 | 0 | 0
PeakG | 0 | 0 | 0 | 0 | 0 | 0
PeakO | 0 | 0 | 0 | 0 | 0 | 0
ST | 0 | 0 | 0 | 0 | 0 | 0
STOG | 0 | 0 | 0 | 0 | 0 | 0
STWD | 0 | 0 | 0 | 0 | 0 | 0
WT | 0 | 0 | 0 | 0 | 0 | 0
IGCC | 0 | 0 | 0 | 0 | 0 | 0
DemandResponse | 0 | 0 | 0 | 0 | 0 | 0
IGCC-CCS | 0 | 0 | 0 | 0 | 0 | 0
WT_off | 0 | 0 | 0 | 0 | 0 | 0
PseudoUnit | 0 | 0 | 0 | 0 | 0 | 0
FixedInterchange | 0 | 0 | 0 | 0 | 0 | 0
New Build Capacity by Reporting Type: AZ_NM_SNV_Gas
ReportingType | 2015 | 2020 | 2025 | 2030 | 2035 | 2040
BM | 0 | 0 | 0 | 0 | 0 | 0
CC | 668 | 0 | 0 | 0 | 0 | 0
CSP | 0 | 0 | 0 | 0 | 0 | 0
CT | 736 | 0 | 0 | 0 | 0 | 0
Coal | 0 | 0 | 0 | 0 | 0 | 0
Geo | 0 | 0 | 0 | 0 | 0 | 0
H | 0 | 0 | 0 | 0 | 0 | 0
LFG | 0 | 0 | 0 | 0 | 0 | 0
Nuc | 0 | 0 | 0 | 0 | 0 | 0
PS | 0 | 0 | 0 | 0 | 0 | 0
PV | 0 | 0 | 0 | 0 | 0 | 0
PeakG | 0 | 0 | 0 | 0 | 0 | 0
PeakO | 0 | 0 | 0 | 0 | 0 | 0
ST | 0 | 0 | 0 | 0 | 0 | 0
STOG | 0 | 0 | 0 | 0 | 0 | 0
STWD | 0 | 0 | 0 | 0 | 0 | 0
WT | 0 | 0 | 0 | 0 | 0 | 0
IGCC | 0 | 0 | 0 | 0 | 0 | 0
DemandResponse | 0 | 0 | 0 | 0 | 0 | 0
IGCC-CCS | 0 | 0 | 0 | 0 | 0 | 0
WT_off | 0 | 0 | 0 | 0 | 0 | 0
PseudoUnit | 0 | 0 | 0 | 0 | 0 | 0
FixedInterchange | 0 | 0 | 0 | 0 | 0 | 0
New Build Capacity by Reporting Type: AZ_NM_SNV_NucRenew
ReportingType | 2015 | 2020 | 2025 | 2030 | 2035 | 2040
BM | 0 | 0 | 0 | 0 | 4450.59 | 0
CC | 0 | 0 | 0 | 0 | 0 | 0
CSP | 0 | 0 | 0 | 0 | 0 | 0
CT | 0 | 0 | 0 | 0 | 0 | 0
Coal | 0 | 0 | 0 | 0 | 0 | 0
Geo | 0 | 0 | 1450 | 0 | 0 | 0
H | 0 | 0 | 0 | 0 | 0 | 0
LFG | 0 | 0 | 60.67 | 0 | 0 | 0
Nuc | 0 | 0 | 0 | 6173.29 | 2362.97 | 752.91
PS | 0 | 0 | 0 | 0 | 0 | 0
PV | 95.7 | 0 | 0 | 0 | 0 | 0
PeakG | 0 | 0 | 0 | 0 | 0 | 0
PeakO | 0 | 0 | 0 | 0 | 0 | 0
ST | 280 | 445.61 | 246.96 | 112.6 | 521.78 | 0
STOG | 0 | 0 | 0 | 0 | 0 | 0
STWD | 0 | 0 | 0 | 0 | 0 | 0
WT | 65.1 | 11789.82 | 0 | 0 | 0 | 0
IGCC | 0 | 0 | 0 | 0 | 0 | 0
DemandResponse | 0 | 0 | 0 | 0 | 0 | 0
IGCC-CCS | 0 | 0 | 0 | 0 | 0 | 0
WT_off | 0 | 0 | 0 | 0 | 0 | 0
PseudoUnit | 0 | 0 | 0 | 0 | 0 | 0
FixedInterchange | 0 | 0 | 0 | 0 | 0 | 0
New Build Capacity by Reporting Type: ERCOT
ReportingType | 2015 | 2020 | 2025 | 2030 | 2035 | 2040
BM | 145 | 0 | 0 | 0 | 3919.97 | 0
CC | 8400.68 | 3186.81 | 4239.36 | 0 | 0 | 0
CSP | 0 | 0 | 0 | 0 | 0 | 0
CT | 250 | 0 | 0 | 0 | 0 | 0
Coal | 2020 | 0 | 0 | 0 | 0 | 0
Geo | 0 | 0 | 0 | 0 | 0 | 0
H | 0 | 0 | 0 | 0 | 0 | 0
LFG | 0 | 0 | 354 | 0 | 0 | 0
Nuc | 0 | 0 | 0 | 0 | 14732.92 | 3901.99
PS | 0 | 0 | 0 | 0 | 0 | 0
PV | 14 | 0 | 0 | 0 | 0 | 0
PeakG | 0 | 0 | 0 | 0 | 0 | 0
PeakO | 0 | 0 | 0 | 0 | 0 | 0
ST | 0 | 0 | 0 | 0 | 0 | 0
STOG | 0 | 0 | 0 | 0 | 0 | 0
STWD | 0 | 0 | 0 | 0 | 0 | 0
WT | 350.1 | 19667.23 | 0 | 0 | 0 | 1634.55
IGCC | 0 | 0 | 0 | 0 | 0 | 0
DemandResponse | 0 | 0 | 0 | 0 | 0 | 0
IGCC-CCS | 0 | 0 | 0 | 0 | 0 | 0
WT_off | 0 | 0 | 0 | 0 | 0 | 0
PseudoUnit | 0 | 0 | 0 | 0 | 0 | 0
FixedInterchange | 0 | 0 | 0 | 0 | 0 | 0
New Build Capacity by Reporting Type: NP15
ReportingType | 2015 | 2020 | 2025 | 2030 | 2035 | 2040
BM | 0 | 0 | 0 | 0 | 843.24 | 0
CC | 3706.82 | 0 | 0 | 0 | 0 | 0
CSP | 0 | 0 | 0 | 0 | 0 | 0
CT | 212.6 | 0 | 0 | 0 | 0 | 0
Coal | 0 | 0 | 0 | 0 | 0 | 0
Geo | 0 | 600 | 0 | 0 | 0 | 0
H | 0 | 0 | 0 | 0 | 0 | 0
LFG | 0 | 180.43 | 384.57 | 0 | 0 | 0
Nuc | 0 | 0 | 0 | 2767.93 | 3207.89 | 1865.85
PS | 0 | 0 | 0 | 0 | 0 | 0
PV | 6.5 | 0 | 0 | 0 | 0 | 0
PeakG | 0 | 0 | 0 | 0 | 0 | 0
PeakO | 0 | 0 | 0 | 0 | 0 | 0
ST | 29 | 0 | 0 | 0 | 0 | 71
STOG | 0 | 0 | 0 | 0 | 0 | 0
STWD | 0 | 0 | 0 | 0 | 0 | 0
WT | 101.2 | 3298.8 | 5641.3 | 2462.4 | 318.26 | 627.14
IGCC | 0 | 0 | 0 | 0 | 0 | 0
DemandResponse | 0 | 0 | 0 | 0 | 0 | 0
IGCC-CCS | 0 | 0 | 0 | 0 | 0 | 0
WT_off | 0 | 0 | 0 | 0 | 0 | 0
PseudoUnit | 0 | 0 | 0 | 0 | 0 | 0
FixedInterchange | 0 | 0 | 0 | 0 | 0 | 0
New Build Capacity by Reporting Type: NWPP_Coal
ReportingType | 2015 | 2020 | 2025 | 2030 | 2035 | 2040
BM | 0 | 0 | 0 | 0 | 0 | 0
CC | 0 | 0 | 0 | 0 | 0 | 0
CSP | 0 | 0 | 0 | 0 | 0 | 0
CT | 0 | 0 | 0 | 0 | 0 | 0
Coal | 0 | 0 | 0 | 0 | 0 | 0
Geo | 0 | 0 | 0 | 0 | 0 | 0
H | 0 | 0 | 0 | 0 | 0 | 0
LFG | 0 | 0 | 0 | 0 | 0 | 0
Nuc | 0 | 0 | 0 | 0 | 0 | 0
PS | 0 | 0 | 0 | 0 | 0 | 0
PV | 0 | 0 | 0 | 0 | 0 | 0
PeakG | 0 | 0 | 0 | 0 | 0 | 0
PeakO | 0 | 0 | 0 | 0 | 0 | 0
ST | 0 | 0 | 0 | 0 | 0 | 0
STOG | 0 | 0 | 0 | 0 | 0 | 0
STWD | 0 | 0 | 0 | 0 | 0 | 0
WT | 0 | 0 | 0 | 0 | 0 | 0
IGCC | 0 | 0 | 0 | 0 | 0 | 0
DemandResponse | 0 | 0 | 0 | 0 | 0 | 0
IGCC-CCS | 0 | 0 | 0 | 0 | 0 | 0
WT_off | 0 | 0 | 0 | 0 | 0 | 0
PseudoUnit | 0 | 0 | 0 | 0 | 0 | 0
FixedInterchange | 0 | 0 | 0 | 0 | 0 | 0
New Build Capacity by Reporting Type: NWPP_Gas
ReportingType | 2015 | 2020 | 2025 | 2030 | 2035 | 2040
BM | 0 | 0 | 0 | 0 | 0 | 0
CC | 300 | 0 | 0 | 0 | 0 | 0
CSP | 0 | 0 | 0 | 0 | 0 | 0
CT | 150 | 0 | 0 | 0 | 0 | 0
Coal | 0 | 0 | 0 | 0 | 0 | 0
Geo | 0 | 0 | 0 | 0 | 0 | 0
H | 0 | 0 | 0 | 0 | 0 | 0
LFG | 0 | 0 | 0 | 0 | 0 | 0
Nuc | 0 | 0 | 0 | 0 | 0 | 0
PS | 0 | 0 | 0 | 0 | 0 | 0
PV | 0 | 0 | 0 | 0 | 0 | 0
PeakG | 0 | 0 | 0 | 0 | 0 | 0
PeakO | 0 | 0 | 0 | 0 | 0 | 0
ST | 0 | 0 | 0 | 0 | 0 | 0
STOG | 0 | 0 | 0 | 0 | 0 | 0
STWD | 0 | 0 | 0 | 0 | 0 | 0
WT | 0 | 0 | 0 | 0 | 0 | 0
IGCC | 0 | 0 | 0 | 0 | 0 | 0
DemandResponse | 0 | 0 | 0 | 0 | 0 | 0
IGCC-CCS | 0 | 0 | 0 | 0 | 0 | 0
WT_off | 0 | 0 | 0 | 0 | 0 | 0
PseudoUnit | 0 | 0 | 0 | 0 | 0 | 0
FixedInterchange | 0 | 0 | 0 | 0 | 0 | 0
New Build Capacity by Reporting Type: NWPP_NucRenew
ReportingType | 2015 | 2020 | 2025 | 2030 | 2035 | 2040
BM | 32.55 | 0 | 0 | 0 | 2688.73 | 0
CC | 0 | 0 | 0 | 0 | 0 | 0
CSP | 0 | 0 | 0 | 0 | 0 | 0
CT | 0 | 0 | 0 | 0 | 0 | 0
Coal | 0 | 0 | 0 | 0 | 0 | 0
Geo | 86 | 0 | 434 | 0 | 0 | 0
H | 0 | 0 | 0 | 335 | 0 | 0
LFG | 25.5 | 0 | 244.5 | 0 | 0 | 0
Nuc | 0 | 0 | 0 | 2924.47 | 0 | 1823.52
PS | 0 | 0 | 0 | 0 | 0 | 0
PV | 0 | 0 | 0 | 0 | 0 | 0
PeakG | 0 | 0 | 0 | 0 | 0 | 0
PeakO | 0 | 0 | 0 | 0 | 0 | 0
ST | 0 | 0 | 0 | 0 | 0 | 3
STOG | 0 | 0 | 0 | 0 | 0 | 0
STWD | 0 | 0 | 0 | 0 | 0 | 0
WT | 977.3 | 0 | 20847.51 | 491.56 | 0 | 2314.75
IGCC | 0 | 0 | 0 | 0 | 0 | 0
DemandResponse | 0 | 0 | 0 | 0 | 0 | 0
IGCC-CCS | 0 | 0 | 0 | 0 | 0 | 0
WT_off | 0 | 0 | 0 | 0 | 0 | 0
PseudoUnit | 0 | 0 | 0 | 0 | 0 | 0
FixedInterchange | 0 | 0 | 0 | 0 | 0 | 0
New Build Capacity by Reporting Type: RMPA
ReportingType | 2015 | 2020 | 2025 | 2030 | 2035 | 2040
BM | 0 | 0 | 0 | 3335.48 | 391.28 | 0
CC | 0 | 0 | 0 | 0 | 0 | 0
CSP | 0 | 0 | 0 | 0 | 0 | 0
CT | 152 | 0 | 0 | 0 | 0 | 0
Coal | 390 | 0 | 0 | 0 | 0 | 0
Geo | 0 | 25 | 2545 | 0 | 0 | 0
H | 0 | 0 | 0 | 0 | 0 | 0
LFG | 1.4 | 0 | 0 | 28.93 | 0 | 0
Nuc | 0 | 0 | 0 | 0 | 0 | 730.07
PS | 0 | 0 | 0 | 0 | 0 | 0
PV | 1 | 0 | 0 | 0 | 0 | 0
PeakG | 0 | 0 | 0 | 0 | 0 | 0
PeakO | 0 | 0 | 0 | 0 | 0 | 0
ST | 3 | 367.43 | 0 | 5.46 | 0 | 124.56
STOG | 0 | 0 | 0 | 0 | 0 | 0
STWD | 0 | 0 | 0 | 0 | 0 | 0
WT | 765.4 | 3545.21 | 0 | 536.58 | 0 | 0
IGCC | 0 | 0 | 0 | 0 | 0 | 0
DemandResponse | 0 | 0 | 0 | 0 | 0 | 0
IGCC-CCS | 0 | 0 | 0 | 0 | 0 | 0
WT_off | 0 | 0 | 0 | 0 | 0 | 0
PseudoUnit | 0 | 0 | 0 | 0 | 0 | 0
FixedInterchange | 0 | 0 | 0 | 0 | 0 | 0
New Build Capacity by Reporting Type: SP15
ReportingType | 2015 | 2020 | 2025 | 2030 | 2035 | 2040
BM | 6 | 0 | 0 | 572.93 | 95.66 | 0
CC | 3344.08 | 0 | 0 | 0 | 0 | 0
CSP | 0 | 0 | 0 | 0 | 0 | 0
CT | 0 | 0 | 0 | 0 | 0 | 0
Coal | 0 | 0 | 0 | 0 | 0 | 0
Geo | 50 | 1450 | 0 | 0 | 0 | 0
H | 0 | 0 | 0 | 0 | 0 | 0
LFG | 9.2 | 555.8 | 0 | 0 | 0 | 0
Nuc | 0 | 0 | 0 | 16.46 | 0 | 4746.37
PS | 0 | 0 | 0 | 0 | 0 | 0
PV | 3.8 | 0 | 0 | 0 | 0 | 0
PeakG | 0 | 0 | 0 | 0 | 0 | 0
PeakO | 0 | 0 | 0 | 0 | 0 | 0
ST | 448 | 0 | 0 | 2040.07 | 369.38 | 836.14
STOG | 0 | 0 | 0 | 0 | 0 | 0
STWD | 0 | 0 | 0 | 0 | 0 | 0
WT | 735 | 8985.57 | 5179.43 | 0 | 0 | 0
IGCC | 0 | 0 | 0 | 0 | 0 | 0
DemandResponse | 0 | 0 | 0 | 0 | 0 | 0
IGCC-CCS | 0 | 0 | 0 | 0 | 0 | 0
WT_off | 0 | 0 | 0 | 0 | 0 | 0
PseudoUnit | 0 | 0 | 0 | 0 | 0 | 0
FixedInterchange | 0 | 0 | 0 | 0 | 0 | 0
New Build Capacity by Reporting Type: ALB
ReportingType | 2015 | 2020 | 2025 | 2030 | 2035 | 2040
BM | 0 | 0 | 0 | 0 | 0 | 0
CC | 0 | 115.79 | 0 | 0 | 0 | 0
CSP | 0 | 0 | 0 | 0 | 0 | 0
CT | 201.5 | 0 | 0 | 0 | 0 | 0
Coal | 495 | 0 | 0 | 0 | 0 | 0
Geo | 0 | 0 | 0 | 0 | 0 | 0
H | 0 | 0 | 0 | 0 | 0 | 0
LFG | 0 | 0 | 0 | 0 | 0 | 0
Nuc | 0 | 0 | 0 | 8325.65 | 374.1 | 283.33
PS | 0 | 0 | 0 | 0 | 0 | 0
PV | 0 | 0 | 0 | 0 | 0 | 0
PeakG | 0 | 0 | 0 | 0 | 0 | 0
PeakO | 0 | 0 | 0 | 0 | 0 | 0
ST | 0 | 0 | 0 | 0 | 0 | 0
STOG | 0 | 0 | 0 | 0 | 0 | 0
STWD | 0 | 0 | 0 | 0 | 0 | 0
WT | 9 | 0 | 91 | 0 | 0 | 0
IGCC | 0 | 0 | 0 | 0 | 0 | 0
DemandResponse | 0 | 0 | 0 | 0 | 0 | 0
IGCC-CCS | 0 | 0 | 0 | 0 | 0 | 0
WT_off | 0 | 0 | 0 | 0 | 0 | 0
PseudoUnit | 0 | 0 | 0 | 0 | 0 | 0
FixedInterchange | 0 | 0 | 0 | 0 | 0 | 0
New Build Capacity by Reporting Type: BC
ReportingType | 2015 | 2020 | 2025 | 2030 | 2035 | 2040
BM | 0 | 0 | 0 | 0 | 0 | 0
CC | 356.92 | 0 | 0 | 0 | 0 | 0
CSP | 0 | 0 | 0 | 0 | 0 | 0
CT | 0 | 0 | 0 | 0 | 0 | 0
Coal | 0 | 0 | 0 | 0 | 0 | 0
Geo | 0 | 0 | 0 | 0 | 0 | 0
H | 0 | 0 | 0 | 0 | 0 | 0
LFG | 0 | 0 | 0 | 0 | 0 | 0
Nuc | 0 | 0 | 0 | 351.31 | 0 | 847.7
PS | 0 | 0 | 0 | 0 | 0 | 0
PV | 0 | 0 | 0 | 0 | 0 | 0
PeakG | 0 | 0 | 0 | 0 | 0 | 0
PeakO | 0 | 0 | 0 | 0 | 0 | 0
ST | 0 | 0 | 0 | 0 | 0 | 0
STOG | 0 | 0 | 0 | 0 | 0 | 0
STWD | 0 | 0 | 0 | 0 | 0 | 0
WT | 144 | 0 | 0 | 156 | 0 | 0
IGCC | 0 | 0 | 0 | 0 | 0 | 0
DemandResponse | 0 | 0 | 0 | 0 | 0 | 0
IGCC-CCS | 0 | 0 | 0 | 0 | 0 | 0
WT_off | 0 | 0 | 0 | 0 | 0 | 0
PseudoUnit | 0 | 0 | 0 | 0 | 0 | 0
FixedInterchange | 0 | 0 | 0 | 0 | 0 | 0
New Build Capacity by Reporting Type: HQ_IESO
ReportingType | 2015 | 2020 | 2025 | 2030 | 2035 | 2040
BM | 0 | 0 | 0 | 0 | 0 | 0
CC | 0 | 0 | 0 | 0 | 0 | 0
CSP | 0 | 0 | 0 | 0 | 0 | 0
CT | 0 | 0 | 0 | 0 | 0 | 0
Coal | 0 | 0 | 0 | 0 | 0 | 0
Geo | 0 | 0 | 0 | 0 | 0 | 0
H | 0 | 0 | 0 | 0 | 0 | 0
LFG | 0 | 0 | 0 | 0 | 0 | 0
Nuc | 0 | 0 | 0 | 0 | 0 | 0
PS | 0 | 0 | 0 | 0 | 0 | 0
PV | 0 | 0 | 0 | 0 | 0 | 0
PeakG | 0 | 0 | 0 | 0 | 0 | 0
PeakO | 0 | 0 | 0 | 0 | 0 | 0
ST | 0 | 0 | 0 | 0 | 0 | 0
STOG | 0 | 0 | 0 | 0 | 0 | 0
STWD | 0 | 0 | 0 | 0 | 0 | 0
WT | 0 | 0 | 0 | 0 | 0 | 0
IGCC | 0 | 0 | 0 | 0 | 0 | 0
DemandResponse | 0 | 0 | 0 | 0 | 0 | 0
IGCC-CCS | 0 | 0 | 0 | 0 | 0 | 0
WT_off | 0 | 0 | 0 | 0 | 0 | 0
PseudoUnit | 0 | 0 | 0 | 87.91 | 0 | 0
FixedInterchange | 0 | 0 | 0 | 0 | 0 | 0
New Build Capacity by Reporting Type: HQ_NEISO
ReportingType | 2015 | 2020 | 2025 | 2030 | 2035 | 2040
BM | 0 | 0 | 0 | 0 | 0 | 0
CC | 0 | 0 | 0 | 0 | 0 | 0
CSP | 0 | 0 | 0 | 0 | 0 | 0
CT | 0 | 0 | 0 | 0 | 0 | 0
Coal | 0 | 0 | 0 | 0 | 0 | 0
Geo | 0 | 0 | 0 | 0 | 0 | 0
H | 0 | 0 | 0 | 0 | 0 | 0
LFG | 0 | 0 | 0 | 0 | 0 | 0
Nuc | 0 | 0 | 0 | 0 | 0 | 0
PS | 0 | 0 | 0 | 0 | 0 | 0
PV | 0 | 0 | 0 | 0 | 0 | 0
PeakG | 0 | 0 | 0 | 0 | 0 | 0
PeakO | 0 | 0 | 0 | 0 | 0 | 0
ST | 0 | 0 | 0 | 0 | 0 | 0
STOG | 0 | 0 | 0 | 0 | 0 | 0
STWD | 0 | 0 | 0 | 0 | 0 | 0
WT | 0 | 0 | 0 | 0 | 0 | 0
IGCC | 0 | 0 | 0 | 0 | 0 | 0
DemandResponse | 0 | 0 | 0 | 0 | 0 | 0
IGCC-CCS | 0 | 0 | 0 | 0 | 0 | 0
WT_off | 0 | 0 | 0 | 0 | 0 | 0
PseudoUnit | 0 | 0 | 1476.49 | 0 | 0 | 0
FixedInterchange | 0 | 0 | 0 | 0 | 0 | 0
New Build Capacity by Reporting Type: HQ_NY
ReportingType | 2015 | 2020 | 2025 | 2030 | 2035 | 2040
BM | 0 | 0 | 0 | 0 | 0 | 0
CC | 0 | 0 | 0 | 0 | 0 | 0
CSP | 0 | 0 | 0 | 0 | 0 | 0
CT | 0 | 0 | 0 | 0 | 0 | 0
Coal | 0 | 0 | 0 | 0 | 0 | 0
Geo | 0 | 0 | 0 | 0 | 0 | 0
H | 0 | 0 | 0 | 0 | 0 | 0
LFG | 0 | 0 | 0 | 0 | 0 | 0
Nuc | 0 | 0 | 0 | 0 | 0 | 0
PS | 0 | 0 | 0 | 0 | 0 | 0
PV | 0 | 0 | 0 | 0 | 0 | 0
PeakG | 0 | 0 | 0 | 0 | 0 | 0
PeakO | 0 | 0 | 0 | 0 | 0 | 0
ST | 0 | 0 | 0 | 0 | 0 | 0
STOG | 0 | 0 | 0 | 0 | 0 | 0
STWD | 0 | 0 | 0 | 0 | 0 | 0
WT | 0 | 0 | 0 | 0 | 0 | 0
IGCC | 0 | 0 | 0 | 0 | 0 | 0
DemandResponse | 0 | 0 | 0 | 0 | 0 | 0
IGCC-CCS | 0 | 0 | 0 | 0 | 0 | 0
WT_off | 0 | 0 | 0 | 0 | 0 | 0
PseudoUnit | 0 | 2500 | 0 | 0 | 0 | 0
FixedInterchange | 0 | 0 | 0 | 0 | 0 | 0
New Build Capacity by Reporting Type: MARITIMES
ReportingType | 2015 | 2020 | 2025 | 2030 | 2035 | 2040
BM | 0 | 0 | 0 | 0 | 0 | 0
CC | 0 | 0 | 0 | 0 | 0 | 0
CSP | 0 | 0 | 0 | 0 | 0 | 0
CT | 0 | 0 | 0 | 0 | 0 | 0
Coal | 0 | 0 | 0 | 0 | 0 | 0
Geo | 0 | 0 | 0 | 0 | 0 | 0
H | 0 | 0 | 0 | 0 | 0 | 0
LFG | 0 | 0 | 0 | 0 | 0 | 0
Nuc | 0 | 0 | 0 | 0 | 0 | 0
PS | 0 | 0 | 0 | 0 | 0 | 0
PV | 0 | 0 | 0 | 0 | 0 | 0
PeakG | 0 | 0 | 0 | 0 | 0 | 0
PeakO | 0 | 0 | 0 | 0 | 0 | 0
ST | 0 | 0 | 0 | 0 | 0 | 0
STOG | 0 | 0 | 0 | 0 | 0 | 0
STWD | 0 | 0 | 0 | 0 | 0 | 0
WT | 0 | 0 | 0 | 0 | 0 | 0
IGCC | 0 | 0 | 0 | 0 | 0 | 0
DemandResponse | 0 | 0 | 0 | 0 | 0 | 0
IGCC-CCS | 0 | 0 | 0 | 0 | 0 | 0
WT_off | 0 | 0 | 0 | 0 | 0 | 0
PseudoUnit | 0 | 0 | 500 | 0 | 0 | 0
FixedInterchange | 0 | 0 | 0 | 0 | 0 | 0
New Build Capacity by Reporting Type: All
ReportingType | 2015 | 2020 | 2025 | 2030 | 2035 | 2040
BM | 1251 | 170.21 | 538.56 | 23514.76 | 73467.54 | 31.01
CC | 57195.73 | 37266.75 | 11797 | 71.89 | 0 | 0
CSP | 0 | 0 | 0 | 0 | 0 | 0
CT | 6393.79 | 300 | 0 | 0 | 0 | 0
Coal | 10763.64 | 0 | 0 | 0 | 0 | 0
Geo | 136 | 2075 | 4429 | 0 | 0 | 0
H | 0 | 2157 | 2991.14 | 3274.86 | 0 | 250
LFG | 192 | 1953 | 2210 | 724 | 0 | 0
Nuc | 2740.56 | 4530.11 | 15000 | 35000 | 50000 | 50000
PS | 0 | 0 | 0 | 0 | 0 | 0
PV | 1246 | 2271.92 | 1001.37 | 178.45 | 12.8 | 5259.05
PeakG | 0 | 0 | 0 | 0 | 0 | 0
PeakO | 0 | 0 | 0 | 0 | 0 | 0
ST | 760 | 813.04 | 246.96 | 2158.13 | 891.16 | 1034.7
STOG | 0 | 0 | 0 | 0 | 0 | 0
STWD | 0 | 0 | 0 | 0 | 0 | 0
WT | 25342 | 151002.35 | 86068.48 | 17500.23 | 8415.72 | 6922.06
IGCC | 618 | 0 | 0 | 0 | 0 | 0
DemandResponse | 0 | 0 | 0 | 0 | 0 | 0
IGCC-CCS | 0 | 0 | 0 | 0 | 0 | 0
WT_off | 469 | 0 | 1100 | 8072.13 | 35313.42 | 3775.28
PseudoUnit | 0 | 2500 | 1976.49 | 87.91 | 0 | 0
FixedInterchange | 0 | 0 | 0 | 0 | 0 | 0
New Build Capacity by Reporting Type: EI_US
ReportingType | 2015 | 2020 | 2025 | 2030 | 2035 | 2040
BM | 741.12 | 170.21 | 538.56 | 19606.35 | 61078.07 | 31.01
CC | 39156.23 | 33964.16 | 7557.64 | 71.89 | 0 | 0
CSP | 0 | 0 | 0 | 0 | 0 | 0
CT | 4323.69 | 300 | 0 | 0 | 0 | 0
Coal | 7858.64 | 0 | 0 | 0 | 0 | 0
Geo | 0 | 0 | 0 | 0 | 0 | 0
H | 0 | 1462 | 1496.14 | 479.86 | 0 | 0
LFG | 141.4 | 1216.77 | 1166.26 | 694.57 | 0 | 0
Nuc | 2740.56 | 4530.11 | 15000 | 14440.89 | 29322.12 | 35048.27
PS | 0 | 0 | 0 | 0 | 0 | 0
PV | 57.74 | 2271.92 | 1001.37 | 178.45 | 12.8 | 5259.05
PeakG | 0 | 0 | 0 | 0 | 0 | 0
PeakO | 0 | 0 | 0 | 0 | 0 | 0
ST | 0 | 0 | 0 | 0 | 0 | 0
STOG | 0 | 0 | 0 | 0 | 0 | 0
STWD | 0 | 0 | 0 | 0 | 0 | 0
WT | 19786.6 | 103715.73 | 54309.24 | 13853.7 | 8097.45 | 2345.62
IGCC | 618 | 0 | 0 | 0 | 0 | 0
DemandResponse | 0 | 0 | 0 | 0 | 0 | 0
IGCC-CCS | 0 | 0 | 0 | 0 | 0 | 0
WT_off | 469 | 0 | 1100 | 8072.13 | 35313.42 | 3775.28
PseudoUnit | 0 | 2500 | 1976.49 | 0 | 0 | 0
FixedInterchange | 0 | 0 | 0 | 0 | 0 | 0
New Build Capacity by Reporting Type: EI_Canada
ReportingType | 2015 | 2020 | 2025 | 2030 | 2035 | 2040
BM | 326.33 | 0 | 0 | 0 | 0 | 0
CC | 1263 | 0 | 0 | 0 | 0 | 0
CSP | 0 | 0 | 0 | 0 | 0 | 0
CT | 368 | 0 | 0 | 0 | 0 | 0
Coal | 0 | 0 | 0 | 0 | 0 | 0
Geo | 0 | 0 | 0 | 0 | 0 | 0
H | 0 | 695 | 1495 | 2460 | 0 | 250
LFG | 14.5 | 0 | 0 | 0.5 | 0 | 0
Nuc | 0 | 0 | 0 | 0 | 0 | 0
PS | 0 | 0 | 0 | 0 | 0 | 0
PV | 1067.26 | 0 | 0 | 0 | 0 | 0
PeakG | 0 | 0 | 0 | 0 | 0 | 0
PeakO | 0 | 0 | 0 | 0 | 0 | 0
ST | 0 | 0 | 0 | 0 | 0 | 0
STOG | 0 | 0 | 0 | 0 | 0 | 0
STWD | 0 | 0 | 0 | 0 | 0 | 0
WT | 2408.3 | 0 | 0 | 0 | 0 | 0
IGCC | 0 | 0 | 0 | 0 | 0 | 0
DemandResponse | 0 | 0 | 0 | 0 | 0 | 0
IGCC-CCS | 0 | 0 | 0 | 0 | 0 | 0
WT_off | 0 | 0 | 0 | 0 | 0 | 0
PseudoUnit | 0 | 0 | 0 | 87.91 | 0 | 0
FixedInterchange | 0 | 0 | 0 | 0 | 0 | 0
New Build Capacity by Reporting Type: EI
ReportingType | 2015 | 2020 | 2025 | 2030 | 2035 | 2040
BM | 1067.45 | 170.21 | 538.56 | 19606.35 | 61078.07 | 31.01
CC | 40419.23 | 33964.16 | 7557.64 | 71.89 | 0 | 0
CSP | 0 | 0 | 0 | 0 | 0 | 0
CT | 4691.69 | 300 | 0 | 0 | 0 | 0
Coal | 7858.64 | 0 | 0 | 0 | 0 | 0
Geo | 0 | 0 | 0 | 0 | 0 | 0
H | 0 | 2157 | 2991.14 | 2939.86 | 0 | 250
LFG | 155.9 | 1216.77 | 1166.26 | 695.07 | 0 | 0
Nuc | 2740.56 | 4530.11 | 15000 | 14440.89 | 29322.12 | 35048.27
PS | 0 | 0 | 0 | 0 | 0 | 0
PV | 1125 | 2271.92 | 1001.37 | 178.45 | 12.8 | 5259.05
PeakG | 0 | 0 | 0 | 0 | 0 | 0
PeakO | 0 | 0 | 0 | 0 | 0 | 0
ST | 0 | 0 | 0 | 0 | 0 | 0
STOG | 0 | 0 | 0 | 0 | 0 | 0
STWD | 0 | 0 | 0 | 0 | 0 | 0
WT | 22194.9 | 103715.73 | 54309.24 | 13853.7 | 8097.45 | 2345.62
IGCC | 618 | 0 | 0 | 0 | 0 | 0
DemandResponse | 0 | 0 | 0 | 0 | 0 | 0
IGCC-CCS | 0 | 0 | 0 | 0 | 0 | 0
WT_off | 469 | 0 | 1100 | 8072.13 | 35313.42 | 3775.28
PseudoUnit | 0 | 2500 | 1976.49 | 87.91 | 0 | 0
FixedInterchange | 0 | 0 | 0 | 0 | 0 | 0
New Build Capacity by Reporting Type: Outside_EI
ReportingType | 2015 | 2020 | 2025 | 2030 | 2035 | 2040
BM | 183.55 | 0 | 0 | 3908.41 | 12389.47 | 0
CC | 16776.51 | 3302.59 | 4239.36 | 0 | 0 | 0
CSP | 0 | 0 | 0 | 0 | 0 | 0
CT | 1702.1 | 0 | 0 | 0 | 0 | 0
Coal | 2905 | 0 | 0 | 0 | 0 | 0
Geo | 136 | 2075 | 4429 | 0 | 0 | 0
H | 0 | 0 | 0 | 335 | 0 | 0
LFG | 36.1 | 736.23 | 1043.74 | 28.93 | 0 | 0
Nuc | 0 | 0 | 0 | 20559.11 | 20677.88 | 14951.73
PS | 0 | 0 | 0 | 0 | 0 | 0
PV | 121 | 0 | 0 | 0 | 0 | 0
PeakG | 0 | 0 | 0 | 0 | 0 | 0
PeakO | 0 | 0 | 0 | 0 | 0 | 0
ST | 760 | 813.04 | 246.96 | 2158.13 | 891.16 | 1034.7
STOG | 0 | 0 | 0 | 0 | 0 | 0
STWD | 0 | 0 | 0 | 0 | 0 | 0
WT | 3147.1 | 47286.63 | 31759.24 | 3646.53 | 318.27 | 4576.44
IGCC | 0 | 0 | 0 | 0 | 0 | 0
DemandResponse | 0 | 0 | 0 | 0 | 0 | 0
IGCC-CCS | 0 | 0 | 0 | 0 | 0 | 0
WT_off | 0 | 0 | 0 | 0 | 0 | 0
PseudoUnit | 0 | 0 | 0 | 0 | 0 | 0
FixedInterchange | 0 | 0 | 0 | 0 | 0 | 0
#2 | Cumulative New Build Capacity (MW)
Cumulative New Build Capacity by Reporting Type: Entergy
ReportingType | 2015 | 2020 | 2025 | 2030 | 2035 | 2040
BM | 0 | 0 | 0 | 0 | 10074.95 | 10074.95
CC | 3925.25 | 6607.84 | 6607.84 | 6607.84 | 6607.84 | 6607.84
CSP | 0 | 0 | 0 | 0 | 0 | 0
CT | 0 | 0 | 0 | 0 | 0 | 0
Coal | 720 | 720 | 720 | 720 | 720 | 720
Geo | 0 | 0 | 0 | 0 | 0 | 0
H | 0 | 0 | 720.14 | 1109 | 1109 | 1109
LFG | 0 | 0 | 107.4 | 107.4 | 107.4 | 107.4
Nuc | 170 | 170 | 170 | 170 | 859.09 | 3079
PS | 0 | 0 | 0 | 0 | 0 | 0
PV | 0.29 | 61.82 | 91.21 | 91.21 | 91.21 | 92.59
PeakG | 0 | 0 | 0 | 0 | 0 | 0
PeakO | 0 | 0 | 0 | 0 | 0 | 0
ST | 0 | 0 | 0 | 0 | 0 | 0
STOG | 0 | 0 | 0 | 0 | 0 | 0
STWD | 0 | 0 | 0 | 0 | 0 | 0
WT | 0 | 0 | 0 | 0 | 0 | 0
IGCC | 0 | 0 | 0 | 0 | 0 | 0
DemandResponse | 0 | 0 | 0 | 0 | 0 | 0
IGCC-CCS | 0 | 0 | 0 | 0 | 0 | 0
WT_off | 0 | 0 | 0 | 0 | 0 | 0
PseudoUnit | 0 | 0 | 0 | 0 | 0 | 0
FixedInterchange | 0 | 0 | 0 | 0 | 0 | 0
Cumulative New Build Capacity by Reporting Type: FRCC
ReportingType | 2015 | 2020 | 2025 | 2030 | 2035 | 2040
BM | 0 | 0 | 0 | 0 | 2001.91 | 2001.91
CC | 9068.72 | 9068.72 | 9068.72 | 9068.72 | 9068.72 | 9068.72
CSP | 0 | 0 | 0 | 0 | 0 | 0
CT | 2480 | 2480 | 2480 | 2480 | 2480 | 2480
Coal | 0 | 0 | 0 | 0 | 0 | 0
Geo | 0 | 0 | 0 | 0 | 0 | 0
H | 0 | 0 | 0 | 0 | 0 | 0
LFG | 0 | 198 | 198 | 198 | 198 | 198
Nuc | 229.33 | 229.44 | 9715.07 | 13250.82 | 21072.46 | 27181.08
PS | 0 | 0 | 0 | 0 | 0 | 0
PV | 0 | 0 | 0 | 0 | 0 | 0
PeakG | 0 | 0 | 0 | 0 | 0 | 0
PeakO | 0 | 0 | 0 | 0 | 0 | 0
ST | 0 | 0 | 0 | 0 | 0 | 0
STOG | 0 | 0 | 0 | 0 | 0 | 0
STWD | 0 | 0 | 0 | 0 | 0 | 0
WT | 0 | 0 | 0 | 0 | 0 | 0
IGCC | 0 | 0 | 0 | 0 | 0 | 0
DemandResponse | 0 | 0 | 0 | 0 | 0 | 0
IGCC-CCS | 0 | 0 | 0 | 0 | 0 | 0
WT_off | 0 | 0 | 0 | 0 | 0 | 0
PseudoUnit | 0 | 0 | 0 | 0 | 0 | 0
FixedInterchange | 0 | 0 | 0 | 0 | 0 | 0
Cumulative New Build Capacity by Reporting Type: MAPP_US
ReportingType | 2015 | 2020 | 2025 | 2030 | 2035 | 2040
BM | 0 | 0 | 0 | 0 | 34.97 | 65.98
CC | 0 | 0 | 0 | 71.89 | 71.89 | 71.89
CSP | 0 | 0 | 0 | 0 | 0 | 0
CT | 308.3 | 308.3 | 308.3 | 308.3 | 308.3 | 308.3
Coal | 0 | 0 | 0 | 0 | 0 | 0
Geo | 0 | 0 | 0 | 0 | 0 | 0
H | 0 | 0 | 0 | 0 | 0 | 0
LFG | 0 | 0 | 0 | 71.67 | 71.67 | 71.67
Nuc | 0 | 0 | 0 | 0 | 0 | 0
PS | 0 | 0 | 0 | 0 | 0 | 0
PV | 0 | 0 | 0 | 0 | 0 | 0
PeakG | 0 | 0 | 0 | 0 | 0 | 0
PeakO | 0 | 0 | 0 | 0 | 0 | 0
ST | 0 | 0 | 0 | 0 | 0 | 0
STOG | 0 | 0 | 0 | 0 | 0 | 0
STWD | 0 | 0 | 0 | 0 | 0 | 0
WT | 421.3 | 11736.67 | 11736.67 | 12290.46 | 12290.46 | 12290.46
IGCC | 0 | 0 | 0 | 0 | 0 | 0
DemandResponse | 0 | 0 | 0 | 0 | 0 | 0
IGCC-CCS | 0 | 0 | 0 | 0 | 0 | 0
WT_off | 0 | 0 | 0 | 0 | 0 | 0
PseudoUnit | 0 | 0 | 0 | 0 | 0 | 0
FixedInterchange | 0 | 0 | 0 | 0 | 0 | 0
Cumulative New Build Capacity by Reporting Type: MISO_IN
ReportingType | 2015 | 2020 | 2025 | 2030 | 2035 | 2040
BM | 0 | 0 | 0 | 122.47 | 6144.51 | 6144.51
CC | 0 | 8136.5 | 11973.55 | 11973.55 | 11973.55 | 11973.55
CSP | 0 | 0 | 0 | 0 | 0 | 0
CT | 0 | 0 | 0 | 0 | 0 | 0
Coal | 0 | 0 | 0 | 0 | 0 | 0
Geo | 0 | 0 | 0 | 0 | 0 | 0
H | 0 | 0 | 0 | 0 | 0 | 0
LFG | 0 | 0 | 80.12 | 80.12 | 80.12 | 80.12
Nuc | 0 | 0 | 0 | 0 | 0 | 766.23
PS | 0 | 0 | 0 | 0 | 0 | 0
PV | 0 | 0 | 0 | 0 | 0 | 0
PeakG | 0 | 0 | 0 | 0 | 0 | 0
PeakO | 0 | 0 | 0 | 0 | 0 | 0
ST | 0 | 0 | 0 | 0 | 0 | 0
STOG | 0 | 0 | 0 | 0 | 0 | 0
STWD | 0 | 0 | 0 | 0 | 0 | 0
WT | 0 | 0 | 0 | 0 | 0 | 0
IGCC | 618 | 618 | 618 | 618 | 618 | 618
DemandResponse | 0 | 0 | 0 | 0 | 0 | 0
IGCC-CCS | 0 | 0 | 0 | 0 | 0 | 0
WT_off | 0 | 0 | 0 | 0 | 0 | 0
PseudoUnit | 0 | 0 | 0 | 0 | 0 | 0
FixedInterchange | 0 | 0 | 0 | 0 | 0 | 0
Cumulative New Build Capacity by Reporting Type: MISO_MI
ReportingType | 2015 | 2020 | 2025 | 2030 | 2035 | 2040
BM | 0 | 0 | 0 | 0 | 4099.21 | 4099.21
CC | 0 | 0 | 0 | 0 | 0 | 0
CSP | 0 | 0 | 0 | 0 | 0 | 0
CT | 0 | 0 | 0 | 0 | 0 | 0
Coal | 0 | 0 | 0 | 0 | 0 | 0
Geo | 0 | 0 | 0 | 0 | 0 | 0
H | 0 | 0 | 0 | 0 | 0 | 0
LFG | 0 | 0 | 160.25 | 160.25 | 160.25 | 160.25
Nuc | 0 | 0 | 0 | 5267.24 | 5267.24 | 5283.26
PS | 0 | 0 | 0 | 0 | 0 | 0
PV | 0 | 0 | 0 | 0 | 0 | 0
PeakG | 0 | 0 | 0 | 0 | 0 | 0
PeakO | 0 | 0 | 0 | 0 | 0 | 0
ST | 0 | 0 | 0 | 0 | 0 | 0
STOG | 0 | 0 | 0 | 0 | 0 | 0
STWD | 0 | 0 | 0 | 0 | 0 | 0
WT | 2000 | 2234.83 | 2234.83 | 2234.83 | 2234.83 | 2234.83
IGCC | 0 | 0 | 0 | 0 | 0 | 0
DemandResponse | 0 | 0 | 0 | 0 | 0 | 0
IGCC-CCS | 0 | 0 | 0 | 0 | 0 | 0
WT_off | 0 | 0 | 0 | 0 | 0 | 0
PseudoUnit | 0 | 0 | 0 | 0 | 0 | 0
FixedInterchange | 0 | 0 | 0 | 0 | 0 | 0
Cumulative New Build Capacity by Reporting Type: MISO_MO-IL
ReportingType | 2015 | 2020 | 2025 | 2030 | 2035 | 2040
BM | 0 | 0 | 0 | 0 | 2548.75 | 2548.75
CC | 0 | 0 | 0 | 0 | 0 | 0
CSP | 0 | 0 | 0 | 0 | 0 | 0
CT | 0 | 0 | 0 | 0 | 0 | 0
Coal | 1790 | 1790 | 1790 | 1790 | 1790 | 1790
Geo | 0 | 0 | 0 | 0 | 0 | 0
H | 0 | 280 | 280 | 280 | 280 | 280
LFG | 0 | 0 | 220.11 | 223.33 | 223.33 | 223.33
Nuc | 0 | 0 | 0 | 0 | 0 | 0
PS | 0 | 0 | 0 | 0 | 0 | 0
PV | 0 | 0 | 0 | 0 | 0 | 0
PeakG | 0 | 0 | 0 | 0 | 0 | 0
PeakO | 0 | 0 | 0 | 0 | 0 | 0
ST | 0 | 0 | 0 | 0 | 0 | 0
STOG | 0 | 0 | 0 | 0 | 0 | 0
STWD | 0 | 0 | 0 | 0 | 0 | 0
WT | 300 | 5900 | 5900 | 5900 | 5900 | 5900
IGCC | 0 | 0 | 0 | 0 | 0 | 0
DemandResponse | 0 | 0 | 0 | 0 | 0 | 0
IGCC-CCS | 0 | 0 | 0 | 0 | 0 | 0
WT_off | 0 | 0 | 0 | 0 | 0 | 0
PseudoUnit | 0 | 0 | 0 | 0 | 0 | 0
FixedInterchange | 0 | 0 | 0 | 0 | 0 | 0
Cumulative New Build Capacity by Reporting Type: MISO_W
ReportingType | 2015 | 2020 | 2025 | 2030 | 2035 | 2040
BM | 0 | 0 | 0 | 0 | 0 | 0
CC | 0 | 0 | 0 | 0 | 0 | 0
CSP | 0 | 0 | 0 | 0 | 0 | 0
CT | 0 | 0 | 0 | 0 | 0 | 0
Coal | 0 | 0 | 0 | 0 | 0 | 0
Geo | 0 | 0 | 0 | 0 | 0 | 0
H | 0 | 0 | 0 | 0 | 0 | 0
LFG | 0 | 0 | 0 | 71.67 | 71.67 | 71.67
Nuc | 94.33 | 94.33 | 94.33 | 94.33 | 94.33 | 94.33
PS | 0 | 0 | 0 | 0 | 0 | 0
PV | 0 | 0 | 0 | 0 | 0 | 0
PeakG | 0 | 0 | 0 | 0 | 0 | 0
PeakO | 0 | 0 | 0 | 0 | 0 | 0
ST | 0 | 0 | 0 | 0 | 0 | 0
STOG | 0 | 0 | 0 | 0 | 0 | 0
STWD | 0 | 0 | 0 | 0 | 0 | 0
WT | 2800.5 | 33639.41 | 41087.61 | 41087.61 | 41087.61 | 41459.51
IGCC | 0 | 0 | 0 | 0 | 0 | 0
DemandResponse | 0 | 0 | 0 | 0 | 0 | 0
IGCC-CCS | 0 | 0 | 0 | 0 | 0 | 0
WT_off | 0 | 0 | 0 | 0 | 0 | 0
PseudoUnit | 0 | 0 | 0 | 0 | 0 | 0
FixedInterchange | 0 | 0 | 0 | 0 | 0 | 0
Cumulative New Build Capacity by Reporting Type: MISO_WUMS
ReportingType | 2015 | 2020 | 2025 | 2030 | 2035 | 2040
BM | 0 | 0 | 0 | 205.35 | 3200.79 | 3200.79
CC | 0 | 4610.87 | 5717.75 | 5717.75 | 5717.75 | 5717.75
CSP | 0 | 0 | 0 | 0 | 0 | 0
CT | 0 | 0 | 0 | 0 | 0 | 0
Coal | 615 | 615 | 615 | 615 | 615 | 615
Geo | 0 | 0 | 0 | 0 | 0 | 0
H | 0 | 1 | 1 | 1 | 1 | 1
LFG | 0 | 0 | 223.33 | 223.33 | 223.33 | 223.33
Nuc | 235 | 235 | 235 | 235 | 235 | 3175.86
PS | 0 | 0 | 0 | 0 | 0 | 0
PV | 0 | 0 | 0 | 0 | 0 | 0
PeakG | 0 | 0 | 0 | 0 | 0 | 0
PeakO | 0 | 0 | 0 | 0 | 0 | 0
ST | 0 | 0 | 0 | 0 | 0 | 0
STOG | 0 | 0 | 0 | 0 | 0 | 0
STWD | 0 | 0 | 0 | 0 | 0 | 0
WT | 968.9 | 999.7 | 999.7 | 999.7 | 999.7 | 999.7
IGCC | 0 | 0 | 0 | 0 | 0 | 0
DemandResponse | 0 | 0 | 0 | 0 | 0 | 0
IGCC-CCS | 0 | 0 | 0 | 0 | 0 | 0
WT_off | 0 | 0 | 0 | 0 | 0 | 0
PseudoUnit | 0 | 0 | 0 | 0 | 0 | 0
FixedInterchange | 0 | 0 | 0 | 0 | 0 | 0
Cumulative New Build Capacity by Reporting Type: Nebraska
ReportingType | 2015 | 2020 | 2025 | 2030 | 2035 | 2040
BM | 0 | 0 | 0 | 0 | 2215.11 | 2215.11
CC | 0 | 298.99 | 298.99 | 298.99 | 298.99 | 298.99
CSP | 0 | 0 | 0 | 0 | 0 | 0
CT | 0 | 0 | 0 | 0 | 0 | 0
Coal | 232.1 | 232.1 | 232.1 | 232.1 | 232.1 | 232.1
Geo | 0 | 0 | 0 | 0 | 0 | 0
H | 0 | 0 | 0 | 0 | 0 | 0
LFG | 0 | 0 | 0 | 71.67 | 71.67 | 71.67
Nuc | 0 | 0 | 0 | 0 | 0 | 0
PS | 0 | 0 | 0 | 0 | 0 | 0
PV | 0 | 0 | 0 | 0 | 0 | 0
PeakG | 0 | 0 | 0 | 0 | 0 | 0
PeakO | 0 | 0 | 0 | 0 | 0 | 0
ST | 0 | 0 | 0 | 0 | 0 | 0
STOG | 0 | 0 | 0 | 0 | 0 | 0
STWD | 0 | 0 | 0 | 0 | 0 | 0
WT | 202 | 202 | 202 | 202 | 202 | 202
IGCC | 0 | 0 | 0 | 0 | 0 | 0
DemandResponse | 0 | 0 | 0 | 0 | 0 | 0
IGCC-CCS | 0 | 0 | 0 | 0 | 0 | 0
WT_off | 0 | 0 | 0 | 0 | 0 | 0
PseudoUnit | 0 | 0 | 0 | 0 | 0 | 0
FixedInterchange | 0 | 0 | 0 | 0 | 0 | 0
Cumulative New Build Capacity by Reporting Type: NEISO
ReportingType | 2015 | 2020 | 2025 | 2030 | 2035 | 2040
BM | 252.2 | 252.2 | 252.2 | 252.2 | 252.2 | 252.2
CC | 2049.5 | 2049.5 | 2049.5 | 2049.5 | 2049.5 | 2049.5
CSP | 0 | 0 | 0 | 0 | 0 | 0
CT | 334 | 334 | 334 | 334 | 334 | 334
Coal | 0 | 0 | 0 | 0 | 0 | 0
Geo | 0 | 0 | 0 | 0 | 0 | 0
H | 0 | 0 | 3 | 3 | 3 | 3
LFG | 49.26 | 49.26 | 49.26 | 119 | 119 | 119
Nuc | 0 | 0 | 0 | 0 | 0 | 0
PS | 0 | 0 | 0 | 0 | 0 | 0
PV | 0 | 292.5 | 292.5 | 292.5 | 292.5 | 292.5
PeakG | 0 | 0 | 0 | 0 | 0 | 0
PeakO | 0 | 0 | 0 | 0 | 0 | 0
ST | 0 | 0 | 0 | 0 | 0 | 0
STOG | 0 | 0 | 0 | 0 | 0 | 0
STWD | 0 | 0 | 0 | 0 | 0 | 0
WT | 231.2 | 5280 | 5280 | 7239.78 | 15337.23 | 16526.29
IGCC | 0 | 0 | 0 | 0 | 0 | 0
DemandResponse | 0 | 0 | 0 | 0 | 0 | 0
IGCC-CCS | 0 | 0 | 0 | 0 | 0 | 0
WT_off | 468 | 468 | 468 | 468 | 468 | 468
PseudoUnit | 0 | 0 | 0 | 0 | 0 | 0
FixedInterchange | 0 | 0 | 0 | 0 | 0 | 0
Cumulative New Build Capacity by Reporting Type: NonRTO_Midwest
ReportingType | 2015 | 2020 | 2025 | 2030 | 2035 | 2040
BM | 0 | 0 | 0 | 4688.9 | 6144.51 | 6144.51
CC | 357.85 | 895.92 | 895.92 | 895.92 | 895.92 | 895.92
CSP | 0 | 0 | 0 | 0 | 0 | 0
CT | 0 | 0 | 0 | 0 | 0 | 0
Coal | 0 | 0 | 0 | 0 | 0 | 0
Geo | 0 | 0 | 0 | 0 | 0 | 0
H | 0 | 0 | 746 | 746 | 746 | 746
LFG | 0 | 0 | 160.25 | 160.25 | 160.25 | 160.25
Nuc | 0 | 0 | 0 | 10.32 | 10.32 | 970.45
PS | 0 | 0 | 0 | 0 | 0 | 0
PV | 0 | 0 | 0 | 0 | 0 | 0
PeakG | 0 | 0 | 0 | 0 | 0 | 0
PeakO | 0 | 0 | 0 | 0 | 0 | 0
ST | 0 | 0 | 0 | 0 | 0 | 0
STOG | 0 | 0 | 0 | 0 | 0 | 0
STWD | 0 | 0 | 0 | 0 | 0 | 0
WT | 0 | 0 | 0 | 0 | 0 | 0
IGCC | 0 | 0 | 0 | 0 | 0 | 0
DemandResponse | 0 | 0 | 0 | 0 | 0 | 0
IGCC-CCS | 0 | 0 | 0 | 0 | 0 | 0
WT_off | 0 | 0 | 0 | 0 | 0 | 0
PseudoUnit | 0 | 0 | 0 | 0 | 0 | 0
FixedInterchange | 0 | 0 | 0 | 0 | 0 | 0
Cumulative New Build Capacity by Reporting Type: NYISO_A-F
ReportingType | 2015 | 2020 | 2025 | 2030 | 2035 | 2040
BM | 0 | 0 | 0 | 0 | 0 | 0
CC | 639 | 639 | 639 | 639 | 639 | 639
CSP | 0 | 0 | 0 | 0 | 0 | 0
CT | 0 | 0 | 0 | 0 | 0 | 0
Coal | 0 | 0 | 0 | 0 | 0 | 0
Geo | 0 | 0 | 0 | 0 | 0 | 0
H | 0 | 0 | 0 | 0 | 0 | 0
LFG | 6.4 | 6.4 | 6.4 | 74.33 | 74.33 | 74.33
Nuc | 168 | 168 | 168 | 168 | 168 | 168
PS | 0 | 0 | 0 | 0 | 0 | 0
PV | 0 | 0 | 0 | 0 | 0 | 0
PeakG | 0 | 0 | 0 | 0 | 0 | 0
PeakO | 0 | 0 | 0 | 0 | 0 | 0
ST | 0 | 0 | 0 | 0 | 0 | 0
STOG | 0 | 0 | 0 | 0 | 0 | 0
STWD | 0 | 0 | 0 | 0 | 0 | 0
WT | 2476.3 | 3186.1 | 8139.88 | 13490 | 13490 | 13490
IGCC | 0 | 0 | 0 | 0 | 0 | 0
DemandResponse | 0 | 0 | 0 | 0 | 0 | 0
IGCC-CCS | 0 | 0 | 0 | 0 | 0 | 0
WT_off | 0 | 0 | 0 | 0 | 0 | 0
PseudoUnit | 0 | 0 | 0 | 0 | 0 | 0
FixedInterchange | 0 | 0 | 0 | 0 | 0 | 0
Cumulative New Build Capacity by Reporting Type: NYISO_G-I
ReportingType | 2015 | 2020 | 2025 | 2030 | 2035 | 2040
BM | 0 | 0 | 0 | 0 | 728.82 | 728.82
CC | 0 | 0 | 0 | 0 | 0 | 0
CSP | 0 | 0 | 0 | 0 | 0 | 0
CT | 0 | 0 | 0 | 0 | 0 | 0
Coal | 0 | 0 | 0 | 0 | 0 | 0
Geo | 0 | 0 | 0 | 0 | 0 | 0
H | 0 | 0 | 0 | 0 | 0 | 0
LFG | 0 | 0 | 0 | 74.33 | 74.33 | 74.33
Nuc | 0 | 0 | 0 | 0 | 0 | 2238.68
PS | 0 | 0 | 0 | 0 | 0 | 0
PV | 0 | 0 | 0 | 0 | 0 | 0
PeakG | 0 | 0 | 0 | 0 | 0 | 0
PeakO | 0 | 0 | 0 | 0 | 0 | 0
ST | 0 | 0 | 0 | 0 | 0 | 0
STOG | 0 | 0 | 0 | 0 | 0 | 0
STWD | 0 | 0 | 0 | 0 | 0 | 0
WT | 0 | 60 | 360 | 360 | 360 | 360
IGCC | 0 | 0 | 0 | 0 | 0 | 0
DemandResponse | 0 | 0 | 0 | 0 | 0 | 0
IGCC-CCS | 0 | 0 | 0 | 0 | 0 | 0
WT_off | 0 | 0 | 0 | 0 | 0 | 0
PseudoUnit | 0 | 0 | 0 | 0 | 0 | 0
FixedInterchange | 0 | 0 | 0 | 0 | 0 | 0
Cumulative New Build Capacity by Reporting Type: NYISO_J-K
ReportingType | 2015 | 2020 | 2025 | 2030 | 2035 | 2040
BM | 0 | 0 | 0 | 0 | 0 | 0
CC | 1175.4 | 1175.4 | 1175.4 | 1175.4 | 1175.4 | 1175.4
CSP | 0 | 0 | 0 | 0 | 0 | 0
CT | 0 | 0 | 0 | 0 | 0 | 0
Coal | 0 | 0 | 0 | 0 | 0 | 0
Geo | 0 | 0 | 0 | 0 | 0 | 0
H | 0 | 0 | 0 | 0 | 0 | 0
LFG | 0 | 0 | 0 | 74.33 | 74.33 | 74.33
Nuc | 0 | 0 | 0 | 0 | 0 | 0
PS | 0 | 0 | 0 | 0 | 0 | 0
PV | 32 | 32 | 32 | 32 | 32 | 32
PeakG | 0 | 0 | 0 | 0 | 0 | 0
PeakO | 0 | 0 | 0 | 0 | 0 | 0
ST | 0 | 0 | 0 | 0 | 0 | 0
STOG | 0 | 0 | 0 | 0 | 0 | 0
STWD | 0 | 0 | 0 | 0 | 0 | 0
WT | 0 | 0 | 170 | 330 | 330 | 330
IGCC | 0 | 0 | 0 | 0 | 0 | 0
DemandResponse | 0 | 0 | 0 | 0 | 0 | 0
IGCC-CCS | 0 | 0 | 0 | 0 | 0 | 0
WT_off | 0 | 0 | 0 | 0 | 0 | 0
PseudoUnit | 0 | 0 | 0 | 0 | 0 | 0
FixedInterchange | 0 | 0 | 0 | 0 | 0 | 0
Cumulative New Build Capacity by Reporting Type: PJM_E
ReportingType | 2015 | 2020 | 2025 | 2030 | 2035 | 2040
BM | 30 | 30 | 30 | 30 | 30 | 30
CC | 4634.3 | 4634.3 | 4634.3 | 4634.3 | 4634.3 | 4634.3
CSP | 0 | 0 | 0 | 0 | 0 | 0
CT | 26.2 | 26.2 | 26.2 | 26.2 | 26.2 | 26.2
Coal | 27 | 27 | 27 | 27 | 27 | 27
Geo | 0 | 0 | 0 | 0 | 0 | 0
H | 0 | 0 | 0 | 0 | 0 | 0
LFG | 9.1 | 142 | 142 | 142 | 142 | 142
Nuc | 38 | 38 | 38 | 38 | 38 | 38
PS | 0 | 0 | 0 | 0 | 0 | 0
PV | 25.45 | 25.45 | 25.45 | 25.45 | 25.45 | 25.45
PeakG | 0 | 0 | 0 | 0 | 0 | 0
PeakO | 0 | 0 | 0 | 0 | 0 | 0
ST | 0 | 0 | 0 | 0 | 0 | 0
STOG | 0 | 0 | 0 | 0 | 0 | 0
STWD | 0 | 0 | 0 | 0 | 0 | 0
WT | 1150 | 1150 | 1150 | 1170 | 1170 | 1170
IGCC | 0 | 0 | 0 | 0 | 0 | 0
DemandResponse | 0 | 0 | 0 | 0 | 0 | 0
IGCC-CCS | 0 | 0 | 0 | 0 | 0 | 0
WT_off | 0 | 0 | 1100 | 1100 | 9600 | 9600
PseudoUnit | 0 | 0 | 0 | 0 | 0 | 0
FixedInterchange | 0 | 0 | 0 | 0 | 0 | 0
Cumulative New Build Capacity by Reporting Type: PJM_ROM
ReportingType | 2015 | 2020 | 2025 | 2030 | 2035 | 2040
BM | 18 | 18 | 18 | 18 | 2357.79 | 2357.79
CC | 1678.5 | 1678.5 | 1678.5 | 1678.5 | 1678.5 | 1678.5
CSP | 0 | 0 | 0 | 0 | 0 | 0
CT | 16 | 16 | 16 | 16 | 16 | 16
Coal | 32.5 | 32.5 | 32.5 | 32.5 | 32.5 | 32.5
Geo | 0 | 0 | 0 | 0 | 0 | 0
H | 0 | 678 | 678 | 678 | 678 | 678
LFG | 18.9 | 284 | 284 | 284 | 284 | 284
Nuc | 0 | 0 | 0 | 0 | 0 | 7541.49
PS | 0 | 0 | 0 | 0 | 0 | 0
PV | 0 | 1355.2 | 2113.94 | 2283.77 | 2296.57 | 2357.65
PeakG | 0 | 0 | 0 | 0 | 0 | 0
PeakO | 0 | 0 | 0 | 0 | 0 | 0
ST | 0 | 0 | 0 | 0 | 0 | 0
STOG | 0 | 0 | 0 | 0 | 0 | 0
STWD | 0 | 0 | 0 | 0 | 0 | 0
WT | 479.8 | 1230 | 1230 | 7040 | 7040 | 7040
IGCC | 0 | 0 | 0 | 0 | 0 | 0
DemandResponse | 0 | 0 | 0 | 0 | 0 | 0
IGCC-CCS | 0 | 0 | 0 | 0 | 0 | 0
WT_off | 0 | 0 | 0 | 0 | 0 | 0
PseudoUnit | 0 | 0 | 0 | 0 | 0 | 0
FixedInterchange | 0 | 0 | 0 | 0 | 0 | 0
Cumulative New Build Capacity by Reporting Type: PJM_ROR
ReportingType | 2015 | 2020 | 2025 | 2030 | 2035 | 2040
BM | 385 | 385 | 385 | 385 | 10556.34 | 10556.34
CC | 3077 | 4192.13 | 4192.13 | 4192.13 | 4192.13 | 4192.13
CSP | 0 | 0 | 0 | 0 | 0 | 0
CT | 29 | 29 | 29 | 29 | 29 | 29
Coal | 2164 | 2164 | 2164 | 2164 | 2164 | 2164
Geo | 0 | 0 | 0 | 0 | 0 | 0
H | 0 | 503 | 503 | 503 | 503 | 503
LFG | 57.4 | 571.11 | 571.11 | 571.11 | 571.11 | 571.11
Nuc | 38 | 38 | 38 | 5665.58 | 11480.58 | 16579.66
PS | 0 | 0 | 0 | 0 | 0 | 0
PV | 0 | 429.08 | 639.99 | 647.82 | 647.82 | 647.82
PeakG | 0 | 0 | 0 | 0 | 0 | 0
PeakO | 0 | 0 | 0 | 0 | 0 | 0
ST | 0 | 0 | 0 | 0 | 0 | 0
STOG | 0 | 0 | 0 | 0 | 0 | 0
STWD | 0 | 0 | 0 | 0 | 0 | 0
WT | 8325.7 | 12362.74 | 53600 | 53600 | 53600 | 53600
IGCC | 0 | 0 | 0 | 0 | 0 | 0
DemandResponse | 0 | 0 | 0 | 0 | 0 | 0
IGCC-CCS | 0 | 0 | 0 | 0 | 0 | 0
WT_off | 0 | 0 | 0 | 0 | 0 | 0
PseudoUnit | 0 | 0 | 0 | 0 | 0 | 0
FixedInterchange | 0 | 0 | 0 | 0 | 0 | 0
Cumulative New Build Capacity by Reporting Type: SOCO
ReportingType | 2015 | 2020 | 2025 | 2030 | 2035 | 2040
BM | 55 | 55 | 55 | 3279.12 | 6555.24 | 6555.24
CC | 5026.9 | 10070.02 | 10070.02 | 10070.02 | 10070.02 | 10070.02
CSP | 0 | 0 | 0 | 0 | 0 | 0
CT | 0 | 0 | 0 | 0 | 0 | 0
Coal | 0 | 0 | 0 | 0 | 0 | 0
Geo | 0 | 0 | 0 | 0 | 0 | 0
H | 0 | 0 | 0 | 0 | 0 | 0
LFG | 0 | 0 | 107.4 | 107.4 | 107.4 | 107.4
Nuc | 70 | 2270 | 6006.51 | 6006.51 | 15270.56 | 21062.43
PS | 0 | 0 | 0 | 0 | 0 | 0
PV | 0 | 0 | 0 | 0 | 0 | 2000
PeakG | 0 | 0 | 0 | 0 | 0 | 0
PeakO | 0 | 0 | 0 | 0 | 0 | 0
ST | 0 | 0 | 0 | 0 | 0 | 0
STOG | 0 | 0 | 0 | 0 | 0 | 0
STWD | 0 | 0 | 0 | 0 | 0 | 0
WT | 0 | 0 | 100 | 100 | 100 | 100
IGCC | 0 | 0 | 0 | 0 | 0 | 0
DemandResponse | 0 | 0 | 0 | 0 | 0 | 0
IGCC-CCS | 0 | 0 | 0 | 0 | 0 | 0
WT_off | 0 | 0 | 0 | 0 | 0 | 0
PseudoUnit | 0 | 0 | 0 | 0 | 0 | 0
FixedInterchange | 0 | 0 | 0 | 0 | 0 | 0
Cumulative New Build Capacity by Reporting Type: SPP_N
ReportingType | 2015 | 2020 | 2025 | 2030 | 2035 | 2040
BM | 0 | 0 | 0 | 1494.97 | 6301.26 | 6301.26
CC | 0 | 3482.77 | 3482.77 | 3482.77 | 3482.77 | 3482.77
CSP | 0 | 0 | 0 | 0 | 0 | 0
CT | 0 | 0 | 0 | 0 | 0 | 0
Coal | 465.04 | 465.04 | 465.04 | 465.04 | 465.04 | 465.04
Geo | 0 | 0 | 0 | 0 | 0 | 0
H | 0 | 0 | 0 | 0 | 0 | 0
LFG | 0 | 0 | 0 | 95 | 95 | 95
Nuc | 0 | 0 | 0 | 0 | 0 | 0
PS | 0 | 0 | 0 | 0 | 0 | 0
PV | 0 | 0 | 0 | 0 | 0 | 0
PeakG | 0 | 0 | 0 | 0 | 0 | 0
PeakO | 0 | 0 | 0 | 0 | 0 | 0
ST | 0 | 0 | 0 | 0 | 0 | 0
STOG | 0 | 0 | 0 | 0 | 0 | 0
STWD | 0 | 0 | 0 | 0 | 0 | 0
WT | 0 | 11843.3 | 11843.3 | 11843.3 | 11843.3 | 12627.96
IGCC | 0 | 0 | 0 | 0 | 0 | 0
DemandResponse | 0 | 0 | 0 | 0 | 0 | 0
IGCC-CCS | 0 | 0 | 0 | 0 | 0 | 0
WT_off | 0 | 0 | 0 | 0 | 0 | 0
PseudoUnit | 0 | 0 | 0 | 0 | 0 | 0
FixedInterchange | 0 | 0 | 0 | 0 | 0 | 0
Cumulative New Build Capacity by Reporting Type: SPP_S
ReportingType | 2015 | 2020 | 2025 | 2030 | 2035 | 2040
BM | 0 | 0 | 0 | 0 | 4507.34 | 4507.34
CC | 0 | 1608.75 | 4222.46 | 4222.46 | 4222.46 | 4222.46
CSP | 0 | 0 | 0 | 0 | 0 | 0
CT | 412.99 | 712.99 | 712.99 | 712.99 | 712.99 | 712.99
Coal | 988 | 988 | 988 | 988 | 988 | 988
Geo | 0 | 0 | 0 | 0 | 0 | 0
H | 0 | 0 | 0 | 91 | 91 | 91
LFG | 0 | 0 | 0 | 95 | 95 | 95
Nuc | 0 | 0 | 0 | 0 | 0 | 489.58
PS | 0 | 0 | 0 | 0 | 0 | 0
PV | 0 | 0 | 0 | 0 | 0 | 0
PeakG | 0 | 0 | 0 | 0 | 0 | 0
PeakO | 0 | 0 | 0 | 0 | 0 | 0
ST | 0 | 0 | 0 | 0 | 0 | 0
STOG | 0 | 0 | 0 | 0 | 0 | 0
STWD | 0 | 0 | 0 | 0 | 0 | 0
WT | 430 | 30177.58 | 30177.58 | 30177.58 | 30177.58 | 30177.58
IGCC | 0 | 0 | 0 | 0 | 0 | 0
DemandResponse | 0 | 0 | 0 | 0 | 0 | 0
IGCC-CCS | 0 | 0 | 0 | 0 | 0 | 0
WT_off | 0 | 0 | 0 | 0 | 0 | 0
PseudoUnit | 0 | 0 | 0 | 0 | 0 | 0
FixedInterchange | 0 | 0 | 0 | 0 | 0 | 0
Cumulative New Build Capacity by Reporting Type: TVA
ReportingType | 2015 | 2020 | 2025 | 2030 | 2035 | 2040
BM | 0 | 0 | 0 | 3593.92 | 7394.28 | 7394.28
CC | 1418 | 5278.85 | 5278.85 | 5278.85 | 5278.85 | 5278.85
CSP | 0 | 0 | 0 | 0 | 0 | 0
CT | 0 | 0 | 0 | 0 | 0 | 0
Coal | 0 | 0 | 0 | 0 | 0 | 0
Geo | 0 | 0 | 0 | 0 | 0 | 0
H | 0 | 0 | 27 | 27 | 27 | 27
LFG | 0 | 0 | 107.4 | 107.4 | 107.4 | 107.4
Nuc | 1697.89 | 1697.89 | 1697.89 | 1697.89 | 7430.23 | 8306.03
PS | 0 | 0 | 0 | 0 | 0 | 0
PV | 0 | 0 | 0 | 0 | 0 | 2000
PeakG | 0 | 0 | 0 | 0 | 0 | 0
PeakO | 0 | 0 | 0 | 0 | 0 | 0
ST | 0 | 0 | 0 | 0 | 0 | 0
STOG | 0 | 0 | 0 | 0 | 0 | 0
STWD | 0 | 0 | 0 | 0 | 0 | 0
WT | 0 | 0 | 100 | 100 | 100 | 100
IGCC | 0 | 0 | 0 | 0 | 0 | 0
DemandResponse | 0 | 0 | 0 | 0 | 0 | 0
IGCC-CCS | 0 | 0 | 0 | 0 | 0 | 0
WT_off | 0 | 0 | 0 | 0 | 0 | 0
PseudoUnit | 0 | 0 | 0 | 0 | 0 | 0
FixedInterchange | 0 | 0 | 0 | 0 | 0 | 0
Cumulative New Build Capacity by Reporting Type: TVA_Transmission
ReportingType | 2015 | 2020 | 2025 | 2030 | 2035 | 2040
BM | 0 | 0 | 0 | 0 | 0 | 0
CC | 0 | 0 | 0 | 0 | 0 | 0
CSP | 0 | 0 | 0 | 0 | 0 | 0
CT | 0 | 0 | 0 | 0 | 0 | 0
Coal | 0 | 0 | 0 | 0 | 0 | 0
Geo | 0 | 0 | 0 | 0 | 0 | 0
H | 0 | 0 | 0 | 0 | 0 | 0
LFG | 0 | 0 | 0 | 0 | 0 | 0
Nuc | 0 | 0 | 0 | 0 | 0 | 0
PS | 0 | 0 | 0 | 0 | 0 | 0
PV | 0 | 0 | 0 | 0 | 0 | 0
PeakG | 0 | 0 | 0 | 0 | 0 | 0
PeakO | 0 | 0 | 0 | 0 | 0 | 0
ST | 0 | 0 | 0 | 0 | 0 | 0
STOG | 0 | 0 | 0 | 0 | 0 | 0
STWD | 0 | 0 | 0 | 0 | 0 | 0
WT | 0 | 0 | 0 | 0 | 0 | 0
IGCC | 0 | 0 | 0 | 0 | 0 | 0
DemandResponse | 0 | 0 | 0 | 0 | 0 | 0
IGCC-CCS | 0 | 0 | 0 | 0 | 0 | 0
WT_off | 0 | 0 | 0 | 0 | 0 | 0
PseudoUnit | 0 | 0 | 0 | 0 | 0 | 0
FixedInterchange | 0 | 0 | 0 | 0 | 0 | 0
Cumulative New Build Capacity by Reporting Type: VACAR
ReportingType | 2015 | 2020 | 2025 | 2030 | 2035 | 2040
BM | 0.92 | 171.13 | 709.69 | 6986.31 | 6986.31 | 6986.31
CC | 6105.8 | 8692.32 | 8692.32 | 8692.32 | 8692.32 | 8692.32
CSP | 0 | 0 | 0 | 0 | 0 | 0
CT | 717.2 | 717.2 | 717.2 | 717.2 | 717.2 | 717.2
Coal | 825 | 825 | 825 | 825 | 825 | 825
Geo | 0 | 0 | 0 | 0 | 0 | 0
H | 0 | 0 | 0 | 0 | 0 | 0
LFG | 0.34 | 107.4 | 107.4 | 107.4 | 107.4 | 107.4
Nuc | 0 | 2330 | 4107.86 | 4107.86 | 4107.86 | 4107.86
PS | 0 | 0 | 0 | 0 | 0 | 0
PV | 0 | 133.61 | 135.95 | 136.75 | 136.75 | 1333.33
PeakG | 0 | 0 | 0 | 0 | 0 | 0
PeakO | 0 | 0 | 0 | 0 | 0 | 0
ST | 0 | 0 | 0 | 0 | 0 | 0
STOG | 0 | 0 | 0 | 0 | 0 | 0
STWD | 0 | 0 | 0 | 0 | 0 | 0
WT | 0.9 | 3500 | 3500 | 3500 | 3500 | 3500
IGCC | 0 | 0 | 0 | 0 | 0 | 0
DemandResponse | 0 | 0 | 0 | 0 | 0 | 0
IGCC-CCS | 0 | 0 | 0 | 0 | 0 | 0
WT_off | 1 | 1 | 1 | 8073.13 | 34886.55 | 38661.83
PseudoUnit | 0 | 0 | 0 | 0 | 0 | 0
FixedInterchange | 0 | 0 | 0 | 0 | 0 | 0
Cumulative New Build Capacity by Reporting Type: IESO
ReportingType | 2015 | 2020 | 2025 | 2030 | 2035 | 2040
BM | 326.33 | 326.33 | 326.33 | 326.33 | 326.33 | 326.33
CC | 1263 | 1263 | 1263 | 1263 | 1263 | 1263
CSP | 0 | 0 | 0 | 0 | 0 | 0
CT | 368 | 368 | 368 | 368 | 368 | 368
Coal | 0 | 0 | 0 | 0 | 0 | 0
Geo | 0 | 0 | 0 | 0 | 0 | 0
H | 0 | 0 | 0 | 0 | 0 | 250
LFG | 14.5 | 14.5 | 14.5 | 15 | 15 | 15
Nuc | 0 | 0 | 0 | 0 | 0 | 0
PS | 0 | 0 | 0 | 0 | 0 | 0
PV | 1067.26 | 1067.26 | 1067.26 | 1067.26 | 1067.26 | 1067.26
PeakG | 0 | 0 | 0 | 0 | 0 | 0
PeakO | 0 | 0 | 0 | 0 | 0 | 0
ST | 0 | 0 | 0 | 0 | 0 | 0
STOG | 0 | 0 | 0 | 0 | 0 | 0
STWD | 0 | 0 | 0 | 0 | 0 | 0
WT | 2105.9 | 2105.9 | 2105.9 | 2105.9 | 2105.9 | 2105.9
IGCC | 0 | 0 | 0 | 0 | 0 | 0
DemandResponse | 0 | 0 | 0 | 0 | 0 | 0
IGCC-CCS | 0 | 0 | 0 | 0 | 0 | 0
WT_off | 0 | 0 | 0 | 0 | 0 | 0
PseudoUnit | 0 | 0 | 0 | 0 | 0 | 0
FixedInterchange | 0 | 0 | 0 | 0 | 0 | 0
Cumulative New Build Capacity by Reporting Type: MAPP_CA
ReportingType | 2015 | 2020 | 2025 | 2030 | 2035 | 2040
BM | 0 | 0 | 0 | 0 | 0 | 0
CC | 0 | 0 | 0 | 0 | 0 | 0
CSP | 0 | 0 | 0 | 0 | 0 | 0
CT | 0 | 0 | 0 | 0 | 0 | 0
Coal | 0 | 0 | 0 | 0 | 0 | 0
Geo | 0 | 0 | 0 | 0 | 0 | 0
H | 0 | 695 | 2190 | 4650 | 4650 | 4650
LFG | 0 | 0 | 0 | 0 | 0 | 0
Nuc | 0 | 0 | 0 | 0 | 0 | 0
PS | 0 | 0 | 0 | 0 | 0 | 0
PV | 0 | 0 | 0 | 0 | 0 | 0
PeakG | 0 | 0 | 0 | 0 | 0 | 0
PeakO | 0 | 0 | 0 | 0 | 0 | 0
ST | 0 | 0 | 0 | 0 | 0 | 0
STOG | 0 | 0 | 0 | 0 | 0 | 0
STWD | 0 | 0 | 0 | 0 | 0 | 0
WT | 302.4 | 302.4 | 302.4 | 302.4 | 302.4 | 302.4
IGCC | 0 | 0 | 0 | 0 | 0 | 0
DemandResponse | 0 | 0 | 0 | 0 | 0 | 0
IGCC-CCS | 0 | 0 | 0 | 0 | 0 | 0
WT_off | 0 | 0 | 0 | 0 | 0 | 0
PseudoUnit | 0 | 0 | 0 | 0 | 0 | 0
FixedInterchange | 0 | 0 | 0 | 0 | 0 | 0
Cumulative New Build Capacity by Reporting Type: AZ_NM_SNV_Coal
ReportingType | 2015 | 2020 | 2025 | 2030 | 2035 | 2040
BM | 0 | 0 | 0 | 0 | 0 | 0
CC | 0 | 0 | 0 | 0 | 0 | 0
CSP | 0 | 0 | 0 | 0 | 0 | 0
CT | 0 | 0 | 0 | 0 | 0 | 0
Coal | 0 | 0 | 0 | 0 | 0 | 0
Geo | 0 | 0 | 0 | 0 | 0 | 0
H | 0 | 0 | 0 | 0 | 0 | 0
LFG | 0 | 0 | 0 | 0 | 0 | 0
Nuc | 0 | 0 | 0 | 0 | 0 | 0
PS | 0 | 0 | 0 | 0 | 0 | 0
PV | 0 | 0 | 0 | 0 | 0 | 0
PeakG | 0 | 0 | 0 | 0 | 0 | 0
PeakO | 0 | 0 | 0 | 0 | 0 | 0
ST | 0 | 0 | 0 | 0 | 0 | 0
STOG | 0 | 0 | 0 | 0 | 0 | 0
STWD | 0 | 0 | 0 | 0 | 0 | 0
WT | 0 | 0 | 0 | 0 | 0 | 0
IGCC | 0 | 0 | 0 | 0 | 0 | 0
DemandResponse | 0 | 0 | 0 | 0 | 0 | 0
IGCC-CCS | 0 | 0 | 0 | 0 | 0 | 0
WT_off | 0 | 0 | 0 | 0 | 0 | 0
PseudoUnit | 0 | 0 | 0 | 0 | 0 | 0
FixedInterchange | 0 | 0 | 0 | 0 | 0 | 0
Cumulative New Build Capacity by Reporting Type: AZ_NM_SNV_Gas
ReportingType | 2015 | 2020 | 2025 | 2030 | 2035 | 2040
BM | 0 | 0 | 0 | 0 | 0 | 0
CC | 668 | 668 | 668 | 668 | 668 | 668
CSP | 0 | 0 | 0 | 0 | 0 | 0
CT | 736 | 736 | 736 | 736 | 736 | 736
Coal | 0 | 0 | 0 | 0 | 0 | 0
Geo | 0 | 0 | 0 | 0 | 0 | 0
H | 0 | 0 | 0 | 0 | 0 | 0
LFG | 0 | 0 | 0 | 0 | 0 | 0
Nuc | 0 | 0 | 0 | 0 | 0 | 0
PS | 0 | 0 | 0 | 0 | 0 | 0
PV | 0 | 0 | 0 | 0 | 0 | 0
PeakG | 0 | 0 | 0 | 0 | 0 | 0
PeakO | 0 | 0 | 0 | 0 | 0 | 0
ST | 0 | 0 | 0 | 0 | 0 | 0
STOG | 0 | 0 | 0 | 0 | 0 | 0
STWD | 0 | 0 | 0 | 0 | 0 | 0
WT | 0 | 0 | 0 | 0 | 0 | 0
IGCC | 0 | 0 | 0 | 0 | 0 | 0
DemandResponse | 0 | 0 | 0 | 0 | 0 | 0
IGCC-CCS | 0 | 0 | 0 | 0 | 0 | 0
WT_off | 0 | 0 | 0 | 0 | 0 | 0
PseudoUnit | 0 | 0 | 0 | 0 | 0 | 0
FixedInterchange | 0 | 0 | 0 | 0 | 0 | 0
Cumulative New Build Capacity by Reporting Type: AZ_NM_SNV_NucRenew
ReportingType | 2015 | 2020 | 2025 | 2030 | 2035 | 2040
BM | 0 | 0 | 0 | 0 | 4450.59 | 4450.59
CC | 0 | 0 | 0 | 0 | 0 | 0
CSP | 0 | 0 | 0 | 0 | 0 | 0
CT | 0 | 0 | 0 | 0 | 0 | 0
Coal | 0 | 0 | 0 | 0 | 0 | 0
Geo | 0 | 0 | 1450 | 1450 | 1450 | 1450
H | 0 | 0 | 0 | 0 | 0 | 0
LFG | 0 | 0 | 60.67 | 60.67 | 60.67 | 60.67
Nuc | 0 | 0 | 0 | 6173.29 | 8536.26 | 9289.17
PS | 0 | 0 | 0 | 0 | 0 | 0
PV | 95.7 | 95.7 | 95.7 | 95.7 | 95.7 | 95.7
PeakG | 0 | 0 | 0 | 0 | 0 | 0
PeakO | 0 | 0 | 0 | 0 | 0 | 0
ST | 280 | 725.61 | 972.56 | 1085.16 | 1606.94 | 1606.94
STOG | 0 | 0 | 0 | 0 | 0 | 0
STWD | 0 | 0 | 0 | 0 | 0 | 0
WT | 65.1 | 11854.92 | 11854.92 | 11854.92 | 11854.92 | 11854.92
IGCC | 0 | 0 | 0 | 0 | 0 | 0
DemandResponse | 0 | 0 | 0 | 0 | 0 | 0
IGCC-CCS | 0 | 0 | 0 | 0 | 0 | 0
WT_off | 0 | 0 | 0 | 0 | 0 | 0
PseudoUnit | 0 | 0 | 0 | 0 | 0 | 0
FixedInterchange | 0 | 0 | 0 | 0 | 0 | 0
Cumulative New Build Capacity by Reporting Type: ERCOT
ReportingType | 2015 | 2020 | 2025 | 2030 | 2035 | 2040
BM | 145 | 145 | 145 | 145 | 4064.97 | 4064.97
CC | 8400.68 | 11587.49 | 15826.85 | 15826.85 | 15826.85 | 15826.85
CSP | 0 | 0 | 0 | 0 | 0 | 0
CT | 250 | 250 | 250 | 250 | 250 | 250
Coal | 2020 | 2020 | 2020 | 2020 | 2020 | 2020
Geo | 0 | 0 | 0 | 0 | 0 | 0
H | 0 | 0 | 0 | 0 | 0 | 0
LFG | 0 | 0 | 354 | 354 | 354 | 354
Nuc | 0 | 0 | 0 | 0 | 14732.92 | 18634.92
PS | 0 | 0 | 0 | 0 | 0 | 0
PV | 14 | 14 | 14 | 14 | 14 | 14
PeakG | 0 | 0 | 0 | 0 | 0 | 0
PeakO | 0 | 0 | 0 | 0 | 0 | 0
ST | 0 | 0 | 0 | 0 | 0 | 0
STOG | 0 | 0 | 0 | 0 | 0 | 0
STWD | 0 | 0 | 0 | 0 | 0 | 0
WT | 350.1 | 20017.33 | 20017.33 | 20017.33 | 20017.33 | 21651.88
IGCC | 0 | 0 | 0 | 0 | 0 | 0
DemandResponse | 0 | 0 | 0 | 0 | 0 | 0
IGCC-CCS | 0 | 0 | 0 | 0 | 0 | 0
WT_off | 0 | 0 | 0 | 0 | 0 | 0
PseudoUnit | 0 | 0 | 0 | 0 | 0 | 0
FixedInterchange | 0 | 0 | 0 | 0 | 0 | 0
Cumulative New Build Capacity by Reporting Type: NP15
ReportingType | 2015 | 2020 | 2025 | 2030 | 2035 | 2040
BM | 0 | 0 | 0 | 0 | 843.24 | 843.24
CC | 3706.82 | 3706.82 | 3706.82 | 3706.82 | 3706.82 | 3706.82
CSP | 0 | 0 | 0 | 0 | 0 | 0
CT | 212.6 | 212.6 | 212.6 | 212.6 | 212.6 | 212.6
Coal | 0 | 0 | 0 | 0 | 0 | 0
Geo | 0 | 600 | 600 | 600 | 600 | 600
H | 0 | 0 | 0 | 0 | 0 | 0
LFG | 0 | 180.43 | 565 | 565 | 565 | 565
Nuc | 0 | 0 | 0 | 2767.93 | 5975.82 | 7841.67
PS | 0 | 0 | 0 | 0 | 0 | 0
PV | 6.5 | 6.5 | 6.5 | 6.5 | 6.5 | 6.5
PeakG | 0 | 0 | 0 | 0 | 0 | 0
PeakO | 0 | 0 | 0 | 0 | 0 | 0
ST | 29 | 29 | 29 | 29 | 29 | 100
STOG | 0 | 0 | 0 | 0 | 0 | 0
STWD | 0 | 0 | 0 | 0 | 0 | 0
WT | 101.2 | 3400 | 9041.3 | 11503.7 | 11821.97 | 12449.11
IGCC | 0 | 0 | 0 | 0 | 0 | 0
DemandResponse | 0 | 0 | 0 | 0 | 0 | 0
IGCC-CCS | 0 | 0 | 0 | 0 | 0 | 0
WT_off | 0 | 0 | 0 | 0 | 0 | 0
PseudoUnit | 0 | 0 | 0 | 0 | 0 | 0
FixedInterchange | 0 | 0 | 0 | 0 | 0 | 0
Cumulative New Build Capacity by Reporting Type: NWPP_Coal
ReportingType | 2015 | 2020 | 2025 | 2030 | 2035 | 2040
BM | 0 | 0 | 0 | 0 | 0 | 0
CC | 0 | 0 | 0 | 0 | 0 | 0
CSP | 0 | 0 | 0 | 0 | 0 | 0
CT | 0 | 0 | 0 | 0 | 0 | 0
Coal | 0 | 0 | 0 | 0 | 0 | 0
Geo | 0 | 0 | 0 | 0 | 0 | 0
H | 0 | 0 | 0 | 0 | 0 | 0
LFG | 0 | 0 | 0 | 0 | 0 | 0
Nuc | 0 | 0 | 0 | 0 | 0 | 0
PS | 0 | 0 | 0 | 0 | 0 | 0
PV | 0 | 0 | 0 | 0 | 0 | 0
PeakG | 0 | 0 | 0 | 0 | 0 | 0
PeakO | 0 | 0 | 0 | 0 | 0 | 0
ST | 0 | 0 | 0 | 0 | 0 | 0
STOG | 0 | 0 | 0 | 0 | 0 | 0
STWD | 0 | 0 | 0 | 0 | 0 | 0
WT | 0 | 0 | 0 | 0 | 0 | 0
IGCC | 0 | 0 | 0 | 0 | 0 | 0
DemandResponse | 0 | 0 | 0 | 0 | 0 | 0
IGCC-CCS | 0 | 0 | 0 | 0 | 0 | 0
WT_off | 0 | 0 | 0 | 0 | 0 | 0
PseudoUnit | 0 | 0 | 0 | 0 | 0 | 0
FixedInterchange | 0 | 0 | 0 | 0 | 0 | 0
Cumulative New Build Capacity by Reporting Type: NWPP_Gas
ReportingType | 2015 | 2020 | 2025 | 2030 | 2035 | 2040
BM | 0 | 0 | 0 | 0 | 0 | 0
CC | 300 | 300 | 300 | 300 | 300 | 300
CSP | 0 | 0 | 0 | 0 | 0 | 0
CT | 150 | 150 | 150 | 150 | 150 | 150
Coal | 0 | 0 | 0 | 0 | 0 | 0
Geo | 0 | 0 | 0 | 0 | 0 | 0
H | 0 | 0 | 0 | 0 | 0 | 0
LFG | 0 | 0 | 0 | 0 | 0 | 0
Nuc | 0 | 0 | 0 | 0 | 0 | 0
PS | 0 | 0 | 0 | 0 | 0 | 0
PV | 0 | 0 | 0 | 0 | 0 | 0
PeakG | 0 | 0 | 0 | 0 | 0 | 0
PeakO | 0 | 0 | 0 | 0 | 0 | 0
ST | 0 | 0 | 0 | 0 | 0 | 0
STOG | 0 | 0 | 0 | 0 | 0 | 0
STWD | 0 | 0 | 0 | 0 | 0 | 0
WT | 0 | 0 | 0 | 0 | 0 | 0
IGCC | 0 | 0 | 0 | 0 | 0 | 0
DemandResponse | 0 | 0 | 0 | 0 | 0 | 0
IGCC-CCS | 0 | 0 | 0 | 0 | 0 | 0
WT_off | 0 | 0 | 0 | 0 | 0 | 0
PseudoUnit | 0 | 0 | 0 | 0 | 0 | 0
FixedInterchange | 0 | 0 | 0 | 0 | 0 | 0
Cumulative New Build Capacity by Reporting Type: NWPP_NucRenew
ReportingType | 2015 | 2020 | 2025 | 2030 | 2035 | 2040
BM | 32.55 | 32.55 | 32.55 | 32.55 | 2721.28 | 2721.28
CC | 0 | 0 | 0 | 0 | 0 | 0
CSP | 0 | 0 | 0 | 0 | 0 | 0
CT | 0 | 0 | 0 | 0 | 0 | 0
Coal | 0 | 0 | 0 | 0 | 0 | 0
Geo | 86 | 86 | 520 | 520 | 520 | 520
H | 0 | 0 | 0 | 335 | 335 | 335
LFG | 25.5 | 25.5 | 270 | 270 | 270 | 270
Nuc | 0 | 0 | 0 | 2924.47 | 2924.47 | 4747.99
PS | 0 | 0 | 0 | 0 | 0 | 0
PV | 0 | 0 | 0 | 0 | 0 | 0
PeakG | 0 | 0 | 0 | 0 | 0 | 0
PeakO | 0 | 0 | 0 | 0 | 0 | 0
ST | 0 | 0 | 0 | 0 | 0 | 3
STOG | 0 | 0 | 0 | 0 | 0 | 0
STWD | 0 | 0 | 0 | 0 | 0 | 0
WT | 977.3 | 977.3 | 21824.81 | 22316.36 | 22316.37 | 24631.12
IGCC | 0 | 0 | 0 | 0 | 0 | 0
DemandResponse | 0 | 0 | 0 | 0 | 0 | 0
IGCC-CCS | 0 | 0 | 0 | 0 | 0 | 0
WT_off | 0 | 0 | 0 | 0 | 0 | 0
PseudoUnit | 0 | 0 | 0 | 0 | 0 | 0
FixedInterchange | 0 | 0 | 0 | 0 | 0 | 0
Cumulative New Build Capacity by Reporting Type: RMPA
ReportingType | 2015 | 2020 | 2025 | 2030 | 2035 | 2040
BM | 0 | 0 | 0 | 3335.48 | 3726.76 | 3726.76
CC | 0 | 0 | 0 | 0 | 0 | 0
CSP | 0 | 0 | 0 | 0 | 0 | 0
CT | 152 | 152 | 152 | 152 | 152 | 152
Coal | 390 | 390 | 390 | 390 | 390 | 390
Geo | 0 | 25 | 2570 | 2570 | 2570 | 2570
H | 0 | 0 | 0 | 0 | 0 | 0
LFG | 1.4 | 1.4 | 1.4 | 30.33 | 30.33 | 30.33
Nuc | 0 | 0 | 0 | 0 | 0 | 730.07
PS | 0 | 0 | 0 | 0 | 0 | 0
PV | 1 | 1 | 1 | 1 | 1 | 1
PeakG | 0 | 0 | 0 | 0 | 0 | 0
PeakO | 0 | 0 | 0 | 0 | 0 | 0
ST | 3 | 370.43 | 370.43 | 375.89 | 375.89 | 500.45
STOG | 0 | 0 | 0 | 0 | 0 | 0
STWD | 0 | 0 | 0 | 0 | 0 | 0
WT | 765.4 | 4310.61 | 4310.61 | 4847.18 | 4847.18 | 4847.18
IGCC | 0 | 0 | 0 | 0 | 0 | 0
DemandResponse | 0 | 0 | 0 | 0 | 0 | 0
IGCC-CCS | 0 | 0 | 0 | 0 | 0 | 0
WT_off | 0 | 0 | 0 | 0 | 0 | 0
PseudoUnit | 0 | 0 | 0 | 0 | 0 | 0
FixedInterchange | 0 | 0 | 0 | 0 | 0 | 0
Cumulative New Build Capacity by Reporting Type: SP15
ReportingType | 2015 | 2020 | 2025 | 2030 | 2035 | 2040
BM | 6 | 6 | 6 | 578.93 | 674.59 | 674.59
CC | 3344.08 | 3344.08 | 3344.08 | 3344.08 | 3344.08 | 3344.08
CSP | 0 | 0 | 0 | 0 | 0 | 0
CT | 0 | 0 | 0 | 0 | 0 | 0
Coal | 0 | 0 | 0 | 0 | 0 | 0
Geo | 50 | 1500 | 1500 | 1500 | 1500 | 1500
H | 0 | 0 | 0 | 0 | 0 | 0
LFG | 9.2 | 565 | 565 | 565 | 565 | 565
Nuc | 0 | 0 | 0 | 16.46 | 16.46 | 4762.83
PS | 0 | 0 | 0 | 0 | 0 | 0
PV | 3.8 | 3.8 | 3.8 | 3.8 | 3.8 | 3.8
PeakG | 0 | 0 | 0 | 0 | 0 | 0
PeakO | 0 | 0 | 0 | 0 | 0 | 0
ST | 448 | 448 | 448 | 2488.07 | 2857.45 | 3693.59
STOG | 0 | 0 | 0 | 0 | 0 | 0
STWD | 0 | 0 | 0 | 0 | 0 | 0
WT | 735 | 9720.57 | 14900 | 14900 | 14900 | 14900
IGCC | 0 | 0 | 0 | 0 | 0 | 0
DemandResponse | 0 | 0 | 0 | 0 | 0 | 0
IGCC-CCS | 0 | 0 | 0 | 0 | 0 | 0
WT_off | 0 | 0 | 0 | 0 | 0 | 0
PseudoUnit | 0 | 0 | 0 | 0 | 0 | 0
FixedInterchange | 0 | 0 | 0 | 0 | 0 | 0
Cumulative New Build Capacity by Reporting Type: ALB
ReportingType | 2015 | 2020 | 2025 | 2030 | 2035 | 2040
BM | 0 | 0 | 0 | 0 | 0 | 0
CC | 0 | 115.79 | 115.79 | 115.79 | 115.79 | 115.79
CSP | 0 | 0 | 0 | 0 | 0 | 0
CT | 201.5 | 201.5 | 201.5 | 201.5 | 201.5 | 201.5
Coal | 495 | 495 | 495 | 495 | 495 | 495
Geo | 0 | 0 | 0 | 0 | 0 | 0
H | 0 | 0 | 0 | 0 | 0 | 0
LFG | 0 | 0 | 0 | 0 | 0 | 0
Nuc | 0 | 0 | 0 | 8325.65 | 8699.75 | 8983.07
PS | 0 | 0 | 0 | 0 | 0 | 0
PV | 0 | 0 | 0 | 0 | 0 | 0
PeakG | 0 | 0 | 0 | 0 | 0 | 0
PeakO | 0 | 0 | 0 | 0 | 0 | 0
ST | 0 | 0 | 0 | 0 | 0 | 0
STOG | 0 | 0 | 0 | 0 | 0 | 0
STWD | 0 | 0 | 0 | 0 | 0 | 0
WT | 9 | 9 | 100 | 100 | 100 | 100
IGCC | 0 | 0 | 0 | 0 | 0 | 0
DemandResponse | 0 | 0 | 0 | 0 | 0 | 0
IGCC-CCS | 0 | 0 | 0 | 0 | 0 | 0
WT_off | 0 | 0 | 0 | 0 | 0 | 0
PseudoUnit | 0 | 0 | 0 | 0 | 0 | 0
FixedInterchange | 0 | 0 | 0 | 0 | 0 | 0
Cumulative New Build Capacity by Reporting Type: BC
ReportingType | 2015 | 2020 | 2025 | 2030 | 2035 | 2040
BM | 0 | 0 | 0 | 0 | 0 | 0
CC | 356.92 | 356.92 | 356.92 | 356.92 | 356.92 | 356.92
CSP | 0 | 0 | 0 | 0 | 0 | 0
CT | 0 | 0 | 0 | 0 | 0 | 0
Coal | 0 | 0 | 0 | 0 | 0 | 0
Geo | 0 | 0 | 0 | 0 | 0 | 0
H | 0 | 0 | 0 | 0 | 0 | 0
LFG | 0 | 0 | 0 | 0 | 0 | 0
Nuc | 0 | 0 | 0 | 351.31 | 351.31 | 1199
PS | 0 | 0 | 0 | 0 | 0 | 0
PV | 0 | 0 | 0 | 0 | 0 | 0
PeakG | 0 | 0 | 0 | 0 | 0 | 0
PeakO | 0 | 0 | 0 | 0 | 0 | 0
ST | 0 | 0 | 0 | 0 | 0 | 0
STOG | 0 | 0 | 0 | 0 | 0 | 0
STWD | 0 | 0 | 0 | 0 | 0 | 0
WT | 144 | 144 | 144 | 300 | 300 | 300
IGCC | 0 | 0 | 0 | 0 | 0 | 0
DemandResponse | 0 | 0 | 0 | 0 | 0 | 0
IGCC-CCS | 0 | 0 | 0 | 0 | 0 | 0
WT_off | 0 | 0 | 0 | 0 | 0 | 0
PseudoUnit | 0 | 0 | 0 | 0 | 0 | 0
FixedInterchange | 0 | 0 | 0 | 0 | 0 | 0
Cumulative New Build Capacity by Reporting Type: HQ_IESO
ReportingType | 2015 | 2020 | 2025 | 2030 | 2035 | 2040
BM | 0 | 0 | 0 | 0 | 0 | 0
CC | 0 | 0 | 0 | 0 | 0 | 0
CSP | 0 | 0 | 0 | 0 | 0 | 0
CT | 0 | 0 | 0 | 0 | 0 | 0
Coal | 0 | 0 | 0 | 0 | 0 | 0
Geo | 0 | 0 | 0 | 0 | 0 | 0
H | 0 | 0 | 0 | 0 | 0 | 0
LFG | 0 | 0 | 0 | 0 | 0 | 0
Nuc | 0 | 0 | 0 | 0 | 0 | 0
PS | 0 | 0 | 0 | 0 | 0 | 0
PV | 0 | 0 | 0 | 0 | 0 | 0
PeakG | 0 | 0 | 0 | 0 | 0 | 0
PeakO | 0 | 0 | 0 | 0 | 0 | 0
ST | 0 | 0 | 0 | 0 | 0 | 0
STOG | 0 | 0 | 0 | 0 | 0 | 0
STWD | 0 | 0 | 0 | 0 | 0 | 0
WT | 0 | 0 | 0 | 0 | 0 | 0
IGCC | 0 | 0 | 0 | 0 | 0 | 0
DemandResponse | 0 | 0 | 0 | 0 | 0 | 0
IGCC-CCS | 0 | 0 | 0 | 0 | 0 | 0
WT_off | 0 | 0 | 0 | 0 | 0 | 0
PseudoUnit | 0 | 0 | 0 | 87.91 | 87.91 | 87.91
FixedInterchange | 0 | 0 | 0 | 0 | 0 | 0
Cumulative New Build Capacity by Reporting Type: HQ_NEISO
ReportingType | 2015 | 2020 | 2025 | 2030 | 2035 | 2040
BM | 0 | 0 | 0 | 0 | 0 | 0
CC | 0 | 0 | 0 | 0 | 0 | 0
CSP | 0 | 0 | 0 | 0 | 0 | 0
CT | 0 | 0 | 0 | 0 | 0 | 0
Coal | 0 | 0 | 0 | 0 | 0 | 0
Geo | 0 | 0 | 0 | 0 | 0 | 0
H | 0 | 0 | 0 | 0 | 0 | 0
LFG | 0 | 0 | 0 | 0 | 0 | 0
Nuc | 0 | 0 | 0 | 0 | 0 | 0
PS | 0 | 0 | 0 | 0 | 0 | 0
PV | 0 | 0 | 0 | 0 | 0 | 0
PeakG | 0 | 0 | 0 | 0 | 0 | 0
PeakO | 0 | 0 | 0 | 0 | 0 | 0
ST | 0 | 0 | 0 | 0 | 0 | 0
STOG | 0 | 0 | 0 | 0 | 0 | 0
STWD | 0 | 0 | 0 | 0 | 0 | 0
WT | 0 | 0 | 0 | 0 | 0 | 0
IGCC | 0 | 0 | 0 | 0 | 0 | 0
DemandResponse | 0 | 0 | 0 | 0 | 0 | 0
IGCC-CCS | 0 | 0 | 0 | 0 | 0 | 0
WT_off | 0 | 0 | 0 | 0 | 0 | 0
PseudoUnit | 0 | 0 | 1476.49 | 1476.49 | 1476.49 | 1476.49
FixedInterchange | 0 | 0 | 0 | 0 | 0 | 0
Cumulative New Build Capacity by Reporting Type: HQ_NY
ReportingType | 2015 | 2020 | 2025 | 2030 | 2035 | 2040
BM | 0 | 0 | 0 | 0 | 0 | 0
CC | 0 | 0 | 0 | 0 | 0 | 0
CSP | 0 | 0 | 0 | 0 | 0 | 0
CT | 0 | 0 | 0 | 0 | 0 | 0
Coal | 0 | 0 | 0 | 0 | 0 | 0
Geo | 0 | 0 | 0 | 0 | 0 | 0
H | 0 | 0 | 0 | 0 | 0 | 0
LFG | 0 | 0 | 0 | 0 | 0 | 0
Nuc | 0 | 0 | 0 | 0 | 0 | 0
PS | 0 | 0 | 0 | 0 | 0 | 0
PV | 0 | 0 | 0 | 0 | 0 | 0
PeakG | 0 | 0 | 0 | 0 | 0 | 0
PeakO | 0 | 0 | 0 | 0 | 0 | 0
ST | 0 | 0 | 0 | 0 | 0 | 0
STOG | 0 | 0 | 0 | 0 | 0 | 0
STWD | 0 | 0 | 0 | 0 | 0 | 0
WT | 0 | 0 | 0 | 0 | 0 | 0
IGCC | 0 | 0 | 0 | 0 | 0 | 0
DemandResponse | 0 | 0 | 0 | 0 | 0 | 0
IGCC-CCS | 0 | 0 | 0 | 0 | 0 | 0
WT_off | 0 | 0 | 0 | 0 | 0 | 0
PseudoUnit | 0 | 2500 | 2500 | 2500 | 2500 | 2500
FixedInterchange | 0 | 0 | 0 | 0 | 0 | 0
Cumulative New Build Capacity by Reporting Type: MARITIMES
ReportingType | 2015 | 2020 | 2025 | 2030 | 2035 | 2040
BM | 0 | 0 | 0 | 0 | 0 | 0
CC | 0 | 0 | 0 | 0 | 0 | 0
CSP | 0 | 0 | 0 | 0 | 0 | 0
CT | 0 | 0 | 0 | 0 | 0 | 0
Coal | 0 | 0 | 0 | 0 | 0 | 0
Geo | 0 | 0 | 0 | 0 | 0 | 0
H | 0 | 0 | 0 | 0 | 0 | 0
LFG | 0 | 0 | 0 | 0 | 0 | 0
Nuc | 0 | 0 | 0 | 0 | 0 | 0
PS | 0 | 0 | 0 | 0 | 0 | 0
PV | 0 | 0 | 0 | 0 | 0 | 0
PeakG | 0 | 0 | 0 | 0 | 0 | 0
PeakO | 0 | 0 | 0 | 0 | 0 | 0
ST | 0 | 0 | 0 | 0 | 0 | 0
STOG | 0 | 0 | 0 | 0 | 0 | 0
STWD | 0 | 0 | 0 | 0 | 0 | 0
WT | 0 | 0 | 0 | 0 | 0 | 0
IGCC | 0 | 0 | 0 | 0 | 0 | 0
DemandResponse | 0 | 0 | 0 | 0 | 0 | 0
IGCC-CCS | 0 | 0 | 0 | 0 | 0 | 0
WT_off | 0 | 0 | 0 | 0 | 0 | 0
PseudoUnit | 0 | 0 | 500 | 500 | 500 | 500
FixedInterchange | 0 | 0 | 0 | 0 | 0 | 0
Cumulative New Build Capacity by Reporting Type: All
ReportingType | 2015 | 2020 | 2025 | 2030 | 2035 | 2040
BM | 1251 | 1421.21 | 1959.77 | 25474.54 | 98942.08 | 98973.09
CC | 57195.73 | 94462.49 | 106259.48 | 106331.38 | 106331.38 | 106331.38
CSP | 0 | 0 | 0 | 0 | 0 | 0
CT | 6393.79 | 6693.79 | 6693.79 | 6693.79 | 6693.79 | 6693.79
Coal | 10763.64 | 10763.64 | 10763.64 | 10763.64 | 10763.64 | 10763.64
Geo | 136 | 2211 | 6640 | 6640 | 6640 | 6640
H | 0 | 2157 | 5148.14 | 8423 | 8423 | 8673
LFG | 192 | 2145 | 4355 | 5079 | 5079 | 5079
Nuc | 2740.56 | 7270.67 | 22270.67 | 57270.67 | 107270.67 | 157270.67
PS | 0 | 0 | 0 | 0 | 0 | 0
PV | 1246 | 3517.92 | 4519.29 | 4697.74 | 4710.54 | 9969.59
PeakG | 0 | 0 | 0 | 0 | 0 | 0
PeakO | 0 | 0 | 0 | 0 | 0 | 0
ST | 760 | 1573.04 | 1819.99 | 3978.12 | 4869.27 | 5903.98
STOG | 0 | 0 | 0 | 0 | 0 | 0
STWD | 0 | 0 | 0 | 0 | 0 | 0
WT | 25342 | 176344.35 | 262412.83 | 279913.06 | 288328.78 | 295250.84
IGCC | 618 | 618 | 618 | 618 | 618 | 618
DemandResponse | 0 | 0 | 0 | 0 | 0 | 0
IGCC-CCS | 0 | 0 | 0 | 0 | 0 | 0
WT_off | 469 | 469 | 1569 | 9641.13 | 44954.55 | 48729.83
PseudoUnit | 0 | 2500 | 4476.49 | 4564.4 | 4564.4 | 4564.4
FixedInterchange | 0 | 0 | 0 | 0 | 0 | 0
Cumulative New Build Capacity by Reporting Type: EI_US
ReportingType | 2015 | 2020 | 2025 | 2030 | 2035 | 2040
BM | 741.12 | 911.33 | 1449.89 | 21056.24 | 82134.31 | 82165.32
CC | 39156.23 | 73120.39 | 80678.02 | 80749.92 | 80749.92 | 80749.92
CSP | 0 | 0 | 0 | 0 | 0 | 0
CT | 4323.69 | 4623.69 | 4623.69 | 4623.69 | 4623.69 | 4623.69
Coal | 7858.64 | 7858.64 | 7858.64 | 7858.64 | 7858.64 | 7858.64
Geo | 0 | 0 | 0 | 0 | 0 | 0
H | 0 | 1462 | 2958.14 | 3438 | 3438 | 3438
LFG | 141.4 | 1358.17 | 2524.43 | 3219 | 3219 | 3219
Nuc | 2740.56 | 7270.67 | 22270.67 | 36711.56 | 66033.68 | 101081.95
PS | 0 | 0 | 0 | 0 | 0 | 0
PV | 57.74 | 2329.66 | 3331.03 | 3509.48 | 3522.29 | 8781.34
PeakG | 0 | 0 | 0 | 0 | 0 | 0
PeakO | 0 | 0 | 0 | 0 | 0 | 0
ST | 0 | 0 | 0 | 0 | 0 | 0
STOG | 0 | 0 | 0 | 0 | 0 | 0
STWD | 0 | 0 | 0 | 0 | 0 | 0
WT | 19786.6 | 123502.33 | 177811.56 | 191665.26 | 199762.71 | 202108.33
IGCC | 618 | 618 | 618 | 618 | 618 | 618
DemandResponse | 0 | 0 | 0 | 0 | 0 | 0
IGCC-CCS | 0 | 0 | 0 | 0 | 0 | 0
WT_off | 469 | 469 | 1569 | 9641.13 | 44954.55 | 48729.83
PseudoUnit | 0 | 2500 | 4476.49 | 4476.49 | 4476.49 | 4476.49
FixedInterchange | 0 | 0 | 0 | 0 | 0 | 0
Cumulative New Build Capacity by Reporting Type: EI_Canada
ReportingType | 2015 | 2020 | 2025 | 2030 | 2035 | 2040
BM | 326.33 | 326.33 | 326.33 | 326.33 | 326.33 | 326.33
CC | 1263 | 1263 | 1263 | 1263 | 1263 | 1263
CSP | 0 | 0 | 0 | 0 | 0 | 0
CT | 368 | 368 | 368 | 368 | 368 | 368
Coal | 0 | 0 | 0 | 0 | 0 | 0
Geo | 0 | 0 | 0 | 0 | 0 | 0
H | 0 | 695 | 2190 | 4650 | 4650 | 4900
LFG | 14.5 | 14.5 | 14.5 | 15 | 15 | 15
Nuc | 0 | 0 | 0 | 0 | 0 | 0
PS | 0 | 0 | 0 | 0 | 0 | 0
PV | 1067.26 | 1067.26 | 1067.26 | 1067.26 | 1067.26 | 1067.26
PeakG | 0 | 0 | 0 | 0 | 0 | 0
PeakO | 0 | 0 | 0 | 0 | 0 | 0
ST | 0 | 0 | 0 | 0 | 0 | 0
STOG | 0 | 0 | 0 | 0 | 0 | 0
STWD | 0 | 0 | 0 | 0 | 0 | 0
WT | 2408.3 | 2408.3 | 2408.3 | 2408.3 | 2408.3 | 2408.3
IGCC | 0 | 0 | 0 | 0 | 0 | 0
DemandResponse | 0 | 0 | 0 | 0 | 0 | 0
IGCC-CCS | 0 | 0 | 0 | 0 | 0 | 0
WT_off | 0 | 0 | 0 | 0 | 0 | 0
PseudoUnit | 0 | 0 | 0 | 87.91 | 87.91 | 87.91
FixedInterchange | 0 | 0 | 0 | 0 | 0 | 0
Cumulative New Build Capacity by Reporting Type: EI
ReportingType | 2015 | 2020 | 2025 | 2030 | 2035 | 2040
BM | 1067.45 | 1237.66 | 1776.22 | 21382.58 | 82460.65 | 82491.66
CC | 40419.23 | 74383.39 | 81941.02 | 82012.92 | 82012.92 | 82012.92
CSP | 0 | 0 | 0 | 0 | 0 | 0
CT | 4691.69 | 4991.69 | 4991.69 | 4991.69 | 4991.69 | 4991.69
Coal | 7858.64 | 7858.64 | 7858.64 | 7858.64 | 7858.64 | 7858.64
Geo | 0 | 0 | 0 | 0 | 0 | 0
H | 0 | 2157 | 5148.14 | 8088 | 8088 | 8338
LFG | 155.9 | 1372.67 | 2538.93 | 3234 | 3234 | 3234
Nuc | 2740.56 | 7270.67 | 22270.67 | 36711.56 | 66033.68 | 101081.95
PS | 0 | 0 | 0 | 0 | 0 | 0
PV | 1125 | 3396.92 | 4398.29 | 4576.74 | 4589.54 | 9848.59
PeakG | 0 | 0 | 0 | 0 | 0 | 0
PeakO | 0 | 0 | 0 | 0 | 0 | 0
ST | 0 | 0 | 0 | 0 | 0 | 0
STOG | 0 | 0 | 0 | 0 | 0 | 0
STWD | 0 | 0 | 0 | 0 | 0 | 0
WT | 22194.9 | 125910.63 | 180219.86 | 194073.56 | 202171.01 | 204516.63
IGCC | 618 | 618 | 618 | 618 | 618 | 618
DemandResponse | 0 | 0 | 0 | 0 | 0 | 0
IGCC-CCS | 0 | 0 | 0 | 0 | 0 | 0
WT_off | 469 | 469 | 1569 | 9641.13 | 44954.55 | 48729.83
PseudoUnit | 0 | 2500 | 4476.49 | 4564.4 | 4564.4 | 4564.4
FixedInterchange | 0 | 0 | 0 | 0 | 0 | 0
Cumulative New Build Capacity by Reporting Type: Outside_EI
ReportingType | 2015 | 2020 | 2025 | 2030 | 2035 | 2040
BM | 183.55 | 183.55 | 183.55 | 4091.96 | 16481.43 | 16481.43
CC | 16776.51 | 20079.1 | 24318.46 | 24318.46 | 24318.46 | 24318.46
CSP | 0 | 0 | 0 | 0 | 0 | 0
CT | 1702.1 | 1702.1 | 1702.1 | 1702.1 | 1702.1 | 1702.1
Coal | 2905 | 2905 | 2905 | 2905 | 2905 | 2905
Geo | 136 | 2211 | 6640 | 6640 | 6640 | 6640
H | 0 | 0 | 0 | 335 | 335 | 335
LFG | 36.1 | 772.33 | 1816.07 | 1845 | 1845 | 1845
Nuc | 0 | 0 | 0 | 20559.11 | 41236.99 | 56188.72
PS | 0 | 0 | 0 | 0 | 0 | 0
PV | 121 | 121 | 121 | 121 | 121 | 121
PeakG | 0 | 0 | 0 | 0 | 0 | 0
PeakO | 0 | 0 | 0 | 0 | 0 | 0
ST | 760 | 1573.04 | 1819.99 | 3978.12 | 4869.27 | 5903.98
STOG | 0 | 0 | 0 | 0 | 0 | 0
STWD | 0 | 0 | 0 | 0 | 0 | 0
WT | 3147.1 | 50433.73 | 82192.97 | 85839.5 | 86157.77 | 90734.21
IGCC | 0 | 0 | 0 | 0 | 0 | 0
DemandResponse | 0 | 0 | 0 | 0 | 0 | 0
IGCC-CCS | 0 | 0 | 0 | 0 | 0 | 0
WT_off | 0 | 0 | 0 | 0 | 0 | 0
PseudoUnit | 0 | 0 | 0 | 0 | 0 | 0
FixedInterchange | 0 | 0 | 0 | 0 | 0 | 0
#3 | Retirements of Capacity (MW)
Retirements of Capacity by Reporting Type: Entergy
ReportingType | 2015 | 2020 | 2025 | 2030 | 2035 | 2040
BM | 0 | 0 | 0 | 0 | 0 | 0
CC | 0 | 0 | 209 | 0 | 11624.35 | 0
CSP | 0 | 0 | 0 | 0 | 0 | 0
CT | 0 | 0 | 0 | 0 | 0 | 0
Coal | 550 | 4903.9 | 2185 | 670 | 0 | 0
Geo | 0 | 0 | 0 | 0 | 0 | 0
H | 0 | 0 | 0 | 0 | 0 | 0
LFG | 0 | 0 | 0 | 0 | 0 | 0
Nuc | 0 | 0 | 0 | 0 | 842 | 997
PS | 0 | 0 | 0 | 0 | 0 | 0
PV | 0 | 0 | 0 | 0 | 0 | 0
PeakG | 0 | 0 | 0 | 1918.12 | 0 | 0
PeakO | 0 | 0 | 174 | 0 | 0 | 0
ST | 0 | 0 | 0 | 0 | 0 | 0
STOG | 14808.61 | 56.39 | 0 | 0 | 0 | 0
STWD | 0 | 0 | 0 | 0 | 0 | 0
WT | 0 | 0 | 0 | 0 | 0 | 0
IGCC | 0 | 0 | 0 | 0 | 0 | 0
DemandResponse | 0 | 0 | 0 | 0 | 0 | 0
IGCC-CCS | 0 | 0 | 0 | 0 | 0 | 0
WT_off | 0 | 0 | 0 | 0 | 0 | 0
PseudoUnit | 0 | 0 | 0 | 0 | 0 | 0
FixedInterchange | 0 | 0 | 0 | 0 | 0 | 0
Retirements of Capacity by Reporting Type: FRCC
ReportingType | 2015 | 2020 | 2025 | 2030 | 2035 | 2040
BM | 0 | 0 | 0 | 0 | 0 | 0
CC | 982 | 0 | 1310.69 | 3172.87 | 8144.71 | 0
CSP | 0 | 0 | 0 | 0 | 0 | 0
CT | 0 | 0 | 0 | 0 | 2480 | 0
Coal | 531.33 | 869 | 4179.63 | 0 | 0 | 0
Geo | 0 | 0 | 0 | 0 | 0 | 0
H | 0 | 0 | 0 | 0 | 0 | 0
LFG | 0 | 0 | 0 | 0 | 0 | 0
Nuc | 0 | 0 | 0 | 0 | 1615.33 | 1677
PS | 0 | 0 | 0 | 0 | 0 | 0
PV | 0 | 0 | 0 | 0 | 0 | 0
PeakG | 0 | 80.42 | 2114.98 | 0 | 0 | 0
PeakO | 1932 | 351 | 0 | 0 | 0 | 0
ST | 0 | 0 | 0 | 0 | 0 | 0
STOG | 9833 | 0 | 0 | 0 | 0 | 0
STWD | 0 | 0 | 0 | 0 | 0 | 0
WT | 0 | 0 | 0 | 0 | 0 | 0
IGCC | 0 | 0 | 0 | 0 | 0 | 0
DemandResponse | 0 | 0 | 0 | 0 | 0 | 0
IGCC-CCS | 0 | 0 | 0 | 0 | 0 | 0
WT_off | 0 | 0 | 0 | 0 | 0 | 0
PseudoUnit | 0 | 0 | 0 | 0 | 0 | 0
FixedInterchange | 0 | 0 | 0 | 0 | 0 | 0
Retirements of Capacity by Reporting Type: MAPP_US
ReportingType | 2015 | 2020 | 2025 | 2030 | 2035 | 2040
BM | 0 | 0 | 0 | 0 | 0 | 0
CC | 0 | 0 | 0 | 0 | 0 | 0
CSP | 0 | 0 | 0 | 0 | 0 | 0
CT | 0 | 0 | 0 | 0 | 0 | 0
Coal | 707.48 | 2613.35 | 225.67 | 0 | 0 | 0
Geo | 0 | 0 | 0 | 0 | 0 | 0
H | 0 | 0 | 0 | 0 | 0 | 0
LFG | 0 | 0 | 0 | 0 | 0 | 0
Nuc | 0 | 0 | 0 | 0 | 0 | 0
PS | 0 | 0 | 0 | 0 | 0 | 0
PV | 0 | 0 | 0 | 0 | 0 | 0
PeakG | 0 | 0 | 0 | 0 | 0 | 0
PeakO | 0 | 0 | 0 | 0 | 0 | 0
ST | 0 | 0 | 0 | 0 | 0 | 0
STOG | 36 | 0 | 0 | 0 | 0 | 0
STWD | 0 | 0 | 0 | 0 | 0 | 0
WT | 0 | 0 | 0 | 0 | 0 | 0
IGCC | 0 | 0 | 0 | 0 | 0 | 0
DemandResponse | 0 | 0 | 0 | 0 | 0 | 0
IGCC-CCS | 0 | 0 | 0 | 0 | 0 | 0
WT_off | 0 | 0 | 0 | 0 | 0 | 0
PseudoUnit | 0 | 0 | 0 | 0 | 0 | 0
FixedInterchange | 0 | 0 | 0 | 0 | 0 | 0
Retirements of Capacity by Reporting Type: MISO_IN
ReportingType | 2015 | 2020 | 2025 | 2030 | 2035 | 2040
BM | 0 | 0 | 0 | 0 | 0 | 0
CC | 0 | 0 | 0 | 0 | 0 | 0
CSP | 0 | 0 | 0 | 0 | 0 | 0
CT | 0 | 0 | 0 | 0 | 0 | 0
Coal | 2849.9 | 1486 | 0 | 1545 | 2193 | 0
Geo | 0 | 0 | 0 | 0 | 0 | 0
H | 0 | 0 | 0 | 0 | 0 | 0
LFG | 0 | 0 | 0 | 0 | 0 | 0
Nuc | 0 | 0 | 0 | 0 | 0 | 0
PS | 0 | 0 | 0 | 0 | 0 | 0
PV | 0 | 0 | 0 | 0 | 0 | 0
PeakG | 0 | 0 | 0 | 0 | 0 | 0
PeakO | 0 | 0 | 0 | 0 | 43.25 | 0
ST | 0 | 0 | 0 | 0 | 0 | 0
STOG | 0 | 0 | 0 | 0 | 279 | 0
STWD | 0 | 0 | 0 | 0 | 0 | 0
WT | 0 | 0 | 0 | 0 | 0 | 0
IGCC | 0 | 0 | 0 | 0 | 0 | 0
DemandResponse | 0 | 0 | 0 | 0 | 0 | 0
IGCC-CCS | 0 | 0 | 0 | 0 | 0 | 0
WT_off | 0 | 0 | 0 | 0 | 0 | 0
PseudoUnit | 0 | 0 | 0 | 0 | 0 | 0
FixedInterchange | 0 | 0 | 0 | 0 | 0 | 0
Retirements of Capacity by Reporting Type: MISO_MI
ReportingType | 2015 | 2020 | 2025 | 2030 | 2035 | 2040
BM | 0 | 0 | 0 | 0 | 0 | 0
CC | 0 | 0 | 0 | 0 | 1599 | 0
CSP | 0 | 0 | 0 | 0 | 0 | 0
CT | 0 | 0 | 0 | 0 | 0 | 0
Coal | 3700 | 5532 | 0 | 0 | 0 | 0
Geo | 0 | 0 | 0 | 0 | 0 | 0
H | 0 | 0 | 0 | 0 | 0 | 0
LFG | 0 | 0 | 0 | 0 | 0 | 0
Nuc | 0 | 0 | 0 | 0 | 778 | 0
PS | 0 | 0 | 0 | 0 | 0 | 0
PV | 0 | 0 | 0 | 0 | 0 | 0
PeakG | 0 | 0 | 0 | 0 | 0 | 0
PeakO | 0 | 0 | 0 | 0 | 52.9 | 0
ST | 0 | 0 | 0 | 0 | 0 | 0
STOG | 0 | 0 | 0 | 0 | 2852 | 0
STWD | 0 | 0 | 0 | 0 | 0 | 0
WT | 0 | 0 | 0 | 0 | 0 | 0
IGCC | 0 | 0 | 0 | 0 | 0 | 0
DemandResponse | 0 | 0 | 0 | 0 | 0 | 0
IGCC-CCS | 0 | 0 | 0 | 0 | 0 | 0
WT_off | 0 | 0 | 0 | 0 | 0 | 0
PseudoUnit | 0 | 0 | 0 | 0 | 0 | 0
FixedInterchange | 0 | 0 | 0 | 0 | 0 | 0
Retirements of Capacity by Reporting Type: MISO_MO-IL
ReportingType | 2015 | 2020 | 2025 | 2030 | 2035 | 2040
BM | 0 | 0 | 0 | 0 | 0 | 0
CC | 0 | 0 | 0 | 0 | 0 | 0
CSP | 0 | 0 | 0 | 0 | 0 | 0
CT | 0 | 0 | 0 | 0 | 0 | 0
Coal | 3679.69 | 6530 | 27.01 | 1579 | 592 | 0
Geo | 0 | 0 | 0 | 0 | 0 | 0
H | 0 | 0 | 0 | 0 | 0 | 0
LFG | 0 | 0 | 0 | 0 | 0 | 0
Nuc | 0 | 0 | 0 | 0 | 0 | 0
PS | 0 | 0 | 0 | 0 | 0 | 0
PV | 0 | 0 | 0 | 0 | 0 | 0
PeakG | 0 | 0 | 0 | 0 | 0 | 0
PeakO | 0 | 0 | 0 | 0 | 162.19 | 0
ST | 0 | 0 | 0 | 0 | 0 | 0
STOG | 0 | 0 | 0 | 0 | 592 | 0
STWD | 0 | 0 | 0 | 0 | 0 | 0
WT | 0 | 0 | 0 | 0 | 0 | 0
IGCC | 0 | 0 | 0 | 0 | 0 | 0
DemandResponse | 0 | 0 | 0 | 0 | 0 | 0
IGCC-CCS | 0 | 0 | 0 | 0 | 0 | 0
WT_off | 0 | 0 | 0 | 0 | 0 | 0
PseudoUnit | 0 | 0 | 0 | 0 | 0 | 0
FixedInterchange | 0 | 0 | 0 | 0 | 0 | 0
Retirements of Capacity by Reporting Type: MISO_W
ReportingType | 2015 | 2020 | 2025 | 2030 | 2035 | 2040
BM | 0 | 0 | 0 | 0 | 0 | 0
CC | 0 | 0 | 0 | 0 | 62 | 0
CSP | 0 | 0 | 0 | 0 | 0 | 0
CT | 0 | 0 | 0 | 0 | 0 | 0
Coal | 3190.66 | 4568.34 | 0 | 351.3 | 4673.76 | 0
Geo | 0 | 0 | 0 | 0 | 0 | 0
H | 0 | 0 | 0 | 0 | 0 | 0
LFG | 0 | 0 | 0 | 0 | 0 | 0
Nuc | 0 | 0 | 0 | 0 | 2361.23 | 0
PS | 0 | 0 | 0 | 0 | 0 | 0
PV | 0 | 0 | 0 | 0 | 0 | 0
PeakG | 0 | 0 | 0 | 0 | 0 | 0
PeakO | 0 | 0 | 0 | 0 | 856.22 | 0
ST | 0 | 0 | 0 | 0 | 0 | 0
STOG | 0 | 0 | 0 | 0 | 172 | 0
STWD | 0 | 0 | 0 | 0 | 0 | 0
WT | 0 | 0 | 0 | 0 | 0 | 0
IGCC | 0 | 0 | 0 | 0 | 0 | 0
DemandResponse | 0 | 0 | 0 | 0 | 0 | 0
IGCC-CCS | 0 | 0 | 0 | 0 | 0 | 0
WT_off | 0 | 0 | 0 | 0 | 0 | 0
PseudoUnit | 0 | 0 | 0 | 0 | 0 | 0
FixedInterchange | 0 | 0 | 0 | 0 | 0 | 0
Retirements of Capacity by Reporting Type: MISO_WUMS
ReportingType | 2015 | 2020 | 2025 | 2030 | 2035 | 2040
BM | 0 | 0 | 0 | 0 | 0 | 0
CC | 0 | 0 | 0 | 0 | 0 | 0
CSP | 0 | 0 | 0 | 0 | 0 | 0
CT | 0 | 0 | 0 | 0 | 0 | 0
Coal | 2577.54 | 1690.56 | 777.57 | 0 | 1324.18 | 0
Geo | 0 | 0 | 0 | 0 | 0 | 0
H | 0 | 0 | 0 | 0 | 0 | 0
LFG | 0 | 0 | 0 | 0 | 0 | 0
Nuc | 0 | 0 | 0 | 0 | 1816.9 | 0
PS | 0 | 0 | 0 | 0 | 0 | 0
PV | 0 | 0 | 0 | 0 | 0 | 0
PeakG | 0 | 0 | 0 | 0 | 0 | 0
PeakO | 0 | 0 | 0 | 0 | 72.4 | 0
ST | 0 | 0 | 0 | 0 | 0 | 0
STOG | 59.5 | 0 | 0 | 0 | 300.5 | 0
STWD | 0 | 0 | 0 | 0 | 0 | 0
WT | 0 | 0 | 0 | 0 | 0 | 0
IGCC | 0 | 0 | 0 | 0 | 0 | 0
DemandResponse | 0 | 0 | 0 | 0 | 0 | 0
IGCC-CCS | 0 | 0 | 0 | 0 | 0 | 0
WT_off | 0 | 0 | 0 | 0 | 0 | 0
PseudoUnit | 0 | 0 | 0 | 0 | 0 | 0
FixedInterchange | 0 | 0 | 0 | 0 | 0 | 0
Retirements of Capacity by Reporting Type: Nebraska
ReportingType | 2015 | 2020 | 2025 | 2030 | 2035 | 2040
BM | 0 | 0 | 0 | 0 | 0 | 0
CC | 0 | 0 | 0 | 0 | 0 | 0
CSP | 0 | 0 | 0 | 0 | 0 | 0
CT | 0 | 0 | 0 | 0 | 0 | 0
Coal | 0 | 1830.8 | 0 | 0 | 1365 | 0
Geo | 0 | 0 | 0 | 0 | 0 | 0
H | 0 | 0 | 0 | 0 | 0 | 0
LFG | 0 | 0 | 0 | 0 | 0 | 0
Nuc | 0 | 0 | 0 | 0 | 1251.8 | 0
PS | 0 | 0 | 0 | 0 | 0 | 0
PV | 0 | 0 | 0 | 0 | 0 | 0
PeakG | 0 | 0 | 0 | 0 | 0 | 0
PeakO | 0 | 0 | 0 | 0 | 0 | 0
ST | 0 | 0 | 0 | 0 | 0 | 0
STOG | 270 | 0 | 0 | 0 | 0 | 0
STWD | 0 | 0 | 0 | 0 | 0 | 0
WT | 0 | 0 | 0 | 0 | 0 | 0
IGCC | 0 | 0 | 0 | 0 | 0 | 0
DemandResponse | 0 | 0 | 0 | 0 | 0 | 0
IGCC-CCS | 0 | 0 | 0 | 0 | 0 | 0
WT_off | 0 | 0 | 0 | 0 | 0 | 0
PseudoUnit | 0 | 0 | 0 | 0 | 0 | 0
FixedInterchange | 0 | 0 | 0 | 0 | 0 | 0
Retirements of Capacity by Reporting Type: NEISO
ReportingType | 2015 | 2020 | 2025 | 2030 | 2035 | 2040
BM | 0 | 0 | 0 | 0 | 0 | 0
CC | 2884.99 | 2039.75 | 2341.41 | 0 | 0 | 251.37
CSP | 0 | 0 | 0 | 0 | 0 | 0
CT | 0 | 0 | 0 | 9.5 | 0 | 0
Coal | 401.05 | 1681.58 | 487.5 | 0 | 0 | 0
Geo | 0 | 0 | 0 | 0 | 0 | 0
H | 0 | 0 | 0 | 0 | 0 | 0
LFG | 0 | 0 | 0 | 0 | 0 | 0
Nuc | 0 | 0 | 0 | 0 | 1289 | 876.92
PS | 0 | 0 | 0 | 0 | 0 | 0
PV | 0 | 0 | 0 | 0 | 0 | 0
PeakG | 0 | 0 | 0 | 0 | 0 | 0
PeakO | 1183 | 0 | 0 | 0 | 0 | 0
ST | 0 | 0 | 0 | 0 | 0 | 0
STOG | 6237 | 0 | 0 | 0 | 0 | 0
STWD | 0 | 0 | 0 | 0 | 0 | 0
WT | 0 | 0 | 0 | 0 | 0 | 0
IGCC | 0 | 0 | 0 | 0 | 0 | 0
DemandResponse | 0 | 0 | 0 | 0 | 0 | 0
IGCC-CCS | 0 | 0 | 0 | 0 | 0 | 0
WT_off | 0 | 0 | 0 | 0 | 0 | 0
PseudoUnit | 0 | 0 | 0 | 0 | 0 | 0
FixedInterchange | 0 | 0 | 0 | 0 | 0 | 0
Retirements of Capacity by Reporting Type: NonRTO_Midwest
ReportingType | 2015 | 2020 | 2025 | 2030 | 2035 | 2040
BM | 0 | 0 | 0 | 0 | 0 | 0
CC | 0 | 0 | 0 | 0 | 0 | 357.85
CSP | 0 | 0 | 0 | 0 | 0 | 0
CT | 0 | 0 | 0 | 0 | 0 | 0
Coal | 1674.5 | 612.66 | 834.47 | 4083.66 | 0 | 0
Geo | 0 | 0 | 0 | 0 | 0 | 0
H | 0 | 0 | 0 | 0 | 0 | 0
LFG | 0 | 0 | 0 | 0 | 0 | 0
Nuc | 0 | 0 | 0 | 0 | 0 | 0
PS | 0 | 0 | 0 | 0 | 0 | 0
PV | 0 | 0 | 0 | 0 | 0 | 0
PeakG | 0 | 0 | 0 | 1303.27 | 1126.05 | 0
PeakO | 0 | 0 | 0 | 12 | 0 | 0
ST | 0 | 0 | 0 | 0 | 0 | 0
STOG | 0 | 0 | 0 | 0 | 0 | 0
STWD | 0 | 0 | 0 | 0 | 0 | 0
WT | 0 | 0 | 0 | 0 | 0 | 0
IGCC | 0 | 0 | 0 | 0 | 0 | 0
DemandResponse | 0 | 0 | 0 | 0 | 0 | 0
IGCC-CCS | 0 | 0 | 0 | 0 | 0 | 0
WT_off | 0 | 0 | 0 | 0 | 0 | 0
PseudoUnit | 0 | 0 | 0 | 0 | 0 | 0
FixedInterchange | 0 | 0 | 0 | 0 | 0 | 0
Retirements of Capacity by Reporting Type: NYISO_A-F
ReportingType | 2015 | 2020 | 2025 | 2030 | 2035 | 2040
BM | 0 | 0 | 0 | 0 | 0 | 0
CC | 2634.78 | 0 | 0 | 0 | 0 | 476.78
CSP | 0 | 0 | 0 | 0 | 0 | 0
CT | 0 | 0 | 0 | 0 | 0 | 0
Coal | 1187.7 | 441.95 | 622.25 | 0 | 0 | 0
Geo | 0 | 0 | 0 | 0 | 0 | 0
H | 0 | 0 | 0 | 0 | 0 | 0
LFG | 0 | 0 | 0 | 0 | 0 | 0
Nuc | 0 | 0 | 0 | 621.2 | 580.5 | 852.2
PS | 0 | 0 | 0 | 0 | 0 | 0
PV | 0 | 0 | 0 | 0 | 0 | 0
PeakG | 0 | 0 | 0 | 0 | 0 | 0
PeakO | 39 | 0 | 0 | 0 | 0 | 0
ST | 0 | 0 | 0 | 0 | 0 | 0
STOG | 1701 | 0 | 0 | 0 | 0 | 0
STWD | 0 | 0 | 0 | 0 | 0 | 0
WT | 0 | 0 | 0 | 0 | 0 | 0
IGCC | 0 | 0 | 0 | 0 | 0 | 0
DemandResponse | 0 | 0 | 0 | 0 | 0 | 0
IGCC-CCS | 0 | 0 | 0 | 0 | 0 | 0
WT_off | 0 | 0 | 0 | 0 | 0 | 0
PseudoUnit | 0 | 0 | 0 | 0 | 0 | 0
FixedInterchange | 0 | 0 | 0 | 0 | 0 | 0
Retirements of Capacity by Reporting Type: NYISO_G-I
ReportingType | 2015 | 2020 | 2025 | 2030 | 2035 | 2040
BM | 0 | 0 | 0 | 0 | 0 | 0
CC | 0 | 0 | 0 | 0 | 0 | 0
CSP | 0 | 0 | 0 | 0 | 0 | 0
CT | 0 | 0 | 0 | 0 | 0 | 0
Coal | 135.7 | 232.5 | 0 | 0 | 0 | 0
Geo | 0 | 0 | 0 | 0 | 0 | 0
H | 0 | 0 | 0 | 0 | 0 | 0
LFG | 0 | 0 | 0 | 0 | 0 | 0
Nuc | 0 | 0 | 0 | 0 | 1019.6 | 1025
PS | 0 | 0 | 0 | 0 | 0 | 0
PV | 0 | 0 | 0 | 0 | 0 | 0
PeakG | 0 | 0 | 0 | 0 | 0 | 0
PeakO | 0 | 0 | 0 | 0 | 0 | 0
ST | 0 | 0 | 0 | 0 | 0 | 0
STOG | 2431 | 0 | 0 | 0 | 0 | 0
STWD | 0 | 0 | 0 | 0 | 0 | 0
WT | 0 | 0 | 0 | 0 | 0 | 0
IGCC | 0 | 0 | 0 | 0 | 0 | 0
DemandResponse | 0 | 0 | 0 | 0 | 0 | 0
IGCC-CCS | 0 | 0 | 0 | 0 | 0 | 0
WT_off | 0 | 0 | 0 | 0 | 0 | 0
PseudoUnit | 0 | 0 | 0 | 0 | 0 | 0
FixedInterchange | 0 | 0 | 0 | 0 | 0 | 0
Retirements of Capacity by Reporting Type: NYISO_J-K
ReportingType | 2015 | 2020 | 2025 | 2030 | 2035 | 2040
BM | 0 | 0 | 0 | 0 | 0 | 0
CC | 0 | 0 | 0 | 0 | 0 | 0
CSP | 0 | 0 | 0 | 0 | 0 | 0
CT | 0 | 0 | 0 | 0 | 0 | 0
Coal | 0 | 0 | 0 | 0 | 0 | 0
Geo | 0 | 0 | 0 | 0 | 0 | 0
H | 0 | 0 | 0 | 0 | 0 | 0
LFG | 0 | 0 | 0 | 0 | 0 | 0
Nuc | 0 | 0 | 0 | 0 | 0 | 0
PS | 0 | 0 | 0 | 0 | 0 | 0
PV | 0 | 0 | 0 | 0 | 0 | 0
PeakG | 0 | 0 | 0 | 0 | 0 | 0
PeakO | 0 | 0 | 0 | 0 | 0 | 0
ST | 0 | 0 | 0 | 0 | 0 | 0
STOG | 3448.01 | 0 | 0 | 0 | 113.24 | 0
STWD | 0 | 0 | 0 | 0 | 0 | 0
WT | 0 | 0 | 0 | 0 | 0 | 0
IGCC | 0 | 0 | 0 | 0 | 0 | 0
DemandResponse | 0 | 0 | 0 | 0 | 0 | 0
IGCC-CCS | 0 | 0 | 0 | 0 | 0 | 0
WT_off | 0 | 0 | 0 | 0 | 0 | 0
PseudoUnit | 0 | 0 | 0 | 0 | 0 | 0
FixedInterchange | 0 | 0 | 0 | 0 | 0 | 0
Retirements of Capacity by Reporting Type: PJM_E
ReportingType | 2015 | 2020 | 2025 | 2030 | 2035 | 2040
BM | 0 | 0 | 0 | 0 | 0 | 0
CC | 523 | 0 | 0 | 0 | 1098.3 | 0
CSP | 0 | 0 | 0 | 0 | 0 | 0
CT | 0 | 0 | 0 | 0 | 0 | 26.2
Coal | 2804 | 0 | 568 | 0 | 0 | 0
Geo | 0 | 0 | 0 | 0 | 0 | 0
H | 0 | 0 | 0 | 0 | 0 | 0
LFG | 0 | 0 | 0 | 0 | 0 | 0
Nuc | 0 | 614.5 | 0 | 0 | 2224 | 1174
PS | 0 | 0 | 0 | 0 | 0 | 0
PV | 0 | 0 | 0 | 0 | 0 | 0
PeakG | 268.5 | 0 | 0 | 0 | 0 | 0
PeakO | 2.7 | 0 | 0 | 0 | 1689.07 | 0
ST | 0 | 0 | 0 | 0 | 0 | 0
STOG | 3252 | 0 | 0 | 0 | 0 | 0
STWD | 0 | 0 | 0 | 0 | 0 | 0
WT | 0 | 0 | 0 | 0 | 0 | 0
IGCC | 0 | 0 | 0 | 0 | 0 | 0
DemandResponse | 0 | 0 | 0 | 0 | 0 | 0
IGCC-CCS | 0 | 0 | 0 | 0 | 0 | 0
WT_off | 0 | 0 | 0 | 0 | 0 | 0
PseudoUnit | 0 | 0 | 0 | 0 | 0 | 0
FixedInterchange | 0 | 0 | 0 | 0 | 0 | 0
Retirements of Capacity by Reporting Type: PJM_ROM
ReportingType | 2015 | 2020 | 2025 | 2030 | 2035 | 2040
BM | 0 | 0 | 0 | 0 | 0 | 0
CC | 0 | 0 | 0 | 0 | 1397 | 1678.5
CSP | 0 | 0 | 0 | 0 | 0 | 0
CT | 0 | 0 | 0 | 0 | 16 | 0
Coal | 6197.03 | 1234 | 5557.26 | 0 | 399.22 | 0
Geo | 0 | 0 | 0 | 0 | 0 | 0
H | 0 | 0 | 0 | 0 | 0 | 0
LFG | 0 | 0 | 0 | 0 | 0 | 0
Nuc | 0 | 0 | 0 | 0 | 1732 | 899
PS | 0 | 0 | 0 | 0 | 0 | 0
PV | 0 | 0 | 0 | 0 | 0 | 0
PeakG | 0 | 0 | 0 | 0 | 0 | 0
PeakO | 270 | 0 | 0 | 0 | 1566 | 0
ST | 0 | 0 | 0 | 0 | 0 | 0
STOG | 4109 | 0 | 0 | 0 | 0 | 0
STWD | 0 | 0 | 0 | 0 | 0 | 0
WT | 0 | 0 | 0 | 0 | 0 | 0
IGCC | 0 | 0 | 0 | 0 | 0 | 0
DemandResponse | 0 | 0 | 0 | 0 | 0 | 0
IGCC-CCS | 0 | 0 | 0 | 0 | 0 | 0
WT_off | 0 | 0 | 0 | 0 | 0 | 0
PseudoUnit | 0 | 0 | 0 | 0 | 0 | 0
FixedInterchange | 0 | 0 | 0 | 0 | 0 | 0
Retirements of Capacity by Reporting Type: PJM_ROR
ReportingType | 2015 | 2020 | 2025 | 2030 | 2035 | 2040
BM | 0 | 0 | 0 | 0 | 0 | 0
CC | 0 | 0 | 0 | 0 | 5114 | 2132.73
CSP | 0 | 0 | 0 | 0 | 0 | 0
CT | 0 | 0 | 0 | 0 | 29 | 0
Coal | 13016.64 | 13504.16 | 10734.19 | 637.87 | 662.13 | 0
Geo | 0 | 0 | 0 | 0 | 0 | 0
H | 0 | 0 | 0 | 0 | 0 | 0
LFG | 0 | 0 | 0 | 0 | 0 | 0
Nuc | 0 | 0 | 0 | 867 | 4275 | 4883.16
PS | 0 | 0 | 0 | 0 | 0 | 0
PV | 0 | 0 | 0 | 0 | 0 | 0
PeakG | 0 | 0 | 0 | 0 | 0 | 0
PeakO | 19 | 0 | 0 | 0 | 1742 | 0
ST | 0 | 0 | 0 | 0 | 0 | 0
STOG | 2122 | 0 | 0 | 0 | 0 | 0
STWD | 0 | 0 | 0 | 0 | 0 | 0
WT | 0 | 0 | 0 | 0 | 0 | 0
IGCC | 0 | 0 | 0 | 0 | 0 | 0
DemandResponse | 0 | 0 | 0 | 0 | 0 | 0
IGCC-CCS | 0 | 0 | 0 | 0 | 0 | 0
WT_off | 0 | 0 | 0 | 0 | 0 | 0
PseudoUnit | 0 | 0 | 0 | 0 | 0 | 0
FixedInterchange | 0 | 0 | 0 | 0 | 0 | 0
Retirements of Capacity by Reporting Type: SOCO
ReportingType | 2015 | 2020 | 2025 | 2030 | 2035 | 2040
BM | 0 | 0 | 0 | 0 | 0 | 0
CC | 2409 | 0 | 0 | 0 | 12403 | 5026.9
CSP | 0 | 0 | 0 | 0 | 0 | 0
CT | 0 | 0 | 0 | 0 | 0 | 0
Coal | 6150 | 4384.5 | 5504.58 | 1185 | 0 | 0
Geo | 0 | 0 | 0 | 0 | 0 | 0
H | 0 | 0 | 0 | 0 | 0 | 0
LFG | 0 | 0 | 0 | 0 | 0 | 0
Nuc | 0 | 0 | 0 | 0 | 0 | 2645.05
PS | 0 | 0 | 0 | 0 | 0 | 0
PV | 0 | 0 | 0 | 0 | 0 | 0
PeakG | 6516.8 | 0 | 0 | 1418.08 | 1067.49 | 0
PeakO | 1139 | 0 | 0 | 0 | 0 | 0
ST | 0 | 0 | 0 | 0 | 0 | 0
STOG | 854 | 0 | 0 | 0 | 0 | 0
STWD | 0 | 0 | 0 | 0 | 0 | 0
WT | 0 | 0 | 0 | 0 | 0 | 0
IGCC | 0 | 0 | 0 | 0 | 0 | 0
DemandResponse | 0 | 0 | 0 | 0 | 0 | 0
IGCC-CCS | 0 | 0 | 0 | 0 | 0 | 0
WT_off | 0 | 0 | 0 | 0 | 0 | 0
PseudoUnit | 0 | 0 | 0 | 0 | 0 | 0
FixedInterchange | 0 | 0 | 0 | 0 | 0 | 0
Retirements of Capacity by Reporting Type: SPP_N
ReportingType | 2015 | 2020 | 2025 | 2030 | 2035 | 2040
BM | 0 | 0 | 0 | 0 | 0 | 0
CC | 0 | 0 | 0 | 0 | 0 | 0
CSP | 0 | 0 | 0 | 0 | 0 | 0
CT | 0 | 0 | 0 | 0 | 0 | 0
Coal | 0 | 2345.5 | 1450 | 373 | 1764 | 0
Geo | 0 | 0 | 0 | 0 | 0 | 0
H | 0 | 0 | 0 | 0 | 0 | 0
LFG | 0 | 0 | 0 | 0 | 0 | 0
Nuc | 0 | 0 | 0 | 0 | 0 | 0
PS | 0 | 0 | 0 | 0 | 0 | 0
PV | 0 | 0 | 0 | 0 | 0 | 0
PeakG | 0 | 0 | 0 | 0 | 0 | 0
PeakO | 0 | 0 | 0 | 0 | 0 | 0
ST | 0 | 0 | 0 | 0 | 0 | 0
STOG | 1130.08 | 0 | 0 | 0 | 124 | 0
STWD | 0 | 0 | 0 | 0 | 0 | 0
WT | 0 | 0 | 0 | 0 | 0 | 0
IGCC | 0 | 0 | 0 | 0 | 0 | 0
DemandResponse | 0 | 0 | 0 | 0 | 0 | 0
IGCC-CCS | 0 | 0 | 0 | 0 | 0 | 0
WT_off | 0 | 0 | 0 | 0 | 0 | 0
PseudoUnit | 0 | 0 | 0 | 0 | 0 | 0
FixedInterchange | 0 | 0 | 0 | 0 | 0 | 0
Retirements of Capacity by Reporting Type: SPP_S
ReportingType | 2015 | 2020 | 2025 | 2030 | 2035 | 2040
BM | 0 | 0 | 0 | 0 | 0 | 0
CC | 0 | 0 | 0 | 0 | 0 | 0
CSP | 0 | 0 | 0 | 0 | 0 | 0
CT | 0 | 0 | 0 | 0 | 0 | 0
Coal | 2 | 5161 | 5105.41 | 0 | 2871.52 | 0
Geo | 0 | 0 | 0 | 0 | 0 | 0
H | 0 | 0 | 0 | 0 | 0 | 0
LFG | 0 | 0 | 0 | 0 | 0 | 0
Nuc | 0 | 0 | 0 | 0 | 0 | 0
PS | 0 | 0 | 0 | 0 | 0 | 0
PV | 0 | 0 | 0 | 0 | 0 | 0
PeakG | 0 | 0 | 0 | 0 | 0 | 0
PeakO | 0 | 0 | 0 | 0 | 0 | 0
ST | 0 | 0 | 0 | 0 | 0 | 0
STOG | 5354.59 | 0 | 0 | 0 | 2450.16 | 0
STWD | 0 | 0 | 0 | 0 | 0 | 0
WT | 0 | 0 | 0 | 0 | 0 | 0
IGCC | 0 | 0 | 0 | 0 | 0 | 0
DemandResponse | 0 | 0 | 0 | 0 | 0 | 0
IGCC-CCS | 0 | 0 | 0 | 0 | 0 | 0
WT_off | 0 | 0 | 0 | 0 | 0 | 0
PseudoUnit | 0 | 0 | 0 | 0 | 0 | 0
FixedInterchange | 0 | 0 | 0 | 0 | 0 | 0
Retirements of Capacity by Reporting Type: TVA
ReportingType | 2015 | 2020 | 2025 | 2030 | 2035 | 2040
BM | 0 | 0 | 0 | 0 | 0 | 0
CC | 0 | 0 | 0 | 0 | 4709.69 | 1098
CSP | 0 | 0 | 0 | 0 | 0 | 0
CT | 0 | 0 | 0 | 0 | 0 | 0
Coal | 5599.03 | 2633.97 | 1878.93 | 4198.22 | 0 | 0
Geo | 0 | 0 | 0 | 0 | 0 | 0
H | 0 | 0 | 0 | 0 | 0 | 0
LFG | 0 | 0 | 0 | 0 | 0 | 0
Nuc | 0 | 0 | 0 | 0 | 2512.33 | 1278.67
PS | 0 | 0 | 0 | 0 | 0 | 0
PV | 0 | 0 | 0 | 0 | 0 | 0
PeakG | 60.51 | 0 | 0 | 0 | 0 | 0
PeakO | 49.72 | 0 | 0 | 33.28 | 0 | 0
ST | 0 | 0 | 0 | 0 | 0 | 0
STOG | 0 | 0 | 0 | 0 | 0 | 0
STWD | 0 | 0 | 0 | 0 | 0 | 0
WT | 0 | 0 | 0 | 0 | 0 | 0
IGCC | 0 | 0 | 0 | 0 | 0 | 0
DemandResponse | 0 | 0 | 0 | 0 | 0 | 0
IGCC-CCS | 0 | 0 | 0 | 0 | 0 | 0
WT_off | 0 | 0 | 0 | 0 | 0 | 0
PseudoUnit | 0 | 0 | 0 | 0 | 0 | 0
FixedInterchange | 0 | 0 | 0 | 0 | 0 | 0
Retirements of Capacity by Reporting Type: TVA_Transmission
ReportingType | 2015 | 2020 | 2025 | 2030 | 2035 | 2040
BM | 0 | 0 | 0 | 0 | 0 | 0
CC | 0 | 0 | 0 | 0 | 0 | 0
CSP | 0 | 0 | 0 | 0 | 0 | 0
CT | 0 | 0 | 0 | 0 | 0 | 0
Coal | 0 | 0 | 0 | 0 | 0 | 0
Geo | 0 | 0 | 0 | 0 | 0 | 0
H | 0 | 0 | 0 | 0 | 0 | 0
LFG | 0 | 0 | 0 | 0 | 0 | 0
Nuc | 0 | 0 | 0 | 0 | 0 | 0
PS | 0 | 0 | 0 | 0 | 0 | 0
PV | 0 | 0 | 0 | 0 | 0 | 0
PeakG | 0 | 0 | 0 | 0 | 0 | 0
PeakO | 0 | 0 | 0 | 0 | 0 | 0
ST | 0 | 0 | 0 | 0 | 0 | 0
STOG | 0 | 0 | 0 | 0 | 0 | 0
STWD | 0 | 0 | 0 | 0 | 0 | 0
WT | 0 | 0 | 0 | 0 | 0 | 0
IGCC | 0 | 0 | 0 | 0 | 0 | 0
DemandResponse | 0 | 0 | 0 | 0 | 0 | 0
IGCC-CCS | 0 | 0 | 0 | 0 | 0 | 0
WT_off | 0 | 0 | 0 | 0 | 0 | 0
PseudoUnit | 0 | 0 | 0 | 0 | 0 | 0
FixedInterchange | 0 | 0 | 0 | 0 | 0 | 0
Retirements of Capacity by Reporting Type: VACAR
ReportingType | 2015 | 2020 | 2025 | 2030 | 2035 | 2040
BM | 0 | 0 | 0 | 0 | 0 | 0
CC | 0 | 0 | 0 | 0 | 2076.34 | 0
CSP | 0 | 0 | 0 | 0 | 0 | 0
CT | 0 | 0 | 0 | 717.2 | 0 | 0
Coal | 2954 | 4429 | 2647.69 | 7986.96 | 429.14 | 0
Geo | 0 | 0 | 0 | 0 | 0 | 0
H | 0 | 0 | 0 | 0 | 0 | 0
LFG | 0 | 0 | 0 | 0 | 0 | 0
Nuc | 0 | 0 | 0 | 0 | 3248 | 1858
PS | 0 | 0 | 0 | 0 | 0 | 0
PV | 0 | 0 | 0 | 0 | 0 | 0
PeakG | 0 | 0 | 0 | 0 | 0 | 0
PeakO | 0 | 0 | 0 | 0 | 1268 | 0
ST | 0 | 0 | 0 | 0 | 0 | 0
STOG | 0 | 0 | 0 | 0 | 92 | 0
STWD | 0 | 0 | 0 | 0 | 0 | 0
WT | 0 | 0 | 0 | 0 | 0 | 0
IGCC | 0 | 0 | 0 | 0 | 0 | 0
DemandResponse | 0 | 0 | 0 | 0 | 0 | 0
IGCC-CCS | 0 | 0 | 0 | 0 | 0 | 0
WT_off | 0 | 0 | 0 | 0 | 0 | 0
PseudoUnit | 0 | 0 | 0 | 0 | 0 | 0
FixedInterchange | 0 | 0 | 0 | 0 | 0 | 0
Retirements of Capacity by Reporting Type: IESO
ReportingType | 2015 | 2020 | 2025 | 2030 | 2035 | 2040
BM | 0 | 0 | 0 | 0 | 0 | 0
CC | 5943 | 0 | 0 | 0 | 0 | 0
CSP | 0 | 0 | 0 | 0 | 0 | 0
CT | 0 | 0 | 0 | 0 | 368 | 0
Coal | 6416 | 0 | 0 | 0 | 0 | 0
Geo | 0 | 0 | 0 | 0 | 0 | 0
H | 0 | 0 | 0 | 0 | 0 | 0
LFG | 0 | 0 | 0 | 0 | 0 | 0
Nuc | 0 | 0 | 0 | 0 | 1030 | 1540
PS | 0 | 0 | 0 | 0 | 0 | 0
PV | 0 | 0 | 0 | 0 | 1067.26 | 0
PeakG | 584 | 0 | 0 | 0 | 0 | 0
PeakO | 175 | 0 | 0 | 0 | 0 | 0
ST | 0 | 0 | 0 | 0 | 0 | 0
STOG | 2126 | 0 | 0 | 0 | 0 | 0
STWD | 0 | 0 | 0 | 0 | 0 | 0
WT | 0 | 0 | 0 | 0 | 0 | 0
IGCC | 0 | 0 | 0 | 0 | 0 | 0
DemandResponse | 0 | 0 | 0 | 0 | 0 | 0
IGCC-CCS | 0 | 0 | 0 | 0 | 0 | 0
WT_off | 0 | 0 | 0 | 0 | 0 | 0
PseudoUnit | 0 | 0 | 0 | 0 | 0 | 0
FixedInterchange | 0 | 0 | 0 | 0 | 0 | 0
Retirements of Capacity by Reporting Type: MAPP_CA
ReportingType | 2015 | 2020 | 2025 | 2030 | 2035 | 2040
BM | 0 | 0 | 0 | 0 | 0 | 0
CC | 0 | 0 | 731 | 0 | 0 | 0
CSP | 0 | 0 | 0 | 0 | 0 | 0
CT | 0 | 0 | 0 | 0 | 0 | 0
Coal | 795.09 | 560.33 | 390.48 | 0 | 0 | 0
Geo | 0 | 0 | 0 | 0 | 0 | 0
H | 0 | 0 | 0 | 0 | 0 | 0
LFG | 0 | 0 | 0 | 0 | 0 | 0
Nuc | 0 | 0 | 0 | 0 | 0 | 0
PS | 0 | 0 | 0 | 0 | 0 | 0
PV | 0 | 0 | 0 | 0 | 0 | 0
PeakG | 0 | 0 | 553 | 6 | 0 | 0
PeakO | 0 | 0 | 4 | 0 | 0 | 0
ST | 0 | 0 | 0 | 0 | 0 | 0
STOG | 0 | 0 | 126 | 0 | 0 | 0
STWD | 0 | 0 | 0 | 0 | 0 | 0
WT | 0 | 0 | 0 | 0 | 302.4 | 0
IGCC | 0 | 0 | 0 | 0 | 0 | 0
DemandResponse | 0 | 0 | 0 | 0 | 0 | 0
IGCC-CCS | 0 | 0 | 0 | 0 | 0 | 0
WT_off | 0 | 0 | 0 | 0 | 0 | 0
PseudoUnit | 0 | 0 | 0 | 0 | 0 | 0
FixedInterchange | 0 | 0 | 0 | 0 | 0 | 0
Retirements of Capacity by Reporting Type: AZ_NM_SNV_Coal
ReportingType | 2015 | 2020 | 2025 | 2030 | 2035 | 2040
BM | 0 | 0 | 0 | 0 | 0 | 0
CC | 0 | 0 | 0 | 0 | 0 | 0
CSP | 0 | 0 | 0 | 0 | 0 | 0
CT | 0 | 0 | 0 | 0 | 0 | 0
Coal | 0 | 0 | 1619.82 | 7414.22 | 613.96 | 0
Geo | 0 | 0 | 0 | 0 | 0 | 0
H | 0 | 0 | 0 | 0 | 0 | 0
LFG | 0 | 0 | 0 | 0 | 0 | 0
Nuc | 0 | 0 | 0 | 0 | 0 | 0
PS | 0 | 0 | 0 | 0 | 0 | 0
PV | 0 | 0 | 0 | 0 | 0 | 0
PeakG | 0 | 0 | 0 | 0 | 0 | 0
PeakO | 0 | 0 | 0 | 0 | 0 | 0
ST | 0 | 0 | 0 | 0 | 0 | 0
STOG | 0 | 0 | 0 | 0 | 0 | 0
STWD | 0 | 0 | 0 | 0 | 0 | 0
WT | 0 | 0 | 0 | 0 | 0 | 0
IGCC | 0 | 0 | 0 | 0 | 0 | 0
DemandResponse | 0 | 0 | 0 | 0 | 0 | 0
IGCC-CCS | 0 | 0 | 0 | 0 | 0 | 0
WT_off | 0 | 0 | 0 | 0 | 0 | 0
PseudoUnit | 0 | 0 | 0 | 0 | 0 | 0
FixedInterchange | 0 | 0 | 0 | 0 | 0 | 0
Retirements of Capacity by Reporting Type: AZ_NM_SNV_Gas
ReportingType | 2015 | 2020 | 2025 | 2030 | 2035 | 2040
BM | 0 | 0 | 0 | 0 | 0 | 0
CC | 3126.55 | 0 | 0 | 0 | 4194.35 | 900.63
CSP | 0 | 0 | 0 | 0 | 0 | 0
CT | 0 | 0 | 0 | 0 | 736 | 0
Coal | 0 | 0 | 0 | 0 | 0 | 0
Geo | 0 | 0 | 0 | 0 | 0 | 0
H | 0 | 0 | 0 | 0 | 0 | 0
LFG | 0 | 0 | 0 | 0 | 0 | 0
Nuc | 0 | 0 | 0 | 0 | 0 | 0
PS | 0 | 0 | 0 | 0 | 0 | 0
PV | 0 | 0 | 0 | 0 | 0 | 0
PeakG | 0 | 0 | 0 | 0 | 0 | 0
PeakO | 0 | 0 | 0 | 0 | 0 | 0
ST | 0 | 0 | 0 | 0 | 0 | 0
STOG | 2064 | 0 | 0 | 0 | 0 | 0
STWD | 0 | 0 | 0 | 0 | 0 | 0
WT | 0 | 0 | 0 | 0 | 0 | 0
IGCC | 0 | 0 | 0 | 0 | 0 | 0
DemandResponse | 0 | 0 | 0 | 0 | 0 | 0
IGCC-CCS | 0 | 0 | 0 | 0 | 0 | 0
WT_off | 0 | 0 | 0 | 0 | 0 | 0
PseudoUnit | 0 | 0 | 0 | 0 | 0 | 0
FixedInterchange | 0 | 0 | 0 | 0 | 0 | 0
Retirements of Capacity by Reporting Type: AZ_NM_SNV_NucRenew
ReportingType | 2015 | 2020 | 2025 | 2030 | 2035 | 2040
BM | 0 | 0 | 0 | 0 | 0 | 0
CC | 0 | 0 | 0 | 0 | 0 | 0
CSP | 65 | 0 | 0 | 0 | 0 | 0
CT | 0 | 0 | 0 | 0 | 0 | 0
Coal | 0 | 0 | 0 | 0 | 0 | 0
Geo | 0 | 0 | 0 | 0 | 0 | 0
H | 0 | 0 | 0 | 0 | 0 | 0
LFG | 0 | 0 | 0 | 0 | 0 | 0
Nuc | 0 | 0 | 0 | 0 | 0 | 0
PS | 0 | 0 | 0 | 0 | 0 | 0
PV | 0 | 0 | 0 | 0 | 0 | 0
PeakG | 0 | 0 | 0 | 0 | 0 | 0
PeakO | 0 | 0 | 0 | 0 | 0 | 0
ST | 0 | 0 | 0 | 0 | 0 | 0
STOG | 0 | 0 | 0 | 0 | 0 | 0
STWD | 0 | 0 | 0 | 0 | 0 | 0
WT | 0 | 0 | 0 | 0 | 0 | 0
IGCC | 0 | 0 | 0 | 0 | 0 | 0
DemandResponse | 0 | 0 | 0 | 0 | 0 | 0
IGCC-CCS | 0 | 0 | 0 | 0 | 0 | 0
WT_off | 0 | 0 | 0 | 0 | 0 | 0
PseudoUnit | 0 | 0 | 0 | 0 | 0 | 0
FixedInterchange | 0 | 0 | 0 | 0 | 0 | 0
Retirements of Capacity by Reporting Type: ERCOT
ReportingType | 2015 | 2020 | 2025 | 2030 | 2035 | 2040
BM | 0 | 0 | 0 | 0 | 0 | 0
CC | 0 | 0 | 0 | 0 | 11043.35 | 3600.56
CSP | 0 | 0 | 0 | 0 | 0 | 0
CT | 0 | 0 | 0 | 0 | 250 | 0
Coal | 499 | 6413 | 7241.23 | 882.56 | 171.08 | 0
Geo | 0 | 0 | 0 | 0 | 0 | 0
H | 0 | 0 | 0 | 0 | 0 | 0
LFG | 0 | 0 | 0 | 0 | 0 | 0
Nuc | 0 | 0 | 0 | 0 | 0 | 0
PS | 0 | 0 | 0 | 0 | 0 | 0
PV | 0 | 0 | 0 | 0 | 0 | 0
PeakG | 0 | 0 | 0 | 0 | 0 | 0
PeakO | 0 | 0 | 0 | 0 | 0 | 0
ST | 0 | 0 | 0 | 0 | 0 | 0
STOG | 11489.11 | 0 | 0 | 0 | 7443.89 | 0
STWD | 0 | 0 | 0 | 0 | 0 | 0
WT | 0 | 0 | 0 | 0 | 0 | 0
IGCC | 0 | 0 | 0 | 0 | 0 | 0
DemandResponse | 0 | 0 | 0 | 0 | 0 | 0
IGCC-CCS | 0 | 0 | 0 | 0 | 0 | 0
WT_off | 0 | 0 | 0 | 0 | 0 | 0
PseudoUnit | 0 | 0 | 0 | 0 | 0 | 0
FixedInterchange | 0 | 0 | 0 | 0 | 0 | 0
Retirements of Capacity by Reporting Type: NP15
ReportingType | 2015 | 2020 | 2025 | 2030 | 2035 | 2040
BM | 0 | 0 | 0 | 0 | 0 | 0
CC | 0 | 0 | 0 | 0 | 0 | 2697.09
CSP | 0 | 0 | 0 | 0 | 0 | 0
CT | 0 | 0 | 0 | 0 | 212.6 | 0
Coal | 0 | 163.7 | 0 | 28.2 | 0 | 0
Geo | 0 | 0 | 0 | 0 | 0 | 0
H | 0 | 0 | 0 | 0 | 0 | 0
LFG | 0 | 0 | 0 | 0 | 0 | 0
Nuc | 0 | 0 | 0 | 0 | 0 | 0
PS | 0 | 0 | 0 | 0 | 0 | 0
PV | 0 | 0 | 0 | 0 | 0 | 0
PeakG | 0 | 0 | 0 | 0 | 0 | 0
PeakO | 156 | 0 | 0 | 0 | 0 | 0
ST | 0 | 0 | 0 | 0 | 0 | 0
STOG | 3661.84 | 141.72 | 806.74 | 0 | 248.7 | 0
STWD | 0 | 0 | 0 | 0 | 0 | 0
WT | 0 | 0 | 0 | 0 | 0 | 0
IGCC | 0 | 0 | 0 | 0 | 0 | 0
DemandResponse | 0 | 0 | 0 | 0 | 0 | 0
IGCC-CCS | 0 | 0 | 0 | 0 | 0 | 0
WT_off | 0 | 0 | 0 | 0 | 0 | 0
PseudoUnit | 0 | 0 | 0 | 0 | 0 | 0
FixedInterchange | 0 | 0 | 0 | 0 | 0 | 0
Retirements of Capacity by Reporting Type: NWPP_Coal
ReportingType | 2015 | 2020 | 2025 | 2030 | 2035 | 2040
BM | 0 | 0 | 0 | 0 | 0 | 0
CC | 0 | 0 | 0 | 0 | 0 | 0
CSP | 0 | 0 | 0 | 0 | 0 | 0
CT | 0 | 0 | 0 | 0 | 0 | 0
Coal | 688 | 661.2 | 6122 | 4285.5 | 1800 | 0
Geo | 0 | 0 | 0 | 0 | 0 | 0
H | 0 | 0 | 0 | 0 | 0 | 0
LFG | 0 | 0 | 0 | 0 | 0 | 0
Nuc | 0 | 0 | 0 | 0 | 0 | 0
PS | 0 | 0 | 0 | 0 | 0 | 0
PV | 0 | 0 | 0 | 0 | 0 | 0
PeakG | 0 | 0 | 0 | 0 | 0 | 0
PeakO | 183 | 0 | 0 | 0 | 0 | 0
ST | 0 | 0 | 0 | 0 | 0 | 0
STOG | 0 | 0 | 0 | 0 | 0 | 0
STWD | 0 | 0 | 0 | 0 | 0 | 0
WT | 0 | 0 | 0 | 0 | 0 | 0
IGCC | 0 | 0 | 0 | 0 | 0 | 0
DemandResponse | 0 | 0 | 0 | 0 | 0 | 0
IGCC-CCS | 0 | 0 | 0 | 0 | 0 | 0
WT_off | 0 | 0 | 0 | 0 | 0 | 0
PseudoUnit | 0 | 0 | 0 | 0 | 0 | 0
FixedInterchange | 0 | 0 | 0 | 0 | 0 | 0
Retirements of Capacity by Reporting Type: NWPP_Gas
ReportingType | 2015 | 2020 | 2025 | 2030 | 2035 | 2040
BM | 0 | 0 | 0 | 0 | 0 | 0
CC | 8005 | 0 | 0 | 0 | 0 | 300
CSP | 0 | 0 | 0 | 0 | 0 | 0
CT | 0 | 0 | 0 | 0 | 150 | 0
Coal | 0 | 0 | 0 | 0 | 0 | 0
Geo | 0 | 0 | 0 | 0 | 0 | 0
H | 0 | 0 | 0 | 0 | 0 | 0
LFG | 0 | 0 | 0 | 0 | 0 | 0
Nuc | 0 | 0 | 0 | 0 | 0 | 0
PS | 0 | 0 | 0 | 0 | 0 | 0
PV | 0 | 0 | 0 | 0 | 0 | 0
PeakG | 2623 | 0 | 0 | 0 | 0 | 0
PeakO | 0 | 0 | 0 | 0 | 0 | 0
ST | 0 | 0 | 0 | 0 | 0 | 0
STOG | 786 | 0 | 0 | 0 | 0 | 0
STWD | 0 | 0 | 0 | 0 | 0 | 0
WT | 0 | 0 | 0 | 0 | 0 | 0
IGCC | 0 | 0 | 0 | 0 | 0 | 0
DemandResponse | 0 | 0 | 0 | 0 | 0 | 0
IGCC-CCS | 0 | 0 | 0 | 0 | 0 | 0
WT_off | 0 | 0 | 0 | 0 | 0 | 0
PseudoUnit | 0 | 0 | 0 | 0 | 0 | 0
FixedInterchange | 0 | 0 | 0 | 0 | 0 | 0
Retirements of Capacity by Reporting Type: NWPP_NucRenew
ReportingType | 2015 | 2020 | 2025 | 2030 | 2035 | 2040
BM | 0 | 0 | 0 | 0 | 0 | 0
CC | 0 | 0 | 0 | 0 | 0 | 0
CSP | 0 | 0 | 0 | 0 | 0 | 0
CT | 0 | 0 | 0 | 0 | 0 | 0
Coal | 0 | 0 | 0 | 0 | 0 | 0
Geo | 4.8 | 0 | 0 | 0 | 0 | 0
H | 0 | 0 | 0 | 0 | 0 | 0
LFG | 0 | 0 | 0 | 0 | 0 | 0
Nuc | 0 | 0 | 0 | 0 | 0 | 0
PS | 0 | 0 | 0 | 0 | 0 | 0
PV | 0 | 0 | 0 | 0 | 0 | 0
PeakG | 0 | 0 | 0 | 0 | 0 | 0
PeakO | 0 | 0 | 0 | 0 | 0 | 0
ST | 0 | 0 | 0 | 0 | 0 | 0
STOG | 0 | 0 | 0 | 0 | 0 | 0
STWD | 0 | 0 | 0 | 0 | 0 | 0
WT | 0 | 0 | 0 | 0 | 0 | 0
IGCC | 0 | 0 | 0 | 0 | 0 | 0
DemandResponse | 0 | 0 | 0 | 0 | 0 | 0
IGCC-CCS | 0 | 0 | 0 | 0 | 0 | 0
WT_off | 0 | 0 | 0 | 0 | 0 | 0
PseudoUnit | 0 | 0 | 0 | 0 | 0 | 0
FixedInterchange | 0 | 0 | 0 | 0 | 0 | 0
Retirements of Capacity by Reporting Type: RMPA
ReportingType | 2015 | 2020 | 2025 | 2030 | 2035 | 2040
BM | 0 | 0 | 0 | 0 | 0 | 0
CC | 124.78 | 0 | 0 | 0 | 294.96 | 8.65
CSP | 1 | 0 | 0 | 0 | 0 | 0
CT | 0 | 0 | 0 | 0 | 152 | 0
Coal | 480 | 477.5 | 3532.85 | 2297.65 | 0 | 0
Geo | 0 | 0 | 0 | 0 | 0 | 0
H | 0 | 0 | 0 | 0 | 0 | 0
LFG | 0 | 0 | 0 | 0 | 0 | 0
Nuc | 0 | 0 | 0 | 0 | 0 | 0
PS | 0 | 0 | 0 | 0 | 0 | 0
PV | 0 | 0 | 0 | 0 | 0 | 0
PeakG | 0 | 0 | 0 | 0 | 0 | 0
PeakO | 187 | 0 | 0 | 0 | 0 | 0
ST | 0 | 0 | 0 | 0 | 0 | 0
STOG | 217 | 0 | 0 | 0 | 0 | 0
STWD | 0 | 0 | 0 | 0 | 0 | 0
WT | 0 | 0 | 0 | 0 | 0 | 0
IGCC | 0 | 0 | 0 | 0 | 0 | 0
DemandResponse | 0 | 0 | 0 | 0 | 0 | 0
IGCC-CCS | 0 | 0 | 0 | 0 | 0 | 0
WT_off | 0 | 0 | 0 | 0 | 0 | 0
PseudoUnit | 0 | 0 | 0 | 0 | 0 | 0
FixedInterchange | 0 | 0 | 0 | 0 | 0 | 0
Retirements of Capacity by Reporting Type: SP15
ReportingType | 2015 | 2020 | 2025 | 2030 | 2035 | 2040
BM | 0 | 0 | 0 | 0 | 0 | 0
CC | 0 | 0 | 0 | 0 | 0 | 0
CSP | 409 | 0 | 0 | 0 | 0 | 0
CT | 0 | 0 | 0 | 0 | 0 | 0
Coal | 57 | 84.5 | 0 | 0 | 101.2 | 0
Geo | 0 | 0 | 0 | 0 | 0 | 0
H | 0 | 0 | 0 | 0 | 0 | 0
LFG | 0 | 0 | 0 | 0 | 0 | 0
Nuc | 0 | 0 | 0 | 0 | 0 | 0
PS | 0 | 0 | 0 | 0 | 0 | 0
PV | 0 | 0 | 0 | 0 | 0 | 0
PeakG | 44 | 0 | 0 | 0 | 0 | 0
PeakO | 15 | 0 | 0 | 0 | 0 | 0
ST | 0 | 0 | 0 | 0 | 0 | 0
STOG | 4524.21 | 962.45 | 1605.22 | 0 | 77.31 | 0
STWD | 0 | 0 | 0 | 0 | 0 | 0
WT | 126.2 | 0 | 0 | 0 | 0 | 0
IGCC | 0 | 0 | 0 | 0 | 0 | 0
DemandResponse | 0 | 0 | 0 | 0 | 0 | 0
IGCC-CCS | 0 | 0 | 0 | 0 | 0 | 0
WT_off | 0 | 0 | 0 | 0 | 0 | 0
PseudoUnit | 0 | 0 | 0 | 0 | 0 | 0
FixedInterchange | 0 | 0 | 0 | 0 | 0 | 0
Retirements of Capacity by Reporting Type: ALB
ReportingType | 2015 | 2020 | 2025 | 2030 | 2035 | 2040
BM | 0 | 0 | 0 | 0 | 0 | 0
CC | 305.59 | 0 | 0 | 1737.52 | 0 | 0
CSP | 0 | 0 | 0 | 0 | 0 | 0
CT | 0 | 0 | 0 | 0 | 201.5 | 0
Coal | 0 | 0 | 0 | 5745.83 | 0 | 0
Geo | 0 | 0 | 0 | 0 | 0 | 0
H | 0 | 0 | 0 | 0 | 0 | 0
LFG | 0 | 0 | 0 | 0 | 0 | 0
Nuc | 0 | 0 | 0 | 0 | 0 | 0
PS | 0 | 0 | 0 | 0 | 0 | 0
PV | 0 | 0 | 0 | 0 | 0 | 0
PeakG | 1185.45 | 0 | 0 | 0 | 0 | 0
PeakO | 6 | 0 | 0 | 0 | 0 | 0
ST | 0 | 0 | 0 | 0 | 0 | 0
STOG | 186 | 0 | 0 | 0 | 0 | 0
STWD | 0 | 0 | 0 | 0 | 0 | 0
WT | 0 | 0 | 0 | 0 | 0 | 0
IGCC | 0 | 0 | 0 | 0 | 0 | 0
DemandResponse | 0 | 0 | 0 | 0 | 0 | 0
IGCC-CCS | 0 | 0 | 0 | 0 | 0 | 0
WT_off | 0 | 0 | 0 | 0 | 0 | 0
PseudoUnit | 0 | 0 | 0 | 0 | 0 | 0
FixedInterchange | 0 | 0 | 0 | 0 | 0 | 0
Retirements of Capacity by Reporting Type: BC
ReportingType | 2015 | 2020 | 2025 | 2030 | 2035 | 2040
BM | 0 | 0 | 0 | 0 | 0 | 0
CC | 0 | 0 | 0 | 37.62 | 0 | 356.92
CSP | 0 | 0 | 0 | 0 | 0 | 0
CT | 0 | 0 | 0 | 0 | 0 | 0
Coal | 0 | 0 | 0 | 0 | 0 | 0
Geo | 0 | 0 | 0 | 0 | 0 | 0
H | 0 | 0 | 0 | 0 | 0 | 0
LFG | 0 | 0 | 0 | 0 | 0 | 0
Nuc | 0 | 0 | 0 | 0 | 0 | 0
PS | 0 | 0 | 0 | 0 | 0 | 0
PV | 0 | 0 | 0 | 0 | 0 | 0
PeakG | 141 | 0 | 0 | 0 | 0 | 0
PeakO | 44 | 0 | 0 | 0 | 0 | 0
ST | 0 | 0 | 0 | 0 | 0 | 0
STOG | 938 | 0 | 0 | 0 | 0 | 0
STWD | 0 | 0 | 0 | 0 | 0 | 0
WT | 0 | 0 | 0 | 0 | 0 | 0
IGCC | 0 | 0 | 0 | 0 | 0 | 0
DemandResponse | 0 | 0 | 0 | 0 | 0 | 0
IGCC-CCS | 0 | 0 | 0 | 0 | 0 | 0
WT_off | 0 | 0 | 0 | 0 | 0 | 0
PseudoUnit | 0 | 0 | 0 | 0 | 0 | 0
FixedInterchange | 0 | 0 | 0 | 0 | 0 | 0
Retirements of Capacity by Reporting Type: HQ_IESO
ReportingType | 2015 | 2020 | 2025 | 2030 | 2035 | 2040
BM | 0 | 0 | 0 | 0 | 0 | 0
CC | 0 | 0 | 0 | 0 | 0 | 0
CSP | 0 | 0 | 0 | 0 | 0 | 0
CT | 0 | 0 | 0 | 0 | 0 | 0
Coal | 0 | 0 | 0 | 0 | 0 | 0
Geo | 0 | 0 | 0 | 0 | 0 | 0
H | 0 | 0 | 0 | 0 | 0 | 0
LFG | 0 | 0 | 0 | 0 | 0 | 0
Nuc | 0 | 0 | 0 | 0 | 0 | 0
PS | 0 | 0 | 0 | 0 | 0 | 0
PV | 0 | 0 | 0 | 0 | 0 | 0
PeakG | 0 | 0 | 0 | 0 | 0 | 0
PeakO | 0 | 0 | 0 | 0 | 0 | 0
ST | 0 | 0 | 0 | 0 | 0 | 0
STOG | 0 | 0 | 0 | 0 | 0 | 0
STWD | 0 | 0 | 0 | 0 | 0 | 0
WT | 0 | 0 | 0 | 0 | 0 | 0
IGCC | 0 | 0 | 0 | 0 | 0 | 0
DemandResponse | 0 | 0 | 0 | 0 | 0 | 0
IGCC-CCS | 0 | 0 | 0 | 0 | 0 | 0
WT_off | 0 | 0 | 0 | 0 | 0 | 0
PseudoUnit | 0 | 0 | 0 | 0 | 0 | 0
FixedInterchange | 0 | 0 | 0 | 0 | 0 | 0
Retirements of Capacity by Reporting Type: HQ_NEISO
ReportingType | 2015 | 2020 | 2025 | 2030 | 2035 | 2040
BM | 0 | 0 | 0 | 0 | 0 | 0
CC | 0 | 0 | 0 | 0 | 0 | 0
CSP | 0 | 0 | 0 | 0 | 0 | 0
CT | 0 | 0 | 0 | 0 | 0 | 0
Coal | 0 | 0 | 0 | 0 | 0 | 0
Geo | 0 | 0 | 0 | 0 | 0 | 0
H | 0 | 0 | 0 | 0 | 0 | 0
LFG | 0 | 0 | 0 | 0 | 0 | 0
Nuc | 0 | 0 | 0 | 0 | 0 | 0
PS | 0 | 0 | 0 | 0 | 0 | 0
PV | 0 | 0 | 0 | 0 | 0 | 0
PeakG | 0 | 0 | 0 | 0 | 0 | 0
PeakO | 0 | 0 | 0 | 0 | 0 | 0
ST | 0 | 0 | 0 | 0 | 0 | 0
STOG | 0 | 0 | 0 | 0 | 0 | 0
STWD | 0 | 0 | 0 | 0 | 0 | 0
WT | 0 | 0 | 0 | 0 | 0 | 0
IGCC | 0 | 0 | 0 | 0 | 0 | 0
DemandResponse | 0 | 0 | 0 | 0 | 0 | 0
IGCC-CCS | 0 | 0 | 0 | 0 | 0 | 0
WT_off | 0 | 0 | 0 | 0 | 0 | 0
PseudoUnit | 0 | 0 | 0 | 0 | 0 | 0
FixedInterchange | 0 | 0 | 0 | 0 | 0 | 0
Retirements of Capacity by Reporting Type: HQ_NY
ReportingType | 2015 | 2020 | 2025 | 2030 | 2035 | 2040
BM | 0 | 0 | 0 | 0 | 0 | 0
CC | 0 | 0 | 0 | 0 | 0 | 0
CSP | 0 | 0 | 0 | 0 | 0 | 0
CT | 0 | 0 | 0 | 0 | 0 | 0
Coal | 0 | 0 | 0 | 0 | 0 | 0
Geo | 0 | 0 | 0 | 0 | 0 | 0
H | 0 | 0 | 0 | 0 | 0 | 0
LFG | 0 | 0 | 0 | 0 | 0 | 0
Nuc | 0 | 0 | 0 | 0 | 0 | 0
PS | 0 | 0 | 0 | 0 | 0 | 0
PV | 0 | 0 | 0 | 0 | 0 | 0
PeakG | 0 | 0 | 0 | 0 | 0 | 0
PeakO | 0 | 0 | 0 | 0 | 0 | 0
ST | 0 | 0 | 0 | 0 | 0 | 0
STOG | 0 | 0 | 0 | 0 | 0 | 0
STWD | 0 | 0 | 0 | 0 | 0 | 0
WT | 0 | 0 | 0 | 0 | 0 | 0
IGCC | 0 | 0 | 0 | 0 | 0 | 0
DemandResponse | 0 | 0 | 0 | 0 | 0 | 0
IGCC-CCS | 0 | 0 | 0 | 0 | 0 | 0
WT_off | 0 | 0 | 0 | 0 | 0 | 0
PseudoUnit | 0 | 0 | 0 | 0 | 0 | 0
FixedInterchange | 0 | 0 | 0 | 0 | 0 | 0
Retirements of Capacity by Reporting Type: MARITIMES
ReportingType | 2015 | 2020 | 2025 | 2030 | 2035 | 2040
BM | 0 | 0 | 0 | 0 | 0 | 0
CC | 0 | 0 | 0 | 0 | 0 | 0
CSP | 0 | 0 | 0 | 0 | 0 | 0
CT | 0 | 0 | 0 | 0 | 0 | 0
Coal | 0 | 0 | 0 | 0 | 0 | 0
Geo | 0 | 0 | 0 | 0 | 0 | 0
H | 0 | 0 | 0 | 0 | 0 | 0
LFG | 0 | 0 | 0 | 0 | 0 | 0
Nuc | 0 | 0 | 0 | 0 | 0 | 0
PS | 0 | 0 | 0 | 0 | 0 | 0
PV | 0 | 0 | 0 | 0 | 0 | 0
PeakG | 0 | 0 | 0 | 0 | 0 | 0
PeakO | 0 | 0 | 0 | 0 | 0 | 0
ST | 0 | 0 | 0 | 0 | 0 | 0
STOG | 0 | 0 | 0 | 0 | 0 | 0
STWD | 0 | 0 | 0 | 0 | 0 | 0
WT | 0 | 0 | 0 | 0 | 0 | 0
IGCC | 0 | 0 | 0 | 0 | 0 | 0
DemandResponse | 0 | 0 | 0 | 0 | 0 | 0
IGCC-CCS | 0 | 0 | 0 | 0 | 0 | 0
WT_off | 0 | 0 | 0 | 0 | 0 | 0
PseudoUnit | 0 | 0 | 0 | 0 | 0 | 0
FixedInterchange | 0 | 0 | 0 | 0 | 0 | 0
Retirements of Capacity by Reporting Type: All
ReportingType | 2015 | 2020 | 2025 | 2030 | 2035 | 2040
BM | 0 | 0 | 0 | 0 | 0 | 0
CC | 26938.7 | 2039.75 | 4592.09 | 4948 | 63761.05 | 18886
CSP | 475 | 0 | 0 | 0 | 0 | 0
CT | 0 | 0 | 0 | 726.7 | 4595.1 | 26.2
Coal | 66843.34 | 75045 | 61691.54 | 43263.98 | 18960.19 | 0
Geo | 4.8 | 0 | 0 | 0 | 0 | 0
H | 0 | 0 | 0 | 0 | 0 | 0
LFG | 0 | 0 | 0 | 0 | 0 | 0
Nuc | 0 | 614.5 | 0 | 1488.2 | 26575.7 | 19706
PS | 0 | 0 | 0 | 0 | 0 | 0
PV | 0 | 0 | 0 | 0 | 1067.26 | 0
PeakG | 11423.26 | 80.42 | 2667.97 | 4645.48 | 2193.54 | 0
PeakO | 5400.42 | 351 | 178 | 45.28 | 7452.04 | 0
ST | 0 | 0 | 0 | 0 | 0 | 0
STOG | 81637.96 | 1160.56 | 2537.95 | 0 | 14744.8 | 0
STWD | 0 | 0 | 0 | 0 | 0 | 0
WT | 126.2 | 0 | 0 | 0 | 302.4 | 0
IGCC | 0 | 0 | 0 | 0 | 0 | 0
DemandResponse | 0 | 0 | 0 | 0 | 0 | 0
IGCC-CCS | 0 | 0 | 0 | 0 | 0 | 0
WT_off | 0 | 0 | 0 | 0 | 0 | 0
PseudoUnit | 0 | 0 | 0 | 0 | 0 | 0
FixedInterchange | 0 | 0 | 0 | 0 | 0 | 0
Retirements of Capacity by Reporting Type: EI_US
ReportingType | 2015 | 2020 | 2025 | 2030 | 2035 | 2040
BM | 0 | 0 | 0 | 0 | 0 | 0
CC | 9433.78 | 2039.75 | 3861.09 | 3172.87 | 48228.39 | 11022.14
CSP | 0 | 0 | 0 | 0 | 0 | 0
CT | 0 | 0 | 0 | 726.7 | 2525 | 26.2
Coal | 57908.26 | 66684.77 | 42785.16 | 22610.01 | 16273.95 | 0
Geo | 0 | 0 | 0 | 0 | 0 | 0
H | 0 | 0 | 0 | 0 | 0 | 0
LFG | 0 | 0 | 0 | 0 | 0 | 0
Nuc | 0 | 614.5 | 0 | 1488.2 | 25545.7 | 18166
PS | 0 | 0 | 0 | 0 | 0 | 0
PV | 0 | 0 | 0 | 0 | 0 | 0
PeakG | 6845.81 | 80.42 | 2114.98 | 4639.48 | 2193.54 | 0
PeakO | 4634.42 | 351 | 174 | 45.28 | 7452.04 | 0
ST | 0 | 0 | 0 | 0 | 0 | 0
STOG | 55645.79 | 56.39 | 0 | 0 | 6974.9 | 0
STWD | 0 | 0 | 0 | 0 | 0 | 0
WT | 0 | 0 | 0 | 0 | 0 | 0
IGCC | 0 | 0 | 0 | 0 | 0 | 0
DemandResponse | 0 | 0 | 0 | 0 | 0 | 0
IGCC-CCS | 0 | 0 | 0 | 0 | 0 | 0
WT_off | 0 | 0 | 0 | 0 | 0 | 0
PseudoUnit | 0 | 0 | 0 | 0 | 0 | 0
FixedInterchange | 0 | 0 | 0 | 0 | 0 | 0
Retirements of Capacity by Reporting Type: EI_Canada
ReportingType | 2015 | 2020 | 2025 | 2030 | 2035 | 2040
BM | 0 | 0 | 0 | 0 | 0 | 0
CC | 5943 | 0 | 731 | 0 | 0 | 0
CSP | 0 | 0 | 0 | 0 | 0 | 0
CT | 0 | 0 | 0 | 0 | 368 | 0
Coal | 7211.09 | 560.33 | 390.48 | 0 | 0 | 0
Geo | 0 | 0 | 0 | 0 | 0 | 0
H | 0 | 0 | 0 | 0 | 0 | 0
LFG | 0 | 0 | 0 | 0 | 0 | 0
Nuc | 0 | 0 | 0 | 0 | 1030 | 1540
PS | 0 | 0 | 0 | 0 | 0 | 0
PV | 0 | 0 | 0 | 0 | 1067.26 | 0
PeakG | 584 | 0 | 553 | 6 | 0 | 0
PeakO | 175 | 0 | 4 | 0 | 0 | 0
ST | 0 | 0 | 0 | 0 | 0 | 0
STOG | 2126 | 0 | 126 | 0 | 0 | 0
STWD | 0 | 0 | 0 | 0 | 0 | 0
WT | 0 | 0 | 0 | 0 | 302.4 | 0
IGCC | 0 | 0 | 0 | 0 | 0 | 0
DemandResponse | 0 | 0 | 0 | 0 | 0 | 0
IGCC-CCS | 0 | 0 | 0 | 0 | 0 | 0
WT_off | 0 | 0 | 0 | 0 | 0 | 0
PseudoUnit | 0 | 0 | 0 | 0 | 0 | 0
FixedInterchange | 0 | 0 | 0 | 0 | 0 | 0
Retirements of Capacity by Reporting Type: EI
ReportingType | 2015 | 2020 | 2025 | 2030 | 2035 | 2040
BM | 0 | 0 | 0 | 0 | 0 | 0
CC | 15376.78 | 2039.75 | 4592.09 | 3172.87 | 48228.39 | 11022.14
CSP | 0 | 0 | 0 | 0 | 0 | 0
CT | 0 | 0 | 0 | 726.7 | 2893 | 26.2
Coal | 65119.34 | 67245.1 | 43175.64 | 22610.01 | 16273.95 | 0
Geo | 0 | 0 | 0 | 0 | 0 | 0
H | 0 | 0 | 0 | 0 | 0 | 0
LFG | 0 | 0 | 0 | 0 | 0 | 0
Nuc | 0 | 614.5 | 0 | 1488.2 | 26575.7 | 19706
PS | 0 | 0 | 0 | 0 | 0 | 0
PV | 0 | 0 | 0 | 0 | 1067.26 | 0
PeakG | 7429.81 | 80.42 | 2667.97 | 4645.48 | 2193.54 | 0
PeakO | 4809.42 | 351 | 178 | 45.28 | 7452.04 | 0
ST | 0 | 0 | 0 | 0 | 0 | 0
STOG | 57771.79 | 56.39 | 126 | 0 | 6974.9 | 0
STWD | 0 | 0 | 0 | 0 | 0 | 0
WT | 0 | 0 | 0 | 0 | 302.4 | 0
IGCC | 0 | 0 | 0 | 0 | 0 | 0
DemandResponse | 0 | 0 | 0 | 0 | 0 | 0
IGCC-CCS | 0 | 0 | 0 | 0 | 0 | 0
WT_off | 0 | 0 | 0 | 0 | 0 | 0
PseudoUnit | 0 | 0 | 0 | 0 | 0 | 0
FixedInterchange | 0 | 0 | 0 | 0 | 0 | 0
Retirements of Capacity by Reporting Type: Outside_EI
ReportingType | 2015 | 2020 | 2025 | 2030 | 2035 | 2040
BM | 0 | 0 | 0 | 0 | 0 | 0
CC | 11561.92 | 0 | 0 | 1775.14 | 15532.66 | 7863.86
CSP | 475 | 0 | 0 | 0 | 0 | 0
CT | 0 | 0 | 0 | 0 | 1702.1 | 0
Coal | 1724 | 7799.9 | 18515.89 | 20653.96 | 2686.24 | 0
Geo | 4.8 | 0 | 0 | 0 | 0 | 0
H | 0 | 0 | 0 | 0 | 0 | 0
LFG | 0 | 0 | 0 | 0 | 0 | 0
Nuc | 0 | 0 | 0 | 0 | 0 | 0
PS | 0 | 0 | 0 | 0 | 0 | 0
PV | 0 | 0 | 0 | 0 | 0 | 0
PeakG | 3993.45 | 0 | 0 | 0 | 0 | 0
PeakO | 591 | 0 | 0 | 0 | 0 | 0
ST | 0 | 0 | 0 | 0 | 0 | 0
STOG | 23866.16 | 1104.17 | 2411.95 | 0 | 7769.9 | 0
STWD | 0 | 0 | 0 | 0 | 0 | 0
WT | 126.2 | 0 | 0 | 0 | 0 | 0
IGCC | 0 | 0 | 0 | 0 | 0 | 0
DemandResponse | 0 | 0 | 0 | 0 | 0 | 0
IGCC-CCS | 0 | 0 | 0 | 0 | 0 | 0
WT_off | 0 | 0 | 0 | 0 | 0 | 0
PseudoUnit | 0 | 0 | 0 | 0 | 0 | 0
FixedInterchange | 0 | 0 | 0 | 0 | 0 | 0
#4 | Cumulative Retirements of Capacity (MW)
Cumulative Retirements of Capacity by Reporting Type: Entergy
ReportingType | 2015 | 2020 | 2025 | 2030 | 2035 | 2040
BM | 0 | 0 | 0 | 0 | 0 | 0
CC | 0 | 0 | 209 | 209 | 11833.35 | 11833.35
CSP | 0 | 0 | 0 | 0 | 0 | 0
CT | 0 | 0 | 0 | 0 | 0 | 0
Coal | 550 | 5453.9 | 7638.9 | 8308.9 | 8308.9 | 8308.9
Geo | 0 | 0 | 0 | 0 | 0 | 0
H | 0 | 0 | 0 | 0 | 0 | 0
LFG | 0 | 0 | 0 | 0 | 0 | 0
Nuc | 0 | 0 | 0 | 0 | 842 | 1839
PS | 0 | 0 | 0 | 0 | 0 | 0
PV | 0 | 0 | 0 | 0 | 0 | 0
PeakG | 0 | 0 | 0 | 1918.12 | 1918.12 | 1918.12
PeakO | 0 | 0 | 174 | 174 | 174 | 174
ST | 0 | 0 | 0 | 0 | 0 | 0
STOG | 14808.61 | 14865 | 14865 | 14865 | 14865 | 14865
STWD | 0 | 0 | 0 | 0 | 0 | 0
WT | 0 | 0 | 0 | 0 | 0 | 0
IGCC | 0 | 0 | 0 | 0 | 0 | 0
DemandResponse | 0 | 0 | 0 | 0 | 0 | 0
IGCC-CCS | 0 | 0 | 0 | 0 | 0 | 0
WT_off | 0 | 0 | 0 | 0 | 0 | 0
PseudoUnit | 0 | 0 | 0 | 0 | 0 | 0
FixedInterchange | 0 | 0 | 0 | 0 | 0 | 0
Cumulative Retirements of Capacity by Reporting Type: FRCC
ReportingType | 2015 | 2020 | 2025 | 2030 | 2035 | 2040
BM | 0 | 0 | 0 | 0 | 0 | 0
CC | 982 | 982 | 2292.69 | 5465.56 | 13610.27 | 13610.27
CSP | 0 | 0 | 0 | 0 | 0 | 0
CT | 0 | 0 | 0 | 0 | 2480 | 2480
Coal | 531.33 | 1400.33 | 5579.97 | 5579.97 | 5579.97 | 5579.97
Geo | 0 | 0 | 0 | 0 | 0 | 0
H | 0 | 0 | 0 | 0 | 0 | 0
LFG | 0 | 0 | 0 | 0 | 0 | 0
Nuc | 0 | 0 | 0 | 0 | 1615.33 | 3292.33
PS | 0 | 0 | 0 | 0 | 0 | 0
PV | 0 | 0 | 0 | 0 | 0 | 0
PeakG | 0 | 80.42 | 2195.4 | 2195.4 | 2195.4 | 2195.4
PeakO | 1932 | 2283 | 2283 | 2283 | 2283 | 2283
ST | 0 | 0 | 0 | 0 | 0 | 0
STOG | 9833 | 9833 | 9833 | 9833 | 9833 | 9833
STWD | 0 | 0 | 0 | 0 | 0 | 0
WT | 0 | 0 | 0 | 0 | 0 | 0
IGCC | 0 | 0 | 0 | 0 | 0 | 0
DemandResponse | 0 | 0 | 0 | 0 | 0 | 0
IGCC-CCS | 0 | 0 | 0 | 0 | 0 | 0
WT_off | 0 | 0 | 0 | 0 | 0 | 0
PseudoUnit | 0 | 0 | 0 | 0 | 0 | 0
FixedInterchange | 0 | 0 | 0 | 0 | 0 | 0
Cumulative Retirements of Capacity by Reporting Type: MAPP_US
ReportingType | 2015 | 2020 | 2025 | 2030 | 2035 | 2040
BM | 0 | 0 | 0 | 0 | 0 | 0
CC | 0 | 0 | 0 | 0 | 0 | 0
CSP | 0 | 0 | 0 | 0 | 0 | 0
CT | 0 | 0 | 0 | 0 | 0 | 0
Coal | 707.48 | 3320.84 | 3546.5 | 3546.5 | 3546.5 | 3546.5
Geo | 0 | 0 | 0 | 0 | 0 | 0
H | 0 | 0 | 0 | 0 | 0 | 0
LFG | 0 | 0 | 0 | 0 | 0 | 0
Nuc | 0 | 0 | 0 | 0 | 0 | 0
PS | 0 | 0 | 0 | 0 | 0 | 0
PV | 0 | 0 | 0 | 0 | 0 | 0
PeakG | 0 | 0 | 0 | 0 | 0 | 0
PeakO | 0 | 0 | 0 | 0 | 0 | 0
ST | 0 | 0 | 0 | 0 | 0 | 0
STOG | 36 | 36 | 36 | 36 | 36 | 36
STWD | 0 | 0 | 0 | 0 | 0 | 0
WT | 0 | 0 | 0 | 0 | 0 | 0
IGCC | 0 | 0 | 0 | 0 | 0 | 0
DemandResponse | 0 | 0 | 0 | 0 | 0 | 0
IGCC-CCS | 0 | 0 | 0 | 0 | 0 | 0
WT_off | 0 | 0 | 0 | 0 | 0 | 0
PseudoUnit | 0 | 0 | 0 | 0 | 0 | 0
FixedInterchange | 0 | 0 | 0 | 0 | 0 | 0
Cumulative Retirements of Capacity by Reporting Type: MISO_IN
ReportingType | 2015 | 2020 | 2025 | 2030 | 2035 | 2040
BM | 0 | 0 | 0 | 0 | 0 | 0
CC | 0 | 0 | 0 | 0 | 0 | 0
CSP | 0 | 0 | 0 | 0 | 0 | 0
CT | 0 | 0 | 0 | 0 | 0 | 0
Coal | 2849.9 | 4335.9 | 4335.9 | 5880.9 | 8073.9 | 8073.9
Geo | 0 | 0 | 0 | 0 | 0 | 0
H | 0 | 0 | 0 | 0 | 0 | 0
LFG | 0 | 0 | 0 | 0 | 0 | 0
Nuc | 0 | 0 | 0 | 0 | 0 | 0
PS | 0 | 0 | 0 | 0 | 0 | 0
PV | 0 | 0 | 0 | 0 | 0 | 0
PeakG | 0 | 0 | 0 | 0 | 0 | 0
PeakO | 0 | 0 | 0 | 0 | 43.25 | 43.25
ST | 0 | 0 | 0 | 0 | 0 | 0
STOG | 0 | 0 | 0 | 0 | 279 | 279
STWD | 0 | 0 | 0 | 0 | 0 | 0
WT | 0 | 0 | 0 | 0 | 0 | 0
IGCC | 0 | 0 | 0 | 0 | 0 | 0
DemandResponse | 0 | 0 | 0 | 0 | 0 | 0
IGCC-CCS | 0 | 0 | 0 | 0 | 0 | 0
WT_off | 0 | 0 | 0 | 0 | 0 | 0
PseudoUnit | 0 | 0 | 0 | 0 | 0 | 0
FixedInterchange | 0 | 0 | 0 | 0 | 0 | 0
Cumulative Retirements of Capacity by Reporting Type: MISO_MI
ReportingType | 2015 | 2020 | 2025 | 2030 | 2035 | 2040
BM | 0 | 0 | 0 | 0 | 0 | 0
CC | 0 | 0 | 0 | 0 | 1599 | 1599
CSP | 0 | 0 | 0 | 0 | 0 | 0
CT | 0 | 0 | 0 | 0 | 0 | 0
Coal | 3700 | 9232 | 9232 | 9232 | 9232 | 9232
Geo | 0 | 0 | 0 | 0 | 0 | 0
H | 0 | 0 | 0 | 0 | 0 | 0
LFG | 0 | 0 | 0 | 0 | 0 | 0
Nuc | 0 | 0 | 0 | 0 | 778 | 778
PS | 0 | 0 | 0 | 0 | 0 | 0
PV | 0 | 0 | 0 | 0 | 0 | 0
PeakG | 0 | 0 | 0 | 0 | 0 | 0
PeakO | 0 | 0 | 0 | 0 | 52.9 | 52.9
ST | 0 | 0 | 0 | 0 | 0 | 0
STOG | 0 | 0 | 0 | 0 | 2852 | 2852
STWD | 0 | 0 | 0 | 0 | 0 | 0
WT | 0 | 0 | 0 | 0 | 0 | 0
IGCC | 0 | 0 | 0 | 0 | 0 | 0
DemandResponse | 0 | 0 | 0 | 0 | 0 | 0
IGCC-CCS | 0 | 0 | 0 | 0 | 0 | 0
WT_off | 0 | 0 | 0 | 0 | 0 | 0
PseudoUnit | 0 | 0 | 0 | 0 | 0 | 0
FixedInterchange | 0 | 0 | 0 | 0 | 0 | 0
Cumulative Retirements of Capacity by Reporting Type: MISO_MO-IL
ReportingType | 2015 | 2020 | 2025 | 2030 | 2035 | 2040
BM | 0 | 0 | 0 | 0 | 0 | 0
CC | 0 | 0 | 0 | 0 | 0 | 0
CSP | 0 | 0 | 0 | 0 | 0 | 0
CT | 0 | 0 | 0 | 0 | 0 | 0
Coal | 3679.69 | 10209.69 | 10236.7 | 11815.7 | 12407.7 | 12407.7
Geo | 0 | 0 | 0 | 0 | 0 | 0
H | 0 | 0 | 0 | 0 | 0 | 0
LFG | 0 | 0 | 0 | 0 | 0 | 0
Nuc | 0 | 0 | 0 | 0 | 0 | 0
PS | 0 | 0 | 0 | 0 | 0 | 0
PV | 0 | 0 | 0 | 0 | 0 | 0
PeakG | 0 | 0 | 0 | 0 | 0 | 0
PeakO | 0 | 0 | 0 | 0 | 162.19 | 162.19
ST | 0 | 0 | 0 | 0 | 0 | 0
STOG | 0 | 0 | 0 | 0 | 592 | 592
STWD | 0 | 0 | 0 | 0 | 0 | 0
WT | 0 | 0 | 0 | 0 | 0 | 0
IGCC | 0 | 0 | 0 | 0 | 0 | 0
DemandResponse | 0 | 0 | 0 | 0 | 0 | 0
IGCC-CCS | 0 | 0 | 0 | 0 | 0 | 0
WT_off | 0 | 0 | 0 | 0 | 0 | 0
PseudoUnit | 0 | 0 | 0 | 0 | 0 | 0
FixedInterchange | 0 | 0 | 0 | 0 | 0 | 0
Cumulative Retirements of Capacity by Reporting Type: MISO_W
ReportingType | 2015 | 2020 | 2025 | 2030 | 2035 | 2040
BM | 0 | 0 | 0 | 0 | 0 | 0
CC | 0 | 0 | 0 | 0 | 62 | 62
CSP | 0 | 0 | 0 | 0 | 0 | 0
CT | 0 | 0 | 0 | 0 | 0 | 0
Coal | 3190.66 | 7759 | 7759 | 8110.3 | 12784.06 | 12784.06
Geo | 0 | 0 | 0 | 0 | 0 | 0
H | 0 | 0 | 0 | 0 | 0 | 0
LFG | 0 | 0 | 0 | 0 | 0 | 0
Nuc | 0 | 0 | 0 | 0 | 2361.23 | 2361.23
PS | 0 | 0 | 0 | 0 | 0 | 0
PV | 0 | 0 | 0 | 0 | 0 | 0
PeakG | 0 | 0 | 0 | 0 | 0 | 0
PeakO | 0 | 0 | 0 | 0 | 856.22 | 856.22
ST | 0 | 0 | 0 | 0 | 0 | 0
STOG | 0 | 0 | 0 | 0 | 172 | 172
STWD | 0 | 0 | 0 | 0 | 0 | 0
WT | 0 | 0 | 0 | 0 | 0 | 0
IGCC | 0 | 0 | 0 | 0 | 0 | 0
DemandResponse | 0 | 0 | 0 | 0 | 0 | 0
IGCC-CCS | 0 | 0 | 0 | 0 | 0 | 0
WT_off | 0 | 0 | 0 | 0 | 0 | 0
PseudoUnit | 0 | 0 | 0 | 0 | 0 | 0
FixedInterchange | 0 | 0 | 0 | 0 | 0 | 0
Cumulative Retirements of Capacity by Reporting Type: MISO_WUMS
ReportingType | 2015 | 2020 | 2025 | 2030 | 2035 | 2040
BM | 0 | 0 | 0 | 0 | 0 | 0
CC | 0 | 0 | 0 | 0 | 0 | 0
CSP | 0 | 0 | 0 | 0 | 0 | 0
CT | 0 | 0 | 0 | 0 | 0 | 0
Coal | 2577.54 | 4268.1 | 5045.67 | 5045.67 | 6369.85 | 6369.85
Geo | 0 | 0 | 0 | 0 | 0 | 0
H | 0 | 0 | 0 | 0 | 0 | 0
LFG | 0 | 0 | 0 | 0 | 0 | 0
Nuc | 0 | 0 | 0 | 0 | 1816.9 | 1816.9
PS | 0 | 0 | 0 | 0 | 0 | 0
PV | 0 | 0 | 0 | 0 | 0 | 0
PeakG | 0 | 0 | 0 | 0 | 0 | 0
PeakO | 0 | 0 | 0 | 0 | 72.4 | 72.4
ST | 0 | 0 | 0 | 0 | 0 | 0
STOG | 59.5 | 59.5 | 59.5 | 59.5 | 360 | 360
STWD | 0 | 0 | 0 | 0 | 0 | 0
WT | 0 | 0 | 0 | 0 | 0 | 0
IGCC | 0 | 0 | 0 | 0 | 0 | 0
DemandResponse | 0 | 0 | 0 | 0 | 0 | 0
IGCC-CCS | 0 | 0 | 0 | 0 | 0 | 0
WT_off | 0 | 0 | 0 | 0 | 0 | 0
PseudoUnit | 0 | 0 | 0 | 0 | 0 | 0
FixedInterchange | 0 | 0 | 0 | 0 | 0 | 0
Cumulative Retirements of Capacity by Reporting Type: Nebraska
ReportingType | 2015 | 2020 | 2025 | 2030 | 2035 | 2040
BM | 0 | 0 | 0 | 0 | 0 | 0
CC | 0 | 0 | 0 | 0 | 0 | 0
CSP | 0 | 0 | 0 | 0 | 0 | 0
CT | 0 | 0 | 0 | 0 | 0 | 0
Coal | 0 | 1830.8 | 1830.8 | 1830.8 | 3195.8 | 3195.8
Geo | 0 | 0 | 0 | 0 | 0 | 0
H | 0 | 0 | 0 | 0 | 0 | 0
LFG | 0 | 0 | 0 | 0 | 0 | 0
Nuc | 0 | 0 | 0 | 0 | 1251.8 | 1251.8
PS | 0 | 0 | 0 | 0 | 0 | 0
PV | 0 | 0 | 0 | 0 | 0 | 0
PeakG | 0 | 0 | 0 | 0 | 0 | 0
PeakO | 0 | 0 | 0 | 0 | 0 | 0
ST | 0 | 0 | 0 | 0 | 0 | 0
STOG | 270 | 270 | 270 | 270 | 270 | 270
STWD | 0 | 0 | 0 | 0 | 0 | 0
WT | 0 | 0 | 0 | 0 | 0 | 0
IGCC | 0 | 0 | 0 | 0 | 0 | 0
DemandResponse | 0 | 0 | 0 | 0 | 0 | 0
IGCC-CCS | 0 | 0 | 0 | 0 | 0 | 0
WT_off | 0 | 0 | 0 | 0 | 0 | 0
PseudoUnit | 0 | 0 | 0 | 0 | 0 | 0
FixedInterchange | 0 | 0 | 0 | 0 | 0 | 0
Cumulative Retirements of Capacity by Reporting Type: NEISO
ReportingType | 2015 | 2020 | 2025 | 2030 | 2035 | 2040
BM | 0 | 0 | 0 | 0 | 0 | 0
CC | 2884.99 | 4924.74 | 7266.15 | 7266.15 | 7266.15 | 7517.52
CSP | 0 | 0 | 0 | 0 | 0 | 0
CT | 0 | 0 | 0 | 9.5 | 9.5 | 9.5
Coal | 401.05 | 2082.63 | 2570.13 | 2570.13 | 2570.13 | 2570.13
Geo | 0 | 0 | 0 | 0 | 0 | 0
H | 0 | 0 | 0 | 0 | 0 | 0
LFG | 0 | 0 | 0 | 0 | 0 | 0
Nuc | 0 | 0 | 0 | 0 | 1289 | 2165.92
PS | 0 | 0 | 0 | 0 | 0 | 0
PV | 0 | 0 | 0 | 0 | 0 | 0
PeakG | 0 | 0 | 0 | 0 | 0 | 0
PeakO | 1183 | 1183 | 1183 | 1183 | 1183 | 1183
ST | 0 | 0 | 0 | 0 | 0 | 0
STOG | 6237 | 6237 | 6237 | 6237 | 6237 | 6237
STWD | 0 | 0 | 0 | 0 | 0 | 0
WT | 0 | 0 | 0 | 0 | 0 | 0
IGCC | 0 | 0 | 0 | 0 | 0 | 0
DemandResponse | 0 | 0 | 0 | 0 | 0 | 0
IGCC-CCS | 0 | 0 | 0 | 0 | 0 | 0
WT_off | 0 | 0 | 0 | 0 | 0 | 0
PseudoUnit | 0 | 0 | 0 | 0 | 0 | 0
FixedInterchange | 0 | 0 | 0 | 0 | 0 | 0
Cumulative Retirements of Capacity by Reporting Type: NonRTO_Midwest
ReportingType | 2015 | 2020 | 2025 | 2030 | 2035 | 2040
BM | 0 | 0 | 0 | 0 | 0 | 0
CC | 0 | 0 | 0 | 0 | 0 | 357.85
CSP | 0 | 0 | 0 | 0 | 0 | 0
CT | 0 | 0 | 0 | 0 | 0 | 0
Coal | 1674.5 | 2287.16 | 3121.64 | 7205.3 | 7205.3 | 7205.3
Geo | 0 | 0 | 0 | 0 | 0 | 0
H | 0 | 0 | 0 | 0 | 0 | 0
LFG | 0 | 0 | 0 | 0 | 0 | 0
Nuc | 0 | 0 | 0 | 0 | 0 | 0
PS | 0 | 0 | 0 | 0 | 0 | 0
PV | 0 | 0 | 0 | 0 | 0 | 0
PeakG | 0 | 0 | 0 | 1303.27 | 2429.33 | 2429.33
PeakO | 0 | 0 | 0 | 12 | 12 | 12
ST | 0 | 0 | 0 | 0 | 0 | 0
STOG | 0 | 0 | 0 | 0 | 0 | 0
STWD | 0 | 0 | 0 | 0 | 0 | 0
WT | 0 | 0 | 0 | 0 | 0 | 0
IGCC | 0 | 0 | 0 | 0 | 0 | 0
DemandResponse | 0 | 0 | 0 | 0 | 0 | 0
IGCC-CCS | 0 | 0 | 0 | 0 | 0 | 0
WT_off | 0 | 0 | 0 | 0 | 0 | 0
PseudoUnit | 0 | 0 | 0 | 0 | 0 | 0
FixedInterchange | 0 | 0 | 0 | 0 | 0 | 0
Cumulative Retirements of Capacity by Reporting Type: NYISO_A-F
ReportingType | 2015 | 2020 | 2025 | 2030 | 2035 | 2040
BM | 0 | 0 | 0 | 0 | 0 | 0
CC | 2634.78 | 2634.78 | 2634.78 | 2634.78 | 2634.78 | 3111.57
CSP | 0 | 0 | 0 | 0 | 0 | 0
CT | 0 | 0 | 0 | 0 | 0 | 0
Coal | 1187.7 | 1629.65 | 2251.9 | 2251.9 | 2251.9 | 2251.9
Geo | 0 | 0 | 0 | 0 | 0 | 0
H | 0 | 0 | 0 | 0 | 0 | 0
LFG | 0 | 0 | 0 | 0 | 0 | 0
Nuc | 0 | 0 | 0 | 621.2 | 1201.7 | 2053.9
PS | 0 | 0 | 0 | 0 | 0 | 0
PV | 0 | 0 | 0 | 0 | 0 | 0
PeakG | 0 | 0 | 0 | 0 | 0 | 0
PeakO | 39 | 39 | 39 | 39 | 39 | 39
ST | 0 | 0 | 0 | 0 | 0 | 0
STOG | 1701 | 1701 | 1701 | 1701 | 1701 | 1701
STWD | 0 | 0 | 0 | 0 | 0 | 0
WT | 0 | 0 | 0 | 0 | 0 | 0
IGCC | 0 | 0 | 0 | 0 | 0 | 0
DemandResponse | 0 | 0 | 0 | 0 | 0 | 0
IGCC-CCS | 0 | 0 | 0 | 0 | 0 | 0
WT_off | 0 | 0 | 0 | 0 | 0 | 0
PseudoUnit | 0 | 0 | 0 | 0 | 0 | 0
FixedInterchange | 0 | 0 | 0 | 0 | 0 | 0
Cumulative Retirements of Capacity by Reporting Type: NYISO_G-I
ReportingType | 2015 | 2020 | 2025 | 2030 | 2035 | 2040
BM | 0 | 0 | 0 | 0 | 0 | 0
CC | 0 | 0 | 0 | 0 | 0 | 0
CSP | 0 | 0 | 0 | 0 | 0 | 0
CT | 0 | 0 | 0 | 0 | 0 | 0
Coal | 135.7 | 368.2 | 368.2 | 368.2 | 368.2 | 368.2
Geo | 0 | 0 | 0 | 0 | 0 | 0
H | 0 | 0 | 0 | 0 | 0 | 0
LFG | 0 | 0 | 0 | 0 | 0 | 0
Nuc | 0 | 0 | 0 | 0 | 1019.6 | 2044.6
PS | 0 | 0 | 0 | 0 | 0 | 0
PV | 0 | 0 | 0 | 0 | 0 | 0
PeakG | 0 | 0 | 0 | 0 | 0 | 0
PeakO | 0 | 0 | 0 | 0 | 0 | 0
ST | 0 | 0 | 0 | 0 | 0 | 0
STOG | 2431 | 2431 | 2431 | 2431 | 2431 | 2431
STWD | 0 | 0 | 0 | 0 | 0 | 0
WT | 0 | 0 | 0 | 0 | 0 | 0
IGCC | 0 | 0 | 0 | 0 | 0 | 0
DemandResponse | 0 | 0 | 0 | 0 | 0 | 0
IGCC-CCS | 0 | 0 | 0 | 0 | 0 | 0
WT_off | 0 | 0 | 0 | 0 | 0 | 0
PseudoUnit | 0 | 0 | 0 | 0 | 0 | 0
FixedInterchange | 0 | 0 | 0 | 0 | 0 | 0
Cumulative Retirements of Capacity by Reporting Type: NYISO_J-K
ReportingType | 2015 | 2020 | 2025 | 2030 | 2035 | 2040
BM | 0 | 0 | 0 | 0 | 0 | 0
CC | 0 | 0 | 0 | 0 | 0 | 0
CSP | 0 | 0 | 0 | 0 | 0 | 0
CT | 0 | 0 | 0 | 0 | 0 | 0
Coal | 0 | 0 | 0 | 0 | 0 | 0
Geo | 0 | 0 | 0 | 0 | 0 | 0
H | 0 | 0 | 0 | 0 | 0 | 0
LFG | 0 | 0 | 0 | 0 | 0 | 0
Nuc | 0 | 0 | 0 | 0 | 0 | 0
PS | 0 | 0 | 0 | 0 | 0 | 0
PV | 0 | 0 | 0 | 0 | 0 | 0
PeakG | 0 | 0 | 0 | 0 | 0 | 0
PeakO | 0 | 0 | 0 | 0 | 0 | 0
ST | 0 | 0 | 0 | 0 | 0 | 0
STOG | 3448.01 | 3448.01 | 3448.01 | 3448.01 | 3561.24 | 3561.24
STWD | 0 | 0 | 0 | 0 | 0 | 0
WT | 0 | 0 | 0 | 0 | 0 | 0
IGCC | 0 | 0 | 0 | 0 | 0 | 0
DemandResponse | 0 | 0 | 0 | 0 | 0 | 0
IGCC-CCS | 0 | 0 | 0 | 0 | 0 | 0
WT_off | 0 | 0 | 0 | 0 | 0 | 0
PseudoUnit | 0 | 0 | 0 | 0 | 0 | 0
FixedInterchange | 0 | 0 | 0 | 0 | 0 | 0
Cumulative Retirements of Capacity by Reporting Type: PJM_E
ReportingType | 2015 | 2020 | 2025 | 2030 | 2035 | 2040
BM | 0 | 0 | 0 | 0 | 0 | 0
CC | 523 | 523 | 523 | 523 | 1621.3 | 1621.3
CSP | 0 | 0 | 0 | 0 | 0 | 0
CT | 0 | 0 | 0 | 0 | 0 | 26.2
Coal | 2804 | 2804 | 3372 | 3372 | 3372 | 3372
Geo | 0 | 0 | 0 | 0 | 0 | 0
H | 0 | 0 | 0 | 0 | 0 | 0
LFG | 0 | 0 | 0 | 0 | 0 | 0
Nuc | 0 | 614.5 | 614.5 | 614.5 | 2838.5 | 4012.5
PS | 0 | 0 | 0 | 0 | 0 | 0
PV | 0 | 0 | 0 | 0 | 0 | 0
PeakG | 268.5 | 268.5 | 268.5 | 268.5 | 268.5 | 268.5
PeakO | 2.7 | 2.7 | 2.7 | 2.7 | 1691.77 | 1691.77
ST | 0 | 0 | 0 | 0 | 0 | 0
STOG | 3252 | 3252 | 3252 | 3252 | 3252 | 3252
STWD | 0 | 0 | 0 | 0 | 0 | 0
WT | 0 | 0 | 0 | 0 | 0 | 0
IGCC | 0 | 0 | 0 | 0 | 0 | 0
DemandResponse | 0 | 0 | 0 | 0 | 0 | 0
IGCC-CCS | 0 | 0 | 0 | 0 | 0 | 0
WT_off | 0 | 0 | 0 | 0 | 0 | 0
PseudoUnit | 0 | 0 | 0 | 0 | 0 | 0
FixedInterchange | 0 | 0 | 0 | 0 | 0 | 0
Cumulative Retirements of Capacity by Reporting Type: PJM_ROM
ReportingType | 2015 | 2020 | 2025 | 2030 | 2035 | 2040
BM | 0 | 0 | 0 | 0 | 0 | 0
CC | 0 | 0 | 0 | 0 | 1397 | 3075.5
CSP | 0 | 0 | 0 | 0 | 0 | 0
CT | 0 | 0 | 0 | 0 | 16 | 16
Coal | 6197.03 | 7431.03 | 12988.28 | 12988.28 | 13387.5 | 13387.5
Geo | 0 | 0 | 0 | 0 | 0 | 0
H | 0 | 0 | 0 | 0 | 0 | 0
LFG | 0 | 0 | 0 | 0 | 0 | 0
Nuc | 0 | 0 | 0 | 0 | 1732 | 2631
PS | 0 | 0 | 0 | 0 | 0 | 0
PV | 0 | 0 | 0 | 0 | 0 | 0
PeakG | 0 | 0 | 0 | 0 | 0 | 0
PeakO | 270 | 270 | 270 | 270 | 1836 | 1836
ST | 0 | 0 | 0 | 0 | 0 | 0
STOG | 4109 | 4109 | 4109 | 4109 | 4109 | 4109
STWD | 0 | 0 | 0 | 0 | 0 | 0
WT | 0 | 0 | 0 | 0 | 0 | 0
IGCC | 0 | 0 | 0 | 0 | 0 | 0
DemandResponse | 0 | 0 | 0 | 0 | 0 | 0
IGCC-CCS | 0 | 0 | 0 | 0 | 0 | 0
WT_off | 0 | 0 | 0 | 0 | 0 | 0
PseudoUnit | 0 | 0 | 0 | 0 | 0 | 0
FixedInterchange | 0 | 0 | 0 | 0 | 0 | 0
Cumulative Retirements of Capacity by Reporting Type: PJM_ROR
ReportingType | 2015 | 2020 | 2025 | 2030 | 2035 | 2040
BM | 0 | 0 | 0 | 0 | 0 | 0
CC | 0 | 0 | 0 | 0 | 5114 | 7246.73
CSP | 0 | 0 | 0 | 0 | 0 | 0
CT | 0 | 0 | 0 | 0 | 29 | 29
Coal | 13016.64 | 26520.8 | 37254.99 | 37892.86 | 38554.99 | 38554.99
Geo | 0 | 0 | 0 | 0 | 0 | 0
H | 0 | 0 | 0 | 0 | 0 | 0
LFG | 0 | 0 | 0 | 0 | 0 | 0
Nuc | 0 | 0 | 0 | 867 | 5142 | 10025.16
PS | 0 | 0 | 0 | 0 | 0 | 0
PV | 0 | 0 | 0 | 0 | 0 | 0
PeakG | 0 | 0 | 0 | 0 | 0 | 0
PeakO | 19 | 19 | 19 | 19 | 1761 | 1761
ST | 0 | 0 | 0 | 0 | 0 | 0
STOG | 2122 | 2122 | 2122 | 2122 | 2122 | 2122
STWD | 0 | 0 | 0 | 0 | 0 | 0
WT | 0 | 0 | 0 | 0 | 0 | 0
IGCC | 0 | 0 | 0 | 0 | 0 | 0
DemandResponse | 0 | 0 | 0 | 0 | 0 | 0
IGCC-CCS | 0 | 0 | 0 | 0 | 0 | 0
WT_off | 0 | 0 | 0 | 0 | 0 | 0
PseudoUnit | 0 | 0 | 0 | 0 | 0 | 0
FixedInterchange | 0 | 0 | 0 | 0 | 0 | 0
Cumulative Retirements of Capacity by Reporting Type: SOCO
ReportingType | 2015 | 2020 | 2025 | 2030 | 2035 | 2040
BM | 0 | 0 | 0 | 0 | 0 | 0
CC | 2409 | 2409 | 2409 | 2409 | 14812 | 19838.9
CSP | 0 | 0 | 0 | 0 | 0 | 0
CT | 0 | 0 | 0 | 0 | 0 | 0
Coal | 6150 | 10534.5 | 16039.08 | 17224.08 | 17224.08 | 17224.08
Geo | 0 | 0 | 0 | 0 | 0 | 0
H | 0 | 0 | 0 | 0 | 0 | 0
LFG | 0 | 0 | 0 | 0 | 0 | 0
Nuc | 0 | 0 | 0 | 0 | 0 | 2645.05
PS | 0 | 0 | 0 | 0 | 0 | 0
PV | 0 | 0 | 0 | 0 | 0 | 0
PeakG | 6516.8 | 6516.8 | 6516.8 | 7934.89 | 9002.37 | 9002.37
PeakO | 1139 | 1139 | 1139 | 1139 | 1139 | 1139
ST | 0 | 0 | 0 | 0 | 0 | 0
STOG | 854 | 854 | 854 | 854 | 854 | 854
STWD | 0 | 0 | 0 | 0 | 0 | 0
WT | 0 | 0 | 0 | 0 | 0 | 0
IGCC | 0 | 0 | 0 | 0 | 0 | 0
DemandResponse | 0 | 0 | 0 | 0 | 0 | 0
IGCC-CCS | 0 | 0 | 0 | 0 | 0 | 0
WT_off | 0 | 0 | 0 | 0 | 0 | 0
PseudoUnit | 0 | 0 | 0 | 0 | 0 | 0
FixedInterchange | 0 | 0 | 0 | 0 | 0 | 0
Cumulative Retirements of Capacity by Reporting Type: SPP_N
ReportingType | 2015 | 2020 | 2025 | 2030 | 2035 | 2040
BM | 0 | 0 | 0 | 0 | 0 | 0
CC | 0 | 0 | 0 | 0 | 0 | 0
CSP | 0 | 0 | 0 | 0 | 0 | 0
CT | 0 | 0 | 0 | 0 | 0 | 0
Coal | 0 | 2345.5 | 3795.5 | 4168.5 | 5932.5 | 5932.5
Geo | 0 | 0 | 0 | 0 | 0 | 0
H | 0 | 0 | 0 | 0 | 0 | 0
LFG | 0 | 0 | 0 | 0 | 0 | 0
Nuc | 0 | 0 | 0 | 0 | 0 | 0
PS | 0 | 0 | 0 | 0 | 0 | 0
PV | 0 | 0 | 0 | 0 | 0 | 0
PeakG | 0 | 0 | 0 | 0 | 0 | 0
PeakO | 0 | 0 | 0 | 0 | 0 | 0
ST | 0 | 0 | 0 | 0 | 0 | 0
STOG | 1130.08 | 1130.08 | 1130.08 | 1130.08 | 1254.08 | 1254.08
STWD | 0 | 0 | 0 | 0 | 0 | 0
WT | 0 | 0 | 0 | 0 | 0 | 0
IGCC | 0 | 0 | 0 | 0 | 0 | 0
DemandResponse | 0 | 0 | 0 | 0 | 0 | 0
IGCC-CCS | 0 | 0 | 0 | 0 | 0 | 0
WT_off | 0 | 0 | 0 | 0 | 0 | 0
PseudoUnit | 0 | 0 | 0 | 0 | 0 | 0
FixedInterchange | 0 | 0 | 0 | 0 | 0 | 0
Cumulative Retirements of Capacity by Reporting Type: SPP_S
ReportingType | 2015 | 2020 | 2025 | 2030 | 2035 | 2040
BM | 0 | 0 | 0 | 0 | 0 | 0
CC | 0 | 0 | 0 | 0 | 0 | 0
CSP | 0 | 0 | 0 | 0 | 0 | 0
CT | 0 | 0 | 0 | 0 | 0 | 0
Coal | 2 | 5163 | 10268.41 | 10268.41 | 13139.93 | 13139.93
Geo | 0 | 0 | 0 | 0 | 0 | 0
H | 0 | 0 | 0 | 0 | 0 | 0
LFG | 0 | 0 | 0 | 0 | 0 | 0
Nuc | 0 | 0 | 0 | 0 | 0 | 0
PS | 0 | 0 | 0 | 0 | 0 | 0
PV | 0 | 0 | 0 | 0 | 0 | 0
PeakG | 0 | 0 | 0 | 0 | 0 | 0
PeakO | 0 | 0 | 0 | 0 | 0 | 0
ST | 0 | 0 | 0 | 0 | 0 | 0
STOG | 5354.59 | 5354.59 | 5354.59 | 5354.59 | 7804.75 | 7804.75
STWD | 0 | 0 | 0 | 0 | 0 | 0
WT | 0 | 0 | 0 | 0 | 0 | 0
IGCC | 0 | 0 | 0 | 0 | 0 | 0
DemandResponse | 0 | 0 | 0 | 0 | 0 | 0
IGCC-CCS | 0 | 0 | 0 | 0 | 0 | 0
WT_off | 0 | 0 | 0 | 0 | 0 | 0
PseudoUnit | 0 | 0 | 0 | 0 | 0 | 0
FixedInterchange | 0 | 0 | 0 | 0 | 0 | 0
Cumulative Retirements of Capacity by Reporting Type: TVA
ReportingType | 2015 | 2020 | 2025 | 2030 | 2035 | 2040
BM | 0 | 0 | 0 | 0 | 0 | 0
CC | 0 | 0 | 0 | 0 | 4709.69 | 5807.69
CSP | 0 | 0 | 0 | 0 | 0 | 0
CT | 0 | 0 | 0 | 0 | 0 | 0
Coal | 5599.03 | 8233 | 10111.93 | 14310.15 | 14310.15 | 14310.15
Geo | 0 | 0 | 0 | 0 | 0 | 0
H | 0 | 0 | 0 | 0 | 0 | 0
LFG | 0 | 0 | 0 | 0 | 0 | 0
Nuc | 0 | 0 | 0 | 0 | 2512.33 | 3791
PS | 0 | 0 | 0 | 0 | 0 | 0
PV | 0 | 0 | 0 | 0 | 0 | 0
PeakG | 60.51 | 60.51 | 60.51 | 60.51 | 60.51 | 60.51
PeakO | 49.72 | 49.72 | 49.72 | 83 | 83 | 83
ST | 0 | 0 | 0 | 0 | 0 | 0
STOG | 0 | 0 | 0 | 0 | 0 | 0
STWD | 0 | 0 | 0 | 0 | 0 | 0
WT | 0 | 0 | 0 | 0 | 0 | 0
IGCC | 0 | 0 | 0 | 0 | 0 | 0
DemandResponse | 0 | 0 | 0 | 0 | 0 | 0
IGCC-CCS | 0 | 0 | 0 | 0 | 0 | 0
WT_off | 0 | 0 | 0 | 0 | 0 | 0
PseudoUnit | 0 | 0 | 0 | 0 | 0 | 0
FixedInterchange | 0 | 0 | 0 | 0 | 0 | 0
Cumulative Retirements of Capacity by Reporting Type: TVA_Transmission
ReportingType | 2015 | 2020 | 2025 | 2030 | 2035 | 2040
BM | 0 | 0 | 0 | 0 | 0 | 0
CC | 0 | 0 | 0 | 0 | 0 | 0
CSP | 0 | 0 | 0 | 0 | 0 | 0
CT | 0 | 0 | 0 | 0 | 0 | 0
Coal | 0 | 0 | 0 | 0 | 0 | 0
Geo | 0 | 0 | 0 | 0 | 0 | 0
H | 0 | 0 | 0 | 0 | 0 | 0
LFG | 0 | 0 | 0 | 0 | 0 | 0
Nuc | 0 | 0 | 0 | 0 | 0 | 0
PS | 0 | 0 | 0 | 0 | 0 | 0
PV | 0 | 0 | 0 | 0 | 0 | 0
PeakG | 0 | 0 | 0 | 0 | 0 | 0
PeakO | 0 | 0 | 0 | 0 | 0 | 0
ST | 0 | 0 | 0 | 0 | 0 | 0
STOG | 0 | 0 | 0 | 0 | 0 | 0
STWD | 0 | 0 | 0 | 0 | 0 | 0
WT | 0 | 0 | 0 | 0 | 0 | 0
IGCC | 0 | 0 | 0 | 0 | 0 | 0
DemandResponse | 0 | 0 | 0 | 0 | 0 | 0
IGCC-CCS | 0 | 0 | 0 | 0 | 0 | 0
WT_off | 0 | 0 | 0 | 0 | 0 | 0
PseudoUnit | 0 | 0 | 0 | 0 | 0 | 0
FixedInterchange | 0 | 0 | 0 | 0 | 0 | 0
Cumulative Retirements of Capacity by Reporting Type: VACAR
ReportingType | 2015 | 2020 | 2025 | 2030 | 2035 | 2040
BM | 0 | 0 | 0 | 0 | 0 | 0
CC | 0 | 0 | 0 | 0 | 2076.34 | 2076.34
CSP | 0 | 0 | 0 | 0 | 0 | 0
CT | 0 | 0 | 0 | 717.2 | 717.2 | 717.2
Coal | 2954 | 7383 | 10030.69 | 18017.65 | 18446.79 | 18446.79
Geo | 0 | 0 | 0 | 0 | 0 | 0
H | 0 | 0 | 0 | 0 | 0 | 0
LFG | 0 | 0 | 0 | 0 | 0 | 0
Nuc | 0 | 0 | 0 | 0 | 3248 | 5106
PS | 0 | 0 | 0 | 0 | 0 | 0
PV | 0 | 0 | 0 | 0 | 0 | 0
PeakG | 0 | 0 | 0 | 0 | 0 | 0
PeakO | 0 | 0 | 0 | 0 | 1268 | 1268
ST | 0 | 0 | 0 | 0 | 0 | 0
STOG | 0 | 0 | 0 | 0 | 92 | 92
STWD | 0 | 0 | 0 | 0 | 0 | 0
WT | 0 | 0 | 0 | 0 | 0 | 0
IGCC | 0 | 0 | 0 | 0 | 0 | 0
DemandResponse | 0 | 0 | 0 | 0 | 0 | 0
IGCC-CCS | 0 | 0 | 0 | 0 | 0 | 0
WT_off | 0 | 0 | 0 | 0 | 0 | 0
PseudoUnit | 0 | 0 | 0 | 0 | 0 | 0
FixedInterchange | 0 | 0 | 0 | 0 | 0 | 0
Cumulative Retirements of Capacity by Reporting Type: IESO
ReportingType | 2015 | 2020 | 2025 | 2030 | 2035 | 2040
BM | 0 | 0 | 0 | 0 | 0 | 0
CC | 5943 | 5943 | 5943 | 5943 | 5943 | 5943
CSP | 0 | 0 | 0 | 0 | 0 | 0
CT | 0 | 0 | 0 | 0 | 368 | 368
Coal | 6416 | 6416 | 6416 | 6416 | 6416 | 6416
Geo | 0 | 0 | 0 | 0 | 0 | 0
H | 0 | 0 | 0 | 0 | 0 | 0
LFG | 0 | 0 | 0 | 0 | 0 | 0
Nuc | 0 | 0 | 0 | 0 | 1030 | 2570
PS | 0 | 0 | 0 | 0 | 0 | 0
PV | 0 | 0 | 0 | 0 | 1067.26 | 1067.26
PeakG | 584 | 584 | 584 | 584 | 584 | 584
PeakO | 175 | 175 | 175 | 175 | 175 | 175
ST | 0 | 0 | 0 | 0 | 0 | 0
STOG | 2126 | 2126 | 2126 | 2126 | 2126 | 2126
STWD | 0 | 0 | 0 | 0 | 0 | 0
WT | 0 | 0 | 0 | 0 | 0 | 0
IGCC | 0 | 0 | 0 | 0 | 0 | 0
DemandResponse | 0 | 0 | 0 | 0 | 0 | 0
IGCC-CCS | 0 | 0 | 0 | 0 | 0 | 0
WT_off | 0 | 0 | 0 | 0 | 0 | 0
PseudoUnit | 0 | 0 | 0 | 0 | 0 | 0
FixedInterchange | 0 | 0 | 0 | 0 | 0 | 0
Cumulative Retirements of Capacity by Reporting Type: MAPP_CA
ReportingType | 2015 | 2020 | 2025 | 2030 | 2035 | 2040
BM | 0 | 0 | 0 | 0 | 0 | 0
CC | 0 | 0 | 731 | 731 | 731 | 731
CSP | 0 | 0 | 0 | 0 | 0 | 0
CT | 0 | 0 | 0 | 0 | 0 | 0
Coal | 795.09 | 1355.42 | 1745.9 | 1745.9 | 1745.9 | 1745.9
Geo | 0 | 0 | 0 | 0 | 0 | 0
H | 0 | 0 | 0 | 0 | 0 | 0
LFG | 0 | 0 | 0 | 0 | 0 | 0
Nuc | 0 | 0 | 0 | 0 | 0 | 0
PS | 0 | 0 | 0 | 0 | 0 | 0
PV | 0 | 0 | 0 | 0 | 0 | 0
PeakG | 0 | 0 | 553 | 559 | 559 | 559
PeakO | 0 | 0 | 4 | 4 | 4 | 4
ST | 0 | 0 | 0 | 0 | 0 | 0
STOG | 0 | 0 | 126 | 126 | 126 | 126
STWD | 0 | 0 | 0 | 0 | 0 | 0
WT | 0 | 0 | 0 | 0 | 302.4 | 302.4
IGCC | 0 | 0 | 0 | 0 | 0 | 0
DemandResponse | 0 | 0 | 0 | 0 | 0 | 0
IGCC-CCS | 0 | 0 | 0 | 0 | 0 | 0
WT_off | 0 | 0 | 0 | 0 | 0 | 0
PseudoUnit | 0 | 0 | 0 | 0 | 0 | 0
FixedInterchange | 0 | 0 | 0 | 0 | 0 | 0
Cumulative Retirements of Capacity by Reporting Type: AZ_NM_SNV_Coal
ReportingType | 2015 | 2020 | 2025 | 2030 | 2035 | 2040
BM | 0 | 0 | 0 | 0 | 0 | 0
CC | 0 | 0 | 0 | 0 | 0 | 0
CSP | 0 | 0 | 0 | 0 | 0 | 0
CT | 0 | 0 | 0 | 0 | 0 | 0
Coal | 0 | 0 | 1619.82 | 9034.04 | 9648 | 9648
Geo | 0 | 0 | 0 | 0 | 0 | 0
H | 0 | 0 | 0 | 0 | 0 | 0
LFG | 0 | 0 | 0 | 0 | 0 | 0
Nuc | 0 | 0 | 0 | 0 | 0 | 0
PS | 0 | 0 | 0 | 0 | 0 | 0
PV | 0 | 0 | 0 | 0 | 0 | 0
PeakG | 0 | 0 | 0 | 0 | 0 | 0
PeakO | 0 | 0 | 0 | 0 | 0 | 0
ST | 0 | 0 | 0 | 0 | 0 | 0
STOG | 0 | 0 | 0 | 0 | 0 | 0
STWD | 0 | 0 | 0 | 0 | 0 | 0
WT | 0 | 0 | 0 | 0 | 0 | 0
IGCC | 0 | 0 | 0 | 0 | 0 | 0
DemandResponse | 0 | 0 | 0 | 0 | 0 | 0
IGCC-CCS | 0 | 0 | 0 | 0 | 0 | 0
WT_off | 0 | 0 | 0 | 0 | 0 | 0
PseudoUnit | 0 | 0 | 0 | 0 | 0 | 0
FixedInterchange | 0 | 0 | 0 | 0 | 0 | 0
Cumulative Retirements of Capacity by Reporting Type: AZ_NM_SNV_Gas
ReportingType | 2015 | 2020 | 2025 | 2030 | 2035 | 2040
BM | 0 | 0 | 0 | 0 | 0 | 0
CC | 3126.55 | 3126.55 | 3126.55 | 3126.55 | 7320.9 | 8221.53
CSP | 0 | 0 | 0 | 0 | 0 | 0
CT | 0 | 0 | 0 | 0 | 736 | 736
Coal | 0 | 0 | 0 | 0 | 0 | 0
Geo | 0 | 0 | 0 | 0 | 0 | 0
H | 0 | 0 | 0 | 0 | 0 | 0
LFG | 0 | 0 | 0 | 0 | 0 | 0
Nuc | 0 | 0 | 0 | 0 | 0 | 0
PS | 0 | 0 | 0 | 0 | 0 | 0
PV | 0 | 0 | 0 | 0 | 0 | 0
PeakG | 0 | 0 | 0 | 0 | 0 | 0
PeakO | 0 | 0 | 0 | 0 | 0 | 0
ST | 0 | 0 | 0 | 0 | 0 | 0
STOG | 2064 | 2064 | 2064 | 2064 | 2064 | 2064
STWD | 0 | 0 | 0 | 0 | 0 | 0
WT | 0 | 0 | 0 | 0 | 0 | 0
IGCC | 0 | 0 | 0 | 0 | 0 | 0
DemandResponse | 0 | 0 | 0 | 0 | 0 | 0
IGCC-CCS | 0 | 0 | 0 | 0 | 0 | 0
WT_off | 0 | 0 | 0 | 0 | 0 | 0
PseudoUnit | 0 | 0 | 0 | 0 | 0 | 0
FixedInterchange | 0 | 0 | 0 | 0 | 0 | 0
Cumulative Retirements of Capacity by Reporting Type: AZ_NM_SNV_NucRenew
ReportingType | 2015 | 2020 | 2025 | 2030 | 2035 | 2040
BM | 0 | 0 | 0 | 0 | 0 | 0
CC | 0 | 0 | 0 | 0 | 0 | 0
CSP | 65 | 65 | 65 | 65 | 65 | 65
CT | 0 | 0 | 0 | 0 | 0 | 0
Coal | 0 | 0 | 0 | 0 | 0 | 0
Geo | 0 | 0 | 0 | 0 | 0 | 0
H | 0 | 0 | 0 | 0 | 0 | 0
LFG | 0 | 0 | 0 | 0 | 0 | 0
Nuc | 0 | 0 | 0 | 0 | 0 | 0
PS | 0 | 0 | 0 | 0 | 0 | 0
PV | 0 | 0 | 0 | 0 | 0 | 0
PeakG | 0 | 0 | 0 | 0 | 0 | 0
PeakO | 0 | 0 | 0 | 0 | 0 | 0
ST | 0 | 0 | 0 | 0 | 0 | 0
STOG | 0 | 0 | 0 | 0 | 0 | 0
STWD | 0 | 0 | 0 | 0 | 0 | 0
WT | 0 | 0 | 0 | 0 | 0 | 0
IGCC | 0 | 0 | 0 | 0 | 0 | 0
DemandResponse | 0 | 0 | 0 | 0 | 0 | 0
IGCC-CCS | 0 | 0 | 0 | 0 | 0 | 0
WT_off | 0 | 0 | 0 | 0 | 0 | 0
PseudoUnit | 0 | 0 | 0 | 0 | 0 | 0
FixedInterchange | 0 | 0 | 0 | 0 | 0 | 0
Cumulative Retirements of Capacity by Reporting Type: ERCOT
ReportingType | 2015 | 2020 | 2025 | 2030 | 2035 | 2040
BM | 0 | 0 | 0 | 0 | 0 | 0
CC | 0 | 0 | 0 | 0 | 11043.35 | 14643.9
CSP | 0 | 0 | 0 | 0 | 0 | 0
CT | 0 | 0 | 0 | 0 | 250 | 250
Coal | 499 | 6912 | 14153.23 | 15035.79 | 15206.87 | 15206.87
Geo | 0 | 0 | 0 | 0 | 0 | 0
H | 0 | 0 | 0 | 0 | 0 | 0
LFG | 0 | 0 | 0 | 0 | 0 | 0
Nuc | 0 | 0 | 0 | 0 | 0 | 0
PS | 0 | 0 | 0 | 0 | 0 | 0
PV | 0 | 0 | 0 | 0 | 0 | 0
PeakG | 0 | 0 | 0 | 0 | 0 | 0
PeakO | 0 | 0 | 0 | 0 | 0 | 0
ST | 0 | 0 | 0 | 0 | 0 | 0
STOG | 11489.11 | 11489.11 | 11489.11 | 11489.11 | 18933 | 18933
STWD | 0 | 0 | 0 | 0 | 0 | 0
WT | 0 | 0 | 0 | 0 | 0 | 0
IGCC | 0 | 0 | 0 | 0 | 0 | 0
DemandResponse | 0 | 0 | 0 | 0 | 0 | 0
IGCC-CCS | 0 | 0 | 0 | 0 | 0 | 0
WT_off | 0 | 0 | 0 | 0 | 0 | 0
PseudoUnit | 0 | 0 | 0 | 0 | 0 | 0
FixedInterchange | 0 | 0 | 0 | 0 | 0 | 0
Cumulative Retirements of Capacity by Reporting Type: NP15
ReportingType | 2015 | 2020 | 2025 | 2030 | 2035 | 2040
BM | 0 | 0 | 0 | 0 | 0 | 0
CC | 0 | 0 | 0 | 0 | 0 | 2697.09
CSP | 0 | 0 | 0 | 0 | 0 | 0
CT | 0 | 0 | 0 | 0 | 212.6 | 212.6
Coal | 0 | 163.7 | 163.7 | 191.9 | 191.9 | 191.9
Geo | 0 | 0 | 0 | 0 | 0 | 0
H | 0 | 0 | 0 | 0 | 0 | 0
LFG | 0 | 0 | 0 | 0 | 0 | 0
Nuc | 0 | 0 | 0 | 0 | 0 | 0
PS | 0 | 0 | 0 | 0 | 0 | 0
PV | 0 | 0 | 0 | 0 | 0 | 0
PeakG | 0 | 0 | 0 | 0 | 0 | 0
PeakO | 156 | 156 | 156 | 156 | 156 | 156
ST | 0 | 0 | 0 | 0 | 0 | 0
STOG | 3661.84 | 3803.56 | 4610.3 | 4610.3 | 4859 | 4859
STWD | 0 | 0 | 0 | 0 | 0 | 0
WT | 0 | 0 | 0 | 0 | 0 | 0
IGCC | 0 | 0 | 0 | 0 | 0 | 0
DemandResponse | 0 | 0 | 0 | 0 | 0 | 0
IGCC-CCS | 0 | 0 | 0 | 0 | 0 | 0
WT_off | 0 | 0 | 0 | 0 | 0 | 0
PseudoUnit | 0 | 0 | 0 | 0 | 0 | 0
FixedInterchange | 0 | 0 | 0 | 0 | 0 | 0
Cumulative Retirements of Capacity by Reporting Type: NWPP_Coal
ReportingType | 2015 | 2020 | 2025 | 2030 | 2035 | 2040
BM | 0 | 0 | 0 | 0 | 0 | 0
CC | 0 | 0 | 0 | 0 | 0 | 0
CSP | 0 | 0 | 0 | 0 | 0 | 0
CT | 0 | 0 | 0 | 0 | 0 | 0
Coal | 688 | 1349.2 | 7471.2 | 11756.7 | 13556.7 | 13556.7
Geo | 0 | 0 | 0 | 0 | 0 | 0
H | 0 | 0 | 0 | 0 | 0 | 0
LFG | 0 | 0 | 0 | 0 | 0 | 0
Nuc | 0 | 0 | 0 | 0 | 0 | 0
PS | 0 | 0 | 0 | 0 | 0 | 0
PV | 0 | 0 | 0 | 0 | 0 | 0
PeakG | 0 | 0 | 0 | 0 | 0 | 0
PeakO | 183 | 183 | 183 | 183 | 183 | 183
ST | 0 | 0 | 0 | 0 | 0 | 0
STOG | 0 | 0 | 0 | 0 | 0 | 0
STWD | 0 | 0 | 0 | 0 | 0 | 0
WT | 0 | 0 | 0 | 0 | 0 | 0
IGCC | 0 | 0 | 0 | 0 | 0 | 0
DemandResponse | 0 | 0 | 0 | 0 | 0 | 0
IGCC-CCS | 0 | 0 | 0 | 0 | 0 | 0
WT_off | 0 | 0 | 0 | 0 | 0 | 0
PseudoUnit | 0 | 0 | 0 | 0 | 0 | 0
FixedInterchange | 0 | 0 | 0 | 0 | 0 | 0
Cumulative Retirements of Capacity by Reporting Type: NWPP_Gas
ReportingType | 2015 | 2020 | 2025 | 2030 | 2035 | 2040
BM | 0 | 0 | 0 | 0 | 0 | 0
CC | 8005 | 8005 | 8005 | 8005 | 8005 | 8305
CSP | 0 | 0 | 0 | 0 | 0 | 0
CT | 0 | 0 | 0 | 0 | 150 | 150
Coal | 0 | 0 | 0 | 0 | 0 | 0
Geo | 0 | 0 | 0 | 0 | 0 | 0
H | 0 | 0 | 0 | 0 | 0 | 0
LFG | 0 | 0 | 0 | 0 | 0 | 0
Nuc | 0 | 0 | 0 | 0 | 0 | 0
PS | 0 | 0 | 0 | 0 | 0 | 0
PV | 0 | 0 | 0 | 0 | 0 | 0
PeakG | 2623 | 2623 | 2623 | 2623 | 2623 | 2623
PeakO | 0 | 0 | 0 | 0 | 0 | 0
ST | 0 | 0 | 0 | 0 | 0 | 0
STOG | 786 | 786 | 786 | 786 | 786 | 786
STWD | 0 | 0 | 0 | 0 | 0 | 0
WT | 0 | 0 | 0 | 0 | 0 | 0
IGCC | 0 | 0 | 0 | 0 | 0 | 0
DemandResponse | 0 | 0 | 0 | 0 | 0 | 0
IGCC-CCS | 0 | 0 | 0 | 0 | 0 | 0
WT_off | 0 | 0 | 0 | 0 | 0 | 0
PseudoUnit | 0 | 0 | 0 | 0 | 0 | 0
FixedInterchange | 0 | 0 | 0 | 0 | 0 | 0
Cumulative Retirements of Capacity by Reporting Type: NWPP_NucRenew
ReportingType | 2015 | 2020 | 2025 | 2030 | 2035 | 2040
BM | 0 | 0 | 0 | 0 | 0 | 0
CC | 0 | 0 | 0 | 0 | 0 | 0
CSP | 0 | 0 | 0 | 0 | 0 | 0
CT | 0 | 0 | 0 | 0 | 0 | 0
Coal | 0 | 0 | 0 | 0 | 0 | 0
Geo | 4.8 | 4.8 | 4.8 | 4.8 | 4.8 | 4.8
H | 0 | 0 | 0 | 0 | 0 | 0
LFG | 0 | 0 | 0 | 0 | 0 | 0
Nuc | 0 | 0 | 0 | 0 | 0 | 0
PS | 0 | 0 | 0 | 0 | 0 | 0
PV | 0 | 0 | 0 | 0 | 0 | 0
PeakG | 0 | 0 | 0 | 0 | 0 | 0
PeakO | 0 | 0 | 0 | 0 | 0 | 0
ST | 0 | 0 | 0 | 0 | 0 | 0
STOG | 0 | 0 | 0 | 0 | 0 | 0
STWD | 0 | 0 | 0 | 0 | 0 | 0
WT | 0 | 0 | 0 | 0 | 0 | 0
IGCC | 0 | 0 | 0 | 0 | 0 | 0
DemandResponse | 0 | 0 | 0 | 0 | 0 | 0
IGCC-CCS | 0 | 0 | 0 | 0 | 0 | 0
WT_off | 0 | 0 | 0 | 0 | 0 | 0
PseudoUnit | 0 | 0 | 0 | 0 | 0 | 0
FixedInterchange | 0 | 0 | 0 | 0 | 0 | 0
Cumulative Retirements of Capacity by Reporting Type: RMPA
ReportingType | 2015 | 2020 | 2025 | 2030 | 2035 | 2040
BM | 0 | 0 | 0 | 0 | 0 | 0
CC | 124.78 | 124.78 | 124.78 | 124.78 | 419.74 | 428.4
CSP | 1 | 1 | 1 | 1 | 1 | 1
CT | 0 | 0 | 0 | 0 | 152 | 152
Coal | 480 | 957.5 | 4490.35 | 6788 | 6788 | 6788
Geo | 0 | 0 | 0 | 0 | 0 | 0
H | 0 | 0 | 0 | 0 | 0 | 0
LFG | 0 | 0 | 0 | 0 | 0 | 0
Nuc | 0 | 0 | 0 | 0 | 0 | 0
PS | 0 | 0 | 0 | 0 | 0 | 0
PV | 0 | 0 | 0 | 0 | 0 | 0
PeakG | 0 | 0 | 0 | 0 | 0 | 0
PeakO | 187 | 187 | 187 | 187 | 187 | 187
ST | 0 | 0 | 0 | 0 | 0 | 0
STOG | 217 | 217 | 217 | 217 | 217 | 217
STWD | 0 | 0 | 0 | 0 | 0 | 0
WT | 0 | 0 | 0 | 0 | 0 | 0
IGCC | 0 | 0 | 0 | 0 | 0 | 0
DemandResponse | 0 | 0 | 0 | 0 | 0 | 0
IGCC-CCS | 0 | 0 | 0 | 0 | 0 | 0
WT_off | 0 | 0 | 0 | 0 | 0 | 0
PseudoUnit | 0 | 0 | 0 | 0 | 0 | 0
FixedInterchange | 0 | 0 | 0 | 0 | 0 | 0
Cumulative Retirements of Capacity by Reporting Type: SP15
ReportingType | 2015 | 2020 | 2025 | 2030 | 2035 | 2040
BM | 0 | 0 | 0 | 0 | 0 | 0
CC | 0 | 0 | 0 | 0 | 0 | 0
CSP | 409 | 409 | 409 | 409 | 409 | 409
CT | 0 | 0 | 0 | 0 | 0 | 0
Coal | 57 | 141.5 | 141.5 | 141.5 | 242.7 | 242.7
Geo | 0 | 0 | 0 | 0 | 0 | 0
H | 0 | 0 | 0 | 0 | 0 | 0
LFG | 0 | 0 | 0 | 0 | 0 | 0
Nuc | 0 | 0 | 0 | 0 | 0 | 0
PS | 0 | 0 | 0 | 0 | 0 | 0
PV | 0 | 0 | 0 | 0 | 0 | 0
PeakG | 44 | 44 | 44 | 44 | 44 | 44
PeakO | 15 | 15 | 15 | 15 | 15 | 15
ST | 0 | 0 | 0 | 0 | 0 | 0
STOG | 4524.21 | 5486.66 | 7091.88 | 7091.88 | 7169.2 | 7169.2
STWD | 0 | 0 | 0 | 0 | 0 | 0
WT | 126.2 | 126.2 | 126.2 | 126.2 | 126.2 | 126.2
IGCC | 0 | 0 | 0 | 0 | 0 | 0
DemandResponse | 0 | 0 | 0 | 0 | 0 | 0
IGCC-CCS | 0 | 0 | 0 | 0 | 0 | 0
WT_off | 0 | 0 | 0 | 0 | 0 | 0
PseudoUnit | 0 | 0 | 0 | 0 | 0 | 0
FixedInterchange | 0 | 0 | 0 | 0 | 0 | 0
Cumulative Retirements of Capacity by Reporting Type: ALB
ReportingType | 2015 | 2020 | 2025 | 2030 | 2035 | 2040
BM | 0 | 0 | 0 | 0 | 0 | 0
CC | 305.59 | 305.59 | 305.59 | 2043.11 | 2043.11 | 2043.11
CSP | 0 | 0 | 0 | 0 | 0 | 0
CT | 0 | 0 | 0 | 0 | 201.5 | 201.5
Coal | 0 | 0 | 0 | 5745.83 | 5745.83 | 5745.83
Geo | 0 | 0 | 0 | 0 | 0 | 0
H | 0 | 0 | 0 | 0 | 0 | 0
LFG | 0 | 0 | 0 | 0 | 0 | 0
Nuc | 0 | 0 | 0 | 0 | 0 | 0
PS | 0 | 0 | 0 | 0 | 0 | 0
PV | 0 | 0 | 0 | 0 | 0 | 0
PeakG | 1185.45 | 1185.45 | 1185.45 | 1185.45 | 1185.45 | 1185.45
PeakO | 6 | 6 | 6 | 6 | 6 | 6
ST | 0 | 0 | 0 | 0 | 0 | 0
STOG | 186 | 186 | 186 | 186 | 186 | 186
STWD | 0 | 0 | 0 | 0 | 0 | 0
WT | 0 | 0 | 0 | 0 | 0 | 0
IGCC | 0 | 0 | 0 | 0 | 0 | 0
DemandResponse | 0 | 0 | 0 | 0 | 0 | 0
IGCC-CCS | 0 | 0 | 0 | 0 | 0 | 0
WT_off | 0 | 0 | 0 | 0 | 0 | 0
PseudoUnit | 0 | 0 | 0 | 0 | 0 | 0
FixedInterchange | 0 | 0 | 0 | 0 | 0 | 0
Cumulative Retirements of Capacity by Reporting Type: BC
ReportingType | 2015 | 2020 | 2025 | 2030 | 2035 | 2040
BM | 0 | 0 | 0 | 0 | 0 | 0
CC | 0 | 0 | 0 | 37.62 | 37.62 | 394.54
CSP | 0 | 0 | 0 | 0 | 0 | 0
CT | 0 | 0 | 0 | 0 | 0 | 0
Coal | 0 | 0 | 0 | 0 | 0 | 0
Geo | 0 | 0 | 0 | 0 | 0 | 0
H | 0 | 0 | 0 | 0 | 0 | 0
LFG | 0 | 0 | 0 | 0 | 0 | 0
Nuc | 0 | 0 | 0 | 0 | 0 | 0
PS | 0 | 0 | 0 | 0 | 0 | 0
PV | 0 | 0 | 0 | 0 | 0 | 0
PeakG | 141 | 141 | 141 | 141 | 141 | 141
PeakO | 44 | 44 | 44 | 44 | 44 | 44
ST | 0 | 0 | 0 | 0 | 0 | 0
STOG | 938 | 938 | 938 | 938 | 938 | 938
STWD | 0 | 0 | 0 | 0 | 0 | 0
WT | 0 | 0 | 0 | 0 | 0 | 0
IGCC | 0 | 0 | 0 | 0 | 0 | 0
DemandResponse | 0 | 0 | 0 | 0 | 0 | 0
IGCC-CCS | 0 | 0 | 0 | 0 | 0 | 0
WT_off | 0 | 0 | 0 | 0 | 0 | 0
PseudoUnit | 0 | 0 | 0 | 0 | 0 | 0
FixedInterchange | 0 | 0 | 0 | 0 | 0 | 0
Cumulative Retirements of Capacity by Reporting Type: HQ_IESO
ReportingType | 2015 | 2020 | 2025 | 2030 | 2035 | 2040
BM | 0 | 0 | 0 | 0 | 0 | 0
CC | 0 | 0 | 0 | 0 | 0 | 0
CSP | 0 | 0 | 0 | 0 | 0 | 0
CT | 0 | 0 | 0 | 0 | 0 | 0
Coal | 0 | 0 | 0 | 0 | 0 | 0
Geo | 0 | 0 | 0 | 0 | 0 | 0
H | 0 | 0 | 0 | 0 | 0 | 0
LFG | 0 | 0 | 0 | 0 | 0 | 0
Nuc | 0 | 0 | 0 | 0 | 0 | 0
PS | 0 | 0 | 0 | 0 | 0 | 0
PV | 0 | 0 | 0 | 0 | 0 | 0
PeakG | 0 | 0 | 0 | 0 | 0 | 0
PeakO | 0 | 0 | 0 | 0 | 0 | 0
ST | 0 | 0 | 0 | 0 | 0 | 0
STOG | 0 | 0 | 0 | 0 | 0 | 0
STWD | 0 | 0 | 0 | 0 | 0 | 0
WT | 0 | 0 | 0 | 0 | 0 | 0
IGCC | 0 | 0 | 0 | 0 | 0 | 0
DemandResponse | 0 | 0 | 0 | 0 | 0 | 0
IGCC-CCS | 0 | 0 | 0 | 0 | 0 | 0
WT_off | 0 | 0 | 0 | 0 | 0 | 0
PseudoUnit | 0 | 0 | 0 | 0 | 0 | 0
FixedInterchange | 0 | 0 | 0 | 0 | 0 | 0
Cumulative Retirements of Capacity by Reporting Type: HQ_NEISO
ReportingType | 2015 | 2020 | 2025 | 2030 | 2035 | 2040
BM | 0 | 0 | 0 | 0 | 0 | 0
CC | 0 | 0 | 0 | 0 | 0 | 0
CSP | 0 | 0 | 0 | 0 | 0 | 0
CT | 0 | 0 | 0 | 0 | 0 | 0
Coal | 0 | 0 | 0 | 0 | 0 | 0
Geo | 0 | 0 | 0 | 0 | 0 | 0
H | 0 | 0 | 0 | 0 | 0 | 0
LFG | 0 | 0 | 0 | 0 | 0 | 0
Nuc | 0 | 0 | 0 | 0 | 0 | 0
PS | 0 | 0 | 0 | 0 | 0 | 0
PV | 0 | 0 | 0 | 0 | 0 | 0
PeakG | 0 | 0 | 0 | 0 | 0 | 0
PeakO | 0 | 0 | 0 | 0 | 0 | 0
ST | 0 | 0 | 0 | 0 | 0 | 0
STOG | 0 | 0 | 0 | 0 | 0 | 0
STWD | 0 | 0 | 0 | 0 | 0 | 0
WT | 0 | 0 | 0 | 0 | 0 | 0
IGCC | 0 | 0 | 0 | 0 | 0 | 0
DemandResponse | 0 | 0 | 0 | 0 | 0 | 0
IGCC-CCS | 0 | 0 | 0 | 0 | 0 | 0
WT_off | 0 | 0 | 0 | 0 | 0 | 0
PseudoUnit | 0 | 0 | 0 | 0 | 0 | 0
FixedInterchange | 0 | 0 | 0 | 0 | 0 | 0
Cumulative Retirements of Capacity by Reporting Type: HQ_NY
ReportingType | 2015 | 2020 | 2025 | 2030 | 2035 | 2040
BM | 0 | 0 | 0 | 0 | 0 | 0
CC | 0 | 0 | 0 | 0 | 0 | 0
CSP | 0 | 0 | 0 | 0 | 0 | 0
CT | 0 | 0 | 0 | 0 | 0 | 0
Coal | 0 | 0 | 0 | 0 | 0 | 0
Geo | 0 | 0 | 0 | 0 | 0 | 0
H | 0 | 0 | 0 | 0 | 0 | 0
LFG | 0 | 0 | 0 | 0 | 0 | 0
Nuc | 0 | 0 | 0 | 0 | 0 | 0
PS | 0 | 0 | 0 | 0 | 0 | 0
PV | 0 | 0 | 0 | 0 | 0 | 0
PeakG | 0 | 0 | 0 | 0 | 0 | 0
PeakO | 0 | 0 | 0 | 0 | 0 | 0
ST | 0 | 0 | 0 | 0 | 0 | 0
STOG | 0 | 0 | 0 | 0 | 0 | 0
STWD | 0 | 0 | 0 | 0 | 0 | 0
WT | 0 | 0 | 0 | 0 | 0 | 0
IGCC | 0 | 0 | 0 | 0 | 0 | 0
DemandResponse | 0 | 0 | 0 | 0 | 0 | 0
IGCC-CCS | 0 | 0 | 0 | 0 | 0 | 0
WT_off | 0 | 0 | 0 | 0 | 0 | 0
PseudoUnit | 0 | 0 | 0 | 0 | 0 | 0
FixedInterchange | 0 | 0 | 0 | 0 | 0 | 0
Cumulative Retirements of Capacity by Reporting Type: MARITIMES
ReportingType | 2015 | 2020 | 2025 | 2030 | 2035 | 2040
BM | 0 | 0 | 0 | 0 | 0 | 0
CC | 0 | 0 | 0 | 0 | 0 | 0
CSP | 0 | 0 | 0 | 0 | 0 | 0
CT | 0 | 0 | 0 | 0 | 0 | 0
Coal | 0 | 0 | 0 | 0 | 0 | 0
Geo | 0 | 0 | 0 | 0 | 0 | 0
H | 0 | 0 | 0 | 0 | 0 | 0
LFG | 0 | 0 | 0 | 0 | 0 | 0
Nuc | 0 | 0 | 0 | 0 | 0 | 0
PS | 0 | 0 | 0 | 0 | 0 | 0
PV | 0 | 0 | 0 | 0 | 0 | 0
PeakG | 0 | 0 | 0 | 0 | 0 | 0
PeakO | 0 | 0 | 0 | 0 | 0 | 0
ST | 0 | 0 | 0 | 0 | 0 | 0
STOG | 0 | 0 | 0 | 0 | 0 | 0
STWD | 0 | 0 | 0 | 0 | 0 | 0
WT | 0 | 0 | 0 | 0 | 0 | 0
IGCC | 0 | 0 | 0 | 0 | 0 | 0
DemandResponse | 0 | 0 | 0 | 0 | 0 | 0
IGCC-CCS | 0 | 0 | 0 | 0 | 0 | 0
WT_off | 0 | 0 | 0 | 0 | 0 | 0
PseudoUnit | 0 | 0 | 0 | 0 | 0 | 0
FixedInterchange | 0 | 0 | 0 | 0 | 0 | 0
Cumulative Retirements of Capacity by Reporting Type: All
ReportingType | 2015 | 2020 | 2025 | 2030 | 2035 | 2040
BM | 0 | 0 | 0 | 0 | 0 | 0
CC | 26938.7 | 28978.45 | 33570.54 | 38518.55 | 102279.6 | 121165.6
CSP | 475 | 475 | 475 | 475 | 475 | 475
CT | 0 | 0 | 0 | 726.7 | 5321.8 | 5348
Coal | 66843.34 | 141888.34 | 203579.88 | 246843.86 | 265804.05 | 265804.05
Geo | 4.8 | 4.8 | 4.8 | 4.8 | 4.8 | 4.8
H | 0 | 0 | 0 | 0 | 0 | 0
LFG | 0 | 0 | 0 | 0 | 0 | 0
Nuc | 0 | 614.5 | 614.5 | 2102.7 | 28678.4 | 48384.39
PS | 0 | 0 | 0 | 0 | 0 | 0
PV | 0 | 0 | 0 | 0 | 1067.26 | 1067.26
PeakG | 11423.26 | 11503.68 | 14171.65 | 18817.14 | 21010.68 | 21010.68
PeakO | 5400.42 | 5751.42 | 5929.42 | 5974.7 | 13426.74 | 13426.74
ST | 0 | 0 | 0 | 0 | 0 | 0
STOG | 81637.96 | 82798.51 | 85336.47 | 85336.47 | 100081.27 | 100081.27
STWD | 0 | 0 | 0 | 0 | 0 | 0
WT | 126.2 | 126.2 | 126.2 | 126.2 | 428.6 | 428.6
IGCC | 0 | 0 | 0 | 0 | 0 | 0
DemandResponse | 0 | 0 | 0 | 0 | 0 | 0
IGCC-CCS | 0 | 0 | 0 | 0 | 0 | 0
WT_off | 0 | 0 | 0 | 0 | 0 | 0
PseudoUnit | 0 | 0 | 0 | 0 | 0 | 0
FixedInterchange | 0 | 0 | 0 | 0 | 0 | 0
Cumulative Retirements of Capacity by Reporting Type: EI_US
ReportingType | 2015 | 2020 | 2025 | 2030 | 2035 | 2040
BM | 0 | 0 | 0 | 0 | 0 | 0
CC | 9433.78 | 11473.53 | 15334.62 | 18507.49 | 66735.88 | 77758.02
CSP | 0 | 0 | 0 | 0 | 0 | 0
CT | 0 | 0 | 0 | 726.7 | 3251.7 | 3277.9
Coal | 57908.26 | 124593.03 | 167378.19 | 189988.2 | 206262.15 | 206262.15
Geo | 0 | 0 | 0 | 0 | 0 | 0
H | 0 | 0 | 0 | 0 | 0 | 0
LFG | 0 | 0 | 0 | 0 | 0 | 0
Nuc | 0 | 614.5 | 614.5 | 2102.7 | 27648.4 | 45814.39
PS | 0 | 0 | 0 | 0 | 0 | 0
PV | 0 | 0 | 0 | 0 | 0 | 0
PeakG | 6845.81 | 6926.23 | 9041.21 | 13680.69 | 15874.23 | 15874.23
PeakO | 4634.42 | 4985.42 | 5159.42 | 5204.7 | 12656.74 | 12656.74
ST | 0 | 0 | 0 | 0 | 0 | 0
STOG | 55645.79 | 55702.18 | 55702.18 | 55702.18 | 62677.07 | 62677.07
STWD | 0 | 0 | 0 | 0 | 0 | 0
WT | 0 | 0 | 0 | 0 | 0 | 0
IGCC | 0 | 0 | 0 | 0 | 0 | 0
DemandResponse | 0 | 0 | 0 | 0 | 0 | 0
IGCC-CCS | 0 | 0 | 0 | 0 | 0 | 0
WT_off | 0 | 0 | 0 | 0 | 0 | 0
PseudoUnit | 0 | 0 | 0 | 0 | 0 | 0
FixedInterchange | 0 | 0 | 0 | 0 | 0 | 0
Cumulative Retirements of Capacity by Reporting Type: EI_Canada
ReportingType | 2015 | 2020 | 2025 | 2030 | 2035 | 2040
BM | 0 | 0 | 0 | 0 | 0 | 0
CC | 5943 | 5943 | 6674 | 6674 | 6674 | 6674
CSP | 0 | 0 | 0 | 0 | 0 | 0
CT | 0 | 0 | 0 | 0 | 368 | 368
Coal | 7211.09 | 7771.42 | 8161.9 | 8161.9 | 8161.9 | 8161.9
Geo | 0 | 0 | 0 | 0 | 0 | 0
H | 0 | 0 | 0 | 0 | 0 | 0
LFG | 0 | 0 | 0 | 0 | 0 | 0
Nuc | 0 | 0 | 0 | 0 | 1030 | 2570
PS | 0 | 0 | 0 | 0 | 0 | 0
PV | 0 | 0 | 0 | 0 | 1067.26 | 1067.26
PeakG | 584 | 584 | 1137 | 1143 | 1143 | 1143
PeakO | 175 | 175 | 179 | 179 | 179 | 179
ST | 0 | 0 | 0 | 0 | 0 | 0
STOG | 2126 | 2126 | 2252 | 2252 | 2252 | 2252
STWD | 0 | 0 | 0 | 0 | 0 | 0
WT | 0 | 0 | 0 | 0 | 302.4 | 302.4
IGCC | 0 | 0 | 0 | 0 | 0 | 0
DemandResponse | 0 | 0 | 0 | 0 | 0 | 0
IGCC-CCS | 0 | 0 | 0 | 0 | 0 | 0
WT_off | 0 | 0 | 0 | 0 | 0 | 0
PseudoUnit | 0 | 0 | 0 | 0 | 0 | 0
FixedInterchange | 0 | 0 | 0 | 0 | 0 | 0
Cumulative Retirements of Capacity by Reporting Type: EI
ReportingType | 2015 | 2020 | 2025 | 2030 | 2035 | 2040
BM | 0 | 0 | 0 | 0 | 0 | 0
CC | 15376.78 | 17416.53 | 22008.62 | 25181.49 | 73409.88 | 84432.02
CSP | 0 | 0 | 0 | 0 | 0 | 0
CT | 0 | 0 | 0 | 726.7 | 3619.7 | 3645.9
Coal | 65119.34 | 132364.44 | 175540.09 | 198150.1 | 214424.05 | 214424.05
Geo | 0 | 0 | 0 | 0 | 0 | 0
H | 0 | 0 | 0 | 0 | 0 | 0
LFG | 0 | 0 | 0 | 0 | 0 | 0
Nuc | 0 | 614.5 | 614.5 | 2102.7 | 28678.4 | 48384.39
PS | 0 | 0 | 0 | 0 | 0 | 0
PV | 0 | 0 | 0 | 0 | 1067.26 | 1067.26
PeakG | 7429.81 | 7510.23 | 10178.21 | 14823.69 | 17017.23 | 17017.23
PeakO | 4809.42 | 5160.42 | 5338.42 | 5383.7 | 12835.74 | 12835.74
ST | 0 | 0 | 0 | 0 | 0 | 0
STOG | 57771.79 | 57828.18 | 57954.18 | 57954.18 | 64929.07 | 64929.07
STWD | 0 | 0 | 0 | 0 | 0 | 0
WT | 0 | 0 | 0 | 0 | 302.4 | 302.4
IGCC | 0 | 0 | 0 | 0 | 0 | 0
DemandResponse | 0 | 0 | 0 | 0 | 0 | 0
IGCC-CCS | 0 | 0 | 0 | 0 | 0 | 0
WT_off | 0 | 0 | 0 | 0 | 0 | 0
PseudoUnit | 0 | 0 | 0 | 0 | 0 | 0
FixedInterchange | 0 | 0 | 0 | 0 | 0 | 0
Cumulative Retirements of Capacity by Reporting Type: Outside_EI
ReportingType | 2015 | 2020 | 2025 | 2030 | 2035 | 2040
BM | 0 | 0 | 0 | 0 | 0 | 0
CC | 11561.92 | 11561.92 | 11561.92 | 13337.06 | 28869.72 | 36733.58
CSP | 475 | 475 | 475 | 475 | 475 | 475
CT | 0 | 0 | 0 | 0 | 1702.1 | 1702.1
Coal | 1724 | 9523.9 | 28039.79 | 48693.76 | 51380 | 51380
Geo | 4.8 | 4.8 | 4.8 | 4.8 | 4.8 | 4.8
H | 0 | 0 | 0 | 0 | 0 | 0
LFG | 0 | 0 | 0 | 0 | 0 | 0
Nuc | 0 | 0 | 0 | 0 | 0 | 0
PS | 0 | 0 | 0 | 0 | 0 | 0
PV | 0 | 0 | 0 | 0 | 0 | 0
PeakG | 3993.45 | 3993.45 | 3993.45 | 3993.45 | 3993.45 | 3993.45
PeakO | 591 | 591 | 591 | 591 | 591 | 591
ST | 0 | 0 | 0 | 0 | 0 | 0
STOG | 23866.16 | 24970.34 | 27382.29 | 27382.29 | 35152.2 | 35152.2
STWD | 0 | 0 | 0 | 0 | 0 | 0
WT | 126.2 | 126.2 | 126.2 | 126.2 | 126.2 | 126.2
IGCC | 0 | 0 | 0 | 0 | 0 | 0
DemandResponse | 0 | 0 | 0 | 0 | 0 | 0
IGCC-CCS | 0 | 0 | 0 | 0 | 0 | 0
WT_off | 0 | 0 | 0 | 0 | 0 | 0
PseudoUnit | 0 | 0 | 0 | 0 | 0 | 0
FixedInterchange | 0 | 0 | 0 | 0 | 0 | 0
#5 | Total Installed ACTIVE Capacity (MW)
Total Installed Capacity by Reporting Type: Entergy
ReportingType | 2015 | 2020 | 2025 | 2030 | 2035 | 2040
BM | 0 | 0 | 0 | 0 | 10074.95 | 10074.95
CC | 17810.25 | 20492.84 | 20283.84 | 20283.84 | 8659.49 | 8659.49
CSP | 0 | 0 | 0 | 0 | 0 | 0
CT | 0 | 0 | 0 | 0 | 0 | 0
Coal | 8478.9 | 3575 | 1390 | 720 | 720 | 720
Geo | 0 | 0 | 0 | 0 | 0 | 0
H | 744 | 744 | 1464.14 | 1853 | 1853 | 1853
LFG | 8 | 8 | 115.4 | 115.4 | 115.4 | 115.4
Nuc | 5422 | 5422 | 5422 | 5422 | 5269.09 | 6492
PS | 59 | 59 | 59 | 59 | 59 | 59
PV | 0.29 | 61.82 | 91.21 | 91.21 | 91.21 | 92.59
PeakG | 2787 | 2787 | 2787 | 868.88 | 868.88 | 868.88
PeakO | 174 | 174 | 0 | 0 | 0 | 0
ST | 0 | 0 | 0 | 0 | 0 | 0
STOG | 56.39 | 0 | 0 | 0 | 0 | 0
STWD | 206 | 206 | 206 | 206 | 206 | 206
WT | 107 | 107 | 107 | 107 | 107 | 107
IGCC | 0 | 0 | 0 | 0 | 0 | 0
DemandResponse | 301.55 | 1538.95 | 2854.33 | 2930.78 | 3009.27 | 3089.87
IGCC-CCS | 0 | 0 | 0 | 0 | 0 | 0
WT_off | 0 | 0 | 0 | 0 | 0 | 0
PseudoUnit | 0 | 0 | 0 | 0 | 0 | 0
FixedInterchange | 0 | 0 | 0 | 0 | 0 | 0
Total Installed Capacity by Reporting Type: FRCC
ReportingType | 2015 | 2020 | 2025 | 2030 | 2035 | 2040
BM | 0 | 0 | 0 | 0 | 2001.91 | 2001.91
CC | 29870.72 | 29870.72 | 28560.03 | 25387.17 | 17242.46 | 17242.46
CSP | 0 | 0 | 0 | 0 | 0 | 0
CT | 2480 | 2480 | 2480 | 2480 | 0 | 0
Coal | 8932.07 | 8063.07 | 3883.43 | 3883.43 | 3883.43 | 3883.43
Geo | 0 | 0 | 0 | 0 | 0 | 0
H | 55 | 55 | 55 | 55 | 55 | 55
LFG | 486 | 684 | 684 | 684 | 684 | 684
Nuc | 4131.33 | 4131.44 | 13617.07 | 17152.82 | 23359.13 | 27790.75
PS | 0 | 0 | 0 | 0 | 0 | 0
PV | 51 | 51 | 51 | 51 | 51 | 51
PeakG | 8431 | 8350.58 | 6235.6 | 6235.6 | 6235.6 | 6235.6
PeakO | 351 | 0 | 0 | 0 | 0 | 0
ST | 0 | 0 | 0 | 0 | 0 | 0
STOG | 0 | 0 | 0 | 0 | 0 | 0
STWD | 195 | 195 | 195 | 195 | 195 | 195
WT | 0 | 0 | 0 | 0 | 0 | 0
IGCC | 0 | 0 | 0 | 0 | 0 | 0
DemandResponse | 2734.45 | 3962.85 | 5527.63 | 5878.95 | 6252.59 | 6649.99
IGCC-CCS | 0 | 0 | 0 | 0 | 0 | 0
WT_off | 0 | 0 | 0 | 0 | 0 | 0
PseudoUnit | 0 | 0 | 0 | 0 | 0 | 0
FixedInterchange | 0 | 0 | 0 | 0 | 0 | 0
Total Installed Capacity by Reporting Type: MAPP_US
ReportingType | 2015 | 2020 | 2025 | 2030 | 2035 | 2040
BM | 0 | 0 | 0 | 0 | 34.97 | 65.98
CC | 289 | 289 | 289 | 360.89 | 360.89 | 360.89
CSP | 0 | 0 | 0 | 0 | 0 | 0
CT | 308.3 | 308.3 | 308.3 | 308.3 | 308.3 | 308.3
Coal | 2839.02 | 225.67 | 0 | 0 | 0 | 0
Geo | 44 | 44 | 44 | 44 | 44 | 44
H | 2186 | 2186 | 2186 | 2186 | 2186 | 2186
LFG | 2 | 2 | 2 | 73.67 | 73.67 | 73.67
Nuc | 0.1 | 0.1 | 0.1 | 0.1 | 0.1 | 0.1
PS | 0 | 0 | 0 | 0 | 0 | 0
PV | 0 | 0 | 0 | 0 | 0 | 0
PeakG | 709 | 709 | 709 | 709 | 709 | 709
PeakO | 346 | 346 | 346 | 346 | 346 | 346
ST | 0 | 0 | 0 | 0 | 0 | 0
STOG | 0 | 0 | 0 | 0 | 0 | 0
STWD | 0 | 0 | 0 | 0 | 0 | 0
WT | 1689.3 | 13004.67 | 13004.67 | 13558.46 | 13558.46 | 13558.46
IGCC | 0 | 0 | 0 | 0 | 0 | 0
DemandResponse | 59 | 199.4 | 353.8 | 367.81 | 382.38 | 397.53
IGCC-CCS | 0 | 0 | 0 | 0 | 0 | 0
WT_off | 0 | 0 | 0 | 0 | 0 | 0
PseudoUnit | 0 | 0 | 0 | 0 | 0 | 0
FixedInterchange | 0 | 0 | 0 | 0 | 0 | 0
Total Installed Capacity by Reporting Type: MISO_IN
ReportingType | 2015 | 2020 | 2025 | 2030 | 2035 | 2040
BM | 0 | 0 | 0 | 122.47 | 6144.51 | 6144.51
CC | 1396 | 9532.5 | 13369.55 | 13369.55 | 13369.55 | 13369.55
CSP | 0 | 0 | 0 | 0 | 0 | 0
CT | 0 | 0 | 0 | 0 | 0 | 0
Coal | 11896.8 | 10410.8 | 10410.8 | 8865.8 | 6672.8 | 6672.8
Geo | 0 | 0 | 0 | 0 | 0 | 0
H | 75 | 75 | 75 | 75 | 75 | 75
LFG | 37 | 37 | 117.13 | 117.13 | 117.13 | 117.13
Nuc | 0.1 | 0.1 | 0.1 | 0.1 | 0.1 | 766.33
PS | 0 | 0 | 0 | 0 | 0 | 0
PV | 0 | 0 | 0 | 0 | 0 | 0
PeakG | 3053 | 3053 | 3053 | 3053 | 3053 | 3053
PeakO | 361 | 361 | 361 | 361 | 317.75 | 317.75
ST | 0 | 0 | 0 | 0 | 0 | 0
STOG | 279 | 279 | 279 | 279 | 0 | 0
STWD | 0 | 0 | 0 | 0 | 0 | 0
WT | 535 | 535 | 535 | 535 | 535 | 535
IGCC | 618 | 618 | 618 | 618 | 618 | 618
DemandResponse | 1068.55 | 1287.74 | 1545.09 | 1592.8 | 1641.97 | 1692.67
IGCC-CCS | 0 | 0 | 0 | 0 | 0 | 0
WT_off | 0 | 0 | 0 | 0 | 0 | 0
PseudoUnit | 0 | 0 | 0 | 0 | 0 | 0
FixedInterchange | 0 | 0 | 0 | 0 | 0 | 0
Total Installed Capacity by Reporting Type: MISO_MI
ReportingType | 2015 | 2020 | 2025 | 2030 | 2035 | 2040
BM | 0 | 0 | 0 | 0 | 4099.21 | 4099.21
CC | 4338 | 4338 | 4338 | 4338 | 2739 | 2739
CSP | 0 | 0 | 0 | 0 | 0 | 0
CT | 0 | 0 | 0 | 0 | 0 | 0
Coal | 7092 | 1560 | 1560 | 1560 | 1560 | 1560
Geo | 0 | 0 | 0 | 0 | 0 | 0
H | 141 | 141 | 141 | 141 | 141 | 141
LFG | 163 | 163 | 323.25 | 323.25 | 323.25 | 323.25
Nuc | 1889 | 1889 | 1889 | 7156.24 | 6378.24 | 6394.26
PS | 1872 | 1872 | 1872 | 1872 | 1872 | 1872
PV | 0 | 0 | 0 | 0 | 0 | 0
PeakG | 3562 | 3562 | 3562 | 3562 | 3562 | 3562
PeakO | 534 | 534 | 534 | 534 | 481.1 | 481.1
ST | 0 | 0 | 0 | 0 | 0 | 0
STOG | 2852 | 2852 | 2852 | 2852 | 0 | 0
STWD | 163 | 163 | 163 | 163 | 163 | 163
WT | 2161 | 2395.83 | 2395.83 | 2395.83 | 2395.83 | 2395.83
IGCC | 0 | 0 | 0 | 0 | 0 | 0
DemandResponse | 1838.88 | 2351.35 | 3000.3 | 3120.7 | 3245.93 | 3376.18
IGCC-CCS | 0 | 0 | 0 | 0 | 0 | 0
WT_off | 0 | 0 | 0 | 0 | 0 | 0
PseudoUnit | 0 | 0 | 0 | 0 | 0 | 0
FixedInterchange | 0 | 0 | 0 | 0 | 0 | 0
Total Installed Capacity by Reporting Type: MISO_MO-IL
ReportingType | 2015 | 2020 | 2025 | 2030 | 2035 | 2040
BM | 0 | 0 | 0 | 0 | 2548.75 | 2548.75
CC | 1058 | 1058 | 1058 | 1058 | 1058 | 1058
CSP | 0 | 0 | 0 | 0 | 0 | 0
CT | 0 | 0 | 0 | 0 | 0 | 0
Coal | 12074.01 | 5544.01 | 5517 | 3938 | 3346 | 3346
Geo | 0 | 0 | 0 | 0 | 0 | 0
H | 352 | 632 | 632 | 632 | 632 | 632
LFG | 18 | 18 | 238.11 | 241.33 | 241.33 | 241.33
Nuc | 2233 | 2233 | 2233 | 2233 | 2233 | 2233
PS | 440 | 440 | 440 | 440 | 440 | 440
PV | 0 | 0 | 0 | 0 | 0 | 0
PeakG | 4595 | 4595 | 4595 | 4595 | 4595 | 4595
PeakO | 766 | 766 | 766 | 766 | 603.81 | 603.81
ST | 0 | 0 | 0 | 0 | 0 | 0
STOG | 592 | 592 | 592 | 592 | 0 | 0
STWD | 0 | 0 | 0 | 0 | 0 | 0
WT | 678 | 6278 | 6278 | 6278 | 6278 | 6278
IGCC | 0 | 0 | 0 | 0 | 0 | 0
DemandResponse | 301.14 | 1139.8 | 2067.65 | 2153.82 | 2243.59 | 2337.1
IGCC-CCS | 0 | 0 | 0 | 0 | 0 | 0
WT_off | 0 | 0 | 0 | 0 | 0 | 0
PseudoUnit | 0 | 0 | 0 | 0 | 0 | 0
FixedInterchange | 0 | 0 | 0 | 0 | 0 | 0
Total Installed Capacity by Reporting Type: MISO_W
ReportingType | 2015 | 2020 | 2025 | 2030 | 2035 | 2040
BM | 0 | 0 | 0 | 0 | 0 | 0
CC | 3025 | 3025 | 3025 | 3025 | 2963 | 2963
CSP | 0 | 0 | 0 | 0 | 0 | 0
CT | 0 | 0 | 0 | 0 | 0 | 0
Coal | 10743.93 | 6175.59 | 6175.59 | 5824.29 | 1150.53 | 1150.53
Geo | 0 | 0 | 0 | 0 | 0 | 0
H | 497 | 497 | 497 | 497 | 497 | 497
LFG | 205 | 205 | 205 | 276.67 | 276.67 | 276.67
Nuc | 2361.33 | 2361.33 | 2361.33 | 2361.33 | 0.1 | 0.1
PS | 0 | 0 | 0 | 0 | 0 | 0
PV | 0 | 0 | 0 | 0 | 0 | 0
PeakG | 4522 | 4522 | 4522 | 4522 | 4522 | 4522
PeakO | 2154 | 2154 | 2154 | 2154 | 1297.78 | 1297.78
ST | 0 | 0 | 0 | 0 | 0 | 0
STOG | 172 | 172 | 172 | 172 | 0 | 0
STWD | 313 | 313 | 313 | 313 | 313 | 313
WT | 8358.5 | 39197.41 | 46645.61 | 46645.61 | 46645.61 | 47017.51
IGCC | 0 | 0 | 0 | 0 | 0 | 0
DemandResponse | 2622.87 | 2885.77 | 3318.4 | 3449.86 | 3586.51 | 3728.59
IGCC-CCS | 0 | 0 | 0 | 0 | 0 | 0
WT_off | 0 | 0 | 0 | 0 | 0 | 0
PseudoUnit | 0 | 0 | 0 | 0 | 0 | 0
FixedInterchange | 0 | 0 | 0 | 0 | 0 | 0
Total Installed Capacity by Reporting Type: MISO_WUMS
ReportingType | 2015 | 2020 | 2025 | 2030 | 2035 | 2040
BM | 0 | 0 | 0 | 205.35 | 3200.79 | 3200.79
CC | 2724 | 7334.87 | 8441.75 | 8441.75 | 8441.75 | 8441.75
CSP | 0 | 0 | 0 | 0 | 0 | 0
CT | 0 | 0 | 0 | 0 | 0 | 0
Coal | 5582.66 | 3892.1 | 3114.53 | 3114.53 | 1790.35 | 1790.35
Geo | 0 | 0 | 0 | 0 | 0 | 0
H | 336 | 337 | 337 | 337 | 337 | 337
LFG | 71 | 71 | 294.33 | 294.33 | 294.33 | 294.33
Nuc | 1817 | 1817 | 1817 | 1817 | 0.1 | 2940.96
PS | 0 | 0 | 0 | 0 | 0 | 0
PV | 0 | 0 | 0 | 0 | 0 | 0
PeakG | 3230 | 3230 | 3230 | 3230 | 3230 | 3230
PeakO | 490 | 490 | 490 | 490 | 417.6 | 417.6
ST | 0 | 0 | 0 | 0 | 0 | 0
STOG | 300.5 | 300.5 | 300.5 | 300.5 | 0 | 0
STWD | 105 | 105 | 105 | 105 | 105 | 105
WT | 1528.9 | 1559.7 | 1559.7 | 1559.7 | 1559.7 | 1559.7
IGCC | 0 | 0 | 0 | 0 | 0 | 0
DemandResponse | 193.34 | 453.12 | 737.75 | 762.42 | 787.92 | 814.26
IGCC-CCS | 0 | 0 | 0 | 0 | 0 | 0
WT_off | 0 | 0 | 0 | 0 | 0 | 0
PseudoUnit | 0 | 0 | 0 | 0 | 0 | 0
FixedInterchange | 0 | 0 | 0 | 0 | 0 | 0
Total Installed Capacity by Reporting Type: Nebraska
ReportingType | 2015 | 2020 | 2025 | 2030 | 2035 | 2040
BM | 0 | 0 | 0 | 0 | 2215.11 | 2215.11
CC | 358 | 656.99 | 656.99 | 656.99 | 656.99 | 656.99
CSP | 0 | 0 | 0 | 0 | 0 | 0
CT | 0 | 0 | 0 | 0 | 0 | 0
Coal | 4110.1 | 2279.3 | 2279.3 | 2279.3 | 914.3 | 914.3
Geo | 0 | 0 | 0 | 0 | 0 | 0
H | 167 | 167 | 167 | 167 | 167 | 167
LFG | 6 | 6 | 6 | 77.67 | 77.67 | 77.67
Nuc | 1252 | 1252 | 1252 | 1252 | 0.2 | 0.2
PS | 0 | 0 | 0 | 0 | 0 | 0
PV | 0 | 0 | 0 | 0 | 0 | 0
PeakG | 1305 | 1305 | 1305 | 1305 | 1305 | 1305
PeakO | 326 | 326 | 326 | 326 | 326 | 326
ST | 0 | 0 | 0 | 0 | 0 | 0
STOG | 0 | 0 | 0 | 0 | 0 | 0
STWD | 0 | 0 | 0 | 0 | 0 | 0
WT | 344 | 344 | 344 | 344 | 344 | 344
IGCC | 0 | 0 | 0 | 0 | 0 | 0
DemandResponse | 624.42 | 756.13 | 918.4 | 954.78 | 992.6 | 1031.92
IGCC-CCS | 0 | 0 | 0 | 0 | 0 | 0
WT_off | 0 | 0 | 0 | 0 | 0 | 0
PseudoUnit | 0 | 0 | 0 | 0 | 0 | 0
FixedInterchange | 0 | 0 | 0 | 0 | 0 | 0
Total Installed Capacity by Reporting Type: NEISO
ReportingType | 2015 | 2020 | 2025 | 2030 | 2035 | 2040
BM | 252.2 | 252.2 | 252.2 | 252.2 | 252.2 | 252.2
CC | 10627.51 | 8587.76 | 6246.35 | 6246.35 | 6246.35 | 5994.98
CSP | 0 | 0 | 0 | 0 | 0 | 0
CT | 334 | 334 | 334 | 324.5 | 324.5 | 324.5
Coal | 2169.08 | 487.5 | 0 | 0 | 0 | 0
Geo | 0 | 0 | 0 | 0 | 0 | 0
H | 3257.7 | 3257.7 | 3260.7 | 3260.7 | 3260.7 | 3260.7
LFG | 581.26 | 581.26 | 581.26 | 651 | 651 | 651
Nuc | 4645 | 4645 | 4645 | 4645 | 3356 | 2479.08
PS | 1674 | 1674 | 1674 | 1674 | 1674 | 1674
PV | 2 | 294.5 | 294.5 | 294.5 | 294.5 | 294.5
PeakG | 1200 | 1200 | 1200 | 1200 | 1200 | 1200
PeakO | 0 | 0 | 0 | 0 | 0 | 0
ST | 0 | 0 | 0 | 0 | 0 | 0
STOG | 0 | 0 | 0 | 0 | 0 | 0
STWD | 610 | 610 | 610 | 610 | 610 | 610
WT | 434.2 | 5483 | 5483 | 7442.78 | 15540.23 | 16729.29
IGCC | 0 | 0 | 0 | 0 | 0 | 0
DemandResponse | 3092.4 | 3627.72 | 4230.66 | 4257.78 | 4282.5 | 4307.35
IGCC-CCS | 0 | 0 | 0 | 0 | 0 | 0
WT_off | 468 | 468 | 468 | 468 | 468 | 468
PseudoUnit | 0 | 0 | 0 | 0 | 0 | 0
FixedInterchange | 0 | 0 | 0 | 0 | 0 | 0
Total Installed Capacity by Reporting Type: NonRTO_Midwest
ReportingType | 2015 | 2020 | 2025 | 2030 | 2035 | 2040
BM | 0 | 0 | 0 | 4688.9 | 6144.51 | 6144.51
CC | 357.85 | 895.92 | 895.92 | 895.92 | 895.92 | 538.07
CSP | 0 | 0 | 0 | 0 | 0 | 0
CT | 0 | 0 | 0 | 0 | 0 | 0
Coal | 8955.7 | 8343.04 | 7508.56 | 3424.9 | 3424.9 | 3424.9
Geo | 0 | 0 | 0 | 0 | 0 | 0
H | 143 | 143 | 889 | 889 | 889 | 889
LFG | 14 | 14 | 174.25 | 174.25 | 174.25 | 174.25
Nuc | 0.1 | 0.1 | 0.1 | 10.42 | 10.42 | 970.55
PS | 0 | 0 | 0 | 0 | 0 | 0
PV | 0 | 0 | 0 | 0 | 0 | 0
PeakG | 3353 | 3353 | 3353 | 2049.73 | 923.67 | 923.67
PeakO | 12 | 12 | 12 | 0 | 0 | 0
ST | 0 | 0 | 0 | 0 | 0 | 0
STOG | 0 | 0 | 0 | 0 | 0 | 0
STWD | 0 | 0 | 0 | 0 | 0 | 0
WT | 66 | 66 | 66 | 66 | 66 | 66
IGCC | 0 | 0 | 0 | 0 | 0 | 0
DemandResponse | 193.98 | 453.37 | 727.88 | 745.89 | 764.35 | 783.26
IGCC-CCS | 0 | 0 | 0 | 0 | 0 | 0
WT_off | 0 | 0 | 0 | 0 | 0 | 0
PseudoUnit | 0 | 0 | 0 | 0 | 0 | 0
FixedInterchange | 0 | 0 | 0 | 0 | 0 | 0
Total Installed Capacity by Reporting Type: NYISO_A-F
ReportingType | 2015 | 2020 | 2025 | 2030 | 2035 | 2040
BM | 0 | 0 | 0 | 0 | 0 | 0
CC | 1598.22 | 1598.22 | 1598.22 | 1598.22 | 1598.22 | 1121.43
CSP | 0 | 0 | 0 | 0 | 0 | 0
CT | 0 | 0 | 0 | 0 | 0 | 0
Coal | 1064.2 | 622.25 | 0 | 0 | 0 | 0
Geo | 0 | 0 | 0 | 0 | 0 | 0
H | 4395 | 4395 | 4395 | 4395 | 4395 | 4395
LFG | 172.4 | 172.4 | 172.4 | 240.33 | 240.33 | 240.33
Nuc | 3365 | 3365 | 3365 | 2743.8 | 2163.3 | 1311.1
PS | 1412 | 1412 | 1412 | 1412 | 1412 | 1412
PV | 0 | 0 | 0 | 0 | 0 | 0
PeakG | 221 | 221 | 221 | 221 | 221 | 221
PeakO | 0 | 0 | 0 | 0 | 0 | 0
ST | 0 | 0 | 0 | 0 | 0 | 0
STOG | 0 | 0 | 0 | 0 | 0 | 0
STWD | 86 | 86 | 86 | 86 | 86 | 86
WT | 3759.3 | 4469.1 | 9422.88 | 14773 | 14773 | 14773
IGCC | 0 | 0 | 0 | 0 | 0 | 0
DemandResponse | 907.2 | 1018.15 | 1143.28 | 1172.73 | 1202.95 | 1233.94
IGCC-CCS | 0 | 0 | 0 | 0 | 0 | 0
WT_off | 0 | 0 | 0 | 0 | 0 | 0
PseudoUnit | 0 | 0 | 0 | 0 | 0 | 0
FixedInterchange | 0 | 0 | 0 | 0 | 0 | 0
Total Installed Capacity by Reporting Type: NYISO_G-I
ReportingType | 2015 | 2020 | 2025 | 2030 | 2035 | 2040
BM | 0 | 0 | 0 | 0 | 728.82 | 728.82
CC | 1157 | 1157 | 1157 | 1157 | 1157 | 1157
CSP | 0 | 0 | 0 | 0 | 0 | 0
CT | 0 | 0 | 0 | 0 | 0 | 0
Coal | 232.5 | 0 | 0 | 0 | 0 | 0
Geo | 0 | 0 | 0 | 0 | 0 | 0
H | 32 | 32 | 32 | 32 | 32 | 32
LFG | 64 | 64 | 64 | 138.33 | 138.33 | 138.33
Nuc | 2045 | 2045 | 2045 | 2045 | 1025.4 | 2239.08
PS | 0 | 0 | 0 | 0 | 0 | 0
PV | 0 | 0 | 0 | 0 | 0 | 0
PeakG | 65 | 65 | 65 | 65 | 65 | 65
PeakO | 87 | 87 | 87 | 87 | 87 | 87
ST | 0 | 0 | 0 | 0 | 0 | 0
STOG | 0 | 0 | 0 | 0 | 0 | 0
STWD | 0 | 0 | 0 | 0 | 0 | 0
WT | 0 | 60 | 360 | 360 | 360 | 360
IGCC | 0 | 0 | 0 | 0 | 0 | 0
DemandResponse | 339.56 | 380.32 | 434.34 | 453.11 | 472.7 | 493.13
IGCC-CCS | 0 | 0 | 0 | 0 | 0 | 0
WT_off | 0 | 0 | 0 | 0 | 0 | 0
PseudoUnit | 0 | 0 | 0 | 0 | 0 | 0
FixedInterchange | 0 | 0 | 0 | 0 | 0 | 0
Total Installed Capacity by Reporting Type: NYISO_J-K
ReportingType | 2015 | 2020 | 2025 | 2030 | 2035 | 2040
BM | 0 | 0 | 0 | 0 | 0 | 0
CC | 4833.4 | 4833.4 | 4833.4 | 4833.4 | 4833.4 | 4833.4
CSP | 0 | 0 | 0 | 0 | 0 | 0
CT | 0 | 0 | 0 | 0 | 0 | 0
Coal | 0 | 0 | 0 | 0 | 0 | 0
Geo | 0 | 0 | 0 | 0 | 0 | 0
H | 0 | 0 | 0 | 0 | 0 | 0
LFG | 124 | 124 | 124 | 198.33 | 198.33 | 198.33
Nuc | 0.1 | 0.1 | 0.1 | 0.1 | 0.1 | 0.1
PS | 0 | 0 | 0 | 0 | 0 | 0
PV | 32 | 32 | 32 | 32 | 32 | 32
PeakG | 2778 | 2778 | 2778 | 2778 | 2778 | 2778
PeakO | 2169 | 2169 | 2169 | 2169 | 2169 | 2169
ST | 0 | 0 | 0 | 0 | 0 | 0
STOG | 3350.99 | 3350.99 | 3350.99 | 3350.99 | 3237.76 | 3237.76
STWD | 0 | 0 | 0 | 0 | 0 | 0
WT | 0 | 0 | 170 | 330 | 330 | 330
IGCC | 0 | 0 | 0 | 0 | 0 | 0
DemandResponse | 1319.07 | 1502.66 | 1718.62 | 1795.58 | 1875.99 | 1960
IGCC-CCS | 0 | 0 | 0 | 0 | 0 | 0
WT_off | 0 | 0 | 0 | 0 | 0 | 0
PseudoUnit | 0 | 0 | 0 | 0 | 0 | 0
FixedInterchange | 0 | 0 | 0 | 0 | 0 | 0
Total Installed Capacity by Reporting Type: PJM_E
ReportingType | 2015 | 2020 | 2025 | 2030 | 2035 | 2040
BM | 30 | 30 | 30 | 30 | 30 | 30
CC | 11760.3 | 11760.3 | 11760.3 | 11760.3 | 10662 | 10662
CSP | 0 | 0 | 0 | 0 | 0 | 0
CT | 26.2 | 26.2 | 26.2 | 26.2 | 26.2 | 0
Coal | 1076 | 1076 | 508 | 508 | 508 | 508
Geo | 0 | 0 | 0 | 0 | 0 | 0
H | 269.99 | 269.99 | 269.99 | 269.99 | 269.99 | 269.99
LFG | 471.1 | 604 | 604 | 604 | 604 | 604
Nuc | 8510 | 7895.5 | 7895.5 | 7895.5 | 5671.5 | 4497.5
PS | 400 | 400 | 400 | 400 | 400 | 400
PV | 47.45 | 47.45 | 47.45 | 47.45 | 47.45 | 47.45
PeakG | 3877.5 | 3877.5 | 3877.5 | 3877.5 | 3877.5 | 3877.5
PeakO | 2749.3 | 2749.3 | 2749.3 | 2749.3 | 1060.23 | 1060.23
ST | 0 | 0 | 0 | 0 | 0 | 0
STOG | 0 | 0 | 0 | 0 | 0 | 0
STWD | 0 | 0 | 0 | 0 | 0 | 0
WT | 1160 | 1160 | 1160 | 1180 | 1180 | 1180
IGCC | 0 | 0 | 0 | 0 | 0 | 0
DemandResponse | 1256.73 | 1718.17 | 2388.62 | 2469.72 | 2553.57 | 2640.27
IGCC-CCS | 0 | 0 | 0 | 0 | 0 | 0
WT_off | 0 | 0 | 1100 | 1100 | 9600 | 9600
PseudoUnit | 0 | 0 | 0 | 0 | 0 | 0
FixedInterchange | 0 | 0 | 0 | 0 | 0 | 0
Total Installed Capacity by Reporting Type: PJM_ROM
ReportingType | 2015 | 2020 | 2025 | 2030 | 2035 | 2040
BM | 18 | 18 | 18 | 18 | 2357.79 | 2357.79
CC | 5664.5 | 5664.5 | 5664.5 | 5664.5 | 4267.5 | 2589
CSP | 0 | 0 | 0 | 0 | 0 | 0
CT | 16 | 16 | 16 | 16 | 0 | 0
Coal | 10215.97 | 8981.97 | 3424.72 | 3424.72 | 3025.5 | 3025.5
Geo | 0 | 0 | 0 | 0 | 0 | 0
H | 1392 | 2070 | 2070 | 2070 | 2070 | 2070
LFG | 356.9 | 622 | 622 | 622 | 622 | 622
Nuc | 5036 | 5036 | 5036 | 5036 | 3304 | 9946.49
PS | 1513 | 1513 | 1513 | 1513 | 1513 | 1513
PV | 4 | 1359.2 | 2117.94 | 2287.77 | 2300.57 | 2361.65
PeakG | 1719 | 1719 | 1719 | 1719 | 1719 | 1719
PeakO | 1566 | 1566 | 1566 | 1566 | 0 | 0
ST | 0 | 0 | 0 | 0 | 0 | 0
STOG | 0 | 0 | 0 | 0 | 0 | 0
STWD | 70 | 70 | 70 | 70 | 70 | 70
WT | 1210.8 | 1961 | 1961 | 7771 | 7771 | 7771
IGCC | 0 | 0 | 0 | 0 | 0 | 0
DemandResponse | 2307.31 | 2787.75 | 3373.93 | 3488.48 | 3606.92 | 3729.38
IGCC-CCS | 0 | 0 | 0 | 0 | 0 | 0
WT_off | 0 | 0 | 0 | 0 | 0 | 0
PseudoUnit | 0 | 0 | 0 | 0 | 0 | 0
FixedInterchange | 0 | 0 | 0 | 0 | 0 | 0
Total Installed Capacity by Reporting Type: PJM_ROR
ReportingType | 2015 | 2020 | 2025 | 2030 | 2035 | 2040
BM | 385 | 385 | 385 | 385 | 10556.34 | 10556.34
CC | 13618 | 14733.13 | 14733.13 | 14733.13 | 9619.13 | 7486.4
CSP | 0 | 0 | 0 | 0 | 0 | 0
CT | 29 | 29 | 29 | 29 | 0 | 0
Coal | 49015.56 | 35511.4 | 24777.21 | 24139.34 | 23477.21 | 23477.21
Geo | 0 | 0 | 0 | 0 | 0 | 0
H | 1837.4 | 2340.4 | 2340.4 | 2340.4 | 2340.4 | 2340.4
LFG | 539.4 | 1053.11 | 1053.11 | 1053.11 | 1053.11 | 1053.11
Nuc | 20038 | 20038 | 20038 | 24798.58 | 26338.58 | 26554.5
PS | 3081 | 3081 | 3081 | 3081 | 3081 | 3081
PV | 24 | 453.08 | 663.99 | 671.82 | 671.82 | 671.82
PeakG | 19311 | 19311 | 19311 | 19311 | 19311 | 19311
PeakO | 1742 | 1742 | 1742 | 1742 | 0 | 0
ST | 0 | 0 | 0 | 0 | 0 | 0
STOG | 0 | 0 | 0 | 0 | 0 | 0
STWD | 194 | 194 | 194 | 194 | 194 | 194
WT | 10922.7 | 14959.74 | 56197 | 56197 | 56197 | 56197
IGCC | 0 | 0 | 0 | 0 | 0 | 0
DemandResponse | 3324.65 | 6282.21 | 9765.55 | 10067.05 | 10377.87 | 10698.28
IGCC-CCS | 0 | 0 | 0 | 0 | 0 | 0
WT_off | 0 | 0 | 0 | 0 | 0 | 0
PseudoUnit | 0 | 0 | 0 | 0 | 0 | 0
FixedInterchange | 0 | 0 | 0 | 0 | 0 | 0
Total Installed Capacity by Reporting Type: SOCO
ReportingType | 2015 | 2020 | 2025 | 2030 | 2035 | 2040
BM | 55 | 55 | 55 | 3279.12 | 6555.24 | 6555.24
CC | 17429.9 | 22473.02 | 22473.02 | 22473.02 | 10070.02 | 5043.12
CSP | 0 | 0 | 0 | 0 | 0 | 0
CT | 0 | 0 | 0 | 0 | 0 | 0
Coal | 19185 | 14800.5 | 9295.92 | 8110.92 | 8110.92 | 8110.92
Geo | 0 | 0 | 0 | 0 | 0 | 0
H | 4194 | 4194 | 4194 | 4194 | 4194 | 4194
LFG | 37 | 37 | 144.4 | 144.4 | 144.4 | 144.4
Nuc | 5841 | 8041 | 11777.51 | 11777.51 | 21041.56 | 24188.38
PS | 1675 | 1675 | 1675 | 1675 | 1675 | 1675
PV | 0 | 0 | 0 | 0 | 0 | 2000
PeakG | 4406.2 | 4406.2 | 4406.2 | 2988.11 | 1920.63 | 1920.63
PeakO | 0 | 0 | 0 | 0 | 0 | 0
ST | 0 | 0 | 0 | 0 | 0 | 0
STOG | 0 | 0 | 0 | 0 | 0 | 0
STWD | 668 | 668 | 668 | 668 | 668 | 668
WT | 0 | 0 | 100 | 100 | 100 | 100
IGCC | 0 | 0 | 0 | 0 | 0 | 0
DemandResponse | 2570.49 | 4773.97 | 7215.46 | 7512.46 | 7821.68 | 8143.63
IGCC-CCS | 0 | 0 | 0 | 0 | 0 | 0
WT_off | 0 | 0 | 0 | 0 | 0 | 0
PseudoUnit | 0 | 0 | 0 | 0 | 0 | 0
FixedInterchange | 0 | 0 | 0 | 0 | 0 | 0
Total Installed Capacity by Reporting Type: SPP_N
ReportingType | 2015 | 2020 | 2025 | 2030 | 2035 | 2040
BM | 0 | 0 | 0 | 1494.97 | 6301.26 | 6301.26
CC | 1386 | 4868.77 | 4868.77 | 4868.77 | 4868.77 | 4868.77
CSP | 0 | 0 | 0 | 0 | 0 | 0
CT | 0 | 0 | 0 | 0 | 0 | 0
Coal | 8347.54 | 6002.03 | 4552.04 | 4179.04 | 2415.04 | 2415.04
Geo | 0 | 0 | 0 | 0 | 0 | 0
H | 21 | 21 | 21 | 21 | 21 | 21
LFG | 7 | 7 | 7 | 102 | 102 | 102
Nuc | 1160 | 1160 | 1160 | 1160 | 1160 | 1160
PS | 0 | 0 | 0 | 0 | 0 | 0
PV | 0 | 0 | 0 | 0 | 0 | 0
PeakG | 4397 | 4397 | 4397 | 4397 | 4397 | 4397
PeakO | 1199 | 1199 | 1199 | 1199 | 1199 | 1199
ST | 0 | 0 | 0 | 0 | 0 | 0
STOG | 618.92 | 618.92 | 618.92 | 618.92 | 494.92 | 494.92
STWD | 0 | 0 | 0 | 0 | 0 | 0
WT | 1227 | 13070.3 | 13070.3 | 13070.3 | 13070.3 | 13854.96
IGCC | 0 | 0 | 0 | 0 | 0 | 0
DemandResponse | 446.68 | 920.58 | 1432.75 | 1499.14 | 1568.6 | 1641.28
IGCC-CCS | 0 | 0 | 0 | 0 | 0 | 0
WT_off | 0 | 0 | 0 | 0 | 0 | 0
PseudoUnit | 0 | 0 | 0 | 0 | 0 | 0
FixedInterchange | 0 | 0 | 0 | 0 | 0 | 0
Total Installed Capacity by Reporting Type: SPP_S
ReportingType | 2015 | 2020 | 2025 | 2030 | 2035 | 2040
BM | 0 | 0 | 0 | 0 | 4507.34 | 4507.34
CC | 10917 | 12525.75 | 15139.46 | 15139.46 | 15139.46 | 15139.46
CSP | 0 | 0 | 0 | 0 | 0 | 0
CT | 412.99 | 712.99 | 712.99 | 712.99 | 712.99 | 712.99
Coal | 14125.93 | 8964.93 | 3859.52 | 3859.52 | 988 | 988
Geo | 0 | 0 | 0 | 0 | 0 | 0
H | 2108 | 2108 | 2108 | 2199 | 2199 | 2199
LFG | 19 | 19 | 19 | 114 | 114 | 114
Nuc | 0.1 | 0.1 | 0.1 | 0.1 | 0.1 | 489.68
PS | 446 | 446 | 446 | 446 | 446 | 446
PV | 0 | 0 | 0 | 0 | 0 | 0
PeakG | 3443 | 3443 | 3443 | 3443 | 3443 | 3443
PeakO | 122 | 122 | 122 | 122 | 122 | 122
ST | 0 | 0 | 0 | 0 | 0 | 0
STOG | 5216.41 | 5216.41 | 5216.41 | 5216.41 | 2766.25 | 2766.25
STWD | 84 | 84 | 84 | 84 | 84 | 84
WT | 2727 | 32474.58 | 32474.58 | 32474.58 | 32474.58 | 32474.58
IGCC | 0 | 0 | 0 | 0 | 0 | 0
DemandResponse | 61.11 | 1754.28 | 3560.21 | 3675.61 | 3794.74 | 3917.74
IGCC-CCS | 0 | 0 | 0 | 0 | 0 | 0
WT_off | 0 | 0 | 0 | 0 | 0 | 0
PseudoUnit | 0 | 0 | 0 | 0 | 0 | 0
FixedInterchange | 0 | 0 | 0 | 0 | 0 | 0
Total Installed Capacity by Reporting Type: TVA
ReportingType | 2015 | 2020 | 2025 | 2030 | 2035 | 2040
BM | 0 | 0 | 0 | 3593.92 | 7394.28 | 7394.28
CC | 5881 | 9741.85 | 9741.85 | 9741.85 | 5032.16 | 3934.16
CSP | 0 | 0 | 0 | 0 | 0 | 0
CT | 0 | 0 | 0 | 0 | 0 | 0
Coal | 9559.97 | 6926 | 5047.07 | 848.85 | 848.85 | 848.85
Geo | 0 | 0 | 0 | 0 | 0 | 0
H | 5111 | 5111 | 5138 | 5138 | 5138 | 5138
LFG | 13 | 13 | 120.4 | 120.4 | 120.4 | 120.4
Nuc | 8394.89 | 8394.89 | 8394.89 | 8394.89 | 11614.89 | 11212.03
PS | 1743 | 1743 | 1743 | 1743 | 1743 | 1743
PV | 0 | 0 | 0 | 0 | 0 | 2000
PeakG | 5804.49 | 5804.49 | 5804.49 | 5804.49 | 5804.49 | 5804.49
PeakO | 33.28 | 33.28 | 33.28 | 0 | 0 | 0
ST | 0 | 0 | 0 | 0 | 0 | 0
STOG | 0 | 0 | 0 | 0 | 0 | 0
STWD | 5 | 5 | 5 | 5 | 5 | 5
WT | 29 | 29 | 129 | 129 | 129 | 129
IGCC | 0 | 0 | 0 | 0 | 0 | 0
DemandResponse | 1805 | 2555.95 | 3357.9 | 3440.97 | 3526.11 | 3613.35
IGCC-CCS | 0 | 0 | 0 | 0 | 0 | 0
WT_off | 0 | 0 | 0 | 0 | 0 | 0
PseudoUnit | 0 | 0 | 0 | 0 | 0 | 0
FixedInterchange | 0 | 0 | 0 | 0 | 0 | 0
Total Installed Capacity by Reporting Type: TVA_Transmission
ReportingType | 2015 | 2020 | 2025 | 2030 | 2035 | 2040
BM | 0 | 0 | 0 | 0 | 0 | 0
CC | 0 | 0 | 0 | 0 | 0 | 0
CSP | 0 | 0 | 0 | 0 | 0 | 0
CT | 0 | 0 | 0 | 0 | 0 | 0
Coal | 0 | 0 | 0 | 0 | 0 | 0
Geo | 0 | 0 | 0 | 0 | 0 | 0
H | 0 | 0 | 0 | 0 | 0 | 0
LFG | 0 | 0 | 0 | 0 | 0 | 0
Nuc | 0 | 0 | 0 | 0 | 0 | 0
PS | 0 | 0 | 0 | 0 | 0 | 0
PV | 0 | 0 | 0 | 0 | 0 | 0
PeakG | 0 | 0 | 0 | 0 | 0 | 0
PeakO | 0 | 0 | 0 | 0 | 0 | 0
ST | 0 | 0 | 0 | 0 | 0 | 0
STOG | 0 | 0 | 0 | 0 | 0 | 0
STWD | 0 | 0 | 0 | 0 | 0 | 0
WT | 0 | 0 | 0 | 0 | 0 | 0
IGCC | 0 | 0 | 0 | 0 | 0 | 0
DemandResponse | 0 | 0 | 0 | 0 | 0 | 0
IGCC-CCS | 0 | 0 | 0 | 0 | 0 | 0
WT_off | 0 | 0 | 0 | 0 | 0 | 0
PseudoUnit | 0 | 0 | 0 | 0 | 0 | 0
FixedInterchange | 0 | 0 | 0 | 0 | 0 | 0
Total Installed Capacity by Reporting Type: VACAR
ReportingType | 2015 | 2020 | 2025 | 2030 | 2035 | 2040
BM | 0.92 | 171.13 | 709.69 | 6986.31 | 6986.31 | 6986.31
CC | 9630.8 | 12217.32 | 12217.32 | 12217.32 | 10140.98 | 10140.98
CSP | 0 | 0 | 0 | 0 | 0 | 0
CT | 717.2 | 717.2 | 717.2 | 0 | 0 | 0
Coal | 18007 | 13578 | 10930.31 | 2943.35 | 2514.21 | 2514.21
Geo | 0 | 0 | 0 | 0 | 0 | 0
H | 2122 | 2122 | 2122 | 2122 | 2122 | 2122
LFG | 63.34 | 170.4 | 170.4 | 170.4 | 170.4 | 170.4
Nuc | 11430 | 13760 | 15537.86 | 15537.86 | 12289.86 | 10431.86
PS | 2616 | 2616 | 2616 | 2616 | 2616 | 2616
PV | 16 | 149.61 | 151.95 | 152.75 | 152.75 | 1349.33
PeakG | 8308 | 8308 | 8308 | 8308 | 8308 | 8308
PeakO | 1268 | 1268 | 1268 | 1268 | 0 | 0
ST | 0 | 0 | 0 | 0 | 0 | 0
STOG | 92 | 92 | 92 | 92 | 0 | 0
STWD | 281 | 281 | 281 | 281 | 281 | 281
WT | 0.9 | 3500 | 3500 | 3500 | 3500 | 3500
IGCC | 0 | 0 | 0 | 0 | 0 | 0
DemandResponse | 2339.28 | 3868.22 | 5651.52 | 5928.05 | 6218.12 | 6522.37
IGCC-CCS | 0 | 0 | 0 | 0 | 0 | 0
WT_off | 1 | 1 | 1 | 8073.13 | 34886.55 | 38661.83
PseudoUnit | 0 | 0 | 0 | 0 | 0 | 0
FixedInterchange | 0 | 0 | 0 | 0 | 0 | 0
Total Installed Capacity by Reporting Type: IESO
ReportingType | 2015 | 2020 | 2025 | 2030 | 2035 | 2040
BM | 326.33 | 326.33 | 326.33 | 326.33 | 326.33 | 326.33
CC | 1263 | 1263 | 1263 | 1263 | 1263 | 1263
CSP | 0 | 0 | 0 | 0 | 0 | 0
CT | 368 | 368 | 368 | 368 | 0 | 0
Coal | 0 | 0 | 0 | 0 | 0 | 0
Geo | 0 | 0 | 0 | 0 | 0 | 0
H | 8693.3 | 8693.3 | 8693.3 | 8693.3 | 8693.3 | 8943.3
LFG | 117.5 | 117.5 | 117.5 | 118 | 118 | 118
Nuc | 13018 | 13018 | 13018 | 13018 | 11988 | 10448
PS | 123 | 123 | 123 | 123 | 123 | 123
PV | 1097.26 | 1097.26 | 1097.26 | 1097.26 | 30 | 30
PeakG | 0 | 0 | 0 | 0 | 0 | 0
PeakO | 0 | 0 | 0 | 0 | 0 | 0
ST | 0 | 0 | 0 | 0 | 0 | 0
STOG | 0 | 0 | 0 | 0 | 0 | 0
STWD | 139 | 139 | 139 | 139 | 139 | 139
WT | 3385.9 | 3385.9 | 3385.9 | 3385.9 | 3385.9 | 3385.9
IGCC | 0 | 0 | 0 | 0 | 0 | 0
DemandResponse | 1958.79 | 2066.83 | 2340.54 | 2421.21 | 2504.65 | 2590.98
IGCC-CCS | 0 | 0 | 0 | 0 | 0 | 0
WT_off | 0 | 0 | 0 | 0 | 0 | 0
PseudoUnit | 0 | 0 | 0 | 0 | 0 | 0
FixedInterchange | 0 | 0 | 0 | 0 | 0 | 0
Total Installed Capacity by Reporting Type: MAPP_CA
ReportingType | 2015 | 2020 | 2025 | 2030 | 2035 | 2040
BM | 0 | 0 | 0 | 0 | 0 | 0
CC | 731 | 731 | 0 | 0 | 0 | 0
CSP | 0 | 0 | 0 | 0 | 0 | 0
CT | 0 | 0 | 0 | 0 | 0 | 0
Coal | 950.81 | 390.48 | 0 | 0 | 0 | 0
Geo | 0 | 0 | 0 | 0 | 0 | 0
H | 6475.4 | 7170.4 | 8665.4 | 11125.4 | 11125.4 | 11125.4
LFG | 0 | 0 | 0 | 0 | 0 | 0
Nuc | 0.1 | 0.1 | 0.1 | 0.1 | 0.1 | 0.1
PS | 0 | 0 | 0 | 0 | 0 | 0
PV | 0 | 0 | 0 | 0 | 0 | 0
PeakG | 559 | 559 | 6 | 0 | 0 | 0
PeakO | 4 | 4 | 0 | 0 | 0 | 0
ST | 0 | 0 | 0 | 0 | 0 | 0
STOG | 126 | 126 | 0 | 0 | 0 | 0
STWD | 0 | 0 | 0 | 0 | 0 | 0
WT | 577.4 | 577.4 | 577.4 | 577.4 | 275 | 275
IGCC | 0 | 0 | 0 | 0 | 0 | 0
DemandResponse | 89.5 | 308.14 | 546.73 | 568.39 | 590.9 | 614.31
IGCC-CCS | 0 | 0 | 0 | 0 | 0 | 0
WT_off | 0 | 0 | 0 | 0 | 0 | 0
PseudoUnit | 0 | 0 | 0 | 0 | 0 | 0
FixedInterchange | 0 | 0 | 0 | 0 | 0 | 0
Total Installed Capacity by Reporting Type: AZ_NM_SNV_Coal
ReportingType | 2015 | 2020 | 2025 | 2030 | 2035 | 2040
BM | 0 | 0 | 0 | 0 | 0 | 0
CC | 0 | 0 | 0 | 0 | 0 | 0
CSP | 0 | 0 | 0 | 0 | 0 | 0
CT | 0 | 0 | 0 | 0 | 0 | 0
Coal | 10466 | 10466 | 8846.18 | 1431.96 | 818 | 818
Geo | 0 | 0 | 0 | 0 | 0 | 0
H | 0 | 0 | 0 | 0 | 0 | 0
LFG | 0 | 0 | 0 | 0 | 0 | 0
Nuc | 0 | 0 | 0 | 0 | 0 | 0
PS | 0 | 0 | 0 | 0 | 0 | 0
PV | 0 | 0 | 0 | 0 | 0 | 0
PeakG | 0 | 0 | 0 | 0 | 0 | 0
PeakO | 200 | 200 | 200 | 200 | 200 | 200
ST | 0 | 0 | 0 | 0 | 0 | 0
STOG | 0 | 0 | 0 | 0 | 0 | 0
STWD | 0 | 0 | 0 | 0 | 0 | 0
WT | 0 | 0 | 0 | 0 | 0 | 0
IGCC | 0 | 0 | 0 | 0 | 0 | 0
DemandResponse | 0 | 0 | 0 | 0 | 0 | 0
IGCC-CCS | 0 | 0 | 0 | 0 | 0 | 0
WT_off | 0 | 0 | 0 | 0 | 0 | 0
PseudoUnit | 0 | 0 | 0 | 0 | 0 | 0
FixedInterchange | 0 | 0 | 0 | 0 | 0 | 0
Total Installed Capacity by Reporting Type: AZ_NM_SNV_Gas
ReportingType | 2015 | 2020 | 2025 | 2030 | 2035 | 2040
BM | 0 | 0 | 0 | 0 | 0 | 0
CC | 13213.45 | 13213.45 | 13213.45 | 13213.45 | 9019.1 | 8118.47
CSP | 0 | 0 | 0 | 0 | 0 | 0
CT | 736 | 736 | 736 | 736 | 0 | 0
Coal | 0 | 0 | 0 | 0 | 0 | 0
Geo | 0 | 0 | 0 | 0 | 0 | 0
H | 0 | 0 | 0 | 0 | 0 | 0
LFG | 0 | 0 | 0 | 0 | 0 | 0
Nuc | 0 | 0 | 0 | 0 | 0 | 0
PS | 0 | 0 | 0 | 0 | 0 | 0
PV | 0 | 0 | 0 | 0 | 0 | 0
PeakG | 3660 | 3660 | 3660 | 3660 | 3660 | 3660
PeakO | 0 | 0 | 0 | 0 | 0 | 0
ST | 0 | 0 | 0 | 0 | 0 | 0
STOG | 0 | 0 | 0 | 0 | 0 | 0
STWD | 0 | 0 | 0 | 0 | 0 | 0
WT | 0 | 0 | 0 | 0 | 0 | 0
IGCC | 0 | 0 | 0 | 0 | 0 | 0
DemandResponse | 334.55 | 1076.71 | 1928.33 | 2059.84 | 2196.64 | 2344.36
IGCC-CCS | 0 | 0 | 0 | 0 | 0 | 0
WT_off | 0 | 0 | 0 | 0 | 0 | 0
PseudoUnit | 0 | 0 | 0 | 0 | 0 | 0
FixedInterchange | 0 | 0 | 0 | 0 | 0 | 0
Total Installed Capacity by Reporting Type: AZ_NM_SNV_NucRenew
ReportingType | 2015 | 2020 | 2025 | 2030 | 2035 | 2040
BM | 0 | 0 | 0 | 0 | 4450.59 | 4450.59
CC | 0 | 0 | 0 | 0 | 0 | 0
CSP | 0 | 0 | 0 | 0 | 0 | 0
CT | 0 | 0 | 0 | 0 | 0 | 0
Coal | 0 | 0 | 0 | 0 | 0 | 0
Geo | 0 | 0 | 1450 | 1450 | 1450 | 1450
H | 3131 | 3131 | 3131 | 3131 | 3131 | 3131
LFG | 7 | 7 | 67.67 | 67.67 | 67.67 | 67.67
Nuc | 3875 | 3875 | 3875 | 10048.29 | 12411.26 | 13164.17
PS | 216 | 216 | 216 | 216 | 216 | 216
PV | 148.7 | 148.7 | 148.7 | 148.7 | 148.7 | 148.7
PeakG | 0 | 0 | 0 | 0 | 0 | 0
PeakO | 0 | 0 | 0 | 0 | 0 | 0
ST | 280 | 725.61 | 972.56 | 1085.16 | 1606.94 | 1606.94
STOG | 0 | 0 | 0 | 0 | 0 | 0
STWD | 26 | 26 | 26 | 26 | 26 | 26
WT | 525.1 | 12314.92 | 12314.92 | 12314.92 | 12314.92 | 12314.92
IGCC | 0 | 0 | 0 | 0 | 0 | 0
DemandResponse | 0 | 0 | 0 | 0 | 0 | 0
IGCC-CCS | 0 | 0 | 0 | 0 | 0 | 0
WT_off | 0 | 0 | 0 | 0 | 0 | 0
PseudoUnit | 0 | 0 | 0 | 0 | 0 | 0
FixedInterchange | 0 | 0 | 0 | 0 | 0 | 0
Total Installed Capacity by Reporting Type: ERCOT
ReportingType | 2015 | 2020 | 2025 | 2030 | 2035 | 2040
BM | 145 | 145 | 145 | 145 | 4064.97 | 4064.97
CC | 37275.68 | 40462.49 | 44701.85 | 44701.85 | 33658.5 | 30057.95
CSP | 0 | 0 | 0 | 0 | 0 | 0
CT | 250 | 250 | 250 | 250 | 0 | 0
Coal | 19512.87 | 13099.87 | 5858.64 | 4976.08 | 4805 | 4805
Geo | 0 | 0 | 0 | 0 | 0 | 0
H | 565 | 565 | 565 | 565 | 565 | 565
LFG | 75 | 75 | 429 | 429 | 429 | 429
Nuc | 5091 | 5091 | 5091 | 5091 | 19823.92 | 23725.92
PS | 0 | 0 | 0 | 0 | 0 | 0
PV | 15 | 15 | 15 | 15 | 15 | 15
PeakG | 4768 | 4768 | 4768 | 4768 | 4768 | 4768
PeakO | 51 | 51 | 51 | 51 | 51 | 51
ST | 0 | 0 | 0 | 0 | 0 | 0
STOG | 7443.89 | 7443.89 | 7443.89 | 7443.89 | 0 | 0
STWD | 0 | 0 | 0 | 0 | 0 | 0
WT | 9280.1 | 28947.33 | 28947.33 | 28947.33 | 28947.33 | 30581.88
IGCC | 0 | 0 | 0 | 0 | 0 | 0
DemandResponse | 740.81 | 3617.73 | 6720.3 | 6926.25 | 7155.61 | 7391.29
IGCC-CCS | 0 | 0 | 0 | 0 | 0 | 0
WT_off | 0 | 0 | 0 | 0 | 0 | 0
PseudoUnit | 0 | 0 | 0 | 0 | 0 | 0
FixedInterchange | 0 | 0 | 0 | 0 | 0 | 0
Total Installed Capacity by Reporting Type: NP15
ReportingType | 2015 | 2020 | 2025 | 2030 | 2035 | 2040
BM | 0 | 0 | 0 | 0 | 843.24 | 843.24
CC | 10170.82 | 10170.82 | 10170.82 | 10170.82 | 10170.82 | 7473.73
CSP | 0 | 0 | 0 | 0 | 0 | 0
CT | 212.6 | 212.6 | 212.6 | 212.6 | 0 | 0
Coal | 191.9 | 28.2 | 28.2 | 0 | 0 | 0
Geo | 1123 | 1723 | 1723 | 1723 | 1723 | 1723
H | 8825 | 8825 | 8825 | 8825 | 8825 | 8825
LFG | 85 | 265.43 | 650 | 650 | 650 | 650
Nuc | 2300 | 2300 | 2300 | 5067.93 | 8275.82 | 10141.67
PS | 2257 | 2257 | 2257 | 2257 | 2257 | 2257
PV | 59.5 | 59.5 | 59.5 | 59.5 | 59.5 | 59.5
PeakG | 3265 | 3265 | 3265 | 3265 | 3265 | 3265
PeakO | 350 | 350 | 350 | 350 | 350 | 350
ST | 29 | 29 | 29 | 29 | 29 | 100
STOG | 1197.16 | 1055.44 | 248.7 | 248.7 | 0 | 0
STWD | 442 | 442 | 442 | 442 | 442 | 442
WT | 1193.2 | 4492 | 10133.3 | 12595.7 | 12913.97 | 13541.11
IGCC | 0 | 0 | 0 | 0 | 0 | 0
DemandResponse | 1828.06 | 1875.2 | 2034.02 | 2149.8 | 2261.58 | 2376.93
IGCC-CCS | 0 | 0 | 0 | 0 | 0 | 0
WT_off | 0 | 0 | 0 | 0 | 0 | 0
PseudoUnit | 0 | 0 | 0 | 0 | 0 | 0
FixedInterchange | 0 | 0 | 0 | 0 | 0 | 0
Total Installed Capacity by Reporting Type: NWPP_Coal
ReportingType | 2015 | 2020 | 2025 | 2030 | 2035 | 2040
BM | 0 | 0 | 0 | 0 | 0 | 0
CC | 0 | 0 | 0 | 0 | 0 | 0
CSP | 0 | 0 | 0 | 0 | 0 | 0
CT | 0 | 0 | 0 | 0 | 0 | 0
Coal | 13095.5 | 12434.3 | 6312.3 | 2026.8 | 226.8 | 226.8
Geo | 0 | 0 | 0 | 0 | 0 | 0
H | 0 | 0 | 0 | 0 | 0 | 0
LFG | 0 | 0 | 0 | 0 | 0 | 0
Nuc | 0 | 0 | 0 | 0 | 0 | 0
PS | 0 | 0 | 0 | 0 | 0 | 0
PV | 0 | 0 | 0 | 0 | 0 | 0
PeakG | 0 | 0 | 0 | 0 | 0 | 0
PeakO | 0 | 0 | 0 | 0 | 0 | 0
ST | 0 | 0 | 0 | 0 | 0 | 0
STOG | 0 | 0 | 0 | 0 | 0 | 0
STWD | 0 | 0 | 0 | 0 | 0 | 0
WT | 0 | 0 | 0 | 0 | 0 | 0
IGCC | 0 | 0 | 0 | 0 | 0 | 0
DemandResponse | 0 | 0 | 0 | 0 | 0 | 0
IGCC-CCS | 0 | 0 | 0 | 0 | 0 | 0
WT_off | 0 | 0 | 0 | 0 | 0 | 0
PseudoUnit | 0 | 0 | 0 | 0 | 0 | 0
FixedInterchange | 0 | 0 | 0 | 0 | 0 | 0
Total Installed Capacity by Reporting Type: NWPP_Gas
ReportingType | 2015 | 2020 | 2025 | 2030 | 2035 | 2040
BM | 0 | 0 | 0 | 0 | 0 | 0
CC | 300 | 300 | 300 | 300 | 300 | 0
CSP | 0 | 0 | 0 | 0 | 0 | 0
CT | 150 | 150 | 150 | 150 | 0 | 0
Coal | 0 | 0 | 0 | 0 | 0 | 0
Geo | 0 | 0 | 0 | 0 | 0 | 0
H | 0 | 0 | 0 | 0 | 0 | 0
LFG | 0 | 0 | 0 | 0 | 0 | 0
Nuc | 0 | 0 | 0 | 0 | 0 | 0
PS | 0 | 0 | 0 | 0 | 0 | 0
PV | 0 | 0 | 0 | 0 | 0 | 0
PeakG | 0 | 0 | 0 | 0 | 0 | 0
PeakO | 0 | 0 | 0 | 0 | 0 | 0
ST | 0 | 0 | 0 | 0 | 0 | 0
STOG | 0 | 0 | 0 | 0 | 0 | 0
STWD | 0 | 0 | 0 | 0 | 0 | 0
WT | 0 | 0 | 0 | 0 | 0 | 0
IGCC | 0 | 0 | 0 | 0 | 0 | 0
DemandResponse | 0.01 | 953.34 | 1988.72 | 2091.14 | 2193.74 | 2298.72
IGCC-CCS | 0 | 0 | 0 | 0 | 0 | 0
WT_off | 0 | 0 | 0 | 0 | 0 | 0
PseudoUnit | 0 | 0 | 0 | 0 | 0 | 0
FixedInterchange | 0 | 0 | 0 | 0 | 0 | 0
Total Installed Capacity by Reporting Type: NWPP_NucRenew
ReportingType | 2015 | 2020 | 2025 | 2030 | 2035 | 2040
BM | 32.55 | 32.55 | 32.55 | 32.55 | 2721.28 | 2721.28
CC | 0 | 0 | 0 | 0 | 0 | 0
CSP | 0 | 0 | 0 | 0 | 0 | 0
CT | 0 | 0 | 0 | 0 | 0 | 0
Coal | 0 | 0 | 0 | 0 | 0 | 0
Geo | 404.2 | 404.2 | 838.2 | 838.2 | 838.2 | 838.2
H | 33736 | 33736 | 33736 | 34071 | 34071 | 34071
LFG | 128.5 | 128.5 | 373 | 373 | 373 | 373
Nuc | 1131 | 1131 | 1131 | 4055.47 | 4055.47 | 5878.99
PS | 258 | 258 | 258 | 258 | 258 | 258
PV | 3 | 3 | 3 | 3 | 3 | 3
PeakG | 0 | 0 | 0 | 0 | 0 | 0
PeakO | 0 | 0 | 0 | 0 | 0 | 0
ST | 0 | 0 | 0 | 0 | 0 | 3
STOG | 0 | 0 | 0 | 0 | 0 | 0
STWD | 561 | 561 | 561 | 561 | 561 | 561
WT | 6865.3 | 6865.3 | 27712.81 | 28204.36 | 28204.37 | 30519.12
IGCC | 0 | 0 | 0 | 0 | 0 | 0
DemandResponse | 0 | 0 | 0 | 0 | 0 | 0
IGCC-CCS | 0 | 0 | 0 | 0 | 0 | 0
WT_off | 0 | 0 | 0 | 0 | 0 | 0
PseudoUnit | 0 | 0 | 0 | 0 | 0 | 0
FixedInterchange | 0 | 0 | 0 | 0 | 0 | 0
Total Installed Capacity by Reporting Type: RMPA
ReportingType | 2015 | 2020 | 2025 | 2030 | 2035 | 2040
BM | 0 | 0 | 0 | 3335.48 | 3726.76 | 3726.76
CC | 2561.22 | 2561.22 | 2561.22 | 2561.22 | 2266.26 | 2257.6
CSP | 0 | 0 | 0 | 0 | 0 | 0
CT | 152 | 152 | 152 | 152 | 0 | 0
Coal | 7475.3 | 6997.8 | 3464.95 | 1167.3 | 1167.3 | 1167.3
Geo | 0 | 25 | 2570 | 2570 | 2570 | 2570
H | 982 | 982 | 982 | 982 | 982 | 982
LFG | 7.4 | 7.4 | 7.4 | 36.33 | 36.33 | 36.33
Nuc | 0.1 | 0.1 | 0.1 | 0.1 | 0.1 | 730.17
PS | 563 | 563 | 563 | 563 | 563 | 563
PV | 21 | 21 | 21 | 21 | 21 | 21
PeakG | 2904 | 2904 | 2904 | 2904 | 2904 | 2904
PeakO | 0 | 0 | 0 | 0 | 0 | 0
ST | 3 | 370.43 | 370.43 | 375.89 | 375.89 | 500.45
STOG | 0 | 0 | 0 | 0 | 0 | 0
STWD | 0 | 0 | 0 | 0 | 0 | 0
WT | 2113.4 | 5658.61 | 5658.61 | 6195.18 | 6195.18 | 6195.18
IGCC | 0 | 0 | 0 | 0 | 0 | 0
DemandResponse | 486.05 | 622.89 | 804.5 | 856.88 | 912.57 | 971.91
IGCC-CCS | 0 | 0 | 0 | 0 | 0 | 0
WT_off | 0 | 0 | 0 | 0 | 0 | 0
PseudoUnit | 0 | 0 | 0 | 0 | 0 | 0
FixedInterchange | 0 | 0 | 0 | 0 | 0 | 0
Total Installed Capacity by Reporting Type: SP15
ReportingType | 2015 | 2020 | 2025 | 2030 | 2035 | 2040
BM | 6 | 6 | 6 | 578.93 | 674.59 | 674.59
CC | 13015.08 | 13015.08 | 13015.08 | 13015.08 | 13015.08 | 13015.08
CSP | 0 | 0 | 0 | 0 | 0 | 0
CT | 0 | 0 | 0 | 0 | 0 | 0
Coal | 185.7 | 101.2 | 101.2 | 101.2 | 0 | 0
Geo | 963 | 2413 | 2413 | 2413 | 2413 | 2413
H | 1163 | 1163 | 1163 | 1163 | 1163 | 1163
LFG | 223.2 | 779 | 779 | 779 | 779 | 779
Nuc | 2250 | 2250 | 2250 | 2266.46 | 2266.46 | 7012.83
PS | 1440 | 1440 | 1440 | 1440 | 1440 | 1440
PV | 126.8 | 126.8 | 126.8 | 126.8 | 126.8 | 126.8
PeakG | 4309 | 4309 | 4309 | 4309 | 4309 | 4309
PeakO | 51 | 51 | 51 | 51 | 51 | 51
ST | 448 | 448 | 448 | 2488.07 | 2857.45 | 3693.59
STOG | 6675.79 | 5713.34 | 4108.12 | 4108.12 | 4030.8 | 4030.8
STWD | 119 | 119 | 119 | 119 | 119 | 119
WT | 2207.8 | 11193.37 | 16372.8 | 16372.8 | 16372.8 | 16372.8
IGCC | 0 | 0 | 0 | 0 | 0 | 0
DemandResponse | 2613.15 | 2728.17 | 2959.23 | 3127.67 | 3290.3 | 3458.12
IGCC-CCS | 0 | 0 | 0 | 0 | 0 | 0
WT_off | 0 | 0 | 0 | 0 | 0 | 0
PseudoUnit | 0 | 0 | 0 | 0 | 0 | 0
FixedInterchange | 0 | 0 | 0 | 0 | 0 | 0
Total Installed Capacity by Reporting Type: ALB
ReportingType | 2015 | 2020 | 2025 | 2030 | 2035 | 2040
BM | 0 | 0 | 0 | 0 | 0 | 0
CC | 1896.41 | 2012.19 | 2012.19 | 274.67 | 274.67 | 274.67
CSP | 0 | 0 | 0 | 0 | 0 | 0
CT | 201.5 | 201.5 | 201.5 | 201.5 | 0 | 0
Coal | 6240.83 | 6240.83 | 6240.83 | 495 | 495 | 495
Geo | 0 | 0 | 0 | 0 | 0 | 0
H | 912 | 912 | 912 | 912 | 912 | 912
LFG | 10 | 10 | 10 | 10 | 10 | 10
Nuc | 0.1 | 0.1 | 0.1 | 8325.75 | 8699.85 | 8983.17
PS | 0 | 0 | 0 | 0 | 0 | 0
PV | 0 | 0 | 0 | 0 | 0 | 0
PeakG | 1182.55 | 1182.55 | 1182.55 | 1182.55 | 1182.55 | 1182.55
PeakO | 0 | 0 | 0 | 0 | 0 | 0
ST | 0 | 0 | 0 | 0 | 0 | 0
STOG | 0 | 0 | 0 | 0 | 0 | 0
STWD | 174 | 174 | 174 | 174 | 174 | 174
WT | 672 | 672 | 763 | 763 | 763 | 763
IGCC | 0 | 0 | 0 | 0 | 0 | 0
DemandResponse | 105.16 | 361.08 | 660.83 | 708.64 | 759.9 | 814.88
IGCC-CCS | 0 | 0 | 0 | 0 | 0 | 0
WT_off | 0 | 0 | 0 | 0 | 0 | 0
PseudoUnit | 0 | 0 | 0 | 0 | 0 | 0
FixedInterchange | 0 | 0 | 0 | 0 | 0 | 0
Total Installed Capacity by Reporting Type: BC
ReportingType | 2015 | 2020 | 2025 | 2030 | 2035 | 2040
BM | 0 | 0 | 0 | 0 | 0 | 0
CC | 561.92 | 561.92 | 561.92 | 524.31 | 524.31 | 167.38
CSP | 0 | 0 | 0 | 0 | 0 | 0
CT | 0 | 0 | 0 | 0 | 0 | 0
Coal | 0 | 0 | 0 | 0 | 0 | 0
Geo | 0 | 0 | 0 | 0 | 0 | 0
H | 12161 | 12161 | 12161 | 12161 | 12161 | 12161
LFG | 24 | 24 | 24 | 24 | 24 | 24
Nuc | 0.1 | 0.1 | 0.1 | 351.41 | 351.41 | 1199.1
PS | 0 | 0 | 0 | 0 | 0 | 0
PV | 0 | 0 | 0 | 0 | 0 | 0
PeakG | 0 | 0 | 0 | 0 | 0 | 0
PeakO | 0 | 0 | 0 | 0 | 0 | 0
ST | 0 | 0 | 0 | 0 | 0 | 0
STOG | 0 | 0 | 0 | 0 | 0 | 0
STWD | 510 | 510 | 510 | 510 | 510 | 510
WT | 246 | 246 | 246 | 402 | 402 | 402
IGCC | 0 | 0 | 0 | 0 | 0 | 0
DemandResponse | 0.01 | 264.69 | 555.31 | 582.51 | 611.05 | 640.98
IGCC-CCS | 0 | 0 | 0 | 0 | 0 | 0
WT_off | 0 | 0 | 0 | 0 | 0 | 0
PseudoUnit | 0 | 0 | 0 | 0 | 0 | 0
FixedInterchange | 0 | 0 | 0 | 0 | 0 | 0
Total Installed Capacity by Reporting Type: HQ_IESO
ReportingType | 2015 | 2020 | 2025 | 2030 | 2035 | 2040
BM | 0 | 0 | 0 | 0 | 0 | 0
CC | 0 | 0 | 0 | 0 | 0 | 0
CSP | 0 | 0 | 0 | 0 | 0 | 0
CT | 0 | 0 | 0 | 0 | 0 | 0
Coal | 0 | 0 | 0 | 0 | 0 | 0
Geo | 0 | 0 | 0 | 0 | 0 | 0
H | 0 | 0 | 0 | 0 | 0 | 0
LFG | 0 | 0 | 0 | 0 | 0 | 0
Nuc | 0.1 | 0.1 | 0.1 | 0.1 | 0.1 | 0.1
PS | 0 | 0 | 0 | 0 | 0 | 0
PV | 0 | 0 | 0 | 0 | 0 | 0
PeakG | 0 | 0 | 0 | 0 | 0 | 0
PeakO | 0 | 0 | 0 | 0 | 0 | 0
ST | 0 | 0 | 0 | 0 | 0 | 0
STOG | 0 | 0 | 0 | 0 | 0 | 0
STWD | 0 | 0 | 0 | 0 | 0 | 0
WT | 0 | 0 | 0 | 0 | 0 | 0
IGCC | 0 | 0 | 0 | 0 | 0 | 0
DemandResponse | 0 | 0 | 0 | 0 | 0 | 0
IGCC-CCS | 0 | 0 | 0 | 0 | 0 | 0
WT_off | 0 | 0 | 0 | 0 | 0 | 0
PseudoUnit | 0 | 0 | 0 | 87.91 | 87.91 | 87.91
FixedInterchange | 3000 | 3000 | 3000 | 3000 | 3000 | 3000
Total Installed Capacity by Reporting Type: HQ_NEISO
ReportingType | 2015 | 2020 | 2025 | 2030 | 2035 | 2040
BM | 0 | 0 | 0 | 0 | 0 | 0
CC | 0 | 0 | 0 | 0 | 0 | 0
CSP | 0 | 0 | 0 | 0 | 0 | 0
CT | 0 | 0 | 0 | 0 | 0 | 0
Coal | 0 | 0 | 0 | 0 | 0 | 0
Geo | 0 | 0 | 0 | 0 | 0 | 0
H | 0 | 0 | 0 | 0 | 0 | 0
LFG | 0 | 0 | 0 | 0 | 0 | 0
Nuc | 0.1 | 0.1 | 0.1 | 0.1 | 0.1 | 0.1
PS | 0 | 0 | 0 | 0 | 0 | 0
PV | 0 | 0 | 0 | 0 | 0 | 0
PeakG | 0 | 0 | 0 | 0 | 0 | 0
PeakO | 0 | 0 | 0 | 0 | 0 | 0
ST | 0 | 0 | 0 | 0 | 0 | 0
STOG | 0 | 0 | 0 | 0 | 0 | 0
STWD | 0 | 0 | 0 | 0 | 0 | 0
WT | 0 | 0 | 0 | 0 | 0 | 0
IGCC | 0 | 0 | 0 | 0 | 0 | 0
DemandResponse | 0 | 0 | 0 | 0 | 0 | 0
IGCC-CCS | 0 | 0 | 0 | 0 | 0 | 0
WT_off | 0 | 0 | 0 | 0 | 0 | 0
PseudoUnit | 0 | 0 | 1476.49 | 1476.49 | 1476.49 | 1476.49
FixedInterchange | 2920 | 2920 | 2920 | 2920 | 2920 | 2920
Total Installed Capacity by Reporting Type: HQ_NY
ReportingType | 2015 | 2020 | 2025 | 2030 | 2035 | 2040
BM | 0 | 0 | 0 | 0 | 0 | 0
CC | 0 | 0 | 0 | 0 | 0 | 0
CSP | 0 | 0 | 0 | 0 | 0 | 0
CT | 0 | 0 | 0 | 0 | 0 | 0
Coal | 0 | 0 | 0 | 0 | 0 | 0
Geo | 0 | 0 | 0 | 0 | 0 | 0
H | 0 | 0 | 0 | 0 | 0 | 0
LFG | 0 | 0 | 0 | 0 | 0 | 0
Nuc | 0.1 | 0.1 | 0.1 | 0.1 | 0.1 | 0.1
PS | 0 | 0 | 0 | 0 | 0 | 0
PV | 0 | 0 | 0 | 0 | 0 | 0
PeakG | 0 | 0 | 0 | 0 | 0 | 0
PeakO | 0 | 0 | 0 | 0 | 0 | 0
ST | 0 | 0 | 0 | 0 | 0 | 0
STOG | 0 | 0 | 0 | 0 | 0 | 0
STWD | 0 | 0 | 0 | 0 | 0 | 0
WT | 0 | 0 | 0 | 0 | 0 | 0
IGCC | 0 | 0 | 0 | 0 | 0 | 0
DemandResponse | 0 | 0 | 0 | 0 | 0 | 0
IGCC-CCS | 0 | 0 | 0 | 0 | 0 | 0
WT_off | 0 | 0 | 0 | 0 | 0 | 0
PseudoUnit | 0 | 2500 | 2500 | 2500 | 2500 | 2500
FixedInterchange | 1500 | 1500 | 1500 | 1500 | 1500 | 1500
Total Installed Capacity by Reporting Type: MARITIMES
ReportingType | 2015 | 2020 | 2025 | 2030 | 2035 | 2040
BM | 0 | 0 | 0 | 0 | 0 | 0
CC | 0 | 0 | 0 | 0 | 0 | 0
CSP | 0 | 0 | 0 | 0 | 0 | 0
CT | 0 | 0 | 0 | 0 | 0 | 0
Coal | 0 | 0 | 0 | 0 | 0 | 0
Geo | 0 | 0 | 0 | 0 | 0 | 0
H | 0 | 0 | 0 | 0 | 0 | 0
LFG | 0 | 0 | 0 | 0 | 0 | 0
Nuc | 0.1 | 0.1 | 0.1 | 0.1 | 0.1 | 0.1
PS | 0 | 0 | 0 | 0 | 0 | 0
PV | 0 | 0 | 0 | 0 | 0 | 0
PeakG | 0 | 0 | 0 | 0 | 0 | 0
PeakO | 0 | 0 | 0 | 0 | 0 | 0
ST | 0 | 0 | 0 | 0 | 0 | 0
STOG | 0 | 0 | 0 | 0 | 0 | 0
STWD | 0 | 0 | 0 | 0 | 0 | 0
WT | 0 | 0 | 0 | 0 | 0 | 0
IGCC | 0 | 0 | 0 | 0 | 0 | 0
DemandResponse | 0 | 0 | 0 | 0 | 0 | 0
IGCC-CCS | 0 | 0 | 0 | 0 | 0 | 0
WT_off | 0 | 0 | 0 | 0 | 0 | 0
PseudoUnit | 0 | 0 | 500 | 500 | 500 | 500
FixedInterchange | 1400 | 1400 | 1400 | 1400 | 1400 | 1400
Total Installed Capacity by Reporting Type: All
ReportingType | 2015 | 2020 | 2025 | 2030 | 2035 | 2040
BM | 1251 | 1421.21 | 1959.77 | 25474.54 | 98942.08 | 98973.09
CC | 236719.03 | 271946.04 | 279150.94 | 274274.83 | 210513.78 | 191627.78
CSP | 0 | 0 | 0 | 0 | 0 | 0
CT | 6393.79 | 6693.79 | 6693.79 | 5967.09 | 1371.99 | 1345.79
Coal | 271822.85 | 196777.85 | 135086.31 | 91822.33 | 72862.14 | 72862.14
Geo | 2534.2 | 4609.2 | 9038.2 | 9038.2 | 9038.2 | 9038.2
H | 106079.79 | 108236.79 | 111227.93 | 114502.79 | 114502.79 | 114752.79
LFG | 4136 | 6089 | 8299 | 9023 | 9023 | 9023
Nuc | 117236.86 | 121152.47 | 136152.47 | 169664.27 | 193088.57 | 223382.57
PS | 21788 | 21788 | 21788 | 21788 | 21788 | 21788
PV | 1648 | 3919.92 | 4921.29 | 5099.74 | 4045.29 | 9304.34
PeakG | 111724.74 | 111644.32 | 108976.35 | 104330.86 | 102137.32 | 102137.32
PeakO | 17105.58 | 16754.58 | 16576.58 | 16531.3 | 9079.26 | 9079.26
ST | 760 | 1573.04 | 1819.99 | 3978.12 | 4869.27 | 5903.98
STOG | 28973.04 | 27812.49 | 25274.53 | 25274.53 | 10529.73 | 10529.73
STWD | 4951 | 4951 | 4951 | 4951 | 4951 | 4951
WT | 64004.8 | 215007.15 | 301075.63 | 318575.86 | 326689.18 | 333611.24
IGCC | 618 | 618 | 618 | 618 | 618 | 618
DemandResponse | 37863.74 | 60093.26 | 85862.57 | 89210.8 | 92685.8 | 96304.58
IGCC-CCS | 0 | 0 | 0 | 0 | 0 | 0
WT_off | 469 | 469 | 1569 | 9641.13 | 44954.55 | 48729.83
PseudoUnit | 0 | 2500 | 4476.49 | 4564.4 | 4564.4 | 4564.4
FixedInterchange | 8820 | 8820 | 8820 | 8820 | 8820 | 8820
Total Installed Capacity by Reporting Type: EI_US
ReportingType | 2015 | 2020 | 2025 | 2030 | 2035 | 2040
BM | 741.12 | 911.33 | 1449.89 | 21056.24 | 82134.31 | 82165.32
CC | 155730.45 | 187654.86 | 191351.4 | 188250.43 | 140022.04 | 128999.9
CSP | 0 | 0 | 0 | 0 | 0 | 0
CT | 4323.69 | 4623.69 | 4623.69 | 3896.99 | 1371.99 | 1345.79
Coal | 213703.94 | 147019.16 | 104234 | 81623.99 | 65350.04 | 65350.04
Geo | 44 | 44 | 44 | 44 | 44 | 44
H | 29436.09 | 30898.09 | 32394.23 | 32874.09 | 32874.09 | 32874.09
LFG | 3458.4 | 4675.17 | 5841.43 | 6536 | 6536 | 6536
Nuc | 89571.36 | 93486.97 | 108486.97 | 121439.66 | 125216.08 | 142098.35
PS | 16931 | 16931 | 16931 | 16931 | 16931 | 16931
PV | 176.74 | 2448.66 | 3450.03 | 3628.48 | 3641.29 | 8900.34
PeakG | 91077.19 | 90996.77 | 88881.79 | 84242.31 | 82048.77 | 82048.77
PeakO | 16449.58 | 16098.58 | 15924.58 | 15879.3 | 8427.26 | 8427.26
ST | 0 | 0 | 0 | 0 | 0 | 0
STOG | 13530.21 | 13473.82 | 13473.82 | 13473.82 | 6498.93 | 6498.93
STWD | 2980 | 2980 | 2980 | 2980 | 2980 | 2980
WT | 36938.6 | 140654.33 | 194963.56 | 208817.26 | 216914.71 | 219260.33
IGCC | 618 | 618 | 618 | 618 | 618 | 618
DemandResponse | 29707.66 | 46218.47 | 65324.07 | 67718.5 | 70208.86 | 72802.09
IGCC-CCS | 0 | 0 | 0 | 0 | 0 | 0
WT_off | 469 | 469 | 1569 | 9641.13 | 44954.55 | 48729.83
PseudoUnit | 0 | 2500 | 4476.49 | 4476.49 | 4476.49 | 4476.49
FixedInterchange | 5820 | 5820 | 5820 | 5820 | 5820 | 5820
Total Installed Capacity by Reporting Type: EI_Canada
ReportingType | 2015 | 2020 | 2025 | 2030 | 2035 | 2040
BM | 326.33 | 326.33 | 326.33 | 326.33 | 326.33 | 326.33
CC | 1994 | 1994 | 1263 | 1263 | 1263 | 1263
CSP | 0 | 0 | 0 | 0 | 0 | 0
CT | 368 | 368 | 368 | 368 | 0 | 0
Coal | 950.81 | 390.48 | 0 | 0 | 0 | 0
Geo | 0 | 0 | 0 | 0 | 0 | 0
H | 15168.7 | 15863.7 | 17358.7 | 19818.7 | 19818.7 | 20068.7
LFG | 117.5 | 117.5 | 117.5 | 118 | 118 | 118
Nuc | 13018.2 | 13018.2 | 13018.2 | 13018.2 | 11988.2 | 10448.2
PS | 123 | 123 | 123 | 123 | 123 | 123
PV | 1097.26 | 1097.26 | 1097.26 | 1097.26 | 30 | 30
PeakG | 559 | 559 | 6 | 0 | 0 | 0
PeakO | 4 | 4 | 0 | 0 | 0 | 0
ST | 0 | 0 | 0 | 0 | 0 | 0
STOG | 126 | 126 | 0 | 0 | 0 | 0
STWD | 139 | 139 | 139 | 139 | 139 | 139
WT | 3963.3 | 3963.3 | 3963.3 | 3963.3 | 3660.9 | 3660.9
IGCC | 0 | 0 | 0 | 0 | 0 | 0
DemandResponse | 2048.29 | 2374.97 | 2887.27 | 2989.59 | 3095.56 | 3205.29
IGCC-CCS | 0 | 0 | 0 | 0 | 0 | 0
WT_off | 0 | 0 | 0 | 0 | 0 | 0
PseudoUnit | 0 | 0 | 0 | 87.91 | 87.91 | 87.91
FixedInterchange | 3000 | 3000 | 3000 | 3000 | 3000 | 3000
Total Installed Capacity by Reporting Type: EI
ReportingType | 2015 | 2020 | 2025 | 2030 | 2035 | 2040
BM | 1067.45 | 1237.66 | 1776.22 | 21382.58 | 82460.65 | 82491.66
CC | 157724.45 | 189648.86 | 192614.4 | 189513.43 | 141285.04 | 130262.9
CSP | 0 | 0 | 0 | 0 | 0 | 0
CT | 4691.69 | 4991.69 | 4991.69 | 4264.99 | 1371.99 | 1345.79
Coal | 214654.75 | 147409.65 | 104234 | 81623.99 | 65350.04 | 65350.04
Geo | 44 | 44 | 44 | 44 | 44 | 44
H | 44604.79 | 46761.79 | 49752.93 | 52692.79 | 52692.79 | 52942.79
LFG | 3575.9 | 4792.67 | 5958.93 | 6654 | 6654 | 6654
Nuc | 102589.56 | 106505.17 | 121505.17 | 134457.86 | 137204.28 | 152546.55
PS | 17054 | 17054 | 17054 | 17054 | 17054 | 17054
PV | 1274 | 3545.92 | 4547.29 | 4725.74 | 3671.29 | 8930.34
PeakG | 91636.19 | 91555.77 | 88887.79 | 84242.31 | 82048.77 | 82048.77
PeakO | 16453.58 | 16102.58 | 15924.58 | 15879.3 | 8427.26 | 8427.26
ST | 0 | 0 | 0 | 0 | 0 | 0
STOG | 13656.21 | 13599.82 | 13473.82 | 13473.82 | 6498.93 | 6498.93
STWD | 3119 | 3119 | 3119 | 3119 | 3119 | 3119
WT | 40901.9 | 144617.63 | 198926.86 | 212780.56 | 220575.61 | 222921.23
IGCC | 618 | 618 | 618 | 618 | 618 | 618
DemandResponse | 31755.95 | 48593.44 | 68211.33 | 70708.09 | 73304.41 | 76007.38
IGCC-CCS | 0 | 0 | 0 | 0 | 0 | 0
WT_off | 469 | 469 | 1569 | 9641.13 | 44954.55 | 48729.83
PseudoUnit | 0 | 2500 | 4476.49 | 4564.4 | 4564.4 | 4564.4
FixedInterchange | 8820 | 8820 | 8820 | 8820 | 8820 | 8820
Total Installed Capacity by Reporting Type: Outside_EI
ReportingType | 2015 | 2020 | 2025 | 2030 | 2035 | 2040
BM | 183.55 | 183.55 | 183.55 | 4091.96 | 16481.43 | 16481.43
CC | 78994.58 | 82297.18 | 86536.54 | 84761.4 | 69228.74 | 61364.88
CSP | 0 | 0 | 0 | 0 | 0 | 0
CT | 1702.1 | 1702.1 | 1702.1 | 1702.1 | 0 | 0
Coal | 57168.1 | 49368.2 | 30852.3 | 10198.34 | 7512.1 | 7512.1
Geo | 2490.2 | 4565.2 | 8994.2 | 8994.2 | 8994.2 | 8994.2
H | 61475 | 61475 | 61475 | 61810 | 61810 | 61810
LFG | 560.1 | 1296.33 | 2340.07 | 2369 | 2369 | 2369
Nuc | 14647.3 | 14647.3 | 14647.3 | 35206.41 | 55884.29 | 70836.02
PS | 4734 | 4734 | 4734 | 4734 | 4734 | 4734
PV | 374 | 374 | 374 | 374 | 374 | 374
PeakG | 20088.55 | 20088.55 | 20088.55 | 20088.55 | 20088.55 | 20088.55
PeakO | 652 | 652 | 652 | 652 | 652 | 652
ST | 760 | 1573.04 | 1819.99 | 3978.12 | 4869.27 | 5903.98
STOG | 15316.84 | 14212.66 | 11800.71 | 11800.71 | 4030.8 | 4030.8
STWD | 1832 | 1832 | 1832 | 1832 | 1832 | 1832
WT | 23102.9 | 70389.53 | 102148.77 | 105795.3 | 106113.57 | 110690.01
IGCC | 0 | 0 | 0 | 0 | 0 | 0
DemandResponse | 6107.8 | 11499.81 | 17651.23 | 18502.71 | 19381.39 | 20297.2
IGCC-CCS | 0 | 0 | 0 | 0 | 0 | 0
WT_off | 0 | 0 | 0 | 0 | 0 | 0
PseudoUnit | 0 | 0 | 0 | 0 | 0 | 0
FixedInterchange | 0 | 0 | 0 | 0 | 0 | 0
#6 | Retrofit Capacity (MW)
Retrofit Capacity by Reporting Type: Entergy
ReportingType | 2015 | 2020 | 2025 | 2030 | 2035 | 2040
FGD | 0 | 2855 | 670 | 0 | 0 | 0
SNCR | 0 | 0 | 0 | 0 | 0 | 0
SCR | 0 | 0 | 0 | 0 | 0 | 0
ACI90 | 0 | 0 | 0 | 0 | 0 | 0
RPJ90 | 0 | 2855 | 670 | 0 | 0 | 0
PCSEQ | 0 | 0 | 0 | 0 | 0 | 0
Retrofit Capacity by Reporting Type: FRCC
ReportingType | 2015 | 2020 | 2025 | 2030 | 2035 | 2040
FGD | 0 | 235 | 0 | 0 | 0 | 0
SNCR | 0 | 0 | 0 | 0 | 0 | 0
SCR | 3796 | 1898 | 787 | 787 | 787 | 787
ACI90 | 0 | 0 | 0 | 0 | 0 | 0
RPJ90 | 0 | 7834.67 | 3883.43 | 3883.43 | 3883.43 | 3883.43
PCSEQ | 0 | 0 | 0 | 1888 | 1888 | 1888
Retrofit Capacity by Reporting Type: MAPP_US
ReportingType | 2015 | 2020 | 2025 | 2030 | 2035 | 2040
FGD | 221 | 0 | 0 | 0 | 0 | 0
SNCR | 0 | 0 | 0 | 0 | 0 | 0
SCR | 0 | 0 | 0 | 0 | 0 | 0
ACI90 | 0 | 0 | 0 | 0 | 0 | 0
RPJ90 | 0 | 225.67 | 0 | 0 | 0 | 0
PCSEQ | 0 | 0 | 0 | 0 | 0 | 0
Retrofit Capacity by Reporting Type: MISO_IN
ReportingType | 2015 | 2020 | 2025 | 2030 | 2035 | 2040
FGD | 0 | 790 | 790 | 472 | 0 | 0
SNCR | 0 | 0 | 0 | 0 | 0 | 0
SCR | 0 | 0 | 0 | 0 | 0 | 0
ACI90 | 0 | 0 | 0 | 0 | 0 | 0
RPJ90 | 0 | 10140.8 | 10174.4 | 8664.75 | 6471.75 | 6471.75
PCSEQ | 0 | 0 | 470.97 | 3725.2 | 3725.2 | 3725.2
Retrofit Capacity by Reporting Type: MISO_MI
ReportingType | 2015 | 2020 | 2025 | 2030 | 2035 | 2040
FGD | 0 | 0 | 0 | 0 | 0 | 0
SNCR | 0 | 0 | 0 | 0 | 0 | 0
SCR | 355 | 0 | 0 | 0 | 0 | 0
ACI90 | 0 | 0 | 0 | 0 | 0 | 0
RPJ90 | 0 | 1560 | 1560 | 1560 | 1560 | 1560
PCSEQ | 0 | 0 | 0 | 785.82 | 785.82 | 785.82
Retrofit Capacity by Reporting Type: MISO_MO-IL
ReportingType | 2015 | 2020 | 2025 | 2030 | 2035 | 2040
FGD | 0 | 586 | 586 | 0 | 0 | 0
SNCR | 0 | 0 | 0 | 0 | 0 | 0
SCR | 400 | 200 | 200 | 200 | 200 | 200
ACI90 | 0 | 0 | 0 | 0 | 0 | 0
RPJ90 | 2275 | 3554.01 | 3527 | 1948.01 | 1356.01 | 1356.01
PCSEQ | 0 | 0 | 673.77 | 850.88 | 850.88 | 850.88
Retrofit Capacity by Reporting Type: MISO_W
ReportingType | 2015 | 2020 | 2025 | 2030 | 2035 | 2040
FGD | 0 | 867.5 | 867.5 | 867.5 | 0 | 0
SNCR | 0 | 0 | 0 | 0 | 0 | 0
SCR | 963.16 | 350.53 | 350.53 | 350.53 | 350.53 | 350.53
ACI90 | 0 | 0 | 0 | 0 | 0 | 0
RPJ90 | 2652.36 | 6175.59 | 6175.59 | 5824.29 | 1150.53 | 1150.53
PCSEQ | 0 | 0 | 604.51 | 696.58 | 696.58 | 696.58
Retrofit Capacity by Reporting Type: MISO_WUMS
ReportingType | 2015 | 2020 | 2025 | 2030 | 2035 | 2040
FGD | 1135 | 909.1 | 333.1 | 333.1 | 0 | 0
SNCR | 0 | 0 | 0 | 0 | 0 | 0
SCR | 2778.6 | 1191 | 615 | 615 | 615 | 615
ACI90 | 0 | 0 | 0 | 0 | 0 | 0
RPJ90 | 1740.2 | 2662.1 | 1884.53 | 1884.53 | 560.35 | 560.35
PCSEQ | 0 | 0 | 375.65 | 530.17 | 605.65 | 605.65
Retrofit Capacity by Reporting Type: Nebraska
ReportingType | 2015 | 2020 | 2025 | 2030 | 2035 | 2040
FGD | 0 | 1365 | 1365 | 1365 | 0 | 0
SNCR | 0 | 0 | 0 | 0 | 0 | 0
SCR | 0 | 0 | 0 | 0 | 0 | 0
ACI90 | 0 | 0 | 0 | 0 | 0 | 0
RPJ90 | 1364.4 | 2047.2 | 2047.2 | 2047.2 | 682.2 | 682.2
PCSEQ | 0 | 0 | 486.31 | 486.31 | 486.31 | 486.31
Retrofit Capacity by Reporting Type: NEISO
ReportingType | 2015 | 2020 | 2025 | 2030 | 2035 | 2040
FGD | 320 | 0 | 0 | 0 | 0 | 0
SNCR | 0 | 0 | 0 | 0 | 0 | 0
SCR | 0 | 0 | 0 | 0 | 0 | 0
ACI90 | 0 | 0 | 0 | 0 | 0 | 0
RPJ90 | 1741.85 | 487.5 | 0 | 0 | 0 | 0
PCSEQ | 0 | 0 | 0 | 0 | 0 | 0
Retrofit Capacity by Reporting Type: NonRTO_Midwest
ReportingType | 2015 | 2020 | 2025 | 2030 | 2035 | 2040
FGD | 1403 | 1874.34 | 1039.86 | 0 | 0 | 0
SNCR | 0 | 0 | 0 | 0 | 0 | 0
SCR | 1463.8 | 731.9 | 731.9 | 731.9 | 731.9 | 731.9
ACI90 | 0 | 0 | 0 | 0 | 0 | 0
RPJ90 | 0 | 7611.14 | 6776.67 | 2693.01 | 2693.01 | 2693.01
PCSEQ | 0 | 0 | 0 | 1721.61 | 1721.61 | 1721.61
Retrofit Capacity by Reporting Type: NYISO_A-F
ReportingType | 2015 | 2020 | 2025 | 2030 | 2035 | 2040
FGD | 0 | 0 | 0 | 0 | 0 | 0
SNCR | 0 | 0 | 0 | 0 | 0 | 0
SCR | 0 | 0 | 0 | 0 | 0 | 0
ACI90 | 0 | 0 | 0 | 0 | 0 | 0
RPJ90 | 866.3 | 622.25 | 0 | 0 | 0 | 0
PCSEQ | 0 | 0 | 0 | 0 | 0 | 0
Retrofit Capacity by Reporting Type: NYISO_G-I
ReportingType | 2015 | 2020 | 2025 | 2030 | 2035 | 2040
FGD | 0 | 0 | 0 | 0 | 0 | 0
SNCR | 0 | 0 | 0 | 0 | 0 | 0
SCR | 0 | 0 | 0 | 0 | 0 | 0
ACI90 | 0 | 0 | 0 | 0 | 0 | 0
RPJ90 | 0 | 0 | 0 | 0 | 0 | 0
PCSEQ | 0 | 0 | 0 | 0 | 0 | 0
Retrofit Capacity by Reporting Type: NYISO_J-K
ReportingType | 2015 | 2020 | 2025 | 2030 | 2035 | 2040
FGD | 0 | 0 | 0 | 0 | 0 | 0
SNCR | 0 | 0 | 0 | 0 | 0 | 0
SCR | 0 | 0 | 0 | 0 | 0 | 0
ACI90 | 0 | 0 | 0 | 0 | 0 | 0
RPJ90 | 0 | 0 | 0 | 0 | 0 | 0
PCSEQ | 0 | 0 | 0 | 0 | 0 | 0
Retrofit Capacity by Reporting Type: PJM_E
ReportingType | 2015 | 2020 | 2025 | 2030 | 2035 | 2040
FGD | 0 | 0 | 0 | 0 | 0 | 0
SNCR | 0 | 0 | 0 | 0 | 0 | 0
SCR | 568 | 568 | 0 | 0 | 0 | 0
ACI90 | 0 | 0 | 0 | 0 | 0 | 0
RPJ90 | 1784 | 568 | 0.01 | 57.96 | 86.66 | 86.66
PCSEQ | 0 | 0 | 0 | 114.28 | 173.3 | 173.3
Retrofit Capacity by Reporting Type: PJM_ROM
ReportingType | 2015 | 2020 | 2025 | 2030 | 2035 | 2040
FGD | 0 | 0 | 0 | 0 | 0 | 0
SNCR | 0 | 0 | 0 | 0 | 0 | 0
SCR | 341 | 0 | 0 | 0 | 0 | 0
ACI90 | 0 | 0 | 0 | 0 | 0 | 0
RPJ90 | 2572 | 8949.47 | 3392.22 | 3392.22 | 2993 | 2993
PCSEQ | 0 | 0 | 0 | 1752.33 | 1752.33 | 1752.33
Retrofit Capacity by Reporting Type: PJM_ROR
ReportingType | 2015 | 2020 | 2025 | 2030 | 2035 | 2040
FGD | 0 | 4723.6 | 1300 | 662.13 | 0 | 0
SNCR | 0 | 0 | 0 | 0 | 0 | 0
SCR | 2400 | 1200 | 1200 | 1200 | 1200 | 1200
ACI90 | 0 | 0 | 0 | 0 | 0 | 0
RPJ90 | 0 | 33109.6 | 22375.41 | 21754.37 | 21103.78 | 21103.78
PCSEQ | 0 | 0 | 619.59 | 12505.85 | 12528.94 | 12528.94
Retrofit Capacity by Reporting Type: SOCO
ReportingType | 2015 | 2020 | 2025 | 2030 | 2035 | 2040
FGD | 4088.7 | 4564.7 | 1533.7 | 1533.7 | 1533.7 | 1533.7
SNCR | 0 | 0 | 0 | 0 | 0 | 0
SCR | 3404.7 | 3404.7 | 849.7 | 849.7 | 849.7 | 849.7
ACI90 | 0 | 0 | 0 | 0 | 0 | 0
RPJ90 | 6809.4 | 14800.5 | 9295.92 | 8110.92 | 8110.92 | 8110.92
PCSEQ | 0 | 0 | 2237.09 | 4304.97 | 4304.97 | 4304.97
Retrofit Capacity by Reporting Type: SPP_N
ReportingType | 2015 | 2020 | 2025 | 2030 | 2035 | 2040
FGD | 0 | 373 | 373 | 0 | 0 | 0
SNCR | 0 | 0 | 0 | 0 | 0 | 0
SCR | 0 | 0 | 0 | 0 | 0 | 0
ACI90 | 0 | 0 | 0 | 0 | 0 | 0
RPJ90 | 1302 | 4974 | 3662.71 | 3290.95 | 1526.95 | 1526.95
PCSEQ | 0 | 0 | 1078.29 | 1080.74 | 1080.74 | 1080.74
Retrofit Capacity by Reporting Type: SPP_S
ReportingType | 2015 | 2020 | 2025 | 2030 | 2035 | 2040
FGD | 0 | 4570.8 | 1774 | 1774 | 0 | 0
SNCR | 0 | 0 | 0 | 0 | 0 | 0
SCR | 0 | 0 | 0 | 0 | 0 | 0
ACI90 | 0 | 0 | 0 | 0 | 0 | 0
RPJ90 | 0 | 7976.93 | 2871.52 | 2871.52 | 0 | 0
PCSEQ | 0 | 0 | 0 | 0 | 0 | 0
Retrofit Capacity by Reporting Type: TVA
ReportingType | 2015 | 2020 | 2025 | 2030 | 2035 | 2040
FGD | 0 | 472 | 0 | 0 | 0 | 0
SNCR | 0 | 0 | 0 | 0 | 0 | 0
SCR | 0 | 0 | 0 | 0 | 0 | 0
ACI90 | 0 | 0 | 0 | 0 | 0 | 0
RPJ90 | 0 | 6926 | 5047.07 | 848.85 | 848.85 | 848.85
PCSEQ | 0 | 0 | 0 | 554.81 | 554.81 | 554.81
Retrofit Capacity by Reporting Type: TVA_Transmission
ReportingType | 2015 | 2020 | 2025 | 2030 | 2035 | 2040
FGD | 0 | 0 | 0 | 0 | 0 | 0
SNCR | 0 | 0 | 0 | 0 | 0 | 0
SCR | 0 | 0 | 0 | 0 | 0 | 0
ACI90 | 0 | 0 | 0 | 0 | 0 | 0
RPJ90 | 0 | 0 | 0 | 0 | 0 | 0
PCSEQ | 0 | 0 | 0 | 0 | 0 | 0
Retrofit Capacity by Reporting Type: VACAR
ReportingType | 2015 | 2020 | 2025 | 2030 | 2035 | 2040
FGD | 0 | 0 | 0 | 0 | 0 | 0
SNCR | 0 | 0 | 0 | 0 | 0 | 0
SCR | 0 | 0 | 0 | 0 | 0 | 0
ACI90 | 0 | 0 | 0 | 0 | 0 | 0
RPJ90 | 0 | 11633 | 8985.32 | 1727.97 | 1298.83 | 1298.83
PCSEQ | 0 | 0 | 672.38 | 770.71 | 770.71 | 770.71
Retrofit Capacity by Reporting Type: IESO
ReportingType | 2015 | 2020 | 2025 | 2030 | 2035 | 2040
FGD | 0 | 0 | 0 | 0 | 0 | 0
SNCR | 0 | 0 | 0 | 0 | 0 | 0
SCR | 0 | 0 | 0 | 0 | 0 | 0
ACI90 | 0 | 0 | 0 | 0 | 0 | 0
RPJ90 | 0 | 0 | 0 | 0 | 0 | 0
PCSEQ | 0 | 0 | 0 | 0 | 0 | 0
Retrofit Capacity by Reporting Type: MAPP_CA
ReportingType | 2015 | 2020 | 2025 | 2030 | 2035 | 2040
FGD | 0 | 0 | 0 | 0 | 0 | 0
SNCR | 0 | 0 | 0 | 0 | 0 | 0
SCR | 0 | 0 | 0 | 0 | 0 | 0
ACI90 | 0 | 0 | 0 | 0 | 0 | 0
RPJ90 | 0 | 0 | 0 | 0 | 0 | 0
PCSEQ | 0 | 0 | 0 | 0 | 0 | 0
Retrofit Capacity by Reporting Type: AZ_NM_SNV_Coal
ReportingType | 2015 | 2020 | 2025 | 2030 | 2035 | 2040
FGD | 384 | 540 | 156 | 0 | 0 | 0
SNCR | 0 | 0 | 0 | 0 | 0 | 0
SCR | 800 | 400 | 400 | 400 | 400 | 400
ACI90 | 0 | 0 | 0 | 0 | 0 | 0
RPJ90 | 3286 | 10066 | 8446.18 | 1031.96 | 418 | 418.01
PCSEQ | 0 | 0 | 0 | 583.12 | 583.12 | 583.12
Retrofit Capacity by Reporting Type: AZ_NM_SNV_Gas
ReportingType | 2015 | 2020 | 2025 | 2030 | 2035 | 2040
FGD | 0 | 0 | 0 | 0 | 0 | 0
SNCR | 0 | 0 | 0 | 0 | 0 | 0
SCR | 0 | 0 | 0 | 0 | 0 | 0
ACI90 | 0 | 0 | 0 | 0 | 0 | 0
RPJ90 | 0 | 0 | 0 | 0 | 0 | 0
PCSEQ | 0 | 0 | 0 | 0 | 0 | 0
Retrofit Capacity by Reporting Type: AZ_NM_SNV_NucRenew
ReportingType | 2015 | 2020 | 2025 | 2030 | 2035 | 2040
FGD | 0 | 0 | 0 | 0 | 0 | 0
SNCR | 0 | 0 | 0 | 0 | 0 | 0
SCR | 0 | 0 | 0 | 0 | 0 | 0
ACI90 | 0 | 0 | 0 | 0 | 0 | 0
RPJ90 | 0 | 0 | 0 | 0 | 0 | 0
PCSEQ | 0 | 0 | 0 | 0 | 0 | 0
Retrofit Capacity by Reporting Type: ERCOT
ReportingType | 2015 | 2020 | 2025 | 2030 | 2035 | 2040
FGD | 0 | 2611 | 0 | 0 | 0 | 0
SNCR | 0 | 0 | 0 | 0 | 0 | 0
SCR | 4370 | 2185 | 2185 | 2185 | 2185 | 2185
ACI90 | 0 | 0 | 0 | 0 | 0 | 0
RPJ90 | 9196 | 10479.87 | 3430.79 | 2548.23 | 2377.15 | 2377.15
PCSEQ | 0 | 120.08 | 1592.02 | 1728.22 | 1728.22 | 1728.22
Retrofit Capacity by Reporting Type: NP15
ReportingType | 2015 | 2020 | 2025 | 2030 | 2035 | 2040
FGD | 0 | 0 | 0 | 0 | 0 | 0
SNCR | 0 | 0 | 0 | 0 | 0 | 0
SCR | 0 | 0 | 0 | 0 | 0 | 0
ACI90 | 0 | 0 | 0 | 0 | 0 | 0
RPJ90 | 0 | 28.2 | 28.2 | 0 | 0 | 0
PCSEQ | 0 | 0 | 0 | 0 | 0 | 0
Retrofit Capacity by Reporting Type: NWPP_Coal
ReportingType | 2015 | 2020 | 2025 | 2030 | 2035 | 2040
FGD | 0 | 1525 | 254 | 0 | 0 | 0
SNCR | 0 | 0 | 0 | 0 | 0 | 0
SCR | 0 | 0 | 0 | 0 | 0 | 0
ACI90 | 0 | 0 | 0 | 0 | 0 | 0
RPJ90 | 453.6 | 12434.3 | 6312.3 | 2026.8 | 226.8 | 226.8
PCSEQ | 0 | 0 | 226.8 | 226.8 | 226.8 | 226.8
Retrofit Capacity by Reporting Type: NWPP_Gas
ReportingType | 2015 | 2020 | 2025 | 2030 | 2035 | 2040
FGD | 0 | 0 | 0 | 0 | 0 | 0
SNCR | 0 | 0 | 0 | 0 | 0 | 0
SCR | 0 | 0 | 0 | 0 | 0 | 0
ACI90 | 0 | 0 | 0 | 0 | 0 | 0
RPJ90 | 0 | 0 | 0 | 0 | 0 | 0
PCSEQ | 0 | 0 | 0 | 0 | 0 | 0
Retrofit Capacity by Reporting Type: NWPP_NucRenew
ReportingType | 2015 | 2020 | 2025 | 2030 | 2035 | 2040
FGD | 0 | 0 | 0 | 0 | 0 | 0
SNCR | 0 | 0 | 0 | 0 | 0 | 0
SCR | 0 | 0 | 0 | 0 | 0 | 0
ACI90 | 0 | 0 | 0 | 0 | 0 | 0
RPJ90 | 0 | 0 | 0 | 0 | 0 | 0
PCSEQ | 0 | 0 | 0 | 0 | 0 | 0
Retrofit Capacity by Reporting Type: RMPA
ReportingType | 2015 | 2020 | 2025 | 2030 | 2035 | 2040
FGD | 0 | 975 | 0 | 0 | 0 | 0
SNCR | 0 | 0 | 0 | 0 | 0 | 0
SCR | 1554.6 | 777.3 | 777.3 | 777.3 | 777.3 | 777.3
ACI90 | 0 | 0 | 0 | 0 | 0 | 0
RPJ90 | 2874.6 | 6607.8 | 3074.95 | 777.3 | 777.3 | 777.3
PCSEQ | 0 | 0 | 777.3 | 777.3 | 777.3 | 777.3
Retrofit Capacity by Reporting Type: SP15
ReportingType | 2015 | 2020 | 2025 | 2030 | 2035 | 2040
FGD | 0 | 0 | 0 | 0 | 0 | 0
SNCR | 0 | 0 | 0 | 0 | 0 | 0
SCR | 0 | 0 | 0 | 0 | 0 | 0
ACI90 | 0 | 0 | 0 | 0 | 0 | 0
RPJ90 | 0 | 101.2 | 101.2 | 101.2 | 0 | 0
PCSEQ | 0 | 0 | 0 | 0 | 0 | 0
Retrofit Capacity by Reporting Type: ALB
ReportingType | 2015 | 2020 | 2025 | 2030 | 2035 | 2040
FGD | 0 | 0 | 0 | 0 | 0 | 0
SNCR | 0 | 0 | 0 | 0 | 0 | 0
SCR | 0 | 0 | 0 | 0 | 0 | 0
ACI90 | 0 | 0 | 0 | 0 | 0 | 0
RPJ90 | 0 | 0 | 0 | 0 | 0 | 0
PCSEQ | 0 | 0 | 0 | 0 | 0 | 0
Retrofit Capacity by Reporting Type: BC
ReportingType | 2015 | 2020 | 2025 | 2030 | 2035 | 2040
FGD | 0 | 0 | 0 | 0 | 0 | 0
SNCR | 0 | 0 | 0 | 0 | 0 | 0
SCR | 0 | 0 | 0 | 0 | 0 | 0
ACI90 | 0 | 0 | 0 | 0 | 0 | 0
RPJ90 | 0 | 0 | 0 | 0 | 0 | 0
PCSEQ | 0 | 0 | 0 | 0 | 0 | 0
Retrofit Capacity by Reporting Type: HQ_IESO
ReportingType | 2015 | 2020 | 2025 | 2030 | 2035 | 2040
FGD | 0 | 0 | 0 | 0 | 0 | 0
SNCR | 0 | 0 | 0 | 0 | 0 | 0
SCR | 0 | 0 | 0 | 0 | 0 | 0
ACI90 | 0 | 0 | 0 | 0 | 0 | 0
RPJ90 | 0 | 0 | 0 | 0 | 0 | 0
PCSEQ | 0 | 0 | 0 | 0 | 0 | 0
Retrofit Capacity by Reporting Type: HQ_NEISO
ReportingType | 2015 | 2020 | 2025 | 2030 | 2035 | 2040
FGD | 0 | 0 | 0 | 0 | 0 | 0
SNCR | 0 | 0 | 0 | 0 | 0 | 0
SCR | 0 | 0 | 0 | 0 | 0 | 0
ACI90 | 0 | 0 | 0 | 0 | 0 | 0
RPJ90 | 0 | 0 | 0 | 0 | 0 | 0
PCSEQ | 0 | 0 | 0 | 0 | 0 | 0
Retrofit Capacity by Reporting Type: HQ_NY
ReportingType | 2015 | 2020 | 2025 | 2030 | 2035 | 2040
FGD | 0 | 0 | 0 | 0 | 0 | 0
SNCR | 0 | 0 | 0 | 0 | 0 | 0
SCR | 0 | 0 | 0 | 0 | 0 | 0
ACI90 | 0 | 0 | 0 | 0 | 0 | 0
RPJ90 | 0 | 0 | 0 | 0 | 0 | 0
PCSEQ | 0 | 0 | 0 | 0 | 0 | 0
Retrofit Capacity by Reporting Type: MARITIMES
ReportingType | 2015 | 2020 | 2025 | 2030 | 2035 | 2040
FGD | 0 | 0 | 0 | 0 | 0 | 0
SNCR | 0 | 0 | 0 | 0 | 0 | 0
SCR | 0 | 0 | 0 | 0 | 0 | 0
ACI90 | 0 | 0 | 0 | 0 | 0 | 0
RPJ90 | 0 | 0 | 0 | 0 | 0 | 0
PCSEQ | 0 | 0 | 0 | 0 | 0 | 0
Retrofit Capacity by Reporting Type: All
ReportingType | 2015 | 2020 | 2025 | 2030 | 2035 | 2040
FGD | 7551.7 | 29837.04 | 11042.16 | 7007.43 | 1533.7 | 1533.7
SNCR | 0 | 0 | 0 | 0 | 0 | 0
SCR | 23194.86 | 12906.43 | 8096.43 | 8096.43 | 8096.43 | 8096.43
ACI90 | 0 | 0 | 0 | 0 | 0 | 0
RPJ90 | 38917.72 | 174430.82 | 113722.63 | 77045.47 | 58125.52 | 58125.53
PCSEQ | 0 | 120.08 | 9814.66 | 35083.7 | 35241.3 | 35241.3
Retrofit Capacity by Reporting Type: EI_US
ReportingType | 2015 | 2020 | 2025 | 2030 | 2035 | 2040
FGD | 7167.7 | 24186.04 | 10632.16 | 7007.43 | 1533.7 | 1533.7
SNCR | 0 | 0 | 0 | 0 | 0 | 0
SCR | 16470.26 | 9544.13 | 4734.13 | 4734.13 | 4734.13 | 4734.13
ACI90 | 0 | 0 | 0 | 0 | 0 | 0
RPJ90 | 23107.53 | 134713.45 | 92329 | 70559.98 | 54326.27 | 54326.27
PCSEQ | 0 | 0 | 7218.54 | 31768.26 | 31925.86 | 31925.86
Retrofit Capacity by Reporting Type: EI_Canada
ReportingType | 2015 | 2020 | 2025 | 2030 | 2035 | 2040
FGD | 0 | 0 | 0 | 0 | 0 | 0
SNCR | 0 | 0 | 0 | 0 | 0 | 0
SCR | 0 | 0 | 0 | 0 | 0 | 0
ACI90 | 0 | 0 | 0 | 0 | 0 | 0
RPJ90 | 0 | 0 | 0 | 0 | 0 | 0
PCSEQ | 0 | 0 | 0 | 0 | 0 | 0
Retrofit Capacity by Reporting Type: EI
ReportingType | 2015 | 2020 | 2025 | 2030 | 2035 | 2040
FGD | 7167.7 | 24186.04 | 10632.16 | 7007.43 | 1533.7 | 1533.7
SNCR | 0 | 0 | 0 | 0 | 0 | 0
SCR | 16470.26 | 9544.13 | 4734.13 | 4734.13 | 4734.13 | 4734.13
ACI90 | 0 | 0 | 0 | 0 | 0 | 0
RPJ90 | 23107.53 | 134713.45 | 92329 | 70559.98 | 54326.27 | 54326.27
PCSEQ | 0 | 0 | 7218.54 | 31768.26 | 31925.86 | 31925.86
Retrofit Capacity by Reporting Type: Outside_EI
ReportingType | 2015 | 2020 | 2025 | 2030 | 2035 | 2040
FGD | 384 | 5651 | 410 | 0 | 0 | 0
SNCR | 0 | 0 | 0 | 0 | 0 | 0
SCR | 6724.6 | 3362.3 | 3362.3 | 3362.3 | 3362.3 | 3362.3
ACI90 | 0 | 0 | 0 | 0 | 0 | 0
RPJ90 | 15810.2 | 39717.37 | 21393.63 | 6485.49 | 3799.25 | 3799.25
PCSEQ | 0 | 120.08 | 2596.12 | 3315.44 | 3315.44 | 3315.44
#7 | Reserve Margin (MW)
Reserve Margin Data: ALB
| 2015 | 2020 | 2025 | 2030 | 2035 | 2040
a. Peak Demand | 9181.37 | 9515.81 | 9741.03 | 10539.59 | 10511.17 | 10894.89
b. Peak Demand + Reserve Margin | 10834.02 | 11228.65 | 11494.41 | 12436.71 | 12403.18 | 12855.97
c. DR MW | 105.16 | 361.08 | 660.83 | 708.64 | 759.9 | 814.88
d. Capacity Credit | 10856.95 | 11228.65 | 11546.6 | 12436.71 | 12660.58 | 12998.88
Reserve Margin Data: BC
| 2015 | 2020 | 2025 | 2030 | 2035 | 2040
a. Peak Demand | 11225.55 | 11381.05 | 11396.67 | 12062.39 | 11767.86 | 11931.79
b. Peak Demand + Reserve Margin | 13246.15 | 13429.64 | 13448.08 | 14233.62 | 13886.07 | 14079.51
c. DR MW | 0.01 | 264.69 | 555.31 | 582.51 | 611.05 | 640.98
d. Capacity Credit | 13306.23 | 13570.91 | 13861.53 | 14233.62 | 14262.16 | 14782.87
Reserve Margin Data: ENT
| 2015 | 2020 | 2025 | 2030 | 2035 | 2040
a. Peak Demand | 31634.41 | 30708.05 | 30365.16 | 28510.79 | 27086.39 | 28230.18
b. Peak Demand + Reserve Margin | 36063.22 | 35007.18 | 34616.28 | 32502.31 | 30878.48 | 32182.41
c. DR MW | 301.55 | 1538.95 | 2854.33 | 2930.78 | 3009.27 | 3089.87
d. Capacity Credit | 36063.22 | 35007.18 | 34616.28 | 32502.31 | 30878.48 | 32182.41
Reserve Margin Data: ERCOT
| 2015 | 2020 | 2025 | 2030 | 2035 | 2040
a. Peak Demand | 68229.3 | 69451.1 | 69569.82 | 68940.45 | 68917.28 | 69525.49
b. Peak Demand + Reserve Margin | 76757.96 | 78132.49 | 78266.05 | 77558 | 77531.94 | 78216.17
c. DR MW | 740.81 | 3617.73 | 6720.3 | 6926.25 | 7155.61 | 7391.29
d. Capacity Credit | 76757.96 | 78132.49 | 78266.05 | 77558 | 77531.94 | 78216.17
Reserve Margin Data: FRCC
| 2015 | 2020 | 2025 | 2030 | 2035 | 2040
a. Peak Demand | 49725.75 | 49833.01 | 52804.36 | 53044.46 | 51283.38 | 54997.97
b. Peak Demand + Reserve Margin | 57681.87 | 57806.29 | 61253.06 | 61531.57 | 59488.72 | 63797.65
c. DR MW | 2734.45 | 3962.85 | 5527.63 | 5878.95 | 6252.59 | 6649.99
d. Capacity Credit | 57681.87 | 57806.29 | 61253.06 | 61531.57 | 59488.72 | 64317.75
Reserve Margin Data: IESO
| 2015 | 2020 | 2025 | 2030 | 2035 | 2040
a. Peak Demand | 21596.16 | 20650.12 | 20392.13 | 21284.45 | 20477.21 | 20474.97
b. Peak Demand + Reserve Margin | 25267.51 | 24160.64 | 23858.79 | 24902.8 | 23958.33 | 23955.71
c. DR MW | 1958.79 | 2066.83 | 2340.54 | 2421.21 | 2504.65 | 2590.98
d. Capacity Credit | 26708.65 | 26816.69 | 27090.4 | 27171.57 | 25536.84 | 24333.16
Reserve Margin Data: MAPP_CA
| 2015 | 2020 | 2025 | 2030 | 2035 | 2040
a. Peak Demand | 8035.11 | 8350.57 | 8287.28 | 8692.95 | 8404.88 | 8445.78
b. Peak Demand + Reserve Margin | 8999.32 | 9352.64 | 9281.75 | 9736.11 | 9413.46 | 9459.27
c. DR MW | 89.5 | 308.14 | 546.73 | 568.39 | 590.9 | 614.31
d. Capacity Credit | 8999.32 | 9352.64 | 9281.75 | 11757.4 | 11746.65 | 11770.06
Reserve Margin Data: MAPP_US
| 2015 | 2020 | 2025 | 2030 | 2035 | 2040
a. Peak Demand | 5129.44 | 5491.37 | 5428.86 | 5639.95 | 5683.4 | 5723.89
b. Peak Demand + Reserve Margin | 5847.56 | 6260.17 | 6188.9 | 6429.54 | 6479.08 | 6525.23
c. DR MW | 59 | 199.4 | 353.8 | 367.81 | 382.38 | 397.53
d. Capacity Credit | 7031.17 | 6260.17 | 6188.9 | 6429.54 | 6479.08 | 6525.23
Reserve Margin Data: NEISO
| 2015 | 2020 | 2025 | 2030 | 2035 | 2040
a. Peak Demand | 28416.17 | 26403.91 | 26008.78 | 25551.91 | 26477.35 | 25679.87
b. Peak Demand + Reserve Margin | 32962.76 | 30628.53 | 30170.18 | 29640.22 | 30713.72 | 29788.64
c. DR MW | 3092.4 | 3627.72 | 4230.66 | 4257.78 | 4282.5 | 4307.35
d. Capacity Credit | 32962.76 | 30628.53 | 30382.05 | 30763.39 | 30713.72 | 29788.64
Reserve Margin Data: NonRTO_Midwest
| 2015 | 2020 | 2025 | 2030 | 2035 | 2040
a. Peak Demand | 11412.35 | 11569.49 | 11884.9 | 10957.56 | 11262.84 | 11807.74
b. Peak Demand + Reserve Margin | 13010.07 | 13189.22 | 13548.79 | 12491.62 | 12839.64 | 13460.82
c. DR MW | 193.98 | 453.37 | 727.88 | 745.89 | 764.35 | 783.26
d. Capacity Credit | 13010.07 | 13189.22 | 13548.79 | 12491.62 | 12839.64 | 13460.82
Reserve Margin Data: NYISO_J-K
| 2015 | 2020 | 2025 | 2030 | 2035 | 2040
a. Peak Demand | 14770.7 | 15573.29 | 15898.98 | 16038 | 15901.54 | 16023.59
b. Peak Demand + Reserve Margin | 13589.04 | 14327.43 | 14627.07 | 14754.96 | 14629.41 | 14741.7
c. DR MW | 1319.07 | 1502.66 | 1718.62 | 1795.58 | 1875.99 | 1960
d. Capacity Credit | 14584.16 | 14767.75 | 15009.21 | 15184.51 | 15151.68 | 15235.69
Reserve Margin Data: PJM_E
| 2015 | 2020 | 2025 | 2030 | 2035 | 2040
a. Peak Demand | 29437.08 | 26957.84 | 26749.84 | 27161.45 | 27329.4 | 27784.97
b. Peak Demand + Reserve Margin | 28789.47 | 26364.77 | 26161.35 | 26563.9 | 26728.15 | 27173.7
c. DR MW | 1256.73 | 1718.17 | 2388.62 | 2469.72 | 2553.57 | 2640.27
d. Capacity Credit | 30592.15 | 30571.99 | 31004.45 | 31061.78 | 28670.63 | 27557.13
Reserve Margin Data: RMPA
| 2015 | 2020 | 2025 | 2030 | 2035 | 2040
a. Peak Demand | 12677.75 | 13837.46 | 12883.21 | 14032.71 | 14032.7 | 14320.28
b. Peak Demand + Reserve Margin | 14452.64 | 15774.71 | 14686.86 | 15997.29 | 15997.28 | 16325.12
c. DR MW | 486.05 | 622.89 | 804.5 | 856.88 | 912.57 | 971.91
d. Capacity Credit | 15455.28 | 15774.71 | 14796.01 | 15997.29 | 15997.28 | 16815.41
Reserve Margin Data: SOCO
| 2015 | 2020 | 2025 | 2030 | 2035 | 2040
a. Peak Demand | 48917.72 | 53536.94 | 53834.26 | 54220.95 | 53676.14 | 52835.67
b. Peak Demand + Reserve Margin | 55766.2 | 61032.11 | 61371.05 | 61811.89 | 61190.8 | 60232.67
c. DR MW | 2570.49 | 4773.97 | 7215.46 | 7512.46 | 7821.68 | 8143.63
d. Capacity Credit | 55975.72 | 61032.11 | 61371.05 | 61811.88 | 61190.8 | 60232.67
Reserve Margin Data: TVA
| 2015 | 2020 | 2025 | 2030 | 2035 | 2040
a. Peak Demand | 32046.86 | 35066.33 | 34262.05 | 33668.55 | 35751.86 | 35044.36
b. Peak Demand + Reserve Margin | 36853.89 | 40326.28 | 39401.36 | 38718.83 | 41114.64 | 40301.02
c. DR MW | 1805 | 2555.95 | 3357.9 | 3440.97 | 3526.11 | 3613.35
d. Capacity Credit | 38354.11 | 40326.28 | 39401.36 | 38718.83 | 41114.64 | 40301.02
Reserve Margin Data: VACAR
| 2015 | 2020 | 2025 | 2030 | 2035 | 2040
a. Peak Demand | 49895.42 | 52403.03 | 53541.25 | 53758.95 | 53001.52 | 54775.11
b. Peak Demand + Reserve Margin | 56880.77 | 59739.45 | 61037.02 | 61285.2 | 60421.73 | 62443.63
c. DR MW | 2339.28 | 3868.22 | 5651.52 | 5928.05 | 6218.12 | 6522.37
d. Capacity Credit | 56880.77 | 59739.45 | 61037.02 | 61285.2 | 62505.81 | 62443.63
Reserve Margin Data: AZ_NM_SNV
| 2015 | 2020 | 2025 | 2030 | 2035 | 2040
a. Peak Demand | 26478.97 | 29587.47 | 30300.18 | 30625.14 | 32130.99 | 32130.99
b. Peak Demand + Reserve Margin | 30636.17 | 34232.7 | 35057.31 | 35433.29 | 37175.56 | 37175.55
c. DR MW | 334.55 | 1076.71 | 1928.33 | 2059.84 | 2196.64 | 2344.36
d. Capacity Credit | 31589.49 | 34232.7 | 35057.31 | 35433.29 | 37175.56 | 37175.55
Reserve Margin Data: CA
| 2015 | 2020 | 2025 | 2030 | 2035 | 2040
a. Peak Demand | 62369.58 | 66254.09 | 67147.73 | 69917.77 | 71670.91 | 75639.37
b. Peak Demand + Reserve Margin | 72722.93 | 77252.26 | 78294.26 | 81524.12 | 83568.28 | 88195.5
c. DR MW | 4441.2 | 4603.38 | 4993.26 | 5277.46 | 5551.88 | 5835.06
d. Capacity Credit | 72722.93 | 77252.26 | 78294.26 | 81524.12 | 83568.28 | 88195.5
Reserve Margin Data: MISO
| 2015 | 2020 | 2025 | 2030 | 2035 | 2040
a. Peak Demand | 92771.39 | 93609.81 | 100435.65 | 101785.09 | 97786.79 | 101382.85
b. Peak Demand + Reserve Margin | 108913.62 | 109897.91 | 117911.45 | 119495.7 | 114801.69 | 119023.46
c. DR MW | 6024.78 | 8117.79 | 10669.2 | 11079.6 | 11505.92 | 11948.8
d. Capacity Credit | 109089.49 | 109897.91 | 117911.45 | 119495.7 | 114801.69 | 119023.46
Reserve Margin Data: NWPP
| 2015 | 2020 | 2025 | 2030 | 2035 | 2040
a. Peak Demand | 36159.13 | 38275.33 | 39293.31 | 39990.2 | 39990.2 | 43276.5
b. Peak Demand + Reserve Margin | 42667.78 | 45164.89 | 46366.11 | 47188.43 | 47188.44 | 51066.27
c. DR MW | 0.01 | 953.34 | 1988.72 | 2091.14 | 2193.74 | 2298.72
d. Capacity Credit | 48890.04 | 49305.99 | 48010.51 | 47188.43 | 49777.71 | 51754.33
Reserve Margin Data: NYISO
| 2015 | 2020 | 2025 | 2030 | 2035 | 2040
a. Peak Demand | 28540.06 | 30358.42 | 30861.79 | 31331.41 | 30533.94 | 30615.37
b. Peak Demand + Reserve Margin | 33249.17 | 35367.56 | 35953.98 | 36501.09 | 35572.04 | 35666.91
c. DR MW | 2565.83 | 2901.13 | 3296.24 | 3421.43 | 3551.63 | 3687.07
d. Capacity Credit | 33591.24 | 35367.56 | 35953.98 | 36501.09 | 35646.78 | 35666.91
Reserve Margin Data: NYISO_G-I_J-K
| 2015 | 2020 | 2025 | 2030 | 2035 | 2040
a. Peak Demand | 18572.33 | 19532.14 | 19944.79 | 20006.48 | 19907.3 | 20055.11
b. Peak Demand + Reserve Margin | 17643.71 | 18555.53 | 18947.55 | 19006.16 | 18911.93 | 19052.36
c. DR MW | 1658.63 | 1882.98 | 2152.95 | 2248.69 | 2348.69 | 2453.13
d. Capacity Credit | 18606.23 | 18607.08 | 18947.55 | 19215.95 | 18911.93 | 20230.06
Reserve Margin Data: PJM
| 2015 | 2020 | 2025 | 2030 | 2035 | 2040
a. Peak Demand | 147146.78 | 145723.4 | 140313.94 | 142279.02 | 141792.59 | 143869.67
b. Peak Demand + Reserve Margin | 169660.23 | 168019.08 | 161781.97 | 164047.71 | 163486.86 | 165881.73
c. DR MW | 6888.69 | 10788.12 | 15528.1 | 16025.26 | 16538.36 | 17067.93
d. Capacity Credit | 175167.6 | 168019.08 | 161781.97 | 164047.71 | 163486.86 | 165881.73
Reserve Margin Data: SPP
| 2015 | 2020 | 2025 | 2030 | 2035 | 2040
a. Peak Demand | 55452.51 | 59996.2 | 58421.53 | 59913.5 | 61638.24 | 62379.68
b. Peak Demand + Reserve Margin | 62994.05 | 68155.69 | 66366.86 | 68061.74 | 70021.04 | 70863.31
c. DR MW | 1132.21 | 3430.99 | 5911.36 | 6129.52 | 6355.94 | 6590.94
d. Capacity Credit | 63331.9 | 68155.69 | 66366.86 | 68061.74 | 70021.04 | 70863.31

## Transmission
$/MW
[8 empty] | Transfer |  | $/MWh | $/MWh | Wheel+ | $/MWh
Year | Line | From | To | EI Internal/External | Season | Block | Duration | Limit | MW flow | From price | To price | Friction | Shadow Price
2015 | ENT_2_MISO_MO-IL | ENT | MISO_MO-IL | Internal | Shoulder | B11 | 25 | 2260 | 0 | 79.46 | 79.74 | 8 | 0
2015 | ENT_2_MISO_MO-IL | ENT | MISO_MO-IL | Internal | Shoulder | B12 | 200 | 2260 | 0 | 78.87 | 75.21 | 8 | 0
2015 | ENT_2_MISO_MO-IL | ENT | MISO_MO-IL | Internal | Shoulder | B13 | 600 | 2260 | 0 | 76.22 | 72.79 | 8 | 0
2015 | ENT_2_MISO_MO-IL | ENT | MISO_MO-IL | Internal | Shoulder | B14 | 900 | 2260 | 0 | 76.22 | 72.08 | 8 | 0
2015 | ENT_2_MISO_MO-IL | ENT | MISO_MO-IL | Internal | Shoulder | B15 | 1203 | 2260 | 0 | 71.1 | 63.06 | 8 | 0
2015 | ENT_2_MISO_MO-IL | ENT | MISO_MO-IL | Internal | Summer | B1 | 10 | 2260 | 0 | 121.42 | 121.43 | 8 | 0
2015 | ENT_2_MISO_MO-IL | ENT | MISO_MO-IL | Internal | Summer | B2 | 25 | 2260 | 0 | 115.99 | 118.03 | 8 | 0
2015 | ENT_2_MISO_MO-IL | ENT | MISO_MO-IL | Internal | Summer | B3 | 75 | 2260 | 0 | 111.78 | 118.03 | 8 | 0
2015 | ENT_2_MISO_MO-IL | ENT | MISO_MO-IL | Internal | Summer | B4 | 100 | 2260 | 0 | 100.72 | 101.71 | 8 | 0
2015 | ENT_2_MISO_MO-IL | ENT | MISO_MO-IL | Internal | Summer | B5 | 200 | 2260 | 0 | 81.53 | 82.53 | 8 | 0
2015 | ENT_2_MISO_MO-IL | ENT | MISO_MO-IL | Internal | Summer | B6 | 300 | 2260 | 0 | 78.24 | 74.64 | 8 | 0
2015 | ENT_2_MISO_MO-IL | ENT | MISO_MO-IL | Internal | Summer | B7 | 400 | 2260 | 0 | 77.66 | 72.08 | 8 | 0
2015 | ENT_2_MISO_MO-IL | ENT | MISO_MO-IL | Internal | Summer | B8 | 500 | 2260 | 0 | 75.88 | 67.88 | 8 | 0
2015 | ENT_2_MISO_MO-IL | ENT | MISO_MO-IL | Internal | Summer | B9 | 800 | 2260 | 0 | 75.06 | 67.06 | 8 | 0
2015 | ENT_2_MISO_MO-IL | ENT | MISO_MO-IL | Internal | Summer | B10 | 1262 | 2260 | 0 | 66.74 | 58.74 | 8 | 0
2015 | ENT_2_MISO_MO-IL | ENT | MISO_MO-IL | Internal | Winter | B16 | 25 | 2260 | 0 | 81.29 | 82.31 | 8 | 0
2015 | ENT_2_MISO_MO-IL | ENT | MISO_MO-IL | Internal | Winter | B17 | 100 | 2260 | 0 | 78.61 | 78.3 | 8 | 0
2015 | ENT_2_MISO_MO-IL | ENT | MISO_MO-IL | Internal | Winter | B18 | 400 | 2260 | 0 | 78.56 | 75.69 | 8 | 0
2015 | ENT_2_MISO_MO-IL | ENT | MISO_MO-IL | Internal | Winter | B19 | 700 | 2260 | 0 | 78.56 | 73.85 | 8 | 0
2015 | ENT_2_MISO_MO-IL | ENT | MISO_MO-IL | Internal | Winter | B20 | 935 | 2260 | 0 | 68.7 | 60.7 | 8 | 0
2015 | ENT_2_SOCO | ENT | SOCO | Internal | Shoulder | B11 | 25 | 2000 | 0 | 79.46 | 78.45 | 8 | 0
2015 | ENT_2_SOCO | ENT | SOCO | Internal | Shoulder | B12 | 200 | 2000 | 0 | 78.87 | 78.45 | 8 | 0
2015 | ENT_2_SOCO | ENT | SOCO | Internal | Shoulder | B13 | 600 | 2000 | 0 | 76.22 | 78.45 | 8 | 0
2015 | ENT_2_SOCO | ENT | SOCO | Internal | Shoulder | B14 | 900 | 2000 | 0 | 76.22 | 78.45 | 8 | 0
2015 | ENT_2_SOCO | ENT | SOCO | Internal | Shoulder | B15 | 1203 | 2000 | 0 | 71.1 | 72.86 | 8 | 0
2015 | ENT_2_SOCO | ENT | SOCO | Internal | Summer | B1 | 10 | 2000 | 0 | 121.42 | 127.73 | 8 | 0
2015 | ENT_2_SOCO | ENT | SOCO | Internal | Summer | B2 | 25 | 2000 | 212.54 | 115.99 | 123.99 | 8 | 0
2015 | ENT_2_SOCO | ENT | SOCO | Internal | Summer | B3 | 75 | 2000 | 320.8 | 111.78 | 119.78 | 8 | 0
2015 | ENT_2_SOCO | ENT | SOCO | Internal | Summer | B4 | 100 | 2000 | 0 | 100.72 | 95.71 | 8 | 0
2015 | ENT_2_SOCO | ENT | SOCO | Internal | Summer | B5 | 200 | 2000 | 0 | 81.53 | 77.29 | 8 | 0
2015 | ENT_2_SOCO | ENT | SOCO | Internal | Summer | B6 | 300 | 2000 | 0 | 78.24 | 77.29 | 8 | 0
2015 | ENT_2_SOCO | ENT | SOCO | Internal | Summer | B7 | 400 | 2000 | 0 | 77.66 | 77.29 | 8 | 0
2015 | ENT_2_SOCO | ENT | SOCO | Internal | Summer | B8 | 500 | 2000 | 0 | 75.88 | 77.29 | 8 | 0
2015 | ENT_2_SOCO | ENT | SOCO | Internal | Summer | B9 | 800 | 2000 | 0 | 75.06 | 77.29 | 8 | 0
2015 | ENT_2_SOCO | ENT | SOCO | Internal | Summer | B10 | 1262 | 2000 | 0 | 66.74 | 68.96 | 8 | 0
2015 | ENT_2_SOCO | ENT | SOCO | Internal | Winter | B16 | 25 | 2000 | 0 | 81.29 | 80.84 | 8 | 0
2015 | ENT_2_SOCO | ENT | SOCO | Internal | Winter | B17 | 100 | 2000 | 0 | 78.61 | 80.84 | 8 | 0
2015 | ENT_2_SOCO | ENT | SOCO | Internal | Winter | B18 | 400 | 2000 | 0 | 78.56 | 77.3 | 8 | 0
2015 | ENT_2_SOCO | ENT | SOCO | Internal | Winter | B19 | 700 | 2000 | 0 | 78.56 | 77.3 | 8 | 0
2015 | ENT_2_SOCO | ENT | SOCO | Internal | Winter | B20 | 935 | 2000 | 0 | 68.7 | 74.19 | 8 | 0
2015 | ENT_2_SPP_N | ENT | SPP_N | Internal | Shoulder | B11 | 25 | 1300 | 0 | 79.46 | 86.74 | 8 | 0
2015 | ENT_2_SPP_N | ENT | SPP_N | Internal | Shoulder | B12 | 200 | 1300 | 0 | 78.87 | 76.39 | 8 | 0
2015 | ENT_2_SPP_N | ENT | SPP_N | Internal | Shoulder | B13 | 600 | 1300 | 0 | 76.22 | 76.16 | 8 | 0
2015 | ENT_2_SPP_N | ENT | SPP_N | Internal | Shoulder | B14 | 900 | 1300 | 0 | 76.22 | 75.99 | 8 | 0
2015 | ENT_2_SPP_N | ENT | SPP_N | Internal | Shoulder | B15 | 1203 | 1300 | 0 | 71.1 | 70.08 | 8 | 0
2015 | ENT_2_SPP_N | ENT | SPP_N | Internal | Summer | B1 | 10 | 1300 | 0 | 121.42 | 122.39 | 8 | 0
2015 | ENT_2_SPP_N | ENT | SPP_N | Internal | Summer | B2 | 25 | 1300 | 0 | 115.99 | 122.39 | 8 | 0
2015 | ENT_2_SPP_N | ENT | SPP_N | Internal | Summer | B3 | 75 | 1300 | 930.63 | 111.78 | 119.78 | 8 | 0
2015 | ENT_2_SPP_N | ENT | SPP_N | Internal | Summer | B4 | 100 | 1300 | 483.46 | 100.72 | 108.72 | 8 | 0
2015 | ENT_2_SPP_N | ENT | SPP_N | Internal | Summer | B5 | 200 | 1300 | 1039.55 | 81.53 | 89.53 | 8 | 0
2015 | ENT_2_SPP_N | ENT | SPP_N | Internal | Summer | B6 | 300 | 1300 | 0 | 78.24 | 81.63 | 8 | 0
2015 | ENT_2_SPP_N | ENT | SPP_N | Internal | Summer | B7 | 400 | 1300 | 0 | 77.66 | 78.38 | 8 | 0
2015 | ENT_2_SPP_N | ENT | SPP_N | Internal | Summer | B8 | 500 | 1300 | 0 | 75.88 | 74.89 | 8 | 0
2015 | ENT_2_SPP_N | ENT | SPP_N | Internal | Summer | B9 | 800 | 1300 | 0 | 75.06 | 74.07 | 8 | 0
2015 | ENT_2_SPP_N | ENT | SPP_N | Internal | Summer | B10 | 1262 | 1300 | 0 | 66.74 | 65.75 | 8 | 0
2015 | ENT_2_SPP_N | ENT | SPP_N | Internal | Winter | B16 | 25 | 1300 | 0 | 81.29 | 82.31 | 8 | 0
2015 | ENT_2_SPP_N | ENT | SPP_N | Internal | Winter | B17 | 100 | 1300 | 0 | 78.61 | 78.64 | 8 | 0
2015 | ENT_2_SPP_N | ENT | SPP_N | Internal | Winter | B18 | 400 | 1300 | 0 | 78.56 | 78.46 | 8 | 0
2015 | ENT_2_SPP_N | ENT | SPP_N | Internal | Winter | B19 | 700 | 1300 | 0 | 78.56 | 78.46 | 8 | 0
2015 | ENT_2_SPP_N | ENT | SPP_N | Internal | Winter | B20 | 935 | 1300 | 0 | 68.7 | 67.37 | 8 | 0
2015 | ENT_2_SPP_S | ENT | SPP_S | Internal | Shoulder | B11 | 25 | 1300 | 0 | 79.46 | 86.75 | 8 | 0
2015 | ENT_2_SPP_S | ENT | SPP_S | Internal | Shoulder | B12 | 200 | 1300 | 0 | 78.87 | 76.4 | 8 | 0
2015 | ENT_2_SPP_S | ENT | SPP_S | Internal | Shoulder | B13 | 600 | 1300 | 0 | 76.22 | 76.17 | 8 | 0
2015 | ENT_2_SPP_S | ENT | SPP_S | Internal | Shoulder | B14 | 900 | 1300 | 0 | 76.22 | 76 | 8 | 0
2015 | ENT_2_SPP_S | ENT | SPP_S | Internal | Shoulder | B15 | 1203 | 1300 | 0 | 71.1 | 70.09 | 8 | 0
2015 | ENT_2_SPP_S | ENT | SPP_S | Internal | Summer | B1 | 10 | 1300 | 0 | 121.42 | 110.99 | 8 | 0
2015 | ENT_2_SPP_S | ENT | SPP_S | Internal | Summer | B2 | 25 | 1300 | 0 | 115.99 | 110.99 | 8 | 0
2015 | ENT_2_SPP_S | ENT | SPP_S | Internal | Summer | B3 | 75 | 1300 | 0 | 111.78 | 108.73 | 8 | 0
2015 | ENT_2_SPP_S | ENT | SPP_S | Internal | Summer | B4 | 100 | 1300 | 1300 | 100.72 | 108.73 | 8 | 0.01
2015 | ENT_2_SPP_S | ENT | SPP_S | Internal | Summer | B5 | 200 | 1300 | 1300 | 81.53 | 89.54 | 8 | 0.01
2015 | ENT_2_SPP_S | ENT | SPP_S | Internal | Summer | B6 | 300 | 1300 | 0 | 78.24 | 81.64 | 8 | 0
2015 | ENT_2_SPP_S | ENT | SPP_S | Internal | Summer | B7 | 400 | 1300 | 0 | 77.66 | 78.39 | 8 | 0
2015 | ENT_2_SPP_S | ENT | SPP_S | Internal | Summer | B8 | 500 | 1300 | 0 | 75.88 | 74.9 | 8 | 0
2015 | ENT_2_SPP_S | ENT | SPP_S | Internal | Summer | B9 | 800 | 1300 | 0 | 75.06 | 74.73 | 8 | 0
2015 | ENT_2_SPP_S | ENT | SPP_S | Internal | Summer | B10 | 1262 | 1300 | 0 | 66.74 | 67.48 | 8 | 0
2015 | ENT_2_SPP_S | ENT | SPP_S | Internal | Winter | B16 | 25 | 1300 | 0 | 81.29 | 82.32 | 8 | 0
2015 | ENT_2_SPP_S | ENT | SPP_S | Internal | Winter | B17 | 100 | 1300 | 0 | 78.61 | 78.65 | 8 | 0
2015 | ENT_2_SPP_S | ENT | SPP_S | Internal | Winter | B18 | 400 | 1300 | 0 | 78.56 | 78.47 | 8 | 0
2015 | ENT_2_SPP_S | ENT | SPP_S | Internal | Winter | B19 | 700 | 1300 | 0 | 78.56 | 78.47 | 8 | 0
2015 | ENT_2_SPP_S | ENT | SPP_S | Internal | Winter | B20 | 935 | 1300 | 0 | 68.7 | 67.38 | 8 | 0
2015 | ENT_2_TVA_Transmission | ENT | TVA_Transmission | Internal | Shoulder | B11 | 25 | 2100 | 0 | 79.46 | 82.49 | 8 | 0
2015 | ENT_2_TVA_Transmission | ENT | TVA_Transmission | Internal | Shoulder | B12 | 200 | 2100 | 0 | 78.87 | 80.07 | 8 | 0
2015 | ENT_2_TVA_Transmission | ENT | TVA_Transmission | Internal | Shoulder | B13 | 600 | 2100 | 0 | 76.22 | 77.99 | 8 | 0
2015 | ENT_2_TVA_Transmission | ENT | TVA_Transmission | Internal | Shoulder | B14 | 900 | 2100 | 0 | 76.22 | 76.8 | 8 | 0
2015 | ENT_2_TVA_Transmission | ENT | TVA_Transmission | Internal | Shoulder | B15 | 1203 | 2100 | 0 | 71.1 | 67.69 | 8 | 0
2015 | ENT_2_TVA_Transmission | ENT | TVA_Transmission | Internal | Summer | B1 | 10 | 2100 | 1592.37 | 121.42 | 129.42 | 8 | 0
2015 | ENT_2_TVA_Transmission | ENT | TVA_Transmission | Internal | Summer | B2 | 25 | 2100 | 1587.43 | 115.99 | 123.99 | 8 | 0
2015 | ENT_2_TVA_Transmission | ENT | TVA_Transmission | Internal | Summer | B3 | 75 | 2100 | 710.58 | 111.78 | 119.78 | 8 | 0
2015 | ENT_2_TVA_Transmission | ENT | TVA_Transmission | Internal | Summer | B4 | 100 | 2100 | 0 | 100.72 | 102.79 | 8 | 0
2015 | ENT_2_TVA_Transmission | ENT | TVA_Transmission | Internal | Summer | B5 | 200 | 2100 | 0 | 81.53 | 86.18 | 8 | 0
2015 | ENT_2_TVA_Transmission | ENT | TVA_Transmission | Internal | Summer | B6 | 300 | 2100 | 0 | 78.24 | 80.78 | 8 | 0
2015 | ENT_2_TVA_Transmission | ENT | TVA_Transmission | Internal | Summer | B7 | 400 | 2100 | 0 | 77.66 | 76.66 | 8 | 0
2015 | ENT_2_TVA_Transmission | ENT | TVA_Transmission | Internal | Summer | B8 | 500 | 2100 | 0 | 75.88 | 75.81 | 8 | 0
2015 | ENT_2_TVA_Transmission | ENT | TVA_Transmission | Internal | Summer | B9 | 800 | 2100 | 0 | 75.06 | 71.06 | 8 | 0
2015 | ENT_2_TVA_Transmission | ENT | TVA_Transmission | Internal | Summer | B10 | 1262 | 2100 | 0 | 66.74 | 62.7 | 8 | 0
2015 | ENT_2_TVA_Transmission | ENT | TVA_Transmission | Internal | Winter | B16 | 25 | 2100 | 0 | 81.29 | 88.85 | 8 | 0
2015 | ENT_2_TVA_Transmission | ENT | TVA_Transmission | Internal | Winter | B17 | 100 | 2100 | 0 | 78.61 | 84.08 | 8 | 0
2015 | ENT_2_TVA_Transmission | ENT | TVA_Transmission | Internal | Winter | B18 | 400 | 2100 | 0 | 78.56 | 79.55 | 8 | 0
2015 | ENT_2_TVA_Transmission | ENT | TVA_Transmission | Internal | Winter | B19 | 700 | 2100 | 0 | 78.56 | 77.87 | 8 | 0
2015 | ENT_2_TVA_Transmission | ENT | TVA_Transmission | Internal | Winter | B20 | 935 | 2100 | 0 | 68.7 | 66.16 | 8 | 0
2015 | FRCC_2_SOCO | FRCC | SOCO | Internal | Shoulder | B11 | 25 | 900 | 0 | 88.45 | 78.45 | 8 | 0
2015 | FRCC_2_SOCO | FRCC | SOCO | Internal | Shoulder | B12 | 200 | 900 | 0 | 82.86 | 78.45 | 8 | 0
2015 | FRCC_2_SOCO | FRCC | SOCO | Internal | Shoulder | B13 | 600 | 900 | 0 | 82.86 | 78.45 | 8 | 0
2015 | FRCC_2_SOCO | FRCC | SOCO | Internal | Shoulder | B14 | 900 | 900 | 0 | 82.86 | 78.45 | 8 | 0
2015 | FRCC_2_SOCO | FRCC | SOCO | Internal | Shoulder | B15 | 1203 | 900 | 0 | 82.86 | 72.86 | 8 | 0
2015 | FRCC_2_SOCO | FRCC | SOCO | Internal | Summer | B1 | 10 | 900 | 0 | 133.17 | 127.73 | 8 | 0
2015 | FRCC_2_SOCO | FRCC | SOCO | Internal | Summer | B2 | 25 | 900 | 0 | 133.17 | 123.99 | 8 | 0
2015 | FRCC_2_SOCO | FRCC | SOCO | Internal | Summer | B3 | 75 | 900 | 0 | 129.78 | 119.78 | 8 | 0
2015 | FRCC_2_SOCO | FRCC | SOCO | Internal | Summer | B4 | 100 | 900 | 0 | 105.71 | 95.71 | 8 | 0
2015 | FRCC_2_SOCO | FRCC | SOCO | Internal | Summer | B5 | 200 | 900 | 0 | 87.29 | 77.29 | 8 | 0
2015 | FRCC_2_SOCO | FRCC | SOCO | Internal | Summer | B6 | 300 | 900 | 0 | 85.79 | 77.29 | 8 | 0
2015 | FRCC_2_SOCO | FRCC | SOCO | Internal | Summer | B7 | 400 | 900 | 0 | 85.79 | 77.29 | 8 | 0
2015 | FRCC_2_SOCO | FRCC | SOCO | Internal | Summer | B8 | 500 | 900 | 0 | 82.19 | 77.29 | 8 | 0
2015 | FRCC_2_SOCO | FRCC | SOCO | Internal | Summer | B9 | 800 | 900 | 0 | 82.19 | 77.29 | 8 | 0
2015 | FRCC_2_SOCO | FRCC | SOCO | Internal | Summer | B10 | 1262 | 900 | 0 | 79.01 | 68.96 | 8 | 0
2015 | FRCC_2_SOCO | FRCC | SOCO | Internal | Winter | B16 | 25 | 900 | 0 | 89.01 | 80.84 | 8 | 0
2015 | FRCC_2_SOCO | FRCC | SOCO | Internal | Winter | B17 | 100 | 900 | 0 | 84.89 | 80.84 | 8 | 0
2015 | FRCC_2_SOCO | FRCC | SOCO | Internal | Winter | B18 | 400 | 900 | 0 | 84.89 | 77.3 | 8 | 0
2015 | FRCC_2_SOCO | FRCC | SOCO | Internal | Winter | B19 | 700 | 900 | 0 | 84.89 | 77.3 | 8 | 0
2015 | FRCC_2_SOCO | FRCC | SOCO | Internal | Winter | B20 | 935 | 900 | 0 | 84.19 | 74.19 | 8 | 0
2015 | HQ_NEISO_2_NEISO | HQ_NEISO | NEISO | Internal | Shoulder | B11 | 25 | 99999 | 2920 | 74.55 | 74.56 | 0.01 | 0
2015 | HQ_NEISO_2_NEISO | HQ_NEISO | NEISO | Internal | Shoulder | B12 | 200 | 99999 | 2920 | 74.55 | 74.56 | 0.01 | 0
2015 | HQ_NEISO_2_NEISO | HQ_NEISO | NEISO | Internal | Shoulder | B13 | 600 | 99999 | 2920 | 74.4 | 74.41 | 0.01 | 0
2015 | HQ_NEISO_2_NEISO | HQ_NEISO | NEISO | Internal | Shoulder | B14 | 900 | 99999 | 2920 | 72.73 | 72.74 | 0.01 | 0
2015 | HQ_NEISO_2_NEISO | HQ_NEISO | NEISO | Internal | Shoulder | B15 | 1203 | 99999 | 1143.24 | 71.61 | 71.62 | 0.01 | 0
2015 | HQ_NEISO_2_NEISO | HQ_NEISO | NEISO | Internal | Summer | B1 | 10 | 99999 | 2920.1 | 114.25 | 114.26 | 0.01 | 0
2015 | HQ_NEISO_2_NEISO | HQ_NEISO | NEISO | Internal | Summer | B2 | 25 | 99999 | 2920.1 | 108.18 | 108.19 | 0.01 | 0
2015 | HQ_NEISO_2_NEISO | HQ_NEISO | NEISO | Internal | Summer | B3 | 75 | 99999 | 2920.1 | 98.18 | 98.19 | 0.01 | 0
2015 | HQ_NEISO_2_NEISO | HQ_NEISO | NEISO | Internal | Summer | B4 | 100 | 99999 | 2920 | 71.85 | 71.86 | 0.01 | 0
2015 | HQ_NEISO_2_NEISO | HQ_NEISO | NEISO | Internal | Summer | B5 | 200 | 99999 | 2920 | 71.85 | 71.86 | 0.01 | 0
2015 | HQ_NEISO_2_NEISO | HQ_NEISO | NEISO | Internal | Summer | B6 | 300 | 99999 | 2920 | 71.85 | 71.86 | 0.01 | 0
2015 | HQ_NEISO_2_NEISO | HQ_NEISO | NEISO | Internal | Summer | B7 | 400 | 99999 | 2920 | 71.85 | 71.86 | 0.01 | 0
2015 | HQ_NEISO_2_NEISO | HQ_NEISO | NEISO | Internal | Summer | B8 | 500 | 99999 | 2920 | 71.85 | 71.86 | 0.01 | 0
2015 | HQ_NEISO_2_NEISO | HQ_NEISO | NEISO | Internal | Summer | B9 | 800 | 99999 | 2920 | 71.85 | 71.86 | 0.01 | 0
2015 | HQ_NEISO_2_NEISO | HQ_NEISO | NEISO | Internal | Summer | B10 | 1262 | 99999 | 795.94 | 71.85 | 71.86 | 0.01 | 0
2015 | HQ_NEISO_2_NEISO | HQ_NEISO | NEISO | Internal | Winter | B16 | 25 | 99999 | 2920.1 | 82.94 | 82.95 | 0.01 | 0
2015 | HQ_NEISO_2_NEISO | HQ_NEISO | NEISO | Internal | Winter | B17 | 100 | 99999 | 2920.1 | 82.94 | 82.95 | 0.01 | 0
2015 | HQ_NEISO_2_NEISO | HQ_NEISO | NEISO | Internal | Winter | B18 | 400 | 99999 | 2920.1 | 82.94 | 82.95 | 0.01 | 0
2015 | HQ_NEISO_2_NEISO | HQ_NEISO | NEISO | Internal | Winter | B19 | 700 | 99999 | 2920 | 80.88 | 80.9 | 0.01 | 0
2015 | HQ_NEISO_2_NEISO | HQ_NEISO | NEISO | Internal | Winter | B20 | 935 | 99999 | 1233.58 | 74.4 | 74.41 | 0.01 | 0
2015 | HQ_NY_2_NYISO_A-F | HQ_NY | NYISO_A-F | Internal | Shoulder | B11 | 25 | 99999 | 1000 | 76.54 | 76.55 | 0.01 | 0
2015 | HQ_NY_2_NYISO_A-F | HQ_NY | NYISO_A-F | Internal | Shoulder | B12 | 200 | 99999 | 1000 | 76.54 | 76.55 | 0.01 | 0
2015 | HQ_NY_2_NYISO_A-F | HQ_NY | NYISO_A-F | Internal | Shoulder | B13 | 600 | 99999 | 1000 | 75.6 | 75.62 | 0.01 | 0
2015 | HQ_NY_2_NYISO_A-F | HQ_NY | NYISO_A-F | Internal | Shoulder | B14 | 900 | 99999 | 1000 | 75.6 | 75.62 | 0.01 | 0
2015 | HQ_NY_2_NYISO_A-F | HQ_NY | NYISO_A-F | Internal | Shoulder | B15 | 1203 | 99999 | 188.69 | 68.6 | 68.61 | 0.01 | 0
2015 | HQ_NY_2_NYISO_A-F | HQ_NY | NYISO_A-F | Internal | Summer | B1 | 10 | 99999 | 1000.1 | 117.23 | 117.24 | 0.01 | 0
2015 | HQ_NY_2_NYISO_A-F | HQ_NY | NYISO_A-F | Internal | Summer | B2 | 25 | 99999 | 1000.1 | 111.18 | 111.19 | 0.01 | 0
2015 | HQ_NY_2_NYISO_A-F | HQ_NY | NYISO_A-F | Internal | Summer | B3 | 75 | 99999 | 1000.1 | 105.38 | 105.39 | 0.01 | 0
2015 | HQ_NY_2_NYISO_A-F | HQ_NY | NYISO_A-F | Internal | Summer | B4 | 100 | 99999 | 1000.1 | 91.68 | 91.69 | 0.01 | 0
2015 | HQ_NY_2_NYISO_A-F | HQ_NY | NYISO_A-F | Internal | Summer | B5 | 200 | 99999 | 1000 | 74.85 | 74.86 | 0.01 | 0
2015 | HQ_NY_2_NYISO_A-F | HQ_NY | NYISO_A-F | Internal | Summer | B6 | 300 | 99999 | 1000 | 74.84 | 74.85 | 0.01 | 0
2015 | HQ_NY_2_NYISO_A-F | HQ_NY | NYISO_A-F | Internal | Summer | B7 | 400 | 99999 | 1000 | 74.83 | 74.84 | 0.01 | 0
2015 | HQ_NY_2_NYISO_A-F | HQ_NY | NYISO_A-F | Internal | Summer | B8 | 500 | 99999 | 1000 | 73.96 | 73.97 | 0.01 | 0
2015 | HQ_NY_2_NYISO_A-F | HQ_NY | NYISO_A-F | Internal | Summer | B9 | 800 | 99999 | 1000 | 68.85 | 68.86 | 0.01 | 0
2015 | HQ_NY_2_NYISO_A-F | HQ_NY | NYISO_A-F | Internal | Summer | B10 | 1262 | 99999 | 30.11 | 68.84 | 68.85 | 0.01 | 0
2015 | HQ_NY_2_NYISO_A-F | HQ_NY | NYISO_A-F | Internal | Winter | B16 | 25 | 99999 | 1000 | 80.42 | 80.43 | 0.01 | 0
2015 | HQ_NY_2_NYISO_A-F | HQ_NY | NYISO_A-F | Internal | Winter | B17 | 100 | 99999 | 1000 | 80.42 | 80.43 | 0.01 | 0
2015 | HQ_NY_2_NYISO_A-F | HQ_NY | NYISO_A-F | Internal | Winter | B18 | 400 | 99999 | 1000 | 79.94 | 79.95 | 0.01 | 0
2015 | HQ_NY_2_NYISO_A-F | HQ_NY | NYISO_A-F | Internal | Winter | B19 | 700 | 99999 | 1000 | 77.87 | 77.88 | 0.01 | 0
2015 | HQ_NY_2_NYISO_A-F | HQ_NY | NYISO_A-F | Internal | Winter | B20 | 935 | 99999 | 229.95 | 69.42 | 69.43 | 0.01 | 0
2015 | HQ_IESO_2_IESO | HQ_IESO | IESO | Internal | Shoulder | B11 | 25 | 99999 | 400 | 56.06 | 56.07 | 0.01 | 0
2015 | HQ_IESO_2_IESO | HQ_IESO | IESO | Internal | Shoulder | B12 | 200 | 99999 | 400 | 56.06 | 56.07 | 0.01 | 0
2015 | HQ_IESO_2_IESO | HQ_IESO | IESO | Internal | Shoulder | B13 | 600 | 99999 | 400 | 56.06 | 56.07 | 0.01 | 0
2015 | HQ_IESO_2_IESO | HQ_IESO | IESO | Internal | Shoulder | B14 | 900 | 99999 | 400 | 56.06 | 56.07 | 0.01 | 0
2015 | HQ_IESO_2_IESO | HQ_IESO | IESO | Internal | Shoulder | B15 | 1203 | 99999 | 75.48 | 56.06 | 56.07 | 0.01 | 0
2015 | HQ_IESO_2_IESO | HQ_IESO | IESO | Internal | Summer | B1 | 10 | 99999 | 400.1 | 110.23 | 110.24 | 0.01 | 0
2015 | HQ_IESO_2_IESO | HQ_IESO | IESO | Internal | Summer | B2 | 25 | 99999 | 400.1 | 104.18 | 104.19 | 0.01 | 0
2015 | HQ_IESO_2_IESO | HQ_IESO | IESO | Internal | Summer | B3 | 75 | 99999 | 400.1 | 98.38 | 98.39 | 0.01 | 0
2015 | HQ_IESO_2_IESO | HQ_IESO | IESO | Internal | Summer | B4 | 100 | 99999 | 400.1 | 84.68 | 84.69 | 0.01 | 0
2015 | HQ_IESO_2_IESO | HQ_IESO | IESO | Internal | Summer | B5 | 200 | 99999 | 400 | 58.4 | 58.42 | 0.01 | 0
2015 | HQ_IESO_2_IESO | HQ_IESO | IESO | Internal | Summer | B6 | 300 | 99999 | 400 | 58.4 | 58.42 | 0.01 | 0
2015 | HQ_IESO_2_IESO | HQ_IESO | IESO | Internal | Summer | B7 | 400 | 99999 | 400 | 58.4 | 58.42 | 0.01 | 0
2015 | HQ_IESO_2_IESO | HQ_IESO | IESO | Internal | Summer | B8 | 500 | 99999 | 400 | 52.2 | 52.21 | 0.01 | 0
2015 | HQ_IESO_2_IESO | HQ_IESO | IESO | Internal | Summer | B9 | 800 | 99999 | 400 | 52.2 | 52.21 | 0.01 | 0
2015 | HQ_IESO_2_IESO | HQ_IESO | IESO | Internal | Summer | B10 | 1262 | 99999 | 12.04 | 52.2 | 52.21 | 0.01 | 0
2015 | HQ_IESO_2_IESO | HQ_IESO | IESO | Internal | Winter | B16 | 25 | 99999 | 400 | 61.44 | 61.45 | 0.01 | 0
2015 | HQ_IESO_2_IESO | HQ_IESO | IESO | Internal | Winter | B17 | 100 | 99999 | 400 | 61.44 | 61.45 | 0.01 | 0
2015 | HQ_IESO_2_IESO | HQ_IESO | IESO | Internal | Winter | B18 | 400 | 99999 | 400 | 61.44 | 61.45 | 0.01 | 0
2015 | HQ_IESO_2_IESO | HQ_IESO | IESO | Internal | Winter | B19 | 700 | 99999 | 400 | 61.44 | 61.45 | 0.01 | 0
2015 | HQ_IESO_2_IESO | HQ_IESO | IESO | Internal | Winter | B20 | 935 | 99999 | 91.98 | 61.44 | 61.45 | 0.01 | 0
2015 | IESO_2_MAPP_CA | IESO | MAPP_CA | Internal | Shoulder | B11 | 25 | 262 | 262 | 56.07 | 72.08 | 7 | 9.01
2015 | IESO_2_MAPP_CA | IESO | MAPP_CA | Internal | Shoulder | B12 | 200 | 262 | 262 | 56.07 | 75.19 | 7 | 12.12
2015 | IESO_2_MAPP_CA | IESO | MAPP_CA | Internal | Shoulder | B13 | 600 | 262 | 262 | 56.07 | 72.78 | 7 | 9.7
2015 | IESO_2_MAPP_CA | IESO | MAPP_CA | Internal | Shoulder | B14 | 900 | 262 | 262 | 56.07 | 72.08 | 7 | 9.01
2015 | IESO_2_MAPP_CA | IESO | MAPP_CA | Internal | Shoulder | B15 | 1203 | 262 | 262 | 56.07 | 72.08 | 7 | 9.01
2015 | IESO_2_MAPP_CA | IESO | MAPP_CA | Internal | Summer | B1 | 10 | 262 | 0 | 110.24 | 107.42 | 7 | 0
2015 | IESO_2_MAPP_CA | IESO | MAPP_CA | Internal | Summer | B2 | 25 | 262 | 0 | 104.19 | 109.36 | 7 | 0
2015 | IESO_2_MAPP_CA | IESO | MAPP_CA | Internal | Summer | B3 | 75 | 262 | 262 | 98.39 | 105.54 | 7 | 0.15
2015 | IESO_2_MAPP_CA | IESO | MAPP_CA | Internal | Summer | B4 | 100 | 262 | 262 | 84.69 | 101.71 | 7 | 10.01
2015 | IESO_2_MAPP_CA | IESO | MAPP_CA | Internal | Summer | B5 | 200 | 262 | 262 | 58.42 | 82.52 | 7 | 17.1
2015 | IESO_2_MAPP_CA | IESO | MAPP_CA | Internal | Summer | B6 | 300 | 262 | 262 | 58.42 | 72.08 | 7 | 6.67
2015 | IESO_2_MAPP_CA | IESO | MAPP_CA | Internal | Summer | B7 | 400 | 262 | 262 | 58.42 | 72.08 | 7 | 6.67
2015 | IESO_2_MAPP_CA | IESO | MAPP_CA | Internal | Summer | B8 | 500 | 262 | 262 | 52.21 | 67.88 | 7 | 8.67
2015 | IESO_2_MAPP_CA | IESO | MAPP_CA | Internal | Summer | B9 | 800 | 262 | 262 | 52.21 | 67.08 | 7 | 7.87
2015 | IESO_2_MAPP_CA | IESO | MAPP_CA | Internal | Summer | B10 | 1262 | 262 | 262 | 52.21 | 67.08 | 7 | 7.87
2015 | IESO_2_MAPP_CA | IESO | MAPP_CA | Internal | Winter | B16 | 25 | 262 | 262 | 61.45 | 82.28 | 7 | 13.83
2015 | IESO_2_MAPP_CA | IESO | MAPP_CA | Internal | Winter | B17 | 100 | 262 | 262 | 61.45 | 78.28 | 7 | 9.83
2015 | IESO_2_MAPP_CA | IESO | MAPP_CA | Internal | Winter | B18 | 400 | 262 | 262 | 61.45 | 75.67 | 7 | 7.22
2015 | IESO_2_MAPP_CA | IESO | MAPP_CA | Internal | Winter | B19 | 700 | 262 | 262 | 61.45 | 73.85 | 7 | 5.4
2015 | IESO_2_MAPP_CA | IESO | MAPP_CA | Internal | Winter | B20 | 935 | 262 | 262 | 61.45 | 73.55 | 7 | 5.09
2015 | IESO_2_MISO_MI | IESO | MISO_MI | Internal | Shoulder | B11 | 25 | 1840 | 1840 | 56.07 | 79.74 | 7 | 16.67
2015 | IESO_2_MISO_MI | IESO | MISO_MI | Internal | Shoulder | B12 | 200 | 1840 | 1840 | 56.07 | 75.22 | 7 | 12.15
2015 | IESO_2_MISO_MI | IESO | MISO_MI | Internal | Shoulder | B13 | 600 | 1840 | 1840 | 56.07 | 72.81 | 7 | 9.74
2015 | IESO_2_MISO_MI | IESO | MISO_MI | Internal | Shoulder | B14 | 900 | 1840 | 1840 | 56.07 | 72.11 | 7 | 9.04
2015 | IESO_2_MISO_MI | IESO | MISO_MI | Internal | Shoulder | B15 | 1203 | 1840 | 1161.21 | 56.07 | 63.07 | 7 | 0
2015 | IESO_2_MISO_MI | IESO | MISO_MI | Internal | Summer | B1 | 10 | 1840 | 1840 | 110.24 | 122.51 | 7 | 5.27
2015 | IESO_2_MISO_MI | IESO | MISO_MI | Internal | Summer | B2 | 25 | 1840 | 1840 | 104.19 | 118.03 | 7 | 6.84
2015 | IESO_2_MISO_MI | IESO | MISO_MI | Internal | Summer | B3 | 75 | 1840 | 1840 | 98.39 | 117.99 | 7 | 12.6
2015 | IESO_2_MISO_MI | IESO | MISO_MI | Internal | Summer | B4 | 100 | 1840 | 1840 | 84.69 | 101.71 | 7 | 10.01
2015 | IESO_2_MISO_MI | IESO | MISO_MI | Internal | Summer | B5 | 200 | 1840 | 1840 | 58.42 | 82.53 | 7 | 17.12
2015 | IESO_2_MISO_MI | IESO | MISO_MI | Internal | Summer | B6 | 300 | 1840 | 1840 | 58.42 | 74.66 | 7 | 9.24
2015 | IESO_2_MISO_MI | IESO | MISO_MI | Internal | Summer | B7 | 400 | 1840 | 1840 | 58.42 | 72.09 | 7 | 6.68
2015 | IESO_2_MISO_MI | IESO | MISO_MI | Internal | Summer | B8 | 500 | 1840 | 1840 | 52.21 | 67.9 | 7 | 8.69
2015 | IESO_2_MISO_MI | IESO | MISO_MI | Internal | Summer | B9 | 800 | 1840 | 1840 | 52.21 | 67.06 | 7 | 7.85
2015 | IESO_2_MISO_MI | IESO | MISO_MI | Internal | Summer | B10 | 1262 | 1840 | 0 | 52.21 | 58.76 | 7 | 0
2015 | IESO_2_MISO_MI | IESO | MISO_MI | Internal | Winter | B16 | 25 | 1840 | 1840 | 61.45 | 82.31 | 7 | 13.85
2015 | IESO_2_MISO_MI | IESO | MISO_MI | Internal | Winter | B17 | 100 | 1840 | 1840 | 61.45 | 78.32 | 7 | 9.86
2015 | IESO_2_MISO_MI | IESO | MISO_MI | Internal | Winter | B18 | 400 | 1840 | 1840 | 61.45 | 75.69 | 7 | 7.23
2015 | IESO_2_MISO_MI | IESO | MISO_MI | Internal | Winter | B19 | 700 | 1840 | 1840 | 61.45 | 73.87 | 7 | 5.42
2015 | IESO_2_MISO_MI | IESO | MISO_MI | Internal | Winter | B20 | 935 | 1840 | 0 | 61.45 | 60.72 | 7 | 0
2015 | IESO_2_MISO_W | IESO | MISO_W | Internal | Shoulder | B11 | 25 | 140 | 140 | 56.07 | 79.74 | 7 | 16.67
2015 | IESO_2_MISO_W | IESO | MISO_W | Internal | Shoulder | B12 | 200 | 140 | 140 | 56.07 | 75.2 | 7 | 12.13
2015 | IESO_2_MISO_W | IESO | MISO_W | Internal | Shoulder | B13 | 600 | 140 | 140 | 56.07 | 72.79 | 7 | 9.72
2015 | IESO_2_MISO_W | IESO | MISO_W | Internal | Shoulder | B14 | 900 | 140 | 140 | 56.07 | 72.09 | 7 | 9.02
2015 | IESO_2_MISO_W | IESO | MISO_W | Internal | Shoulder | B15 | 1203 | 140 | 140 | 56.07 | 63.08 | 7 | 0.01
2015 | IESO_2_MISO_W | IESO | MISO_W | Internal | Summer | B1 | 10 | 140 | 140 | 110.24 | 121.42 | 7 | 4.18
2015 | IESO_2_MISO_W | IESO | MISO_W | Internal | Summer | B2 | 25 | 140 | 140 | 104.19 | 118.03 | 7 | 6.84
2015 | IESO_2_MISO_W | IESO | MISO_W | Internal | Summer | B3 | 75 | 140 | 140 | 98.39 | 118.02 | 7 | 12.62
2015 | IESO_2_MISO_W | IESO | MISO_W | Internal | Summer | B4 | 100 | 140 | 140 | 84.69 | 101.72 | 7 | 10.02
2015 | IESO_2_MISO_W | IESO | MISO_W | Internal | Summer | B5 | 200 | 140 | 140 | 58.42 | 82.53 | 7 | 17.11
2015 | IESO_2_MISO_W | IESO | MISO_W | Internal | Summer | B6 | 300 | 140 | 140 | 58.42 | 74.63 | 7 | 9.21
2015 | IESO_2_MISO_W | IESO | MISO_W | Internal | Summer | B7 | 400 | 140 | 140 | 58.42 | 72.09 | 7 | 6.68
2015 | IESO_2_MISO_W | IESO | MISO_W | Internal | Summer | B8 | 500 | 140 | 140 | 52.21 | 67.89 | 7 | 8.68
2015 | IESO_2_MISO_W | IESO | MISO_W | Internal | Summer | B9 | 800 | 140 | 140 | 52.21 | 67.07 | 7 | 7.86
2015 | IESO_2_MISO_W | IESO | MISO_W | Internal | Summer | B10 | 1262 | 140 | 0 | 52.21 | 58.75 | 7 | 0
2015 | IESO_2_MISO_W | IESO | MISO_W | Internal | Winter | B16 | 25 | 140 | 140 | 61.45 | 82.3 | 7 | 13.84
2015 | IESO_2_MISO_W | IESO | MISO_W | Internal | Winter | B17 | 100 | 140 | 140 | 61.45 | 78.29 | 7 | 9.84
2015 | IESO_2_MISO_W | IESO | MISO_W | Internal | Winter | B18 | 400 | 140 | 140 | 61.45 | 75.69 | 7 | 7.23
2015 | IESO_2_MISO_W | IESO | MISO_W | Internal | Winter | B19 | 700 | 140 | 140 | 61.45 | 73.86 | 7 | 5.41
2015 | IESO_2_MISO_W | IESO | MISO_W | Internal | Winter | B20 | 935 | 140 | 0 | 61.45 | 60.71 | 7 | 0
2015 | IESO_2_NYISO_A-F | IESO | NYISO_A-F | Internal | Shoulder | B11 | 25 | 1725 | 1725 | 56.07 | 76.55 | 7 | 13.48
2015 | IESO_2_NYISO_A-F | IESO | NYISO_A-F | Internal | Shoulder | B12 | 200 | 1725 | 1725 | 56.07 | 76.55 | 7 | 13.48
2015 | IESO_2_NYISO_A-F | IESO | NYISO_A-F | Internal | Shoulder | B13 | 600 | 1725 | 1725 | 56.07 | 75.62 | 7 | 12.54
2015 | IESO_2_NYISO_A-F | IESO | NYISO_A-F | Internal | Shoulder | B14 | 900 | 1725 | 1725 | 56.07 | 75.62 | 7 | 12.54
2015 | IESO_2_NYISO_A-F | IESO | NYISO_A-F | Internal | Shoulder | B15 | 1203 | 1725 | 1725 | 56.07 | 68.61 | 7 | 5.54
2015 | IESO_2_NYISO_A-F | IESO | NYISO_A-F | Internal | Summer | B1 | 10 | 1725 | 163.1 | 110.24 | 117.24 | 7 | 0
2015 | IESO_2_NYISO_A-F | IESO | NYISO_A-F | Internal | Summer | B2 | 25 | 1725 | 271.92 | 104.19 | 111.19 | 7 | 0
2015 | IESO_2_NYISO_A-F | IESO | NYISO_A-F | Internal | Summer | B3 | 75 | 1725 | 920.04 | 98.39 | 105.39 | 7 | 0
2015 | IESO_2_NYISO_A-F | IESO | NYISO_A-F | Internal | Summer | B4 | 100 | 1725 | 1404.55 | 84.69 | 91.69 | 7 | 0
2015 | IESO_2_NYISO_A-F | IESO | NYISO_A-F | Internal | Summer | B5 | 200 | 1725 | 1725 | 58.42 | 74.86 | 7 | 9.45
2015 | IESO_2_NYISO_A-F | IESO | NYISO_A-F | Internal | Summer | B6 | 300 | 1725 | 1725 | 58.42 | 74.85 | 7 | 9.43
2015 | IESO_2_NYISO_A-F | IESO | NYISO_A-F | Internal | Summer | B7 | 400 | 1725 | 1725 | 58.42 | 74.84 | 7 | 9.42
2015 | IESO_2_NYISO_A-F | IESO | NYISO_A-F | Internal | Summer | B8 | 500 | 1725 | 1725 | 52.21 | 73.97 | 7 | 14.76
2015 | IESO_2_NYISO_A-F | IESO | NYISO_A-F | Internal | Summer | B9 | 800 | 1725 | 1725 | 52.21 | 68.86 | 7 | 9.65
2015 | IESO_2_NYISO_A-F | IESO | NYISO_A-F | Internal | Summer | B10 | 1262 | 1725 | 1725 | 52.21 | 68.85 | 7 | 9.64
2015 | IESO_2_NYISO_A-F | IESO | NYISO_A-F | Internal | Winter | B16 | 25 | 1725 | 1725 | 61.45 | 80.43 | 7 | 11.98
2015 | IESO_2_NYISO_A-F | IESO | NYISO_A-F | Internal | Winter | B17 | 100 | 1725 | 1725 | 61.45 | 80.43 | 7 | 11.98
2015 | IESO_2_NYISO_A-F | IESO | NYISO_A-F | Internal | Winter | B18 | 400 | 1725 | 1725 | 61.45 | 79.95 | 7 | 11.5
2015 | IESO_2_NYISO_A-F | IESO | NYISO_A-F | Internal | Winter | B19 | 700 | 1725 | 1725 | 61.45 | 77.88 | 7 | 9.43
2015 | IESO_2_NYISO_A-F | IESO | NYISO_A-F | Internal | Winter | B20 | 935 | 1725 | 1725 | 61.45 | 69.43 | 7 | 0.98
2015 | MAPP_CA_2_IESO | MAPP_CA | IESO | Internal | Shoulder | B11 | 25 | 330 | 0 | 72.08 | 56.07 | 8 | 0
2015 | MAPP_CA_2_IESO | MAPP_CA | IESO | Internal | Shoulder | B12 | 200 | 330 | 0 | 75.19 | 56.07 | 8 | 0
2015 | MAPP_CA_2_IESO | MAPP_CA | IESO | Internal | Shoulder | B13 | 600 | 330 | 0 | 72.78 | 56.07 | 8 | 0
2015 | MAPP_CA_2_IESO | MAPP_CA | IESO | Internal | Shoulder | B14 | 900 | 330 | 0 | 72.08 | 56.07 | 8 | 0
2015 | MAPP_CA_2_IESO | MAPP_CA | IESO | Internal | Shoulder | B15 | 1203 | 330 | 0 | 72.08 | 56.07 | 8 | 0
2015 | MAPP_CA_2_IESO | MAPP_CA | IESO | Internal | Summer | B1 | 10 | 330 | 0 | 107.42 | 110.24 | 8 | 0
2015 | MAPP_CA_2_IESO | MAPP_CA | IESO | Internal | Summer | B2 | 25 | 330 | 0 | 109.36 | 104.19 | 8 | 0
2015 | MAPP_CA_2_IESO | MAPP_CA | IESO | Internal | Summer | B3 | 75 | 330 | 0 | 105.54 | 98.39 | 8 | 0
2015 | MAPP_CA_2_IESO | MAPP_CA | IESO | Internal | Summer | B4 | 100 | 330 | 0 | 101.71 | 84.69 | 8 | 0
2015 | MAPP_CA_2_IESO | MAPP_CA | IESO | Internal | Summer | B5 | 200 | 330 | 0 | 82.52 | 58.42 | 8 | 0
2015 | MAPP_CA_2_IESO | MAPP_CA | IESO | Internal | Summer | B6 | 300 | 330 | 0 | 72.08 | 58.42 | 8 | 0
2015 | MAPP_CA_2_IESO | MAPP_CA | IESO | Internal | Summer | B7 | 400 | 330 | 0 | 72.08 | 58.42 | 8 | 0
2015 | MAPP_CA_2_IESO | MAPP_CA | IESO | Internal | Summer | B8 | 500 | 330 | 0 | 67.88 | 52.21 | 8 | 0
2015 | MAPP_CA_2_IESO | MAPP_CA | IESO | Internal | Summer | B9 | 800 | 330 | 0 | 67.08 | 52.21 | 8 | 0
2015 | MAPP_CA_2_IESO | MAPP_CA | IESO | Internal | Summer | B10 | 1262 | 330 | 0 | 67.08 | 52.21 | 8 | 0
2015 | MAPP_CA_2_IESO | MAPP_CA | IESO | Internal | Winter | B16 | 25 | 330 | 0 | 82.28 | 61.45 | 8 | 0
2015 | MAPP_CA_2_IESO | MAPP_CA | IESO | Internal | Winter | B17 | 100 | 330 | 0 | 78.28 | 61.45 | 8 | 0
2015 | MAPP_CA_2_IESO | MAPP_CA | IESO | Internal | Winter | B18 | 400 | 330 | 0 | 75.67 | 61.45 | 8 | 0
2015 | MAPP_CA_2_IESO | MAPP_CA | IESO | Internal | Winter | B19 | 700 | 330 | 0 | 73.85 | 61.45 | 8 | 0
2015 | MAPP_CA_2_IESO | MAPP_CA | IESO | Internal | Winter | B20 | 935 | 330 | 0 | 73.55 | 61.45 | 8 | 0
2015 | MAPP_CA_2_MAPP_US | MAPP_CA | MAPP_US | Internal | Shoulder | B11 | 25 | 372 | 0 | 72.08 | 72.74 | 7 | 0
2015 | MAPP_CA_2_MAPP_US | MAPP_CA | MAPP_US | Internal | Shoulder | B12 | 200 | 372 | 0 | 75.19 | 68.2 | 7 | 0
2015 | MAPP_CA_2_MAPP_US | MAPP_CA | MAPP_US | Internal | Shoulder | B13 | 600 | 372 | 0 | 72.78 | 68.2 | 7 | 0
2015 | MAPP_CA_2_MAPP_US | MAPP_CA | MAPP_US | Internal | Shoulder | B14 | 900 | 372 | 0 | 72.08 | 68.2 | 7 | 0
2015 | MAPP_CA_2_MAPP_US | MAPP_CA | MAPP_US | Internal | Shoulder | B15 | 1203 | 372 | 0 | 72.08 | 59.06 | 7 | 0
2015 | MAPP_CA_2_MAPP_US | MAPP_CA | MAPP_US | Internal | Summer | B1 | 10 | 372 | 80.65 | 107.42 | 114.42 | 7 | 0
2015 | MAPP_CA_2_MAPP_US | MAPP_CA | MAPP_US | Internal | Summer | B2 | 25 | 372 | 0 | 109.36 | 111.99 | 7 | 0
2015 | MAPP_CA_2_MAPP_US | MAPP_CA | MAPP_US | Internal | Summer | B3 | 75 | 372 | 0 | 105.54 | 111.99 | 7 | 0
2015 | MAPP_CA_2_MAPP_US | MAPP_CA | MAPP_US | Internal | Summer | B4 | 100 | 372 | 0 | 101.71 | 99.94 | 7 | 0
2015 | MAPP_CA_2_MAPP_US | MAPP_CA | MAPP_US | Internal | Summer | B5 | 200 | 372 | 0 | 82.52 | 82.52 | 7 | 0
2015 | MAPP_CA_2_MAPP_US | MAPP_CA | MAPP_US | Internal | Summer | B6 | 300 | 372 | 0 | 72.08 | 72.02 | 7 | 0
2015 | MAPP_CA_2_MAPP_US | MAPP_CA | MAPP_US | Internal | Summer | B7 | 400 | 372 | 0 | 72.08 | 66.99 | 7 | 0
2015 | MAPP_CA_2_MAPP_US | MAPP_CA | MAPP_US | Internal | Summer | B8 | 500 | 372 | 0 | 67.88 | 60.89 | 7 | 0
2015 | MAPP_CA_2_MAPP_US | MAPP_CA | MAPP_US | Internal | Summer | B9 | 800 | 372 | 0 | 67.08 | 60.89 | 7 | 0
2015 | MAPP_CA_2_MAPP_US | MAPP_CA | MAPP_US | Internal | Summer | B10 | 1262 | 372 | 0 | 67.08 | 55.77 | 7 | 0
2015 | MAPP_CA_2_MAPP_US | MAPP_CA | MAPP_US | Internal | Winter | B16 | 25 | 372 | 0 | 82.28 | 75.3 | 7 | 0
2015 | MAPP_CA_2_MAPP_US | MAPP_CA | MAPP_US | Internal | Winter | B17 | 100 | 372 | 0 | 78.28 | 71.29 | 7 | 0
2015 | MAPP_CA_2_MAPP_US | MAPP_CA | MAPP_US | Internal | Winter | B18 | 400 | 372 | 0 | 75.67 | 71.06 | 7 | 0
2015 | MAPP_CA_2_MAPP_US | MAPP_CA | MAPP_US | Internal | Winter | B19 | 700 | 372 | 0 | 73.85 | 71.06 | 7 | 0
2015 | MAPP_CA_2_MAPP_US | MAPP_CA | MAPP_US | Internal | Winter | B20 | 935 | 372 | 0 | 73.55 | 55.73 | 7 | 0
2015 | MAPP_CA_2_MISO_W | MAPP_CA | MISO_W | Internal | Shoulder | B11 | 25 | 2196 | 2196 | 72.08 | 79.74 | 0.01 | 7.65
2015 | MAPP_CA_2_MISO_W | MAPP_CA | MISO_W | Internal | Shoulder | B12 | 200 | 2196 | 1969.4 | 75.19 | 75.2 | 0.01 | 0
2015 | MAPP_CA_2_MISO_W | MAPP_CA | MISO_W | Internal | Shoulder | B13 | 600 | 2196 | 2055.63 | 72.78 | 72.79 | 0.01 | 0
2015 | MAPP_CA_2_MISO_W | MAPP_CA | MISO_W | Internal | Shoulder | B14 | 900 | 2196 | 933.26 | 72.08 | 72.09 | 0.01 | 0
2015 | MAPP_CA_2_MISO_W | MAPP_CA | MISO_W | Internal | Shoulder | B15 | 1203 | 2196 | 0 | 72.08 | 63.08 | 0.01 | 0
2015 | MAPP_CA_2_MISO_W | MAPP_CA | MISO_W | Internal | Summer | B1 | 10 | 2196 | 2196 | 107.42 | 121.42 | 0.01 | 13.99
2015 | MAPP_CA_2_MISO_W | MAPP_CA | MISO_W | Internal | Summer | B2 | 25 | 2196 | 2196 | 109.36 | 118.03 | 0.01 | 8.65
2015 | MAPP_CA_2_MISO_W | MAPP_CA | MISO_W | Internal | Summer | B3 | 75 | 2196 | 2196 | 105.54 | 118.02 | 0.01 | 12.46
2015 | MAPP_CA_2_MISO_W | MAPP_CA | MISO_W | Internal | Summer | B4 | 100 | 2196 | 2021.73 | 101.71 | 101.72 | 0.01 | 0
2015 | MAPP_CA_2_MISO_W | MAPP_CA | MISO_W | Internal | Summer | B5 | 200 | 2196 | 2090.9 | 82.52 | 82.53 | 0.01 | 0
2015 | MAPP_CA_2_MISO_W | MAPP_CA | MISO_W | Internal | Summer | B6 | 300 | 2196 | 2196 | 72.08 | 74.63 | 0.01 | 2.53
2015 | MAPP_CA_2_MISO_W | MAPP_CA | MISO_W | Internal | Summer | B7 | 400 | 2196 | 1676.24 | 72.08 | 72.09 | 0.01 | 0
2015 | MAPP_CA_2_MISO_W | MAPP_CA | MISO_W | Internal | Summer | B8 | 500 | 2196 | 1213.14 | 67.88 | 67.89 | 0.01 | 0
2015 | MAPP_CA_2_MISO_W | MAPP_CA | MISO_W | Internal | Summer | B9 | 800 | 2196 | 0 | 67.08 | 67.07 | 0.01 | 0
2015 | MAPP_CA_2_MISO_W | MAPP_CA | MISO_W | Internal | Summer | B10 | 1262 | 2196 | 0 | 67.08 | 58.75 | 0.01 | 0
2015 | MAPP_CA_2_MISO_W | MAPP_CA | MISO_W | Internal | Winter | B16 | 25 | 2196 | 1380.5 | 82.28 | 82.3 | 0.01 | 0
2015 | MAPP_CA_2_MISO_W | MAPP_CA | MISO_W | Internal | Winter | B17 | 100 | 2196 | 1273.75 | 78.28 | 78.29 | 0.01 | 0
2015 | MAPP_CA_2_MISO_W | MAPP_CA | MISO_W | Internal | Winter | B18 | 400 | 2196 | 1371.7 | 75.67 | 75.69 | 0.01 | 0
2015 | MAPP_CA_2_MISO_W | MAPP_CA | MISO_W | Internal | Winter | B19 | 700 | 2196 | 1539.39 | 73.85 | 73.86 | 0.01 | 0
2015 | MAPP_CA_2_MISO_W | MAPP_CA | MISO_W | Internal | Winter | B20 | 935 | 2196 | 0 | 73.55 | 60.71 | 0.01 | 0
2015 | MAPP_US_2_MAPP_CA | MAPP_US | MAPP_CA | Internal | Shoulder | B11 | 25 | 165 | 0 | 72.74 | 72.08 | 7 | 0
2015 | MAPP_US_2_MAPP_CA | MAPP_US | MAPP_CA | Internal | Shoulder | B12 | 200 | 165 | 0 | 68.2 | 75.19 | 7 | 0
2015 | MAPP_US_2_MAPP_CA | MAPP_US | MAPP_CA | Internal | Shoulder | B13 | 600 | 165 | 0 | 68.2 | 72.78 | 7 | 0
2015 | MAPP_US_2_MAPP_CA | MAPP_US | MAPP_CA | Internal | Shoulder | B14 | 900 | 165 | 0 | 68.2 | 72.08 | 7 | 0
2015 | MAPP_US_2_MAPP_CA | MAPP_US | MAPP_CA | Internal | Shoulder | B15 | 1203 | 165 | 165 | 59.06 | 72.08 | 7 | 6.02
2015 | MAPP_US_2_MAPP_CA | MAPP_US | MAPP_CA | Internal | Summer | B1 | 10 | 165 | 0 | 114.42 | 107.42 | 7 | 0
2015 | MAPP_US_2_MAPP_CA | MAPP_US | MAPP_CA | Internal | Summer | B2 | 25 | 165 | 0 | 111.99 | 109.36 | 7 | 0
2015 | MAPP_US_2_MAPP_CA | MAPP_US | MAPP_CA | Internal | Summer | B3 | 75 | 165 | 0 | 111.99 | 105.54 | 7 | 0
2015 | MAPP_US_2_MAPP_CA | MAPP_US | MAPP_CA | Internal | Summer | B4 | 100 | 165 | 0 | 99.94 | 101.71 | 7 | 0
2015 | MAPP_US_2_MAPP_CA | MAPP_US | MAPP_CA | Internal | Summer | B5 | 200 | 165 | 0 | 82.52 | 82.52 | 7 | 0
2015 | MAPP_US_2_MAPP_CA | MAPP_US | MAPP_CA | Internal | Summer | B6 | 300 | 165 | 0 | 72.02 | 72.08 | 7 | 0
2015 | MAPP_US_2_MAPP_CA | MAPP_US | MAPP_CA | Internal | Summer | B7 | 400 | 165 | 0 | 66.99 | 72.08 | 7 | 0
2015 | MAPP_US_2_MAPP_CA | MAPP_US | MAPP_CA | Internal | Summer | B8 | 500 | 165 | 0 | 60.89 | 67.88 | 7 | 0
2015 | MAPP_US_2_MAPP_CA | MAPP_US | MAPP_CA | Internal | Summer | B9 | 800 | 165 | 0 | 60.89 | 67.08 | 7 | 0
2015 | MAPP_US_2_MAPP_CA | MAPP_US | MAPP_CA | Internal | Summer | B10 | 1262 | 165 | 165 | 55.77 | 67.08 | 7 | 4.31
2015 | MAPP_US_2_MAPP_CA | MAPP_US | MAPP_CA | Internal | Winter | B16 | 25 | 165 | 0 | 75.3 | 82.28 | 7 | 0
2015 | MAPP_US_2_MAPP_CA | MAPP_US | MAPP_CA | Internal | Winter | B17 | 100 | 165 | 0 | 71.29 | 78.28 | 7 | 0
2015 | MAPP_US_2_MAPP_CA | MAPP_US | MAPP_CA | Internal | Winter | B18 | 400 | 165 | 0 | 71.06 | 75.67 | 7 | 0
2015 | MAPP_US_2_MAPP_CA | MAPP_US | MAPP_CA | Internal | Winter | B19 | 700 | 165 | 0 | 71.06 | 73.85 | 7 | 0
2015 | MAPP_US_2_MAPP_CA | MAPP_US | MAPP_CA | Internal | Winter | B20 | 935 | 165 | 165 | 55.73 | 73.55 | 7 | 10.82
2015 | MAPP_US_2_MISO_W | MAPP_US | MISO_W | Internal | Shoulder | B11 | 25 | 2635 | 466.59 | 72.74 | 79.74 | 7 | 0
2015 | MAPP_US_2_MISO_W | MAPP_US | MISO_W | Internal | Shoulder | B12 | 200 | 2635 | 49.79 | 68.2 | 75.2 | 7 | 0
2015 | MAPP_US_2_MISO_W | MAPP_US | MISO_W | Internal | Shoulder | B13 | 600 | 2635 | 0 | 68.2 | 72.79 | 7 | 0
2015 | MAPP_US_2_MISO_W | MAPP_US | MISO_W | Internal | Shoulder | B14 | 900 | 2635 | 0 | 68.2 | 72.09 | 7 | 0
2015 | MAPP_US_2_MISO_W | MAPP_US | MISO_W | Internal | Shoulder | B15 | 1203 | 2635 | 0 | 59.06 | 63.08 | 7 | 0
2015 | MAPP_US_2_MISO_W | MAPP_US | MISO_W | Internal | Summer | B1 | 10 | 2635 | 255.71 | 114.42 | 121.42 | 7 | 0
2015 | MAPP_US_2_MISO_W | MAPP_US | MISO_W | Internal | Summer | B2 | 25 | 2635 | 0 | 111.99 | 118.03 | 7 | 0
2015 | MAPP_US_2_MISO_W | MAPP_US | MISO_W | Internal | Summer | B3 | 75 | 2635 | 0 | 111.99 | 118.02 | 7 | 0
2015 | MAPP_US_2_MISO_W | MAPP_US | MISO_W | Internal | Summer | B4 | 100 | 2635 | 0 | 99.94 | 101.72 | 7 | 0
2015 | MAPP_US_2_MISO_W | MAPP_US | MISO_W | Internal | Summer | B5 | 200 | 2635 | 0 | 82.52 | 82.53 | 7 | 0
2015 | MAPP_US_2_MISO_W | MAPP_US | MISO_W | Internal | Summer | B6 | 300 | 2635 | 0 | 72.02 | 74.63 | 7 | 0
2015 | MAPP_US_2_MISO_W | MAPP_US | MISO_W | Internal | Summer | B7 | 400 | 2635 | 0 | 66.99 | 72.09 | 7 | 0
2015 | MAPP_US_2_MISO_W | MAPP_US | MISO_W | Internal | Summer | B8 | 500 | 2635 | 226.9 | 60.89 | 67.89 | 7 | 0
2015 | MAPP_US_2_MISO_W | MAPP_US | MISO_W | Internal | Summer | B9 | 800 | 2635 | 0 | 60.89 | 67.07 | 7 | 0
2015 | MAPP_US_2_MISO_W | MAPP_US | MISO_W | Internal | Summer | B10 | 1262 | 2635 | 0 | 55.77 | 58.75 | 7 | 0
2015 | MAPP_US_2_MISO_W | MAPP_US | MISO_W | Internal | Winter | B16 | 25 | 2635 | 1092.44 | 75.3 | 82.3 | 7 | 0
2015 | MAPP_US_2_MISO_W | MAPP_US | MISO_W | Internal | Winter | B17 | 100 | 2635 | 570.74 | 71.29 | 78.29 | 7 | 0
2015 | MAPP_US_2_MISO_W | MAPP_US | MISO_W | Internal | Winter | B18 | 400 | 2635 | 0 | 71.06 | 75.69 | 7 | 0
2015 | MAPP_US_2_MISO_W | MAPP_US | MISO_W | Internal | Winter | B19 | 700 | 2635 | 0 | 71.06 | 73.86 | 7 | 0
2015 | MAPP_US_2_MISO_W | MAPP_US | MISO_W | Internal | Winter | B20 | 935 | 2635 | 0 | 55.73 | 60.71 | 7 | 0
2015 | MAPP_US_2_NE | MAPP_US | NE | Internal | Shoulder | B11 | 25 | 2000 | 1375.91 | 72.74 | 79.74 | 7 | 0
2015 | MAPP_US_2_NE | MAPP_US | NE | Internal | Shoulder | B12 | 200 | 2000 | 1314.35 | 68.2 | 75.2 | 7 | 0
2015 | MAPP_US_2_NE | MAPP_US | NE | Internal | Shoulder | B13 | 600 | 2000 | 1163.18 | 68.2 | 75.2 | 7 | 0
2015 | MAPP_US_2_NE | MAPP_US | NE | Internal | Shoulder | B14 | 900 | 2000 | 908.8 | 68.2 | 75.2 | 7 | 0
2015 | MAPP_US_2_NE | MAPP_US | NE | Internal | Shoulder | B15 | 1203 | 2000 | 374.35 | 59.06 | 66.06 | 7 | 0
2015 | MAPP_US_2_NE | MAPP_US | NE | Internal | Summer | B1 | 10 | 2000 | 1679.42 | 114.42 | 121.42 | 7 | 0
2015 | MAPP_US_2_NE | MAPP_US | NE | Internal | Summer | B2 | 25 | 2000 | 1710.87 | 111.99 | 118.99 | 7 | 0
2015 | MAPP_US_2_NE | MAPP_US | NE | Internal | Summer | B3 | 75 | 2000 | 1682.33 | 111.99 | 118.99 | 7 | 0
2015 | MAPP_US_2_NE | MAPP_US | NE | Internal | Summer | B4 | 100 | 2000 | 1482.97 | 99.94 | 106.94 | 7 | 0
2015 | MAPP_US_2_NE | MAPP_US | NE | Internal | Summer | B5 | 200 | 2000 | 1453.5 | 82.52 | 89.52 | 7 | 0
2015 | MAPP_US_2_NE | MAPP_US | NE | Internal | Summer | B6 | 300 | 2000 | 1404.2 | 72.02 | 79.02 | 7 | 0
2015 | MAPP_US_2_NE | MAPP_US | NE | Internal | Summer | B7 | 400 | 2000 | 1507.8 | 66.99 | 73.99 | 7 | 0
2015 | MAPP_US_2_NE | MAPP_US | NE | Internal | Summer | B8 | 500 | 2000 | 1491.53 | 60.89 | 67.89 | 7 | 0
2015 | MAPP_US_2_NE | MAPP_US | NE | Internal | Summer | B9 | 800 | 2000 | 1136.21 | 60.89 | 67.89 | 7 | 0
2015 | MAPP_US_2_NE | MAPP_US | NE | Internal | Summer | B10 | 1262 | 2000 | 589.37 | 55.77 | 62.77 | 7 | 0
2015 | MAPP_US_2_NE | MAPP_US | NE | Internal | Winter | B16 | 25 | 2000 | 530.68 | 75.3 | 82.3 | 7 | 0
2015 | MAPP_US_2_NE | MAPP_US | NE | Internal | Winter | B17 | 100 | 2000 | 822.68 | 71.29 | 78.29 | 7 | 0
2015 | MAPP_US_2_NE | MAPP_US | NE | Internal | Winter | B18 | 400 | 2000 | 829.28 | 71.06 | 78.06 | 7 | 0
2015 | MAPP_US_2_NE | MAPP_US | NE | Internal | Winter | B19 | 700 | 2000 | 654.8 | 71.06 | 78.06 | 7 | 0
2015 | MAPP_US_2_NE | MAPP_US | NE | Internal | Winter | B20 | 935 | 2000 | 147.51 | 55.73 | 62.73 | 7 | 0
2015 | MARITIMES_2_NEISO | MARITIMES | NEISO | Internal | Shoulder | B11 | 25 | 99999 | 1400 | 74.55 | 74.56 | 0.01 | 0
2015 | MARITIMES_2_NEISO | MARITIMES | NEISO | Internal | Shoulder | B12 | 200 | 99999 | 1400 | 74.55 | 74.56 | 0.01 | 0
2015 | MARITIMES_2_NEISO | MARITIMES | NEISO | Internal | Shoulder | B13 | 600 | 99999 | 1400 | 74.4 | 74.41 | 0.01 | 0
2015 | MARITIMES_2_NEISO | MARITIMES | NEISO | Internal | Shoulder | B14 | 900 | 99999 | 1400 | 72.73 | 72.74 | 0.01 | 0
2015 | MARITIMES_2_NEISO | MARITIMES | NEISO | Internal | Shoulder | B15 | 1203 | 99999 | 426.43 | 71.61 | 71.62 | 0.01 | 0
2015 | MARITIMES_2_NEISO | MARITIMES | NEISO | Internal | Summer | B1 | 10 | 99999 | 1400.1 | 114.25 | 114.26 | 0.01 | 0
2015 | MARITIMES_2_NEISO | MARITIMES | NEISO | Internal | Summer | B2 | 25 | 99999 | 1400.1 | 108.18 | 108.19 | 0.01 | 0
2015 | MARITIMES_2_NEISO | MARITIMES | NEISO | Internal | Summer | B3 | 75 | 99999 | 1400.1 | 98.18 | 98.19 | 0.01 | 0
2015 | MARITIMES_2_NEISO | MARITIMES | NEISO | Internal | Summer | B4 | 100 | 99999 | 1400 | 71.85 | 71.86 | 0.01 | 0
2015 | MARITIMES_2_NEISO | MARITIMES | NEISO | Internal | Summer | B5 | 200 | 99999 | 1400 | 71.85 | 71.86 | 0.01 | 0
2015 | MARITIMES_2_NEISO | MARITIMES | NEISO | Internal | Summer | B6 | 300 | 99999 | 1400 | 71.85 | 71.86 | 0.01 | 0
2015 | MARITIMES_2_NEISO | MARITIMES | NEISO | Internal | Summer | B7 | 400 | 99999 | 1400 | 71.85 | 71.86 | 0.01 | 0
2015 | MARITIMES_2_NEISO | MARITIMES | NEISO | Internal | Summer | B8 | 500 | 99999 | 1400 | 71.85 | 71.86 | 0.01 | 0
2015 | MARITIMES_2_NEISO | MARITIMES | NEISO | Internal | Summer | B9 | 800 | 99999 | 1400 | 71.85 | 71.86 | 0.01 | 0
2015 | MARITIMES_2_NEISO | MARITIMES | NEISO | Internal | Summer | B10 | 1262 | 99999 | 236.13 | 71.85 | 71.86 | 0.01 | 0
2015 | MARITIMES_2_NEISO | MARITIMES | NEISO | Internal | Winter | B16 | 25 | 99999 | 1400.1 | 82.94 | 82.95 | 0.01 | 0
2015 | MARITIMES_2_NEISO | MARITIMES | NEISO | Internal | Winter | B17 | 100 | 99999 | 1400.1 | 82.94 | 82.95 | 0.01 | 0
2015 | MARITIMES_2_NEISO | MARITIMES | NEISO | Internal | Winter | B18 | 400 | 99999 | 1400.1 | 82.94 | 82.95 | 0.01 | 0
2015 | MARITIMES_2_NEISO | MARITIMES | NEISO | Internal | Winter | B19 | 700 | 99999 | 1400 | 80.88 | 80.9 | 0.01 | 0
2015 | MARITIMES_2_NEISO | MARITIMES | NEISO | Internal | Winter | B20 | 935 | 99999 | 475.94 | 74.4 | 74.41 | 0.01 | 0
2015 | MISO_IN_2_MISO_MI | MISO_IN | MISO_MI | Internal | Shoulder | B11 | 25 | 5021 | 0 | 79.75 | 79.74 | 0.01 | 0
2015 | MISO_IN_2_MISO_MI | MISO_IN | MISO_MI | Internal | Shoulder | B12 | 200 | 5021 | 0 | 75.22 | 75.22 | 0.01 | 0
2015 | MISO_IN_2_MISO_MI | MISO_IN | MISO_MI | Internal | Shoulder | B13 | 600 | 5021 | 31.44 | 72.8 | 72.81 | 0.01 | 0
2015 | MISO_IN_2_MISO_MI | MISO_IN | MISO_MI | Internal | Shoulder | B14 | 900 | 5021 | 1058.09 | 72.09 | 72.11 | 0.01 | 0
2015 | MISO_IN_2_MISO_MI | MISO_IN | MISO_MI | Internal | Shoulder | B15 | 1203 | 5021 | 0 | 63.07 | 63.07 | 0.01 | 0
2015 | MISO_IN_2_MISO_MI | MISO_IN | MISO_MI | Internal | Summer | B1 | 10 | 5021 | 0 | 122.52 | 122.51 | 0.01 | 0
2015 | MISO_IN_2_MISO_MI | MISO_IN | MISO_MI | Internal | Summer | B2 | 25 | 5021 | 0 | 118.04 | 118.03 | 0.01 | 0
2015 | MISO_IN_2_MISO_MI | MISO_IN | MISO_MI | Internal | Summer | B3 | 75 | 5021 | 0 | 118.04 | 117.99 | 0.01 | 0
2015 | MISO_IN_2_MISO_MI | MISO_IN | MISO_MI | Internal | Summer | B4 | 100 | 5021 | 0 | 101.72 | 101.71 | 0.01 | 0
2015 | MISO_IN_2_MISO_MI | MISO_IN | MISO_MI | Internal | Summer | B5 | 200 | 5021 | 0 | 82.55 | 82.53 | 0.01 | 0
2015 | MISO_IN_2_MISO_MI | MISO_IN | MISO_MI | Internal | Summer | B6 | 300 | 5021 | 0 | 74.65 | 74.66 | 0.01 | 0
2015 | MISO_IN_2_MISO_MI | MISO_IN | MISO_MI | Internal | Summer | B7 | 400 | 5021 | 0 | 72.09 | 72.09 | 0.01 | 0
2015 | MISO_IN_2_MISO_MI | MISO_IN | MISO_MI | Internal | Summer | B8 | 500 | 5021 | 1390.74 | 67.89 | 67.9 | 0.01 | 0
2015 | MISO_IN_2_MISO_MI | MISO_IN | MISO_MI | Internal | Summer | B9 | 800 | 5021 | 468.31 | 67.05 | 67.06 | 0.01 | 0
2015 | MISO_IN_2_MISO_MI | MISO_IN | MISO_MI | Internal | Summer | B10 | 1262 | 5021 | 2373.66 | 58.75 | 58.76 | 0.01 | 0
2015 | MISO_IN_2_MISO_MI | MISO_IN | MISO_MI | Internal | Winter | B16 | 25 | 5021 | 0 | 82.32 | 82.31 | 0.01 | 0
2015 | MISO_IN_2_MISO_MI | MISO_IN | MISO_MI | Internal | Winter | B17 | 100 | 5021 | 0 | 78.32 | 78.32 | 0.01 | 0
2015 | MISO_IN_2_MISO_MI | MISO_IN | MISO_MI | Internal | Winter | B18 | 400 | 5021 | 0 | 75.7 | 75.69 | 0.01 | 0
2015 | MISO_IN_2_MISO_MI | MISO_IN | MISO_MI | Internal | Winter | B19 | 700 | 5021 | 43.91 | 73.86 | 73.87 | 0.01 | 0
2015 | MISO_IN_2_MISO_MI | MISO_IN | MISO_MI | Internal | Winter | B20 | 935 | 5021 | 203.32 | 60.7 | 60.72 | 0.01 | 0
2015 | MISO_IN_2_MISO_MO-IL | MISO_IN | MISO_MO-IL | Internal | Shoulder | B11 | 25 | 5533 | 0 | 79.75 | 79.74 | 0.01 | 0
2015 | MISO_IN_2_MISO_MO-IL | MISO_IN | MISO_MO-IL | Internal | Shoulder | B12 | 200 | 5533 | 0 | 75.22 | 75.21 | 0.01 | 0
2015 | MISO_IN_2_MISO_MO-IL | MISO_IN | MISO_MO-IL | Internal | Shoulder | B13 | 600 | 5533 | 0 | 72.8 | 72.79 | 0.01 | 0
2015 | MISO_IN_2_MISO_MO-IL | MISO_IN | MISO_MO-IL | Internal | Shoulder | B14 | 900 | 5533 | 0 | 72.09 | 72.08 | 0.01 | 0
2015 | MISO_IN_2_MISO_MO-IL | MISO_IN | MISO_MO-IL | Internal | Shoulder | B15 | 1203 | 5533 | 0 | 63.07 | 63.06 | 0.01 | 0
2015 | MISO_IN_2_MISO_MO-IL | MISO_IN | MISO_MO-IL | Internal | Summer | B1 | 10 | 5533 | 0 | 122.52 | 121.43 | 0.01 | 0
2015 | MISO_IN_2_MISO_MO-IL | MISO_IN | MISO_MO-IL | Internal | Summer | B2 | 25 | 5533 | 0 | 118.04 | 118.03 | 0.01 | 0
2015 | MISO_IN_2_MISO_MO-IL | MISO_IN | MISO_MO-IL | Internal | Summer | B3 | 75 | 5533 | 0 | 118.04 | 118.03 | 0.01 | 0
2015 | MISO_IN_2_MISO_MO-IL | MISO_IN | MISO_MO-IL | Internal | Summer | B4 | 100 | 5533 | 0 | 101.72 | 101.71 | 0.01 | 0
2015 | MISO_IN_2_MISO_MO-IL | MISO_IN | MISO_MO-IL | Internal | Summer | B5 | 200 | 5533 | 0 | 82.55 | 82.53 | 0.01 | 0
2015 | MISO_IN_2_MISO_MO-IL | MISO_IN | MISO_MO-IL | Internal | Summer | B6 | 300 | 5533 | 0 | 74.65 | 74.64 | 0.01 | 0
2015 | MISO_IN_2_MISO_MO-IL | MISO_IN | MISO_MO-IL | Internal | Summer | B7 | 400 | 5533 | 0 | 72.09 | 72.08 | 0.01 | 0
2015 | MISO_IN_2_MISO_MO-IL | MISO_IN | MISO_MO-IL | Internal | Summer | B8 | 500 | 5533 | 0 | 67.89 | 67.88 | 0.01 | 0
2015 | MISO_IN_2_MISO_MO-IL | MISO_IN | MISO_MO-IL | Internal | Summer | B9 | 800 | 5533 | 506.33 | 67.05 | 67.06 | 0.01 | 0
2015 | MISO_IN_2_MISO_MO-IL | MISO_IN | MISO_MO-IL | Internal | Summer | B10 | 1262 | 5533 | 0 | 58.75 | 58.74 | 0.01 | 0
2015 | MISO_IN_2_MISO_MO-IL | MISO_IN | MISO_MO-IL | Internal | Winter | B16 | 25 | 5533 | 0 | 82.32 | 82.31 | 0.01 | 0
2015 | MISO_IN_2_MISO_MO-IL | MISO_IN | MISO_MO-IL | Internal | Winter | B17 | 100 | 5533 | 0 | 78.32 | 78.3 | 0.01 | 0
2015 | MISO_IN_2_MISO_MO-IL | MISO_IN | MISO_MO-IL | Internal | Winter | B18 | 400 | 5533 | 0 | 75.7 | 75.69 | 0.01 | 0
2015 | MISO_IN_2_MISO_MO-IL | MISO_IN | MISO_MO-IL | Internal | Winter | B19 | 700 | 5533 | 0 | 73.86 | 73.85 | 0.01 | 0
2015 | MISO_IN_2_MISO_MO-IL | MISO_IN | MISO_MO-IL | Internal | Winter | B20 | 935 | 5533 | 0 | 60.7 | 60.7 | 0.01 | 0
2015 | MISO_IN_2_NonRTO_Midwest | MISO_IN | NonRTO_Midwest | Internal | Shoulder | B11 | 25 | 4800 | 1041.89 | 79.75 | 87.75 | 8 | 0
2015 | MISO_IN_2_NonRTO_Midwest | MISO_IN | NonRTO_Midwest | Internal | Shoulder | B12 | 200 | 4800 | 622.56 | 75.22 | 83.22 | 8 | 0
2015 | MISO_IN_2_NonRTO_Midwest | MISO_IN | NonRTO_Midwest | Internal | Shoulder | B13 | 600 | 4800 | 79.3 | 72.8 | 80.8 | 8 | 0
2015 | MISO_IN_2_NonRTO_Midwest | MISO_IN | NonRTO_Midwest | Internal | Shoulder | B14 | 900 | 4800 | 0 | 72.09 | 68.8 | 8 | 0
2015 | MISO_IN_2_NonRTO_Midwest | MISO_IN | NonRTO_Midwest | Internal | Shoulder | B15 | 1203 | 4800 | 0 | 63.07 | 59.69 | 8 | 0
2015 | MISO_IN_2_NonRTO_Midwest | MISO_IN | NonRTO_Midwest | Internal | Summer | B1 | 10 | 4800 | 0 | 122.52 | 125.95 | 8 | 0
2015 | MISO_IN_2_NonRTO_Midwest | MISO_IN | NonRTO_Midwest | Internal | Summer | B2 | 25 | 4800 | 0 | 118.04 | 125.95 | 8 | 0
2015 | MISO_IN_2_NonRTO_Midwest | MISO_IN | NonRTO_Midwest | Internal | Summer | B3 | 75 | 4800 | 0 | 118.04 | 125.95 | 8 | 0
2015 | MISO_IN_2_NonRTO_Midwest | MISO_IN | NonRTO_Midwest | Internal | Summer | B4 | 100 | 4800 | 691.51 | 101.72 | 109.72 | 8 | 0
2015 | MISO_IN_2_NonRTO_Midwest | MISO_IN | NonRTO_Midwest | Internal | Summer | B5 | 200 | 4800 | 480.93 | 82.55 | 90.55 | 8 | 0
2015 | MISO_IN_2_NonRTO_Midwest | MISO_IN | NonRTO_Midwest | Internal | Summer | B6 | 300 | 4800 | 0 | 74.65 | 80.57 | 8 | 0
2015 | MISO_IN_2_NonRTO_Midwest | MISO_IN | NonRTO_Midwest | Internal | Summer | B7 | 400 | 4800 | 0 | 72.09 | 68.66 | 8 | 0
2015 | MISO_IN_2_NonRTO_Midwest | MISO_IN | NonRTO_Midwest | Internal | Summer | B8 | 500 | 4800 | 0 | 67.89 | 67.81 | 8 | 0
2015 | MISO_IN_2_NonRTO_Midwest | MISO_IN | NonRTO_Midwest | Internal | Summer | B9 | 800 | 4800 | 0 | 67.05 | 63.06 | 8 | 0
2015 | MISO_IN_2_NonRTO_Midwest | MISO_IN | NonRTO_Midwest | Internal | Summer | B10 | 1262 | 4800 | 0 | 58.75 | 58 | 8 | 0
2015 | MISO_IN_2_NonRTO_Midwest | MISO_IN | NonRTO_Midwest | Internal | Winter | B16 | 25 | 4800 | 2188.7 | 82.32 | 90.32 | 8 | 0
2015 | MISO_IN_2_NonRTO_Midwest | MISO_IN | NonRTO_Midwest | Internal | Winter | B17 | 100 | 4800 | 1189.8 | 78.32 | 86.32 | 8 | 0
2015 | MISO_IN_2_NonRTO_Midwest | MISO_IN | NonRTO_Midwest | Internal | Winter | B18 | 400 | 4800 | 343.61 | 75.7 | 83.7 | 8 | 0
2015 | MISO_IN_2_NonRTO_Midwest | MISO_IN | NonRTO_Midwest | Internal | Winter | B19 | 700 | 4800 | 0 | 73.86 | 69.87 | 8 | 0
2015 | MISO_IN_2_NonRTO_Midwest | MISO_IN | NonRTO_Midwest | Internal | Winter | B20 | 935 | 4800 | 0 | 60.7 | 58.85 | 8 | 0
2015 | MISO_IN_2_PJM_ROR | MISO_IN | PJM_ROR | Internal | Shoulder | B11 | 25 | 992 | 0 | 79.75 | 77.74 | 2 | 0
2015 | MISO_IN_2_PJM_ROR | MISO_IN | PJM_ROR | Internal | Shoulder | B12 | 200 | 992 | 0 | 75.22 | 77.21 | 2 | 0
2015 | MISO_IN_2_PJM_ROR | MISO_IN | PJM_ROR | Internal | Shoulder | B13 | 600 | 992 | 0 | 72.8 | 73.7 | 2 | 0
2015 | MISO_IN_2_PJM_ROR | MISO_IN | PJM_ROR | Internal | Shoulder | B14 | 900 | 992 | 0 | 72.09 | 70.8 | 2 | 0
2015 | MISO_IN_2_PJM_ROR | MISO_IN | PJM_ROR | Internal | Shoulder | B15 | 1203 | 992 | 0 | 63.07 | 61.69 | 2 | 0
2015 | MISO_IN_2_PJM_ROR | MISO_IN | PJM_ROR | Internal | Summer | B1 | 10 | 992 | 0 | 122.52 | 123.42 | 2 | 0
2015 | MISO_IN_2_PJM_ROR | MISO_IN | PJM_ROR | Internal | Summer | B2 | 25 | 992 | 0 | 118.04 | 119.18 | 2 | 0
2015 | MISO_IN_2_PJM_ROR | MISO_IN | PJM_ROR | Internal | Summer | B3 | 75 | 992 | 0 | 118.04 | 119.18 | 2 | 0
2015 | MISO_IN_2_PJM_ROR | MISO_IN | PJM_ROR | Internal | Summer | B4 | 100 | 992 | 0 | 101.72 | 99.71 | 2 | 0
2015 | MISO_IN_2_PJM_ROR | MISO_IN | PJM_ROR | Internal | Summer | B5 | 200 | 992 | 0 | 82.55 | 80.55 | 2 | 0
2015 | MISO_IN_2_PJM_ROR | MISO_IN | PJM_ROR | Internal | Summer | B6 | 300 | 992 | 0 | 74.65 | 76.14 | 2 | 0
2015 | MISO_IN_2_PJM_ROR | MISO_IN | PJM_ROR | Internal | Summer | B7 | 400 | 992 | 0 | 72.09 | 73.91 | 2 | 0
2015 | MISO_IN_2_PJM_ROR | MISO_IN | PJM_ROR | Internal | Summer | B8 | 500 | 992 | 0 | 67.89 | 69.81 | 2 | 0
2015 | MISO_IN_2_PJM_ROR | MISO_IN | PJM_ROR | Internal | Summer | B9 | 800 | 992 | 0 | 67.05 | 65.06 | 2 | 0
2015 | MISO_IN_2_PJM_ROR | MISO_IN | PJM_ROR | Internal | Summer | B10 | 1262 | 992 | 0 | 58.75 | 56.77 | 2 | 0
2015 | MISO_IN_2_PJM_ROR | MISO_IN | PJM_ROR | Internal | Winter | B16 | 25 | 992 | 0 | 82.32 | 82.85 | 2 | 0
2015 | MISO_IN_2_PJM_ROR | MISO_IN | PJM_ROR | Internal | Winter | B17 | 100 | 992 | 0 | 78.32 | 80.3 | 2 | 0
2015 | MISO_IN_2_PJM_ROR | MISO_IN | PJM_ROR | Internal | Winter | B18 | 400 | 992 | 0 | 75.7 | 76.35 | 2 | 0
2015 | MISO_IN_2_PJM_ROR | MISO_IN | PJM_ROR | Internal | Winter | B19 | 700 | 992 | 0 | 73.86 | 71.87 | 2 | 0
2015 | MISO_IN_2_PJM_ROR | MISO_IN | PJM_ROR | Internal | Winter | B20 | 935 | 992 | 0 | 60.7 | 60.16 | 2 | 0
2015 | MISO_MI_2_MISO_IN | MISO_MI | MISO_IN | Internal | Shoulder | B11 | 25 | 2066 | 1333.06 | 79.74 | 79.75 | 0.01 | 0
2015 | MISO_MI_2_MISO_IN | MISO_MI | MISO_IN | Internal | Shoulder | B12 | 200 | 2066 | 0 | 75.22 | 75.22 | 0.01 | 0
2015 | MISO_MI_2_MISO_IN | MISO_MI | MISO_IN | Internal | Shoulder | B13 | 600 | 2066 | 0 | 72.81 | 72.8 | 0.01 | 0
2015 | MISO_MI_2_MISO_IN | MISO_MI | MISO_IN | Internal | Shoulder | B14 | 900 | 2066 | 0 | 72.11 | 72.09 | 0.01 | 0
2015 | MISO_MI_2_MISO_IN | MISO_MI | MISO_IN | Internal | Shoulder | B15 | 1203 | 2066 | 0 | 63.07 | 63.07 | 0.01 | 0
2015 | MISO_MI_2_MISO_IN | MISO_MI | MISO_IN | Internal | Summer | B1 | 10 | 2066 | 1085.85 | 122.51 | 122.52 | 0.01 | 0
2015 | MISO_MI_2_MISO_IN | MISO_MI | MISO_IN | Internal | Summer | B2 | 25 | 2066 | 1140.11 | 118.03 | 118.04 | 0.01 | 0
2015 | MISO_MI_2_MISO_IN | MISO_MI | MISO_IN | Internal | Summer | B3 | 75 | 2066 | 2066 | 117.99 | 118.04 | 0.01 | 0.04
2015 | MISO_MI_2_MISO_IN | MISO_MI | MISO_IN | Internal | Summer | B4 | 100 | 2066 | 1592.36 | 101.71 | 101.72 | 0.01 | 0
2015 | MISO_MI_2_MISO_IN | MISO_MI | MISO_IN | Internal | Summer | B5 | 200 | 2066 | 1233.68 | 82.53 | 82.55 | 0.01 | 0
2015 | MISO_MI_2_MISO_IN | MISO_MI | MISO_IN | Internal | Summer | B6 | 300 | 2066 | 0 | 74.66 | 74.65 | 0.01 | 0
2015 | MISO_MI_2_MISO_IN | MISO_MI | MISO_IN | Internal | Summer | B7 | 400 | 2066 | 0 | 72.09 | 72.09 | 0.01 | 0
2015 | MISO_MI_2_MISO_IN | MISO_MI | MISO_IN | Internal | Summer | B8 | 500 | 2066 | 0 | 67.9 | 67.89 | 0.01 | 0
2015 | MISO_MI_2_MISO_IN | MISO_MI | MISO_IN | Internal | Summer | B9 | 800 | 2066 | 0 | 67.06 | 67.05 | 0.01 | 0
2015 | MISO_MI_2_MISO_IN | MISO_MI | MISO_IN | Internal | Summer | B10 | 1262 | 2066 | 0 | 58.76 | 58.75 | 0.01 | 0
2015 | MISO_MI_2_MISO_IN | MISO_MI | MISO_IN | Internal | Winter | B16 | 25 | 2066 | 1233.33 | 82.31 | 82.32 | 0.01 | 0
2015 | MISO_MI_2_MISO_IN | MISO_MI | MISO_IN | Internal | Winter | B17 | 100 | 2066 | 0 | 78.32 | 78.32 | 0.01 | 0
2015 | MISO_MI_2_MISO_IN | MISO_MI | MISO_IN | Internal | Winter | B18 | 400 | 2066 | 1668.22 | 75.69 | 75.7 | 0.01 | 0
2015 | MISO_MI_2_MISO_IN | MISO_MI | MISO_IN | Internal | Winter | B19 | 700 | 2066 | 0 | 73.87 | 73.86 | 0.01 | 0
2015 | MISO_MI_2_MISO_IN | MISO_MI | MISO_IN | Internal | Winter | B20 | 935 | 2066 | 0 | 60.72 | 60.7 | 0.01 | 0
2015 | MISO_MI_2_MISO_WUMS | MISO_MI | MISO_WUMS | Internal | Shoulder | B11 | 25 | 1440 | 0 | 79.74 | 79.73 | 0.01 | 0
2015 | MISO_MI_2_MISO_WUMS | MISO_MI | MISO_WUMS | Internal | Shoulder | B12 | 200 | 1440 | 0 | 75.22 | 75.21 | 0.01 | 0
2015 | MISO_MI_2_MISO_WUMS | MISO_MI | MISO_WUMS | Internal | Shoulder | B13 | 600 | 1440 | 0 | 72.81 | 72.8 | 0.01 | 0
2015 | MISO_MI_2_MISO_WUMS | MISO_MI | MISO_WUMS | Internal | Shoulder | B14 | 900 | 1440 | 0 | 72.11 | 72.11 | 0.01 | 0
2015 | MISO_MI_2_MISO_WUMS | MISO_MI | MISO_WUMS | Internal | Shoulder | B15 | 1203 | 1440 | 0 | 63.07 | 63.08 | 0.01 | 0
2015 | MISO_MI_2_MISO_WUMS | MISO_MI | MISO_WUMS | Internal | Summer | B1 | 10 | 1440 | 0 | 122.51 | 122.5 | 0.01 | 0
2015 | MISO_MI_2_MISO_WUMS | MISO_MI | MISO_WUMS | Internal | Summer | B2 | 25 | 1440 | 348.34 | 118.03 | 118.04 | 0.01 | 0
2015 | MISO_MI_2_MISO_WUMS | MISO_MI | MISO_WUMS | Internal | Summer | B3 | 75 | 1440 | 836.41 | 117.99 | 118 | 0.01 | 0
2015 | MISO_MI_2_MISO_WUMS | MISO_MI | MISO_WUMS | Internal | Summer | B4 | 100 | 1440 | 0 | 101.71 | 101.71 | 0.01 | 0
2015 | MISO_MI_2_MISO_WUMS | MISO_MI | MISO_WUMS | Internal | Summer | B5 | 200 | 1440 | 0 | 82.53 | 82.52 | 0.01 | 0
2015 | MISO_MI_2_MISO_WUMS | MISO_MI | MISO_WUMS | Internal | Summer | B6 | 300 | 1440 | 0 | 74.66 | 74.64 | 0.01 | 0
2015 | MISO_MI_2_MISO_WUMS | MISO_MI | MISO_WUMS | Internal | Summer | B7 | 400 | 1440 | 0 | 72.09 | 72.08 | 0.01 | 0
2015 | MISO_MI_2_MISO_WUMS | MISO_MI | MISO_WUMS | Internal | Summer | B8 | 500 | 1440 | 0 | 67.9 | 67.9 | 0.01 | 0
2015 | MISO_MI_2_MISO_WUMS | MISO_MI | MISO_WUMS | Internal | Summer | B9 | 800 | 1440 | 0 | 67.06 | 67.06 | 0.01 | 0
2015 | MISO_MI_2_MISO_WUMS | MISO_MI | MISO_WUMS | Internal | Summer | B10 | 1262 | 1440 | 0 | 58.76 | 58.77 | 0.01 | 0
2015 | MISO_MI_2_MISO_WUMS | MISO_MI | MISO_WUMS | Internal | Winter | B16 | 25 | 1440 | 0 | 82.31 | 82.3 | 0.01 | 0
2015 | MISO_MI_2_MISO_WUMS | MISO_MI | MISO_WUMS | Internal | Winter | B17 | 100 | 1440 | 0 | 78.32 | 78.3 | 0.01 | 0
2015 | MISO_MI_2_MISO_WUMS | MISO_MI | MISO_WUMS | Internal | Winter | B18 | 400 | 1440 | 0 | 75.69 | 75.67 | 0.01 | 0
2015 | MISO_MI_2_MISO_WUMS | MISO_MI | MISO_WUMS | Internal | Winter | B19 | 700 | 1440 | 0 | 73.87 | 73.87 | 0.01 | 0
2015 | MISO_MI_2_MISO_WUMS | MISO_MI | MISO_WUMS | Internal | Winter | B20 | 935 | 1440 | 0 | 60.72 | 60.72 | 0.01 | 0
2015 | MISO_MI_2_PJM_ROR | MISO_MI | PJM_ROR | Internal | Shoulder | B11 | 25 | 1424 | 0 | 79.74 | 77.74 | 2 | 0
2015 | MISO_MI_2_PJM_ROR | MISO_MI | PJM_ROR | Internal | Shoulder | B12 | 200 | 1424 | 0 | 75.22 | 77.21 | 2 | 0
2015 | MISO_MI_2_PJM_ROR | MISO_MI | PJM_ROR | Internal | Shoulder | B13 | 600 | 1424 | 0 | 72.81 | 73.7 | 2 | 0
2015 | MISO_MI_2_PJM_ROR | MISO_MI | PJM_ROR | Internal | Shoulder | B14 | 900 | 1424 | 0 | 72.11 | 70.8 | 2 | 0
2015 | MISO_MI_2_PJM_ROR | MISO_MI | PJM_ROR | Internal | Shoulder | B15 | 1203 | 1424 | 0 | 63.07 | 61.69 | 2 | 0
2015 | MISO_MI_2_PJM_ROR | MISO_MI | PJM_ROR | Internal | Summer | B1 | 10 | 1424 | 0 | 122.51 | 123.42 | 2 | 0
2015 | MISO_MI_2_PJM_ROR | MISO_MI | PJM_ROR | Internal | Summer | B2 | 25 | 1424 | 0 | 118.03 | 119.18 | 2 | 0
2015 | MISO_MI_2_PJM_ROR | MISO_MI | PJM_ROR | Internal | Summer | B3 | 75 | 1424 | 0 | 117.99 | 119.18 | 2 | 0
2015 | MISO_MI_2_PJM_ROR | MISO_MI | PJM_ROR | Internal | Summer | B4 | 100 | 1424 | 0 | 101.71 | 99.71 | 2 | 0
2015 | MISO_MI_2_PJM_ROR | MISO_MI | PJM_ROR | Internal | Summer | B5 | 200 | 1424 | 0 | 82.53 | 80.55 | 2 | 0
2015 | MISO_MI_2_PJM_ROR | MISO_MI | PJM_ROR | Internal | Summer | B6 | 300 | 1424 | 0 | 74.66 | 76.14 | 2 | 0
2015 | MISO_MI_2_PJM_ROR | MISO_MI | PJM_ROR | Internal | Summer | B7 | 400 | 1424 | 0 | 72.09 | 73.91 | 2 | 0
2015 | MISO_MI_2_PJM_ROR | MISO_MI | PJM_ROR | Internal | Summer | B8 | 500 | 1424 | 0 | 67.9 | 69.81 | 2 | 0
2015 | MISO_MI_2_PJM_ROR | MISO_MI | PJM_ROR | Internal | Summer | B9 | 800 | 1424 | 0 | 67.06 | 65.06 | 2 | 0
2015 | MISO_MI_2_PJM_ROR | MISO_MI | PJM_ROR | Internal | Summer | B10 | 1262 | 1424 | 0 | 58.76 | 56.77 | 2 | 0
2015 | MISO_MI_2_PJM_ROR | MISO_MI | PJM_ROR | Internal | Winter | B16 | 25 | 1424 | 0 | 82.31 | 82.85 | 2 | 0
2015 | MISO_MI_2_PJM_ROR | MISO_MI | PJM_ROR | Internal | Winter | B17 | 100 | 1424 | 0 | 78.32 | 80.3 | 2 | 0
2015 | MISO_MI_2_PJM_ROR | MISO_MI | PJM_ROR | Internal | Winter | B18 | 400 | 1424 | 0 | 75.69 | 76.35 | 2 | 0
2015 | MISO_MI_2_PJM_ROR | MISO_MI | PJM_ROR | Internal | Winter | B19 | 700 | 1424 | 0 | 73.87 | 71.87 | 2 | 0
2015 | MISO_MI_2_PJM_ROR | MISO_MI | PJM_ROR | Internal | Winter | B20 | 935 | 1424 | 0 | 60.72 | 60.16 | 2 | 0
2015 | MISO_MO-IL_2_ENT | MISO_MO-IL | ENT | Internal | Shoulder | B11 | 25 | 2540 | 0 | 79.74 | 79.46 | 8 | 0
2015 | MISO_MO-IL_2_ENT | MISO_MO-IL | ENT | Internal | Shoulder | B12 | 200 | 2540 | 0 | 75.21 | 78.87 | 8 | 0
2015 | MISO_MO-IL_2_ENT | MISO_MO-IL | ENT | Internal | Shoulder | B13 | 600 | 2540 | 0 | 72.79 | 76.22 | 8 | 0
2015 | MISO_MO-IL_2_ENT | MISO_MO-IL | ENT | Internal | Shoulder | B14 | 900 | 2540 | 0 | 72.08 | 76.22 | 8 | 0
2015 | MISO_MO-IL_2_ENT | MISO_MO-IL | ENT | Internal | Shoulder | B15 | 1203 | 2540 | 2540 | 63.06 | 71.1 | 8 | 0.03
2015 | MISO_MO-IL_2_ENT | MISO_MO-IL | ENT | Internal | Summer | B1 | 10 | 2540 | 0 | 121.43 | 121.42 | 8 | 0
2015 | MISO_MO-IL_2_ENT | MISO_MO-IL | ENT | Internal | Summer | B2 | 25 | 2540 | 0 | 118.03 | 115.99 | 8 | 0
2015 | MISO_MO-IL_2_ENT | MISO_MO-IL | ENT | Internal | Summer | B3 | 75 | 2540 | 0 | 118.03 | 111.78 | 8 | 0
2015 | MISO_MO-IL_2_ENT | MISO_MO-IL | ENT | Internal | Summer | B4 | 100 | 2540 | 0 | 101.71 | 100.72 | 8 | 0
2015 | MISO_MO-IL_2_ENT | MISO_MO-IL | ENT | Internal | Summer | B5 | 200 | 2540 | 0 | 82.53 | 81.53 | 8 | 0
2015 | MISO_MO-IL_2_ENT | MISO_MO-IL | ENT | Internal | Summer | B6 | 300 | 2540 | 0 | 74.64 | 78.24 | 8 | 0
2015 | MISO_MO-IL_2_ENT | MISO_MO-IL | ENT | Internal | Summer | B7 | 400 | 2540 | 0 | 72.08 | 77.66 | 8 | 0
2015 | MISO_MO-IL_2_ENT | MISO_MO-IL | ENT | Internal | Summer | B8 | 500 | 2540 | 0.61 | 67.88 | 75.88 | 8 | 0
2015 | MISO_MO-IL_2_ENT | MISO_MO-IL | ENT | Internal | Summer | B9 | 800 | 2540 | 2498.23 | 67.06 | 75.06 | 8 | 0
2015 | MISO_MO-IL_2_ENT | MISO_MO-IL | ENT | Internal | Summer | B10 | 1262 | 2540 | 1254.56 | 58.74 | 66.74 | 8 | 0
2015 | MISO_MO-IL_2_ENT | MISO_MO-IL | ENT | Internal | Winter | B16 | 25 | 2540 | 0 | 82.31 | 81.29 | 8 | 0
2015 | MISO_MO-IL_2_ENT | MISO_MO-IL | ENT | Internal | Winter | B17 | 100 | 2540 | 0 | 78.3 | 78.61 | 8 | 0
2015 | MISO_MO-IL_2_ENT | MISO_MO-IL | ENT | Internal | Winter | B18 | 400 | 2540 | 0 | 75.69 | 78.56 | 8 | 0
2015 | MISO_MO-IL_2_ENT | MISO_MO-IL | ENT | Internal | Winter | B19 | 700 | 2540 | 0 | 73.85 | 78.56 | 8 | 0
2015 | MISO_MO-IL_2_ENT | MISO_MO-IL | ENT | Internal | Winter | B20 | 935 | 2540 | 1155.87 | 60.7 | 68.7 | 8 | 0
2015 | MISO_MO-IL_2_MISO_IN | MISO_MO-IL | MISO_IN | Internal | Shoulder | B11 | 25 | 2633 | 610.17 | 79.74 | 79.75 | 0.01 | 0
2015 | MISO_MO-IL_2_MISO_IN | MISO_MO-IL | MISO_IN | Internal | Shoulder | B12 | 200 | 2633 | 2025.3 | 75.21 | 75.22 | 0.01 | 0
2015 | MISO_MO-IL_2_MISO_IN | MISO_MO-IL | MISO_IN | Internal | Shoulder | B13 | 600 | 2633 | 1872.02 | 72.79 | 72.8 | 0.01 | 0
2015 | MISO_MO-IL_2_MISO_IN | MISO_MO-IL | MISO_IN | Internal | Shoulder | B14 | 900 | 2633 | 2137.27 | 72.08 | 72.09 | 0.01 | 0
2015 | MISO_MO-IL_2_MISO_IN | MISO_MO-IL | MISO_IN | Internal | Shoulder | B15 | 1203 | 2633 | 0 | 63.06 | 63.07 | 0.01 | 0
2015 | MISO_MO-IL_2_MISO_IN | MISO_MO-IL | MISO_IN | Internal | Summer | B1 | 10 | 2633 | 2633 | 121.43 | 122.52 | 0.01 | 1.08
2015 | MISO_MO-IL_2_MISO_IN | MISO_MO-IL | MISO_IN | Internal | Summer | B2 | 25 | 2633 | 2328.3 | 118.03 | 118.04 | 0.01 | 0
2015 | MISO_MO-IL_2_MISO_IN | MISO_MO-IL | MISO_IN | Internal | Summer | B3 | 75 | 2633 | 582.16 | 118.03 | 118.04 | 0.01 | 0
2015 | MISO_MO-IL_2_MISO_IN | MISO_MO-IL | MISO_IN | Internal | Summer | B4 | 100 | 2633 | 337.91 | 101.71 | 101.72 | 0.01 | 0
2015 | MISO_MO-IL_2_MISO_IN | MISO_MO-IL | MISO_IN | Internal | Summer | B5 | 200 | 2633 | 769.41 | 82.53 | 82.55 | 0.01 | 0
2015 | MISO_MO-IL_2_MISO_IN | MISO_MO-IL | MISO_IN | Internal | Summer | B6 | 300 | 2633 | 1074.49 | 74.64 | 74.65 | 0.01 | 0
2015 | MISO_MO-IL_2_MISO_IN | MISO_MO-IL | MISO_IN | Internal | Summer | B7 | 400 | 2633 | 1029.92 | 72.08 | 72.09 | 0.01 | 0
2015 | MISO_MO-IL_2_MISO_IN | MISO_MO-IL | MISO_IN | Internal | Summer | B8 | 500 | 2633 | 1423.63 | 67.88 | 67.89 | 0.01 | 0
2015 | MISO_MO-IL_2_MISO_IN | MISO_MO-IL | MISO_IN | Internal | Summer | B9 | 800 | 2633 | 0 | 67.06 | 67.05 | 0.01 | 0
2015 | MISO_MO-IL_2_MISO_IN | MISO_MO-IL | MISO_IN | Internal | Summer | B10 | 1262 | 2633 | 1594.03 | 58.74 | 58.75 | 0.01 | 0
2015 | MISO_MO-IL_2_MISO_IN | MISO_MO-IL | MISO_IN | Internal | Winter | B16 | 25 | 2633 | 2471.72 | 82.31 | 82.32 | 0.01 | 0
2015 | MISO_MO-IL_2_MISO_IN | MISO_MO-IL | MISO_IN | Internal | Winter | B17 | 100 | 2633 | 2260.81 | 78.3 | 78.32 | 0.01 | 0
2015 | MISO_MO-IL_2_MISO_IN | MISO_MO-IL | MISO_IN | Internal | Winter | B18 | 400 | 2633 | 14.59 | 75.69 | 75.7 | 0.01 | 0
2015 | MISO_MO-IL_2_MISO_IN | MISO_MO-IL | MISO_IN | Internal | Winter | B19 | 700 | 2633 | 603.37 | 73.85 | 73.86 | 0.01 | 0
2015 | MISO_MO-IL_2_MISO_IN | MISO_MO-IL | MISO_IN | Internal | Winter | B20 | 935 | 2633 | 0 | 60.7 | 60.7 | 0.01 | 0
2015 | MISO_MO-IL_2_MISO_W | MISO_MO-IL | MISO_W | Internal | Shoulder | B11 | 25 | 1075 | 0 | 79.74 | 79.74 | 0.01 | 0
2015 | MISO_MO-IL_2_MISO_W | MISO_MO-IL | MISO_W | Internal | Shoulder | B12 | 200 | 1075 | 0 | 75.21 | 75.2 | 0.01 | 0
2015 | MISO_MO-IL_2_MISO_W | MISO_MO-IL | MISO_W | Internal | Shoulder | B13 | 600 | 1075 | 0 | 72.79 | 72.79 | 0.01 | 0
2015 | MISO_MO-IL_2_MISO_W | MISO_MO-IL | MISO_W | Internal | Shoulder | B14 | 900 | 1075 | 270.2 | 72.08 | 72.09 | 0.01 | 0
2015 | MISO_MO-IL_2_MISO_W | MISO_MO-IL | MISO_W | Internal | Shoulder | B15 | 1203 | 1075 | 1075 | 63.06 | 63.08 | 0.01 | 0
2015 | MISO_MO-IL_2_MISO_W | MISO_MO-IL | MISO_W | Internal | Summer | B1 | 10 | 1075 | 0 | 121.43 | 121.42 | 0.01 | 0
2015 | MISO_MO-IL_2_MISO_W | MISO_MO-IL | MISO_W | Internal | Summer | B2 | 25 | 1075 | 0 | 118.03 | 118.03 | 0.01 | 0
2015 | MISO_MO-IL_2_MISO_W | MISO_MO-IL | MISO_W | Internal | Summer | B3 | 75 | 1075 | 0 | 118.03 | 118.02 | 0.01 | 0
2015 | MISO_MO-IL_2_MISO_W | MISO_MO-IL | MISO_W | Internal | Summer | B4 | 100 | 1075 | 441.45 | 101.71 | 101.72 | 0.01 | 0
2015 | MISO_MO-IL_2_MISO_W | MISO_MO-IL | MISO_W | Internal | Summer | B5 | 200 | 1075 | 0 | 82.53 | 82.53 | 0.01 | 0
2015 | MISO_MO-IL_2_MISO_W | MISO_MO-IL | MISO_W | Internal | Summer | B6 | 300 | 1075 | 0 | 74.64 | 74.63 | 0.01 | 0
2015 | MISO_MO-IL_2_MISO_W | MISO_MO-IL | MISO_W | Internal | Summer | B7 | 400 | 1075 | 7.65 | 72.08 | 72.09 | 0.01 | 0
2015 | MISO_MO-IL_2_MISO_W | MISO_MO-IL | MISO_W | Internal | Summer | B8 | 500 | 1075 | 554.55 | 67.88 | 67.89 | 0.01 | 0
2015 | MISO_MO-IL_2_MISO_W | MISO_MO-IL | MISO_W | Internal | Summer | B9 | 800 | 1075 | 1030.26 | 67.06 | 67.07 | 0.01 | 0
2015 | MISO_MO-IL_2_MISO_W | MISO_MO-IL | MISO_W | Internal | Summer | B10 | 1262 | 1075 | 256.43 | 58.74 | 58.75 | 0.01 | 0
2015 | MISO_MO-IL_2_MISO_W | MISO_MO-IL | MISO_W | Internal | Winter | B16 | 25 | 1075 | 0 | 82.31 | 82.3 | 0.01 | 0
2015 | MISO_MO-IL_2_MISO_W | MISO_MO-IL | MISO_W | Internal | Winter | B17 | 100 | 1075 | 0 | 78.3 | 78.29 | 0.01 | 0
2015 | MISO_MO-IL_2_MISO_W | MISO_MO-IL | MISO_W | Internal | Winter | B18 | 400 | 1075 | 0 | 75.69 | 75.69 | 0.01 | 0
2015 | MISO_MO-IL_2_MISO_W | MISO_MO-IL | MISO_W | Internal | Winter | B19 | 700 | 1075 | 34.12 | 73.85 | 73.86 | 0.01 | 0
2015 | MISO_MO-IL_2_MISO_W | MISO_MO-IL | MISO_W | Internal | Winter | B20 | 935 | 1075 | 631.15 | 60.7 | 60.71 | 0.01 | 0
2015 | MISO_MO-IL_2_PJM_ROR | MISO_MO-IL | PJM_ROR | Internal | Shoulder | B11 | 25 | 1212 | 0 | 79.74 | 77.74 | 2 | 0
2015 | MISO_MO-IL_2_PJM_ROR | MISO_MO-IL | PJM_ROR | Internal | Shoulder | B12 | 200 | 1212 | 224.4 | 75.21 | 77.21 | 2 | 0
2015 | MISO_MO-IL_2_PJM_ROR | MISO_MO-IL | PJM_ROR | Internal | Shoulder | B13 | 600 | 1212 | 0 | 72.79 | 73.7 | 2 | 0
2015 | MISO_MO-IL_2_PJM_ROR | MISO_MO-IL | PJM_ROR | Internal | Shoulder | B14 | 900 | 1212 | 0 | 72.08 | 70.8 | 2 | 0
2015 | MISO_MO-IL_2_PJM_ROR | MISO_MO-IL | PJM_ROR | Internal | Shoulder | B15 | 1203 | 1212 | 0 | 63.06 | 61.69 | 2 | 0
2015 | MISO_MO-IL_2_PJM_ROR | MISO_MO-IL | PJM_ROR | Internal | Summer | B1 | 10 | 1212 | 0 | 121.43 | 123.42 | 2 | 0
2015 | MISO_MO-IL_2_PJM_ROR | MISO_MO-IL | PJM_ROR | Internal | Summer | B2 | 25 | 1212 | 0 | 118.03 | 119.18 | 2 | 0
2015 | MISO_MO-IL_2_PJM_ROR | MISO_MO-IL | PJM_ROR | Internal | Summer | B3 | 75 | 1212 | 0 | 118.03 | 119.18 | 2 | 0
2015 | MISO_MO-IL_2_PJM_ROR | MISO_MO-IL | PJM_ROR | Internal | Summer | B4 | 100 | 1212 | 0 | 101.71 | 99.71 | 2 | 0
2015 | MISO_MO-IL_2_PJM_ROR | MISO_MO-IL | PJM_ROR | Internal | Summer | B5 | 200 | 1212 | 0 | 82.53 | 80.55 | 2 | 0
2015 | MISO_MO-IL_2_PJM_ROR | MISO_MO-IL | PJM_ROR | Internal | Summer | B6 | 300 | 1212 | 0 | 74.64 | 76.14 | 2 | 0
2015 | MISO_MO-IL_2_PJM_ROR | MISO_MO-IL | PJM_ROR | Internal | Summer | B7 | 400 | 1212 | 0 | 72.08 | 73.91 | 2 | 0
2015 | MISO_MO-IL_2_PJM_ROR | MISO_MO-IL | PJM_ROR | Internal | Summer | B8 | 500 | 1212 | 0 | 67.88 | 69.81 | 2 | 0
2015 | MISO_MO-IL_2_PJM_ROR | MISO_MO-IL | PJM_ROR | Internal | Summer | B9 | 800 | 1212 | 0 | 67.06 | 65.06 | 2 | 0
2015 | MISO_MO-IL_2_PJM_ROR | MISO_MO-IL | PJM_ROR | Internal | Summer | B10 | 1262 | 1212 | 0 | 58.74 | 56.77 | 2 | 0
2015 | MISO_MO-IL_2_PJM_ROR | MISO_MO-IL | PJM_ROR | Internal | Winter | B16 | 25 | 1212 | 0 | 82.31 | 82.85 | 2 | 0
2015 | MISO_MO-IL_2_PJM_ROR | MISO_MO-IL | PJM_ROR | Internal | Winter | B17 | 100 | 1212 | 284.56 | 78.3 | 80.3 | 2 | 0
2015 | MISO_MO-IL_2_PJM_ROR | MISO_MO-IL | PJM_ROR | Internal | Winter | B18 | 400 | 1212 | 0 | 75.69 | 76.35 | 2 | 0
2015 | MISO_MO-IL_2_PJM_ROR | MISO_MO-IL | PJM_ROR | Internal | Winter | B19 | 700 | 1212 | 0 | 73.85 | 71.87 | 2 | 0
2015 | MISO_MO-IL_2_PJM_ROR | MISO_MO-IL | PJM_ROR | Internal | Winter | B20 | 935 | 1212 | 0 | 60.7 | 60.16 | 2 | 0
2015 | MISO_MO-IL_2_SPP_N | MISO_MO-IL | SPP_N | Internal | Shoulder | B11 | 25 | 2000 | 0 | 79.74 | 86.74 | 8 | 0
2015 | MISO_MO-IL_2_SPP_N | MISO_MO-IL | SPP_N | Internal | Shoulder | B12 | 200 | 2000 | 0 | 75.21 | 76.39 | 8 | 0
2015 | MISO_MO-IL_2_SPP_N | MISO_MO-IL | SPP_N | Internal | Shoulder | B13 | 600 | 2000 | 0 | 72.79 | 76.16 | 8 | 0
2015 | MISO_MO-IL_2_SPP_N | MISO_MO-IL | SPP_N | Internal | Shoulder | B14 | 900 | 2000 | 0 | 72.08 | 75.99 | 8 | 0
2015 | MISO_MO-IL_2_SPP_N | MISO_MO-IL | SPP_N | Internal | Shoulder | B15 | 1203 | 2000 | 0 | 63.06 | 70.08 | 8 | 0
2015 | MISO_MO-IL_2_SPP_N | MISO_MO-IL | SPP_N | Internal | Summer | B1 | 10 | 2000 | 0 | 121.43 | 122.39 | 8 | 0
2015 | MISO_MO-IL_2_SPP_N | MISO_MO-IL | SPP_N | Internal | Summer | B2 | 25 | 2000 | 0 | 118.03 | 122.39 | 8 | 0
2015 | MISO_MO-IL_2_SPP_N | MISO_MO-IL | SPP_N | Internal | Summer | B3 | 75 | 2000 | 0 | 118.03 | 119.78 | 8 | 0
2015 | MISO_MO-IL_2_SPP_N | MISO_MO-IL | SPP_N | Internal | Summer | B4 | 100 | 2000 | 0 | 101.71 | 108.72 | 8 | 0
2015 | MISO_MO-IL_2_SPP_N | MISO_MO-IL | SPP_N | Internal | Summer | B5 | 200 | 2000 | 0 | 82.53 | 89.53 | 8 | 0
2015 | MISO_MO-IL_2_SPP_N | MISO_MO-IL | SPP_N | Internal | Summer | B6 | 300 | 2000 | 0 | 74.64 | 81.63 | 8 | 0
2015 | MISO_MO-IL_2_SPP_N | MISO_MO-IL | SPP_N | Internal | Summer | B7 | 400 | 2000 | 0 | 72.08 | 78.38 | 8 | 0
2015 | MISO_MO-IL_2_SPP_N | MISO_MO-IL | SPP_N | Internal | Summer | B8 | 500 | 2000 | 0 | 67.88 | 74.89 | 8 | 0
2015 | MISO_MO-IL_2_SPP_N | MISO_MO-IL | SPP_N | Internal | Summer | B9 | 800 | 2000 | 0 | 67.06 | 74.07 | 8 | 0
2015 | MISO_MO-IL_2_SPP_N | MISO_MO-IL | SPP_N | Internal | Summer | B10 | 1262 | 2000 | 0 | 58.74 | 65.75 | 8 | 0
2015 | MISO_MO-IL_2_SPP_N | MISO_MO-IL | SPP_N | Internal | Winter | B16 | 25 | 2000 | 0 | 82.31 | 82.31 | 8 | 0
2015 | MISO_MO-IL_2_SPP_N | MISO_MO-IL | SPP_N | Internal | Winter | B17 | 100 | 2000 | 0 | 78.3 | 78.64 | 8 | 0
2015 | MISO_MO-IL_2_SPP_N | MISO_MO-IL | SPP_N | Internal | Winter | B18 | 400 | 2000 | 0 | 75.69 | 78.46 | 8 | 0
2015 | MISO_MO-IL_2_SPP_N | MISO_MO-IL | SPP_N | Internal | Winter | B19 | 700 | 2000 | 0 | 73.85 | 78.46 | 8 | 0
2015 | MISO_MO-IL_2_SPP_N | MISO_MO-IL | SPP_N | Internal | Winter | B20 | 935 | 2000 | 0 | 60.7 | 67.37 | 8 | 0
2015 | MISO_MO-IL_2_TVA_Transmission | MISO_MO-IL | TVA_Transmission | Internal | Shoulder | B11 | 25 | 4000 | 0 | 79.74 | 82.49 | 8 | 0
2015 | MISO_MO-IL_2_TVA_Transmission | MISO_MO-IL | TVA_Transmission | Internal | Shoulder | B12 | 200 | 4000 | 0 | 75.21 | 80.07 | 8 | 0
2015 | MISO_MO-IL_2_TVA_Transmission | MISO_MO-IL | TVA_Transmission | Internal | Shoulder | B13 | 600 | 4000 | 0 | 72.79 | 77.99 | 8 | 0
2015 | MISO_MO-IL_2_TVA_Transmission | MISO_MO-IL | TVA_Transmission | Internal | Shoulder | B14 | 900 | 4000 | 0 | 72.08 | 76.8 | 8 | 0
2015 | MISO_MO-IL_2_TVA_Transmission | MISO_MO-IL | TVA_Transmission | Internal | Shoulder | B15 | 1203 | 4000 | 0 | 63.06 | 67.69 | 8 | 0
2015 | MISO_MO-IL_2_TVA_Transmission | MISO_MO-IL | TVA_Transmission | Internal | Summer | B1 | 10 | 4000 | 0 | 121.43 | 129.42 | 8 | 0
2015 | MISO_MO-IL_2_TVA_Transmission | MISO_MO-IL | TVA_Transmission | Internal | Summer | B2 | 25 | 4000 | 0 | 118.03 | 123.99 | 8 | 0
2015 | MISO_MO-IL_2_TVA_Transmission | MISO_MO-IL | TVA_Transmission | Internal | Summer | B3 | 75 | 4000 | 0 | 118.03 | 119.78 | 8 | 0
2015 | MISO_MO-IL_2_TVA_Transmission | MISO_MO-IL | TVA_Transmission | Internal | Summer | B4 | 100 | 4000 | 0 | 101.71 | 102.79 | 8 | 0
2015 | MISO_MO-IL_2_TVA_Transmission | MISO_MO-IL | TVA_Transmission | Internal | Summer | B5 | 200 | 4000 | 0 | 82.53 | 86.18 | 8 | 0
2015 | MISO_MO-IL_2_TVA_Transmission | MISO_MO-IL | TVA_Transmission | Internal | Summer | B6 | 300 | 4000 | 0 | 74.64 | 80.78 | 8 | 0
2015 | MISO_MO-IL_2_TVA_Transmission | MISO_MO-IL | TVA_Transmission | Internal | Summer | B7 | 400 | 4000 | 0 | 72.08 | 76.66 | 8 | 0
2015 | MISO_MO-IL_2_TVA_Transmission | MISO_MO-IL | TVA_Transmission | Internal | Summer | B8 | 500 | 4000 | 0 | 67.88 | 75.81 | 8 | 0
2015 | MISO_MO-IL_2_TVA_Transmission | MISO_MO-IL | TVA_Transmission | Internal | Summer | B9 | 800 | 4000 | 0 | 67.06 | 71.06 | 8 | 0
2015 | MISO_MO-IL_2_TVA_Transmission | MISO_MO-IL | TVA_Transmission | Internal | Summer | B10 | 1262 | 4000 | 0 | 58.74 | 62.7 | 8 | 0
2015 | MISO_MO-IL_2_TVA_Transmission | MISO_MO-IL | TVA_Transmission | Internal | Winter | B16 | 25 | 4000 | 0 | 82.31 | 88.85 | 8 | 0
2015 | MISO_MO-IL_2_TVA_Transmission | MISO_MO-IL | TVA_Transmission | Internal | Winter | B17 | 100 | 4000 | 0 | 78.3 | 84.08 | 8 | 0
2015 | MISO_MO-IL_2_TVA_Transmission | MISO_MO-IL | TVA_Transmission | Internal | Winter | B18 | 400 | 4000 | 0 | 75.69 | 79.55 | 8 | 0
2015 | MISO_MO-IL_2_TVA_Transmission | MISO_MO-IL | TVA_Transmission | Internal | Winter | B19 | 700 | 4000 | 0 | 73.85 | 77.87 | 8 | 0
2015 | MISO_MO-IL_2_TVA_Transmission | MISO_MO-IL | TVA_Transmission | Internal | Winter | B20 | 935 | 4000 | 0 | 60.7 | 66.16 | 8 | 0
2015 | MISO_W_2_IESO | MISO_W | IESO | Internal | Shoulder | B11 | 25 | 90 | 0 | 79.74 | 56.07 | 8 | 0
2015 | MISO_W_2_IESO | MISO_W | IESO | Internal | Shoulder | B12 | 200 | 90 | 0 | 75.2 | 56.07 | 8 | 0
2015 | MISO_W_2_IESO | MISO_W | IESO | Internal | Shoulder | B13 | 600 | 90 | 0 | 72.79 | 56.07 | 8 | 0
2015 | MISO_W_2_IESO | MISO_W | IESO | Internal | Shoulder | B14 | 900 | 90 | 0 | 72.09 | 56.07 | 8 | 0
2015 | MISO_W_2_IESO | MISO_W | IESO | Internal | Shoulder | B15 | 1203 | 90 | 0 | 63.08 | 56.07 | 8 | 0
2015 | MISO_W_2_IESO | MISO_W | IESO | Internal | Summer | B1 | 10 | 90 | 0 | 121.42 | 110.24 | 8 | 0
2015 | MISO_W_2_IESO | MISO_W | IESO | Internal | Summer | B2 | 25 | 90 | 0 | 118.03 | 104.19 | 8 | 0
2015 | MISO_W_2_IESO | MISO_W | IESO | Internal | Summer | B3 | 75 | 90 | 0 | 118.02 | 98.39 | 8 | 0
2015 | MISO_W_2_IESO | MISO_W | IESO | Internal | Summer | B4 | 100 | 90 | 0 | 101.72 | 84.69 | 8 | 0
2015 | MISO_W_2_IESO | MISO_W | IESO | Internal | Summer | B5 | 200 | 90 | 0 | 82.53 | 58.42 | 8 | 0
2015 | MISO_W_2_IESO | MISO_W | IESO | Internal | Summer | B6 | 300 | 90 | 0 | 74.63 | 58.42 | 8 | 0
2015 | MISO_W_2_IESO | MISO_W | IESO | Internal | Summer | B7 | 400 | 90 | 0 | 72.09 | 58.42 | 8 | 0
2015 | MISO_W_2_IESO | MISO_W | IESO | Internal | Summer | B8 | 500 | 90 | 0 | 67.89 | 52.21 | 8 | 0
2015 | MISO_W_2_IESO | MISO_W | IESO | Internal | Summer | B9 | 800 | 90 | 0 | 67.07 | 52.21 | 8 | 0
2015 | MISO_W_2_IESO | MISO_W | IESO | Internal | Summer | B10 | 1262 | 90 | 0 | 58.75 | 52.21 | 8 | 0
2015 | MISO_W_2_IESO | MISO_W | IESO | Internal | Winter | B16 | 25 | 90 | 0 | 82.3 | 61.45 | 8 | 0
2015 | MISO_W_2_IESO | MISO_W | IESO | Internal | Winter | B17 | 100 | 90 | 0 | 78.29 | 61.45 | 8 | 0
2015 | MISO_W_2_IESO | MISO_W | IESO | Internal | Winter | B18 | 400 | 90 | 0 | 75.69 | 61.45 | 8 | 0
2015 | MISO_W_2_IESO | MISO_W | IESO | Internal | Winter | B19 | 700 | 90 | 0 | 73.86 | 61.45 | 8 | 0
2015 | MISO_W_2_IESO | MISO_W | IESO | Internal | Winter | B20 | 935 | 90 | 0 | 60.71 | 61.45 | 8 | 0
2015 | MISO_W_2_MAPP_CA | MISO_W | MAPP_CA | Internal | Shoulder | B11 | 25 | 926 | 0 | 79.74 | 72.08 | 0.01 | 0
2015 | MISO_W_2_MAPP_CA | MISO_W | MAPP_CA | Internal | Shoulder | B12 | 200 | 926 | 0 | 75.2 | 75.19 | 0.01 | 0
2015 | MISO_W_2_MAPP_CA | MISO_W | MAPP_CA | Internal | Shoulder | B13 | 600 | 926 | 0 | 72.79 | 72.78 | 0.01 | 0
2015 | MISO_W_2_MAPP_CA | MISO_W | MAPP_CA | Internal | Shoulder | B14 | 900 | 926 | 0 | 72.09 | 72.08 | 0.01 | 0
2015 | MISO_W_2_MAPP_CA | MISO_W | MAPP_CA | Internal | Shoulder | B15 | 1203 | 926 | 926 | 63.08 | 72.08 | 0.01 | 8.99
2015 | MISO_W_2_MAPP_CA | MISO_W | MAPP_CA | Internal | Summer | B1 | 10 | 926 | 0 | 121.42 | 107.42 | 0.01 | 0
2015 | MISO_W_2_MAPP_CA | MISO_W | MAPP_CA | Internal | Summer | B2 | 25 | 926 | 0 | 118.03 | 109.36 | 0.01 | 0
2015 | MISO_W_2_MAPP_CA | MISO_W | MAPP_CA | Internal | Summer | B3 | 75 | 926 | 0 | 118.02 | 105.54 | 0.01 | 0
2015 | MISO_W_2_MAPP_CA | MISO_W | MAPP_CA | Internal | Summer | B4 | 100 | 926 | 0 | 101.72 | 101.71 | 0.01 | 0
2015 | MISO_W_2_MAPP_CA | MISO_W | MAPP_CA | Internal | Summer | B5 | 200 | 926 | 0 | 82.53 | 82.52 | 0.01 | 0
2015 | MISO_W_2_MAPP_CA | MISO_W | MAPP_CA | Internal | Summer | B6 | 300 | 926 | 0 | 74.63 | 72.08 | 0.01 | 0
2015 | MISO_W_2_MAPP_CA | MISO_W | MAPP_CA | Internal | Summer | B7 | 400 | 926 | 0 | 72.09 | 72.08 | 0.01 | 0
2015 | MISO_W_2_MAPP_CA | MISO_W | MAPP_CA | Internal | Summer | B8 | 500 | 926 | 0 | 67.89 | 67.88 | 0.01 | 0
2015 | MISO_W_2_MAPP_CA | MISO_W | MAPP_CA | Internal | Summer | B9 | 800 | 926 | 130.97 | 67.07 | 67.08 | 0.01 | 0
2015 | MISO_W_2_MAPP_CA | MISO_W | MAPP_CA | Internal | Summer | B10 | 1262 | 926 | 926 | 58.75 | 67.08 | 0.01 | 8.32
2015 | MISO_W_2_MAPP_CA | MISO_W | MAPP_CA | Internal | Winter | B16 | 25 | 926 | 0 | 82.3 | 82.28 | 0.01 | 0
2015 | MISO_W_2_MAPP_CA | MISO_W | MAPP_CA | Internal | Winter | B17 | 100 | 926 | 0 | 78.29 | 78.28 | 0.01 | 0
2015 | MISO_W_2_MAPP_CA | MISO_W | MAPP_CA | Internal | Winter | B18 | 400 | 926 | 0 | 75.69 | 75.67 | 0.01 | 0
2015 | MISO_W_2_MAPP_CA | MISO_W | MAPP_CA | Internal | Winter | B19 | 700 | 926 | 0 | 73.86 | 73.85 | 0.01 | 0
2015 | MISO_W_2_MAPP_CA | MISO_W | MAPP_CA | Internal | Winter | B20 | 935 | 926 | 926 | 60.71 | 73.55 | 0.01 | 12.82
2015 | MISO_W_2_MISO_MO-IL | MISO_W | MISO_MO-IL | Internal | Shoulder | B11 | 25 | 3915 | 0 | 79.74 | 79.74 | 0.01 | 0
2015 | MISO_W_2_MISO_MO-IL | MISO_W | MISO_MO-IL | Internal | Shoulder | B12 | 200 | 3915 | 472.81 | 75.2 | 75.21 | 0.01 | 0
2015 | MISO_W_2_MISO_MO-IL | MISO_W | MISO_MO-IL | Internal | Shoulder | B13 | 600 | 3915 | 0 | 72.79 | 72.79 | 0.01 | 0
2015 | MISO_W_2_MISO_MO-IL | MISO_W | MISO_MO-IL | Internal | Shoulder | B14 | 900 | 3915 | 0 | 72.09 | 72.08 | 0.01 | 0
2015 | MISO_W_2_MISO_MO-IL | MISO_W | MISO_MO-IL | Internal | Shoulder | B15 | 1203 | 3915 | 0 | 63.08 | 63.06 | 0.01 | 0
2015 | MISO_W_2_MISO_MO-IL | MISO_W | MISO_MO-IL | Internal | Summer | B1 | 10 | 3915 | 270.43 | 121.42 | 121.43 | 0.01 | 0
2015 | MISO_W_2_MISO_MO-IL | MISO_W | MISO_MO-IL | Internal | Summer | B2 | 25 | 3915 | 0 | 118.03 | 118.03 | 0.01 | 0
2015 | MISO_W_2_MISO_MO-IL | MISO_W | MISO_MO-IL | Internal | Summer | B3 | 75 | 3915 | 880.12 | 118.02 | 118.03 | 0.01 | 0
2015 | MISO_W_2_MISO_MO-IL | MISO_W | MISO_MO-IL | Internal | Summer | B4 | 100 | 3915 | 0 | 101.72 | 101.71 | 0.01 | 0
2015 | MISO_W_2_MISO_MO-IL | MISO_W | MISO_MO-IL | Internal | Summer | B5 | 200 | 3915 | 0 | 82.53 | 82.53 | 0.01 | 0
2015 | MISO_W_2_MISO_MO-IL | MISO_W | MISO_MO-IL | Internal | Summer | B6 | 300 | 3915 | 143.59 | 74.63 | 74.64 | 0.01 | 0
2015 | MISO_W_2_MISO_MO-IL | MISO_W | MISO_MO-IL | Internal | Summer | B7 | 400 | 3915 | 0 | 72.09 | 72.08 | 0.01 | 0
2015 | MISO_W_2_MISO_MO-IL | MISO_W | MISO_MO-IL | Internal | Summer | B8 | 500 | 3915 | 0 | 67.89 | 67.88 | 0.01 | 0
2015 | MISO_W_2_MISO_MO-IL | MISO_W | MISO_MO-IL | Internal | Summer | B9 | 800 | 3915 | 0 | 67.07 | 67.06 | 0.01 | 0
2015 | MISO_W_2_MISO_MO-IL | MISO_W | MISO_MO-IL | Internal | Summer | B10 | 1262 | 3915 | 0 | 58.75 | 58.74 | 0.01 | 0
2015 | MISO_W_2_MISO_MO-IL | MISO_W | MISO_MO-IL | Internal | Winter | B16 | 25 | 3915 | 3368.67 | 82.3 | 82.31 | 0.01 | 0
2015 | MISO_W_2_MISO_MO-IL | MISO_W | MISO_MO-IL | Internal | Winter | B17 | 100 | 3915 | 2513.1 | 78.29 | 78.3 | 0.01 | 0
2015 | MISO_W_2_MISO_MO-IL | MISO_W | MISO_MO-IL | Internal | Winter | B18 | 400 | 3915 | 0 | 75.69 | 75.69 | 0.01 | 0
2015 | MISO_W_2_MISO_MO-IL | MISO_W | MISO_MO-IL | Internal | Winter | B19 | 700 | 3915 | 0 | 73.86 | 73.85 | 0.01 | 0
2015 | MISO_W_2_MISO_MO-IL | MISO_W | MISO_MO-IL | Internal | Winter | B20 | 935 | 3915 | 0 | 60.71 | 60.7 | 0.01 | 0
2015 | MISO_W_2_MISO_WUMS | MISO_W | MISO_WUMS | Internal | Shoulder | B11 | 25 | 1732 | 0 | 79.74 | 79.73 | 0.01 | 0
2015 | MISO_W_2_MISO_WUMS | MISO_W | MISO_WUMS | Internal | Shoulder | B12 | 200 | 1732 | 459.79 | 75.2 | 75.21 | 0.01 | 0
2015 | MISO_W_2_MISO_WUMS | MISO_W | MISO_WUMS | Internal | Shoulder | B13 | 600 | 1732 | 159.12 | 72.79 | 72.8 | 0.01 | 0
2015 | MISO_W_2_MISO_WUMS | MISO_W | MISO_WUMS | Internal | Shoulder | B14 | 900 | 1732 | 387.51 | 72.09 | 72.11 | 0.01 | 0
2015 | MISO_W_2_MISO_WUMS | MISO_W | MISO_WUMS | Internal | Shoulder | B15 | 1203 | 1732 | 0 | 63.08 | 63.08 | 0.01 | 0
2015 | MISO_W_2_MISO_WUMS | MISO_W | MISO_WUMS | Internal | Summer | B1 | 10 | 1732 | 1732 | 121.42 | 122.5 | 0.01 | 1.06
2015 | MISO_W_2_MISO_WUMS | MISO_W | MISO_WUMS | Internal | Summer | B2 | 25 | 1732 | 877.15 | 118.03 | 118.04 | 0.01 | 0
2015 | MISO_W_2_MISO_WUMS | MISO_W | MISO_WUMS | Internal | Summer | B3 | 75 | 1732 | 0 | 118.02 | 118 | 0.01 | 0
2015 | MISO_W_2_MISO_WUMS | MISO_W | MISO_WUMS | Internal | Summer | B4 | 100 | 1732 | 0 | 101.72 | 101.71 | 0.01 | 0
2015 | MISO_W_2_MISO_WUMS | MISO_W | MISO_WUMS | Internal | Summer | B5 | 200 | 1732 | 0 | 82.53 | 82.52 | 0.01 | 0
2015 | MISO_W_2_MISO_WUMS | MISO_W | MISO_WUMS | Internal | Summer | B6 | 300 | 1732 | 628.45 | 74.63 | 74.64 | 0.01 | 0
2015 | MISO_W_2_MISO_WUMS | MISO_W | MISO_WUMS | Internal | Summer | B7 | 400 | 1732 | 0 | 72.09 | 72.08 | 0.01 | 0
2015 | MISO_W_2_MISO_WUMS | MISO_W | MISO_WUMS | Internal | Summer | B8 | 500 | 1732 | 801.41 | 67.89 | 67.9 | 0.01 | 0
2015 | MISO_W_2_MISO_WUMS | MISO_W | MISO_WUMS | Internal | Summer | B9 | 800 | 1732 | 0 | 67.07 | 67.06 | 0.01 | 0
2015 | MISO_W_2_MISO_WUMS | MISO_W | MISO_WUMS | Internal | Summer | B10 | 1262 | 1732 | 1732 | 58.75 | 58.77 | 0.01 | 0.01
2015 | MISO_W_2_MISO_WUMS | MISO_W | MISO_WUMS | Internal | Winter | B16 | 25 | 1732 | 0 | 82.3 | 82.3 | 0.01 | 0
2015 | MISO_W_2_MISO_WUMS | MISO_W | MISO_WUMS | Internal | Winter | B17 | 100 | 1732 | 199.48 | 78.29 | 78.3 | 0.01 | 0
2015 | MISO_W_2_MISO_WUMS | MISO_W | MISO_WUMS | Internal | Winter | B18 | 400 | 1732 | 0 | 75.69 | 75.67 | 0.01 | 0
2015 | MISO_W_2_MISO_WUMS | MISO_W | MISO_WUMS | Internal | Winter | B19 | 700 | 1732 | 328.54 | 73.86 | 73.87 | 0.01 | 0
2015 | MISO_W_2_MISO_WUMS | MISO_W | MISO_WUMS | Internal | Winter | B20 | 935 | 1732 | 1069.37 | 60.71 | 60.72 | 0.01 | 0
2015 | MISO_W_2_NE | MISO_W | NE | Internal | Shoulder | B11 | 25 | 2800 | 0 | 79.74 | 79.74 | 7 | 0
2015 | MISO_W_2_NE | MISO_W | NE | Internal | Shoulder | B12 | 200 | 2800 | 0 | 75.2 | 75.2 | 7 | 0
2015 | MISO_W_2_NE | MISO_W | NE | Internal | Shoulder | B13 | 600 | 2800 | 0 | 72.79 | 75.2 | 7 | 0
2015 | MISO_W_2_NE | MISO_W | NE | Internal | Shoulder | B14 | 900 | 2800 | 0 | 72.09 | 75.2 | 7 | 0
2015 | MISO_W_2_NE | MISO_W | NE | Internal | Shoulder | B15 | 1203 | 2800 | 0 | 63.08 | 66.06 | 7 | 0
2015 | MISO_W_2_NE | MISO_W | NE | Internal | Summer | B1 | 10 | 2800 | 0 | 121.42 | 121.42 | 7 | 0
2015 | MISO_W_2_NE | MISO_W | NE | Internal | Summer | B2 | 25 | 2800 | 0 | 118.03 | 118.99 | 7 | 0
2015 | MISO_W_2_NE | MISO_W | NE | Internal | Summer | B3 | 75 | 2800 | 0 | 118.02 | 118.99 | 7 | 0
2015 | MISO_W_2_NE | MISO_W | NE | Internal | Summer | B4 | 100 | 2800 | 0 | 101.72 | 106.94 | 7 | 0
2015 | MISO_W_2_NE | MISO_W | NE | Internal | Summer | B5 | 200 | 2800 | 0 | 82.53 | 89.52 | 7 | 0
2015 | MISO_W_2_NE | MISO_W | NE | Internal | Summer | B6 | 300 | 2800 | 0 | 74.63 | 79.02 | 7 | 0
2015 | MISO_W_2_NE | MISO_W | NE | Internal | Summer | B7 | 400 | 2800 | 0 | 72.09 | 73.99 | 7 | 0
2015 | MISO_W_2_NE | MISO_W | NE | Internal | Summer | B8 | 500 | 2800 | 0 | 67.89 | 67.89 | 7 | 0
2015 | MISO_W_2_NE | MISO_W | NE | Internal | Summer | B9 | 800 | 2800 | 0 | 67.07 | 67.89 | 7 | 0
2015 | MISO_W_2_NE | MISO_W | NE | Internal | Summer | B10 | 1262 | 2800 | 0 | 58.75 | 62.77 | 7 | 0
2015 | MISO_W_2_NE | MISO_W | NE | Internal | Winter | B16 | 25 | 2800 | 0 | 82.3 | 82.3 | 7 | 0
2015 | MISO_W_2_NE | MISO_W | NE | Internal | Winter | B17 | 100 | 2800 | 0 | 78.29 | 78.29 | 7 | 0
2015 | MISO_W_2_NE | MISO_W | NE | Internal | Winter | B18 | 400 | 2800 | 0 | 75.69 | 78.06 | 7 | 0
2015 | MISO_W_2_NE | MISO_W | NE | Internal | Winter | B19 | 700 | 2800 | 0 | 73.86 | 78.06 | 7 | 0
2015 | MISO_W_2_NE | MISO_W | NE | Internal | Winter | B20 | 935 | 2800 | 0 | 60.71 | 62.73 | 7 | 0
2015 | MISO_W_2_PJM_ROR | MISO_W | PJM_ROR | Internal | Shoulder | B11 | 25 | 773 | 0 | 79.74 | 77.74 | 2 | 0
2015 | MISO_W_2_PJM_ROR | MISO_W | PJM_ROR | Internal | Shoulder | B12 | 200 | 773 | 773 | 75.2 | 77.21 | 2 | 0.01
2015 | MISO_W_2_PJM_ROR | MISO_W | PJM_ROR | Internal | Shoulder | B13 | 600 | 773 | 0 | 72.79 | 73.7 | 2 | 0
2015 | MISO_W_2_PJM_ROR | MISO_W | PJM_ROR | Internal | Shoulder | B14 | 900 | 773 | 0 | 72.09 | 70.8 | 2 | 0
2015 | MISO_W_2_PJM_ROR | MISO_W | PJM_ROR | Internal | Shoulder | B15 | 1203 | 773 | 0 | 63.08 | 61.69 | 2 | 0
2015 | MISO_W_2_PJM_ROR | MISO_W | PJM_ROR | Internal | Summer | B1 | 10 | 773 | 445.18 | 121.42 | 123.42 | 2 | 0
2015 | MISO_W_2_PJM_ROR | MISO_W | PJM_ROR | Internal | Summer | B2 | 25 | 773 | 0 | 118.03 | 119.18 | 2 | 0
2015 | MISO_W_2_PJM_ROR | MISO_W | PJM_ROR | Internal | Summer | B3 | 75 | 773 | 0 | 118.02 | 119.18 | 2 | 0
2015 | MISO_W_2_PJM_ROR | MISO_W | PJM_ROR | Internal | Summer | B4 | 100 | 773 | 0 | 101.72 | 99.71 | 2 | 0
2015 | MISO_W_2_PJM_ROR | MISO_W | PJM_ROR | Internal | Summer | B5 | 200 | 773 | 0 | 82.53 | 80.55 | 2 | 0
2015 | MISO_W_2_PJM_ROR | MISO_W | PJM_ROR | Internal | Summer | B6 | 300 | 773 | 0 | 74.63 | 76.14 | 2 | 0
2015 | MISO_W_2_PJM_ROR | MISO_W | PJM_ROR | Internal | Summer | B7 | 400 | 773 | 0 | 72.09 | 73.91 | 2 | 0
2015 | MISO_W_2_PJM_ROR | MISO_W | PJM_ROR | Internal | Summer | B8 | 500 | 773 | 0 | 67.89 | 69.81 | 2 | 0
2015 | MISO_W_2_PJM_ROR | MISO_W | PJM_ROR | Internal | Summer | B9 | 800 | 773 | 0 | 67.07 | 65.06 | 2 | 0
2015 | MISO_W_2_PJM_ROR | MISO_W | PJM_ROR | Internal | Summer | B10 | 1262 | 773 | 0 | 58.75 | 56.77 | 2 | 0
2015 | MISO_W_2_PJM_ROR | MISO_W | PJM_ROR | Internal | Winter | B16 | 25 | 773 | 0 | 82.3 | 82.85 | 2 | 0
2015 | MISO_W_2_PJM_ROR | MISO_W | PJM_ROR | Internal | Winter | B17 | 100 | 773 | 773 | 78.29 | 80.3 | 2 | 0.01
2015 | MISO_W_2_PJM_ROR | MISO_W | PJM_ROR | Internal | Winter | B18 | 400 | 773 | 0 | 75.69 | 76.35 | 2 | 0
2015 | MISO_W_2_PJM_ROR | MISO_W | PJM_ROR | Internal | Winter | B19 | 700 | 773 | 0 | 73.86 | 71.87 | 2 | 0
2015 | MISO_W_2_PJM_ROR | MISO_W | PJM_ROR | Internal | Winter | B20 | 935 | 773 | 0 | 60.71 | 60.16 | 2 | 0
2015 | MISO_W_2_SPP_N | MISO_W | SPP_N | Internal | Shoulder | B11 | 25 | 3200 | 2194.36 | 79.74 | 86.74 | 7 | 0
2015 | MISO_W_2_SPP_N | MISO_W | SPP_N | Internal | Shoulder | B12 | 200 | 3200 | 0 | 75.2 | 76.39 | 7 | 0
2015 | MISO_W_2_SPP_N | MISO_W | SPP_N | Internal | Shoulder | B13 | 600 | 3200 | 0 | 72.79 | 76.16 | 7 | 0
2015 | MISO_W_2_SPP_N | MISO_W | SPP_N | Internal | Shoulder | B14 | 900 | 3200 | 0 | 72.09 | 75.99 | 7 | 0
2015 | MISO_W_2_SPP_N | MISO_W | SPP_N | Internal | Shoulder | B15 | 1203 | 3200 | 1455.07 | 63.08 | 70.08 | 7 | 0
2015 | MISO_W_2_SPP_N | MISO_W | SPP_N | Internal | Summer | B1 | 10 | 3200 | 0 | 121.42 | 122.39 | 7 | 0
2015 | MISO_W_2_SPP_N | MISO_W | SPP_N | Internal | Summer | B2 | 25 | 3200 | 0 | 118.03 | 122.39 | 7 | 0
2015 | MISO_W_2_SPP_N | MISO_W | SPP_N | Internal | Summer | B3 | 75 | 3200 | 0 | 118.02 | 119.78 | 7 | 0
2015 | MISO_W_2_SPP_N | MISO_W | SPP_N | Internal | Summer | B4 | 100 | 3200 | 1158.45 | 101.72 | 108.72 | 7 | 0
2015 | MISO_W_2_SPP_N | MISO_W | SPP_N | Internal | Summer | B5 | 200 | 3200 | 230.08 | 82.53 | 89.53 | 7 | 0
2015 | MISO_W_2_SPP_N | MISO_W | SPP_N | Internal | Summer | B6 | 300 | 3200 | 364.92 | 74.63 | 81.63 | 7 | 0
2015 | MISO_W_2_SPP_N | MISO_W | SPP_N | Internal | Summer | B7 | 400 | 3200 | 0 | 72.09 | 78.38 | 7 | 0
2015 | MISO_W_2_SPP_N | MISO_W | SPP_N | Internal | Summer | B8 | 500 | 3200 | 741.26 | 67.89 | 74.89 | 7 | 0
2015 | MISO_W_2_SPP_N | MISO_W | SPP_N | Internal | Summer | B9 | 800 | 3200 | 2304.15 | 67.07 | 74.07 | 7 | 0
2015 | MISO_W_2_SPP_N | MISO_W | SPP_N | Internal | Summer | B10 | 1262 | 3200 | 578.43 | 58.75 | 65.75 | 7 | 0
2015 | MISO_W_2_SPP_N | MISO_W | SPP_N | Internal | Winter | B16 | 25 | 3200 | 0 | 82.3 | 82.31 | 7 | 0
2015 | MISO_W_2_SPP_N | MISO_W | SPP_N | Internal | Winter | B17 | 100 | 3200 | 0 | 78.29 | 78.64 | 7 | 0
2015 | MISO_W_2_SPP_N | MISO_W | SPP_N | Internal | Winter | B18 | 400 | 3200 | 0 | 75.69 | 78.46 | 7 | 0
2015 | MISO_W_2_SPP_N | MISO_W | SPP_N | Internal | Winter | B19 | 700 | 3200 | 0 | 73.86 | 78.46 | 7 | 0
2015 | MISO_W_2_SPP_N | MISO_W | SPP_N | Internal | Winter | B20 | 935 | 3200 | 0 | 60.71 | 67.37 | 7 | 0
2015 | MISO_WUMS_2_MISO_MI | MISO_WUMS | MISO_MI | Internal | Shoulder | B11 | 25 | 1422 | 410.55 | 79.73 | 79.74 | 0.01 | 0
2015 | MISO_WUMS_2_MISO_MI | MISO_WUMS | MISO_MI | Internal | Shoulder | B12 | 200 | 1422 | 1080.42 | 75.21 | 75.22 | 0.01 | 0
2015 | MISO_WUMS_2_MISO_MI | MISO_WUMS | MISO_MI | Internal | Shoulder | B13 | 600 | 1422 | 701.75 | 72.8 | 72.81 | 0.01 | 0
2015 | MISO_WUMS_2_MISO_MI | MISO_WUMS | MISO_MI | Internal | Shoulder | B14 | 900 | 1422 | 0 | 72.11 | 72.11 | 0.01 | 0
2015 | MISO_WUMS_2_MISO_MI | MISO_WUMS | MISO_MI | Internal | Shoulder | B15 | 1203 | 1422 | 0 | 63.08 | 63.07 | 0.01 | 0
2015 | MISO_WUMS_2_MISO_MI | MISO_WUMS | MISO_MI | Internal | Summer | B1 | 10 | 1422 | 467.66 | 122.5 | 122.51 | 0.01 | 0
2015 | MISO_WUMS_2_MISO_MI | MISO_WUMS | MISO_MI | Internal | Summer | B2 | 25 | 1422 | 0 | 118.04 | 118.03 | 0.01 | 0
2015 | MISO_WUMS_2_MISO_MI | MISO_WUMS | MISO_MI | Internal | Summer | B3 | 75 | 1422 | 0 | 118 | 117.99 | 0.01 | 0
2015 | MISO_WUMS_2_MISO_MI | MISO_WUMS | MISO_MI | Internal | Summer | B4 | 100 | 1422 | 0 | 101.71 | 101.71 | 0.01 | 0
2015 | MISO_WUMS_2_MISO_MI | MISO_WUMS | MISO_MI | Internal | Summer | B5 | 200 | 1422 | 482.86 | 82.52 | 82.53 | 0.01 | 0
2015 | MISO_WUMS_2_MISO_MI | MISO_WUMS | MISO_MI | Internal | Summer | B6 | 300 | 1422 | 1422 | 74.64 | 74.66 | 0.01 | 0.01
2015 | MISO_WUMS_2_MISO_MI | MISO_WUMS | MISO_MI | Internal | Summer | B7 | 400 | 1422 | 569.83 | 72.08 | 72.09 | 0.01 | 0
2015 | MISO_WUMS_2_MISO_MI | MISO_WUMS | MISO_MI | Internal | Summer | B8 | 500 | 1422 | 0 | 67.9 | 67.9 | 0.01 | 0
2015 | MISO_WUMS_2_MISO_MI | MISO_WUMS | MISO_MI | Internal | Summer | B9 | 800 | 1422 | 0 | 67.06 | 67.06 | 0.01 | 0
2015 | MISO_WUMS_2_MISO_MI | MISO_WUMS | MISO_MI | Internal | Summer | B10 | 1262 | 1422 | 0 | 58.77 | 58.76 | 0.01 | 0
2015 | MISO_WUMS_2_MISO_MI | MISO_WUMS | MISO_MI | Internal | Winter | B16 | 25 | 1422 | 1271.41 | 82.3 | 82.31 | 0.01 | 0
2015 | MISO_WUMS_2_MISO_MI | MISO_WUMS | MISO_MI | Internal | Winter | B17 | 100 | 1422 | 291.28 | 78.3 | 78.32 | 0.01 | 0
2015 | MISO_WUMS_2_MISO_MI | MISO_WUMS | MISO_MI | Internal | Winter | B18 | 400 | 1422 | 1285.49 | 75.67 | 75.69 | 0.01 | 0
2015 | MISO_WUMS_2_MISO_MI | MISO_WUMS | MISO_MI | Internal | Winter | B19 | 700 | 1422 | 0 | 73.87 | 73.87 | 0.01 | 0
2015 | MISO_WUMS_2_MISO_MI | MISO_WUMS | MISO_MI | Internal | Winter | B20 | 935 | 1422 | 0 | 60.72 | 60.72 | 0.01 | 0
2015 | MISO_WUMS_2_MISO_W | MISO_WUMS | MISO_W | Internal | Shoulder | B11 | 25 | 1240 | 414.23 | 79.73 | 79.74 | 0.01 | 0
2015 | MISO_WUMS_2_MISO_W | MISO_WUMS | MISO_W | Internal | Shoulder | B12 | 200 | 1240 | 0 | 75.21 | 75.2 | 0.01 | 0
2015 | MISO_WUMS_2_MISO_W | MISO_WUMS | MISO_W | Internal | Shoulder | B13 | 600 | 1240 | 0 | 72.8 | 72.79 | 0.01 | 0
2015 | MISO_WUMS_2_MISO_W | MISO_WUMS | MISO_W | Internal | Shoulder | B14 | 900 | 1240 | 0 | 72.11 | 72.09 | 0.01 | 0
2015 | MISO_WUMS_2_MISO_W | MISO_WUMS | MISO_W | Internal | Shoulder | B15 | 1203 | 1240 | 0 | 63.08 | 63.08 | 0.01 | 0
2015 | MISO_WUMS_2_MISO_W | MISO_WUMS | MISO_W | Internal | Summer | B1 | 10 | 1240 | 0 | 122.5 | 121.42 | 0.01 | 0
2015 | MISO_WUMS_2_MISO_W | MISO_WUMS | MISO_W | Internal | Summer | B2 | 25 | 1240 | 0 | 118.04 | 118.03 | 0.01 | 0
2015 | MISO_WUMS_2_MISO_W | MISO_WUMS | MISO_W | Internal | Summer | B3 | 75 | 1240 | 129.54 | 118 | 118.02 | 0.01 | 0
2015 | MISO_WUMS_2_MISO_W | MISO_WUMS | MISO_W | Internal | Summer | B4 | 100 | 1240 | 555.92 | 101.71 | 101.72 | 0.01 | 0
2015 | MISO_WUMS_2_MISO_W | MISO_WUMS | MISO_W | Internal | Summer | B5 | 200 | 1240 | 0 | 82.52 | 82.53 | 0.01 | 0
2015 | MISO_WUMS_2_MISO_W | MISO_WUMS | MISO_W | Internal | Summer | B6 | 300 | 1240 | 0 | 74.64 | 74.63 | 0.01 | 0
2015 | MISO_WUMS_2_MISO_W | MISO_WUMS | MISO_W | Internal | Summer | B7 | 400 | 1240 | 682.55 | 72.08 | 72.09 | 0.01 | 0
2015 | MISO_WUMS_2_MISO_W | MISO_WUMS | MISO_W | Internal | Summer | B8 | 500 | 1240 | 0 | 67.9 | 67.89 | 0.01 | 0
2015 | MISO_WUMS_2_MISO_W | MISO_WUMS | MISO_W | Internal | Summer | B9 | 800 | 1240 | 226.14 | 67.06 | 67.07 | 0.01 | 0
2015 | MISO_WUMS_2_MISO_W | MISO_WUMS | MISO_W | Internal | Summer | B10 | 1262 | 1240 | 0 | 58.77 | 58.75 | 0.01 | 0
2015 | MISO_WUMS_2_MISO_W | MISO_WUMS | MISO_W | Internal | Winter | B16 | 25 | 1240 | 0 | 82.3 | 82.3 | 0.01 | 0
2015 | MISO_WUMS_2_MISO_W | MISO_WUMS | MISO_W | Internal | Winter | B17 | 100 | 1240 | 0 | 78.3 | 78.29 | 0.01 | 0
2015 | MISO_WUMS_2_MISO_W | MISO_WUMS | MISO_W | Internal | Winter | B18 | 400 | 1240 | 283.5 | 75.67 | 75.69 | 0.01 | 0
2015 | MISO_WUMS_2_MISO_W | MISO_WUMS | MISO_W | Internal | Winter | B19 | 700 | 1240 | 0 | 73.87 | 73.86 | 0.01 | 0
2015 | MISO_WUMS_2_MISO_W | MISO_WUMS | MISO_W | Internal | Winter | B20 | 935 | 1240 | 0 | 60.72 | 60.71 | 0.01 | 0
2015 | MISO_WUMS_2_PJM_ROR | MISO_WUMS | PJM_ROR | Internal | Shoulder | B11 | 25 | 1600 | 0 | 79.73 | 77.74 | 2 | 0
2015 | MISO_WUMS_2_PJM_ROR | MISO_WUMS | PJM_ROR | Internal | Shoulder | B12 | 200 | 1600 | 223.25 | 75.21 | 77.21 | 2 | 0
2015 | MISO_WUMS_2_PJM_ROR | MISO_WUMS | PJM_ROR | Internal | Shoulder | B13 | 600 | 1600 | 0 | 72.8 | 73.7 | 2 | 0
2015 | MISO_WUMS_2_PJM_ROR | MISO_WUMS | PJM_ROR | Internal | Shoulder | B14 | 900 | 1600 | 0 | 72.11 | 70.8 | 2 | 0
2015 | MISO_WUMS_2_PJM_ROR | MISO_WUMS | PJM_ROR | Internal | Shoulder | B15 | 1203 | 1600 | 0 | 63.08 | 61.69 | 2 | 0
2015 | MISO_WUMS_2_PJM_ROR | MISO_WUMS | PJM_ROR | Internal | Summer | B1 | 10 | 1600 | 0 | 122.5 | 123.42 | 2 | 0
2015 | MISO_WUMS_2_PJM_ROR | MISO_WUMS | PJM_ROR | Internal | Summer | B2 | 25 | 1600 | 0 | 118.04 | 119.18 | 2 | 0
2015 | MISO_WUMS_2_PJM_ROR | MISO_WUMS | PJM_ROR | Internal | Summer | B3 | 75 | 1600 | 0 | 118 | 119.18 | 2 | 0
2015 | MISO_WUMS_2_PJM_ROR | MISO_WUMS | PJM_ROR | Internal | Summer | B4 | 100 | 1600 | 0 | 101.71 | 99.71 | 2 | 0
2015 | MISO_WUMS_2_PJM_ROR | MISO_WUMS | PJM_ROR | Internal | Summer | B5 | 200 | 1600 | 0 | 82.52 | 80.55 | 2 | 0
2015 | MISO_WUMS_2_PJM_ROR | MISO_WUMS | PJM_ROR | Internal | Summer | B6 | 300 | 1600 | 0 | 74.64 | 76.14 | 2 | 0
2015 | MISO_WUMS_2_PJM_ROR | MISO_WUMS | PJM_ROR | Internal | Summer | B7 | 400 | 1600 | 0 | 72.08 | 73.91 | 2 | 0
2015 | MISO_WUMS_2_PJM_ROR | MISO_WUMS | PJM_ROR | Internal | Summer | B8 | 500 | 1600 | 0 | 67.9 | 69.81 | 2 | 0
2015 | MISO_WUMS_2_PJM_ROR | MISO_WUMS | PJM_ROR | Internal | Summer | B9 | 800 | 1600 | 0 | 67.06 | 65.06 | 2 | 0
2015 | MISO_WUMS_2_PJM_ROR | MISO_WUMS | PJM_ROR | Internal | Summer | B10 | 1262 | 1600 | 0 | 58.77 | 56.77 | 2 | 0
2015 | MISO_WUMS_2_PJM_ROR | MISO_WUMS | PJM_ROR | Internal | Winter | B16 | 25 | 1600 | 0 | 82.3 | 82.85 | 2 | 0
2015 | MISO_WUMS_2_PJM_ROR | MISO_WUMS | PJM_ROR | Internal | Winter | B17 | 100 | 1600 | 1264.94 | 78.3 | 80.3 | 2 | 0
2015 | MISO_WUMS_2_PJM_ROR | MISO_WUMS | PJM_ROR | Internal | Winter | B18 | 400 | 1600 | 0 | 75.67 | 76.35 | 2 | 0
2015 | MISO_WUMS_2_PJM_ROR | MISO_WUMS | PJM_ROR | Internal | Winter | B19 | 700 | 1600 | 0 | 73.87 | 71.87 | 2 | 0
2015 | MISO_WUMS_2_PJM_ROR | MISO_WUMS | PJM_ROR | Internal | Winter | B20 | 935 | 1600 | 0 | 60.72 | 60.16 | 2 | 0
2015 | NE_2_SPP_N | NE | SPP_N | Internal | Shoulder | B11 | 25 | 1802 | 1802 | 79.74 | 86.74 | 0.01 | 6.99
2015 | NE_2_SPP_N | NE | SPP_N | Internal | Shoulder | B12 | 200 | 1802 | 1802 | 75.2 | 76.39 | 0.01 | 1.18
2015 | NE_2_SPP_N | NE | SPP_N | Internal | Shoulder | B13 | 600 | 1802 | 1802 | 75.2 | 76.16 | 0.01 | 0.95
2015 | NE_2_SPP_N | NE | SPP_N | Internal | Shoulder | B14 | 900 | 1802 | 1802 | 75.2 | 75.99 | 0.01 | 0.77
2015 | NE_2_SPP_N | NE | SPP_N | Internal | Shoulder | B15 | 1203 | 1802 | 1802 | 66.06 | 70.08 | 0.01 | 4
2015 | NE_2_SPP_N | NE | SPP_N | Internal | Summer | B1 | 10 | 1802 | 1802 | 121.42 | 122.39 | 0.01 | 0.96
2015 | NE_2_SPP_N | NE | SPP_N | Internal | Summer | B2 | 25 | 1802 | 1802 | 118.99 | 122.39 | 0.01 | 3.39
2015 | NE_2_SPP_N | NE | SPP_N | Internal | Summer | B3 | 75 | 1802 | 1802 | 118.99 | 119.78 | 0.01 | 0.78
2015 | NE_2_SPP_N | NE | SPP_N | Internal | Summer | B4 | 100 | 1802 | 1802 | 106.94 | 108.72 | 0.01 | 1.76
2015 | NE_2_SPP_N | NE | SPP_N | Internal | Summer | B5 | 200 | 1802 | 1644.02 | 89.52 | 89.53 | 0.01 | 0
2015 | NE_2_SPP_N | NE | SPP_N | Internal | Summer | B6 | 300 | 1802 | 1802 | 79.02 | 81.63 | 0.01 | 2.6
2015 | NE_2_SPP_N | NE | SPP_N | Internal | Summer | B7 | 400 | 1802 | 1802 | 73.99 | 78.38 | 0.01 | 4.38
2015 | NE_2_SPP_N | NE | SPP_N | Internal | Summer | B8 | 500 | 1802 | 1802 | 67.89 | 74.89 | 0.01 | 6.99
2015 | NE_2_SPP_N | NE | SPP_N | Internal | Summer | B9 | 800 | 1802 | 1802 | 67.89 | 74.07 | 0.01 | 6.17
2015 | NE_2_SPP_N | NE | SPP_N | Internal | Summer | B10 | 1262 | 1802 | 1802 | 62.77 | 65.75 | 0.01 | 2.97
2015 | NE_2_SPP_N | NE | SPP_N | Internal | Winter | B16 | 25 | 1802 | 1572.38 | 82.3 | 82.31 | 0.01 | 0
2015 | NE_2_SPP_N | NE | SPP_N | Internal | Winter | B17 | 100 | 1802 | 1802 | 78.29 | 78.64 | 0.01 | 0.33
2015 | NE_2_SPP_N | NE | SPP_N | Internal | Winter | B18 | 400 | 1802 | 1802 | 78.06 | 78.46 | 0.01 | 0.38
2015 | NE_2_SPP_N | NE | SPP_N | Internal | Winter | B19 | 700 | 1802 | 1802 | 78.06 | 78.46 | 0.01 | 0.38
2015 | NE_2_SPP_N | NE | SPP_N | Internal | Winter | B20 | 935 | 1802 | 1802 | 62.73 | 67.37 | 0.01 | 4.63
2015 | NEISO_2_NYISO_A-F | NEISO | NYISO_A-F | Internal | Shoulder | B11 | 25 | 600 | 0 | 74.56 | 76.55 | 3 | 0
2015 | NEISO_2_NYISO_A-F | NEISO | NYISO_A-F | Internal | Shoulder | B12 | 200 | 600 | 0 | 74.56 | 76.55 | 3 | 0
2015 | NEISO_2_NYISO_A-F | NEISO | NYISO_A-F | Internal | Shoulder | B13 | 600 | 600 | 0 | 74.41 | 75.62 | 3 | 0
2015 | NEISO_2_NYISO_A-F | NEISO | NYISO_A-F | Internal | Shoulder | B14 | 900 | 600 | 0 | 72.74 | 75.62 | 3 | 0
2015 | NEISO_2_NYISO_A-F | NEISO | NYISO_A-F | Internal | Shoulder | B15 | 1203 | 600 | 0 | 71.62 | 68.61 | 3 | 0
2015 | NEISO_2_NYISO_A-F | NEISO | NYISO_A-F | Internal | Summer | B1 | 10 | 600 | 0 | 114.26 | 117.24 | 3 | 0
2015 | NEISO_2_NYISO_A-F | NEISO | NYISO_A-F | Internal | Summer | B2 | 25 | 600 | 159.11 | 108.19 | 111.19 | 3 | 0
2015 | NEISO_2_NYISO_A-F | NEISO | NYISO_A-F | Internal | Summer | B3 | 75 | 600 | 600 | 98.19 | 105.39 | 3 | 4.2
2015 | NEISO_2_NYISO_A-F | NEISO | NYISO_A-F | Internal | Summer | B4 | 100 | 600 | 600 | 71.86 | 91.69 | 3 | 16.83
2015 | NEISO_2_NYISO_A-F | NEISO | NYISO_A-F | Internal | Summer | B5 | 200 | 600 | 468.13 | 71.86 | 74.86 | 3 | 0
2015 | NEISO_2_NYISO_A-F | NEISO | NYISO_A-F | Internal | Summer | B6 | 300 | 600 | 0 | 71.86 | 74.85 | 3 | 0
2015 | NEISO_2_NYISO_A-F | NEISO | NYISO_A-F | Internal | Summer | B7 | 400 | 600 | 0 | 71.86 | 74.84 | 3 | 0
2015 | NEISO_2_NYISO_A-F | NEISO | NYISO_A-F | Internal | Summer | B8 | 500 | 600 | 0 | 71.86 | 73.97 | 3 | 0
2015 | NEISO_2_NYISO_A-F | NEISO | NYISO_A-F | Internal | Summer | B9 | 800 | 600 | 0 | 71.86 | 68.86 | 3 | 0
2015 | NEISO_2_NYISO_A-F | NEISO | NYISO_A-F | Internal | Summer | B10 | 1262 | 600 | 0 | 71.86 | 68.85 | 3 | 0
2015 | NEISO_2_NYISO_A-F | NEISO | NYISO_A-F | Internal | Winter | B16 | 25 | 600 | 0 | 82.95 | 80.43 | 3 | 0
2015 | NEISO_2_NYISO_A-F | NEISO | NYISO_A-F | Internal | Winter | B17 | 100 | 600 | 0 | 82.95 | 80.43 | 3 | 0
2015 | NEISO_2_NYISO_A-F | NEISO | NYISO_A-F | Internal | Winter | B18 | 400 | 600 | 0 | 82.95 | 79.95 | 3 | 0
2015 | NEISO_2_NYISO_A-F | NEISO | NYISO_A-F | Internal | Winter | B19 | 700 | 600 | 0 | 80.9 | 77.88 | 3 | 0
2015 | NEISO_2_NYISO_A-F | NEISO | NYISO_A-F | Internal | Winter | B20 | 935 | 600 | 0 | 74.41 | 69.43 | 3 | 0
2015 | NEISO_2_NYISO_G-I | NEISO | NYISO_G-I | Internal | Shoulder | B11 | 25 | 600 | 0 | 74.56 | 76.56 | 3 | 0
2015 | NEISO_2_NYISO_G-I | NEISO | NYISO_G-I | Internal | Shoulder | B12 | 200 | 600 | 0 | 74.56 | 76.56 | 3 | 0
2015 | NEISO_2_NYISO_G-I | NEISO | NYISO_G-I | Internal | Shoulder | B13 | 600 | 600 | 0 | 74.41 | 75.63 | 3 | 0
2015 | NEISO_2_NYISO_G-I | NEISO | NYISO_G-I | Internal | Shoulder | B14 | 900 | 600 | 0 | 72.74 | 75.63 | 3 | 0
2015 | NEISO_2_NYISO_G-I | NEISO | NYISO_G-I | Internal | Shoulder | B15 | 1203 | 600 | 0 | 71.62 | 68.62 | 3 | 0
2015 | NEISO_2_NYISO_G-I | NEISO | NYISO_G-I | Internal | Summer | B1 | 10 | 600 | 0 | 114.26 | 117.25 | 3 | 0
2015 | NEISO_2_NYISO_G-I | NEISO | NYISO_G-I | Internal | Summer | B2 | 25 | 600 | 600 | 108.19 | 111.2 | 3 | 0.01
2015 | NEISO_2_NYISO_G-I | NEISO | NYISO_G-I | Internal | Summer | B3 | 75 | 600 | 600 | 98.19 | 105.41 | 3 | 4.22
2015 | NEISO_2_NYISO_G-I | NEISO | NYISO_G-I | Internal | Summer | B4 | 100 | 600 | 600 | 71.86 | 91.71 | 3 | 16.84
2015 | NEISO_2_NYISO_G-I | NEISO | NYISO_G-I | Internal | Summer | B5 | 200 | 600 | 600 | 71.86 | 74.87 | 3 | 0.01
2015 | NEISO_2_NYISO_G-I | NEISO | NYISO_G-I | Internal | Summer | B6 | 300 | 600 | 537.62 | 71.86 | 74.86 | 3 | 0
2015 | NEISO_2_NYISO_G-I | NEISO | NYISO_G-I | Internal | Summer | B7 | 400 | 600 | 0 | 71.86 | 74.85 | 3 | 0
2015 | NEISO_2_NYISO_G-I | NEISO | NYISO_G-I | Internal | Summer | B8 | 500 | 600 | 0 | 71.86 | 73.99 | 3 | 0
2015 | NEISO_2_NYISO_G-I | NEISO | NYISO_G-I | Internal | Summer | B9 | 800 | 600 | 0 | 71.86 | 71.08 | 3 | 0
2015 | NEISO_2_NYISO_G-I | NEISO | NYISO_G-I | Internal | Summer | B10 | 1262 | 600 | 0 | 71.86 | 68.86 | 3 | 0
2015 | NEISO_2_NYISO_G-I | NEISO | NYISO_G-I | Internal | Winter | B16 | 25 | 600 | 0 | 82.95 | 83.56 | 3 | 0
2015 | NEISO_2_NYISO_G-I | NEISO | NYISO_G-I | Internal | Winter | B17 | 100 | 600 | 0 | 82.95 | 83.56 | 3 | 0
2015 | NEISO_2_NYISO_G-I | NEISO | NYISO_G-I | Internal | Winter | B18 | 400 | 600 | 0 | 82.95 | 82.37 | 3 | 0
2015 | NEISO_2_NYISO_G-I | NEISO | NYISO_G-I | Internal | Winter | B19 | 700 | 600 | 0 | 80.9 | 77.9 | 3 | 0
2015 | NEISO_2_NYISO_G-I | NEISO | NYISO_G-I | Internal | Winter | B20 | 935 | 600 | 0 | 74.41 | 69.44 | 3 | 0
2015 | NEISO_2_NYISO_J-K | NEISO | NYISO_J-K | Internal | Shoulder | B11 | 25 | 777 | 0 | 74.56 | 76.58 | 3 | 0
2015 | NEISO_2_NYISO_J-K | NEISO | NYISO_J-K | Internal | Shoulder | B12 | 200 | 777 | 0 | 74.56 | 76.58 | 3 | 0
2015 | NEISO_2_NYISO_J-K | NEISO | NYISO_J-K | Internal | Shoulder | B13 | 600 | 777 | 0 | 74.41 | 75.64 | 3 | 0
2015 | NEISO_2_NYISO_J-K | NEISO | NYISO_J-K | Internal | Shoulder | B14 | 900 | 777 | 0 | 72.74 | 75.64 | 3 | 0
2015 | NEISO_2_NYISO_J-K | NEISO | NYISO_J-K | Internal | Shoulder | B15 | 1203 | 777 | 0 | 71.62 | 68.63 | 3 | 0
2015 | NEISO_2_NYISO_J-K | NEISO | NYISO_J-K | Internal | Summer | B1 | 10 | 777 | 508.93 | 114.26 | 117.26 | 3 | 0
2015 | NEISO_2_NYISO_J-K | NEISO | NYISO_J-K | Internal | Summer | B2 | 25 | 777 | 777 | 108.19 | 111.21 | 3 | 0.02
2015 | NEISO_2_NYISO_J-K | NEISO | NYISO_J-K | Internal | Summer | B3 | 75 | 777 | 777 | 98.19 | 105.42 | 3 | 4.23
2015 | NEISO_2_NYISO_J-K | NEISO | NYISO_J-K | Internal | Summer | B4 | 100 | 777 | 777 | 71.86 | 103.75 | 3 | 28.88
2015 | NEISO_2_NYISO_J-K | NEISO | NYISO_J-K | Internal | Summer | B5 | 200 | 777 | 777 | 71.86 | 77.47 | 3 | 2.61
2015 | NEISO_2_NYISO_J-K | NEISO | NYISO_J-K | Internal | Summer | B6 | 300 | 777 | 777 | 71.86 | 77.47 | 3 | 2.61
2015 | NEISO_2_NYISO_J-K | NEISO | NYISO_J-K | Internal | Summer | B7 | 400 | 777 | 130.56 | 71.86 | 74.86 | 3 | 0
2015 | NEISO_2_NYISO_J-K | NEISO | NYISO_J-K | Internal | Summer | B8 | 500 | 777 | 0 | 71.86 | 74 | 3 | 0
2015 | NEISO_2_NYISO_J-K | NEISO | NYISO_J-K | Internal | Summer | B9 | 800 | 777 | 0 | 71.86 | 72.76 | 3 | 0
2015 | NEISO_2_NYISO_J-K | NEISO | NYISO_J-K | Internal | Summer | B10 | 1262 | 777 | 0 | 71.86 | 68.87 | 3 | 0
2015 | NEISO_2_NYISO_J-K | NEISO | NYISO_J-K | Internal | Winter | B16 | 25 | 777 | 2.6 | 82.95 | 85.95 | 3 | 0
2015 | NEISO_2_NYISO_J-K | NEISO | NYISO_J-K | Internal | Winter | B17 | 100 | 777 | 0 | 82.95 | 85.8 | 3 | 0
2015 | NEISO_2_NYISO_J-K | NEISO | NYISO_J-K | Internal | Winter | B18 | 400 | 777 | 0 | 82.95 | 85.8 | 3 | 0
2015 | NEISO_2_NYISO_J-K | NEISO | NYISO_J-K | Internal | Winter | B19 | 700 | 777 | 290.99 | 80.9 | 83.9 | 3 | 0
2015 | NEISO_2_NYISO_J-K | NEISO | NYISO_J-K | Internal | Winter | B20 | 935 | 777 | 0 | 74.41 | 69.45 | 3 | 0
2015 | NonRTO_Midwest_2_MISO_IN | NonRTO_Midwest | MISO_IN | Internal | Shoulder | B11 | 25 | 4450 | 0 | 87.75 | 79.75 | 8 | 0
2015 | NonRTO_Midwest_2_MISO_IN | NonRTO_Midwest | MISO_IN | Internal | Shoulder | B12 | 200 | 4450 | 0 | 83.22 | 75.22 | 8 | 0
2015 | NonRTO_Midwest_2_MISO_IN | NonRTO_Midwest | MISO_IN | Internal | Shoulder | B13 | 600 | 4450 | 0 | 80.8 | 72.8 | 8 | 0
2015 | NonRTO_Midwest_2_MISO_IN | NonRTO_Midwest | MISO_IN | Internal | Shoulder | B14 | 900 | 4450 | 0 | 68.8 | 72.09 | 8 | 0
2015 | NonRTO_Midwest_2_MISO_IN | NonRTO_Midwest | MISO_IN | Internal | Shoulder | B15 | 1203 | 4450 | 0 | 59.69 | 63.07 | 8 | 0
2015 | NonRTO_Midwest_2_MISO_IN | NonRTO_Midwest | MISO_IN | Internal | Summer | B1 | 10 | 4450 | 0 | 125.95 | 122.52 | 8 | 0
2015 | NonRTO_Midwest_2_MISO_IN | NonRTO_Midwest | MISO_IN | Internal | Summer | B2 | 25 | 4450 | 0 | 125.95 | 118.04 | 8 | 0
2015 | NonRTO_Midwest_2_MISO_IN | NonRTO_Midwest | MISO_IN | Internal | Summer | B3 | 75 | 4450 | 0 | 125.95 | 118.04 | 8 | 0
2015 | NonRTO_Midwest_2_MISO_IN | NonRTO_Midwest | MISO_IN | Internal | Summer | B4 | 100 | 4450 | 0 | 109.72 | 101.72 | 8 | 0
2015 | NonRTO_Midwest_2_MISO_IN | NonRTO_Midwest | MISO_IN | Internal | Summer | B5 | 200 | 4450 | 0 | 90.55 | 82.55 | 8 | 0
2015 | NonRTO_Midwest_2_MISO_IN | NonRTO_Midwest | MISO_IN | Internal | Summer | B6 | 300 | 4450 | 0 | 80.57 | 74.65 | 8 | 0
2015 | NonRTO_Midwest_2_MISO_IN | NonRTO_Midwest | MISO_IN | Internal | Summer | B7 | 400 | 4450 | 0 | 68.66 | 72.09 | 8 | 0
2015 | NonRTO_Midwest_2_MISO_IN | NonRTO_Midwest | MISO_IN | Internal | Summer | B8 | 500 | 4450 | 0 | 67.81 | 67.89 | 8 | 0
2015 | NonRTO_Midwest_2_MISO_IN | NonRTO_Midwest | MISO_IN | Internal | Summer | B9 | 800 | 4450 | 0 | 63.06 | 67.05 | 8 | 0
2015 | NonRTO_Midwest_2_MISO_IN | NonRTO_Midwest | MISO_IN | Internal | Summer | B10 | 1262 | 4450 | 0 | 58 | 58.75 | 8 | 0
2015 | NonRTO_Midwest_2_MISO_IN | NonRTO_Midwest | MISO_IN | Internal | Winter | B16 | 25 | 4450 | 0 | 90.32 | 82.32 | 8 | 0
2015 | NonRTO_Midwest_2_MISO_IN | NonRTO_Midwest | MISO_IN | Internal | Winter | B17 | 100 | 4450 | 0 | 86.32 | 78.32 | 8 | 0
2015 | NonRTO_Midwest_2_MISO_IN | NonRTO_Midwest | MISO_IN | Internal | Winter | B18 | 400 | 4450 | 0 | 83.7 | 75.7 | 8 | 0
2015 | NonRTO_Midwest_2_MISO_IN | NonRTO_Midwest | MISO_IN | Internal | Winter | B19 | 700 | 4450 | 0 | 69.87 | 73.86 | 8 | 0
2015 | NonRTO_Midwest_2_MISO_IN | NonRTO_Midwest | MISO_IN | Internal | Winter | B20 | 935 | 4450 | 0 | 58.85 | 60.7 | 8 | 0
2015 | NonRTO_Midwest_2_TVA_Transmission | NonRTO_Midwest | TVA_Transmission | Internal | Shoulder | B11 | 25 | 2400 | 0 | 87.75 | 82.49 | 8 | 0
2015 | NonRTO_Midwest_2_TVA_Transmission | NonRTO_Midwest | TVA_Transmission | Internal | Shoulder | B12 | 200 | 2400 | 0 | 83.22 | 80.07 | 8 | 0
2015 | NonRTO_Midwest_2_TVA_Transmission | NonRTO_Midwest | TVA_Transmission | Internal | Shoulder | B13 | 600 | 2400 | 0 | 80.8 | 77.99 | 8 | 0
2015 | NonRTO_Midwest_2_TVA_Transmission | NonRTO_Midwest | TVA_Transmission | Internal | Shoulder | B14 | 900 | 2400 | 312.72 | 68.8 | 76.8 | 8 | 0
2015 | NonRTO_Midwest_2_TVA_Transmission | NonRTO_Midwest | TVA_Transmission | Internal | Shoulder | B15 | 1203 | 2400 | 584.04 | 59.69 | 67.69 | 8 | 0
2015 | NonRTO_Midwest_2_TVA_Transmission | NonRTO_Midwest | TVA_Transmission | Internal | Summer | B1 | 10 | 2400 | 0 | 125.95 | 129.42 | 8 | 0
2015 | NonRTO_Midwest_2_TVA_Transmission | NonRTO_Midwest | TVA_Transmission | Internal | Summer | B2 | 25 | 2400 | 0 | 125.95 | 123.99 | 8 | 0
2015 | NonRTO_Midwest_2_TVA_Transmission | NonRTO_Midwest | TVA_Transmission | Internal | Summer | B3 | 75 | 2400 | 0 | 125.95 | 119.78 | 8 | 0
2015 | NonRTO_Midwest_2_TVA_Transmission | NonRTO_Midwest | TVA_Transmission | Internal | Summer | B4 | 100 | 2400 | 0 | 109.72 | 102.79 | 8 | 0
2015 | NonRTO_Midwest_2_TVA_Transmission | NonRTO_Midwest | TVA_Transmission | Internal | Summer | B5 | 200 | 2400 | 0 | 90.55 | 86.18 | 8 | 0
2015 | NonRTO_Midwest_2_TVA_Transmission | NonRTO_Midwest | TVA_Transmission | Internal | Summer | B6 | 300 | 2400 | 0 | 80.57 | 80.78 | 8 | 0
2015 | NonRTO_Midwest_2_TVA_Transmission | NonRTO_Midwest | TVA_Transmission | Internal | Summer | B7 | 400 | 2400 | 580.9 | 68.66 | 76.66 | 8 | 0
2015 | NonRTO_Midwest_2_TVA_Transmission | NonRTO_Midwest | TVA_Transmission | Internal | Summer | B8 | 500 | 2400 | 1097.42 | 67.81 | 75.81 | 8 | 0
2015 | NonRTO_Midwest_2_TVA_Transmission | NonRTO_Midwest | TVA_Transmission | Internal | Summer | B9 | 800 | 2400 | 1372.3 | 63.06 | 71.06 | 8 | 0
2015 | NonRTO_Midwest_2_TVA_Transmission | NonRTO_Midwest | TVA_Transmission | Internal | Summer | B10 | 1262 | 2400 | 0 | 58 | 62.7 | 8 | 0
2015 | NonRTO_Midwest_2_TVA_Transmission | NonRTO_Midwest | TVA_Transmission | Internal | Winter | B16 | 25 | 2400 | 0 | 90.32 | 88.85 | 8 | 0
2015 | NonRTO_Midwest_2_TVA_Transmission | NonRTO_Midwest | TVA_Transmission | Internal | Winter | B17 | 100 | 2400 | 0 | 86.32 | 84.08 | 8 | 0
2015 | NonRTO_Midwest_2_TVA_Transmission | NonRTO_Midwest | TVA_Transmission | Internal | Winter | B18 | 400 | 2400 | 0 | 83.7 | 79.55 | 8 | 0
2015 | NonRTO_Midwest_2_TVA_Transmission | NonRTO_Midwest | TVA_Transmission | Internal | Winter | B19 | 700 | 2400 | 313.28 | 69.87 | 77.87 | 8 | 0
2015 | NonRTO_Midwest_2_TVA_Transmission | NonRTO_Midwest | TVA_Transmission | Internal | Winter | B20 | 935 | 2400 | 0 | 58.85 | 66.16 | 8 | 0
2015 | NYISO_A-F_2_IESO | NYISO_A-F | IESO | Internal | Shoulder | B11 | 25 | 1600 | 0 | 76.55 | 56.07 | 7 | 0
2015 | NYISO_A-F_2_IESO | NYISO_A-F | IESO | Internal | Shoulder | B12 | 200 | 1600 | 0 | 76.55 | 56.07 | 7 | 0
2015 | NYISO_A-F_2_IESO | NYISO_A-F | IESO | Internal | Shoulder | B13 | 600 | 1600 | 0 | 75.62 | 56.07 | 7 | 0
2015 | NYISO_A-F_2_IESO | NYISO_A-F | IESO | Internal | Shoulder | B14 | 900 | 1600 | 0 | 75.62 | 56.07 | 7 | 0
2015 | NYISO_A-F_2_IESO | NYISO_A-F | IESO | Internal | Shoulder | B15 | 1203 | 1600 | 0 | 68.61 | 56.07 | 7 | 0
2015 | NYISO_A-F_2_IESO | NYISO_A-F | IESO | Internal | Summer | B1 | 10 | 1600 | 0 | 117.24 | 110.24 | 7 | 0
2015 | NYISO_A-F_2_IESO | NYISO_A-F | IESO | Internal | Summer | B2 | 25 | 1600 | 0 | 111.19 | 104.19 | 7 | 0
2015 | NYISO_A-F_2_IESO | NYISO_A-F | IESO | Internal | Summer | B3 | 75 | 1600 | 0 | 105.39 | 98.39 | 7 | 0
2015 | NYISO_A-F_2_IESO | NYISO_A-F | IESO | Internal | Summer | B4 | 100 | 1600 | 0 | 91.69 | 84.69 | 7 | 0
2015 | NYISO_A-F_2_IESO | NYISO_A-F | IESO | Internal | Summer | B5 | 200 | 1600 | 0 | 74.86 | 58.42 | 7 | 0
2015 | NYISO_A-F_2_IESO | NYISO_A-F | IESO | Internal | Summer | B6 | 300 | 1600 | 0 | 74.85 | 58.42 | 7 | 0
2015 | NYISO_A-F_2_IESO | NYISO_A-F | IESO | Internal | Summer | B7 | 400 | 1600 | 0 | 74.84 | 58.42 | 7 | 0
2015 | NYISO_A-F_2_IESO | NYISO_A-F | IESO | Internal | Summer | B8 | 500 | 1600 | 0 | 73.97 | 52.21 | 7 | 0
2015 | NYISO_A-F_2_IESO | NYISO_A-F | IESO | Internal | Summer | B9 | 800 | 1600 | 0 | 68.86 | 52.21 | 7 | 0
2015 | NYISO_A-F_2_IESO | NYISO_A-F | IESO | Internal | Summer | B10 | 1262 | 1600 | 0 | 68.85 | 52.21 | 7 | 0
2015 | NYISO_A-F_2_IESO | NYISO_A-F | IESO | Internal | Winter | B16 | 25 | 1600 | 0 | 80.43 | 61.45 | 7 | 0
2015 | NYISO_A-F_2_IESO | NYISO_A-F | IESO | Internal | Winter | B17 | 100 | 1600 | 0 | 80.43 | 61.45 | 7 | 0
2015 | NYISO_A-F_2_IESO | NYISO_A-F | IESO | Internal | Winter | B18 | 400 | 1600 | 0 | 79.95 | 61.45 | 7 | 0
2015 | NYISO_A-F_2_IESO | NYISO_A-F | IESO | Internal | Winter | B19 | 700 | 1600 | 0 | 77.88 | 61.45 | 7 | 0
2015 | NYISO_A-F_2_IESO | NYISO_A-F | IESO | Internal | Winter | B20 | 935 | 1600 | 0 | 69.43 | 61.45 | 7 | 0
2015 | NYISO_A-F_2_NEISO | NYISO_A-F | NEISO | Internal | Shoulder | B11 | 25 | 600 | 0 | 76.55 | 74.56 | 3 | 0
2015 | NYISO_A-F_2_NEISO | NYISO_A-F | NEISO | Internal | Shoulder | B12 | 200 | 600 | 0 | 76.55 | 74.56 | 3 | 0
2015 | NYISO_A-F_2_NEISO | NYISO_A-F | NEISO | Internal | Shoulder | B13 | 600 | 600 | 0 | 75.62 | 74.41 | 3 | 0
2015 | NYISO_A-F_2_NEISO | NYISO_A-F | NEISO | Internal | Shoulder | B14 | 900 | 600 | 0 | 75.62 | 72.74 | 3 | 0
2015 | NYISO_A-F_2_NEISO | NYISO_A-F | NEISO | Internal | Shoulder | B15 | 1203 | 600 | 600 | 68.61 | 71.62 | 3 | 0.01
2015 | NYISO_A-F_2_NEISO | NYISO_A-F | NEISO | Internal | Summer | B1 | 10 | 600 | 0 | 117.24 | 114.26 | 3 | 0
2015 | NYISO_A-F_2_NEISO | NYISO_A-F | NEISO | Internal | Summer | B2 | 25 | 600 | 0 | 111.19 | 108.19 | 3 | 0
2015 | NYISO_A-F_2_NEISO | NYISO_A-F | NEISO | Internal | Summer | B3 | 75 | 600 | 0 | 105.39 | 98.19 | 3 | 0
2015 | NYISO_A-F_2_NEISO | NYISO_A-F | NEISO | Internal | Summer | B4 | 100 | 600 | 0 | 91.69 | 71.86 | 3 | 0
2015 | NYISO_A-F_2_NEISO | NYISO_A-F | NEISO | Internal | Summer | B5 | 200 | 600 | 0 | 74.86 | 71.86 | 3 | 0
2015 | NYISO_A-F_2_NEISO | NYISO_A-F | NEISO | Internal | Summer | B6 | 300 | 600 | 0 | 74.85 | 71.86 | 3 | 0
2015 | NYISO_A-F_2_NEISO | NYISO_A-F | NEISO | Internal | Summer | B7 | 400 | 600 | 0 | 74.84 | 71.86 | 3 | 0
2015 | NYISO_A-F_2_NEISO | NYISO_A-F | NEISO | Internal | Summer | B8 | 500 | 600 | 0 | 73.97 | 71.86 | 3 | 0
2015 | NYISO_A-F_2_NEISO | NYISO_A-F | NEISO | Internal | Summer | B9 | 800 | 600 | 205.52 | 68.86 | 71.86 | 3 | 0
2015 | NYISO_A-F_2_NEISO | NYISO_A-F | NEISO | Internal | Summer | B10 | 1262 | 600 | 600 | 68.85 | 71.86 | 3 | 0.01
2015 | NYISO_A-F_2_NEISO | NYISO_A-F | NEISO | Internal | Winter | B16 | 25 | 600 | 0 | 80.43 | 82.95 | 3 | 0
2015 | NYISO_A-F_2_NEISO | NYISO_A-F | NEISO | Internal | Winter | B17 | 100 | 600 | 0 | 80.43 | 82.95 | 3 | 0
2015 | NYISO_A-F_2_NEISO | NYISO_A-F | NEISO | Internal | Winter | B18 | 400 | 600 | 57.34 | 79.95 | 82.95 | 3 | 0
2015 | NYISO_A-F_2_NEISO | NYISO_A-F | NEISO | Internal | Winter | B19 | 700 | 600 | 600 | 77.88 | 80.9 | 3 | 0.01
2015 | NYISO_A-F_2_NEISO | NYISO_A-F | NEISO | Internal | Winter | B20 | 935 | 600 | 600 | 69.43 | 74.41 | 3 | 1.98
2015 | NYISO_A-F_2_NYISO_G-I | NYISO_A-F | NYISO_G-I | Internal | Shoulder | B11 | 25 | 5843 | 5308.41 | 76.55 | 76.56 | 0.01 | 0
2015 | NYISO_A-F_2_NYISO_G-I | NYISO_A-F | NYISO_G-I | Internal | Shoulder | B12 | 200 | 5843 | 4982.81 | 76.55 | 76.56 | 0.01 | 0
2015 | NYISO_A-F_2_NYISO_G-I | NYISO_A-F | NYISO_G-I | Internal | Shoulder | B13 | 600 | 5843 | 5389.05 | 75.62 | 75.63 | 0.01 | 0
2015 | NYISO_A-F_2_NYISO_G-I | NYISO_A-F | NYISO_G-I | Internal | Shoulder | B14 | 900 | 5843 | 5811.51 | 75.62 | 75.63 | 0.01 | 0
2015 | NYISO_A-F_2_NYISO_G-I | NYISO_A-F | NYISO_G-I | Internal | Shoulder | B15 | 1203 | 5843 | 4260.43 | 68.61 | 68.62 | 0.01 | 0
2015 | NYISO_A-F_2_NYISO_G-I | NYISO_A-F | NYISO_G-I | Internal | Summer | B1 | 10 | 5843 | 5010.65 | 117.24 | 117.25 | 0.01 | 0
2015 | NYISO_A-F_2_NYISO_G-I | NYISO_A-F | NYISO_G-I | Internal | Summer | B2 | 25 | 5843 | 4210.47 | 111.19 | 111.2 | 0.01 | 0
2015 | NYISO_A-F_2_NYISO_G-I | NYISO_A-F | NYISO_G-I | Internal | Summer | B3 | 75 | 5843 | 4964.73 | 105.39 | 105.41 | 0.01 | 0
2015 | NYISO_A-F_2_NYISO_G-I | NYISO_A-F | NYISO_G-I | Internal | Summer | B4 | 100 | 5843 | 5216.35 | 91.69 | 91.71 | 0.01 | 0
2015 | NYISO_A-F_2_NYISO_G-I | NYISO_A-F | NYISO_G-I | Internal | Summer | B5 | 200 | 5843 | 4965.82 | 74.86 | 74.87 | 0.01 | 0
2015 | NYISO_A-F_2_NYISO_G-I | NYISO_A-F | NYISO_G-I | Internal | Summer | B6 | 300 | 5843 | 4843.87 | 74.85 | 74.86 | 0.01 | 0
2015 | NYISO_A-F_2_NYISO_G-I | NYISO_A-F | NYISO_G-I | Internal | Summer | B7 | 400 | 5843 | 5128.95 | 74.84 | 74.85 | 0.01 | 0
2015 | NYISO_A-F_2_NYISO_G-I | NYISO_A-F | NYISO_G-I | Internal | Summer | B8 | 500 | 5843 | 5511.42 | 73.97 | 73.99 | 0.01 | 0
2015 | NYISO_A-F_2_NYISO_G-I | NYISO_A-F | NYISO_G-I | Internal | Summer | B9 | 800 | 5843 | 5843 | 68.86 | 71.08 | 0.01 | 2.21
2015 | NYISO_A-F_2_NYISO_G-I | NYISO_A-F | NYISO_G-I | Internal | Summer | B10 | 1262 | 5843 | 4016.74 | 68.85 | 68.86 | 0.01 | 0
2015 | NYISO_A-F_2_NYISO_G-I | NYISO_A-F | NYISO_G-I | Internal | Winter | B16 | 25 | 5843 | 5843 | 80.43 | 83.56 | 0.01 | 3.12
2015 | NYISO_A-F_2_NYISO_G-I | NYISO_A-F | NYISO_G-I | Internal | Winter | B17 | 100 | 5843 | 5843 | 80.43 | 83.56 | 0.01 | 3.12
2015 | NYISO_A-F_2_NYISO_G-I | NYISO_A-F | NYISO_G-I | Internal | Winter | B18 | 400 | 5843 | 5843 | 79.95 | 82.37 | 0.01 | 2.41
2015 | NYISO_A-F_2_NYISO_G-I | NYISO_A-F | NYISO_G-I | Internal | Winter | B19 | 700 | 5843 | 5806.82 | 77.88 | 77.9 | 0.01 | 0
2015 | NYISO_A-F_2_NYISO_G-I | NYISO_A-F | NYISO_G-I | Internal | Winter | B20 | 935 | 5843 | 5537.33 | 69.43 | 69.44 | 0.01 | 0
2015 | NYISO_A-F_2_PJM_ROM | NYISO_A-F | PJM_ROM | Internal | Shoulder | B11 | 25 | 1000 | 0 | 76.55 | 77.75 | 8 | 0
2015 | NYISO_A-F_2_PJM_ROM | NYISO_A-F | PJM_ROM | Internal | Shoulder | B12 | 200 | 1000 | 0 | 76.55 | 77.22 | 8 | 0
2015 | NYISO_A-F_2_PJM_ROM | NYISO_A-F | PJM_ROM | Internal | Shoulder | B13 | 600 | 1000 | 0 | 75.62 | 73.71 | 8 | 0
2015 | NYISO_A-F_2_PJM_ROM | NYISO_A-F | PJM_ROM | Internal | Shoulder | B14 | 900 | 1000 | 0 | 75.62 | 70.81 | 8 | 0
2015 | NYISO_A-F_2_PJM_ROM | NYISO_A-F | PJM_ROM | Internal | Shoulder | B15 | 1203 | 1000 | 0 | 68.61 | 62.61 | 8 | 0
2015 | NYISO_A-F_2_PJM_ROM | NYISO_A-F | PJM_ROM | Internal | Summer | B1 | 10 | 1000 | 0 | 117.24 | 123.43 | 8 | 0
2015 | NYISO_A-F_2_PJM_ROM | NYISO_A-F | PJM_ROM | Internal | Summer | B2 | 25 | 1000 | 503.93 | 111.19 | 119.19 | 8 | 0
2015 | NYISO_A-F_2_PJM_ROM | NYISO_A-F | PJM_ROM | Internal | Summer | B3 | 75 | 1000 | 1000 | 105.39 | 119.16 | 8 | 5.77
2015 | NYISO_A-F_2_PJM_ROM | NYISO_A-F | PJM_ROM | Internal | Summer | B4 | 100 | 1000 | 190.56 | 91.69 | 99.69 | 8 | 0
2015 | NYISO_A-F_2_PJM_ROM | NYISO_A-F | PJM_ROM | Internal | Summer | B5 | 200 | 1000 | 0 | 74.86 | 80.56 | 8 | 0
2015 | NYISO_A-F_2_PJM_ROM | NYISO_A-F | PJM_ROM | Internal | Summer | B6 | 300 | 1000 | 0 | 74.85 | 76.15 | 8 | 0
2015 | NYISO_A-F_2_PJM_ROM | NYISO_A-F | PJM_ROM | Internal | Summer | B7 | 400 | 1000 | 0 | 74.84 | 73.92 | 8 | 0
2015 | NYISO_A-F_2_PJM_ROM | NYISO_A-F | PJM_ROM | Internal | Summer | B8 | 500 | 1000 | 0 | 73.97 | 69.82 | 8 | 0
2015 | NYISO_A-F_2_PJM_ROM | NYISO_A-F | PJM_ROM | Internal | Summer | B9 | 800 | 1000 | 0 | 68.86 | 65.07 | 8 | 0
2015 | NYISO_A-F_2_PJM_ROM | NYISO_A-F | PJM_ROM | Internal | Summer | B10 | 1262 | 1000 | 0 | 68.85 | 61.17 | 8 | 0
2015 | NYISO_A-F_2_PJM_ROM | NYISO_A-F | PJM_ROM | Internal | Winter | B16 | 25 | 1000 | 0 | 80.43 | 82.87 | 8 | 0
2015 | NYISO_A-F_2_PJM_ROM | NYISO_A-F | PJM_ROM | Internal | Winter | B17 | 100 | 1000 | 0 | 80.43 | 80.32 | 8 | 0
2015 | NYISO_A-F_2_PJM_ROM | NYISO_A-F | PJM_ROM | Internal | Winter | B18 | 400 | 1000 | 0 | 79.95 | 76.36 | 8 | 0
2015 | NYISO_A-F_2_PJM_ROM | NYISO_A-F | PJM_ROM | Internal | Winter | B19 | 700 | 1000 | 0 | 77.88 | 71.88 | 8 | 0
2015 | NYISO_A-F_2_PJM_ROM | NYISO_A-F | PJM_ROM | Internal | Winter | B20 | 935 | 1000 | 0 | 69.43 | 61.17 | 8 | 0
2015 | NYISO_G-I_2_NEISO | NYISO_G-I | NEISO | Internal | Shoulder | B11 | 25 | 600 | 0 | 76.56 | 74.56 | 3 | 0
2015 | NYISO_G-I_2_NEISO | NYISO_G-I | NEISO | Internal | Shoulder | B12 | 200 | 600 | 0 | 76.56 | 74.56 | 3 | 0
2015 | NYISO_G-I_2_NEISO | NYISO_G-I | NEISO | Internal | Shoulder | B13 | 600 | 600 | 0 | 75.63 | 74.41 | 3 | 0
2015 | NYISO_G-I_2_NEISO | NYISO_G-I | NEISO | Internal | Shoulder | B14 | 900 | 600 | 0 | 75.63 | 72.74 | 3 | 0
2015 | NYISO_G-I_2_NEISO | NYISO_G-I | NEISO | Internal | Shoulder | B15 | 1203 | 600 | 581.47 | 68.62 | 71.62 | 3 | 0
2015 | NYISO_G-I_2_NEISO | NYISO_G-I | NEISO | Internal | Summer | B1 | 10 | 600 | 0 | 117.25 | 114.26 | 3 | 0
2015 | NYISO_G-I_2_NEISO | NYISO_G-I | NEISO | Internal | Summer | B2 | 25 | 600 | 0 | 111.2 | 108.19 | 3 | 0
2015 | NYISO_G-I_2_NEISO | NYISO_G-I | NEISO | Internal | Summer | B3 | 75 | 600 | 0 | 105.41 | 98.19 | 3 | 0
2015 | NYISO_G-I_2_NEISO | NYISO_G-I | NEISO | Internal | Summer | B4 | 100 | 600 | 0 | 91.71 | 71.86 | 3 | 0
2015 | NYISO_G-I_2_NEISO | NYISO_G-I | NEISO | Internal | Summer | B5 | 200 | 600 | 0 | 74.87 | 71.86 | 3 | 0
2015 | NYISO_G-I_2_NEISO | NYISO_G-I | NEISO | Internal | Summer | B6 | 300 | 600 | 0 | 74.86 | 71.86 | 3 | 0
2015 | NYISO_G-I_2_NEISO | NYISO_G-I | NEISO | Internal | Summer | B7 | 400 | 600 | 0 | 74.85 | 71.86 | 3 | 0
2015 | NYISO_G-I_2_NEISO | NYISO_G-I | NEISO | Internal | Summer | B8 | 500 | 600 | 0 | 73.99 | 71.86 | 3 | 0
2015 | NYISO_G-I_2_NEISO | NYISO_G-I | NEISO | Internal | Summer | B9 | 800 | 600 | 0 | 71.08 | 71.86 | 3 | 0
2015 | NYISO_G-I_2_NEISO | NYISO_G-I | NEISO | Internal | Summer | B10 | 1262 | 600 | 289.21 | 68.86 | 71.86 | 3 | 0
2015 | NYISO_G-I_2_NEISO | NYISO_G-I | NEISO | Internal | Winter | B16 | 25 | 600 | 0 | 83.56 | 82.95 | 3 | 0
2015 | NYISO_G-I_2_NEISO | NYISO_G-I | NEISO | Internal | Winter | B17 | 100 | 600 | 0 | 83.56 | 82.95 | 3 | 0
2015 | NYISO_G-I_2_NEISO | NYISO_G-I | NEISO | Internal | Winter | B18 | 400 | 600 | 0 | 82.37 | 82.95 | 3 | 0
2015 | NYISO_G-I_2_NEISO | NYISO_G-I | NEISO | Internal | Winter | B19 | 700 | 600 | 178.14 | 77.9 | 80.9 | 3 | 0
2015 | NYISO_G-I_2_NEISO | NYISO_G-I | NEISO | Internal | Winter | B20 | 935 | 600 | 600 | 69.44 | 74.41 | 3 | 1.97
2015 | NYISO_G-I_2_NYISO_A-F | NYISO_G-I | NYISO_A-F | Internal | Shoulder | B11 | 25 | 3592 | 0 | 76.56 | 76.55 | 0.01 | 0
2015 | NYISO_G-I_2_NYISO_A-F | NYISO_G-I | NYISO_A-F | Internal | Shoulder | B12 | 200 | 3592 | 0 | 76.56 | 76.55 | 0.01 | 0
2015 | NYISO_G-I_2_NYISO_A-F | NYISO_G-I | NYISO_A-F | Internal | Shoulder | B13 | 600 | 3592 | 0 | 75.63 | 75.62 | 0.01 | 0
2015 | NYISO_G-I_2_NYISO_A-F | NYISO_G-I | NYISO_A-F | Internal | Shoulder | B14 | 900 | 3592 | 0 | 75.63 | 75.62 | 0.01 | 0
2015 | NYISO_G-I_2_NYISO_A-F | NYISO_G-I | NYISO_A-F | Internal | Shoulder | B15 | 1203 | 3592 | 0 | 68.62 | 68.61 | 0.01 | 0
2015 | NYISO_G-I_2_NYISO_A-F | NYISO_G-I | NYISO_A-F | Internal | Summer | B1 | 10 | 3592 | 0 | 117.25 | 117.24 | 0.01 | 0
2015 | NYISO_G-I_2_NYISO_A-F | NYISO_G-I | NYISO_A-F | Internal | Summer | B2 | 25 | 3592 | 0 | 111.2 | 111.19 | 0.01 | 0
2015 | NYISO_G-I_2_NYISO_A-F | NYISO_G-I | NYISO_A-F | Internal | Summer | B3 | 75 | 3592 | 0 | 105.41 | 105.39 | 0.01 | 0
2015 | NYISO_G-I_2_NYISO_A-F | NYISO_G-I | NYISO_A-F | Internal | Summer | B4 | 100 | 3592 | 0 | 91.71 | 91.69 | 0.01 | 0
2015 | NYISO_G-I_2_NYISO_A-F | NYISO_G-I | NYISO_A-F | Internal | Summer | B5 | 200 | 3592 | 0 | 74.87 | 74.86 | 0.01 | 0
2015 | NYISO_G-I_2_NYISO_A-F | NYISO_G-I | NYISO_A-F | Internal | Summer | B6 | 300 | 3592 | 0 | 74.86 | 74.85 | 0.01 | 0
2015 | NYISO_G-I_2_NYISO_A-F | NYISO_G-I | NYISO_A-F | Internal | Summer | B7 | 400 | 3592 | 0 | 74.85 | 74.84 | 0.01 | 0
2015 | NYISO_G-I_2_NYISO_A-F | NYISO_G-I | NYISO_A-F | Internal | Summer | B8 | 500 | 3592 | 0 | 73.99 | 73.97 | 0.01 | 0
2015 | NYISO_G-I_2_NYISO_A-F | NYISO_G-I | NYISO_A-F | Internal | Summer | B9 | 800 | 3592 | 0 | 71.08 | 68.86 | 0.01 | 0
2015 | NYISO_G-I_2_NYISO_A-F | NYISO_G-I | NYISO_A-F | Internal | Summer | B10 | 1262 | 3592 | 0 | 68.86 | 68.85 | 0.01 | 0
2015 | NYISO_G-I_2_NYISO_A-F | NYISO_G-I | NYISO_A-F | Internal | Winter | B16 | 25 | 3592 | 0 | 83.56 | 80.43 | 0.01 | 0
2015 | NYISO_G-I_2_NYISO_A-F | NYISO_G-I | NYISO_A-F | Internal | Winter | B17 | 100 | 3592 | 0 | 83.56 | 80.43 | 0.01 | 0
2015 | NYISO_G-I_2_NYISO_A-F | NYISO_G-I | NYISO_A-F | Internal | Winter | B18 | 400 | 3592 | 0 | 82.37 | 79.95 | 0.01 | 0
2015 | NYISO_G-I_2_NYISO_A-F | NYISO_G-I | NYISO_A-F | Internal | Winter | B19 | 700 | 3592 | 0 | 77.9 | 77.88 | 0.01 | 0
2015 | NYISO_G-I_2_NYISO_A-F | NYISO_G-I | NYISO_A-F | Internal | Winter | B20 | 935 | 3592 | 0 | 69.44 | 69.43 | 0.01 | 0
2015 | NYISO_G-I_2_NYISO_J-K | NYISO_G-I | NYISO_J-K | Internal | Shoulder | B11 | 25 | 6130 | 5545.44 | 76.56 | 76.58 | 0.01 | 0
2015 | NYISO_G-I_2_NYISO_J-K | NYISO_G-I | NYISO_J-K | Internal | Shoulder | B12 | 200 | 6130 | 4874.45 | 76.56 | 76.58 | 0.01 | 0
2015 | NYISO_G-I_2_NYISO_J-K | NYISO_G-I | NYISO_J-K | Internal | Shoulder | B13 | 600 | 6130 | 5057.62 | 75.63 | 75.64 | 0.01 | 0
2015 | NYISO_G-I_2_NYISO_J-K | NYISO_G-I | NYISO_J-K | Internal | Shoulder | B14 | 900 | 6130 | 5623.07 | 75.63 | 75.64 | 0.01 | 0
2015 | NYISO_G-I_2_NYISO_J-K | NYISO_G-I | NYISO_J-K | Internal | Shoulder | B15 | 1203 | 6130 | 4158.28 | 68.62 | 68.63 | 0.01 | 0
2015 | NYISO_G-I_2_NYISO_J-K | NYISO_G-I | NYISO_J-K | Internal | Summer | B1 | 10 | 6130 | 4673.34 | 117.25 | 117.26 | 0.01 | 0
2015 | NYISO_G-I_2_NYISO_J-K | NYISO_G-I | NYISO_J-K | Internal | Summer | B2 | 25 | 6130 | 3976.27 | 111.2 | 111.21 | 0.01 | 0
2015 | NYISO_G-I_2_NYISO_J-K | NYISO_G-I | NYISO_J-K | Internal | Summer | B3 | 75 | 6130 | 4264.23 | 105.41 | 105.42 | 0.01 | 0
2015 | NYISO_G-I_2_NYISO_J-K | NYISO_G-I | NYISO_J-K | Internal | Summer | B4 | 100 | 6130 | 6130 | 91.71 | 103.75 | 0.01 | 12.03
2015 | NYISO_G-I_2_NYISO_J-K | NYISO_G-I | NYISO_J-K | Internal | Summer | B5 | 200 | 6130 | 6130 | 74.87 | 77.47 | 0.01 | 2.59
2015 | NYISO_G-I_2_NYISO_J-K | NYISO_G-I | NYISO_J-K | Internal | Summer | B6 | 300 | 6130 | 6130 | 74.86 | 77.47 | 0.01 | 2.6
2015 | NYISO_G-I_2_NYISO_J-K | NYISO_G-I | NYISO_J-K | Internal | Summer | B7 | 400 | 6130 | 6061.94 | 74.85 | 74.86 | 0.01 | 0
2015 | NYISO_G-I_2_NYISO_J-K | NYISO_G-I | NYISO_J-K | Internal | Summer | B8 | 500 | 6130 | 5557.51 | 73.99 | 74 | 0.01 | 0
2015 | NYISO_G-I_2_NYISO_J-K | NYISO_G-I | NYISO_J-K | Internal | Summer | B9 | 800 | 6130 | 6130 | 71.08 | 72.76 | 0.01 | 1.67
2015 | NYISO_G-I_2_NYISO_J-K | NYISO_G-I | NYISO_J-K | Internal | Summer | B10 | 1262 | 6130 | 4851.1 | 68.86 | 68.87 | 0.01 | 0
2015 | NYISO_G-I_2_NYISO_J-K | NYISO_G-I | NYISO_J-K | Internal | Winter | B16 | 25 | 6130 | 6130 | 83.56 | 85.95 | 0.01 | 2.38
2015 | NYISO_G-I_2_NYISO_J-K | NYISO_G-I | NYISO_J-K | Internal | Winter | B17 | 100 | 6130 | 6130 | 83.56 | 85.8 | 0.01 | 2.22
2015 | NYISO_G-I_2_NYISO_J-K | NYISO_G-I | NYISO_J-K | Internal | Winter | B18 | 400 | 6130 | 6130 | 82.37 | 85.8 | 0.01 | 3.42
2015 | NYISO_G-I_2_NYISO_J-K | NYISO_G-I | NYISO_J-K | Internal | Winter | B19 | 700 | 6130 | 6130 | 77.9 | 83.9 | 0.01 | 5.99
2015 | NYISO_G-I_2_NYISO_J-K | NYISO_G-I | NYISO_J-K | Internal | Winter | B20 | 935 | 6130 | 6000.72 | 69.44 | 69.45 | 0.01 | 0
2015 | NYISO_G-I_2_PJM_E | NYISO_G-I | PJM_E | Internal | Shoulder | B11 | 25 | 1500 | 0 | 76.56 | 77.76 | 8 | 0
2015 | NYISO_G-I_2_PJM_E | NYISO_G-I | PJM_E | Internal | Shoulder | B12 | 200 | 1500 | 0 | 76.56 | 77.23 | 8 | 0
2015 | NYISO_G-I_2_PJM_E | NYISO_G-I | PJM_E | Internal | Shoulder | B13 | 600 | 1500 | 0 | 75.63 | 73.73 | 8 | 0
2015 | NYISO_G-I_2_PJM_E | NYISO_G-I | PJM_E | Internal | Shoulder | B14 | 900 | 1500 | 0 | 75.63 | 70.82 | 8 | 0
2015 | NYISO_G-I_2_PJM_E | NYISO_G-I | PJM_E | Internal | Shoulder | B15 | 1203 | 1500 | 0 | 68.62 | 62.62 | 8 | 0
2015 | NYISO_G-I_2_PJM_E | NYISO_G-I | PJM_E | Internal | Summer | B1 | 10 | 1500 | 0 | 117.25 | 123.44 | 8 | 0
2015 | NYISO_G-I_2_PJM_E | NYISO_G-I | PJM_E | Internal | Summer | B2 | 25 | 1500 | 651.52 | 111.2 | 119.2 | 8 | 0
2015 | NYISO_G-I_2_PJM_E | NYISO_G-I | PJM_E | Internal | Summer | B3 | 75 | 1500 | 1500 | 105.41 | 119.15 | 8 | 5.75
2015 | NYISO_G-I_2_PJM_E | NYISO_G-I | PJM_E | Internal | Summer | B4 | 100 | 1500 | 140.09 | 91.71 | 99.71 | 8 | 0
2015 | NYISO_G-I_2_PJM_E | NYISO_G-I | PJM_E | Internal | Summer | B5 | 200 | 1500 | 0 | 74.87 | 80.57 | 8 | 0
2015 | NYISO_G-I_2_PJM_E | NYISO_G-I | PJM_E | Internal | Summer | B6 | 300 | 1500 | 0 | 74.86 | 76.16 | 8 | 0
2015 | NYISO_G-I_2_PJM_E | NYISO_G-I | PJM_E | Internal | Summer | B7 | 400 | 1500 | 0 | 74.85 | 73.93 | 8 | 0
2015 | NYISO_G-I_2_PJM_E | NYISO_G-I | PJM_E | Internal | Summer | B8 | 500 | 1500 | 0 | 73.99 | 69.84 | 8 | 0
2015 | NYISO_G-I_2_PJM_E | NYISO_G-I | PJM_E | Internal | Summer | B9 | 800 | 1500 | 0 | 71.08 | 65.08 | 8 | 0
2015 | NYISO_G-I_2_PJM_E | NYISO_G-I | PJM_E | Internal | Summer | B10 | 1262 | 1500 | 0 | 68.86 | 61.18 | 8 | 0
2015 | NYISO_G-I_2_PJM_E | NYISO_G-I | PJM_E | Internal | Winter | B16 | 25 | 1500 | 0 | 83.56 | 82.88 | 8 | 0
2015 | NYISO_G-I_2_PJM_E | NYISO_G-I | PJM_E | Internal | Winter | B17 | 100 | 1500 | 0 | 83.56 | 80.33 | 8 | 0
2015 | NYISO_G-I_2_PJM_E | NYISO_G-I | PJM_E | Internal | Winter | B18 | 400 | 1500 | 0 | 82.37 | 76.37 | 8 | 0
2015 | NYISO_G-I_2_PJM_E | NYISO_G-I | PJM_E | Internal | Winter | B19 | 700 | 1500 | 0 | 77.9 | 71.9 | 8 | 0
2015 | NYISO_G-I_2_PJM_E | NYISO_G-I | PJM_E | Internal | Winter | B20 | 935 | 1500 | 0 | 69.44 | 61.18 | 8 | 0
2015 | NYISO_J-K_2_NEISO | NYISO_J-K | NEISO | Internal | Shoulder | B11 | 25 | 347 | 0 | 76.58 | 74.56 | 3 | 0
2015 | NYISO_J-K_2_NEISO | NYISO_J-K | NEISO | Internal | Shoulder | B12 | 200 | 347 | 0 | 76.58 | 74.56 | 3 | 0
2015 | NYISO_J-K_2_NEISO | NYISO_J-K | NEISO | Internal | Shoulder | B13 | 600 | 347 | 0 | 75.64 | 74.41 | 3 | 0
2015 | NYISO_J-K_2_NEISO | NYISO_J-K | NEISO | Internal | Shoulder | B14 | 900 | 347 | 0 | 75.64 | 72.74 | 3 | 0
2015 | NYISO_J-K_2_NEISO | NYISO_J-K | NEISO | Internal | Shoulder | B15 | 1203 | 347 | 0 | 68.63 | 71.62 | 3 | 0
2015 | NYISO_J-K_2_NEISO | NYISO_J-K | NEISO | Internal | Summer | B1 | 10 | 347 | 0 | 117.26 | 114.26 | 3 | 0
2015 | NYISO_J-K_2_NEISO | NYISO_J-K | NEISO | Internal | Summer | B2 | 25 | 347 | 0 | 111.21 | 108.19 | 3 | 0
2015 | NYISO_J-K_2_NEISO | NYISO_J-K | NEISO | Internal | Summer | B3 | 75 | 347 | 0 | 105.42 | 98.19 | 3 | 0
2015 | NYISO_J-K_2_NEISO | NYISO_J-K | NEISO | Internal | Summer | B4 | 100 | 347 | 0 | 103.75 | 71.86 | 3 | 0
2015 | NYISO_J-K_2_NEISO | NYISO_J-K | NEISO | Internal | Summer | B5 | 200 | 347 | 0 | 77.47 | 71.86 | 3 | 0
2015 | NYISO_J-K_2_NEISO | NYISO_J-K | NEISO | Internal | Summer | B6 | 300 | 347 | 0 | 77.47 | 71.86 | 3 | 0
2015 | NYISO_J-K_2_NEISO | NYISO_J-K | NEISO | Internal | Summer | B7 | 400 | 347 | 0 | 74.86 | 71.86 | 3 | 0
2015 | NYISO_J-K_2_NEISO | NYISO_J-K | NEISO | Internal | Summer | B8 | 500 | 347 | 0 | 74 | 71.86 | 3 | 0
2015 | NYISO_J-K_2_NEISO | NYISO_J-K | NEISO | Internal | Summer | B9 | 800 | 347 | 0 | 72.76 | 71.86 | 3 | 0
2015 | NYISO_J-K_2_NEISO | NYISO_J-K | NEISO | Internal | Summer | B10 | 1262 | 347 | 0 | 68.87 | 71.86 | 3 | 0
2015 | NYISO_J-K_2_NEISO | NYISO_J-K | NEISO | Internal | Winter | B16 | 25 | 347 | 0 | 85.95 | 82.95 | 3 | 0
2015 | NYISO_J-K_2_NEISO | NYISO_J-K | NEISO | Internal | Winter | B17 | 100 | 347 | 0 | 85.8 | 82.95 | 3 | 0
2015 | NYISO_J-K_2_NEISO | NYISO_J-K | NEISO | Internal | Winter | B18 | 400 | 347 | 0 | 85.8 | 82.95 | 3 | 0
2015 | NYISO_J-K_2_NEISO | NYISO_J-K | NEISO | Internal | Winter | B19 | 700 | 347 | 0 | 83.9 | 80.9 | 3 | 0
2015 | NYISO_J-K_2_NEISO | NYISO_J-K | NEISO | Internal | Winter | B20 | 935 | 347 | 347 | 69.45 | 74.41 | 3 | 1.96
2015 | NYISO_J-K_2_NYISO_G-I | NYISO_J-K | NYISO_G-I | Internal | Shoulder | B11 | 25 | 1999 | 0 | 76.58 | 76.56 | 0.01 | 0
2015 | NYISO_J-K_2_NYISO_G-I | NYISO_J-K | NYISO_G-I | Internal | Shoulder | B12 | 200 | 1999 | 0 | 76.58 | 76.56 | 0.01 | 0
2015 | NYISO_J-K_2_NYISO_G-I | NYISO_J-K | NYISO_G-I | Internal | Shoulder | B13 | 600 | 1999 | 0 | 75.64 | 75.63 | 0.01 | 0
2015 | NYISO_J-K_2_NYISO_G-I | NYISO_J-K | NYISO_G-I | Internal | Shoulder | B14 | 900 | 1999 | 0 | 75.64 | 75.63 | 0.01 | 0
2015 | NYISO_J-K_2_NYISO_G-I | NYISO_J-K | NYISO_G-I | Internal | Shoulder | B15 | 1203 | 1999 | 0 | 68.63 | 68.62 | 0.01 | 0
2015 | NYISO_J-K_2_NYISO_G-I | NYISO_J-K | NYISO_G-I | Internal | Summer | B1 | 10 | 1999 | 0 | 117.26 | 117.25 | 0.01 | 0
2015 | NYISO_J-K_2_NYISO_G-I | NYISO_J-K | NYISO_G-I | Internal | Summer | B2 | 25 | 1999 | 0 | 111.21 | 111.2 | 0.01 | 0
2015 | NYISO_J-K_2_NYISO_G-I | NYISO_J-K | NYISO_G-I | Internal | Summer | B3 | 75 | 1999 | 0 | 105.42 | 105.41 | 0.01 | 0
2015 | NYISO_J-K_2_NYISO_G-I | NYISO_J-K | NYISO_G-I | Internal | Summer | B4 | 100 | 1999 | 0 | 103.75 | 91.71 | 0.01 | 0
2015 | NYISO_J-K_2_NYISO_G-I | NYISO_J-K | NYISO_G-I | Internal | Summer | B5 | 200 | 1999 | 0 | 77.47 | 74.87 | 0.01 | 0
2015 | NYISO_J-K_2_NYISO_G-I | NYISO_J-K | NYISO_G-I | Internal | Summer | B6 | 300 | 1999 | 0 | 77.47 | 74.86 | 0.01 | 0
2015 | NYISO_J-K_2_NYISO_G-I | NYISO_J-K | NYISO_G-I | Internal | Summer | B7 | 400 | 1999 | 0 | 74.86 | 74.85 | 0.01 | 0
2015 | NYISO_J-K_2_NYISO_G-I | NYISO_J-K | NYISO_G-I | Internal | Summer | B8 | 500 | 1999 | 0 | 74 | 73.99 | 0.01 | 0
2015 | NYISO_J-K_2_NYISO_G-I | NYISO_J-K | NYISO_G-I | Internal | Summer | B9 | 800 | 1999 | 0 | 72.76 | 71.08 | 0.01 | 0
2015 | NYISO_J-K_2_NYISO_G-I | NYISO_J-K | NYISO_G-I | Internal | Summer | B10 | 1262 | 1999 | 0 | 68.87 | 68.86 | 0.01 | 0
2015 | NYISO_J-K_2_NYISO_G-I | NYISO_J-K | NYISO_G-I | Internal | Winter | B16 | 25 | 1999 | 0 | 85.95 | 83.56 | 0.01 | 0
2015 | NYISO_J-K_2_NYISO_G-I | NYISO_J-K | NYISO_G-I | Internal | Winter | B17 | 100 | 1999 | 0 | 85.8 | 83.56 | 0.01 | 0
2015 | NYISO_J-K_2_NYISO_G-I | NYISO_J-K | NYISO_G-I | Internal | Winter | B18 | 400 | 1999 | 0 | 85.8 | 82.37 | 0.01 | 0
2015 | NYISO_J-K_2_NYISO_G-I | NYISO_J-K | NYISO_G-I | Internal | Winter | B19 | 700 | 1999 | 0 | 83.9 | 77.9 | 0.01 | 0
2015 | NYISO_J-K_2_NYISO_G-I | NYISO_J-K | NYISO_G-I | Internal | Winter | B20 | 935 | 1999 | 0 | 69.45 | 69.44 | 0.01 | 0
2015 | NYISO_J-K_2_PJM_E | NYISO_J-K | PJM_E | Internal | Shoulder | B11 | 25 | 330 | 0 | 76.58 | 77.76 | 8 | 0
2015 | NYISO_J-K_2_PJM_E | NYISO_J-K | PJM_E | Internal | Shoulder | B12 | 200 | 330 | 0 | 76.58 | 77.23 | 8 | 0
2015 | NYISO_J-K_2_PJM_E | NYISO_J-K | PJM_E | Internal | Shoulder | B13 | 600 | 330 | 0 | 75.64 | 73.73 | 8 | 0
2015 | NYISO_J-K_2_PJM_E | NYISO_J-K | PJM_E | Internal | Shoulder | B14 | 900 | 330 | 0 | 75.64 | 70.82 | 8 | 0
2015 | NYISO_J-K_2_PJM_E | NYISO_J-K | PJM_E | Internal | Shoulder | B15 | 1203 | 330 | 0 | 68.63 | 62.62 | 8 | 0
2015 | NYISO_J-K_2_PJM_E | NYISO_J-K | PJM_E | Internal | Summer | B1 | 10 | 330 | 0 | 117.26 | 123.44 | 8 | 0
2015 | NYISO_J-K_2_PJM_E | NYISO_J-K | PJM_E | Internal | Summer | B2 | 25 | 330 | 0 | 111.21 | 119.2 | 8 | 0
2015 | NYISO_J-K_2_PJM_E | NYISO_J-K | PJM_E | Internal | Summer | B3 | 75 | 330 | 330 | 105.42 | 119.15 | 8 | 5.74
2015 | NYISO_J-K_2_PJM_E | NYISO_J-K | PJM_E | Internal | Summer | B4 | 100 | 330 | 0 | 103.75 | 99.71 | 8 | 0
2015 | NYISO_J-K_2_PJM_E | NYISO_J-K | PJM_E | Internal | Summer | B5 | 200 | 330 | 0 | 77.47 | 80.57 | 8 | 0
2015 | NYISO_J-K_2_PJM_E | NYISO_J-K | PJM_E | Internal | Summer | B6 | 300 | 330 | 0 | 77.47 | 76.16 | 8 | 0
2015 | NYISO_J-K_2_PJM_E | NYISO_J-K | PJM_E | Internal | Summer | B7 | 400 | 330 | 0 | 74.86 | 73.93 | 8 | 0
2015 | NYISO_J-K_2_PJM_E | NYISO_J-K | PJM_E | Internal | Summer | B8 | 500 | 330 | 0 | 74 | 69.84 | 8 | 0
2015 | NYISO_J-K_2_PJM_E | NYISO_J-K | PJM_E | Internal | Summer | B9 | 800 | 330 | 0 | 72.76 | 65.08 | 8 | 0
2015 | NYISO_J-K_2_PJM_E | NYISO_J-K | PJM_E | Internal | Summer | B10 | 1262 | 330 | 0 | 68.87 | 61.18 | 8 | 0
2015 | NYISO_J-K_2_PJM_E | NYISO_J-K | PJM_E | Internal | Winter | B16 | 25 | 330 | 0 | 85.95 | 82.88 | 8 | 0
2015 | NYISO_J-K_2_PJM_E | NYISO_J-K | PJM_E | Internal | Winter | B17 | 100 | 330 | 0 | 85.8 | 80.33 | 8 | 0
2015 | NYISO_J-K_2_PJM_E | NYISO_J-K | PJM_E | Internal | Winter | B18 | 400 | 330 | 0 | 85.8 | 76.37 | 8 | 0
2015 | NYISO_J-K_2_PJM_E | NYISO_J-K | PJM_E | Internal | Winter | B19 | 700 | 330 | 0 | 83.9 | 71.9 | 8 | 0
2015 | NYISO_J-K_2_PJM_E | NYISO_J-K | PJM_E | Internal | Winter | B20 | 935 | 330 | 0 | 69.45 | 61.18 | 8 | 0
2015 | PJM_E_2_NYISO_G-I | PJM_E | NYISO_G-I | Internal | Shoulder | B11 | 25 | 500 | 0 | 77.76 | 76.56 | 6 | 0
2015 | PJM_E_2_NYISO_G-I | PJM_E | NYISO_G-I | Internal | Shoulder | B12 | 200 | 500 | 0 | 77.23 | 76.56 | 6 | 0
2015 | PJM_E_2_NYISO_G-I | PJM_E | NYISO_G-I | Internal | Shoulder | B13 | 600 | 500 | 0 | 73.73 | 75.63 | 6 | 0
2015 | PJM_E_2_NYISO_G-I | PJM_E | NYISO_G-I | Internal | Shoulder | B14 | 900 | 500 | 0 | 70.82 | 75.63 | 6 | 0
2015 | PJM_E_2_NYISO_G-I | PJM_E | NYISO_G-I | Internal | Shoulder | B15 | 1203 | 500 | 269.68 | 62.62 | 68.62 | 6 | 0
2015 | PJM_E_2_NYISO_G-I | PJM_E | NYISO_G-I | Internal | Summer | B1 | 10 | 500 | 0 | 123.44 | 117.25 | 6 | 0
2015 | PJM_E_2_NYISO_G-I | PJM_E | NYISO_G-I | Internal | Summer | B2 | 25 | 500 | 0 | 119.2 | 111.2 | 6 | 0
2015 | PJM_E_2_NYISO_G-I | PJM_E | NYISO_G-I | Internal | Summer | B3 | 75 | 500 | 0 | 119.15 | 105.41 | 6 | 0
2015 | PJM_E_2_NYISO_G-I | PJM_E | NYISO_G-I | Internal | Summer | B4 | 100 | 500 | 0 | 99.71 | 91.71 | 6 | 0
2015 | PJM_E_2_NYISO_G-I | PJM_E | NYISO_G-I | Internal | Summer | B5 | 200 | 500 | 0 | 80.57 | 74.87 | 6 | 0
2015 | PJM_E_2_NYISO_G-I | PJM_E | NYISO_G-I | Internal | Summer | B6 | 300 | 500 | 0 | 76.16 | 74.86 | 6 | 0
2015 | PJM_E_2_NYISO_G-I | PJM_E | NYISO_G-I | Internal | Summer | B7 | 400 | 500 | 0 | 73.93 | 74.85 | 6 | 0
2015 | PJM_E_2_NYISO_G-I | PJM_E | NYISO_G-I | Internal | Summer | B8 | 500 | 500 | 0 | 69.84 | 73.99 | 6 | 0
2015 | PJM_E_2_NYISO_G-I | PJM_E | NYISO_G-I | Internal | Summer | B9 | 800 | 500 | 81.88 | 65.08 | 71.08 | 6 | 0
2015 | PJM_E_2_NYISO_G-I | PJM_E | NYISO_G-I | Internal | Summer | B10 | 1262 | 500 | 500 | 61.18 | 68.86 | 6 | 1.68
2015 | PJM_E_2_NYISO_G-I | PJM_E | NYISO_G-I | Internal | Winter | B16 | 25 | 500 | 0 | 82.88 | 83.56 | 6 | 0
2015 | PJM_E_2_NYISO_G-I | PJM_E | NYISO_G-I | Internal | Winter | B17 | 100 | 500 | 0 | 80.33 | 83.56 | 6 | 0
2015 | PJM_E_2_NYISO_G-I | PJM_E | NYISO_G-I | Internal | Winter | B18 | 400 | 500 | 267.42 | 76.37 | 82.37 | 6 | 0
2015 | PJM_E_2_NYISO_G-I | PJM_E | NYISO_G-I | Internal | Winter | B19 | 700 | 500 | 318.13 | 71.9 | 77.9 | 6 | 0
2015 | PJM_E_2_NYISO_G-I | PJM_E | NYISO_G-I | Internal | Winter | B20 | 935 | 500 | 500 | 61.18 | 69.44 | 6 | 2.26
2015 | PJM_E_2_NYISO_J-K | PJM_E | NYISO_J-K | Internal | Shoulder | B11 | 25 | 330 | 0 | 77.76 | 76.58 | 6 | 0
2015 | PJM_E_2_NYISO_J-K | PJM_E | NYISO_J-K | Internal | Shoulder | B12 | 200 | 330 | 0 | 77.23 | 76.58 | 6 | 0
2015 | PJM_E_2_NYISO_J-K | PJM_E | NYISO_J-K | Internal | Shoulder | B13 | 600 | 330 | 0 | 73.73 | 75.64 | 6 | 0
2015 | PJM_E_2_NYISO_J-K | PJM_E | NYISO_J-K | Internal | Shoulder | B14 | 900 | 330 | 0 | 70.82 | 75.64 | 6 | 0
2015 | PJM_E_2_NYISO_J-K | PJM_E | NYISO_J-K | Internal | Shoulder | B15 | 1203 | 330 | 330 | 62.62 | 68.63 | 6 | 0.01
2015 | PJM_E_2_NYISO_J-K | PJM_E | NYISO_J-K | Internal | Summer | B1 | 10 | 330 | 0 | 123.44 | 117.26 | 6 | 0
2015 | PJM_E_2_NYISO_J-K | PJM_E | NYISO_J-K | Internal | Summer | B2 | 25 | 330 | 0 | 119.2 | 111.21 | 6 | 0
2015 | PJM_E_2_NYISO_J-K | PJM_E | NYISO_J-K | Internal | Summer | B3 | 75 | 330 | 0 | 119.15 | 105.42 | 6 | 0
2015 | PJM_E_2_NYISO_J-K | PJM_E | NYISO_J-K | Internal | Summer | B4 | 100 | 330 | 0 | 99.71 | 103.75 | 6 | 0
2015 | PJM_E_2_NYISO_J-K | PJM_E | NYISO_J-K | Internal | Summer | B5 | 200 | 330 | 0 | 80.57 | 77.47 | 6 | 0
2015 | PJM_E_2_NYISO_J-K | PJM_E | NYISO_J-K | Internal | Summer | B6 | 300 | 330 | 0 | 76.16 | 77.47 | 6 | 0
2015 | PJM_E_2_NYISO_J-K | PJM_E | NYISO_J-K | Internal | Summer | B7 | 400 | 330 | 0 | 73.93 | 74.86 | 6 | 0
2015 | PJM_E_2_NYISO_J-K | PJM_E | NYISO_J-K | Internal | Summer | B8 | 500 | 330 | 0 | 69.84 | 74 | 6 | 0
2015 | PJM_E_2_NYISO_J-K | PJM_E | NYISO_J-K | Internal | Summer | B9 | 800 | 330 | 330 | 65.08 | 72.76 | 6 | 1.68
2015 | PJM_E_2_NYISO_J-K | PJM_E | NYISO_J-K | Internal | Summer | B10 | 1262 | 330 | 330 | 61.18 | 68.87 | 6 | 1.69
2015 | PJM_E_2_NYISO_J-K | PJM_E | NYISO_J-K | Internal | Winter | B16 | 25 | 330 | 0 | 82.88 | 85.95 | 6 | 0
2015 | PJM_E_2_NYISO_J-K | PJM_E | NYISO_J-K | Internal | Winter | B17 | 100 | 330 | 0 | 80.33 | 85.8 | 6 | 0
2015 | PJM_E_2_NYISO_J-K | PJM_E | NYISO_J-K | Internal | Winter | B18 | 400 | 330 | 330 | 76.37 | 85.8 | 6 | 3.43
2015 | PJM_E_2_NYISO_J-K | PJM_E | NYISO_J-K | Internal | Winter | B19 | 700 | 330 | 330 | 71.9 | 83.9 | 6 | 6
2015 | PJM_E_2_NYISO_J-K | PJM_E | NYISO_J-K | Internal | Winter | B20 | 935 | 330 | 330 | 61.18 | 69.45 | 6 | 2.28
2015 | PJM_E_2_PJM_ROM | PJM_E | PJM_ROM | Internal | Shoulder | B11 | 25 | 8000 | 0 | 77.76 | 77.75 | 0.01 | 0
2015 | PJM_E_2_PJM_ROM | PJM_E | PJM_ROM | Internal | Shoulder | B12 | 200 | 8000 | 0 | 77.23 | 77.22 | 0.01 | 0
2015 | PJM_E_2_PJM_ROM | PJM_E | PJM_ROM | Internal | Shoulder | B13 | 600 | 8000 | 0 | 73.73 | 73.71 | 0.01 | 0
2015 | PJM_E_2_PJM_ROM | PJM_E | PJM_ROM | Internal | Shoulder | B14 | 900 | 8000 | 0 | 70.82 | 70.81 | 0.01 | 0
2015 | PJM_E_2_PJM_ROM | PJM_E | PJM_ROM | Internal | Shoulder | B15 | 1203 | 8000 | 0 | 62.62 | 62.61 | 0.01 | 0
2015 | PJM_E_2_PJM_ROM | PJM_E | PJM_ROM | Internal | Summer | B1 | 10 | 8000 | 0 | 123.44 | 123.43 | 0.01 | 0
2015 | PJM_E_2_PJM_ROM | PJM_E | PJM_ROM | Internal | Summer | B2 | 25 | 8000 | 0 | 119.2 | 119.19 | 0.01 | 0
2015 | PJM_E_2_PJM_ROM | PJM_E | PJM_ROM | Internal | Summer | B3 | 75 | 8000 | 899.87 | 119.15 | 119.16 | 0.01 | 0
2015 | PJM_E_2_PJM_ROM | PJM_E | PJM_ROM | Internal | Summer | B4 | 100 | 8000 | 0 | 99.71 | 99.69 | 0.01 | 0
2015 | PJM_E_2_PJM_ROM | PJM_E | PJM_ROM | Internal | Summer | B5 | 200 | 8000 | 0 | 80.57 | 80.56 | 0.01 | 0
2015 | PJM_E_2_PJM_ROM | PJM_E | PJM_ROM | Internal | Summer | B6 | 300 | 8000 | 0 | 76.16 | 76.15 | 0.01 | 0
2015 | PJM_E_2_PJM_ROM | PJM_E | PJM_ROM | Internal | Summer | B7 | 400 | 8000 | 0 | 73.93 | 73.92 | 0.01 | 0
2015 | PJM_E_2_PJM_ROM | PJM_E | PJM_ROM | Internal | Summer | B8 | 500 | 8000 | 0 | 69.84 | 69.82 | 0.01 | 0
2015 | PJM_E_2_PJM_ROM | PJM_E | PJM_ROM | Internal | Summer | B9 | 800 | 8000 | 0 | 65.08 | 65.07 | 0.01 | 0
2015 | PJM_E_2_PJM_ROM | PJM_E | PJM_ROM | Internal | Summer | B10 | 1262 | 8000 | 0 | 61.18 | 61.17 | 0.01 | 0
2015 | PJM_E_2_PJM_ROM | PJM_E | PJM_ROM | Internal | Winter | B16 | 25 | 8000 | 0 | 82.88 | 82.87 | 0.01 | 0
2015 | PJM_E_2_PJM_ROM | PJM_E | PJM_ROM | Internal | Winter | B17 | 100 | 8000 | 0 | 80.33 | 80.32 | 0.01 | 0
2015 | PJM_E_2_PJM_ROM | PJM_E | PJM_ROM | Internal | Winter | B18 | 400 | 8000 | 0 | 76.37 | 76.36 | 0.01 | 0
2015 | PJM_E_2_PJM_ROM | PJM_E | PJM_ROM | Internal | Winter | B19 | 700 | 8000 | 0 | 71.9 | 71.88 | 0.01 | 0
2015 | PJM_E_2_PJM_ROM | PJM_E | PJM_ROM | Internal | Winter | B20 | 935 | 8000 | 0 | 61.18 | 61.17 | 0.01 | 0
2015 | PJM_ROR_2_MISO_IN | PJM_ROR | MISO_IN | Internal | Shoulder | B11 | 25 | 909 | 909 | 77.74 | 79.75 | 2 | 0.01
2015 | PJM_ROR_2_MISO_IN | PJM_ROR | MISO_IN | Internal | Shoulder | B12 | 200 | 909 | 0 | 77.21 | 75.22 | 2 | 0
2015 | PJM_ROR_2_MISO_IN | PJM_ROR | MISO_IN | Internal | Shoulder | B13 | 600 | 909 | 0 | 73.7 | 72.8 | 2 | 0
2015 | PJM_ROR_2_MISO_IN | PJM_ROR | MISO_IN | Internal | Shoulder | B14 | 900 | 909 | 0 | 70.8 | 72.09 | 2 | 0
2015 | PJM_ROR_2_MISO_IN | PJM_ROR | MISO_IN | Internal | Shoulder | B15 | 1203 | 909 | 0 | 61.69 | 63.07 | 2 | 0
2015 | PJM_ROR_2_MISO_IN | PJM_ROR | MISO_IN | Internal | Summer | B1 | 10 | 909 | 0 | 123.42 | 122.52 | 2 | 0
2015 | PJM_ROR_2_MISO_IN | PJM_ROR | MISO_IN | Internal | Summer | B2 | 25 | 909 | 0 | 119.18 | 118.04 | 2 | 0
2015 | PJM_ROR_2_MISO_IN | PJM_ROR | MISO_IN | Internal | Summer | B3 | 75 | 909 | 0 | 119.18 | 118.04 | 2 | 0
2015 | PJM_ROR_2_MISO_IN | PJM_ROR | MISO_IN | Internal | Summer | B4 | 100 | 909 | 909 | 99.71 | 101.72 | 2 | 0.01
2015 | PJM_ROR_2_MISO_IN | PJM_ROR | MISO_IN | Internal | Summer | B5 | 200 | 909 | 118.32 | 80.55 | 82.55 | 2 | 0
2015 | PJM_ROR_2_MISO_IN | PJM_ROR | MISO_IN | Internal | Summer | B6 | 300 | 909 | 0 | 76.14 | 74.65 | 2 | 0
2015 | PJM_ROR_2_MISO_IN | PJM_ROR | MISO_IN | Internal | Summer | B7 | 400 | 909 | 0 | 73.91 | 72.09 | 2 | 0
2015 | PJM_ROR_2_MISO_IN | PJM_ROR | MISO_IN | Internal | Summer | B8 | 500 | 909 | 0 | 69.81 | 67.89 | 2 | 0
2015 | PJM_ROR_2_MISO_IN | PJM_ROR | MISO_IN | Internal | Summer | B9 | 800 | 909 | 0 | 65.06 | 67.05 | 2 | 0
2015 | PJM_ROR_2_MISO_IN | PJM_ROR | MISO_IN | Internal | Summer | B10 | 1262 | 909 | 0 | 56.77 | 58.75 | 2 | 0
2015 | PJM_ROR_2_MISO_IN | PJM_ROR | MISO_IN | Internal | Winter | B16 | 25 | 909 | 0 | 82.85 | 82.32 | 2 | 0
2015 | PJM_ROR_2_MISO_IN | PJM_ROR | MISO_IN | Internal | Winter | B17 | 100 | 909 | 0 | 80.3 | 78.32 | 2 | 0
2015 | PJM_ROR_2_MISO_IN | PJM_ROR | MISO_IN | Internal | Winter | B18 | 400 | 909 | 0 | 76.35 | 75.7 | 2 | 0
2015 | PJM_ROR_2_MISO_IN | PJM_ROR | MISO_IN | Internal | Winter | B19 | 700 | 909 | 0 | 71.87 | 73.86 | 2 | 0
2015 | PJM_ROR_2_MISO_IN | PJM_ROR | MISO_IN | Internal | Winter | B20 | 935 | 909 | 0 | 60.16 | 60.7 | 2 | 0
2015 | PJM_ROR_2_MISO_MI | PJM_ROR | MISO_MI | Internal | Shoulder | B11 | 25 | 1305 | 1185 | 77.74 | 79.74 | 2 | 0
2015 | PJM_ROR_2_MISO_MI | PJM_ROR | MISO_MI | Internal | Shoulder | B12 | 200 | 1305 | 0 | 77.21 | 75.22 | 2 | 0
2015 | PJM_ROR_2_MISO_MI | PJM_ROR | MISO_MI | Internal | Shoulder | B13 | 600 | 1305 | 0 | 73.7 | 72.81 | 2 | 0
2015 | PJM_ROR_2_MISO_MI | PJM_ROR | MISO_MI | Internal | Shoulder | B14 | 900 | 1305 | 0 | 70.8 | 72.11 | 2 | 0
2015 | PJM_ROR_2_MISO_MI | PJM_ROR | MISO_MI | Internal | Shoulder | B15 | 1203 | 1305 | 0 | 61.69 | 63.07 | 2 | 0
2015 | PJM_ROR_2_MISO_MI | PJM_ROR | MISO_MI | Internal | Summer | B1 | 10 | 1305 | 0 | 123.42 | 122.51 | 2 | 0
2015 | PJM_ROR_2_MISO_MI | PJM_ROR | MISO_MI | Internal | Summer | B2 | 25 | 1305 | 0 | 119.18 | 118.03 | 2 | 0
2015 | PJM_ROR_2_MISO_MI | PJM_ROR | MISO_MI | Internal | Summer | B3 | 75 | 1305 | 0 | 119.18 | 117.99 | 2 | 0
2015 | PJM_ROR_2_MISO_MI | PJM_ROR | MISO_MI | Internal | Summer | B4 | 100 | 1305 | 178.83 | 99.71 | 101.71 | 2 | 0
2015 | PJM_ROR_2_MISO_MI | PJM_ROR | MISO_MI | Internal | Summer | B5 | 200 | 1305 | 0 | 80.55 | 82.53 | 2 | 0
2015 | PJM_ROR_2_MISO_MI | PJM_ROR | MISO_MI | Internal | Summer | B6 | 300 | 1305 | 0 | 76.14 | 74.66 | 2 | 0
2015 | PJM_ROR_2_MISO_MI | PJM_ROR | MISO_MI | Internal | Summer | B7 | 400 | 1305 | 0 | 73.91 | 72.09 | 2 | 0
2015 | PJM_ROR_2_MISO_MI | PJM_ROR | MISO_MI | Internal | Summer | B8 | 500 | 1305 | 0 | 69.81 | 67.9 | 2 | 0
2015 | PJM_ROR_2_MISO_MI | PJM_ROR | MISO_MI | Internal | Summer | B9 | 800 | 1305 | 53.44 | 65.06 | 67.06 | 2 | 0
2015 | PJM_ROR_2_MISO_MI | PJM_ROR | MISO_MI | Internal | Summer | B10 | 1262 | 1305 | 0 | 56.77 | 58.76 | 2 | 0
2015 | PJM_ROR_2_MISO_MI | PJM_ROR | MISO_MI | Internal | Winter | B16 | 25 | 1305 | 0 | 82.85 | 82.31 | 2 | 0
2015 | PJM_ROR_2_MISO_MI | PJM_ROR | MISO_MI | Internal | Winter | B17 | 100 | 1305 | 0 | 80.3 | 78.32 | 2 | 0
2015 | PJM_ROR_2_MISO_MI | PJM_ROR | MISO_MI | Internal | Winter | B18 | 400 | 1305 | 0 | 76.35 | 75.69 | 2 | 0
2015 | PJM_ROR_2_MISO_MI | PJM_ROR | MISO_MI | Internal | Winter | B19 | 700 | 1305 | 251.55 | 71.87 | 73.87 | 2 | 0
2015 | PJM_ROR_2_MISO_MI | PJM_ROR | MISO_MI | Internal | Winter | B20 | 935 | 1305 | 0 | 60.16 | 60.72 | 2 | 0
2015 | PJM_ROR_2_MISO_MO-IL | PJM_ROR | MISO_MO-IL | Internal | Shoulder | B11 | 25 | 1111 | 1011.83 | 77.74 | 79.74 | 2 | 0
2015 | PJM_ROR_2_MISO_MO-IL | PJM_ROR | MISO_MO-IL | Internal | Shoulder | B12 | 200 | 1111 | 0 | 77.21 | 75.21 | 2 | 0
2015 | PJM_ROR_2_MISO_MO-IL | PJM_ROR | MISO_MO-IL | Internal | Shoulder | B13 | 600 | 1111 | 0 | 73.7 | 72.79 | 2 | 0
2015 | PJM_ROR_2_MISO_MO-IL | PJM_ROR | MISO_MO-IL | Internal | Shoulder | B14 | 900 | 1111 | 0 | 70.8 | 72.08 | 2 | 0
2015 | PJM_ROR_2_MISO_MO-IL | PJM_ROR | MISO_MO-IL | Internal | Shoulder | B15 | 1203 | 1111 | 0 | 61.69 | 63.06 | 2 | 0
2015 | PJM_ROR_2_MISO_MO-IL | PJM_ROR | MISO_MO-IL | Internal | Summer | B1 | 10 | 1111 | 0 | 123.42 | 121.43 | 2 | 0
2015 | PJM_ROR_2_MISO_MO-IL | PJM_ROR | MISO_MO-IL | Internal | Summer | B2 | 25 | 1111 | 0 | 119.18 | 118.03 | 2 | 0
2015 | PJM_ROR_2_MISO_MO-IL | PJM_ROR | MISO_MO-IL | Internal | Summer | B3 | 75 | 1111 | 0 | 119.18 | 118.03 | 2 | 0
2015 | PJM_ROR_2_MISO_MO-IL | PJM_ROR | MISO_MO-IL | Internal | Summer | B4 | 100 | 1111 | 411.92 | 99.71 | 101.71 | 2 | 0
2015 | PJM_ROR_2_MISO_MO-IL | PJM_ROR | MISO_MO-IL | Internal | Summer | B5 | 200 | 1111 | 0 | 80.55 | 82.53 | 2 | 0
2015 | PJM_ROR_2_MISO_MO-IL | PJM_ROR | MISO_MO-IL | Internal | Summer | B6 | 300 | 1111 | 0 | 76.14 | 74.64 | 2 | 0
2015 | PJM_ROR_2_MISO_MO-IL | PJM_ROR | MISO_MO-IL | Internal | Summer | B7 | 400 | 1111 | 0 | 73.91 | 72.08 | 2 | 0
2015 | PJM_ROR_2_MISO_MO-IL | PJM_ROR | MISO_MO-IL | Internal | Summer | B8 | 500 | 1111 | 0 | 69.81 | 67.88 | 2 | 0
2015 | PJM_ROR_2_MISO_MO-IL | PJM_ROR | MISO_MO-IL | Internal | Summer | B9 | 800 | 1111 | 55.3 | 65.06 | 67.06 | 2 | 0
2015 | PJM_ROR_2_MISO_MO-IL | PJM_ROR | MISO_MO-IL | Internal | Summer | B10 | 1262 | 1111 | 0 | 56.77 | 58.74 | 2 | 0
2015 | PJM_ROR_2_MISO_MO-IL | PJM_ROR | MISO_MO-IL | Internal | Winter | B16 | 25 | 1111 | 0 | 82.85 | 82.31 | 2 | 0
2015 | PJM_ROR_2_MISO_MO-IL | PJM_ROR | MISO_MO-IL | Internal | Winter | B17 | 100 | 1111 | 0 | 80.3 | 78.3 | 2 | 0
2015 | PJM_ROR_2_MISO_MO-IL | PJM_ROR | MISO_MO-IL | Internal | Winter | B18 | 400 | 1111 | 0 | 76.35 | 75.69 | 2 | 0
2015 | PJM_ROR_2_MISO_MO-IL | PJM_ROR | MISO_MO-IL | Internal | Winter | B19 | 700 | 1111 | 0 | 71.87 | 73.85 | 2 | 0
2015 | PJM_ROR_2_MISO_MO-IL | PJM_ROR | MISO_MO-IL | Internal | Winter | B20 | 935 | 1111 | 0 | 60.16 | 60.7 | 2 | 0
2015 | PJM_ROR_2_MISO_W | PJM_ROR | MISO_W | Internal | Shoulder | B11 | 25 | 709 | 596.93 | 77.74 | 79.74 | 2 | 0
2015 | PJM_ROR_2_MISO_W | PJM_ROR | MISO_W | Internal | Shoulder | B12 | 200 | 709 | 0 | 77.21 | 75.2 | 2 | 0
2015 | PJM_ROR_2_MISO_W | PJM_ROR | MISO_W | Internal | Shoulder | B13 | 600 | 709 | 0 | 73.7 | 72.79 | 2 | 0
2015 | PJM_ROR_2_MISO_W | PJM_ROR | MISO_W | Internal | Shoulder | B14 | 900 | 709 | 0 | 70.8 | 72.09 | 2 | 0
2015 | PJM_ROR_2_MISO_W | PJM_ROR | MISO_W | Internal | Shoulder | B15 | 1203 | 709 | 0 | 61.69 | 63.08 | 2 | 0
2015 | PJM_ROR_2_MISO_W | PJM_ROR | MISO_W | Internal | Summer | B1 | 10 | 709 | 0 | 123.42 | 121.42 | 2 | 0
2015 | PJM_ROR_2_MISO_W | PJM_ROR | MISO_W | Internal | Summer | B2 | 25 | 709 | 0 | 119.18 | 118.03 | 2 | 0
2015 | PJM_ROR_2_MISO_W | PJM_ROR | MISO_W | Internal | Summer | B3 | 75 | 709 | 0 | 119.18 | 118.02 | 2 | 0
2015 | PJM_ROR_2_MISO_W | PJM_ROR | MISO_W | Internal | Summer | B4 | 100 | 709 | 709 | 99.71 | 101.72 | 2 | 0.01
2015 | PJM_ROR_2_MISO_W | PJM_ROR | MISO_W | Internal | Summer | B5 | 200 | 709 | 0 | 80.55 | 82.53 | 2 | 0
2015 | PJM_ROR_2_MISO_W | PJM_ROR | MISO_W | Internal | Summer | B6 | 300 | 709 | 0 | 76.14 | 74.63 | 2 | 0
2015 | PJM_ROR_2_MISO_W | PJM_ROR | MISO_W | Internal | Summer | B7 | 400 | 709 | 0 | 73.91 | 72.09 | 2 | 0
2015 | PJM_ROR_2_MISO_W | PJM_ROR | MISO_W | Internal | Summer | B8 | 500 | 709 | 0 | 69.81 | 67.89 | 2 | 0
2015 | PJM_ROR_2_MISO_W | PJM_ROR | MISO_W | Internal | Summer | B9 | 800 | 709 | 709 | 65.06 | 67.07 | 2 | 0.01
2015 | PJM_ROR_2_MISO_W | PJM_ROR | MISO_W | Internal | Summer | B10 | 1262 | 709 | 0 | 56.77 | 58.75 | 2 | 0
2015 | PJM_ROR_2_MISO_W | PJM_ROR | MISO_W | Internal | Winter | B16 | 25 | 709 | 0 | 82.85 | 82.3 | 2 | 0
2015 | PJM_ROR_2_MISO_W | PJM_ROR | MISO_W | Internal | Winter | B17 | 100 | 709 | 0 | 80.3 | 78.29 | 2 | 0
2015 | PJM_ROR_2_MISO_W | PJM_ROR | MISO_W | Internal | Winter | B18 | 400 | 709 | 0 | 76.35 | 75.69 | 2 | 0
2015 | PJM_ROR_2_MISO_W | PJM_ROR | MISO_W | Internal | Winter | B19 | 700 | 709 | 0 | 71.87 | 73.86 | 2 | 0
2015 | PJM_ROR_2_MISO_W | PJM_ROR | MISO_W | Internal | Winter | B20 | 935 | 709 | 0 | 60.16 | 60.71 | 2 | 0
2015 | PJM_ROR_2_MISO_WUMS | PJM_ROR | MISO_WUMS | Internal | Shoulder | B11 | 25 | 1467 | 0 | 77.74 | 79.73 | 2 | 0
2015 | PJM_ROR_2_MISO_WUMS | PJM_ROR | MISO_WUMS | Internal | Shoulder | B12 | 200 | 1467 | 0 | 77.21 | 75.21 | 2 | 0
2015 | PJM_ROR_2_MISO_WUMS | PJM_ROR | MISO_WUMS | Internal | Shoulder | B13 | 600 | 1467 | 0 | 73.7 | 72.8 | 2 | 0
2015 | PJM_ROR_2_MISO_WUMS | PJM_ROR | MISO_WUMS | Internal | Shoulder | B14 | 900 | 1467 | 0 | 70.8 | 72.11 | 2 | 0
2015 | PJM_ROR_2_MISO_WUMS | PJM_ROR | MISO_WUMS | Internal | Shoulder | B15 | 1203 | 1467 | 0 | 61.69 | 63.08 | 2 | 0
2015 | PJM_ROR_2_MISO_WUMS | PJM_ROR | MISO_WUMS | Internal | Summer | B1 | 10 | 1467 | 0 | 123.42 | 122.5 | 2 | 0
2015 | PJM_ROR_2_MISO_WUMS | PJM_ROR | MISO_WUMS | Internal | Summer | B2 | 25 | 1467 | 0 | 119.18 | 118.04 | 2 | 0
2015 | PJM_ROR_2_MISO_WUMS | PJM_ROR | MISO_WUMS | Internal | Summer | B3 | 75 | 1467 | 0 | 119.18 | 118 | 2 | 0
2015 | PJM_ROR_2_MISO_WUMS | PJM_ROR | MISO_WUMS | Internal | Summer | B4 | 100 | 1467 | 583.2 | 99.71 | 101.71 | 2 | 0
2015 | PJM_ROR_2_MISO_WUMS | PJM_ROR | MISO_WUMS | Internal | Summer | B5 | 200 | 1467 | 0 | 80.55 | 82.52 | 2 | 0
2015 | PJM_ROR_2_MISO_WUMS | PJM_ROR | MISO_WUMS | Internal | Summer | B6 | 300 | 1467 | 0 | 76.14 | 74.64 | 2 | 0
2015 | PJM_ROR_2_MISO_WUMS | PJM_ROR | MISO_WUMS | Internal | Summer | B7 | 400 | 1467 | 0 | 73.91 | 72.08 | 2 | 0
2015 | PJM_ROR_2_MISO_WUMS | PJM_ROR | MISO_WUMS | Internal | Summer | B8 | 500 | 1467 | 0 | 69.81 | 67.9 | 2 | 0
2015 | PJM_ROR_2_MISO_WUMS | PJM_ROR | MISO_WUMS | Internal | Summer | B9 | 800 | 1467 | 725.98 | 65.06 | 67.06 | 2 | 0
2015 | PJM_ROR_2_MISO_WUMS | PJM_ROR | MISO_WUMS | Internal | Summer | B10 | 1262 | 1467 | 598.49 | 56.77 | 58.77 | 2 | 0
2015 | PJM_ROR_2_MISO_WUMS | PJM_ROR | MISO_WUMS | Internal | Winter | B16 | 25 | 1467 | 0 | 82.85 | 82.3 | 2 | 0
2015 | PJM_ROR_2_MISO_WUMS | PJM_ROR | MISO_WUMS | Internal | Winter | B17 | 100 | 1467 | 0 | 80.3 | 78.3 | 2 | 0
2015 | PJM_ROR_2_MISO_WUMS | PJM_ROR | MISO_WUMS | Internal | Winter | B18 | 400 | 1467 | 0 | 76.35 | 75.67 | 2 | 0
2015 | PJM_ROR_2_MISO_WUMS | PJM_ROR | MISO_WUMS | Internal | Winter | B19 | 700 | 1467 | 225.12 | 71.87 | 73.87 | 2 | 0
2015 | PJM_ROR_2_MISO_WUMS | PJM_ROR | MISO_WUMS | Internal | Winter | B20 | 935 | 1467 | 0 | 60.16 | 60.72 | 2 | 0
2015 | PJM_ROR_2_PJM_ROM | PJM_ROR | PJM_ROM | Internal | Shoulder | B11 | 25 | 8000 | 3259.73 | 77.74 | 77.75 | 0.01 | 0
2015 | PJM_ROR_2_PJM_ROM | PJM_ROR | PJM_ROM | Internal | Shoulder | B12 | 200 | 8000 | 7632.48 | 77.21 | 77.22 | 0.01 | 0
2015 | PJM_ROR_2_PJM_ROM | PJM_ROR | PJM_ROM | Internal | Shoulder | B13 | 600 | 8000 | 6090.58 | 73.7 | 73.71 | 0.01 | 0
2015 | PJM_ROR_2_PJM_ROM | PJM_ROR | PJM_ROM | Internal | Shoulder | B14 | 900 | 8000 | 4896.63 | 70.8 | 70.81 | 0.01 | 0
2015 | PJM_ROR_2_PJM_ROM | PJM_ROR | PJM_ROM | Internal | Shoulder | B15 | 1203 | 8000 | 8000 | 61.69 | 62.61 | 0.01 | 0.91
2015 | PJM_ROR_2_PJM_ROM | PJM_ROR | PJM_ROM | Internal | Summer | B1 | 10 | 8000 | 6420.78 | 123.42 | 123.43 | 0.01 | 0
2015 | PJM_ROR_2_PJM_ROM | PJM_ROR | PJM_ROM | Internal | Summer | B2 | 25 | 8000 | 3919.41 | 119.18 | 119.19 | 0.01 | 0
2015 | PJM_ROR_2_PJM_ROM | PJM_ROR | PJM_ROM | Internal | Summer | B3 | 75 | 8000 | 0 | 119.18 | 119.16 | 0.01 | 0
2015 | PJM_ROR_2_PJM_ROM | PJM_ROR | PJM_ROM | Internal | Summer | B4 | 100 | 8000 | 0 | 99.71 | 99.69 | 0.01 | 0
2015 | PJM_ROR_2_PJM_ROM | PJM_ROR | PJM_ROM | Internal | Summer | B5 | 200 | 8000 | 2891.31 | 80.55 | 80.56 | 0.01 | 0
2015 | PJM_ROR_2_PJM_ROM | PJM_ROR | PJM_ROM | Internal | Summer | B6 | 300 | 8000 | 2973.92 | 76.14 | 76.15 | 0.01 | 0
2015 | PJM_ROR_2_PJM_ROM | PJM_ROR | PJM_ROM | Internal | Summer | B7 | 400 | 8000 | 6040.23 | 73.91 | 73.92 | 0.01 | 0
2015 | PJM_ROR_2_PJM_ROM | PJM_ROR | PJM_ROM | Internal | Summer | B8 | 500 | 8000 | 4120.84 | 69.81 | 69.82 | 0.01 | 0
2015 | PJM_ROR_2_PJM_ROM | PJM_ROR | PJM_ROM | Internal | Summer | B9 | 800 | 8000 | 7550.48 | 65.06 | 65.07 | 0.01 | 0
2015 | PJM_ROR_2_PJM_ROM | PJM_ROR | PJM_ROM | Internal | Summer | B10 | 1262 | 8000 | 8000 | 56.77 | 61.17 | 0.01 | 4.39
2015 | PJM_ROR_2_PJM_ROM | PJM_ROR | PJM_ROM | Internal | Winter | B16 | 25 | 8000 | 3309.84 | 82.85 | 82.87 | 0.01 | 0
2015 | PJM_ROR_2_PJM_ROM | PJM_ROR | PJM_ROM | Internal | Winter | B17 | 100 | 8000 | 6018.34 | 80.3 | 80.32 | 0.01 | 0
2015 | PJM_ROR_2_PJM_ROM | PJM_ROR | PJM_ROM | Internal | Winter | B18 | 400 | 8000 | 5182.65 | 76.35 | 76.36 | 0.01 | 0
2015 | PJM_ROR_2_PJM_ROM | PJM_ROR | PJM_ROM | Internal | Winter | B19 | 700 | 8000 | 6235.76 | 71.87 | 71.88 | 0.01 | 0
2015 | PJM_ROR_2_PJM_ROM | PJM_ROR | PJM_ROM | Internal | Winter | B20 | 935 | 8000 | 8000 | 60.16 | 61.17 | 0.01 | 1
2015 | PJM_ROR_2_TVA_Transmission | PJM_ROR | TVA_Transmission | Internal | Shoulder | B11 | 25 | 2500 | 0 | 77.74 | 82.49 | 6 | 0
2015 | PJM_ROR_2_TVA_Transmission | PJM_ROR | TVA_Transmission | Internal | Shoulder | B12 | 200 | 2500 | 0 | 77.21 | 80.07 | 6 | 0
2015 | PJM_ROR_2_TVA_Transmission | PJM_ROR | TVA_Transmission | Internal | Shoulder | B13 | 600 | 2500 | 0 | 73.7 | 77.99 | 6 | 0
2015 | PJM_ROR_2_TVA_Transmission | PJM_ROR | TVA_Transmission | Internal | Shoulder | B14 | 900 | 2500 | 1184.78 | 70.8 | 76.8 | 6 | 0
2015 | PJM_ROR_2_TVA_Transmission | PJM_ROR | TVA_Transmission | Internal | Shoulder | B15 | 1203 | 2500 | 531.33 | 61.69 | 67.69 | 6 | 0
2015 | PJM_ROR_2_TVA_Transmission | PJM_ROR | TVA_Transmission | Internal | Summer | B1 | 10 | 2500 | 629.66 | 123.42 | 129.42 | 6 | 0
2015 | PJM_ROR_2_TVA_Transmission | PJM_ROR | TVA_Transmission | Internal | Summer | B2 | 25 | 2500 | 0 | 119.18 | 123.99 | 6 | 0
2015 | PJM_ROR_2_TVA_Transmission | PJM_ROR | TVA_Transmission | Internal | Summer | B3 | 75 | 2500 | 0 | 119.18 | 119.78 | 6 | 0
2015 | PJM_ROR_2_TVA_Transmission | PJM_ROR | TVA_Transmission | Internal | Summer | B4 | 100 | 2500 | 0 | 99.71 | 102.79 | 6 | 0
2015 | PJM_ROR_2_TVA_Transmission | PJM_ROR | TVA_Transmission | Internal | Summer | B5 | 200 | 2500 | 0 | 80.55 | 86.18 | 6 | 0
2015 | PJM_ROR_2_TVA_Transmission | PJM_ROR | TVA_Transmission | Internal | Summer | B6 | 300 | 2500 | 0 | 76.14 | 80.78 | 6 | 0
2015 | PJM_ROR_2_TVA_Transmission | PJM_ROR | TVA_Transmission | Internal | Summer | B7 | 400 | 2500 | 0 | 73.91 | 76.66 | 6 | 0
2015 | PJM_ROR_2_TVA_Transmission | PJM_ROR | TVA_Transmission | Internal | Summer | B8 | 500 | 2500 | 258.26 | 69.81 | 75.81 | 6 | 0
2015 | PJM_ROR_2_TVA_Transmission | PJM_ROR | TVA_Transmission | Internal | Summer | B9 | 800 | 2500 | 103.94 | 65.06 | 71.06 | 6 | 0
2015 | PJM_ROR_2_TVA_Transmission | PJM_ROR | TVA_Transmission | Internal | Summer | B10 | 1262 | 2500 | 0 | 56.77 | 62.7 | 6 | 0
2015 | PJM_ROR_2_TVA_Transmission | PJM_ROR | TVA_Transmission | Internal | Winter | B16 | 25 | 2500 | 894.12 | 82.85 | 88.85 | 6 | 0
2015 | PJM_ROR_2_TVA_Transmission | PJM_ROR | TVA_Transmission | Internal | Winter | B17 | 100 | 2500 | 0 | 80.3 | 84.08 | 6 | 0
2015 | PJM_ROR_2_TVA_Transmission | PJM_ROR | TVA_Transmission | Internal | Winter | B18 | 400 | 2500 | 0 | 76.35 | 79.55 | 6 | 0
2015 | PJM_ROR_2_TVA_Transmission | PJM_ROR | TVA_Transmission | Internal | Winter | B19 | 700 | 2500 | 0.5 | 71.87 | 77.87 | 6 | 0
2015 | PJM_ROR_2_TVA_Transmission | PJM_ROR | TVA_Transmission | Internal | Winter | B20 | 935 | 2500 | 1433.91 | 60.16 | 66.16 | 6 | 0
2015 | PJM_ROR_2_VACAR | PJM_ROR | VACAR | Internal | Shoulder | B11 | 25 | 3000 | 1448.54 | 77.74 | 83.74 | 6 | 0
2015 | PJM_ROR_2_VACAR | PJM_ROR | VACAR | Internal | Shoulder | B12 | 200 | 3000 | 0 | 77.21 | 81.65 | 6 | 0
2015 | PJM_ROR_2_VACAR | PJM_ROR | VACAR | Internal | Shoulder | B13 | 600 | 3000 | 0 | 73.7 | 75.37 | 6 | 0
2015 | PJM_ROR_2_VACAR | PJM_ROR | VACAR | Internal | Shoulder | B14 | 900 | 3000 | 0 | 70.8 | 73 | 6 | 0
2015 | PJM_ROR_2_VACAR | PJM_ROR | VACAR | Internal | Shoulder | B15 | 1203 | 3000 | 3000 | 61.69 | 70.85 | 6 | 3.17
2015 | PJM_ROR_2_VACAR | PJM_ROR | VACAR | Internal | Summer | B1 | 10 | 3000 | 3000 | 123.42 | 130.15 | 6 | 0.73
2015 | PJM_ROR_2_VACAR | PJM_ROR | VACAR | Internal | Summer | B2 | 25 | 3000 | 3000 | 119.18 | 130.15 | 6 | 4.98
2015 | PJM_ROR_2_VACAR | PJM_ROR | VACAR | Internal | Summer | B3 | 75 | 3000 | 3000 | 119.18 | 128.78 | 6 | 3.6
2015 | PJM_ROR_2_VACAR | PJM_ROR | VACAR | Internal | Summer | B4 | 100 | 3000 | 2048.12 | 99.71 | 105.71 | 6 | 0
2015 | PJM_ROR_2_VACAR | PJM_ROR | VACAR | Internal | Summer | B5 | 200 | 3000 | 3000 | 80.55 | 87.29 | 6 | 0.74
2015 | PJM_ROR_2_VACAR | PJM_ROR | VACAR | Internal | Summer | B6 | 300 | 3000 | 1904.54 | 76.14 | 82.14 | 6 | 0
2015 | PJM_ROR_2_VACAR | PJM_ROR | VACAR | Internal | Summer | B7 | 400 | 3000 | 1278.4 | 73.91 | 79.91 | 6 | 0
2015 | PJM_ROR_2_VACAR | PJM_ROR | VACAR | Internal | Summer | B8 | 500 | 3000 | 0 | 69.81 | 74.2 | 6 | 0
2015 | PJM_ROR_2_VACAR | PJM_ROR | VACAR | Internal | Summer | B9 | 800 | 3000 | 0 | 65.06 | 70.29 | 6 | 0
2015 | PJM_ROR_2_VACAR | PJM_ROR | VACAR | Internal | Summer | B10 | 1262 | 3000 | 3000 | 56.77 | 67.65 | 6 | 4.88
2015 | PJM_ROR_2_VACAR | PJM_ROR | VACAR | Internal | Winter | B16 | 25 | 3000 | 3000 | 82.85 | 95.09 | 6 | 6.24
2015 | PJM_ROR_2_VACAR | PJM_ROR | VACAR | Internal | Winter | B17 | 100 | 3000 | 2075.03 | 80.3 | 86.3 | 6 | 0
2015 | PJM_ROR_2_VACAR | PJM_ROR | VACAR | Internal | Winter | B18 | 400 | 3000 | 0 | 76.35 | 75.81 | 6 | 0
2015 | PJM_ROR_2_VACAR | PJM_ROR | VACAR | Internal | Winter | B19 | 700 | 3000 | 0 | 71.87 | 74.21 | 6 | 0
2015 | PJM_ROR_2_VACAR | PJM_ROR | VACAR | Internal | Winter | B20 | 935 | 3000 | 3000 | 60.16 | 69.54 | 6 | 3.38
2015 | PJM_ROM_2_NYISO_A-F | PJM_ROM | NYISO_A-F | Internal | Shoulder | B11 | 25 | 2000 | 0 | 77.75 | 76.55 | 6 | 0
2015 | PJM_ROM_2_NYISO_A-F | PJM_ROM | NYISO_A-F | Internal | Shoulder | B12 | 200 | 2000 | 0 | 77.22 | 76.55 | 6 | 0
2015 | PJM_ROM_2_NYISO_A-F | PJM_ROM | NYISO_A-F | Internal | Shoulder | B13 | 600 | 2000 | 0 | 73.71 | 75.62 | 6 | 0
2015 | PJM_ROM_2_NYISO_A-F | PJM_ROM | NYISO_A-F | Internal | Shoulder | B14 | 900 | 2000 | 0 | 70.81 | 75.62 | 6 | 0
2015 | PJM_ROM_2_NYISO_A-F | PJM_ROM | NYISO_A-F | Internal | Shoulder | B15 | 1203 | 2000 | 1186.84 | 62.61 | 68.61 | 6 | 0
2015 | PJM_ROM_2_NYISO_A-F | PJM_ROM | NYISO_A-F | Internal | Summer | B1 | 10 | 2000 | 0 | 123.43 | 117.24 | 6 | 0
2015 | PJM_ROM_2_NYISO_A-F | PJM_ROM | NYISO_A-F | Internal | Summer | B2 | 25 | 2000 | 0 | 119.19 | 111.19 | 6 | 0
2015 | PJM_ROM_2_NYISO_A-F | PJM_ROM | NYISO_A-F | Internal | Summer | B3 | 75 | 2000 | 0 | 119.16 | 105.39 | 6 | 0
2015 | PJM_ROM_2_NYISO_A-F | PJM_ROM | NYISO_A-F | Internal | Summer | B4 | 100 | 2000 | 0 | 99.69 | 91.69 | 6 | 0
2015 | PJM_ROM_2_NYISO_A-F | PJM_ROM | NYISO_A-F | Internal | Summer | B5 | 200 | 2000 | 0 | 80.56 | 74.86 | 6 | 0
2015 | PJM_ROM_2_NYISO_A-F | PJM_ROM | NYISO_A-F | Internal | Summer | B6 | 300 | 2000 | 0 | 76.15 | 74.85 | 6 | 0
2015 | PJM_ROM_2_NYISO_A-F | PJM_ROM | NYISO_A-F | Internal | Summer | B7 | 400 | 2000 | 0 | 73.92 | 74.84 | 6 | 0
2015 | PJM_ROM_2_NYISO_A-F | PJM_ROM | NYISO_A-F | Internal | Summer | B8 | 500 | 2000 | 0 | 69.82 | 73.97 | 6 | 0
2015 | PJM_ROM_2_NYISO_A-F | PJM_ROM | NYISO_A-F | Internal | Summer | B9 | 800 | 2000 | 0 | 65.07 | 68.86 | 6 | 0
2015 | PJM_ROM_2_NYISO_A-F | PJM_ROM | NYISO_A-F | Internal | Summer | B10 | 1262 | 2000 | 2000 | 61.17 | 68.85 | 6 | 1.68
2015 | PJM_ROM_2_NYISO_A-F | PJM_ROM | NYISO_A-F | Internal | Winter | B16 | 25 | 2000 | 0 | 82.87 | 80.43 | 6 | 0
2015 | PJM_ROM_2_NYISO_A-F | PJM_ROM | NYISO_A-F | Internal | Winter | B17 | 100 | 2000 | 0 | 80.32 | 80.43 | 6 | 0
2015 | PJM_ROM_2_NYISO_A-F | PJM_ROM | NYISO_A-F | Internal | Winter | B18 | 400 | 2000 | 0 | 76.36 | 79.95 | 6 | 0
2015 | PJM_ROM_2_NYISO_A-F | PJM_ROM | NYISO_A-F | Internal | Winter | B19 | 700 | 2000 | 40.96 | 71.88 | 77.88 | 6 | 0
2015 | PJM_ROM_2_NYISO_A-F | PJM_ROM | NYISO_A-F | Internal | Winter | B20 | 935 | 2000 | 2000 | 61.17 | 69.43 | 6 | 2.26
2015 | PJM_ROM_2_PJM_E | PJM_ROM | PJM_E | Internal | Shoulder | B11 | 25 | 8000 | 1148.06 | 77.75 | 77.76 | 0.01 | 0
2015 | PJM_ROM_2_PJM_E | PJM_ROM | PJM_E | Internal | Shoulder | B12 | 200 | 8000 | 4120.19 | 77.22 | 77.23 | 0.01 | 0
2015 | PJM_ROM_2_PJM_E | PJM_ROM | PJM_E | Internal | Shoulder | B13 | 600 | 8000 | 3389.52 | 73.71 | 73.73 | 0.01 | 0
2015 | PJM_ROM_2_PJM_E | PJM_ROM | PJM_E | Internal | Shoulder | B14 | 900 | 8000 | 2347.68 | 70.81 | 70.82 | 0.01 | 0
2015 | PJM_ROM_2_PJM_E | PJM_ROM | PJM_E | Internal | Shoulder | B15 | 1203 | 8000 | 4601.48 | 62.61 | 62.62 | 0.01 | 0
2015 | PJM_ROM_2_PJM_E | PJM_ROM | PJM_E | Internal | Summer | B1 | 10 | 8000 | 4698.29 | 123.43 | 123.44 | 0.01 | 0
2015 | PJM_ROM_2_PJM_E | PJM_ROM | PJM_E | Internal | Summer | B2 | 25 | 8000 | 3171.05 | 119.19 | 119.2 | 0.01 | 0
2015 | PJM_ROM_2_PJM_E | PJM_ROM | PJM_E | Internal | Summer | B3 | 75 | 8000 | 0 | 119.16 | 119.15 | 0.01 | 0
2015 | PJM_ROM_2_PJM_E | PJM_ROM | PJM_E | Internal | Summer | B4 | 100 | 8000 | 1133.87 | 99.69 | 99.71 | 0.01 | 0
2015 | PJM_ROM_2_PJM_E | PJM_ROM | PJM_E | Internal | Summer | B5 | 200 | 8000 | 2109.43 | 80.56 | 80.57 | 0.01 | 0
2015 | PJM_ROM_2_PJM_E | PJM_ROM | PJM_E | Internal | Summer | B6 | 300 | 8000 | 3215.35 | 76.15 | 76.16 | 0.01 | 0
2015 | PJM_ROM_2_PJM_E | PJM_ROM | PJM_E | Internal | Summer | B7 | 400 | 8000 | 4615.63 | 73.92 | 73.93 | 0.01 | 0
2015 | PJM_ROM_2_PJM_E | PJM_ROM | PJM_E | Internal | Summer | B8 | 500 | 8000 | 3106.13 | 69.82 | 69.84 | 0.01 | 0
2015 | PJM_ROM_2_PJM_E | PJM_ROM | PJM_E | Internal | Summer | B9 | 800 | 8000 | 6239.19 | 65.07 | 65.08 | 0.01 | 0
2015 | PJM_ROM_2_PJM_E | PJM_ROM | PJM_E | Internal | Summer | B10 | 1262 | 8000 | 4144.54 | 61.17 | 61.18 | 0.01 | 0
2015 | PJM_ROM_2_PJM_E | PJM_ROM | PJM_E | Internal | Winter | B16 | 25 | 8000 | 2666.06 | 82.87 | 82.88 | 0.01 | 0
2015 | PJM_ROM_2_PJM_E | PJM_ROM | PJM_E | Internal | Winter | B17 | 100 | 8000 | 3896.38 | 80.32 | 80.33 | 0.01 | 0
2015 | PJM_ROM_2_PJM_E | PJM_ROM | PJM_E | Internal | Winter | B18 | 400 | 8000 | 4238.88 | 76.36 | 76.37 | 0.01 | 0
2015 | PJM_ROM_2_PJM_E | PJM_ROM | PJM_E | Internal | Winter | B19 | 700 | 8000 | 5680.81 | 71.88 | 71.9 | 0.01 | 0
2015 | PJM_ROM_2_PJM_E | PJM_ROM | PJM_E | Internal | Winter | B20 | 935 | 8000 | 3986.51 | 61.17 | 61.18 | 0.01 | 0
2015 | PJM_ROM_2_PJM_ROR | PJM_ROM | PJM_ROR | Internal | Shoulder | B11 | 25 | 8000 | 0 | 77.75 | 77.74 | 0.01 | 0
2015 | PJM_ROM_2_PJM_ROR | PJM_ROM | PJM_ROR | Internal | Shoulder | B12 | 200 | 8000 | 0 | 77.22 | 77.21 | 0.01 | 0
2015 | PJM_ROM_2_PJM_ROR | PJM_ROM | PJM_ROR | Internal | Shoulder | B13 | 600 | 8000 | 0 | 73.71 | 73.7 | 0.01 | 0
2015 | PJM_ROM_2_PJM_ROR | PJM_ROM | PJM_ROR | Internal | Shoulder | B14 | 900 | 8000 | 0 | 70.81 | 70.8 | 0.01 | 0
2015 | PJM_ROM_2_PJM_ROR | PJM_ROM | PJM_ROR | Internal | Shoulder | B15 | 1203 | 8000 | 0 | 62.61 | 61.69 | 0.01 | 0
2015 | PJM_ROM_2_PJM_ROR | PJM_ROM | PJM_ROR | Internal | Summer | B1 | 10 | 8000 | 0 | 123.43 | 123.42 | 0.01 | 0
2015 | PJM_ROM_2_PJM_ROR | PJM_ROM | PJM_ROR | Internal | Summer | B2 | 25 | 8000 | 0 | 119.19 | 119.18 | 0.01 | 0
2015 | PJM_ROM_2_PJM_ROR | PJM_ROM | PJM_ROR | Internal | Summer | B3 | 75 | 8000 | 2181.63 | 119.16 | 119.18 | 0.01 | 0
2015 | PJM_ROM_2_PJM_ROR | PJM_ROM | PJM_ROR | Internal | Summer | B4 | 100 | 8000 | 483.24 | 99.69 | 99.71 | 0.01 | 0
2015 | PJM_ROM_2_PJM_ROR | PJM_ROM | PJM_ROR | Internal | Summer | B5 | 200 | 8000 | 0 | 80.56 | 80.55 | 0.01 | 0
2015 | PJM_ROM_2_PJM_ROR | PJM_ROM | PJM_ROR | Internal | Summer | B6 | 300 | 8000 | 0 | 76.15 | 76.14 | 0.01 | 0
2015 | PJM_ROM_2_PJM_ROR | PJM_ROM | PJM_ROR | Internal | Summer | B7 | 400 | 8000 | 0 | 73.92 | 73.91 | 0.01 | 0
2015 | PJM_ROM_2_PJM_ROR | PJM_ROM | PJM_ROR | Internal | Summer | B8 | 500 | 8000 | 0 | 69.82 | 69.81 | 0.01 | 0
2015 | PJM_ROM_2_PJM_ROR | PJM_ROM | PJM_ROR | Internal | Summer | B9 | 800 | 8000 | 0 | 65.07 | 65.06 | 0.01 | 0
2015 | PJM_ROM_2_PJM_ROR | PJM_ROM | PJM_ROR | Internal | Summer | B10 | 1262 | 8000 | 0 | 61.17 | 56.77 | 0.01 | 0
2015 | PJM_ROM_2_PJM_ROR | PJM_ROM | PJM_ROR | Internal | Winter | B16 | 25 | 8000 | 0 | 82.87 | 82.85 | 0.01 | 0
2015 | PJM_ROM_2_PJM_ROR | PJM_ROM | PJM_ROR | Internal | Winter | B17 | 100 | 8000 | 0 | 80.32 | 80.3 | 0.01 | 0
2015 | PJM_ROM_2_PJM_ROR | PJM_ROM | PJM_ROR | Internal | Winter | B18 | 400 | 8000 | 0 | 76.36 | 76.35 | 0.01 | 0
2015 | PJM_ROM_2_PJM_ROR | PJM_ROM | PJM_ROR | Internal | Winter | B19 | 700 | 8000 | 0 | 71.88 | 71.87 | 0.01 | 0
2015 | PJM_ROM_2_PJM_ROR | PJM_ROM | PJM_ROR | Internal | Winter | B20 | 935 | 8000 | 0 | 61.17 | 60.16 | 0.01 | 0
2015 | SOCO_2_ENT | SOCO | ENT | Internal | Shoulder | B11 | 25 | 2400 | 0 | 78.45 | 79.46 | 10 | 0
2015 | SOCO_2_ENT | SOCO | ENT | Internal | Shoulder | B12 | 200 | 2400 | 0 | 78.45 | 78.87 | 10 | 0
2015 | SOCO_2_ENT | SOCO | ENT | Internal | Shoulder | B13 | 600 | 2400 | 0 | 78.45 | 76.22 | 10 | 0
2015 | SOCO_2_ENT | SOCO | ENT | Internal | Shoulder | B14 | 900 | 2400 | 0 | 78.45 | 76.22 | 10 | 0
2015 | SOCO_2_ENT | SOCO | ENT | Internal | Shoulder | B15 | 1203 | 2400 | 0 | 72.86 | 71.1 | 10 | 0
2015 | SOCO_2_ENT | SOCO | ENT | Internal | Summer | B1 | 10 | 2400 | 0 | 127.73 | 121.42 | 10 | 0
2015 | SOCO_2_ENT | SOCO | ENT | Internal | Summer | B2 | 25 | 2400 | 0 | 123.99 | 115.99 | 10 | 0
2015 | SOCO_2_ENT | SOCO | ENT | Internal | Summer | B3 | 75 | 2400 | 0 | 119.78 | 111.78 | 10 | 0
2015 | SOCO_2_ENT | SOCO | ENT | Internal | Summer | B4 | 100 | 2400 | 0 | 95.71 | 100.72 | 10 | 0
2015 | SOCO_2_ENT | SOCO | ENT | Internal | Summer | B5 | 200 | 2400 | 0 | 77.29 | 81.53 | 10 | 0
2015 | SOCO_2_ENT | SOCO | ENT | Internal | Summer | B6 | 300 | 2400 | 0 | 77.29 | 78.24 | 10 | 0
2015 | SOCO_2_ENT | SOCO | ENT | Internal | Summer | B7 | 400 | 2400 | 0 | 77.29 | 77.66 | 10 | 0
2015 | SOCO_2_ENT | SOCO | ENT | Internal | Summer | B8 | 500 | 2400 | 0 | 77.29 | 75.88 | 10 | 0
2015 | SOCO_2_ENT | SOCO | ENT | Internal | Summer | B9 | 800 | 2400 | 0 | 77.29 | 75.06 | 10 | 0
2015 | SOCO_2_ENT | SOCO | ENT | Internal | Summer | B10 | 1262 | 2400 | 0 | 68.96 | 66.74 | 10 | 0
2015 | SOCO_2_ENT | SOCO | ENT | Internal | Winter | B16 | 25 | 2400 | 0 | 80.84 | 81.29 | 10 | 0
2015 | SOCO_2_ENT | SOCO | ENT | Internal | Winter | B17 | 100 | 2400 | 0 | 80.84 | 78.61 | 10 | 0
2015 | SOCO_2_ENT | SOCO | ENT | Internal | Winter | B18 | 400 | 2400 | 0 | 77.3 | 78.56 | 10 | 0
2015 | SOCO_2_ENT | SOCO | ENT | Internal | Winter | B19 | 700 | 2400 | 0 | 77.3 | 78.56 | 10 | 0
2015 | SOCO_2_ENT | SOCO | ENT | Internal | Winter | B20 | 935 | 2400 | 0 | 74.19 | 68.7 | 10 | 0
2015 | SOCO_2_FRCC | SOCO | FRCC | Internal | Shoulder | B11 | 25 | 3700 | 1198.58 | 78.45 | 88.45 | 10 | 0
2015 | SOCO_2_FRCC | SOCO | FRCC | Internal | Shoulder | B12 | 200 | 3700 | 0 | 78.45 | 82.86 | 10 | 0
2015 | SOCO_2_FRCC | SOCO | FRCC | Internal | Shoulder | B13 | 600 | 3700 | 0 | 78.45 | 82.86 | 10 | 0
2015 | SOCO_2_FRCC | SOCO | FRCC | Internal | Shoulder | B14 | 900 | 3700 | 0 | 78.45 | 82.86 | 10 | 0
2015 | SOCO_2_FRCC | SOCO | FRCC | Internal | Shoulder | B15 | 1203 | 3700 | 1210 | 72.86 | 82.86 | 10 | 0
2015 | SOCO_2_FRCC | SOCO | FRCC | Internal | Summer | B1 | 10 | 3700 | 0 | 127.73 | 133.17 | 10 | 0
2015 | SOCO_2_FRCC | SOCO | FRCC | Internal | Summer | B2 | 25 | 3700 | 0 | 123.99 | 133.17 | 10 | 0
2015 | SOCO_2_FRCC | SOCO | FRCC | Internal | Summer | B3 | 75 | 3700 | 849.06 | 119.78 | 129.78 | 10 | 0
2015 | SOCO_2_FRCC | SOCO | FRCC | Internal | Summer | B4 | 100 | 3700 | 1747.24 | 95.71 | 105.71 | 10 | 0
2015 | SOCO_2_FRCC | SOCO | FRCC | Internal | Summer | B5 | 200 | 3700 | 649.71 | 77.29 | 87.29 | 10 | 0
2015 | SOCO_2_FRCC | SOCO | FRCC | Internal | Summer | B6 | 300 | 3700 | 0 | 77.29 | 85.79 | 10 | 0
2015 | SOCO_2_FRCC | SOCO | FRCC | Internal | Summer | B7 | 400 | 3700 | 0 | 77.29 | 85.79 | 10 | 0
2015 | SOCO_2_FRCC | SOCO | FRCC | Internal | Summer | B8 | 500 | 3700 | 0 | 77.29 | 82.19 | 10 | 0
2015 | SOCO_2_FRCC | SOCO | FRCC | Internal | Summer | B9 | 800 | 3700 | 0 | 77.29 | 82.19 | 10 | 0
2015 | SOCO_2_FRCC | SOCO | FRCC | Internal | Summer | B10 | 1262 | 3700 | 3700 | 68.96 | 79.01 | 10 | 0.05
2015 | SOCO_2_FRCC | SOCO | FRCC | Internal | Winter | B16 | 25 | 3700 | 0 | 80.84 | 89.01 | 10 | 0
2015 | SOCO_2_FRCC | SOCO | FRCC | Internal | Winter | B17 | 100 | 3700 | 0 | 80.84 | 84.89 | 10 | 0
2015 | SOCO_2_FRCC | SOCO | FRCC | Internal | Winter | B18 | 400 | 3700 | 0 | 77.3 | 84.89 | 10 | 0
2015 | SOCO_2_FRCC | SOCO | FRCC | Internal | Winter | B19 | 700 | 3700 | 0 | 77.3 | 84.89 | 10 | 0
2015 | SOCO_2_FRCC | SOCO | FRCC | Internal | Winter | B20 | 935 | 3700 | 2508.4 | 74.19 | 84.19 | 10 | 0
2015 | SOCO_2_TVA_Transmission | SOCO | TVA_Transmission | Internal | Shoulder | B11 | 25 | 2600 | 0 | 78.45 | 82.49 | 10 | 0
2015 | SOCO_2_TVA_Transmission | SOCO | TVA_Transmission | Internal | Shoulder | B12 | 200 | 2600 | 0 | 78.45 | 80.07 | 10 | 0
2015 | SOCO_2_TVA_Transmission | SOCO | TVA_Transmission | Internal | Shoulder | B13 | 600 | 2600 | 0 | 78.45 | 77.99 | 10 | 0
2015 | SOCO_2_TVA_Transmission | SOCO | TVA_Transmission | Internal | Shoulder | B14 | 900 | 2600 | 0 | 78.45 | 76.8 | 10 | 0
2015 | SOCO_2_TVA_Transmission | SOCO | TVA_Transmission | Internal | Shoulder | B15 | 1203 | 2600 | 0 | 72.86 | 67.69 | 10 | 0
2015 | SOCO_2_TVA_Transmission | SOCO | TVA_Transmission | Internal | Summer | B1 | 10 | 2600 | 0 | 127.73 | 129.42 | 10 | 0
2015 | SOCO_2_TVA_Transmission | SOCO | TVA_Transmission | Internal | Summer | B2 | 25 | 2600 | 0 | 123.99 | 123.99 | 10 | 0
2015 | SOCO_2_TVA_Transmission | SOCO | TVA_Transmission | Internal | Summer | B3 | 75 | 2600 | 0 | 119.78 | 119.78 | 10 | 0
2015 | SOCO_2_TVA_Transmission | SOCO | TVA_Transmission | Internal | Summer | B4 | 100 | 2600 | 0 | 95.71 | 102.79 | 10 | 0
2015 | SOCO_2_TVA_Transmission | SOCO | TVA_Transmission | Internal | Summer | B5 | 200 | 2600 | 0 | 77.29 | 86.18 | 10 | 0
2015 | SOCO_2_TVA_Transmission | SOCO | TVA_Transmission | Internal | Summer | B6 | 300 | 2600 | 0 | 77.29 | 80.78 | 10 | 0
2015 | SOCO_2_TVA_Transmission | SOCO | TVA_Transmission | Internal | Summer | B7 | 400 | 2600 | 0 | 77.29 | 76.66 | 10 | 0
2015 | SOCO_2_TVA_Transmission | SOCO | TVA_Transmission | Internal | Summer | B8 | 500 | 2600 | 0 | 77.29 | 75.81 | 10 | 0
2015 | SOCO_2_TVA_Transmission | SOCO | TVA_Transmission | Internal | Summer | B9 | 800 | 2600 | 0 | 77.29 | 71.06 | 10 | 0
2015 | SOCO_2_TVA_Transmission | SOCO | TVA_Transmission | Internal | Summer | B10 | 1262 | 2600 | 0 | 68.96 | 62.7 | 10 | 0
2015 | SOCO_2_TVA_Transmission | SOCO | TVA_Transmission | Internal | Winter | B16 | 25 | 2600 | 0 | 80.84 | 88.85 | 10 | 0
2015 | SOCO_2_TVA_Transmission | SOCO | TVA_Transmission | Internal | Winter | B17 | 100 | 2600 | 0 | 80.84 | 84.08 | 10 | 0
2015 | SOCO_2_TVA_Transmission | SOCO | TVA_Transmission | Internal | Winter | B18 | 400 | 2600 | 0 | 77.3 | 79.55 | 10 | 0
2015 | SOCO_2_TVA_Transmission | SOCO | TVA_Transmission | Internal | Winter | B19 | 700 | 2600 | 0 | 77.3 | 77.87 | 10 | 0
2015 | SOCO_2_TVA_Transmission | SOCO | TVA_Transmission | Internal | Winter | B20 | 935 | 2600 | 0 | 74.19 | 66.16 | 10 | 0
2015 | SOCO_2_VACAR | SOCO | VACAR | Internal | Shoulder | B11 | 25 | 2000 | 0 | 78.45 | 83.74 | 10 | 0
2015 | SOCO_2_VACAR | SOCO | VACAR | Internal | Shoulder | B12 | 200 | 2000 | 0 | 78.45 | 81.65 | 10 | 0
2015 | SOCO_2_VACAR | SOCO | VACAR | Internal | Shoulder | B13 | 600 | 2000 | 0 | 78.45 | 75.37 | 10 | 0
2015 | SOCO_2_VACAR | SOCO | VACAR | Internal | Shoulder | B14 | 900 | 2000 | 0 | 78.45 | 73 | 10 | 0
2015 | SOCO_2_VACAR | SOCO | VACAR | Internal | Shoulder | B15 | 1203 | 2000 | 0 | 72.86 | 70.85 | 10 | 0
2015 | SOCO_2_VACAR | SOCO | VACAR | Internal | Summer | B1 | 10 | 2000 | 0 | 127.73 | 130.15 | 10 | 0
2015 | SOCO_2_VACAR | SOCO | VACAR | Internal | Summer | B2 | 25 | 2000 | 0 | 123.99 | 130.15 | 10 | 0
2015 | SOCO_2_VACAR | SOCO | VACAR | Internal | Summer | B3 | 75 | 2000 | 0 | 119.78 | 128.78 | 10 | 0
2015 | SOCO_2_VACAR | SOCO | VACAR | Internal | Summer | B4 | 100 | 2000 | 9.68 | 95.71 | 105.71 | 10 | 0
2015 | SOCO_2_VACAR | SOCO | VACAR | Internal | Summer | B5 | 200 | 2000 | 36.03 | 77.29 | 87.29 | 10 | 0
2015 | SOCO_2_VACAR | SOCO | VACAR | Internal | Summer | B6 | 300 | 2000 | 0 | 77.29 | 82.14 | 10 | 0
2015 | SOCO_2_VACAR | SOCO | VACAR | Internal | Summer | B7 | 400 | 2000 | 0 | 77.29 | 79.91 | 10 | 0
2015 | SOCO_2_VACAR | SOCO | VACAR | Internal | Summer | B8 | 500 | 2000 | 0 | 77.29 | 74.2 | 10 | 0
2015 | SOCO_2_VACAR | SOCO | VACAR | Internal | Summer | B9 | 800 | 2000 | 0 | 77.29 | 70.29 | 10 | 0
2015 | SOCO_2_VACAR | SOCO | VACAR | Internal | Summer | B10 | 1262 | 2000 | 0 | 68.96 | 67.65 | 10 | 0
2015 | SOCO_2_VACAR | SOCO | VACAR | Internal | Winter | B16 | 25 | 2000 | 2000 | 80.84 | 95.09 | 10 | 4.25
2015 | SOCO_2_VACAR | SOCO | VACAR | Internal | Winter | B17 | 100 | 2000 | 0 | 80.84 | 86.3 | 10 | 0
2015 | SOCO_2_VACAR | SOCO | VACAR | Internal | Winter | B18 | 400 | 2000 | 0 | 77.3 | 75.81 | 10 | 0
2015 | SOCO_2_VACAR | SOCO | VACAR | Internal | Winter | B19 | 700 | 2000 | 0 | 77.3 | 74.21 | 10 | 0
2015 | SOCO_2_VACAR | SOCO | VACAR | Internal | Winter | B20 | 935 | 2000 | 0 | 74.19 | 69.54 | 10 | 0
2015 | SPP_N_2_ENT | SPP_N | ENT | Internal | Shoulder | B11 | 25 | 1800 | 0 | 86.74 | 79.46 | 5 | 0
2015 | SPP_N_2_ENT | SPP_N | ENT | Internal | Shoulder | B12 | 200 | 1800 | 0 | 76.39 | 78.87 | 5 | 0
2015 | SPP_N_2_ENT | SPP_N | ENT | Internal | Shoulder | B13 | 600 | 1800 | 0 | 76.16 | 76.22 | 5 | 0
2015 | SPP_N_2_ENT | SPP_N | ENT | Internal | Shoulder | B14 | 900 | 1800 | 0 | 75.99 | 76.22 | 5 | 0
2015 | SPP_N_2_ENT | SPP_N | ENT | Internal | Shoulder | B15 | 1203 | 1800 | 0 | 70.08 | 71.1 | 5 | 0
2015 | SPP_N_2_ENT | SPP_N | ENT | Internal | Summer | B1 | 10 | 1800 | 0 | 122.39 | 121.42 | 5 | 0
2015 | SPP_N_2_ENT | SPP_N | ENT | Internal | Summer | B2 | 25 | 1800 | 0 | 122.39 | 115.99 | 5 | 0
2015 | SPP_N_2_ENT | SPP_N | ENT | Internal | Summer | B3 | 75 | 1800 | 0 | 119.78 | 111.78 | 5 | 0
2015 | SPP_N_2_ENT | SPP_N | ENT | Internal | Summer | B4 | 100 | 1800 | 0 | 108.72 | 100.72 | 5 | 0
2015 | SPP_N_2_ENT | SPP_N | ENT | Internal | Summer | B5 | 200 | 1800 | 0 | 89.53 | 81.53 | 5 | 0
2015 | SPP_N_2_ENT | SPP_N | ENT | Internal | Summer | B6 | 300 | 1800 | 0 | 81.63 | 78.24 | 5 | 0
2015 | SPP_N_2_ENT | SPP_N | ENT | Internal | Summer | B7 | 400 | 1800 | 0 | 78.38 | 77.66 | 5 | 0
2015 | SPP_N_2_ENT | SPP_N | ENT | Internal | Summer | B8 | 500 | 1800 | 0 | 74.89 | 75.88 | 5 | 0
2015 | SPP_N_2_ENT | SPP_N | ENT | Internal | Summer | B9 | 800 | 1800 | 0 | 74.07 | 75.06 | 5 | 0
2015 | SPP_N_2_ENT | SPP_N | ENT | Internal | Summer | B10 | 1262 | 1800 | 0 | 65.75 | 66.74 | 5 | 0
2015 | SPP_N_2_ENT | SPP_N | ENT | Internal | Winter | B16 | 25 | 1800 | 0 | 82.31 | 81.29 | 5 | 0
2015 | SPP_N_2_ENT | SPP_N | ENT | Internal | Winter | B17 | 100 | 1800 | 0 | 78.64 | 78.61 | 5 | 0
2015 | SPP_N_2_ENT | SPP_N | ENT | Internal | Winter | B18 | 400 | 1800 | 0 | 78.46 | 78.56 | 5 | 0
2015 | SPP_N_2_ENT | SPP_N | ENT | Internal | Winter | B19 | 700 | 1800 | 0 | 78.46 | 78.56 | 5 | 0
2015 | SPP_N_2_ENT | SPP_N | ENT | Internal | Winter | B20 | 935 | 1800 | 0 | 67.37 | 68.7 | 5 | 0
2015 | SPP_N_2_MISO_MO-IL | SPP_N | MISO_MO-IL | Internal | Shoulder | B11 | 25 | 2000 | 0 | 86.74 | 79.74 | 5 | 0
2015 | SPP_N_2_MISO_MO-IL | SPP_N | MISO_MO-IL | Internal | Shoulder | B12 | 200 | 2000 | 0 | 76.39 | 75.21 | 5 | 0
2015 | SPP_N_2_MISO_MO-IL | SPP_N | MISO_MO-IL | Internal | Shoulder | B13 | 600 | 2000 | 0 | 76.16 | 72.79 | 5 | 0
2015 | SPP_N_2_MISO_MO-IL | SPP_N | MISO_MO-IL | Internal | Shoulder | B14 | 900 | 2000 | 0 | 75.99 | 72.08 | 5 | 0
2015 | SPP_N_2_MISO_MO-IL | SPP_N | MISO_MO-IL | Internal | Shoulder | B15 | 1203 | 2000 | 0 | 70.08 | 63.06 | 5 | 0
2015 | SPP_N_2_MISO_MO-IL | SPP_N | MISO_MO-IL | Internal | Summer | B1 | 10 | 2000 | 0 | 122.39 | 121.43 | 5 | 0
2015 | SPP_N_2_MISO_MO-IL | SPP_N | MISO_MO-IL | Internal | Summer | B2 | 25 | 2000 | 0 | 122.39 | 118.03 | 5 | 0
2015 | SPP_N_2_MISO_MO-IL | SPP_N | MISO_MO-IL | Internal | Summer | B3 | 75 | 2000 | 0 | 119.78 | 118.03 | 5 | 0
2015 | SPP_N_2_MISO_MO-IL | SPP_N | MISO_MO-IL | Internal | Summer | B4 | 100 | 2000 | 0 | 108.72 | 101.71 | 5 | 0
2015 | SPP_N_2_MISO_MO-IL | SPP_N | MISO_MO-IL | Internal | Summer | B5 | 200 | 2000 | 0 | 89.53 | 82.53 | 5 | 0
2015 | SPP_N_2_MISO_MO-IL | SPP_N | MISO_MO-IL | Internal | Summer | B6 | 300 | 2000 | 0 | 81.63 | 74.64 | 5 | 0
2015 | SPP_N_2_MISO_MO-IL | SPP_N | MISO_MO-IL | Internal | Summer | B7 | 400 | 2000 | 0 | 78.38 | 72.08 | 5 | 0
2015 | SPP_N_2_MISO_MO-IL | SPP_N | MISO_MO-IL | Internal | Summer | B8 | 500 | 2000 | 0 | 74.89 | 67.88 | 5 | 0
2015 | SPP_N_2_MISO_MO-IL | SPP_N | MISO_MO-IL | Internal | Summer | B9 | 800 | 2000 | 0 | 74.07 | 67.06 | 5 | 0
2015 | SPP_N_2_MISO_MO-IL | SPP_N | MISO_MO-IL | Internal | Summer | B10 | 1262 | 2000 | 0 | 65.75 | 58.74 | 5 | 0
2015 | SPP_N_2_MISO_MO-IL | SPP_N | MISO_MO-IL | Internal | Winter | B16 | 25 | 2000 | 0 | 82.31 | 82.31 | 5 | 0
2015 | SPP_N_2_MISO_MO-IL | SPP_N | MISO_MO-IL | Internal | Winter | B17 | 100 | 2000 | 0 | 78.64 | 78.3 | 5 | 0
2015 | SPP_N_2_MISO_MO-IL | SPP_N | MISO_MO-IL | Internal | Winter | B18 | 400 | 2000 | 0 | 78.46 | 75.69 | 5 | 0
2015 | SPP_N_2_MISO_MO-IL | SPP_N | MISO_MO-IL | Internal | Winter | B19 | 700 | 2000 | 0 | 78.46 | 73.85 | 5 | 0
2015 | SPP_N_2_MISO_MO-IL | SPP_N | MISO_MO-IL | Internal | Winter | B20 | 935 | 2000 | 0 | 67.37 | 60.7 | 5 | 0
2015 | SPP_N_2_MISO_W | SPP_N | MISO_W | Internal | Shoulder | B11 | 25 | 750 | 0 | 86.74 | 79.74 | 5 | 0
2015 | SPP_N_2_MISO_W | SPP_N | MISO_W | Internal | Shoulder | B12 | 200 | 750 | 0 | 76.39 | 75.2 | 5 | 0
2015 | SPP_N_2_MISO_W | SPP_N | MISO_W | Internal | Shoulder | B13 | 600 | 750 | 0 | 76.16 | 72.79 | 5 | 0
2015 | SPP_N_2_MISO_W | SPP_N | MISO_W | Internal | Shoulder | B14 | 900 | 750 | 0 | 75.99 | 72.09 | 5 | 0
2015 | SPP_N_2_MISO_W | SPP_N | MISO_W | Internal | Shoulder | B15 | 1203 | 750 | 0 | 70.08 | 63.08 | 5 | 0
2015 | SPP_N_2_MISO_W | SPP_N | MISO_W | Internal | Summer | B1 | 10 | 750 | 0 | 122.39 | 121.42 | 5 | 0
2015 | SPP_N_2_MISO_W | SPP_N | MISO_W | Internal | Summer | B2 | 25 | 750 | 0 | 122.39 | 118.03 | 5 | 0
2015 | SPP_N_2_MISO_W | SPP_N | MISO_W | Internal | Summer | B3 | 75 | 750 | 0 | 119.78 | 118.02 | 5 | 0
2015 | SPP_N_2_MISO_W | SPP_N | MISO_W | Internal | Summer | B4 | 100 | 750 | 0 | 108.72 | 101.72 | 5 | 0
2015 | SPP_N_2_MISO_W | SPP_N | MISO_W | Internal | Summer | B5 | 200 | 750 | 0 | 89.53 | 82.53 | 5 | 0
2015 | SPP_N_2_MISO_W | SPP_N | MISO_W | Internal | Summer | B6 | 300 | 750 | 0 | 81.63 | 74.63 | 5 | 0
2015 | SPP_N_2_MISO_W | SPP_N | MISO_W | Internal | Summer | B7 | 400 | 750 | 0 | 78.38 | 72.09 | 5 | 0
2015 | SPP_N_2_MISO_W | SPP_N | MISO_W | Internal | Summer | B8 | 500 | 750 | 0 | 74.89 | 67.89 | 5 | 0
2015 | SPP_N_2_MISO_W | SPP_N | MISO_W | Internal | Summer | B9 | 800 | 750 | 0 | 74.07 | 67.07 | 5 | 0
2015 | SPP_N_2_MISO_W | SPP_N | MISO_W | Internal | Summer | B10 | 1262 | 750 | 0 | 65.75 | 58.75 | 5 | 0
2015 | SPP_N_2_MISO_W | SPP_N | MISO_W | Internal | Winter | B16 | 25 | 750 | 0 | 82.31 | 82.3 | 5 | 0
2015 | SPP_N_2_MISO_W | SPP_N | MISO_W | Internal | Winter | B17 | 100 | 750 | 0 | 78.64 | 78.29 | 5 | 0
2015 | SPP_N_2_MISO_W | SPP_N | MISO_W | Internal | Winter | B18 | 400 | 750 | 0 | 78.46 | 75.69 | 5 | 0
2015 | SPP_N_2_MISO_W | SPP_N | MISO_W | Internal | Winter | B19 | 700 | 750 | 0 | 78.46 | 73.86 | 5 | 0
2015 | SPP_N_2_MISO_W | SPP_N | MISO_W | Internal | Winter | B20 | 935 | 750 | 0 | 67.37 | 60.71 | 5 | 0
2015 | SPP_N_2_NE | SPP_N | NE | Internal | Shoulder | B11 | 25 | 332 | 0 | 86.74 | 79.74 | 0.01 | 0
2015 | SPP_N_2_NE | SPP_N | NE | Internal | Shoulder | B12 | 200 | 332 | 0 | 76.39 | 75.2 | 0.01 | 0
2015 | SPP_N_2_NE | SPP_N | NE | Internal | Shoulder | B13 | 600 | 332 | 0 | 76.16 | 75.2 | 0.01 | 0
2015 | SPP_N_2_NE | SPP_N | NE | Internal | Shoulder | B14 | 900 | 332 | 0 | 75.99 | 75.2 | 0.01 | 0
2015 | SPP_N_2_NE | SPP_N | NE | Internal | Shoulder | B15 | 1203 | 332 | 0 | 70.08 | 66.06 | 0.01 | 0
2015 | SPP_N_2_NE | SPP_N | NE | Internal | Summer | B1 | 10 | 332 | 0 | 122.39 | 121.42 | 0.01 | 0
2015 | SPP_N_2_NE | SPP_N | NE | Internal | Summer | B2 | 25 | 332 | 0 | 122.39 | 118.99 | 0.01 | 0
2015 | SPP_N_2_NE | SPP_N | NE | Internal | Summer | B3 | 75 | 332 | 0 | 119.78 | 118.99 | 0.01 | 0
2015 | SPP_N_2_NE | SPP_N | NE | Internal | Summer | B4 | 100 | 332 | 0 | 108.72 | 106.94 | 0.01 | 0
2015 | SPP_N_2_NE | SPP_N | NE | Internal | Summer | B5 | 200 | 332 | 0 | 89.53 | 89.52 | 0.01 | 0
2015 | SPP_N_2_NE | SPP_N | NE | Internal | Summer | B6 | 300 | 332 | 0 | 81.63 | 79.02 | 0.01 | 0
2015 | SPP_N_2_NE | SPP_N | NE | Internal | Summer | B7 | 400 | 332 | 0 | 78.38 | 73.99 | 0.01 | 0
2015 | SPP_N_2_NE | SPP_N | NE | Internal | Summer | B8 | 500 | 332 | 0 | 74.89 | 67.89 | 0.01 | 0
2015 | SPP_N_2_NE | SPP_N | NE | Internal | Summer | B9 | 800 | 332 | 0 | 74.07 | 67.89 | 0.01 | 0
2015 | SPP_N_2_NE | SPP_N | NE | Internal | Summer | B10 | 1262 | 332 | 0 | 65.75 | 62.77 | 0.01 | 0
2015 | SPP_N_2_NE | SPP_N | NE | Internal | Winter | B16 | 25 | 332 | 0 | 82.31 | 82.3 | 0.01 | 0
2015 | SPP_N_2_NE | SPP_N | NE | Internal | Winter | B17 | 100 | 332 | 0 | 78.64 | 78.29 | 0.01 | 0
2015 | SPP_N_2_NE | SPP_N | NE | Internal | Winter | B18 | 400 | 332 | 0 | 78.46 | 78.06 | 0.01 | 0
2015 | SPP_N_2_NE | SPP_N | NE | Internal | Winter | B19 | 700 | 332 | 0 | 78.46 | 78.06 | 0.01 | 0
2015 | SPP_N_2_NE | SPP_N | NE | Internal | Winter | B20 | 935 | 332 | 0 | 67.37 | 62.73 | 0.01 | 0
2015 | SPP_N_2_SPP_S | SPP_N | SPP_S | Internal | Shoulder | B11 | 25 | 4000 | 1209.91 | 86.74 | 86.75 | 0.01 | 0
2015 | SPP_N_2_SPP_S | SPP_N | SPP_S | Internal | Shoulder | B12 | 200 | 4000 | 4.71 | 76.39 | 76.4 | 0.01 | 0
2015 | SPP_N_2_SPP_S | SPP_N | SPP_S | Internal | Shoulder | B13 | 600 | 4000 | 542.57 | 76.16 | 76.17 | 0.01 | 0
2015 | SPP_N_2_SPP_S | SPP_N | SPP_S | Internal | Shoulder | B14 | 900 | 4000 | 1177.33 | 75.99 | 76 | 0.01 | 0
2015 | SPP_N_2_SPP_S | SPP_N | SPP_S | Internal | Shoulder | B15 | 1203 | 4000 | 3976.63 | 70.08 | 70.09 | 0.01 | 0
2015 | SPP_N_2_SPP_S | SPP_N | SPP_S | Internal | Summer | B1 | 10 | 4000 | 0 | 122.39 | 110.99 | 0.01 | 0
2015 | SPP_N_2_SPP_S | SPP_N | SPP_S | Internal | Summer | B2 | 25 | 4000 | 0 | 122.39 | 110.99 | 0.01 | 0
2015 | SPP_N_2_SPP_S | SPP_N | SPP_S | Internal | Summer | B3 | 75 | 4000 | 0 | 119.78 | 108.73 | 0.01 | 0
2015 | SPP_N_2_SPP_S | SPP_N | SPP_S | Internal | Summer | B4 | 100 | 4000 | 87.45 | 108.72 | 108.73 | 0.01 | 0
2015 | SPP_N_2_SPP_S | SPP_N | SPP_S | Internal | Summer | B5 | 200 | 4000 | 14.96 | 89.53 | 89.54 | 0.01 | 0
2015 | SPP_N_2_SPP_S | SPP_N | SPP_S | Internal | Summer | B6 | 300 | 4000 | 188.25 | 81.63 | 81.64 | 0.01 | 0
2015 | SPP_N_2_SPP_S | SPP_N | SPP_S | Internal | Summer | B7 | 400 | 4000 | 640.59 | 78.38 | 78.39 | 0.01 | 0
2015 | SPP_N_2_SPP_S | SPP_N | SPP_S | Internal | Summer | B8 | 500 | 4000 | 1159.02 | 74.89 | 74.9 | 0.01 | 0
2015 | SPP_N_2_SPP_S | SPP_N | SPP_S | Internal | Summer | B9 | 800 | 4000 | 4000 | 74.07 | 74.73 | 0.01 | 0.65
2015 | SPP_N_2_SPP_S | SPP_N | SPP_S | Internal | Summer | B10 | 1262 | 4000 | 4000 | 65.75 | 67.48 | 0.01 | 1.72
2015 | SPP_N_2_SPP_S | SPP_N | SPP_S | Internal | Winter | B16 | 25 | 4000 | 351.6 | 82.31 | 82.32 | 0.01 | 0
2015 | SPP_N_2_SPP_S | SPP_N | SPP_S | Internal | Winter | B17 | 100 | 4000 | 795.45 | 78.64 | 78.65 | 0.01 | 0
2015 | SPP_N_2_SPP_S | SPP_N | SPP_S | Internal | Winter | B18 | 400 | 4000 | 1119.41 | 78.46 | 78.47 | 0.01 | 0
2015 | SPP_N_2_SPP_S | SPP_N | SPP_S | Internal | Winter | B19 | 700 | 4000 | 1674.93 | 78.46 | 78.47 | 0.01 | 0
2015 | SPP_N_2_SPP_S | SPP_N | SPP_S | Internal | Winter | B20 | 935 | 4000 | 2943.75 | 67.37 | 67.38 | 0.01 | 0
2015 | SPP_S_2_ENT | SPP_S | ENT | Internal | Shoulder | B11 | 25 | 850 | 0 | 86.75 | 79.46 | 5 | 0
2015 | SPP_S_2_ENT | SPP_S | ENT | Internal | Shoulder | B12 | 200 | 850 | 0 | 76.4 | 78.87 | 5 | 0
2015 | SPP_S_2_ENT | SPP_S | ENT | Internal | Shoulder | B13 | 600 | 850 | 0 | 76.17 | 76.22 | 5 | 0
2015 | SPP_S_2_ENT | SPP_S | ENT | Internal | Shoulder | B14 | 900 | 850 | 0 | 76 | 76.22 | 5 | 0
2015 | SPP_S_2_ENT | SPP_S | ENT | Internal | Shoulder | B15 | 1203 | 850 | 0 | 70.09 | 71.1 | 5 | 0
2015 | SPP_S_2_ENT | SPP_S | ENT | Internal | Summer | B1 | 10 | 850 | 850 | 110.99 | 121.42 | 5 | 5.43
2015 | SPP_S_2_ENT | SPP_S | ENT | Internal | Summer | B2 | 25 | 850 | 632.81 | 110.99 | 115.99 | 5 | 0
2015 | SPP_S_2_ENT | SPP_S | ENT | Internal | Summer | B3 | 75 | 850 | 0 | 108.73 | 111.78 | 5 | 0
2015 | SPP_S_2_ENT | SPP_S | ENT | Internal | Summer | B4 | 100 | 850 | 0 | 108.73 | 100.72 | 5 | 0
2015 | SPP_S_2_ENT | SPP_S | ENT | Internal | Summer | B5 | 200 | 850 | 0 | 89.54 | 81.53 | 5 | 0
2015 | SPP_S_2_ENT | SPP_S | ENT | Internal | Summer | B6 | 300 | 850 | 0 | 81.64 | 78.24 | 5 | 0
2015 | SPP_S_2_ENT | SPP_S | ENT | Internal | Summer | B7 | 400 | 850 | 0 | 78.39 | 77.66 | 5 | 0
2015 | SPP_S_2_ENT | SPP_S | ENT | Internal | Summer | B8 | 500 | 850 | 0 | 74.9 | 75.88 | 5 | 0
2015 | SPP_S_2_ENT | SPP_S | ENT | Internal | Summer | B9 | 800 | 850 | 0 | 74.73 | 75.06 | 5 | 0
2015 | SPP_S_2_ENT | SPP_S | ENT | Internal | Summer | B10 | 1262 | 850 | 0 | 67.48 | 66.74 | 5 | 0
2015 | SPP_S_2_ENT | SPP_S | ENT | Internal | Winter | B16 | 25 | 850 | 0 | 82.32 | 81.29 | 5 | 0
2015 | SPP_S_2_ENT | SPP_S | ENT | Internal | Winter | B17 | 100 | 850 | 0 | 78.65 | 78.61 | 5 | 0
2015 | SPP_S_2_ENT | SPP_S | ENT | Internal | Winter | B18 | 400 | 850 | 0 | 78.47 | 78.56 | 5 | 0
2015 | SPP_S_2_ENT | SPP_S | ENT | Internal | Winter | B19 | 700 | 850 | 0 | 78.47 | 78.56 | 5 | 0
2015 | SPP_S_2_ENT | SPP_S | ENT | Internal | Winter | B20 | 935 | 850 | 0 | 67.38 | 68.7 | 5 | 0
2015 | SPP_S_2_SPP_N | SPP_S | SPP_N | Internal | Shoulder | B11 | 25 | 640 | 0 | 86.75 | 86.74 | 0.01 | 0
2015 | SPP_S_2_SPP_N | SPP_S | SPP_N | Internal | Shoulder | B12 | 200 | 640 | 0 | 76.4 | 76.39 | 0.01 | 0
2015 | SPP_S_2_SPP_N | SPP_S | SPP_N | Internal | Shoulder | B13 | 600 | 640 | 0 | 76.17 | 76.16 | 0.01 | 0
2015 | SPP_S_2_SPP_N | SPP_S | SPP_N | Internal | Shoulder | B14 | 900 | 640 | 0 | 76 | 75.99 | 0.01 | 0
2015 | SPP_S_2_SPP_N | SPP_S | SPP_N | Internal | Shoulder | B15 | 1203 | 640 | 0 | 70.09 | 70.08 | 0.01 | 0
2015 | SPP_S_2_SPP_N | SPP_S | SPP_N | Internal | Summer | B1 | 10 | 640 | 640 | 110.99 | 122.39 | 0.01 | 11.39
2015 | SPP_S_2_SPP_N | SPP_S | SPP_N | Internal | Summer | B2 | 25 | 640 | 640 | 110.99 | 122.39 | 0.01 | 11.39
2015 | SPP_S_2_SPP_N | SPP_S | SPP_N | Internal | Summer | B3 | 75 | 640 | 640 | 108.73 | 119.78 | 0.01 | 11.04
2015 | SPP_S_2_SPP_N | SPP_S | SPP_N | Internal | Summer | B4 | 100 | 640 | 0 | 108.73 | 108.72 | 0.01 | 0
2015 | SPP_S_2_SPP_N | SPP_S | SPP_N | Internal | Summer | B5 | 200 | 640 | 0 | 89.54 | 89.53 | 0.01 | 0
2015 | SPP_S_2_SPP_N | SPP_S | SPP_N | Internal | Summer | B6 | 300 | 640 | 0 | 81.64 | 81.63 | 0.01 | 0
2015 | SPP_S_2_SPP_N | SPP_S | SPP_N | Internal | Summer | B7 | 400 | 640 | 0 | 78.39 | 78.38 | 0.01 | 0
2015 | SPP_S_2_SPP_N | SPP_S | SPP_N | Internal | Summer | B8 | 500 | 640 | 0 | 74.9 | 74.89 | 0.01 | 0
2015 | SPP_S_2_SPP_N | SPP_S | SPP_N | Internal | Summer | B9 | 800 | 640 | 0 | 74.73 | 74.07 | 0.01 | 0
2015 | SPP_S_2_SPP_N | SPP_S | SPP_N | Internal | Summer | B10 | 1262 | 640 | 0 | 67.48 | 65.75 | 0.01 | 0
2015 | SPP_S_2_SPP_N | SPP_S | SPP_N | Internal | Winter | B16 | 25 | 640 | 0 | 82.32 | 82.31 | 0.01 | 0
2015 | SPP_S_2_SPP_N | SPP_S | SPP_N | Internal | Winter | B17 | 100 | 640 | 0 | 78.65 | 78.64 | 0.01 | 0
2015 | SPP_S_2_SPP_N | SPP_S | SPP_N | Internal | Winter | B18 | 400 | 640 | 0 | 78.47 | 78.46 | 0.01 | 0
2015 | SPP_S_2_SPP_N | SPP_S | SPP_N | Internal | Winter | B19 | 700 | 640 | 0 | 78.47 | 78.46 | 0.01 | 0
2015 | SPP_S_2_SPP_N | SPP_S | SPP_N | Internal | Winter | B20 | 935 | 640 | 0 | 67.38 | 67.37 | 0.01 | 0
2015 | TVA_2_ENT | TVA | ENT | Internal | Shoulder | B11 | 25 | 500 | 0 | 81.34 | 79.46 | 9 | 0
2015 | TVA_2_ENT | TVA | ENT | Internal | Shoulder | B12 | 200 | 500 | 0 | 77.94 | 78.87 | 9 | 0
2015 | TVA_2_ENT | TVA | ENT | Internal | Shoulder | B13 | 600 | 500 | 0 | 76.81 | 76.22 | 9 | 0
2015 | TVA_2_ENT | TVA | ENT | Internal | Shoulder | B14 | 900 | 500 | 0 | 76.81 | 76.22 | 9 | 0
2015 | TVA_2_ENT | TVA | ENT | Internal | Shoulder | B15 | 1203 | 500 | 0 | 67.7 | 71.1 | 9 | 0
2015 | TVA_2_ENT | TVA | ENT | Internal | Summer | B1 | 10 | 500 | 0 | 129.43 | 121.42 | 9 | 0
2015 | TVA_2_ENT | TVA | ENT | Internal | Summer | B2 | 25 | 500 | 0 | 124 | 115.99 | 9 | 0
2015 | TVA_2_ENT | TVA | ENT | Internal | Summer | B3 | 75 | 500 | 0 | 119.79 | 111.78 | 9 | 0
2015 | TVA_2_ENT | TVA | ENT | Internal | Summer | B4 | 100 | 500 | 0 | 96.71 | 100.72 | 9 | 0
2015 | TVA_2_ENT | TVA | ENT | Internal | Summer | B5 | 200 | 500 | 0 | 85.89 | 81.53 | 9 | 0
2015 | TVA_2_ENT | TVA | ENT | Internal | Summer | B6 | 300 | 500 | 0 | 80.02 | 78.24 | 9 | 0
2015 | TVA_2_ENT | TVA | ENT | Internal | Summer | B7 | 400 | 500 | 0 | 76.68 | 77.66 | 9 | 0
2015 | TVA_2_ENT | TVA | ENT | Internal | Summer | B8 | 500 | 500 | 0 | 75.82 | 75.88 | 9 | 0
2015 | TVA_2_ENT | TVA | ENT | Internal | Summer | B9 | 800 | 500 | 0 | 71.07 | 75.06 | 9 | 0
2015 | TVA_2_ENT | TVA | ENT | Internal | Summer | B10 | 1262 | 500 | 0 | 62.64 | 66.74 | 9 | 0
2015 | TVA_2_ENT | TVA | ENT | Internal | Winter | B16 | 25 | 500 | 0 | 88.87 | 81.29 | 9 | 0
2015 | TVA_2_ENT | TVA | ENT | Internal | Winter | B17 | 100 | 500 | 0 | 83.12 | 78.61 | 9 | 0
2015 | TVA_2_ENT | TVA | ENT | Internal | Winter | B18 | 400 | 500 | 0 | 77.88 | 78.56 | 9 | 0
2015 | TVA_2_ENT | TVA | ENT | Internal | Winter | B19 | 700 | 500 | 0 | 77.88 | 78.56 | 9 | 0
2015 | TVA_2_ENT | TVA | ENT | Internal | Winter | B20 | 935 | 500 | 0 | 66.17 | 68.7 | 9 | 0
2015 | TVA_2_MISO_MO-IL | TVA | MISO_MO-IL | Internal | Shoulder | B11 | 25 | 50 | 0 | 81.34 | 79.74 | 9 | 0
2015 | TVA_2_MISO_MO-IL | TVA | MISO_MO-IL | Internal | Shoulder | B12 | 200 | 50 | 0 | 77.94 | 75.21 | 9 | 0
2015 | TVA_2_MISO_MO-IL | TVA | MISO_MO-IL | Internal | Shoulder | B13 | 600 | 50 | 0 | 76.81 | 72.79 | 9 | 0
2015 | TVA_2_MISO_MO-IL | TVA | MISO_MO-IL | Internal | Shoulder | B14 | 900 | 50 | 0 | 76.81 | 72.08 | 9 | 0
2015 | TVA_2_MISO_MO-IL | TVA | MISO_MO-IL | Internal | Shoulder | B15 | 1203 | 50 | 0 | 67.7 | 63.06 | 9 | 0
2015 | TVA_2_MISO_MO-IL | TVA | MISO_MO-IL | Internal | Summer | B1 | 10 | 50 | 0 | 129.43 | 121.43 | 9 | 0
2015 | TVA_2_MISO_MO-IL | TVA | MISO_MO-IL | Internal | Summer | B2 | 25 | 50 | 0 | 124 | 118.03 | 9 | 0
2015 | TVA_2_MISO_MO-IL | TVA | MISO_MO-IL | Internal | Summer | B3 | 75 | 50 | 0 | 119.79 | 118.03 | 9 | 0
2015 | TVA_2_MISO_MO-IL | TVA | MISO_MO-IL | Internal | Summer | B4 | 100 | 50 | 0 | 96.71 | 101.71 | 9 | 0
2015 | TVA_2_MISO_MO-IL | TVA | MISO_MO-IL | Internal | Summer | B5 | 200 | 50 | 0 | 85.89 | 82.53 | 9 | 0
2015 | TVA_2_MISO_MO-IL | TVA | MISO_MO-IL | Internal | Summer | B6 | 300 | 50 | 0 | 80.02 | 74.64 | 9 | 0
2015 | TVA_2_MISO_MO-IL | TVA | MISO_MO-IL | Internal | Summer | B7 | 400 | 50 | 0 | 76.68 | 72.08 | 9 | 0
2015 | TVA_2_MISO_MO-IL | TVA | MISO_MO-IL | Internal | Summer | B8 | 500 | 50 | 0 | 75.82 | 67.88 | 9 | 0
2015 | TVA_2_MISO_MO-IL | TVA | MISO_MO-IL | Internal | Summer | B9 | 800 | 50 | 0 | 71.07 | 67.06 | 9 | 0
2015 | TVA_2_MISO_MO-IL | TVA | MISO_MO-IL | Internal | Summer | B10 | 1262 | 50 | 0 | 62.64 | 58.74 | 9 | 0
2015 | TVA_2_MISO_MO-IL | TVA | MISO_MO-IL | Internal | Winter | B16 | 25 | 50 | 0 | 88.87 | 82.31 | 9 | 0
2015 | TVA_2_MISO_MO-IL | TVA | MISO_MO-IL | Internal | Winter | B17 | 100 | 50 | 0 | 83.12 | 78.3 | 9 | 0
2015 | TVA_2_MISO_MO-IL | TVA | MISO_MO-IL | Internal | Winter | B18 | 400 | 50 | 0 | 77.88 | 75.69 | 9 | 0
2015 | TVA_2_MISO_MO-IL | TVA | MISO_MO-IL | Internal | Winter | B19 | 700 | 50 | 0 | 77.88 | 73.85 | 9 | 0
2015 | TVA_2_MISO_MO-IL | TVA | MISO_MO-IL | Internal | Winter | B20 | 935 | 50 | 0 | 66.17 | 60.7 | 9 | 0
2015 | TVA_2_NonRTO_Midwest | TVA | NonRTO_Midwest | Internal | Shoulder | B11 | 25 | 100 | 0 | 81.34 | 87.75 | 9 | 0
2015 | TVA_2_NonRTO_Midwest | TVA | NonRTO_Midwest | Internal | Shoulder | B12 | 200 | 100 | 0 | 77.94 | 83.22 | 9 | 0
2015 | TVA_2_NonRTO_Midwest | TVA | NonRTO_Midwest | Internal | Shoulder | B13 | 600 | 100 | 0 | 76.81 | 80.8 | 9 | 0
2015 | TVA_2_NonRTO_Midwest | TVA | NonRTO_Midwest | Internal | Shoulder | B14 | 900 | 100 | 0 | 76.81 | 68.8 | 9 | 0
2015 | TVA_2_NonRTO_Midwest | TVA | NonRTO_Midwest | Internal | Shoulder | B15 | 1203 | 100 | 0 | 67.7 | 59.69 | 9 | 0
2015 | TVA_2_NonRTO_Midwest | TVA | NonRTO_Midwest | Internal | Summer | B1 | 10 | 100 | 0 | 129.43 | 125.95 | 9 | 0
2015 | TVA_2_NonRTO_Midwest | TVA | NonRTO_Midwest | Internal | Summer | B2 | 25 | 100 | 0 | 124 | 125.95 | 9 | 0
2015 | TVA_2_NonRTO_Midwest | TVA | NonRTO_Midwest | Internal | Summer | B3 | 75 | 100 | 0 | 119.79 | 125.95 | 9 | 0
2015 | TVA_2_NonRTO_Midwest | TVA | NonRTO_Midwest | Internal | Summer | B4 | 100 | 100 | 100 | 96.71 | 109.72 | 9 | 4.01
2015 | TVA_2_NonRTO_Midwest | TVA | NonRTO_Midwest | Internal | Summer | B5 | 200 | 100 | 0 | 85.89 | 90.55 | 9 | 0
2015 | TVA_2_NonRTO_Midwest | TVA | NonRTO_Midwest | Internal | Summer | B6 | 300 | 100 | 0 | 80.02 | 80.57 | 9 | 0
2015 | TVA_2_NonRTO_Midwest | TVA | NonRTO_Midwest | Internal | Summer | B7 | 400 | 100 | 0 | 76.68 | 68.66 | 9 | 0
2015 | TVA_2_NonRTO_Midwest | TVA | NonRTO_Midwest | Internal | Summer | B8 | 500 | 100 | 0 | 75.82 | 67.81 | 9 | 0
2015 | TVA_2_NonRTO_Midwest | TVA | NonRTO_Midwest | Internal | Summer | B9 | 800 | 100 | 0 | 71.07 | 63.06 | 9 | 0
2015 | TVA_2_NonRTO_Midwest | TVA | NonRTO_Midwest | Internal | Summer | B10 | 1262 | 100 | 0 | 62.64 | 58 | 9 | 0
2015 | TVA_2_NonRTO_Midwest | TVA | NonRTO_Midwest | Internal | Winter | B16 | 25 | 100 | 0 | 88.87 | 90.32 | 9 | 0
2015 | TVA_2_NonRTO_Midwest | TVA | NonRTO_Midwest | Internal | Winter | B17 | 100 | 100 | 0 | 83.12 | 86.32 | 9 | 0
2015 | TVA_2_NonRTO_Midwest | TVA | NonRTO_Midwest | Internal | Winter | B18 | 400 | 100 | 0 | 77.88 | 83.7 | 9 | 0
2015 | TVA_2_NonRTO_Midwest | TVA | NonRTO_Midwest | Internal | Winter | B19 | 700 | 100 | 0 | 77.88 | 69.87 | 9 | 0
2015 | TVA_2_NonRTO_Midwest | TVA | NonRTO_Midwest | Internal | Winter | B20 | 935 | 100 | 0 | 66.17 | 58.85 | 9 | 0
2015 | TVA_2_PJM_ROR | TVA | PJM_ROR | Internal | Shoulder | B11 | 25 | 500 | 0 | 81.34 | 77.74 | 9 | 0
2015 | TVA_2_PJM_ROR | TVA | PJM_ROR | Internal | Shoulder | B12 | 200 | 500 | 0 | 77.94 | 77.21 | 9 | 0
2015 | TVA_2_PJM_ROR | TVA | PJM_ROR | Internal | Shoulder | B13 | 600 | 500 | 0 | 76.81 | 73.7 | 9 | 0
2015 | TVA_2_PJM_ROR | TVA | PJM_ROR | Internal | Shoulder | B14 | 900 | 500 | 0 | 76.81 | 70.8 | 9 | 0
2015 | TVA_2_PJM_ROR | TVA | PJM_ROR | Internal | Shoulder | B15 | 1203 | 500 | 0 | 67.7 | 61.69 | 9 | 0
2015 | TVA_2_PJM_ROR | TVA | PJM_ROR | Internal | Summer | B1 | 10 | 500 | 0 | 129.43 | 123.42 | 9 | 0
2015 | TVA_2_PJM_ROR | TVA | PJM_ROR | Internal | Summer | B2 | 25 | 500 | 0 | 124 | 119.18 | 9 | 0
2015 | TVA_2_PJM_ROR | TVA | PJM_ROR | Internal | Summer | B3 | 75 | 500 | 0 | 119.79 | 119.18 | 9 | 0
2015 | TVA_2_PJM_ROR | TVA | PJM_ROR | Internal | Summer | B4 | 100 | 500 | 0 | 96.71 | 99.71 | 9 | 0
2015 | TVA_2_PJM_ROR | TVA | PJM_ROR | Internal | Summer | B5 | 200 | 500 | 0 | 85.89 | 80.55 | 9 | 0
2015 | TVA_2_PJM_ROR | TVA | PJM_ROR | Internal | Summer | B6 | 300 | 500 | 0 | 80.02 | 76.14 | 9 | 0
2015 | TVA_2_PJM_ROR | TVA | PJM_ROR | Internal | Summer | B7 | 400 | 500 | 0 | 76.68 | 73.91 | 9 | 0
2015 | TVA_2_PJM_ROR | TVA | PJM_ROR | Internal | Summer | B8 | 500 | 500 | 0 | 75.82 | 69.81 | 9 | 0
2015 | TVA_2_PJM_ROR | TVA | PJM_ROR | Internal | Summer | B9 | 800 | 500 | 0 | 71.07 | 65.06 | 9 | 0
2015 | TVA_2_PJM_ROR | TVA | PJM_ROR | Internal | Summer | B10 | 1262 | 500 | 0 | 62.64 | 56.77 | 9 | 0
2015 | TVA_2_PJM_ROR | TVA | PJM_ROR | Internal | Winter | B16 | 25 | 500 | 0 | 88.87 | 82.85 | 9 | 0
2015 | TVA_2_PJM_ROR | TVA | PJM_ROR | Internal | Winter | B17 | 100 | 500 | 0 | 83.12 | 80.3 | 9 | 0
2015 | TVA_2_PJM_ROR | TVA | PJM_ROR | Internal | Winter | B18 | 400 | 500 | 0 | 77.88 | 76.35 | 9 | 0
2015 | TVA_2_PJM_ROR | TVA | PJM_ROR | Internal | Winter | B19 | 700 | 500 | 0 | 77.88 | 71.87 | 9 | 0
2015 | TVA_2_PJM_ROR | TVA | PJM_ROR | Internal | Winter | B20 | 935 | 500 | 0 | 66.17 | 60.16 | 9 | 0
2015 | TVA_2_SOCO | TVA | SOCO | Internal | Shoulder | B11 | 25 | 500 | 0 | 81.34 | 78.45 | 9 | 0
2015 | TVA_2_SOCO | TVA | SOCO | Internal | Shoulder | B12 | 200 | 500 | 0 | 77.94 | 78.45 | 9 | 0
2015 | TVA_2_SOCO | TVA | SOCO | Internal | Shoulder | B13 | 600 | 500 | 0 | 76.81 | 78.45 | 9 | 0
2015 | TVA_2_SOCO | TVA | SOCO | Internal | Shoulder | B14 | 900 | 500 | 0 | 76.81 | 78.45 | 9 | 0
2015 | TVA_2_SOCO | TVA | SOCO | Internal | Shoulder | B15 | 1203 | 500 | 0 | 67.7 | 72.86 | 9 | 0
2015 | TVA_2_SOCO | TVA | SOCO | Internal | Summer | B1 | 10 | 500 | 0 | 129.43 | 127.73 | 9 | 0
2015 | TVA_2_SOCO | TVA | SOCO | Internal | Summer | B2 | 25 | 500 | 0 | 124 | 123.99 | 9 | 0
2015 | TVA_2_SOCO | TVA | SOCO | Internal | Summer | B3 | 75 | 500 | 0 | 119.79 | 119.78 | 9 | 0
2015 | TVA_2_SOCO | TVA | SOCO | Internal | Summer | B4 | 100 | 500 | 0 | 96.71 | 95.71 | 9 | 0
2015 | TVA_2_SOCO | TVA | SOCO | Internal | Summer | B5 | 200 | 500 | 0 | 85.89 | 77.29 | 9 | 0
2015 | TVA_2_SOCO | TVA | SOCO | Internal | Summer | B6 | 300 | 500 | 0 | 80.02 | 77.29 | 9 | 0
2015 | TVA_2_SOCO | TVA | SOCO | Internal | Summer | B7 | 400 | 500 | 0 | 76.68 | 77.29 | 9 | 0
2015 | TVA_2_SOCO | TVA | SOCO | Internal | Summer | B8 | 500 | 500 | 0 | 75.82 | 77.29 | 9 | 0
2015 | TVA_2_SOCO | TVA | SOCO | Internal | Summer | B9 | 800 | 500 | 0 | 71.07 | 77.29 | 9 | 0
2015 | TVA_2_SOCO | TVA | SOCO | Internal | Summer | B10 | 1262 | 500 | 0 | 62.64 | 68.96 | 9 | 0
2015 | TVA_2_SOCO | TVA | SOCO | Internal | Winter | B16 | 25 | 500 | 0 | 88.87 | 80.84 | 9 | 0
2015 | TVA_2_SOCO | TVA | SOCO | Internal | Winter | B17 | 100 | 500 | 0 | 83.12 | 80.84 | 9 | 0
2015 | TVA_2_SOCO | TVA | SOCO | Internal | Winter | B18 | 400 | 500 | 0 | 77.88 | 77.3 | 9 | 0
2015 | TVA_2_SOCO | TVA | SOCO | Internal | Winter | B19 | 700 | 500 | 0 | 77.88 | 77.3 | 9 | 0
2015 | TVA_2_SOCO | TVA | SOCO | Internal | Winter | B20 | 935 | 500 | 0 | 66.17 | 74.19 | 9 | 0
2015 | TVA_2_VACAR | TVA | VACAR | Internal | Shoulder | B11 | 25 | 150 | 0 | 81.34 | 83.74 | 9 | 0
2015 | TVA_2_VACAR | TVA | VACAR | Internal | Shoulder | B12 | 200 | 150 | 0 | 77.94 | 81.65 | 9 | 0
2015 | TVA_2_VACAR | TVA | VACAR | Internal | Shoulder | B13 | 600 | 150 | 0 | 76.81 | 75.37 | 9 | 0
2015 | TVA_2_VACAR | TVA | VACAR | Internal | Shoulder | B14 | 900 | 150 | 0 | 76.81 | 73 | 9 | 0
2015 | TVA_2_VACAR | TVA | VACAR | Internal | Shoulder | B15 | 1203 | 150 | 0 | 67.7 | 70.85 | 9 | 0
2015 | TVA_2_VACAR | TVA | VACAR | Internal | Summer | B1 | 10 | 150 | 0 | 129.43 | 130.15 | 9 | 0
2015 | TVA_2_VACAR | TVA | VACAR | Internal | Summer | B2 | 25 | 150 | 0 | 124 | 130.15 | 9 | 0
2015 | TVA_2_VACAR | TVA | VACAR | Internal | Summer | B3 | 75 | 150 | 0 | 119.79 | 128.78 | 9 | 0
2015 | TVA_2_VACAR | TVA | VACAR | Internal | Summer | B4 | 100 | 150 | 71.75 | 96.71 | 105.71 | 9 | 0
2015 | TVA_2_VACAR | TVA | VACAR | Internal | Summer | B5 | 200 | 150 | 0 | 85.89 | 87.29 | 9 | 0
2015 | TVA_2_VACAR | TVA | VACAR | Internal | Summer | B6 | 300 | 150 | 0 | 80.02 | 82.14 | 9 | 0
2015 | TVA_2_VACAR | TVA | VACAR | Internal | Summer | B7 | 400 | 150 | 0 | 76.68 | 79.91 | 9 | 0
2015 | TVA_2_VACAR | TVA | VACAR | Internal | Summer | B8 | 500 | 150 | 0 | 75.82 | 74.2 | 9 | 0
2015 | TVA_2_VACAR | TVA | VACAR | Internal | Summer | B9 | 800 | 150 | 0 | 71.07 | 70.29 | 9 | 0
2015 | TVA_2_VACAR | TVA | VACAR | Internal | Summer | B10 | 1262 | 150 | 0 | 62.64 | 67.65 | 9 | 0
2015 | TVA_2_VACAR | TVA | VACAR | Internal | Winter | B16 | 25 | 150 | 0 | 88.87 | 95.09 | 9 | 0
2015 | TVA_2_VACAR | TVA | VACAR | Internal | Winter | B17 | 100 | 150 | 0 | 83.12 | 86.3 | 9 | 0
2015 | TVA_2_VACAR | TVA | VACAR | Internal | Winter | B18 | 400 | 150 | 0 | 77.88 | 75.81 | 9 | 0
2015 | TVA_2_VACAR | TVA | VACAR | Internal | Winter | B19 | 700 | 150 | 0 | 77.88 | 74.21 | 9 | 0
2015 | TVA_2_VACAR | TVA | VACAR | Internal | Winter | B20 | 935 | 150 | 0 | 66.17 | 69.54 | 9 | 0
2015 | TVA_Transmission_2_ENT | TVA_Transmission | ENT | Internal | Shoulder | B11 | 25 | 3000 | 0 | 82.49 | 79.46 | 9 | 0
2015 | TVA_Transmission_2_ENT | TVA_Transmission | ENT | Internal | Shoulder | B12 | 200 | 3000 | 0 | 80.07 | 78.87 | 9 | 0
2015 | TVA_Transmission_2_ENT | TVA_Transmission | ENT | Internal | Shoulder | B13 | 600 | 3000 | 0 | 77.99 | 76.22 | 9 | 0
2015 | TVA_Transmission_2_ENT | TVA_Transmission | ENT | Internal | Shoulder | B14 | 900 | 3000 | 0 | 76.8 | 76.22 | 9 | 0
2015 | TVA_Transmission_2_ENT | TVA_Transmission | ENT | Internal | Shoulder | B15 | 1203 | 3000 | 0 | 67.69 | 71.1 | 9 | 0
2015 | TVA_Transmission_2_ENT | TVA_Transmission | ENT | Internal | Summer | B1 | 10 | 3000 | 0 | 129.42 | 121.42 | 9 | 0
2015 | TVA_Transmission_2_ENT | TVA_Transmission | ENT | Internal | Summer | B2 | 25 | 3000 | 0 | 123.99 | 115.99 | 9 | 0
2015 | TVA_Transmission_2_ENT | TVA_Transmission | ENT | Internal | Summer | B3 | 75 | 3000 | 0 | 119.78 | 111.78 | 9 | 0
2015 | TVA_Transmission_2_ENT | TVA_Transmission | ENT | Internal | Summer | B4 | 100 | 3000 | 0 | 102.79 | 100.72 | 9 | 0
2015 | TVA_Transmission_2_ENT | TVA_Transmission | ENT | Internal | Summer | B5 | 200 | 3000 | 0 | 86.18 | 81.53 | 9 | 0
2015 | TVA_Transmission_2_ENT | TVA_Transmission | ENT | Internal | Summer | B6 | 300 | 3000 | 0 | 80.78 | 78.24 | 9 | 0
2015 | TVA_Transmission_2_ENT | TVA_Transmission | ENT | Internal | Summer | B7 | 400 | 3000 | 0 | 76.66 | 77.66 | 9 | 0
2015 | TVA_Transmission_2_ENT | TVA_Transmission | ENT | Internal | Summer | B8 | 500 | 3000 | 0 | 75.81 | 75.88 | 9 | 0
2015 | TVA_Transmission_2_ENT | TVA_Transmission | ENT | Internal | Summer | B9 | 800 | 3000 | 0 | 71.06 | 75.06 | 9 | 0
2015 | TVA_Transmission_2_ENT | TVA_Transmission | ENT | Internal | Summer | B10 | 1262 | 3000 | 0 | 62.7 | 66.74 | 9 | 0
2015 | TVA_Transmission_2_ENT | TVA_Transmission | ENT | Internal | Winter | B16 | 25 | 3000 | 0 | 88.85 | 81.29 | 9 | 0
2015 | TVA_Transmission_2_ENT | TVA_Transmission | ENT | Internal | Winter | B17 | 100 | 3000 | 0 | 84.08 | 78.61 | 9 | 0
2015 | TVA_Transmission_2_ENT | TVA_Transmission | ENT | Internal | Winter | B18 | 400 | 3000 | 0 | 79.55 | 78.56 | 9 | 0
2015 | TVA_Transmission_2_ENT | TVA_Transmission | ENT | Internal | Winter | B19 | 700 | 3000 | 0 | 77.87 | 78.56 | 9 | 0
2015 | TVA_Transmission_2_ENT | TVA_Transmission | ENT | Internal | Winter | B20 | 935 | 3000 | 0 | 66.16 | 68.7 | 9 | 0
2015 | TVA_Transmission_2_MISO_MO-IL | TVA_Transmission | MISO_MO-IL | Internal | Shoulder | B11 | 25 | 4000 | 0 | 82.49 | 79.74 | 9 | 0
2015 | TVA_Transmission_2_MISO_MO-IL | TVA_Transmission | MISO_MO-IL | Internal | Shoulder | B12 | 200 | 4000 | 0 | 80.07 | 75.21 | 9 | 0
2015 | TVA_Transmission_2_MISO_MO-IL | TVA_Transmission | MISO_MO-IL | Internal | Shoulder | B13 | 600 | 4000 | 0 | 77.99 | 72.79 | 9 | 0
2015 | TVA_Transmission_2_MISO_MO-IL | TVA_Transmission | MISO_MO-IL | Internal | Shoulder | B14 | 900 | 4000 | 0 | 76.8 | 72.08 | 9 | 0
2015 | TVA_Transmission_2_MISO_MO-IL | TVA_Transmission | MISO_MO-IL | Internal | Shoulder | B15 | 1203 | 4000 | 0 | 67.69 | 63.06 | 9 | 0
2015 | TVA_Transmission_2_MISO_MO-IL | TVA_Transmission | MISO_MO-IL | Internal | Summer | B1 | 10 | 4000 | 0 | 129.42 | 121.43 | 9 | 0
2015 | TVA_Transmission_2_MISO_MO-IL | TVA_Transmission | MISO_MO-IL | Internal | Summer | B2 | 25 | 4000 | 0 | 123.99 | 118.03 | 9 | 0
2015 | TVA_Transmission_2_MISO_MO-IL | TVA_Transmission | MISO_MO-IL | Internal | Summer | B3 | 75 | 4000 | 0 | 119.78 | 118.03 | 9 | 0
2015 | TVA_Transmission_2_MISO_MO-IL | TVA_Transmission | MISO_MO-IL | Internal | Summer | B4 | 100 | 4000 | 0 | 102.79 | 101.71 | 9 | 0
2015 | TVA_Transmission_2_MISO_MO-IL | TVA_Transmission | MISO_MO-IL | Internal | Summer | B5 | 200 | 4000 | 0 | 86.18 | 82.53 | 9 | 0
2015 | TVA_Transmission_2_MISO_MO-IL | TVA_Transmission | MISO_MO-IL | Internal | Summer | B6 | 300 | 4000 | 0 | 80.78 | 74.64 | 9 | 0
2015 | TVA_Transmission_2_MISO_MO-IL | TVA_Transmission | MISO_MO-IL | Internal | Summer | B7 | 400 | 4000 | 0 | 76.66 | 72.08 | 9 | 0
2015 | TVA_Transmission_2_MISO_MO-IL | TVA_Transmission | MISO_MO-IL | Internal | Summer | B8 | 500 | 4000 | 0 | 75.81 | 67.88 | 9 | 0
2015 | TVA_Transmission_2_MISO_MO-IL | TVA_Transmission | MISO_MO-IL | Internal | Summer | B9 | 800 | 4000 | 0 | 71.06 | 67.06 | 9 | 0
2015 | TVA_Transmission_2_MISO_MO-IL | TVA_Transmission | MISO_MO-IL | Internal | Summer | B10 | 1262 | 4000 | 0 | 62.7 | 58.74 | 9 | 0
2015 | TVA_Transmission_2_MISO_MO-IL | TVA_Transmission | MISO_MO-IL | Internal | Winter | B16 | 25 | 4000 | 0 | 88.85 | 82.31 | 9 | 0
2015 | TVA_Transmission_2_MISO_MO-IL | TVA_Transmission | MISO_MO-IL | Internal | Winter | B17 | 100 | 4000 | 0 | 84.08 | 78.3 | 9 | 0
2015 | TVA_Transmission_2_MISO_MO-IL | TVA_Transmission | MISO_MO-IL | Internal | Winter | B18 | 400 | 4000 | 0 | 79.55 | 75.69 | 9 | 0
2015 | TVA_Transmission_2_MISO_MO-IL | TVA_Transmission | MISO_MO-IL | Internal | Winter | B19 | 700 | 4000 | 0 | 77.87 | 73.85 | 9 | 0
2015 | TVA_Transmission_2_MISO_MO-IL | TVA_Transmission | MISO_MO-IL | Internal | Winter | B20 | 935 | 4000 | 0 | 66.16 | 60.7 | 9 | 0
2015 | TVA_Transmission_2_NonRTO_Midwest | TVA_Transmission | NonRTO_Midwest | Internal | Shoulder | B11 | 25 | 700 | 0 | 82.49 | 87.75 | 9 | 0
2015 | TVA_Transmission_2_NonRTO_Midwest | TVA_Transmission | NonRTO_Midwest | Internal | Shoulder | B12 | 200 | 700 | 0 | 80.07 | 83.22 | 9 | 0
2015 | TVA_Transmission_2_NonRTO_Midwest | TVA_Transmission | NonRTO_Midwest | Internal | Shoulder | B13 | 600 | 700 | 0 | 77.99 | 80.8 | 9 | 0
2015 | TVA_Transmission_2_NonRTO_Midwest | TVA_Transmission | NonRTO_Midwest | Internal | Shoulder | B14 | 900 | 700 | 0 | 76.8 | 68.8 | 9 | 0
2015 | TVA_Transmission_2_NonRTO_Midwest | TVA_Transmission | NonRTO_Midwest | Internal | Shoulder | B15 | 1203 | 700 | 0 | 67.69 | 59.69 | 9 | 0
2015 | TVA_Transmission_2_NonRTO_Midwest | TVA_Transmission | NonRTO_Midwest | Internal | Summer | B1 | 10 | 700 | 0 | 129.42 | 125.95 | 9 | 0
2015 | TVA_Transmission_2_NonRTO_Midwest | TVA_Transmission | NonRTO_Midwest | Internal | Summer | B2 | 25 | 700 | 0 | 123.99 | 125.95 | 9 | 0
2015 | TVA_Transmission_2_NonRTO_Midwest | TVA_Transmission | NonRTO_Midwest | Internal | Summer | B3 | 75 | 700 | 0 | 119.78 | 125.95 | 9 | 0
2015 | TVA_Transmission_2_NonRTO_Midwest | TVA_Transmission | NonRTO_Midwest | Internal | Summer | B4 | 100 | 700 | 0 | 102.79 | 109.72 | 9 | 0
2015 | TVA_Transmission_2_NonRTO_Midwest | TVA_Transmission | NonRTO_Midwest | Internal | Summer | B5 | 200 | 700 | 0 | 86.18 | 90.55 | 9 | 0
2015 | TVA_Transmission_2_NonRTO_Midwest | TVA_Transmission | NonRTO_Midwest | Internal | Summer | B6 | 300 | 700 | 0 | 80.78 | 80.57 | 9 | 0
2015 | TVA_Transmission_2_NonRTO_Midwest | TVA_Transmission | NonRTO_Midwest | Internal | Summer | B7 | 400 | 700 | 0 | 76.66 | 68.66 | 9 | 0
2015 | TVA_Transmission_2_NonRTO_Midwest | TVA_Transmission | NonRTO_Midwest | Internal | Summer | B8 | 500 | 700 | 0 | 75.81 | 67.81 | 9 | 0
2015 | TVA_Transmission_2_NonRTO_Midwest | TVA_Transmission | NonRTO_Midwest | Internal | Summer | B9 | 800 | 700 | 0 | 71.06 | 63.06 | 9 | 0
2015 | TVA_Transmission_2_NonRTO_Midwest | TVA_Transmission | NonRTO_Midwest | Internal | Summer | B10 | 1262 | 700 | 0 | 62.7 | 58 | 9 | 0
2015 | TVA_Transmission_2_NonRTO_Midwest | TVA_Transmission | NonRTO_Midwest | Internal | Winter | B16 | 25 | 700 | 0 | 88.85 | 90.32 | 9 | 0
2015 | TVA_Transmission_2_NonRTO_Midwest | TVA_Transmission | NonRTO_Midwest | Internal | Winter | B17 | 100 | 700 | 0 | 84.08 | 86.32 | 9 | 0
2015 | TVA_Transmission_2_NonRTO_Midwest | TVA_Transmission | NonRTO_Midwest | Internal | Winter | B18 | 400 | 700 | 0 | 79.55 | 83.7 | 9 | 0
2015 | TVA_Transmission_2_NonRTO_Midwest | TVA_Transmission | NonRTO_Midwest | Internal | Winter | B19 | 700 | 700 | 0 | 77.87 | 69.87 | 9 | 0
2015 | TVA_Transmission_2_NonRTO_Midwest | TVA_Transmission | NonRTO_Midwest | Internal | Winter | B20 | 935 | 700 | 0 | 66.16 | 58.85 | 9 | 0
2015 | TVA_Transmission_2_PJM_ROR | TVA_Transmission | PJM_ROR | Internal | Shoulder | B11 | 25 | 2000 | 0 | 82.49 | 77.74 | 9 | 0
2015 | TVA_Transmission_2_PJM_ROR | TVA_Transmission | PJM_ROR | Internal | Shoulder | B12 | 200 | 2000 | 0 | 80.07 | 77.21 | 9 | 0
2015 | TVA_Transmission_2_PJM_ROR | TVA_Transmission | PJM_ROR | Internal | Shoulder | B13 | 600 | 2000 | 0 | 77.99 | 73.7 | 9 | 0
2015 | TVA_Transmission_2_PJM_ROR | TVA_Transmission | PJM_ROR | Internal | Shoulder | B14 | 900 | 2000 | 0 | 76.8 | 70.8 | 9 | 0
2015 | TVA_Transmission_2_PJM_ROR | TVA_Transmission | PJM_ROR | Internal | Shoulder | B15 | 1203 | 2000 | 0 | 67.69 | 61.69 | 9 | 0
2015 | TVA_Transmission_2_PJM_ROR | TVA_Transmission | PJM_ROR | Internal | Summer | B1 | 10 | 2000 | 0 | 129.42 | 123.42 | 9 | 0
2015 | TVA_Transmission_2_PJM_ROR | TVA_Transmission | PJM_ROR | Internal | Summer | B2 | 25 | 2000 | 0 | 123.99 | 119.18 | 9 | 0
2015 | TVA_Transmission_2_PJM_ROR | TVA_Transmission | PJM_ROR | Internal | Summer | B3 | 75 | 2000 | 0 | 119.78 | 119.18 | 9 | 0
2015 | TVA_Transmission_2_PJM_ROR | TVA_Transmission | PJM_ROR | Internal | Summer | B4 | 100 | 2000 | 0 | 102.79 | 99.71 | 9 | 0
2015 | TVA_Transmission_2_PJM_ROR | TVA_Transmission | PJM_ROR | Internal | Summer | B5 | 200 | 2000 | 0 | 86.18 | 80.55 | 9 | 0
2015 | TVA_Transmission_2_PJM_ROR | TVA_Transmission | PJM_ROR | Internal | Summer | B6 | 300 | 2000 | 0 | 80.78 | 76.14 | 9 | 0
2015 | TVA_Transmission_2_PJM_ROR | TVA_Transmission | PJM_ROR | Internal | Summer | B7 | 400 | 2000 | 0 | 76.66 | 73.91 | 9 | 0
2015 | TVA_Transmission_2_PJM_ROR | TVA_Transmission | PJM_ROR | Internal | Summer | B8 | 500 | 2000 | 0 | 75.81 | 69.81 | 9 | 0
2015 | TVA_Transmission_2_PJM_ROR | TVA_Transmission | PJM_ROR | Internal | Summer | B9 | 800 | 2000 | 0 | 71.06 | 65.06 | 9 | 0
2015 | TVA_Transmission_2_PJM_ROR | TVA_Transmission | PJM_ROR | Internal | Summer | B10 | 1262 | 2000 | 0 | 62.7 | 56.77 | 9 | 0
2015 | TVA_Transmission_2_PJM_ROR | TVA_Transmission | PJM_ROR | Internal | Winter | B16 | 25 | 2000 | 0 | 88.85 | 82.85 | 9 | 0
2015 | TVA_Transmission_2_PJM_ROR | TVA_Transmission | PJM_ROR | Internal | Winter | B17 | 100 | 2000 | 0 | 84.08 | 80.3 | 9 | 0
2015 | TVA_Transmission_2_PJM_ROR | TVA_Transmission | PJM_ROR | Internal | Winter | B18 | 400 | 2000 | 0 | 79.55 | 76.35 | 9 | 0
2015 | TVA_Transmission_2_PJM_ROR | TVA_Transmission | PJM_ROR | Internal | Winter | B19 | 700 | 2000 | 0 | 77.87 | 71.87 | 9 | 0
2015 | TVA_Transmission_2_PJM_ROR | TVA_Transmission | PJM_ROR | Internal | Winter | B20 | 935 | 2000 | 0 | 66.16 | 60.16 | 9 | 0
2015 | TVA_Transmission_2_SOCO | TVA_Transmission | SOCO | Internal | Shoulder | B11 | 25 | 3200 | 0 | 82.49 | 78.45 | 9 | 0
2015 | TVA_Transmission_2_SOCO | TVA_Transmission | SOCO | Internal | Shoulder | B12 | 200 | 3200 | 0 | 80.07 | 78.45 | 9 | 0
2015 | TVA_Transmission_2_SOCO | TVA_Transmission | SOCO | Internal | Shoulder | B13 | 600 | 3200 | 0 | 77.99 | 78.45 | 9 | 0
2015 | TVA_Transmission_2_SOCO | TVA_Transmission | SOCO | Internal | Shoulder | B14 | 900 | 3200 | 0 | 76.8 | 78.45 | 9 | 0
2015 | TVA_Transmission_2_SOCO | TVA_Transmission | SOCO | Internal | Shoulder | B15 | 1203 | 3200 | 0 | 67.69 | 72.86 | 9 | 0
2015 | TVA_Transmission_2_SOCO | TVA_Transmission | SOCO | Internal | Summer | B1 | 10 | 3200 | 0 | 129.42 | 127.73 | 9 | 0
2015 | TVA_Transmission_2_SOCO | TVA_Transmission | SOCO | Internal | Summer | B2 | 25 | 3200 | 0 | 123.99 | 123.99 | 9 | 0
2015 | TVA_Transmission_2_SOCO | TVA_Transmission | SOCO | Internal | Summer | B3 | 75 | 3200 | 0 | 119.78 | 119.78 | 9 | 0
2015 | TVA_Transmission_2_SOCO | TVA_Transmission | SOCO | Internal | Summer | B4 | 100 | 3200 | 0 | 102.79 | 95.71 | 9 | 0
2015 | TVA_Transmission_2_SOCO | TVA_Transmission | SOCO | Internal | Summer | B5 | 200 | 3200 | 0 | 86.18 | 77.29 | 9 | 0
2015 | TVA_Transmission_2_SOCO | TVA_Transmission | SOCO | Internal | Summer | B6 | 300 | 3200 | 0 | 80.78 | 77.29 | 9 | 0
2015 | TVA_Transmission_2_SOCO | TVA_Transmission | SOCO | Internal | Summer | B7 | 400 | 3200 | 0 | 76.66 | 77.29 | 9 | 0
2015 | TVA_Transmission_2_SOCO | TVA_Transmission | SOCO | Internal | Summer | B8 | 500 | 3200 | 0 | 75.81 | 77.29 | 9 | 0
2015 | TVA_Transmission_2_SOCO | TVA_Transmission | SOCO | Internal | Summer | B9 | 800 | 3200 | 0 | 71.06 | 77.29 | 9 | 0
2015 | TVA_Transmission_2_SOCO | TVA_Transmission | SOCO | Internal | Summer | B10 | 1262 | 3200 | 0 | 62.7 | 68.96 | 9 | 0
2015 | TVA_Transmission_2_SOCO | TVA_Transmission | SOCO | Internal | Winter | B16 | 25 | 3200 | 0 | 88.85 | 80.84 | 9 | 0
2015 | TVA_Transmission_2_SOCO | TVA_Transmission | SOCO | Internal | Winter | B17 | 100 | 3200 | 0 | 84.08 | 80.84 | 9 | 0
2015 | TVA_Transmission_2_SOCO | TVA_Transmission | SOCO | Internal | Winter | B18 | 400 | 3200 | 0 | 79.55 | 77.3 | 9 | 0
2015 | TVA_Transmission_2_SOCO | TVA_Transmission | SOCO | Internal | Winter | B19 | 700 | 3200 | 0 | 77.87 | 77.3 | 9 | 0
2015 | TVA_Transmission_2_SOCO | TVA_Transmission | SOCO | Internal | Winter | B20 | 935 | 3200 | 0 | 66.16 | 74.19 | 9 | 0
2015 | TVA_Transmission_2_TVA | TVA_Transmission | TVA | Internal | Shoulder | B11 | 25 | 99999 | 0 | 82.49 | 81.34 | 0.01 | 0
2015 | TVA_Transmission_2_TVA | TVA_Transmission | TVA | Internal | Shoulder | B12 | 200 | 99999 | 0 | 80.07 | 77.94 | 0.01 | 0
2015 | TVA_Transmission_2_TVA | TVA_Transmission | TVA | Internal | Shoulder | B13 | 600 | 99999 | 0 | 77.99 | 76.81 | 0.01 | 0
2015 | TVA_Transmission_2_TVA | TVA_Transmission | TVA | Internal | Shoulder | B14 | 900 | 99999 | 1497.51 | 76.8 | 76.81 | 0.01 | 0
2015 | TVA_Transmission_2_TVA | TVA_Transmission | TVA | Internal | Shoulder | B15 | 1203 | 99999 | 1115.37 | 67.69 | 67.7 | 0.01 | 0
2015 | TVA_Transmission_2_TVA | TVA_Transmission | TVA | Internal | Summer | B1 | 10 | 99999 | 2222.04 | 129.42 | 129.43 | 0.01 | 0
2015 | TVA_Transmission_2_TVA | TVA_Transmission | TVA | Internal | Summer | B2 | 25 | 99999 | 1587.43 | 123.99 | 124 | 0.01 | 0
2015 | TVA_Transmission_2_TVA | TVA_Transmission | TVA | Internal | Summer | B3 | 75 | 99999 | 376.85 | 119.78 | 119.79 | 0.01 | 0
2015 | TVA_Transmission_2_TVA | TVA_Transmission | TVA | Internal | Summer | B4 | 100 | 99999 | 0 | 102.79 | 96.71 | 0.01 | 0
2015 | TVA_Transmission_2_TVA | TVA_Transmission | TVA | Internal | Summer | B5 | 200 | 99999 | 0 | 86.18 | 85.89 | 0.01 | 0
2015 | TVA_Transmission_2_TVA | TVA_Transmission | TVA | Internal | Summer | B6 | 300 | 99999 | 0 | 80.78 | 80.02 | 0.01 | 0
2015 | TVA_Transmission_2_TVA | TVA_Transmission | TVA | Internal | Summer | B7 | 400 | 99999 | 580.9 | 76.66 | 76.68 | 0.01 | 0
2015 | TVA_Transmission_2_TVA | TVA_Transmission | TVA | Internal | Summer | B8 | 500 | 99999 | 1355.68 | 75.81 | 75.82 | 0.01 | 0
2015 | TVA_Transmission_2_TVA | TVA_Transmission | TVA | Internal | Summer | B9 | 800 | 99999 | 1476.24 | 71.06 | 71.07 | 0.01 | 0
2015 | TVA_Transmission_2_TVA | TVA_Transmission | TVA | Internal | Summer | B10 | 1262 | 99999 | 0 | 62.7 | 62.64 | 0.01 | 0
2015 | TVA_Transmission_2_TVA | TVA_Transmission | TVA | Internal | Winter | B16 | 25 | 99999 | 894.12 | 88.85 | 88.87 | 0.01 | 0
2015 | TVA_Transmission_2_TVA | TVA_Transmission | TVA | Internal | Winter | B17 | 100 | 99999 | 0 | 84.08 | 83.12 | 0.01 | 0
2015 | TVA_Transmission_2_TVA | TVA_Transmission | TVA | Internal | Winter | B18 | 400 | 99999 | 0 | 79.55 | 77.88 | 0.01 | 0
2015 | TVA_Transmission_2_TVA | TVA_Transmission | TVA | Internal | Winter | B19 | 700 | 99999 | 313.78 | 77.87 | 77.88 | 0.01 | 0
2015 | TVA_Transmission_2_TVA | TVA_Transmission | TVA | Internal | Winter | B20 | 935 | 99999 | 1433.91 | 66.16 | 66.17 | 0.01 | 0
2015 | TVA_Transmission_2_VACAR | TVA_Transmission | VACAR | Internal | Shoulder | B11 | 25 | 900 | 0 | 82.49 | 83.74 | 9 | 0
2015 | TVA_Transmission_2_VACAR | TVA_Transmission | VACAR | Internal | Shoulder | B12 | 200 | 900 | 0 | 80.07 | 81.65 | 9 | 0
2015 | TVA_Transmission_2_VACAR | TVA_Transmission | VACAR | Internal | Shoulder | B13 | 600 | 900 | 0 | 77.99 | 75.37 | 9 | 0
2015 | TVA_Transmission_2_VACAR | TVA_Transmission | VACAR | Internal | Shoulder | B14 | 900 | 900 | 0 | 76.8 | 73 | 9 | 0
2015 | TVA_Transmission_2_VACAR | TVA_Transmission | VACAR | Internal | Shoulder | B15 | 1203 | 900 | 0 | 67.69 | 70.85 | 9 | 0
2015 | TVA_Transmission_2_VACAR | TVA_Transmission | VACAR | Internal | Summer | B1 | 10 | 900 | 0 | 129.42 | 130.15 | 9 | 0
2015 | TVA_Transmission_2_VACAR | TVA_Transmission | VACAR | Internal | Summer | B2 | 25 | 900 | 0 | 123.99 | 130.15 | 9 | 0
2015 | TVA_Transmission_2_VACAR | TVA_Transmission | VACAR | Internal | Summer | B3 | 75 | 900 | 333.73 | 119.78 | 128.78 | 9 | 0
2015 | TVA_Transmission_2_VACAR | TVA_Transmission | VACAR | Internal | Summer | B4 | 100 | 900 | 0 | 102.79 | 105.71 | 9 | 0
2015 | TVA_Transmission_2_VACAR | TVA_Transmission | VACAR | Internal | Summer | B5 | 200 | 900 | 0 | 86.18 | 87.29 | 9 | 0
2015 | TVA_Transmission_2_VACAR | TVA_Transmission | VACAR | Internal | Summer | B6 | 300 | 900 | 0 | 80.78 | 82.14 | 9 | 0
2015 | TVA_Transmission_2_VACAR | TVA_Transmission | VACAR | Internal | Summer | B7 | 400 | 900 | 0 | 76.66 | 79.91 | 9 | 0
2015 | TVA_Transmission_2_VACAR | TVA_Transmission | VACAR | Internal | Summer | B8 | 500 | 900 | 0 | 75.81 | 74.2 | 9 | 0
2015 | TVA_Transmission_2_VACAR | TVA_Transmission | VACAR | Internal | Summer | B9 | 800 | 900 | 0 | 71.06 | 70.29 | 9 | 0
2015 | TVA_Transmission_2_VACAR | TVA_Transmission | VACAR | Internal | Summer | B10 | 1262 | 900 | 0 | 62.7 | 67.65 | 9 | 0
2015 | TVA_Transmission_2_VACAR | TVA_Transmission | VACAR | Internal | Winter | B16 | 25 | 900 | 0 | 88.85 | 95.09 | 9 | 0
2015 | TVA_Transmission_2_VACAR | TVA_Transmission | VACAR | Internal | Winter | B17 | 100 | 900 | 0 | 84.08 | 86.3 | 9 | 0
2015 | TVA_Transmission_2_VACAR | TVA_Transmission | VACAR | Internal | Winter | B18 | 400 | 900 | 0 | 79.55 | 75.81 | 9 | 0
2015 | TVA_Transmission_2_VACAR | TVA_Transmission | VACAR | Internal | Winter | B19 | 700 | 900 | 0 | 77.87 | 74.21 | 9 | 0
2015 | TVA_Transmission_2_VACAR | TVA_Transmission | VACAR | Internal | Winter | B20 | 935 | 900 | 0 | 66.16 | 69.54 | 9 | 0
2015 | VACAR_2_PJM_ROR | VACAR | PJM_ROR | Internal | Shoulder | B11 | 25 | 2000 | 0 | 83.74 | 77.74 | 7 | 0
2015 | VACAR_2_PJM_ROR | VACAR | PJM_ROR | Internal | Shoulder | B12 | 200 | 2000 | 0 | 81.65 | 77.21 | 7 | 0
2015 | VACAR_2_PJM_ROR | VACAR | PJM_ROR | Internal | Shoulder | B13 | 600 | 2000 | 0 | 75.37 | 73.7 | 7 | 0
2015 | VACAR_2_PJM_ROR | VACAR | PJM_ROR | Internal | Shoulder | B14 | 900 | 2000 | 0 | 73 | 70.8 | 7 | 0
2015 | VACAR_2_PJM_ROR | VACAR | PJM_ROR | Internal | Shoulder | B15 | 1203 | 2000 | 0 | 70.85 | 61.69 | 7 | 0
2015 | VACAR_2_PJM_ROR | VACAR | PJM_ROR | Internal | Summer | B1 | 10 | 2000 | 0 | 130.15 | 123.42 | 7 | 0
2015 | VACAR_2_PJM_ROR | VACAR | PJM_ROR | Internal | Summer | B2 | 25 | 2000 | 0 | 130.15 | 119.18 | 7 | 0
2015 | VACAR_2_PJM_ROR | VACAR | PJM_ROR | Internal | Summer | B3 | 75 | 2000 | 0 | 128.78 | 119.18 | 7 | 0
2015 | VACAR_2_PJM_ROR | VACAR | PJM_ROR | Internal | Summer | B4 | 100 | 2000 | 0 | 105.71 | 99.71 | 7 | 0
2015 | VACAR_2_PJM_ROR | VACAR | PJM_ROR | Internal | Summer | B5 | 200 | 2000 | 0 | 87.29 | 80.55 | 7 | 0
2015 | VACAR_2_PJM_ROR | VACAR | PJM_ROR | Internal | Summer | B6 | 300 | 2000 | 0 | 82.14 | 76.14 | 7 | 0
2015 | VACAR_2_PJM_ROR | VACAR | PJM_ROR | Internal | Summer | B7 | 400 | 2000 | 0 | 79.91 | 73.91 | 7 | 0
2015 | VACAR_2_PJM_ROR | VACAR | PJM_ROR | Internal | Summer | B8 | 500 | 2000 | 0 | 74.2 | 69.81 | 7 | 0
2015 | VACAR_2_PJM_ROR | VACAR | PJM_ROR | Internal | Summer | B9 | 800 | 2000 | 0 | 70.29 | 65.06 | 7 | 0
2015 | VACAR_2_PJM_ROR | VACAR | PJM_ROR | Internal | Summer | B10 | 1262 | 2000 | 0 | 67.65 | 56.77 | 7 | 0
2015 | VACAR_2_PJM_ROR | VACAR | PJM_ROR | Internal | Winter | B16 | 25 | 2000 | 0 | 95.09 | 82.85 | 7 | 0
2015 | VACAR_2_PJM_ROR | VACAR | PJM_ROR | Internal | Winter | B17 | 100 | 2000 | 0 | 86.3 | 80.3 | 7 | 0
2015 | VACAR_2_PJM_ROR | VACAR | PJM_ROR | Internal | Winter | B18 | 400 | 2000 | 0 | 75.81 | 76.35 | 7 | 0
2015 | VACAR_2_PJM_ROR | VACAR | PJM_ROR | Internal | Winter | B19 | 700 | 2000 | 0 | 74.21 | 71.87 | 7 | 0
2015 | VACAR_2_PJM_ROR | VACAR | PJM_ROR | Internal | Winter | B20 | 935 | 2000 | 0 | 69.54 | 60.16 | 7 | 0
2015 | VACAR_2_SOCO | VACAR | SOCO | Internal | Shoulder | B11 | 25 | 3000 | 0 | 83.74 | 78.45 | 7 | 0
2015 | VACAR_2_SOCO | VACAR | SOCO | Internal | Shoulder | B12 | 200 | 3000 | 0 | 81.65 | 78.45 | 7 | 0
2015 | VACAR_2_SOCO | VACAR | SOCO | Internal | Shoulder | B13 | 600 | 3000 | 0 | 75.37 | 78.45 | 7 | 0
2015 | VACAR_2_SOCO | VACAR | SOCO | Internal | Shoulder | B14 | 900 | 3000 | 0 | 73 | 78.45 | 7 | 0
2015 | VACAR_2_SOCO | VACAR | SOCO | Internal | Shoulder | B15 | 1203 | 3000 | 0 | 70.85 | 72.86 | 7 | 0
2015 | VACAR_2_SOCO | VACAR | SOCO | Internal | Summer | B1 | 10 | 3000 | 0 | 130.15 | 127.73 | 7 | 0
2015 | VACAR_2_SOCO | VACAR | SOCO | Internal | Summer | B2 | 25 | 3000 | 0 | 130.15 | 123.99 | 7 | 0
2015 | VACAR_2_SOCO | VACAR | SOCO | Internal | Summer | B3 | 75 | 3000 | 0 | 128.78 | 119.78 | 7 | 0
2015 | VACAR_2_SOCO | VACAR | SOCO | Internal | Summer | B4 | 100 | 3000 | 0 | 105.71 | 95.71 | 7 | 0
2015 | VACAR_2_SOCO | VACAR | SOCO | Internal | Summer | B5 | 200 | 3000 | 0 | 87.29 | 77.29 | 7 | 0
2015 | VACAR_2_SOCO | VACAR | SOCO | Internal | Summer | B6 | 300 | 3000 | 0 | 82.14 | 77.29 | 7 | 0
2015 | VACAR_2_SOCO | VACAR | SOCO | Internal | Summer | B7 | 400 | 3000 | 0 | 79.91 | 77.29 | 7 | 0
2015 | VACAR_2_SOCO | VACAR | SOCO | Internal | Summer | B8 | 500 | 3000 | 0 | 74.2 | 77.29 | 7 | 0
2015 | VACAR_2_SOCO | VACAR | SOCO | Internal | Summer | B9 | 800 | 3000 | 454.24 | 70.29 | 77.29 | 7 | 0
2015 | VACAR_2_SOCO | VACAR | SOCO | Internal | Summer | B10 | 1262 | 3000 | 0 | 67.65 | 68.96 | 7 | 0
2015 | VACAR_2_SOCO | VACAR | SOCO | Internal | Winter | B16 | 25 | 3000 | 0 | 95.09 | 80.84 | 7 | 0
2015 | VACAR_2_SOCO | VACAR | SOCO | Internal | Winter | B17 | 100 | 3000 | 0 | 86.3 | 80.84 | 7 | 0
2015 | VACAR_2_SOCO | VACAR | SOCO | Internal | Winter | B18 | 400 | 3000 | 0 | 75.81 | 77.3 | 7 | 0
2015 | VACAR_2_SOCO | VACAR | SOCO | Internal | Winter | B19 | 700 | 3000 | 0 | 74.21 | 77.3 | 7 | 0
2015 | VACAR_2_SOCO | VACAR | SOCO | Internal | Winter | B20 | 935 | 3000 | 0 | 69.54 | 74.19 | 7 | 0
2015 | VACAR_2_TVA_Transmission | VACAR | TVA_Transmission | Internal | Shoulder | B11 | 25 | 900 | 0 | 83.74 | 82.49 | 7 | 0
2015 | VACAR_2_TVA_Transmission | VACAR | TVA_Transmission | Internal | Shoulder | B12 | 200 | 900 | 0 | 81.65 | 80.07 | 7 | 0
2015 | VACAR_2_TVA_Transmission | VACAR | TVA_Transmission | Internal | Shoulder | B13 | 600 | 900 | 0 | 75.37 | 77.99 | 7 | 0
2015 | VACAR_2_TVA_Transmission | VACAR | TVA_Transmission | Internal | Shoulder | B14 | 900 | 900 | 0 | 73 | 76.8 | 7 | 0
2015 | VACAR_2_TVA_Transmission | VACAR | TVA_Transmission | Internal | Shoulder | B15 | 1203 | 900 | 0 | 70.85 | 67.69 | 7 | 0
2015 | VACAR_2_TVA_Transmission | VACAR | TVA_Transmission | Internal | Summer | B1 | 10 | 900 | 0 | 130.15 | 129.42 | 7 | 0
2015 | VACAR_2_TVA_Transmission | VACAR | TVA_Transmission | Internal | Summer | B2 | 25 | 900 | 0 | 130.15 | 123.99 | 7 | 0
2015 | VACAR_2_TVA_Transmission | VACAR | TVA_Transmission | Internal | Summer | B3 | 75 | 900 | 0 | 128.78 | 119.78 | 7 | 0
2015 | VACAR_2_TVA_Transmission | VACAR | TVA_Transmission | Internal | Summer | B4 | 100 | 900 | 0 | 105.71 | 102.79 | 7 | 0
2015 | VACAR_2_TVA_Transmission | VACAR | TVA_Transmission | Internal | Summer | B5 | 200 | 900 | 0 | 87.29 | 86.18 | 7 | 0
2015 | VACAR_2_TVA_Transmission | VACAR | TVA_Transmission | Internal | Summer | B6 | 300 | 900 | 0 | 82.14 | 80.78 | 7 | 0
2015 | VACAR_2_TVA_Transmission | VACAR | TVA_Transmission | Internal | Summer | B7 | 400 | 900 | 0 | 79.91 | 76.66 | 7 | 0
2015 | VACAR_2_TVA_Transmission | VACAR | TVA_Transmission | Internal | Summer | B8 | 500 | 900 | 0 | 74.2 | 75.81 | 7 | 0
2015 | VACAR_2_TVA_Transmission | VACAR | TVA_Transmission | Internal | Summer | B9 | 800 | 900 | 0 | 70.29 | 71.06 | 7 | 0
2015 | VACAR_2_TVA_Transmission | VACAR | TVA_Transmission | Internal | Summer | B10 | 1262 | 900 | 0 | 67.65 | 62.7 | 7 | 0
2015 | VACAR_2_TVA_Transmission | VACAR | TVA_Transmission | Internal | Winter | B16 | 25 | 900 | 0 | 95.09 | 88.85 | 7 | 0
2015 | VACAR_2_TVA_Transmission | VACAR | TVA_Transmission | Internal | Winter | B17 | 100 | 900 | 0 | 86.3 | 84.08 | 7 | 0
2015 | VACAR_2_TVA_Transmission | VACAR | TVA_Transmission | Internal | Winter | B18 | 400 | 900 | 0 | 75.81 | 79.55 | 7 | 0
2015 | VACAR_2_TVA_Transmission | VACAR | TVA_Transmission | Internal | Winter | B19 | 700 | 900 | 0 | 74.21 | 77.87 | 7 | 0
2015 | VACAR_2_TVA_Transmission | VACAR | TVA_Transmission | Internal | Winter | B20 | 935 | 900 | 0 | 69.54 | 66.16 | 7 | 0
2020 | ENT_2_MISO_MO-IL | ENT | MISO_MO-IL | Internal | Shoulder | B11 | 25 | 2260 | 0 | 92.07 | 91.63 | 8 | 0
2020 | ENT_2_MISO_MO-IL | ENT | MISO_MO-IL | Internal | Shoulder | B12 | 200 | 2260 | 0 | 88.31 | 85.87 | 8 | 0
2020 | ENT_2_MISO_MO-IL | ENT | MISO_MO-IL | Internal | Shoulder | B13 | 600 | 2260 | 0 | 88.31 | 81.49 | 8 | 0
2020 | ENT_2_MISO_MO-IL | ENT | MISO_MO-IL | Internal | Shoulder | B14 | 900 | 2260 | 0 | 88.31 | 80.31 | 8 | 0
2020 | ENT_2_MISO_MO-IL | ENT | MISO_MO-IL | Internal | Shoulder | B15 | 1203 | 2260 | 0 | 79.5 | 71.5 | 8 | 0
2020 | ENT_2_MISO_MO-IL | ENT | MISO_MO-IL | Internal | Summer | B1 | 10 | 2260 | 0 | 139.39 | 139.39 | 8 | 0
2020 | ENT_2_MISO_MO-IL | ENT | MISO_MO-IL | Internal | Summer | B2 | 25 | 2260 | 0 | 138.26 | 136.57 | 8 | 0
2020 | ENT_2_MISO_MO-IL | ENT | MISO_MO-IL | Internal | Summer | B3 | 75 | 2260 | 0 | 135.24 | 136.41 | 8 | 0
2020 | ENT_2_MISO_MO-IL | ENT | MISO_MO-IL | Internal | Summer | B4 | 100 | 2260 | 0 | 127.37 | 122.41 | 8 | 0
2020 | ENT_2_MISO_MO-IL | ENT | MISO_MO-IL | Internal | Summer | B5 | 200 | 2260 | 0 | 90.69 | 96.02 | 8 | 0
2020 | ENT_2_MISO_MO-IL | ENT | MISO_MO-IL | Internal | Summer | B6 | 300 | 2260 | 0 | 90.69 | 88.51 | 8 | 0
2020 | ENT_2_MISO_MO-IL | ENT | MISO_MO-IL | Internal | Summer | B7 | 400 | 2260 | 0 | 90.69 | 83.32 | 8 | 0
2020 | ENT_2_MISO_MO-IL | ENT | MISO_MO-IL | Internal | Summer | B8 | 500 | 2260 | 0 | 86.99 | 78.99 | 8 | 0
2020 | ENT_2_MISO_MO-IL | ENT | MISO_MO-IL | Internal | Summer | B9 | 800 | 2260 | 0 | 86.99 | 72.89 | 8 | 0
2020 | ENT_2_MISO_MO-IL | ENT | MISO_MO-IL | Internal | Summer | B10 | 1262 | 2260 | 0 | 77.51 | 69.51 | 8 | 0
2020 | ENT_2_MISO_MO-IL | ENT | MISO_MO-IL | Internal | Winter | B16 | 25 | 2260 | 0 | 93.69 | 93.69 | 8 | 0
2020 | ENT_2_MISO_MO-IL | ENT | MISO_MO-IL | Internal | Winter | B17 | 100 | 2260 | 0 | 90.91 | 88.31 | 8 | 0
2020 | ENT_2_MISO_MO-IL | ENT | MISO_MO-IL | Internal | Winter | B18 | 400 | 2260 | 0 | 90.91 | 82.91 | 8 | 0
2020 | ENT_2_MISO_MO-IL | ENT | MISO_MO-IL | Internal | Winter | B19 | 700 | 2260 | 0 | 88.32 | 80.32 | 8 | 0
2020 | ENT_2_MISO_MO-IL | ENT | MISO_MO-IL | Internal | Winter | B20 | 935 | 2260 | 0 | 80.02 | 72.02 | 8 | 0
2020 | ENT_2_SOCO | ENT | SOCO | Internal | Shoulder | B11 | 25 | 2000 | 0 | 92.07 | 90.18 | 8 | 0
2020 | ENT_2_SOCO | ENT | SOCO | Internal | Shoulder | B12 | 200 | 2000 | 0 | 88.31 | 90.18 | 8 | 0
2020 | ENT_2_SOCO | ENT | SOCO | Internal | Shoulder | B13 | 600 | 2000 | 0 | 88.31 | 90.18 | 8 | 0
2020 | ENT_2_SOCO | ENT | SOCO | Internal | Shoulder | B14 | 900 | 2000 | 0 | 88.31 | 90.18 | 8 | 0
2020 | ENT_2_SOCO | ENT | SOCO | Internal | Shoulder | B15 | 1203 | 2000 | 0 | 79.5 | 85.1 | 8 | 0
2020 | ENT_2_SOCO | ENT | SOCO | Internal | Summer | B1 | 10 | 2000 | 0 | 139.39 | 146.26 | 8 | 0
2020 | ENT_2_SOCO | ENT | SOCO | Internal | Summer | B2 | 25 | 2000 | 1158.61 | 138.26 | 146.26 | 8 | 0
2020 | ENT_2_SOCO | ENT | SOCO | Internal | Summer | B3 | 75 | 2000 | 959.39 | 135.24 | 143.24 | 8 | 0
2020 | ENT_2_SOCO | ENT | SOCO | Internal | Summer | B4 | 100 | 2000 | 1981.36 | 127.37 | 135.37 | 8 | 0
2020 | ENT_2_SOCO | ENT | SOCO | Internal | Summer | B5 | 200 | 2000 | 734.71 | 90.69 | 98.69 | 8 | 0
2020 | ENT_2_SOCO | ENT | SOCO | Internal | Summer | B6 | 300 | 2000 | 0 | 90.69 | 88.91 | 8 | 0
2020 | ENT_2_SOCO | ENT | SOCO | Internal | Summer | B7 | 400 | 2000 | 0 | 90.69 | 88.91 | 8 | 0
2020 | ENT_2_SOCO | ENT | SOCO | Internal | Summer | B8 | 500 | 2000 | 0 | 86.99 | 88.91 | 8 | 0
2020 | ENT_2_SOCO | ENT | SOCO | Internal | Summer | B9 | 800 | 2000 | 0 | 86.99 | 86.37 | 8 | 0
2020 | ENT_2_SOCO | ENT | SOCO | Internal | Summer | B10 | 1262 | 2000 | 0 | 77.51 | 79.44 | 8 | 0
2020 | ENT_2_SOCO | ENT | SOCO | Internal | Winter | B16 | 25 | 2000 | 0 | 93.69 | 92.78 | 8 | 0
2020 | ENT_2_SOCO | ENT | SOCO | Internal | Winter | B17 | 100 | 2000 | 0 | 90.91 | 92.78 | 8 | 0
2020 | ENT_2_SOCO | ENT | SOCO | Internal | Winter | B18 | 400 | 2000 | 0 | 90.91 | 88.86 | 8 | 0
2020 | ENT_2_SOCO | ENT | SOCO | Internal | Winter | B19 | 700 | 2000 | 0 | 88.32 | 88.86 | 8 | 0
2020 | ENT_2_SOCO | ENT | SOCO | Internal | Winter | B20 | 935 | 2000 | 0 | 80.02 | 86.56 | 8 | 0
2020 | ENT_2_SPP_N | ENT | SPP_N | Internal | Shoulder | B11 | 25 | 1300 | 0 | 92.07 | 88.13 | 8 | 0
2020 | ENT_2_SPP_N | ENT | SPP_N | Internal | Shoulder | B12 | 200 | 1300 | 0 | 88.31 | 78.77 | 8 | 0
2020 | ENT_2_SPP_N | ENT | SPP_N | Internal | Shoulder | B13 | 600 | 1300 | 0 | 88.31 | 76.39 | 8 | 0
2020 | ENT_2_SPP_N | ENT | SPP_N | Internal | Shoulder | B14 | 900 | 1300 | 0 | 88.31 | 73 | 8 | 0
2020 | ENT_2_SPP_N | ENT | SPP_N | Internal | Shoulder | B15 | 1203 | 1300 | 0 | 79.5 | 65.26 | 8 | 0
2020 | ENT_2_SPP_N | ENT | SPP_N | Internal | Summer | B1 | 10 | 1300 | 0 | 139.39 | 134.39 | 8 | 0
2020 | ENT_2_SPP_N | ENT | SPP_N | Internal | Summer | B2 | 25 | 1300 | 0 | 138.26 | 133.26 | 8 | 0
2020 | ENT_2_SPP_N | ENT | SPP_N | Internal | Summer | B3 | 75 | 1300 | 0 | 135.24 | 135.27 | 8 | 0
2020 | ENT_2_SPP_N | ENT | SPP_N | Internal | Summer | B4 | 100 | 1300 | 0 | 127.37 | 122.37 | 8 | 0
2020 | ENT_2_SPP_N | ENT | SPP_N | Internal | Summer | B5 | 200 | 1300 | 0 | 90.69 | 91.02 | 8 | 0
2020 | ENT_2_SPP_N | ENT | SPP_N | Internal | Summer | B6 | 300 | 1300 | 0 | 90.69 | 86.93 | 8 | 0
2020 | ENT_2_SPP_N | ENT | SPP_N | Internal | Summer | B7 | 400 | 1300 | 0 | 90.69 | 86.73 | 8 | 0
2020 | ENT_2_SPP_N | ENT | SPP_N | Internal | Summer | B8 | 500 | 1300 | 0 | 86.99 | 78.89 | 8 | 0
2020 | ENT_2_SPP_N | ENT | SPP_N | Internal | Summer | B9 | 800 | 1300 | 0 | 86.99 | 75.18 | 8 | 0
2020 | ENT_2_SPP_N | ENT | SPP_N | Internal | Summer | B10 | 1262 | 1300 | 0 | 77.51 | 69.18 | 8 | 0
2020 | ENT_2_SPP_N | ENT | SPP_N | Internal | Winter | B16 | 25 | 1300 | 0 | 93.69 | 76.93 | 8 | 0
2020 | ENT_2_SPP_N | ENT | SPP_N | Internal | Winter | B17 | 100 | 1300 | 0 | 90.91 | 73.22 | 8 | 0
2020 | ENT_2_SPP_N | ENT | SPP_N | Internal | Winter | B18 | 400 | 1300 | 0 | 90.91 | 75.78 | 8 | 0
2020 | ENT_2_SPP_N | ENT | SPP_N | Internal | Winter | B19 | 700 | 1300 | 0 | 88.32 | 75.32 | 8 | 0
2020 | ENT_2_SPP_N | ENT | SPP_N | Internal | Winter | B20 | 935 | 1300 | 0 | 80.02 | 65.74 | 8 | 0
2020 | ENT_2_SPP_S | ENT | SPP_S | Internal | Shoulder | B11 | 25 | 1300 | 0 | 92.07 | 88.15 | 8 | 0
2020 | ENT_2_SPP_S | ENT | SPP_S | Internal | Shoulder | B12 | 200 | 1300 | 0 | 88.31 | 78.79 | 8 | 0
2020 | ENT_2_SPP_S | ENT | SPP_S | Internal | Shoulder | B13 | 600 | 1300 | 0 | 88.31 | 76.38 | 8 | 0
2020 | ENT_2_SPP_S | ENT | SPP_S | Internal | Shoulder | B14 | 900 | 1300 | 0 | 88.31 | 72.99 | 8 | 0
2020 | ENT_2_SPP_S | ENT | SPP_S | Internal | Shoulder | B15 | 1203 | 1300 | 0 | 79.5 | 65.27 | 8 | 0
2020 | ENT_2_SPP_S | ENT | SPP_S | Internal | Summer | B1 | 10 | 1300 | 0 | 139.39 | 86.94 | 8 | 0
2020 | ENT_2_SPP_S | ENT | SPP_S | Internal | Summer | B2 | 25 | 1300 | 0 | 138.26 | 102.03 | 8 | 0
2020 | ENT_2_SPP_S | ENT | SPP_S | Internal | Summer | B3 | 75 | 1300 | 0 | 135.24 | 126.39 | 8 | 0
2020 | ENT_2_SPP_S | ENT | SPP_S | Internal | Summer | B4 | 100 | 1300 | 0 | 127.37 | 102.99 | 8 | 0
2020 | ENT_2_SPP_S | ENT | SPP_S | Internal | Summer | B5 | 200 | 1300 | 0 | 90.69 | 91.01 | 8 | 0
2020 | ENT_2_SPP_S | ENT | SPP_S | Internal | Summer | B6 | 300 | 1300 | 0 | 90.69 | 86.94 | 8 | 0
2020 | ENT_2_SPP_S | ENT | SPP_S | Internal | Summer | B7 | 400 | 1300 | 0 | 90.69 | 86.74 | 8 | 0
2020 | ENT_2_SPP_S | ENT | SPP_S | Internal | Summer | B8 | 500 | 1300 | 0 | 86.99 | 81.93 | 8 | 0
2020 | ENT_2_SPP_S | ENT | SPP_S | Internal | Summer | B9 | 800 | 1300 | 0 | 86.99 | 75.19 | 8 | 0
2020 | ENT_2_SPP_S | ENT | SPP_S | Internal | Summer | B10 | 1262 | 1300 | 0 | 77.51 | 70.35 | 8 | 0
2020 | ENT_2_SPP_S | ENT | SPP_S | Internal | Winter | B16 | 25 | 1300 | 0 | 93.69 | 76.94 | 8 | 0
2020 | ENT_2_SPP_S | ENT | SPP_S | Internal | Winter | B17 | 100 | 1300 | 0 | 90.91 | 73.23 | 8 | 0
2020 | ENT_2_SPP_S | ENT | SPP_S | Internal | Winter | B18 | 400 | 1300 | 0 | 90.91 | 75.8 | 8 | 0
2020 | ENT_2_SPP_S | ENT | SPP_S | Internal | Winter | B19 | 700 | 1300 | 0 | 88.32 | 75.32 | 8 | 0
2020 | ENT_2_SPP_S | ENT | SPP_S | Internal | Winter | B20 | 935 | 1300 | 0 | 80.02 | 65.75 | 8 | 0
2020 | ENT_2_TVA_Transmission | ENT | TVA_Transmission | Internal | Shoulder | B11 | 25 | 2100 | 0 | 92.07 | 95.81 | 8 | 0
2020 | ENT_2_TVA_Transmission | ENT | TVA_Transmission | Internal | Shoulder | B12 | 200 | 2100 | 0 | 88.31 | 91.34 | 8 | 0
2020 | ENT_2_TVA_Transmission | ENT | TVA_Transmission | Internal | Shoulder | B13 | 600 | 2100 | 0 | 88.31 | 88.87 | 8 | 0
2020 | ENT_2_TVA_Transmission | ENT | TVA_Transmission | Internal | Shoulder | B14 | 900 | 2100 | 0 | 88.31 | 88.31 | 8 | 0
2020 | ENT_2_TVA_Transmission | ENT | TVA_Transmission | Internal | Shoulder | B15 | 1203 | 2100 | 0 | 79.5 | 79.5 | 8 | 0
2020 | ENT_2_TVA_Transmission | ENT | TVA_Transmission | Internal | Summer | B1 | 10 | 2100 | 1192.64 | 139.39 | 147.39 | 8 | 0
2020 | ENT_2_TVA_Transmission | ENT | TVA_Transmission | Internal | Summer | B2 | 25 | 2100 | 0 | 138.26 | 143.24 | 8 | 0
2020 | ENT_2_TVA_Transmission | ENT | TVA_Transmission | Internal | Summer | B3 | 75 | 2100 | 496.09 | 135.24 | 143.24 | 8 | 0
2020 | ENT_2_TVA_Transmission | ENT | TVA_Transmission | Internal | Summer | B4 | 100 | 2100 | 0 | 127.37 | 130.39 | 8 | 0
2020 | ENT_2_TVA_Transmission | ENT | TVA_Transmission | Internal | Summer | B5 | 200 | 2100 | 196.87 | 90.69 | 98.69 | 8 | 0
2020 | ENT_2_TVA_Transmission | ENT | TVA_Transmission | Internal | Summer | B6 | 300 | 2100 | 0 | 90.69 | 93.84 | 8 | 0
2020 | ENT_2_TVA_Transmission | ENT | TVA_Transmission | Internal | Summer | B7 | 400 | 2100 | 0 | 90.69 | 88.56 | 8 | 0
2020 | ENT_2_TVA_Transmission | ENT | TVA_Transmission | Internal | Summer | B8 | 500 | 2100 | 0 | 86.99 | 83.23 | 8 | 0
2020 | ENT_2_TVA_Transmission | ENT | TVA_Transmission | Internal | Summer | B9 | 800 | 2100 | 0 | 86.99 | 78.82 | 8 | 0
2020 | ENT_2_TVA_Transmission | ENT | TVA_Transmission | Internal | Summer | B10 | 1262 | 2100 | 0 | 77.51 | 76.66 | 8 | 0
2020 | ENT_2_TVA_Transmission | ENT | TVA_Transmission | Internal | Winter | B16 | 25 | 2100 | 256.68 | 93.69 | 101.69 | 8 | 0
2020 | ENT_2_TVA_Transmission | ENT | TVA_Transmission | Internal | Winter | B17 | 100 | 2100 | 0 | 90.91 | 94.35 | 8 | 0
2020 | ENT_2_TVA_Transmission | ENT | TVA_Transmission | Internal | Winter | B18 | 400 | 2100 | 0 | 90.91 | 89.19 | 8 | 0
2020 | ENT_2_TVA_Transmission | ENT | TVA_Transmission | Internal | Winter | B19 | 700 | 2100 | 0 | 88.32 | 87.97 | 8 | 0
2020 | ENT_2_TVA_Transmission | ENT | TVA_Transmission | Internal | Winter | B20 | 935 | 2100 | 0 | 80.02 | 80.02 | 8 | 0
2020 | FRCC_2_SOCO | FRCC | SOCO | Internal | Shoulder | B11 | 25 | 900 | 0 | 100.18 | 90.18 | 8 | 0
2020 | FRCC_2_SOCO | FRCC | SOCO | Internal | Shoulder | B12 | 200 | 900 | 0 | 95.19 | 90.18 | 8 | 0
2020 | FRCC_2_SOCO | FRCC | SOCO | Internal | Shoulder | B13 | 600 | 900 | 0 | 95.1 | 90.18 | 8 | 0
2020 | FRCC_2_SOCO | FRCC | SOCO | Internal | Shoulder | B14 | 900 | 900 | 0 | 95.1 | 90.18 | 8 | 0
2020 | FRCC_2_SOCO | FRCC | SOCO | Internal | Shoulder | B15 | 1203 | 900 | 0 | 95.1 | 85.1 | 8 | 0
2020 | FRCC_2_SOCO | FRCC | SOCO | Internal | Summer | B1 | 10 | 900 | 0 | 152.23 | 146.26 | 8 | 0
2020 | FRCC_2_SOCO | FRCC | SOCO | Internal | Summer | B2 | 25 | 900 | 0 | 152.23 | 146.26 | 8 | 0
2020 | FRCC_2_SOCO | FRCC | SOCO | Internal | Summer | B3 | 75 | 900 | 0 | 152.23 | 143.24 | 8 | 0
2020 | FRCC_2_SOCO | FRCC | SOCO | Internal | Summer | B4 | 100 | 900 | 0 | 145.37 | 135.37 | 8 | 0
2020 | FRCC_2_SOCO | FRCC | SOCO | Internal | Summer | B5 | 200 | 900 | 0 | 108.69 | 98.69 | 8 | 0
2020 | FRCC_2_SOCO | FRCC | SOCO | Internal | Summer | B6 | 300 | 900 | 0 | 98.51 | 88.91 | 8 | 0
2020 | FRCC_2_SOCO | FRCC | SOCO | Internal | Summer | B7 | 400 | 900 | 0 | 98.51 | 88.91 | 8 | 0
2020 | FRCC_2_SOCO | FRCC | SOCO | Internal | Summer | B8 | 500 | 900 | 0 | 94.37 | 88.91 | 8 | 0
2020 | FRCC_2_SOCO | FRCC | SOCO | Internal | Summer | B9 | 800 | 900 | 0 | 94.37 | 86.37 | 8 | 0
2020 | FRCC_2_SOCO | FRCC | SOCO | Internal | Summer | B10 | 1262 | 900 | 0 | 89.95 | 79.44 | 8 | 0
2020 | FRCC_2_SOCO | FRCC | SOCO | Internal | Winter | B16 | 25 | 900 | 0 | 101.61 | 92.78 | 8 | 0
2020 | FRCC_2_SOCO | FRCC | SOCO | Internal | Winter | B17 | 100 | 900 | 0 | 97.34 | 92.78 | 8 | 0
2020 | FRCC_2_SOCO | FRCC | SOCO | Internal | Winter | B18 | 400 | 900 | 0 | 97.34 | 88.86 | 8 | 0
2020 | FRCC_2_SOCO | FRCC | SOCO | Internal | Winter | B19 | 700 | 900 | 0 | 97.34 | 88.86 | 8 | 0
2020 | FRCC_2_SOCO | FRCC | SOCO | Internal | Winter | B20 | 935 | 900 | 0 | 96.56 | 86.56 | 8 | 0
2020 | HQ_NEISO_2_NEISO | HQ_NEISO | NEISO | Internal | Shoulder | B11 | 25 | 99999 | 2920 | 82.58 | 82.59 | 0.01 | 0
2020 | HQ_NEISO_2_NEISO | HQ_NEISO | NEISO | Internal | Shoulder | B12 | 200 | 99999 | 2920 | 81.47 | 81.48 | 0.01 | 0
2020 | HQ_NEISO_2_NEISO | HQ_NEISO | NEISO | Internal | Shoulder | B13 | 600 | 99999 | 2920 | 81.46 | 81.47 | 0.01 | 0
2020 | HQ_NEISO_2_NEISO | HQ_NEISO | NEISO | Internal | Shoulder | B14 | 900 | 99999 | 2920 | 81.16 | 81.17 | 0.01 | 0
2020 | HQ_NEISO_2_NEISO | HQ_NEISO | NEISO | Internal | Shoulder | B15 | 1203 | 99999 | 1143.24 | 81.16 | 81.17 | 0.01 | 0
2020 | HQ_NEISO_2_NEISO | HQ_NEISO | NEISO | Internal | Summer | B1 | 10 | 99999 | 2920.1 | 121.38 | 121.39 | 0.01 | 0
2020 | HQ_NEISO_2_NEISO | HQ_NEISO | NEISO | Internal | Summer | B2 | 25 | 99999 | 2920.1 | 121.38 | 121.39 | 0.01 | 0
2020 | HQ_NEISO_2_NEISO | HQ_NEISO | NEISO | Internal | Summer | B3 | 75 | 99999 | 2920.1 | 107.07 | 107.08 | 0.01 | 0
2020 | HQ_NEISO_2_NEISO | HQ_NEISO | NEISO | Internal | Summer | B4 | 100 | 99999 | 2920 | 81.42 | 81.43 | 0.01 | 0
2020 | HQ_NEISO_2_NEISO | HQ_NEISO | NEISO | Internal | Summer | B5 | 200 | 99999 | 2920 | 81.42 | 81.43 | 0.01 | 0
2020 | HQ_NEISO_2_NEISO | HQ_NEISO | NEISO | Internal | Summer | B6 | 300 | 99999 | 2920 | 81.42 | 81.43 | 0.01 | 0
2020 | HQ_NEISO_2_NEISO | HQ_NEISO | NEISO | Internal | Summer | B7 | 400 | 99999 | 2920 | 81.42 | 81.43 | 0.01 | 0
2020 | HQ_NEISO_2_NEISO | HQ_NEISO | NEISO | Internal | Summer | B8 | 500 | 99999 | 2920 | 80.51 | 80.52 | 0.01 | 0
2020 | HQ_NEISO_2_NEISO | HQ_NEISO | NEISO | Internal | Summer | B9 | 800 | 99999 | 2920 | 78.52 | 78.53 | 0.01 | 0
2020 | HQ_NEISO_2_NEISO | HQ_NEISO | NEISO | Internal | Summer | B10 | 1262 | 99999 | 795.94 | 80.51 | 80.52 | 0.01 | 0
2020 | HQ_NEISO_2_NEISO | HQ_NEISO | NEISO | Internal | Winter | B16 | 25 | 99999 | 2920.1 | 92.34 | 92.35 | 0.01 | 0
2020 | HQ_NEISO_2_NEISO | HQ_NEISO | NEISO | Internal | Winter | B17 | 100 | 99999 | 2920.1 | 87.77 | 87.78 | 0.01 | 0
2020 | HQ_NEISO_2_NEISO | HQ_NEISO | NEISO | Internal | Winter | B18 | 400 | 99999 | 2920 | 82.56 | 82.57 | 0.01 | 0
2020 | HQ_NEISO_2_NEISO | HQ_NEISO | NEISO | Internal | Winter | B19 | 700 | 99999 | 2920 | 80.7 | 80.71 | 0.01 | 0
2020 | HQ_NEISO_2_NEISO | HQ_NEISO | NEISO | Internal | Winter | B20 | 935 | 99999 | 1233.58 | 80.7 | 80.71 | 0.01 | 0
2020 | HQ_NY_2_NYISO_A-F | HQ_NY | NYISO_A-F | Internal | Shoulder | B11 | 25 | 99999 | 2812.35 | 85.57 | 85.58 | 0.01 | 0
2020 | HQ_NY_2_NYISO_A-F | HQ_NY | NYISO_A-F | Internal | Shoulder | B12 | 200 | 99999 | 2847.69 | 80.04 | 80.05 | 0.01 | 0
2020 | HQ_NY_2_NYISO_A-F | HQ_NY | NYISO_A-F | Internal | Shoulder | B13 | 600 | 99999 | 2781.85 | 78.9 | 78.91 | 0.01 | 0
2020 | HQ_NY_2_NYISO_A-F | HQ_NY | NYISO_A-F | Internal | Shoulder | B14 | 900 | 99999 | 2673.14 | 78.16 | 78.17 | 0.01 | 0
2020 | HQ_NY_2_NYISO_A-F | HQ_NY | NYISO_A-F | Internal | Shoulder | B15 | 1203 | 99999 | 1582.7 | 78.16 | 78.17 | 0.01 | 0
2020 | HQ_NY_2_NYISO_A-F | HQ_NY | NYISO_A-F | Internal | Summer | B1 | 10 | 99999 | 3500.1 | 105.72 | 105.73 | 0.01 | 0
2020 | HQ_NY_2_NYISO_A-F | HQ_NY | NYISO_A-F | Internal | Summer | B2 | 25 | 99999 | 3406.71 | 118.38 | 118.39 | 0.01 | 0
2020 | HQ_NY_2_NYISO_A-F | HQ_NY | NYISO_A-F | Internal | Summer | B3 | 75 | 99999 | 3266.7 | 105.72 | 105.73 | 0.01 | 0
2020 | HQ_NY_2_NYISO_A-F | HQ_NY | NYISO_A-F | Internal | Summer | B4 | 100 | 99999 | 3116.37 | 85.69 | 85.7 | 0.01 | 0
2020 | HQ_NY_2_NYISO_A-F | HQ_NY | NYISO_A-F | Internal | Summer | B5 | 200 | 99999 | 3025.59 | 85.69 | 85.7 | 0.01 | 0
2020 | HQ_NY_2_NYISO_A-F | HQ_NY | NYISO_A-F | Internal | Summer | B6 | 300 | 99999 | 2934.86 | 82.5 | 82.51 | 0.01 | 0
2020 | HQ_NY_2_NYISO_A-F | HQ_NY | NYISO_A-F | Internal | Summer | B7 | 400 | 99999 | 2830.75 | 78.42 | 78.43 | 0.01 | 0
2020 | HQ_NY_2_NYISO_A-F | HQ_NY | NYISO_A-F | Internal | Summer | B8 | 500 | 99999 | 2760.25 | 77.51 | 77.52 | 0.01 | 0
2020 | HQ_NY_2_NYISO_A-F | HQ_NY | NYISO_A-F | Internal | Summer | B9 | 800 | 99999 | 2664.71 | 77.51 | 77.52 | 0.01 | 0
2020 | HQ_NY_2_NYISO_A-F | HQ_NY | NYISO_A-F | Internal | Summer | B10 | 1262 | 99999 | 1436.31 | 77.51 | 77.52 | 0.01 | 0
2020 | HQ_NY_2_NYISO_A-F | HQ_NY | NYISO_A-F | Internal | Winter | B16 | 25 | 99999 | 3058.97 | 89.34 | 89.35 | 0.01 | 0
2020 | HQ_NY_2_NYISO_A-F | HQ_NY | NYISO_A-F | Internal | Winter | B17 | 100 | 99999 | 3001.2 | 84.77 | 84.78 | 0.01 | 0
2020 | HQ_NY_2_NYISO_A-F | HQ_NY | NYISO_A-F | Internal | Winter | B18 | 400 | 99999 | 2934.69 | 79.56 | 79.57 | 0.01 | 0
2020 | HQ_NY_2_NYISO_A-F | HQ_NY | NYISO_A-F | Internal | Winter | B19 | 700 | 99999 | 2819.07 | 77.7 | 77.71 | 0.01 | 0
2020 | HQ_NY_2_NYISO_A-F | HQ_NY | NYISO_A-F | Internal | Winter | B20 | 935 | 99999 | 1762.97 | 77.7 | 77.71 | 0.01 | 0
2020 | HQ_IESO_2_IESO | HQ_IESO | IESO | Internal | Shoulder | B11 | 25 | 99999 | 400 | 14.63 | 14.64 | 0.01 | 0
2020 | HQ_IESO_2_IESO | HQ_IESO | IESO | Internal | Shoulder | B12 | 200 | 99999 | 400 | 14.63 | 14.64 | 0.01 | 0
2020 | HQ_IESO_2_IESO | HQ_IESO | IESO | Internal | Shoulder | B13 | 600 | 99999 | 400 | 14.63 | 14.64 | 0.01 | 0
2020 | HQ_IESO_2_IESO | HQ_IESO | IESO | Internal | Shoulder | B14 | 900 | 99999 | 400 | 14.63 | 14.64 | 0.01 | 0
2020 | HQ_IESO_2_IESO | HQ_IESO | IESO | Internal | Shoulder | B15 | 1203 | 99999 | 75.48 | 14.63 | 14.64 | 0.01 | 0
2020 | HQ_IESO_2_IESO | HQ_IESO | IESO | Internal | Summer | B1 | 10 | 99999 | 400.1 | 98.72 | 98.73 | 0.01 | 0
2020 | HQ_IESO_2_IESO | HQ_IESO | IESO | Internal | Summer | B2 | 25 | 99999 | 400.1 | 111.38 | 111.39 | 0.01 | 0
2020 | HQ_IESO_2_IESO | HQ_IESO | IESO | Internal | Summer | B3 | 75 | 99999 | 400 | 71.53 | 71.54 | 0.01 | 0
2020 | HQ_IESO_2_IESO | HQ_IESO | IESO | Internal | Summer | B4 | 100 | 99999 | 400 | 66.42 | 66.43 | 0.01 | 0
2020 | HQ_IESO_2_IESO | HQ_IESO | IESO | Internal | Summer | B5 | 200 | 99999 | 400 | 10.96 | 10.97 | 0.01 | 0
2020 | HQ_IESO_2_IESO | HQ_IESO | IESO | Internal | Summer | B6 | 300 | 99999 | 400 | 10.96 | 10.97 | 0.01 | 0
2020 | HQ_IESO_2_IESO | HQ_IESO | IESO | Internal | Summer | B7 | 400 | 99999 | 400 | 10.96 | 10.97 | 0.01 | 0
2020 | HQ_IESO_2_IESO | HQ_IESO | IESO | Internal | Summer | B8 | 500 | 99999 | 400 | 10.96 | 10.97 | 0.01 | 0
2020 | HQ_IESO_2_IESO | HQ_IESO | IESO | Internal | Summer | B9 | 800 | 99999 | 400 | 10.96 | 10.97 | 0.01 | 0
2020 | HQ_IESO_2_IESO | HQ_IESO | IESO | Internal | Summer | B10 | 1262 | 99999 | 12.04 | 10.96 | 10.97 | 0.01 | 0
2020 | HQ_IESO_2_IESO | HQ_IESO | IESO | Internal | Winter | B16 | 25 | 99999 | 400 | 61.77 | 61.78 | 0.01 | 0
2020 | HQ_IESO_2_IESO | HQ_IESO | IESO | Internal | Winter | B17 | 100 | 99999 | 400 | 61.77 | 61.78 | 0.01 | 0
2020 | HQ_IESO_2_IESO | HQ_IESO | IESO | Internal | Winter | B18 | 400 | 99999 | 400 | 61.77 | 61.78 | 0.01 | 0
2020 | HQ_IESO_2_IESO | HQ_IESO | IESO | Internal | Winter | B19 | 700 | 99999 | 400 | 61.77 | 61.78 | 0.01 | 0
2020 | HQ_IESO_2_IESO | HQ_IESO | IESO | Internal | Winter | B20 | 935 | 99999 | 91.98 | 61.77 | 61.78 | 0.01 | 0
2020 | IESO_2_MAPP_CA | IESO | MAPP_CA | Internal | Shoulder | B11 | 25 | 262 | 262 | 14.64 | 85.08 | 7 | 63.44
2020 | IESO_2_MAPP_CA | IESO | MAPP_CA | Internal | Shoulder | B12 | 200 | 262 | 262 | 14.64 | 71.76 | 7 | 50.12
2020 | IESO_2_MAPP_CA | IESO | MAPP_CA | Internal | Shoulder | B13 | 600 | 262 | 262 | 14.64 | 69.38 | 7 | 47.74
2020 | IESO_2_MAPP_CA | IESO | MAPP_CA | Internal | Shoulder | B14 | 900 | 262 | 262 | 14.64 | 66.01 | 7 | 44.37
2020 | IESO_2_MAPP_CA | IESO | MAPP_CA | Internal | Shoulder | B15 | 1203 | 262 | 262 | 14.64 | 66.01 | 7 | 44.37
2020 | IESO_2_MAPP_CA | IESO | MAPP_CA | Internal | Summer | B1 | 10 | 262 | 262 | 98.73 | 126.14 | 7 | 20.4
2020 | IESO_2_MAPP_CA | IESO | MAPP_CA | Internal | Summer | B2 | 25 | 262 | 262 | 111.39 | 126.14 | 7 | 7.75
2020 | IESO_2_MAPP_CA | IESO | MAPP_CA | Internal | Summer | B3 | 75 | 262 | 262 | 71.54 | 126.14 | 7 | 47.6
2020 | IESO_2_MAPP_CA | IESO | MAPP_CA | Internal | Summer | B4 | 100 | 262 | 262 | 66.43 | 122.37 | 7 | 48.94
2020 | IESO_2_MAPP_CA | IESO | MAPP_CA | Internal | Summer | B5 | 200 | 262 | 262 | 10.97 | 94.74 | 7 | 76.77
2020 | IESO_2_MAPP_CA | IESO | MAPP_CA | Internal | Summer | B6 | 300 | 262 | 262 | 10.97 | 85.86 | 7 | 67.89
2020 | IESO_2_MAPP_CA | IESO | MAPP_CA | Internal | Summer | B7 | 400 | 262 | 262 | 10.97 | 83.28 | 7 | 65.31
2020 | IESO_2_MAPP_CA | IESO | MAPP_CA | Internal | Summer | B8 | 500 | 262 | 262 | 10.97 | 71.88 | 7 | 53.91
2020 | IESO_2_MAPP_CA | IESO | MAPP_CA | Internal | Summer | B9 | 800 | 262 | 262 | 10.97 | 68.19 | 7 | 50.22
2020 | IESO_2_MAPP_CA | IESO | MAPP_CA | Internal | Summer | B10 | 1262 | 262 | 262 | 10.97 | 68.19 | 7 | 50.22
2020 | IESO_2_MAPP_CA | IESO | MAPP_CA | Internal | Winter | B16 | 25 | 262 | 131.02 | 61.78 | 68.78 | 7 | 0
2020 | IESO_2_MAPP_CA | IESO | MAPP_CA | Internal | Winter | B17 | 100 | 262 | 151.24 | 61.78 | 68.78 | 7 | 0
2020 | IESO_2_MAPP_CA | IESO | MAPP_CA | Internal | Winter | B18 | 400 | 262 | 205.82 | 61.78 | 68.78 | 7 | 0
2020 | IESO_2_MAPP_CA | IESO | MAPP_CA | Internal | Winter | B19 | 700 | 262 | 216.55 | 61.78 | 68.78 | 7 | 0
2020 | IESO_2_MAPP_CA | IESO | MAPP_CA | Internal | Winter | B20 | 935 | 262 | 224.85 | 61.78 | 68.78 | 7 | 0
2020 | IESO_2_MISO_MI | IESO | MISO_MI | Internal | Shoulder | B11 | 25 | 1840 | 1840 | 14.64 | 91.63 | 7 | 69.99
2020 | IESO_2_MISO_MI | IESO | MISO_MI | Internal | Shoulder | B12 | 200 | 1840 | 1840 | 14.64 | 85.9 | 7 | 64.26
2020 | IESO_2_MISO_MI | IESO | MISO_MI | Internal | Shoulder | B13 | 600 | 1840 | 1840 | 14.64 | 84.9 | 7 | 63.26
2020 | IESO_2_MISO_MI | IESO | MISO_MI | Internal | Shoulder | B14 | 900 | 1840 | 1840 | 14.64 | 80.49 | 7 | 58.85
2020 | IESO_2_MISO_MI | IESO | MISO_MI | Internal | Shoulder | B15 | 1203 | 1840 | 1840 | 14.64 | 74 | 7 | 52.36
2020 | IESO_2_MISO_MI | IESO | MISO_MI | Internal | Summer | B1 | 10 | 1840 | 1840 | 98.73 | 139.4 | 7 | 33.67
2020 | IESO_2_MISO_MI | IESO | MISO_MI | Internal | Summer | B2 | 25 | 1840 | 1840 | 111.39 | 136.59 | 7 | 18.21
2020 | IESO_2_MISO_MI | IESO | MISO_MI | Internal | Summer | B3 | 75 | 1840 | 1840 | 71.54 | 136.44 | 7 | 57.9
2020 | IESO_2_MISO_MI | IESO | MISO_MI | Internal | Summer | B4 | 100 | 1840 | 1840 | 66.43 | 122.41 | 7 | 48.98
2020 | IESO_2_MISO_MI | IESO | MISO_MI | Internal | Summer | B5 | 200 | 1840 | 1840 | 10.97 | 96.02 | 7 | 78.05
2020 | IESO_2_MISO_MI | IESO | MISO_MI | Internal | Summer | B6 | 300 | 1840 | 1840 | 10.97 | 88.51 | 7 | 70.54
2020 | IESO_2_MISO_MI | IESO | MISO_MI | Internal | Summer | B7 | 400 | 1840 | 1840 | 10.97 | 83.32 | 7 | 65.35
2020 | IESO_2_MISO_MI | IESO | MISO_MI | Internal | Summer | B8 | 500 | 1840 | 1840 | 10.97 | 81.8 | 7 | 63.83
2020 | IESO_2_MISO_MI | IESO | MISO_MI | Internal | Summer | B9 | 800 | 1840 | 1840 | 10.97 | 72.89 | 7 | 54.92
2020 | IESO_2_MISO_MI | IESO | MISO_MI | Internal | Summer | B10 | 1262 | 1840 | 1840 | 10.97 | 72.34 | 7 | 54.37
2020 | IESO_2_MISO_MI | IESO | MISO_MI | Internal | Winter | B16 | 25 | 1840 | 1840 | 61.78 | 99.92 | 7 | 31.13
2020 | IESO_2_MISO_MI | IESO | MISO_MI | Internal | Winter | B17 | 100 | 1840 | 1840 | 61.78 | 89.49 | 7 | 20.7
2020 | IESO_2_MISO_MI | IESO | MISO_MI | Internal | Winter | B18 | 400 | 1840 | 1840 | 61.78 | 86.94 | 7 | 18.15
2020 | IESO_2_MISO_MI | IESO | MISO_MI | Internal | Winter | B19 | 700 | 1840 | 1840 | 61.78 | 80.35 | 7 | 11.56
2020 | IESO_2_MISO_MI | IESO | MISO_MI | Internal | Winter | B20 | 935 | 1840 | 1840 | 61.78 | 73.35 | 7 | 4.57
2020 | IESO_2_MISO_W | IESO | MISO_W | Internal | Shoulder | B11 | 25 | 140 | 140 | 14.64 | 87.02 | 7 | 65.38
2020 | IESO_2_MISO_W | IESO | MISO_W | Internal | Shoulder | B12 | 200 | 140 | 140 | 14.64 | 71.77 | 7 | 50.13
2020 | IESO_2_MISO_W | IESO | MISO_W | Internal | Shoulder | B13 | 600 | 140 | 140 | 14.64 | 69.39 | 7 | 47.75
2020 | IESO_2_MISO_W | IESO | MISO_W | Internal | Shoulder | B14 | 900 | 140 | 140 | 14.64 | 66 | 7 | 44.36
2020 | IESO_2_MISO_W | IESO | MISO_W | Internal | Shoulder | B15 | 1203 | 140 | 140 | 14.64 | 59.37 | 7 | 37.73
2020 | IESO_2_MISO_W | IESO | MISO_W | Internal | Summer | B1 | 10 | 140 | 140 | 98.73 | 139.38 | 7 | 33.65
2020 | IESO_2_MISO_W | IESO | MISO_W | Internal | Summer | B2 | 25 | 140 | 140 | 111.39 | 133.27 | 7 | 14.88
2020 | IESO_2_MISO_W | IESO | MISO_W | Internal | Summer | B3 | 75 | 140 | 140 | 71.54 | 135.26 | 7 | 56.71
2020 | IESO_2_MISO_W | IESO | MISO_W | Internal | Summer | B4 | 100 | 140 | 140 | 66.43 | 122.38 | 7 | 48.95
2020 | IESO_2_MISO_W | IESO | MISO_W | Internal | Summer | B5 | 200 | 140 | 140 | 10.97 | 94.75 | 7 | 76.78
2020 | IESO_2_MISO_W | IESO | MISO_W | Internal | Summer | B6 | 300 | 140 | 140 | 10.97 | 85.87 | 7 | 67.9
2020 | IESO_2_MISO_W | IESO | MISO_W | Internal | Summer | B7 | 400 | 140 | 140 | 10.97 | 83.3 | 7 | 65.33
2020 | IESO_2_MISO_W | IESO | MISO_W | Internal | Summer | B8 | 500 | 140 | 140 | 10.97 | 71.89 | 7 | 53.92
2020 | IESO_2_MISO_W | IESO | MISO_W | Internal | Summer | B9 | 800 | 140 | 140 | 10.97 | 68.18 | 7 | 50.21
2020 | IESO_2_MISO_W | IESO | MISO_W | Internal | Summer | B10 | 1262 | 140 | 140 | 10.97 | 62.18 | 7 | 44.21
2020 | IESO_2_MISO_W | IESO | MISO_W | Internal | Winter | B16 | 25 | 140 | 0 | 61.78 | 63.19 | 7 | 0
2020 | IESO_2_MISO_W | IESO | MISO_W | Internal | Winter | B17 | 100 | 140 | 0 | 61.78 | 66.22 | 7 | 0
2020 | IESO_2_MISO_W | IESO | MISO_W | Internal | Winter | B18 | 400 | 140 | 69.77 | 61.78 | 68.78 | 7 | 0
2020 | IESO_2_MISO_W | IESO | MISO_W | Internal | Winter | B19 | 700 | 140 | 0 | 61.78 | 68.77 | 7 | 0
2020 | IESO_2_MISO_W | IESO | MISO_W | Internal | Winter | B20 | 935 | 140 | 0 | 61.78 | 59.42 | 7 | 0
2020 | IESO_2_NYISO_A-F | IESO | NYISO_A-F | Internal | Shoulder | B11 | 25 | 1725 | 1725 | 14.64 | 85.58 | 7 | 63.94
2020 | IESO_2_NYISO_A-F | IESO | NYISO_A-F | Internal | Shoulder | B12 | 200 | 1725 | 1725 | 14.64 | 80.05 | 7 | 58.41
2020 | IESO_2_NYISO_A-F | IESO | NYISO_A-F | Internal | Shoulder | B13 | 600 | 1725 | 1725 | 14.64 | 78.91 | 7 | 57.27
2020 | IESO_2_NYISO_A-F | IESO | NYISO_A-F | Internal | Shoulder | B14 | 900 | 1725 | 1725 | 14.64 | 78.17 | 7 | 56.53
2020 | IESO_2_NYISO_A-F | IESO | NYISO_A-F | Internal | Shoulder | B15 | 1203 | 1725 | 1725 | 14.64 | 78.17 | 7 | 56.53
2020 | IESO_2_NYISO_A-F | IESO | NYISO_A-F | Internal | Summer | B1 | 10 | 1725 | 843.51 | 98.73 | 105.73 | 7 | 0
2020 | IESO_2_NYISO_A-F | IESO | NYISO_A-F | Internal | Summer | B2 | 25 | 1725 | 1272 | 111.39 | 118.39 | 7 | 0
2020 | IESO_2_NYISO_A-F | IESO | NYISO_A-F | Internal | Summer | B3 | 75 | 1725 | 1725 | 71.54 | 105.73 | 7 | 27.19
2020 | IESO_2_NYISO_A-F | IESO | NYISO_A-F | Internal | Summer | B4 | 100 | 1725 | 1725 | 66.43 | 85.7 | 7 | 12.27
2020 | IESO_2_NYISO_A-F | IESO | NYISO_A-F | Internal | Summer | B5 | 200 | 1725 | 1725 | 10.97 | 85.7 | 7 | 67.73
2020 | IESO_2_NYISO_A-F | IESO | NYISO_A-F | Internal | Summer | B6 | 300 | 1725 | 1725 | 10.97 | 82.51 | 7 | 64.54
2020 | IESO_2_NYISO_A-F | IESO | NYISO_A-F | Internal | Summer | B7 | 400 | 1725 | 1725 | 10.97 | 78.43 | 7 | 60.46
2020 | IESO_2_NYISO_A-F | IESO | NYISO_A-F | Internal | Summer | B8 | 500 | 1725 | 1725 | 10.97 | 77.52 | 7 | 59.55
2020 | IESO_2_NYISO_A-F | IESO | NYISO_A-F | Internal | Summer | B9 | 800 | 1725 | 1725 | 10.97 | 77.52 | 7 | 59.55
2020 | IESO_2_NYISO_A-F | IESO | NYISO_A-F | Internal | Summer | B10 | 1262 | 1725 | 1725 | 10.97 | 77.52 | 7 | 59.55
2020 | IESO_2_NYISO_A-F | IESO | NYISO_A-F | Internal | Winter | B16 | 25 | 1725 | 1725 | 61.78 | 89.35 | 7 | 20.56
2020 | IESO_2_NYISO_A-F | IESO | NYISO_A-F | Internal | Winter | B17 | 100 | 1725 | 1725 | 61.78 | 84.78 | 7 | 15.99
2020 | IESO_2_NYISO_A-F | IESO | NYISO_A-F | Internal | Winter | B18 | 400 | 1725 | 1725 | 61.78 | 79.57 | 7 | 10.79
2020 | IESO_2_NYISO_A-F | IESO | NYISO_A-F | Internal | Winter | B19 | 700 | 1725 | 1725 | 61.78 | 77.71 | 7 | 8.92
2020 | IESO_2_NYISO_A-F | IESO | NYISO_A-F | Internal | Winter | B20 | 935 | 1725 | 1725 | 61.78 | 77.71 | 7 | 8.92
2020 | MAPP_CA_2_IESO | MAPP_CA | IESO | Internal | Shoulder | B11 | 25 | 330 | 0 | 85.08 | 14.64 | 8 | 0
2020 | MAPP_CA_2_IESO | MAPP_CA | IESO | Internal | Shoulder | B12 | 200 | 330 | 0 | 71.76 | 14.64 | 8 | 0
2020 | MAPP_CA_2_IESO | MAPP_CA | IESO | Internal | Shoulder | B13 | 600 | 330 | 0 | 69.38 | 14.64 | 8 | 0
2020 | MAPP_CA_2_IESO | MAPP_CA | IESO | Internal | Shoulder | B14 | 900 | 330 | 0 | 66.01 | 14.64 | 8 | 0
2020 | MAPP_CA_2_IESO | MAPP_CA | IESO | Internal | Shoulder | B15 | 1203 | 330 | 0 | 66.01 | 14.64 | 8 | 0
2020 | MAPP_CA_2_IESO | MAPP_CA | IESO | Internal | Summer | B1 | 10 | 330 | 0 | 126.14 | 98.73 | 8 | 0
2020 | MAPP_CA_2_IESO | MAPP_CA | IESO | Internal | Summer | B2 | 25 | 330 | 0 | 126.14 | 111.39 | 8 | 0
2020 | MAPP_CA_2_IESO | MAPP_CA | IESO | Internal | Summer | B3 | 75 | 330 | 0 | 126.14 | 71.54 | 8 | 0
2020 | MAPP_CA_2_IESO | MAPP_CA | IESO | Internal | Summer | B4 | 100 | 330 | 0 | 122.37 | 66.43 | 8 | 0
2020 | MAPP_CA_2_IESO | MAPP_CA | IESO | Internal | Summer | B5 | 200 | 330 | 0 | 94.74 | 10.97 | 8 | 0
2020 | MAPP_CA_2_IESO | MAPP_CA | IESO | Internal | Summer | B6 | 300 | 330 | 0 | 85.86 | 10.97 | 8 | 0
2020 | MAPP_CA_2_IESO | MAPP_CA | IESO | Internal | Summer | B7 | 400 | 330 | 0 | 83.28 | 10.97 | 8 | 0
2020 | MAPP_CA_2_IESO | MAPP_CA | IESO | Internal | Summer | B8 | 500 | 330 | 0 | 71.88 | 10.97 | 8 | 0
2020 | MAPP_CA_2_IESO | MAPP_CA | IESO | Internal | Summer | B9 | 800 | 330 | 0 | 68.19 | 10.97 | 8 | 0
2020 | MAPP_CA_2_IESO | MAPP_CA | IESO | Internal | Summer | B10 | 1262 | 330 | 0 | 68.19 | 10.97 | 8 | 0
2020 | MAPP_CA_2_IESO | MAPP_CA | IESO | Internal | Winter | B16 | 25 | 330 | 0 | 68.78 | 61.78 | 8 | 0
2020 | MAPP_CA_2_IESO | MAPP_CA | IESO | Internal | Winter | B17 | 100 | 330 | 0 | 68.78 | 61.78 | 8 | 0
2020 | MAPP_CA_2_IESO | MAPP_CA | IESO | Internal | Winter | B18 | 400 | 330 | 0 | 68.78 | 61.78 | 8 | 0
2020 | MAPP_CA_2_IESO | MAPP_CA | IESO | Internal | Winter | B19 | 700 | 330 | 0 | 68.78 | 61.78 | 8 | 0
2020 | MAPP_CA_2_IESO | MAPP_CA | IESO | Internal | Winter | B20 | 935 | 330 | 0 | 68.78 | 61.78 | 8 | 0
2020 | MAPP_CA_2_MAPP_US | MAPP_CA | MAPP_US | Internal | Shoulder | B11 | 25 | 372 | 0 | 85.08 | 80.02 | 7 | 0
2020 | MAPP_CA_2_MAPP_US | MAPP_CA | MAPP_US | Internal | Shoulder | B12 | 200 | 372 | 0 | 71.76 | 64.77 | 7 | 0
2020 | MAPP_CA_2_MAPP_US | MAPP_CA | MAPP_US | Internal | Shoulder | B13 | 600 | 372 | 0 | 69.38 | 62.39 | 7 | 0
2020 | MAPP_CA_2_MAPP_US | MAPP_CA | MAPP_US | Internal | Shoulder | B14 | 900 | 372 | 0 | 66.01 | 59 | 7 | 0
2020 | MAPP_CA_2_MAPP_US | MAPP_CA | MAPP_US | Internal | Shoulder | B15 | 1203 | 372 | 0 | 66.01 | 52.37 | 7 | 0
2020 | MAPP_CA_2_MAPP_US | MAPP_CA | MAPP_US | Internal | Summer | B1 | 10 | 372 | 0 | 126.14 | 132.38 | 7 | 0
2020 | MAPP_CA_2_MAPP_US | MAPP_CA | MAPP_US | Internal | Summer | B2 | 25 | 372 | 0 | 126.14 | 126.27 | 7 | 0
2020 | MAPP_CA_2_MAPP_US | MAPP_CA | MAPP_US | Internal | Summer | B3 | 75 | 372 | 0 | 126.14 | 128.26 | 7 | 0
2020 | MAPP_CA_2_MAPP_US | MAPP_CA | MAPP_US | Internal | Summer | B4 | 100 | 372 | 0 | 122.37 | 115.38 | 7 | 0
2020 | MAPP_CA_2_MAPP_US | MAPP_CA | MAPP_US | Internal | Summer | B5 | 200 | 372 | 0 | 94.74 | 87.75 | 7 | 0
2020 | MAPP_CA_2_MAPP_US | MAPP_CA | MAPP_US | Internal | Summer | B6 | 300 | 372 | 0 | 85.86 | 79.92 | 7 | 0
2020 | MAPP_CA_2_MAPP_US | MAPP_CA | MAPP_US | Internal | Summer | B7 | 400 | 372 | 0 | 83.28 | 76.3 | 7 | 0
2020 | MAPP_CA_2_MAPP_US | MAPP_CA | MAPP_US | Internal | Summer | B8 | 500 | 372 | 0 | 71.88 | 64.89 | 7 | 0
2020 | MAPP_CA_2_MAPP_US | MAPP_CA | MAPP_US | Internal | Summer | B9 | 800 | 372 | 0 | 68.19 | 61.18 | 7 | 0
2020 | MAPP_CA_2_MAPP_US | MAPP_CA | MAPP_US | Internal | Summer | B10 | 1262 | 372 | 0 | 68.19 | 55.18 | 7 | 0
2020 | MAPP_CA_2_MAPP_US | MAPP_CA | MAPP_US | Internal | Winter | B16 | 25 | 372 | 0 | 68.78 | 56.19 | 7 | 0
2020 | MAPP_CA_2_MAPP_US | MAPP_CA | MAPP_US | Internal | Winter | B17 | 100 | 372 | 0 | 68.78 | 59.22 | 7 | 0
2020 | MAPP_CA_2_MAPP_US | MAPP_CA | MAPP_US | Internal | Winter | B18 | 400 | 372 | 0 | 68.78 | 61.78 | 7 | 0
2020 | MAPP_CA_2_MAPP_US | MAPP_CA | MAPP_US | Internal | Winter | B19 | 700 | 372 | 0 | 68.78 | 61.77 | 7 | 0
2020 | MAPP_CA_2_MAPP_US | MAPP_CA | MAPP_US | Internal | Winter | B20 | 935 | 372 | 0 | 68.78 | 52.42 | 7 | 0
2020 | MAPP_CA_2_MISO_W | MAPP_CA | MISO_W | Internal | Shoulder | B11 | 25 | 2196 | 2196 | 85.08 | 87.02 | 0.01 | 1.93
2020 | MAPP_CA_2_MISO_W | MAPP_CA | MISO_W | Internal | Shoulder | B12 | 200 | 2196 | 889.93 | 71.76 | 71.77 | 0.01 | 0
2020 | MAPP_CA_2_MISO_W | MAPP_CA | MISO_W | Internal | Shoulder | B13 | 600 | 2196 | 965.64 | 69.38 | 69.39 | 0.01 | 0
2020 | MAPP_CA_2_MISO_W | MAPP_CA | MISO_W | Internal | Shoulder | B14 | 900 | 2196 | 0 | 66.01 | 66 | 0.01 | 0
2020 | MAPP_CA_2_MISO_W | MAPP_CA | MISO_W | Internal | Shoulder | B15 | 1203 | 2196 | 0 | 66.01 | 59.37 | 0.01 | 0
2020 | MAPP_CA_2_MISO_W | MAPP_CA | MISO_W | Internal | Summer | B1 | 10 | 2196 | 2196 | 126.14 | 139.38 | 0.01 | 13.23
2020 | MAPP_CA_2_MISO_W | MAPP_CA | MISO_W | Internal | Summer | B2 | 25 | 2196 | 2196 | 126.14 | 133.27 | 0.01 | 7.12
2020 | MAPP_CA_2_MISO_W | MAPP_CA | MISO_W | Internal | Summer | B3 | 75 | 2196 | 2196 | 126.14 | 135.26 | 0.01 | 9.11
2020 | MAPP_CA_2_MISO_W | MAPP_CA | MISO_W | Internal | Summer | B4 | 100 | 2196 | 1941.28 | 122.37 | 122.38 | 0.01 | 0
2020 | MAPP_CA_2_MISO_W | MAPP_CA | MISO_W | Internal | Summer | B5 | 200 | 2196 | 1979.21 | 94.74 | 94.75 | 0.01 | 0
2020 | MAPP_CA_2_MISO_W | MAPP_CA | MISO_W | Internal | Summer | B6 | 300 | 2196 | 2053.04 | 85.86 | 85.87 | 0.01 | 0
2020 | MAPP_CA_2_MISO_W | MAPP_CA | MISO_W | Internal | Summer | B7 | 400 | 2196 | 1951.74 | 83.28 | 83.3 | 0.01 | 0
2020 | MAPP_CA_2_MISO_W | MAPP_CA | MISO_W | Internal | Summer | B8 | 500 | 2196 | 1229.99 | 71.88 | 71.89 | 0.01 | 0
2020 | MAPP_CA_2_MISO_W | MAPP_CA | MISO_W | Internal | Summer | B9 | 800 | 2196 | 0 | 68.19 | 68.18 | 0.01 | 0
2020 | MAPP_CA_2_MISO_W | MAPP_CA | MISO_W | Internal | Summer | B10 | 1262 | 2196 | 0 | 68.19 | 62.18 | 0.01 | 0
2020 | MAPP_CA_2_MISO_W | MAPP_CA | MISO_W | Internal | Winter | B16 | 25 | 2196 | 0 | 68.78 | 63.19 | 0.01 | 0
2020 | MAPP_CA_2_MISO_W | MAPP_CA | MISO_W | Internal | Winter | B17 | 100 | 2196 | 0 | 68.78 | 66.22 | 0.01 | 0
2020 | MAPP_CA_2_MISO_W | MAPP_CA | MISO_W | Internal | Winter | B18 | 400 | 2196 | 0 | 68.78 | 68.78 | 0.01 | 0
2020 | MAPP_CA_2_MISO_W | MAPP_CA | MISO_W | Internal | Winter | B19 | 700 | 2196 | 0 | 68.78 | 68.77 | 0.01 | 0
2020 | MAPP_CA_2_MISO_W | MAPP_CA | MISO_W | Internal | Winter | B20 | 935 | 2196 | 0 | 68.78 | 59.42 | 0.01 | 0
2020 | MAPP_US_2_MAPP_CA | MAPP_US | MAPP_CA | Internal | Shoulder | B11 | 25 | 165 | 0 | 80.02 | 85.08 | 7 | 0
2020 | MAPP_US_2_MAPP_CA | MAPP_US | MAPP_CA | Internal | Shoulder | B12 | 200 | 165 | 0 | 64.77 | 71.76 | 7 | 0
2020 | MAPP_US_2_MAPP_CA | MAPP_US | MAPP_CA | Internal | Shoulder | B13 | 600 | 165 | 0 | 62.39 | 69.38 | 7 | 0
2020 | MAPP_US_2_MAPP_CA | MAPP_US | MAPP_CA | Internal | Shoulder | B14 | 900 | 165 | 165 | 59 | 66.01 | 7 | 0.01
2020 | MAPP_US_2_MAPP_CA | MAPP_US | MAPP_CA | Internal | Shoulder | B15 | 1203 | 165 | 165 | 52.37 | 66.01 | 7 | 6.65
2020 | MAPP_US_2_MAPP_CA | MAPP_US | MAPP_CA | Internal | Summer | B1 | 10 | 165 | 0 | 132.38 | 126.14 | 7 | 0
2020 | MAPP_US_2_MAPP_CA | MAPP_US | MAPP_CA | Internal | Summer | B2 | 25 | 165 | 0 | 126.27 | 126.14 | 7 | 0
2020 | MAPP_US_2_MAPP_CA | MAPP_US | MAPP_CA | Internal | Summer | B3 | 75 | 165 | 0 | 128.26 | 126.14 | 7 | 0
2020 | MAPP_US_2_MAPP_CA | MAPP_US | MAPP_CA | Internal | Summer | B4 | 100 | 165 | 0 | 115.38 | 122.37 | 7 | 0
2020 | MAPP_US_2_MAPP_CA | MAPP_US | MAPP_CA | Internal | Summer | B5 | 200 | 165 | 0 | 87.75 | 94.74 | 7 | 0
2020 | MAPP_US_2_MAPP_CA | MAPP_US | MAPP_CA | Internal | Summer | B6 | 300 | 165 | 0 | 79.92 | 85.86 | 7 | 0
2020 | MAPP_US_2_MAPP_CA | MAPP_US | MAPP_CA | Internal | Summer | B7 | 400 | 165 | 0 | 76.3 | 83.28 | 7 | 0
2020 | MAPP_US_2_MAPP_CA | MAPP_US | MAPP_CA | Internal | Summer | B8 | 500 | 165 | 0 | 64.89 | 71.88 | 7 | 0
2020 | MAPP_US_2_MAPP_CA | MAPP_US | MAPP_CA | Internal | Summer | B9 | 800 | 165 | 165 | 61.18 | 68.19 | 7 | 0.01
2020 | MAPP_US_2_MAPP_CA | MAPP_US | MAPP_CA | Internal | Summer | B10 | 1262 | 165 | 165 | 55.18 | 68.19 | 7 | 6
2020 | MAPP_US_2_MAPP_CA | MAPP_US | MAPP_CA | Internal | Winter | B16 | 25 | 165 | 165 | 56.19 | 68.78 | 7 | 5.6
2020 | MAPP_US_2_MAPP_CA | MAPP_US | MAPP_CA | Internal | Winter | B17 | 100 | 165 | 165 | 59.22 | 68.78 | 7 | 2.56
2020 | MAPP_US_2_MAPP_CA | MAPP_US | MAPP_CA | Internal | Winter | B18 | 400 | 165 | 123.3 | 61.78 | 68.78 | 7 | 0
2020 | MAPP_US_2_MAPP_CA | MAPP_US | MAPP_CA | Internal | Winter | B19 | 700 | 165 | 165 | 61.77 | 68.78 | 7 | 0.01
2020 | MAPP_US_2_MAPP_CA | MAPP_US | MAPP_CA | Internal | Winter | B20 | 935 | 165 | 165 | 52.42 | 68.78 | 7 | 9.36
2020 | MAPP_US_2_MISO_W | MAPP_US | MISO_W | Internal | Shoulder | B11 | 25 | 2635 | 811.09 | 80.02 | 87.02 | 7 | 0
2020 | MAPP_US_2_MISO_W | MAPP_US | MISO_W | Internal | Shoulder | B12 | 200 | 2635 | 1266.86 | 64.77 | 71.77 | 7 | 0
2020 | MAPP_US_2_MISO_W | MAPP_US | MISO_W | Internal | Shoulder | B13 | 600 | 2635 | 1581.93 | 62.39 | 69.39 | 7 | 0
2020 | MAPP_US_2_MISO_W | MAPP_US | MISO_W | Internal | Shoulder | B14 | 900 | 2635 | 372.9 | 59 | 66 | 7 | 0
2020 | MAPP_US_2_MISO_W | MAPP_US | MISO_W | Internal | Shoulder | B15 | 1203 | 2635 | 822.73 | 52.37 | 59.37 | 7 | 0
2020 | MAPP_US_2_MISO_W | MAPP_US | MISO_W | Internal | Summer | B1 | 10 | 2635 | 371.83 | 132.38 | 139.38 | 7 | 0
2020 | MAPP_US_2_MISO_W | MAPP_US | MISO_W | Internal | Summer | B2 | 25 | 2635 | 1273.6 | 126.27 | 133.27 | 7 | 0
2020 | MAPP_US_2_MISO_W | MAPP_US | MISO_W | Internal | Summer | B3 | 75 | 2635 | 1132.43 | 128.26 | 135.26 | 7 | 0
2020 | MAPP_US_2_MISO_W | MAPP_US | MISO_W | Internal | Summer | B4 | 100 | 2635 | 1577.76 | 115.38 | 122.38 | 7 | 0
2020 | MAPP_US_2_MISO_W | MAPP_US | MISO_W | Internal | Summer | B5 | 200 | 2635 | 1117.9 | 87.75 | 94.75 | 7 | 0
2020 | MAPP_US_2_MISO_W | MAPP_US | MISO_W | Internal | Summer | B6 | 300 | 2635 | 0 | 79.92 | 85.87 | 7 | 0
2020 | MAPP_US_2_MISO_W | MAPP_US | MISO_W | Internal | Summer | B7 | 400 | 2635 | 687.14 | 76.3 | 83.3 | 7 | 0
2020 | MAPP_US_2_MISO_W | MAPP_US | MISO_W | Internal | Summer | B8 | 500 | 2635 | 1158.26 | 64.89 | 71.89 | 7 | 0
2020 | MAPP_US_2_MISO_W | MAPP_US | MISO_W | Internal | Summer | B9 | 800 | 2635 | 468.07 | 61.18 | 68.18 | 7 | 0
2020 | MAPP_US_2_MISO_W | MAPP_US | MISO_W | Internal | Summer | B10 | 1262 | 2635 | 673.89 | 55.18 | 62.18 | 7 | 0
2020 | MAPP_US_2_MISO_W | MAPP_US | MISO_W | Internal | Winter | B16 | 25 | 2635 | 2239.14 | 56.19 | 63.19 | 7 | 0
2020 | MAPP_US_2_MISO_W | MAPP_US | MISO_W | Internal | Winter | B17 | 100 | 2635 | 873.61 | 59.22 | 66.22 | 7 | 0
2020 | MAPP_US_2_MISO_W | MAPP_US | MISO_W | Internal | Winter | B18 | 400 | 2635 | 2108.94 | 61.78 | 68.78 | 7 | 0
2020 | MAPP_US_2_MISO_W | MAPP_US | MISO_W | Internal | Winter | B19 | 700 | 2635 | 491.18 | 61.77 | 68.77 | 7 | 0
2020 | MAPP_US_2_MISO_W | MAPP_US | MISO_W | Internal | Winter | B20 | 935 | 2635 | 671.81 | 52.42 | 59.42 | 7 | 0
2020 | MAPP_US_2_NE | MAPP_US | NE | Internal | Shoulder | B11 | 25 | 2000 | 2000 | 80.02 | 88.12 | 7 | 1.1
2020 | MAPP_US_2_NE | MAPP_US | NE | Internal | Shoulder | B12 | 200 | 2000 | 2000 | 64.77 | 78.76 | 7 | 6.99
2020 | MAPP_US_2_NE | MAPP_US | NE | Internal | Shoulder | B13 | 600 | 2000 | 2000 | 62.39 | 76.38 | 7 | 6.99
2020 | MAPP_US_2_NE | MAPP_US | NE | Internal | Shoulder | B14 | 900 | 2000 | 2000 | 59 | 72.99 | 7 | 6.99
2020 | MAPP_US_2_NE | MAPP_US | NE | Internal | Shoulder | B15 | 1203 | 2000 | 2000 | 52.37 | 65.25 | 7 | 5.88
2020 | MAPP_US_2_NE | MAPP_US | NE | Internal | Summer | B1 | 10 | 2000 | 969 | 132.38 | 139.38 | 7 | 0
2020 | MAPP_US_2_NE | MAPP_US | NE | Internal | Summer | B2 | 25 | 2000 | 1230.05 | 126.27 | 133.27 | 7 | 0
2020 | MAPP_US_2_NE | MAPP_US | NE | Internal | Summer | B3 | 75 | 2000 | 1227.15 | 128.26 | 135.26 | 7 | 0
2020 | MAPP_US_2_NE | MAPP_US | NE | Internal | Summer | B4 | 100 | 2000 | 709.75 | 115.38 | 122.38 | 7 | 0
2020 | MAPP_US_2_NE | MAPP_US | NE | Internal | Summer | B5 | 200 | 2000 | 804.76 | 87.75 | 94.75 | 7 | 0
2020 | MAPP_US_2_NE | MAPP_US | NE | Internal | Summer | B6 | 300 | 2000 | 1692.87 | 79.92 | 86.92 | 7 | 0
2020 | MAPP_US_2_NE | MAPP_US | NE | Internal | Summer | B7 | 400 | 2000 | 2000 | 76.3 | 86.72 | 7 | 3.42
2020 | MAPP_US_2_NE | MAPP_US | NE | Internal | Summer | B8 | 500 | 2000 | 2000 | 64.89 | 78.88 | 7 | 6.99
2020 | MAPP_US_2_NE | MAPP_US | NE | Internal | Summer | B9 | 800 | 2000 | 2000 | 61.18 | 75.16 | 7 | 6.99
2020 | MAPP_US_2_NE | MAPP_US | NE | Internal | Summer | B10 | 1262 | 2000 | 2000 | 55.18 | 69.17 | 7 | 6.99
2020 | MAPP_US_2_NE | MAPP_US | NE | Internal | Winter | B16 | 25 | 2000 | 2000 | 56.19 | 70.19 | 7 | 7
2020 | MAPP_US_2_NE | MAPP_US | NE | Internal | Winter | B17 | 100 | 2000 | 2000 | 59.22 | 73.21 | 7 | 6.99
2020 | MAPP_US_2_NE | MAPP_US | NE | Internal | Winter | B18 | 400 | 2000 | 2000 | 61.78 | 75.77 | 7 | 6.99
2020 | MAPP_US_2_NE | MAPP_US | NE | Internal | Winter | B19 | 700 | 2000 | 2000 | 61.77 | 75.31 | 7 | 6.54
2020 | MAPP_US_2_NE | MAPP_US | NE | Internal | Winter | B20 | 935 | 2000 | 2000 | 52.42 | 65.73 | 7 | 6.31
2020 | MARITIMES_2_NEISO | MARITIMES | NEISO | Internal | Shoulder | B11 | 25 | 99999 | 1400 | 82.58 | 82.59 | 0.01 | 0
2020 | MARITIMES_2_NEISO | MARITIMES | NEISO | Internal | Shoulder | B12 | 200 | 99999 | 1400 | 81.47 | 81.48 | 0.01 | 0
2020 | MARITIMES_2_NEISO | MARITIMES | NEISO | Internal | Shoulder | B13 | 600 | 99999 | 1400 | 81.46 | 81.47 | 0.01 | 0
2020 | MARITIMES_2_NEISO | MARITIMES | NEISO | Internal | Shoulder | B14 | 900 | 99999 | 1400 | 81.16 | 81.17 | 0.01 | 0
2020 | MARITIMES_2_NEISO | MARITIMES | NEISO | Internal | Shoulder | B15 | 1203 | 99999 | 426.43 | 81.16 | 81.17 | 0.01 | 0
2020 | MARITIMES_2_NEISO | MARITIMES | NEISO | Internal | Summer | B1 | 10 | 99999 | 1400.1 | 121.38 | 121.39 | 0.01 | 0
2020 | MARITIMES_2_NEISO | MARITIMES | NEISO | Internal | Summer | B2 | 25 | 99999 | 1400.1 | 121.38 | 121.39 | 0.01 | 0
2020 | MARITIMES_2_NEISO | MARITIMES | NEISO | Internal | Summer | B3 | 75 | 99999 | 1400.1 | 107.07 | 107.08 | 0.01 | 0
2020 | MARITIMES_2_NEISO | MARITIMES | NEISO | Internal | Summer | B4 | 100 | 99999 | 1400 | 81.42 | 81.43 | 0.01 | 0
2020 | MARITIMES_2_NEISO | MARITIMES | NEISO | Internal | Summer | B5 | 200 | 99999 | 1400 | 81.42 | 81.43 | 0.01 | 0
2020 | MARITIMES_2_NEISO | MARITIMES | NEISO | Internal | Summer | B6 | 300 | 99999 | 1400 | 81.42 | 81.43 | 0.01 | 0
2020 | MARITIMES_2_NEISO | MARITIMES | NEISO | Internal | Summer | B7 | 400 | 99999 | 1400 | 81.42 | 81.43 | 0.01 | 0
2020 | MARITIMES_2_NEISO | MARITIMES | NEISO | Internal | Summer | B8 | 500 | 99999 | 1400 | 80.51 | 80.52 | 0.01 | 0
2020 | MARITIMES_2_NEISO | MARITIMES | NEISO | Internal | Summer | B9 | 800 | 99999 | 1400 | 78.52 | 78.53 | 0.01 | 0
2020 | MARITIMES_2_NEISO | MARITIMES | NEISO | Internal | Summer | B10 | 1262 | 99999 | 236.13 | 80.51 | 80.52 | 0.01 | 0
2020 | MARITIMES_2_NEISO | MARITIMES | NEISO | Internal | Winter | B16 | 25 | 99999 | 1400.1 | 92.34 | 92.35 | 0.01 | 0
2020 | MARITIMES_2_NEISO | MARITIMES | NEISO | Internal | Winter | B17 | 100 | 99999 | 1400.1 | 87.77 | 87.78 | 0.01 | 0
2020 | MARITIMES_2_NEISO | MARITIMES | NEISO | Internal | Winter | B18 | 400 | 99999 | 1400 | 82.56 | 82.57 | 0.01 | 0
2020 | MARITIMES_2_NEISO | MARITIMES | NEISO | Internal | Winter | B19 | 700 | 99999 | 1400 | 80.7 | 80.71 | 0.01 | 0
2020 | MARITIMES_2_NEISO | MARITIMES | NEISO | Internal | Winter | B20 | 935 | 99999 | 475.94 | 80.7 | 80.71 | 0.01 | 0
2020 | MISO_IN_2_MISO_MI | MISO_IN | MISO_MI | Internal | Shoulder | B11 | 25 | 5021 | 2752.64 | 91.61 | 91.63 | 0.01 | 0
2020 | MISO_IN_2_MISO_MI | MISO_IN | MISO_MI | Internal | Shoulder | B12 | 200 | 5021 | 4999.48 | 85.89 | 85.9 | 0.01 | 0
2020 | MISO_IN_2_MISO_MI | MISO_IN | MISO_MI | Internal | Shoulder | B13 | 600 | 5021 | 5021 | 81.51 | 84.9 | 0.01 | 3.38
2020 | MISO_IN_2_MISO_MI | MISO_IN | MISO_MI | Internal | Shoulder | B14 | 900 | 5021 | 5021 | 80.32 | 80.49 | 0.01 | 0.16
2020 | MISO_IN_2_MISO_MI | MISO_IN | MISO_MI | Internal | Shoulder | B15 | 1203 | 5021 | 1927.14 | 73.98 | 74 | 0.01 | 0
2020 | MISO_IN_2_MISO_MI | MISO_IN | MISO_MI | Internal | Summer | B1 | 10 | 5021 | 2471.24 | 139.39 | 139.4 | 0.01 | 0
2020 | MISO_IN_2_MISO_MI | MISO_IN | MISO_MI | Internal | Summer | B2 | 25 | 5021 | 3657.09 | 136.58 | 136.59 | 0.01 | 0
2020 | MISO_IN_2_MISO_MI | MISO_IN | MISO_MI | Internal | Summer | B3 | 75 | 5021 | 2368.1 | 136.43 | 136.44 | 0.01 | 0
2020 | MISO_IN_2_MISO_MI | MISO_IN | MISO_MI | Internal | Summer | B4 | 100 | 5021 | 1438.38 | 122.39 | 122.41 | 0.01 | 0
2020 | MISO_IN_2_MISO_MI | MISO_IN | MISO_MI | Internal | Summer | B5 | 200 | 5021 | 3905.54 | 96.01 | 96.02 | 0.01 | 0
2020 | MISO_IN_2_MISO_MI | MISO_IN | MISO_MI | Internal | Summer | B6 | 300 | 5021 | 4240.46 | 88.5 | 88.51 | 0.01 | 0
2020 | MISO_IN_2_MISO_MI | MISO_IN | MISO_MI | Internal | Summer | B7 | 400 | 5021 | 4969.26 | 83.31 | 83.32 | 0.01 | 0
2020 | MISO_IN_2_MISO_MI | MISO_IN | MISO_MI | Internal | Summer | B8 | 500 | 5021 | 5021 | 78.98 | 81.8 | 0.01 | 2.82
2020 | MISO_IN_2_MISO_MI | MISO_IN | MISO_MI | Internal | Summer | B9 | 800 | 5021 | 3434.13 | 72.87 | 72.89 | 0.01 | 0
2020 | MISO_IN_2_MISO_MI | MISO_IN | MISO_MI | Internal | Summer | B10 | 1262 | 5021 | 2837.22 | 72.32 | 72.34 | 0.01 | 0
2020 | MISO_IN_2_MISO_MI | MISO_IN | MISO_MI | Internal | Winter | B16 | 25 | 5021 | 3092.05 | 99.91 | 99.92 | 0.01 | 0
2020 | MISO_IN_2_MISO_MI | MISO_IN | MISO_MI | Internal | Winter | B17 | 100 | 5021 | 4548.54 | 89.48 | 89.49 | 0.01 | 0
2020 | MISO_IN_2_MISO_MI | MISO_IN | MISO_MI | Internal | Winter | B18 | 400 | 5021 | 5021 | 82.93 | 86.94 | 0.01 | 4
2020 | MISO_IN_2_MISO_MI | MISO_IN | MISO_MI | Internal | Winter | B19 | 700 | 5021 | 4862.63 | 80.33 | 80.35 | 0.01 | 0
2020 | MISO_IN_2_MISO_MI | MISO_IN | MISO_MI | Internal | Winter | B20 | 935 | 5021 | 2089.72 | 73.34 | 73.35 | 0.01 | 0
2020 | MISO_IN_2_MISO_MO-IL | MISO_IN | MISO_MO-IL | Internal | Shoulder | B11 | 25 | 5533 | 408.32 | 91.61 | 91.63 | 0.01 | 0
2020 | MISO_IN_2_MISO_MO-IL | MISO_IN | MISO_MO-IL | Internal | Shoulder | B12 | 200 | 5533 | 0 | 85.89 | 85.87 | 0.01 | 0
2020 | MISO_IN_2_MISO_MO-IL | MISO_IN | MISO_MO-IL | Internal | Shoulder | B13 | 600 | 5533 | 0 | 81.51 | 81.49 | 0.01 | 0
2020 | MISO_IN_2_MISO_MO-IL | MISO_IN | MISO_MO-IL | Internal | Shoulder | B14 | 900 | 5533 | 0 | 80.32 | 80.31 | 0.01 | 0
2020 | MISO_IN_2_MISO_MO-IL | MISO_IN | MISO_MO-IL | Internal | Shoulder | B15 | 1203 | 5533 | 0 | 73.98 | 71.5 | 0.01 | 0
2020 | MISO_IN_2_MISO_MO-IL | MISO_IN | MISO_MO-IL | Internal | Summer | B1 | 10 | 5533 | 0 | 139.39 | 139.39 | 0.01 | 0
2020 | MISO_IN_2_MISO_MO-IL | MISO_IN | MISO_MO-IL | Internal | Summer | B2 | 25 | 5533 | 0 | 136.58 | 136.57 | 0.01 | 0
2020 | MISO_IN_2_MISO_MO-IL | MISO_IN | MISO_MO-IL | Internal | Summer | B3 | 75 | 5533 | 0 | 136.43 | 136.41 | 0.01 | 0
2020 | MISO_IN_2_MISO_MO-IL | MISO_IN | MISO_MO-IL | Internal | Summer | B4 | 100 | 5533 | 1123.89 | 122.39 | 122.41 | 0.01 | 0
2020 | MISO_IN_2_MISO_MO-IL | MISO_IN | MISO_MO-IL | Internal | Summer | B5 | 200 | 5533 | 198.82 | 96.01 | 96.02 | 0.01 | 0
2020 | MISO_IN_2_MISO_MO-IL | MISO_IN | MISO_MO-IL | Internal | Summer | B6 | 300 | 5533 | 314.56 | 88.5 | 88.51 | 0.01 | 0
2020 | MISO_IN_2_MISO_MO-IL | MISO_IN | MISO_MO-IL | Internal | Summer | B7 | 400 | 5533 | 100.84 | 83.31 | 83.32 | 0.01 | 0
2020 | MISO_IN_2_MISO_MO-IL | MISO_IN | MISO_MO-IL | Internal | Summer | B8 | 500 | 5533 | 586.69 | 78.98 | 78.99 | 0.01 | 0
2020 | MISO_IN_2_MISO_MO-IL | MISO_IN | MISO_MO-IL | Internal | Summer | B9 | 800 | 5533 | 374.18 | 72.87 | 72.89 | 0.01 | 0
2020 | MISO_IN_2_MISO_MO-IL | MISO_IN | MISO_MO-IL | Internal | Summer | B10 | 1262 | 5533 | 0 | 72.32 | 69.51 | 0.01 | 0
2020 | MISO_IN_2_MISO_MO-IL | MISO_IN | MISO_MO-IL | Internal | Winter | B16 | 25 | 5533 | 0 | 99.91 | 93.69 | 0.01 | 0
2020 | MISO_IN_2_MISO_MO-IL | MISO_IN | MISO_MO-IL | Internal | Winter | B17 | 100 | 5533 | 0 | 89.48 | 88.31 | 0.01 | 0
2020 | MISO_IN_2_MISO_MO-IL | MISO_IN | MISO_MO-IL | Internal | Winter | B18 | 400 | 5533 | 0 | 82.93 | 82.91 | 0.01 | 0
2020 | MISO_IN_2_MISO_MO-IL | MISO_IN | MISO_MO-IL | Internal | Winter | B19 | 700 | 5533 | 0 | 80.33 | 80.32 | 0.01 | 0
2020 | MISO_IN_2_MISO_MO-IL | MISO_IN | MISO_MO-IL | Internal | Winter | B20 | 935 | 5533 | 0 | 73.34 | 72.02 | 0.01 | 0
2020 | MISO_IN_2_NonRTO_Midwest | MISO_IN | NonRTO_Midwest | Internal | Shoulder | B11 | 25 | 4800 | 1091.78 | 91.61 | 99.61 | 8 | 0
2020 | MISO_IN_2_NonRTO_Midwest | MISO_IN | NonRTO_Midwest | Internal | Shoulder | B12 | 200 | 4800 | 666.53 | 85.89 | 93.89 | 8 | 0
2020 | MISO_IN_2_NonRTO_Midwest | MISO_IN | NonRTO_Midwest | Internal | Shoulder | B13 | 600 | 4800 | 115.45 | 81.51 | 89.51 | 8 | 0
2020 | MISO_IN_2_NonRTO_Midwest | MISO_IN | NonRTO_Midwest | Internal | Shoulder | B14 | 900 | 4800 | 0 | 80.32 | 80.64 | 8 | 0
2020 | MISO_IN_2_NonRTO_Midwest | MISO_IN | NonRTO_Midwest | Internal | Shoulder | B15 | 1203 | 4800 | 0 | 73.98 | 71.5 | 8 | 0
2020 | MISO_IN_2_NonRTO_Midwest | MISO_IN | NonRTO_Midwest | Internal | Summer | B1 | 10 | 4800 | 0 | 139.39 | 144.58 | 8 | 0
2020 | MISO_IN_2_NonRTO_Midwest | MISO_IN | NonRTO_Midwest | Internal | Summer | B2 | 25 | 4800 | 1049.45 | 136.58 | 144.58 | 8 | 0
2020 | MISO_IN_2_NonRTO_Midwest | MISO_IN | NonRTO_Midwest | Internal | Summer | B3 | 75 | 4800 | 1637.52 | 136.43 | 144.43 | 8 | 0
2020 | MISO_IN_2_NonRTO_Midwest | MISO_IN | NonRTO_Midwest | Internal | Summer | B4 | 100 | 4800 | 1229.81 | 122.39 | 130.39 | 8 | 0
2020 | MISO_IN_2_NonRTO_Midwest | MISO_IN | NonRTO_Midwest | Internal | Summer | B5 | 200 | 4800 | 920.52 | 96.01 | 104.01 | 8 | 0
2020 | MISO_IN_2_NonRTO_Midwest | MISO_IN | NonRTO_Midwest | Internal | Summer | B6 | 300 | 4800 | 440.37 | 88.5 | 96.5 | 8 | 0
2020 | MISO_IN_2_NonRTO_Midwest | MISO_IN | NonRTO_Midwest | Internal | Summer | B7 | 400 | 4800 | 0 | 83.31 | 80.64 | 8 | 0
2020 | MISO_IN_2_NonRTO_Midwest | MISO_IN | NonRTO_Midwest | Internal | Summer | B8 | 500 | 4800 | 0 | 78.98 | 76.58 | 8 | 0
2020 | MISO_IN_2_NonRTO_Midwest | MISO_IN | NonRTO_Midwest | Internal | Summer | B9 | 800 | 4800 | 0 | 72.87 | 71.28 | 8 | 0
2020 | MISO_IN_2_NonRTO_Midwest | MISO_IN | NonRTO_Midwest | Internal | Summer | B10 | 1262 | 4800 | 0 | 72.32 | 68.66 | 8 | 0
2020 | MISO_IN_2_NonRTO_Midwest | MISO_IN | NonRTO_Midwest | Internal | Winter | B16 | 25 | 4800 | 2104.51 | 99.91 | 107.91 | 8 | 0
2020 | MISO_IN_2_NonRTO_Midwest | MISO_IN | NonRTO_Midwest | Internal | Winter | B17 | 100 | 4800 | 1094.25 | 89.48 | 97.48 | 8 | 0
2020 | MISO_IN_2_NonRTO_Midwest | MISO_IN | NonRTO_Midwest | Internal | Winter | B18 | 400 | 4800 | 237.56 | 82.93 | 90.93 | 8 | 0
2020 | MISO_IN_2_NonRTO_Midwest | MISO_IN | NonRTO_Midwest | Internal | Winter | B19 | 700 | 4800 | 0 | 80.33 | 80.2 | 8 | 0
2020 | MISO_IN_2_NonRTO_Midwest | MISO_IN | NonRTO_Midwest | Internal | Winter | B20 | 935 | 4800 | 0 | 73.34 | 72.02 | 8 | 0
2020 | MISO_IN_2_PJM_ROR | MISO_IN | PJM_ROR | Internal | Shoulder | B11 | 25 | 992 | 44.54 | 91.61 | 93.61 | 2 | 0
2020 | MISO_IN_2_PJM_ROR | MISO_IN | PJM_ROR | Internal | Shoulder | B12 | 200 | 992 | 992 | 85.89 | 88.04 | 2 | 0.16
2020 | MISO_IN_2_PJM_ROR | MISO_IN | PJM_ROR | Internal | Shoulder | B13 | 600 | 992 | 992 | 81.51 | 86.9 | 2 | 3.39
2020 | MISO_IN_2_PJM_ROR | MISO_IN | PJM_ROR | Internal | Shoulder | B14 | 900 | 992 | 992 | 80.32 | 85.24 | 2 | 2.93
2020 | MISO_IN_2_PJM_ROR | MISO_IN | PJM_ROR | Internal | Shoulder | B15 | 1203 | 992 | 0 | 73.98 | 75.26 | 2 | 0
2020 | MISO_IN_2_PJM_ROR | MISO_IN | PJM_ROR | Internal | Summer | B1 | 10 | 992 | 501.02 | 139.39 | 141.39 | 2 | 0
2020 | MISO_IN_2_PJM_ROR | MISO_IN | PJM_ROR | Internal | Summer | B2 | 25 | 992 | 0 | 136.58 | 137.24 | 2 | 0
2020 | MISO_IN_2_PJM_ROR | MISO_IN | PJM_ROR | Internal | Summer | B3 | 75 | 992 | 0 | 136.43 | 137.24 | 2 | 0
2020 | MISO_IN_2_PJM_ROR | MISO_IN | PJM_ROR | Internal | Summer | B4 | 100 | 992 | 730.39 | 122.39 | 124.39 | 2 | 0
2020 | MISO_IN_2_PJM_ROR | MISO_IN | PJM_ROR | Internal | Summer | B5 | 200 | 992 | 0 | 96.01 | 97.75 | 2 | 0
2020 | MISO_IN_2_PJM_ROR | MISO_IN | PJM_ROR | Internal | Summer | B6 | 300 | 992 | 585.32 | 88.5 | 90.5 | 2 | 0
2020 | MISO_IN_2_PJM_ROR | MISO_IN | PJM_ROR | Internal | Summer | B7 | 400 | 992 | 543.72 | 83.31 | 85.31 | 2 | 0
2020 | MISO_IN_2_PJM_ROR | MISO_IN | PJM_ROR | Internal | Summer | B8 | 500 | 992 | 992 | 78.98 | 83.8 | 2 | 2.83
2020 | MISO_IN_2_PJM_ROR | MISO_IN | PJM_ROR | Internal | Summer | B9 | 800 | 992 | 0 | 72.87 | 74.52 | 2 | 0
2020 | MISO_IN_2_PJM_ROR | MISO_IN | PJM_ROR | Internal | Summer | B10 | 1262 | 992 | 0 | 72.32 | 71.51 | 2 | 0
2020 | MISO_IN_2_PJM_ROR | MISO_IN | PJM_ROR | Internal | Winter | B16 | 25 | 992 | 992 | 99.91 | 101.92 | 2 | 0.01
2020 | MISO_IN_2_PJM_ROR | MISO_IN | PJM_ROR | Internal | Winter | B17 | 100 | 992 | 992 | 89.48 | 92.77 | 2 | 1.29
2020 | MISO_IN_2_PJM_ROR | MISO_IN | PJM_ROR | Internal | Winter | B18 | 400 | 992 | 992 | 82.93 | 88.94 | 2 | 4.01
2020 | MISO_IN_2_PJM_ROR | MISO_IN | PJM_ROR | Internal | Winter | B19 | 700 | 992 | 992 | 80.33 | 83.89 | 2 | 1.55
2020 | MISO_IN_2_PJM_ROR | MISO_IN | PJM_ROR | Internal | Winter | B20 | 935 | 992 | 329.74 | 73.34 | 75.34 | 2 | 0
2020 | MISO_MI_2_MISO_IN | MISO_MI | MISO_IN | Internal | Shoulder | B11 | 25 | 2066 | 0 | 91.63 | 91.61 | 0.01 | 0
2020 | MISO_MI_2_MISO_IN | MISO_MI | MISO_IN | Internal | Shoulder | B12 | 200 | 2066 | 0 | 85.9 | 85.89 | 0.01 | 0
2020 | MISO_MI_2_MISO_IN | MISO_MI | MISO_IN | Internal | Shoulder | B13 | 600 | 2066 | 0 | 84.9 | 81.51 | 0.01 | 0
2020 | MISO_MI_2_MISO_IN | MISO_MI | MISO_IN | Internal | Shoulder | B14 | 900 | 2066 | 0 | 80.49 | 80.32 | 0.01 | 0
2020 | MISO_MI_2_MISO_IN | MISO_MI | MISO_IN | Internal | Shoulder | B15 | 1203 | 2066 | 0 | 74 | 73.98 | 0.01 | 0
2020 | MISO_MI_2_MISO_IN | MISO_MI | MISO_IN | Internal | Summer | B1 | 10 | 2066 | 0 | 139.4 | 139.39 | 0.01 | 0
2020 | MISO_MI_2_MISO_IN | MISO_MI | MISO_IN | Internal | Summer | B2 | 25 | 2066 | 0 | 136.59 | 136.58 | 0.01 | 0
2020 | MISO_MI_2_MISO_IN | MISO_MI | MISO_IN | Internal | Summer | B3 | 75 | 2066 | 0 | 136.44 | 136.43 | 0.01 | 0
2020 | MISO_MI_2_MISO_IN | MISO_MI | MISO_IN | Internal | Summer | B4 | 100 | 2066 | 0 | 122.41 | 122.39 | 0.01 | 0
2020 | MISO_MI_2_MISO_IN | MISO_MI | MISO_IN | Internal | Summer | B5 | 200 | 2066 | 0 | 96.02 | 96.01 | 0.01 | 0
2020 | MISO_MI_2_MISO_IN | MISO_MI | MISO_IN | Internal | Summer | B6 | 300 | 2066 | 0 | 88.51 | 88.5 | 0.01 | 0
2020 | MISO_MI_2_MISO_IN | MISO_MI | MISO_IN | Internal | Summer | B7 | 400 | 2066 | 0 | 83.32 | 83.31 | 0.01 | 0
2020 | MISO_MI_2_MISO_IN | MISO_MI | MISO_IN | Internal | Summer | B8 | 500 | 2066 | 0 | 81.8 | 78.98 | 0.01 | 0
2020 | MISO_MI_2_MISO_IN | MISO_MI | MISO_IN | Internal | Summer | B9 | 800 | 2066 | 0 | 72.89 | 72.87 | 0.01 | 0
2020 | MISO_MI_2_MISO_IN | MISO_MI | MISO_IN | Internal | Summer | B10 | 1262 | 2066 | 0 | 72.34 | 72.32 | 0.01 | 0
2020 | MISO_MI_2_MISO_IN | MISO_MI | MISO_IN | Internal | Winter | B16 | 25 | 2066 | 0 | 99.92 | 99.91 | 0.01 | 0
2020 | MISO_MI_2_MISO_IN | MISO_MI | MISO_IN | Internal | Winter | B17 | 100 | 2066 | 0 | 89.49 | 89.48 | 0.01 | 0
2020 | MISO_MI_2_MISO_IN | MISO_MI | MISO_IN | Internal | Winter | B18 | 400 | 2066 | 0 | 86.94 | 82.93 | 0.01 | 0
2020 | MISO_MI_2_MISO_IN | MISO_MI | MISO_IN | Internal | Winter | B19 | 700 | 2066 | 0 | 80.35 | 80.33 | 0.01 | 0
2020 | MISO_MI_2_MISO_IN | MISO_MI | MISO_IN | Internal | Winter | B20 | 935 | 2066 | 0 | 73.35 | 73.34 | 0.01 | 0
2020 | MISO_MI_2_MISO_WUMS | MISO_MI | MISO_WUMS | Internal | Shoulder | B11 | 25 | 1440 | 0 | 91.63 | 87.03 | 0.01 | 0
2020 | MISO_MI_2_MISO_WUMS | MISO_MI | MISO_WUMS | Internal | Shoulder | B12 | 200 | 1440 | 0 | 85.9 | 84.92 | 0.01 | 0
2020 | MISO_MI_2_MISO_WUMS | MISO_MI | MISO_WUMS | Internal | Shoulder | B13 | 600 | 1440 | 0 | 84.9 | 84.89 | 0.01 | 0
2020 | MISO_MI_2_MISO_WUMS | MISO_MI | MISO_WUMS | Internal | Shoulder | B14 | 900 | 1440 | 0 | 80.49 | 78.25 | 0.01 | 0
2020 | MISO_MI_2_MISO_WUMS | MISO_MI | MISO_WUMS | Internal | Shoulder | B15 | 1203 | 1440 | 0 | 74 | 73.63 | 0.01 | 0
2020 | MISO_MI_2_MISO_WUMS | MISO_MI | MISO_WUMS | Internal | Summer | B1 | 10 | 1440 | 0 | 139.4 | 139.39 | 0.01 | 0
2020 | MISO_MI_2_MISO_WUMS | MISO_MI | MISO_WUMS | Internal | Summer | B2 | 25 | 1440 | 0 | 136.59 | 133.28 | 0.01 | 0
2020 | MISO_MI_2_MISO_WUMS | MISO_MI | MISO_WUMS | Internal | Summer | B3 | 75 | 1440 | 0 | 136.44 | 135.24 | 0.01 | 0
2020 | MISO_MI_2_MISO_WUMS | MISO_MI | MISO_WUMS | Internal | Summer | B4 | 100 | 1440 | 0 | 122.41 | 122.39 | 0.01 | 0
2020 | MISO_MI_2_MISO_WUMS | MISO_MI | MISO_WUMS | Internal | Summer | B5 | 200 | 1440 | 0 | 96.02 | 94.74 | 0.01 | 0
2020 | MISO_MI_2_MISO_WUMS | MISO_MI | MISO_WUMS | Internal | Summer | B6 | 300 | 1440 | 0 | 88.51 | 85.86 | 0.01 | 0
2020 | MISO_MI_2_MISO_WUMS | MISO_MI | MISO_WUMS | Internal | Summer | B7 | 400 | 1440 | 0 | 83.32 | 83.31 | 0.01 | 0
2020 | MISO_MI_2_MISO_WUMS | MISO_MI | MISO_WUMS | Internal | Summer | B8 | 500 | 1440 | 0 | 81.8 | 72.52 | 0.01 | 0
2020 | MISO_MI_2_MISO_WUMS | MISO_MI | MISO_WUMS | Internal | Summer | B9 | 800 | 1440 | 0 | 72.89 | 72.52 | 0.01 | 0
2020 | MISO_MI_2_MISO_WUMS | MISO_MI | MISO_WUMS | Internal | Summer | B10 | 1262 | 1440 | 0 | 72.34 | 72.32 | 0.01 | 0
2020 | MISO_MI_2_MISO_WUMS | MISO_MI | MISO_WUMS | Internal | Winter | B16 | 25 | 1440 | 0 | 99.92 | 87.38 | 0.01 | 0
2020 | MISO_MI_2_MISO_WUMS | MISO_MI | MISO_WUMS | Internal | Winter | B17 | 100 | 1440 | 0 | 89.49 | 87.38 | 0.01 | 0
2020 | MISO_MI_2_MISO_WUMS | MISO_MI | MISO_WUMS | Internal | Winter | B18 | 400 | 1440 | 0 | 86.94 | 86.93 | 0.01 | 0
2020 | MISO_MI_2_MISO_WUMS | MISO_MI | MISO_WUMS | Internal | Winter | B19 | 700 | 1440 | 0 | 80.35 | 80.33 | 0.01 | 0
2020 | MISO_MI_2_MISO_WUMS | MISO_MI | MISO_WUMS | Internal | Winter | B20 | 935 | 1440 | 0 | 73.35 | 73.34 | 0.01 | 0
2020 | MISO_MI_2_PJM_ROR | MISO_MI | PJM_ROR | Internal | Shoulder | B11 | 25 | 1424 | 0 | 91.63 | 93.61 | 2 | 0
2020 | MISO_MI_2_PJM_ROR | MISO_MI | PJM_ROR | Internal | Shoulder | B12 | 200 | 1424 | 1424 | 85.9 | 88.04 | 2 | 0.14
2020 | MISO_MI_2_PJM_ROR | MISO_MI | PJM_ROR | Internal | Shoulder | B13 | 600 | 1424 | 1164.7 | 84.9 | 86.9 | 2 | 0
2020 | MISO_MI_2_PJM_ROR | MISO_MI | PJM_ROR | Internal | Shoulder | B14 | 900 | 1424 | 1424 | 80.49 | 85.24 | 2 | 2.76
2020 | MISO_MI_2_PJM_ROR | MISO_MI | PJM_ROR | Internal | Shoulder | B15 | 1203 | 1424 | 0 | 74 | 75.26 | 2 | 0
2020 | MISO_MI_2_PJM_ROR | MISO_MI | PJM_ROR | Internal | Summer | B1 | 10 | 1424 | 0 | 139.4 | 141.39 | 2 | 0
2020 | MISO_MI_2_PJM_ROR | MISO_MI | PJM_ROR | Internal | Summer | B2 | 25 | 1424 | 0 | 136.59 | 137.24 | 2 | 0
2020 | MISO_MI_2_PJM_ROR | MISO_MI | PJM_ROR | Internal | Summer | B3 | 75 | 1424 | 0 | 136.44 | 137.24 | 2 | 0
2020 | MISO_MI_2_PJM_ROR | MISO_MI | PJM_ROR | Internal | Summer | B4 | 100 | 1424 | 0 | 122.41 | 124.39 | 2 | 0
2020 | MISO_MI_2_PJM_ROR | MISO_MI | PJM_ROR | Internal | Summer | B5 | 200 | 1424 | 0 | 96.02 | 97.75 | 2 | 0
2020 | MISO_MI_2_PJM_ROR | MISO_MI | PJM_ROR | Internal | Summer | B6 | 300 | 1424 | 0 | 88.51 | 90.5 | 2 | 0
2020 | MISO_MI_2_PJM_ROR | MISO_MI | PJM_ROR | Internal | Summer | B7 | 400 | 1424 | 0 | 83.32 | 85.31 | 2 | 0
2020 | MISO_MI_2_PJM_ROR | MISO_MI | PJM_ROR | Internal | Summer | B8 | 500 | 1424 | 744.47 | 81.8 | 83.8 | 2 | 0
2020 | MISO_MI_2_PJM_ROR | MISO_MI | PJM_ROR | Internal | Summer | B9 | 800 | 1424 | 0 | 72.89 | 74.52 | 2 | 0
2020 | MISO_MI_2_PJM_ROR | MISO_MI | PJM_ROR | Internal | Summer | B10 | 1262 | 1424 | 0 | 72.34 | 71.51 | 2 | 0
2020 | MISO_MI_2_PJM_ROR | MISO_MI | PJM_ROR | Internal | Winter | B16 | 25 | 1424 | 316.85 | 99.92 | 101.92 | 2 | 0
2020 | MISO_MI_2_PJM_ROR | MISO_MI | PJM_ROR | Internal | Winter | B17 | 100 | 1424 | 1424 | 89.49 | 92.77 | 2 | 1.28
2020 | MISO_MI_2_PJM_ROR | MISO_MI | PJM_ROR | Internal | Winter | B18 | 400 | 1424 | 918.48 | 86.94 | 88.94 | 2 | 0
2020 | MISO_MI_2_PJM_ROR | MISO_MI | PJM_ROR | Internal | Winter | B19 | 700 | 1424 | 1424 | 80.35 | 83.89 | 2 | 1.54
2020 | MISO_MI_2_PJM_ROR | MISO_MI | PJM_ROR | Internal | Winter | B20 | 935 | 1424 | 0 | 73.35 | 75.34 | 2 | 0
2020 | MISO_MO-IL_2_ENT | MISO_MO-IL | ENT | Internal | Shoulder | B11 | 25 | 2540 | 0 | 91.63 | 92.07 | 8 | 0
2020 | MISO_MO-IL_2_ENT | MISO_MO-IL | ENT | Internal | Shoulder | B12 | 200 | 2540 | 0 | 85.87 | 88.31 | 8 | 0
2020 | MISO_MO-IL_2_ENT | MISO_MO-IL | ENT | Internal | Shoulder | B13 | 600 | 2540 | 0 | 81.49 | 88.31 | 8 | 0
2020 | MISO_MO-IL_2_ENT | MISO_MO-IL | ENT | Internal | Shoulder | B14 | 900 | 2540 | 604.72 | 80.31 | 88.31 | 8 | 0
2020 | MISO_MO-IL_2_ENT | MISO_MO-IL | ENT | Internal | Shoulder | B15 | 1203 | 2540 | 355.67 | 71.5 | 79.5 | 8 | 0
2020 | MISO_MO-IL_2_ENT | MISO_MO-IL | ENT | Internal | Summer | B1 | 10 | 2540 | 0 | 139.39 | 139.39 | 8 | 0
2020 | MISO_MO-IL_2_ENT | MISO_MO-IL | ENT | Internal | Summer | B2 | 25 | 2540 | 0 | 136.57 | 138.26 | 8 | 0
2020 | MISO_MO-IL_2_ENT | MISO_MO-IL | ENT | Internal | Summer | B3 | 75 | 2540 | 0 | 136.41 | 135.24 | 8 | 0
2020 | MISO_MO-IL_2_ENT | MISO_MO-IL | ENT | Internal | Summer | B4 | 100 | 2540 | 0 | 122.41 | 127.37 | 8 | 0
2020 | MISO_MO-IL_2_ENT | MISO_MO-IL | ENT | Internal | Summer | B5 | 200 | 2540 | 0 | 96.02 | 90.69 | 8 | 0
2020 | MISO_MO-IL_2_ENT | MISO_MO-IL | ENT | Internal | Summer | B6 | 300 | 2540 | 0 | 88.51 | 90.69 | 8 | 0
2020 | MISO_MO-IL_2_ENT | MISO_MO-IL | ENT | Internal | Summer | B7 | 400 | 2540 | 0 | 83.32 | 90.69 | 8 | 0
2020 | MISO_MO-IL_2_ENT | MISO_MO-IL | ENT | Internal | Summer | B8 | 500 | 2540 | 360.95 | 78.99 | 86.99 | 8 | 0
2020 | MISO_MO-IL_2_ENT | MISO_MO-IL | ENT | Internal | Summer | B9 | 800 | 2540 | 2540 | 72.89 | 86.99 | 8 | 6.1
2020 | MISO_MO-IL_2_ENT | MISO_MO-IL | ENT | Internal | Summer | B10 | 1262 | 2540 | 193.74 | 69.51 | 77.51 | 8 | 0
2020 | MISO_MO-IL_2_ENT | MISO_MO-IL | ENT | Internal | Winter | B16 | 25 | 2540 | 0 | 93.69 | 93.69 | 8 | 0
2020 | MISO_MO-IL_2_ENT | MISO_MO-IL | ENT | Internal | Winter | B17 | 100 | 2540 | 0 | 88.31 | 90.91 | 8 | 0
2020 | MISO_MO-IL_2_ENT | MISO_MO-IL | ENT | Internal | Winter | B18 | 400 | 2540 | 665.54 | 82.91 | 90.91 | 8 | 0
2020 | MISO_MO-IL_2_ENT | MISO_MO-IL | ENT | Internal | Winter | B19 | 700 | 2540 | 2122.44 | 80.32 | 88.32 | 8 | 0
2020 | MISO_MO-IL_2_ENT | MISO_MO-IL | ENT | Internal | Winter | B20 | 935 | 2540 | 801.31 | 72.02 | 80.02 | 8 | 0
2020 | MISO_MO-IL_2_MISO_IN | MISO_MO-IL | MISO_IN | Internal | Shoulder | B11 | 25 | 2633 | 0 | 91.63 | 91.61 | 0.01 | 0
2020 | MISO_MO-IL_2_MISO_IN | MISO_MO-IL | MISO_IN | Internal | Shoulder | B12 | 200 | 2633 | 1966.78 | 85.87 | 85.89 | 0.01 | 0
2020 | MISO_MO-IL_2_MISO_IN | MISO_MO-IL | MISO_IN | Internal | Shoulder | B13 | 600 | 2633 | 1804.65 | 81.49 | 81.51 | 0.01 | 0
2020 | MISO_MO-IL_2_MISO_IN | MISO_MO-IL | MISO_IN | Internal | Shoulder | B14 | 900 | 2633 | 1020.54 | 80.31 | 80.32 | 0.01 | 0
2020 | MISO_MO-IL_2_MISO_IN | MISO_MO-IL | MISO_IN | Internal | Shoulder | B15 | 1203 | 2633 | 2633 | 71.5 | 73.98 | 0.01 | 2.47
2020 | MISO_MO-IL_2_MISO_IN | MISO_MO-IL | MISO_IN | Internal | Summer | B1 | 10 | 2633 | 0 | 139.39 | 139.39 | 0.01 | 0
2020 | MISO_MO-IL_2_MISO_IN | MISO_MO-IL | MISO_IN | Internal | Summer | B2 | 25 | 2633 | 1488.48 | 136.57 | 136.58 | 0.01 | 0
2020 | MISO_MO-IL_2_MISO_IN | MISO_MO-IL | MISO_IN | Internal | Summer | B3 | 75 | 2633 | 235.6 | 136.41 | 136.43 | 0.01 | 0
2020 | MISO_MO-IL_2_MISO_IN | MISO_MO-IL | MISO_IN | Internal | Summer | B4 | 100 | 2633 | 0 | 122.41 | 122.39 | 0.01 | 0
2020 | MISO_MO-IL_2_MISO_IN | MISO_MO-IL | MISO_IN | Internal | Summer | B5 | 200 | 2633 | 0 | 96.02 | 96.01 | 0.01 | 0
2020 | MISO_MO-IL_2_MISO_IN | MISO_MO-IL | MISO_IN | Internal | Summer | B6 | 300 | 2633 | 0 | 88.51 | 88.5 | 0.01 | 0
2020 | MISO_MO-IL_2_MISO_IN | MISO_MO-IL | MISO_IN | Internal | Summer | B7 | 400 | 2633 | 0 | 83.32 | 83.31 | 0.01 | 0
2020 | MISO_MO-IL_2_MISO_IN | MISO_MO-IL | MISO_IN | Internal | Summer | B8 | 500 | 2633 | 0 | 78.99 | 78.98 | 0.01 | 0
2020 | MISO_MO-IL_2_MISO_IN | MISO_MO-IL | MISO_IN | Internal | Summer | B9 | 800 | 2633 | 0 | 72.89 | 72.87 | 0.01 | 0
2020 | MISO_MO-IL_2_MISO_IN | MISO_MO-IL | MISO_IN | Internal | Summer | B10 | 1262 | 2633 | 2633 | 69.51 | 72.32 | 0.01 | 2.8
2020 | MISO_MO-IL_2_MISO_IN | MISO_MO-IL | MISO_IN | Internal | Winter | B16 | 25 | 2633 | 2633 | 93.69 | 99.91 | 0.01 | 6.21
2020 | MISO_MO-IL_2_MISO_IN | MISO_MO-IL | MISO_IN | Internal | Winter | B17 | 100 | 2633 | 2633 | 88.31 | 89.48 | 0.01 | 1.16
2020 | MISO_MO-IL_2_MISO_IN | MISO_MO-IL | MISO_IN | Internal | Winter | B18 | 400 | 2633 | 2517.66 | 82.91 | 82.93 | 0.01 | 0
2020 | MISO_MO-IL_2_MISO_IN | MISO_MO-IL | MISO_IN | Internal | Winter | B19 | 700 | 2633 | 1355.04 | 80.32 | 80.33 | 0.01 | 0
2020 | MISO_MO-IL_2_MISO_IN | MISO_MO-IL | MISO_IN | Internal | Winter | B20 | 935 | 2633 | 2633 | 72.02 | 73.34 | 0.01 | 1.31
2020 | MISO_MO-IL_2_MISO_W | MISO_MO-IL | MISO_W | Internal | Shoulder | B11 | 25 | 1075 | 0 | 91.63 | 87.02 | 0.01 | 0
2020 | MISO_MO-IL_2_MISO_W | MISO_MO-IL | MISO_W | Internal | Shoulder | B12 | 200 | 1075 | 0 | 85.87 | 71.77 | 0.01 | 0
2020 | MISO_MO-IL_2_MISO_W | MISO_MO-IL | MISO_W | Internal | Shoulder | B13 | 600 | 1075 | 0 | 81.49 | 69.39 | 0.01 | 0
2020 | MISO_MO-IL_2_MISO_W | MISO_MO-IL | MISO_W | Internal | Shoulder | B14 | 900 | 1075 | 0 | 80.31 | 66 | 0.01 | 0
2020 | MISO_MO-IL_2_MISO_W | MISO_MO-IL | MISO_W | Internal | Shoulder | B15 | 1203 | 1075 | 0 | 71.5 | 59.37 | 0.01 | 0
2020 | MISO_MO-IL_2_MISO_W | MISO_MO-IL | MISO_W | Internal | Summer | B1 | 10 | 1075 | 0 | 139.39 | 139.38 | 0.01 | 0
2020 | MISO_MO-IL_2_MISO_W | MISO_MO-IL | MISO_W | Internal | Summer | B2 | 25 | 1075 | 0 | 136.57 | 133.27 | 0.01 | 0
2020 | MISO_MO-IL_2_MISO_W | MISO_MO-IL | MISO_W | Internal | Summer | B3 | 75 | 1075 | 0 | 136.41 | 135.26 | 0.01 | 0
2020 | MISO_MO-IL_2_MISO_W | MISO_MO-IL | MISO_W | Internal | Summer | B4 | 100 | 1075 | 0 | 122.41 | 122.38 | 0.01 | 0
2020 | MISO_MO-IL_2_MISO_W | MISO_MO-IL | MISO_W | Internal | Summer | B5 | 200 | 1075 | 0 | 96.02 | 94.75 | 0.01 | 0
2020 | MISO_MO-IL_2_MISO_W | MISO_MO-IL | MISO_W | Internal | Summer | B6 | 300 | 1075 | 0 | 88.51 | 85.87 | 0.01 | 0
2020 | MISO_MO-IL_2_MISO_W | MISO_MO-IL | MISO_W | Internal | Summer | B7 | 400 | 1075 | 0 | 83.32 | 83.3 | 0.01 | 0
2020 | MISO_MO-IL_2_MISO_W | MISO_MO-IL | MISO_W | Internal | Summer | B8 | 500 | 1075 | 0 | 78.99 | 71.89 | 0.01 | 0
2020 | MISO_MO-IL_2_MISO_W | MISO_MO-IL | MISO_W | Internal | Summer | B9 | 800 | 1075 | 0 | 72.89 | 68.18 | 0.01 | 0
2020 | MISO_MO-IL_2_MISO_W | MISO_MO-IL | MISO_W | Internal | Summer | B10 | 1262 | 1075 | 0 | 69.51 | 62.18 | 0.01 | 0
2020 | MISO_MO-IL_2_MISO_W | MISO_MO-IL | MISO_W | Internal | Winter | B16 | 25 | 1075 | 0 | 93.69 | 63.19 | 0.01 | 0
2020 | MISO_MO-IL_2_MISO_W | MISO_MO-IL | MISO_W | Internal | Winter | B17 | 100 | 1075 | 0 | 88.31 | 66.22 | 0.01 | 0
2020 | MISO_MO-IL_2_MISO_W | MISO_MO-IL | MISO_W | Internal | Winter | B18 | 400 | 1075 | 0 | 82.91 | 68.78 | 0.01 | 0
2020 | MISO_MO-IL_2_MISO_W | MISO_MO-IL | MISO_W | Internal | Winter | B19 | 700 | 1075 | 0 | 80.32 | 68.77 | 0.01 | 0
2020 | MISO_MO-IL_2_MISO_W | MISO_MO-IL | MISO_W | Internal | Winter | B20 | 935 | 1075 | 0 | 72.02 | 59.42 | 0.01 | 0
2020 | MISO_MO-IL_2_PJM_ROR | MISO_MO-IL | PJM_ROR | Internal | Shoulder | B11 | 25 | 1212 | 0 | 91.63 | 93.61 | 2 | 0
2020 | MISO_MO-IL_2_PJM_ROR | MISO_MO-IL | PJM_ROR | Internal | Shoulder | B12 | 200 | 1212 | 1212 | 85.87 | 88.04 | 2 | 0.17
2020 | MISO_MO-IL_2_PJM_ROR | MISO_MO-IL | PJM_ROR | Internal | Shoulder | B13 | 600 | 1212 | 1212 | 81.49 | 86.9 | 2 | 3.41
2020 | MISO_MO-IL_2_PJM_ROR | MISO_MO-IL | PJM_ROR | Internal | Shoulder | B14 | 900 | 1212 | 1212 | 80.31 | 85.24 | 2 | 2.94
2020 | MISO_MO-IL_2_PJM_ROR | MISO_MO-IL | PJM_ROR | Internal | Shoulder | B15 | 1203 | 1212 | 1212 | 71.5 | 75.26 | 2 | 1.76
2020 | MISO_MO-IL_2_PJM_ROR | MISO_MO-IL | PJM_ROR | Internal | Summer | B1 | 10 | 1212 | 800.77 | 139.39 | 141.39 | 2 | 0
2020 | MISO_MO-IL_2_PJM_ROR | MISO_MO-IL | PJM_ROR | Internal | Summer | B2 | 25 | 1212 | 0 | 136.57 | 137.24 | 2 | 0
2020 | MISO_MO-IL_2_PJM_ROR | MISO_MO-IL | PJM_ROR | Internal | Summer | B3 | 75 | 1212 | 0 | 136.41 | 137.24 | 2 | 0
2020 | MISO_MO-IL_2_PJM_ROR | MISO_MO-IL | PJM_ROR | Internal | Summer | B4 | 100 | 1212 | 0 | 122.41 | 124.39 | 2 | 0
2020 | MISO_MO-IL_2_PJM_ROR | MISO_MO-IL | PJM_ROR | Internal | Summer | B5 | 200 | 1212 | 0 | 96.02 | 97.75 | 2 | 0
2020 | MISO_MO-IL_2_PJM_ROR | MISO_MO-IL | PJM_ROR | Internal | Summer | B6 | 300 | 1212 | 0 | 88.51 | 90.5 | 2 | 0
2020 | MISO_MO-IL_2_PJM_ROR | MISO_MO-IL | PJM_ROR | Internal | Summer | B7 | 400 | 1212 | 0 | 83.32 | 85.31 | 2 | 0
2020 | MISO_MO-IL_2_PJM_ROR | MISO_MO-IL | PJM_ROR | Internal | Summer | B8 | 500 | 1212 | 1212 | 78.99 | 83.8 | 2 | 2.82
2020 | MISO_MO-IL_2_PJM_ROR | MISO_MO-IL | PJM_ROR | Internal | Summer | B9 | 800 | 1212 | 0 | 72.89 | 74.52 | 2 | 0
2020 | MISO_MO-IL_2_PJM_ROR | MISO_MO-IL | PJM_ROR | Internal | Summer | B10 | 1262 | 1212 | 267.57 | 69.51 | 71.51 | 2 | 0
2020 | MISO_MO-IL_2_PJM_ROR | MISO_MO-IL | PJM_ROR | Internal | Winter | B16 | 25 | 1212 | 1212 | 93.69 | 101.92 | 2 | 6.23
2020 | MISO_MO-IL_2_PJM_ROR | MISO_MO-IL | PJM_ROR | Internal | Winter | B17 | 100 | 1212 | 1212 | 88.31 | 92.77 | 2 | 2.46
2020 | MISO_MO-IL_2_PJM_ROR | MISO_MO-IL | PJM_ROR | Internal | Winter | B18 | 400 | 1212 | 1212 | 82.91 | 88.94 | 2 | 4.02
2020 | MISO_MO-IL_2_PJM_ROR | MISO_MO-IL | PJM_ROR | Internal | Winter | B19 | 700 | 1212 | 1212 | 80.32 | 83.89 | 2 | 1.56
2020 | MISO_MO-IL_2_PJM_ROR | MISO_MO-IL | PJM_ROR | Internal | Winter | B20 | 935 | 1212 | 1212 | 72.02 | 75.34 | 2 | 1.32
2020 | MISO_MO-IL_2_SPP_N | MISO_MO-IL | SPP_N | Internal | Shoulder | B11 | 25 | 2000 | 0 | 91.63 | 88.13 | 8 | 0
2020 | MISO_MO-IL_2_SPP_N | MISO_MO-IL | SPP_N | Internal | Shoulder | B12 | 200 | 2000 | 0 | 85.87 | 78.77 | 8 | 0
2020 | MISO_MO-IL_2_SPP_N | MISO_MO-IL | SPP_N | Internal | Shoulder | B13 | 600 | 2000 | 0 | 81.49 | 76.39 | 8 | 0
2020 | MISO_MO-IL_2_SPP_N | MISO_MO-IL | SPP_N | Internal | Shoulder | B14 | 900 | 2000 | 0 | 80.31 | 73 | 8 | 0
2020 | MISO_MO-IL_2_SPP_N | MISO_MO-IL | SPP_N | Internal | Shoulder | B15 | 1203 | 2000 | 0 | 71.5 | 65.26 | 8 | 0
2020 | MISO_MO-IL_2_SPP_N | MISO_MO-IL | SPP_N | Internal | Summer | B1 | 10 | 2000 | 0 | 139.39 | 134.39 | 8 | 0
2020 | MISO_MO-IL_2_SPP_N | MISO_MO-IL | SPP_N | Internal | Summer | B2 | 25 | 2000 | 0 | 136.57 | 133.26 | 8 | 0
2020 | MISO_MO-IL_2_SPP_N | MISO_MO-IL | SPP_N | Internal | Summer | B3 | 75 | 2000 | 0 | 136.41 | 135.27 | 8 | 0
2020 | MISO_MO-IL_2_SPP_N | MISO_MO-IL | SPP_N | Internal | Summer | B4 | 100 | 2000 | 0 | 122.41 | 122.37 | 8 | 0
2020 | MISO_MO-IL_2_SPP_N | MISO_MO-IL | SPP_N | Internal | Summer | B5 | 200 | 2000 | 0 | 96.02 | 91.02 | 8 | 0
2020 | MISO_MO-IL_2_SPP_N | MISO_MO-IL | SPP_N | Internal | Summer | B6 | 300 | 2000 | 0 | 88.51 | 86.93 | 8 | 0
2020 | MISO_MO-IL_2_SPP_N | MISO_MO-IL | SPP_N | Internal | Summer | B7 | 400 | 2000 | 0 | 83.32 | 86.73 | 8 | 0
2020 | MISO_MO-IL_2_SPP_N | MISO_MO-IL | SPP_N | Internal | Summer | B8 | 500 | 2000 | 0 | 78.99 | 78.89 | 8 | 0
2020 | MISO_MO-IL_2_SPP_N | MISO_MO-IL | SPP_N | Internal | Summer | B9 | 800 | 2000 | 0 | 72.89 | 75.18 | 8 | 0
2020 | MISO_MO-IL_2_SPP_N | MISO_MO-IL | SPP_N | Internal | Summer | B10 | 1262 | 2000 | 0 | 69.51 | 69.18 | 8 | 0
2020 | MISO_MO-IL_2_SPP_N | MISO_MO-IL | SPP_N | Internal | Winter | B16 | 25 | 2000 | 0 | 93.69 | 76.93 | 8 | 0
2020 | MISO_MO-IL_2_SPP_N | MISO_MO-IL | SPP_N | Internal | Winter | B17 | 100 | 2000 | 0 | 88.31 | 73.22 | 8 | 0
2020 | MISO_MO-IL_2_SPP_N | MISO_MO-IL | SPP_N | Internal | Winter | B18 | 400 | 2000 | 0 | 82.91 | 75.78 | 8 | 0
2020 | MISO_MO-IL_2_SPP_N | MISO_MO-IL | SPP_N | Internal | Winter | B19 | 700 | 2000 | 0 | 80.32 | 75.32 | 8 | 0
2020 | MISO_MO-IL_2_SPP_N | MISO_MO-IL | SPP_N | Internal | Winter | B20 | 935 | 2000 | 0 | 72.02 | 65.74 | 8 | 0
2020 | MISO_MO-IL_2_TVA_Transmission | MISO_MO-IL | TVA_Transmission | Internal | Shoulder | B11 | 25 | 4000 | 0 | 91.63 | 95.81 | 8 | 0
2020 | MISO_MO-IL_2_TVA_Transmission | MISO_MO-IL | TVA_Transmission | Internal | Shoulder | B12 | 200 | 4000 | 0 | 85.87 | 91.34 | 8 | 0
2020 | MISO_MO-IL_2_TVA_Transmission | MISO_MO-IL | TVA_Transmission | Internal | Shoulder | B13 | 600 | 4000 | 0 | 81.49 | 88.87 | 8 | 0
2020 | MISO_MO-IL_2_TVA_Transmission | MISO_MO-IL | TVA_Transmission | Internal | Shoulder | B14 | 900 | 4000 | 815.61 | 80.31 | 88.31 | 8 | 0
2020 | MISO_MO-IL_2_TVA_Transmission | MISO_MO-IL | TVA_Transmission | Internal | Shoulder | B15 | 1203 | 4000 | 574.78 | 71.5 | 79.5 | 8 | 0
2020 | MISO_MO-IL_2_TVA_Transmission | MISO_MO-IL | TVA_Transmission | Internal | Summer | B1 | 10 | 4000 | 1378.84 | 139.39 | 147.39 | 8 | 0
2020 | MISO_MO-IL_2_TVA_Transmission | MISO_MO-IL | TVA_Transmission | Internal | Summer | B2 | 25 | 4000 | 0 | 136.57 | 143.24 | 8 | 0
2020 | MISO_MO-IL_2_TVA_Transmission | MISO_MO-IL | TVA_Transmission | Internal | Summer | B3 | 75 | 4000 | 0 | 136.41 | 143.24 | 8 | 0
2020 | MISO_MO-IL_2_TVA_Transmission | MISO_MO-IL | TVA_Transmission | Internal | Summer | B4 | 100 | 4000 | 0 | 122.41 | 130.39 | 8 | 0
2020 | MISO_MO-IL_2_TVA_Transmission | MISO_MO-IL | TVA_Transmission | Internal | Summer | B5 | 200 | 4000 | 0 | 96.02 | 98.69 | 8 | 0
2020 | MISO_MO-IL_2_TVA_Transmission | MISO_MO-IL | TVA_Transmission | Internal | Summer | B6 | 300 | 4000 | 0 | 88.51 | 93.84 | 8 | 0
2020 | MISO_MO-IL_2_TVA_Transmission | MISO_MO-IL | TVA_Transmission | Internal | Summer | B7 | 400 | 4000 | 0 | 83.32 | 88.56 | 8 | 0
2020 | MISO_MO-IL_2_TVA_Transmission | MISO_MO-IL | TVA_Transmission | Internal | Summer | B8 | 500 | 4000 | 0 | 78.99 | 83.23 | 8 | 0
2020 | MISO_MO-IL_2_TVA_Transmission | MISO_MO-IL | TVA_Transmission | Internal | Summer | B9 | 800 | 4000 | 0 | 72.89 | 78.82 | 8 | 0
2020 | MISO_MO-IL_2_TVA_Transmission | MISO_MO-IL | TVA_Transmission | Internal | Summer | B10 | 1262 | 4000 | 0 | 69.51 | 76.66 | 8 | 0
2020 | MISO_MO-IL_2_TVA_Transmission | MISO_MO-IL | TVA_Transmission | Internal | Winter | B16 | 25 | 4000 | 387.33 | 93.69 | 101.69 | 8 | 0
2020 | MISO_MO-IL_2_TVA_Transmission | MISO_MO-IL | TVA_Transmission | Internal | Winter | B17 | 100 | 4000 | 0 | 88.31 | 94.35 | 8 | 0
2020 | MISO_MO-IL_2_TVA_Transmission | MISO_MO-IL | TVA_Transmission | Internal | Winter | B18 | 400 | 4000 | 0 | 82.91 | 89.19 | 8 | 0
2020 | MISO_MO-IL_2_TVA_Transmission | MISO_MO-IL | TVA_Transmission | Internal | Winter | B19 | 700 | 4000 | 0 | 80.32 | 87.97 | 8 | 0
2020 | MISO_MO-IL_2_TVA_Transmission | MISO_MO-IL | TVA_Transmission | Internal | Winter | B20 | 935 | 4000 | 1470.66 | 72.02 | 80.02 | 8 | 0
2020 | MISO_W_2_IESO | MISO_W | IESO | Internal | Shoulder | B11 | 25 | 90 | 0 | 87.02 | 14.64 | 8 | 0
2020 | MISO_W_2_IESO | MISO_W | IESO | Internal | Shoulder | B12 | 200 | 90 | 0 | 71.77 | 14.64 | 8 | 0
2020 | MISO_W_2_IESO | MISO_W | IESO | Internal | Shoulder | B13 | 600 | 90 | 0 | 69.39 | 14.64 | 8 | 0
2020 | MISO_W_2_IESO | MISO_W | IESO | Internal | Shoulder | B14 | 900 | 90 | 0 | 66 | 14.64 | 8 | 0
2020 | MISO_W_2_IESO | MISO_W | IESO | Internal | Shoulder | B15 | 1203 | 90 | 0 | 59.37 | 14.64 | 8 | 0
2020 | MISO_W_2_IESO | MISO_W | IESO | Internal | Summer | B1 | 10 | 90 | 0 | 139.38 | 98.73 | 8 | 0
2020 | MISO_W_2_IESO | MISO_W | IESO | Internal | Summer | B2 | 25 | 90 | 0 | 133.27 | 111.39 | 8 | 0
2020 | MISO_W_2_IESO | MISO_W | IESO | Internal | Summer | B3 | 75 | 90 | 0 | 135.26 | 71.54 | 8 | 0
2020 | MISO_W_2_IESO | MISO_W | IESO | Internal | Summer | B4 | 100 | 90 | 0 | 122.38 | 66.43 | 8 | 0
2020 | MISO_W_2_IESO | MISO_W | IESO | Internal | Summer | B5 | 200 | 90 | 0 | 94.75 | 10.97 | 8 | 0
2020 | MISO_W_2_IESO | MISO_W | IESO | Internal | Summer | B6 | 300 | 90 | 0 | 85.87 | 10.97 | 8 | 0
2020 | MISO_W_2_IESO | MISO_W | IESO | Internal | Summer | B7 | 400 | 90 | 0 | 83.3 | 10.97 | 8 | 0
2020 | MISO_W_2_IESO | MISO_W | IESO | Internal | Summer | B8 | 500 | 90 | 0 | 71.89 | 10.97 | 8 | 0
2020 | MISO_W_2_IESO | MISO_W | IESO | Internal | Summer | B9 | 800 | 90 | 0 | 68.18 | 10.97 | 8 | 0
2020 | MISO_W_2_IESO | MISO_W | IESO | Internal | Summer | B10 | 1262 | 90 | 0 | 62.18 | 10.97 | 8 | 0
2020 | MISO_W_2_IESO | MISO_W | IESO | Internal | Winter | B16 | 25 | 90 | 0 | 63.19 | 61.78 | 8 | 0
2020 | MISO_W_2_IESO | MISO_W | IESO | Internal | Winter | B17 | 100 | 90 | 0 | 66.22 | 61.78 | 8 | 0
2020 | MISO_W_2_IESO | MISO_W | IESO | Internal | Winter | B18 | 400 | 90 | 0 | 68.78 | 61.78 | 8 | 0
2020 | MISO_W_2_IESO | MISO_W | IESO | Internal | Winter | B19 | 700 | 90 | 0 | 68.77 | 61.78 | 8 | 0
2020 | MISO_W_2_IESO | MISO_W | IESO | Internal | Winter | B20 | 935 | 90 | 0 | 59.42 | 61.78 | 8 | 0
2020 | MISO_W_2_MAPP_CA | MISO_W | MAPP_CA | Internal | Shoulder | B11 | 25 | 926 | 0 | 87.02 | 85.08 | 0.01 | 0
2020 | MISO_W_2_MAPP_CA | MISO_W | MAPP_CA | Internal | Shoulder | B12 | 200 | 926 | 0 | 71.77 | 71.76 | 0.01 | 0
2020 | MISO_W_2_MAPP_CA | MISO_W | MAPP_CA | Internal | Shoulder | B13 | 600 | 926 | 0 | 69.39 | 69.38 | 0.01 | 0
2020 | MISO_W_2_MAPP_CA | MISO_W | MAPP_CA | Internal | Shoulder | B14 | 900 | 926 | 48.33 | 66 | 66.01 | 0.01 | 0
2020 | MISO_W_2_MAPP_CA | MISO_W | MAPP_CA | Internal | Shoulder | B15 | 1203 | 926 | 926 | 59.37 | 66.01 | 0.01 | 6.63
2020 | MISO_W_2_MAPP_CA | MISO_W | MAPP_CA | Internal | Summer | B1 | 10 | 926 | 0 | 139.38 | 126.14 | 0.01 | 0
2020 | MISO_W_2_MAPP_CA | MISO_W | MAPP_CA | Internal | Summer | B2 | 25 | 926 | 0 | 133.27 | 126.14 | 0.01 | 0
2020 | MISO_W_2_MAPP_CA | MISO_W | MAPP_CA | Internal | Summer | B3 | 75 | 926 | 0 | 135.26 | 126.14 | 0.01 | 0
2020 | MISO_W_2_MAPP_CA | MISO_W | MAPP_CA | Internal | Summer | B4 | 100 | 926 | 0 | 122.38 | 122.37 | 0.01 | 0
2020 | MISO_W_2_MAPP_CA | MISO_W | MAPP_CA | Internal | Summer | B5 | 200 | 926 | 0 | 94.75 | 94.74 | 0.01 | 0
2020 | MISO_W_2_MAPP_CA | MISO_W | MAPP_CA | Internal | Summer | B6 | 300 | 926 | 0 | 85.87 | 85.86 | 0.01 | 0
2020 | MISO_W_2_MAPP_CA | MISO_W | MAPP_CA | Internal | Summer | B7 | 400 | 926 | 0 | 83.3 | 83.28 | 0.01 | 0
2020 | MISO_W_2_MAPP_CA | MISO_W | MAPP_CA | Internal | Summer | B8 | 500 | 926 | 0 | 71.89 | 71.88 | 0.01 | 0
2020 | MISO_W_2_MAPP_CA | MISO_W | MAPP_CA | Internal | Summer | B9 | 800 | 926 | 92.52 | 68.18 | 68.19 | 0.01 | 0
2020 | MISO_W_2_MAPP_CA | MISO_W | MAPP_CA | Internal | Summer | B10 | 1262 | 926 | 926 | 62.18 | 68.19 | 0.01 | 5.99
2020 | MISO_W_2_MAPP_CA | MISO_W | MAPP_CA | Internal | Winter | B16 | 25 | 926 | 926 | 63.19 | 68.78 | 0.01 | 5.59
2020 | MISO_W_2_MAPP_CA | MISO_W | MAPP_CA | Internal | Winter | B17 | 100 | 926 | 926 | 66.22 | 68.78 | 0.01 | 2.55
2020 | MISO_W_2_MAPP_CA | MISO_W | MAPP_CA | Internal | Winter | B18 | 400 | 926 | 0 | 68.78 | 68.78 | 0.01 | 0
2020 | MISO_W_2_MAPP_CA | MISO_W | MAPP_CA | Internal | Winter | B19 | 700 | 926 | 516.13 | 68.77 | 68.78 | 0.01 | 0
2020 | MISO_W_2_MAPP_CA | MISO_W | MAPP_CA | Internal | Winter | B20 | 935 | 926 | 926 | 59.42 | 68.78 | 0.01 | 9.35
2020 | MISO_W_2_MISO_MO-IL | MISO_W | MISO_MO-IL | Internal | Shoulder | B11 | 25 | 3915 | 3915 | 87.02 | 91.63 | 0.01 | 4.6
2020 | MISO_W_2_MISO_MO-IL | MISO_W | MISO_MO-IL | Internal | Shoulder | B12 | 200 | 3915 | 3915 | 71.77 | 85.87 | 0.01 | 14.09
2020 | MISO_W_2_MISO_MO-IL | MISO_W | MISO_MO-IL | Internal | Shoulder | B13 | 600 | 3915 | 3915 | 69.39 | 81.49 | 0.01 | 12.09
2020 | MISO_W_2_MISO_MO-IL | MISO_W | MISO_MO-IL | Internal | Shoulder | B14 | 900 | 3915 | 3915 | 66 | 80.31 | 0.01 | 14.29
2020 | MISO_W_2_MISO_MO-IL | MISO_W | MISO_MO-IL | Internal | Shoulder | B15 | 1203 | 3915 | 3915 | 59.37 | 71.5 | 0.01 | 12.12
2020 | MISO_W_2_MISO_MO-IL | MISO_W | MISO_MO-IL | Internal | Summer | B1 | 10 | 3915 | 3419.91 | 139.38 | 139.39 | 0.01 | 0
2020 | MISO_W_2_MISO_MO-IL | MISO_W | MISO_MO-IL | Internal | Summer | B2 | 25 | 3915 | 3915 | 133.27 | 136.57 | 0.01 | 3.29
2020 | MISO_W_2_MISO_MO-IL | MISO_W | MISO_MO-IL | Internal | Summer | B3 | 75 | 3915 | 3915 | 135.26 | 136.41 | 0.01 | 1.15
2020 | MISO_W_2_MISO_MO-IL | MISO_W | MISO_MO-IL | Internal | Summer | B4 | 100 | 3915 | 3915 | 122.38 | 122.41 | 0.01 | 0.01
2020 | MISO_W_2_MISO_MO-IL | MISO_W | MISO_MO-IL | Internal | Summer | B5 | 200 | 3915 | 3915 | 94.75 | 96.02 | 0.01 | 1.26
2020 | MISO_W_2_MISO_MO-IL | MISO_W | MISO_MO-IL | Internal | Summer | B6 | 300 | 3915 | 3915 | 85.87 | 88.51 | 0.01 | 2.63
2020 | MISO_W_2_MISO_MO-IL | MISO_W | MISO_MO-IL | Internal | Summer | B7 | 400 | 3915 | 3915 | 83.3 | 83.32 | 0.01 | 0.01
2020 | MISO_W_2_MISO_MO-IL | MISO_W | MISO_MO-IL | Internal | Summer | B8 | 500 | 3915 | 3915 | 71.89 | 78.99 | 0.01 | 7.09
2020 | MISO_W_2_MISO_MO-IL | MISO_W | MISO_MO-IL | Internal | Summer | B9 | 800 | 3915 | 3915 | 68.18 | 72.89 | 0.01 | 4.7
2020 | MISO_W_2_MISO_MO-IL | MISO_W | MISO_MO-IL | Internal | Summer | B10 | 1262 | 3915 | 3915 | 62.18 | 69.51 | 0.01 | 7.31
2020 | MISO_W_2_MISO_MO-IL | MISO_W | MISO_MO-IL | Internal | Winter | B16 | 25 | 3915 | 3915 | 63.19 | 93.69 | 0.01 | 30.49
2020 | MISO_W_2_MISO_MO-IL | MISO_W | MISO_MO-IL | Internal | Winter | B17 | 100 | 3915 | 3915 | 66.22 | 88.31 | 0.01 | 22.07
2020 | MISO_W_2_MISO_MO-IL | MISO_W | MISO_MO-IL | Internal | Winter | B18 | 400 | 3915 | 3915 | 68.78 | 82.91 | 0.01 | 14.12
2020 | MISO_W_2_MISO_MO-IL | MISO_W | MISO_MO-IL | Internal | Winter | B19 | 700 | 3915 | 3915 | 68.77 | 80.32 | 0.01 | 11.54
2020 | MISO_W_2_MISO_MO-IL | MISO_W | MISO_MO-IL | Internal | Winter | B20 | 935 | 3915 | 3915 | 59.42 | 72.02 | 0.01 | 12.59
2020 | MISO_W_2_MISO_WUMS | MISO_W | MISO_WUMS | Internal | Shoulder | B11 | 25 | 1732 | 122.89 | 87.02 | 87.03 | 0.01 | 0
2020 | MISO_W_2_MISO_WUMS | MISO_W | MISO_WUMS | Internal | Shoulder | B12 | 200 | 1732 | 1732 | 71.77 | 84.92 | 0.01 | 13.13
2020 | MISO_W_2_MISO_WUMS | MISO_W | MISO_WUMS | Internal | Shoulder | B13 | 600 | 1732 | 1732 | 69.39 | 84.89 | 0.01 | 15.49
2020 | MISO_W_2_MISO_WUMS | MISO_W | MISO_WUMS | Internal | Shoulder | B14 | 900 | 1732 | 1732 | 66 | 78.25 | 0.01 | 12.24
2020 | MISO_W_2_MISO_WUMS | MISO_W | MISO_WUMS | Internal | Shoulder | B15 | 1203 | 1732 | 1732 | 59.37 | 73.63 | 0.01 | 14.25
2020 | MISO_W_2_MISO_WUMS | MISO_W | MISO_WUMS | Internal | Summer | B1 | 10 | 1732 | 1066.02 | 139.38 | 139.39 | 0.01 | 0
2020 | MISO_W_2_MISO_WUMS | MISO_W | MISO_WUMS | Internal | Summer | B2 | 25 | 1732 | 1634.79 | 133.27 | 133.28 | 0.01 | 0
2020 | MISO_W_2_MISO_WUMS | MISO_W | MISO_WUMS | Internal | Summer | B3 | 75 | 1732 | 0 | 135.26 | 135.24 | 0.01 | 0
2020 | MISO_W_2_MISO_WUMS | MISO_W | MISO_WUMS | Internal | Summer | B4 | 100 | 1732 | 179.08 | 122.38 | 122.39 | 0.01 | 0
2020 | MISO_W_2_MISO_WUMS | MISO_W | MISO_WUMS | Internal | Summer | B5 | 200 | 1732 | 0 | 94.75 | 94.74 | 0.01 | 0
2020 | MISO_W_2_MISO_WUMS | MISO_W | MISO_WUMS | Internal | Summer | B6 | 300 | 1732 | 0 | 85.87 | 85.86 | 0.01 | 0
2020 | MISO_W_2_MISO_WUMS | MISO_W | MISO_WUMS | Internal | Summer | B7 | 400 | 1732 | 779.51 | 83.3 | 83.31 | 0.01 | 0
2020 | MISO_W_2_MISO_WUMS | MISO_W | MISO_WUMS | Internal | Summer | B8 | 500 | 1732 | 1732 | 71.89 | 72.52 | 0.01 | 0.62
2020 | MISO_W_2_MISO_WUMS | MISO_W | MISO_WUMS | Internal | Summer | B9 | 800 | 1732 | 1732 | 68.18 | 72.52 | 0.01 | 4.33
2020 | MISO_W_2_MISO_WUMS | MISO_W | MISO_WUMS | Internal | Summer | B10 | 1262 | 1732 | 1732 | 62.18 | 72.32 | 0.01 | 10.13
2020 | MISO_W_2_MISO_WUMS | MISO_W | MISO_WUMS | Internal | Winter | B16 | 25 | 1732 | 1732 | 63.19 | 87.38 | 0.01 | 24.19
2020 | MISO_W_2_MISO_WUMS | MISO_W | MISO_WUMS | Internal | Winter | B17 | 100 | 1732 | 1732 | 66.22 | 87.38 | 0.01 | 21.15
2020 | MISO_W_2_MISO_WUMS | MISO_W | MISO_WUMS | Internal | Winter | B18 | 400 | 1732 | 1732 | 68.78 | 86.93 | 0.01 | 18.13
2020 | MISO_W_2_MISO_WUMS | MISO_W | MISO_WUMS | Internal | Winter | B19 | 700 | 1732 | 1732 | 68.77 | 80.33 | 0.01 | 11.55
2020 | MISO_W_2_MISO_WUMS | MISO_W | MISO_WUMS | Internal | Winter | B20 | 935 | 1732 | 1732 | 59.42 | 73.34 | 0.01 | 13.91
2020 | MISO_W_2_NE | MISO_W | NE | Internal | Shoulder | B11 | 25 | 2800 | 0 | 87.02 | 88.12 | 7 | 0
2020 | MISO_W_2_NE | MISO_W | NE | Internal | Shoulder | B12 | 200 | 2800 | 0 | 71.77 | 78.76 | 7 | 0
2020 | MISO_W_2_NE | MISO_W | NE | Internal | Shoulder | B13 | 600 | 2800 | 0 | 69.39 | 76.38 | 7 | 0
2020 | MISO_W_2_NE | MISO_W | NE | Internal | Shoulder | B14 | 900 | 2800 | 0 | 66 | 72.99 | 7 | 0
2020 | MISO_W_2_NE | MISO_W | NE | Internal | Shoulder | B15 | 1203 | 2800 | 0 | 59.37 | 65.25 | 7 | 0
2020 | MISO_W_2_NE | MISO_W | NE | Internal | Summer | B1 | 10 | 2800 | 0 | 139.38 | 139.38 | 7 | 0
2020 | MISO_W_2_NE | MISO_W | NE | Internal | Summer | B2 | 25 | 2800 | 0 | 133.27 | 133.27 | 7 | 0
2020 | MISO_W_2_NE | MISO_W | NE | Internal | Summer | B3 | 75 | 2800 | 0 | 135.26 | 135.26 | 7 | 0
2020 | MISO_W_2_NE | MISO_W | NE | Internal | Summer | B4 | 100 | 2800 | 0 | 122.38 | 122.38 | 7 | 0
2020 | MISO_W_2_NE | MISO_W | NE | Internal | Summer | B5 | 200 | 2800 | 0 | 94.75 | 94.75 | 7 | 0
2020 | MISO_W_2_NE | MISO_W | NE | Internal | Summer | B6 | 300 | 2800 | 0 | 85.87 | 86.92 | 7 | 0
2020 | MISO_W_2_NE | MISO_W | NE | Internal | Summer | B7 | 400 | 2800 | 0 | 83.3 | 86.72 | 7 | 0
2020 | MISO_W_2_NE | MISO_W | NE | Internal | Summer | B8 | 500 | 2800 | 0 | 71.89 | 78.88 | 7 | 0
2020 | MISO_W_2_NE | MISO_W | NE | Internal | Summer | B9 | 800 | 2800 | 0 | 68.18 | 75.16 | 7 | 0
2020 | MISO_W_2_NE | MISO_W | NE | Internal | Summer | B10 | 1262 | 2800 | 0 | 62.18 | 69.17 | 7 | 0
2020 | MISO_W_2_NE | MISO_W | NE | Internal | Winter | B16 | 25 | 2800 | 969.92 | 63.19 | 70.19 | 7 | 0
2020 | MISO_W_2_NE | MISO_W | NE | Internal | Winter | B17 | 100 | 2800 | 0 | 66.22 | 73.21 | 7 | 0
2020 | MISO_W_2_NE | MISO_W | NE | Internal | Winter | B18 | 400 | 2800 | 0 | 68.78 | 75.77 | 7 | 0
2020 | MISO_W_2_NE | MISO_W | NE | Internal | Winter | B19 | 700 | 2800 | 0 | 68.77 | 75.31 | 7 | 0
2020 | MISO_W_2_NE | MISO_W | NE | Internal | Winter | B20 | 935 | 2800 | 0 | 59.42 | 65.73 | 7 | 0
2020 | MISO_W_2_PJM_ROR | MISO_W | PJM_ROR | Internal | Shoulder | B11 | 25 | 773 | 773 | 87.02 | 93.61 | 2 | 4.6
2020 | MISO_W_2_PJM_ROR | MISO_W | PJM_ROR | Internal | Shoulder | B12 | 200 | 773 | 773 | 71.77 | 88.04 | 2 | 14.27
2020 | MISO_W_2_PJM_ROR | MISO_W | PJM_ROR | Internal | Shoulder | B13 | 600 | 773 | 773 | 69.39 | 86.9 | 2 | 15.51
2020 | MISO_W_2_PJM_ROR | MISO_W | PJM_ROR | Internal | Shoulder | B14 | 900 | 773 | 773 | 66 | 85.24 | 2 | 17.24
2020 | MISO_W_2_PJM_ROR | MISO_W | PJM_ROR | Internal | Shoulder | B15 | 1203 | 773 | 773 | 59.37 | 75.26 | 2 | 13.89
2020 | MISO_W_2_PJM_ROR | MISO_W | PJM_ROR | Internal | Summer | B1 | 10 | 773 | 773 | 139.38 | 141.39 | 2 | 0.01
2020 | MISO_W_2_PJM_ROR | MISO_W | PJM_ROR | Internal | Summer | B2 | 25 | 773 | 773 | 133.27 | 137.24 | 2 | 1.97
2020 | MISO_W_2_PJM_ROR | MISO_W | PJM_ROR | Internal | Summer | B3 | 75 | 773 | 0 | 135.26 | 137.24 | 2 | 0
2020 | MISO_W_2_PJM_ROR | MISO_W | PJM_ROR | Internal | Summer | B4 | 100 | 773 | 773 | 122.38 | 124.39 | 2 | 0.01
2020 | MISO_W_2_PJM_ROR | MISO_W | PJM_ROR | Internal | Summer | B5 | 200 | 773 | 773 | 94.75 | 97.75 | 2 | 0.99
2020 | MISO_W_2_PJM_ROR | MISO_W | PJM_ROR | Internal | Summer | B6 | 300 | 773 | 773 | 85.87 | 90.5 | 2 | 2.63
2020 | MISO_W_2_PJM_ROR | MISO_W | PJM_ROR | Internal | Summer | B7 | 400 | 773 | 773 | 83.3 | 85.31 | 2 | 0.01
2020 | MISO_W_2_PJM_ROR | MISO_W | PJM_ROR | Internal | Summer | B8 | 500 | 773 | 773 | 71.89 | 83.8 | 2 | 9.91
2020 | MISO_W_2_PJM_ROR | MISO_W | PJM_ROR | Internal | Summer | B9 | 800 | 773 | 773 | 68.18 | 74.52 | 2 | 4.35
2020 | MISO_W_2_PJM_ROR | MISO_W | PJM_ROR | Internal | Summer | B10 | 1262 | 773 | 773 | 62.18 | 71.51 | 2 | 7.32
2020 | MISO_W_2_PJM_ROR | MISO_W | PJM_ROR | Internal | Winter | B16 | 25 | 773 | 773 | 63.19 | 101.92 | 2 | 36.73
2020 | MISO_W_2_PJM_ROR | MISO_W | PJM_ROR | Internal | Winter | B17 | 100 | 773 | 773 | 66.22 | 92.77 | 2 | 24.54
2020 | MISO_W_2_PJM_ROR | MISO_W | PJM_ROR | Internal | Winter | B18 | 400 | 773 | 773 | 68.78 | 88.94 | 2 | 18.15
2020 | MISO_W_2_PJM_ROR | MISO_W | PJM_ROR | Internal | Winter | B19 | 700 | 773 | 773 | 68.77 | 83.89 | 2 | 13.11
2020 | MISO_W_2_PJM_ROR | MISO_W | PJM_ROR | Internal | Winter | B20 | 935 | 773 | 773 | 59.42 | 75.34 | 2 | 13.92
2020 | MISO_W_2_SPP_N | MISO_W | SPP_N | Internal | Shoulder | B11 | 25 | 3200 | 0 | 87.02 | 88.13 | 7 | 0
2020 | MISO_W_2_SPP_N | MISO_W | SPP_N | Internal | Shoulder | B12 | 200 | 3200 | 157.78 | 71.77 | 78.77 | 7 | 0
2020 | MISO_W_2_SPP_N | MISO_W | SPP_N | Internal | Shoulder | B13 | 600 | 3200 | 960.64 | 69.39 | 76.39 | 7 | 0
2020 | MISO_W_2_SPP_N | MISO_W | SPP_N | Internal | Shoulder | B14 | 900 | 3200 | 392.78 | 66 | 73 | 7 | 0
2020 | MISO_W_2_SPP_N | MISO_W | SPP_N | Internal | Shoulder | B15 | 1203 | 3200 | 0 | 59.37 | 65.26 | 7 | 0
2020 | MISO_W_2_SPP_N | MISO_W | SPP_N | Internal | Summer | B1 | 10 | 3200 | 0 | 139.38 | 134.39 | 7 | 0
2020 | MISO_W_2_SPP_N | MISO_W | SPP_N | Internal | Summer | B2 | 25 | 3200 | 0 | 133.27 | 133.26 | 7 | 0
2020 | MISO_W_2_SPP_N | MISO_W | SPP_N | Internal | Summer | B3 | 75 | 3200 | 0 | 135.26 | 135.27 | 7 | 0
2020 | MISO_W_2_SPP_N | MISO_W | SPP_N | Internal | Summer | B4 | 100 | 3200 | 0 | 122.38 | 122.37 | 7 | 0
2020 | MISO_W_2_SPP_N | MISO_W | SPP_N | Internal | Summer | B5 | 200 | 3200 | 0 | 94.75 | 91.02 | 7 | 0
2020 | MISO_W_2_SPP_N | MISO_W | SPP_N | Internal | Summer | B6 | 300 | 3200 | 0 | 85.87 | 86.93 | 7 | 0
2020 | MISO_W_2_SPP_N | MISO_W | SPP_N | Internal | Summer | B7 | 400 | 3200 | 0 | 83.3 | 86.73 | 7 | 0
2020 | MISO_W_2_SPP_N | MISO_W | SPP_N | Internal | Summer | B8 | 500 | 3200 | 1727.55 | 71.89 | 78.89 | 7 | 0
2020 | MISO_W_2_SPP_N | MISO_W | SPP_N | Internal | Summer | B9 | 800 | 3200 | 135.54 | 68.18 | 75.18 | 7 | 0
2020 | MISO_W_2_SPP_N | MISO_W | SPP_N | Internal | Summer | B10 | 1262 | 3200 | 678.54 | 62.18 | 69.18 | 7 | 0
2020 | MISO_W_2_SPP_N | MISO_W | SPP_N | Internal | Winter | B16 | 25 | 3200 | 3200 | 63.19 | 76.93 | 7 | 6.74
2020 | MISO_W_2_SPP_N | MISO_W | SPP_N | Internal | Winter | B17 | 100 | 3200 | 2766.16 | 66.22 | 73.22 | 7 | 0
2020 | MISO_W_2_SPP_N | MISO_W | SPP_N | Internal | Winter | B18 | 400 | 3200 | 2604.87 | 68.78 | 75.78 | 7 | 0
2020 | MISO_W_2_SPP_N | MISO_W | SPP_N | Internal | Winter | B19 | 700 | 3200 | 0 | 68.77 | 75.32 | 7 | 0
2020 | MISO_W_2_SPP_N | MISO_W | SPP_N | Internal | Winter | B20 | 935 | 3200 | 0 | 59.42 | 65.74 | 7 | 0
2020 | MISO_WUMS_2_MISO_MI | MISO_WUMS | MISO_MI | Internal | Shoulder | B11 | 25 | 1422 | 1422 | 87.03 | 91.63 | 0.01 | 4.58
2020 | MISO_WUMS_2_MISO_MI | MISO_WUMS | MISO_MI | Internal | Shoulder | B12 | 200 | 1422 | 1422 | 84.92 | 85.9 | 0.01 | 0.97
2020 | MISO_WUMS_2_MISO_MI | MISO_WUMS | MISO_MI | Internal | Shoulder | B13 | 600 | 1422 | 1008.49 | 84.89 | 84.9 | 0.01 | 0
2020 | MISO_WUMS_2_MISO_MI | MISO_WUMS | MISO_MI | Internal | Shoulder | B14 | 900 | 1422 | 1422 | 78.25 | 80.49 | 0.01 | 2.22
2020 | MISO_WUMS_2_MISO_MI | MISO_WUMS | MISO_MI | Internal | Shoulder | B15 | 1203 | 1422 | 1422 | 73.63 | 74 | 0.01 | 0.35
2020 | MISO_WUMS_2_MISO_MI | MISO_WUMS | MISO_MI | Internal | Summer | B1 | 10 | 1422 | 1113.57 | 139.39 | 139.4 | 0.01 | 0
2020 | MISO_WUMS_2_MISO_MI | MISO_WUMS | MISO_MI | Internal | Summer | B2 | 25 | 1422 | 1422 | 133.28 | 136.59 | 0.01 | 3.3
2020 | MISO_WUMS_2_MISO_MI | MISO_WUMS | MISO_MI | Internal | Summer | B3 | 75 | 1422 | 1422 | 135.24 | 136.44 | 0.01 | 1.18
2020 | MISO_WUMS_2_MISO_MI | MISO_WUMS | MISO_MI | Internal | Summer | B4 | 100 | 1422 | 1320.24 | 122.39 | 122.41 | 0.01 | 0
2020 | MISO_WUMS_2_MISO_MI | MISO_WUMS | MISO_MI | Internal | Summer | B5 | 200 | 1422 | 1422 | 94.74 | 96.02 | 0.01 | 1.27
2020 | MISO_WUMS_2_MISO_MI | MISO_WUMS | MISO_MI | Internal | Summer | B6 | 300 | 1422 | 1422 | 85.86 | 88.51 | 0.01 | 2.64
2020 | MISO_WUMS_2_MISO_MI | MISO_WUMS | MISO_MI | Internal | Summer | B7 | 400 | 1422 | 1374.67 | 83.31 | 83.32 | 0.01 | 0
2020 | MISO_WUMS_2_MISO_MI | MISO_WUMS | MISO_MI | Internal | Summer | B8 | 500 | 1422 | 1422 | 72.52 | 81.8 | 0.01 | 9.27
2020 | MISO_WUMS_2_MISO_MI | MISO_WUMS | MISO_MI | Internal | Summer | B9 | 800 | 1422 | 1422 | 72.52 | 72.89 | 0.01 | 0.35
2020 | MISO_WUMS_2_MISO_MI | MISO_WUMS | MISO_MI | Internal | Summer | B10 | 1262 | 1422 | 899.32 | 72.32 | 72.34 | 0.01 | 0
2020 | MISO_WUMS_2_MISO_MI | MISO_WUMS | MISO_MI | Internal | Winter | B16 | 25 | 1422 | 1422 | 87.38 | 99.92 | 0.01 | 12.52
2020 | MISO_WUMS_2_MISO_MI | MISO_WUMS | MISO_MI | Internal | Winter | B17 | 100 | 1422 | 1422 | 87.38 | 89.49 | 0.01 | 2.09
2020 | MISO_WUMS_2_MISO_MI | MISO_WUMS | MISO_MI | Internal | Winter | B18 | 400 | 1422 | 980.39 | 86.93 | 86.94 | 0.01 | 0
2020 | MISO_WUMS_2_MISO_MI | MISO_WUMS | MISO_MI | Internal | Winter | B19 | 700 | 1422 | 1176.19 | 80.33 | 80.35 | 0.01 | 0
2020 | MISO_WUMS_2_MISO_MI | MISO_WUMS | MISO_MI | Internal | Winter | B20 | 935 | 1422 | 673.6 | 73.34 | 73.35 | 0.01 | 0
2020 | MISO_WUMS_2_MISO_W | MISO_WUMS | MISO_W | Internal | Shoulder | B11 | 25 | 1240 | 0 | 87.03 | 87.02 | 0.01 | 0
2020 | MISO_WUMS_2_MISO_W | MISO_WUMS | MISO_W | Internal | Shoulder | B12 | 200 | 1240 | 0 | 84.92 | 71.77 | 0.01 | 0
2020 | MISO_WUMS_2_MISO_W | MISO_WUMS | MISO_W | Internal | Shoulder | B13 | 600 | 1240 | 0 | 84.89 | 69.39 | 0.01 | 0
2020 | MISO_WUMS_2_MISO_W | MISO_WUMS | MISO_W | Internal | Shoulder | B14 | 900 | 1240 | 0 | 78.25 | 66 | 0.01 | 0
2020 | MISO_WUMS_2_MISO_W | MISO_WUMS | MISO_W | Internal | Shoulder | B15 | 1203 | 1240 | 0 | 73.63 | 59.37 | 0.01 | 0
2020 | MISO_WUMS_2_MISO_W | MISO_WUMS | MISO_W | Internal | Summer | B1 | 10 | 1240 | 0 | 139.39 | 139.38 | 0.01 | 0
2020 | MISO_WUMS_2_MISO_W | MISO_WUMS | MISO_W | Internal | Summer | B2 | 25 | 1240 | 0 | 133.28 | 133.27 | 0.01 | 0
2020 | MISO_WUMS_2_MISO_W | MISO_WUMS | MISO_W | Internal | Summer | B3 | 75 | 1240 | 313.93 | 135.24 | 135.26 | 0.01 | 0
2020 | MISO_WUMS_2_MISO_W | MISO_WUMS | MISO_W | Internal | Summer | B4 | 100 | 1240 | 0 | 122.39 | 122.38 | 0.01 | 0
2020 | MISO_WUMS_2_MISO_W | MISO_WUMS | MISO_W | Internal | Summer | B5 | 200 | 1240 | 181.27 | 94.74 | 94.75 | 0.01 | 0
2020 | MISO_WUMS_2_MISO_W | MISO_WUMS | MISO_W | Internal | Summer | B6 | 300 | 1240 | 518.36 | 85.86 | 85.87 | 0.01 | 0
2020 | MISO_WUMS_2_MISO_W | MISO_WUMS | MISO_W | Internal | Summer | B7 | 400 | 1240 | 0 | 83.31 | 83.3 | 0.01 | 0
2020 | MISO_WUMS_2_MISO_W | MISO_WUMS | MISO_W | Internal | Summer | B8 | 500 | 1240 | 0 | 72.52 | 71.89 | 0.01 | 0
2020 | MISO_WUMS_2_MISO_W | MISO_WUMS | MISO_W | Internal | Summer | B9 | 800 | 1240 | 0 | 72.52 | 68.18 | 0.01 | 0
2020 | MISO_WUMS_2_MISO_W | MISO_WUMS | MISO_W | Internal | Summer | B10 | 1262 | 1240 | 0 | 72.32 | 62.18 | 0.01 | 0
2020 | MISO_WUMS_2_MISO_W | MISO_WUMS | MISO_W | Internal | Winter | B16 | 25 | 1240 | 0 | 87.38 | 63.19 | 0.01 | 0
2020 | MISO_WUMS_2_MISO_W | MISO_WUMS | MISO_W | Internal | Winter | B17 | 100 | 1240 | 0 | 87.38 | 66.22 | 0.01 | 0
2020 | MISO_WUMS_2_MISO_W | MISO_WUMS | MISO_W | Internal | Winter | B18 | 400 | 1240 | 0 | 86.93 | 68.78 | 0.01 | 0
2020 | MISO_WUMS_2_MISO_W | MISO_WUMS | MISO_W | Internal | Winter | B19 | 700 | 1240 | 0 | 80.33 | 68.77 | 0.01 | 0
2020 | MISO_WUMS_2_MISO_W | MISO_WUMS | MISO_W | Internal | Winter | B20 | 935 | 1240 | 0 | 73.34 | 59.42 | 0.01 | 0
2020 | MISO_WUMS_2_PJM_ROR | MISO_WUMS | PJM_ROR | Internal | Shoulder | B11 | 25 | 1600 | 1600 | 87.03 | 93.61 | 2 | 4.58
2020 | MISO_WUMS_2_PJM_ROR | MISO_WUMS | PJM_ROR | Internal | Shoulder | B12 | 200 | 1600 | 1600 | 84.92 | 88.04 | 2 | 1.13
2020 | MISO_WUMS_2_PJM_ROR | MISO_WUMS | PJM_ROR | Internal | Shoulder | B13 | 600 | 1600 | 1600 | 84.89 | 86.9 | 2 | 0.01
2020 | MISO_WUMS_2_PJM_ROR | MISO_WUMS | PJM_ROR | Internal | Shoulder | B14 | 900 | 1600 | 1600 | 78.25 | 85.24 | 2 | 4.99
2020 | MISO_WUMS_2_PJM_ROR | MISO_WUMS | PJM_ROR | Internal | Shoulder | B15 | 1203 | 1600 | 0 | 73.63 | 75.26 | 2 | 0
2020 | MISO_WUMS_2_PJM_ROR | MISO_WUMS | PJM_ROR | Internal | Summer | B1 | 10 | 1600 | 1289.1 | 139.39 | 141.39 | 2 | 0
2020 | MISO_WUMS_2_PJM_ROR | MISO_WUMS | PJM_ROR | Internal | Summer | B2 | 25 | 1600 | 1600 | 133.28 | 137.24 | 2 | 1.96
2020 | MISO_WUMS_2_PJM_ROR | MISO_WUMS | PJM_ROR | Internal | Summer | B3 | 75 | 1600 | 208.17 | 135.24 | 137.24 | 2 | 0
2020 | MISO_WUMS_2_PJM_ROR | MISO_WUMS | PJM_ROR | Internal | Summer | B4 | 100 | 1600 | 1522.92 | 122.39 | 124.39 | 2 | 0
2020 | MISO_WUMS_2_PJM_ROR | MISO_WUMS | PJM_ROR | Internal | Summer | B5 | 200 | 1600 | 1600 | 94.74 | 97.75 | 2 | 1.01
2020 | MISO_WUMS_2_PJM_ROR | MISO_WUMS | PJM_ROR | Internal | Summer | B6 | 300 | 1600 | 1600 | 85.86 | 90.5 | 2 | 2.64
2020 | MISO_WUMS_2_PJM_ROR | MISO_WUMS | PJM_ROR | Internal | Summer | B7 | 400 | 1600 | 939.71 | 83.31 | 85.31 | 2 | 0
2020 | MISO_WUMS_2_PJM_ROR | MISO_WUMS | PJM_ROR | Internal | Summer | B8 | 500 | 1600 | 1600 | 72.52 | 83.8 | 2 | 9.28
2020 | MISO_WUMS_2_PJM_ROR | MISO_WUMS | PJM_ROR | Internal | Summer | B9 | 800 | 1600 | 92.9 | 72.52 | 74.52 | 2 | 0
2020 | MISO_WUMS_2_PJM_ROR | MISO_WUMS | PJM_ROR | Internal | Summer | B10 | 1262 | 1600 | 0 | 72.32 | 71.51 | 2 | 0
2020 | MISO_WUMS_2_PJM_ROR | MISO_WUMS | PJM_ROR | Internal | Winter | B16 | 25 | 1600 | 1600 | 87.38 | 101.92 | 2 | 12.53
2020 | MISO_WUMS_2_PJM_ROR | MISO_WUMS | PJM_ROR | Internal | Winter | B17 | 100 | 1600 | 1600 | 87.38 | 92.77 | 2 | 3.38
2020 | MISO_WUMS_2_PJM_ROR | MISO_WUMS | PJM_ROR | Internal | Winter | B18 | 400 | 1600 | 1600 | 86.93 | 88.94 | 2 | 0.01
2020 | MISO_WUMS_2_PJM_ROR | MISO_WUMS | PJM_ROR | Internal | Winter | B19 | 700 | 1600 | 1600 | 80.33 | 83.89 | 2 | 1.55
2020 | MISO_WUMS_2_PJM_ROR | MISO_WUMS | PJM_ROR | Internal | Winter | B20 | 935 | 1600 | 477.32 | 73.34 | 75.34 | 2 | 0
2020 | NE_2_SPP_N | NE | SPP_N | Internal | Shoulder | B11 | 25 | 1802 | 494.75 | 88.12 | 88.13 | 0.01 | 0
2020 | NE_2_SPP_N | NE | SPP_N | Internal | Shoulder | B12 | 200 | 1802 | 765.47 | 78.76 | 78.77 | 0.01 | 0
2020 | NE_2_SPP_N | NE | SPP_N | Internal | Shoulder | B13 | 600 | 1802 | 886.21 | 76.38 | 76.39 | 0.01 | 0
2020 | NE_2_SPP_N | NE | SPP_N | Internal | Shoulder | B14 | 900 | 1802 | 829.02 | 72.99 | 73 | 0.01 | 0
2020 | NE_2_SPP_N | NE | SPP_N | Internal | Shoulder | B15 | 1203 | 1802 | 1243.14 | 65.25 | 65.26 | 0.01 | 0
2020 | NE_2_SPP_N | NE | SPP_N | Internal | Summer | B1 | 10 | 1802 | 0 | 139.38 | 134.39 | 0.01 | 0
2020 | NE_2_SPP_N | NE | SPP_N | Internal | Summer | B2 | 25 | 1802 | 0 | 133.27 | 133.26 | 0.01 | 0
2020 | NE_2_SPP_N | NE | SPP_N | Internal | Summer | B3 | 75 | 1802 | 89.8 | 135.26 | 135.27 | 0.01 | 0
2020 | NE_2_SPP_N | NE | SPP_N | Internal | Summer | B4 | 100 | 1802 | 0 | 122.38 | 122.37 | 0.01 | 0
2020 | NE_2_SPP_N | NE | SPP_N | Internal | Summer | B5 | 200 | 1802 | 0 | 94.75 | 91.02 | 0.01 | 0
2020 | NE_2_SPP_N | NE | SPP_N | Internal | Summer | B6 | 300 | 1802 | 142.34 | 86.92 | 86.93 | 0.01 | 0
2020 | NE_2_SPP_N | NE | SPP_N | Internal | Summer | B7 | 400 | 1802 | 683.38 | 86.72 | 86.73 | 0.01 | 0
2020 | NE_2_SPP_N | NE | SPP_N | Internal | Summer | B8 | 500 | 1802 | 1083.25 | 78.88 | 78.89 | 0.01 | 0
2020 | NE_2_SPP_N | NE | SPP_N | Internal | Summer | B9 | 800 | 1802 | 1349.35 | 75.16 | 75.18 | 0.01 | 0
2020 | NE_2_SPP_N | NE | SPP_N | Internal | Summer | B10 | 1262 | 1802 | 1687.01 | 69.17 | 69.18 | 0.01 | 0
2020 | NE_2_SPP_N | NE | SPP_N | Internal | Winter | B16 | 25 | 1802 | 1802 | 70.19 | 76.93 | 0.01 | 6.73
2020 | NE_2_SPP_N | NE | SPP_N | Internal | Winter | B17 | 100 | 1802 | 1080.92 | 73.21 | 73.22 | 0.01 | 0
2020 | NE_2_SPP_N | NE | SPP_N | Internal | Winter | B18 | 400 | 1802 | 1329.38 | 75.77 | 75.78 | 0.01 | 0
2020 | NE_2_SPP_N | NE | SPP_N | Internal | Winter | B19 | 700 | 1802 | 1378.81 | 75.31 | 75.32 | 0.01 | 0
2020 | NE_2_SPP_N | NE | SPP_N | Internal | Winter | B20 | 935 | 1802 | 1791.47 | 65.73 | 65.74 | 0.01 | 0
2020 | NEISO_2_NYISO_A-F | NEISO | NYISO_A-F | Internal | Shoulder | B11 | 25 | 600 | 0 | 82.59 | 85.58 | 3 | 0
2020 | NEISO_2_NYISO_A-F | NEISO | NYISO_A-F | Internal | Shoulder | B12 | 200 | 600 | 0 | 81.48 | 80.05 | 3 | 0
2020 | NEISO_2_NYISO_A-F | NEISO | NYISO_A-F | Internal | Shoulder | B13 | 600 | 600 | 0 | 81.47 | 78.91 | 3 | 0
2020 | NEISO_2_NYISO_A-F | NEISO | NYISO_A-F | Internal | Shoulder | B14 | 900 | 600 | 0 | 81.17 | 78.17 | 3 | 0
2020 | NEISO_2_NYISO_A-F | NEISO | NYISO_A-F | Internal | Shoulder | B15 | 1203 | 600 | 0 | 81.17 | 78.17 | 3 | 0
2020 | NEISO_2_NYISO_A-F | NEISO | NYISO_A-F | Internal | Summer | B1 | 10 | 600 | 0 | 121.39 | 105.73 | 3 | 0
2020 | NEISO_2_NYISO_A-F | NEISO | NYISO_A-F | Internal | Summer | B2 | 25 | 600 | 0 | 121.39 | 118.39 | 3 | 0
2020 | NEISO_2_NYISO_A-F | NEISO | NYISO_A-F | Internal | Summer | B3 | 75 | 600 | 0 | 107.08 | 105.73 | 3 | 0
2020 | NEISO_2_NYISO_A-F | NEISO | NYISO_A-F | Internal | Summer | B4 | 100 | 600 | 600 | 81.43 | 85.7 | 3 | 1.27
2020 | NEISO_2_NYISO_A-F | NEISO | NYISO_A-F | Internal | Summer | B5 | 200 | 600 | 600 | 81.43 | 85.7 | 3 | 1.27
2020 | NEISO_2_NYISO_A-F | NEISO | NYISO_A-F | Internal | Summer | B6 | 300 | 600 | 0 | 81.43 | 82.51 | 3 | 0
2020 | NEISO_2_NYISO_A-F | NEISO | NYISO_A-F | Internal | Summer | B7 | 400 | 600 | 0 | 81.43 | 78.43 | 3 | 0
2020 | NEISO_2_NYISO_A-F | NEISO | NYISO_A-F | Internal | Summer | B8 | 500 | 600 | 0 | 80.52 | 77.52 | 3 | 0
2020 | NEISO_2_NYISO_A-F | NEISO | NYISO_A-F | Internal | Summer | B9 | 800 | 600 | 0 | 78.53 | 77.52 | 3 | 0
2020 | NEISO_2_NYISO_A-F | NEISO | NYISO_A-F | Internal | Summer | B10 | 1262 | 600 | 0 | 80.52 | 77.52 | 3 | 0
2020 | NEISO_2_NYISO_A-F | NEISO | NYISO_A-F | Internal | Winter | B16 | 25 | 600 | 0 | 92.35 | 89.35 | 3 | 0
2020 | NEISO_2_NYISO_A-F | NEISO | NYISO_A-F | Internal | Winter | B17 | 100 | 600 | 0 | 87.78 | 84.78 | 3 | 0
2020 | NEISO_2_NYISO_A-F | NEISO | NYISO_A-F | Internal | Winter | B18 | 400 | 600 | 0 | 82.57 | 79.57 | 3 | 0
2020 | NEISO_2_NYISO_A-F | NEISO | NYISO_A-F | Internal | Winter | B19 | 700 | 600 | 0 | 80.71 | 77.71 | 3 | 0
2020 | NEISO_2_NYISO_A-F | NEISO | NYISO_A-F | Internal | Winter | B20 | 935 | 600 | 0 | 80.71 | 77.71 | 3 | 0
2020 | NEISO_2_NYISO_G-I | NEISO | NYISO_G-I | Internal | Shoulder | B11 | 25 | 600 | 227.14 | 82.59 | 85.59 | 3 | 0
2020 | NEISO_2_NYISO_G-I | NEISO | NYISO_G-I | Internal | Shoulder | B12 | 200 | 600 | 0 | 81.48 | 84.47 | 3 | 0
2020 | NEISO_2_NYISO_G-I | NEISO | NYISO_G-I | Internal | Shoulder | B13 | 600 | 600 | 413.75 | 81.47 | 84.47 | 3 | 0
2020 | NEISO_2_NYISO_G-I | NEISO | NYISO_G-I | Internal | Shoulder | B14 | 900 | 600 | 326.15 | 81.17 | 84.17 | 3 | 0
2020 | NEISO_2_NYISO_G-I | NEISO | NYISO_G-I | Internal | Shoulder | B15 | 1203 | 600 | 0 | 81.17 | 78.18 | 3 | 0
2020 | NEISO_2_NYISO_G-I | NEISO | NYISO_G-I | Internal | Summer | B1 | 10 | 600 | 600 | 121.39 | 133.42 | 3 | 9.03
2020 | NEISO_2_NYISO_G-I | NEISO | NYISO_G-I | Internal | Summer | B2 | 25 | 600 | 600 | 121.39 | 129.27 | 3 | 4.88
2020 | NEISO_2_NYISO_G-I | NEISO | NYISO_G-I | Internal | Summer | B3 | 75 | 600 | 600 | 107.08 | 117.51 | 3 | 7.42
2020 | NEISO_2_NYISO_G-I | NEISO | NYISO_G-I | Internal | Summer | B4 | 100 | 600 | 600 | 81.43 | 116.37 | 3 | 31.94
2020 | NEISO_2_NYISO_G-I | NEISO | NYISO_G-I | Internal | Summer | B5 | 200 | 600 | 600 | 81.43 | 89.73 | 3 | 5.3
2020 | NEISO_2_NYISO_G-I | NEISO | NYISO_G-I | Internal | Summer | B6 | 300 | 600 | 0 | 81.43 | 82.84 | 3 | 0
2020 | NEISO_2_NYISO_G-I | NEISO | NYISO_G-I | Internal | Summer | B7 | 400 | 600 | 0 | 81.43 | 82.84 | 3 | 0
2020 | NEISO_2_NYISO_G-I | NEISO | NYISO_G-I | Internal | Summer | B8 | 500 | 600 | 0 | 80.52 | 82.84 | 3 | 0
2020 | NEISO_2_NYISO_G-I | NEISO | NYISO_G-I | Internal | Summer | B9 | 800 | 600 | 0 | 78.53 | 80.54 | 3 | 0
2020 | NEISO_2_NYISO_G-I | NEISO | NYISO_G-I | Internal | Summer | B10 | 1262 | 600 | 0 | 80.52 | 77.53 | 3 | 0
2020 | NEISO_2_NYISO_G-I | NEISO | NYISO_G-I | Internal | Winter | B16 | 25 | 600 | 0 | 92.35 | 93.89 | 3 | 0
2020 | NEISO_2_NYISO_G-I | NEISO | NYISO_G-I | Internal | Winter | B17 | 100 | 600 | 600 | 87.78 | 92.59 | 3 | 1.81
2020 | NEISO_2_NYISO_G-I | NEISO | NYISO_G-I | Internal | Winter | B18 | 400 | 600 | 580.1 | 82.57 | 85.57 | 3 | 0
2020 | NEISO_2_NYISO_G-I | NEISO | NYISO_G-I | Internal | Winter | B19 | 700 | 600 | 412.51 | 80.71 | 83.71 | 3 | 0
2020 | NEISO_2_NYISO_G-I | NEISO | NYISO_G-I | Internal | Winter | B20 | 935 | 600 | 0 | 80.71 | 81.35 | 3 | 0
2020 | NEISO_2_NYISO_J-K | NEISO | NYISO_J-K | Internal | Shoulder | B11 | 25 | 777 | 777 | 82.59 | 85.6 | 3 | 0.01
2020 | NEISO_2_NYISO_J-K | NEISO | NYISO_J-K | Internal | Shoulder | B12 | 200 | 777 | 714.94 | 81.48 | 84.48 | 3 | 0
2020 | NEISO_2_NYISO_J-K | NEISO | NYISO_J-K | Internal | Shoulder | B13 | 600 | 777 | 777 | 81.47 | 84.48 | 3 | 0.01
2020 | NEISO_2_NYISO_J-K | NEISO | NYISO_J-K | Internal | Shoulder | B14 | 900 | 777 | 777 | 81.17 | 84.18 | 3 | 0.01
2020 | NEISO_2_NYISO_J-K | NEISO | NYISO_J-K | Internal | Shoulder | B15 | 1203 | 777 | 0 | 81.17 | 78.2 | 3 | 0
2020 | NEISO_2_NYISO_J-K | NEISO | NYISO_J-K | Internal | Summer | B1 | 10 | 777 | 777 | 121.39 | 133.43 | 3 | 9.04
2020 | NEISO_2_NYISO_J-K | NEISO | NYISO_J-K | Internal | Summer | B2 | 25 | 777 | 777 | 121.39 | 129.28 | 3 | 4.89
2020 | NEISO_2_NYISO_J-K | NEISO | NYISO_J-K | Internal | Summer | B3 | 75 | 777 | 777 | 107.08 | 117.52 | 3 | 7.44
2020 | NEISO_2_NYISO_J-K | NEISO | NYISO_J-K | Internal | Summer | B4 | 100 | 777 | 777 | 81.43 | 116.38 | 3 | 31.95
2020 | NEISO_2_NYISO_J-K | NEISO | NYISO_J-K | Internal | Summer | B5 | 200 | 777 | 777 | 81.43 | 103.73 | 3 | 19.3
2020 | NEISO_2_NYISO_J-K | NEISO | NYISO_J-K | Internal | Summer | B6 | 300 | 777 | 777 | 81.43 | 86.84 | 3 | 2.41
2020 | NEISO_2_NYISO_J-K | NEISO | NYISO_J-K | Internal | Summer | B7 | 400 | 777 | 681.5 | 81.43 | 84.43 | 3 | 0
2020 | NEISO_2_NYISO_J-K | NEISO | NYISO_J-K | Internal | Summer | B8 | 500 | 777 | 30.99 | 80.52 | 83.52 | 3 | 0
2020 | NEISO_2_NYISO_J-K | NEISO | NYISO_J-K | Internal | Summer | B9 | 800 | 777 | 50.23 | 78.53 | 81.53 | 3 | 0
2020 | NEISO_2_NYISO_J-K | NEISO | NYISO_J-K | Internal | Summer | B10 | 1262 | 777 | 0 | 80.52 | 77.54 | 3 | 0
2020 | NEISO_2_NYISO_J-K | NEISO | NYISO_J-K | Internal | Winter | B16 | 25 | 777 | 527.06 | 92.35 | 95.35 | 3 | 0
2020 | NEISO_2_NYISO_J-K | NEISO | NYISO_J-K | Internal | Winter | B17 | 100 | 777 | 777 | 87.78 | 94.92 | 3 | 4.14
2020 | NEISO_2_NYISO_J-K | NEISO | NYISO_J-K | Internal | Winter | B18 | 400 | 777 | 777 | 82.57 | 94.92 | 3 | 9.35
2020 | NEISO_2_NYISO_J-K | NEISO | NYISO_J-K | Internal | Winter | B19 | 700 | 777 | 777 | 80.71 | 94.92 | 3 | 11.21
2020 | NEISO_2_NYISO_J-K | NEISO | NYISO_J-K | Internal | Winter | B20 | 935 | 777 | 0 | 80.71 | 81.36 | 3 | 0
2020 | NonRTO_Midwest_2_MISO_IN | NonRTO_Midwest | MISO_IN | Internal | Shoulder | B11 | 25 | 4450 | 0 | 99.61 | 91.61 | 8 | 0
2020 | NonRTO_Midwest_2_MISO_IN | NonRTO_Midwest | MISO_IN | Internal | Shoulder | B12 | 200 | 4450 | 0 | 93.89 | 85.89 | 8 | 0
2020 | NonRTO_Midwest_2_MISO_IN | NonRTO_Midwest | MISO_IN | Internal | Shoulder | B13 | 600 | 4450 | 0 | 89.51 | 81.51 | 8 | 0
2020 | NonRTO_Midwest_2_MISO_IN | NonRTO_Midwest | MISO_IN | Internal | Shoulder | B14 | 900 | 4450 | 0 | 80.64 | 80.32 | 8 | 0
2020 | NonRTO_Midwest_2_MISO_IN | NonRTO_Midwest | MISO_IN | Internal | Shoulder | B15 | 1203 | 4450 | 0 | 71.5 | 73.98 | 8 | 0
2020 | NonRTO_Midwest_2_MISO_IN | NonRTO_Midwest | MISO_IN | Internal | Summer | B1 | 10 | 4450 | 0 | 144.58 | 139.39 | 8 | 0
2020 | NonRTO_Midwest_2_MISO_IN | NonRTO_Midwest | MISO_IN | Internal | Summer | B2 | 25 | 4450 | 0 | 144.58 | 136.58 | 8 | 0
2020 | NonRTO_Midwest_2_MISO_IN | NonRTO_Midwest | MISO_IN | Internal | Summer | B3 | 75 | 4450 | 0 | 144.43 | 136.43 | 8 | 0
2020 | NonRTO_Midwest_2_MISO_IN | NonRTO_Midwest | MISO_IN | Internal | Summer | B4 | 100 | 4450 | 0 | 130.39 | 122.39 | 8 | 0
2020 | NonRTO_Midwest_2_MISO_IN | NonRTO_Midwest | MISO_IN | Internal | Summer | B5 | 200 | 4450 | 0 | 104.01 | 96.01 | 8 | 0
2020 | NonRTO_Midwest_2_MISO_IN | NonRTO_Midwest | MISO_IN | Internal | Summer | B6 | 300 | 4450 | 0 | 96.5 | 88.5 | 8 | 0
2020 | NonRTO_Midwest_2_MISO_IN | NonRTO_Midwest | MISO_IN | Internal | Summer | B7 | 400 | 4450 | 0 | 80.64 | 83.31 | 8 | 0
2020 | NonRTO_Midwest_2_MISO_IN | NonRTO_Midwest | MISO_IN | Internal | Summer | B8 | 500 | 4450 | 0 | 76.58 | 78.98 | 8 | 0
2020 | NonRTO_Midwest_2_MISO_IN | NonRTO_Midwest | MISO_IN | Internal | Summer | B9 | 800 | 4450 | 0 | 71.28 | 72.87 | 8 | 0
2020 | NonRTO_Midwest_2_MISO_IN | NonRTO_Midwest | MISO_IN | Internal | Summer | B10 | 1262 | 4450 | 0 | 68.66 | 72.32 | 8 | 0
2020 | NonRTO_Midwest_2_MISO_IN | NonRTO_Midwest | MISO_IN | Internal | Winter | B16 | 25 | 4450 | 0 | 107.91 | 99.91 | 8 | 0
2020 | NonRTO_Midwest_2_MISO_IN | NonRTO_Midwest | MISO_IN | Internal | Winter | B17 | 100 | 4450 | 0 | 97.48 | 89.48 | 8 | 0
2020 | NonRTO_Midwest_2_MISO_IN | NonRTO_Midwest | MISO_IN | Internal | Winter | B18 | 400 | 4450 | 0 | 90.93 | 82.93 | 8 | 0
2020 | NonRTO_Midwest_2_MISO_IN | NonRTO_Midwest | MISO_IN | Internal | Winter | B19 | 700 | 4450 | 0 | 80.2 | 80.33 | 8 | 0
2020 | NonRTO_Midwest_2_MISO_IN | NonRTO_Midwest | MISO_IN | Internal | Winter | B20 | 935 | 4450 | 0 | 72.02 | 73.34 | 8 | 0
2020 | NonRTO_Midwest_2_TVA_Transmission | NonRTO_Midwest | TVA_Transmission | Internal | Shoulder | B11 | 25 | 2400 | 0 | 99.61 | 95.81 | 8 | 0
2020 | NonRTO_Midwest_2_TVA_Transmission | NonRTO_Midwest | TVA_Transmission | Internal | Shoulder | B12 | 200 | 2400 | 0 | 93.89 | 91.34 | 8 | 0
2020 | NonRTO_Midwest_2_TVA_Transmission | NonRTO_Midwest | TVA_Transmission | Internal | Shoulder | B13 | 600 | 2400 | 0 | 89.51 | 88.87 | 8 | 0
2020 | NonRTO_Midwest_2_TVA_Transmission | NonRTO_Midwest | TVA_Transmission | Internal | Shoulder | B14 | 900 | 2400 | 0 | 80.64 | 88.31 | 8 | 0
2020 | NonRTO_Midwest_2_TVA_Transmission | NonRTO_Midwest | TVA_Transmission | Internal | Shoulder | B15 | 1203 | 2400 | 40.76 | 71.5 | 79.5 | 8 | 0
2020 | NonRTO_Midwest_2_TVA_Transmission | NonRTO_Midwest | TVA_Transmission | Internal | Summer | B1 | 10 | 2400 | 0 | 144.58 | 147.39 | 8 | 0
2020 | NonRTO_Midwest_2_TVA_Transmission | NonRTO_Midwest | TVA_Transmission | Internal | Summer | B2 | 25 | 2400 | 0 | 144.58 | 143.24 | 8 | 0
2020 | NonRTO_Midwest_2_TVA_Transmission | NonRTO_Midwest | TVA_Transmission | Internal | Summer | B3 | 75 | 2400 | 0 | 144.43 | 143.24 | 8 | 0
2020 | NonRTO_Midwest_2_TVA_Transmission | NonRTO_Midwest | TVA_Transmission | Internal | Summer | B4 | 100 | 2400 | 0 | 130.39 | 130.39 | 8 | 0
2020 | NonRTO_Midwest_2_TVA_Transmission | NonRTO_Midwest | TVA_Transmission | Internal | Summer | B5 | 200 | 2400 | 0 | 104.01 | 98.69 | 8 | 0
2020 | NonRTO_Midwest_2_TVA_Transmission | NonRTO_Midwest | TVA_Transmission | Internal | Summer | B6 | 300 | 2400 | 0 | 96.5 | 93.84 | 8 | 0
2020 | NonRTO_Midwest_2_TVA_Transmission | NonRTO_Midwest | TVA_Transmission | Internal | Summer | B7 | 400 | 2400 | 0 | 80.64 | 88.56 | 8 | 0
2020 | NonRTO_Midwest_2_TVA_Transmission | NonRTO_Midwest | TVA_Transmission | Internal | Summer | B8 | 500 | 2400 | 0 | 76.58 | 83.23 | 8 | 0
2020 | NonRTO_Midwest_2_TVA_Transmission | NonRTO_Midwest | TVA_Transmission | Internal | Summer | B9 | 800 | 2400 | 0 | 71.28 | 78.82 | 8 | 0
2020 | NonRTO_Midwest_2_TVA_Transmission | NonRTO_Midwest | TVA_Transmission | Internal | Summer | B10 | 1262 | 2400 | 447.2 | 68.66 | 76.66 | 8 | 0
2020 | NonRTO_Midwest_2_TVA_Transmission | NonRTO_Midwest | TVA_Transmission | Internal | Winter | B16 | 25 | 2400 | 0 | 107.91 | 101.69 | 8 | 0
2020 | NonRTO_Midwest_2_TVA_Transmission | NonRTO_Midwest | TVA_Transmission | Internal | Winter | B17 | 100 | 2400 | 0 | 97.48 | 94.35 | 8 | 0
2020 | NonRTO_Midwest_2_TVA_Transmission | NonRTO_Midwest | TVA_Transmission | Internal | Winter | B18 | 400 | 2400 | 0 | 90.93 | 89.19 | 8 | 0
2020 | NonRTO_Midwest_2_TVA_Transmission | NonRTO_Midwest | TVA_Transmission | Internal | Winter | B19 | 700 | 2400 | 0 | 80.2 | 87.97 | 8 | 0
2020 | NonRTO_Midwest_2_TVA_Transmission | NonRTO_Midwest | TVA_Transmission | Internal | Winter | B20 | 935 | 2400 | 291.9 | 72.02 | 80.02 | 8 | 0
2020 | NYISO_A-F_2_IESO | NYISO_A-F | IESO | Internal | Shoulder | B11 | 25 | 1600 | 0 | 85.58 | 14.64 | 7 | 0
2020 | NYISO_A-F_2_IESO | NYISO_A-F | IESO | Internal | Shoulder | B12 | 200 | 1600 | 0 | 80.05 | 14.64 | 7 | 0
2020 | NYISO_A-F_2_IESO | NYISO_A-F | IESO | Internal | Shoulder | B13 | 600 | 1600 | 0 | 78.91 | 14.64 | 7 | 0
2020 | NYISO_A-F_2_IESO | NYISO_A-F | IESO | Internal | Shoulder | B14 | 900 | 1600 | 0 | 78.17 | 14.64 | 7 | 0
2020 | NYISO_A-F_2_IESO | NYISO_A-F | IESO | Internal | Shoulder | B15 | 1203 | 1600 | 0 | 78.17 | 14.64 | 7 | 0
2020 | NYISO_A-F_2_IESO | NYISO_A-F | IESO | Internal | Summer | B1 | 10 | 1600 | 0 | 105.73 | 98.73 | 7 | 0
2020 | NYISO_A-F_2_IESO | NYISO_A-F | IESO | Internal | Summer | B2 | 25 | 1600 | 0 | 118.39 | 111.39 | 7 | 0
2020 | NYISO_A-F_2_IESO | NYISO_A-F | IESO | Internal | Summer | B3 | 75 | 1600 | 0 | 105.73 | 71.54 | 7 | 0
2020 | NYISO_A-F_2_IESO | NYISO_A-F | IESO | Internal | Summer | B4 | 100 | 1600 | 0 | 85.7 | 66.43 | 7 | 0
2020 | NYISO_A-F_2_IESO | NYISO_A-F | IESO | Internal | Summer | B5 | 200 | 1600 | 0 | 85.7 | 10.97 | 7 | 0
2020 | NYISO_A-F_2_IESO | NYISO_A-F | IESO | Internal | Summer | B6 | 300 | 1600 | 0 | 82.51 | 10.97 | 7 | 0
2020 | NYISO_A-F_2_IESO | NYISO_A-F | IESO | Internal | Summer | B7 | 400 | 1600 | 0 | 78.43 | 10.97 | 7 | 0
2020 | NYISO_A-F_2_IESO | NYISO_A-F | IESO | Internal | Summer | B8 | 500 | 1600 | 0 | 77.52 | 10.97 | 7 | 0
2020 | NYISO_A-F_2_IESO | NYISO_A-F | IESO | Internal | Summer | B9 | 800 | 1600 | 0 | 77.52 | 10.97 | 7 | 0
2020 | NYISO_A-F_2_IESO | NYISO_A-F | IESO | Internal | Summer | B10 | 1262 | 1600 | 0 | 77.52 | 10.97 | 7 | 0
2020 | NYISO_A-F_2_IESO | NYISO_A-F | IESO | Internal | Winter | B16 | 25 | 1600 | 0 | 89.35 | 61.78 | 7 | 0
2020 | NYISO_A-F_2_IESO | NYISO_A-F | IESO | Internal | Winter | B17 | 100 | 1600 | 0 | 84.78 | 61.78 | 7 | 0
2020 | NYISO_A-F_2_IESO | NYISO_A-F | IESO | Internal | Winter | B18 | 400 | 1600 | 0 | 79.57 | 61.78 | 7 | 0
2020 | NYISO_A-F_2_IESO | NYISO_A-F | IESO | Internal | Winter | B19 | 700 | 1600 | 0 | 77.71 | 61.78 | 7 | 0
2020 | NYISO_A-F_2_IESO | NYISO_A-F | IESO | Internal | Winter | B20 | 935 | 1600 | 0 | 77.71 | 61.78 | 7 | 0
2020 | NYISO_A-F_2_NEISO | NYISO_A-F | NEISO | Internal | Shoulder | B11 | 25 | 600 | 0 | 85.58 | 82.59 | 3 | 0
2020 | NYISO_A-F_2_NEISO | NYISO_A-F | NEISO | Internal | Shoulder | B12 | 200 | 600 | 0 | 80.05 | 81.48 | 3 | 0
2020 | NYISO_A-F_2_NEISO | NYISO_A-F | NEISO | Internal | Shoulder | B13 | 600 | 600 | 0 | 78.91 | 81.47 | 3 | 0
2020 | NYISO_A-F_2_NEISO | NYISO_A-F | NEISO | Internal | Shoulder | B14 | 900 | 600 | 95.69 | 78.17 | 81.17 | 3 | 0
2020 | NYISO_A-F_2_NEISO | NYISO_A-F | NEISO | Internal | Shoulder | B15 | 1203 | 600 | 61.28 | 78.17 | 81.17 | 3 | 0
2020 | NYISO_A-F_2_NEISO | NYISO_A-F | NEISO | Internal | Summer | B1 | 10 | 600 | 600 | 105.73 | 121.39 | 3 | 12.65
2020 | NYISO_A-F_2_NEISO | NYISO_A-F | NEISO | Internal | Summer | B2 | 25 | 600 | 465.78 | 118.39 | 121.39 | 3 | 0
2020 | NYISO_A-F_2_NEISO | NYISO_A-F | NEISO | Internal | Summer | B3 | 75 | 600 | 0 | 105.73 | 107.08 | 3 | 0
2020 | NYISO_A-F_2_NEISO | NYISO_A-F | NEISO | Internal | Summer | B4 | 100 | 600 | 0 | 85.7 | 81.43 | 3 | 0
2020 | NYISO_A-F_2_NEISO | NYISO_A-F | NEISO | Internal | Summer | B5 | 200 | 600 | 0 | 85.7 | 81.43 | 3 | 0
2020 | NYISO_A-F_2_NEISO | NYISO_A-F | NEISO | Internal | Summer | B6 | 300 | 600 | 0 | 82.51 | 81.43 | 3 | 0
2020 | NYISO_A-F_2_NEISO | NYISO_A-F | NEISO | Internal | Summer | B7 | 400 | 600 | 472.97 | 78.43 | 81.43 | 3 | 0
2020 | NYISO_A-F_2_NEISO | NYISO_A-F | NEISO | Internal | Summer | B8 | 500 | 600 | 534.58 | 77.52 | 80.52 | 3 | 0
2020 | NYISO_A-F_2_NEISO | NYISO_A-F | NEISO | Internal | Summer | B9 | 800 | 600 | 0 | 77.52 | 78.53 | 3 | 0
2020 | NYISO_A-F_2_NEISO | NYISO_A-F | NEISO | Internal | Summer | B10 | 1262 | 600 | 53.57 | 77.52 | 80.52 | 3 | 0
2020 | NYISO_A-F_2_NEISO | NYISO_A-F | NEISO | Internal | Winter | B16 | 25 | 600 | 101.62 | 89.35 | 92.35 | 3 | 0
2020 | NYISO_A-F_2_NEISO | NYISO_A-F | NEISO | Internal | Winter | B17 | 100 | 600 | 383.95 | 84.78 | 87.78 | 3 | 0
2020 | NYISO_A-F_2_NEISO | NYISO_A-F | NEISO | Internal | Winter | B18 | 400 | 600 | 139.88 | 79.57 | 82.57 | 3 | 0
2020 | NYISO_A-F_2_NEISO | NYISO_A-F | NEISO | Internal | Winter | B19 | 700 | 600 | 342.64 | 77.71 | 80.71 | 3 | 0
2020 | NYISO_A-F_2_NEISO | NYISO_A-F | NEISO | Internal | Winter | B20 | 935 | 600 | 197.25 | 77.71 | 80.71 | 3 | 0
2020 | NYISO_A-F_2_NYISO_G-I | NYISO_A-F | NYISO_G-I | Internal | Shoulder | B11 | 25 | 5843 | 5352.92 | 85.58 | 85.59 | 0.01 | 0
2020 | NYISO_A-F_2_NYISO_G-I | NYISO_A-F | NYISO_G-I | Internal | Shoulder | B12 | 200 | 5843 | 5843 | 80.05 | 84.47 | 0.01 | 4.4
2020 | NYISO_A-F_2_NYISO_G-I | NYISO_A-F | NYISO_G-I | Internal | Shoulder | B13 | 600 | 5843 | 5843 | 78.91 | 84.47 | 0.01 | 5.55
2020 | NYISO_A-F_2_NYISO_G-I | NYISO_A-F | NYISO_G-I | Internal | Shoulder | B14 | 900 | 5843 | 5843 | 78.17 | 84.17 | 0.01 | 5.99
2020 | NYISO_A-F_2_NYISO_G-I | NYISO_A-F | NYISO_G-I | Internal | Shoulder | B15 | 1203 | 5843 | 4887.02 | 78.17 | 78.18 | 0.01 | 0
2020 | NYISO_A-F_2_NYISO_G-I | NYISO_A-F | NYISO_G-I | Internal | Summer | B1 | 10 | 5843 | 5843 | 105.73 | 133.42 | 0.01 | 27.67
2020 | NYISO_A-F_2_NYISO_G-I | NYISO_A-F | NYISO_G-I | Internal | Summer | B2 | 25 | 5843 | 5843 | 118.39 | 129.27 | 0.01 | 10.87
2020 | NYISO_A-F_2_NYISO_G-I | NYISO_A-F | NYISO_G-I | Internal | Summer | B3 | 75 | 5843 | 5843 | 105.73 | 117.51 | 0.01 | 11.76
2020 | NYISO_A-F_2_NYISO_G-I | NYISO_A-F | NYISO_G-I | Internal | Summer | B4 | 100 | 5843 | 5843 | 85.7 | 116.37 | 0.01 | 30.66
2020 | NYISO_A-F_2_NYISO_G-I | NYISO_A-F | NYISO_G-I | Internal | Summer | B5 | 200 | 5843 | 5843 | 85.7 | 89.73 | 0.01 | 4.02
2020 | NYISO_A-F_2_NYISO_G-I | NYISO_A-F | NYISO_G-I | Internal | Summer | B6 | 300 | 5843 | 5843 | 82.51 | 82.84 | 0.01 | 0.31
2020 | NYISO_A-F_2_NYISO_G-I | NYISO_A-F | NYISO_G-I | Internal | Summer | B7 | 400 | 5843 | 5843 | 78.43 | 82.84 | 0.01 | 4.4
2020 | NYISO_A-F_2_NYISO_G-I | NYISO_A-F | NYISO_G-I | Internal | Summer | B8 | 500 | 5843 | 5843 | 77.52 | 82.84 | 0.01 | 5.31
2020 | NYISO_A-F_2_NYISO_G-I | NYISO_A-F | NYISO_G-I | Internal | Summer | B9 | 800 | 5843 | 5843 | 77.52 | 80.54 | 0.01 | 3.01
2020 | NYISO_A-F_2_NYISO_G-I | NYISO_A-F | NYISO_G-I | Internal | Summer | B10 | 1262 | 5843 | 4816.04 | 77.52 | 77.53 | 0.01 | 0
2020 | NYISO_A-F_2_NYISO_G-I | NYISO_A-F | NYISO_G-I | Internal | Winter | B16 | 25 | 5843 | 5843 | 89.35 | 93.89 | 0.01 | 4.53
2020 | NYISO_A-F_2_NYISO_G-I | NYISO_A-F | NYISO_G-I | Internal | Winter | B17 | 100 | 5843 | 5843 | 84.78 | 92.59 | 0.01 | 7.8
2020 | NYISO_A-F_2_NYISO_G-I | NYISO_A-F | NYISO_G-I | Internal | Winter | B18 | 400 | 5843 | 5843 | 79.57 | 85.57 | 0.01 | 5.99
2020 | NYISO_A-F_2_NYISO_G-I | NYISO_A-F | NYISO_G-I | Internal | Winter | B19 | 700 | 5843 | 5843 | 77.71 | 83.71 | 0.01 | 5.99
2020 | NYISO_A-F_2_NYISO_G-I | NYISO_A-F | NYISO_G-I | Internal | Winter | B20 | 935 | 5843 | 5843 | 77.71 | 81.35 | 0.01 | 3.63
2020 | NYISO_A-F_2_PJM_ROM | NYISO_A-F | PJM_ROM | Internal | Shoulder | B11 | 25 | 1000 | 1000 | 85.58 | 93.6 | 8 | 0.02
2020 | NYISO_A-F_2_PJM_ROM | NYISO_A-F | PJM_ROM | Internal | Shoulder | B12 | 200 | 1000 | 121.52 | 80.05 | 88.05 | 8 | 0
2020 | NYISO_A-F_2_PJM_ROM | NYISO_A-F | PJM_ROM | Internal | Shoulder | B13 | 600 | 1000 | 510.73 | 78.91 | 86.91 | 8 | 0
2020 | NYISO_A-F_2_PJM_ROM | NYISO_A-F | PJM_ROM | Internal | Shoulder | B14 | 900 | 1000 | 0 | 78.17 | 85.26 | 8 | 0
2020 | NYISO_A-F_2_PJM_ROM | NYISO_A-F | PJM_ROM | Internal | Shoulder | B15 | 1203 | 1000 | 0 | 78.17 | 75.27 | 8 | 0
2020 | NYISO_A-F_2_PJM_ROM | NYISO_A-F | PJM_ROM | Internal | Summer | B1 | 10 | 1000 | 1000 | 105.73 | 141.4 | 8 | 27.67
2020 | NYISO_A-F_2_PJM_ROM | NYISO_A-F | PJM_ROM | Internal | Summer | B2 | 25 | 1000 | 1000 | 118.39 | 137.26 | 8 | 10.87
2020 | NYISO_A-F_2_PJM_ROM | NYISO_A-F | PJM_ROM | Internal | Summer | B3 | 75 | 1000 | 1000 | 105.73 | 137.23 | 8 | 23.5
2020 | NYISO_A-F_2_PJM_ROM | NYISO_A-F | PJM_ROM | Internal | Summer | B4 | 100 | 1000 | 1000 | 85.7 | 124.38 | 8 | 30.68
2020 | NYISO_A-F_2_PJM_ROM | NYISO_A-F | PJM_ROM | Internal | Summer | B5 | 200 | 1000 | 1000 | 85.7 | 97.73 | 8 | 4.03
2020 | NYISO_A-F_2_PJM_ROM | NYISO_A-F | PJM_ROM | Internal | Summer | B6 | 300 | 1000 | 290.58 | 82.51 | 90.51 | 8 | 0
2020 | NYISO_A-F_2_PJM_ROM | NYISO_A-F | PJM_ROM | Internal | Summer | B7 | 400 | 1000 | 0 | 78.43 | 85.32 | 8 | 0
2020 | NYISO_A-F_2_PJM_ROM | NYISO_A-F | PJM_ROM | Internal | Summer | B8 | 500 | 1000 | 0 | 77.52 | 83.82 | 8 | 0
2020 | NYISO_A-F_2_PJM_ROM | NYISO_A-F | PJM_ROM | Internal | Summer | B9 | 800 | 1000 | 0 | 77.52 | 74.53 | 8 | 0
2020 | NYISO_A-F_2_PJM_ROM | NYISO_A-F | PJM_ROM | Internal | Summer | B10 | 1262 | 1000 | 0 | 77.52 | 71.52 | 8 | 0
2020 | NYISO_A-F_2_PJM_ROM | NYISO_A-F | PJM_ROM | Internal | Winter | B16 | 25 | 1000 | 1000 | 89.35 | 101.91 | 8 | 4.56
2020 | NYISO_A-F_2_PJM_ROM | NYISO_A-F | PJM_ROM | Internal | Winter | B17 | 100 | 1000 | 633.06 | 84.78 | 92.78 | 8 | 0
2020 | NYISO_A-F_2_PJM_ROM | NYISO_A-F | PJM_ROM | Internal | Winter | B18 | 400 | 1000 | 1000 | 79.57 | 88.95 | 8 | 1.38
2020 | NYISO_A-F_2_PJM_ROM | NYISO_A-F | PJM_ROM | Internal | Winter | B19 | 700 | 1000 | 0 | 77.71 | 83.9 | 8 | 0
2020 | NYISO_A-F_2_PJM_ROM | NYISO_A-F | PJM_ROM | Internal | Winter | B20 | 935 | 1000 | 0 | 77.71 | 75.35 | 8 | 0
2020 | NYISO_G-I_2_NEISO | NYISO_G-I | NEISO | Internal | Shoulder | B11 | 25 | 600 | 0 | 85.59 | 82.59 | 3 | 0
2020 | NYISO_G-I_2_NEISO | NYISO_G-I | NEISO | Internal | Shoulder | B12 | 200 | 600 | 0 | 84.47 | 81.48 | 3 | 0
2020 | NYISO_G-I_2_NEISO | NYISO_G-I | NEISO | Internal | Shoulder | B13 | 600 | 600 | 0 | 84.47 | 81.47 | 3 | 0
2020 | NYISO_G-I_2_NEISO | NYISO_G-I | NEISO | Internal | Shoulder | B14 | 900 | 600 | 0 | 84.17 | 81.17 | 3 | 0
2020 | NYISO_G-I_2_NEISO | NYISO_G-I | NEISO | Internal | Shoulder | B15 | 1203 | 600 | 0 | 78.18 | 81.17 | 3 | 0
2020 | NYISO_G-I_2_NEISO | NYISO_G-I | NEISO | Internal | Summer | B1 | 10 | 600 | 0 | 133.42 | 121.39 | 3 | 0
2020 | NYISO_G-I_2_NEISO | NYISO_G-I | NEISO | Internal | Summer | B2 | 25 | 600 | 0 | 129.27 | 121.39 | 3 | 0
2020 | NYISO_G-I_2_NEISO | NYISO_G-I | NEISO | Internal | Summer | B3 | 75 | 600 | 0 | 117.51 | 107.08 | 3 | 0
2020 | NYISO_G-I_2_NEISO | NYISO_G-I | NEISO | Internal | Summer | B4 | 100 | 600 | 0 | 116.37 | 81.43 | 3 | 0
2020 | NYISO_G-I_2_NEISO | NYISO_G-I | NEISO | Internal | Summer | B5 | 200 | 600 | 0 | 89.73 | 81.43 | 3 | 0
2020 | NYISO_G-I_2_NEISO | NYISO_G-I | NEISO | Internal | Summer | B6 | 300 | 600 | 0 | 82.84 | 81.43 | 3 | 0
2020 | NYISO_G-I_2_NEISO | NYISO_G-I | NEISO | Internal | Summer | B7 | 400 | 600 | 0 | 82.84 | 81.43 | 3 | 0
2020 | NYISO_G-I_2_NEISO | NYISO_G-I | NEISO | Internal | Summer | B8 | 500 | 600 | 0 | 82.84 | 80.52 | 3 | 0
2020 | NYISO_G-I_2_NEISO | NYISO_G-I | NEISO | Internal | Summer | B9 | 800 | 600 | 0 | 80.54 | 78.53 | 3 | 0
2020 | NYISO_G-I_2_NEISO | NYISO_G-I | NEISO | Internal | Summer | B10 | 1262 | 600 | 0 | 77.53 | 80.52 | 3 | 0
2020 | NYISO_G-I_2_NEISO | NYISO_G-I | NEISO | Internal | Winter | B16 | 25 | 600 | 0 | 93.89 | 92.35 | 3 | 0
2020 | NYISO_G-I_2_NEISO | NYISO_G-I | NEISO | Internal | Winter | B17 | 100 | 600 | 0 | 92.59 | 87.78 | 3 | 0
2020 | NYISO_G-I_2_NEISO | NYISO_G-I | NEISO | Internal | Winter | B18 | 400 | 600 | 0 | 85.57 | 82.57 | 3 | 0
2020 | NYISO_G-I_2_NEISO | NYISO_G-I | NEISO | Internal | Winter | B19 | 700 | 600 | 0 | 83.71 | 80.71 | 3 | 0
2020 | NYISO_G-I_2_NEISO | NYISO_G-I | NEISO | Internal | Winter | B20 | 935 | 600 | 0 | 81.35 | 80.71 | 3 | 0
2020 | NYISO_G-I_2_NYISO_A-F | NYISO_G-I | NYISO_A-F | Internal | Shoulder | B11 | 25 | 3592 | 0 | 85.59 | 85.58 | 0.01 | 0
2020 | NYISO_G-I_2_NYISO_A-F | NYISO_G-I | NYISO_A-F | Internal | Shoulder | B12 | 200 | 3592 | 0 | 84.47 | 80.05 | 0.01 | 0
2020 | NYISO_G-I_2_NYISO_A-F | NYISO_G-I | NYISO_A-F | Internal | Shoulder | B13 | 600 | 3592 | 0 | 84.47 | 78.91 | 0.01 | 0
2020 | NYISO_G-I_2_NYISO_A-F | NYISO_G-I | NYISO_A-F | Internal | Shoulder | B14 | 900 | 3592 | 0 | 84.17 | 78.17 | 0.01 | 0
2020 | NYISO_G-I_2_NYISO_A-F | NYISO_G-I | NYISO_A-F | Internal | Shoulder | B15 | 1203 | 3592 | 0 | 78.18 | 78.17 | 0.01 | 0
2020 | NYISO_G-I_2_NYISO_A-F | NYISO_G-I | NYISO_A-F | Internal | Summer | B1 | 10 | 3592 | 0 | 133.42 | 105.73 | 0.01 | 0
2020 | NYISO_G-I_2_NYISO_A-F | NYISO_G-I | NYISO_A-F | Internal | Summer | B2 | 25 | 3592 | 0 | 129.27 | 118.39 | 0.01 | 0
2020 | NYISO_G-I_2_NYISO_A-F | NYISO_G-I | NYISO_A-F | Internal | Summer | B3 | 75 | 3592 | 0 | 117.51 | 105.73 | 0.01 | 0
2020 | NYISO_G-I_2_NYISO_A-F | NYISO_G-I | NYISO_A-F | Internal | Summer | B4 | 100 | 3592 | 0 | 116.37 | 85.7 | 0.01 | 0
2020 | NYISO_G-I_2_NYISO_A-F | NYISO_G-I | NYISO_A-F | Internal | Summer | B5 | 200 | 3592 | 0 | 89.73 | 85.7 | 0.01 | 0
2020 | NYISO_G-I_2_NYISO_A-F | NYISO_G-I | NYISO_A-F | Internal | Summer | B6 | 300 | 3592 | 0 | 82.84 | 82.51 | 0.01 | 0
2020 | NYISO_G-I_2_NYISO_A-F | NYISO_G-I | NYISO_A-F | Internal | Summer | B7 | 400 | 3592 | 0 | 82.84 | 78.43 | 0.01 | 0
2020 | NYISO_G-I_2_NYISO_A-F | NYISO_G-I | NYISO_A-F | Internal | Summer | B8 | 500 | 3592 | 0 | 82.84 | 77.52 | 0.01 | 0
2020 | NYISO_G-I_2_NYISO_A-F | NYISO_G-I | NYISO_A-F | Internal | Summer | B9 | 800 | 3592 | 0 | 80.54 | 77.52 | 0.01 | 0
2020 | NYISO_G-I_2_NYISO_A-F | NYISO_G-I | NYISO_A-F | Internal | Summer | B10 | 1262 | 3592 | 0 | 77.53 | 77.52 | 0.01 | 0
2020 | NYISO_G-I_2_NYISO_A-F | NYISO_G-I | NYISO_A-F | Internal | Winter | B16 | 25 | 3592 | 0 | 93.89 | 89.35 | 0.01 | 0
2020 | NYISO_G-I_2_NYISO_A-F | NYISO_G-I | NYISO_A-F | Internal | Winter | B17 | 100 | 3592 | 0 | 92.59 | 84.78 | 0.01 | 0
2020 | NYISO_G-I_2_NYISO_A-F | NYISO_G-I | NYISO_A-F | Internal | Winter | B18 | 400 | 3592 | 0 | 85.57 | 79.57 | 0.01 | 0
2020 | NYISO_G-I_2_NYISO_A-F | NYISO_G-I | NYISO_A-F | Internal | Winter | B19 | 700 | 3592 | 0 | 83.71 | 77.71 | 0.01 | 0
2020 | NYISO_G-I_2_NYISO_A-F | NYISO_G-I | NYISO_A-F | Internal | Winter | B20 | 935 | 3592 | 0 | 81.35 | 77.71 | 0.01 | 0
2020 | NYISO_G-I_2_NYISO_J-K | NYISO_G-I | NYISO_J-K | Internal | Shoulder | B11 | 25 | 6130 | 5358.44 | 85.59 | 85.6 | 0.01 | 0
2020 | NYISO_G-I_2_NYISO_J-K | NYISO_G-I | NYISO_J-K | Internal | Shoulder | B12 | 200 | 6130 | 5135.99 | 84.47 | 84.48 | 0.01 | 0
2020 | NYISO_G-I_2_NYISO_J-K | NYISO_G-I | NYISO_J-K | Internal | Shoulder | B13 | 600 | 6130 | 5669.96 | 84.47 | 84.48 | 0.01 | 0
2020 | NYISO_G-I_2_NYISO_J-K | NYISO_G-I | NYISO_J-K | Internal | Shoulder | B14 | 900 | 6130 | 5732.48 | 84.17 | 84.18 | 0.01 | 0
2020 | NYISO_G-I_2_NYISO_J-K | NYISO_G-I | NYISO_J-K | Internal | Shoulder | B15 | 1203 | 6130 | 4868.76 | 78.18 | 78.2 | 0.01 | 0
2020 | NYISO_G-I_2_NYISO_J-K | NYISO_G-I | NYISO_J-K | Internal | Summer | B1 | 10 | 6130 | 5167 | 133.42 | 133.43 | 0.01 | 0
2020 | NYISO_G-I_2_NYISO_J-K | NYISO_G-I | NYISO_J-K | Internal | Summer | B2 | 25 | 6130 | 4726.16 | 129.27 | 129.28 | 0.01 | 0
2020 | NYISO_G-I_2_NYISO_J-K | NYISO_G-I | NYISO_J-K | Internal | Summer | B3 | 75 | 6130 | 4804.41 | 117.51 | 117.52 | 0.01 | 0
2020 | NYISO_G-I_2_NYISO_J-K | NYISO_G-I | NYISO_J-K | Internal | Summer | B4 | 100 | 6130 | 5503.83 | 116.37 | 116.38 | 0.01 | 0
2020 | NYISO_G-I_2_NYISO_J-K | NYISO_G-I | NYISO_J-K | Internal | Summer | B5 | 200 | 6130 | 6130 | 89.73 | 103.73 | 0.01 | 13.99
2020 | NYISO_G-I_2_NYISO_J-K | NYISO_G-I | NYISO_J-K | Internal | Summer | B6 | 300 | 6130 | 6130 | 82.84 | 86.84 | 0.01 | 3.98
2020 | NYISO_G-I_2_NYISO_J-K | NYISO_G-I | NYISO_J-K | Internal | Summer | B7 | 400 | 6130 | 6130 | 82.84 | 84.43 | 0.01 | 1.58
2020 | NYISO_G-I_2_NYISO_J-K | NYISO_G-I | NYISO_J-K | Internal | Summer | B8 | 500 | 6130 | 6130 | 82.84 | 83.52 | 0.01 | 0.67
2020 | NYISO_G-I_2_NYISO_J-K | NYISO_G-I | NYISO_J-K | Internal | Summer | B9 | 800 | 6130 | 6130 | 80.54 | 81.53 | 0.01 | 0.98
2020 | NYISO_G-I_2_NYISO_J-K | NYISO_G-I | NYISO_J-K | Internal | Summer | B10 | 1262 | 6130 | 5312.54 | 77.53 | 77.54 | 0.01 | 0
2020 | NYISO_G-I_2_NYISO_J-K | NYISO_G-I | NYISO_J-K | Internal | Winter | B16 | 25 | 6130 | 6130 | 93.89 | 95.35 | 0.01 | 1.44
2020 | NYISO_G-I_2_NYISO_J-K | NYISO_G-I | NYISO_J-K | Internal | Winter | B17 | 100 | 6130 | 6130 | 92.59 | 94.92 | 0.01 | 2.32
2020 | NYISO_G-I_2_NYISO_J-K | NYISO_G-I | NYISO_J-K | Internal | Winter | B18 | 400 | 6130 | 6130 | 85.57 | 94.92 | 0.01 | 9.33
2020 | NYISO_G-I_2_NYISO_J-K | NYISO_G-I | NYISO_J-K | Internal | Winter | B19 | 700 | 6130 | 6130 | 83.71 | 94.92 | 0.01 | 11.2
2020 | NYISO_G-I_2_NYISO_J-K | NYISO_G-I | NYISO_J-K | Internal | Winter | B20 | 935 | 6130 | 6119.1 | 81.35 | 81.36 | 0.01 | 0
2020 | NYISO_G-I_2_PJM_E | NYISO_G-I | PJM_E | Internal | Shoulder | B11 | 25 | 1500 | 291.28 | 85.59 | 93.59 | 8 | 0
2020 | NYISO_G-I_2_PJM_E | NYISO_G-I | PJM_E | Internal | Shoulder | B12 | 200 | 1500 | 0 | 84.47 | 88.04 | 8 | 0
2020 | NYISO_G-I_2_PJM_E | NYISO_G-I | PJM_E | Internal | Shoulder | B13 | 600 | 1500 | 0 | 84.47 | 86.92 | 8 | 0
2020 | NYISO_G-I_2_PJM_E | NYISO_G-I | PJM_E | Internal | Shoulder | B14 | 900 | 1500 | 0 | 84.17 | 85.27 | 8 | 0
2020 | NYISO_G-I_2_PJM_E | NYISO_G-I | PJM_E | Internal | Shoulder | B15 | 1203 | 1500 | 0 | 78.18 | 75.28 | 8 | 0
2020 | NYISO_G-I_2_PJM_E | NYISO_G-I | PJM_E | Internal | Summer | B1 | 10 | 1500 | 593.07 | 133.42 | 141.42 | 8 | 0
2020 | NYISO_G-I_2_PJM_E | NYISO_G-I | PJM_E | Internal | Summer | B2 | 25 | 1500 | 1186.65 | 129.27 | 137.27 | 8 | 0
2020 | NYISO_G-I_2_PJM_E | NYISO_G-I | PJM_E | Internal | Summer | B3 | 75 | 1500 | 1500 | 117.51 | 137.22 | 8 | 11.71
2020 | NYISO_G-I_2_PJM_E | NYISO_G-I | PJM_E | Internal | Summer | B4 | 100 | 1500 | 1056.98 | 116.37 | 124.37 | 8 | 0
2020 | NYISO_G-I_2_PJM_E | NYISO_G-I | PJM_E | Internal | Summer | B5 | 200 | 1500 | 545.18 | 89.73 | 97.73 | 8 | 0
2020 | NYISO_G-I_2_PJM_E | NYISO_G-I | PJM_E | Internal | Summer | B6 | 300 | 1500 | 0 | 82.84 | 90.53 | 8 | 0
2020 | NYISO_G-I_2_PJM_E | NYISO_G-I | PJM_E | Internal | Summer | B7 | 400 | 1500 | 0 | 82.84 | 85.33 | 8 | 0
2020 | NYISO_G-I_2_PJM_E | NYISO_G-I | PJM_E | Internal | Summer | B8 | 500 | 1500 | 0 | 82.84 | 83.83 | 8 | 0
2020 | NYISO_G-I_2_PJM_E | NYISO_G-I | PJM_E | Internal | Summer | B9 | 800 | 1500 | 0 | 80.54 | 74.54 | 8 | 0
2020 | NYISO_G-I_2_PJM_E | NYISO_G-I | PJM_E | Internal | Summer | B10 | 1262 | 1500 | 0 | 77.53 | 71.53 | 8 | 0
2020 | NYISO_G-I_2_PJM_E | NYISO_G-I | PJM_E | Internal | Winter | B16 | 25 | 1500 | 298.63 | 93.89 | 101.89 | 8 | 0
2020 | NYISO_G-I_2_PJM_E | NYISO_G-I | PJM_E | Internal | Winter | B17 | 100 | 1500 | 0 | 92.59 | 92.77 | 8 | 0
2020 | NYISO_G-I_2_PJM_E | NYISO_G-I | PJM_E | Internal | Winter | B18 | 400 | 1500 | 0 | 85.57 | 88.96 | 8 | 0
2020 | NYISO_G-I_2_PJM_E | NYISO_G-I | PJM_E | Internal | Winter | B19 | 700 | 1500 | 0 | 83.71 | 83.91 | 8 | 0
2020 | NYISO_G-I_2_PJM_E | NYISO_G-I | PJM_E | Internal | Winter | B20 | 935 | 1500 | 0 | 81.35 | 75.36 | 8 | 0
2020 | NYISO_J-K_2_NEISO | NYISO_J-K | NEISO | Internal | Shoulder | B11 | 25 | 347 | 0 | 85.6 | 82.59 | 3 | 0
2020 | NYISO_J-K_2_NEISO | NYISO_J-K | NEISO | Internal | Shoulder | B12 | 200 | 347 | 0 | 84.48 | 81.48 | 3 | 0
2020 | NYISO_J-K_2_NEISO | NYISO_J-K | NEISO | Internal | Shoulder | B13 | 600 | 347 | 0 | 84.48 | 81.47 | 3 | 0
2020 | NYISO_J-K_2_NEISO | NYISO_J-K | NEISO | Internal | Shoulder | B14 | 900 | 347 | 0 | 84.18 | 81.17 | 3 | 0
2020 | NYISO_J-K_2_NEISO | NYISO_J-K | NEISO | Internal | Shoulder | B15 | 1203 | 347 | 0 | 78.2 | 81.17 | 3 | 0
2020 | NYISO_J-K_2_NEISO | NYISO_J-K | NEISO | Internal | Summer | B1 | 10 | 347 | 0 | 133.43 | 121.39 | 3 | 0
2020 | NYISO_J-K_2_NEISO | NYISO_J-K | NEISO | Internal | Summer | B2 | 25 | 347 | 0 | 129.28 | 121.39 | 3 | 0
2020 | NYISO_J-K_2_NEISO | NYISO_J-K | NEISO | Internal | Summer | B3 | 75 | 347 | 0 | 117.52 | 107.08 | 3 | 0
2020 | NYISO_J-K_2_NEISO | NYISO_J-K | NEISO | Internal | Summer | B4 | 100 | 347 | 0 | 116.38 | 81.43 | 3 | 0
2020 | NYISO_J-K_2_NEISO | NYISO_J-K | NEISO | Internal | Summer | B5 | 200 | 347 | 0 | 103.73 | 81.43 | 3 | 0
2020 | NYISO_J-K_2_NEISO | NYISO_J-K | NEISO | Internal | Summer | B6 | 300 | 347 | 0 | 86.84 | 81.43 | 3 | 0
2020 | NYISO_J-K_2_NEISO | NYISO_J-K | NEISO | Internal | Summer | B7 | 400 | 347 | 0 | 84.43 | 81.43 | 3 | 0
2020 | NYISO_J-K_2_NEISO | NYISO_J-K | NEISO | Internal | Summer | B8 | 500 | 347 | 0 | 83.52 | 80.52 | 3 | 0
2020 | NYISO_J-K_2_NEISO | NYISO_J-K | NEISO | Internal | Summer | B9 | 800 | 347 | 0 | 81.53 | 78.53 | 3 | 0
2020 | NYISO_J-K_2_NEISO | NYISO_J-K | NEISO | Internal | Summer | B10 | 1262 | 347 | 0 | 77.54 | 80.52 | 3 | 0
2020 | NYISO_J-K_2_NEISO | NYISO_J-K | NEISO | Internal | Winter | B16 | 25 | 347 | 0 | 95.35 | 92.35 | 3 | 0
2020 | NYISO_J-K_2_NEISO | NYISO_J-K | NEISO | Internal | Winter | B17 | 100 | 347 | 0 | 94.92 | 87.78 | 3 | 0
2020 | NYISO_J-K_2_NEISO | NYISO_J-K | NEISO | Internal | Winter | B18 | 400 | 347 | 0 | 94.92 | 82.57 | 3 | 0
2020 | NYISO_J-K_2_NEISO | NYISO_J-K | NEISO | Internal | Winter | B19 | 700 | 347 | 0 | 94.92 | 80.71 | 3 | 0
2020 | NYISO_J-K_2_NEISO | NYISO_J-K | NEISO | Internal | Winter | B20 | 935 | 347 | 0 | 81.36 | 80.71 | 3 | 0
2020 | NYISO_J-K_2_NYISO_G-I | NYISO_J-K | NYISO_G-I | Internal | Shoulder | B11 | 25 | 1999 | 0 | 85.6 | 85.59 | 0.01 | 0
2020 | NYISO_J-K_2_NYISO_G-I | NYISO_J-K | NYISO_G-I | Internal | Shoulder | B12 | 200 | 1999 | 0 | 84.48 | 84.47 | 0.01 | 0
2020 | NYISO_J-K_2_NYISO_G-I | NYISO_J-K | NYISO_G-I | Internal | Shoulder | B13 | 600 | 1999 | 0 | 84.48 | 84.47 | 0.01 | 0
2020 | NYISO_J-K_2_NYISO_G-I | NYISO_J-K | NYISO_G-I | Internal | Shoulder | B14 | 900 | 1999 | 0 | 84.18 | 84.17 | 0.01 | 0
2020 | NYISO_J-K_2_NYISO_G-I | NYISO_J-K | NYISO_G-I | Internal | Shoulder | B15 | 1203 | 1999 | 0 | 78.2 | 78.18 | 0.01 | 0
2020 | NYISO_J-K_2_NYISO_G-I | NYISO_J-K | NYISO_G-I | Internal | Summer | B1 | 10 | 1999 | 0 | 133.43 | 133.42 | 0.01 | 0
2020 | NYISO_J-K_2_NYISO_G-I | NYISO_J-K | NYISO_G-I | Internal | Summer | B2 | 25 | 1999 | 0 | 129.28 | 129.27 | 0.01 | 0
2020 | NYISO_J-K_2_NYISO_G-I | NYISO_J-K | NYISO_G-I | Internal | Summer | B3 | 75 | 1999 | 0 | 117.52 | 117.51 | 0.01 | 0
2020 | NYISO_J-K_2_NYISO_G-I | NYISO_J-K | NYISO_G-I | Internal | Summer | B4 | 100 | 1999 | 0 | 116.38 | 116.37 | 0.01 | 0
2020 | NYISO_J-K_2_NYISO_G-I | NYISO_J-K | NYISO_G-I | Internal | Summer | B5 | 200 | 1999 | 0 | 103.73 | 89.73 | 0.01 | 0
2020 | NYISO_J-K_2_NYISO_G-I | NYISO_J-K | NYISO_G-I | Internal | Summer | B6 | 300 | 1999 | 0 | 86.84 | 82.84 | 0.01 | 0
2020 | NYISO_J-K_2_NYISO_G-I | NYISO_J-K | NYISO_G-I | Internal | Summer | B7 | 400 | 1999 | 0 | 84.43 | 82.84 | 0.01 | 0
2020 | NYISO_J-K_2_NYISO_G-I | NYISO_J-K | NYISO_G-I | Internal | Summer | B8 | 500 | 1999 | 0 | 83.52 | 82.84 | 0.01 | 0
2020 | NYISO_J-K_2_NYISO_G-I | NYISO_J-K | NYISO_G-I | Internal | Summer | B9 | 800 | 1999 | 0 | 81.53 | 80.54 | 0.01 | 0
2020 | NYISO_J-K_2_NYISO_G-I | NYISO_J-K | NYISO_G-I | Internal | Summer | B10 | 1262 | 1999 | 0 | 77.54 | 77.53 | 0.01 | 0
2020 | NYISO_J-K_2_NYISO_G-I | NYISO_J-K | NYISO_G-I | Internal | Winter | B16 | 25 | 1999 | 0 | 95.35 | 93.89 | 0.01 | 0
2020 | NYISO_J-K_2_NYISO_G-I | NYISO_J-K | NYISO_G-I | Internal | Winter | B17 | 100 | 1999 | 0 | 94.92 | 92.59 | 0.01 | 0
2020 | NYISO_J-K_2_NYISO_G-I | NYISO_J-K | NYISO_G-I | Internal | Winter | B18 | 400 | 1999 | 0 | 94.92 | 85.57 | 0.01 | 0
2020 | NYISO_J-K_2_NYISO_G-I | NYISO_J-K | NYISO_G-I | Internal | Winter | B19 | 700 | 1999 | 0 | 94.92 | 83.71 | 0.01 | 0
2020 | NYISO_J-K_2_NYISO_G-I | NYISO_J-K | NYISO_G-I | Internal | Winter | B20 | 935 | 1999 | 0 | 81.36 | 81.35 | 0.01 | 0
2020 | NYISO_J-K_2_PJM_E | NYISO_J-K | PJM_E | Internal | Shoulder | B11 | 25 | 330 | 0 | 85.6 | 93.59 | 8 | 0
2020 | NYISO_J-K_2_PJM_E | NYISO_J-K | PJM_E | Internal | Shoulder | B12 | 200 | 330 | 0 | 84.48 | 88.04 | 8 | 0
2020 | NYISO_J-K_2_PJM_E | NYISO_J-K | PJM_E | Internal | Shoulder | B13 | 600 | 330 | 0 | 84.48 | 86.92 | 8 | 0
2020 | NYISO_J-K_2_PJM_E | NYISO_J-K | PJM_E | Internal | Shoulder | B14 | 900 | 330 | 0 | 84.18 | 85.27 | 8 | 0
2020 | NYISO_J-K_2_PJM_E | NYISO_J-K | PJM_E | Internal | Shoulder | B15 | 1203 | 330 | 0 | 78.2 | 75.28 | 8 | 0
2020 | NYISO_J-K_2_PJM_E | NYISO_J-K | PJM_E | Internal | Summer | B1 | 10 | 330 | 0 | 133.43 | 141.42 | 8 | 0
2020 | NYISO_J-K_2_PJM_E | NYISO_J-K | PJM_E | Internal | Summer | B2 | 25 | 330 | 0 | 129.28 | 137.27 | 8 | 0
2020 | NYISO_J-K_2_PJM_E | NYISO_J-K | PJM_E | Internal | Summer | B3 | 75 | 330 | 330 | 117.52 | 137.22 | 8 | 11.7
2020 | NYISO_J-K_2_PJM_E | NYISO_J-K | PJM_E | Internal | Summer | B4 | 100 | 330 | 0 | 116.38 | 124.37 | 8 | 0
2020 | NYISO_J-K_2_PJM_E | NYISO_J-K | PJM_E | Internal | Summer | B5 | 200 | 330 | 0 | 103.73 | 97.73 | 8 | 0
2020 | NYISO_J-K_2_PJM_E | NYISO_J-K | PJM_E | Internal | Summer | B6 | 300 | 330 | 0 | 86.84 | 90.53 | 8 | 0
2020 | NYISO_J-K_2_PJM_E | NYISO_J-K | PJM_E | Internal | Summer | B7 | 400 | 330 | 0 | 84.43 | 85.33 | 8 | 0
2020 | NYISO_J-K_2_PJM_E | NYISO_J-K | PJM_E | Internal | Summer | B8 | 500 | 330 | 0 | 83.52 | 83.83 | 8 | 0
2020 | NYISO_J-K_2_PJM_E | NYISO_J-K | PJM_E | Internal | Summer | B9 | 800 | 330 | 0 | 81.53 | 74.54 | 8 | 0
2020 | NYISO_J-K_2_PJM_E | NYISO_J-K | PJM_E | Internal | Summer | B10 | 1262 | 330 | 0 | 77.54 | 71.53 | 8 | 0
2020 | NYISO_J-K_2_PJM_E | NYISO_J-K | PJM_E | Internal | Winter | B16 | 25 | 330 | 0 | 95.35 | 101.89 | 8 | 0
2020 | NYISO_J-K_2_PJM_E | NYISO_J-K | PJM_E | Internal | Winter | B17 | 100 | 330 | 0 | 94.92 | 92.77 | 8 | 0
2020 | NYISO_J-K_2_PJM_E | NYISO_J-K | PJM_E | Internal | Winter | B18 | 400 | 330 | 0 | 94.92 | 88.96 | 8 | 0
2020 | NYISO_J-K_2_PJM_E | NYISO_J-K | PJM_E | Internal | Winter | B19 | 700 | 330 | 0 | 94.92 | 83.91 | 8 | 0
2020 | NYISO_J-K_2_PJM_E | NYISO_J-K | PJM_E | Internal | Winter | B20 | 935 | 330 | 0 | 81.36 | 75.36 | 8 | 0
2020 | PJM_E_2_NYISO_G-I | PJM_E | NYISO_G-I | Internal | Shoulder | B11 | 25 | 500 | 0 | 93.59 | 85.59 | 6 | 0
2020 | PJM_E_2_NYISO_G-I | PJM_E | NYISO_G-I | Internal | Shoulder | B12 | 200 | 500 | 0 | 88.04 | 84.47 | 6 | 0
2020 | PJM_E_2_NYISO_G-I | PJM_E | NYISO_G-I | Internal | Shoulder | B13 | 600 | 500 | 0 | 86.92 | 84.47 | 6 | 0
2020 | PJM_E_2_NYISO_G-I | PJM_E | NYISO_G-I | Internal | Shoulder | B14 | 900 | 500 | 0 | 85.27 | 84.17 | 6 | 0
2020 | PJM_E_2_NYISO_G-I | PJM_E | NYISO_G-I | Internal | Shoulder | B15 | 1203 | 500 | 0 | 75.28 | 78.18 | 6 | 0
2020 | PJM_E_2_NYISO_G-I | PJM_E | NYISO_G-I | Internal | Summer | B1 | 10 | 500 | 0 | 141.42 | 133.42 | 6 | 0
2020 | PJM_E_2_NYISO_G-I | PJM_E | NYISO_G-I | Internal | Summer | B2 | 25 | 500 | 0 | 137.27 | 129.27 | 6 | 0
2020 | PJM_E_2_NYISO_G-I | PJM_E | NYISO_G-I | Internal | Summer | B3 | 75 | 500 | 0 | 137.22 | 117.51 | 6 | 0
2020 | PJM_E_2_NYISO_G-I | PJM_E | NYISO_G-I | Internal | Summer | B4 | 100 | 500 | 0 | 124.37 | 116.37 | 6 | 0
2020 | PJM_E_2_NYISO_G-I | PJM_E | NYISO_G-I | Internal | Summer | B5 | 200 | 500 | 0 | 97.73 | 89.73 | 6 | 0
2020 | PJM_E_2_NYISO_G-I | PJM_E | NYISO_G-I | Internal | Summer | B6 | 300 | 500 | 0 | 90.53 | 82.84 | 6 | 0
2020 | PJM_E_2_NYISO_G-I | PJM_E | NYISO_G-I | Internal | Summer | B7 | 400 | 500 | 0 | 85.33 | 82.84 | 6 | 0
2020 | PJM_E_2_NYISO_G-I | PJM_E | NYISO_G-I | Internal | Summer | B8 | 500 | 500 | 0 | 83.83 | 82.84 | 6 | 0
2020 | PJM_E_2_NYISO_G-I | PJM_E | NYISO_G-I | Internal | Summer | B9 | 800 | 500 | 402.06 | 74.54 | 80.54 | 6 | 0
2020 | PJM_E_2_NYISO_G-I | PJM_E | NYISO_G-I | Internal | Summer | B10 | 1262 | 500 | 172.57 | 71.53 | 77.53 | 6 | 0
2020 | PJM_E_2_NYISO_G-I | PJM_E | NYISO_G-I | Internal | Winter | B16 | 25 | 500 | 0 | 101.89 | 93.89 | 6 | 0
2020 | PJM_E_2_NYISO_G-I | PJM_E | NYISO_G-I | Internal | Winter | B17 | 100 | 500 | 0 | 92.77 | 92.59 | 6 | 0
2020 | PJM_E_2_NYISO_G-I | PJM_E | NYISO_G-I | Internal | Winter | B18 | 400 | 500 | 0 | 88.96 | 85.57 | 6 | 0
2020 | PJM_E_2_NYISO_G-I | PJM_E | NYISO_G-I | Internal | Winter | B19 | 700 | 500 | 0 | 83.91 | 83.71 | 6 | 0
2020 | PJM_E_2_NYISO_G-I | PJM_E | NYISO_G-I | Internal | Winter | B20 | 935 | 500 | 0 | 75.36 | 81.35 | 6 | 0
2020 | PJM_E_2_NYISO_J-K | PJM_E | NYISO_J-K | Internal | Shoulder | B11 | 25 | 330 | 0 | 93.59 | 85.6 | 6 | 0
2020 | PJM_E_2_NYISO_J-K | PJM_E | NYISO_J-K | Internal | Shoulder | B12 | 200 | 330 | 0 | 88.04 | 84.48 | 6 | 0
2020 | PJM_E_2_NYISO_J-K | PJM_E | NYISO_J-K | Internal | Shoulder | B13 | 600 | 330 | 0 | 86.92 | 84.48 | 6 | 0
2020 | PJM_E_2_NYISO_J-K | PJM_E | NYISO_J-K | Internal | Shoulder | B14 | 900 | 330 | 0 | 85.27 | 84.18 | 6 | 0
2020 | PJM_E_2_NYISO_J-K | PJM_E | NYISO_J-K | Internal | Shoulder | B15 | 1203 | 330 | 0 | 75.28 | 78.2 | 6 | 0
2020 | PJM_E_2_NYISO_J-K | PJM_E | NYISO_J-K | Internal | Summer | B1 | 10 | 330 | 0 | 141.42 | 133.43 | 6 | 0
2020 | PJM_E_2_NYISO_J-K | PJM_E | NYISO_J-K | Internal | Summer | B2 | 25 | 330 | 0 | 137.27 | 129.28 | 6 | 0
2020 | PJM_E_2_NYISO_J-K | PJM_E | NYISO_J-K | Internal | Summer | B3 | 75 | 330 | 0 | 137.22 | 117.52 | 6 | 0
2020 | PJM_E_2_NYISO_J-K | PJM_E | NYISO_J-K | Internal | Summer | B4 | 100 | 330 | 0 | 124.37 | 116.38 | 6 | 0
2020 | PJM_E_2_NYISO_J-K | PJM_E | NYISO_J-K | Internal | Summer | B5 | 200 | 330 | 302.24 | 97.73 | 103.73 | 6 | 0
2020 | PJM_E_2_NYISO_J-K | PJM_E | NYISO_J-K | Internal | Summer | B6 | 300 | 330 | 0 | 90.53 | 86.84 | 6 | 0
2020 | PJM_E_2_NYISO_J-K | PJM_E | NYISO_J-K | Internal | Summer | B7 | 400 | 330 | 0 | 85.33 | 84.43 | 6 | 0
2020 | PJM_E_2_NYISO_J-K | PJM_E | NYISO_J-K | Internal | Summer | B8 | 500 | 330 | 0 | 83.83 | 83.52 | 6 | 0
2020 | PJM_E_2_NYISO_J-K | PJM_E | NYISO_J-K | Internal | Summer | B9 | 800 | 330 | 330 | 74.54 | 81.53 | 6 | 0.99
2020 | PJM_E_2_NYISO_J-K | PJM_E | NYISO_J-K | Internal | Summer | B10 | 1262 | 330 | 330 | 71.53 | 77.54 | 6 | 0.01
2020 | PJM_E_2_NYISO_J-K | PJM_E | NYISO_J-K | Internal | Winter | B16 | 25 | 330 | 0 | 101.89 | 95.35 | 6 | 0
2020 | PJM_E_2_NYISO_J-K | PJM_E | NYISO_J-K | Internal | Winter | B17 | 100 | 330 | 0 | 92.77 | 94.92 | 6 | 0
2020 | PJM_E_2_NYISO_J-K | PJM_E | NYISO_J-K | Internal | Winter | B18 | 400 | 330 | 0 | 88.96 | 94.92 | 6 | 0
2020 | PJM_E_2_NYISO_J-K | PJM_E | NYISO_J-K | Internal | Winter | B19 | 700 | 330 | 330 | 83.91 | 94.92 | 6 | 5.01
2020 | PJM_E_2_NYISO_J-K | PJM_E | NYISO_J-K | Internal | Winter | B20 | 935 | 330 | 278.76 | 75.36 | 81.36 | 6 | 0
2020 | PJM_E_2_PJM_ROM | PJM_E | PJM_ROM | Internal | Shoulder | B11 | 25 | 8000 | 2729.02 | 93.59 | 93.6 | 0.01 | 0
2020 | PJM_E_2_PJM_ROM | PJM_E | PJM_ROM | Internal | Shoulder | B12 | 200 | 8000 | 592.15 | 88.04 | 88.05 | 0.01 | 0
2020 | PJM_E_2_PJM_ROM | PJM_E | PJM_ROM | Internal | Shoulder | B13 | 600 | 8000 | 0 | 86.92 | 86.91 | 0.01 | 0
2020 | PJM_E_2_PJM_ROM | PJM_E | PJM_ROM | Internal | Shoulder | B14 | 900 | 8000 | 0 | 85.27 | 85.26 | 0.01 | 0
2020 | PJM_E_2_PJM_ROM | PJM_E | PJM_ROM | Internal | Shoulder | B15 | 1203 | 8000 | 0 | 75.28 | 75.27 | 0.01 | 0
2020 | PJM_E_2_PJM_ROM | PJM_E | PJM_ROM | Internal | Summer | B1 | 10 | 8000 | 0 | 141.42 | 141.4 | 0.01 | 0
2020 | PJM_E_2_PJM_ROM | PJM_E | PJM_ROM | Internal | Summer | B2 | 25 | 8000 | 0 | 137.27 | 137.26 | 0.01 | 0
2020 | PJM_E_2_PJM_ROM | PJM_E | PJM_ROM | Internal | Summer | B3 | 75 | 8000 | 1984.93 | 137.22 | 137.23 | 0.01 | 0
2020 | PJM_E_2_PJM_ROM | PJM_E | PJM_ROM | Internal | Summer | B4 | 100 | 8000 | 702.4 | 124.37 | 124.38 | 0.01 | 0
2020 | PJM_E_2_PJM_ROM | PJM_E | PJM_ROM | Internal | Summer | B5 | 200 | 8000 | 0 | 97.73 | 97.73 | 0.01 | 0
2020 | PJM_E_2_PJM_ROM | PJM_E | PJM_ROM | Internal | Summer | B6 | 300 | 8000 | 0 | 90.53 | 90.51 | 0.01 | 0
2020 | PJM_E_2_PJM_ROM | PJM_E | PJM_ROM | Internal | Summer | B7 | 400 | 8000 | 0 | 85.33 | 85.32 | 0.01 | 0
2020 | PJM_E_2_PJM_ROM | PJM_E | PJM_ROM | Internal | Summer | B8 | 500 | 8000 | 0 | 83.83 | 83.82 | 0.01 | 0
2020 | PJM_E_2_PJM_ROM | PJM_E | PJM_ROM | Internal | Summer | B9 | 800 | 8000 | 0 | 74.54 | 74.53 | 0.01 | 0
2020 | PJM_E_2_PJM_ROM | PJM_E | PJM_ROM | Internal | Summer | B10 | 1262 | 8000 | 0 | 71.53 | 71.52 | 0.01 | 0
2020 | PJM_E_2_PJM_ROM | PJM_E | PJM_ROM | Internal | Winter | B16 | 25 | 8000 | 2721.17 | 101.89 | 101.91 | 0.01 | 0
2020 | PJM_E_2_PJM_ROM | PJM_E | PJM_ROM | Internal | Winter | B17 | 100 | 8000 | 39.65 | 92.77 | 92.78 | 0.01 | 0
2020 | PJM_E_2_PJM_ROM | PJM_E | PJM_ROM | Internal | Winter | B18 | 400 | 8000 | 0 | 88.96 | 88.95 | 0.01 | 0
2020 | PJM_E_2_PJM_ROM | PJM_E | PJM_ROM | Internal | Winter | B19 | 700 | 8000 | 0 | 83.91 | 83.9 | 0.01 | 0
2020 | PJM_E_2_PJM_ROM | PJM_E | PJM_ROM | Internal | Winter | B20 | 935 | 8000 | 0 | 75.36 | 75.35 | 0.01 | 0
2020 | PJM_ROR_2_MISO_IN | PJM_ROR | MISO_IN | Internal | Shoulder | B11 | 25 | 909 | 0 | 93.61 | 91.61 | 2 | 0
2020 | PJM_ROR_2_MISO_IN | PJM_ROR | MISO_IN | Internal | Shoulder | B12 | 200 | 909 | 0 | 88.04 | 85.89 | 2 | 0
2020 | PJM_ROR_2_MISO_IN | PJM_ROR | MISO_IN | Internal | Shoulder | B13 | 600 | 909 | 0 | 86.9 | 81.51 | 2 | 0
2020 | PJM_ROR_2_MISO_IN | PJM_ROR | MISO_IN | Internal | Shoulder | B14 | 900 | 909 | 0 | 85.24 | 80.32 | 2 | 0
2020 | PJM_ROR_2_MISO_IN | PJM_ROR | MISO_IN | Internal | Shoulder | B15 | 1203 | 909 | 0 | 75.26 | 73.98 | 2 | 0
2020 | PJM_ROR_2_MISO_IN | PJM_ROR | MISO_IN | Internal | Summer | B1 | 10 | 909 | 0 | 141.39 | 139.39 | 2 | 0
2020 | PJM_ROR_2_MISO_IN | PJM_ROR | MISO_IN | Internal | Summer | B2 | 25 | 909 | 0 | 137.24 | 136.58 | 2 | 0
2020 | PJM_ROR_2_MISO_IN | PJM_ROR | MISO_IN | Internal | Summer | B3 | 75 | 909 | 0 | 137.24 | 136.43 | 2 | 0
2020 | PJM_ROR_2_MISO_IN | PJM_ROR | MISO_IN | Internal | Summer | B4 | 100 | 909 | 0 | 124.39 | 122.39 | 2 | 0
2020 | PJM_ROR_2_MISO_IN | PJM_ROR | MISO_IN | Internal | Summer | B5 | 200 | 909 | 0 | 97.75 | 96.01 | 2 | 0
2020 | PJM_ROR_2_MISO_IN | PJM_ROR | MISO_IN | Internal | Summer | B6 | 300 | 909 | 0 | 90.5 | 88.5 | 2 | 0
2020 | PJM_ROR_2_MISO_IN | PJM_ROR | MISO_IN | Internal | Summer | B7 | 400 | 909 | 0 | 85.31 | 83.31 | 2 | 0
2020 | PJM_ROR_2_MISO_IN | PJM_ROR | MISO_IN | Internal | Summer | B8 | 500 | 909 | 0 | 83.8 | 78.98 | 2 | 0
2020 | PJM_ROR_2_MISO_IN | PJM_ROR | MISO_IN | Internal | Summer | B9 | 800 | 909 | 0 | 74.52 | 72.87 | 2 | 0
2020 | PJM_ROR_2_MISO_IN | PJM_ROR | MISO_IN | Internal | Summer | B10 | 1262 | 909 | 0 | 71.51 | 72.32 | 2 | 0
2020 | PJM_ROR_2_MISO_IN | PJM_ROR | MISO_IN | Internal | Winter | B16 | 25 | 909 | 0 | 101.92 | 99.91 | 2 | 0
2020 | PJM_ROR_2_MISO_IN | PJM_ROR | MISO_IN | Internal | Winter | B17 | 100 | 909 | 0 | 92.77 | 89.48 | 2 | 0
2020 | PJM_ROR_2_MISO_IN | PJM_ROR | MISO_IN | Internal | Winter | B18 | 400 | 909 | 0 | 88.94 | 82.93 | 2 | 0
2020 | PJM_ROR_2_MISO_IN | PJM_ROR | MISO_IN | Internal | Winter | B19 | 700 | 909 | 0 | 83.89 | 80.33 | 2 | 0
2020 | PJM_ROR_2_MISO_IN | PJM_ROR | MISO_IN | Internal | Winter | B20 | 935 | 909 | 0 | 75.34 | 73.34 | 2 | 0
2020 | PJM_ROR_2_MISO_MI | PJM_ROR | MISO_MI | Internal | Shoulder | B11 | 25 | 1305 | 0 | 93.61 | 91.63 | 2 | 0
2020 | PJM_ROR_2_MISO_MI | PJM_ROR | MISO_MI | Internal | Shoulder | B12 | 200 | 1305 | 0 | 88.04 | 85.9 | 2 | 0
2020 | PJM_ROR_2_MISO_MI | PJM_ROR | MISO_MI | Internal | Shoulder | B13 | 600 | 1305 | 0 | 86.9 | 84.9 | 2 | 0
2020 | PJM_ROR_2_MISO_MI | PJM_ROR | MISO_MI | Internal | Shoulder | B14 | 900 | 1305 | 0 | 85.24 | 80.49 | 2 | 0
2020 | PJM_ROR_2_MISO_MI | PJM_ROR | MISO_MI | Internal | Shoulder | B15 | 1203 | 1305 | 0 | 75.26 | 74 | 2 | 0
2020 | PJM_ROR_2_MISO_MI | PJM_ROR | MISO_MI | Internal | Summer | B1 | 10 | 1305 | 0 | 141.39 | 139.4 | 2 | 0
2020 | PJM_ROR_2_MISO_MI | PJM_ROR | MISO_MI | Internal | Summer | B2 | 25 | 1305 | 0 | 137.24 | 136.59 | 2 | 0
2020 | PJM_ROR_2_MISO_MI | PJM_ROR | MISO_MI | Internal | Summer | B3 | 75 | 1305 | 0 | 137.24 | 136.44 | 2 | 0
2020 | PJM_ROR_2_MISO_MI | PJM_ROR | MISO_MI | Internal | Summer | B4 | 100 | 1305 | 0 | 124.39 | 122.41 | 2 | 0
2020 | PJM_ROR_2_MISO_MI | PJM_ROR | MISO_MI | Internal | Summer | B5 | 200 | 1305 | 0 | 97.75 | 96.02 | 2 | 0
2020 | PJM_ROR_2_MISO_MI | PJM_ROR | MISO_MI | Internal | Summer | B6 | 300 | 1305 | 0 | 90.5 | 88.51 | 2 | 0
2020 | PJM_ROR_2_MISO_MI | PJM_ROR | MISO_MI | Internal | Summer | B7 | 400 | 1305 | 0 | 85.31 | 83.32 | 2 | 0
2020 | PJM_ROR_2_MISO_MI | PJM_ROR | MISO_MI | Internal | Summer | B8 | 500 | 1305 | 0 | 83.8 | 81.8 | 2 | 0
2020 | PJM_ROR_2_MISO_MI | PJM_ROR | MISO_MI | Internal | Summer | B9 | 800 | 1305 | 0 | 74.52 | 72.89 | 2 | 0
2020 | PJM_ROR_2_MISO_MI | PJM_ROR | MISO_MI | Internal | Summer | B10 | 1262 | 1305 | 0 | 71.51 | 72.34 | 2 | 0
2020 | PJM_ROR_2_MISO_MI | PJM_ROR | MISO_MI | Internal | Winter | B16 | 25 | 1305 | 0 | 101.92 | 99.92 | 2 | 0
2020 | PJM_ROR_2_MISO_MI | PJM_ROR | MISO_MI | Internal | Winter | B17 | 100 | 1305 | 0 | 92.77 | 89.49 | 2 | 0
2020 | PJM_ROR_2_MISO_MI | PJM_ROR | MISO_MI | Internal | Winter | B18 | 400 | 1305 | 0 | 88.94 | 86.94 | 2 | 0
2020 | PJM_ROR_2_MISO_MI | PJM_ROR | MISO_MI | Internal | Winter | B19 | 700 | 1305 | 0 | 83.89 | 80.35 | 2 | 0
2020 | PJM_ROR_2_MISO_MI | PJM_ROR | MISO_MI | Internal | Winter | B20 | 935 | 1305 | 0 | 75.34 | 73.35 | 2 | 0
2020 | PJM_ROR_2_MISO_MO-IL | PJM_ROR | MISO_MO-IL | Internal | Shoulder | B11 | 25 | 1111 | 0 | 93.61 | 91.63 | 2 | 0
2020 | PJM_ROR_2_MISO_MO-IL | PJM_ROR | MISO_MO-IL | Internal | Shoulder | B12 | 200 | 1111 | 0 | 88.04 | 85.87 | 2 | 0
2020 | PJM_ROR_2_MISO_MO-IL | PJM_ROR | MISO_MO-IL | Internal | Shoulder | B13 | 600 | 1111 | 0 | 86.9 | 81.49 | 2 | 0
2020 | PJM_ROR_2_MISO_MO-IL | PJM_ROR | MISO_MO-IL | Internal | Shoulder | B14 | 900 | 1111 | 0 | 85.24 | 80.31 | 2 | 0
2020 | PJM_ROR_2_MISO_MO-IL | PJM_ROR | MISO_MO-IL | Internal | Shoulder | B15 | 1203 | 1111 | 0 | 75.26 | 71.5 | 2 | 0
2020 | PJM_ROR_2_MISO_MO-IL | PJM_ROR | MISO_MO-IL | Internal | Summer | B1 | 10 | 1111 | 0 | 141.39 | 139.39 | 2 | 0
2020 | PJM_ROR_2_MISO_MO-IL | PJM_ROR | MISO_MO-IL | Internal | Summer | B2 | 25 | 1111 | 0 | 137.24 | 136.57 | 2 | 0
2020 | PJM_ROR_2_MISO_MO-IL | PJM_ROR | MISO_MO-IL | Internal | Summer | B3 | 75 | 1111 | 0 | 137.24 | 136.41 | 2 | 0
2020 | PJM_ROR_2_MISO_MO-IL | PJM_ROR | MISO_MO-IL | Internal | Summer | B4 | 100 | 1111 | 0 | 124.39 | 122.41 | 2 | 0
2020 | PJM_ROR_2_MISO_MO-IL | PJM_ROR | MISO_MO-IL | Internal | Summer | B5 | 200 | 1111 | 0 | 97.75 | 96.02 | 2 | 0
2020 | PJM_ROR_2_MISO_MO-IL | PJM_ROR | MISO_MO-IL | Internal | Summer | B6 | 300 | 1111 | 0 | 90.5 | 88.51 | 2 | 0
2020 | PJM_ROR_2_MISO_MO-IL | PJM_ROR | MISO_MO-IL | Internal | Summer | B7 | 400 | 1111 | 0 | 85.31 | 83.32 | 2 | 0
2020 | PJM_ROR_2_MISO_MO-IL | PJM_ROR | MISO_MO-IL | Internal | Summer | B8 | 500 | 1111 | 0 | 83.8 | 78.99 | 2 | 0
2020 | PJM_ROR_2_MISO_MO-IL | PJM_ROR | MISO_MO-IL | Internal | Summer | B9 | 800 | 1111 | 0 | 74.52 | 72.89 | 2 | 0
2020 | PJM_ROR_2_MISO_MO-IL | PJM_ROR | MISO_MO-IL | Internal | Summer | B10 | 1262 | 1111 | 0 | 71.51 | 69.51 | 2 | 0
2020 | PJM_ROR_2_MISO_MO-IL | PJM_ROR | MISO_MO-IL | Internal | Winter | B16 | 25 | 1111 | 0 | 101.92 | 93.69 | 2 | 0
2020 | PJM_ROR_2_MISO_MO-IL | PJM_ROR | MISO_MO-IL | Internal | Winter | B17 | 100 | 1111 | 0 | 92.77 | 88.31 | 2 | 0
2020 | PJM_ROR_2_MISO_MO-IL | PJM_ROR | MISO_MO-IL | Internal | Winter | B18 | 400 | 1111 | 0 | 88.94 | 82.91 | 2 | 0
2020 | PJM_ROR_2_MISO_MO-IL | PJM_ROR | MISO_MO-IL | Internal | Winter | B19 | 700 | 1111 | 0 | 83.89 | 80.32 | 2 | 0
2020 | PJM_ROR_2_MISO_MO-IL | PJM_ROR | MISO_MO-IL | Internal | Winter | B20 | 935 | 1111 | 0 | 75.34 | 72.02 | 2 | 0
2020 | PJM_ROR_2_MISO_W | PJM_ROR | MISO_W | Internal | Shoulder | B11 | 25 | 709 | 0 | 93.61 | 87.02 | 2 | 0
2020 | PJM_ROR_2_MISO_W | PJM_ROR | MISO_W | Internal | Shoulder | B12 | 200 | 709 | 0 | 88.04 | 71.77 | 2 | 0
2020 | PJM_ROR_2_MISO_W | PJM_ROR | MISO_W | Internal | Shoulder | B13 | 600 | 709 | 0 | 86.9 | 69.39 | 2 | 0
2020 | PJM_ROR_2_MISO_W | PJM_ROR | MISO_W | Internal | Shoulder | B14 | 900 | 709 | 0 | 85.24 | 66 | 2 | 0
2020 | PJM_ROR_2_MISO_W | PJM_ROR | MISO_W | Internal | Shoulder | B15 | 1203 | 709 | 0 | 75.26 | 59.37 | 2 | 0
2020 | PJM_ROR_2_MISO_W | PJM_ROR | MISO_W | Internal | Summer | B1 | 10 | 709 | 0 | 141.39 | 139.38 | 2 | 0
2020 | PJM_ROR_2_MISO_W | PJM_ROR | MISO_W | Internal | Summer | B2 | 25 | 709 | 0 | 137.24 | 133.27 | 2 | 0
2020 | PJM_ROR_2_MISO_W | PJM_ROR | MISO_W | Internal | Summer | B3 | 75 | 709 | 0 | 137.24 | 135.26 | 2 | 0
2020 | PJM_ROR_2_MISO_W | PJM_ROR | MISO_W | Internal | Summer | B4 | 100 | 709 | 0 | 124.39 | 122.38 | 2 | 0
2020 | PJM_ROR_2_MISO_W | PJM_ROR | MISO_W | Internal | Summer | B5 | 200 | 709 | 0 | 97.75 | 94.75 | 2 | 0
2020 | PJM_ROR_2_MISO_W | PJM_ROR | MISO_W | Internal | Summer | B6 | 300 | 709 | 0 | 90.5 | 85.87 | 2 | 0
2020 | PJM_ROR_2_MISO_W | PJM_ROR | MISO_W | Internal | Summer | B7 | 400 | 709 | 0 | 85.31 | 83.3 | 2 | 0
2020 | PJM_ROR_2_MISO_W | PJM_ROR | MISO_W | Internal | Summer | B8 | 500 | 709 | 0 | 83.8 | 71.89 | 2 | 0
2020 | PJM_ROR_2_MISO_W | PJM_ROR | MISO_W | Internal | Summer | B9 | 800 | 709 | 0 | 74.52 | 68.18 | 2 | 0
2020 | PJM_ROR_2_MISO_W | PJM_ROR | MISO_W | Internal | Summer | B10 | 1262 | 709 | 0 | 71.51 | 62.18 | 2 | 0
2020 | PJM_ROR_2_MISO_W | PJM_ROR | MISO_W | Internal | Winter | B16 | 25 | 709 | 0 | 101.92 | 63.19 | 2 | 0
2020 | PJM_ROR_2_MISO_W | PJM_ROR | MISO_W | Internal | Winter | B17 | 100 | 709 | 0 | 92.77 | 66.22 | 2 | 0
2020 | PJM_ROR_2_MISO_W | PJM_ROR | MISO_W | Internal | Winter | B18 | 400 | 709 | 0 | 88.94 | 68.78 | 2 | 0
2020 | PJM_ROR_2_MISO_W | PJM_ROR | MISO_W | Internal | Winter | B19 | 700 | 709 | 0 | 83.89 | 68.77 | 2 | 0
2020 | PJM_ROR_2_MISO_W | PJM_ROR | MISO_W | Internal | Winter | B20 | 935 | 709 | 0 | 75.34 | 59.42 | 2 | 0
2020 | PJM_ROR_2_MISO_WUMS | PJM_ROR | MISO_WUMS | Internal | Shoulder | B11 | 25 | 1467 | 0 | 93.61 | 87.03 | 2 | 0
2020 | PJM_ROR_2_MISO_WUMS | PJM_ROR | MISO_WUMS | Internal | Shoulder | B12 | 200 | 1467 | 0 | 88.04 | 84.92 | 2 | 0
2020 | PJM_ROR_2_MISO_WUMS | PJM_ROR | MISO_WUMS | Internal | Shoulder | B13 | 600 | 1467 | 0 | 86.9 | 84.89 | 2 | 0
2020 | PJM_ROR_2_MISO_WUMS | PJM_ROR | MISO_WUMS | Internal | Shoulder | B14 | 900 | 1467 | 0 | 85.24 | 78.25 | 2 | 0
2020 | PJM_ROR_2_MISO_WUMS | PJM_ROR | MISO_WUMS | Internal | Shoulder | B15 | 1203 | 1467 | 0 | 75.26 | 73.63 | 2 | 0
2020 | PJM_ROR_2_MISO_WUMS | PJM_ROR | MISO_WUMS | Internal | Summer | B1 | 10 | 1467 | 0 | 141.39 | 139.39 | 2 | 0
2020 | PJM_ROR_2_MISO_WUMS | PJM_ROR | MISO_WUMS | Internal | Summer | B2 | 25 | 1467 | 0 | 137.24 | 133.28 | 2 | 0
2020 | PJM_ROR_2_MISO_WUMS | PJM_ROR | MISO_WUMS | Internal | Summer | B3 | 75 | 1467 | 0 | 137.24 | 135.24 | 2 | 0
2020 | PJM_ROR_2_MISO_WUMS | PJM_ROR | MISO_WUMS | Internal | Summer | B4 | 100 | 1467 | 0 | 124.39 | 122.39 | 2 | 0
2020 | PJM_ROR_2_MISO_WUMS | PJM_ROR | MISO_WUMS | Internal | Summer | B5 | 200 | 1467 | 0 | 97.75 | 94.74 | 2 | 0
2020 | PJM_ROR_2_MISO_WUMS | PJM_ROR | MISO_WUMS | Internal | Summer | B6 | 300 | 1467 | 0 | 90.5 | 85.86 | 2 | 0
2020 | PJM_ROR_2_MISO_WUMS | PJM_ROR | MISO_WUMS | Internal | Summer | B7 | 400 | 1467 | 0 | 85.31 | 83.31 | 2 | 0
2020 | PJM_ROR_2_MISO_WUMS | PJM_ROR | MISO_WUMS | Internal | Summer | B8 | 500 | 1467 | 0 | 83.8 | 72.52 | 2 | 0
2020 | PJM_ROR_2_MISO_WUMS | PJM_ROR | MISO_WUMS | Internal | Summer | B9 | 800 | 1467 | 0 | 74.52 | 72.52 | 2 | 0
2020 | PJM_ROR_2_MISO_WUMS | PJM_ROR | MISO_WUMS | Internal | Summer | B10 | 1262 | 1467 | 0 | 71.51 | 72.32 | 2 | 0
2020 | PJM_ROR_2_MISO_WUMS | PJM_ROR | MISO_WUMS | Internal | Winter | B16 | 25 | 1467 | 0 | 101.92 | 87.38 | 2 | 0
2020 | PJM_ROR_2_MISO_WUMS | PJM_ROR | MISO_WUMS | Internal | Winter | B17 | 100 | 1467 | 0 | 92.77 | 87.38 | 2 | 0
2020 | PJM_ROR_2_MISO_WUMS | PJM_ROR | MISO_WUMS | Internal | Winter | B18 | 400 | 1467 | 0 | 88.94 | 86.93 | 2 | 0
2020 | PJM_ROR_2_MISO_WUMS | PJM_ROR | MISO_WUMS | Internal | Winter | B19 | 700 | 1467 | 0 | 83.89 | 80.33 | 2 | 0
2020 | PJM_ROR_2_MISO_WUMS | PJM_ROR | MISO_WUMS | Internal | Winter | B20 | 935 | 1467 | 0 | 75.34 | 73.34 | 2 | 0
2020 | PJM_ROR_2_PJM_ROM | PJM_ROR | PJM_ROM | Internal | Shoulder | B11 | 25 | 8000 | 0 | 93.61 | 93.6 | 0.01 | 0
2020 | PJM_ROR_2_PJM_ROM | PJM_ROR | PJM_ROM | Internal | Shoulder | B12 | 200 | 8000 | 0 | 88.04 | 88.05 | 0.01 | 0
2020 | PJM_ROR_2_PJM_ROM | PJM_ROR | PJM_ROM | Internal | Shoulder | B13 | 600 | 8000 | 2939.89 | 86.9 | 86.91 | 0.01 | 0
2020 | PJM_ROR_2_PJM_ROM | PJM_ROR | PJM_ROM | Internal | Shoulder | B14 | 900 | 8000 | 2607.57 | 85.24 | 85.26 | 0.01 | 0
2020 | PJM_ROR_2_PJM_ROM | PJM_ROR | PJM_ROM | Internal | Shoulder | B15 | 1203 | 8000 | 3623.35 | 75.26 | 75.27 | 0.01 | 0
2020 | PJM_ROR_2_PJM_ROM | PJM_ROR | PJM_ROM | Internal | Summer | B1 | 10 | 8000 | 3015.96 | 141.39 | 141.4 | 0.01 | 0
2020 | PJM_ROR_2_PJM_ROM | PJM_ROR | PJM_ROM | Internal | Summer | B2 | 25 | 8000 | 2484.54 | 137.24 | 137.26 | 0.01 | 0
2020 | PJM_ROR_2_PJM_ROM | PJM_ROR | PJM_ROM | Internal | Summer | B3 | 75 | 8000 | 0 | 137.24 | 137.23 | 0.01 | 0
2020 | PJM_ROR_2_PJM_ROM | PJM_ROR | PJM_ROM | Internal | Summer | B4 | 100 | 8000 | 0 | 124.39 | 124.38 | 0.01 | 0
2020 | PJM_ROR_2_PJM_ROM | PJM_ROR | PJM_ROM | Internal | Summer | B5 | 200 | 8000 | 0 | 97.75 | 97.73 | 0.01 | 0
2020 | PJM_ROR_2_PJM_ROM | PJM_ROR | PJM_ROM | Internal | Summer | B6 | 300 | 8000 | 386.38 | 90.5 | 90.51 | 0.01 | 0
2020 | PJM_ROR_2_PJM_ROM | PJM_ROR | PJM_ROM | Internal | Summer | B7 | 400 | 8000 | 419.8 | 85.31 | 85.32 | 0.01 | 0
2020 | PJM_ROR_2_PJM_ROM | PJM_ROR | PJM_ROM | Internal | Summer | B8 | 500 | 8000 | 4389.09 | 83.8 | 83.82 | 0.01 | 0
2020 | PJM_ROR_2_PJM_ROM | PJM_ROR | PJM_ROM | Internal | Summer | B9 | 800 | 8000 | 2826.59 | 74.52 | 74.53 | 0.01 | 0
2020 | PJM_ROR_2_PJM_ROM | PJM_ROR | PJM_ROM | Internal | Summer | B10 | 1262 | 8000 | 3897.81 | 71.51 | 71.52 | 0.01 | 0
2020 | PJM_ROR_2_PJM_ROM | PJM_ROR | PJM_ROM | Internal | Winter | B16 | 25 | 8000 | 0 | 101.92 | 101.91 | 0.01 | 0
2020 | PJM_ROR_2_PJM_ROM | PJM_ROR | PJM_ROM | Internal | Winter | B17 | 100 | 8000 | 1056.49 | 92.77 | 92.78 | 0.01 | 0
2020 | PJM_ROR_2_PJM_ROM | PJM_ROR | PJM_ROM | Internal | Winter | B18 | 400 | 8000 | 4341.44 | 88.94 | 88.95 | 0.01 | 0
2020 | PJM_ROR_2_PJM_ROM | PJM_ROR | PJM_ROM | Internal | Winter | B19 | 700 | 8000 | 4521.77 | 83.89 | 83.9 | 0.01 | 0
2020 | PJM_ROR_2_PJM_ROM | PJM_ROR | PJM_ROM | Internal | Winter | B20 | 935 | 8000 | 4283.88 | 75.34 | 75.35 | 0.01 | 0
2020 | PJM_ROR_2_TVA_Transmission | PJM_ROR | TVA_Transmission | Internal | Shoulder | B11 | 25 | 2500 | 0 | 93.61 | 95.81 | 6 | 0
2020 | PJM_ROR_2_TVA_Transmission | PJM_ROR | TVA_Transmission | Internal | Shoulder | B12 | 200 | 2500 | 0 | 88.04 | 91.34 | 6 | 0
2020 | PJM_ROR_2_TVA_Transmission | PJM_ROR | TVA_Transmission | Internal | Shoulder | B13 | 600 | 2500 | 0 | 86.9 | 88.87 | 6 | 0
2020 | PJM_ROR_2_TVA_Transmission | PJM_ROR | TVA_Transmission | Internal | Shoulder | B14 | 900 | 2500 | 0 | 85.24 | 88.31 | 6 | 0
2020 | PJM_ROR_2_TVA_Transmission | PJM_ROR | TVA_Transmission | Internal | Shoulder | B15 | 1203 | 2500 | 0 | 75.26 | 79.5 | 6 | 0
2020 | PJM_ROR_2_TVA_Transmission | PJM_ROR | TVA_Transmission | Internal | Summer | B1 | 10 | 2500 | 500.76 | 141.39 | 147.39 | 6 | 0
2020 | PJM_ROR_2_TVA_Transmission | PJM_ROR | TVA_Transmission | Internal | Summer | B2 | 25 | 2500 | 2296.2 | 137.24 | 143.24 | 6 | 0
2020 | PJM_ROR_2_TVA_Transmission | PJM_ROR | TVA_Transmission | Internal | Summer | B3 | 75 | 2500 | 276.34 | 137.24 | 143.24 | 6 | 0
2020 | PJM_ROR_2_TVA_Transmission | PJM_ROR | TVA_Transmission | Internal | Summer | B4 | 100 | 2500 | 68.34 | 124.39 | 130.39 | 6 | 0
2020 | PJM_ROR_2_TVA_Transmission | PJM_ROR | TVA_Transmission | Internal | Summer | B5 | 200 | 2500 | 0 | 97.75 | 98.69 | 6 | 0
2020 | PJM_ROR_2_TVA_Transmission | PJM_ROR | TVA_Transmission | Internal | Summer | B6 | 300 | 2500 | 0 | 90.5 | 93.84 | 6 | 0
2020 | PJM_ROR_2_TVA_Transmission | PJM_ROR | TVA_Transmission | Internal | Summer | B7 | 400 | 2500 | 0 | 85.31 | 88.56 | 6 | 0
2020 | PJM_ROR_2_TVA_Transmission | PJM_ROR | TVA_Transmission | Internal | Summer | B8 | 500 | 2500 | 0 | 83.8 | 83.23 | 6 | 0
2020 | PJM_ROR_2_TVA_Transmission | PJM_ROR | TVA_Transmission | Internal | Summer | B9 | 800 | 2500 | 0 | 74.52 | 78.82 | 6 | 0
2020 | PJM_ROR_2_TVA_Transmission | PJM_ROR | TVA_Transmission | Internal | Summer | B10 | 1262 | 2500 | 0 | 71.51 | 76.66 | 6 | 0
2020 | PJM_ROR_2_TVA_Transmission | PJM_ROR | TVA_Transmission | Internal | Winter | B16 | 25 | 2500 | 0 | 101.92 | 101.69 | 6 | 0
2020 | PJM_ROR_2_TVA_Transmission | PJM_ROR | TVA_Transmission | Internal | Winter | B17 | 100 | 2500 | 0 | 92.77 | 94.35 | 6 | 0
2020 | PJM_ROR_2_TVA_Transmission | PJM_ROR | TVA_Transmission | Internal | Winter | B18 | 400 | 2500 | 0 | 88.94 | 89.19 | 6 | 0
2020 | PJM_ROR_2_TVA_Transmission | PJM_ROR | TVA_Transmission | Internal | Winter | B19 | 700 | 2500 | 0 | 83.89 | 87.97 | 6 | 0
2020 | PJM_ROR_2_TVA_Transmission | PJM_ROR | TVA_Transmission | Internal | Winter | B20 | 935 | 2500 | 0 | 75.34 | 80.02 | 6 | 0
2020 | PJM_ROR_2_VACAR | PJM_ROR | VACAR | Internal | Shoulder | B11 | 25 | 3000 | 1603.68 | 93.61 | 99.61 | 6 | 0
2020 | PJM_ROR_2_VACAR | PJM_ROR | VACAR | Internal | Shoulder | B12 | 200 | 3000 | 450.2 | 88.04 | 94.04 | 6 | 0
2020 | PJM_ROR_2_VACAR | PJM_ROR | VACAR | Internal | Shoulder | B13 | 600 | 3000 | 0 | 86.9 | 86.99 | 6 | 0
2020 | PJM_ROR_2_VACAR | PJM_ROR | VACAR | Internal | Shoulder | B14 | 900 | 3000 | 0 | 85.24 | 83.7 | 6 | 0
2020 | PJM_ROR_2_VACAR | PJM_ROR | VACAR | Internal | Shoulder | B15 | 1203 | 3000 | 0 | 75.26 | 81 | 6 | 0
2020 | PJM_ROR_2_VACAR | PJM_ROR | VACAR | Internal | Summer | B1 | 10 | 3000 | 3000 | 141.39 | 148.62 | 6 | 1.22
2020 | PJM_ROR_2_VACAR | PJM_ROR | VACAR | Internal | Summer | B2 | 25 | 3000 | 3000 | 137.24 | 148.62 | 6 | 5.37
2020 | PJM_ROR_2_VACAR | PJM_ROR | VACAR | Internal | Summer | B3 | 75 | 3000 | 3000 | 137.24 | 148.62 | 6 | 5.37
2020 | PJM_ROR_2_VACAR | PJM_ROR | VACAR | Internal | Summer | B4 | 100 | 3000 | 2548.84 | 124.39 | 130.39 | 6 | 0
2020 | PJM_ROR_2_VACAR | PJM_ROR | VACAR | Internal | Summer | B5 | 200 | 3000 | 3000 | 97.75 | 106.34 | 6 | 2.59
2020 | PJM_ROR_2_VACAR | PJM_ROR | VACAR | Internal | Summer | B6 | 300 | 3000 | 2477.35 | 90.5 | 96.5 | 6 | 0
2020 | PJM_ROR_2_VACAR | PJM_ROR | VACAR | Internal | Summer | B7 | 400 | 3000 | 2501.8 | 85.31 | 91.31 | 6 | 0
2020 | PJM_ROR_2_VACAR | PJM_ROR | VACAR | Internal | Summer | B8 | 500 | 3000 | 0 | 83.8 | 85.13 | 6 | 0
2020 | PJM_ROR_2_VACAR | PJM_ROR | VACAR | Internal | Summer | B9 | 800 | 3000 | 0 | 74.52 | 79.37 | 6 | 0
2020 | PJM_ROR_2_VACAR | PJM_ROR | VACAR | Internal | Summer | B10 | 1262 | 3000 | 3000 | 71.51 | 77.97 | 6 | 0.46
2020 | PJM_ROR_2_VACAR | PJM_ROR | VACAR | Internal | Winter | B16 | 25 | 3000 | 3000 | 101.92 | 110.69 | 6 | 2.77
2020 | PJM_ROR_2_VACAR | PJM_ROR | VACAR | Internal | Winter | B17 | 100 | 3000 | 1751.31 | 92.77 | 98.77 | 6 | 0
2020 | PJM_ROR_2_VACAR | PJM_ROR | VACAR | Internal | Winter | B18 | 400 | 3000 | 0 | 88.94 | 84.7 | 6 | 0
2020 | PJM_ROR_2_VACAR | PJM_ROR | VACAR | Internal | Winter | B19 | 700 | 3000 | 0 | 83.89 | 84.7 | 6 | 0
2020 | PJM_ROR_2_VACAR | PJM_ROR | VACAR | Internal | Winter | B20 | 935 | 3000 | 1399.52 | 75.34 | 81.34 | 6 | 0
2020 | PJM_ROM_2_NYISO_A-F | PJM_ROM | NYISO_A-F | Internal | Shoulder | B11 | 25 | 2000 | 0 | 93.6 | 85.58 | 6 | 0
2020 | PJM_ROM_2_NYISO_A-F | PJM_ROM | NYISO_A-F | Internal | Shoulder | B12 | 200 | 2000 | 0 | 88.05 | 80.05 | 6 | 0
2020 | PJM_ROM_2_NYISO_A-F | PJM_ROM | NYISO_A-F | Internal | Shoulder | B13 | 600 | 2000 | 0 | 86.91 | 78.91 | 6 | 0
2020 | PJM_ROM_2_NYISO_A-F | PJM_ROM | NYISO_A-F | Internal | Shoulder | B14 | 900 | 2000 | 0 | 85.26 | 78.17 | 6 | 0
2020 | PJM_ROM_2_NYISO_A-F | PJM_ROM | NYISO_A-F | Internal | Shoulder | B15 | 1203 | 2000 | 0 | 75.27 | 78.17 | 6 | 0
2020 | PJM_ROM_2_NYISO_A-F | PJM_ROM | NYISO_A-F | Internal | Summer | B1 | 10 | 2000 | 0 | 141.4 | 105.73 | 6 | 0
2020 | PJM_ROM_2_NYISO_A-F | PJM_ROM | NYISO_A-F | Internal | Summer | B2 | 25 | 2000 | 0 | 137.26 | 118.39 | 6 | 0
2020 | PJM_ROM_2_NYISO_A-F | PJM_ROM | NYISO_A-F | Internal | Summer | B3 | 75 | 2000 | 0 | 137.23 | 105.73 | 6 | 0
2020 | PJM_ROM_2_NYISO_A-F | PJM_ROM | NYISO_A-F | Internal | Summer | B4 | 100 | 2000 | 0 | 124.38 | 85.7 | 6 | 0
2020 | PJM_ROM_2_NYISO_A-F | PJM_ROM | NYISO_A-F | Internal | Summer | B5 | 200 | 2000 | 0 | 97.73 | 85.7 | 6 | 0
2020 | PJM_ROM_2_NYISO_A-F | PJM_ROM | NYISO_A-F | Internal | Summer | B6 | 300 | 2000 | 0 | 90.51 | 82.51 | 6 | 0
2020 | PJM_ROM_2_NYISO_A-F | PJM_ROM | NYISO_A-F | Internal | Summer | B7 | 400 | 2000 | 0 | 85.32 | 78.43 | 6 | 0
2020 | PJM_ROM_2_NYISO_A-F | PJM_ROM | NYISO_A-F | Internal | Summer | B8 | 500 | 2000 | 0 | 83.82 | 77.52 | 6 | 0
2020 | PJM_ROM_2_NYISO_A-F | PJM_ROM | NYISO_A-F | Internal | Summer | B9 | 800 | 2000 | 0 | 74.53 | 77.52 | 6 | 0
2020 | PJM_ROM_2_NYISO_A-F | PJM_ROM | NYISO_A-F | Internal | Summer | B10 | 1262 | 2000 | 297.83 | 71.52 | 77.52 | 6 | 0
2020 | PJM_ROM_2_NYISO_A-F | PJM_ROM | NYISO_A-F | Internal | Winter | B16 | 25 | 2000 | 0 | 101.91 | 89.35 | 6 | 0
2020 | PJM_ROM_2_NYISO_A-F | PJM_ROM | NYISO_A-F | Internal | Winter | B17 | 100 | 2000 | 0 | 92.78 | 84.78 | 6 | 0
2020 | PJM_ROM_2_NYISO_A-F | PJM_ROM | NYISO_A-F | Internal | Winter | B18 | 400 | 2000 | 0 | 88.95 | 79.57 | 6 | 0
2020 | PJM_ROM_2_NYISO_A-F | PJM_ROM | NYISO_A-F | Internal | Winter | B19 | 700 | 2000 | 0 | 83.9 | 77.71 | 6 | 0
2020 | PJM_ROM_2_NYISO_A-F | PJM_ROM | NYISO_A-F | Internal | Winter | B20 | 935 | 2000 | 0 | 75.35 | 77.71 | 6 | 0
2020 | PJM_ROM_2_PJM_E | PJM_ROM | PJM_E | Internal | Shoulder | B11 | 25 | 8000 | 0 | 93.6 | 93.59 | 0.01 | 0
2020 | PJM_ROM_2_PJM_E | PJM_ROM | PJM_E | Internal | Shoulder | B12 | 200 | 8000 | 0 | 88.05 | 88.04 | 0.01 | 0
2020 | PJM_ROM_2_PJM_E | PJM_ROM | PJM_E | Internal | Shoulder | B13 | 600 | 8000 | 1741.03 | 86.91 | 86.92 | 0.01 | 0
2020 | PJM_ROM_2_PJM_E | PJM_ROM | PJM_E | Internal | Shoulder | B14 | 900 | 8000 | 1126.67 | 85.26 | 85.27 | 0.01 | 0
2020 | PJM_ROM_2_PJM_E | PJM_ROM | PJM_E | Internal | Shoulder | B15 | 1203 | 8000 | 2975.74 | 75.27 | 75.28 | 0.01 | 0
2020 | PJM_ROM_2_PJM_E | PJM_ROM | PJM_E | Internal | Summer | B1 | 10 | 8000 | 2767.36 | 141.4 | 141.42 | 0.01 | 0
2020 | PJM_ROM_2_PJM_E | PJM_ROM | PJM_E | Internal | Summer | B2 | 25 | 8000 | 1338.34 | 137.26 | 137.27 | 0.01 | 0
2020 | PJM_ROM_2_PJM_E | PJM_ROM | PJM_E | Internal | Summer | B3 | 75 | 8000 | 0 | 137.23 | 137.22 | 0.01 | 0
2020 | PJM_ROM_2_PJM_E | PJM_ROM | PJM_E | Internal | Summer | B4 | 100 | 8000 | 0 | 124.38 | 124.37 | 0.01 | 0
2020 | PJM_ROM_2_PJM_E | PJM_ROM | PJM_E | Internal | Summer | B5 | 200 | 8000 | 0 | 97.73 | 97.73 | 0.01 | 0
2020 | PJM_ROM_2_PJM_E | PJM_ROM | PJM_E | Internal | Summer | B6 | 300 | 8000 | 45.82 | 90.51 | 90.53 | 0.01 | 0
2020 | PJM_ROM_2_PJM_E | PJM_ROM | PJM_E | Internal | Summer | B7 | 400 | 8000 | 627.5 | 85.32 | 85.33 | 0.01 | 0
2020 | PJM_ROM_2_PJM_E | PJM_ROM | PJM_E | Internal | Summer | B8 | 500 | 8000 | 2615.26 | 83.82 | 83.83 | 0.01 | 0
2020 | PJM_ROM_2_PJM_E | PJM_ROM | PJM_E | Internal | Summer | B9 | 800 | 8000 | 2415.66 | 74.53 | 74.54 | 0.01 | 0
2020 | PJM_ROM_2_PJM_E | PJM_ROM | PJM_E | Internal | Summer | B10 | 1262 | 8000 | 3664.1 | 71.52 | 71.53 | 0.01 | 0
2020 | PJM_ROM_2_PJM_E | PJM_ROM | PJM_E | Internal | Winter | B16 | 25 | 8000 | 0 | 101.91 | 101.89 | 0.01 | 0
2020 | PJM_ROM_2_PJM_E | PJM_ROM | PJM_E | Internal | Winter | B17 | 100 | 8000 | 0 | 92.78 | 92.77 | 0.01 | 0
2020 | PJM_ROM_2_PJM_E | PJM_ROM | PJM_E | Internal | Winter | B18 | 400 | 8000 | 2315.13 | 88.95 | 88.96 | 0.01 | 0
2020 | PJM_ROM_2_PJM_E | PJM_ROM | PJM_E | Internal | Winter | B19 | 700 | 8000 | 2032 | 83.9 | 83.91 | 0.01 | 0
2020 | PJM_ROM_2_PJM_E | PJM_ROM | PJM_E | Internal | Winter | B20 | 935 | 8000 | 2887.16 | 75.35 | 75.36 | 0.01 | 0
2020 | PJM_ROM_2_PJM_ROR | PJM_ROM | PJM_ROR | Internal | Shoulder | B11 | 25 | 8000 | 2628.38 | 93.6 | 93.61 | 0.01 | 0
2020 | PJM_ROM_2_PJM_ROR | PJM_ROM | PJM_ROR | Internal | Shoulder | B12 | 200 | 8000 | 0 | 88.05 | 88.04 | 0.01 | 0
2020 | PJM_ROM_2_PJM_ROR | PJM_ROM | PJM_ROR | Internal | Shoulder | B13 | 600 | 8000 | 0 | 86.91 | 86.9 | 0.01 | 0
2020 | PJM_ROM_2_PJM_ROR | PJM_ROM | PJM_ROR | Internal | Shoulder | B14 | 900 | 8000 | 0 | 85.26 | 85.24 | 0.01 | 0
2020 | PJM_ROM_2_PJM_ROR | PJM_ROM | PJM_ROR | Internal | Shoulder | B15 | 1203 | 8000 | 0 | 75.27 | 75.26 | 0.01 | 0
2020 | PJM_ROM_2_PJM_ROR | PJM_ROM | PJM_ROR | Internal | Summer | B1 | 10 | 8000 | 0 | 141.4 | 141.39 | 0.01 | 0
2020 | PJM_ROM_2_PJM_ROR | PJM_ROM | PJM_ROR | Internal | Summer | B2 | 25 | 8000 | 0 | 137.26 | 137.24 | 0.01 | 0
2020 | PJM_ROM_2_PJM_ROR | PJM_ROM | PJM_ROR | Internal | Summer | B3 | 75 | 8000 | 2391.67 | 137.23 | 137.24 | 0.01 | 0
2020 | PJM_ROM_2_PJM_ROR | PJM_ROM | PJM_ROR | Internal | Summer | B4 | 100 | 8000 | 2219.58 | 124.38 | 124.39 | 0.01 | 0
2020 | PJM_ROM_2_PJM_ROR | PJM_ROM | PJM_ROR | Internal | Summer | B5 | 200 | 8000 | 1574.43 | 97.73 | 97.75 | 0.01 | 0
2020 | PJM_ROM_2_PJM_ROR | PJM_ROM | PJM_ROR | Internal | Summer | B6 | 300 | 8000 | 0 | 90.51 | 90.5 | 0.01 | 0
2020 | PJM_ROM_2_PJM_ROR | PJM_ROM | PJM_ROR | Internal | Summer | B7 | 400 | 8000 | 0 | 85.32 | 85.31 | 0.01 | 0
2020 | PJM_ROM_2_PJM_ROR | PJM_ROM | PJM_ROR | Internal | Summer | B8 | 500 | 8000 | 0 | 83.82 | 83.8 | 0.01 | 0
2020 | PJM_ROM_2_PJM_ROR | PJM_ROM | PJM_ROR | Internal | Summer | B9 | 800 | 8000 | 0 | 74.53 | 74.52 | 0.01 | 0
2020 | PJM_ROM_2_PJM_ROR | PJM_ROM | PJM_ROR | Internal | Summer | B10 | 1262 | 8000 | 0 | 71.52 | 71.51 | 0.01 | 0
2020 | PJM_ROM_2_PJM_ROR | PJM_ROM | PJM_ROR | Internal | Winter | B16 | 25 | 8000 | 2204.21 | 101.91 | 101.92 | 0.01 | 0
2020 | PJM_ROM_2_PJM_ROR | PJM_ROM | PJM_ROR | Internal | Winter | B17 | 100 | 8000 | 0 | 92.78 | 92.77 | 0.01 | 0
2020 | PJM_ROM_2_PJM_ROR | PJM_ROM | PJM_ROR | Internal | Winter | B18 | 400 | 8000 | 0 | 88.95 | 88.94 | 0.01 | 0
2020 | PJM_ROM_2_PJM_ROR | PJM_ROM | PJM_ROR | Internal | Winter | B19 | 700 | 8000 | 0 | 83.9 | 83.89 | 0.01 | 0
2020 | PJM_ROM_2_PJM_ROR | PJM_ROM | PJM_ROR | Internal | Winter | B20 | 935 | 8000 | 0 | 75.35 | 75.34 | 0.01 | 0
2020 | SOCO_2_ENT | SOCO | ENT | Internal | Shoulder | B11 | 25 | 2400 | 0 | 90.18 | 92.07 | 10 | 0
2020 | SOCO_2_ENT | SOCO | ENT | Internal | Shoulder | B12 | 200 | 2400 | 0 | 90.18 | 88.31 | 10 | 0
2020 | SOCO_2_ENT | SOCO | ENT | Internal | Shoulder | B13 | 600 | 2400 | 0 | 90.18 | 88.31 | 10 | 0
2020 | SOCO_2_ENT | SOCO | ENT | Internal | Shoulder | B14 | 900 | 2400 | 0 | 90.18 | 88.31 | 10 | 0
2020 | SOCO_2_ENT | SOCO | ENT | Internal | Shoulder | B15 | 1203 | 2400 | 0 | 85.1 | 79.5 | 10 | 0
2020 | SOCO_2_ENT | SOCO | ENT | Internal | Summer | B1 | 10 | 2400 | 0 | 146.26 | 139.39 | 10 | 0
2020 | SOCO_2_ENT | SOCO | ENT | Internal | Summer | B2 | 25 | 2400 | 0 | 146.26 | 138.26 | 10 | 0
2020 | SOCO_2_ENT | SOCO | ENT | Internal | Summer | B3 | 75 | 2400 | 0 | 143.24 | 135.24 | 10 | 0
2020 | SOCO_2_ENT | SOCO | ENT | Internal | Summer | B4 | 100 | 2400 | 0 | 135.37 | 127.37 | 10 | 0
2020 | SOCO_2_ENT | SOCO | ENT | Internal | Summer | B5 | 200 | 2400 | 0 | 98.69 | 90.69 | 10 | 0
2020 | SOCO_2_ENT | SOCO | ENT | Internal | Summer | B6 | 300 | 2400 | 0 | 88.91 | 90.69 | 10 | 0
2020 | SOCO_2_ENT | SOCO | ENT | Internal | Summer | B7 | 400 | 2400 | 0 | 88.91 | 90.69 | 10 | 0
2020 | SOCO_2_ENT | SOCO | ENT | Internal | Summer | B8 | 500 | 2400 | 0 | 88.91 | 86.99 | 10 | 0
2020 | SOCO_2_ENT | SOCO | ENT | Internal | Summer | B9 | 800 | 2400 | 0 | 86.37 | 86.99 | 10 | 0
2020 | SOCO_2_ENT | SOCO | ENT | Internal | Summer | B10 | 1262 | 2400 | 0 | 79.44 | 77.51 | 10 | 0
2020 | SOCO_2_ENT | SOCO | ENT | Internal | Winter | B16 | 25 | 2400 | 0 | 92.78 | 93.69 | 10 | 0
2020 | SOCO_2_ENT | SOCO | ENT | Internal | Winter | B17 | 100 | 2400 | 0 | 92.78 | 90.91 | 10 | 0
2020 | SOCO_2_ENT | SOCO | ENT | Internal | Winter | B18 | 400 | 2400 | 0 | 88.86 | 90.91 | 10 | 0
2020 | SOCO_2_ENT | SOCO | ENT | Internal | Winter | B19 | 700 | 2400 | 0 | 88.86 | 88.32 | 10 | 0
2020 | SOCO_2_ENT | SOCO | ENT | Internal | Winter | B20 | 935 | 2400 | 0 | 86.56 | 80.02 | 10 | 0
2020 | SOCO_2_FRCC | SOCO | FRCC | Internal | Shoulder | B11 | 25 | 3700 | 1790.47 | 90.18 | 100.18 | 10 | 0
2020 | SOCO_2_FRCC | SOCO | FRCC | Internal | Shoulder | B12 | 200 | 3700 | 0 | 90.18 | 95.19 | 10 | 0
2020 | SOCO_2_FRCC | SOCO | FRCC | Internal | Shoulder | B13 | 600 | 3700 | 0 | 90.18 | 95.1 | 10 | 0
2020 | SOCO_2_FRCC | SOCO | FRCC | Internal | Shoulder | B14 | 900 | 3700 | 0 | 90.18 | 95.1 | 10 | 0
2020 | SOCO_2_FRCC | SOCO | FRCC | Internal | Shoulder | B15 | 1203 | 3700 | 1965.65 | 85.1 | 95.1 | 10 | 0
2020 | SOCO_2_FRCC | SOCO | FRCC | Internal | Summer | B1 | 10 | 3700 | 0 | 146.26 | 152.23 | 10 | 0
2020 | SOCO_2_FRCC | SOCO | FRCC | Internal | Summer | B2 | 25 | 3700 | 0 | 146.26 | 152.23 | 10 | 0
2020 | SOCO_2_FRCC | SOCO | FRCC | Internal | Summer | B3 | 75 | 3700 | 0 | 143.24 | 152.23 | 10 | 0
2020 | SOCO_2_FRCC | SOCO | FRCC | Internal | Summer | B4 | 100 | 3700 | 2384.23 | 135.37 | 145.37 | 10 | 0
2020 | SOCO_2_FRCC | SOCO | FRCC | Internal | Summer | B5 | 200 | 3700 | 1180.28 | 98.69 | 108.69 | 10 | 0
2020 | SOCO_2_FRCC | SOCO | FRCC | Internal | Summer | B6 | 300 | 3700 | 0 | 88.91 | 98.51 | 10 | 0
2020 | SOCO_2_FRCC | SOCO | FRCC | Internal | Summer | B7 | 400 | 3700 | 0 | 88.91 | 98.51 | 10 | 0
2020 | SOCO_2_FRCC | SOCO | FRCC | Internal | Summer | B8 | 500 | 3700 | 0 | 88.91 | 94.37 | 10 | 0
2020 | SOCO_2_FRCC | SOCO | FRCC | Internal | Summer | B9 | 800 | 3700 | 0 | 86.37 | 94.37 | 10 | 0
2020 | SOCO_2_FRCC | SOCO | FRCC | Internal | Summer | B10 | 1262 | 3700 | 3700 | 79.44 | 89.95 | 10 | 0.51
2020 | SOCO_2_FRCC | SOCO | FRCC | Internal | Winter | B16 | 25 | 3700 | 0 | 92.78 | 101.61 | 10 | 0
2020 | SOCO_2_FRCC | SOCO | FRCC | Internal | Winter | B17 | 100 | 3700 | 0 | 92.78 | 97.34 | 10 | 0
2020 | SOCO_2_FRCC | SOCO | FRCC | Internal | Winter | B18 | 400 | 3700 | 0 | 88.86 | 97.34 | 10 | 0
2020 | SOCO_2_FRCC | SOCO | FRCC | Internal | Winter | B19 | 700 | 3700 | 0 | 88.86 | 97.34 | 10 | 0
2020 | SOCO_2_FRCC | SOCO | FRCC | Internal | Winter | B20 | 935 | 3700 | 2872.04 | 86.56 | 96.56 | 10 | 0
2020 | SOCO_2_TVA_Transmission | SOCO | TVA_Transmission | Internal | Shoulder | B11 | 25 | 2600 | 0 | 90.18 | 95.81 | 10 | 0
2020 | SOCO_2_TVA_Transmission | SOCO | TVA_Transmission | Internal | Shoulder | B12 | 200 | 2600 | 0 | 90.18 | 91.34 | 10 | 0
2020 | SOCO_2_TVA_Transmission | SOCO | TVA_Transmission | Internal | Shoulder | B13 | 600 | 2600 | 0 | 90.18 | 88.87 | 10 | 0
2020 | SOCO_2_TVA_Transmission | SOCO | TVA_Transmission | Internal | Shoulder | B14 | 900 | 2600 | 0 | 90.18 | 88.31 | 10 | 0
2020 | SOCO_2_TVA_Transmission | SOCO | TVA_Transmission | Internal | Shoulder | B15 | 1203 | 2600 | 0 | 85.1 | 79.5 | 10 | 0
2020 | SOCO_2_TVA_Transmission | SOCO | TVA_Transmission | Internal | Summer | B1 | 10 | 2600 | 0 | 146.26 | 147.39 | 10 | 0
2020 | SOCO_2_TVA_Transmission | SOCO | TVA_Transmission | Internal | Summer | B2 | 25 | 2600 | 0 | 146.26 | 143.24 | 10 | 0
2020 | SOCO_2_TVA_Transmission | SOCO | TVA_Transmission | Internal | Summer | B3 | 75 | 2600 | 0 | 143.24 | 143.24 | 10 | 0
2020 | SOCO_2_TVA_Transmission | SOCO | TVA_Transmission | Internal | Summer | B4 | 100 | 2600 | 0 | 135.37 | 130.39 | 10 | 0
2020 | SOCO_2_TVA_Transmission | SOCO | TVA_Transmission | Internal | Summer | B5 | 200 | 2600 | 0 | 98.69 | 98.69 | 10 | 0
2020 | SOCO_2_TVA_Transmission | SOCO | TVA_Transmission | Internal | Summer | B6 | 300 | 2600 | 0 | 88.91 | 93.84 | 10 | 0
2020 | SOCO_2_TVA_Transmission | SOCO | TVA_Transmission | Internal | Summer | B7 | 400 | 2600 | 0 | 88.91 | 88.56 | 10 | 0
2020 | SOCO_2_TVA_Transmission | SOCO | TVA_Transmission | Internal | Summer | B8 | 500 | 2600 | 0 | 88.91 | 83.23 | 10 | 0
2020 | SOCO_2_TVA_Transmission | SOCO | TVA_Transmission | Internal | Summer | B9 | 800 | 2600 | 0 | 86.37 | 78.82 | 10 | 0
2020 | SOCO_2_TVA_Transmission | SOCO | TVA_Transmission | Internal | Summer | B10 | 1262 | 2600 | 0 | 79.44 | 76.66 | 10 | 0
2020 | SOCO_2_TVA_Transmission | SOCO | TVA_Transmission | Internal | Winter | B16 | 25 | 2600 | 0 | 92.78 | 101.69 | 10 | 0
2020 | SOCO_2_TVA_Transmission | SOCO | TVA_Transmission | Internal | Winter | B17 | 100 | 2600 | 0 | 92.78 | 94.35 | 10 | 0
2020 | SOCO_2_TVA_Transmission | SOCO | TVA_Transmission | Internal | Winter | B18 | 400 | 2600 | 0 | 88.86 | 89.19 | 10 | 0
2020 | SOCO_2_TVA_Transmission | SOCO | TVA_Transmission | Internal | Winter | B19 | 700 | 2600 | 0 | 88.86 | 87.97 | 10 | 0
2020 | SOCO_2_TVA_Transmission | SOCO | TVA_Transmission | Internal | Winter | B20 | 935 | 2600 | 0 | 86.56 | 80.02 | 10 | 0
2020 | SOCO_2_VACAR | SOCO | VACAR | Internal | Shoulder | B11 | 25 | 2000 | 0 | 90.18 | 99.61 | 10 | 0
2020 | SOCO_2_VACAR | SOCO | VACAR | Internal | Shoulder | B12 | 200 | 2000 | 0 | 90.18 | 94.04 | 10 | 0
2020 | SOCO_2_VACAR | SOCO | VACAR | Internal | Shoulder | B13 | 600 | 2000 | 0 | 90.18 | 86.99 | 10 | 0
2020 | SOCO_2_VACAR | SOCO | VACAR | Internal | Shoulder | B14 | 900 | 2000 | 0 | 90.18 | 83.7 | 10 | 0
2020 | SOCO_2_VACAR | SOCO | VACAR | Internal | Shoulder | B15 | 1203 | 2000 | 0 | 85.1 | 81 | 10 | 0
2020 | SOCO_2_VACAR | SOCO | VACAR | Internal | Summer | B1 | 10 | 2000 | 0 | 146.26 | 148.62 | 10 | 0
2020 | SOCO_2_VACAR | SOCO | VACAR | Internal | Summer | B2 | 25 | 2000 | 0 | 146.26 | 148.62 | 10 | 0
2020 | SOCO_2_VACAR | SOCO | VACAR | Internal | Summer | B3 | 75 | 2000 | 0 | 143.24 | 148.62 | 10 | 0
2020 | SOCO_2_VACAR | SOCO | VACAR | Internal | Summer | B4 | 100 | 2000 | 0 | 135.37 | 130.39 | 10 | 0
2020 | SOCO_2_VACAR | SOCO | VACAR | Internal | Summer | B5 | 200 | 2000 | 0 | 98.69 | 106.34 | 10 | 0
2020 | SOCO_2_VACAR | SOCO | VACAR | Internal | Summer | B6 | 300 | 2000 | 0 | 88.91 | 96.5 | 10 | 0
2020 | SOCO_2_VACAR | SOCO | VACAR | Internal | Summer | B7 | 400 | 2000 | 0 | 88.91 | 91.31 | 10 | 0
2020 | SOCO_2_VACAR | SOCO | VACAR | Internal | Summer | B8 | 500 | 2000 | 0 | 88.91 | 85.13 | 10 | 0
2020 | SOCO_2_VACAR | SOCO | VACAR | Internal | Summer | B9 | 800 | 2000 | 0 | 86.37 | 79.37 | 10 | 0
2020 | SOCO_2_VACAR | SOCO | VACAR | Internal | Summer | B10 | 1262 | 2000 | 0 | 79.44 | 77.97 | 10 | 0
2020 | SOCO_2_VACAR | SOCO | VACAR | Internal | Winter | B16 | 25 | 2000 | 2000 | 92.78 | 110.69 | 10 | 7.9
2020 | SOCO_2_VACAR | SOCO | VACAR | Internal | Winter | B17 | 100 | 2000 | 0 | 92.78 | 98.77 | 10 | 0
2020 | SOCO_2_VACAR | SOCO | VACAR | Internal | Winter | B18 | 400 | 2000 | 0 | 88.86 | 84.7 | 10 | 0
2020 | SOCO_2_VACAR | SOCO | VACAR | Internal | Winter | B19 | 700 | 2000 | 0 | 88.86 | 84.7 | 10 | 0
2020 | SOCO_2_VACAR | SOCO | VACAR | Internal | Winter | B20 | 935 | 2000 | 0 | 86.56 | 81.34 | 10 | 0
2020 | SPP_N_2_ENT | SPP_N | ENT | Internal | Shoulder | B11 | 25 | 1800 | 0 | 88.13 | 92.07 | 5 | 0
2020 | SPP_N_2_ENT | SPP_N | ENT | Internal | Shoulder | B12 | 200 | 1800 | 1800 | 78.77 | 88.31 | 5 | 4.53
2020 | SPP_N_2_ENT | SPP_N | ENT | Internal | Shoulder | B13 | 600 | 1800 | 1800 | 76.39 | 88.31 | 5 | 6.92
2020 | SPP_N_2_ENT | SPP_N | ENT | Internal | Shoulder | B14 | 900 | 1800 | 1800 | 73 | 88.31 | 5 | 10.3
2020 | SPP_N_2_ENT | SPP_N | ENT | Internal | Shoulder | B15 | 1203 | 1800 | 1800 | 65.26 | 79.5 | 5 | 9.24
2020 | SPP_N_2_ENT | SPP_N | ENT | Internal | Summer | B1 | 10 | 1800 | 913.98 | 134.39 | 139.39 | 5 | 0
2020 | SPP_N_2_ENT | SPP_N | ENT | Internal | Summer | B2 | 25 | 1800 | 465.93 | 133.26 | 138.26 | 5 | 0
2020 | SPP_N_2_ENT | SPP_N | ENT | Internal | Summer | B3 | 75 | 1800 | 0 | 135.27 | 135.24 | 5 | 0
2020 | SPP_N_2_ENT | SPP_N | ENT | Internal | Summer | B4 | 100 | 1800 | 652.26 | 122.37 | 127.37 | 5 | 0
2020 | SPP_N_2_ENT | SPP_N | ENT | Internal | Summer | B5 | 200 | 1800 | 0 | 91.02 | 90.69 | 5 | 0
2020 | SPP_N_2_ENT | SPP_N | ENT | Internal | Summer | B6 | 300 | 1800 | 0 | 86.93 | 90.69 | 5 | 0
2020 | SPP_N_2_ENT | SPP_N | ENT | Internal | Summer | B7 | 400 | 1800 | 0 | 86.73 | 90.69 | 5 | 0
2020 | SPP_N_2_ENT | SPP_N | ENT | Internal | Summer | B8 | 500 | 1800 | 1800 | 78.89 | 86.99 | 5 | 3.1
2020 | SPP_N_2_ENT | SPP_N | ENT | Internal | Summer | B9 | 800 | 1800 | 1800 | 75.18 | 86.99 | 5 | 6.81
2020 | SPP_N_2_ENT | SPP_N | ENT | Internal | Summer | B10 | 1262 | 1800 | 1800 | 69.18 | 77.51 | 5 | 3.32
2020 | SPP_N_2_ENT | SPP_N | ENT | Internal | Winter | B16 | 25 | 1800 | 1800 | 76.93 | 93.69 | 5 | 11.76
2020 | SPP_N_2_ENT | SPP_N | ENT | Internal | Winter | B17 | 100 | 1800 | 1800 | 73.22 | 90.91 | 5 | 12.69
2020 | SPP_N_2_ENT | SPP_N | ENT | Internal | Winter | B18 | 400 | 1800 | 1800 | 75.78 | 90.91 | 5 | 10.13
2020 | SPP_N_2_ENT | SPP_N | ENT | Internal | Winter | B19 | 700 | 1800 | 1800 | 75.32 | 88.32 | 5 | 8
2020 | SPP_N_2_ENT | SPP_N | ENT | Internal | Winter | B20 | 935 | 1800 | 1800 | 65.74 | 80.02 | 5 | 9.28
2020 | SPP_N_2_MISO_MO-IL | SPP_N | MISO_MO-IL | Internal | Shoulder | B11 | 25 | 2000 | 0 | 88.13 | 91.63 | 5 | 0
2020 | SPP_N_2_MISO_MO-IL | SPP_N | MISO_MO-IL | Internal | Shoulder | B12 | 200 | 2000 | 2000 | 78.77 | 85.87 | 5 | 2.1
2020 | SPP_N_2_MISO_MO-IL | SPP_N | MISO_MO-IL | Internal | Shoulder | B13 | 600 | 2000 | 2000 | 76.39 | 81.49 | 5 | 0.1
2020 | SPP_N_2_MISO_MO-IL | SPP_N | MISO_MO-IL | Internal | Shoulder | B14 | 900 | 2000 | 2000 | 73 | 80.31 | 5 | 2.3
2020 | SPP_N_2_MISO_MO-IL | SPP_N | MISO_MO-IL | Internal | Shoulder | B15 | 1203 | 2000 | 2000 | 65.26 | 71.5 | 5 | 1.24
2020 | SPP_N_2_MISO_MO-IL | SPP_N | MISO_MO-IL | Internal | Summer | B1 | 10 | 2000 | 1285.99 | 134.39 | 139.39 | 5 | 0
2020 | SPP_N_2_MISO_MO-IL | SPP_N | MISO_MO-IL | Internal | Summer | B2 | 25 | 2000 | 0 | 133.26 | 136.57 | 5 | 0
2020 | SPP_N_2_MISO_MO-IL | SPP_N | MISO_MO-IL | Internal | Summer | B3 | 75 | 2000 | 0 | 135.27 | 136.41 | 5 | 0
2020 | SPP_N_2_MISO_MO-IL | SPP_N | MISO_MO-IL | Internal | Summer | B4 | 100 | 2000 | 0 | 122.37 | 122.41 | 5 | 0
2020 | SPP_N_2_MISO_MO-IL | SPP_N | MISO_MO-IL | Internal | Summer | B5 | 200 | 2000 | 443.89 | 91.02 | 96.02 | 5 | 0
2020 | SPP_N_2_MISO_MO-IL | SPP_N | MISO_MO-IL | Internal | Summer | B6 | 300 | 2000 | 0 | 86.93 | 88.51 | 5 | 0
2020 | SPP_N_2_MISO_MO-IL | SPP_N | MISO_MO-IL | Internal | Summer | B7 | 400 | 2000 | 0 | 86.73 | 83.32 | 5 | 0
2020 | SPP_N_2_MISO_MO-IL | SPP_N | MISO_MO-IL | Internal | Summer | B8 | 500 | 2000 | 0 | 78.89 | 78.99 | 5 | 0
2020 | SPP_N_2_MISO_MO-IL | SPP_N | MISO_MO-IL | Internal | Summer | B9 | 800 | 2000 | 0 | 75.18 | 72.89 | 5 | 0
2020 | SPP_N_2_MISO_MO-IL | SPP_N | MISO_MO-IL | Internal | Summer | B10 | 1262 | 2000 | 0 | 69.18 | 69.51 | 5 | 0
2020 | SPP_N_2_MISO_MO-IL | SPP_N | MISO_MO-IL | Internal | Winter | B16 | 25 | 2000 | 2000 | 76.93 | 93.69 | 5 | 11.76
2020 | SPP_N_2_MISO_MO-IL | SPP_N | MISO_MO-IL | Internal | Winter | B17 | 100 | 2000 | 2000 | 73.22 | 88.31 | 5 | 10.09
2020 | SPP_N_2_MISO_MO-IL | SPP_N | MISO_MO-IL | Internal | Winter | B18 | 400 | 2000 | 2000 | 75.78 | 82.91 | 5 | 2.13
2020 | SPP_N_2_MISO_MO-IL | SPP_N | MISO_MO-IL | Internal | Winter | B19 | 700 | 2000 | 1692.44 | 75.32 | 80.32 | 5 | 0
2020 | SPP_N_2_MISO_MO-IL | SPP_N | MISO_MO-IL | Internal | Winter | B20 | 935 | 2000 | 2000 | 65.74 | 72.02 | 5 | 1.28
2020 | SPP_N_2_MISO_W | SPP_N | MISO_W | Internal | Shoulder | B11 | 25 | 750 | 0 | 88.13 | 87.02 | 5 | 0
2020 | SPP_N_2_MISO_W | SPP_N | MISO_W | Internal | Shoulder | B12 | 200 | 750 | 0 | 78.77 | 71.77 | 5 | 0
2020 | SPP_N_2_MISO_W | SPP_N | MISO_W | Internal | Shoulder | B13 | 600 | 750 | 0 | 76.39 | 69.39 | 5 | 0
2020 | SPP_N_2_MISO_W | SPP_N | MISO_W | Internal | Shoulder | B14 | 900 | 750 | 0 | 73 | 66 | 5 | 0
2020 | SPP_N_2_MISO_W | SPP_N | MISO_W | Internal | Shoulder | B15 | 1203 | 750 | 0 | 65.26 | 59.37 | 5 | 0
2020 | SPP_N_2_MISO_W | SPP_N | MISO_W | Internal | Summer | B1 | 10 | 750 | 0 | 134.39 | 139.38 | 5 | 0
2020 | SPP_N_2_MISO_W | SPP_N | MISO_W | Internal | Summer | B2 | 25 | 750 | 0 | 133.26 | 133.27 | 5 | 0
2020 | SPP_N_2_MISO_W | SPP_N | MISO_W | Internal | Summer | B3 | 75 | 750 | 0 | 135.27 | 135.26 | 5 | 0
2020 | SPP_N_2_MISO_W | SPP_N | MISO_W | Internal | Summer | B4 | 100 | 750 | 0 | 122.37 | 122.38 | 5 | 0
2020 | SPP_N_2_MISO_W | SPP_N | MISO_W | Internal | Summer | B5 | 200 | 750 | 0 | 91.02 | 94.75 | 5 | 0
2020 | SPP_N_2_MISO_W | SPP_N | MISO_W | Internal | Summer | B6 | 300 | 750 | 0 | 86.93 | 85.87 | 5 | 0
2020 | SPP_N_2_MISO_W | SPP_N | MISO_W | Internal | Summer | B7 | 400 | 750 | 0 | 86.73 | 83.3 | 5 | 0
2020 | SPP_N_2_MISO_W | SPP_N | MISO_W | Internal | Summer | B8 | 500 | 750 | 0 | 78.89 | 71.89 | 5 | 0
2020 | SPP_N_2_MISO_W | SPP_N | MISO_W | Internal | Summer | B9 | 800 | 750 | 0 | 75.18 | 68.18 | 5 | 0
2020 | SPP_N_2_MISO_W | SPP_N | MISO_W | Internal | Summer | B10 | 1262 | 750 | 0 | 69.18 | 62.18 | 5 | 0
2020 | SPP_N_2_MISO_W | SPP_N | MISO_W | Internal | Winter | B16 | 25 | 750 | 0 | 76.93 | 63.19 | 5 | 0
2020 | SPP_N_2_MISO_W | SPP_N | MISO_W | Internal | Winter | B17 | 100 | 750 | 0 | 73.22 | 66.22 | 5 | 0
2020 | SPP_N_2_MISO_W | SPP_N | MISO_W | Internal | Winter | B18 | 400 | 750 | 0 | 75.78 | 68.78 | 5 | 0
2020 | SPP_N_2_MISO_W | SPP_N | MISO_W | Internal | Winter | B19 | 700 | 750 | 0 | 75.32 | 68.77 | 5 | 0
2020 | SPP_N_2_MISO_W | SPP_N | MISO_W | Internal | Winter | B20 | 935 | 750 | 0 | 65.74 | 59.42 | 5 | 0
2020 | SPP_N_2_NE | SPP_N | NE | Internal | Shoulder | B11 | 25 | 332 | 0 | 88.13 | 88.12 | 0.01 | 0
2020 | SPP_N_2_NE | SPP_N | NE | Internal | Shoulder | B12 | 200 | 332 | 0 | 78.77 | 78.76 | 0.01 | 0
2020 | SPP_N_2_NE | SPP_N | NE | Internal | Shoulder | B13 | 600 | 332 | 0 | 76.39 | 76.38 | 0.01 | 0
2020 | SPP_N_2_NE | SPP_N | NE | Internal | Shoulder | B14 | 900 | 332 | 0 | 73 | 72.99 | 0.01 | 0
2020 | SPP_N_2_NE | SPP_N | NE | Internal | Shoulder | B15 | 1203 | 332 | 0 | 65.26 | 65.25 | 0.01 | 0
2020 | SPP_N_2_NE | SPP_N | NE | Internal | Summer | B1 | 10 | 332 | 332 | 134.39 | 139.38 | 0.01 | 4.98
2020 | SPP_N_2_NE | SPP_N | NE | Internal | Summer | B2 | 25 | 332 | 24.84 | 133.26 | 133.27 | 0.01 | 0
2020 | SPP_N_2_NE | SPP_N | NE | Internal | Summer | B3 | 75 | 332 | 0 | 135.27 | 135.26 | 0.01 | 0
2020 | SPP_N_2_NE | SPP_N | NE | Internal | Summer | B4 | 100 | 332 | 305.39 | 122.37 | 122.38 | 0.01 | 0
2020 | SPP_N_2_NE | SPP_N | NE | Internal | Summer | B5 | 200 | 332 | 332 | 91.02 | 94.75 | 0.01 | 3.72
2020 | SPP_N_2_NE | SPP_N | NE | Internal | Summer | B6 | 300 | 332 | 0 | 86.93 | 86.92 | 0.01 | 0
2020 | SPP_N_2_NE | SPP_N | NE | Internal | Summer | B7 | 400 | 332 | 0 | 86.73 | 86.72 | 0.01 | 0
2020 | SPP_N_2_NE | SPP_N | NE | Internal | Summer | B8 | 500 | 332 | 0 | 78.89 | 78.88 | 0.01 | 0
2020 | SPP_N_2_NE | SPP_N | NE | Internal | Summer | B9 | 800 | 332 | 0 | 75.18 | 75.16 | 0.01 | 0
2020 | SPP_N_2_NE | SPP_N | NE | Internal | Summer | B10 | 1262 | 332 | 0 | 69.18 | 69.17 | 0.01 | 0
2020 | SPP_N_2_NE | SPP_N | NE | Internal | Winter | B16 | 25 | 332 | 0 | 76.93 | 70.19 | 0.01 | 0
2020 | SPP_N_2_NE | SPP_N | NE | Internal | Winter | B17 | 100 | 332 | 0 | 73.22 | 73.21 | 0.01 | 0
2020 | SPP_N_2_NE | SPP_N | NE | Internal | Winter | B18 | 400 | 332 | 0 | 75.78 | 75.77 | 0.01 | 0
2020 | SPP_N_2_NE | SPP_N | NE | Internal | Winter | B19 | 700 | 332 | 0 | 75.32 | 75.31 | 0.01 | 0
2020 | SPP_N_2_NE | SPP_N | NE | Internal | Winter | B20 | 935 | 332 | 0 | 65.74 | 65.73 | 0.01 | 0
2020 | SPP_N_2_SPP_S | SPP_N | SPP_S | Internal | Shoulder | B11 | 25 | 4000 | 1589.47 | 88.13 | 88.15 | 0.01 | 0
2020 | SPP_N_2_SPP_S | SPP_N | SPP_S | Internal | Shoulder | B12 | 200 | 4000 | 523.91 | 78.77 | 78.79 | 0.01 | 0
2020 | SPP_N_2_SPP_S | SPP_N | SPP_S | Internal | Shoulder | B13 | 600 | 4000 | 0 | 76.39 | 76.38 | 0.01 | 0
2020 | SPP_N_2_SPP_S | SPP_N | SPP_S | Internal | Shoulder | B14 | 900 | 4000 | 0 | 73 | 72.99 | 0.01 | 0
2020 | SPP_N_2_SPP_S | SPP_N | SPP_S | Internal | Shoulder | B15 | 1203 | 4000 | 514.01 | 65.26 | 65.27 | 0.01 | 0
2020 | SPP_N_2_SPP_S | SPP_N | SPP_S | Internal | Summer | B1 | 10 | 4000 | 0 | 134.39 | 86.94 | 0.01 | 0
2020 | SPP_N_2_SPP_S | SPP_N | SPP_S | Internal | Summer | B2 | 25 | 4000 | 0 | 133.26 | 102.03 | 0.01 | 0
2020 | SPP_N_2_SPP_S | SPP_N | SPP_S | Internal | Summer | B3 | 75 | 4000 | 0 | 135.27 | 126.39 | 0.01 | 0
2020 | SPP_N_2_SPP_S | SPP_N | SPP_S | Internal | Summer | B4 | 100 | 4000 | 0 | 122.37 | 102.99 | 0.01 | 0
2020 | SPP_N_2_SPP_S | SPP_N | SPP_S | Internal | Summer | B5 | 200 | 4000 | 0 | 91.02 | 91.01 | 0.01 | 0
2020 | SPP_N_2_SPP_S | SPP_N | SPP_S | Internal | Summer | B6 | 300 | 4000 | 360.42 | 86.93 | 86.94 | 0.01 | 0
2020 | SPP_N_2_SPP_S | SPP_N | SPP_S | Internal | Summer | B7 | 400 | 4000 | 2090.01 | 86.73 | 86.74 | 0.01 | 0
2020 | SPP_N_2_SPP_S | SPP_N | SPP_S | Internal | Summer | B8 | 500 | 4000 | 4000 | 78.89 | 81.93 | 0.01 | 3.03
2020 | SPP_N_2_SPP_S | SPP_N | SPP_S | Internal | Summer | B9 | 800 | 4000 | 3743.2 | 75.18 | 75.19 | 0.01 | 0
2020 | SPP_N_2_SPP_S | SPP_N | SPP_S | Internal | Summer | B10 | 1262 | 4000 | 4000 | 69.18 | 70.35 | 0.01 | 1.15
2020 | SPP_N_2_SPP_S | SPP_N | SPP_S | Internal | Winter | B16 | 25 | 4000 | 1580.09 | 76.93 | 76.94 | 0.01 | 0
2020 | SPP_N_2_SPP_S | SPP_N | SPP_S | Internal | Winter | B17 | 100 | 4000 | 1689.7 | 73.22 | 73.23 | 0.01 | 0
2020 | SPP_N_2_SPP_S | SPP_N | SPP_S | Internal | Winter | B18 | 400 | 4000 | 1403.4 | 75.78 | 75.8 | 0.01 | 0
2020 | SPP_N_2_SPP_S | SPP_N | SPP_S | Internal | Winter | B19 | 700 | 4000 | 0 | 75.32 | 75.32 | 0.01 | 0
2020 | SPP_N_2_SPP_S | SPP_N | SPP_S | Internal | Winter | B20 | 935 | 4000 | 1965.87 | 65.74 | 65.75 | 0.01 | 0
2020 | SPP_S_2_ENT | SPP_S | ENT | Internal | Shoulder | B11 | 25 | 850 | 0 | 88.15 | 92.07 | 5 | 0
2020 | SPP_S_2_ENT | SPP_S | ENT | Internal | Shoulder | B12 | 200 | 850 | 850 | 78.79 | 88.31 | 5 | 4.52
2020 | SPP_S_2_ENT | SPP_S | ENT | Internal | Shoulder | B13 | 600 | 850 | 850 | 76.38 | 88.31 | 5 | 6.93
2020 | SPP_S_2_ENT | SPP_S | ENT | Internal | Shoulder | B14 | 900 | 850 | 850 | 72.99 | 88.31 | 5 | 10.32
2020 | SPP_S_2_ENT | SPP_S | ENT | Internal | Shoulder | B15 | 1203 | 850 | 850 | 65.27 | 79.5 | 5 | 9.23
2020 | SPP_S_2_ENT | SPP_S | ENT | Internal | Summer | B1 | 10 | 850 | 850 | 86.94 | 139.39 | 5 | 47.45
2020 | SPP_S_2_ENT | SPP_S | ENT | Internal | Summer | B2 | 25 | 850 | 850 | 102.03 | 138.26 | 5 | 31.23
2020 | SPP_S_2_ENT | SPP_S | ENT | Internal | Summer | B3 | 75 | 850 | 850 | 126.39 | 135.24 | 5 | 3.86
2020 | SPP_S_2_ENT | SPP_S | ENT | Internal | Summer | B4 | 100 | 850 | 850 | 102.99 | 127.37 | 5 | 19.38
2020 | SPP_S_2_ENT | SPP_S | ENT | Internal | Summer | B5 | 200 | 850 | 0 | 91.01 | 90.69 | 5 | 0
2020 | SPP_S_2_ENT | SPP_S | ENT | Internal | Summer | B6 | 300 | 850 | 0 | 86.94 | 90.69 | 5 | 0
2020 | SPP_S_2_ENT | SPP_S | ENT | Internal | Summer | B7 | 400 | 850 | 0 | 86.74 | 90.69 | 5 | 0
2020 | SPP_S_2_ENT | SPP_S | ENT | Internal | Summer | B8 | 500 | 850 | 850 | 81.93 | 86.99 | 5 | 0.05
2020 | SPP_S_2_ENT | SPP_S | ENT | Internal | Summer | B9 | 800 | 850 | 850 | 75.19 | 86.99 | 5 | 6.8
2020 | SPP_S_2_ENT | SPP_S | ENT | Internal | Summer | B10 | 1262 | 850 | 850 | 70.35 | 77.51 | 5 | 2.16
2020 | SPP_S_2_ENT | SPP_S | ENT | Internal | Winter | B16 | 25 | 850 | 850 | 76.94 | 93.69 | 5 | 11.75
2020 | SPP_S_2_ENT | SPP_S | ENT | Internal | Winter | B17 | 100 | 850 | 850 | 73.23 | 90.91 | 5 | 12.68
2020 | SPP_S_2_ENT | SPP_S | ENT | Internal | Winter | B18 | 400 | 850 | 850 | 75.8 | 90.91 | 5 | 10.12
2020 | SPP_S_2_ENT | SPP_S | ENT | Internal | Winter | B19 | 700 | 850 | 850 | 75.32 | 88.32 | 5 | 8
2020 | SPP_S_2_ENT | SPP_S | ENT | Internal | Winter | B20 | 935 | 850 | 850 | 65.75 | 80.02 | 5 | 9.27
2020 | SPP_S_2_SPP_N | SPP_S | SPP_N | Internal | Shoulder | B11 | 25 | 640 | 0 | 88.15 | 88.13 | 0.01 | 0
2020 | SPP_S_2_SPP_N | SPP_S | SPP_N | Internal | Shoulder | B12 | 200 | 640 | 0 | 78.79 | 78.77 | 0.01 | 0
2020 | SPP_S_2_SPP_N | SPP_S | SPP_N | Internal | Shoulder | B13 | 600 | 640 | 12.22 | 76.38 | 76.39 | 0.01 | 0
2020 | SPP_S_2_SPP_N | SPP_S | SPP_N | Internal | Shoulder | B14 | 900 | 640 | 592.31 | 72.99 | 73 | 0.01 | 0
2020 | SPP_S_2_SPP_N | SPP_S | SPP_N | Internal | Shoulder | B15 | 1203 | 640 | 0 | 65.27 | 65.26 | 0.01 | 0
2020 | SPP_S_2_SPP_N | SPP_S | SPP_N | Internal | Summer | B1 | 10 | 640 | 640 | 86.94 | 134.39 | 0.01 | 47.44
2020 | SPP_S_2_SPP_N | SPP_S | SPP_N | Internal | Summer | B2 | 25 | 640 | 640 | 102.03 | 133.26 | 0.01 | 31.21
2020 | SPP_S_2_SPP_N | SPP_S | SPP_N | Internal | Summer | B3 | 75 | 640 | 640 | 126.39 | 135.27 | 0.01 | 8.87
2020 | SPP_S_2_SPP_N | SPP_S | SPP_N | Internal | Summer | B4 | 100 | 640 | 640 | 102.99 | 122.37 | 0.01 | 19.36
2020 | SPP_S_2_SPP_N | SPP_S | SPP_N | Internal | Summer | B5 | 200 | 640 | 83.94 | 91.01 | 91.02 | 0.01 | 0
2020 | SPP_S_2_SPP_N | SPP_S | SPP_N | Internal | Summer | B6 | 300 | 640 | 0 | 86.94 | 86.93 | 0.01 | 0
2020 | SPP_S_2_SPP_N | SPP_S | SPP_N | Internal | Summer | B7 | 400 | 640 | 0 | 86.74 | 86.73 | 0.01 | 0
2020 | SPP_S_2_SPP_N | SPP_S | SPP_N | Internal | Summer | B8 | 500 | 640 | 0 | 81.93 | 78.89 | 0.01 | 0
2020 | SPP_S_2_SPP_N | SPP_S | SPP_N | Internal | Summer | B9 | 800 | 640 | 0 | 75.19 | 75.18 | 0.01 | 0
2020 | SPP_S_2_SPP_N | SPP_S | SPP_N | Internal | Summer | B10 | 1262 | 640 | 0 | 70.35 | 69.18 | 0.01 | 0
2020 | SPP_S_2_SPP_N | SPP_S | SPP_N | Internal | Winter | B16 | 25 | 640 | 0 | 76.94 | 76.93 | 0.01 | 0
2020 | SPP_S_2_SPP_N | SPP_S | SPP_N | Internal | Winter | B17 | 100 | 640 | 0 | 73.23 | 73.22 | 0.01 | 0
2020 | SPP_S_2_SPP_N | SPP_S | SPP_N | Internal | Winter | B18 | 400 | 640 | 0 | 75.8 | 75.78 | 0.01 | 0
2020 | SPP_S_2_SPP_N | SPP_S | SPP_N | Internal | Winter | B19 | 700 | 640 | 0 | 75.32 | 75.32 | 0.01 | 0
2020 | SPP_S_2_SPP_N | SPP_S | SPP_N | Internal | Winter | B20 | 935 | 640 | 0 | 65.75 | 65.74 | 0.01 | 0
2020 | TVA_2_ENT | TVA | ENT | Internal | Shoulder | B11 | 25 | 500 | 0 | 93.75 | 92.07 | 9 | 0
2020 | TVA_2_ENT | TVA | ENT | Internal | Shoulder | B12 | 200 | 500 | 0 | 89.81 | 88.31 | 9 | 0
2020 | TVA_2_ENT | TVA | ENT | Internal | Shoulder | B13 | 600 | 500 | 0 | 88.32 | 88.31 | 9 | 0
2020 | TVA_2_ENT | TVA | ENT | Internal | Shoulder | B14 | 900 | 500 | 0 | 88.32 | 88.31 | 9 | 0
2020 | TVA_2_ENT | TVA | ENT | Internal | Shoulder | B15 | 1203 | 500 | 0 | 79.51 | 79.5 | 9 | 0
2020 | TVA_2_ENT | TVA | ENT | Internal | Summer | B1 | 10 | 500 | 0 | 147.4 | 139.39 | 9 | 0
2020 | TVA_2_ENT | TVA | ENT | Internal | Summer | B2 | 25 | 500 | 0 | 143.26 | 138.26 | 9 | 0
2020 | TVA_2_ENT | TVA | ENT | Internal | Summer | B3 | 75 | 500 | 0 | 143.26 | 135.24 | 9 | 0
2020 | TVA_2_ENT | TVA | ENT | Internal | Summer | B4 | 100 | 500 | 0 | 130.41 | 127.37 | 9 | 0
2020 | TVA_2_ENT | TVA | ENT | Internal | Summer | B5 | 200 | 500 | 0 | 98.7 | 90.69 | 9 | 0
2020 | TVA_2_ENT | TVA | ENT | Internal | Summer | B6 | 300 | 500 | 0 | 92.37 | 90.69 | 9 | 0
2020 | TVA_2_ENT | TVA | ENT | Internal | Summer | B7 | 400 | 500 | 0 | 88.49 | 90.69 | 9 | 0
2020 | TVA_2_ENT | TVA | ENT | Internal | Summer | B8 | 500 | 500 | 0 | 81.45 | 86.99 | 9 | 0
2020 | TVA_2_ENT | TVA | ENT | Internal | Summer | B9 | 800 | 500 | 97.44 | 77.99 | 86.99 | 9 | 0
2020 | TVA_2_ENT | TVA | ENT | Internal | Summer | B10 | 1262 | 500 | 0 | 76.67 | 77.51 | 9 | 0
2020 | TVA_2_ENT | TVA | ENT | Internal | Winter | B16 | 25 | 500 | 0 | 101.7 | 93.69 | 9 | 0
2020 | TVA_2_ENT | TVA | ENT | Internal | Winter | B17 | 100 | 500 | 0 | 92.44 | 90.91 | 9 | 0
2020 | TVA_2_ENT | TVA | ENT | Internal | Winter | B18 | 400 | 500 | 0 | 87.87 | 90.91 | 9 | 0
2020 | TVA_2_ENT | TVA | ENT | Internal | Winter | B19 | 700 | 500 | 0 | 87.87 | 88.32 | 9 | 0
2020 | TVA_2_ENT | TVA | ENT | Internal | Winter | B20 | 935 | 500 | 0 | 80.03 | 80.02 | 9 | 0
2020 | TVA_2_MISO_MO-IL | TVA | MISO_MO-IL | Internal | Shoulder | B11 | 25 | 50 | 0 | 93.75 | 91.63 | 9 | 0
2020 | TVA_2_MISO_MO-IL | TVA | MISO_MO-IL | Internal | Shoulder | B12 | 200 | 50 | 0 | 89.81 | 85.87 | 9 | 0
2020 | TVA_2_MISO_MO-IL | TVA | MISO_MO-IL | Internal | Shoulder | B13 | 600 | 50 | 0 | 88.32 | 81.49 | 9 | 0
2020 | TVA_2_MISO_MO-IL | TVA | MISO_MO-IL | Internal | Shoulder | B14 | 900 | 50 | 0 | 88.32 | 80.31 | 9 | 0
2020 | TVA_2_MISO_MO-IL | TVA | MISO_MO-IL | Internal | Shoulder | B15 | 1203 | 50 | 0 | 79.51 | 71.5 | 9 | 0
2020 | TVA_2_MISO_MO-IL | TVA | MISO_MO-IL | Internal | Summer | B1 | 10 | 50 | 0 | 147.4 | 139.39 | 9 | 0
2020 | TVA_2_MISO_MO-IL | TVA | MISO_MO-IL | Internal | Summer | B2 | 25 | 50 | 0 | 143.26 | 136.57 | 9 | 0
2020 | TVA_2_MISO_MO-IL | TVA | MISO_MO-IL | Internal | Summer | B3 | 75 | 50 | 0 | 143.26 | 136.41 | 9 | 0
2020 | TVA_2_MISO_MO-IL | TVA | MISO_MO-IL | Internal | Summer | B4 | 100 | 50 | 0 | 130.41 | 122.41 | 9 | 0
2020 | TVA_2_MISO_MO-IL | TVA | MISO_MO-IL | Internal | Summer | B5 | 200 | 50 | 0 | 98.7 | 96.02 | 9 | 0
2020 | TVA_2_MISO_MO-IL | TVA | MISO_MO-IL | Internal | Summer | B6 | 300 | 50 | 0 | 92.37 | 88.51 | 9 | 0
2020 | TVA_2_MISO_MO-IL | TVA | MISO_MO-IL | Internal | Summer | B7 | 400 | 50 | 0 | 88.49 | 83.32 | 9 | 0
2020 | TVA_2_MISO_MO-IL | TVA | MISO_MO-IL | Internal | Summer | B8 | 500 | 50 | 0 | 81.45 | 78.99 | 9 | 0
2020 | TVA_2_MISO_MO-IL | TVA | MISO_MO-IL | Internal | Summer | B9 | 800 | 50 | 0 | 77.99 | 72.89 | 9 | 0
2020 | TVA_2_MISO_MO-IL | TVA | MISO_MO-IL | Internal | Summer | B10 | 1262 | 50 | 0 | 76.67 | 69.51 | 9 | 0
2020 | TVA_2_MISO_MO-IL | TVA | MISO_MO-IL | Internal | Winter | B16 | 25 | 50 | 0 | 101.7 | 93.69 | 9 | 0
2020 | TVA_2_MISO_MO-IL | TVA | MISO_MO-IL | Internal | Winter | B17 | 100 | 50 | 0 | 92.44 | 88.31 | 9 | 0
2020 | TVA_2_MISO_MO-IL | TVA | MISO_MO-IL | Internal | Winter | B18 | 400 | 50 | 0 | 87.87 | 82.91 | 9 | 0
2020 | TVA_2_MISO_MO-IL | TVA | MISO_MO-IL | Internal | Winter | B19 | 700 | 50 | 0 | 87.87 | 80.32 | 9 | 0
2020 | TVA_2_MISO_MO-IL | TVA | MISO_MO-IL | Internal | Winter | B20 | 935 | 50 | 0 | 80.03 | 72.02 | 9 | 0
2020 | TVA_2_NonRTO_Midwest | TVA | NonRTO_Midwest | Internal | Shoulder | B11 | 25 | 100 | 0 | 93.75 | 99.61 | 9 | 0
2020 | TVA_2_NonRTO_Midwest | TVA | NonRTO_Midwest | Internal | Shoulder | B12 | 200 | 100 | 0 | 89.81 | 93.89 | 9 | 0
2020 | TVA_2_NonRTO_Midwest | TVA | NonRTO_Midwest | Internal | Shoulder | B13 | 600 | 100 | 0 | 88.32 | 89.51 | 9 | 0
2020 | TVA_2_NonRTO_Midwest | TVA | NonRTO_Midwest | Internal | Shoulder | B14 | 900 | 100 | 0 | 88.32 | 80.64 | 9 | 0
2020 | TVA_2_NonRTO_Midwest | TVA | NonRTO_Midwest | Internal | Shoulder | B15 | 1203 | 100 | 0 | 79.51 | 71.5 | 9 | 0
2020 | TVA_2_NonRTO_Midwest | TVA | NonRTO_Midwest | Internal | Summer | B1 | 10 | 100 | 0 | 147.4 | 144.58 | 9 | 0
2020 | TVA_2_NonRTO_Midwest | TVA | NonRTO_Midwest | Internal | Summer | B2 | 25 | 100 | 0 | 143.26 | 144.58 | 9 | 0
2020 | TVA_2_NonRTO_Midwest | TVA | NonRTO_Midwest | Internal | Summer | B3 | 75 | 100 | 0 | 143.26 | 144.43 | 9 | 0
2020 | TVA_2_NonRTO_Midwest | TVA | NonRTO_Midwest | Internal | Summer | B4 | 100 | 100 | 0 | 130.41 | 130.39 | 9 | 0
2020 | TVA_2_NonRTO_Midwest | TVA | NonRTO_Midwest | Internal | Summer | B5 | 200 | 100 | 0 | 98.7 | 104.01 | 9 | 0
2020 | TVA_2_NonRTO_Midwest | TVA | NonRTO_Midwest | Internal | Summer | B6 | 300 | 100 | 0 | 92.37 | 96.5 | 9 | 0
2020 | TVA_2_NonRTO_Midwest | TVA | NonRTO_Midwest | Internal | Summer | B7 | 400 | 100 | 0 | 88.49 | 80.64 | 9 | 0
2020 | TVA_2_NonRTO_Midwest | TVA | NonRTO_Midwest | Internal | Summer | B8 | 500 | 100 | 0 | 81.45 | 76.58 | 9 | 0
2020 | TVA_2_NonRTO_Midwest | TVA | NonRTO_Midwest | Internal | Summer | B9 | 800 | 100 | 0 | 77.99 | 71.28 | 9 | 0
2020 | TVA_2_NonRTO_Midwest | TVA | NonRTO_Midwest | Internal | Summer | B10 | 1262 | 100 | 0 | 76.67 | 68.66 | 9 | 0
2020 | TVA_2_NonRTO_Midwest | TVA | NonRTO_Midwest | Internal | Winter | B16 | 25 | 100 | 0 | 101.7 | 107.91 | 9 | 0
2020 | TVA_2_NonRTO_Midwest | TVA | NonRTO_Midwest | Internal | Winter | B17 | 100 | 100 | 0 | 92.44 | 97.48 | 9 | 0
2020 | TVA_2_NonRTO_Midwest | TVA | NonRTO_Midwest | Internal | Winter | B18 | 400 | 100 | 0 | 87.87 | 90.93 | 9 | 0
2020 | TVA_2_NonRTO_Midwest | TVA | NonRTO_Midwest | Internal | Winter | B19 | 700 | 100 | 0 | 87.87 | 80.2 | 9 | 0
2020 | TVA_2_NonRTO_Midwest | TVA | NonRTO_Midwest | Internal | Winter | B20 | 935 | 100 | 0 | 80.03 | 72.02 | 9 | 0
2020 | TVA_2_PJM_ROR | TVA | PJM_ROR | Internal | Shoulder | B11 | 25 | 500 | 0 | 93.75 | 93.61 | 9 | 0
2020 | TVA_2_PJM_ROR | TVA | PJM_ROR | Internal | Shoulder | B12 | 200 | 500 | 0 | 89.81 | 88.04 | 9 | 0
2020 | TVA_2_PJM_ROR | TVA | PJM_ROR | Internal | Shoulder | B13 | 600 | 500 | 0 | 88.32 | 86.9 | 9 | 0
2020 | TVA_2_PJM_ROR | TVA | PJM_ROR | Internal | Shoulder | B14 | 900 | 500 | 0 | 88.32 | 85.24 | 9 | 0
2020 | TVA_2_PJM_ROR | TVA | PJM_ROR | Internal | Shoulder | B15 | 1203 | 500 | 0 | 79.51 | 75.26 | 9 | 0
2020 | TVA_2_PJM_ROR | TVA | PJM_ROR | Internal | Summer | B1 | 10 | 500 | 0 | 147.4 | 141.39 | 9 | 0
2020 | TVA_2_PJM_ROR | TVA | PJM_ROR | Internal | Summer | B2 | 25 | 500 | 0 | 143.26 | 137.24 | 9 | 0
2020 | TVA_2_PJM_ROR | TVA | PJM_ROR | Internal | Summer | B3 | 75 | 500 | 0 | 143.26 | 137.24 | 9 | 0
2020 | TVA_2_PJM_ROR | TVA | PJM_ROR | Internal | Summer | B4 | 100 | 500 | 0 | 130.41 | 124.39 | 9 | 0
2020 | TVA_2_PJM_ROR | TVA | PJM_ROR | Internal | Summer | B5 | 200 | 500 | 0 | 98.7 | 97.75 | 9 | 0
2020 | TVA_2_PJM_ROR | TVA | PJM_ROR | Internal | Summer | B6 | 300 | 500 | 0 | 92.37 | 90.5 | 9 | 0
2020 | TVA_2_PJM_ROR | TVA | PJM_ROR | Internal | Summer | B7 | 400 | 500 | 0 | 88.49 | 85.31 | 9 | 0
2020 | TVA_2_PJM_ROR | TVA | PJM_ROR | Internal | Summer | B8 | 500 | 500 | 0 | 81.45 | 83.8 | 9 | 0
2020 | TVA_2_PJM_ROR | TVA | PJM_ROR | Internal | Summer | B9 | 800 | 500 | 0 | 77.99 | 74.52 | 9 | 0
2020 | TVA_2_PJM_ROR | TVA | PJM_ROR | Internal | Summer | B10 | 1262 | 500 | 0 | 76.67 | 71.51 | 9 | 0
2020 | TVA_2_PJM_ROR | TVA | PJM_ROR | Internal | Winter | B16 | 25 | 500 | 0 | 101.7 | 101.92 | 9 | 0
2020 | TVA_2_PJM_ROR | TVA | PJM_ROR | Internal | Winter | B17 | 100 | 500 | 0 | 92.44 | 92.77 | 9 | 0
2020 | TVA_2_PJM_ROR | TVA | PJM_ROR | Internal | Winter | B18 | 400 | 500 | 0 | 87.87 | 88.94 | 9 | 0
2020 | TVA_2_PJM_ROR | TVA | PJM_ROR | Internal | Winter | B19 | 700 | 500 | 0 | 87.87 | 83.89 | 9 | 0
2020 | TVA_2_PJM_ROR | TVA | PJM_ROR | Internal | Winter | B20 | 935 | 500 | 0 | 80.03 | 75.34 | 9 | 0
2020 | TVA_2_SOCO | TVA | SOCO | Internal | Shoulder | B11 | 25 | 500 | 0 | 93.75 | 90.18 | 9 | 0
2020 | TVA_2_SOCO | TVA | SOCO | Internal | Shoulder | B12 | 200 | 500 | 0 | 89.81 | 90.18 | 9 | 0
2020 | TVA_2_SOCO | TVA | SOCO | Internal | Shoulder | B13 | 600 | 500 | 0 | 88.32 | 90.18 | 9 | 0
2020 | TVA_2_SOCO | TVA | SOCO | Internal | Shoulder | B14 | 900 | 500 | 0 | 88.32 | 90.18 | 9 | 0
2020 | TVA_2_SOCO | TVA | SOCO | Internal | Shoulder | B15 | 1203 | 500 | 0 | 79.51 | 85.1 | 9 | 0
2020 | TVA_2_SOCO | TVA | SOCO | Internal | Summer | B1 | 10 | 500 | 0 | 147.4 | 146.26 | 9 | 0
2020 | TVA_2_SOCO | TVA | SOCO | Internal | Summer | B2 | 25 | 500 | 0 | 143.26 | 146.26 | 9 | 0
2020 | TVA_2_SOCO | TVA | SOCO | Internal | Summer | B3 | 75 | 500 | 0 | 143.26 | 143.24 | 9 | 0
2020 | TVA_2_SOCO | TVA | SOCO | Internal | Summer | B4 | 100 | 500 | 0 | 130.41 | 135.37 | 9 | 0
2020 | TVA_2_SOCO | TVA | SOCO | Internal | Summer | B5 | 200 | 500 | 0 | 98.7 | 98.69 | 9 | 0
2020 | TVA_2_SOCO | TVA | SOCO | Internal | Summer | B6 | 300 | 500 | 0 | 92.37 | 88.91 | 9 | 0
2020 | TVA_2_SOCO | TVA | SOCO | Internal | Summer | B7 | 400 | 500 | 0 | 88.49 | 88.91 | 9 | 0
2020 | TVA_2_SOCO | TVA | SOCO | Internal | Summer | B8 | 500 | 500 | 0 | 81.45 | 88.91 | 9 | 0
2020 | TVA_2_SOCO | TVA | SOCO | Internal | Summer | B9 | 800 | 500 | 0 | 77.99 | 86.37 | 9 | 0
2020 | TVA_2_SOCO | TVA | SOCO | Internal | Summer | B10 | 1262 | 500 | 0 | 76.67 | 79.44 | 9 | 0
2020 | TVA_2_SOCO | TVA | SOCO | Internal | Winter | B16 | 25 | 500 | 0 | 101.7 | 92.78 | 9 | 0
2020 | TVA_2_SOCO | TVA | SOCO | Internal | Winter | B17 | 100 | 500 | 0 | 92.44 | 92.78 | 9 | 0
2020 | TVA_2_SOCO | TVA | SOCO | Internal | Winter | B18 | 400 | 500 | 0 | 87.87 | 88.86 | 9 | 0
2020 | TVA_2_SOCO | TVA | SOCO | Internal | Winter | B19 | 700 | 500 | 0 | 87.87 | 88.86 | 9 | 0
2020 | TVA_2_SOCO | TVA | SOCO | Internal | Winter | B20 | 935 | 500 | 0 | 80.03 | 86.56 | 9 | 0
2020 | TVA_2_VACAR | TVA | VACAR | Internal | Shoulder | B11 | 25 | 150 | 0 | 93.75 | 99.61 | 9 | 0
2020 | TVA_2_VACAR | TVA | VACAR | Internal | Shoulder | B12 | 200 | 150 | 0 | 89.81 | 94.04 | 9 | 0
2020 | TVA_2_VACAR | TVA | VACAR | Internal | Shoulder | B13 | 600 | 150 | 0 | 88.32 | 86.99 | 9 | 0
2020 | TVA_2_VACAR | TVA | VACAR | Internal | Shoulder | B14 | 900 | 150 | 0 | 88.32 | 83.7 | 9 | 0
2020 | TVA_2_VACAR | TVA | VACAR | Internal | Shoulder | B15 | 1203 | 150 | 0 | 79.51 | 81 | 9 | 0
2020 | TVA_2_VACAR | TVA | VACAR | Internal | Summer | B1 | 10 | 150 | 0 | 147.4 | 148.62 | 9 | 0
2020 | TVA_2_VACAR | TVA | VACAR | Internal | Summer | B2 | 25 | 150 | 0 | 143.26 | 148.62 | 9 | 0
2020 | TVA_2_VACAR | TVA | VACAR | Internal | Summer | B3 | 75 | 150 | 0 | 143.26 | 148.62 | 9 | 0
2020 | TVA_2_VACAR | TVA | VACAR | Internal | Summer | B4 | 100 | 150 | 0 | 130.41 | 130.39 | 9 | 0
2020 | TVA_2_VACAR | TVA | VACAR | Internal | Summer | B5 | 200 | 150 | 0 | 98.7 | 106.34 | 9 | 0
2020 | TVA_2_VACAR | TVA | VACAR | Internal | Summer | B6 | 300 | 150 | 0 | 92.37 | 96.5 | 9 | 0
2020 | TVA_2_VACAR | TVA | VACAR | Internal | Summer | B7 | 400 | 150 | 0 | 88.49 | 91.31 | 9 | 0
2020 | TVA_2_VACAR | TVA | VACAR | Internal | Summer | B8 | 500 | 150 | 0 | 81.45 | 85.13 | 9 | 0
2020 | TVA_2_VACAR | TVA | VACAR | Internal | Summer | B9 | 800 | 150 | 0 | 77.99 | 79.37 | 9 | 0
2020 | TVA_2_VACAR | TVA | VACAR | Internal | Summer | B10 | 1262 | 150 | 0 | 76.67 | 77.97 | 9 | 0
2020 | TVA_2_VACAR | TVA | VACAR | Internal | Winter | B16 | 25 | 150 | 0 | 101.7 | 110.69 | 9 | 0
2020 | TVA_2_VACAR | TVA | VACAR | Internal | Winter | B17 | 100 | 150 | 0 | 92.44 | 98.77 | 9 | 0
2020 | TVA_2_VACAR | TVA | VACAR | Internal | Winter | B18 | 400 | 150 | 0 | 87.87 | 84.7 | 9 | 0
2020 | TVA_2_VACAR | TVA | VACAR | Internal | Winter | B19 | 700 | 150 | 0 | 87.87 | 84.7 | 9 | 0
2020 | TVA_2_VACAR | TVA | VACAR | Internal | Winter | B20 | 935 | 150 | 0 | 80.03 | 81.34 | 9 | 0
2020 | TVA_Transmission_2_ENT | TVA_Transmission | ENT | Internal | Shoulder | B11 | 25 | 3000 | 0 | 95.81 | 92.07 | 9 | 0
2020 | TVA_Transmission_2_ENT | TVA_Transmission | ENT | Internal | Shoulder | B12 | 200 | 3000 | 0 | 91.34 | 88.31 | 9 | 0
2020 | TVA_Transmission_2_ENT | TVA_Transmission | ENT | Internal | Shoulder | B13 | 600 | 3000 | 0 | 88.87 | 88.31 | 9 | 0
2020 | TVA_Transmission_2_ENT | TVA_Transmission | ENT | Internal | Shoulder | B14 | 900 | 3000 | 0 | 88.31 | 88.31 | 9 | 0
2020 | TVA_Transmission_2_ENT | TVA_Transmission | ENT | Internal | Shoulder | B15 | 1203 | 3000 | 0 | 79.5 | 79.5 | 9 | 0
2020 | TVA_Transmission_2_ENT | TVA_Transmission | ENT | Internal | Summer | B1 | 10 | 3000 | 0 | 147.39 | 139.39 | 9 | 0
2020 | TVA_Transmission_2_ENT | TVA_Transmission | ENT | Internal | Summer | B2 | 25 | 3000 | 0 | 143.24 | 138.26 | 9 | 0
2020 | TVA_Transmission_2_ENT | TVA_Transmission | ENT | Internal | Summer | B3 | 75 | 3000 | 0 | 143.24 | 135.24 | 9 | 0
2020 | TVA_Transmission_2_ENT | TVA_Transmission | ENT | Internal | Summer | B4 | 100 | 3000 | 0 | 130.39 | 127.37 | 9 | 0
2020 | TVA_Transmission_2_ENT | TVA_Transmission | ENT | Internal | Summer | B5 | 200 | 3000 | 0 | 98.69 | 90.69 | 9 | 0
2020 | TVA_Transmission_2_ENT | TVA_Transmission | ENT | Internal | Summer | B6 | 300 | 3000 | 0 | 93.84 | 90.69 | 9 | 0
2020 | TVA_Transmission_2_ENT | TVA_Transmission | ENT | Internal | Summer | B7 | 400 | 3000 | 0 | 88.56 | 90.69 | 9 | 0
2020 | TVA_Transmission_2_ENT | TVA_Transmission | ENT | Internal | Summer | B8 | 500 | 3000 | 0 | 83.23 | 86.99 | 9 | 0
2020 | TVA_Transmission_2_ENT | TVA_Transmission | ENT | Internal | Summer | B9 | 800 | 3000 | 0 | 78.82 | 86.99 | 9 | 0
2020 | TVA_Transmission_2_ENT | TVA_Transmission | ENT | Internal | Summer | B10 | 1262 | 3000 | 0 | 76.66 | 77.51 | 9 | 0
2020 | TVA_Transmission_2_ENT | TVA_Transmission | ENT | Internal | Winter | B16 | 25 | 3000 | 0 | 101.69 | 93.69 | 9 | 0
2020 | TVA_Transmission_2_ENT | TVA_Transmission | ENT | Internal | Winter | B17 | 100 | 3000 | 0 | 94.35 | 90.91 | 9 | 0
2020 | TVA_Transmission_2_ENT | TVA_Transmission | ENT | Internal | Winter | B18 | 400 | 3000 | 0 | 89.19 | 90.91 | 9 | 0
2020 | TVA_Transmission_2_ENT | TVA_Transmission | ENT | Internal | Winter | B19 | 700 | 3000 | 0 | 87.97 | 88.32 | 9 | 0
2020 | TVA_Transmission_2_ENT | TVA_Transmission | ENT | Internal | Winter | B20 | 935 | 3000 | 0 | 80.02 | 80.02 | 9 | 0
2020 | TVA_Transmission_2_MISO_MO-IL | TVA_Transmission | MISO_MO-IL | Internal | Shoulder | B11 | 25 | 4000 | 0 | 95.81 | 91.63 | 9 | 0
2020 | TVA_Transmission_2_MISO_MO-IL | TVA_Transmission | MISO_MO-IL | Internal | Shoulder | B12 | 200 | 4000 | 0 | 91.34 | 85.87 | 9 | 0
2020 | TVA_Transmission_2_MISO_MO-IL | TVA_Transmission | MISO_MO-IL | Internal | Shoulder | B13 | 600 | 4000 | 0 | 88.87 | 81.49 | 9 | 0
2020 | TVA_Transmission_2_MISO_MO-IL | TVA_Transmission | MISO_MO-IL | Internal | Shoulder | B14 | 900 | 4000 | 0 | 88.31 | 80.31 | 9 | 0
2020 | TVA_Transmission_2_MISO_MO-IL | TVA_Transmission | MISO_MO-IL | Internal | Shoulder | B15 | 1203 | 4000 | 0 | 79.5 | 71.5 | 9 | 0
2020 | TVA_Transmission_2_MISO_MO-IL | TVA_Transmission | MISO_MO-IL | Internal | Summer | B1 | 10 | 4000 | 0 | 147.39 | 139.39 | 9 | 0
2020 | TVA_Transmission_2_MISO_MO-IL | TVA_Transmission | MISO_MO-IL | Internal | Summer | B2 | 25 | 4000 | 0 | 143.24 | 136.57 | 9 | 0
2020 | TVA_Transmission_2_MISO_MO-IL | TVA_Transmission | MISO_MO-IL | Internal | Summer | B3 | 75 | 4000 | 0 | 143.24 | 136.41 | 9 | 0
2020 | TVA_Transmission_2_MISO_MO-IL | TVA_Transmission | MISO_MO-IL | Internal | Summer | B4 | 100 | 4000 | 0 | 130.39 | 122.41 | 9 | 0
2020 | TVA_Transmission_2_MISO_MO-IL | TVA_Transmission | MISO_MO-IL | Internal | Summer | B5 | 200 | 4000 | 0 | 98.69 | 96.02 | 9 | 0
2020 | TVA_Transmission_2_MISO_MO-IL | TVA_Transmission | MISO_MO-IL | Internal | Summer | B6 | 300 | 4000 | 0 | 93.84 | 88.51 | 9 | 0
2020 | TVA_Transmission_2_MISO_MO-IL | TVA_Transmission | MISO_MO-IL | Internal | Summer | B7 | 400 | 4000 | 0 | 88.56 | 83.32 | 9 | 0
2020 | TVA_Transmission_2_MISO_MO-IL | TVA_Transmission | MISO_MO-IL | Internal | Summer | B8 | 500 | 4000 | 0 | 83.23 | 78.99 | 9 | 0
2020 | TVA_Transmission_2_MISO_MO-IL | TVA_Transmission | MISO_MO-IL | Internal | Summer | B9 | 800 | 4000 | 0 | 78.82 | 72.89 | 9 | 0
2020 | TVA_Transmission_2_MISO_MO-IL | TVA_Transmission | MISO_MO-IL | Internal | Summer | B10 | 1262 | 4000 | 0 | 76.66 | 69.51 | 9 | 0
2020 | TVA_Transmission_2_MISO_MO-IL | TVA_Transmission | MISO_MO-IL | Internal | Winter | B16 | 25 | 4000 | 0 | 101.69 | 93.69 | 9 | 0
2020 | TVA_Transmission_2_MISO_MO-IL | TVA_Transmission | MISO_MO-IL | Internal | Winter | B17 | 100 | 4000 | 0 | 94.35 | 88.31 | 9 | 0
2020 | TVA_Transmission_2_MISO_MO-IL | TVA_Transmission | MISO_MO-IL | Internal | Winter | B18 | 400 | 4000 | 0 | 89.19 | 82.91 | 9 | 0
2020 | TVA_Transmission_2_MISO_MO-IL | TVA_Transmission | MISO_MO-IL | Internal | Winter | B19 | 700 | 4000 | 0 | 87.97 | 80.32 | 9 | 0
2020 | TVA_Transmission_2_MISO_MO-IL | TVA_Transmission | MISO_MO-IL | Internal | Winter | B20 | 935 | 4000 | 0 | 80.02 | 72.02 | 9 | 0
2020 | TVA_Transmission_2_NonRTO_Midwest | TVA_Transmission | NonRTO_Midwest | Internal | Shoulder | B11 | 25 | 700 | 0 | 95.81 | 99.61 | 9 | 0
2020 | TVA_Transmission_2_NonRTO_Midwest | TVA_Transmission | NonRTO_Midwest | Internal | Shoulder | B12 | 200 | 700 | 0 | 91.34 | 93.89 | 9 | 0
2020 | TVA_Transmission_2_NonRTO_Midwest | TVA_Transmission | NonRTO_Midwest | Internal | Shoulder | B13 | 600 | 700 | 0 | 88.87 | 89.51 | 9 | 0
2020 | TVA_Transmission_2_NonRTO_Midwest | TVA_Transmission | NonRTO_Midwest | Internal | Shoulder | B14 | 900 | 700 | 0 | 88.31 | 80.64 | 9 | 0
2020 | TVA_Transmission_2_NonRTO_Midwest | TVA_Transmission | NonRTO_Midwest | Internal | Shoulder | B15 | 1203 | 700 | 0 | 79.5 | 71.5 | 9 | 0
2020 | TVA_Transmission_2_NonRTO_Midwest | TVA_Transmission | NonRTO_Midwest | Internal | Summer | B1 | 10 | 700 | 0 | 147.39 | 144.58 | 9 | 0
2020 | TVA_Transmission_2_NonRTO_Midwest | TVA_Transmission | NonRTO_Midwest | Internal | Summer | B2 | 25 | 700 | 0 | 143.24 | 144.58 | 9 | 0
2020 | TVA_Transmission_2_NonRTO_Midwest | TVA_Transmission | NonRTO_Midwest | Internal | Summer | B3 | 75 | 700 | 0 | 143.24 | 144.43 | 9 | 0
2020 | TVA_Transmission_2_NonRTO_Midwest | TVA_Transmission | NonRTO_Midwest | Internal | Summer | B4 | 100 | 700 | 0 | 130.39 | 130.39 | 9 | 0
2020 | TVA_Transmission_2_NonRTO_Midwest | TVA_Transmission | NonRTO_Midwest | Internal | Summer | B5 | 200 | 700 | 0 | 98.69 | 104.01 | 9 | 0
2020 | TVA_Transmission_2_NonRTO_Midwest | TVA_Transmission | NonRTO_Midwest | Internal | Summer | B6 | 300 | 700 | 0 | 93.84 | 96.5 | 9 | 0
2020 | TVA_Transmission_2_NonRTO_Midwest | TVA_Transmission | NonRTO_Midwest | Internal | Summer | B7 | 400 | 700 | 0 | 88.56 | 80.64 | 9 | 0
2020 | TVA_Transmission_2_NonRTO_Midwest | TVA_Transmission | NonRTO_Midwest | Internal | Summer | B8 | 500 | 700 | 0 | 83.23 | 76.58 | 9 | 0
2020 | TVA_Transmission_2_NonRTO_Midwest | TVA_Transmission | NonRTO_Midwest | Internal | Summer | B9 | 800 | 700 | 0 | 78.82 | 71.28 | 9 | 0
2020 | TVA_Transmission_2_NonRTO_Midwest | TVA_Transmission | NonRTO_Midwest | Internal | Summer | B10 | 1262 | 700 | 0 | 76.66 | 68.66 | 9 | 0
2020 | TVA_Transmission_2_NonRTO_Midwest | TVA_Transmission | NonRTO_Midwest | Internal | Winter | B16 | 25 | 700 | 0 | 101.69 | 107.91 | 9 | 0
2020 | TVA_Transmission_2_NonRTO_Midwest | TVA_Transmission | NonRTO_Midwest | Internal | Winter | B17 | 100 | 700 | 0 | 94.35 | 97.48 | 9 | 0
2020 | TVA_Transmission_2_NonRTO_Midwest | TVA_Transmission | NonRTO_Midwest | Internal | Winter | B18 | 400 | 700 | 0 | 89.19 | 90.93 | 9 | 0
2020 | TVA_Transmission_2_NonRTO_Midwest | TVA_Transmission | NonRTO_Midwest | Internal | Winter | B19 | 700 | 700 | 0 | 87.97 | 80.2 | 9 | 0
2020 | TVA_Transmission_2_NonRTO_Midwest | TVA_Transmission | NonRTO_Midwest | Internal | Winter | B20 | 935 | 700 | 0 | 80.02 | 72.02 | 9 | 0
2020 | TVA_Transmission_2_PJM_ROR | TVA_Transmission | PJM_ROR | Internal | Shoulder | B11 | 25 | 2000 | 0 | 95.81 | 93.61 | 9 | 0
2020 | TVA_Transmission_2_PJM_ROR | TVA_Transmission | PJM_ROR | Internal | Shoulder | B12 | 200 | 2000 | 0 | 91.34 | 88.04 | 9 | 0
2020 | TVA_Transmission_2_PJM_ROR | TVA_Transmission | PJM_ROR | Internal | Shoulder | B13 | 600 | 2000 | 0 | 88.87 | 86.9 | 9 | 0
2020 | TVA_Transmission_2_PJM_ROR | TVA_Transmission | PJM_ROR | Internal | Shoulder | B14 | 900 | 2000 | 0 | 88.31 | 85.24 | 9 | 0
2020 | TVA_Transmission_2_PJM_ROR | TVA_Transmission | PJM_ROR | Internal | Shoulder | B15 | 1203 | 2000 | 0 | 79.5 | 75.26 | 9 | 0
2020 | TVA_Transmission_2_PJM_ROR | TVA_Transmission | PJM_ROR | Internal | Summer | B1 | 10 | 2000 | 0 | 147.39 | 141.39 | 9 | 0
2020 | TVA_Transmission_2_PJM_ROR | TVA_Transmission | PJM_ROR | Internal | Summer | B2 | 25 | 2000 | 0 | 143.24 | 137.24 | 9 | 0
2020 | TVA_Transmission_2_PJM_ROR | TVA_Transmission | PJM_ROR | Internal | Summer | B3 | 75 | 2000 | 0 | 143.24 | 137.24 | 9 | 0
2020 | TVA_Transmission_2_PJM_ROR | TVA_Transmission | PJM_ROR | Internal | Summer | B4 | 100 | 2000 | 0 | 130.39 | 124.39 | 9 | 0
2020 | TVA_Transmission_2_PJM_ROR | TVA_Transmission | PJM_ROR | Internal | Summer | B5 | 200 | 2000 | 0 | 98.69 | 97.75 | 9 | 0
2020 | TVA_Transmission_2_PJM_ROR | TVA_Transmission | PJM_ROR | Internal | Summer | B6 | 300 | 2000 | 0 | 93.84 | 90.5 | 9 | 0
2020 | TVA_Transmission_2_PJM_ROR | TVA_Transmission | PJM_ROR | Internal | Summer | B7 | 400 | 2000 | 0 | 88.56 | 85.31 | 9 | 0
2020 | TVA_Transmission_2_PJM_ROR | TVA_Transmission | PJM_ROR | Internal | Summer | B8 | 500 | 2000 | 0 | 83.23 | 83.8 | 9 | 0
2020 | TVA_Transmission_2_PJM_ROR | TVA_Transmission | PJM_ROR | Internal | Summer | B9 | 800 | 2000 | 0 | 78.82 | 74.52 | 9 | 0
2020 | TVA_Transmission_2_PJM_ROR | TVA_Transmission | PJM_ROR | Internal | Summer | B10 | 1262 | 2000 | 0 | 76.66 | 71.51 | 9 | 0
2020 | TVA_Transmission_2_PJM_ROR | TVA_Transmission | PJM_ROR | Internal | Winter | B16 | 25 | 2000 | 0 | 101.69 | 101.92 | 9 | 0
2020 | TVA_Transmission_2_PJM_ROR | TVA_Transmission | PJM_ROR | Internal | Winter | B17 | 100 | 2000 | 0 | 94.35 | 92.77 | 9 | 0
2020 | TVA_Transmission_2_PJM_ROR | TVA_Transmission | PJM_ROR | Internal | Winter | B18 | 400 | 2000 | 0 | 89.19 | 88.94 | 9 | 0
2020 | TVA_Transmission_2_PJM_ROR | TVA_Transmission | PJM_ROR | Internal | Winter | B19 | 700 | 2000 | 0 | 87.97 | 83.89 | 9 | 0
2020 | TVA_Transmission_2_PJM_ROR | TVA_Transmission | PJM_ROR | Internal | Winter | B20 | 935 | 2000 | 0 | 80.02 | 75.34 | 9 | 0
2020 | TVA_Transmission_2_SOCO | TVA_Transmission | SOCO | Internal | Shoulder | B11 | 25 | 3200 | 0 | 95.81 | 90.18 | 9 | 0
2020 | TVA_Transmission_2_SOCO | TVA_Transmission | SOCO | Internal | Shoulder | B12 | 200 | 3200 | 0 | 91.34 | 90.18 | 9 | 0
2020 | TVA_Transmission_2_SOCO | TVA_Transmission | SOCO | Internal | Shoulder | B13 | 600 | 3200 | 0 | 88.87 | 90.18 | 9 | 0
2020 | TVA_Transmission_2_SOCO | TVA_Transmission | SOCO | Internal | Shoulder | B14 | 900 | 3200 | 0 | 88.31 | 90.18 | 9 | 0
2020 | TVA_Transmission_2_SOCO | TVA_Transmission | SOCO | Internal | Shoulder | B15 | 1203 | 3200 | 0 | 79.5 | 85.1 | 9 | 0
2020 | TVA_Transmission_2_SOCO | TVA_Transmission | SOCO | Internal | Summer | B1 | 10 | 3200 | 0 | 147.39 | 146.26 | 9 | 0
2020 | TVA_Transmission_2_SOCO | TVA_Transmission | SOCO | Internal | Summer | B2 | 25 | 3200 | 0 | 143.24 | 146.26 | 9 | 0
2020 | TVA_Transmission_2_SOCO | TVA_Transmission | SOCO | Internal | Summer | B3 | 75 | 3200 | 0 | 143.24 | 143.24 | 9 | 0
2020 | TVA_Transmission_2_SOCO | TVA_Transmission | SOCO | Internal | Summer | B4 | 100 | 3200 | 0 | 130.39 | 135.37 | 9 | 0
2020 | TVA_Transmission_2_SOCO | TVA_Transmission | SOCO | Internal | Summer | B5 | 200 | 3200 | 0 | 98.69 | 98.69 | 9 | 0
2020 | TVA_Transmission_2_SOCO | TVA_Transmission | SOCO | Internal | Summer | B6 | 300 | 3200 | 0 | 93.84 | 88.91 | 9 | 0
2020 | TVA_Transmission_2_SOCO | TVA_Transmission | SOCO | Internal | Summer | B7 | 400 | 3200 | 0 | 88.56 | 88.91 | 9 | 0
2020 | TVA_Transmission_2_SOCO | TVA_Transmission | SOCO | Internal | Summer | B8 | 500 | 3200 | 0 | 83.23 | 88.91 | 9 | 0
2020 | TVA_Transmission_2_SOCO | TVA_Transmission | SOCO | Internal | Summer | B9 | 800 | 3200 | 0 | 78.82 | 86.37 | 9 | 0
2020 | TVA_Transmission_2_SOCO | TVA_Transmission | SOCO | Internal | Summer | B10 | 1262 | 3200 | 0 | 76.66 | 79.44 | 9 | 0
2020 | TVA_Transmission_2_SOCO | TVA_Transmission | SOCO | Internal | Winter | B16 | 25 | 3200 | 0 | 101.69 | 92.78 | 9 | 0
2020 | TVA_Transmission_2_SOCO | TVA_Transmission | SOCO | Internal | Winter | B17 | 100 | 3200 | 0 | 94.35 | 92.78 | 9 | 0
2020 | TVA_Transmission_2_SOCO | TVA_Transmission | SOCO | Internal | Winter | B18 | 400 | 3200 | 0 | 89.19 | 88.86 | 9 | 0
2020 | TVA_Transmission_2_SOCO | TVA_Transmission | SOCO | Internal | Winter | B19 | 700 | 3200 | 0 | 87.97 | 88.86 | 9 | 0
2020 | TVA_Transmission_2_SOCO | TVA_Transmission | SOCO | Internal | Winter | B20 | 935 | 3200 | 0 | 80.02 | 86.56 | 9 | 0
2020 | TVA_Transmission_2_TVA | TVA_Transmission | TVA | Internal | Shoulder | B11 | 25 | 99999 | 0 | 95.81 | 93.75 | 0.01 | 0
2020 | TVA_Transmission_2_TVA | TVA_Transmission | TVA | Internal | Shoulder | B12 | 200 | 99999 | 0 | 91.34 | 89.81 | 0.01 | 0
2020 | TVA_Transmission_2_TVA | TVA_Transmission | TVA | Internal | Shoulder | B13 | 600 | 99999 | 0 | 88.87 | 88.32 | 0.01 | 0
2020 | TVA_Transmission_2_TVA | TVA_Transmission | TVA | Internal | Shoulder | B14 | 900 | 99999 | 815.61 | 88.31 | 88.32 | 0.01 | 0
2020 | TVA_Transmission_2_TVA | TVA_Transmission | TVA | Internal | Shoulder | B15 | 1203 | 99999 | 615.55 | 79.5 | 79.51 | 0.01 | 0
2020 | TVA_Transmission_2_TVA | TVA_Transmission | TVA | Internal | Summer | B1 | 10 | 99999 | 3072.23 | 147.39 | 147.4 | 0.01 | 0
2020 | TVA_Transmission_2_TVA | TVA_Transmission | TVA | Internal | Summer | B2 | 25 | 99999 | 2296.2 | 143.24 | 143.26 | 0.01 | 0
2020 | TVA_Transmission_2_TVA | TVA_Transmission | TVA | Internal | Summer | B3 | 75 | 99999 | 772.43 | 143.24 | 143.26 | 0.01 | 0
2020 | TVA_Transmission_2_TVA | TVA_Transmission | TVA | Internal | Summer | B4 | 100 | 99999 | 68.34 | 130.39 | 130.41 | 0.01 | 0
2020 | TVA_Transmission_2_TVA | TVA_Transmission | TVA | Internal | Summer | B5 | 200 | 99999 | 196.87 | 98.69 | 98.7 | 0.01 | 0
2020 | TVA_Transmission_2_TVA | TVA_Transmission | TVA | Internal | Summer | B6 | 300 | 99999 | 0 | 93.84 | 92.37 | 0.01 | 0
2020 | TVA_Transmission_2_TVA | TVA_Transmission | TVA | Internal | Summer | B7 | 400 | 99999 | 0 | 88.56 | 88.49 | 0.01 | 0
2020 | TVA_Transmission_2_TVA | TVA_Transmission | TVA | Internal | Summer | B8 | 500 | 99999 | 0 | 83.23 | 81.45 | 0.01 | 0
2020 | TVA_Transmission_2_TVA | TVA_Transmission | TVA | Internal | Summer | B9 | 800 | 99999 | 0 | 78.82 | 77.99 | 0.01 | 0
2020 | TVA_Transmission_2_TVA | TVA_Transmission | TVA | Internal | Summer | B10 | 1262 | 99999 | 447.2 | 76.66 | 76.67 | 0.01 | 0
2020 | TVA_Transmission_2_TVA | TVA_Transmission | TVA | Internal | Winter | B16 | 25 | 99999 | 301.89 | 101.69 | 101.7 | 0.01 | 0
2020 | TVA_Transmission_2_TVA | TVA_Transmission | TVA | Internal | Winter | B17 | 100 | 99999 | 0 | 94.35 | 92.44 | 0.01 | 0
2020 | TVA_Transmission_2_TVA | TVA_Transmission | TVA | Internal | Winter | B18 | 400 | 99999 | 0 | 89.19 | 87.87 | 0.01 | 0
2020 | TVA_Transmission_2_TVA | TVA_Transmission | TVA | Internal | Winter | B19 | 700 | 99999 | 0 | 87.97 | 87.87 | 0.01 | 0
2020 | TVA_Transmission_2_TVA | TVA_Transmission | TVA | Internal | Winter | B20 | 935 | 99999 | 1762.57 | 80.02 | 80.03 | 0.01 | 0
2020 | TVA_Transmission_2_VACAR | TVA_Transmission | VACAR | Internal | Shoulder | B11 | 25 | 900 | 0 | 95.81 | 99.61 | 9 | 0
2020 | TVA_Transmission_2_VACAR | TVA_Transmission | VACAR | Internal | Shoulder | B12 | 200 | 900 | 0 | 91.34 | 94.04 | 9 | 0
2020 | TVA_Transmission_2_VACAR | TVA_Transmission | VACAR | Internal | Shoulder | B13 | 600 | 900 | 0 | 88.87 | 86.99 | 9 | 0
2020 | TVA_Transmission_2_VACAR | TVA_Transmission | VACAR | Internal | Shoulder | B14 | 900 | 900 | 0 | 88.31 | 83.7 | 9 | 0
2020 | TVA_Transmission_2_VACAR | TVA_Transmission | VACAR | Internal | Shoulder | B15 | 1203 | 900 | 0 | 79.5 | 81 | 9 | 0
2020 | TVA_Transmission_2_VACAR | TVA_Transmission | VACAR | Internal | Summer | B1 | 10 | 900 | 0 | 147.39 | 148.62 | 9 | 0
2020 | TVA_Transmission_2_VACAR | TVA_Transmission | VACAR | Internal | Summer | B2 | 25 | 900 | 0 | 143.24 | 148.62 | 9 | 0
2020 | TVA_Transmission_2_VACAR | TVA_Transmission | VACAR | Internal | Summer | B3 | 75 | 900 | 0 | 143.24 | 148.62 | 9 | 0
2020 | TVA_Transmission_2_VACAR | TVA_Transmission | VACAR | Internal | Summer | B4 | 100 | 900 | 0 | 130.39 | 130.39 | 9 | 0
2020 | TVA_Transmission_2_VACAR | TVA_Transmission | VACAR | Internal | Summer | B5 | 200 | 900 | 0 | 98.69 | 106.34 | 9 | 0
2020 | TVA_Transmission_2_VACAR | TVA_Transmission | VACAR | Internal | Summer | B6 | 300 | 900 | 0 | 93.84 | 96.5 | 9 | 0
2020 | TVA_Transmission_2_VACAR | TVA_Transmission | VACAR | Internal | Summer | B7 | 400 | 900 | 0 | 88.56 | 91.31 | 9 | 0
2020 | TVA_Transmission_2_VACAR | TVA_Transmission | VACAR | Internal | Summer | B8 | 500 | 900 | 0 | 83.23 | 85.13 | 9 | 0
2020 | TVA_Transmission_2_VACAR | TVA_Transmission | VACAR | Internal | Summer | B9 | 800 | 900 | 0 | 78.82 | 79.37 | 9 | 0
2020 | TVA_Transmission_2_VACAR | TVA_Transmission | VACAR | Internal | Summer | B10 | 1262 | 900 | 0 | 76.66 | 77.97 | 9 | 0
2020 | TVA_Transmission_2_VACAR | TVA_Transmission | VACAR | Internal | Winter | B16 | 25 | 900 | 342.11 | 101.69 | 110.69 | 9 | 0
2020 | TVA_Transmission_2_VACAR | TVA_Transmission | VACAR | Internal | Winter | B17 | 100 | 900 | 0 | 94.35 | 98.77 | 9 | 0
2020 | TVA_Transmission_2_VACAR | TVA_Transmission | VACAR | Internal | Winter | B18 | 400 | 900 | 0 | 89.19 | 84.7 | 9 | 0
2020 | TVA_Transmission_2_VACAR | TVA_Transmission | VACAR | Internal | Winter | B19 | 700 | 900 | 0 | 87.97 | 84.7 | 9 | 0
2020 | TVA_Transmission_2_VACAR | TVA_Transmission | VACAR | Internal | Winter | B20 | 935 | 900 | 0 | 80.02 | 81.34 | 9 | 0
2020 | VACAR_2_PJM_ROR | VACAR | PJM_ROR | Internal | Shoulder | B11 | 25 | 2000 | 0 | 99.61 | 93.61 | 7 | 0
2020 | VACAR_2_PJM_ROR | VACAR | PJM_ROR | Internal | Shoulder | B12 | 200 | 2000 | 0 | 94.04 | 88.04 | 7 | 0
2020 | VACAR_2_PJM_ROR | VACAR | PJM_ROR | Internal | Shoulder | B13 | 600 | 2000 | 0 | 86.99 | 86.9 | 7 | 0
2020 | VACAR_2_PJM_ROR | VACAR | PJM_ROR | Internal | Shoulder | B14 | 900 | 2000 | 0 | 83.7 | 85.24 | 7 | 0
2020 | VACAR_2_PJM_ROR | VACAR | PJM_ROR | Internal | Shoulder | B15 | 1203 | 2000 | 0 | 81 | 75.26 | 7 | 0
2020 | VACAR_2_PJM_ROR | VACAR | PJM_ROR | Internal | Summer | B1 | 10 | 2000 | 0 | 148.62 | 141.39 | 7 | 0
2020 | VACAR_2_PJM_ROR | VACAR | PJM_ROR | Internal | Summer | B2 | 25 | 2000 | 0 | 148.62 | 137.24 | 7 | 0
2020 | VACAR_2_PJM_ROR | VACAR | PJM_ROR | Internal | Summer | B3 | 75 | 2000 | 0 | 148.62 | 137.24 | 7 | 0
2020 | VACAR_2_PJM_ROR | VACAR | PJM_ROR | Internal | Summer | B4 | 100 | 2000 | 0 | 130.39 | 124.39 | 7 | 0
2020 | VACAR_2_PJM_ROR | VACAR | PJM_ROR | Internal | Summer | B5 | 200 | 2000 | 0 | 106.34 | 97.75 | 7 | 0
2020 | VACAR_2_PJM_ROR | VACAR | PJM_ROR | Internal | Summer | B6 | 300 | 2000 | 0 | 96.5 | 90.5 | 7 | 0
2020 | VACAR_2_PJM_ROR | VACAR | PJM_ROR | Internal | Summer | B7 | 400 | 2000 | 0 | 91.31 | 85.31 | 7 | 0
2020 | VACAR_2_PJM_ROR | VACAR | PJM_ROR | Internal | Summer | B8 | 500 | 2000 | 0 | 85.13 | 83.8 | 7 | 0
2020 | VACAR_2_PJM_ROR | VACAR | PJM_ROR | Internal | Summer | B9 | 800 | 2000 | 0 | 79.37 | 74.52 | 7 | 0
2020 | VACAR_2_PJM_ROR | VACAR | PJM_ROR | Internal | Summer | B10 | 1262 | 2000 | 0 | 77.97 | 71.51 | 7 | 0
2020 | VACAR_2_PJM_ROR | VACAR | PJM_ROR | Internal | Winter | B16 | 25 | 2000 | 0 | 110.69 | 101.92 | 7 | 0
2020 | VACAR_2_PJM_ROR | VACAR | PJM_ROR | Internal | Winter | B17 | 100 | 2000 | 0 | 98.77 | 92.77 | 7 | 0
2020 | VACAR_2_PJM_ROR | VACAR | PJM_ROR | Internal | Winter | B18 | 400 | 2000 | 0 | 84.7 | 88.94 | 7 | 0
2020 | VACAR_2_PJM_ROR | VACAR | PJM_ROR | Internal | Winter | B19 | 700 | 2000 | 0 | 84.7 | 83.89 | 7 | 0
2020 | VACAR_2_PJM_ROR | VACAR | PJM_ROR | Internal | Winter | B20 | 935 | 2000 | 0 | 81.34 | 75.34 | 7 | 0
2020 | VACAR_2_SOCO | VACAR | SOCO | Internal | Shoulder | B11 | 25 | 3000 | 0 | 99.61 | 90.18 | 7 | 0
2020 | VACAR_2_SOCO | VACAR | SOCO | Internal | Shoulder | B12 | 200 | 3000 | 0 | 94.04 | 90.18 | 7 | 0
2020 | VACAR_2_SOCO | VACAR | SOCO | Internal | Shoulder | B13 | 600 | 3000 | 0 | 86.99 | 90.18 | 7 | 0
2020 | VACAR_2_SOCO | VACAR | SOCO | Internal | Shoulder | B14 | 900 | 3000 | 0 | 83.7 | 90.18 | 7 | 0
2020 | VACAR_2_SOCO | VACAR | SOCO | Internal | Shoulder | B15 | 1203 | 3000 | 0 | 81 | 85.1 | 7 | 0
2020 | VACAR_2_SOCO | VACAR | SOCO | Internal | Summer | B1 | 10 | 3000 | 0 | 148.62 | 146.26 | 7 | 0
2020 | VACAR_2_SOCO | VACAR | SOCO | Internal | Summer | B2 | 25 | 3000 | 0 | 148.62 | 146.26 | 7 | 0
2020 | VACAR_2_SOCO | VACAR | SOCO | Internal | Summer | B3 | 75 | 3000 | 0 | 148.62 | 143.24 | 7 | 0
2020 | VACAR_2_SOCO | VACAR | SOCO | Internal | Summer | B4 | 100 | 3000 | 0 | 130.39 | 135.37 | 7 | 0
2020 | VACAR_2_SOCO | VACAR | SOCO | Internal | Summer | B5 | 200 | 3000 | 0 | 106.34 | 98.69 | 7 | 0
2020 | VACAR_2_SOCO | VACAR | SOCO | Internal | Summer | B6 | 300 | 3000 | 0 | 96.5 | 88.91 | 7 | 0
2020 | VACAR_2_SOCO | VACAR | SOCO | Internal | Summer | B7 | 400 | 3000 | 0 | 91.31 | 88.91 | 7 | 0
2020 | VACAR_2_SOCO | VACAR | SOCO | Internal | Summer | B8 | 500 | 3000 | 0 | 85.13 | 88.91 | 7 | 0
2020 | VACAR_2_SOCO | VACAR | SOCO | Internal | Summer | B9 | 800 | 3000 | 927.41 | 79.37 | 86.37 | 7 | 0
2020 | VACAR_2_SOCO | VACAR | SOCO | Internal | Summer | B10 | 1262 | 3000 | 0 | 77.97 | 79.44 | 7 | 0
2020 | VACAR_2_SOCO | VACAR | SOCO | Internal | Winter | B16 | 25 | 3000 | 0 | 110.69 | 92.78 | 7 | 0
2020 | VACAR_2_SOCO | VACAR | SOCO | Internal | Winter | B17 | 100 | 3000 | 0 | 98.77 | 92.78 | 7 | 0
2020 | VACAR_2_SOCO | VACAR | SOCO | Internal | Winter | B18 | 400 | 3000 | 0 | 84.7 | 88.86 | 7 | 0
2020 | VACAR_2_SOCO | VACAR | SOCO | Internal | Winter | B19 | 700 | 3000 | 0 | 84.7 | 88.86 | 7 | 0
2020 | VACAR_2_SOCO | VACAR | SOCO | Internal | Winter | B20 | 935 | 3000 | 0 | 81.34 | 86.56 | 7 | 0
2020 | VACAR_2_TVA_Transmission | VACAR | TVA_Transmission | Internal | Shoulder | B11 | 25 | 900 | 0 | 99.61 | 95.81 | 7 | 0
2020 | VACAR_2_TVA_Transmission | VACAR | TVA_Transmission | Internal | Shoulder | B12 | 200 | 900 | 0 | 94.04 | 91.34 | 7 | 0
2020 | VACAR_2_TVA_Transmission | VACAR | TVA_Transmission | Internal | Shoulder | B13 | 600 | 900 | 0 | 86.99 | 88.87 | 7 | 0
2020 | VACAR_2_TVA_Transmission | VACAR | TVA_Transmission | Internal | Shoulder | B14 | 900 | 900 | 0 | 83.7 | 88.31 | 7 | 0
2020 | VACAR_2_TVA_Transmission | VACAR | TVA_Transmission | Internal | Shoulder | B15 | 1203 | 900 | 0 | 81 | 79.5 | 7 | 0
2020 | VACAR_2_TVA_Transmission | VACAR | TVA_Transmission | Internal | Summer | B1 | 10 | 900 | 0 | 148.62 | 147.39 | 7 | 0
2020 | VACAR_2_TVA_Transmission | VACAR | TVA_Transmission | Internal | Summer | B2 | 25 | 900 | 0 | 148.62 | 143.24 | 7 | 0
2020 | VACAR_2_TVA_Transmission | VACAR | TVA_Transmission | Internal | Summer | B3 | 75 | 900 | 0 | 148.62 | 143.24 | 7 | 0
2020 | VACAR_2_TVA_Transmission | VACAR | TVA_Transmission | Internal | Summer | B4 | 100 | 900 | 0 | 130.39 | 130.39 | 7 | 0
2020 | VACAR_2_TVA_Transmission | VACAR | TVA_Transmission | Internal | Summer | B5 | 200 | 900 | 0 | 106.34 | 98.69 | 7 | 0
2020 | VACAR_2_TVA_Transmission | VACAR | TVA_Transmission | Internal | Summer | B6 | 300 | 900 | 0 | 96.5 | 93.84 | 7 | 0
2020 | VACAR_2_TVA_Transmission | VACAR | TVA_Transmission | Internal | Summer | B7 | 400 | 900 | 0 | 91.31 | 88.56 | 7 | 0
2020 | VACAR_2_TVA_Transmission | VACAR | TVA_Transmission | Internal | Summer | B8 | 500 | 900 | 0 | 85.13 | 83.23 | 7 | 0
2020 | VACAR_2_TVA_Transmission | VACAR | TVA_Transmission | Internal | Summer | B9 | 800 | 900 | 0 | 79.37 | 78.82 | 7 | 0
2020 | VACAR_2_TVA_Transmission | VACAR | TVA_Transmission | Internal | Summer | B10 | 1262 | 900 | 0 | 77.97 | 76.66 | 7 | 0
2020 | VACAR_2_TVA_Transmission | VACAR | TVA_Transmission | Internal | Winter | B16 | 25 | 900 | 0 | 110.69 | 101.69 | 7 | 0
2020 | VACAR_2_TVA_Transmission | VACAR | TVA_Transmission | Internal | Winter | B17 | 100 | 900 | 0 | 98.77 | 94.35 | 7 | 0
2020 | VACAR_2_TVA_Transmission | VACAR | TVA_Transmission | Internal | Winter | B18 | 400 | 900 | 0 | 84.7 | 89.19 | 7 | 0
2020 | VACAR_2_TVA_Transmission | VACAR | TVA_Transmission | Internal | Winter | B19 | 700 | 900 | 0 | 84.7 | 87.97 | 7 | 0
2020 | VACAR_2_TVA_Transmission | VACAR | TVA_Transmission | Internal | Winter | B20 | 935 | 900 | 0 | 81.34 | 80.02 | 7 | 0
2025 | ENT_2_MISO_MO-IL | ENT | MISO_MO-IL | Internal | Shoulder | B11 | 25 | 2260 | 0 | 99.88 | 97.84 | 8 | 0
2025 | ENT_2_MISO_MO-IL | ENT | MISO_MO-IL | Internal | Shoulder | B12 | 200 | 2260 | 0 | 94.86 | 94.68 | 8 | 0
2025 | ENT_2_MISO_MO-IL | ENT | MISO_MO-IL | Internal | Shoulder | B13 | 600 | 2260 | 0 | 94.86 | 91.59 | 8 | 0
2025 | ENT_2_MISO_MO-IL | ENT | MISO_MO-IL | Internal | Shoulder | B14 | 900 | 2260 | 0 | 94.86 | 90.36 | 8 | 0
2025 | ENT_2_MISO_MO-IL | ENT | MISO_MO-IL | Internal | Shoulder | B15 | 1203 | 2260 | 0 | 92.48 | 84.48 | 8 | 0
2025 | ENT_2_MISO_MO-IL | ENT | MISO_MO-IL | Internal | Summer | B1 | 10 | 2260 | 0 | 156.55 | 148.55 | 8 | 0
2025 | ENT_2_MISO_MO-IL | ENT | MISO_MO-IL | Internal | Summer | B2 | 25 | 2260 | 0 | 152.27 | 147.32 | 8 | 0
2025 | ENT_2_MISO_MO-IL | ENT | MISO_MO-IL | Internal | Summer | B3 | 75 | 2260 | 0 | 152.27 | 147.27 | 8 | 0
2025 | ENT_2_MISO_MO-IL | ENT | MISO_MO-IL | Internal | Summer | B4 | 100 | 2260 | 0 | 148.6 | 145.55 | 8 | 0
2025 | ENT_2_MISO_MO-IL | ENT | MISO_MO-IL | Internal | Summer | B5 | 200 | 2260 | 0 | 119.73 | 114.73 | 8 | 0
2025 | ENT_2_MISO_MO-IL | ENT | MISO_MO-IL | Internal | Summer | B6 | 300 | 2260 | 0 | 97.4 | 97.41 | 8 | 0
2025 | ENT_2_MISO_MO-IL | ENT | MISO_MO-IL | Internal | Summer | B7 | 400 | 2260 | 0 | 97.4 | 93.02 | 8 | 0
2025 | ENT_2_MISO_MO-IL | ENT | MISO_MO-IL | Internal | Summer | B8 | 500 | 2260 | 0 | 97.4 | 89.68 | 8 | 0
2025 | ENT_2_MISO_MO-IL | ENT | MISO_MO-IL | Internal | Summer | B9 | 800 | 2260 | 0 | 94.45 | 88.32 | 8 | 0
2025 | ENT_2_MISO_MO-IL | ENT | MISO_MO-IL | Internal | Summer | B10 | 1262 | 2260 | 0 | 92.27 | 84.27 | 8 | 0
2025 | ENT_2_MISO_MO-IL | ENT | MISO_MO-IL | Internal | Winter | B16 | 25 | 2260 | 0 | 101.15 | 97.29 | 8 | 0
2025 | ENT_2_MISO_MO-IL | ENT | MISO_MO-IL | Internal | Winter | B17 | 100 | 2260 | 0 | 97.8 | 96.95 | 8 | 0
2025 | ENT_2_MISO_MO-IL | ENT | MISO_MO-IL | Internal | Winter | B18 | 400 | 2260 | 0 | 97.73 | 93.2 | 8 | 0
2025 | ENT_2_MISO_MO-IL | ENT | MISO_MO-IL | Internal | Winter | B19 | 700 | 2260 | 0 | 97.73 | 90.61 | 8 | 0
2025 | ENT_2_MISO_MO-IL | ENT | MISO_MO-IL | Internal | Winter | B20 | 935 | 2260 | 0 | 93.98 | 85.98 | 8 | 0
2025 | ENT_2_SOCO | ENT | SOCO | Internal | Shoulder | B11 | 25 | 2000 | 1054.39 | 99.88 | 107.88 | 8 | 0
2025 | ENT_2_SOCO | ENT | SOCO | Internal | Shoulder | B12 | 200 | 2000 | 0 | 94.86 | 96.79 | 8 | 0
2025 | ENT_2_SOCO | ENT | SOCO | Internal | Shoulder | B13 | 600 | 2000 | 0 | 94.86 | 96.79 | 8 | 0
2025 | ENT_2_SOCO | ENT | SOCO | Internal | Shoulder | B14 | 900 | 2000 | 0 | 94.86 | 96.79 | 8 | 0
2025 | ENT_2_SOCO | ENT | SOCO | Internal | Shoulder | B15 | 1203 | 2000 | 0 | 92.48 | 96.06 | 8 | 0
2025 | ENT_2_SOCO | ENT | SOCO | Internal | Summer | B1 | 10 | 2000 | 1115.51 | 156.55 | 164.55 | 8 | 0
2025 | ENT_2_SOCO | ENT | SOCO | Internal | Summer | B2 | 25 | 2000 | 0 | 152.27 | 156.6 | 8 | 0
2025 | ENT_2_SOCO | ENT | SOCO | Internal | Summer | B3 | 75 | 2000 | 0 | 152.27 | 156.6 | 8 | 0
2025 | ENT_2_SOCO | ENT | SOCO | Internal | Summer | B4 | 100 | 2000 | 285.13 | 148.6 | 156.6 | 8 | 0
2025 | ENT_2_SOCO | ENT | SOCO | Internal | Summer | B5 | 200 | 2000 | 872.4 | 119.73 | 127.73 | 8 | 0
2025 | ENT_2_SOCO | ENT | SOCO | Internal | Summer | B6 | 300 | 2000 | 0 | 97.4 | 97.56 | 8 | 0
2025 | ENT_2_SOCO | ENT | SOCO | Internal | Summer | B7 | 400 | 2000 | 0 | 97.4 | 95.39 | 8 | 0
2025 | ENT_2_SOCO | ENT | SOCO | Internal | Summer | B8 | 500 | 2000 | 0 | 97.4 | 95.39 | 8 | 0
2025 | ENT_2_SOCO | ENT | SOCO | Internal | Summer | B9 | 800 | 2000 | 0 | 94.45 | 95.39 | 8 | 0
2025 | ENT_2_SOCO | ENT | SOCO | Internal | Summer | B10 | 1262 | 2000 | 0 | 92.27 | 94.96 | 8 | 0
2025 | ENT_2_SOCO | ENT | SOCO | Internal | Winter | B16 | 25 | 2000 | 253.49 | 101.15 | 109.15 | 8 | 0
2025 | ENT_2_SOCO | ENT | SOCO | Internal | Winter | B17 | 100 | 2000 | 0 | 97.8 | 99.68 | 8 | 0
2025 | ENT_2_SOCO | ENT | SOCO | Internal | Winter | B18 | 400 | 2000 | 0 | 97.73 | 99.68 | 8 | 0
2025 | ENT_2_SOCO | ENT | SOCO | Internal | Winter | B19 | 700 | 2000 | 0 | 97.73 | 99.68 | 8 | 0
2025 | ENT_2_SOCO | ENT | SOCO | Internal | Winter | B20 | 935 | 2000 | 0 | 93.98 | 95.22 | 8 | 0
2025 | ENT_2_SPP_N | ENT | SPP_N | Internal | Shoulder | B11 | 25 | 1300 | 0 | 99.88 | 94.88 | 8 | 0
2025 | ENT_2_SPP_N | ENT | SPP_N | Internal | Shoulder | B12 | 200 | 1300 | 0 | 94.86 | 89.68 | 8 | 0
2025 | ENT_2_SPP_N | ENT | SPP_N | Internal | Shoulder | B13 | 600 | 1300 | 0 | 94.86 | 87.42 | 8 | 0
2025 | ENT_2_SPP_N | ENT | SPP_N | Internal | Shoulder | B14 | 900 | 1300 | 0 | 94.86 | 82.26 | 8 | 0
2025 | ENT_2_SPP_N | ENT | SPP_N | Internal | Shoulder | B15 | 1203 | 1300 | 0 | 92.48 | 81.92 | 8 | 0
2025 | ENT_2_SPP_N | ENT | SPP_N | Internal | Summer | B1 | 10 | 1300 | 0 | 156.55 | 147.27 | 8 | 0
2025 | ENT_2_SPP_N | ENT | SPP_N | Internal | Summer | B2 | 25 | 1300 | 0 | 152.27 | 147.27 | 8 | 0
2025 | ENT_2_SPP_N | ENT | SPP_N | Internal | Summer | B3 | 75 | 1300 | 0 | 152.27 | 147.27 | 8 | 0
2025 | ENT_2_SPP_N | ENT | SPP_N | Internal | Summer | B4 | 100 | 1300 | 0 | 148.6 | 143.6 | 8 | 0
2025 | ENT_2_SPP_N | ENT | SPP_N | Internal | Summer | B5 | 200 | 1300 | 0 | 119.73 | 114.73 | 8 | 0
2025 | ENT_2_SPP_N | ENT | SPP_N | Internal | Summer | B6 | 300 | 1300 | 0 | 97.4 | 97.7 | 8 | 0
2025 | ENT_2_SPP_N | ENT | SPP_N | Internal | Summer | B7 | 400 | 1300 | 0 | 97.4 | 94.79 | 8 | 0
2025 | ENT_2_SPP_N | ENT | SPP_N | Internal | Summer | B8 | 500 | 1300 | 0 | 97.4 | 93.01 | 8 | 0
2025 | ENT_2_SPP_N | ENT | SPP_N | Internal | Summer | B9 | 800 | 1300 | 0 | 94.45 | 89.45 | 8 | 0
2025 | ENT_2_SPP_N | ENT | SPP_N | Internal | Summer | B10 | 1262 | 1300 | 0 | 92.27 | 85.15 | 8 | 0
2025 | ENT_2_SPP_N | ENT | SPP_N | Internal | Winter | B16 | 25 | 1300 | 0 | 101.15 | 92.29 | 8 | 0
2025 | ENT_2_SPP_N | ENT | SPP_N | Internal | Winter | B17 | 100 | 1300 | 0 | 97.8 | 88.21 | 8 | 0
2025 | ENT_2_SPP_N | ENT | SPP_N | Internal | Winter | B18 | 400 | 1300 | 0 | 97.73 | 88.2 | 8 | 0
2025 | ENT_2_SPP_N | ENT | SPP_N | Internal | Winter | B19 | 700 | 1300 | 0 | 97.73 | 87.16 | 8 | 0
2025 | ENT_2_SPP_N | ENT | SPP_N | Internal | Winter | B20 | 935 | 1300 | 0 | 93.98 | 84.51 | 8 | 0
2025 | ENT_2_SPP_S | ENT | SPP_S | Internal | Shoulder | B11 | 25 | 1300 | 0 | 99.88 | 94.89 | 8 | 0
2025 | ENT_2_SPP_S | ENT | SPP_S | Internal | Shoulder | B12 | 200 | 1300 | 0 | 94.86 | 89.69 | 8 | 0
2025 | ENT_2_SPP_S | ENT | SPP_S | Internal | Shoulder | B13 | 600 | 1300 | 0 | 94.86 | 87.43 | 8 | 0
2025 | ENT_2_SPP_S | ENT | SPP_S | Internal | Shoulder | B14 | 900 | 1300 | 0 | 94.86 | 82.25 | 8 | 0
2025 | ENT_2_SPP_S | ENT | SPP_S | Internal | Shoulder | B15 | 1203 | 1300 | 0 | 92.48 | 81.93 | 8 | 0
2025 | ENT_2_SPP_S | ENT | SPP_S | Internal | Summer | B1 | 10 | 1300 | 0 | 156.55 | 96.72 | 8 | 0
2025 | ENT_2_SPP_S | ENT | SPP_S | Internal | Summer | B2 | 25 | 1300 | 0 | 152.27 | 135.76 | 8 | 0
2025 | ENT_2_SPP_S | ENT | SPP_S | Internal | Summer | B3 | 75 | 1300 | 0 | 152.27 | 135.76 | 8 | 0
2025 | ENT_2_SPP_S | ENT | SPP_S | Internal | Summer | B4 | 100 | 1300 | 0 | 148.6 | 135.76 | 8 | 0
2025 | ENT_2_SPP_S | ENT | SPP_S | Internal | Summer | B5 | 200 | 1300 | 0 | 119.73 | 114.72 | 8 | 0
2025 | ENT_2_SPP_S | ENT | SPP_S | Internal | Summer | B6 | 300 | 1300 | 0 | 97.4 | 97.71 | 8 | 0
2025 | ENT_2_SPP_S | ENT | SPP_S | Internal | Summer | B7 | 400 | 1300 | 0 | 97.4 | 94.8 | 8 | 0
2025 | ENT_2_SPP_S | ENT | SPP_S | Internal | Summer | B8 | 500 | 1300 | 0 | 97.4 | 93.12 | 8 | 0
2025 | ENT_2_SPP_S | ENT | SPP_S | Internal | Summer | B9 | 800 | 1300 | 0 | 94.45 | 89.46 | 8 | 0
2025 | ENT_2_SPP_S | ENT | SPP_S | Internal | Summer | B10 | 1262 | 1300 | 0 | 92.27 | 85.16 | 8 | 0
2025 | ENT_2_SPP_S | ENT | SPP_S | Internal | Winter | B16 | 25 | 1300 | 0 | 101.15 | 92.31 | 8 | 0
2025 | ENT_2_SPP_S | ENT | SPP_S | Internal | Winter | B17 | 100 | 1300 | 0 | 97.8 | 88.22 | 8 | 0
2025 | ENT_2_SPP_S | ENT | SPP_S | Internal | Winter | B18 | 400 | 1300 | 0 | 97.73 | 88.21 | 8 | 0
2025 | ENT_2_SPP_S | ENT | SPP_S | Internal | Winter | B19 | 700 | 1300 | 0 | 97.73 | 87.18 | 8 | 0
2025 | ENT_2_SPP_S | ENT | SPP_S | Internal | Winter | B20 | 935 | 1300 | 0 | 93.98 | 84.52 | 8 | 0
2025 | ENT_2_TVA_Transmission | ENT | TVA_Transmission | Internal | Shoulder | B11 | 25 | 2100 | 0 | 99.88 | 102.7 | 8 | 0
2025 | ENT_2_TVA_Transmission | ENT | TVA_Transmission | Internal | Shoulder | B12 | 200 | 2100 | 0 | 94.86 | 100.45 | 8 | 0
2025 | ENT_2_TVA_Transmission | ENT | TVA_Transmission | Internal | Shoulder | B13 | 600 | 2100 | 0 | 94.86 | 97.55 | 8 | 0
2025 | ENT_2_TVA_Transmission | ENT | TVA_Transmission | Internal | Shoulder | B14 | 900 | 2100 | 0 | 94.86 | 97.03 | 8 | 0
2025 | ENT_2_TVA_Transmission | ENT | TVA_Transmission | Internal | Shoulder | B15 | 1203 | 2100 | 0 | 92.48 | 92.47 | 8 | 0
2025 | ENT_2_TVA_Transmission | ENT | TVA_Transmission | Internal | Summer | B1 | 10 | 2100 | 0 | 156.55 | 156.55 | 8 | 0
2025 | ENT_2_TVA_Transmission | ENT | TVA_Transmission | Internal | Summer | B2 | 25 | 2100 | 0 | 152.27 | 155.32 | 8 | 0
2025 | ENT_2_TVA_Transmission | ENT | TVA_Transmission | Internal | Summer | B3 | 75 | 2100 | 0 | 152.27 | 153.55 | 8 | 0
2025 | ENT_2_TVA_Transmission | ENT | TVA_Transmission | Internal | Summer | B4 | 100 | 2100 | 0 | 148.6 | 153.55 | 8 | 0
2025 | ENT_2_TVA_Transmission | ENT | TVA_Transmission | Internal | Summer | B5 | 200 | 2100 | 0 | 119.73 | 120.89 | 8 | 0
2025 | ENT_2_TVA_Transmission | ENT | TVA_Transmission | Internal | Summer | B6 | 300 | 2100 | 0 | 97.4 | 101.64 | 8 | 0
2025 | ENT_2_TVA_Transmission | ENT | TVA_Transmission | Internal | Summer | B7 | 400 | 2100 | 0 | 97.4 | 98.12 | 8 | 0
2025 | ENT_2_TVA_Transmission | ENT | TVA_Transmission | Internal | Summer | B8 | 500 | 2100 | 0 | 97.4 | 95.84 | 8 | 0
2025 | ENT_2_TVA_Transmission | ENT | TVA_Transmission | Internal | Summer | B9 | 800 | 2100 | 0 | 94.45 | 95.38 | 8 | 0
2025 | ENT_2_TVA_Transmission | ENT | TVA_Transmission | Internal | Summer | B10 | 1262 | 2100 | 0 | 92.27 | 89.63 | 8 | 0
2025 | ENT_2_TVA_Transmission | ENT | TVA_Transmission | Internal | Winter | B16 | 25 | 2100 | 0 | 101.15 | 105.29 | 8 | 0
2025 | ENT_2_TVA_Transmission | ENT | TVA_Transmission | Internal | Winter | B17 | 100 | 2100 | 0 | 97.8 | 103.97 | 8 | 0
2025 | ENT_2_TVA_Transmission | ENT | TVA_Transmission | Internal | Winter | B18 | 400 | 2100 | 0 | 97.73 | 99.87 | 8 | 0
2025 | ENT_2_TVA_Transmission | ENT | TVA_Transmission | Internal | Winter | B19 | 700 | 2100 | 0 | 97.73 | 98.61 | 8 | 0
2025 | ENT_2_TVA_Transmission | ENT | TVA_Transmission | Internal | Winter | B20 | 935 | 2100 | 0 | 93.98 | 91.9 | 8 | 0
2025 | FRCC_2_SOCO | FRCC | SOCO | Internal | Shoulder | B11 | 25 | 900 | 0 | 117.88 | 107.88 | 8 | 0
2025 | FRCC_2_SOCO | FRCC | SOCO | Internal | Shoulder | B12 | 200 | 900 | 0 | 102.02 | 96.79 | 8 | 0
2025 | FRCC_2_SOCO | FRCC | SOCO | Internal | Shoulder | B13 | 600 | 900 | 0 | 102.02 | 96.79 | 8 | 0
2025 | FRCC_2_SOCO | FRCC | SOCO | Internal | Shoulder | B14 | 900 | 900 | 0 | 102.02 | 96.79 | 8 | 0
2025 | FRCC_2_SOCO | FRCC | SOCO | Internal | Shoulder | B15 | 1203 | 900 | 0 | 102.02 | 96.06 | 8 | 0
2025 | FRCC_2_SOCO | FRCC | SOCO | Internal | Summer | B1 | 10 | 900 | 0 | 162.93 | 164.55 | 8 | 0
2025 | FRCC_2_SOCO | FRCC | SOCO | Internal | Summer | B2 | 25 | 900 | 0 | 162.93 | 156.6 | 8 | 0
2025 | FRCC_2_SOCO | FRCC | SOCO | Internal | Summer | B3 | 75 | 900 | 0 | 158.35 | 156.6 | 8 | 0
2025 | FRCC_2_SOCO | FRCC | SOCO | Internal | Summer | B4 | 100 | 900 | 0 | 158.35 | 156.6 | 8 | 0
2025 | FRCC_2_SOCO | FRCC | SOCO | Internal | Summer | B5 | 200 | 900 | 380.29 | 119.73 | 127.73 | 8 | 0
2025 | FRCC_2_SOCO | FRCC | SOCO | Internal | Summer | B6 | 300 | 900 | 0 | 105.25 | 97.56 | 8 | 0
2025 | FRCC_2_SOCO | FRCC | SOCO | Internal | Summer | B7 | 400 | 900 | 0 | 101.21 | 95.39 | 8 | 0
2025 | FRCC_2_SOCO | FRCC | SOCO | Internal | Summer | B8 | 500 | 900 | 0 | 101.21 | 95.39 | 8 | 0
2025 | FRCC_2_SOCO | FRCC | SOCO | Internal | Summer | B9 | 800 | 900 | 0 | 101.21 | 95.39 | 8 | 0
2025 | FRCC_2_SOCO | FRCC | SOCO | Internal | Summer | B10 | 1262 | 900 | 0 | 101.21 | 94.96 | 8 | 0
2025 | FRCC_2_SOCO | FRCC | SOCO | Internal | Winter | B16 | 25 | 900 | 0 | 109.07 | 109.15 | 8 | 0
2025 | FRCC_2_SOCO | FRCC | SOCO | Internal | Winter | B17 | 100 | 900 | 0 | 104.47 | 99.68 | 8 | 0
2025 | FRCC_2_SOCO | FRCC | SOCO | Internal | Winter | B18 | 400 | 900 | 0 | 104.47 | 99.68 | 8 | 0
2025 | FRCC_2_SOCO | FRCC | SOCO | Internal | Winter | B19 | 700 | 900 | 0 | 104.47 | 99.68 | 8 | 0
2025 | FRCC_2_SOCO | FRCC | SOCO | Internal | Winter | B20 | 935 | 900 | 0 | 102.35 | 95.22 | 8 | 0
2025 | HQ_NEISO_2_NEISO | HQ_NEISO | NEISO | Internal | Shoulder | B11 | 25 | 99999 | 3866.9 | 77.89 | 77.9 | 0.01 | 0
2025 | HQ_NEISO_2_NEISO | HQ_NEISO | NEISO | Internal | Shoulder | B12 | 200 | 99999 | 3857.4 | 77.89 | 77.9 | 0.01 | 0
2025 | HQ_NEISO_2_NEISO | HQ_NEISO | NEISO | Internal | Shoulder | B13 | 600 | 99999 | 3820.02 | 77.89 | 77.9 | 0.01 | 0
2025 | HQ_NEISO_2_NEISO | HQ_NEISO | NEISO | Internal | Shoulder | B14 | 900 | 99999 | 3754.63 | 77.89 | 77.9 | 0.01 | 0
2025 | HQ_NEISO_2_NEISO | HQ_NEISO | NEISO | Internal | Shoulder | B15 | 1203 | 99999 | 1797.77 | 77.89 | 77.9 | 0.01 | 0
2025 | HQ_NEISO_2_NEISO | HQ_NEISO | NEISO | Internal | Summer | B1 | 10 | 99999 | 4396.59 | 129.02 | 129.03 | 0.01 | 0
2025 | HQ_NEISO_2_NEISO | HQ_NEISO | NEISO | Internal | Summer | B2 | 25 | 99999 | 4333.83 | 129.02 | 129.03 | 0.01 | 0
2025 | HQ_NEISO_2_NEISO | HQ_NEISO | NEISO | Internal | Summer | B3 | 75 | 99999 | 4208.73 | 108.16 | 108.17 | 0.01 | 0
2025 | HQ_NEISO_2_NEISO | HQ_NEISO | NEISO | Internal | Summer | B4 | 100 | 99999 | 4101.1 | 86.76 | 86.77 | 0.01 | 0
2025 | HQ_NEISO_2_NEISO | HQ_NEISO | NEISO | Internal | Summer | B5 | 200 | 99999 | 4042.61 | 86.76 | 86.77 | 0.01 | 0
2025 | HQ_NEISO_2_NEISO | HQ_NEISO | NEISO | Internal | Summer | B6 | 300 | 99999 | 3976.65 | 86.76 | 86.77 | 0.01 | 0
2025 | HQ_NEISO_2_NEISO | HQ_NEISO | NEISO | Internal | Summer | B7 | 400 | 99999 | 3901.06 | 84.1 | 84.11 | 0.01 | 0
2025 | HQ_NEISO_2_NEISO | HQ_NEISO | NEISO | Internal | Summer | B8 | 500 | 99999 | 3841.63 | 84.1 | 84.11 | 0.01 | 0
2025 | HQ_NEISO_2_NEISO | HQ_NEISO | NEISO | Internal | Summer | B9 | 800 | 99999 | 3768.83 | 79.33 | 79.35 | 0.01 | 0
2025 | HQ_NEISO_2_NEISO | HQ_NEISO | NEISO | Internal | Summer | B10 | 1262 | 99999 | 1471.96 | 79.33 | 79.35 | 0.01 | 0
2025 | HQ_NEISO_2_NEISO | HQ_NEISO | NEISO | Internal | Winter | B16 | 25 | 99999 | 3998.52 | 86.22 | 86.23 | 0.01 | 0
2025 | HQ_NEISO_2_NEISO | HQ_NEISO | NEISO | Internal | Winter | B17 | 100 | 99999 | 3945.7 | 82.58 | 82.59 | 0.01 | 0
2025 | HQ_NEISO_2_NEISO | HQ_NEISO | NEISO | Internal | Winter | B18 | 400 | 99999 | 3905.27 | 81.62 | 81.63 | 0.01 | 0
2025 | HQ_NEISO_2_NEISO | HQ_NEISO | NEISO | Internal | Winter | B19 | 700 | 99999 | 3829.95 | 81.62 | 81.63 | 0.01 | 0
2025 | HQ_NEISO_2_NEISO | HQ_NEISO | NEISO | Internal | Winter | B20 | 935 | 99999 | 1964.44 | 81.62 | 81.63 | 0.01 | 0
2025 | HQ_NY_2_NYISO_A-F | HQ_NY | NYISO_A-F | Internal | Shoulder | B11 | 25 | 99999 | 2812.27 | 78.47 | 78.48 | 0.01 | 0
2025 | HQ_NY_2_NYISO_A-F | HQ_NY | NYISO_A-F | Internal | Shoulder | B12 | 200 | 99999 | 2847.69 | 80.09 | 80.1 | 0.01 | 0
2025 | HQ_NY_2_NYISO_A-F | HQ_NY | NYISO_A-F | Internal | Shoulder | B13 | 600 | 99999 | 2781.85 | 78.47 | 78.48 | 0.01 | 0
2025 | HQ_NY_2_NYISO_A-F | HQ_NY | NYISO_A-F | Internal | Shoulder | B14 | 900 | 99999 | 2673.14 | 78.47 | 78.48 | 0.01 | 0
2025 | HQ_NY_2_NYISO_A-F | HQ_NY | NYISO_A-F | Internal | Shoulder | B15 | 1203 | 99999 | 1582.7 | 78.47 | 78.48 | 0.01 | 0
2025 | HQ_NY_2_NYISO_A-F | HQ_NY | NYISO_A-F | Internal | Summer | B1 | 10 | 99999 | 3500.1 | 91.75 | 91.76 | 0.01 | 0
2025 | HQ_NY_2_NYISO_A-F | HQ_NY | NYISO_A-F | Internal | Summer | B2 | 25 | 99999 | 3406.71 | 112.13 | 112.14 | 0.01 | 0
2025 | HQ_NY_2_NYISO_A-F | HQ_NY | NYISO_A-F | Internal | Summer | B3 | 75 | 99999 | 3266.7 | 111.16 | 111.17 | 0.01 | 0
2025 | HQ_NY_2_NYISO_A-F | HQ_NY | NYISO_A-F | Internal | Summer | B4 | 100 | 99999 | 3116.37 | 91.75 | 91.76 | 0.01 | 0
2025 | HQ_NY_2_NYISO_A-F | HQ_NY | NYISO_A-F | Internal | Summer | B5 | 200 | 99999 | 3025.59 | 91.75 | 91.76 | 0.01 | 0
2025 | HQ_NY_2_NYISO_A-F | HQ_NY | NYISO_A-F | Internal | Summer | B6 | 300 | 99999 | 2934.96 | 89.76 | 89.77 | 0.01 | 0
2025 | HQ_NY_2_NYISO_A-F | HQ_NY | NYISO_A-F | Internal | Summer | B7 | 400 | 99999 | 2830.75 | 87.02 | 87.03 | 0.01 | 0
2025 | HQ_NY_2_NYISO_A-F | HQ_NY | NYISO_A-F | Internal | Summer | B8 | 500 | 99999 | 2760.25 | 82.31 | 82.32 | 0.01 | 0
2025 | HQ_NY_2_NYISO_A-F | HQ_NY | NYISO_A-F | Internal | Summer | B9 | 800 | 99999 | 2664.71 | 82.31 | 82.32 | 0.01 | 0
2025 | HQ_NY_2_NYISO_A-F | HQ_NY | NYISO_A-F | Internal | Summer | B10 | 1262 | 99999 | 1436.31 | 82.31 | 82.32 | 0.01 | 0
2025 | HQ_NY_2_NYISO_A-F | HQ_NY | NYISO_A-F | Internal | Winter | B16 | 25 | 99999 | 3058.87 | 82.25 | 82.26 | 0.01 | 0
2025 | HQ_NY_2_NYISO_A-F | HQ_NY | NYISO_A-F | Internal | Winter | B17 | 100 | 99999 | 3001.1 | 78.54 | 78.55 | 0.01 | 0
2025 | HQ_NY_2_NYISO_A-F | HQ_NY | NYISO_A-F | Internal | Winter | B18 | 400 | 99999 | 2934.69 | 78.54 | 78.55 | 0.01 | 0
2025 | HQ_NY_2_NYISO_A-F | HQ_NY | NYISO_A-F | Internal | Winter | B19 | 700 | 99999 | 2819.07 | 78.54 | 78.55 | 0.01 | 0
2025 | HQ_NY_2_NYISO_A-F | HQ_NY | NYISO_A-F | Internal | Winter | B20 | 935 | 99999 | 1762.97 | 78.54 | 78.55 | 0.01 | 0
2025 | HQ_IESO_2_IESO | HQ_IESO | IESO | Internal | Shoulder | B11 | 25 | 99999 | 400 | 15.34 | 15.35 | 0.01 | 0
2025 | HQ_IESO_2_IESO | HQ_IESO | IESO | Internal | Shoulder | B12 | 200 | 99999 | 400 | 15.34 | 15.35 | 0.01 | 0
2025 | HQ_IESO_2_IESO | HQ_IESO | IESO | Internal | Shoulder | B13 | 600 | 99999 | 400 | 15.34 | 15.35 | 0.01 | 0
2025 | HQ_IESO_2_IESO | HQ_IESO | IESO | Internal | Shoulder | B14 | 900 | 99999 | 400 | 15.34 | 15.35 | 0.01 | 0
2025 | HQ_IESO_2_IESO | HQ_IESO | IESO | Internal | Shoulder | B15 | 1203 | 99999 | 75.48 | 15.34 | 15.35 | 0.01 | 0
2025 | HQ_IESO_2_IESO | HQ_IESO | IESO | Internal | Summer | B1 | 10 | 99999 | 400 | 84.75 | 84.76 | 0.01 | 0
2025 | HQ_IESO_2_IESO | HQ_IESO | IESO | Internal | Summer | B2 | 25 | 99999 | 400.1 | 105.13 | 105.14 | 0.01 | 0
2025 | HQ_IESO_2_IESO | HQ_IESO | IESO | Internal | Summer | B3 | 75 | 99999 | 400 | 78.61 | 78.62 | 0.01 | 0
2025 | HQ_IESO_2_IESO | HQ_IESO | IESO | Internal | Summer | B4 | 100 | 99999 | 400 | 71.53 | 71.54 | 0.01 | 0
2025 | HQ_IESO_2_IESO | HQ_IESO | IESO | Internal | Summer | B5 | 200 | 99999 | 400 | 11.5 | 11.51 | 0.01 | 0
2025 | HQ_IESO_2_IESO | HQ_IESO | IESO | Internal | Summer | B6 | 300 | 99999 | 400 | 11.5 | 11.51 | 0.01 | 0
2025 | HQ_IESO_2_IESO | HQ_IESO | IESO | Internal | Summer | B7 | 400 | 99999 | 400 | 11.5 | 11.51 | 0.01 | 0
2025 | HQ_IESO_2_IESO | HQ_IESO | IESO | Internal | Summer | B8 | 500 | 99999 | 400 | 11.5 | 11.51 | 0.01 | 0
2025 | HQ_IESO_2_IESO | HQ_IESO | IESO | Internal | Summer | B9 | 800 | 99999 | 400 | 11.5 | 11.51 | 0.01 | 0
2025 | HQ_IESO_2_IESO | HQ_IESO | IESO | Internal | Summer | B10 | 1262 | 99999 | 12.04 | 11.5 | 11.51 | 0.01 | 0
2025 | HQ_IESO_2_IESO | HQ_IESO | IESO | Internal | Winter | B16 | 25 | 99999 | 400 | 15.34 | 15.35 | 0.01 | 0
2025 | HQ_IESO_2_IESO | HQ_IESO | IESO | Internal | Winter | B17 | 100 | 99999 | 400 | 15.34 | 15.35 | 0.01 | 0
2025 | HQ_IESO_2_IESO | HQ_IESO | IESO | Internal | Winter | B18 | 400 | 99999 | 400 | 15.34 | 15.35 | 0.01 | 0
2025 | HQ_IESO_2_IESO | HQ_IESO | IESO | Internal | Winter | B19 | 700 | 99999 | 400 | 15.34 | 15.35 | 0.01 | 0
2025 | HQ_IESO_2_IESO | HQ_IESO | IESO | Internal | Winter | B20 | 935 | 99999 | 91.98 | 15.34 | 15.35 | 0.01 | 0
2025 | IESO_2_MAPP_CA | IESO | MAPP_CA | Internal | Shoulder | B11 | 25 | 262 | 262 | 15.35 | 80.11 | 7 | 57.76
2025 | IESO_2_MAPP_CA | IESO | MAPP_CA | Internal | Shoulder | B12 | 200 | 262 | 262 | 15.35 | 83.71 | 7 | 61.36
2025 | IESO_2_MAPP_CA | IESO | MAPP_CA | Internal | Shoulder | B13 | 600 | 262 | 262 | 15.35 | 81.19 | 7 | 58.84
2025 | IESO_2_MAPP_CA | IESO | MAPP_CA | Internal | Shoulder | B14 | 900 | 262 | 262 | 15.35 | 75.25 | 7 | 52.9
2025 | IESO_2_MAPP_CA | IESO | MAPP_CA | Internal | Shoulder | B15 | 1203 | 262 | 262 | 15.35 | 75.25 | 7 | 52.9
2025 | IESO_2_MAPP_CA | IESO | MAPP_CA | Internal | Summer | B1 | 10 | 262 | 262 | 84.76 | 134.52 | 7 | 42.76
2025 | IESO_2_MAPP_CA | IESO | MAPP_CA | Internal | Summer | B2 | 25 | 262 | 262 | 105.14 | 131.53 | 7 | 19.4
2025 | IESO_2_MAPP_CA | IESO | MAPP_CA | Internal | Summer | B3 | 75 | 262 | 262 | 78.62 | 133.26 | 7 | 47.64
2025 | IESO_2_MAPP_CA | IESO | MAPP_CA | Internal | Summer | B4 | 100 | 262 | 262 | 71.54 | 129.59 | 7 | 51.05
2025 | IESO_2_MAPP_CA | IESO | MAPP_CA | Internal | Summer | B5 | 200 | 262 | 262 | 11.51 | 100.72 | 7 | 82.21
2025 | IESO_2_MAPP_CA | IESO | MAPP_CA | Internal | Summer | B6 | 300 | 262 | 262 | 11.51 | 83.69 | 7 | 65.18
2025 | IESO_2_MAPP_CA | IESO | MAPP_CA | Internal | Summer | B7 | 400 | 262 | 262 | 11.51 | 78.35 | 7 | 59.84
2025 | IESO_2_MAPP_CA | IESO | MAPP_CA | Internal | Summer | B8 | 500 | 262 | 262 | 11.51 | 78.16 | 7 | 59.65
2025 | IESO_2_MAPP_CA | IESO | MAPP_CA | Internal | Summer | B9 | 800 | 262 | 262 | 11.51 | 78.16 | 7 | 59.65
2025 | IESO_2_MAPP_CA | IESO | MAPP_CA | Internal | Summer | B10 | 1262 | 262 | 262 | 11.51 | 78.16 | 7 | 59.65
2025 | IESO_2_MAPP_CA | IESO | MAPP_CA | Internal | Winter | B16 | 25 | 262 | 262 | 15.35 | 81.19 | 7 | 58.84
2025 | IESO_2_MAPP_CA | IESO | MAPP_CA | Internal | Winter | B17 | 100 | 262 | 262 | 15.35 | 81.19 | 7 | 58.84
2025 | IESO_2_MAPP_CA | IESO | MAPP_CA | Internal | Winter | B18 | 400 | 262 | 262 | 15.35 | 81.19 | 7 | 58.84
2025 | IESO_2_MAPP_CA | IESO | MAPP_CA | Internal | Winter | B19 | 700 | 262 | 262 | 15.35 | 81.19 | 7 | 58.84
2025 | IESO_2_MAPP_CA | IESO | MAPP_CA | Internal | Winter | B20 | 935 | 262 | 262 | 15.35 | 81.19 | 7 | 58.84
2025 | IESO_2_MISO_MI | IESO | MISO_MI | Internal | Shoulder | B11 | 25 | 1840 | 1840 | 15.35 | 97.84 | 7 | 75.49
2025 | IESO_2_MISO_MI | IESO | MISO_MI | Internal | Shoulder | B12 | 200 | 1840 | 1840 | 15.35 | 94.7 | 7 | 72.35
2025 | IESO_2_MISO_MI | IESO | MISO_MI | Internal | Shoulder | B13 | 600 | 1840 | 1840 | 15.35 | 91.59 | 7 | 69.24
2025 | IESO_2_MISO_MI | IESO | MISO_MI | Internal | Shoulder | B14 | 900 | 1840 | 1840 | 15.35 | 90.47 | 7 | 68.12
2025 | IESO_2_MISO_MI | IESO | MISO_MI | Internal | Shoulder | B15 | 1203 | 1840 | 1840 | 15.35 | 84.48 | 7 | 62.13
2025 | IESO_2_MISO_MI | IESO | MISO_MI | Internal | Summer | B1 | 10 | 1840 | 1840 | 84.76 | 148.55 | 7 | 56.79
2025 | IESO_2_MISO_MI | IESO | MISO_MI | Internal | Summer | B2 | 25 | 1840 | 1840 | 105.14 | 147.32 | 7 | 35.18
2025 | IESO_2_MISO_MI | IESO | MISO_MI | Internal | Summer | B3 | 75 | 1840 | 1840 | 78.62 | 147.27 | 7 | 61.66
2025 | IESO_2_MISO_MI | IESO | MISO_MI | Internal | Summer | B4 | 100 | 1840 | 1840 | 71.54 | 145.55 | 7 | 67
2025 | IESO_2_MISO_MI | IESO | MISO_MI | Internal | Summer | B5 | 200 | 1840 | 1840 | 11.51 | 114.73 | 7 | 96.23
2025 | IESO_2_MISO_MI | IESO | MISO_MI | Internal | Summer | B6 | 300 | 1840 | 1840 | 11.51 | 97.41 | 7 | 78.9
2025 | IESO_2_MISO_MI | IESO | MISO_MI | Internal | Summer | B7 | 400 | 1840 | 1840 | 11.51 | 93.02 | 7 | 74.51
2025 | IESO_2_MISO_MI | IESO | MISO_MI | Internal | Summer | B8 | 500 | 1840 | 1840 | 11.51 | 89.68 | 7 | 71.17
2025 | IESO_2_MISO_MI | IESO | MISO_MI | Internal | Summer | B9 | 800 | 1840 | 1840 | 11.51 | 88.39 | 7 | 69.88
2025 | IESO_2_MISO_MI | IESO | MISO_MI | Internal | Summer | B10 | 1262 | 1840 | 1840 | 11.51 | 84.27 | 7 | 65.76
2025 | IESO_2_MISO_MI | IESO | MISO_MI | Internal | Winter | B16 | 25 | 1840 | 1840 | 15.35 | 100.3 | 7 | 77.95
2025 | IESO_2_MISO_MI | IESO | MISO_MI | Internal | Winter | B17 | 100 | 1840 | 1840 | 15.35 | 96.97 | 7 | 74.62
2025 | IESO_2_MISO_MI | IESO | MISO_MI | Internal | Winter | B18 | 400 | 1840 | 1840 | 15.35 | 93.22 | 7 | 70.87
2025 | IESO_2_MISO_MI | IESO | MISO_MI | Internal | Winter | B19 | 700 | 1840 | 1840 | 15.35 | 90.62 | 7 | 68.27
2025 | IESO_2_MISO_MI | IESO | MISO_MI | Internal | Winter | B20 | 935 | 1840 | 1840 | 15.35 | 86 | 7 | 63.65
2025 | IESO_2_MISO_W | IESO | MISO_W | Internal | Shoulder | B11 | 25 | 140 | 140 | 15.35 | 94.11 | 7 | 71.76
2025 | IESO_2_MISO_W | IESO | MISO_W | Internal | Shoulder | B12 | 200 | 140 | 140 | 15.35 | 83.72 | 7 | 61.37
2025 | IESO_2_MISO_W | IESO | MISO_W | Internal | Shoulder | B13 | 600 | 140 | 140 | 15.35 | 81.2 | 7 | 58.85
2025 | IESO_2_MISO_W | IESO | MISO_W | Internal | Shoulder | B14 | 900 | 140 | 140 | 15.35 | 75.26 | 7 | 52.91
2025 | IESO_2_MISO_W | IESO | MISO_W | Internal | Shoulder | B15 | 1203 | 140 | 140 | 15.35 | 74.92 | 7 | 52.57
2025 | IESO_2_MISO_W | IESO | MISO_W | Internal | Summer | B1 | 10 | 140 | 140 | 84.76 | 148.52 | 7 | 56.76
2025 | IESO_2_MISO_W | IESO | MISO_W | Internal | Summer | B2 | 25 | 140 | 140 | 105.14 | 145.53 | 7 | 33.4
2025 | IESO_2_MISO_W | IESO | MISO_W | Internal | Summer | B3 | 75 | 140 | 140 | 78.62 | 147.26 | 7 | 61.64
2025 | IESO_2_MISO_W | IESO | MISO_W | Internal | Summer | B4 | 100 | 140 | 140 | 71.54 | 143.59 | 7 | 65.05
2025 | IESO_2_MISO_W | IESO | MISO_W | Internal | Summer | B5 | 200 | 140 | 140 | 11.51 | 114.72 | 7 | 96.21
2025 | IESO_2_MISO_W | IESO | MISO_W | Internal | Summer | B6 | 300 | 140 | 140 | 11.51 | 96.79 | 7 | 78.29
2025 | IESO_2_MISO_W | IESO | MISO_W | Internal | Summer | B7 | 400 | 140 | 140 | 11.51 | 92.35 | 7 | 73.84
2025 | IESO_2_MISO_W | IESO | MISO_W | Internal | Summer | B8 | 500 | 140 | 140 | 11.51 | 86.01 | 7 | 67.5
2025 | IESO_2_MISO_W | IESO | MISO_W | Internal | Summer | B9 | 800 | 140 | 140 | 11.51 | 82.45 | 7 | 63.94
2025 | IESO_2_MISO_W | IESO | MISO_W | Internal | Summer | B10 | 1262 | 140 | 140 | 11.51 | 78.15 | 7 | 59.64
2025 | IESO_2_MISO_W | IESO | MISO_W | Internal | Winter | B16 | 25 | 140 | 140 | 15.35 | 81.17 | 7 | 58.82
2025 | IESO_2_MISO_W | IESO | MISO_W | Internal | Winter | B17 | 100 | 140 | 140 | 15.35 | 81.2 | 7 | 58.85
2025 | IESO_2_MISO_W | IESO | MISO_W | Internal | Winter | B18 | 400 | 140 | 140 | 15.35 | 81.2 | 7 | 58.85
2025 | IESO_2_MISO_W | IESO | MISO_W | Internal | Winter | B19 | 700 | 140 | 140 | 15.35 | 81.2 | 7 | 58.85
2025 | IESO_2_MISO_W | IESO | MISO_W | Internal | Winter | B20 | 935 | 140 | 140 | 15.35 | 77.51 | 7 | 55.16
2025 | IESO_2_NYISO_A-F | IESO | NYISO_A-F | Internal | Shoulder | B11 | 25 | 1725 | 1725 | 15.35 | 78.48 | 7 | 56.13
2025 | IESO_2_NYISO_A-F | IESO | NYISO_A-F | Internal | Shoulder | B12 | 200 | 1725 | 1725 | 15.35 | 80.1 | 7 | 57.76
2025 | IESO_2_NYISO_A-F | IESO | NYISO_A-F | Internal | Shoulder | B13 | 600 | 1725 | 1725 | 15.35 | 78.48 | 7 | 56.13
2025 | IESO_2_NYISO_A-F | IESO | NYISO_A-F | Internal | Shoulder | B14 | 900 | 1725 | 1725 | 15.35 | 78.48 | 7 | 56.13
2025 | IESO_2_NYISO_A-F | IESO | NYISO_A-F | Internal | Shoulder | B15 | 1203 | 1725 | 1725 | 15.35 | 78.48 | 7 | 56.13
2025 | IESO_2_NYISO_A-F | IESO | NYISO_A-F | Internal | Summer | B1 | 10 | 1725 | 956.13 | 84.76 | 91.76 | 7 | 0
2025 | IESO_2_NYISO_A-F | IESO | NYISO_A-F | Internal | Summer | B2 | 25 | 1725 | 1674.34 | 105.14 | 112.14 | 7 | 0
2025 | IESO_2_NYISO_A-F | IESO | NYISO_A-F | Internal | Summer | B3 | 75 | 1725 | 1725 | 78.62 | 111.17 | 7 | 25.55
2025 | IESO_2_NYISO_A-F | IESO | NYISO_A-F | Internal | Summer | B4 | 100 | 1725 | 1725 | 71.54 | 91.76 | 7 | 13.22
2025 | IESO_2_NYISO_A-F | IESO | NYISO_A-F | Internal | Summer | B5 | 200 | 1725 | 1725 | 11.51 | 91.76 | 7 | 73.25
2025 | IESO_2_NYISO_A-F | IESO | NYISO_A-F | Internal | Summer | B6 | 300 | 1725 | 1725 | 11.51 | 89.77 | 7 | 71.26
2025 | IESO_2_NYISO_A-F | IESO | NYISO_A-F | Internal | Summer | B7 | 400 | 1725 | 1725 | 11.51 | 87.03 | 7 | 68.52
2025 | IESO_2_NYISO_A-F | IESO | NYISO_A-F | Internal | Summer | B8 | 500 | 1725 | 1725 | 11.51 | 82.32 | 7 | 63.82
2025 | IESO_2_NYISO_A-F | IESO | NYISO_A-F | Internal | Summer | B9 | 800 | 1725 | 1725 | 11.51 | 82.32 | 7 | 63.82
2025 | IESO_2_NYISO_A-F | IESO | NYISO_A-F | Internal | Summer | B10 | 1262 | 1725 | 1725 | 11.51 | 82.32 | 7 | 63.82
2025 | IESO_2_NYISO_A-F | IESO | NYISO_A-F | Internal | Winter | B16 | 25 | 1725 | 1725 | 15.35 | 82.26 | 7 | 59.91
2025 | IESO_2_NYISO_A-F | IESO | NYISO_A-F | Internal | Winter | B17 | 100 | 1725 | 1725 | 15.35 | 78.55 | 7 | 56.2
2025 | IESO_2_NYISO_A-F | IESO | NYISO_A-F | Internal | Winter | B18 | 400 | 1725 | 1725 | 15.35 | 78.55 | 7 | 56.2
2025 | IESO_2_NYISO_A-F | IESO | NYISO_A-F | Internal | Winter | B19 | 700 | 1725 | 1725 | 15.35 | 78.55 | 7 | 56.2
2025 | IESO_2_NYISO_A-F | IESO | NYISO_A-F | Internal | Winter | B20 | 935 | 1725 | 1725 | 15.35 | 78.55 | 7 | 56.2
2025 | MAPP_CA_2_IESO | MAPP_CA | IESO | Internal | Shoulder | B11 | 25 | 330 | 0 | 80.11 | 15.35 | 8 | 0
2025 | MAPP_CA_2_IESO | MAPP_CA | IESO | Internal | Shoulder | B12 | 200 | 330 | 0 | 83.71 | 15.35 | 8 | 0
2025 | MAPP_CA_2_IESO | MAPP_CA | IESO | Internal | Shoulder | B13 | 600 | 330 | 0 | 81.19 | 15.35 | 8 | 0
2025 | MAPP_CA_2_IESO | MAPP_CA | IESO | Internal | Shoulder | B14 | 900 | 330 | 0 | 75.25 | 15.35 | 8 | 0
2025 | MAPP_CA_2_IESO | MAPP_CA | IESO | Internal | Shoulder | B15 | 1203 | 330 | 0 | 75.25 | 15.35 | 8 | 0
2025 | MAPP_CA_2_IESO | MAPP_CA | IESO | Internal | Summer | B1 | 10 | 330 | 0 | 134.52 | 84.76 | 8 | 0
2025 | MAPP_CA_2_IESO | MAPP_CA | IESO | Internal | Summer | B2 | 25 | 330 | 0 | 131.53 | 105.14 | 8 | 0
2025 | MAPP_CA_2_IESO | MAPP_CA | IESO | Internal | Summer | B3 | 75 | 330 | 0 | 133.26 | 78.62 | 8 | 0
2025 | MAPP_CA_2_IESO | MAPP_CA | IESO | Internal | Summer | B4 | 100 | 330 | 0 | 129.59 | 71.54 | 8 | 0
2025 | MAPP_CA_2_IESO | MAPP_CA | IESO | Internal | Summer | B5 | 200 | 330 | 0 | 100.72 | 11.51 | 8 | 0
2025 | MAPP_CA_2_IESO | MAPP_CA | IESO | Internal | Summer | B6 | 300 | 330 | 0 | 83.69 | 11.51 | 8 | 0
2025 | MAPP_CA_2_IESO | MAPP_CA | IESO | Internal | Summer | B7 | 400 | 330 | 0 | 78.35 | 11.51 | 8 | 0
2025 | MAPP_CA_2_IESO | MAPP_CA | IESO | Internal | Summer | B8 | 500 | 330 | 0 | 78.16 | 11.51 | 8 | 0
2025 | MAPP_CA_2_IESO | MAPP_CA | IESO | Internal | Summer | B9 | 800 | 330 | 0 | 78.16 | 11.51 | 8 | 0
2025 | MAPP_CA_2_IESO | MAPP_CA | IESO | Internal | Summer | B10 | 1262 | 330 | 0 | 78.16 | 11.51 | 8 | 0
2025 | MAPP_CA_2_IESO | MAPP_CA | IESO | Internal | Winter | B16 | 25 | 330 | 0 | 81.19 | 15.35 | 8 | 0
2025 | MAPP_CA_2_IESO | MAPP_CA | IESO | Internal | Winter | B17 | 100 | 330 | 0 | 81.19 | 15.35 | 8 | 0
2025 | MAPP_CA_2_IESO | MAPP_CA | IESO | Internal | Winter | B18 | 400 | 330 | 0 | 81.19 | 15.35 | 8 | 0
2025 | MAPP_CA_2_IESO | MAPP_CA | IESO | Internal | Winter | B19 | 700 | 330 | 0 | 81.19 | 15.35 | 8 | 0
2025 | MAPP_CA_2_IESO | MAPP_CA | IESO | Internal | Winter | B20 | 935 | 330 | 0 | 81.19 | 15.35 | 8 | 0
2025 | MAPP_CA_2_MAPP_US | MAPP_CA | MAPP_US | Internal | Shoulder | B11 | 25 | 372 | 272.24 | 80.11 | 87.11 | 7 | 0
2025 | MAPP_CA_2_MAPP_US | MAPP_CA | MAPP_US | Internal | Shoulder | B12 | 200 | 372 | 0 | 83.71 | 76.72 | 7 | 0
2025 | MAPP_CA_2_MAPP_US | MAPP_CA | MAPP_US | Internal | Shoulder | B13 | 600 | 372 | 0 | 81.19 | 74.2 | 7 | 0
2025 | MAPP_CA_2_MAPP_US | MAPP_CA | MAPP_US | Internal | Shoulder | B14 | 900 | 372 | 0 | 75.25 | 68.26 | 7 | 0
2025 | MAPP_CA_2_MAPP_US | MAPP_CA | MAPP_US | Internal | Shoulder | B15 | 1203 | 372 | 0 | 75.25 | 67.92 | 7 | 0
2025 | MAPP_CA_2_MAPP_US | MAPP_CA | MAPP_US | Internal | Summer | B1 | 10 | 372 | 332.97 | 134.52 | 141.52 | 7 | 0
2025 | MAPP_CA_2_MAPP_US | MAPP_CA | MAPP_US | Internal | Summer | B2 | 25 | 372 | 263.32 | 131.53 | 138.53 | 7 | 0
2025 | MAPP_CA_2_MAPP_US | MAPP_CA | MAPP_US | Internal | Summer | B3 | 75 | 372 | 151.69 | 133.26 | 140.26 | 7 | 0
2025 | MAPP_CA_2_MAPP_US | MAPP_CA | MAPP_US | Internal | Summer | B4 | 100 | 372 | 132.2 | 129.59 | 136.59 | 7 | 0
2025 | MAPP_CA_2_MAPP_US | MAPP_CA | MAPP_US | Internal | Summer | B5 | 200 | 372 | 108.88 | 100.72 | 107.72 | 7 | 0
2025 | MAPP_CA_2_MAPP_US | MAPP_CA | MAPP_US | Internal | Summer | B6 | 300 | 372 | 99.68 | 83.69 | 90.69 | 7 | 0
2025 | MAPP_CA_2_MAPP_US | MAPP_CA | MAPP_US | Internal | Summer | B7 | 400 | 372 | 135.73 | 78.35 | 85.35 | 7 | 0
2025 | MAPP_CA_2_MAPP_US | MAPP_CA | MAPP_US | Internal | Summer | B8 | 500 | 372 | 0 | 78.16 | 79.01 | 7 | 0
2025 | MAPP_CA_2_MAPP_US | MAPP_CA | MAPP_US | Internal | Summer | B9 | 800 | 372 | 0 | 78.16 | 75.45 | 7 | 0
2025 | MAPP_CA_2_MAPP_US | MAPP_CA | MAPP_US | Internal | Summer | B10 | 1262 | 372 | 0 | 78.16 | 71.15 | 7 | 0
2025 | MAPP_CA_2_MAPP_US | MAPP_CA | MAPP_US | Internal | Winter | B16 | 25 | 372 | 0 | 81.19 | 74.17 | 7 | 0
2025 | MAPP_CA_2_MAPP_US | MAPP_CA | MAPP_US | Internal | Winter | B17 | 100 | 372 | 0 | 81.19 | 74.2 | 7 | 0
2025 | MAPP_CA_2_MAPP_US | MAPP_CA | MAPP_US | Internal | Winter | B18 | 400 | 372 | 0 | 81.19 | 74.2 | 7 | 0
2025 | MAPP_CA_2_MAPP_US | MAPP_CA | MAPP_US | Internal | Winter | B19 | 700 | 372 | 0 | 81.19 | 74.2 | 7 | 0
2025 | MAPP_CA_2_MAPP_US | MAPP_CA | MAPP_US | Internal | Winter | B20 | 935 | 372 | 0 | 81.19 | 70.51 | 7 | 0
2025 | MAPP_CA_2_MISO_W | MAPP_CA | MISO_W | Internal | Shoulder | B11 | 25 | 2196 | 2196 | 80.11 | 94.11 | 0.01 | 13.99
2025 | MAPP_CA_2_MISO_W | MAPP_CA | MISO_W | Internal | Shoulder | B12 | 200 | 2196 | 2023.78 | 83.71 | 83.72 | 0.01 | 0
2025 | MAPP_CA_2_MISO_W | MAPP_CA | MISO_W | Internal | Shoulder | B13 | 600 | 2196 | 2068.87 | 81.19 | 81.2 | 0.01 | 0
2025 | MAPP_CA_2_MISO_W | MAPP_CA | MISO_W | Internal | Shoulder | B14 | 900 | 2196 | 1983.52 | 75.25 | 75.26 | 0.01 | 0
2025 | MAPP_CA_2_MISO_W | MAPP_CA | MISO_W | Internal | Shoulder | B15 | 1203 | 2196 | 0 | 75.25 | 74.92 | 0.01 | 0
2025 | MAPP_CA_2_MISO_W | MAPP_CA | MISO_W | Internal | Summer | B1 | 10 | 2196 | 2196 | 134.52 | 148.52 | 0.01 | 13.99
2025 | MAPP_CA_2_MISO_W | MAPP_CA | MISO_W | Internal | Summer | B2 | 25 | 2196 | 2196 | 131.53 | 145.53 | 0.01 | 13.99
2025 | MAPP_CA_2_MISO_W | MAPP_CA | MISO_W | Internal | Summer | B3 | 75 | 2196 | 2196 | 133.26 | 147.26 | 0.01 | 13.99
2025 | MAPP_CA_2_MISO_W | MAPP_CA | MISO_W | Internal | Summer | B4 | 100 | 2196 | 2196 | 129.59 | 143.59 | 0.01 | 13.99
2025 | MAPP_CA_2_MISO_W | MAPP_CA | MISO_W | Internal | Summer | B5 | 200 | 2196 | 2196 | 100.72 | 114.72 | 0.01 | 13.99
2025 | MAPP_CA_2_MISO_W | MAPP_CA | MISO_W | Internal | Summer | B6 | 300 | 2196 | 2196 | 83.69 | 96.79 | 0.01 | 13.09
2025 | MAPP_CA_2_MISO_W | MAPP_CA | MISO_W | Internal | Summer | B7 | 400 | 2196 | 2196 | 78.35 | 92.35 | 0.01 | 13.99
2025 | MAPP_CA_2_MISO_W | MAPP_CA | MISO_W | Internal | Summer | B8 | 500 | 2196 | 2196 | 78.16 | 86.01 | 0.01 | 7.84
2025 | MAPP_CA_2_MISO_W | MAPP_CA | MISO_W | Internal | Summer | B9 | 800 | 2196 | 2196 | 78.16 | 82.45 | 0.01 | 4.27
2025 | MAPP_CA_2_MISO_W | MAPP_CA | MISO_W | Internal | Summer | B10 | 1262 | 2196 | 0 | 78.16 | 78.15 | 0.01 | 0
2025 | MAPP_CA_2_MISO_W | MAPP_CA | MISO_W | Internal | Winter | B16 | 25 | 2196 | 0 | 81.19 | 81.17 | 0.01 | 0
2025 | MAPP_CA_2_MISO_W | MAPP_CA | MISO_W | Internal | Winter | B17 | 100 | 2196 | 1030.88 | 81.19 | 81.2 | 0.01 | 0
2025 | MAPP_CA_2_MISO_W | MAPP_CA | MISO_W | Internal | Winter | B18 | 400 | 2196 | 1433.86 | 81.19 | 81.2 | 0.01 | 0
2025 | MAPP_CA_2_MISO_W | MAPP_CA | MISO_W | Internal | Winter | B19 | 700 | 2196 | 1520 | 81.19 | 81.2 | 0.01 | 0
2025 | MAPP_CA_2_MISO_W | MAPP_CA | MISO_W | Internal | Winter | B20 | 935 | 2196 | 0 | 81.19 | 77.51 | 0.01 | 0
2025 | MAPP_US_2_MAPP_CA | MAPP_US | MAPP_CA | Internal | Shoulder | B11 | 25 | 165 | 0 | 87.11 | 80.11 | 7 | 0
2025 | MAPP_US_2_MAPP_CA | MAPP_US | MAPP_CA | Internal | Shoulder | B12 | 200 | 165 | 0 | 76.72 | 83.71 | 7 | 0
2025 | MAPP_US_2_MAPP_CA | MAPP_US | MAPP_CA | Internal | Shoulder | B13 | 600 | 165 | 0 | 74.2 | 81.19 | 7 | 0
2025 | MAPP_US_2_MAPP_CA | MAPP_US | MAPP_CA | Internal | Shoulder | B14 | 900 | 165 | 0 | 68.26 | 75.25 | 7 | 0
2025 | MAPP_US_2_MAPP_CA | MAPP_US | MAPP_CA | Internal | Shoulder | B15 | 1203 | 165 | 165 | 67.92 | 75.25 | 7 | 0.33
2025 | MAPP_US_2_MAPP_CA | MAPP_US | MAPP_CA | Internal | Summer | B1 | 10 | 165 | 0 | 141.52 | 134.52 | 7 | 0
2025 | MAPP_US_2_MAPP_CA | MAPP_US | MAPP_CA | Internal | Summer | B2 | 25 | 165 | 0 | 138.53 | 131.53 | 7 | 0
2025 | MAPP_US_2_MAPP_CA | MAPP_US | MAPP_CA | Internal | Summer | B3 | 75 | 165 | 0 | 140.26 | 133.26 | 7 | 0
2025 | MAPP_US_2_MAPP_CA | MAPP_US | MAPP_CA | Internal | Summer | B4 | 100 | 165 | 0 | 136.59 | 129.59 | 7 | 0
2025 | MAPP_US_2_MAPP_CA | MAPP_US | MAPP_CA | Internal | Summer | B5 | 200 | 165 | 0 | 107.72 | 100.72 | 7 | 0
2025 | MAPP_US_2_MAPP_CA | MAPP_US | MAPP_CA | Internal | Summer | B6 | 300 | 165 | 0 | 90.69 | 83.69 | 7 | 0
2025 | MAPP_US_2_MAPP_CA | MAPP_US | MAPP_CA | Internal | Summer | B7 | 400 | 165 | 0 | 85.35 | 78.35 | 7 | 0
2025 | MAPP_US_2_MAPP_CA | MAPP_US | MAPP_CA | Internal | Summer | B8 | 500 | 165 | 0 | 79.01 | 78.16 | 7 | 0
2025 | MAPP_US_2_MAPP_CA | MAPP_US | MAPP_CA | Internal | Summer | B9 | 800 | 165 | 0 | 75.45 | 78.16 | 7 | 0
2025 | MAPP_US_2_MAPP_CA | MAPP_US | MAPP_CA | Internal | Summer | B10 | 1262 | 165 | 165 | 71.15 | 78.16 | 7 | 0.01
2025 | MAPP_US_2_MAPP_CA | MAPP_US | MAPP_CA | Internal | Winter | B16 | 25 | 165 | 165 | 74.17 | 81.19 | 7 | 0.01
2025 | MAPP_US_2_MAPP_CA | MAPP_US | MAPP_CA | Internal | Winter | B17 | 100 | 165 | 0 | 74.2 | 81.19 | 7 | 0
2025 | MAPP_US_2_MAPP_CA | MAPP_US | MAPP_CA | Internal | Winter | B18 | 400 | 165 | 0 | 74.2 | 81.19 | 7 | 0
2025 | MAPP_US_2_MAPP_CA | MAPP_US | MAPP_CA | Internal | Winter | B19 | 700 | 165 | 0 | 74.2 | 81.19 | 7 | 0
2025 | MAPP_US_2_MAPP_CA | MAPP_US | MAPP_CA | Internal | Winter | B20 | 935 | 165 | 165 | 70.51 | 81.19 | 7 | 3.68
2025 | MAPP_US_2_MISO_W | MAPP_US | MISO_W | Internal | Shoulder | B11 | 25 | 2635 | 912.31 | 87.11 | 94.11 | 7 | 0
2025 | MAPP_US_2_MISO_W | MAPP_US | MISO_W | Internal | Shoulder | B12 | 200 | 2635 | 1306.73 | 76.72 | 83.72 | 7 | 0
2025 | MAPP_US_2_MISO_W | MAPP_US | MISO_W | Internal | Shoulder | B13 | 600 | 2635 | 1620.76 | 74.2 | 81.2 | 7 | 0
2025 | MAPP_US_2_MISO_W | MAPP_US | MISO_W | Internal | Shoulder | B14 | 900 | 2635 | 576.44 | 68.26 | 75.26 | 7 | 0
2025 | MAPP_US_2_MISO_W | MAPP_US | MISO_W | Internal | Shoulder | B15 | 1203 | 2635 | 857.28 | 67.92 | 74.92 | 7 | 0
2025 | MAPP_US_2_MISO_W | MAPP_US | MISO_W | Internal | Summer | B1 | 10 | 2635 | 662.78 | 141.52 | 148.52 | 7 | 0
2025 | MAPP_US_2_MISO_W | MAPP_US | MISO_W | Internal | Summer | B2 | 25 | 2635 | 608.05 | 138.53 | 145.53 | 7 | 0
2025 | MAPP_US_2_MISO_W | MAPP_US | MISO_W | Internal | Summer | B3 | 75 | 2635 | 1173.13 | 140.26 | 147.26 | 7 | 0
2025 | MAPP_US_2_MISO_W | MAPP_US | MISO_W | Internal | Summer | B4 | 100 | 2635 | 1726.84 | 136.59 | 143.59 | 7 | 0
2025 | MAPP_US_2_MISO_W | MAPP_US | MISO_W | Internal | Summer | B5 | 200 | 2635 | 869.95 | 107.72 | 114.72 | 7 | 0
2025 | MAPP_US_2_MISO_W | MAPP_US | MISO_W | Internal | Summer | B6 | 300 | 2635 | 0 | 90.69 | 96.79 | 7 | 0
2025 | MAPP_US_2_MISO_W | MAPP_US | MISO_W | Internal | Summer | B7 | 400 | 2635 | 655.71 | 85.35 | 92.35 | 7 | 0
2025 | MAPP_US_2_MISO_W | MAPP_US | MISO_W | Internal | Summer | B8 | 500 | 2635 | 1196.28 | 79.01 | 86.01 | 7 | 0
2025 | MAPP_US_2_MISO_W | MAPP_US | MISO_W | Internal | Summer | B9 | 800 | 2635 | 667.95 | 75.45 | 82.45 | 7 | 0
2025 | MAPP_US_2_MISO_W | MAPP_US | MISO_W | Internal | Summer | B10 | 1262 | 2635 | 704.57 | 71.15 | 78.15 | 7 | 0
2025 | MAPP_US_2_MISO_W | MAPP_US | MISO_W | Internal | Winter | B16 | 25 | 2635 | 2286.93 | 74.17 | 81.17 | 7 | 0
2025 | MAPP_US_2_MISO_W | MAPP_US | MISO_W | Internal | Winter | B17 | 100 | 2635 | 1154.17 | 74.2 | 81.2 | 7 | 0
2025 | MAPP_US_2_MISO_W | MAPP_US | MISO_W | Internal | Winter | B18 | 400 | 2635 | 2036.46 | 74.2 | 81.2 | 7 | 0
2025 | MAPP_US_2_MISO_W | MAPP_US | MISO_W | Internal | Winter | B19 | 700 | 2635 | 833.97 | 74.2 | 81.2 | 7 | 0
2025 | MAPP_US_2_MISO_W | MAPP_US | MISO_W | Internal | Winter | B20 | 935 | 2635 | 710.19 | 70.51 | 77.51 | 7 | 0
2025 | MAPP_US_2_NE | MAPP_US | NE | Internal | Shoulder | B11 | 25 | 2000 | 2000 | 87.11 | 94.87 | 7 | 0.76
2025 | MAPP_US_2_NE | MAPP_US | NE | Internal | Shoulder | B12 | 200 | 2000 | 2000 | 76.72 | 89.66 | 7 | 5.94
2025 | MAPP_US_2_NE | MAPP_US | NE | Internal | Shoulder | B13 | 600 | 2000 | 2000 | 74.2 | 87.41 | 7 | 6.21
2025 | MAPP_US_2_NE | MAPP_US | NE | Internal | Shoulder | B14 | 900 | 2000 | 2000 | 68.26 | 82.25 | 7 | 6.99
2025 | MAPP_US_2_NE | MAPP_US | NE | Internal | Shoulder | B15 | 1203 | 2000 | 2000 | 67.92 | 81.91 | 7 | 6.99
2025 | MAPP_US_2_NE | MAPP_US | NE | Internal | Summer | B1 | 10 | 2000 | 850.04 | 141.52 | 148.52 | 7 | 0
2025 | MAPP_US_2_NE | MAPP_US | NE | Internal | Summer | B2 | 25 | 2000 | 2000 | 138.53 | 147.26 | 7 | 1.73
2025 | MAPP_US_2_NE | MAPP_US | NE | Internal | Summer | B3 | 75 | 2000 | 1180.15 | 140.26 | 147.26 | 7 | 0
2025 | MAPP_US_2_NE | MAPP_US | NE | Internal | Summer | B4 | 100 | 2000 | 1014.7 | 136.59 | 143.59 | 7 | 0
2025 | MAPP_US_2_NE | MAPP_US | NE | Internal | Summer | B5 | 200 | 2000 | 1005.78 | 107.72 | 114.72 | 7 | 0
2025 | MAPP_US_2_NE | MAPP_US | NE | Internal | Summer | B6 | 300 | 2000 | 1627.94 | 90.69 | 97.69 | 7 | 0
2025 | MAPP_US_2_NE | MAPP_US | NE | Internal | Summer | B7 | 400 | 2000 | 2000 | 85.35 | 94.78 | 7 | 2.43
2025 | MAPP_US_2_NE | MAPP_US | NE | Internal | Summer | B8 | 500 | 2000 | 2000 | 79.01 | 93 | 7 | 6.99
2025 | MAPP_US_2_NE | MAPP_US | NE | Internal | Summer | B9 | 800 | 2000 | 2000 | 75.45 | 89.43 | 7 | 6.99
2025 | MAPP_US_2_NE | MAPP_US | NE | Internal | Summer | B10 | 1262 | 2000 | 2000 | 71.15 | 85.14 | 7 | 6.99
2025 | MAPP_US_2_NE | MAPP_US | NE | Internal | Winter | B16 | 25 | 2000 | 2000 | 74.17 | 88.17 | 7 | 7
2025 | MAPP_US_2_NE | MAPP_US | NE | Internal | Winter | B17 | 100 | 2000 | 2000 | 74.2 | 88.2 | 7 | 7
2025 | MAPP_US_2_NE | MAPP_US | NE | Internal | Winter | B18 | 400 | 2000 | 2000 | 74.2 | 88.19 | 7 | 6.99
2025 | MAPP_US_2_NE | MAPP_US | NE | Internal | Winter | B19 | 700 | 2000 | 2000 | 74.2 | 87.15 | 7 | 5.95
2025 | MAPP_US_2_NE | MAPP_US | NE | Internal | Winter | B20 | 935 | 2000 | 2000 | 70.51 | 84.5 | 7 | 6.99
2025 | MARITIMES_2_NEISO | MARITIMES | NEISO | Internal | Shoulder | B11 | 25 | 99999 | 1720.66 | 77.89 | 77.9 | 0.01 | 0
2025 | MARITIMES_2_NEISO | MARITIMES | NEISO | Internal | Shoulder | B12 | 200 | 99999 | 1717.44 | 77.89 | 77.9 | 0.01 | 0
2025 | MARITIMES_2_NEISO | MARITIMES | NEISO | Internal | Shoulder | B13 | 600 | 99999 | 1704.78 | 77.89 | 77.9 | 0.01 | 0
2025 | MARITIMES_2_NEISO | MARITIMES | NEISO | Internal | Shoulder | B14 | 900 | 99999 | 1682.64 | 77.89 | 77.9 | 0.01 | 0
2025 | MARITIMES_2_NEISO | MARITIMES | NEISO | Internal | Shoulder | B15 | 1203 | 99999 | 648.08 | 77.89 | 77.9 | 0.01 | 0
2025 | MARITIMES_2_NEISO | MARITIMES | NEISO | Internal | Summer | B1 | 10 | 99999 | 1900.1 | 129.02 | 129.03 | 0.01 | 0
2025 | MARITIMES_2_NEISO | MARITIMES | NEISO | Internal | Summer | B2 | 25 | 99999 | 1878.84 | 129.02 | 129.03 | 0.01 | 0
2025 | MARITIMES_2_NEISO | MARITIMES | NEISO | Internal | Summer | B3 | 75 | 99999 | 1836.48 | 108.16 | 108.17 | 0.01 | 0
2025 | MARITIMES_2_NEISO | MARITIMES | NEISO | Internal | Summer | B4 | 100 | 99999 | 1799.97 | 86.76 | 86.77 | 0.01 | 0
2025 | MARITIMES_2_NEISO | MARITIMES | NEISO | Internal | Summer | B5 | 200 | 99999 | 1780.16 | 86.76 | 86.77 | 0.01 | 0
2025 | MARITIMES_2_NEISO | MARITIMES | NEISO | Internal | Summer | B6 | 300 | 99999 | 1757.82 | 86.76 | 86.77 | 0.01 | 0
2025 | MARITIMES_2_NEISO | MARITIMES | NEISO | Internal | Summer | B7 | 400 | 99999 | 1732.23 | 84.1 | 84.11 | 0.01 | 0
2025 | MARITIMES_2_NEISO | MARITIMES | NEISO | Internal | Summer | B8 | 500 | 99999 | 1712.1 | 84.1 | 84.11 | 0.01 | 0
2025 | MARITIMES_2_NEISO | MARITIMES | NEISO | Internal | Summer | B9 | 800 | 99999 | 1687.45 | 79.33 | 79.35 | 0.01 | 0
2025 | MARITIMES_2_NEISO | MARITIMES | NEISO | Internal | Summer | B10 | 1262 | 99999 | 465.06 | 79.33 | 79.35 | 0.01 | 0
2025 | MARITIMES_2_NEISO | MARITIMES | NEISO | Internal | Winter | B16 | 25 | 99999 | 1765.23 | 86.22 | 86.23 | 0.01 | 0
2025 | MARITIMES_2_NEISO | MARITIMES | NEISO | Internal | Winter | B17 | 100 | 99999 | 1747.34 | 82.58 | 82.59 | 0.01 | 0
2025 | MARITIMES_2_NEISO | MARITIMES | NEISO | Internal | Winter | B18 | 400 | 99999 | 1733.65 | 81.62 | 81.63 | 0.01 | 0
2025 | MARITIMES_2_NEISO | MARITIMES | NEISO | Internal | Winter | B19 | 700 | 99999 | 1708.15 | 81.62 | 81.63 | 0.01 | 0
2025 | MARITIMES_2_NEISO | MARITIMES | NEISO | Internal | Winter | B20 | 935 | 99999 | 723.43 | 81.62 | 81.63 | 0.01 | 0
2025 | MISO_IN_2_MISO_MI | MISO_IN | MISO_MI | Internal | Shoulder | B11 | 25 | 5021 | 3796.46 | 97.83 | 97.84 | 0.01 | 0
2025 | MISO_IN_2_MISO_MI | MISO_IN | MISO_MI | Internal | Shoulder | B12 | 200 | 5021 | 4584.12 | 94.69 | 94.7 | 0.01 | 0
2025 | MISO_IN_2_MISO_MI | MISO_IN | MISO_MI | Internal | Shoulder | B13 | 600 | 5021 | 3891.73 | 91.58 | 91.59 | 0.01 | 0
2025 | MISO_IN_2_MISO_MI | MISO_IN | MISO_MI | Internal | Shoulder | B14 | 900 | 5021 | 5021 | 90.38 | 90.47 | 0.01 | 0.09
2025 | MISO_IN_2_MISO_MI | MISO_IN | MISO_MI | Internal | Shoulder | B15 | 1203 | 5021 | 3503.25 | 84.47 | 84.48 | 0.01 | 0
2025 | MISO_IN_2_MISO_MI | MISO_IN | MISO_MI | Internal | Summer | B1 | 10 | 5021 | 3381.82 | 148.53 | 148.55 | 0.01 | 0
2025 | MISO_IN_2_MISO_MI | MISO_IN | MISO_MI | Internal | Summer | B2 | 25 | 5021 | 4642.68 | 147.31 | 147.32 | 0.01 | 0
2025 | MISO_IN_2_MISO_MI | MISO_IN | MISO_MI | Internal | Summer | B3 | 75 | 5021 | 3239.98 | 147.26 | 147.27 | 0.01 | 0
2025 | MISO_IN_2_MISO_MI | MISO_IN | MISO_MI | Internal | Summer | B4 | 100 | 5021 | 2200.04 | 145.53 | 145.55 | 0.01 | 0
2025 | MISO_IN_2_MISO_MI | MISO_IN | MISO_MI | Internal | Summer | B5 | 200 | 5021 | 3008.93 | 114.72 | 114.73 | 0.01 | 0
2025 | MISO_IN_2_MISO_MI | MISO_IN | MISO_MI | Internal | Summer | B6 | 300 | 5021 | 4268.39 | 97.4 | 97.41 | 0.01 | 0
2025 | MISO_IN_2_MISO_MI | MISO_IN | MISO_MI | Internal | Summer | B7 | 400 | 5021 | 4565.68 | 93 | 93.02 | 0.01 | 0
2025 | MISO_IN_2_MISO_MI | MISO_IN | MISO_MI | Internal | Summer | B8 | 500 | 5021 | 4882.94 | 89.67 | 89.68 | 0.01 | 0
2025 | MISO_IN_2_MISO_MI | MISO_IN | MISO_MI | Internal | Summer | B9 | 800 | 5021 | 5021 | 88.31 | 88.39 | 0.01 | 0.07
2025 | MISO_IN_2_MISO_MI | MISO_IN | MISO_MI | Internal | Summer | B10 | 1262 | 5021 | 4293.18 | 84.26 | 84.27 | 0.01 | 0
2025 | MISO_IN_2_MISO_MI | MISO_IN | MISO_MI | Internal | Winter | B16 | 25 | 5021 | 4473.92 | 100.29 | 100.3 | 0.01 | 0
2025 | MISO_IN_2_MISO_MI | MISO_IN | MISO_MI | Internal | Winter | B17 | 100 | 5021 | 4588.59 | 96.96 | 96.97 | 0.01 | 0
2025 | MISO_IN_2_MISO_MI | MISO_IN | MISO_MI | Internal | Winter | B18 | 400 | 5021 | 4522.9 | 93.21 | 93.22 | 0.01 | 0
2025 | MISO_IN_2_MISO_MI | MISO_IN | MISO_MI | Internal | Winter | B19 | 700 | 5021 | 4092.11 | 90.61 | 90.62 | 0.01 | 0
2025 | MISO_IN_2_MISO_MI | MISO_IN | MISO_MI | Internal | Winter | B20 | 935 | 5021 | 3138.97 | 85.99 | 86 | 0.01 | 0
2025 | MISO_IN_2_MISO_MO-IL | MISO_IN | MISO_MO-IL | Internal | Shoulder | B11 | 25 | 5533 | 1012.18 | 97.83 | 97.84 | 0.01 | 0
2025 | MISO_IN_2_MISO_MO-IL | MISO_IN | MISO_MO-IL | Internal | Shoulder | B12 | 200 | 5533 | 0 | 94.69 | 94.68 | 0.01 | 0
2025 | MISO_IN_2_MISO_MO-IL | MISO_IN | MISO_MO-IL | Internal | Shoulder | B13 | 600 | 5533 | 258.53 | 91.58 | 91.59 | 0.01 | 0
2025 | MISO_IN_2_MISO_MO-IL | MISO_IN | MISO_MO-IL | Internal | Shoulder | B14 | 900 | 5533 | 0 | 90.38 | 90.36 | 0.01 | 0
2025 | MISO_IN_2_MISO_MO-IL | MISO_IN | MISO_MO-IL | Internal | Shoulder | B15 | 1203 | 5533 | 6.01 | 84.47 | 84.48 | 0.01 | 0
2025 | MISO_IN_2_MISO_MO-IL | MISO_IN | MISO_MO-IL | Internal | Summer | B1 | 10 | 5533 | 1603.56 | 148.53 | 148.55 | 0.01 | 0
2025 | MISO_IN_2_MISO_MO-IL | MISO_IN | MISO_MO-IL | Internal | Summer | B2 | 25 | 5533 | 707.15 | 147.31 | 147.32 | 0.01 | 0
2025 | MISO_IN_2_MISO_MO-IL | MISO_IN | MISO_MO-IL | Internal | Summer | B3 | 75 | 5533 | 2734.9 | 147.26 | 147.27 | 0.01 | 0
2025 | MISO_IN_2_MISO_MO-IL | MISO_IN | MISO_MO-IL | Internal | Summer | B4 | 100 | 5533 | 1990.72 | 145.53 | 145.55 | 0.01 | 0
2025 | MISO_IN_2_MISO_MO-IL | MISO_IN | MISO_MO-IL | Internal | Summer | B5 | 200 | 5533 | 2054.71 | 114.72 | 114.73 | 0.01 | 0
2025 | MISO_IN_2_MISO_MO-IL | MISO_IN | MISO_MO-IL | Internal | Summer | B6 | 300 | 5533 | 1573.17 | 97.4 | 97.41 | 0.01 | 0
2025 | MISO_IN_2_MISO_MO-IL | MISO_IN | MISO_MO-IL | Internal | Summer | B7 | 400 | 5533 | 1441.98 | 93 | 93.02 | 0.01 | 0
2025 | MISO_IN_2_MISO_MO-IL | MISO_IN | MISO_MO-IL | Internal | Summer | B8 | 500 | 5533 | 1045.27 | 89.67 | 89.68 | 0.01 | 0
2025 | MISO_IN_2_MISO_MO-IL | MISO_IN | MISO_MO-IL | Internal | Summer | B9 | 800 | 5533 | 254.49 | 88.31 | 88.32 | 0.01 | 0
2025 | MISO_IN_2_MISO_MO-IL | MISO_IN | MISO_MO-IL | Internal | Summer | B10 | 1262 | 5533 | 944.65 | 84.26 | 84.27 | 0.01 | 0
2025 | MISO_IN_2_MISO_MO-IL | MISO_IN | MISO_MO-IL | Internal | Winter | B16 | 25 | 5533 | 0 | 100.29 | 97.29 | 0.01 | 0
2025 | MISO_IN_2_MISO_MO-IL | MISO_IN | MISO_MO-IL | Internal | Winter | B17 | 100 | 5533 | 0 | 96.96 | 96.95 | 0.01 | 0
2025 | MISO_IN_2_MISO_MO-IL | MISO_IN | MISO_MO-IL | Internal | Winter | B18 | 400 | 5533 | 0 | 93.21 | 93.2 | 0.01 | 0
2025 | MISO_IN_2_MISO_MO-IL | MISO_IN | MISO_MO-IL | Internal | Winter | B19 | 700 | 5533 | 0 | 90.61 | 90.61 | 0.01 | 0
2025 | MISO_IN_2_MISO_MO-IL | MISO_IN | MISO_MO-IL | Internal | Winter | B20 | 935 | 5533 | 0 | 85.99 | 85.98 | 0.01 | 0
2025 | MISO_IN_2_NonRTO_Midwest | MISO_IN | NonRTO_Midwest | Internal | Shoulder | B11 | 25 | 4800 | 1823.19 | 97.83 | 105.83 | 8 | 0
2025 | MISO_IN_2_NonRTO_Midwest | MISO_IN | NonRTO_Midwest | Internal | Shoulder | B12 | 200 | 4800 | 1218.7 | 94.69 | 102.69 | 8 | 0
2025 | MISO_IN_2_NonRTO_Midwest | MISO_IN | NonRTO_Midwest | Internal | Shoulder | B13 | 600 | 4800 | 648.6 | 91.58 | 99.58 | 8 | 0
2025 | MISO_IN_2_NonRTO_Midwest | MISO_IN | NonRTO_Midwest | Internal | Shoulder | B14 | 900 | 4800 | 201.54 | 90.38 | 98.38 | 8 | 0
2025 | MISO_IN_2_NonRTO_Midwest | MISO_IN | NonRTO_Midwest | Internal | Shoulder | B15 | 1203 | 4800 | 0 | 84.47 | 91.1 | 8 | 0
2025 | MISO_IN_2_NonRTO_Midwest | MISO_IN | NonRTO_Midwest | Internal | Summer | B1 | 10 | 4800 | 0 | 148.53 | 154.72 | 8 | 0
2025 | MISO_IN_2_NonRTO_Midwest | MISO_IN | NonRTO_Midwest | Internal | Summer | B2 | 25 | 4800 | 0 | 147.31 | 154.72 | 8 | 0
2025 | MISO_IN_2_NonRTO_Midwest | MISO_IN | NonRTO_Midwest | Internal | Summer | B3 | 75 | 4800 | 0 | 147.26 | 154.72 | 8 | 0
2025 | MISO_IN_2_NonRTO_Midwest | MISO_IN | NonRTO_Midwest | Internal | Summer | B4 | 100 | 4800 | 1613.84 | 145.53 | 153.53 | 8 | 0
2025 | MISO_IN_2_NonRTO_Midwest | MISO_IN | NonRTO_Midwest | Internal | Summer | B5 | 200 | 4800 | 1286.47 | 114.72 | 122.72 | 8 | 0
2025 | MISO_IN_2_NonRTO_Midwest | MISO_IN | NonRTO_Midwest | Internal | Summer | B6 | 300 | 4800 | 788.02 | 97.4 | 105.4 | 8 | 0
2025 | MISO_IN_2_NonRTO_Midwest | MISO_IN | NonRTO_Midwest | Internal | Summer | B7 | 400 | 4800 | 176.43 | 93 | 101 | 8 | 0
2025 | MISO_IN_2_NonRTO_Midwest | MISO_IN | NonRTO_Midwest | Internal | Summer | B8 | 500 | 4800 | 0 | 89.67 | 92.32 | 8 | 0
2025 | MISO_IN_2_NonRTO_Midwest | MISO_IN | NonRTO_Midwest | Internal | Summer | B9 | 800 | 4800 | 0 | 88.31 | 91.1 | 8 | 0
2025 | MISO_IN_2_NonRTO_Midwest | MISO_IN | NonRTO_Midwest | Internal | Summer | B10 | 1262 | 4800 | 0 | 84.26 | 89.39 | 8 | 0
2025 | MISO_IN_2_NonRTO_Midwest | MISO_IN | NonRTO_Midwest | Internal | Winter | B16 | 25 | 4800 | 2650.93 | 100.29 | 108.29 | 8 | 0
2025 | MISO_IN_2_NonRTO_Midwest | MISO_IN | NonRTO_Midwest | Internal | Winter | B17 | 100 | 4800 | 1561.93 | 96.96 | 104.96 | 8 | 0
2025 | MISO_IN_2_NonRTO_Midwest | MISO_IN | NonRTO_Midwest | Internal | Winter | B18 | 400 | 4800 | 682.14 | 93.21 | 101.21 | 8 | 0
2025 | MISO_IN_2_NonRTO_Midwest | MISO_IN | NonRTO_Midwest | Internal | Winter | B19 | 700 | 4800 | 0 | 90.61 | 97.82 | 8 | 0
2025 | MISO_IN_2_NonRTO_Midwest | MISO_IN | NonRTO_Midwest | Internal | Winter | B20 | 935 | 4800 | 0 | 85.99 | 91.1 | 8 | 0
2025 | MISO_IN_2_PJM_ROR | MISO_IN | PJM_ROR | Internal | Shoulder | B11 | 25 | 992 | 0 | 97.83 | 96.7 | 2 | 0
2025 | MISO_IN_2_PJM_ROR | MISO_IN | PJM_ROR | Internal | Shoulder | B12 | 200 | 992 | 992 | 94.69 | 96.7 | 2 | 0.01
2025 | MISO_IN_2_PJM_ROR | MISO_IN | PJM_ROR | Internal | Shoulder | B13 | 600 | 992 | 463.34 | 91.58 | 93.58 | 2 | 0
2025 | MISO_IN_2_PJM_ROR | MISO_IN | PJM_ROR | Internal | Shoulder | B14 | 900 | 992 | 992 | 90.38 | 92.46 | 2 | 0.09
2025 | MISO_IN_2_PJM_ROR | MISO_IN | PJM_ROR | Internal | Shoulder | B15 | 1203 | 992 | 828.89 | 84.47 | 86.47 | 2 | 0
2025 | MISO_IN_2_PJM_ROR | MISO_IN | PJM_ROR | Internal | Summer | B1 | 10 | 992 | 91.94 | 148.53 | 150.53 | 2 | 0
2025 | MISO_IN_2_PJM_ROR | MISO_IN | PJM_ROR | Internal | Summer | B2 | 25 | 992 | 0 | 147.31 | 147.55 | 2 | 0
2025 | MISO_IN_2_PJM_ROR | MISO_IN | PJM_ROR | Internal | Summer | B3 | 75 | 992 | 0 | 147.26 | 147.55 | 2 | 0
2025 | MISO_IN_2_PJM_ROR | MISO_IN | PJM_ROR | Internal | Summer | B4 | 100 | 992 | 992 | 145.53 | 147.55 | 2 | 0.01
2025 | MISO_IN_2_PJM_ROR | MISO_IN | PJM_ROR | Internal | Summer | B5 | 200 | 992 | 992 | 114.72 | 116.73 | 2 | 0.01
2025 | MISO_IN_2_PJM_ROR | MISO_IN | PJM_ROR | Internal | Summer | B6 | 300 | 992 | 992 | 97.4 | 99.41 | 2 | 0.01
2025 | MISO_IN_2_PJM_ROR | MISO_IN | PJM_ROR | Internal | Summer | B7 | 400 | 992 | 992 | 93 | 95.02 | 2 | 0.01
2025 | MISO_IN_2_PJM_ROR | MISO_IN | PJM_ROR | Internal | Summer | B8 | 500 | 992 | 8.64 | 89.67 | 91.67 | 2 | 0
2025 | MISO_IN_2_PJM_ROR | MISO_IN | PJM_ROR | Internal | Summer | B9 | 800 | 992 | 795.85 | 88.31 | 90.31 | 2 | 0
2025 | MISO_IN_2_PJM_ROR | MISO_IN | PJM_ROR | Internal | Summer | B10 | 1262 | 992 | 0 | 84.26 | 85.51 | 2 | 0
2025 | MISO_IN_2_PJM_ROR | MISO_IN | PJM_ROR | Internal | Winter | B16 | 25 | 992 | 0 | 100.29 | 99.29 | 2 | 0
2025 | MISO_IN_2_PJM_ROR | MISO_IN | PJM_ROR | Internal | Winter | B17 | 100 | 992 | 992 | 96.96 | 98.97 | 2 | 0.01
2025 | MISO_IN_2_PJM_ROR | MISO_IN | PJM_ROR | Internal | Winter | B18 | 400 | 992 | 0 | 93.21 | 95.18 | 2 | 0
2025 | MISO_IN_2_PJM_ROR | MISO_IN | PJM_ROR | Internal | Winter | B19 | 700 | 992 | 83.95 | 90.61 | 92.61 | 2 | 0
2025 | MISO_IN_2_PJM_ROR | MISO_IN | PJM_ROR | Internal | Winter | B20 | 935 | 992 | 0 | 85.99 | 85.9 | 2 | 0
2025 | MISO_MI_2_MISO_IN | MISO_MI | MISO_IN | Internal | Shoulder | B11 | 25 | 2066 | 0 | 97.84 | 97.83 | 0.01 | 0
2025 | MISO_MI_2_MISO_IN | MISO_MI | MISO_IN | Internal | Shoulder | B12 | 200 | 2066 | 0 | 94.7 | 94.69 | 0.01 | 0
2025 | MISO_MI_2_MISO_IN | MISO_MI | MISO_IN | Internal | Shoulder | B13 | 600 | 2066 | 0 | 91.59 | 91.58 | 0.01 | 0
2025 | MISO_MI_2_MISO_IN | MISO_MI | MISO_IN | Internal | Shoulder | B14 | 900 | 2066 | 0 | 90.47 | 90.38 | 0.01 | 0
2025 | MISO_MI_2_MISO_IN | MISO_MI | MISO_IN | Internal | Shoulder | B15 | 1203 | 2066 | 0 | 84.48 | 84.47 | 0.01 | 0
2025 | MISO_MI_2_MISO_IN | MISO_MI | MISO_IN | Internal | Summer | B1 | 10 | 2066 | 0 | 148.55 | 148.53 | 0.01 | 0
2025 | MISO_MI_2_MISO_IN | MISO_MI | MISO_IN | Internal | Summer | B2 | 25 | 2066 | 0 | 147.32 | 147.31 | 0.01 | 0
2025 | MISO_MI_2_MISO_IN | MISO_MI | MISO_IN | Internal | Summer | B3 | 75 | 2066 | 0 | 147.27 | 147.26 | 0.01 | 0
2025 | MISO_MI_2_MISO_IN | MISO_MI | MISO_IN | Internal | Summer | B4 | 100 | 2066 | 0 | 145.55 | 145.53 | 0.01 | 0
2025 | MISO_MI_2_MISO_IN | MISO_MI | MISO_IN | Internal | Summer | B5 | 200 | 2066 | 0 | 114.73 | 114.72 | 0.01 | 0
2025 | MISO_MI_2_MISO_IN | MISO_MI | MISO_IN | Internal | Summer | B6 | 300 | 2066 | 0 | 97.41 | 97.4 | 0.01 | 0
2025 | MISO_MI_2_MISO_IN | MISO_MI | MISO_IN | Internal | Summer | B7 | 400 | 2066 | 0 | 93.02 | 93 | 0.01 | 0
2025 | MISO_MI_2_MISO_IN | MISO_MI | MISO_IN | Internal | Summer | B8 | 500 | 2066 | 0 | 89.68 | 89.67 | 0.01 | 0
2025 | MISO_MI_2_MISO_IN | MISO_MI | MISO_IN | Internal | Summer | B9 | 800 | 2066 | 0 | 88.39 | 88.31 | 0.01 | 0
2025 | MISO_MI_2_MISO_IN | MISO_MI | MISO_IN | Internal | Summer | B10 | 1262 | 2066 | 0 | 84.27 | 84.26 | 0.01 | 0
2025 | MISO_MI_2_MISO_IN | MISO_MI | MISO_IN | Internal | Winter | B16 | 25 | 2066 | 0 | 100.3 | 100.29 | 0.01 | 0
2025 | MISO_MI_2_MISO_IN | MISO_MI | MISO_IN | Internal | Winter | B17 | 100 | 2066 | 0 | 96.97 | 96.96 | 0.01 | 0
2025 | MISO_MI_2_MISO_IN | MISO_MI | MISO_IN | Internal | Winter | B18 | 400 | 2066 | 0 | 93.22 | 93.21 | 0.01 | 0
2025 | MISO_MI_2_MISO_IN | MISO_MI | MISO_IN | Internal | Winter | B19 | 700 | 2066 | 0 | 90.62 | 90.61 | 0.01 | 0
2025 | MISO_MI_2_MISO_IN | MISO_MI | MISO_IN | Internal | Winter | B20 | 935 | 2066 | 0 | 86 | 85.99 | 0.01 | 0
2025 | MISO_MI_2_MISO_WUMS | MISO_MI | MISO_WUMS | Internal | Shoulder | B11 | 25 | 1440 | 0 | 97.84 | 94.13 | 0.01 | 0
2025 | MISO_MI_2_MISO_WUMS | MISO_MI | MISO_WUMS | Internal | Shoulder | B12 | 200 | 1440 | 0 | 94.7 | 91.58 | 0.01 | 0
2025 | MISO_MI_2_MISO_WUMS | MISO_MI | MISO_WUMS | Internal | Shoulder | B13 | 600 | 1440 | 0 | 91.59 | 91.58 | 0.01 | 0
2025 | MISO_MI_2_MISO_WUMS | MISO_MI | MISO_WUMS | Internal | Shoulder | B14 | 900 | 1440 | 0 | 90.47 | 90.46 | 0.01 | 0
2025 | MISO_MI_2_MISO_WUMS | MISO_MI | MISO_WUMS | Internal | Shoulder | B15 | 1203 | 1440 | 0 | 84.48 | 84.47 | 0.01 | 0
2025 | MISO_MI_2_MISO_WUMS | MISO_MI | MISO_WUMS | Internal | Summer | B1 | 10 | 1440 | 0 | 148.55 | 148.53 | 0.01 | 0
2025 | MISO_MI_2_MISO_WUMS | MISO_MI | MISO_WUMS | Internal | Summer | B2 | 25 | 1440 | 0 | 147.32 | 145.55 | 0.01 | 0
2025 | MISO_MI_2_MISO_WUMS | MISO_MI | MISO_WUMS | Internal | Summer | B3 | 75 | 1440 | 0 | 147.27 | 147.25 | 0.01 | 0
2025 | MISO_MI_2_MISO_WUMS | MISO_MI | MISO_WUMS | Internal | Summer | B4 | 100 | 1440 | 0 | 145.55 | 143.6 | 0.01 | 0
2025 | MISO_MI_2_MISO_WUMS | MISO_MI | MISO_WUMS | Internal | Summer | B5 | 200 | 1440 | 0 | 114.73 | 114.71 | 0.01 | 0
2025 | MISO_MI_2_MISO_WUMS | MISO_MI | MISO_WUMS | Internal | Summer | B6 | 300 | 1440 | 0 | 97.41 | 96.78 | 0.01 | 0
2025 | MISO_MI_2_MISO_WUMS | MISO_MI | MISO_WUMS | Internal | Summer | B7 | 400 | 1440 | 0 | 93.02 | 92.36 | 0.01 | 0
2025 | MISO_MI_2_MISO_WUMS | MISO_MI | MISO_WUMS | Internal | Summer | B8 | 500 | 1440 | 0 | 89.68 | 89.67 | 0.01 | 0
2025 | MISO_MI_2_MISO_WUMS | MISO_MI | MISO_WUMS | Internal | Summer | B9 | 800 | 1440 | 0 | 88.39 | 88.31 | 0.01 | 0
2025 | MISO_MI_2_MISO_WUMS | MISO_MI | MISO_WUMS | Internal | Summer | B10 | 1262 | 1440 | 0 | 84.27 | 83.51 | 0.01 | 0
2025 | MISO_MI_2_MISO_WUMS | MISO_MI | MISO_WUMS | Internal | Winter | B16 | 25 | 1440 | 0 | 100.3 | 94.74 | 0.01 | 0
2025 | MISO_MI_2_MISO_WUMS | MISO_MI | MISO_WUMS | Internal | Winter | B17 | 100 | 1440 | 0 | 96.97 | 94.71 | 0.01 | 0
2025 | MISO_MI_2_MISO_WUMS | MISO_MI | MISO_WUMS | Internal | Winter | B18 | 400 | 1440 | 0 | 93.22 | 93.21 | 0.01 | 0
2025 | MISO_MI_2_MISO_WUMS | MISO_MI | MISO_WUMS | Internal | Winter | B19 | 700 | 1440 | 0 | 90.62 | 90.61 | 0.01 | 0
2025 | MISO_MI_2_MISO_WUMS | MISO_MI | MISO_WUMS | Internal | Winter | B20 | 935 | 1440 | 0 | 86 | 83.9 | 0.01 | 0
2025 | MISO_MI_2_PJM_ROR | MISO_MI | PJM_ROR | Internal | Shoulder | B11 | 25 | 1424 | 0 | 97.84 | 96.7 | 2 | 0
2025 | MISO_MI_2_PJM_ROR | MISO_MI | PJM_ROR | Internal | Shoulder | B12 | 200 | 1424 | 646.3 | 94.7 | 96.7 | 2 | 0
2025 | MISO_MI_2_PJM_ROR | MISO_MI | PJM_ROR | Internal | Shoulder | B13 | 600 | 1424 | 0 | 91.59 | 93.58 | 2 | 0
2025 | MISO_MI_2_PJM_ROR | MISO_MI | PJM_ROR | Internal | Shoulder | B14 | 900 | 1424 | 0 | 90.47 | 92.46 | 2 | 0
2025 | MISO_MI_2_PJM_ROR | MISO_MI | PJM_ROR | Internal | Shoulder | B15 | 1203 | 1424 | 0 | 84.48 | 86.47 | 2 | 0
2025 | MISO_MI_2_PJM_ROR | MISO_MI | PJM_ROR | Internal | Summer | B1 | 10 | 1424 | 0 | 148.55 | 150.53 | 2 | 0
2025 | MISO_MI_2_PJM_ROR | MISO_MI | PJM_ROR | Internal | Summer | B2 | 25 | 1424 | 0 | 147.32 | 147.55 | 2 | 0
2025 | MISO_MI_2_PJM_ROR | MISO_MI | PJM_ROR | Internal | Summer | B3 | 75 | 1424 | 0 | 147.27 | 147.55 | 2 | 0
2025 | MISO_MI_2_PJM_ROR | MISO_MI | PJM_ROR | Internal | Summer | B4 | 100 | 1424 | 62.98 | 145.55 | 147.55 | 2 | 0
2025 | MISO_MI_2_PJM_ROR | MISO_MI | PJM_ROR | Internal | Summer | B5 | 200 | 1424 | 161.99 | 114.73 | 116.73 | 2 | 0
2025 | MISO_MI_2_PJM_ROR | MISO_MI | PJM_ROR | Internal | Summer | B6 | 300 | 1424 | 400.94 | 97.41 | 99.41 | 2 | 0
2025 | MISO_MI_2_PJM_ROR | MISO_MI | PJM_ROR | Internal | Summer | B7 | 400 | 1424 | 495.03 | 93.02 | 95.02 | 2 | 0
2025 | MISO_MI_2_PJM_ROR | MISO_MI | PJM_ROR | Internal | Summer | B8 | 500 | 1424 | 0 | 89.68 | 91.67 | 2 | 0
2025 | MISO_MI_2_PJM_ROR | MISO_MI | PJM_ROR | Internal | Summer | B9 | 800 | 1424 | 0 | 88.39 | 90.31 | 2 | 0
2025 | MISO_MI_2_PJM_ROR | MISO_MI | PJM_ROR | Internal | Summer | B10 | 1262 | 1424 | 0 | 84.27 | 85.51 | 2 | 0
2025 | MISO_MI_2_PJM_ROR | MISO_MI | PJM_ROR | Internal | Winter | B16 | 25 | 1424 | 0 | 100.3 | 99.29 | 2 | 0
2025 | MISO_MI_2_PJM_ROR | MISO_MI | PJM_ROR | Internal | Winter | B17 | 100 | 1424 | 466.69 | 96.97 | 98.97 | 2 | 0
2025 | MISO_MI_2_PJM_ROR | MISO_MI | PJM_ROR | Internal | Winter | B18 | 400 | 1424 | 0 | 93.22 | 95.18 | 2 | 0
2025 | MISO_MI_2_PJM_ROR | MISO_MI | PJM_ROR | Internal | Winter | B19 | 700 | 1424 | 0 | 90.62 | 92.61 | 2 | 0
2025 | MISO_MI_2_PJM_ROR | MISO_MI | PJM_ROR | Internal | Winter | B20 | 935 | 1424 | 0 | 86 | 85.9 | 2 | 0
2025 | MISO_MO-IL_2_ENT | MISO_MO-IL | ENT | Internal | Shoulder | B11 | 25 | 2540 | 0 | 97.84 | 99.88 | 8 | 0
2025 | MISO_MO-IL_2_ENT | MISO_MO-IL | ENT | Internal | Shoulder | B12 | 200 | 2540 | 0 | 94.68 | 94.86 | 8 | 0
2025 | MISO_MO-IL_2_ENT | MISO_MO-IL | ENT | Internal | Shoulder | B13 | 600 | 2540 | 0 | 91.59 | 94.86 | 8 | 0
2025 | MISO_MO-IL_2_ENT | MISO_MO-IL | ENT | Internal | Shoulder | B14 | 900 | 2540 | 0 | 90.36 | 94.86 | 8 | 0
2025 | MISO_MO-IL_2_ENT | MISO_MO-IL | ENT | Internal | Shoulder | B15 | 1203 | 2540 | 1088.23 | 84.48 | 92.48 | 8 | 0
2025 | MISO_MO-IL_2_ENT | MISO_MO-IL | ENT | Internal | Summer | B1 | 10 | 2540 | 668.45 | 148.55 | 156.55 | 8 | 0
2025 | MISO_MO-IL_2_ENT | MISO_MO-IL | ENT | Internal | Summer | B2 | 25 | 2540 | 0 | 147.32 | 152.27 | 8 | 0
2025 | MISO_MO-IL_2_ENT | MISO_MO-IL | ENT | Internal | Summer | B3 | 75 | 2540 | 0 | 147.27 | 152.27 | 8 | 0
2025 | MISO_MO-IL_2_ENT | MISO_MO-IL | ENT | Internal | Summer | B4 | 100 | 2540 | 0 | 145.55 | 148.6 | 8 | 0
2025 | MISO_MO-IL_2_ENT | MISO_MO-IL | ENT | Internal | Summer | B5 | 200 | 2540 | 0 | 114.73 | 119.73 | 8 | 0
2025 | MISO_MO-IL_2_ENT | MISO_MO-IL | ENT | Internal | Summer | B6 | 300 | 2540 | 0 | 97.41 | 97.4 | 8 | 0
2025 | MISO_MO-IL_2_ENT | MISO_MO-IL | ENT | Internal | Summer | B7 | 400 | 2540 | 0 | 93.02 | 97.4 | 8 | 0
2025 | MISO_MO-IL_2_ENT | MISO_MO-IL | ENT | Internal | Summer | B8 | 500 | 2540 | 0 | 89.68 | 97.4 | 8 | 0
2025 | MISO_MO-IL_2_ENT | MISO_MO-IL | ENT | Internal | Summer | B9 | 800 | 2540 | 0 | 88.32 | 94.45 | 8 | 0
2025 | MISO_MO-IL_2_ENT | MISO_MO-IL | ENT | Internal | Summer | B10 | 1262 | 2540 | 1483.45 | 84.27 | 92.27 | 8 | 0
2025 | MISO_MO-IL_2_ENT | MISO_MO-IL | ENT | Internal | Winter | B16 | 25 | 2540 | 0 | 97.29 | 101.15 | 8 | 0
2025 | MISO_MO-IL_2_ENT | MISO_MO-IL | ENT | Internal | Winter | B17 | 100 | 2540 | 0 | 96.95 | 97.8 | 8 | 0
2025 | MISO_MO-IL_2_ENT | MISO_MO-IL | ENT | Internal | Winter | B18 | 400 | 2540 | 0 | 93.2 | 97.73 | 8 | 0
2025 | MISO_MO-IL_2_ENT | MISO_MO-IL | ENT | Internal | Winter | B19 | 700 | 2540 | 0 | 90.61 | 97.73 | 8 | 0
2025 | MISO_MO-IL_2_ENT | MISO_MO-IL | ENT | Internal | Winter | B20 | 935 | 2540 | 1950.42 | 85.98 | 93.98 | 8 | 0
2025 | MISO_MO-IL_2_MISO_IN | MISO_MO-IL | MISO_IN | Internal | Shoulder | B11 | 25 | 2633 | 0 | 97.84 | 97.83 | 0.01 | 0
2025 | MISO_MO-IL_2_MISO_IN | MISO_MO-IL | MISO_IN | Internal | Shoulder | B12 | 200 | 2633 | 448.43 | 94.68 | 94.69 | 0.01 | 0
2025 | MISO_MO-IL_2_MISO_IN | MISO_MO-IL | MISO_IN | Internal | Shoulder | B13 | 600 | 2633 | 0 | 91.59 | 91.58 | 0.01 | 0
2025 | MISO_MO-IL_2_MISO_IN | MISO_MO-IL | MISO_IN | Internal | Shoulder | B14 | 900 | 2633 | 770.38 | 90.36 | 90.38 | 0.01 | 0
2025 | MISO_MO-IL_2_MISO_IN | MISO_MO-IL | MISO_IN | Internal | Shoulder | B15 | 1203 | 2633 | 0 | 84.48 | 84.47 | 0.01 | 0
2025 | MISO_MO-IL_2_MISO_IN | MISO_MO-IL | MISO_IN | Internal | Summer | B1 | 10 | 2633 | 0 | 148.55 | 148.53 | 0.01 | 0
2025 | MISO_MO-IL_2_MISO_IN | MISO_MO-IL | MISO_IN | Internal | Summer | B2 | 25 | 2633 | 0 | 147.32 | 147.31 | 0.01 | 0
2025 | MISO_MO-IL_2_MISO_IN | MISO_MO-IL | MISO_IN | Internal | Summer | B3 | 75 | 2633 | 0 | 147.27 | 147.26 | 0.01 | 0
2025 | MISO_MO-IL_2_MISO_IN | MISO_MO-IL | MISO_IN | Internal | Summer | B4 | 100 | 2633 | 0 | 145.55 | 145.53 | 0.01 | 0
2025 | MISO_MO-IL_2_MISO_IN | MISO_MO-IL | MISO_IN | Internal | Summer | B5 | 200 | 2633 | 0 | 114.73 | 114.72 | 0.01 | 0
2025 | MISO_MO-IL_2_MISO_IN | MISO_MO-IL | MISO_IN | Internal | Summer | B6 | 300 | 2633 | 0 | 97.41 | 97.4 | 0.01 | 0
2025 | MISO_MO-IL_2_MISO_IN | MISO_MO-IL | MISO_IN | Internal | Summer | B7 | 400 | 2633 | 0 | 93.02 | 93 | 0.01 | 0
2025 | MISO_MO-IL_2_MISO_IN | MISO_MO-IL | MISO_IN | Internal | Summer | B8 | 500 | 2633 | 0 | 89.68 | 89.67 | 0.01 | 0
2025 | MISO_MO-IL_2_MISO_IN | MISO_MO-IL | MISO_IN | Internal | Summer | B9 | 800 | 2633 | 0 | 88.32 | 88.31 | 0.01 | 0
2025 | MISO_MO-IL_2_MISO_IN | MISO_MO-IL | MISO_IN | Internal | Summer | B10 | 1262 | 2633 | 0 | 84.27 | 84.26 | 0.01 | 0
2025 | MISO_MO-IL_2_MISO_IN | MISO_MO-IL | MISO_IN | Internal | Winter | B16 | 25 | 2633 | 2633 | 97.29 | 100.29 | 0.01 | 2.98
2025 | MISO_MO-IL_2_MISO_IN | MISO_MO-IL | MISO_IN | Internal | Winter | B17 | 100 | 2633 | 2480.08 | 96.95 | 96.96 | 0.01 | 0
2025 | MISO_MO-IL_2_MISO_IN | MISO_MO-IL | MISO_IN | Internal | Winter | B18 | 400 | 2633 | 1324.17 | 93.2 | 93.21 | 0.01 | 0
2025 | MISO_MO-IL_2_MISO_IN | MISO_MO-IL | MISO_IN | Internal | Winter | B19 | 700 | 2633 | 0 | 90.61 | 90.61 | 0.01 | 0
2025 | MISO_MO-IL_2_MISO_IN | MISO_MO-IL | MISO_IN | Internal | Winter | B20 | 935 | 2633 | 63.01 | 85.98 | 85.99 | 0.01 | 0
2025 | MISO_MO-IL_2_MISO_W | MISO_MO-IL | MISO_W | Internal | Shoulder | B11 | 25 | 1075 | 0 | 97.84 | 94.11 | 0.01 | 0
2025 | MISO_MO-IL_2_MISO_W | MISO_MO-IL | MISO_W | Internal | Shoulder | B12 | 200 | 1075 | 0 | 94.68 | 83.72 | 0.01 | 0
2025 | MISO_MO-IL_2_MISO_W | MISO_MO-IL | MISO_W | Internal | Shoulder | B13 | 600 | 1075 | 0 | 91.59 | 81.2 | 0.01 | 0
2025 | MISO_MO-IL_2_MISO_W | MISO_MO-IL | MISO_W | Internal | Shoulder | B14 | 900 | 1075 | 0 | 90.36 | 75.26 | 0.01 | 0
2025 | MISO_MO-IL_2_MISO_W | MISO_MO-IL | MISO_W | Internal | Shoulder | B15 | 1203 | 1075 | 0 | 84.48 | 74.92 | 0.01 | 0
2025 | MISO_MO-IL_2_MISO_W | MISO_MO-IL | MISO_W | Internal | Summer | B1 | 10 | 1075 | 0 | 148.55 | 148.52 | 0.01 | 0
2025 | MISO_MO-IL_2_MISO_W | MISO_MO-IL | MISO_W | Internal | Summer | B2 | 25 | 1075 | 0 | 147.32 | 145.53 | 0.01 | 0
2025 | MISO_MO-IL_2_MISO_W | MISO_MO-IL | MISO_W | Internal | Summer | B3 | 75 | 1075 | 0 | 147.27 | 147.26 | 0.01 | 0
2025 | MISO_MO-IL_2_MISO_W | MISO_MO-IL | MISO_W | Internal | Summer | B4 | 100 | 1075 | 0 | 145.55 | 143.59 | 0.01 | 0
2025 | MISO_MO-IL_2_MISO_W | MISO_MO-IL | MISO_W | Internal | Summer | B5 | 200 | 1075 | 0 | 114.73 | 114.72 | 0.01 | 0
2025 | MISO_MO-IL_2_MISO_W | MISO_MO-IL | MISO_W | Internal | Summer | B6 | 300 | 1075 | 0 | 97.41 | 96.79 | 0.01 | 0
2025 | MISO_MO-IL_2_MISO_W | MISO_MO-IL | MISO_W | Internal | Summer | B7 | 400 | 1075 | 0 | 93.02 | 92.35 | 0.01 | 0
2025 | MISO_MO-IL_2_MISO_W | MISO_MO-IL | MISO_W | Internal | Summer | B8 | 500 | 1075 | 0 | 89.68 | 86.01 | 0.01 | 0
2025 | MISO_MO-IL_2_MISO_W | MISO_MO-IL | MISO_W | Internal | Summer | B9 | 800 | 1075 | 0 | 88.32 | 82.45 | 0.01 | 0
2025 | MISO_MO-IL_2_MISO_W | MISO_MO-IL | MISO_W | Internal | Summer | B10 | 1262 | 1075 | 0 | 84.27 | 78.15 | 0.01 | 0
2025 | MISO_MO-IL_2_MISO_W | MISO_MO-IL | MISO_W | Internal | Winter | B16 | 25 | 1075 | 0 | 97.29 | 81.17 | 0.01 | 0
2025 | MISO_MO-IL_2_MISO_W | MISO_MO-IL | MISO_W | Internal | Winter | B17 | 100 | 1075 | 0 | 96.95 | 81.2 | 0.01 | 0
2025 | MISO_MO-IL_2_MISO_W | MISO_MO-IL | MISO_W | Internal | Winter | B18 | 400 | 1075 | 0 | 93.2 | 81.2 | 0.01 | 0
2025 | MISO_MO-IL_2_MISO_W | MISO_MO-IL | MISO_W | Internal | Winter | B19 | 700 | 1075 | 0 | 90.61 | 81.2 | 0.01 | 0
2025 | MISO_MO-IL_2_MISO_W | MISO_MO-IL | MISO_W | Internal | Winter | B20 | 935 | 1075 | 0 | 85.98 | 77.51 | 0.01 | 0
2025 | MISO_MO-IL_2_PJM_ROR | MISO_MO-IL | PJM_ROR | Internal | Shoulder | B11 | 25 | 1212 | 0 | 97.84 | 96.7 | 2 | 0
2025 | MISO_MO-IL_2_PJM_ROR | MISO_MO-IL | PJM_ROR | Internal | Shoulder | B12 | 200 | 1212 | 1212 | 94.68 | 96.7 | 2 | 0.02
2025 | MISO_MO-IL_2_PJM_ROR | MISO_MO-IL | PJM_ROR | Internal | Shoulder | B13 | 600 | 1212 | 0 | 91.59 | 93.58 | 2 | 0
2025 | MISO_MO-IL_2_PJM_ROR | MISO_MO-IL | PJM_ROR | Internal | Shoulder | B14 | 900 | 1212 | 1212 | 90.36 | 92.46 | 2 | 0.1
2025 | MISO_MO-IL_2_PJM_ROR | MISO_MO-IL | PJM_ROR | Internal | Shoulder | B15 | 1203 | 1212 | 0 | 84.48 | 86.47 | 2 | 0
2025 | MISO_MO-IL_2_PJM_ROR | MISO_MO-IL | PJM_ROR | Internal | Summer | B1 | 10 | 1212 | 0 | 148.55 | 150.53 | 2 | 0
2025 | MISO_MO-IL_2_PJM_ROR | MISO_MO-IL | PJM_ROR | Internal | Summer | B2 | 25 | 1212 | 0 | 147.32 | 147.55 | 2 | 0
2025 | MISO_MO-IL_2_PJM_ROR | MISO_MO-IL | PJM_ROR | Internal | Summer | B3 | 75 | 1212 | 0 | 147.27 | 147.55 | 2 | 0
2025 | MISO_MO-IL_2_PJM_ROR | MISO_MO-IL | PJM_ROR | Internal | Summer | B4 | 100 | 1212 | 64.99 | 145.55 | 147.55 | 2 | 0
2025 | MISO_MO-IL_2_PJM_ROR | MISO_MO-IL | PJM_ROR | Internal | Summer | B5 | 200 | 1212 | 172.05 | 114.73 | 116.73 | 2 | 0
2025 | MISO_MO-IL_2_PJM_ROR | MISO_MO-IL | PJM_ROR | Internal | Summer | B6 | 300 | 1212 | 589.77 | 97.41 | 99.41 | 2 | 0
2025 | MISO_MO-IL_2_PJM_ROR | MISO_MO-IL | PJM_ROR | Internal | Summer | B7 | 400 | 1212 | 832.23 | 93.02 | 95.02 | 2 | 0
2025 | MISO_MO-IL_2_PJM_ROR | MISO_MO-IL | PJM_ROR | Internal | Summer | B8 | 500 | 1212 | 0 | 89.68 | 91.67 | 2 | 0
2025 | MISO_MO-IL_2_PJM_ROR | MISO_MO-IL | PJM_ROR | Internal | Summer | B9 | 800 | 1212 | 0 | 88.32 | 90.31 | 2 | 0
2025 | MISO_MO-IL_2_PJM_ROR | MISO_MO-IL | PJM_ROR | Internal | Summer | B10 | 1262 | 1212 | 0 | 84.27 | 85.51 | 2 | 0
2025 | MISO_MO-IL_2_PJM_ROR | MISO_MO-IL | PJM_ROR | Internal | Winter | B16 | 25 | 1212 | 248.59 | 97.29 | 99.29 | 2 | 0
2025 | MISO_MO-IL_2_PJM_ROR | MISO_MO-IL | PJM_ROR | Internal | Winter | B17 | 100 | 1212 | 1212 | 96.95 | 98.97 | 2 | 0.02
2025 | MISO_MO-IL_2_PJM_ROR | MISO_MO-IL | PJM_ROR | Internal | Winter | B18 | 400 | 1212 | 0 | 93.2 | 95.18 | 2 | 0
2025 | MISO_MO-IL_2_PJM_ROR | MISO_MO-IL | PJM_ROR | Internal | Winter | B19 | 700 | 1212 | 380.22 | 90.61 | 92.61 | 2 | 0
2025 | MISO_MO-IL_2_PJM_ROR | MISO_MO-IL | PJM_ROR | Internal | Winter | B20 | 935 | 1212 | 0 | 85.98 | 85.9 | 2 | 0
2025 | MISO_MO-IL_2_SPP_N | MISO_MO-IL | SPP_N | Internal | Shoulder | B11 | 25 | 2000 | 0 | 97.84 | 94.88 | 8 | 0
2025 | MISO_MO-IL_2_SPP_N | MISO_MO-IL | SPP_N | Internal | Shoulder | B12 | 200 | 2000 | 0 | 94.68 | 89.68 | 8 | 0
2025 | MISO_MO-IL_2_SPP_N | MISO_MO-IL | SPP_N | Internal | Shoulder | B13 | 600 | 2000 | 0 | 91.59 | 87.42 | 8 | 0
2025 | MISO_MO-IL_2_SPP_N | MISO_MO-IL | SPP_N | Internal | Shoulder | B14 | 900 | 2000 | 0 | 90.36 | 82.26 | 8 | 0
2025 | MISO_MO-IL_2_SPP_N | MISO_MO-IL | SPP_N | Internal | Shoulder | B15 | 1203 | 2000 | 0 | 84.48 | 81.92 | 8 | 0
2025 | MISO_MO-IL_2_SPP_N | MISO_MO-IL | SPP_N | Internal | Summer | B1 | 10 | 2000 | 0 | 148.55 | 147.27 | 8 | 0
2025 | MISO_MO-IL_2_SPP_N | MISO_MO-IL | SPP_N | Internal | Summer | B2 | 25 | 2000 | 0 | 147.32 | 147.27 | 8 | 0
2025 | MISO_MO-IL_2_SPP_N | MISO_MO-IL | SPP_N | Internal | Summer | B3 | 75 | 2000 | 0 | 147.27 | 147.27 | 8 | 0
2025 | MISO_MO-IL_2_SPP_N | MISO_MO-IL | SPP_N | Internal | Summer | B4 | 100 | 2000 | 0 | 145.55 | 143.6 | 8 | 0
2025 | MISO_MO-IL_2_SPP_N | MISO_MO-IL | SPP_N | Internal | Summer | B5 | 200 | 2000 | 0 | 114.73 | 114.73 | 8 | 0
2025 | MISO_MO-IL_2_SPP_N | MISO_MO-IL | SPP_N | Internal | Summer | B6 | 300 | 2000 | 0 | 97.41 | 97.7 | 8 | 0
2025 | MISO_MO-IL_2_SPP_N | MISO_MO-IL | SPP_N | Internal | Summer | B7 | 400 | 2000 | 0 | 93.02 | 94.79 | 8 | 0
2025 | MISO_MO-IL_2_SPP_N | MISO_MO-IL | SPP_N | Internal | Summer | B8 | 500 | 2000 | 0 | 89.68 | 93.01 | 8 | 0
2025 | MISO_MO-IL_2_SPP_N | MISO_MO-IL | SPP_N | Internal | Summer | B9 | 800 | 2000 | 0 | 88.32 | 89.45 | 8 | 0
2025 | MISO_MO-IL_2_SPP_N | MISO_MO-IL | SPP_N | Internal | Summer | B10 | 1262 | 2000 | 0 | 84.27 | 85.15 | 8 | 0
2025 | MISO_MO-IL_2_SPP_N | MISO_MO-IL | SPP_N | Internal | Winter | B16 | 25 | 2000 | 0 | 97.29 | 92.29 | 8 | 0
2025 | MISO_MO-IL_2_SPP_N | MISO_MO-IL | SPP_N | Internal | Winter | B17 | 100 | 2000 | 0 | 96.95 | 88.21 | 8 | 0
2025 | MISO_MO-IL_2_SPP_N | MISO_MO-IL | SPP_N | Internal | Winter | B18 | 400 | 2000 | 0 | 93.2 | 88.2 | 8 | 0
2025 | MISO_MO-IL_2_SPP_N | MISO_MO-IL | SPP_N | Internal | Winter | B19 | 700 | 2000 | 0 | 90.61 | 87.16 | 8 | 0
2025 | MISO_MO-IL_2_SPP_N | MISO_MO-IL | SPP_N | Internal | Winter | B20 | 935 | 2000 | 0 | 85.98 | 84.51 | 8 | 0
2025 | MISO_MO-IL_2_TVA_Transmission | MISO_MO-IL | TVA_Transmission | Internal | Shoulder | B11 | 25 | 4000 | 0 | 97.84 | 102.7 | 8 | 0
2025 | MISO_MO-IL_2_TVA_Transmission | MISO_MO-IL | TVA_Transmission | Internal | Shoulder | B12 | 200 | 4000 | 0 | 94.68 | 100.45 | 8 | 0
2025 | MISO_MO-IL_2_TVA_Transmission | MISO_MO-IL | TVA_Transmission | Internal | Shoulder | B13 | 600 | 4000 | 0 | 91.59 | 97.55 | 8 | 0
2025 | MISO_MO-IL_2_TVA_Transmission | MISO_MO-IL | TVA_Transmission | Internal | Shoulder | B14 | 900 | 4000 | 0 | 90.36 | 97.03 | 8 | 0
2025 | MISO_MO-IL_2_TVA_Transmission | MISO_MO-IL | TVA_Transmission | Internal | Shoulder | B15 | 1203 | 4000 | 0 | 84.48 | 92.47 | 8 | 0
2025 | MISO_MO-IL_2_TVA_Transmission | MISO_MO-IL | TVA_Transmission | Internal | Summer | B1 | 10 | 4000 | 1443.16 | 148.55 | 156.55 | 8 | 0
2025 | MISO_MO-IL_2_TVA_Transmission | MISO_MO-IL | TVA_Transmission | Internal | Summer | B2 | 25 | 4000 | 685.32 | 147.32 | 155.32 | 8 | 0
2025 | MISO_MO-IL_2_TVA_Transmission | MISO_MO-IL | TVA_Transmission | Internal | Summer | B3 | 75 | 4000 | 0 | 147.27 | 153.55 | 8 | 0
2025 | MISO_MO-IL_2_TVA_Transmission | MISO_MO-IL | TVA_Transmission | Internal | Summer | B4 | 100 | 4000 | 63.31 | 145.55 | 153.55 | 8 | 0
2025 | MISO_MO-IL_2_TVA_Transmission | MISO_MO-IL | TVA_Transmission | Internal | Summer | B5 | 200 | 4000 | 0 | 114.73 | 120.89 | 8 | 0
2025 | MISO_MO-IL_2_TVA_Transmission | MISO_MO-IL | TVA_Transmission | Internal | Summer | B6 | 300 | 4000 | 0 | 97.41 | 101.64 | 8 | 0
2025 | MISO_MO-IL_2_TVA_Transmission | MISO_MO-IL | TVA_Transmission | Internal | Summer | B7 | 400 | 4000 | 0 | 93.02 | 98.12 | 8 | 0
2025 | MISO_MO-IL_2_TVA_Transmission | MISO_MO-IL | TVA_Transmission | Internal | Summer | B8 | 500 | 4000 | 0 | 89.68 | 95.84 | 8 | 0
2025 | MISO_MO-IL_2_TVA_Transmission | MISO_MO-IL | TVA_Transmission | Internal | Summer | B9 | 800 | 4000 | 0 | 88.32 | 95.38 | 8 | 0
2025 | MISO_MO-IL_2_TVA_Transmission | MISO_MO-IL | TVA_Transmission | Internal | Summer | B10 | 1262 | 4000 | 0 | 84.27 | 89.63 | 8 | 0
2025 | MISO_MO-IL_2_TVA_Transmission | MISO_MO-IL | TVA_Transmission | Internal | Winter | B16 | 25 | 4000 | 449.2 | 97.29 | 105.29 | 8 | 0
2025 | MISO_MO-IL_2_TVA_Transmission | MISO_MO-IL | TVA_Transmission | Internal | Winter | B17 | 100 | 4000 | 0 | 96.95 | 103.97 | 8 | 0
2025 | MISO_MO-IL_2_TVA_Transmission | MISO_MO-IL | TVA_Transmission | Internal | Winter | B18 | 400 | 4000 | 0 | 93.2 | 99.87 | 8 | 0
2025 | MISO_MO-IL_2_TVA_Transmission | MISO_MO-IL | TVA_Transmission | Internal | Winter | B19 | 700 | 4000 | 513.85 | 90.61 | 98.61 | 8 | 0
2025 | MISO_MO-IL_2_TVA_Transmission | MISO_MO-IL | TVA_Transmission | Internal | Winter | B20 | 935 | 4000 | 0 | 85.98 | 91.9 | 8 | 0
2025 | MISO_W_2_IESO | MISO_W | IESO | Internal | Shoulder | B11 | 25 | 90 | 0 | 94.11 | 15.35 | 8 | 0
2025 | MISO_W_2_IESO | MISO_W | IESO | Internal | Shoulder | B12 | 200 | 90 | 0 | 83.72 | 15.35 | 8 | 0
2025 | MISO_W_2_IESO | MISO_W | IESO | Internal | Shoulder | B13 | 600 | 90 | 0 | 81.2 | 15.35 | 8 | 0
2025 | MISO_W_2_IESO | MISO_W | IESO | Internal | Shoulder | B14 | 900 | 90 | 0 | 75.26 | 15.35 | 8 | 0
2025 | MISO_W_2_IESO | MISO_W | IESO | Internal | Shoulder | B15 | 1203 | 90 | 0 | 74.92 | 15.35 | 8 | 0
2025 | MISO_W_2_IESO | MISO_W | IESO | Internal | Summer | B1 | 10 | 90 | 0 | 148.52 | 84.76 | 8 | 0
2025 | MISO_W_2_IESO | MISO_W | IESO | Internal | Summer | B2 | 25 | 90 | 0 | 145.53 | 105.14 | 8 | 0
2025 | MISO_W_2_IESO | MISO_W | IESO | Internal | Summer | B3 | 75 | 90 | 0 | 147.26 | 78.62 | 8 | 0
2025 | MISO_W_2_IESO | MISO_W | IESO | Internal | Summer | B4 | 100 | 90 | 0 | 143.59 | 71.54 | 8 | 0
2025 | MISO_W_2_IESO | MISO_W | IESO | Internal | Summer | B5 | 200 | 90 | 0 | 114.72 | 11.51 | 8 | 0
2025 | MISO_W_2_IESO | MISO_W | IESO | Internal | Summer | B6 | 300 | 90 | 0 | 96.79 | 11.51 | 8 | 0
2025 | MISO_W_2_IESO | MISO_W | IESO | Internal | Summer | B7 | 400 | 90 | 0 | 92.35 | 11.51 | 8 | 0
2025 | MISO_W_2_IESO | MISO_W | IESO | Internal | Summer | B8 | 500 | 90 | 0 | 86.01 | 11.51 | 8 | 0
2025 | MISO_W_2_IESO | MISO_W | IESO | Internal | Summer | B9 | 800 | 90 | 0 | 82.45 | 11.51 | 8 | 0
2025 | MISO_W_2_IESO | MISO_W | IESO | Internal | Summer | B10 | 1262 | 90 | 0 | 78.15 | 11.51 | 8 | 0
2025 | MISO_W_2_IESO | MISO_W | IESO | Internal | Winter | B16 | 25 | 90 | 0 | 81.17 | 15.35 | 8 | 0
2025 | MISO_W_2_IESO | MISO_W | IESO | Internal | Winter | B17 | 100 | 90 | 0 | 81.2 | 15.35 | 8 | 0
2025 | MISO_W_2_IESO | MISO_W | IESO | Internal | Winter | B18 | 400 | 90 | 0 | 81.2 | 15.35 | 8 | 0
2025 | MISO_W_2_IESO | MISO_W | IESO | Internal | Winter | B19 | 700 | 90 | 0 | 81.2 | 15.35 | 8 | 0
2025 | MISO_W_2_IESO | MISO_W | IESO | Internal | Winter | B20 | 935 | 90 | 0 | 77.51 | 15.35 | 8 | 0
2025 | MISO_W_2_MAPP_CA | MISO_W | MAPP_CA | Internal | Shoulder | B11 | 25 | 926 | 0 | 94.11 | 80.11 | 0.01 | 0
2025 | MISO_W_2_MAPP_CA | MISO_W | MAPP_CA | Internal | Shoulder | B12 | 200 | 926 | 0 | 83.72 | 83.71 | 0.01 | 0
2025 | MISO_W_2_MAPP_CA | MISO_W | MAPP_CA | Internal | Shoulder | B13 | 600 | 926 | 0 | 81.2 | 81.19 | 0.01 | 0
2025 | MISO_W_2_MAPP_CA | MISO_W | MAPP_CA | Internal | Shoulder | B14 | 900 | 926 | 0 | 75.26 | 75.25 | 0.01 | 0
2025 | MISO_W_2_MAPP_CA | MISO_W | MAPP_CA | Internal | Shoulder | B15 | 1203 | 926 | 926 | 74.92 | 75.25 | 0.01 | 0.32
2025 | MISO_W_2_MAPP_CA | MISO_W | MAPP_CA | Internal | Summer | B1 | 10 | 926 | 0 | 148.52 | 134.52 | 0.01 | 0
2025 | MISO_W_2_MAPP_CA | MISO_W | MAPP_CA | Internal | Summer | B2 | 25 | 926 | 0 | 145.53 | 131.53 | 0.01 | 0
2025 | MISO_W_2_MAPP_CA | MISO_W | MAPP_CA | Internal | Summer | B3 | 75 | 926 | 0 | 147.26 | 133.26 | 0.01 | 0
2025 | MISO_W_2_MAPP_CA | MISO_W | MAPP_CA | Internal | Summer | B4 | 100 | 926 | 0 | 143.59 | 129.59 | 0.01 | 0
2025 | MISO_W_2_MAPP_CA | MISO_W | MAPP_CA | Internal | Summer | B5 | 200 | 926 | 0 | 114.72 | 100.72 | 0.01 | 0
2025 | MISO_W_2_MAPP_CA | MISO_W | MAPP_CA | Internal | Summer | B6 | 300 | 926 | 0 | 96.79 | 83.69 | 0.01 | 0
2025 | MISO_W_2_MAPP_CA | MISO_W | MAPP_CA | Internal | Summer | B7 | 400 | 926 | 0 | 92.35 | 78.35 | 0.01 | 0
2025 | MISO_W_2_MAPP_CA | MISO_W | MAPP_CA | Internal | Summer | B8 | 500 | 926 | 0 | 86.01 | 78.16 | 0.01 | 0
2025 | MISO_W_2_MAPP_CA | MISO_W | MAPP_CA | Internal | Summer | B9 | 800 | 926 | 0 | 82.45 | 78.16 | 0.01 | 0
2025 | MISO_W_2_MAPP_CA | MISO_W | MAPP_CA | Internal | Summer | B10 | 1262 | 926 | 873.41 | 78.15 | 78.16 | 0.01 | 0
2025 | MISO_W_2_MAPP_CA | MISO_W | MAPP_CA | Internal | Winter | B16 | 25 | 926 | 466.13 | 81.17 | 81.19 | 0.01 | 0
2025 | MISO_W_2_MAPP_CA | MISO_W | MAPP_CA | Internal | Winter | B17 | 100 | 926 | 0 | 81.2 | 81.19 | 0.01 | 0
2025 | MISO_W_2_MAPP_CA | MISO_W | MAPP_CA | Internal | Winter | B18 | 400 | 926 | 0 | 81.2 | 81.19 | 0.01 | 0
2025 | MISO_W_2_MAPP_CA | MISO_W | MAPP_CA | Internal | Winter | B19 | 700 | 926 | 0 | 81.2 | 81.19 | 0.01 | 0
2025 | MISO_W_2_MAPP_CA | MISO_W | MAPP_CA | Internal | Winter | B20 | 935 | 926 | 926 | 77.51 | 81.19 | 0.01 | 3.67
2025 | MISO_W_2_MISO_MO-IL | MISO_W | MISO_MO-IL | Internal | Shoulder | B11 | 25 | 3915 | 3915 | 94.11 | 97.84 | 0.01 | 3.71
2025 | MISO_W_2_MISO_MO-IL | MISO_W | MISO_MO-IL | Internal | Shoulder | B12 | 200 | 3915 | 3915 | 83.72 | 94.68 | 0.01 | 10.94
2025 | MISO_W_2_MISO_MO-IL | MISO_W | MISO_MO-IL | Internal | Shoulder | B13 | 600 | 3915 | 3915 | 81.2 | 91.59 | 0.01 | 10.38
2025 | MISO_W_2_MISO_MO-IL | MISO_W | MISO_MO-IL | Internal | Shoulder | B14 | 900 | 3915 | 3915 | 75.26 | 90.36 | 0.01 | 15.09
2025 | MISO_W_2_MISO_MO-IL | MISO_W | MISO_MO-IL | Internal | Shoulder | B15 | 1203 | 3915 | 3915 | 74.92 | 84.48 | 0.01 | 9.55
2025 | MISO_W_2_MISO_MO-IL | MISO_W | MISO_MO-IL | Internal | Summer | B1 | 10 | 3915 | 3915 | 148.52 | 148.55 | 0.01 | 0.01
2025 | MISO_W_2_MISO_MO-IL | MISO_W | MISO_MO-IL | Internal | Summer | B2 | 25 | 3915 | 3915 | 145.53 | 147.32 | 0.01 | 1.78
2025 | MISO_W_2_MISO_MO-IL | MISO_W | MISO_MO-IL | Internal | Summer | B3 | 75 | 3915 | 3795.31 | 147.26 | 147.27 | 0.01 | 0
2025 | MISO_W_2_MISO_MO-IL | MISO_W | MISO_MO-IL | Internal | Summer | B4 | 100 | 3915 | 3915 | 143.59 | 145.55 | 0.01 | 1.95
2025 | MISO_W_2_MISO_MO-IL | MISO_W | MISO_MO-IL | Internal | Summer | B5 | 200 | 3915 | 3664.91 | 114.72 | 114.73 | 0.01 | 0
2025 | MISO_W_2_MISO_MO-IL | MISO_W | MISO_MO-IL | Internal | Summer | B6 | 300 | 3915 | 3915 | 96.79 | 97.41 | 0.01 | 0.6
2025 | MISO_W_2_MISO_MO-IL | MISO_W | MISO_MO-IL | Internal | Summer | B7 | 400 | 3915 | 3915 | 92.35 | 93.02 | 0.01 | 0.66
2025 | MISO_W_2_MISO_MO-IL | MISO_W | MISO_MO-IL | Internal | Summer | B8 | 500 | 3915 | 3915 | 86.01 | 89.68 | 0.01 | 3.66
2025 | MISO_W_2_MISO_MO-IL | MISO_W | MISO_MO-IL | Internal | Summer | B9 | 800 | 3915 | 3915 | 82.45 | 88.32 | 0.01 | 5.86
2025 | MISO_W_2_MISO_MO-IL | MISO_W | MISO_MO-IL | Internal | Summer | B10 | 1262 | 3915 | 3915 | 78.15 | 84.27 | 0.01 | 6.11
2025 | MISO_W_2_MISO_MO-IL | MISO_W | MISO_MO-IL | Internal | Winter | B16 | 25 | 3915 | 3915 | 81.17 | 97.29 | 0.01 | 16.11
2025 | MISO_W_2_MISO_MO-IL | MISO_W | MISO_MO-IL | Internal | Winter | B17 | 100 | 3915 | 3915 | 81.2 | 96.95 | 0.01 | 15.74
2025 | MISO_W_2_MISO_MO-IL | MISO_W | MISO_MO-IL | Internal | Winter | B18 | 400 | 3915 | 3915 | 81.2 | 93.2 | 0.01 | 11.99
2025 | MISO_W_2_MISO_MO-IL | MISO_W | MISO_MO-IL | Internal | Winter | B19 | 700 | 3915 | 3915 | 81.2 | 90.61 | 0.01 | 9.4
2025 | MISO_W_2_MISO_MO-IL | MISO_W | MISO_MO-IL | Internal | Winter | B20 | 935 | 3915 | 3915 | 77.51 | 85.98 | 0.01 | 8.46
2025 | MISO_W_2_MISO_WUMS | MISO_W | MISO_WUMS | Internal | Shoulder | B11 | 25 | 1732 | 623.55 | 94.11 | 94.13 | 0.01 | 0
2025 | MISO_W_2_MISO_WUMS | MISO_W | MISO_WUMS | Internal | Shoulder | B12 | 200 | 1732 | 1732 | 83.72 | 91.58 | 0.01 | 7.84
2025 | MISO_W_2_MISO_WUMS | MISO_W | MISO_WUMS | Internal | Shoulder | B13 | 600 | 1732 | 1732 | 81.2 | 91.58 | 0.01 | 10.37
2025 | MISO_W_2_MISO_WUMS | MISO_W | MISO_WUMS | Internal | Shoulder | B14 | 900 | 1732 | 1732 | 75.26 | 90.46 | 0.01 | 15.19
2025 | MISO_W_2_MISO_WUMS | MISO_W | MISO_WUMS | Internal | Shoulder | B15 | 1203 | 1732 | 1732 | 74.92 | 84.47 | 0.01 | 9.54
2025 | MISO_W_2_MISO_WUMS | MISO_W | MISO_WUMS | Internal | Summer | B1 | 10 | 1732 | 198.41 | 148.52 | 148.53 | 0.01 | 0
2025 | MISO_W_2_MISO_WUMS | MISO_W | MISO_WUMS | Internal | Summer | B2 | 25 | 1732 | 785.08 | 145.53 | 145.55 | 0.01 | 0
2025 | MISO_W_2_MISO_WUMS | MISO_W | MISO_WUMS | Internal | Summer | B3 | 75 | 1732 | 0 | 147.26 | 147.25 | 0.01 | 0
2025 | MISO_W_2_MISO_WUMS | MISO_W | MISO_WUMS | Internal | Summer | B4 | 100 | 1732 | 3.57 | 143.59 | 143.6 | 0.01 | 0
2025 | MISO_W_2_MISO_WUMS | MISO_W | MISO_WUMS | Internal | Summer | B5 | 200 | 1732 | 0 | 114.72 | 114.71 | 0.01 | 0
2025 | MISO_W_2_MISO_WUMS | MISO_W | MISO_WUMS | Internal | Summer | B6 | 300 | 1732 | 0 | 96.79 | 96.78 | 0.01 | 0
2025 | MISO_W_2_MISO_WUMS | MISO_W | MISO_WUMS | Internal | Summer | B7 | 400 | 1732 | 482.1 | 92.35 | 92.36 | 0.01 | 0
2025 | MISO_W_2_MISO_WUMS | MISO_W | MISO_WUMS | Internal | Summer | B8 | 500 | 1732 | 1732 | 86.01 | 89.67 | 0.01 | 3.65
2025 | MISO_W_2_MISO_WUMS | MISO_W | MISO_WUMS | Internal | Summer | B9 | 800 | 1732 | 1732 | 82.45 | 88.31 | 0.01 | 5.85
2025 | MISO_W_2_MISO_WUMS | MISO_W | MISO_WUMS | Internal | Summer | B10 | 1262 | 1732 | 1732 | 78.15 | 83.51 | 0.01 | 5.35
2025 | MISO_W_2_MISO_WUMS | MISO_W | MISO_WUMS | Internal | Winter | B16 | 25 | 1732 | 1732 | 81.17 | 94.74 | 0.01 | 13.55
2025 | MISO_W_2_MISO_WUMS | MISO_W | MISO_WUMS | Internal | Winter | B17 | 100 | 1732 | 1732 | 81.2 | 94.71 | 0.01 | 13.5
2025 | MISO_W_2_MISO_WUMS | MISO_W | MISO_WUMS | Internal | Winter | B18 | 400 | 1732 | 1732 | 81.2 | 93.21 | 0.01 | 12
2025 | MISO_W_2_MISO_WUMS | MISO_W | MISO_WUMS | Internal | Winter | B19 | 700 | 1732 | 1732 | 81.2 | 90.61 | 0.01 | 9.4
2025 | MISO_W_2_MISO_WUMS | MISO_W | MISO_WUMS | Internal | Winter | B20 | 935 | 1732 | 1732 | 77.51 | 83.9 | 0.01 | 6.38
2025 | MISO_W_2_NE | MISO_W | NE | Internal | Shoulder | B11 | 25 | 2800 | 0 | 94.11 | 94.87 | 7 | 0
2025 | MISO_W_2_NE | MISO_W | NE | Internal | Shoulder | B12 | 200 | 2800 | 0 | 83.72 | 89.66 | 7 | 0
2025 | MISO_W_2_NE | MISO_W | NE | Internal | Shoulder | B13 | 600 | 2800 | 0 | 81.2 | 87.41 | 7 | 0
2025 | MISO_W_2_NE | MISO_W | NE | Internal | Shoulder | B14 | 900 | 2800 | 0 | 75.26 | 82.25 | 7 | 0
2025 | MISO_W_2_NE | MISO_W | NE | Internal | Shoulder | B15 | 1203 | 2800 | 0 | 74.92 | 81.91 | 7 | 0
2025 | MISO_W_2_NE | MISO_W | NE | Internal | Summer | B1 | 10 | 2800 | 0 | 148.52 | 148.52 | 7 | 0
2025 | MISO_W_2_NE | MISO_W | NE | Internal | Summer | B2 | 25 | 2800 | 0 | 145.53 | 147.26 | 7 | 0
2025 | MISO_W_2_NE | MISO_W | NE | Internal | Summer | B3 | 75 | 2800 | 0 | 147.26 | 147.26 | 7 | 0
2025 | MISO_W_2_NE | MISO_W | NE | Internal | Summer | B4 | 100 | 2800 | 0 | 143.59 | 143.59 | 7 | 0
2025 | MISO_W_2_NE | MISO_W | NE | Internal | Summer | B5 | 200 | 2800 | 0 | 114.72 | 114.72 | 7 | 0
2025 | MISO_W_2_NE | MISO_W | NE | Internal | Summer | B6 | 300 | 2800 | 0 | 96.79 | 97.69 | 7 | 0
2025 | MISO_W_2_NE | MISO_W | NE | Internal | Summer | B7 | 400 | 2800 | 0 | 92.35 | 94.78 | 7 | 0
2025 | MISO_W_2_NE | MISO_W | NE | Internal | Summer | B8 | 500 | 2800 | 0 | 86.01 | 93 | 7 | 0
2025 | MISO_W_2_NE | MISO_W | NE | Internal | Summer | B9 | 800 | 2800 | 0 | 82.45 | 89.43 | 7 | 0
2025 | MISO_W_2_NE | MISO_W | NE | Internal | Summer | B10 | 1262 | 2800 | 0 | 78.15 | 85.14 | 7 | 0
2025 | MISO_W_2_NE | MISO_W | NE | Internal | Winter | B16 | 25 | 2800 | 720.21 | 81.17 | 88.17 | 7 | 0
2025 | MISO_W_2_NE | MISO_W | NE | Internal | Winter | B17 | 100 | 2800 | 228.74 | 81.2 | 88.2 | 7 | 0
2025 | MISO_W_2_NE | MISO_W | NE | Internal | Winter | B18 | 400 | 2800 | 0 | 81.2 | 88.19 | 7 | 0
2025 | MISO_W_2_NE | MISO_W | NE | Internal | Winter | B19 | 700 | 2800 | 0 | 81.2 | 87.15 | 7 | 0
2025 | MISO_W_2_NE | MISO_W | NE | Internal | Winter | B20 | 935 | 2800 | 0 | 77.51 | 84.5 | 7 | 0
2025 | MISO_W_2_PJM_ROR | MISO_W | PJM_ROR | Internal | Shoulder | B11 | 25 | 773 | 773 | 94.11 | 96.7 | 2 | 0.59
2025 | MISO_W_2_PJM_ROR | MISO_W | PJM_ROR | Internal | Shoulder | B12 | 200 | 773 | 773 | 83.72 | 96.7 | 2 | 10.98
2025 | MISO_W_2_PJM_ROR | MISO_W | PJM_ROR | Internal | Shoulder | B13 | 600 | 773 | 773 | 81.2 | 93.58 | 2 | 10.38
2025 | MISO_W_2_PJM_ROR | MISO_W | PJM_ROR | Internal | Shoulder | B14 | 900 | 773 | 773 | 75.26 | 92.46 | 2 | 15.2
2025 | MISO_W_2_PJM_ROR | MISO_W | PJM_ROR | Internal | Shoulder | B15 | 1203 | 773 | 773 | 74.92 | 86.47 | 2 | 9.55
2025 | MISO_W_2_PJM_ROR | MISO_W | PJM_ROR | Internal | Summer | B1 | 10 | 773 | 773 | 148.52 | 150.53 | 2 | 0.01
2025 | MISO_W_2_PJM_ROR | MISO_W | PJM_ROR | Internal | Summer | B2 | 25 | 773 | 773 | 145.53 | 147.55 | 2 | 0.01
2025 | MISO_W_2_PJM_ROR | MISO_W | PJM_ROR | Internal | Summer | B3 | 75 | 773 | 0 | 147.26 | 147.55 | 2 | 0
2025 | MISO_W_2_PJM_ROR | MISO_W | PJM_ROR | Internal | Summer | B4 | 100 | 773 | 773 | 143.59 | 147.55 | 2 | 1.96
2025 | MISO_W_2_PJM_ROR | MISO_W | PJM_ROR | Internal | Summer | B5 | 200 | 773 | 773 | 114.72 | 116.73 | 2 | 0.01
2025 | MISO_W_2_PJM_ROR | MISO_W | PJM_ROR | Internal | Summer | B6 | 300 | 773 | 773 | 96.79 | 99.41 | 2 | 0.62
2025 | MISO_W_2_PJM_ROR | MISO_W | PJM_ROR | Internal | Summer | B7 | 400 | 773 | 773 | 92.35 | 95.02 | 2 | 0.67
2025 | MISO_W_2_PJM_ROR | MISO_W | PJM_ROR | Internal | Summer | B8 | 500 | 773 | 773 | 86.01 | 91.67 | 2 | 3.66
2025 | MISO_W_2_PJM_ROR | MISO_W | PJM_ROR | Internal | Summer | B9 | 800 | 773 | 773 | 82.45 | 90.31 | 2 | 5.86
2025 | MISO_W_2_PJM_ROR | MISO_W | PJM_ROR | Internal | Summer | B10 | 1262 | 773 | 773 | 78.15 | 85.51 | 2 | 5.36
2025 | MISO_W_2_PJM_ROR | MISO_W | PJM_ROR | Internal | Winter | B16 | 25 | 773 | 773 | 81.17 | 99.29 | 2 | 16.12
2025 | MISO_W_2_PJM_ROR | MISO_W | PJM_ROR | Internal | Winter | B17 | 100 | 773 | 773 | 81.2 | 98.97 | 2 | 15.78
2025 | MISO_W_2_PJM_ROR | MISO_W | PJM_ROR | Internal | Winter | B18 | 400 | 773 | 773 | 81.2 | 95.18 | 2 | 11.98
2025 | MISO_W_2_PJM_ROR | MISO_W | PJM_ROR | Internal | Winter | B19 | 700 | 773 | 773 | 81.2 | 92.61 | 2 | 9.41
2025 | MISO_W_2_PJM_ROR | MISO_W | PJM_ROR | Internal | Winter | B20 | 935 | 773 | 773 | 77.51 | 85.9 | 2 | 6.39
2025 | MISO_W_2_SPP_N | MISO_W | SPP_N | Internal | Shoulder | B11 | 25 | 3200 | 0 | 94.11 | 94.88 | 7 | 0
2025 | MISO_W_2_SPP_N | MISO_W | SPP_N | Internal | Shoulder | B12 | 200 | 3200 | 0 | 83.72 | 89.68 | 7 | 0
2025 | MISO_W_2_SPP_N | MISO_W | SPP_N | Internal | Shoulder | B13 | 600 | 3200 | 0 | 81.2 | 87.42 | 7 | 0
2025 | MISO_W_2_SPP_N | MISO_W | SPP_N | Internal | Shoulder | B14 | 900 | 3200 | 786.82 | 75.26 | 82.26 | 7 | 0
2025 | MISO_W_2_SPP_N | MISO_W | SPP_N | Internal | Shoulder | B15 | 1203 | 3200 | 480.15 | 74.92 | 81.92 | 7 | 0
2025 | MISO_W_2_SPP_N | MISO_W | SPP_N | Internal | Summer | B1 | 10 | 3200 | 0 | 148.52 | 147.27 | 7 | 0
2025 | MISO_W_2_SPP_N | MISO_W | SPP_N | Internal | Summer | B2 | 25 | 3200 | 0 | 145.53 | 147.27 | 7 | 0
2025 | MISO_W_2_SPP_N | MISO_W | SPP_N | Internal | Summer | B3 | 75 | 3200 | 0 | 147.26 | 147.27 | 7 | 0
2025 | MISO_W_2_SPP_N | MISO_W | SPP_N | Internal | Summer | B4 | 100 | 3200 | 0 | 143.59 | 143.6 | 7 | 0
2025 | MISO_W_2_SPP_N | MISO_W | SPP_N | Internal | Summer | B5 | 200 | 3200 | 0 | 114.72 | 114.73 | 7 | 0
2025 | MISO_W_2_SPP_N | MISO_W | SPP_N | Internal | Summer | B6 | 300 | 3200 | 0 | 96.79 | 97.7 | 7 | 0
2025 | MISO_W_2_SPP_N | MISO_W | SPP_N | Internal | Summer | B7 | 400 | 3200 | 0 | 92.35 | 94.79 | 7 | 0
2025 | MISO_W_2_SPP_N | MISO_W | SPP_N | Internal | Summer | B8 | 500 | 3200 | 639.49 | 86.01 | 93.01 | 7 | 0
2025 | MISO_W_2_SPP_N | MISO_W | SPP_N | Internal | Summer | B9 | 800 | 3200 | 23.23 | 82.45 | 89.45 | 7 | 0
2025 | MISO_W_2_SPP_N | MISO_W | SPP_N | Internal | Summer | B10 | 1262 | 3200 | 822.75 | 78.15 | 85.15 | 7 | 0
2025 | MISO_W_2_SPP_N | MISO_W | SPP_N | Internal | Winter | B16 | 25 | 3200 | 3200 | 81.17 | 92.29 | 7 | 4.12
2025 | MISO_W_2_SPP_N | MISO_W | SPP_N | Internal | Winter | B17 | 100 | 3200 | 3200 | 81.2 | 88.21 | 7 | 0.01
2025 | MISO_W_2_SPP_N | MISO_W | SPP_N | Internal | Winter | B18 | 400 | 3200 | 1488.14 | 81.2 | 88.2 | 7 | 0
2025 | MISO_W_2_SPP_N | MISO_W | SPP_N | Internal | Winter | B19 | 700 | 3200 | 0 | 81.2 | 87.16 | 7 | 0
2025 | MISO_W_2_SPP_N | MISO_W | SPP_N | Internal | Winter | B20 | 935 | 3200 | 939.55 | 77.51 | 84.51 | 7 | 0
2025 | MISO_WUMS_2_MISO_MI | MISO_WUMS | MISO_MI | Internal | Shoulder | B11 | 25 | 1422 | 1422 | 94.13 | 97.84 | 0.01 | 3.7
2025 | MISO_WUMS_2_MISO_MI | MISO_WUMS | MISO_MI | Internal | Shoulder | B12 | 200 | 1422 | 1422 | 91.58 | 94.7 | 0.01 | 3.11
2025 | MISO_WUMS_2_MISO_MI | MISO_WUMS | MISO_MI | Internal | Shoulder | B13 | 600 | 1422 | 1113.35 | 91.58 | 91.59 | 0.01 | 0
2025 | MISO_WUMS_2_MISO_MI | MISO_WUMS | MISO_MI | Internal | Shoulder | B14 | 900 | 1422 | 607.15 | 90.46 | 90.47 | 0.01 | 0
2025 | MISO_WUMS_2_MISO_MI | MISO_WUMS | MISO_MI | Internal | Shoulder | B15 | 1203 | 1422 | 1375.29 | 84.47 | 84.48 | 0.01 | 0
2025 | MISO_WUMS_2_MISO_MI | MISO_WUMS | MISO_MI | Internal | Summer | B1 | 10 | 1422 | 1323.46 | 148.53 | 148.55 | 0.01 | 0
2025 | MISO_WUMS_2_MISO_MI | MISO_WUMS | MISO_MI | Internal | Summer | B2 | 25 | 1422 | 1422 | 145.55 | 147.32 | 0.01 | 1.76
2025 | MISO_WUMS_2_MISO_MI | MISO_WUMS | MISO_MI | Internal | Summer | B3 | 75 | 1422 | 1422 | 147.25 | 147.27 | 0.01 | 0.01
2025 | MISO_WUMS_2_MISO_MI | MISO_WUMS | MISO_MI | Internal | Summer | B4 | 100 | 1422 | 1422 | 143.6 | 145.55 | 0.01 | 1.93
2025 | MISO_WUMS_2_MISO_MI | MISO_WUMS | MISO_MI | Internal | Summer | B5 | 200 | 1422 | 1422 | 114.71 | 114.73 | 0.01 | 0.01
2025 | MISO_WUMS_2_MISO_MI | MISO_WUMS | MISO_MI | Internal | Summer | B6 | 300 | 1422 | 1422 | 96.78 | 97.41 | 0.01 | 0.62
2025 | MISO_WUMS_2_MISO_MI | MISO_WUMS | MISO_MI | Internal | Summer | B7 | 400 | 1422 | 1422 | 92.36 | 93.02 | 0.01 | 0.64
2025 | MISO_WUMS_2_MISO_MI | MISO_WUMS | MISO_MI | Internal | Summer | B8 | 500 | 1422 | 1413.28 | 89.67 | 89.68 | 0.01 | 0
2025 | MISO_WUMS_2_MISO_MI | MISO_WUMS | MISO_MI | Internal | Summer | B9 | 800 | 1422 | 1422 | 88.31 | 88.39 | 0.01 | 0.07
2025 | MISO_WUMS_2_MISO_MI | MISO_WUMS | MISO_MI | Internal | Summer | B10 | 1262 | 1422 | 1422 | 83.51 | 84.27 | 0.01 | 0.75
2025 | MISO_WUMS_2_MISO_MI | MISO_WUMS | MISO_MI | Internal | Winter | B16 | 25 | 1422 | 1422 | 94.74 | 100.3 | 0.01 | 5.55
2025 | MISO_WUMS_2_MISO_MI | MISO_WUMS | MISO_MI | Internal | Winter | B17 | 100 | 1422 | 1422 | 94.71 | 96.97 | 0.01 | 2.25
2025 | MISO_WUMS_2_MISO_MI | MISO_WUMS | MISO_MI | Internal | Winter | B18 | 400 | 1422 | 1386.31 | 93.21 | 93.22 | 0.01 | 0
2025 | MISO_WUMS_2_MISO_MI | MISO_WUMS | MISO_MI | Internal | Winter | B19 | 700 | 1422 | 982.47 | 90.61 | 90.62 | 0.01 | 0
2025 | MISO_WUMS_2_MISO_MI | MISO_WUMS | MISO_MI | Internal | Winter | B20 | 935 | 1422 | 1422 | 83.9 | 86 | 0.01 | 2.09
2025 | MISO_WUMS_2_MISO_W | MISO_WUMS | MISO_W | Internal | Shoulder | B11 | 25 | 1240 | 0 | 94.13 | 94.11 | 0.01 | 0
2025 | MISO_WUMS_2_MISO_W | MISO_WUMS | MISO_W | Internal | Shoulder | B12 | 200 | 1240 | 0 | 91.58 | 83.72 | 0.01 | 0
2025 | MISO_WUMS_2_MISO_W | MISO_WUMS | MISO_W | Internal | Shoulder | B13 | 600 | 1240 | 0 | 91.58 | 81.2 | 0.01 | 0
2025 | MISO_WUMS_2_MISO_W | MISO_WUMS | MISO_W | Internal | Shoulder | B14 | 900 | 1240 | 0 | 90.46 | 75.26 | 0.01 | 0
2025 | MISO_WUMS_2_MISO_W | MISO_WUMS | MISO_W | Internal | Shoulder | B15 | 1203 | 1240 | 0 | 84.47 | 74.92 | 0.01 | 0
2025 | MISO_WUMS_2_MISO_W | MISO_WUMS | MISO_W | Internal | Summer | B1 | 10 | 1240 | 0 | 148.53 | 148.52 | 0.01 | 0
2025 | MISO_WUMS_2_MISO_W | MISO_WUMS | MISO_W | Internal | Summer | B2 | 25 | 1240 | 0 | 145.55 | 145.53 | 0.01 | 0
2025 | MISO_WUMS_2_MISO_W | MISO_WUMS | MISO_W | Internal | Summer | B3 | 75 | 1240 | 869.13 | 147.25 | 147.26 | 0.01 | 0
2025 | MISO_WUMS_2_MISO_W | MISO_WUMS | MISO_W | Internal | Summer | B4 | 100 | 1240 | 0 | 143.6 | 143.59 | 0.01 | 0
2025 | MISO_WUMS_2_MISO_W | MISO_WUMS | MISO_W | Internal | Summer | B5 | 200 | 1240 | 540.77 | 114.71 | 114.72 | 0.01 | 0
2025 | MISO_WUMS_2_MISO_W | MISO_WUMS | MISO_W | Internal | Summer | B6 | 300 | 1240 | 882.48 | 96.78 | 96.79 | 0.01 | 0
2025 | MISO_WUMS_2_MISO_W | MISO_WUMS | MISO_W | Internal | Summer | B7 | 400 | 1240 | 0 | 92.36 | 92.35 | 0.01 | 0
2025 | MISO_WUMS_2_MISO_W | MISO_WUMS | MISO_W | Internal | Summer | B8 | 500 | 1240 | 0 | 89.67 | 86.01 | 0.01 | 0
2025 | MISO_WUMS_2_MISO_W | MISO_WUMS | MISO_W | Internal | Summer | B9 | 800 | 1240 | 0 | 88.31 | 82.45 | 0.01 | 0
2025 | MISO_WUMS_2_MISO_W | MISO_WUMS | MISO_W | Internal | Summer | B10 | 1262 | 1240 | 0 | 83.51 | 78.15 | 0.01 | 0
2025 | MISO_WUMS_2_MISO_W | MISO_WUMS | MISO_W | Internal | Winter | B16 | 25 | 1240 | 0 | 94.74 | 81.17 | 0.01 | 0
2025 | MISO_WUMS_2_MISO_W | MISO_WUMS | MISO_W | Internal | Winter | B17 | 100 | 1240 | 0 | 94.71 | 81.2 | 0.01 | 0
2025 | MISO_WUMS_2_MISO_W | MISO_WUMS | MISO_W | Internal | Winter | B18 | 400 | 1240 | 0 | 93.21 | 81.2 | 0.01 | 0
2025 | MISO_WUMS_2_MISO_W | MISO_WUMS | MISO_W | Internal | Winter | B19 | 700 | 1240 | 0 | 90.61 | 81.2 | 0.01 | 0
2025 | MISO_WUMS_2_MISO_W | MISO_WUMS | MISO_W | Internal | Winter | B20 | 935 | 1240 | 0 | 83.9 | 77.51 | 0.01 | 0
2025 | MISO_WUMS_2_PJM_ROR | MISO_WUMS | PJM_ROR | Internal | Shoulder | B11 | 25 | 1600 | 1600 | 94.13 | 96.7 | 2 | 0.57
2025 | MISO_WUMS_2_PJM_ROR | MISO_WUMS | PJM_ROR | Internal | Shoulder | B12 | 200 | 1600 | 1600 | 91.58 | 96.7 | 2 | 3.12
2025 | MISO_WUMS_2_PJM_ROR | MISO_WUMS | PJM_ROR | Internal | Shoulder | B13 | 600 | 1600 | 1251.78 | 91.58 | 93.58 | 2 | 0
2025 | MISO_WUMS_2_PJM_ROR | MISO_WUMS | PJM_ROR | Internal | Shoulder | B14 | 900 | 1600 | 1496.91 | 90.46 | 92.46 | 2 | 0
2025 | MISO_WUMS_2_PJM_ROR | MISO_WUMS | PJM_ROR | Internal | Shoulder | B15 | 1203 | 1600 | 1556.37 | 84.47 | 86.47 | 2 | 0
2025 | MISO_WUMS_2_PJM_ROR | MISO_WUMS | PJM_ROR | Internal | Summer | B1 | 10 | 1600 | 547.82 | 148.53 | 150.53 | 2 | 0
2025 | MISO_WUMS_2_PJM_ROR | MISO_WUMS | PJM_ROR | Internal | Summer | B2 | 25 | 1600 | 1089.62 | 145.55 | 147.55 | 2 | 0
2025 | MISO_WUMS_2_PJM_ROR | MISO_WUMS | PJM_ROR | Internal | Summer | B3 | 75 | 1600 | 0 | 147.25 | 147.55 | 2 | 0
2025 | MISO_WUMS_2_PJM_ROR | MISO_WUMS | PJM_ROR | Internal | Summer | B4 | 100 | 1600 | 1600 | 143.6 | 147.55 | 2 | 1.95
2025 | MISO_WUMS_2_PJM_ROR | MISO_WUMS | PJM_ROR | Internal | Summer | B5 | 200 | 1600 | 1600 | 114.71 | 116.73 | 2 | 0.02
2025 | MISO_WUMS_2_PJM_ROR | MISO_WUMS | PJM_ROR | Internal | Summer | B6 | 300 | 1600 | 1600 | 96.78 | 99.41 | 2 | 0.63
2025 | MISO_WUMS_2_PJM_ROR | MISO_WUMS | PJM_ROR | Internal | Summer | B7 | 400 | 1600 | 1600 | 92.36 | 95.02 | 2 | 0.66
2025 | MISO_WUMS_2_PJM_ROR | MISO_WUMS | PJM_ROR | Internal | Summer | B8 | 500 | 1600 | 260.59 | 89.67 | 91.67 | 2 | 0
2025 | MISO_WUMS_2_PJM_ROR | MISO_WUMS | PJM_ROR | Internal | Summer | B9 | 800 | 1600 | 561.16 | 88.31 | 90.31 | 2 | 0
2025 | MISO_WUMS_2_PJM_ROR | MISO_WUMS | PJM_ROR | Internal | Summer | B10 | 1262 | 1600 | 1535.97 | 83.51 | 85.51 | 2 | 0
2025 | MISO_WUMS_2_PJM_ROR | MISO_WUMS | PJM_ROR | Internal | Winter | B16 | 25 | 1600 | 1600 | 94.74 | 99.29 | 2 | 2.55
2025 | MISO_WUMS_2_PJM_ROR | MISO_WUMS | PJM_ROR | Internal | Winter | B17 | 100 | 1600 | 1600 | 94.71 | 98.97 | 2 | 2.26
2025 | MISO_WUMS_2_PJM_ROR | MISO_WUMS | PJM_ROR | Internal | Winter | B18 | 400 | 1600 | 0 | 93.21 | 95.18 | 2 | 0
2025 | MISO_WUMS_2_PJM_ROR | MISO_WUMS | PJM_ROR | Internal | Winter | B19 | 700 | 1600 | 106.38 | 90.61 | 92.61 | 2 | 0
2025 | MISO_WUMS_2_PJM_ROR | MISO_WUMS | PJM_ROR | Internal | Winter | B20 | 935 | 1600 | 102.32 | 83.9 | 85.9 | 2 | 0
2025 | NE_2_SPP_N | NE | SPP_N | Internal | Shoulder | B11 | 25 | 1802 | 737.09 | 94.87 | 94.88 | 0.01 | 0
2025 | NE_2_SPP_N | NE | SPP_N | Internal | Shoulder | B12 | 200 | 1802 | 1136.59 | 89.66 | 89.68 | 0.01 | 0
2025 | NE_2_SPP_N | NE | SPP_N | Internal | Shoulder | B13 | 600 | 1802 | 1248.48 | 87.41 | 87.42 | 0.01 | 0
2025 | NE_2_SPP_N | NE | SPP_N | Internal | Shoulder | B14 | 900 | 1802 | 399.25 | 82.25 | 82.26 | 0.01 | 0
2025 | NE_2_SPP_N | NE | SPP_N | Internal | Shoulder | B15 | 1203 | 1802 | 516.68 | 81.91 | 81.92 | 0.01 | 0
2025 | NE_2_SPP_N | NE | SPP_N | Internal | Summer | B1 | 10 | 1802 | 0 | 148.52 | 147.27 | 0.01 | 0
2025 | NE_2_SPP_N | NE | SPP_N | Internal | Summer | B2 | 25 | 1802 | 813.33 | 147.26 | 147.27 | 0.01 | 0
2025 | NE_2_SPP_N | NE | SPP_N | Internal | Summer | B3 | 75 | 1802 | 327.36 | 147.26 | 147.27 | 0.01 | 0
2025 | NE_2_SPP_N | NE | SPP_N | Internal | Summer | B4 | 100 | 1802 | 274.52 | 143.59 | 143.6 | 0.01 | 0
2025 | NE_2_SPP_N | NE | SPP_N | Internal | Summer | B5 | 200 | 1802 | 131.26 | 114.72 | 114.73 | 0.01 | 0
2025 | NE_2_SPP_N | NE | SPP_N | Internal | Summer | B6 | 300 | 1802 | 633.88 | 97.69 | 97.7 | 0.01 | 0
2025 | NE_2_SPP_N | NE | SPP_N | Internal | Summer | B7 | 400 | 1802 | 914.69 | 94.78 | 94.79 | 0.01 | 0
2025 | NE_2_SPP_N | NE | SPP_N | Internal | Summer | B8 | 500 | 1802 | 1288.44 | 93 | 93.01 | 0.01 | 0
2025 | NE_2_SPP_N | NE | SPP_N | Internal | Summer | B9 | 800 | 1802 | 1525.09 | 89.43 | 89.45 | 0.01 | 0
2025 | NE_2_SPP_N | NE | SPP_N | Internal | Summer | B10 | 1262 | 1802 | 962.1 | 85.14 | 85.15 | 0.01 | 0
2025 | NE_2_SPP_N | NE | SPP_N | Internal | Winter | B16 | 25 | 1802 | 1802 | 88.17 | 92.29 | 0.01 | 4.11
2025 | NE_2_SPP_N | NE | SPP_N | Internal | Winter | B17 | 100 | 1802 | 1540.58 | 88.2 | 88.21 | 0.01 | 0
2025 | NE_2_SPP_N | NE | SPP_N | Internal | Winter | B18 | 400 | 1802 | 1704.14 | 88.19 | 88.2 | 0.01 | 0
2025 | NE_2_SPP_N | NE | SPP_N | Internal | Winter | B19 | 700 | 1802 | 1328.55 | 87.15 | 87.16 | 0.01 | 0
2025 | NE_2_SPP_N | NE | SPP_N | Internal | Winter | B20 | 935 | 1802 | 1411.49 | 84.5 | 84.51 | 0.01 | 0
2025 | NEISO_2_NYISO_A-F | NEISO | NYISO_A-F | Internal | Shoulder | B11 | 25 | 600 | 0 | 77.9 | 78.48 | 3 | 0
2025 | NEISO_2_NYISO_A-F | NEISO | NYISO_A-F | Internal | Shoulder | B12 | 200 | 600 | 0 | 77.9 | 80.1 | 3 | 0
2025 | NEISO_2_NYISO_A-F | NEISO | NYISO_A-F | Internal | Shoulder | B13 | 600 | 600 | 0 | 77.9 | 78.48 | 3 | 0
2025 | NEISO_2_NYISO_A-F | NEISO | NYISO_A-F | Internal | Shoulder | B14 | 900 | 600 | 0 | 77.9 | 78.48 | 3 | 0
2025 | NEISO_2_NYISO_A-F | NEISO | NYISO_A-F | Internal | Shoulder | B15 | 1203 | 600 | 0 | 77.9 | 78.48 | 3 | 0
2025 | NEISO_2_NYISO_A-F | NEISO | NYISO_A-F | Internal | Summer | B1 | 10 | 600 | 0 | 129.03 | 91.76 | 3 | 0
2025 | NEISO_2_NYISO_A-F | NEISO | NYISO_A-F | Internal | Summer | B2 | 25 | 600 | 0 | 129.03 | 112.14 | 3 | 0
2025 | NEISO_2_NYISO_A-F | NEISO | NYISO_A-F | Internal | Summer | B3 | 75 | 600 | 20.6 | 108.17 | 111.17 | 3 | 0
2025 | NEISO_2_NYISO_A-F | NEISO | NYISO_A-F | Internal | Summer | B4 | 100 | 600 | 600 | 86.77 | 91.76 | 3 | 1.99
2025 | NEISO_2_NYISO_A-F | NEISO | NYISO_A-F | Internal | Summer | B5 | 200 | 600 | 600 | 86.77 | 91.76 | 3 | 1.99
2025 | NEISO_2_NYISO_A-F | NEISO | NYISO_A-F | Internal | Summer | B6 | 300 | 600 | 385.39 | 86.77 | 89.77 | 3 | 0
2025 | NEISO_2_NYISO_A-F | NEISO | NYISO_A-F | Internal | Summer | B7 | 400 | 600 | 0 | 84.11 | 87.03 | 3 | 0
2025 | NEISO_2_NYISO_A-F | NEISO | NYISO_A-F | Internal | Summer | B8 | 500 | 600 | 0 | 84.11 | 82.32 | 3 | 0
2025 | NEISO_2_NYISO_A-F | NEISO | NYISO_A-F | Internal | Summer | B9 | 800 | 600 | 0 | 79.35 | 82.32 | 3 | 0
2025 | NEISO_2_NYISO_A-F | NEISO | NYISO_A-F | Internal | Summer | B10 | 1262 | 600 | 0 | 79.35 | 82.32 | 3 | 0
2025 | NEISO_2_NYISO_A-F | NEISO | NYISO_A-F | Internal | Winter | B16 | 25 | 600 | 0 | 86.23 | 82.26 | 3 | 0
2025 | NEISO_2_NYISO_A-F | NEISO | NYISO_A-F | Internal | Winter | B17 | 100 | 600 | 0 | 82.59 | 78.55 | 3 | 0
2025 | NEISO_2_NYISO_A-F | NEISO | NYISO_A-F | Internal | Winter | B18 | 400 | 600 | 0 | 81.63 | 78.55 | 3 | 0
2025 | NEISO_2_NYISO_A-F | NEISO | NYISO_A-F | Internal | Winter | B19 | 700 | 600 | 0 | 81.63 | 78.55 | 3 | 0
2025 | NEISO_2_NYISO_A-F | NEISO | NYISO_A-F | Internal | Winter | B20 | 935 | 600 | 0 | 81.63 | 78.55 | 3 | 0
2025 | NEISO_2_NYISO_G-I | NEISO | NYISO_G-I | Internal | Shoulder | B11 | 25 | 600 | 600 | 77.9 | 90.35 | 3 | 9.45
2025 | NEISO_2_NYISO_G-I | NEISO | NYISO_G-I | Internal | Shoulder | B12 | 200 | 600 | 600 | 77.9 | 90.35 | 3 | 9.45
2025 | NEISO_2_NYISO_G-I | NEISO | NYISO_G-I | Internal | Shoulder | B13 | 600 | 600 | 600 | 77.9 | 90.35 | 3 | 9.45
2025 | NEISO_2_NYISO_G-I | NEISO | NYISO_G-I | Internal | Shoulder | B14 | 900 | 600 | 600 | 77.9 | 84.49 | 3 | 3.58
2025 | NEISO_2_NYISO_G-I | NEISO | NYISO_G-I | Internal | Shoulder | B15 | 1203 | 600 | 0 | 77.9 | 78.49 | 3 | 0
2025 | NEISO_2_NYISO_G-I | NEISO | NYISO_G-I | Internal | Summer | B1 | 10 | 600 | 600 | 129.03 | 142.56 | 3 | 10.53
2025 | NEISO_2_NYISO_G-I | NEISO | NYISO_G-I | Internal | Summer | B2 | 25 | 600 | 600 | 129.03 | 139.57 | 3 | 7.54
2025 | NEISO_2_NYISO_G-I | NEISO | NYISO_G-I | Internal | Summer | B3 | 75 | 600 | 600 | 108.17 | 125.22 | 3 | 14.05
2025 | NEISO_2_NYISO_G-I | NEISO | NYISO_G-I | Internal | Summer | B4 | 100 | 600 | 600 | 86.77 | 124.42 | 3 | 34.65
2025 | NEISO_2_NYISO_G-I | NEISO | NYISO_G-I | Internal | Summer | B5 | 200 | 600 | 600 | 86.77 | 108.73 | 3 | 18.96
2025 | NEISO_2_NYISO_G-I | NEISO | NYISO_G-I | Internal | Summer | B6 | 300 | 600 | 600 | 86.77 | 91.41 | 3 | 1.64
2025 | NEISO_2_NYISO_G-I | NEISO | NYISO_G-I | Internal | Summer | B7 | 400 | 600 | 600 | 84.11 | 88.6 | 3 | 1.49
2025 | NEISO_2_NYISO_G-I | NEISO | NYISO_G-I | Internal | Summer | B8 | 500 | 600 | 551.61 | 84.11 | 87.11 | 3 | 0
2025 | NEISO_2_NYISO_G-I | NEISO | NYISO_G-I | Internal | Summer | B9 | 800 | 600 | 378.3 | 79.35 | 82.35 | 3 | 0
2025 | NEISO_2_NYISO_G-I | NEISO | NYISO_G-I | Internal | Summer | B10 | 1262 | 600 | 0 | 79.35 | 82.33 | 3 | 0
2025 | NEISO_2_NYISO_G-I | NEISO | NYISO_G-I | Internal | Winter | B16 | 25 | 600 | 600 | 86.23 | 99.23 | 3 | 10
2025 | NEISO_2_NYISO_G-I | NEISO | NYISO_G-I | Internal | Winter | B17 | 100 | 600 | 600 | 82.59 | 99.23 | 3 | 13.64
2025 | NEISO_2_NYISO_G-I | NEISO | NYISO_G-I | Internal | Winter | B18 | 400 | 600 | 600 | 81.63 | 88.92 | 3 | 4.29
2025 | NEISO_2_NYISO_G-I | NEISO | NYISO_G-I | Internal | Winter | B19 | 700 | 600 | 566.44 | 81.63 | 84.63 | 3 | 0
2025 | NEISO_2_NYISO_G-I | NEISO | NYISO_G-I | Internal | Winter | B20 | 935 | 600 | 0 | 81.63 | 78.63 | 3 | 0
2025 | NEISO_2_NYISO_J-K | NEISO | NYISO_J-K | Internal | Shoulder | B11 | 25 | 777 | 777 | 77.9 | 90.37 | 3 | 9.46
2025 | NEISO_2_NYISO_J-K | NEISO | NYISO_J-K | Internal | Shoulder | B12 | 200 | 777 | 777 | 77.9 | 90.37 | 3 | 9.46
2025 | NEISO_2_NYISO_J-K | NEISO | NYISO_J-K | Internal | Shoulder | B13 | 600 | 777 | 777 | 77.9 | 90.37 | 3 | 9.46
2025 | NEISO_2_NYISO_J-K | NEISO | NYISO_J-K | Internal | Shoulder | B14 | 900 | 777 | 777 | 77.9 | 84.5 | 3 | 3.59
2025 | NEISO_2_NYISO_J-K | NEISO | NYISO_J-K | Internal | Shoulder | B15 | 1203 | 777 | 0 | 77.9 | 78.5 | 3 | 0
2025 | NEISO_2_NYISO_J-K | NEISO | NYISO_J-K | Internal | Summer | B1 | 10 | 777 | 777 | 129.03 | 142.57 | 3 | 10.54
2025 | NEISO_2_NYISO_J-K | NEISO | NYISO_J-K | Internal | Summer | B2 | 25 | 777 | 777 | 129.03 | 139.58 | 3 | 7.55
2025 | NEISO_2_NYISO_J-K | NEISO | NYISO_J-K | Internal | Summer | B3 | 75 | 777 | 777 | 108.17 | 125.23 | 3 | 14.06
2025 | NEISO_2_NYISO_J-K | NEISO | NYISO_J-K | Internal | Summer | B4 | 100 | 777 | 777 | 86.77 | 124.43 | 3 | 34.66
2025 | NEISO_2_NYISO_J-K | NEISO | NYISO_J-K | Internal | Summer | B5 | 200 | 777 | 777 | 86.77 | 124.43 | 3 | 34.66
2025 | NEISO_2_NYISO_J-K | NEISO | NYISO_J-K | Internal | Summer | B6 | 300 | 777 | 777 | 86.77 | 92.8 | 3 | 3.03
2025 | NEISO_2_NYISO_J-K | NEISO | NYISO_J-K | Internal | Summer | B7 | 400 | 777 | 777 | 84.11 | 92.8 | 3 | 5.69
2025 | NEISO_2_NYISO_J-K | NEISO | NYISO_J-K | Internal | Summer | B8 | 500 | 777 | 777 | 84.11 | 87.12 | 3 | 0.01
2025 | NEISO_2_NYISO_J-K | NEISO | NYISO_J-K | Internal | Summer | B9 | 800 | 777 | 777 | 79.35 | 87.12 | 3 | 4.78
2025 | NEISO_2_NYISO_J-K | NEISO | NYISO_J-K | Internal | Summer | B10 | 1262 | 777 | 644.63 | 79.35 | 82.35 | 3 | 0
2025 | NEISO_2_NYISO_J-K | NEISO | NYISO_J-K | Internal | Winter | B16 | 25 | 777 | 777 | 86.23 | 101.84 | 3 | 12.6
2025 | NEISO_2_NYISO_J-K | NEISO | NYISO_J-K | Internal | Winter | B17 | 100 | 777 | 777 | 82.59 | 101.84 | 3 | 16.25
2025 | NEISO_2_NYISO_J-K | NEISO | NYISO_J-K | Internal | Winter | B18 | 400 | 777 | 777 | 81.63 | 101.84 | 3 | 17.2
2025 | NEISO_2_NYISO_J-K | NEISO | NYISO_J-K | Internal | Winter | B19 | 700 | 777 | 777 | 81.63 | 98.63 | 3 | 14
2025 | NEISO_2_NYISO_J-K | NEISO | NYISO_J-K | Internal | Winter | B20 | 935 | 777 | 338.06 | 81.63 | 84.63 | 3 | 0
2025 | NonRTO_Midwest_2_MISO_IN | NonRTO_Midwest | MISO_IN | Internal | Shoulder | B11 | 25 | 4450 | 0 | 105.83 | 97.83 | 8 | 0
2025 | NonRTO_Midwest_2_MISO_IN | NonRTO_Midwest | MISO_IN | Internal | Shoulder | B12 | 200 | 4450 | 0 | 102.69 | 94.69 | 8 | 0
2025 | NonRTO_Midwest_2_MISO_IN | NonRTO_Midwest | MISO_IN | Internal | Shoulder | B13 | 600 | 4450 | 0 | 99.58 | 91.58 | 8 | 0
2025 | NonRTO_Midwest_2_MISO_IN | NonRTO_Midwest | MISO_IN | Internal | Shoulder | B14 | 900 | 4450 | 0 | 98.38 | 90.38 | 8 | 0
2025 | NonRTO_Midwest_2_MISO_IN | NonRTO_Midwest | MISO_IN | Internal | Shoulder | B15 | 1203 | 4450 | 0 | 91.1 | 84.47 | 8 | 0
2025 | NonRTO_Midwest_2_MISO_IN | NonRTO_Midwest | MISO_IN | Internal | Summer | B1 | 10 | 4450 | 0 | 154.72 | 148.53 | 8 | 0
2025 | NonRTO_Midwest_2_MISO_IN | NonRTO_Midwest | MISO_IN | Internal | Summer | B2 | 25 | 4450 | 0 | 154.72 | 147.31 | 8 | 0
2025 | NonRTO_Midwest_2_MISO_IN | NonRTO_Midwest | MISO_IN | Internal | Summer | B3 | 75 | 4450 | 0 | 154.72 | 147.26 | 8 | 0
2025 | NonRTO_Midwest_2_MISO_IN | NonRTO_Midwest | MISO_IN | Internal | Summer | B4 | 100 | 4450 | 0 | 153.53 | 145.53 | 8 | 0
2025 | NonRTO_Midwest_2_MISO_IN | NonRTO_Midwest | MISO_IN | Internal | Summer | B5 | 200 | 4450 | 0 | 122.72 | 114.72 | 8 | 0
2025 | NonRTO_Midwest_2_MISO_IN | NonRTO_Midwest | MISO_IN | Internal | Summer | B6 | 300 | 4450 | 0 | 105.4 | 97.4 | 8 | 0
2025 | NonRTO_Midwest_2_MISO_IN | NonRTO_Midwest | MISO_IN | Internal | Summer | B7 | 400 | 4450 | 0 | 101 | 93 | 8 | 0
2025 | NonRTO_Midwest_2_MISO_IN | NonRTO_Midwest | MISO_IN | Internal | Summer | B8 | 500 | 4450 | 0 | 92.32 | 89.67 | 8 | 0
2025 | NonRTO_Midwest_2_MISO_IN | NonRTO_Midwest | MISO_IN | Internal | Summer | B9 | 800 | 4450 | 0 | 91.1 | 88.31 | 8 | 0
2025 | NonRTO_Midwest_2_MISO_IN | NonRTO_Midwest | MISO_IN | Internal | Summer | B10 | 1262 | 4450 | 0 | 89.39 | 84.26 | 8 | 0
2025 | NonRTO_Midwest_2_MISO_IN | NonRTO_Midwest | MISO_IN | Internal | Winter | B16 | 25 | 4450 | 0 | 108.29 | 100.29 | 8 | 0
2025 | NonRTO_Midwest_2_MISO_IN | NonRTO_Midwest | MISO_IN | Internal | Winter | B17 | 100 | 4450 | 0 | 104.96 | 96.96 | 8 | 0
2025 | NonRTO_Midwest_2_MISO_IN | NonRTO_Midwest | MISO_IN | Internal | Winter | B18 | 400 | 4450 | 0 | 101.21 | 93.21 | 8 | 0
2025 | NonRTO_Midwest_2_MISO_IN | NonRTO_Midwest | MISO_IN | Internal | Winter | B19 | 700 | 4450 | 0 | 97.82 | 90.61 | 8 | 0
2025 | NonRTO_Midwest_2_MISO_IN | NonRTO_Midwest | MISO_IN | Internal | Winter | B20 | 935 | 4450 | 0 | 91.1 | 85.99 | 8 | 0
2025 | NonRTO_Midwest_2_TVA_Transmission | NonRTO_Midwest | TVA_Transmission | Internal | Shoulder | B11 | 25 | 2400 | 0 | 105.83 | 102.7 | 8 | 0
2025 | NonRTO_Midwest_2_TVA_Transmission | NonRTO_Midwest | TVA_Transmission | Internal | Shoulder | B12 | 200 | 2400 | 0 | 102.69 | 100.45 | 8 | 0
2025 | NonRTO_Midwest_2_TVA_Transmission | NonRTO_Midwest | TVA_Transmission | Internal | Shoulder | B13 | 600 | 2400 | 0 | 99.58 | 97.55 | 8 | 0
2025 | NonRTO_Midwest_2_TVA_Transmission | NonRTO_Midwest | TVA_Transmission | Internal | Shoulder | B14 | 900 | 2400 | 0 | 98.38 | 97.03 | 8 | 0
2025 | NonRTO_Midwest_2_TVA_Transmission | NonRTO_Midwest | TVA_Transmission | Internal | Shoulder | B15 | 1203 | 2400 | 0 | 91.1 | 92.47 | 8 | 0
2025 | NonRTO_Midwest_2_TVA_Transmission | NonRTO_Midwest | TVA_Transmission | Internal | Summer | B1 | 10 | 2400 | 0 | 154.72 | 156.55 | 8 | 0
2025 | NonRTO_Midwest_2_TVA_Transmission | NonRTO_Midwest | TVA_Transmission | Internal | Summer | B2 | 25 | 2400 | 0 | 154.72 | 155.32 | 8 | 0
2025 | NonRTO_Midwest_2_TVA_Transmission | NonRTO_Midwest | TVA_Transmission | Internal | Summer | B3 | 75 | 2400 | 0 | 154.72 | 153.55 | 8 | 0
2025 | NonRTO_Midwest_2_TVA_Transmission | NonRTO_Midwest | TVA_Transmission | Internal | Summer | B4 | 100 | 2400 | 0 | 153.53 | 153.55 | 8 | 0
2025 | NonRTO_Midwest_2_TVA_Transmission | NonRTO_Midwest | TVA_Transmission | Internal | Summer | B5 | 200 | 2400 | 0 | 122.72 | 120.89 | 8 | 0
2025 | NonRTO_Midwest_2_TVA_Transmission | NonRTO_Midwest | TVA_Transmission | Internal | Summer | B6 | 300 | 2400 | 0 | 105.4 | 101.64 | 8 | 0
2025 | NonRTO_Midwest_2_TVA_Transmission | NonRTO_Midwest | TVA_Transmission | Internal | Summer | B7 | 400 | 2400 | 0 | 101 | 98.12 | 8 | 0
2025 | NonRTO_Midwest_2_TVA_Transmission | NonRTO_Midwest | TVA_Transmission | Internal | Summer | B8 | 500 | 2400 | 0 | 92.32 | 95.84 | 8 | 0
2025 | NonRTO_Midwest_2_TVA_Transmission | NonRTO_Midwest | TVA_Transmission | Internal | Summer | B9 | 800 | 2400 | 0 | 91.1 | 95.38 | 8 | 0
2025 | NonRTO_Midwest_2_TVA_Transmission | NonRTO_Midwest | TVA_Transmission | Internal | Summer | B10 | 1262 | 2400 | 0 | 89.39 | 89.63 | 8 | 0
2025 | NonRTO_Midwest_2_TVA_Transmission | NonRTO_Midwest | TVA_Transmission | Internal | Winter | B16 | 25 | 2400 | 0 | 108.29 | 105.29 | 8 | 0
2025 | NonRTO_Midwest_2_TVA_Transmission | NonRTO_Midwest | TVA_Transmission | Internal | Winter | B17 | 100 | 2400 | 0 | 104.96 | 103.97 | 8 | 0
2025 | NonRTO_Midwest_2_TVA_Transmission | NonRTO_Midwest | TVA_Transmission | Internal | Winter | B18 | 400 | 2400 | 0 | 101.21 | 99.87 | 8 | 0
2025 | NonRTO_Midwest_2_TVA_Transmission | NonRTO_Midwest | TVA_Transmission | Internal | Winter | B19 | 700 | 2400 | 0 | 97.82 | 98.61 | 8 | 0
2025 | NonRTO_Midwest_2_TVA_Transmission | NonRTO_Midwest | TVA_Transmission | Internal | Winter | B20 | 935 | 2400 | 0 | 91.1 | 91.9 | 8 | 0
2025 | NYISO_A-F_2_IESO | NYISO_A-F | IESO | Internal | Shoulder | B11 | 25 | 1600 | 0 | 78.48 | 15.35 | 7 | 0
2025 | NYISO_A-F_2_IESO | NYISO_A-F | IESO | Internal | Shoulder | B12 | 200 | 1600 | 0 | 80.1 | 15.35 | 7 | 0
2025 | NYISO_A-F_2_IESO | NYISO_A-F | IESO | Internal | Shoulder | B13 | 600 | 1600 | 0 | 78.48 | 15.35 | 7 | 0
2025 | NYISO_A-F_2_IESO | NYISO_A-F | IESO | Internal | Shoulder | B14 | 900 | 1600 | 0 | 78.48 | 15.35 | 7 | 0
2025 | NYISO_A-F_2_IESO | NYISO_A-F | IESO | Internal | Shoulder | B15 | 1203 | 1600 | 0 | 78.48 | 15.35 | 7 | 0
2025 | NYISO_A-F_2_IESO | NYISO_A-F | IESO | Internal | Summer | B1 | 10 | 1600 | 0 | 91.76 | 84.76 | 7 | 0
2025 | NYISO_A-F_2_IESO | NYISO_A-F | IESO | Internal | Summer | B2 | 25 | 1600 | 0 | 112.14 | 105.14 | 7 | 0
2025 | NYISO_A-F_2_IESO | NYISO_A-F | IESO | Internal | Summer | B3 | 75 | 1600 | 0 | 111.17 | 78.62 | 7 | 0
2025 | NYISO_A-F_2_IESO | NYISO_A-F | IESO | Internal | Summer | B4 | 100 | 1600 | 0 | 91.76 | 71.54 | 7 | 0
2025 | NYISO_A-F_2_IESO | NYISO_A-F | IESO | Internal | Summer | B5 | 200 | 1600 | 0 | 91.76 | 11.51 | 7 | 0
2025 | NYISO_A-F_2_IESO | NYISO_A-F | IESO | Internal | Summer | B6 | 300 | 1600 | 0 | 89.77 | 11.51 | 7 | 0
2025 | NYISO_A-F_2_IESO | NYISO_A-F | IESO | Internal | Summer | B7 | 400 | 1600 | 0 | 87.03 | 11.51 | 7 | 0
2025 | NYISO_A-F_2_IESO | NYISO_A-F | IESO | Internal | Summer | B8 | 500 | 1600 | 0 | 82.32 | 11.51 | 7 | 0
2025 | NYISO_A-F_2_IESO | NYISO_A-F | IESO | Internal | Summer | B9 | 800 | 1600 | 0 | 82.32 | 11.51 | 7 | 0
2025 | NYISO_A-F_2_IESO | NYISO_A-F | IESO | Internal | Summer | B10 | 1262 | 1600 | 0 | 82.32 | 11.51 | 7 | 0
2025 | NYISO_A-F_2_IESO | NYISO_A-F | IESO | Internal | Winter | B16 | 25 | 1600 | 0 | 82.26 | 15.35 | 7 | 0
2025 | NYISO_A-F_2_IESO | NYISO_A-F | IESO | Internal | Winter | B17 | 100 | 1600 | 0 | 78.55 | 15.35 | 7 | 0
2025 | NYISO_A-F_2_IESO | NYISO_A-F | IESO | Internal | Winter | B18 | 400 | 1600 | 0 | 78.55 | 15.35 | 7 | 0
2025 | NYISO_A-F_2_IESO | NYISO_A-F | IESO | Internal | Winter | B19 | 700 | 1600 | 0 | 78.55 | 15.35 | 7 | 0
2025 | NYISO_A-F_2_IESO | NYISO_A-F | IESO | Internal | Winter | B20 | 935 | 1600 | 0 | 78.55 | 15.35 | 7 | 0
2025 | NYISO_A-F_2_NEISO | NYISO_A-F | NEISO | Internal | Shoulder | B11 | 25 | 600 | 0 | 78.48 | 77.9 | 3 | 0
2025 | NYISO_A-F_2_NEISO | NYISO_A-F | NEISO | Internal | Shoulder | B12 | 200 | 600 | 0 | 80.1 | 77.9 | 3 | 0
2025 | NYISO_A-F_2_NEISO | NYISO_A-F | NEISO | Internal | Shoulder | B13 | 600 | 600 | 0 | 78.48 | 77.9 | 3 | 0
2025 | NYISO_A-F_2_NEISO | NYISO_A-F | NEISO | Internal | Shoulder | B14 | 900 | 600 | 0 | 78.48 | 77.9 | 3 | 0
2025 | NYISO_A-F_2_NEISO | NYISO_A-F | NEISO | Internal | Shoulder | B15 | 1203 | 600 | 0 | 78.48 | 77.9 | 3 | 0
2025 | NYISO_A-F_2_NEISO | NYISO_A-F | NEISO | Internal | Summer | B1 | 10 | 600 | 600 | 91.76 | 129.03 | 3 | 34.27
2025 | NYISO_A-F_2_NEISO | NYISO_A-F | NEISO | Internal | Summer | B2 | 25 | 600 | 600 | 112.14 | 129.03 | 3 | 13.89
2025 | NYISO_A-F_2_NEISO | NYISO_A-F | NEISO | Internal | Summer | B3 | 75 | 600 | 0 | 111.17 | 108.17 | 3 | 0
2025 | NYISO_A-F_2_NEISO | NYISO_A-F | NEISO | Internal | Summer | B4 | 100 | 600 | 0 | 91.76 | 86.77 | 3 | 0
2025 | NYISO_A-F_2_NEISO | NYISO_A-F | NEISO | Internal | Summer | B5 | 200 | 600 | 0 | 91.76 | 86.77 | 3 | 0
2025 | NYISO_A-F_2_NEISO | NYISO_A-F | NEISO | Internal | Summer | B6 | 300 | 600 | 0 | 89.77 | 86.77 | 3 | 0
2025 | NYISO_A-F_2_NEISO | NYISO_A-F | NEISO | Internal | Summer | B7 | 400 | 600 | 0 | 87.03 | 84.11 | 3 | 0
2025 | NYISO_A-F_2_NEISO | NYISO_A-F | NEISO | Internal | Summer | B8 | 500 | 600 | 0 | 82.32 | 84.11 | 3 | 0
2025 | NYISO_A-F_2_NEISO | NYISO_A-F | NEISO | Internal | Summer | B9 | 800 | 600 | 0 | 82.32 | 79.35 | 3 | 0
2025 | NYISO_A-F_2_NEISO | NYISO_A-F | NEISO | Internal | Summer | B10 | 1262 | 600 | 0 | 82.32 | 79.35 | 3 | 0
2025 | NYISO_A-F_2_NEISO | NYISO_A-F | NEISO | Internal | Winter | B16 | 25 | 600 | 600 | 82.26 | 86.23 | 3 | 0.97
2025 | NYISO_A-F_2_NEISO | NYISO_A-F | NEISO | Internal | Winter | B17 | 100 | 600 | 600 | 78.55 | 82.59 | 3 | 1.04
2025 | NYISO_A-F_2_NEISO | NYISO_A-F | NEISO | Internal | Winter | B18 | 400 | 600 | 600 | 78.55 | 81.63 | 3 | 0.09
2025 | NYISO_A-F_2_NEISO | NYISO_A-F | NEISO | Internal | Winter | B19 | 700 | 600 | 600 | 78.55 | 81.63 | 3 | 0.09
2025 | NYISO_A-F_2_NEISO | NYISO_A-F | NEISO | Internal | Winter | B20 | 935 | 600 | 600 | 78.55 | 81.63 | 3 | 0.09
2025 | NYISO_A-F_2_NYISO_G-I | NYISO_A-F | NYISO_G-I | Internal | Shoulder | B11 | 25 | 5843 | 5843 | 78.48 | 90.35 | 0.01 | 11.86
2025 | NYISO_A-F_2_NYISO_G-I | NYISO_A-F | NYISO_G-I | Internal | Shoulder | B12 | 200 | 5843 | 5843 | 80.1 | 90.35 | 0.01 | 10.24
2025 | NYISO_A-F_2_NYISO_G-I | NYISO_A-F | NYISO_G-I | Internal | Shoulder | B13 | 600 | 5843 | 5843 | 78.48 | 90.35 | 0.01 | 11.86
2025 | NYISO_A-F_2_NYISO_G-I | NYISO_A-F | NYISO_G-I | Internal | Shoulder | B14 | 900 | 5843 | 5843 | 78.48 | 84.49 | 0.01 | 5.99
2025 | NYISO_A-F_2_NYISO_G-I | NYISO_A-F | NYISO_G-I | Internal | Shoulder | B15 | 1203 | 5843 | 5122.36 | 78.48 | 78.49 | 0.01 | 0
2025 | NYISO_A-F_2_NYISO_G-I | NYISO_A-F | NYISO_G-I | Internal | Summer | B1 | 10 | 5843 | 5843 | 91.76 | 142.56 | 0.01 | 50.79
2025 | NYISO_A-F_2_NYISO_G-I | NYISO_A-F | NYISO_G-I | Internal | Summer | B2 | 25 | 5843 | 5843 | 112.14 | 139.57 | 0.01 | 27.42
2025 | NYISO_A-F_2_NYISO_G-I | NYISO_A-F | NYISO_G-I | Internal | Summer | B3 | 75 | 5843 | 5843 | 111.17 | 125.22 | 0.01 | 14.04
2025 | NYISO_A-F_2_NYISO_G-I | NYISO_A-F | NYISO_G-I | Internal | Summer | B4 | 100 | 5843 | 5843 | 91.76 | 124.42 | 0.01 | 32.65
2025 | NYISO_A-F_2_NYISO_G-I | NYISO_A-F | NYISO_G-I | Internal | Summer | B5 | 200 | 5843 | 5843 | 91.76 | 108.73 | 0.01 | 16.96
2025 | NYISO_A-F_2_NYISO_G-I | NYISO_A-F | NYISO_G-I | Internal | Summer | B6 | 300 | 5843 | 5843 | 89.77 | 91.41 | 0.01 | 1.63
2025 | NYISO_A-F_2_NYISO_G-I | NYISO_A-F | NYISO_G-I | Internal | Summer | B7 | 400 | 5843 | 5843 | 87.03 | 88.6 | 0.01 | 1.56
2025 | NYISO_A-F_2_NYISO_G-I | NYISO_A-F | NYISO_G-I | Internal | Summer | B8 | 500 | 5843 | 5843 | 82.32 | 87.11 | 0.01 | 4.78
2025 | NYISO_A-F_2_NYISO_G-I | NYISO_A-F | NYISO_G-I | Internal | Summer | B9 | 800 | 5843 | 5843 | 82.32 | 82.35 | 0.01 | 0.01
2025 | NYISO_A-F_2_NYISO_G-I | NYISO_A-F | NYISO_G-I | Internal | Summer | B10 | 1262 | 5843 | 4752.49 | 82.32 | 82.33 | 0.01 | 0
2025 | NYISO_A-F_2_NYISO_G-I | NYISO_A-F | NYISO_G-I | Internal | Winter | B16 | 25 | 5843 | 5843 | 82.26 | 99.23 | 0.01 | 16.96
2025 | NYISO_A-F_2_NYISO_G-I | NYISO_A-F | NYISO_G-I | Internal | Winter | B17 | 100 | 5843 | 5843 | 78.55 | 99.23 | 0.01 | 20.67
2025 | NYISO_A-F_2_NYISO_G-I | NYISO_A-F | NYISO_G-I | Internal | Winter | B18 | 400 | 5843 | 5843 | 78.55 | 88.92 | 0.01 | 10.37
2025 | NYISO_A-F_2_NYISO_G-I | NYISO_A-F | NYISO_G-I | Internal | Winter | B19 | 700 | 5843 | 5843 | 78.55 | 84.63 | 0.01 | 6.08
2025 | NYISO_A-F_2_NYISO_G-I | NYISO_A-F | NYISO_G-I | Internal | Winter | B20 | 935 | 5843 | 5843 | 78.55 | 78.63 | 0.01 | 0.08
2025 | NYISO_A-F_2_PJM_ROM | NYISO_A-F | PJM_ROM | Internal | Shoulder | B11 | 25 | 1000 | 1000 | 78.48 | 96.71 | 8 | 10.23
2025 | NYISO_A-F_2_PJM_ROM | NYISO_A-F | PJM_ROM | Internal | Shoulder | B12 | 200 | 1000 | 1000 | 80.1 | 96.71 | 8 | 8.61
2025 | NYISO_A-F_2_PJM_ROM | NYISO_A-F | PJM_ROM | Internal | Shoulder | B13 | 600 | 1000 | 1000 | 78.48 | 93.59 | 8 | 7.11
2025 | NYISO_A-F_2_PJM_ROM | NYISO_A-F | PJM_ROM | Internal | Shoulder | B14 | 900 | 1000 | 1000 | 78.48 | 92.47 | 8 | 5.99
2025 | NYISO_A-F_2_PJM_ROM | NYISO_A-F | PJM_ROM | Internal | Shoulder | B15 | 1203 | 1000 | 161.51 | 78.48 | 86.48 | 8 | 0
2025 | NYISO_A-F_2_PJM_ROM | NYISO_A-F | PJM_ROM | Internal | Summer | B1 | 10 | 1000 | 1000 | 91.76 | 150.55 | 8 | 50.79
2025 | NYISO_A-F_2_PJM_ROM | NYISO_A-F | PJM_ROM | Internal | Summer | B2 | 25 | 1000 | 1000 | 112.14 | 147.56 | 8 | 27.42
2025 | NYISO_A-F_2_PJM_ROM | NYISO_A-F | PJM_ROM | Internal | Summer | B3 | 75 | 1000 | 1000 | 111.17 | 147.56 | 8 | 28.39
2025 | NYISO_A-F_2_PJM_ROM | NYISO_A-F | PJM_ROM | Internal | Summer | B4 | 100 | 1000 | 1000 | 91.76 | 147.53 | 8 | 47.77
2025 | NYISO_A-F_2_PJM_ROM | NYISO_A-F | PJM_ROM | Internal | Summer | B5 | 200 | 1000 | 1000 | 91.76 | 116.75 | 8 | 16.98
2025 | NYISO_A-F_2_PJM_ROM | NYISO_A-F | PJM_ROM | Internal | Summer | B6 | 300 | 1000 | 1000 | 89.77 | 99.42 | 8 | 1.65
2025 | NYISO_A-F_2_PJM_ROM | NYISO_A-F | PJM_ROM | Internal | Summer | B7 | 400 | 1000 | 651.51 | 87.03 | 95.03 | 8 | 0
2025 | NYISO_A-F_2_PJM_ROM | NYISO_A-F | PJM_ROM | Internal | Summer | B8 | 500 | 1000 | 1000 | 82.32 | 91.68 | 8 | 1.36
2025 | NYISO_A-F_2_PJM_ROM | NYISO_A-F | PJM_ROM | Internal | Summer | B9 | 800 | 1000 | 898.49 | 82.32 | 90.32 | 8 | 0
2025 | NYISO_A-F_2_PJM_ROM | NYISO_A-F | PJM_ROM | Internal | Summer | B10 | 1262 | 1000 | 0 | 82.32 | 85.52 | 8 | 0
2025 | NYISO_A-F_2_PJM_ROM | NYISO_A-F | PJM_ROM | Internal | Winter | B16 | 25 | 1000 | 1000 | 82.26 | 99.31 | 8 | 9.04
2025 | NYISO_A-F_2_PJM_ROM | NYISO_A-F | PJM_ROM | Internal | Winter | B17 | 100 | 1000 | 1000 | 78.55 | 98.99 | 8 | 12.44
2025 | NYISO_A-F_2_PJM_ROM | NYISO_A-F | PJM_ROM | Internal | Winter | B18 | 400 | 1000 | 1000 | 78.55 | 96.91 | 8 | 10.37
2025 | NYISO_A-F_2_PJM_ROM | NYISO_A-F | PJM_ROM | Internal | Winter | B19 | 700 | 1000 | 1000 | 78.55 | 92.62 | 8 | 6.08
2025 | NYISO_A-F_2_PJM_ROM | NYISO_A-F | PJM_ROM | Internal | Winter | B20 | 935 | 1000 | 0 | 78.55 | 85.91 | 8 | 0
2025 | NYISO_G-I_2_NEISO | NYISO_G-I | NEISO | Internal | Shoulder | B11 | 25 | 600 | 0 | 90.35 | 77.9 | 3 | 0
2025 | NYISO_G-I_2_NEISO | NYISO_G-I | NEISO | Internal | Shoulder | B12 | 200 | 600 | 0 | 90.35 | 77.9 | 3 | 0
2025 | NYISO_G-I_2_NEISO | NYISO_G-I | NEISO | Internal | Shoulder | B13 | 600 | 600 | 0 | 90.35 | 77.9 | 3 | 0
2025 | NYISO_G-I_2_NEISO | NYISO_G-I | NEISO | Internal | Shoulder | B14 | 900 | 600 | 0 | 84.49 | 77.9 | 3 | 0
2025 | NYISO_G-I_2_NEISO | NYISO_G-I | NEISO | Internal | Shoulder | B15 | 1203 | 600 | 0 | 78.49 | 77.9 | 3 | 0
2025 | NYISO_G-I_2_NEISO | NYISO_G-I | NEISO | Internal | Summer | B1 | 10 | 600 | 0 | 142.56 | 129.03 | 3 | 0
2025 | NYISO_G-I_2_NEISO | NYISO_G-I | NEISO | Internal | Summer | B2 | 25 | 600 | 0 | 139.57 | 129.03 | 3 | 0
2025 | NYISO_G-I_2_NEISO | NYISO_G-I | NEISO | Internal | Summer | B3 | 75 | 600 | 0 | 125.22 | 108.17 | 3 | 0
2025 | NYISO_G-I_2_NEISO | NYISO_G-I | NEISO | Internal | Summer | B4 | 100 | 600 | 0 | 124.42 | 86.77 | 3 | 0
2025 | NYISO_G-I_2_NEISO | NYISO_G-I | NEISO | Internal | Summer | B5 | 200 | 600 | 0 | 108.73 | 86.77 | 3 | 0
2025 | NYISO_G-I_2_NEISO | NYISO_G-I | NEISO | Internal | Summer | B6 | 300 | 600 | 0 | 91.41 | 86.77 | 3 | 0
2025 | NYISO_G-I_2_NEISO | NYISO_G-I | NEISO | Internal | Summer | B7 | 400 | 600 | 0 | 88.6 | 84.11 | 3 | 0
2025 | NYISO_G-I_2_NEISO | NYISO_G-I | NEISO | Internal | Summer | B8 | 500 | 600 | 0 | 87.11 | 84.11 | 3 | 0
2025 | NYISO_G-I_2_NEISO | NYISO_G-I | NEISO | Internal | Summer | B9 | 800 | 600 | 0 | 82.35 | 79.35 | 3 | 0
2025 | NYISO_G-I_2_NEISO | NYISO_G-I | NEISO | Internal | Summer | B10 | 1262 | 600 | 0 | 82.33 | 79.35 | 3 | 0
2025 | NYISO_G-I_2_NEISO | NYISO_G-I | NEISO | Internal | Winter | B16 | 25 | 600 | 0 | 99.23 | 86.23 | 3 | 0
2025 | NYISO_G-I_2_NEISO | NYISO_G-I | NEISO | Internal | Winter | B17 | 100 | 600 | 0 | 99.23 | 82.59 | 3 | 0
2025 | NYISO_G-I_2_NEISO | NYISO_G-I | NEISO | Internal | Winter | B18 | 400 | 600 | 0 | 88.92 | 81.63 | 3 | 0
2025 | NYISO_G-I_2_NEISO | NYISO_G-I | NEISO | Internal | Winter | B19 | 700 | 600 | 0 | 84.63 | 81.63 | 3 | 0
2025 | NYISO_G-I_2_NEISO | NYISO_G-I | NEISO | Internal | Winter | B20 | 935 | 600 | 16.39 | 78.63 | 81.63 | 3 | 0
2025 | NYISO_G-I_2_NYISO_A-F | NYISO_G-I | NYISO_A-F | Internal | Shoulder | B11 | 25 | 3592 | 0 | 90.35 | 78.48 | 0.01 | 0
2025 | NYISO_G-I_2_NYISO_A-F | NYISO_G-I | NYISO_A-F | Internal | Shoulder | B12 | 200 | 3592 | 0 | 90.35 | 80.1 | 0.01 | 0
2025 | NYISO_G-I_2_NYISO_A-F | NYISO_G-I | NYISO_A-F | Internal | Shoulder | B13 | 600 | 3592 | 0 | 90.35 | 78.48 | 0.01 | 0
2025 | NYISO_G-I_2_NYISO_A-F | NYISO_G-I | NYISO_A-F | Internal | Shoulder | B14 | 900 | 3592 | 0 | 84.49 | 78.48 | 0.01 | 0
2025 | NYISO_G-I_2_NYISO_A-F | NYISO_G-I | NYISO_A-F | Internal | Shoulder | B15 | 1203 | 3592 | 0 | 78.49 | 78.48 | 0.01 | 0
2025 | NYISO_G-I_2_NYISO_A-F | NYISO_G-I | NYISO_A-F | Internal | Summer | B1 | 10 | 3592 | 0 | 142.56 | 91.76 | 0.01 | 0
2025 | NYISO_G-I_2_NYISO_A-F | NYISO_G-I | NYISO_A-F | Internal | Summer | B2 | 25 | 3592 | 0 | 139.57 | 112.14 | 0.01 | 0
2025 | NYISO_G-I_2_NYISO_A-F | NYISO_G-I | NYISO_A-F | Internal | Summer | B3 | 75 | 3592 | 0 | 125.22 | 111.17 | 0.01 | 0
2025 | NYISO_G-I_2_NYISO_A-F | NYISO_G-I | NYISO_A-F | Internal | Summer | B4 | 100 | 3592 | 0 | 124.42 | 91.76 | 0.01 | 0
2025 | NYISO_G-I_2_NYISO_A-F | NYISO_G-I | NYISO_A-F | Internal | Summer | B5 | 200 | 3592 | 0 | 108.73 | 91.76 | 0.01 | 0
2025 | NYISO_G-I_2_NYISO_A-F | NYISO_G-I | NYISO_A-F | Internal | Summer | B6 | 300 | 3592 | 0 | 91.41 | 89.77 | 0.01 | 0
2025 | NYISO_G-I_2_NYISO_A-F | NYISO_G-I | NYISO_A-F | Internal | Summer | B7 | 400 | 3592 | 0 | 88.6 | 87.03 | 0.01 | 0
2025 | NYISO_G-I_2_NYISO_A-F | NYISO_G-I | NYISO_A-F | Internal | Summer | B8 | 500 | 3592 | 0 | 87.11 | 82.32 | 0.01 | 0
2025 | NYISO_G-I_2_NYISO_A-F | NYISO_G-I | NYISO_A-F | Internal | Summer | B9 | 800 | 3592 | 0 | 82.35 | 82.32 | 0.01 | 0
2025 | NYISO_G-I_2_NYISO_A-F | NYISO_G-I | NYISO_A-F | Internal | Summer | B10 | 1262 | 3592 | 0 | 82.33 | 82.32 | 0.01 | 0
2025 | NYISO_G-I_2_NYISO_A-F | NYISO_G-I | NYISO_A-F | Internal | Winter | B16 | 25 | 3592 | 0 | 99.23 | 82.26 | 0.01 | 0
2025 | NYISO_G-I_2_NYISO_A-F | NYISO_G-I | NYISO_A-F | Internal | Winter | B17 | 100 | 3592 | 0 | 99.23 | 78.55 | 0.01 | 0
2025 | NYISO_G-I_2_NYISO_A-F | NYISO_G-I | NYISO_A-F | Internal | Winter | B18 | 400 | 3592 | 0 | 88.92 | 78.55 | 0.01 | 0
2025 | NYISO_G-I_2_NYISO_A-F | NYISO_G-I | NYISO_A-F | Internal | Winter | B19 | 700 | 3592 | 0 | 84.63 | 78.55 | 0.01 | 0
2025 | NYISO_G-I_2_NYISO_A-F | NYISO_G-I | NYISO_A-F | Internal | Winter | B20 | 935 | 3592 | 0 | 78.63 | 78.55 | 0.01 | 0
2025 | NYISO_G-I_2_NYISO_J-K | NYISO_G-I | NYISO_J-K | Internal | Shoulder | B11 | 25 | 6130 | 5772.95 | 90.35 | 90.37 | 0.01 | 0
2025 | NYISO_G-I_2_NYISO_J-K | NYISO_G-I | NYISO_J-K | Internal | Shoulder | B12 | 200 | 6130 | 5808.52 | 90.35 | 90.37 | 0.01 | 0
2025 | NYISO_G-I_2_NYISO_J-K | NYISO_G-I | NYISO_J-K | Internal | Shoulder | B13 | 600 | 6130 | 5925.38 | 90.35 | 90.37 | 0.01 | 0
2025 | NYISO_G-I_2_NYISO_J-K | NYISO_G-I | NYISO_J-K | Internal | Shoulder | B14 | 900 | 6130 | 6077.8 | 84.49 | 84.5 | 0.01 | 0
2025 | NYISO_G-I_2_NYISO_J-K | NYISO_G-I | NYISO_J-K | Internal | Shoulder | B15 | 1203 | 6130 | 5179.77 | 78.49 | 78.5 | 0.01 | 0
2025 | NYISO_G-I_2_NYISO_J-K | NYISO_G-I | NYISO_J-K | Internal | Summer | B1 | 10 | 6130 | 5401.06 | 142.56 | 142.57 | 0.01 | 0
2025 | NYISO_G-I_2_NYISO_J-K | NYISO_G-I | NYISO_J-K | Internal | Summer | B2 | 25 | 6130 | 4976.51 | 139.57 | 139.58 | 0.01 | 0
2025 | NYISO_G-I_2_NYISO_J-K | NYISO_G-I | NYISO_J-K | Internal | Summer | B3 | 75 | 6130 | 4821.75 | 125.22 | 125.23 | 0.01 | 0
2025 | NYISO_G-I_2_NYISO_J-K | NYISO_G-I | NYISO_J-K | Internal | Summer | B4 | 100 | 6130 | 5065.86 | 124.42 | 124.43 | 0.01 | 0
2025 | NYISO_G-I_2_NYISO_J-K | NYISO_G-I | NYISO_J-K | Internal | Summer | B5 | 200 | 6130 | 6130 | 108.73 | 124.43 | 0.01 | 15.69
2025 | NYISO_G-I_2_NYISO_J-K | NYISO_G-I | NYISO_J-K | Internal | Summer | B6 | 300 | 6130 | 6130 | 91.41 | 92.8 | 0.01 | 1.38
2025 | NYISO_G-I_2_NYISO_J-K | NYISO_G-I | NYISO_J-K | Internal | Summer | B7 | 400 | 6130 | 6130 | 88.6 | 92.8 | 0.01 | 4.19
2025 | NYISO_G-I_2_NYISO_J-K | NYISO_G-I | NYISO_J-K | Internal | Summer | B8 | 500 | 6130 | 6087.31 | 87.11 | 87.12 | 0.01 | 0
2025 | NYISO_G-I_2_NYISO_J-K | NYISO_G-I | NYISO_J-K | Internal | Summer | B9 | 800 | 6130 | 6130 | 82.35 | 87.12 | 0.01 | 4.76
2025 | NYISO_G-I_2_NYISO_J-K | NYISO_G-I | NYISO_J-K | Internal | Summer | B10 | 1262 | 6130 | 5100.83 | 82.33 | 82.35 | 0.01 | 0
2025 | NYISO_G-I_2_NYISO_J-K | NYISO_G-I | NYISO_J-K | Internal | Winter | B16 | 25 | 6130 | 6130 | 99.23 | 101.84 | 0.01 | 2.6
2025 | NYISO_G-I_2_NYISO_J-K | NYISO_G-I | NYISO_J-K | Internal | Winter | B17 | 100 | 6130 | 6130 | 99.23 | 101.84 | 0.01 | 2.6
2025 | NYISO_G-I_2_NYISO_J-K | NYISO_G-I | NYISO_J-K | Internal | Winter | B18 | 400 | 6130 | 6130 | 88.92 | 101.84 | 0.01 | 12.9
2025 | NYISO_G-I_2_NYISO_J-K | NYISO_G-I | NYISO_J-K | Internal | Winter | B19 | 700 | 6130 | 6130 | 84.63 | 98.63 | 0.01 | 13.99
2025 | NYISO_G-I_2_NYISO_J-K | NYISO_G-I | NYISO_J-K | Internal | Winter | B20 | 935 | 6130 | 6130 | 78.63 | 84.63 | 0.01 | 5.99
2025 | NYISO_G-I_2_PJM_E | NYISO_G-I | PJM_E | Internal | Shoulder | B11 | 25 | 1500 | 0 | 90.35 | 96.7 | 8 | 0
2025 | NYISO_G-I_2_PJM_E | NYISO_G-I | PJM_E | Internal | Shoulder | B12 | 200 | 1500 | 0 | 90.35 | 96.7 | 8 | 0
2025 | NYISO_G-I_2_PJM_E | NYISO_G-I | PJM_E | Internal | Shoulder | B13 | 600 | 1500 | 0 | 90.35 | 93.58 | 8 | 0
2025 | NYISO_G-I_2_PJM_E | NYISO_G-I | PJM_E | Internal | Shoulder | B14 | 900 | 1500 | 1.01 | 84.49 | 92.49 | 8 | 0
2025 | NYISO_G-I_2_PJM_E | NYISO_G-I | PJM_E | Internal | Shoulder | B15 | 1203 | 1500 | 0 | 78.49 | 86.47 | 8 | 0
2025 | NYISO_G-I_2_PJM_E | NYISO_G-I | PJM_E | Internal | Summer | B1 | 10 | 1500 | 400.21 | 142.56 | 150.56 | 8 | 0
2025 | NYISO_G-I_2_PJM_E | NYISO_G-I | PJM_E | Internal | Summer | B2 | 25 | 1500 | 953.99 | 139.57 | 147.57 | 8 | 0
2025 | NYISO_G-I_2_PJM_E | NYISO_G-I | PJM_E | Internal | Summer | B3 | 75 | 1500 | 1500 | 125.22 | 147.55 | 8 | 14.33
2025 | NYISO_G-I_2_PJM_E | NYISO_G-I | PJM_E | Internal | Summer | B4 | 100 | 1500 | 1500 | 124.42 | 147.52 | 8 | 15.1
2025 | NYISO_G-I_2_PJM_E | NYISO_G-I | PJM_E | Internal | Summer | B5 | 200 | 1500 | 576.94 | 108.73 | 116.73 | 8 | 0
2025 | NYISO_G-I_2_PJM_E | NYISO_G-I | PJM_E | Internal | Summer | B6 | 300 | 1500 | 754.57 | 91.41 | 99.41 | 8 | 0
2025 | NYISO_G-I_2_PJM_E | NYISO_G-I | PJM_E | Internal | Summer | B7 | 400 | 1500 | 0 | 88.6 | 95.02 | 8 | 0
2025 | NYISO_G-I_2_PJM_E | NYISO_G-I | PJM_E | Internal | Summer | B8 | 500 | 1500 | 0 | 87.11 | 91.67 | 8 | 0
2025 | NYISO_G-I_2_PJM_E | NYISO_G-I | PJM_E | Internal | Summer | B9 | 800 | 1500 | 0 | 82.35 | 90.33 | 8 | 0
2025 | NYISO_G-I_2_PJM_E | NYISO_G-I | PJM_E | Internal | Summer | B10 | 1262 | 1500 | 0 | 82.33 | 85.51 | 8 | 0
2025 | NYISO_G-I_2_PJM_E | NYISO_G-I | PJM_E | Internal | Winter | B16 | 25 | 1500 | 0 | 99.23 | 99.32 | 8 | 0
2025 | NYISO_G-I_2_PJM_E | NYISO_G-I | PJM_E | Internal | Winter | B17 | 100 | 1500 | 0 | 99.23 | 99 | 8 | 0
2025 | NYISO_G-I_2_PJM_E | NYISO_G-I | PJM_E | Internal | Winter | B18 | 400 | 1500 | 34.72 | 88.92 | 96.92 | 8 | 0
2025 | NYISO_G-I_2_PJM_E | NYISO_G-I | PJM_E | Internal | Winter | B19 | 700 | 1500 | 166.46 | 84.63 | 92.63 | 8 | 0
2025 | NYISO_G-I_2_PJM_E | NYISO_G-I | PJM_E | Internal | Winter | B20 | 935 | 1500 | 0 | 78.63 | 85.9 | 8 | 0
2025 | NYISO_J-K_2_NEISO | NYISO_J-K | NEISO | Internal | Shoulder | B11 | 25 | 347 | 0 | 90.37 | 77.9 | 3 | 0
2025 | NYISO_J-K_2_NEISO | NYISO_J-K | NEISO | Internal | Shoulder | B12 | 200 | 347 | 0 | 90.37 | 77.9 | 3 | 0
2025 | NYISO_J-K_2_NEISO | NYISO_J-K | NEISO | Internal | Shoulder | B13 | 600 | 347 | 0 | 90.37 | 77.9 | 3 | 0
2025 | NYISO_J-K_2_NEISO | NYISO_J-K | NEISO | Internal | Shoulder | B14 | 900 | 347 | 0 | 84.5 | 77.9 | 3 | 0
2025 | NYISO_J-K_2_NEISO | NYISO_J-K | NEISO | Internal | Shoulder | B15 | 1203 | 347 | 0 | 78.5 | 77.9 | 3 | 0
2025 | NYISO_J-K_2_NEISO | NYISO_J-K | NEISO | Internal | Summer | B1 | 10 | 347 | 0 | 142.57 | 129.03 | 3 | 0
2025 | NYISO_J-K_2_NEISO | NYISO_J-K | NEISO | Internal | Summer | B2 | 25 | 347 | 0 | 139.58 | 129.03 | 3 | 0
2025 | NYISO_J-K_2_NEISO | NYISO_J-K | NEISO | Internal | Summer | B3 | 75 | 347 | 0 | 125.23 | 108.17 | 3 | 0
2025 | NYISO_J-K_2_NEISO | NYISO_J-K | NEISO | Internal | Summer | B4 | 100 | 347 | 0 | 124.43 | 86.77 | 3 | 0
2025 | NYISO_J-K_2_NEISO | NYISO_J-K | NEISO | Internal | Summer | B5 | 200 | 347 | 0 | 124.43 | 86.77 | 3 | 0
2025 | NYISO_J-K_2_NEISO | NYISO_J-K | NEISO | Internal | Summer | B6 | 300 | 347 | 0 | 92.8 | 86.77 | 3 | 0
2025 | NYISO_J-K_2_NEISO | NYISO_J-K | NEISO | Internal | Summer | B7 | 400 | 347 | 0 | 92.8 | 84.11 | 3 | 0
2025 | NYISO_J-K_2_NEISO | NYISO_J-K | NEISO | Internal | Summer | B8 | 500 | 347 | 0 | 87.12 | 84.11 | 3 | 0
2025 | NYISO_J-K_2_NEISO | NYISO_J-K | NEISO | Internal | Summer | B9 | 800 | 347 | 0 | 87.12 | 79.35 | 3 | 0
2025 | NYISO_J-K_2_NEISO | NYISO_J-K | NEISO | Internal | Summer | B10 | 1262 | 347 | 0 | 82.35 | 79.35 | 3 | 0
2025 | NYISO_J-K_2_NEISO | NYISO_J-K | NEISO | Internal | Winter | B16 | 25 | 347 | 0 | 101.84 | 86.23 | 3 | 0
2025 | NYISO_J-K_2_NEISO | NYISO_J-K | NEISO | Internal | Winter | B17 | 100 | 347 | 0 | 101.84 | 82.59 | 3 | 0
2025 | NYISO_J-K_2_NEISO | NYISO_J-K | NEISO | Internal | Winter | B18 | 400 | 347 | 0 | 101.84 | 81.63 | 3 | 0
2025 | NYISO_J-K_2_NEISO | NYISO_J-K | NEISO | Internal | Winter | B19 | 700 | 347 | 0 | 98.63 | 81.63 | 3 | 0
2025 | NYISO_J-K_2_NEISO | NYISO_J-K | NEISO | Internal | Winter | B20 | 935 | 347 | 0 | 84.63 | 81.63 | 3 | 0
2025 | NYISO_J-K_2_NYISO_G-I | NYISO_J-K | NYISO_G-I | Internal | Shoulder | B11 | 25 | 1999 | 0 | 90.37 | 90.35 | 0.01 | 0
2025 | NYISO_J-K_2_NYISO_G-I | NYISO_J-K | NYISO_G-I | Internal | Shoulder | B12 | 200 | 1999 | 0 | 90.37 | 90.35 | 0.01 | 0
2025 | NYISO_J-K_2_NYISO_G-I | NYISO_J-K | NYISO_G-I | Internal | Shoulder | B13 | 600 | 1999 | 0 | 90.37 | 90.35 | 0.01 | 0
2025 | NYISO_J-K_2_NYISO_G-I | NYISO_J-K | NYISO_G-I | Internal | Shoulder | B14 | 900 | 1999 | 0 | 84.5 | 84.49 | 0.01 | 0
2025 | NYISO_J-K_2_NYISO_G-I | NYISO_J-K | NYISO_G-I | Internal | Shoulder | B15 | 1203 | 1999 | 0 | 78.5 | 78.49 | 0.01 | 0
2025 | NYISO_J-K_2_NYISO_G-I | NYISO_J-K | NYISO_G-I | Internal | Summer | B1 | 10 | 1999 | 0 | 142.57 | 142.56 | 0.01 | 0
2025 | NYISO_J-K_2_NYISO_G-I | NYISO_J-K | NYISO_G-I | Internal | Summer | B2 | 25 | 1999 | 0 | 139.58 | 139.57 | 0.01 | 0
2025 | NYISO_J-K_2_NYISO_G-I | NYISO_J-K | NYISO_G-I | Internal | Summer | B3 | 75 | 1999 | 0 | 125.23 | 125.22 | 0.01 | 0
2025 | NYISO_J-K_2_NYISO_G-I | NYISO_J-K | NYISO_G-I | Internal | Summer | B4 | 100 | 1999 | 0 | 124.43 | 124.42 | 0.01 | 0
2025 | NYISO_J-K_2_NYISO_G-I | NYISO_J-K | NYISO_G-I | Internal | Summer | B5 | 200 | 1999 | 0 | 124.43 | 108.73 | 0.01 | 0
2025 | NYISO_J-K_2_NYISO_G-I | NYISO_J-K | NYISO_G-I | Internal | Summer | B6 | 300 | 1999 | 0 | 92.8 | 91.41 | 0.01 | 0
2025 | NYISO_J-K_2_NYISO_G-I | NYISO_J-K | NYISO_G-I | Internal | Summer | B7 | 400 | 1999 | 0 | 92.8 | 88.6 | 0.01 | 0
2025 | NYISO_J-K_2_NYISO_G-I | NYISO_J-K | NYISO_G-I | Internal | Summer | B8 | 500 | 1999 | 0 | 87.12 | 87.11 | 0.01 | 0
2025 | NYISO_J-K_2_NYISO_G-I | NYISO_J-K | NYISO_G-I | Internal | Summer | B9 | 800 | 1999 | 0 | 87.12 | 82.35 | 0.01 | 0
2025 | NYISO_J-K_2_NYISO_G-I | NYISO_J-K | NYISO_G-I | Internal | Summer | B10 | 1262 | 1999 | 0 | 82.35 | 82.33 | 0.01 | 0
2025 | NYISO_J-K_2_NYISO_G-I | NYISO_J-K | NYISO_G-I | Internal | Winter | B16 | 25 | 1999 | 0 | 101.84 | 99.23 | 0.01 | 0
2025 | NYISO_J-K_2_NYISO_G-I | NYISO_J-K | NYISO_G-I | Internal | Winter | B17 | 100 | 1999 | 0 | 101.84 | 99.23 | 0.01 | 0
2025 | NYISO_J-K_2_NYISO_G-I | NYISO_J-K | NYISO_G-I | Internal | Winter | B18 | 400 | 1999 | 0 | 101.84 | 88.92 | 0.01 | 0
2025 | NYISO_J-K_2_NYISO_G-I | NYISO_J-K | NYISO_G-I | Internal | Winter | B19 | 700 | 1999 | 0 | 98.63 | 84.63 | 0.01 | 0
2025 | NYISO_J-K_2_NYISO_G-I | NYISO_J-K | NYISO_G-I | Internal | Winter | B20 | 935 | 1999 | 0 | 84.63 | 78.63 | 0.01 | 0
2025 | NYISO_J-K_2_PJM_E | NYISO_J-K | PJM_E | Internal | Shoulder | B11 | 25 | 330 | 0 | 90.37 | 96.7 | 8 | 0
2025 | NYISO_J-K_2_PJM_E | NYISO_J-K | PJM_E | Internal | Shoulder | B12 | 200 | 330 | 0 | 90.37 | 96.7 | 8 | 0
2025 | NYISO_J-K_2_PJM_E | NYISO_J-K | PJM_E | Internal | Shoulder | B13 | 600 | 330 | 0 | 90.37 | 93.58 | 8 | 0
2025 | NYISO_J-K_2_PJM_E | NYISO_J-K | PJM_E | Internal | Shoulder | B14 | 900 | 330 | 0 | 84.5 | 92.49 | 8 | 0
2025 | NYISO_J-K_2_PJM_E | NYISO_J-K | PJM_E | Internal | Shoulder | B15 | 1203 | 330 | 0 | 78.5 | 86.47 | 8 | 0
2025 | NYISO_J-K_2_PJM_E | NYISO_J-K | PJM_E | Internal | Summer | B1 | 10 | 330 | 0 | 142.57 | 150.56 | 8 | 0
2025 | NYISO_J-K_2_PJM_E | NYISO_J-K | PJM_E | Internal | Summer | B2 | 25 | 330 | 0 | 139.58 | 147.57 | 8 | 0
2025 | NYISO_J-K_2_PJM_E | NYISO_J-K | PJM_E | Internal | Summer | B3 | 75 | 330 | 330 | 125.23 | 147.55 | 8 | 14.31
2025 | NYISO_J-K_2_PJM_E | NYISO_J-K | PJM_E | Internal | Summer | B4 | 100 | 330 | 330 | 124.43 | 147.52 | 8 | 15.09
2025 | NYISO_J-K_2_PJM_E | NYISO_J-K | PJM_E | Internal | Summer | B5 | 200 | 330 | 0 | 124.43 | 116.73 | 8 | 0
2025 | NYISO_J-K_2_PJM_E | NYISO_J-K | PJM_E | Internal | Summer | B6 | 300 | 330 | 0 | 92.8 | 99.41 | 8 | 0
2025 | NYISO_J-K_2_PJM_E | NYISO_J-K | PJM_E | Internal | Summer | B7 | 400 | 330 | 0 | 92.8 | 95.02 | 8 | 0
2025 | NYISO_J-K_2_PJM_E | NYISO_J-K | PJM_E | Internal | Summer | B8 | 500 | 330 | 0 | 87.12 | 91.67 | 8 | 0
2025 | NYISO_J-K_2_PJM_E | NYISO_J-K | PJM_E | Internal | Summer | B9 | 800 | 330 | 0 | 87.12 | 90.33 | 8 | 0
2025 | NYISO_J-K_2_PJM_E | NYISO_J-K | PJM_E | Internal | Summer | B10 | 1262 | 330 | 0 | 82.35 | 85.51 | 8 | 0
2025 | NYISO_J-K_2_PJM_E | NYISO_J-K | PJM_E | Internal | Winter | B16 | 25 | 330 | 0 | 101.84 | 99.32 | 8 | 0
2025 | NYISO_J-K_2_PJM_E | NYISO_J-K | PJM_E | Internal | Winter | B17 | 100 | 330 | 0 | 101.84 | 99 | 8 | 0
2025 | NYISO_J-K_2_PJM_E | NYISO_J-K | PJM_E | Internal | Winter | B18 | 400 | 330 | 0 | 101.84 | 96.92 | 8 | 0
2025 | NYISO_J-K_2_PJM_E | NYISO_J-K | PJM_E | Internal | Winter | B19 | 700 | 330 | 0 | 98.63 | 92.63 | 8 | 0
2025 | NYISO_J-K_2_PJM_E | NYISO_J-K | PJM_E | Internal | Winter | B20 | 935 | 330 | 0 | 84.63 | 85.9 | 8 | 0
2025 | PJM_E_2_NYISO_G-I | PJM_E | NYISO_G-I | Internal | Shoulder | B11 | 25 | 500 | 0 | 96.7 | 90.35 | 6 | 0
2025 | PJM_E_2_NYISO_G-I | PJM_E | NYISO_G-I | Internal | Shoulder | B12 | 200 | 500 | 0 | 96.7 | 90.35 | 6 | 0
2025 | PJM_E_2_NYISO_G-I | PJM_E | NYISO_G-I | Internal | Shoulder | B13 | 600 | 500 | 0 | 93.58 | 90.35 | 6 | 0
2025 | PJM_E_2_NYISO_G-I | PJM_E | NYISO_G-I | Internal | Shoulder | B14 | 900 | 500 | 0 | 92.49 | 84.49 | 6 | 0
2025 | PJM_E_2_NYISO_G-I | PJM_E | NYISO_G-I | Internal | Shoulder | B15 | 1203 | 500 | 0 | 86.47 | 78.49 | 6 | 0
2025 | PJM_E_2_NYISO_G-I | PJM_E | NYISO_G-I | Internal | Summer | B1 | 10 | 500 | 0 | 150.56 | 142.56 | 6 | 0
2025 | PJM_E_2_NYISO_G-I | PJM_E | NYISO_G-I | Internal | Summer | B2 | 25 | 500 | 0 | 147.57 | 139.57 | 6 | 0
2025 | PJM_E_2_NYISO_G-I | PJM_E | NYISO_G-I | Internal | Summer | B3 | 75 | 500 | 0 | 147.55 | 125.22 | 6 | 0
2025 | PJM_E_2_NYISO_G-I | PJM_E | NYISO_G-I | Internal | Summer | B4 | 100 | 500 | 0 | 147.52 | 124.42 | 6 | 0
2025 | PJM_E_2_NYISO_G-I | PJM_E | NYISO_G-I | Internal | Summer | B5 | 200 | 500 | 0 | 116.73 | 108.73 | 6 | 0
2025 | PJM_E_2_NYISO_G-I | PJM_E | NYISO_G-I | Internal | Summer | B6 | 300 | 500 | 0 | 99.41 | 91.41 | 6 | 0
2025 | PJM_E_2_NYISO_G-I | PJM_E | NYISO_G-I | Internal | Summer | B7 | 400 | 500 | 0 | 95.02 | 88.6 | 6 | 0
2025 | PJM_E_2_NYISO_G-I | PJM_E | NYISO_G-I | Internal | Summer | B8 | 500 | 500 | 0 | 91.67 | 87.11 | 6 | 0
2025 | PJM_E_2_NYISO_G-I | PJM_E | NYISO_G-I | Internal | Summer | B9 | 800 | 500 | 0 | 90.33 | 82.35 | 6 | 0
2025 | PJM_E_2_NYISO_G-I | PJM_E | NYISO_G-I | Internal | Summer | B10 | 1262 | 500 | 0 | 85.51 | 82.33 | 6 | 0
2025 | PJM_E_2_NYISO_G-I | PJM_E | NYISO_G-I | Internal | Winter | B16 | 25 | 500 | 0 | 99.32 | 99.23 | 6 | 0
2025 | PJM_E_2_NYISO_G-I | PJM_E | NYISO_G-I | Internal | Winter | B17 | 100 | 500 | 0 | 99 | 99.23 | 6 | 0
2025 | PJM_E_2_NYISO_G-I | PJM_E | NYISO_G-I | Internal | Winter | B18 | 400 | 500 | 0 | 96.92 | 88.92 | 6 | 0
2025 | PJM_E_2_NYISO_G-I | PJM_E | NYISO_G-I | Internal | Winter | B19 | 700 | 500 | 0 | 92.63 | 84.63 | 6 | 0
2025 | PJM_E_2_NYISO_G-I | PJM_E | NYISO_G-I | Internal | Winter | B20 | 935 | 500 | 0 | 85.9 | 78.63 | 6 | 0
2025 | PJM_E_2_NYISO_J-K | PJM_E | NYISO_J-K | Internal | Shoulder | B11 | 25 | 330 | 0 | 96.7 | 90.37 | 6 | 0
2025 | PJM_E_2_NYISO_J-K | PJM_E | NYISO_J-K | Internal | Shoulder | B12 | 200 | 330 | 0 | 96.7 | 90.37 | 6 | 0
2025 | PJM_E_2_NYISO_J-K | PJM_E | NYISO_J-K | Internal | Shoulder | B13 | 600 | 330 | 0 | 93.58 | 90.37 | 6 | 0
2025 | PJM_E_2_NYISO_J-K | PJM_E | NYISO_J-K | Internal | Shoulder | B14 | 900 | 330 | 0 | 92.49 | 84.5 | 6 | 0
2025 | PJM_E_2_NYISO_J-K | PJM_E | NYISO_J-K | Internal | Shoulder | B15 | 1203 | 330 | 0 | 86.47 | 78.5 | 6 | 0
2025 | PJM_E_2_NYISO_J-K | PJM_E | NYISO_J-K | Internal | Summer | B1 | 10 | 330 | 0 | 150.56 | 142.57 | 6 | 0
2025 | PJM_E_2_NYISO_J-K | PJM_E | NYISO_J-K | Internal | Summer | B2 | 25 | 330 | 0 | 147.57 | 139.58 | 6 | 0
2025 | PJM_E_2_NYISO_J-K | PJM_E | NYISO_J-K | Internal | Summer | B3 | 75 | 330 | 0 | 147.55 | 125.23 | 6 | 0
2025 | PJM_E_2_NYISO_J-K | PJM_E | NYISO_J-K | Internal | Summer | B4 | 100 | 330 | 0 | 147.52 | 124.43 | 6 | 0
2025 | PJM_E_2_NYISO_J-K | PJM_E | NYISO_J-K | Internal | Summer | B5 | 200 | 330 | 330 | 116.73 | 124.43 | 6 | 1.7
2025 | PJM_E_2_NYISO_J-K | PJM_E | NYISO_J-K | Internal | Summer | B6 | 300 | 330 | 0 | 99.41 | 92.8 | 6 | 0
2025 | PJM_E_2_NYISO_J-K | PJM_E | NYISO_J-K | Internal | Summer | B7 | 400 | 330 | 0 | 95.02 | 92.8 | 6 | 0
2025 | PJM_E_2_NYISO_J-K | PJM_E | NYISO_J-K | Internal | Summer | B8 | 500 | 330 | 0 | 91.67 | 87.12 | 6 | 0
2025 | PJM_E_2_NYISO_J-K | PJM_E | NYISO_J-K | Internal | Summer | B9 | 800 | 330 | 0 | 90.33 | 87.12 | 6 | 0
2025 | PJM_E_2_NYISO_J-K | PJM_E | NYISO_J-K | Internal | Summer | B10 | 1262 | 330 | 0 | 85.51 | 82.35 | 6 | 0
2025 | PJM_E_2_NYISO_J-K | PJM_E | NYISO_J-K | Internal | Winter | B16 | 25 | 330 | 0 | 99.32 | 101.84 | 6 | 0
2025 | PJM_E_2_NYISO_J-K | PJM_E | NYISO_J-K | Internal | Winter | B17 | 100 | 330 | 0 | 99 | 101.84 | 6 | 0
2025 | PJM_E_2_NYISO_J-K | PJM_E | NYISO_J-K | Internal | Winter | B18 | 400 | 330 | 0 | 96.92 | 101.84 | 6 | 0
2025 | PJM_E_2_NYISO_J-K | PJM_E | NYISO_J-K | Internal | Winter | B19 | 700 | 330 | 142.53 | 92.63 | 98.63 | 6 | 0
2025 | PJM_E_2_NYISO_J-K | PJM_E | NYISO_J-K | Internal | Winter | B20 | 935 | 330 | 0 | 85.9 | 84.63 | 6 | 0
2025 | PJM_E_2_PJM_ROM | PJM_E | PJM_ROM | Internal | Shoulder | B11 | 25 | 8000 | 515.97 | 96.7 | 96.71 | 0.01 | 0
2025 | PJM_E_2_PJM_ROM | PJM_E | PJM_ROM | Internal | Shoulder | B12 | 200 | 8000 | 957.54 | 96.7 | 96.71 | 0.01 | 0
2025 | PJM_E_2_PJM_ROM | PJM_E | PJM_ROM | Internal | Shoulder | B13 | 600 | 8000 | 1089.74 | 93.58 | 93.59 | 0.01 | 0
2025 | PJM_E_2_PJM_ROM | PJM_E | PJM_ROM | Internal | Shoulder | B14 | 900 | 8000 | 0 | 92.49 | 92.47 | 0.01 | 0
2025 | PJM_E_2_PJM_ROM | PJM_E | PJM_ROM | Internal | Shoulder | B15 | 1203 | 8000 | 857.35 | 86.47 | 86.48 | 0.01 | 0
2025 | PJM_E_2_PJM_ROM | PJM_E | PJM_ROM | Internal | Summer | B1 | 10 | 8000 | 0 | 150.56 | 150.55 | 0.01 | 0
2025 | PJM_E_2_PJM_ROM | PJM_E | PJM_ROM | Internal | Summer | B2 | 25 | 8000 | 0 | 147.57 | 147.56 | 0.01 | 0
2025 | PJM_E_2_PJM_ROM | PJM_E | PJM_ROM | Internal | Summer | B3 | 75 | 8000 | 2474.75 | 147.55 | 147.56 | 0.01 | 0
2025 | PJM_E_2_PJM_ROM | PJM_E | PJM_ROM | Internal | Summer | B4 | 100 | 8000 | 4279.66 | 147.52 | 147.53 | 0.01 | 0
2025 | PJM_E_2_PJM_ROM | PJM_E | PJM_ROM | Internal | Summer | B5 | 200 | 8000 | 1345.12 | 116.73 | 116.75 | 0.01 | 0
2025 | PJM_E_2_PJM_ROM | PJM_E | PJM_ROM | Internal | Summer | B6 | 300 | 8000 | 2211.25 | 99.41 | 99.42 | 0.01 | 0
2025 | PJM_E_2_PJM_ROM | PJM_E | PJM_ROM | Internal | Summer | B7 | 400 | 8000 | 466.37 | 95.02 | 95.03 | 0.01 | 0
2025 | PJM_E_2_PJM_ROM | PJM_E | PJM_ROM | Internal | Summer | B8 | 500 | 8000 | 1433.12 | 91.67 | 91.68 | 0.01 | 0
2025 | PJM_E_2_PJM_ROM | PJM_E | PJM_ROM | Internal | Summer | B9 | 800 | 8000 | 0 | 90.33 | 90.32 | 0.01 | 0
2025 | PJM_E_2_PJM_ROM | PJM_E | PJM_ROM | Internal | Summer | B10 | 1262 | 8000 | 1301.32 | 85.51 | 85.52 | 0.01 | 0
2025 | PJM_E_2_PJM_ROM | PJM_E | PJM_ROM | Internal | Winter | B16 | 25 | 8000 | 0 | 99.32 | 99.31 | 0.01 | 0
2025 | PJM_E_2_PJM_ROM | PJM_E | PJM_ROM | Internal | Winter | B17 | 100 | 8000 | 0 | 99 | 98.99 | 0.01 | 0
2025 | PJM_E_2_PJM_ROM | PJM_E | PJM_ROM | Internal | Winter | B18 | 400 | 8000 | 0 | 96.92 | 96.91 | 0.01 | 0
2025 | PJM_E_2_PJM_ROM | PJM_E | PJM_ROM | Internal | Winter | B19 | 700 | 8000 | 0 | 92.63 | 92.62 | 0.01 | 0
2025 | PJM_E_2_PJM_ROM | PJM_E | PJM_ROM | Internal | Winter | B20 | 935 | 8000 | 623.4 | 85.9 | 85.91 | 0.01 | 0
2025 | PJM_ROR_2_MISO_IN | PJM_ROR | MISO_IN | Internal | Shoulder | B11 | 25 | 909 | 0 | 96.7 | 97.83 | 2 | 0
2025 | PJM_ROR_2_MISO_IN | PJM_ROR | MISO_IN | Internal | Shoulder | B12 | 200 | 909 | 0 | 96.7 | 94.69 | 2 | 0
2025 | PJM_ROR_2_MISO_IN | PJM_ROR | MISO_IN | Internal | Shoulder | B13 | 600 | 909 | 0 | 93.58 | 91.58 | 2 | 0
2025 | PJM_ROR_2_MISO_IN | PJM_ROR | MISO_IN | Internal | Shoulder | B14 | 900 | 909 | 0 | 92.46 | 90.38 | 2 | 0
2025 | PJM_ROR_2_MISO_IN | PJM_ROR | MISO_IN | Internal | Shoulder | B15 | 1203 | 909 | 0 | 86.47 | 84.47 | 2 | 0
2025 | PJM_ROR_2_MISO_IN | PJM_ROR | MISO_IN | Internal | Summer | B1 | 10 | 909 | 0 | 150.53 | 148.53 | 2 | 0
2025 | PJM_ROR_2_MISO_IN | PJM_ROR | MISO_IN | Internal | Summer | B2 | 25 | 909 | 0 | 147.55 | 147.31 | 2 | 0
2025 | PJM_ROR_2_MISO_IN | PJM_ROR | MISO_IN | Internal | Summer | B3 | 75 | 909 | 0 | 147.55 | 147.26 | 2 | 0
2025 | PJM_ROR_2_MISO_IN | PJM_ROR | MISO_IN | Internal | Summer | B4 | 100 | 909 | 0 | 147.55 | 145.53 | 2 | 0
2025 | PJM_ROR_2_MISO_IN | PJM_ROR | MISO_IN | Internal | Summer | B5 | 200 | 909 | 0 | 116.73 | 114.72 | 2 | 0
2025 | PJM_ROR_2_MISO_IN | PJM_ROR | MISO_IN | Internal | Summer | B6 | 300 | 909 | 0 | 99.41 | 97.4 | 2 | 0
2025 | PJM_ROR_2_MISO_IN | PJM_ROR | MISO_IN | Internal | Summer | B7 | 400 | 909 | 0 | 95.02 | 93 | 2 | 0
2025 | PJM_ROR_2_MISO_IN | PJM_ROR | MISO_IN | Internal | Summer | B8 | 500 | 909 | 0 | 91.67 | 89.67 | 2 | 0
2025 | PJM_ROR_2_MISO_IN | PJM_ROR | MISO_IN | Internal | Summer | B9 | 800 | 909 | 0 | 90.31 | 88.31 | 2 | 0
2025 | PJM_ROR_2_MISO_IN | PJM_ROR | MISO_IN | Internal | Summer | B10 | 1262 | 909 | 0 | 85.51 | 84.26 | 2 | 0
2025 | PJM_ROR_2_MISO_IN | PJM_ROR | MISO_IN | Internal | Winter | B16 | 25 | 909 | 0 | 99.29 | 100.29 | 2 | 0
2025 | PJM_ROR_2_MISO_IN | PJM_ROR | MISO_IN | Internal | Winter | B17 | 100 | 909 | 0 | 98.97 | 96.96 | 2 | 0
2025 | PJM_ROR_2_MISO_IN | PJM_ROR | MISO_IN | Internal | Winter | B18 | 400 | 909 | 0 | 95.18 | 93.21 | 2 | 0
2025 | PJM_ROR_2_MISO_IN | PJM_ROR | MISO_IN | Internal | Winter | B19 | 700 | 909 | 0 | 92.61 | 90.61 | 2 | 0
2025 | PJM_ROR_2_MISO_IN | PJM_ROR | MISO_IN | Internal | Winter | B20 | 935 | 909 | 0 | 85.9 | 85.99 | 2 | 0
2025 | PJM_ROR_2_MISO_MI | PJM_ROR | MISO_MI | Internal | Shoulder | B11 | 25 | 1305 | 0 | 96.7 | 97.84 | 2 | 0
2025 | PJM_ROR_2_MISO_MI | PJM_ROR | MISO_MI | Internal | Shoulder | B12 | 200 | 1305 | 0 | 96.7 | 94.7 | 2 | 0
2025 | PJM_ROR_2_MISO_MI | PJM_ROR | MISO_MI | Internal | Shoulder | B13 | 600 | 1305 | 0 | 93.58 | 91.59 | 2 | 0
2025 | PJM_ROR_2_MISO_MI | PJM_ROR | MISO_MI | Internal | Shoulder | B14 | 900 | 1305 | 0 | 92.46 | 90.47 | 2 | 0
2025 | PJM_ROR_2_MISO_MI | PJM_ROR | MISO_MI | Internal | Shoulder | B15 | 1203 | 1305 | 0 | 86.47 | 84.48 | 2 | 0
2025 | PJM_ROR_2_MISO_MI | PJM_ROR | MISO_MI | Internal | Summer | B1 | 10 | 1305 | 0 | 150.53 | 148.55 | 2 | 0
2025 | PJM_ROR_2_MISO_MI | PJM_ROR | MISO_MI | Internal | Summer | B2 | 25 | 1305 | 0 | 147.55 | 147.32 | 2 | 0
2025 | PJM_ROR_2_MISO_MI | PJM_ROR | MISO_MI | Internal | Summer | B3 | 75 | 1305 | 0 | 147.55 | 147.27 | 2 | 0
2025 | PJM_ROR_2_MISO_MI | PJM_ROR | MISO_MI | Internal | Summer | B4 | 100 | 1305 | 0 | 147.55 | 145.55 | 2 | 0
2025 | PJM_ROR_2_MISO_MI | PJM_ROR | MISO_MI | Internal | Summer | B5 | 200 | 1305 | 0 | 116.73 | 114.73 | 2 | 0
2025 | PJM_ROR_2_MISO_MI | PJM_ROR | MISO_MI | Internal | Summer | B6 | 300 | 1305 | 0 | 99.41 | 97.41 | 2 | 0
2025 | PJM_ROR_2_MISO_MI | PJM_ROR | MISO_MI | Internal | Summer | B7 | 400 | 1305 | 0 | 95.02 | 93.02 | 2 | 0
2025 | PJM_ROR_2_MISO_MI | PJM_ROR | MISO_MI | Internal | Summer | B8 | 500 | 1305 | 0 | 91.67 | 89.68 | 2 | 0
2025 | PJM_ROR_2_MISO_MI | PJM_ROR | MISO_MI | Internal | Summer | B9 | 800 | 1305 | 0 | 90.31 | 88.39 | 2 | 0
2025 | PJM_ROR_2_MISO_MI | PJM_ROR | MISO_MI | Internal | Summer | B10 | 1262 | 1305 | 0 | 85.51 | 84.27 | 2 | 0
2025 | PJM_ROR_2_MISO_MI | PJM_ROR | MISO_MI | Internal | Winter | B16 | 25 | 1305 | 0 | 99.29 | 100.3 | 2 | 0
2025 | PJM_ROR_2_MISO_MI | PJM_ROR | MISO_MI | Internal | Winter | B17 | 100 | 1305 | 0 | 98.97 | 96.97 | 2 | 0
2025 | PJM_ROR_2_MISO_MI | PJM_ROR | MISO_MI | Internal | Winter | B18 | 400 | 1305 | 0 | 95.18 | 93.22 | 2 | 0
2025 | PJM_ROR_2_MISO_MI | PJM_ROR | MISO_MI | Internal | Winter | B19 | 700 | 1305 | 0 | 92.61 | 90.62 | 2 | 0
2025 | PJM_ROR_2_MISO_MI | PJM_ROR | MISO_MI | Internal | Winter | B20 | 935 | 1305 | 0 | 85.9 | 86 | 2 | 0
2025 | PJM_ROR_2_MISO_MO-IL | PJM_ROR | MISO_MO-IL | Internal | Shoulder | B11 | 25 | 1111 | 0 | 96.7 | 97.84 | 2 | 0
2025 | PJM_ROR_2_MISO_MO-IL | PJM_ROR | MISO_MO-IL | Internal | Shoulder | B12 | 200 | 1111 | 0 | 96.7 | 94.68 | 2 | 0
2025 | PJM_ROR_2_MISO_MO-IL | PJM_ROR | MISO_MO-IL | Internal | Shoulder | B13 | 600 | 1111 | 0 | 93.58 | 91.59 | 2 | 0
2025 | PJM_ROR_2_MISO_MO-IL | PJM_ROR | MISO_MO-IL | Internal | Shoulder | B14 | 900 | 1111 | 0 | 92.46 | 90.36 | 2 | 0
2025 | PJM_ROR_2_MISO_MO-IL | PJM_ROR | MISO_MO-IL | Internal | Shoulder | B15 | 1203 | 1111 | 0 | 86.47 | 84.48 | 2 | 0
2025 | PJM_ROR_2_MISO_MO-IL | PJM_ROR | MISO_MO-IL | Internal | Summer | B1 | 10 | 1111 | 0 | 150.53 | 148.55 | 2 | 0
2025 | PJM_ROR_2_MISO_MO-IL | PJM_ROR | MISO_MO-IL | Internal | Summer | B2 | 25 | 1111 | 0 | 147.55 | 147.32 | 2 | 0
2025 | PJM_ROR_2_MISO_MO-IL | PJM_ROR | MISO_MO-IL | Internal | Summer | B3 | 75 | 1111 | 0 | 147.55 | 147.27 | 2 | 0
2025 | PJM_ROR_2_MISO_MO-IL | PJM_ROR | MISO_MO-IL | Internal | Summer | B4 | 100 | 1111 | 0 | 147.55 | 145.55 | 2 | 0
2025 | PJM_ROR_2_MISO_MO-IL | PJM_ROR | MISO_MO-IL | Internal | Summer | B5 | 200 | 1111 | 0 | 116.73 | 114.73 | 2 | 0
2025 | PJM_ROR_2_MISO_MO-IL | PJM_ROR | MISO_MO-IL | Internal | Summer | B6 | 300 | 1111 | 0 | 99.41 | 97.41 | 2 | 0
2025 | PJM_ROR_2_MISO_MO-IL | PJM_ROR | MISO_MO-IL | Internal | Summer | B7 | 400 | 1111 | 0 | 95.02 | 93.02 | 2 | 0
2025 | PJM_ROR_2_MISO_MO-IL | PJM_ROR | MISO_MO-IL | Internal | Summer | B8 | 500 | 1111 | 0 | 91.67 | 89.68 | 2 | 0
2025 | PJM_ROR_2_MISO_MO-IL | PJM_ROR | MISO_MO-IL | Internal | Summer | B9 | 800 | 1111 | 0 | 90.31 | 88.32 | 2 | 0
2025 | PJM_ROR_2_MISO_MO-IL | PJM_ROR | MISO_MO-IL | Internal | Summer | B10 | 1262 | 1111 | 0 | 85.51 | 84.27 | 2 | 0
2025 | PJM_ROR_2_MISO_MO-IL | PJM_ROR | MISO_MO-IL | Internal | Winter | B16 | 25 | 1111 | 0 | 99.29 | 97.29 | 2 | 0
2025 | PJM_ROR_2_MISO_MO-IL | PJM_ROR | MISO_MO-IL | Internal | Winter | B17 | 100 | 1111 | 0 | 98.97 | 96.95 | 2 | 0
2025 | PJM_ROR_2_MISO_MO-IL | PJM_ROR | MISO_MO-IL | Internal | Winter | B18 | 400 | 1111 | 0 | 95.18 | 93.2 | 2 | 0
2025 | PJM_ROR_2_MISO_MO-IL | PJM_ROR | MISO_MO-IL | Internal | Winter | B19 | 700 | 1111 | 0 | 92.61 | 90.61 | 2 | 0
2025 | PJM_ROR_2_MISO_MO-IL | PJM_ROR | MISO_MO-IL | Internal | Winter | B20 | 935 | 1111 | 0 | 85.9 | 85.98 | 2 | 0
2025 | PJM_ROR_2_MISO_W | PJM_ROR | MISO_W | Internal | Shoulder | B11 | 25 | 709 | 0 | 96.7 | 94.11 | 2 | 0
2025 | PJM_ROR_2_MISO_W | PJM_ROR | MISO_W | Internal | Shoulder | B12 | 200 | 709 | 0 | 96.7 | 83.72 | 2 | 0
2025 | PJM_ROR_2_MISO_W | PJM_ROR | MISO_W | Internal | Shoulder | B13 | 600 | 709 | 0 | 93.58 | 81.2 | 2 | 0
2025 | PJM_ROR_2_MISO_W | PJM_ROR | MISO_W | Internal | Shoulder | B14 | 900 | 709 | 0 | 92.46 | 75.26 | 2 | 0
2025 | PJM_ROR_2_MISO_W | PJM_ROR | MISO_W | Internal | Shoulder | B15 | 1203 | 709 | 0 | 86.47 | 74.92 | 2 | 0
2025 | PJM_ROR_2_MISO_W | PJM_ROR | MISO_W | Internal | Summer | B1 | 10 | 709 | 0 | 150.53 | 148.52 | 2 | 0
2025 | PJM_ROR_2_MISO_W | PJM_ROR | MISO_W | Internal | Summer | B2 | 25 | 709 | 0 | 147.55 | 145.53 | 2 | 0
2025 | PJM_ROR_2_MISO_W | PJM_ROR | MISO_W | Internal | Summer | B3 | 75 | 709 | 0 | 147.55 | 147.26 | 2 | 0
2025 | PJM_ROR_2_MISO_W | PJM_ROR | MISO_W | Internal | Summer | B4 | 100 | 709 | 0 | 147.55 | 143.59 | 2 | 0
2025 | PJM_ROR_2_MISO_W | PJM_ROR | MISO_W | Internal | Summer | B5 | 200 | 709 | 0 | 116.73 | 114.72 | 2 | 0
2025 | PJM_ROR_2_MISO_W | PJM_ROR | MISO_W | Internal | Summer | B6 | 300 | 709 | 0 | 99.41 | 96.79 | 2 | 0
2025 | PJM_ROR_2_MISO_W | PJM_ROR | MISO_W | Internal | Summer | B7 | 400 | 709 | 0 | 95.02 | 92.35 | 2 | 0
2025 | PJM_ROR_2_MISO_W | PJM_ROR | MISO_W | Internal | Summer | B8 | 500 | 709 | 0 | 91.67 | 86.01 | 2 | 0
2025 | PJM_ROR_2_MISO_W | PJM_ROR | MISO_W | Internal | Summer | B9 | 800 | 709 | 0 | 90.31 | 82.45 | 2 | 0
2025 | PJM_ROR_2_MISO_W | PJM_ROR | MISO_W | Internal | Summer | B10 | 1262 | 709 | 0 | 85.51 | 78.15 | 2 | 0
2025 | PJM_ROR_2_MISO_W | PJM_ROR | MISO_W | Internal | Winter | B16 | 25 | 709 | 0 | 99.29 | 81.17 | 2 | 0
2025 | PJM_ROR_2_MISO_W | PJM_ROR | MISO_W | Internal | Winter | B17 | 100 | 709 | 0 | 98.97 | 81.2 | 2 | 0
2025 | PJM_ROR_2_MISO_W | PJM_ROR | MISO_W | Internal | Winter | B18 | 400 | 709 | 0 | 95.18 | 81.2 | 2 | 0
2025 | PJM_ROR_2_MISO_W | PJM_ROR | MISO_W | Internal | Winter | B19 | 700 | 709 | 0 | 92.61 | 81.2 | 2 | 0
2025 | PJM_ROR_2_MISO_W | PJM_ROR | MISO_W | Internal | Winter | B20 | 935 | 709 | 0 | 85.9 | 77.51 | 2 | 0
2025 | PJM_ROR_2_MISO_WUMS | PJM_ROR | MISO_WUMS | Internal | Shoulder | B11 | 25 | 1467 | 0 | 96.7 | 94.13 | 2 | 0
2025 | PJM_ROR_2_MISO_WUMS | PJM_ROR | MISO_WUMS | Internal | Shoulder | B12 | 200 | 1467 | 0 | 96.7 | 91.58 | 2 | 0
2025 | PJM_ROR_2_MISO_WUMS | PJM_ROR | MISO_WUMS | Internal | Shoulder | B13 | 600 | 1467 | 0 | 93.58 | 91.58 | 2 | 0
2025 | PJM_ROR_2_MISO_WUMS | PJM_ROR | MISO_WUMS | Internal | Shoulder | B14 | 900 | 1467 | 0 | 92.46 | 90.46 | 2 | 0
2025 | PJM_ROR_2_MISO_WUMS | PJM_ROR | MISO_WUMS | Internal | Shoulder | B15 | 1203 | 1467 | 0 | 86.47 | 84.47 | 2 | 0
2025 | PJM_ROR_2_MISO_WUMS | PJM_ROR | MISO_WUMS | Internal | Summer | B1 | 10 | 1467 | 0 | 150.53 | 148.53 | 2 | 0
2025 | PJM_ROR_2_MISO_WUMS | PJM_ROR | MISO_WUMS | Internal | Summer | B2 | 25 | 1467 | 0 | 147.55 | 145.55 | 2 | 0
2025 | PJM_ROR_2_MISO_WUMS | PJM_ROR | MISO_WUMS | Internal | Summer | B3 | 75 | 1467 | 0 | 147.55 | 147.25 | 2 | 0
2025 | PJM_ROR_2_MISO_WUMS | PJM_ROR | MISO_WUMS | Internal | Summer | B4 | 100 | 1467 | 0 | 147.55 | 143.6 | 2 | 0
2025 | PJM_ROR_2_MISO_WUMS | PJM_ROR | MISO_WUMS | Internal | Summer | B5 | 200 | 1467 | 0 | 116.73 | 114.71 | 2 | 0
2025 | PJM_ROR_2_MISO_WUMS | PJM_ROR | MISO_WUMS | Internal | Summer | B6 | 300 | 1467 | 0 | 99.41 | 96.78 | 2 | 0
2025 | PJM_ROR_2_MISO_WUMS | PJM_ROR | MISO_WUMS | Internal | Summer | B7 | 400 | 1467 | 0 | 95.02 | 92.36 | 2 | 0
2025 | PJM_ROR_2_MISO_WUMS | PJM_ROR | MISO_WUMS | Internal | Summer | B8 | 500 | 1467 | 0 | 91.67 | 89.67 | 2 | 0
2025 | PJM_ROR_2_MISO_WUMS | PJM_ROR | MISO_WUMS | Internal | Summer | B9 | 800 | 1467 | 0 | 90.31 | 88.31 | 2 | 0
2025 | PJM_ROR_2_MISO_WUMS | PJM_ROR | MISO_WUMS | Internal | Summer | B10 | 1262 | 1467 | 0 | 85.51 | 83.51 | 2 | 0
2025 | PJM_ROR_2_MISO_WUMS | PJM_ROR | MISO_WUMS | Internal | Winter | B16 | 25 | 1467 | 0 | 99.29 | 94.74 | 2 | 0
2025 | PJM_ROR_2_MISO_WUMS | PJM_ROR | MISO_WUMS | Internal | Winter | B17 | 100 | 1467 | 0 | 98.97 | 94.71 | 2 | 0
2025 | PJM_ROR_2_MISO_WUMS | PJM_ROR | MISO_WUMS | Internal | Winter | B18 | 400 | 1467 | 0 | 95.18 | 93.21 | 2 | 0
2025 | PJM_ROR_2_MISO_WUMS | PJM_ROR | MISO_WUMS | Internal | Winter | B19 | 700 | 1467 | 0 | 92.61 | 90.61 | 2 | 0
2025 | PJM_ROR_2_MISO_WUMS | PJM_ROR | MISO_WUMS | Internal | Winter | B20 | 935 | 1467 | 0 | 85.9 | 83.9 | 2 | 0
2025 | PJM_ROR_2_PJM_ROM | PJM_ROR | PJM_ROM | Internal | Shoulder | B11 | 25 | 8000 | 4187.88 | 96.7 | 96.71 | 0.01 | 0
2025 | PJM_ROR_2_PJM_ROM | PJM_ROR | PJM_ROM | Internal | Shoulder | B12 | 200 | 8000 | 3360.73 | 96.7 | 96.71 | 0.01 | 0
2025 | PJM_ROR_2_PJM_ROM | PJM_ROR | PJM_ROM | Internal | Shoulder | B13 | 600 | 8000 | 2322.17 | 93.58 | 93.59 | 0.01 | 0
2025 | PJM_ROR_2_PJM_ROM | PJM_ROR | PJM_ROM | Internal | Shoulder | B14 | 900 | 8000 | 6984.15 | 92.46 | 92.47 | 0.01 | 0
2025 | PJM_ROR_2_PJM_ROM | PJM_ROR | PJM_ROM | Internal | Shoulder | B15 | 1203 | 8000 | 4312.85 | 86.47 | 86.48 | 0.01 | 0
2025 | PJM_ROR_2_PJM_ROM | PJM_ROR | PJM_ROM | Internal | Summer | B1 | 10 | 8000 | 7209.37 | 150.53 | 150.55 | 0.01 | 0
2025 | PJM_ROR_2_PJM_ROM | PJM_ROR | PJM_ROM | Internal | Summer | B2 | 25 | 8000 | 6814.48 | 147.55 | 147.56 | 0.01 | 0
2025 | PJM_ROR_2_PJM_ROM | PJM_ROR | PJM_ROM | Internal | Summer | B3 | 75 | 8000 | 1809.76 | 147.55 | 147.56 | 0.01 | 0
2025 | PJM_ROR_2_PJM_ROM | PJM_ROR | PJM_ROM | Internal | Summer | B4 | 100 | 8000 | 0 | 147.55 | 147.53 | 0.01 | 0
2025 | PJM_ROR_2_PJM_ROM | PJM_ROR | PJM_ROM | Internal | Summer | B5 | 200 | 8000 | 1205.82 | 116.73 | 116.75 | 0.01 | 0
2025 | PJM_ROR_2_PJM_ROM | PJM_ROR | PJM_ROM | Internal | Summer | B6 | 300 | 8000 | 1480.66 | 99.41 | 99.42 | 0.01 | 0
2025 | PJM_ROR_2_PJM_ROM | PJM_ROR | PJM_ROM | Internal | Summer | B7 | 400 | 8000 | 3384.18 | 95.02 | 95.03 | 0.01 | 0
2025 | PJM_ROR_2_PJM_ROM | PJM_ROR | PJM_ROM | Internal | Summer | B8 | 500 | 8000 | 2226.91 | 91.67 | 91.68 | 0.01 | 0
2025 | PJM_ROR_2_PJM_ROM | PJM_ROR | PJM_ROM | Internal | Summer | B9 | 800 | 8000 | 5999.05 | 90.31 | 90.32 | 0.01 | 0
2025 | PJM_ROR_2_PJM_ROM | PJM_ROR | PJM_ROM | Internal | Summer | B10 | 1262 | 8000 | 4860.28 | 85.51 | 85.52 | 0.01 | 0
2025 | PJM_ROR_2_PJM_ROM | PJM_ROR | PJM_ROM | Internal | Winter | B16 | 25 | 8000 | 7456.59 | 99.29 | 99.31 | 0.01 | 0
2025 | PJM_ROR_2_PJM_ROM | PJM_ROR | PJM_ROM | Internal | Winter | B17 | 100 | 8000 | 7018.47 | 98.97 | 98.99 | 0.01 | 0
2025 | PJM_ROR_2_PJM_ROM | PJM_ROR | PJM_ROM | Internal | Winter | B18 | 400 | 8000 | 8000 | 95.18 | 96.91 | 0.01 | 1.72
2025 | PJM_ROR_2_PJM_ROM | PJM_ROR | PJM_ROM | Internal | Winter | B19 | 700 | 8000 | 6307.56 | 92.61 | 92.62 | 0.01 | 0
2025 | PJM_ROR_2_PJM_ROM | PJM_ROR | PJM_ROM | Internal | Winter | B20 | 935 | 8000 | 6272.26 | 85.9 | 85.91 | 0.01 | 0
2025 | PJM_ROR_2_TVA_Transmission | PJM_ROR | TVA_Transmission | Internal | Shoulder | B11 | 25 | 2500 | 461.94 | 96.7 | 102.7 | 6 | 0
2025 | PJM_ROR_2_TVA_Transmission | PJM_ROR | TVA_Transmission | Internal | Shoulder | B12 | 200 | 2500 | 0 | 96.7 | 100.45 | 6 | 0
2025 | PJM_ROR_2_TVA_Transmission | PJM_ROR | TVA_Transmission | Internal | Shoulder | B13 | 600 | 2500 | 0 | 93.58 | 97.55 | 6 | 0
2025 | PJM_ROR_2_TVA_Transmission | PJM_ROR | TVA_Transmission | Internal | Shoulder | B14 | 900 | 2500 | 0 | 92.46 | 97.03 | 6 | 0
2025 | PJM_ROR_2_TVA_Transmission | PJM_ROR | TVA_Transmission | Internal | Shoulder | B15 | 1203 | 2500 | 1958.23 | 86.47 | 92.47 | 6 | 0
2025 | PJM_ROR_2_TVA_Transmission | PJM_ROR | TVA_Transmission | Internal | Summer | B1 | 10 | 2500 | 2500 | 150.53 | 156.55 | 6 | 0.01
2025 | PJM_ROR_2_TVA_Transmission | PJM_ROR | TVA_Transmission | Internal | Summer | B2 | 25 | 2500 | 2500 | 147.55 | 155.32 | 6 | 1.78
2025 | PJM_ROR_2_TVA_Transmission | PJM_ROR | TVA_Transmission | Internal | Summer | B3 | 75 | 2500 | 1691.26 | 147.55 | 153.55 | 6 | 0
2025 | PJM_ROR_2_TVA_Transmission | PJM_ROR | TVA_Transmission | Internal | Summer | B4 | 100 | 2500 | 938.92 | 147.55 | 153.55 | 6 | 0
2025 | PJM_ROR_2_TVA_Transmission | PJM_ROR | TVA_Transmission | Internal | Summer | B5 | 200 | 2500 | 0 | 116.73 | 120.89 | 6 | 0
2025 | PJM_ROR_2_TVA_Transmission | PJM_ROR | TVA_Transmission | Internal | Summer | B6 | 300 | 2500 | 0 | 99.41 | 101.64 | 6 | 0
2025 | PJM_ROR_2_TVA_Transmission | PJM_ROR | TVA_Transmission | Internal | Summer | B7 | 400 | 2500 | 0 | 95.02 | 98.12 | 6 | 0
2025 | PJM_ROR_2_TVA_Transmission | PJM_ROR | TVA_Transmission | Internal | Summer | B8 | 500 | 2500 | 0 | 91.67 | 95.84 | 6 | 0
2025 | PJM_ROR_2_TVA_Transmission | PJM_ROR | TVA_Transmission | Internal | Summer | B9 | 800 | 2500 | 0 | 90.31 | 95.38 | 6 | 0
2025 | PJM_ROR_2_TVA_Transmission | PJM_ROR | TVA_Transmission | Internal | Summer | B10 | 1262 | 2500 | 0 | 85.51 | 89.63 | 6 | 0
2025 | PJM_ROR_2_TVA_Transmission | PJM_ROR | TVA_Transmission | Internal | Winter | B16 | 25 | 2500 | 1874.04 | 99.29 | 105.29 | 6 | 0
2025 | PJM_ROR_2_TVA_Transmission | PJM_ROR | TVA_Transmission | Internal | Winter | B17 | 100 | 2500 | 0 | 98.97 | 103.97 | 6 | 0
2025 | PJM_ROR_2_TVA_Transmission | PJM_ROR | TVA_Transmission | Internal | Winter | B18 | 400 | 2500 | 0 | 95.18 | 99.87 | 6 | 0
2025 | PJM_ROR_2_TVA_Transmission | PJM_ROR | TVA_Transmission | Internal | Winter | B19 | 700 | 2500 | 966.11 | 92.61 | 98.61 | 6 | 0
2025 | PJM_ROR_2_TVA_Transmission | PJM_ROR | TVA_Transmission | Internal | Winter | B20 | 935 | 2500 | 1725.41 | 85.9 | 91.9 | 6 | 0
2025 | PJM_ROR_2_VACAR | PJM_ROR | VACAR | Internal | Shoulder | B11 | 25 | 3000 | 3000 | 96.7 | 111.7 | 6 | 9
2025 | PJM_ROR_2_VACAR | PJM_ROR | VACAR | Internal | Shoulder | B12 | 200 | 3000 | 2985.89 | 96.7 | 102.7 | 6 | 0
2025 | PJM_ROR_2_VACAR | PJM_ROR | VACAR | Internal | Shoulder | B13 | 600 | 3000 | 3000 | 93.58 | 100.43 | 6 | 0.85
2025 | PJM_ROR_2_VACAR | PJM_ROR | VACAR | Internal | Shoulder | B14 | 900 | 3000 | 3000 | 92.46 | 99.12 | 6 | 0.66
2025 | PJM_ROR_2_VACAR | PJM_ROR | VACAR | Internal | Shoulder | B15 | 1203 | 3000 | 2862.63 | 86.47 | 92.47 | 6 | 0
2025 | PJM_ROR_2_VACAR | PJM_ROR | VACAR | Internal | Summer | B1 | 10 | 3000 | 3000 | 150.53 | 159.05 | 6 | 2.52
2025 | PJM_ROR_2_VACAR | PJM_ROR | VACAR | Internal | Summer | B2 | 25 | 3000 | 3000 | 147.55 | 159.05 | 6 | 5.5
2025 | PJM_ROR_2_VACAR | PJM_ROR | VACAR | Internal | Summer | B3 | 75 | 3000 | 3000 | 147.55 | 159.05 | 6 | 5.5
2025 | PJM_ROR_2_VACAR | PJM_ROR | VACAR | Internal | Summer | B4 | 100 | 3000 | 3000 | 147.55 | 159.05 | 6 | 5.5
2025 | PJM_ROR_2_VACAR | PJM_ROR | VACAR | Internal | Summer | B5 | 200 | 3000 | 3000 | 116.73 | 124.39 | 6 | 1.65
2025 | PJM_ROR_2_VACAR | PJM_ROR | VACAR | Internal | Summer | B6 | 300 | 3000 | 3000 | 99.41 | 106.29 | 6 | 0.88
2025 | PJM_ROR_2_VACAR | PJM_ROR | VACAR | Internal | Summer | B7 | 400 | 3000 | 3000 | 95.02 | 103.92 | 6 | 2.91
2025 | PJM_ROR_2_VACAR | PJM_ROR | VACAR | Internal | Summer | B8 | 500 | 3000 | 3000 | 91.67 | 98.3 | 6 | 0.63
2025 | PJM_ROR_2_VACAR | PJM_ROR | VACAR | Internal | Summer | B9 | 800 | 3000 | 3000 | 90.31 | 97.14 | 6 | 0.83
2025 | PJM_ROR_2_VACAR | PJM_ROR | VACAR | Internal | Summer | B10 | 1262 | 3000 | 1411.55 | 85.51 | 91.51 | 6 | 0
2025 | PJM_ROR_2_VACAR | PJM_ROR | VACAR | Internal | Winter | B16 | 25 | 3000 | 3000 | 99.29 | 124.49 | 6 | 19.2
2025 | PJM_ROR_2_VACAR | PJM_ROR | VACAR | Internal | Winter | B17 | 100 | 3000 | 3000 | 98.97 | 105.81 | 6 | 0.84
2025 | PJM_ROR_2_VACAR | PJM_ROR | VACAR | Internal | Winter | B18 | 400 | 3000 | 1337.35 | 95.18 | 101.18 | 6 | 0
2025 | PJM_ROR_2_VACAR | PJM_ROR | VACAR | Internal | Winter | B19 | 700 | 3000 | 2533.16 | 92.61 | 98.61 | 6 | 0
2025 | PJM_ROR_2_VACAR | PJM_ROR | VACAR | Internal | Winter | B20 | 935 | 3000 | 3000 | 85.9 | 94.21 | 6 | 2.31
2025 | PJM_ROM_2_NYISO_A-F | PJM_ROM | NYISO_A-F | Internal | Shoulder | B11 | 25 | 2000 | 0 | 96.71 | 78.48 | 6 | 0
2025 | PJM_ROM_2_NYISO_A-F | PJM_ROM | NYISO_A-F | Internal | Shoulder | B12 | 200 | 2000 | 0 | 96.71 | 80.1 | 6 | 0
2025 | PJM_ROM_2_NYISO_A-F | PJM_ROM | NYISO_A-F | Internal | Shoulder | B13 | 600 | 2000 | 0 | 93.59 | 78.48 | 6 | 0
2025 | PJM_ROM_2_NYISO_A-F | PJM_ROM | NYISO_A-F | Internal | Shoulder | B14 | 900 | 2000 | 0 | 92.47 | 78.48 | 6 | 0
2025 | PJM_ROM_2_NYISO_A-F | PJM_ROM | NYISO_A-F | Internal | Shoulder | B15 | 1203 | 2000 | 0 | 86.48 | 78.48 | 6 | 0
2025 | PJM_ROM_2_NYISO_A-F | PJM_ROM | NYISO_A-F | Internal | Summer | B1 | 10 | 2000 | 0 | 150.55 | 91.76 | 6 | 0
2025 | PJM_ROM_2_NYISO_A-F | PJM_ROM | NYISO_A-F | Internal | Summer | B2 | 25 | 2000 | 0 | 147.56 | 112.14 | 6 | 0
2025 | PJM_ROM_2_NYISO_A-F | PJM_ROM | NYISO_A-F | Internal | Summer | B3 | 75 | 2000 | 0 | 147.56 | 111.17 | 6 | 0
2025 | PJM_ROM_2_NYISO_A-F | PJM_ROM | NYISO_A-F | Internal | Summer | B4 | 100 | 2000 | 0 | 147.53 | 91.76 | 6 | 0
2025 | PJM_ROM_2_NYISO_A-F | PJM_ROM | NYISO_A-F | Internal | Summer | B5 | 200 | 2000 | 0 | 116.75 | 91.76 | 6 | 0
2025 | PJM_ROM_2_NYISO_A-F | PJM_ROM | NYISO_A-F | Internal | Summer | B6 | 300 | 2000 | 0 | 99.42 | 89.77 | 6 | 0
2025 | PJM_ROM_2_NYISO_A-F | PJM_ROM | NYISO_A-F | Internal | Summer | B7 | 400 | 2000 | 0 | 95.03 | 87.03 | 6 | 0
2025 | PJM_ROM_2_NYISO_A-F | PJM_ROM | NYISO_A-F | Internal | Summer | B8 | 500 | 2000 | 0 | 91.68 | 82.32 | 6 | 0
2025 | PJM_ROM_2_NYISO_A-F | PJM_ROM | NYISO_A-F | Internal | Summer | B9 | 800 | 2000 | 0 | 90.32 | 82.32 | 6 | 0
2025 | PJM_ROM_2_NYISO_A-F | PJM_ROM | NYISO_A-F | Internal | Summer | B10 | 1262 | 2000 | 0 | 85.52 | 82.32 | 6 | 0
2025 | PJM_ROM_2_NYISO_A-F | PJM_ROM | NYISO_A-F | Internal | Winter | B16 | 25 | 2000 | 0 | 99.31 | 82.26 | 6 | 0
2025 | PJM_ROM_2_NYISO_A-F | PJM_ROM | NYISO_A-F | Internal | Winter | B17 | 100 | 2000 | 0 | 98.99 | 78.55 | 6 | 0
2025 | PJM_ROM_2_NYISO_A-F | PJM_ROM | NYISO_A-F | Internal | Winter | B18 | 400 | 2000 | 0 | 96.91 | 78.55 | 6 | 0
2025 | PJM_ROM_2_NYISO_A-F | PJM_ROM | NYISO_A-F | Internal | Winter | B19 | 700 | 2000 | 0 | 92.62 | 78.55 | 6 | 0
2025 | PJM_ROM_2_NYISO_A-F | PJM_ROM | NYISO_A-F | Internal | Winter | B20 | 935 | 2000 | 0 | 85.91 | 78.55 | 6 | 0
2025 | PJM_ROM_2_PJM_E | PJM_ROM | PJM_E | Internal | Shoulder | B11 | 25 | 8000 | 0 | 96.71 | 96.7 | 0.01 | 0
2025 | PJM_ROM_2_PJM_E | PJM_ROM | PJM_E | Internal | Shoulder | B12 | 200 | 8000 | 0 | 96.71 | 96.7 | 0.01 | 0
2025 | PJM_ROM_2_PJM_E | PJM_ROM | PJM_E | Internal | Shoulder | B13 | 600 | 8000 | 0 | 93.59 | 93.58 | 0.01 | 0
2025 | PJM_ROM_2_PJM_E | PJM_ROM | PJM_E | Internal | Shoulder | B14 | 900 | 8000 | 1364.66 | 92.47 | 92.49 | 0.01 | 0
2025 | PJM_ROM_2_PJM_E | PJM_ROM | PJM_E | Internal | Shoulder | B15 | 1203 | 8000 | 0 | 86.48 | 86.47 | 0.01 | 0
2025 | PJM_ROM_2_PJM_E | PJM_ROM | PJM_E | Internal | Summer | B1 | 10 | 8000 | 2278.4 | 150.55 | 150.56 | 0.01 | 0
2025 | PJM_ROM_2_PJM_E | PJM_ROM | PJM_E | Internal | Summer | B2 | 25 | 8000 | 983.81 | 147.56 | 147.57 | 0.01 | 0
2025 | PJM_ROM_2_PJM_E | PJM_ROM | PJM_E | Internal | Summer | B3 | 75 | 8000 | 0 | 147.56 | 147.55 | 0.01 | 0
2025 | PJM_ROM_2_PJM_E | PJM_ROM | PJM_E | Internal | Summer | B4 | 100 | 8000 | 0 | 147.53 | 147.52 | 0.01 | 0
2025 | PJM_ROM_2_PJM_E | PJM_ROM | PJM_E | Internal | Summer | B5 | 200 | 8000 | 0 | 116.75 | 116.73 | 0.01 | 0
2025 | PJM_ROM_2_PJM_E | PJM_ROM | PJM_E | Internal | Summer | B6 | 300 | 8000 | 0 | 99.42 | 99.41 | 0.01 | 0
2025 | PJM_ROM_2_PJM_E | PJM_ROM | PJM_E | Internal | Summer | B7 | 400 | 8000 | 0 | 95.03 | 95.02 | 0.01 | 0
2025 | PJM_ROM_2_PJM_E | PJM_ROM | PJM_E | Internal | Summer | B8 | 500 | 8000 | 0 | 91.68 | 91.67 | 0.01 | 0
2025 | PJM_ROM_2_PJM_E | PJM_ROM | PJM_E | Internal | Summer | B9 | 800 | 8000 | 795.38 | 90.32 | 90.33 | 0.01 | 0
2025 | PJM_ROM_2_PJM_E | PJM_ROM | PJM_E | Internal | Summer | B10 | 1262 | 8000 | 0 | 85.52 | 85.51 | 0.01 | 0
2025 | PJM_ROM_2_PJM_E | PJM_ROM | PJM_E | Internal | Winter | B16 | 25 | 8000 | 1792.9 | 99.31 | 99.32 | 0.01 | 0
2025 | PJM_ROM_2_PJM_E | PJM_ROM | PJM_E | Internal | Winter | B17 | 100 | 8000 | 2237.94 | 98.99 | 99 | 0.01 | 0
2025 | PJM_ROM_2_PJM_E | PJM_ROM | PJM_E | Internal | Winter | B18 | 400 | 8000 | 2628.88 | 96.91 | 96.92 | 0.01 | 0
2025 | PJM_ROM_2_PJM_E | PJM_ROM | PJM_E | Internal | Winter | B19 | 700 | 8000 | 1466.9 | 92.62 | 92.63 | 0.01 | 0
2025 | PJM_ROM_2_PJM_E | PJM_ROM | PJM_E | Internal | Winter | B20 | 935 | 8000 | 0 | 85.91 | 85.9 | 0.01 | 0
2025 | PJM_ROM_2_PJM_ROR | PJM_ROM | PJM_ROR | Internal | Shoulder | B11 | 25 | 8000 | 0 | 96.71 | 96.7 | 0.01 | 0
2025 | PJM_ROM_2_PJM_ROR | PJM_ROM | PJM_ROR | Internal | Shoulder | B12 | 200 | 8000 | 0 | 96.71 | 96.7 | 0.01 | 0
2025 | PJM_ROM_2_PJM_ROR | PJM_ROM | PJM_ROR | Internal | Shoulder | B13 | 600 | 8000 | 0 | 93.59 | 93.58 | 0.01 | 0
2025 | PJM_ROM_2_PJM_ROR | PJM_ROM | PJM_ROR | Internal | Shoulder | B14 | 900 | 8000 | 0 | 92.47 | 92.46 | 0.01 | 0
2025 | PJM_ROM_2_PJM_ROR | PJM_ROM | PJM_ROR | Internal | Shoulder | B15 | 1203 | 8000 | 0 | 86.48 | 86.47 | 0.01 | 0
2025 | PJM_ROM_2_PJM_ROR | PJM_ROM | PJM_ROR | Internal | Summer | B1 | 10 | 8000 | 0 | 150.55 | 150.53 | 0.01 | 0
2025 | PJM_ROM_2_PJM_ROR | PJM_ROM | PJM_ROR | Internal | Summer | B2 | 25 | 8000 | 0 | 147.56 | 147.55 | 0.01 | 0
2025 | PJM_ROM_2_PJM_ROR | PJM_ROM | PJM_ROR | Internal | Summer | B3 | 75 | 8000 | 0 | 147.56 | 147.55 | 0.01 | 0
2025 | PJM_ROM_2_PJM_ROR | PJM_ROM | PJM_ROR | Internal | Summer | B4 | 100 | 8000 | 1115.34 | 147.53 | 147.55 | 0.01 | 0
2025 | PJM_ROM_2_PJM_ROR | PJM_ROM | PJM_ROR | Internal | Summer | B5 | 200 | 8000 | 0 | 116.75 | 116.73 | 0.01 | 0
2025 | PJM_ROM_2_PJM_ROR | PJM_ROM | PJM_ROR | Internal | Summer | B6 | 300 | 8000 | 0 | 99.42 | 99.41 | 0.01 | 0
2025 | PJM_ROM_2_PJM_ROR | PJM_ROM | PJM_ROR | Internal | Summer | B7 | 400 | 8000 | 0 | 95.03 | 95.02 | 0.01 | 0
2025 | PJM_ROM_2_PJM_ROR | PJM_ROM | PJM_ROR | Internal | Summer | B8 | 500 | 8000 | 0 | 91.68 | 91.67 | 0.01 | 0
2025 | PJM_ROM_2_PJM_ROR | PJM_ROM | PJM_ROR | Internal | Summer | B9 | 800 | 8000 | 0 | 90.32 | 90.31 | 0.01 | 0
2025 | PJM_ROM_2_PJM_ROR | PJM_ROM | PJM_ROR | Internal | Summer | B10 | 1262 | 8000 | 0 | 85.52 | 85.51 | 0.01 | 0
2025 | PJM_ROM_2_PJM_ROR | PJM_ROM | PJM_ROR | Internal | Winter | B16 | 25 | 8000 | 0 | 99.31 | 99.29 | 0.01 | 0
2025 | PJM_ROM_2_PJM_ROR | PJM_ROM | PJM_ROR | Internal | Winter | B17 | 100 | 8000 | 0 | 98.99 | 98.97 | 0.01 | 0
2025 | PJM_ROM_2_PJM_ROR | PJM_ROM | PJM_ROR | Internal | Winter | B18 | 400 | 8000 | 0 | 96.91 | 95.18 | 0.01 | 0
2025 | PJM_ROM_2_PJM_ROR | PJM_ROM | PJM_ROR | Internal | Winter | B19 | 700 | 8000 | 0 | 92.62 | 92.61 | 0.01 | 0
2025 | PJM_ROM_2_PJM_ROR | PJM_ROM | PJM_ROR | Internal | Winter | B20 | 935 | 8000 | 0 | 85.91 | 85.9 | 0.01 | 0
2025 | SOCO_2_ENT | SOCO | ENT | Internal | Shoulder | B11 | 25 | 2400 | 0 | 107.88 | 99.88 | 10 | 0
2025 | SOCO_2_ENT | SOCO | ENT | Internal | Shoulder | B12 | 200 | 2400 | 0 | 96.79 | 94.86 | 10 | 0
2025 | SOCO_2_ENT | SOCO | ENT | Internal | Shoulder | B13 | 600 | 2400 | 0 | 96.79 | 94.86 | 10 | 0
2025 | SOCO_2_ENT | SOCO | ENT | Internal | Shoulder | B14 | 900 | 2400 | 0 | 96.79 | 94.86 | 10 | 0
2025 | SOCO_2_ENT | SOCO | ENT | Internal | Shoulder | B15 | 1203 | 2400 | 0 | 96.06 | 92.48 | 10 | 0
2025 | SOCO_2_ENT | SOCO | ENT | Internal | Summer | B1 | 10 | 2400 | 0 | 164.55 | 156.55 | 10 | 0
2025 | SOCO_2_ENT | SOCO | ENT | Internal | Summer | B2 | 25 | 2400 | 0 | 156.6 | 152.27 | 10 | 0
2025 | SOCO_2_ENT | SOCO | ENT | Internal | Summer | B3 | 75 | 2400 | 0 | 156.6 | 152.27 | 10 | 0
2025 | SOCO_2_ENT | SOCO | ENT | Internal | Summer | B4 | 100 | 2400 | 0 | 156.6 | 148.6 | 10 | 0
2025 | SOCO_2_ENT | SOCO | ENT | Internal | Summer | B5 | 200 | 2400 | 0 | 127.73 | 119.73 | 10 | 0
2025 | SOCO_2_ENT | SOCO | ENT | Internal | Summer | B6 | 300 | 2400 | 0 | 97.56 | 97.4 | 10 | 0
2025 | SOCO_2_ENT | SOCO | ENT | Internal | Summer | B7 | 400 | 2400 | 0 | 95.39 | 97.4 | 10 | 0
2025 | SOCO_2_ENT | SOCO | ENT | Internal | Summer | B8 | 500 | 2400 | 0 | 95.39 | 97.4 | 10 | 0
2025 | SOCO_2_ENT | SOCO | ENT | Internal | Summer | B9 | 800 | 2400 | 0 | 95.39 | 94.45 | 10 | 0
2025 | SOCO_2_ENT | SOCO | ENT | Internal | Summer | B10 | 1262 | 2400 | 0 | 94.96 | 92.27 | 10 | 0
2025 | SOCO_2_ENT | SOCO | ENT | Internal | Winter | B16 | 25 | 2400 | 0 | 109.15 | 101.15 | 10 | 0
2025 | SOCO_2_ENT | SOCO | ENT | Internal | Winter | B17 | 100 | 2400 | 0 | 99.68 | 97.8 | 10 | 0
2025 | SOCO_2_ENT | SOCO | ENT | Internal | Winter | B18 | 400 | 2400 | 0 | 99.68 | 97.73 | 10 | 0
2025 | SOCO_2_ENT | SOCO | ENT | Internal | Winter | B19 | 700 | 2400 | 0 | 99.68 | 97.73 | 10 | 0
2025 | SOCO_2_ENT | SOCO | ENT | Internal | Winter | B20 | 935 | 2400 | 0 | 95.22 | 93.98 | 10 | 0
2025 | SOCO_2_FRCC | SOCO | FRCC | Internal | Shoulder | B11 | 25 | 3700 | 98.81 | 107.88 | 117.88 | 10 | 0
2025 | SOCO_2_FRCC | SOCO | FRCC | Internal | Shoulder | B12 | 200 | 3700 | 0 | 96.79 | 102.02 | 10 | 0
2025 | SOCO_2_FRCC | SOCO | FRCC | Internal | Shoulder | B13 | 600 | 3700 | 0 | 96.79 | 102.02 | 10 | 0
2025 | SOCO_2_FRCC | SOCO | FRCC | Internal | Shoulder | B14 | 900 | 3700 | 0 | 96.79 | 102.02 | 10 | 0
2025 | SOCO_2_FRCC | SOCO | FRCC | Internal | Shoulder | B15 | 1203 | 3700 | 0 | 96.06 | 102.02 | 10 | 0
2025 | SOCO_2_FRCC | SOCO | FRCC | Internal | Summer | B1 | 10 | 3700 | 0 | 164.55 | 162.93 | 10 | 0
2025 | SOCO_2_FRCC | SOCO | FRCC | Internal | Summer | B2 | 25 | 3700 | 0 | 156.6 | 162.93 | 10 | 0
2025 | SOCO_2_FRCC | SOCO | FRCC | Internal | Summer | B3 | 75 | 3700 | 0 | 156.6 | 158.35 | 10 | 0
2025 | SOCO_2_FRCC | SOCO | FRCC | Internal | Summer | B4 | 100 | 3700 | 0 | 156.6 | 158.35 | 10 | 0
2025 | SOCO_2_FRCC | SOCO | FRCC | Internal | Summer | B5 | 200 | 3700 | 0 | 127.73 | 119.73 | 10 | 0
2025 | SOCO_2_FRCC | SOCO | FRCC | Internal | Summer | B6 | 300 | 3700 | 0 | 97.56 | 105.25 | 10 | 0
2025 | SOCO_2_FRCC | SOCO | FRCC | Internal | Summer | B7 | 400 | 3700 | 0 | 95.39 | 101.21 | 10 | 0
2025 | SOCO_2_FRCC | SOCO | FRCC | Internal | Summer | B8 | 500 | 3700 | 0 | 95.39 | 101.21 | 10 | 0
2025 | SOCO_2_FRCC | SOCO | FRCC | Internal | Summer | B9 | 800 | 3700 | 0 | 95.39 | 101.21 | 10 | 0
2025 | SOCO_2_FRCC | SOCO | FRCC | Internal | Summer | B10 | 1262 | 3700 | 0 | 94.96 | 101.21 | 10 | 0
2025 | SOCO_2_FRCC | SOCO | FRCC | Internal | Winter | B16 | 25 | 3700 | 0 | 109.15 | 109.07 | 10 | 0
2025 | SOCO_2_FRCC | SOCO | FRCC | Internal | Winter | B17 | 100 | 3700 | 0 | 99.68 | 104.47 | 10 | 0
2025 | SOCO_2_FRCC | SOCO | FRCC | Internal | Winter | B18 | 400 | 3700 | 0 | 99.68 | 104.47 | 10 | 0
2025 | SOCO_2_FRCC | SOCO | FRCC | Internal | Winter | B19 | 700 | 3700 | 0 | 99.68 | 104.47 | 10 | 0
2025 | SOCO_2_FRCC | SOCO | FRCC | Internal | Winter | B20 | 935 | 3700 | 0 | 95.22 | 102.35 | 10 | 0
2025 | SOCO_2_TVA_Transmission | SOCO | TVA_Transmission | Internal | Shoulder | B11 | 25 | 2600 | 0 | 107.88 | 102.7 | 10 | 0
2025 | SOCO_2_TVA_Transmission | SOCO | TVA_Transmission | Internal | Shoulder | B12 | 200 | 2600 | 0 | 96.79 | 100.45 | 10 | 0
2025 | SOCO_2_TVA_Transmission | SOCO | TVA_Transmission | Internal | Shoulder | B13 | 600 | 2600 | 0 | 96.79 | 97.55 | 10 | 0
2025 | SOCO_2_TVA_Transmission | SOCO | TVA_Transmission | Internal | Shoulder | B14 | 900 | 2600 | 0 | 96.79 | 97.03 | 10 | 0
2025 | SOCO_2_TVA_Transmission | SOCO | TVA_Transmission | Internal | Shoulder | B15 | 1203 | 2600 | 0 | 96.06 | 92.47 | 10 | 0
2025 | SOCO_2_TVA_Transmission | SOCO | TVA_Transmission | Internal | Summer | B1 | 10 | 2600 | 0 | 164.55 | 156.55 | 10 | 0
2025 | SOCO_2_TVA_Transmission | SOCO | TVA_Transmission | Internal | Summer | B2 | 25 | 2600 | 0 | 156.6 | 155.32 | 10 | 0
2025 | SOCO_2_TVA_Transmission | SOCO | TVA_Transmission | Internal | Summer | B3 | 75 | 2600 | 0 | 156.6 | 153.55 | 10 | 0
2025 | SOCO_2_TVA_Transmission | SOCO | TVA_Transmission | Internal | Summer | B4 | 100 | 2600 | 0 | 156.6 | 153.55 | 10 | 0
2025 | SOCO_2_TVA_Transmission | SOCO | TVA_Transmission | Internal | Summer | B5 | 200 | 2600 | 0 | 127.73 | 120.89 | 10 | 0
2025 | SOCO_2_TVA_Transmission | SOCO | TVA_Transmission | Internal | Summer | B6 | 300 | 2600 | 0 | 97.56 | 101.64 | 10 | 0
2025 | SOCO_2_TVA_Transmission | SOCO | TVA_Transmission | Internal | Summer | B7 | 400 | 2600 | 0 | 95.39 | 98.12 | 10 | 0
2025 | SOCO_2_TVA_Transmission | SOCO | TVA_Transmission | Internal | Summer | B8 | 500 | 2600 | 0 | 95.39 | 95.84 | 10 | 0
2025 | SOCO_2_TVA_Transmission | SOCO | TVA_Transmission | Internal | Summer | B9 | 800 | 2600 | 0 | 95.39 | 95.38 | 10 | 0
2025 | SOCO_2_TVA_Transmission | SOCO | TVA_Transmission | Internal | Summer | B10 | 1262 | 2600 | 0 | 94.96 | 89.63 | 10 | 0
2025 | SOCO_2_TVA_Transmission | SOCO | TVA_Transmission | Internal | Winter | B16 | 25 | 2600 | 0 | 109.15 | 105.29 | 10 | 0
2025 | SOCO_2_TVA_Transmission | SOCO | TVA_Transmission | Internal | Winter | B17 | 100 | 2600 | 0 | 99.68 | 103.97 | 10 | 0
2025 | SOCO_2_TVA_Transmission | SOCO | TVA_Transmission | Internal | Winter | B18 | 400 | 2600 | 0 | 99.68 | 99.87 | 10 | 0
2025 | SOCO_2_TVA_Transmission | SOCO | TVA_Transmission | Internal | Winter | B19 | 700 | 2600 | 0 | 99.68 | 98.61 | 10 | 0
2025 | SOCO_2_TVA_Transmission | SOCO | TVA_Transmission | Internal | Winter | B20 | 935 | 2600 | 0 | 95.22 | 91.9 | 10 | 0
2025 | SOCO_2_VACAR | SOCO | VACAR | Internal | Shoulder | B11 | 25 | 2000 | 0 | 107.88 | 111.7 | 10 | 0
2025 | SOCO_2_VACAR | SOCO | VACAR | Internal | Shoulder | B12 | 200 | 2000 | 0 | 96.79 | 102.7 | 10 | 0
2025 | SOCO_2_VACAR | SOCO | VACAR | Internal | Shoulder | B13 | 600 | 2000 | 0 | 96.79 | 100.43 | 10 | 0
2025 | SOCO_2_VACAR | SOCO | VACAR | Internal | Shoulder | B14 | 900 | 2000 | 0 | 96.79 | 99.12 | 10 | 0
2025 | SOCO_2_VACAR | SOCO | VACAR | Internal | Shoulder | B15 | 1203 | 2000 | 0 | 96.06 | 92.47 | 10 | 0
2025 | SOCO_2_VACAR | SOCO | VACAR | Internal | Summer | B1 | 10 | 2000 | 0 | 164.55 | 159.05 | 10 | 0
2025 | SOCO_2_VACAR | SOCO | VACAR | Internal | Summer | B2 | 25 | 2000 | 0 | 156.6 | 159.05 | 10 | 0
2025 | SOCO_2_VACAR | SOCO | VACAR | Internal | Summer | B3 | 75 | 2000 | 0 | 156.6 | 159.05 | 10 | 0
2025 | SOCO_2_VACAR | SOCO | VACAR | Internal | Summer | B4 | 100 | 2000 | 0 | 156.6 | 159.05 | 10 | 0
2025 | SOCO_2_VACAR | SOCO | VACAR | Internal | Summer | B5 | 200 | 2000 | 0 | 127.73 | 124.39 | 10 | 0
2025 | SOCO_2_VACAR | SOCO | VACAR | Internal | Summer | B6 | 300 | 2000 | 0 | 97.56 | 106.29 | 10 | 0
2025 | SOCO_2_VACAR | SOCO | VACAR | Internal | Summer | B7 | 400 | 2000 | 0 | 95.39 | 103.92 | 10 | 0
2025 | SOCO_2_VACAR | SOCO | VACAR | Internal | Summer | B8 | 500 | 2000 | 0 | 95.39 | 98.3 | 10 | 0
2025 | SOCO_2_VACAR | SOCO | VACAR | Internal | Summer | B9 | 800 | 2000 | 0 | 95.39 | 97.14 | 10 | 0
2025 | SOCO_2_VACAR | SOCO | VACAR | Internal | Summer | B10 | 1262 | 2000 | 0 | 94.96 | 91.51 | 10 | 0
2025 | SOCO_2_VACAR | SOCO | VACAR | Internal | Winter | B16 | 25 | 2000 | 2000 | 109.15 | 124.49 | 10 | 5.34
2025 | SOCO_2_VACAR | SOCO | VACAR | Internal | Winter | B17 | 100 | 2000 | 0 | 99.68 | 105.81 | 10 | 0
2025 | SOCO_2_VACAR | SOCO | VACAR | Internal | Winter | B18 | 400 | 2000 | 0 | 99.68 | 101.18 | 10 | 0
2025 | SOCO_2_VACAR | SOCO | VACAR | Internal | Winter | B19 | 700 | 2000 | 0 | 99.68 | 98.61 | 10 | 0
2025 | SOCO_2_VACAR | SOCO | VACAR | Internal | Winter | B20 | 935 | 2000 | 0 | 95.22 | 94.21 | 10 | 0
2025 | SPP_N_2_ENT | SPP_N | ENT | Internal | Shoulder | B11 | 25 | 1800 | 297.41 | 94.88 | 99.88 | 5 | 0
2025 | SPP_N_2_ENT | SPP_N | ENT | Internal | Shoulder | B12 | 200 | 1800 | 1800 | 89.68 | 94.86 | 5 | 0.19
2025 | SPP_N_2_ENT | SPP_N | ENT | Internal | Shoulder | B13 | 600 | 1800 | 1800 | 87.42 | 94.86 | 5 | 2.44
2025 | SPP_N_2_ENT | SPP_N | ENT | Internal | Shoulder | B14 | 900 | 1800 | 1800 | 82.26 | 94.86 | 5 | 7.61
2025 | SPP_N_2_ENT | SPP_N | ENT | Internal | Shoulder | B15 | 1203 | 1800 | 1800 | 81.92 | 92.48 | 5 | 5.56
2025 | SPP_N_2_ENT | SPP_N | ENT | Internal | Summer | B1 | 10 | 1800 | 1800 | 147.27 | 156.55 | 5 | 4.27
2025 | SPP_N_2_ENT | SPP_N | ENT | Internal | Summer | B2 | 25 | 1800 | 1162.39 | 147.27 | 152.27 | 5 | 0
2025 | SPP_N_2_ENT | SPP_N | ENT | Internal | Summer | B3 | 75 | 1800 | 63.22 | 147.27 | 152.27 | 5 | 0
2025 | SPP_N_2_ENT | SPP_N | ENT | Internal | Summer | B4 | 100 | 1800 | 555.17 | 143.6 | 148.6 | 5 | 0
2025 | SPP_N_2_ENT | SPP_N | ENT | Internal | Summer | B5 | 200 | 1800 | 243.93 | 114.73 | 119.73 | 5 | 0
2025 | SPP_N_2_ENT | SPP_N | ENT | Internal | Summer | B6 | 300 | 1800 | 0 | 97.7 | 97.4 | 5 | 0
2025 | SPP_N_2_ENT | SPP_N | ENT | Internal | Summer | B7 | 400 | 1800 | 0 | 94.79 | 97.4 | 5 | 0
2025 | SPP_N_2_ENT | SPP_N | ENT | Internal | Summer | B8 | 500 | 1800 | 0 | 93.01 | 97.4 | 5 | 0
2025 | SPP_N_2_ENT | SPP_N | ENT | Internal | Summer | B9 | 800 | 1800 | 521.55 | 89.45 | 94.45 | 5 | 0
2025 | SPP_N_2_ENT | SPP_N | ENT | Internal | Summer | B10 | 1262 | 1800 | 1800 | 85.15 | 92.27 | 5 | 2.12
2025 | SPP_N_2_ENT | SPP_N | ENT | Internal | Winter | B16 | 25 | 1800 | 1800 | 92.29 | 101.15 | 5 | 3.86
2025 | SPP_N_2_ENT | SPP_N | ENT | Internal | Winter | B17 | 100 | 1800 | 1800 | 88.21 | 97.8 | 5 | 4.59
2025 | SPP_N_2_ENT | SPP_N | ENT | Internal | Winter | B18 | 400 | 1800 | 1800 | 88.2 | 97.73 | 5 | 4.53
2025 | SPP_N_2_ENT | SPP_N | ENT | Internal | Winter | B19 | 700 | 1800 | 1800 | 87.16 | 97.73 | 5 | 5.57
2025 | SPP_N_2_ENT | SPP_N | ENT | Internal | Winter | B20 | 935 | 1800 | 1800 | 84.51 | 93.98 | 5 | 4.47
2025 | SPP_N_2_MISO_MO-IL | SPP_N | MISO_MO-IL | Internal | Shoulder | B11 | 25 | 2000 | 0 | 94.88 | 97.84 | 5 | 0
2025 | SPP_N_2_MISO_MO-IL | SPP_N | MISO_MO-IL | Internal | Shoulder | B12 | 200 | 2000 | 966.91 | 89.68 | 94.68 | 5 | 0
2025 | SPP_N_2_MISO_MO-IL | SPP_N | MISO_MO-IL | Internal | Shoulder | B13 | 600 | 2000 | 0 | 87.42 | 91.59 | 5 | 0
2025 | SPP_N_2_MISO_MO-IL | SPP_N | MISO_MO-IL | Internal | Shoulder | B14 | 900 | 2000 | 2000 | 82.26 | 90.36 | 5 | 3.1
2025 | SPP_N_2_MISO_MO-IL | SPP_N | MISO_MO-IL | Internal | Shoulder | B15 | 1203 | 2000 | 0 | 81.92 | 84.48 | 5 | 0
2025 | SPP_N_2_MISO_MO-IL | SPP_N | MISO_MO-IL | Internal | Summer | B1 | 10 | 2000 | 0 | 147.27 | 148.55 | 5 | 0
2025 | SPP_N_2_MISO_MO-IL | SPP_N | MISO_MO-IL | Internal | Summer | B2 | 25 | 2000 | 0 | 147.27 | 147.32 | 5 | 0
2025 | SPP_N_2_MISO_MO-IL | SPP_N | MISO_MO-IL | Internal | Summer | B3 | 75 | 2000 | 0 | 147.27 | 147.27 | 5 | 0
2025 | SPP_N_2_MISO_MO-IL | SPP_N | MISO_MO-IL | Internal | Summer | B4 | 100 | 2000 | 0 | 143.6 | 145.55 | 5 | 0
2025 | SPP_N_2_MISO_MO-IL | SPP_N | MISO_MO-IL | Internal | Summer | B5 | 200 | 2000 | 0 | 114.73 | 114.73 | 5 | 0
2025 | SPP_N_2_MISO_MO-IL | SPP_N | MISO_MO-IL | Internal | Summer | B6 | 300 | 2000 | 0 | 97.7 | 97.41 | 5 | 0
2025 | SPP_N_2_MISO_MO-IL | SPP_N | MISO_MO-IL | Internal | Summer | B7 | 400 | 2000 | 0 | 94.79 | 93.02 | 5 | 0
2025 | SPP_N_2_MISO_MO-IL | SPP_N | MISO_MO-IL | Internal | Summer | B8 | 500 | 2000 | 0 | 93.01 | 89.68 | 5 | 0
2025 | SPP_N_2_MISO_MO-IL | SPP_N | MISO_MO-IL | Internal | Summer | B9 | 800 | 2000 | 0 | 89.45 | 88.32 | 5 | 0
2025 | SPP_N_2_MISO_MO-IL | SPP_N | MISO_MO-IL | Internal | Summer | B10 | 1262 | 2000 | 0 | 85.15 | 84.27 | 5 | 0
2025 | SPP_N_2_MISO_MO-IL | SPP_N | MISO_MO-IL | Internal | Winter | B16 | 25 | 2000 | 1862.02 | 92.29 | 97.29 | 5 | 0
2025 | SPP_N_2_MISO_MO-IL | SPP_N | MISO_MO-IL | Internal | Winter | B17 | 100 | 2000 | 2000 | 88.21 | 96.95 | 5 | 3.74
2025 | SPP_N_2_MISO_MO-IL | SPP_N | MISO_MO-IL | Internal | Winter | B18 | 400 | 2000 | 36.35 | 88.2 | 93.2 | 5 | 0
2025 | SPP_N_2_MISO_MO-IL | SPP_N | MISO_MO-IL | Internal | Winter | B19 | 700 | 2000 | 0 | 87.16 | 90.61 | 5 | 0
2025 | SPP_N_2_MISO_MO-IL | SPP_N | MISO_MO-IL | Internal | Winter | B20 | 935 | 2000 | 0 | 84.51 | 85.98 | 5 | 0
2025 | SPP_N_2_MISO_W | SPP_N | MISO_W | Internal | Shoulder | B11 | 25 | 750 | 0 | 94.88 | 94.11 | 5 | 0
2025 | SPP_N_2_MISO_W | SPP_N | MISO_W | Internal | Shoulder | B12 | 200 | 750 | 0 | 89.68 | 83.72 | 5 | 0
2025 | SPP_N_2_MISO_W | SPP_N | MISO_W | Internal | Shoulder | B13 | 600 | 750 | 0 | 87.42 | 81.2 | 5 | 0
2025 | SPP_N_2_MISO_W | SPP_N | MISO_W | Internal | Shoulder | B14 | 900 | 750 | 0 | 82.26 | 75.26 | 5 | 0
2025 | SPP_N_2_MISO_W | SPP_N | MISO_W | Internal | Shoulder | B15 | 1203 | 750 | 0 | 81.92 | 74.92 | 5 | 0
2025 | SPP_N_2_MISO_W | SPP_N | MISO_W | Internal | Summer | B1 | 10 | 750 | 0 | 147.27 | 148.52 | 5 | 0
2025 | SPP_N_2_MISO_W | SPP_N | MISO_W | Internal | Summer | B2 | 25 | 750 | 0 | 147.27 | 145.53 | 5 | 0
2025 | SPP_N_2_MISO_W | SPP_N | MISO_W | Internal | Summer | B3 | 75 | 750 | 0 | 147.27 | 147.26 | 5 | 0
2025 | SPP_N_2_MISO_W | SPP_N | MISO_W | Internal | Summer | B4 | 100 | 750 | 0 | 143.6 | 143.59 | 5 | 0
2025 | SPP_N_2_MISO_W | SPP_N | MISO_W | Internal | Summer | B5 | 200 | 750 | 0 | 114.73 | 114.72 | 5 | 0
2025 | SPP_N_2_MISO_W | SPP_N | MISO_W | Internal | Summer | B6 | 300 | 750 | 0 | 97.7 | 96.79 | 5 | 0
2025 | SPP_N_2_MISO_W | SPP_N | MISO_W | Internal | Summer | B7 | 400 | 750 | 0 | 94.79 | 92.35 | 5 | 0
2025 | SPP_N_2_MISO_W | SPP_N | MISO_W | Internal | Summer | B8 | 500 | 750 | 0 | 93.01 | 86.01 | 5 | 0
2025 | SPP_N_2_MISO_W | SPP_N | MISO_W | Internal | Summer | B9 | 800 | 750 | 0 | 89.45 | 82.45 | 5 | 0
2025 | SPP_N_2_MISO_W | SPP_N | MISO_W | Internal | Summer | B10 | 1262 | 750 | 0 | 85.15 | 78.15 | 5 | 0
2025 | SPP_N_2_MISO_W | SPP_N | MISO_W | Internal | Winter | B16 | 25 | 750 | 0 | 92.29 | 81.17 | 5 | 0
2025 | SPP_N_2_MISO_W | SPP_N | MISO_W | Internal | Winter | B17 | 100 | 750 | 0 | 88.21 | 81.2 | 5 | 0
2025 | SPP_N_2_MISO_W | SPP_N | MISO_W | Internal | Winter | B18 | 400 | 750 | 0 | 88.2 | 81.2 | 5 | 0
2025 | SPP_N_2_MISO_W | SPP_N | MISO_W | Internal | Winter | B19 | 700 | 750 | 0 | 87.16 | 81.2 | 5 | 0
2025 | SPP_N_2_MISO_W | SPP_N | MISO_W | Internal | Winter | B20 | 935 | 750 | 0 | 84.51 | 77.51 | 5 | 0
2025 | SPP_N_2_NE | SPP_N | NE | Internal | Shoulder | B11 | 25 | 332 | 0 | 94.88 | 94.87 | 0.01 | 0
2025 | SPP_N_2_NE | SPP_N | NE | Internal | Shoulder | B12 | 200 | 332 | 0 | 89.68 | 89.66 | 0.01 | 0
2025 | SPP_N_2_NE | SPP_N | NE | Internal | Shoulder | B13 | 600 | 332 | 0 | 87.42 | 87.41 | 0.01 | 0
2025 | SPP_N_2_NE | SPP_N | NE | Internal | Shoulder | B14 | 900 | 332 | 0 | 82.26 | 82.25 | 0.01 | 0
2025 | SPP_N_2_NE | SPP_N | NE | Internal | Shoulder | B15 | 1203 | 332 | 0 | 81.92 | 81.91 | 0.01 | 0
2025 | SPP_N_2_NE | SPP_N | NE | Internal | Summer | B1 | 10 | 332 | 332 | 147.27 | 148.52 | 0.01 | 1.24
2025 | SPP_N_2_NE | SPP_N | NE | Internal | Summer | B2 | 25 | 332 | 0 | 147.27 | 147.26 | 0.01 | 0
2025 | SPP_N_2_NE | SPP_N | NE | Internal | Summer | B3 | 75 | 332 | 0 | 147.27 | 147.26 | 0.01 | 0
2025 | SPP_N_2_NE | SPP_N | NE | Internal | Summer | B4 | 100 | 332 | 0 | 143.6 | 143.59 | 0.01 | 0
2025 | SPP_N_2_NE | SPP_N | NE | Internal | Summer | B5 | 200 | 332 | 0 | 114.73 | 114.72 | 0.01 | 0
2025 | SPP_N_2_NE | SPP_N | NE | Internal | Summer | B6 | 300 | 332 | 0 | 97.7 | 97.69 | 0.01 | 0
2025 | SPP_N_2_NE | SPP_N | NE | Internal | Summer | B7 | 400 | 332 | 0 | 94.79 | 94.78 | 0.01 | 0
2025 | SPP_N_2_NE | SPP_N | NE | Internal | Summer | B8 | 500 | 332 | 0 | 93.01 | 93 | 0.01 | 0
2025 | SPP_N_2_NE | SPP_N | NE | Internal | Summer | B9 | 800 | 332 | 0 | 89.45 | 89.43 | 0.01 | 0
2025 | SPP_N_2_NE | SPP_N | NE | Internal | Summer | B10 | 1262 | 332 | 0 | 85.15 | 85.14 | 0.01 | 0
2025 | SPP_N_2_NE | SPP_N | NE | Internal | Winter | B16 | 25 | 332 | 0 | 92.29 | 88.17 | 0.01 | 0
2025 | SPP_N_2_NE | SPP_N | NE | Internal | Winter | B17 | 100 | 332 | 0 | 88.21 | 88.2 | 0.01 | 0
2025 | SPP_N_2_NE | SPP_N | NE | Internal | Winter | B18 | 400 | 332 | 0 | 88.2 | 88.19 | 0.01 | 0
2025 | SPP_N_2_NE | SPP_N | NE | Internal | Winter | B19 | 700 | 332 | 0 | 87.16 | 87.15 | 0.01 | 0
2025 | SPP_N_2_NE | SPP_N | NE | Internal | Winter | B20 | 935 | 332 | 0 | 84.51 | 84.5 | 0.01 | 0
2025 | SPP_N_2_SPP_S | SPP_N | SPP_S | Internal | Shoulder | B11 | 25 | 4000 | 1360.12 | 94.88 | 94.89 | 0.01 | 0
2025 | SPP_N_2_SPP_S | SPP_N | SPP_S | Internal | Shoulder | B12 | 200 | 4000 | 1315.45 | 89.68 | 89.69 | 0.01 | 0
2025 | SPP_N_2_SPP_S | SPP_N | SPP_S | Internal | Shoulder | B13 | 600 | 4000 | 1748.98 | 87.42 | 87.43 | 0.01 | 0
2025 | SPP_N_2_SPP_S | SPP_N | SPP_S | Internal | Shoulder | B14 | 900 | 4000 | 0 | 82.26 | 82.25 | 0.01 | 0
2025 | SPP_N_2_SPP_S | SPP_N | SPP_S | Internal | Shoulder | B15 | 1203 | 4000 | 0.44 | 81.92 | 81.93 | 0.01 | 0
2025 | SPP_N_2_SPP_S | SPP_N | SPP_S | Internal | Summer | B1 | 10 | 4000 | 0 | 147.27 | 96.72 | 0.01 | 0
2025 | SPP_N_2_SPP_S | SPP_N | SPP_S | Internal | Summer | B2 | 25 | 4000 | 0 | 147.27 | 135.76 | 0.01 | 0
2025 | SPP_N_2_SPP_S | SPP_N | SPP_S | Internal | Summer | B3 | 75 | 4000 | 0 | 147.27 | 135.76 | 0.01 | 0
2025 | SPP_N_2_SPP_S | SPP_N | SPP_S | Internal | Summer | B4 | 100 | 4000 | 0 | 143.6 | 135.76 | 0.01 | 0
2025 | SPP_N_2_SPP_S | SPP_N | SPP_S | Internal | Summer | B5 | 200 | 4000 | 0 | 114.73 | 114.72 | 0.01 | 0
2025 | SPP_N_2_SPP_S | SPP_N | SPP_S | Internal | Summer | B6 | 300 | 4000 | 1573.83 | 97.7 | 97.71 | 0.01 | 0
2025 | SPP_N_2_SPP_S | SPP_N | SPP_S | Internal | Summer | B7 | 400 | 4000 | 1703.45 | 94.79 | 94.8 | 0.01 | 0
2025 | SPP_N_2_SPP_S | SPP_N | SPP_S | Internal | Summer | B8 | 500 | 4000 | 4000 | 93.01 | 93.12 | 0.01 | 0.1
2025 | SPP_N_2_SPP_S | SPP_N | SPP_S | Internal | Summer | B9 | 800 | 4000 | 3737.8 | 89.45 | 89.46 | 0.01 | 0
2025 | SPP_N_2_SPP_S | SPP_N | SPP_S | Internal | Summer | B10 | 1262 | 4000 | 3121.99 | 85.15 | 85.16 | 0.01 | 0
2025 | SPP_N_2_SPP_S | SPP_N | SPP_S | Internal | Winter | B16 | 25 | 4000 | 2763.31 | 92.29 | 92.31 | 0.01 | 0
2025 | SPP_N_2_SPP_S | SPP_N | SPP_S | Internal | Winter | B17 | 100 | 4000 | 2731.32 | 88.21 | 88.22 | 0.01 | 0
2025 | SPP_N_2_SPP_S | SPP_N | SPP_S | Internal | Winter | B18 | 400 | 4000 | 2932.07 | 88.2 | 88.21 | 0.01 | 0
2025 | SPP_N_2_SPP_S | SPP_N | SPP_S | Internal | Winter | B19 | 700 | 4000 | 1910.56 | 87.16 | 87.18 | 0.01 | 0
2025 | SPP_N_2_SPP_S | SPP_N | SPP_S | Internal | Winter | B20 | 935 | 4000 | 973.9 | 84.51 | 84.52 | 0.01 | 0
2025 | SPP_S_2_ENT | SPP_S | ENT | Internal | Shoulder | B11 | 25 | 850 | 0 | 94.89 | 99.88 | 5 | 0
2025 | SPP_S_2_ENT | SPP_S | ENT | Internal | Shoulder | B12 | 200 | 850 | 850 | 89.69 | 94.86 | 5 | 0.18
2025 | SPP_S_2_ENT | SPP_S | ENT | Internal | Shoulder | B13 | 600 | 850 | 850 | 87.43 | 94.86 | 5 | 2.43
2025 | SPP_S_2_ENT | SPP_S | ENT | Internal | Shoulder | B14 | 900 | 850 | 850 | 82.25 | 94.86 | 5 | 7.62
2025 | SPP_S_2_ENT | SPP_S | ENT | Internal | Shoulder | B15 | 1203 | 850 | 850 | 81.93 | 92.48 | 5 | 5.55
2025 | SPP_S_2_ENT | SPP_S | ENT | Internal | Summer | B1 | 10 | 850 | 850 | 96.72 | 156.55 | 5 | 54.83
2025 | SPP_S_2_ENT | SPP_S | ENT | Internal | Summer | B2 | 25 | 850 | 850 | 135.76 | 152.27 | 5 | 11.51
2025 | SPP_S_2_ENT | SPP_S | ENT | Internal | Summer | B3 | 75 | 850 | 850 | 135.76 | 152.27 | 5 | 11.51
2025 | SPP_S_2_ENT | SPP_S | ENT | Internal | Summer | B4 | 100 | 850 | 850 | 135.76 | 148.6 | 5 | 7.84
2025 | SPP_S_2_ENT | SPP_S | ENT | Internal | Summer | B5 | 200 | 850 | 850 | 114.72 | 119.73 | 5 | 0.01
2025 | SPP_S_2_ENT | SPP_S | ENT | Internal | Summer | B6 | 300 | 850 | 0 | 97.71 | 97.4 | 5 | 0
2025 | SPP_S_2_ENT | SPP_S | ENT | Internal | Summer | B7 | 400 | 850 | 0 | 94.8 | 97.4 | 5 | 0
2025 | SPP_S_2_ENT | SPP_S | ENT | Internal | Summer | B8 | 500 | 850 | 0 | 93.12 | 97.4 | 5 | 0
2025 | SPP_S_2_ENT | SPP_S | ENT | Internal | Summer | B9 | 800 | 850 | 0 | 89.46 | 94.45 | 5 | 0
2025 | SPP_S_2_ENT | SPP_S | ENT | Internal | Summer | B10 | 1262 | 850 | 850 | 85.16 | 92.27 | 5 | 2.11
2025 | SPP_S_2_ENT | SPP_S | ENT | Internal | Winter | B16 | 25 | 850 | 850 | 92.31 | 101.15 | 5 | 3.84
2025 | SPP_S_2_ENT | SPP_S | ENT | Internal | Winter | B17 | 100 | 850 | 850 | 88.22 | 97.8 | 5 | 4.58
2025 | SPP_S_2_ENT | SPP_S | ENT | Internal | Winter | B18 | 400 | 850 | 850 | 88.21 | 97.73 | 5 | 4.52
2025 | SPP_S_2_ENT | SPP_S | ENT | Internal | Winter | B19 | 700 | 850 | 850 | 87.18 | 97.73 | 5 | 5.56
2025 | SPP_S_2_ENT | SPP_S | ENT | Internal | Winter | B20 | 935 | 850 | 850 | 84.52 | 93.98 | 5 | 4.46
2025 | SPP_S_2_SPP_N | SPP_S | SPP_N | Internal | Shoulder | B11 | 25 | 640 | 0 | 94.89 | 94.88 | 0.01 | 0
2025 | SPP_S_2_SPP_N | SPP_S | SPP_N | Internal | Shoulder | B12 | 200 | 640 | 0 | 89.69 | 89.68 | 0.01 | 0
2025 | SPP_S_2_SPP_N | SPP_S | SPP_N | Internal | Shoulder | B13 | 600 | 640 | 0 | 87.43 | 87.42 | 0.01 | 0
2025 | SPP_S_2_SPP_N | SPP_S | SPP_N | Internal | Shoulder | B14 | 900 | 640 | 594.93 | 82.25 | 82.26 | 0.01 | 0
2025 | SPP_S_2_SPP_N | SPP_S | SPP_N | Internal | Shoulder | B15 | 1203 | 640 | 0 | 81.93 | 81.92 | 0.01 | 0
2025 | SPP_S_2_SPP_N | SPP_S | SPP_N | Internal | Summer | B1 | 10 | 640 | 640 | 96.72 | 147.27 | 0.01 | 50.54
2025 | SPP_S_2_SPP_N | SPP_S | SPP_N | Internal | Summer | B2 | 25 | 640 | 640 | 135.76 | 147.27 | 0.01 | 11.5
2025 | SPP_S_2_SPP_N | SPP_S | SPP_N | Internal | Summer | B3 | 75 | 640 | 640 | 135.76 | 147.27 | 0.01 | 11.5
2025 | SPP_S_2_SPP_N | SPP_S | SPP_N | Internal | Summer | B4 | 100 | 640 | 640 | 135.76 | 143.6 | 0.01 | 7.83
2025 | SPP_S_2_SPP_N | SPP_S | SPP_N | Internal | Summer | B5 | 200 | 640 | 104.06 | 114.72 | 114.73 | 0.01 | 0
2025 | SPP_S_2_SPP_N | SPP_S | SPP_N | Internal | Summer | B6 | 300 | 640 | 0 | 97.71 | 97.7 | 0.01 | 0
2025 | SPP_S_2_SPP_N | SPP_S | SPP_N | Internal | Summer | B7 | 400 | 640 | 0 | 94.8 | 94.79 | 0.01 | 0
2025 | SPP_S_2_SPP_N | SPP_S | SPP_N | Internal | Summer | B8 | 500 | 640 | 0 | 93.12 | 93.01 | 0.01 | 0
2025 | SPP_S_2_SPP_N | SPP_S | SPP_N | Internal | Summer | B9 | 800 | 640 | 0 | 89.46 | 89.45 | 0.01 | 0
2025 | SPP_S_2_SPP_N | SPP_S | SPP_N | Internal | Summer | B10 | 1262 | 640 | 0 | 85.16 | 85.15 | 0.01 | 0
2025 | SPP_S_2_SPP_N | SPP_S | SPP_N | Internal | Winter | B16 | 25 | 640 | 0 | 92.31 | 92.29 | 0.01 | 0
2025 | SPP_S_2_SPP_N | SPP_S | SPP_N | Internal | Winter | B17 | 100 | 640 | 0 | 88.22 | 88.21 | 0.01 | 0
2025 | SPP_S_2_SPP_N | SPP_S | SPP_N | Internal | Winter | B18 | 400 | 640 | 0 | 88.21 | 88.2 | 0.01 | 0
2025 | SPP_S_2_SPP_N | SPP_S | SPP_N | Internal | Winter | B19 | 700 | 640 | 0 | 87.18 | 87.16 | 0.01 | 0
2025 | SPP_S_2_SPP_N | SPP_S | SPP_N | Internal | Winter | B20 | 935 | 640 | 0 | 84.52 | 84.51 | 0.01 | 0
2025 | TVA_2_ENT | TVA | ENT | Internal | Shoulder | B11 | 25 | 500 | 0 | 102.71 | 99.88 | 9 | 0
2025 | TVA_2_ENT | TVA | ENT | Internal | Shoulder | B12 | 200 | 500 | 0 | 99.53 | 94.86 | 9 | 0
2025 | TVA_2_ENT | TVA | ENT | Internal | Shoulder | B13 | 600 | 500 | 0 | 96.34 | 94.86 | 9 | 0
2025 | TVA_2_ENT | TVA | ENT | Internal | Shoulder | B14 | 900 | 500 | 0 | 96.34 | 94.86 | 9 | 0
2025 | TVA_2_ENT | TVA | ENT | Internal | Shoulder | B15 | 1203 | 500 | 0 | 92.48 | 92.48 | 9 | 0
2025 | TVA_2_ENT | TVA | ENT | Internal | Summer | B1 | 10 | 500 | 0 | 156.56 | 156.55 | 9 | 0
2025 | TVA_2_ENT | TVA | ENT | Internal | Summer | B2 | 25 | 500 | 0 | 155.33 | 152.27 | 9 | 0
2025 | TVA_2_ENT | TVA | ENT | Internal | Summer | B3 | 75 | 500 | 0 | 153.56 | 152.27 | 9 | 0
2025 | TVA_2_ENT | TVA | ENT | Internal | Summer | B4 | 100 | 500 | 0 | 153.56 | 148.6 | 9 | 0
2025 | TVA_2_ENT | TVA | ENT | Internal | Summer | B5 | 200 | 500 | 0 | 118.65 | 119.73 | 9 | 0
2025 | TVA_2_ENT | TVA | ENT | Internal | Summer | B6 | 300 | 500 | 0 | 99.13 | 97.4 | 9 | 0
2025 | TVA_2_ENT | TVA | ENT | Internal | Summer | B7 | 400 | 500 | 0 | 94.96 | 97.4 | 9 | 0
2025 | TVA_2_ENT | TVA | ENT | Internal | Summer | B8 | 500 | 500 | 0 | 94.96 | 97.4 | 9 | 0
2025 | TVA_2_ENT | TVA | ENT | Internal | Summer | B9 | 800 | 500 | 0 | 94.96 | 94.45 | 9 | 0
2025 | TVA_2_ENT | TVA | ENT | Internal | Summer | B10 | 1262 | 500 | 0 | 87.21 | 92.27 | 9 | 0
2025 | TVA_2_ENT | TVA | ENT | Internal | Winter | B16 | 25 | 500 | 0 | 105.31 | 101.15 | 9 | 0
2025 | TVA_2_ENT | TVA | ENT | Internal | Winter | B17 | 100 | 500 | 0 | 103.56 | 97.8 | 9 | 0
2025 | TVA_2_ENT | TVA | ENT | Internal | Winter | B18 | 400 | 500 | 0 | 99.2 | 97.73 | 9 | 0
2025 | TVA_2_ENT | TVA | ENT | Internal | Winter | B19 | 700 | 500 | 0 | 98.62 | 97.73 | 9 | 0
2025 | TVA_2_ENT | TVA | ENT | Internal | Winter | B20 | 935 | 500 | 0 | 91.91 | 93.98 | 9 | 0
2025 | TVA_2_MISO_MO-IL | TVA | MISO_MO-IL | Internal | Shoulder | B11 | 25 | 50 | 0 | 102.71 | 97.84 | 9 | 0
2025 | TVA_2_MISO_MO-IL | TVA | MISO_MO-IL | Internal | Shoulder | B12 | 200 | 50 | 0 | 99.53 | 94.68 | 9 | 0
2025 | TVA_2_MISO_MO-IL | TVA | MISO_MO-IL | Internal | Shoulder | B13 | 600 | 50 | 0 | 96.34 | 91.59 | 9 | 0
2025 | TVA_2_MISO_MO-IL | TVA | MISO_MO-IL | Internal | Shoulder | B14 | 900 | 50 | 0 | 96.34 | 90.36 | 9 | 0
2025 | TVA_2_MISO_MO-IL | TVA | MISO_MO-IL | Internal | Shoulder | B15 | 1203 | 50 | 0 | 92.48 | 84.48 | 9 | 0
2025 | TVA_2_MISO_MO-IL | TVA | MISO_MO-IL | Internal | Summer | B1 | 10 | 50 | 0 | 156.56 | 148.55 | 9 | 0
2025 | TVA_2_MISO_MO-IL | TVA | MISO_MO-IL | Internal | Summer | B2 | 25 | 50 | 0 | 155.33 | 147.32 | 9 | 0
2025 | TVA_2_MISO_MO-IL | TVA | MISO_MO-IL | Internal | Summer | B3 | 75 | 50 | 0 | 153.56 | 147.27 | 9 | 0
2025 | TVA_2_MISO_MO-IL | TVA | MISO_MO-IL | Internal | Summer | B4 | 100 | 50 | 0 | 153.56 | 145.55 | 9 | 0
2025 | TVA_2_MISO_MO-IL | TVA | MISO_MO-IL | Internal | Summer | B5 | 200 | 50 | 0 | 118.65 | 114.73 | 9 | 0
2025 | TVA_2_MISO_MO-IL | TVA | MISO_MO-IL | Internal | Summer | B6 | 300 | 50 | 0 | 99.13 | 97.41 | 9 | 0
2025 | TVA_2_MISO_MO-IL | TVA | MISO_MO-IL | Internal | Summer | B7 | 400 | 50 | 0 | 94.96 | 93.02 | 9 | 0
2025 | TVA_2_MISO_MO-IL | TVA | MISO_MO-IL | Internal | Summer | B8 | 500 | 50 | 0 | 94.96 | 89.68 | 9 | 0
2025 | TVA_2_MISO_MO-IL | TVA | MISO_MO-IL | Internal | Summer | B9 | 800 | 50 | 0 | 94.96 | 88.32 | 9 | 0
2025 | TVA_2_MISO_MO-IL | TVA | MISO_MO-IL | Internal | Summer | B10 | 1262 | 50 | 0 | 87.21 | 84.27 | 9 | 0
2025 | TVA_2_MISO_MO-IL | TVA | MISO_MO-IL | Internal | Winter | B16 | 25 | 50 | 0 | 105.31 | 97.29 | 9 | 0
2025 | TVA_2_MISO_MO-IL | TVA | MISO_MO-IL | Internal | Winter | B17 | 100 | 50 | 0 | 103.56 | 96.95 | 9 | 0
2025 | TVA_2_MISO_MO-IL | TVA | MISO_MO-IL | Internal | Winter | B18 | 400 | 50 | 0 | 99.2 | 93.2 | 9 | 0
2025 | TVA_2_MISO_MO-IL | TVA | MISO_MO-IL | Internal | Winter | B19 | 700 | 50 | 0 | 98.62 | 90.61 | 9 | 0
2025 | TVA_2_MISO_MO-IL | TVA | MISO_MO-IL | Internal | Winter | B20 | 935 | 50 | 0 | 91.91 | 85.98 | 9 | 0
2025 | TVA_2_NonRTO_Midwest | TVA | NonRTO_Midwest | Internal | Shoulder | B11 | 25 | 100 | 0 | 102.71 | 105.83 | 9 | 0
2025 | TVA_2_NonRTO_Midwest | TVA | NonRTO_Midwest | Internal | Shoulder | B12 | 200 | 100 | 0 | 99.53 | 102.69 | 9 | 0
2025 | TVA_2_NonRTO_Midwest | TVA | NonRTO_Midwest | Internal | Shoulder | B13 | 600 | 100 | 0 | 96.34 | 99.58 | 9 | 0
2025 | TVA_2_NonRTO_Midwest | TVA | NonRTO_Midwest | Internal | Shoulder | B14 | 900 | 100 | 0 | 96.34 | 98.38 | 9 | 0
2025 | TVA_2_NonRTO_Midwest | TVA | NonRTO_Midwest | Internal | Shoulder | B15 | 1203 | 100 | 0 | 92.48 | 91.1 | 9 | 0
2025 | TVA_2_NonRTO_Midwest | TVA | NonRTO_Midwest | Internal | Summer | B1 | 10 | 100 | 0 | 156.56 | 154.72 | 9 | 0
2025 | TVA_2_NonRTO_Midwest | TVA | NonRTO_Midwest | Internal | Summer | B2 | 25 | 100 | 0 | 155.33 | 154.72 | 9 | 0
2025 | TVA_2_NonRTO_Midwest | TVA | NonRTO_Midwest | Internal | Summer | B3 | 75 | 100 | 0 | 153.56 | 154.72 | 9 | 0
2025 | TVA_2_NonRTO_Midwest | TVA | NonRTO_Midwest | Internal | Summer | B4 | 100 | 100 | 0 | 153.56 | 153.53 | 9 | 0
2025 | TVA_2_NonRTO_Midwest | TVA | NonRTO_Midwest | Internal | Summer | B5 | 200 | 100 | 0 | 118.65 | 122.72 | 9 | 0
2025 | TVA_2_NonRTO_Midwest | TVA | NonRTO_Midwest | Internal | Summer | B6 | 300 | 100 | 0 | 99.13 | 105.4 | 9 | 0
2025 | TVA_2_NonRTO_Midwest | TVA | NonRTO_Midwest | Internal | Summer | B7 | 400 | 100 | 0 | 94.96 | 101 | 9 | 0
2025 | TVA_2_NonRTO_Midwest | TVA | NonRTO_Midwest | Internal | Summer | B8 | 500 | 100 | 0 | 94.96 | 92.32 | 9 | 0
2025 | TVA_2_NonRTO_Midwest | TVA | NonRTO_Midwest | Internal | Summer | B9 | 800 | 100 | 0 | 94.96 | 91.1 | 9 | 0
2025 | TVA_2_NonRTO_Midwest | TVA | NonRTO_Midwest | Internal | Summer | B10 | 1262 | 100 | 0 | 87.21 | 89.39 | 9 | 0
2025 | TVA_2_NonRTO_Midwest | TVA | NonRTO_Midwest | Internal | Winter | B16 | 25 | 100 | 0 | 105.31 | 108.29 | 9 | 0
2025 | TVA_2_NonRTO_Midwest | TVA | NonRTO_Midwest | Internal | Winter | B17 | 100 | 100 | 0 | 103.56 | 104.96 | 9 | 0
2025 | TVA_2_NonRTO_Midwest | TVA | NonRTO_Midwest | Internal | Winter | B18 | 400 | 100 | 0 | 99.2 | 101.21 | 9 | 0
2025 | TVA_2_NonRTO_Midwest | TVA | NonRTO_Midwest | Internal | Winter | B19 | 700 | 100 | 0 | 98.62 | 97.82 | 9 | 0
2025 | TVA_2_NonRTO_Midwest | TVA | NonRTO_Midwest | Internal | Winter | B20 | 935 | 100 | 0 | 91.91 | 91.1 | 9 | 0
2025 | TVA_2_PJM_ROR | TVA | PJM_ROR | Internal | Shoulder | B11 | 25 | 500 | 0 | 102.71 | 96.7 | 9 | 0
2025 | TVA_2_PJM_ROR | TVA | PJM_ROR | Internal | Shoulder | B12 | 200 | 500 | 0 | 99.53 | 96.7 | 9 | 0
2025 | TVA_2_PJM_ROR | TVA | PJM_ROR | Internal | Shoulder | B13 | 600 | 500 | 0 | 96.34 | 93.58 | 9 | 0
2025 | TVA_2_PJM_ROR | TVA | PJM_ROR | Internal | Shoulder | B14 | 900 | 500 | 0 | 96.34 | 92.46 | 9 | 0
2025 | TVA_2_PJM_ROR | TVA | PJM_ROR | Internal | Shoulder | B15 | 1203 | 500 | 0 | 92.48 | 86.47 | 9 | 0
2025 | TVA_2_PJM_ROR | TVA | PJM_ROR | Internal | Summer | B1 | 10 | 500 | 0 | 156.56 | 150.53 | 9 | 0
2025 | TVA_2_PJM_ROR | TVA | PJM_ROR | Internal | Summer | B2 | 25 | 500 | 0 | 155.33 | 147.55 | 9 | 0
2025 | TVA_2_PJM_ROR | TVA | PJM_ROR | Internal | Summer | B3 | 75 | 500 | 0 | 153.56 | 147.55 | 9 | 0
2025 | TVA_2_PJM_ROR | TVA | PJM_ROR | Internal | Summer | B4 | 100 | 500 | 0 | 153.56 | 147.55 | 9 | 0
2025 | TVA_2_PJM_ROR | TVA | PJM_ROR | Internal | Summer | B5 | 200 | 500 | 0 | 118.65 | 116.73 | 9 | 0
2025 | TVA_2_PJM_ROR | TVA | PJM_ROR | Internal | Summer | B6 | 300 | 500 | 0 | 99.13 | 99.41 | 9 | 0
2025 | TVA_2_PJM_ROR | TVA | PJM_ROR | Internal | Summer | B7 | 400 | 500 | 0 | 94.96 | 95.02 | 9 | 0
2025 | TVA_2_PJM_ROR | TVA | PJM_ROR | Internal | Summer | B8 | 500 | 500 | 0 | 94.96 | 91.67 | 9 | 0
2025 | TVA_2_PJM_ROR | TVA | PJM_ROR | Internal | Summer | B9 | 800 | 500 | 0 | 94.96 | 90.31 | 9 | 0
2025 | TVA_2_PJM_ROR | TVA | PJM_ROR | Internal | Summer | B10 | 1262 | 500 | 0 | 87.21 | 85.51 | 9 | 0
2025 | TVA_2_PJM_ROR | TVA | PJM_ROR | Internal | Winter | B16 | 25 | 500 | 0 | 105.31 | 99.29 | 9 | 0
2025 | TVA_2_PJM_ROR | TVA | PJM_ROR | Internal | Winter | B17 | 100 | 500 | 0 | 103.56 | 98.97 | 9 | 0
2025 | TVA_2_PJM_ROR | TVA | PJM_ROR | Internal | Winter | B18 | 400 | 500 | 0 | 99.2 | 95.18 | 9 | 0
2025 | TVA_2_PJM_ROR | TVA | PJM_ROR | Internal | Winter | B19 | 700 | 500 | 0 | 98.62 | 92.61 | 9 | 0
2025 | TVA_2_PJM_ROR | TVA | PJM_ROR | Internal | Winter | B20 | 935 | 500 | 0 | 91.91 | 85.9 | 9 | 0
2025 | TVA_2_SOCO | TVA | SOCO | Internal | Shoulder | B11 | 25 | 500 | 0 | 102.71 | 107.88 | 9 | 0
2025 | TVA_2_SOCO | TVA | SOCO | Internal | Shoulder | B12 | 200 | 500 | 0 | 99.53 | 96.79 | 9 | 0
2025 | TVA_2_SOCO | TVA | SOCO | Internal | Shoulder | B13 | 600 | 500 | 0 | 96.34 | 96.79 | 9 | 0
2025 | TVA_2_SOCO | TVA | SOCO | Internal | Shoulder | B14 | 900 | 500 | 0 | 96.34 | 96.79 | 9 | 0
2025 | TVA_2_SOCO | TVA | SOCO | Internal | Shoulder | B15 | 1203 | 500 | 0 | 92.48 | 96.06 | 9 | 0
2025 | TVA_2_SOCO | TVA | SOCO | Internal | Summer | B1 | 10 | 500 | 0 | 156.56 | 164.55 | 9 | 0
2025 | TVA_2_SOCO | TVA | SOCO | Internal | Summer | B2 | 25 | 500 | 0 | 155.33 | 156.6 | 9 | 0
2025 | TVA_2_SOCO | TVA | SOCO | Internal | Summer | B3 | 75 | 500 | 0 | 153.56 | 156.6 | 9 | 0
2025 | TVA_2_SOCO | TVA | SOCO | Internal | Summer | B4 | 100 | 500 | 0 | 153.56 | 156.6 | 9 | 0
2025 | TVA_2_SOCO | TVA | SOCO | Internal | Summer | B5 | 200 | 500 | 500 | 118.65 | 127.73 | 9 | 0.08
2025 | TVA_2_SOCO | TVA | SOCO | Internal | Summer | B6 | 300 | 500 | 0 | 99.13 | 97.56 | 9 | 0
2025 | TVA_2_SOCO | TVA | SOCO | Internal | Summer | B7 | 400 | 500 | 0 | 94.96 | 95.39 | 9 | 0
2025 | TVA_2_SOCO | TVA | SOCO | Internal | Summer | B8 | 500 | 500 | 0 | 94.96 | 95.39 | 9 | 0
2025 | TVA_2_SOCO | TVA | SOCO | Internal | Summer | B9 | 800 | 500 | 0 | 94.96 | 95.39 | 9 | 0
2025 | TVA_2_SOCO | TVA | SOCO | Internal | Summer | B10 | 1262 | 500 | 0 | 87.21 | 94.96 | 9 | 0
2025 | TVA_2_SOCO | TVA | SOCO | Internal | Winter | B16 | 25 | 500 | 0 | 105.31 | 109.15 | 9 | 0
2025 | TVA_2_SOCO | TVA | SOCO | Internal | Winter | B17 | 100 | 500 | 0 | 103.56 | 99.68 | 9 | 0
2025 | TVA_2_SOCO | TVA | SOCO | Internal | Winter | B18 | 400 | 500 | 0 | 99.2 | 99.68 | 9 | 0
2025 | TVA_2_SOCO | TVA | SOCO | Internal | Winter | B19 | 700 | 500 | 0 | 98.62 | 99.68 | 9 | 0
2025 | TVA_2_SOCO | TVA | SOCO | Internal | Winter | B20 | 935 | 500 | 0 | 91.91 | 95.22 | 9 | 0
2025 | TVA_2_VACAR | TVA | VACAR | Internal | Shoulder | B11 | 25 | 150 | 0 | 102.71 | 111.7 | 9 | 0
2025 | TVA_2_VACAR | TVA | VACAR | Internal | Shoulder | B12 | 200 | 150 | 0 | 99.53 | 102.7 | 9 | 0
2025 | TVA_2_VACAR | TVA | VACAR | Internal | Shoulder | B13 | 600 | 150 | 0 | 96.34 | 100.43 | 9 | 0
2025 | TVA_2_VACAR | TVA | VACAR | Internal | Shoulder | B14 | 900 | 150 | 0 | 96.34 | 99.12 | 9 | 0
2025 | TVA_2_VACAR | TVA | VACAR | Internal | Shoulder | B15 | 1203 | 150 | 0 | 92.48 | 92.47 | 9 | 0
2025 | TVA_2_VACAR | TVA | VACAR | Internal | Summer | B1 | 10 | 150 | 0 | 156.56 | 159.05 | 9 | 0
2025 | TVA_2_VACAR | TVA | VACAR | Internal | Summer | B2 | 25 | 150 | 0 | 155.33 | 159.05 | 9 | 0
2025 | TVA_2_VACAR | TVA | VACAR | Internal | Summer | B3 | 75 | 150 | 0 | 153.56 | 159.05 | 9 | 0
2025 | TVA_2_VACAR | TVA | VACAR | Internal | Summer | B4 | 100 | 150 | 0 | 153.56 | 159.05 | 9 | 0
2025 | TVA_2_VACAR | TVA | VACAR | Internal | Summer | B5 | 200 | 150 | 0 | 118.65 | 124.39 | 9 | 0
2025 | TVA_2_VACAR | TVA | VACAR | Internal | Summer | B6 | 300 | 150 | 0 | 99.13 | 106.29 | 9 | 0
2025 | TVA_2_VACAR | TVA | VACAR | Internal | Summer | B7 | 400 | 150 | 0 | 94.96 | 103.92 | 9 | 0
2025 | TVA_2_VACAR | TVA | VACAR | Internal | Summer | B8 | 500 | 150 | 0 | 94.96 | 98.3 | 9 | 0
2025 | TVA_2_VACAR | TVA | VACAR | Internal | Summer | B9 | 800 | 150 | 0 | 94.96 | 97.14 | 9 | 0
2025 | TVA_2_VACAR | TVA | VACAR | Internal | Summer | B10 | 1262 | 150 | 0 | 87.21 | 91.51 | 9 | 0
2025 | TVA_2_VACAR | TVA | VACAR | Internal | Winter | B16 | 25 | 150 | 150 | 105.31 | 124.49 | 9 | 10.18
2025 | TVA_2_VACAR | TVA | VACAR | Internal | Winter | B17 | 100 | 150 | 0 | 103.56 | 105.81 | 9 | 0
2025 | TVA_2_VACAR | TVA | VACAR | Internal | Winter | B18 | 400 | 150 | 0 | 99.2 | 101.18 | 9 | 0
2025 | TVA_2_VACAR | TVA | VACAR | Internal | Winter | B19 | 700 | 150 | 0 | 98.62 | 98.61 | 9 | 0
2025 | TVA_2_VACAR | TVA | VACAR | Internal | Winter | B20 | 935 | 150 | 0 | 91.91 | 94.21 | 9 | 0
2025 | TVA_Transmission_2_ENT | TVA_Transmission | ENT | Internal | Shoulder | B11 | 25 | 3000 | 0 | 102.7 | 99.88 | 9 | 0
2025 | TVA_Transmission_2_ENT | TVA_Transmission | ENT | Internal | Shoulder | B12 | 200 | 3000 | 0 | 100.45 | 94.86 | 9 | 0
2025 | TVA_Transmission_2_ENT | TVA_Transmission | ENT | Internal | Shoulder | B13 | 600 | 3000 | 0 | 97.55 | 94.86 | 9 | 0
2025 | TVA_Transmission_2_ENT | TVA_Transmission | ENT | Internal | Shoulder | B14 | 900 | 3000 | 0 | 97.03 | 94.86 | 9 | 0
2025 | TVA_Transmission_2_ENT | TVA_Transmission | ENT | Internal | Shoulder | B15 | 1203 | 3000 | 0 | 92.47 | 92.48 | 9 | 0
2025 | TVA_Transmission_2_ENT | TVA_Transmission | ENT | Internal | Summer | B1 | 10 | 3000 | 0 | 156.55 | 156.55 | 9 | 0
2025 | TVA_Transmission_2_ENT | TVA_Transmission | ENT | Internal | Summer | B2 | 25 | 3000 | 0 | 155.32 | 152.27 | 9 | 0
2025 | TVA_Transmission_2_ENT | TVA_Transmission | ENT | Internal | Summer | B3 | 75 | 3000 | 0 | 153.55 | 152.27 | 9 | 0
2025 | TVA_Transmission_2_ENT | TVA_Transmission | ENT | Internal | Summer | B4 | 100 | 3000 | 0 | 153.55 | 148.6 | 9 | 0
2025 | TVA_Transmission_2_ENT | TVA_Transmission | ENT | Internal | Summer | B5 | 200 | 3000 | 0 | 120.89 | 119.73 | 9 | 0
2025 | TVA_Transmission_2_ENT | TVA_Transmission | ENT | Internal | Summer | B6 | 300 | 3000 | 0 | 101.64 | 97.4 | 9 | 0
2025 | TVA_Transmission_2_ENT | TVA_Transmission | ENT | Internal | Summer | B7 | 400 | 3000 | 0 | 98.12 | 97.4 | 9 | 0
2025 | TVA_Transmission_2_ENT | TVA_Transmission | ENT | Internal | Summer | B8 | 500 | 3000 | 0 | 95.84 | 97.4 | 9 | 0
2025 | TVA_Transmission_2_ENT | TVA_Transmission | ENT | Internal | Summer | B9 | 800 | 3000 | 0 | 95.38 | 94.45 | 9 | 0
2025 | TVA_Transmission_2_ENT | TVA_Transmission | ENT | Internal | Summer | B10 | 1262 | 3000 | 0 | 89.63 | 92.27 | 9 | 0
2025 | TVA_Transmission_2_ENT | TVA_Transmission | ENT | Internal | Winter | B16 | 25 | 3000 | 0 | 105.29 | 101.15 | 9 | 0
2025 | TVA_Transmission_2_ENT | TVA_Transmission | ENT | Internal | Winter | B17 | 100 | 3000 | 0 | 103.97 | 97.8 | 9 | 0
2025 | TVA_Transmission_2_ENT | TVA_Transmission | ENT | Internal | Winter | B18 | 400 | 3000 | 0 | 99.87 | 97.73 | 9 | 0
2025 | TVA_Transmission_2_ENT | TVA_Transmission | ENT | Internal | Winter | B19 | 700 | 3000 | 0 | 98.61 | 97.73 | 9 | 0
2025 | TVA_Transmission_2_ENT | TVA_Transmission | ENT | Internal | Winter | B20 | 935 | 3000 | 0 | 91.9 | 93.98 | 9 | 0
2025 | TVA_Transmission_2_MISO_MO-IL | TVA_Transmission | MISO_MO-IL | Internal | Shoulder | B11 | 25 | 4000 | 0 | 102.7 | 97.84 | 9 | 0
2025 | TVA_Transmission_2_MISO_MO-IL | TVA_Transmission | MISO_MO-IL | Internal | Shoulder | B12 | 200 | 4000 | 0 | 100.45 | 94.68 | 9 | 0
2025 | TVA_Transmission_2_MISO_MO-IL | TVA_Transmission | MISO_MO-IL | Internal | Shoulder | B13 | 600 | 4000 | 0 | 97.55 | 91.59 | 9 | 0
2025 | TVA_Transmission_2_MISO_MO-IL | TVA_Transmission | MISO_MO-IL | Internal | Shoulder | B14 | 900 | 4000 | 0 | 97.03 | 90.36 | 9 | 0
2025 | TVA_Transmission_2_MISO_MO-IL | TVA_Transmission | MISO_MO-IL | Internal | Shoulder | B15 | 1203 | 4000 | 0 | 92.47 | 84.48 | 9 | 0
2025 | TVA_Transmission_2_MISO_MO-IL | TVA_Transmission | MISO_MO-IL | Internal | Summer | B1 | 10 | 4000 | 0 | 156.55 | 148.55 | 9 | 0
2025 | TVA_Transmission_2_MISO_MO-IL | TVA_Transmission | MISO_MO-IL | Internal | Summer | B2 | 25 | 4000 | 0 | 155.32 | 147.32 | 9 | 0
2025 | TVA_Transmission_2_MISO_MO-IL | TVA_Transmission | MISO_MO-IL | Internal | Summer | B3 | 75 | 4000 | 0 | 153.55 | 147.27 | 9 | 0
2025 | TVA_Transmission_2_MISO_MO-IL | TVA_Transmission | MISO_MO-IL | Internal | Summer | B4 | 100 | 4000 | 0 | 153.55 | 145.55 | 9 | 0
2025 | TVA_Transmission_2_MISO_MO-IL | TVA_Transmission | MISO_MO-IL | Internal | Summer | B5 | 200 | 4000 | 0 | 120.89 | 114.73 | 9 | 0
2025 | TVA_Transmission_2_MISO_MO-IL | TVA_Transmission | MISO_MO-IL | Internal | Summer | B6 | 300 | 4000 | 0 | 101.64 | 97.41 | 9 | 0
2025 | TVA_Transmission_2_MISO_MO-IL | TVA_Transmission | MISO_MO-IL | Internal | Summer | B7 | 400 | 4000 | 0 | 98.12 | 93.02 | 9 | 0
2025 | TVA_Transmission_2_MISO_MO-IL | TVA_Transmission | MISO_MO-IL | Internal | Summer | B8 | 500 | 4000 | 0 | 95.84 | 89.68 | 9 | 0
2025 | TVA_Transmission_2_MISO_MO-IL | TVA_Transmission | MISO_MO-IL | Internal | Summer | B9 | 800 | 4000 | 0 | 95.38 | 88.32 | 9 | 0
2025 | TVA_Transmission_2_MISO_MO-IL | TVA_Transmission | MISO_MO-IL | Internal | Summer | B10 | 1262 | 4000 | 0 | 89.63 | 84.27 | 9 | 0
2025 | TVA_Transmission_2_MISO_MO-IL | TVA_Transmission | MISO_MO-IL | Internal | Winter | B16 | 25 | 4000 | 0 | 105.29 | 97.29 | 9 | 0
2025 | TVA_Transmission_2_MISO_MO-IL | TVA_Transmission | MISO_MO-IL | Internal | Winter | B17 | 100 | 4000 | 0 | 103.97 | 96.95 | 9 | 0
2025 | TVA_Transmission_2_MISO_MO-IL | TVA_Transmission | MISO_MO-IL | Internal | Winter | B18 | 400 | 4000 | 0 | 99.87 | 93.2 | 9 | 0
2025 | TVA_Transmission_2_MISO_MO-IL | TVA_Transmission | MISO_MO-IL | Internal | Winter | B19 | 700 | 4000 | 0 | 98.61 | 90.61 | 9 | 0
2025 | TVA_Transmission_2_MISO_MO-IL | TVA_Transmission | MISO_MO-IL | Internal | Winter | B20 | 935 | 4000 | 0 | 91.9 | 85.98 | 9 | 0
2025 | TVA_Transmission_2_NonRTO_Midwest | TVA_Transmission | NonRTO_Midwest | Internal | Shoulder | B11 | 25 | 700 | 0 | 102.7 | 105.83 | 9 | 0
2025 | TVA_Transmission_2_NonRTO_Midwest | TVA_Transmission | NonRTO_Midwest | Internal | Shoulder | B12 | 200 | 700 | 0 | 100.45 | 102.69 | 9 | 0
2025 | TVA_Transmission_2_NonRTO_Midwest | TVA_Transmission | NonRTO_Midwest | Internal | Shoulder | B13 | 600 | 700 | 0 | 97.55 | 99.58 | 9 | 0
2025 | TVA_Transmission_2_NonRTO_Midwest | TVA_Transmission | NonRTO_Midwest | Internal | Shoulder | B14 | 900 | 700 | 0 | 97.03 | 98.38 | 9 | 0
2025 | TVA_Transmission_2_NonRTO_Midwest | TVA_Transmission | NonRTO_Midwest | Internal | Shoulder | B15 | 1203 | 700 | 0 | 92.47 | 91.1 | 9 | 0
2025 | TVA_Transmission_2_NonRTO_Midwest | TVA_Transmission | NonRTO_Midwest | Internal | Summer | B1 | 10 | 700 | 0 | 156.55 | 154.72 | 9 | 0
2025 | TVA_Transmission_2_NonRTO_Midwest | TVA_Transmission | NonRTO_Midwest | Internal | Summer | B2 | 25 | 700 | 0 | 155.32 | 154.72 | 9 | 0
2025 | TVA_Transmission_2_NonRTO_Midwest | TVA_Transmission | NonRTO_Midwest | Internal | Summer | B3 | 75 | 700 | 0 | 153.55 | 154.72 | 9 | 0
2025 | TVA_Transmission_2_NonRTO_Midwest | TVA_Transmission | NonRTO_Midwest | Internal | Summer | B4 | 100 | 700 | 0 | 153.55 | 153.53 | 9 | 0
2025 | TVA_Transmission_2_NonRTO_Midwest | TVA_Transmission | NonRTO_Midwest | Internal | Summer | B5 | 200 | 700 | 0 | 120.89 | 122.72 | 9 | 0
2025 | TVA_Transmission_2_NonRTO_Midwest | TVA_Transmission | NonRTO_Midwest | Internal | Summer | B6 | 300 | 700 | 0 | 101.64 | 105.4 | 9 | 0
2025 | TVA_Transmission_2_NonRTO_Midwest | TVA_Transmission | NonRTO_Midwest | Internal | Summer | B7 | 400 | 700 | 0 | 98.12 | 101 | 9 | 0
2025 | TVA_Transmission_2_NonRTO_Midwest | TVA_Transmission | NonRTO_Midwest | Internal | Summer | B8 | 500 | 700 | 0 | 95.84 | 92.32 | 9 | 0
2025 | TVA_Transmission_2_NonRTO_Midwest | TVA_Transmission | NonRTO_Midwest | Internal | Summer | B9 | 800 | 700 | 0 | 95.38 | 91.1 | 9 | 0
2025 | TVA_Transmission_2_NonRTO_Midwest | TVA_Transmission | NonRTO_Midwest | Internal | Summer | B10 | 1262 | 700 | 0 | 89.63 | 89.39 | 9 | 0
2025 | TVA_Transmission_2_NonRTO_Midwest | TVA_Transmission | NonRTO_Midwest | Internal | Winter | B16 | 25 | 700 | 0 | 105.29 | 108.29 | 9 | 0
2025 | TVA_Transmission_2_NonRTO_Midwest | TVA_Transmission | NonRTO_Midwest | Internal | Winter | B17 | 100 | 700 | 0 | 103.97 | 104.96 | 9 | 0
2025 | TVA_Transmission_2_NonRTO_Midwest | TVA_Transmission | NonRTO_Midwest | Internal | Winter | B18 | 400 | 700 | 0 | 99.87 | 101.21 | 9 | 0
2025 | TVA_Transmission_2_NonRTO_Midwest | TVA_Transmission | NonRTO_Midwest | Internal | Winter | B19 | 700 | 700 | 0 | 98.61 | 97.82 | 9 | 0
2025 | TVA_Transmission_2_NonRTO_Midwest | TVA_Transmission | NonRTO_Midwest | Internal | Winter | B20 | 935 | 700 | 0 | 91.9 | 91.1 | 9 | 0
2025 | TVA_Transmission_2_PJM_ROR | TVA_Transmission | PJM_ROR | Internal | Shoulder | B11 | 25 | 2000 | 0 | 102.7 | 96.7 | 9 | 0
2025 | TVA_Transmission_2_PJM_ROR | TVA_Transmission | PJM_ROR | Internal | Shoulder | B12 | 200 | 2000 | 0 | 100.45 | 96.7 | 9 | 0
2025 | TVA_Transmission_2_PJM_ROR | TVA_Transmission | PJM_ROR | Internal | Shoulder | B13 | 600 | 2000 | 0 | 97.55 | 93.58 | 9 | 0
2025 | TVA_Transmission_2_PJM_ROR | TVA_Transmission | PJM_ROR | Internal | Shoulder | B14 | 900 | 2000 | 0 | 97.03 | 92.46 | 9 | 0
2025 | TVA_Transmission_2_PJM_ROR | TVA_Transmission | PJM_ROR | Internal | Shoulder | B15 | 1203 | 2000 | 0 | 92.47 | 86.47 | 9 | 0
2025 | TVA_Transmission_2_PJM_ROR | TVA_Transmission | PJM_ROR | Internal | Summer | B1 | 10 | 2000 | 0 | 156.55 | 150.53 | 9 | 0
2025 | TVA_Transmission_2_PJM_ROR | TVA_Transmission | PJM_ROR | Internal | Summer | B2 | 25 | 2000 | 0 | 155.32 | 147.55 | 9 | 0
2025 | TVA_Transmission_2_PJM_ROR | TVA_Transmission | PJM_ROR | Internal | Summer | B3 | 75 | 2000 | 0 | 153.55 | 147.55 | 9 | 0
2025 | TVA_Transmission_2_PJM_ROR | TVA_Transmission | PJM_ROR | Internal | Summer | B4 | 100 | 2000 | 0 | 153.55 | 147.55 | 9 | 0
2025 | TVA_Transmission_2_PJM_ROR | TVA_Transmission | PJM_ROR | Internal | Summer | B5 | 200 | 2000 | 0 | 120.89 | 116.73 | 9 | 0
2025 | TVA_Transmission_2_PJM_ROR | TVA_Transmission | PJM_ROR | Internal | Summer | B6 | 300 | 2000 | 0 | 101.64 | 99.41 | 9 | 0
2025 | TVA_Transmission_2_PJM_ROR | TVA_Transmission | PJM_ROR | Internal | Summer | B7 | 400 | 2000 | 0 | 98.12 | 95.02 | 9 | 0
2025 | TVA_Transmission_2_PJM_ROR | TVA_Transmission | PJM_ROR | Internal | Summer | B8 | 500 | 2000 | 0 | 95.84 | 91.67 | 9 | 0
2025 | TVA_Transmission_2_PJM_ROR | TVA_Transmission | PJM_ROR | Internal | Summer | B9 | 800 | 2000 | 0 | 95.38 | 90.31 | 9 | 0
2025 | TVA_Transmission_2_PJM_ROR | TVA_Transmission | PJM_ROR | Internal | Summer | B10 | 1262 | 2000 | 0 | 89.63 | 85.51 | 9 | 0
2025 | TVA_Transmission_2_PJM_ROR | TVA_Transmission | PJM_ROR | Internal | Winter | B16 | 25 | 2000 | 0 | 105.29 | 99.29 | 9 | 0
2025 | TVA_Transmission_2_PJM_ROR | TVA_Transmission | PJM_ROR | Internal | Winter | B17 | 100 | 2000 | 0 | 103.97 | 98.97 | 9 | 0
2025 | TVA_Transmission_2_PJM_ROR | TVA_Transmission | PJM_ROR | Internal | Winter | B18 | 400 | 2000 | 0 | 99.87 | 95.18 | 9 | 0
2025 | TVA_Transmission_2_PJM_ROR | TVA_Transmission | PJM_ROR | Internal | Winter | B19 | 700 | 2000 | 0 | 98.61 | 92.61 | 9 | 0
2025 | TVA_Transmission_2_PJM_ROR | TVA_Transmission | PJM_ROR | Internal | Winter | B20 | 935 | 2000 | 0 | 91.9 | 85.9 | 9 | 0
2025 | TVA_Transmission_2_SOCO | TVA_Transmission | SOCO | Internal | Shoulder | B11 | 25 | 3200 | 0 | 102.7 | 107.88 | 9 | 0
2025 | TVA_Transmission_2_SOCO | TVA_Transmission | SOCO | Internal | Shoulder | B12 | 200 | 3200 | 0 | 100.45 | 96.79 | 9 | 0
2025 | TVA_Transmission_2_SOCO | TVA_Transmission | SOCO | Internal | Shoulder | B13 | 600 | 3200 | 0 | 97.55 | 96.79 | 9 | 0
2025 | TVA_Transmission_2_SOCO | TVA_Transmission | SOCO | Internal | Shoulder | B14 | 900 | 3200 | 0 | 97.03 | 96.79 | 9 | 0
2025 | TVA_Transmission_2_SOCO | TVA_Transmission | SOCO | Internal | Shoulder | B15 | 1203 | 3200 | 0 | 92.47 | 96.06 | 9 | 0
2025 | TVA_Transmission_2_SOCO | TVA_Transmission | SOCO | Internal | Summer | B1 | 10 | 3200 | 0 | 156.55 | 164.55 | 9 | 0
2025 | TVA_Transmission_2_SOCO | TVA_Transmission | SOCO | Internal | Summer | B2 | 25 | 3200 | 0 | 155.32 | 156.6 | 9 | 0
2025 | TVA_Transmission_2_SOCO | TVA_Transmission | SOCO | Internal | Summer | B3 | 75 | 3200 | 0 | 153.55 | 156.6 | 9 | 0
2025 | TVA_Transmission_2_SOCO | TVA_Transmission | SOCO | Internal | Summer | B4 | 100 | 3200 | 0 | 153.55 | 156.6 | 9 | 0
2025 | TVA_Transmission_2_SOCO | TVA_Transmission | SOCO | Internal | Summer | B5 | 200 | 3200 | 0 | 120.89 | 127.73 | 9 | 0
2025 | TVA_Transmission_2_SOCO | TVA_Transmission | SOCO | Internal | Summer | B6 | 300 | 3200 | 0 | 101.64 | 97.56 | 9 | 0
2025 | TVA_Transmission_2_SOCO | TVA_Transmission | SOCO | Internal | Summer | B7 | 400 | 3200 | 0 | 98.12 | 95.39 | 9 | 0
2025 | TVA_Transmission_2_SOCO | TVA_Transmission | SOCO | Internal | Summer | B8 | 500 | 3200 | 0 | 95.84 | 95.39 | 9 | 0
2025 | TVA_Transmission_2_SOCO | TVA_Transmission | SOCO | Internal | Summer | B9 | 800 | 3200 | 0 | 95.38 | 95.39 | 9 | 0
2025 | TVA_Transmission_2_SOCO | TVA_Transmission | SOCO | Internal | Summer | B10 | 1262 | 3200 | 0 | 89.63 | 94.96 | 9 | 0
2025 | TVA_Transmission_2_SOCO | TVA_Transmission | SOCO | Internal | Winter | B16 | 25 | 3200 | 0 | 105.29 | 109.15 | 9 | 0
2025 | TVA_Transmission_2_SOCO | TVA_Transmission | SOCO | Internal | Winter | B17 | 100 | 3200 | 0 | 103.97 | 99.68 | 9 | 0
2025 | TVA_Transmission_2_SOCO | TVA_Transmission | SOCO | Internal | Winter | B18 | 400 | 3200 | 0 | 99.87 | 99.68 | 9 | 0
2025 | TVA_Transmission_2_SOCO | TVA_Transmission | SOCO | Internal | Winter | B19 | 700 | 3200 | 0 | 98.61 | 99.68 | 9 | 0
2025 | TVA_Transmission_2_SOCO | TVA_Transmission | SOCO | Internal | Winter | B20 | 935 | 3200 | 0 | 91.9 | 95.22 | 9 | 0
2025 | TVA_Transmission_2_TVA | TVA_Transmission | TVA | Internal | Shoulder | B11 | 25 | 99999 | 369.44 | 102.7 | 102.71 | 0.01 | 0
2025 | TVA_Transmission_2_TVA | TVA_Transmission | TVA | Internal | Shoulder | B12 | 200 | 99999 | 0 | 100.45 | 99.53 | 0.01 | 0
2025 | TVA_Transmission_2_TVA | TVA_Transmission | TVA | Internal | Shoulder | B13 | 600 | 99999 | 0 | 97.55 | 96.34 | 0.01 | 0
2025 | TVA_Transmission_2_TVA | TVA_Transmission | TVA | Internal | Shoulder | B14 | 900 | 99999 | 0 | 97.03 | 96.34 | 0.01 | 0
2025 | TVA_Transmission_2_TVA | TVA_Transmission | TVA | Internal | Shoulder | B15 | 1203 | 99999 | 1958.23 | 92.47 | 92.48 | 0.01 | 0
2025 | TVA_Transmission_2_TVA | TVA_Transmission | TVA | Internal | Summer | B1 | 10 | 99999 | 3943.16 | 156.55 | 156.56 | 0.01 | 0
2025 | TVA_Transmission_2_TVA | TVA_Transmission | TVA | Internal | Summer | B2 | 25 | 99999 | 3185.32 | 155.32 | 155.33 | 0.01 | 0
2025 | TVA_Transmission_2_TVA | TVA_Transmission | TVA | Internal | Summer | B3 | 75 | 99999 | 1691.26 | 153.55 | 153.56 | 0.01 | 0
2025 | TVA_Transmission_2_TVA | TVA_Transmission | TVA | Internal | Summer | B4 | 100 | 99999 | 1002.23 | 153.55 | 153.56 | 0.01 | 0
2025 | TVA_Transmission_2_TVA | TVA_Transmission | TVA | Internal | Summer | B5 | 200 | 99999 | 0 | 120.89 | 118.65 | 0.01 | 0
2025 | TVA_Transmission_2_TVA | TVA_Transmission | TVA | Internal | Summer | B6 | 300 | 99999 | 0 | 101.64 | 99.13 | 0.01 | 0
2025 | TVA_Transmission_2_TVA | TVA_Transmission | TVA | Internal | Summer | B7 | 400 | 99999 | 0 | 98.12 | 94.96 | 0.01 | 0
2025 | TVA_Transmission_2_TVA | TVA_Transmission | TVA | Internal | Summer | B8 | 500 | 99999 | 0 | 95.84 | 94.96 | 0.01 | 0
2025 | TVA_Transmission_2_TVA | TVA_Transmission | TVA | Internal | Summer | B9 | 800 | 99999 | 0 | 95.38 | 94.96 | 0.01 | 0
2025 | TVA_Transmission_2_TVA | TVA_Transmission | TVA | Internal | Summer | B10 | 1262 | 99999 | 0 | 89.63 | 87.21 | 0.01 | 0
2025 | TVA_Transmission_2_TVA | TVA_Transmission | TVA | Internal | Winter | B16 | 25 | 99999 | 1423.24 | 105.29 | 105.31 | 0.01 | 0
2025 | TVA_Transmission_2_TVA | TVA_Transmission | TVA | Internal | Winter | B17 | 100 | 99999 | 0 | 103.97 | 103.56 | 0.01 | 0
2025 | TVA_Transmission_2_TVA | TVA_Transmission | TVA | Internal | Winter | B18 | 400 | 99999 | 0 | 99.87 | 99.2 | 0.01 | 0
2025 | TVA_Transmission_2_TVA | TVA_Transmission | TVA | Internal | Winter | B19 | 700 | 99999 | 1479.96 | 98.61 | 98.62 | 0.01 | 0
2025 | TVA_Transmission_2_TVA | TVA_Transmission | TVA | Internal | Winter | B20 | 935 | 99999 | 1725.41 | 91.9 | 91.91 | 0.01 | 0
2025 | TVA_Transmission_2_VACAR | TVA_Transmission | VACAR | Internal | Shoulder | B11 | 25 | 900 | 92.5 | 102.7 | 111.7 | 9 | 0
2025 | TVA_Transmission_2_VACAR | TVA_Transmission | VACAR | Internal | Shoulder | B12 | 200 | 900 | 0 | 100.45 | 102.7 | 9 | 0
2025 | TVA_Transmission_2_VACAR | TVA_Transmission | VACAR | Internal | Shoulder | B13 | 600 | 900 | 0 | 97.55 | 100.43 | 9 | 0
2025 | TVA_Transmission_2_VACAR | TVA_Transmission | VACAR | Internal | Shoulder | B14 | 900 | 900 | 0 | 97.03 | 99.12 | 9 | 0
2025 | TVA_Transmission_2_VACAR | TVA_Transmission | VACAR | Internal | Shoulder | B15 | 1203 | 900 | 0 | 92.47 | 92.47 | 9 | 0
2025 | TVA_Transmission_2_VACAR | TVA_Transmission | VACAR | Internal | Summer | B1 | 10 | 900 | 0 | 156.55 | 159.05 | 9 | 0
2025 | TVA_Transmission_2_VACAR | TVA_Transmission | VACAR | Internal | Summer | B2 | 25 | 900 | 0 | 155.32 | 159.05 | 9 | 0
2025 | TVA_Transmission_2_VACAR | TVA_Transmission | VACAR | Internal | Summer | B3 | 75 | 900 | 0 | 153.55 | 159.05 | 9 | 0
2025 | TVA_Transmission_2_VACAR | TVA_Transmission | VACAR | Internal | Summer | B4 | 100 | 900 | 0 | 153.55 | 159.05 | 9 | 0
2025 | TVA_Transmission_2_VACAR | TVA_Transmission | VACAR | Internal | Summer | B5 | 200 | 900 | 0 | 120.89 | 124.39 | 9 | 0
2025 | TVA_Transmission_2_VACAR | TVA_Transmission | VACAR | Internal | Summer | B6 | 300 | 900 | 0 | 101.64 | 106.29 | 9 | 0
2025 | TVA_Transmission_2_VACAR | TVA_Transmission | VACAR | Internal | Summer | B7 | 400 | 900 | 0 | 98.12 | 103.92 | 9 | 0
2025 | TVA_Transmission_2_VACAR | TVA_Transmission | VACAR | Internal | Summer | B8 | 500 | 900 | 0 | 95.84 | 98.3 | 9 | 0
2025 | TVA_Transmission_2_VACAR | TVA_Transmission | VACAR | Internal | Summer | B9 | 800 | 900 | 0 | 95.38 | 97.14 | 9 | 0
2025 | TVA_Transmission_2_VACAR | TVA_Transmission | VACAR | Internal | Summer | B10 | 1262 | 900 | 0 | 89.63 | 91.51 | 9 | 0
2025 | TVA_Transmission_2_VACAR | TVA_Transmission | VACAR | Internal | Winter | B16 | 25 | 900 | 900 | 105.29 | 124.49 | 9 | 10.2
2025 | TVA_Transmission_2_VACAR | TVA_Transmission | VACAR | Internal | Winter | B17 | 100 | 900 | 0 | 103.97 | 105.81 | 9 | 0
2025 | TVA_Transmission_2_VACAR | TVA_Transmission | VACAR | Internal | Winter | B18 | 400 | 900 | 0 | 99.87 | 101.18 | 9 | 0
2025 | TVA_Transmission_2_VACAR | TVA_Transmission | VACAR | Internal | Winter | B19 | 700 | 900 | 0 | 98.61 | 98.61 | 9 | 0
2025 | TVA_Transmission_2_VACAR | TVA_Transmission | VACAR | Internal | Winter | B20 | 935 | 900 | 0 | 91.9 | 94.21 | 9 | 0
2025 | VACAR_2_PJM_ROR | VACAR | PJM_ROR | Internal | Shoulder | B11 | 25 | 2000 | 0 | 111.7 | 96.7 | 7 | 0
2025 | VACAR_2_PJM_ROR | VACAR | PJM_ROR | Internal | Shoulder | B12 | 200 | 2000 | 0 | 102.7 | 96.7 | 7 | 0
2025 | VACAR_2_PJM_ROR | VACAR | PJM_ROR | Internal | Shoulder | B13 | 600 | 2000 | 0 | 100.43 | 93.58 | 7 | 0
2025 | VACAR_2_PJM_ROR | VACAR | PJM_ROR | Internal | Shoulder | B14 | 900 | 2000 | 0 | 99.12 | 92.46 | 7 | 0
2025 | VACAR_2_PJM_ROR | VACAR | PJM_ROR | Internal | Shoulder | B15 | 1203 | 2000 | 0 | 92.47 | 86.47 | 7 | 0
2025 | VACAR_2_PJM_ROR | VACAR | PJM_ROR | Internal | Summer | B1 | 10 | 2000 | 0 | 159.05 | 150.53 | 7 | 0
2025 | VACAR_2_PJM_ROR | VACAR | PJM_ROR | Internal | Summer | B2 | 25 | 2000 | 0 | 159.05 | 147.55 | 7 | 0
2025 | VACAR_2_PJM_ROR | VACAR | PJM_ROR | Internal | Summer | B3 | 75 | 2000 | 0 | 159.05 | 147.55 | 7 | 0
2025 | VACAR_2_PJM_ROR | VACAR | PJM_ROR | Internal | Summer | B4 | 100 | 2000 | 0 | 159.05 | 147.55 | 7 | 0
2025 | VACAR_2_PJM_ROR | VACAR | PJM_ROR | Internal | Summer | B5 | 200 | 2000 | 0 | 124.39 | 116.73 | 7 | 0
2025 | VACAR_2_PJM_ROR | VACAR | PJM_ROR | Internal | Summer | B6 | 300 | 2000 | 0 | 106.29 | 99.41 | 7 | 0
2025 | VACAR_2_PJM_ROR | VACAR | PJM_ROR | Internal | Summer | B7 | 400 | 2000 | 0 | 103.92 | 95.02 | 7 | 0
2025 | VACAR_2_PJM_ROR | VACAR | PJM_ROR | Internal | Summer | B8 | 500 | 2000 | 0 | 98.3 | 91.67 | 7 | 0
2025 | VACAR_2_PJM_ROR | VACAR | PJM_ROR | Internal | Summer | B9 | 800 | 2000 | 0 | 97.14 | 90.31 | 7 | 0
2025 | VACAR_2_PJM_ROR | VACAR | PJM_ROR | Internal | Summer | B10 | 1262 | 2000 | 0 | 91.51 | 85.51 | 7 | 0
2025 | VACAR_2_PJM_ROR | VACAR | PJM_ROR | Internal | Winter | B16 | 25 | 2000 | 0 | 124.49 | 99.29 | 7 | 0
2025 | VACAR_2_PJM_ROR | VACAR | PJM_ROR | Internal | Winter | B17 | 100 | 2000 | 0 | 105.81 | 98.97 | 7 | 0
2025 | VACAR_2_PJM_ROR | VACAR | PJM_ROR | Internal | Winter | B18 | 400 | 2000 | 0 | 101.18 | 95.18 | 7 | 0
2025 | VACAR_2_PJM_ROR | VACAR | PJM_ROR | Internal | Winter | B19 | 700 | 2000 | 0 | 98.61 | 92.61 | 7 | 0
2025 | VACAR_2_PJM_ROR | VACAR | PJM_ROR | Internal | Winter | B20 | 935 | 2000 | 0 | 94.21 | 85.9 | 7 | 0
2025 | VACAR_2_SOCO | VACAR | SOCO | Internal | Shoulder | B11 | 25 | 3000 | 0 | 111.7 | 107.88 | 7 | 0
2025 | VACAR_2_SOCO | VACAR | SOCO | Internal | Shoulder | B12 | 200 | 3000 | 0 | 102.7 | 96.79 | 7 | 0
2025 | VACAR_2_SOCO | VACAR | SOCO | Internal | Shoulder | B13 | 600 | 3000 | 0 | 100.43 | 96.79 | 7 | 0
2025 | VACAR_2_SOCO | VACAR | SOCO | Internal | Shoulder | B14 | 900 | 3000 | 0 | 99.12 | 96.79 | 7 | 0
2025 | VACAR_2_SOCO | VACAR | SOCO | Internal | Shoulder | B15 | 1203 | 3000 | 0 | 92.47 | 96.06 | 7 | 0
2025 | VACAR_2_SOCO | VACAR | SOCO | Internal | Summer | B1 | 10 | 3000 | 0 | 159.05 | 164.55 | 7 | 0
2025 | VACAR_2_SOCO | VACAR | SOCO | Internal | Summer | B2 | 25 | 3000 | 0 | 159.05 | 156.6 | 7 | 0
2025 | VACAR_2_SOCO | VACAR | SOCO | Internal | Summer | B3 | 75 | 3000 | 0 | 159.05 | 156.6 | 7 | 0
2025 | VACAR_2_SOCO | VACAR | SOCO | Internal | Summer | B4 | 100 | 3000 | 0 | 159.05 | 156.6 | 7 | 0
2025 | VACAR_2_SOCO | VACAR | SOCO | Internal | Summer | B5 | 200 | 3000 | 0 | 124.39 | 127.73 | 7 | 0
2025 | VACAR_2_SOCO | VACAR | SOCO | Internal | Summer | B6 | 300 | 3000 | 0 | 106.29 | 97.56 | 7 | 0
2025 | VACAR_2_SOCO | VACAR | SOCO | Internal | Summer | B7 | 400 | 3000 | 0 | 103.92 | 95.39 | 7 | 0
2025 | VACAR_2_SOCO | VACAR | SOCO | Internal | Summer | B8 | 500 | 3000 | 0 | 98.3 | 95.39 | 7 | 0
2025 | VACAR_2_SOCO | VACAR | SOCO | Internal | Summer | B9 | 800 | 3000 | 0 | 97.14 | 95.39 | 7 | 0
2025 | VACAR_2_SOCO | VACAR | SOCO | Internal | Summer | B10 | 1262 | 3000 | 0 | 91.51 | 94.96 | 7 | 0
2025 | VACAR_2_SOCO | VACAR | SOCO | Internal | Winter | B16 | 25 | 3000 | 0 | 124.49 | 109.15 | 7 | 0
2025 | VACAR_2_SOCO | VACAR | SOCO | Internal | Winter | B17 | 100 | 3000 | 0 | 105.81 | 99.68 | 7 | 0
2025 | VACAR_2_SOCO | VACAR | SOCO | Internal | Winter | B18 | 400 | 3000 | 0 | 101.18 | 99.68 | 7 | 0
2025 | VACAR_2_SOCO | VACAR | SOCO | Internal | Winter | B19 | 700 | 3000 | 0 | 98.61 | 99.68 | 7 | 0
2025 | VACAR_2_SOCO | VACAR | SOCO | Internal | Winter | B20 | 935 | 3000 | 0 | 94.21 | 95.22 | 7 | 0
2025 | VACAR_2_TVA_Transmission | VACAR | TVA_Transmission | Internal | Shoulder | B11 | 25 | 900 | 0 | 111.7 | 102.7 | 7 | 0
2025 | VACAR_2_TVA_Transmission | VACAR | TVA_Transmission | Internal | Shoulder | B12 | 200 | 900 | 0 | 102.7 | 100.45 | 7 | 0
2025 | VACAR_2_TVA_Transmission | VACAR | TVA_Transmission | Internal | Shoulder | B13 | 600 | 900 | 0 | 100.43 | 97.55 | 7 | 0
2025 | VACAR_2_TVA_Transmission | VACAR | TVA_Transmission | Internal | Shoulder | B14 | 900 | 900 | 0 | 99.12 | 97.03 | 7 | 0
2025 | VACAR_2_TVA_Transmission | VACAR | TVA_Transmission | Internal | Shoulder | B15 | 1203 | 900 | 0 | 92.47 | 92.47 | 7 | 0
2025 | VACAR_2_TVA_Transmission | VACAR | TVA_Transmission | Internal | Summer | B1 | 10 | 900 | 0 | 159.05 | 156.55 | 7 | 0
2025 | VACAR_2_TVA_Transmission | VACAR | TVA_Transmission | Internal | Summer | B2 | 25 | 900 | 0 | 159.05 | 155.32 | 7 | 0
2025 | VACAR_2_TVA_Transmission | VACAR | TVA_Transmission | Internal | Summer | B3 | 75 | 900 | 0 | 159.05 | 153.55 | 7 | 0
2025 | VACAR_2_TVA_Transmission | VACAR | TVA_Transmission | Internal | Summer | B4 | 100 | 900 | 0 | 159.05 | 153.55 | 7 | 0
2025 | VACAR_2_TVA_Transmission | VACAR | TVA_Transmission | Internal | Summer | B5 | 200 | 900 | 0 | 124.39 | 120.89 | 7 | 0
2025 | VACAR_2_TVA_Transmission | VACAR | TVA_Transmission | Internal | Summer | B6 | 300 | 900 | 0 | 106.29 | 101.64 | 7 | 0
2025 | VACAR_2_TVA_Transmission | VACAR | TVA_Transmission | Internal | Summer | B7 | 400 | 900 | 0 | 103.92 | 98.12 | 7 | 0
2025 | VACAR_2_TVA_Transmission | VACAR | TVA_Transmission | Internal | Summer | B8 | 500 | 900 | 0 | 98.3 | 95.84 | 7 | 0
2025 | VACAR_2_TVA_Transmission | VACAR | TVA_Transmission | Internal | Summer | B9 | 800 | 900 | 0 | 97.14 | 95.38 | 7 | 0
2025 | VACAR_2_TVA_Transmission | VACAR | TVA_Transmission | Internal | Summer | B10 | 1262 | 900 | 0 | 91.51 | 89.63 | 7 | 0
2025 | VACAR_2_TVA_Transmission | VACAR | TVA_Transmission | Internal | Winter | B16 | 25 | 900 | 0 | 124.49 | 105.29 | 7 | 0
2025 | VACAR_2_TVA_Transmission | VACAR | TVA_Transmission | Internal | Winter | B17 | 100 | 900 | 0 | 105.81 | 103.97 | 7 | 0
2025 | VACAR_2_TVA_Transmission | VACAR | TVA_Transmission | Internal | Winter | B18 | 400 | 900 | 0 | 101.18 | 99.87 | 7 | 0
2025 | VACAR_2_TVA_Transmission | VACAR | TVA_Transmission | Internal | Winter | B19 | 700 | 900 | 0 | 98.61 | 98.61 | 7 | 0
2025 | VACAR_2_TVA_Transmission | VACAR | TVA_Transmission | Internal | Winter | B20 | 935 | 900 | 0 | 94.21 | 91.9 | 7 | 0
2030 | ENT_2_MISO_MO-IL | ENT | MISO_MO-IL | Internal | Shoulder | B11 | 25 | 2260 | 0 | 122.19 | 125.57 | 8 | 0
2030 | ENT_2_MISO_MO-IL | ENT | MISO_MO-IL | Internal | Shoulder | B12 | 200 | 2260 | 0 | 121.28 | 118.35 | 8 | 0
2030 | ENT_2_MISO_MO-IL | ENT | MISO_MO-IL | Internal | Shoulder | B13 | 600 | 2260 | 0 | 119.13 | 114.12 | 8 | 0
2030 | ENT_2_MISO_MO-IL | ENT | MISO_MO-IL | Internal | Shoulder | B14 | 900 | 2260 | 0 | 117.17 | 114.11 | 8 | 0
2030 | ENT_2_MISO_MO-IL | ENT | MISO_MO-IL | Internal | Shoulder | B15 | 1203 | 2260 | 0 | 117.17 | 112.34 | 8 | 0
2030 | ENT_2_MISO_MO-IL | ENT | MISO_MO-IL | Internal | Summer | B1 | 10 | 2260 | 0 | 188.29 | 185.78 | 8 | 0
2030 | ENT_2_MISO_MO-IL | ENT | MISO_MO-IL | Internal | Summer | B2 | 25 | 2260 | 0 | 184.12 | 182.76 | 8 | 0
2030 | ENT_2_MISO_MO-IL | ENT | MISO_MO-IL | Internal | Summer | B3 | 75 | 2260 | 0 | 184.12 | 182.76 | 8 | 0
2030 | ENT_2_MISO_MO-IL | ENT | MISO_MO-IL | Internal | Summer | B4 | 100 | 2260 | 0 | 174.03 | 174.04 | 8 | 0
2030 | ENT_2_MISO_MO-IL | ENT | MISO_MO-IL | Internal | Summer | B5 | 200 | 2260 | 0 | 154.9 | 161.77 | 8 | 0
2030 | ENT_2_MISO_MO-IL | ENT | MISO_MO-IL | Internal | Summer | B6 | 300 | 2260 | 0 | 136.98 | 143.59 | 8 | 0
2030 | ENT_2_MISO_MO-IL | ENT | MISO_MO-IL | Internal | Summer | B7 | 400 | 2260 | 0 | 120.53 | 117.66 | 8 | 0
2030 | ENT_2_MISO_MO-IL | ENT | MISO_MO-IL | Internal | Summer | B8 | 500 | 2260 | 0 | 120.53 | 112.87 | 8 | 0
2030 | ENT_2_MISO_MO-IL | ENT | MISO_MO-IL | Internal | Summer | B9 | 800 | 2260 | 0 | 119.63 | 112.87 | 8 | 0
2030 | ENT_2_MISO_MO-IL | ENT | MISO_MO-IL | Internal | Summer | B10 | 1262 | 2260 | 0 | 115.57 | 109.9 | 8 | 0
2030 | ENT_2_MISO_MO-IL | ENT | MISO_MO-IL | Internal | Winter | B16 | 25 | 2260 | 0 | 125.31 | 126.15 | 8 | 0
2030 | ENT_2_MISO_MO-IL | ENT | MISO_MO-IL | Internal | Winter | B17 | 100 | 2260 | 0 | 124.56 | 120.25 | 8 | 0
2030 | ENT_2_MISO_MO-IL | ENT | MISO_MO-IL | Internal | Winter | B18 | 400 | 2260 | 0 | 120.33 | 117.56 | 8 | 0
2030 | ENT_2_MISO_MO-IL | ENT | MISO_MO-IL | Internal | Winter | B19 | 700 | 2260 | 0 | 120.33 | 116.89 | 8 | 0
2030 | ENT_2_MISO_MO-IL | ENT | MISO_MO-IL | Internal | Winter | B20 | 935 | 2260 | 0 | 120.33 | 113.66 | 8 | 0
2030 | ENT_2_SOCO | ENT | SOCO | Internal | Shoulder | B11 | 25 | 2000 | 0 | 122.19 | 119.57 | 8 | 0
2030 | ENT_2_SOCO | ENT | SOCO | Internal | Shoulder | B12 | 200 | 2000 | 0 | 121.28 | 119.18 | 8 | 0
2030 | ENT_2_SOCO | ENT | SOCO | Internal | Shoulder | B13 | 600 | 2000 | 0 | 119.13 | 119.18 | 8 | 0
2030 | ENT_2_SOCO | ENT | SOCO | Internal | Shoulder | B14 | 900 | 2000 | 0 | 117.17 | 119.18 | 8 | 0
2030 | ENT_2_SOCO | ENT | SOCO | Internal | Shoulder | B15 | 1203 | 2000 | 0 | 117.17 | 119.18 | 8 | 0
2030 | ENT_2_SOCO | ENT | SOCO | Internal | Summer | B1 | 10 | 2000 | 1378.93 | 188.29 | 196.29 | 8 | 0
2030 | ENT_2_SOCO | ENT | SOCO | Internal | Summer | B2 | 25 | 2000 | 289.02 | 184.12 | 192.12 | 8 | 0
2030 | ENT_2_SOCO | ENT | SOCO | Internal | Summer | B3 | 75 | 2000 | 1002.65 | 184.12 | 192.12 | 8 | 0
2030 | ENT_2_SOCO | ENT | SOCO | Internal | Summer | B4 | 100 | 2000 | 742.91 | 174.03 | 182.03 | 8 | 0
2030 | ENT_2_SOCO | ENT | SOCO | Internal | Summer | B5 | 200 | 2000 | 0 | 154.9 | 155.77 | 8 | 0
2030 | ENT_2_SOCO | ENT | SOCO | Internal | Summer | B6 | 300 | 2000 | 0 | 136.98 | 130.58 | 8 | 0
2030 | ENT_2_SOCO | ENT | SOCO | Internal | Summer | B7 | 400 | 2000 | 0 | 120.53 | 117.68 | 8 | 0
2030 | ENT_2_SOCO | ENT | SOCO | Internal | Summer | B8 | 500 | 2000 | 0 | 120.53 | 117.68 | 8 | 0
2030 | ENT_2_SOCO | ENT | SOCO | Internal | Summer | B9 | 800 | 2000 | 0 | 119.63 | 117.68 | 8 | 0
2030 | ENT_2_SOCO | ENT | SOCO | Internal | Summer | B10 | 1262 | 2000 | 0 | 115.57 | 114.83 | 8 | 0
2030 | ENT_2_SOCO | ENT | SOCO | Internal | Winter | B16 | 25 | 2000 | 0 | 125.31 | 122.63 | 8 | 0
2030 | ENT_2_SOCO | ENT | SOCO | Internal | Winter | B17 | 100 | 2000 | 0 | 124.56 | 122.34 | 8 | 0
2030 | ENT_2_SOCO | ENT | SOCO | Internal | Winter | B18 | 400 | 2000 | 0 | 120.33 | 121.84 | 8 | 0
2030 | ENT_2_SOCO | ENT | SOCO | Internal | Winter | B19 | 700 | 2000 | 0 | 120.33 | 121.84 | 8 | 0
2030 | ENT_2_SOCO | ENT | SOCO | Internal | Winter | B20 | 935 | 2000 | 0 | 120.33 | 121.84 | 8 | 0
2030 | ENT_2_SPP_N | ENT | SPP_N | Internal | Shoulder | B11 | 25 | 1300 | 0 | 122.19 | 122.8 | 8 | 0
2030 | ENT_2_SPP_N | ENT | SPP_N | Internal | Shoulder | B12 | 200 | 1300 | 0 | 121.28 | 116.96 | 8 | 0
2030 | ENT_2_SPP_N | ENT | SPP_N | Internal | Shoulder | B13 | 600 | 1300 | 0 | 119.13 | 114.88 | 8 | 0
2030 | ENT_2_SPP_N | ENT | SPP_N | Internal | Shoulder | B14 | 900 | 1300 | 0 | 117.17 | 108.86 | 8 | 0
2030 | ENT_2_SPP_N | ENT | SPP_N | Internal | Shoulder | B15 | 1203 | 1300 | 0 | 117.17 | 100.89 | 8 | 0
2030 | ENT_2_SPP_N | ENT | SPP_N | Internal | Summer | B1 | 10 | 1300 | 0 | 188.29 | 183.29 | 8 | 0
2030 | ENT_2_SPP_N | ENT | SPP_N | Internal | Summer | B2 | 25 | 1300 | 0 | 184.12 | 180.82 | 8 | 0
2030 | ENT_2_SPP_N | ENT | SPP_N | Internal | Summer | B3 | 75 | 1300 | 0 | 184.12 | 182.76 | 8 | 0
2030 | ENT_2_SPP_N | ENT | SPP_N | Internal | Summer | B4 | 100 | 1300 | 0 | 174.03 | 174.01 | 8 | 0
2030 | ENT_2_SPP_N | ENT | SPP_N | Internal | Summer | B5 | 200 | 1300 | 861.34 | 154.9 | 162.9 | 8 | 0
2030 | ENT_2_SPP_N | ENT | SPP_N | Internal | Summer | B6 | 300 | 1300 | 897.8 | 136.98 | 144.98 | 8 | 0
2030 | ENT_2_SPP_N | ENT | SPP_N | Internal | Summer | B7 | 400 | 1300 | 0 | 120.53 | 124.65 | 8 | 0
2030 | ENT_2_SPP_N | ENT | SPP_N | Internal | Summer | B8 | 500 | 1300 | 0 | 120.53 | 119.54 | 8 | 0
2030 | ENT_2_SPP_N | ENT | SPP_N | Internal | Summer | B9 | 800 | 1300 | 0 | 119.63 | 115.54 | 8 | 0
2030 | ENT_2_SPP_N | ENT | SPP_N | Internal | Summer | B10 | 1262 | 1300 | 0 | 115.57 | 104.9 | 8 | 0
2030 | ENT_2_SPP_N | ENT | SPP_N | Internal | Winter | B16 | 25 | 1300 | 0 | 125.31 | 120.31 | 8 | 0
2030 | ENT_2_SPP_N | ENT | SPP_N | Internal | Winter | B17 | 100 | 1300 | 0 | 124.56 | 115.25 | 8 | 0
2030 | ENT_2_SPP_N | ENT | SPP_N | Internal | Winter | B18 | 400 | 1300 | 0 | 120.33 | 115.31 | 8 | 0
2030 | ENT_2_SPP_N | ENT | SPP_N | Internal | Winter | B19 | 700 | 1300 | 0 | 120.33 | 115.31 | 8 | 0
2030 | ENT_2_SPP_N | ENT | SPP_N | Internal | Winter | B20 | 935 | 1300 | 0 | 120.33 | 103.76 | 8 | 0
2030 | ENT_2_SPP_S | ENT | SPP_S | Internal | Shoulder | B11 | 25 | 1300 | 0 | 122.19 | 122.79 | 8 | 0
2030 | ENT_2_SPP_S | ENT | SPP_S | Internal | Shoulder | B12 | 200 | 1300 | 0 | 121.28 | 116.97 | 8 | 0
2030 | ENT_2_SPP_S | ENT | SPP_S | Internal | Shoulder | B13 | 600 | 1300 | 0 | 119.13 | 114.89 | 8 | 0
2030 | ENT_2_SPP_S | ENT | SPP_S | Internal | Shoulder | B14 | 900 | 1300 | 0 | 117.17 | 108.87 | 8 | 0
2030 | ENT_2_SPP_S | ENT | SPP_S | Internal | Shoulder | B15 | 1203 | 1300 | 0 | 117.17 | 100.89 | 8 | 0
2030 | ENT_2_SPP_S | ENT | SPP_S | Internal | Summer | B1 | 10 | 1300 | 0 | 188.29 | 121 | 8 | 0
2030 | ENT_2_SPP_S | ENT | SPP_S | Internal | Summer | B2 | 25 | 1300 | 0 | 184.12 | 168.33 | 8 | 0
2030 | ENT_2_SPP_S | ENT | SPP_S | Internal | Summer | B3 | 75 | 1300 | 0 | 184.12 | 168.33 | 8 | 0
2030 | ENT_2_SPP_S | ENT | SPP_S | Internal | Summer | B4 | 100 | 1300 | 0 | 174.03 | 168.33 | 8 | 0
2030 | ENT_2_SPP_S | ENT | SPP_S | Internal | Summer | B5 | 200 | 1300 | 0 | 154.9 | 162.89 | 8 | 0
2030 | ENT_2_SPP_S | ENT | SPP_S | Internal | Summer | B6 | 300 | 1300 | 686.76 | 136.98 | 144.98 | 8 | 0
2030 | ENT_2_SPP_S | ENT | SPP_S | Internal | Summer | B7 | 400 | 1300 | 0 | 120.53 | 124.66 | 8 | 0
2030 | ENT_2_SPP_S | ENT | SPP_S | Internal | Summer | B8 | 500 | 1300 | 0 | 120.53 | 119.55 | 8 | 0
2030 | ENT_2_SPP_S | ENT | SPP_S | Internal | Summer | B9 | 800 | 1300 | 0 | 119.63 | 115.55 | 8 | 0
2030 | ENT_2_SPP_S | ENT | SPP_S | Internal | Summer | B10 | 1262 | 1300 | 0 | 115.57 | 105.27 | 8 | 0
2030 | ENT_2_SPP_S | ENT | SPP_S | Internal | Winter | B16 | 25 | 1300 | 0 | 125.31 | 120.32 | 8 | 0
2030 | ENT_2_SPP_S | ENT | SPP_S | Internal | Winter | B17 | 100 | 1300 | 0 | 124.56 | 115.27 | 8 | 0
2030 | ENT_2_SPP_S | ENT | SPP_S | Internal | Winter | B18 | 400 | 1300 | 0 | 120.33 | 115.33 | 8 | 0
2030 | ENT_2_SPP_S | ENT | SPP_S | Internal | Winter | B19 | 700 | 1300 | 0 | 120.33 | 115.33 | 8 | 0
2030 | ENT_2_SPP_S | ENT | SPP_S | Internal | Winter | B20 | 935 | 1300 | 0 | 120.33 | 103.74 | 8 | 0
2030 | ENT_2_TVA_Transmission | ENT | TVA_Transmission | Internal | Shoulder | B11 | 25 | 2100 | 0 | 122.19 | 128.53 | 8 | 0
2030 | ENT_2_TVA_Transmission | ENT | TVA_Transmission | Internal | Shoulder | B12 | 200 | 2100 | 0 | 121.28 | 124.57 | 8 | 0
2030 | ENT_2_TVA_Transmission | ENT | TVA_Transmission | Internal | Shoulder | B13 | 600 | 2100 | 0 | 119.13 | 120.23 | 8 | 0
2030 | ENT_2_TVA_Transmission | ENT | TVA_Transmission | Internal | Shoulder | B14 | 900 | 2100 | 0 | 117.17 | 119.27 | 8 | 0
2030 | ENT_2_TVA_Transmission | ENT | TVA_Transmission | Internal | Shoulder | B15 | 1203 | 2100 | 0 | 117.17 | 118.56 | 8 | 0
2030 | ENT_2_TVA_Transmission | ENT | TVA_Transmission | Internal | Summer | B1 | 10 | 2100 | 0 | 188.29 | 193.78 | 8 | 0
2030 | ENT_2_TVA_Transmission | ENT | TVA_Transmission | Internal | Summer | B2 | 25 | 2100 | 0 | 184.12 | 190.76 | 8 | 0
2030 | ENT_2_TVA_Transmission | ENT | TVA_Transmission | Internal | Summer | B3 | 75 | 2100 | 0 | 184.12 | 188.82 | 8 | 0
2030 | ENT_2_TVA_Transmission | ENT | TVA_Transmission | Internal | Summer | B4 | 100 | 2100 | 130.48 | 174.03 | 182.03 | 8 | 0
2030 | ENT_2_TVA_Transmission | ENT | TVA_Transmission | Internal | Summer | B5 | 200 | 2100 | 0 | 154.9 | 161.72 | 8 | 0
2030 | ENT_2_TVA_Transmission | ENT | TVA_Transmission | Internal | Summer | B6 | 300 | 2100 | 0 | 136.98 | 137.62 | 8 | 0
2030 | ENT_2_TVA_Transmission | ENT | TVA_Transmission | Internal | Summer | B7 | 400 | 2100 | 0 | 120.53 | 121.07 | 8 | 0
2030 | ENT_2_TVA_Transmission | ENT | TVA_Transmission | Internal | Summer | B8 | 500 | 2100 | 0 | 120.53 | 118.56 | 8 | 0
2030 | ENT_2_TVA_Transmission | ENT | TVA_Transmission | Internal | Summer | B9 | 800 | 2100 | 0 | 119.63 | 117.39 | 8 | 0
2030 | ENT_2_TVA_Transmission | ENT | TVA_Transmission | Internal | Summer | B10 | 1262 | 2100 | 0 | 115.57 | 109.99 | 8 | 0
2030 | ENT_2_TVA_Transmission | ENT | TVA_Transmission | Internal | Winter | B16 | 25 | 2100 | 0 | 125.31 | 130.15 | 8 | 0
2030 | ENT_2_TVA_Transmission | ENT | TVA_Transmission | Internal | Winter | B17 | 100 | 2100 | 0 | 124.56 | 127.25 | 8 | 0
2030 | ENT_2_TVA_Transmission | ENT | TVA_Transmission | Internal | Winter | B18 | 400 | 2100 | 0 | 120.33 | 121.69 | 8 | 0
2030 | ENT_2_TVA_Transmission | ENT | TVA_Transmission | Internal | Winter | B19 | 700 | 2100 | 0 | 120.33 | 121.62 | 8 | 0
2030 | ENT_2_TVA_Transmission | ENT | TVA_Transmission | Internal | Winter | B20 | 935 | 2100 | 0 | 120.33 | 121.59 | 8 | 0
2030 | FRCC_2_SOCO | FRCC | SOCO | Internal | Shoulder | B11 | 25 | 900 | 0 | 124.41 | 119.57 | 8 | 0
2030 | FRCC_2_SOCO | FRCC | SOCO | Internal | Shoulder | B12 | 200 | 900 | 0 | 124.41 | 119.18 | 8 | 0
2030 | FRCC_2_SOCO | FRCC | SOCO | Internal | Shoulder | B13 | 600 | 900 | 0 | 124.41 | 119.18 | 8 | 0
2030 | FRCC_2_SOCO | FRCC | SOCO | Internal | Shoulder | B14 | 900 | 900 | 0 | 124.41 | 119.18 | 8 | 0
2030 | FRCC_2_SOCO | FRCC | SOCO | Internal | Shoulder | B15 | 1203 | 900 | 0 | 124.41 | 119.18 | 8 | 0
2030 | FRCC_2_SOCO | FRCC | SOCO | Internal | Summer | B1 | 10 | 900 | 0 | 197.79 | 196.29 | 8 | 0
2030 | FRCC_2_SOCO | FRCC | SOCO | Internal | Summer | B2 | 25 | 900 | 0 | 197.79 | 192.12 | 8 | 0
2030 | FRCC_2_SOCO | FRCC | SOCO | Internal | Summer | B3 | 75 | 900 | 0 | 191.84 | 192.12 | 8 | 0
2030 | FRCC_2_SOCO | FRCC | SOCO | Internal | Summer | B4 | 100 | 900 | 0 | 191.84 | 182.03 | 8 | 0
2030 | FRCC_2_SOCO | FRCC | SOCO | Internal | Summer | B5 | 200 | 900 | 213.94 | 147.77 | 155.77 | 8 | 0
2030 | FRCC_2_SOCO | FRCC | SOCO | Internal | Summer | B6 | 300 | 900 | 0 | 123.5 | 130.58 | 8 | 0
2030 | FRCC_2_SOCO | FRCC | SOCO | Internal | Summer | B7 | 400 | 900 | 0 | 123.5 | 117.68 | 8 | 0
2030 | FRCC_2_SOCO | FRCC | SOCO | Internal | Summer | B8 | 500 | 900 | 0 | 123.5 | 117.68 | 8 | 0
2030 | FRCC_2_SOCO | FRCC | SOCO | Internal | Summer | B9 | 800 | 900 | 0 | 123.5 | 117.68 | 8 | 0
2030 | FRCC_2_SOCO | FRCC | SOCO | Internal | Summer | B10 | 1262 | 900 | 0 | 111.51 | 114.83 | 8 | 0
2030 | FRCC_2_SOCO | FRCC | SOCO | Internal | Winter | B16 | 25 | 900 | 0 | 127.07 | 122.63 | 8 | 0
2030 | FRCC_2_SOCO | FRCC | SOCO | Internal | Winter | B17 | 100 | 900 | 0 | 127.07 | 122.34 | 8 | 0
2030 | FRCC_2_SOCO | FRCC | SOCO | Internal | Winter | B18 | 400 | 900 | 0 | 127.07 | 121.84 | 8 | 0
2030 | FRCC_2_SOCO | FRCC | SOCO | Internal | Winter | B19 | 700 | 900 | 0 | 127.07 | 121.84 | 8 | 0
2030 | FRCC_2_SOCO | FRCC | SOCO | Internal | Winter | B20 | 935 | 900 | 0 | 120.93 | 121.84 | 8 | 0
2030 | HQ_NEISO_2_NEISO | HQ_NEISO | NEISO | Internal | Shoulder | B11 | 25 | 99999 | 3866.9 | 82.58 | 82.59 | 0.01 | 0
2030 | HQ_NEISO_2_NEISO | HQ_NEISO | NEISO | Internal | Shoulder | B12 | 200 | 99999 | 3857.4 | 82.58 | 82.59 | 0.01 | 0
2030 | HQ_NEISO_2_NEISO | HQ_NEISO | NEISO | Internal | Shoulder | B13 | 600 | 99999 | 3820.02 | 82.58 | 82.59 | 0.01 | 0
2030 | HQ_NEISO_2_NEISO | HQ_NEISO | NEISO | Internal | Shoulder | B14 | 900 | 99999 | 3754.63 | 82.58 | 82.59 | 0.01 | 0
2030 | HQ_NEISO_2_NEISO | HQ_NEISO | NEISO | Internal | Shoulder | B15 | 1203 | 99999 | 1797.77 | 82.58 | 82.59 | 0.01 | 0
2030 | HQ_NEISO_2_NEISO | HQ_NEISO | NEISO | Internal | Summer | B1 | 10 | 99999 | 4396.59 | 126.37 | 126.38 | 0.01 | 0
2030 | HQ_NEISO_2_NEISO | HQ_NEISO | NEISO | Internal | Summer | B2 | 25 | 99999 | 4333.83 | 126.37 | 126.38 | 0.01 | 0
2030 | HQ_NEISO_2_NEISO | HQ_NEISO | NEISO | Internal | Summer | B3 | 75 | 99999 | 4208.73 | 112.69 | 112.7 | 0.01 | 0
2030 | HQ_NEISO_2_NEISO | HQ_NEISO | NEISO | Internal | Summer | B4 | 100 | 99999 | 4101.2 | 107.68 | 107.7 | 0.01 | 0
2030 | HQ_NEISO_2_NEISO | HQ_NEISO | NEISO | Internal | Summer | B5 | 200 | 99999 | 4042.71 | 107.68 | 107.7 | 0.01 | 0
2030 | HQ_NEISO_2_NEISO | HQ_NEISO | NEISO | Internal | Summer | B6 | 300 | 99999 | 3976.74 | 99.27 | 99.28 | 0.01 | 0
2030 | HQ_NEISO_2_NEISO | HQ_NEISO | NEISO | Internal | Summer | B7 | 400 | 99999 | 3901.16 | 92.99 | 93 | 0.01 | 0
2030 | HQ_NEISO_2_NEISO | HQ_NEISO | NEISO | Internal | Summer | B8 | 500 | 99999 | 3841.73 | 92.99 | 93 | 0.01 | 0
2030 | HQ_NEISO_2_NEISO | HQ_NEISO | NEISO | Internal | Summer | B9 | 800 | 99999 | 3768.93 | 92.99 | 93 | 0.01 | 0
2030 | HQ_NEISO_2_NEISO | HQ_NEISO | NEISO | Internal | Summer | B10 | 1262 | 99999 | 1472.05 | 92.99 | 93 | 0.01 | 0
2030 | HQ_NEISO_2_NEISO | HQ_NEISO | NEISO | Internal | Winter | B16 | 25 | 99999 | 3998.52 | 82.58 | 82.59 | 0.01 | 0
2030 | HQ_NEISO_2_NEISO | HQ_NEISO | NEISO | Internal | Winter | B17 | 100 | 99999 | 3945.7 | 82.58 | 82.59 | 0.01 | 0
2030 | HQ_NEISO_2_NEISO | HQ_NEISO | NEISO | Internal | Winter | B18 | 400 | 99999 | 3905.27 | 82.58 | 82.59 | 0.01 | 0
2030 | HQ_NEISO_2_NEISO | HQ_NEISO | NEISO | Internal | Winter | B19 | 700 | 99999 | 3829.95 | 82.58 | 82.59 | 0.01 | 0
2030 | HQ_NEISO_2_NEISO | HQ_NEISO | NEISO | Internal | Winter | B20 | 935 | 99999 | 1964.44 | 82.58 | 82.59 | 0.01 | 0
2030 | HQ_NY_2_NYISO_A-F | HQ_NY | NYISO_A-F | Internal | Shoulder | B11 | 25 | 99999 | 2812.27 | 79.58 | 79.59 | 0.01 | 0
2030 | HQ_NY_2_NYISO_A-F | HQ_NY | NYISO_A-F | Internal | Shoulder | B12 | 200 | 99999 | 2847.69 | 79.58 | 79.59 | 0.01 | 0
2030 | HQ_NY_2_NYISO_A-F | HQ_NY | NYISO_A-F | Internal | Shoulder | B13 | 600 | 99999 | 2781.85 | 79.58 | 79.59 | 0.01 | 0
2030 | HQ_NY_2_NYISO_A-F | HQ_NY | NYISO_A-F | Internal | Shoulder | B14 | 900 | 99999 | 2673.14 | 79.58 | 79.59 | 0.01 | 0
2030 | HQ_NY_2_NYISO_A-F | HQ_NY | NYISO_A-F | Internal | Shoulder | B15 | 1203 | 99999 | 1582.7 | 79.58 | 79.59 | 0.01 | 0
2030 | HQ_NY_2_NYISO_A-F | HQ_NY | NYISO_A-F | Internal | Summer | B1 | 10 | 99999 | 3500.1 | 97.25 | 97.26 | 0.01 | 0
2030 | HQ_NY_2_NYISO_A-F | HQ_NY | NYISO_A-F | Internal | Summer | B2 | 25 | 99999 | 3406.71 | 115.69 | 115.7 | 0.01 | 0
2030 | HQ_NY_2_NYISO_A-F | HQ_NY | NYISO_A-F | Internal | Summer | B3 | 75 | 99999 | 3266.7 | 115.69 | 115.7 | 0.01 | 0
2030 | HQ_NY_2_NYISO_A-F | HQ_NY | NYISO_A-F | Internal | Summer | B4 | 100 | 99999 | 3116.37 | 113.33 | 113.34 | 0.01 | 0
2030 | HQ_NY_2_NYISO_A-F | HQ_NY | NYISO_A-F | Internal | Summer | B5 | 200 | 99999 | 3025.59 | 110.68 | 110.7 | 0.01 | 0
2030 | HQ_NY_2_NYISO_A-F | HQ_NY | NYISO_A-F | Internal | Summer | B6 | 300 | 99999 | 2934.96 | 102.27 | 102.28 | 0.01 | 0
2030 | HQ_NY_2_NYISO_A-F | HQ_NY | NYISO_A-F | Internal | Summer | B7 | 400 | 99999 | 2830.84 | 97.25 | 97.26 | 0.01 | 0
2030 | HQ_NY_2_NYISO_A-F | HQ_NY | NYISO_A-F | Internal | Summer | B8 | 500 | 99999 | 2760.34 | 97.25 | 97.26 | 0.01 | 0
2030 | HQ_NY_2_NYISO_A-F | HQ_NY | NYISO_A-F | Internal | Summer | B9 | 800 | 99999 | 2664.8 | 97.25 | 97.26 | 0.01 | 0
2030 | HQ_NY_2_NYISO_A-F | HQ_NY | NYISO_A-F | Internal | Summer | B10 | 1262 | 99999 | 1436.41 | 97.25 | 97.26 | 0.01 | 0
2030 | HQ_NY_2_NYISO_A-F | HQ_NY | NYISO_A-F | Internal | Winter | B16 | 25 | 99999 | 3058.87 | 79.58 | 79.59 | 0.01 | 0
2030 | HQ_NY_2_NYISO_A-F | HQ_NY | NYISO_A-F | Internal | Winter | B17 | 100 | 99999 | 3001.1 | 79.58 | 79.59 | 0.01 | 0
2030 | HQ_NY_2_NYISO_A-F | HQ_NY | NYISO_A-F | Internal | Winter | B18 | 400 | 99999 | 2934.69 | 79.58 | 79.59 | 0.01 | 0
2030 | HQ_NY_2_NYISO_A-F | HQ_NY | NYISO_A-F | Internal | Winter | B19 | 700 | 99999 | 2819.07 | 79.58 | 79.59 | 0.01 | 0
2030 | HQ_NY_2_NYISO_A-F | HQ_NY | NYISO_A-F | Internal | Winter | B20 | 935 | 99999 | 1762.97 | 79.58 | 79.59 | 0.01 | 0
2030 | HQ_IESO_2_IESO | HQ_IESO | IESO | Internal | Shoulder | B11 | 25 | 99999 | 467.25 | 72.58 | 72.59 | 0.01 | 0
2030 | HQ_IESO_2_IESO | HQ_IESO | IESO | Internal | Shoulder | B12 | 200 | 99999 | 469.06 | 72.58 | 72.59 | 0.01 | 0
2030 | HQ_IESO_2_IESO | HQ_IESO | IESO | Internal | Shoulder | B13 | 600 | 99999 | 466.9 | 72.58 | 72.59 | 0.01 | 0
2030 | HQ_IESO_2_IESO | HQ_IESO | IESO | Internal | Shoulder | B14 | 900 | 99999 | 462.95 | 72.58 | 72.59 | 0.01 | 0
2030 | HQ_IESO_2_IESO | HQ_IESO | IESO | Internal | Shoulder | B15 | 1203 | 99999 | 128.57 | 72.58 | 72.59 | 0.01 | 0
2030 | HQ_IESO_2_IESO | HQ_IESO | IESO | Internal | Summer | B1 | 10 | 99999 | 488.01 | 104.25 | 104.26 | 0.01 | 0
2030 | HQ_IESO_2_IESO | HQ_IESO | IESO | Internal | Summer | B2 | 25 | 99999 | 484.21 | 108.69 | 108.7 | 0.01 | 0
2030 | HQ_IESO_2_IESO | HQ_IESO | IESO | Internal | Summer | B3 | 75 | 99999 | 478.77 | 108.69 | 108.7 | 0.01 | 0
2030 | HQ_IESO_2_IESO | HQ_IESO | IESO | Internal | Summer | B4 | 100 | 99999 | 475.28 | 91.87 | 91.88 | 0.01 | 0
2030 | HQ_IESO_2_IESO | HQ_IESO | IESO | Internal | Summer | B5 | 200 | 99999 | 472.55 | 76.87 | 76.88 | 0.01 | 0
2030 | HQ_IESO_2_IESO | HQ_IESO | IESO | Internal | Summer | B6 | 300 | 99999 | 470.41 | 70.52 | 70.53 | 0.01 | 0
2030 | HQ_IESO_2_IESO | HQ_IESO | IESO | Internal | Summer | B7 | 400 | 99999 | 467.7 | 70.52 | 70.53 | 0.01 | 0
2030 | HQ_IESO_2_IESO | HQ_IESO | IESO | Internal | Summer | B8 | 500 | 99999 | 464.74 | 70.52 | 70.53 | 0.01 | 0
2030 | HQ_IESO_2_IESO | HQ_IESO | IESO | Internal | Summer | B9 | 800 | 99999 | 461.51 | 70.52 | 70.53 | 0.01 | 0
2030 | HQ_IESO_2_IESO | HQ_IESO | IESO | Internal | Summer | B10 | 1262 | 99999 | 65.15 | 70.52 | 70.53 | 0.01 | 0
2030 | HQ_IESO_2_IESO | HQ_IESO | IESO | Internal | Winter | B16 | 25 | 99999 | 477.62 | 72.58 | 72.59 | 0.01 | 0
2030 | HQ_IESO_2_IESO | HQ_IESO | IESO | Internal | Winter | B17 | 100 | 99999 | 475.49 | 72.58 | 72.59 | 0.01 | 0
2030 | HQ_IESO_2_IESO | HQ_IESO | IESO | Internal | Winter | B18 | 400 | 99999 | 473.04 | 72.58 | 72.59 | 0.01 | 0
2030 | HQ_IESO_2_IESO | HQ_IESO | IESO | Internal | Winter | B19 | 700 | 99999 | 468.68 | 72.58 | 72.59 | 0.01 | 0
2030 | HQ_IESO_2_IESO | HQ_IESO | IESO | Internal | Winter | B20 | 935 | 99999 | 149.75 | 72.58 | 72.59 | 0.01 | 0
2030 | IESO_2_MAPP_CA | IESO | MAPP_CA | Internal | Shoulder | B11 | 25 | 262 | 262 | 72.59 | 93.88 | 7 | 14.29
2030 | IESO_2_MAPP_CA | IESO | MAPP_CA | Internal | Shoulder | B12 | 200 | 262 | 262 | 72.59 | 93.88 | 7 | 14.29
2030 | IESO_2_MAPP_CA | IESO | MAPP_CA | Internal | Shoulder | B13 | 600 | 262 | 262 | 72.59 | 93.88 | 7 | 14.29
2030 | IESO_2_MAPP_CA | IESO | MAPP_CA | Internal | Shoulder | B14 | 900 | 262 | 262 | 72.59 | 93.88 | 7 | 14.29
2030 | IESO_2_MAPP_CA | IESO | MAPP_CA | Internal | Shoulder | B15 | 1203 | 262 | 262 | 72.59 | 93.88 | 7 | 14.29
2030 | IESO_2_MAPP_CA | IESO | MAPP_CA | Internal | Summer | B1 | 10 | 262 | 0 | 104.26 | 83.88 | 7 | 0
2030 | IESO_2_MAPP_CA | IESO | MAPP_CA | Internal | Summer | B2 | 25 | 262 | 0 | 108.7 | 83.88 | 7 | 0
2030 | IESO_2_MAPP_CA | IESO | MAPP_CA | Internal | Summer | B3 | 75 | 262 | 0 | 108.7 | 83.88 | 7 | 0
2030 | IESO_2_MAPP_CA | IESO | MAPP_CA | Internal | Summer | B4 | 100 | 262 | 0 | 91.88 | 83.88 | 7 | 0
2030 | IESO_2_MAPP_CA | IESO | MAPP_CA | Internal | Summer | B5 | 200 | 262 | 88.04 | 76.88 | 83.88 | 7 | 0
2030 | IESO_2_MAPP_CA | IESO | MAPP_CA | Internal | Summer | B6 | 300 | 262 | 262 | 70.53 | 83.88 | 7 | 6.35
2030 | IESO_2_MAPP_CA | IESO | MAPP_CA | Internal | Summer | B7 | 400 | 262 | 262 | 70.53 | 83.88 | 7 | 6.35
2030 | IESO_2_MAPP_CA | IESO | MAPP_CA | Internal | Summer | B8 | 500 | 262 | 262 | 70.53 | 83.88 | 7 | 6.35
2030 | IESO_2_MAPP_CA | IESO | MAPP_CA | Internal | Summer | B9 | 800 | 262 | 262 | 70.53 | 83.88 | 7 | 6.35
2030 | IESO_2_MAPP_CA | IESO | MAPP_CA | Internal | Summer | B10 | 1262 | 262 | 262 | 70.53 | 83.88 | 7 | 6.35
2030 | IESO_2_MAPP_CA | IESO | MAPP_CA | Internal | Winter | B16 | 25 | 262 | 262 | 72.59 | 96.74 | 7 | 17.15
2030 | IESO_2_MAPP_CA | IESO | MAPP_CA | Internal | Winter | B17 | 100 | 262 | 262 | 72.59 | 96.74 | 7 | 17.15
2030 | IESO_2_MAPP_CA | IESO | MAPP_CA | Internal | Winter | B18 | 400 | 262 | 262 | 72.59 | 96.74 | 7 | 17.15
2030 | IESO_2_MAPP_CA | IESO | MAPP_CA | Internal | Winter | B19 | 700 | 262 | 262 | 72.59 | 96.74 | 7 | 17.15
2030 | IESO_2_MAPP_CA | IESO | MAPP_CA | Internal | Winter | B20 | 935 | 262 | 262 | 72.59 | 96.74 | 7 | 17.15
2030 | IESO_2_MISO_MI | IESO | MISO_MI | Internal | Shoulder | B11 | 25 | 1840 | 1840 | 72.59 | 125.54 | 7 | 45.95
2030 | IESO_2_MISO_MI | IESO | MISO_MI | Internal | Shoulder | B12 | 200 | 1840 | 1840 | 72.59 | 118.35 | 7 | 38.76
2030 | IESO_2_MISO_MI | IESO | MISO_MI | Internal | Shoulder | B13 | 600 | 1840 | 1840 | 72.59 | 114.12 | 7 | 34.53
2030 | IESO_2_MISO_MI | IESO | MISO_MI | Internal | Shoulder | B14 | 900 | 1840 | 1840 | 72.59 | 114.11 | 7 | 34.53
2030 | IESO_2_MISO_MI | IESO | MISO_MI | Internal | Shoulder | B15 | 1203 | 1840 | 1840 | 72.59 | 112.34 | 7 | 32.75
2030 | IESO_2_MISO_MI | IESO | MISO_MI | Internal | Summer | B1 | 10 | 1840 | 1840 | 104.26 | 185.78 | 7 | 74.53
2030 | IESO_2_MISO_MI | IESO | MISO_MI | Internal | Summer | B2 | 25 | 1840 | 1840 | 108.7 | 182.73 | 7 | 67.04
2030 | IESO_2_MISO_MI | IESO | MISO_MI | Internal | Summer | B3 | 75 | 1840 | 1840 | 108.7 | 182.73 | 7 | 67.04
2030 | IESO_2_MISO_MI | IESO | MISO_MI | Internal | Summer | B4 | 100 | 1840 | 1840 | 91.88 | 174.03 | 7 | 75.14
2030 | IESO_2_MISO_MI | IESO | MISO_MI | Internal | Summer | B5 | 200 | 1840 | 1840 | 76.88 | 157.77 | 7 | 73.89
2030 | IESO_2_MISO_MI | IESO | MISO_MI | Internal | Summer | B6 | 300 | 1840 | 1840 | 70.53 | 141.73 | 7 | 64.2
2030 | IESO_2_MISO_MI | IESO | MISO_MI | Internal | Summer | B7 | 400 | 1840 | 1840 | 70.53 | 117.65 | 7 | 40.12
2030 | IESO_2_MISO_MI | IESO | MISO_MI | Internal | Summer | B8 | 500 | 1840 | 1840 | 70.53 | 112.87 | 7 | 35.34
2030 | IESO_2_MISO_MI | IESO | MISO_MI | Internal | Summer | B9 | 800 | 1840 | 1840 | 70.53 | 112.87 | 7 | 35.34
2030 | IESO_2_MISO_MI | IESO | MISO_MI | Internal | Summer | B10 | 1262 | 1840 | 1840 | 70.53 | 109.88 | 7 | 32.35
2030 | IESO_2_MISO_MI | IESO | MISO_MI | Internal | Winter | B16 | 25 | 1840 | 1840 | 72.59 | 126.14 | 7 | 46.55
2030 | IESO_2_MISO_MI | IESO | MISO_MI | Internal | Winter | B17 | 100 | 1840 | 1840 | 72.59 | 120.23 | 7 | 40.64
2030 | IESO_2_MISO_MI | IESO | MISO_MI | Internal | Winter | B18 | 400 | 1840 | 1840 | 72.59 | 117.54 | 7 | 37.95
2030 | IESO_2_MISO_MI | IESO | MISO_MI | Internal | Winter | B19 | 700 | 1840 | 1840 | 72.59 | 116.87 | 7 | 37.28
2030 | IESO_2_MISO_MI | IESO | MISO_MI | Internal | Winter | B20 | 935 | 1840 | 1840 | 72.59 | 113.66 | 7 | 34.07
2030 | IESO_2_MISO_W | IESO | MISO_W | Internal | Shoulder | B11 | 25 | 140 | 140 | 72.59 | 121.58 | 7 | 41.99
2030 | IESO_2_MISO_W | IESO | MISO_W | Internal | Shoulder | B12 | 200 | 140 | 140 | 72.59 | 115.7 | 7 | 36.11
2030 | IESO_2_MISO_W | IESO | MISO_W | Internal | Shoulder | B13 | 600 | 140 | 140 | 72.59 | 107.88 | 7 | 28.29
2030 | IESO_2_MISO_W | IESO | MISO_W | Internal | Shoulder | B14 | 900 | 140 | 140 | 72.59 | 101.86 | 7 | 22.27
2030 | IESO_2_MISO_W | IESO | MISO_W | Internal | Shoulder | B15 | 1203 | 140 | 140 | 72.59 | 93.89 | 7 | 14.3
2030 | IESO_2_MISO_W | IESO | MISO_W | Internal | Summer | B1 | 10 | 140 | 140 | 104.26 | 185.5 | 7 | 74.24
2030 | IESO_2_MISO_W | IESO | MISO_W | Internal | Summer | B2 | 25 | 140 | 140 | 108.7 | 180.81 | 7 | 65.11
2030 | IESO_2_MISO_W | IESO | MISO_W | Internal | Summer | B3 | 75 | 140 | 140 | 108.7 | 182.75 | 7 | 67.05
2030 | IESO_2_MISO_W | IESO | MISO_W | Internal | Summer | B4 | 100 | 140 | 140 | 91.88 | 174.03 | 7 | 75.14
2030 | IESO_2_MISO_W | IESO | MISO_W | Internal | Summer | B5 | 200 | 140 | 140 | 76.88 | 161.76 | 7 | 77.88
2030 | IESO_2_MISO_W | IESO | MISO_W | Internal | Summer | B6 | 300 | 140 | 140 | 70.53 | 143.58 | 7 | 66.04
2030 | IESO_2_MISO_W | IESO | MISO_W | Internal | Summer | B7 | 400 | 140 | 140 | 70.53 | 117.65 | 7 | 40.12
2030 | IESO_2_MISO_W | IESO | MISO_W | Internal | Summer | B8 | 500 | 140 | 140 | 70.53 | 112.54 | 7 | 35.01
2030 | IESO_2_MISO_W | IESO | MISO_W | Internal | Summer | B9 | 800 | 140 | 140 | 70.53 | 112.53 | 7 | 35
2030 | IESO_2_MISO_W | IESO | MISO_W | Internal | Summer | B10 | 1262 | 140 | 140 | 70.53 | 97.88 | 7 | 20.35
2030 | IESO_2_MISO_W | IESO | MISO_W | Internal | Winter | B16 | 25 | 140 | 140 | 72.59 | 96.76 | 7 | 17.17
2030 | IESO_2_MISO_W | IESO | MISO_W | Internal | Winter | B17 | 100 | 140 | 140 | 72.59 | 108.24 | 7 | 28.65
2030 | IESO_2_MISO_W | IESO | MISO_W | Internal | Winter | B18 | 400 | 140 | 140 | 72.59 | 108.31 | 7 | 28.73
2030 | IESO_2_MISO_W | IESO | MISO_W | Internal | Winter | B19 | 700 | 140 | 140 | 72.59 | 108.31 | 7 | 28.73
2030 | IESO_2_MISO_W | IESO | MISO_W | Internal | Winter | B20 | 935 | 140 | 140 | 72.59 | 96.76 | 7 | 17.17
2030 | IESO_2_NYISO_A-F | IESO | NYISO_A-F | Internal | Shoulder | B11 | 25 | 1725 | 1269.5 | 72.59 | 79.59 | 7 | 0
2030 | IESO_2_NYISO_A-F | IESO | NYISO_A-F | Internal | Shoulder | B12 | 200 | 1725 | 1603.27 | 72.59 | 79.59 | 7 | 0
2030 | IESO_2_NYISO_A-F | IESO | NYISO_A-F | Internal | Shoulder | B13 | 600 | 1725 | 1509.22 | 72.59 | 79.59 | 7 | 0
2030 | IESO_2_NYISO_A-F | IESO | NYISO_A-F | Internal | Shoulder | B14 | 900 | 1725 | 1547.12 | 72.59 | 79.59 | 7 | 0
2030 | IESO_2_NYISO_A-F | IESO | NYISO_A-F | Internal | Shoulder | B15 | 1203 | 1725 | 1572.93 | 72.59 | 79.59 | 7 | 0
2030 | IESO_2_NYISO_A-F | IESO | NYISO_A-F | Internal | Summer | B1 | 10 | 1725 | 0 | 104.26 | 97.26 | 7 | 0
2030 | IESO_2_NYISO_A-F | IESO | NYISO_A-F | Internal | Summer | B2 | 25 | 1725 | 1027.98 | 108.7 | 115.7 | 7 | 0
2030 | IESO_2_NYISO_A-F | IESO | NYISO_A-F | Internal | Summer | B3 | 75 | 1725 | 1331.45 | 108.7 | 115.7 | 7 | 0
2030 | IESO_2_NYISO_A-F | IESO | NYISO_A-F | Internal | Summer | B4 | 100 | 1725 | 1725 | 91.88 | 113.34 | 7 | 14.46
2030 | IESO_2_NYISO_A-F | IESO | NYISO_A-F | Internal | Summer | B5 | 200 | 1725 | 1725 | 76.88 | 110.7 | 7 | 26.81
2030 | IESO_2_NYISO_A-F | IESO | NYISO_A-F | Internal | Summer | B6 | 300 | 1725 | 1725 | 70.53 | 102.28 | 7 | 24.75
2030 | IESO_2_NYISO_A-F | IESO | NYISO_A-F | Internal | Summer | B7 | 400 | 1725 | 1725 | 70.53 | 97.26 | 7 | 19.73
2030 | IESO_2_NYISO_A-F | IESO | NYISO_A-F | Internal | Summer | B8 | 500 | 1725 | 1725 | 70.53 | 97.26 | 7 | 19.73
2030 | IESO_2_NYISO_A-F | IESO | NYISO_A-F | Internal | Summer | B9 | 800 | 1725 | 1725 | 70.53 | 97.26 | 7 | 19.73
2030 | IESO_2_NYISO_A-F | IESO | NYISO_A-F | Internal | Summer | B10 | 1262 | 1725 | 1725 | 70.53 | 97.26 | 7 | 19.73
2030 | IESO_2_NYISO_A-F | IESO | NYISO_A-F | Internal | Winter | B16 | 25 | 1725 | 1107.27 | 72.59 | 79.59 | 7 | 0
2030 | IESO_2_NYISO_A-F | IESO | NYISO_A-F | Internal | Winter | B17 | 100 | 1725 | 1100.7 | 72.59 | 79.59 | 7 | 0
2030 | IESO_2_NYISO_A-F | IESO | NYISO_A-F | Internal | Winter | B18 | 400 | 1725 | 1059.45 | 72.59 | 79.59 | 7 | 0
2030 | IESO_2_NYISO_A-F | IESO | NYISO_A-F | Internal | Winter | B19 | 700 | 1725 | 991.54 | 72.59 | 79.59 | 7 | 0
2030 | IESO_2_NYISO_A-F | IESO | NYISO_A-F | Internal | Winter | B20 | 935 | 1725 | 1092.28 | 72.59 | 79.59 | 7 | 0
2030 | MAPP_CA_2_IESO | MAPP_CA | IESO | Internal | Shoulder | B11 | 25 | 330 | 0 | 93.88 | 72.59 | 8 | 0
2030 | MAPP_CA_2_IESO | MAPP_CA | IESO | Internal | Shoulder | B12 | 200 | 330 | 0 | 93.88 | 72.59 | 8 | 0
2030 | MAPP_CA_2_IESO | MAPP_CA | IESO | Internal | Shoulder | B13 | 600 | 330 | 0 | 93.88 | 72.59 | 8 | 0
2030 | MAPP_CA_2_IESO | MAPP_CA | IESO | Internal | Shoulder | B14 | 900 | 330 | 0 | 93.88 | 72.59 | 8 | 0
2030 | MAPP_CA_2_IESO | MAPP_CA | IESO | Internal | Shoulder | B15 | 1203 | 330 | 0 | 93.88 | 72.59 | 8 | 0
2030 | MAPP_CA_2_IESO | MAPP_CA | IESO | Internal | Summer | B1 | 10 | 330 | 330 | 83.88 | 104.26 | 8 | 12.38
2030 | MAPP_CA_2_IESO | MAPP_CA | IESO | Internal | Summer | B2 | 25 | 330 | 330 | 83.88 | 108.7 | 8 | 16.81
2030 | MAPP_CA_2_IESO | MAPP_CA | IESO | Internal | Summer | B3 | 75 | 330 | 330 | 83.88 | 108.7 | 8 | 16.81
2030 | MAPP_CA_2_IESO | MAPP_CA | IESO | Internal | Summer | B4 | 100 | 330 | 227.31 | 83.88 | 91.88 | 8 | 0
2030 | MAPP_CA_2_IESO | MAPP_CA | IESO | Internal | Summer | B5 | 200 | 330 | 0 | 83.88 | 76.88 | 8 | 0
2030 | MAPP_CA_2_IESO | MAPP_CA | IESO | Internal | Summer | B6 | 300 | 330 | 0 | 83.88 | 70.53 | 8 | 0
2030 | MAPP_CA_2_IESO | MAPP_CA | IESO | Internal | Summer | B7 | 400 | 330 | 0 | 83.88 | 70.53 | 8 | 0
2030 | MAPP_CA_2_IESO | MAPP_CA | IESO | Internal | Summer | B8 | 500 | 330 | 0 | 83.88 | 70.53 | 8 | 0
2030 | MAPP_CA_2_IESO | MAPP_CA | IESO | Internal | Summer | B9 | 800 | 330 | 0 | 83.88 | 70.53 | 8 | 0
2030 | MAPP_CA_2_IESO | MAPP_CA | IESO | Internal | Summer | B10 | 1262 | 330 | 0 | 83.88 | 70.53 | 8 | 0
2030 | MAPP_CA_2_IESO | MAPP_CA | IESO | Internal | Winter | B16 | 25 | 330 | 0 | 96.74 | 72.59 | 8 | 0
2030 | MAPP_CA_2_IESO | MAPP_CA | IESO | Internal | Winter | B17 | 100 | 330 | 0 | 96.74 | 72.59 | 8 | 0
2030 | MAPP_CA_2_IESO | MAPP_CA | IESO | Internal | Winter | B18 | 400 | 330 | 0 | 96.74 | 72.59 | 8 | 0
2030 | MAPP_CA_2_IESO | MAPP_CA | IESO | Internal | Winter | B19 | 700 | 330 | 0 | 96.74 | 72.59 | 8 | 0
2030 | MAPP_CA_2_IESO | MAPP_CA | IESO | Internal | Winter | B20 | 935 | 330 | 0 | 96.74 | 72.59 | 8 | 0
2030 | MAPP_CA_2_MAPP_US | MAPP_CA | MAPP_US | Internal | Shoulder | B11 | 25 | 372 | 372 | 93.88 | 114.58 | 7 | 13.7
2030 | MAPP_CA_2_MAPP_US | MAPP_CA | MAPP_US | Internal | Shoulder | B12 | 200 | 372 | 372 | 93.88 | 108.7 | 7 | 7.82
2030 | MAPP_CA_2_MAPP_US | MAPP_CA | MAPP_US | Internal | Shoulder | B13 | 600 | 372 | 168.13 | 93.88 | 100.88 | 7 | 0
2030 | MAPP_CA_2_MAPP_US | MAPP_CA | MAPP_US | Internal | Shoulder | B14 | 900 | 372 | 0 | 93.88 | 94.86 | 7 | 0
2030 | MAPP_CA_2_MAPP_US | MAPP_CA | MAPP_US | Internal | Shoulder | B15 | 1203 | 372 | 0 | 93.88 | 86.89 | 7 | 0
2030 | MAPP_CA_2_MAPP_US | MAPP_CA | MAPP_US | Internal | Summer | B1 | 10 | 372 | 372 | 83.88 | 178.5 | 7 | 87.61
2030 | MAPP_CA_2_MAPP_US | MAPP_CA | MAPP_US | Internal | Summer | B2 | 25 | 372 | 372 | 83.88 | 173.81 | 7 | 82.92
2030 | MAPP_CA_2_MAPP_US | MAPP_CA | MAPP_US | Internal | Summer | B3 | 75 | 372 | 372 | 83.88 | 175.75 | 7 | 84.86
2030 | MAPP_CA_2_MAPP_US | MAPP_CA | MAPP_US | Internal | Summer | B4 | 100 | 372 | 372 | 83.88 | 167.03 | 7 | 76.14
2030 | MAPP_CA_2_MAPP_US | MAPP_CA | MAPP_US | Internal | Summer | B5 | 200 | 372 | 372 | 83.88 | 154.76 | 7 | 63.88
2030 | MAPP_CA_2_MAPP_US | MAPP_CA | MAPP_US | Internal | Summer | B6 | 300 | 372 | 372 | 83.88 | 136.58 | 7 | 45.69
2030 | MAPP_CA_2_MAPP_US | MAPP_CA | MAPP_US | Internal | Summer | B7 | 400 | 372 | 372 | 83.88 | 110.65 | 7 | 19.76
2030 | MAPP_CA_2_MAPP_US | MAPP_CA | MAPP_US | Internal | Summer | B8 | 500 | 372 | 372 | 83.88 | 105.54 | 7 | 14.66
2030 | MAPP_CA_2_MAPP_US | MAPP_CA | MAPP_US | Internal | Summer | B9 | 800 | 372 | 372 | 83.88 | 105.53 | 7 | 14.64
2030 | MAPP_CA_2_MAPP_US | MAPP_CA | MAPP_US | Internal | Summer | B10 | 1262 | 372 | 244.64 | 83.88 | 90.88 | 7 | 0
2030 | MAPP_CA_2_MAPP_US | MAPP_CA | MAPP_US | Internal | Winter | B16 | 25 | 372 | 0 | 96.74 | 89.76 | 7 | 0
2030 | MAPP_CA_2_MAPP_US | MAPP_CA | MAPP_US | Internal | Winter | B17 | 100 | 372 | 0 | 96.74 | 101.24 | 7 | 0
2030 | MAPP_CA_2_MAPP_US | MAPP_CA | MAPP_US | Internal | Winter | B18 | 400 | 372 | 0 | 96.74 | 101.31 | 7 | 0
2030 | MAPP_CA_2_MAPP_US | MAPP_CA | MAPP_US | Internal | Winter | B19 | 700 | 372 | 0 | 96.74 | 101.31 | 7 | 0
2030 | MAPP_CA_2_MAPP_US | MAPP_CA | MAPP_US | Internal | Winter | B20 | 935 | 372 | 0 | 96.74 | 89.76 | 7 | 0
2030 | MAPP_CA_2_MISO_W | MAPP_CA | MISO_W | Internal | Shoulder | B11 | 25 | 2196 | 2196 | 93.88 | 121.58 | 0.01 | 27.69
2030 | MAPP_CA_2_MISO_W | MAPP_CA | MISO_W | Internal | Shoulder | B12 | 200 | 2196 | 2196 | 93.88 | 115.7 | 0.01 | 21.81
2030 | MAPP_CA_2_MISO_W | MAPP_CA | MISO_W | Internal | Shoulder | B13 | 600 | 2196 | 2196 | 93.88 | 107.88 | 0.01 | 13.99
2030 | MAPP_CA_2_MISO_W | MAPP_CA | MISO_W | Internal | Shoulder | B14 | 900 | 2196 | 2196 | 93.88 | 101.86 | 0.01 | 7.97
2030 | MAPP_CA_2_MISO_W | MAPP_CA | MISO_W | Internal | Shoulder | B15 | 1203 | 2196 | 1616.69 | 93.88 | 93.89 | 0.01 | 0
2030 | MAPP_CA_2_MISO_W | MAPP_CA | MISO_W | Internal | Summer | B1 | 10 | 2196 | 2196 | 83.88 | 185.5 | 0.01 | 101.6
2030 | MAPP_CA_2_MISO_W | MAPP_CA | MISO_W | Internal | Summer | B2 | 25 | 2196 | 2196 | 83.88 | 180.81 | 0.01 | 96.91
2030 | MAPP_CA_2_MISO_W | MAPP_CA | MISO_W | Internal | Summer | B3 | 75 | 2196 | 2196 | 83.88 | 182.75 | 0.01 | 98.85
2030 | MAPP_CA_2_MISO_W | MAPP_CA | MISO_W | Internal | Summer | B4 | 100 | 2196 | 2196 | 83.88 | 174.03 | 0.01 | 90.13
2030 | MAPP_CA_2_MISO_W | MAPP_CA | MISO_W | Internal | Summer | B5 | 200 | 2196 | 2196 | 83.88 | 161.76 | 0.01 | 77.87
2030 | MAPP_CA_2_MISO_W | MAPP_CA | MISO_W | Internal | Summer | B6 | 300 | 2196 | 2196 | 83.88 | 143.58 | 0.01 | 59.68
2030 | MAPP_CA_2_MISO_W | MAPP_CA | MISO_W | Internal | Summer | B7 | 400 | 2196 | 2196 | 83.88 | 117.65 | 0.01 | 33.75
2030 | MAPP_CA_2_MISO_W | MAPP_CA | MISO_W | Internal | Summer | B8 | 500 | 2196 | 2196 | 83.88 | 112.54 | 0.01 | 28.65
2030 | MAPP_CA_2_MISO_W | MAPP_CA | MISO_W | Internal | Summer | B9 | 800 | 2196 | 2196 | 83.88 | 112.53 | 0.01 | 28.63
2030 | MAPP_CA_2_MISO_W | MAPP_CA | MISO_W | Internal | Summer | B10 | 1262 | 2196 | 2196 | 83.88 | 97.88 | 0.01 | 13.99
2030 | MAPP_CA_2_MISO_W | MAPP_CA | MISO_W | Internal | Winter | B16 | 25 | 2196 | 1606.19 | 96.74 | 96.76 | 0.01 | 0
2030 | MAPP_CA_2_MISO_W | MAPP_CA | MISO_W | Internal | Winter | B17 | 100 | 2196 | 2196 | 96.74 | 108.24 | 0.01 | 11.49
2030 | MAPP_CA_2_MISO_W | MAPP_CA | MISO_W | Internal | Winter | B18 | 400 | 2196 | 2196 | 96.74 | 108.31 | 0.01 | 11.56
2030 | MAPP_CA_2_MISO_W | MAPP_CA | MISO_W | Internal | Winter | B19 | 700 | 2196 | 2196 | 96.74 | 108.31 | 0.01 | 11.56
2030 | MAPP_CA_2_MISO_W | MAPP_CA | MISO_W | Internal | Winter | B20 | 935 | 2196 | 989.66 | 96.74 | 96.76 | 0.01 | 0
2030 | MAPP_US_2_MAPP_CA | MAPP_US | MAPP_CA | Internal | Shoulder | B11 | 25 | 165 | 0 | 114.58 | 93.88 | 7 | 0
2030 | MAPP_US_2_MAPP_CA | MAPP_US | MAPP_CA | Internal | Shoulder | B12 | 200 | 165 | 0 | 108.7 | 93.88 | 7 | 0
2030 | MAPP_US_2_MAPP_CA | MAPP_US | MAPP_CA | Internal | Shoulder | B13 | 600 | 165 | 0 | 100.88 | 93.88 | 7 | 0
2030 | MAPP_US_2_MAPP_CA | MAPP_US | MAPP_CA | Internal | Shoulder | B14 | 900 | 165 | 0 | 94.86 | 93.88 | 7 | 0
2030 | MAPP_US_2_MAPP_CA | MAPP_US | MAPP_CA | Internal | Shoulder | B15 | 1203 | 165 | 0 | 86.89 | 93.88 | 7 | 0
2030 | MAPP_US_2_MAPP_CA | MAPP_US | MAPP_CA | Internal | Summer | B1 | 10 | 165 | 0 | 178.5 | 83.88 | 7 | 0
2030 | MAPP_US_2_MAPP_CA | MAPP_US | MAPP_CA | Internal | Summer | B2 | 25 | 165 | 0 | 173.81 | 83.88 | 7 | 0
2030 | MAPP_US_2_MAPP_CA | MAPP_US | MAPP_CA | Internal | Summer | B3 | 75 | 165 | 0 | 175.75 | 83.88 | 7 | 0
2030 | MAPP_US_2_MAPP_CA | MAPP_US | MAPP_CA | Internal | Summer | B4 | 100 | 165 | 0 | 167.03 | 83.88 | 7 | 0
2030 | MAPP_US_2_MAPP_CA | MAPP_US | MAPP_CA | Internal | Summer | B5 | 200 | 165 | 0 | 154.76 | 83.88 | 7 | 0
2030 | MAPP_US_2_MAPP_CA | MAPP_US | MAPP_CA | Internal | Summer | B6 | 300 | 165 | 0 | 136.58 | 83.88 | 7 | 0
2030 | MAPP_US_2_MAPP_CA | MAPP_US | MAPP_CA | Internal | Summer | B7 | 400 | 165 | 0 | 110.65 | 83.88 | 7 | 0
2030 | MAPP_US_2_MAPP_CA | MAPP_US | MAPP_CA | Internal | Summer | B8 | 500 | 165 | 0 | 105.54 | 83.88 | 7 | 0
2030 | MAPP_US_2_MAPP_CA | MAPP_US | MAPP_CA | Internal | Summer | B9 | 800 | 165 | 0 | 105.53 | 83.88 | 7 | 0
2030 | MAPP_US_2_MAPP_CA | MAPP_US | MAPP_CA | Internal | Summer | B10 | 1262 | 165 | 0 | 90.88 | 83.88 | 7 | 0
2030 | MAPP_US_2_MAPP_CA | MAPP_US | MAPP_CA | Internal | Winter | B16 | 25 | 165 | 0 | 89.76 | 96.74 | 7 | 0
2030 | MAPP_US_2_MAPP_CA | MAPP_US | MAPP_CA | Internal | Winter | B17 | 100 | 165 | 0 | 101.24 | 96.74 | 7 | 0
2030 | MAPP_US_2_MAPP_CA | MAPP_US | MAPP_CA | Internal | Winter | B18 | 400 | 165 | 0 | 101.31 | 96.74 | 7 | 0
2030 | MAPP_US_2_MAPP_CA | MAPP_US | MAPP_CA | Internal | Winter | B19 | 700 | 165 | 0 | 101.31 | 96.74 | 7 | 0
2030 | MAPP_US_2_MAPP_CA | MAPP_US | MAPP_CA | Internal | Winter | B20 | 935 | 165 | 0 | 89.76 | 96.74 | 7 | 0
2030 | MAPP_US_2_MISO_W | MAPP_US | MISO_W | Internal | Shoulder | B11 | 25 | 2635 | 1179.3 | 114.58 | 121.58 | 7 | 0
2030 | MAPP_US_2_MISO_W | MAPP_US | MISO_W | Internal | Shoulder | B12 | 200 | 2635 | 1874.76 | 108.7 | 115.7 | 7 | 0
2030 | MAPP_US_2_MISO_W | MAPP_US | MISO_W | Internal | Shoulder | B13 | 600 | 2635 | 1930.79 | 100.88 | 107.88 | 7 | 0
2030 | MAPP_US_2_MISO_W | MAPP_US | MISO_W | Internal | Shoulder | B14 | 900 | 2635 | 723.19 | 94.86 | 101.86 | 7 | 0
2030 | MAPP_US_2_MISO_W | MAPP_US | MISO_W | Internal | Shoulder | B15 | 1203 | 2635 | 1206.45 | 86.89 | 93.89 | 7 | 0
2030 | MAPP_US_2_MISO_W | MAPP_US | MISO_W | Internal | Summer | B1 | 10 | 2635 | 785.76 | 178.5 | 185.5 | 7 | 0
2030 | MAPP_US_2_MISO_W | MAPP_US | MISO_W | Internal | Summer | B2 | 25 | 2635 | 1244.4 | 173.81 | 180.81 | 7 | 0
2030 | MAPP_US_2_MISO_W | MAPP_US | MISO_W | Internal | Summer | B3 | 75 | 2635 | 841.56 | 175.75 | 182.75 | 7 | 0
2030 | MAPP_US_2_MISO_W | MAPP_US | MISO_W | Internal | Summer | B4 | 100 | 2635 | 2496.84 | 167.03 | 174.03 | 7 | 0
2030 | MAPP_US_2_MISO_W | MAPP_US | MISO_W | Internal | Summer | B5 | 200 | 2635 | 611.8 | 154.76 | 161.76 | 7 | 0
2030 | MAPP_US_2_MISO_W | MAPP_US | MISO_W | Internal | Summer | B6 | 300 | 2635 | 503.57 | 136.58 | 143.58 | 7 | 0
2030 | MAPP_US_2_MISO_W | MAPP_US | MISO_W | Internal | Summer | B7 | 400 | 2635 | 1065.46 | 110.65 | 117.65 | 7 | 0
2030 | MAPP_US_2_MISO_W | MAPP_US | MISO_W | Internal | Summer | B8 | 500 | 2635 | 1769.43 | 105.54 | 112.54 | 7 | 0
2030 | MAPP_US_2_MISO_W | MAPP_US | MISO_W | Internal | Summer | B9 | 800 | 2635 | 1262.39 | 105.53 | 112.53 | 7 | 0
2030 | MAPP_US_2_MISO_W | MAPP_US | MISO_W | Internal | Summer | B10 | 1262 | 2635 | 1301 | 90.88 | 97.88 | 7 | 0
2030 | MAPP_US_2_MISO_W | MAPP_US | MISO_W | Internal | Winter | B16 | 25 | 2635 | 2496.37 | 89.76 | 96.76 | 7 | 0
2030 | MAPP_US_2_MISO_W | MAPP_US | MISO_W | Internal | Winter | B17 | 100 | 2635 | 1289.97 | 101.24 | 108.24 | 7 | 0
2030 | MAPP_US_2_MISO_W | MAPP_US | MISO_W | Internal | Winter | B18 | 400 | 2635 | 2466.18 | 101.31 | 108.31 | 7 | 0
2030 | MAPP_US_2_MISO_W | MAPP_US | MISO_W | Internal | Winter | B19 | 700 | 2635 | 854.72 | 101.31 | 108.31 | 7 | 0
2030 | MAPP_US_2_MISO_W | MAPP_US | MISO_W | Internal | Winter | B20 | 935 | 2635 | 1070.38 | 89.76 | 96.76 | 7 | 0
2030 | MAPP_US_2_NE | MAPP_US | NE | Internal | Shoulder | B11 | 25 | 2000 | 2000 | 114.58 | 126.95 | 7 | 5.37
2030 | MAPP_US_2_NE | MAPP_US | NE | Internal | Shoulder | B12 | 200 | 2000 | 2000 | 108.7 | 116.96 | 7 | 1.26
2030 | MAPP_US_2_NE | MAPP_US | NE | Internal | Shoulder | B13 | 600 | 2000 | 2000 | 100.88 | 114.87 | 7 | 6.99
2030 | MAPP_US_2_NE | MAPP_US | NE | Internal | Shoulder | B14 | 900 | 2000 | 2000 | 94.86 | 108.85 | 7 | 6.99
2030 | MAPP_US_2_NE | MAPP_US | NE | Internal | Shoulder | B15 | 1203 | 2000 | 2000 | 86.89 | 100.89 | 7 | 7
2030 | MAPP_US_2_NE | MAPP_US | NE | Internal | Summer | B1 | 10 | 2000 | 1026.01 | 178.5 | 185.5 | 7 | 0
2030 | MAPP_US_2_NE | MAPP_US | NE | Internal | Summer | B2 | 25 | 2000 | 1596.93 | 173.81 | 180.81 | 7 | 0
2030 | MAPP_US_2_NE | MAPP_US | NE | Internal | Summer | B3 | 75 | 2000 | 1926.78 | 175.75 | 182.75 | 7 | 0
2030 | MAPP_US_2_NE | MAPP_US | NE | Internal | Summer | B4 | 100 | 2000 | 747.42 | 167.03 | 174.03 | 7 | 0
2030 | MAPP_US_2_NE | MAPP_US | NE | Internal | Summer | B5 | 200 | 2000 | 2000 | 154.76 | 162.91 | 7 | 1.15
2030 | MAPP_US_2_NE | MAPP_US | NE | Internal | Summer | B6 | 300 | 2000 | 2000 | 136.58 | 144.98 | 7 | 1.4
2030 | MAPP_US_2_NE | MAPP_US | NE | Internal | Summer | B7 | 400 | 2000 | 2000 | 110.65 | 124.65 | 7 | 7
2030 | MAPP_US_2_NE | MAPP_US | NE | Internal | Summer | B8 | 500 | 2000 | 2000 | 105.54 | 119.54 | 7 | 7
2030 | MAPP_US_2_NE | MAPP_US | NE | Internal | Summer | B9 | 800 | 2000 | 2000 | 105.53 | 115.55 | 7 | 3.02
2030 | MAPP_US_2_NE | MAPP_US | NE | Internal | Summer | B10 | 1262 | 2000 | 2000 | 90.88 | 104.88 | 7 | 7
2030 | MAPP_US_2_NE | MAPP_US | NE | Internal | Winter | B16 | 25 | 2000 | 2000 | 89.76 | 103.76 | 7 | 7
2030 | MAPP_US_2_NE | MAPP_US | NE | Internal | Winter | B17 | 100 | 2000 | 2000 | 101.24 | 115.24 | 7 | 7
2030 | MAPP_US_2_NE | MAPP_US | NE | Internal | Winter | B18 | 400 | 2000 | 2000 | 101.31 | 115.3 | 7 | 6.99
2030 | MAPP_US_2_NE | MAPP_US | NE | Internal | Winter | B19 | 700 | 2000 | 2000 | 101.31 | 115.3 | 7 | 6.99
2030 | MAPP_US_2_NE | MAPP_US | NE | Internal | Winter | B20 | 935 | 2000 | 2000 | 89.76 | 103.74 | 7 | 6.99
2030 | MARITIMES_2_NEISO | MARITIMES | NEISO | Internal | Shoulder | B11 | 25 | 99999 | 1720.66 | 82.58 | 82.59 | 0.01 | 0
2030 | MARITIMES_2_NEISO | MARITIMES | NEISO | Internal | Shoulder | B12 | 200 | 99999 | 1717.44 | 82.58 | 82.59 | 0.01 | 0
2030 | MARITIMES_2_NEISO | MARITIMES | NEISO | Internal | Shoulder | B13 | 600 | 99999 | 1704.78 | 82.58 | 82.59 | 0.01 | 0
2030 | MARITIMES_2_NEISO | MARITIMES | NEISO | Internal | Shoulder | B14 | 900 | 99999 | 1682.64 | 82.58 | 82.59 | 0.01 | 0
2030 | MARITIMES_2_NEISO | MARITIMES | NEISO | Internal | Shoulder | B15 | 1203 | 99999 | 648.08 | 82.58 | 82.59 | 0.01 | 0
2030 | MARITIMES_2_NEISO | MARITIMES | NEISO | Internal | Summer | B1 | 10 | 99999 | 1900.1 | 126.37 | 126.38 | 0.01 | 0
2030 | MARITIMES_2_NEISO | MARITIMES | NEISO | Internal | Summer | B2 | 25 | 99999 | 1878.84 | 126.37 | 126.38 | 0.01 | 0
2030 | MARITIMES_2_NEISO | MARITIMES | NEISO | Internal | Summer | B3 | 75 | 99999 | 1836.48 | 112.69 | 112.7 | 0.01 | 0
2030 | MARITIMES_2_NEISO | MARITIMES | NEISO | Internal | Summer | B4 | 100 | 99999 | 1800.07 | 107.68 | 107.7 | 0.01 | 0
2030 | MARITIMES_2_NEISO | MARITIMES | NEISO | Internal | Summer | B5 | 200 | 99999 | 1780.26 | 107.68 | 107.7 | 0.01 | 0
2030 | MARITIMES_2_NEISO | MARITIMES | NEISO | Internal | Summer | B6 | 300 | 99999 | 1757.92 | 99.27 | 99.28 | 0.01 | 0
2030 | MARITIMES_2_NEISO | MARITIMES | NEISO | Internal | Summer | B7 | 400 | 99999 | 1732.32 | 92.99 | 93 | 0.01 | 0
2030 | MARITIMES_2_NEISO | MARITIMES | NEISO | Internal | Summer | B8 | 500 | 99999 | 1712.2 | 92.99 | 93 | 0.01 | 0
2030 | MARITIMES_2_NEISO | MARITIMES | NEISO | Internal | Summer | B9 | 800 | 99999 | 1687.55 | 92.99 | 93 | 0.01 | 0
2030 | MARITIMES_2_NEISO | MARITIMES | NEISO | Internal | Summer | B10 | 1262 | 99999 | 465.16 | 92.99 | 93 | 0.01 | 0
2030 | MARITIMES_2_NEISO | MARITIMES | NEISO | Internal | Winter | B16 | 25 | 99999 | 1765.23 | 82.58 | 82.59 | 0.01 | 0
2030 | MARITIMES_2_NEISO | MARITIMES | NEISO | Internal | Winter | B17 | 100 | 99999 | 1747.34 | 82.58 | 82.59 | 0.01 | 0
2030 | MARITIMES_2_NEISO | MARITIMES | NEISO | Internal | Winter | B18 | 400 | 99999 | 1733.65 | 82.58 | 82.59 | 0.01 | 0
2030 | MARITIMES_2_NEISO | MARITIMES | NEISO | Internal | Winter | B19 | 700 | 99999 | 1708.15 | 82.58 | 82.59 | 0.01 | 0
2030 | MARITIMES_2_NEISO | MARITIMES | NEISO | Internal | Winter | B20 | 935 | 99999 | 723.43 | 82.58 | 82.59 | 0.01 | 0
2030 | MISO_IN_2_MISO_MI | MISO_IN | MISO_MI | Internal | Shoulder | B11 | 25 | 5021 | 0 | 125.55 | 125.54 | 0.01 | 0
2030 | MISO_IN_2_MISO_MI | MISO_IN | MISO_MI | Internal | Shoulder | B12 | 200 | 5021 | 690.15 | 118.33 | 118.35 | 0.01 | 0
2030 | MISO_IN_2_MISO_MI | MISO_IN | MISO_MI | Internal | Shoulder | B13 | 600 | 5021 | 848.96 | 114.1 | 114.12 | 0.01 | 0
2030 | MISO_IN_2_MISO_MI | MISO_IN | MISO_MI | Internal | Shoulder | B14 | 900 | 5021 | 1301.33 | 114.1 | 114.11 | 0.01 | 0
2030 | MISO_IN_2_MISO_MI | MISO_IN | MISO_MI | Internal | Shoulder | B15 | 1203 | 5021 | 0 | 112.34 | 112.34 | 0.01 | 0
2030 | MISO_IN_2_MISO_MI | MISO_IN | MISO_MI | Internal | Summer | B1 | 10 | 5021 | 295.76 | 185.77 | 185.78 | 0.01 | 0
2030 | MISO_IN_2_MISO_MI | MISO_IN | MISO_MI | Internal | Summer | B2 | 25 | 5021 | 0 | 182.75 | 182.73 | 0.01 | 0
2030 | MISO_IN_2_MISO_MI | MISO_IN | MISO_MI | Internal | Summer | B3 | 75 | 5021 | 0 | 182.75 | 182.73 | 0.01 | 0
2030 | MISO_IN_2_MISO_MI | MISO_IN | MISO_MI | Internal | Summer | B4 | 100 | 5021 | 0 | 174.03 | 174.03 | 0.01 | 0
2030 | MISO_IN_2_MISO_MI | MISO_IN | MISO_MI | Internal | Summer | B5 | 200 | 5021 | 0 | 161.76 | 157.77 | 0.01 | 0
2030 | MISO_IN_2_MISO_MI | MISO_IN | MISO_MI | Internal | Summer | B6 | 300 | 5021 | 0 | 141.74 | 141.73 | 0.01 | 0
2030 | MISO_IN_2_MISO_MI | MISO_IN | MISO_MI | Internal | Summer | B7 | 400 | 5021 | 0 | 117.65 | 117.65 | 0.01 | 0
2030 | MISO_IN_2_MISO_MI | MISO_IN | MISO_MI | Internal | Summer | B8 | 500 | 5021 | 214.37 | 112.86 | 112.87 | 0.01 | 0
2030 | MISO_IN_2_MISO_MI | MISO_IN | MISO_MI | Internal | Summer | B9 | 800 | 5021 | 378.16 | 112.86 | 112.87 | 0.01 | 0
2030 | MISO_IN_2_MISO_MI | MISO_IN | MISO_MI | Internal | Summer | B10 | 1262 | 5021 | 0 | 109.88 | 109.88 | 0.01 | 0
2030 | MISO_IN_2_MISO_MI | MISO_IN | MISO_MI | Internal | Winter | B16 | 25 | 5021 | 0 | 126.15 | 126.14 | 0.01 | 0
2030 | MISO_IN_2_MISO_MI | MISO_IN | MISO_MI | Internal | Winter | B17 | 100 | 5021 | 0 | 120.24 | 120.23 | 0.01 | 0
2030 | MISO_IN_2_MISO_MI | MISO_IN | MISO_MI | Internal | Winter | B18 | 400 | 5021 | 0 | 117.55 | 117.54 | 0.01 | 0
2030 | MISO_IN_2_MISO_MI | MISO_IN | MISO_MI | Internal | Winter | B19 | 700 | 5021 | 0 | 116.88 | 116.87 | 0.01 | 0
2030 | MISO_IN_2_MISO_MI | MISO_IN | MISO_MI | Internal | Winter | B20 | 935 | 5021 | 0 | 113.67 | 113.66 | 0.01 | 0
2030 | MISO_IN_2_MISO_MO-IL | MISO_IN | MISO_MO-IL | Internal | Shoulder | B11 | 25 | 5533 | 2895.35 | 125.55 | 125.57 | 0.01 | 0
2030 | MISO_IN_2_MISO_MO-IL | MISO_IN | MISO_MO-IL | Internal | Shoulder | B12 | 200 | 5533 | 1960.46 | 118.33 | 118.35 | 0.01 | 0
2030 | MISO_IN_2_MISO_MO-IL | MISO_IN | MISO_MO-IL | Internal | Shoulder | B13 | 600 | 5533 | 2158.13 | 114.1 | 114.12 | 0.01 | 0
2030 | MISO_IN_2_MISO_MO-IL | MISO_IN | MISO_MO-IL | Internal | Shoulder | B14 | 900 | 5533 | 128.64 | 114.1 | 114.11 | 0.01 | 0
2030 | MISO_IN_2_MISO_MO-IL | MISO_IN | MISO_MO-IL | Internal | Shoulder | B15 | 1203 | 5533 | 0 | 112.34 | 112.34 | 0.01 | 0
2030 | MISO_IN_2_MISO_MO-IL | MISO_IN | MISO_MO-IL | Internal | Summer | B1 | 10 | 5533 | 2735.78 | 185.77 | 185.78 | 0.01 | 0
2030 | MISO_IN_2_MISO_MO-IL | MISO_IN | MISO_MO-IL | Internal | Summer | B2 | 25 | 5533 | 3133.27 | 182.75 | 182.76 | 0.01 | 0
2030 | MISO_IN_2_MISO_MO-IL | MISO_IN | MISO_MO-IL | Internal | Summer | B3 | 75 | 5533 | 4852.99 | 182.75 | 182.76 | 0.01 | 0
2030 | MISO_IN_2_MISO_MO-IL | MISO_IN | MISO_MO-IL | Internal | Summer | B4 | 100 | 5533 | 3708.18 | 174.03 | 174.04 | 0.01 | 0
2030 | MISO_IN_2_MISO_MO-IL | MISO_IN | MISO_MO-IL | Internal | Summer | B5 | 200 | 5533 | 5065.36 | 161.76 | 161.77 | 0.01 | 0
2030 | MISO_IN_2_MISO_MO-IL | MISO_IN | MISO_MO-IL | Internal | Summer | B6 | 300 | 5533 | 5533 | 141.74 | 143.59 | 0.01 | 1.83
2030 | MISO_IN_2_MISO_MO-IL | MISO_IN | MISO_MO-IL | Internal | Summer | B7 | 400 | 5533 | 4468.88 | 117.65 | 117.66 | 0.01 | 0
2030 | MISO_IN_2_MISO_MO-IL | MISO_IN | MISO_MO-IL | Internal | Summer | B8 | 500 | 5533 | 3712.12 | 112.86 | 112.87 | 0.01 | 0
2030 | MISO_IN_2_MISO_MO-IL | MISO_IN | MISO_MO-IL | Internal | Summer | B9 | 800 | 5533 | 3057.26 | 112.86 | 112.87 | 0.01 | 0
2030 | MISO_IN_2_MISO_MO-IL | MISO_IN | MISO_MO-IL | Internal | Summer | B10 | 1262 | 5533 | 1514.74 | 109.88 | 109.9 | 0.01 | 0
2030 | MISO_IN_2_MISO_MO-IL | MISO_IN | MISO_MO-IL | Internal | Winter | B16 | 25 | 5533 | 0 | 126.15 | 126.15 | 0.01 | 0
2030 | MISO_IN_2_MISO_MO-IL | MISO_IN | MISO_MO-IL | Internal | Winter | B17 | 100 | 5533 | 1037.53 | 120.24 | 120.25 | 0.01 | 0
2030 | MISO_IN_2_MISO_MO-IL | MISO_IN | MISO_MO-IL | Internal | Winter | B18 | 400 | 5533 | 2223.55 | 117.55 | 117.56 | 0.01 | 0
2030 | MISO_IN_2_MISO_MO-IL | MISO_IN | MISO_MO-IL | Internal | Winter | B19 | 700 | 5533 | 1602.36 | 116.88 | 116.89 | 0.01 | 0
2030 | MISO_IN_2_MISO_MO-IL | MISO_IN | MISO_MO-IL | Internal | Winter | B20 | 935 | 5533 | 0 | 113.67 | 113.66 | 0.01 | 0
2030 | MISO_IN_2_NonRTO_Midwest | MISO_IN | NonRTO_Midwest | Internal | Shoulder | B11 | 25 | 4800 | 1157.45 | 125.55 | 133.55 | 8 | 0
2030 | MISO_IN_2_NonRTO_Midwest | MISO_IN | NonRTO_Midwest | Internal | Shoulder | B12 | 200 | 4800 | 586.62 | 118.33 | 126.33 | 8 | 0
2030 | MISO_IN_2_NonRTO_Midwest | MISO_IN | NonRTO_Midwest | Internal | Shoulder | B13 | 600 | 4800 | 60.59 | 114.1 | 122.1 | 8 | 0
2030 | MISO_IN_2_NonRTO_Midwest | MISO_IN | NonRTO_Midwest | Internal | Shoulder | B14 | 900 | 4800 | 629.26 | 114.1 | 122.1 | 8 | 0
2030 | MISO_IN_2_NonRTO_Midwest | MISO_IN | NonRTO_Midwest | Internal | Shoulder | B15 | 1203 | 4800 | 816.84 | 112.34 | 120.34 | 8 | 0
2030 | MISO_IN_2_NonRTO_Midwest | MISO_IN | NonRTO_Midwest | Internal | Summer | B1 | 10 | 4800 | 0 | 185.77 | 189.73 | 8 | 0
2030 | MISO_IN_2_NonRTO_Midwest | MISO_IN | NonRTO_Midwest | Internal | Summer | B2 | 25 | 4800 | 0 | 182.75 | 189.73 | 8 | 0
2030 | MISO_IN_2_NonRTO_Midwest | MISO_IN | NonRTO_Midwest | Internal | Summer | B3 | 75 | 4800 | 0 | 182.75 | 189.73 | 8 | 0
2030 | MISO_IN_2_NonRTO_Midwest | MISO_IN | NonRTO_Midwest | Internal | Summer | B4 | 100 | 4800 | 667.03 | 174.03 | 182.03 | 8 | 0
2030 | MISO_IN_2_NonRTO_Midwest | MISO_IN | NonRTO_Midwest | Internal | Summer | B5 | 200 | 4800 | 264.35 | 161.76 | 169.76 | 8 | 0
2030 | MISO_IN_2_NonRTO_Midwest | MISO_IN | NonRTO_Midwest | Internal | Summer | B6 | 300 | 4800 | 0 | 141.74 | 133.74 | 8 | 0
2030 | MISO_IN_2_NonRTO_Midwest | MISO_IN | NonRTO_Midwest | Internal | Summer | B7 | 400 | 4800 | 0 | 117.65 | 120.86 | 8 | 0
2030 | MISO_IN_2_NonRTO_Midwest | MISO_IN | NonRTO_Midwest | Internal | Summer | B8 | 500 | 4800 | 9.1 | 112.86 | 120.86 | 8 | 0
2030 | MISO_IN_2_NonRTO_Midwest | MISO_IN | NonRTO_Midwest | Internal | Summer | B9 | 800 | 4800 | 11.14 | 112.86 | 120.86 | 8 | 0
2030 | MISO_IN_2_NonRTO_Midwest | MISO_IN | NonRTO_Midwest | Internal | Summer | B10 | 1262 | 4800 | 0 | 109.88 | 111.51 | 8 | 0
2030 | MISO_IN_2_NonRTO_Midwest | MISO_IN | NonRTO_Midwest | Internal | Winter | B16 | 25 | 4800 | 1364.88 | 126.15 | 134.15 | 8 | 0
2030 | MISO_IN_2_NonRTO_Midwest | MISO_IN | NonRTO_Midwest | Internal | Winter | B17 | 100 | 4800 | 359.34 | 120.24 | 128.24 | 8 | 0
2030 | MISO_IN_2_NonRTO_Midwest | MISO_IN | NonRTO_Midwest | Internal | Winter | B18 | 400 | 4800 | 0 | 117.55 | 122.06 | 8 | 0
2030 | MISO_IN_2_NonRTO_Midwest | MISO_IN | NonRTO_Midwest | Internal | Winter | B19 | 700 | 4800 | 0 | 116.88 | 122.06 | 8 | 0
2030 | MISO_IN_2_NonRTO_Midwest | MISO_IN | NonRTO_Midwest | Internal | Winter | B20 | 935 | 4800 | 748.71 | 113.67 | 121.67 | 8 | 0
2030 | MISO_IN_2_PJM_ROR | MISO_IN | PJM_ROR | Internal | Shoulder | B11 | 25 | 992 | 0 | 125.55 | 123.57 | 2 | 0
2030 | MISO_IN_2_PJM_ROR | MISO_IN | PJM_ROR | Internal | Shoulder | B12 | 200 | 992 | 843.24 | 118.33 | 120.33 | 2 | 0
2030 | MISO_IN_2_PJM_ROR | MISO_IN | PJM_ROR | Internal | Shoulder | B13 | 600 | 992 | 325.9 | 114.1 | 116.1 | 2 | 0
2030 | MISO_IN_2_PJM_ROR | MISO_IN | PJM_ROR | Internal | Shoulder | B14 | 900 | 992 | 120.16 | 114.1 | 116.1 | 2 | 0
2030 | MISO_IN_2_PJM_ROR | MISO_IN | PJM_ROR | Internal | Shoulder | B15 | 1203 | 992 | 859.96 | 112.34 | 114.34 | 2 | 0
2030 | MISO_IN_2_PJM_ROR | MISO_IN | PJM_ROR | Internal | Summer | B1 | 10 | 992 | 0 | 185.77 | 187.5 | 2 | 0
2030 | MISO_IN_2_PJM_ROR | MISO_IN | PJM_ROR | Internal | Summer | B2 | 25 | 992 | 0 | 182.75 | 182.82 | 2 | 0
2030 | MISO_IN_2_PJM_ROR | MISO_IN | PJM_ROR | Internal | Summer | B3 | 75 | 992 | 0 | 182.75 | 182.82 | 2 | 0
2030 | MISO_IN_2_PJM_ROR | MISO_IN | PJM_ROR | Internal | Summer | B4 | 100 | 992 | 378.59 | 174.03 | 176.03 | 2 | 0
2030 | MISO_IN_2_PJM_ROR | MISO_IN | PJM_ROR | Internal | Summer | B5 | 200 | 992 | 0 | 161.76 | 159.77 | 2 | 0
2030 | MISO_IN_2_PJM_ROR | MISO_IN | PJM_ROR | Internal | Summer | B6 | 300 | 992 | 0 | 141.74 | 141.12 | 2 | 0
2030 | MISO_IN_2_PJM_ROR | MISO_IN | PJM_ROR | Internal | Summer | B7 | 400 | 992 | 0 | 117.65 | 119.63 | 2 | 0
2030 | MISO_IN_2_PJM_ROR | MISO_IN | PJM_ROR | Internal | Summer | B8 | 500 | 992 | 0 | 112.86 | 114.54 | 2 | 0
2030 | MISO_IN_2_PJM_ROR | MISO_IN | PJM_ROR | Internal | Summer | B9 | 800 | 992 | 0 | 112.86 | 114.54 | 2 | 0
2030 | MISO_IN_2_PJM_ROR | MISO_IN | PJM_ROR | Internal | Summer | B10 | 1262 | 992 | 108.72 | 109.88 | 111.88 | 2 | 0
2030 | MISO_IN_2_PJM_ROR | MISO_IN | PJM_ROR | Internal | Winter | B16 | 25 | 992 | 0 | 126.15 | 124.15 | 2 | 0
2030 | MISO_IN_2_PJM_ROR | MISO_IN | PJM_ROR | Internal | Winter | B17 | 100 | 992 | 0 | 120.24 | 121.68 | 2 | 0
2030 | MISO_IN_2_PJM_ROR | MISO_IN | PJM_ROR | Internal | Winter | B18 | 400 | 992 | 0 | 117.55 | 117.96 | 2 | 0
2030 | MISO_IN_2_PJM_ROR | MISO_IN | PJM_ROR | Internal | Winter | B19 | 700 | 992 | 0 | 116.88 | 115.65 | 2 | 0
2030 | MISO_IN_2_PJM_ROR | MISO_IN | PJM_ROR | Internal | Winter | B20 | 935 | 992 | 0 | 113.67 | 115.65 | 2 | 0
2030 | MISO_MI_2_MISO_IN | MISO_MI | MISO_IN | Internal | Shoulder | B11 | 25 | 2066 | 359.8 | 125.54 | 125.55 | 0.01 | 0
2030 | MISO_MI_2_MISO_IN | MISO_MI | MISO_IN | Internal | Shoulder | B12 | 200 | 2066 | 0 | 118.35 | 118.33 | 0.01 | 0
2030 | MISO_MI_2_MISO_IN | MISO_MI | MISO_IN | Internal | Shoulder | B13 | 600 | 2066 | 0 | 114.12 | 114.1 | 0.01 | 0
2030 | MISO_MI_2_MISO_IN | MISO_MI | MISO_IN | Internal | Shoulder | B14 | 900 | 2066 | 0 | 114.11 | 114.1 | 0.01 | 0
2030 | MISO_MI_2_MISO_IN | MISO_MI | MISO_IN | Internal | Shoulder | B15 | 1203 | 2066 | 0 | 112.34 | 112.34 | 0.01 | 0
2030 | MISO_MI_2_MISO_IN | MISO_MI | MISO_IN | Internal | Summer | B1 | 10 | 2066 | 0 | 185.78 | 185.77 | 0.01 | 0
2030 | MISO_MI_2_MISO_IN | MISO_MI | MISO_IN | Internal | Summer | B2 | 25 | 2066 | 89.11 | 182.73 | 182.75 | 0.01 | 0
2030 | MISO_MI_2_MISO_IN | MISO_MI | MISO_IN | Internal | Summer | B3 | 75 | 2066 | 922.12 | 182.73 | 182.75 | 0.01 | 0
2030 | MISO_MI_2_MISO_IN | MISO_MI | MISO_IN | Internal | Summer | B4 | 100 | 2066 | 0 | 174.03 | 174.03 | 0.01 | 0
2030 | MISO_MI_2_MISO_IN | MISO_MI | MISO_IN | Internal | Summer | B5 | 200 | 2066 | 2066 | 157.77 | 161.76 | 0.01 | 3.98
2030 | MISO_MI_2_MISO_IN | MISO_MI | MISO_IN | Internal | Summer | B6 | 300 | 2066 | 1789 | 141.73 | 141.74 | 0.01 | 0
2030 | MISO_MI_2_MISO_IN | MISO_MI | MISO_IN | Internal | Summer | B7 | 400 | 2066 | 0 | 117.65 | 117.65 | 0.01 | 0
2030 | MISO_MI_2_MISO_IN | MISO_MI | MISO_IN | Internal | Summer | B8 | 500 | 2066 | 0 | 112.87 | 112.86 | 0.01 | 0
2030 | MISO_MI_2_MISO_IN | MISO_MI | MISO_IN | Internal | Summer | B9 | 800 | 2066 | 0 | 112.87 | 112.86 | 0.01 | 0
2030 | MISO_MI_2_MISO_IN | MISO_MI | MISO_IN | Internal | Summer | B10 | 1262 | 2066 | 0 | 109.88 | 109.88 | 0.01 | 0
2030 | MISO_MI_2_MISO_IN | MISO_MI | MISO_IN | Internal | Winter | B16 | 25 | 2066 | 1043.55 | 126.14 | 126.15 | 0.01 | 0
2030 | MISO_MI_2_MISO_IN | MISO_MI | MISO_IN | Internal | Winter | B17 | 100 | 2066 | 1095.19 | 120.23 | 120.24 | 0.01 | 0
2030 | MISO_MI_2_MISO_IN | MISO_MI | MISO_IN | Internal | Winter | B18 | 400 | 2066 | 1796.37 | 117.54 | 117.55 | 0.01 | 0
2030 | MISO_MI_2_MISO_IN | MISO_MI | MISO_IN | Internal | Winter | B19 | 700 | 2066 | 1153.28 | 116.87 | 116.88 | 0.01 | 0
2030 | MISO_MI_2_MISO_IN | MISO_MI | MISO_IN | Internal | Winter | B20 | 935 | 2066 | 1624.4 | 113.66 | 113.67 | 0.01 | 0
2030 | MISO_MI_2_MISO_WUMS | MISO_MI | MISO_WUMS | Internal | Shoulder | B11 | 25 | 1440 | 0 | 125.54 | 121.57 | 0.01 | 0
2030 | MISO_MI_2_MISO_WUMS | MISO_MI | MISO_WUMS | Internal | Shoulder | B12 | 200 | 1440 | 0 | 118.35 | 115.71 | 0.01 | 0
2030 | MISO_MI_2_MISO_WUMS | MISO_MI | MISO_WUMS | Internal | Shoulder | B13 | 600 | 1440 | 0 | 114.12 | 114.1 | 0.01 | 0
2030 | MISO_MI_2_MISO_WUMS | MISO_MI | MISO_WUMS | Internal | Shoulder | B14 | 900 | 1440 | 0 | 114.11 | 114.1 | 0.01 | 0
2030 | MISO_MI_2_MISO_WUMS | MISO_MI | MISO_WUMS | Internal | Shoulder | B15 | 1203 | 1440 | 0 | 112.34 | 112.33 | 0.01 | 0
2030 | MISO_MI_2_MISO_WUMS | MISO_MI | MISO_WUMS | Internal | Summer | B1 | 10 | 1440 | 0 | 185.78 | 185.51 | 0.01 | 0
2030 | MISO_MI_2_MISO_WUMS | MISO_MI | MISO_WUMS | Internal | Summer | B2 | 25 | 1440 | 0 | 182.73 | 180.82 | 0.01 | 0
2030 | MISO_MI_2_MISO_WUMS | MISO_MI | MISO_WUMS | Internal | Summer | B3 | 75 | 1440 | 0 | 182.73 | 182.72 | 0.01 | 0
2030 | MISO_MI_2_MISO_WUMS | MISO_MI | MISO_WUMS | Internal | Summer | B4 | 100 | 1440 | 0 | 174.03 | 174.01 | 0.01 | 0
2030 | MISO_MI_2_MISO_WUMS | MISO_MI | MISO_WUMS | Internal | Summer | B5 | 200 | 1440 | 0 | 157.77 | 157.77 | 0.01 | 0
2030 | MISO_MI_2_MISO_WUMS | MISO_MI | MISO_WUMS | Internal | Summer | B6 | 300 | 1440 | 0 | 141.73 | 141.72 | 0.01 | 0
2030 | MISO_MI_2_MISO_WUMS | MISO_MI | MISO_WUMS | Internal | Summer | B7 | 400 | 1440 | 0 | 117.65 | 117.63 | 0.01 | 0
2030 | MISO_MI_2_MISO_WUMS | MISO_MI | MISO_WUMS | Internal | Summer | B8 | 500 | 1440 | 0 | 112.87 | 112.55 | 0.01 | 0
2030 | MISO_MI_2_MISO_WUMS | MISO_MI | MISO_WUMS | Internal | Summer | B9 | 800 | 1440 | 0 | 112.87 | 112.54 | 0.01 | 0
2030 | MISO_MI_2_MISO_WUMS | MISO_MI | MISO_WUMS | Internal | Summer | B10 | 1262 | 1440 | 0 | 109.88 | 104.71 | 0.01 | 0
2030 | MISO_MI_2_MISO_WUMS | MISO_MI | MISO_WUMS | Internal | Winter | B16 | 25 | 1440 | 0 | 126.14 | 122.15 | 0.01 | 0
2030 | MISO_MI_2_MISO_WUMS | MISO_MI | MISO_WUMS | Internal | Winter | B17 | 100 | 1440 | 0 | 120.23 | 119.68 | 0.01 | 0
2030 | MISO_MI_2_MISO_WUMS | MISO_MI | MISO_WUMS | Internal | Winter | B18 | 400 | 1440 | 0 | 117.54 | 117.24 | 0.01 | 0
2030 | MISO_MI_2_MISO_WUMS | MISO_MI | MISO_WUMS | Internal | Winter | B19 | 700 | 1440 | 0 | 116.87 | 116.86 | 0.01 | 0
2030 | MISO_MI_2_MISO_WUMS | MISO_MI | MISO_WUMS | Internal | Winter | B20 | 935 | 1440 | 0 | 113.66 | 113.65 | 0.01 | 0
2030 | MISO_MI_2_PJM_ROR | MISO_MI | PJM_ROR | Internal | Shoulder | B11 | 25 | 1424 | 0 | 125.54 | 123.57 | 2 | 0
2030 | MISO_MI_2_PJM_ROR | MISO_MI | PJM_ROR | Internal | Shoulder | B12 | 200 | 1424 | 0 | 118.35 | 120.33 | 2 | 0
2030 | MISO_MI_2_PJM_ROR | MISO_MI | PJM_ROR | Internal | Shoulder | B13 | 600 | 1424 | 0 | 114.12 | 116.1 | 2 | 0
2030 | MISO_MI_2_PJM_ROR | MISO_MI | PJM_ROR | Internal | Shoulder | B14 | 900 | 1424 | 0 | 114.11 | 116.1 | 2 | 0
2030 | MISO_MI_2_PJM_ROR | MISO_MI | PJM_ROR | Internal | Shoulder | B15 | 1203 | 1424 | 219.12 | 112.34 | 114.34 | 2 | 0
2030 | MISO_MI_2_PJM_ROR | MISO_MI | PJM_ROR | Internal | Summer | B1 | 10 | 1424 | 0 | 185.78 | 187.5 | 2 | 0
2030 | MISO_MI_2_PJM_ROR | MISO_MI | PJM_ROR | Internal | Summer | B2 | 25 | 1424 | 0 | 182.73 | 182.82 | 2 | 0
2030 | MISO_MI_2_PJM_ROR | MISO_MI | PJM_ROR | Internal | Summer | B3 | 75 | 1424 | 0 | 182.73 | 182.82 | 2 | 0
2030 | MISO_MI_2_PJM_ROR | MISO_MI | PJM_ROR | Internal | Summer | B4 | 100 | 1424 | 1316 | 174.03 | 176.03 | 2 | 0
2030 | MISO_MI_2_PJM_ROR | MISO_MI | PJM_ROR | Internal | Summer | B5 | 200 | 1424 | 4 | 157.77 | 159.77 | 2 | 0
2030 | MISO_MI_2_PJM_ROR | MISO_MI | PJM_ROR | Internal | Summer | B6 | 300 | 1424 | 0 | 141.73 | 141.12 | 2 | 0
2030 | MISO_MI_2_PJM_ROR | MISO_MI | PJM_ROR | Internal | Summer | B7 | 400 | 1424 | 0 | 117.65 | 119.63 | 2 | 0
2030 | MISO_MI_2_PJM_ROR | MISO_MI | PJM_ROR | Internal | Summer | B8 | 500 | 1424 | 0 | 112.87 | 114.54 | 2 | 0
2030 | MISO_MI_2_PJM_ROR | MISO_MI | PJM_ROR | Internal | Summer | B9 | 800 | 1424 | 0 | 112.87 | 114.54 | 2 | 0
2030 | MISO_MI_2_PJM_ROR | MISO_MI | PJM_ROR | Internal | Summer | B10 | 1262 | 1424 | 373.99 | 109.88 | 111.88 | 2 | 0
2030 | MISO_MI_2_PJM_ROR | MISO_MI | PJM_ROR | Internal | Winter | B16 | 25 | 1424 | 0 | 126.14 | 124.15 | 2 | 0
2030 | MISO_MI_2_PJM_ROR | MISO_MI | PJM_ROR | Internal | Winter | B17 | 100 | 1424 | 0 | 120.23 | 121.68 | 2 | 0
2030 | MISO_MI_2_PJM_ROR | MISO_MI | PJM_ROR | Internal | Winter | B18 | 400 | 1424 | 0 | 117.54 | 117.96 | 2 | 0
2030 | MISO_MI_2_PJM_ROR | MISO_MI | PJM_ROR | Internal | Winter | B19 | 700 | 1424 | 0 | 116.87 | 115.65 | 2 | 0
2030 | MISO_MI_2_PJM_ROR | MISO_MI | PJM_ROR | Internal | Winter | B20 | 935 | 1424 | 0 | 113.66 | 115.65 | 2 | 0
2030 | MISO_MO-IL_2_ENT | MISO_MO-IL | ENT | Internal | Shoulder | B11 | 25 | 2540 | 0 | 125.57 | 122.19 | 8 | 0
2030 | MISO_MO-IL_2_ENT | MISO_MO-IL | ENT | Internal | Shoulder | B12 | 200 | 2540 | 0 | 118.35 | 121.28 | 8 | 0
2030 | MISO_MO-IL_2_ENT | MISO_MO-IL | ENT | Internal | Shoulder | B13 | 600 | 2540 | 0 | 114.12 | 119.13 | 8 | 0
2030 | MISO_MO-IL_2_ENT | MISO_MO-IL | ENT | Internal | Shoulder | B14 | 900 | 2540 | 0 | 114.11 | 117.17 | 8 | 0
2030 | MISO_MO-IL_2_ENT | MISO_MO-IL | ENT | Internal | Shoulder | B15 | 1203 | 2540 | 0 | 112.34 | 117.17 | 8 | 0
2030 | MISO_MO-IL_2_ENT | MISO_MO-IL | ENT | Internal | Summer | B1 | 10 | 2540 | 0 | 185.78 | 188.29 | 8 | 0
2030 | MISO_MO-IL_2_ENT | MISO_MO-IL | ENT | Internal | Summer | B2 | 25 | 2540 | 0 | 182.76 | 184.12 | 8 | 0
2030 | MISO_MO-IL_2_ENT | MISO_MO-IL | ENT | Internal | Summer | B3 | 75 | 2540 | 0 | 182.76 | 184.12 | 8 | 0
2030 | MISO_MO-IL_2_ENT | MISO_MO-IL | ENT | Internal | Summer | B4 | 100 | 2540 | 0 | 174.04 | 174.03 | 8 | 0
2030 | MISO_MO-IL_2_ENT | MISO_MO-IL | ENT | Internal | Summer | B5 | 200 | 2540 | 0 | 161.77 | 154.9 | 8 | 0
2030 | MISO_MO-IL_2_ENT | MISO_MO-IL | ENT | Internal | Summer | B6 | 300 | 2540 | 0 | 143.59 | 136.98 | 8 | 0
2030 | MISO_MO-IL_2_ENT | MISO_MO-IL | ENT | Internal | Summer | B7 | 400 | 2540 | 0 | 117.66 | 120.53 | 8 | 0
2030 | MISO_MO-IL_2_ENT | MISO_MO-IL | ENT | Internal | Summer | B8 | 500 | 2540 | 0 | 112.87 | 120.53 | 8 | 0
2030 | MISO_MO-IL_2_ENT | MISO_MO-IL | ENT | Internal | Summer | B9 | 800 | 2540 | 0 | 112.87 | 119.63 | 8 | 0
2030 | MISO_MO-IL_2_ENT | MISO_MO-IL | ENT | Internal | Summer | B10 | 1262 | 2540 | 0 | 109.9 | 115.57 | 8 | 0
2030 | MISO_MO-IL_2_ENT | MISO_MO-IL | ENT | Internal | Winter | B16 | 25 | 2540 | 0 | 126.15 | 125.31 | 8 | 0
2030 | MISO_MO-IL_2_ENT | MISO_MO-IL | ENT | Internal | Winter | B17 | 100 | 2540 | 0 | 120.25 | 124.56 | 8 | 0
2030 | MISO_MO-IL_2_ENT | MISO_MO-IL | ENT | Internal | Winter | B18 | 400 | 2540 | 0 | 117.56 | 120.33 | 8 | 0
2030 | MISO_MO-IL_2_ENT | MISO_MO-IL | ENT | Internal | Winter | B19 | 700 | 2540 | 0 | 116.89 | 120.33 | 8 | 0
2030 | MISO_MO-IL_2_ENT | MISO_MO-IL | ENT | Internal | Winter | B20 | 935 | 2540 | 0 | 113.66 | 120.33 | 8 | 0
2030 | MISO_MO-IL_2_MISO_IN | MISO_MO-IL | MISO_IN | Internal | Shoulder | B11 | 25 | 2633 | 0 | 125.57 | 125.55 | 0.01 | 0
2030 | MISO_MO-IL_2_MISO_IN | MISO_MO-IL | MISO_IN | Internal | Shoulder | B12 | 200 | 2633 | 0 | 118.35 | 118.33 | 0.01 | 0
2030 | MISO_MO-IL_2_MISO_IN | MISO_MO-IL | MISO_IN | Internal | Shoulder | B13 | 600 | 2633 | 0 | 114.12 | 114.1 | 0.01 | 0
2030 | MISO_MO-IL_2_MISO_IN | MISO_MO-IL | MISO_IN | Internal | Shoulder | B14 | 900 | 2633 | 0 | 114.11 | 114.1 | 0.01 | 0
2030 | MISO_MO-IL_2_MISO_IN | MISO_MO-IL | MISO_IN | Internal | Shoulder | B15 | 1203 | 2633 | 0 | 112.34 | 112.34 | 0.01 | 0
2030 | MISO_MO-IL_2_MISO_IN | MISO_MO-IL | MISO_IN | Internal | Summer | B1 | 10 | 2633 | 0 | 185.78 | 185.77 | 0.01 | 0
2030 | MISO_MO-IL_2_MISO_IN | MISO_MO-IL | MISO_IN | Internal | Summer | B2 | 25 | 2633 | 0 | 182.76 | 182.75 | 0.01 | 0
2030 | MISO_MO-IL_2_MISO_IN | MISO_MO-IL | MISO_IN | Internal | Summer | B3 | 75 | 2633 | 0 | 182.76 | 182.75 | 0.01 | 0
2030 | MISO_MO-IL_2_MISO_IN | MISO_MO-IL | MISO_IN | Internal | Summer | B4 | 100 | 2633 | 0 | 174.04 | 174.03 | 0.01 | 0
2030 | MISO_MO-IL_2_MISO_IN | MISO_MO-IL | MISO_IN | Internal | Summer | B5 | 200 | 2633 | 0 | 161.77 | 161.76 | 0.01 | 0
2030 | MISO_MO-IL_2_MISO_IN | MISO_MO-IL | MISO_IN | Internal | Summer | B6 | 300 | 2633 | 0 | 143.59 | 141.74 | 0.01 | 0
2030 | MISO_MO-IL_2_MISO_IN | MISO_MO-IL | MISO_IN | Internal | Summer | B7 | 400 | 2633 | 0 | 117.66 | 117.65 | 0.01 | 0
2030 | MISO_MO-IL_2_MISO_IN | MISO_MO-IL | MISO_IN | Internal | Summer | B8 | 500 | 2633 | 0 | 112.87 | 112.86 | 0.01 | 0
2030 | MISO_MO-IL_2_MISO_IN | MISO_MO-IL | MISO_IN | Internal | Summer | B9 | 800 | 2633 | 0 | 112.87 | 112.86 | 0.01 | 0
2030 | MISO_MO-IL_2_MISO_IN | MISO_MO-IL | MISO_IN | Internal | Summer | B10 | 1262 | 2633 | 0 | 109.9 | 109.88 | 0.01 | 0
2030 | MISO_MO-IL_2_MISO_IN | MISO_MO-IL | MISO_IN | Internal | Winter | B16 | 25 | 2633 | 0 | 126.15 | 126.15 | 0.01 | 0
2030 | MISO_MO-IL_2_MISO_IN | MISO_MO-IL | MISO_IN | Internal | Winter | B17 | 100 | 2633 | 0 | 120.25 | 120.24 | 0.01 | 0
2030 | MISO_MO-IL_2_MISO_IN | MISO_MO-IL | MISO_IN | Internal | Winter | B18 | 400 | 2633 | 0 | 117.56 | 117.55 | 0.01 | 0
2030 | MISO_MO-IL_2_MISO_IN | MISO_MO-IL | MISO_IN | Internal | Winter | B19 | 700 | 2633 | 0 | 116.89 | 116.88 | 0.01 | 0
2030 | MISO_MO-IL_2_MISO_IN | MISO_MO-IL | MISO_IN | Internal | Winter | B20 | 935 | 2633 | 1117.15 | 113.66 | 113.67 | 0.01 | 0
2030 | MISO_MO-IL_2_MISO_W | MISO_MO-IL | MISO_W | Internal | Shoulder | B11 | 25 | 1075 | 0 | 125.57 | 121.58 | 0.01 | 0
2030 | MISO_MO-IL_2_MISO_W | MISO_MO-IL | MISO_W | Internal | Shoulder | B12 | 200 | 1075 | 0 | 118.35 | 115.7 | 0.01 | 0
2030 | MISO_MO-IL_2_MISO_W | MISO_MO-IL | MISO_W | Internal | Shoulder | B13 | 600 | 1075 | 0 | 114.12 | 107.88 | 0.01 | 0
2030 | MISO_MO-IL_2_MISO_W | MISO_MO-IL | MISO_W | Internal | Shoulder | B14 | 900 | 1075 | 0 | 114.11 | 101.86 | 0.01 | 0
2030 | MISO_MO-IL_2_MISO_W | MISO_MO-IL | MISO_W | Internal | Shoulder | B15 | 1203 | 1075 | 0 | 112.34 | 93.89 | 0.01 | 0
2030 | MISO_MO-IL_2_MISO_W | MISO_MO-IL | MISO_W | Internal | Summer | B1 | 10 | 1075 | 0 | 185.78 | 185.5 | 0.01 | 0
2030 | MISO_MO-IL_2_MISO_W | MISO_MO-IL | MISO_W | Internal | Summer | B2 | 25 | 1075 | 0 | 182.76 | 180.81 | 0.01 | 0
2030 | MISO_MO-IL_2_MISO_W | MISO_MO-IL | MISO_W | Internal | Summer | B3 | 75 | 1075 | 0 | 182.76 | 182.75 | 0.01 | 0
2030 | MISO_MO-IL_2_MISO_W | MISO_MO-IL | MISO_W | Internal | Summer | B4 | 100 | 1075 | 0 | 174.04 | 174.03 | 0.01 | 0
2030 | MISO_MO-IL_2_MISO_W | MISO_MO-IL | MISO_W | Internal | Summer | B5 | 200 | 1075 | 0 | 161.77 | 161.76 | 0.01 | 0
2030 | MISO_MO-IL_2_MISO_W | MISO_MO-IL | MISO_W | Internal | Summer | B6 | 300 | 1075 | 0 | 143.59 | 143.58 | 0.01 | 0
2030 | MISO_MO-IL_2_MISO_W | MISO_MO-IL | MISO_W | Internal | Summer | B7 | 400 | 1075 | 0 | 117.66 | 117.65 | 0.01 | 0
2030 | MISO_MO-IL_2_MISO_W | MISO_MO-IL | MISO_W | Internal | Summer | B8 | 500 | 1075 | 0 | 112.87 | 112.54 | 0.01 | 0
2030 | MISO_MO-IL_2_MISO_W | MISO_MO-IL | MISO_W | Internal | Summer | B9 | 800 | 1075 | 0 | 112.87 | 112.53 | 0.01 | 0
2030 | MISO_MO-IL_2_MISO_W | MISO_MO-IL | MISO_W | Internal | Summer | B10 | 1262 | 1075 | 0 | 109.9 | 97.88 | 0.01 | 0
2030 | MISO_MO-IL_2_MISO_W | MISO_MO-IL | MISO_W | Internal | Winter | B16 | 25 | 1075 | 0 | 126.15 | 96.76 | 0.01 | 0
2030 | MISO_MO-IL_2_MISO_W | MISO_MO-IL | MISO_W | Internal | Winter | B17 | 100 | 1075 | 0 | 120.25 | 108.24 | 0.01 | 0
2030 | MISO_MO-IL_2_MISO_W | MISO_MO-IL | MISO_W | Internal | Winter | B18 | 400 | 1075 | 0 | 117.56 | 108.31 | 0.01 | 0
2030 | MISO_MO-IL_2_MISO_W | MISO_MO-IL | MISO_W | Internal | Winter | B19 | 700 | 1075 | 0 | 116.89 | 108.31 | 0.01 | 0
2030 | MISO_MO-IL_2_MISO_W | MISO_MO-IL | MISO_W | Internal | Winter | B20 | 935 | 1075 | 0 | 113.66 | 96.76 | 0.01 | 0
2030 | MISO_MO-IL_2_PJM_ROR | MISO_MO-IL | PJM_ROR | Internal | Shoulder | B11 | 25 | 1212 | 0 | 125.57 | 123.57 | 2 | 0
2030 | MISO_MO-IL_2_PJM_ROR | MISO_MO-IL | PJM_ROR | Internal | Shoulder | B12 | 200 | 1212 | 0 | 118.35 | 120.33 | 2 | 0
2030 | MISO_MO-IL_2_PJM_ROR | MISO_MO-IL | PJM_ROR | Internal | Shoulder | B13 | 600 | 1212 | 0 | 114.12 | 116.1 | 2 | 0
2030 | MISO_MO-IL_2_PJM_ROR | MISO_MO-IL | PJM_ROR | Internal | Shoulder | B14 | 900 | 1212 | 0 | 114.11 | 116.1 | 2 | 0
2030 | MISO_MO-IL_2_PJM_ROR | MISO_MO-IL | PJM_ROR | Internal | Shoulder | B15 | 1203 | 1212 | 1107.04 | 112.34 | 114.34 | 2 | 0
2030 | MISO_MO-IL_2_PJM_ROR | MISO_MO-IL | PJM_ROR | Internal | Summer | B1 | 10 | 1212 | 0 | 185.78 | 187.5 | 2 | 0
2030 | MISO_MO-IL_2_PJM_ROR | MISO_MO-IL | PJM_ROR | Internal | Summer | B2 | 25 | 1212 | 0 | 182.76 | 182.82 | 2 | 0
2030 | MISO_MO-IL_2_PJM_ROR | MISO_MO-IL | PJM_ROR | Internal | Summer | B3 | 75 | 1212 | 0 | 182.76 | 182.82 | 2 | 0
2030 | MISO_MO-IL_2_PJM_ROR | MISO_MO-IL | PJM_ROR | Internal | Summer | B4 | 100 | 1212 | 0 | 174.04 | 176.03 | 2 | 0
2030 | MISO_MO-IL_2_PJM_ROR | MISO_MO-IL | PJM_ROR | Internal | Summer | B5 | 200 | 1212 | 0 | 161.77 | 159.77 | 2 | 0
2030 | MISO_MO-IL_2_PJM_ROR | MISO_MO-IL | PJM_ROR | Internal | Summer | B6 | 300 | 1212 | 0 | 143.59 | 141.12 | 2 | 0
2030 | MISO_MO-IL_2_PJM_ROR | MISO_MO-IL | PJM_ROR | Internal | Summer | B7 | 400 | 1212 | 0 | 117.66 | 119.63 | 2 | 0
2030 | MISO_MO-IL_2_PJM_ROR | MISO_MO-IL | PJM_ROR | Internal | Summer | B8 | 500 | 1212 | 0 | 112.87 | 114.54 | 2 | 0
2030 | MISO_MO-IL_2_PJM_ROR | MISO_MO-IL | PJM_ROR | Internal | Summer | B9 | 800 | 1212 | 0 | 112.87 | 114.54 | 2 | 0
2030 | MISO_MO-IL_2_PJM_ROR | MISO_MO-IL | PJM_ROR | Internal | Summer | B10 | 1262 | 1212 | 0 | 109.9 | 111.88 | 2 | 0
2030 | MISO_MO-IL_2_PJM_ROR | MISO_MO-IL | PJM_ROR | Internal | Winter | B16 | 25 | 1212 | 0 | 126.15 | 124.15 | 2 | 0
2030 | MISO_MO-IL_2_PJM_ROR | MISO_MO-IL | PJM_ROR | Internal | Winter | B17 | 100 | 1212 | 0 | 120.25 | 121.68 | 2 | 0
2030 | MISO_MO-IL_2_PJM_ROR | MISO_MO-IL | PJM_ROR | Internal | Winter | B18 | 400 | 1212 | 0 | 117.56 | 117.96 | 2 | 0
2030 | MISO_MO-IL_2_PJM_ROR | MISO_MO-IL | PJM_ROR | Internal | Winter | B19 | 700 | 1212 | 0 | 116.89 | 115.65 | 2 | 0
2030 | MISO_MO-IL_2_PJM_ROR | MISO_MO-IL | PJM_ROR | Internal | Winter | B20 | 935 | 1212 | 0 | 113.66 | 115.65 | 2 | 0
2030 | MISO_MO-IL_2_SPP_N | MISO_MO-IL | SPP_N | Internal | Shoulder | B11 | 25 | 2000 | 0 | 125.57 | 122.8 | 8 | 0
2030 | MISO_MO-IL_2_SPP_N | MISO_MO-IL | SPP_N | Internal | Shoulder | B12 | 200 | 2000 | 0 | 118.35 | 116.96 | 8 | 0
2030 | MISO_MO-IL_2_SPP_N | MISO_MO-IL | SPP_N | Internal | Shoulder | B13 | 600 | 2000 | 0 | 114.12 | 114.88 | 8 | 0
2030 | MISO_MO-IL_2_SPP_N | MISO_MO-IL | SPP_N | Internal | Shoulder | B14 | 900 | 2000 | 0 | 114.11 | 108.86 | 8 | 0
2030 | MISO_MO-IL_2_SPP_N | MISO_MO-IL | SPP_N | Internal | Shoulder | B15 | 1203 | 2000 | 0 | 112.34 | 100.89 | 8 | 0
2030 | MISO_MO-IL_2_SPP_N | MISO_MO-IL | SPP_N | Internal | Summer | B1 | 10 | 2000 | 0 | 185.78 | 183.29 | 8 | 0
2030 | MISO_MO-IL_2_SPP_N | MISO_MO-IL | SPP_N | Internal | Summer | B2 | 25 | 2000 | 0 | 182.76 | 180.82 | 8 | 0
2030 | MISO_MO-IL_2_SPP_N | MISO_MO-IL | SPP_N | Internal | Summer | B3 | 75 | 2000 | 0 | 182.76 | 182.76 | 8 | 0
2030 | MISO_MO-IL_2_SPP_N | MISO_MO-IL | SPP_N | Internal | Summer | B4 | 100 | 2000 | 0 | 174.04 | 174.01 | 8 | 0
2030 | MISO_MO-IL_2_SPP_N | MISO_MO-IL | SPP_N | Internal | Summer | B5 | 200 | 2000 | 0 | 161.77 | 162.9 | 8 | 0
2030 | MISO_MO-IL_2_SPP_N | MISO_MO-IL | SPP_N | Internal | Summer | B6 | 300 | 2000 | 0 | 143.59 | 144.98 | 8 | 0
2030 | MISO_MO-IL_2_SPP_N | MISO_MO-IL | SPP_N | Internal | Summer | B7 | 400 | 2000 | 0 | 117.66 | 124.65 | 8 | 0
2030 | MISO_MO-IL_2_SPP_N | MISO_MO-IL | SPP_N | Internal | Summer | B8 | 500 | 2000 | 0 | 112.87 | 119.54 | 8 | 0
2030 | MISO_MO-IL_2_SPP_N | MISO_MO-IL | SPP_N | Internal | Summer | B9 | 800 | 2000 | 0 | 112.87 | 115.54 | 8 | 0
2030 | MISO_MO-IL_2_SPP_N | MISO_MO-IL | SPP_N | Internal | Summer | B10 | 1262 | 2000 | 0 | 109.9 | 104.9 | 8 | 0
2030 | MISO_MO-IL_2_SPP_N | MISO_MO-IL | SPP_N | Internal | Winter | B16 | 25 | 2000 | 0 | 126.15 | 120.31 | 8 | 0
2030 | MISO_MO-IL_2_SPP_N | MISO_MO-IL | SPP_N | Internal | Winter | B17 | 100 | 2000 | 0 | 120.25 | 115.25 | 8 | 0
2030 | MISO_MO-IL_2_SPP_N | MISO_MO-IL | SPP_N | Internal | Winter | B18 | 400 | 2000 | 0 | 117.56 | 115.31 | 8 | 0
2030 | MISO_MO-IL_2_SPP_N | MISO_MO-IL | SPP_N | Internal | Winter | B19 | 700 | 2000 | 0 | 116.89 | 115.31 | 8 | 0
2030 | MISO_MO-IL_2_SPP_N | MISO_MO-IL | SPP_N | Internal | Winter | B20 | 935 | 2000 | 0 | 113.66 | 103.76 | 8 | 0
2030 | MISO_MO-IL_2_TVA_Transmission | MISO_MO-IL | TVA_Transmission | Internal | Shoulder | B11 | 25 | 4000 | 0 | 125.57 | 128.53 | 8 | 0
2030 | MISO_MO-IL_2_TVA_Transmission | MISO_MO-IL | TVA_Transmission | Internal | Shoulder | B12 | 200 | 4000 | 0 | 118.35 | 124.57 | 8 | 0
2030 | MISO_MO-IL_2_TVA_Transmission | MISO_MO-IL | TVA_Transmission | Internal | Shoulder | B13 | 600 | 4000 | 0 | 114.12 | 120.23 | 8 | 0
2030 | MISO_MO-IL_2_TVA_Transmission | MISO_MO-IL | TVA_Transmission | Internal | Shoulder | B14 | 900 | 4000 | 0 | 114.11 | 119.27 | 8 | 0
2030 | MISO_MO-IL_2_TVA_Transmission | MISO_MO-IL | TVA_Transmission | Internal | Shoulder | B15 | 1203 | 4000 | 0 | 112.34 | 118.56 | 8 | 0
2030 | MISO_MO-IL_2_TVA_Transmission | MISO_MO-IL | TVA_Transmission | Internal | Summer | B1 | 10 | 4000 | 1593.76 | 185.78 | 193.78 | 8 | 0
2030 | MISO_MO-IL_2_TVA_Transmission | MISO_MO-IL | TVA_Transmission | Internal | Summer | B2 | 25 | 4000 | 849.06 | 182.76 | 190.76 | 8 | 0
2030 | MISO_MO-IL_2_TVA_Transmission | MISO_MO-IL | TVA_Transmission | Internal | Summer | B3 | 75 | 4000 | 0 | 182.76 | 188.82 | 8 | 0
2030 | MISO_MO-IL_2_TVA_Transmission | MISO_MO-IL | TVA_Transmission | Internal | Summer | B4 | 100 | 4000 | 0 | 174.04 | 182.03 | 8 | 0
2030 | MISO_MO-IL_2_TVA_Transmission | MISO_MO-IL | TVA_Transmission | Internal | Summer | B5 | 200 | 4000 | 0 | 161.77 | 161.72 | 8 | 0
2030 | MISO_MO-IL_2_TVA_Transmission | MISO_MO-IL | TVA_Transmission | Internal | Summer | B6 | 300 | 4000 | 0 | 143.59 | 137.62 | 8 | 0
2030 | MISO_MO-IL_2_TVA_Transmission | MISO_MO-IL | TVA_Transmission | Internal | Summer | B7 | 400 | 4000 | 0 | 117.66 | 121.07 | 8 | 0
2030 | MISO_MO-IL_2_TVA_Transmission | MISO_MO-IL | TVA_Transmission | Internal | Summer | B8 | 500 | 4000 | 0 | 112.87 | 118.56 | 8 | 0
2030 | MISO_MO-IL_2_TVA_Transmission | MISO_MO-IL | TVA_Transmission | Internal | Summer | B9 | 800 | 4000 | 0 | 112.87 | 117.39 | 8 | 0
2030 | MISO_MO-IL_2_TVA_Transmission | MISO_MO-IL | TVA_Transmission | Internal | Summer | B10 | 1262 | 4000 | 0 | 109.9 | 109.99 | 8 | 0
2030 | MISO_MO-IL_2_TVA_Transmission | MISO_MO-IL | TVA_Transmission | Internal | Winter | B16 | 25 | 4000 | 0 | 126.15 | 130.15 | 8 | 0
2030 | MISO_MO-IL_2_TVA_Transmission | MISO_MO-IL | TVA_Transmission | Internal | Winter | B17 | 100 | 4000 | 0 | 120.25 | 127.25 | 8 | 0
2030 | MISO_MO-IL_2_TVA_Transmission | MISO_MO-IL | TVA_Transmission | Internal | Winter | B18 | 400 | 4000 | 0 | 117.56 | 121.69 | 8 | 0
2030 | MISO_MO-IL_2_TVA_Transmission | MISO_MO-IL | TVA_Transmission | Internal | Winter | B19 | 700 | 4000 | 0 | 116.89 | 121.62 | 8 | 0
2030 | MISO_MO-IL_2_TVA_Transmission | MISO_MO-IL | TVA_Transmission | Internal | Winter | B20 | 935 | 4000 | 0 | 113.66 | 121.59 | 8 | 0
2030 | MISO_W_2_IESO | MISO_W | IESO | Internal | Shoulder | B11 | 25 | 90 | 0 | 121.58 | 72.59 | 8 | 0
2030 | MISO_W_2_IESO | MISO_W | IESO | Internal | Shoulder | B12 | 200 | 90 | 0 | 115.7 | 72.59 | 8 | 0
2030 | MISO_W_2_IESO | MISO_W | IESO | Internal | Shoulder | B13 | 600 | 90 | 0 | 107.88 | 72.59 | 8 | 0
2030 | MISO_W_2_IESO | MISO_W | IESO | Internal | Shoulder | B14 | 900 | 90 | 0 | 101.86 | 72.59 | 8 | 0
2030 | MISO_W_2_IESO | MISO_W | IESO | Internal | Shoulder | B15 | 1203 | 90 | 0 | 93.89 | 72.59 | 8 | 0
2030 | MISO_W_2_IESO | MISO_W | IESO | Internal | Summer | B1 | 10 | 90 | 0 | 185.5 | 104.26 | 8 | 0
2030 | MISO_W_2_IESO | MISO_W | IESO | Internal | Summer | B2 | 25 | 90 | 0 | 180.81 | 108.7 | 8 | 0
2030 | MISO_W_2_IESO | MISO_W | IESO | Internal | Summer | B3 | 75 | 90 | 0 | 182.75 | 108.7 | 8 | 0
2030 | MISO_W_2_IESO | MISO_W | IESO | Internal | Summer | B4 | 100 | 90 | 0 | 174.03 | 91.88 | 8 | 0
2030 | MISO_W_2_IESO | MISO_W | IESO | Internal | Summer | B5 | 200 | 90 | 0 | 161.76 | 76.88 | 8 | 0
2030 | MISO_W_2_IESO | MISO_W | IESO | Internal | Summer | B6 | 300 | 90 | 0 | 143.58 | 70.53 | 8 | 0
2030 | MISO_W_2_IESO | MISO_W | IESO | Internal | Summer | B7 | 400 | 90 | 0 | 117.65 | 70.53 | 8 | 0
2030 | MISO_W_2_IESO | MISO_W | IESO | Internal | Summer | B8 | 500 | 90 | 0 | 112.54 | 70.53 | 8 | 0
2030 | MISO_W_2_IESO | MISO_W | IESO | Internal | Summer | B9 | 800 | 90 | 0 | 112.53 | 70.53 | 8 | 0
2030 | MISO_W_2_IESO | MISO_W | IESO | Internal | Summer | B10 | 1262 | 90 | 0 | 97.88 | 70.53 | 8 | 0
2030 | MISO_W_2_IESO | MISO_W | IESO | Internal | Winter | B16 | 25 | 90 | 0 | 96.76 | 72.59 | 8 | 0
2030 | MISO_W_2_IESO | MISO_W | IESO | Internal | Winter | B17 | 100 | 90 | 0 | 108.24 | 72.59 | 8 | 0
2030 | MISO_W_2_IESO | MISO_W | IESO | Internal | Winter | B18 | 400 | 90 | 0 | 108.31 | 72.59 | 8 | 0
2030 | MISO_W_2_IESO | MISO_W | IESO | Internal | Winter | B19 | 700 | 90 | 0 | 108.31 | 72.59 | 8 | 0
2030 | MISO_W_2_IESO | MISO_W | IESO | Internal | Winter | B20 | 935 | 90 | 0 | 96.76 | 72.59 | 8 | 0
2030 | MISO_W_2_MAPP_CA | MISO_W | MAPP_CA | Internal | Shoulder | B11 | 25 | 926 | 0 | 121.58 | 93.88 | 0.01 | 0
2030 | MISO_W_2_MAPP_CA | MISO_W | MAPP_CA | Internal | Shoulder | B12 | 200 | 926 | 0 | 115.7 | 93.88 | 0.01 | 0
2030 | MISO_W_2_MAPP_CA | MISO_W | MAPP_CA | Internal | Shoulder | B13 | 600 | 926 | 0 | 107.88 | 93.88 | 0.01 | 0
2030 | MISO_W_2_MAPP_CA | MISO_W | MAPP_CA | Internal | Shoulder | B14 | 900 | 926 | 0 | 101.86 | 93.88 | 0.01 | 0
2030 | MISO_W_2_MAPP_CA | MISO_W | MAPP_CA | Internal | Shoulder | B15 | 1203 | 926 | 0 | 93.89 | 93.88 | 0.01 | 0
2030 | MISO_W_2_MAPP_CA | MISO_W | MAPP_CA | Internal | Summer | B1 | 10 | 926 | 0 | 185.5 | 83.88 | 0.01 | 0
2030 | MISO_W_2_MAPP_CA | MISO_W | MAPP_CA | Internal | Summer | B2 | 25 | 926 | 0 | 180.81 | 83.88 | 0.01 | 0
2030 | MISO_W_2_MAPP_CA | MISO_W | MAPP_CA | Internal | Summer | B3 | 75 | 926 | 0 | 182.75 | 83.88 | 0.01 | 0
2030 | MISO_W_2_MAPP_CA | MISO_W | MAPP_CA | Internal | Summer | B4 | 100 | 926 | 0 | 174.03 | 83.88 | 0.01 | 0
2030 | MISO_W_2_MAPP_CA | MISO_W | MAPP_CA | Internal | Summer | B5 | 200 | 926 | 0 | 161.76 | 83.88 | 0.01 | 0
2030 | MISO_W_2_MAPP_CA | MISO_W | MAPP_CA | Internal | Summer | B6 | 300 | 926 | 0 | 143.58 | 83.88 | 0.01 | 0
2030 | MISO_W_2_MAPP_CA | MISO_W | MAPP_CA | Internal | Summer | B7 | 400 | 926 | 0 | 117.65 | 83.88 | 0.01 | 0
2030 | MISO_W_2_MAPP_CA | MISO_W | MAPP_CA | Internal | Summer | B8 | 500 | 926 | 0 | 112.54 | 83.88 | 0.01 | 0
2030 | MISO_W_2_MAPP_CA | MISO_W | MAPP_CA | Internal | Summer | B9 | 800 | 926 | 0 | 112.53 | 83.88 | 0.01 | 0
2030 | MISO_W_2_MAPP_CA | MISO_W | MAPP_CA | Internal | Summer | B10 | 1262 | 926 | 0 | 97.88 | 83.88 | 0.01 | 0
2030 | MISO_W_2_MAPP_CA | MISO_W | MAPP_CA | Internal | Winter | B16 | 25 | 926 | 0 | 96.76 | 96.74 | 0.01 | 0
2030 | MISO_W_2_MAPP_CA | MISO_W | MAPP_CA | Internal | Winter | B17 | 100 | 926 | 0 | 108.24 | 96.74 | 0.01 | 0
2030 | MISO_W_2_MAPP_CA | MISO_W | MAPP_CA | Internal | Winter | B18 | 400 | 926 | 0 | 108.31 | 96.74 | 0.01 | 0
2030 | MISO_W_2_MAPP_CA | MISO_W | MAPP_CA | Internal | Winter | B19 | 700 | 926 | 0 | 108.31 | 96.74 | 0.01 | 0
2030 | MISO_W_2_MAPP_CA | MISO_W | MAPP_CA | Internal | Winter | B20 | 935 | 926 | 0 | 96.76 | 96.74 | 0.01 | 0
2030 | MISO_W_2_MISO_MO-IL | MISO_W | MISO_MO-IL | Internal | Shoulder | B11 | 25 | 3915 | 3915 | 121.58 | 125.57 | 0.01 | 3.98
2030 | MISO_W_2_MISO_MO-IL | MISO_W | MISO_MO-IL | Internal | Shoulder | B12 | 200 | 3915 | 3915 | 115.7 | 118.35 | 0.01 | 2.63
2030 | MISO_W_2_MISO_MO-IL | MISO_W | MISO_MO-IL | Internal | Shoulder | B13 | 600 | 3915 | 3915 | 107.88 | 114.12 | 0.01 | 6.23
2030 | MISO_W_2_MISO_MO-IL | MISO_W | MISO_MO-IL | Internal | Shoulder | B14 | 900 | 3915 | 3915 | 101.86 | 114.11 | 0.01 | 12.24
2030 | MISO_W_2_MISO_MO-IL | MISO_W | MISO_MO-IL | Internal | Shoulder | B15 | 1203 | 3915 | 3915 | 93.89 | 112.34 | 0.01 | 18.44
2030 | MISO_W_2_MISO_MO-IL | MISO_W | MISO_MO-IL | Internal | Summer | B1 | 10 | 3915 | 3915 | 185.5 | 185.78 | 0.01 | 0.28
2030 | MISO_W_2_MISO_MO-IL | MISO_W | MISO_MO-IL | Internal | Summer | B2 | 25 | 3915 | 3915 | 180.81 | 182.76 | 0.01 | 1.94
2030 | MISO_W_2_MISO_MO-IL | MISO_W | MISO_MO-IL | Internal | Summer | B3 | 75 | 3915 | 3114.27 | 182.75 | 182.76 | 0.01 | 0
2030 | MISO_W_2_MISO_MO-IL | MISO_W | MISO_MO-IL | Internal | Summer | B4 | 100 | 3915 | 3693.98 | 174.03 | 174.04 | 0.01 | 0
2030 | MISO_W_2_MISO_MO-IL | MISO_W | MISO_MO-IL | Internal | Summer | B5 | 200 | 3915 | 2033.73 | 161.76 | 161.77 | 0.01 | 0
2030 | MISO_W_2_MISO_MO-IL | MISO_W | MISO_MO-IL | Internal | Summer | B6 | 300 | 3915 | 1440.1 | 143.58 | 143.59 | 0.01 | 0
2030 | MISO_W_2_MISO_MO-IL | MISO_W | MISO_MO-IL | Internal | Summer | B7 | 400 | 3915 | 3399.41 | 117.65 | 117.66 | 0.01 | 0
2030 | MISO_W_2_MISO_MO-IL | MISO_W | MISO_MO-IL | Internal | Summer | B8 | 500 | 3915 | 3915 | 112.54 | 112.87 | 0.01 | 0.31
2030 | MISO_W_2_MISO_MO-IL | MISO_W | MISO_MO-IL | Internal | Summer | B9 | 800 | 3915 | 3915 | 112.53 | 112.87 | 0.01 | 0.33
2030 | MISO_W_2_MISO_MO-IL | MISO_W | MISO_MO-IL | Internal | Summer | B10 | 1262 | 3915 | 3915 | 97.88 | 109.9 | 0.01 | 12
2030 | MISO_W_2_MISO_MO-IL | MISO_W | MISO_MO-IL | Internal | Winter | B16 | 25 | 3915 | 3915 | 96.76 | 126.15 | 0.01 | 29.38
2030 | MISO_W_2_MISO_MO-IL | MISO_W | MISO_MO-IL | Internal | Winter | B17 | 100 | 3915 | 3915 | 108.24 | 120.25 | 0.01 | 12
2030 | MISO_W_2_MISO_MO-IL | MISO_W | MISO_MO-IL | Internal | Winter | B18 | 400 | 3915 | 3915 | 108.31 | 117.56 | 0.01 | 9.23
2030 | MISO_W_2_MISO_MO-IL | MISO_W | MISO_MO-IL | Internal | Winter | B19 | 700 | 3915 | 3915 | 108.31 | 116.89 | 0.01 | 8.56
2030 | MISO_W_2_MISO_MO-IL | MISO_W | MISO_MO-IL | Internal | Winter | B20 | 935 | 3915 | 3915 | 96.76 | 113.66 | 0.01 | 16.89
2030 | MISO_W_2_MISO_WUMS | MISO_W | MISO_WUMS | Internal | Shoulder | B11 | 25 | 1732 | 0 | 121.58 | 121.57 | 0.01 | 0
2030 | MISO_W_2_MISO_WUMS | MISO_W | MISO_WUMS | Internal | Shoulder | B12 | 200 | 1732 | 895.63 | 115.7 | 115.71 | 0.01 | 0
2030 | MISO_W_2_MISO_WUMS | MISO_W | MISO_WUMS | Internal | Shoulder | B13 | 600 | 1732 | 1732 | 107.88 | 114.1 | 0.01 | 6.21
2030 | MISO_W_2_MISO_WUMS | MISO_W | MISO_WUMS | Internal | Shoulder | B14 | 900 | 1732 | 1732 | 101.86 | 114.1 | 0.01 | 12.23
2030 | MISO_W_2_MISO_WUMS | MISO_W | MISO_WUMS | Internal | Shoulder | B15 | 1203 | 1732 | 1732 | 93.89 | 112.33 | 0.01 | 18.43
2030 | MISO_W_2_MISO_WUMS | MISO_W | MISO_WUMS | Internal | Summer | B1 | 10 | 1732 | 5.41 | 185.5 | 185.51 | 0.01 | 0
2030 | MISO_W_2_MISO_WUMS | MISO_W | MISO_WUMS | Internal | Summer | B2 | 25 | 1732 | 690.17 | 180.81 | 180.82 | 0.01 | 0
2030 | MISO_W_2_MISO_WUMS | MISO_W | MISO_WUMS | Internal | Summer | B3 | 75 | 1732 | 0 | 182.75 | 182.72 | 0.01 | 0
2030 | MISO_W_2_MISO_WUMS | MISO_W | MISO_WUMS | Internal | Summer | B4 | 100 | 1732 | 0 | 174.03 | 174.01 | 0.01 | 0
2030 | MISO_W_2_MISO_WUMS | MISO_W | MISO_WUMS | Internal | Summer | B5 | 200 | 1732 | 0 | 161.76 | 157.77 | 0.01 | 0
2030 | MISO_W_2_MISO_WUMS | MISO_W | MISO_WUMS | Internal | Summer | B6 | 300 | 1732 | 0 | 143.58 | 141.72 | 0.01 | 0
2030 | MISO_W_2_MISO_WUMS | MISO_W | MISO_WUMS | Internal | Summer | B7 | 400 | 1732 | 0 | 117.65 | 117.63 | 0.01 | 0
2030 | MISO_W_2_MISO_WUMS | MISO_W | MISO_WUMS | Internal | Summer | B8 | 500 | 1732 | 1306.03 | 112.54 | 112.55 | 0.01 | 0
2030 | MISO_W_2_MISO_WUMS | MISO_W | MISO_WUMS | Internal | Summer | B9 | 800 | 1732 | 1472.59 | 112.53 | 112.54 | 0.01 | 0
2030 | MISO_W_2_MISO_WUMS | MISO_W | MISO_WUMS | Internal | Summer | B10 | 1262 | 1732 | 1732 | 97.88 | 104.71 | 0.01 | 6.82
2030 | MISO_W_2_MISO_WUMS | MISO_W | MISO_WUMS | Internal | Winter | B16 | 25 | 1732 | 1732 | 96.76 | 122.15 | 0.01 | 25.38
2030 | MISO_W_2_MISO_WUMS | MISO_W | MISO_WUMS | Internal | Winter | B17 | 100 | 1732 | 1732 | 108.24 | 119.68 | 0.01 | 11.43
2030 | MISO_W_2_MISO_WUMS | MISO_W | MISO_WUMS | Internal | Winter | B18 | 400 | 1732 | 1732 | 108.31 | 117.24 | 0.01 | 8.91
2030 | MISO_W_2_MISO_WUMS | MISO_W | MISO_WUMS | Internal | Winter | B19 | 700 | 1732 | 1732 | 108.31 | 116.86 | 0.01 | 8.53
2030 | MISO_W_2_MISO_WUMS | MISO_W | MISO_WUMS | Internal | Winter | B20 | 935 | 1732 | 1732 | 96.76 | 113.65 | 0.01 | 16.88
2030 | MISO_W_2_NE | MISO_W | NE | Internal | Shoulder | B11 | 25 | 2800 | 0 | 121.58 | 126.95 | 7 | 0
2030 | MISO_W_2_NE | MISO_W | NE | Internal | Shoulder | B12 | 200 | 2800 | 0 | 115.7 | 116.96 | 7 | 0
2030 | MISO_W_2_NE | MISO_W | NE | Internal | Shoulder | B13 | 600 | 2800 | 0 | 107.88 | 114.87 | 7 | 0
2030 | MISO_W_2_NE | MISO_W | NE | Internal | Shoulder | B14 | 900 | 2800 | 0 | 101.86 | 108.85 | 7 | 0
2030 | MISO_W_2_NE | MISO_W | NE | Internal | Shoulder | B15 | 1203 | 2800 | 196.8 | 93.89 | 100.89 | 7 | 0
2030 | MISO_W_2_NE | MISO_W | NE | Internal | Summer | B1 | 10 | 2800 | 0 | 185.5 | 185.5 | 7 | 0
2030 | MISO_W_2_NE | MISO_W | NE | Internal | Summer | B2 | 25 | 2800 | 0 | 180.81 | 180.81 | 7 | 0
2030 | MISO_W_2_NE | MISO_W | NE | Internal | Summer | B3 | 75 | 2800 | 0 | 182.75 | 182.75 | 7 | 0
2030 | MISO_W_2_NE | MISO_W | NE | Internal | Summer | B4 | 100 | 2800 | 0 | 174.03 | 174.03 | 7 | 0
2030 | MISO_W_2_NE | MISO_W | NE | Internal | Summer | B5 | 200 | 2800 | 0 | 161.76 | 162.91 | 7 | 0
2030 | MISO_W_2_NE | MISO_W | NE | Internal | Summer | B6 | 300 | 2800 | 0 | 143.58 | 144.98 | 7 | 0
2030 | MISO_W_2_NE | MISO_W | NE | Internal | Summer | B7 | 400 | 2800 | 436.64 | 117.65 | 124.65 | 7 | 0
2030 | MISO_W_2_NE | MISO_W | NE | Internal | Summer | B8 | 500 | 2800 | 44.03 | 112.54 | 119.54 | 7 | 0
2030 | MISO_W_2_NE | MISO_W | NE | Internal | Summer | B9 | 800 | 2800 | 0 | 112.53 | 115.55 | 7 | 0
2030 | MISO_W_2_NE | MISO_W | NE | Internal | Summer | B10 | 1262 | 2800 | 459.57 | 97.88 | 104.88 | 7 | 0
2030 | MISO_W_2_NE | MISO_W | NE | Internal | Winter | B16 | 25 | 2800 | 2452.17 | 96.76 | 103.76 | 7 | 0
2030 | MISO_W_2_NE | MISO_W | NE | Internal | Winter | B17 | 100 | 2800 | 1104.87 | 108.24 | 115.24 | 7 | 0
2030 | MISO_W_2_NE | MISO_W | NE | Internal | Winter | B18 | 400 | 2800 | 0 | 108.31 | 115.3 | 7 | 0
2030 | MISO_W_2_NE | MISO_W | NE | Internal | Winter | B19 | 700 | 2800 | 0 | 108.31 | 115.3 | 7 | 0
2030 | MISO_W_2_NE | MISO_W | NE | Internal | Winter | B20 | 935 | 2800 | 0 | 96.76 | 103.74 | 7 | 0
2030 | MISO_W_2_PJM_ROR | MISO_W | PJM_ROR | Internal | Shoulder | B11 | 25 | 773 | 0 | 121.58 | 123.57 | 2 | 0
2030 | MISO_W_2_PJM_ROR | MISO_W | PJM_ROR | Internal | Shoulder | B12 | 200 | 773 | 773 | 115.7 | 120.33 | 2 | 2.63
2030 | MISO_W_2_PJM_ROR | MISO_W | PJM_ROR | Internal | Shoulder | B13 | 600 | 773 | 773 | 107.88 | 116.1 | 2 | 6.23
2030 | MISO_W_2_PJM_ROR | MISO_W | PJM_ROR | Internal | Shoulder | B14 | 900 | 773 | 773 | 101.86 | 116.1 | 2 | 12.24
2030 | MISO_W_2_PJM_ROR | MISO_W | PJM_ROR | Internal | Shoulder | B15 | 1203 | 773 | 773 | 93.89 | 114.34 | 2 | 18.45
2030 | MISO_W_2_PJM_ROR | MISO_W | PJM_ROR | Internal | Summer | B1 | 10 | 773 | 365.62 | 185.5 | 187.5 | 2 | 0
2030 | MISO_W_2_PJM_ROR | MISO_W | PJM_ROR | Internal | Summer | B2 | 25 | 773 | 773 | 180.81 | 182.82 | 2 | 0.01
2030 | MISO_W_2_PJM_ROR | MISO_W | PJM_ROR | Internal | Summer | B3 | 75 | 773 | 0 | 182.75 | 182.82 | 2 | 0
2030 | MISO_W_2_PJM_ROR | MISO_W | PJM_ROR | Internal | Summer | B4 | 100 | 773 | 551.83 | 174.03 | 176.03 | 2 | 0
2030 | MISO_W_2_PJM_ROR | MISO_W | PJM_ROR | Internal | Summer | B5 | 200 | 773 | 0 | 161.76 | 159.77 | 2 | 0
2030 | MISO_W_2_PJM_ROR | MISO_W | PJM_ROR | Internal | Summer | B6 | 300 | 773 | 0 | 143.58 | 141.12 | 2 | 0
2030 | MISO_W_2_PJM_ROR | MISO_W | PJM_ROR | Internal | Summer | B7 | 400 | 773 | 0 | 117.65 | 119.63 | 2 | 0
2030 | MISO_W_2_PJM_ROR | MISO_W | PJM_ROR | Internal | Summer | B8 | 500 | 773 | 0 | 112.54 | 114.54 | 2 | 0
2030 | MISO_W_2_PJM_ROR | MISO_W | PJM_ROR | Internal | Summer | B9 | 800 | 773 | 773 | 112.53 | 114.54 | 2 | 0.01
2030 | MISO_W_2_PJM_ROR | MISO_W | PJM_ROR | Internal | Summer | B10 | 1262 | 773 | 773 | 97.88 | 111.88 | 2 | 12
2030 | MISO_W_2_PJM_ROR | MISO_W | PJM_ROR | Internal | Winter | B16 | 25 | 773 | 773 | 96.76 | 124.15 | 2 | 25.39
2030 | MISO_W_2_PJM_ROR | MISO_W | PJM_ROR | Internal | Winter | B17 | 100 | 773 | 773 | 108.24 | 121.68 | 2 | 11.44
2030 | MISO_W_2_PJM_ROR | MISO_W | PJM_ROR | Internal | Winter | B18 | 400 | 773 | 773 | 108.31 | 117.96 | 2 | 7.65
2030 | MISO_W_2_PJM_ROR | MISO_W | PJM_ROR | Internal | Winter | B19 | 700 | 773 | 773 | 108.31 | 115.65 | 2 | 5.34
2030 | MISO_W_2_PJM_ROR | MISO_W | PJM_ROR | Internal | Winter | B20 | 935 | 773 | 773 | 96.76 | 115.65 | 2 | 16.89
2030 | MISO_W_2_SPP_N | MISO_W | SPP_N | Internal | Shoulder | B11 | 25 | 3200 | 0 | 121.58 | 122.8 | 7 | 0
2030 | MISO_W_2_SPP_N | MISO_W | SPP_N | Internal | Shoulder | B12 | 200 | 3200 | 0 | 115.7 | 116.96 | 7 | 0
2030 | MISO_W_2_SPP_N | MISO_W | SPP_N | Internal | Shoulder | B13 | 600 | 3200 | 203.33 | 107.88 | 114.88 | 7 | 0
2030 | MISO_W_2_SPP_N | MISO_W | SPP_N | Internal | Shoulder | B14 | 900 | 3200 | 1097.1 | 101.86 | 108.86 | 7 | 0
2030 | MISO_W_2_SPP_N | MISO_W | SPP_N | Internal | Shoulder | B15 | 1203 | 3200 | 3170.49 | 93.89 | 100.89 | 7 | 0
2030 | MISO_W_2_SPP_N | MISO_W | SPP_N | Internal | Summer | B1 | 10 | 3200 | 0 | 185.5 | 183.29 | 7 | 0
2030 | MISO_W_2_SPP_N | MISO_W | SPP_N | Internal | Summer | B2 | 25 | 3200 | 0 | 180.81 | 180.82 | 7 | 0
2030 | MISO_W_2_SPP_N | MISO_W | SPP_N | Internal | Summer | B3 | 75 | 3200 | 0 | 182.75 | 182.76 | 7 | 0
2030 | MISO_W_2_SPP_N | MISO_W | SPP_N | Internal | Summer | B4 | 100 | 3200 | 0 | 174.03 | 174.01 | 7 | 0
2030 | MISO_W_2_SPP_N | MISO_W | SPP_N | Internal | Summer | B5 | 200 | 3200 | 0 | 161.76 | 162.9 | 7 | 0
2030 | MISO_W_2_SPP_N | MISO_W | SPP_N | Internal | Summer | B6 | 300 | 3200 | 0 | 143.58 | 144.98 | 7 | 0
2030 | MISO_W_2_SPP_N | MISO_W | SPP_N | Internal | Summer | B7 | 400 | 3200 | 888.82 | 117.65 | 124.65 | 7 | 0
2030 | MISO_W_2_SPP_N | MISO_W | SPP_N | Internal | Summer | B8 | 500 | 3200 | 267.51 | 112.54 | 119.54 | 7 | 0
2030 | MISO_W_2_SPP_N | MISO_W | SPP_N | Internal | Summer | B9 | 800 | 3200 | 0 | 112.53 | 115.54 | 7 | 0
2030 | MISO_W_2_SPP_N | MISO_W | SPP_N | Internal | Summer | B10 | 1262 | 3200 | 3200 | 97.88 | 104.9 | 7 | 0.01
2030 | MISO_W_2_SPP_N | MISO_W | SPP_N | Internal | Winter | B16 | 25 | 3200 | 3200 | 96.76 | 120.31 | 7 | 16.56
2030 | MISO_W_2_SPP_N | MISO_W | SPP_N | Internal | Winter | B17 | 100 | 3200 | 3200 | 108.24 | 115.25 | 7 | 0.01
2030 | MISO_W_2_SPP_N | MISO_W | SPP_N | Internal | Winter | B18 | 400 | 3200 | 2462.3 | 108.31 | 115.31 | 7 | 0
2030 | MISO_W_2_SPP_N | MISO_W | SPP_N | Internal | Winter | B19 | 700 | 3200 | 248.95 | 108.31 | 115.31 | 7 | 0
2030 | MISO_W_2_SPP_N | MISO_W | SPP_N | Internal | Winter | B20 | 935 | 3200 | 3023.86 | 96.76 | 103.76 | 7 | 0
2030 | MISO_WUMS_2_MISO_MI | MISO_WUMS | MISO_MI | Internal | Shoulder | B11 | 25 | 1422 | 1422 | 121.57 | 125.54 | 0.01 | 3.96
2030 | MISO_WUMS_2_MISO_MI | MISO_WUMS | MISO_MI | Internal | Shoulder | B12 | 200 | 1422 | 1422 | 115.71 | 118.35 | 0.01 | 2.62
2030 | MISO_WUMS_2_MISO_MI | MISO_WUMS | MISO_MI | Internal | Shoulder | B13 | 600 | 1422 | 913.09 | 114.1 | 114.12 | 0.01 | 0
2030 | MISO_WUMS_2_MISO_MI | MISO_WUMS | MISO_MI | Internal | Shoulder | B14 | 900 | 1422 | 1269.98 | 114.1 | 114.11 | 0.01 | 0
2030 | MISO_WUMS_2_MISO_MI | MISO_WUMS | MISO_MI | Internal | Shoulder | B15 | 1203 | 1422 | 1331.81 | 112.33 | 112.34 | 0.01 | 0
2030 | MISO_WUMS_2_MISO_MI | MISO_WUMS | MISO_MI | Internal | Summer | B1 | 10 | 1422 | 1422 | 185.51 | 185.78 | 0.01 | 0.26
2030 | MISO_WUMS_2_MISO_MI | MISO_WUMS | MISO_MI | Internal | Summer | B2 | 25 | 1422 | 1422 | 180.82 | 182.73 | 0.01 | 1.9
2030 | MISO_WUMS_2_MISO_MI | MISO_WUMS | MISO_MI | Internal | Summer | B3 | 75 | 1422 | 832.84 | 182.72 | 182.73 | 0.01 | 0
2030 | MISO_WUMS_2_MISO_MI | MISO_WUMS | MISO_MI | Internal | Summer | B4 | 100 | 1422 | 111.55 | 174.01 | 174.03 | 0.01 | 0
2030 | MISO_WUMS_2_MISO_MI | MISO_WUMS | MISO_MI | Internal | Summer | B5 | 200 | 1422 | 0 | 157.77 | 157.77 | 0.01 | 0
2030 | MISO_WUMS_2_MISO_MI | MISO_WUMS | MISO_MI | Internal | Summer | B6 | 300 | 1422 | 816.99 | 141.72 | 141.73 | 0.01 | 0
2030 | MISO_WUMS_2_MISO_MI | MISO_WUMS | MISO_MI | Internal | Summer | B7 | 400 | 1422 | 702.93 | 117.63 | 117.65 | 0.01 | 0
2030 | MISO_WUMS_2_MISO_MI | MISO_WUMS | MISO_MI | Internal | Summer | B8 | 500 | 1422 | 1422 | 112.55 | 112.87 | 0.01 | 0.3
2030 | MISO_WUMS_2_MISO_MI | MISO_WUMS | MISO_MI | Internal | Summer | B9 | 800 | 1422 | 1422 | 112.54 | 112.87 | 0.01 | 0.32
2030 | MISO_WUMS_2_MISO_MI | MISO_WUMS | MISO_MI | Internal | Summer | B10 | 1262 | 1422 | 1422 | 104.71 | 109.88 | 0.01 | 5.16
2030 | MISO_WUMS_2_MISO_MI | MISO_WUMS | MISO_MI | Internal | Winter | B16 | 25 | 1422 | 1422 | 122.15 | 126.14 | 0.01 | 3.98
2030 | MISO_WUMS_2_MISO_MI | MISO_WUMS | MISO_MI | Internal | Winter | B17 | 100 | 1422 | 1422 | 119.68 | 120.23 | 0.01 | 0.54
2030 | MISO_WUMS_2_MISO_MI | MISO_WUMS | MISO_MI | Internal | Winter | B18 | 400 | 1422 | 1422 | 117.24 | 117.54 | 0.01 | 0.29
2030 | MISO_WUMS_2_MISO_MI | MISO_WUMS | MISO_MI | Internal | Winter | B19 | 700 | 1422 | 429.28 | 116.86 | 116.87 | 0.01 | 0
2030 | MISO_WUMS_2_MISO_MI | MISO_WUMS | MISO_MI | Internal | Winter | B20 | 935 | 1422 | 1188.89 | 113.65 | 113.66 | 0.01 | 0
2030 | MISO_WUMS_2_MISO_W | MISO_WUMS | MISO_W | Internal | Shoulder | B11 | 25 | 1240 | 844.27 | 121.57 | 121.58 | 0.01 | 0
2030 | MISO_WUMS_2_MISO_W | MISO_WUMS | MISO_W | Internal | Shoulder | B12 | 200 | 1240 | 0 | 115.71 | 115.7 | 0.01 | 0
2030 | MISO_WUMS_2_MISO_W | MISO_WUMS | MISO_W | Internal | Shoulder | B13 | 600 | 1240 | 0 | 114.1 | 107.88 | 0.01 | 0
2030 | MISO_WUMS_2_MISO_W | MISO_WUMS | MISO_W | Internal | Shoulder | B14 | 900 | 1240 | 0 | 114.1 | 101.86 | 0.01 | 0
2030 | MISO_WUMS_2_MISO_W | MISO_WUMS | MISO_W | Internal | Shoulder | B15 | 1203 | 1240 | 0 | 112.33 | 93.89 | 0.01 | 0
2030 | MISO_WUMS_2_MISO_W | MISO_WUMS | MISO_W | Internal | Summer | B1 | 10 | 1240 | 0 | 185.51 | 185.5 | 0.01 | 0
2030 | MISO_WUMS_2_MISO_W | MISO_WUMS | MISO_W | Internal | Summer | B2 | 25 | 1240 | 0 | 180.82 | 180.81 | 0.01 | 0
2030 | MISO_WUMS_2_MISO_W | MISO_WUMS | MISO_W | Internal | Summer | B3 | 75 | 1240 | 1240 | 182.72 | 182.75 | 0.01 | 0.01
2030 | MISO_WUMS_2_MISO_W | MISO_WUMS | MISO_W | Internal | Summer | B4 | 100 | 1240 | 280.88 | 174.01 | 174.03 | 0.01 | 0
2030 | MISO_WUMS_2_MISO_W | MISO_WUMS | MISO_W | Internal | Summer | B5 | 200 | 1240 | 1240 | 157.77 | 161.76 | 0.01 | 3.98
2030 | MISO_WUMS_2_MISO_W | MISO_WUMS | MISO_W | Internal | Summer | B6 | 300 | 1240 | 1240 | 141.72 | 143.58 | 0.01 | 1.85
2030 | MISO_WUMS_2_MISO_W | MISO_WUMS | MISO_W | Internal | Summer | B7 | 400 | 1240 | 965.14 | 117.63 | 117.65 | 0.01 | 0
2030 | MISO_WUMS_2_MISO_W | MISO_WUMS | MISO_W | Internal | Summer | B8 | 500 | 1240 | 0 | 112.55 | 112.54 | 0.01 | 0
2030 | MISO_WUMS_2_MISO_W | MISO_WUMS | MISO_W | Internal | Summer | B9 | 800 | 1240 | 0 | 112.54 | 112.53 | 0.01 | 0
2030 | MISO_WUMS_2_MISO_W | MISO_WUMS | MISO_W | Internal | Summer | B10 | 1262 | 1240 | 0 | 104.71 | 97.88 | 0.01 | 0
2030 | MISO_WUMS_2_MISO_W | MISO_WUMS | MISO_W | Internal | Winter | B16 | 25 | 1240 | 0 | 122.15 | 96.76 | 0.01 | 0
2030 | MISO_WUMS_2_MISO_W | MISO_WUMS | MISO_W | Internal | Winter | B17 | 100 | 1240 | 0 | 119.68 | 108.24 | 0.01 | 0
2030 | MISO_WUMS_2_MISO_W | MISO_WUMS | MISO_W | Internal | Winter | B18 | 400 | 1240 | 0 | 117.24 | 108.31 | 0.01 | 0
2030 | MISO_WUMS_2_MISO_W | MISO_WUMS | MISO_W | Internal | Winter | B19 | 700 | 1240 | 0 | 116.86 | 108.31 | 0.01 | 0
2030 | MISO_WUMS_2_MISO_W | MISO_WUMS | MISO_W | Internal | Winter | B20 | 935 | 1240 | 0 | 113.65 | 96.76 | 0.01 | 0
2030 | MISO_WUMS_2_PJM_ROR | MISO_WUMS | PJM_ROR | Internal | Shoulder | B11 | 25 | 1600 | 137.3 | 121.57 | 123.57 | 2 | 0
2030 | MISO_WUMS_2_PJM_ROR | MISO_WUMS | PJM_ROR | Internal | Shoulder | B12 | 200 | 1600 | 1600 | 115.71 | 120.33 | 2 | 2.62
2030 | MISO_WUMS_2_PJM_ROR | MISO_WUMS | PJM_ROR | Internal | Shoulder | B13 | 600 | 1600 | 507.04 | 114.1 | 116.1 | 2 | 0
2030 | MISO_WUMS_2_PJM_ROR | MISO_WUMS | PJM_ROR | Internal | Shoulder | B14 | 900 | 1600 | 509.04 | 114.1 | 116.1 | 2 | 0
2030 | MISO_WUMS_2_PJM_ROR | MISO_WUMS | PJM_ROR | Internal | Shoulder | B15 | 1203 | 1600 | 1600 | 112.33 | 114.34 | 2 | 0.01
2030 | MISO_WUMS_2_PJM_ROR | MISO_WUMS | PJM_ROR | Internal | Summer | B1 | 10 | 1600 | 0 | 185.51 | 187.5 | 2 | 0
2030 | MISO_WUMS_2_PJM_ROR | MISO_WUMS | PJM_ROR | Internal | Summer | B2 | 25 | 1600 | 749.34 | 180.82 | 182.82 | 2 | 0
2030 | MISO_WUMS_2_PJM_ROR | MISO_WUMS | PJM_ROR | Internal | Summer | B3 | 75 | 1600 | 0 | 182.72 | 182.82 | 2 | 0
2030 | MISO_WUMS_2_PJM_ROR | MISO_WUMS | PJM_ROR | Internal | Summer | B4 | 100 | 1600 | 1600 | 174.01 | 176.03 | 2 | 0.01
2030 | MISO_WUMS_2_PJM_ROR | MISO_WUMS | PJM_ROR | Internal | Summer | B5 | 200 | 1600 | 518.56 | 157.77 | 159.77 | 2 | 0
2030 | MISO_WUMS_2_PJM_ROR | MISO_WUMS | PJM_ROR | Internal | Summer | B6 | 300 | 1600 | 0 | 141.72 | 141.12 | 2 | 0
2030 | MISO_WUMS_2_PJM_ROR | MISO_WUMS | PJM_ROR | Internal | Summer | B7 | 400 | 1600 | 186.35 | 117.63 | 119.63 | 2 | 0
2030 | MISO_WUMS_2_PJM_ROR | MISO_WUMS | PJM_ROR | Internal | Summer | B8 | 500 | 1600 | 0 | 112.55 | 114.54 | 2 | 0
2030 | MISO_WUMS_2_PJM_ROR | MISO_WUMS | PJM_ROR | Internal | Summer | B9 | 800 | 1600 | 322.09 | 112.54 | 114.54 | 2 | 0
2030 | MISO_WUMS_2_PJM_ROR | MISO_WUMS | PJM_ROR | Internal | Summer | B10 | 1262 | 1600 | 1600 | 104.71 | 111.88 | 2 | 5.17
2030 | MISO_WUMS_2_PJM_ROR | MISO_WUMS | PJM_ROR | Internal | Winter | B16 | 25 | 1600 | 846.77 | 122.15 | 124.15 | 2 | 0
2030 | MISO_WUMS_2_PJM_ROR | MISO_WUMS | PJM_ROR | Internal | Winter | B17 | 100 | 1600 | 623.17 | 119.68 | 121.68 | 2 | 0
2030 | MISO_WUMS_2_PJM_ROR | MISO_WUMS | PJM_ROR | Internal | Winter | B18 | 400 | 1600 | 0 | 117.24 | 117.96 | 2 | 0
2030 | MISO_WUMS_2_PJM_ROR | MISO_WUMS | PJM_ROR | Internal | Winter | B19 | 700 | 1600 | 0 | 116.86 | 115.65 | 2 | 0
2030 | MISO_WUMS_2_PJM_ROR | MISO_WUMS | PJM_ROR | Internal | Winter | B20 | 935 | 1600 | 395.19 | 113.65 | 115.65 | 2 | 0
2030 | NE_2_SPP_N | NE | SPP_N | Internal | Shoulder | B11 | 25 | 1802 | 0 | 126.95 | 122.8 | 0.01 | 0
2030 | NE_2_SPP_N | NE | SPP_N | Internal | Shoulder | B12 | 200 | 1802 | 0 | 116.96 | 116.96 | 0.01 | 0
2030 | NE_2_SPP_N | NE | SPP_N | Internal | Shoulder | B13 | 600 | 1802 | 205.15 | 114.87 | 114.88 | 0.01 | 0
2030 | NE_2_SPP_N | NE | SPP_N | Internal | Shoulder | B14 | 900 | 1802 | 243.62 | 108.85 | 108.86 | 0.01 | 0
2030 | NE_2_SPP_N | NE | SPP_N | Internal | Shoulder | B15 | 1203 | 1802 | 0 | 100.89 | 100.89 | 0.01 | 0
2030 | NE_2_SPP_N | NE | SPP_N | Internal | Summer | B1 | 10 | 1802 | 0 | 185.5 | 183.29 | 0.01 | 0
2030 | NE_2_SPP_N | NE | SPP_N | Internal | Summer | B2 | 25 | 1802 | 194.03 | 180.81 | 180.82 | 0.01 | 0
2030 | NE_2_SPP_N | NE | SPP_N | Internal | Summer | B3 | 75 | 1802 | 860.32 | 182.75 | 182.76 | 0.01 | 0
2030 | NE_2_SPP_N | NE | SPP_N | Internal | Summer | B4 | 100 | 1802 | 0 | 174.03 | 174.01 | 0.01 | 0
2030 | NE_2_SPP_N | NE | SPP_N | Internal | Summer | B5 | 200 | 1802 | 0 | 162.91 | 162.9 | 0.01 | 0
2030 | NE_2_SPP_N | NE | SPP_N | Internal | Summer | B6 | 300 | 1802 | 0 | 144.98 | 144.98 | 0.01 | 0
2030 | NE_2_SPP_N | NE | SPP_N | Internal | Summer | B7 | 400 | 1802 | 0 | 124.65 | 124.65 | 0.01 | 0
2030 | NE_2_SPP_N | NE | SPP_N | Internal | Summer | B8 | 500 | 1802 | 0 | 119.54 | 119.54 | 0.01 | 0
2030 | NE_2_SPP_N | NE | SPP_N | Internal | Summer | B9 | 800 | 1802 | 0 | 115.55 | 115.54 | 0.01 | 0
2030 | NE_2_SPP_N | NE | SPP_N | Internal | Summer | B10 | 1262 | 1802 | 433.12 | 104.88 | 104.9 | 0.01 | 0
2030 | NE_2_SPP_N | NE | SPP_N | Internal | Winter | B16 | 25 | 1802 | 1802 | 103.76 | 120.31 | 0.01 | 16.54
2030 | NE_2_SPP_N | NE | SPP_N | Internal | Winter | B17 | 100 | 1802 | 896.86 | 115.24 | 115.25 | 0.01 | 0
2030 | NE_2_SPP_N | NE | SPP_N | Internal | Winter | B18 | 400 | 1802 | 283.31 | 115.3 | 115.31 | 0.01 | 0
2030 | NE_2_SPP_N | NE | SPP_N | Internal | Winter | B19 | 700 | 1802 | 85.2 | 115.3 | 115.31 | 0.01 | 0
2030 | NE_2_SPP_N | NE | SPP_N | Internal | Winter | B20 | 935 | 1802 | 272.78 | 103.74 | 103.76 | 0.01 | 0
2030 | NEISO_2_NYISO_A-F | NEISO | NYISO_A-F | Internal | Shoulder | B11 | 25 | 600 | 0 | 82.59 | 79.59 | 3 | 0
2030 | NEISO_2_NYISO_A-F | NEISO | NYISO_A-F | Internal | Shoulder | B12 | 200 | 600 | 0 | 82.59 | 79.59 | 3 | 0
2030 | NEISO_2_NYISO_A-F | NEISO | NYISO_A-F | Internal | Shoulder | B13 | 600 | 600 | 0 | 82.59 | 79.59 | 3 | 0
2030 | NEISO_2_NYISO_A-F | NEISO | NYISO_A-F | Internal | Shoulder | B14 | 900 | 600 | 0 | 82.59 | 79.59 | 3 | 0
2030 | NEISO_2_NYISO_A-F | NEISO | NYISO_A-F | Internal | Shoulder | B15 | 1203 | 600 | 0 | 82.59 | 79.59 | 3 | 0
2030 | NEISO_2_NYISO_A-F | NEISO | NYISO_A-F | Internal | Summer | B1 | 10 | 600 | 0 | 126.38 | 97.26 | 3 | 0
2030 | NEISO_2_NYISO_A-F | NEISO | NYISO_A-F | Internal | Summer | B2 | 25 | 600 | 0 | 126.38 | 115.7 | 3 | 0
2030 | NEISO_2_NYISO_A-F | NEISO | NYISO_A-F | Internal | Summer | B3 | 75 | 600 | 12.97 | 112.7 | 115.7 | 3 | 0
2030 | NEISO_2_NYISO_A-F | NEISO | NYISO_A-F | Internal | Summer | B4 | 100 | 600 | 600 | 107.7 | 113.34 | 3 | 2.65
2030 | NEISO_2_NYISO_A-F | NEISO | NYISO_A-F | Internal | Summer | B5 | 200 | 600 | 499.17 | 107.7 | 110.7 | 3 | 0
2030 | NEISO_2_NYISO_A-F | NEISO | NYISO_A-F | Internal | Summer | B6 | 300 | 600 | 209.88 | 99.28 | 102.28 | 3 | 0
2030 | NEISO_2_NYISO_A-F | NEISO | NYISO_A-F | Internal | Summer | B7 | 400 | 600 | 600 | 93 | 97.26 | 3 | 1.26
2030 | NEISO_2_NYISO_A-F | NEISO | NYISO_A-F | Internal | Summer | B8 | 500 | 600 | 600 | 93 | 97.26 | 3 | 1.26
2030 | NEISO_2_NYISO_A-F | NEISO | NYISO_A-F | Internal | Summer | B9 | 800 | 600 | 600 | 93 | 97.26 | 3 | 1.26
2030 | NEISO_2_NYISO_A-F | NEISO | NYISO_A-F | Internal | Summer | B10 | 1262 | 600 | 600 | 93 | 97.26 | 3 | 1.26
2030 | NEISO_2_NYISO_A-F | NEISO | NYISO_A-F | Internal | Winter | B16 | 25 | 600 | 0 | 82.59 | 79.59 | 3 | 0
2030 | NEISO_2_NYISO_A-F | NEISO | NYISO_A-F | Internal | Winter | B17 | 100 | 600 | 0 | 82.59 | 79.59 | 3 | 0
2030 | NEISO_2_NYISO_A-F | NEISO | NYISO_A-F | Internal | Winter | B18 | 400 | 600 | 0 | 82.59 | 79.59 | 3 | 0
2030 | NEISO_2_NYISO_A-F | NEISO | NYISO_A-F | Internal | Winter | B19 | 700 | 600 | 0 | 82.59 | 79.59 | 3 | 0
2030 | NEISO_2_NYISO_A-F | NEISO | NYISO_A-F | Internal | Winter | B20 | 935 | 600 | 0 | 82.59 | 79.59 | 3 | 0
2030 | NEISO_2_NYISO_G-I | NEISO | NYISO_G-I | Internal | Shoulder | B11 | 25 | 600 | 600 | 82.59 | 115.54 | 3 | 29.95
2030 | NEISO_2_NYISO_G-I | NEISO | NYISO_G-I | Internal | Shoulder | B12 | 200 | 600 | 600 | 82.59 | 112.33 | 3 | 26.75
2030 | NEISO_2_NYISO_G-I | NEISO | NYISO_G-I | Internal | Shoulder | B13 | 600 | 600 | 600 | 82.59 | 111.69 | 3 | 26.11
2030 | NEISO_2_NYISO_G-I | NEISO | NYISO_G-I | Internal | Shoulder | B14 | 900 | 600 | 600 | 82.59 | 108.1 | 3 | 22.51
2030 | NEISO_2_NYISO_G-I | NEISO | NYISO_G-I | Internal | Shoulder | B15 | 1203 | 600 | 600 | 82.59 | 96.4 | 3 | 10.81
2030 | NEISO_2_NYISO_G-I | NEISO | NYISO_G-I | Internal | Summer | B1 | 10 | 600 | 600 | 126.38 | 179.52 | 3 | 50.14
2030 | NEISO_2_NYISO_G-I | NEISO | NYISO_G-I | Internal | Summer | B2 | 25 | 600 | 600 | 126.38 | 174.84 | 3 | 45.46
2030 | NEISO_2_NYISO_G-I | NEISO | NYISO_G-I | Internal | Summer | B3 | 75 | 600 | 600 | 112.7 | 154.73 | 3 | 39.03
2030 | NEISO_2_NYISO_G-I | NEISO | NYISO_G-I | Internal | Summer | B4 | 100 | 600 | 600 | 107.7 | 154.73 | 3 | 44.04
2030 | NEISO_2_NYISO_G-I | NEISO | NYISO_G-I | Internal | Summer | B5 | 200 | 600 | 600 | 107.7 | 151.77 | 3 | 41.08
2030 | NEISO_2_NYISO_G-I | NEISO | NYISO_G-I | Internal | Summer | B6 | 300 | 600 | 600 | 99.28 | 133.12 | 3 | 30.84
2030 | NEISO_2_NYISO_G-I | NEISO | NYISO_G-I | Internal | Summer | B7 | 400 | 600 | 600 | 93 | 111.63 | 3 | 15.63
2030 | NEISO_2_NYISO_G-I | NEISO | NYISO_G-I | Internal | Summer | B8 | 500 | 600 | 600 | 93 | 106.54 | 3 | 10.54
2030 | NEISO_2_NYISO_G-I | NEISO | NYISO_G-I | Internal | Summer | B9 | 800 | 600 | 600 | 93 | 106.52 | 3 | 10.51
2030 | NEISO_2_NYISO_G-I | NEISO | NYISO_G-I | Internal | Summer | B10 | 1262 | 600 | 600 | 93 | 97.27 | 3 | 1.27
2030 | NEISO_2_NYISO_G-I | NEISO | NYISO_G-I | Internal | Winter | B16 | 25 | 600 | 600 | 82.59 | 116.17 | 3 | 30.58
2030 | NEISO_2_NYISO_G-I | NEISO | NYISO_G-I | Internal | Winter | B17 | 100 | 600 | 600 | 82.59 | 113.71 | 3 | 28.12
2030 | NEISO_2_NYISO_G-I | NEISO | NYISO_G-I | Internal | Winter | B18 | 400 | 600 | 600 | 82.59 | 109.99 | 3 | 24.4
2030 | NEISO_2_NYISO_G-I | NEISO | NYISO_G-I | Internal | Winter | B19 | 700 | 600 | 600 | 82.59 | 107.67 | 3 | 22.08
2030 | NEISO_2_NYISO_G-I | NEISO | NYISO_G-I | Internal | Winter | B20 | 935 | 600 | 600 | 82.59 | 106.9 | 3 | 21.31
2030 | NEISO_2_NYISO_J-K | NEISO | NYISO_J-K | Internal | Shoulder | B11 | 25 | 777 | 777 | 82.59 | 115.55 | 3 | 29.96
2030 | NEISO_2_NYISO_J-K | NEISO | NYISO_J-K | Internal | Shoulder | B12 | 200 | 777 | 777 | 82.59 | 112.35 | 3 | 26.76
2030 | NEISO_2_NYISO_J-K | NEISO | NYISO_J-K | Internal | Shoulder | B13 | 600 | 777 | 777 | 82.59 | 111.71 | 3 | 26.12
2030 | NEISO_2_NYISO_J-K | NEISO | NYISO_J-K | Internal | Shoulder | B14 | 900 | 777 | 777 | 82.59 | 108.11 | 3 | 22.53
2030 | NEISO_2_NYISO_J-K | NEISO | NYISO_J-K | Internal | Shoulder | B15 | 1203 | 777 | 777 | 82.59 | 96.41 | 3 | 10.83
2030 | NEISO_2_NYISO_J-K | NEISO | NYISO_J-K | Internal | Summer | B1 | 10 | 777 | 777 | 126.38 | 179.53 | 3 | 50.15
2030 | NEISO_2_NYISO_J-K | NEISO | NYISO_J-K | Internal | Summer | B2 | 25 | 777 | 777 | 126.38 | 174.85 | 3 | 45.47
2030 | NEISO_2_NYISO_J-K | NEISO | NYISO_J-K | Internal | Summer | B3 | 75 | 777 | 777 | 112.7 | 154.74 | 3 | 39.05
2030 | NEISO_2_NYISO_J-K | NEISO | NYISO_J-K | Internal | Summer | B4 | 100 | 777 | 777 | 107.7 | 154.74 | 3 | 44.05
2030 | NEISO_2_NYISO_J-K | NEISO | NYISO_J-K | Internal | Summer | B5 | 200 | 777 | 777 | 107.7 | 154.27 | 3 | 43.57
2030 | NEISO_2_NYISO_J-K | NEISO | NYISO_J-K | Internal | Summer | B6 | 300 | 777 | 777 | 99.28 | 133.13 | 3 | 30.85
2030 | NEISO_2_NYISO_J-K | NEISO | NYISO_J-K | Internal | Summer | B7 | 400 | 777 | 777 | 93 | 115.25 | 3 | 19.25
2030 | NEISO_2_NYISO_J-K | NEISO | NYISO_J-K | Internal | Summer | B8 | 500 | 777 | 777 | 93 | 108.17 | 3 | 12.16
2030 | NEISO_2_NYISO_J-K | NEISO | NYISO_J-K | Internal | Summer | B9 | 800 | 777 | 777 | 93 | 108.17 | 3 | 12.16
2030 | NEISO_2_NYISO_J-K | NEISO | NYISO_J-K | Internal | Summer | B10 | 1262 | 777 | 777 | 93 | 97.28 | 3 | 1.28
2030 | NEISO_2_NYISO_J-K | NEISO | NYISO_J-K | Internal | Winter | B16 | 25 | 777 | 777 | 82.59 | 124.05 | 3 | 38.46
2030 | NEISO_2_NYISO_J-K | NEISO | NYISO_J-K | Internal | Winter | B17 | 100 | 777 | 777 | 82.59 | 124.05 | 3 | 38.46
2030 | NEISO_2_NYISO_J-K | NEISO | NYISO_J-K | Internal | Winter | B18 | 400 | 777 | 777 | 82.59 | 124.05 | 3 | 38.46
2030 | NEISO_2_NYISO_J-K | NEISO | NYISO_J-K | Internal | Winter | B19 | 700 | 777 | 777 | 82.59 | 121.67 | 3 | 36.08
2030 | NEISO_2_NYISO_J-K | NEISO | NYISO_J-K | Internal | Winter | B20 | 935 | 777 | 777 | 82.59 | 106.91 | 3 | 21.32
2030 | NonRTO_Midwest_2_MISO_IN | NonRTO_Midwest | MISO_IN | Internal | Shoulder | B11 | 25 | 4450 | 0 | 133.55 | 125.55 | 8 | 0
2030 | NonRTO_Midwest_2_MISO_IN | NonRTO_Midwest | MISO_IN | Internal | Shoulder | B12 | 200 | 4450 | 0 | 126.33 | 118.33 | 8 | 0
2030 | NonRTO_Midwest_2_MISO_IN | NonRTO_Midwest | MISO_IN | Internal | Shoulder | B13 | 600 | 4450 | 0 | 122.1 | 114.1 | 8 | 0
2030 | NonRTO_Midwest_2_MISO_IN | NonRTO_Midwest | MISO_IN | Internal | Shoulder | B14 | 900 | 4450 | 0 | 122.1 | 114.1 | 8 | 0
2030 | NonRTO_Midwest_2_MISO_IN | NonRTO_Midwest | MISO_IN | Internal | Shoulder | B15 | 1203 | 4450 | 0 | 120.34 | 112.34 | 8 | 0
2030 | NonRTO_Midwest_2_MISO_IN | NonRTO_Midwest | MISO_IN | Internal | Summer | B1 | 10 | 4450 | 0 | 189.73 | 185.77 | 8 | 0
2030 | NonRTO_Midwest_2_MISO_IN | NonRTO_Midwest | MISO_IN | Internal | Summer | B2 | 25 | 4450 | 0 | 189.73 | 182.75 | 8 | 0
2030 | NonRTO_Midwest_2_MISO_IN | NonRTO_Midwest | MISO_IN | Internal | Summer | B3 | 75 | 4450 | 0 | 189.73 | 182.75 | 8 | 0
2030 | NonRTO_Midwest_2_MISO_IN | NonRTO_Midwest | MISO_IN | Internal | Summer | B4 | 100 | 4450 | 0 | 182.03 | 174.03 | 8 | 0
2030 | NonRTO_Midwest_2_MISO_IN | NonRTO_Midwest | MISO_IN | Internal | Summer | B5 | 200 | 4450 | 0 | 169.76 | 161.76 | 8 | 0
2030 | NonRTO_Midwest_2_MISO_IN | NonRTO_Midwest | MISO_IN | Internal | Summer | B6 | 300 | 4450 | 95.62 | 133.74 | 141.74 | 8 | 0
2030 | NonRTO_Midwest_2_MISO_IN | NonRTO_Midwest | MISO_IN | Internal | Summer | B7 | 400 | 4450 | 0 | 120.86 | 117.65 | 8 | 0
2030 | NonRTO_Midwest_2_MISO_IN | NonRTO_Midwest | MISO_IN | Internal | Summer | B8 | 500 | 4450 | 0 | 120.86 | 112.86 | 8 | 0
2030 | NonRTO_Midwest_2_MISO_IN | NonRTO_Midwest | MISO_IN | Internal | Summer | B9 | 800 | 4450 | 0 | 120.86 | 112.86 | 8 | 0
2030 | NonRTO_Midwest_2_MISO_IN | NonRTO_Midwest | MISO_IN | Internal | Summer | B10 | 1262 | 4450 | 0 | 111.51 | 109.88 | 8 | 0
2030 | NonRTO_Midwest_2_MISO_IN | NonRTO_Midwest | MISO_IN | Internal | Winter | B16 | 25 | 4450 | 0 | 134.15 | 126.15 | 8 | 0
2030 | NonRTO_Midwest_2_MISO_IN | NonRTO_Midwest | MISO_IN | Internal | Winter | B17 | 100 | 4450 | 0 | 128.24 | 120.24 | 8 | 0
2030 | NonRTO_Midwest_2_MISO_IN | NonRTO_Midwest | MISO_IN | Internal | Winter | B18 | 400 | 4450 | 0 | 122.06 | 117.55 | 8 | 0
2030 | NonRTO_Midwest_2_MISO_IN | NonRTO_Midwest | MISO_IN | Internal | Winter | B19 | 700 | 4450 | 0 | 122.06 | 116.88 | 8 | 0
2030 | NonRTO_Midwest_2_MISO_IN | NonRTO_Midwest | MISO_IN | Internal | Winter | B20 | 935 | 4450 | 0 | 121.67 | 113.67 | 8 | 0
2030 | NonRTO_Midwest_2_TVA_Transmission | NonRTO_Midwest | TVA_Transmission | Internal | Shoulder | B11 | 25 | 2400 | 0 | 133.55 | 128.53 | 8 | 0
2030 | NonRTO_Midwest_2_TVA_Transmission | NonRTO_Midwest | TVA_Transmission | Internal | Shoulder | B12 | 200 | 2400 | 0 | 126.33 | 124.57 | 8 | 0
2030 | NonRTO_Midwest_2_TVA_Transmission | NonRTO_Midwest | TVA_Transmission | Internal | Shoulder | B13 | 600 | 2400 | 0 | 122.1 | 120.23 | 8 | 0
2030 | NonRTO_Midwest_2_TVA_Transmission | NonRTO_Midwest | TVA_Transmission | Internal | Shoulder | B14 | 900 | 2400 | 0 | 122.1 | 119.27 | 8 | 0
2030 | NonRTO_Midwest_2_TVA_Transmission | NonRTO_Midwest | TVA_Transmission | Internal | Shoulder | B15 | 1203 | 2400 | 0 | 120.34 | 118.56 | 8 | 0
2030 | NonRTO_Midwest_2_TVA_Transmission | NonRTO_Midwest | TVA_Transmission | Internal | Summer | B1 | 10 | 2400 | 0 | 189.73 | 193.78 | 8 | 0
2030 | NonRTO_Midwest_2_TVA_Transmission | NonRTO_Midwest | TVA_Transmission | Internal | Summer | B2 | 25 | 2400 | 0 | 189.73 | 190.76 | 8 | 0
2030 | NonRTO_Midwest_2_TVA_Transmission | NonRTO_Midwest | TVA_Transmission | Internal | Summer | B3 | 75 | 2400 | 0 | 189.73 | 188.82 | 8 | 0
2030 | NonRTO_Midwest_2_TVA_Transmission | NonRTO_Midwest | TVA_Transmission | Internal | Summer | B4 | 100 | 2400 | 0 | 182.03 | 182.03 | 8 | 0
2030 | NonRTO_Midwest_2_TVA_Transmission | NonRTO_Midwest | TVA_Transmission | Internal | Summer | B5 | 200 | 2400 | 0 | 169.76 | 161.72 | 8 | 0
2030 | NonRTO_Midwest_2_TVA_Transmission | NonRTO_Midwest | TVA_Transmission | Internal | Summer | B6 | 300 | 2400 | 0 | 133.74 | 137.62 | 8 | 0
2030 | NonRTO_Midwest_2_TVA_Transmission | NonRTO_Midwest | TVA_Transmission | Internal | Summer | B7 | 400 | 2400 | 0 | 120.86 | 121.07 | 8 | 0
2030 | NonRTO_Midwest_2_TVA_Transmission | NonRTO_Midwest | TVA_Transmission | Internal | Summer | B8 | 500 | 2400 | 0 | 120.86 | 118.56 | 8 | 0
2030 | NonRTO_Midwest_2_TVA_Transmission | NonRTO_Midwest | TVA_Transmission | Internal | Summer | B9 | 800 | 2400 | 0 | 120.86 | 117.39 | 8 | 0
2030 | NonRTO_Midwest_2_TVA_Transmission | NonRTO_Midwest | TVA_Transmission | Internal | Summer | B10 | 1262 | 2400 | 0 | 111.51 | 109.99 | 8 | 0
2030 | NonRTO_Midwest_2_TVA_Transmission | NonRTO_Midwest | TVA_Transmission | Internal | Winter | B16 | 25 | 2400 | 0 | 134.15 | 130.15 | 8 | 0
2030 | NonRTO_Midwest_2_TVA_Transmission | NonRTO_Midwest | TVA_Transmission | Internal | Winter | B17 | 100 | 2400 | 0 | 128.24 | 127.25 | 8 | 0
2030 | NonRTO_Midwest_2_TVA_Transmission | NonRTO_Midwest | TVA_Transmission | Internal | Winter | B18 | 400 | 2400 | 0 | 122.06 | 121.69 | 8 | 0
2030 | NonRTO_Midwest_2_TVA_Transmission | NonRTO_Midwest | TVA_Transmission | Internal | Winter | B19 | 700 | 2400 | 0 | 122.06 | 121.62 | 8 | 0
2030 | NonRTO_Midwest_2_TVA_Transmission | NonRTO_Midwest | TVA_Transmission | Internal | Winter | B20 | 935 | 2400 | 0 | 121.67 | 121.59 | 8 | 0
2030 | NYISO_A-F_2_IESO | NYISO_A-F | IESO | Internal | Shoulder | B11 | 25 | 1600 | 0 | 79.59 | 72.59 | 7 | 0
2030 | NYISO_A-F_2_IESO | NYISO_A-F | IESO | Internal | Shoulder | B12 | 200 | 1600 | 0 | 79.59 | 72.59 | 7 | 0
2030 | NYISO_A-F_2_IESO | NYISO_A-F | IESO | Internal | Shoulder | B13 | 600 | 1600 | 0 | 79.59 | 72.59 | 7 | 0
2030 | NYISO_A-F_2_IESO | NYISO_A-F | IESO | Internal | Shoulder | B14 | 900 | 1600 | 0 | 79.59 | 72.59 | 7 | 0
2030 | NYISO_A-F_2_IESO | NYISO_A-F | IESO | Internal | Shoulder | B15 | 1203 | 1600 | 0 | 79.59 | 72.59 | 7 | 0
2030 | NYISO_A-F_2_IESO | NYISO_A-F | IESO | Internal | Summer | B1 | 10 | 1600 | 186.17 | 97.26 | 104.26 | 7 | 0
2030 | NYISO_A-F_2_IESO | NYISO_A-F | IESO | Internal | Summer | B2 | 25 | 1600 | 0 | 115.7 | 108.7 | 7 | 0
2030 | NYISO_A-F_2_IESO | NYISO_A-F | IESO | Internal | Summer | B3 | 75 | 1600 | 0 | 115.7 | 108.7 | 7 | 0
2030 | NYISO_A-F_2_IESO | NYISO_A-F | IESO | Internal | Summer | B4 | 100 | 1600 | 0 | 113.34 | 91.88 | 7 | 0
2030 | NYISO_A-F_2_IESO | NYISO_A-F | IESO | Internal | Summer | B5 | 200 | 1600 | 0 | 110.7 | 76.88 | 7 | 0
2030 | NYISO_A-F_2_IESO | NYISO_A-F | IESO | Internal | Summer | B6 | 300 | 1600 | 0 | 102.28 | 70.53 | 7 | 0
2030 | NYISO_A-F_2_IESO | NYISO_A-F | IESO | Internal | Summer | B7 | 400 | 1600 | 0 | 97.26 | 70.53 | 7 | 0
2030 | NYISO_A-F_2_IESO | NYISO_A-F | IESO | Internal | Summer | B8 | 500 | 1600 | 0 | 97.26 | 70.53 | 7 | 0
2030 | NYISO_A-F_2_IESO | NYISO_A-F | IESO | Internal | Summer | B9 | 800 | 1600 | 0 | 97.26 | 70.53 | 7 | 0
2030 | NYISO_A-F_2_IESO | NYISO_A-F | IESO | Internal | Summer | B10 | 1262 | 1600 | 0 | 97.26 | 70.53 | 7 | 0
2030 | NYISO_A-F_2_IESO | NYISO_A-F | IESO | Internal | Winter | B16 | 25 | 1600 | 0 | 79.59 | 72.59 | 7 | 0
2030 | NYISO_A-F_2_IESO | NYISO_A-F | IESO | Internal | Winter | B17 | 100 | 1600 | 0 | 79.59 | 72.59 | 7 | 0
2030 | NYISO_A-F_2_IESO | NYISO_A-F | IESO | Internal | Winter | B18 | 400 | 1600 | 0 | 79.59 | 72.59 | 7 | 0
2030 | NYISO_A-F_2_IESO | NYISO_A-F | IESO | Internal | Winter | B19 | 700 | 1600 | 0 | 79.59 | 72.59 | 7 | 0
2030 | NYISO_A-F_2_IESO | NYISO_A-F | IESO | Internal | Winter | B20 | 935 | 1600 | 0 | 79.59 | 72.59 | 7 | 0
2030 | NYISO_A-F_2_NEISO | NYISO_A-F | NEISO | Internal | Shoulder | B11 | 25 | 600 | 294.94 | 79.59 | 82.59 | 3 | 0
2030 | NYISO_A-F_2_NEISO | NYISO_A-F | NEISO | Internal | Shoulder | B12 | 200 | 600 | 207.32 | 79.59 | 82.59 | 3 | 0
2030 | NYISO_A-F_2_NEISO | NYISO_A-F | NEISO | Internal | Shoulder | B13 | 600 | 600 | 421.31 | 79.59 | 82.59 | 3 | 0
2030 | NYISO_A-F_2_NEISO | NYISO_A-F | NEISO | Internal | Shoulder | B14 | 900 | 600 | 439.41 | 79.59 | 82.59 | 3 | 0
2030 | NYISO_A-F_2_NEISO | NYISO_A-F | NEISO | Internal | Shoulder | B15 | 1203 | 600 | 464.14 | 79.59 | 82.59 | 3 | 0
2030 | NYISO_A-F_2_NEISO | NYISO_A-F | NEISO | Internal | Summer | B1 | 10 | 600 | 600 | 97.26 | 126.38 | 3 | 26.12
2030 | NYISO_A-F_2_NEISO | NYISO_A-F | NEISO | Internal | Summer | B2 | 25 | 600 | 600 | 115.7 | 126.38 | 3 | 7.68
2030 | NYISO_A-F_2_NEISO | NYISO_A-F | NEISO | Internal | Summer | B3 | 75 | 600 | 0 | 115.7 | 112.7 | 3 | 0
2030 | NYISO_A-F_2_NEISO | NYISO_A-F | NEISO | Internal | Summer | B4 | 100 | 600 | 0 | 113.34 | 107.7 | 3 | 0
2030 | NYISO_A-F_2_NEISO | NYISO_A-F | NEISO | Internal | Summer | B5 | 200 | 600 | 0 | 110.7 | 107.7 | 3 | 0
2030 | NYISO_A-F_2_NEISO | NYISO_A-F | NEISO | Internal | Summer | B6 | 300 | 600 | 0 | 102.28 | 99.28 | 3 | 0
2030 | NYISO_A-F_2_NEISO | NYISO_A-F | NEISO | Internal | Summer | B7 | 400 | 600 | 0 | 97.26 | 93 | 3 | 0
2030 | NYISO_A-F_2_NEISO | NYISO_A-F | NEISO | Internal | Summer | B8 | 500 | 600 | 0 | 97.26 | 93 | 3 | 0
2030 | NYISO_A-F_2_NEISO | NYISO_A-F | NEISO | Internal | Summer | B9 | 800 | 600 | 0 | 97.26 | 93 | 3 | 0
2030 | NYISO_A-F_2_NEISO | NYISO_A-F | NEISO | Internal | Summer | B10 | 1262 | 600 | 0 | 97.26 | 93 | 3 | 0
2030 | NYISO_A-F_2_NEISO | NYISO_A-F | NEISO | Internal | Winter | B16 | 25 | 600 | 490.59 | 79.59 | 82.59 | 3 | 0
2030 | NYISO_A-F_2_NEISO | NYISO_A-F | NEISO | Internal | Winter | B17 | 100 | 600 | 399.39 | 79.59 | 82.59 | 3 | 0
2030 | NYISO_A-F_2_NEISO | NYISO_A-F | NEISO | Internal | Winter | B18 | 400 | 600 | 414.93 | 79.59 | 82.59 | 3 | 0
2030 | NYISO_A-F_2_NEISO | NYISO_A-F | NEISO | Internal | Winter | B19 | 700 | 600 | 435.86 | 79.59 | 82.59 | 3 | 0
2030 | NYISO_A-F_2_NEISO | NYISO_A-F | NEISO | Internal | Winter | B20 | 935 | 600 | 448.19 | 79.59 | 82.59 | 3 | 0
2030 | NYISO_A-F_2_NYISO_G-I | NYISO_A-F | NYISO_G-I | Internal | Shoulder | B11 | 25 | 5843 | 5843 | 79.59 | 115.54 | 0.01 | 35.94
2030 | NYISO_A-F_2_NYISO_G-I | NYISO_A-F | NYISO_G-I | Internal | Shoulder | B12 | 200 | 5843 | 5843 | 79.59 | 112.33 | 0.01 | 32.73
2030 | NYISO_A-F_2_NYISO_G-I | NYISO_A-F | NYISO_G-I | Internal | Shoulder | B13 | 600 | 5843 | 5843 | 79.59 | 111.69 | 0.01 | 32.09
2030 | NYISO_A-F_2_NYISO_G-I | NYISO_A-F | NYISO_G-I | Internal | Shoulder | B14 | 900 | 5843 | 5843 | 79.59 | 108.1 | 0.01 | 28.5
2030 | NYISO_A-F_2_NYISO_G-I | NYISO_A-F | NYISO_G-I | Internal | Shoulder | B15 | 1203 | 5843 | 5843 | 79.59 | 96.4 | 0.01 | 16.8
2030 | NYISO_A-F_2_NYISO_G-I | NYISO_A-F | NYISO_G-I | Internal | Summer | B1 | 10 | 5843 | 5843 | 97.26 | 179.52 | 0.01 | 82.25
2030 | NYISO_A-F_2_NYISO_G-I | NYISO_A-F | NYISO_G-I | Internal | Summer | B2 | 25 | 5843 | 5843 | 115.7 | 174.84 | 0.01 | 59.13
2030 | NYISO_A-F_2_NYISO_G-I | NYISO_A-F | NYISO_G-I | Internal | Summer | B3 | 75 | 5843 | 5843 | 115.7 | 154.73 | 0.01 | 39.02
2030 | NYISO_A-F_2_NYISO_G-I | NYISO_A-F | NYISO_G-I | Internal | Summer | B4 | 100 | 5843 | 5843 | 113.34 | 154.73 | 0.01 | 41.38
2030 | NYISO_A-F_2_NYISO_G-I | NYISO_A-F | NYISO_G-I | Internal | Summer | B5 | 200 | 5843 | 5843 | 110.7 | 151.77 | 0.01 | 41.07
2030 | NYISO_A-F_2_NYISO_G-I | NYISO_A-F | NYISO_G-I | Internal | Summer | B6 | 300 | 5843 | 5843 | 102.28 | 133.12 | 0.01 | 30.83
2030 | NYISO_A-F_2_NYISO_G-I | NYISO_A-F | NYISO_G-I | Internal | Summer | B7 | 400 | 5843 | 5843 | 97.26 | 111.63 | 0.01 | 14.36
2030 | NYISO_A-F_2_NYISO_G-I | NYISO_A-F | NYISO_G-I | Internal | Summer | B8 | 500 | 5843 | 5843 | 97.26 | 106.54 | 0.01 | 9.27
2030 | NYISO_A-F_2_NYISO_G-I | NYISO_A-F | NYISO_G-I | Internal | Summer | B9 | 800 | 5843 | 5843 | 97.26 | 106.52 | 0.01 | 9.25
2030 | NYISO_A-F_2_NYISO_G-I | NYISO_A-F | NYISO_G-I | Internal | Summer | B10 | 1262 | 5843 | 5703.21 | 97.26 | 97.27 | 0.01 | 0
2030 | NYISO_A-F_2_NYISO_G-I | NYISO_A-F | NYISO_G-I | Internal | Winter | B16 | 25 | 5843 | 5843 | 79.59 | 116.17 | 0.01 | 36.57
2030 | NYISO_A-F_2_NYISO_G-I | NYISO_A-F | NYISO_G-I | Internal | Winter | B17 | 100 | 5843 | 5843 | 79.59 | 113.71 | 0.01 | 34.11
2030 | NYISO_A-F_2_NYISO_G-I | NYISO_A-F | NYISO_G-I | Internal | Winter | B18 | 400 | 5843 | 5843 | 79.59 | 109.99 | 0.01 | 30.38
2030 | NYISO_A-F_2_NYISO_G-I | NYISO_A-F | NYISO_G-I | Internal | Winter | B19 | 700 | 5843 | 5843 | 79.59 | 107.67 | 0.01 | 28.07
2030 | NYISO_A-F_2_NYISO_G-I | NYISO_A-F | NYISO_G-I | Internal | Winter | B20 | 935 | 5843 | 5843 | 79.59 | 106.9 | 0.01 | 27.3
2030 | NYISO_A-F_2_PJM_ROM | NYISO_A-F | PJM_ROM | Internal | Shoulder | B11 | 25 | 1000 | 1000 | 79.59 | 123.55 | 8 | 35.96
2030 | NYISO_A-F_2_PJM_ROM | NYISO_A-F | PJM_ROM | Internal | Shoulder | B12 | 200 | 1000 | 1000 | 79.59 | 120.35 | 8 | 32.76
2030 | NYISO_A-F_2_PJM_ROM | NYISO_A-F | PJM_ROM | Internal | Shoulder | B13 | 600 | 1000 | 1000 | 79.59 | 116.12 | 8 | 28.53
2030 | NYISO_A-F_2_PJM_ROM | NYISO_A-F | PJM_ROM | Internal | Shoulder | B14 | 900 | 1000 | 1000 | 79.59 | 116.11 | 8 | 28.53
2030 | NYISO_A-F_2_PJM_ROM | NYISO_A-F | PJM_ROM | Internal | Shoulder | B15 | 1203 | 1000 | 1000 | 79.59 | 114.36 | 8 | 26.77
2030 | NYISO_A-F_2_PJM_ROM | NYISO_A-F | PJM_ROM | Internal | Summer | B1 | 10 | 1000 | 1000 | 97.26 | 187.51 | 8 | 82.25
2030 | NYISO_A-F_2_PJM_ROM | NYISO_A-F | PJM_ROM | Internal | Summer | B2 | 25 | 1000 | 1000 | 115.7 | 182.83 | 8 | 59.13
2030 | NYISO_A-F_2_PJM_ROM | NYISO_A-F | PJM_ROM | Internal | Summer | B3 | 75 | 1000 | 1000 | 115.7 | 182.83 | 8 | 59.13
2030 | NYISO_A-F_2_PJM_ROM | NYISO_A-F | PJM_ROM | Internal | Summer | B4 | 100 | 1000 | 1000 | 113.34 | 176.01 | 8 | 54.67
2030 | NYISO_A-F_2_PJM_ROM | NYISO_A-F | PJM_ROM | Internal | Summer | B5 | 200 | 1000 | 1000 | 110.7 | 159.79 | 8 | 41.09
2030 | NYISO_A-F_2_PJM_ROM | NYISO_A-F | PJM_ROM | Internal | Summer | B6 | 300 | 1000 | 1000 | 102.28 | 141.13 | 8 | 30.85
2030 | NYISO_A-F_2_PJM_ROM | NYISO_A-F | PJM_ROM | Internal | Summer | B7 | 400 | 1000 | 1000 | 97.26 | 119.65 | 8 | 14.39
2030 | NYISO_A-F_2_PJM_ROM | NYISO_A-F | PJM_ROM | Internal | Summer | B8 | 500 | 1000 | 1000 | 97.26 | 114.55 | 8 | 9.29
2030 | NYISO_A-F_2_PJM_ROM | NYISO_A-F | PJM_ROM | Internal | Summer | B9 | 800 | 1000 | 1000 | 97.26 | 114.53 | 8 | 9.27
2030 | NYISO_A-F_2_PJM_ROM | NYISO_A-F | PJM_ROM | Internal | Summer | B10 | 1262 | 1000 | 1000 | 97.26 | 111.87 | 8 | 6.61
2030 | NYISO_A-F_2_PJM_ROM | NYISO_A-F | PJM_ROM | Internal | Winter | B16 | 25 | 1000 | 1000 | 79.59 | 124.16 | 8 | 36.57
2030 | NYISO_A-F_2_PJM_ROM | NYISO_A-F | PJM_ROM | Internal | Winter | B17 | 100 | 1000 | 1000 | 79.59 | 121.69 | 8 | 34.11
2030 | NYISO_A-F_2_PJM_ROM | NYISO_A-F | PJM_ROM | Internal | Winter | B18 | 400 | 1000 | 1000 | 79.59 | 117.97 | 8 | 30.38
2030 | NYISO_A-F_2_PJM_ROM | NYISO_A-F | PJM_ROM | Internal | Winter | B19 | 700 | 1000 | 1000 | 79.59 | 115.66 | 8 | 28.07
2030 | NYISO_A-F_2_PJM_ROM | NYISO_A-F | PJM_ROM | Internal | Winter | B20 | 935 | 1000 | 1000 | 79.59 | 115.66 | 8 | 28.07
2030 | NYISO_G-I_2_NEISO | NYISO_G-I | NEISO | Internal | Shoulder | B11 | 25 | 600 | 0 | 115.54 | 82.59 | 3 | 0
2030 | NYISO_G-I_2_NEISO | NYISO_G-I | NEISO | Internal | Shoulder | B12 | 200 | 600 | 0 | 112.33 | 82.59 | 3 | 0
2030 | NYISO_G-I_2_NEISO | NYISO_G-I | NEISO | Internal | Shoulder | B13 | 600 | 600 | 0 | 111.69 | 82.59 | 3 | 0
2030 | NYISO_G-I_2_NEISO | NYISO_G-I | NEISO | Internal | Shoulder | B14 | 900 | 600 | 0 | 108.1 | 82.59 | 3 | 0
2030 | NYISO_G-I_2_NEISO | NYISO_G-I | NEISO | Internal | Shoulder | B15 | 1203 | 600 | 0 | 96.4 | 82.59 | 3 | 0
2030 | NYISO_G-I_2_NEISO | NYISO_G-I | NEISO | Internal | Summer | B1 | 10 | 600 | 0 | 179.52 | 126.38 | 3 | 0
2030 | NYISO_G-I_2_NEISO | NYISO_G-I | NEISO | Internal | Summer | B2 | 25 | 600 | 0 | 174.84 | 126.38 | 3 | 0
2030 | NYISO_G-I_2_NEISO | NYISO_G-I | NEISO | Internal | Summer | B3 | 75 | 600 | 0 | 154.73 | 112.7 | 3 | 0
2030 | NYISO_G-I_2_NEISO | NYISO_G-I | NEISO | Internal | Summer | B4 | 100 | 600 | 0 | 154.73 | 107.7 | 3 | 0
2030 | NYISO_G-I_2_NEISO | NYISO_G-I | NEISO | Internal | Summer | B5 | 200 | 600 | 0 | 151.77 | 107.7 | 3 | 0
2030 | NYISO_G-I_2_NEISO | NYISO_G-I | NEISO | Internal | Summer | B6 | 300 | 600 | 0 | 133.12 | 99.28 | 3 | 0
2030 | NYISO_G-I_2_NEISO | NYISO_G-I | NEISO | Internal | Summer | B7 | 400 | 600 | 0 | 111.63 | 93 | 3 | 0
2030 | NYISO_G-I_2_NEISO | NYISO_G-I | NEISO | Internal | Summer | B8 | 500 | 600 | 0 | 106.54 | 93 | 3 | 0
2030 | NYISO_G-I_2_NEISO | NYISO_G-I | NEISO | Internal | Summer | B9 | 800 | 600 | 0 | 106.52 | 93 | 3 | 0
2030 | NYISO_G-I_2_NEISO | NYISO_G-I | NEISO | Internal | Summer | B10 | 1262 | 600 | 0 | 97.27 | 93 | 3 | 0
2030 | NYISO_G-I_2_NEISO | NYISO_G-I | NEISO | Internal | Winter | B16 | 25 | 600 | 0 | 116.17 | 82.59 | 3 | 0
2030 | NYISO_G-I_2_NEISO | NYISO_G-I | NEISO | Internal | Winter | B17 | 100 | 600 | 0 | 113.71 | 82.59 | 3 | 0
2030 | NYISO_G-I_2_NEISO | NYISO_G-I | NEISO | Internal | Winter | B18 | 400 | 600 | 0 | 109.99 | 82.59 | 3 | 0
2030 | NYISO_G-I_2_NEISO | NYISO_G-I | NEISO | Internal | Winter | B19 | 700 | 600 | 0 | 107.67 | 82.59 | 3 | 0
2030 | NYISO_G-I_2_NEISO | NYISO_G-I | NEISO | Internal | Winter | B20 | 935 | 600 | 0 | 106.9 | 82.59 | 3 | 0
2030 | NYISO_G-I_2_NYISO_A-F | NYISO_G-I | NYISO_A-F | Internal | Shoulder | B11 | 25 | 3592 | 0 | 115.54 | 79.59 | 0.01 | 0
2030 | NYISO_G-I_2_NYISO_A-F | NYISO_G-I | NYISO_A-F | Internal | Shoulder | B12 | 200 | 3592 | 0 | 112.33 | 79.59 | 0.01 | 0
2030 | NYISO_G-I_2_NYISO_A-F | NYISO_G-I | NYISO_A-F | Internal | Shoulder | B13 | 600 | 3592 | 0 | 111.69 | 79.59 | 0.01 | 0
2030 | NYISO_G-I_2_NYISO_A-F | NYISO_G-I | NYISO_A-F | Internal | Shoulder | B14 | 900 | 3592 | 0 | 108.1 | 79.59 | 0.01 | 0
2030 | NYISO_G-I_2_NYISO_A-F | NYISO_G-I | NYISO_A-F | Internal | Shoulder | B15 | 1203 | 3592 | 0 | 96.4 | 79.59 | 0.01 | 0
2030 | NYISO_G-I_2_NYISO_A-F | NYISO_G-I | NYISO_A-F | Internal | Summer | B1 | 10 | 3592 | 0 | 179.52 | 97.26 | 0.01 | 0
2030 | NYISO_G-I_2_NYISO_A-F | NYISO_G-I | NYISO_A-F | Internal | Summer | B2 | 25 | 3592 | 0 | 174.84 | 115.7 | 0.01 | 0
2030 | NYISO_G-I_2_NYISO_A-F | NYISO_G-I | NYISO_A-F | Internal | Summer | B3 | 75 | 3592 | 0 | 154.73 | 115.7 | 0.01 | 0
2030 | NYISO_G-I_2_NYISO_A-F | NYISO_G-I | NYISO_A-F | Internal | Summer | B4 | 100 | 3592 | 0 | 154.73 | 113.34 | 0.01 | 0
2030 | NYISO_G-I_2_NYISO_A-F | NYISO_G-I | NYISO_A-F | Internal | Summer | B5 | 200 | 3592 | 0 | 151.77 | 110.7 | 0.01 | 0
2030 | NYISO_G-I_2_NYISO_A-F | NYISO_G-I | NYISO_A-F | Internal | Summer | B6 | 300 | 3592 | 0 | 133.12 | 102.28 | 0.01 | 0
2030 | NYISO_G-I_2_NYISO_A-F | NYISO_G-I | NYISO_A-F | Internal | Summer | B7 | 400 | 3592 | 0 | 111.63 | 97.26 | 0.01 | 0
2030 | NYISO_G-I_2_NYISO_A-F | NYISO_G-I | NYISO_A-F | Internal | Summer | B8 | 500 | 3592 | 0 | 106.54 | 97.26 | 0.01 | 0
2030 | NYISO_G-I_2_NYISO_A-F | NYISO_G-I | NYISO_A-F | Internal | Summer | B9 | 800 | 3592 | 0 | 106.52 | 97.26 | 0.01 | 0
2030 | NYISO_G-I_2_NYISO_A-F | NYISO_G-I | NYISO_A-F | Internal | Summer | B10 | 1262 | 3592 | 0 | 97.27 | 97.26 | 0.01 | 0
2030 | NYISO_G-I_2_NYISO_A-F | NYISO_G-I | NYISO_A-F | Internal | Winter | B16 | 25 | 3592 | 0 | 116.17 | 79.59 | 0.01 | 0
2030 | NYISO_G-I_2_NYISO_A-F | NYISO_G-I | NYISO_A-F | Internal | Winter | B17 | 100 | 3592 | 0 | 113.71 | 79.59 | 0.01 | 0
2030 | NYISO_G-I_2_NYISO_A-F | NYISO_G-I | NYISO_A-F | Internal | Winter | B18 | 400 | 3592 | 0 | 109.99 | 79.59 | 0.01 | 0
2030 | NYISO_G-I_2_NYISO_A-F | NYISO_G-I | NYISO_A-F | Internal | Winter | B19 | 700 | 3592 | 0 | 107.67 | 79.59 | 0.01 | 0
2030 | NYISO_G-I_2_NYISO_A-F | NYISO_G-I | NYISO_A-F | Internal | Winter | B20 | 935 | 3592 | 0 | 106.9 | 79.59 | 0.01 | 0
2030 | NYISO_G-I_2_NYISO_J-K | NYISO_G-I | NYISO_J-K | Internal | Shoulder | B11 | 25 | 6130 | 5659.66 | 115.54 | 115.55 | 0.01 | 0
2030 | NYISO_G-I_2_NYISO_J-K | NYISO_G-I | NYISO_J-K | Internal | Shoulder | B12 | 200 | 6130 | 4975.35 | 112.33 | 112.35 | 0.01 | 0
2030 | NYISO_G-I_2_NYISO_J-K | NYISO_G-I | NYISO_J-K | Internal | Shoulder | B13 | 600 | 6130 | 5996.16 | 111.69 | 111.71 | 0.01 | 0
2030 | NYISO_G-I_2_NYISO_J-K | NYISO_G-I | NYISO_J-K | Internal | Shoulder | B14 | 900 | 6130 | 6042.28 | 108.1 | 108.11 | 0.01 | 0
2030 | NYISO_G-I_2_NYISO_J-K | NYISO_G-I | NYISO_J-K | Internal | Shoulder | B15 | 1203 | 6130 | 5060.4 | 96.4 | 96.41 | 0.01 | 0
2030 | NYISO_G-I_2_NYISO_J-K | NYISO_G-I | NYISO_J-K | Internal | Summer | B1 | 10 | 6130 | 5396.24 | 179.52 | 179.53 | 0.01 | 0
2030 | NYISO_G-I_2_NYISO_J-K | NYISO_G-I | NYISO_J-K | Internal | Summer | B2 | 25 | 6130 | 4988.55 | 174.84 | 174.85 | 0.01 | 0
2030 | NYISO_G-I_2_NYISO_J-K | NYISO_G-I | NYISO_J-K | Internal | Summer | B3 | 75 | 6130 | 4955.1 | 154.73 | 154.74 | 0.01 | 0
2030 | NYISO_G-I_2_NYISO_J-K | NYISO_G-I | NYISO_J-K | Internal | Summer | B4 | 100 | 6130 | 5194.3 | 154.73 | 154.74 | 0.01 | 0
2030 | NYISO_G-I_2_NYISO_J-K | NYISO_G-I | NYISO_J-K | Internal | Summer | B5 | 200 | 6130 | 6130 | 151.77 | 154.27 | 0.01 | 2.48
2030 | NYISO_G-I_2_NYISO_J-K | NYISO_G-I | NYISO_J-K | Internal | Summer | B6 | 300 | 6130 | 5765.78 | 133.12 | 133.13 | 0.01 | 0
2030 | NYISO_G-I_2_NYISO_J-K | NYISO_G-I | NYISO_J-K | Internal | Summer | B7 | 400 | 6130 | 6130 | 111.63 | 115.25 | 0.01 | 3.61
2030 | NYISO_G-I_2_NYISO_J-K | NYISO_G-I | NYISO_J-K | Internal | Summer | B8 | 500 | 6130 | 6130 | 106.54 | 108.17 | 0.01 | 1.62
2030 | NYISO_G-I_2_NYISO_J-K | NYISO_G-I | NYISO_J-K | Internal | Summer | B9 | 800 | 6130 | 6130 | 106.52 | 108.17 | 0.01 | 1.64
2030 | NYISO_G-I_2_NYISO_J-K | NYISO_G-I | NYISO_J-K | Internal | Summer | B10 | 1262 | 6130 | 5255.49 | 97.27 | 97.28 | 0.01 | 0
2030 | NYISO_G-I_2_NYISO_J-K | NYISO_G-I | NYISO_J-K | Internal | Winter | B16 | 25 | 6130 | 6130 | 116.17 | 124.05 | 0.01 | 7.87
2030 | NYISO_G-I_2_NYISO_J-K | NYISO_G-I | NYISO_J-K | Internal | Winter | B17 | 100 | 6130 | 6130 | 113.71 | 124.05 | 0.01 | 10.33
2030 | NYISO_G-I_2_NYISO_J-K | NYISO_G-I | NYISO_J-K | Internal | Winter | B18 | 400 | 6130 | 6130 | 109.99 | 124.05 | 0.01 | 14.05
2030 | NYISO_G-I_2_NYISO_J-K | NYISO_G-I | NYISO_J-K | Internal | Winter | B19 | 700 | 6130 | 6130 | 107.67 | 121.67 | 0.01 | 13.99
2030 | NYISO_G-I_2_NYISO_J-K | NYISO_G-I | NYISO_J-K | Internal | Winter | B20 | 935 | 6130 | 5392.27 | 106.9 | 106.91 | 0.01 | 0
2030 | NYISO_G-I_2_PJM_E | NYISO_G-I | PJM_E | Internal | Shoulder | B11 | 25 | 1500 | 1256.22 | 115.54 | 123.54 | 8 | 0
2030 | NYISO_G-I_2_PJM_E | NYISO_G-I | PJM_E | Internal | Shoulder | B12 | 200 | 1500 | 906.24 | 112.33 | 120.33 | 8 | 0
2030 | NYISO_G-I_2_PJM_E | NYISO_G-I | PJM_E | Internal | Shoulder | B13 | 600 | 1500 | 0 | 111.69 | 116.1 | 8 | 0
2030 | NYISO_G-I_2_PJM_E | NYISO_G-I | PJM_E | Internal | Shoulder | B14 | 900 | 1500 | 104.45 | 108.1 | 116.1 | 8 | 0
2030 | NYISO_G-I_2_PJM_E | NYISO_G-I | PJM_E | Internal | Shoulder | B15 | 1203 | 1500 | 1500 | 96.4 | 114.34 | 8 | 9.94
2030 | NYISO_G-I_2_PJM_E | NYISO_G-I | PJM_E | Internal | Summer | B1 | 10 | 1500 | 548.88 | 179.52 | 187.52 | 8 | 0
2030 | NYISO_G-I_2_PJM_E | NYISO_G-I | PJM_E | Internal | Summer | B2 | 25 | 1500 | 1082.77 | 174.84 | 182.84 | 8 | 0
2030 | NYISO_G-I_2_PJM_E | NYISO_G-I | PJM_E | Internal | Summer | B3 | 75 | 1500 | 1500 | 154.73 | 182.82 | 8 | 20.09
2030 | NYISO_G-I_2_PJM_E | NYISO_G-I | PJM_E | Internal | Summer | B4 | 100 | 1500 | 1500 | 154.73 | 176 | 8 | 13.27
2030 | NYISO_G-I_2_PJM_E | NYISO_G-I | PJM_E | Internal | Summer | B5 | 200 | 1500 | 702.89 | 151.77 | 159.77 | 8 | 0
2030 | NYISO_G-I_2_PJM_E | NYISO_G-I | PJM_E | Internal | Summer | B6 | 300 | 1500 | 1259.04 | 133.12 | 141.12 | 8 | 0
2030 | NYISO_G-I_2_PJM_E | NYISO_G-I | PJM_E | Internal | Summer | B7 | 400 | 1500 | 1041.81 | 111.63 | 119.63 | 8 | 0
2030 | NYISO_G-I_2_PJM_E | NYISO_G-I | PJM_E | Internal | Summer | B8 | 500 | 1500 | 121.78 | 106.54 | 114.54 | 8 | 0
2030 | NYISO_G-I_2_PJM_E | NYISO_G-I | PJM_E | Internal | Summer | B9 | 800 | 1500 | 333.98 | 106.52 | 114.52 | 8 | 0
2030 | NYISO_G-I_2_PJM_E | NYISO_G-I | PJM_E | Internal | Summer | B10 | 1262 | 1500 | 1500 | 97.27 | 111.86 | 8 | 6.59
2030 | NYISO_G-I_2_PJM_E | NYISO_G-I | PJM_E | Internal | Winter | B16 | 25 | 1500 | 21.93 | 116.17 | 124.17 | 8 | 0
2030 | NYISO_G-I_2_PJM_E | NYISO_G-I | PJM_E | Internal | Winter | B17 | 100 | 1500 | 137.18 | 113.71 | 121.71 | 8 | 0
2030 | NYISO_G-I_2_PJM_E | NYISO_G-I | PJM_E | Internal | Winter | B18 | 400 | 1500 | 191.38 | 109.99 | 117.99 | 8 | 0
2030 | NYISO_G-I_2_PJM_E | NYISO_G-I | PJM_E | Internal | Winter | B19 | 700 | 1500 | 353.47 | 107.67 | 115.67 | 8 | 0
2030 | NYISO_G-I_2_PJM_E | NYISO_G-I | PJM_E | Internal | Winter | B20 | 935 | 1500 | 1500 | 106.9 | 115.65 | 8 | 0.75
2030 | NYISO_J-K_2_NEISO | NYISO_J-K | NEISO | Internal | Shoulder | B11 | 25 | 347 | 0 | 115.55 | 82.59 | 3 | 0
2030 | NYISO_J-K_2_NEISO | NYISO_J-K | NEISO | Internal | Shoulder | B12 | 200 | 347 | 0 | 112.35 | 82.59 | 3 | 0
2030 | NYISO_J-K_2_NEISO | NYISO_J-K | NEISO | Internal | Shoulder | B13 | 600 | 347 | 0 | 111.71 | 82.59 | 3 | 0
2030 | NYISO_J-K_2_NEISO | NYISO_J-K | NEISO | Internal | Shoulder | B14 | 900 | 347 | 0 | 108.11 | 82.59 | 3 | 0
2030 | NYISO_J-K_2_NEISO | NYISO_J-K | NEISO | Internal | Shoulder | B15 | 1203 | 347 | 0 | 96.41 | 82.59 | 3 | 0
2030 | NYISO_J-K_2_NEISO | NYISO_J-K | NEISO | Internal | Summer | B1 | 10 | 347 | 0 | 179.53 | 126.38 | 3 | 0
2030 | NYISO_J-K_2_NEISO | NYISO_J-K | NEISO | Internal | Summer | B2 | 25 | 347 | 0 | 174.85 | 126.38 | 3 | 0
2030 | NYISO_J-K_2_NEISO | NYISO_J-K | NEISO | Internal | Summer | B3 | 75 | 347 | 0 | 154.74 | 112.7 | 3 | 0
2030 | NYISO_J-K_2_NEISO | NYISO_J-K | NEISO | Internal | Summer | B4 | 100 | 347 | 0 | 154.74 | 107.7 | 3 | 0
2030 | NYISO_J-K_2_NEISO | NYISO_J-K | NEISO | Internal | Summer | B5 | 200 | 347 | 0 | 154.27 | 107.7 | 3 | 0
2030 | NYISO_J-K_2_NEISO | NYISO_J-K | NEISO | Internal | Summer | B6 | 300 | 347 | 0 | 133.13 | 99.28 | 3 | 0
2030 | NYISO_J-K_2_NEISO | NYISO_J-K | NEISO | Internal | Summer | B7 | 400 | 347 | 0 | 115.25 | 93 | 3 | 0
2030 | NYISO_J-K_2_NEISO | NYISO_J-K | NEISO | Internal | Summer | B8 | 500 | 347 | 0 | 108.17 | 93 | 3 | 0
2030 | NYISO_J-K_2_NEISO | NYISO_J-K | NEISO | Internal | Summer | B9 | 800 | 347 | 0 | 108.17 | 93 | 3 | 0
2030 | NYISO_J-K_2_NEISO | NYISO_J-K | NEISO | Internal | Summer | B10 | 1262 | 347 | 0 | 97.28 | 93 | 3 | 0
2030 | NYISO_J-K_2_NEISO | NYISO_J-K | NEISO | Internal | Winter | B16 | 25 | 347 | 0 | 124.05 | 82.59 | 3 | 0
2030 | NYISO_J-K_2_NEISO | NYISO_J-K | NEISO | Internal | Winter | B17 | 100 | 347 | 0 | 124.05 | 82.59 | 3 | 0
2030 | NYISO_J-K_2_NEISO | NYISO_J-K | NEISO | Internal | Winter | B18 | 400 | 347 | 0 | 124.05 | 82.59 | 3 | 0
2030 | NYISO_J-K_2_NEISO | NYISO_J-K | NEISO | Internal | Winter | B19 | 700 | 347 | 0 | 121.67 | 82.59 | 3 | 0
2030 | NYISO_J-K_2_NEISO | NYISO_J-K | NEISO | Internal | Winter | B20 | 935 | 347 | 0 | 106.91 | 82.59 | 3 | 0
2030 | NYISO_J-K_2_NYISO_G-I | NYISO_J-K | NYISO_G-I | Internal | Shoulder | B11 | 25 | 1999 | 0 | 115.55 | 115.54 | 0.01 | 0
2030 | NYISO_J-K_2_NYISO_G-I | NYISO_J-K | NYISO_G-I | Internal | Shoulder | B12 | 200 | 1999 | 0 | 112.35 | 112.33 | 0.01 | 0
2030 | NYISO_J-K_2_NYISO_G-I | NYISO_J-K | NYISO_G-I | Internal | Shoulder | B13 | 600 | 1999 | 0 | 111.71 | 111.69 | 0.01 | 0
2030 | NYISO_J-K_2_NYISO_G-I | NYISO_J-K | NYISO_G-I | Internal | Shoulder | B14 | 900 | 1999 | 0 | 108.11 | 108.1 | 0.01 | 0
2030 | NYISO_J-K_2_NYISO_G-I | NYISO_J-K | NYISO_G-I | Internal | Shoulder | B15 | 1203 | 1999 | 0 | 96.41 | 96.4 | 0.01 | 0
2030 | NYISO_J-K_2_NYISO_G-I | NYISO_J-K | NYISO_G-I | Internal | Summer | B1 | 10 | 1999 | 0 | 179.53 | 179.52 | 0.01 | 0
2030 | NYISO_J-K_2_NYISO_G-I | NYISO_J-K | NYISO_G-I | Internal | Summer | B2 | 25 | 1999 | 0 | 174.85 | 174.84 | 0.01 | 0
2030 | NYISO_J-K_2_NYISO_G-I | NYISO_J-K | NYISO_G-I | Internal | Summer | B3 | 75 | 1999 | 0 | 154.74 | 154.73 | 0.01 | 0
2030 | NYISO_J-K_2_NYISO_G-I | NYISO_J-K | NYISO_G-I | Internal | Summer | B4 | 100 | 1999 | 0 | 154.74 | 154.73 | 0.01 | 0
2030 | NYISO_J-K_2_NYISO_G-I | NYISO_J-K | NYISO_G-I | Internal | Summer | B5 | 200 | 1999 | 0 | 154.27 | 151.77 | 0.01 | 0
2030 | NYISO_J-K_2_NYISO_G-I | NYISO_J-K | NYISO_G-I | Internal | Summer | B6 | 300 | 1999 | 0 | 133.13 | 133.12 | 0.01 | 0
2030 | NYISO_J-K_2_NYISO_G-I | NYISO_J-K | NYISO_G-I | Internal | Summer | B7 | 400 | 1999 | 0 | 115.25 | 111.63 | 0.01 | 0
2030 | NYISO_J-K_2_NYISO_G-I | NYISO_J-K | NYISO_G-I | Internal | Summer | B8 | 500 | 1999 | 0 | 108.17 | 106.54 | 0.01 | 0
2030 | NYISO_J-K_2_NYISO_G-I | NYISO_J-K | NYISO_G-I | Internal | Summer | B9 | 800 | 1999 | 0 | 108.17 | 106.52 | 0.01 | 0
2030 | NYISO_J-K_2_NYISO_G-I | NYISO_J-K | NYISO_G-I | Internal | Summer | B10 | 1262 | 1999 | 0 | 97.28 | 97.27 | 0.01 | 0
2030 | NYISO_J-K_2_NYISO_G-I | NYISO_J-K | NYISO_G-I | Internal | Winter | B16 | 25 | 1999 | 0 | 124.05 | 116.17 | 0.01 | 0
2030 | NYISO_J-K_2_NYISO_G-I | NYISO_J-K | NYISO_G-I | Internal | Winter | B17 | 100 | 1999 | 0 | 124.05 | 113.71 | 0.01 | 0
2030 | NYISO_J-K_2_NYISO_G-I | NYISO_J-K | NYISO_G-I | Internal | Winter | B18 | 400 | 1999 | 0 | 124.05 | 109.99 | 0.01 | 0
2030 | NYISO_J-K_2_NYISO_G-I | NYISO_J-K | NYISO_G-I | Internal | Winter | B19 | 700 | 1999 | 0 | 121.67 | 107.67 | 0.01 | 0
2030 | NYISO_J-K_2_NYISO_G-I | NYISO_J-K | NYISO_G-I | Internal | Winter | B20 | 935 | 1999 | 0 | 106.91 | 106.9 | 0.01 | 0
2030 | NYISO_J-K_2_PJM_E | NYISO_J-K | PJM_E | Internal | Shoulder | B11 | 25 | 330 | 0 | 115.55 | 123.54 | 8 | 0
2030 | NYISO_J-K_2_PJM_E | NYISO_J-K | PJM_E | Internal | Shoulder | B12 | 200 | 330 | 0 | 112.35 | 120.33 | 8 | 0
2030 | NYISO_J-K_2_PJM_E | NYISO_J-K | PJM_E | Internal | Shoulder | B13 | 600 | 330 | 0 | 111.71 | 116.1 | 8 | 0
2030 | NYISO_J-K_2_PJM_E | NYISO_J-K | PJM_E | Internal | Shoulder | B14 | 900 | 330 | 0 | 108.11 | 116.1 | 8 | 0
2030 | NYISO_J-K_2_PJM_E | NYISO_J-K | PJM_E | Internal | Shoulder | B15 | 1203 | 330 | 330 | 96.41 | 114.34 | 8 | 9.93
2030 | NYISO_J-K_2_PJM_E | NYISO_J-K | PJM_E | Internal | Summer | B1 | 10 | 330 | 0 | 179.53 | 187.52 | 8 | 0
2030 | NYISO_J-K_2_PJM_E | NYISO_J-K | PJM_E | Internal | Summer | B2 | 25 | 330 | 0 | 174.85 | 182.84 | 8 | 0
2030 | NYISO_J-K_2_PJM_E | NYISO_J-K | PJM_E | Internal | Summer | B3 | 75 | 330 | 330 | 154.74 | 182.82 | 8 | 20.07
2030 | NYISO_J-K_2_PJM_E | NYISO_J-K | PJM_E | Internal | Summer | B4 | 100 | 330 | 330 | 154.74 | 176 | 8 | 13.26
2030 | NYISO_J-K_2_PJM_E | NYISO_J-K | PJM_E | Internal | Summer | B5 | 200 | 330 | 0 | 154.27 | 159.77 | 8 | 0
2030 | NYISO_J-K_2_PJM_E | NYISO_J-K | PJM_E | Internal | Summer | B6 | 300 | 330 | 0 | 133.13 | 141.12 | 8 | 0
2030 | NYISO_J-K_2_PJM_E | NYISO_J-K | PJM_E | Internal | Summer | B7 | 400 | 330 | 0 | 115.25 | 119.63 | 8 | 0
2030 | NYISO_J-K_2_PJM_E | NYISO_J-K | PJM_E | Internal | Summer | B8 | 500 | 330 | 0 | 108.17 | 114.54 | 8 | 0
2030 | NYISO_J-K_2_PJM_E | NYISO_J-K | PJM_E | Internal | Summer | B9 | 800 | 330 | 0 | 108.17 | 114.52 | 8 | 0
2030 | NYISO_J-K_2_PJM_E | NYISO_J-K | PJM_E | Internal | Summer | B10 | 1262 | 330 | 330 | 97.28 | 111.86 | 8 | 6.58
2030 | NYISO_J-K_2_PJM_E | NYISO_J-K | PJM_E | Internal | Winter | B16 | 25 | 330 | 0 | 124.05 | 124.17 | 8 | 0
2030 | NYISO_J-K_2_PJM_E | NYISO_J-K | PJM_E | Internal | Winter | B17 | 100 | 330 | 0 | 124.05 | 121.71 | 8 | 0
2030 | NYISO_J-K_2_PJM_E | NYISO_J-K | PJM_E | Internal | Winter | B18 | 400 | 330 | 0 | 124.05 | 117.99 | 8 | 0
2030 | NYISO_J-K_2_PJM_E | NYISO_J-K | PJM_E | Internal | Winter | B19 | 700 | 330 | 0 | 121.67 | 115.67 | 8 | 0
2030 | NYISO_J-K_2_PJM_E | NYISO_J-K | PJM_E | Internal | Winter | B20 | 935 | 330 | 330 | 106.91 | 115.65 | 8 | 0.74
2030 | PJM_E_2_NYISO_G-I | PJM_E | NYISO_G-I | Internal | Shoulder | B11 | 25 | 500 | 0 | 123.54 | 115.54 | 6 | 0
2030 | PJM_E_2_NYISO_G-I | PJM_E | NYISO_G-I | Internal | Shoulder | B12 | 200 | 500 | 0 | 120.33 | 112.33 | 6 | 0
2030 | PJM_E_2_NYISO_G-I | PJM_E | NYISO_G-I | Internal | Shoulder | B13 | 600 | 500 | 0 | 116.1 | 111.69 | 6 | 0
2030 | PJM_E_2_NYISO_G-I | PJM_E | NYISO_G-I | Internal | Shoulder | B14 | 900 | 500 | 0 | 116.1 | 108.1 | 6 | 0
2030 | PJM_E_2_NYISO_G-I | PJM_E | NYISO_G-I | Internal | Shoulder | B15 | 1203 | 500 | 0 | 114.34 | 96.4 | 6 | 0
2030 | PJM_E_2_NYISO_G-I | PJM_E | NYISO_G-I | Internal | Summer | B1 | 10 | 500 | 0 | 187.52 | 179.52 | 6 | 0
2030 | PJM_E_2_NYISO_G-I | PJM_E | NYISO_G-I | Internal | Summer | B2 | 25 | 500 | 0 | 182.84 | 174.84 | 6 | 0
2030 | PJM_E_2_NYISO_G-I | PJM_E | NYISO_G-I | Internal | Summer | B3 | 75 | 500 | 0 | 182.82 | 154.73 | 6 | 0
2030 | PJM_E_2_NYISO_G-I | PJM_E | NYISO_G-I | Internal | Summer | B4 | 100 | 500 | 0 | 176 | 154.73 | 6 | 0
2030 | PJM_E_2_NYISO_G-I | PJM_E | NYISO_G-I | Internal | Summer | B5 | 200 | 500 | 0 | 159.77 | 151.77 | 6 | 0
2030 | PJM_E_2_NYISO_G-I | PJM_E | NYISO_G-I | Internal | Summer | B6 | 300 | 500 | 0 | 141.12 | 133.12 | 6 | 0
2030 | PJM_E_2_NYISO_G-I | PJM_E | NYISO_G-I | Internal | Summer | B7 | 400 | 500 | 0 | 119.63 | 111.63 | 6 | 0
2030 | PJM_E_2_NYISO_G-I | PJM_E | NYISO_G-I | Internal | Summer | B8 | 500 | 500 | 0 | 114.54 | 106.54 | 6 | 0
2030 | PJM_E_2_NYISO_G-I | PJM_E | NYISO_G-I | Internal | Summer | B9 | 800 | 500 | 0 | 114.52 | 106.52 | 6 | 0
2030 | PJM_E_2_NYISO_G-I | PJM_E | NYISO_G-I | Internal | Summer | B10 | 1262 | 500 | 0 | 111.86 | 97.27 | 6 | 0
2030 | PJM_E_2_NYISO_G-I | PJM_E | NYISO_G-I | Internal | Winter | B16 | 25 | 500 | 0 | 124.17 | 116.17 | 6 | 0
2030 | PJM_E_2_NYISO_G-I | PJM_E | NYISO_G-I | Internal | Winter | B17 | 100 | 500 | 0 | 121.71 | 113.71 | 6 | 0
2030 | PJM_E_2_NYISO_G-I | PJM_E | NYISO_G-I | Internal | Winter | B18 | 400 | 500 | 0 | 117.99 | 109.99 | 6 | 0
2030 | PJM_E_2_NYISO_G-I | PJM_E | NYISO_G-I | Internal | Winter | B19 | 700 | 500 | 0 | 115.67 | 107.67 | 6 | 0
2030 | PJM_E_2_NYISO_G-I | PJM_E | NYISO_G-I | Internal | Winter | B20 | 935 | 500 | 0 | 115.65 | 106.9 | 6 | 0
2030 | PJM_E_2_NYISO_J-K | PJM_E | NYISO_J-K | Internal | Shoulder | B11 | 25 | 330 | 0 | 123.54 | 115.55 | 6 | 0
2030 | PJM_E_2_NYISO_J-K | PJM_E | NYISO_J-K | Internal | Shoulder | B12 | 200 | 330 | 0 | 120.33 | 112.35 | 6 | 0
2030 | PJM_E_2_NYISO_J-K | PJM_E | NYISO_J-K | Internal | Shoulder | B13 | 600 | 330 | 0 | 116.1 | 111.71 | 6 | 0
2030 | PJM_E_2_NYISO_J-K | PJM_E | NYISO_J-K | Internal | Shoulder | B14 | 900 | 330 | 0 | 116.1 | 108.11 | 6 | 0
2030 | PJM_E_2_NYISO_J-K | PJM_E | NYISO_J-K | Internal | Shoulder | B15 | 1203 | 330 | 0 | 114.34 | 96.41 | 6 | 0
2030 | PJM_E_2_NYISO_J-K | PJM_E | NYISO_J-K | Internal | Summer | B1 | 10 | 330 | 0 | 187.52 | 179.53 | 6 | 0
2030 | PJM_E_2_NYISO_J-K | PJM_E | NYISO_J-K | Internal | Summer | B2 | 25 | 330 | 0 | 182.84 | 174.85 | 6 | 0
2030 | PJM_E_2_NYISO_J-K | PJM_E | NYISO_J-K | Internal | Summer | B3 | 75 | 330 | 0 | 182.82 | 154.74 | 6 | 0
2030 | PJM_E_2_NYISO_J-K | PJM_E | NYISO_J-K | Internal | Summer | B4 | 100 | 330 | 0 | 176 | 154.74 | 6 | 0
2030 | PJM_E_2_NYISO_J-K | PJM_E | NYISO_J-K | Internal | Summer | B5 | 200 | 330 | 0 | 159.77 | 154.27 | 6 | 0
2030 | PJM_E_2_NYISO_J-K | PJM_E | NYISO_J-K | Internal | Summer | B6 | 300 | 330 | 0 | 141.12 | 133.13 | 6 | 0
2030 | PJM_E_2_NYISO_J-K | PJM_E | NYISO_J-K | Internal | Summer | B7 | 400 | 330 | 0 | 119.63 | 115.25 | 6 | 0
2030 | PJM_E_2_NYISO_J-K | PJM_E | NYISO_J-K | Internal | Summer | B8 | 500 | 330 | 0 | 114.54 | 108.17 | 6 | 0
2030 | PJM_E_2_NYISO_J-K | PJM_E | NYISO_J-K | Internal | Summer | B9 | 800 | 330 | 0 | 114.52 | 108.17 | 6 | 0
2030 | PJM_E_2_NYISO_J-K | PJM_E | NYISO_J-K | Internal | Summer | B10 | 1262 | 330 | 0 | 111.86 | 97.28 | 6 | 0
2030 | PJM_E_2_NYISO_J-K | PJM_E | NYISO_J-K | Internal | Winter | B16 | 25 | 330 | 0 | 124.17 | 124.05 | 6 | 0
2030 | PJM_E_2_NYISO_J-K | PJM_E | NYISO_J-K | Internal | Winter | B17 | 100 | 330 | 0 | 121.71 | 124.05 | 6 | 0
2030 | PJM_E_2_NYISO_J-K | PJM_E | NYISO_J-K | Internal | Winter | B18 | 400 | 330 | 330 | 117.99 | 124.05 | 6 | 0.06
2030 | PJM_E_2_NYISO_J-K | PJM_E | NYISO_J-K | Internal | Winter | B19 | 700 | 330 | 90.5 | 115.67 | 121.67 | 6 | 0
2030 | PJM_E_2_NYISO_J-K | PJM_E | NYISO_J-K | Internal | Winter | B20 | 935 | 330 | 0 | 115.65 | 106.91 | 6 | 0
2030 | PJM_E_2_PJM_ROM | PJM_E | PJM_ROM | Internal | Shoulder | B11 | 25 | 8000 | 4735.71 | 123.54 | 123.55 | 0.01 | 0
2030 | PJM_E_2_PJM_ROM | PJM_E | PJM_ROM | Internal | Shoulder | B12 | 200 | 8000 | 2013.24 | 120.33 | 120.35 | 0.01 | 0
2030 | PJM_E_2_PJM_ROM | PJM_E | PJM_ROM | Internal | Shoulder | B13 | 600 | 8000 | 1581.13 | 116.1 | 116.12 | 0.01 | 0
2030 | PJM_E_2_PJM_ROM | PJM_E | PJM_ROM | Internal | Shoulder | B14 | 900 | 8000 | 2528.92 | 116.1 | 116.11 | 0.01 | 0
2030 | PJM_E_2_PJM_ROM | PJM_E | PJM_ROM | Internal | Shoulder | B15 | 1203 | 8000 | 2516.27 | 114.34 | 114.36 | 0.01 | 0
2030 | PJM_E_2_PJM_ROM | PJM_E | PJM_ROM | Internal | Summer | B1 | 10 | 8000 | 0 | 187.52 | 187.51 | 0.01 | 0
2030 | PJM_E_2_PJM_ROM | PJM_E | PJM_ROM | Internal | Summer | B2 | 25 | 8000 | 0 | 182.84 | 182.83 | 0.01 | 0
2030 | PJM_E_2_PJM_ROM | PJM_E | PJM_ROM | Internal | Summer | B3 | 75 | 8000 | 2103.18 | 182.82 | 182.83 | 0.01 | 0
2030 | PJM_E_2_PJM_ROM | PJM_E | PJM_ROM | Internal | Summer | B4 | 100 | 8000 | 3935.68 | 176 | 176.01 | 0.01 | 0
2030 | PJM_E_2_PJM_ROM | PJM_E | PJM_ROM | Internal | Summer | B5 | 200 | 8000 | 1471.68 | 159.77 | 159.79 | 0.01 | 0
2030 | PJM_E_2_PJM_ROM | PJM_E | PJM_ROM | Internal | Summer | B6 | 300 | 8000 | 3288.87 | 141.12 | 141.13 | 0.01 | 0
2030 | PJM_E_2_PJM_ROM | PJM_E | PJM_ROM | Internal | Summer | B7 | 400 | 8000 | 3504.9 | 119.63 | 119.65 | 0.01 | 0
2030 | PJM_E_2_PJM_ROM | PJM_E | PJM_ROM | Internal | Summer | B8 | 500 | 8000 | 1672.96 | 114.54 | 114.55 | 0.01 | 0
2030 | PJM_E_2_PJM_ROM | PJM_E | PJM_ROM | Internal | Summer | B9 | 800 | 8000 | 3302.33 | 114.52 | 114.53 | 0.01 | 0
2030 | PJM_E_2_PJM_ROM | PJM_E | PJM_ROM | Internal | Summer | B10 | 1262 | 8000 | 6116 | 111.86 | 111.87 | 0.01 | 0
2030 | PJM_E_2_PJM_ROM | PJM_E | PJM_ROM | Internal | Winter | B16 | 25 | 8000 | 0 | 124.17 | 124.16 | 0.01 | 0
2030 | PJM_E_2_PJM_ROM | PJM_E | PJM_ROM | Internal | Winter | B17 | 100 | 8000 | 0 | 121.71 | 121.69 | 0.01 | 0
2030 | PJM_E_2_PJM_ROM | PJM_E | PJM_ROM | Internal | Winter | B18 | 400 | 8000 | 0 | 117.99 | 117.97 | 0.01 | 0
2030 | PJM_E_2_PJM_ROM | PJM_E | PJM_ROM | Internal | Winter | B19 | 700 | 8000 | 0 | 115.67 | 115.66 | 0.01 | 0
2030 | PJM_E_2_PJM_ROM | PJM_E | PJM_ROM | Internal | Winter | B20 | 935 | 8000 | 2284.5 | 115.65 | 115.66 | 0.01 | 0
2030 | PJM_ROR_2_MISO_IN | PJM_ROR | MISO_IN | Internal | Shoulder | B11 | 25 | 909 | 0 | 123.57 | 125.55 | 2 | 0
2030 | PJM_ROR_2_MISO_IN | PJM_ROR | MISO_IN | Internal | Shoulder | B12 | 200 | 909 | 0 | 120.33 | 118.33 | 2 | 0
2030 | PJM_ROR_2_MISO_IN | PJM_ROR | MISO_IN | Internal | Shoulder | B13 | 600 | 909 | 0 | 116.1 | 114.1 | 2 | 0
2030 | PJM_ROR_2_MISO_IN | PJM_ROR | MISO_IN | Internal | Shoulder | B14 | 900 | 909 | 0 | 116.1 | 114.1 | 2 | 0
2030 | PJM_ROR_2_MISO_IN | PJM_ROR | MISO_IN | Internal | Shoulder | B15 | 1203 | 909 | 0 | 114.34 | 112.34 | 2 | 0
2030 | PJM_ROR_2_MISO_IN | PJM_ROR | MISO_IN | Internal | Summer | B1 | 10 | 909 | 0 | 187.5 | 185.77 | 2 | 0
2030 | PJM_ROR_2_MISO_IN | PJM_ROR | MISO_IN | Internal | Summer | B2 | 25 | 909 | 0 | 182.82 | 182.75 | 2 | 0
2030 | PJM_ROR_2_MISO_IN | PJM_ROR | MISO_IN | Internal | Summer | B3 | 75 | 909 | 0 | 182.82 | 182.75 | 2 | 0
2030 | PJM_ROR_2_MISO_IN | PJM_ROR | MISO_IN | Internal | Summer | B4 | 100 | 909 | 0 | 176.03 | 174.03 | 2 | 0
2030 | PJM_ROR_2_MISO_IN | PJM_ROR | MISO_IN | Internal | Summer | B5 | 200 | 909 | 0 | 159.77 | 161.76 | 2 | 0
2030 | PJM_ROR_2_MISO_IN | PJM_ROR | MISO_IN | Internal | Summer | B6 | 300 | 909 | 0 | 141.12 | 141.74 | 2 | 0
2030 | PJM_ROR_2_MISO_IN | PJM_ROR | MISO_IN | Internal | Summer | B7 | 400 | 909 | 0 | 119.63 | 117.65 | 2 | 0
2030 | PJM_ROR_2_MISO_IN | PJM_ROR | MISO_IN | Internal | Summer | B8 | 500 | 909 | 0 | 114.54 | 112.86 | 2 | 0
2030 | PJM_ROR_2_MISO_IN | PJM_ROR | MISO_IN | Internal | Summer | B9 | 800 | 909 | 0 | 114.54 | 112.86 | 2 | 0
2030 | PJM_ROR_2_MISO_IN | PJM_ROR | MISO_IN | Internal | Summer | B10 | 1262 | 909 | 0 | 111.88 | 109.88 | 2 | 0
2030 | PJM_ROR_2_MISO_IN | PJM_ROR | MISO_IN | Internal | Winter | B16 | 25 | 909 | 633.86 | 124.15 | 126.15 | 2 | 0
2030 | PJM_ROR_2_MISO_IN | PJM_ROR | MISO_IN | Internal | Winter | B17 | 100 | 909 | 0 | 121.68 | 120.24 | 2 | 0
2030 | PJM_ROR_2_MISO_IN | PJM_ROR | MISO_IN | Internal | Winter | B18 | 400 | 909 | 0 | 117.96 | 117.55 | 2 | 0
2030 | PJM_ROR_2_MISO_IN | PJM_ROR | MISO_IN | Internal | Winter | B19 | 700 | 909 | 0 | 115.65 | 116.88 | 2 | 0
2030 | PJM_ROR_2_MISO_IN | PJM_ROR | MISO_IN | Internal | Winter | B20 | 935 | 909 | 0 | 115.65 | 113.67 | 2 | 0
2030 | PJM_ROR_2_MISO_MI | PJM_ROR | MISO_MI | Internal | Shoulder | B11 | 25 | 1305 | 0 | 123.57 | 125.54 | 2 | 0
2030 | PJM_ROR_2_MISO_MI | PJM_ROR | MISO_MI | Internal | Shoulder | B12 | 200 | 1305 | 0 | 120.33 | 118.35 | 2 | 0
2030 | PJM_ROR_2_MISO_MI | PJM_ROR | MISO_MI | Internal | Shoulder | B13 | 600 | 1305 | 0 | 116.1 | 114.12 | 2 | 0
2030 | PJM_ROR_2_MISO_MI | PJM_ROR | MISO_MI | Internal | Shoulder | B14 | 900 | 1305 | 0 | 116.1 | 114.11 | 2 | 0
2030 | PJM_ROR_2_MISO_MI | PJM_ROR | MISO_MI | Internal | Shoulder | B15 | 1203 | 1305 | 0 | 114.34 | 112.34 | 2 | 0
2030 | PJM_ROR_2_MISO_MI | PJM_ROR | MISO_MI | Internal | Summer | B1 | 10 | 1305 | 0 | 187.5 | 185.78 | 2 | 0
2030 | PJM_ROR_2_MISO_MI | PJM_ROR | MISO_MI | Internal | Summer | B2 | 25 | 1305 | 0 | 182.82 | 182.73 | 2 | 0
2030 | PJM_ROR_2_MISO_MI | PJM_ROR | MISO_MI | Internal | Summer | B3 | 75 | 1305 | 0 | 182.82 | 182.73 | 2 | 0
2030 | PJM_ROR_2_MISO_MI | PJM_ROR | MISO_MI | Internal | Summer | B4 | 100 | 1305 | 0 | 176.03 | 174.03 | 2 | 0
2030 | PJM_ROR_2_MISO_MI | PJM_ROR | MISO_MI | Internal | Summer | B5 | 200 | 1305 | 0 | 159.77 | 157.77 | 2 | 0
2030 | PJM_ROR_2_MISO_MI | PJM_ROR | MISO_MI | Internal | Summer | B6 | 300 | 1305 | 0 | 141.12 | 141.73 | 2 | 0
2030 | PJM_ROR_2_MISO_MI | PJM_ROR | MISO_MI | Internal | Summer | B7 | 400 | 1305 | 0 | 119.63 | 117.65 | 2 | 0
2030 | PJM_ROR_2_MISO_MI | PJM_ROR | MISO_MI | Internal | Summer | B8 | 500 | 1305 | 0 | 114.54 | 112.87 | 2 | 0
2030 | PJM_ROR_2_MISO_MI | PJM_ROR | MISO_MI | Internal | Summer | B9 | 800 | 1305 | 0 | 114.54 | 112.87 | 2 | 0
2030 | PJM_ROR_2_MISO_MI | PJM_ROR | MISO_MI | Internal | Summer | B10 | 1262 | 1305 | 0 | 111.88 | 109.88 | 2 | 0
2030 | PJM_ROR_2_MISO_MI | PJM_ROR | MISO_MI | Internal | Winter | B16 | 25 | 1305 | 0 | 124.15 | 126.14 | 2 | 0
2030 | PJM_ROR_2_MISO_MI | PJM_ROR | MISO_MI | Internal | Winter | B17 | 100 | 1305 | 0 | 121.68 | 120.23 | 2 | 0
2030 | PJM_ROR_2_MISO_MI | PJM_ROR | MISO_MI | Internal | Winter | B18 | 400 | 1305 | 0 | 117.96 | 117.54 | 2 | 0
2030 | PJM_ROR_2_MISO_MI | PJM_ROR | MISO_MI | Internal | Winter | B19 | 700 | 1305 | 0 | 115.65 | 116.87 | 2 | 0
2030 | PJM_ROR_2_MISO_MI | PJM_ROR | MISO_MI | Internal | Winter | B20 | 935 | 1305 | 0 | 115.65 | 113.66 | 2 | 0
2030 | PJM_ROR_2_MISO_MO-IL | PJM_ROR | MISO_MO-IL | Internal | Shoulder | B11 | 25 | 1111 | 525.07 | 123.57 | 125.57 | 2 | 0
2030 | PJM_ROR_2_MISO_MO-IL | PJM_ROR | MISO_MO-IL | Internal | Shoulder | B12 | 200 | 1111 | 0 | 120.33 | 118.35 | 2 | 0
2030 | PJM_ROR_2_MISO_MO-IL | PJM_ROR | MISO_MO-IL | Internal | Shoulder | B13 | 600 | 1111 | 0 | 116.1 | 114.12 | 2 | 0
2030 | PJM_ROR_2_MISO_MO-IL | PJM_ROR | MISO_MO-IL | Internal | Shoulder | B14 | 900 | 1111 | 0 | 116.1 | 114.11 | 2 | 0
2030 | PJM_ROR_2_MISO_MO-IL | PJM_ROR | MISO_MO-IL | Internal | Shoulder | B15 | 1203 | 1111 | 0 | 114.34 | 112.34 | 2 | 0
2030 | PJM_ROR_2_MISO_MO-IL | PJM_ROR | MISO_MO-IL | Internal | Summer | B1 | 10 | 1111 | 0 | 187.5 | 185.78 | 2 | 0
2030 | PJM_ROR_2_MISO_MO-IL | PJM_ROR | MISO_MO-IL | Internal | Summer | B2 | 25 | 1111 | 0 | 182.82 | 182.76 | 2 | 0
2030 | PJM_ROR_2_MISO_MO-IL | PJM_ROR | MISO_MO-IL | Internal | Summer | B3 | 75 | 1111 | 0 | 182.82 | 182.76 | 2 | 0
2030 | PJM_ROR_2_MISO_MO-IL | PJM_ROR | MISO_MO-IL | Internal | Summer | B4 | 100 | 1111 | 0 | 176.03 | 174.04 | 2 | 0
2030 | PJM_ROR_2_MISO_MO-IL | PJM_ROR | MISO_MO-IL | Internal | Summer | B5 | 200 | 1111 | 293.76 | 159.77 | 161.77 | 2 | 0
2030 | PJM_ROR_2_MISO_MO-IL | PJM_ROR | MISO_MO-IL | Internal | Summer | B6 | 300 | 1111 | 1111 | 141.12 | 143.59 | 2 | 0.46
2030 | PJM_ROR_2_MISO_MO-IL | PJM_ROR | MISO_MO-IL | Internal | Summer | B7 | 400 | 1111 | 0 | 119.63 | 117.66 | 2 | 0
2030 | PJM_ROR_2_MISO_MO-IL | PJM_ROR | MISO_MO-IL | Internal | Summer | B8 | 500 | 1111 | 0 | 114.54 | 112.87 | 2 | 0
2030 | PJM_ROR_2_MISO_MO-IL | PJM_ROR | MISO_MO-IL | Internal | Summer | B9 | 800 | 1111 | 0 | 114.54 | 112.87 | 2 | 0
2030 | PJM_ROR_2_MISO_MO-IL | PJM_ROR | MISO_MO-IL | Internal | Summer | B10 | 1262 | 1111 | 0 | 111.88 | 109.9 | 2 | 0
2030 | PJM_ROR_2_MISO_MO-IL | PJM_ROR | MISO_MO-IL | Internal | Winter | B16 | 25 | 1111 | 592.89 | 124.15 | 126.15 | 2 | 0
2030 | PJM_ROR_2_MISO_MO-IL | PJM_ROR | MISO_MO-IL | Internal | Winter | B17 | 100 | 1111 | 0 | 121.68 | 120.25 | 2 | 0
2030 | PJM_ROR_2_MISO_MO-IL | PJM_ROR | MISO_MO-IL | Internal | Winter | B18 | 400 | 1111 | 0 | 117.96 | 117.56 | 2 | 0
2030 | PJM_ROR_2_MISO_MO-IL | PJM_ROR | MISO_MO-IL | Internal | Winter | B19 | 700 | 1111 | 0 | 115.65 | 116.89 | 2 | 0
2030 | PJM_ROR_2_MISO_MO-IL | PJM_ROR | MISO_MO-IL | Internal | Winter | B20 | 935 | 1111 | 0 | 115.65 | 113.66 | 2 | 0
2030 | PJM_ROR_2_MISO_W | PJM_ROR | MISO_W | Internal | Shoulder | B11 | 25 | 709 | 0 | 123.57 | 121.58 | 2 | 0
2030 | PJM_ROR_2_MISO_W | PJM_ROR | MISO_W | Internal | Shoulder | B12 | 200 | 709 | 0 | 120.33 | 115.7 | 2 | 0
2030 | PJM_ROR_2_MISO_W | PJM_ROR | MISO_W | Internal | Shoulder | B13 | 600 | 709 | 0 | 116.1 | 107.88 | 2 | 0
2030 | PJM_ROR_2_MISO_W | PJM_ROR | MISO_W | Internal | Shoulder | B14 | 900 | 709 | 0 | 116.1 | 101.86 | 2 | 0
2030 | PJM_ROR_2_MISO_W | PJM_ROR | MISO_W | Internal | Shoulder | B15 | 1203 | 709 | 0 | 114.34 | 93.89 | 2 | 0
2030 | PJM_ROR_2_MISO_W | PJM_ROR | MISO_W | Internal | Summer | B1 | 10 | 709 | 0 | 187.5 | 185.5 | 2 | 0
2030 | PJM_ROR_2_MISO_W | PJM_ROR | MISO_W | Internal | Summer | B2 | 25 | 709 | 0 | 182.82 | 180.81 | 2 | 0
2030 | PJM_ROR_2_MISO_W | PJM_ROR | MISO_W | Internal | Summer | B3 | 75 | 709 | 0 | 182.82 | 182.75 | 2 | 0
2030 | PJM_ROR_2_MISO_W | PJM_ROR | MISO_W | Internal | Summer | B4 | 100 | 709 | 0 | 176.03 | 174.03 | 2 | 0
2030 | PJM_ROR_2_MISO_W | PJM_ROR | MISO_W | Internal | Summer | B5 | 200 | 709 | 0 | 159.77 | 161.76 | 2 | 0
2030 | PJM_ROR_2_MISO_W | PJM_ROR | MISO_W | Internal | Summer | B6 | 300 | 709 | 709 | 141.12 | 143.58 | 2 | 0.45
2030 | PJM_ROR_2_MISO_W | PJM_ROR | MISO_W | Internal | Summer | B7 | 400 | 709 | 0 | 119.63 | 117.65 | 2 | 0
2030 | PJM_ROR_2_MISO_W | PJM_ROR | MISO_W | Internal | Summer | B8 | 500 | 709 | 0 | 114.54 | 112.54 | 2 | 0
2030 | PJM_ROR_2_MISO_W | PJM_ROR | MISO_W | Internal | Summer | B9 | 800 | 709 | 0 | 114.54 | 112.53 | 2 | 0
2030 | PJM_ROR_2_MISO_W | PJM_ROR | MISO_W | Internal | Summer | B10 | 1262 | 709 | 0 | 111.88 | 97.88 | 2 | 0
2030 | PJM_ROR_2_MISO_W | PJM_ROR | MISO_W | Internal | Winter | B16 | 25 | 709 | 0 | 124.15 | 96.76 | 2 | 0
2030 | PJM_ROR_2_MISO_W | PJM_ROR | MISO_W | Internal | Winter | B17 | 100 | 709 | 0 | 121.68 | 108.24 | 2 | 0
2030 | PJM_ROR_2_MISO_W | PJM_ROR | MISO_W | Internal | Winter | B18 | 400 | 709 | 0 | 117.96 | 108.31 | 2 | 0
2030 | PJM_ROR_2_MISO_W | PJM_ROR | MISO_W | Internal | Winter | B19 | 700 | 709 | 0 | 115.65 | 108.31 | 2 | 0
2030 | PJM_ROR_2_MISO_W | PJM_ROR | MISO_W | Internal | Winter | B20 | 935 | 709 | 0 | 115.65 | 96.76 | 2 | 0
2030 | PJM_ROR_2_MISO_WUMS | PJM_ROR | MISO_WUMS | Internal | Shoulder | B11 | 25 | 1467 | 0 | 123.57 | 121.57 | 2 | 0
2030 | PJM_ROR_2_MISO_WUMS | PJM_ROR | MISO_WUMS | Internal | Shoulder | B12 | 200 | 1467 | 0 | 120.33 | 115.71 | 2 | 0
2030 | PJM_ROR_2_MISO_WUMS | PJM_ROR | MISO_WUMS | Internal | Shoulder | B13 | 600 | 1467 | 0 | 116.1 | 114.1 | 2 | 0
2030 | PJM_ROR_2_MISO_WUMS | PJM_ROR | MISO_WUMS | Internal | Shoulder | B14 | 900 | 1467 | 0 | 116.1 | 114.1 | 2 | 0
2030 | PJM_ROR_2_MISO_WUMS | PJM_ROR | MISO_WUMS | Internal | Shoulder | B15 | 1203 | 1467 | 0 | 114.34 | 112.33 | 2 | 0
2030 | PJM_ROR_2_MISO_WUMS | PJM_ROR | MISO_WUMS | Internal | Summer | B1 | 10 | 1467 | 0 | 187.5 | 185.51 | 2 | 0
2030 | PJM_ROR_2_MISO_WUMS | PJM_ROR | MISO_WUMS | Internal | Summer | B2 | 25 | 1467 | 0 | 182.82 | 180.82 | 2 | 0
2030 | PJM_ROR_2_MISO_WUMS | PJM_ROR | MISO_WUMS | Internal | Summer | B3 | 75 | 1467 | 0 | 182.82 | 182.72 | 2 | 0
2030 | PJM_ROR_2_MISO_WUMS | PJM_ROR | MISO_WUMS | Internal | Summer | B4 | 100 | 1467 | 0 | 176.03 | 174.01 | 2 | 0
2030 | PJM_ROR_2_MISO_WUMS | PJM_ROR | MISO_WUMS | Internal | Summer | B5 | 200 | 1467 | 0 | 159.77 | 157.77 | 2 | 0
2030 | PJM_ROR_2_MISO_WUMS | PJM_ROR | MISO_WUMS | Internal | Summer | B6 | 300 | 1467 | 0 | 141.12 | 141.72 | 2 | 0
2030 | PJM_ROR_2_MISO_WUMS | PJM_ROR | MISO_WUMS | Internal | Summer | B7 | 400 | 1467 | 0 | 119.63 | 117.63 | 2 | 0
2030 | PJM_ROR_2_MISO_WUMS | PJM_ROR | MISO_WUMS | Internal | Summer | B8 | 500 | 1467 | 0 | 114.54 | 112.55 | 2 | 0
2030 | PJM_ROR_2_MISO_WUMS | PJM_ROR | MISO_WUMS | Internal | Summer | B9 | 800 | 1467 | 0 | 114.54 | 112.54 | 2 | 0
2030 | PJM_ROR_2_MISO_WUMS | PJM_ROR | MISO_WUMS | Internal | Summer | B10 | 1262 | 1467 | 0 | 111.88 | 104.71 | 2 | 0
2030 | PJM_ROR_2_MISO_WUMS | PJM_ROR | MISO_WUMS | Internal | Winter | B16 | 25 | 1467 | 0 | 124.15 | 122.15 | 2 | 0
2030 | PJM_ROR_2_MISO_WUMS | PJM_ROR | MISO_WUMS | Internal | Winter | B17 | 100 | 1467 | 0 | 121.68 | 119.68 | 2 | 0
2030 | PJM_ROR_2_MISO_WUMS | PJM_ROR | MISO_WUMS | Internal | Winter | B18 | 400 | 1467 | 0 | 117.96 | 117.24 | 2 | 0
2030 | PJM_ROR_2_MISO_WUMS | PJM_ROR | MISO_WUMS | Internal | Winter | B19 | 700 | 1467 | 0 | 115.65 | 116.86 | 2 | 0
2030 | PJM_ROR_2_MISO_WUMS | PJM_ROR | MISO_WUMS | Internal | Winter | B20 | 935 | 1467 | 0 | 115.65 | 113.65 | 2 | 0
2030 | PJM_ROR_2_PJM_ROM | PJM_ROR | PJM_ROM | Internal | Shoulder | B11 | 25 | 8000 | 0 | 123.57 | 123.55 | 0.01 | 0
2030 | PJM_ROR_2_PJM_ROM | PJM_ROR | PJM_ROM | Internal | Shoulder | B12 | 200 | 8000 | 2067.04 | 120.33 | 120.35 | 0.01 | 0
2030 | PJM_ROR_2_PJM_ROM | PJM_ROR | PJM_ROM | Internal | Shoulder | B13 | 600 | 8000 | 1401.2 | 116.1 | 116.12 | 0.01 | 0
2030 | PJM_ROR_2_PJM_ROM | PJM_ROR | PJM_ROM | Internal | Shoulder | B14 | 900 | 8000 | 723.52 | 116.1 | 116.11 | 0.01 | 0
2030 | PJM_ROR_2_PJM_ROM | PJM_ROR | PJM_ROM | Internal | Shoulder | B15 | 1203 | 8000 | 1806.72 | 114.34 | 114.36 | 0.01 | 0
2030 | PJM_ROR_2_PJM_ROM | PJM_ROR | PJM_ROM | Internal | Summer | B1 | 10 | 8000 | 7533.58 | 187.5 | 187.51 | 0.01 | 0
2030 | PJM_ROR_2_PJM_ROM | PJM_ROR | PJM_ROM | Internal | Summer | B2 | 25 | 8000 | 7135.88 | 182.82 | 182.83 | 0.01 | 0
2030 | PJM_ROR_2_PJM_ROM | PJM_ROR | PJM_ROM | Internal | Summer | B3 | 75 | 8000 | 2186.5 | 182.82 | 182.83 | 0.01 | 0
2030 | PJM_ROR_2_PJM_ROM | PJM_ROR | PJM_ROM | Internal | Summer | B4 | 100 | 8000 | 0 | 176.03 | 176.01 | 0.01 | 0
2030 | PJM_ROR_2_PJM_ROM | PJM_ROR | PJM_ROM | Internal | Summer | B5 | 200 | 8000 | 1163.09 | 159.77 | 159.79 | 0.01 | 0
2030 | PJM_ROR_2_PJM_ROM | PJM_ROR | PJM_ROM | Internal | Summer | B6 | 300 | 8000 | 80.49 | 141.12 | 141.13 | 0.01 | 0
2030 | PJM_ROR_2_PJM_ROM | PJM_ROR | PJM_ROM | Internal | Summer | B7 | 400 | 8000 | 371.71 | 119.63 | 119.65 | 0.01 | 0
2030 | PJM_ROR_2_PJM_ROM | PJM_ROR | PJM_ROM | Internal | Summer | B8 | 500 | 8000 | 2229.79 | 114.54 | 114.55 | 0.01 | 0
2030 | PJM_ROR_2_PJM_ROM | PJM_ROR | PJM_ROM | Internal | Summer | B9 | 800 | 8000 | 0 | 114.54 | 114.53 | 0.01 | 0
2030 | PJM_ROR_2_PJM_ROM | PJM_ROR | PJM_ROM | Internal | Summer | B10 | 1262 | 8000 | 0 | 111.88 | 111.87 | 0.01 | 0
2030 | PJM_ROR_2_PJM_ROM | PJM_ROR | PJM_ROM | Internal | Winter | B16 | 25 | 8000 | 5546.94 | 124.15 | 124.16 | 0.01 | 0
2030 | PJM_ROR_2_PJM_ROM | PJM_ROR | PJM_ROM | Internal | Winter | B17 | 100 | 8000 | 4262.3 | 121.68 | 121.69 | 0.01 | 0
2030 | PJM_ROR_2_PJM_ROM | PJM_ROR | PJM_ROM | Internal | Winter | B18 | 400 | 8000 | 7089.02 | 117.96 | 117.97 | 0.01 | 0
2030 | PJM_ROR_2_PJM_ROM | PJM_ROR | PJM_ROM | Internal | Winter | B19 | 700 | 8000 | 5755.3 | 115.65 | 115.66 | 0.01 | 0
2030 | PJM_ROR_2_PJM_ROM | PJM_ROR | PJM_ROM | Internal | Winter | B20 | 935 | 8000 | 1708.38 | 115.65 | 115.66 | 0.01 | 0
2030 | PJM_ROR_2_TVA_Transmission | PJM_ROR | TVA_Transmission | Internal | Shoulder | B11 | 25 | 2500 | 0 | 123.57 | 128.53 | 6 | 0
2030 | PJM_ROR_2_TVA_Transmission | PJM_ROR | TVA_Transmission | Internal | Shoulder | B12 | 200 | 2500 | 0 | 120.33 | 124.57 | 6 | 0
2030 | PJM_ROR_2_TVA_Transmission | PJM_ROR | TVA_Transmission | Internal | Shoulder | B13 | 600 | 2500 | 0 | 116.1 | 120.23 | 6 | 0
2030 | PJM_ROR_2_TVA_Transmission | PJM_ROR | TVA_Transmission | Internal | Shoulder | B14 | 900 | 2500 | 0 | 116.1 | 119.27 | 6 | 0
2030 | PJM_ROR_2_TVA_Transmission | PJM_ROR | TVA_Transmission | Internal | Shoulder | B15 | 1203 | 2500 | 0 | 114.34 | 118.56 | 6 | 0
2030 | PJM_ROR_2_TVA_Transmission | PJM_ROR | TVA_Transmission | Internal | Summer | B1 | 10 | 2500 | 2500 | 187.5 | 193.78 | 6 | 0.29
2030 | PJM_ROR_2_TVA_Transmission | PJM_ROR | TVA_Transmission | Internal | Summer | B2 | 25 | 2500 | 2500 | 182.82 | 190.76 | 6 | 1.94
2030 | PJM_ROR_2_TVA_Transmission | PJM_ROR | TVA_Transmission | Internal | Summer | B3 | 75 | 2500 | 1880.77 | 182.82 | 188.82 | 6 | 0
2030 | PJM_ROR_2_TVA_Transmission | PJM_ROR | TVA_Transmission | Internal | Summer | B4 | 100 | 2500 | 1073.18 | 176.03 | 182.03 | 6 | 0
2030 | PJM_ROR_2_TVA_Transmission | PJM_ROR | TVA_Transmission | Internal | Summer | B5 | 200 | 2500 | 0 | 159.77 | 161.72 | 6 | 0
2030 | PJM_ROR_2_TVA_Transmission | PJM_ROR | TVA_Transmission | Internal | Summer | B6 | 300 | 2500 | 0 | 141.12 | 137.62 | 6 | 0
2030 | PJM_ROR_2_TVA_Transmission | PJM_ROR | TVA_Transmission | Internal | Summer | B7 | 400 | 2500 | 0 | 119.63 | 121.07 | 6 | 0
2030 | PJM_ROR_2_TVA_Transmission | PJM_ROR | TVA_Transmission | Internal | Summer | B8 | 500 | 2500 | 0 | 114.54 | 118.56 | 6 | 0
2030 | PJM_ROR_2_TVA_Transmission | PJM_ROR | TVA_Transmission | Internal | Summer | B9 | 800 | 2500 | 0 | 114.54 | 117.39 | 6 | 0
2030 | PJM_ROR_2_TVA_Transmission | PJM_ROR | TVA_Transmission | Internal | Summer | B10 | 1262 | 2500 | 0 | 111.88 | 109.99 | 6 | 0
2030 | PJM_ROR_2_TVA_Transmission | PJM_ROR | TVA_Transmission | Internal | Winter | B16 | 25 | 2500 | 1478.37 | 124.15 | 130.15 | 6 | 0
2030 | PJM_ROR_2_TVA_Transmission | PJM_ROR | TVA_Transmission | Internal | Winter | B17 | 100 | 2500 | 0 | 121.68 | 127.25 | 6 | 0
2030 | PJM_ROR_2_TVA_Transmission | PJM_ROR | TVA_Transmission | Internal | Winter | B18 | 400 | 2500 | 0 | 117.96 | 121.69 | 6 | 0
2030 | PJM_ROR_2_TVA_Transmission | PJM_ROR | TVA_Transmission | Internal | Winter | B19 | 700 | 2500 | 0 | 115.65 | 121.62 | 6 | 0
2030 | PJM_ROR_2_TVA_Transmission | PJM_ROR | TVA_Transmission | Internal | Winter | B20 | 935 | 2500 | 0 | 115.65 | 121.59 | 6 | 0
2030 | PJM_ROR_2_VACAR | PJM_ROR | VACAR | Internal | Shoulder | B11 | 25 | 3000 | 2862.2 | 123.57 | 129.57 | 6 | 0
2030 | PJM_ROR_2_VACAR | PJM_ROR | VACAR | Internal | Shoulder | B12 | 200 | 3000 | 0 | 120.33 | 122.92 | 6 | 0
2030 | PJM_ROR_2_VACAR | PJM_ROR | VACAR | Internal | Shoulder | B13 | 600 | 3000 | 0 | 116.1 | 118.39 | 6 | 0
2030 | PJM_ROR_2_VACAR | PJM_ROR | VACAR | Internal | Shoulder | B14 | 900 | 3000 | 0 | 116.1 | 112.27 | 6 | 0
2030 | PJM_ROR_2_VACAR | PJM_ROR | VACAR | Internal | Shoulder | B15 | 1203 | 3000 | 0 | 114.34 | 107.34 | 6 | 0
2030 | PJM_ROR_2_VACAR | PJM_ROR | VACAR | Internal | Summer | B1 | 10 | 3000 | 2088.6 | 187.5 | 193.5 | 6 | 0
2030 | PJM_ROR_2_VACAR | PJM_ROR | VACAR | Internal | Summer | B2 | 25 | 3000 | 3000 | 182.82 | 193.5 | 6 | 4.68
2030 | PJM_ROR_2_VACAR | PJM_ROR | VACAR | Internal | Summer | B3 | 75 | 3000 | 3000 | 182.82 | 193.5 | 6 | 4.68
2030 | PJM_ROR_2_VACAR | PJM_ROR | VACAR | Internal | Summer | B4 | 100 | 3000 | 1784.92 | 176.03 | 182.03 | 6 | 0
2030 | PJM_ROR_2_VACAR | PJM_ROR | VACAR | Internal | Summer | B5 | 200 | 3000 | 260.73 | 159.77 | 165.77 | 6 | 0
2030 | PJM_ROR_2_VACAR | PJM_ROR | VACAR | Internal | Summer | B6 | 300 | 3000 | 0 | 141.12 | 140.58 | 6 | 0
2030 | PJM_ROR_2_VACAR | PJM_ROR | VACAR | Internal | Summer | B7 | 400 | 3000 | 1919.67 | 119.63 | 125.63 | 6 | 0
2030 | PJM_ROR_2_VACAR | PJM_ROR | VACAR | Internal | Summer | B8 | 500 | 3000 | 0 | 114.54 | 120.22 | 6 | 0
2030 | PJM_ROR_2_VACAR | PJM_ROR | VACAR | Internal | Summer | B9 | 800 | 3000 | 0 | 114.54 | 110.68 | 6 | 0
2030 | PJM_ROR_2_VACAR | PJM_ROR | VACAR | Internal | Summer | B10 | 1262 | 3000 | 0 | 111.88 | 103.66 | 6 | 0
2030 | PJM_ROR_2_VACAR | PJM_ROR | VACAR | Internal | Winter | B16 | 25 | 3000 | 3000 | 124.15 | 135.22 | 6 | 5.08
2030 | PJM_ROR_2_VACAR | PJM_ROR | VACAR | Internal | Winter | B17 | 100 | 3000 | 1603.93 | 121.68 | 127.68 | 6 | 0
2030 | PJM_ROR_2_VACAR | PJM_ROR | VACAR | Internal | Winter | B18 | 400 | 3000 | 0 | 117.96 | 114.84 | 6 | 0
2030 | PJM_ROR_2_VACAR | PJM_ROR | VACAR | Internal | Winter | B19 | 700 | 3000 | 0 | 115.65 | 114.84 | 6 | 0
2030 | PJM_ROR_2_VACAR | PJM_ROR | VACAR | Internal | Winter | B20 | 935 | 3000 | 0 | 115.65 | 110 | 6 | 0
2030 | PJM_ROM_2_NYISO_A-F | PJM_ROM | NYISO_A-F | Internal | Shoulder | B11 | 25 | 2000 | 0 | 123.55 | 79.59 | 6 | 0
2030 | PJM_ROM_2_NYISO_A-F | PJM_ROM | NYISO_A-F | Internal | Shoulder | B12 | 200 | 2000 | 0 | 120.35 | 79.59 | 6 | 0
2030 | PJM_ROM_2_NYISO_A-F | PJM_ROM | NYISO_A-F | Internal | Shoulder | B13 | 600 | 2000 | 0 | 116.12 | 79.59 | 6 | 0
2030 | PJM_ROM_2_NYISO_A-F | PJM_ROM | NYISO_A-F | Internal | Shoulder | B14 | 900 | 2000 | 0 | 116.11 | 79.59 | 6 | 0
2030 | PJM_ROM_2_NYISO_A-F | PJM_ROM | NYISO_A-F | Internal | Shoulder | B15 | 1203 | 2000 | 0 | 114.36 | 79.59 | 6 | 0
2030 | PJM_ROM_2_NYISO_A-F | PJM_ROM | NYISO_A-F | Internal | Summer | B1 | 10 | 2000 | 0 | 187.51 | 97.26 | 6 | 0
2030 | PJM_ROM_2_NYISO_A-F | PJM_ROM | NYISO_A-F | Internal | Summer | B2 | 25 | 2000 | 0 | 182.83 | 115.7 | 6 | 0
2030 | PJM_ROM_2_NYISO_A-F | PJM_ROM | NYISO_A-F | Internal | Summer | B3 | 75 | 2000 | 0 | 182.83 | 115.7 | 6 | 0
2030 | PJM_ROM_2_NYISO_A-F | PJM_ROM | NYISO_A-F | Internal | Summer | B4 | 100 | 2000 | 0 | 176.01 | 113.34 | 6 | 0
2030 | PJM_ROM_2_NYISO_A-F | PJM_ROM | NYISO_A-F | Internal | Summer | B5 | 200 | 2000 | 0 | 159.79 | 110.7 | 6 | 0
2030 | PJM_ROM_2_NYISO_A-F | PJM_ROM | NYISO_A-F | Internal | Summer | B6 | 300 | 2000 | 0 | 141.13 | 102.28 | 6 | 0
2030 | PJM_ROM_2_NYISO_A-F | PJM_ROM | NYISO_A-F | Internal | Summer | B7 | 400 | 2000 | 0 | 119.65 | 97.26 | 6 | 0
2030 | PJM_ROM_2_NYISO_A-F | PJM_ROM | NYISO_A-F | Internal | Summer | B8 | 500 | 2000 | 0 | 114.55 | 97.26 | 6 | 0
2030 | PJM_ROM_2_NYISO_A-F | PJM_ROM | NYISO_A-F | Internal | Summer | B9 | 800 | 2000 | 0 | 114.53 | 97.26 | 6 | 0
2030 | PJM_ROM_2_NYISO_A-F | PJM_ROM | NYISO_A-F | Internal | Summer | B10 | 1262 | 2000 | 0 | 111.87 | 97.26 | 6 | 0
2030 | PJM_ROM_2_NYISO_A-F | PJM_ROM | NYISO_A-F | Internal | Winter | B16 | 25 | 2000 | 0 | 124.16 | 79.59 | 6 | 0
2030 | PJM_ROM_2_NYISO_A-F | PJM_ROM | NYISO_A-F | Internal | Winter | B17 | 100 | 2000 | 0 | 121.69 | 79.59 | 6 | 0
2030 | PJM_ROM_2_NYISO_A-F | PJM_ROM | NYISO_A-F | Internal | Winter | B18 | 400 | 2000 | 0 | 117.97 | 79.59 | 6 | 0
2030 | PJM_ROM_2_NYISO_A-F | PJM_ROM | NYISO_A-F | Internal | Winter | B19 | 700 | 2000 | 0 | 115.66 | 79.59 | 6 | 0
2030 | PJM_ROM_2_NYISO_A-F | PJM_ROM | NYISO_A-F | Internal | Winter | B20 | 935 | 2000 | 0 | 115.66 | 79.59 | 6 | 0
2030 | PJM_ROM_2_PJM_E | PJM_ROM | PJM_E | Internal | Shoulder | B11 | 25 | 8000 | 0 | 123.55 | 123.54 | 0.01 | 0
2030 | PJM_ROM_2_PJM_E | PJM_ROM | PJM_E | Internal | Shoulder | B12 | 200 | 8000 | 0 | 120.35 | 120.33 | 0.01 | 0
2030 | PJM_ROM_2_PJM_E | PJM_ROM | PJM_E | Internal | Shoulder | B13 | 600 | 8000 | 0 | 116.12 | 116.1 | 0.01 | 0
2030 | PJM_ROM_2_PJM_E | PJM_ROM | PJM_E | Internal | Shoulder | B14 | 900 | 8000 | 0 | 116.11 | 116.1 | 0.01 | 0
2030 | PJM_ROM_2_PJM_E | PJM_ROM | PJM_E | Internal | Shoulder | B15 | 1203 | 8000 | 0 | 114.36 | 114.34 | 0.01 | 0
2030 | PJM_ROM_2_PJM_E | PJM_ROM | PJM_E | Internal | Summer | B1 | 10 | 8000 | 2555.12 | 187.51 | 187.52 | 0.01 | 0
2030 | PJM_ROM_2_PJM_E | PJM_ROM | PJM_E | Internal | Summer | B2 | 25 | 8000 | 1267.71 | 182.83 | 182.84 | 0.01 | 0
2030 | PJM_ROM_2_PJM_E | PJM_ROM | PJM_E | Internal | Summer | B3 | 75 | 8000 | 0 | 182.83 | 182.82 | 0.01 | 0
2030 | PJM_ROM_2_PJM_E | PJM_ROM | PJM_E | Internal | Summer | B4 | 100 | 8000 | 0 | 176.01 | 176 | 0.01 | 0
2030 | PJM_ROM_2_PJM_E | PJM_ROM | PJM_E | Internal | Summer | B5 | 200 | 8000 | 0 | 159.79 | 159.77 | 0.01 | 0
2030 | PJM_ROM_2_PJM_E | PJM_ROM | PJM_E | Internal | Summer | B6 | 300 | 8000 | 0 | 141.13 | 141.12 | 0.01 | 0
2030 | PJM_ROM_2_PJM_E | PJM_ROM | PJM_E | Internal | Summer | B7 | 400 | 8000 | 0 | 119.65 | 119.63 | 0.01 | 0
2030 | PJM_ROM_2_PJM_E | PJM_ROM | PJM_E | Internal | Summer | B8 | 500 | 8000 | 0 | 114.55 | 114.54 | 0.01 | 0
2030 | PJM_ROM_2_PJM_E | PJM_ROM | PJM_E | Internal | Summer | B9 | 800 | 8000 | 0 | 114.53 | 114.52 | 0.01 | 0
2030 | PJM_ROM_2_PJM_E | PJM_ROM | PJM_E | Internal | Summer | B10 | 1262 | 8000 | 0 | 111.87 | 111.86 | 0.01 | 0
2030 | PJM_ROM_2_PJM_E | PJM_ROM | PJM_E | Internal | Winter | B16 | 25 | 8000 | 1293.2 | 124.16 | 124.17 | 0.01 | 0
2030 | PJM_ROM_2_PJM_E | PJM_ROM | PJM_E | Internal | Winter | B17 | 100 | 8000 | 679.21 | 121.69 | 121.71 | 0.01 | 0
2030 | PJM_ROM_2_PJM_E | PJM_ROM | PJM_E | Internal | Winter | B18 | 400 | 8000 | 2708.57 | 117.97 | 117.99 | 0.01 | 0
2030 | PJM_ROM_2_PJM_E | PJM_ROM | PJM_E | Internal | Winter | B19 | 700 | 8000 | 1456.89 | 115.66 | 115.67 | 0.01 | 0
2030 | PJM_ROM_2_PJM_E | PJM_ROM | PJM_E | Internal | Winter | B20 | 935 | 8000 | 0 | 115.66 | 115.65 | 0.01 | 0
2030 | PJM_ROM_2_PJM_ROR | PJM_ROM | PJM_ROR | Internal | Shoulder | B11 | 25 | 8000 | 495.59 | 123.55 | 123.57 | 0.01 | 0
2030 | PJM_ROM_2_PJM_ROR | PJM_ROM | PJM_ROR | Internal | Shoulder | B12 | 200 | 8000 | 0 | 120.35 | 120.33 | 0.01 | 0
2030 | PJM_ROM_2_PJM_ROR | PJM_ROM | PJM_ROR | Internal | Shoulder | B13 | 600 | 8000 | 0 | 116.12 | 116.1 | 0.01 | 0
2030 | PJM_ROM_2_PJM_ROR | PJM_ROM | PJM_ROR | Internal | Shoulder | B14 | 900 | 8000 | 0 | 116.11 | 116.1 | 0.01 | 0
2030 | PJM_ROM_2_PJM_ROR | PJM_ROM | PJM_ROR | Internal | Shoulder | B15 | 1203 | 8000 | 0 | 114.36 | 114.34 | 0.01 | 0
2030 | PJM_ROM_2_PJM_ROR | PJM_ROM | PJM_ROR | Internal | Summer | B1 | 10 | 8000 | 0 | 187.51 | 187.5 | 0.01 | 0
2030 | PJM_ROM_2_PJM_ROR | PJM_ROM | PJM_ROR | Internal | Summer | B2 | 25 | 8000 | 0 | 182.83 | 182.82 | 0.01 | 0
2030 | PJM_ROM_2_PJM_ROR | PJM_ROM | PJM_ROR | Internal | Summer | B3 | 75 | 8000 | 0 | 182.83 | 182.82 | 0.01 | 0
2030 | PJM_ROM_2_PJM_ROR | PJM_ROM | PJM_ROR | Internal | Summer | B4 | 100 | 8000 | 616.8 | 176.01 | 176.03 | 0.01 | 0
2030 | PJM_ROM_2_PJM_ROR | PJM_ROM | PJM_ROR | Internal | Summer | B5 | 200 | 8000 | 0 | 159.79 | 159.77 | 0.01 | 0
2030 | PJM_ROM_2_PJM_ROR | PJM_ROM | PJM_ROR | Internal | Summer | B6 | 300 | 8000 | 0 | 141.13 | 141.12 | 0.01 | 0
2030 | PJM_ROM_2_PJM_ROR | PJM_ROM | PJM_ROR | Internal | Summer | B7 | 400 | 8000 | 0 | 119.65 | 119.63 | 0.01 | 0
2030 | PJM_ROM_2_PJM_ROR | PJM_ROM | PJM_ROR | Internal | Summer | B8 | 500 | 8000 | 0 | 114.55 | 114.54 | 0.01 | 0
2030 | PJM_ROM_2_PJM_ROR | PJM_ROM | PJM_ROR | Internal | Summer | B9 | 800 | 8000 | 391.93 | 114.53 | 114.54 | 0.01 | 0
2030 | PJM_ROM_2_PJM_ROR | PJM_ROM | PJM_ROR | Internal | Summer | B10 | 1262 | 8000 | 1765.94 | 111.87 | 111.88 | 0.01 | 0
2030 | PJM_ROM_2_PJM_ROR | PJM_ROM | PJM_ROR | Internal | Winter | B16 | 25 | 8000 | 0 | 124.16 | 124.15 | 0.01 | 0
2030 | PJM_ROM_2_PJM_ROR | PJM_ROM | PJM_ROR | Internal | Winter | B17 | 100 | 8000 | 0 | 121.69 | 121.68 | 0.01 | 0
2030 | PJM_ROM_2_PJM_ROR | PJM_ROM | PJM_ROR | Internal | Winter | B18 | 400 | 8000 | 0 | 117.97 | 117.96 | 0.01 | 0
2030 | PJM_ROM_2_PJM_ROR | PJM_ROM | PJM_ROR | Internal | Winter | B19 | 700 | 8000 | 0 | 115.66 | 115.65 | 0.01 | 0
2030 | PJM_ROM_2_PJM_ROR | PJM_ROM | PJM_ROR | Internal | Winter | B20 | 935 | 8000 | 0 | 115.66 | 115.65 | 0.01 | 0
2030 | SOCO_2_ENT | SOCO | ENT | Internal | Shoulder | B11 | 25 | 2400 | 0 | 119.57 | 122.19 | 10 | 0
2030 | SOCO_2_ENT | SOCO | ENT | Internal | Shoulder | B12 | 200 | 2400 | 0 | 119.18 | 121.28 | 10 | 0
2030 | SOCO_2_ENT | SOCO | ENT | Internal | Shoulder | B13 | 600 | 2400 | 0 | 119.18 | 119.13 | 10 | 0
2030 | SOCO_2_ENT | SOCO | ENT | Internal | Shoulder | B14 | 900 | 2400 | 0 | 119.18 | 117.17 | 10 | 0
2030 | SOCO_2_ENT | SOCO | ENT | Internal | Shoulder | B15 | 1203 | 2400 | 0 | 119.18 | 117.17 | 10 | 0
2030 | SOCO_2_ENT | SOCO | ENT | Internal | Summer | B1 | 10 | 2400 | 0 | 196.29 | 188.29 | 10 | 0
2030 | SOCO_2_ENT | SOCO | ENT | Internal | Summer | B2 | 25 | 2400 | 0 | 192.12 | 184.12 | 10 | 0
2030 | SOCO_2_ENT | SOCO | ENT | Internal | Summer | B3 | 75 | 2400 | 0 | 192.12 | 184.12 | 10 | 0
2030 | SOCO_2_ENT | SOCO | ENT | Internal | Summer | B4 | 100 | 2400 | 0 | 182.03 | 174.03 | 10 | 0
2030 | SOCO_2_ENT | SOCO | ENT | Internal | Summer | B5 | 200 | 2400 | 0 | 155.77 | 154.9 | 10 | 0
2030 | SOCO_2_ENT | SOCO | ENT | Internal | Summer | B6 | 300 | 2400 | 0 | 130.58 | 136.98 | 10 | 0
2030 | SOCO_2_ENT | SOCO | ENT | Internal | Summer | B7 | 400 | 2400 | 0 | 117.68 | 120.53 | 10 | 0
2030 | SOCO_2_ENT | SOCO | ENT | Internal | Summer | B8 | 500 | 2400 | 0 | 117.68 | 120.53 | 10 | 0
2030 | SOCO_2_ENT | SOCO | ENT | Internal | Summer | B9 | 800 | 2400 | 0 | 117.68 | 119.63 | 10 | 0
2030 | SOCO_2_ENT | SOCO | ENT | Internal | Summer | B10 | 1262 | 2400 | 0 | 114.83 | 115.57 | 10 | 0
2030 | SOCO_2_ENT | SOCO | ENT | Internal | Winter | B16 | 25 | 2400 | 0 | 122.63 | 125.31 | 10 | 0
2030 | SOCO_2_ENT | SOCO | ENT | Internal | Winter | B17 | 100 | 2400 | 0 | 122.34 | 124.56 | 10 | 0
2030 | SOCO_2_ENT | SOCO | ENT | Internal | Winter | B18 | 400 | 2400 | 0 | 121.84 | 120.33 | 10 | 0
2030 | SOCO_2_ENT | SOCO | ENT | Internal | Winter | B19 | 700 | 2400 | 0 | 121.84 | 120.33 | 10 | 0
2030 | SOCO_2_ENT | SOCO | ENT | Internal | Winter | B20 | 935 | 2400 | 0 | 121.84 | 120.33 | 10 | 0
2030 | SOCO_2_FRCC | SOCO | FRCC | Internal | Shoulder | B11 | 25 | 3700 | 0 | 119.57 | 124.41 | 10 | 0
2030 | SOCO_2_FRCC | SOCO | FRCC | Internal | Shoulder | B12 | 200 | 3700 | 0 | 119.18 | 124.41 | 10 | 0
2030 | SOCO_2_FRCC | SOCO | FRCC | Internal | Shoulder | B13 | 600 | 3700 | 0 | 119.18 | 124.41 | 10 | 0
2030 | SOCO_2_FRCC | SOCO | FRCC | Internal | Shoulder | B14 | 900 | 3700 | 0 | 119.18 | 124.41 | 10 | 0
2030 | SOCO_2_FRCC | SOCO | FRCC | Internal | Shoulder | B15 | 1203 | 3700 | 0 | 119.18 | 124.41 | 10 | 0
2030 | SOCO_2_FRCC | SOCO | FRCC | Internal | Summer | B1 | 10 | 3700 | 0 | 196.29 | 197.79 | 10 | 0
2030 | SOCO_2_FRCC | SOCO | FRCC | Internal | Summer | B2 | 25 | 3700 | 0 | 192.12 | 197.79 | 10 | 0
2030 | SOCO_2_FRCC | SOCO | FRCC | Internal | Summer | B3 | 75 | 3700 | 0 | 192.12 | 191.84 | 10 | 0
2030 | SOCO_2_FRCC | SOCO | FRCC | Internal | Summer | B4 | 100 | 3700 | 0 | 182.03 | 191.84 | 10 | 0
2030 | SOCO_2_FRCC | SOCO | FRCC | Internal | Summer | B5 | 200 | 3700 | 0 | 155.77 | 147.77 | 10 | 0
2030 | SOCO_2_FRCC | SOCO | FRCC | Internal | Summer | B6 | 300 | 3700 | 0 | 130.58 | 123.5 | 10 | 0
2030 | SOCO_2_FRCC | SOCO | FRCC | Internal | Summer | B7 | 400 | 3700 | 0 | 117.68 | 123.5 | 10 | 0
2030 | SOCO_2_FRCC | SOCO | FRCC | Internal | Summer | B8 | 500 | 3700 | 0 | 117.68 | 123.5 | 10 | 0
2030 | SOCO_2_FRCC | SOCO | FRCC | Internal | Summer | B9 | 800 | 3700 | 0 | 117.68 | 123.5 | 10 | 0
2030 | SOCO_2_FRCC | SOCO | FRCC | Internal | Summer | B10 | 1262 | 3700 | 0 | 114.83 | 111.51 | 10 | 0
2030 | SOCO_2_FRCC | SOCO | FRCC | Internal | Winter | B16 | 25 | 3700 | 0 | 122.63 | 127.07 | 10 | 0
2030 | SOCO_2_FRCC | SOCO | FRCC | Internal | Winter | B17 | 100 | 3700 | 0 | 122.34 | 127.07 | 10 | 0
2030 | SOCO_2_FRCC | SOCO | FRCC | Internal | Winter | B18 | 400 | 3700 | 0 | 121.84 | 127.07 | 10 | 0
2030 | SOCO_2_FRCC | SOCO | FRCC | Internal | Winter | B19 | 700 | 3700 | 0 | 121.84 | 127.07 | 10 | 0
2030 | SOCO_2_FRCC | SOCO | FRCC | Internal | Winter | B20 | 935 | 3700 | 0 | 121.84 | 120.93 | 10 | 0
2030 | SOCO_2_TVA_Transmission | SOCO | TVA_Transmission | Internal | Shoulder | B11 | 25 | 2600 | 0 | 119.57 | 128.53 | 10 | 0
2030 | SOCO_2_TVA_Transmission | SOCO | TVA_Transmission | Internal | Shoulder | B12 | 200 | 2600 | 0 | 119.18 | 124.57 | 10 | 0
2030 | SOCO_2_TVA_Transmission | SOCO | TVA_Transmission | Internal | Shoulder | B13 | 600 | 2600 | 0 | 119.18 | 120.23 | 10 | 0
2030 | SOCO_2_TVA_Transmission | SOCO | TVA_Transmission | Internal | Shoulder | B14 | 900 | 2600 | 0 | 119.18 | 119.27 | 10 | 0
2030 | SOCO_2_TVA_Transmission | SOCO | TVA_Transmission | Internal | Shoulder | B15 | 1203 | 2600 | 0 | 119.18 | 118.56 | 10 | 0
2030 | SOCO_2_TVA_Transmission | SOCO | TVA_Transmission | Internal | Summer | B1 | 10 | 2600 | 0 | 196.29 | 193.78 | 10 | 0
2030 | SOCO_2_TVA_Transmission | SOCO | TVA_Transmission | Internal | Summer | B2 | 25 | 2600 | 0 | 192.12 | 190.76 | 10 | 0
2030 | SOCO_2_TVA_Transmission | SOCO | TVA_Transmission | Internal | Summer | B3 | 75 | 2600 | 0 | 192.12 | 188.82 | 10 | 0
2030 | SOCO_2_TVA_Transmission | SOCO | TVA_Transmission | Internal | Summer | B4 | 100 | 2600 | 0 | 182.03 | 182.03 | 10 | 0
2030 | SOCO_2_TVA_Transmission | SOCO | TVA_Transmission | Internal | Summer | B5 | 200 | 2600 | 0 | 155.77 | 161.72 | 10 | 0
2030 | SOCO_2_TVA_Transmission | SOCO | TVA_Transmission | Internal | Summer | B6 | 300 | 2600 | 0 | 130.58 | 137.62 | 10 | 0
2030 | SOCO_2_TVA_Transmission | SOCO | TVA_Transmission | Internal | Summer | B7 | 400 | 2600 | 0 | 117.68 | 121.07 | 10 | 0
2030 | SOCO_2_TVA_Transmission | SOCO | TVA_Transmission | Internal | Summer | B8 | 500 | 2600 | 0 | 117.68 | 118.56 | 10 | 0
2030 | SOCO_2_TVA_Transmission | SOCO | TVA_Transmission | Internal | Summer | B9 | 800 | 2600 | 0 | 117.68 | 117.39 | 10 | 0
2030 | SOCO_2_TVA_Transmission | SOCO | TVA_Transmission | Internal | Summer | B10 | 1262 | 2600 | 0 | 114.83 | 109.99 | 10 | 0
2030 | SOCO_2_TVA_Transmission | SOCO | TVA_Transmission | Internal | Winter | B16 | 25 | 2600 | 0 | 122.63 | 130.15 | 10 | 0
2030 | SOCO_2_TVA_Transmission | SOCO | TVA_Transmission | Internal | Winter | B17 | 100 | 2600 | 0 | 122.34 | 127.25 | 10 | 0
2030 | SOCO_2_TVA_Transmission | SOCO | TVA_Transmission | Internal | Winter | B18 | 400 | 2600 | 0 | 121.84 | 121.69 | 10 | 0
2030 | SOCO_2_TVA_Transmission | SOCO | TVA_Transmission | Internal | Winter | B19 | 700 | 2600 | 0 | 121.84 | 121.62 | 10 | 0
2030 | SOCO_2_TVA_Transmission | SOCO | TVA_Transmission | Internal | Winter | B20 | 935 | 2600 | 0 | 121.84 | 121.59 | 10 | 0
2030 | SOCO_2_VACAR | SOCO | VACAR | Internal | Shoulder | B11 | 25 | 2000 | 473.39 | 119.57 | 129.57 | 10 | 0
2030 | SOCO_2_VACAR | SOCO | VACAR | Internal | Shoulder | B12 | 200 | 2000 | 0 | 119.18 | 122.92 | 10 | 0
2030 | SOCO_2_VACAR | SOCO | VACAR | Internal | Shoulder | B13 | 600 | 2000 | 0 | 119.18 | 118.39 | 10 | 0
2030 | SOCO_2_VACAR | SOCO | VACAR | Internal | Shoulder | B14 | 900 | 2000 | 0 | 119.18 | 112.27 | 10 | 0
2030 | SOCO_2_VACAR | SOCO | VACAR | Internal | Shoulder | B15 | 1203 | 2000 | 0 | 119.18 | 107.34 | 10 | 0
2030 | SOCO_2_VACAR | SOCO | VACAR | Internal | Summer | B1 | 10 | 2000 | 0 | 196.29 | 193.5 | 10 | 0
2030 | SOCO_2_VACAR | SOCO | VACAR | Internal | Summer | B2 | 25 | 2000 | 0 | 192.12 | 193.5 | 10 | 0
2030 | SOCO_2_VACAR | SOCO | VACAR | Internal | Summer | B3 | 75 | 2000 | 0 | 192.12 | 193.5 | 10 | 0
2030 | SOCO_2_VACAR | SOCO | VACAR | Internal | Summer | B4 | 100 | 2000 | 0 | 182.03 | 182.03 | 10 | 0
2030 | SOCO_2_VACAR | SOCO | VACAR | Internal | Summer | B5 | 200 | 2000 | 1209.67 | 155.77 | 165.77 | 10 | 0
2030 | SOCO_2_VACAR | SOCO | VACAR | Internal | Summer | B6 | 300 | 2000 | 1891.6 | 130.58 | 140.58 | 10 | 0
2030 | SOCO_2_VACAR | SOCO | VACAR | Internal | Summer | B7 | 400 | 2000 | 0 | 117.68 | 125.63 | 10 | 0
2030 | SOCO_2_VACAR | SOCO | VACAR | Internal | Summer | B8 | 500 | 2000 | 0 | 117.68 | 120.22 | 10 | 0
2030 | SOCO_2_VACAR | SOCO | VACAR | Internal | Summer | B9 | 800 | 2000 | 0 | 117.68 | 110.68 | 10 | 0
2030 | SOCO_2_VACAR | SOCO | VACAR | Internal | Summer | B10 | 1262 | 2000 | 0 | 114.83 | 103.66 | 10 | 0
2030 | SOCO_2_VACAR | SOCO | VACAR | Internal | Winter | B16 | 25 | 2000 | 2000 | 122.63 | 135.22 | 10 | 2.6
2030 | SOCO_2_VACAR | SOCO | VACAR | Internal | Winter | B17 | 100 | 2000 | 0 | 122.34 | 127.68 | 10 | 0
2030 | SOCO_2_VACAR | SOCO | VACAR | Internal | Winter | B18 | 400 | 2000 | 0 | 121.84 | 114.84 | 10 | 0
2030 | SOCO_2_VACAR | SOCO | VACAR | Internal | Winter | B19 | 700 | 2000 | 0 | 121.84 | 114.84 | 10 | 0
2030 | SOCO_2_VACAR | SOCO | VACAR | Internal | Winter | B20 | 935 | 2000 | 0 | 121.84 | 110 | 10 | 0
2030 | SPP_N_2_ENT | SPP_N | ENT | Internal | Shoulder | B11 | 25 | 1800 | 0 | 122.8 | 122.19 | 5 | 0
2030 | SPP_N_2_ENT | SPP_N | ENT | Internal | Shoulder | B12 | 200 | 1800 | 0 | 116.96 | 121.28 | 5 | 0
2030 | SPP_N_2_ENT | SPP_N | ENT | Internal | Shoulder | B13 | 600 | 1800 | 0 | 114.88 | 119.13 | 5 | 0
2030 | SPP_N_2_ENT | SPP_N | ENT | Internal | Shoulder | B14 | 900 | 1800 | 1800 | 108.86 | 117.17 | 5 | 3.31
2030 | SPP_N_2_ENT | SPP_N | ENT | Internal | Shoulder | B15 | 1203 | 1800 | 1800 | 100.89 | 117.17 | 5 | 11.28
2030 | SPP_N_2_ENT | SPP_N | ENT | Internal | Summer | B1 | 10 | 1800 | 1510.33 | 183.29 | 188.29 | 5 | 0
2030 | SPP_N_2_ENT | SPP_N | ENT | Internal | Summer | B2 | 25 | 1800 | 0 | 180.82 | 184.12 | 5 | 0
2030 | SPP_N_2_ENT | SPP_N | ENT | Internal | Summer | B3 | 75 | 1800 | 0 | 182.76 | 184.12 | 5 | 0
2030 | SPP_N_2_ENT | SPP_N | ENT | Internal | Summer | B4 | 100 | 1800 | 0 | 174.01 | 174.03 | 5 | 0
2030 | SPP_N_2_ENT | SPP_N | ENT | Internal | Summer | B5 | 200 | 1800 | 0 | 162.9 | 154.9 | 5 | 0
2030 | SPP_N_2_ENT | SPP_N | ENT | Internal | Summer | B6 | 300 | 1800 | 0 | 144.98 | 136.98 | 5 | 0
2030 | SPP_N_2_ENT | SPP_N | ENT | Internal | Summer | B7 | 400 | 1800 | 0 | 124.65 | 120.53 | 5 | 0
2030 | SPP_N_2_ENT | SPP_N | ENT | Internal | Summer | B8 | 500 | 1800 | 0 | 119.54 | 120.53 | 5 | 0
2030 | SPP_N_2_ENT | SPP_N | ENT | Internal | Summer | B9 | 800 | 1800 | 0 | 115.54 | 119.63 | 5 | 0
2030 | SPP_N_2_ENT | SPP_N | ENT | Internal | Summer | B10 | 1262 | 1800 | 1800 | 104.9 | 115.57 | 5 | 5.68
2030 | SPP_N_2_ENT | SPP_N | ENT | Internal | Winter | B16 | 25 | 1800 | 1600.85 | 120.31 | 125.31 | 5 | 0
2030 | SPP_N_2_ENT | SPP_N | ENT | Internal | Winter | B17 | 100 | 1800 | 1800 | 115.25 | 124.56 | 5 | 4.3
2030 | SPP_N_2_ENT | SPP_N | ENT | Internal | Winter | B18 | 400 | 1800 | 1800 | 115.31 | 120.33 | 5 | 0.01
2030 | SPP_N_2_ENT | SPP_N | ENT | Internal | Winter | B19 | 700 | 1800 | 1800 | 115.31 | 120.33 | 5 | 0.01
2030 | SPP_N_2_ENT | SPP_N | ENT | Internal | Winter | B20 | 935 | 1800 | 1800 | 103.76 | 120.33 | 5 | 11.57
2030 | SPP_N_2_MISO_MO-IL | SPP_N | MISO_MO-IL | Internal | Shoulder | B11 | 25 | 2000 | 0 | 122.8 | 125.57 | 5 | 0
2030 | SPP_N_2_MISO_MO-IL | SPP_N | MISO_MO-IL | Internal | Shoulder | B12 | 200 | 2000 | 0 | 116.96 | 118.35 | 5 | 0
2030 | SPP_N_2_MISO_MO-IL | SPP_N | MISO_MO-IL | Internal | Shoulder | B13 | 600 | 2000 | 0 | 114.88 | 114.12 | 5 | 0
2030 | SPP_N_2_MISO_MO-IL | SPP_N | MISO_MO-IL | Internal | Shoulder | B14 | 900 | 2000 | 2000 | 108.86 | 114.11 | 5 | 0.25
2030 | SPP_N_2_MISO_MO-IL | SPP_N | MISO_MO-IL | Internal | Shoulder | B15 | 1203 | 2000 | 2000 | 100.89 | 112.34 | 5 | 6.45
2030 | SPP_N_2_MISO_MO-IL | SPP_N | MISO_MO-IL | Internal | Summer | B1 | 10 | 2000 | 0 | 183.29 | 185.78 | 5 | 0
2030 | SPP_N_2_MISO_MO-IL | SPP_N | MISO_MO-IL | Internal | Summer | B2 | 25 | 2000 | 0 | 180.82 | 182.76 | 5 | 0
2030 | SPP_N_2_MISO_MO-IL | SPP_N | MISO_MO-IL | Internal | Summer | B3 | 75 | 2000 | 0 | 182.76 | 182.76 | 5 | 0
2030 | SPP_N_2_MISO_MO-IL | SPP_N | MISO_MO-IL | Internal | Summer | B4 | 100 | 2000 | 0 | 174.01 | 174.04 | 5 | 0
2030 | SPP_N_2_MISO_MO-IL | SPP_N | MISO_MO-IL | Internal | Summer | B5 | 200 | 2000 | 0 | 162.9 | 161.77 | 5 | 0
2030 | SPP_N_2_MISO_MO-IL | SPP_N | MISO_MO-IL | Internal | Summer | B6 | 300 | 2000 | 0 | 144.98 | 143.59 | 5 | 0
2030 | SPP_N_2_MISO_MO-IL | SPP_N | MISO_MO-IL | Internal | Summer | B7 | 400 | 2000 | 0 | 124.65 | 117.66 | 5 | 0
2030 | SPP_N_2_MISO_MO-IL | SPP_N | MISO_MO-IL | Internal | Summer | B8 | 500 | 2000 | 0 | 119.54 | 112.87 | 5 | 0
2030 | SPP_N_2_MISO_MO-IL | SPP_N | MISO_MO-IL | Internal | Summer | B9 | 800 | 2000 | 0 | 115.54 | 112.87 | 5 | 0
2030 | SPP_N_2_MISO_MO-IL | SPP_N | MISO_MO-IL | Internal | Summer | B10 | 1262 | 2000 | 227.91 | 104.9 | 109.9 | 5 | 0
2030 | SPP_N_2_MISO_MO-IL | SPP_N | MISO_MO-IL | Internal | Winter | B16 | 25 | 2000 | 2000 | 120.31 | 126.15 | 5 | 0.83
2030 | SPP_N_2_MISO_MO-IL | SPP_N | MISO_MO-IL | Internal | Winter | B17 | 100 | 2000 | 1322.28 | 115.25 | 120.25 | 5 | 0
2030 | SPP_N_2_MISO_MO-IL | SPP_N | MISO_MO-IL | Internal | Winter | B18 | 400 | 2000 | 0 | 115.31 | 117.56 | 5 | 0
2030 | SPP_N_2_MISO_MO-IL | SPP_N | MISO_MO-IL | Internal | Winter | B19 | 700 | 2000 | 0 | 115.31 | 116.89 | 5 | 0
2030 | SPP_N_2_MISO_MO-IL | SPP_N | MISO_MO-IL | Internal | Winter | B20 | 935 | 2000 | 2000 | 103.76 | 113.66 | 5 | 4.91
2030 | SPP_N_2_MISO_W | SPP_N | MISO_W | Internal | Shoulder | B11 | 25 | 750 | 0 | 122.8 | 121.58 | 5 | 0
2030 | SPP_N_2_MISO_W | SPP_N | MISO_W | Internal | Shoulder | B12 | 200 | 750 | 0 | 116.96 | 115.7 | 5 | 0
2030 | SPP_N_2_MISO_W | SPP_N | MISO_W | Internal | Shoulder | B13 | 600 | 750 | 0 | 114.88 | 107.88 | 5 | 0
2030 | SPP_N_2_MISO_W | SPP_N | MISO_W | Internal | Shoulder | B14 | 900 | 750 | 0 | 108.86 | 101.86 | 5 | 0
2030 | SPP_N_2_MISO_W | SPP_N | MISO_W | Internal | Shoulder | B15 | 1203 | 750 | 0 | 100.89 | 93.89 | 5 | 0
2030 | SPP_N_2_MISO_W | SPP_N | MISO_W | Internal | Summer | B1 | 10 | 750 | 0 | 183.29 | 185.5 | 5 | 0
2030 | SPP_N_2_MISO_W | SPP_N | MISO_W | Internal | Summer | B2 | 25 | 750 | 0 | 180.82 | 180.81 | 5 | 0
2030 | SPP_N_2_MISO_W | SPP_N | MISO_W | Internal | Summer | B3 | 75 | 750 | 0 | 182.76 | 182.75 | 5 | 0
2030 | SPP_N_2_MISO_W | SPP_N | MISO_W | Internal | Summer | B4 | 100 | 750 | 0 | 174.01 | 174.03 | 5 | 0
2030 | SPP_N_2_MISO_W | SPP_N | MISO_W | Internal | Summer | B5 | 200 | 750 | 0 | 162.9 | 161.76 | 5 | 0
2030 | SPP_N_2_MISO_W | SPP_N | MISO_W | Internal | Summer | B6 | 300 | 750 | 0 | 144.98 | 143.58 | 5 | 0
2030 | SPP_N_2_MISO_W | SPP_N | MISO_W | Internal | Summer | B7 | 400 | 750 | 0 | 124.65 | 117.65 | 5 | 0
2030 | SPP_N_2_MISO_W | SPP_N | MISO_W | Internal | Summer | B8 | 500 | 750 | 0 | 119.54 | 112.54 | 5 | 0
2030 | SPP_N_2_MISO_W | SPP_N | MISO_W | Internal | Summer | B9 | 800 | 750 | 0 | 115.54 | 112.53 | 5 | 0
2030 | SPP_N_2_MISO_W | SPP_N | MISO_W | Internal | Summer | B10 | 1262 | 750 | 0 | 104.9 | 97.88 | 5 | 0
2030 | SPP_N_2_MISO_W | SPP_N | MISO_W | Internal | Winter | B16 | 25 | 750 | 0 | 120.31 | 96.76 | 5 | 0
2030 | SPP_N_2_MISO_W | SPP_N | MISO_W | Internal | Winter | B17 | 100 | 750 | 0 | 115.25 | 108.24 | 5 | 0
2030 | SPP_N_2_MISO_W | SPP_N | MISO_W | Internal | Winter | B18 | 400 | 750 | 0 | 115.31 | 108.31 | 5 | 0
2030 | SPP_N_2_MISO_W | SPP_N | MISO_W | Internal | Winter | B19 | 700 | 750 | 0 | 115.31 | 108.31 | 5 | 0
2030 | SPP_N_2_MISO_W | SPP_N | MISO_W | Internal | Winter | B20 | 935 | 750 | 0 | 103.76 | 96.76 | 5 | 0
2030 | SPP_N_2_NE | SPP_N | NE | Internal | Shoulder | B11 | 25 | 332 | 332 | 122.8 | 126.95 | 0.01 | 4.14
2030 | SPP_N_2_NE | SPP_N | NE | Internal | Shoulder | B12 | 200 | 332 | 0 | 116.96 | 116.96 | 0.01 | 0
2030 | SPP_N_2_NE | SPP_N | NE | Internal | Shoulder | B13 | 600 | 332 | 0 | 114.88 | 114.87 | 0.01 | 0
2030 | SPP_N_2_NE | SPP_N | NE | Internal | Shoulder | B14 | 900 | 332 | 0 | 108.86 | 108.85 | 0.01 | 0
2030 | SPP_N_2_NE | SPP_N | NE | Internal | Shoulder | B15 | 1203 | 332 | 0 | 100.89 | 100.89 | 0.01 | 0
2030 | SPP_N_2_NE | SPP_N | NE | Internal | Summer | B1 | 10 | 332 | 332 | 183.29 | 185.5 | 0.01 | 2.19
2030 | SPP_N_2_NE | SPP_N | NE | Internal | Summer | B2 | 25 | 332 | 0 | 180.82 | 180.81 | 0.01 | 0
2030 | SPP_N_2_NE | SPP_N | NE | Internal | Summer | B3 | 75 | 332 | 0 | 182.76 | 182.75 | 0.01 | 0
2030 | SPP_N_2_NE | SPP_N | NE | Internal | Summer | B4 | 100 | 332 | 199.5 | 174.01 | 174.03 | 0.01 | 0
2030 | SPP_N_2_NE | SPP_N | NE | Internal | Summer | B5 | 200 | 332 | 24.33 | 162.9 | 162.91 | 0.01 | 0
2030 | SPP_N_2_NE | SPP_N | NE | Internal | Summer | B6 | 300 | 332 | 0 | 144.98 | 144.98 | 0.01 | 0
2030 | SPP_N_2_NE | SPP_N | NE | Internal | Summer | B7 | 400 | 332 | 0 | 124.65 | 124.65 | 0.01 | 0
2030 | SPP_N_2_NE | SPP_N | NE | Internal | Summer | B8 | 500 | 332 | 0 | 119.54 | 119.54 | 0.01 | 0
2030 | SPP_N_2_NE | SPP_N | NE | Internal | Summer | B9 | 800 | 332 | 96.12 | 115.54 | 115.55 | 0.01 | 0
2030 | SPP_N_2_NE | SPP_N | NE | Internal | Summer | B10 | 1262 | 332 | 0 | 104.9 | 104.88 | 0.01 | 0
2030 | SPP_N_2_NE | SPP_N | NE | Internal | Winter | B16 | 25 | 332 | 0 | 120.31 | 103.76 | 0.01 | 0
2030 | SPP_N_2_NE | SPP_N | NE | Internal | Winter | B17 | 100 | 332 | 0 | 115.25 | 115.24 | 0.01 | 0
2030 | SPP_N_2_NE | SPP_N | NE | Internal | Winter | B18 | 400 | 332 | 0 | 115.31 | 115.3 | 0.01 | 0
2030 | SPP_N_2_NE | SPP_N | NE | Internal | Winter | B19 | 700 | 332 | 0 | 115.31 | 115.3 | 0.01 | 0
2030 | SPP_N_2_NE | SPP_N | NE | Internal | Winter | B20 | 935 | 332 | 0 | 103.76 | 103.74 | 0.01 | 0
2030 | SPP_N_2_SPP_S | SPP_N | SPP_S | Internal | Shoulder | B11 | 25 | 4000 | 0 | 122.8 | 122.79 | 0.01 | 0
2030 | SPP_N_2_SPP_S | SPP_N | SPP_S | Internal | Shoulder | B12 | 200 | 4000 | 1030.03 | 116.96 | 116.97 | 0.01 | 0
2030 | SPP_N_2_SPP_S | SPP_N | SPP_S | Internal | Shoulder | B13 | 600 | 4000 | 2138.17 | 114.88 | 114.89 | 0.01 | 0
2030 | SPP_N_2_SPP_S | SPP_N | SPP_S | Internal | Shoulder | B14 | 900 | 4000 | 13.66 | 108.86 | 108.87 | 0.01 | 0
2030 | SPP_N_2_SPP_S | SPP_N | SPP_S | Internal | Shoulder | B15 | 1203 | 4000 | 0 | 100.89 | 100.89 | 0.01 | 0
2030 | SPP_N_2_SPP_S | SPP_N | SPP_S | Internal | Summer | B1 | 10 | 4000 | 0 | 183.29 | 121 | 0.01 | 0
2030 | SPP_N_2_SPP_S | SPP_N | SPP_S | Internal | Summer | B2 | 25 | 4000 | 0 | 180.82 | 168.33 | 0.01 | 0
2030 | SPP_N_2_SPP_S | SPP_N | SPP_S | Internal | Summer | B3 | 75 | 4000 | 0 | 182.76 | 168.33 | 0.01 | 0
2030 | SPP_N_2_SPP_S | SPP_N | SPP_S | Internal | Summer | B4 | 100 | 4000 | 0 | 174.01 | 168.33 | 0.01 | 0
2030 | SPP_N_2_SPP_S | SPP_N | SPP_S | Internal | Summer | B5 | 200 | 4000 | 0 | 162.9 | 162.89 | 0.01 | 0
2030 | SPP_N_2_SPP_S | SPP_N | SPP_S | Internal | Summer | B6 | 300 | 4000 | 0 | 144.98 | 144.98 | 0.01 | 0
2030 | SPP_N_2_SPP_S | SPP_N | SPP_S | Internal | Summer | B7 | 400 | 4000 | 1000.46 | 124.65 | 124.66 | 0.01 | 0
2030 | SPP_N_2_SPP_S | SPP_N | SPP_S | Internal | Summer | B8 | 500 | 4000 | 1402.32 | 119.54 | 119.55 | 0.01 | 0
2030 | SPP_N_2_SPP_S | SPP_N | SPP_S | Internal | Summer | B9 | 800 | 4000 | 205.79 | 115.54 | 115.55 | 0.01 | 0
2030 | SPP_N_2_SPP_S | SPP_N | SPP_S | Internal | Summer | B10 | 1262 | 4000 | 4000 | 104.9 | 105.27 | 0.01 | 0.36
2030 | SPP_N_2_SPP_S | SPP_N | SPP_S | Internal | Winter | B16 | 25 | 4000 | 1643.87 | 120.31 | 120.32 | 0.01 | 0
2030 | SPP_N_2_SPP_S | SPP_N | SPP_S | Internal | Winter | B17 | 100 | 4000 | 2495.36 | 115.25 | 115.27 | 0.01 | 0
2030 | SPP_N_2_SPP_S | SPP_N | SPP_S | Internal | Winter | B18 | 400 | 4000 | 2327.8 | 115.31 | 115.33 | 0.01 | 0
2030 | SPP_N_2_SPP_S | SPP_N | SPP_S | Internal | Winter | B19 | 700 | 4000 | 773.04 | 115.31 | 115.33 | 0.01 | 0
2030 | SPP_N_2_SPP_S | SPP_N | SPP_S | Internal | Winter | B20 | 935 | 4000 | 0 | 103.76 | 103.74 | 0.01 | 0
2030 | SPP_S_2_ENT | SPP_S | ENT | Internal | Shoulder | B11 | 25 | 850 | 0 | 122.79 | 122.19 | 5 | 0
2030 | SPP_S_2_ENT | SPP_S | ENT | Internal | Shoulder | B12 | 200 | 850 | 0 | 116.97 | 121.28 | 5 | 0
2030 | SPP_S_2_ENT | SPP_S | ENT | Internal | Shoulder | B13 | 600 | 850 | 0 | 114.89 | 119.13 | 5 | 0
2030 | SPP_S_2_ENT | SPP_S | ENT | Internal | Shoulder | B14 | 900 | 850 | 850 | 108.87 | 117.17 | 5 | 3.3
2030 | SPP_S_2_ENT | SPP_S | ENT | Internal | Shoulder | B15 | 1203 | 850 | 850 | 100.89 | 117.17 | 5 | 11.28
2030 | SPP_S_2_ENT | SPP_S | ENT | Internal | Summer | B1 | 10 | 850 | 850 | 121 | 188.29 | 5 | 62.3
2030 | SPP_S_2_ENT | SPP_S | ENT | Internal | Summer | B2 | 25 | 850 | 850 | 168.33 | 184.12 | 5 | 10.79
2030 | SPP_S_2_ENT | SPP_S | ENT | Internal | Summer | B3 | 75 | 850 | 850 | 168.33 | 184.12 | 5 | 10.79
2030 | SPP_S_2_ENT | SPP_S | ENT | Internal | Summer | B4 | 100 | 850 | 850 | 168.33 | 174.03 | 5 | 0.69
2030 | SPP_S_2_ENT | SPP_S | ENT | Internal | Summer | B5 | 200 | 850 | 0 | 162.89 | 154.9 | 5 | 0
2030 | SPP_S_2_ENT | SPP_S | ENT | Internal | Summer | B6 | 300 | 850 | 0 | 144.98 | 136.98 | 5 | 0
2030 | SPP_S_2_ENT | SPP_S | ENT | Internal | Summer | B7 | 400 | 850 | 0 | 124.66 | 120.53 | 5 | 0
2030 | SPP_S_2_ENT | SPP_S | ENT | Internal | Summer | B8 | 500 | 850 | 0 | 119.55 | 120.53 | 5 | 0
2030 | SPP_S_2_ENT | SPP_S | ENT | Internal | Summer | B9 | 800 | 850 | 0 | 115.55 | 119.63 | 5 | 0
2030 | SPP_S_2_ENT | SPP_S | ENT | Internal | Summer | B10 | 1262 | 850 | 850 | 105.27 | 115.57 | 5 | 5.31
2030 | SPP_S_2_ENT | SPP_S | ENT | Internal | Winter | B16 | 25 | 850 | 0 | 120.32 | 125.31 | 5 | 0
2030 | SPP_S_2_ENT | SPP_S | ENT | Internal | Winter | B17 | 100 | 850 | 850 | 115.27 | 124.56 | 5 | 4.29
2030 | SPP_S_2_ENT | SPP_S | ENT | Internal | Winter | B18 | 400 | 850 | 475.42 | 115.33 | 120.33 | 5 | 0
2030 | SPP_S_2_ENT | SPP_S | ENT | Internal | Winter | B19 | 700 | 850 | 314.65 | 115.33 | 120.33 | 5 | 0
2030 | SPP_S_2_ENT | SPP_S | ENT | Internal | Winter | B20 | 935 | 850 | 850 | 103.74 | 120.33 | 5 | 11.58
2030 | SPP_S_2_SPP_N | SPP_S | SPP_N | Internal | Shoulder | B11 | 25 | 640 | 232.69 | 122.79 | 122.8 | 0.01 | 0
2030 | SPP_S_2_SPP_N | SPP_S | SPP_N | Internal | Shoulder | B12 | 200 | 640 | 0 | 116.97 | 116.96 | 0.01 | 0
2030 | SPP_S_2_SPP_N | SPP_S | SPP_N | Internal | Shoulder | B13 | 600 | 640 | 0 | 114.89 | 114.88 | 0.01 | 0
2030 | SPP_S_2_SPP_N | SPP_S | SPP_N | Internal | Shoulder | B14 | 900 | 640 | 0 | 108.87 | 108.86 | 0.01 | 0
2030 | SPP_S_2_SPP_N | SPP_S | SPP_N | Internal | Shoulder | B15 | 1203 | 640 | 0 | 100.89 | 100.89 | 0.01 | 0
2030 | SPP_S_2_SPP_N | SPP_S | SPP_N | Internal | Summer | B1 | 10 | 640 | 640 | 121 | 183.29 | 0.01 | 62.28
2030 | SPP_S_2_SPP_N | SPP_S | SPP_N | Internal | Summer | B2 | 25 | 640 | 640 | 168.33 | 180.82 | 0.01 | 12.47
2030 | SPP_S_2_SPP_N | SPP_S | SPP_N | Internal | Summer | B3 | 75 | 640 | 640 | 168.33 | 182.76 | 0.01 | 14.41
2030 | SPP_S_2_SPP_N | SPP_S | SPP_N | Internal | Summer | B4 | 100 | 640 | 640 | 168.33 | 174.01 | 0.01 | 5.67
2030 | SPP_S_2_SPP_N | SPP_S | SPP_N | Internal | Summer | B5 | 200 | 640 | 109.41 | 162.89 | 162.9 | 0.01 | 0
2030 | SPP_S_2_SPP_N | SPP_S | SPP_N | Internal | Summer | B6 | 300 | 640 | 0 | 144.98 | 144.98 | 0.01 | 0
2030 | SPP_S_2_SPP_N | SPP_S | SPP_N | Internal | Summer | B7 | 400 | 640 | 0 | 124.66 | 124.65 | 0.01 | 0
2030 | SPP_S_2_SPP_N | SPP_S | SPP_N | Internal | Summer | B8 | 500 | 640 | 0 | 119.55 | 119.54 | 0.01 | 0
2030 | SPP_S_2_SPP_N | SPP_S | SPP_N | Internal | Summer | B9 | 800 | 640 | 0 | 115.55 | 115.54 | 0.01 | 0
2030 | SPP_S_2_SPP_N | SPP_S | SPP_N | Internal | Summer | B10 | 1262 | 640 | 0 | 105.27 | 104.9 | 0.01 | 0
2030 | SPP_S_2_SPP_N | SPP_S | SPP_N | Internal | Winter | B16 | 25 | 640 | 0 | 120.32 | 120.31 | 0.01 | 0
2030 | SPP_S_2_SPP_N | SPP_S | SPP_N | Internal | Winter | B17 | 100 | 640 | 0 | 115.27 | 115.25 | 0.01 | 0
2030 | SPP_S_2_SPP_N | SPP_S | SPP_N | Internal | Winter | B18 | 400 | 640 | 0 | 115.33 | 115.31 | 0.01 | 0
2030 | SPP_S_2_SPP_N | SPP_S | SPP_N | Internal | Winter | B19 | 700 | 640 | 0 | 115.33 | 115.31 | 0.01 | 0
2030 | SPP_S_2_SPP_N | SPP_S | SPP_N | Internal | Winter | B20 | 935 | 640 | 209.92 | 103.74 | 103.76 | 0.01 | 0
2030 | TVA_2_ENT | TVA | ENT | Internal | Shoulder | B11 | 25 | 500 | 0 | 128.12 | 122.19 | 9 | 0
2030 | TVA_2_ENT | TVA | ENT | Internal | Shoulder | B12 | 200 | 500 | 0 | 123.8 | 121.28 | 9 | 0
2030 | TVA_2_ENT | TVA | ENT | Internal | Shoulder | B13 | 600 | 500 | 0 | 119.28 | 119.13 | 9 | 0
2030 | TVA_2_ENT | TVA | ENT | Internal | Shoulder | B14 | 900 | 500 | 0 | 119.28 | 117.17 | 9 | 0
2030 | TVA_2_ENT | TVA | ENT | Internal | Shoulder | B15 | 1203 | 500 | 0 | 118.57 | 117.17 | 9 | 0
2030 | TVA_2_ENT | TVA | ENT | Internal | Summer | B1 | 10 | 500 | 0 | 193.8 | 188.29 | 9 | 0
2030 | TVA_2_ENT | TVA | ENT | Internal | Summer | B2 | 25 | 500 | 0 | 190.77 | 184.12 | 9 | 0
2030 | TVA_2_ENT | TVA | ENT | Internal | Summer | B3 | 75 | 500 | 0 | 188.83 | 184.12 | 9 | 0
2030 | TVA_2_ENT | TVA | ENT | Internal | Summer | B4 | 100 | 500 | 0 | 182.04 | 174.03 | 9 | 0
2030 | TVA_2_ENT | TVA | ENT | Internal | Summer | B5 | 200 | 500 | 0 | 150.77 | 154.9 | 9 | 0
2030 | TVA_2_ENT | TVA | ENT | Internal | Summer | B6 | 300 | 500 | 96.3 | 127.98 | 136.98 | 9 | 0
2030 | TVA_2_ENT | TVA | ENT | Internal | Summer | B7 | 400 | 500 | 0 | 117.14 | 120.53 | 9 | 0
2030 | TVA_2_ENT | TVA | ENT | Internal | Summer | B8 | 500 | 500 | 0 | 117.14 | 120.53 | 9 | 0
2030 | TVA_2_ENT | TVA | ENT | Internal | Summer | B9 | 800 | 500 | 0 | 117.14 | 119.63 | 9 | 0
2030 | TVA_2_ENT | TVA | ENT | Internal | Summer | B10 | 1262 | 500 | 0 | 108.13 | 115.57 | 9 | 0
2030 | TVA_2_ENT | TVA | ENT | Internal | Winter | B16 | 25 | 500 | 0 | 130.16 | 125.31 | 9 | 0
2030 | TVA_2_ENT | TVA | ENT | Internal | Winter | B17 | 100 | 500 | 0 | 126.97 | 124.56 | 9 | 0
2030 | TVA_2_ENT | TVA | ENT | Internal | Winter | B18 | 400 | 500 | 0 | 121.6 | 120.33 | 9 | 0
2030 | TVA_2_ENT | TVA | ENT | Internal | Winter | B19 | 700 | 500 | 0 | 121.6 | 120.33 | 9 | 0
2030 | TVA_2_ENT | TVA | ENT | Internal | Winter | B20 | 935 | 500 | 0 | 121.6 | 120.33 | 9 | 0
2030 | TVA_2_MISO_MO-IL | TVA | MISO_MO-IL | Internal | Shoulder | B11 | 25 | 50 | 0 | 128.12 | 125.57 | 9 | 0
2030 | TVA_2_MISO_MO-IL | TVA | MISO_MO-IL | Internal | Shoulder | B12 | 200 | 50 | 0 | 123.8 | 118.35 | 9 | 0
2030 | TVA_2_MISO_MO-IL | TVA | MISO_MO-IL | Internal | Shoulder | B13 | 600 | 50 | 0 | 119.28 | 114.12 | 9 | 0
2030 | TVA_2_MISO_MO-IL | TVA | MISO_MO-IL | Internal | Shoulder | B14 | 900 | 50 | 0 | 119.28 | 114.11 | 9 | 0
2030 | TVA_2_MISO_MO-IL | TVA | MISO_MO-IL | Internal | Shoulder | B15 | 1203 | 50 | 0 | 118.57 | 112.34 | 9 | 0
2030 | TVA_2_MISO_MO-IL | TVA | MISO_MO-IL | Internal | Summer | B1 | 10 | 50 | 0 | 193.8 | 185.78 | 9 | 0
2030 | TVA_2_MISO_MO-IL | TVA | MISO_MO-IL | Internal | Summer | B2 | 25 | 50 | 0 | 190.77 | 182.76 | 9 | 0
2030 | TVA_2_MISO_MO-IL | TVA | MISO_MO-IL | Internal | Summer | B3 | 75 | 50 | 0 | 188.83 | 182.76 | 9 | 0
2030 | TVA_2_MISO_MO-IL | TVA | MISO_MO-IL | Internal | Summer | B4 | 100 | 50 | 0 | 182.04 | 174.04 | 9 | 0
2030 | TVA_2_MISO_MO-IL | TVA | MISO_MO-IL | Internal | Summer | B5 | 200 | 50 | 50 | 150.77 | 161.77 | 9 | 2
2030 | TVA_2_MISO_MO-IL | TVA | MISO_MO-IL | Internal | Summer | B6 | 300 | 50 | 50 | 127.98 | 143.59 | 9 | 6.61
2030 | TVA_2_MISO_MO-IL | TVA | MISO_MO-IL | Internal | Summer | B7 | 400 | 50 | 0 | 117.14 | 117.66 | 9 | 0
2030 | TVA_2_MISO_MO-IL | TVA | MISO_MO-IL | Internal | Summer | B8 | 500 | 50 | 0 | 117.14 | 112.87 | 9 | 0
2030 | TVA_2_MISO_MO-IL | TVA | MISO_MO-IL | Internal | Summer | B9 | 800 | 50 | 0 | 117.14 | 112.87 | 9 | 0
2030 | TVA_2_MISO_MO-IL | TVA | MISO_MO-IL | Internal | Summer | B10 | 1262 | 50 | 0 | 108.13 | 109.9 | 9 | 0
2030 | TVA_2_MISO_MO-IL | TVA | MISO_MO-IL | Internal | Winter | B16 | 25 | 50 | 0 | 130.16 | 126.15 | 9 | 0
2030 | TVA_2_MISO_MO-IL | TVA | MISO_MO-IL | Internal | Winter | B17 | 100 | 50 | 0 | 126.97 | 120.25 | 9 | 0
2030 | TVA_2_MISO_MO-IL | TVA | MISO_MO-IL | Internal | Winter | B18 | 400 | 50 | 0 | 121.6 | 117.56 | 9 | 0
2030 | TVA_2_MISO_MO-IL | TVA | MISO_MO-IL | Internal | Winter | B19 | 700 | 50 | 0 | 121.6 | 116.89 | 9 | 0
2030 | TVA_2_MISO_MO-IL | TVA | MISO_MO-IL | Internal | Winter | B20 | 935 | 50 | 0 | 121.6 | 113.66 | 9 | 0
2030 | TVA_2_NonRTO_Midwest | TVA | NonRTO_Midwest | Internal | Shoulder | B11 | 25 | 100 | 0 | 128.12 | 133.55 | 9 | 0
2030 | TVA_2_NonRTO_Midwest | TVA | NonRTO_Midwest | Internal | Shoulder | B12 | 200 | 100 | 0 | 123.8 | 126.33 | 9 | 0
2030 | TVA_2_NonRTO_Midwest | TVA | NonRTO_Midwest | Internal | Shoulder | B13 | 600 | 100 | 0 | 119.28 | 122.1 | 9 | 0
2030 | TVA_2_NonRTO_Midwest | TVA | NonRTO_Midwest | Internal | Shoulder | B14 | 900 | 100 | 0 | 119.28 | 122.1 | 9 | 0
2030 | TVA_2_NonRTO_Midwest | TVA | NonRTO_Midwest | Internal | Shoulder | B15 | 1203 | 100 | 0 | 118.57 | 120.34 | 9 | 0
2030 | TVA_2_NonRTO_Midwest | TVA | NonRTO_Midwest | Internal | Summer | B1 | 10 | 100 | 0 | 193.8 | 189.73 | 9 | 0
2030 | TVA_2_NonRTO_Midwest | TVA | NonRTO_Midwest | Internal | Summer | B2 | 25 | 100 | 0 | 190.77 | 189.73 | 9 | 0
2030 | TVA_2_NonRTO_Midwest | TVA | NonRTO_Midwest | Internal | Summer | B3 | 75 | 100 | 0 | 188.83 | 189.73 | 9 | 0
2030 | TVA_2_NonRTO_Midwest | TVA | NonRTO_Midwest | Internal | Summer | B4 | 100 | 100 | 0 | 182.04 | 182.03 | 9 | 0
2030 | TVA_2_NonRTO_Midwest | TVA | NonRTO_Midwest | Internal | Summer | B5 | 200 | 100 | 100 | 150.77 | 169.76 | 9 | 9.99
2030 | TVA_2_NonRTO_Midwest | TVA | NonRTO_Midwest | Internal | Summer | B6 | 300 | 100 | 0 | 127.98 | 133.74 | 9 | 0
2030 | TVA_2_NonRTO_Midwest | TVA | NonRTO_Midwest | Internal | Summer | B7 | 400 | 100 | 0 | 117.14 | 120.86 | 9 | 0
2030 | TVA_2_NonRTO_Midwest | TVA | NonRTO_Midwest | Internal | Summer | B8 | 500 | 100 | 0 | 117.14 | 120.86 | 9 | 0
2030 | TVA_2_NonRTO_Midwest | TVA | NonRTO_Midwest | Internal | Summer | B9 | 800 | 100 | 0 | 117.14 | 120.86 | 9 | 0
2030 | TVA_2_NonRTO_Midwest | TVA | NonRTO_Midwest | Internal | Summer | B10 | 1262 | 100 | 0 | 108.13 | 111.51 | 9 | 0
2030 | TVA_2_NonRTO_Midwest | TVA | NonRTO_Midwest | Internal | Winter | B16 | 25 | 100 | 0 | 130.16 | 134.15 | 9 | 0
2030 | TVA_2_NonRTO_Midwest | TVA | NonRTO_Midwest | Internal | Winter | B17 | 100 | 100 | 0 | 126.97 | 128.24 | 9 | 0
2030 | TVA_2_NonRTO_Midwest | TVA | NonRTO_Midwest | Internal | Winter | B18 | 400 | 100 | 0 | 121.6 | 122.06 | 9 | 0
2030 | TVA_2_NonRTO_Midwest | TVA | NonRTO_Midwest | Internal | Winter | B19 | 700 | 100 | 0 | 121.6 | 122.06 | 9 | 0
2030 | TVA_2_NonRTO_Midwest | TVA | NonRTO_Midwest | Internal | Winter | B20 | 935 | 100 | 0 | 121.6 | 121.67 | 9 | 0
2030 | TVA_2_PJM_ROR | TVA | PJM_ROR | Internal | Shoulder | B11 | 25 | 500 | 0 | 128.12 | 123.57 | 9 | 0
2030 | TVA_2_PJM_ROR | TVA | PJM_ROR | Internal | Shoulder | B12 | 200 | 500 | 0 | 123.8 | 120.33 | 9 | 0
2030 | TVA_2_PJM_ROR | TVA | PJM_ROR | Internal | Shoulder | B13 | 600 | 500 | 0 | 119.28 | 116.1 | 9 | 0
2030 | TVA_2_PJM_ROR | TVA | PJM_ROR | Internal | Shoulder | B14 | 900 | 500 | 0 | 119.28 | 116.1 | 9 | 0
2030 | TVA_2_PJM_ROR | TVA | PJM_ROR | Internal | Shoulder | B15 | 1203 | 500 | 0 | 118.57 | 114.34 | 9 | 0
2030 | TVA_2_PJM_ROR | TVA | PJM_ROR | Internal | Summer | B1 | 10 | 500 | 0 | 193.8 | 187.5 | 9 | 0
2030 | TVA_2_PJM_ROR | TVA | PJM_ROR | Internal | Summer | B2 | 25 | 500 | 0 | 190.77 | 182.82 | 9 | 0
2030 | TVA_2_PJM_ROR | TVA | PJM_ROR | Internal | Summer | B3 | 75 | 500 | 0 | 188.83 | 182.82 | 9 | 0
2030 | TVA_2_PJM_ROR | TVA | PJM_ROR | Internal | Summer | B4 | 100 | 500 | 0 | 182.04 | 176.03 | 9 | 0
2030 | TVA_2_PJM_ROR | TVA | PJM_ROR | Internal | Summer | B5 | 200 | 500 | 45.33 | 150.77 | 159.77 | 9 | 0
2030 | TVA_2_PJM_ROR | TVA | PJM_ROR | Internal | Summer | B6 | 300 | 500 | 500 | 127.98 | 141.12 | 9 | 4.15
2030 | TVA_2_PJM_ROR | TVA | PJM_ROR | Internal | Summer | B7 | 400 | 500 | 0 | 117.14 | 119.63 | 9 | 0
2030 | TVA_2_PJM_ROR | TVA | PJM_ROR | Internal | Summer | B8 | 500 | 500 | 0 | 117.14 | 114.54 | 9 | 0
2030 | TVA_2_PJM_ROR | TVA | PJM_ROR | Internal | Summer | B9 | 800 | 500 | 0 | 117.14 | 114.54 | 9 | 0
2030 | TVA_2_PJM_ROR | TVA | PJM_ROR | Internal | Summer | B10 | 1262 | 500 | 0 | 108.13 | 111.88 | 9 | 0
2030 | TVA_2_PJM_ROR | TVA | PJM_ROR | Internal | Winter | B16 | 25 | 500 | 0 | 130.16 | 124.15 | 9 | 0
2030 | TVA_2_PJM_ROR | TVA | PJM_ROR | Internal | Winter | B17 | 100 | 500 | 0 | 126.97 | 121.68 | 9 | 0
2030 | TVA_2_PJM_ROR | TVA | PJM_ROR | Internal | Winter | B18 | 400 | 500 | 0 | 121.6 | 117.96 | 9 | 0
2030 | TVA_2_PJM_ROR | TVA | PJM_ROR | Internal | Winter | B19 | 700 | 500 | 0 | 121.6 | 115.65 | 9 | 0
2030 | TVA_2_PJM_ROR | TVA | PJM_ROR | Internal | Winter | B20 | 935 | 500 | 0 | 121.6 | 115.65 | 9 | 0
2030 | TVA_2_SOCO | TVA | SOCO | Internal | Shoulder | B11 | 25 | 500 | 0 | 128.12 | 119.57 | 9 | 0
2030 | TVA_2_SOCO | TVA | SOCO | Internal | Shoulder | B12 | 200 | 500 | 0 | 123.8 | 119.18 | 9 | 0
2030 | TVA_2_SOCO | TVA | SOCO | Internal | Shoulder | B13 | 600 | 500 | 0 | 119.28 | 119.18 | 9 | 0
2030 | TVA_2_SOCO | TVA | SOCO | Internal | Shoulder | B14 | 900 | 500 | 0 | 119.28 | 119.18 | 9 | 0
2030 | TVA_2_SOCO | TVA | SOCO | Internal | Shoulder | B15 | 1203 | 500 | 0 | 118.57 | 119.18 | 9 | 0
2030 | TVA_2_SOCO | TVA | SOCO | Internal | Summer | B1 | 10 | 500 | 0 | 193.8 | 196.29 | 9 | 0
2030 | TVA_2_SOCO | TVA | SOCO | Internal | Summer | B2 | 25 | 500 | 0 | 190.77 | 192.12 | 9 | 0
2030 | TVA_2_SOCO | TVA | SOCO | Internal | Summer | B3 | 75 | 500 | 0 | 188.83 | 192.12 | 9 | 0
2030 | TVA_2_SOCO | TVA | SOCO | Internal | Summer | B4 | 100 | 500 | 0 | 182.04 | 182.03 | 9 | 0
2030 | TVA_2_SOCO | TVA | SOCO | Internal | Summer | B5 | 200 | 500 | 0 | 150.77 | 155.77 | 9 | 0
2030 | TVA_2_SOCO | TVA | SOCO | Internal | Summer | B6 | 300 | 500 | 0 | 127.98 | 130.58 | 9 | 0
2030 | TVA_2_SOCO | TVA | SOCO | Internal | Summer | B7 | 400 | 500 | 0 | 117.14 | 117.68 | 9 | 0
2030 | TVA_2_SOCO | TVA | SOCO | Internal | Summer | B8 | 500 | 500 | 0 | 117.14 | 117.68 | 9 | 0
2030 | TVA_2_SOCO | TVA | SOCO | Internal | Summer | B9 | 800 | 500 | 0 | 117.14 | 117.68 | 9 | 0
2030 | TVA_2_SOCO | TVA | SOCO | Internal | Summer | B10 | 1262 | 500 | 0 | 108.13 | 114.83 | 9 | 0
2030 | TVA_2_SOCO | TVA | SOCO | Internal | Winter | B16 | 25 | 500 | 0 | 130.16 | 122.63 | 9 | 0
2030 | TVA_2_SOCO | TVA | SOCO | Internal | Winter | B17 | 100 | 500 | 0 | 126.97 | 122.34 | 9 | 0
2030 | TVA_2_SOCO | TVA | SOCO | Internal | Winter | B18 | 400 | 500 | 0 | 121.6 | 121.84 | 9 | 0
2030 | TVA_2_SOCO | TVA | SOCO | Internal | Winter | B19 | 700 | 500 | 0 | 121.6 | 121.84 | 9 | 0
2030 | TVA_2_SOCO | TVA | SOCO | Internal | Winter | B20 | 935 | 500 | 0 | 121.6 | 121.84 | 9 | 0
2030 | TVA_2_VACAR | TVA | VACAR | Internal | Shoulder | B11 | 25 | 150 | 0 | 128.12 | 129.57 | 9 | 0
2030 | TVA_2_VACAR | TVA | VACAR | Internal | Shoulder | B12 | 200 | 150 | 0 | 123.8 | 122.92 | 9 | 0
2030 | TVA_2_VACAR | TVA | VACAR | Internal | Shoulder | B13 | 600 | 150 | 0 | 119.28 | 118.39 | 9 | 0
2030 | TVA_2_VACAR | TVA | VACAR | Internal | Shoulder | B14 | 900 | 150 | 0 | 119.28 | 112.27 | 9 | 0
2030 | TVA_2_VACAR | TVA | VACAR | Internal | Shoulder | B15 | 1203 | 150 | 0 | 118.57 | 107.34 | 9 | 0
2030 | TVA_2_VACAR | TVA | VACAR | Internal | Summer | B1 | 10 | 150 | 0 | 193.8 | 193.5 | 9 | 0
2030 | TVA_2_VACAR | TVA | VACAR | Internal | Summer | B2 | 25 | 150 | 0 | 190.77 | 193.5 | 9 | 0
2030 | TVA_2_VACAR | TVA | VACAR | Internal | Summer | B3 | 75 | 150 | 0 | 188.83 | 193.5 | 9 | 0
2030 | TVA_2_VACAR | TVA | VACAR | Internal | Summer | B4 | 100 | 150 | 0 | 182.04 | 182.03 | 9 | 0
2030 | TVA_2_VACAR | TVA | VACAR | Internal | Summer | B5 | 200 | 150 | 150 | 150.77 | 165.77 | 9 | 6
2030 | TVA_2_VACAR | TVA | VACAR | Internal | Summer | B6 | 300 | 150 | 150 | 127.98 | 140.58 | 9 | 3.61
2030 | TVA_2_VACAR | TVA | VACAR | Internal | Summer | B7 | 400 | 150 | 0 | 117.14 | 125.63 | 9 | 0
2030 | TVA_2_VACAR | TVA | VACAR | Internal | Summer | B8 | 500 | 150 | 0 | 117.14 | 120.22 | 9 | 0
2030 | TVA_2_VACAR | TVA | VACAR | Internal | Summer | B9 | 800 | 150 | 0 | 117.14 | 110.68 | 9 | 0
2030 | TVA_2_VACAR | TVA | VACAR | Internal | Summer | B10 | 1262 | 150 | 0 | 108.13 | 103.66 | 9 | 0
2030 | TVA_2_VACAR | TVA | VACAR | Internal | Winter | B16 | 25 | 150 | 0 | 130.16 | 135.22 | 9 | 0
2030 | TVA_2_VACAR | TVA | VACAR | Internal | Winter | B17 | 100 | 150 | 0 | 126.97 | 127.68 | 9 | 0
2030 | TVA_2_VACAR | TVA | VACAR | Internal | Winter | B18 | 400 | 150 | 0 | 121.6 | 114.84 | 9 | 0
2030 | TVA_2_VACAR | TVA | VACAR | Internal | Winter | B19 | 700 | 150 | 0 | 121.6 | 114.84 | 9 | 0
2030 | TVA_2_VACAR | TVA | VACAR | Internal | Winter | B20 | 935 | 150 | 0 | 121.6 | 110 | 9 | 0
2030 | TVA_Transmission_2_ENT | TVA_Transmission | ENT | Internal | Shoulder | B11 | 25 | 3000 | 0 | 128.53 | 122.19 | 9 | 0
2030 | TVA_Transmission_2_ENT | TVA_Transmission | ENT | Internal | Shoulder | B12 | 200 | 3000 | 0 | 124.57 | 121.28 | 9 | 0
2030 | TVA_Transmission_2_ENT | TVA_Transmission | ENT | Internal | Shoulder | B13 | 600 | 3000 | 0 | 120.23 | 119.13 | 9 | 0
2030 | TVA_Transmission_2_ENT | TVA_Transmission | ENT | Internal | Shoulder | B14 | 900 | 3000 | 0 | 119.27 | 117.17 | 9 | 0
2030 | TVA_Transmission_2_ENT | TVA_Transmission | ENT | Internal | Shoulder | B15 | 1203 | 3000 | 0 | 118.56 | 117.17 | 9 | 0
2030 | TVA_Transmission_2_ENT | TVA_Transmission | ENT | Internal | Summer | B1 | 10 | 3000 | 0 | 193.78 | 188.29 | 9 | 0
2030 | TVA_Transmission_2_ENT | TVA_Transmission | ENT | Internal | Summer | B2 | 25 | 3000 | 0 | 190.76 | 184.12 | 9 | 0
2030 | TVA_Transmission_2_ENT | TVA_Transmission | ENT | Internal | Summer | B3 | 75 | 3000 | 0 | 188.82 | 184.12 | 9 | 0
2030 | TVA_Transmission_2_ENT | TVA_Transmission | ENT | Internal | Summer | B4 | 100 | 3000 | 0 | 182.03 | 174.03 | 9 | 0
2030 | TVA_Transmission_2_ENT | TVA_Transmission | ENT | Internal | Summer | B5 | 200 | 3000 | 0 | 161.72 | 154.9 | 9 | 0
2030 | TVA_Transmission_2_ENT | TVA_Transmission | ENT | Internal | Summer | B6 | 300 | 3000 | 0 | 137.62 | 136.98 | 9 | 0
2030 | TVA_Transmission_2_ENT | TVA_Transmission | ENT | Internal | Summer | B7 | 400 | 3000 | 0 | 121.07 | 120.53 | 9 | 0
2030 | TVA_Transmission_2_ENT | TVA_Transmission | ENT | Internal | Summer | B8 | 500 | 3000 | 0 | 118.56 | 120.53 | 9 | 0
2030 | TVA_Transmission_2_ENT | TVA_Transmission | ENT | Internal | Summer | B9 | 800 | 3000 | 0 | 117.39 | 119.63 | 9 | 0
2030 | TVA_Transmission_2_ENT | TVA_Transmission | ENT | Internal | Summer | B10 | 1262 | 3000 | 0 | 109.99 | 115.57 | 9 | 0
2030 | TVA_Transmission_2_ENT | TVA_Transmission | ENT | Internal | Winter | B16 | 25 | 3000 | 0 | 130.15 | 125.31 | 9 | 0
2030 | TVA_Transmission_2_ENT | TVA_Transmission | ENT | Internal | Winter | B17 | 100 | 3000 | 0 | 127.25 | 124.56 | 9 | 0
2030 | TVA_Transmission_2_ENT | TVA_Transmission | ENT | Internal | Winter | B18 | 400 | 3000 | 0 | 121.69 | 120.33 | 9 | 0
2030 | TVA_Transmission_2_ENT | TVA_Transmission | ENT | Internal | Winter | B19 | 700 | 3000 | 0 | 121.62 | 120.33 | 9 | 0
2030 | TVA_Transmission_2_ENT | TVA_Transmission | ENT | Internal | Winter | B20 | 935 | 3000 | 0 | 121.59 | 120.33 | 9 | 0
2030 | TVA_Transmission_2_MISO_MO-IL | TVA_Transmission | MISO_MO-IL | Internal | Shoulder | B11 | 25 | 4000 | 0 | 128.53 | 125.57 | 9 | 0
2030 | TVA_Transmission_2_MISO_MO-IL | TVA_Transmission | MISO_MO-IL | Internal | Shoulder | B12 | 200 | 4000 | 0 | 124.57 | 118.35 | 9 | 0
2030 | TVA_Transmission_2_MISO_MO-IL | TVA_Transmission | MISO_MO-IL | Internal | Shoulder | B13 | 600 | 4000 | 0 | 120.23 | 114.12 | 9 | 0
2030 | TVA_Transmission_2_MISO_MO-IL | TVA_Transmission | MISO_MO-IL | Internal | Shoulder | B14 | 900 | 4000 | 0 | 119.27 | 114.11 | 9 | 0
2030 | TVA_Transmission_2_MISO_MO-IL | TVA_Transmission | MISO_MO-IL | Internal | Shoulder | B15 | 1203 | 4000 | 0 | 118.56 | 112.34 | 9 | 0
2030 | TVA_Transmission_2_MISO_MO-IL | TVA_Transmission | MISO_MO-IL | Internal | Summer | B1 | 10 | 4000 | 0 | 193.78 | 185.78 | 9 | 0
2030 | TVA_Transmission_2_MISO_MO-IL | TVA_Transmission | MISO_MO-IL | Internal | Summer | B2 | 25 | 4000 | 0 | 190.76 | 182.76 | 9 | 0
2030 | TVA_Transmission_2_MISO_MO-IL | TVA_Transmission | MISO_MO-IL | Internal | Summer | B3 | 75 | 4000 | 0 | 188.82 | 182.76 | 9 | 0
2030 | TVA_Transmission_2_MISO_MO-IL | TVA_Transmission | MISO_MO-IL | Internal | Summer | B4 | 100 | 4000 | 0 | 182.03 | 174.04 | 9 | 0
2030 | TVA_Transmission_2_MISO_MO-IL | TVA_Transmission | MISO_MO-IL | Internal | Summer | B5 | 200 | 4000 | 0 | 161.72 | 161.77 | 9 | 0
2030 | TVA_Transmission_2_MISO_MO-IL | TVA_Transmission | MISO_MO-IL | Internal | Summer | B6 | 300 | 4000 | 0 | 137.62 | 143.59 | 9 | 0
2030 | TVA_Transmission_2_MISO_MO-IL | TVA_Transmission | MISO_MO-IL | Internal | Summer | B7 | 400 | 4000 | 0 | 121.07 | 117.66 | 9 | 0
2030 | TVA_Transmission_2_MISO_MO-IL | TVA_Transmission | MISO_MO-IL | Internal | Summer | B8 | 500 | 4000 | 0 | 118.56 | 112.87 | 9 | 0
2030 | TVA_Transmission_2_MISO_MO-IL | TVA_Transmission | MISO_MO-IL | Internal | Summer | B9 | 800 | 4000 | 0 | 117.39 | 112.87 | 9 | 0
2030 | TVA_Transmission_2_MISO_MO-IL | TVA_Transmission | MISO_MO-IL | Internal | Summer | B10 | 1262 | 4000 | 0 | 109.99 | 109.9 | 9 | 0
2030 | TVA_Transmission_2_MISO_MO-IL | TVA_Transmission | MISO_MO-IL | Internal | Winter | B16 | 25 | 4000 | 0 | 130.15 | 126.15 | 9 | 0
2030 | TVA_Transmission_2_MISO_MO-IL | TVA_Transmission | MISO_MO-IL | Internal | Winter | B17 | 100 | 4000 | 0 | 127.25 | 120.25 | 9 | 0
2030 | TVA_Transmission_2_MISO_MO-IL | TVA_Transmission | MISO_MO-IL | Internal | Winter | B18 | 400 | 4000 | 0 | 121.69 | 117.56 | 9 | 0
2030 | TVA_Transmission_2_MISO_MO-IL | TVA_Transmission | MISO_MO-IL | Internal | Winter | B19 | 700 | 4000 | 0 | 121.62 | 116.89 | 9 | 0
2030 | TVA_Transmission_2_MISO_MO-IL | TVA_Transmission | MISO_MO-IL | Internal | Winter | B20 | 935 | 4000 | 0 | 121.59 | 113.66 | 9 | 0
2030 | TVA_Transmission_2_NonRTO_Midwest | TVA_Transmission | NonRTO_Midwest | Internal | Shoulder | B11 | 25 | 700 | 0 | 128.53 | 133.55 | 9 | 0
2030 | TVA_Transmission_2_NonRTO_Midwest | TVA_Transmission | NonRTO_Midwest | Internal | Shoulder | B12 | 200 | 700 | 0 | 124.57 | 126.33 | 9 | 0
2030 | TVA_Transmission_2_NonRTO_Midwest | TVA_Transmission | NonRTO_Midwest | Internal | Shoulder | B13 | 600 | 700 | 0 | 120.23 | 122.1 | 9 | 0
2030 | TVA_Transmission_2_NonRTO_Midwest | TVA_Transmission | NonRTO_Midwest | Internal | Shoulder | B14 | 900 | 700 | 0 | 119.27 | 122.1 | 9 | 0
2030 | TVA_Transmission_2_NonRTO_Midwest | TVA_Transmission | NonRTO_Midwest | Internal | Shoulder | B15 | 1203 | 700 | 0 | 118.56 | 120.34 | 9 | 0
2030 | TVA_Transmission_2_NonRTO_Midwest | TVA_Transmission | NonRTO_Midwest | Internal | Summer | B1 | 10 | 700 | 0 | 193.78 | 189.73 | 9 | 0
2030 | TVA_Transmission_2_NonRTO_Midwest | TVA_Transmission | NonRTO_Midwest | Internal | Summer | B2 | 25 | 700 | 0 | 190.76 | 189.73 | 9 | 0
2030 | TVA_Transmission_2_NonRTO_Midwest | TVA_Transmission | NonRTO_Midwest | Internal | Summer | B3 | 75 | 700 | 0 | 188.82 | 189.73 | 9 | 0
2030 | TVA_Transmission_2_NonRTO_Midwest | TVA_Transmission | NonRTO_Midwest | Internal | Summer | B4 | 100 | 700 | 0 | 182.03 | 182.03 | 9 | 0
2030 | TVA_Transmission_2_NonRTO_Midwest | TVA_Transmission | NonRTO_Midwest | Internal | Summer | B5 | 200 | 700 | 0 | 161.72 | 169.76 | 9 | 0
2030 | TVA_Transmission_2_NonRTO_Midwest | TVA_Transmission | NonRTO_Midwest | Internal | Summer | B6 | 300 | 700 | 0 | 137.62 | 133.74 | 9 | 0
2030 | TVA_Transmission_2_NonRTO_Midwest | TVA_Transmission | NonRTO_Midwest | Internal | Summer | B7 | 400 | 700 | 0 | 121.07 | 120.86 | 9 | 0
2030 | TVA_Transmission_2_NonRTO_Midwest | TVA_Transmission | NonRTO_Midwest | Internal | Summer | B8 | 500 | 700 | 0 | 118.56 | 120.86 | 9 | 0
2030 | TVA_Transmission_2_NonRTO_Midwest | TVA_Transmission | NonRTO_Midwest | Internal | Summer | B9 | 800 | 700 | 0 | 117.39 | 120.86 | 9 | 0
2030 | TVA_Transmission_2_NonRTO_Midwest | TVA_Transmission | NonRTO_Midwest | Internal | Summer | B10 | 1262 | 700 | 0 | 109.99 | 111.51 | 9 | 0
2030 | TVA_Transmission_2_NonRTO_Midwest | TVA_Transmission | NonRTO_Midwest | Internal | Winter | B16 | 25 | 700 | 0 | 130.15 | 134.15 | 9 | 0
2030 | TVA_Transmission_2_NonRTO_Midwest | TVA_Transmission | NonRTO_Midwest | Internal | Winter | B17 | 100 | 700 | 0 | 127.25 | 128.24 | 9 | 0
2030 | TVA_Transmission_2_NonRTO_Midwest | TVA_Transmission | NonRTO_Midwest | Internal | Winter | B18 | 400 | 700 | 0 | 121.69 | 122.06 | 9 | 0
2030 | TVA_Transmission_2_NonRTO_Midwest | TVA_Transmission | NonRTO_Midwest | Internal | Winter | B19 | 700 | 700 | 0 | 121.62 | 122.06 | 9 | 0
2030 | TVA_Transmission_2_NonRTO_Midwest | TVA_Transmission | NonRTO_Midwest | Internal | Winter | B20 | 935 | 700 | 0 | 121.59 | 121.67 | 9 | 0
2030 | TVA_Transmission_2_PJM_ROR | TVA_Transmission | PJM_ROR | Internal | Shoulder | B11 | 25 | 2000 | 0 | 128.53 | 123.57 | 9 | 0
2030 | TVA_Transmission_2_PJM_ROR | TVA_Transmission | PJM_ROR | Internal | Shoulder | B12 | 200 | 2000 | 0 | 124.57 | 120.33 | 9 | 0
2030 | TVA_Transmission_2_PJM_ROR | TVA_Transmission | PJM_ROR | Internal | Shoulder | B13 | 600 | 2000 | 0 | 120.23 | 116.1 | 9 | 0
2030 | TVA_Transmission_2_PJM_ROR | TVA_Transmission | PJM_ROR | Internal | Shoulder | B14 | 900 | 2000 | 0 | 119.27 | 116.1 | 9 | 0
2030 | TVA_Transmission_2_PJM_ROR | TVA_Transmission | PJM_ROR | Internal | Shoulder | B15 | 1203 | 2000 | 0 | 118.56 | 114.34 | 9 | 0
2030 | TVA_Transmission_2_PJM_ROR | TVA_Transmission | PJM_ROR | Internal | Summer | B1 | 10 | 2000 | 0 | 193.78 | 187.5 | 9 | 0
2030 | TVA_Transmission_2_PJM_ROR | TVA_Transmission | PJM_ROR | Internal | Summer | B2 | 25 | 2000 | 0 | 190.76 | 182.82 | 9 | 0
2030 | TVA_Transmission_2_PJM_ROR | TVA_Transmission | PJM_ROR | Internal | Summer | B3 | 75 | 2000 | 0 | 188.82 | 182.82 | 9 | 0
2030 | TVA_Transmission_2_PJM_ROR | TVA_Transmission | PJM_ROR | Internal | Summer | B4 | 100 | 2000 | 0 | 182.03 | 176.03 | 9 | 0
2030 | TVA_Transmission_2_PJM_ROR | TVA_Transmission | PJM_ROR | Internal | Summer | B5 | 200 | 2000 | 0 | 161.72 | 159.77 | 9 | 0
2030 | TVA_Transmission_2_PJM_ROR | TVA_Transmission | PJM_ROR | Internal | Summer | B6 | 300 | 2000 | 0 | 137.62 | 141.12 | 9 | 0
2030 | TVA_Transmission_2_PJM_ROR | TVA_Transmission | PJM_ROR | Internal | Summer | B7 | 400 | 2000 | 0 | 121.07 | 119.63 | 9 | 0
2030 | TVA_Transmission_2_PJM_ROR | TVA_Transmission | PJM_ROR | Internal | Summer | B8 | 500 | 2000 | 0 | 118.56 | 114.54 | 9 | 0
2030 | TVA_Transmission_2_PJM_ROR | TVA_Transmission | PJM_ROR | Internal | Summer | B9 | 800 | 2000 | 0 | 117.39 | 114.54 | 9 | 0
2030 | TVA_Transmission_2_PJM_ROR | TVA_Transmission | PJM_ROR | Internal | Summer | B10 | 1262 | 2000 | 0 | 109.99 | 111.88 | 9 | 0
2030 | TVA_Transmission_2_PJM_ROR | TVA_Transmission | PJM_ROR | Internal | Winter | B16 | 25 | 2000 | 0 | 130.15 | 124.15 | 9 | 0
2030 | TVA_Transmission_2_PJM_ROR | TVA_Transmission | PJM_ROR | Internal | Winter | B17 | 100 | 2000 | 0 | 127.25 | 121.68 | 9 | 0
2030 | TVA_Transmission_2_PJM_ROR | TVA_Transmission | PJM_ROR | Internal | Winter | B18 | 400 | 2000 | 0 | 121.69 | 117.96 | 9 | 0
2030 | TVA_Transmission_2_PJM_ROR | TVA_Transmission | PJM_ROR | Internal | Winter | B19 | 700 | 2000 | 0 | 121.62 | 115.65 | 9 | 0
2030 | TVA_Transmission_2_PJM_ROR | TVA_Transmission | PJM_ROR | Internal | Winter | B20 | 935 | 2000 | 0 | 121.59 | 115.65 | 9 | 0
2030 | TVA_Transmission_2_SOCO | TVA_Transmission | SOCO | Internal | Shoulder | B11 | 25 | 3200 | 0 | 128.53 | 119.57 | 9 | 0
2030 | TVA_Transmission_2_SOCO | TVA_Transmission | SOCO | Internal | Shoulder | B12 | 200 | 3200 | 0 | 124.57 | 119.18 | 9 | 0
2030 | TVA_Transmission_2_SOCO | TVA_Transmission | SOCO | Internal | Shoulder | B13 | 600 | 3200 | 0 | 120.23 | 119.18 | 9 | 0
2030 | TVA_Transmission_2_SOCO | TVA_Transmission | SOCO | Internal | Shoulder | B14 | 900 | 3200 | 0 | 119.27 | 119.18 | 9 | 0
2030 | TVA_Transmission_2_SOCO | TVA_Transmission | SOCO | Internal | Shoulder | B15 | 1203 | 3200 | 0 | 118.56 | 119.18 | 9 | 0
2030 | TVA_Transmission_2_SOCO | TVA_Transmission | SOCO | Internal | Summer | B1 | 10 | 3200 | 0 | 193.78 | 196.29 | 9 | 0
2030 | TVA_Transmission_2_SOCO | TVA_Transmission | SOCO | Internal | Summer | B2 | 25 | 3200 | 0 | 190.76 | 192.12 | 9 | 0
2030 | TVA_Transmission_2_SOCO | TVA_Transmission | SOCO | Internal | Summer | B3 | 75 | 3200 | 0 | 188.82 | 192.12 | 9 | 0
2030 | TVA_Transmission_2_SOCO | TVA_Transmission | SOCO | Internal | Summer | B4 | 100 | 3200 | 0 | 182.03 | 182.03 | 9 | 0
2030 | TVA_Transmission_2_SOCO | TVA_Transmission | SOCO | Internal | Summer | B5 | 200 | 3200 | 0 | 161.72 | 155.77 | 9 | 0
2030 | TVA_Transmission_2_SOCO | TVA_Transmission | SOCO | Internal | Summer | B6 | 300 | 3200 | 0 | 137.62 | 130.58 | 9 | 0
2030 | TVA_Transmission_2_SOCO | TVA_Transmission | SOCO | Internal | Summer | B7 | 400 | 3200 | 0 | 121.07 | 117.68 | 9 | 0
2030 | TVA_Transmission_2_SOCO | TVA_Transmission | SOCO | Internal | Summer | B8 | 500 | 3200 | 0 | 118.56 | 117.68 | 9 | 0
2030 | TVA_Transmission_2_SOCO | TVA_Transmission | SOCO | Internal | Summer | B9 | 800 | 3200 | 0 | 117.39 | 117.68 | 9 | 0
2030 | TVA_Transmission_2_SOCO | TVA_Transmission | SOCO | Internal | Summer | B10 | 1262 | 3200 | 0 | 109.99 | 114.83 | 9 | 0
2030 | TVA_Transmission_2_SOCO | TVA_Transmission | SOCO | Internal | Winter | B16 | 25 | 3200 | 0 | 130.15 | 122.63 | 9 | 0
2030 | TVA_Transmission_2_SOCO | TVA_Transmission | SOCO | Internal | Winter | B17 | 100 | 3200 | 0 | 127.25 | 122.34 | 9 | 0
2030 | TVA_Transmission_2_SOCO | TVA_Transmission | SOCO | Internal | Winter | B18 | 400 | 3200 | 0 | 121.69 | 121.84 | 9 | 0
2030 | TVA_Transmission_2_SOCO | TVA_Transmission | SOCO | Internal | Winter | B19 | 700 | 3200 | 0 | 121.62 | 121.84 | 9 | 0
2030 | TVA_Transmission_2_SOCO | TVA_Transmission | SOCO | Internal | Winter | B20 | 935 | 3200 | 0 | 121.59 | 121.84 | 9 | 0
2030 | TVA_Transmission_2_TVA | TVA_Transmission | TVA | Internal | Shoulder | B11 | 25 | 99999 | 0 | 128.53 | 128.12 | 0.01 | 0
2030 | TVA_Transmission_2_TVA | TVA_Transmission | TVA | Internal | Shoulder | B12 | 200 | 99999 | 0 | 124.57 | 123.8 | 0.01 | 0
2030 | TVA_Transmission_2_TVA | TVA_Transmission | TVA | Internal | Shoulder | B13 | 600 | 99999 | 0 | 120.23 | 119.28 | 0.01 | 0
2030 | TVA_Transmission_2_TVA | TVA_Transmission | TVA | Internal | Shoulder | B14 | 900 | 99999 | 342.77 | 119.27 | 119.28 | 0.01 | 0
2030 | TVA_Transmission_2_TVA | TVA_Transmission | TVA | Internal | Shoulder | B15 | 1203 | 99999 | 900 | 118.56 | 118.57 | 0.01 | 0
2030 | TVA_Transmission_2_TVA | TVA_Transmission | TVA | Internal | Summer | B1 | 10 | 99999 | 4093.76 | 193.78 | 193.8 | 0.01 | 0
2030 | TVA_Transmission_2_TVA | TVA_Transmission | TVA | Internal | Summer | B2 | 25 | 99999 | 3349.06 | 190.76 | 190.77 | 0.01 | 0
2030 | TVA_Transmission_2_TVA | TVA_Transmission | TVA | Internal | Summer | B3 | 75 | 99999 | 1880.77 | 188.82 | 188.83 | 0.01 | 0
2030 | TVA_Transmission_2_TVA | TVA_Transmission | TVA | Internal | Summer | B4 | 100 | 99999 | 1203.65 | 182.03 | 182.04 | 0.01 | 0
2030 | TVA_Transmission_2_TVA | TVA_Transmission | TVA | Internal | Summer | B5 | 200 | 99999 | 0 | 161.72 | 150.77 | 0.01 | 0
2030 | TVA_Transmission_2_TVA | TVA_Transmission | TVA | Internal | Summer | B6 | 300 | 99999 | 0 | 137.62 | 127.98 | 0.01 | 0
2030 | TVA_Transmission_2_TVA | TVA_Transmission | TVA | Internal | Summer | B7 | 400 | 99999 | 0 | 121.07 | 117.14 | 0.01 | 0
2030 | TVA_Transmission_2_TVA | TVA_Transmission | TVA | Internal | Summer | B8 | 500 | 99999 | 0 | 118.56 | 117.14 | 0.01 | 0
2030 | TVA_Transmission_2_TVA | TVA_Transmission | TVA | Internal | Summer | B9 | 800 | 99999 | 0 | 117.39 | 117.14 | 0.01 | 0
2030 | TVA_Transmission_2_TVA | TVA_Transmission | TVA | Internal | Summer | B10 | 1262 | 99999 | 0 | 109.99 | 108.13 | 0.01 | 0
2030 | TVA_Transmission_2_TVA | TVA_Transmission | TVA | Internal | Winter | B16 | 25 | 99999 | 1478.37 | 130.15 | 130.16 | 0.01 | 0
2030 | TVA_Transmission_2_TVA | TVA_Transmission | TVA | Internal | Winter | B17 | 100 | 99999 | 0 | 127.25 | 126.97 | 0.01 | 0
2030 | TVA_Transmission_2_TVA | TVA_Transmission | TVA | Internal | Winter | B18 | 400 | 99999 | 0 | 121.69 | 121.6 | 0.01 | 0
2030 | TVA_Transmission_2_TVA | TVA_Transmission | TVA | Internal | Winter | B19 | 700 | 99999 | 0 | 121.62 | 121.6 | 0.01 | 0
2030 | TVA_Transmission_2_TVA | TVA_Transmission | TVA | Internal | Winter | B20 | 935 | 99999 | 900 | 121.59 | 121.6 | 0.01 | 0
2030 | TVA_Transmission_2_VACAR | TVA_Transmission | VACAR | Internal | Shoulder | B11 | 25 | 900 | 0 | 128.53 | 129.57 | 9 | 0
2030 | TVA_Transmission_2_VACAR | TVA_Transmission | VACAR | Internal | Shoulder | B12 | 200 | 900 | 0 | 124.57 | 122.92 | 9 | 0
2030 | TVA_Transmission_2_VACAR | TVA_Transmission | VACAR | Internal | Shoulder | B13 | 600 | 900 | 0 | 120.23 | 118.39 | 9 | 0
2030 | TVA_Transmission_2_VACAR | TVA_Transmission | VACAR | Internal | Shoulder | B14 | 900 | 900 | 0 | 119.27 | 112.27 | 9 | 0
2030 | TVA_Transmission_2_VACAR | TVA_Transmission | VACAR | Internal | Shoulder | B15 | 1203 | 900 | 0 | 118.56 | 107.34 | 9 | 0
2030 | TVA_Transmission_2_VACAR | TVA_Transmission | VACAR | Internal | Summer | B1 | 10 | 900 | 0 | 193.78 | 193.5 | 9 | 0
2030 | TVA_Transmission_2_VACAR | TVA_Transmission | VACAR | Internal | Summer | B2 | 25 | 900 | 0 | 190.76 | 193.5 | 9 | 0
2030 | TVA_Transmission_2_VACAR | TVA_Transmission | VACAR | Internal | Summer | B3 | 75 | 900 | 0 | 188.82 | 193.5 | 9 | 0
2030 | TVA_Transmission_2_VACAR | TVA_Transmission | VACAR | Internal | Summer | B4 | 100 | 900 | 0 | 182.03 | 182.03 | 9 | 0
2030 | TVA_Transmission_2_VACAR | TVA_Transmission | VACAR | Internal | Summer | B5 | 200 | 900 | 0 | 161.72 | 165.77 | 9 | 0
2030 | TVA_Transmission_2_VACAR | TVA_Transmission | VACAR | Internal | Summer | B6 | 300 | 900 | 0 | 137.62 | 140.58 | 9 | 0
2030 | TVA_Transmission_2_VACAR | TVA_Transmission | VACAR | Internal | Summer | B7 | 400 | 900 | 0 | 121.07 | 125.63 | 9 | 0
2030 | TVA_Transmission_2_VACAR | TVA_Transmission | VACAR | Internal | Summer | B8 | 500 | 900 | 0 | 118.56 | 120.22 | 9 | 0
2030 | TVA_Transmission_2_VACAR | TVA_Transmission | VACAR | Internal | Summer | B9 | 800 | 900 | 0 | 117.39 | 110.68 | 9 | 0
2030 | TVA_Transmission_2_VACAR | TVA_Transmission | VACAR | Internal | Summer | B10 | 1262 | 900 | 0 | 109.99 | 103.66 | 9 | 0
2030 | TVA_Transmission_2_VACAR | TVA_Transmission | VACAR | Internal | Winter | B16 | 25 | 900 | 0 | 130.15 | 135.22 | 9 | 0
2030 | TVA_Transmission_2_VACAR | TVA_Transmission | VACAR | Internal | Winter | B17 | 100 | 900 | 0 | 127.25 | 127.68 | 9 | 0
2030 | TVA_Transmission_2_VACAR | TVA_Transmission | VACAR | Internal | Winter | B18 | 400 | 900 | 0 | 121.69 | 114.84 | 9 | 0
2030 | TVA_Transmission_2_VACAR | TVA_Transmission | VACAR | Internal | Winter | B19 | 700 | 900 | 0 | 121.62 | 114.84 | 9 | 0
2030 | TVA_Transmission_2_VACAR | TVA_Transmission | VACAR | Internal | Winter | B20 | 935 | 900 | 0 | 121.59 | 110 | 9 | 0
2030 | VACAR_2_PJM_ROR | VACAR | PJM_ROR | Internal | Shoulder | B11 | 25 | 2000 | 0 | 129.57 | 123.57 | 7 | 0
2030 | VACAR_2_PJM_ROR | VACAR | PJM_ROR | Internal | Shoulder | B12 | 200 | 2000 | 0 | 122.92 | 120.33 | 7 | 0
2030 | VACAR_2_PJM_ROR | VACAR | PJM_ROR | Internal | Shoulder | B13 | 600 | 2000 | 0 | 118.39 | 116.1 | 7 | 0
2030 | VACAR_2_PJM_ROR | VACAR | PJM_ROR | Internal | Shoulder | B14 | 900 | 2000 | 0 | 112.27 | 116.1 | 7 | 0
2030 | VACAR_2_PJM_ROR | VACAR | PJM_ROR | Internal | Shoulder | B15 | 1203 | 2000 | 582.55 | 107.34 | 114.34 | 7 | 0
2030 | VACAR_2_PJM_ROR | VACAR | PJM_ROR | Internal | Summer | B1 | 10 | 2000 | 0 | 193.5 | 187.5 | 7 | 0
2030 | VACAR_2_PJM_ROR | VACAR | PJM_ROR | Internal | Summer | B2 | 25 | 2000 | 0 | 193.5 | 182.82 | 7 | 0
2030 | VACAR_2_PJM_ROR | VACAR | PJM_ROR | Internal | Summer | B3 | 75 | 2000 | 0 | 193.5 | 182.82 | 7 | 0
2030 | VACAR_2_PJM_ROR | VACAR | PJM_ROR | Internal | Summer | B4 | 100 | 2000 | 0 | 182.03 | 176.03 | 7 | 0
2030 | VACAR_2_PJM_ROR | VACAR | PJM_ROR | Internal | Summer | B5 | 200 | 2000 | 0 | 165.77 | 159.77 | 7 | 0
2030 | VACAR_2_PJM_ROR | VACAR | PJM_ROR | Internal | Summer | B6 | 300 | 2000 | 0 | 140.58 | 141.12 | 7 | 0
2030 | VACAR_2_PJM_ROR | VACAR | PJM_ROR | Internal | Summer | B7 | 400 | 2000 | 0 | 125.63 | 119.63 | 7 | 0
2030 | VACAR_2_PJM_ROR | VACAR | PJM_ROR | Internal | Summer | B8 | 500 | 2000 | 0 | 120.22 | 114.54 | 7 | 0
2030 | VACAR_2_PJM_ROR | VACAR | PJM_ROR | Internal | Summer | B9 | 800 | 2000 | 0 | 110.68 | 114.54 | 7 | 0
2030 | VACAR_2_PJM_ROR | VACAR | PJM_ROR | Internal | Summer | B10 | 1262 | 2000 | 2000 | 103.66 | 111.88 | 7 | 1.23
2030 | VACAR_2_PJM_ROR | VACAR | PJM_ROR | Internal | Winter | B16 | 25 | 2000 | 0 | 135.22 | 124.15 | 7 | 0
2030 | VACAR_2_PJM_ROR | VACAR | PJM_ROR | Internal | Winter | B17 | 100 | 2000 | 0 | 127.68 | 121.68 | 7 | 0
2030 | VACAR_2_PJM_ROR | VACAR | PJM_ROR | Internal | Winter | B18 | 400 | 2000 | 0 | 114.84 | 117.96 | 7 | 0
2030 | VACAR_2_PJM_ROR | VACAR | PJM_ROR | Internal | Winter | B19 | 700 | 2000 | 0 | 114.84 | 115.65 | 7 | 0
2030 | VACAR_2_PJM_ROR | VACAR | PJM_ROR | Internal | Winter | B20 | 935 | 2000 | 0 | 110 | 115.65 | 7 | 0
2030 | VACAR_2_SOCO | VACAR | SOCO | Internal | Shoulder | B11 | 25 | 3000 | 0 | 129.57 | 119.57 | 7 | 0
2030 | VACAR_2_SOCO | VACAR | SOCO | Internal | Shoulder | B12 | 200 | 3000 | 0 | 122.92 | 119.18 | 7 | 0
2030 | VACAR_2_SOCO | VACAR | SOCO | Internal | Shoulder | B13 | 600 | 3000 | 0 | 118.39 | 119.18 | 7 | 0
2030 | VACAR_2_SOCO | VACAR | SOCO | Internal | Shoulder | B14 | 900 | 3000 | 0 | 112.27 | 119.18 | 7 | 0
2030 | VACAR_2_SOCO | VACAR | SOCO | Internal | Shoulder | B15 | 1203 | 3000 | 3000 | 107.34 | 119.18 | 7 | 4.83
2030 | VACAR_2_SOCO | VACAR | SOCO | Internal | Summer | B1 | 10 | 3000 | 0 | 193.5 | 196.29 | 7 | 0
2030 | VACAR_2_SOCO | VACAR | SOCO | Internal | Summer | B2 | 25 | 3000 | 0 | 193.5 | 192.12 | 7 | 0
2030 | VACAR_2_SOCO | VACAR | SOCO | Internal | Summer | B3 | 75 | 3000 | 0 | 193.5 | 192.12 | 7 | 0
2030 | VACAR_2_SOCO | VACAR | SOCO | Internal | Summer | B4 | 100 | 3000 | 0 | 182.03 | 182.03 | 7 | 0
2030 | VACAR_2_SOCO | VACAR | SOCO | Internal | Summer | B5 | 200 | 3000 | 0 | 165.77 | 155.77 | 7 | 0
2030 | VACAR_2_SOCO | VACAR | SOCO | Internal | Summer | B6 | 300 | 3000 | 0 | 140.58 | 130.58 | 7 | 0
2030 | VACAR_2_SOCO | VACAR | SOCO | Internal | Summer | B7 | 400 | 3000 | 0 | 125.63 | 117.68 | 7 | 0
2030 | VACAR_2_SOCO | VACAR | SOCO | Internal | Summer | B8 | 500 | 3000 | 0 | 120.22 | 117.68 | 7 | 0
2030 | VACAR_2_SOCO | VACAR | SOCO | Internal | Summer | B9 | 800 | 3000 | 1668.82 | 110.68 | 117.68 | 7 | 0
2030 | VACAR_2_SOCO | VACAR | SOCO | Internal | Summer | B10 | 1262 | 3000 | 3000 | 103.66 | 114.83 | 7 | 4.18
2030 | VACAR_2_SOCO | VACAR | SOCO | Internal | Winter | B16 | 25 | 3000 | 0 | 135.22 | 122.63 | 7 | 0
2030 | VACAR_2_SOCO | VACAR | SOCO | Internal | Winter | B17 | 100 | 3000 | 0 | 127.68 | 122.34 | 7 | 0
2030 | VACAR_2_SOCO | VACAR | SOCO | Internal | Winter | B18 | 400 | 3000 | 46.65 | 114.84 | 121.84 | 7 | 0
2030 | VACAR_2_SOCO | VACAR | SOCO | Internal | Winter | B19 | 700 | 3000 | 1740.07 | 114.84 | 121.84 | 7 | 0
2030 | VACAR_2_SOCO | VACAR | SOCO | Internal | Winter | B20 | 935 | 3000 | 3000 | 110 | 121.84 | 7 | 4.84
2030 | VACAR_2_TVA_Transmission | VACAR | TVA_Transmission | Internal | Shoulder | B11 | 25 | 900 | 0 | 129.57 | 128.53 | 7 | 0
2030 | VACAR_2_TVA_Transmission | VACAR | TVA_Transmission | Internal | Shoulder | B12 | 200 | 900 | 0 | 122.92 | 124.57 | 7 | 0
2030 | VACAR_2_TVA_Transmission | VACAR | TVA_Transmission | Internal | Shoulder | B13 | 600 | 900 | 0 | 118.39 | 120.23 | 7 | 0
2030 | VACAR_2_TVA_Transmission | VACAR | TVA_Transmission | Internal | Shoulder | B14 | 900 | 900 | 342.77 | 112.27 | 119.27 | 7 | 0
2030 | VACAR_2_TVA_Transmission | VACAR | TVA_Transmission | Internal | Shoulder | B15 | 1203 | 900 | 900 | 107.34 | 118.56 | 7 | 4.21
2030 | VACAR_2_TVA_Transmission | VACAR | TVA_Transmission | Internal | Summer | B1 | 10 | 900 | 0 | 193.5 | 193.78 | 7 | 0
2030 | VACAR_2_TVA_Transmission | VACAR | TVA_Transmission | Internal | Summer | B2 | 25 | 900 | 0 | 193.5 | 190.76 | 7 | 0
2030 | VACAR_2_TVA_Transmission | VACAR | TVA_Transmission | Internal | Summer | B3 | 75 | 900 | 0 | 193.5 | 188.82 | 7 | 0
2030 | VACAR_2_TVA_Transmission | VACAR | TVA_Transmission | Internal | Summer | B4 | 100 | 900 | 0 | 182.03 | 182.03 | 7 | 0
2030 | VACAR_2_TVA_Transmission | VACAR | TVA_Transmission | Internal | Summer | B5 | 200 | 900 | 0 | 165.77 | 161.72 | 7 | 0
2030 | VACAR_2_TVA_Transmission | VACAR | TVA_Transmission | Internal | Summer | B6 | 300 | 900 | 0 | 140.58 | 137.62 | 7 | 0
2030 | VACAR_2_TVA_Transmission | VACAR | TVA_Transmission | Internal | Summer | B7 | 400 | 900 | 0 | 125.63 | 121.07 | 7 | 0
2030 | VACAR_2_TVA_Transmission | VACAR | TVA_Transmission | Internal | Summer | B8 | 500 | 900 | 0 | 120.22 | 118.56 | 7 | 0
2030 | VACAR_2_TVA_Transmission | VACAR | TVA_Transmission | Internal | Summer | B9 | 800 | 900 | 0 | 110.68 | 117.39 | 7 | 0
2030 | VACAR_2_TVA_Transmission | VACAR | TVA_Transmission | Internal | Summer | B10 | 1262 | 900 | 0 | 103.66 | 109.99 | 7 | 0
2030 | VACAR_2_TVA_Transmission | VACAR | TVA_Transmission | Internal | Winter | B16 | 25 | 900 | 0 | 135.22 | 130.15 | 7 | 0
2030 | VACAR_2_TVA_Transmission | VACAR | TVA_Transmission | Internal | Winter | B17 | 100 | 900 | 0 | 127.68 | 127.25 | 7 | 0
2030 | VACAR_2_TVA_Transmission | VACAR | TVA_Transmission | Internal | Winter | B18 | 400 | 900 | 0 | 114.84 | 121.69 | 7 | 0
2030 | VACAR_2_TVA_Transmission | VACAR | TVA_Transmission | Internal | Winter | B19 | 700 | 900 | 0 | 114.84 | 121.62 | 7 | 0
2030 | VACAR_2_TVA_Transmission | VACAR | TVA_Transmission | Internal | Winter | B20 | 935 | 900 | 900 | 110 | 121.59 | 7 | 4.59
2035 | ENT_2_MISO_MO-IL | ENT | MISO_MO-IL | Internal | Shoulder | B11 | 25 | 2260 | 0 | 150.97 | 142.97 | 8 | 0
2035 | ENT_2_MISO_MO-IL | ENT | MISO_MO-IL | Internal | Shoulder | B12 | 200 | 2260 | 0 | 140.75 | 138.21 | 8 | 0
2035 | ENT_2_MISO_MO-IL | ENT | MISO_MO-IL | Internal | Shoulder | B13 | 600 | 2260 | 0 | 140.75 | 138.21 | 8 | 0
2035 | ENT_2_MISO_MO-IL | ENT | MISO_MO-IL | Internal | Shoulder | B14 | 900 | 2260 | 0 | 130.01 | 137.15 | 8 | 0
2035 | ENT_2_MISO_MO-IL | ENT | MISO_MO-IL | Internal | Shoulder | B15 | 1203 | 2260 | 0 | 93.59 | 99.84 | 8 | 0
2035 | ENT_2_MISO_MO-IL | ENT | MISO_MO-IL | Internal | Summer | B1 | 10 | 2260 | 0 | 261.1 | 255.41 | 8 | 0
2035 | ENT_2_MISO_MO-IL | ENT | MISO_MO-IL | Internal | Summer | B2 | 25 | 2260 | 0 | 258.74 | 255.41 | 8 | 0
2035 | ENT_2_MISO_MO-IL | ENT | MISO_MO-IL | Internal | Summer | B3 | 75 | 2260 | 0 | 254.52 | 255.41 | 8 | 0
2035 | ENT_2_MISO_MO-IL | ENT | MISO_MO-IL | Internal | Summer | B4 | 100 | 2260 | 625.76 | 174.49 | 182.49 | 8 | 0
2035 | ENT_2_MISO_MO-IL | ENT | MISO_MO-IL | Internal | Summer | B5 | 200 | 2260 | 0 | 166.3 | 169.18 | 8 | 0
2035 | ENT_2_MISO_MO-IL | ENT | MISO_MO-IL | Internal | Summer | B6 | 300 | 2260 | 0 | 162.07 | 162.07 | 8 | 0
2035 | ENT_2_MISO_MO-IL | ENT | MISO_MO-IL | Internal | Summer | B7 | 400 | 2260 | 0 | 151.3 | 151.3 | 8 | 0
2035 | ENT_2_MISO_MO-IL | ENT | MISO_MO-IL | Internal | Summer | B8 | 500 | 2260 | 0 | 139.24 | 136.78 | 8 | 0
2035 | ENT_2_MISO_MO-IL | ENT | MISO_MO-IL | Internal | Summer | B9 | 800 | 2260 | 0 | 139.24 | 136.78 | 8 | 0
2035 | ENT_2_MISO_MO-IL | ENT | MISO_MO-IL | Internal | Summer | B10 | 1262 | 2260 | 305.7 | 123.59 | 131.59 | 8 | 0
2035 | ENT_2_MISO_MO-IL | ENT | MISO_MO-IL | Internal | Winter | B16 | 25 | 2260 | 0 | 143.83 | 141.22 | 8 | 0
2035 | ENT_2_MISO_MO-IL | ENT | MISO_MO-IL | Internal | Winter | B17 | 100 | 2260 | 0 | 143.83 | 141.13 | 8 | 0
2035 | ENT_2_MISO_MO-IL | ENT | MISO_MO-IL | Internal | Winter | B18 | 400 | 2260 | 0 | 139.14 | 139.11 | 8 | 0
2035 | ENT_2_MISO_MO-IL | ENT | MISO_MO-IL | Internal | Winter | B19 | 700 | 2260 | 0 | 132.8 | 137.49 | 8 | 0
2035 | ENT_2_MISO_MO-IL | ENT | MISO_MO-IL | Internal | Winter | B20 | 935 | 2260 | 0 | 94.8 | 100.89 | 8 | 0
2035 | ENT_2_SOCO | ENT | SOCO | Internal | Shoulder | B11 | 25 | 2000 | 0 | 150.97 | 150.97 | 8 | 0
2035 | ENT_2_SOCO | ENT | SOCO | Internal | Shoulder | B12 | 200 | 2000 | 0 | 140.75 | 138.16 | 8 | 0
2035 | ENT_2_SOCO | ENT | SOCO | Internal | Shoulder | B13 | 600 | 2000 | 0 | 140.75 | 137.05 | 8 | 0
2035 | ENT_2_SOCO | ENT | SOCO | Internal | Shoulder | B14 | 900 | 2000 | 0 | 130.01 | 137.05 | 8 | 0
2035 | ENT_2_SOCO | ENT | SOCO | Internal | Shoulder | B15 | 1203 | 2000 | 0 | 93.59 | 101.48 | 8 | 0
2035 | ENT_2_SOCO | ENT | SOCO | Internal | Summer | B1 | 10 | 2000 | 1258.1 | 261.1 | 269.1 | 8 | 0
2035 | ENT_2_SOCO | ENT | SOCO | Internal | Summer | B2 | 25 | 2000 | 1087.73 | 258.74 | 266.74 | 8 | 0
2035 | ENT_2_SOCO | ENT | SOCO | Internal | Summer | B3 | 75 | 2000 | 0 | 254.52 | 249.2 | 8 | 0
2035 | ENT_2_SOCO | ENT | SOCO | Internal | Summer | B4 | 100 | 2000 | 0 | 174.49 | 164.49 | 8 | 0
2035 | ENT_2_SOCO | ENT | SOCO | Internal | Summer | B5 | 200 | 2000 | 0 | 166.3 | 160.18 | 8 | 0
2035 | ENT_2_SOCO | ENT | SOCO | Internal | Summer | B6 | 300 | 2000 | 0 | 162.07 | 155.66 | 8 | 0
2035 | ENT_2_SOCO | ENT | SOCO | Internal | Summer | B7 | 400 | 2000 | 0 | 151.3 | 141.3 | 8 | 0
2035 | ENT_2_SOCO | ENT | SOCO | Internal | Summer | B8 | 500 | 2000 | 0 | 139.24 | 141.3 | 8 | 0
2035 | ENT_2_SOCO | ENT | SOCO | Internal | Summer | B9 | 800 | 2000 | 0 | 139.24 | 141.3 | 8 | 0
2035 | ENT_2_SOCO | ENT | SOCO | Internal | Summer | B10 | 1262 | 2000 | 0 | 123.59 | 116.76 | 8 | 0
2035 | ENT_2_SOCO | ENT | SOCO | Internal | Winter | B16 | 25 | 2000 | 0 | 143.83 | 151.74 | 8 | 0
2035 | ENT_2_SOCO | ENT | SOCO | Internal | Winter | B17 | 100 | 2000 | 0 | 143.83 | 141.39 | 8 | 0
2035 | ENT_2_SOCO | ENT | SOCO | Internal | Winter | B18 | 400 | 2000 | 0 | 139.14 | 137.12 | 8 | 0
2035 | ENT_2_SOCO | ENT | SOCO | Internal | Winter | B19 | 700 | 2000 | 0 | 132.8 | 137.12 | 8 | 0
2035 | ENT_2_SOCO | ENT | SOCO | Internal | Winter | B20 | 935 | 2000 | 356.7 | 94.8 | 102.8 | 8 | 0
2035 | ENT_2_SPP_N | ENT | SPP_N | Internal | Shoulder | B11 | 25 | 1300 | 0 | 150.97 | 149.95 | 8 | 0
2035 | ENT_2_SPP_N | ENT | SPP_N | Internal | Shoulder | B12 | 200 | 1300 | 0 | 140.75 | 140.56 | 8 | 0
2035 | ENT_2_SPP_N | ENT | SPP_N | Internal | Shoulder | B13 | 600 | 1300 | 0 | 140.75 | 135.75 | 8 | 0
2035 | ENT_2_SPP_N | ENT | SPP_N | Internal | Shoulder | B14 | 900 | 1300 | 0 | 130.01 | 118.08 | 8 | 0
2035 | ENT_2_SPP_N | ENT | SPP_N | Internal | Shoulder | B15 | 1203 | 1300 | 0 | 93.59 | 74.19 | 8 | 0
2035 | ENT_2_SPP_N | ENT | SPP_N | Internal | Summer | B1 | 10 | 1300 | 0 | 261.1 | 250.59 | 8 | 0
2035 | ENT_2_SPP_N | ENT | SPP_N | Internal | Summer | B2 | 25 | 1300 | 0 | 258.74 | 253.74 | 8 | 0
2035 | ENT_2_SPP_N | ENT | SPP_N | Internal | Summer | B3 | 75 | 1300 | 0 | 254.52 | 251.76 | 8 | 0
2035 | ENT_2_SPP_N | ENT | SPP_N | Internal | Summer | B4 | 100 | 1300 | 0 | 174.49 | 177.49 | 8 | 0
2035 | ENT_2_SPP_N | ENT | SPP_N | Internal | Summer | B5 | 200 | 1300 | 0 | 166.3 | 169.83 | 8 | 0
2035 | ENT_2_SPP_N | ENT | SPP_N | Internal | Summer | B6 | 300 | 1300 | 0 | 162.07 | 165.22 | 8 | 0
2035 | ENT_2_SPP_N | ENT | SPP_N | Internal | Summer | B7 | 400 | 1300 | 0 | 151.3 | 158.31 | 8 | 0
2035 | ENT_2_SPP_N | ENT | SPP_N | Internal | Summer | B8 | 500 | 1300 | 0 | 139.24 | 139.97 | 8 | 0
2035 | ENT_2_SPP_N | ENT | SPP_N | Internal | Summer | B9 | 800 | 1300 | 0 | 139.24 | 139.97 | 8 | 0
2035 | ENT_2_SPP_N | ENT | SPP_N | Internal | Summer | B10 | 1262 | 1300 | 0 | 123.59 | 118.59 | 8 | 0
2035 | ENT_2_SPP_N | ENT | SPP_N | Internal | Winter | B16 | 25 | 1300 | 0 | 143.83 | 136.22 | 8 | 0
2035 | ENT_2_SPP_N | ENT | SPP_N | Internal | Winter | B17 | 100 | 1300 | 0 | 143.83 | 125.5 | 8 | 0
2035 | ENT_2_SPP_N | ENT | SPP_N | Internal | Winter | B18 | 400 | 1300 | 0 | 139.14 | 134.11 | 8 | 0
2035 | ENT_2_SPP_N | ENT | SPP_N | Internal | Winter | B19 | 700 | 1300 | 0 | 132.8 | 127.8 | 8 | 0
2035 | ENT_2_SPP_N | ENT | SPP_N | Internal | Winter | B20 | 935 | 1300 | 0 | 94.8 | 73.56 | 8 | 0
2035 | ENT_2_SPP_S | ENT | SPP_S | Internal | Shoulder | B11 | 25 | 1300 | 0 | 150.97 | 158.56 | 8 | 0
2035 | ENT_2_SPP_S | ENT | SPP_S | Internal | Shoulder | B12 | 200 | 1300 | 0 | 140.75 | 140.57 | 8 | 0
2035 | ENT_2_SPP_S | ENT | SPP_S | Internal | Shoulder | B13 | 600 | 1300 | 0 | 140.75 | 135.77 | 8 | 0
2035 | ENT_2_SPP_S | ENT | SPP_S | Internal | Shoulder | B14 | 900 | 1300 | 0 | 130.01 | 118.07 | 8 | 0
2035 | ENT_2_SPP_S | ENT | SPP_S | Internal | Shoulder | B15 | 1203 | 1300 | 0 | 93.59 | 73.5 | 8 | 0
2035 | ENT_2_SPP_S | ENT | SPP_S | Internal | Summer | B1 | 10 | 1300 | 0 | 261.1 | 162.16 | 8 | 0
2035 | ENT_2_SPP_S | ENT | SPP_S | Internal | Summer | B2 | 25 | 1300 | 0 | 258.74 | 236.68 | 8 | 0
2035 | ENT_2_SPP_S | ENT | SPP_S | Internal | Summer | B3 | 75 | 1300 | 0 | 254.52 | 236.68 | 8 | 0
2035 | ENT_2_SPP_S | ENT | SPP_S | Internal | Summer | B4 | 100 | 1300 | 0 | 174.49 | 177.47 | 8 | 0
2035 | ENT_2_SPP_S | ENT | SPP_S | Internal | Summer | B5 | 200 | 1300 | 0 | 166.3 | 169.85 | 8 | 0
2035 | ENT_2_SPP_S | ENT | SPP_S | Internal | Summer | B6 | 300 | 1300 | 0 | 162.07 | 165.23 | 8 | 0
2035 | ENT_2_SPP_S | ENT | SPP_S | Internal | Summer | B7 | 400 | 1300 | 1300 | 151.3 | 161.78 | 8 | 2.49
2035 | ENT_2_SPP_S | ENT | SPP_S | Internal | Summer | B8 | 500 | 1300 | 0 | 139.24 | 139.98 | 8 | 0
2035 | ENT_2_SPP_S | ENT | SPP_S | Internal | Summer | B9 | 800 | 1300 | 0 | 139.24 | 139.98 | 8 | 0
2035 | ENT_2_SPP_S | ENT | SPP_S | Internal | Summer | B10 | 1262 | 1300 | 0 | 123.59 | 118.6 | 8 | 0
2035 | ENT_2_SPP_S | ENT | SPP_S | Internal | Winter | B16 | 25 | 1300 | 0 | 143.83 | 136.24 | 8 | 0
2035 | ENT_2_SPP_S | ENT | SPP_S | Internal | Winter | B17 | 100 | 1300 | 0 | 143.83 | 125.51 | 8 | 0
2035 | ENT_2_SPP_S | ENT | SPP_S | Internal | Winter | B18 | 400 | 1300 | 0 | 139.14 | 134.12 | 8 | 0
2035 | ENT_2_SPP_S | ENT | SPP_S | Internal | Winter | B19 | 700 | 1300 | 0 | 132.8 | 127.81 | 8 | 0
2035 | ENT_2_SPP_S | ENT | SPP_S | Internal | Winter | B20 | 935 | 1300 | 0 | 94.8 | 73.55 | 8 | 0
2035 | ENT_2_TVA_Transmission | ENT | TVA_Transmission | Internal | Shoulder | B11 | 25 | 2100 | 0 | 150.97 | 143.59 | 8 | 0
2035 | ENT_2_TVA_Transmission | ENT | TVA_Transmission | Internal | Shoulder | B12 | 200 | 2100 | 0 | 140.75 | 137.99 | 8 | 0
2035 | ENT_2_TVA_Transmission | ENT | TVA_Transmission | Internal | Shoulder | B13 | 600 | 2100 | 0 | 140.75 | 137.3 | 8 | 0
2035 | ENT_2_TVA_Transmission | ENT | TVA_Transmission | Internal | Shoulder | B14 | 900 | 2100 | 0 | 130.01 | 137.3 | 8 | 0
2035 | ENT_2_TVA_Transmission | ENT | TVA_Transmission | Internal | Shoulder | B15 | 1203 | 2100 | 1547.54 | 93.59 | 101.59 | 8 | 0
2035 | ENT_2_TVA_Transmission | ENT | TVA_Transmission | Internal | Summer | B1 | 10 | 2100 | 0 | 261.1 | 263.41 | 8 | 0
2035 | ENT_2_TVA_Transmission | ENT | TVA_Transmission | Internal | Summer | B2 | 25 | 2100 | 0 | 258.74 | 263.41 | 8 | 0
2035 | ENT_2_TVA_Transmission | ENT | TVA_Transmission | Internal | Summer | B3 | 75 | 2100 | 0 | 254.52 | 249.2 | 8 | 0
2035 | ENT_2_TVA_Transmission | ENT | TVA_Transmission | Internal | Summer | B4 | 100 | 2100 | 0 | 174.49 | 173.49 | 8 | 0
2035 | ENT_2_TVA_Transmission | ENT | TVA_Transmission | Internal | Summer | B5 | 200 | 2100 | 0 | 166.3 | 160.18 | 8 | 0
2035 | ENT_2_TVA_Transmission | ENT | TVA_Transmission | Internal | Summer | B6 | 300 | 2100 | 0 | 162.07 | 153.07 | 8 | 0
2035 | ENT_2_TVA_Transmission | ENT | TVA_Transmission | Internal | Summer | B7 | 400 | 2100 | 0 | 151.3 | 142.3 | 8 | 0
2035 | ENT_2_TVA_Transmission | ENT | TVA_Transmission | Internal | Summer | B8 | 500 | 2100 | 0 | 139.24 | 140.68 | 8 | 0
2035 | ENT_2_TVA_Transmission | ENT | TVA_Transmission | Internal | Summer | B9 | 800 | 2100 | 0 | 139.24 | 140.68 | 8 | 0
2035 | ENT_2_TVA_Transmission | ENT | TVA_Transmission | Internal | Summer | B10 | 1262 | 2100 | 0 | 123.59 | 124.59 | 8 | 0
2035 | ENT_2_TVA_Transmission | ENT | TVA_Transmission | Internal | Winter | B16 | 25 | 2100 | 0 | 143.83 | 145.15 | 8 | 0
2035 | ENT_2_TVA_Transmission | ENT | TVA_Transmission | Internal | Winter | B17 | 100 | 2100 | 0 | 143.83 | 144.73 | 8 | 0
2035 | ENT_2_TVA_Transmission | ENT | TVA_Transmission | Internal | Winter | B18 | 400 | 2100 | 0 | 139.14 | 137.12 | 8 | 0
2035 | ENT_2_TVA_Transmission | ENT | TVA_Transmission | Internal | Winter | B19 | 700 | 2100 | 0 | 132.8 | 137.12 | 8 | 0
2035 | ENT_2_TVA_Transmission | ENT | TVA_Transmission | Internal | Winter | B20 | 935 | 2100 | 1752.59 | 94.8 | 102.8 | 8 | 0
2035 | FRCC_2_SOCO | FRCC | SOCO | Internal | Shoulder | B11 | 25 | 900 | 0 | 171.25 | 150.97 | 8 | 0
2035 | FRCC_2_SOCO | FRCC | SOCO | Internal | Shoulder | B12 | 200 | 900 | 0 | 148.16 | 138.16 | 8 | 0
2035 | FRCC_2_SOCO | FRCC | SOCO | Internal | Shoulder | B13 | 600 | 900 | 0 | 147.05 | 137.05 | 8 | 0
2035 | FRCC_2_SOCO | FRCC | SOCO | Internal | Shoulder | B14 | 900 | 900 | 0 | 147.05 | 137.05 | 8 | 0
2035 | FRCC_2_SOCO | FRCC | SOCO | Internal | Shoulder | B15 | 1203 | 900 | 0 | 93.76 | 101.48 | 8 | 0
2035 | FRCC_2_SOCO | FRCC | SOCO | Internal | Summer | B1 | 10 | 900 | 0 | 270.82 | 269.1 | 8 | 0
2035 | FRCC_2_SOCO | FRCC | SOCO | Internal | Summer | B2 | 25 | 900 | 0 | 270.82 | 266.74 | 8 | 0
2035 | FRCC_2_SOCO | FRCC | SOCO | Internal | Summer | B3 | 75 | 900 | 12.11 | 241.2 | 249.2 | 8 | 0
2035 | FRCC_2_SOCO | FRCC | SOCO | Internal | Summer | B4 | 100 | 900 | 0 | 170.18 | 164.49 | 8 | 0
2035 | FRCC_2_SOCO | FRCC | SOCO | Internal | Summer | B5 | 200 | 900 | 0 | 170.18 | 160.18 | 8 | 0
2035 | FRCC_2_SOCO | FRCC | SOCO | Internal | Summer | B6 | 300 | 900 | 0 | 165.66 | 155.66 | 8 | 0
2035 | FRCC_2_SOCO | FRCC | SOCO | Internal | Summer | B7 | 400 | 900 | 0 | 151.3 | 141.3 | 8 | 0
2035 | FRCC_2_SOCO | FRCC | SOCO | Internal | Summer | B8 | 500 | 900 | 0 | 146.15 | 141.3 | 8 | 0
2035 | FRCC_2_SOCO | FRCC | SOCO | Internal | Summer | B9 | 800 | 900 | 0 | 146.15 | 141.3 | 8 | 0
2035 | FRCC_2_SOCO | FRCC | SOCO | Internal | Summer | B10 | 1262 | 900 | 198.04 | 108.76 | 116.76 | 8 | 0
2035 | FRCC_2_SOCO | FRCC | SOCO | Internal | Winter | B16 | 25 | 900 | 0 | 161.74 | 151.74 | 8 | 0
2035 | FRCC_2_SOCO | FRCC | SOCO | Internal | Winter | B17 | 100 | 900 | 0 | 149.56 | 141.39 | 8 | 0
2035 | FRCC_2_SOCO | FRCC | SOCO | Internal | Winter | B18 | 400 | 900 | 0 | 147.12 | 137.12 | 8 | 0
2035 | FRCC_2_SOCO | FRCC | SOCO | Internal | Winter | B19 | 700 | 900 | 0 | 147.12 | 137.12 | 8 | 0
2035 | FRCC_2_SOCO | FRCC | SOCO | Internal | Winter | B20 | 935 | 900 | 0 | 96.38 | 102.8 | 8 | 0
2035 | HQ_NEISO_2_NEISO | HQ_NEISO | NEISO | Internal | Shoulder | B11 | 25 | 99999 | 3866.9 | 57.44 | 57.45 | 0.01 | 0
2035 | HQ_NEISO_2_NEISO | HQ_NEISO | NEISO | Internal | Shoulder | B12 | 200 | 99999 | 3857.4 | 57.44 | 57.45 | 0.01 | 0
2035 | HQ_NEISO_2_NEISO | HQ_NEISO | NEISO | Internal | Shoulder | B13 | 600 | 99999 | 3820.02 | 57.44 | 57.45 | 0.01 | 0
2035 | HQ_NEISO_2_NEISO | HQ_NEISO | NEISO | Internal | Shoulder | B14 | 900 | 99999 | 3754.63 | 57.44 | 57.45 | 0.01 | 0
2035 | HQ_NEISO_2_NEISO | HQ_NEISO | NEISO | Internal | Shoulder | B15 | 1203 | 99999 | 1797.77 | 57.44 | 57.45 | 0.01 | 0
2035 | HQ_NEISO_2_NEISO | HQ_NEISO | NEISO | Internal | Summer | B1 | 10 | 99999 | 4396.59 | 175.36 | 175.38 | 0.01 | 0
2035 | HQ_NEISO_2_NEISO | HQ_NEISO | NEISO | Internal | Summer | B2 | 25 | 99999 | 4333.83 | 220.75 | 220.76 | 0.01 | 0
2035 | HQ_NEISO_2_NEISO | HQ_NEISO | NEISO | Internal | Summer | B3 | 75 | 99999 | 4208.73 | 175.36 | 175.38 | 0.01 | 0
2035 | HQ_NEISO_2_NEISO | HQ_NEISO | NEISO | Internal | Summer | B4 | 100 | 99999 | 4101.2 | 150.89 | 150.9 | 0.01 | 0
2035 | HQ_NEISO_2_NEISO | HQ_NEISO | NEISO | Internal | Summer | B5 | 200 | 99999 | 4042.71 | 150.89 | 150.9 | 0.01 | 0
2035 | HQ_NEISO_2_NEISO | HQ_NEISO | NEISO | Internal | Summer | B6 | 300 | 99999 | 3976.74 | 144.66 | 144.67 | 0.01 | 0
2035 | HQ_NEISO_2_NEISO | HQ_NEISO | NEISO | Internal | Summer | B7 | 400 | 99999 | 3901.16 | 131.44 | 131.46 | 0.01 | 0
2035 | HQ_NEISO_2_NEISO | HQ_NEISO | NEISO | Internal | Summer | B8 | 500 | 99999 | 3841.73 | 131.44 | 131.46 | 0.01 | 0
2035 | HQ_NEISO_2_NEISO | HQ_NEISO | NEISO | Internal | Summer | B9 | 800 | 99999 | 3768.93 | 129.74 | 129.75 | 0.01 | 0
2035 | HQ_NEISO_2_NEISO | HQ_NEISO | NEISO | Internal | Summer | B10 | 1262 | 99999 | 1472.05 | 129.74 | 129.75 | 0.01 | 0
2035 | HQ_NEISO_2_NEISO | HQ_NEISO | NEISO | Internal | Winter | B16 | 25 | 99999 | 3998.52 | 57.44 | 57.45 | 0.01 | 0
2035 | HQ_NEISO_2_NEISO | HQ_NEISO | NEISO | Internal | Winter | B17 | 100 | 99999 | 3945.7 | 57.44 | 57.45 | 0.01 | 0
2035 | HQ_NEISO_2_NEISO | HQ_NEISO | NEISO | Internal | Winter | B18 | 400 | 99999 | 3905.27 | 57.44 | 57.45 | 0.01 | 0
2035 | HQ_NEISO_2_NEISO | HQ_NEISO | NEISO | Internal | Winter | B19 | 700 | 99999 | 3829.95 | 57.44 | 57.45 | 0.01 | 0
2035 | HQ_NEISO_2_NEISO | HQ_NEISO | NEISO | Internal | Winter | B20 | 935 | 99999 | 1964.44 | 57.44 | 57.45 | 0.01 | 0
2035 | HQ_NY_2_NYISO_A-F | HQ_NY | NYISO_A-F | Internal | Shoulder | B11 | 25 | 99999 | 2812.27 | 60.44 | 60.45 | 0.01 | 0
2035 | HQ_NY_2_NYISO_A-F | HQ_NY | NYISO_A-F | Internal | Shoulder | B12 | 200 | 99999 | 2847.69 | 60.44 | 60.45 | 0.01 | 0
2035 | HQ_NY_2_NYISO_A-F | HQ_NY | NYISO_A-F | Internal | Shoulder | B13 | 600 | 99999 | 2781.85 | 60.44 | 60.45 | 0.01 | 0
2035 | HQ_NY_2_NYISO_A-F | HQ_NY | NYISO_A-F | Internal | Shoulder | B14 | 900 | 99999 | 2673.14 | 60.44 | 60.45 | 0.01 | 0
2035 | HQ_NY_2_NYISO_A-F | HQ_NY | NYISO_A-F | Internal | Shoulder | B15 | 1203 | 99999 | 1582.7 | 60.44 | 60.45 | 0.01 | 0
2035 | HQ_NY_2_NYISO_A-F | HQ_NY | NYISO_A-F | Internal | Summer | B1 | 10 | 99999 | 3500.1 | 134.44 | 134.46 | 0.01 | 0
2035 | HQ_NY_2_NYISO_A-F | HQ_NY | NYISO_A-F | Internal | Summer | B2 | 25 | 99999 | 3406.71 | 157.32 | 157.33 | 0.01 | 0
2035 | HQ_NY_2_NYISO_A-F | HQ_NY | NYISO_A-F | Internal | Summer | B3 | 75 | 99999 | 3266.7 | 172.36 | 172.38 | 0.01 | 0
2035 | HQ_NY_2_NYISO_A-F | HQ_NY | NYISO_A-F | Internal | Summer | B4 | 100 | 99999 | 3116.37 | 157.32 | 157.33 | 0.01 | 0
2035 | HQ_NY_2_NYISO_A-F | HQ_NY | NYISO_A-F | Internal | Summer | B5 | 200 | 99999 | 3025.59 | 153.89 | 153.9 | 0.01 | 0
2035 | HQ_NY_2_NYISO_A-F | HQ_NY | NYISO_A-F | Internal | Summer | B6 | 300 | 99999 | 2934.96 | 147.66 | 147.67 | 0.01 | 0
2035 | HQ_NY_2_NYISO_A-F | HQ_NY | NYISO_A-F | Internal | Summer | B7 | 400 | 99999 | 2830.84 | 134.44 | 134.46 | 0.01 | 0
2035 | HQ_NY_2_NYISO_A-F | HQ_NY | NYISO_A-F | Internal | Summer | B8 | 500 | 99999 | 2760.34 | 134.44 | 134.46 | 0.01 | 0
2035 | HQ_NY_2_NYISO_A-F | HQ_NY | NYISO_A-F | Internal | Summer | B9 | 800 | 99999 | 2664.8 | 132.72 | 132.73 | 0.01 | 0
2035 | HQ_NY_2_NYISO_A-F | HQ_NY | NYISO_A-F | Internal | Summer | B10 | 1262 | 99999 | 1436.41 | 132.72 | 132.73 | 0.01 | 0
2035 | HQ_NY_2_NYISO_A-F | HQ_NY | NYISO_A-F | Internal | Winter | B16 | 25 | 99999 | 3058.87 | 60.44 | 60.45 | 0.01 | 0
2035 | HQ_NY_2_NYISO_A-F | HQ_NY | NYISO_A-F | Internal | Winter | B17 | 100 | 99999 | 3001.1 | 60.44 | 60.45 | 0.01 | 0
2035 | HQ_NY_2_NYISO_A-F | HQ_NY | NYISO_A-F | Internal | Winter | B18 | 400 | 99999 | 2934.69 | 60.44 | 60.45 | 0.01 | 0
2035 | HQ_NY_2_NYISO_A-F | HQ_NY | NYISO_A-F | Internal | Winter | B19 | 700 | 99999 | 2819.07 | 60.44 | 60.45 | 0.01 | 0
2035 | HQ_NY_2_NYISO_A-F | HQ_NY | NYISO_A-F | Internal | Winter | B20 | 935 | 99999 | 1762.97 | 60.44 | 60.45 | 0.01 | 0
2035 | HQ_IESO_2_IESO | HQ_IESO | IESO | Internal | Shoulder | B11 | 25 | 99999 | 467.25 | 53.44 | 53.45 | 0.01 | 0
2035 | HQ_IESO_2_IESO | HQ_IESO | IESO | Internal | Shoulder | B12 | 200 | 99999 | 469.06 | 53.44 | 53.45 | 0.01 | 0
2035 | HQ_IESO_2_IESO | HQ_IESO | IESO | Internal | Shoulder | B13 | 600 | 99999 | 466.9 | 53.44 | 53.45 | 0.01 | 0
2035 | HQ_IESO_2_IESO | HQ_IESO | IESO | Internal | Shoulder | B14 | 900 | 99999 | 462.95 | 53.44 | 53.45 | 0.01 | 0
2035 | HQ_IESO_2_IESO | HQ_IESO | IESO | Internal | Shoulder | B15 | 1203 | 99999 | 128.57 | 53.44 | 53.45 | 0.01 | 0
2035 | HQ_IESO_2_IESO | HQ_IESO | IESO | Internal | Summer | B1 | 10 | 99999 | 488.01 | 127.44 | 127.46 | 0.01 | 0
2035 | HQ_IESO_2_IESO | HQ_IESO | IESO | Internal | Summer | B2 | 25 | 99999 | 484.21 | 150.32 | 150.33 | 0.01 | 0
2035 | HQ_IESO_2_IESO | HQ_IESO | IESO | Internal | Summer | B3 | 75 | 99999 | 478.77 | 150.16 | 150.17 | 0.01 | 0
2035 | HQ_IESO_2_IESO | HQ_IESO | IESO | Internal | Summer | B4 | 100 | 99999 | 475.18 | 71.53 | 71.54 | 0.01 | 0
2035 | HQ_IESO_2_IESO | HQ_IESO | IESO | Internal | Summer | B5 | 200 | 99999 | 472.55 | 49.91 | 49.92 | 0.01 | 0
2035 | HQ_IESO_2_IESO | HQ_IESO | IESO | Internal | Summer | B6 | 300 | 99999 | 470.41 | 49.91 | 49.92 | 0.01 | 0
2035 | HQ_IESO_2_IESO | HQ_IESO | IESO | Internal | Summer | B7 | 400 | 99999 | 467.7 | 49.91 | 49.92 | 0.01 | 0
2035 | HQ_IESO_2_IESO | HQ_IESO | IESO | Internal | Summer | B8 | 500 | 99999 | 464.74 | 49.91 | 49.92 | 0.01 | 0
2035 | HQ_IESO_2_IESO | HQ_IESO | IESO | Internal | Summer | B9 | 800 | 99999 | 461.51 | 49.91 | 49.92 | 0.01 | 0
2035 | HQ_IESO_2_IESO | HQ_IESO | IESO | Internal | Summer | B10 | 1262 | 99999 | 65.15 | 49.91 | 49.92 | 0.01 | 0
2035 | HQ_IESO_2_IESO | HQ_IESO | IESO | Internal | Winter | B16 | 25 | 99999 | 477.62 | 53.44 | 53.45 | 0.01 | 0
2035 | HQ_IESO_2_IESO | HQ_IESO | IESO | Internal | Winter | B17 | 100 | 99999 | 475.49 | 53.44 | 53.45 | 0.01 | 0
2035 | HQ_IESO_2_IESO | HQ_IESO | IESO | Internal | Winter | B18 | 400 | 99999 | 473.04 | 53.44 | 53.45 | 0.01 | 0
2035 | HQ_IESO_2_IESO | HQ_IESO | IESO | Internal | Winter | B19 | 700 | 99999 | 468.68 | 53.44 | 53.45 | 0.01 | 0
2035 | HQ_IESO_2_IESO | HQ_IESO | IESO | Internal | Winter | B20 | 935 | 99999 | 149.75 | 53.44 | 53.45 | 0.01 | 0
2035 | IESO_2_MAPP_CA | IESO | MAPP_CA | Internal | Shoulder | B11 | 25 | 262 | 262 | 53.45 | 77.98 | 7 | 17.53
2035 | IESO_2_MAPP_CA | IESO | MAPP_CA | Internal | Shoulder | B12 | 200 | 262 | 262 | 53.45 | 77.98 | 7 | 17.53
2035 | IESO_2_MAPP_CA | IESO | MAPP_CA | Internal | Shoulder | B13 | 600 | 262 | 262 | 53.45 | 77.98 | 7 | 17.53
2035 | IESO_2_MAPP_CA | IESO | MAPP_CA | Internal | Shoulder | B14 | 900 | 262 | 262 | 53.45 | 77.98 | 7 | 17.53
2035 | IESO_2_MAPP_CA | IESO | MAPP_CA | Internal | Shoulder | B15 | 1203 | 262 | 262 | 53.45 | 77.98 | 7 | 17.53
2035 | IESO_2_MAPP_CA | IESO | MAPP_CA | Internal | Summer | B1 | 10 | 262 | 0 | 127.46 | 56.92 | 7 | 0
2035 | IESO_2_MAPP_CA | IESO | MAPP_CA | Internal | Summer | B2 | 25 | 262 | 0 | 150.33 | 56.92 | 7 | 0
2035 | IESO_2_MAPP_CA | IESO | MAPP_CA | Internal | Summer | B3 | 75 | 262 | 0 | 150.17 | 56.92 | 7 | 0
2035 | IESO_2_MAPP_CA | IESO | MAPP_CA | Internal | Summer | B4 | 100 | 262 | 0 | 71.54 | 56.92 | 7 | 0
2035 | IESO_2_MAPP_CA | IESO | MAPP_CA | Internal | Summer | B5 | 200 | 262 | 20.16 | 49.92 | 56.92 | 7 | 0
2035 | IESO_2_MAPP_CA | IESO | MAPP_CA | Internal | Summer | B6 | 300 | 262 | 214.02 | 49.92 | 56.92 | 7 | 0
2035 | IESO_2_MAPP_CA | IESO | MAPP_CA | Internal | Summer | B7 | 400 | 262 | 228.7 | 49.92 | 56.92 | 7 | 0
2035 | IESO_2_MAPP_CA | IESO | MAPP_CA | Internal | Summer | B8 | 500 | 262 | 235.09 | 49.92 | 56.92 | 7 | 0
2035 | IESO_2_MAPP_CA | IESO | MAPP_CA | Internal | Summer | B9 | 800 | 262 | 244.52 | 49.92 | 56.92 | 7 | 0
2035 | IESO_2_MAPP_CA | IESO | MAPP_CA | Internal | Summer | B10 | 1262 | 262 | 250.63 | 49.92 | 56.92 | 7 | 0
2035 | IESO_2_MAPP_CA | IESO | MAPP_CA | Internal | Winter | B16 | 25 | 262 | 262 | 53.45 | 77.99 | 7 | 17.54
2035 | IESO_2_MAPP_CA | IESO | MAPP_CA | Internal | Winter | B17 | 100 | 262 | 262 | 53.45 | 77.99 | 7 | 17.54
2035 | IESO_2_MAPP_CA | IESO | MAPP_CA | Internal | Winter | B18 | 400 | 262 | 262 | 53.45 | 77.99 | 7 | 17.54
2035 | IESO_2_MAPP_CA | IESO | MAPP_CA | Internal | Winter | B19 | 700 | 262 | 262 | 53.45 | 77.99 | 7 | 17.54
2035 | IESO_2_MAPP_CA | IESO | MAPP_CA | Internal | Winter | B20 | 935 | 262 | 262 | 53.45 | 77.99 | 7 | 17.54
2035 | IESO_2_MISO_MI | IESO | MISO_MI | Internal | Shoulder | B11 | 25 | 1840 | 1840 | 53.45 | 138.23 | 7 | 77.78
2035 | IESO_2_MISO_MI | IESO | MISO_MI | Internal | Shoulder | B12 | 200 | 1840 | 1840 | 53.45 | 138.21 | 7 | 77.75
2035 | IESO_2_MISO_MI | IESO | MISO_MI | Internal | Shoulder | B13 | 600 | 1840 | 1840 | 53.45 | 138.21 | 7 | 77.75
2035 | IESO_2_MISO_MI | IESO | MISO_MI | Internal | Shoulder | B14 | 900 | 1840 | 1840 | 53.45 | 138.14 | 7 | 77.69
2035 | IESO_2_MISO_MI | IESO | MISO_MI | Internal | Shoulder | B15 | 1203 | 1840 | 1840 | 53.45 | 103.83 | 7 | 43.37
2035 | IESO_2_MISO_MI | IESO | MISO_MI | Internal | Summer | B1 | 10 | 1840 | 1840 | 127.46 | 255.41 | 7 | 120.96
2035 | IESO_2_MISO_MI | IESO | MISO_MI | Internal | Summer | B2 | 25 | 1840 | 1840 | 150.33 | 254.1 | 7 | 96.77
2035 | IESO_2_MISO_MI | IESO | MISO_MI | Internal | Summer | B3 | 75 | 1840 | 1840 | 150.17 | 233.21 | 7 | 76.04
2035 | IESO_2_MISO_MI | IESO | MISO_MI | Internal | Summer | B4 | 100 | 1840 | 1840 | 71.54 | 170.6 | 7 | 92.06
2035 | IESO_2_MISO_MI | IESO | MISO_MI | Internal | Summer | B5 | 200 | 1840 | 1840 | 49.92 | 159.51 | 7 | 102.59
2035 | IESO_2_MISO_MI | IESO | MISO_MI | Internal | Summer | B6 | 300 | 1840 | 1840 | 49.92 | 153.08 | 7 | 96.16
2035 | IESO_2_MISO_MI | IESO | MISO_MI | Internal | Summer | B7 | 400 | 1840 | 1840 | 49.92 | 136.78 | 7 | 79.86
2035 | IESO_2_MISO_MI | IESO | MISO_MI | Internal | Summer | B8 | 500 | 1840 | 1840 | 49.92 | 136.6 | 7 | 79.68
2035 | IESO_2_MISO_MI | IESO | MISO_MI | Internal | Summer | B9 | 800 | 1840 | 1840 | 49.92 | 136.6 | 7 | 79.68
2035 | IESO_2_MISO_MI | IESO | MISO_MI | Internal | Summer | B10 | 1262 | 1840 | 1840 | 49.92 | 131.59 | 7 | 74.67
2035 | IESO_2_MISO_MI | IESO | MISO_MI | Internal | Winter | B16 | 25 | 1840 | 1840 | 53.45 | 141.22 | 7 | 80.77
2035 | IESO_2_MISO_MI | IESO | MISO_MI | Internal | Winter | B17 | 100 | 1840 | 1840 | 53.45 | 141.13 | 7 | 80.67
2035 | IESO_2_MISO_MI | IESO | MISO_MI | Internal | Winter | B18 | 400 | 1840 | 1840 | 53.45 | 139.11 | 7 | 78.66
2035 | IESO_2_MISO_MI | IESO | MISO_MI | Internal | Winter | B19 | 700 | 1840 | 1840 | 53.45 | 138.04 | 7 | 77.58
2035 | IESO_2_MISO_MI | IESO | MISO_MI | Internal | Winter | B20 | 935 | 1840 | 1840 | 53.45 | 104.88 | 7 | 44.42
2035 | IESO_2_MISO_W | IESO | MISO_W | Internal | Shoulder | B11 | 25 | 140 | 140 | 53.45 | 142.95 | 7 | 82.5
2035 | IESO_2_MISO_W | IESO | MISO_W | Internal | Shoulder | B12 | 200 | 140 | 140 | 53.45 | 138.14 | 7 | 77.69
2035 | IESO_2_MISO_W | IESO | MISO_W | Internal | Shoulder | B13 | 600 | 140 | 140 | 53.45 | 134.16 | 7 | 73.71
2035 | IESO_2_MISO_W | IESO | MISO_W | Internal | Shoulder | B14 | 900 | 140 | 140 | 53.45 | 111.08 | 7 | 50.63
2035 | IESO_2_MISO_W | IESO | MISO_W | Internal | Shoulder | B15 | 1203 | 140 | 140 | 53.45 | 77.99 | 7 | 17.54
2035 | IESO_2_MISO_W | IESO | MISO_W | Internal | Summer | B1 | 10 | 140 | 140 | 127.46 | 255.59 | 7 | 121.14
2035 | IESO_2_MISO_W | IESO | MISO_W | Internal | Summer | B2 | 25 | 140 | 140 | 150.33 | 255.4 | 7 | 98.07
2035 | IESO_2_MISO_W | IESO | MISO_W | Internal | Summer | B3 | 75 | 140 | 140 | 150.17 | 255.59 | 7 | 98.42
2035 | IESO_2_MISO_W | IESO | MISO_W | Internal | Summer | B4 | 100 | 140 | 140 | 71.54 | 182.5 | 7 | 103.95
2035 | IESO_2_MISO_W | IESO | MISO_W | Internal | Summer | B5 | 200 | 140 | 140 | 49.92 | 171.85 | 7 | 114.93
2035 | IESO_2_MISO_W | IESO | MISO_W | Internal | Summer | B6 | 300 | 140 | 140 | 49.92 | 162.48 | 7 | 105.56
2035 | IESO_2_MISO_W | IESO | MISO_W | Internal | Summer | B7 | 400 | 140 | 140 | 49.92 | 151.31 | 7 | 94.39
2035 | IESO_2_MISO_W | IESO | MISO_W | Internal | Summer | B8 | 500 | 140 | 140 | 49.92 | 136.59 | 7 | 79.66
2035 | IESO_2_MISO_W | IESO | MISO_W | Internal | Summer | B9 | 800 | 140 | 140 | 49.92 | 136.57 | 7 | 79.65
2035 | IESO_2_MISO_W | IESO | MISO_W | Internal | Summer | B10 | 1262 | 140 | 140 | 49.92 | 111.59 | 7 | 54.67
2035 | IESO_2_MISO_W | IESO | MISO_W | Internal | Winter | B16 | 25 | 140 | 140 | 53.45 | 84.99 | 7 | 24.54
2035 | IESO_2_MISO_W | IESO | MISO_W | Internal | Winter | B17 | 100 | 140 | 140 | 53.45 | 118.48 | 7 | 58.03
2035 | IESO_2_MISO_W | IESO | MISO_W | Internal | Winter | B18 | 400 | 140 | 140 | 53.45 | 127.11 | 7 | 66.66
2035 | IESO_2_MISO_W | IESO | MISO_W | Internal | Winter | B19 | 700 | 140 | 140 | 53.45 | 126.32 | 7 | 65.87
2035 | IESO_2_MISO_W | IESO | MISO_W | Internal | Winter | B20 | 935 | 140 | 140 | 53.45 | 78 | 7 | 17.55
2035 | IESO_2_NYISO_A-F | IESO | NYISO_A-F | Internal | Shoulder | B11 | 25 | 1725 | 1013.65 | 53.45 | 60.45 | 7 | 0
2035 | IESO_2_NYISO_A-F | IESO | NYISO_A-F | Internal | Shoulder | B12 | 200 | 1725 | 1324.96 | 53.45 | 60.45 | 7 | 0
2035 | IESO_2_NYISO_A-F | IESO | NYISO_A-F | Internal | Shoulder | B13 | 600 | 1725 | 952.29 | 53.45 | 60.45 | 7 | 0
2035 | IESO_2_NYISO_A-F | IESO | NYISO_A-F | Internal | Shoulder | B14 | 900 | 1725 | 837.27 | 53.45 | 60.45 | 7 | 0
2035 | IESO_2_NYISO_A-F | IESO | NYISO_A-F | Internal | Shoulder | B15 | 1203 | 1725 | 831.52 | 53.45 | 60.45 | 7 | 0
2035 | IESO_2_NYISO_A-F | IESO | NYISO_A-F | Internal | Summer | B1 | 10 | 1725 | 44.71 | 127.46 | 134.46 | 7 | 0
2035 | IESO_2_NYISO_A-F | IESO | NYISO_A-F | Internal | Summer | B2 | 25 | 1725 | 1646.8 | 150.33 | 157.33 | 7 | 0
2035 | IESO_2_NYISO_A-F | IESO | NYISO_A-F | Internal | Summer | B3 | 75 | 1725 | 1725 | 150.17 | 172.38 | 7 | 15.2
2035 | IESO_2_NYISO_A-F | IESO | NYISO_A-F | Internal | Summer | B4 | 100 | 1725 | 1725 | 71.54 | 157.33 | 7 | 78.79
2035 | IESO_2_NYISO_A-F | IESO | NYISO_A-F | Internal | Summer | B5 | 200 | 1725 | 1725 | 49.92 | 153.9 | 7 | 96.98
2035 | IESO_2_NYISO_A-F | IESO | NYISO_A-F | Internal | Summer | B6 | 300 | 1725 | 1725 | 49.92 | 147.67 | 7 | 90.75
2035 | IESO_2_NYISO_A-F | IESO | NYISO_A-F | Internal | Summer | B7 | 400 | 1725 | 1725 | 49.92 | 134.46 | 7 | 77.53
2035 | IESO_2_NYISO_A-F | IESO | NYISO_A-F | Internal | Summer | B8 | 500 | 1725 | 1725 | 49.92 | 134.46 | 7 | 77.53
2035 | IESO_2_NYISO_A-F | IESO | NYISO_A-F | Internal | Summer | B9 | 800 | 1725 | 1725 | 49.92 | 132.73 | 7 | 75.81
2035 | IESO_2_NYISO_A-F | IESO | NYISO_A-F | Internal | Summer | B10 | 1262 | 1725 | 1725 | 49.92 | 132.73 | 7 | 75.81
2035 | IESO_2_NYISO_A-F | IESO | NYISO_A-F | Internal | Winter | B16 | 25 | 1725 | 577.4 | 53.45 | 60.45 | 7 | 0
2035 | IESO_2_NYISO_A-F | IESO | NYISO_A-F | Internal | Winter | B17 | 100 | 1725 | 630.42 | 53.45 | 60.45 | 7 | 0
2035 | IESO_2_NYISO_A-F | IESO | NYISO_A-F | Internal | Winter | B18 | 400 | 1725 | 387.66 | 53.45 | 60.45 | 7 | 0
2035 | IESO_2_NYISO_A-F | IESO | NYISO_A-F | Internal | Winter | B19 | 700 | 1725 | 238.03 | 53.45 | 60.45 | 7 | 0
2035 | IESO_2_NYISO_A-F | IESO | NYISO_A-F | Internal | Winter | B20 | 935 | 1725 | 209.52 | 53.45 | 60.45 | 7 | 0
2035 | MAPP_CA_2_IESO | MAPP_CA | IESO | Internal | Shoulder | B11 | 25 | 330 | 0 | 77.98 | 53.45 | 8 | 0
2035 | MAPP_CA_2_IESO | MAPP_CA | IESO | Internal | Shoulder | B12 | 200 | 330 | 0 | 77.98 | 53.45 | 8 | 0
2035 | MAPP_CA_2_IESO | MAPP_CA | IESO | Internal | Shoulder | B13 | 600 | 330 | 0 | 77.98 | 53.45 | 8 | 0
2035 | MAPP_CA_2_IESO | MAPP_CA | IESO | Internal | Shoulder | B14 | 900 | 330 | 0 | 77.98 | 53.45 | 8 | 0
2035 | MAPP_CA_2_IESO | MAPP_CA | IESO | Internal | Shoulder | B15 | 1203 | 330 | 0 | 77.98 | 53.45 | 8 | 0
2035 | MAPP_CA_2_IESO | MAPP_CA | IESO | Internal | Summer | B1 | 10 | 330 | 330 | 56.92 | 127.46 | 8 | 62.53
2035 | MAPP_CA_2_IESO | MAPP_CA | IESO | Internal | Summer | B2 | 25 | 330 | 330 | 56.92 | 150.33 | 8 | 85.41
2035 | MAPP_CA_2_IESO | MAPP_CA | IESO | Internal | Summer | B3 | 75 | 330 | 330 | 56.92 | 150.17 | 8 | 85.25
2035 | MAPP_CA_2_IESO | MAPP_CA | IESO | Internal | Summer | B4 | 100 | 330 | 330 | 56.92 | 71.54 | 8 | 6.62
2035 | MAPP_CA_2_IESO | MAPP_CA | IESO | Internal | Summer | B5 | 200 | 330 | 0 | 56.92 | 49.92 | 8 | 0
2035 | MAPP_CA_2_IESO | MAPP_CA | IESO | Internal | Summer | B6 | 300 | 330 | 0 | 56.92 | 49.92 | 8 | 0
2035 | MAPP_CA_2_IESO | MAPP_CA | IESO | Internal | Summer | B7 | 400 | 330 | 0 | 56.92 | 49.92 | 8 | 0
2035 | MAPP_CA_2_IESO | MAPP_CA | IESO | Internal | Summer | B8 | 500 | 330 | 0 | 56.92 | 49.92 | 8 | 0
2035 | MAPP_CA_2_IESO | MAPP_CA | IESO | Internal | Summer | B9 | 800 | 330 | 0 | 56.92 | 49.92 | 8 | 0
2035 | MAPP_CA_2_IESO | MAPP_CA | IESO | Internal | Summer | B10 | 1262 | 330 | 0 | 56.92 | 49.92 | 8 | 0
2035 | MAPP_CA_2_IESO | MAPP_CA | IESO | Internal | Winter | B16 | 25 | 330 | 0 | 77.99 | 53.45 | 8 | 0
2035 | MAPP_CA_2_IESO | MAPP_CA | IESO | Internal | Winter | B17 | 100 | 330 | 0 | 77.99 | 53.45 | 8 | 0
2035 | MAPP_CA_2_IESO | MAPP_CA | IESO | Internal | Winter | B18 | 400 | 330 | 0 | 77.99 | 53.45 | 8 | 0
2035 | MAPP_CA_2_IESO | MAPP_CA | IESO | Internal | Winter | B19 | 700 | 330 | 0 | 77.99 | 53.45 | 8 | 0
2035 | MAPP_CA_2_IESO | MAPP_CA | IESO | Internal | Winter | B20 | 935 | 330 | 0 | 77.99 | 53.45 | 8 | 0
2035 | MAPP_CA_2_MAPP_US | MAPP_CA | MAPP_US | Internal | Shoulder | B11 | 25 | 372 | 372 | 77.98 | 135.95 | 7 | 50.97
2035 | MAPP_CA_2_MAPP_US | MAPP_CA | MAPP_US | Internal | Shoulder | B12 | 200 | 372 | 372 | 77.98 | 131.14 | 7 | 46.16
2035 | MAPP_CA_2_MAPP_US | MAPP_CA | MAPP_US | Internal | Shoulder | B13 | 600 | 372 | 372 | 77.98 | 127.16 | 7 | 42.18
2035 | MAPP_CA_2_MAPP_US | MAPP_CA | MAPP_US | Internal | Shoulder | B14 | 900 | 372 | 372 | 77.98 | 104.08 | 7 | 19.1
2035 | MAPP_CA_2_MAPP_US | MAPP_CA | MAPP_US | Internal | Shoulder | B15 | 1203 | 372 | 0 | 77.98 | 77.99 | 7 | 0
2035 | MAPP_CA_2_MAPP_US | MAPP_CA | MAPP_US | Internal | Summer | B1 | 10 | 372 | 372 | 56.92 | 249.23 | 7 | 185.31
2035 | MAPP_CA_2_MAPP_US | MAPP_CA | MAPP_US | Internal | Summer | B2 | 25 | 372 | 372 | 56.92 | 248.4 | 7 | 184.48
2035 | MAPP_CA_2_MAPP_US | MAPP_CA | MAPP_US | Internal | Summer | B3 | 75 | 372 | 372 | 56.92 | 248.59 | 7 | 184.67
2035 | MAPP_CA_2_MAPP_US | MAPP_CA | MAPP_US | Internal | Summer | B4 | 100 | 372 | 372 | 56.92 | 175.5 | 7 | 111.58
2035 | MAPP_CA_2_MAPP_US | MAPP_CA | MAPP_US | Internal | Summer | B5 | 200 | 372 | 372 | 56.92 | 164.85 | 7 | 100.93
2035 | MAPP_CA_2_MAPP_US | MAPP_CA | MAPP_US | Internal | Summer | B6 | 300 | 372 | 372 | 56.92 | 155.48 | 7 | 91.56
2035 | MAPP_CA_2_MAPP_US | MAPP_CA | MAPP_US | Internal | Summer | B7 | 400 | 372 | 372 | 56.92 | 144.31 | 7 | 80.39
2035 | MAPP_CA_2_MAPP_US | MAPP_CA | MAPP_US | Internal | Summer | B8 | 500 | 372 | 372 | 56.92 | 129.59 | 7 | 65.66
2035 | MAPP_CA_2_MAPP_US | MAPP_CA | MAPP_US | Internal | Summer | B9 | 800 | 372 | 372 | 56.92 | 129.57 | 7 | 65.65
2035 | MAPP_CA_2_MAPP_US | MAPP_CA | MAPP_US | Internal | Summer | B10 | 1262 | 372 | 372 | 56.92 | 104.59 | 7 | 40.67
2035 | MAPP_CA_2_MAPP_US | MAPP_CA | MAPP_US | Internal | Winter | B16 | 25 | 372 | 0 | 77.99 | 77.99 | 7 | 0
2035 | MAPP_CA_2_MAPP_US | MAPP_CA | MAPP_US | Internal | Winter | B17 | 100 | 372 | 372 | 77.99 | 111.48 | 7 | 26.49
2035 | MAPP_CA_2_MAPP_US | MAPP_CA | MAPP_US | Internal | Winter | B18 | 400 | 372 | 372 | 77.99 | 119.32 | 7 | 34.33
2035 | MAPP_CA_2_MAPP_US | MAPP_CA | MAPP_US | Internal | Winter | B19 | 700 | 372 | 372 | 77.99 | 119.32 | 7 | 34.33
2035 | MAPP_CA_2_MAPP_US | MAPP_CA | MAPP_US | Internal | Winter | B20 | 935 | 372 | 0 | 77.99 | 77.99 | 7 | 0
2035 | MAPP_CA_2_MISO_W | MAPP_CA | MISO_W | Internal | Shoulder | B11 | 25 | 2196 | 2196 | 77.98 | 142.95 | 0.01 | 64.96
2035 | MAPP_CA_2_MISO_W | MAPP_CA | MISO_W | Internal | Shoulder | B12 | 200 | 2196 | 2196 | 77.98 | 138.14 | 0.01 | 60.15
2035 | MAPP_CA_2_MISO_W | MAPP_CA | MISO_W | Internal | Shoulder | B13 | 600 | 2196 | 2196 | 77.98 | 134.16 | 0.01 | 56.17
2035 | MAPP_CA_2_MISO_W | MAPP_CA | MISO_W | Internal | Shoulder | B14 | 900 | 2196 | 2196 | 77.98 | 111.08 | 0.01 | 33.09
2035 | MAPP_CA_2_MISO_W | MAPP_CA | MISO_W | Internal | Shoulder | B15 | 1203 | 2196 | 1259.08 | 77.98 | 77.99 | 0.01 | 0
2035 | MAPP_CA_2_MISO_W | MAPP_CA | MISO_W | Internal | Summer | B1 | 10 | 2196 | 2196 | 56.92 | 255.59 | 0.01 | 198.66
2035 | MAPP_CA_2_MISO_W | MAPP_CA | MISO_W | Internal | Summer | B2 | 25 | 2196 | 2196 | 56.92 | 255.4 | 0.01 | 198.47
2035 | MAPP_CA_2_MISO_W | MAPP_CA | MISO_W | Internal | Summer | B3 | 75 | 2196 | 2196 | 56.92 | 255.59 | 0.01 | 198.66
2035 | MAPP_CA_2_MISO_W | MAPP_CA | MISO_W | Internal | Summer | B4 | 100 | 2196 | 2196 | 56.92 | 182.5 | 0.01 | 125.56
2035 | MAPP_CA_2_MISO_W | MAPP_CA | MISO_W | Internal | Summer | B5 | 200 | 2196 | 2196 | 56.92 | 171.85 | 0.01 | 114.91
2035 | MAPP_CA_2_MISO_W | MAPP_CA | MISO_W | Internal | Summer | B6 | 300 | 2196 | 2196 | 56.92 | 162.48 | 0.01 | 105.55
2035 | MAPP_CA_2_MISO_W | MAPP_CA | MISO_W | Internal | Summer | B7 | 400 | 2196 | 2196 | 56.92 | 151.31 | 0.01 | 94.37
2035 | MAPP_CA_2_MISO_W | MAPP_CA | MISO_W | Internal | Summer | B8 | 500 | 2196 | 2196 | 56.92 | 136.59 | 0.01 | 79.65
2035 | MAPP_CA_2_MISO_W | MAPP_CA | MISO_W | Internal | Summer | B9 | 800 | 2196 | 2196 | 56.92 | 136.57 | 0.01 | 79.64
2035 | MAPP_CA_2_MISO_W | MAPP_CA | MISO_W | Internal | Summer | B10 | 1262 | 2196 | 2196 | 56.92 | 111.59 | 0.01 | 54.66
2035 | MAPP_CA_2_MISO_W | MAPP_CA | MISO_W | Internal | Winter | B16 | 25 | 2196 | 2196 | 77.99 | 84.99 | 0.01 | 6.99
2035 | MAPP_CA_2_MISO_W | MAPP_CA | MISO_W | Internal | Winter | B17 | 100 | 2196 | 2196 | 77.99 | 118.48 | 0.01 | 40.48
2035 | MAPP_CA_2_MISO_W | MAPP_CA | MISO_W | Internal | Winter | B18 | 400 | 2196 | 2196 | 77.99 | 127.11 | 0.01 | 49.11
2035 | MAPP_CA_2_MISO_W | MAPP_CA | MISO_W | Internal | Winter | B19 | 700 | 2196 | 2196 | 77.99 | 126.32 | 0.01 | 48.32
2035 | MAPP_CA_2_MISO_W | MAPP_CA | MISO_W | Internal | Winter | B20 | 935 | 2196 | 549.05 | 77.99 | 78 | 0.01 | 0
2035 | MAPP_US_2_MAPP_CA | MAPP_US | MAPP_CA | Internal | Shoulder | B11 | 25 | 165 | 0 | 135.95 | 77.98 | 7 | 0
2035 | MAPP_US_2_MAPP_CA | MAPP_US | MAPP_CA | Internal | Shoulder | B12 | 200 | 165 | 0 | 131.14 | 77.98 | 7 | 0
2035 | MAPP_US_2_MAPP_CA | MAPP_US | MAPP_CA | Internal | Shoulder | B13 | 600 | 165 | 0 | 127.16 | 77.98 | 7 | 0
2035 | MAPP_US_2_MAPP_CA | MAPP_US | MAPP_CA | Internal | Shoulder | B14 | 900 | 165 | 0 | 104.08 | 77.98 | 7 | 0
2035 | MAPP_US_2_MAPP_CA | MAPP_US | MAPP_CA | Internal | Shoulder | B15 | 1203 | 165 | 0 | 77.99 | 77.98 | 7 | 0
2035 | MAPP_US_2_MAPP_CA | MAPP_US | MAPP_CA | Internal | Summer | B1 | 10 | 165 | 0 | 249.23 | 56.92 | 7 | 0
2035 | MAPP_US_2_MAPP_CA | MAPP_US | MAPP_CA | Internal | Summer | B2 | 25 | 165 | 0 | 248.4 | 56.92 | 7 | 0
2035 | MAPP_US_2_MAPP_CA | MAPP_US | MAPP_CA | Internal | Summer | B3 | 75 | 165 | 0 | 248.59 | 56.92 | 7 | 0
2035 | MAPP_US_2_MAPP_CA | MAPP_US | MAPP_CA | Internal | Summer | B4 | 100 | 165 | 0 | 175.5 | 56.92 | 7 | 0
2035 | MAPP_US_2_MAPP_CA | MAPP_US | MAPP_CA | Internal | Summer | B5 | 200 | 165 | 0 | 164.85 | 56.92 | 7 | 0
2035 | MAPP_US_2_MAPP_CA | MAPP_US | MAPP_CA | Internal | Summer | B6 | 300 | 165 | 0 | 155.48 | 56.92 | 7 | 0
2035 | MAPP_US_2_MAPP_CA | MAPP_US | MAPP_CA | Internal | Summer | B7 | 400 | 165 | 0 | 144.31 | 56.92 | 7 | 0
2035 | MAPP_US_2_MAPP_CA | MAPP_US | MAPP_CA | Internal | Summer | B8 | 500 | 165 | 0 | 129.59 | 56.92 | 7 | 0
2035 | MAPP_US_2_MAPP_CA | MAPP_US | MAPP_CA | Internal | Summer | B9 | 800 | 165 | 0 | 129.57 | 56.92 | 7 | 0
2035 | MAPP_US_2_MAPP_CA | MAPP_US | MAPP_CA | Internal | Summer | B10 | 1262 | 165 | 0 | 104.59 | 56.92 | 7 | 0
2035 | MAPP_US_2_MAPP_CA | MAPP_US | MAPP_CA | Internal | Winter | B16 | 25 | 165 | 0 | 77.99 | 77.99 | 7 | 0
2035 | MAPP_US_2_MAPP_CA | MAPP_US | MAPP_CA | Internal | Winter | B17 | 100 | 165 | 0 | 111.48 | 77.99 | 7 | 0
2035 | MAPP_US_2_MAPP_CA | MAPP_US | MAPP_CA | Internal | Winter | B18 | 400 | 165 | 0 | 119.32 | 77.99 | 7 | 0
2035 | MAPP_US_2_MAPP_CA | MAPP_US | MAPP_CA | Internal | Winter | B19 | 700 | 165 | 0 | 119.32 | 77.99 | 7 | 0
2035 | MAPP_US_2_MAPP_CA | MAPP_US | MAPP_CA | Internal | Winter | B20 | 935 | 165 | 0 | 77.99 | 77.99 | 7 | 0
2035 | MAPP_US_2_MISO_W | MAPP_US | MISO_W | Internal | Shoulder | B11 | 25 | 2635 | 1462.63 | 135.95 | 142.95 | 7 | 0
2035 | MAPP_US_2_MISO_W | MAPP_US | MISO_W | Internal | Shoulder | B12 | 200 | 2635 | 2354.97 | 131.14 | 138.14 | 7 | 0
2035 | MAPP_US_2_MISO_W | MAPP_US | MISO_W | Internal | Shoulder | B13 | 600 | 2635 | 2499.41 | 127.16 | 134.16 | 7 | 0
2035 | MAPP_US_2_MISO_W | MAPP_US | MISO_W | Internal | Shoulder | B14 | 900 | 2635 | 1093.63 | 104.08 | 111.08 | 7 | 0
2035 | MAPP_US_2_MISO_W | MAPP_US | MISO_W | Internal | Shoulder | B15 | 1203 | 2635 | 0 | 77.99 | 77.99 | 7 | 0
2035 | MAPP_US_2_MISO_W | MAPP_US | MISO_W | Internal | Summer | B1 | 10 | 2635 | 0 | 249.23 | 255.59 | 7 | 0
2035 | MAPP_US_2_MISO_W | MAPP_US | MISO_W | Internal | Summer | B2 | 25 | 2635 | 1341.4 | 248.4 | 255.4 | 7 | 0
2035 | MAPP_US_2_MISO_W | MAPP_US | MISO_W | Internal | Summer | B3 | 75 | 2635 | 1222.17 | 248.59 | 255.59 | 7 | 0
2035 | MAPP_US_2_MISO_W | MAPP_US | MISO_W | Internal | Summer | B4 | 100 | 2635 | 624.17 | 175.5 | 182.5 | 7 | 0
2035 | MAPP_US_2_MISO_W | MAPP_US | MISO_W | Internal | Summer | B5 | 200 | 2635 | 138.29 | 164.85 | 171.85 | 7 | 0
2035 | MAPP_US_2_MISO_W | MAPP_US | MISO_W | Internal | Summer | B6 | 300 | 2635 | 34.17 | 155.48 | 162.48 | 7 | 0
2035 | MAPP_US_2_MISO_W | MAPP_US | MISO_W | Internal | Summer | B7 | 400 | 2635 | 1069.15 | 144.31 | 151.31 | 7 | 0
2035 | MAPP_US_2_MISO_W | MAPP_US | MISO_W | Internal | Summer | B8 | 500 | 2635 | 1707.78 | 129.59 | 136.59 | 7 | 0
2035 | MAPP_US_2_MISO_W | MAPP_US | MISO_W | Internal | Summer | B9 | 800 | 2635 | 1202.89 | 129.57 | 136.57 | 7 | 0
2035 | MAPP_US_2_MISO_W | MAPP_US | MISO_W | Internal | Summer | B10 | 1262 | 2635 | 1439.4 | 104.59 | 111.59 | 7 | 0
2035 | MAPP_US_2_MISO_W | MAPP_US | MISO_W | Internal | Winter | B16 | 25 | 2635 | 2462.64 | 77.99 | 84.99 | 7 | 0
2035 | MAPP_US_2_MISO_W | MAPP_US | MISO_W | Internal | Winter | B17 | 100 | 2635 | 1785.8 | 111.48 | 118.48 | 7 | 0
2035 | MAPP_US_2_MISO_W | MAPP_US | MISO_W | Internal | Winter | B18 | 400 | 2635 | 2635 | 119.32 | 127.11 | 7 | 0.79
2035 | MAPP_US_2_MISO_W | MAPP_US | MISO_W | Internal | Winter | B19 | 700 | 2635 | 1853.57 | 119.32 | 126.32 | 7 | 0
2035 | MAPP_US_2_MISO_W | MAPP_US | MISO_W | Internal | Winter | B20 | 935 | 2635 | 0 | 77.99 | 78 | 7 | 0
2035 | MAPP_US_2_NE | MAPP_US | NE | Internal | Shoulder | B11 | 25 | 2000 | 2000 | 135.95 | 149.94 | 7 | 6.99
2035 | MAPP_US_2_NE | MAPP_US | NE | Internal | Shoulder | B12 | 200 | 2000 | 2000 | 131.14 | 140.55 | 7 | 2.41
2035 | MAPP_US_2_NE | MAPP_US | NE | Internal | Shoulder | B13 | 600 | 2000 | 2000 | 127.16 | 135.74 | 7 | 1.58
2035 | MAPP_US_2_NE | MAPP_US | NE | Internal | Shoulder | B14 | 900 | 2000 | 2000 | 104.08 | 118.07 | 7 | 6.99
2035 | MAPP_US_2_NE | MAPP_US | NE | Internal | Shoulder | B15 | 1203 | 2000 | 985.52 | 77.99 | 84.99 | 7 | 0
2035 | MAPP_US_2_NE | MAPP_US | NE | Internal | Summer | B1 | 10 | 2000 | 1983.35 | 249.23 | 256.23 | 7 | 0
2035 | MAPP_US_2_NE | MAPP_US | NE | Internal | Summer | B2 | 25 | 2000 | 1684.19 | 248.4 | 255.4 | 7 | 0
2035 | MAPP_US_2_NE | MAPP_US | NE | Internal | Summer | B3 | 75 | 2000 | 1653.31 | 248.59 | 255.59 | 7 | 0
2035 | MAPP_US_2_NE | MAPP_US | NE | Internal | Summer | B4 | 100 | 2000 | 2000 | 175.5 | 189.5 | 7 | 7
2035 | MAPP_US_2_NE | MAPP_US | NE | Internal | Summer | B5 | 200 | 2000 | 2000 | 164.85 | 175.89 | 7 | 4.04
2035 | MAPP_US_2_NE | MAPP_US | NE | Internal | Summer | B6 | 300 | 2000 | 2000 | 155.48 | 167.85 | 7 | 5.36
2035 | MAPP_US_2_NE | MAPP_US | NE | Internal | Summer | B7 | 400 | 2000 | 2000 | 144.31 | 158.31 | 7 | 7
2035 | MAPP_US_2_NE | MAPP_US | NE | Internal | Summer | B8 | 500 | 2000 | 2000 | 129.59 | 139.96 | 7 | 3.37
2035 | MAPP_US_2_NE | MAPP_US | NE | Internal | Summer | B9 | 800 | 2000 | 2000 | 129.57 | 139.96 | 7 | 3.38
2035 | MAPP_US_2_NE | MAPP_US | NE | Internal | Summer | B10 | 1262 | 2000 | 2000 | 104.59 | 118.58 | 7 | 6.99
2035 | MAPP_US_2_NE | MAPP_US | NE | Internal | Winter | B16 | 25 | 2000 | 2000 | 77.99 | 91.99 | 7 | 7
2035 | MAPP_US_2_NE | MAPP_US | NE | Internal | Winter | B17 | 100 | 2000 | 2000 | 111.48 | 125.48 | 7 | 7
2035 | MAPP_US_2_NE | MAPP_US | NE | Internal | Winter | B18 | 400 | 2000 | 2000 | 119.32 | 134.1 | 7 | 7.78
2035 | MAPP_US_2_NE | MAPP_US | NE | Internal | Winter | B19 | 700 | 2000 | 2000 | 119.32 | 127.78 | 7 | 1.46
2035 | MAPP_US_2_NE | MAPP_US | NE | Internal | Winter | B20 | 935 | 2000 | 1079.52 | 77.99 | 84.99 | 7 | 0
2035 | MARITIMES_2_NEISO | MARITIMES | NEISO | Internal | Shoulder | B11 | 25 | 99999 | 1720.66 | 57.44 | 57.45 | 0.01 | 0
2035 | MARITIMES_2_NEISO | MARITIMES | NEISO | Internal | Shoulder | B12 | 200 | 99999 | 1717.44 | 57.44 | 57.45 | 0.01 | 0
2035 | MARITIMES_2_NEISO | MARITIMES | NEISO | Internal | Shoulder | B13 | 600 | 99999 | 1704.78 | 57.44 | 57.45 | 0.01 | 0
2035 | MARITIMES_2_NEISO | MARITIMES | NEISO | Internal | Shoulder | B14 | 900 | 99999 | 1682.64 | 57.44 | 57.45 | 0.01 | 0
2035 | MARITIMES_2_NEISO | MARITIMES | NEISO | Internal | Shoulder | B15 | 1203 | 99999 | 648.08 | 57.44 | 57.45 | 0.01 | 0
2035 | MARITIMES_2_NEISO | MARITIMES | NEISO | Internal | Summer | B1 | 10 | 99999 | 1900.1 | 175.36 | 175.38 | 0.01 | 0
2035 | MARITIMES_2_NEISO | MARITIMES | NEISO | Internal | Summer | B2 | 25 | 99999 | 1878.84 | 220.75 | 220.76 | 0.01 | 0
2035 | MARITIMES_2_NEISO | MARITIMES | NEISO | Internal | Summer | B3 | 75 | 99999 | 1836.48 | 175.36 | 175.38 | 0.01 | 0
2035 | MARITIMES_2_NEISO | MARITIMES | NEISO | Internal | Summer | B4 | 100 | 99999 | 1800.07 | 150.89 | 150.9 | 0.01 | 0
2035 | MARITIMES_2_NEISO | MARITIMES | NEISO | Internal | Summer | B5 | 200 | 99999 | 1780.26 | 150.89 | 150.9 | 0.01 | 0
2035 | MARITIMES_2_NEISO | MARITIMES | NEISO | Internal | Summer | B6 | 300 | 99999 | 1757.92 | 144.66 | 144.67 | 0.01 | 0
2035 | MARITIMES_2_NEISO | MARITIMES | NEISO | Internal | Summer | B7 | 400 | 99999 | 1732.32 | 131.44 | 131.46 | 0.01 | 0
2035 | MARITIMES_2_NEISO | MARITIMES | NEISO | Internal | Summer | B8 | 500 | 99999 | 1712.2 | 131.44 | 131.46 | 0.01 | 0
2035 | MARITIMES_2_NEISO | MARITIMES | NEISO | Internal | Summer | B9 | 800 | 99999 | 1687.55 | 129.74 | 129.75 | 0.01 | 0
2035 | MARITIMES_2_NEISO | MARITIMES | NEISO | Internal | Summer | B10 | 1262 | 99999 | 465.16 | 129.74 | 129.75 | 0.01 | 0
2035 | MARITIMES_2_NEISO | MARITIMES | NEISO | Internal | Winter | B16 | 25 | 99999 | 1765.23 | 57.44 | 57.45 | 0.01 | 0
2035 | MARITIMES_2_NEISO | MARITIMES | NEISO | Internal | Winter | B17 | 100 | 99999 | 1747.34 | 57.44 | 57.45 | 0.01 | 0
2035 | MARITIMES_2_NEISO | MARITIMES | NEISO | Internal | Winter | B18 | 400 | 99999 | 1733.65 | 57.44 | 57.45 | 0.01 | 0
2035 | MARITIMES_2_NEISO | MARITIMES | NEISO | Internal | Winter | B19 | 700 | 99999 | 1708.15 | 57.44 | 57.45 | 0.01 | 0
2035 | MARITIMES_2_NEISO | MARITIMES | NEISO | Internal | Winter | B20 | 935 | 99999 | 723.43 | 57.44 | 57.45 | 0.01 | 0
2035 | MISO_IN_2_MISO_MI | MISO_IN | MISO_MI | Internal | Shoulder | B11 | 25 | 5021 | 677.61 | 138.22 | 138.23 | 0.01 | 0
2035 | MISO_IN_2_MISO_MI | MISO_IN | MISO_MI | Internal | Shoulder | B12 | 200 | 5021 | 0 | 138.22 | 138.21 | 0.01 | 0
2035 | MISO_IN_2_MISO_MI | MISO_IN | MISO_MI | Internal | Shoulder | B13 | 600 | 5021 | 0 | 138.22 | 138.21 | 0.01 | 0
2035 | MISO_IN_2_MISO_MI | MISO_IN | MISO_MI | Internal | Shoulder | B14 | 900 | 5021 | 0 | 138.15 | 138.14 | 0.01 | 0
2035 | MISO_IN_2_MISO_MI | MISO_IN | MISO_MI | Internal | Shoulder | B15 | 1203 | 5021 | 0 | 103.84 | 103.83 | 0.01 | 0
2035 | MISO_IN_2_MISO_MI | MISO_IN | MISO_MI | Internal | Summer | B1 | 10 | 5021 | 1025.77 | 255.4 | 255.41 | 0.01 | 0
2035 | MISO_IN_2_MISO_MI | MISO_IN | MISO_MI | Internal | Summer | B2 | 25 | 5021 | 381.78 | 254.09 | 254.1 | 0.01 | 0
2035 | MISO_IN_2_MISO_MI | MISO_IN | MISO_MI | Internal | Summer | B3 | 75 | 5021 | 849.77 | 233.2 | 233.21 | 0.01 | 0
2035 | MISO_IN_2_MISO_MI | MISO_IN | MISO_MI | Internal | Summer | B4 | 100 | 5021 | 1925.86 | 170.59 | 170.6 | 0.01 | 0
2035 | MISO_IN_2_MISO_MI | MISO_IN | MISO_MI | Internal | Summer | B5 | 200 | 5021 | 2136.71 | 159.5 | 159.51 | 0.01 | 0
2035 | MISO_IN_2_MISO_MI | MISO_IN | MISO_MI | Internal | Summer | B6 | 300 | 5021 | 2855.91 | 153.07 | 153.08 | 0.01 | 0
2035 | MISO_IN_2_MISO_MI | MISO_IN | MISO_MI | Internal | Summer | B7 | 400 | 5021 | 1980.59 | 136.77 | 136.78 | 0.01 | 0
2035 | MISO_IN_2_MISO_MI | MISO_IN | MISO_MI | Internal | Summer | B8 | 500 | 5021 | 0 | 136.77 | 136.6 | 0.01 | 0
2035 | MISO_IN_2_MISO_MI | MISO_IN | MISO_MI | Internal | Summer | B9 | 800 | 5021 | 0 | 136.77 | 136.6 | 0.01 | 0
2035 | MISO_IN_2_MISO_MI | MISO_IN | MISO_MI | Internal | Summer | B10 | 1262 | 5021 | 0 | 131.6 | 131.59 | 0.01 | 0
2035 | MISO_IN_2_MISO_MI | MISO_IN | MISO_MI | Internal | Winter | B16 | 25 | 5021 | 0 | 141.24 | 141.22 | 0.01 | 0
2035 | MISO_IN_2_MISO_MI | MISO_IN | MISO_MI | Internal | Winter | B17 | 100 | 5021 | 0 | 141.14 | 141.13 | 0.01 | 0
2035 | MISO_IN_2_MISO_MI | MISO_IN | MISO_MI | Internal | Winter | B18 | 400 | 5021 | 0 | 139.12 | 139.11 | 0.01 | 0
2035 | MISO_IN_2_MISO_MI | MISO_IN | MISO_MI | Internal | Winter | B19 | 700 | 5021 | 0 | 138.05 | 138.04 | 0.01 | 0
2035 | MISO_IN_2_MISO_MI | MISO_IN | MISO_MI | Internal | Winter | B20 | 935 | 5021 | 0 | 104.89 | 104.88 | 0.01 | 0
2035 | MISO_IN_2_MISO_MO-IL | MISO_IN | MISO_MO-IL | Internal | Shoulder | B11 | 25 | 5533 | 5533 | 138.22 | 142.97 | 0.01 | 4.74
2035 | MISO_IN_2_MISO_MO-IL | MISO_IN | MISO_MO-IL | Internal | Shoulder | B12 | 200 | 5533 | 0 | 138.22 | 138.21 | 0.01 | 0
2035 | MISO_IN_2_MISO_MO-IL | MISO_IN | MISO_MO-IL | Internal | Shoulder | B13 | 600 | 5533 | 0 | 138.22 | 138.21 | 0.01 | 0
2035 | MISO_IN_2_MISO_MO-IL | MISO_IN | MISO_MO-IL | Internal | Shoulder | B14 | 900 | 5533 | 0 | 138.15 | 137.15 | 0.01 | 0
2035 | MISO_IN_2_MISO_MO-IL | MISO_IN | MISO_MO-IL | Internal | Shoulder | B15 | 1203 | 5533 | 0 | 103.84 | 99.84 | 0.01 | 0
2035 | MISO_IN_2_MISO_MO-IL | MISO_IN | MISO_MO-IL | Internal | Summer | B1 | 10 | 5533 | 5430.97 | 255.4 | 255.41 | 0.01 | 0
2035 | MISO_IN_2_MISO_MO-IL | MISO_IN | MISO_MO-IL | Internal | Summer | B2 | 25 | 5533 | 5533 | 254.09 | 255.41 | 0.01 | 1.31
2035 | MISO_IN_2_MISO_MO-IL | MISO_IN | MISO_MO-IL | Internal | Summer | B3 | 75 | 5533 | 5533 | 233.2 | 255.41 | 0.01 | 22.2
2035 | MISO_IN_2_MISO_MO-IL | MISO_IN | MISO_MO-IL | Internal | Summer | B4 | 100 | 5533 | 5533 | 170.59 | 182.49 | 0.01 | 11.89
2035 | MISO_IN_2_MISO_MO-IL | MISO_IN | MISO_MO-IL | Internal | Summer | B5 | 200 | 5533 | 5533 | 159.5 | 169.18 | 0.01 | 9.68
2035 | MISO_IN_2_MISO_MO-IL | MISO_IN | MISO_MO-IL | Internal | Summer | B6 | 300 | 5533 | 5533 | 153.07 | 162.07 | 0.01 | 8.99
2035 | MISO_IN_2_MISO_MO-IL | MISO_IN | MISO_MO-IL | Internal | Summer | B7 | 400 | 5533 | 5533 | 136.77 | 151.3 | 0.01 | 14.52
2035 | MISO_IN_2_MISO_MO-IL | MISO_IN | MISO_MO-IL | Internal | Summer | B8 | 500 | 5533 | 1120.36 | 136.77 | 136.78 | 0.01 | 0
2035 | MISO_IN_2_MISO_MO-IL | MISO_IN | MISO_MO-IL | Internal | Summer | B9 | 800 | 5533 | 157.05 | 136.77 | 136.78 | 0.01 | 0
2035 | MISO_IN_2_MISO_MO-IL | MISO_IN | MISO_MO-IL | Internal | Summer | B10 | 1262 | 5533 | 0 | 131.6 | 131.59 | 0.01 | 0
2035 | MISO_IN_2_MISO_MO-IL | MISO_IN | MISO_MO-IL | Internal | Winter | B16 | 25 | 5533 | 0 | 141.24 | 141.22 | 0.01 | 0
2035 | MISO_IN_2_MISO_MO-IL | MISO_IN | MISO_MO-IL | Internal | Winter | B17 | 100 | 5533 | 0 | 141.14 | 141.13 | 0.01 | 0
2035 | MISO_IN_2_MISO_MO-IL | MISO_IN | MISO_MO-IL | Internal | Winter | B18 | 400 | 5533 | 0 | 139.12 | 139.11 | 0.01 | 0
2035 | MISO_IN_2_MISO_MO-IL | MISO_IN | MISO_MO-IL | Internal | Winter | B19 | 700 | 5533 | 0 | 138.05 | 137.49 | 0.01 | 0
2035 | MISO_IN_2_MISO_MO-IL | MISO_IN | MISO_MO-IL | Internal | Winter | B20 | 935 | 5533 | 0 | 104.89 | 100.89 | 0.01 | 0
2035 | MISO_IN_2_NonRTO_Midwest | MISO_IN | NonRTO_Midwest | Internal | Shoulder | B11 | 25 | 4800 | 249.69 | 138.22 | 146.22 | 8 | 0
2035 | MISO_IN_2_NonRTO_Midwest | MISO_IN | NonRTO_Midwest | Internal | Shoulder | B12 | 200 | 4800 | 0 | 138.22 | 141.91 | 8 | 0
2035 | MISO_IN_2_NonRTO_Midwest | MISO_IN | NonRTO_Midwest | Internal | Shoulder | B13 | 600 | 4800 | 0 | 138.22 | 136.27 | 8 | 0
2035 | MISO_IN_2_NonRTO_Midwest | MISO_IN | NonRTO_Midwest | Internal | Shoulder | B14 | 900 | 4800 | 0 | 138.15 | 136.27 | 8 | 0
2035 | MISO_IN_2_NonRTO_Midwest | MISO_IN | NonRTO_Midwest | Internal | Shoulder | B15 | 1203 | 4800 | 0 | 103.84 | 110.59 | 8 | 0
2035 | MISO_IN_2_NonRTO_Midwest | MISO_IN | NonRTO_Midwest | Internal | Summer | B1 | 10 | 4800 | 675.29 | 255.4 | 263.4 | 8 | 0
2035 | MISO_IN_2_NonRTO_Midwest | MISO_IN | NonRTO_Midwest | Internal | Summer | B2 | 25 | 4800 | 481.24 | 254.09 | 262.09 | 8 | 0
2035 | MISO_IN_2_NonRTO_Midwest | MISO_IN | NonRTO_Midwest | Internal | Summer | B3 | 75 | 4800 | 297.24 | 233.2 | 241.2 | 8 | 0
2035 | MISO_IN_2_NonRTO_Midwest | MISO_IN | NonRTO_Midwest | Internal | Summer | B4 | 100 | 4800 | 0 | 170.59 | 165.49 | 8 | 0
2035 | MISO_IN_2_NonRTO_Midwest | MISO_IN | NonRTO_Midwest | Internal | Summer | B5 | 200 | 4800 | 0 | 159.5 | 152.18 | 8 | 0
2035 | MISO_IN_2_NonRTO_Midwest | MISO_IN | NonRTO_Midwest | Internal | Summer | B6 | 300 | 4800 | 0 | 153.07 | 145.07 | 8 | 0
2035 | MISO_IN_2_NonRTO_Midwest | MISO_IN | NonRTO_Midwest | Internal | Summer | B7 | 400 | 4800 | 0 | 136.77 | 134.3 | 8 | 0
2035 | MISO_IN_2_NonRTO_Midwest | MISO_IN | NonRTO_Midwest | Internal | Summer | B8 | 500 | 4800 | 0 | 136.77 | 132.68 | 8 | 0
2035 | MISO_IN_2_NonRTO_Midwest | MISO_IN | NonRTO_Midwest | Internal | Summer | B9 | 800 | 4800 | 0 | 136.77 | 132.68 | 8 | 0
2035 | MISO_IN_2_NonRTO_Midwest | MISO_IN | NonRTO_Midwest | Internal | Summer | B10 | 1262 | 4800 | 0 | 131.6 | 123.6 | 8 | 0
2035 | MISO_IN_2_NonRTO_Midwest | MISO_IN | NonRTO_Midwest | Internal | Winter | B16 | 25 | 4800 | 413.16 | 141.24 | 149.24 | 8 | 0
2035 | MISO_IN_2_NonRTO_Midwest | MISO_IN | NonRTO_Midwest | Internal | Winter | B17 | 100 | 4800 | 0 | 141.14 | 145.22 | 8 | 0
2035 | MISO_IN_2_NonRTO_Midwest | MISO_IN | NonRTO_Midwest | Internal | Winter | B18 | 400 | 4800 | 0 | 139.12 | 136.17 | 8 | 0
2035 | MISO_IN_2_NonRTO_Midwest | MISO_IN | NonRTO_Midwest | Internal | Winter | B19 | 700 | 4800 | 0 | 138.05 | 136.17 | 8 | 0
2035 | MISO_IN_2_NonRTO_Midwest | MISO_IN | NonRTO_Midwest | Internal | Winter | B20 | 935 | 4800 | 0 | 104.89 | 111.8 | 8 | 0
2035 | MISO_IN_2_PJM_ROR | MISO_IN | PJM_ROR | Internal | Shoulder | B11 | 25 | 992 | 0 | 138.22 | 138.16 | 2 | 0
2035 | MISO_IN_2_PJM_ROR | MISO_IN | PJM_ROR | Internal | Shoulder | B12 | 200 | 992 | 0 | 138.22 | 138.16 | 2 | 0
2035 | MISO_IN_2_PJM_ROR | MISO_IN | PJM_ROR | Internal | Shoulder | B13 | 600 | 992 | 0 | 138.22 | 137.05 | 2 | 0
2035 | MISO_IN_2_PJM_ROR | MISO_IN | PJM_ROR | Internal | Shoulder | B14 | 900 | 992 | 0 | 138.15 | 136.35 | 2 | 0
2035 | MISO_IN_2_PJM_ROR | MISO_IN | PJM_ROR | Internal | Shoulder | B15 | 1203 | 992 | 0 | 103.84 | 101.84 | 2 | 0
2035 | MISO_IN_2_PJM_ROR | MISO_IN | PJM_ROR | Internal | Summer | B1 | 10 | 992 | 0 | 255.4 | 256.1 | 2 | 0
2035 | MISO_IN_2_PJM_ROR | MISO_IN | PJM_ROR | Internal | Summer | B2 | 25 | 992 | 992 | 254.09 | 256.1 | 2 | 0.01
2035 | MISO_IN_2_PJM_ROR | MISO_IN | PJM_ROR | Internal | Summer | B3 | 75 | 992 | 992 | 233.2 | 243.2 | 2 | 8
2035 | MISO_IN_2_PJM_ROR | MISO_IN | PJM_ROR | Internal | Summer | B4 | 100 | 992 | 992 | 170.59 | 180.5 | 2 | 7.91
2035 | MISO_IN_2_PJM_ROR | MISO_IN | PJM_ROR | Internal | Summer | B5 | 200 | 992 | 992 | 159.5 | 166.3 | 2 | 4.8
2035 | MISO_IN_2_PJM_ROR | MISO_IN | PJM_ROR | Internal | Summer | B6 | 300 | 992 | 992 | 153.07 | 155.66 | 2 | 0.59
2035 | MISO_IN_2_PJM_ROR | MISO_IN | PJM_ROR | Internal | Summer | B7 | 400 | 992 | 992 | 136.77 | 149.31 | 2 | 10.54
2035 | MISO_IN_2_PJM_ROR | MISO_IN | PJM_ROR | Internal | Summer | B8 | 500 | 992 | 0 | 136.77 | 138.59 | 2 | 0
2035 | MISO_IN_2_PJM_ROR | MISO_IN | PJM_ROR | Internal | Summer | B9 | 800 | 992 | 0 | 136.77 | 138.59 | 2 | 0
2035 | MISO_IN_2_PJM_ROR | MISO_IN | PJM_ROR | Internal | Summer | B10 | 1262 | 992 | 0 | 131.6 | 133.59 | 2 | 0
2035 | MISO_IN_2_PJM_ROR | MISO_IN | PJM_ROR | Internal | Winter | B16 | 25 | 992 | 0 | 141.24 | 139.56 | 2 | 0
2035 | MISO_IN_2_PJM_ROR | MISO_IN | PJM_ROR | Internal | Winter | B17 | 100 | 992 | 0 | 141.14 | 141.39 | 2 | 0
2035 | MISO_IN_2_PJM_ROR | MISO_IN | PJM_ROR | Internal | Winter | B18 | 400 | 992 | 0 | 139.12 | 137.12 | 2 | 0
2035 | MISO_IN_2_PJM_ROR | MISO_IN | PJM_ROR | Internal | Winter | B19 | 700 | 992 | 0 | 138.05 | 136.89 | 2 | 0
2035 | MISO_IN_2_PJM_ROR | MISO_IN | PJM_ROR | Internal | Winter | B20 | 935 | 992 | 0 | 104.89 | 102.89 | 2 | 0
2035 | MISO_MI_2_MISO_IN | MISO_MI | MISO_IN | Internal | Shoulder | B11 | 25 | 2066 | 0 | 138.23 | 138.22 | 0.01 | 0
2035 | MISO_MI_2_MISO_IN | MISO_MI | MISO_IN | Internal | Shoulder | B12 | 200 | 2066 | 1166.38 | 138.21 | 138.22 | 0.01 | 0
2035 | MISO_MI_2_MISO_IN | MISO_MI | MISO_IN | Internal | Shoulder | B13 | 600 | 2066 | 1523.13 | 138.21 | 138.22 | 0.01 | 0
2035 | MISO_MI_2_MISO_IN | MISO_MI | MISO_IN | Internal | Shoulder | B14 | 900 | 2066 | 463.28 | 138.14 | 138.15 | 0.01 | 0
2035 | MISO_MI_2_MISO_IN | MISO_MI | MISO_IN | Internal | Shoulder | B15 | 1203 | 2066 | 1240.3 | 103.83 | 103.84 | 0.01 | 0
2035 | MISO_MI_2_MISO_IN | MISO_MI | MISO_IN | Internal | Summer | B1 | 10 | 2066 | 0 | 255.41 | 255.4 | 0.01 | 0
2035 | MISO_MI_2_MISO_IN | MISO_MI | MISO_IN | Internal | Summer | B2 | 25 | 2066 | 0 | 254.1 | 254.09 | 0.01 | 0
2035 | MISO_MI_2_MISO_IN | MISO_MI | MISO_IN | Internal | Summer | B3 | 75 | 2066 | 0 | 233.21 | 233.2 | 0.01 | 0
2035 | MISO_MI_2_MISO_IN | MISO_MI | MISO_IN | Internal | Summer | B4 | 100 | 2066 | 0 | 170.6 | 170.59 | 0.01 | 0
2035 | MISO_MI_2_MISO_IN | MISO_MI | MISO_IN | Internal | Summer | B5 | 200 | 2066 | 0 | 159.51 | 159.5 | 0.01 | 0
2035 | MISO_MI_2_MISO_IN | MISO_MI | MISO_IN | Internal | Summer | B6 | 300 | 2066 | 0 | 153.08 | 153.07 | 0.01 | 0
2035 | MISO_MI_2_MISO_IN | MISO_MI | MISO_IN | Internal | Summer | B7 | 400 | 2066 | 0 | 136.78 | 136.77 | 0.01 | 0
2035 | MISO_MI_2_MISO_IN | MISO_MI | MISO_IN | Internal | Summer | B8 | 500 | 2066 | 2066 | 136.6 | 136.77 | 0.01 | 0.16
2035 | MISO_MI_2_MISO_IN | MISO_MI | MISO_IN | Internal | Summer | B9 | 800 | 2066 | 2066 | 136.6 | 136.77 | 0.01 | 0.16
2035 | MISO_MI_2_MISO_IN | MISO_MI | MISO_IN | Internal | Summer | B10 | 1262 | 2066 | 761.63 | 131.59 | 131.6 | 0.01 | 0
2035 | MISO_MI_2_MISO_IN | MISO_MI | MISO_IN | Internal | Winter | B16 | 25 | 2066 | 1030.82 | 141.22 | 141.24 | 0.01 | 0
2035 | MISO_MI_2_MISO_IN | MISO_MI | MISO_IN | Internal | Winter | B17 | 100 | 2066 | 460.28 | 141.13 | 141.14 | 0.01 | 0
2035 | MISO_MI_2_MISO_IN | MISO_MI | MISO_IN | Internal | Winter | B18 | 400 | 2066 | 312.48 | 139.11 | 139.12 | 0.01 | 0
2035 | MISO_MI_2_MISO_IN | MISO_MI | MISO_IN | Internal | Winter | B19 | 700 | 2066 | 0 | 138.04 | 138.05 | 0.01 | 0
2035 | MISO_MI_2_MISO_IN | MISO_MI | MISO_IN | Internal | Winter | B20 | 935 | 2066 | 1818.92 | 104.88 | 104.89 | 0.01 | 0
2035 | MISO_MI_2_MISO_WUMS | MISO_MI | MISO_WUMS | Internal | Shoulder | B11 | 25 | 1440 | 398.95 | 138.23 | 138.24 | 0.01 | 0
2035 | MISO_MI_2_MISO_WUMS | MISO_MI | MISO_WUMS | Internal | Shoulder | B12 | 200 | 1440 | 0 | 138.21 | 138.15 | 0.01 | 0
2035 | MISO_MI_2_MISO_WUMS | MISO_MI | MISO_WUMS | Internal | Shoulder | B13 | 600 | 1440 | 0 | 138.21 | 138.15 | 0.01 | 0
2035 | MISO_MI_2_MISO_WUMS | MISO_MI | MISO_WUMS | Internal | Shoulder | B14 | 900 | 1440 | 5.62 | 138.14 | 138.15 | 0.01 | 0
2035 | MISO_MI_2_MISO_WUMS | MISO_MI | MISO_WUMS | Internal | Shoulder | B15 | 1203 | 1440 | 672.41 | 103.83 | 103.84 | 0.01 | 0
2035 | MISO_MI_2_MISO_WUMS | MISO_MI | MISO_WUMS | Internal | Summer | B1 | 10 | 1440 | 117.04 | 255.41 | 255.42 | 0.01 | 0
2035 | MISO_MI_2_MISO_WUMS | MISO_MI | MISO_WUMS | Internal | Summer | B2 | 25 | 1440 | 67.97 | 254.1 | 254.11 | 0.01 | 0
2035 | MISO_MI_2_MISO_WUMS | MISO_MI | MISO_WUMS | Internal | Summer | B3 | 75 | 1440 | 1114.83 | 233.21 | 233.23 | 0.01 | 0
2035 | MISO_MI_2_MISO_WUMS | MISO_MI | MISO_WUMS | Internal | Summer | B4 | 100 | 1440 | 560.83 | 170.6 | 170.61 | 0.01 | 0
2035 | MISO_MI_2_MISO_WUMS | MISO_MI | MISO_WUMS | Internal | Summer | B5 | 200 | 1440 | 24.14 | 159.51 | 159.52 | 0.01 | 0
2035 | MISO_MI_2_MISO_WUMS | MISO_MI | MISO_WUMS | Internal | Summer | B6 | 300 | 1440 | 1440 | 153.08 | 153.66 | 0.01 | 0.57
2035 | MISO_MI_2_MISO_WUMS | MISO_MI | MISO_WUMS | Internal | Summer | B7 | 400 | 1440 | 1440 | 136.78 | 138.48 | 0.01 | 1.68
2035 | MISO_MI_2_MISO_WUMS | MISO_MI | MISO_WUMS | Internal | Summer | B8 | 500 | 1440 | 0 | 136.6 | 136.59 | 0.01 | 0
2035 | MISO_MI_2_MISO_WUMS | MISO_MI | MISO_WUMS | Internal | Summer | B9 | 800 | 1440 | 0 | 136.6 | 136.59 | 0.01 | 0
2035 | MISO_MI_2_MISO_WUMS | MISO_MI | MISO_WUMS | Internal | Summer | B10 | 1262 | 1440 | 978.49 | 131.59 | 131.6 | 0.01 | 0
2035 | MISO_MI_2_MISO_WUMS | MISO_MI | MISO_WUMS | Internal | Winter | B16 | 25 | 1440 | 0 | 141.22 | 141.11 | 0.01 | 0
2035 | MISO_MI_2_MISO_WUMS | MISO_MI | MISO_WUMS | Internal | Winter | B17 | 100 | 1440 | 0 | 141.13 | 141.11 | 0.01 | 0
2035 | MISO_MI_2_MISO_WUMS | MISO_MI | MISO_WUMS | Internal | Winter | B18 | 400 | 1440 | 799.96 | 139.11 | 139.12 | 0.01 | 0
2035 | MISO_MI_2_MISO_WUMS | MISO_MI | MISO_WUMS | Internal | Winter | B19 | 700 | 1440 | 1440 | 138.04 | 138.89 | 0.01 | 0.84
2035 | MISO_MI_2_MISO_WUMS | MISO_MI | MISO_WUMS | Internal | Winter | B20 | 935 | 1440 | 829.86 | 104.88 | 104.89 | 0.01 | 0
2035 | MISO_MI_2_PJM_ROR | MISO_MI | PJM_ROR | Internal | Shoulder | B11 | 25 | 1424 | 0 | 138.23 | 138.16 | 2 | 0
2035 | MISO_MI_2_PJM_ROR | MISO_MI | PJM_ROR | Internal | Shoulder | B12 | 200 | 1424 | 0 | 138.21 | 138.16 | 2 | 0
2035 | MISO_MI_2_PJM_ROR | MISO_MI | PJM_ROR | Internal | Shoulder | B13 | 600 | 1424 | 0 | 138.21 | 137.05 | 2 | 0
2035 | MISO_MI_2_PJM_ROR | MISO_MI | PJM_ROR | Internal | Shoulder | B14 | 900 | 1424 | 0 | 138.14 | 136.35 | 2 | 0
2035 | MISO_MI_2_PJM_ROR | MISO_MI | PJM_ROR | Internal | Shoulder | B15 | 1203 | 1424 | 0 | 103.83 | 101.84 | 2 | 0
2035 | MISO_MI_2_PJM_ROR | MISO_MI | PJM_ROR | Internal | Summer | B1 | 10 | 1424 | 0 | 255.41 | 256.1 | 2 | 0
2035 | MISO_MI_2_PJM_ROR | MISO_MI | PJM_ROR | Internal | Summer | B2 | 25 | 1424 | 588.92 | 254.1 | 256.1 | 2 | 0
2035 | MISO_MI_2_PJM_ROR | MISO_MI | PJM_ROR | Internal | Summer | B3 | 75 | 1424 | 1424 | 233.21 | 243.2 | 2 | 7.99
2035 | MISO_MI_2_PJM_ROR | MISO_MI | PJM_ROR | Internal | Summer | B4 | 100 | 1424 | 1424 | 170.6 | 180.5 | 2 | 7.9
2035 | MISO_MI_2_PJM_ROR | MISO_MI | PJM_ROR | Internal | Summer | B5 | 200 | 1424 | 1424 | 159.51 | 166.3 | 2 | 4.79
2035 | MISO_MI_2_PJM_ROR | MISO_MI | PJM_ROR | Internal | Summer | B6 | 300 | 1424 | 1424 | 153.08 | 155.66 | 2 | 0.58
2035 | MISO_MI_2_PJM_ROR | MISO_MI | PJM_ROR | Internal | Summer | B7 | 400 | 1424 | 1424 | 136.78 | 149.31 | 2 | 10.53
2035 | MISO_MI_2_PJM_ROR | MISO_MI | PJM_ROR | Internal | Summer | B8 | 500 | 1424 | 0 | 136.6 | 138.59 | 2 | 0
2035 | MISO_MI_2_PJM_ROR | MISO_MI | PJM_ROR | Internal | Summer | B9 | 800 | 1424 | 0 | 136.6 | 138.59 | 2 | 0
2035 | MISO_MI_2_PJM_ROR | MISO_MI | PJM_ROR | Internal | Summer | B10 | 1262 | 1424 | 875.75 | 131.59 | 133.59 | 2 | 0
2035 | MISO_MI_2_PJM_ROR | MISO_MI | PJM_ROR | Internal | Winter | B16 | 25 | 1424 | 0 | 141.22 | 139.56 | 2 | 0
2035 | MISO_MI_2_PJM_ROR | MISO_MI | PJM_ROR | Internal | Winter | B17 | 100 | 1424 | 0 | 141.13 | 141.39 | 2 | 0
2035 | MISO_MI_2_PJM_ROR | MISO_MI | PJM_ROR | Internal | Winter | B18 | 400 | 1424 | 0 | 139.11 | 137.12 | 2 | 0
2035 | MISO_MI_2_PJM_ROR | MISO_MI | PJM_ROR | Internal | Winter | B19 | 700 | 1424 | 0 | 138.04 | 136.89 | 2 | 0
2035 | MISO_MI_2_PJM_ROR | MISO_MI | PJM_ROR | Internal | Winter | B20 | 935 | 1424 | 0 | 104.88 | 102.89 | 2 | 0
2035 | MISO_MO-IL_2_ENT | MISO_MO-IL | ENT | Internal | Shoulder | B11 | 25 | 2540 | 1620.19 | 142.97 | 150.97 | 8 | 0
2035 | MISO_MO-IL_2_ENT | MISO_MO-IL | ENT | Internal | Shoulder | B12 | 200 | 2540 | 0 | 138.21 | 140.75 | 8 | 0
2035 | MISO_MO-IL_2_ENT | MISO_MO-IL | ENT | Internal | Shoulder | B13 | 600 | 2540 | 0 | 138.21 | 140.75 | 8 | 0
2035 | MISO_MO-IL_2_ENT | MISO_MO-IL | ENT | Internal | Shoulder | B14 | 900 | 2540 | 0 | 137.15 | 130.01 | 8 | 0
2035 | MISO_MO-IL_2_ENT | MISO_MO-IL | ENT | Internal | Shoulder | B15 | 1203 | 2540 | 0 | 99.84 | 93.59 | 8 | 0
2035 | MISO_MO-IL_2_ENT | MISO_MO-IL | ENT | Internal | Summer | B1 | 10 | 2540 | 0 | 255.41 | 261.1 | 8 | 0
2035 | MISO_MO-IL_2_ENT | MISO_MO-IL | ENT | Internal | Summer | B2 | 25 | 2540 | 0 | 255.41 | 258.74 | 8 | 0
2035 | MISO_MO-IL_2_ENT | MISO_MO-IL | ENT | Internal | Summer | B3 | 75 | 2540 | 0 | 255.41 | 254.52 | 8 | 0
2035 | MISO_MO-IL_2_ENT | MISO_MO-IL | ENT | Internal | Summer | B4 | 100 | 2540 | 0 | 182.49 | 174.49 | 8 | 0
2035 | MISO_MO-IL_2_ENT | MISO_MO-IL | ENT | Internal | Summer | B5 | 200 | 2540 | 0 | 169.18 | 166.3 | 8 | 0
2035 | MISO_MO-IL_2_ENT | MISO_MO-IL | ENT | Internal | Summer | B6 | 300 | 2540 | 0 | 162.07 | 162.07 | 8 | 0
2035 | MISO_MO-IL_2_ENT | MISO_MO-IL | ENT | Internal | Summer | B7 | 400 | 2540 | 0 | 151.3 | 151.3 | 8 | 0
2035 | MISO_MO-IL_2_ENT | MISO_MO-IL | ENT | Internal | Summer | B8 | 500 | 2540 | 0 | 136.78 | 139.24 | 8 | 0
2035 | MISO_MO-IL_2_ENT | MISO_MO-IL | ENT | Internal | Summer | B9 | 800 | 2540 | 0 | 136.78 | 139.24 | 8 | 0
2035 | MISO_MO-IL_2_ENT | MISO_MO-IL | ENT | Internal | Summer | B10 | 1262 | 2540 | 0 | 131.59 | 123.59 | 8 | 0
2035 | MISO_MO-IL_2_ENT | MISO_MO-IL | ENT | Internal | Winter | B16 | 25 | 2540 | 0 | 141.22 | 143.83 | 8 | 0
2035 | MISO_MO-IL_2_ENT | MISO_MO-IL | ENT | Internal | Winter | B17 | 100 | 2540 | 0 | 141.13 | 143.83 | 8 | 0
2035 | MISO_MO-IL_2_ENT | MISO_MO-IL | ENT | Internal | Winter | B18 | 400 | 2540 | 0 | 139.11 | 139.14 | 8 | 0
2035 | MISO_MO-IL_2_ENT | MISO_MO-IL | ENT | Internal | Winter | B19 | 700 | 2540 | 0 | 137.49 | 132.8 | 8 | 0
2035 | MISO_MO-IL_2_ENT | MISO_MO-IL | ENT | Internal | Winter | B20 | 935 | 2540 | 0 | 100.89 | 94.8 | 8 | 0
2035 | MISO_MO-IL_2_MISO_IN | MISO_MO-IL | MISO_IN | Internal | Shoulder | B11 | 25 | 2633 | 0 | 142.97 | 138.22 | 0.01 | 0
2035 | MISO_MO-IL_2_MISO_IN | MISO_MO-IL | MISO_IN | Internal | Shoulder | B12 | 200 | 2633 | 303.16 | 138.21 | 138.22 | 0.01 | 0
2035 | MISO_MO-IL_2_MISO_IN | MISO_MO-IL | MISO_IN | Internal | Shoulder | B13 | 600 | 2633 | 735.15 | 138.21 | 138.22 | 0.01 | 0
2035 | MISO_MO-IL_2_MISO_IN | MISO_MO-IL | MISO_IN | Internal | Shoulder | B14 | 900 | 2633 | 2633 | 137.15 | 138.15 | 0.01 | 0.99
2035 | MISO_MO-IL_2_MISO_IN | MISO_MO-IL | MISO_IN | Internal | Shoulder | B15 | 1203 | 2633 | 2633 | 99.84 | 103.84 | 0.01 | 3.99
2035 | MISO_MO-IL_2_MISO_IN | MISO_MO-IL | MISO_IN | Internal | Summer | B1 | 10 | 2633 | 0 | 255.41 | 255.4 | 0.01 | 0
2035 | MISO_MO-IL_2_MISO_IN | MISO_MO-IL | MISO_IN | Internal | Summer | B2 | 25 | 2633 | 0 | 255.41 | 254.09 | 0.01 | 0
2035 | MISO_MO-IL_2_MISO_IN | MISO_MO-IL | MISO_IN | Internal | Summer | B3 | 75 | 2633 | 0 | 255.41 | 233.2 | 0.01 | 0
2035 | MISO_MO-IL_2_MISO_IN | MISO_MO-IL | MISO_IN | Internal | Summer | B4 | 100 | 2633 | 0 | 182.49 | 170.59 | 0.01 | 0
2035 | MISO_MO-IL_2_MISO_IN | MISO_MO-IL | MISO_IN | Internal | Summer | B5 | 200 | 2633 | 0 | 169.18 | 159.5 | 0.01 | 0
2035 | MISO_MO-IL_2_MISO_IN | MISO_MO-IL | MISO_IN | Internal | Summer | B6 | 300 | 2633 | 0 | 162.07 | 153.07 | 0.01 | 0
2035 | MISO_MO-IL_2_MISO_IN | MISO_MO-IL | MISO_IN | Internal | Summer | B7 | 400 | 2633 | 0 | 151.3 | 136.77 | 0.01 | 0
2035 | MISO_MO-IL_2_MISO_IN | MISO_MO-IL | MISO_IN | Internal | Summer | B8 | 500 | 2633 | 0 | 136.78 | 136.77 | 0.01 | 0
2035 | MISO_MO-IL_2_MISO_IN | MISO_MO-IL | MISO_IN | Internal | Summer | B9 | 800 | 2633 | 0 | 136.78 | 136.77 | 0.01 | 0
2035 | MISO_MO-IL_2_MISO_IN | MISO_MO-IL | MISO_IN | Internal | Summer | B10 | 1262 | 2633 | 2349.58 | 131.59 | 131.6 | 0.01 | 0
2035 | MISO_MO-IL_2_MISO_IN | MISO_MO-IL | MISO_IN | Internal | Winter | B16 | 25 | 2633 | 899.31 | 141.22 | 141.24 | 0.01 | 0
2035 | MISO_MO-IL_2_MISO_IN | MISO_MO-IL | MISO_IN | Internal | Winter | B17 | 100 | 2633 | 2135.88 | 141.13 | 141.14 | 0.01 | 0
2035 | MISO_MO-IL_2_MISO_IN | MISO_MO-IL | MISO_IN | Internal | Winter | B18 | 400 | 2633 | 1214.51 | 139.11 | 139.12 | 0.01 | 0
2035 | MISO_MO-IL_2_MISO_IN | MISO_MO-IL | MISO_IN | Internal | Winter | B19 | 700 | 2633 | 2633 | 137.49 | 138.05 | 0.01 | 0.54
2035 | MISO_MO-IL_2_MISO_IN | MISO_MO-IL | MISO_IN | Internal | Winter | B20 | 935 | 2633 | 2633 | 100.89 | 104.89 | 0.01 | 3.99
2035 | MISO_MO-IL_2_MISO_W | MISO_MO-IL | MISO_W | Internal | Shoulder | B11 | 25 | 1075 | 0 | 142.97 | 142.95 | 0.01 | 0
2035 | MISO_MO-IL_2_MISO_W | MISO_MO-IL | MISO_W | Internal | Shoulder | B12 | 200 | 1075 | 0 | 138.21 | 138.14 | 0.01 | 0
2035 | MISO_MO-IL_2_MISO_W | MISO_MO-IL | MISO_W | Internal | Shoulder | B13 | 600 | 1075 | 0 | 138.21 | 134.16 | 0.01 | 0
2035 | MISO_MO-IL_2_MISO_W | MISO_MO-IL | MISO_W | Internal | Shoulder | B14 | 900 | 1075 | 0 | 137.15 | 111.08 | 0.01 | 0
2035 | MISO_MO-IL_2_MISO_W | MISO_MO-IL | MISO_W | Internal | Shoulder | B15 | 1203 | 1075 | 0 | 99.84 | 77.99 | 0.01 | 0
2035 | MISO_MO-IL_2_MISO_W | MISO_MO-IL | MISO_W | Internal | Summer | B1 | 10 | 1075 | 1075 | 255.41 | 255.59 | 0.01 | 0.17
2035 | MISO_MO-IL_2_MISO_W | MISO_MO-IL | MISO_W | Internal | Summer | B2 | 25 | 1075 | 0 | 255.41 | 255.4 | 0.01 | 0
2035 | MISO_MO-IL_2_MISO_W | MISO_MO-IL | MISO_W | Internal | Summer | B3 | 75 | 1075 | 1075 | 255.41 | 255.59 | 0.01 | 0.17
2035 | MISO_MO-IL_2_MISO_W | MISO_MO-IL | MISO_W | Internal | Summer | B4 | 100 | 1075 | 40.97 | 182.49 | 182.5 | 0.01 | 0
2035 | MISO_MO-IL_2_MISO_W | MISO_MO-IL | MISO_W | Internal | Summer | B5 | 200 | 1075 | 1075 | 169.18 | 171.85 | 0.01 | 2.65
2035 | MISO_MO-IL_2_MISO_W | MISO_MO-IL | MISO_W | Internal | Summer | B6 | 300 | 1075 | 1075 | 162.07 | 162.48 | 0.01 | 0.41
2035 | MISO_MO-IL_2_MISO_W | MISO_MO-IL | MISO_W | Internal | Summer | B7 | 400 | 1075 | 339.26 | 151.3 | 151.31 | 0.01 | 0
2035 | MISO_MO-IL_2_MISO_W | MISO_MO-IL | MISO_W | Internal | Summer | B8 | 500 | 1075 | 0 | 136.78 | 136.59 | 0.01 | 0
2035 | MISO_MO-IL_2_MISO_W | MISO_MO-IL | MISO_W | Internal | Summer | B9 | 800 | 1075 | 0 | 136.78 | 136.57 | 0.01 | 0
2035 | MISO_MO-IL_2_MISO_W | MISO_MO-IL | MISO_W | Internal | Summer | B10 | 1262 | 1075 | 0 | 131.59 | 111.59 | 0.01 | 0
2035 | MISO_MO-IL_2_MISO_W | MISO_MO-IL | MISO_W | Internal | Winter | B16 | 25 | 1075 | 0 | 141.22 | 84.99 | 0.01 | 0
2035 | MISO_MO-IL_2_MISO_W | MISO_MO-IL | MISO_W | Internal | Winter | B17 | 100 | 1075 | 0 | 141.13 | 118.48 | 0.01 | 0
2035 | MISO_MO-IL_2_MISO_W | MISO_MO-IL | MISO_W | Internal | Winter | B18 | 400 | 1075 | 0 | 139.11 | 127.11 | 0.01 | 0
2035 | MISO_MO-IL_2_MISO_W | MISO_MO-IL | MISO_W | Internal | Winter | B19 | 700 | 1075 | 0 | 137.49 | 126.32 | 0.01 | 0
2035 | MISO_MO-IL_2_MISO_W | MISO_MO-IL | MISO_W | Internal | Winter | B20 | 935 | 1075 | 0 | 100.89 | 78 | 0.01 | 0
2035 | MISO_MO-IL_2_PJM_ROR | MISO_MO-IL | PJM_ROR | Internal | Shoulder | B11 | 25 | 1212 | 0 | 142.97 | 138.16 | 2 | 0
2035 | MISO_MO-IL_2_PJM_ROR | MISO_MO-IL | PJM_ROR | Internal | Shoulder | B12 | 200 | 1212 | 0 | 138.21 | 138.16 | 2 | 0
2035 | MISO_MO-IL_2_PJM_ROR | MISO_MO-IL | PJM_ROR | Internal | Shoulder | B13 | 600 | 1212 | 0 | 138.21 | 137.05 | 2 | 0
2035 | MISO_MO-IL_2_PJM_ROR | MISO_MO-IL | PJM_ROR | Internal | Shoulder | B14 | 900 | 1212 | 0 | 137.15 | 136.35 | 2 | 0
2035 | MISO_MO-IL_2_PJM_ROR | MISO_MO-IL | PJM_ROR | Internal | Shoulder | B15 | 1203 | 1212 | 497.13 | 99.84 | 101.84 | 2 | 0
2035 | MISO_MO-IL_2_PJM_ROR | MISO_MO-IL | PJM_ROR | Internal | Summer | B1 | 10 | 1212 | 0 | 255.41 | 256.1 | 2 | 0
2035 | MISO_MO-IL_2_PJM_ROR | MISO_MO-IL | PJM_ROR | Internal | Summer | B2 | 25 | 1212 | 0 | 255.41 | 256.1 | 2 | 0
2035 | MISO_MO-IL_2_PJM_ROR | MISO_MO-IL | PJM_ROR | Internal | Summer | B3 | 75 | 1212 | 0 | 255.41 | 243.2 | 2 | 0
2035 | MISO_MO-IL_2_PJM_ROR | MISO_MO-IL | PJM_ROR | Internal | Summer | B4 | 100 | 1212 | 0 | 182.49 | 180.5 | 2 | 0
2035 | MISO_MO-IL_2_PJM_ROR | MISO_MO-IL | PJM_ROR | Internal | Summer | B5 | 200 | 1212 | 0 | 169.18 | 166.3 | 2 | 0
2035 | MISO_MO-IL_2_PJM_ROR | MISO_MO-IL | PJM_ROR | Internal | Summer | B6 | 300 | 1212 | 0 | 162.07 | 155.66 | 2 | 0
2035 | MISO_MO-IL_2_PJM_ROR | MISO_MO-IL | PJM_ROR | Internal | Summer | B7 | 400 | 1212 | 0 | 151.3 | 149.31 | 2 | 0
2035 | MISO_MO-IL_2_PJM_ROR | MISO_MO-IL | PJM_ROR | Internal | Summer | B8 | 500 | 1212 | 0 | 136.78 | 138.59 | 2 | 0
2035 | MISO_MO-IL_2_PJM_ROR | MISO_MO-IL | PJM_ROR | Internal | Summer | B9 | 800 | 1212 | 0 | 136.78 | 138.59 | 2 | 0
2035 | MISO_MO-IL_2_PJM_ROR | MISO_MO-IL | PJM_ROR | Internal | Summer | B10 | 1262 | 1212 | 1055.29 | 131.59 | 133.59 | 2 | 0
2035 | MISO_MO-IL_2_PJM_ROR | MISO_MO-IL | PJM_ROR | Internal | Winter | B16 | 25 | 1212 | 0 | 141.22 | 139.56 | 2 | 0
2035 | MISO_MO-IL_2_PJM_ROR | MISO_MO-IL | PJM_ROR | Internal | Winter | B17 | 100 | 1212 | 0 | 141.13 | 141.39 | 2 | 0
2035 | MISO_MO-IL_2_PJM_ROR | MISO_MO-IL | PJM_ROR | Internal | Winter | B18 | 400 | 1212 | 0 | 139.11 | 137.12 | 2 | 0
2035 | MISO_MO-IL_2_PJM_ROR | MISO_MO-IL | PJM_ROR | Internal | Winter | B19 | 700 | 1212 | 0 | 137.49 | 136.89 | 2 | 0
2035 | MISO_MO-IL_2_PJM_ROR | MISO_MO-IL | PJM_ROR | Internal | Winter | B20 | 935 | 1212 | 308.73 | 100.89 | 102.89 | 2 | 0
2035 | MISO_MO-IL_2_SPP_N | MISO_MO-IL | SPP_N | Internal | Shoulder | B11 | 25 | 2000 | 0 | 142.97 | 149.95 | 8 | 0
2035 | MISO_MO-IL_2_SPP_N | MISO_MO-IL | SPP_N | Internal | Shoulder | B12 | 200 | 2000 | 0 | 138.21 | 140.56 | 8 | 0
2035 | MISO_MO-IL_2_SPP_N | MISO_MO-IL | SPP_N | Internal | Shoulder | B13 | 600 | 2000 | 0 | 138.21 | 135.75 | 8 | 0
2035 | MISO_MO-IL_2_SPP_N | MISO_MO-IL | SPP_N | Internal | Shoulder | B14 | 900 | 2000 | 0 | 137.15 | 118.08 | 8 | 0
2035 | MISO_MO-IL_2_SPP_N | MISO_MO-IL | SPP_N | Internal | Shoulder | B15 | 1203 | 2000 | 0 | 99.84 | 74.19 | 8 | 0
2035 | MISO_MO-IL_2_SPP_N | MISO_MO-IL | SPP_N | Internal | Summer | B1 | 10 | 2000 | 0 | 255.41 | 250.59 | 8 | 0
2035 | MISO_MO-IL_2_SPP_N | MISO_MO-IL | SPP_N | Internal | Summer | B2 | 25 | 2000 | 0 | 255.41 | 253.74 | 8 | 0
2035 | MISO_MO-IL_2_SPP_N | MISO_MO-IL | SPP_N | Internal | Summer | B3 | 75 | 2000 | 0 | 255.41 | 251.76 | 8 | 0
2035 | MISO_MO-IL_2_SPP_N | MISO_MO-IL | SPP_N | Internal | Summer | B4 | 100 | 2000 | 0 | 182.49 | 177.49 | 8 | 0
2035 | MISO_MO-IL_2_SPP_N | MISO_MO-IL | SPP_N | Internal | Summer | B5 | 200 | 2000 | 0 | 169.18 | 169.83 | 8 | 0
2035 | MISO_MO-IL_2_SPP_N | MISO_MO-IL | SPP_N | Internal | Summer | B6 | 300 | 2000 | 0 | 162.07 | 165.22 | 8 | 0
2035 | MISO_MO-IL_2_SPP_N | MISO_MO-IL | SPP_N | Internal | Summer | B7 | 400 | 2000 | 0 | 151.3 | 158.31 | 8 | 0
2035 | MISO_MO-IL_2_SPP_N | MISO_MO-IL | SPP_N | Internal | Summer | B8 | 500 | 2000 | 0 | 136.78 | 139.97 | 8 | 0
2035 | MISO_MO-IL_2_SPP_N | MISO_MO-IL | SPP_N | Internal | Summer | B9 | 800 | 2000 | 0 | 136.78 | 139.97 | 8 | 0
2035 | MISO_MO-IL_2_SPP_N | MISO_MO-IL | SPP_N | Internal | Summer | B10 | 1262 | 2000 | 0 | 131.59 | 118.59 | 8 | 0
2035 | MISO_MO-IL_2_SPP_N | MISO_MO-IL | SPP_N | Internal | Winter | B16 | 25 | 2000 | 0 | 141.22 | 136.22 | 8 | 0
2035 | MISO_MO-IL_2_SPP_N | MISO_MO-IL | SPP_N | Internal | Winter | B17 | 100 | 2000 | 0 | 141.13 | 125.5 | 8 | 0
2035 | MISO_MO-IL_2_SPP_N | MISO_MO-IL | SPP_N | Internal | Winter | B18 | 400 | 2000 | 0 | 139.11 | 134.11 | 8 | 0
2035 | MISO_MO-IL_2_SPP_N | MISO_MO-IL | SPP_N | Internal | Winter | B19 | 700 | 2000 | 0 | 137.49 | 127.8 | 8 | 0
2035 | MISO_MO-IL_2_SPP_N | MISO_MO-IL | SPP_N | Internal | Winter | B20 | 935 | 2000 | 0 | 100.89 | 73.56 | 8 | 0
2035 | MISO_MO-IL_2_TVA_Transmission | MISO_MO-IL | TVA_Transmission | Internal | Shoulder | B11 | 25 | 4000 | 0 | 142.97 | 143.59 | 8 | 0
2035 | MISO_MO-IL_2_TVA_Transmission | MISO_MO-IL | TVA_Transmission | Internal | Shoulder | B12 | 200 | 4000 | 0 | 138.21 | 137.99 | 8 | 0
2035 | MISO_MO-IL_2_TVA_Transmission | MISO_MO-IL | TVA_Transmission | Internal | Shoulder | B13 | 600 | 4000 | 0 | 138.21 | 137.3 | 8 | 0
2035 | MISO_MO-IL_2_TVA_Transmission | MISO_MO-IL | TVA_Transmission | Internal | Shoulder | B14 | 900 | 4000 | 0 | 137.15 | 137.3 | 8 | 0
2035 | MISO_MO-IL_2_TVA_Transmission | MISO_MO-IL | TVA_Transmission | Internal | Shoulder | B15 | 1203 | 4000 | 0 | 99.84 | 101.59 | 8 | 0
2035 | MISO_MO-IL_2_TVA_Transmission | MISO_MO-IL | TVA_Transmission | Internal | Summer | B1 | 10 | 4000 | 1383.28 | 255.41 | 263.41 | 8 | 0
2035 | MISO_MO-IL_2_TVA_Transmission | MISO_MO-IL | TVA_Transmission | Internal | Summer | B2 | 25 | 4000 | 592.45 | 255.41 | 263.41 | 8 | 0
2035 | MISO_MO-IL_2_TVA_Transmission | MISO_MO-IL | TVA_Transmission | Internal | Summer | B3 | 75 | 4000 | 0 | 255.41 | 249.2 | 8 | 0
2035 | MISO_MO-IL_2_TVA_Transmission | MISO_MO-IL | TVA_Transmission | Internal | Summer | B4 | 100 | 4000 | 0 | 182.49 | 173.49 | 8 | 0
2035 | MISO_MO-IL_2_TVA_Transmission | MISO_MO-IL | TVA_Transmission | Internal | Summer | B5 | 200 | 4000 | 0 | 169.18 | 160.18 | 8 | 0
2035 | MISO_MO-IL_2_TVA_Transmission | MISO_MO-IL | TVA_Transmission | Internal | Summer | B6 | 300 | 4000 | 0 | 162.07 | 153.07 | 8 | 0
2035 | MISO_MO-IL_2_TVA_Transmission | MISO_MO-IL | TVA_Transmission | Internal | Summer | B7 | 400 | 4000 | 0 | 151.3 | 142.3 | 8 | 0
2035 | MISO_MO-IL_2_TVA_Transmission | MISO_MO-IL | TVA_Transmission | Internal | Summer | B8 | 500 | 4000 | 0 | 136.78 | 140.68 | 8 | 0
2035 | MISO_MO-IL_2_TVA_Transmission | MISO_MO-IL | TVA_Transmission | Internal | Summer | B9 | 800 | 4000 | 0 | 136.78 | 140.68 | 8 | 0
2035 | MISO_MO-IL_2_TVA_Transmission | MISO_MO-IL | TVA_Transmission | Internal | Summer | B10 | 1262 | 4000 | 0 | 131.59 | 124.59 | 8 | 0
2035 | MISO_MO-IL_2_TVA_Transmission | MISO_MO-IL | TVA_Transmission | Internal | Winter | B16 | 25 | 4000 | 0 | 141.22 | 145.15 | 8 | 0
2035 | MISO_MO-IL_2_TVA_Transmission | MISO_MO-IL | TVA_Transmission | Internal | Winter | B17 | 100 | 4000 | 0 | 141.13 | 144.73 | 8 | 0
2035 | MISO_MO-IL_2_TVA_Transmission | MISO_MO-IL | TVA_Transmission | Internal | Winter | B18 | 400 | 4000 | 0 | 139.11 | 137.12 | 8 | 0
2035 | MISO_MO-IL_2_TVA_Transmission | MISO_MO-IL | TVA_Transmission | Internal | Winter | B19 | 700 | 4000 | 0 | 137.49 | 137.12 | 8 | 0
2035 | MISO_MO-IL_2_TVA_Transmission | MISO_MO-IL | TVA_Transmission | Internal | Winter | B20 | 935 | 4000 | 0 | 100.89 | 102.8 | 8 | 0
2035 | MISO_W_2_IESO | MISO_W | IESO | Internal | Shoulder | B11 | 25 | 90 | 0 | 142.95 | 53.45 | 8 | 0
2035 | MISO_W_2_IESO | MISO_W | IESO | Internal | Shoulder | B12 | 200 | 90 | 0 | 138.14 | 53.45 | 8 | 0
2035 | MISO_W_2_IESO | MISO_W | IESO | Internal | Shoulder | B13 | 600 | 90 | 0 | 134.16 | 53.45 | 8 | 0
2035 | MISO_W_2_IESO | MISO_W | IESO | Internal | Shoulder | B14 | 900 | 90 | 0 | 111.08 | 53.45 | 8 | 0
2035 | MISO_W_2_IESO | MISO_W | IESO | Internal | Shoulder | B15 | 1203 | 90 | 0 | 77.99 | 53.45 | 8 | 0
2035 | MISO_W_2_IESO | MISO_W | IESO | Internal | Summer | B1 | 10 | 90 | 0 | 255.59 | 127.46 | 8 | 0
2035 | MISO_W_2_IESO | MISO_W | IESO | Internal | Summer | B2 | 25 | 90 | 0 | 255.4 | 150.33 | 8 | 0
2035 | MISO_W_2_IESO | MISO_W | IESO | Internal | Summer | B3 | 75 | 90 | 0 | 255.59 | 150.17 | 8 | 0
2035 | MISO_W_2_IESO | MISO_W | IESO | Internal | Summer | B4 | 100 | 90 | 0 | 182.5 | 71.54 | 8 | 0
2035 | MISO_W_2_IESO | MISO_W | IESO | Internal | Summer | B5 | 200 | 90 | 0 | 171.85 | 49.92 | 8 | 0
2035 | MISO_W_2_IESO | MISO_W | IESO | Internal | Summer | B6 | 300 | 90 | 0 | 162.48 | 49.92 | 8 | 0
2035 | MISO_W_2_IESO | MISO_W | IESO | Internal | Summer | B7 | 400 | 90 | 0 | 151.31 | 49.92 | 8 | 0
2035 | MISO_W_2_IESO | MISO_W | IESO | Internal | Summer | B8 | 500 | 90 | 0 | 136.59 | 49.92 | 8 | 0
2035 | MISO_W_2_IESO | MISO_W | IESO | Internal | Summer | B9 | 800 | 90 | 0 | 136.57 | 49.92 | 8 | 0
2035 | MISO_W_2_IESO | MISO_W | IESO | Internal | Summer | B10 | 1262 | 90 | 0 | 111.59 | 49.92 | 8 | 0
2035 | MISO_W_2_IESO | MISO_W | IESO | Internal | Winter | B16 | 25 | 90 | 0 | 84.99 | 53.45 | 8 | 0
2035 | MISO_W_2_IESO | MISO_W | IESO | Internal | Winter | B17 | 100 | 90 | 0 | 118.48 | 53.45 | 8 | 0
2035 | MISO_W_2_IESO | MISO_W | IESO | Internal | Winter | B18 | 400 | 90 | 0 | 127.11 | 53.45 | 8 | 0
2035 | MISO_W_2_IESO | MISO_W | IESO | Internal | Winter | B19 | 700 | 90 | 0 | 126.32 | 53.45 | 8 | 0
2035 | MISO_W_2_IESO | MISO_W | IESO | Internal | Winter | B20 | 935 | 90 | 0 | 78 | 53.45 | 8 | 0
2035 | MISO_W_2_MAPP_CA | MISO_W | MAPP_CA | Internal | Shoulder | B11 | 25 | 926 | 0 | 142.95 | 77.98 | 0.01 | 0
2035 | MISO_W_2_MAPP_CA | MISO_W | MAPP_CA | Internal | Shoulder | B12 | 200 | 926 | 0 | 138.14 | 77.98 | 0.01 | 0
2035 | MISO_W_2_MAPP_CA | MISO_W | MAPP_CA | Internal | Shoulder | B13 | 600 | 926 | 0 | 134.16 | 77.98 | 0.01 | 0
2035 | MISO_W_2_MAPP_CA | MISO_W | MAPP_CA | Internal | Shoulder | B14 | 900 | 926 | 0 | 111.08 | 77.98 | 0.01 | 0
2035 | MISO_W_2_MAPP_CA | MISO_W | MAPP_CA | Internal | Shoulder | B15 | 1203 | 926 | 0 | 77.99 | 77.98 | 0.01 | 0
2035 | MISO_W_2_MAPP_CA | MISO_W | MAPP_CA | Internal | Summer | B1 | 10 | 926 | 0 | 255.59 | 56.92 | 0.01 | 0
2035 | MISO_W_2_MAPP_CA | MISO_W | MAPP_CA | Internal | Summer | B2 | 25 | 926 | 0 | 255.4 | 56.92 | 0.01 | 0
2035 | MISO_W_2_MAPP_CA | MISO_W | MAPP_CA | Internal | Summer | B3 | 75 | 926 | 0 | 255.59 | 56.92 | 0.01 | 0
2035 | MISO_W_2_MAPP_CA | MISO_W | MAPP_CA | Internal | Summer | B4 | 100 | 926 | 0 | 182.5 | 56.92 | 0.01 | 0
2035 | MISO_W_2_MAPP_CA | MISO_W | MAPP_CA | Internal | Summer | B5 | 200 | 926 | 0 | 171.85 | 56.92 | 0.01 | 0
2035 | MISO_W_2_MAPP_CA | MISO_W | MAPP_CA | Internal | Summer | B6 | 300 | 926 | 0 | 162.48 | 56.92 | 0.01 | 0
2035 | MISO_W_2_MAPP_CA | MISO_W | MAPP_CA | Internal | Summer | B7 | 400 | 926 | 0 | 151.31 | 56.92 | 0.01 | 0
2035 | MISO_W_2_MAPP_CA | MISO_W | MAPP_CA | Internal | Summer | B8 | 500 | 926 | 0 | 136.59 | 56.92 | 0.01 | 0
2035 | MISO_W_2_MAPP_CA | MISO_W | MAPP_CA | Internal | Summer | B9 | 800 | 926 | 0 | 136.57 | 56.92 | 0.01 | 0
2035 | MISO_W_2_MAPP_CA | MISO_W | MAPP_CA | Internal | Summer | B10 | 1262 | 926 | 0 | 111.59 | 56.92 | 0.01 | 0
2035 | MISO_W_2_MAPP_CA | MISO_W | MAPP_CA | Internal | Winter | B16 | 25 | 926 | 0 | 84.99 | 77.99 | 0.01 | 0
2035 | MISO_W_2_MAPP_CA | MISO_W | MAPP_CA | Internal | Winter | B17 | 100 | 926 | 0 | 118.48 | 77.99 | 0.01 | 0
2035 | MISO_W_2_MAPP_CA | MISO_W | MAPP_CA | Internal | Winter | B18 | 400 | 926 | 0 | 127.11 | 77.99 | 0.01 | 0
2035 | MISO_W_2_MAPP_CA | MISO_W | MAPP_CA | Internal | Winter | B19 | 700 | 926 | 0 | 126.32 | 77.99 | 0.01 | 0
2035 | MISO_W_2_MAPP_CA | MISO_W | MAPP_CA | Internal | Winter | B20 | 935 | 926 | 0 | 78 | 77.99 | 0.01 | 0
2035 | MISO_W_2_MISO_MO-IL | MISO_W | MISO_MO-IL | Internal | Shoulder | B11 | 25 | 3915 | 226.32 | 142.95 | 142.97 | 0.01 | 0
2035 | MISO_W_2_MISO_MO-IL | MISO_W | MISO_MO-IL | Internal | Shoulder | B12 | 200 | 3915 | 3915 | 138.14 | 138.21 | 0.01 | 0.05
2035 | MISO_W_2_MISO_MO-IL | MISO_W | MISO_MO-IL | Internal | Shoulder | B13 | 600 | 3915 | 3915 | 134.16 | 138.21 | 0.01 | 4.03
2035 | MISO_W_2_MISO_MO-IL | MISO_W | MISO_MO-IL | Internal | Shoulder | B14 | 900 | 3915 | 3915 | 111.08 | 137.15 | 0.01 | 26.06
2035 | MISO_W_2_MISO_MO-IL | MISO_W | MISO_MO-IL | Internal | Shoulder | B15 | 1203 | 3915 | 3915 | 77.99 | 99.84 | 0.01 | 21.83
2035 | MISO_W_2_MISO_MO-IL | MISO_W | MISO_MO-IL | Internal | Summer | B1 | 10 | 3915 | 0 | 255.59 | 255.41 | 0.01 | 0
2035 | MISO_W_2_MISO_MO-IL | MISO_W | MISO_MO-IL | Internal | Summer | B2 | 25 | 3915 | 1388.44 | 255.4 | 255.41 | 0.01 | 0
2035 | MISO_W_2_MISO_MO-IL | MISO_W | MISO_MO-IL | Internal | Summer | B3 | 75 | 3915 | 0 | 255.59 | 255.41 | 0.01 | 0
2035 | MISO_W_2_MISO_MO-IL | MISO_W | MISO_MO-IL | Internal | Summer | B4 | 100 | 3915 | 0 | 182.5 | 182.49 | 0.01 | 0
2035 | MISO_W_2_MISO_MO-IL | MISO_W | MISO_MO-IL | Internal | Summer | B5 | 200 | 3915 | 0 | 171.85 | 169.18 | 0.01 | 0
2035 | MISO_W_2_MISO_MO-IL | MISO_W | MISO_MO-IL | Internal | Summer | B6 | 300 | 3915 | 0 | 162.48 | 162.07 | 0.01 | 0
2035 | MISO_W_2_MISO_MO-IL | MISO_W | MISO_MO-IL | Internal | Summer | B7 | 400 | 3915 | 0 | 151.31 | 151.3 | 0.01 | 0
2035 | MISO_W_2_MISO_MO-IL | MISO_W | MISO_MO-IL | Internal | Summer | B8 | 500 | 3915 | 3915 | 136.59 | 136.78 | 0.01 | 0.18
2035 | MISO_W_2_MISO_MO-IL | MISO_W | MISO_MO-IL | Internal | Summer | B9 | 800 | 3915 | 3915 | 136.57 | 136.78 | 0.01 | 0.19
2035 | MISO_W_2_MISO_MO-IL | MISO_W | MISO_MO-IL | Internal | Summer | B10 | 1262 | 3915 | 3915 | 111.59 | 131.59 | 0.01 | 19.99
2035 | MISO_W_2_MISO_MO-IL | MISO_W | MISO_MO-IL | Internal | Winter | B16 | 25 | 3915 | 3915 | 84.99 | 141.22 | 0.01 | 56.22
2035 | MISO_W_2_MISO_MO-IL | MISO_W | MISO_MO-IL | Internal | Winter | B17 | 100 | 3915 | 3915 | 118.48 | 141.13 | 0.01 | 22.63
2035 | MISO_W_2_MISO_MO-IL | MISO_W | MISO_MO-IL | Internal | Winter | B18 | 400 | 3915 | 3915 | 127.11 | 139.11 | 0.01 | 11.99
2035 | MISO_W_2_MISO_MO-IL | MISO_W | MISO_MO-IL | Internal | Winter | B19 | 700 | 3915 | 3915 | 126.32 | 137.49 | 0.01 | 11.16
2035 | MISO_W_2_MISO_MO-IL | MISO_W | MISO_MO-IL | Internal | Winter | B20 | 935 | 3915 | 3915 | 78 | 100.89 | 0.01 | 22.87
2035 | MISO_W_2_MISO_WUMS | MISO_W | MISO_WUMS | Internal | Shoulder | B11 | 25 | 1732 | 0 | 142.95 | 138.24 | 0.01 | 0
2035 | MISO_W_2_MISO_WUMS | MISO_W | MISO_WUMS | Internal | Shoulder | B12 | 200 | 1732 | 1404.88 | 138.14 | 138.15 | 0.01 | 0
2035 | MISO_W_2_MISO_WUMS | MISO_W | MISO_WUMS | Internal | Shoulder | B13 | 600 | 1732 | 1732 | 134.16 | 138.15 | 0.01 | 3.98
2035 | MISO_W_2_MISO_WUMS | MISO_W | MISO_WUMS | Internal | Shoulder | B14 | 900 | 1732 | 1732 | 111.08 | 138.15 | 0.01 | 27.06
2035 | MISO_W_2_MISO_WUMS | MISO_W | MISO_WUMS | Internal | Shoulder | B15 | 1203 | 1732 | 1732 | 77.99 | 103.84 | 0.01 | 25.83
2035 | MISO_W_2_MISO_WUMS | MISO_W | MISO_WUMS | Internal | Summer | B1 | 10 | 1732 | 0 | 255.59 | 255.42 | 0.01 | 0
2035 | MISO_W_2_MISO_WUMS | MISO_W | MISO_WUMS | Internal | Summer | B2 | 25 | 1732 | 0 | 255.4 | 254.11 | 0.01 | 0
2035 | MISO_W_2_MISO_WUMS | MISO_W | MISO_WUMS | Internal | Summer | B3 | 75 | 1732 | 0 | 255.59 | 233.23 | 0.01 | 0
2035 | MISO_W_2_MISO_WUMS | MISO_W | MISO_WUMS | Internal | Summer | B4 | 100 | 1732 | 0 | 182.5 | 170.61 | 0.01 | 0
2035 | MISO_W_2_MISO_WUMS | MISO_W | MISO_WUMS | Internal | Summer | B5 | 200 | 1732 | 0 | 171.85 | 159.52 | 0.01 | 0
2035 | MISO_W_2_MISO_WUMS | MISO_W | MISO_WUMS | Internal | Summer | B6 | 300 | 1732 | 0 | 162.48 | 153.66 | 0.01 | 0
2035 | MISO_W_2_MISO_WUMS | MISO_W | MISO_WUMS | Internal | Summer | B7 | 400 | 1732 | 0 | 151.31 | 138.48 | 0.01 | 0
2035 | MISO_W_2_MISO_WUMS | MISO_W | MISO_WUMS | Internal | Summer | B8 | 500 | 1732 | 0 | 136.59 | 136.59 | 0.01 | 0
2035 | MISO_W_2_MISO_WUMS | MISO_W | MISO_WUMS | Internal | Summer | B9 | 800 | 1732 | 61.15 | 136.57 | 136.59 | 0.01 | 0
2035 | MISO_W_2_MISO_WUMS | MISO_W | MISO_WUMS | Internal | Summer | B10 | 1262 | 1732 | 1732 | 111.59 | 131.6 | 0.01 | 20
2035 | MISO_W_2_MISO_WUMS | MISO_W | MISO_WUMS | Internal | Winter | B16 | 25 | 1732 | 1732 | 84.99 | 141.11 | 0.01 | 56.11
2035 | MISO_W_2_MISO_WUMS | MISO_W | MISO_WUMS | Internal | Winter | B17 | 100 | 1732 | 1732 | 118.48 | 141.11 | 0.01 | 22.62
2035 | MISO_W_2_MISO_WUMS | MISO_W | MISO_WUMS | Internal | Winter | B18 | 400 | 1732 | 1732 | 127.11 | 139.12 | 0.01 | 12
2035 | MISO_W_2_MISO_WUMS | MISO_W | MISO_WUMS | Internal | Winter | B19 | 700 | 1732 | 1732 | 126.32 | 138.89 | 0.01 | 12.56
2035 | MISO_W_2_MISO_WUMS | MISO_W | MISO_WUMS | Internal | Winter | B20 | 935 | 1732 | 1732 | 78 | 104.89 | 0.01 | 26.87
2035 | MISO_W_2_NE | MISO_W | NE | Internal | Shoulder | B11 | 25 | 2800 | 0 | 142.95 | 149.94 | 7 | 0
2035 | MISO_W_2_NE | MISO_W | NE | Internal | Shoulder | B12 | 200 | 2800 | 0 | 138.14 | 140.55 | 7 | 0
2035 | MISO_W_2_NE | MISO_W | NE | Internal | Shoulder | B13 | 600 | 2800 | 0 | 134.16 | 135.74 | 7 | 0
2035 | MISO_W_2_NE | MISO_W | NE | Internal | Shoulder | B14 | 900 | 2800 | 0 | 111.08 | 118.07 | 7 | 0
2035 | MISO_W_2_NE | MISO_W | NE | Internal | Shoulder | B15 | 1203 | 2800 | 0 | 77.99 | 84.99 | 7 | 0
2035 | MISO_W_2_NE | MISO_W | NE | Internal | Summer | B1 | 10 | 2800 | 0 | 255.59 | 256.23 | 7 | 0
2035 | MISO_W_2_NE | MISO_W | NE | Internal | Summer | B2 | 25 | 2800 | 0 | 255.4 | 255.4 | 7 | 0
2035 | MISO_W_2_NE | MISO_W | NE | Internal | Summer | B3 | 75 | 2800 | 0 | 255.59 | 255.59 | 7 | 0
2035 | MISO_W_2_NE | MISO_W | NE | Internal | Summer | B4 | 100 | 2800 | 55.61 | 182.5 | 189.5 | 7 | 0
2035 | MISO_W_2_NE | MISO_W | NE | Internal | Summer | B5 | 200 | 2800 | 0 | 171.85 | 175.89 | 7 | 0
2035 | MISO_W_2_NE | MISO_W | NE | Internal | Summer | B6 | 300 | 2800 | 0 | 162.48 | 167.85 | 7 | 0
2035 | MISO_W_2_NE | MISO_W | NE | Internal | Summer | B7 | 400 | 2800 | 336.66 | 151.31 | 158.31 | 7 | 0
2035 | MISO_W_2_NE | MISO_W | NE | Internal | Summer | B8 | 500 | 2800 | 0 | 136.59 | 139.96 | 7 | 0
2035 | MISO_W_2_NE | MISO_W | NE | Internal | Summer | B9 | 800 | 2800 | 0 | 136.57 | 139.96 | 7 | 0
2035 | MISO_W_2_NE | MISO_W | NE | Internal | Summer | B10 | 1262 | 2800 | 0 | 111.59 | 118.58 | 7 | 0
2035 | MISO_W_2_NE | MISO_W | NE | Internal | Winter | B16 | 25 | 2800 | 2172.3 | 84.99 | 91.99 | 7 | 0
2035 | MISO_W_2_NE | MISO_W | NE | Internal | Winter | B17 | 100 | 2800 | 445.55 | 118.48 | 125.48 | 7 | 0
2035 | MISO_W_2_NE | MISO_W | NE | Internal | Winter | B18 | 400 | 2800 | 0 | 127.11 | 134.1 | 7 | 0
2035 | MISO_W_2_NE | MISO_W | NE | Internal | Winter | B19 | 700 | 2800 | 0 | 126.32 | 127.78 | 7 | 0
2035 | MISO_W_2_NE | MISO_W | NE | Internal | Winter | B20 | 935 | 2800 | 0 | 78 | 84.99 | 7 | 0
2035 | MISO_W_2_PJM_ROR | MISO_W | PJM_ROR | Internal | Shoulder | B11 | 25 | 773 | 0 | 142.95 | 138.16 | 2 | 0
2035 | MISO_W_2_PJM_ROR | MISO_W | PJM_ROR | Internal | Shoulder | B12 | 200 | 773 | 0 | 138.14 | 138.16 | 2 | 0
2035 | MISO_W_2_PJM_ROR | MISO_W | PJM_ROR | Internal | Shoulder | B13 | 600 | 773 | 773 | 134.16 | 137.05 | 2 | 0.89
2035 | MISO_W_2_PJM_ROR | MISO_W | PJM_ROR | Internal | Shoulder | B14 | 900 | 773 | 773 | 111.08 | 136.35 | 2 | 23.27
2035 | MISO_W_2_PJM_ROR | MISO_W | PJM_ROR | Internal | Shoulder | B15 | 1203 | 773 | 773 | 77.99 | 101.84 | 2 | 21.85
2035 | MISO_W_2_PJM_ROR | MISO_W | PJM_ROR | Internal | Summer | B1 | 10 | 773 | 0 | 255.59 | 256.1 | 2 | 0
2035 | MISO_W_2_PJM_ROR | MISO_W | PJM_ROR | Internal | Summer | B2 | 25 | 773 | 0 | 255.4 | 256.1 | 2 | 0
2035 | MISO_W_2_PJM_ROR | MISO_W | PJM_ROR | Internal | Summer | B3 | 75 | 773 | 0 | 255.59 | 243.2 | 2 | 0
2035 | MISO_W_2_PJM_ROR | MISO_W | PJM_ROR | Internal | Summer | B4 | 100 | 773 | 0 | 182.5 | 180.5 | 2 | 0
2035 | MISO_W_2_PJM_ROR | MISO_W | PJM_ROR | Internal | Summer | B5 | 200 | 773 | 0 | 171.85 | 166.3 | 2 | 0
2035 | MISO_W_2_PJM_ROR | MISO_W | PJM_ROR | Internal | Summer | B6 | 300 | 773 | 0 | 162.48 | 155.66 | 2 | 0
2035 | MISO_W_2_PJM_ROR | MISO_W | PJM_ROR | Internal | Summer | B7 | 400 | 773 | 0 | 151.31 | 149.31 | 2 | 0
2035 | MISO_W_2_PJM_ROR | MISO_W | PJM_ROR | Internal | Summer | B8 | 500 | 773 | 290.43 | 136.59 | 138.59 | 2 | 0
2035 | MISO_W_2_PJM_ROR | MISO_W | PJM_ROR | Internal | Summer | B9 | 800 | 773 | 773 | 136.57 | 138.59 | 2 | 0.01
2035 | MISO_W_2_PJM_ROR | MISO_W | PJM_ROR | Internal | Summer | B10 | 1262 | 773 | 773 | 111.59 | 133.59 | 2 | 20
2035 | MISO_W_2_PJM_ROR | MISO_W | PJM_ROR | Internal | Winter | B16 | 25 | 773 | 773 | 84.99 | 139.56 | 2 | 52.57
2035 | MISO_W_2_PJM_ROR | MISO_W | PJM_ROR | Internal | Winter | B17 | 100 | 773 | 773 | 118.48 | 141.39 | 2 | 20.91
2035 | MISO_W_2_PJM_ROR | MISO_W | PJM_ROR | Internal | Winter | B18 | 400 | 773 | 773 | 127.11 | 137.12 | 2 | 8.01
2035 | MISO_W_2_PJM_ROR | MISO_W | PJM_ROR | Internal | Winter | B19 | 700 | 773 | 773 | 126.32 | 136.89 | 2 | 8.57
2035 | MISO_W_2_PJM_ROR | MISO_W | PJM_ROR | Internal | Winter | B20 | 935 | 773 | 773 | 78 | 102.89 | 2 | 22.89
2035 | MISO_W_2_SPP_N | MISO_W | SPP_N | Internal | Shoulder | B11 | 25 | 3200 | 1674.78 | 142.95 | 149.95 | 7 | 0
2035 | MISO_W_2_SPP_N | MISO_W | SPP_N | Internal | Shoulder | B12 | 200 | 3200 | 0 | 138.14 | 140.56 | 7 | 0
2035 | MISO_W_2_SPP_N | MISO_W | SPP_N | Internal | Shoulder | B13 | 600 | 3200 | 0 | 134.16 | 135.75 | 7 | 0
2035 | MISO_W_2_SPP_N | MISO_W | SPP_N | Internal | Shoulder | B14 | 900 | 3200 | 626.37 | 111.08 | 118.08 | 7 | 0
2035 | MISO_W_2_SPP_N | MISO_W | SPP_N | Internal | Shoulder | B15 | 1203 | 3200 | 0 | 77.99 | 74.19 | 7 | 0
2035 | MISO_W_2_SPP_N | MISO_W | SPP_N | Internal | Summer | B1 | 10 | 3200 | 0 | 255.59 | 250.59 | 7 | 0
2035 | MISO_W_2_SPP_N | MISO_W | SPP_N | Internal | Summer | B2 | 25 | 3200 | 0 | 255.4 | 253.74 | 7 | 0
2035 | MISO_W_2_SPP_N | MISO_W | SPP_N | Internal | Summer | B3 | 75 | 3200 | 0 | 255.59 | 251.76 | 7 | 0
2035 | MISO_W_2_SPP_N | MISO_W | SPP_N | Internal | Summer | B4 | 100 | 3200 | 0 | 182.5 | 177.49 | 7 | 0
2035 | MISO_W_2_SPP_N | MISO_W | SPP_N | Internal | Summer | B5 | 200 | 3200 | 0 | 171.85 | 169.83 | 7 | 0
2035 | MISO_W_2_SPP_N | MISO_W | SPP_N | Internal | Summer | B6 | 300 | 3200 | 0 | 162.48 | 165.22 | 7 | 0
2035 | MISO_W_2_SPP_N | MISO_W | SPP_N | Internal | Summer | B7 | 400 | 3200 | 1827.61 | 151.31 | 158.31 | 7 | 0
2035 | MISO_W_2_SPP_N | MISO_W | SPP_N | Internal | Summer | B8 | 500 | 3200 | 0 | 136.59 | 139.97 | 7 | 0
2035 | MISO_W_2_SPP_N | MISO_W | SPP_N | Internal | Summer | B9 | 800 | 3200 | 0 | 136.57 | 139.97 | 7 | 0
2035 | MISO_W_2_SPP_N | MISO_W | SPP_N | Internal | Summer | B10 | 1262 | 3200 | 2302.13 | 111.59 | 118.59 | 7 | 0
2035 | MISO_W_2_SPP_N | MISO_W | SPP_N | Internal | Winter | B16 | 25 | 3200 | 3200 | 84.99 | 136.22 | 7 | 44.23
2035 | MISO_W_2_SPP_N | MISO_W | SPP_N | Internal | Winter | B17 | 100 | 3200 | 3200 | 118.48 | 125.5 | 7 | 0.01
2035 | MISO_W_2_SPP_N | MISO_W | SPP_N | Internal | Winter | B18 | 400 | 3200 | 1449.32 | 127.11 | 134.11 | 7 | 0
2035 | MISO_W_2_SPP_N | MISO_W | SPP_N | Internal | Winter | B19 | 700 | 3200 | 0 | 126.32 | 127.8 | 7 | 0
2035 | MISO_W_2_SPP_N | MISO_W | SPP_N | Internal | Winter | B20 | 935 | 3200 | 0 | 78 | 73.56 | 7 | 0
2035 | MISO_WUMS_2_MISO_MI | MISO_WUMS | MISO_MI | Internal | Shoulder | B11 | 25 | 1422 | 0 | 138.24 | 138.23 | 0.01 | 0
2035 | MISO_WUMS_2_MISO_MI | MISO_WUMS | MISO_MI | Internal | Shoulder | B12 | 200 | 1422 | 1422 | 138.15 | 138.21 | 0.01 | 0.04
2035 | MISO_WUMS_2_MISO_MI | MISO_WUMS | MISO_MI | Internal | Shoulder | B13 | 600 | 1422 | 1422 | 138.15 | 138.21 | 0.01 | 0.04
2035 | MISO_WUMS_2_MISO_MI | MISO_WUMS | MISO_MI | Internal | Shoulder | B14 | 900 | 1422 | 0 | 138.15 | 138.14 | 0.01 | 0
2035 | MISO_WUMS_2_MISO_MI | MISO_WUMS | MISO_MI | Internal | Shoulder | B15 | 1203 | 1422 | 0 | 103.84 | 103.83 | 0.01 | 0
2035 | MISO_WUMS_2_MISO_MI | MISO_WUMS | MISO_MI | Internal | Summer | B1 | 10 | 1422 | 0 | 255.42 | 255.41 | 0.01 | 0
2035 | MISO_WUMS_2_MISO_MI | MISO_WUMS | MISO_MI | Internal | Summer | B2 | 25 | 1422 | 0 | 254.11 | 254.1 | 0.01 | 0
2035 | MISO_WUMS_2_MISO_MI | MISO_WUMS | MISO_MI | Internal | Summer | B3 | 75 | 1422 | 0 | 233.23 | 233.21 | 0.01 | 0
2035 | MISO_WUMS_2_MISO_MI | MISO_WUMS | MISO_MI | Internal | Summer | B4 | 100 | 1422 | 0 | 170.61 | 170.6 | 0.01 | 0
2035 | MISO_WUMS_2_MISO_MI | MISO_WUMS | MISO_MI | Internal | Summer | B5 | 200 | 1422 | 0 | 159.52 | 159.51 | 0.01 | 0
2035 | MISO_WUMS_2_MISO_MI | MISO_WUMS | MISO_MI | Internal | Summer | B6 | 300 | 1422 | 0 | 153.66 | 153.08 | 0.01 | 0
2035 | MISO_WUMS_2_MISO_MI | MISO_WUMS | MISO_MI | Internal | Summer | B7 | 400 | 1422 | 0 | 138.48 | 136.78 | 0.01 | 0
2035 | MISO_WUMS_2_MISO_MI | MISO_WUMS | MISO_MI | Internal | Summer | B8 | 500 | 1422 | 618.31 | 136.59 | 136.6 | 0.01 | 0
2035 | MISO_WUMS_2_MISO_MI | MISO_WUMS | MISO_MI | Internal | Summer | B9 | 800 | 1422 | 790.21 | 136.59 | 136.6 | 0.01 | 0
2035 | MISO_WUMS_2_MISO_MI | MISO_WUMS | MISO_MI | Internal | Summer | B10 | 1262 | 1422 | 0 | 131.6 | 131.59 | 0.01 | 0
2035 | MISO_WUMS_2_MISO_MI | MISO_WUMS | MISO_MI | Internal | Winter | B16 | 25 | 1422 | 1422 | 141.11 | 141.22 | 0.01 | 0.1
2035 | MISO_WUMS_2_MISO_MI | MISO_WUMS | MISO_MI | Internal | Winter | B17 | 100 | 1422 | 46.18 | 141.11 | 141.13 | 0.01 | 0
2035 | MISO_WUMS_2_MISO_MI | MISO_WUMS | MISO_MI | Internal | Winter | B18 | 400 | 1422 | 0 | 139.12 | 139.11 | 0.01 | 0
2035 | MISO_WUMS_2_MISO_MI | MISO_WUMS | MISO_MI | Internal | Winter | B19 | 700 | 1422 | 0 | 138.89 | 138.04 | 0.01 | 0
2035 | MISO_WUMS_2_MISO_MI | MISO_WUMS | MISO_MI | Internal | Winter | B20 | 935 | 1422 | 0 | 104.89 | 104.88 | 0.01 | 0
2035 | MISO_WUMS_2_MISO_W | MISO_WUMS | MISO_W | Internal | Shoulder | B11 | 25 | 1240 | 1240 | 138.24 | 142.95 | 0.01 | 4.7
2035 | MISO_WUMS_2_MISO_W | MISO_WUMS | MISO_W | Internal | Shoulder | B12 | 200 | 1240 | 0 | 138.15 | 138.14 | 0.01 | 0
2035 | MISO_WUMS_2_MISO_W | MISO_WUMS | MISO_W | Internal | Shoulder | B13 | 600 | 1240 | 0 | 138.15 | 134.16 | 0.01 | 0
2035 | MISO_WUMS_2_MISO_W | MISO_WUMS | MISO_W | Internal | Shoulder | B14 | 900 | 1240 | 0 | 138.15 | 111.08 | 0.01 | 0
2035 | MISO_WUMS_2_MISO_W | MISO_WUMS | MISO_W | Internal | Shoulder | B15 | 1203 | 1240 | 0 | 103.84 | 77.99 | 0.01 | 0
2035 | MISO_WUMS_2_MISO_W | MISO_WUMS | MISO_W | Internal | Summer | B1 | 10 | 1240 | 1240 | 255.42 | 255.59 | 0.01 | 0.16
2035 | MISO_WUMS_2_MISO_W | MISO_WUMS | MISO_W | Internal | Summer | B2 | 25 | 1240 | 1240 | 254.11 | 255.4 | 0.01 | 1.27
2035 | MISO_WUMS_2_MISO_W | MISO_WUMS | MISO_W | Internal | Summer | B3 | 75 | 1240 | 1240 | 233.23 | 255.59 | 0.01 | 22.35
2035 | MISO_WUMS_2_MISO_W | MISO_WUMS | MISO_W | Internal | Summer | B4 | 100 | 1240 | 1240 | 170.61 | 182.5 | 0.01 | 11.87
2035 | MISO_WUMS_2_MISO_W | MISO_WUMS | MISO_W | Internal | Summer | B5 | 200 | 1240 | 1240 | 159.52 | 171.85 | 0.01 | 12.32
2035 | MISO_WUMS_2_MISO_W | MISO_WUMS | MISO_W | Internal | Summer | B6 | 300 | 1240 | 1240 | 153.66 | 162.48 | 0.01 | 8.81
2035 | MISO_WUMS_2_MISO_W | MISO_WUMS | MISO_W | Internal | Summer | B7 | 400 | 1240 | 1240 | 138.48 | 151.31 | 0.01 | 12.82
2035 | MISO_WUMS_2_MISO_W | MISO_WUMS | MISO_W | Internal | Summer | B8 | 500 | 1240 | 0 | 136.59 | 136.59 | 0.01 | 0
2035 | MISO_WUMS_2_MISO_W | MISO_WUMS | MISO_W | Internal | Summer | B9 | 800 | 1240 | 0 | 136.59 | 136.57 | 0.01 | 0
2035 | MISO_WUMS_2_MISO_W | MISO_WUMS | MISO_W | Internal | Summer | B10 | 1262 | 1240 | 0 | 131.6 | 111.59 | 0.01 | 0
2035 | MISO_WUMS_2_MISO_W | MISO_WUMS | MISO_W | Internal | Winter | B16 | 25 | 1240 | 0 | 141.11 | 84.99 | 0.01 | 0
2035 | MISO_WUMS_2_MISO_W | MISO_WUMS | MISO_W | Internal | Winter | B17 | 100 | 1240 | 0 | 141.11 | 118.48 | 0.01 | 0
2035 | MISO_WUMS_2_MISO_W | MISO_WUMS | MISO_W | Internal | Winter | B18 | 400 | 1240 | 0 | 139.12 | 127.11 | 0.01 | 0
2035 | MISO_WUMS_2_MISO_W | MISO_WUMS | MISO_W | Internal | Winter | B19 | 700 | 1240 | 0 | 138.89 | 126.32 | 0.01 | 0
2035 | MISO_WUMS_2_MISO_W | MISO_WUMS | MISO_W | Internal | Winter | B20 | 935 | 1240 | 0 | 104.89 | 78 | 0.01 | 0
2035 | MISO_WUMS_2_PJM_ROR | MISO_WUMS | PJM_ROR | Internal | Shoulder | B11 | 25 | 1600 | 0 | 138.24 | 138.16 | 2 | 0
2035 | MISO_WUMS_2_PJM_ROR | MISO_WUMS | PJM_ROR | Internal | Shoulder | B12 | 200 | 1600 | 0 | 138.15 | 138.16 | 2 | 0
2035 | MISO_WUMS_2_PJM_ROR | MISO_WUMS | PJM_ROR | Internal | Shoulder | B13 | 600 | 1600 | 0 | 138.15 | 137.05 | 2 | 0
2035 | MISO_WUMS_2_PJM_ROR | MISO_WUMS | PJM_ROR | Internal | Shoulder | B14 | 900 | 1600 | 0 | 138.15 | 136.35 | 2 | 0
2035 | MISO_WUMS_2_PJM_ROR | MISO_WUMS | PJM_ROR | Internal | Shoulder | B15 | 1203 | 1600 | 0 | 103.84 | 101.84 | 2 | 0
2035 | MISO_WUMS_2_PJM_ROR | MISO_WUMS | PJM_ROR | Internal | Summer | B1 | 10 | 1600 | 0 | 255.42 | 256.1 | 2 | 0
2035 | MISO_WUMS_2_PJM_ROR | MISO_WUMS | PJM_ROR | Internal | Summer | B2 | 25 | 1600 | 0 | 254.11 | 256.1 | 2 | 0
2035 | MISO_WUMS_2_PJM_ROR | MISO_WUMS | PJM_ROR | Internal | Summer | B3 | 75 | 1600 | 1600 | 233.23 | 243.2 | 2 | 7.98
2035 | MISO_WUMS_2_PJM_ROR | MISO_WUMS | PJM_ROR | Internal | Summer | B4 | 100 | 1600 | 1600 | 170.61 | 180.5 | 2 | 7.89
2035 | MISO_WUMS_2_PJM_ROR | MISO_WUMS | PJM_ROR | Internal | Summer | B5 | 200 | 1600 | 1600 | 159.52 | 166.3 | 2 | 4.78
2035 | MISO_WUMS_2_PJM_ROR | MISO_WUMS | PJM_ROR | Internal | Summer | B6 | 300 | 1600 | 1117.77 | 153.66 | 155.66 | 2 | 0
2035 | MISO_WUMS_2_PJM_ROR | MISO_WUMS | PJM_ROR | Internal | Summer | B7 | 400 | 1600 | 1600 | 138.48 | 149.31 | 2 | 8.83
2035 | MISO_WUMS_2_PJM_ROR | MISO_WUMS | PJM_ROR | Internal | Summer | B8 | 500 | 1600 | 506.63 | 136.59 | 138.59 | 2 | 0
2035 | MISO_WUMS_2_PJM_ROR | MISO_WUMS | PJM_ROR | Internal | Summer | B9 | 800 | 1600 | 577.96 | 136.59 | 138.59 | 2 | 0
2035 | MISO_WUMS_2_PJM_ROR | MISO_WUMS | PJM_ROR | Internal | Summer | B10 | 1262 | 1600 | 0 | 131.6 | 133.59 | 2 | 0
2035 | MISO_WUMS_2_PJM_ROR | MISO_WUMS | PJM_ROR | Internal | Winter | B16 | 25 | 1600 | 0 | 141.11 | 139.56 | 2 | 0
2035 | MISO_WUMS_2_PJM_ROR | MISO_WUMS | PJM_ROR | Internal | Winter | B17 | 100 | 1600 | 0 | 141.11 | 141.39 | 2 | 0
2035 | MISO_WUMS_2_PJM_ROR | MISO_WUMS | PJM_ROR | Internal | Winter | B18 | 400 | 1600 | 0 | 139.12 | 137.12 | 2 | 0
2035 | MISO_WUMS_2_PJM_ROR | MISO_WUMS | PJM_ROR | Internal | Winter | B19 | 700 | 1600 | 0 | 138.89 | 136.89 | 2 | 0
2035 | MISO_WUMS_2_PJM_ROR | MISO_WUMS | PJM_ROR | Internal | Winter | B20 | 935 | 1600 | 0 | 104.89 | 102.89 | 2 | 0
2035 | NE_2_SPP_N | NE | SPP_N | Internal | Shoulder | B11 | 25 | 1802 | 366.54 | 149.94 | 149.95 | 0.01 | 0
2035 | NE_2_SPP_N | NE | SPP_N | Internal | Shoulder | B12 | 200 | 1802 | 539.02 | 140.55 | 140.56 | 0.01 | 0
2035 | NE_2_SPP_N | NE | SPP_N | Internal | Shoulder | B13 | 600 | 1802 | 691.51 | 135.74 | 135.75 | 0.01 | 0
2035 | NE_2_SPP_N | NE | SPP_N | Internal | Shoulder | B14 | 900 | 1802 | 622.1 | 118.07 | 118.08 | 0.01 | 0
2035 | NE_2_SPP_N | NE | SPP_N | Internal | Shoulder | B15 | 1203 | 1802 | 0 | 84.99 | 74.19 | 0.01 | 0
2035 | NE_2_SPP_N | NE | SPP_N | Internal | Summer | B1 | 10 | 1802 | 0 | 256.23 | 250.59 | 0.01 | 0
2035 | NE_2_SPP_N | NE | SPP_N | Internal | Summer | B2 | 25 | 1802 | 0 | 255.4 | 253.74 | 0.01 | 0
2035 | NE_2_SPP_N | NE | SPP_N | Internal | Summer | B3 | 75 | 1802 | 0 | 255.59 | 251.76 | 0.01 | 0
2035 | NE_2_SPP_N | NE | SPP_N | Internal | Summer | B4 | 100 | 1802 | 0 | 189.5 | 177.49 | 0.01 | 0
2035 | NE_2_SPP_N | NE | SPP_N | Internal | Summer | B5 | 200 | 1802 | 0 | 175.89 | 169.83 | 0.01 | 0
2035 | NE_2_SPP_N | NE | SPP_N | Internal | Summer | B6 | 300 | 1802 | 0 | 167.85 | 165.22 | 0.01 | 0
2035 | NE_2_SPP_N | NE | SPP_N | Internal | Summer | B7 | 400 | 1802 | 0 | 158.31 | 158.31 | 0.01 | 0
2035 | NE_2_SPP_N | NE | SPP_N | Internal | Summer | B8 | 500 | 1802 | 69.6 | 139.96 | 139.97 | 0.01 | 0
2035 | NE_2_SPP_N | NE | SPP_N | Internal | Summer | B9 | 800 | 1802 | 395.19 | 139.96 | 139.97 | 0.01 | 0
2035 | NE_2_SPP_N | NE | SPP_N | Internal | Summer | B10 | 1262 | 1802 | 224.32 | 118.58 | 118.59 | 0.01 | 0
2035 | NE_2_SPP_N | NE | SPP_N | Internal | Winter | B16 | 25 | 1802 | 1802 | 91.99 | 136.22 | 0.01 | 44.22
2035 | NE_2_SPP_N | NE | SPP_N | Internal | Winter | B17 | 100 | 1802 | 652.4 | 125.48 | 125.5 | 0.01 | 0
2035 | NE_2_SPP_N | NE | SPP_N | Internal | Winter | B18 | 400 | 1802 | 772.48 | 134.1 | 134.11 | 0.01 | 0
2035 | NE_2_SPP_N | NE | SPP_N | Internal | Winter | B19 | 700 | 1802 | 833.53 | 127.78 | 127.8 | 0.01 | 0
2035 | NE_2_SPP_N | NE | SPP_N | Internal | Winter | B20 | 935 | 1802 | 0 | 84.99 | 73.56 | 0.01 | 0
2035 | NEISO_2_NYISO_A-F | NEISO | NYISO_A-F | Internal | Shoulder | B11 | 25 | 600 | 327.71 | 57.45 | 60.45 | 3 | 0
2035 | NEISO_2_NYISO_A-F | NEISO | NYISO_A-F | Internal | Shoulder | B12 | 200 | 600 | 372.66 | 57.45 | 60.45 | 3 | 0
2035 | NEISO_2_NYISO_A-F | NEISO | NYISO_A-F | Internal | Shoulder | B13 | 600 | 600 | 348.6 | 57.45 | 60.45 | 3 | 0
2035 | NEISO_2_NYISO_A-F | NEISO | NYISO_A-F | Internal | Shoulder | B14 | 900 | 600 | 403.05 | 57.45 | 60.45 | 3 | 0
2035 | NEISO_2_NYISO_A-F | NEISO | NYISO_A-F | Internal | Shoulder | B15 | 1203 | 600 | 416.82 | 57.45 | 60.45 | 3 | 0
2035 | NEISO_2_NYISO_A-F | NEISO | NYISO_A-F | Internal | Summer | B1 | 10 | 600 | 0 | 175.38 | 134.46 | 3 | 0
2035 | NEISO_2_NYISO_A-F | NEISO | NYISO_A-F | Internal | Summer | B2 | 25 | 600 | 0 | 220.76 | 157.33 | 3 | 0
2035 | NEISO_2_NYISO_A-F | NEISO | NYISO_A-F | Internal | Summer | B3 | 75 | 600 | 0 | 175.38 | 172.38 | 3 | 0
2035 | NEISO_2_NYISO_A-F | NEISO | NYISO_A-F | Internal | Summer | B4 | 100 | 600 | 600 | 150.9 | 157.33 | 3 | 3.43
2035 | NEISO_2_NYISO_A-F | NEISO | NYISO_A-F | Internal | Summer | B5 | 200 | 600 | 558.76 | 150.9 | 153.9 | 3 | 0
2035 | NEISO_2_NYISO_A-F | NEISO | NYISO_A-F | Internal | Summer | B6 | 300 | 600 | 64.06 | 144.67 | 147.67 | 3 | 0
2035 | NEISO_2_NYISO_A-F | NEISO | NYISO_A-F | Internal | Summer | B7 | 400 | 600 | 552.59 | 131.46 | 134.46 | 3 | 0
2035 | NEISO_2_NYISO_A-F | NEISO | NYISO_A-F | Internal | Summer | B8 | 500 | 600 | 316.86 | 131.46 | 134.46 | 3 | 0
2035 | NEISO_2_NYISO_A-F | NEISO | NYISO_A-F | Internal | Summer | B9 | 800 | 600 | 0 | 129.75 | 132.73 | 3 | 0
2035 | NEISO_2_NYISO_A-F | NEISO | NYISO_A-F | Internal | Summer | B10 | 1262 | 600 | 0 | 129.75 | 132.73 | 3 | 0
2035 | NEISO_2_NYISO_A-F | NEISO | NYISO_A-F | Internal | Winter | B16 | 25 | 600 | 279.99 | 57.45 | 60.45 | 3 | 0
2035 | NEISO_2_NYISO_A-F | NEISO | NYISO_A-F | Internal | Winter | B17 | 100 | 600 | 243.07 | 57.45 | 60.45 | 3 | 0
2035 | NEISO_2_NYISO_A-F | NEISO | NYISO_A-F | Internal | Winter | B18 | 400 | 600 | 263.07 | 57.45 | 60.45 | 3 | 0
2035 | NEISO_2_NYISO_A-F | NEISO | NYISO_A-F | Internal | Winter | B19 | 700 | 600 | 282.33 | 57.45 | 60.45 | 3 | 0
2035 | NEISO_2_NYISO_A-F | NEISO | NYISO_A-F | Internal | Winter | B20 | 935 | 600 | 308.78 | 57.45 | 60.45 | 3 | 0
2035 | NEISO_2_NYISO_G-I | NEISO | NYISO_G-I | Internal | Shoulder | B11 | 25 | 600 | 600 | 57.45 | 155.29 | 3 | 94.84
2035 | NEISO_2_NYISO_G-I | NEISO | NYISO_G-I | Internal | Shoulder | B12 | 200 | 600 | 600 | 57.45 | 144.18 | 3 | 83.73
2035 | NEISO_2_NYISO_G-I | NEISO | NYISO_G-I | Internal | Shoulder | B13 | 600 | 600 | 600 | 57.45 | 143.08 | 3 | 82.62
2035 | NEISO_2_NYISO_G-I | NEISO | NYISO_G-I | Internal | Shoulder | B14 | 900 | 600 | 600 | 57.45 | 133.48 | 3 | 73.03
2035 | NEISO_2_NYISO_G-I | NEISO | NYISO_G-I | Internal | Shoulder | B15 | 1203 | 600 | 600 | 57.45 | 93.86 | 3 | 33.41
2035 | NEISO_2_NYISO_G-I | NEISO | NYISO_G-I | Internal | Summer | B1 | 10 | 600 | 600 | 175.38 | 248.13 | 3 | 69.75
2035 | NEISO_2_NYISO_G-I | NEISO | NYISO_G-I | Internal | Summer | B2 | 25 | 600 | 600 | 220.76 | 248.13 | 3 | 24.36
2035 | NEISO_2_NYISO_G-I | NEISO | NYISO_G-I | Internal | Summer | B3 | 75 | 600 | 600 | 175.38 | 217.19 | 3 | 38.81
2035 | NEISO_2_NYISO_G-I | NEISO | NYISO_G-I | Internal | Summer | B4 | 100 | 600 | 600 | 150.9 | 172.52 | 3 | 18.62
2035 | NEISO_2_NYISO_G-I | NEISO | NYISO_G-I | Internal | Summer | B5 | 200 | 600 | 600 | 150.9 | 158.32 | 3 | 4.41
2035 | NEISO_2_NYISO_G-I | NEISO | NYISO_G-I | Internal | Summer | B6 | 300 | 600 | 600 | 144.67 | 153.31 | 3 | 5.63
2035 | NEISO_2_NYISO_G-I | NEISO | NYISO_G-I | Internal | Summer | B7 | 400 | 600 | 600 | 131.46 | 153.31 | 3 | 18.85
2035 | NEISO_2_NYISO_G-I | NEISO | NYISO_G-I | Internal | Summer | B8 | 500 | 600 | 600 | 131.46 | 151.52 | 3 | 17.06
2035 | NEISO_2_NYISO_G-I | NEISO | NYISO_G-I | Internal | Summer | B9 | 800 | 600 | 600 | 129.75 | 140.61 | 3 | 7.85
2035 | NEISO_2_NYISO_G-I | NEISO | NYISO_G-I | Internal | Summer | B10 | 1262 | 600 | 0 | 129.75 | 132.74 | 3 | 0
2035 | NEISO_2_NYISO_G-I | NEISO | NYISO_G-I | Internal | Winter | B16 | 25 | 600 | 600 | 57.45 | 147.09 | 3 | 86.64
2035 | NEISO_2_NYISO_G-I | NEISO | NYISO_G-I | Internal | Winter | B17 | 100 | 600 | 600 | 57.45 | 147.41 | 3 | 86.96
2035 | NEISO_2_NYISO_G-I | NEISO | NYISO_G-I | Internal | Winter | B18 | 400 | 600 | 600 | 57.45 | 145.59 | 3 | 85.13
2035 | NEISO_2_NYISO_G-I | NEISO | NYISO_G-I | Internal | Winter | B19 | 700 | 600 | 600 | 57.45 | 134.31 | 3 | 73.85
2035 | NEISO_2_NYISO_G-I | NEISO | NYISO_G-I | Internal | Winter | B20 | 935 | 600 | 600 | 57.45 | 94.89 | 3 | 34.44
2035 | NEISO_2_NYISO_J-K | NEISO | NYISO_J-K | Internal | Shoulder | B11 | 25 | 777 | 777 | 57.45 | 155.31 | 3 | 94.85
2035 | NEISO_2_NYISO_J-K | NEISO | NYISO_J-K | Internal | Shoulder | B12 | 200 | 777 | 777 | 57.45 | 155.31 | 3 | 94.85
2035 | NEISO_2_NYISO_J-K | NEISO | NYISO_J-K | Internal | Shoulder | B13 | 600 | 777 | 777 | 57.45 | 155.31 | 3 | 94.85
2035 | NEISO_2_NYISO_J-K | NEISO | NYISO_J-K | Internal | Shoulder | B14 | 900 | 777 | 777 | 57.45 | 133.49 | 3 | 73.04
2035 | NEISO_2_NYISO_J-K | NEISO | NYISO_J-K | Internal | Shoulder | B15 | 1203 | 777 | 777 | 57.45 | 93.87 | 3 | 33.42
2035 | NEISO_2_NYISO_J-K | NEISO | NYISO_J-K | Internal | Summer | B1 | 10 | 777 | 777 | 175.38 | 248.14 | 3 | 69.76
2035 | NEISO_2_NYISO_J-K | NEISO | NYISO_J-K | Internal | Summer | B2 | 25 | 777 | 777 | 220.76 | 248.14 | 3 | 24.37
2035 | NEISO_2_NYISO_J-K | NEISO | NYISO_J-K | Internal | Summer | B3 | 75 | 777 | 777 | 175.38 | 217.2 | 3 | 38.82
2035 | NEISO_2_NYISO_J-K | NEISO | NYISO_J-K | Internal | Summer | B4 | 100 | 777 | 777 | 150.9 | 214.1 | 3 | 60.19
2035 | NEISO_2_NYISO_J-K | NEISO | NYISO_J-K | Internal | Summer | B5 | 200 | 777 | 777 | 150.9 | 214.1 | 3 | 60.19
2035 | NEISO_2_NYISO_J-K | NEISO | NYISO_J-K | Internal | Summer | B6 | 300 | 777 | 777 | 144.67 | 161.52 | 3 | 13.85
2035 | NEISO_2_NYISO_J-K | NEISO | NYISO_J-K | Internal | Summer | B7 | 400 | 777 | 777 | 131.46 | 153.32 | 3 | 18.86
2035 | NEISO_2_NYISO_J-K | NEISO | NYISO_J-K | Internal | Summer | B8 | 500 | 777 | 777 | 131.46 | 151.53 | 3 | 17.08
2035 | NEISO_2_NYISO_J-K | NEISO | NYISO_J-K | Internal | Summer | B9 | 800 | 777 | 777 | 129.75 | 151.53 | 3 | 18.78
2035 | NEISO_2_NYISO_J-K | NEISO | NYISO_J-K | Internal | Summer | B10 | 1262 | 777 | 655.35 | 129.75 | 132.75 | 3 | 0
2035 | NEISO_2_NYISO_J-K | NEISO | NYISO_J-K | Internal | Winter | B16 | 25 | 777 | 777 | 57.45 | 168.4 | 3 | 107.95
2035 | NEISO_2_NYISO_J-K | NEISO | NYISO_J-K | Internal | Winter | B17 | 100 | 777 | 777 | 57.45 | 168.4 | 3 | 107.95
2035 | NEISO_2_NYISO_J-K | NEISO | NYISO_J-K | Internal | Winter | B18 | 400 | 777 | 777 | 57.45 | 168.4 | 3 | 107.95
2035 | NEISO_2_NYISO_J-K | NEISO | NYISO_J-K | Internal | Winter | B19 | 700 | 777 | 777 | 57.45 | 145.77 | 3 | 85.32
2035 | NEISO_2_NYISO_J-K | NEISO | NYISO_J-K | Internal | Winter | B20 | 935 | 777 | 777 | 57.45 | 94.9 | 3 | 34.45
2035 | NonRTO_Midwest_2_MISO_IN | NonRTO_Midwest | MISO_IN | Internal | Shoulder | B11 | 25 | 4450 | 0 | 146.22 | 138.22 | 8 | 0
2035 | NonRTO_Midwest_2_MISO_IN | NonRTO_Midwest | MISO_IN | Internal | Shoulder | B12 | 200 | 4450 | 0 | 141.91 | 138.22 | 8 | 0
2035 | NonRTO_Midwest_2_MISO_IN | NonRTO_Midwest | MISO_IN | Internal | Shoulder | B13 | 600 | 4450 | 0 | 136.27 | 138.22 | 8 | 0
2035 | NonRTO_Midwest_2_MISO_IN | NonRTO_Midwest | MISO_IN | Internal | Shoulder | B14 | 900 | 4450 | 0 | 136.27 | 138.15 | 8 | 0
2035 | NonRTO_Midwest_2_MISO_IN | NonRTO_Midwest | MISO_IN | Internal | Shoulder | B15 | 1203 | 4450 | 0 | 110.59 | 103.84 | 8 | 0
2035 | NonRTO_Midwest_2_MISO_IN | NonRTO_Midwest | MISO_IN | Internal | Summer | B1 | 10 | 4450 | 0 | 263.4 | 255.4 | 8 | 0
2035 | NonRTO_Midwest_2_MISO_IN | NonRTO_Midwest | MISO_IN | Internal | Summer | B2 | 25 | 4450 | 0 | 262.09 | 254.09 | 8 | 0
2035 | NonRTO_Midwest_2_MISO_IN | NonRTO_Midwest | MISO_IN | Internal | Summer | B3 | 75 | 4450 | 0 | 241.2 | 233.2 | 8 | 0
2035 | NonRTO_Midwest_2_MISO_IN | NonRTO_Midwest | MISO_IN | Internal | Summer | B4 | 100 | 4450 | 0 | 165.49 | 170.59 | 8 | 0
2035 | NonRTO_Midwest_2_MISO_IN | NonRTO_Midwest | MISO_IN | Internal | Summer | B5 | 200 | 4450 | 0 | 152.18 | 159.5 | 8 | 0
2035 | NonRTO_Midwest_2_MISO_IN | NonRTO_Midwest | MISO_IN | Internal | Summer | B6 | 300 | 4450 | 829.37 | 145.07 | 153.07 | 8 | 0
2035 | NonRTO_Midwest_2_MISO_IN | NonRTO_Midwest | MISO_IN | Internal | Summer | B7 | 400 | 4450 | 0 | 134.3 | 136.77 | 8 | 0
2035 | NonRTO_Midwest_2_MISO_IN | NonRTO_Midwest | MISO_IN | Internal | Summer | B8 | 500 | 4450 | 0 | 132.68 | 136.77 | 8 | 0
2035 | NonRTO_Midwest_2_MISO_IN | NonRTO_Midwest | MISO_IN | Internal | Summer | B9 | 800 | 4450 | 0 | 132.68 | 136.77 | 8 | 0
2035 | NonRTO_Midwest_2_MISO_IN | NonRTO_Midwest | MISO_IN | Internal | Summer | B10 | 1262 | 4450 | 444.16 | 123.6 | 131.6 | 8 | 0
2035 | NonRTO_Midwest_2_MISO_IN | NonRTO_Midwest | MISO_IN | Internal | Winter | B16 | 25 | 4450 | 0 | 149.24 | 141.24 | 8 | 0
2035 | NonRTO_Midwest_2_MISO_IN | NonRTO_Midwest | MISO_IN | Internal | Winter | B17 | 100 | 4450 | 0 | 145.22 | 141.14 | 8 | 0
2035 | NonRTO_Midwest_2_MISO_IN | NonRTO_Midwest | MISO_IN | Internal | Winter | B18 | 400 | 4450 | 0 | 136.17 | 139.12 | 8 | 0
2035 | NonRTO_Midwest_2_MISO_IN | NonRTO_Midwest | MISO_IN | Internal | Winter | B19 | 700 | 4450 | 0 | 136.17 | 138.05 | 8 | 0
2035 | NonRTO_Midwest_2_MISO_IN | NonRTO_Midwest | MISO_IN | Internal | Winter | B20 | 935 | 4450 | 0 | 111.8 | 104.89 | 8 | 0
2035 | NonRTO_Midwest_2_TVA_Transmission | NonRTO_Midwest | TVA_Transmission | Internal | Shoulder | B11 | 25 | 2400 | 0 | 146.22 | 143.59 | 8 | 0
2035 | NonRTO_Midwest_2_TVA_Transmission | NonRTO_Midwest | TVA_Transmission | Internal | Shoulder | B12 | 200 | 2400 | 0 | 141.91 | 137.99 | 8 | 0
2035 | NonRTO_Midwest_2_TVA_Transmission | NonRTO_Midwest | TVA_Transmission | Internal | Shoulder | B13 | 600 | 2400 | 0 | 136.27 | 137.3 | 8 | 0
2035 | NonRTO_Midwest_2_TVA_Transmission | NonRTO_Midwest | TVA_Transmission | Internal | Shoulder | B14 | 900 | 2400 | 0 | 136.27 | 137.3 | 8 | 0
2035 | NonRTO_Midwest_2_TVA_Transmission | NonRTO_Midwest | TVA_Transmission | Internal | Shoulder | B15 | 1203 | 2400 | 0 | 110.59 | 101.59 | 8 | 0
2035 | NonRTO_Midwest_2_TVA_Transmission | NonRTO_Midwest | TVA_Transmission | Internal | Summer | B1 | 10 | 2400 | 0 | 263.4 | 263.41 | 8 | 0
2035 | NonRTO_Midwest_2_TVA_Transmission | NonRTO_Midwest | TVA_Transmission | Internal | Summer | B2 | 25 | 2400 | 0 | 262.09 | 263.41 | 8 | 0
2035 | NonRTO_Midwest_2_TVA_Transmission | NonRTO_Midwest | TVA_Transmission | Internal | Summer | B3 | 75 | 2400 | 307.83 | 241.2 | 249.2 | 8 | 0
2035 | NonRTO_Midwest_2_TVA_Transmission | NonRTO_Midwest | TVA_Transmission | Internal | Summer | B4 | 100 | 2400 | 420.26 | 165.49 | 173.49 | 8 | 0
2035 | NonRTO_Midwest_2_TVA_Transmission | NonRTO_Midwest | TVA_Transmission | Internal | Summer | B5 | 200 | 2400 | 731.07 | 152.18 | 160.18 | 8 | 0
2035 | NonRTO_Midwest_2_TVA_Transmission | NonRTO_Midwest | TVA_Transmission | Internal | Summer | B6 | 300 | 2400 | 374.34 | 145.07 | 153.07 | 8 | 0
2035 | NonRTO_Midwest_2_TVA_Transmission | NonRTO_Midwest | TVA_Transmission | Internal | Summer | B7 | 400 | 2400 | 942.9 | 134.3 | 142.3 | 8 | 0
2035 | NonRTO_Midwest_2_TVA_Transmission | NonRTO_Midwest | TVA_Transmission | Internal | Summer | B8 | 500 | 2400 | 103.47 | 132.68 | 140.68 | 8 | 0
2035 | NonRTO_Midwest_2_TVA_Transmission | NonRTO_Midwest | TVA_Transmission | Internal | Summer | B9 | 800 | 2400 | 88.58 | 132.68 | 140.68 | 8 | 0
2035 | NonRTO_Midwest_2_TVA_Transmission | NonRTO_Midwest | TVA_Transmission | Internal | Summer | B10 | 1262 | 2400 | 0 | 123.6 | 124.59 | 8 | 0
2035 | NonRTO_Midwest_2_TVA_Transmission | NonRTO_Midwest | TVA_Transmission | Internal | Winter | B16 | 25 | 2400 | 0 | 149.24 | 145.15 | 8 | 0
2035 | NonRTO_Midwest_2_TVA_Transmission | NonRTO_Midwest | TVA_Transmission | Internal | Winter | B17 | 100 | 2400 | 0 | 145.22 | 144.73 | 8 | 0
2035 | NonRTO_Midwest_2_TVA_Transmission | NonRTO_Midwest | TVA_Transmission | Internal | Winter | B18 | 400 | 2400 | 0 | 136.17 | 137.12 | 8 | 0
2035 | NonRTO_Midwest_2_TVA_Transmission | NonRTO_Midwest | TVA_Transmission | Internal | Winter | B19 | 700 | 2400 | 0 | 136.17 | 137.12 | 8 | 0
2035 | NonRTO_Midwest_2_TVA_Transmission | NonRTO_Midwest | TVA_Transmission | Internal | Winter | B20 | 935 | 2400 | 0 | 111.8 | 102.8 | 8 | 0
2035 | NYISO_A-F_2_IESO | NYISO_A-F | IESO | Internal | Shoulder | B11 | 25 | 1600 | 0 | 60.45 | 53.45 | 7 | 0
2035 | NYISO_A-F_2_IESO | NYISO_A-F | IESO | Internal | Shoulder | B12 | 200 | 1600 | 0 | 60.45 | 53.45 | 7 | 0
2035 | NYISO_A-F_2_IESO | NYISO_A-F | IESO | Internal | Shoulder | B13 | 600 | 1600 | 0 | 60.45 | 53.45 | 7 | 0
2035 | NYISO_A-F_2_IESO | NYISO_A-F | IESO | Internal | Shoulder | B14 | 900 | 1600 | 0 | 60.45 | 53.45 | 7 | 0
2035 | NYISO_A-F_2_IESO | NYISO_A-F | IESO | Internal | Shoulder | B15 | 1203 | 1600 | 0 | 60.45 | 53.45 | 7 | 0
2035 | NYISO_A-F_2_IESO | NYISO_A-F | IESO | Internal | Summer | B1 | 10 | 1600 | 0 | 134.46 | 127.46 | 7 | 0
2035 | NYISO_A-F_2_IESO | NYISO_A-F | IESO | Internal | Summer | B2 | 25 | 1600 | 0 | 157.33 | 150.33 | 7 | 0
2035 | NYISO_A-F_2_IESO | NYISO_A-F | IESO | Internal | Summer | B3 | 75 | 1600 | 0 | 172.38 | 150.17 | 7 | 0
2035 | NYISO_A-F_2_IESO | NYISO_A-F | IESO | Internal | Summer | B4 | 100 | 1600 | 0 | 157.33 | 71.54 | 7 | 0
2035 | NYISO_A-F_2_IESO | NYISO_A-F | IESO | Internal | Summer | B5 | 200 | 1600 | 0 | 153.9 | 49.92 | 7 | 0
2035 | NYISO_A-F_2_IESO | NYISO_A-F | IESO | Internal | Summer | B6 | 300 | 1600 | 0 | 147.67 | 49.92 | 7 | 0
2035 | NYISO_A-F_2_IESO | NYISO_A-F | IESO | Internal | Summer | B7 | 400 | 1600 | 0 | 134.46 | 49.92 | 7 | 0
2035 | NYISO_A-F_2_IESO | NYISO_A-F | IESO | Internal | Summer | B8 | 500 | 1600 | 0 | 134.46 | 49.92 | 7 | 0
2035 | NYISO_A-F_2_IESO | NYISO_A-F | IESO | Internal | Summer | B9 | 800 | 1600 | 0 | 132.73 | 49.92 | 7 | 0
2035 | NYISO_A-F_2_IESO | NYISO_A-F | IESO | Internal | Summer | B10 | 1262 | 1600 | 0 | 132.73 | 49.92 | 7 | 0
2035 | NYISO_A-F_2_IESO | NYISO_A-F | IESO | Internal | Winter | B16 | 25 | 1600 | 0 | 60.45 | 53.45 | 7 | 0
2035 | NYISO_A-F_2_IESO | NYISO_A-F | IESO | Internal | Winter | B17 | 100 | 1600 | 0 | 60.45 | 53.45 | 7 | 0
2035 | NYISO_A-F_2_IESO | NYISO_A-F | IESO | Internal | Winter | B18 | 400 | 1600 | 0 | 60.45 | 53.45 | 7 | 0
2035 | NYISO_A-F_2_IESO | NYISO_A-F | IESO | Internal | Winter | B19 | 700 | 1600 | 0 | 60.45 | 53.45 | 7 | 0
2035 | NYISO_A-F_2_IESO | NYISO_A-F | IESO | Internal | Winter | B20 | 935 | 1600 | 0 | 60.45 | 53.45 | 7 | 0
2035 | NYISO_A-F_2_NEISO | NYISO_A-F | NEISO | Internal | Shoulder | B11 | 25 | 600 | 0 | 60.45 | 57.45 | 3 | 0
2035 | NYISO_A-F_2_NEISO | NYISO_A-F | NEISO | Internal | Shoulder | B12 | 200 | 600 | 0 | 60.45 | 57.45 | 3 | 0
2035 | NYISO_A-F_2_NEISO | NYISO_A-F | NEISO | Internal | Shoulder | B13 | 600 | 600 | 0 | 60.45 | 57.45 | 3 | 0
2035 | NYISO_A-F_2_NEISO | NYISO_A-F | NEISO | Internal | Shoulder | B14 | 900 | 600 | 0 | 60.45 | 57.45 | 3 | 0
2035 | NYISO_A-F_2_NEISO | NYISO_A-F | NEISO | Internal | Shoulder | B15 | 1203 | 600 | 0 | 60.45 | 57.45 | 3 | 0
2035 | NYISO_A-F_2_NEISO | NYISO_A-F | NEISO | Internal | Summer | B1 | 10 | 600 | 600 | 134.46 | 175.38 | 3 | 37.92
2035 | NYISO_A-F_2_NEISO | NYISO_A-F | NEISO | Internal | Summer | B2 | 25 | 600 | 600 | 157.33 | 220.76 | 3 | 60.43
2035 | NYISO_A-F_2_NEISO | NYISO_A-F | NEISO | Internal | Summer | B3 | 75 | 600 | 379.37 | 172.38 | 175.38 | 3 | 0
2035 | NYISO_A-F_2_NEISO | NYISO_A-F | NEISO | Internal | Summer | B4 | 100 | 600 | 0 | 157.33 | 150.9 | 3 | 0
2035 | NYISO_A-F_2_NEISO | NYISO_A-F | NEISO | Internal | Summer | B5 | 200 | 600 | 0 | 153.9 | 150.9 | 3 | 0
2035 | NYISO_A-F_2_NEISO | NYISO_A-F | NEISO | Internal | Summer | B6 | 300 | 600 | 0 | 147.67 | 144.67 | 3 | 0
2035 | NYISO_A-F_2_NEISO | NYISO_A-F | NEISO | Internal | Summer | B7 | 400 | 600 | 0 | 134.46 | 131.46 | 3 | 0
2035 | NYISO_A-F_2_NEISO | NYISO_A-F | NEISO | Internal | Summer | B8 | 500 | 600 | 0 | 134.46 | 131.46 | 3 | 0
2035 | NYISO_A-F_2_NEISO | NYISO_A-F | NEISO | Internal | Summer | B9 | 800 | 600 | 0 | 132.73 | 129.75 | 3 | 0
2035 | NYISO_A-F_2_NEISO | NYISO_A-F | NEISO | Internal | Summer | B10 | 1262 | 600 | 0 | 132.73 | 129.75 | 3 | 0
2035 | NYISO_A-F_2_NEISO | NYISO_A-F | NEISO | Internal | Winter | B16 | 25 | 600 | 0 | 60.45 | 57.45 | 3 | 0
2035 | NYISO_A-F_2_NEISO | NYISO_A-F | NEISO | Internal | Winter | B17 | 100 | 600 | 0 | 60.45 | 57.45 | 3 | 0
2035 | NYISO_A-F_2_NEISO | NYISO_A-F | NEISO | Internal | Winter | B18 | 400 | 600 | 0 | 60.45 | 57.45 | 3 | 0
2035 | NYISO_A-F_2_NEISO | NYISO_A-F | NEISO | Internal | Winter | B19 | 700 | 600 | 0 | 60.45 | 57.45 | 3 | 0
2035 | NYISO_A-F_2_NEISO | NYISO_A-F | NEISO | Internal | Winter | B20 | 935 | 600 | 0 | 60.45 | 57.45 | 3 | 0
2035 | NYISO_A-F_2_NYISO_G-I | NYISO_A-F | NYISO_G-I | Internal | Shoulder | B11 | 25 | 5843 | 5843 | 60.45 | 155.29 | 0.01 | 94.83
2035 | NYISO_A-F_2_NYISO_G-I | NYISO_A-F | NYISO_G-I | Internal | Shoulder | B12 | 200 | 5843 | 5843 | 60.45 | 144.18 | 0.01 | 83.72
2035 | NYISO_A-F_2_NYISO_G-I | NYISO_A-F | NYISO_G-I | Internal | Shoulder | B13 | 600 | 5843 | 5843 | 60.45 | 143.08 | 0.01 | 82.61
2035 | NYISO_A-F_2_NYISO_G-I | NYISO_A-F | NYISO_G-I | Internal | Shoulder | B14 | 900 | 5843 | 5843 | 60.45 | 133.48 | 0.01 | 73.02
2035 | NYISO_A-F_2_NYISO_G-I | NYISO_A-F | NYISO_G-I | Internal | Shoulder | B15 | 1203 | 5843 | 5843 | 60.45 | 93.86 | 0.01 | 33.4
2035 | NYISO_A-F_2_NYISO_G-I | NYISO_A-F | NYISO_G-I | Internal | Summer | B1 | 10 | 5843 | 5843 | 134.46 | 248.13 | 0.01 | 113.66
2035 | NYISO_A-F_2_NYISO_G-I | NYISO_A-F | NYISO_G-I | Internal | Summer | B2 | 25 | 5843 | 5843 | 157.33 | 248.13 | 0.01 | 90.78
2035 | NYISO_A-F_2_NYISO_G-I | NYISO_A-F | NYISO_G-I | Internal | Summer | B3 | 75 | 5843 | 5843 | 172.38 | 217.19 | 0.01 | 44.8
2035 | NYISO_A-F_2_NYISO_G-I | NYISO_A-F | NYISO_G-I | Internal | Summer | B4 | 100 | 5843 | 5843 | 157.33 | 172.52 | 0.01 | 15.18
2035 | NYISO_A-F_2_NYISO_G-I | NYISO_A-F | NYISO_G-I | Internal | Summer | B5 | 200 | 5843 | 5843 | 153.9 | 158.32 | 0.01 | 4.4
2035 | NYISO_A-F_2_NYISO_G-I | NYISO_A-F | NYISO_G-I | Internal | Summer | B6 | 300 | 5843 | 5843 | 147.67 | 153.31 | 0.01 | 5.62
2035 | NYISO_A-F_2_NYISO_G-I | NYISO_A-F | NYISO_G-I | Internal | Summer | B7 | 400 | 5843 | 5843 | 134.46 | 153.31 | 0.01 | 18.84
2035 | NYISO_A-F_2_NYISO_G-I | NYISO_A-F | NYISO_G-I | Internal | Summer | B8 | 500 | 5843 | 5843 | 134.46 | 151.52 | 0.01 | 17.05
2035 | NYISO_A-F_2_NYISO_G-I | NYISO_A-F | NYISO_G-I | Internal | Summer | B9 | 800 | 5843 | 5843 | 132.73 | 140.61 | 0.01 | 7.87
2035 | NYISO_A-F_2_NYISO_G-I | NYISO_A-F | NYISO_G-I | Internal | Summer | B10 | 1262 | 5843 | 4860.93 | 132.73 | 132.74 | 0.01 | 0
2035 | NYISO_A-F_2_NYISO_G-I | NYISO_A-F | NYISO_G-I | Internal | Winter | B16 | 25 | 5843 | 5843 | 60.45 | 147.09 | 0.01 | 86.63
2035 | NYISO_A-F_2_NYISO_G-I | NYISO_A-F | NYISO_G-I | Internal | Winter | B17 | 100 | 5843 | 5843 | 60.45 | 147.41 | 0.01 | 86.95
2035 | NYISO_A-F_2_NYISO_G-I | NYISO_A-F | NYISO_G-I | Internal | Winter | B18 | 400 | 5843 | 5843 | 60.45 | 145.59 | 0.01 | 85.12
2035 | NYISO_A-F_2_NYISO_G-I | NYISO_A-F | NYISO_G-I | Internal | Winter | B19 | 700 | 5843 | 5843 | 60.45 | 134.31 | 0.01 | 73.84
2035 | NYISO_A-F_2_NYISO_G-I | NYISO_A-F | NYISO_G-I | Internal | Winter | B20 | 935 | 5843 | 5843 | 60.45 | 94.89 | 0.01 | 34.42
2035 | NYISO_A-F_2_PJM_ROM | NYISO_A-F | PJM_ROM | Internal | Shoulder | B11 | 25 | 1000 | 1000 | 60.45 | 138.17 | 8 | 69.72
2035 | NYISO_A-F_2_PJM_ROM | NYISO_A-F | PJM_ROM | Internal | Shoulder | B12 | 200 | 1000 | 1000 | 60.45 | 138.17 | 8 | 69.72
2035 | NYISO_A-F_2_PJM_ROM | NYISO_A-F | PJM_ROM | Internal | Shoulder | B13 | 600 | 1000 | 1000 | 60.45 | 137.06 | 8 | 68.61
2035 | NYISO_A-F_2_PJM_ROM | NYISO_A-F | PJM_ROM | Internal | Shoulder | B14 | 900 | 1000 | 1000 | 60.45 | 136.36 | 8 | 67.91
2035 | NYISO_A-F_2_PJM_ROM | NYISO_A-F | PJM_ROM | Internal | Shoulder | B15 | 1203 | 1000 | 1000 | 60.45 | 101.85 | 8 | 33.4
2035 | NYISO_A-F_2_PJM_ROM | NYISO_A-F | PJM_ROM | Internal | Summer | B1 | 10 | 1000 | 1000 | 134.46 | 256.11 | 8 | 113.66
2035 | NYISO_A-F_2_PJM_ROM | NYISO_A-F | PJM_ROM | Internal | Summer | B2 | 25 | 1000 | 1000 | 157.33 | 256.11 | 8 | 90.78
2035 | NYISO_A-F_2_PJM_ROM | NYISO_A-F | PJM_ROM | Internal | Summer | B3 | 75 | 1000 | 1000 | 172.38 | 243.21 | 8 | 62.84
2035 | NYISO_A-F_2_PJM_ROM | NYISO_A-F | PJM_ROM | Internal | Summer | B4 | 100 | 1000 | 1000 | 157.33 | 180.51 | 8 | 15.18
2035 | NYISO_A-F_2_PJM_ROM | NYISO_A-F | PJM_ROM | Internal | Summer | B5 | 200 | 1000 | 1000 | 153.9 | 166.31 | 8 | 4.4
2035 | NYISO_A-F_2_PJM_ROM | NYISO_A-F | PJM_ROM | Internal | Summer | B6 | 300 | 1000 | 772.89 | 147.67 | 155.67 | 8 | 0
2035 | NYISO_A-F_2_PJM_ROM | NYISO_A-F | PJM_ROM | Internal | Summer | B7 | 400 | 1000 | 1000 | 134.46 | 149.32 | 8 | 6.86
2035 | NYISO_A-F_2_PJM_ROM | NYISO_A-F | PJM_ROM | Internal | Summer | B8 | 500 | 1000 | 1000 | 134.46 | 145.51 | 8 | 3.05
2035 | NYISO_A-F_2_PJM_ROM | NYISO_A-F | PJM_ROM | Internal | Summer | B9 | 800 | 1000 | 0 | 132.73 | 138.6 | 8 | 0
2035 | NYISO_A-F_2_PJM_ROM | NYISO_A-F | PJM_ROM | Internal | Summer | B10 | 1262 | 1000 | 0 | 132.73 | 133.6 | 8 | 0
2035 | NYISO_A-F_2_PJM_ROM | NYISO_A-F | PJM_ROM | Internal | Winter | B16 | 25 | 1000 | 1000 | 60.45 | 141.08 | 8 | 72.63
2035 | NYISO_A-F_2_PJM_ROM | NYISO_A-F | PJM_ROM | Internal | Winter | B17 | 100 | 1000 | 1000 | 60.45 | 141.4 | 8 | 72.95
2035 | NYISO_A-F_2_PJM_ROM | NYISO_A-F | PJM_ROM | Internal | Winter | B18 | 400 | 1000 | 1000 | 60.45 | 139.57 | 8 | 71.12
2035 | NYISO_A-F_2_PJM_ROM | NYISO_A-F | PJM_ROM | Internal | Winter | B19 | 700 | 1000 | 1000 | 60.45 | 136.9 | 8 | 68.45
2035 | NYISO_A-F_2_PJM_ROM | NYISO_A-F | PJM_ROM | Internal | Winter | B20 | 935 | 1000 | 1000 | 60.45 | 102.9 | 8 | 34.45
2035 | NYISO_G-I_2_NEISO | NYISO_G-I | NEISO | Internal | Shoulder | B11 | 25 | 600 | 0 | 155.29 | 57.45 | 3 | 0
2035 | NYISO_G-I_2_NEISO | NYISO_G-I | NEISO | Internal | Shoulder | B12 | 200 | 600 | 0 | 144.18 | 57.45 | 3 | 0
2035 | NYISO_G-I_2_NEISO | NYISO_G-I | NEISO | Internal | Shoulder | B13 | 600 | 600 | 0 | 143.08 | 57.45 | 3 | 0
2035 | NYISO_G-I_2_NEISO | NYISO_G-I | NEISO | Internal | Shoulder | B14 | 900 | 600 | 0 | 133.48 | 57.45 | 3 | 0
2035 | NYISO_G-I_2_NEISO | NYISO_G-I | NEISO | Internal | Shoulder | B15 | 1203 | 600 | 0 | 93.86 | 57.45 | 3 | 0
2035 | NYISO_G-I_2_NEISO | NYISO_G-I | NEISO | Internal | Summer | B1 | 10 | 600 | 0 | 248.13 | 175.38 | 3 | 0
2035 | NYISO_G-I_2_NEISO | NYISO_G-I | NEISO | Internal | Summer | B2 | 25 | 600 | 0 | 248.13 | 220.76 | 3 | 0
2035 | NYISO_G-I_2_NEISO | NYISO_G-I | NEISO | Internal | Summer | B3 | 75 | 600 | 0 | 217.19 | 175.38 | 3 | 0
2035 | NYISO_G-I_2_NEISO | NYISO_G-I | NEISO | Internal | Summer | B4 | 100 | 600 | 0 | 172.52 | 150.9 | 3 | 0
2035 | NYISO_G-I_2_NEISO | NYISO_G-I | NEISO | Internal | Summer | B5 | 200 | 600 | 0 | 158.32 | 150.9 | 3 | 0
2035 | NYISO_G-I_2_NEISO | NYISO_G-I | NEISO | Internal | Summer | B6 | 300 | 600 | 0 | 153.31 | 144.67 | 3 | 0
2035 | NYISO_G-I_2_NEISO | NYISO_G-I | NEISO | Internal | Summer | B7 | 400 | 600 | 0 | 153.31 | 131.46 | 3 | 0
2035 | NYISO_G-I_2_NEISO | NYISO_G-I | NEISO | Internal | Summer | B8 | 500 | 600 | 0 | 151.52 | 131.46 | 3 | 0
2035 | NYISO_G-I_2_NEISO | NYISO_G-I | NEISO | Internal | Summer | B9 | 800 | 600 | 0 | 140.61 | 129.75 | 3 | 0
2035 | NYISO_G-I_2_NEISO | NYISO_G-I | NEISO | Internal | Summer | B10 | 1262 | 600 | 0 | 132.74 | 129.75 | 3 | 0
2035 | NYISO_G-I_2_NEISO | NYISO_G-I | NEISO | Internal | Winter | B16 | 25 | 600 | 0 | 147.09 | 57.45 | 3 | 0
2035 | NYISO_G-I_2_NEISO | NYISO_G-I | NEISO | Internal | Winter | B17 | 100 | 600 | 0 | 147.41 | 57.45 | 3 | 0
2035 | NYISO_G-I_2_NEISO | NYISO_G-I | NEISO | Internal | Winter | B18 | 400 | 600 | 0 | 145.59 | 57.45 | 3 | 0
2035 | NYISO_G-I_2_NEISO | NYISO_G-I | NEISO | Internal | Winter | B19 | 700 | 600 | 0 | 134.31 | 57.45 | 3 | 0
2035 | NYISO_G-I_2_NEISO | NYISO_G-I | NEISO | Internal | Winter | B20 | 935 | 600 | 0 | 94.89 | 57.45 | 3 | 0
2035 | NYISO_G-I_2_NYISO_A-F | NYISO_G-I | NYISO_A-F | Internal | Shoulder | B11 | 25 | 3592 | 0 | 155.29 | 60.45 | 0.01 | 0
2035 | NYISO_G-I_2_NYISO_A-F | NYISO_G-I | NYISO_A-F | Internal | Shoulder | B12 | 200 | 3592 | 0 | 144.18 | 60.45 | 0.01 | 0
2035 | NYISO_G-I_2_NYISO_A-F | NYISO_G-I | NYISO_A-F | Internal | Shoulder | B13 | 600 | 3592 | 0 | 143.08 | 60.45 | 0.01 | 0
2035 | NYISO_G-I_2_NYISO_A-F | NYISO_G-I | NYISO_A-F | Internal | Shoulder | B14 | 900 | 3592 | 0 | 133.48 | 60.45 | 0.01 | 0
2035 | NYISO_G-I_2_NYISO_A-F | NYISO_G-I | NYISO_A-F | Internal | Shoulder | B15 | 1203 | 3592 | 0 | 93.86 | 60.45 | 0.01 | 0
2035 | NYISO_G-I_2_NYISO_A-F | NYISO_G-I | NYISO_A-F | Internal | Summer | B1 | 10 | 3592 | 0 | 248.13 | 134.46 | 0.01 | 0
2035 | NYISO_G-I_2_NYISO_A-F | NYISO_G-I | NYISO_A-F | Internal | Summer | B2 | 25 | 3592 | 0 | 248.13 | 157.33 | 0.01 | 0
2035 | NYISO_G-I_2_NYISO_A-F | NYISO_G-I | NYISO_A-F | Internal | Summer | B3 | 75 | 3592 | 0 | 217.19 | 172.38 | 0.01 | 0
2035 | NYISO_G-I_2_NYISO_A-F | NYISO_G-I | NYISO_A-F | Internal | Summer | B4 | 100 | 3592 | 0 | 172.52 | 157.33 | 0.01 | 0
2035 | NYISO_G-I_2_NYISO_A-F | NYISO_G-I | NYISO_A-F | Internal | Summer | B5 | 200 | 3592 | 0 | 158.32 | 153.9 | 0.01 | 0
2035 | NYISO_G-I_2_NYISO_A-F | NYISO_G-I | NYISO_A-F | Internal | Summer | B6 | 300 | 3592 | 0 | 153.31 | 147.67 | 0.01 | 0
2035 | NYISO_G-I_2_NYISO_A-F | NYISO_G-I | NYISO_A-F | Internal | Summer | B7 | 400 | 3592 | 0 | 153.31 | 134.46 | 0.01 | 0
2035 | NYISO_G-I_2_NYISO_A-F | NYISO_G-I | NYISO_A-F | Internal | Summer | B8 | 500 | 3592 | 0 | 151.52 | 134.46 | 0.01 | 0
2035 | NYISO_G-I_2_NYISO_A-F | NYISO_G-I | NYISO_A-F | Internal | Summer | B9 | 800 | 3592 | 0 | 140.61 | 132.73 | 0.01 | 0
2035 | NYISO_G-I_2_NYISO_A-F | NYISO_G-I | NYISO_A-F | Internal | Summer | B10 | 1262 | 3592 | 0 | 132.74 | 132.73 | 0.01 | 0
2035 | NYISO_G-I_2_NYISO_A-F | NYISO_G-I | NYISO_A-F | Internal | Winter | B16 | 25 | 3592 | 0 | 147.09 | 60.45 | 0.01 | 0
2035 | NYISO_G-I_2_NYISO_A-F | NYISO_G-I | NYISO_A-F | Internal | Winter | B17 | 100 | 3592 | 0 | 147.41 | 60.45 | 0.01 | 0
2035 | NYISO_G-I_2_NYISO_A-F | NYISO_G-I | NYISO_A-F | Internal | Winter | B18 | 400 | 3592 | 0 | 145.59 | 60.45 | 0.01 | 0
2035 | NYISO_G-I_2_NYISO_A-F | NYISO_G-I | NYISO_A-F | Internal | Winter | B19 | 700 | 3592 | 0 | 134.31 | 60.45 | 0.01 | 0
2035 | NYISO_G-I_2_NYISO_A-F | NYISO_G-I | NYISO_A-F | Internal | Winter | B20 | 935 | 3592 | 0 | 94.89 | 60.45 | 0.01 | 0
2035 | NYISO_G-I_2_NYISO_J-K | NYISO_G-I | NYISO_J-K | Internal | Shoulder | B11 | 25 | 6130 | 6112.5 | 155.29 | 155.31 | 0.01 | 0
2035 | NYISO_G-I_2_NYISO_J-K | NYISO_G-I | NYISO_J-K | Internal | Shoulder | B12 | 200 | 6130 | 6130 | 144.18 | 155.31 | 0.01 | 11.11
2035 | NYISO_G-I_2_NYISO_J-K | NYISO_G-I | NYISO_J-K | Internal | Shoulder | B13 | 600 | 6130 | 6130 | 143.08 | 155.31 | 0.01 | 12.22
2035 | NYISO_G-I_2_NYISO_J-K | NYISO_G-I | NYISO_J-K | Internal | Shoulder | B14 | 900 | 6130 | 5914.93 | 133.48 | 133.49 | 0.01 | 0
2035 | NYISO_G-I_2_NYISO_J-K | NYISO_G-I | NYISO_J-K | Internal | Shoulder | B15 | 1203 | 6130 | 5162.62 | 93.86 | 93.87 | 0.01 | 0
2035 | NYISO_G-I_2_NYISO_J-K | NYISO_G-I | NYISO_J-K | Internal | Summer | B1 | 10 | 6130 | 5363.81 | 248.13 | 248.14 | 0.01 | 0
2035 | NYISO_G-I_2_NYISO_J-K | NYISO_G-I | NYISO_J-K | Internal | Summer | B2 | 25 | 6130 | 4960.01 | 248.13 | 248.14 | 0.01 | 0
2035 | NYISO_G-I_2_NYISO_J-K | NYISO_G-I | NYISO_J-K | Internal | Summer | B3 | 75 | 6130 | 4611.29 | 217.19 | 217.2 | 0.01 | 0
2035 | NYISO_G-I_2_NYISO_J-K | NYISO_G-I | NYISO_J-K | Internal | Summer | B4 | 100 | 6130 | 6130 | 172.52 | 214.1 | 0.01 | 41.56
2035 | NYISO_G-I_2_NYISO_J-K | NYISO_G-I | NYISO_J-K | Internal | Summer | B5 | 200 | 6130 | 6130 | 158.32 | 214.1 | 0.01 | 55.76
2035 | NYISO_G-I_2_NYISO_J-K | NYISO_G-I | NYISO_J-K | Internal | Summer | B6 | 300 | 6130 | 6130 | 153.31 | 161.52 | 0.01 | 8.2
2035 | NYISO_G-I_2_NYISO_J-K | NYISO_G-I | NYISO_J-K | Internal | Summer | B7 | 400 | 6130 | 6087.13 | 153.31 | 153.32 | 0.01 | 0
2035 | NYISO_G-I_2_NYISO_J-K | NYISO_G-I | NYISO_J-K | Internal | Summer | B8 | 500 | 6130 | 5932.11 | 151.52 | 151.53 | 0.01 | 0
2035 | NYISO_G-I_2_NYISO_J-K | NYISO_G-I | NYISO_J-K | Internal | Summer | B9 | 800 | 6130 | 6130 | 140.61 | 151.53 | 0.01 | 10.91
2035 | NYISO_G-I_2_NYISO_J-K | NYISO_G-I | NYISO_J-K | Internal | Summer | B10 | 1262 | 6130 | 4983.13 | 132.74 | 132.75 | 0.01 | 0
2035 | NYISO_G-I_2_NYISO_J-K | NYISO_G-I | NYISO_J-K | Internal | Winter | B16 | 25 | 6130 | 6130 | 147.09 | 168.4 | 0.01 | 21.3
2035 | NYISO_G-I_2_NYISO_J-K | NYISO_G-I | NYISO_J-K | Internal | Winter | B17 | 100 | 6130 | 6130 | 147.41 | 168.4 | 0.01 | 20.98
2035 | NYISO_G-I_2_NYISO_J-K | NYISO_G-I | NYISO_J-K | Internal | Winter | B18 | 400 | 6130 | 6130 | 145.59 | 168.4 | 0.01 | 22.8
2035 | NYISO_G-I_2_NYISO_J-K | NYISO_G-I | NYISO_J-K | Internal | Winter | B19 | 700 | 6130 | 6130 | 134.31 | 145.77 | 0.01 | 11.45
2035 | NYISO_G-I_2_NYISO_J-K | NYISO_G-I | NYISO_J-K | Internal | Winter | B20 | 935 | 6130 | 5570.52 | 94.89 | 94.9 | 0.01 | 0
2035 | NYISO_G-I_2_PJM_E | NYISO_G-I | PJM_E | Internal | Shoulder | B11 | 25 | 1500 | 0 | 155.29 | 138.18 | 8 | 0
2035 | NYISO_G-I_2_PJM_E | NYISO_G-I | PJM_E | Internal | Shoulder | B12 | 200 | 1500 | 0 | 144.18 | 138.18 | 8 | 0
2035 | NYISO_G-I_2_PJM_E | NYISO_G-I | PJM_E | Internal | Shoulder | B13 | 600 | 1500 | 0 | 143.08 | 137.08 | 8 | 0
2035 | NYISO_G-I_2_PJM_E | NYISO_G-I | PJM_E | Internal | Shoulder | B14 | 900 | 1500 | 0 | 133.48 | 136.35 | 8 | 0
2035 | NYISO_G-I_2_PJM_E | NYISO_G-I | PJM_E | Internal | Shoulder | B15 | 1203 | 1500 | 1169.68 | 93.86 | 101.86 | 8 | 0
2035 | NYISO_G-I_2_PJM_E | NYISO_G-I | PJM_E | Internal | Summer | B1 | 10 | 1500 | 231.86 | 248.13 | 256.13 | 8 | 0
2035 | NYISO_G-I_2_PJM_E | NYISO_G-I | PJM_E | Internal | Summer | B2 | 25 | 1500 | 764 | 248.13 | 256.13 | 8 | 0
2035 | NYISO_G-I_2_PJM_E | NYISO_G-I | PJM_E | Internal | Summer | B3 | 75 | 1500 | 1500 | 217.19 | 243.2 | 8 | 18.02
2035 | NYISO_G-I_2_PJM_E | NYISO_G-I | PJM_E | Internal | Summer | B4 | 100 | 1500 | 222.77 | 172.52 | 180.52 | 8 | 0
2035 | NYISO_G-I_2_PJM_E | NYISO_G-I | PJM_E | Internal | Summer | B5 | 200 | 1500 | 344.69 | 158.32 | 166.32 | 8 | 0
2035 | NYISO_G-I_2_PJM_E | NYISO_G-I | PJM_E | Internal | Summer | B6 | 300 | 1500 | 0 | 153.31 | 155.69 | 8 | 0
2035 | NYISO_G-I_2_PJM_E | NYISO_G-I | PJM_E | Internal | Summer | B7 | 400 | 1500 | 0 | 153.31 | 149.33 | 8 | 0
2035 | NYISO_G-I_2_PJM_E | NYISO_G-I | PJM_E | Internal | Summer | B8 | 500 | 1500 | 0 | 151.52 | 145.52 | 8 | 0
2035 | NYISO_G-I_2_PJM_E | NYISO_G-I | PJM_E | Internal | Summer | B9 | 800 | 1500 | 0 | 140.61 | 138.61 | 8 | 0
2035 | NYISO_G-I_2_PJM_E | NYISO_G-I | PJM_E | Internal | Summer | B10 | 1262 | 1500 | 0 | 132.74 | 133.62 | 8 | 0
2035 | NYISO_G-I_2_PJM_E | NYISO_G-I | PJM_E | Internal | Winter | B16 | 25 | 1500 | 0 | 147.09 | 141.09 | 8 | 0
2035 | NYISO_G-I_2_PJM_E | NYISO_G-I | PJM_E | Internal | Winter | B17 | 100 | 1500 | 0 | 147.41 | 141.41 | 8 | 0
2035 | NYISO_G-I_2_PJM_E | NYISO_G-I | PJM_E | Internal | Winter | B18 | 400 | 1500 | 0 | 145.59 | 139.59 | 8 | 0
2035 | NYISO_G-I_2_PJM_E | NYISO_G-I | PJM_E | Internal | Winter | B19 | 700 | 1500 | 0 | 134.31 | 136.91 | 8 | 0
2035 | NYISO_G-I_2_PJM_E | NYISO_G-I | PJM_E | Internal | Winter | B20 | 935 | 1500 | 972.35 | 94.89 | 102.89 | 8 | 0
2035 | NYISO_J-K_2_NEISO | NYISO_J-K | NEISO | Internal | Shoulder | B11 | 25 | 347 | 0 | 155.31 | 57.45 | 3 | 0
2035 | NYISO_J-K_2_NEISO | NYISO_J-K | NEISO | Internal | Shoulder | B12 | 200 | 347 | 0 | 155.31 | 57.45 | 3 | 0
2035 | NYISO_J-K_2_NEISO | NYISO_J-K | NEISO | Internal | Shoulder | B13 | 600 | 347 | 0 | 155.31 | 57.45 | 3 | 0
2035 | NYISO_J-K_2_NEISO | NYISO_J-K | NEISO | Internal | Shoulder | B14 | 900 | 347 | 0 | 133.49 | 57.45 | 3 | 0
2035 | NYISO_J-K_2_NEISO | NYISO_J-K | NEISO | Internal | Shoulder | B15 | 1203 | 347 | 0 | 93.87 | 57.45 | 3 | 0
2035 | NYISO_J-K_2_NEISO | NYISO_J-K | NEISO | Internal | Summer | B1 | 10 | 347 | 0 | 248.14 | 175.38 | 3 | 0
2035 | NYISO_J-K_2_NEISO | NYISO_J-K | NEISO | Internal | Summer | B2 | 25 | 347 | 0 | 248.14 | 220.76 | 3 | 0
2035 | NYISO_J-K_2_NEISO | NYISO_J-K | NEISO | Internal | Summer | B3 | 75 | 347 | 0 | 217.2 | 175.38 | 3 | 0
2035 | NYISO_J-K_2_NEISO | NYISO_J-K | NEISO | Internal | Summer | B4 | 100 | 347 | 0 | 214.1 | 150.9 | 3 | 0
2035 | NYISO_J-K_2_NEISO | NYISO_J-K | NEISO | Internal | Summer | B5 | 200 | 347 | 0 | 214.1 | 150.9 | 3 | 0
2035 | NYISO_J-K_2_NEISO | NYISO_J-K | NEISO | Internal | Summer | B6 | 300 | 347 | 0 | 161.52 | 144.67 | 3 | 0
2035 | NYISO_J-K_2_NEISO | NYISO_J-K | NEISO | Internal | Summer | B7 | 400 | 347 | 0 | 153.32 | 131.46 | 3 | 0
2035 | NYISO_J-K_2_NEISO | NYISO_J-K | NEISO | Internal | Summer | B8 | 500 | 347 | 0 | 151.53 | 131.46 | 3 | 0
2035 | NYISO_J-K_2_NEISO | NYISO_J-K | NEISO | Internal | Summer | B9 | 800 | 347 | 0 | 151.53 | 129.75 | 3 | 0
2035 | NYISO_J-K_2_NEISO | NYISO_J-K | NEISO | Internal | Summer | B10 | 1262 | 347 | 0 | 132.75 | 129.75 | 3 | 0
2035 | NYISO_J-K_2_NEISO | NYISO_J-K | NEISO | Internal | Winter | B16 | 25 | 347 | 0 | 168.4 | 57.45 | 3 | 0
2035 | NYISO_J-K_2_NEISO | NYISO_J-K | NEISO | Internal | Winter | B17 | 100 | 347 | 0 | 168.4 | 57.45 | 3 | 0
2035 | NYISO_J-K_2_NEISO | NYISO_J-K | NEISO | Internal | Winter | B18 | 400 | 347 | 0 | 168.4 | 57.45 | 3 | 0
2035 | NYISO_J-K_2_NEISO | NYISO_J-K | NEISO | Internal | Winter | B19 | 700 | 347 | 0 | 145.77 | 57.45 | 3 | 0
2035 | NYISO_J-K_2_NEISO | NYISO_J-K | NEISO | Internal | Winter | B20 | 935 | 347 | 0 | 94.9 | 57.45 | 3 | 0
2035 | NYISO_J-K_2_NYISO_G-I | NYISO_J-K | NYISO_G-I | Internal | Shoulder | B11 | 25 | 1999 | 0 | 155.31 | 155.29 | 0.01 | 0
2035 | NYISO_J-K_2_NYISO_G-I | NYISO_J-K | NYISO_G-I | Internal | Shoulder | B12 | 200 | 1999 | 0 | 155.31 | 144.18 | 0.01 | 0
2035 | NYISO_J-K_2_NYISO_G-I | NYISO_J-K | NYISO_G-I | Internal | Shoulder | B13 | 600 | 1999 | 0 | 155.31 | 143.08 | 0.01 | 0
2035 | NYISO_J-K_2_NYISO_G-I | NYISO_J-K | NYISO_G-I | Internal | Shoulder | B14 | 900 | 1999 | 0 | 133.49 | 133.48 | 0.01 | 0
2035 | NYISO_J-K_2_NYISO_G-I | NYISO_J-K | NYISO_G-I | Internal | Shoulder | B15 | 1203 | 1999 | 0 | 93.87 | 93.86 | 0.01 | 0
2035 | NYISO_J-K_2_NYISO_G-I | NYISO_J-K | NYISO_G-I | Internal | Summer | B1 | 10 | 1999 | 0 | 248.14 | 248.13 | 0.01 | 0
2035 | NYISO_J-K_2_NYISO_G-I | NYISO_J-K | NYISO_G-I | Internal | Summer | B2 | 25 | 1999 | 0 | 248.14 | 248.13 | 0.01 | 0
2035 | NYISO_J-K_2_NYISO_G-I | NYISO_J-K | NYISO_G-I | Internal | Summer | B3 | 75 | 1999 | 0 | 217.2 | 217.19 | 0.01 | 0
2035 | NYISO_J-K_2_NYISO_G-I | NYISO_J-K | NYISO_G-I | Internal | Summer | B4 | 100 | 1999 | 0 | 214.1 | 172.52 | 0.01 | 0
2035 | NYISO_J-K_2_NYISO_G-I | NYISO_J-K | NYISO_G-I | Internal | Summer | B5 | 200 | 1999 | 0 | 214.1 | 158.32 | 0.01 | 0
2035 | NYISO_J-K_2_NYISO_G-I | NYISO_J-K | NYISO_G-I | Internal | Summer | B6 | 300 | 1999 | 0 | 161.52 | 153.31 | 0.01 | 0
2035 | NYISO_J-K_2_NYISO_G-I | NYISO_J-K | NYISO_G-I | Internal | Summer | B7 | 400 | 1999 | 0 | 153.32 | 153.31 | 0.01 | 0
2035 | NYISO_J-K_2_NYISO_G-I | NYISO_J-K | NYISO_G-I | Internal | Summer | B8 | 500 | 1999 | 0 | 151.53 | 151.52 | 0.01 | 0
2035 | NYISO_J-K_2_NYISO_G-I | NYISO_J-K | NYISO_G-I | Internal | Summer | B9 | 800 | 1999 | 0 | 151.53 | 140.61 | 0.01 | 0
2035 | NYISO_J-K_2_NYISO_G-I | NYISO_J-K | NYISO_G-I | Internal | Summer | B10 | 1262 | 1999 | 0 | 132.75 | 132.74 | 0.01 | 0
2035 | NYISO_J-K_2_NYISO_G-I | NYISO_J-K | NYISO_G-I | Internal | Winter | B16 | 25 | 1999 | 0 | 168.4 | 147.09 | 0.01 | 0
2035 | NYISO_J-K_2_NYISO_G-I | NYISO_J-K | NYISO_G-I | Internal | Winter | B17 | 100 | 1999 | 0 | 168.4 | 147.41 | 0.01 | 0
2035 | NYISO_J-K_2_NYISO_G-I | NYISO_J-K | NYISO_G-I | Internal | Winter | B18 | 400 | 1999 | 0 | 168.4 | 145.59 | 0.01 | 0
2035 | NYISO_J-K_2_NYISO_G-I | NYISO_J-K | NYISO_G-I | Internal | Winter | B19 | 700 | 1999 | 0 | 145.77 | 134.31 | 0.01 | 0
2035 | NYISO_J-K_2_NYISO_G-I | NYISO_J-K | NYISO_G-I | Internal | Winter | B20 | 935 | 1999 | 0 | 94.9 | 94.89 | 0.01 | 0
2035 | NYISO_J-K_2_PJM_E | NYISO_J-K | PJM_E | Internal | Shoulder | B11 | 25 | 330 | 0 | 155.31 | 138.18 | 8 | 0
2035 | NYISO_J-K_2_PJM_E | NYISO_J-K | PJM_E | Internal | Shoulder | B12 | 200 | 330 | 0 | 155.31 | 138.18 | 8 | 0
2035 | NYISO_J-K_2_PJM_E | NYISO_J-K | PJM_E | Internal | Shoulder | B13 | 600 | 330 | 0 | 155.31 | 137.08 | 8 | 0
2035 | NYISO_J-K_2_PJM_E | NYISO_J-K | PJM_E | Internal | Shoulder | B14 | 900 | 330 | 0 | 133.49 | 136.35 | 8 | 0
2035 | NYISO_J-K_2_PJM_E | NYISO_J-K | PJM_E | Internal | Shoulder | B15 | 1203 | 330 | 0 | 93.87 | 101.86 | 8 | 0
2035 | NYISO_J-K_2_PJM_E | NYISO_J-K | PJM_E | Internal | Summer | B1 | 10 | 330 | 0 | 248.14 | 256.13 | 8 | 0
2035 | NYISO_J-K_2_PJM_E | NYISO_J-K | PJM_E | Internal | Summer | B2 | 25 | 330 | 0 | 248.14 | 256.13 | 8 | 0
2035 | NYISO_J-K_2_PJM_E | NYISO_J-K | PJM_E | Internal | Summer | B3 | 75 | 330 | 330 | 217.2 | 243.2 | 8 | 18
2035 | NYISO_J-K_2_PJM_E | NYISO_J-K | PJM_E | Internal | Summer | B4 | 100 | 330 | 0 | 214.1 | 180.52 | 8 | 0
2035 | NYISO_J-K_2_PJM_E | NYISO_J-K | PJM_E | Internal | Summer | B5 | 200 | 330 | 0 | 214.1 | 166.32 | 8 | 0
2035 | NYISO_J-K_2_PJM_E | NYISO_J-K | PJM_E | Internal | Summer | B6 | 300 | 330 | 0 | 161.52 | 155.69 | 8 | 0
2035 | NYISO_J-K_2_PJM_E | NYISO_J-K | PJM_E | Internal | Summer | B7 | 400 | 330 | 0 | 153.32 | 149.33 | 8 | 0
2035 | NYISO_J-K_2_PJM_E | NYISO_J-K | PJM_E | Internal | Summer | B8 | 500 | 330 | 0 | 151.53 | 145.52 | 8 | 0
2035 | NYISO_J-K_2_PJM_E | NYISO_J-K | PJM_E | Internal | Summer | B9 | 800 | 330 | 0 | 151.53 | 138.61 | 8 | 0
2035 | NYISO_J-K_2_PJM_E | NYISO_J-K | PJM_E | Internal | Summer | B10 | 1262 | 330 | 0 | 132.75 | 133.62 | 8 | 0
2035 | NYISO_J-K_2_PJM_E | NYISO_J-K | PJM_E | Internal | Winter | B16 | 25 | 330 | 0 | 168.4 | 141.09 | 8 | 0
2035 | NYISO_J-K_2_PJM_E | NYISO_J-K | PJM_E | Internal | Winter | B17 | 100 | 330 | 0 | 168.4 | 141.41 | 8 | 0
2035 | NYISO_J-K_2_PJM_E | NYISO_J-K | PJM_E | Internal | Winter | B18 | 400 | 330 | 0 | 168.4 | 139.59 | 8 | 0
2035 | NYISO_J-K_2_PJM_E | NYISO_J-K | PJM_E | Internal | Winter | B19 | 700 | 330 | 0 | 145.77 | 136.91 | 8 | 0
2035 | NYISO_J-K_2_PJM_E | NYISO_J-K | PJM_E | Internal | Winter | B20 | 935 | 330 | 0 | 94.9 | 102.89 | 8 | 0
2035 | PJM_E_2_NYISO_G-I | PJM_E | NYISO_G-I | Internal | Shoulder | B11 | 25 | 500 | 500 | 138.18 | 155.29 | 6 | 11.11
2035 | PJM_E_2_NYISO_G-I | PJM_E | NYISO_G-I | Internal | Shoulder | B12 | 200 | 500 | 482.62 | 138.18 | 144.18 | 6 | 0
2035 | PJM_E_2_NYISO_G-I | PJM_E | NYISO_G-I | Internal | Shoulder | B13 | 600 | 500 | 366.98 | 137.08 | 143.08 | 6 | 0
2035 | PJM_E_2_NYISO_G-I | PJM_E | NYISO_G-I | Internal | Shoulder | B14 | 900 | 500 | 0 | 136.35 | 133.48 | 6 | 0
2035 | PJM_E_2_NYISO_G-I | PJM_E | NYISO_G-I | Internal | Shoulder | B15 | 1203 | 500 | 0 | 101.86 | 93.86 | 6 | 0
2035 | PJM_E_2_NYISO_G-I | PJM_E | NYISO_G-I | Internal | Summer | B1 | 10 | 500 | 0 | 256.13 | 248.13 | 6 | 0
2035 | PJM_E_2_NYISO_G-I | PJM_E | NYISO_G-I | Internal | Summer | B2 | 25 | 500 | 0 | 256.13 | 248.13 | 6 | 0
2035 | PJM_E_2_NYISO_G-I | PJM_E | NYISO_G-I | Internal | Summer | B3 | 75 | 500 | 0 | 243.2 | 217.19 | 6 | 0
2035 | PJM_E_2_NYISO_G-I | PJM_E | NYISO_G-I | Internal | Summer | B4 | 100 | 500 | 0 | 180.52 | 172.52 | 6 | 0
2035 | PJM_E_2_NYISO_G-I | PJM_E | NYISO_G-I | Internal | Summer | B5 | 200 | 500 | 0 | 166.32 | 158.32 | 6 | 0
2035 | PJM_E_2_NYISO_G-I | PJM_E | NYISO_G-I | Internal | Summer | B6 | 300 | 500 | 0 | 155.69 | 153.31 | 6 | 0
2035 | PJM_E_2_NYISO_G-I | PJM_E | NYISO_G-I | Internal | Summer | B7 | 400 | 500 | 0 | 149.33 | 153.31 | 6 | 0
2035 | PJM_E_2_NYISO_G-I | PJM_E | NYISO_G-I | Internal | Summer | B8 | 500 | 500 | 16.08 | 145.52 | 151.52 | 6 | 0
2035 | PJM_E_2_NYISO_G-I | PJM_E | NYISO_G-I | Internal | Summer | B9 | 800 | 500 | 0 | 138.61 | 140.61 | 6 | 0
2035 | PJM_E_2_NYISO_G-I | PJM_E | NYISO_G-I | Internal | Summer | B10 | 1262 | 500 | 0 | 133.62 | 132.74 | 6 | 0
2035 | PJM_E_2_NYISO_G-I | PJM_E | NYISO_G-I | Internal | Winter | B16 | 25 | 500 | 341.05 | 141.09 | 147.09 | 6 | 0
2035 | PJM_E_2_NYISO_G-I | PJM_E | NYISO_G-I | Internal | Winter | B17 | 100 | 500 | 222.78 | 141.41 | 147.41 | 6 | 0
2035 | PJM_E_2_NYISO_G-I | PJM_E | NYISO_G-I | Internal | Winter | B18 | 400 | 500 | 165.8 | 139.59 | 145.59 | 6 | 0
2035 | PJM_E_2_NYISO_G-I | PJM_E | NYISO_G-I | Internal | Winter | B19 | 700 | 500 | 0 | 136.91 | 134.31 | 6 | 0
2035 | PJM_E_2_NYISO_G-I | PJM_E | NYISO_G-I | Internal | Winter | B20 | 935 | 500 | 0 | 102.89 | 94.89 | 6 | 0
2035 | PJM_E_2_NYISO_J-K | PJM_E | NYISO_J-K | Internal | Shoulder | B11 | 25 | 330 | 330 | 138.18 | 155.31 | 6 | 11.12
2035 | PJM_E_2_NYISO_J-K | PJM_E | NYISO_J-K | Internal | Shoulder | B12 | 200 | 330 | 330 | 138.18 | 155.31 | 6 | 11.12
2035 | PJM_E_2_NYISO_J-K | PJM_E | NYISO_J-K | Internal | Shoulder | B13 | 600 | 330 | 330 | 137.08 | 155.31 | 6 | 12.23
2035 | PJM_E_2_NYISO_J-K | PJM_E | NYISO_J-K | Internal | Shoulder | B14 | 900 | 330 | 0 | 136.35 | 133.49 | 6 | 0
2035 | PJM_E_2_NYISO_J-K | PJM_E | NYISO_J-K | Internal | Shoulder | B15 | 1203 | 330 | 0 | 101.86 | 93.87 | 6 | 0
2035 | PJM_E_2_NYISO_J-K | PJM_E | NYISO_J-K | Internal | Summer | B1 | 10 | 330 | 0 | 256.13 | 248.14 | 6 | 0
2035 | PJM_E_2_NYISO_J-K | PJM_E | NYISO_J-K | Internal | Summer | B2 | 25 | 330 | 0 | 256.13 | 248.14 | 6 | 0
2035 | PJM_E_2_NYISO_J-K | PJM_E | NYISO_J-K | Internal | Summer | B3 | 75 | 330 | 0 | 243.2 | 217.2 | 6 | 0
2035 | PJM_E_2_NYISO_J-K | PJM_E | NYISO_J-K | Internal | Summer | B4 | 100 | 330 | 330 | 180.52 | 214.1 | 6 | 27.57
2035 | PJM_E_2_NYISO_J-K | PJM_E | NYISO_J-K | Internal | Summer | B5 | 200 | 330 | 330 | 166.32 | 214.1 | 6 | 41.78
2035 | PJM_E_2_NYISO_J-K | PJM_E | NYISO_J-K | Internal | Summer | B6 | 300 | 330 | 0 | 155.69 | 161.52 | 6 | 0
2035 | PJM_E_2_NYISO_J-K | PJM_E | NYISO_J-K | Internal | Summer | B7 | 400 | 330 | 0 | 149.33 | 153.32 | 6 | 0
2035 | PJM_E_2_NYISO_J-K | PJM_E | NYISO_J-K | Internal | Summer | B8 | 500 | 330 | 330 | 145.52 | 151.53 | 6 | 0.01
2035 | PJM_E_2_NYISO_J-K | PJM_E | NYISO_J-K | Internal | Summer | B9 | 800 | 330 | 330 | 138.61 | 151.53 | 6 | 6.92
2035 | PJM_E_2_NYISO_J-K | PJM_E | NYISO_J-K | Internal | Summer | B10 | 1262 | 330 | 0 | 133.62 | 132.75 | 6 | 0
2035 | PJM_E_2_NYISO_J-K | PJM_E | NYISO_J-K | Internal | Winter | B16 | 25 | 330 | 330 | 141.09 | 168.4 | 6 | 21.31
2035 | PJM_E_2_NYISO_J-K | PJM_E | NYISO_J-K | Internal | Winter | B17 | 100 | 330 | 330 | 141.41 | 168.4 | 6 | 20.99
2035 | PJM_E_2_NYISO_J-K | PJM_E | NYISO_J-K | Internal | Winter | B18 | 400 | 330 | 330 | 139.59 | 168.4 | 6 | 22.82
2035 | PJM_E_2_NYISO_J-K | PJM_E | NYISO_J-K | Internal | Winter | B19 | 700 | 330 | 330 | 136.91 | 145.77 | 6 | 2.85
2035 | PJM_E_2_NYISO_J-K | PJM_E | NYISO_J-K | Internal | Winter | B20 | 935 | 330 | 0 | 102.89 | 94.9 | 6 | 0
2035 | PJM_E_2_PJM_ROM | PJM_E | PJM_ROM | Internal | Shoulder | B11 | 25 | 8000 | 0 | 138.18 | 138.17 | 0.01 | 0
2035 | PJM_E_2_PJM_ROM | PJM_E | PJM_ROM | Internal | Shoulder | B12 | 200 | 8000 | 0 | 138.18 | 138.17 | 0.01 | 0
2035 | PJM_E_2_PJM_ROM | PJM_E | PJM_ROM | Internal | Shoulder | B13 | 600 | 8000 | 0 | 137.08 | 137.06 | 0.01 | 0
2035 | PJM_E_2_PJM_ROM | PJM_E | PJM_ROM | Internal | Shoulder | B14 | 900 | 8000 | 375.29 | 136.35 | 136.36 | 0.01 | 0
2035 | PJM_E_2_PJM_ROM | PJM_E | PJM_ROM | Internal | Shoulder | B15 | 1203 | 8000 | 0 | 101.86 | 101.85 | 0.01 | 0
2035 | PJM_E_2_PJM_ROM | PJM_E | PJM_ROM | Internal | Summer | B1 | 10 | 8000 | 0 | 256.13 | 256.11 | 0.01 | 0
2035 | PJM_E_2_PJM_ROM | PJM_E | PJM_ROM | Internal | Summer | B2 | 25 | 8000 | 0 | 256.13 | 256.11 | 0.01 | 0
2035 | PJM_E_2_PJM_ROM | PJM_E | PJM_ROM | Internal | Summer | B3 | 75 | 8000 | 2308.38 | 243.2 | 243.21 | 0.01 | 0
2035 | PJM_E_2_PJM_ROM | PJM_E | PJM_ROM | Internal | Summer | B4 | 100 | 8000 | 0 | 180.52 | 180.51 | 0.01 | 0
2035 | PJM_E_2_PJM_ROM | PJM_E | PJM_ROM | Internal | Summer | B5 | 200 | 8000 | 0 | 166.32 | 166.31 | 0.01 | 0
2035 | PJM_E_2_PJM_ROM | PJM_E | PJM_ROM | Internal | Summer | B6 | 300 | 8000 | 0 | 155.69 | 155.67 | 0.01 | 0
2035 | PJM_E_2_PJM_ROM | PJM_E | PJM_ROM | Internal | Summer | B7 | 400 | 8000 | 0 | 149.33 | 149.32 | 0.01 | 0
2035 | PJM_E_2_PJM_ROM | PJM_E | PJM_ROM | Internal | Summer | B8 | 500 | 8000 | 0 | 145.52 | 145.51 | 0.01 | 0
2035 | PJM_E_2_PJM_ROM | PJM_E | PJM_ROM | Internal | Summer | B9 | 800 | 8000 | 0 | 138.61 | 138.6 | 0.01 | 0
2035 | PJM_E_2_PJM_ROM | PJM_E | PJM_ROM | Internal | Summer | B10 | 1262 | 8000 | 0 | 133.62 | 133.6 | 0.01 | 0
2035 | PJM_E_2_PJM_ROM | PJM_E | PJM_ROM | Internal | Winter | B16 | 25 | 8000 | 0 | 141.09 | 141.08 | 0.01 | 0
2035 | PJM_E_2_PJM_ROM | PJM_E | PJM_ROM | Internal | Winter | B17 | 100 | 8000 | 0 | 141.41 | 141.4 | 0.01 | 0
2035 | PJM_E_2_PJM_ROM | PJM_E | PJM_ROM | Internal | Winter | B18 | 400 | 8000 | 0 | 139.59 | 139.57 | 0.01 | 0
2035 | PJM_E_2_PJM_ROM | PJM_E | PJM_ROM | Internal | Winter | B19 | 700 | 8000 | 0 | 136.91 | 136.9 | 0.01 | 0
2035 | PJM_E_2_PJM_ROM | PJM_E | PJM_ROM | Internal | Winter | B20 | 935 | 8000 | 147.24 | 102.89 | 102.9 | 0.01 | 0
2035 | PJM_ROR_2_MISO_IN | PJM_ROR | MISO_IN | Internal | Shoulder | B11 | 25 | 909 | 0 | 138.16 | 138.22 | 2 | 0
2035 | PJM_ROR_2_MISO_IN | PJM_ROR | MISO_IN | Internal | Shoulder | B12 | 200 | 909 | 0 | 138.16 | 138.22 | 2 | 0
2035 | PJM_ROR_2_MISO_IN | PJM_ROR | MISO_IN | Internal | Shoulder | B13 | 600 | 909 | 0 | 137.05 | 138.22 | 2 | 0
2035 | PJM_ROR_2_MISO_IN | PJM_ROR | MISO_IN | Internal | Shoulder | B14 | 900 | 909 | 0 | 136.35 | 138.15 | 2 | 0
2035 | PJM_ROR_2_MISO_IN | PJM_ROR | MISO_IN | Internal | Shoulder | B15 | 1203 | 909 | 482.72 | 101.84 | 103.84 | 2 | 0
2035 | PJM_ROR_2_MISO_IN | PJM_ROR | MISO_IN | Internal | Summer | B1 | 10 | 909 | 0 | 256.1 | 255.4 | 2 | 0
2035 | PJM_ROR_2_MISO_IN | PJM_ROR | MISO_IN | Internal | Summer | B2 | 25 | 909 | 0 | 256.1 | 254.09 | 2 | 0
2035 | PJM_ROR_2_MISO_IN | PJM_ROR | MISO_IN | Internal | Summer | B3 | 75 | 909 | 0 | 243.2 | 233.2 | 2 | 0
2035 | PJM_ROR_2_MISO_IN | PJM_ROR | MISO_IN | Internal | Summer | B4 | 100 | 909 | 0 | 180.5 | 170.59 | 2 | 0
2035 | PJM_ROR_2_MISO_IN | PJM_ROR | MISO_IN | Internal | Summer | B5 | 200 | 909 | 0 | 166.3 | 159.5 | 2 | 0
2035 | PJM_ROR_2_MISO_IN | PJM_ROR | MISO_IN | Internal | Summer | B6 | 300 | 909 | 0 | 155.66 | 153.07 | 2 | 0
2035 | PJM_ROR_2_MISO_IN | PJM_ROR | MISO_IN | Internal | Summer | B7 | 400 | 909 | 0 | 149.31 | 136.77 | 2 | 0
2035 | PJM_ROR_2_MISO_IN | PJM_ROR | MISO_IN | Internal | Summer | B8 | 500 | 909 | 0 | 138.59 | 136.77 | 2 | 0
2035 | PJM_ROR_2_MISO_IN | PJM_ROR | MISO_IN | Internal | Summer | B9 | 800 | 909 | 0 | 138.59 | 136.77 | 2 | 0
2035 | PJM_ROR_2_MISO_IN | PJM_ROR | MISO_IN | Internal | Summer | B10 | 1262 | 909 | 0 | 133.59 | 131.6 | 2 | 0
2035 | PJM_ROR_2_MISO_IN | PJM_ROR | MISO_IN | Internal | Winter | B16 | 25 | 909 | 0 | 139.56 | 141.24 | 2 | 0
2035 | PJM_ROR_2_MISO_IN | PJM_ROR | MISO_IN | Internal | Winter | B17 | 100 | 909 | 0 | 141.39 | 141.14 | 2 | 0
2035 | PJM_ROR_2_MISO_IN | PJM_ROR | MISO_IN | Internal | Winter | B18 | 400 | 909 | 312 | 137.12 | 139.12 | 2 | 0
2035 | PJM_ROR_2_MISO_IN | PJM_ROR | MISO_IN | Internal | Winter | B19 | 700 | 909 | 0 | 136.89 | 138.05 | 2 | 0
2035 | PJM_ROR_2_MISO_IN | PJM_ROR | MISO_IN | Internal | Winter | B20 | 935 | 909 | 204.06 | 102.89 | 104.89 | 2 | 0
2035 | PJM_ROR_2_MISO_MI | PJM_ROR | MISO_MI | Internal | Shoulder | B11 | 25 | 1305 | 0 | 138.16 | 138.23 | 2 | 0
2035 | PJM_ROR_2_MISO_MI | PJM_ROR | MISO_MI | Internal | Shoulder | B12 | 200 | 1305 | 0 | 138.16 | 138.21 | 2 | 0
2035 | PJM_ROR_2_MISO_MI | PJM_ROR | MISO_MI | Internal | Shoulder | B13 | 600 | 1305 | 0 | 137.05 | 138.21 | 2 | 0
2035 | PJM_ROR_2_MISO_MI | PJM_ROR | MISO_MI | Internal | Shoulder | B14 | 900 | 1305 | 0 | 136.35 | 138.14 | 2 | 0
2035 | PJM_ROR_2_MISO_MI | PJM_ROR | MISO_MI | Internal | Shoulder | B15 | 1203 | 1305 | 0 | 101.84 | 103.83 | 2 | 0
2035 | PJM_ROR_2_MISO_MI | PJM_ROR | MISO_MI | Internal | Summer | B1 | 10 | 1305 | 0 | 256.1 | 255.41 | 2 | 0
2035 | PJM_ROR_2_MISO_MI | PJM_ROR | MISO_MI | Internal | Summer | B2 | 25 | 1305 | 0 | 256.1 | 254.1 | 2 | 0
2035 | PJM_ROR_2_MISO_MI | PJM_ROR | MISO_MI | Internal | Summer | B3 | 75 | 1305 | 0 | 243.2 | 233.21 | 2 | 0
2035 | PJM_ROR_2_MISO_MI | PJM_ROR | MISO_MI | Internal | Summer | B4 | 100 | 1305 | 0 | 180.5 | 170.6 | 2 | 0
2035 | PJM_ROR_2_MISO_MI | PJM_ROR | MISO_MI | Internal | Summer | B5 | 200 | 1305 | 0 | 166.3 | 159.51 | 2 | 0
2035 | PJM_ROR_2_MISO_MI | PJM_ROR | MISO_MI | Internal | Summer | B6 | 300 | 1305 | 0 | 155.66 | 153.08 | 2 | 0
2035 | PJM_ROR_2_MISO_MI | PJM_ROR | MISO_MI | Internal | Summer | B7 | 400 | 1305 | 0 | 149.31 | 136.78 | 2 | 0
2035 | PJM_ROR_2_MISO_MI | PJM_ROR | MISO_MI | Internal | Summer | B8 | 500 | 1305 | 0 | 138.59 | 136.6 | 2 | 0
2035 | PJM_ROR_2_MISO_MI | PJM_ROR | MISO_MI | Internal | Summer | B9 | 800 | 1305 | 0 | 138.59 | 136.6 | 2 | 0
2035 | PJM_ROR_2_MISO_MI | PJM_ROR | MISO_MI | Internal | Summer | B10 | 1262 | 1305 | 0 | 133.59 | 131.59 | 2 | 0
2035 | PJM_ROR_2_MISO_MI | PJM_ROR | MISO_MI | Internal | Winter | B16 | 25 | 1305 | 0 | 139.56 | 141.22 | 2 | 0
2035 | PJM_ROR_2_MISO_MI | PJM_ROR | MISO_MI | Internal | Winter | B17 | 100 | 1305 | 0 | 141.39 | 141.13 | 2 | 0
2035 | PJM_ROR_2_MISO_MI | PJM_ROR | MISO_MI | Internal | Winter | B18 | 400 | 1305 | 0 | 137.12 | 139.11 | 2 | 0
2035 | PJM_ROR_2_MISO_MI | PJM_ROR | MISO_MI | Internal | Winter | B19 | 700 | 1305 | 0 | 136.89 | 138.04 | 2 | 0
2035 | PJM_ROR_2_MISO_MI | PJM_ROR | MISO_MI | Internal | Winter | B20 | 935 | 1305 | 0 | 102.89 | 104.88 | 2 | 0
2035 | PJM_ROR_2_MISO_MO-IL | PJM_ROR | MISO_MO-IL | Internal | Shoulder | B11 | 25 | 1111 | 1111 | 138.16 | 142.97 | 2 | 2.8
2035 | PJM_ROR_2_MISO_MO-IL | PJM_ROR | MISO_MO-IL | Internal | Shoulder | B12 | 200 | 1111 | 0 | 138.16 | 138.21 | 2 | 0
2035 | PJM_ROR_2_MISO_MO-IL | PJM_ROR | MISO_MO-IL | Internal | Shoulder | B13 | 600 | 1111 | 0 | 137.05 | 138.21 | 2 | 0
2035 | PJM_ROR_2_MISO_MO-IL | PJM_ROR | MISO_MO-IL | Internal | Shoulder | B14 | 900 | 1111 | 0 | 136.35 | 137.15 | 2 | 0
2035 | PJM_ROR_2_MISO_MO-IL | PJM_ROR | MISO_MO-IL | Internal | Shoulder | B15 | 1203 | 1111 | 0 | 101.84 | 99.84 | 2 | 0
2035 | PJM_ROR_2_MISO_MO-IL | PJM_ROR | MISO_MO-IL | Internal | Summer | B1 | 10 | 1111 | 0 | 256.1 | 255.41 | 2 | 0
2035 | PJM_ROR_2_MISO_MO-IL | PJM_ROR | MISO_MO-IL | Internal | Summer | B2 | 25 | 1111 | 0 | 256.1 | 255.41 | 2 | 0
2035 | PJM_ROR_2_MISO_MO-IL | PJM_ROR | MISO_MO-IL | Internal | Summer | B3 | 75 | 1111 | 1111 | 243.2 | 255.41 | 2 | 10.21
2035 | PJM_ROR_2_MISO_MO-IL | PJM_ROR | MISO_MO-IL | Internal | Summer | B4 | 100 | 1111 | 0 | 180.5 | 182.49 | 2 | 0
2035 | PJM_ROR_2_MISO_MO-IL | PJM_ROR | MISO_MO-IL | Internal | Summer | B5 | 200 | 1111 | 1111 | 166.3 | 169.18 | 2 | 0.89
2035 | PJM_ROR_2_MISO_MO-IL | PJM_ROR | MISO_MO-IL | Internal | Summer | B6 | 300 | 1111 | 1111 | 155.66 | 162.07 | 2 | 4.41
2035 | PJM_ROR_2_MISO_MO-IL | PJM_ROR | MISO_MO-IL | Internal | Summer | B7 | 400 | 1111 | 0 | 149.31 | 151.3 | 2 | 0
2035 | PJM_ROR_2_MISO_MO-IL | PJM_ROR | MISO_MO-IL | Internal | Summer | B8 | 500 | 1111 | 0 | 138.59 | 136.78 | 2 | 0
2035 | PJM_ROR_2_MISO_MO-IL | PJM_ROR | MISO_MO-IL | Internal | Summer | B9 | 800 | 1111 | 0 | 138.59 | 136.78 | 2 | 0
2035 | PJM_ROR_2_MISO_MO-IL | PJM_ROR | MISO_MO-IL | Internal | Summer | B10 | 1262 | 1111 | 0 | 133.59 | 131.59 | 2 | 0
2035 | PJM_ROR_2_MISO_MO-IL | PJM_ROR | MISO_MO-IL | Internal | Winter | B16 | 25 | 1111 | 0 | 139.56 | 141.22 | 2 | 0
2035 | PJM_ROR_2_MISO_MO-IL | PJM_ROR | MISO_MO-IL | Internal | Winter | B17 | 100 | 1111 | 0 | 141.39 | 141.13 | 2 | 0
2035 | PJM_ROR_2_MISO_MO-IL | PJM_ROR | MISO_MO-IL | Internal | Winter | B18 | 400 | 1111 | 0 | 137.12 | 139.11 | 2 | 0
2035 | PJM_ROR_2_MISO_MO-IL | PJM_ROR | MISO_MO-IL | Internal | Winter | B19 | 700 | 1111 | 0 | 136.89 | 137.49 | 2 | 0
2035 | PJM_ROR_2_MISO_MO-IL | PJM_ROR | MISO_MO-IL | Internal | Winter | B20 | 935 | 1111 | 0 | 102.89 | 100.89 | 2 | 0
2035 | PJM_ROR_2_MISO_W | PJM_ROR | MISO_W | Internal | Shoulder | B11 | 25 | 709 | 709 | 138.16 | 142.95 | 2 | 2.79
2035 | PJM_ROR_2_MISO_W | PJM_ROR | MISO_W | Internal | Shoulder | B12 | 200 | 709 | 0 | 138.16 | 138.14 | 2 | 0
2035 | PJM_ROR_2_MISO_W | PJM_ROR | MISO_W | Internal | Shoulder | B13 | 600 | 709 | 0 | 137.05 | 134.16 | 2 | 0
2035 | PJM_ROR_2_MISO_W | PJM_ROR | MISO_W | Internal | Shoulder | B14 | 900 | 709 | 0 | 136.35 | 111.08 | 2 | 0
2035 | PJM_ROR_2_MISO_W | PJM_ROR | MISO_W | Internal | Shoulder | B15 | 1203 | 709 | 0 | 101.84 | 77.99 | 2 | 0
2035 | PJM_ROR_2_MISO_W | PJM_ROR | MISO_W | Internal | Summer | B1 | 10 | 709 | 0 | 256.1 | 255.59 | 2 | 0
2035 | PJM_ROR_2_MISO_W | PJM_ROR | MISO_W | Internal | Summer | B2 | 25 | 709 | 0 | 256.1 | 255.4 | 2 | 0
2035 | PJM_ROR_2_MISO_W | PJM_ROR | MISO_W | Internal | Summer | B3 | 75 | 709 | 709 | 243.2 | 255.59 | 2 | 10.39
2035 | PJM_ROR_2_MISO_W | PJM_ROR | MISO_W | Internal | Summer | B4 | 100 | 709 | 562.3 | 180.5 | 182.5 | 2 | 0
2035 | PJM_ROR_2_MISO_W | PJM_ROR | MISO_W | Internal | Summer | B5 | 200 | 709 | 709 | 166.3 | 171.85 | 2 | 3.55
2035 | PJM_ROR_2_MISO_W | PJM_ROR | MISO_W | Internal | Summer | B6 | 300 | 709 | 709 | 155.66 | 162.48 | 2 | 4.82
2035 | PJM_ROR_2_MISO_W | PJM_ROR | MISO_W | Internal | Summer | B7 | 400 | 709 | 693.06 | 149.31 | 151.31 | 2 | 0
2035 | PJM_ROR_2_MISO_W | PJM_ROR | MISO_W | Internal | Summer | B8 | 500 | 709 | 0 | 138.59 | 136.59 | 2 | 0
2035 | PJM_ROR_2_MISO_W | PJM_ROR | MISO_W | Internal | Summer | B9 | 800 | 709 | 0 | 138.59 | 136.57 | 2 | 0
2035 | PJM_ROR_2_MISO_W | PJM_ROR | MISO_W | Internal | Summer | B10 | 1262 | 709 | 0 | 133.59 | 111.59 | 2 | 0
2035 | PJM_ROR_2_MISO_W | PJM_ROR | MISO_W | Internal | Winter | B16 | 25 | 709 | 0 | 139.56 | 84.99 | 2 | 0
2035 | PJM_ROR_2_MISO_W | PJM_ROR | MISO_W | Internal | Winter | B17 | 100 | 709 | 0 | 141.39 | 118.48 | 2 | 0
2035 | PJM_ROR_2_MISO_W | PJM_ROR | MISO_W | Internal | Winter | B18 | 400 | 709 | 0 | 137.12 | 127.11 | 2 | 0
2035 | PJM_ROR_2_MISO_W | PJM_ROR | MISO_W | Internal | Winter | B19 | 700 | 709 | 0 | 136.89 | 126.32 | 2 | 0
2035 | PJM_ROR_2_MISO_W | PJM_ROR | MISO_W | Internal | Winter | B20 | 935 | 709 | 0 | 102.89 | 78 | 2 | 0
2035 | PJM_ROR_2_MISO_WUMS | PJM_ROR | MISO_WUMS | Internal | Shoulder | B11 | 25 | 1467 | 0 | 138.16 | 138.24 | 2 | 0
2035 | PJM_ROR_2_MISO_WUMS | PJM_ROR | MISO_WUMS | Internal | Shoulder | B12 | 200 | 1467 | 0 | 138.16 | 138.15 | 2 | 0
2035 | PJM_ROR_2_MISO_WUMS | PJM_ROR | MISO_WUMS | Internal | Shoulder | B13 | 600 | 1467 | 0 | 137.05 | 138.15 | 2 | 0
2035 | PJM_ROR_2_MISO_WUMS | PJM_ROR | MISO_WUMS | Internal | Shoulder | B14 | 900 | 1467 | 0 | 136.35 | 138.15 | 2 | 0
2035 | PJM_ROR_2_MISO_WUMS | PJM_ROR | MISO_WUMS | Internal | Shoulder | B15 | 1203 | 1467 | 674.55 | 101.84 | 103.84 | 2 | 0
2035 | PJM_ROR_2_MISO_WUMS | PJM_ROR | MISO_WUMS | Internal | Summer | B1 | 10 | 1467 | 0 | 256.1 | 255.42 | 2 | 0
2035 | PJM_ROR_2_MISO_WUMS | PJM_ROR | MISO_WUMS | Internal | Summer | B2 | 25 | 1467 | 0 | 256.1 | 254.11 | 2 | 0
2035 | PJM_ROR_2_MISO_WUMS | PJM_ROR | MISO_WUMS | Internal | Summer | B3 | 75 | 1467 | 0 | 243.2 | 233.23 | 2 | 0
2035 | PJM_ROR_2_MISO_WUMS | PJM_ROR | MISO_WUMS | Internal | Summer | B4 | 100 | 1467 | 0 | 180.5 | 170.61 | 2 | 0
2035 | PJM_ROR_2_MISO_WUMS | PJM_ROR | MISO_WUMS | Internal | Summer | B5 | 200 | 1467 | 0 | 166.3 | 159.52 | 2 | 0
2035 | PJM_ROR_2_MISO_WUMS | PJM_ROR | MISO_WUMS | Internal | Summer | B6 | 300 | 1467 | 0 | 155.66 | 153.66 | 2 | 0
2035 | PJM_ROR_2_MISO_WUMS | PJM_ROR | MISO_WUMS | Internal | Summer | B7 | 400 | 1467 | 0 | 149.31 | 138.48 | 2 | 0
2035 | PJM_ROR_2_MISO_WUMS | PJM_ROR | MISO_WUMS | Internal | Summer | B8 | 500 | 1467 | 0 | 138.59 | 136.59 | 2 | 0
2035 | PJM_ROR_2_MISO_WUMS | PJM_ROR | MISO_WUMS | Internal | Summer | B9 | 800 | 1467 | 0 | 138.59 | 136.59 | 2 | 0
2035 | PJM_ROR_2_MISO_WUMS | PJM_ROR | MISO_WUMS | Internal | Summer | B10 | 1262 | 1467 | 0 | 133.59 | 131.6 | 2 | 0
2035 | PJM_ROR_2_MISO_WUMS | PJM_ROR | MISO_WUMS | Internal | Winter | B16 | 25 | 1467 | 0 | 139.56 | 141.11 | 2 | 0
2035 | PJM_ROR_2_MISO_WUMS | PJM_ROR | MISO_WUMS | Internal | Winter | B17 | 100 | 1467 | 0 | 141.39 | 141.11 | 2 | 0
2035 | PJM_ROR_2_MISO_WUMS | PJM_ROR | MISO_WUMS | Internal | Winter | B18 | 400 | 1467 | 986.43 | 137.12 | 139.12 | 2 | 0
2035 | PJM_ROR_2_MISO_WUMS | PJM_ROR | MISO_WUMS | Internal | Winter | B19 | 700 | 1467 | 506.9 | 136.89 | 138.89 | 2 | 0
2035 | PJM_ROR_2_MISO_WUMS | PJM_ROR | MISO_WUMS | Internal | Winter | B20 | 935 | 1467 | 131.52 | 102.89 | 104.89 | 2 | 0
2035 | PJM_ROR_2_PJM_ROM | PJM_ROR | PJM_ROM | Internal | Shoulder | B11 | 25 | 8000 | 6338.69 | 138.16 | 138.17 | 0.01 | 0
2035 | PJM_ROR_2_PJM_ROM | PJM_ROR | PJM_ROM | Internal | Shoulder | B12 | 200 | 8000 | 8000 | 138.16 | 138.17 | 0.01 | 0
2035 | PJM_ROR_2_PJM_ROM | PJM_ROR | PJM_ROM | Internal | Shoulder | B13 | 600 | 8000 | 5973.1 | 137.05 | 137.06 | 0.01 | 0
2035 | PJM_ROR_2_PJM_ROM | PJM_ROR | PJM_ROM | Internal | Shoulder | B14 | 900 | 8000 | 4850.69 | 136.35 | 136.36 | 0.01 | 0
2035 | PJM_ROR_2_PJM_ROM | PJM_ROR | PJM_ROM | Internal | Shoulder | B15 | 1203 | 8000 | 5751.54 | 101.84 | 101.85 | 0.01 | 0
2035 | PJM_ROR_2_PJM_ROM | PJM_ROR | PJM_ROM | Internal | Summer | B1 | 10 | 8000 | 7702.12 | 256.1 | 256.11 | 0.01 | 0
2035 | PJM_ROR_2_PJM_ROM | PJM_ROR | PJM_ROM | Internal | Summer | B2 | 25 | 8000 | 6592.44 | 256.1 | 256.11 | 0.01 | 0
2035 | PJM_ROR_2_PJM_ROM | PJM_ROR | PJM_ROM | Internal | Summer | B3 | 75 | 8000 | 3338.55 | 243.2 | 243.21 | 0.01 | 0
2035 | PJM_ROR_2_PJM_ROM | PJM_ROR | PJM_ROM | Internal | Summer | B4 | 100 | 8000 | 6600.7 | 180.5 | 180.51 | 0.01 | 0
2035 | PJM_ROR_2_PJM_ROM | PJM_ROR | PJM_ROM | Internal | Summer | B5 | 200 | 8000 | 6581.28 | 166.3 | 166.31 | 0.01 | 0
2035 | PJM_ROR_2_PJM_ROM | PJM_ROR | PJM_ROM | Internal | Summer | B6 | 300 | 8000 | 4931.74 | 155.66 | 155.67 | 0.01 | 0
2035 | PJM_ROR_2_PJM_ROM | PJM_ROR | PJM_ROM | Internal | Summer | B7 | 400 | 8000 | 7993.91 | 149.31 | 149.32 | 0.01 | 0
2035 | PJM_ROR_2_PJM_ROM | PJM_ROR | PJM_ROM | Internal | Summer | B8 | 500 | 8000 | 8000 | 138.59 | 145.51 | 0.01 | 6.91
2035 | PJM_ROR_2_PJM_ROM | PJM_ROR | PJM_ROM | Internal | Summer | B9 | 800 | 8000 | 6389.14 | 138.59 | 138.6 | 0.01 | 0
2035 | PJM_ROR_2_PJM_ROM | PJM_ROR | PJM_ROM | Internal | Summer | B10 | 1262 | 8000 | 7753.56 | 133.59 | 133.6 | 0.01 | 0
2035 | PJM_ROR_2_PJM_ROM | PJM_ROR | PJM_ROM | Internal | Winter | B16 | 25 | 8000 | 8000 | 139.56 | 141.08 | 0.01 | 1.51
2035 | PJM_ROR_2_PJM_ROM | PJM_ROR | PJM_ROM | Internal | Winter | B17 | 100 | 8000 | 7202.83 | 141.39 | 141.4 | 0.01 | 0
2035 | PJM_ROR_2_PJM_ROM | PJM_ROR | PJM_ROM | Internal | Winter | B18 | 400 | 8000 | 8000 | 137.12 | 139.57 | 0.01 | 2.44
2035 | PJM_ROR_2_PJM_ROM | PJM_ROR | PJM_ROM | Internal | Winter | B19 | 700 | 8000 | 7610.26 | 136.89 | 136.9 | 0.01 | 0
2035 | PJM_ROR_2_PJM_ROM | PJM_ROR | PJM_ROM | Internal | Winter | B20 | 935 | 8000 | 5309.32 | 102.89 | 102.9 | 0.01 | 0
2035 | PJM_ROR_2_TVA_Transmission | PJM_ROR | TVA_Transmission | Internal | Shoulder | B11 | 25 | 2500 | 0 | 138.16 | 143.59 | 6 | 0
2035 | PJM_ROR_2_TVA_Transmission | PJM_ROR | TVA_Transmission | Internal | Shoulder | B12 | 200 | 2500 | 0 | 138.16 | 137.99 | 6 | 0
2035 | PJM_ROR_2_TVA_Transmission | PJM_ROR | TVA_Transmission | Internal | Shoulder | B13 | 600 | 2500 | 0 | 137.05 | 137.3 | 6 | 0
2035 | PJM_ROR_2_TVA_Transmission | PJM_ROR | TVA_Transmission | Internal | Shoulder | B14 | 900 | 2500 | 0 | 136.35 | 137.3 | 6 | 0
2035 | PJM_ROR_2_TVA_Transmission | PJM_ROR | TVA_Transmission | Internal | Shoulder | B15 | 1203 | 2500 | 0 | 101.84 | 101.59 | 6 | 0
2035 | PJM_ROR_2_TVA_Transmission | PJM_ROR | TVA_Transmission | Internal | Summer | B1 | 10 | 2500 | 2500 | 256.1 | 263.41 | 6 | 1.31
2035 | PJM_ROR_2_TVA_Transmission | PJM_ROR | TVA_Transmission | Internal | Summer | B2 | 25 | 2500 | 2500 | 256.1 | 263.41 | 6 | 1.31
2035 | PJM_ROR_2_TVA_Transmission | PJM_ROR | TVA_Transmission | Internal | Summer | B3 | 75 | 2500 | 849.93 | 243.2 | 249.2 | 6 | 0
2035 | PJM_ROR_2_TVA_Transmission | PJM_ROR | TVA_Transmission | Internal | Summer | B4 | 100 | 2500 | 0 | 180.5 | 173.49 | 6 | 0
2035 | PJM_ROR_2_TVA_Transmission | PJM_ROR | TVA_Transmission | Internal | Summer | B5 | 200 | 2500 | 0 | 166.3 | 160.18 | 6 | 0
2035 | PJM_ROR_2_TVA_Transmission | PJM_ROR | TVA_Transmission | Internal | Summer | B6 | 300 | 2500 | 0 | 155.66 | 153.07 | 6 | 0
2035 | PJM_ROR_2_TVA_Transmission | PJM_ROR | TVA_Transmission | Internal | Summer | B7 | 400 | 2500 | 0 | 149.31 | 142.3 | 6 | 0
2035 | PJM_ROR_2_TVA_Transmission | PJM_ROR | TVA_Transmission | Internal | Summer | B8 | 500 | 2500 | 0 | 138.59 | 140.68 | 6 | 0
2035 | PJM_ROR_2_TVA_Transmission | PJM_ROR | TVA_Transmission | Internal | Summer | B9 | 800 | 2500 | 0 | 138.59 | 140.68 | 6 | 0
2035 | PJM_ROR_2_TVA_Transmission | PJM_ROR | TVA_Transmission | Internal | Summer | B10 | 1262 | 2500 | 0 | 133.59 | 124.59 | 6 | 0
2035 | PJM_ROR_2_TVA_Transmission | PJM_ROR | TVA_Transmission | Internal | Winter | B16 | 25 | 2500 | 0 | 139.56 | 145.15 | 6 | 0
2035 | PJM_ROR_2_TVA_Transmission | PJM_ROR | TVA_Transmission | Internal | Winter | B17 | 100 | 2500 | 0 | 141.39 | 144.73 | 6 | 0
2035 | PJM_ROR_2_TVA_Transmission | PJM_ROR | TVA_Transmission | Internal | Winter | B18 | 400 | 2500 | 0 | 137.12 | 137.12 | 6 | 0
2035 | PJM_ROR_2_TVA_Transmission | PJM_ROR | TVA_Transmission | Internal | Winter | B19 | 700 | 2500 | 0 | 136.89 | 137.12 | 6 | 0
2035 | PJM_ROR_2_TVA_Transmission | PJM_ROR | TVA_Transmission | Internal | Winter | B20 | 935 | 2500 | 0 | 102.89 | 102.8 | 6 | 0
2035 | PJM_ROR_2_VACAR | PJM_ROR | VACAR | Internal | Shoulder | B11 | 25 | 3000 | 3000 | 138.16 | 144.44 | 6 | 0.28
2035 | PJM_ROR_2_VACAR | PJM_ROR | VACAR | Internal | Shoulder | B12 | 200 | 3000 | 0 | 138.16 | 131.16 | 6 | 0
2035 | PJM_ROR_2_VACAR | PJM_ROR | VACAR | Internal | Shoulder | B13 | 600 | 3000 | 0 | 137.05 | 130.05 | 6 | 0
2035 | PJM_ROR_2_VACAR | PJM_ROR | VACAR | Internal | Shoulder | B14 | 900 | 3000 | 0 | 136.35 | 130.05 | 6 | 0
2035 | PJM_ROR_2_VACAR | PJM_ROR | VACAR | Internal | Shoulder | B15 | 1203 | 3000 | 0 | 101.84 | 94.48 | 6 | 0
2035 | PJM_ROR_2_VACAR | PJM_ROR | VACAR | Internal | Summer | B1 | 10 | 3000 | 701.38 | 256.1 | 262.1 | 6 | 0
2035 | PJM_ROR_2_VACAR | PJM_ROR | VACAR | Internal | Summer | B2 | 25 | 3000 | 3000 | 256.1 | 264.94 | 6 | 2.84
2035 | PJM_ROR_2_VACAR | PJM_ROR | VACAR | Internal | Summer | B3 | 75 | 3000 | 0 | 243.2 | 242.2 | 6 | 0
2035 | PJM_ROR_2_VACAR | PJM_ROR | VACAR | Internal | Summer | B4 | 100 | 3000 | 0 | 180.5 | 157.49 | 6 | 0
2035 | PJM_ROR_2_VACAR | PJM_ROR | VACAR | Internal | Summer | B5 | 200 | 3000 | 0 | 166.3 | 153.18 | 6 | 0
2035 | PJM_ROR_2_VACAR | PJM_ROR | VACAR | Internal | Summer | B6 | 300 | 3000 | 0 | 155.66 | 148.66 | 6 | 0
2035 | PJM_ROR_2_VACAR | PJM_ROR | VACAR | Internal | Summer | B7 | 400 | 3000 | 0 | 149.31 | 142.32 | 6 | 0
2035 | PJM_ROR_2_VACAR | PJM_ROR | VACAR | Internal | Summer | B8 | 500 | 3000 | 0 | 138.59 | 142.32 | 6 | 0
2035 | PJM_ROR_2_VACAR | PJM_ROR | VACAR | Internal | Summer | B9 | 800 | 3000 | 0 | 138.59 | 134.3 | 6 | 0
2035 | PJM_ROR_2_VACAR | PJM_ROR | VACAR | Internal | Summer | B10 | 1262 | 3000 | 0 | 133.59 | 109.79 | 6 | 0
2035 | PJM_ROR_2_VACAR | PJM_ROR | VACAR | Internal | Winter | B16 | 25 | 3000 | 555.35 | 139.56 | 145.56 | 6 | 0
2035 | PJM_ROR_2_VACAR | PJM_ROR | VACAR | Internal | Winter | B17 | 100 | 3000 | 0 | 141.39 | 134.39 | 6 | 0
2035 | PJM_ROR_2_VACAR | PJM_ROR | VACAR | Internal | Winter | B18 | 400 | 3000 | 0 | 137.12 | 130.12 | 6 | 0
2035 | PJM_ROR_2_VACAR | PJM_ROR | VACAR | Internal | Winter | B19 | 700 | 3000 | 0 | 136.89 | 130.1 | 6 | 0
2035 | PJM_ROR_2_VACAR | PJM_ROR | VACAR | Internal | Winter | B20 | 935 | 3000 | 0 | 102.89 | 95.8 | 6 | 0
2035 | PJM_ROM_2_NYISO_A-F | PJM_ROM | NYISO_A-F | Internal | Shoulder | B11 | 25 | 2000 | 0 | 138.17 | 60.45 | 6 | 0
2035 | PJM_ROM_2_NYISO_A-F | PJM_ROM | NYISO_A-F | Internal | Shoulder | B12 | 200 | 2000 | 0 | 138.17 | 60.45 | 6 | 0
2035 | PJM_ROM_2_NYISO_A-F | PJM_ROM | NYISO_A-F | Internal | Shoulder | B13 | 600 | 2000 | 0 | 137.06 | 60.45 | 6 | 0
2035 | PJM_ROM_2_NYISO_A-F | PJM_ROM | NYISO_A-F | Internal | Shoulder | B14 | 900 | 2000 | 0 | 136.36 | 60.45 | 6 | 0
2035 | PJM_ROM_2_NYISO_A-F | PJM_ROM | NYISO_A-F | Internal | Shoulder | B15 | 1203 | 2000 | 0 | 101.85 | 60.45 | 6 | 0
2035 | PJM_ROM_2_NYISO_A-F | PJM_ROM | NYISO_A-F | Internal | Summer | B1 | 10 | 2000 | 0 | 256.11 | 134.46 | 6 | 0
2035 | PJM_ROM_2_NYISO_A-F | PJM_ROM | NYISO_A-F | Internal | Summer | B2 | 25 | 2000 | 0 | 256.11 | 157.33 | 6 | 0
2035 | PJM_ROM_2_NYISO_A-F | PJM_ROM | NYISO_A-F | Internal | Summer | B3 | 75 | 2000 | 0 | 243.21 | 172.38 | 6 | 0
2035 | PJM_ROM_2_NYISO_A-F | PJM_ROM | NYISO_A-F | Internal | Summer | B4 | 100 | 2000 | 0 | 180.51 | 157.33 | 6 | 0
2035 | PJM_ROM_2_NYISO_A-F | PJM_ROM | NYISO_A-F | Internal | Summer | B5 | 200 | 2000 | 0 | 166.31 | 153.9 | 6 | 0
2035 | PJM_ROM_2_NYISO_A-F | PJM_ROM | NYISO_A-F | Internal | Summer | B6 | 300 | 2000 | 0 | 155.67 | 147.67 | 6 | 0
2035 | PJM_ROM_2_NYISO_A-F | PJM_ROM | NYISO_A-F | Internal | Summer | B7 | 400 | 2000 | 0 | 149.32 | 134.46 | 6 | 0
2035 | PJM_ROM_2_NYISO_A-F | PJM_ROM | NYISO_A-F | Internal | Summer | B8 | 500 | 2000 | 0 | 145.51 | 134.46 | 6 | 0
2035 | PJM_ROM_2_NYISO_A-F | PJM_ROM | NYISO_A-F | Internal | Summer | B9 | 800 | 2000 | 0 | 138.6 | 132.73 | 6 | 0
2035 | PJM_ROM_2_NYISO_A-F | PJM_ROM | NYISO_A-F | Internal | Summer | B10 | 1262 | 2000 | 0 | 133.6 | 132.73 | 6 | 0
2035 | PJM_ROM_2_NYISO_A-F | PJM_ROM | NYISO_A-F | Internal | Winter | B16 | 25 | 2000 | 0 | 141.08 | 60.45 | 6 | 0
2035 | PJM_ROM_2_NYISO_A-F | PJM_ROM | NYISO_A-F | Internal | Winter | B17 | 100 | 2000 | 0 | 141.4 | 60.45 | 6 | 0
2035 | PJM_ROM_2_NYISO_A-F | PJM_ROM | NYISO_A-F | Internal | Winter | B18 | 400 | 2000 | 0 | 139.57 | 60.45 | 6 | 0
2035 | PJM_ROM_2_NYISO_A-F | PJM_ROM | NYISO_A-F | Internal | Winter | B19 | 700 | 2000 | 0 | 136.9 | 60.45 | 6 | 0
2035 | PJM_ROM_2_NYISO_A-F | PJM_ROM | NYISO_A-F | Internal | Winter | B20 | 935 | 2000 | 0 | 102.9 | 60.45 | 6 | 0
2035 | PJM_ROM_2_PJM_E | PJM_ROM | PJM_E | Internal | Shoulder | B11 | 25 | 8000 | 277.26 | 138.17 | 138.18 | 0.01 | 0
2035 | PJM_ROM_2_PJM_E | PJM_ROM | PJM_E | Internal | Shoulder | B12 | 200 | 8000 | 2097.36 | 138.17 | 138.18 | 0.01 | 0
2035 | PJM_ROM_2_PJM_E | PJM_ROM | PJM_E | Internal | Shoulder | B13 | 600 | 8000 | 915.72 | 137.06 | 137.08 | 0.01 | 0
2035 | PJM_ROM_2_PJM_E | PJM_ROM | PJM_E | Internal | Shoulder | B14 | 900 | 8000 | 0 | 136.36 | 136.35 | 0.01 | 0
2035 | PJM_ROM_2_PJM_E | PJM_ROM | PJM_E | Internal | Shoulder | B15 | 1203 | 8000 | 124.35 | 101.85 | 101.86 | 0.01 | 0
2035 | PJM_ROM_2_PJM_E | PJM_ROM | PJM_E | Internal | Summer | B1 | 10 | 8000 | 1387.71 | 256.11 | 256.13 | 0.01 | 0
2035 | PJM_ROM_2_PJM_E | PJM_ROM | PJM_E | Internal | Summer | B2 | 25 | 8000 | 776.69 | 256.11 | 256.13 | 0.01 | 0
2035 | PJM_ROM_2_PJM_E | PJM_ROM | PJM_E | Internal | Summer | B3 | 75 | 8000 | 0 | 243.21 | 243.2 | 0.01 | 0
2035 | PJM_ROM_2_PJM_E | PJM_ROM | PJM_E | Internal | Summer | B4 | 100 | 8000 | 417.49 | 180.51 | 180.52 | 0.01 | 0
2035 | PJM_ROM_2_PJM_E | PJM_ROM | PJM_E | Internal | Summer | B5 | 200 | 8000 | 1100.12 | 166.31 | 166.32 | 0.01 | 0
2035 | PJM_ROM_2_PJM_E | PJM_ROM | PJM_E | Internal | Summer | B6 | 300 | 8000 | 366.77 | 155.67 | 155.69 | 0.01 | 0
2035 | PJM_ROM_2_PJM_E | PJM_ROM | PJM_E | Internal | Summer | B7 | 400 | 8000 | 2076.54 | 149.32 | 149.33 | 0.01 | 0
2035 | PJM_ROM_2_PJM_E | PJM_ROM | PJM_E | Internal | Summer | B8 | 500 | 8000 | 2062.11 | 145.51 | 145.52 | 0.01 | 0
2035 | PJM_ROM_2_PJM_E | PJM_ROM | PJM_E | Internal | Summer | B9 | 800 | 8000 | 449.82 | 138.6 | 138.61 | 0.01 | 0
2035 | PJM_ROM_2_PJM_E | PJM_ROM | PJM_E | Internal | Summer | B10 | 1262 | 8000 | 1723.34 | 133.6 | 133.62 | 0.01 | 0
2035 | PJM_ROM_2_PJM_E | PJM_ROM | PJM_E | Internal | Winter | B16 | 25 | 8000 | 3819.81 | 141.08 | 141.09 | 0.01 | 0
2035 | PJM_ROM_2_PJM_E | PJM_ROM | PJM_E | Internal | Winter | B17 | 100 | 8000 | 3720.5 | 141.4 | 141.41 | 0.01 | 0
2035 | PJM_ROM_2_PJM_E | PJM_ROM | PJM_E | Internal | Winter | B18 | 400 | 8000 | 3507.19 | 139.57 | 139.59 | 0.01 | 0
2035 | PJM_ROM_2_PJM_E | PJM_ROM | PJM_E | Internal | Winter | B19 | 700 | 8000 | 2543.16 | 136.9 | 136.91 | 0.01 | 0
2035 | PJM_ROM_2_PJM_E | PJM_ROM | PJM_E | Internal | Winter | B20 | 935 | 8000 | 0 | 102.9 | 102.89 | 0.01 | 0
2035 | PJM_ROM_2_PJM_ROR | PJM_ROM | PJM_ROR | Internal | Shoulder | B11 | 25 | 8000 | 0 | 138.17 | 138.16 | 0.01 | 0
2035 | PJM_ROM_2_PJM_ROR | PJM_ROM | PJM_ROR | Internal | Shoulder | B12 | 200 | 8000 | 0 | 138.17 | 138.16 | 0.01 | 0
2035 | PJM_ROM_2_PJM_ROR | PJM_ROM | PJM_ROR | Internal | Shoulder | B13 | 600 | 8000 | 0 | 137.06 | 137.05 | 0.01 | 0
2035 | PJM_ROM_2_PJM_ROR | PJM_ROM | PJM_ROR | Internal | Shoulder | B14 | 900 | 8000 | 0 | 136.36 | 136.35 | 0.01 | 0
2035 | PJM_ROM_2_PJM_ROR | PJM_ROM | PJM_ROR | Internal | Shoulder | B15 | 1203 | 8000 | 0 | 101.85 | 101.84 | 0.01 | 0
2035 | PJM_ROM_2_PJM_ROR | PJM_ROM | PJM_ROR | Internal | Summer | B1 | 10 | 8000 | 0 | 256.11 | 256.1 | 0.01 | 0
2035 | PJM_ROM_2_PJM_ROR | PJM_ROM | PJM_ROR | Internal | Summer | B2 | 25 | 8000 | 0 | 256.11 | 256.1 | 0.01 | 0
2035 | PJM_ROM_2_PJM_ROR | PJM_ROM | PJM_ROR | Internal | Summer | B3 | 75 | 8000 | 0 | 243.21 | 243.2 | 0.01 | 0
2035 | PJM_ROM_2_PJM_ROR | PJM_ROM | PJM_ROR | Internal | Summer | B4 | 100 | 8000 | 0 | 180.51 | 180.5 | 0.01 | 0
2035 | PJM_ROM_2_PJM_ROR | PJM_ROM | PJM_ROR | Internal | Summer | B5 | 200 | 8000 | 0 | 166.31 | 166.3 | 0.01 | 0
2035 | PJM_ROM_2_PJM_ROR | PJM_ROM | PJM_ROR | Internal | Summer | B6 | 300 | 8000 | 0 | 155.67 | 155.66 | 0.01 | 0
2035 | PJM_ROM_2_PJM_ROR | PJM_ROM | PJM_ROR | Internal | Summer | B7 | 400 | 8000 | 0 | 149.32 | 149.31 | 0.01 | 0
2035 | PJM_ROM_2_PJM_ROR | PJM_ROM | PJM_ROR | Internal | Summer | B8 | 500 | 8000 | 0 | 145.51 | 138.59 | 0.01 | 0
2035 | PJM_ROM_2_PJM_ROR | PJM_ROM | PJM_ROR | Internal | Summer | B9 | 800 | 8000 | 0 | 138.6 | 138.59 | 0.01 | 0
2035 | PJM_ROM_2_PJM_ROR | PJM_ROM | PJM_ROR | Internal | Summer | B10 | 1262 | 8000 | 0 | 133.6 | 133.59 | 0.01 | 0
2035 | PJM_ROM_2_PJM_ROR | PJM_ROM | PJM_ROR | Internal | Winter | B16 | 25 | 8000 | 0 | 141.08 | 139.56 | 0.01 | 0
2035 | PJM_ROM_2_PJM_ROR | PJM_ROM | PJM_ROR | Internal | Winter | B17 | 100 | 8000 | 0 | 141.4 | 141.39 | 0.01 | 0
2035 | PJM_ROM_2_PJM_ROR | PJM_ROM | PJM_ROR | Internal | Winter | B18 | 400 | 8000 | 0 | 139.57 | 137.12 | 0.01 | 0
2035 | PJM_ROM_2_PJM_ROR | PJM_ROM | PJM_ROR | Internal | Winter | B19 | 700 | 8000 | 0 | 136.9 | 136.89 | 0.01 | 0
2035 | PJM_ROM_2_PJM_ROR | PJM_ROM | PJM_ROR | Internal | Winter | B20 | 935 | 8000 | 0 | 102.9 | 102.89 | 0.01 | 0
2035 | SOCO_2_ENT | SOCO | ENT | Internal | Shoulder | B11 | 25 | 2400 | 0 | 150.97 | 150.97 | 10 | 0
2035 | SOCO_2_ENT | SOCO | ENT | Internal | Shoulder | B12 | 200 | 2400 | 0 | 138.16 | 140.75 | 10 | 0
2035 | SOCO_2_ENT | SOCO | ENT | Internal | Shoulder | B13 | 600 | 2400 | 0 | 137.05 | 140.75 | 10 | 0
2035 | SOCO_2_ENT | SOCO | ENT | Internal | Shoulder | B14 | 900 | 2400 | 0 | 137.05 | 130.01 | 10 | 0
2035 | SOCO_2_ENT | SOCO | ENT | Internal | Shoulder | B15 | 1203 | 2400 | 0 | 101.48 | 93.59 | 10 | 0
2035 | SOCO_2_ENT | SOCO | ENT | Internal | Summer | B1 | 10 | 2400 | 0 | 269.1 | 261.1 | 10 | 0
2035 | SOCO_2_ENT | SOCO | ENT | Internal | Summer | B2 | 25 | 2400 | 0 | 266.74 | 258.74 | 10 | 0
2035 | SOCO_2_ENT | SOCO | ENT | Internal | Summer | B3 | 75 | 2400 | 0 | 249.2 | 254.52 | 10 | 0
2035 | SOCO_2_ENT | SOCO | ENT | Internal | Summer | B4 | 100 | 2400 | 1788.84 | 164.49 | 174.49 | 10 | 0
2035 | SOCO_2_ENT | SOCO | ENT | Internal | Summer | B5 | 200 | 2400 | 0 | 160.18 | 166.3 | 10 | 0
2035 | SOCO_2_ENT | SOCO | ENT | Internal | Summer | B6 | 300 | 2400 | 0 | 155.66 | 162.07 | 10 | 0
2035 | SOCO_2_ENT | SOCO | ENT | Internal | Summer | B7 | 400 | 2400 | 380.33 | 141.3 | 151.3 | 10 | 0
2035 | SOCO_2_ENT | SOCO | ENT | Internal | Summer | B8 | 500 | 2400 | 0 | 141.3 | 139.24 | 10 | 0
2035 | SOCO_2_ENT | SOCO | ENT | Internal | Summer | B9 | 800 | 2400 | 0 | 141.3 | 139.24 | 10 | 0
2035 | SOCO_2_ENT | SOCO | ENT | Internal | Summer | B10 | 1262 | 2400 | 0 | 116.76 | 123.59 | 10 | 0
2035 | SOCO_2_ENT | SOCO | ENT | Internal | Winter | B16 | 25 | 2400 | 0 | 151.74 | 143.83 | 10 | 0
2035 | SOCO_2_ENT | SOCO | ENT | Internal | Winter | B17 | 100 | 2400 | 0 | 141.39 | 143.83 | 10 | 0
2035 | SOCO_2_ENT | SOCO | ENT | Internal | Winter | B18 | 400 | 2400 | 0 | 137.12 | 139.14 | 10 | 0
2035 | SOCO_2_ENT | SOCO | ENT | Internal | Winter | B19 | 700 | 2400 | 0 | 137.12 | 132.8 | 10 | 0
2035 | SOCO_2_ENT | SOCO | ENT | Internal | Winter | B20 | 935 | 2400 | 0 | 102.8 | 94.8 | 10 | 0
2035 | SOCO_2_FRCC | SOCO | FRCC | Internal | Shoulder | B11 | 25 | 3700 | 3700 | 150.97 | 171.25 | 10 | 10.28
2035 | SOCO_2_FRCC | SOCO | FRCC | Internal | Shoulder | B12 | 200 | 3700 | 465.24 | 138.16 | 148.16 | 10 | 0
2035 | SOCO_2_FRCC | SOCO | FRCC | Internal | Shoulder | B13 | 600 | 3700 | 561.87 | 137.05 | 147.05 | 10 | 0
2035 | SOCO_2_FRCC | SOCO | FRCC | Internal | Shoulder | B14 | 900 | 3700 | 1350.16 | 137.05 | 147.05 | 10 | 0
2035 | SOCO_2_FRCC | SOCO | FRCC | Internal | Shoulder | B15 | 1203 | 3700 | 0 | 101.48 | 93.76 | 10 | 0
2035 | SOCO_2_FRCC | SOCO | FRCC | Internal | Summer | B1 | 10 | 3700 | 0 | 269.1 | 270.82 | 10 | 0
2035 | SOCO_2_FRCC | SOCO | FRCC | Internal | Summer | B2 | 25 | 3700 | 0 | 266.74 | 270.82 | 10 | 0
2035 | SOCO_2_FRCC | SOCO | FRCC | Internal | Summer | B3 | 75 | 3700 | 0 | 249.2 | 241.2 | 10 | 0
2035 | SOCO_2_FRCC | SOCO | FRCC | Internal | Summer | B4 | 100 | 3700 | 0 | 164.49 | 170.18 | 10 | 0
2035 | SOCO_2_FRCC | SOCO | FRCC | Internal | Summer | B5 | 200 | 3700 | 1854.72 | 160.18 | 170.18 | 10 | 0
2035 | SOCO_2_FRCC | SOCO | FRCC | Internal | Summer | B6 | 300 | 3700 | 3628.49 | 155.66 | 165.66 | 10 | 0
2035 | SOCO_2_FRCC | SOCO | FRCC | Internal | Summer | B7 | 400 | 3700 | 1652.16 | 141.3 | 151.3 | 10 | 0
2035 | SOCO_2_FRCC | SOCO | FRCC | Internal | Summer | B8 | 500 | 3700 | 0 | 141.3 | 146.15 | 10 | 0
2035 | SOCO_2_FRCC | SOCO | FRCC | Internal | Summer | B9 | 800 | 3700 | 0 | 141.3 | 146.15 | 10 | 0
2035 | SOCO_2_FRCC | SOCO | FRCC | Internal | Summer | B10 | 1262 | 3700 | 0 | 116.76 | 108.76 | 10 | 0
2035 | SOCO_2_FRCC | SOCO | FRCC | Internal | Winter | B16 | 25 | 3700 | 3487.78 | 151.74 | 161.74 | 10 | 0
2035 | SOCO_2_FRCC | SOCO | FRCC | Internal | Winter | B17 | 100 | 3700 | 0 | 141.39 | 149.56 | 10 | 0
2035 | SOCO_2_FRCC | SOCO | FRCC | Internal | Winter | B18 | 400 | 3700 | 3695.54 | 137.12 | 147.12 | 10 | 0
2035 | SOCO_2_FRCC | SOCO | FRCC | Internal | Winter | B19 | 700 | 3700 | 2823.69 | 137.12 | 147.12 | 10 | 0
2035 | SOCO_2_FRCC | SOCO | FRCC | Internal | Winter | B20 | 935 | 3700 | 0 | 102.8 | 96.38 | 10 | 0
2035 | SOCO_2_TVA_Transmission | SOCO | TVA_Transmission | Internal | Shoulder | B11 | 25 | 2600 | 0 | 150.97 | 143.59 | 10 | 0
2035 | SOCO_2_TVA_Transmission | SOCO | TVA_Transmission | Internal | Shoulder | B12 | 200 | 2600 | 0 | 138.16 | 137.99 | 10 | 0
2035 | SOCO_2_TVA_Transmission | SOCO | TVA_Transmission | Internal | Shoulder | B13 | 600 | 2600 | 0 | 137.05 | 137.3 | 10 | 0
2035 | SOCO_2_TVA_Transmission | SOCO | TVA_Transmission | Internal | Shoulder | B14 | 900 | 2600 | 0 | 137.05 | 137.3 | 10 | 0
2035 | SOCO_2_TVA_Transmission | SOCO | TVA_Transmission | Internal | Shoulder | B15 | 1203 | 2600 | 0 | 101.48 | 101.59 | 10 | 0
2035 | SOCO_2_TVA_Transmission | SOCO | TVA_Transmission | Internal | Summer | B1 | 10 | 2600 | 0 | 269.1 | 263.41 | 10 | 0
2035 | SOCO_2_TVA_Transmission | SOCO | TVA_Transmission | Internal | Summer | B2 | 25 | 2600 | 0 | 266.74 | 263.41 | 10 | 0
2035 | SOCO_2_TVA_Transmission | SOCO | TVA_Transmission | Internal | Summer | B3 | 75 | 2600 | 0 | 249.2 | 249.2 | 10 | 0
2035 | SOCO_2_TVA_Transmission | SOCO | TVA_Transmission | Internal | Summer | B4 | 100 | 2600 | 0 | 164.49 | 173.49 | 10 | 0
2035 | SOCO_2_TVA_Transmission | SOCO | TVA_Transmission | Internal | Summer | B5 | 200 | 2600 | 0 | 160.18 | 160.18 | 10 | 0
2035 | SOCO_2_TVA_Transmission | SOCO | TVA_Transmission | Internal | Summer | B6 | 300 | 2600 | 0 | 155.66 | 153.07 | 10 | 0
2035 | SOCO_2_TVA_Transmission | SOCO | TVA_Transmission | Internal | Summer | B7 | 400 | 2600 | 0 | 141.3 | 142.3 | 10 | 0
2035 | SOCO_2_TVA_Transmission | SOCO | TVA_Transmission | Internal | Summer | B8 | 500 | 2600 | 0 | 141.3 | 140.68 | 10 | 0
2035 | SOCO_2_TVA_Transmission | SOCO | TVA_Transmission | Internal | Summer | B9 | 800 | 2600 | 0 | 141.3 | 140.68 | 10 | 0
2035 | SOCO_2_TVA_Transmission | SOCO | TVA_Transmission | Internal | Summer | B10 | 1262 | 2600 | 0 | 116.76 | 124.59 | 10 | 0
2035 | SOCO_2_TVA_Transmission | SOCO | TVA_Transmission | Internal | Winter | B16 | 25 | 2600 | 0 | 151.74 | 145.15 | 10 | 0
2035 | SOCO_2_TVA_Transmission | SOCO | TVA_Transmission | Internal | Winter | B17 | 100 | 2600 | 0 | 141.39 | 144.73 | 10 | 0
2035 | SOCO_2_TVA_Transmission | SOCO | TVA_Transmission | Internal | Winter | B18 | 400 | 2600 | 0 | 137.12 | 137.12 | 10 | 0
2035 | SOCO_2_TVA_Transmission | SOCO | TVA_Transmission | Internal | Winter | B19 | 700 | 2600 | 0 | 137.12 | 137.12 | 10 | 0
2035 | SOCO_2_TVA_Transmission | SOCO | TVA_Transmission | Internal | Winter | B20 | 935 | 2600 | 0 | 102.8 | 102.8 | 10 | 0
2035 | SOCO_2_VACAR | SOCO | VACAR | Internal | Shoulder | B11 | 25 | 2000 | 0 | 150.97 | 144.44 | 10 | 0
2035 | SOCO_2_VACAR | SOCO | VACAR | Internal | Shoulder | B12 | 200 | 2000 | 0 | 138.16 | 131.16 | 10 | 0
2035 | SOCO_2_VACAR | SOCO | VACAR | Internal | Shoulder | B13 | 600 | 2000 | 0 | 137.05 | 130.05 | 10 | 0
2035 | SOCO_2_VACAR | SOCO | VACAR | Internal | Shoulder | B14 | 900 | 2000 | 0 | 137.05 | 130.05 | 10 | 0
2035 | SOCO_2_VACAR | SOCO | VACAR | Internal | Shoulder | B15 | 1203 | 2000 | 0 | 101.48 | 94.48 | 10 | 0
2035 | SOCO_2_VACAR | SOCO | VACAR | Internal | Summer | B1 | 10 | 2000 | 0 | 269.1 | 262.1 | 10 | 0
2035 | SOCO_2_VACAR | SOCO | VACAR | Internal | Summer | B2 | 25 | 2000 | 0 | 266.74 | 264.94 | 10 | 0
2035 | SOCO_2_VACAR | SOCO | VACAR | Internal | Summer | B3 | 75 | 2000 | 0 | 249.2 | 242.2 | 10 | 0
2035 | SOCO_2_VACAR | SOCO | VACAR | Internal | Summer | B4 | 100 | 2000 | 0 | 164.49 | 157.49 | 10 | 0
2035 | SOCO_2_VACAR | SOCO | VACAR | Internal | Summer | B5 | 200 | 2000 | 0 | 160.18 | 153.18 | 10 | 0
2035 | SOCO_2_VACAR | SOCO | VACAR | Internal | Summer | B6 | 300 | 2000 | 0 | 155.66 | 148.66 | 10 | 0
2035 | SOCO_2_VACAR | SOCO | VACAR | Internal | Summer | B7 | 400 | 2000 | 0 | 141.3 | 142.32 | 10 | 0
2035 | SOCO_2_VACAR | SOCO | VACAR | Internal | Summer | B8 | 500 | 2000 | 0 | 141.3 | 142.32 | 10 | 0
2035 | SOCO_2_VACAR | SOCO | VACAR | Internal | Summer | B9 | 800 | 2000 | 0 | 141.3 | 134.3 | 10 | 0
2035 | SOCO_2_VACAR | SOCO | VACAR | Internal | Summer | B10 | 1262 | 2000 | 0 | 116.76 | 109.79 | 10 | 0
2035 | SOCO_2_VACAR | SOCO | VACAR | Internal | Winter | B16 | 25 | 2000 | 0 | 151.74 | 145.56 | 10 | 0
2035 | SOCO_2_VACAR | SOCO | VACAR | Internal | Winter | B17 | 100 | 2000 | 0 | 141.39 | 134.39 | 10 | 0
2035 | SOCO_2_VACAR | SOCO | VACAR | Internal | Winter | B18 | 400 | 2000 | 0 | 137.12 | 130.12 | 10 | 0
2035 | SOCO_2_VACAR | SOCO | VACAR | Internal | Winter | B19 | 700 | 2000 | 0 | 137.12 | 130.1 | 10 | 0
2035 | SOCO_2_VACAR | SOCO | VACAR | Internal | Winter | B20 | 935 | 2000 | 0 | 102.8 | 95.8 | 10 | 0
2035 | SPP_N_2_ENT | SPP_N | ENT | Internal | Shoulder | B11 | 25 | 1800 | 0 | 149.95 | 150.97 | 5 | 0
2035 | SPP_N_2_ENT | SPP_N | ENT | Internal | Shoulder | B12 | 200 | 1800 | 0 | 140.56 | 140.75 | 5 | 0
2035 | SPP_N_2_ENT | SPP_N | ENT | Internal | Shoulder | B13 | 600 | 1800 | 1353.2 | 135.75 | 140.75 | 5 | 0
2035 | SPP_N_2_ENT | SPP_N | ENT | Internal | Shoulder | B14 | 900 | 1800 | 1800 | 118.08 | 130.01 | 5 | 6.92
2035 | SPP_N_2_ENT | SPP_N | ENT | Internal | Shoulder | B15 | 1203 | 1800 | 1800 | 74.19 | 93.59 | 5 | 14.4
2035 | SPP_N_2_ENT | SPP_N | ENT | Internal | Summer | B1 | 10 | 1800 | 1800 | 250.59 | 261.1 | 5 | 5.51
2035 | SPP_N_2_ENT | SPP_N | ENT | Internal | Summer | B2 | 25 | 1800 | 1210.65 | 253.74 | 258.74 | 5 | 0
2035 | SPP_N_2_ENT | SPP_N | ENT | Internal | Summer | B3 | 75 | 1800 | 0 | 251.76 | 254.52 | 5 | 0
2035 | SPP_N_2_ENT | SPP_N | ENT | Internal | Summer | B4 | 100 | 1800 | 0 | 177.49 | 174.49 | 5 | 0
2035 | SPP_N_2_ENT | SPP_N | ENT | Internal | Summer | B5 | 200 | 1800 | 0 | 169.83 | 166.3 | 5 | 0
2035 | SPP_N_2_ENT | SPP_N | ENT | Internal | Summer | B6 | 300 | 1800 | 0 | 165.22 | 162.07 | 5 | 0
2035 | SPP_N_2_ENT | SPP_N | ENT | Internal | Summer | B7 | 400 | 1800 | 0 | 158.31 | 151.3 | 5 | 0
2035 | SPP_N_2_ENT | SPP_N | ENT | Internal | Summer | B8 | 500 | 1800 | 0 | 139.97 | 139.24 | 5 | 0
2035 | SPP_N_2_ENT | SPP_N | ENT | Internal | Summer | B9 | 800 | 1800 | 0 | 139.97 | 139.24 | 5 | 0
2035 | SPP_N_2_ENT | SPP_N | ENT | Internal | Summer | B10 | 1262 | 1800 | 470.74 | 118.59 | 123.59 | 5 | 0
2035 | SPP_N_2_ENT | SPP_N | ENT | Internal | Winter | B16 | 25 | 1800 | 1800 | 136.22 | 143.83 | 5 | 2.61
2035 | SPP_N_2_ENT | SPP_N | ENT | Internal | Winter | B17 | 100 | 1800 | 1800 | 125.5 | 143.83 | 5 | 13.34
2035 | SPP_N_2_ENT | SPP_N | ENT | Internal | Winter | B18 | 400 | 1800 | 1800 | 134.11 | 139.14 | 5 | 0.03
2035 | SPP_N_2_ENT | SPP_N | ENT | Internal | Winter | B19 | 700 | 1800 | 1786.79 | 127.8 | 132.8 | 5 | 0
2035 | SPP_N_2_ENT | SPP_N | ENT | Internal | Winter | B20 | 935 | 1800 | 1800 | 73.56 | 94.8 | 5 | 16.24
2035 | SPP_N_2_MISO_MO-IL | SPP_N | MISO_MO-IL | Internal | Shoulder | B11 | 25 | 2000 | 0 | 149.95 | 142.97 | 5 | 0
2035 | SPP_N_2_MISO_MO-IL | SPP_N | MISO_MO-IL | Internal | Shoulder | B12 | 200 | 2000 | 0 | 140.56 | 138.21 | 5 | 0
2035 | SPP_N_2_MISO_MO-IL | SPP_N | MISO_MO-IL | Internal | Shoulder | B13 | 600 | 2000 | 0 | 135.75 | 138.21 | 5 | 0
2035 | SPP_N_2_MISO_MO-IL | SPP_N | MISO_MO-IL | Internal | Shoulder | B14 | 900 | 2000 | 2000 | 118.08 | 137.15 | 5 | 14.07
2035 | SPP_N_2_MISO_MO-IL | SPP_N | MISO_MO-IL | Internal | Shoulder | B15 | 1203 | 2000 | 2000 | 74.19 | 99.84 | 5 | 20.64
2035 | SPP_N_2_MISO_MO-IL | SPP_N | MISO_MO-IL | Internal | Summer | B1 | 10 | 2000 | 0 | 250.59 | 255.41 | 5 | 0
2035 | SPP_N_2_MISO_MO-IL | SPP_N | MISO_MO-IL | Internal | Summer | B2 | 25 | 2000 | 0 | 253.74 | 255.41 | 5 | 0
2035 | SPP_N_2_MISO_MO-IL | SPP_N | MISO_MO-IL | Internal | Summer | B3 | 75 | 2000 | 0 | 251.76 | 255.41 | 5 | 0
2035 | SPP_N_2_MISO_MO-IL | SPP_N | MISO_MO-IL | Internal | Summer | B4 | 100 | 2000 | 120.44 | 177.49 | 182.49 | 5 | 0
2035 | SPP_N_2_MISO_MO-IL | SPP_N | MISO_MO-IL | Internal | Summer | B5 | 200 | 2000 | 0 | 169.83 | 169.18 | 5 | 0
2035 | SPP_N_2_MISO_MO-IL | SPP_N | MISO_MO-IL | Internal | Summer | B6 | 300 | 2000 | 0 | 165.22 | 162.07 | 5 | 0
2035 | SPP_N_2_MISO_MO-IL | SPP_N | MISO_MO-IL | Internal | Summer | B7 | 400 | 2000 | 0 | 158.31 | 151.3 | 5 | 0
2035 | SPP_N_2_MISO_MO-IL | SPP_N | MISO_MO-IL | Internal | Summer | B8 | 500 | 2000 | 0 | 139.97 | 136.78 | 5 | 0
2035 | SPP_N_2_MISO_MO-IL | SPP_N | MISO_MO-IL | Internal | Summer | B9 | 800 | 2000 | 0 | 139.97 | 136.78 | 5 | 0
2035 | SPP_N_2_MISO_MO-IL | SPP_N | MISO_MO-IL | Internal | Summer | B10 | 1262 | 2000 | 2000 | 118.59 | 131.59 | 5 | 8
2035 | SPP_N_2_MISO_MO-IL | SPP_N | MISO_MO-IL | Internal | Winter | B16 | 25 | 2000 | 955.54 | 136.22 | 141.22 | 5 | 0
2035 | SPP_N_2_MISO_MO-IL | SPP_N | MISO_MO-IL | Internal | Winter | B17 | 100 | 2000 | 2000 | 125.5 | 141.13 | 5 | 10.63
2035 | SPP_N_2_MISO_MO-IL | SPP_N | MISO_MO-IL | Internal | Winter | B18 | 400 | 2000 | 505.22 | 134.11 | 139.11 | 5 | 0
2035 | SPP_N_2_MISO_MO-IL | SPP_N | MISO_MO-IL | Internal | Winter | B19 | 700 | 2000 | 2000 | 127.8 | 137.49 | 5 | 4.7
2035 | SPP_N_2_MISO_MO-IL | SPP_N | MISO_MO-IL | Internal | Winter | B20 | 935 | 2000 | 2000 | 73.56 | 100.89 | 5 | 22.33
2035 | SPP_N_2_MISO_W | SPP_N | MISO_W | Internal | Shoulder | B11 | 25 | 750 | 0 | 149.95 | 142.95 | 5 | 0
2035 | SPP_N_2_MISO_W | SPP_N | MISO_W | Internal | Shoulder | B12 | 200 | 750 | 0 | 140.56 | 138.14 | 5 | 0
2035 | SPP_N_2_MISO_W | SPP_N | MISO_W | Internal | Shoulder | B13 | 600 | 750 | 0 | 135.75 | 134.16 | 5 | 0
2035 | SPP_N_2_MISO_W | SPP_N | MISO_W | Internal | Shoulder | B14 | 900 | 750 | 0 | 118.08 | 111.08 | 5 | 0
2035 | SPP_N_2_MISO_W | SPP_N | MISO_W | Internal | Shoulder | B15 | 1203 | 750 | 0 | 74.19 | 77.99 | 5 | 0
2035 | SPP_N_2_MISO_W | SPP_N | MISO_W | Internal | Summer | B1 | 10 | 750 | 743.09 | 250.59 | 255.59 | 5 | 0
2035 | SPP_N_2_MISO_W | SPP_N | MISO_W | Internal | Summer | B2 | 25 | 750 | 0 | 253.74 | 255.4 | 5 | 0
2035 | SPP_N_2_MISO_W | SPP_N | MISO_W | Internal | Summer | B3 | 75 | 750 | 0 | 251.76 | 255.59 | 5 | 0
2035 | SPP_N_2_MISO_W | SPP_N | MISO_W | Internal | Summer | B4 | 100 | 750 | 750 | 177.49 | 182.5 | 5 | 0.01
2035 | SPP_N_2_MISO_W | SPP_N | MISO_W | Internal | Summer | B5 | 200 | 750 | 0 | 169.83 | 171.85 | 5 | 0
2035 | SPP_N_2_MISO_W | SPP_N | MISO_W | Internal | Summer | B6 | 300 | 750 | 0 | 165.22 | 162.48 | 5 | 0
2035 | SPP_N_2_MISO_W | SPP_N | MISO_W | Internal | Summer | B7 | 400 | 750 | 0 | 158.31 | 151.31 | 5 | 0
2035 | SPP_N_2_MISO_W | SPP_N | MISO_W | Internal | Summer | B8 | 500 | 750 | 0 | 139.97 | 136.59 | 5 | 0
2035 | SPP_N_2_MISO_W | SPP_N | MISO_W | Internal | Summer | B9 | 800 | 750 | 0 | 139.97 | 136.57 | 5 | 0
2035 | SPP_N_2_MISO_W | SPP_N | MISO_W | Internal | Summer | B10 | 1262 | 750 | 0 | 118.59 | 111.59 | 5 | 0
2035 | SPP_N_2_MISO_W | SPP_N | MISO_W | Internal | Winter | B16 | 25 | 750 | 0 | 136.22 | 84.99 | 5 | 0
2035 | SPP_N_2_MISO_W | SPP_N | MISO_W | Internal | Winter | B17 | 100 | 750 | 0 | 125.5 | 118.48 | 5 | 0
2035 | SPP_N_2_MISO_W | SPP_N | MISO_W | Internal | Winter | B18 | 400 | 750 | 0 | 134.11 | 127.11 | 5 | 0
2035 | SPP_N_2_MISO_W | SPP_N | MISO_W | Internal | Winter | B19 | 700 | 750 | 0 | 127.8 | 126.32 | 5 | 0
2035 | SPP_N_2_MISO_W | SPP_N | MISO_W | Internal | Winter | B20 | 935 | 750 | 0 | 73.56 | 78 | 5 | 0
2035 | SPP_N_2_NE | SPP_N | NE | Internal | Shoulder | B11 | 25 | 332 | 0 | 149.95 | 149.94 | 0.01 | 0
2035 | SPP_N_2_NE | SPP_N | NE | Internal | Shoulder | B12 | 200 | 332 | 0 | 140.56 | 140.55 | 0.01 | 0
2035 | SPP_N_2_NE | SPP_N | NE | Internal | Shoulder | B13 | 600 | 332 | 0 | 135.75 | 135.74 | 0.01 | 0
2035 | SPP_N_2_NE | SPP_N | NE | Internal | Shoulder | B14 | 900 | 332 | 0 | 118.08 | 118.07 | 0.01 | 0
2035 | SPP_N_2_NE | SPP_N | NE | Internal | Shoulder | B15 | 1203 | 332 | 332 | 74.19 | 84.99 | 0.01 | 10.79
2035 | SPP_N_2_NE | SPP_N | NE | Internal | Summer | B1 | 10 | 332 | 332 | 250.59 | 256.23 | 0.01 | 5.63
2035 | SPP_N_2_NE | SPP_N | NE | Internal | Summer | B2 | 25 | 332 | 332 | 253.74 | 255.4 | 0.01 | 1.65
2035 | SPP_N_2_NE | SPP_N | NE | Internal | Summer | B3 | 75 | 332 | 332 | 251.76 | 255.59 | 0.01 | 3.83
2035 | SPP_N_2_NE | SPP_N | NE | Internal | Summer | B4 | 100 | 332 | 332 | 177.49 | 189.5 | 0.01 | 12
2035 | SPP_N_2_NE | SPP_N | NE | Internal | Summer | B5 | 200 | 332 | 332 | 169.83 | 175.89 | 0.01 | 6.04
2035 | SPP_N_2_NE | SPP_N | NE | Internal | Summer | B6 | 300 | 332 | 332 | 165.22 | 167.85 | 0.01 | 2.62
2035 | SPP_N_2_NE | SPP_N | NE | Internal | Summer | B7 | 400 | 332 | 0 | 158.31 | 158.31 | 0.01 | 0
2035 | SPP_N_2_NE | SPP_N | NE | Internal | Summer | B8 | 500 | 332 | 0 | 139.97 | 139.96 | 0.01 | 0
2035 | SPP_N_2_NE | SPP_N | NE | Internal | Summer | B9 | 800 | 332 | 0 | 139.97 | 139.96 | 0.01 | 0
2035 | SPP_N_2_NE | SPP_N | NE | Internal | Summer | B10 | 1262 | 332 | 0 | 118.59 | 118.58 | 0.01 | 0
2035 | SPP_N_2_NE | SPP_N | NE | Internal | Winter | B16 | 25 | 332 | 0 | 136.22 | 91.99 | 0.01 | 0
2035 | SPP_N_2_NE | SPP_N | NE | Internal | Winter | B17 | 100 | 332 | 0 | 125.5 | 125.48 | 0.01 | 0
2035 | SPP_N_2_NE | SPP_N | NE | Internal | Winter | B18 | 400 | 332 | 0 | 134.11 | 134.1 | 0.01 | 0
2035 | SPP_N_2_NE | SPP_N | NE | Internal | Winter | B19 | 700 | 332 | 0 | 127.8 | 127.78 | 0.01 | 0
2035 | SPP_N_2_NE | SPP_N | NE | Internal | Winter | B20 | 935 | 332 | 332 | 73.56 | 84.99 | 0.01 | 11.42
2035 | SPP_N_2_SPP_S | SPP_N | SPP_S | Internal | Shoulder | B11 | 25 | 4000 | 4000 | 149.95 | 158.56 | 0.01 | 8.59
2035 | SPP_N_2_SPP_S | SPP_N | SPP_S | Internal | Shoulder | B12 | 200 | 4000 | 1747.11 | 140.56 | 140.57 | 0.01 | 0
2035 | SPP_N_2_SPP_S | SPP_N | SPP_S | Internal | Shoulder | B13 | 600 | 4000 | 1165.55 | 135.75 | 135.77 | 0.01 | 0
2035 | SPP_N_2_SPP_S | SPP_N | SPP_S | Internal | Shoulder | B14 | 900 | 4000 | 0 | 118.08 | 118.07 | 0.01 | 0
2035 | SPP_N_2_SPP_S | SPP_N | SPP_S | Internal | Shoulder | B15 | 1203 | 4000 | 0 | 74.19 | 73.5 | 0.01 | 0
2035 | SPP_N_2_SPP_S | SPP_N | SPP_S | Internal | Summer | B1 | 10 | 4000 | 0 | 250.59 | 162.16 | 0.01 | 0
2035 | SPP_N_2_SPP_S | SPP_N | SPP_S | Internal | Summer | B2 | 25 | 4000 | 0 | 253.74 | 236.68 | 0.01 | 0
2035 | SPP_N_2_SPP_S | SPP_N | SPP_S | Internal | Summer | B3 | 75 | 4000 | 0 | 251.76 | 236.68 | 0.01 | 0
2035 | SPP_N_2_SPP_S | SPP_N | SPP_S | Internal | Summer | B4 | 100 | 4000 | 0 | 177.49 | 177.47 | 0.01 | 0
2035 | SPP_N_2_SPP_S | SPP_N | SPP_S | Internal | Summer | B5 | 200 | 4000 | 941.84 | 169.83 | 169.85 | 0.01 | 0
2035 | SPP_N_2_SPP_S | SPP_N | SPP_S | Internal | Summer | B6 | 300 | 4000 | 1150.61 | 165.22 | 165.23 | 0.01 | 0
2035 | SPP_N_2_SPP_S | SPP_N | SPP_S | Internal | Summer | B7 | 400 | 4000 | 4000 | 158.31 | 161.78 | 0.01 | 3.46
2035 | SPP_N_2_SPP_S | SPP_N | SPP_S | Internal | Summer | B8 | 500 | 4000 | 3821.22 | 139.97 | 139.98 | 0.01 | 0
2035 | SPP_N_2_SPP_S | SPP_N | SPP_S | Internal | Summer | B9 | 800 | 4000 | 1890.67 | 139.97 | 139.98 | 0.01 | 0
2035 | SPP_N_2_SPP_S | SPP_N | SPP_S | Internal | Summer | B10 | 1262 | 4000 | 3055.67 | 118.59 | 118.6 | 0.01 | 0
2035 | SPP_N_2_SPP_S | SPP_N | SPP_S | Internal | Winter | B16 | 25 | 4000 | 3491.4 | 136.22 | 136.24 | 0.01 | 0
2035 | SPP_N_2_SPP_S | SPP_N | SPP_S | Internal | Winter | B17 | 100 | 4000 | 2681.91 | 125.5 | 125.51 | 0.01 | 0
2035 | SPP_N_2_SPP_S | SPP_N | SPP_S | Internal | Winter | B18 | 400 | 4000 | 2444.03 | 134.11 | 134.12 | 0.01 | 0
2035 | SPP_N_2_SPP_S | SPP_N | SPP_S | Internal | Winter | B19 | 700 | 4000 | 471.14 | 127.8 | 127.81 | 0.01 | 0
2035 | SPP_N_2_SPP_S | SPP_N | SPP_S | Internal | Winter | B20 | 935 | 4000 | 0 | 73.56 | 73.55 | 0.01 | 0
2035 | SPP_S_2_ENT | SPP_S | ENT | Internal | Shoulder | B11 | 25 | 850 | 0 | 158.56 | 150.97 | 5 | 0
2035 | SPP_S_2_ENT | SPP_S | ENT | Internal | Shoulder | B12 | 200 | 850 | 0 | 140.57 | 140.75 | 5 | 0
2035 | SPP_S_2_ENT | SPP_S | ENT | Internal | Shoulder | B13 | 600 | 850 | 0 | 135.77 | 140.75 | 5 | 0
2035 | SPP_S_2_ENT | SPP_S | ENT | Internal | Shoulder | B14 | 900 | 850 | 850 | 118.07 | 130.01 | 5 | 6.94
2035 | SPP_S_2_ENT | SPP_S | ENT | Internal | Shoulder | B15 | 1203 | 850 | 850 | 73.5 | 93.59 | 5 | 15.1
2035 | SPP_S_2_ENT | SPP_S | ENT | Internal | Summer | B1 | 10 | 850 | 850 | 162.16 | 261.1 | 5 | 93.94
2035 | SPP_S_2_ENT | SPP_S | ENT | Internal | Summer | B2 | 25 | 850 | 850 | 236.68 | 258.74 | 5 | 17.06
2035 | SPP_S_2_ENT | SPP_S | ENT | Internal | Summer | B3 | 75 | 850 | 850 | 236.68 | 254.52 | 5 | 12.84
2035 | SPP_S_2_ENT | SPP_S | ENT | Internal | Summer | B4 | 100 | 850 | 0 | 177.47 | 174.49 | 5 | 0
2035 | SPP_S_2_ENT | SPP_S | ENT | Internal | Summer | B5 | 200 | 850 | 0 | 169.85 | 166.3 | 5 | 0
2035 | SPP_S_2_ENT | SPP_S | ENT | Internal | Summer | B6 | 300 | 850 | 0 | 165.23 | 162.07 | 5 | 0
2035 | SPP_S_2_ENT | SPP_S | ENT | Internal | Summer | B7 | 400 | 850 | 0 | 161.78 | 151.3 | 5 | 0
2035 | SPP_S_2_ENT | SPP_S | ENT | Internal | Summer | B8 | 500 | 850 | 0 | 139.98 | 139.24 | 5 | 0
2035 | SPP_S_2_ENT | SPP_S | ENT | Internal | Summer | B9 | 800 | 850 | 0 | 139.98 | 139.24 | 5 | 0
2035 | SPP_S_2_ENT | SPP_S | ENT | Internal | Summer | B10 | 1262 | 850 | 0 | 118.6 | 123.59 | 5 | 0
2035 | SPP_S_2_ENT | SPP_S | ENT | Internal | Winter | B16 | 25 | 850 | 850 | 136.24 | 143.83 | 5 | 2.6
2035 | SPP_S_2_ENT | SPP_S | ENT | Internal | Winter | B17 | 100 | 850 | 850 | 125.51 | 143.83 | 5 | 13.32
2035 | SPP_S_2_ENT | SPP_S | ENT | Internal | Winter | B18 | 400 | 850 | 850 | 134.12 | 139.14 | 5 | 0.02
2035 | SPP_S_2_ENT | SPP_S | ENT | Internal | Winter | B19 | 700 | 850 | 0 | 127.81 | 132.8 | 5 | 0
2035 | SPP_S_2_ENT | SPP_S | ENT | Internal | Winter | B20 | 935 | 850 | 850 | 73.55 | 94.8 | 5 | 16.25
2035 | SPP_S_2_SPP_N | SPP_S | SPP_N | Internal | Shoulder | B11 | 25 | 640 | 0 | 158.56 | 149.95 | 0.01 | 0
2035 | SPP_S_2_SPP_N | SPP_S | SPP_N | Internal | Shoulder | B12 | 200 | 640 | 0 | 140.57 | 140.56 | 0.01 | 0
2035 | SPP_S_2_SPP_N | SPP_S | SPP_N | Internal | Shoulder | B13 | 600 | 640 | 0 | 135.77 | 135.75 | 0.01 | 0
2035 | SPP_S_2_SPP_N | SPP_S | SPP_N | Internal | Shoulder | B14 | 900 | 640 | 150.2 | 118.07 | 118.08 | 0.01 | 0
2035 | SPP_S_2_SPP_N | SPP_S | SPP_N | Internal | Shoulder | B15 | 1203 | 640 | 640 | 73.5 | 74.19 | 0.01 | 0.68
2035 | SPP_S_2_SPP_N | SPP_S | SPP_N | Internal | Summer | B1 | 10 | 640 | 640 | 162.16 | 250.59 | 0.01 | 88.42
2035 | SPP_S_2_SPP_N | SPP_S | SPP_N | Internal | Summer | B2 | 25 | 640 | 640 | 236.68 | 253.74 | 0.01 | 17.05
2035 | SPP_S_2_SPP_N | SPP_S | SPP_N | Internal | Summer | B3 | 75 | 640 | 640 | 236.68 | 251.76 | 0.01 | 15.06
2035 | SPP_S_2_SPP_N | SPP_S | SPP_N | Internal | Summer | B4 | 100 | 640 | 575.62 | 177.47 | 177.49 | 0.01 | 0
2035 | SPP_S_2_SPP_N | SPP_S | SPP_N | Internal | Summer | B5 | 200 | 640 | 0 | 169.85 | 169.83 | 0.01 | 0
2035 | SPP_S_2_SPP_N | SPP_S | SPP_N | Internal | Summer | B6 | 300 | 640 | 0 | 165.23 | 165.22 | 0.01 | 0
2035 | SPP_S_2_SPP_N | SPP_S | SPP_N | Internal | Summer | B7 | 400 | 640 | 0 | 161.78 | 158.31 | 0.01 | 0
2035 | SPP_S_2_SPP_N | SPP_S | SPP_N | Internal | Summer | B8 | 500 | 640 | 0 | 139.98 | 139.97 | 0.01 | 0
2035 | SPP_S_2_SPP_N | SPP_S | SPP_N | Internal | Summer | B9 | 800 | 640 | 0 | 139.98 | 139.97 | 0.01 | 0
2035 | SPP_S_2_SPP_N | SPP_S | SPP_N | Internal | Summer | B10 | 1262 | 640 | 0 | 118.6 | 118.59 | 0.01 | 0
2035 | SPP_S_2_SPP_N | SPP_S | SPP_N | Internal | Winter | B16 | 25 | 640 | 0 | 136.24 | 136.22 | 0.01 | 0
2035 | SPP_S_2_SPP_N | SPP_S | SPP_N | Internal | Winter | B17 | 100 | 640 | 0 | 125.51 | 125.5 | 0.01 | 0
2035 | SPP_S_2_SPP_N | SPP_S | SPP_N | Internal | Winter | B18 | 400 | 640 | 0 | 134.12 | 134.11 | 0.01 | 0
2035 | SPP_S_2_SPP_N | SPP_S | SPP_N | Internal | Winter | B19 | 700 | 640 | 0 | 127.81 | 127.8 | 0.01 | 0
2035 | SPP_S_2_SPP_N | SPP_S | SPP_N | Internal | Winter | B20 | 935 | 640 | 265.02 | 73.55 | 73.56 | 0.01 | 0
2035 | TVA_2_ENT | TVA | ENT | Internal | Shoulder | B11 | 25 | 500 | 251.66 | 141.97 | 150.97 | 9 | 0
2035 | TVA_2_ENT | TVA | ENT | Internal | Shoulder | B12 | 200 | 500 | 0 | 137.85 | 140.75 | 9 | 0
2035 | TVA_2_ENT | TVA | ENT | Internal | Shoulder | B13 | 600 | 500 | 0 | 137.31 | 140.75 | 9 | 0
2035 | TVA_2_ENT | TVA | ENT | Internal | Shoulder | B14 | 900 | 500 | 0 | 137.31 | 130.01 | 9 | 0
2035 | TVA_2_ENT | TVA | ENT | Internal | Shoulder | B15 | 1203 | 500 | 0 | 101.6 | 93.59 | 9 | 0
2035 | TVA_2_ENT | TVA | ENT | Internal | Summer | B1 | 10 | 500 | 0 | 263.42 | 261.1 | 9 | 0
2035 | TVA_2_ENT | TVA | ENT | Internal | Summer | B2 | 25 | 500 | 0 | 263.42 | 258.74 | 9 | 0
2035 | TVA_2_ENT | TVA | ENT | Internal | Summer | B3 | 75 | 500 | 0 | 249.21 | 254.52 | 9 | 0
2035 | TVA_2_ENT | TVA | ENT | Internal | Summer | B4 | 100 | 500 | 0 | 173.5 | 174.49 | 9 | 0
2035 | TVA_2_ENT | TVA | ENT | Internal | Summer | B5 | 200 | 500 | 370.22 | 157.3 | 166.3 | 9 | 0
2035 | TVA_2_ENT | TVA | ENT | Internal | Summer | B6 | 300 | 500 | 500 | 146.66 | 162.07 | 9 | 6.41
2035 | TVA_2_ENT | TVA | ENT | Internal | Summer | B7 | 400 | 500 | 500 | 140.7 | 151.3 | 9 | 1.6
2035 | TVA_2_ENT | TVA | ENT | Internal | Summer | B8 | 500 | 500 | 0 | 140.7 | 139.24 | 9 | 0
2035 | TVA_2_ENT | TVA | ENT | Internal | Summer | B9 | 800 | 500 | 0 | 140.7 | 139.24 | 9 | 0
2035 | TVA_2_ENT | TVA | ENT | Internal | Summer | B10 | 1262 | 500 | 342.6 | 114.59 | 123.59 | 9 | 0
2035 | TVA_2_ENT | TVA | ENT | Internal | Winter | B16 | 25 | 500 | 0 | 144.75 | 143.83 | 9 | 0
2035 | TVA_2_ENT | TVA | ENT | Internal | Winter | B17 | 100 | 500 | 0 | 144.75 | 143.83 | 9 | 0
2035 | TVA_2_ENT | TVA | ENT | Internal | Winter | B18 | 400 | 500 | 0 | 137.13 | 139.14 | 9 | 0
2035 | TVA_2_ENT | TVA | ENT | Internal | Winter | B19 | 700 | 500 | 0 | 137.13 | 132.8 | 9 | 0
2035 | TVA_2_ENT | TVA | ENT | Internal | Winter | B20 | 935 | 500 | 0 | 102.81 | 94.8 | 9 | 0
2035 | TVA_2_MISO_MO-IL | TVA | MISO_MO-IL | Internal | Shoulder | B11 | 25 | 50 | 0 | 141.97 | 142.97 | 9 | 0
2035 | TVA_2_MISO_MO-IL | TVA | MISO_MO-IL | Internal | Shoulder | B12 | 200 | 50 | 0 | 137.85 | 138.21 | 9 | 0
2035 | TVA_2_MISO_MO-IL | TVA | MISO_MO-IL | Internal | Shoulder | B13 | 600 | 50 | 0 | 137.31 | 138.21 | 9 | 0
2035 | TVA_2_MISO_MO-IL | TVA | MISO_MO-IL | Internal | Shoulder | B14 | 900 | 50 | 0 | 137.31 | 137.15 | 9 | 0
2035 | TVA_2_MISO_MO-IL | TVA | MISO_MO-IL | Internal | Shoulder | B15 | 1203 | 50 | 0 | 101.6 | 99.84 | 9 | 0
2035 | TVA_2_MISO_MO-IL | TVA | MISO_MO-IL | Internal | Summer | B1 | 10 | 50 | 0 | 263.42 | 255.41 | 9 | 0
2035 | TVA_2_MISO_MO-IL | TVA | MISO_MO-IL | Internal | Summer | B2 | 25 | 50 | 0 | 263.42 | 255.41 | 9 | 0
2035 | TVA_2_MISO_MO-IL | TVA | MISO_MO-IL | Internal | Summer | B3 | 75 | 50 | 0 | 249.21 | 255.41 | 9 | 0
2035 | TVA_2_MISO_MO-IL | TVA | MISO_MO-IL | Internal | Summer | B4 | 100 | 50 | 0 | 173.5 | 182.49 | 9 | 0
2035 | TVA_2_MISO_MO-IL | TVA | MISO_MO-IL | Internal | Summer | B5 | 200 | 50 | 50 | 157.3 | 169.18 | 9 | 2.89
2035 | TVA_2_MISO_MO-IL | TVA | MISO_MO-IL | Internal | Summer | B6 | 300 | 50 | 50 | 146.66 | 162.07 | 9 | 6.41
2035 | TVA_2_MISO_MO-IL | TVA | MISO_MO-IL | Internal | Summer | B7 | 400 | 50 | 50 | 140.7 | 151.3 | 9 | 1.6
2035 | TVA_2_MISO_MO-IL | TVA | MISO_MO-IL | Internal | Summer | B8 | 500 | 50 | 0 | 140.7 | 136.78 | 9 | 0
2035 | TVA_2_MISO_MO-IL | TVA | MISO_MO-IL | Internal | Summer | B9 | 800 | 50 | 0 | 140.7 | 136.78 | 9 | 0
2035 | TVA_2_MISO_MO-IL | TVA | MISO_MO-IL | Internal | Summer | B10 | 1262 | 50 | 50 | 114.59 | 131.59 | 9 | 8
2035 | TVA_2_MISO_MO-IL | TVA | MISO_MO-IL | Internal | Winter | B16 | 25 | 50 | 0 | 144.75 | 141.22 | 9 | 0
2035 | TVA_2_MISO_MO-IL | TVA | MISO_MO-IL | Internal | Winter | B17 | 100 | 50 | 0 | 144.75 | 141.13 | 9 | 0
2035 | TVA_2_MISO_MO-IL | TVA | MISO_MO-IL | Internal | Winter | B18 | 400 | 50 | 0 | 137.13 | 139.11 | 9 | 0
2035 | TVA_2_MISO_MO-IL | TVA | MISO_MO-IL | Internal | Winter | B19 | 700 | 50 | 0 | 137.13 | 137.49 | 9 | 0
2035 | TVA_2_MISO_MO-IL | TVA | MISO_MO-IL | Internal | Winter | B20 | 935 | 50 | 0 | 102.81 | 100.89 | 9 | 0
2035 | TVA_2_NonRTO_Midwest | TVA | NonRTO_Midwest | Internal | Shoulder | B11 | 25 | 100 | 0 | 141.97 | 146.22 | 9 | 0
2035 | TVA_2_NonRTO_Midwest | TVA | NonRTO_Midwest | Internal | Shoulder | B12 | 200 | 100 | 0 | 137.85 | 141.91 | 9 | 0
2035 | TVA_2_NonRTO_Midwest | TVA | NonRTO_Midwest | Internal | Shoulder | B13 | 600 | 100 | 0 | 137.31 | 136.27 | 9 | 0
2035 | TVA_2_NonRTO_Midwest | TVA | NonRTO_Midwest | Internal | Shoulder | B14 | 900 | 100 | 0 | 137.31 | 136.27 | 9 | 0
2035 | TVA_2_NonRTO_Midwest | TVA | NonRTO_Midwest | Internal | Shoulder | B15 | 1203 | 100 | 0 | 101.6 | 110.59 | 9 | 0
2035 | TVA_2_NonRTO_Midwest | TVA | NonRTO_Midwest | Internal | Summer | B1 | 10 | 100 | 0 | 263.42 | 263.4 | 9 | 0
2035 | TVA_2_NonRTO_Midwest | TVA | NonRTO_Midwest | Internal | Summer | B2 | 25 | 100 | 0 | 263.42 | 262.09 | 9 | 0
2035 | TVA_2_NonRTO_Midwest | TVA | NonRTO_Midwest | Internal | Summer | B3 | 75 | 100 | 0 | 249.21 | 241.2 | 9 | 0
2035 | TVA_2_NonRTO_Midwest | TVA | NonRTO_Midwest | Internal | Summer | B4 | 100 | 100 | 0 | 173.5 | 165.49 | 9 | 0
2035 | TVA_2_NonRTO_Midwest | TVA | NonRTO_Midwest | Internal | Summer | B5 | 200 | 100 | 0 | 157.3 | 152.18 | 9 | 0
2035 | TVA_2_NonRTO_Midwest | TVA | NonRTO_Midwest | Internal | Summer | B6 | 300 | 100 | 0 | 146.66 | 145.07 | 9 | 0
2035 | TVA_2_NonRTO_Midwest | TVA | NonRTO_Midwest | Internal | Summer | B7 | 400 | 100 | 0 | 140.7 | 134.3 | 9 | 0
2035 | TVA_2_NonRTO_Midwest | TVA | NonRTO_Midwest | Internal | Summer | B8 | 500 | 100 | 0 | 140.7 | 132.68 | 9 | 0
2035 | TVA_2_NonRTO_Midwest | TVA | NonRTO_Midwest | Internal | Summer | B9 | 800 | 100 | 0 | 140.7 | 132.68 | 9 | 0
2035 | TVA_2_NonRTO_Midwest | TVA | NonRTO_Midwest | Internal | Summer | B10 | 1262 | 100 | 100 | 114.59 | 123.6 | 9 | 0.01
2035 | TVA_2_NonRTO_Midwest | TVA | NonRTO_Midwest | Internal | Winter | B16 | 25 | 100 | 0 | 144.75 | 149.24 | 9 | 0
2035 | TVA_2_NonRTO_Midwest | TVA | NonRTO_Midwest | Internal | Winter | B17 | 100 | 100 | 0 | 144.75 | 145.22 | 9 | 0
2035 | TVA_2_NonRTO_Midwest | TVA | NonRTO_Midwest | Internal | Winter | B18 | 400 | 100 | 0 | 137.13 | 136.17 | 9 | 0
2035 | TVA_2_NonRTO_Midwest | TVA | NonRTO_Midwest | Internal | Winter | B19 | 700 | 100 | 0 | 137.13 | 136.17 | 9 | 0
2035 | TVA_2_NonRTO_Midwest | TVA | NonRTO_Midwest | Internal | Winter | B20 | 935 | 100 | 0 | 102.81 | 111.8 | 9 | 0
2035 | TVA_2_PJM_ROR | TVA | PJM_ROR | Internal | Shoulder | B11 | 25 | 500 | 0 | 141.97 | 138.16 | 9 | 0
2035 | TVA_2_PJM_ROR | TVA | PJM_ROR | Internal | Shoulder | B12 | 200 | 500 | 0 | 137.85 | 138.16 | 9 | 0
2035 | TVA_2_PJM_ROR | TVA | PJM_ROR | Internal | Shoulder | B13 | 600 | 500 | 0 | 137.31 | 137.05 | 9 | 0
2035 | TVA_2_PJM_ROR | TVA | PJM_ROR | Internal | Shoulder | B14 | 900 | 500 | 0 | 137.31 | 136.35 | 9 | 0
2035 | TVA_2_PJM_ROR | TVA | PJM_ROR | Internal | Shoulder | B15 | 1203 | 500 | 0 | 101.6 | 101.84 | 9 | 0
2035 | TVA_2_PJM_ROR | TVA | PJM_ROR | Internal | Summer | B1 | 10 | 500 | 0 | 263.42 | 256.1 | 9 | 0
2035 | TVA_2_PJM_ROR | TVA | PJM_ROR | Internal | Summer | B2 | 25 | 500 | 0 | 263.42 | 256.1 | 9 | 0
2035 | TVA_2_PJM_ROR | TVA | PJM_ROR | Internal | Summer | B3 | 75 | 500 | 0 | 249.21 | 243.2 | 9 | 0
2035 | TVA_2_PJM_ROR | TVA | PJM_ROR | Internal | Summer | B4 | 100 | 500 | 0 | 173.5 | 180.5 | 9 | 0
2035 | TVA_2_PJM_ROR | TVA | PJM_ROR | Internal | Summer | B5 | 200 | 500 | 341.11 | 157.3 | 166.3 | 9 | 0
2035 | TVA_2_PJM_ROR | TVA | PJM_ROR | Internal | Summer | B6 | 300 | 500 | 434.23 | 146.66 | 155.66 | 9 | 0
2035 | TVA_2_PJM_ROR | TVA | PJM_ROR | Internal | Summer | B7 | 400 | 500 | 0 | 140.7 | 149.31 | 9 | 0
2035 | TVA_2_PJM_ROR | TVA | PJM_ROR | Internal | Summer | B8 | 500 | 500 | 0 | 140.7 | 138.59 | 9 | 0
2035 | TVA_2_PJM_ROR | TVA | PJM_ROR | Internal | Summer | B9 | 800 | 500 | 0 | 140.7 | 138.59 | 9 | 0
2035 | TVA_2_PJM_ROR | TVA | PJM_ROR | Internal | Summer | B10 | 1262 | 500 | 500 | 114.59 | 133.59 | 9 | 10
2035 | TVA_2_PJM_ROR | TVA | PJM_ROR | Internal | Winter | B16 | 25 | 500 | 0 | 144.75 | 139.56 | 9 | 0
2035 | TVA_2_PJM_ROR | TVA | PJM_ROR | Internal | Winter | B17 | 100 | 500 | 0 | 144.75 | 141.39 | 9 | 0
2035 | TVA_2_PJM_ROR | TVA | PJM_ROR | Internal | Winter | B18 | 400 | 500 | 0 | 137.13 | 137.12 | 9 | 0
2035 | TVA_2_PJM_ROR | TVA | PJM_ROR | Internal | Winter | B19 | 700 | 500 | 0 | 137.13 | 136.89 | 9 | 0
2035 | TVA_2_PJM_ROR | TVA | PJM_ROR | Internal | Winter | B20 | 935 | 500 | 0 | 102.81 | 102.89 | 9 | 0
2035 | TVA_2_SOCO | TVA | SOCO | Internal | Shoulder | B11 | 25 | 500 | 421.5 | 141.97 | 150.97 | 9 | 0
2035 | TVA_2_SOCO | TVA | SOCO | Internal | Shoulder | B12 | 200 | 500 | 0 | 137.85 | 138.16 | 9 | 0
2035 | TVA_2_SOCO | TVA | SOCO | Internal | Shoulder | B13 | 600 | 500 | 0 | 137.31 | 137.05 | 9 | 0
2035 | TVA_2_SOCO | TVA | SOCO | Internal | Shoulder | B14 | 900 | 500 | 0 | 137.31 | 137.05 | 9 | 0
2035 | TVA_2_SOCO | TVA | SOCO | Internal | Shoulder | B15 | 1203 | 500 | 0 | 101.6 | 101.48 | 9 | 0
2035 | TVA_2_SOCO | TVA | SOCO | Internal | Summer | B1 | 10 | 500 | 0 | 263.42 | 269.1 | 9 | 0
2035 | TVA_2_SOCO | TVA | SOCO | Internal | Summer | B2 | 25 | 500 | 0 | 263.42 | 266.74 | 9 | 0
2035 | TVA_2_SOCO | TVA | SOCO | Internal | Summer | B3 | 75 | 500 | 0 | 249.21 | 249.2 | 9 | 0
2035 | TVA_2_SOCO | TVA | SOCO | Internal | Summer | B4 | 100 | 500 | 0 | 173.5 | 164.49 | 9 | 0
2035 | TVA_2_SOCO | TVA | SOCO | Internal | Summer | B5 | 200 | 500 | 0 | 157.3 | 160.18 | 9 | 0
2035 | TVA_2_SOCO | TVA | SOCO | Internal | Summer | B6 | 300 | 500 | 363.78 | 146.66 | 155.66 | 9 | 0
2035 | TVA_2_SOCO | TVA | SOCO | Internal | Summer | B7 | 400 | 500 | 0 | 140.7 | 141.3 | 9 | 0
2035 | TVA_2_SOCO | TVA | SOCO | Internal | Summer | B8 | 500 | 500 | 0 | 140.7 | 141.3 | 9 | 0
2035 | TVA_2_SOCO | TVA | SOCO | Internal | Summer | B9 | 800 | 500 | 0 | 140.7 | 141.3 | 9 | 0
2035 | TVA_2_SOCO | TVA | SOCO | Internal | Summer | B10 | 1262 | 500 | 0 | 114.59 | 116.76 | 9 | 0
2035 | TVA_2_SOCO | TVA | SOCO | Internal | Winter | B16 | 25 | 500 | 0 | 144.75 | 151.74 | 9 | 0
2035 | TVA_2_SOCO | TVA | SOCO | Internal | Winter | B17 | 100 | 500 | 0 | 144.75 | 141.39 | 9 | 0
2035 | TVA_2_SOCO | TVA | SOCO | Internal | Winter | B18 | 400 | 500 | 0 | 137.13 | 137.12 | 9 | 0
2035 | TVA_2_SOCO | TVA | SOCO | Internal | Winter | B19 | 700 | 500 | 0 | 137.13 | 137.12 | 9 | 0
2035 | TVA_2_SOCO | TVA | SOCO | Internal | Winter | B20 | 935 | 500 | 0 | 102.81 | 102.8 | 9 | 0
2035 | TVA_2_VACAR | TVA | VACAR | Internal | Shoulder | B11 | 25 | 150 | 0 | 141.97 | 144.44 | 9 | 0
2035 | TVA_2_VACAR | TVA | VACAR | Internal | Shoulder | B12 | 200 | 150 | 0 | 137.85 | 131.16 | 9 | 0
2035 | TVA_2_VACAR | TVA | VACAR | Internal | Shoulder | B13 | 600 | 150 | 0 | 137.31 | 130.05 | 9 | 0
2035 | TVA_2_VACAR | TVA | VACAR | Internal | Shoulder | B14 | 900 | 150 | 0 | 137.31 | 130.05 | 9 | 0
2035 | TVA_2_VACAR | TVA | VACAR | Internal | Shoulder | B15 | 1203 | 150 | 0 | 101.6 | 94.48 | 9 | 0
2035 | TVA_2_VACAR | TVA | VACAR | Internal | Summer | B1 | 10 | 150 | 0 | 263.42 | 262.1 | 9 | 0
2035 | TVA_2_VACAR | TVA | VACAR | Internal | Summer | B2 | 25 | 150 | 0 | 263.42 | 264.94 | 9 | 0
2035 | TVA_2_VACAR | TVA | VACAR | Internal | Summer | B3 | 75 | 150 | 0 | 249.21 | 242.2 | 9 | 0
2035 | TVA_2_VACAR | TVA | VACAR | Internal | Summer | B4 | 100 | 150 | 0 | 173.5 | 157.49 | 9 | 0
2035 | TVA_2_VACAR | TVA | VACAR | Internal | Summer | B5 | 200 | 150 | 0 | 157.3 | 153.18 | 9 | 0
2035 | TVA_2_VACAR | TVA | VACAR | Internal | Summer | B6 | 300 | 150 | 0 | 146.66 | 148.66 | 9 | 0
2035 | TVA_2_VACAR | TVA | VACAR | Internal | Summer | B7 | 400 | 150 | 0 | 140.7 | 142.32 | 9 | 0
2035 | TVA_2_VACAR | TVA | VACAR | Internal | Summer | B8 | 500 | 150 | 0 | 140.7 | 142.32 | 9 | 0
2035 | TVA_2_VACAR | TVA | VACAR | Internal | Summer | B9 | 800 | 150 | 0 | 140.7 | 134.3 | 9 | 0
2035 | TVA_2_VACAR | TVA | VACAR | Internal | Summer | B10 | 1262 | 150 | 0 | 114.59 | 109.79 | 9 | 0
2035 | TVA_2_VACAR | TVA | VACAR | Internal | Winter | B16 | 25 | 150 | 0 | 144.75 | 145.56 | 9 | 0
2035 | TVA_2_VACAR | TVA | VACAR | Internal | Winter | B17 | 100 | 150 | 0 | 144.75 | 134.39 | 9 | 0
2035 | TVA_2_VACAR | TVA | VACAR | Internal | Winter | B18 | 400 | 150 | 0 | 137.13 | 130.12 | 9 | 0
2035 | TVA_2_VACAR | TVA | VACAR | Internal | Winter | B19 | 700 | 150 | 0 | 137.13 | 130.1 | 9 | 0
2035 | TVA_2_VACAR | TVA | VACAR | Internal | Winter | B20 | 935 | 150 | 0 | 102.81 | 95.8 | 9 | 0
2035 | TVA_Transmission_2_ENT | TVA_Transmission | ENT | Internal | Shoulder | B11 | 25 | 3000 | 0 | 143.59 | 150.97 | 9 | 0
2035 | TVA_Transmission_2_ENT | TVA_Transmission | ENT | Internal | Shoulder | B12 | 200 | 3000 | 0 | 137.99 | 140.75 | 9 | 0
2035 | TVA_Transmission_2_ENT | TVA_Transmission | ENT | Internal | Shoulder | B13 | 600 | 3000 | 0 | 137.3 | 140.75 | 9 | 0
2035 | TVA_Transmission_2_ENT | TVA_Transmission | ENT | Internal | Shoulder | B14 | 900 | 3000 | 0 | 137.3 | 130.01 | 9 | 0
2035 | TVA_Transmission_2_ENT | TVA_Transmission | ENT | Internal | Shoulder | B15 | 1203 | 3000 | 0 | 101.59 | 93.59 | 9 | 0
2035 | TVA_Transmission_2_ENT | TVA_Transmission | ENT | Internal | Summer | B1 | 10 | 3000 | 0 | 263.41 | 261.1 | 9 | 0
2035 | TVA_Transmission_2_ENT | TVA_Transmission | ENT | Internal | Summer | B2 | 25 | 3000 | 0 | 263.41 | 258.74 | 9 | 0
2035 | TVA_Transmission_2_ENT | TVA_Transmission | ENT | Internal | Summer | B3 | 75 | 3000 | 0 | 249.2 | 254.52 | 9 | 0
2035 | TVA_Transmission_2_ENT | TVA_Transmission | ENT | Internal | Summer | B4 | 100 | 3000 | 0 | 173.49 | 174.49 | 9 | 0
2035 | TVA_Transmission_2_ENT | TVA_Transmission | ENT | Internal | Summer | B5 | 200 | 3000 | 0 | 160.18 | 166.3 | 9 | 0
2035 | TVA_Transmission_2_ENT | TVA_Transmission | ENT | Internal | Summer | B6 | 300 | 3000 | 89.02 | 153.07 | 162.07 | 9 | 0
2035 | TVA_Transmission_2_ENT | TVA_Transmission | ENT | Internal | Summer | B7 | 400 | 3000 | 513.23 | 142.3 | 151.3 | 9 | 0
2035 | TVA_Transmission_2_ENT | TVA_Transmission | ENT | Internal | Summer | B8 | 500 | 3000 | 0 | 140.68 | 139.24 | 9 | 0
2035 | TVA_Transmission_2_ENT | TVA_Transmission | ENT | Internal | Summer | B9 | 800 | 3000 | 0 | 140.68 | 139.24 | 9 | 0
2035 | TVA_Transmission_2_ENT | TVA_Transmission | ENT | Internal | Summer | B10 | 1262 | 3000 | 0 | 124.59 | 123.59 | 9 | 0
2035 | TVA_Transmission_2_ENT | TVA_Transmission | ENT | Internal | Winter | B16 | 25 | 3000 | 0 | 145.15 | 143.83 | 9 | 0
2035 | TVA_Transmission_2_ENT | TVA_Transmission | ENT | Internal | Winter | B17 | 100 | 3000 | 0 | 144.73 | 143.83 | 9 | 0
2035 | TVA_Transmission_2_ENT | TVA_Transmission | ENT | Internal | Winter | B18 | 400 | 3000 | 0 | 137.12 | 139.14 | 9 | 0
2035 | TVA_Transmission_2_ENT | TVA_Transmission | ENT | Internal | Winter | B19 | 700 | 3000 | 0 | 137.12 | 132.8 | 9 | 0
2035 | TVA_Transmission_2_ENT | TVA_Transmission | ENT | Internal | Winter | B20 | 935 | 3000 | 0 | 102.8 | 94.8 | 9 | 0
2035 | TVA_Transmission_2_MISO_MO-IL | TVA_Transmission | MISO_MO-IL | Internal | Shoulder | B11 | 25 | 4000 | 0 | 143.59 | 142.97 | 9 | 0
2035 | TVA_Transmission_2_MISO_MO-IL | TVA_Transmission | MISO_MO-IL | Internal | Shoulder | B12 | 200 | 4000 | 0 | 137.99 | 138.21 | 9 | 0
2035 | TVA_Transmission_2_MISO_MO-IL | TVA_Transmission | MISO_MO-IL | Internal | Shoulder | B13 | 600 | 4000 | 0 | 137.3 | 138.21 | 9 | 0
2035 | TVA_Transmission_2_MISO_MO-IL | TVA_Transmission | MISO_MO-IL | Internal | Shoulder | B14 | 900 | 4000 | 0 | 137.3 | 137.15 | 9 | 0
2035 | TVA_Transmission_2_MISO_MO-IL | TVA_Transmission | MISO_MO-IL | Internal | Shoulder | B15 | 1203 | 4000 | 0 | 101.59 | 99.84 | 9 | 0
2035 | TVA_Transmission_2_MISO_MO-IL | TVA_Transmission | MISO_MO-IL | Internal | Summer | B1 | 10 | 4000 | 0 | 263.41 | 255.41 | 9 | 0
2035 | TVA_Transmission_2_MISO_MO-IL | TVA_Transmission | MISO_MO-IL | Internal | Summer | B2 | 25 | 4000 | 0 | 263.41 | 255.41 | 9 | 0
2035 | TVA_Transmission_2_MISO_MO-IL | TVA_Transmission | MISO_MO-IL | Internal | Summer | B3 | 75 | 4000 | 0 | 249.2 | 255.41 | 9 | 0
2035 | TVA_Transmission_2_MISO_MO-IL | TVA_Transmission | MISO_MO-IL | Internal | Summer | B4 | 100 | 4000 | 505.49 | 173.49 | 182.49 | 9 | 0
2035 | TVA_Transmission_2_MISO_MO-IL | TVA_Transmission | MISO_MO-IL | Internal | Summer | B5 | 200 | 4000 | 1413.53 | 160.18 | 169.18 | 9 | 0
2035 | TVA_Transmission_2_MISO_MO-IL | TVA_Transmission | MISO_MO-IL | Internal | Summer | B6 | 300 | 4000 | 285.32 | 153.07 | 162.07 | 9 | 0
2035 | TVA_Transmission_2_MISO_MO-IL | TVA_Transmission | MISO_MO-IL | Internal | Summer | B7 | 400 | 4000 | 429.67 | 142.3 | 151.3 | 9 | 0
2035 | TVA_Transmission_2_MISO_MO-IL | TVA_Transmission | MISO_MO-IL | Internal | Summer | B8 | 500 | 4000 | 0 | 140.68 | 136.78 | 9 | 0
2035 | TVA_Transmission_2_MISO_MO-IL | TVA_Transmission | MISO_MO-IL | Internal | Summer | B9 | 800 | 4000 | 0 | 140.68 | 136.78 | 9 | 0
2035 | TVA_Transmission_2_MISO_MO-IL | TVA_Transmission | MISO_MO-IL | Internal | Summer | B10 | 1262 | 4000 | 0 | 124.59 | 131.59 | 9 | 0
2035 | TVA_Transmission_2_MISO_MO-IL | TVA_Transmission | MISO_MO-IL | Internal | Winter | B16 | 25 | 4000 | 0 | 145.15 | 141.22 | 9 | 0
2035 | TVA_Transmission_2_MISO_MO-IL | TVA_Transmission | MISO_MO-IL | Internal | Winter | B17 | 100 | 4000 | 0 | 144.73 | 141.13 | 9 | 0
2035 | TVA_Transmission_2_MISO_MO-IL | TVA_Transmission | MISO_MO-IL | Internal | Winter | B18 | 400 | 4000 | 0 | 137.12 | 139.11 | 9 | 0
2035 | TVA_Transmission_2_MISO_MO-IL | TVA_Transmission | MISO_MO-IL | Internal | Winter | B19 | 700 | 4000 | 0 | 137.12 | 137.49 | 9 | 0
2035 | TVA_Transmission_2_MISO_MO-IL | TVA_Transmission | MISO_MO-IL | Internal | Winter | B20 | 935 | 4000 | 0 | 102.8 | 100.89 | 9 | 0
2035 | TVA_Transmission_2_NonRTO_Midwest | TVA_Transmission | NonRTO_Midwest | Internal | Shoulder | B11 | 25 | 700 | 0 | 143.59 | 146.22 | 9 | 0
2035 | TVA_Transmission_2_NonRTO_Midwest | TVA_Transmission | NonRTO_Midwest | Internal | Shoulder | B12 | 200 | 700 | 0 | 137.99 | 141.91 | 9 | 0
2035 | TVA_Transmission_2_NonRTO_Midwest | TVA_Transmission | NonRTO_Midwest | Internal | Shoulder | B13 | 600 | 700 | 0 | 137.3 | 136.27 | 9 | 0
2035 | TVA_Transmission_2_NonRTO_Midwest | TVA_Transmission | NonRTO_Midwest | Internal | Shoulder | B14 | 900 | 700 | 0 | 137.3 | 136.27 | 9 | 0
2035 | TVA_Transmission_2_NonRTO_Midwest | TVA_Transmission | NonRTO_Midwest | Internal | Shoulder | B15 | 1203 | 700 | 655.16 | 101.59 | 110.59 | 9 | 0
2035 | TVA_Transmission_2_NonRTO_Midwest | TVA_Transmission | NonRTO_Midwest | Internal | Summer | B1 | 10 | 700 | 0 | 263.41 | 263.4 | 9 | 0
2035 | TVA_Transmission_2_NonRTO_Midwest | TVA_Transmission | NonRTO_Midwest | Internal | Summer | B2 | 25 | 700 | 0 | 263.41 | 262.09 | 9 | 0
2035 | TVA_Transmission_2_NonRTO_Midwest | TVA_Transmission | NonRTO_Midwest | Internal | Summer | B3 | 75 | 700 | 0 | 249.2 | 241.2 | 9 | 0
2035 | TVA_Transmission_2_NonRTO_Midwest | TVA_Transmission | NonRTO_Midwest | Internal | Summer | B4 | 100 | 700 | 0 | 173.49 | 165.49 | 9 | 0
2035 | TVA_Transmission_2_NonRTO_Midwest | TVA_Transmission | NonRTO_Midwest | Internal | Summer | B5 | 200 | 700 | 0 | 160.18 | 152.18 | 9 | 0
2035 | TVA_Transmission_2_NonRTO_Midwest | TVA_Transmission | NonRTO_Midwest | Internal | Summer | B6 | 300 | 700 | 0 | 153.07 | 145.07 | 9 | 0
2035 | TVA_Transmission_2_NonRTO_Midwest | TVA_Transmission | NonRTO_Midwest | Internal | Summer | B7 | 400 | 700 | 0 | 142.3 | 134.3 | 9 | 0
2035 | TVA_Transmission_2_NonRTO_Midwest | TVA_Transmission | NonRTO_Midwest | Internal | Summer | B8 | 500 | 700 | 0 | 140.68 | 132.68 | 9 | 0
2035 | TVA_Transmission_2_NonRTO_Midwest | TVA_Transmission | NonRTO_Midwest | Internal | Summer | B9 | 800 | 700 | 0 | 140.68 | 132.68 | 9 | 0
2035 | TVA_Transmission_2_NonRTO_Midwest | TVA_Transmission | NonRTO_Midwest | Internal | Summer | B10 | 1262 | 700 | 0 | 124.59 | 123.6 | 9 | 0
2035 | TVA_Transmission_2_NonRTO_Midwest | TVA_Transmission | NonRTO_Midwest | Internal | Winter | B16 | 25 | 700 | 0 | 145.15 | 149.24 | 9 | 0
2035 | TVA_Transmission_2_NonRTO_Midwest | TVA_Transmission | NonRTO_Midwest | Internal | Winter | B17 | 100 | 700 | 0 | 144.73 | 145.22 | 9 | 0
2035 | TVA_Transmission_2_NonRTO_Midwest | TVA_Transmission | NonRTO_Midwest | Internal | Winter | B18 | 400 | 700 | 0 | 137.12 | 136.17 | 9 | 0
2035 | TVA_Transmission_2_NonRTO_Midwest | TVA_Transmission | NonRTO_Midwest | Internal | Winter | B19 | 700 | 700 | 0 | 137.12 | 136.17 | 9 | 0
2035 | TVA_Transmission_2_NonRTO_Midwest | TVA_Transmission | NonRTO_Midwest | Internal | Winter | B20 | 935 | 700 | 341.45 | 102.8 | 111.8 | 9 | 0
2035 | TVA_Transmission_2_PJM_ROR | TVA_Transmission | PJM_ROR | Internal | Shoulder | B11 | 25 | 2000 | 0 | 143.59 | 138.16 | 9 | 0
2035 | TVA_Transmission_2_PJM_ROR | TVA_Transmission | PJM_ROR | Internal | Shoulder | B12 | 200 | 2000 | 0 | 137.99 | 138.16 | 9 | 0
2035 | TVA_Transmission_2_PJM_ROR | TVA_Transmission | PJM_ROR | Internal | Shoulder | B13 | 600 | 2000 | 0 | 137.3 | 137.05 | 9 | 0
2035 | TVA_Transmission_2_PJM_ROR | TVA_Transmission | PJM_ROR | Internal | Shoulder | B14 | 900 | 2000 | 0 | 137.3 | 136.35 | 9 | 0
2035 | TVA_Transmission_2_PJM_ROR | TVA_Transmission | PJM_ROR | Internal | Shoulder | B15 | 1203 | 2000 | 0 | 101.59 | 101.84 | 9 | 0
2035 | TVA_Transmission_2_PJM_ROR | TVA_Transmission | PJM_ROR | Internal | Summer | B1 | 10 | 2000 | 0 | 263.41 | 256.1 | 9 | 0
2035 | TVA_Transmission_2_PJM_ROR | TVA_Transmission | PJM_ROR | Internal | Summer | B2 | 25 | 2000 | 0 | 263.41 | 256.1 | 9 | 0
2035 | TVA_Transmission_2_PJM_ROR | TVA_Transmission | PJM_ROR | Internal | Summer | B3 | 75 | 2000 | 0 | 249.2 | 243.2 | 9 | 0
2035 | TVA_Transmission_2_PJM_ROR | TVA_Transmission | PJM_ROR | Internal | Summer | B4 | 100 | 2000 | 0 | 173.49 | 180.5 | 9 | 0
2035 | TVA_Transmission_2_PJM_ROR | TVA_Transmission | PJM_ROR | Internal | Summer | B5 | 200 | 2000 | 0 | 160.18 | 166.3 | 9 | 0
2035 | TVA_Transmission_2_PJM_ROR | TVA_Transmission | PJM_ROR | Internal | Summer | B6 | 300 | 2000 | 0 | 153.07 | 155.66 | 9 | 0
2035 | TVA_Transmission_2_PJM_ROR | TVA_Transmission | PJM_ROR | Internal | Summer | B7 | 400 | 2000 | 0 | 142.3 | 149.31 | 9 | 0
2035 | TVA_Transmission_2_PJM_ROR | TVA_Transmission | PJM_ROR | Internal | Summer | B8 | 500 | 2000 | 0 | 140.68 | 138.59 | 9 | 0
2035 | TVA_Transmission_2_PJM_ROR | TVA_Transmission | PJM_ROR | Internal | Summer | B9 | 800 | 2000 | 0 | 140.68 | 138.59 | 9 | 0
2035 | TVA_Transmission_2_PJM_ROR | TVA_Transmission | PJM_ROR | Internal | Summer | B10 | 1262 | 2000 | 900 | 124.59 | 133.59 | 9 | 0
2035 | TVA_Transmission_2_PJM_ROR | TVA_Transmission | PJM_ROR | Internal | Winter | B16 | 25 | 2000 | 0 | 145.15 | 139.56 | 9 | 0
2035 | TVA_Transmission_2_PJM_ROR | TVA_Transmission | PJM_ROR | Internal | Winter | B17 | 100 | 2000 | 0 | 144.73 | 141.39 | 9 | 0
2035 | TVA_Transmission_2_PJM_ROR | TVA_Transmission | PJM_ROR | Internal | Winter | B18 | 400 | 2000 | 0 | 137.12 | 137.12 | 9 | 0
2035 | TVA_Transmission_2_PJM_ROR | TVA_Transmission | PJM_ROR | Internal | Winter | B19 | 700 | 2000 | 0 | 137.12 | 136.89 | 9 | 0
2035 | TVA_Transmission_2_PJM_ROR | TVA_Transmission | PJM_ROR | Internal | Winter | B20 | 935 | 2000 | 0 | 102.8 | 102.89 | 9 | 0
2035 | TVA_Transmission_2_SOCO | TVA_Transmission | SOCO | Internal | Shoulder | B11 | 25 | 3200 | 0 | 143.59 | 150.97 | 9 | 0
2035 | TVA_Transmission_2_SOCO | TVA_Transmission | SOCO | Internal | Shoulder | B12 | 200 | 3200 | 0 | 137.99 | 138.16 | 9 | 0
2035 | TVA_Transmission_2_SOCO | TVA_Transmission | SOCO | Internal | Shoulder | B13 | 600 | 3200 | 0 | 137.3 | 137.05 | 9 | 0
2035 | TVA_Transmission_2_SOCO | TVA_Transmission | SOCO | Internal | Shoulder | B14 | 900 | 3200 | 0 | 137.3 | 137.05 | 9 | 0
2035 | TVA_Transmission_2_SOCO | TVA_Transmission | SOCO | Internal | Shoulder | B15 | 1203 | 3200 | 0 | 101.59 | 101.48 | 9 | 0
2035 | TVA_Transmission_2_SOCO | TVA_Transmission | SOCO | Internal | Summer | B1 | 10 | 3200 | 0 | 263.41 | 269.1 | 9 | 0
2035 | TVA_Transmission_2_SOCO | TVA_Transmission | SOCO | Internal | Summer | B2 | 25 | 3200 | 0 | 263.41 | 266.74 | 9 | 0
2035 | TVA_Transmission_2_SOCO | TVA_Transmission | SOCO | Internal | Summer | B3 | 75 | 3200 | 0 | 249.2 | 249.2 | 9 | 0
2035 | TVA_Transmission_2_SOCO | TVA_Transmission | SOCO | Internal | Summer | B4 | 100 | 3200 | 0 | 173.49 | 164.49 | 9 | 0
2035 | TVA_Transmission_2_SOCO | TVA_Transmission | SOCO | Internal | Summer | B5 | 200 | 3200 | 0 | 160.18 | 160.18 | 9 | 0
2035 | TVA_Transmission_2_SOCO | TVA_Transmission | SOCO | Internal | Summer | B6 | 300 | 3200 | 0 | 153.07 | 155.66 | 9 | 0
2035 | TVA_Transmission_2_SOCO | TVA_Transmission | SOCO | Internal | Summer | B7 | 400 | 3200 | 0 | 142.3 | 141.3 | 9 | 0
2035 | TVA_Transmission_2_SOCO | TVA_Transmission | SOCO | Internal | Summer | B8 | 500 | 3200 | 0 | 140.68 | 141.3 | 9 | 0
2035 | TVA_Transmission_2_SOCO | TVA_Transmission | SOCO | Internal | Summer | B9 | 800 | 3200 | 0 | 140.68 | 141.3 | 9 | 0
2035 | TVA_Transmission_2_SOCO | TVA_Transmission | SOCO | Internal | Summer | B10 | 1262 | 3200 | 0 | 124.59 | 116.76 | 9 | 0
2035 | TVA_Transmission_2_SOCO | TVA_Transmission | SOCO | Internal | Winter | B16 | 25 | 3200 | 0 | 145.15 | 151.74 | 9 | 0
2035 | TVA_Transmission_2_SOCO | TVA_Transmission | SOCO | Internal | Winter | B17 | 100 | 3200 | 0 | 144.73 | 141.39 | 9 | 0
2035 | TVA_Transmission_2_SOCO | TVA_Transmission | SOCO | Internal | Winter | B18 | 400 | 3200 | 0 | 137.12 | 137.12 | 9 | 0
2035 | TVA_Transmission_2_SOCO | TVA_Transmission | SOCO | Internal | Winter | B19 | 700 | 3200 | 0 | 137.12 | 137.12 | 9 | 0
2035 | TVA_Transmission_2_SOCO | TVA_Transmission | SOCO | Internal | Winter | B20 | 935 | 3200 | 0 | 102.8 | 102.8 | 9 | 0
2035 | TVA_Transmission_2_TVA | TVA_Transmission | TVA | Internal | Shoulder | B11 | 25 | 99999 | 0 | 143.59 | 141.97 | 0.01 | 0
2035 | TVA_Transmission_2_TVA | TVA_Transmission | TVA | Internal | Shoulder | B12 | 200 | 99999 | 0 | 137.99 | 137.85 | 0.01 | 0
2035 | TVA_Transmission_2_TVA | TVA_Transmission | TVA | Internal | Shoulder | B13 | 600 | 99999 | 900 | 137.3 | 137.31 | 0.01 | 0
2035 | TVA_Transmission_2_TVA | TVA_Transmission | TVA | Internal | Shoulder | B14 | 900 | 99999 | 900 | 137.3 | 137.31 | 0.01 | 0
2035 | TVA_Transmission_2_TVA | TVA_Transmission | TVA | Internal | Shoulder | B15 | 1203 | 99999 | 1792.38 | 101.59 | 101.6 | 0.01 | 0
2035 | TVA_Transmission_2_TVA | TVA_Transmission | TVA | Internal | Summer | B1 | 10 | 99999 | 3883.28 | 263.41 | 263.42 | 0.01 | 0
2035 | TVA_Transmission_2_TVA | TVA_Transmission | TVA | Internal | Summer | B2 | 25 | 99999 | 3092.45 | 263.41 | 263.42 | 0.01 | 0
2035 | TVA_Transmission_2_TVA | TVA_Transmission | TVA | Internal | Summer | B3 | 75 | 99999 | 1533.7 | 249.2 | 249.21 | 0.01 | 0
2035 | TVA_Transmission_2_TVA | TVA_Transmission | TVA | Internal | Summer | B4 | 100 | 99999 | 814.77 | 173.49 | 173.5 | 0.01 | 0
2035 | TVA_Transmission_2_TVA | TVA_Transmission | TVA | Internal | Summer | B5 | 200 | 99999 | 0 | 160.18 | 157.3 | 0.01 | 0
2035 | TVA_Transmission_2_TVA | TVA_Transmission | TVA | Internal | Summer | B6 | 300 | 99999 | 0 | 153.07 | 146.66 | 0.01 | 0
2035 | TVA_Transmission_2_TVA | TVA_Transmission | TVA | Internal | Summer | B7 | 400 | 99999 | 0 | 142.3 | 140.7 | 0.01 | 0
2035 | TVA_Transmission_2_TVA | TVA_Transmission | TVA | Internal | Summer | B8 | 500 | 99999 | 103.47 | 140.68 | 140.7 | 0.01 | 0
2035 | TVA_Transmission_2_TVA | TVA_Transmission | TVA | Internal | Summer | B9 | 800 | 99999 | 88.58 | 140.68 | 140.7 | 0.01 | 0
2035 | TVA_Transmission_2_TVA | TVA_Transmission | TVA | Internal | Summer | B10 | 1262 | 99999 | 0 | 124.59 | 114.59 | 0.01 | 0
2035 | TVA_Transmission_2_TVA | TVA_Transmission | TVA | Internal | Winter | B16 | 25 | 99999 | 0 | 145.15 | 144.75 | 0.01 | 0
2035 | TVA_Transmission_2_TVA | TVA_Transmission | TVA | Internal | Winter | B17 | 100 | 99999 | 900 | 144.73 | 144.75 | 0.01 | 0
2035 | TVA_Transmission_2_TVA | TVA_Transmission | TVA | Internal | Winter | B18 | 400 | 99999 | 588.47 | 137.12 | 137.13 | 0.01 | 0
2035 | TVA_Transmission_2_TVA | TVA_Transmission | TVA | Internal | Winter | B19 | 700 | 99999 | 900 | 137.12 | 137.13 | 0.01 | 0
2035 | TVA_Transmission_2_TVA | TVA_Transmission | TVA | Internal | Winter | B20 | 935 | 99999 | 2159.76 | 102.8 | 102.81 | 0.01 | 0
2035 | TVA_Transmission_2_VACAR | TVA_Transmission | VACAR | Internal | Shoulder | B11 | 25 | 900 | 0 | 143.59 | 144.44 | 9 | 0
2035 | TVA_Transmission_2_VACAR | TVA_Transmission | VACAR | Internal | Shoulder | B12 | 200 | 900 | 0 | 137.99 | 131.16 | 9 | 0
2035 | TVA_Transmission_2_VACAR | TVA_Transmission | VACAR | Internal | Shoulder | B13 | 600 | 900 | 0 | 137.3 | 130.05 | 9 | 0
2035 | TVA_Transmission_2_VACAR | TVA_Transmission | VACAR | Internal | Shoulder | B14 | 900 | 900 | 0 | 137.3 | 130.05 | 9 | 0
2035 | TVA_Transmission_2_VACAR | TVA_Transmission | VACAR | Internal | Shoulder | B15 | 1203 | 900 | 0 | 101.59 | 94.48 | 9 | 0
2035 | TVA_Transmission_2_VACAR | TVA_Transmission | VACAR | Internal | Summer | B1 | 10 | 900 | 0 | 263.41 | 262.1 | 9 | 0
2035 | TVA_Transmission_2_VACAR | TVA_Transmission | VACAR | Internal | Summer | B2 | 25 | 900 | 0 | 263.41 | 264.94 | 9 | 0
2035 | TVA_Transmission_2_VACAR | TVA_Transmission | VACAR | Internal | Summer | B3 | 75 | 900 | 0 | 249.2 | 242.2 | 9 | 0
2035 | TVA_Transmission_2_VACAR | TVA_Transmission | VACAR | Internal | Summer | B4 | 100 | 900 | 0 | 173.49 | 157.49 | 9 | 0
2035 | TVA_Transmission_2_VACAR | TVA_Transmission | VACAR | Internal | Summer | B5 | 200 | 900 | 0 | 160.18 | 153.18 | 9 | 0
2035 | TVA_Transmission_2_VACAR | TVA_Transmission | VACAR | Internal | Summer | B6 | 300 | 900 | 0 | 153.07 | 148.66 | 9 | 0
2035 | TVA_Transmission_2_VACAR | TVA_Transmission | VACAR | Internal | Summer | B7 | 400 | 900 | 0 | 142.3 | 142.32 | 9 | 0
2035 | TVA_Transmission_2_VACAR | TVA_Transmission | VACAR | Internal | Summer | B8 | 500 | 900 | 0 | 140.68 | 142.32 | 9 | 0
2035 | TVA_Transmission_2_VACAR | TVA_Transmission | VACAR | Internal | Summer | B9 | 800 | 900 | 0 | 140.68 | 134.3 | 9 | 0
2035 | TVA_Transmission_2_VACAR | TVA_Transmission | VACAR | Internal | Summer | B10 | 1262 | 900 | 0 | 124.59 | 109.79 | 9 | 0
2035 | TVA_Transmission_2_VACAR | TVA_Transmission | VACAR | Internal | Winter | B16 | 25 | 900 | 0 | 145.15 | 145.56 | 9 | 0
2035 | TVA_Transmission_2_VACAR | TVA_Transmission | VACAR | Internal | Winter | B17 | 100 | 900 | 0 | 144.73 | 134.39 | 9 | 0
2035 | TVA_Transmission_2_VACAR | TVA_Transmission | VACAR | Internal | Winter | B18 | 400 | 900 | 0 | 137.12 | 130.12 | 9 | 0
2035 | TVA_Transmission_2_VACAR | TVA_Transmission | VACAR | Internal | Winter | B19 | 700 | 900 | 0 | 137.12 | 130.1 | 9 | 0
2035 | TVA_Transmission_2_VACAR | TVA_Transmission | VACAR | Internal | Winter | B20 | 935 | 900 | 0 | 102.8 | 95.8 | 9 | 0
2035 | VACAR_2_PJM_ROR | VACAR | PJM_ROR | Internal | Shoulder | B11 | 25 | 2000 | 0 | 144.44 | 138.16 | 7 | 0
2035 | VACAR_2_PJM_ROR | VACAR | PJM_ROR | Internal | Shoulder | B12 | 200 | 2000 | 1800.93 | 131.16 | 138.16 | 7 | 0
2035 | VACAR_2_PJM_ROR | VACAR | PJM_ROR | Internal | Shoulder | B13 | 600 | 2000 | 344.09 | 130.05 | 137.05 | 7 | 0
2035 | VACAR_2_PJM_ROR | VACAR | PJM_ROR | Internal | Shoulder | B14 | 900 | 2000 | 0 | 130.05 | 136.35 | 7 | 0
2035 | VACAR_2_PJM_ROR | VACAR | PJM_ROR | Internal | Shoulder | B15 | 1203 | 2000 | 2000 | 94.48 | 101.84 | 7 | 0.36
2035 | VACAR_2_PJM_ROR | VACAR | PJM_ROR | Internal | Summer | B1 | 10 | 2000 | 0 | 262.1 | 256.1 | 7 | 0
2035 | VACAR_2_PJM_ROR | VACAR | PJM_ROR | Internal | Summer | B2 | 25 | 2000 | 0 | 264.94 | 256.1 | 7 | 0
2035 | VACAR_2_PJM_ROR | VACAR | PJM_ROR | Internal | Summer | B3 | 75 | 2000 | 0 | 242.2 | 243.2 | 7 | 0
2035 | VACAR_2_PJM_ROR | VACAR | PJM_ROR | Internal | Summer | B4 | 100 | 2000 | 2000 | 157.49 | 180.5 | 7 | 16.01
2035 | VACAR_2_PJM_ROR | VACAR | PJM_ROR | Internal | Summer | B5 | 200 | 2000 | 2000 | 153.18 | 166.3 | 7 | 6.11
2035 | VACAR_2_PJM_ROR | VACAR | PJM_ROR | Internal | Summer | B6 | 300 | 2000 | 1843.89 | 148.66 | 155.66 | 7 | 0
2035 | VACAR_2_PJM_ROR | VACAR | PJM_ROR | Internal | Summer | B7 | 400 | 2000 | 0 | 142.32 | 149.31 | 7 | 0
2035 | VACAR_2_PJM_ROR | VACAR | PJM_ROR | Internal | Summer | B8 | 500 | 2000 | 0 | 142.32 | 138.59 | 7 | 0
2035 | VACAR_2_PJM_ROR | VACAR | PJM_ROR | Internal | Summer | B9 | 800 | 2000 | 0 | 134.3 | 138.59 | 7 | 0
2035 | VACAR_2_PJM_ROR | VACAR | PJM_ROR | Internal | Summer | B10 | 1262 | 2000 | 2000 | 109.79 | 133.59 | 7 | 16.8
2035 | VACAR_2_PJM_ROR | VACAR | PJM_ROR | Internal | Winter | B16 | 25 | 2000 | 0 | 145.56 | 139.56 | 7 | 0
2035 | VACAR_2_PJM_ROR | VACAR | PJM_ROR | Internal | Winter | B17 | 100 | 2000 | 1093.62 | 134.39 | 141.39 | 7 | 0
2035 | VACAR_2_PJM_ROR | VACAR | PJM_ROR | Internal | Winter | B18 | 400 | 2000 | 1718.44 | 130.12 | 137.12 | 7 | 0
2035 | VACAR_2_PJM_ROR | VACAR | PJM_ROR | Internal | Winter | B19 | 700 | 2000 | 0 | 130.1 | 136.89 | 7 | 0
2035 | VACAR_2_PJM_ROR | VACAR | PJM_ROR | Internal | Winter | B20 | 935 | 2000 | 2000 | 95.8 | 102.89 | 7 | 0.09
2035 | VACAR_2_SOCO | VACAR | SOCO | Internal | Shoulder | B11 | 25 | 3000 | 0 | 144.44 | 150.97 | 7 | 0
2035 | VACAR_2_SOCO | VACAR | SOCO | Internal | Shoulder | B12 | 200 | 3000 | 68.59 | 131.16 | 138.16 | 7 | 0
2035 | VACAR_2_SOCO | VACAR | SOCO | Internal | Shoulder | B13 | 600 | 3000 | 1743.32 | 130.05 | 137.05 | 7 | 0
2035 | VACAR_2_SOCO | VACAR | SOCO | Internal | Shoulder | B14 | 900 | 3000 | 2033.53 | 130.05 | 137.05 | 7 | 0
2035 | VACAR_2_SOCO | VACAR | SOCO | Internal | Shoulder | B15 | 1203 | 3000 | 992.87 | 94.48 | 101.48 | 7 | 0
2035 | VACAR_2_SOCO | VACAR | SOCO | Internal | Summer | B1 | 10 | 3000 | 271.9 | 262.1 | 269.1 | 7 | 0
2035 | VACAR_2_SOCO | VACAR | SOCO | Internal | Summer | B2 | 25 | 3000 | 0 | 264.94 | 266.74 | 7 | 0
2035 | VACAR_2_SOCO | VACAR | SOCO | Internal | Summer | B3 | 75 | 3000 | 1303.66 | 242.2 | 249.2 | 7 | 0
2035 | VACAR_2_SOCO | VACAR | SOCO | Internal | Summer | B4 | 100 | 3000 | 1737.82 | 157.49 | 164.49 | 7 | 0
2035 | VACAR_2_SOCO | VACAR | SOCO | Internal | Summer | B5 | 200 | 3000 | 82.53 | 153.18 | 160.18 | 7 | 0
2035 | VACAR_2_SOCO | VACAR | SOCO | Internal | Summer | B6 | 300 | 3000 | 622.48 | 148.66 | 155.66 | 7 | 0
2035 | VACAR_2_SOCO | VACAR | SOCO | Internal | Summer | B7 | 400 | 3000 | 0 | 142.32 | 141.3 | 7 | 0
2035 | VACAR_2_SOCO | VACAR | SOCO | Internal | Summer | B8 | 500 | 3000 | 0 | 142.32 | 141.3 | 7 | 0
2035 | VACAR_2_SOCO | VACAR | SOCO | Internal | Summer | B9 | 800 | 3000 | 206.48 | 134.3 | 141.3 | 7 | 0
2035 | VACAR_2_SOCO | VACAR | SOCO | Internal | Summer | B10 | 1262 | 3000 | 0 | 109.79 | 116.76 | 7 | 0
2035 | VACAR_2_SOCO | VACAR | SOCO | Internal | Winter | B16 | 25 | 3000 | 0 | 145.56 | 151.74 | 7 | 0
2035 | VACAR_2_SOCO | VACAR | SOCO | Internal | Winter | B17 | 100 | 3000 | 402.8 | 134.39 | 141.39 | 7 | 0
2035 | VACAR_2_SOCO | VACAR | SOCO | Internal | Winter | B18 | 400 | 3000 | 2998.38 | 130.12 | 137.12 | 7 | 0
2035 | VACAR_2_SOCO | VACAR | SOCO | Internal | Winter | B19 | 700 | 3000 | 3000 | 130.1 | 137.12 | 7 | 0.02
2035 | VACAR_2_SOCO | VACAR | SOCO | Internal | Winter | B20 | 935 | 3000 | 1983.32 | 95.8 | 102.8 | 7 | 0
2035 | VACAR_2_TVA_Transmission | VACAR | TVA_Transmission | Internal | Shoulder | B11 | 25 | 900 | 0 | 144.44 | 143.59 | 7 | 0
2035 | VACAR_2_TVA_Transmission | VACAR | TVA_Transmission | Internal | Shoulder | B12 | 200 | 900 | 0 | 131.16 | 137.99 | 7 | 0
2035 | VACAR_2_TVA_Transmission | VACAR | TVA_Transmission | Internal | Shoulder | B13 | 600 | 900 | 900 | 130.05 | 137.3 | 7 | 0.24
2035 | VACAR_2_TVA_Transmission | VACAR | TVA_Transmission | Internal | Shoulder | B14 | 900 | 900 | 900 | 130.05 | 137.3 | 7 | 0.24
2035 | VACAR_2_TVA_Transmission | VACAR | TVA_Transmission | Internal | Shoulder | B15 | 1203 | 900 | 900 | 94.48 | 101.59 | 7 | 0.12
2035 | VACAR_2_TVA_Transmission | VACAR | TVA_Transmission | Internal | Summer | B1 | 10 | 900 | 0 | 262.1 | 263.41 | 7 | 0
2035 | VACAR_2_TVA_Transmission | VACAR | TVA_Transmission | Internal | Summer | B2 | 25 | 900 | 0 | 264.94 | 263.41 | 7 | 0
2035 | VACAR_2_TVA_Transmission | VACAR | TVA_Transmission | Internal | Summer | B3 | 75 | 900 | 375.94 | 242.2 | 249.2 | 7 | 0
2035 | VACAR_2_TVA_Transmission | VACAR | TVA_Transmission | Internal | Summer | B4 | 100 | 900 | 900 | 157.49 | 173.49 | 7 | 9
2035 | VACAR_2_TVA_Transmission | VACAR | TVA_Transmission | Internal | Summer | B5 | 200 | 900 | 682.46 | 153.18 | 160.18 | 7 | 0
2035 | VACAR_2_TVA_Transmission | VACAR | TVA_Transmission | Internal | Summer | B6 | 300 | 900 | 0 | 148.66 | 153.07 | 7 | 0
2035 | VACAR_2_TVA_Transmission | VACAR | TVA_Transmission | Internal | Summer | B7 | 400 | 900 | 0 | 142.32 | 142.3 | 7 | 0
2035 | VACAR_2_TVA_Transmission | VACAR | TVA_Transmission | Internal | Summer | B8 | 500 | 900 | 0 | 142.32 | 140.68 | 7 | 0
2035 | VACAR_2_TVA_Transmission | VACAR | TVA_Transmission | Internal | Summer | B9 | 800 | 900 | 0 | 134.3 | 140.68 | 7 | 0
2035 | VACAR_2_TVA_Transmission | VACAR | TVA_Transmission | Internal | Summer | B10 | 1262 | 900 | 900 | 109.79 | 124.59 | 7 | 7.8
2035 | VACAR_2_TVA_Transmission | VACAR | TVA_Transmission | Internal | Winter | B16 | 25 | 900 | 0 | 145.56 | 145.15 | 7 | 0
2035 | VACAR_2_TVA_Transmission | VACAR | TVA_Transmission | Internal | Winter | B17 | 100 | 900 | 900 | 134.39 | 144.73 | 7 | 3.34
2035 | VACAR_2_TVA_Transmission | VACAR | TVA_Transmission | Internal | Winter | B18 | 400 | 900 | 588.47 | 130.12 | 137.12 | 7 | 0
2035 | VACAR_2_TVA_Transmission | VACAR | TVA_Transmission | Internal | Winter | B19 | 700 | 900 | 900 | 130.1 | 137.12 | 7 | 0.02
2035 | VACAR_2_TVA_Transmission | VACAR | TVA_Transmission | Internal | Winter | B20 | 935 | 900 | 748.61 | 95.8 | 102.8 | 7 | 0
2040 | ENT_2_MISO_MO-IL | ENT | MISO_MO-IL | Internal | Shoulder | B11 | 25 | 2260 | 0 | 185.28 | 177.28 | 8 | 0
2040 | ENT_2_MISO_MO-IL | ENT | MISO_MO-IL | Internal | Shoulder | B12 | 200 | 2260 | 0 | 176.55 | 168.55 | 8 | 0
2040 | ENT_2_MISO_MO-IL | ENT | MISO_MO-IL | Internal | Shoulder | B13 | 600 | 2260 | 0 | 116.57 | 109.57 | 8 | 0
2040 | ENT_2_MISO_MO-IL | ENT | MISO_MO-IL | Internal | Shoulder | B14 | 900 | 2260 | 0 | 99.57 | 104.85 | 8 | 0
2040 | ENT_2_MISO_MO-IL | ENT | MISO_MO-IL | Internal | Shoulder | B15 | 1203 | 2260 | 0 | 78.48 | 80.4 | 8 | 0
2040 | ENT_2_MISO_MO-IL | ENT | MISO_MO-IL | Internal | Summer | B1 | 10 | 2260 | 0 | 334.16 | 330.52 | 8 | 0
2040 | ENT_2_MISO_MO-IL | ENT | MISO_MO-IL | Internal | Summer | B2 | 25 | 2260 | 0 | 334.16 | 327.19 | 8 | 0
2040 | ENT_2_MISO_MO-IL | ENT | MISO_MO-IL | Internal | Summer | B3 | 75 | 2260 | 0 | 333.11 | 327.19 | 8 | 0
2040 | ENT_2_MISO_MO-IL | ENT | MISO_MO-IL | Internal | Summer | B4 | 100 | 2260 | 0 | 222.27 | 227.27 | 8 | 0
2040 | ENT_2_MISO_MO-IL | ENT | MISO_MO-IL | Internal | Summer | B5 | 200 | 2260 | 0 | 208.04 | 215.18 | 8 | 0
2040 | ENT_2_MISO_MO-IL | ENT | MISO_MO-IL | Internal | Summer | B6 | 300 | 2260 | 0 | 200.24 | 200.24 | 8 | 0
2040 | ENT_2_MISO_MO-IL | ENT | MISO_MO-IL | Internal | Summer | B7 | 400 | 2260 | 0 | 184.66 | 184.66 | 8 | 0
2040 | ENT_2_MISO_MO-IL | ENT | MISO_MO-IL | Internal | Summer | B8 | 500 | 2260 | 0 | 178.34 | 175.67 | 8 | 0
2040 | ENT_2_MISO_MO-IL | ENT | MISO_MO-IL | Internal | Summer | B9 | 800 | 2260 | 0 | 178.34 | 175.67 | 8 | 0
2040 | ENT_2_MISO_MO-IL | ENT | MISO_MO-IL | Internal | Summer | B10 | 1262 | 2260 | 1590.59 | 88.61 | 96.61 | 8 | 0
2040 | ENT_2_MISO_MO-IL | ENT | MISO_MO-IL | Internal | Winter | B16 | 25 | 2260 | 0 | 183.54 | 180.64 | 8 | 0
2040 | ENT_2_MISO_MO-IL | ENT | MISO_MO-IL | Internal | Winter | B17 | 100 | 2260 | 0 | 183.54 | 180.64 | 8 | 0
2040 | ENT_2_MISO_MO-IL | ENT | MISO_MO-IL | Internal | Winter | B18 | 400 | 2260 | 0 | 117.72 | 113.22 | 8 | 0
2040 | ENT_2_MISO_MO-IL | ENT | MISO_MO-IL | Internal | Winter | B19 | 700 | 2260 | 0 | 104.85 | 104.85 | 8 | 0
2040 | ENT_2_MISO_MO-IL | ENT | MISO_MO-IL | Internal | Winter | B20 | 935 | 2260 | 0 | 78.5 | 81.64 | 8 | 0
2040 | ENT_2_SOCO | ENT | SOCO | Internal | Shoulder | B11 | 25 | 2000 | 0 | 185.28 | 189.58 | 8 | 0
2040 | ENT_2_SOCO | ENT | SOCO | Internal | Shoulder | B12 | 200 | 2000 | 0 | 176.55 | 166.55 | 8 | 0
2040 | ENT_2_SOCO | ENT | SOCO | Internal | Shoulder | B13 | 600 | 2000 | 0 | 116.57 | 107.57 | 8 | 0
2040 | ENT_2_SOCO | ENT | SOCO | Internal | Shoulder | B14 | 900 | 2000 | 141.11 | 99.57 | 107.57 | 8 | 0
2040 | ENT_2_SOCO | ENT | SOCO | Internal | Shoulder | B15 | 1203 | 2000 | 0 | 78.48 | 76.48 | 8 | 0
2040 | ENT_2_SOCO | ENT | SOCO | Internal | Summer | B1 | 10 | 2000 | 652.83 | 334.16 | 342.16 | 8 | 0
2040 | ENT_2_SOCO | ENT | SOCO | Internal | Summer | B2 | 25 | 2000 | 44.79 | 334.16 | 342.16 | 8 | 0
2040 | ENT_2_SOCO | ENT | SOCO | Internal | Summer | B3 | 75 | 2000 | 0 | 333.11 | 333.11 | 8 | 0
2040 | ENT_2_SOCO | ENT | SOCO | Internal | Summer | B4 | 100 | 2000 | 0 | 222.27 | 212.27 | 8 | 0
2040 | ENT_2_SOCO | ENT | SOCO | Internal | Summer | B5 | 200 | 2000 | 0 | 208.04 | 206.18 | 8 | 0
2040 | ENT_2_SOCO | ENT | SOCO | Internal | Summer | B6 | 300 | 2000 | 0 | 200.24 | 187.33 | 8 | 0
2040 | ENT_2_SOCO | ENT | SOCO | Internal | Summer | B7 | 400 | 2000 | 0 | 184.66 | 180.71 | 8 | 0
2040 | ENT_2_SOCO | ENT | SOCO | Internal | Summer | B8 | 500 | 2000 | 0 | 178.34 | 180 | 8 | 0
2040 | ENT_2_SOCO | ENT | SOCO | Internal | Summer | B9 | 800 | 2000 | 0 | 178.34 | 180 | 8 | 0
2040 | ENT_2_SOCO | ENT | SOCO | Internal | Summer | B10 | 1262 | 2000 | 0 | 88.61 | 86.23 | 8 | 0
2040 | ENT_2_SOCO | ENT | SOCO | Internal | Winter | B16 | 25 | 2000 | 2000 | 183.54 | 191.64 | 8 | 0.1
2040 | ENT_2_SOCO | ENT | SOCO | Internal | Winter | B17 | 100 | 2000 | 0 | 183.54 | 179.02 | 8 | 0
2040 | ENT_2_SOCO | ENT | SOCO | Internal | Winter | B18 | 400 | 2000 | 0 | 117.72 | 108.05 | 8 | 0
2040 | ENT_2_SOCO | ENT | SOCO | Internal | Winter | B19 | 700 | 2000 | 0 | 104.85 | 108.05 | 8 | 0
2040 | ENT_2_SOCO | ENT | SOCO | Internal | Winter | B20 | 935 | 2000 | 0 | 78.5 | 78.54 | 8 | 0
2040 | ENT_2_SPP_N | ENT | SPP_N | Internal | Shoulder | B11 | 25 | 1300 | 0 | 185.28 | 184.26 | 8 | 0
2040 | ENT_2_SPP_N | ENT | SPP_N | Internal | Shoulder | B12 | 200 | 1300 | 0 | 176.55 | 174.75 | 8 | 0
2040 | ENT_2_SPP_N | ENT | SPP_N | Internal | Shoulder | B13 | 600 | 1300 | 0 | 116.57 | 111.56 | 8 | 0
2040 | ENT_2_SPP_N | ENT | SPP_N | Internal | Shoulder | B14 | 900 | 1300 | 0 | 99.57 | 81.85 | 8 | 0
2040 | ENT_2_SPP_N | ENT | SPP_N | Internal | Shoulder | B15 | 1203 | 1300 | 0 | 78.48 | 73.5 | 8 | 0
2040 | ENT_2_SPP_N | ENT | SPP_N | Internal | Summer | B1 | 10 | 1300 | 0 | 334.16 | 325.52 | 8 | 0
2040 | ENT_2_SPP_N | ENT | SPP_N | Internal | Summer | B2 | 25 | 1300 | 0 | 334.16 | 329.16 | 8 | 0
2040 | ENT_2_SPP_N | ENT | SPP_N | Internal | Summer | B3 | 75 | 1300 | 0 | 333.11 | 331.11 | 8 | 0
2040 | ENT_2_SPP_N | ENT | SPP_N | Internal | Summer | B4 | 100 | 1300 | 0 | 222.27 | 222.27 | 8 | 0
2040 | ENT_2_SPP_N | ENT | SPP_N | Internal | Summer | B5 | 200 | 1300 | 0 | 208.04 | 215.96 | 8 | 0
2040 | ENT_2_SPP_N | ENT | SPP_N | Internal | Summer | B6 | 300 | 1300 | 942.43 | 200.24 | 208.24 | 8 | 0
2040 | ENT_2_SPP_N | ENT | SPP_N | Internal | Summer | B7 | 400 | 1300 | 0 | 184.66 | 191.67 | 8 | 0
2040 | ENT_2_SPP_N | ENT | SPP_N | Internal | Summer | B8 | 500 | 1300 | 0 | 178.34 | 179.23 | 8 | 0
2040 | ENT_2_SPP_N | ENT | SPP_N | Internal | Summer | B9 | 800 | 1300 | 0 | 178.34 | 179.23 | 8 | 0
2040 | ENT_2_SPP_N | ENT | SPP_N | Internal | Summer | B10 | 1262 | 1300 | 0 | 88.61 | 83.61 | 8 | 0
2040 | ENT_2_SPP_N | ENT | SPP_N | Internal | Winter | B16 | 25 | 1300 | 0 | 183.54 | 175.64 | 8 | 0
2040 | ENT_2_SPP_N | ENT | SPP_N | Internal | Winter | B17 | 100 | 1300 | 0 | 183.54 | 100.36 | 8 | 0
2040 | ENT_2_SPP_N | ENT | SPP_N | Internal | Winter | B18 | 400 | 1300 | 0 | 117.72 | 112.71 | 8 | 0
2040 | ENT_2_SPP_N | ENT | SPP_N | Internal | Winter | B19 | 700 | 1300 | 0 | 104.85 | 99.85 | 8 | 0
2040 | ENT_2_SPP_N | ENT | SPP_N | Internal | Winter | B20 | 935 | 1300 | 0 | 78.5 | 73.5 | 8 | 0
2040 | ENT_2_SPP_S | ENT | SPP_S | Internal | Shoulder | B11 | 25 | 1300 | 0 | 185.28 | 190.5 | 8 | 0
2040 | ENT_2_SPP_S | ENT | SPP_S | Internal | Shoulder | B12 | 200 | 1300 | 0 | 176.55 | 174.76 | 8 | 0
2040 | ENT_2_SPP_S | ENT | SPP_S | Internal | Shoulder | B13 | 600 | 1300 | 0 | 116.57 | 111.57 | 8 | 0
2040 | ENT_2_SPP_S | ENT | SPP_S | Internal | Shoulder | B14 | 900 | 1300 | 0 | 99.57 | 81.67 | 8 | 0
2040 | ENT_2_SPP_S | ENT | SPP_S | Internal | Shoulder | B15 | 1203 | 1300 | 0 | 78.48 | 73.48 | 8 | 0
2040 | ENT_2_SPP_S | ENT | SPP_S | Internal | Summer | B1 | 10 | 1300 | 0 | 334.16 | 208.25 | 8 | 0
2040 | ENT_2_SPP_S | ENT | SPP_S | Internal | Summer | B2 | 25 | 1300 | 0 | 334.16 | 304.26 | 8 | 0
2040 | ENT_2_SPP_S | ENT | SPP_S | Internal | Summer | B3 | 75 | 1300 | 0 | 333.11 | 304.26 | 8 | 0
2040 | ENT_2_SPP_S | ENT | SPP_S | Internal | Summer | B4 | 100 | 1300 | 0 | 222.27 | 222.26 | 8 | 0
2040 | ENT_2_SPP_S | ENT | SPP_S | Internal | Summer | B5 | 200 | 1300 | 0 | 208.04 | 215.97 | 8 | 0
2040 | ENT_2_SPP_S | ENT | SPP_S | Internal | Summer | B6 | 300 | 1300 | 1300 | 200.24 | 208.25 | 8 | 0.01
2040 | ENT_2_SPP_S | ENT | SPP_S | Internal | Summer | B7 | 400 | 1300 | 1300 | 184.66 | 207.76 | 8 | 15.1
2040 | ENT_2_SPP_S | ENT | SPP_S | Internal | Summer | B8 | 500 | 1300 | 0 | 178.34 | 179.24 | 8 | 0
2040 | ENT_2_SPP_S | ENT | SPP_S | Internal | Summer | B9 | 800 | 1300 | 0 | 178.34 | 179.24 | 8 | 0
2040 | ENT_2_SPP_S | ENT | SPP_S | Internal | Summer | B10 | 1262 | 1300 | 0 | 88.61 | 83.62 | 8 | 0
2040 | ENT_2_SPP_S | ENT | SPP_S | Internal | Winter | B16 | 25 | 1300 | 0 | 183.54 | 175.65 | 8 | 0
2040 | ENT_2_SPP_S | ENT | SPP_S | Internal | Winter | B17 | 100 | 1300 | 0 | 183.54 | 100.37 | 8 | 0
2040 | ENT_2_SPP_S | ENT | SPP_S | Internal | Winter | B18 | 400 | 1300 | 0 | 117.72 | 112.72 | 8 | 0
2040 | ENT_2_SPP_S | ENT | SPP_S | Internal | Winter | B19 | 700 | 1300 | 0 | 104.85 | 99.85 | 8 | 0
2040 | ENT_2_SPP_S | ENT | SPP_S | Internal | Winter | B20 | 935 | 1300 | 0 | 78.5 | 73.5 | 8 | 0
2040 | ENT_2_TVA_Transmission | ENT | TVA_Transmission | Internal | Shoulder | B11 | 25 | 2100 | 0 | 185.28 | 181.2 | 8 | 0
2040 | ENT_2_TVA_Transmission | ENT | TVA_Transmission | Internal | Shoulder | B12 | 200 | 2100 | 0 | 176.55 | 167.55 | 8 | 0
2040 | ENT_2_TVA_Transmission | ENT | TVA_Transmission | Internal | Shoulder | B13 | 600 | 2100 | 0 | 116.57 | 107.57 | 8 | 0
2040 | ENT_2_TVA_Transmission | ENT | TVA_Transmission | Internal | Shoulder | B14 | 900 | 2100 | 756.79 | 99.57 | 107.57 | 8 | 0
2040 | ENT_2_TVA_Transmission | ENT | TVA_Transmission | Internal | Shoulder | B15 | 1203 | 2100 | 351.53 | 78.48 | 86.48 | 8 | 0
2040 | ENT_2_TVA_Transmission | ENT | TVA_Transmission | Internal | Summer | B1 | 10 | 2100 | 0 | 334.16 | 338.52 | 8 | 0
2040 | ENT_2_TVA_Transmission | ENT | TVA_Transmission | Internal | Summer | B2 | 25 | 2100 | 0 | 334.16 | 335.19 | 8 | 0
2040 | ENT_2_TVA_Transmission | ENT | TVA_Transmission | Internal | Summer | B3 | 75 | 2100 | 0 | 333.11 | 324.11 | 8 | 0
2040 | ENT_2_TVA_Transmission | ENT | TVA_Transmission | Internal | Summer | B4 | 100 | 2100 | 0 | 222.27 | 218.27 | 8 | 0
2040 | ENT_2_TVA_Transmission | ENT | TVA_Transmission | Internal | Summer | B5 | 200 | 2100 | 0 | 208.04 | 206.18 | 8 | 0
2040 | ENT_2_TVA_Transmission | ENT | TVA_Transmission | Internal | Summer | B6 | 300 | 2100 | 0 | 200.24 | 191.24 | 8 | 0
2040 | ENT_2_TVA_Transmission | ENT | TVA_Transmission | Internal | Summer | B7 | 400 | 2100 | 0 | 184.66 | 175.66 | 8 | 0
2040 | ENT_2_TVA_Transmission | ENT | TVA_Transmission | Internal | Summer | B8 | 500 | 2100 | 0 | 178.34 | 174.73 | 8 | 0
2040 | ENT_2_TVA_Transmission | ENT | TVA_Transmission | Internal | Summer | B9 | 800 | 2100 | 0 | 178.34 | 174.69 | 8 | 0
2040 | ENT_2_TVA_Transmission | ENT | TVA_Transmission | Internal | Summer | B10 | 1262 | 2100 | 0 | 88.61 | 96.23 | 8 | 0
2040 | ENT_2_TVA_Transmission | ENT | TVA_Transmission | Internal | Winter | B16 | 25 | 2100 | 0 | 183.54 | 184.39 | 8 | 0
2040 | ENT_2_TVA_Transmission | ENT | TVA_Transmission | Internal | Winter | B17 | 100 | 2100 | 0 | 183.54 | 184.15 | 8 | 0
2040 | ENT_2_TVA_Transmission | ENT | TVA_Transmission | Internal | Winter | B18 | 400 | 2100 | 0 | 117.72 | 108.72 | 8 | 0
2040 | ENT_2_TVA_Transmission | ENT | TVA_Transmission | Internal | Winter | B19 | 700 | 2100 | 0 | 104.85 | 108.05 | 8 | 0
2040 | ENT_2_TVA_Transmission | ENT | TVA_Transmission | Internal | Winter | B20 | 935 | 2100 | 515.15 | 78.5 | 86.5 | 8 | 0
2040 | FRCC_2_SOCO | FRCC | SOCO | Internal | Shoulder | B11 | 25 | 900 | 0 | 217.43 | 189.58 | 8 | 0
2040 | FRCC_2_SOCO | FRCC | SOCO | Internal | Shoulder | B12 | 200 | 900 | 0 | 186.33 | 166.55 | 8 | 0
2040 | FRCC_2_SOCO | FRCC | SOCO | Internal | Shoulder | B13 | 600 | 900 | 0 | 146.47 | 107.57 | 8 | 0
2040 | FRCC_2_SOCO | FRCC | SOCO | Internal | Shoulder | B14 | 900 | 900 | 0 | 117.73 | 107.57 | 8 | 0
2040 | FRCC_2_SOCO | FRCC | SOCO | Internal | Shoulder | B15 | 1203 | 900 | 900 | 67.96 | 76.48 | 8 | 0.53
2040 | FRCC_2_SOCO | FRCC | SOCO | Internal | Summer | B1 | 10 | 900 | 0 | 342.78 | 342.16 | 8 | 0
2040 | FRCC_2_SOCO | FRCC | SOCO | Internal | Summer | B2 | 25 | 900 | 0 | 342.78 | 342.16 | 8 | 0
2040 | FRCC_2_SOCO | FRCC | SOCO | Internal | Summer | B3 | 75 | 900 | 900 | 323.04 | 333.11 | 8 | 2.07
2040 | FRCC_2_SOCO | FRCC | SOCO | Internal | Summer | B4 | 100 | 900 | 0 | 216.18 | 212.27 | 8 | 0
2040 | FRCC_2_SOCO | FRCC | SOCO | Internal | Summer | B5 | 200 | 900 | 0 | 216.18 | 206.18 | 8 | 0
2040 | FRCC_2_SOCO | FRCC | SOCO | Internal | Summer | B6 | 300 | 900 | 0 | 197.33 | 187.33 | 8 | 0
2040 | FRCC_2_SOCO | FRCC | SOCO | Internal | Summer | B7 | 400 | 900 | 0 | 190.71 | 180.71 | 8 | 0
2040 | FRCC_2_SOCO | FRCC | SOCO | Internal | Summer | B8 | 500 | 900 | 0 | 185.27 | 180 | 8 | 0
2040 | FRCC_2_SOCO | FRCC | SOCO | Internal | Summer | B9 | 800 | 900 | 0 | 185.27 | 180 | 8 | 0
2040 | FRCC_2_SOCO | FRCC | SOCO | Internal | Summer | B10 | 1262 | 900 | 900 | 73.5 | 86.23 | 8 | 4.73
2040 | FRCC_2_SOCO | FRCC | SOCO | Internal | Winter | B16 | 25 | 900 | 0 | 211.96 | 191.64 | 8 | 0
2040 | FRCC_2_SOCO | FRCC | SOCO | Internal | Winter | B17 | 100 | 900 | 0 | 189.02 | 179.02 | 8 | 0
2040 | FRCC_2_SOCO | FRCC | SOCO | Internal | Winter | B18 | 400 | 900 | 0 | 143.42 | 108.05 | 8 | 0
2040 | FRCC_2_SOCO | FRCC | SOCO | Internal | Winter | B19 | 700 | 900 | 0 | 120.74 | 108.05 | 8 | 0
2040 | FRCC_2_SOCO | FRCC | SOCO | Internal | Winter | B20 | 935 | 900 | 0 | 73.5 | 78.54 | 8 | 0
2040 | HQ_NEISO_2_NEISO | HQ_NEISO | NEISO | Internal | Shoulder | B11 | 25 | 99999 | 3866.9 | 70.47 | 70.48 | 0.01 | 0
2040 | HQ_NEISO_2_NEISO | HQ_NEISO | NEISO | Internal | Shoulder | B12 | 200 | 99999 | 3857.4 | 70.47 | 70.48 | 0.01 | 0
2040 | HQ_NEISO_2_NEISO | HQ_NEISO | NEISO | Internal | Shoulder | B13 | 600 | 99999 | 3820.02 | 70.47 | 70.48 | 0.01 | 0
2040 | HQ_NEISO_2_NEISO | HQ_NEISO | NEISO | Internal | Shoulder | B14 | 900 | 99999 | 3754.63 | 70.47 | 70.48 | 0.01 | 0
2040 | HQ_NEISO_2_NEISO | HQ_NEISO | NEISO | Internal | Shoulder | B15 | 1203 | 99999 | 1797.77 | 70.47 | 70.48 | 0.01 | 0
2040 | HQ_NEISO_2_NEISO | HQ_NEISO | NEISO | Internal | Summer | B1 | 10 | 99999 | 4396.59 | 200.61 | 200.62 | 0.01 | 0
2040 | HQ_NEISO_2_NEISO | HQ_NEISO | NEISO | Internal | Summer | B2 | 25 | 99999 | 4333.83 | 281.56 | 281.58 | 0.01 | 0
2040 | HQ_NEISO_2_NEISO | HQ_NEISO | NEISO | Internal | Summer | B3 | 75 | 99999 | 4208.73 | 200.61 | 200.62 | 0.01 | 0
2040 | HQ_NEISO_2_NEISO | HQ_NEISO | NEISO | Internal | Summer | B4 | 100 | 99999 | 4101.2 | 193.41 | 193.42 | 0.01 | 0
2040 | HQ_NEISO_2_NEISO | HQ_NEISO | NEISO | Internal | Summer | B5 | 200 | 99999 | 4042.71 | 193.41 | 193.42 | 0.01 | 0
2040 | HQ_NEISO_2_NEISO | HQ_NEISO | NEISO | Internal | Summer | B6 | 300 | 99999 | 3976.74 | 193.15 | 193.16 | 0.01 | 0
2040 | HQ_NEISO_2_NEISO | HQ_NEISO | NEISO | Internal | Summer | B7 | 400 | 99999 | 3901.16 | 166.65 | 166.66 | 0.01 | 0
2040 | HQ_NEISO_2_NEISO | HQ_NEISO | NEISO | Internal | Summer | B8 | 500 | 99999 | 3841.73 | 165.9 | 165.91 | 0.01 | 0
2040 | HQ_NEISO_2_NEISO | HQ_NEISO | NEISO | Internal | Summer | B9 | 800 | 99999 | 3768.93 | 165.9 | 165.91 | 0.01 | 0
2040 | HQ_NEISO_2_NEISO | HQ_NEISO | NEISO | Internal | Summer | B10 | 1262 | 99999 | 1472.05 | 148.67 | 148.68 | 0.01 | 0
2040 | HQ_NEISO_2_NEISO | HQ_NEISO | NEISO | Internal | Winter | B16 | 25 | 99999 | 3998.52 | 70.47 | 70.48 | 0.01 | 0
2040 | HQ_NEISO_2_NEISO | HQ_NEISO | NEISO | Internal | Winter | B17 | 100 | 99999 | 3945.7 | 70.47 | 70.48 | 0.01 | 0
2040 | HQ_NEISO_2_NEISO | HQ_NEISO | NEISO | Internal | Winter | B18 | 400 | 99999 | 3905.27 | 70.47 | 70.48 | 0.01 | 0
2040 | HQ_NEISO_2_NEISO | HQ_NEISO | NEISO | Internal | Winter | B19 | 700 | 99999 | 3829.95 | 70.47 | 70.48 | 0.01 | 0
2040 | HQ_NEISO_2_NEISO | HQ_NEISO | NEISO | Internal | Winter | B20 | 935 | 99999 | 1964.44 | 70.47 | 70.48 | 0.01 | 0
2040 | HQ_NY_2_NYISO_A-F | HQ_NY | NYISO_A-F | Internal | Shoulder | B11 | 25 | 99999 | 2812.27 | 82.47 | 82.48 | 0.01 | 0
2040 | HQ_NY_2_NYISO_A-F | HQ_NY | NYISO_A-F | Internal | Shoulder | B12 | 200 | 99999 | 2847.79 | 99.11 | 99.13 | 0.01 | 0
2040 | HQ_NY_2_NYISO_A-F | HQ_NY | NYISO_A-F | Internal | Shoulder | B13 | 600 | 99999 | 2781.85 | 82.47 | 82.48 | 0.01 | 0
2040 | HQ_NY_2_NYISO_A-F | HQ_NY | NYISO_A-F | Internal | Shoulder | B14 | 900 | 99999 | 2673.14 | 82.47 | 82.48 | 0.01 | 0
2040 | HQ_NY_2_NYISO_A-F | HQ_NY | NYISO_A-F | Internal | Shoulder | B15 | 1203 | 99999 | 1582.7 | 73.47 | 73.48 | 0.01 | 0
2040 | HQ_NY_2_NYISO_A-F | HQ_NY | NYISO_A-F | Internal | Summer | B1 | 10 | 99999 | 3500.1 | 195.69 | 195.7 | 0.01 | 0
2040 | HQ_NY_2_NYISO_A-F | HQ_NY | NYISO_A-F | Internal | Summer | B2 | 25 | 99999 | 3406.71 | 200.68 | 200.69 | 0.01 | 0
2040 | HQ_NY_2_NYISO_A-F | HQ_NY | NYISO_A-F | Internal | Summer | B3 | 75 | 99999 | 3266.7 | 200.68 | 200.69 | 0.01 | 0
2040 | HQ_NY_2_NYISO_A-F | HQ_NY | NYISO_A-F | Internal | Summer | B4 | 100 | 99999 | 3116.37 | 200.68 | 200.69 | 0.01 | 0
2040 | HQ_NY_2_NYISO_A-F | HQ_NY | NYISO_A-F | Internal | Summer | B5 | 200 | 99999 | 3025.59 | 196.61 | 196.62 | 0.01 | 0
2040 | HQ_NY_2_NYISO_A-F | HQ_NY | NYISO_A-F | Internal | Summer | B6 | 300 | 99999 | 2934.96 | 196.14 | 196.15 | 0.01 | 0
2040 | HQ_NY_2_NYISO_A-F | HQ_NY | NYISO_A-F | Internal | Summer | B7 | 400 | 99999 | 2830.84 | 169.65 | 169.66 | 0.01 | 0
2040 | HQ_NY_2_NYISO_A-F | HQ_NY | NYISO_A-F | Internal | Summer | B8 | 500 | 99999 | 2760.34 | 167.65 | 167.66 | 0.01 | 0
2040 | HQ_NY_2_NYISO_A-F | HQ_NY | NYISO_A-F | Internal | Summer | B9 | 800 | 99999 | 2664.8 | 167.65 | 167.66 | 0.01 | 0
2040 | HQ_NY_2_NYISO_A-F | HQ_NY | NYISO_A-F | Internal | Summer | B10 | 1262 | 99999 | 1436.41 | 145.67 | 145.68 | 0.01 | 0
2040 | HQ_NY_2_NYISO_A-F | HQ_NY | NYISO_A-F | Internal | Winter | B16 | 25 | 99999 | 3058.87 | 83.61 | 83.62 | 0.01 | 0
2040 | HQ_NY_2_NYISO_A-F | HQ_NY | NYISO_A-F | Internal | Winter | B17 | 100 | 99999 | 3001.1 | 73.63 | 73.65 | 0.01 | 0
2040 | HQ_NY_2_NYISO_A-F | HQ_NY | NYISO_A-F | Internal | Winter | B18 | 400 | 99999 | 2934.69 | 73.63 | 73.65 | 0.01 | 0
2040 | HQ_NY_2_NYISO_A-F | HQ_NY | NYISO_A-F | Internal | Winter | B19 | 700 | 99999 | 2819.07 | 73.63 | 73.65 | 0.01 | 0
2040 | HQ_NY_2_NYISO_A-F | HQ_NY | NYISO_A-F | Internal | Winter | B20 | 935 | 99999 | 1762.97 | 73.63 | 73.65 | 0.01 | 0
2040 | HQ_IESO_2_IESO | HQ_IESO | IESO | Internal | Shoulder | B11 | 25 | 99999 | 467.25 | 75.47 | 75.48 | 0.01 | 0
2040 | HQ_IESO_2_IESO | HQ_IESO | IESO | Internal | Shoulder | B12 | 200 | 99999 | 469.16 | 92.11 | 92.13 | 0.01 | 0
2040 | HQ_IESO_2_IESO | HQ_IESO | IESO | Internal | Shoulder | B13 | 600 | 99999 | 466.9 | 75.47 | 75.48 | 0.01 | 0
2040 | HQ_IESO_2_IESO | HQ_IESO | IESO | Internal | Shoulder | B14 | 900 | 99999 | 462.95 | 75.47 | 75.48 | 0.01 | 0
2040 | HQ_IESO_2_IESO | HQ_IESO | IESO | Internal | Shoulder | B15 | 1203 | 99999 | 128.57 | 75.47 | 75.48 | 0.01 | 0
2040 | HQ_IESO_2_IESO | HQ_IESO | IESO | Internal | Summer | B1 | 10 | 99999 | 488.01 | 188.69 | 188.7 | 0.01 | 0
2040 | HQ_IESO_2_IESO | HQ_IESO | IESO | Internal | Summer | B2 | 25 | 99999 | 484.21 | 193.68 | 193.69 | 0.01 | 0
2040 | HQ_IESO_2_IESO | HQ_IESO | IESO | Internal | Summer | B3 | 75 | 99999 | 478.77 | 188.69 | 188.7 | 0.01 | 0
2040 | HQ_IESO_2_IESO | HQ_IESO | IESO | Internal | Summer | B4 | 100 | 99999 | 475.28 | 101.77 | 101.79 | 0.01 | 0
2040 | HQ_IESO_2_IESO | HQ_IESO | IESO | Internal | Summer | B5 | 200 | 99999 | 472.55 | 84.59 | 84.6 | 0.01 | 0
2040 | HQ_IESO_2_IESO | HQ_IESO | IESO | Internal | Summer | B6 | 300 | 99999 | 470.41 | 71.53 | 71.54 | 0.01 | 0
2040 | HQ_IESO_2_IESO | HQ_IESO | IESO | Internal | Summer | B7 | 400 | 99999 | 467.7 | 71.53 | 71.54 | 0.01 | 0
2040 | HQ_IESO_2_IESO | HQ_IESO | IESO | Internal | Summer | B8 | 500 | 99999 | 464.74 | 71.53 | 71.54 | 0.01 | 0
2040 | HQ_IESO_2_IESO | HQ_IESO | IESO | Internal | Summer | B9 | 800 | 99999 | 461.51 | 71.53 | 71.54 | 0.01 | 0
2040 | HQ_IESO_2_IESO | HQ_IESO | IESO | Internal | Summer | B10 | 1262 | 99999 | 65.15 | 71.53 | 71.54 | 0.01 | 0
2040 | HQ_IESO_2_IESO | HQ_IESO | IESO | Internal | Winter | B16 | 25 | 99999 | 477.62 | 76.61 | 76.62 | 0.01 | 0
2040 | HQ_IESO_2_IESO | HQ_IESO | IESO | Internal | Winter | B17 | 100 | 99999 | 475.49 | 76.61 | 76.62 | 0.01 | 0
2040 | HQ_IESO_2_IESO | HQ_IESO | IESO | Internal | Winter | B18 | 400 | 99999 | 473.04 | 76.61 | 76.62 | 0.01 | 0
2040 | HQ_IESO_2_IESO | HQ_IESO | IESO | Internal | Winter | B19 | 700 | 99999 | 468.68 | 76.61 | 76.62 | 0.01 | 0
2040 | HQ_IESO_2_IESO | HQ_IESO | IESO | Internal | Winter | B20 | 935 | 99999 | 149.75 | 76.61 | 76.62 | 0.01 | 0
2040 | IESO_2_MAPP_CA | IESO | MAPP_CA | Internal | Shoulder | B11 | 25 | 262 | 0 | 75.48 | 66.48 | 7 | 0
2040 | IESO_2_MAPP_CA | IESO | MAPP_CA | Internal | Shoulder | B12 | 200 | 262 | 0 | 92.13 | 66.48 | 7 | 0
2040 | IESO_2_MAPP_CA | IESO | MAPP_CA | Internal | Shoulder | B13 | 600 | 262 | 0 | 75.48 | 66.48 | 7 | 0
2040 | IESO_2_MAPP_CA | IESO | MAPP_CA | Internal | Shoulder | B14 | 900 | 262 | 0 | 75.48 | 66.48 | 7 | 0
2040 | IESO_2_MAPP_CA | IESO | MAPP_CA | Internal | Shoulder | B15 | 1203 | 262 | 0 | 75.48 | 66.48 | 7 | 0
2040 | IESO_2_MAPP_CA | IESO | MAPP_CA | Internal | Summer | B1 | 10 | 262 | 0 | 188.7 | 76.6 | 7 | 0
2040 | IESO_2_MAPP_CA | IESO | MAPP_CA | Internal | Summer | B2 | 25 | 262 | 0 | 193.69 | 76.6 | 7 | 0
2040 | IESO_2_MAPP_CA | IESO | MAPP_CA | Internal | Summer | B3 | 75 | 262 | 0 | 188.7 | 76.6 | 7 | 0
2040 | IESO_2_MAPP_CA | IESO | MAPP_CA | Internal | Summer | B4 | 100 | 262 | 0 | 101.79 | 76.6 | 7 | 0
2040 | IESO_2_MAPP_CA | IESO | MAPP_CA | Internal | Summer | B5 | 200 | 262 | 0 | 84.6 | 76.6 | 7 | 0
2040 | IESO_2_MAPP_CA | IESO | MAPP_CA | Internal | Summer | B6 | 300 | 262 | 0 | 71.54 | 76.6 | 7 | 0
2040 | IESO_2_MAPP_CA | IESO | MAPP_CA | Internal | Summer | B7 | 400 | 262 | 0 | 71.54 | 76.6 | 7 | 0
2040 | IESO_2_MAPP_CA | IESO | MAPP_CA | Internal | Summer | B8 | 500 | 262 | 0 | 71.54 | 76.6 | 7 | 0
2040 | IESO_2_MAPP_CA | IESO | MAPP_CA | Internal | Summer | B9 | 800 | 262 | 0 | 71.54 | 76.6 | 7 | 0
2040 | IESO_2_MAPP_CA | IESO | MAPP_CA | Internal | Summer | B10 | 1262 | 262 | 0 | 71.54 | 76.6 | 7 | 0
2040 | IESO_2_MAPP_CA | IESO | MAPP_CA | Internal | Winter | B16 | 25 | 262 | 0 | 76.62 | 71.5 | 7 | 0
2040 | IESO_2_MAPP_CA | IESO | MAPP_CA | Internal | Winter | B17 | 100 | 262 | 0 | 76.62 | 71.5 | 7 | 0
2040 | IESO_2_MAPP_CA | IESO | MAPP_CA | Internal | Winter | B18 | 400 | 262 | 0 | 76.62 | 71.5 | 7 | 0
2040 | IESO_2_MAPP_CA | IESO | MAPP_CA | Internal | Winter | B19 | 700 | 262 | 0 | 76.62 | 71.5 | 7 | 0
2040 | IESO_2_MAPP_CA | IESO | MAPP_CA | Internal | Winter | B20 | 935 | 262 | 0 | 76.62 | 71.5 | 7 | 0
2040 | IESO_2_MISO_MI | IESO | MISO_MI | Internal | Shoulder | B11 | 25 | 1840 | 1840 | 75.48 | 177.24 | 7 | 94.76
2040 | IESO_2_MISO_MI | IESO | MISO_MI | Internal | Shoulder | B12 | 200 | 1840 | 1840 | 92.13 | 168.53 | 7 | 69.41
2040 | IESO_2_MISO_MI | IESO | MISO_MI | Internal | Shoulder | B13 | 600 | 1840 | 1840 | 75.48 | 109.57 | 7 | 27.09
2040 | IESO_2_MISO_MI | IESO | MISO_MI | Internal | Shoulder | B14 | 900 | 1840 | 1840 | 75.48 | 104.85 | 7 | 22.37
2040 | IESO_2_MISO_MI | IESO | MISO_MI | Internal | Shoulder | B15 | 1203 | 1840 | 406.12 | 75.48 | 82.48 | 7 | 0
2040 | IESO_2_MISO_MI | IESO | MISO_MI | Internal | Summer | B1 | 10 | 1840 | 1840 | 188.7 | 328.26 | 7 | 132.56
2040 | IESO_2_MISO_MI | IESO | MISO_MI | Internal | Summer | B2 | 25 | 1840 | 1840 | 193.69 | 326.52 | 7 | 125.83
2040 | IESO_2_MISO_MI | IESO | MISO_MI | Internal | Summer | B3 | 75 | 1840 | 1840 | 188.7 | 308.1 | 7 | 112.4
2040 | IESO_2_MISO_MI | IESO | MISO_MI | Internal | Summer | B4 | 100 | 1840 | 1840 | 101.79 | 204.89 | 7 | 96.11
2040 | IESO_2_MISO_MI | IESO | MISO_MI | Internal | Summer | B5 | 200 | 1840 | 1840 | 84.6 | 193.87 | 7 | 102.27
2040 | IESO_2_MISO_MI | IESO | MISO_MI | Internal | Summer | B6 | 300 | 1840 | 1840 | 71.54 | 175.65 | 7 | 97.1
2040 | IESO_2_MISO_MI | IESO | MISO_MI | Internal | Summer | B7 | 400 | 1840 | 1840 | 71.54 | 175.65 | 7 | 97.1
2040 | IESO_2_MISO_MI | IESO | MISO_MI | Internal | Summer | B8 | 500 | 1840 | 1840 | 71.54 | 175.59 | 7 | 97.04
2040 | IESO_2_MISO_MI | IESO | MISO_MI | Internal | Summer | B9 | 800 | 1840 | 1840 | 71.54 | 175.59 | 7 | 97.04
2040 | IESO_2_MISO_MI | IESO | MISO_MI | Internal | Summer | B10 | 1262 | 1840 | 1840 | 71.54 | 108.63 | 7 | 30.09
2040 | IESO_2_MISO_MI | IESO | MISO_MI | Internal | Winter | B16 | 25 | 1840 | 1840 | 76.62 | 180.64 | 7 | 97.01
2040 | IESO_2_MISO_MI | IESO | MISO_MI | Internal | Winter | B17 | 100 | 1840 | 1840 | 76.62 | 180.64 | 7 | 97.01
2040 | IESO_2_MISO_MI | IESO | MISO_MI | Internal | Winter | B18 | 400 | 1840 | 1840 | 76.62 | 113.22 | 7 | 29.6
2040 | IESO_2_MISO_MI | IESO | MISO_MI | Internal | Winter | B19 | 700 | 1840 | 1840 | 76.62 | 104.85 | 7 | 21.23
2040 | IESO_2_MISO_MI | IESO | MISO_MI | Internal | Winter | B20 | 935 | 1840 | 138.53 | 76.62 | 83.62 | 7 | 0
2040 | IESO_2_MISO_W | IESO | MISO_W | Internal | Shoulder | B11 | 25 | 140 | 140 | 75.48 | 177.26 | 7 | 94.78
2040 | IESO_2_MISO_W | IESO | MISO_W | Internal | Shoulder | B12 | 200 | 140 | 140 | 92.13 | 168.53 | 7 | 69.41
2040 | IESO_2_MISO_W | IESO | MISO_W | Internal | Shoulder | B13 | 600 | 140 | 140 | 75.48 | 104.56 | 7 | 22.07
2040 | IESO_2_MISO_W | IESO | MISO_W | Internal | Shoulder | B14 | 900 | 140 | 0 | 75.48 | 76.61 | 7 | 0
2040 | IESO_2_MISO_W | IESO | MISO_W | Internal | Shoulder | B15 | 1203 | 140 | 0 | 75.48 | 66.5 | 7 | 0
2040 | IESO_2_MISO_W | IESO | MISO_W | Internal | Summer | B1 | 10 | 140 | 140 | 188.7 | 330.52 | 7 | 134.82
2040 | IESO_2_MISO_W | IESO | MISO_W | Internal | Summer | B2 | 25 | 140 | 140 | 193.69 | 327.17 | 7 | 126.49
2040 | IESO_2_MISO_W | IESO | MISO_W | Internal | Summer | B3 | 75 | 140 | 140 | 188.7 | 327.17 | 7 | 131.47
2040 | IESO_2_MISO_W | IESO | MISO_W | Internal | Summer | B4 | 100 | 140 | 140 | 101.79 | 227.28 | 7 | 118.5
2040 | IESO_2_MISO_W | IESO | MISO_W | Internal | Summer | B5 | 200 | 140 | 140 | 84.6 | 219.96 | 7 | 128.36
2040 | IESO_2_MISO_W | IESO | MISO_W | Internal | Summer | B6 | 300 | 140 | 140 | 71.54 | 208.8 | 7 | 130.26
2040 | IESO_2_MISO_W | IESO | MISO_W | Internal | Summer | B7 | 400 | 140 | 140 | 71.54 | 184.67 | 7 | 106.13
2040 | IESO_2_MISO_W | IESO | MISO_W | Internal | Summer | B8 | 500 | 140 | 140 | 71.54 | 175.56 | 7 | 97.02
2040 | IESO_2_MISO_W | IESO | MISO_W | Internal | Summer | B9 | 800 | 140 | 140 | 71.54 | 175.56 | 7 | 97.02
2040 | IESO_2_MISO_W | IESO | MISO_W | Internal | Summer | B10 | 1262 | 140 | 0 | 71.54 | 76.61 | 7 | 0
2040 | IESO_2_MISO_W | IESO | MISO_W | Internal | Winter | B16 | 25 | 140 | 140 | 76.62 | 96.91 | 7 | 13.29
2040 | IESO_2_MISO_W | IESO | MISO_W | Internal | Winter | B17 | 100 | 140 | 140 | 76.62 | 93.35 | 7 | 9.72
2040 | IESO_2_MISO_W | IESO | MISO_W | Internal | Winter | B18 | 400 | 140 | 140 | 76.62 | 105.71 | 7 | 22.09
2040 | IESO_2_MISO_W | IESO | MISO_W | Internal | Winter | B19 | 700 | 140 | 140 | 76.62 | 96.91 | 7 | 13.29
2040 | IESO_2_MISO_W | IESO | MISO_W | Internal | Winter | B20 | 935 | 140 | 0 | 76.62 | 71.51 | 7 | 0
2040 | IESO_2_NYISO_A-F | IESO | NYISO_A-F | Internal | Shoulder | B11 | 25 | 1725 | 595.25 | 75.48 | 82.48 | 7 | 0
2040 | IESO_2_NYISO_A-F | IESO | NYISO_A-F | Internal | Shoulder | B12 | 200 | 1725 | 1365.55 | 92.13 | 99.13 | 7 | 0
2040 | IESO_2_NYISO_A-F | IESO | NYISO_A-F | Internal | Shoulder | B13 | 600 | 1725 | 649.2 | 75.48 | 82.48 | 7 | 0
2040 | IESO_2_NYISO_A-F | IESO | NYISO_A-F | Internal | Shoulder | B14 | 900 | 1725 | 314.16 | 75.48 | 82.48 | 7 | 0
2040 | IESO_2_NYISO_A-F | IESO | NYISO_A-F | Internal | Shoulder | B15 | 1203 | 1725 | 0 | 75.48 | 73.48 | 7 | 0
2040 | IESO_2_NYISO_A-F | IESO | NYISO_A-F | Internal | Summer | B1 | 10 | 1725 | 656.77 | 188.7 | 195.7 | 7 | 0
2040 | IESO_2_NYISO_A-F | IESO | NYISO_A-F | Internal | Summer | B2 | 25 | 1725 | 1331.91 | 193.69 | 200.69 | 7 | 0
2040 | IESO_2_NYISO_A-F | IESO | NYISO_A-F | Internal | Summer | B3 | 75 | 1725 | 1725 | 188.7 | 200.69 | 7 | 4.99
2040 | IESO_2_NYISO_A-F | IESO | NYISO_A-F | Internal | Summer | B4 | 100 | 1725 | 1725 | 101.79 | 200.69 | 7 | 91.9
2040 | IESO_2_NYISO_A-F | IESO | NYISO_A-F | Internal | Summer | B5 | 200 | 1725 | 1725 | 84.6 | 196.62 | 7 | 105.02
2040 | IESO_2_NYISO_A-F | IESO | NYISO_A-F | Internal | Summer | B6 | 300 | 1725 | 1725 | 71.54 | 196.15 | 7 | 117.61
2040 | IESO_2_NYISO_A-F | IESO | NYISO_A-F | Internal | Summer | B7 | 400 | 1725 | 1725 | 71.54 | 169.66 | 7 | 91.12
2040 | IESO_2_NYISO_A-F | IESO | NYISO_A-F | Internal | Summer | B8 | 500 | 1725 | 1725 | 71.54 | 167.66 | 7 | 89.12
2040 | IESO_2_NYISO_A-F | IESO | NYISO_A-F | Internal | Summer | B9 | 800 | 1725 | 1725 | 71.54 | 167.66 | 7 | 89.12
2040 | IESO_2_NYISO_A-F | IESO | NYISO_A-F | Internal | Summer | B10 | 1262 | 1725 | 1725 | 71.54 | 145.68 | 7 | 67.14
2040 | IESO_2_NYISO_A-F | IESO | NYISO_A-F | Internal | Winter | B16 | 25 | 1725 | 1.34 | 76.62 | 83.62 | 7 | 0
2040 | IESO_2_NYISO_A-F | IESO | NYISO_A-F | Internal | Winter | B17 | 100 | 1725 | 0 | 76.62 | 73.65 | 7 | 0
2040 | IESO_2_NYISO_A-F | IESO | NYISO_A-F | Internal | Winter | B18 | 400 | 1725 | 0 | 76.62 | 73.65 | 7 | 0
2040 | IESO_2_NYISO_A-F | IESO | NYISO_A-F | Internal | Winter | B19 | 700 | 1725 | 0 | 76.62 | 73.65 | 7 | 0
2040 | IESO_2_NYISO_A-F | IESO | NYISO_A-F | Internal | Winter | B20 | 935 | 1725 | 0 | 76.62 | 73.65 | 7 | 0
2040 | MAPP_CA_2_IESO | MAPP_CA | IESO | Internal | Shoulder | B11 | 25 | 330 | 330 | 66.48 | 75.48 | 8 | 1
2040 | MAPP_CA_2_IESO | MAPP_CA | IESO | Internal | Shoulder | B12 | 200 | 330 | 330 | 66.48 | 92.13 | 8 | 17.64
2040 | MAPP_CA_2_IESO | MAPP_CA | IESO | Internal | Shoulder | B13 | 600 | 330 | 330 | 66.48 | 75.48 | 8 | 1
2040 | MAPP_CA_2_IESO | MAPP_CA | IESO | Internal | Shoulder | B14 | 900 | 330 | 330 | 66.48 | 75.48 | 8 | 1
2040 | MAPP_CA_2_IESO | MAPP_CA | IESO | Internal | Shoulder | B15 | 1203 | 330 | 330 | 66.48 | 75.48 | 8 | 1
2040 | MAPP_CA_2_IESO | MAPP_CA | IESO | Internal | Summer | B1 | 10 | 330 | 330 | 76.6 | 188.7 | 8 | 104.1
2040 | MAPP_CA_2_IESO | MAPP_CA | IESO | Internal | Summer | B2 | 25 | 330 | 330 | 76.6 | 193.69 | 8 | 109.09
2040 | MAPP_CA_2_IESO | MAPP_CA | IESO | Internal | Summer | B3 | 75 | 330 | 330 | 76.6 | 188.7 | 8 | 104.1
2040 | MAPP_CA_2_IESO | MAPP_CA | IESO | Internal | Summer | B4 | 100 | 330 | 330 | 76.6 | 101.79 | 8 | 17.19
2040 | MAPP_CA_2_IESO | MAPP_CA | IESO | Internal | Summer | B5 | 200 | 330 | 169.25 | 76.6 | 84.6 | 8 | 0
2040 | MAPP_CA_2_IESO | MAPP_CA | IESO | Internal | Summer | B6 | 300 | 330 | 0 | 76.6 | 71.54 | 8 | 0
2040 | MAPP_CA_2_IESO | MAPP_CA | IESO | Internal | Summer | B7 | 400 | 330 | 0 | 76.6 | 71.54 | 8 | 0
2040 | MAPP_CA_2_IESO | MAPP_CA | IESO | Internal | Summer | B8 | 500 | 330 | 0 | 76.6 | 71.54 | 8 | 0
2040 | MAPP_CA_2_IESO | MAPP_CA | IESO | Internal | Summer | B9 | 800 | 330 | 0 | 76.6 | 71.54 | 8 | 0
2040 | MAPP_CA_2_IESO | MAPP_CA | IESO | Internal | Summer | B10 | 1262 | 330 | 0 | 76.6 | 71.54 | 8 | 0
2040 | MAPP_CA_2_IESO | MAPP_CA | IESO | Internal | Winter | B16 | 25 | 330 | 0 | 71.5 | 76.62 | 8 | 0
2040 | MAPP_CA_2_IESO | MAPP_CA | IESO | Internal | Winter | B17 | 100 | 330 | 0 | 71.5 | 76.62 | 8 | 0
2040 | MAPP_CA_2_IESO | MAPP_CA | IESO | Internal | Winter | B18 | 400 | 330 | 0 | 71.5 | 76.62 | 8 | 0
2040 | MAPP_CA_2_IESO | MAPP_CA | IESO | Internal | Winter | B19 | 700 | 330 | 0 | 71.5 | 76.62 | 8 | 0
2040 | MAPP_CA_2_IESO | MAPP_CA | IESO | Internal | Winter | B20 | 935 | 330 | 0 | 71.5 | 76.62 | 8 | 0
2040 | MAPP_CA_2_MAPP_US | MAPP_CA | MAPP_US | Internal | Shoulder | B11 | 25 | 372 | 372 | 66.48 | 170.26 | 7 | 96.78
2040 | MAPP_CA_2_MAPP_US | MAPP_CA | MAPP_US | Internal | Shoulder | B12 | 200 | 372 | 372 | 66.48 | 161.53 | 7 | 88.05
2040 | MAPP_CA_2_MAPP_US | MAPP_CA | MAPP_US | Internal | Shoulder | B13 | 600 | 372 | 372 | 66.48 | 89.67 | 7 | 16.19
2040 | MAPP_CA_2_MAPP_US | MAPP_CA | MAPP_US | Internal | Shoulder | B14 | 900 | 372 | 0 | 66.48 | 69.61 | 7 | 0
2040 | MAPP_CA_2_MAPP_US | MAPP_CA | MAPP_US | Internal | Shoulder | B15 | 1203 | 372 | 0 | 66.48 | 59.5 | 7 | 0
2040 | MAPP_CA_2_MAPP_US | MAPP_CA | MAPP_US | Internal | Summer | B1 | 10 | 372 | 372 | 76.6 | 323.52 | 7 | 239.92
2040 | MAPP_CA_2_MAPP_US | MAPP_CA | MAPP_US | Internal | Summer | B2 | 25 | 372 | 372 | 76.6 | 320.17 | 7 | 236.58
2040 | MAPP_CA_2_MAPP_US | MAPP_CA | MAPP_US | Internal | Summer | B3 | 75 | 372 | 372 | 76.6 | 320.17 | 7 | 236.58
2040 | MAPP_CA_2_MAPP_US | MAPP_CA | MAPP_US | Internal | Summer | B4 | 100 | 372 | 372 | 76.6 | 220.28 | 7 | 136.69
2040 | MAPP_CA_2_MAPP_US | MAPP_CA | MAPP_US | Internal | Summer | B5 | 200 | 372 | 372 | 76.6 | 212.96 | 7 | 129.36
2040 | MAPP_CA_2_MAPP_US | MAPP_CA | MAPP_US | Internal | Summer | B6 | 300 | 372 | 372 | 76.6 | 201.8 | 7 | 118.2
2040 | MAPP_CA_2_MAPP_US | MAPP_CA | MAPP_US | Internal | Summer | B7 | 400 | 372 | 372 | 76.6 | 177.67 | 7 | 94.07
2040 | MAPP_CA_2_MAPP_US | MAPP_CA | MAPP_US | Internal | Summer | B8 | 500 | 372 | 372 | 76.6 | 168.56 | 7 | 84.96
2040 | MAPP_CA_2_MAPP_US | MAPP_CA | MAPP_US | Internal | Summer | B9 | 800 | 372 | 372 | 76.6 | 168.56 | 7 | 84.96
2040 | MAPP_CA_2_MAPP_US | MAPP_CA | MAPP_US | Internal | Summer | B10 | 1262 | 372 | 0 | 76.6 | 69.61 | 7 | 0
2040 | MAPP_CA_2_MAPP_US | MAPP_CA | MAPP_US | Internal | Winter | B16 | 25 | 372 | 0 | 71.5 | 64.51 | 7 | 0
2040 | MAPP_CA_2_MAPP_US | MAPP_CA | MAPP_US | Internal | Winter | B17 | 100 | 372 | 372 | 71.5 | 86.35 | 7 | 7.85
2040 | MAPP_CA_2_MAPP_US | MAPP_CA | MAPP_US | Internal | Winter | B18 | 400 | 372 | 372 | 71.5 | 89.91 | 7 | 11.41
2040 | MAPP_CA_2_MAPP_US | MAPP_CA | MAPP_US | Internal | Winter | B19 | 700 | 372 | 372 | 71.5 | 89.91 | 7 | 11.41
2040 | MAPP_CA_2_MAPP_US | MAPP_CA | MAPP_US | Internal | Winter | B20 | 935 | 372 | 0 | 71.5 | 64.51 | 7 | 0
2040 | MAPP_CA_2_MISO_W | MAPP_CA | MISO_W | Internal | Shoulder | B11 | 25 | 2196 | 2196 | 66.48 | 177.26 | 0.01 | 110.77
2040 | MAPP_CA_2_MISO_W | MAPP_CA | MISO_W | Internal | Shoulder | B12 | 200 | 2196 | 2196 | 66.48 | 168.53 | 0.01 | 102.04
2040 | MAPP_CA_2_MISO_W | MAPP_CA | MISO_W | Internal | Shoulder | B13 | 600 | 2196 | 2196 | 66.48 | 104.56 | 0.01 | 38.06
2040 | MAPP_CA_2_MISO_W | MAPP_CA | MISO_W | Internal | Shoulder | B14 | 900 | 2196 | 2196 | 66.48 | 76.61 | 0.01 | 10.11
2040 | MAPP_CA_2_MISO_W | MAPP_CA | MISO_W | Internal | Shoulder | B15 | 1203 | 2196 | 247.04 | 66.48 | 66.5 | 0.01 | 0
2040 | MAPP_CA_2_MISO_W | MAPP_CA | MISO_W | Internal | Summer | B1 | 10 | 2196 | 2196 | 76.6 | 330.52 | 0.01 | 253.91
2040 | MAPP_CA_2_MISO_W | MAPP_CA | MISO_W | Internal | Summer | B2 | 25 | 2196 | 2196 | 76.6 | 327.17 | 0.01 | 250.56
2040 | MAPP_CA_2_MISO_W | MAPP_CA | MISO_W | Internal | Summer | B3 | 75 | 2196 | 2196 | 76.6 | 327.17 | 0.01 | 250.56
2040 | MAPP_CA_2_MISO_W | MAPP_CA | MISO_W | Internal | Summer | B4 | 100 | 2196 | 2196 | 76.6 | 227.28 | 0.01 | 150.67
2040 | MAPP_CA_2_MISO_W | MAPP_CA | MISO_W | Internal | Summer | B5 | 200 | 2196 | 2196 | 76.6 | 219.96 | 0.01 | 143.35
2040 | MAPP_CA_2_MISO_W | MAPP_CA | MISO_W | Internal | Summer | B6 | 300 | 2196 | 2196 | 76.6 | 208.8 | 0.01 | 132.19
2040 | MAPP_CA_2_MISO_W | MAPP_CA | MISO_W | Internal | Summer | B7 | 400 | 2196 | 2196 | 76.6 | 184.67 | 0.01 | 108.06
2040 | MAPP_CA_2_MISO_W | MAPP_CA | MISO_W | Internal | Summer | B8 | 500 | 2196 | 2196 | 76.6 | 175.56 | 0.01 | 98.95
2040 | MAPP_CA_2_MISO_W | MAPP_CA | MISO_W | Internal | Summer | B9 | 800 | 2196 | 2196 | 76.6 | 175.56 | 0.01 | 98.95
2040 | MAPP_CA_2_MISO_W | MAPP_CA | MISO_W | Internal | Summer | B10 | 1262 | 2196 | 2007.62 | 76.6 | 76.61 | 0.01 | 0
2040 | MAPP_CA_2_MISO_W | MAPP_CA | MISO_W | Internal | Winter | B16 | 25 | 2196 | 2196 | 71.5 | 96.91 | 0.01 | 25.4
2040 | MAPP_CA_2_MISO_W | MAPP_CA | MISO_W | Internal | Winter | B17 | 100 | 2196 | 2196 | 71.5 | 93.35 | 0.01 | 21.84
2040 | MAPP_CA_2_MISO_W | MAPP_CA | MISO_W | Internal | Winter | B18 | 400 | 2196 | 2196 | 71.5 | 105.71 | 0.01 | 34.2
2040 | MAPP_CA_2_MISO_W | MAPP_CA | MISO_W | Internal | Winter | B19 | 700 | 2196 | 2196 | 71.5 | 96.91 | 0.01 | 25.4
2040 | MAPP_CA_2_MISO_W | MAPP_CA | MISO_W | Internal | Winter | B20 | 935 | 2196 | 92.64 | 71.5 | 71.51 | 0.01 | 0
2040 | MAPP_US_2_MAPP_CA | MAPP_US | MAPP_CA | Internal | Shoulder | B11 | 25 | 165 | 0 | 170.26 | 66.48 | 7 | 0
2040 | MAPP_US_2_MAPP_CA | MAPP_US | MAPP_CA | Internal | Shoulder | B12 | 200 | 165 | 0 | 161.53 | 66.48 | 7 | 0
2040 | MAPP_US_2_MAPP_CA | MAPP_US | MAPP_CA | Internal | Shoulder | B13 | 600 | 165 | 0 | 89.67 | 66.48 | 7 | 0
2040 | MAPP_US_2_MAPP_CA | MAPP_US | MAPP_CA | Internal | Shoulder | B14 | 900 | 165 | 0 | 69.61 | 66.48 | 7 | 0
2040 | MAPP_US_2_MAPP_CA | MAPP_US | MAPP_CA | Internal | Shoulder | B15 | 1203 | 165 | 0 | 59.5 | 66.48 | 7 | 0
2040 | MAPP_US_2_MAPP_CA | MAPP_US | MAPP_CA | Internal | Summer | B1 | 10 | 165 | 0 | 323.52 | 76.6 | 7 | 0
2040 | MAPP_US_2_MAPP_CA | MAPP_US | MAPP_CA | Internal | Summer | B2 | 25 | 165 | 0 | 320.17 | 76.6 | 7 | 0
2040 | MAPP_US_2_MAPP_CA | MAPP_US | MAPP_CA | Internal | Summer | B3 | 75 | 165 | 0 | 320.17 | 76.6 | 7 | 0
2040 | MAPP_US_2_MAPP_CA | MAPP_US | MAPP_CA | Internal | Summer | B4 | 100 | 165 | 0 | 220.28 | 76.6 | 7 | 0
2040 | MAPP_US_2_MAPP_CA | MAPP_US | MAPP_CA | Internal | Summer | B5 | 200 | 165 | 0 | 212.96 | 76.6 | 7 | 0
2040 | MAPP_US_2_MAPP_CA | MAPP_US | MAPP_CA | Internal | Summer | B6 | 300 | 165 | 0 | 201.8 | 76.6 | 7 | 0
2040 | MAPP_US_2_MAPP_CA | MAPP_US | MAPP_CA | Internal | Summer | B7 | 400 | 165 | 0 | 177.67 | 76.6 | 7 | 0
2040 | MAPP_US_2_MAPP_CA | MAPP_US | MAPP_CA | Internal | Summer | B8 | 500 | 165 | 0 | 168.56 | 76.6 | 7 | 0
2040 | MAPP_US_2_MAPP_CA | MAPP_US | MAPP_CA | Internal | Summer | B9 | 800 | 165 | 0 | 168.56 | 76.6 | 7 | 0
2040 | MAPP_US_2_MAPP_CA | MAPP_US | MAPP_CA | Internal | Summer | B10 | 1262 | 165 | 0 | 69.61 | 76.6 | 7 | 0
2040 | MAPP_US_2_MAPP_CA | MAPP_US | MAPP_CA | Internal | Winter | B16 | 25 | 165 | 0 | 64.51 | 71.5 | 7 | 0
2040 | MAPP_US_2_MAPP_CA | MAPP_US | MAPP_CA | Internal | Winter | B17 | 100 | 165 | 0 | 86.35 | 71.5 | 7 | 0
2040 | MAPP_US_2_MAPP_CA | MAPP_US | MAPP_CA | Internal | Winter | B18 | 400 | 165 | 0 | 89.91 | 71.5 | 7 | 0
2040 | MAPP_US_2_MAPP_CA | MAPP_US | MAPP_CA | Internal | Winter | B19 | 700 | 165 | 0 | 89.91 | 71.5 | 7 | 0
2040 | MAPP_US_2_MAPP_CA | MAPP_US | MAPP_CA | Internal | Winter | B20 | 935 | 165 | 0 | 64.51 | 71.5 | 7 | 0
2040 | MAPP_US_2_MISO_W | MAPP_US | MISO_W | Internal | Shoulder | B11 | 25 | 2635 | 1671.56 | 170.26 | 177.26 | 7 | 0
2040 | MAPP_US_2_MISO_W | MAPP_US | MISO_W | Internal | Shoulder | B12 | 200 | 2635 | 2364.12 | 161.53 | 168.53 | 7 | 0
2040 | MAPP_US_2_MISO_W | MAPP_US | MISO_W | Internal | Shoulder | B13 | 600 | 2635 | 2635 | 89.67 | 104.56 | 7 | 7.89
2040 | MAPP_US_2_MISO_W | MAPP_US | MISO_W | Internal | Shoulder | B14 | 900 | 2635 | 671.22 | 69.61 | 76.61 | 7 | 0
2040 | MAPP_US_2_MISO_W | MAPP_US | MISO_W | Internal | Shoulder | B15 | 1203 | 2635 | 1159.61 | 59.5 | 66.5 | 7 | 0
2040 | MAPP_US_2_MISO_W | MAPP_US | MISO_W | Internal | Summer | B1 | 10 | 2635 | 90.93 | 323.52 | 330.52 | 7 | 0
2040 | MAPP_US_2_MISO_W | MAPP_US | MISO_W | Internal | Summer | B2 | 25 | 2635 | 1507.53 | 320.17 | 327.17 | 7 | 0
2040 | MAPP_US_2_MISO_W | MAPP_US | MISO_W | Internal | Summer | B3 | 75 | 2635 | 1358.89 | 320.17 | 327.17 | 7 | 0
2040 | MAPP_US_2_MISO_W | MAPP_US | MISO_W | Internal | Summer | B4 | 100 | 2635 | 620.45 | 220.28 | 227.28 | 7 | 0
2040 | MAPP_US_2_MISO_W | MAPP_US | MISO_W | Internal | Summer | B5 | 200 | 2635 | 329.09 | 212.96 | 219.96 | 7 | 0
2040 | MAPP_US_2_MISO_W | MAPP_US | MISO_W | Internal | Summer | B6 | 300 | 2635 | 34.35 | 201.8 | 208.8 | 7 | 0
2040 | MAPP_US_2_MISO_W | MAPP_US | MISO_W | Internal | Summer | B7 | 400 | 2635 | 1003.4 | 177.67 | 184.67 | 7 | 0
2040 | MAPP_US_2_MISO_W | MAPP_US | MISO_W | Internal | Summer | B8 | 500 | 2635 | 1655.25 | 168.56 | 175.56 | 7 | 0
2040 | MAPP_US_2_MISO_W | MAPP_US | MISO_W | Internal | Summer | B9 | 800 | 2635 | 1244.02 | 168.56 | 175.56 | 7 | 0
2040 | MAPP_US_2_MISO_W | MAPP_US | MISO_W | Internal | Summer | B10 | 1262 | 2635 | 1015.29 | 69.61 | 76.61 | 7 | 0
2040 | MAPP_US_2_MISO_W | MAPP_US | MISO_W | Internal | Winter | B16 | 25 | 2635 | 2635 | 64.51 | 96.91 | 7 | 25.4
2040 | MAPP_US_2_MISO_W | MAPP_US | MISO_W | Internal | Winter | B17 | 100 | 2635 | 1987.68 | 86.35 | 93.35 | 7 | 0
2040 | MAPP_US_2_MISO_W | MAPP_US | MISO_W | Internal | Winter | B18 | 400 | 2635 | 2635 | 89.91 | 105.71 | 7 | 8.8
2040 | MAPP_US_2_MISO_W | MAPP_US | MISO_W | Internal | Winter | B19 | 700 | 2635 | 2174.37 | 89.91 | 96.91 | 7 | 0
2040 | MAPP_US_2_MISO_W | MAPP_US | MISO_W | Internal | Winter | B20 | 935 | 2635 | 1013.67 | 64.51 | 71.51 | 7 | 0
2040 | MAPP_US_2_NE | MAPP_US | NE | Internal | Shoulder | B11 | 25 | 2000 | 2000 | 170.26 | 184.25 | 7 | 6.99
2040 | MAPP_US_2_NE | MAPP_US | NE | Internal | Shoulder | B12 | 200 | 2000 | 2000 | 161.53 | 174.74 | 7 | 6.2
2040 | MAPP_US_2_NE | MAPP_US | NE | Internal | Shoulder | B13 | 600 | 2000 | 2000 | 89.67 | 111.55 | 7 | 14.87
2040 | MAPP_US_2_NE | MAPP_US | NE | Internal | Shoulder | B14 | 900 | 2000 | 2000 | 69.61 | 81.84 | 7 | 5.23
2040 | MAPP_US_2_NE | MAPP_US | NE | Internal | Shoulder | B15 | 1203 | 2000 | 2000 | 59.5 | 73.5 | 7 | 7
2040 | MAPP_US_2_NE | MAPP_US | NE | Internal | Summer | B1 | 10 | 2000 | 2000 | 323.52 | 330.97 | 7 | 0.45
2040 | MAPP_US_2_NE | MAPP_US | NE | Internal | Summer | B2 | 25 | 2000 | 2000 | 320.17 | 329.17 | 7 | 2
2040 | MAPP_US_2_NE | MAPP_US | NE | Internal | Summer | B3 | 75 | 2000 | 2000 | 320.17 | 331.12 | 7 | 3.95
2040 | MAPP_US_2_NE | MAPP_US | NE | Internal | Summer | B4 | 100 | 2000 | 2000 | 220.28 | 229.09 | 7 | 1.8
2040 | MAPP_US_2_NE | MAPP_US | NE | Internal | Summer | B5 | 200 | 2000 | 2000 | 212.96 | 226.2 | 7 | 6.24
2040 | MAPP_US_2_NE | MAPP_US | NE | Internal | Summer | B6 | 300 | 2000 | 2000 | 201.8 | 215.8 | 7 | 7
2040 | MAPP_US_2_NE | MAPP_US | NE | Internal | Summer | B7 | 400 | 2000 | 2000 | 177.67 | 191.67 | 7 | 7
2040 | MAPP_US_2_NE | MAPP_US | NE | Internal | Summer | B8 | 500 | 2000 | 2000 | 168.56 | 179.22 | 7 | 3.66
2040 | MAPP_US_2_NE | MAPP_US | NE | Internal | Summer | B9 | 800 | 2000 | 2000 | 168.56 | 179.22 | 7 | 3.66
2040 | MAPP_US_2_NE | MAPP_US | NE | Internal | Summer | B10 | 1262 | 2000 | 2000 | 69.61 | 83.6 | 7 | 6.99
2040 | MAPP_US_2_NE | MAPP_US | NE | Internal | Winter | B16 | 25 | 2000 | 2000 | 64.51 | 103.91 | 7 | 32.4
2040 | MAPP_US_2_NE | MAPP_US | NE | Internal | Winter | B17 | 100 | 2000 | 2000 | 86.35 | 100.35 | 7 | 7
2040 | MAPP_US_2_NE | MAPP_US | NE | Internal | Winter | B18 | 400 | 2000 | 2000 | 89.91 | 112.7 | 7 | 15.79
2040 | MAPP_US_2_NE | MAPP_US | NE | Internal | Winter | B19 | 700 | 2000 | 2000 | 89.91 | 99.84 | 7 | 2.93
2040 | MAPP_US_2_NE | MAPP_US | NE | Internal | Winter | B20 | 935 | 2000 | 2000 | 64.51 | 73.51 | 7 | 2
2040 | MARITIMES_2_NEISO | MARITIMES | NEISO | Internal | Shoulder | B11 | 25 | 99999 | 1720.66 | 70.47 | 70.48 | 0.01 | 0
2040 | MARITIMES_2_NEISO | MARITIMES | NEISO | Internal | Shoulder | B12 | 200 | 99999 | 1717.44 | 70.47 | 70.48 | 0.01 | 0
2040 | MARITIMES_2_NEISO | MARITIMES | NEISO | Internal | Shoulder | B13 | 600 | 99999 | 1704.78 | 70.47 | 70.48 | 0.01 | 0
2040 | MARITIMES_2_NEISO | MARITIMES | NEISO | Internal | Shoulder | B14 | 900 | 99999 | 1682.64 | 70.47 | 70.48 | 0.01 | 0
2040 | MARITIMES_2_NEISO | MARITIMES | NEISO | Internal | Shoulder | B15 | 1203 | 99999 | 648.08 | 70.47 | 70.48 | 0.01 | 0
2040 | MARITIMES_2_NEISO | MARITIMES | NEISO | Internal | Summer | B1 | 10 | 99999 | 1900.1 | 200.61 | 200.62 | 0.01 | 0
2040 | MARITIMES_2_NEISO | MARITIMES | NEISO | Internal | Summer | B2 | 25 | 99999 | 1878.84 | 281.56 | 281.58 | 0.01 | 0
2040 | MARITIMES_2_NEISO | MARITIMES | NEISO | Internal | Summer | B3 | 75 | 99999 | 1836.48 | 200.61 | 200.62 | 0.01 | 0
2040 | MARITIMES_2_NEISO | MARITIMES | NEISO | Internal | Summer | B4 | 100 | 99999 | 1800.07 | 193.41 | 193.42 | 0.01 | 0
2040 | MARITIMES_2_NEISO | MARITIMES | NEISO | Internal | Summer | B5 | 200 | 99999 | 1780.26 | 193.41 | 193.42 | 0.01 | 0
2040 | MARITIMES_2_NEISO | MARITIMES | NEISO | Internal | Summer | B6 | 300 | 99999 | 1757.92 | 193.15 | 193.16 | 0.01 | 0
2040 | MARITIMES_2_NEISO | MARITIMES | NEISO | Internal | Summer | B7 | 400 | 99999 | 1732.32 | 166.65 | 166.66 | 0.01 | 0
2040 | MARITIMES_2_NEISO | MARITIMES | NEISO | Internal | Summer | B8 | 500 | 99999 | 1712.2 | 165.9 | 165.91 | 0.01 | 0
2040 | MARITIMES_2_NEISO | MARITIMES | NEISO | Internal | Summer | B9 | 800 | 99999 | 1687.55 | 165.9 | 165.91 | 0.01 | 0
2040 | MARITIMES_2_NEISO | MARITIMES | NEISO | Internal | Summer | B10 | 1262 | 99999 | 465.16 | 148.67 | 148.68 | 0.01 | 0
2040 | MARITIMES_2_NEISO | MARITIMES | NEISO | Internal | Winter | B16 | 25 | 99999 | 1765.23 | 70.47 | 70.48 | 0.01 | 0
2040 | MARITIMES_2_NEISO | MARITIMES | NEISO | Internal | Winter | B17 | 100 | 99999 | 1747.34 | 70.47 | 70.48 | 0.01 | 0
2040 | MARITIMES_2_NEISO | MARITIMES | NEISO | Internal | Winter | B18 | 400 | 99999 | 1733.65 | 70.47 | 70.48 | 0.01 | 0
2040 | MARITIMES_2_NEISO | MARITIMES | NEISO | Internal | Winter | B19 | 700 | 99999 | 1708.15 | 70.47 | 70.48 | 0.01 | 0
2040 | MARITIMES_2_NEISO | MARITIMES | NEISO | Internal | Winter | B20 | 935 | 99999 | 723.43 | 70.47 | 70.48 | 0.01 | 0
2040 | MISO_IN_2_MISO_MI | MISO_IN | MISO_MI | Internal | Shoulder | B11 | 25 | 5021 | 0 | 177.25 | 177.24 | 0.01 | 0
2040 | MISO_IN_2_MISO_MI | MISO_IN | MISO_MI | Internal | Shoulder | B12 | 200 | 5021 | 0 | 168.55 | 168.53 | 0.01 | 0
2040 | MISO_IN_2_MISO_MI | MISO_IN | MISO_MI | Internal | Shoulder | B13 | 600 | 5021 | 0 | 109.58 | 109.57 | 0.01 | 0
2040 | MISO_IN_2_MISO_MI | MISO_IN | MISO_MI | Internal | Shoulder | B14 | 900 | 5021 | 0 | 104.86 | 104.85 | 0.01 | 0
2040 | MISO_IN_2_MISO_MI | MISO_IN | MISO_MI | Internal | Shoulder | B15 | 1203 | 5021 | 0 | 82.5 | 82.48 | 0.01 | 0
2040 | MISO_IN_2_MISO_MI | MISO_IN | MISO_MI | Internal | Summer | B1 | 10 | 5021 | 138.74 | 328.25 | 328.26 | 0.01 | 0
2040 | MISO_IN_2_MISO_MI | MISO_IN | MISO_MI | Internal | Summer | B2 | 25 | 5021 | 0 | 326.52 | 326.52 | 0.01 | 0
2040 | MISO_IN_2_MISO_MI | MISO_IN | MISO_MI | Internal | Summer | B3 | 75 | 5021 | 0 | 308.11 | 308.1 | 0.01 | 0
2040 | MISO_IN_2_MISO_MI | MISO_IN | MISO_MI | Internal | Summer | B4 | 100 | 5021 | 275.2 | 204.88 | 204.89 | 0.01 | 0
2040 | MISO_IN_2_MISO_MI | MISO_IN | MISO_MI | Internal | Summer | B5 | 200 | 5021 | 650.63 | 193.86 | 193.87 | 0.01 | 0
2040 | MISO_IN_2_MISO_MI | MISO_IN | MISO_MI | Internal | Summer | B6 | 300 | 5021 | 0 | 175.66 | 175.65 | 0.01 | 0
2040 | MISO_IN_2_MISO_MI | MISO_IN | MISO_MI | Internal | Summer | B7 | 400 | 5021 | 0 | 175.66 | 175.65 | 0.01 | 0
2040 | MISO_IN_2_MISO_MI | MISO_IN | MISO_MI | Internal | Summer | B8 | 500 | 5021 | 0 | 175.66 | 175.59 | 0.01 | 0
2040 | MISO_IN_2_MISO_MI | MISO_IN | MISO_MI | Internal | Summer | B9 | 800 | 5021 | 0 | 175.66 | 175.59 | 0.01 | 0
2040 | MISO_IN_2_MISO_MI | MISO_IN | MISO_MI | Internal | Summer | B10 | 1262 | 5021 | 0 | 108.63 | 108.63 | 0.01 | 0
2040 | MISO_IN_2_MISO_MI | MISO_IN | MISO_MI | Internal | Winter | B16 | 25 | 5021 | 0 | 180.65 | 180.64 | 0.01 | 0
2040 | MISO_IN_2_MISO_MI | MISO_IN | MISO_MI | Internal | Winter | B17 | 100 | 5021 | 0 | 180.65 | 180.64 | 0.01 | 0
2040 | MISO_IN_2_MISO_MI | MISO_IN | MISO_MI | Internal | Winter | B18 | 400 | 5021 | 0 | 113.23 | 113.22 | 0.01 | 0
2040 | MISO_IN_2_MISO_MI | MISO_IN | MISO_MI | Internal | Winter | B19 | 700 | 5021 | 0 | 104.86 | 104.85 | 0.01 | 0
2040 | MISO_IN_2_MISO_MI | MISO_IN | MISO_MI | Internal | Winter | B20 | 935 | 5021 | 0 | 83.63 | 83.62 | 0.01 | 0
2040 | MISO_IN_2_MISO_MO-IL | MISO_IN | MISO_MO-IL | Internal | Shoulder | B11 | 25 | 5533 | 5533 | 177.25 | 177.28 | 0.01 | 0.01
2040 | MISO_IN_2_MISO_MO-IL | MISO_IN | MISO_MO-IL | Internal | Shoulder | B12 | 200 | 5533 | 0 | 168.55 | 168.55 | 0.01 | 0
2040 | MISO_IN_2_MISO_MO-IL | MISO_IN | MISO_MO-IL | Internal | Shoulder | B13 | 600 | 5533 | 0 | 109.58 | 109.57 | 0.01 | 0
2040 | MISO_IN_2_MISO_MO-IL | MISO_IN | MISO_MO-IL | Internal | Shoulder | B14 | 900 | 5533 | 0 | 104.86 | 104.85 | 0.01 | 0
2040 | MISO_IN_2_MISO_MO-IL | MISO_IN | MISO_MO-IL | Internal | Shoulder | B15 | 1203 | 5533 | 0 | 82.5 | 80.4 | 0.01 | 0
2040 | MISO_IN_2_MISO_MO-IL | MISO_IN | MISO_MO-IL | Internal | Summer | B1 | 10 | 5533 | 5533 | 328.25 | 330.52 | 0.01 | 2.26
2040 | MISO_IN_2_MISO_MO-IL | MISO_IN | MISO_MO-IL | Internal | Summer | B2 | 25 | 5533 | 5533 | 326.52 | 327.19 | 0.01 | 0.65
2040 | MISO_IN_2_MISO_MO-IL | MISO_IN | MISO_MO-IL | Internal | Summer | B3 | 75 | 5533 | 5533 | 308.11 | 327.19 | 0.01 | 19.06
2040 | MISO_IN_2_MISO_MO-IL | MISO_IN | MISO_MO-IL | Internal | Summer | B4 | 100 | 5533 | 5533 | 204.88 | 227.27 | 0.01 | 22.38
2040 | MISO_IN_2_MISO_MO-IL | MISO_IN | MISO_MO-IL | Internal | Summer | B5 | 200 | 5533 | 5533 | 193.86 | 215.18 | 0.01 | 21.32
2040 | MISO_IN_2_MISO_MO-IL | MISO_IN | MISO_MO-IL | Internal | Summer | B6 | 300 | 5533 | 5533 | 175.66 | 200.24 | 0.01 | 24.57
2040 | MISO_IN_2_MISO_MO-IL | MISO_IN | MISO_MO-IL | Internal | Summer | B7 | 400 | 5533 | 5533 | 175.66 | 184.66 | 0.01 | 8.99
2040 | MISO_IN_2_MISO_MO-IL | MISO_IN | MISO_MO-IL | Internal | Summer | B8 | 500 | 5533 | 1654.4 | 175.66 | 175.67 | 0.01 | 0
2040 | MISO_IN_2_MISO_MO-IL | MISO_IN | MISO_MO-IL | Internal | Summer | B9 | 800 | 5533 | 822.76 | 175.66 | 175.67 | 0.01 | 0
2040 | MISO_IN_2_MISO_MO-IL | MISO_IN | MISO_MO-IL | Internal | Summer | B10 | 1262 | 5533 | 0 | 108.63 | 96.61 | 0.01 | 0
2040 | MISO_IN_2_MISO_MO-IL | MISO_IN | MISO_MO-IL | Internal | Winter | B16 | 25 | 5533 | 0 | 180.65 | 180.64 | 0.01 | 0
2040 | MISO_IN_2_MISO_MO-IL | MISO_IN | MISO_MO-IL | Internal | Winter | B17 | 100 | 5533 | 0 | 180.65 | 180.64 | 0.01 | 0
2040 | MISO_IN_2_MISO_MO-IL | MISO_IN | MISO_MO-IL | Internal | Winter | B18 | 400 | 5533 | 0 | 113.23 | 113.22 | 0.01 | 0
2040 | MISO_IN_2_MISO_MO-IL | MISO_IN | MISO_MO-IL | Internal | Winter | B19 | 700 | 5533 | 0 | 104.86 | 104.85 | 0.01 | 0
2040 | MISO_IN_2_MISO_MO-IL | MISO_IN | MISO_MO-IL | Internal | Winter | B20 | 935 | 5533 | 0 | 83.63 | 81.64 | 0.01 | 0
2040 | MISO_IN_2_NonRTO_Midwest | MISO_IN | NonRTO_Midwest | Internal | Shoulder | B11 | 25 | 4800 | 0 | 177.25 | 181.03 | 8 | 0
2040 | MISO_IN_2_NonRTO_Midwest | MISO_IN | NonRTO_Midwest | Internal | Shoulder | B12 | 200 | 4800 | 0 | 168.55 | 160.55 | 8 | 0
2040 | MISO_IN_2_NonRTO_Midwest | MISO_IN | NonRTO_Midwest | Internal | Shoulder | B13 | 600 | 4800 | 0 | 109.58 | 103.01 | 8 | 0
2040 | MISO_IN_2_NonRTO_Midwest | MISO_IN | NonRTO_Midwest | Internal | Shoulder | B14 | 900 | 4800 | 0 | 104.86 | 103.01 | 8 | 0
2040 | MISO_IN_2_NonRTO_Midwest | MISO_IN | NonRTO_Midwest | Internal | Shoulder | B15 | 1203 | 4800 | 28.71 | 82.5 | 90.5 | 8 | 0
2040 | MISO_IN_2_NonRTO_Midwest | MISO_IN | NonRTO_Midwest | Internal | Summer | B1 | 10 | 4800 | 259.42 | 328.25 | 336.25 | 8 | 0
2040 | MISO_IN_2_NonRTO_Midwest | MISO_IN | NonRTO_Midwest | Internal | Summer | B2 | 25 | 4800 | 385.87 | 326.52 | 334.52 | 8 | 0
2040 | MISO_IN_2_NonRTO_Midwest | MISO_IN | NonRTO_Midwest | Internal | Summer | B3 | 75 | 4800 | 1726.33 | 308.11 | 316.11 | 8 | 0
2040 | MISO_IN_2_NonRTO_Midwest | MISO_IN | NonRTO_Midwest | Internal | Summer | B4 | 100 | 4800 | 0 | 204.88 | 210.27 | 8 | 0
2040 | MISO_IN_2_NonRTO_Midwest | MISO_IN | NonRTO_Midwest | Internal | Summer | B5 | 200 | 4800 | 0 | 193.86 | 198.18 | 8 | 0
2040 | MISO_IN_2_NonRTO_Midwest | MISO_IN | NonRTO_Midwest | Internal | Summer | B6 | 300 | 4800 | 0 | 175.66 | 183.24 | 8 | 0
2040 | MISO_IN_2_NonRTO_Midwest | MISO_IN | NonRTO_Midwest | Internal | Summer | B7 | 400 | 4800 | 0 | 175.66 | 167.66 | 8 | 0
2040 | MISO_IN_2_NonRTO_Midwest | MISO_IN | NonRTO_Midwest | Internal | Summer | B8 | 500 | 4800 | 0 | 175.66 | 167.66 | 8 | 0
2040 | MISO_IN_2_NonRTO_Midwest | MISO_IN | NonRTO_Midwest | Internal | Summer | B9 | 800 | 4800 | 0 | 175.66 | 167.66 | 8 | 0
2040 | MISO_IN_2_NonRTO_Midwest | MISO_IN | NonRTO_Midwest | Internal | Summer | B10 | 1262 | 4800 | 0 | 108.63 | 100.63 | 8 | 0
2040 | MISO_IN_2_NonRTO_Midwest | MISO_IN | NonRTO_Midwest | Internal | Winter | B16 | 25 | 4800 | 577 | 180.65 | 188.65 | 8 | 0
2040 | MISO_IN_2_NonRTO_Midwest | MISO_IN | NonRTO_Midwest | Internal | Winter | B17 | 100 | 4800 | 0 | 180.65 | 178.19 | 8 | 0
2040 | MISO_IN_2_NonRTO_Midwest | MISO_IN | NonRTO_Midwest | Internal | Winter | B18 | 400 | 4800 | 0 | 113.23 | 105.23 | 8 | 0
2040 | MISO_IN_2_NonRTO_Midwest | MISO_IN | NonRTO_Midwest | Internal | Winter | B19 | 700 | 4800 | 0 | 104.86 | 102.63 | 8 | 0
2040 | MISO_IN_2_NonRTO_Midwest | MISO_IN | NonRTO_Midwest | Internal | Winter | B20 | 935 | 4800 | 0 | 83.63 | 90.75 | 8 | 0
2040 | MISO_IN_2_PJM_ROR | MISO_IN | PJM_ROR | Internal | Shoulder | B11 | 25 | 992 | 0 | 177.25 | 175.22 | 2 | 0
2040 | MISO_IN_2_PJM_ROR | MISO_IN | PJM_ROR | Internal | Shoulder | B12 | 200 | 992 | 0 | 168.55 | 166.55 | 2 | 0
2040 | MISO_IN_2_PJM_ROR | MISO_IN | PJM_ROR | Internal | Shoulder | B13 | 600 | 992 | 0 | 109.58 | 107.57 | 2 | 0
2040 | MISO_IN_2_PJM_ROR | MISO_IN | PJM_ROR | Internal | Shoulder | B14 | 900 | 992 | 0 | 104.86 | 102.85 | 2 | 0
2040 | MISO_IN_2_PJM_ROR | MISO_IN | PJM_ROR | Internal | Shoulder | B15 | 1203 | 992 | 0 | 82.5 | 80.5 | 2 | 0
2040 | MISO_IN_2_PJM_ROR | MISO_IN | PJM_ROR | Internal | Summer | B1 | 10 | 992 | 0 | 328.25 | 328.52 | 2 | 0
2040 | MISO_IN_2_PJM_ROR | MISO_IN | PJM_ROR | Internal | Summer | B2 | 25 | 992 | 288.61 | 326.52 | 328.52 | 2 | 0
2040 | MISO_IN_2_PJM_ROR | MISO_IN | PJM_ROR | Internal | Summer | B3 | 75 | 992 | 992 | 308.11 | 320.11 | 2 | 10
2040 | MISO_IN_2_PJM_ROR | MISO_IN | PJM_ROR | Internal | Summer | B4 | 100 | 992 | 992 | 204.88 | 212.27 | 2 | 5.39
2040 | MISO_IN_2_PJM_ROR | MISO_IN | PJM_ROR | Internal | Summer | B5 | 200 | 992 | 992 | 193.86 | 204.61 | 2 | 8.75
2040 | MISO_IN_2_PJM_ROR | MISO_IN | PJM_ROR | Internal | Summer | B6 | 300 | 992 | 992 | 175.66 | 198.24 | 2 | 20.58
2040 | MISO_IN_2_PJM_ROR | MISO_IN | PJM_ROR | Internal | Summer | B7 | 400 | 992 | 0 | 175.66 | 177.65 | 2 | 0
2040 | MISO_IN_2_PJM_ROR | MISO_IN | PJM_ROR | Internal | Summer | B8 | 500 | 992 | 0 | 175.66 | 175.65 | 2 | 0
2040 | MISO_IN_2_PJM_ROR | MISO_IN | PJM_ROR | Internal | Summer | B9 | 800 | 992 | 0 | 175.66 | 175.65 | 2 | 0
2040 | MISO_IN_2_PJM_ROR | MISO_IN | PJM_ROR | Internal | Summer | B10 | 1262 | 992 | 301 | 108.63 | 110.63 | 2 | 0
2040 | MISO_IN_2_PJM_ROR | MISO_IN | PJM_ROR | Internal | Winter | B16 | 25 | 992 | 0 | 180.65 | 178.64 | 2 | 0
2040 | MISO_IN_2_PJM_ROR | MISO_IN | PJM_ROR | Internal | Winter | B17 | 100 | 992 | 0 | 180.65 | 178.65 | 2 | 0
2040 | MISO_IN_2_PJM_ROR | MISO_IN | PJM_ROR | Internal | Winter | B18 | 400 | 992 | 0 | 113.23 | 111.22 | 2 | 0
2040 | MISO_IN_2_PJM_ROR | MISO_IN | PJM_ROR | Internal | Winter | B19 | 700 | 992 | 0 | 104.86 | 102.85 | 2 | 0
2040 | MISO_IN_2_PJM_ROR | MISO_IN | PJM_ROR | Internal | Winter | B20 | 935 | 992 | 0 | 83.63 | 81.63 | 2 | 0
2040 | MISO_MI_2_MISO_IN | MISO_MI | MISO_IN | Internal | Shoulder | B11 | 25 | 2066 | 1838.69 | 177.24 | 177.25 | 0.01 | 0
2040 | MISO_MI_2_MISO_IN | MISO_MI | MISO_IN | Internal | Shoulder | B12 | 200 | 2066 | 1336.78 | 168.53 | 168.55 | 0.01 | 0
2040 | MISO_MI_2_MISO_IN | MISO_MI | MISO_IN | Internal | Shoulder | B13 | 600 | 2066 | 602.02 | 109.57 | 109.58 | 0.01 | 0
2040 | MISO_MI_2_MISO_IN | MISO_MI | MISO_IN | Internal | Shoulder | B14 | 900 | 2066 | 285.44 | 104.85 | 104.86 | 0.01 | 0
2040 | MISO_MI_2_MISO_IN | MISO_MI | MISO_IN | Internal | Shoulder | B15 | 1203 | 2066 | 790.7 | 82.48 | 82.5 | 0.01 | 0
2040 | MISO_MI_2_MISO_IN | MISO_MI | MISO_IN | Internal | Summer | B1 | 10 | 2066 | 0 | 328.26 | 328.25 | 0.01 | 0
2040 | MISO_MI_2_MISO_IN | MISO_MI | MISO_IN | Internal | Summer | B2 | 25 | 2066 | 0 | 326.52 | 326.52 | 0.01 | 0
2040 | MISO_MI_2_MISO_IN | MISO_MI | MISO_IN | Internal | Summer | B3 | 75 | 2066 | 1148.05 | 308.1 | 308.11 | 0.01 | 0
2040 | MISO_MI_2_MISO_IN | MISO_MI | MISO_IN | Internal | Summer | B4 | 100 | 2066 | 0 | 204.89 | 204.88 | 0.01 | 0
2040 | MISO_MI_2_MISO_IN | MISO_MI | MISO_IN | Internal | Summer | B5 | 200 | 2066 | 0 | 193.87 | 193.86 | 0.01 | 0
2040 | MISO_MI_2_MISO_IN | MISO_MI | MISO_IN | Internal | Summer | B6 | 300 | 2066 | 444.75 | 175.65 | 175.66 | 0.01 | 0
2040 | MISO_MI_2_MISO_IN | MISO_MI | MISO_IN | Internal | Summer | B7 | 400 | 2066 | 1870.28 | 175.65 | 175.66 | 0.01 | 0
2040 | MISO_MI_2_MISO_IN | MISO_MI | MISO_IN | Internal | Summer | B8 | 500 | 2066 | 2066 | 175.59 | 175.66 | 0.01 | 0.06
2040 | MISO_MI_2_MISO_IN | MISO_MI | MISO_IN | Internal | Summer | B9 | 800 | 2066 | 2066 | 175.59 | 175.66 | 0.01 | 0.06
2040 | MISO_MI_2_MISO_IN | MISO_MI | MISO_IN | Internal | Summer | B10 | 1262 | 2066 | 0 | 108.63 | 108.63 | 0.01 | 0
2040 | MISO_MI_2_MISO_IN | MISO_MI | MISO_IN | Internal | Winter | B16 | 25 | 2066 | 796.34 | 180.64 | 180.65 | 0.01 | 0
2040 | MISO_MI_2_MISO_IN | MISO_MI | MISO_IN | Internal | Winter | B17 | 100 | 2066 | 1424.18 | 180.64 | 180.65 | 0.01 | 0
2040 | MISO_MI_2_MISO_IN | MISO_MI | MISO_IN | Internal | Winter | B18 | 400 | 2066 | 642.4 | 113.22 | 113.23 | 0.01 | 0
2040 | MISO_MI_2_MISO_IN | MISO_MI | MISO_IN | Internal | Winter | B19 | 700 | 2066 | 1118.36 | 104.85 | 104.86 | 0.01 | 0
2040 | MISO_MI_2_MISO_IN | MISO_MI | MISO_IN | Internal | Winter | B20 | 935 | 2066 | 1209.46 | 83.62 | 83.63 | 0.01 | 0
2040 | MISO_MI_2_MISO_WUMS | MISO_MI | MISO_WUMS | Internal | Shoulder | B11 | 25 | 1440 | 882.33 | 177.24 | 177.25 | 0.01 | 0
2040 | MISO_MI_2_MISO_WUMS | MISO_MI | MISO_WUMS | Internal | Shoulder | B12 | 200 | 1440 | 104.48 | 168.53 | 168.55 | 0.01 | 0
2040 | MISO_MI_2_MISO_WUMS | MISO_MI | MISO_WUMS | Internal | Shoulder | B13 | 600 | 1440 | 0 | 109.57 | 109.57 | 0.01 | 0
2040 | MISO_MI_2_MISO_WUMS | MISO_MI | MISO_WUMS | Internal | Shoulder | B14 | 900 | 1440 | 0 | 104.85 | 104.85 | 0.01 | 0
2040 | MISO_MI_2_MISO_WUMS | MISO_MI | MISO_WUMS | Internal | Shoulder | B15 | 1203 | 1440 | 0 | 82.48 | 82.47 | 0.01 | 0
2040 | MISO_MI_2_MISO_WUMS | MISO_MI | MISO_WUMS | Internal | Summer | B1 | 10 | 1440 | 0 | 328.26 | 326.52 | 0.01 | 0
2040 | MISO_MI_2_MISO_WUMS | MISO_MI | MISO_WUMS | Internal | Summer | B2 | 25 | 1440 | 0 | 326.52 | 326.51 | 0.01 | 0
2040 | MISO_MI_2_MISO_WUMS | MISO_MI | MISO_WUMS | Internal | Summer | B3 | 75 | 1440 | 0 | 308.1 | 232.87 | 0.01 | 0
2040 | MISO_MI_2_MISO_WUMS | MISO_MI | MISO_WUMS | Internal | Summer | B4 | 100 | 1440 | 0 | 204.89 | 204.78 | 0.01 | 0
2040 | MISO_MI_2_MISO_WUMS | MISO_MI | MISO_WUMS | Internal | Summer | B5 | 200 | 1440 | 0 | 193.87 | 193.86 | 0.01 | 0
2040 | MISO_MI_2_MISO_WUMS | MISO_MI | MISO_WUMS | Internal | Summer | B6 | 300 | 1440 | 0 | 175.65 | 175.63 | 0.01 | 0
2040 | MISO_MI_2_MISO_WUMS | MISO_MI | MISO_WUMS | Internal | Summer | B7 | 400 | 1440 | 0 | 175.65 | 175.63 | 0.01 | 0
2040 | MISO_MI_2_MISO_WUMS | MISO_MI | MISO_WUMS | Internal | Summer | B8 | 500 | 1440 | 0 | 175.59 | 175.57 | 0.01 | 0
2040 | MISO_MI_2_MISO_WUMS | MISO_MI | MISO_WUMS | Internal | Summer | B9 | 800 | 1440 | 0 | 175.59 | 175.57 | 0.01 | 0
2040 | MISO_MI_2_MISO_WUMS | MISO_MI | MISO_WUMS | Internal | Summer | B10 | 1262 | 1440 | 0 | 108.63 | 108.62 | 0.01 | 0
2040 | MISO_MI_2_MISO_WUMS | MISO_MI | MISO_WUMS | Internal | Winter | B16 | 25 | 1440 | 0 | 180.64 | 180.64 | 0.01 | 0
2040 | MISO_MI_2_MISO_WUMS | MISO_MI | MISO_WUMS | Internal | Winter | B17 | 100 | 1440 | 148.19 | 180.64 | 180.65 | 0.01 | 0
2040 | MISO_MI_2_MISO_WUMS | MISO_MI | MISO_WUMS | Internal | Winter | B18 | 400 | 1440 | 0 | 113.22 | 113.22 | 0.01 | 0
2040 | MISO_MI_2_MISO_WUMS | MISO_MI | MISO_WUMS | Internal | Winter | B19 | 700 | 1440 | 0 | 104.85 | 104.85 | 0.01 | 0
2040 | MISO_MI_2_MISO_WUMS | MISO_MI | MISO_WUMS | Internal | Winter | B20 | 935 | 1440 | 0 | 83.62 | 83.61 | 0.01 | 0
2040 | MISO_MI_2_PJM_ROR | MISO_MI | PJM_ROR | Internal | Shoulder | B11 | 25 | 1424 | 0 | 177.24 | 175.22 | 2 | 0
2040 | MISO_MI_2_PJM_ROR | MISO_MI | PJM_ROR | Internal | Shoulder | B12 | 200 | 1424 | 0 | 168.53 | 166.55 | 2 | 0
2040 | MISO_MI_2_PJM_ROR | MISO_MI | PJM_ROR | Internal | Shoulder | B13 | 600 | 1424 | 0 | 109.57 | 107.57 | 2 | 0
2040 | MISO_MI_2_PJM_ROR | MISO_MI | PJM_ROR | Internal | Shoulder | B14 | 900 | 1424 | 0 | 104.85 | 102.85 | 2 | 0
2040 | MISO_MI_2_PJM_ROR | MISO_MI | PJM_ROR | Internal | Shoulder | B15 | 1203 | 1424 | 0 | 82.48 | 80.5 | 2 | 0
2040 | MISO_MI_2_PJM_ROR | MISO_MI | PJM_ROR | Internal | Summer | B1 | 10 | 1424 | 0 | 328.26 | 328.52 | 2 | 0
2040 | MISO_MI_2_PJM_ROR | MISO_MI | PJM_ROR | Internal | Summer | B2 | 25 | 1424 | 519.11 | 326.52 | 328.52 | 2 | 0
2040 | MISO_MI_2_PJM_ROR | MISO_MI | PJM_ROR | Internal | Summer | B3 | 75 | 1424 | 1424 | 308.1 | 320.11 | 2 | 10.01
2040 | MISO_MI_2_PJM_ROR | MISO_MI | PJM_ROR | Internal | Summer | B4 | 100 | 1424 | 1424 | 204.89 | 212.27 | 2 | 5.38
2040 | MISO_MI_2_PJM_ROR | MISO_MI | PJM_ROR | Internal | Summer | B5 | 200 | 1424 | 1424 | 193.87 | 204.61 | 2 | 8.74
2040 | MISO_MI_2_PJM_ROR | MISO_MI | PJM_ROR | Internal | Summer | B6 | 300 | 1424 | 1424 | 175.65 | 198.24 | 2 | 20.59
2040 | MISO_MI_2_PJM_ROR | MISO_MI | PJM_ROR | Internal | Summer | B7 | 400 | 1424 | 1042.52 | 175.65 | 177.65 | 2 | 0
2040 | MISO_MI_2_PJM_ROR | MISO_MI | PJM_ROR | Internal | Summer | B8 | 500 | 1424 | 0 | 175.59 | 175.65 | 2 | 0
2040 | MISO_MI_2_PJM_ROR | MISO_MI | PJM_ROR | Internal | Summer | B9 | 800 | 1424 | 0 | 175.59 | 175.65 | 2 | 0
2040 | MISO_MI_2_PJM_ROR | MISO_MI | PJM_ROR | Internal | Summer | B10 | 1262 | 1424 | 670.22 | 108.63 | 110.63 | 2 | 0
2040 | MISO_MI_2_PJM_ROR | MISO_MI | PJM_ROR | Internal | Winter | B16 | 25 | 1424 | 0 | 180.64 | 178.64 | 2 | 0
2040 | MISO_MI_2_PJM_ROR | MISO_MI | PJM_ROR | Internal | Winter | B17 | 100 | 1424 | 0 | 180.64 | 178.65 | 2 | 0
2040 | MISO_MI_2_PJM_ROR | MISO_MI | PJM_ROR | Internal | Winter | B18 | 400 | 1424 | 0 | 113.22 | 111.22 | 2 | 0
2040 | MISO_MI_2_PJM_ROR | MISO_MI | PJM_ROR | Internal | Winter | B19 | 700 | 1424 | 0 | 104.85 | 102.85 | 2 | 0
2040 | MISO_MI_2_PJM_ROR | MISO_MI | PJM_ROR | Internal | Winter | B20 | 935 | 1424 | 0 | 83.62 | 81.63 | 2 | 0
2040 | MISO_MO-IL_2_ENT | MISO_MO-IL | ENT | Internal | Shoulder | B11 | 25 | 2540 | 1217.51 | 177.28 | 185.28 | 8 | 0
2040 | MISO_MO-IL_2_ENT | MISO_MO-IL | ENT | Internal | Shoulder | B12 | 200 | 2540 | 745.4 | 168.55 | 176.55 | 8 | 0
2040 | MISO_MO-IL_2_ENT | MISO_MO-IL | ENT | Internal | Shoulder | B13 | 600 | 2540 | 0 | 109.57 | 116.57 | 8 | 0
2040 | MISO_MO-IL_2_ENT | MISO_MO-IL | ENT | Internal | Shoulder | B14 | 900 | 2540 | 0 | 104.85 | 99.57 | 8 | 0
2040 | MISO_MO-IL_2_ENT | MISO_MO-IL | ENT | Internal | Shoulder | B15 | 1203 | 2540 | 0 | 80.4 | 78.48 | 8 | 0
2040 | MISO_MO-IL_2_ENT | MISO_MO-IL | ENT | Internal | Summer | B1 | 10 | 2540 | 0 | 330.52 | 334.16 | 8 | 0
2040 | MISO_MO-IL_2_ENT | MISO_MO-IL | ENT | Internal | Summer | B2 | 25 | 2540 | 0 | 327.19 | 334.16 | 8 | 0
2040 | MISO_MO-IL_2_ENT | MISO_MO-IL | ENT | Internal | Summer | B3 | 75 | 2540 | 0 | 327.19 | 333.11 | 8 | 0
2040 | MISO_MO-IL_2_ENT | MISO_MO-IL | ENT | Internal | Summer | B4 | 100 | 2540 | 0 | 227.27 | 222.27 | 8 | 0
2040 | MISO_MO-IL_2_ENT | MISO_MO-IL | ENT | Internal | Summer | B5 | 200 | 2540 | 0 | 215.18 | 208.04 | 8 | 0
2040 | MISO_MO-IL_2_ENT | MISO_MO-IL | ENT | Internal | Summer | B6 | 300 | 2540 | 0 | 200.24 | 200.24 | 8 | 0
2040 | MISO_MO-IL_2_ENT | MISO_MO-IL | ENT | Internal | Summer | B7 | 400 | 2540 | 0 | 184.66 | 184.66 | 8 | 0
2040 | MISO_MO-IL_2_ENT | MISO_MO-IL | ENT | Internal | Summer | B8 | 500 | 2540 | 0 | 175.67 | 178.34 | 8 | 0
2040 | MISO_MO-IL_2_ENT | MISO_MO-IL | ENT | Internal | Summer | B9 | 800 | 2540 | 0 | 175.67 | 178.34 | 8 | 0
2040 | MISO_MO-IL_2_ENT | MISO_MO-IL | ENT | Internal | Summer | B10 | 1262 | 2540 | 0 | 96.61 | 88.61 | 8 | 0
2040 | MISO_MO-IL_2_ENT | MISO_MO-IL | ENT | Internal | Winter | B16 | 25 | 2540 | 0 | 180.64 | 183.54 | 8 | 0
2040 | MISO_MO-IL_2_ENT | MISO_MO-IL | ENT | Internal | Winter | B17 | 100 | 2540 | 0 | 180.64 | 183.54 | 8 | 0
2040 | MISO_MO-IL_2_ENT | MISO_MO-IL | ENT | Internal | Winter | B18 | 400 | 2540 | 0 | 113.22 | 117.72 | 8 | 0
2040 | MISO_MO-IL_2_ENT | MISO_MO-IL | ENT | Internal | Winter | B19 | 700 | 2540 | 0 | 104.85 | 104.85 | 8 | 0
2040 | MISO_MO-IL_2_ENT | MISO_MO-IL | ENT | Internal | Winter | B20 | 935 | 2540 | 0 | 81.64 | 78.5 | 8 | 0
2040 | MISO_MO-IL_2_MISO_IN | MISO_MO-IL | MISO_IN | Internal | Shoulder | B11 | 25 | 2633 | 0 | 177.28 | 177.25 | 0.01 | 0
2040 | MISO_MO-IL_2_MISO_IN | MISO_MO-IL | MISO_IN | Internal | Shoulder | B12 | 200 | 2633 | 0 | 168.55 | 168.55 | 0.01 | 0
2040 | MISO_MO-IL_2_MISO_IN | MISO_MO-IL | MISO_IN | Internal | Shoulder | B13 | 600 | 2633 | 908.66 | 109.57 | 109.58 | 0.01 | 0
2040 | MISO_MO-IL_2_MISO_IN | MISO_MO-IL | MISO_IN | Internal | Shoulder | B14 | 900 | 2633 | 2235.92 | 104.85 | 104.86 | 0.01 | 0
2040 | MISO_MO-IL_2_MISO_IN | MISO_MO-IL | MISO_IN | Internal | Shoulder | B15 | 1203 | 2633 | 2633 | 80.4 | 82.5 | 0.01 | 2.09
2040 | MISO_MO-IL_2_MISO_IN | MISO_MO-IL | MISO_IN | Internal | Summer | B1 | 10 | 2633 | 0 | 330.52 | 328.25 | 0.01 | 0
2040 | MISO_MO-IL_2_MISO_IN | MISO_MO-IL | MISO_IN | Internal | Summer | B2 | 25 | 2633 | 0 | 327.19 | 326.52 | 0.01 | 0
2040 | MISO_MO-IL_2_MISO_IN | MISO_MO-IL | MISO_IN | Internal | Summer | B3 | 75 | 2633 | 0 | 327.19 | 308.11 | 0.01 | 0
2040 | MISO_MO-IL_2_MISO_IN | MISO_MO-IL | MISO_IN | Internal | Summer | B4 | 100 | 2633 | 0 | 227.27 | 204.88 | 0.01 | 0
2040 | MISO_MO-IL_2_MISO_IN | MISO_MO-IL | MISO_IN | Internal | Summer | B5 | 200 | 2633 | 0 | 215.18 | 193.86 | 0.01 | 0
2040 | MISO_MO-IL_2_MISO_IN | MISO_MO-IL | MISO_IN | Internal | Summer | B6 | 300 | 2633 | 0 | 200.24 | 175.66 | 0.01 | 0
2040 | MISO_MO-IL_2_MISO_IN | MISO_MO-IL | MISO_IN | Internal | Summer | B7 | 400 | 2633 | 0 | 184.66 | 175.66 | 0.01 | 0
2040 | MISO_MO-IL_2_MISO_IN | MISO_MO-IL | MISO_IN | Internal | Summer | B8 | 500 | 2633 | 0 | 175.67 | 175.66 | 0.01 | 0
2040 | MISO_MO-IL_2_MISO_IN | MISO_MO-IL | MISO_IN | Internal | Summer | B9 | 800 | 2633 | 0 | 175.67 | 175.66 | 0.01 | 0
2040 | MISO_MO-IL_2_MISO_IN | MISO_MO-IL | MISO_IN | Internal | Summer | B10 | 1262 | 2633 | 2633 | 96.61 | 108.63 | 0.01 | 12.01
2040 | MISO_MO-IL_2_MISO_IN | MISO_MO-IL | MISO_IN | Internal | Winter | B16 | 25 | 2633 | 328.42 | 180.64 | 180.65 | 0.01 | 0
2040 | MISO_MO-IL_2_MISO_IN | MISO_MO-IL | MISO_IN | Internal | Winter | B17 | 100 | 2633 | 1078.16 | 180.64 | 180.65 | 0.01 | 0
2040 | MISO_MO-IL_2_MISO_IN | MISO_MO-IL | MISO_IN | Internal | Winter | B18 | 400 | 2633 | 202.65 | 113.22 | 113.23 | 0.01 | 0
2040 | MISO_MO-IL_2_MISO_IN | MISO_MO-IL | MISO_IN | Internal | Winter | B19 | 700 | 2633 | 905.93 | 104.85 | 104.86 | 0.01 | 0
2040 | MISO_MO-IL_2_MISO_IN | MISO_MO-IL | MISO_IN | Internal | Winter | B20 | 935 | 2633 | 2633 | 81.64 | 83.63 | 0.01 | 1.98
2040 | MISO_MO-IL_2_MISO_W | MISO_MO-IL | MISO_W | Internal | Shoulder | B11 | 25 | 1075 | 0 | 177.28 | 177.26 | 0.01 | 0
2040 | MISO_MO-IL_2_MISO_W | MISO_MO-IL | MISO_W | Internal | Shoulder | B12 | 200 | 1075 | 0 | 168.55 | 168.53 | 0.01 | 0
2040 | MISO_MO-IL_2_MISO_W | MISO_MO-IL | MISO_W | Internal | Shoulder | B13 | 600 | 1075 | 0 | 109.57 | 104.56 | 0.01 | 0
2040 | MISO_MO-IL_2_MISO_W | MISO_MO-IL | MISO_W | Internal | Shoulder | B14 | 900 | 1075 | 0 | 104.85 | 76.61 | 0.01 | 0
2040 | MISO_MO-IL_2_MISO_W | MISO_MO-IL | MISO_W | Internal | Shoulder | B15 | 1203 | 1075 | 0 | 80.4 | 66.5 | 0.01 | 0
2040 | MISO_MO-IL_2_MISO_W | MISO_MO-IL | MISO_W | Internal | Summer | B1 | 10 | 1075 | 0 | 330.52 | 330.52 | 0.01 | 0
2040 | MISO_MO-IL_2_MISO_W | MISO_MO-IL | MISO_W | Internal | Summer | B2 | 25 | 1075 | 0 | 327.19 | 327.17 | 0.01 | 0
2040 | MISO_MO-IL_2_MISO_W | MISO_MO-IL | MISO_W | Internal | Summer | B3 | 75 | 1075 | 0 | 327.19 | 327.17 | 0.01 | 0
2040 | MISO_MO-IL_2_MISO_W | MISO_MO-IL | MISO_W | Internal | Summer | B4 | 100 | 1075 | 120.62 | 227.27 | 227.28 | 0.01 | 0
2040 | MISO_MO-IL_2_MISO_W | MISO_MO-IL | MISO_W | Internal | Summer | B5 | 200 | 1075 | 1075 | 215.18 | 219.96 | 0.01 | 4.76
2040 | MISO_MO-IL_2_MISO_W | MISO_MO-IL | MISO_W | Internal | Summer | B6 | 300 | 1075 | 1075 | 200.24 | 208.8 | 0.01 | 8.55
2040 | MISO_MO-IL_2_MISO_W | MISO_MO-IL | MISO_W | Internal | Summer | B7 | 400 | 1075 | 601.9 | 184.66 | 184.67 | 0.01 | 0
2040 | MISO_MO-IL_2_MISO_W | MISO_MO-IL | MISO_W | Internal | Summer | B8 | 500 | 1075 | 0 | 175.67 | 175.56 | 0.01 | 0
2040 | MISO_MO-IL_2_MISO_W | MISO_MO-IL | MISO_W | Internal | Summer | B9 | 800 | 1075 | 0 | 175.67 | 175.56 | 0.01 | 0
2040 | MISO_MO-IL_2_MISO_W | MISO_MO-IL | MISO_W | Internal | Summer | B10 | 1262 | 1075 | 0 | 96.61 | 76.61 | 0.01 | 0
2040 | MISO_MO-IL_2_MISO_W | MISO_MO-IL | MISO_W | Internal | Winter | B16 | 25 | 1075 | 0 | 180.64 | 96.91 | 0.01 | 0
2040 | MISO_MO-IL_2_MISO_W | MISO_MO-IL | MISO_W | Internal | Winter | B17 | 100 | 1075 | 0 | 180.64 | 93.35 | 0.01 | 0
2040 | MISO_MO-IL_2_MISO_W | MISO_MO-IL | MISO_W | Internal | Winter | B18 | 400 | 1075 | 0 | 113.22 | 105.71 | 0.01 | 0
2040 | MISO_MO-IL_2_MISO_W | MISO_MO-IL | MISO_W | Internal | Winter | B19 | 700 | 1075 | 0 | 104.85 | 96.91 | 0.01 | 0
2040 | MISO_MO-IL_2_MISO_W | MISO_MO-IL | MISO_W | Internal | Winter | B20 | 935 | 1075 | 0 | 81.64 | 71.51 | 0.01 | 0
2040 | MISO_MO-IL_2_PJM_ROR | MISO_MO-IL | PJM_ROR | Internal | Shoulder | B11 | 25 | 1212 | 0 | 177.28 | 175.22 | 2 | 0
2040 | MISO_MO-IL_2_PJM_ROR | MISO_MO-IL | PJM_ROR | Internal | Shoulder | B12 | 200 | 1212 | 0 | 168.55 | 166.55 | 2 | 0
2040 | MISO_MO-IL_2_PJM_ROR | MISO_MO-IL | PJM_ROR | Internal | Shoulder | B13 | 600 | 1212 | 0 | 109.57 | 107.57 | 2 | 0
2040 | MISO_MO-IL_2_PJM_ROR | MISO_MO-IL | PJM_ROR | Internal | Shoulder | B14 | 900 | 1212 | 0 | 104.85 | 102.85 | 2 | 0
2040 | MISO_MO-IL_2_PJM_ROR | MISO_MO-IL | PJM_ROR | Internal | Shoulder | B15 | 1203 | 1212 | 0 | 80.4 | 80.5 | 2 | 0
2040 | MISO_MO-IL_2_PJM_ROR | MISO_MO-IL | PJM_ROR | Internal | Summer | B1 | 10 | 1212 | 0 | 330.52 | 328.52 | 2 | 0
2040 | MISO_MO-IL_2_PJM_ROR | MISO_MO-IL | PJM_ROR | Internal | Summer | B2 | 25 | 1212 | 0 | 327.19 | 328.52 | 2 | 0
2040 | MISO_MO-IL_2_PJM_ROR | MISO_MO-IL | PJM_ROR | Internal | Summer | B3 | 75 | 1212 | 0 | 327.19 | 320.11 | 2 | 0
2040 | MISO_MO-IL_2_PJM_ROR | MISO_MO-IL | PJM_ROR | Internal | Summer | B4 | 100 | 1212 | 0 | 227.27 | 212.27 | 2 | 0
2040 | MISO_MO-IL_2_PJM_ROR | MISO_MO-IL | PJM_ROR | Internal | Summer | B5 | 200 | 1212 | 0 | 215.18 | 204.61 | 2 | 0
2040 | MISO_MO-IL_2_PJM_ROR | MISO_MO-IL | PJM_ROR | Internal | Summer | B6 | 300 | 1212 | 0 | 200.24 | 198.24 | 2 | 0
2040 | MISO_MO-IL_2_PJM_ROR | MISO_MO-IL | PJM_ROR | Internal | Summer | B7 | 400 | 1212 | 0 | 184.66 | 177.65 | 2 | 0
2040 | MISO_MO-IL_2_PJM_ROR | MISO_MO-IL | PJM_ROR | Internal | Summer | B8 | 500 | 1212 | 0 | 175.67 | 175.65 | 2 | 0
2040 | MISO_MO-IL_2_PJM_ROR | MISO_MO-IL | PJM_ROR | Internal | Summer | B9 | 800 | 1212 | 0 | 175.67 | 175.65 | 2 | 0
2040 | MISO_MO-IL_2_PJM_ROR | MISO_MO-IL | PJM_ROR | Internal | Summer | B10 | 1262 | 1212 | 1212 | 96.61 | 110.63 | 2 | 12.02
2040 | MISO_MO-IL_2_PJM_ROR | MISO_MO-IL | PJM_ROR | Internal | Winter | B16 | 25 | 1212 | 0 | 180.64 | 178.64 | 2 | 0
2040 | MISO_MO-IL_2_PJM_ROR | MISO_MO-IL | PJM_ROR | Internal | Winter | B17 | 100 | 1212 | 0 | 180.64 | 178.65 | 2 | 0
2040 | MISO_MO-IL_2_PJM_ROR | MISO_MO-IL | PJM_ROR | Internal | Winter | B18 | 400 | 1212 | 0 | 113.22 | 111.22 | 2 | 0
2040 | MISO_MO-IL_2_PJM_ROR | MISO_MO-IL | PJM_ROR | Internal | Winter | B19 | 700 | 1212 | 0 | 104.85 | 102.85 | 2 | 0
2040 | MISO_MO-IL_2_PJM_ROR | MISO_MO-IL | PJM_ROR | Internal | Winter | B20 | 935 | 1212 | 0 | 81.64 | 81.63 | 2 | 0
2040 | MISO_MO-IL_2_SPP_N | MISO_MO-IL | SPP_N | Internal | Shoulder | B11 | 25 | 2000 | 0 | 177.28 | 184.26 | 8 | 0
2040 | MISO_MO-IL_2_SPP_N | MISO_MO-IL | SPP_N | Internal | Shoulder | B12 | 200 | 2000 | 0 | 168.55 | 174.75 | 8 | 0
2040 | MISO_MO-IL_2_SPP_N | MISO_MO-IL | SPP_N | Internal | Shoulder | B13 | 600 | 2000 | 0 | 109.57 | 111.56 | 8 | 0
2040 | MISO_MO-IL_2_SPP_N | MISO_MO-IL | SPP_N | Internal | Shoulder | B14 | 900 | 2000 | 0 | 104.85 | 81.85 | 8 | 0
2040 | MISO_MO-IL_2_SPP_N | MISO_MO-IL | SPP_N | Internal | Shoulder | B15 | 1203 | 2000 | 0 | 80.4 | 73.5 | 8 | 0
2040 | MISO_MO-IL_2_SPP_N | MISO_MO-IL | SPP_N | Internal | Summer | B1 | 10 | 2000 | 0 | 330.52 | 325.52 | 8 | 0
2040 | MISO_MO-IL_2_SPP_N | MISO_MO-IL | SPP_N | Internal | Summer | B2 | 25 | 2000 | 0 | 327.19 | 329.16 | 8 | 0
2040 | MISO_MO-IL_2_SPP_N | MISO_MO-IL | SPP_N | Internal | Summer | B3 | 75 | 2000 | 0 | 327.19 | 331.11 | 8 | 0
2040 | MISO_MO-IL_2_SPP_N | MISO_MO-IL | SPP_N | Internal | Summer | B4 | 100 | 2000 | 0 | 227.27 | 222.27 | 8 | 0
2040 | MISO_MO-IL_2_SPP_N | MISO_MO-IL | SPP_N | Internal | Summer | B5 | 200 | 2000 | 0 | 215.18 | 215.96 | 8 | 0
2040 | MISO_MO-IL_2_SPP_N | MISO_MO-IL | SPP_N | Internal | Summer | B6 | 300 | 2000 | 95.77 | 200.24 | 208.24 | 8 | 0
2040 | MISO_MO-IL_2_SPP_N | MISO_MO-IL | SPP_N | Internal | Summer | B7 | 400 | 2000 | 0 | 184.66 | 191.67 | 8 | 0
2040 | MISO_MO-IL_2_SPP_N | MISO_MO-IL | SPP_N | Internal | Summer | B8 | 500 | 2000 | 0 | 175.67 | 179.23 | 8 | 0
2040 | MISO_MO-IL_2_SPP_N | MISO_MO-IL | SPP_N | Internal | Summer | B9 | 800 | 2000 | 0 | 175.67 | 179.23 | 8 | 0
2040 | MISO_MO-IL_2_SPP_N | MISO_MO-IL | SPP_N | Internal | Summer | B10 | 1262 | 2000 | 0 | 96.61 | 83.61 | 8 | 0
2040 | MISO_MO-IL_2_SPP_N | MISO_MO-IL | SPP_N | Internal | Winter | B16 | 25 | 2000 | 0 | 180.64 | 175.64 | 8 | 0
2040 | MISO_MO-IL_2_SPP_N | MISO_MO-IL | SPP_N | Internal | Winter | B17 | 100 | 2000 | 0 | 180.64 | 100.36 | 8 | 0
2040 | MISO_MO-IL_2_SPP_N | MISO_MO-IL | SPP_N | Internal | Winter | B18 | 400 | 2000 | 0 | 113.22 | 112.71 | 8 | 0
2040 | MISO_MO-IL_2_SPP_N | MISO_MO-IL | SPP_N | Internal | Winter | B19 | 700 | 2000 | 0 | 104.85 | 99.85 | 8 | 0
2040 | MISO_MO-IL_2_SPP_N | MISO_MO-IL | SPP_N | Internal | Winter | B20 | 935 | 2000 | 0 | 81.64 | 73.5 | 8 | 0
2040 | MISO_MO-IL_2_TVA_Transmission | MISO_MO-IL | TVA_Transmission | Internal | Shoulder | B11 | 25 | 4000 | 0 | 177.28 | 181.2 | 8 | 0
2040 | MISO_MO-IL_2_TVA_Transmission | MISO_MO-IL | TVA_Transmission | Internal | Shoulder | B12 | 200 | 4000 | 0 | 168.55 | 167.55 | 8 | 0
2040 | MISO_MO-IL_2_TVA_Transmission | MISO_MO-IL | TVA_Transmission | Internal | Shoulder | B13 | 600 | 4000 | 0 | 109.57 | 107.57 | 8 | 0
2040 | MISO_MO-IL_2_TVA_Transmission | MISO_MO-IL | TVA_Transmission | Internal | Shoulder | B14 | 900 | 4000 | 0 | 104.85 | 107.57 | 8 | 0
2040 | MISO_MO-IL_2_TVA_Transmission | MISO_MO-IL | TVA_Transmission | Internal | Shoulder | B15 | 1203 | 4000 | 0 | 80.4 | 86.48 | 8 | 0
2040 | MISO_MO-IL_2_TVA_Transmission | MISO_MO-IL | TVA_Transmission | Internal | Summer | B1 | 10 | 4000 | 1429 | 330.52 | 338.52 | 8 | 0
2040 | MISO_MO-IL_2_TVA_Transmission | MISO_MO-IL | TVA_Transmission | Internal | Summer | B2 | 25 | 4000 | 653.84 | 327.19 | 335.19 | 8 | 0
2040 | MISO_MO-IL_2_TVA_Transmission | MISO_MO-IL | TVA_Transmission | Internal | Summer | B3 | 75 | 4000 | 0 | 327.19 | 324.11 | 8 | 0
2040 | MISO_MO-IL_2_TVA_Transmission | MISO_MO-IL | TVA_Transmission | Internal | Summer | B4 | 100 | 4000 | 0 | 227.27 | 218.27 | 8 | 0
2040 | MISO_MO-IL_2_TVA_Transmission | MISO_MO-IL | TVA_Transmission | Internal | Summer | B5 | 200 | 4000 | 0 | 215.18 | 206.18 | 8 | 0
2040 | MISO_MO-IL_2_TVA_Transmission | MISO_MO-IL | TVA_Transmission | Internal | Summer | B6 | 300 | 4000 | 0 | 200.24 | 191.24 | 8 | 0
2040 | MISO_MO-IL_2_TVA_Transmission | MISO_MO-IL | TVA_Transmission | Internal | Summer | B7 | 400 | 4000 | 0 | 184.66 | 175.66 | 8 | 0
2040 | MISO_MO-IL_2_TVA_Transmission | MISO_MO-IL | TVA_Transmission | Internal | Summer | B8 | 500 | 4000 | 0 | 175.67 | 174.73 | 8 | 0
2040 | MISO_MO-IL_2_TVA_Transmission | MISO_MO-IL | TVA_Transmission | Internal | Summer | B9 | 800 | 4000 | 0 | 175.67 | 174.69 | 8 | 0
2040 | MISO_MO-IL_2_TVA_Transmission | MISO_MO-IL | TVA_Transmission | Internal | Summer | B10 | 1262 | 4000 | 0 | 96.61 | 96.23 | 8 | 0
2040 | MISO_MO-IL_2_TVA_Transmission | MISO_MO-IL | TVA_Transmission | Internal | Winter | B16 | 25 | 4000 | 0 | 180.64 | 184.39 | 8 | 0
2040 | MISO_MO-IL_2_TVA_Transmission | MISO_MO-IL | TVA_Transmission | Internal | Winter | B17 | 100 | 4000 | 0 | 180.64 | 184.15 | 8 | 0
2040 | MISO_MO-IL_2_TVA_Transmission | MISO_MO-IL | TVA_Transmission | Internal | Winter | B18 | 400 | 4000 | 0 | 113.22 | 108.72 | 8 | 0
2040 | MISO_MO-IL_2_TVA_Transmission | MISO_MO-IL | TVA_Transmission | Internal | Winter | B19 | 700 | 4000 | 0 | 104.85 | 108.05 | 8 | 0
2040 | MISO_MO-IL_2_TVA_Transmission | MISO_MO-IL | TVA_Transmission | Internal | Winter | B20 | 935 | 4000 | 0 | 81.64 | 86.5 | 8 | 0
2040 | MISO_W_2_IESO | MISO_W | IESO | Internal | Shoulder | B11 | 25 | 90 | 0 | 177.26 | 75.48 | 8 | 0
2040 | MISO_W_2_IESO | MISO_W | IESO | Internal | Shoulder | B12 | 200 | 90 | 0 | 168.53 | 92.13 | 8 | 0
2040 | MISO_W_2_IESO | MISO_W | IESO | Internal | Shoulder | B13 | 600 | 90 | 0 | 104.56 | 75.48 | 8 | 0
2040 | MISO_W_2_IESO | MISO_W | IESO | Internal | Shoulder | B14 | 900 | 90 | 0 | 76.61 | 75.48 | 8 | 0
2040 | MISO_W_2_IESO | MISO_W | IESO | Internal | Shoulder | B15 | 1203 | 90 | 90 | 66.5 | 75.48 | 8 | 0.99
2040 | MISO_W_2_IESO | MISO_W | IESO | Internal | Summer | B1 | 10 | 90 | 0 | 330.52 | 188.7 | 8 | 0
2040 | MISO_W_2_IESO | MISO_W | IESO | Internal | Summer | B2 | 25 | 90 | 0 | 327.17 | 193.69 | 8 | 0
2040 | MISO_W_2_IESO | MISO_W | IESO | Internal | Summer | B3 | 75 | 90 | 0 | 327.17 | 188.7 | 8 | 0
2040 | MISO_W_2_IESO | MISO_W | IESO | Internal | Summer | B4 | 100 | 90 | 0 | 227.28 | 101.79 | 8 | 0
2040 | MISO_W_2_IESO | MISO_W | IESO | Internal | Summer | B5 | 200 | 90 | 0 | 219.96 | 84.6 | 8 | 0
2040 | MISO_W_2_IESO | MISO_W | IESO | Internal | Summer | B6 | 300 | 90 | 0 | 208.8 | 71.54 | 8 | 0
2040 | MISO_W_2_IESO | MISO_W | IESO | Internal | Summer | B7 | 400 | 90 | 0 | 184.67 | 71.54 | 8 | 0
2040 | MISO_W_2_IESO | MISO_W | IESO | Internal | Summer | B8 | 500 | 90 | 0 | 175.56 | 71.54 | 8 | 0
2040 | MISO_W_2_IESO | MISO_W | IESO | Internal | Summer | B9 | 800 | 90 | 0 | 175.56 | 71.54 | 8 | 0
2040 | MISO_W_2_IESO | MISO_W | IESO | Internal | Summer | B10 | 1262 | 90 | 0 | 76.61 | 71.54 | 8 | 0
2040 | MISO_W_2_IESO | MISO_W | IESO | Internal | Winter | B16 | 25 | 90 | 0 | 96.91 | 76.62 | 8 | 0
2040 | MISO_W_2_IESO | MISO_W | IESO | Internal | Winter | B17 | 100 | 90 | 0 | 93.35 | 76.62 | 8 | 0
2040 | MISO_W_2_IESO | MISO_W | IESO | Internal | Winter | B18 | 400 | 90 | 0 | 105.71 | 76.62 | 8 | 0
2040 | MISO_W_2_IESO | MISO_W | IESO | Internal | Winter | B19 | 700 | 90 | 0 | 96.91 | 76.62 | 8 | 0
2040 | MISO_W_2_IESO | MISO_W | IESO | Internal | Winter | B20 | 935 | 90 | 0 | 71.51 | 76.62 | 8 | 0
2040 | MISO_W_2_MAPP_CA | MISO_W | MAPP_CA | Internal | Shoulder | B11 | 25 | 926 | 0 | 177.26 | 66.48 | 0.01 | 0
2040 | MISO_W_2_MAPP_CA | MISO_W | MAPP_CA | Internal | Shoulder | B12 | 200 | 926 | 0 | 168.53 | 66.48 | 0.01 | 0
2040 | MISO_W_2_MAPP_CA | MISO_W | MAPP_CA | Internal | Shoulder | B13 | 600 | 926 | 0 | 104.56 | 66.48 | 0.01 | 0
2040 | MISO_W_2_MAPP_CA | MISO_W | MAPP_CA | Internal | Shoulder | B14 | 900 | 926 | 0 | 76.61 | 66.48 | 0.01 | 0
2040 | MISO_W_2_MAPP_CA | MISO_W | MAPP_CA | Internal | Shoulder | B15 | 1203 | 926 | 0 | 66.5 | 66.48 | 0.01 | 0
2040 | MISO_W_2_MAPP_CA | MISO_W | MAPP_CA | Internal | Summer | B1 | 10 | 926 | 0 | 330.52 | 76.6 | 0.01 | 0
2040 | MISO_W_2_MAPP_CA | MISO_W | MAPP_CA | Internal | Summer | B2 | 25 | 926 | 0 | 327.17 | 76.6 | 0.01 | 0
2040 | MISO_W_2_MAPP_CA | MISO_W | MAPP_CA | Internal | Summer | B3 | 75 | 926 | 0 | 327.17 | 76.6 | 0.01 | 0
2040 | MISO_W_2_MAPP_CA | MISO_W | MAPP_CA | Internal | Summer | B4 | 100 | 926 | 0 | 227.28 | 76.6 | 0.01 | 0
2040 | MISO_W_2_MAPP_CA | MISO_W | MAPP_CA | Internal | Summer | B5 | 200 | 926 | 0 | 219.96 | 76.6 | 0.01 | 0
2040 | MISO_W_2_MAPP_CA | MISO_W | MAPP_CA | Internal | Summer | B6 | 300 | 926 | 0 | 208.8 | 76.6 | 0.01 | 0
2040 | MISO_W_2_MAPP_CA | MISO_W | MAPP_CA | Internal | Summer | B7 | 400 | 926 | 0 | 184.67 | 76.6 | 0.01 | 0
2040 | MISO_W_2_MAPP_CA | MISO_W | MAPP_CA | Internal | Summer | B8 | 500 | 926 | 0 | 175.56 | 76.6 | 0.01 | 0
2040 | MISO_W_2_MAPP_CA | MISO_W | MAPP_CA | Internal | Summer | B9 | 800 | 926 | 0 | 175.56 | 76.6 | 0.01 | 0
2040 | MISO_W_2_MAPP_CA | MISO_W | MAPP_CA | Internal | Summer | B10 | 1262 | 926 | 0 | 76.61 | 76.6 | 0.01 | 0
2040 | MISO_W_2_MAPP_CA | MISO_W | MAPP_CA | Internal | Winter | B16 | 25 | 926 | 0 | 96.91 | 71.5 | 0.01 | 0
2040 | MISO_W_2_MAPP_CA | MISO_W | MAPP_CA | Internal | Winter | B17 | 100 | 926 | 0 | 93.35 | 71.5 | 0.01 | 0
2040 | MISO_W_2_MAPP_CA | MISO_W | MAPP_CA | Internal | Winter | B18 | 400 | 926 | 0 | 105.71 | 71.5 | 0.01 | 0
2040 | MISO_W_2_MAPP_CA | MISO_W | MAPP_CA | Internal | Winter | B19 | 700 | 926 | 0 | 96.91 | 71.5 | 0.01 | 0
2040 | MISO_W_2_MAPP_CA | MISO_W | MAPP_CA | Internal | Winter | B20 | 935 | 926 | 0 | 71.51 | 71.5 | 0.01 | 0
2040 | MISO_W_2_MISO_MO-IL | MISO_W | MISO_MO-IL | Internal | Shoulder | B11 | 25 | 3915 | 287.92 | 177.26 | 177.28 | 0.01 | 0
2040 | MISO_W_2_MISO_MO-IL | MISO_W | MISO_MO-IL | Internal | Shoulder | B12 | 200 | 3915 | 3825.11 | 168.53 | 168.55 | 0.01 | 0
2040 | MISO_W_2_MISO_MO-IL | MISO_W | MISO_MO-IL | Internal | Shoulder | B13 | 600 | 3915 | 3915 | 104.56 | 109.57 | 0.01 | 5
2040 | MISO_W_2_MISO_MO-IL | MISO_W | MISO_MO-IL | Internal | Shoulder | B14 | 900 | 3915 | 3915 | 76.61 | 104.85 | 0.01 | 28.23
2040 | MISO_W_2_MISO_MO-IL | MISO_W | MISO_MO-IL | Internal | Shoulder | B15 | 1203 | 3915 | 3915 | 66.5 | 80.4 | 0.01 | 13.89
2040 | MISO_W_2_MISO_MO-IL | MISO_W | MISO_MO-IL | Internal | Summer | B1 | 10 | 3915 | 0 | 330.52 | 330.52 | 0.01 | 0
2040 | MISO_W_2_MISO_MO-IL | MISO_W | MISO_MO-IL | Internal | Summer | B2 | 25 | 3915 | 3539.98 | 327.17 | 327.19 | 0.01 | 0
2040 | MISO_W_2_MISO_MO-IL | MISO_W | MISO_MO-IL | Internal | Summer | B3 | 75 | 3915 | 943.16 | 327.17 | 327.19 | 0.01 | 0
2040 | MISO_W_2_MISO_MO-IL | MISO_W | MISO_MO-IL | Internal | Summer | B4 | 100 | 3915 | 0 | 227.28 | 227.27 | 0.01 | 0
2040 | MISO_W_2_MISO_MO-IL | MISO_W | MISO_MO-IL | Internal | Summer | B5 | 200 | 3915 | 0 | 219.96 | 215.18 | 0.01 | 0
2040 | MISO_W_2_MISO_MO-IL | MISO_W | MISO_MO-IL | Internal | Summer | B6 | 300 | 3915 | 0 | 208.8 | 200.24 | 0.01 | 0
2040 | MISO_W_2_MISO_MO-IL | MISO_W | MISO_MO-IL | Internal | Summer | B7 | 400 | 3915 | 0 | 184.67 | 184.66 | 0.01 | 0
2040 | MISO_W_2_MISO_MO-IL | MISO_W | MISO_MO-IL | Internal | Summer | B8 | 500 | 3915 | 3915 | 175.56 | 175.67 | 0.01 | 0.1
2040 | MISO_W_2_MISO_MO-IL | MISO_W | MISO_MO-IL | Internal | Summer | B9 | 800 | 3915 | 3915 | 175.56 | 175.67 | 0.01 | 0.1
2040 | MISO_W_2_MISO_MO-IL | MISO_W | MISO_MO-IL | Internal | Summer | B10 | 1262 | 3915 | 3915 | 76.61 | 96.61 | 0.01 | 19.99
2040 | MISO_W_2_MISO_MO-IL | MISO_W | MISO_MO-IL | Internal | Winter | B16 | 25 | 3915 | 3915 | 96.91 | 180.64 | 0.01 | 83.71
2040 | MISO_W_2_MISO_MO-IL | MISO_W | MISO_MO-IL | Internal | Winter | B17 | 100 | 3915 | 3915 | 93.35 | 180.64 | 0.01 | 87.28
2040 | MISO_W_2_MISO_MO-IL | MISO_W | MISO_MO-IL | Internal | Winter | B18 | 400 | 3915 | 3915 | 105.71 | 113.22 | 0.01 | 7.5
2040 | MISO_W_2_MISO_MO-IL | MISO_W | MISO_MO-IL | Internal | Winter | B19 | 700 | 3915 | 3915 | 96.91 | 104.85 | 0.01 | 7.93
2040 | MISO_W_2_MISO_MO-IL | MISO_W | MISO_MO-IL | Internal | Winter | B20 | 935 | 3915 | 3915 | 71.51 | 81.64 | 0.01 | 10.12
2040 | MISO_W_2_MISO_WUMS | MISO_W | MISO_WUMS | Internal | Shoulder | B11 | 25 | 1732 | 0 | 177.26 | 177.25 | 0.01 | 0
2040 | MISO_W_2_MISO_WUMS | MISO_W | MISO_WUMS | Internal | Shoulder | B12 | 200 | 1732 | 1529.9 | 168.53 | 168.55 | 0.01 | 0
2040 | MISO_W_2_MISO_WUMS | MISO_W | MISO_WUMS | Internal | Shoulder | B13 | 600 | 1732 | 1732 | 104.56 | 109.57 | 0.01 | 5
2040 | MISO_W_2_MISO_WUMS | MISO_W | MISO_WUMS | Internal | Shoulder | B14 | 900 | 1732 | 1732 | 76.61 | 104.85 | 0.01 | 28.23
2040 | MISO_W_2_MISO_WUMS | MISO_W | MISO_WUMS | Internal | Shoulder | B15 | 1203 | 1732 | 1732 | 66.5 | 82.47 | 0.01 | 15.96
2040 | MISO_W_2_MISO_WUMS | MISO_W | MISO_WUMS | Internal | Summer | B1 | 10 | 1732 | 0 | 330.52 | 326.52 | 0.01 | 0
2040 | MISO_W_2_MISO_WUMS | MISO_W | MISO_WUMS | Internal | Summer | B2 | 25 | 1732 | 0 | 327.17 | 326.51 | 0.01 | 0
2040 | MISO_W_2_MISO_WUMS | MISO_W | MISO_WUMS | Internal | Summer | B3 | 75 | 1732 | 0 | 327.17 | 232.87 | 0.01 | 0
2040 | MISO_W_2_MISO_WUMS | MISO_W | MISO_WUMS | Internal | Summer | B4 | 100 | 1732 | 0 | 227.28 | 204.78 | 0.01 | 0
2040 | MISO_W_2_MISO_WUMS | MISO_W | MISO_WUMS | Internal | Summer | B5 | 200 | 1732 | 0 | 219.96 | 193.86 | 0.01 | 0
2040 | MISO_W_2_MISO_WUMS | MISO_W | MISO_WUMS | Internal | Summer | B6 | 300 | 1732 | 0 | 208.8 | 175.63 | 0.01 | 0
2040 | MISO_W_2_MISO_WUMS | MISO_W | MISO_WUMS | Internal | Summer | B7 | 400 | 1732 | 0 | 184.67 | 175.63 | 0.01 | 0
2040 | MISO_W_2_MISO_WUMS | MISO_W | MISO_WUMS | Internal | Summer | B8 | 500 | 1732 | 55.83 | 175.56 | 175.57 | 0.01 | 0
2040 | MISO_W_2_MISO_WUMS | MISO_W | MISO_WUMS | Internal | Summer | B9 | 800 | 1732 | 843.77 | 175.56 | 175.57 | 0.01 | 0
2040 | MISO_W_2_MISO_WUMS | MISO_W | MISO_WUMS | Internal | Summer | B10 | 1262 | 1732 | 1732 | 76.61 | 108.62 | 0.01 | 32
2040 | MISO_W_2_MISO_WUMS | MISO_W | MISO_WUMS | Internal | Winter | B16 | 25 | 1732 | 1732 | 96.91 | 180.64 | 0.01 | 83.71
2040 | MISO_W_2_MISO_WUMS | MISO_W | MISO_WUMS | Internal | Winter | B17 | 100 | 1732 | 1732 | 93.35 | 180.65 | 0.01 | 87.29
2040 | MISO_W_2_MISO_WUMS | MISO_W | MISO_WUMS | Internal | Winter | B18 | 400 | 1732 | 1732 | 105.71 | 113.22 | 0.01 | 7.5
2040 | MISO_W_2_MISO_WUMS | MISO_W | MISO_WUMS | Internal | Winter | B19 | 700 | 1732 | 1732 | 96.91 | 104.85 | 0.01 | 7.93
2040 | MISO_W_2_MISO_WUMS | MISO_W | MISO_WUMS | Internal | Winter | B20 | 935 | 1732 | 1732 | 71.51 | 83.61 | 0.01 | 12.09
2040 | MISO_W_2_NE | MISO_W | NE | Internal | Shoulder | B11 | 25 | 2800 | 0 | 177.26 | 184.25 | 7 | 0
2040 | MISO_W_2_NE | MISO_W | NE | Internal | Shoulder | B12 | 200 | 2800 | 0 | 168.53 | 174.74 | 7 | 0
2040 | MISO_W_2_NE | MISO_W | NE | Internal | Shoulder | B13 | 600 | 2800 | 0 | 104.56 | 111.55 | 7 | 0
2040 | MISO_W_2_NE | MISO_W | NE | Internal | Shoulder | B14 | 900 | 2800 | 0 | 76.61 | 81.84 | 7 | 0
2040 | MISO_W_2_NE | MISO_W | NE | Internal | Shoulder | B15 | 1203 | 2800 | 238.71 | 66.5 | 73.5 | 7 | 0
2040 | MISO_W_2_NE | MISO_W | NE | Internal | Summer | B1 | 10 | 2800 | 0 | 330.52 | 330.97 | 7 | 0
2040 | MISO_W_2_NE | MISO_W | NE | Internal | Summer | B2 | 25 | 2800 | 0 | 327.17 | 329.17 | 7 | 0
2040 | MISO_W_2_NE | MISO_W | NE | Internal | Summer | B3 | 75 | 2800 | 0 | 327.17 | 331.12 | 7 | 0
2040 | MISO_W_2_NE | MISO_W | NE | Internal | Summer | B4 | 100 | 2800 | 0 | 227.28 | 229.09 | 7 | 0
2040 | MISO_W_2_NE | MISO_W | NE | Internal | Summer | B5 | 200 | 2800 | 0 | 219.96 | 226.2 | 7 | 0
2040 | MISO_W_2_NE | MISO_W | NE | Internal | Summer | B6 | 300 | 2800 | 8.81 | 208.8 | 215.8 | 7 | 0
2040 | MISO_W_2_NE | MISO_W | NE | Internal | Summer | B7 | 400 | 2800 | 399.35 | 184.67 | 191.67 | 7 | 0
2040 | MISO_W_2_NE | MISO_W | NE | Internal | Summer | B8 | 500 | 2800 | 0 | 175.56 | 179.22 | 7 | 0
2040 | MISO_W_2_NE | MISO_W | NE | Internal | Summer | B9 | 800 | 2800 | 0 | 175.56 | 179.22 | 7 | 0
2040 | MISO_W_2_NE | MISO_W | NE | Internal | Summer | B10 | 1262 | 2800 | 0 | 76.61 | 83.6 | 7 | 0
2040 | MISO_W_2_NE | MISO_W | NE | Internal | Winter | B16 | 25 | 2800 | 2379.02 | 96.91 | 103.91 | 7 | 0
2040 | MISO_W_2_NE | MISO_W | NE | Internal | Winter | B17 | 100 | 2800 | 434.2 | 93.35 | 100.35 | 7 | 0
2040 | MISO_W_2_NE | MISO_W | NE | Internal | Winter | B18 | 400 | 2800 | 0 | 105.71 | 112.7 | 7 | 0
2040 | MISO_W_2_NE | MISO_W | NE | Internal | Winter | B19 | 700 | 2800 | 0 | 96.91 | 99.84 | 7 | 0
2040 | MISO_W_2_NE | MISO_W | NE | Internal | Winter | B20 | 935 | 2800 | 0 | 71.51 | 73.51 | 7 | 0
2040 | MISO_W_2_PJM_ROR | MISO_W | PJM_ROR | Internal | Shoulder | B11 | 25 | 773 | 0 | 177.26 | 175.22 | 2 | 0
2040 | MISO_W_2_PJM_ROR | MISO_W | PJM_ROR | Internal | Shoulder | B12 | 200 | 773 | 0 | 168.53 | 166.55 | 2 | 0
2040 | MISO_W_2_PJM_ROR | MISO_W | PJM_ROR | Internal | Shoulder | B13 | 600 | 773 | 773 | 104.56 | 107.57 | 2 | 1.01
2040 | MISO_W_2_PJM_ROR | MISO_W | PJM_ROR | Internal | Shoulder | B14 | 900 | 773 | 773 | 76.61 | 102.85 | 2 | 24.24
2040 | MISO_W_2_PJM_ROR | MISO_W | PJM_ROR | Internal | Shoulder | B15 | 1203 | 773 | 773 | 66.5 | 80.5 | 2 | 12
2040 | MISO_W_2_PJM_ROR | MISO_W | PJM_ROR | Internal | Summer | B1 | 10 | 773 | 0 | 330.52 | 328.52 | 2 | 0
2040 | MISO_W_2_PJM_ROR | MISO_W | PJM_ROR | Internal | Summer | B2 | 25 | 773 | 0 | 327.17 | 328.52 | 2 | 0
2040 | MISO_W_2_PJM_ROR | MISO_W | PJM_ROR | Internal | Summer | B3 | 75 | 773 | 0 | 327.17 | 320.11 | 2 | 0
2040 | MISO_W_2_PJM_ROR | MISO_W | PJM_ROR | Internal | Summer | B4 | 100 | 773 | 0 | 227.28 | 212.27 | 2 | 0
2040 | MISO_W_2_PJM_ROR | MISO_W | PJM_ROR | Internal | Summer | B5 | 200 | 773 | 0 | 219.96 | 204.61 | 2 | 0
2040 | MISO_W_2_PJM_ROR | MISO_W | PJM_ROR | Internal | Summer | B6 | 300 | 773 | 0 | 208.8 | 198.24 | 2 | 0
2040 | MISO_W_2_PJM_ROR | MISO_W | PJM_ROR | Internal | Summer | B7 | 400 | 773 | 0 | 184.67 | 177.65 | 2 | 0
2040 | MISO_W_2_PJM_ROR | MISO_W | PJM_ROR | Internal | Summer | B8 | 500 | 773 | 0 | 175.56 | 175.65 | 2 | 0
2040 | MISO_W_2_PJM_ROR | MISO_W | PJM_ROR | Internal | Summer | B9 | 800 | 773 | 0 | 175.56 | 175.65 | 2 | 0
2040 | MISO_W_2_PJM_ROR | MISO_W | PJM_ROR | Internal | Summer | B10 | 1262 | 773 | 773 | 76.61 | 110.63 | 2 | 32.02
2040 | MISO_W_2_PJM_ROR | MISO_W | PJM_ROR | Internal | Winter | B16 | 25 | 773 | 773 | 96.91 | 178.64 | 2 | 79.72
2040 | MISO_W_2_PJM_ROR | MISO_W | PJM_ROR | Internal | Winter | B17 | 100 | 773 | 773 | 93.35 | 178.65 | 2 | 83.3
2040 | MISO_W_2_PJM_ROR | MISO_W | PJM_ROR | Internal | Winter | B18 | 400 | 773 | 773 | 105.71 | 111.22 | 2 | 3.51
2040 | MISO_W_2_PJM_ROR | MISO_W | PJM_ROR | Internal | Winter | B19 | 700 | 773 | 773 | 96.91 | 102.85 | 2 | 3.94
2040 | MISO_W_2_PJM_ROR | MISO_W | PJM_ROR | Internal | Winter | B20 | 935 | 773 | 773 | 71.51 | 81.63 | 2 | 8.12
2040 | MISO_W_2_SPP_N | MISO_W | SPP_N | Internal | Shoulder | B11 | 25 | 3200 | 858.81 | 177.26 | 184.26 | 7 | 0
2040 | MISO_W_2_SPP_N | MISO_W | SPP_N | Internal | Shoulder | B12 | 200 | 3200 | 0 | 168.53 | 174.75 | 7 | 0
2040 | MISO_W_2_SPP_N | MISO_W | SPP_N | Internal | Shoulder | B13 | 600 | 3200 | 171.65 | 104.56 | 111.56 | 7 | 0
2040 | MISO_W_2_SPP_N | MISO_W | SPP_N | Internal | Shoulder | B14 | 900 | 3200 | 0 | 76.61 | 81.85 | 7 | 0
2040 | MISO_W_2_SPP_N | MISO_W | SPP_N | Internal | Shoulder | B15 | 1203 | 3200 | 319.46 | 66.5 | 73.5 | 7 | 0
2040 | MISO_W_2_SPP_N | MISO_W | SPP_N | Internal | Summer | B1 | 10 | 3200 | 0 | 330.52 | 325.52 | 7 | 0
2040 | MISO_W_2_SPP_N | MISO_W | SPP_N | Internal | Summer | B2 | 25 | 3200 | 0 | 327.17 | 329.16 | 7 | 0
2040 | MISO_W_2_SPP_N | MISO_W | SPP_N | Internal | Summer | B3 | 75 | 3200 | 0 | 327.17 | 331.11 | 7 | 0
2040 | MISO_W_2_SPP_N | MISO_W | SPP_N | Internal | Summer | B4 | 100 | 3200 | 0 | 227.28 | 222.27 | 7 | 0
2040 | MISO_W_2_SPP_N | MISO_W | SPP_N | Internal | Summer | B5 | 200 | 3200 | 0 | 219.96 | 215.96 | 7 | 0
2040 | MISO_W_2_SPP_N | MISO_W | SPP_N | Internal | Summer | B6 | 300 | 3200 | 0 | 208.8 | 208.24 | 7 | 0
2040 | MISO_W_2_SPP_N | MISO_W | SPP_N | Internal | Summer | B7 | 400 | 3200 | 1836.15 | 184.67 | 191.67 | 7 | 0
2040 | MISO_W_2_SPP_N | MISO_W | SPP_N | Internal | Summer | B8 | 500 | 3200 | 0 | 175.56 | 179.23 | 7 | 0
2040 | MISO_W_2_SPP_N | MISO_W | SPP_N | Internal | Summer | B9 | 800 | 3200 | 0 | 175.56 | 179.23 | 7 | 0
2040 | MISO_W_2_SPP_N | MISO_W | SPP_N | Internal | Summer | B10 | 1262 | 3200 | 1515.29 | 76.61 | 83.61 | 7 | 0
2040 | MISO_W_2_SPP_N | MISO_W | SPP_N | Internal | Winter | B16 | 25 | 3200 | 3200 | 96.91 | 175.64 | 7 | 71.72
2040 | MISO_W_2_SPP_N | MISO_W | SPP_N | Internal | Winter | B17 | 100 | 3200 | 3200 | 93.35 | 100.36 | 7 | 0.01
2040 | MISO_W_2_SPP_N | MISO_W | SPP_N | Internal | Winter | B18 | 400 | 3200 | 1196.4 | 105.71 | 112.71 | 7 | 0
2040 | MISO_W_2_SPP_N | MISO_W | SPP_N | Internal | Winter | B19 | 700 | 3200 | 0 | 96.91 | 99.85 | 7 | 0
2040 | MISO_W_2_SPP_N | MISO_W | SPP_N | Internal | Winter | B20 | 935 | 3200 | 0 | 71.51 | 73.5 | 7 | 0
2040 | MISO_WUMS_2_MISO_MI | MISO_WUMS | MISO_MI | Internal | Shoulder | B11 | 25 | 1422 | 0 | 177.25 | 177.24 | 0.01 | 0
2040 | MISO_WUMS_2_MISO_MI | MISO_WUMS | MISO_MI | Internal | Shoulder | B12 | 200 | 1422 | 0 | 168.55 | 168.53 | 0.01 | 0
2040 | MISO_WUMS_2_MISO_MI | MISO_WUMS | MISO_MI | Internal | Shoulder | B13 | 600 | 1422 | 0 | 109.57 | 109.57 | 0.01 | 0
2040 | MISO_WUMS_2_MISO_MI | MISO_WUMS | MISO_MI | Internal | Shoulder | B14 | 900 | 1422 | 0 | 104.85 | 104.85 | 0.01 | 0
2040 | MISO_WUMS_2_MISO_MI | MISO_WUMS | MISO_MI | Internal | Shoulder | B15 | 1203 | 1422 | 878.75 | 82.47 | 82.48 | 0.01 | 0
2040 | MISO_WUMS_2_MISO_MI | MISO_WUMS | MISO_MI | Internal | Summer | B1 | 10 | 1422 | 1422 | 326.52 | 328.26 | 0.01 | 1.73
2040 | MISO_WUMS_2_MISO_MI | MISO_WUMS | MISO_MI | Internal | Summer | B2 | 25 | 1422 | 844.56 | 326.51 | 326.52 | 0.01 | 0
2040 | MISO_WUMS_2_MISO_MI | MISO_WUMS | MISO_MI | Internal | Summer | B3 | 75 | 1422 | 1422 | 232.87 | 308.1 | 0.01 | 75.21
2040 | MISO_WUMS_2_MISO_MI | MISO_WUMS | MISO_MI | Internal | Summer | B4 | 100 | 1422 | 1422 | 204.78 | 204.89 | 0.01 | 0.1
2040 | MISO_WUMS_2_MISO_MI | MISO_WUMS | MISO_MI | Internal | Summer | B5 | 200 | 1422 | 156.58 | 193.86 | 193.87 | 0.01 | 0
2040 | MISO_WUMS_2_MISO_MI | MISO_WUMS | MISO_MI | Internal | Summer | B6 | 300 | 1422 | 668.43 | 175.63 | 175.65 | 0.01 | 0
2040 | MISO_WUMS_2_MISO_MI | MISO_WUMS | MISO_MI | Internal | Summer | B7 | 400 | 1422 | 1164.76 | 175.63 | 175.65 | 0.01 | 0
2040 | MISO_WUMS_2_MISO_MI | MISO_WUMS | MISO_MI | Internal | Summer | B8 | 500 | 1422 | 1317.02 | 175.57 | 175.59 | 0.01 | 0
2040 | MISO_WUMS_2_MISO_MI | MISO_WUMS | MISO_MI | Internal | Summer | B9 | 800 | 1422 | 960 | 175.57 | 175.59 | 0.01 | 0
2040 | MISO_WUMS_2_MISO_MI | MISO_WUMS | MISO_MI | Internal | Summer | B10 | 1262 | 1422 | 18.21 | 108.62 | 108.63 | 0.01 | 0
2040 | MISO_WUMS_2_MISO_MI | MISO_WUMS | MISO_MI | Internal | Winter | B16 | 25 | 1422 | 0 | 180.64 | 180.64 | 0.01 | 0
2040 | MISO_WUMS_2_MISO_MI | MISO_WUMS | MISO_MI | Internal | Winter | B17 | 100 | 1422 | 0 | 180.65 | 180.64 | 0.01 | 0
2040 | MISO_WUMS_2_MISO_MI | MISO_WUMS | MISO_MI | Internal | Winter | B18 | 400 | 1422 | 0 | 113.22 | 113.22 | 0.01 | 0
2040 | MISO_WUMS_2_MISO_MI | MISO_WUMS | MISO_MI | Internal | Winter | B19 | 700 | 1422 | 0 | 104.85 | 104.85 | 0.01 | 0
2040 | MISO_WUMS_2_MISO_MI | MISO_WUMS | MISO_MI | Internal | Winter | B20 | 935 | 1422 | 1153.61 | 83.61 | 83.62 | 0.01 | 0
2040 | MISO_WUMS_2_MISO_W | MISO_WUMS | MISO_W | Internal | Shoulder | B11 | 25 | 1240 | 290.17 | 177.25 | 177.26 | 0.01 | 0
2040 | MISO_WUMS_2_MISO_W | MISO_WUMS | MISO_W | Internal | Shoulder | B12 | 200 | 1240 | 0 | 168.55 | 168.53 | 0.01 | 0
2040 | MISO_WUMS_2_MISO_W | MISO_WUMS | MISO_W | Internal | Shoulder | B13 | 600 | 1240 | 0 | 109.57 | 104.56 | 0.01 | 0
2040 | MISO_WUMS_2_MISO_W | MISO_WUMS | MISO_W | Internal | Shoulder | B14 | 900 | 1240 | 0 | 104.85 | 76.61 | 0.01 | 0
2040 | MISO_WUMS_2_MISO_W | MISO_WUMS | MISO_W | Internal | Shoulder | B15 | 1203 | 1240 | 0 | 82.47 | 66.5 | 0.01 | 0
2040 | MISO_WUMS_2_MISO_W | MISO_WUMS | MISO_W | Internal | Summer | B1 | 10 | 1240 | 1240 | 326.52 | 330.52 | 0.01 | 3.99
2040 | MISO_WUMS_2_MISO_W | MISO_WUMS | MISO_W | Internal | Summer | B2 | 25 | 1240 | 1240 | 326.51 | 327.17 | 0.01 | 0.65
2040 | MISO_WUMS_2_MISO_W | MISO_WUMS | MISO_W | Internal | Summer | B3 | 75 | 1240 | 1240 | 232.87 | 327.17 | 0.01 | 94.29
2040 | MISO_WUMS_2_MISO_W | MISO_WUMS | MISO_W | Internal | Summer | B4 | 100 | 1240 | 1240 | 204.78 | 227.28 | 0.01 | 22.49
2040 | MISO_WUMS_2_MISO_W | MISO_WUMS | MISO_W | Internal | Summer | B5 | 200 | 1240 | 1240 | 193.86 | 219.96 | 0.01 | 26.09
2040 | MISO_WUMS_2_MISO_W | MISO_WUMS | MISO_W | Internal | Summer | B6 | 300 | 1240 | 1240 | 175.63 | 208.8 | 0.01 | 33.15
2040 | MISO_WUMS_2_MISO_W | MISO_WUMS | MISO_W | Internal | Summer | B7 | 400 | 1240 | 1240 | 175.63 | 184.67 | 0.01 | 9.02
2040 | MISO_WUMS_2_MISO_W | MISO_WUMS | MISO_W | Internal | Summer | B8 | 500 | 1240 | 0 | 175.57 | 175.56 | 0.01 | 0
2040 | MISO_WUMS_2_MISO_W | MISO_WUMS | MISO_W | Internal | Summer | B9 | 800 | 1240 | 0 | 175.57 | 175.56 | 0.01 | 0
2040 | MISO_WUMS_2_MISO_W | MISO_WUMS | MISO_W | Internal | Summer | B10 | 1262 | 1240 | 0 | 108.62 | 76.61 | 0.01 | 0
2040 | MISO_WUMS_2_MISO_W | MISO_WUMS | MISO_W | Internal | Winter | B16 | 25 | 1240 | 0 | 180.64 | 96.91 | 0.01 | 0
2040 | MISO_WUMS_2_MISO_W | MISO_WUMS | MISO_W | Internal | Winter | B17 | 100 | 1240 | 0 | 180.65 | 93.35 | 0.01 | 0
2040 | MISO_WUMS_2_MISO_W | MISO_WUMS | MISO_W | Internal | Winter | B18 | 400 | 1240 | 0 | 113.22 | 105.71 | 0.01 | 0
2040 | MISO_WUMS_2_MISO_W | MISO_WUMS | MISO_W | Internal | Winter | B19 | 700 | 1240 | 0 | 104.85 | 96.91 | 0.01 | 0
2040 | MISO_WUMS_2_MISO_W | MISO_WUMS | MISO_W | Internal | Winter | B20 | 935 | 1240 | 0 | 83.61 | 71.51 | 0.01 | 0
2040 | MISO_WUMS_2_PJM_ROR | MISO_WUMS | PJM_ROR | Internal | Shoulder | B11 | 25 | 1600 | 0 | 177.25 | 175.22 | 2 | 0
2040 | MISO_WUMS_2_PJM_ROR | MISO_WUMS | PJM_ROR | Internal | Shoulder | B12 | 200 | 1600 | 0 | 168.55 | 166.55 | 2 | 0
2040 | MISO_WUMS_2_PJM_ROR | MISO_WUMS | PJM_ROR | Internal | Shoulder | B13 | 600 | 1600 | 0 | 109.57 | 107.57 | 2 | 0
2040 | MISO_WUMS_2_PJM_ROR | MISO_WUMS | PJM_ROR | Internal | Shoulder | B14 | 900 | 1600 | 0 | 104.85 | 102.85 | 2 | 0
2040 | MISO_WUMS_2_PJM_ROR | MISO_WUMS | PJM_ROR | Internal | Shoulder | B15 | 1203 | 1600 | 0 | 82.47 | 80.5 | 2 | 0
2040 | MISO_WUMS_2_PJM_ROR | MISO_WUMS | PJM_ROR | Internal | Summer | B1 | 10 | 1600 | 963.71 | 326.52 | 328.52 | 2 | 0
2040 | MISO_WUMS_2_PJM_ROR | MISO_WUMS | PJM_ROR | Internal | Summer | B2 | 25 | 1600 | 1600 | 326.51 | 328.52 | 2 | 0.01
2040 | MISO_WUMS_2_PJM_ROR | MISO_WUMS | PJM_ROR | Internal | Summer | B3 | 75 | 1600 | 1600 | 232.87 | 320.11 | 2 | 85.24
2040 | MISO_WUMS_2_PJM_ROR | MISO_WUMS | PJM_ROR | Internal | Summer | B4 | 100 | 1600 | 1600 | 204.78 | 212.27 | 2 | 5.49
2040 | MISO_WUMS_2_PJM_ROR | MISO_WUMS | PJM_ROR | Internal | Summer | B5 | 200 | 1600 | 1600 | 193.86 | 204.61 | 2 | 8.75
2040 | MISO_WUMS_2_PJM_ROR | MISO_WUMS | PJM_ROR | Internal | Summer | B6 | 300 | 1600 | 1600 | 175.63 | 198.24 | 2 | 20.6
2040 | MISO_WUMS_2_PJM_ROR | MISO_WUMS | PJM_ROR | Internal | Summer | B7 | 400 | 1600 | 1600 | 175.63 | 177.65 | 2 | 0.01
2040 | MISO_WUMS_2_PJM_ROR | MISO_WUMS | PJM_ROR | Internal | Summer | B8 | 500 | 1600 | 0 | 175.57 | 175.65 | 2 | 0
2040 | MISO_WUMS_2_PJM_ROR | MISO_WUMS | PJM_ROR | Internal | Summer | B9 | 800 | 1600 | 0 | 175.57 | 175.65 | 2 | 0
2040 | MISO_WUMS_2_PJM_ROR | MISO_WUMS | PJM_ROR | Internal | Summer | B10 | 1262 | 1600 | 1600 | 108.62 | 110.63 | 2 | 0.01
2040 | MISO_WUMS_2_PJM_ROR | MISO_WUMS | PJM_ROR | Internal | Winter | B16 | 25 | 1600 | 0 | 180.64 | 178.64 | 2 | 0
2040 | MISO_WUMS_2_PJM_ROR | MISO_WUMS | PJM_ROR | Internal | Winter | B17 | 100 | 1600 | 0 | 180.65 | 178.65 | 2 | 0
2040 | MISO_WUMS_2_PJM_ROR | MISO_WUMS | PJM_ROR | Internal | Winter | B18 | 400 | 1600 | 0 | 113.22 | 111.22 | 2 | 0
2040 | MISO_WUMS_2_PJM_ROR | MISO_WUMS | PJM_ROR | Internal | Winter | B19 | 700 | 1600 | 0 | 104.85 | 102.85 | 2 | 0
2040 | MISO_WUMS_2_PJM_ROR | MISO_WUMS | PJM_ROR | Internal | Winter | B20 | 935 | 1600 | 0 | 83.61 | 81.63 | 2 | 0
2040 | NE_2_SPP_N | NE | SPP_N | Internal | Shoulder | B11 | 25 | 1802 | 767.08 | 184.25 | 184.26 | 0.01 | 0
2040 | NE_2_SPP_N | NE | SPP_N | Internal | Shoulder | B12 | 200 | 1802 | 944.62 | 174.74 | 174.75 | 0.01 | 0
2040 | NE_2_SPP_N | NE | SPP_N | Internal | Shoulder | B13 | 600 | 1802 | 1098.78 | 111.55 | 111.56 | 0.01 | 0
2040 | NE_2_SPP_N | NE | SPP_N | Internal | Shoulder | B14 | 900 | 1802 | 1032.62 | 81.84 | 81.85 | 0.01 | 0
2040 | NE_2_SPP_N | NE | SPP_N | Internal | Shoulder | B15 | 1203 | 1802 | 0 | 73.5 | 73.5 | 0.01 | 0
2040 | NE_2_SPP_N | NE | SPP_N | Internal | Summer | B1 | 10 | 1802 | 0 | 330.97 | 325.52 | 0.01 | 0
2040 | NE_2_SPP_N | NE | SPP_N | Internal | Summer | B2 | 25 | 1802 | 0 | 329.17 | 329.16 | 0.01 | 0
2040 | NE_2_SPP_N | NE | SPP_N | Internal | Summer | B3 | 75 | 1802 | 0 | 331.12 | 331.11 | 0.01 | 0
2040 | NE_2_SPP_N | NE | SPP_N | Internal | Summer | B4 | 100 | 1802 | 0 | 229.09 | 222.27 | 0.01 | 0
2040 | NE_2_SPP_N | NE | SPP_N | Internal | Summer | B5 | 200 | 1802 | 0 | 226.2 | 215.96 | 0.01 | 0
2040 | NE_2_SPP_N | NE | SPP_N | Internal | Summer | B6 | 300 | 1802 | 0 | 215.8 | 208.24 | 0.01 | 0
2040 | NE_2_SPP_N | NE | SPP_N | Internal | Summer | B7 | 400 | 1802 | 0 | 191.67 | 191.67 | 0.01 | 0
2040 | NE_2_SPP_N | NE | SPP_N | Internal | Summer | B8 | 500 | 1802 | 12.36 | 179.22 | 179.23 | 0.01 | 0
2040 | NE_2_SPP_N | NE | SPP_N | Internal | Summer | B9 | 800 | 1802 | 342.46 | 179.22 | 179.23 | 0.01 | 0
2040 | NE_2_SPP_N | NE | SPP_N | Internal | Summer | B10 | 1262 | 1802 | 179.71 | 83.6 | 83.61 | 0.01 | 0
2040 | NE_2_SPP_N | NE | SPP_N | Internal | Winter | B16 | 25 | 1802 | 1802 | 103.91 | 175.64 | 0.01 | 71.71
2040 | NE_2_SPP_N | NE | SPP_N | Internal | Winter | B17 | 100 | 1802 | 437.83 | 100.35 | 100.36 | 0.01 | 0
2040 | NE_2_SPP_N | NE | SPP_N | Internal | Winter | B18 | 400 | 1802 | 101.83 | 112.7 | 112.71 | 0.01 | 0
2040 | NE_2_SPP_N | NE | SPP_N | Internal | Winter | B19 | 700 | 1802 | 136.74 | 99.84 | 99.85 | 0.01 | 0
2040 | NE_2_SPP_N | NE | SPP_N | Internal | Winter | B20 | 935 | 1802 | 0 | 73.51 | 73.5 | 0.01 | 0
2040 | NEISO_2_NYISO_A-F | NEISO | NYISO_A-F | Internal | Shoulder | B11 | 25 | 600 | 600 | 70.48 | 82.48 | 3 | 9
2040 | NEISO_2_NYISO_A-F | NEISO | NYISO_A-F | Internal | Shoulder | B12 | 200 | 600 | 600 | 70.48 | 99.13 | 3 | 25.64
2040 | NEISO_2_NYISO_A-F | NEISO | NYISO_A-F | Internal | Shoulder | B13 | 600 | 600 | 600 | 70.48 | 82.48 | 3 | 9
2040 | NEISO_2_NYISO_A-F | NEISO | NYISO_A-F | Internal | Shoulder | B14 | 900 | 600 | 600 | 70.48 | 82.48 | 3 | 9
2040 | NEISO_2_NYISO_A-F | NEISO | NYISO_A-F | Internal | Shoulder | B15 | 1203 | 600 | 100.32 | 70.48 | 73.48 | 3 | 0
2040 | NEISO_2_NYISO_A-F | NEISO | NYISO_A-F | Internal | Summer | B1 | 10 | 600 | 0 | 200.62 | 195.7 | 3 | 0
2040 | NEISO_2_NYISO_A-F | NEISO | NYISO_A-F | Internal | Summer | B2 | 25 | 600 | 0 | 281.58 | 200.69 | 3 | 0
2040 | NEISO_2_NYISO_A-F | NEISO | NYISO_A-F | Internal | Summer | B3 | 75 | 600 | 0 | 200.62 | 200.69 | 3 | 0
2040 | NEISO_2_NYISO_A-F | NEISO | NYISO_A-F | Internal | Summer | B4 | 100 | 600 | 600 | 193.42 | 200.69 | 3 | 4.27
2040 | NEISO_2_NYISO_A-F | NEISO | NYISO_A-F | Internal | Summer | B5 | 200 | 600 | 600 | 193.42 | 196.62 | 3 | 0.2
2040 | NEISO_2_NYISO_A-F | NEISO | NYISO_A-F | Internal | Summer | B6 | 300 | 600 | 0 | 193.16 | 196.15 | 3 | 0
2040 | NEISO_2_NYISO_A-F | NEISO | NYISO_A-F | Internal | Summer | B7 | 400 | 600 | 404.93 | 166.66 | 169.66 | 3 | 0
2040 | NEISO_2_NYISO_A-F | NEISO | NYISO_A-F | Internal | Summer | B8 | 500 | 600 | 0 | 165.91 | 167.66 | 3 | 0
2040 | NEISO_2_NYISO_A-F | NEISO | NYISO_A-F | Internal | Summer | B9 | 800 | 600 | 0 | 165.91 | 167.66 | 3 | 0
2040 | NEISO_2_NYISO_A-F | NEISO | NYISO_A-F | Internal | Summer | B10 | 1262 | 600 | 0 | 148.68 | 145.68 | 3 | 0
2040 | NEISO_2_NYISO_A-F | NEISO | NYISO_A-F | Internal | Winter | B16 | 25 | 600 | 600 | 70.48 | 83.62 | 3 | 10.14
2040 | NEISO_2_NYISO_A-F | NEISO | NYISO_A-F | Internal | Winter | B17 | 100 | 600 | 600 | 70.48 | 73.65 | 3 | 0.16
2040 | NEISO_2_NYISO_A-F | NEISO | NYISO_A-F | Internal | Winter | B18 | 400 | 600 | 600 | 70.48 | 73.65 | 3 | 0.16
2040 | NEISO_2_NYISO_A-F | NEISO | NYISO_A-F | Internal | Winter | B19 | 700 | 600 | 600 | 70.48 | 73.65 | 3 | 0.16
2040 | NEISO_2_NYISO_A-F | NEISO | NYISO_A-F | Internal | Winter | B20 | 935 | 600 | 600 | 70.48 | 73.65 | 3 | 0.16
2040 | NEISO_2_NYISO_G-I | NEISO | NYISO_G-I | Internal | Shoulder | B11 | 25 | 600 | 600 | 70.48 | 167.22 | 3 | 93.74
2040 | NEISO_2_NYISO_G-I | NEISO | NYISO_G-I | Internal | Shoulder | B12 | 200 | 600 | 600 | 70.48 | 158.57 | 3 | 85.08
2040 | NEISO_2_NYISO_G-I | NEISO | NYISO_G-I | Internal | Shoulder | B13 | 600 | 600 | 600 | 70.48 | 99.59 | 3 | 26.11
2040 | NEISO_2_NYISO_G-I | NEISO | NYISO_G-I | Internal | Shoulder | B14 | 900 | 600 | 600 | 70.48 | 94.88 | 3 | 21.39
2040 | NEISO_2_NYISO_G-I | NEISO | NYISO_G-I | Internal | Shoulder | B15 | 1203 | 600 | 600 | 70.48 | 73.5 | 3 | 0.01
2040 | NEISO_2_NYISO_G-I | NEISO | NYISO_G-I | Internal | Summer | B1 | 10 | 600 | 600 | 200.62 | 320.54 | 3 | 116.92
2040 | NEISO_2_NYISO_G-I | NEISO | NYISO_G-I | Internal | Summer | B2 | 25 | 600 | 600 | 281.58 | 320.53 | 3 | 35.95
2040 | NEISO_2_NYISO_G-I | NEISO | NYISO_G-I | Internal | Summer | B3 | 75 | 600 | 600 | 200.62 | 278.67 | 3 | 75.05
2040 | NEISO_2_NYISO_G-I | NEISO | NYISO_G-I | Internal | Summer | B4 | 100 | 600 | 600 | 193.42 | 204.3 | 3 | 7.88
2040 | NEISO_2_NYISO_G-I | NEISO | NYISO_G-I | Internal | Summer | B5 | 200 | 600 | 600 | 193.42 | 196.63 | 3 | 0.21
2040 | NEISO_2_NYISO_G-I | NEISO | NYISO_G-I | Internal | Summer | B6 | 300 | 600 | 441.45 | 193.16 | 196.16 | 3 | 0
2040 | NEISO_2_NYISO_G-I | NEISO | NYISO_G-I | Internal | Summer | B7 | 400 | 600 | 600 | 166.66 | 169.67 | 3 | 0.01
2040 | NEISO_2_NYISO_G-I | NEISO | NYISO_G-I | Internal | Summer | B8 | 500 | 600 | 0 | 165.91 | 167.67 | 3 | 0
2040 | NEISO_2_NYISO_G-I | NEISO | NYISO_G-I | Internal | Summer | B9 | 800 | 600 | 0 | 165.91 | 167.67 | 3 | 0
2040 | NEISO_2_NYISO_G-I | NEISO | NYISO_G-I | Internal | Summer | B10 | 1262 | 600 | 0 | 148.68 | 145.69 | 3 | 0
2040 | NEISO_2_NYISO_G-I | NEISO | NYISO_G-I | Internal | Winter | B16 | 25 | 600 | 600 | 70.48 | 184.66 | 3 | 111.17
2040 | NEISO_2_NYISO_G-I | NEISO | NYISO_G-I | Internal | Winter | B17 | 100 | 600 | 600 | 70.48 | 170.67 | 3 | 97.19
2040 | NEISO_2_NYISO_G-I | NEISO | NYISO_G-I | Internal | Winter | B18 | 400 | 600 | 600 | 70.48 | 103.24 | 3 | 29.76
2040 | NEISO_2_NYISO_G-I | NEISO | NYISO_G-I | Internal | Winter | B19 | 700 | 600 | 600 | 70.48 | 94.88 | 3 | 21.39
2040 | NEISO_2_NYISO_G-I | NEISO | NYISO_G-I | Internal | Winter | B20 | 935 | 600 | 600 | 70.48 | 73.66 | 3 | 0.17
2040 | NEISO_2_NYISO_J-K | NEISO | NYISO_J-K | Internal | Shoulder | B11 | 25 | 777 | 777 | 70.48 | 198.24 | 3 | 124.75
2040 | NEISO_2_NYISO_J-K | NEISO | NYISO_J-K | Internal | Shoulder | B12 | 200 | 777 | 777 | 70.48 | 198.24 | 3 | 124.75
2040 | NEISO_2_NYISO_J-K | NEISO | NYISO_J-K | Internal | Shoulder | B13 | 600 | 777 | 777 | 70.48 | 198.24 | 3 | 124.75
2040 | NEISO_2_NYISO_J-K | NEISO | NYISO_J-K | Internal | Shoulder | B14 | 900 | 777 | 777 | 70.48 | 170.01 | 3 | 96.52
2040 | NEISO_2_NYISO_J-K | NEISO | NYISO_J-K | Internal | Shoulder | B15 | 1203 | 777 | 777 | 70.48 | 73.51 | 3 | 0.02
2040 | NEISO_2_NYISO_J-K | NEISO | NYISO_J-K | Internal | Summer | B1 | 10 | 777 | 777 | 200.62 | 320.55 | 3 | 116.94
2040 | NEISO_2_NYISO_J-K | NEISO | NYISO_J-K | Internal | Summer | B2 | 25 | 777 | 777 | 281.58 | 320.54 | 3 | 35.97
2040 | NEISO_2_NYISO_J-K | NEISO | NYISO_J-K | Internal | Summer | B3 | 75 | 777 | 777 | 200.62 | 278.68 | 3 | 75.06
2040 | NEISO_2_NYISO_J-K | NEISO | NYISO_J-K | Internal | Summer | B4 | 100 | 777 | 777 | 193.42 | 272.99 | 3 | 76.57
2040 | NEISO_2_NYISO_J-K | NEISO | NYISO_J-K | Internal | Summer | B5 | 200 | 777 | 777 | 193.42 | 272.99 | 3 | 76.57
2040 | NEISO_2_NYISO_J-K | NEISO | NYISO_J-K | Internal | Summer | B6 | 300 | 777 | 777 | 193.16 | 207.07 | 3 | 10.91
2040 | NEISO_2_NYISO_J-K | NEISO | NYISO_J-K | Internal | Summer | B7 | 400 | 777 | 777 | 166.66 | 194.22 | 3 | 24.56
2040 | NEISO_2_NYISO_J-K | NEISO | NYISO_J-K | Internal | Summer | B8 | 500 | 777 | 777 | 165.91 | 194.22 | 3 | 25.31
2040 | NEISO_2_NYISO_J-K | NEISO | NYISO_J-K | Internal | Summer | B9 | 800 | 777 | 777 | 165.91 | 194.22 | 3 | 25.31
2040 | NEISO_2_NYISO_J-K | NEISO | NYISO_J-K | Internal | Summer | B10 | 1262 | 777 | 336.04 | 148.68 | 151.68 | 3 | 0
2040 | NEISO_2_NYISO_J-K | NEISO | NYISO_J-K | Internal | Winter | B16 | 25 | 777 | 777 | 70.48 | 212.22 | 3 | 138.74
2040 | NEISO_2_NYISO_J-K | NEISO | NYISO_J-K | Internal | Winter | B17 | 100 | 777 | 777 | 70.48 | 212.22 | 3 | 138.74
2040 | NEISO_2_NYISO_J-K | NEISO | NYISO_J-K | Internal | Winter | B18 | 400 | 777 | 777 | 70.48 | 212.22 | 3 | 138.74
2040 | NEISO_2_NYISO_J-K | NEISO | NYISO_J-K | Internal | Winter | B19 | 700 | 777 | 777 | 70.48 | 183.7 | 3 | 110.22
2040 | NEISO_2_NYISO_J-K | NEISO | NYISO_J-K | Internal | Winter | B20 | 935 | 777 | 777 | 70.48 | 73.67 | 3 | 0.18
2040 | NonRTO_Midwest_2_MISO_IN | NonRTO_Midwest | MISO_IN | Internal | Shoulder | B11 | 25 | 4450 | 0 | 181.03 | 177.25 | 8 | 0
2040 | NonRTO_Midwest_2_MISO_IN | NonRTO_Midwest | MISO_IN | Internal | Shoulder | B12 | 200 | 4450 | 207.61 | 160.55 | 168.55 | 8 | 0
2040 | NonRTO_Midwest_2_MISO_IN | NonRTO_Midwest | MISO_IN | Internal | Shoulder | B13 | 600 | 4450 | 0 | 103.01 | 109.58 | 8 | 0
2040 | NonRTO_Midwest_2_MISO_IN | NonRTO_Midwest | MISO_IN | Internal | Shoulder | B14 | 900 | 4450 | 0 | 103.01 | 104.86 | 8 | 0
2040 | NonRTO_Midwest_2_MISO_IN | NonRTO_Midwest | MISO_IN | Internal | Shoulder | B15 | 1203 | 4450 | 0 | 90.5 | 82.5 | 8 | 0
2040 | NonRTO_Midwest_2_MISO_IN | NonRTO_Midwest | MISO_IN | Internal | Summer | B1 | 10 | 4450 | 0 | 336.25 | 328.25 | 8 | 0
2040 | NonRTO_Midwest_2_MISO_IN | NonRTO_Midwest | MISO_IN | Internal | Summer | B2 | 25 | 4450 | 0 | 334.52 | 326.52 | 8 | 0
2040 | NonRTO_Midwest_2_MISO_IN | NonRTO_Midwest | MISO_IN | Internal | Summer | B3 | 75 | 4450 | 0 | 316.11 | 308.11 | 8 | 0
2040 | NonRTO_Midwest_2_MISO_IN | NonRTO_Midwest | MISO_IN | Internal | Summer | B4 | 100 | 4450 | 0 | 210.27 | 204.88 | 8 | 0
2040 | NonRTO_Midwest_2_MISO_IN | NonRTO_Midwest | MISO_IN | Internal | Summer | B5 | 200 | 4450 | 0 | 198.18 | 193.86 | 8 | 0
2040 | NonRTO_Midwest_2_MISO_IN | NonRTO_Midwest | MISO_IN | Internal | Summer | B6 | 300 | 4450 | 0 | 183.24 | 175.66 | 8 | 0
2040 | NonRTO_Midwest_2_MISO_IN | NonRTO_Midwest | MISO_IN | Internal | Summer | B7 | 400 | 4450 | 622.32 | 167.66 | 175.66 | 8 | 0
2040 | NonRTO_Midwest_2_MISO_IN | NonRTO_Midwest | MISO_IN | Internal | Summer | B8 | 500 | 4450 | 1276.22 | 167.66 | 175.66 | 8 | 0
2040 | NonRTO_Midwest_2_MISO_IN | NonRTO_Midwest | MISO_IN | Internal | Summer | B9 | 800 | 4450 | 430.88 | 167.66 | 175.66 | 8 | 0
2040 | NonRTO_Midwest_2_MISO_IN | NonRTO_Midwest | MISO_IN | Internal | Summer | B10 | 1262 | 4450 | 1093.35 | 100.63 | 108.63 | 8 | 0
2040 | NonRTO_Midwest_2_MISO_IN | NonRTO_Midwest | MISO_IN | Internal | Winter | B16 | 25 | 4450 | 0 | 188.65 | 180.65 | 8 | 0
2040 | NonRTO_Midwest_2_MISO_IN | NonRTO_Midwest | MISO_IN | Internal | Winter | B17 | 100 | 4450 | 0 | 178.19 | 180.65 | 8 | 0
2040 | NonRTO_Midwest_2_MISO_IN | NonRTO_Midwest | MISO_IN | Internal | Winter | B18 | 400 | 4450 | 874.09 | 105.23 | 113.23 | 8 | 0
2040 | NonRTO_Midwest_2_MISO_IN | NonRTO_Midwest | MISO_IN | Internal | Winter | B19 | 700 | 4450 | 0 | 102.63 | 104.86 | 8 | 0
2040 | NonRTO_Midwest_2_MISO_IN | NonRTO_Midwest | MISO_IN | Internal | Winter | B20 | 935 | 4450 | 0 | 90.75 | 83.63 | 8 | 0
2040 | NonRTO_Midwest_2_TVA_Transmission | NonRTO_Midwest | TVA_Transmission | Internal | Shoulder | B11 | 25 | 2400 | 0 | 181.03 | 181.2 | 8 | 0
2040 | NonRTO_Midwest_2_TVA_Transmission | NonRTO_Midwest | TVA_Transmission | Internal | Shoulder | B12 | 200 | 2400 | 0 | 160.55 | 167.55 | 8 | 0
2040 | NonRTO_Midwest_2_TVA_Transmission | NonRTO_Midwest | TVA_Transmission | Internal | Shoulder | B13 | 600 | 2400 | 0 | 103.01 | 107.57 | 8 | 0
2040 | NonRTO_Midwest_2_TVA_Transmission | NonRTO_Midwest | TVA_Transmission | Internal | Shoulder | B14 | 900 | 2400 | 0 | 103.01 | 107.57 | 8 | 0
2040 | NonRTO_Midwest_2_TVA_Transmission | NonRTO_Midwest | TVA_Transmission | Internal | Shoulder | B15 | 1203 | 2400 | 0 | 90.5 | 86.48 | 8 | 0
2040 | NonRTO_Midwest_2_TVA_Transmission | NonRTO_Midwest | TVA_Transmission | Internal | Summer | B1 | 10 | 2400 | 0 | 336.25 | 338.52 | 8 | 0
2040 | NonRTO_Midwest_2_TVA_Transmission | NonRTO_Midwest | TVA_Transmission | Internal | Summer | B2 | 25 | 2400 | 0 | 334.52 | 335.19 | 8 | 0
2040 | NonRTO_Midwest_2_TVA_Transmission | NonRTO_Midwest | TVA_Transmission | Internal | Summer | B3 | 75 | 2400 | 1855.62 | 316.11 | 324.11 | 8 | 0
2040 | NonRTO_Midwest_2_TVA_Transmission | NonRTO_Midwest | TVA_Transmission | Internal | Summer | B4 | 100 | 2400 | 558.28 | 210.27 | 218.27 | 8 | 0
2040 | NonRTO_Midwest_2_TVA_Transmission | NonRTO_Midwest | TVA_Transmission | Internal | Summer | B5 | 200 | 2400 | 883.6 | 198.18 | 206.18 | 8 | 0
2040 | NonRTO_Midwest_2_TVA_Transmission | NonRTO_Midwest | TVA_Transmission | Internal | Summer | B6 | 300 | 2400 | 1378.85 | 183.24 | 191.24 | 8 | 0
2040 | NonRTO_Midwest_2_TVA_Transmission | NonRTO_Midwest | TVA_Transmission | Internal | Summer | B7 | 400 | 2400 | 608.57 | 167.66 | 175.66 | 8 | 0
2040 | NonRTO_Midwest_2_TVA_Transmission | NonRTO_Midwest | TVA_Transmission | Internal | Summer | B8 | 500 | 2400 | 0 | 167.66 | 174.73 | 8 | 0
2040 | NonRTO_Midwest_2_TVA_Transmission | NonRTO_Midwest | TVA_Transmission | Internal | Summer | B9 | 800 | 2400 | 0 | 167.66 | 174.69 | 8 | 0
2040 | NonRTO_Midwest_2_TVA_Transmission | NonRTO_Midwest | TVA_Transmission | Internal | Summer | B10 | 1262 | 2400 | 0 | 100.63 | 96.23 | 8 | 0
2040 | NonRTO_Midwest_2_TVA_Transmission | NonRTO_Midwest | TVA_Transmission | Internal | Winter | B16 | 25 | 2400 | 0 | 188.65 | 184.39 | 8 | 0
2040 | NonRTO_Midwest_2_TVA_Transmission | NonRTO_Midwest | TVA_Transmission | Internal | Winter | B17 | 100 | 2400 | 0 | 178.19 | 184.15 | 8 | 0
2040 | NonRTO_Midwest_2_TVA_Transmission | NonRTO_Midwest | TVA_Transmission | Internal | Winter | B18 | 400 | 2400 | 0 | 105.23 | 108.72 | 8 | 0
2040 | NonRTO_Midwest_2_TVA_Transmission | NonRTO_Midwest | TVA_Transmission | Internal | Winter | B19 | 700 | 2400 | 0 | 102.63 | 108.05 | 8 | 0
2040 | NonRTO_Midwest_2_TVA_Transmission | NonRTO_Midwest | TVA_Transmission | Internal | Winter | B20 | 935 | 2400 | 0 | 90.75 | 86.5 | 8 | 0
2040 | NYISO_A-F_2_IESO | NYISO_A-F | IESO | Internal | Shoulder | B11 | 25 | 1600 | 0 | 82.48 | 75.48 | 7 | 0
2040 | NYISO_A-F_2_IESO | NYISO_A-F | IESO | Internal | Shoulder | B12 | 200 | 1600 | 0 | 99.13 | 92.13 | 7 | 0
2040 | NYISO_A-F_2_IESO | NYISO_A-F | IESO | Internal | Shoulder | B13 | 600 | 1600 | 0 | 82.48 | 75.48 | 7 | 0
2040 | NYISO_A-F_2_IESO | NYISO_A-F | IESO | Internal | Shoulder | B14 | 900 | 1600 | 0 | 82.48 | 75.48 | 7 | 0
2040 | NYISO_A-F_2_IESO | NYISO_A-F | IESO | Internal | Shoulder | B15 | 1203 | 1600 | 0 | 73.48 | 75.48 | 7 | 0
2040 | NYISO_A-F_2_IESO | NYISO_A-F | IESO | Internal | Summer | B1 | 10 | 1600 | 0 | 195.7 | 188.7 | 7 | 0
2040 | NYISO_A-F_2_IESO | NYISO_A-F | IESO | Internal | Summer | B2 | 25 | 1600 | 0 | 200.69 | 193.69 | 7 | 0
2040 | NYISO_A-F_2_IESO | NYISO_A-F | IESO | Internal | Summer | B3 | 75 | 1600 | 0 | 200.69 | 188.7 | 7 | 0
2040 | NYISO_A-F_2_IESO | NYISO_A-F | IESO | Internal | Summer | B4 | 100 | 1600 | 0 | 200.69 | 101.79 | 7 | 0
2040 | NYISO_A-F_2_IESO | NYISO_A-F | IESO | Internal | Summer | B5 | 200 | 1600 | 0 | 196.62 | 84.6 | 7 | 0
2040 | NYISO_A-F_2_IESO | NYISO_A-F | IESO | Internal | Summer | B6 | 300 | 1600 | 0 | 196.15 | 71.54 | 7 | 0
2040 | NYISO_A-F_2_IESO | NYISO_A-F | IESO | Internal | Summer | B7 | 400 | 1600 | 0 | 169.66 | 71.54 | 7 | 0
2040 | NYISO_A-F_2_IESO | NYISO_A-F | IESO | Internal | Summer | B8 | 500 | 1600 | 0 | 167.66 | 71.54 | 7 | 0
2040 | NYISO_A-F_2_IESO | NYISO_A-F | IESO | Internal | Summer | B9 | 800 | 1600 | 0 | 167.66 | 71.54 | 7 | 0
2040 | NYISO_A-F_2_IESO | NYISO_A-F | IESO | Internal | Summer | B10 | 1262 | 1600 | 0 | 145.68 | 71.54 | 7 | 0
2040 | NYISO_A-F_2_IESO | NYISO_A-F | IESO | Internal | Winter | B16 | 25 | 1600 | 0 | 83.62 | 76.62 | 7 | 0
2040 | NYISO_A-F_2_IESO | NYISO_A-F | IESO | Internal | Winter | B17 | 100 | 1600 | 0 | 73.65 | 76.62 | 7 | 0
2040 | NYISO_A-F_2_IESO | NYISO_A-F | IESO | Internal | Winter | B18 | 400 | 1600 | 0 | 73.65 | 76.62 | 7 | 0
2040 | NYISO_A-F_2_IESO | NYISO_A-F | IESO | Internal | Winter | B19 | 700 | 1600 | 0 | 73.65 | 76.62 | 7 | 0
2040 | NYISO_A-F_2_IESO | NYISO_A-F | IESO | Internal | Winter | B20 | 935 | 1600 | 0 | 73.65 | 76.62 | 7 | 0
2040 | NYISO_A-F_2_NEISO | NYISO_A-F | NEISO | Internal | Shoulder | B11 | 25 | 600 | 0 | 82.48 | 70.48 | 3 | 0
2040 | NYISO_A-F_2_NEISO | NYISO_A-F | NEISO | Internal | Shoulder | B12 | 200 | 600 | 0 | 99.13 | 70.48 | 3 | 0
2040 | NYISO_A-F_2_NEISO | NYISO_A-F | NEISO | Internal | Shoulder | B13 | 600 | 600 | 0 | 82.48 | 70.48 | 3 | 0
2040 | NYISO_A-F_2_NEISO | NYISO_A-F | NEISO | Internal | Shoulder | B14 | 900 | 600 | 0 | 82.48 | 70.48 | 3 | 0
2040 | NYISO_A-F_2_NEISO | NYISO_A-F | NEISO | Internal | Shoulder | B15 | 1203 | 600 | 0 | 73.48 | 70.48 | 3 | 0
2040 | NYISO_A-F_2_NEISO | NYISO_A-F | NEISO | Internal | Summer | B1 | 10 | 600 | 600 | 195.7 | 200.62 | 3 | 1.92
2040 | NYISO_A-F_2_NEISO | NYISO_A-F | NEISO | Internal | Summer | B2 | 25 | 600 | 600 | 200.69 | 281.58 | 3 | 77.89
2040 | NYISO_A-F_2_NEISO | NYISO_A-F | NEISO | Internal | Summer | B3 | 75 | 600 | 0 | 200.69 | 200.62 | 3 | 0
2040 | NYISO_A-F_2_NEISO | NYISO_A-F | NEISO | Internal | Summer | B4 | 100 | 600 | 0 | 200.69 | 193.42 | 3 | 0
2040 | NYISO_A-F_2_NEISO | NYISO_A-F | NEISO | Internal | Summer | B5 | 200 | 600 | 0 | 196.62 | 193.42 | 3 | 0
2040 | NYISO_A-F_2_NEISO | NYISO_A-F | NEISO | Internal | Summer | B6 | 300 | 600 | 0 | 196.15 | 193.16 | 3 | 0
2040 | NYISO_A-F_2_NEISO | NYISO_A-F | NEISO | Internal | Summer | B7 | 400 | 600 | 0 | 169.66 | 166.66 | 3 | 0
2040 | NYISO_A-F_2_NEISO | NYISO_A-F | NEISO | Internal | Summer | B8 | 500 | 600 | 0 | 167.66 | 165.91 | 3 | 0
2040 | NYISO_A-F_2_NEISO | NYISO_A-F | NEISO | Internal | Summer | B9 | 800 | 600 | 0 | 167.66 | 165.91 | 3 | 0
2040 | NYISO_A-F_2_NEISO | NYISO_A-F | NEISO | Internal | Summer | B10 | 1262 | 600 | 320.06 | 145.68 | 148.68 | 3 | 0
2040 | NYISO_A-F_2_NEISO | NYISO_A-F | NEISO | Internal | Winter | B16 | 25 | 600 | 0 | 83.62 | 70.48 | 3 | 0
2040 | NYISO_A-F_2_NEISO | NYISO_A-F | NEISO | Internal | Winter | B17 | 100 | 600 | 0 | 73.65 | 70.48 | 3 | 0
2040 | NYISO_A-F_2_NEISO | NYISO_A-F | NEISO | Internal | Winter | B18 | 400 | 600 | 0 | 73.65 | 70.48 | 3 | 0
2040 | NYISO_A-F_2_NEISO | NYISO_A-F | NEISO | Internal | Winter | B19 | 700 | 600 | 0 | 73.65 | 70.48 | 3 | 0
2040 | NYISO_A-F_2_NEISO | NYISO_A-F | NEISO | Internal | Winter | B20 | 935 | 600 | 0 | 73.65 | 70.48 | 3 | 0
2040 | NYISO_A-F_2_NYISO_G-I | NYISO_A-F | NYISO_G-I | Internal | Shoulder | B11 | 25 | 5843 | 5843 | 82.48 | 167.22 | 0.01 | 84.73
2040 | NYISO_A-F_2_NYISO_G-I | NYISO_A-F | NYISO_G-I | Internal | Shoulder | B12 | 200 | 5843 | 5843 | 99.13 | 158.57 | 0.01 | 59.43
2040 | NYISO_A-F_2_NYISO_G-I | NYISO_A-F | NYISO_G-I | Internal | Shoulder | B13 | 600 | 5843 | 5843 | 82.48 | 99.59 | 0.01 | 17.1
2040 | NYISO_A-F_2_NYISO_G-I | NYISO_A-F | NYISO_G-I | Internal | Shoulder | B14 | 900 | 5843 | 5843 | 82.48 | 94.88 | 0.01 | 12.38
2040 | NYISO_A-F_2_NYISO_G-I | NYISO_A-F | NYISO_G-I | Internal | Shoulder | B15 | 1203 | 5843 | 3776.94 | 73.48 | 73.5 | 0.01 | 0
2040 | NYISO_A-F_2_NYISO_G-I | NYISO_A-F | NYISO_G-I | Internal | Summer | B1 | 10 | 5843 | 5843 | 195.7 | 320.54 | 0.01 | 124.83
2040 | NYISO_A-F_2_NYISO_G-I | NYISO_A-F | NYISO_G-I | Internal | Summer | B2 | 25 | 5843 | 5843 | 200.69 | 320.53 | 0.01 | 119.83
2040 | NYISO_A-F_2_NYISO_G-I | NYISO_A-F | NYISO_G-I | Internal | Summer | B3 | 75 | 5843 | 5843 | 200.69 | 278.67 | 0.01 | 77.97
2040 | NYISO_A-F_2_NYISO_G-I | NYISO_A-F | NYISO_G-I | Internal | Summer | B4 | 100 | 5843 | 5843 | 200.69 | 204.3 | 0.01 | 3.6
2040 | NYISO_A-F_2_NYISO_G-I | NYISO_A-F | NYISO_G-I | Internal | Summer | B5 | 200 | 5843 | 5536.47 | 196.62 | 196.63 | 0.01 | 0
2040 | NYISO_A-F_2_NYISO_G-I | NYISO_A-F | NYISO_G-I | Internal | Summer | B6 | 300 | 5843 | 5332.72 | 196.15 | 196.16 | 0.01 | 0
2040 | NYISO_A-F_2_NYISO_G-I | NYISO_A-F | NYISO_G-I | Internal | Summer | B7 | 400 | 5843 | 5201.43 | 169.66 | 169.67 | 0.01 | 0
2040 | NYISO_A-F_2_NYISO_G-I | NYISO_A-F | NYISO_G-I | Internal | Summer | B8 | 500 | 5843 | 5586.04 | 167.66 | 167.67 | 0.01 | 0
2040 | NYISO_A-F_2_NYISO_G-I | NYISO_A-F | NYISO_G-I | Internal | Summer | B9 | 800 | 5843 | 5729.8 | 167.66 | 167.67 | 0.01 | 0
2040 | NYISO_A-F_2_NYISO_G-I | NYISO_A-F | NYISO_G-I | Internal | Summer | B10 | 1262 | 5843 | 4345 | 145.68 | 145.69 | 0.01 | 0
2040 | NYISO_A-F_2_NYISO_G-I | NYISO_A-F | NYISO_G-I | Internal | Winter | B16 | 25 | 5843 | 5843 | 83.62 | 184.66 | 0.01 | 101.03
2040 | NYISO_A-F_2_NYISO_G-I | NYISO_A-F | NYISO_G-I | Internal | Winter | B17 | 100 | 5843 | 5843 | 73.65 | 170.67 | 0.01 | 97.01
2040 | NYISO_A-F_2_NYISO_G-I | NYISO_A-F | NYISO_G-I | Internal | Winter | B18 | 400 | 5843 | 5843 | 73.65 | 103.24 | 0.01 | 29.59
2040 | NYISO_A-F_2_NYISO_G-I | NYISO_A-F | NYISO_G-I | Internal | Winter | B19 | 700 | 5843 | 5843 | 73.65 | 94.88 | 0.01 | 21.22
2040 | NYISO_A-F_2_NYISO_G-I | NYISO_A-F | NYISO_G-I | Internal | Winter | B20 | 935 | 5843 | 5062.37 | 73.65 | 73.66 | 0.01 | 0
2040 | NYISO_A-F_2_PJM_ROM | NYISO_A-F | PJM_ROM | Internal | Shoulder | B11 | 25 | 1000 | 1000 | 82.48 | 175.24 | 8 | 84.75
2040 | NYISO_A-F_2_PJM_ROM | NYISO_A-F | PJM_ROM | Internal | Shoulder | B12 | 200 | 1000 | 1000 | 99.13 | 166.56 | 8 | 59.43
2040 | NYISO_A-F_2_PJM_ROM | NYISO_A-F | PJM_ROM | Internal | Shoulder | B13 | 600 | 1000 | 1000 | 82.48 | 107.58 | 8 | 17.1
2040 | NYISO_A-F_2_PJM_ROM | NYISO_A-F | PJM_ROM | Internal | Shoulder | B14 | 900 | 1000 | 1000 | 82.48 | 102.86 | 8 | 12.38
2040 | NYISO_A-F_2_PJM_ROM | NYISO_A-F | PJM_ROM | Internal | Shoulder | B15 | 1203 | 1000 | 0 | 73.48 | 80.51 | 8 | 0
2040 | NYISO_A-F_2_PJM_ROM | NYISO_A-F | PJM_ROM | Internal | Summer | B1 | 10 | 1000 | 1000 | 195.7 | 328.53 | 8 | 124.83
2040 | NYISO_A-F_2_PJM_ROM | NYISO_A-F | PJM_ROM | Internal | Summer | B2 | 25 | 1000 | 1000 | 200.69 | 328.53 | 8 | 119.84
2040 | NYISO_A-F_2_PJM_ROM | NYISO_A-F | PJM_ROM | Internal | Summer | B3 | 75 | 1000 | 1000 | 200.69 | 320.12 | 8 | 111.43
2040 | NYISO_A-F_2_PJM_ROM | NYISO_A-F | PJM_ROM | Internal | Summer | B4 | 100 | 1000 | 1000 | 200.69 | 212.28 | 8 | 3.6
2040 | NYISO_A-F_2_PJM_ROM | NYISO_A-F | PJM_ROM | Internal | Summer | B5 | 200 | 1000 | 843.19 | 196.62 | 204.62 | 8 | 0
2040 | NYISO_A-F_2_PJM_ROM | NYISO_A-F | PJM_ROM | Internal | Summer | B6 | 300 | 1000 | 0 | 196.15 | 198.25 | 8 | 0
2040 | NYISO_A-F_2_PJM_ROM | NYISO_A-F | PJM_ROM | Internal | Summer | B7 | 400 | 1000 | 245.71 | 169.66 | 177.66 | 8 | 0
2040 | NYISO_A-F_2_PJM_ROM | NYISO_A-F | PJM_ROM | Internal | Summer | B8 | 500 | 1000 | 106.57 | 167.66 | 175.66 | 8 | 0
2040 | NYISO_A-F_2_PJM_ROM | NYISO_A-F | PJM_ROM | Internal | Summer | B9 | 800 | 1000 | 860.35 | 167.66 | 175.66 | 8 | 0
2040 | NYISO_A-F_2_PJM_ROM | NYISO_A-F | PJM_ROM | Internal | Summer | B10 | 1262 | 1000 | 0 | 145.68 | 124.67 | 8 | 0
2040 | NYISO_A-F_2_PJM_ROM | NYISO_A-F | PJM_ROM | Internal | Winter | B16 | 25 | 1000 | 1000 | 83.62 | 178.65 | 8 | 87.03
2040 | NYISO_A-F_2_PJM_ROM | NYISO_A-F | PJM_ROM | Internal | Winter | B17 | 100 | 1000 | 1000 | 73.65 | 178.66 | 8 | 97.01
2040 | NYISO_A-F_2_PJM_ROM | NYISO_A-F | PJM_ROM | Internal | Winter | B18 | 400 | 1000 | 1000 | 73.65 | 111.23 | 8 | 29.59
2040 | NYISO_A-F_2_PJM_ROM | NYISO_A-F | PJM_ROM | Internal | Winter | B19 | 700 | 1000 | 1000 | 73.65 | 102.86 | 8 | 21.22
2040 | NYISO_A-F_2_PJM_ROM | NYISO_A-F | PJM_ROM | Internal | Winter | B20 | 935 | 1000 | 441.2 | 73.65 | 81.65 | 8 | 0
2040 | NYISO_G-I_2_NEISO | NYISO_G-I | NEISO | Internal | Shoulder | B11 | 25 | 600 | 0 | 167.22 | 70.48 | 3 | 0
2040 | NYISO_G-I_2_NEISO | NYISO_G-I | NEISO | Internal | Shoulder | B12 | 200 | 600 | 0 | 158.57 | 70.48 | 3 | 0
2040 | NYISO_G-I_2_NEISO | NYISO_G-I | NEISO | Internal | Shoulder | B13 | 600 | 600 | 0 | 99.59 | 70.48 | 3 | 0
2040 | NYISO_G-I_2_NEISO | NYISO_G-I | NEISO | Internal | Shoulder | B14 | 900 | 600 | 0 | 94.88 | 70.48 | 3 | 0
2040 | NYISO_G-I_2_NEISO | NYISO_G-I | NEISO | Internal | Shoulder | B15 | 1203 | 600 | 0 | 73.5 | 70.48 | 3 | 0
2040 | NYISO_G-I_2_NEISO | NYISO_G-I | NEISO | Internal | Summer | B1 | 10 | 600 | 0 | 320.54 | 200.62 | 3 | 0
2040 | NYISO_G-I_2_NEISO | NYISO_G-I | NEISO | Internal | Summer | B2 | 25 | 600 | 0 | 320.53 | 281.58 | 3 | 0
2040 | NYISO_G-I_2_NEISO | NYISO_G-I | NEISO | Internal | Summer | B3 | 75 | 600 | 0 | 278.67 | 200.62 | 3 | 0
2040 | NYISO_G-I_2_NEISO | NYISO_G-I | NEISO | Internal | Summer | B4 | 100 | 600 | 0 | 204.3 | 193.42 | 3 | 0
2040 | NYISO_G-I_2_NEISO | NYISO_G-I | NEISO | Internal | Summer | B5 | 200 | 600 | 0 | 196.63 | 193.42 | 3 | 0
2040 | NYISO_G-I_2_NEISO | NYISO_G-I | NEISO | Internal | Summer | B6 | 300 | 600 | 0 | 196.16 | 193.16 | 3 | 0
2040 | NYISO_G-I_2_NEISO | NYISO_G-I | NEISO | Internal | Summer | B7 | 400 | 600 | 0 | 169.67 | 166.66 | 3 | 0
2040 | NYISO_G-I_2_NEISO | NYISO_G-I | NEISO | Internal | Summer | B8 | 500 | 600 | 0 | 167.67 | 165.91 | 3 | 0
2040 | NYISO_G-I_2_NEISO | NYISO_G-I | NEISO | Internal | Summer | B9 | 800 | 600 | 0 | 167.67 | 165.91 | 3 | 0
2040 | NYISO_G-I_2_NEISO | NYISO_G-I | NEISO | Internal | Summer | B10 | 1262 | 600 | 0 | 145.69 | 148.68 | 3 | 0
2040 | NYISO_G-I_2_NEISO | NYISO_G-I | NEISO | Internal | Winter | B16 | 25 | 600 | 0 | 184.66 | 70.48 | 3 | 0
2040 | NYISO_G-I_2_NEISO | NYISO_G-I | NEISO | Internal | Winter | B17 | 100 | 600 | 0 | 170.67 | 70.48 | 3 | 0
2040 | NYISO_G-I_2_NEISO | NYISO_G-I | NEISO | Internal | Winter | B18 | 400 | 600 | 0 | 103.24 | 70.48 | 3 | 0
2040 | NYISO_G-I_2_NEISO | NYISO_G-I | NEISO | Internal | Winter | B19 | 700 | 600 | 0 | 94.88 | 70.48 | 3 | 0
2040 | NYISO_G-I_2_NEISO | NYISO_G-I | NEISO | Internal | Winter | B20 | 935 | 600 | 0 | 73.66 | 70.48 | 3 | 0
2040 | NYISO_G-I_2_NYISO_A-F | NYISO_G-I | NYISO_A-F | Internal | Shoulder | B11 | 25 | 3592 | 0 | 167.22 | 82.48 | 0.01 | 0
2040 | NYISO_G-I_2_NYISO_A-F | NYISO_G-I | NYISO_A-F | Internal | Shoulder | B12 | 200 | 3592 | 0 | 158.57 | 99.13 | 0.01 | 0
2040 | NYISO_G-I_2_NYISO_A-F | NYISO_G-I | NYISO_A-F | Internal | Shoulder | B13 | 600 | 3592 | 0 | 99.59 | 82.48 | 0.01 | 0
2040 | NYISO_G-I_2_NYISO_A-F | NYISO_G-I | NYISO_A-F | Internal | Shoulder | B14 | 900 | 3592 | 0 | 94.88 | 82.48 | 0.01 | 0
2040 | NYISO_G-I_2_NYISO_A-F | NYISO_G-I | NYISO_A-F | Internal | Shoulder | B15 | 1203 | 3592 | 0 | 73.5 | 73.48 | 0.01 | 0
2040 | NYISO_G-I_2_NYISO_A-F | NYISO_G-I | NYISO_A-F | Internal | Summer | B1 | 10 | 3592 | 0 | 320.54 | 195.7 | 0.01 | 0
2040 | NYISO_G-I_2_NYISO_A-F | NYISO_G-I | NYISO_A-F | Internal | Summer | B2 | 25 | 3592 | 0 | 320.53 | 200.69 | 0.01 | 0
2040 | NYISO_G-I_2_NYISO_A-F | NYISO_G-I | NYISO_A-F | Internal | Summer | B3 | 75 | 3592 | 0 | 278.67 | 200.69 | 0.01 | 0
2040 | NYISO_G-I_2_NYISO_A-F | NYISO_G-I | NYISO_A-F | Internal | Summer | B4 | 100 | 3592 | 0 | 204.3 | 200.69 | 0.01 | 0
2040 | NYISO_G-I_2_NYISO_A-F | NYISO_G-I | NYISO_A-F | Internal | Summer | B5 | 200 | 3592 | 0 | 196.63 | 196.62 | 0.01 | 0
2040 | NYISO_G-I_2_NYISO_A-F | NYISO_G-I | NYISO_A-F | Internal | Summer | B6 | 300 | 3592 | 0 | 196.16 | 196.15 | 0.01 | 0
2040 | NYISO_G-I_2_NYISO_A-F | NYISO_G-I | NYISO_A-F | Internal | Summer | B7 | 400 | 3592 | 0 | 169.67 | 169.66 | 0.01 | 0
2040 | NYISO_G-I_2_NYISO_A-F | NYISO_G-I | NYISO_A-F | Internal | Summer | B8 | 500 | 3592 | 0 | 167.67 | 167.66 | 0.01 | 0
2040 | NYISO_G-I_2_NYISO_A-F | NYISO_G-I | NYISO_A-F | Internal | Summer | B9 | 800 | 3592 | 0 | 167.67 | 167.66 | 0.01 | 0
2040 | NYISO_G-I_2_NYISO_A-F | NYISO_G-I | NYISO_A-F | Internal | Summer | B10 | 1262 | 3592 | 0 | 145.69 | 145.68 | 0.01 | 0
2040 | NYISO_G-I_2_NYISO_A-F | NYISO_G-I | NYISO_A-F | Internal | Winter | B16 | 25 | 3592 | 0 | 184.66 | 83.62 | 0.01 | 0
2040 | NYISO_G-I_2_NYISO_A-F | NYISO_G-I | NYISO_A-F | Internal | Winter | B17 | 100 | 3592 | 0 | 170.67 | 73.65 | 0.01 | 0
2040 | NYISO_G-I_2_NYISO_A-F | NYISO_G-I | NYISO_A-F | Internal | Winter | B18 | 400 | 3592 | 0 | 103.24 | 73.65 | 0.01 | 0
2040 | NYISO_G-I_2_NYISO_A-F | NYISO_G-I | NYISO_A-F | Internal | Winter | B19 | 700 | 3592 | 0 | 94.88 | 73.65 | 0.01 | 0
2040 | NYISO_G-I_2_NYISO_A-F | NYISO_G-I | NYISO_A-F | Internal | Winter | B20 | 935 | 3592 | 0 | 73.66 | 73.65 | 0.01 | 0
2040 | NYISO_G-I_2_NYISO_J-K | NYISO_G-I | NYISO_J-K | Internal | Shoulder | B11 | 25 | 6130 | 6130 | 167.22 | 198.24 | 0.01 | 31
2040 | NYISO_G-I_2_NYISO_J-K | NYISO_G-I | NYISO_J-K | Internal | Shoulder | B12 | 200 | 6130 | 6130 | 158.57 | 198.24 | 0.01 | 39.65
2040 | NYISO_G-I_2_NYISO_J-K | NYISO_G-I | NYISO_J-K | Internal | Shoulder | B13 | 600 | 6130 | 6130 | 99.59 | 198.24 | 0.01 | 98.63
2040 | NYISO_G-I_2_NYISO_J-K | NYISO_G-I | NYISO_J-K | Internal | Shoulder | B14 | 900 | 6130 | 6130 | 94.88 | 170.01 | 0.01 | 75.12
2040 | NYISO_G-I_2_NYISO_J-K | NYISO_G-I | NYISO_J-K | Internal | Shoulder | B15 | 1203 | 6130 | 5210.28 | 73.5 | 73.51 | 0.01 | 0
2040 | NYISO_G-I_2_NYISO_J-K | NYISO_G-I | NYISO_J-K | Internal | Summer | B1 | 10 | 6130 | 5483.38 | 320.54 | 320.55 | 0.01 | 0
2040 | NYISO_G-I_2_NYISO_J-K | NYISO_G-I | NYISO_J-K | Internal | Summer | B2 | 25 | 6130 | 5374.04 | 320.53 | 320.54 | 0.01 | 0
2040 | NYISO_G-I_2_NYISO_J-K | NYISO_G-I | NYISO_J-K | Internal | Summer | B3 | 75 | 6130 | 5763.9 | 278.67 | 278.68 | 0.01 | 0
2040 | NYISO_G-I_2_NYISO_J-K | NYISO_G-I | NYISO_J-K | Internal | Summer | B4 | 100 | 6130 | 6130 | 204.3 | 272.99 | 0.01 | 68.68
2040 | NYISO_G-I_2_NYISO_J-K | NYISO_G-I | NYISO_J-K | Internal | Summer | B5 | 200 | 6130 | 6130 | 196.63 | 272.99 | 0.01 | 76.35
2040 | NYISO_G-I_2_NYISO_J-K | NYISO_G-I | NYISO_J-K | Internal | Summer | B6 | 300 | 6130 | 6130 | 196.16 | 207.07 | 0.01 | 10.9
2040 | NYISO_G-I_2_NYISO_J-K | NYISO_G-I | NYISO_J-K | Internal | Summer | B7 | 400 | 6130 | 6130 | 169.67 | 194.22 | 0.01 | 24.54
2040 | NYISO_G-I_2_NYISO_J-K | NYISO_G-I | NYISO_J-K | Internal | Summer | B8 | 500 | 6130 | 6130 | 167.67 | 194.22 | 0.01 | 26.54
2040 | NYISO_G-I_2_NYISO_J-K | NYISO_G-I | NYISO_J-K | Internal | Summer | B9 | 800 | 6130 | 6130 | 167.67 | 194.22 | 0.01 | 26.54
2040 | NYISO_G-I_2_NYISO_J-K | NYISO_G-I | NYISO_J-K | Internal | Summer | B10 | 1262 | 6130 | 6130 | 145.69 | 151.68 | 0.01 | 5.98
2040 | NYISO_G-I_2_NYISO_J-K | NYISO_G-I | NYISO_J-K | Internal | Winter | B16 | 25 | 6130 | 6130 | 184.66 | 212.22 | 0.01 | 27.55
2040 | NYISO_G-I_2_NYISO_J-K | NYISO_G-I | NYISO_J-K | Internal | Winter | B17 | 100 | 6130 | 6130 | 170.67 | 212.22 | 0.01 | 41.54
2040 | NYISO_G-I_2_NYISO_J-K | NYISO_G-I | NYISO_J-K | Internal | Winter | B18 | 400 | 6130 | 6130 | 103.24 | 212.22 | 0.01 | 108.97
2040 | NYISO_G-I_2_NYISO_J-K | NYISO_G-I | NYISO_J-K | Internal | Winter | B19 | 700 | 6130 | 6130 | 94.88 | 183.7 | 0.01 | 88.81
2040 | NYISO_G-I_2_NYISO_J-K | NYISO_G-I | NYISO_J-K | Internal | Winter | B20 | 935 | 6130 | 5621.76 | 73.66 | 73.67 | 0.01 | 0
2040 | NYISO_G-I_2_PJM_E | NYISO_G-I | PJM_E | Internal | Shoulder | B11 | 25 | 1500 | 1040.9 | 167.22 | 175.22 | 8 | 0
2040 | NYISO_G-I_2_PJM_E | NYISO_G-I | PJM_E | Internal | Shoulder | B12 | 200 | 1500 | 1076.23 | 158.57 | 166.57 | 8 | 0
2040 | NYISO_G-I_2_PJM_E | NYISO_G-I | PJM_E | Internal | Shoulder | B13 | 600 | 1500 | 1192.66 | 99.59 | 107.59 | 8 | 0
2040 | NYISO_G-I_2_PJM_E | NYISO_G-I | PJM_E | Internal | Shoulder | B14 | 900 | 1500 | 1345.56 | 94.88 | 102.88 | 8 | 0
2040 | NYISO_G-I_2_PJM_E | NYISO_G-I | PJM_E | Internal | Shoulder | B15 | 1203 | 1500 | 0 | 73.5 | 80.52 | 8 | 0
2040 | NYISO_G-I_2_PJM_E | NYISO_G-I | PJM_E | Internal | Summer | B1 | 10 | 1500 | 1261.98 | 320.54 | 328.54 | 8 | 0
2040 | NYISO_G-I_2_PJM_E | NYISO_G-I | PJM_E | Internal | Summer | B2 | 25 | 1500 | 1500 | 320.53 | 328.54 | 8 | 0.01
2040 | NYISO_G-I_2_PJM_E | NYISO_G-I | PJM_E | Internal | Summer | B3 | 75 | 1500 | 1500 | 278.67 | 320.11 | 8 | 33.44
2040 | NYISO_G-I_2_PJM_E | NYISO_G-I | PJM_E | Internal | Summer | B4 | 100 | 1500 | 1359.24 | 204.3 | 212.3 | 8 | 0
2040 | NYISO_G-I_2_PJM_E | NYISO_G-I | PJM_E | Internal | Summer | B5 | 200 | 1500 | 1193.33 | 196.63 | 204.63 | 8 | 0
2040 | NYISO_G-I_2_PJM_E | NYISO_G-I | PJM_E | Internal | Summer | B6 | 300 | 1500 | 0 | 196.16 | 198.26 | 8 | 0
2040 | NYISO_G-I_2_PJM_E | NYISO_G-I | PJM_E | Internal | Summer | B7 | 400 | 1500 | 152.22 | 169.67 | 177.67 | 8 | 0
2040 | NYISO_G-I_2_PJM_E | NYISO_G-I | PJM_E | Internal | Summer | B8 | 500 | 1500 | 87.66 | 167.67 | 175.67 | 8 | 0
2040 | NYISO_G-I_2_PJM_E | NYISO_G-I | PJM_E | Internal | Summer | B9 | 800 | 1500 | 446.71 | 167.67 | 175.67 | 8 | 0
2040 | NYISO_G-I_2_PJM_E | NYISO_G-I | PJM_E | Internal | Summer | B10 | 1262 | 1500 | 0 | 145.69 | 124.68 | 8 | 0
2040 | NYISO_G-I_2_PJM_E | NYISO_G-I | PJM_E | Internal | Winter | B16 | 25 | 1500 | 0 | 184.66 | 178.66 | 8 | 0
2040 | NYISO_G-I_2_PJM_E | NYISO_G-I | PJM_E | Internal | Winter | B17 | 100 | 1500 | 8.53 | 170.67 | 178.67 | 8 | 0
2040 | NYISO_G-I_2_PJM_E | NYISO_G-I | PJM_E | Internal | Winter | B18 | 400 | 1500 | 65.99 | 103.24 | 111.24 | 8 | 0
2040 | NYISO_G-I_2_PJM_E | NYISO_G-I | PJM_E | Internal | Winter | B19 | 700 | 1500 | 232.85 | 94.88 | 102.88 | 8 | 0
2040 | NYISO_G-I_2_PJM_E | NYISO_G-I | PJM_E | Internal | Winter | B20 | 935 | 1500 | 375.42 | 73.66 | 81.66 | 8 | 0
2040 | NYISO_J-K_2_NEISO | NYISO_J-K | NEISO | Internal | Shoulder | B11 | 25 | 347 | 0 | 198.24 | 70.48 | 3 | 0
2040 | NYISO_J-K_2_NEISO | NYISO_J-K | NEISO | Internal | Shoulder | B12 | 200 | 347 | 0 | 198.24 | 70.48 | 3 | 0
2040 | NYISO_J-K_2_NEISO | NYISO_J-K | NEISO | Internal | Shoulder | B13 | 600 | 347 | 0 | 198.24 | 70.48 | 3 | 0
2040 | NYISO_J-K_2_NEISO | NYISO_J-K | NEISO | Internal | Shoulder | B14 | 900 | 347 | 0 | 170.01 | 70.48 | 3 | 0
2040 | NYISO_J-K_2_NEISO | NYISO_J-K | NEISO | Internal | Shoulder | B15 | 1203 | 347 | 0 | 73.51 | 70.48 | 3 | 0
2040 | NYISO_J-K_2_NEISO | NYISO_J-K | NEISO | Internal | Summer | B1 | 10 | 347 | 0 | 320.55 | 200.62 | 3 | 0
2040 | NYISO_J-K_2_NEISO | NYISO_J-K | NEISO | Internal | Summer | B2 | 25 | 347 | 0 | 320.54 | 281.58 | 3 | 0
2040 | NYISO_J-K_2_NEISO | NYISO_J-K | NEISO | Internal | Summer | B3 | 75 | 347 | 0 | 278.68 | 200.62 | 3 | 0
2040 | NYISO_J-K_2_NEISO | NYISO_J-K | NEISO | Internal | Summer | B4 | 100 | 347 | 0 | 272.99 | 193.42 | 3 | 0
2040 | NYISO_J-K_2_NEISO | NYISO_J-K | NEISO | Internal | Summer | B5 | 200 | 347 | 0 | 272.99 | 193.42 | 3 | 0
2040 | NYISO_J-K_2_NEISO | NYISO_J-K | NEISO | Internal | Summer | B6 | 300 | 347 | 0 | 207.07 | 193.16 | 3 | 0
2040 | NYISO_J-K_2_NEISO | NYISO_J-K | NEISO | Internal | Summer | B7 | 400 | 347 | 0 | 194.22 | 166.66 | 3 | 0
2040 | NYISO_J-K_2_NEISO | NYISO_J-K | NEISO | Internal | Summer | B8 | 500 | 347 | 0 | 194.22 | 165.91 | 3 | 0
2040 | NYISO_J-K_2_NEISO | NYISO_J-K | NEISO | Internal | Summer | B9 | 800 | 347 | 0 | 194.22 | 165.91 | 3 | 0
2040 | NYISO_J-K_2_NEISO | NYISO_J-K | NEISO | Internal | Summer | B10 | 1262 | 347 | 0 | 151.68 | 148.68 | 3 | 0
2040 | NYISO_J-K_2_NEISO | NYISO_J-K | NEISO | Internal | Winter | B16 | 25 | 347 | 0 | 212.22 | 70.48 | 3 | 0
2040 | NYISO_J-K_2_NEISO | NYISO_J-K | NEISO | Internal | Winter | B17 | 100 | 347 | 0 | 212.22 | 70.48 | 3 | 0
2040 | NYISO_J-K_2_NEISO | NYISO_J-K | NEISO | Internal | Winter | B18 | 400 | 347 | 0 | 212.22 | 70.48 | 3 | 0
2040 | NYISO_J-K_2_NEISO | NYISO_J-K | NEISO | Internal | Winter | B19 | 700 | 347 | 0 | 183.7 | 70.48 | 3 | 0
2040 | NYISO_J-K_2_NEISO | NYISO_J-K | NEISO | Internal | Winter | B20 | 935 | 347 | 0 | 73.67 | 70.48 | 3 | 0
2040 | NYISO_J-K_2_NYISO_G-I | NYISO_J-K | NYISO_G-I | Internal | Shoulder | B11 | 25 | 1999 | 0 | 198.24 | 167.22 | 0.01 | 0
2040 | NYISO_J-K_2_NYISO_G-I | NYISO_J-K | NYISO_G-I | Internal | Shoulder | B12 | 200 | 1999 | 0 | 198.24 | 158.57 | 0.01 | 0
2040 | NYISO_J-K_2_NYISO_G-I | NYISO_J-K | NYISO_G-I | Internal | Shoulder | B13 | 600 | 1999 | 0 | 198.24 | 99.59 | 0.01 | 0
2040 | NYISO_J-K_2_NYISO_G-I | NYISO_J-K | NYISO_G-I | Internal | Shoulder | B14 | 900 | 1999 | 0 | 170.01 | 94.88 | 0.01 | 0
2040 | NYISO_J-K_2_NYISO_G-I | NYISO_J-K | NYISO_G-I | Internal | Shoulder | B15 | 1203 | 1999 | 0 | 73.51 | 73.5 | 0.01 | 0
2040 | NYISO_J-K_2_NYISO_G-I | NYISO_J-K | NYISO_G-I | Internal | Summer | B1 | 10 | 1999 | 0 | 320.55 | 320.54 | 0.01 | 0
2040 | NYISO_J-K_2_NYISO_G-I | NYISO_J-K | NYISO_G-I | Internal | Summer | B2 | 25 | 1999 | 0 | 320.54 | 320.53 | 0.01 | 0
2040 | NYISO_J-K_2_NYISO_G-I | NYISO_J-K | NYISO_G-I | Internal | Summer | B3 | 75 | 1999 | 0 | 278.68 | 278.67 | 0.01 | 0
2040 | NYISO_J-K_2_NYISO_G-I | NYISO_J-K | NYISO_G-I | Internal | Summer | B4 | 100 | 1999 | 0 | 272.99 | 204.3 | 0.01 | 0
2040 | NYISO_J-K_2_NYISO_G-I | NYISO_J-K | NYISO_G-I | Internal | Summer | B5 | 200 | 1999 | 0 | 272.99 | 196.63 | 0.01 | 0
2040 | NYISO_J-K_2_NYISO_G-I | NYISO_J-K | NYISO_G-I | Internal | Summer | B6 | 300 | 1999 | 0 | 207.07 | 196.16 | 0.01 | 0
2040 | NYISO_J-K_2_NYISO_G-I | NYISO_J-K | NYISO_G-I | Internal | Summer | B7 | 400 | 1999 | 0 | 194.22 | 169.67 | 0.01 | 0
2040 | NYISO_J-K_2_NYISO_G-I | NYISO_J-K | NYISO_G-I | Internal | Summer | B8 | 500 | 1999 | 0 | 194.22 | 167.67 | 0.01 | 0
2040 | NYISO_J-K_2_NYISO_G-I | NYISO_J-K | NYISO_G-I | Internal | Summer | B9 | 800 | 1999 | 0 | 194.22 | 167.67 | 0.01 | 0
2040 | NYISO_J-K_2_NYISO_G-I | NYISO_J-K | NYISO_G-I | Internal | Summer | B10 | 1262 | 1999 | 0 | 151.68 | 145.69 | 0.01 | 0
2040 | NYISO_J-K_2_NYISO_G-I | NYISO_J-K | NYISO_G-I | Internal | Winter | B16 | 25 | 1999 | 0 | 212.22 | 184.66 | 0.01 | 0
2040 | NYISO_J-K_2_NYISO_G-I | NYISO_J-K | NYISO_G-I | Internal | Winter | B17 | 100 | 1999 | 0 | 212.22 | 170.67 | 0.01 | 0
2040 | NYISO_J-K_2_NYISO_G-I | NYISO_J-K | NYISO_G-I | Internal | Winter | B18 | 400 | 1999 | 0 | 212.22 | 103.24 | 0.01 | 0
2040 | NYISO_J-K_2_NYISO_G-I | NYISO_J-K | NYISO_G-I | Internal | Winter | B19 | 700 | 1999 | 0 | 183.7 | 94.88 | 0.01 | 0
2040 | NYISO_J-K_2_NYISO_G-I | NYISO_J-K | NYISO_G-I | Internal | Winter | B20 | 935 | 1999 | 0 | 73.67 | 73.66 | 0.01 | 0
2040 | NYISO_J-K_2_PJM_E | NYISO_J-K | PJM_E | Internal | Shoulder | B11 | 25 | 330 | 0 | 198.24 | 175.22 | 8 | 0
2040 | NYISO_J-K_2_PJM_E | NYISO_J-K | PJM_E | Internal | Shoulder | B12 | 200 | 330 | 0 | 198.24 | 166.57 | 8 | 0
2040 | NYISO_J-K_2_PJM_E | NYISO_J-K | PJM_E | Internal | Shoulder | B13 | 600 | 330 | 0 | 198.24 | 107.59 | 8 | 0
2040 | NYISO_J-K_2_PJM_E | NYISO_J-K | PJM_E | Internal | Shoulder | B14 | 900 | 330 | 0 | 170.01 | 102.88 | 8 | 0
2040 | NYISO_J-K_2_PJM_E | NYISO_J-K | PJM_E | Internal | Shoulder | B15 | 1203 | 330 | 0 | 73.51 | 80.52 | 8 | 0
2040 | NYISO_J-K_2_PJM_E | NYISO_J-K | PJM_E | Internal | Summer | B1 | 10 | 330 | 0 | 320.55 | 328.54 | 8 | 0
2040 | NYISO_J-K_2_PJM_E | NYISO_J-K | PJM_E | Internal | Summer | B2 | 25 | 330 | 297.91 | 320.54 | 328.54 | 8 | 0
2040 | NYISO_J-K_2_PJM_E | NYISO_J-K | PJM_E | Internal | Summer | B3 | 75 | 330 | 330 | 278.68 | 320.11 | 8 | 33.43
2040 | NYISO_J-K_2_PJM_E | NYISO_J-K | PJM_E | Internal | Summer | B4 | 100 | 330 | 0 | 272.99 | 212.3 | 8 | 0
2040 | NYISO_J-K_2_PJM_E | NYISO_J-K | PJM_E | Internal | Summer | B5 | 200 | 330 | 0 | 272.99 | 204.63 | 8 | 0
2040 | NYISO_J-K_2_PJM_E | NYISO_J-K | PJM_E | Internal | Summer | B6 | 300 | 330 | 0 | 207.07 | 198.26 | 8 | 0
2040 | NYISO_J-K_2_PJM_E | NYISO_J-K | PJM_E | Internal | Summer | B7 | 400 | 330 | 0 | 194.22 | 177.67 | 8 | 0
2040 | NYISO_J-K_2_PJM_E | NYISO_J-K | PJM_E | Internal | Summer | B8 | 500 | 330 | 0 | 194.22 | 175.67 | 8 | 0
2040 | NYISO_J-K_2_PJM_E | NYISO_J-K | PJM_E | Internal | Summer | B9 | 800 | 330 | 0 | 194.22 | 175.67 | 8 | 0
2040 | NYISO_J-K_2_PJM_E | NYISO_J-K | PJM_E | Internal | Summer | B10 | 1262 | 330 | 0 | 151.68 | 124.68 | 8 | 0
2040 | NYISO_J-K_2_PJM_E | NYISO_J-K | PJM_E | Internal | Winter | B16 | 25 | 330 | 0 | 212.22 | 178.66 | 8 | 0
2040 | NYISO_J-K_2_PJM_E | NYISO_J-K | PJM_E | Internal | Winter | B17 | 100 | 330 | 0 | 212.22 | 178.67 | 8 | 0
2040 | NYISO_J-K_2_PJM_E | NYISO_J-K | PJM_E | Internal | Winter | B18 | 400 | 330 | 0 | 212.22 | 111.24 | 8 | 0
2040 | NYISO_J-K_2_PJM_E | NYISO_J-K | PJM_E | Internal | Winter | B19 | 700 | 330 | 0 | 183.7 | 102.88 | 8 | 0
2040 | NYISO_J-K_2_PJM_E | NYISO_J-K | PJM_E | Internal | Winter | B20 | 935 | 330 | 0 | 73.67 | 81.66 | 8 | 0
2040 | PJM_E_2_NYISO_G-I | PJM_E | NYISO_G-I | Internal | Shoulder | B11 | 25 | 500 | 0 | 175.22 | 167.22 | 6 | 0
2040 | PJM_E_2_NYISO_G-I | PJM_E | NYISO_G-I | Internal | Shoulder | B12 | 200 | 500 | 0 | 166.57 | 158.57 | 6 | 0
2040 | PJM_E_2_NYISO_G-I | PJM_E | NYISO_G-I | Internal | Shoulder | B13 | 600 | 500 | 0 | 107.59 | 99.59 | 6 | 0
2040 | PJM_E_2_NYISO_G-I | PJM_E | NYISO_G-I | Internal | Shoulder | B14 | 900 | 500 | 0 | 102.88 | 94.88 | 6 | 0
2040 | PJM_E_2_NYISO_G-I | PJM_E | NYISO_G-I | Internal | Shoulder | B15 | 1203 | 500 | 0 | 80.52 | 73.5 | 6 | 0
2040 | PJM_E_2_NYISO_G-I | PJM_E | NYISO_G-I | Internal | Summer | B1 | 10 | 500 | 0 | 328.54 | 320.54 | 6 | 0
2040 | PJM_E_2_NYISO_G-I | PJM_E | NYISO_G-I | Internal | Summer | B2 | 25 | 500 | 0 | 328.54 | 320.53 | 6 | 0
2040 | PJM_E_2_NYISO_G-I | PJM_E | NYISO_G-I | Internal | Summer | B3 | 75 | 500 | 0 | 320.11 | 278.67 | 6 | 0
2040 | PJM_E_2_NYISO_G-I | PJM_E | NYISO_G-I | Internal | Summer | B4 | 100 | 500 | 0 | 212.3 | 204.3 | 6 | 0
2040 | PJM_E_2_NYISO_G-I | PJM_E | NYISO_G-I | Internal | Summer | B5 | 200 | 500 | 0 | 204.63 | 196.63 | 6 | 0
2040 | PJM_E_2_NYISO_G-I | PJM_E | NYISO_G-I | Internal | Summer | B6 | 300 | 500 | 0 | 198.26 | 196.16 | 6 | 0
2040 | PJM_E_2_NYISO_G-I | PJM_E | NYISO_G-I | Internal | Summer | B7 | 400 | 500 | 0 | 177.67 | 169.67 | 6 | 0
2040 | PJM_E_2_NYISO_G-I | PJM_E | NYISO_G-I | Internal | Summer | B8 | 500 | 500 | 0 | 175.67 | 167.67 | 6 | 0
2040 | PJM_E_2_NYISO_G-I | PJM_E | NYISO_G-I | Internal | Summer | B9 | 800 | 500 | 0 | 175.67 | 167.67 | 6 | 0
2040 | PJM_E_2_NYISO_G-I | PJM_E | NYISO_G-I | Internal | Summer | B10 | 1262 | 500 | 500 | 124.68 | 145.69 | 6 | 15.01
2040 | PJM_E_2_NYISO_G-I | PJM_E | NYISO_G-I | Internal | Winter | B16 | 25 | 500 | 110.46 | 178.66 | 184.66 | 6 | 0
2040 | PJM_E_2_NYISO_G-I | PJM_E | NYISO_G-I | Internal | Winter | B17 | 100 | 500 | 0 | 178.67 | 170.67 | 6 | 0
2040 | PJM_E_2_NYISO_G-I | PJM_E | NYISO_G-I | Internal | Winter | B18 | 400 | 500 | 0 | 111.24 | 103.24 | 6 | 0
2040 | PJM_E_2_NYISO_G-I | PJM_E | NYISO_G-I | Internal | Winter | B19 | 700 | 500 | 0 | 102.88 | 94.88 | 6 | 0
2040 | PJM_E_2_NYISO_G-I | PJM_E | NYISO_G-I | Internal | Winter | B20 | 935 | 500 | 0 | 81.66 | 73.66 | 6 | 0
2040 | PJM_E_2_NYISO_J-K | PJM_E | NYISO_J-K | Internal | Shoulder | B11 | 25 | 330 | 330 | 175.22 | 198.24 | 6 | 17.01
2040 | PJM_E_2_NYISO_J-K | PJM_E | NYISO_J-K | Internal | Shoulder | B12 | 200 | 330 | 330 | 166.57 | 198.24 | 6 | 25.67
2040 | PJM_E_2_NYISO_J-K | PJM_E | NYISO_J-K | Internal | Shoulder | B13 | 600 | 330 | 330 | 107.59 | 198.24 | 6 | 84.64
2040 | PJM_E_2_NYISO_J-K | PJM_E | NYISO_J-K | Internal | Shoulder | B14 | 900 | 330 | 330 | 102.88 | 170.01 | 6 | 61.13
2040 | PJM_E_2_NYISO_J-K | PJM_E | NYISO_J-K | Internal | Shoulder | B15 | 1203 | 330 | 0 | 80.52 | 73.51 | 6 | 0
2040 | PJM_E_2_NYISO_J-K | PJM_E | NYISO_J-K | Internal | Summer | B1 | 10 | 330 | 0 | 328.54 | 320.55 | 6 | 0
2040 | PJM_E_2_NYISO_J-K | PJM_E | NYISO_J-K | Internal | Summer | B2 | 25 | 330 | 0 | 328.54 | 320.54 | 6 | 0
2040 | PJM_E_2_NYISO_J-K | PJM_E | NYISO_J-K | Internal | Summer | B3 | 75 | 330 | 0 | 320.11 | 278.68 | 6 | 0
2040 | PJM_E_2_NYISO_J-K | PJM_E | NYISO_J-K | Internal | Summer | B4 | 100 | 330 | 330 | 212.3 | 272.99 | 6 | 54.7
2040 | PJM_E_2_NYISO_J-K | PJM_E | NYISO_J-K | Internal | Summer | B5 | 200 | 330 | 330 | 204.63 | 272.99 | 6 | 62.36
2040 | PJM_E_2_NYISO_J-K | PJM_E | NYISO_J-K | Internal | Summer | B6 | 300 | 330 | 330 | 198.26 | 207.07 | 6 | 2.81
2040 | PJM_E_2_NYISO_J-K | PJM_E | NYISO_J-K | Internal | Summer | B7 | 400 | 330 | 330 | 177.67 | 194.22 | 6 | 10.55
2040 | PJM_E_2_NYISO_J-K | PJM_E | NYISO_J-K | Internal | Summer | B8 | 500 | 330 | 330 | 175.67 | 194.22 | 6 | 12.55
2040 | PJM_E_2_NYISO_J-K | PJM_E | NYISO_J-K | Internal | Summer | B9 | 800 | 330 | 330 | 175.67 | 194.22 | 6 | 12.55
2040 | PJM_E_2_NYISO_J-K | PJM_E | NYISO_J-K | Internal | Summer | B10 | 1262 | 330 | 330 | 124.68 | 151.68 | 6 | 21
2040 | PJM_E_2_NYISO_J-K | PJM_E | NYISO_J-K | Internal | Winter | B16 | 25 | 330 | 330 | 178.66 | 212.22 | 6 | 27.56
2040 | PJM_E_2_NYISO_J-K | PJM_E | NYISO_J-K | Internal | Winter | B17 | 100 | 330 | 330 | 178.67 | 212.22 | 6 | 27.55
2040 | PJM_E_2_NYISO_J-K | PJM_E | NYISO_J-K | Internal | Winter | B18 | 400 | 330 | 330 | 111.24 | 212.22 | 6 | 94.98
2040 | PJM_E_2_NYISO_J-K | PJM_E | NYISO_J-K | Internal | Winter | B19 | 700 | 330 | 330 | 102.88 | 183.7 | 6 | 74.83
2040 | PJM_E_2_NYISO_J-K | PJM_E | NYISO_J-K | Internal | Winter | B20 | 935 | 330 | 0 | 81.66 | 73.67 | 6 | 0
2040 | PJM_E_2_PJM_ROM | PJM_E | PJM_ROM | Internal | Shoulder | B11 | 25 | 8000 | 662.24 | 175.22 | 175.24 | 0.01 | 0
2040 | PJM_E_2_PJM_ROM | PJM_E | PJM_ROM | Internal | Shoulder | B12 | 200 | 8000 | 0 | 166.57 | 166.56 | 0.01 | 0
2040 | PJM_E_2_PJM_ROM | PJM_E | PJM_ROM | Internal | Shoulder | B13 | 600 | 8000 | 0 | 107.59 | 107.58 | 0.01 | 0
2040 | PJM_E_2_PJM_ROM | PJM_E | PJM_ROM | Internal | Shoulder | B14 | 900 | 8000 | 0 | 102.88 | 102.86 | 0.01 | 0
2040 | PJM_E_2_PJM_ROM | PJM_E | PJM_ROM | Internal | Shoulder | B15 | 1203 | 8000 | 0 | 80.52 | 80.51 | 0.01 | 0
2040 | PJM_E_2_PJM_ROM | PJM_E | PJM_ROM | Internal | Summer | B1 | 10 | 8000 | 0 | 328.54 | 328.53 | 0.01 | 0
2040 | PJM_E_2_PJM_ROM | PJM_E | PJM_ROM | Internal | Summer | B2 | 25 | 8000 | 0 | 328.54 | 328.53 | 0.01 | 0
2040 | PJM_E_2_PJM_ROM | PJM_E | PJM_ROM | Internal | Summer | B3 | 75 | 8000 | 760.81 | 320.11 | 320.12 | 0.01 | 0
2040 | PJM_E_2_PJM_ROM | PJM_E | PJM_ROM | Internal | Summer | B4 | 100 | 8000 | 0 | 212.3 | 212.28 | 0.01 | 0
2040 | PJM_E_2_PJM_ROM | PJM_E | PJM_ROM | Internal | Summer | B5 | 200 | 8000 | 0 | 204.63 | 204.62 | 0.01 | 0
2040 | PJM_E_2_PJM_ROM | PJM_E | PJM_ROM | Internal | Summer | B6 | 300 | 8000 | 0 | 198.26 | 198.25 | 0.01 | 0
2040 | PJM_E_2_PJM_ROM | PJM_E | PJM_ROM | Internal | Summer | B7 | 400 | 8000 | 0 | 177.67 | 177.66 | 0.01 | 0
2040 | PJM_E_2_PJM_ROM | PJM_E | PJM_ROM | Internal | Summer | B8 | 500 | 8000 | 0 | 175.67 | 175.66 | 0.01 | 0
2040 | PJM_E_2_PJM_ROM | PJM_E | PJM_ROM | Internal | Summer | B9 | 800 | 8000 | 0 | 175.67 | 175.66 | 0.01 | 0
2040 | PJM_E_2_PJM_ROM | PJM_E | PJM_ROM | Internal | Summer | B10 | 1262 | 8000 | 0 | 124.68 | 124.67 | 0.01 | 0
2040 | PJM_E_2_PJM_ROM | PJM_E | PJM_ROM | Internal | Winter | B16 | 25 | 8000 | 0 | 178.66 | 178.65 | 0.01 | 0
2040 | PJM_E_2_PJM_ROM | PJM_E | PJM_ROM | Internal | Winter | B17 | 100 | 8000 | 0 | 178.67 | 178.66 | 0.01 | 0
2040 | PJM_E_2_PJM_ROM | PJM_E | PJM_ROM | Internal | Winter | B18 | 400 | 8000 | 0 | 111.24 | 111.23 | 0.01 | 0
2040 | PJM_E_2_PJM_ROM | PJM_E | PJM_ROM | Internal | Winter | B19 | 700 | 8000 | 0 | 102.88 | 102.86 | 0.01 | 0
2040 | PJM_E_2_PJM_ROM | PJM_E | PJM_ROM | Internal | Winter | B20 | 935 | 8000 | 0 | 81.66 | 81.65 | 0.01 | 0
2040 | PJM_ROR_2_MISO_IN | PJM_ROR | MISO_IN | Internal | Shoulder | B11 | 25 | 909 | 909 | 175.22 | 177.25 | 2 | 0.03
2040 | PJM_ROR_2_MISO_IN | PJM_ROR | MISO_IN | Internal | Shoulder | B12 | 200 | 909 | 773.83 | 166.55 | 168.55 | 2 | 0
2040 | PJM_ROR_2_MISO_IN | PJM_ROR | MISO_IN | Internal | Shoulder | B13 | 600 | 909 | 909 | 107.57 | 109.58 | 2 | 0.01
2040 | PJM_ROR_2_MISO_IN | PJM_ROR | MISO_IN | Internal | Shoulder | B14 | 900 | 909 | 909 | 102.85 | 104.86 | 2 | 0.01
2040 | PJM_ROR_2_MISO_IN | PJM_ROR | MISO_IN | Internal | Shoulder | B15 | 1203 | 909 | 897.82 | 80.5 | 82.5 | 2 | 0
2040 | PJM_ROR_2_MISO_IN | PJM_ROR | MISO_IN | Internal | Summer | B1 | 10 | 909 | 0 | 328.52 | 328.25 | 2 | 0
2040 | PJM_ROR_2_MISO_IN | PJM_ROR | MISO_IN | Internal | Summer | B2 | 25 | 909 | 0 | 328.52 | 326.52 | 2 | 0
2040 | PJM_ROR_2_MISO_IN | PJM_ROR | MISO_IN | Internal | Summer | B3 | 75 | 909 | 0 | 320.11 | 308.11 | 2 | 0
2040 | PJM_ROR_2_MISO_IN | PJM_ROR | MISO_IN | Internal | Summer | B4 | 100 | 909 | 0 | 212.27 | 204.88 | 2 | 0
2040 | PJM_ROR_2_MISO_IN | PJM_ROR | MISO_IN | Internal | Summer | B5 | 200 | 909 | 0 | 204.61 | 193.86 | 2 | 0
2040 | PJM_ROR_2_MISO_IN | PJM_ROR | MISO_IN | Internal | Summer | B6 | 300 | 909 | 0 | 198.24 | 175.66 | 2 | 0
2040 | PJM_ROR_2_MISO_IN | PJM_ROR | MISO_IN | Internal | Summer | B7 | 400 | 909 | 0 | 177.65 | 175.66 | 2 | 0
2040 | PJM_ROR_2_MISO_IN | PJM_ROR | MISO_IN | Internal | Summer | B8 | 500 | 909 | 0 | 175.65 | 175.66 | 2 | 0
2040 | PJM_ROR_2_MISO_IN | PJM_ROR | MISO_IN | Internal | Summer | B9 | 800 | 909 | 0 | 175.65 | 175.66 | 2 | 0
2040 | PJM_ROR_2_MISO_IN | PJM_ROR | MISO_IN | Internal | Summer | B10 | 1262 | 909 | 0 | 110.63 | 108.63 | 2 | 0
2040 | PJM_ROR_2_MISO_IN | PJM_ROR | MISO_IN | Internal | Winter | B16 | 25 | 909 | 909 | 178.64 | 180.65 | 2 | 0.01
2040 | PJM_ROR_2_MISO_IN | PJM_ROR | MISO_IN | Internal | Winter | B17 | 100 | 909 | 439.76 | 178.65 | 180.65 | 2 | 0
2040 | PJM_ROR_2_MISO_IN | PJM_ROR | MISO_IN | Internal | Winter | B18 | 400 | 909 | 909 | 111.22 | 113.23 | 2 | 0.01
2040 | PJM_ROR_2_MISO_IN | PJM_ROR | MISO_IN | Internal | Winter | B19 | 700 | 909 | 909 | 102.85 | 104.86 | 2 | 0.01
2040 | PJM_ROR_2_MISO_IN | PJM_ROR | MISO_IN | Internal | Winter | B20 | 935 | 909 | 881.14 | 81.63 | 83.63 | 2 | 0
2040 | PJM_ROR_2_MISO_MI | PJM_ROR | MISO_MI | Internal | Shoulder | B11 | 25 | 1305 | 1304.99 | 175.22 | 177.24 | 2 | 0.02
2040 | PJM_ROR_2_MISO_MI | PJM_ROR | MISO_MI | Internal | Shoulder | B12 | 200 | 1305 | 0 | 166.55 | 168.53 | 2 | 0
2040 | PJM_ROR_2_MISO_MI | PJM_ROR | MISO_MI | Internal | Shoulder | B13 | 600 | 1305 | 664.99 | 107.57 | 109.57 | 2 | 0
2040 | PJM_ROR_2_MISO_MI | PJM_ROR | MISO_MI | Internal | Shoulder | B14 | 900 | 1305 | 0 | 102.85 | 104.85 | 2 | 0
2040 | PJM_ROR_2_MISO_MI | PJM_ROR | MISO_MI | Internal | Shoulder | B15 | 1203 | 1305 | 0 | 80.5 | 82.48 | 2 | 0
2040 | PJM_ROR_2_MISO_MI | PJM_ROR | MISO_MI | Internal | Summer | B1 | 10 | 1305 | 0 | 328.52 | 328.26 | 2 | 0
2040 | PJM_ROR_2_MISO_MI | PJM_ROR | MISO_MI | Internal | Summer | B2 | 25 | 1305 | 0 | 328.52 | 326.52 | 2 | 0
2040 | PJM_ROR_2_MISO_MI | PJM_ROR | MISO_MI | Internal | Summer | B3 | 75 | 1305 | 0 | 320.11 | 308.1 | 2 | 0
2040 | PJM_ROR_2_MISO_MI | PJM_ROR | MISO_MI | Internal | Summer | B4 | 100 | 1305 | 0 | 212.27 | 204.89 | 2 | 0
2040 | PJM_ROR_2_MISO_MI | PJM_ROR | MISO_MI | Internal | Summer | B5 | 200 | 1305 | 0 | 204.61 | 193.87 | 2 | 0
2040 | PJM_ROR_2_MISO_MI | PJM_ROR | MISO_MI | Internal | Summer | B6 | 300 | 1305 | 0 | 198.24 | 175.65 | 2 | 0
2040 | PJM_ROR_2_MISO_MI | PJM_ROR | MISO_MI | Internal | Summer | B7 | 400 | 1305 | 0 | 177.65 | 175.65 | 2 | 0
2040 | PJM_ROR_2_MISO_MI | PJM_ROR | MISO_MI | Internal | Summer | B8 | 500 | 1305 | 0 | 175.65 | 175.59 | 2 | 0
2040 | PJM_ROR_2_MISO_MI | PJM_ROR | MISO_MI | Internal | Summer | B9 | 800 | 1305 | 0 | 175.65 | 175.59 | 2 | 0
2040 | PJM_ROR_2_MISO_MI | PJM_ROR | MISO_MI | Internal | Summer | B10 | 1262 | 1305 | 0 | 110.63 | 108.63 | 2 | 0
2040 | PJM_ROR_2_MISO_MI | PJM_ROR | MISO_MI | Internal | Winter | B16 | 25 | 1305 | 69.33 | 178.64 | 180.64 | 2 | 0
2040 | PJM_ROR_2_MISO_MI | PJM_ROR | MISO_MI | Internal | Winter | B17 | 100 | 1305 | 0 | 178.65 | 180.64 | 2 | 0
2040 | PJM_ROR_2_MISO_MI | PJM_ROR | MISO_MI | Internal | Winter | B18 | 400 | 1305 | 222.53 | 111.22 | 113.22 | 2 | 0
2040 | PJM_ROR_2_MISO_MI | PJM_ROR | MISO_MI | Internal | Winter | B19 | 700 | 1305 | 276.75 | 102.85 | 104.85 | 2 | 0
2040 | PJM_ROR_2_MISO_MI | PJM_ROR | MISO_MI | Internal | Winter | B20 | 935 | 1305 | 0 | 81.63 | 83.62 | 2 | 0
2040 | PJM_ROR_2_MISO_MO-IL | PJM_ROR | MISO_MO-IL | Internal | Shoulder | B11 | 25 | 1111 | 1111 | 175.22 | 177.28 | 2 | 0.05
2040 | PJM_ROR_2_MISO_MO-IL | PJM_ROR | MISO_MO-IL | Internal | Shoulder | B12 | 200 | 1111 | 870.15 | 166.55 | 168.55 | 2 | 0
2040 | PJM_ROR_2_MISO_MO-IL | PJM_ROR | MISO_MO-IL | Internal | Shoulder | B13 | 600 | 1111 | 495.91 | 107.57 | 109.57 | 2 | 0
2040 | PJM_ROR_2_MISO_MO-IL | PJM_ROR | MISO_MO-IL | Internal | Shoulder | B14 | 900 | 1111 | 0 | 102.85 | 104.85 | 2 | 0
2040 | PJM_ROR_2_MISO_MO-IL | PJM_ROR | MISO_MO-IL | Internal | Shoulder | B15 | 1203 | 1111 | 0 | 80.5 | 80.4 | 2 | 0
2040 | PJM_ROR_2_MISO_MO-IL | PJM_ROR | MISO_MO-IL | Internal | Summer | B1 | 10 | 1111 | 623.27 | 328.52 | 330.52 | 2 | 0
2040 | PJM_ROR_2_MISO_MO-IL | PJM_ROR | MISO_MO-IL | Internal | Summer | B2 | 25 | 1111 | 0 | 328.52 | 327.19 | 2 | 0
2040 | PJM_ROR_2_MISO_MO-IL | PJM_ROR | MISO_MO-IL | Internal | Summer | B3 | 75 | 1111 | 1111 | 320.11 | 327.19 | 2 | 5.08
2040 | PJM_ROR_2_MISO_MO-IL | PJM_ROR | MISO_MO-IL | Internal | Summer | B4 | 100 | 1111 | 1111 | 212.27 | 227.27 | 2 | 13
2040 | PJM_ROR_2_MISO_MO-IL | PJM_ROR | MISO_MO-IL | Internal | Summer | B5 | 200 | 1111 | 1111 | 204.61 | 215.18 | 2 | 8.58
2040 | PJM_ROR_2_MISO_MO-IL | PJM_ROR | MISO_MO-IL | Internal | Summer | B6 | 300 | 1111 | 262.73 | 198.24 | 200.24 | 2 | 0
2040 | PJM_ROR_2_MISO_MO-IL | PJM_ROR | MISO_MO-IL | Internal | Summer | B7 | 400 | 1111 | 1111 | 177.65 | 184.66 | 2 | 5.01
2040 | PJM_ROR_2_MISO_MO-IL | PJM_ROR | MISO_MO-IL | Internal | Summer | B8 | 500 | 1111 | 0 | 175.65 | 175.67 | 2 | 0
2040 | PJM_ROR_2_MISO_MO-IL | PJM_ROR | MISO_MO-IL | Internal | Summer | B9 | 800 | 1111 | 0 | 175.65 | 175.67 | 2 | 0
2040 | PJM_ROR_2_MISO_MO-IL | PJM_ROR | MISO_MO-IL | Internal | Summer | B10 | 1262 | 1111 | 0 | 110.63 | 96.61 | 2 | 0
2040 | PJM_ROR_2_MISO_MO-IL | PJM_ROR | MISO_MO-IL | Internal | Winter | B16 | 25 | 1111 | 80.88 | 178.64 | 180.64 | 2 | 0
2040 | PJM_ROR_2_MISO_MO-IL | PJM_ROR | MISO_MO-IL | Internal | Winter | B17 | 100 | 1111 | 0 | 178.65 | 180.64 | 2 | 0
2040 | PJM_ROR_2_MISO_MO-IL | PJM_ROR | MISO_MO-IL | Internal | Winter | B18 | 400 | 1111 | 514.46 | 111.22 | 113.22 | 2 | 0
2040 | PJM_ROR_2_MISO_MO-IL | PJM_ROR | MISO_MO-IL | Internal | Winter | B19 | 700 | 1111 | 283.8 | 102.85 | 104.85 | 2 | 0
2040 | PJM_ROR_2_MISO_MO-IL | PJM_ROR | MISO_MO-IL | Internal | Winter | B20 | 935 | 1111 | 0 | 81.63 | 81.64 | 2 | 0
2040 | PJM_ROR_2_MISO_W | PJM_ROR | MISO_W | Internal | Shoulder | B11 | 25 | 709 | 709 | 175.22 | 177.26 | 2 | 0.04
2040 | PJM_ROR_2_MISO_W | PJM_ROR | MISO_W | Internal | Shoulder | B12 | 200 | 709 | 0 | 166.55 | 168.53 | 2 | 0
2040 | PJM_ROR_2_MISO_W | PJM_ROR | MISO_W | Internal | Shoulder | B13 | 600 | 709 | 0 | 107.57 | 104.56 | 2 | 0
2040 | PJM_ROR_2_MISO_W | PJM_ROR | MISO_W | Internal | Shoulder | B14 | 900 | 709 | 0 | 102.85 | 76.61 | 2 | 0
2040 | PJM_ROR_2_MISO_W | PJM_ROR | MISO_W | Internal | Shoulder | B15 | 1203 | 709 | 0 | 80.5 | 66.5 | 2 | 0
2040 | PJM_ROR_2_MISO_W | PJM_ROR | MISO_W | Internal | Summer | B1 | 10 | 709 | 410.23 | 328.52 | 330.52 | 2 | 0
2040 | PJM_ROR_2_MISO_W | PJM_ROR | MISO_W | Internal | Summer | B2 | 25 | 709 | 0 | 328.52 | 327.17 | 2 | 0
2040 | PJM_ROR_2_MISO_W | PJM_ROR | MISO_W | Internal | Summer | B3 | 75 | 709 | 709 | 320.11 | 327.17 | 2 | 5.06
2040 | PJM_ROR_2_MISO_W | PJM_ROR | MISO_W | Internal | Summer | B4 | 100 | 709 | 709 | 212.27 | 227.28 | 2 | 13.01
2040 | PJM_ROR_2_MISO_W | PJM_ROR | MISO_W | Internal | Summer | B5 | 200 | 709 | 709 | 204.61 | 219.96 | 2 | 13.35
2040 | PJM_ROR_2_MISO_W | PJM_ROR | MISO_W | Internal | Summer | B6 | 300 | 709 | 709 | 198.24 | 208.8 | 2 | 8.56
2040 | PJM_ROR_2_MISO_W | PJM_ROR | MISO_W | Internal | Summer | B7 | 400 | 709 | 709 | 177.65 | 184.67 | 2 | 5.02
2040 | PJM_ROR_2_MISO_W | PJM_ROR | MISO_W | Internal | Summer | B8 | 500 | 709 | 0 | 175.65 | 175.56 | 2 | 0
2040 | PJM_ROR_2_MISO_W | PJM_ROR | MISO_W | Internal | Summer | B9 | 800 | 709 | 0 | 175.65 | 175.56 | 2 | 0
2040 | PJM_ROR_2_MISO_W | PJM_ROR | MISO_W | Internal | Summer | B10 | 1262 | 709 | 0 | 110.63 | 76.61 | 2 | 0
2040 | PJM_ROR_2_MISO_W | PJM_ROR | MISO_W | Internal | Winter | B16 | 25 | 709 | 0 | 178.64 | 96.91 | 2 | 0
2040 | PJM_ROR_2_MISO_W | PJM_ROR | MISO_W | Internal | Winter | B17 | 100 | 709 | 0 | 178.65 | 93.35 | 2 | 0
2040 | PJM_ROR_2_MISO_W | PJM_ROR | MISO_W | Internal | Winter | B18 | 400 | 709 | 0 | 111.22 | 105.71 | 2 | 0
2040 | PJM_ROR_2_MISO_W | PJM_ROR | MISO_W | Internal | Winter | B19 | 700 | 709 | 0 | 102.85 | 96.91 | 2 | 0
2040 | PJM_ROR_2_MISO_W | PJM_ROR | MISO_W | Internal | Winter | B20 | 935 | 709 | 0 | 81.63 | 71.51 | 2 | 0
2040 | PJM_ROR_2_MISO_WUMS | PJM_ROR | MISO_WUMS | Internal | Shoulder | B11 | 25 | 1467 | 1467 | 175.22 | 177.25 | 2 | 0.03
2040 | PJM_ROR_2_MISO_WUMS | PJM_ROR | MISO_WUMS | Internal | Shoulder | B12 | 200 | 1467 | 266.87 | 166.55 | 168.55 | 2 | 0
2040 | PJM_ROR_2_MISO_WUMS | PJM_ROR | MISO_WUMS | Internal | Shoulder | B13 | 600 | 1467 | 492.96 | 107.57 | 109.57 | 2 | 0
2040 | PJM_ROR_2_MISO_WUMS | PJM_ROR | MISO_WUMS | Internal | Shoulder | B14 | 900 | 1467 | 0 | 102.85 | 104.85 | 2 | 0
2040 | PJM_ROR_2_MISO_WUMS | PJM_ROR | MISO_WUMS | Internal | Shoulder | B15 | 1203 | 1467 | 0 | 80.5 | 82.47 | 2 | 0
2040 | PJM_ROR_2_MISO_WUMS | PJM_ROR | MISO_WUMS | Internal | Summer | B1 | 10 | 1467 | 0 | 328.52 | 326.52 | 2 | 0
2040 | PJM_ROR_2_MISO_WUMS | PJM_ROR | MISO_WUMS | Internal | Summer | B2 | 25 | 1467 | 0 | 328.52 | 326.51 | 2 | 0
2040 | PJM_ROR_2_MISO_WUMS | PJM_ROR | MISO_WUMS | Internal | Summer | B3 | 75 | 1467 | 0 | 320.11 | 232.87 | 2 | 0
2040 | PJM_ROR_2_MISO_WUMS | PJM_ROR | MISO_WUMS | Internal | Summer | B4 | 100 | 1467 | 0 | 212.27 | 204.78 | 2 | 0
2040 | PJM_ROR_2_MISO_WUMS | PJM_ROR | MISO_WUMS | Internal | Summer | B5 | 200 | 1467 | 0 | 204.61 | 193.86 | 2 | 0
2040 | PJM_ROR_2_MISO_WUMS | PJM_ROR | MISO_WUMS | Internal | Summer | B6 | 300 | 1467 | 0 | 198.24 | 175.63 | 2 | 0
2040 | PJM_ROR_2_MISO_WUMS | PJM_ROR | MISO_WUMS | Internal | Summer | B7 | 400 | 1467 | 0 | 177.65 | 175.63 | 2 | 0
2040 | PJM_ROR_2_MISO_WUMS | PJM_ROR | MISO_WUMS | Internal | Summer | B8 | 500 | 1467 | 0 | 175.65 | 175.57 | 2 | 0
2040 | PJM_ROR_2_MISO_WUMS | PJM_ROR | MISO_WUMS | Internal | Summer | B9 | 800 | 1467 | 0 | 175.65 | 175.57 | 2 | 0
2040 | PJM_ROR_2_MISO_WUMS | PJM_ROR | MISO_WUMS | Internal | Summer | B10 | 1262 | 1467 | 0 | 110.63 | 108.62 | 2 | 0
2040 | PJM_ROR_2_MISO_WUMS | PJM_ROR | MISO_WUMS | Internal | Winter | B16 | 25 | 1467 | 560.32 | 178.64 | 180.64 | 2 | 0
2040 | PJM_ROR_2_MISO_WUMS | PJM_ROR | MISO_WUMS | Internal | Winter | B17 | 100 | 1467 | 122.03 | 178.65 | 180.65 | 2 | 0
2040 | PJM_ROR_2_MISO_WUMS | PJM_ROR | MISO_WUMS | Internal | Winter | B18 | 400 | 1467 | 334.52 | 111.22 | 113.22 | 2 | 0
2040 | PJM_ROR_2_MISO_WUMS | PJM_ROR | MISO_WUMS | Internal | Winter | B19 | 700 | 1467 | 29.96 | 102.85 | 104.85 | 2 | 0
2040 | PJM_ROR_2_MISO_WUMS | PJM_ROR | MISO_WUMS | Internal | Winter | B20 | 935 | 1467 | 0 | 81.63 | 83.61 | 2 | 0
2040 | PJM_ROR_2_PJM_ROM | PJM_ROR | PJM_ROM | Internal | Shoulder | B11 | 25 | 8000 | 219.45 | 175.22 | 175.24 | 0.01 | 0
2040 | PJM_ROR_2_PJM_ROM | PJM_ROR | PJM_ROM | Internal | Shoulder | B12 | 200 | 8000 | 5607.99 | 166.55 | 166.56 | 0.01 | 0
2040 | PJM_ROR_2_PJM_ROM | PJM_ROR | PJM_ROM | Internal | Shoulder | B13 | 600 | 8000 | 6163 | 107.57 | 107.58 | 0.01 | 0
2040 | PJM_ROR_2_PJM_ROM | PJM_ROR | PJM_ROM | Internal | Shoulder | B14 | 900 | 8000 | 4856.72 | 102.85 | 102.86 | 0.01 | 0
2040 | PJM_ROR_2_PJM_ROM | PJM_ROR | PJM_ROM | Internal | Shoulder | B15 | 1203 | 8000 | 4063.55 | 80.5 | 80.51 | 0.01 | 0
2040 | PJM_ROR_2_PJM_ROM | PJM_ROR | PJM_ROM | Internal | Summer | B1 | 10 | 8000 | 4331.2 | 328.52 | 328.53 | 0.01 | 0
2040 | PJM_ROR_2_PJM_ROM | PJM_ROR | PJM_ROM | Internal | Summer | B2 | 25 | 8000 | 3187 | 328.52 | 328.53 | 0.01 | 0
2040 | PJM_ROR_2_PJM_ROM | PJM_ROR | PJM_ROM | Internal | Summer | B3 | 75 | 8000 | 292.23 | 320.11 | 320.12 | 0.01 | 0
2040 | PJM_ROR_2_PJM_ROM | PJM_ROR | PJM_ROM | Internal | Summer | B4 | 100 | 8000 | 3219.34 | 212.27 | 212.28 | 0.01 | 0
2040 | PJM_ROR_2_PJM_ROM | PJM_ROR | PJM_ROM | Internal | Summer | B5 | 200 | 8000 | 2267.48 | 204.61 | 204.62 | 0.01 | 0
2040 | PJM_ROR_2_PJM_ROM | PJM_ROR | PJM_ROM | Internal | Summer | B6 | 300 | 8000 | 7207.57 | 198.24 | 198.25 | 0.01 | 0
2040 | PJM_ROR_2_PJM_ROM | PJM_ROR | PJM_ROM | Internal | Summer | B7 | 400 | 8000 | 4994.1 | 177.65 | 177.66 | 0.01 | 0
2040 | PJM_ROR_2_PJM_ROM | PJM_ROR | PJM_ROM | Internal | Summer | B8 | 500 | 8000 | 5927.23 | 175.65 | 175.66 | 0.01 | 0
2040 | PJM_ROR_2_PJM_ROM | PJM_ROR | PJM_ROM | Internal | Summer | B9 | 800 | 8000 | 2151.19 | 175.65 | 175.66 | 0.01 | 0
2040 | PJM_ROR_2_PJM_ROM | PJM_ROR | PJM_ROM | Internal | Summer | B10 | 1262 | 8000 | 8000 | 110.63 | 124.67 | 0.01 | 14.03
2040 | PJM_ROR_2_PJM_ROM | PJM_ROR | PJM_ROM | Internal | Winter | B16 | 25 | 8000 | 3744.49 | 178.64 | 178.65 | 0.01 | 0
2040 | PJM_ROR_2_PJM_ROM | PJM_ROR | PJM_ROM | Internal | Winter | B17 | 100 | 8000 | 2918.52 | 178.65 | 178.66 | 0.01 | 0
2040 | PJM_ROR_2_PJM_ROM | PJM_ROR | PJM_ROM | Internal | Winter | B18 | 400 | 8000 | 6876.55 | 111.22 | 111.23 | 0.01 | 0
2040 | PJM_ROR_2_PJM_ROM | PJM_ROR | PJM_ROM | Internal | Winter | B19 | 700 | 8000 | 4565.91 | 102.85 | 102.86 | 0.01 | 0
2040 | PJM_ROR_2_PJM_ROM | PJM_ROR | PJM_ROM | Internal | Winter | B20 | 935 | 8000 | 2463.81 | 81.63 | 81.65 | 0.01 | 0
2040 | PJM_ROR_2_TVA_Transmission | PJM_ROR | TVA_Transmission | Internal | Shoulder | B11 | 25 | 2500 | 0 | 175.22 | 181.2 | 6 | 0
2040 | PJM_ROR_2_TVA_Transmission | PJM_ROR | TVA_Transmission | Internal | Shoulder | B12 | 200 | 2500 | 0 | 166.55 | 167.55 | 6 | 0
2040 | PJM_ROR_2_TVA_Transmission | PJM_ROR | TVA_Transmission | Internal | Shoulder | B13 | 600 | 2500 | 0 | 107.57 | 107.57 | 6 | 0
2040 | PJM_ROR_2_TVA_Transmission | PJM_ROR | TVA_Transmission | Internal | Shoulder | B14 | 900 | 2500 | 0 | 102.85 | 107.57 | 6 | 0
2040 | PJM_ROR_2_TVA_Transmission | PJM_ROR | TVA_Transmission | Internal | Shoulder | B15 | 1203 | 2500 | 0 | 80.5 | 86.48 | 6 | 0
2040 | PJM_ROR_2_TVA_Transmission | PJM_ROR | TVA_Transmission | Internal | Summer | B1 | 10 | 2500 | 2500 | 328.52 | 338.52 | 6 | 4
2040 | PJM_ROR_2_TVA_Transmission | PJM_ROR | TVA_Transmission | Internal | Summer | B2 | 25 | 2500 | 2500 | 328.52 | 335.19 | 6 | 0.67
2040 | PJM_ROR_2_TVA_Transmission | PJM_ROR | TVA_Transmission | Internal | Summer | B3 | 75 | 2500 | 0 | 320.11 | 324.11 | 6 | 0
2040 | PJM_ROR_2_TVA_Transmission | PJM_ROR | TVA_Transmission | Internal | Summer | B4 | 100 | 2500 | 448.87 | 212.27 | 218.27 | 6 | 0
2040 | PJM_ROR_2_TVA_Transmission | PJM_ROR | TVA_Transmission | Internal | Summer | B5 | 200 | 2500 | 0 | 204.61 | 206.18 | 6 | 0
2040 | PJM_ROR_2_TVA_Transmission | PJM_ROR | TVA_Transmission | Internal | Summer | B6 | 300 | 2500 | 0 | 198.24 | 191.24 | 6 | 0
2040 | PJM_ROR_2_TVA_Transmission | PJM_ROR | TVA_Transmission | Internal | Summer | B7 | 400 | 2500 | 0 | 177.65 | 175.66 | 6 | 0
2040 | PJM_ROR_2_TVA_Transmission | PJM_ROR | TVA_Transmission | Internal | Summer | B8 | 500 | 2500 | 0 | 175.65 | 174.73 | 6 | 0
2040 | PJM_ROR_2_TVA_Transmission | PJM_ROR | TVA_Transmission | Internal | Summer | B9 | 800 | 2500 | 0 | 175.65 | 174.69 | 6 | 0
2040 | PJM_ROR_2_TVA_Transmission | PJM_ROR | TVA_Transmission | Internal | Summer | B10 | 1262 | 2500 | 0 | 110.63 | 96.23 | 6 | 0
2040 | PJM_ROR_2_TVA_Transmission | PJM_ROR | TVA_Transmission | Internal | Winter | B16 | 25 | 2500 | 0 | 178.64 | 184.39 | 6 | 0
2040 | PJM_ROR_2_TVA_Transmission | PJM_ROR | TVA_Transmission | Internal | Winter | B17 | 100 | 2500 | 0 | 178.65 | 184.15 | 6 | 0
2040 | PJM_ROR_2_TVA_Transmission | PJM_ROR | TVA_Transmission | Internal | Winter | B18 | 400 | 2500 | 0 | 111.22 | 108.72 | 6 | 0
2040 | PJM_ROR_2_TVA_Transmission | PJM_ROR | TVA_Transmission | Internal | Winter | B19 | 700 | 2500 | 0 | 102.85 | 108.05 | 6 | 0
2040 | PJM_ROR_2_TVA_Transmission | PJM_ROR | TVA_Transmission | Internal | Winter | B20 | 935 | 2500 | 0 | 81.63 | 86.5 | 6 | 0
2040 | PJM_ROR_2_VACAR | PJM_ROR | VACAR | Internal | Shoulder | B11 | 25 | 3000 | 3000 | 175.22 | 182.58 | 6 | 1.35
2040 | PJM_ROR_2_VACAR | PJM_ROR | VACAR | Internal | Shoulder | B12 | 200 | 3000 | 0 | 166.55 | 159.55 | 6 | 0
2040 | PJM_ROR_2_VACAR | PJM_ROR | VACAR | Internal | Shoulder | B13 | 600 | 3000 | 0 | 107.57 | 100.57 | 6 | 0
2040 | PJM_ROR_2_VACAR | PJM_ROR | VACAR | Internal | Shoulder | B14 | 900 | 3000 | 0 | 102.85 | 100.57 | 6 | 0
2040 | PJM_ROR_2_VACAR | PJM_ROR | VACAR | Internal | Shoulder | B15 | 1203 | 3000 | 0 | 80.5 | 73.5 | 6 | 0
2040 | PJM_ROR_2_VACAR | PJM_ROR | VACAR | Internal | Summer | B1 | 10 | 3000 | 3000 | 328.52 | 335.16 | 6 | 0.64
2040 | PJM_ROR_2_VACAR | PJM_ROR | VACAR | Internal | Summer | B2 | 25 | 3000 | 3000 | 328.52 | 335.16 | 6 | 0.64
2040 | PJM_ROR_2_VACAR | PJM_ROR | VACAR | Internal | Summer | B3 | 75 | 3000 | 82.52 | 320.11 | 326.11 | 6 | 0
2040 | PJM_ROR_2_VACAR | PJM_ROR | VACAR | Internal | Summer | B4 | 100 | 3000 | 0 | 212.27 | 205.27 | 6 | 0
2040 | PJM_ROR_2_VACAR | PJM_ROR | VACAR | Internal | Summer | B5 | 200 | 3000 | 0 | 204.61 | 199.18 | 6 | 0
2040 | PJM_ROR_2_VACAR | PJM_ROR | VACAR | Internal | Summer | B6 | 300 | 3000 | 0 | 198.24 | 180.33 | 6 | 0
2040 | PJM_ROR_2_VACAR | PJM_ROR | VACAR | Internal | Summer | B7 | 400 | 3000 | 0 | 177.65 | 180.33 | 6 | 0
2040 | PJM_ROR_2_VACAR | PJM_ROR | VACAR | Internal | Summer | B8 | 500 | 3000 | 0 | 175.65 | 180.33 | 6 | 0
2040 | PJM_ROR_2_VACAR | PJM_ROR | VACAR | Internal | Summer | B9 | 800 | 3000 | 0 | 175.65 | 180.33 | 6 | 0
2040 | PJM_ROR_2_VACAR | PJM_ROR | VACAR | Internal | Summer | B10 | 1262 | 3000 | 0 | 110.63 | 96.23 | 6 | 0
2040 | PJM_ROR_2_VACAR | PJM_ROR | VACAR | Internal | Winter | B16 | 25 | 3000 | 2800.69 | 178.64 | 184.64 | 6 | 0
2040 | PJM_ROR_2_VACAR | PJM_ROR | VACAR | Internal | Winter | B17 | 100 | 3000 | 0 | 178.65 | 177.15 | 6 | 0
2040 | PJM_ROR_2_VACAR | PJM_ROR | VACAR | Internal | Winter | B18 | 400 | 3000 | 0 | 111.22 | 101.72 | 6 | 0
2040 | PJM_ROR_2_VACAR | PJM_ROR | VACAR | Internal | Winter | B19 | 700 | 3000 | 0 | 102.85 | 101.05 | 6 | 0
2040 | PJM_ROR_2_VACAR | PJM_ROR | VACAR | Internal | Winter | B20 | 935 | 3000 | 0 | 81.63 | 74.51 | 6 | 0
2040 | PJM_ROM_2_NYISO_A-F | PJM_ROM | NYISO_A-F | Internal | Shoulder | B11 | 25 | 2000 | 0 | 175.24 | 82.48 | 6 | 0
2040 | PJM_ROM_2_NYISO_A-F | PJM_ROM | NYISO_A-F | Internal | Shoulder | B12 | 200 | 2000 | 0 | 166.56 | 99.13 | 6 | 0
2040 | PJM_ROM_2_NYISO_A-F | PJM_ROM | NYISO_A-F | Internal | Shoulder | B13 | 600 | 2000 | 0 | 107.58 | 82.48 | 6 | 0
2040 | PJM_ROM_2_NYISO_A-F | PJM_ROM | NYISO_A-F | Internal | Shoulder | B14 | 900 | 2000 | 0 | 102.86 | 82.48 | 6 | 0
2040 | PJM_ROM_2_NYISO_A-F | PJM_ROM | NYISO_A-F | Internal | Shoulder | B15 | 1203 | 2000 | 0 | 80.51 | 73.48 | 6 | 0
2040 | PJM_ROM_2_NYISO_A-F | PJM_ROM | NYISO_A-F | Internal | Summer | B1 | 10 | 2000 | 0 | 328.53 | 195.7 | 6 | 0
2040 | PJM_ROM_2_NYISO_A-F | PJM_ROM | NYISO_A-F | Internal | Summer | B2 | 25 | 2000 | 0 | 328.53 | 200.69 | 6 | 0
2040 | PJM_ROM_2_NYISO_A-F | PJM_ROM | NYISO_A-F | Internal | Summer | B3 | 75 | 2000 | 0 | 320.12 | 200.69 | 6 | 0
2040 | PJM_ROM_2_NYISO_A-F | PJM_ROM | NYISO_A-F | Internal | Summer | B4 | 100 | 2000 | 0 | 212.28 | 200.69 | 6 | 0
2040 | PJM_ROM_2_NYISO_A-F | PJM_ROM | NYISO_A-F | Internal | Summer | B5 | 200 | 2000 | 0 | 204.62 | 196.62 | 6 | 0
2040 | PJM_ROM_2_NYISO_A-F | PJM_ROM | NYISO_A-F | Internal | Summer | B6 | 300 | 2000 | 0 | 198.25 | 196.15 | 6 | 0
2040 | PJM_ROM_2_NYISO_A-F | PJM_ROM | NYISO_A-F | Internal | Summer | B7 | 400 | 2000 | 0 | 177.66 | 169.66 | 6 | 0
2040 | PJM_ROM_2_NYISO_A-F | PJM_ROM | NYISO_A-F | Internal | Summer | B8 | 500 | 2000 | 0 | 175.66 | 167.66 | 6 | 0
2040 | PJM_ROM_2_NYISO_A-F | PJM_ROM | NYISO_A-F | Internal | Summer | B9 | 800 | 2000 | 0 | 175.66 | 167.66 | 6 | 0
2040 | PJM_ROM_2_NYISO_A-F | PJM_ROM | NYISO_A-F | Internal | Summer | B10 | 1262 | 2000 | 2000 | 124.67 | 145.68 | 6 | 15.01
2040 | PJM_ROM_2_NYISO_A-F | PJM_ROM | NYISO_A-F | Internal | Winter | B16 | 25 | 2000 | 0 | 178.65 | 83.62 | 6 | 0
2040 | PJM_ROM_2_NYISO_A-F | PJM_ROM | NYISO_A-F | Internal | Winter | B17 | 100 | 2000 | 0 | 178.66 | 73.65 | 6 | 0
2040 | PJM_ROM_2_NYISO_A-F | PJM_ROM | NYISO_A-F | Internal | Winter | B18 | 400 | 2000 | 0 | 111.23 | 73.65 | 6 | 0
2040 | PJM_ROM_2_NYISO_A-F | PJM_ROM | NYISO_A-F | Internal | Winter | B19 | 700 | 2000 | 0 | 102.86 | 73.65 | 6 | 0
2040 | PJM_ROM_2_NYISO_A-F | PJM_ROM | NYISO_A-F | Internal | Winter | B20 | 935 | 2000 | 0 | 81.65 | 73.65 | 6 | 0
2040 | PJM_ROM_2_PJM_E | PJM_ROM | PJM_E | Internal | Shoulder | B11 | 25 | 8000 | 0 | 175.24 | 175.22 | 0.01 | 0
2040 | PJM_ROM_2_PJM_E | PJM_ROM | PJM_E | Internal | Shoulder | B12 | 200 | 8000 | 4898.54 | 166.56 | 166.57 | 0.01 | 0
2040 | PJM_ROM_2_PJM_E | PJM_ROM | PJM_E | Internal | Shoulder | B13 | 600 | 8000 | 4518.23 | 107.58 | 107.59 | 0.01 | 0
2040 | PJM_ROM_2_PJM_E | PJM_ROM | PJM_E | Internal | Shoulder | B14 | 900 | 8000 | 3452.79 | 102.86 | 102.88 | 0.01 | 0
2040 | PJM_ROM_2_PJM_E | PJM_ROM | PJM_E | Internal | Shoulder | B15 | 1203 | 8000 | 2427.96 | 80.51 | 80.52 | 0.01 | 0
2040 | PJM_ROM_2_PJM_E | PJM_ROM | PJM_E | Internal | Summer | B1 | 10 | 8000 | 1990.34 | 328.53 | 328.54 | 0.01 | 0
2040 | PJM_ROM_2_PJM_E | PJM_ROM | PJM_E | Internal | Summer | B2 | 25 | 8000 | 1361.02 | 328.53 | 328.54 | 0.01 | 0
2040 | PJM_ROM_2_PJM_E | PJM_ROM | PJM_E | Internal | Summer | B3 | 75 | 8000 | 0 | 320.12 | 320.11 | 0.01 | 0
2040 | PJM_ROM_2_PJM_E | PJM_ROM | PJM_E | Internal | Summer | B4 | 100 | 8000 | 2663.2 | 212.28 | 212.3 | 0.01 | 0
2040 | PJM_ROM_2_PJM_E | PJM_ROM | PJM_E | Internal | Summer | B5 | 200 | 8000 | 2277.06 | 204.62 | 204.63 | 0.01 | 0
2040 | PJM_ROM_2_PJM_E | PJM_ROM | PJM_E | Internal | Summer | B6 | 300 | 8000 | 5160.1 | 198.25 | 198.26 | 0.01 | 0
2040 | PJM_ROM_2_PJM_E | PJM_ROM | PJM_E | Internal | Summer | B7 | 400 | 8000 | 3434.38 | 177.66 | 177.67 | 0.01 | 0
2040 | PJM_ROM_2_PJM_E | PJM_ROM | PJM_E | Internal | Summer | B8 | 500 | 8000 | 3351.01 | 175.66 | 175.67 | 0.01 | 0
2040 | PJM_ROM_2_PJM_E | PJM_ROM | PJM_E | Internal | Summer | B9 | 800 | 8000 | 1370.87 | 175.66 | 175.67 | 0.01 | 0
2040 | PJM_ROM_2_PJM_E | PJM_ROM | PJM_E | Internal | Summer | B10 | 1262 | 8000 | 4604.42 | 124.67 | 124.68 | 0.01 | 0
2040 | PJM_ROM_2_PJM_E | PJM_ROM | PJM_E | Internal | Winter | B16 | 25 | 8000 | 2491.33 | 178.65 | 178.66 | 0.01 | 0
2040 | PJM_ROM_2_PJM_E | PJM_ROM | PJM_E | Internal | Winter | B17 | 100 | 8000 | 2373.02 | 178.66 | 178.67 | 0.01 | 0
2040 | PJM_ROM_2_PJM_E | PJM_ROM | PJM_E | Internal | Winter | B18 | 400 | 8000 | 5476.37 | 111.23 | 111.24 | 0.01 | 0
2040 | PJM_ROM_2_PJM_E | PJM_ROM | PJM_E | Internal | Winter | B19 | 700 | 8000 | 3753.59 | 102.86 | 102.88 | 0.01 | 0
2040 | PJM_ROM_2_PJM_E | PJM_ROM | PJM_E | Internal | Winter | B20 | 935 | 8000 | 1551.31 | 81.65 | 81.66 | 0.01 | 0
2040 | PJM_ROM_2_PJM_ROR | PJM_ROM | PJM_ROR | Internal | Shoulder | B11 | 25 | 8000 | 0 | 175.24 | 175.22 | 0.01 | 0
2040 | PJM_ROM_2_PJM_ROR | PJM_ROM | PJM_ROR | Internal | Shoulder | B12 | 200 | 8000 | 0 | 166.56 | 166.55 | 0.01 | 0
2040 | PJM_ROM_2_PJM_ROR | PJM_ROM | PJM_ROR | Internal | Shoulder | B13 | 600 | 8000 | 0 | 107.58 | 107.57 | 0.01 | 0
2040 | PJM_ROM_2_PJM_ROR | PJM_ROM | PJM_ROR | Internal | Shoulder | B14 | 900 | 8000 | 0 | 102.86 | 102.85 | 0.01 | 0
2040 | PJM_ROM_2_PJM_ROR | PJM_ROM | PJM_ROR | Internal | Shoulder | B15 | 1203 | 8000 | 0 | 80.51 | 80.5 | 0.01 | 0
2040 | PJM_ROM_2_PJM_ROR | PJM_ROM | PJM_ROR | Internal | Summer | B1 | 10 | 8000 | 0 | 328.53 | 328.52 | 0.01 | 0
2040 | PJM_ROM_2_PJM_ROR | PJM_ROM | PJM_ROR | Internal | Summer | B2 | 25 | 8000 | 0 | 328.53 | 328.52 | 0.01 | 0
2040 | PJM_ROM_2_PJM_ROR | PJM_ROM | PJM_ROR | Internal | Summer | B3 | 75 | 8000 | 0 | 320.12 | 320.11 | 0.01 | 0
2040 | PJM_ROM_2_PJM_ROR | PJM_ROM | PJM_ROR | Internal | Summer | B4 | 100 | 8000 | 0 | 212.28 | 212.27 | 0.01 | 0
2040 | PJM_ROM_2_PJM_ROR | PJM_ROM | PJM_ROR | Internal | Summer | B5 | 200 | 8000 | 0 | 204.62 | 204.61 | 0.01 | 0
2040 | PJM_ROM_2_PJM_ROR | PJM_ROM | PJM_ROR | Internal | Summer | B6 | 300 | 8000 | 0 | 198.25 | 198.24 | 0.01 | 0
2040 | PJM_ROM_2_PJM_ROR | PJM_ROM | PJM_ROR | Internal | Summer | B7 | 400 | 8000 | 0 | 177.66 | 177.65 | 0.01 | 0
2040 | PJM_ROM_2_PJM_ROR | PJM_ROM | PJM_ROR | Internal | Summer | B8 | 500 | 8000 | 0 | 175.66 | 175.65 | 0.01 | 0
2040 | PJM_ROM_2_PJM_ROR | PJM_ROM | PJM_ROR | Internal | Summer | B9 | 800 | 8000 | 0 | 175.66 | 175.65 | 0.01 | 0
2040 | PJM_ROM_2_PJM_ROR | PJM_ROM | PJM_ROR | Internal | Summer | B10 | 1262 | 8000 | 0 | 124.67 | 110.63 | 0.01 | 0
2040 | PJM_ROM_2_PJM_ROR | PJM_ROM | PJM_ROR | Internal | Winter | B16 | 25 | 8000 | 0 | 178.65 | 178.64 | 0.01 | 0
2040 | PJM_ROM_2_PJM_ROR | PJM_ROM | PJM_ROR | Internal | Winter | B17 | 100 | 8000 | 0 | 178.66 | 178.65 | 0.01 | 0
2040 | PJM_ROM_2_PJM_ROR | PJM_ROM | PJM_ROR | Internal | Winter | B18 | 400 | 8000 | 0 | 111.23 | 111.22 | 0.01 | 0
2040 | PJM_ROM_2_PJM_ROR | PJM_ROM | PJM_ROR | Internal | Winter | B19 | 700 | 8000 | 0 | 102.86 | 102.85 | 0.01 | 0
2040 | PJM_ROM_2_PJM_ROR | PJM_ROM | PJM_ROR | Internal | Winter | B20 | 935 | 8000 | 0 | 81.65 | 81.63 | 0.01 | 0
2040 | SOCO_2_ENT | SOCO | ENT | Internal | Shoulder | B11 | 25 | 2400 | 0 | 189.58 | 185.28 | 10 | 0
2040 | SOCO_2_ENT | SOCO | ENT | Internal | Shoulder | B12 | 200 | 2400 | 1752.03 | 166.55 | 176.55 | 10 | 0
2040 | SOCO_2_ENT | SOCO | ENT | Internal | Shoulder | B13 | 600 | 2400 | 0 | 107.57 | 116.57 | 10 | 0
2040 | SOCO_2_ENT | SOCO | ENT | Internal | Shoulder | B14 | 900 | 2400 | 0 | 107.57 | 99.57 | 10 | 0
2040 | SOCO_2_ENT | SOCO | ENT | Internal | Shoulder | B15 | 1203 | 2400 | 0 | 76.48 | 78.48 | 10 | 0
2040 | SOCO_2_ENT | SOCO | ENT | Internal | Summer | B1 | 10 | 2400 | 0 | 342.16 | 334.16 | 10 | 0
2040 | SOCO_2_ENT | SOCO | ENT | Internal | Summer | B2 | 25 | 2400 | 0 | 342.16 | 334.16 | 10 | 0
2040 | SOCO_2_ENT | SOCO | ENT | Internal | Summer | B3 | 75 | 2400 | 0 | 333.11 | 333.11 | 10 | 0
2040 | SOCO_2_ENT | SOCO | ENT | Internal | Summer | B4 | 100 | 2400 | 1008.43 | 212.27 | 222.27 | 10 | 0
2040 | SOCO_2_ENT | SOCO | ENT | Internal | Summer | B5 | 200 | 2400 | 0 | 206.18 | 208.04 | 10 | 0
2040 | SOCO_2_ENT | SOCO | ENT | Internal | Summer | B6 | 300 | 2400 | 2400 | 187.33 | 200.24 | 10 | 2.91
2040 | SOCO_2_ENT | SOCO | ENT | Internal | Summer | B7 | 400 | 2400 | 0 | 180.71 | 184.66 | 10 | 0
2040 | SOCO_2_ENT | SOCO | ENT | Internal | Summer | B8 | 500 | 2400 | 0 | 180 | 178.34 | 10 | 0
2040 | SOCO_2_ENT | SOCO | ENT | Internal | Summer | B9 | 800 | 2400 | 0 | 180 | 178.34 | 10 | 0
2040 | SOCO_2_ENT | SOCO | ENT | Internal | Summer | B10 | 1262 | 2400 | 0 | 86.23 | 88.61 | 10 | 0
2040 | SOCO_2_ENT | SOCO | ENT | Internal | Winter | B16 | 25 | 2400 | 0 | 191.64 | 183.54 | 10 | 0
2040 | SOCO_2_ENT | SOCO | ENT | Internal | Winter | B17 | 100 | 2400 | 0 | 179.02 | 183.54 | 10 | 0
2040 | SOCO_2_ENT | SOCO | ENT | Internal | Winter | B18 | 400 | 2400 | 0 | 108.05 | 117.72 | 10 | 0
2040 | SOCO_2_ENT | SOCO | ENT | Internal | Winter | B19 | 700 | 2400 | 0 | 108.05 | 104.85 | 10 | 0
2040 | SOCO_2_ENT | SOCO | ENT | Internal | Winter | B20 | 935 | 2400 | 0 | 78.54 | 78.5 | 10 | 0
2040 | SOCO_2_FRCC | SOCO | FRCC | Internal | Shoulder | B11 | 25 | 3700 | 3700 | 189.58 | 217.43 | 10 | 17.85
2040 | SOCO_2_FRCC | SOCO | FRCC | Internal | Shoulder | B12 | 200 | 3700 | 3700 | 166.55 | 186.33 | 10 | 9.78
2040 | SOCO_2_FRCC | SOCO | FRCC | Internal | Shoulder | B13 | 600 | 3700 | 3700 | 107.57 | 146.47 | 10 | 28.9
2040 | SOCO_2_FRCC | SOCO | FRCC | Internal | Shoulder | B14 | 900 | 3700 | 3700 | 107.57 | 117.73 | 10 | 0.16
2040 | SOCO_2_FRCC | SOCO | FRCC | Internal | Shoulder | B15 | 1203 | 3700 | 0 | 76.48 | 67.96 | 10 | 0
2040 | SOCO_2_FRCC | SOCO | FRCC | Internal | Summer | B1 | 10 | 3700 | 0 | 342.16 | 342.78 | 10 | 0
2040 | SOCO_2_FRCC | SOCO | FRCC | Internal | Summer | B2 | 25 | 3700 | 0 | 342.16 | 342.78 | 10 | 0
2040 | SOCO_2_FRCC | SOCO | FRCC | Internal | Summer | B3 | 75 | 3700 | 0 | 333.11 | 323.04 | 10 | 0
2040 | SOCO_2_FRCC | SOCO | FRCC | Internal | Summer | B4 | 100 | 3700 | 0 | 212.27 | 216.18 | 10 | 0
2040 | SOCO_2_FRCC | SOCO | FRCC | Internal | Summer | B5 | 200 | 3700 | 2104.67 | 206.18 | 216.18 | 10 | 0
2040 | SOCO_2_FRCC | SOCO | FRCC | Internal | Summer | B6 | 300 | 3700 | 2445.21 | 187.33 | 197.33 | 10 | 0
2040 | SOCO_2_FRCC | SOCO | FRCC | Internal | Summer | B7 | 400 | 3700 | 325.68 | 180.71 | 190.71 | 10 | 0
2040 | SOCO_2_FRCC | SOCO | FRCC | Internal | Summer | B8 | 500 | 3700 | 0 | 180 | 185.27 | 10 | 0
2040 | SOCO_2_FRCC | SOCO | FRCC | Internal | Summer | B9 | 800 | 3700 | 0 | 180 | 185.27 | 10 | 0
2040 | SOCO_2_FRCC | SOCO | FRCC | Internal | Summer | B10 | 1262 | 3700 | 0 | 86.23 | 73.5 | 10 | 0
2040 | SOCO_2_FRCC | SOCO | FRCC | Internal | Winter | B16 | 25 | 3700 | 3700 | 191.64 | 211.96 | 10 | 10.33
2040 | SOCO_2_FRCC | SOCO | FRCC | Internal | Winter | B17 | 100 | 3700 | 1590.18 | 179.02 | 189.02 | 10 | 0
2040 | SOCO_2_FRCC | SOCO | FRCC | Internal | Winter | B18 | 400 | 3700 | 3700 | 108.05 | 143.42 | 10 | 25.38
2040 | SOCO_2_FRCC | SOCO | FRCC | Internal | Winter | B19 | 700 | 3700 | 3700 | 108.05 | 120.74 | 10 | 2.69
2040 | SOCO_2_FRCC | SOCO | FRCC | Internal | Winter | B20 | 935 | 3700 | 0 | 78.54 | 73.5 | 10 | 0
2040 | SOCO_2_TVA_Transmission | SOCO | TVA_Transmission | Internal | Shoulder | B11 | 25 | 2600 | 0 | 189.58 | 181.2 | 10 | 0
2040 | SOCO_2_TVA_Transmission | SOCO | TVA_Transmission | Internal | Shoulder | B12 | 200 | 2600 | 0 | 166.55 | 167.55 | 10 | 0
2040 | SOCO_2_TVA_Transmission | SOCO | TVA_Transmission | Internal | Shoulder | B13 | 600 | 2600 | 0 | 107.57 | 107.57 | 10 | 0
2040 | SOCO_2_TVA_Transmission | SOCO | TVA_Transmission | Internal | Shoulder | B14 | 900 | 2600 | 0 | 107.57 | 107.57 | 10 | 0
2040 | SOCO_2_TVA_Transmission | SOCO | TVA_Transmission | Internal | Shoulder | B15 | 1203 | 2600 | 737.42 | 76.48 | 86.48 | 10 | 0
2040 | SOCO_2_TVA_Transmission | SOCO | TVA_Transmission | Internal | Summer | B1 | 10 | 2600 | 0 | 342.16 | 338.52 | 10 | 0
2040 | SOCO_2_TVA_Transmission | SOCO | TVA_Transmission | Internal | Summer | B2 | 25 | 2600 | 0 | 342.16 | 335.19 | 10 | 0
2040 | SOCO_2_TVA_Transmission | SOCO | TVA_Transmission | Internal | Summer | B3 | 75 | 2600 | 0 | 333.11 | 324.11 | 10 | 0
2040 | SOCO_2_TVA_Transmission | SOCO | TVA_Transmission | Internal | Summer | B4 | 100 | 2600 | 0 | 212.27 | 218.27 | 10 | 0
2040 | SOCO_2_TVA_Transmission | SOCO | TVA_Transmission | Internal | Summer | B5 | 200 | 2600 | 0 | 206.18 | 206.18 | 10 | 0
2040 | SOCO_2_TVA_Transmission | SOCO | TVA_Transmission | Internal | Summer | B6 | 300 | 2600 | 0 | 187.33 | 191.24 | 10 | 0
2040 | SOCO_2_TVA_Transmission | SOCO | TVA_Transmission | Internal | Summer | B7 | 400 | 2600 | 0 | 180.71 | 175.66 | 10 | 0
2040 | SOCO_2_TVA_Transmission | SOCO | TVA_Transmission | Internal | Summer | B8 | 500 | 2600 | 0 | 180 | 174.73 | 10 | 0
2040 | SOCO_2_TVA_Transmission | SOCO | TVA_Transmission | Internal | Summer | B9 | 800 | 2600 | 0 | 180 | 174.69 | 10 | 0
2040 | SOCO_2_TVA_Transmission | SOCO | TVA_Transmission | Internal | Summer | B10 | 1262 | 2600 | 2000 | 86.23 | 96.23 | 10 | 0
2040 | SOCO_2_TVA_Transmission | SOCO | TVA_Transmission | Internal | Winter | B16 | 25 | 2600 | 0 | 191.64 | 184.39 | 10 | 0
2040 | SOCO_2_TVA_Transmission | SOCO | TVA_Transmission | Internal | Winter | B17 | 100 | 2600 | 0 | 179.02 | 184.15 | 10 | 0
2040 | SOCO_2_TVA_Transmission | SOCO | TVA_Transmission | Internal | Winter | B18 | 400 | 2600 | 0 | 108.05 | 108.72 | 10 | 0
2040 | SOCO_2_TVA_Transmission | SOCO | TVA_Transmission | Internal | Winter | B19 | 700 | 2600 | 0 | 108.05 | 108.05 | 10 | 0
2040 | SOCO_2_TVA_Transmission | SOCO | TVA_Transmission | Internal | Winter | B20 | 935 | 2600 | 0 | 78.54 | 86.5 | 10 | 0
2040 | SOCO_2_VACAR | SOCO | VACAR | Internal | Shoulder | B11 | 25 | 2000 | 0 | 189.58 | 182.58 | 10 | 0
2040 | SOCO_2_VACAR | SOCO | VACAR | Internal | Shoulder | B12 | 200 | 2000 | 0 | 166.55 | 159.55 | 10 | 0
2040 | SOCO_2_VACAR | SOCO | VACAR | Internal | Shoulder | B13 | 600 | 2000 | 0 | 107.57 | 100.57 | 10 | 0
2040 | SOCO_2_VACAR | SOCO | VACAR | Internal | Shoulder | B14 | 900 | 2000 | 0 | 107.57 | 100.57 | 10 | 0
2040 | SOCO_2_VACAR | SOCO | VACAR | Internal | Shoulder | B15 | 1203 | 2000 | 0 | 76.48 | 73.5 | 10 | 0
2040 | SOCO_2_VACAR | SOCO | VACAR | Internal | Summer | B1 | 10 | 2000 | 0 | 342.16 | 335.16 | 10 | 0
2040 | SOCO_2_VACAR | SOCO | VACAR | Internal | Summer | B2 | 25 | 2000 | 0 | 342.16 | 335.16 | 10 | 0
2040 | SOCO_2_VACAR | SOCO | VACAR | Internal | Summer | B3 | 75 | 2000 | 0 | 333.11 | 326.11 | 10 | 0
2040 | SOCO_2_VACAR | SOCO | VACAR | Internal | Summer | B4 | 100 | 2000 | 0 | 212.27 | 205.27 | 10 | 0
2040 | SOCO_2_VACAR | SOCO | VACAR | Internal | Summer | B5 | 200 | 2000 | 0 | 206.18 | 199.18 | 10 | 0
2040 | SOCO_2_VACAR | SOCO | VACAR | Internal | Summer | B6 | 300 | 2000 | 0 | 187.33 | 180.33 | 10 | 0
2040 | SOCO_2_VACAR | SOCO | VACAR | Internal | Summer | B7 | 400 | 2000 | 0 | 180.71 | 180.33 | 10 | 0
2040 | SOCO_2_VACAR | SOCO | VACAR | Internal | Summer | B8 | 500 | 2000 | 0 | 180 | 180.33 | 10 | 0
2040 | SOCO_2_VACAR | SOCO | VACAR | Internal | Summer | B9 | 800 | 2000 | 0 | 180 | 180.33 | 10 | 0
2040 | SOCO_2_VACAR | SOCO | VACAR | Internal | Summer | B10 | 1262 | 2000 | 1700.85 | 86.23 | 96.23 | 10 | 0
2040 | SOCO_2_VACAR | SOCO | VACAR | Internal | Winter | B16 | 25 | 2000 | 0 | 191.64 | 184.64 | 10 | 0
2040 | SOCO_2_VACAR | SOCO | VACAR | Internal | Winter | B17 | 100 | 2000 | 0 | 179.02 | 177.15 | 10 | 0
2040 | SOCO_2_VACAR | SOCO | VACAR | Internal | Winter | B18 | 400 | 2000 | 0 | 108.05 | 101.72 | 10 | 0
2040 | SOCO_2_VACAR | SOCO | VACAR | Internal | Winter | B19 | 700 | 2000 | 0 | 108.05 | 101.05 | 10 | 0
2040 | SOCO_2_VACAR | SOCO | VACAR | Internal | Winter | B20 | 935 | 2000 | 0 | 78.54 | 74.51 | 10 | 0
2040 | SPP_N_2_ENT | SPP_N | ENT | Internal | Shoulder | B11 | 25 | 1800 | 0 | 184.26 | 185.28 | 5 | 0
2040 | SPP_N_2_ENT | SPP_N | ENT | Internal | Shoulder | B12 | 200 | 1800 | 0 | 174.75 | 176.55 | 5 | 0
2040 | SPP_N_2_ENT | SPP_N | ENT | Internal | Shoulder | B13 | 600 | 1800 | 1800 | 111.56 | 116.57 | 5 | 0.01
2040 | SPP_N_2_ENT | SPP_N | ENT | Internal | Shoulder | B14 | 900 | 1800 | 1800 | 81.85 | 99.57 | 5 | 12.72
2040 | SPP_N_2_ENT | SPP_N | ENT | Internal | Shoulder | B15 | 1203 | 1800 | 0 | 73.5 | 78.48 | 5 | 0
2040 | SPP_N_2_ENT | SPP_N | ENT | Internal | Summer | B1 | 10 | 1800 | 1800 | 325.52 | 334.16 | 5 | 3.64
2040 | SPP_N_2_ENT | SPP_N | ENT | Internal | Summer | B2 | 25 | 1800 | 757.34 | 329.16 | 334.16 | 5 | 0
2040 | SPP_N_2_ENT | SPP_N | ENT | Internal | Summer | B3 | 75 | 1800 | 0 | 331.11 | 333.11 | 5 | 0
2040 | SPP_N_2_ENT | SPP_N | ENT | Internal | Summer | B4 | 100 | 1800 | 0 | 222.27 | 222.27 | 5 | 0
2040 | SPP_N_2_ENT | SPP_N | ENT | Internal | Summer | B5 | 200 | 1800 | 0 | 215.96 | 208.04 | 5 | 0
2040 | SPP_N_2_ENT | SPP_N | ENT | Internal | Summer | B6 | 300 | 1800 | 0 | 208.24 | 200.24 | 5 | 0
2040 | SPP_N_2_ENT | SPP_N | ENT | Internal | Summer | B7 | 400 | 1800 | 0 | 191.67 | 184.66 | 5 | 0
2040 | SPP_N_2_ENT | SPP_N | ENT | Internal | Summer | B8 | 500 | 1800 | 0 | 179.23 | 178.34 | 5 | 0
2040 | SPP_N_2_ENT | SPP_N | ENT | Internal | Summer | B9 | 800 | 1800 | 0 | 179.23 | 178.34 | 5 | 0
2040 | SPP_N_2_ENT | SPP_N | ENT | Internal | Summer | B10 | 1262 | 1800 | 1618.63 | 83.61 | 88.61 | 5 | 0
2040 | SPP_N_2_ENT | SPP_N | ENT | Internal | Winter | B16 | 25 | 1800 | 1800 | 175.64 | 183.54 | 5 | 2.9
2040 | SPP_N_2_ENT | SPP_N | ENT | Internal | Winter | B17 | 100 | 1800 | 1800 | 100.36 | 183.54 | 5 | 78.18
2040 | SPP_N_2_ENT | SPP_N | ENT | Internal | Winter | B18 | 400 | 1800 | 1800 | 112.71 | 117.72 | 5 | 0.01
2040 | SPP_N_2_ENT | SPP_N | ENT | Internal | Winter | B19 | 700 | 1800 | 1769 | 99.85 | 104.85 | 5 | 0
2040 | SPP_N_2_ENT | SPP_N | ENT | Internal | Winter | B20 | 935 | 1800 | 996.88 | 73.5 | 78.5 | 5 | 0
2040 | SPP_N_2_MISO_MO-IL | SPP_N | MISO_MO-IL | Internal | Shoulder | B11 | 25 | 2000 | 0 | 184.26 | 177.28 | 5 | 0
2040 | SPP_N_2_MISO_MO-IL | SPP_N | MISO_MO-IL | Internal | Shoulder | B12 | 200 | 2000 | 0 | 174.75 | 168.55 | 5 | 0
2040 | SPP_N_2_MISO_MO-IL | SPP_N | MISO_MO-IL | Internal | Shoulder | B13 | 600 | 2000 | 0 | 111.56 | 109.57 | 5 | 0
2040 | SPP_N_2_MISO_MO-IL | SPP_N | MISO_MO-IL | Internal | Shoulder | B14 | 900 | 2000 | 2000 | 81.85 | 104.85 | 5 | 18
2040 | SPP_N_2_MISO_MO-IL | SPP_N | MISO_MO-IL | Internal | Shoulder | B15 | 1203 | 2000 | 2000 | 73.5 | 80.4 | 5 | 1.9
2040 | SPP_N_2_MISO_MO-IL | SPP_N | MISO_MO-IL | Internal | Summer | B1 | 10 | 2000 | 544.79 | 325.52 | 330.52 | 5 | 0
2040 | SPP_N_2_MISO_MO-IL | SPP_N | MISO_MO-IL | Internal | Summer | B2 | 25 | 2000 | 0 | 329.16 | 327.19 | 5 | 0
2040 | SPP_N_2_MISO_MO-IL | SPP_N | MISO_MO-IL | Internal | Summer | B3 | 75 | 2000 | 0 | 331.11 | 327.19 | 5 | 0
2040 | SPP_N_2_MISO_MO-IL | SPP_N | MISO_MO-IL | Internal | Summer | B4 | 100 | 2000 | 62.59 | 222.27 | 227.27 | 5 | 0
2040 | SPP_N_2_MISO_MO-IL | SPP_N | MISO_MO-IL | Internal | Summer | B5 | 200 | 2000 | 0 | 215.96 | 215.18 | 5 | 0
2040 | SPP_N_2_MISO_MO-IL | SPP_N | MISO_MO-IL | Internal | Summer | B6 | 300 | 2000 | 0 | 208.24 | 200.24 | 5 | 0
2040 | SPP_N_2_MISO_MO-IL | SPP_N | MISO_MO-IL | Internal | Summer | B7 | 400 | 2000 | 0 | 191.67 | 184.66 | 5 | 0
2040 | SPP_N_2_MISO_MO-IL | SPP_N | MISO_MO-IL | Internal | Summer | B8 | 500 | 2000 | 0 | 179.23 | 175.67 | 5 | 0
2040 | SPP_N_2_MISO_MO-IL | SPP_N | MISO_MO-IL | Internal | Summer | B9 | 800 | 2000 | 0 | 179.23 | 175.67 | 5 | 0
2040 | SPP_N_2_MISO_MO-IL | SPP_N | MISO_MO-IL | Internal | Summer | B10 | 1262 | 2000 | 2000 | 83.61 | 96.61 | 5 | 8
2040 | SPP_N_2_MISO_MO-IL | SPP_N | MISO_MO-IL | Internal | Winter | B16 | 25 | 2000 | 1419.9 | 175.64 | 180.64 | 5 | 0
2040 | SPP_N_2_MISO_MO-IL | SPP_N | MISO_MO-IL | Internal | Winter | B17 | 100 | 2000 | 2000 | 100.36 | 180.64 | 5 | 75.28
2040 | SPP_N_2_MISO_MO-IL | SPP_N | MISO_MO-IL | Internal | Winter | B18 | 400 | 2000 | 0 | 112.71 | 113.22 | 5 | 0
2040 | SPP_N_2_MISO_MO-IL | SPP_N | MISO_MO-IL | Internal | Winter | B19 | 700 | 2000 | 990.63 | 99.85 | 104.85 | 5 | 0
2040 | SPP_N_2_MISO_MO-IL | SPP_N | MISO_MO-IL | Internal | Winter | B20 | 935 | 2000 | 2000 | 73.5 | 81.64 | 5 | 3.15
2040 | SPP_N_2_MISO_W | SPP_N | MISO_W | Internal | Shoulder | B11 | 25 | 750 | 0 | 184.26 | 177.26 | 5 | 0
2040 | SPP_N_2_MISO_W | SPP_N | MISO_W | Internal | Shoulder | B12 | 200 | 750 | 0 | 174.75 | 168.53 | 5 | 0
2040 | SPP_N_2_MISO_W | SPP_N | MISO_W | Internal | Shoulder | B13 | 600 | 750 | 0 | 111.56 | 104.56 | 5 | 0
2040 | SPP_N_2_MISO_W | SPP_N | MISO_W | Internal | Shoulder | B14 | 900 | 750 | 0 | 81.85 | 76.61 | 5 | 0
2040 | SPP_N_2_MISO_W | SPP_N | MISO_W | Internal | Shoulder | B15 | 1203 | 750 | 0 | 73.5 | 66.5 | 5 | 0
2040 | SPP_N_2_MISO_W | SPP_N | MISO_W | Internal | Summer | B1 | 10 | 750 | 320.13 | 325.52 | 330.52 | 5 | 0
2040 | SPP_N_2_MISO_W | SPP_N | MISO_W | Internal | Summer | B2 | 25 | 750 | 0 | 329.16 | 327.17 | 5 | 0
2040 | SPP_N_2_MISO_W | SPP_N | MISO_W | Internal | Summer | B3 | 75 | 750 | 0 | 331.11 | 327.17 | 5 | 0
2040 | SPP_N_2_MISO_W | SPP_N | MISO_W | Internal | Summer | B4 | 100 | 750 | 750 | 222.27 | 227.28 | 5 | 0.01
2040 | SPP_N_2_MISO_W | SPP_N | MISO_W | Internal | Summer | B5 | 200 | 750 | 0 | 215.96 | 219.96 | 5 | 0
2040 | SPP_N_2_MISO_W | SPP_N | MISO_W | Internal | Summer | B6 | 300 | 750 | 0 | 208.24 | 208.8 | 5 | 0
2040 | SPP_N_2_MISO_W | SPP_N | MISO_W | Internal | Summer | B7 | 400 | 750 | 0 | 191.67 | 184.67 | 5 | 0
2040 | SPP_N_2_MISO_W | SPP_N | MISO_W | Internal | Summer | B8 | 500 | 750 | 0 | 179.23 | 175.56 | 5 | 0
2040 | SPP_N_2_MISO_W | SPP_N | MISO_W | Internal | Summer | B9 | 800 | 750 | 0 | 179.23 | 175.56 | 5 | 0
2040 | SPP_N_2_MISO_W | SPP_N | MISO_W | Internal | Summer | B10 | 1262 | 750 | 0 | 83.61 | 76.61 | 5 | 0
2040 | SPP_N_2_MISO_W | SPP_N | MISO_W | Internal | Winter | B16 | 25 | 750 | 0 | 175.64 | 96.91 | 5 | 0
2040 | SPP_N_2_MISO_W | SPP_N | MISO_W | Internal | Winter | B17 | 100 | 750 | 0 | 100.36 | 93.35 | 5 | 0
2040 | SPP_N_2_MISO_W | SPP_N | MISO_W | Internal | Winter | B18 | 400 | 750 | 0 | 112.71 | 105.71 | 5 | 0
2040 | SPP_N_2_MISO_W | SPP_N | MISO_W | Internal | Winter | B19 | 700 | 750 | 0 | 99.85 | 96.91 | 5 | 0
2040 | SPP_N_2_MISO_W | SPP_N | MISO_W | Internal | Winter | B20 | 935 | 750 | 0 | 73.5 | 71.51 | 5 | 0
2040 | SPP_N_2_NE | SPP_N | NE | Internal | Shoulder | B11 | 25 | 332 | 0 | 184.26 | 184.25 | 0.01 | 0
2040 | SPP_N_2_NE | SPP_N | NE | Internal | Shoulder | B12 | 200 | 332 | 0 | 174.75 | 174.74 | 0.01 | 0
2040 | SPP_N_2_NE | SPP_N | NE | Internal | Shoulder | B13 | 600 | 332 | 0 | 111.56 | 111.55 | 0.01 | 0
2040 | SPP_N_2_NE | SPP_N | NE | Internal | Shoulder | B14 | 900 | 332 | 0 | 81.85 | 81.84 | 0.01 | 0
2040 | SPP_N_2_NE | SPP_N | NE | Internal | Shoulder | B15 | 1203 | 332 | 0 | 73.5 | 73.5 | 0.01 | 0
2040 | SPP_N_2_NE | SPP_N | NE | Internal | Summer | B1 | 10 | 332 | 332 | 325.52 | 330.97 | 0.01 | 5.44
2040 | SPP_N_2_NE | SPP_N | NE | Internal | Summer | B2 | 25 | 332 | 313.28 | 329.16 | 329.17 | 0.01 | 0
2040 | SPP_N_2_NE | SPP_N | NE | Internal | Summer | B3 | 75 | 332 | 281.75 | 331.11 | 331.12 | 0.01 | 0
2040 | SPP_N_2_NE | SPP_N | NE | Internal | Summer | B4 | 100 | 332 | 332 | 222.27 | 229.09 | 0.01 | 6.8
2040 | SPP_N_2_NE | SPP_N | NE | Internal | Summer | B5 | 200 | 332 | 332 | 215.96 | 226.2 | 0.01 | 10.22
2040 | SPP_N_2_NE | SPP_N | NE | Internal | Summer | B6 | 300 | 332 | 332 | 208.24 | 215.8 | 0.01 | 7.55
2040 | SPP_N_2_NE | SPP_N | NE | Internal | Summer | B7 | 400 | 332 | 0 | 191.67 | 191.67 | 0.01 | 0
2040 | SPP_N_2_NE | SPP_N | NE | Internal | Summer | B8 | 500 | 332 | 0 | 179.23 | 179.22 | 0.01 | 0
2040 | SPP_N_2_NE | SPP_N | NE | Internal | Summer | B9 | 800 | 332 | 0 | 179.23 | 179.22 | 0.01 | 0
2040 | SPP_N_2_NE | SPP_N | NE | Internal | Summer | B10 | 1262 | 332 | 0 | 83.61 | 83.6 | 0.01 | 0
2040 | SPP_N_2_NE | SPP_N | NE | Internal | Winter | B16 | 25 | 332 | 0 | 175.64 | 103.91 | 0.01 | 0
2040 | SPP_N_2_NE | SPP_N | NE | Internal | Winter | B17 | 100 | 332 | 0 | 100.36 | 100.35 | 0.01 | 0
2040 | SPP_N_2_NE | SPP_N | NE | Internal | Winter | B18 | 400 | 332 | 0 | 112.71 | 112.7 | 0.01 | 0
2040 | SPP_N_2_NE | SPP_N | NE | Internal | Winter | B19 | 700 | 332 | 0 | 99.85 | 99.84 | 0.01 | 0
2040 | SPP_N_2_NE | SPP_N | NE | Internal | Winter | B20 | 935 | 332 | 42.83 | 73.5 | 73.51 | 0.01 | 0
2040 | SPP_N_2_SPP_S | SPP_N | SPP_S | Internal | Shoulder | B11 | 25 | 4000 | 4000 | 184.26 | 190.5 | 0.01 | 6.22
2040 | SPP_N_2_SPP_S | SPP_N | SPP_S | Internal | Shoulder | B12 | 200 | 4000 | 2609.46 | 174.75 | 174.76 | 0.01 | 0
2040 | SPP_N_2_SPP_S | SPP_N | SPP_S | Internal | Shoulder | B13 | 600 | 4000 | 1765.89 | 111.56 | 111.57 | 0.01 | 0
2040 | SPP_N_2_SPP_S | SPP_N | SPP_S | Internal | Shoulder | B14 | 900 | 4000 | 0 | 81.85 | 81.67 | 0.01 | 0
2040 | SPP_N_2_SPP_S | SPP_N | SPP_S | Internal | Shoulder | B15 | 1203 | 4000 | 0 | 73.5 | 73.48 | 0.01 | 0
2040 | SPP_N_2_SPP_S | SPP_N | SPP_S | Internal | Summer | B1 | 10 | 4000 | 0 | 325.52 | 208.25 | 0.01 | 0
2040 | SPP_N_2_SPP_S | SPP_N | SPP_S | Internal | Summer | B2 | 25 | 4000 | 0 | 329.16 | 304.26 | 0.01 | 0
2040 | SPP_N_2_SPP_S | SPP_N | SPP_S | Internal | Summer | B3 | 75 | 4000 | 0 | 331.11 | 304.26 | 0.01 | 0
2040 | SPP_N_2_SPP_S | SPP_N | SPP_S | Internal | Summer | B4 | 100 | 4000 | 0 | 222.27 | 222.26 | 0.01 | 0
2040 | SPP_N_2_SPP_S | SPP_N | SPP_S | Internal | Summer | B5 | 200 | 4000 | 844.02 | 215.96 | 215.97 | 0.01 | 0
2040 | SPP_N_2_SPP_S | SPP_N | SPP_S | Internal | Summer | B6 | 300 | 4000 | 1565.74 | 208.24 | 208.25 | 0.01 | 0
2040 | SPP_N_2_SPP_S | SPP_N | SPP_S | Internal | Summer | B7 | 400 | 4000 | 4000 | 191.67 | 207.76 | 0.01 | 16.08
2040 | SPP_N_2_SPP_S | SPP_N | SPP_S | Internal | Summer | B8 | 500 | 4000 | 3576.39 | 179.23 | 179.24 | 0.01 | 0
2040 | SPP_N_2_SPP_S | SPP_N | SPP_S | Internal | Summer | B9 | 800 | 4000 | 1583.39 | 179.23 | 179.24 | 0.01 | 0
2040 | SPP_N_2_SPP_S | SPP_N | SPP_S | Internal | Summer | B10 | 1262 | 4000 | 1211.55 | 83.61 | 83.62 | 0.01 | 0
2040 | SPP_N_2_SPP_S | SPP_N | SPP_S | Internal | Winter | B16 | 25 | 4000 | 2871.45 | 175.64 | 175.65 | 0.01 | 0
2040 | SPP_N_2_SPP_S | SPP_N | SPP_S | Internal | Winter | B17 | 100 | 4000 | 2118.93 | 100.36 | 100.37 | 0.01 | 0
2040 | SPP_N_2_SPP_S | SPP_N | SPP_S | Internal | Winter | B18 | 400 | 4000 | 1631.21 | 112.71 | 112.72 | 0.01 | 0
2040 | SPP_N_2_SPP_S | SPP_N | SPP_S | Internal | Winter | B19 | 700 | 4000 | 0 | 99.85 | 99.85 | 0.01 | 0
2040 | SPP_N_2_SPP_S | SPP_N | SPP_S | Internal | Winter | B20 | 935 | 4000 | 0 | 73.5 | 73.5 | 0.01 | 0
2040 | SPP_S_2_ENT | SPP_S | ENT | Internal | Shoulder | B11 | 25 | 850 | 0 | 190.5 | 185.28 | 5 | 0
2040 | SPP_S_2_ENT | SPP_S | ENT | Internal | Shoulder | B12 | 200 | 850 | 0 | 174.76 | 176.55 | 5 | 0
2040 | SPP_S_2_ENT | SPP_S | ENT | Internal | Shoulder | B13 | 600 | 850 | 40.85 | 111.57 | 116.57 | 5 | 0
2040 | SPP_S_2_ENT | SPP_S | ENT | Internal | Shoulder | B14 | 900 | 850 | 850 | 81.67 | 99.57 | 5 | 12.9
2040 | SPP_S_2_ENT | SPP_S | ENT | Internal | Shoulder | B15 | 1203 | 850 | 600.96 | 73.48 | 78.48 | 5 | 0
2040 | SPP_S_2_ENT | SPP_S | ENT | Internal | Summer | B1 | 10 | 850 | 850 | 208.25 | 334.16 | 5 | 120.91
2040 | SPP_S_2_ENT | SPP_S | ENT | Internal | Summer | B2 | 25 | 850 | 850 | 304.26 | 334.16 | 5 | 24.9
2040 | SPP_S_2_ENT | SPP_S | ENT | Internal | Summer | B3 | 75 | 850 | 850 | 304.26 | 333.11 | 5 | 23.85
2040 | SPP_S_2_ENT | SPP_S | ENT | Internal | Summer | B4 | 100 | 850 | 0 | 222.26 | 222.27 | 5 | 0
2040 | SPP_S_2_ENT | SPP_S | ENT | Internal | Summer | B5 | 200 | 850 | 0 | 215.97 | 208.04 | 5 | 0
2040 | SPP_S_2_ENT | SPP_S | ENT | Internal | Summer | B6 | 300 | 850 | 0 | 208.25 | 200.24 | 5 | 0
2040 | SPP_S_2_ENT | SPP_S | ENT | Internal | Summer | B7 | 400 | 850 | 0 | 207.76 | 184.66 | 5 | 0
2040 | SPP_S_2_ENT | SPP_S | ENT | Internal | Summer | B8 | 500 | 850 | 0 | 179.24 | 178.34 | 5 | 0
2040 | SPP_S_2_ENT | SPP_S | ENT | Internal | Summer | B9 | 800 | 850 | 0 | 179.24 | 178.34 | 5 | 0
2040 | SPP_S_2_ENT | SPP_S | ENT | Internal | Summer | B10 | 1262 | 850 | 0 | 83.62 | 88.61 | 5 | 0
2040 | SPP_S_2_ENT | SPP_S | ENT | Internal | Winter | B16 | 25 | 850 | 850 | 175.65 | 183.54 | 5 | 2.89
2040 | SPP_S_2_ENT | SPP_S | ENT | Internal | Winter | B17 | 100 | 850 | 850 | 100.37 | 183.54 | 5 | 78.17
2040 | SPP_S_2_ENT | SPP_S | ENT | Internal | Winter | B18 | 400 | 850 | 284.07 | 112.72 | 117.72 | 5 | 0
2040 | SPP_S_2_ENT | SPP_S | ENT | Internal | Winter | B19 | 700 | 850 | 408.6 | 99.85 | 104.85 | 5 | 0
2040 | SPP_S_2_ENT | SPP_S | ENT | Internal | Winter | B20 | 935 | 850 | 549.68 | 73.5 | 78.5 | 5 | 0
2040 | SPP_S_2_SPP_N | SPP_S | SPP_N | Internal | Shoulder | B11 | 25 | 640 | 0 | 190.5 | 184.26 | 0.01 | 0
2040 | SPP_S_2_SPP_N | SPP_S | SPP_N | Internal | Shoulder | B12 | 200 | 640 | 0 | 174.76 | 174.75 | 0.01 | 0
2040 | SPP_S_2_SPP_N | SPP_S | SPP_N | Internal | Shoulder | B13 | 600 | 640 | 0 | 111.57 | 111.56 | 0.01 | 0
2040 | SPP_S_2_SPP_N | SPP_S | SPP_N | Internal | Shoulder | B14 | 900 | 640 | 640 | 81.67 | 81.85 | 0.01 | 0.16
2040 | SPP_S_2_SPP_N | SPP_S | SPP_N | Internal | Shoulder | B15 | 1203 | 640 | 421.84 | 73.48 | 73.5 | 0.01 | 0
2040 | SPP_S_2_SPP_N | SPP_S | SPP_N | Internal | Summer | B1 | 10 | 640 | 640 | 208.25 | 325.52 | 0.01 | 117.26
2040 | SPP_S_2_SPP_N | SPP_S | SPP_N | Internal | Summer | B2 | 25 | 640 | 640 | 304.26 | 329.16 | 0.01 | 24.88
2040 | SPP_S_2_SPP_N | SPP_S | SPP_N | Internal | Summer | B3 | 75 | 640 | 640 | 304.26 | 331.11 | 0.01 | 26.83
2040 | SPP_S_2_SPP_N | SPP_S | SPP_N | Internal | Summer | B4 | 100 | 640 | 583.02 | 222.26 | 222.27 | 0.01 | 0
2040 | SPP_S_2_SPP_N | SPP_S | SPP_N | Internal | Summer | B5 | 200 | 640 | 0 | 215.97 | 215.96 | 0.01 | 0
2040 | SPP_S_2_SPP_N | SPP_S | SPP_N | Internal | Summer | B6 | 300 | 640 | 0 | 208.25 | 208.24 | 0.01 | 0
2040 | SPP_S_2_SPP_N | SPP_S | SPP_N | Internal | Summer | B7 | 400 | 640 | 0 | 207.76 | 191.67 | 0.01 | 0
2040 | SPP_S_2_SPP_N | SPP_S | SPP_N | Internal | Summer | B8 | 500 | 640 | 0 | 179.24 | 179.23 | 0.01 | 0
2040 | SPP_S_2_SPP_N | SPP_S | SPP_N | Internal | Summer | B9 | 800 | 640 | 0 | 179.24 | 179.23 | 0.01 | 0
2040 | SPP_S_2_SPP_N | SPP_S | SPP_N | Internal | Summer | B10 | 1262 | 640 | 0 | 83.62 | 83.61 | 0.01 | 0
2040 | SPP_S_2_SPP_N | SPP_S | SPP_N | Internal | Winter | B16 | 25 | 640 | 0 | 175.65 | 175.64 | 0.01 | 0
2040 | SPP_S_2_SPP_N | SPP_S | SPP_N | Internal | Winter | B17 | 100 | 640 | 0 | 100.37 | 100.36 | 0.01 | 0
2040 | SPP_S_2_SPP_N | SPP_S | SPP_N | Internal | Winter | B18 | 400 | 640 | 0 | 112.72 | 112.71 | 0.01 | 0
2040 | SPP_S_2_SPP_N | SPP_S | SPP_N | Internal | Winter | B19 | 700 | 640 | 0 | 99.85 | 99.85 | 0.01 | 0
2040 | SPP_S_2_SPP_N | SPP_S | SPP_N | Internal | Winter | B20 | 935 | 640 | 0 | 73.5 | 73.5 | 0.01 | 0
2040 | TVA_2_ENT | TVA | ENT | Internal | Shoulder | B11 | 25 | 500 | 0 | 181.18 | 185.28 | 9 | 0
2040 | TVA_2_ENT | TVA | ENT | Internal | Shoulder | B12 | 200 | 500 | 500 | 161.89 | 176.55 | 9 | 5.66
2040 | TVA_2_ENT | TVA | ENT | Internal | Shoulder | B13 | 600 | 500 | 0 | 107.58 | 116.57 | 9 | 0
2040 | TVA_2_ENT | TVA | ENT | Internal | Shoulder | B14 | 900 | 500 | 0 | 107.58 | 99.57 | 9 | 0
2040 | TVA_2_ENT | TVA | ENT | Internal | Shoulder | B15 | 1203 | 500 | 0 | 86.5 | 78.48 | 9 | 0
2040 | TVA_2_ENT | TVA | ENT | Internal | Summer | B1 | 10 | 500 | 0 | 338.53 | 334.16 | 9 | 0
2040 | TVA_2_ENT | TVA | ENT | Internal | Summer | B2 | 25 | 500 | 0 | 335.2 | 334.16 | 9 | 0
2040 | TVA_2_ENT | TVA | ENT | Internal | Summer | B3 | 75 | 500 | 0 | 324.12 | 333.11 | 9 | 0
2040 | TVA_2_ENT | TVA | ENT | Internal | Summer | B4 | 100 | 500 | 0 | 218.28 | 222.27 | 9 | 0
2040 | TVA_2_ENT | TVA | ENT | Internal | Summer | B5 | 200 | 500 | 500 | 197.18 | 208.04 | 9 | 1.86
2040 | TVA_2_ENT | TVA | ENT | Internal | Summer | B6 | 300 | 500 | 500 | 179.85 | 200.24 | 9 | 11.39
2040 | TVA_2_ENT | TVA | ENT | Internal | Summer | B7 | 400 | 500 | 500 | 172.14 | 184.66 | 9 | 3.52
2040 | TVA_2_ENT | TVA | ENT | Internal | Summer | B8 | 500 | 500 | 0 | 172.14 | 178.34 | 9 | 0
2040 | TVA_2_ENT | TVA | ENT | Internal | Summer | B9 | 800 | 500 | 0 | 172.14 | 178.34 | 9 | 0
2040 | TVA_2_ENT | TVA | ENT | Internal | Summer | B10 | 1262 | 500 | 0 | 87.61 | 88.61 | 9 | 0
2040 | TVA_2_ENT | TVA | ENT | Internal | Winter | B16 | 25 | 500 | 0 | 184.16 | 183.54 | 9 | 0
2040 | TVA_2_ENT | TVA | ENT | Internal | Winter | B17 | 100 | 500 | 0 | 184.16 | 183.54 | 9 | 0
2040 | TVA_2_ENT | TVA | ENT | Internal | Winter | B18 | 400 | 500 | 464.76 | 108.72 | 117.72 | 9 | 0
2040 | TVA_2_ENT | TVA | ENT | Internal | Winter | B19 | 700 | 500 | 0 | 108.06 | 104.85 | 9 | 0
2040 | TVA_2_ENT | TVA | ENT | Internal | Winter | B20 | 935 | 500 | 0 | 86.51 | 78.5 | 9 | 0
2040 | TVA_2_MISO_MO-IL | TVA | MISO_MO-IL | Internal | Shoulder | B11 | 25 | 50 | 0 | 181.18 | 177.28 | 9 | 0
2040 | TVA_2_MISO_MO-IL | TVA | MISO_MO-IL | Internal | Shoulder | B12 | 200 | 50 | 0 | 161.89 | 168.55 | 9 | 0
2040 | TVA_2_MISO_MO-IL | TVA | MISO_MO-IL | Internal | Shoulder | B13 | 600 | 50 | 0 | 107.58 | 109.57 | 9 | 0
2040 | TVA_2_MISO_MO-IL | TVA | MISO_MO-IL | Internal | Shoulder | B14 | 900 | 50 | 0 | 107.58 | 104.85 | 9 | 0
2040 | TVA_2_MISO_MO-IL | TVA | MISO_MO-IL | Internal | Shoulder | B15 | 1203 | 50 | 0 | 86.5 | 80.4 | 9 | 0
2040 | TVA_2_MISO_MO-IL | TVA | MISO_MO-IL | Internal | Summer | B1 | 10 | 50 | 0 | 338.53 | 330.52 | 9 | 0
2040 | TVA_2_MISO_MO-IL | TVA | MISO_MO-IL | Internal | Summer | B2 | 25 | 50 | 0 | 335.2 | 327.19 | 9 | 0
2040 | TVA_2_MISO_MO-IL | TVA | MISO_MO-IL | Internal | Summer | B3 | 75 | 50 | 0 | 324.12 | 327.19 | 9 | 0
2040 | TVA_2_MISO_MO-IL | TVA | MISO_MO-IL | Internal | Summer | B4 | 100 | 50 | 0 | 218.28 | 227.27 | 9 | 0
2040 | TVA_2_MISO_MO-IL | TVA | MISO_MO-IL | Internal | Summer | B5 | 200 | 50 | 50 | 197.18 | 215.18 | 9 | 9
2040 | TVA_2_MISO_MO-IL | TVA | MISO_MO-IL | Internal | Summer | B6 | 300 | 50 | 50 | 179.85 | 200.24 | 9 | 11.39
2040 | TVA_2_MISO_MO-IL | TVA | MISO_MO-IL | Internal | Summer | B7 | 400 | 50 | 50 | 172.14 | 184.66 | 9 | 3.52
2040 | TVA_2_MISO_MO-IL | TVA | MISO_MO-IL | Internal | Summer | B8 | 500 | 50 | 0 | 172.14 | 175.67 | 9 | 0
2040 | TVA_2_MISO_MO-IL | TVA | MISO_MO-IL | Internal | Summer | B9 | 800 | 50 | 0 | 172.14 | 175.67 | 9 | 0
2040 | TVA_2_MISO_MO-IL | TVA | MISO_MO-IL | Internal | Summer | B10 | 1262 | 50 | 44.72 | 87.61 | 96.61 | 9 | 0
2040 | TVA_2_MISO_MO-IL | TVA | MISO_MO-IL | Internal | Winter | B16 | 25 | 50 | 0 | 184.16 | 180.64 | 9 | 0
2040 | TVA_2_MISO_MO-IL | TVA | MISO_MO-IL | Internal | Winter | B17 | 100 | 50 | 0 | 184.16 | 180.64 | 9 | 0
2040 | TVA_2_MISO_MO-IL | TVA | MISO_MO-IL | Internal | Winter | B18 | 400 | 50 | 0 | 108.72 | 113.22 | 9 | 0
2040 | TVA_2_MISO_MO-IL | TVA | MISO_MO-IL | Internal | Winter | B19 | 700 | 50 | 0 | 108.06 | 104.85 | 9 | 0
2040 | TVA_2_MISO_MO-IL | TVA | MISO_MO-IL | Internal | Winter | B20 | 935 | 50 | 0 | 86.51 | 81.64 | 9 | 0
2040 | TVA_2_NonRTO_Midwest | TVA | NonRTO_Midwest | Internal | Shoulder | B11 | 25 | 100 | 0 | 181.18 | 181.03 | 9 | 0
2040 | TVA_2_NonRTO_Midwest | TVA | NonRTO_Midwest | Internal | Shoulder | B12 | 200 | 100 | 0 | 161.89 | 160.55 | 9 | 0
2040 | TVA_2_NonRTO_Midwest | TVA | NonRTO_Midwest | Internal | Shoulder | B13 | 600 | 100 | 0 | 107.58 | 103.01 | 9 | 0
2040 | TVA_2_NonRTO_Midwest | TVA | NonRTO_Midwest | Internal | Shoulder | B14 | 900 | 100 | 0 | 107.58 | 103.01 | 9 | 0
2040 | TVA_2_NonRTO_Midwest | TVA | NonRTO_Midwest | Internal | Shoulder | B15 | 1203 | 100 | 0 | 86.5 | 90.5 | 9 | 0
2040 | TVA_2_NonRTO_Midwest | TVA | NonRTO_Midwest | Internal | Summer | B1 | 10 | 100 | 0 | 338.53 | 336.25 | 9 | 0
2040 | TVA_2_NonRTO_Midwest | TVA | NonRTO_Midwest | Internal | Summer | B2 | 25 | 100 | 0 | 335.2 | 334.52 | 9 | 0
2040 | TVA_2_NonRTO_Midwest | TVA | NonRTO_Midwest | Internal | Summer | B3 | 75 | 100 | 0 | 324.12 | 316.11 | 9 | 0
2040 | TVA_2_NonRTO_Midwest | TVA | NonRTO_Midwest | Internal | Summer | B4 | 100 | 100 | 0 | 218.28 | 210.27 | 9 | 0
2040 | TVA_2_NonRTO_Midwest | TVA | NonRTO_Midwest | Internal | Summer | B5 | 200 | 100 | 0 | 197.18 | 198.18 | 9 | 0
2040 | TVA_2_NonRTO_Midwest | TVA | NonRTO_Midwest | Internal | Summer | B6 | 300 | 100 | 0 | 179.85 | 183.24 | 9 | 0
2040 | TVA_2_NonRTO_Midwest | TVA | NonRTO_Midwest | Internal | Summer | B7 | 400 | 100 | 0 | 172.14 | 167.66 | 9 | 0
2040 | TVA_2_NonRTO_Midwest | TVA | NonRTO_Midwest | Internal | Summer | B8 | 500 | 100 | 0 | 172.14 | 167.66 | 9 | 0
2040 | TVA_2_NonRTO_Midwest | TVA | NonRTO_Midwest | Internal | Summer | B9 | 800 | 100 | 0 | 172.14 | 167.66 | 9 | 0
2040 | TVA_2_NonRTO_Midwest | TVA | NonRTO_Midwest | Internal | Summer | B10 | 1262 | 100 | 100 | 87.61 | 100.63 | 9 | 4.02
2040 | TVA_2_NonRTO_Midwest | TVA | NonRTO_Midwest | Internal | Winter | B16 | 25 | 100 | 0 | 184.16 | 188.65 | 9 | 0
2040 | TVA_2_NonRTO_Midwest | TVA | NonRTO_Midwest | Internal | Winter | B17 | 100 | 100 | 0 | 184.16 | 178.19 | 9 | 0
2040 | TVA_2_NonRTO_Midwest | TVA | NonRTO_Midwest | Internal | Winter | B18 | 400 | 100 | 0 | 108.72 | 105.23 | 9 | 0
2040 | TVA_2_NonRTO_Midwest | TVA | NonRTO_Midwest | Internal | Winter | B19 | 700 | 100 | 0 | 108.06 | 102.63 | 9 | 0
2040 | TVA_2_NonRTO_Midwest | TVA | NonRTO_Midwest | Internal | Winter | B20 | 935 | 100 | 0 | 86.51 | 90.75 | 9 | 0
2040 | TVA_2_PJM_ROR | TVA | PJM_ROR | Internal | Shoulder | B11 | 25 | 500 | 0 | 181.18 | 175.22 | 9 | 0
2040 | TVA_2_PJM_ROR | TVA | PJM_ROR | Internal | Shoulder | B12 | 200 | 500 | 0 | 161.89 | 166.55 | 9 | 0
2040 | TVA_2_PJM_ROR | TVA | PJM_ROR | Internal | Shoulder | B13 | 600 | 500 | 0 | 107.58 | 107.57 | 9 | 0
2040 | TVA_2_PJM_ROR | TVA | PJM_ROR | Internal | Shoulder | B14 | 900 | 500 | 0 | 107.58 | 102.85 | 9 | 0
2040 | TVA_2_PJM_ROR | TVA | PJM_ROR | Internal | Shoulder | B15 | 1203 | 500 | 0 | 86.5 | 80.5 | 9 | 0
2040 | TVA_2_PJM_ROR | TVA | PJM_ROR | Internal | Summer | B1 | 10 | 500 | 0 | 338.53 | 328.52 | 9 | 0
2040 | TVA_2_PJM_ROR | TVA | PJM_ROR | Internal | Summer | B2 | 25 | 500 | 0 | 335.2 | 328.52 | 9 | 0
2040 | TVA_2_PJM_ROR | TVA | PJM_ROR | Internal | Summer | B3 | 75 | 500 | 0 | 324.12 | 320.11 | 9 | 0
2040 | TVA_2_PJM_ROR | TVA | PJM_ROR | Internal | Summer | B4 | 100 | 500 | 0 | 218.28 | 212.27 | 9 | 0
2040 | TVA_2_PJM_ROR | TVA | PJM_ROR | Internal | Summer | B5 | 200 | 500 | 0 | 197.18 | 204.61 | 9 | 0
2040 | TVA_2_PJM_ROR | TVA | PJM_ROR | Internal | Summer | B6 | 300 | 500 | 500 | 179.85 | 198.24 | 9 | 9.39
2040 | TVA_2_PJM_ROR | TVA | PJM_ROR | Internal | Summer | B7 | 400 | 500 | 0 | 172.14 | 177.65 | 9 | 0
2040 | TVA_2_PJM_ROR | TVA | PJM_ROR | Internal | Summer | B8 | 500 | 500 | 0 | 172.14 | 175.65 | 9 | 0
2040 | TVA_2_PJM_ROR | TVA | PJM_ROR | Internal | Summer | B9 | 800 | 500 | 0 | 172.14 | 175.65 | 9 | 0
2040 | TVA_2_PJM_ROR | TVA | PJM_ROR | Internal | Summer | B10 | 1262 | 500 | 500 | 87.61 | 110.63 | 9 | 14.02
2040 | TVA_2_PJM_ROR | TVA | PJM_ROR | Internal | Winter | B16 | 25 | 500 | 0 | 184.16 | 178.64 | 9 | 0
2040 | TVA_2_PJM_ROR | TVA | PJM_ROR | Internal | Winter | B17 | 100 | 500 | 0 | 184.16 | 178.65 | 9 | 0
2040 | TVA_2_PJM_ROR | TVA | PJM_ROR | Internal | Winter | B18 | 400 | 500 | 0 | 108.72 | 111.22 | 9 | 0
2040 | TVA_2_PJM_ROR | TVA | PJM_ROR | Internal | Winter | B19 | 700 | 500 | 0 | 108.06 | 102.85 | 9 | 0
2040 | TVA_2_PJM_ROR | TVA | PJM_ROR | Internal | Winter | B20 | 935 | 500 | 0 | 86.51 | 81.63 | 9 | 0
2040 | TVA_2_SOCO | TVA | SOCO | Internal | Shoulder | B11 | 25 | 500 | 0 | 181.18 | 189.58 | 9 | 0
2040 | TVA_2_SOCO | TVA | SOCO | Internal | Shoulder | B12 | 200 | 500 | 0 | 161.89 | 166.55 | 9 | 0
2040 | TVA_2_SOCO | TVA | SOCO | Internal | Shoulder | B13 | 600 | 500 | 0 | 107.58 | 107.57 | 9 | 0
2040 | TVA_2_SOCO | TVA | SOCO | Internal | Shoulder | B14 | 900 | 500 | 0 | 107.58 | 107.57 | 9 | 0
2040 | TVA_2_SOCO | TVA | SOCO | Internal | Shoulder | B15 | 1203 | 500 | 0 | 86.5 | 76.48 | 9 | 0
2040 | TVA_2_SOCO | TVA | SOCO | Internal | Summer | B1 | 10 | 500 | 0 | 338.53 | 342.16 | 9 | 0
2040 | TVA_2_SOCO | TVA | SOCO | Internal | Summer | B2 | 25 | 500 | 0 | 335.2 | 342.16 | 9 | 0
2040 | TVA_2_SOCO | TVA | SOCO | Internal | Summer | B3 | 75 | 500 | 0 | 324.12 | 333.11 | 9 | 0
2040 | TVA_2_SOCO | TVA | SOCO | Internal | Summer | B4 | 100 | 500 | 0 | 218.28 | 212.27 | 9 | 0
2040 | TVA_2_SOCO | TVA | SOCO | Internal | Summer | B5 | 200 | 500 | 72.4 | 197.18 | 206.18 | 9 | 0
2040 | TVA_2_SOCO | TVA | SOCO | Internal | Summer | B6 | 300 | 500 | 0 | 179.85 | 187.33 | 9 | 0
2040 | TVA_2_SOCO | TVA | SOCO | Internal | Summer | B7 | 400 | 500 | 0 | 172.14 | 180.71 | 9 | 0
2040 | TVA_2_SOCO | TVA | SOCO | Internal | Summer | B8 | 500 | 500 | 0 | 172.14 | 180 | 9 | 0
2040 | TVA_2_SOCO | TVA | SOCO | Internal | Summer | B9 | 800 | 500 | 0 | 172.14 | 180 | 9 | 0
2040 | TVA_2_SOCO | TVA | SOCO | Internal | Summer | B10 | 1262 | 500 | 0 | 87.61 | 86.23 | 9 | 0
2040 | TVA_2_SOCO | TVA | SOCO | Internal | Winter | B16 | 25 | 500 | 0 | 184.16 | 191.64 | 9 | 0
2040 | TVA_2_SOCO | TVA | SOCO | Internal | Winter | B17 | 100 | 500 | 0 | 184.16 | 179.02 | 9 | 0
2040 | TVA_2_SOCO | TVA | SOCO | Internal | Winter | B18 | 400 | 500 | 0 | 108.72 | 108.05 | 9 | 0
2040 | TVA_2_SOCO | TVA | SOCO | Internal | Winter | B19 | 700 | 500 | 0 | 108.06 | 108.05 | 9 | 0
2040 | TVA_2_SOCO | TVA | SOCO | Internal | Winter | B20 | 935 | 500 | 0 | 86.51 | 78.54 | 9 | 0
2040 | TVA_2_VACAR | TVA | VACAR | Internal | Shoulder | B11 | 25 | 150 | 0 | 181.18 | 182.58 | 9 | 0
2040 | TVA_2_VACAR | TVA | VACAR | Internal | Shoulder | B12 | 200 | 150 | 0 | 161.89 | 159.55 | 9 | 0
2040 | TVA_2_VACAR | TVA | VACAR | Internal | Shoulder | B13 | 600 | 150 | 0 | 107.58 | 100.57 | 9 | 0
2040 | TVA_2_VACAR | TVA | VACAR | Internal | Shoulder | B14 | 900 | 150 | 0 | 107.58 | 100.57 | 9 | 0
2040 | TVA_2_VACAR | TVA | VACAR | Internal | Shoulder | B15 | 1203 | 150 | 0 | 86.5 | 73.5 | 9 | 0
2040 | TVA_2_VACAR | TVA | VACAR | Internal | Summer | B1 | 10 | 150 | 0 | 338.53 | 335.16 | 9 | 0
2040 | TVA_2_VACAR | TVA | VACAR | Internal | Summer | B2 | 25 | 150 | 0 | 335.2 | 335.16 | 9 | 0
2040 | TVA_2_VACAR | TVA | VACAR | Internal | Summer | B3 | 75 | 150 | 0 | 324.12 | 326.11 | 9 | 0
2040 | TVA_2_VACAR | TVA | VACAR | Internal | Summer | B4 | 100 | 150 | 0 | 218.28 | 205.27 | 9 | 0
2040 | TVA_2_VACAR | TVA | VACAR | Internal | Summer | B5 | 200 | 150 | 0 | 197.18 | 199.18 | 9 | 0
2040 | TVA_2_VACAR | TVA | VACAR | Internal | Summer | B6 | 300 | 150 | 0 | 179.85 | 180.33 | 9 | 0
2040 | TVA_2_VACAR | TVA | VACAR | Internal | Summer | B7 | 400 | 150 | 0 | 172.14 | 180.33 | 9 | 0
2040 | TVA_2_VACAR | TVA | VACAR | Internal | Summer | B8 | 500 | 150 | 0 | 172.14 | 180.33 | 9 | 0
2040 | TVA_2_VACAR | TVA | VACAR | Internal | Summer | B9 | 800 | 150 | 0 | 172.14 | 180.33 | 9 | 0
2040 | TVA_2_VACAR | TVA | VACAR | Internal | Summer | B10 | 1262 | 150 | 0 | 87.61 | 96.23 | 9 | 0
2040 | TVA_2_VACAR | TVA | VACAR | Internal | Winter | B16 | 25 | 150 | 0 | 184.16 | 184.64 | 9 | 0
2040 | TVA_2_VACAR | TVA | VACAR | Internal | Winter | B17 | 100 | 150 | 0 | 184.16 | 177.15 | 9 | 0
2040 | TVA_2_VACAR | TVA | VACAR | Internal | Winter | B18 | 400 | 150 | 0 | 108.72 | 101.72 | 9 | 0
2040 | TVA_2_VACAR | TVA | VACAR | Internal | Winter | B19 | 700 | 150 | 0 | 108.06 | 101.05 | 9 | 0
2040 | TVA_2_VACAR | TVA | VACAR | Internal | Winter | B20 | 935 | 150 | 0 | 86.51 | 74.51 | 9 | 0
2040 | TVA_Transmission_2_ENT | TVA_Transmission | ENT | Internal | Shoulder | B11 | 25 | 3000 | 0 | 181.2 | 185.28 | 9 | 0
2040 | TVA_Transmission_2_ENT | TVA_Transmission | ENT | Internal | Shoulder | B12 | 200 | 3000 | 900 | 167.55 | 176.55 | 9 | 0
2040 | TVA_Transmission_2_ENT | TVA_Transmission | ENT | Internal | Shoulder | B13 | 600 | 3000 | 846.78 | 107.57 | 116.57 | 9 | 0
2040 | TVA_Transmission_2_ENT | TVA_Transmission | ENT | Internal | Shoulder | B14 | 900 | 3000 | 0 | 107.57 | 99.57 | 9 | 0
2040 | TVA_Transmission_2_ENT | TVA_Transmission | ENT | Internal | Shoulder | B15 | 1203 | 3000 | 0 | 86.48 | 78.48 | 9 | 0
2040 | TVA_Transmission_2_ENT | TVA_Transmission | ENT | Internal | Summer | B1 | 10 | 3000 | 0 | 338.52 | 334.16 | 9 | 0
2040 | TVA_Transmission_2_ENT | TVA_Transmission | ENT | Internal | Summer | B2 | 25 | 3000 | 0 | 335.19 | 334.16 | 9 | 0
2040 | TVA_Transmission_2_ENT | TVA_Transmission | ENT | Internal | Summer | B3 | 75 | 3000 | 34.59 | 324.11 | 333.11 | 9 | 0
2040 | TVA_Transmission_2_ENT | TVA_Transmission | ENT | Internal | Summer | B4 | 100 | 3000 | 0 | 218.27 | 222.27 | 9 | 0
2040 | TVA_Transmission_2_ENT | TVA_Transmission | ENT | Internal | Summer | B5 | 200 | 3000 | 0 | 206.18 | 208.04 | 9 | 0
2040 | TVA_Transmission_2_ENT | TVA_Transmission | ENT | Internal | Summer | B6 | 300 | 3000 | 80.91 | 191.24 | 200.24 | 9 | 0
2040 | TVA_Transmission_2_ENT | TVA_Transmission | ENT | Internal | Summer | B7 | 400 | 3000 | 575.68 | 175.66 | 184.66 | 9 | 0
2040 | TVA_Transmission_2_ENT | TVA_Transmission | ENT | Internal | Summer | B8 | 500 | 3000 | 0 | 174.73 | 178.34 | 9 | 0
2040 | TVA_Transmission_2_ENT | TVA_Transmission | ENT | Internal | Summer | B9 | 800 | 3000 | 0 | 174.69 | 178.34 | 9 | 0
2040 | TVA_Transmission_2_ENT | TVA_Transmission | ENT | Internal | Summer | B10 | 1262 | 3000 | 0 | 96.23 | 88.61 | 9 | 0
2040 | TVA_Transmission_2_ENT | TVA_Transmission | ENT | Internal | Winter | B16 | 25 | 3000 | 0 | 184.39 | 183.54 | 9 | 0
2040 | TVA_Transmission_2_ENT | TVA_Transmission | ENT | Internal | Winter | B17 | 100 | 3000 | 0 | 184.15 | 183.54 | 9 | 0
2040 | TVA_Transmission_2_ENT | TVA_Transmission | ENT | Internal | Winter | B18 | 400 | 3000 | 506.3 | 108.72 | 117.72 | 9 | 0
2040 | TVA_Transmission_2_ENT | TVA_Transmission | ENT | Internal | Winter | B19 | 700 | 3000 | 0 | 108.05 | 104.85 | 9 | 0
2040 | TVA_Transmission_2_ENT | TVA_Transmission | ENT | Internal | Winter | B20 | 935 | 3000 | 0 | 86.5 | 78.5 | 9 | 0
2040 | TVA_Transmission_2_MISO_MO-IL | TVA_Transmission | MISO_MO-IL | Internal | Shoulder | B11 | 25 | 4000 | 0 | 181.2 | 177.28 | 9 | 0
2040 | TVA_Transmission_2_MISO_MO-IL | TVA_Transmission | MISO_MO-IL | Internal | Shoulder | B12 | 200 | 4000 | 0 | 167.55 | 168.55 | 9 | 0
2040 | TVA_Transmission_2_MISO_MO-IL | TVA_Transmission | MISO_MO-IL | Internal | Shoulder | B13 | 600 | 4000 | 0 | 107.57 | 109.57 | 9 | 0
2040 | TVA_Transmission_2_MISO_MO-IL | TVA_Transmission | MISO_MO-IL | Internal | Shoulder | B14 | 900 | 4000 | 0 | 107.57 | 104.85 | 9 | 0
2040 | TVA_Transmission_2_MISO_MO-IL | TVA_Transmission | MISO_MO-IL | Internal | Shoulder | B15 | 1203 | 4000 | 0 | 86.48 | 80.4 | 9 | 0
2040 | TVA_Transmission_2_MISO_MO-IL | TVA_Transmission | MISO_MO-IL | Internal | Summer | B1 | 10 | 4000 | 0 | 338.52 | 330.52 | 9 | 0
2040 | TVA_Transmission_2_MISO_MO-IL | TVA_Transmission | MISO_MO-IL | Internal | Summer | B2 | 25 | 4000 | 0 | 335.19 | 327.19 | 9 | 0
2040 | TVA_Transmission_2_MISO_MO-IL | TVA_Transmission | MISO_MO-IL | Internal | Summer | B3 | 75 | 4000 | 0 | 324.11 | 327.19 | 9 | 0
2040 | TVA_Transmission_2_MISO_MO-IL | TVA_Transmission | MISO_MO-IL | Internal | Summer | B4 | 100 | 4000 | 986.06 | 218.27 | 227.27 | 9 | 0
2040 | TVA_Transmission_2_MISO_MO-IL | TVA_Transmission | MISO_MO-IL | Internal | Summer | B5 | 200 | 4000 | 1779.66 | 206.18 | 215.18 | 9 | 0
2040 | TVA_Transmission_2_MISO_MO-IL | TVA_Transmission | MISO_MO-IL | Internal | Summer | B6 | 300 | 4000 | 2197.94 | 191.24 | 200.24 | 9 | 0
2040 | TVA_Transmission_2_MISO_MO-IL | TVA_Transmission | MISO_MO-IL | Internal | Summer | B7 | 400 | 4000 | 32.89 | 175.66 | 184.66 | 9 | 0
2040 | TVA_Transmission_2_MISO_MO-IL | TVA_Transmission | MISO_MO-IL | Internal | Summer | B8 | 500 | 4000 | 0 | 174.73 | 175.67 | 9 | 0
2040 | TVA_Transmission_2_MISO_MO-IL | TVA_Transmission | MISO_MO-IL | Internal | Summer | B9 | 800 | 4000 | 0 | 174.69 | 175.67 | 9 | 0
2040 | TVA_Transmission_2_MISO_MO-IL | TVA_Transmission | MISO_MO-IL | Internal | Summer | B10 | 1262 | 4000 | 0 | 96.23 | 96.61 | 9 | 0
2040 | TVA_Transmission_2_MISO_MO-IL | TVA_Transmission | MISO_MO-IL | Internal | Winter | B16 | 25 | 4000 | 0 | 184.39 | 180.64 | 9 | 0
2040 | TVA_Transmission_2_MISO_MO-IL | TVA_Transmission | MISO_MO-IL | Internal | Winter | B17 | 100 | 4000 | 0 | 184.15 | 180.64 | 9 | 0
2040 | TVA_Transmission_2_MISO_MO-IL | TVA_Transmission | MISO_MO-IL | Internal | Winter | B18 | 400 | 4000 | 0 | 108.72 | 113.22 | 9 | 0
2040 | TVA_Transmission_2_MISO_MO-IL | TVA_Transmission | MISO_MO-IL | Internal | Winter | B19 | 700 | 4000 | 0 | 108.05 | 104.85 | 9 | 0
2040 | TVA_Transmission_2_MISO_MO-IL | TVA_Transmission | MISO_MO-IL | Internal | Winter | B20 | 935 | 4000 | 0 | 86.5 | 81.64 | 9 | 0
2040 | TVA_Transmission_2_NonRTO_Midwest | TVA_Transmission | NonRTO_Midwest | Internal | Shoulder | B11 | 25 | 700 | 0 | 181.2 | 181.03 | 9 | 0
2040 | TVA_Transmission_2_NonRTO_Midwest | TVA_Transmission | NonRTO_Midwest | Internal | Shoulder | B12 | 200 | 700 | 0 | 167.55 | 160.55 | 9 | 0
2040 | TVA_Transmission_2_NonRTO_Midwest | TVA_Transmission | NonRTO_Midwest | Internal | Shoulder | B13 | 600 | 700 | 0 | 107.57 | 103.01 | 9 | 0
2040 | TVA_Transmission_2_NonRTO_Midwest | TVA_Transmission | NonRTO_Midwest | Internal | Shoulder | B14 | 900 | 700 | 0 | 107.57 | 103.01 | 9 | 0
2040 | TVA_Transmission_2_NonRTO_Midwest | TVA_Transmission | NonRTO_Midwest | Internal | Shoulder | B15 | 1203 | 700 | 0 | 86.48 | 90.5 | 9 | 0
2040 | TVA_Transmission_2_NonRTO_Midwest | TVA_Transmission | NonRTO_Midwest | Internal | Summer | B1 | 10 | 700 | 0 | 338.52 | 336.25 | 9 | 0
2040 | TVA_Transmission_2_NonRTO_Midwest | TVA_Transmission | NonRTO_Midwest | Internal | Summer | B2 | 25 | 700 | 0 | 335.19 | 334.52 | 9 | 0
2040 | TVA_Transmission_2_NonRTO_Midwest | TVA_Transmission | NonRTO_Midwest | Internal | Summer | B3 | 75 | 700 | 0 | 324.11 | 316.11 | 9 | 0
2040 | TVA_Transmission_2_NonRTO_Midwest | TVA_Transmission | NonRTO_Midwest | Internal | Summer | B4 | 100 | 700 | 0 | 218.27 | 210.27 | 9 | 0
2040 | TVA_Transmission_2_NonRTO_Midwest | TVA_Transmission | NonRTO_Midwest | Internal | Summer | B5 | 200 | 700 | 0 | 206.18 | 198.18 | 9 | 0
2040 | TVA_Transmission_2_NonRTO_Midwest | TVA_Transmission | NonRTO_Midwest | Internal | Summer | B6 | 300 | 700 | 0 | 191.24 | 183.24 | 9 | 0
2040 | TVA_Transmission_2_NonRTO_Midwest | TVA_Transmission | NonRTO_Midwest | Internal | Summer | B7 | 400 | 700 | 0 | 175.66 | 167.66 | 9 | 0
2040 | TVA_Transmission_2_NonRTO_Midwest | TVA_Transmission | NonRTO_Midwest | Internal | Summer | B8 | 500 | 700 | 0 | 174.73 | 167.66 | 9 | 0
2040 | TVA_Transmission_2_NonRTO_Midwest | TVA_Transmission | NonRTO_Midwest | Internal | Summer | B9 | 800 | 700 | 0 | 174.69 | 167.66 | 9 | 0
2040 | TVA_Transmission_2_NonRTO_Midwest | TVA_Transmission | NonRTO_Midwest | Internal | Summer | B10 | 1262 | 700 | 0 | 96.23 | 100.63 | 9 | 0
2040 | TVA_Transmission_2_NonRTO_Midwest | TVA_Transmission | NonRTO_Midwest | Internal | Winter | B16 | 25 | 700 | 0 | 184.39 | 188.65 | 9 | 0
2040 | TVA_Transmission_2_NonRTO_Midwest | TVA_Transmission | NonRTO_Midwest | Internal | Winter | B17 | 100 | 700 | 0 | 184.15 | 178.19 | 9 | 0
2040 | TVA_Transmission_2_NonRTO_Midwest | TVA_Transmission | NonRTO_Midwest | Internal | Winter | B18 | 400 | 700 | 0 | 108.72 | 105.23 | 9 | 0
2040 | TVA_Transmission_2_NonRTO_Midwest | TVA_Transmission | NonRTO_Midwest | Internal | Winter | B19 | 700 | 700 | 0 | 108.05 | 102.63 | 9 | 0
2040 | TVA_Transmission_2_NonRTO_Midwest | TVA_Transmission | NonRTO_Midwest | Internal | Winter | B20 | 935 | 700 | 0 | 86.5 | 90.75 | 9 | 0
2040 | TVA_Transmission_2_PJM_ROR | TVA_Transmission | PJM_ROR | Internal | Shoulder | B11 | 25 | 2000 | 0 | 181.2 | 175.22 | 9 | 0
2040 | TVA_Transmission_2_PJM_ROR | TVA_Transmission | PJM_ROR | Internal | Shoulder | B12 | 200 | 2000 | 0 | 167.55 | 166.55 | 9 | 0
2040 | TVA_Transmission_2_PJM_ROR | TVA_Transmission | PJM_ROR | Internal | Shoulder | B13 | 600 | 2000 | 0 | 107.57 | 107.57 | 9 | 0
2040 | TVA_Transmission_2_PJM_ROR | TVA_Transmission | PJM_ROR | Internal | Shoulder | B14 | 900 | 2000 | 0 | 107.57 | 102.85 | 9 | 0
2040 | TVA_Transmission_2_PJM_ROR | TVA_Transmission | PJM_ROR | Internal | Shoulder | B15 | 1203 | 2000 | 0 | 86.48 | 80.5 | 9 | 0
2040 | TVA_Transmission_2_PJM_ROR | TVA_Transmission | PJM_ROR | Internal | Summer | B1 | 10 | 2000 | 0 | 338.52 | 328.52 | 9 | 0
2040 | TVA_Transmission_2_PJM_ROR | TVA_Transmission | PJM_ROR | Internal | Summer | B2 | 25 | 2000 | 0 | 335.19 | 328.52 | 9 | 0
2040 | TVA_Transmission_2_PJM_ROR | TVA_Transmission | PJM_ROR | Internal | Summer | B3 | 75 | 2000 | 0 | 324.11 | 320.11 | 9 | 0
2040 | TVA_Transmission_2_PJM_ROR | TVA_Transmission | PJM_ROR | Internal | Summer | B4 | 100 | 2000 | 0 | 218.27 | 212.27 | 9 | 0
2040 | TVA_Transmission_2_PJM_ROR | TVA_Transmission | PJM_ROR | Internal | Summer | B5 | 200 | 2000 | 0 | 206.18 | 204.61 | 9 | 0
2040 | TVA_Transmission_2_PJM_ROR | TVA_Transmission | PJM_ROR | Internal | Summer | B6 | 300 | 2000 | 0 | 191.24 | 198.24 | 9 | 0
2040 | TVA_Transmission_2_PJM_ROR | TVA_Transmission | PJM_ROR | Internal | Summer | B7 | 400 | 2000 | 0 | 175.66 | 177.65 | 9 | 0
2040 | TVA_Transmission_2_PJM_ROR | TVA_Transmission | PJM_ROR | Internal | Summer | B8 | 500 | 2000 | 0 | 174.73 | 175.65 | 9 | 0
2040 | TVA_Transmission_2_PJM_ROR | TVA_Transmission | PJM_ROR | Internal | Summer | B9 | 800 | 2000 | 0 | 174.69 | 175.65 | 9 | 0
2040 | TVA_Transmission_2_PJM_ROR | TVA_Transmission | PJM_ROR | Internal | Summer | B10 | 1262 | 2000 | 2000 | 96.23 | 110.63 | 9 | 5.41
2040 | TVA_Transmission_2_PJM_ROR | TVA_Transmission | PJM_ROR | Internal | Winter | B16 | 25 | 2000 | 0 | 184.39 | 178.64 | 9 | 0
2040 | TVA_Transmission_2_PJM_ROR | TVA_Transmission | PJM_ROR | Internal | Winter | B17 | 100 | 2000 | 0 | 184.15 | 178.65 | 9 | 0
2040 | TVA_Transmission_2_PJM_ROR | TVA_Transmission | PJM_ROR | Internal | Winter | B18 | 400 | 2000 | 0 | 108.72 | 111.22 | 9 | 0
2040 | TVA_Transmission_2_PJM_ROR | TVA_Transmission | PJM_ROR | Internal | Winter | B19 | 700 | 2000 | 0 | 108.05 | 102.85 | 9 | 0
2040 | TVA_Transmission_2_PJM_ROR | TVA_Transmission | PJM_ROR | Internal | Winter | B20 | 935 | 2000 | 0 | 86.5 | 81.63 | 9 | 0
2040 | TVA_Transmission_2_SOCO | TVA_Transmission | SOCO | Internal | Shoulder | B11 | 25 | 3200 | 0 | 181.2 | 189.58 | 9 | 0
2040 | TVA_Transmission_2_SOCO | TVA_Transmission | SOCO | Internal | Shoulder | B12 | 200 | 3200 | 0 | 167.55 | 166.55 | 9 | 0
2040 | TVA_Transmission_2_SOCO | TVA_Transmission | SOCO | Internal | Shoulder | B13 | 600 | 3200 | 0 | 107.57 | 107.57 | 9 | 0
2040 | TVA_Transmission_2_SOCO | TVA_Transmission | SOCO | Internal | Shoulder | B14 | 900 | 3200 | 0 | 107.57 | 107.57 | 9 | 0
2040 | TVA_Transmission_2_SOCO | TVA_Transmission | SOCO | Internal | Shoulder | B15 | 1203 | 3200 | 0 | 86.48 | 76.48 | 9 | 0
2040 | TVA_Transmission_2_SOCO | TVA_Transmission | SOCO | Internal | Summer | B1 | 10 | 3200 | 0 | 338.52 | 342.16 | 9 | 0
2040 | TVA_Transmission_2_SOCO | TVA_Transmission | SOCO | Internal | Summer | B2 | 25 | 3200 | 0 | 335.19 | 342.16 | 9 | 0
2040 | TVA_Transmission_2_SOCO | TVA_Transmission | SOCO | Internal | Summer | B3 | 75 | 3200 | 195.21 | 324.11 | 333.11 | 9 | 0
2040 | TVA_Transmission_2_SOCO | TVA_Transmission | SOCO | Internal | Summer | B4 | 100 | 3200 | 0 | 218.27 | 212.27 | 9 | 0
2040 | TVA_Transmission_2_SOCO | TVA_Transmission | SOCO | Internal | Summer | B5 | 200 | 3200 | 0 | 206.18 | 206.18 | 9 | 0
2040 | TVA_Transmission_2_SOCO | TVA_Transmission | SOCO | Internal | Summer | B6 | 300 | 3200 | 0 | 191.24 | 187.33 | 9 | 0
2040 | TVA_Transmission_2_SOCO | TVA_Transmission | SOCO | Internal | Summer | B7 | 400 | 3200 | 0 | 175.66 | 180.71 | 9 | 0
2040 | TVA_Transmission_2_SOCO | TVA_Transmission | SOCO | Internal | Summer | B8 | 500 | 3200 | 0 | 174.73 | 180 | 9 | 0
2040 | TVA_Transmission_2_SOCO | TVA_Transmission | SOCO | Internal | Summer | B9 | 800 | 3200 | 0 | 174.69 | 180 | 9 | 0
2040 | TVA_Transmission_2_SOCO | TVA_Transmission | SOCO | Internal | Summer | B10 | 1262 | 3200 | 0 | 96.23 | 86.23 | 9 | 0
2040 | TVA_Transmission_2_SOCO | TVA_Transmission | SOCO | Internal | Winter | B16 | 25 | 3200 | 0 | 184.39 | 191.64 | 9 | 0
2040 | TVA_Transmission_2_SOCO | TVA_Transmission | SOCO | Internal | Winter | B17 | 100 | 3200 | 0 | 184.15 | 179.02 | 9 | 0
2040 | TVA_Transmission_2_SOCO | TVA_Transmission | SOCO | Internal | Winter | B18 | 400 | 3200 | 0 | 108.72 | 108.05 | 9 | 0
2040 | TVA_Transmission_2_SOCO | TVA_Transmission | SOCO | Internal | Winter | B19 | 700 | 3200 | 0 | 108.05 | 108.05 | 9 | 0
2040 | TVA_Transmission_2_SOCO | TVA_Transmission | SOCO | Internal | Winter | B20 | 935 | 3200 | 0 | 86.5 | 78.54 | 9 | 0
2040 | TVA_Transmission_2_TVA | TVA_Transmission | TVA | Internal | Shoulder | B11 | 25 | 99999 | 0 | 181.2 | 181.18 | 0.01 | 0
2040 | TVA_Transmission_2_TVA | TVA_Transmission | TVA | Internal | Shoulder | B12 | 200 | 99999 | 0 | 167.55 | 161.89 | 0.01 | 0
2040 | TVA_Transmission_2_TVA | TVA_Transmission | TVA | Internal | Shoulder | B13 | 600 | 99999 | 29.73 | 107.57 | 107.58 | 0.01 | 0
2040 | TVA_Transmission_2_TVA | TVA_Transmission | TVA | Internal | Shoulder | B14 | 900 | 99999 | 1536.49 | 107.57 | 107.58 | 0.01 | 0
2040 | TVA_Transmission_2_TVA | TVA_Transmission | TVA | Internal | Shoulder | B15 | 1203 | 99999 | 1988.95 | 86.48 | 86.5 | 0.01 | 0
2040 | TVA_Transmission_2_TVA | TVA_Transmission | TVA | Internal | Summer | B1 | 10 | 99999 | 3929 | 338.52 | 338.53 | 0.01 | 0
2040 | TVA_Transmission_2_TVA | TVA_Transmission | TVA | Internal | Summer | B2 | 25 | 99999 | 3153.84 | 335.19 | 335.2 | 0.01 | 0
2040 | TVA_Transmission_2_TVA | TVA_Transmission | TVA | Internal | Summer | B3 | 75 | 99999 | 1625.82 | 324.11 | 324.12 | 0.01 | 0
2040 | TVA_Transmission_2_TVA | TVA_Transmission | TVA | Internal | Summer | B4 | 100 | 99999 | 921.1 | 218.27 | 218.28 | 0.01 | 0
2040 | TVA_Transmission_2_TVA | TVA_Transmission | TVA | Internal | Summer | B5 | 200 | 99999 | 0 | 206.18 | 197.18 | 0.01 | 0
2040 | TVA_Transmission_2_TVA | TVA_Transmission | TVA | Internal | Summer | B6 | 300 | 99999 | 0 | 191.24 | 179.85 | 0.01 | 0
2040 | TVA_Transmission_2_TVA | TVA_Transmission | TVA | Internal | Summer | B7 | 400 | 99999 | 0 | 175.66 | 172.14 | 0.01 | 0
2040 | TVA_Transmission_2_TVA | TVA_Transmission | TVA | Internal | Summer | B8 | 500 | 99999 | 0 | 174.73 | 172.14 | 0.01 | 0
2040 | TVA_Transmission_2_TVA | TVA_Transmission | TVA | Internal | Summer | B9 | 800 | 99999 | 0 | 174.69 | 172.14 | 0.01 | 0
2040 | TVA_Transmission_2_TVA | TVA_Transmission | TVA | Internal | Summer | B10 | 1262 | 99999 | 0 | 96.23 | 87.61 | 0.01 | 0
2040 | TVA_Transmission_2_TVA | TVA_Transmission | TVA | Internal | Winter | B16 | 25 | 99999 | 0 | 184.39 | 184.16 | 0.01 | 0
2040 | TVA_Transmission_2_TVA | TVA_Transmission | TVA | Internal | Winter | B17 | 100 | 99999 | 146.63 | 184.15 | 184.16 | 0.01 | 0
2040 | TVA_Transmission_2_TVA | TVA_Transmission | TVA | Internal | Winter | B18 | 400 | 99999 | 0 | 108.72 | 108.72 | 0.01 | 0
2040 | TVA_Transmission_2_TVA | TVA_Transmission | TVA | Internal | Winter | B19 | 700 | 99999 | 248.39 | 108.05 | 108.06 | 0.01 | 0
2040 | TVA_Transmission_2_TVA | TVA_Transmission | TVA | Internal | Winter | B20 | 935 | 99999 | 1415.15 | 86.5 | 86.51 | 0.01 | 0
2040 | TVA_Transmission_2_VACAR | TVA_Transmission | VACAR | Internal | Shoulder | B11 | 25 | 900 | 0 | 181.2 | 182.58 | 9 | 0
2040 | TVA_Transmission_2_VACAR | TVA_Transmission | VACAR | Internal | Shoulder | B12 | 200 | 900 | 0 | 167.55 | 159.55 | 9 | 0
2040 | TVA_Transmission_2_VACAR | TVA_Transmission | VACAR | Internal | Shoulder | B13 | 600 | 900 | 0 | 107.57 | 100.57 | 9 | 0
2040 | TVA_Transmission_2_VACAR | TVA_Transmission | VACAR | Internal | Shoulder | B14 | 900 | 900 | 0 | 107.57 | 100.57 | 9 | 0
2040 | TVA_Transmission_2_VACAR | TVA_Transmission | VACAR | Internal | Shoulder | B15 | 1203 | 900 | 0 | 86.48 | 73.5 | 9 | 0
2040 | TVA_Transmission_2_VACAR | TVA_Transmission | VACAR | Internal | Summer | B1 | 10 | 900 | 0 | 338.52 | 335.16 | 9 | 0
2040 | TVA_Transmission_2_VACAR | TVA_Transmission | VACAR | Internal | Summer | B2 | 25 | 900 | 0 | 335.19 | 335.16 | 9 | 0
2040 | TVA_Transmission_2_VACAR | TVA_Transmission | VACAR | Internal | Summer | B3 | 75 | 900 | 0 | 324.11 | 326.11 | 9 | 0
2040 | TVA_Transmission_2_VACAR | TVA_Transmission | VACAR | Internal | Summer | B4 | 100 | 900 | 0 | 218.27 | 205.27 | 9 | 0
2040 | TVA_Transmission_2_VACAR | TVA_Transmission | VACAR | Internal | Summer | B5 | 200 | 900 | 0 | 206.18 | 199.18 | 9 | 0
2040 | TVA_Transmission_2_VACAR | TVA_Transmission | VACAR | Internal | Summer | B6 | 300 | 900 | 0 | 191.24 | 180.33 | 9 | 0
2040 | TVA_Transmission_2_VACAR | TVA_Transmission | VACAR | Internal | Summer | B7 | 400 | 900 | 0 | 175.66 | 180.33 | 9 | 0
2040 | TVA_Transmission_2_VACAR | TVA_Transmission | VACAR | Internal | Summer | B8 | 500 | 900 | 0 | 174.73 | 180.33 | 9 | 0
2040 | TVA_Transmission_2_VACAR | TVA_Transmission | VACAR | Internal | Summer | B9 | 800 | 900 | 0 | 174.69 | 180.33 | 9 | 0
2040 | TVA_Transmission_2_VACAR | TVA_Transmission | VACAR | Internal | Summer | B10 | 1262 | 900 | 0 | 96.23 | 96.23 | 9 | 0
2040 | TVA_Transmission_2_VACAR | TVA_Transmission | VACAR | Internal | Winter | B16 | 25 | 900 | 0 | 184.39 | 184.64 | 9 | 0
2040 | TVA_Transmission_2_VACAR | TVA_Transmission | VACAR | Internal | Winter | B17 | 100 | 900 | 0 | 184.15 | 177.15 | 9 | 0
2040 | TVA_Transmission_2_VACAR | TVA_Transmission | VACAR | Internal | Winter | B18 | 400 | 900 | 0 | 108.72 | 101.72 | 9 | 0
2040 | TVA_Transmission_2_VACAR | TVA_Transmission | VACAR | Internal | Winter | B19 | 700 | 900 | 0 | 108.05 | 101.05 | 9 | 0
2040 | TVA_Transmission_2_VACAR | TVA_Transmission | VACAR | Internal | Winter | B20 | 935 | 900 | 0 | 86.5 | 74.51 | 9 | 0
2040 | VACAR_2_PJM_ROR | VACAR | PJM_ROR | Internal | Shoulder | B11 | 25 | 2000 | 0 | 182.58 | 175.22 | 7 | 0
2040 | VACAR_2_PJM_ROR | VACAR | PJM_ROR | Internal | Shoulder | B12 | 200 | 2000 | 347.36 | 159.55 | 166.55 | 7 | 0
2040 | VACAR_2_PJM_ROR | VACAR | PJM_ROR | Internal | Shoulder | B13 | 600 | 2000 | 1805.55 | 100.57 | 107.57 | 7 | 0
2040 | VACAR_2_PJM_ROR | VACAR | PJM_ROR | Internal | Shoulder | B14 | 900 | 2000 | 0 | 100.57 | 102.85 | 7 | 0
2040 | VACAR_2_PJM_ROR | VACAR | PJM_ROR | Internal | Shoulder | B15 | 1203 | 2000 | 692.75 | 73.5 | 80.5 | 7 | 0
2040 | VACAR_2_PJM_ROR | VACAR | PJM_ROR | Internal | Summer | B1 | 10 | 2000 | 0 | 335.16 | 328.52 | 7 | 0
2040 | VACAR_2_PJM_ROR | VACAR | PJM_ROR | Internal | Summer | B2 | 25 | 2000 | 0 | 335.16 | 328.52 | 7 | 0
2040 | VACAR_2_PJM_ROR | VACAR | PJM_ROR | Internal | Summer | B3 | 75 | 2000 | 0 | 326.11 | 320.11 | 7 | 0
2040 | VACAR_2_PJM_ROR | VACAR | PJM_ROR | Internal | Summer | B4 | 100 | 2000 | 1515.89 | 205.27 | 212.27 | 7 | 0
2040 | VACAR_2_PJM_ROR | VACAR | PJM_ROR | Internal | Summer | B5 | 200 | 2000 | 0 | 199.18 | 204.61 | 7 | 0
2040 | VACAR_2_PJM_ROR | VACAR | PJM_ROR | Internal | Summer | B6 | 300 | 2000 | 2000 | 180.33 | 198.24 | 7 | 10.91
2040 | VACAR_2_PJM_ROR | VACAR | PJM_ROR | Internal | Summer | B7 | 400 | 2000 | 0 | 180.33 | 177.65 | 7 | 0
2040 | VACAR_2_PJM_ROR | VACAR | PJM_ROR | Internal | Summer | B8 | 500 | 2000 | 0 | 180.33 | 175.65 | 7 | 0
2040 | VACAR_2_PJM_ROR | VACAR | PJM_ROR | Internal | Summer | B9 | 800 | 2000 | 0 | 180.33 | 175.65 | 7 | 0
2040 | VACAR_2_PJM_ROR | VACAR | PJM_ROR | Internal | Summer | B10 | 1262 | 2000 | 2000 | 96.23 | 110.63 | 7 | 7.41
2040 | VACAR_2_PJM_ROR | VACAR | PJM_ROR | Internal | Winter | B16 | 25 | 2000 | 0 | 184.64 | 178.64 | 7 | 0
2040 | VACAR_2_PJM_ROR | VACAR | PJM_ROR | Internal | Winter | B17 | 100 | 2000 | 0 | 177.15 | 178.65 | 7 | 0
2040 | VACAR_2_PJM_ROR | VACAR | PJM_ROR | Internal | Winter | B18 | 400 | 2000 | 2000 | 101.72 | 111.22 | 7 | 2.5
2040 | VACAR_2_PJM_ROR | VACAR | PJM_ROR | Internal | Winter | B19 | 700 | 2000 | 0 | 101.05 | 102.85 | 7 | 0
2040 | VACAR_2_PJM_ROR | VACAR | PJM_ROR | Internal | Winter | B20 | 935 | 2000 | 2000 | 74.51 | 81.63 | 7 | 0.12
2040 | VACAR_2_SOCO | VACAR | SOCO | Internal | Shoulder | B11 | 25 | 3000 | 207.93 | 182.58 | 189.58 | 7 | 0
2040 | VACAR_2_SOCO | VACAR | SOCO | Internal | Shoulder | B12 | 200 | 3000 | 599.11 | 159.55 | 166.55 | 7 | 0
2040 | VACAR_2_SOCO | VACAR | SOCO | Internal | Shoulder | B13 | 600 | 3000 | 498.95 | 100.57 | 107.57 | 7 | 0
2040 | VACAR_2_SOCO | VACAR | SOCO | Internal | Shoulder | B14 | 900 | 3000 | 1607.81 | 100.57 | 107.57 | 7 | 0
2040 | VACAR_2_SOCO | VACAR | SOCO | Internal | Shoulder | B15 | 1203 | 3000 | 0 | 73.5 | 76.48 | 7 | 0
2040 | VACAR_2_SOCO | VACAR | SOCO | Internal | Summer | B1 | 10 | 3000 | 1037.75 | 335.16 | 342.16 | 7 | 0
2040 | VACAR_2_SOCO | VACAR | SOCO | Internal | Summer | B2 | 25 | 3000 | 515.68 | 335.16 | 342.16 | 7 | 0
2040 | VACAR_2_SOCO | VACAR | SOCO | Internal | Summer | B3 | 75 | 3000 | 412.02 | 326.11 | 333.11 | 7 | 0
2040 | VACAR_2_SOCO | VACAR | SOCO | Internal | Summer | B4 | 100 | 3000 | 1170.24 | 205.27 | 212.27 | 7 | 0
2040 | VACAR_2_SOCO | VACAR | SOCO | Internal | Summer | B5 | 200 | 3000 | 499.89 | 199.18 | 206.18 | 7 | 0
2040 | VACAR_2_SOCO | VACAR | SOCO | Internal | Summer | B6 | 300 | 3000 | 807.63 | 180.33 | 187.33 | 7 | 0
2040 | VACAR_2_SOCO | VACAR | SOCO | Internal | Summer | B7 | 400 | 3000 | 0 | 180.33 | 180.71 | 7 | 0
2040 | VACAR_2_SOCO | VACAR | SOCO | Internal | Summer | B8 | 500 | 3000 | 0 | 180.33 | 180 | 7 | 0
2040 | VACAR_2_SOCO | VACAR | SOCO | Internal | Summer | B9 | 800 | 3000 | 0 | 180.33 | 180 | 7 | 0
2040 | VACAR_2_SOCO | VACAR | SOCO | Internal | Summer | B10 | 1262 | 3000 | 0 | 96.23 | 86.23 | 7 | 0
2040 | VACAR_2_SOCO | VACAR | SOCO | Internal | Winter | B16 | 25 | 3000 | 19.87 | 184.64 | 191.64 | 7 | 0
2040 | VACAR_2_SOCO | VACAR | SOCO | Internal | Winter | B17 | 100 | 3000 | 0 | 177.15 | 179.02 | 7 | 0
2040 | VACAR_2_SOCO | VACAR | SOCO | Internal | Winter | B18 | 400 | 3000 | 0 | 101.72 | 108.05 | 7 | 0
2040 | VACAR_2_SOCO | VACAR | SOCO | Internal | Winter | B19 | 700 | 3000 | 1399.21 | 101.05 | 108.05 | 7 | 0
2040 | VACAR_2_SOCO | VACAR | SOCO | Internal | Winter | B20 | 935 | 3000 | 0 | 74.51 | 78.54 | 7 | 0
2040 | VACAR_2_TVA_Transmission | VACAR | TVA_Transmission | Internal | Shoulder | B11 | 25 | 900 | 0 | 182.58 | 181.2 | 7 | 0
2040 | VACAR_2_TVA_Transmission | VACAR | TVA_Transmission | Internal | Shoulder | B12 | 200 | 900 | 900 | 159.55 | 167.55 | 7 | 1
2040 | VACAR_2_TVA_Transmission | VACAR | TVA_Transmission | Internal | Shoulder | B13 | 600 | 900 | 876.52 | 100.57 | 107.57 | 7 | 0
2040 | VACAR_2_TVA_Transmission | VACAR | TVA_Transmission | Internal | Shoulder | B14 | 900 | 900 | 779.71 | 100.57 | 107.57 | 7 | 0
2040 | VACAR_2_TVA_Transmission | VACAR | TVA_Transmission | Internal | Shoulder | B15 | 1203 | 900 | 900 | 73.5 | 86.48 | 7 | 5.99
2040 | VACAR_2_TVA_Transmission | VACAR | TVA_Transmission | Internal | Summer | B1 | 10 | 900 | 0 | 335.16 | 338.52 | 7 | 0
2040 | VACAR_2_TVA_Transmission | VACAR | TVA_Transmission | Internal | Summer | B2 | 25 | 900 | 0 | 335.16 | 335.19 | 7 | 0
2040 | VACAR_2_TVA_Transmission | VACAR | TVA_Transmission | Internal | Summer | B3 | 75 | 900 | 0 | 326.11 | 324.11 | 7 | 0
2040 | VACAR_2_TVA_Transmission | VACAR | TVA_Transmission | Internal | Summer | B4 | 100 | 900 | 900 | 205.27 | 218.27 | 7 | 6
2040 | VACAR_2_TVA_Transmission | VACAR | TVA_Transmission | Internal | Summer | B5 | 200 | 900 | 896.06 | 199.18 | 206.18 | 7 | 0
2040 | VACAR_2_TVA_Transmission | VACAR | TVA_Transmission | Internal | Summer | B6 | 300 | 900 | 900 | 180.33 | 191.24 | 7 | 3.91
2040 | VACAR_2_TVA_Transmission | VACAR | TVA_Transmission | Internal | Summer | B7 | 400 | 900 | 0 | 180.33 | 175.66 | 7 | 0
2040 | VACAR_2_TVA_Transmission | VACAR | TVA_Transmission | Internal | Summer | B8 | 500 | 900 | 0 | 180.33 | 174.73 | 7 | 0
2040 | VACAR_2_TVA_Transmission | VACAR | TVA_Transmission | Internal | Summer | B9 | 800 | 900 | 0 | 180.33 | 174.69 | 7 | 0
2040 | VACAR_2_TVA_Transmission | VACAR | TVA_Transmission | Internal | Summer | B10 | 1262 | 900 | 0 | 96.23 | 96.23 | 7 | 0
2040 | VACAR_2_TVA_Transmission | VACAR | TVA_Transmission | Internal | Winter | B16 | 25 | 900 | 0 | 184.64 | 184.39 | 7 | 0
2040 | VACAR_2_TVA_Transmission | VACAR | TVA_Transmission | Internal | Winter | B17 | 100 | 900 | 146.63 | 177.15 | 184.15 | 7 | 0
2040 | VACAR_2_TVA_Transmission | VACAR | TVA_Transmission | Internal | Winter | B18 | 400 | 900 | 506.3 | 101.72 | 108.72 | 7 | 0
2040 | VACAR_2_TVA_Transmission | VACAR | TVA_Transmission | Internal | Winter | B19 | 700 | 900 | 248.39 | 101.05 | 108.05 | 7 | 0
2040 | VACAR_2_TVA_Transmission | VACAR | TVA_Transmission | Internal | Winter | B20 | 935 | 900 | 900 | 74.51 | 86.5 | 7 | 4.99
2015 | AZ_NM_SNV_Coal_2_SPP_S | AZ_NM_SNV_Coal | SPP_S | External | Shoulder | B11 | 25 | 400 | 400 | 76.45 | 86.75 | 8.17 | 2.13
2015 | AZ_NM_SNV_Coal_2_SPP_S | AZ_NM_SNV_Coal | SPP_S | External | Shoulder | B12 | 200 | 400 | 0 | 76.45 | 76.4 | 8.17 | 0
2015 | AZ_NM_SNV_Coal_2_SPP_S | AZ_NM_SNV_Coal | SPP_S | External | Shoulder | B13 | 600 | 400 | 0 | 76.45 | 76.17 | 8.17 | 0
2015 | AZ_NM_SNV_Coal_2_SPP_S | AZ_NM_SNV_Coal | SPP_S | External | Shoulder | B14 | 900 | 400 | 0 | 76.45 | 76 | 8.17 | 0
2015 | AZ_NM_SNV_Coal_2_SPP_S | AZ_NM_SNV_Coal | SPP_S | External | Shoulder | B15 | 1203 | 400 | 0 | 76.45 | 70.09 | 8.17 | 0
2015 | AZ_NM_SNV_Coal_2_SPP_S | AZ_NM_SNV_Coal | SPP_S | External | Summer | B1 | 10 | 400 | 249.37 | 102.82 | 110.99 | 8.17 | 0
2015 | AZ_NM_SNV_Coal_2_SPP_S | AZ_NM_SNV_Coal | SPP_S | External | Summer | B2 | 25 | 400 | 199.84 | 102.82 | 110.99 | 8.17 | 0
2015 | AZ_NM_SNV_Coal_2_SPP_S | AZ_NM_SNV_Coal | SPP_S | External | Summer | B3 | 75 | 400 | 0 | 102.82 | 108.73 | 8.17 | 0
2015 | AZ_NM_SNV_Coal_2_SPP_S | AZ_NM_SNV_Coal | SPP_S | External | Summer | B4 | 100 | 400 | 400 | 85.42 | 108.73 | 8.17 | 15.14
2015 | AZ_NM_SNV_Coal_2_SPP_S | AZ_NM_SNV_Coal | SPP_S | External | Summer | B5 | 200 | 400 | 400 | 79.44 | 89.54 | 8.17 | 1.94
2015 | AZ_NM_SNV_Coal_2_SPP_S | AZ_NM_SNV_Coal | SPP_S | External | Summer | B6 | 300 | 400 | 0 | 75.56 | 81.64 | 8.17 | 0
2015 | AZ_NM_SNV_Coal_2_SPP_S | AZ_NM_SNV_Coal | SPP_S | External | Summer | B7 | 400 | 400 | 0 | 75.08 | 78.39 | 8.17 | 0
2015 | AZ_NM_SNV_Coal_2_SPP_S | AZ_NM_SNV_Coal | SPP_S | External | Summer | B8 | 500 | 400 | 0 | 75.08 | 74.9 | 8.17 | 0
2015 | AZ_NM_SNV_Coal_2_SPP_S | AZ_NM_SNV_Coal | SPP_S | External | Summer | B9 | 800 | 400 | 0 | 75.06 | 74.73 | 8.17 | 0
2015 | AZ_NM_SNV_Coal_2_SPP_S | AZ_NM_SNV_Coal | SPP_S | External | Summer | B10 | 1262 | 400 | 0 | 75.04 | 67.48 | 8.17 | 0
2015 | AZ_NM_SNV_Coal_2_SPP_S | AZ_NM_SNV_Coal | SPP_S | External | Winter | B16 | 25 | 400 | 0 | 79.1 | 82.32 | 8.17 | 0
2015 | AZ_NM_SNV_Coal_2_SPP_S | AZ_NM_SNV_Coal | SPP_S | External | Winter | B17 | 100 | 400 | 0 | 79.1 | 78.65 | 8.17 | 0
2015 | AZ_NM_SNV_Coal_2_SPP_S | AZ_NM_SNV_Coal | SPP_S | External | Winter | B18 | 400 | 400 | 0 | 79.1 | 78.47 | 8.17 | 0
2015 | AZ_NM_SNV_Coal_2_SPP_S | AZ_NM_SNV_Coal | SPP_S | External | Winter | B19 | 700 | 400 | 0 | 79.1 | 78.47 | 8.17 | 0
2015 | AZ_NM_SNV_Coal_2_SPP_S | AZ_NM_SNV_Coal | SPP_S | External | Winter | B20 | 935 | 400 | 0 | 75.9 | 67.38 | 8.17 | 0
2015 | ERCOT_2_SPP_S | ERCOT | SPP_S | External | Shoulder | B11 | 25 | 800 | 0 | 83 | 86.75 | 8 | 0
2015 | ERCOT_2_SPP_S | ERCOT | SPP_S | External | Shoulder | B12 | 200 | 800 | 0 | 75.98 | 76.4 | 8 | 0
2015 | ERCOT_2_SPP_S | ERCOT | SPP_S | External | Shoulder | B13 | 600 | 800 | 0 | 75.98 | 76.17 | 8 | 0
2015 | ERCOT_2_SPP_S | ERCOT | SPP_S | External | Shoulder | B14 | 900 | 800 | 0 | 75.98 | 76 | 8 | 0
2015 | ERCOT_2_SPP_S | ERCOT | SPP_S | External | Shoulder | B15 | 1203 | 800 | 0 | 69.8 | 70.09 | 8 | 0
2015 | ERCOT_2_SPP_S | ERCOT | SPP_S | External | Summer | B1 | 10 | 800 | 0 | 110.3 | 110.99 | 8 | 0
2015 | ERCOT_2_SPP_S | ERCOT | SPP_S | External | Summer | B2 | 25 | 800 | 0 | 110.3 | 110.99 | 8 | 0
2015 | ERCOT_2_SPP_S | ERCOT | SPP_S | External | Summer | B3 | 75 | 800 | 0 | 110.3 | 108.73 | 8 | 0
2015 | ERCOT_2_SPP_S | ERCOT | SPP_S | External | Summer | B4 | 100 | 800 | 0 | 110.3 | 108.73 | 8 | 0
2015 | ERCOT_2_SPP_S | ERCOT | SPP_S | External | Summer | B5 | 200 | 800 | 0 | 81.85 | 89.54 | 8 | 0
2015 | ERCOT_2_SPP_S | ERCOT | SPP_S | External | Summer | B6 | 300 | 800 | 0 | 74.93 | 81.64 | 8 | 0
2015 | ERCOT_2_SPP_S | ERCOT | SPP_S | External | Summer | B7 | 400 | 800 | 0 | 74.93 | 78.39 | 8 | 0
2015 | ERCOT_2_SPP_S | ERCOT | SPP_S | External | Summer | B8 | 500 | 800 | 0 | 74.93 | 74.9 | 8 | 0
2015 | ERCOT_2_SPP_S | ERCOT | SPP_S | External | Summer | B9 | 800 | 800 | 0 | 74.93 | 74.73 | 8 | 0
2015 | ERCOT_2_SPP_S | ERCOT | SPP_S | External | Summer | B10 | 1262 | 800 | 0 | 72.48 | 67.48 | 8 | 0
2015 | ERCOT_2_SPP_S | ERCOT | SPP_S | External | Winter | B16 | 25 | 800 | 0 | 78.18 | 82.32 | 8 | 0
2015 | ERCOT_2_SPP_S | ERCOT | SPP_S | External | Winter | B17 | 100 | 800 | 0 | 78.18 | 78.65 | 8 | 0
2015 | ERCOT_2_SPP_S | ERCOT | SPP_S | External | Winter | B18 | 400 | 800 | 0 | 78.18 | 78.47 | 8 | 0
2015 | ERCOT_2_SPP_S | ERCOT | SPP_S | External | Winter | B19 | 700 | 800 | 0 | 78.18 | 78.47 | 8 | 0
2015 | ERCOT_2_SPP_S | ERCOT | SPP_S | External | Winter | B20 | 935 | 800 | 0 | 67.9 | 67.38 | 8 | 0
2015 | MAPP_US_2_RMPA | MAPP_US | RMPA | External | Shoulder | B11 | 25 | 200 | 0 | 72.74 | 80.53 | 8 | 0
2015 | MAPP_US_2_RMPA | MAPP_US | RMPA | External | Shoulder | B12 | 200 | 200 | 200 | 68.2 | 80.53 | 8 | 4.33
2015 | MAPP_US_2_RMPA | MAPP_US | RMPA | External | Shoulder | B13 | 600 | 200 | 200 | 68.2 | 80.53 | 8 | 4.33
2015 | MAPP_US_2_RMPA | MAPP_US | RMPA | External | Shoulder | B14 | 900 | 200 | 200 | 68.2 | 80.53 | 8 | 4.33
2015 | MAPP_US_2_RMPA | MAPP_US | RMPA | External | Shoulder | B15 | 1203 | 200 | 200 | 59.06 | 71.06 | 8 | 4
2015 | MAPP_US_2_RMPA | MAPP_US | RMPA | External | Summer | B1 | 10 | 200 | 0 | 114.42 | 114.39 | 8 | 0
2015 | MAPP_US_2_RMPA | MAPP_US | RMPA | External | Summer | B2 | 25 | 200 | 0 | 111.99 | 110.99 | 8 | 0
2015 | MAPP_US_2_RMPA | MAPP_US | RMPA | External | Summer | B3 | 75 | 200 | 0 | 111.99 | 110.99 | 8 | 0
2015 | MAPP_US_2_RMPA | MAPP_US | RMPA | External | Summer | B4 | 100 | 200 | 0 | 99.94 | 92.82 | 8 | 0
2015 | MAPP_US_2_RMPA | MAPP_US | RMPA | External | Summer | B5 | 200 | 200 | 0 | 82.52 | 81.53 | 8 | 0
2015 | MAPP_US_2_RMPA | MAPP_US | RMPA | External | Summer | B6 | 300 | 200 | 0 | 72.02 | 78.99 | 8 | 0
2015 | MAPP_US_2_RMPA | MAPP_US | RMPA | External | Summer | B7 | 400 | 200 | 200 | 66.99 | 78.99 | 8 | 4
2015 | MAPP_US_2_RMPA | MAPP_US | RMPA | External | Summer | B8 | 500 | 200 | 200 | 60.89 | 78.99 | 8 | 10.1
2015 | MAPP_US_2_RMPA | MAPP_US | RMPA | External | Summer | B9 | 800 | 200 | 200 | 60.89 | 78.99 | 8 | 10.1
2015 | MAPP_US_2_RMPA | MAPP_US | RMPA | External | Summer | B10 | 1262 | 200 | 200 | 55.77 | 67.83 | 8 | 4.06
2015 | MAPP_US_2_RMPA | MAPP_US | RMPA | External | Winter | B16 | 25 | 200 | 200 | 75.3 | 83.44 | 8 | 0.14
2015 | MAPP_US_2_RMPA | MAPP_US | RMPA | External | Winter | B17 | 100 | 200 | 200 | 71.29 | 83.44 | 8 | 4.15
2015 | MAPP_US_2_RMPA | MAPP_US | RMPA | External | Winter | B18 | 400 | 200 | 200 | 71.06 | 83.44 | 8 | 4.38
2015 | MAPP_US_2_RMPA | MAPP_US | RMPA | External | Winter | B19 | 700 | 200 | 200 | 71.06 | 83.44 | 8 | 4.38
2015 | MAPP_US_2_RMPA | MAPP_US | RMPA | External | Winter | B20 | 935 | 200 | 200 | 55.73 | 67.73 | 8 | 4
2015 | NE_2_RMPA | NE | RMPA | External | Shoulder | B11 | 25 | 310 | 0 | 79.74 | 80.53 | 5 | 0
2015 | NE_2_RMPA | NE | RMPA | External | Shoulder | B12 | 200 | 310 | 310 | 75.2 | 80.53 | 5 | 0.33
2015 | NE_2_RMPA | NE | RMPA | External | Shoulder | B13 | 600 | 310 | 310 | 75.2 | 80.53 | 5 | 0.33
2015 | NE_2_RMPA | NE | RMPA | External | Shoulder | B14 | 900 | 310 | 310 | 75.2 | 80.53 | 5 | 0.33
2015 | NE_2_RMPA | NE | RMPA | External | Shoulder | B15 | 1203 | 310 | 141.2 | 66.06 | 71.06 | 5 | 0
2015 | NE_2_RMPA | NE | RMPA | External | Summer | B1 | 10 | 310 | 0 | 121.42 | 114.39 | 5 | 0
2015 | NE_2_RMPA | NE | RMPA | External | Summer | B2 | 25 | 310 | 0 | 118.99 | 110.99 | 5 | 0
2015 | NE_2_RMPA | NE | RMPA | External | Summer | B3 | 75 | 310 | 0 | 118.99 | 110.99 | 5 | 0
2015 | NE_2_RMPA | NE | RMPA | External | Summer | B4 | 100 | 310 | 0 | 106.94 | 92.82 | 5 | 0
2015 | NE_2_RMPA | NE | RMPA | External | Summer | B5 | 200 | 310 | 0 | 89.52 | 81.53 | 5 | 0
2015 | NE_2_RMPA | NE | RMPA | External | Summer | B6 | 300 | 310 | 0 | 79.02 | 78.99 | 5 | 0
2015 | NE_2_RMPA | NE | RMPA | External | Summer | B7 | 400 | 310 | 9.64 | 73.99 | 78.99 | 5 | 0
2015 | NE_2_RMPA | NE | RMPA | External | Summer | B8 | 500 | 310 | 310 | 67.89 | 78.99 | 5 | 6.1
2015 | NE_2_RMPA | NE | RMPA | External | Summer | B9 | 800 | 310 | 310 | 67.89 | 78.99 | 5 | 6.1
2015 | NE_2_RMPA | NE | RMPA | External | Summer | B10 | 1262 | 310 | 310 | 62.77 | 67.83 | 5 | 0.06
2015 | NE_2_RMPA | NE | RMPA | External | Winter | B16 | 25 | 310 | 0 | 82.3 | 83.44 | 5 | 0
2015 | NE_2_RMPA | NE | RMPA | External | Winter | B17 | 100 | 310 | 310 | 78.29 | 83.44 | 5 | 0.15
2015 | NE_2_RMPA | NE | RMPA | External | Winter | B18 | 400 | 310 | 310 | 78.06 | 83.44 | 5 | 0.38
2015 | NE_2_RMPA | NE | RMPA | External | Winter | B19 | 700 | 310 | 310 | 78.06 | 83.44 | 5 | 0.38
2015 | NE_2_RMPA | NE | RMPA | External | Winter | B20 | 935 | 310 | 195.12 | 62.73 | 67.73 | 5 | 0
2015 | NWPP_Coal_2_MAPP_US | NWPP_Coal | MAPP_US | External | Shoulder | B11 | 25 | 150 | 0 | 75.6 | 72.74 | 8 | 0
2015 | NWPP_Coal_2_MAPP_US | NWPP_Coal | MAPP_US | External | Shoulder | B12 | 200 | 150 | 0 | 75.6 | 68.2 | 8 | 0
2015 | NWPP_Coal_2_MAPP_US | NWPP_Coal | MAPP_US | External | Shoulder | B13 | 600 | 150 | 0 | 75.6 | 68.2 | 8 | 0
2015 | NWPP_Coal_2_MAPP_US | NWPP_Coal | MAPP_US | External | Shoulder | B14 | 900 | 150 | 0 | 75.6 | 68.2 | 8 | 0
2015 | NWPP_Coal_2_MAPP_US | NWPP_Coal | MAPP_US | External | Shoulder | B15 | 1203 | 150 | 0 | 75.6 | 59.06 | 8 | 0
2015 | NWPP_Coal_2_MAPP_US | NWPP_Coal | MAPP_US | External | Summer | B1 | 10 | 150 | 150 | 80.78 | 114.42 | 8 | 25.64
2015 | NWPP_Coal_2_MAPP_US | NWPP_Coal | MAPP_US | External | Summer | B2 | 25 | 150 | 150 | 80.78 | 111.99 | 8 | 23.21
2015 | NWPP_Coal_2_MAPP_US | NWPP_Coal | MAPP_US | External | Summer | B3 | 75 | 150 | 150 | 75.55 | 111.99 | 8 | 28.44
2015 | NWPP_Coal_2_MAPP_US | NWPP_Coal | MAPP_US | External | Summer | B4 | 100 | 150 | 150 | 75.55 | 99.94 | 8 | 16.39
2015 | NWPP_Coal_2_MAPP_US | NWPP_Coal | MAPP_US | External | Summer | B5 | 200 | 150 | 0 | 75.55 | 82.52 | 8 | 0
2015 | NWPP_Coal_2_MAPP_US | NWPP_Coal | MAPP_US | External | Summer | B6 | 300 | 150 | 0 | 75.55 | 72.02 | 8 | 0
2015 | NWPP_Coal_2_MAPP_US | NWPP_Coal | MAPP_US | External | Summer | B7 | 400 | 150 | 0 | 75.55 | 66.99 | 8 | 0
2015 | NWPP_Coal_2_MAPP_US | NWPP_Coal | MAPP_US | External | Summer | B8 | 500 | 150 | 0 | 75.55 | 60.89 | 8 | 0
2015 | NWPP_Coal_2_MAPP_US | NWPP_Coal | MAPP_US | External | Summer | B9 | 800 | 150 | 0 | 75.55 | 60.89 | 8 | 0
2015 | NWPP_Coal_2_MAPP_US | NWPP_Coal | MAPP_US | External | Summer | B10 | 1262 | 150 | 0 | 75.55 | 55.77 | 8 | 0
2015 | NWPP_Coal_2_MAPP_US | NWPP_Coal | MAPP_US | External | Winter | B16 | 25 | 150 | 0 | 77.54 | 75.3 | 8 | 0
2015 | NWPP_Coal_2_MAPP_US | NWPP_Coal | MAPP_US | External | Winter | B17 | 100 | 150 | 0 | 77.54 | 71.29 | 8 | 0
2015 | NWPP_Coal_2_MAPP_US | NWPP_Coal | MAPP_US | External | Winter | B18 | 400 | 150 | 0 | 77.54 | 71.06 | 8 | 0
2015 | NWPP_Coal_2_MAPP_US | NWPP_Coal | MAPP_US | External | Winter | B19 | 700 | 150 | 0 | 77.54 | 71.06 | 8 | 0
2015 | NWPP_Coal_2_MAPP_US | NWPP_Coal | MAPP_US | External | Winter | B20 | 935 | 150 | 0 | 77.54 | 55.73 | 8 | 0
2015 | RMPA_2_MAPP_US | RMPA | MAPP_US | External | Shoulder | B11 | 25 | 200 | 0 | 80.53 | 72.74 | 8 | 0
2015 | RMPA_2_MAPP_US | RMPA | MAPP_US | External | Shoulder | B12 | 200 | 200 | 0 | 80.53 | 68.2 | 8 | 0
2015 | RMPA_2_MAPP_US | RMPA | MAPP_US | External | Shoulder | B13 | 600 | 200 | 0 | 80.53 | 68.2 | 8 | 0
2015 | RMPA_2_MAPP_US | RMPA | MAPP_US | External | Shoulder | B14 | 900 | 200 | 0 | 80.53 | 68.2 | 8 | 0
2015 | RMPA_2_MAPP_US | RMPA | MAPP_US | External | Shoulder | B15 | 1203 | 200 | 0 | 71.06 | 59.06 | 8 | 0
2015 | RMPA_2_MAPP_US | RMPA | MAPP_US | External | Summer | B1 | 10 | 200 | 0 | 114.39 | 114.42 | 8 | 0
2015 | RMPA_2_MAPP_US | RMPA | MAPP_US | External | Summer | B2 | 25 | 200 | 0 | 110.99 | 111.99 | 8 | 0
2015 | RMPA_2_MAPP_US | RMPA | MAPP_US | External | Summer | B3 | 75 | 200 | 0 | 110.99 | 111.99 | 8 | 0
2015 | RMPA_2_MAPP_US | RMPA | MAPP_US | External | Summer | B4 | 100 | 200 | 0 | 92.82 | 99.94 | 8 | 0
2015 | RMPA_2_MAPP_US | RMPA | MAPP_US | External | Summer | B5 | 200 | 200 | 0 | 81.53 | 82.52 | 8 | 0
2015 | RMPA_2_MAPP_US | RMPA | MAPP_US | External | Summer | B6 | 300 | 200 | 0 | 78.99 | 72.02 | 8 | 0
2015 | RMPA_2_MAPP_US | RMPA | MAPP_US | External | Summer | B7 | 400 | 200 | 0 | 78.99 | 66.99 | 8 | 0
2015 | RMPA_2_MAPP_US | RMPA | MAPP_US | External | Summer | B8 | 500 | 200 | 0 | 78.99 | 60.89 | 8 | 0
2015 | RMPA_2_MAPP_US | RMPA | MAPP_US | External | Summer | B9 | 800 | 200 | 0 | 78.99 | 60.89 | 8 | 0
2015 | RMPA_2_MAPP_US | RMPA | MAPP_US | External | Summer | B10 | 1262 | 200 | 0 | 67.83 | 55.77 | 8 | 0
2015 | RMPA_2_MAPP_US | RMPA | MAPP_US | External | Winter | B16 | 25 | 200 | 0 | 83.44 | 75.3 | 8 | 0
2015 | RMPA_2_MAPP_US | RMPA | MAPP_US | External | Winter | B17 | 100 | 200 | 0 | 83.44 | 71.29 | 8 | 0
2015 | RMPA_2_MAPP_US | RMPA | MAPP_US | External | Winter | B18 | 400 | 200 | 0 | 83.44 | 71.06 | 8 | 0
2015 | RMPA_2_MAPP_US | RMPA | MAPP_US | External | Winter | B19 | 700 | 200 | 0 | 83.44 | 71.06 | 8 | 0
2015 | RMPA_2_MAPP_US | RMPA | MAPP_US | External | Winter | B20 | 935 | 200 | 0 | 67.73 | 55.73 | 8 | 0
2015 | RMPA_2_NE | RMPA | NE | External | Shoulder | B11 | 25 | 310 | 0 | 80.53 | 79.74 | 8 | 0
2015 | RMPA_2_NE | RMPA | NE | External | Shoulder | B12 | 200 | 310 | 0 | 80.53 | 75.2 | 8 | 0
2015 | RMPA_2_NE | RMPA | NE | External | Shoulder | B13 | 600 | 310 | 0 | 80.53 | 75.2 | 8 | 0
2015 | RMPA_2_NE | RMPA | NE | External | Shoulder | B14 | 900 | 310 | 0 | 80.53 | 75.2 | 8 | 0
2015 | RMPA_2_NE | RMPA | NE | External | Shoulder | B15 | 1203 | 310 | 0 | 71.06 | 66.06 | 8 | 0
2015 | RMPA_2_NE | RMPA | NE | External | Summer | B1 | 10 | 310 | 0 | 114.39 | 121.42 | 8 | 0
2015 | RMPA_2_NE | RMPA | NE | External | Summer | B2 | 25 | 310 | 224.99 | 110.99 | 118.99 | 8 | 0
2015 | RMPA_2_NE | RMPA | NE | External | Summer | B3 | 75 | 310 | 227.64 | 110.99 | 118.99 | 8 | 0
2015 | RMPA_2_NE | RMPA | NE | External | Summer | B4 | 100 | 310 | 310 | 92.82 | 106.94 | 8 | 6.13
2015 | RMPA_2_NE | RMPA | NE | External | Summer | B5 | 200 | 310 | 0 | 81.53 | 89.52 | 8 | 0
2015 | RMPA_2_NE | RMPA | NE | External | Summer | B6 | 300 | 310 | 0 | 78.99 | 79.02 | 8 | 0
2015 | RMPA_2_NE | RMPA | NE | External | Summer | B7 | 400 | 310 | 0 | 78.99 | 73.99 | 8 | 0
2015 | RMPA_2_NE | RMPA | NE | External | Summer | B8 | 500 | 310 | 0 | 78.99 | 67.89 | 8 | 0
2015 | RMPA_2_NE | RMPA | NE | External | Summer | B9 | 800 | 310 | 0 | 78.99 | 67.89 | 8 | 0
2015 | RMPA_2_NE | RMPA | NE | External | Summer | B10 | 1262 | 310 | 0 | 67.83 | 62.77 | 8 | 0
2015 | RMPA_2_NE | RMPA | NE | External | Winter | B16 | 25 | 310 | 0 | 83.44 | 82.3 | 8 | 0
2015 | RMPA_2_NE | RMPA | NE | External | Winter | B17 | 100 | 310 | 0 | 83.44 | 78.29 | 8 | 0
2015 | RMPA_2_NE | RMPA | NE | External | Winter | B18 | 400 | 310 | 0 | 83.44 | 78.06 | 8 | 0
2015 | RMPA_2_NE | RMPA | NE | External | Winter | B19 | 700 | 310 | 0 | 83.44 | 78.06 | 8 | 0
2015 | RMPA_2_NE | RMPA | NE | External | Winter | B20 | 935 | 310 | 0 | 67.73 | 62.73 | 8 | 0
2015 | RMPA_2_SPP_N | RMPA | SPP_N | External | Shoulder | B11 | 25 | 210 | 0 | 80.53 | 86.74 | 8 | 0
2015 | RMPA_2_SPP_N | RMPA | SPP_N | External | Shoulder | B12 | 200 | 210 | 0 | 80.53 | 76.39 | 8 | 0
2015 | RMPA_2_SPP_N | RMPA | SPP_N | External | Shoulder | B13 | 600 | 210 | 0 | 80.53 | 76.16 | 8 | 0
2015 | RMPA_2_SPP_N | RMPA | SPP_N | External | Shoulder | B14 | 900 | 210 | 0 | 80.53 | 75.99 | 8 | 0
2015 | RMPA_2_SPP_N | RMPA | SPP_N | External | Shoulder | B15 | 1203 | 210 | 0 | 71.06 | 70.08 | 8 | 0
2015 | RMPA_2_SPP_N | RMPA | SPP_N | External | Summer | B1 | 10 | 210 | 68.17 | 114.39 | 122.39 | 8 | 0
2015 | RMPA_2_SPP_N | RMPA | SPP_N | External | Summer | B2 | 25 | 210 | 210 | 110.99 | 122.39 | 8 | 3.41
2015 | RMPA_2_SPP_N | RMPA | SPP_N | External | Summer | B3 | 75 | 210 | 210 | 110.99 | 119.78 | 8 | 0.79
2015 | RMPA_2_SPP_N | RMPA | SPP_N | External | Summer | B4 | 100 | 210 | 210 | 92.82 | 108.72 | 8 | 7.9
2015 | RMPA_2_SPP_N | RMPA | SPP_N | External | Summer | B5 | 200 | 210 | 70.26 | 81.53 | 89.53 | 8 | 0
2015 | RMPA_2_SPP_N | RMPA | SPP_N | External | Summer | B6 | 300 | 210 | 0 | 78.99 | 81.63 | 8 | 0
2015 | RMPA_2_SPP_N | RMPA | SPP_N | External | Summer | B7 | 400 | 210 | 0 | 78.99 | 78.38 | 8 | 0
2015 | RMPA_2_SPP_N | RMPA | SPP_N | External | Summer | B8 | 500 | 210 | 0 | 78.99 | 74.89 | 8 | 0
2015 | RMPA_2_SPP_N | RMPA | SPP_N | External | Summer | B9 | 800 | 210 | 0 | 78.99 | 74.07 | 8 | 0
2015 | RMPA_2_SPP_N | RMPA | SPP_N | External | Summer | B10 | 1262 | 210 | 0 | 67.83 | 65.75 | 8 | 0
2015 | RMPA_2_SPP_N | RMPA | SPP_N | External | Winter | B16 | 25 | 210 | 0 | 83.44 | 82.31 | 8 | 0
2015 | RMPA_2_SPP_N | RMPA | SPP_N | External | Winter | B17 | 100 | 210 | 0 | 83.44 | 78.64 | 8 | 0
2015 | RMPA_2_SPP_N | RMPA | SPP_N | External | Winter | B18 | 400 | 210 | 0 | 83.44 | 78.46 | 8 | 0
2015 | RMPA_2_SPP_N | RMPA | SPP_N | External | Winter | B19 | 700 | 210 | 0 | 83.44 | 78.46 | 8 | 0
2015 | RMPA_2_SPP_N | RMPA | SPP_N | External | Winter | B20 | 935 | 210 | 0 | 67.73 | 67.37 | 8 | 0
2015 | SPP_N_2_RMPA | SPP_N | RMPA | External | Shoulder | B11 | 25 | 210 | 0 | 86.74 | 80.53 | 5 | 0
2015 | SPP_N_2_RMPA | SPP_N | RMPA | External | Shoulder | B12 | 200 | 210 | 0 | 76.39 | 80.53 | 5 | 0
2015 | SPP_N_2_RMPA | SPP_N | RMPA | External | Shoulder | B13 | 600 | 210 | 0 | 76.16 | 80.53 | 5 | 0
2015 | SPP_N_2_RMPA | SPP_N | RMPA | External | Shoulder | B14 | 900 | 210 | 0 | 75.99 | 80.53 | 5 | 0
2015 | SPP_N_2_RMPA | SPP_N | RMPA | External | Shoulder | B15 | 1203 | 210 | 0 | 70.08 | 71.06 | 5 | 0
2015 | SPP_N_2_RMPA | SPP_N | RMPA | External | Summer | B1 | 10 | 210 | 0 | 122.39 | 114.39 | 5 | 0
2015 | SPP_N_2_RMPA | SPP_N | RMPA | External | Summer | B2 | 25 | 210 | 0 | 122.39 | 110.99 | 5 | 0
2015 | SPP_N_2_RMPA | SPP_N | RMPA | External | Summer | B3 | 75 | 210 | 0 | 119.78 | 110.99 | 5 | 0
2015 | SPP_N_2_RMPA | SPP_N | RMPA | External | Summer | B4 | 100 | 210 | 0 | 108.72 | 92.82 | 5 | 0
2015 | SPP_N_2_RMPA | SPP_N | RMPA | External | Summer | B5 | 200 | 210 | 0 | 89.53 | 81.53 | 5 | 0
2015 | SPP_N_2_RMPA | SPP_N | RMPA | External | Summer | B6 | 300 | 210 | 0 | 81.63 | 78.99 | 5 | 0
2015 | SPP_N_2_RMPA | SPP_N | RMPA | External | Summer | B7 | 400 | 210 | 0 | 78.38 | 78.99 | 5 | 0
2015 | SPP_N_2_RMPA | SPP_N | RMPA | External | Summer | B8 | 500 | 210 | 0 | 74.89 | 78.99 | 5 | 0
2015 | SPP_N_2_RMPA | SPP_N | RMPA | External | Summer | B9 | 800 | 210 | 0 | 74.07 | 78.99 | 5 | 0
2015 | SPP_N_2_RMPA | SPP_N | RMPA | External | Summer | B10 | 1262 | 210 | 0 | 65.75 | 67.83 | 5 | 0
2015 | SPP_N_2_RMPA | SPP_N | RMPA | External | Winter | B16 | 25 | 210 | 0 | 82.31 | 83.44 | 5 | 0
2015 | SPP_N_2_RMPA | SPP_N | RMPA | External | Winter | B17 | 100 | 210 | 0 | 78.64 | 83.44 | 5 | 0
2015 | SPP_N_2_RMPA | SPP_N | RMPA | External | Winter | B18 | 400 | 210 | 0 | 78.46 | 83.44 | 5 | 0
2015 | SPP_N_2_RMPA | SPP_N | RMPA | External | Winter | B19 | 700 | 210 | 0 | 78.46 | 83.44 | 5 | 0
2015 | SPP_N_2_RMPA | SPP_N | RMPA | External | Winter | B20 | 935 | 210 | 0 | 67.37 | 67.73 | 5 | 0
2015 | SPP_S_2_ERCOT | SPP_S | ERCOT | External | Shoulder | B11 | 25 | 800 | 0 | 86.75 | 83 | 5 | 0
2015 | SPP_S_2_ERCOT | SPP_S | ERCOT | External | Shoulder | B12 | 200 | 800 | 0 | 76.4 | 75.98 | 5 | 0
2015 | SPP_S_2_ERCOT | SPP_S | ERCOT | External | Shoulder | B13 | 600 | 800 | 0 | 76.17 | 75.98 | 5 | 0
2015 | SPP_S_2_ERCOT | SPP_S | ERCOT | External | Shoulder | B14 | 900 | 800 | 0 | 76 | 75.98 | 5 | 0
2015 | SPP_S_2_ERCOT | SPP_S | ERCOT | External | Shoulder | B15 | 1203 | 800 | 0 | 70.09 | 69.8 | 5 | 0
2015 | SPP_S_2_ERCOT | SPP_S | ERCOT | External | Summer | B1 | 10 | 800 | 0 | 110.99 | 110.3 | 5 | 0
2015 | SPP_S_2_ERCOT | SPP_S | ERCOT | External | Summer | B2 | 25 | 800 | 0 | 110.99 | 110.3 | 5 | 0
2015 | SPP_S_2_ERCOT | SPP_S | ERCOT | External | Summer | B3 | 75 | 800 | 0 | 108.73 | 110.3 | 5 | 0
2015 | SPP_S_2_ERCOT | SPP_S | ERCOT | External | Summer | B4 | 100 | 800 | 0 | 108.73 | 110.3 | 5 | 0
2015 | SPP_S_2_ERCOT | SPP_S | ERCOT | External | Summer | B5 | 200 | 800 | 0 | 89.54 | 81.85 | 5 | 0
2015 | SPP_S_2_ERCOT | SPP_S | ERCOT | External | Summer | B6 | 300 | 800 | 0 | 81.64 | 74.93 | 5 | 0
2015 | SPP_S_2_ERCOT | SPP_S | ERCOT | External | Summer | B7 | 400 | 800 | 0 | 78.39 | 74.93 | 5 | 0
2015 | SPP_S_2_ERCOT | SPP_S | ERCOT | External | Summer | B8 | 500 | 800 | 0 | 74.9 | 74.93 | 5 | 0
2015 | SPP_S_2_ERCOT | SPP_S | ERCOT | External | Summer | B9 | 800 | 800 | 0 | 74.73 | 74.93 | 5 | 0
2015 | SPP_S_2_ERCOT | SPP_S | ERCOT | External | Summer | B10 | 1262 | 800 | 325.69 | 67.48 | 72.48 | 5 | 0
2015 | SPP_S_2_ERCOT | SPP_S | ERCOT | External | Winter | B16 | 25 | 800 | 0 | 82.32 | 78.18 | 5 | 0
2015 | SPP_S_2_ERCOT | SPP_S | ERCOT | External | Winter | B17 | 100 | 800 | 0 | 78.65 | 78.18 | 5 | 0
2015 | SPP_S_2_ERCOT | SPP_S | ERCOT | External | Winter | B18 | 400 | 800 | 0 | 78.47 | 78.18 | 5 | 0
2015 | SPP_S_2_ERCOT | SPP_S | ERCOT | External | Winter | B19 | 700 | 800 | 0 | 78.47 | 78.18 | 5 | 0
2015 | SPP_S_2_ERCOT | SPP_S | ERCOT | External | Winter | B20 | 935 | 800 | 0 | 67.38 | 67.9 | 5 | 0
2020 | AZ_NM_SNV_Coal_2_SPP_S | AZ_NM_SNV_Coal | SPP_S | External | Shoulder | B11 | 25 | 400 | 0 | 89.65 | 88.15 | 8.17 | 0
2020 | AZ_NM_SNV_Coal_2_SPP_S | AZ_NM_SNV_Coal | SPP_S | External | Shoulder | B12 | 200 | 400 | 0 | 87.85 | 78.79 | 8.17 | 0
2020 | AZ_NM_SNV_Coal_2_SPP_S | AZ_NM_SNV_Coal | SPP_S | External | Shoulder | B13 | 600 | 400 | 0 | 83.76 | 76.38 | 8.17 | 0
2020 | AZ_NM_SNV_Coal_2_SPP_S | AZ_NM_SNV_Coal | SPP_S | External | Shoulder | B14 | 900 | 400 | 0 | 83.76 | 72.99 | 8.17 | 0
2020 | AZ_NM_SNV_Coal_2_SPP_S | AZ_NM_SNV_Coal | SPP_S | External | Shoulder | B15 | 1203 | 400 | 0 | 83.76 | 65.27 | 8.17 | 0
2020 | AZ_NM_SNV_Coal_2_SPP_S | AZ_NM_SNV_Coal | SPP_S | External | Summer | B1 | 10 | 400 | 0 | 122.29 | 86.94 | 8.17 | 0
2020 | AZ_NM_SNV_Coal_2_SPP_S | AZ_NM_SNV_Coal | SPP_S | External | Summer | B2 | 25 | 400 | 0 | 122.29 | 102.03 | 8.17 | 0
2020 | AZ_NM_SNV_Coal_2_SPP_S | AZ_NM_SNV_Coal | SPP_S | External | Summer | B3 | 75 | 400 | 400 | 114.98 | 126.39 | 8.17 | 3.24
2020 | AZ_NM_SNV_Coal_2_SPP_S | AZ_NM_SNV_Coal | SPP_S | External | Summer | B4 | 100 | 400 | 0 | 100.03 | 102.99 | 8.17 | 0
2020 | AZ_NM_SNV_Coal_2_SPP_S | AZ_NM_SNV_Coal | SPP_S | External | Summer | B5 | 200 | 400 | 0 | 91.88 | 91.01 | 8.17 | 0
2020 | AZ_NM_SNV_Coal_2_SPP_S | AZ_NM_SNV_Coal | SPP_S | External | Summer | B6 | 300 | 400 | 0 | 89.57 | 86.94 | 8.17 | 0
2020 | AZ_NM_SNV_Coal_2_SPP_S | AZ_NM_SNV_Coal | SPP_S | External | Summer | B7 | 400 | 400 | 0 | 88.03 | 86.74 | 8.17 | 0
2020 | AZ_NM_SNV_Coal_2_SPP_S | AZ_NM_SNV_Coal | SPP_S | External | Summer | B8 | 500 | 400 | 0 | 88.03 | 81.93 | 8.17 | 0
2020 | AZ_NM_SNV_Coal_2_SPP_S | AZ_NM_SNV_Coal | SPP_S | External | Summer | B9 | 800 | 400 | 0 | 88.03 | 75.19 | 8.17 | 0
2020 | AZ_NM_SNV_Coal_2_SPP_S | AZ_NM_SNV_Coal | SPP_S | External | Summer | B10 | 1262 | 400 | 0 | 88.03 | 70.35 | 8.17 | 0
2020 | AZ_NM_SNV_Coal_2_SPP_S | AZ_NM_SNV_Coal | SPP_S | External | Winter | B16 | 25 | 400 | 0 | 91.94 | 76.94 | 8.17 | 0
2020 | AZ_NM_SNV_Coal_2_SPP_S | AZ_NM_SNV_Coal | SPP_S | External | Winter | B17 | 100 | 400 | 0 | 86.61 | 73.23 | 8.17 | 0
2020 | AZ_NM_SNV_Coal_2_SPP_S | AZ_NM_SNV_Coal | SPP_S | External | Winter | B18 | 400 | 400 | 0 | 86.61 | 75.8 | 8.17 | 0
2020 | AZ_NM_SNV_Coal_2_SPP_S | AZ_NM_SNV_Coal | SPP_S | External | Winter | B19 | 700 | 400 | 0 | 86.61 | 75.32 | 8.17 | 0
2020 | AZ_NM_SNV_Coal_2_SPP_S | AZ_NM_SNV_Coal | SPP_S | External | Winter | B20 | 935 | 400 | 0 | 85.13 | 65.75 | 8.17 | 0
2020 | ERCOT_2_SPP_S | ERCOT | SPP_S | External | Shoulder | B11 | 25 | 800 | 0 | 88.07 | 88.15 | 8 | 0
2020 | ERCOT_2_SPP_S | ERCOT | SPP_S | External | Shoulder | B12 | 200 | 800 | 0 | 88.07 | 78.79 | 8 | 0
2020 | ERCOT_2_SPP_S | ERCOT | SPP_S | External | Shoulder | B13 | 600 | 800 | 0 | 88.07 | 76.38 | 8 | 0
2020 | ERCOT_2_SPP_S | ERCOT | SPP_S | External | Shoulder | B14 | 900 | 800 | 0 | 88.07 | 72.99 | 8 | 0
2020 | ERCOT_2_SPP_S | ERCOT | SPP_S | External | Shoulder | B15 | 1203 | 800 | 0 | 76.32 | 65.27 | 8 | 0
2020 | ERCOT_2_SPP_S | ERCOT | SPP_S | External | Summer | B1 | 10 | 800 | 0 | 128.15 | 86.94 | 8 | 0
2020 | ERCOT_2_SPP_S | ERCOT | SPP_S | External | Summer | B2 | 25 | 800 | 0 | 128.15 | 102.03 | 8 | 0
2020 | ERCOT_2_SPP_S | ERCOT | SPP_S | External | Summer | B3 | 75 | 800 | 0 | 128.15 | 126.39 | 8 | 0
2020 | ERCOT_2_SPP_S | ERCOT | SPP_S | External | Summer | B4 | 100 | 800 | 169.8 | 94.99 | 102.99 | 8 | 0
2020 | ERCOT_2_SPP_S | ERCOT | SPP_S | External | Summer | B5 | 200 | 800 | 0 | 94.99 | 91.01 | 8 | 0
2020 | ERCOT_2_SPP_S | ERCOT | SPP_S | External | Summer | B6 | 300 | 800 | 0 | 86.93 | 86.94 | 8 | 0
2020 | ERCOT_2_SPP_S | ERCOT | SPP_S | External | Summer | B7 | 400 | 800 | 0 | 86.93 | 86.74 | 8 | 0
2020 | ERCOT_2_SPP_S | ERCOT | SPP_S | External | Summer | B8 | 500 | 800 | 0 | 86.93 | 81.93 | 8 | 0
2020 | ERCOT_2_SPP_S | ERCOT | SPP_S | External | Summer | B9 | 800 | 800 | 0 | 86.93 | 75.19 | 8 | 0
2020 | ERCOT_2_SPP_S | ERCOT | SPP_S | External | Summer | B10 | 1262 | 800 | 0 | 75.35 | 70.35 | 8 | 0
2020 | ERCOT_2_SPP_S | ERCOT | SPP_S | External | Winter | B16 | 25 | 800 | 0 | 90.54 | 76.94 | 8 | 0
2020 | ERCOT_2_SPP_S | ERCOT | SPP_S | External | Winter | B17 | 100 | 800 | 0 | 90.54 | 73.23 | 8 | 0
2020 | ERCOT_2_SPP_S | ERCOT | SPP_S | External | Winter | B18 | 400 | 800 | 0 | 90.54 | 75.8 | 8 | 0
2020 | ERCOT_2_SPP_S | ERCOT | SPP_S | External | Winter | B19 | 700 | 800 | 0 | 90.54 | 75.32 | 8 | 0
2020 | ERCOT_2_SPP_S | ERCOT | SPP_S | External | Winter | B20 | 935 | 800 | 0 | 78.41 | 65.75 | 8 | 0
2020 | MAPP_US_2_RMPA | MAPP_US | RMPA | External | Shoulder | B11 | 25 | 200 | 200 | 80.02 | 93.12 | 8 | 5.1
2020 | MAPP_US_2_RMPA | MAPP_US | RMPA | External | Shoulder | B12 | 200 | 200 | 200 | 64.77 | 83.76 | 8 | 10.99
2020 | MAPP_US_2_RMPA | MAPP_US | RMPA | External | Shoulder | B13 | 600 | 200 | 200 | 62.39 | 83.76 | 8 | 13.37
2020 | MAPP_US_2_RMPA | MAPP_US | RMPA | External | Shoulder | B14 | 900 | 200 | 200 | 59 | 83.76 | 8 | 16.76
2020 | MAPP_US_2_RMPA | MAPP_US | RMPA | External | Shoulder | B15 | 1203 | 200 | 200 | 52.37 | 75.6 | 8 | 15.23
2020 | MAPP_US_2_RMPA | MAPP_US | RMPA | External | Summer | B1 | 10 | 200 | 0 | 132.38 | 131.38 | 8 | 0
2020 | MAPP_US_2_RMPA | MAPP_US | RMPA | External | Summer | B2 | 25 | 200 | 0 | 126.27 | 125.27 | 8 | 0
2020 | MAPP_US_2_RMPA | MAPP_US | RMPA | External | Summer | B3 | 75 | 200 | 0 | 128.26 | 123.15 | 8 | 0
2020 | MAPP_US_2_RMPA | MAPP_US | RMPA | External | Summer | B4 | 100 | 200 | 0 | 115.38 | 108.2 | 8 | 0
2020 | MAPP_US_2_RMPA | MAPP_US | RMPA | External | Summer | B5 | 200 | 200 | 0 | 87.75 | 92.58 | 8 | 0
2020 | MAPP_US_2_RMPA | MAPP_US | RMPA | External | Summer | B6 | 300 | 200 | 200 | 79.92 | 92.58 | 8 | 4.66
2020 | MAPP_US_2_RMPA | MAPP_US | RMPA | External | Summer | B7 | 400 | 200 | 200 | 76.3 | 92.58 | 8 | 8.29
2020 | MAPP_US_2_RMPA | MAPP_US | RMPA | External | Summer | B8 | 500 | 200 | 200 | 64.89 | 92.58 | 8 | 19.69
2020 | MAPP_US_2_RMPA | MAPP_US | RMPA | External | Summer | B9 | 800 | 200 | 200 | 61.18 | 80.18 | 8 | 11
2020 | MAPP_US_2_RMPA | MAPP_US | RMPA | External | Summer | B10 | 1262 | 200 | 200 | 55.18 | 79.86 | 8 | 16.68
2020 | MAPP_US_2_RMPA | MAPP_US | RMPA | External | Winter | B16 | 25 | 200 | 200 | 56.19 | 97.7 | 8 | 33.51
2020 | MAPP_US_2_RMPA | MAPP_US | RMPA | External | Winter | B17 | 100 | 200 | 200 | 59.22 | 96.7 | 8 | 29.48
2020 | MAPP_US_2_RMPA | MAPP_US | RMPA | External | Winter | B18 | 400 | 200 | 200 | 61.78 | 86.91 | 8 | 17.12
2020 | MAPP_US_2_RMPA | MAPP_US | RMPA | External | Winter | B19 | 700 | 200 | 200 | 61.77 | 86.91 | 8 | 17.13
2020 | MAPP_US_2_RMPA | MAPP_US | RMPA | External | Winter | B20 | 935 | 200 | 200 | 52.42 | 70.74 | 8 | 10.32
2020 | NE_2_RMPA | NE | RMPA | External | Shoulder | B11 | 25 | 310 | 130.93 | 88.12 | 93.12 | 5 | 0
2020 | NE_2_RMPA | NE | RMPA | External | Shoulder | B12 | 200 | 310 | 286.94 | 78.76 | 83.76 | 5 | 0
2020 | NE_2_RMPA | NE | RMPA | External | Shoulder | B13 | 600 | 310 | 310 | 76.38 | 83.76 | 5 | 2.38
2020 | NE_2_RMPA | NE | RMPA | External | Shoulder | B14 | 900 | 310 | 310 | 72.99 | 83.76 | 5 | 5.77
2020 | NE_2_RMPA | NE | RMPA | External | Shoulder | B15 | 1203 | 310 | 310 | 65.25 | 75.6 | 5 | 5.35
2020 | NE_2_RMPA | NE | RMPA | External | Summer | B1 | 10 | 310 | 0 | 139.38 | 131.38 | 5 | 0
2020 | NE_2_RMPA | NE | RMPA | External | Summer | B2 | 25 | 310 | 0 | 133.27 | 125.27 | 5 | 0
2020 | NE_2_RMPA | NE | RMPA | External | Summer | B3 | 75 | 310 | 0 | 135.26 | 123.15 | 5 | 0
2020 | NE_2_RMPA | NE | RMPA | External | Summer | B4 | 100 | 310 | 0 | 122.38 | 108.2 | 5 | 0
2020 | NE_2_RMPA | NE | RMPA | External | Summer | B5 | 200 | 310 | 0 | 94.75 | 92.58 | 5 | 0
2020 | NE_2_RMPA | NE | RMPA | External | Summer | B6 | 300 | 310 | 310 | 86.92 | 92.58 | 5 | 0.66
2020 | NE_2_RMPA | NE | RMPA | External | Summer | B7 | 400 | 310 | 310 | 86.72 | 92.58 | 5 | 0.86
2020 | NE_2_RMPA | NE | RMPA | External | Summer | B8 | 500 | 310 | 310 | 78.88 | 92.58 | 5 | 8.71
2020 | NE_2_RMPA | NE | RMPA | External | Summer | B9 | 800 | 310 | 310 | 75.16 | 80.18 | 5 | 0.01
2020 | NE_2_RMPA | NE | RMPA | External | Summer | B10 | 1262 | 310 | 310 | 69.17 | 79.86 | 5 | 5.69
2020 | NE_2_RMPA | NE | RMPA | External | Winter | B16 | 25 | 310 | 310 | 70.19 | 97.7 | 5 | 22.51
2020 | NE_2_RMPA | NE | RMPA | External | Winter | B17 | 100 | 310 | 310 | 73.21 | 96.7 | 5 | 18.49
2020 | NE_2_RMPA | NE | RMPA | External | Winter | B18 | 400 | 310 | 310 | 75.77 | 86.91 | 5 | 6.13
2020 | NE_2_RMPA | NE | RMPA | External | Winter | B19 | 700 | 310 | 310 | 75.31 | 86.91 | 5 | 6.6
2020 | NE_2_RMPA | NE | RMPA | External | Winter | B20 | 935 | 310 | 310 | 65.73 | 70.74 | 5 | 0.01
2020 | NWPP_Coal_2_MAPP_US | NWPP_Coal | MAPP_US | External | Shoulder | B11 | 25 | 150 | 0 | 91.93 | 80.02 | 8 | 0
2020 | NWPP_Coal_2_MAPP_US | NWPP_Coal | MAPP_US | External | Shoulder | B12 | 200 | 150 | 0 | 91.93 | 64.77 | 8 | 0
2020 | NWPP_Coal_2_MAPP_US | NWPP_Coal | MAPP_US | External | Shoulder | B13 | 600 | 150 | 0 | 91.93 | 62.39 | 8 | 0
2020 | NWPP_Coal_2_MAPP_US | NWPP_Coal | MAPP_US | External | Shoulder | B14 | 900 | 150 | 0 | 91.93 | 59 | 8 | 0
2020 | NWPP_Coal_2_MAPP_US | NWPP_Coal | MAPP_US | External | Shoulder | B15 | 1203 | 150 | 0 | 91.93 | 52.37 | 8 | 0
2020 | NWPP_Coal_2_MAPP_US | NWPP_Coal | MAPP_US | External | Summer | B1 | 10 | 150 | 150 | 114.12 | 132.38 | 8 | 10.26
2020 | NWPP_Coal_2_MAPP_US | NWPP_Coal | MAPP_US | External | Summer | B2 | 25 | 150 | 150 | 91.87 | 126.27 | 8 | 26.4
2020 | NWPP_Coal_2_MAPP_US | NWPP_Coal | MAPP_US | External | Summer | B3 | 75 | 150 | 150 | 91.87 | 128.26 | 8 | 28.39
2020 | NWPP_Coal_2_MAPP_US | NWPP_Coal | MAPP_US | External | Summer | B4 | 100 | 150 | 150 | 91.87 | 115.38 | 8 | 15.52
2020 | NWPP_Coal_2_MAPP_US | NWPP_Coal | MAPP_US | External | Summer | B5 | 200 | 150 | 0 | 91.87 | 87.75 | 8 | 0
2020 | NWPP_Coal_2_MAPP_US | NWPP_Coal | MAPP_US | External | Summer | B6 | 300 | 150 | 0 | 91.87 | 79.92 | 8 | 0
2020 | NWPP_Coal_2_MAPP_US | NWPP_Coal | MAPP_US | External | Summer | B7 | 400 | 150 | 0 | 91.87 | 76.3 | 8 | 0
2020 | NWPP_Coal_2_MAPP_US | NWPP_Coal | MAPP_US | External | Summer | B8 | 500 | 150 | 0 | 91.87 | 64.89 | 8 | 0
2020 | NWPP_Coal_2_MAPP_US | NWPP_Coal | MAPP_US | External | Summer | B9 | 800 | 150 | 0 | 91.87 | 61.18 | 8 | 0
2020 | NWPP_Coal_2_MAPP_US | NWPP_Coal | MAPP_US | External | Summer | B10 | 1262 | 150 | 0 | 91.87 | 55.18 | 8 | 0
2020 | NWPP_Coal_2_MAPP_US | NWPP_Coal | MAPP_US | External | Winter | B16 | 25 | 150 | 0 | 91.93 | 56.19 | 8 | 0
2020 | NWPP_Coal_2_MAPP_US | NWPP_Coal | MAPP_US | External | Winter | B17 | 100 | 150 | 0 | 91.93 | 59.22 | 8 | 0
2020 | NWPP_Coal_2_MAPP_US | NWPP_Coal | MAPP_US | External | Winter | B18 | 400 | 150 | 0 | 91.93 | 61.78 | 8 | 0
2020 | NWPP_Coal_2_MAPP_US | NWPP_Coal | MAPP_US | External | Winter | B19 | 700 | 150 | 0 | 91.93 | 61.77 | 8 | 0
2020 | NWPP_Coal_2_MAPP_US | NWPP_Coal | MAPP_US | External | Winter | B20 | 935 | 150 | 0 | 91.93 | 52.42 | 8 | 0
2020 | RMPA_2_MAPP_US | RMPA | MAPP_US | External | Shoulder | B11 | 25 | 200 | 0 | 93.12 | 80.02 | 8 | 0
2020 | RMPA_2_MAPP_US | RMPA | MAPP_US | External | Shoulder | B12 | 200 | 200 | 0 | 83.76 | 64.77 | 8 | 0
2020 | RMPA_2_MAPP_US | RMPA | MAPP_US | External | Shoulder | B13 | 600 | 200 | 0 | 83.76 | 62.39 | 8 | 0
2020 | RMPA_2_MAPP_US | RMPA | MAPP_US | External | Shoulder | B14 | 900 | 200 | 0 | 83.76 | 59 | 8 | 0
2020 | RMPA_2_MAPP_US | RMPA | MAPP_US | External | Shoulder | B15 | 1203 | 200 | 0 | 75.6 | 52.37 | 8 | 0
2020 | RMPA_2_MAPP_US | RMPA | MAPP_US | External | Summer | B1 | 10 | 200 | 0 | 131.38 | 132.38 | 8 | 0
2020 | RMPA_2_MAPP_US | RMPA | MAPP_US | External | Summer | B2 | 25 | 200 | 0 | 125.27 | 126.27 | 8 | 0
2020 | RMPA_2_MAPP_US | RMPA | MAPP_US | External | Summer | B3 | 75 | 200 | 0 | 123.15 | 128.26 | 8 | 0
2020 | RMPA_2_MAPP_US | RMPA | MAPP_US | External | Summer | B4 | 100 | 200 | 0 | 108.2 | 115.38 | 8 | 0
2020 | RMPA_2_MAPP_US | RMPA | MAPP_US | External | Summer | B5 | 200 | 200 | 0 | 92.58 | 87.75 | 8 | 0
2020 | RMPA_2_MAPP_US | RMPA | MAPP_US | External | Summer | B6 | 300 | 200 | 0 | 92.58 | 79.92 | 8 | 0
2020 | RMPA_2_MAPP_US | RMPA | MAPP_US | External | Summer | B7 | 400 | 200 | 0 | 92.58 | 76.3 | 8 | 0
2020 | RMPA_2_MAPP_US | RMPA | MAPP_US | External | Summer | B8 | 500 | 200 | 0 | 92.58 | 64.89 | 8 | 0
2020 | RMPA_2_MAPP_US | RMPA | MAPP_US | External | Summer | B9 | 800 | 200 | 0 | 80.18 | 61.18 | 8 | 0
2020 | RMPA_2_MAPP_US | RMPA | MAPP_US | External | Summer | B10 | 1262 | 200 | 0 | 79.86 | 55.18 | 8 | 0
2020 | RMPA_2_MAPP_US | RMPA | MAPP_US | External | Winter | B16 | 25 | 200 | 0 | 97.7 | 56.19 | 8 | 0
2020 | RMPA_2_MAPP_US | RMPA | MAPP_US | External | Winter | B17 | 100 | 200 | 0 | 96.7 | 59.22 | 8 | 0
2020 | RMPA_2_MAPP_US | RMPA | MAPP_US | External | Winter | B18 | 400 | 200 | 0 | 86.91 | 61.78 | 8 | 0
2020 | RMPA_2_MAPP_US | RMPA | MAPP_US | External | Winter | B19 | 700 | 200 | 0 | 86.91 | 61.77 | 8 | 0
2020 | RMPA_2_MAPP_US | RMPA | MAPP_US | External | Winter | B20 | 935 | 200 | 0 | 70.74 | 52.42 | 8 | 0
2020 | RMPA_2_NE | RMPA | NE | External | Shoulder | B11 | 25 | 310 | 0 | 93.12 | 88.12 | 8 | 0
2020 | RMPA_2_NE | RMPA | NE | External | Shoulder | B12 | 200 | 310 | 0 | 83.76 | 78.76 | 8 | 0
2020 | RMPA_2_NE | RMPA | NE | External | Shoulder | B13 | 600 | 310 | 0 | 83.76 | 76.38 | 8 | 0
2020 | RMPA_2_NE | RMPA | NE | External | Shoulder | B14 | 900 | 310 | 0 | 83.76 | 72.99 | 8 | 0
2020 | RMPA_2_NE | RMPA | NE | External | Shoulder | B15 | 1203 | 310 | 0 | 75.6 | 65.25 | 8 | 0
2020 | RMPA_2_NE | RMPA | NE | External | Summer | B1 | 10 | 310 | 166 | 131.38 | 139.38 | 8 | 0
2020 | RMPA_2_NE | RMPA | NE | External | Summer | B2 | 25 | 310 | 219.89 | 125.27 | 133.27 | 8 | 0
2020 | RMPA_2_NE | RMPA | NE | External | Summer | B3 | 75 | 310 | 310 | 123.15 | 135.26 | 8 | 4.11
2020 | RMPA_2_NE | RMPA | NE | External | Summer | B4 | 100 | 310 | 310 | 108.2 | 122.38 | 8 | 6.18
2020 | RMPA_2_NE | RMPA | NE | External | Summer | B5 | 200 | 310 | 0 | 92.58 | 94.75 | 8 | 0
2020 | RMPA_2_NE | RMPA | NE | External | Summer | B6 | 300 | 310 | 0 | 92.58 | 86.92 | 8 | 0
2020 | RMPA_2_NE | RMPA | NE | External | Summer | B7 | 400 | 310 | 0 | 92.58 | 86.72 | 8 | 0
2020 | RMPA_2_NE | RMPA | NE | External | Summer | B8 | 500 | 310 | 0 | 92.58 | 78.88 | 8 | 0
2020 | RMPA_2_NE | RMPA | NE | External | Summer | B9 | 800 | 310 | 0 | 80.18 | 75.16 | 8 | 0
2020 | RMPA_2_NE | RMPA | NE | External | Summer | B10 | 1262 | 310 | 0 | 79.86 | 69.17 | 8 | 0
2020 | RMPA_2_NE | RMPA | NE | External | Winter | B16 | 25 | 310 | 0 | 97.7 | 70.19 | 8 | 0
2020 | RMPA_2_NE | RMPA | NE | External | Winter | B17 | 100 | 310 | 0 | 96.7 | 73.21 | 8 | 0
2020 | RMPA_2_NE | RMPA | NE | External | Winter | B18 | 400 | 310 | 0 | 86.91 | 75.77 | 8 | 0
2020 | RMPA_2_NE | RMPA | NE | External | Winter | B19 | 700 | 310 | 0 | 86.91 | 75.31 | 8 | 0
2020 | RMPA_2_NE | RMPA | NE | External | Winter | B20 | 935 | 310 | 0 | 70.74 | 65.73 | 8 | 0
2020 | RMPA_2_SPP_N | RMPA | SPP_N | External | Shoulder | B11 | 25 | 210 | 0 | 93.12 | 88.13 | 8 | 0
2020 | RMPA_2_SPP_N | RMPA | SPP_N | External | Shoulder | B12 | 200 | 210 | 0 | 83.76 | 78.77 | 8 | 0
2020 | RMPA_2_SPP_N | RMPA | SPP_N | External | Shoulder | B13 | 600 | 210 | 0 | 83.76 | 76.39 | 8 | 0
2020 | RMPA_2_SPP_N | RMPA | SPP_N | External | Shoulder | B14 | 900 | 210 | 0 | 83.76 | 73 | 8 | 0
2020 | RMPA_2_SPP_N | RMPA | SPP_N | External | Shoulder | B15 | 1203 | 210 | 0 | 75.6 | 65.26 | 8 | 0
2020 | RMPA_2_SPP_N | RMPA | SPP_N | External | Summer | B1 | 10 | 210 | 0 | 131.38 | 134.39 | 8 | 0
2020 | RMPA_2_SPP_N | RMPA | SPP_N | External | Summer | B2 | 25 | 210 | 0 | 125.27 | 133.26 | 8 | 0
2020 | RMPA_2_SPP_N | RMPA | SPP_N | External | Summer | B3 | 75 | 210 | 210 | 123.15 | 135.27 | 8 | 4.12
2020 | RMPA_2_SPP_N | RMPA | SPP_N | External | Summer | B4 | 100 | 210 | 210 | 108.2 | 122.37 | 8 | 6.17
2020 | RMPA_2_SPP_N | RMPA | SPP_N | External | Summer | B5 | 200 | 210 | 0 | 92.58 | 91.02 | 8 | 0
2020 | RMPA_2_SPP_N | RMPA | SPP_N | External | Summer | B6 | 300 | 210 | 0 | 92.58 | 86.93 | 8 | 0
2020 | RMPA_2_SPP_N | RMPA | SPP_N | External | Summer | B7 | 400 | 210 | 0 | 92.58 | 86.73 | 8 | 0
2020 | RMPA_2_SPP_N | RMPA | SPP_N | External | Summer | B8 | 500 | 210 | 0 | 92.58 | 78.89 | 8 | 0
2020 | RMPA_2_SPP_N | RMPA | SPP_N | External | Summer | B9 | 800 | 210 | 0 | 80.18 | 75.18 | 8 | 0
2020 | RMPA_2_SPP_N | RMPA | SPP_N | External | Summer | B10 | 1262 | 210 | 0 | 79.86 | 69.18 | 8 | 0
2020 | RMPA_2_SPP_N | RMPA | SPP_N | External | Winter | B16 | 25 | 210 | 0 | 97.7 | 76.93 | 8 | 0
2020 | RMPA_2_SPP_N | RMPA | SPP_N | External | Winter | B17 | 100 | 210 | 0 | 96.7 | 73.22 | 8 | 0
2020 | RMPA_2_SPP_N | RMPA | SPP_N | External | Winter | B18 | 400 | 210 | 0 | 86.91 | 75.78 | 8 | 0
2020 | RMPA_2_SPP_N | RMPA | SPP_N | External | Winter | B19 | 700 | 210 | 0 | 86.91 | 75.32 | 8 | 0
2020 | RMPA_2_SPP_N | RMPA | SPP_N | External | Winter | B20 | 935 | 210 | 0 | 70.74 | 65.74 | 8 | 0
2020 | SPP_N_2_RMPA | SPP_N | RMPA | External | Shoulder | B11 | 25 | 210 | 0 | 88.13 | 93.12 | 5 | 0
2020 | SPP_N_2_RMPA | SPP_N | RMPA | External | Shoulder | B12 | 200 | 210 | 0 | 78.77 | 83.76 | 5 | 0
2020 | SPP_N_2_RMPA | SPP_N | RMPA | External | Shoulder | B13 | 600 | 210 | 210 | 76.39 | 83.76 | 5 | 2.37
2020 | SPP_N_2_RMPA | SPP_N | RMPA | External | Shoulder | B14 | 900 | 210 | 210 | 73 | 83.76 | 5 | 5.76
2020 | SPP_N_2_RMPA | SPP_N | RMPA | External | Shoulder | B15 | 1203 | 210 | 210 | 65.26 | 75.6 | 5 | 5.34
2020 | SPP_N_2_RMPA | SPP_N | RMPA | External | Summer | B1 | 10 | 210 | 0 | 134.39 | 131.38 | 5 | 0
2020 | SPP_N_2_RMPA | SPP_N | RMPA | External | Summer | B2 | 25 | 210 | 0 | 133.26 | 125.27 | 5 | 0
2020 | SPP_N_2_RMPA | SPP_N | RMPA | External | Summer | B3 | 75 | 210 | 0 | 135.27 | 123.15 | 5 | 0
2020 | SPP_N_2_RMPA | SPP_N | RMPA | External | Summer | B4 | 100 | 210 | 0 | 122.37 | 108.2 | 5 | 0
2020 | SPP_N_2_RMPA | SPP_N | RMPA | External | Summer | B5 | 200 | 210 | 0 | 91.02 | 92.58 | 5 | 0
2020 | SPP_N_2_RMPA | SPP_N | RMPA | External | Summer | B6 | 300 | 210 | 210 | 86.93 | 92.58 | 5 | 0.65
2020 | SPP_N_2_RMPA | SPP_N | RMPA | External | Summer | B7 | 400 | 210 | 210 | 86.73 | 92.58 | 5 | 0.85
2020 | SPP_N_2_RMPA | SPP_N | RMPA | External | Summer | B8 | 500 | 210 | 210 | 78.89 | 92.58 | 5 | 8.69
2020 | SPP_N_2_RMPA | SPP_N | RMPA | External | Summer | B9 | 800 | 210 | 144.41 | 75.18 | 80.18 | 5 | 0
2020 | SPP_N_2_RMPA | SPP_N | RMPA | External | Summer | B10 | 1262 | 210 | 210 | 69.18 | 79.86 | 5 | 5.68
2020 | SPP_N_2_RMPA | SPP_N | RMPA | External | Winter | B16 | 25 | 210 | 210 | 76.93 | 97.7 | 5 | 15.77
2020 | SPP_N_2_RMPA | SPP_N | RMPA | External | Winter | B17 | 100 | 210 | 210 | 73.22 | 96.7 | 5 | 18.48
2020 | SPP_N_2_RMPA | SPP_N | RMPA | External | Winter | B18 | 400 | 210 | 210 | 75.78 | 86.91 | 5 | 6.12
2020 | SPP_N_2_RMPA | SPP_N | RMPA | External | Winter | B19 | 700 | 210 | 210 | 75.32 | 86.91 | 5 | 6.58
2020 | SPP_N_2_RMPA | SPP_N | RMPA | External | Winter | B20 | 935 | 210 | 108.55 | 65.74 | 70.74 | 5 | 0
2020 | SPP_S_2_ERCOT | SPP_S | ERCOT | External | Shoulder | B11 | 25 | 800 | 0 | 88.15 | 88.07 | 5 | 0
2020 | SPP_S_2_ERCOT | SPP_S | ERCOT | External | Shoulder | B12 | 200 | 800 | 800 | 78.79 | 88.07 | 5 | 4.29
2020 | SPP_S_2_ERCOT | SPP_S | ERCOT | External | Shoulder | B13 | 600 | 800 | 800 | 76.38 | 88.07 | 5 | 6.7
2020 | SPP_S_2_ERCOT | SPP_S | ERCOT | External | Shoulder | B14 | 900 | 800 | 800 | 72.99 | 88.07 | 5 | 10.08
2020 | SPP_S_2_ERCOT | SPP_S | ERCOT | External | Shoulder | B15 | 1203 | 800 | 800 | 65.27 | 76.32 | 5 | 6.04
2020 | SPP_S_2_ERCOT | SPP_S | ERCOT | External | Summer | B1 | 10 | 800 | 800 | 86.94 | 128.15 | 5 | 36.21
2020 | SPP_S_2_ERCOT | SPP_S | ERCOT | External | Summer | B2 | 25 | 800 | 800 | 102.03 | 128.15 | 5 | 21.12
2020 | SPP_S_2_ERCOT | SPP_S | ERCOT | External | Summer | B3 | 75 | 800 | 0 | 126.39 | 128.15 | 5 | 0
2020 | SPP_S_2_ERCOT | SPP_S | ERCOT | External | Summer | B4 | 100 | 800 | 0 | 102.99 | 94.99 | 5 | 0
2020 | SPP_S_2_ERCOT | SPP_S | ERCOT | External | Summer | B5 | 200 | 800 | 0 | 91.01 | 94.99 | 5 | 0
2020 | SPP_S_2_ERCOT | SPP_S | ERCOT | External | Summer | B6 | 300 | 800 | 0 | 86.94 | 86.93 | 5 | 0
2020 | SPP_S_2_ERCOT | SPP_S | ERCOT | External | Summer | B7 | 400 | 800 | 0 | 86.74 | 86.93 | 5 | 0
2020 | SPP_S_2_ERCOT | SPP_S | ERCOT | External | Summer | B8 | 500 | 800 | 612.19 | 81.93 | 86.93 | 5 | 0
2020 | SPP_S_2_ERCOT | SPP_S | ERCOT | External | Summer | B9 | 800 | 800 | 800 | 75.19 | 86.93 | 5 | 6.75
2020 | SPP_S_2_ERCOT | SPP_S | ERCOT | External | Summer | B10 | 1262 | 800 | 583.89 | 70.35 | 75.35 | 5 | 0
2020 | SPP_S_2_ERCOT | SPP_S | ERCOT | External | Winter | B16 | 25 | 800 | 800 | 76.94 | 90.54 | 5 | 8.6
2020 | SPP_S_2_ERCOT | SPP_S | ERCOT | External | Winter | B17 | 100 | 800 | 800 | 73.23 | 90.54 | 5 | 12.31
2020 | SPP_S_2_ERCOT | SPP_S | ERCOT | External | Winter | B18 | 400 | 800 | 800 | 75.8 | 90.54 | 5 | 9.74
2020 | SPP_S_2_ERCOT | SPP_S | ERCOT | External | Winter | B19 | 700 | 800 | 800 | 75.32 | 90.54 | 5 | 10.22
2020 | SPP_S_2_ERCOT | SPP_S | ERCOT | External | Winter | B20 | 935 | 800 | 800 | 65.75 | 78.41 | 5 | 7.66
2025 | AZ_NM_SNV_Coal_2_SPP_S | AZ_NM_SNV_Coal | SPP_S | External | Shoulder | B11 | 25 | 400 | 0 | 96.67 | 94.89 | 8.17 | 0
2025 | AZ_NM_SNV_Coal_2_SPP_S | AZ_NM_SNV_Coal | SPP_S | External | Shoulder | B12 | 200 | 400 | 0 | 92.83 | 89.69 | 8.17 | 0
2025 | AZ_NM_SNV_Coal_2_SPP_S | AZ_NM_SNV_Coal | SPP_S | External | Shoulder | B13 | 600 | 400 | 0 | 91.83 | 87.43 | 8.17 | 0
2025 | AZ_NM_SNV_Coal_2_SPP_S | AZ_NM_SNV_Coal | SPP_S | External | Shoulder | B14 | 900 | 400 | 0 | 91.83 | 82.25 | 8.17 | 0
2025 | AZ_NM_SNV_Coal_2_SPP_S | AZ_NM_SNV_Coal | SPP_S | External | Shoulder | B15 | 1203 | 400 | 0 | 90.96 | 81.93 | 8.17 | 0
2025 | AZ_NM_SNV_Coal_2_SPP_S | AZ_NM_SNV_Coal | SPP_S | External | Summer | B1 | 10 | 400 | 0 | 140.46 | 96.72 | 8.17 | 0
2025 | AZ_NM_SNV_Coal_2_SPP_S | AZ_NM_SNV_Coal | SPP_S | External | Summer | B2 | 25 | 400 | 0 | 131.11 | 135.76 | 8.17 | 0
2025 | AZ_NM_SNV_Coal_2_SPP_S | AZ_NM_SNV_Coal | SPP_S | External | Summer | B3 | 75 | 400 | 400 | 124.37 | 135.76 | 8.17 | 3.23
2025 | AZ_NM_SNV_Coal_2_SPP_S | AZ_NM_SNV_Coal | SPP_S | External | Summer | B4 | 100 | 400 | 400 | 110.36 | 135.76 | 8.17 | 17.24
2025 | AZ_NM_SNV_Coal_2_SPP_S | AZ_NM_SNV_Coal | SPP_S | External | Summer | B5 | 200 | 400 | 400 | 105.79 | 114.72 | 8.17 | 0.77
2025 | AZ_NM_SNV_Coal_2_SPP_S | AZ_NM_SNV_Coal | SPP_S | External | Summer | B6 | 300 | 400 | 0 | 97.61 | 97.71 | 8.17 | 0
2025 | AZ_NM_SNV_Coal_2_SPP_S | AZ_NM_SNV_Coal | SPP_S | External | Summer | B7 | 400 | 400 | 0 | 94.86 | 94.8 | 8.17 | 0
2025 | AZ_NM_SNV_Coal_2_SPP_S | AZ_NM_SNV_Coal | SPP_S | External | Summer | B8 | 500 | 400 | 0 | 94.86 | 93.12 | 8.17 | 0
2025 | AZ_NM_SNV_Coal_2_SPP_S | AZ_NM_SNV_Coal | SPP_S | External | Summer | B9 | 800 | 400 | 0 | 94.86 | 89.46 | 8.17 | 0
2025 | AZ_NM_SNV_Coal_2_SPP_S | AZ_NM_SNV_Coal | SPP_S | External | Summer | B10 | 1262 | 400 | 0 | 94.86 | 85.16 | 8.17 | 0
2025 | AZ_NM_SNV_Coal_2_SPP_S | AZ_NM_SNV_Coal | SPP_S | External | Winter | B16 | 25 | 400 | 0 | 97.47 | 92.31 | 8.17 | 0
2025 | AZ_NM_SNV_Coal_2_SPP_S | AZ_NM_SNV_Coal | SPP_S | External | Winter | B17 | 100 | 400 | 0 | 93.91 | 88.22 | 8.17 | 0
2025 | AZ_NM_SNV_Coal_2_SPP_S | AZ_NM_SNV_Coal | SPP_S | External | Winter | B18 | 400 | 400 | 0 | 93.91 | 88.21 | 8.17 | 0
2025 | AZ_NM_SNV_Coal_2_SPP_S | AZ_NM_SNV_Coal | SPP_S | External | Winter | B19 | 700 | 400 | 0 | 93.91 | 87.18 | 8.17 | 0
2025 | AZ_NM_SNV_Coal_2_SPP_S | AZ_NM_SNV_Coal | SPP_S | External | Winter | B20 | 935 | 400 | 0 | 88.44 | 84.52 | 8.17 | 0
2025 | ERCOT_2_SPP_S | ERCOT | SPP_S | External | Shoulder | B11 | 25 | 800 | 0 | 103.38 | 94.89 | 8 | 0
2025 | ERCOT_2_SPP_S | ERCOT | SPP_S | External | Shoulder | B12 | 200 | 800 | 0 | 94.59 | 89.69 | 8 | 0
2025 | ERCOT_2_SPP_S | ERCOT | SPP_S | External | Shoulder | B13 | 600 | 800 | 0 | 94.59 | 87.43 | 8 | 0
2025 | ERCOT_2_SPP_S | ERCOT | SPP_S | External | Shoulder | B14 | 900 | 800 | 0 | 94.59 | 82.25 | 8 | 0
2025 | ERCOT_2_SPP_S | ERCOT | SPP_S | External | Shoulder | B15 | 1203 | 800 | 0 | 81.86 | 81.93 | 8 | 0
2025 | ERCOT_2_SPP_S | ERCOT | SPP_S | External | Summer | B1 | 10 | 800 | 0 | 146.52 | 96.72 | 8 | 0
2025 | ERCOT_2_SPP_S | ERCOT | SPP_S | External | Summer | B2 | 25 | 800 | 0 | 137.68 | 135.76 | 8 | 0
2025 | ERCOT_2_SPP_S | ERCOT | SPP_S | External | Summer | B3 | 75 | 800 | 0 | 137.68 | 135.76 | 8 | 0
2025 | ERCOT_2_SPP_S | ERCOT | SPP_S | External | Summer | B4 | 100 | 800 | 0 | 137.68 | 135.76 | 8 | 0
2025 | ERCOT_2_SPP_S | ERCOT | SPP_S | External | Summer | B5 | 200 | 800 | 272.69 | 106.72 | 114.72 | 8 | 0
2025 | ERCOT_2_SPP_S | ERCOT | SPP_S | External | Summer | B6 | 300 | 800 | 0 | 102 | 97.71 | 8 | 0
2025 | ERCOT_2_SPP_S | ERCOT | SPP_S | External | Summer | B7 | 400 | 800 | 0 | 93.33 | 94.8 | 8 | 0
2025 | ERCOT_2_SPP_S | ERCOT | SPP_S | External | Summer | B8 | 500 | 800 | 0 | 93.33 | 93.12 | 8 | 0
2025 | ERCOT_2_SPP_S | ERCOT | SPP_S | External | Summer | B9 | 800 | 800 | 0 | 93.33 | 89.46 | 8 | 0
2025 | ERCOT_2_SPP_S | ERCOT | SPP_S | External | Summer | B10 | 1262 | 800 | 0 | 92.1 | 85.16 | 8 | 0
2025 | ERCOT_2_SPP_S | ERCOT | SPP_S | External | Winter | B16 | 25 | 800 | 0 | 97.31 | 92.31 | 8 | 0
2025 | ERCOT_2_SPP_S | ERCOT | SPP_S | External | Winter | B17 | 100 | 800 | 0 | 97.31 | 88.22 | 8 | 0
2025 | ERCOT_2_SPP_S | ERCOT | SPP_S | External | Winter | B18 | 400 | 800 | 0 | 97.31 | 88.21 | 8 | 0
2025 | ERCOT_2_SPP_S | ERCOT | SPP_S | External | Winter | B19 | 700 | 800 | 0 | 97.31 | 87.18 | 8 | 0
2025 | ERCOT_2_SPP_S | ERCOT | SPP_S | External | Winter | B20 | 935 | 800 | 0 | 84.46 | 84.52 | 8 | 0
2025 | MAPP_US_2_RMPA | MAPP_US | RMPA | External | Shoulder | B11 | 25 | 200 | 200 | 87.11 | 99.88 | 8 | 4.77
2025 | MAPP_US_2_RMPA | MAPP_US | RMPA | External | Shoulder | B12 | 200 | 200 | 200 | 76.72 | 94.68 | 8 | 9.95
2025 | MAPP_US_2_RMPA | MAPP_US | RMPA | External | Shoulder | B13 | 600 | 200 | 200 | 74.2 | 92.41 | 8 | 10.21
2025 | MAPP_US_2_RMPA | MAPP_US | RMPA | External | Shoulder | B14 | 900 | 200 | 200 | 68.26 | 87.26 | 8 | 11
2025 | MAPP_US_2_RMPA | MAPP_US | RMPA | External | Shoulder | B15 | 1203 | 200 | 200 | 67.92 | 86.91 | 8 | 10.99
2025 | MAPP_US_2_RMPA | MAPP_US | RMPA | External | Summer | B1 | 10 | 200 | 0 | 141.52 | 148.63 | 8 | 0
2025 | MAPP_US_2_RMPA | MAPP_US | RMPA | External | Summer | B2 | 25 | 200 | 0 | 138.53 | 139.27 | 8 | 0
2025 | MAPP_US_2_RMPA | MAPP_US | RMPA | External | Summer | B3 | 75 | 200 | 0 | 140.26 | 132.98 | 8 | 0
2025 | MAPP_US_2_RMPA | MAPP_US | RMPA | External | Summer | B4 | 100 | 200 | 0 | 136.59 | 128.59 | 8 | 0
2025 | MAPP_US_2_RMPA | MAPP_US | RMPA | External | Summer | B5 | 200 | 200 | 0 | 107.72 | 106.73 | 8 | 0
2025 | MAPP_US_2_RMPA | MAPP_US | RMPA | External | Summer | B6 | 300 | 200 | 200 | 90.69 | 99.91 | 8 | 1.22
2025 | MAPP_US_2_RMPA | MAPP_US | RMPA | External | Summer | B7 | 400 | 200 | 200 | 85.35 | 99.91 | 8 | 6.56
2025 | MAPP_US_2_RMPA | MAPP_US | RMPA | External | Summer | B8 | 500 | 200 | 200 | 79.01 | 99.91 | 8 | 12.9
2025 | MAPP_US_2_RMPA | MAPP_US | RMPA | External | Summer | B9 | 800 | 200 | 200 | 75.45 | 97.61 | 8 | 14.16
2025 | MAPP_US_2_RMPA | MAPP_US | RMPA | External | Summer | B10 | 1262 | 200 | 200 | 71.15 | 97.61 | 8 | 18.46
2025 | MAPP_US_2_RMPA | MAPP_US | RMPA | External | Winter | B16 | 25 | 200 | 200 | 74.17 | 105.64 | 8 | 23.46
2025 | MAPP_US_2_RMPA | MAPP_US | RMPA | External | Winter | B17 | 100 | 200 | 200 | 74.2 | 102.06 | 8 | 19.86
2025 | MAPP_US_2_RMPA | MAPP_US | RMPA | External | Winter | B18 | 400 | 200 | 200 | 74.2 | 91.87 | 8 | 9.68
2025 | MAPP_US_2_RMPA | MAPP_US | RMPA | External | Winter | B19 | 700 | 200 | 200 | 74.2 | 91.87 | 8 | 9.68
2025 | MAPP_US_2_RMPA | MAPP_US | RMPA | External | Winter | B20 | 935 | 200 | 200 | 70.51 | 83.28 | 8 | 4.77
2025 | NE_2_RMPA | NE | RMPA | External | Shoulder | B11 | 25 | 310 | 310 | 94.87 | 99.88 | 5 | 0.01
2025 | NE_2_RMPA | NE | RMPA | External | Shoulder | B12 | 200 | 310 | 310 | 89.66 | 94.68 | 5 | 0.01
2025 | NE_2_RMPA | NE | RMPA | External | Shoulder | B13 | 600 | 310 | 285.96 | 87.41 | 92.41 | 5 | 0
2025 | NE_2_RMPA | NE | RMPA | External | Shoulder | B14 | 900 | 310 | 310 | 82.25 | 87.26 | 5 | 0.01
2025 | NE_2_RMPA | NE | RMPA | External | Shoulder | B15 | 1203 | 310 | 142.55 | 81.91 | 86.91 | 5 | 0
2025 | NE_2_RMPA | NE | RMPA | External | Summer | B1 | 10 | 310 | 0 | 148.52 | 148.63 | 5 | 0
2025 | NE_2_RMPA | NE | RMPA | External | Summer | B2 | 25 | 310 | 0 | 147.26 | 139.27 | 5 | 0
2025 | NE_2_RMPA | NE | RMPA | External | Summer | B3 | 75 | 310 | 0 | 147.26 | 132.98 | 5 | 0
2025 | NE_2_RMPA | NE | RMPA | External | Summer | B4 | 100 | 310 | 0 | 143.59 | 128.59 | 5 | 0
2025 | NE_2_RMPA | NE | RMPA | External | Summer | B5 | 200 | 310 | 0 | 114.72 | 106.73 | 5 | 0
2025 | NE_2_RMPA | NE | RMPA | External | Summer | B6 | 300 | 310 | 0 | 97.69 | 99.91 | 5 | 0
2025 | NE_2_RMPA | NE | RMPA | External | Summer | B7 | 400 | 310 | 310 | 94.78 | 99.91 | 5 | 0.13
2025 | NE_2_RMPA | NE | RMPA | External | Summer | B8 | 500 | 310 | 310 | 93 | 99.91 | 5 | 1.91
2025 | NE_2_RMPA | NE | RMPA | External | Summer | B9 | 800 | 310 | 310 | 89.43 | 97.61 | 5 | 3.18
2025 | NE_2_RMPA | NE | RMPA | External | Summer | B10 | 1262 | 310 | 310 | 85.14 | 97.61 | 5 | 7.47
2025 | NE_2_RMPA | NE | RMPA | External | Winter | B16 | 25 | 310 | 310 | 88.17 | 105.64 | 5 | 12.46
2025 | NE_2_RMPA | NE | RMPA | External | Winter | B17 | 100 | 310 | 310 | 88.2 | 102.06 | 5 | 8.86
2025 | NE_2_RMPA | NE | RMPA | External | Winter | B18 | 400 | 310 | 0 | 88.19 | 91.87 | 5 | 0
2025 | NE_2_RMPA | NE | RMPA | External | Winter | B19 | 700 | 310 | 0 | 87.15 | 91.87 | 5 | 0
2025 | NE_2_RMPA | NE | RMPA | External | Winter | B20 | 935 | 310 | 0 | 84.5 | 83.28 | 5 | 0
2025 | NWPP_Coal_2_MAPP_US | NWPP_Coal | MAPP_US | External | Shoulder | B11 | 25 | 150 | 0 | 93.9 | 87.11 | 8 | 0
2025 | NWPP_Coal_2_MAPP_US | NWPP_Coal | MAPP_US | External | Shoulder | B12 | 200 | 150 | 0 | 93.9 | 76.72 | 8 | 0
2025 | NWPP_Coal_2_MAPP_US | NWPP_Coal | MAPP_US | External | Shoulder | B13 | 600 | 150 | 0 | 93.9 | 74.2 | 8 | 0
2025 | NWPP_Coal_2_MAPP_US | NWPP_Coal | MAPP_US | External | Shoulder | B14 | 900 | 150 | 0 | 93.9 | 68.26 | 8 | 0
2025 | NWPP_Coal_2_MAPP_US | NWPP_Coal | MAPP_US | External | Shoulder | B15 | 1203 | 150 | 0 | 93.9 | 67.92 | 8 | 0
2025 | NWPP_Coal_2_MAPP_US | NWPP_Coal | MAPP_US | External | Summer | B1 | 10 | 150 | 150 | 124.37 | 141.52 | 8 | 9.15
2025 | NWPP_Coal_2_MAPP_US | NWPP_Coal | MAPP_US | External | Summer | B2 | 25 | 150 | 150 | 109.31 | 138.53 | 8 | 21.23
2025 | NWPP_Coal_2_MAPP_US | NWPP_Coal | MAPP_US | External | Summer | B3 | 75 | 150 | 150 | 105.78 | 140.26 | 8 | 26.49
2025 | NWPP_Coal_2_MAPP_US | NWPP_Coal | MAPP_US | External | Summer | B4 | 100 | 150 | 150 | 105.78 | 136.59 | 8 | 22.81
2025 | NWPP_Coal_2_MAPP_US | NWPP_Coal | MAPP_US | External | Summer | B5 | 200 | 150 | 0 | 105.78 | 107.72 | 8 | 0
2025 | NWPP_Coal_2_MAPP_US | NWPP_Coal | MAPP_US | External | Summer | B6 | 300 | 150 | 0 | 105.78 | 90.69 | 8 | 0
2025 | NWPP_Coal_2_MAPP_US | NWPP_Coal | MAPP_US | External | Summer | B7 | 400 | 150 | 0 | 105.78 | 85.35 | 8 | 0
2025 | NWPP_Coal_2_MAPP_US | NWPP_Coal | MAPP_US | External | Summer | B8 | 500 | 150 | 0 | 105.78 | 79.01 | 8 | 0
2025 | NWPP_Coal_2_MAPP_US | NWPP_Coal | MAPP_US | External | Summer | B9 | 800 | 150 | 0 | 105.78 | 75.45 | 8 | 0
2025 | NWPP_Coal_2_MAPP_US | NWPP_Coal | MAPP_US | External | Summer | B10 | 1262 | 150 | 0 | 105.78 | 71.15 | 8 | 0
2025 | NWPP_Coal_2_MAPP_US | NWPP_Coal | MAPP_US | External | Winter | B16 | 25 | 150 | 0 | 93.9 | 74.17 | 8 | 0
2025 | NWPP_Coal_2_MAPP_US | NWPP_Coal | MAPP_US | External | Winter | B17 | 100 | 150 | 0 | 93.9 | 74.2 | 8 | 0
2025 | NWPP_Coal_2_MAPP_US | NWPP_Coal | MAPP_US | External | Winter | B18 | 400 | 150 | 0 | 93.9 | 74.2 | 8 | 0
2025 | NWPP_Coal_2_MAPP_US | NWPP_Coal | MAPP_US | External | Winter | B19 | 700 | 150 | 0 | 93.9 | 74.2 | 8 | 0
2025 | NWPP_Coal_2_MAPP_US | NWPP_Coal | MAPP_US | External | Winter | B20 | 935 | 150 | 0 | 93.9 | 70.51 | 8 | 0
2025 | RMPA_2_MAPP_US | RMPA | MAPP_US | External | Shoulder | B11 | 25 | 200 | 0 | 99.88 | 87.11 | 8 | 0
2025 | RMPA_2_MAPP_US | RMPA | MAPP_US | External | Shoulder | B12 | 200 | 200 | 0 | 94.68 | 76.72 | 8 | 0
2025 | RMPA_2_MAPP_US | RMPA | MAPP_US | External | Shoulder | B13 | 600 | 200 | 0 | 92.41 | 74.2 | 8 | 0
2025 | RMPA_2_MAPP_US | RMPA | MAPP_US | External | Shoulder | B14 | 900 | 200 | 0 | 87.26 | 68.26 | 8 | 0
2025 | RMPA_2_MAPP_US | RMPA | MAPP_US | External | Shoulder | B15 | 1203 | 200 | 0 | 86.91 | 67.92 | 8 | 0
2025 | RMPA_2_MAPP_US | RMPA | MAPP_US | External | Summer | B1 | 10 | 200 | 0 | 148.63 | 141.52 | 8 | 0
2025 | RMPA_2_MAPP_US | RMPA | MAPP_US | External | Summer | B2 | 25 | 200 | 0 | 139.27 | 138.53 | 8 | 0
2025 | RMPA_2_MAPP_US | RMPA | MAPP_US | External | Summer | B3 | 75 | 200 | 0 | 132.98 | 140.26 | 8 | 0
2025 | RMPA_2_MAPP_US | RMPA | MAPP_US | External | Summer | B4 | 100 | 200 | 53.11 | 128.59 | 136.59 | 8 | 0
2025 | RMPA_2_MAPP_US | RMPA | MAPP_US | External | Summer | B5 | 200 | 200 | 0 | 106.73 | 107.72 | 8 | 0
2025 | RMPA_2_MAPP_US | RMPA | MAPP_US | External | Summer | B6 | 300 | 200 | 0 | 99.91 | 90.69 | 8 | 0
2025 | RMPA_2_MAPP_US | RMPA | MAPP_US | External | Summer | B7 | 400 | 200 | 0 | 99.91 | 85.35 | 8 | 0
2025 | RMPA_2_MAPP_US | RMPA | MAPP_US | External | Summer | B8 | 500 | 200 | 0 | 99.91 | 79.01 | 8 | 0
2025 | RMPA_2_MAPP_US | RMPA | MAPP_US | External | Summer | B9 | 800 | 200 | 0 | 97.61 | 75.45 | 8 | 0
2025 | RMPA_2_MAPP_US | RMPA | MAPP_US | External | Summer | B10 | 1262 | 200 | 0 | 97.61 | 71.15 | 8 | 0
2025 | RMPA_2_MAPP_US | RMPA | MAPP_US | External | Winter | B16 | 25 | 200 | 0 | 105.64 | 74.17 | 8 | 0
2025 | RMPA_2_MAPP_US | RMPA | MAPP_US | External | Winter | B17 | 100 | 200 | 0 | 102.06 | 74.2 | 8 | 0
2025 | RMPA_2_MAPP_US | RMPA | MAPP_US | External | Winter | B18 | 400 | 200 | 0 | 91.87 | 74.2 | 8 | 0
2025 | RMPA_2_MAPP_US | RMPA | MAPP_US | External | Winter | B19 | 700 | 200 | 0 | 91.87 | 74.2 | 8 | 0
2025 | RMPA_2_MAPP_US | RMPA | MAPP_US | External | Winter | B20 | 935 | 200 | 0 | 83.28 | 70.51 | 8 | 0
2025 | RMPA_2_NE | RMPA | NE | External | Shoulder | B11 | 25 | 310 | 0 | 99.88 | 94.87 | 8 | 0
2025 | RMPA_2_NE | RMPA | NE | External | Shoulder | B12 | 200 | 310 | 0 | 94.68 | 89.66 | 8 | 0
2025 | RMPA_2_NE | RMPA | NE | External | Shoulder | B13 | 600 | 310 | 0 | 92.41 | 87.41 | 8 | 0
2025 | RMPA_2_NE | RMPA | NE | External | Shoulder | B14 | 900 | 310 | 0 | 87.26 | 82.25 | 8 | 0
2025 | RMPA_2_NE | RMPA | NE | External | Shoulder | B15 | 1203 | 310 | 0 | 86.91 | 81.91 | 8 | 0
2025 | RMPA_2_NE | RMPA | NE | External | Summer | B1 | 10 | 310 | 0 | 148.63 | 148.52 | 8 | 0
2025 | RMPA_2_NE | RMPA | NE | External | Summer | B2 | 25 | 310 | 0 | 139.27 | 147.26 | 8 | 0
2025 | RMPA_2_NE | RMPA | NE | External | Summer | B3 | 75 | 310 | 310 | 132.98 | 147.26 | 8 | 6.28
2025 | RMPA_2_NE | RMPA | NE | External | Summer | B4 | 100 | 310 | 310 | 128.59 | 143.59 | 8 | 7
2025 | RMPA_2_NE | RMPA | NE | External | Summer | B5 | 200 | 310 | 0 | 106.73 | 114.72 | 8 | 0
2025 | RMPA_2_NE | RMPA | NE | External | Summer | B6 | 300 | 310 | 0 | 99.91 | 97.69 | 8 | 0
2025 | RMPA_2_NE | RMPA | NE | External | Summer | B7 | 400 | 310 | 0 | 99.91 | 94.78 | 8 | 0
2025 | RMPA_2_NE | RMPA | NE | External | Summer | B8 | 500 | 310 | 0 | 99.91 | 93 | 8 | 0
2025 | RMPA_2_NE | RMPA | NE | External | Summer | B9 | 800 | 310 | 0 | 97.61 | 89.43 | 8 | 0
2025 | RMPA_2_NE | RMPA | NE | External | Summer | B10 | 1262 | 310 | 0 | 97.61 | 85.14 | 8 | 0
2025 | RMPA_2_NE | RMPA | NE | External | Winter | B16 | 25 | 310 | 0 | 105.64 | 88.17 | 8 | 0
2025 | RMPA_2_NE | RMPA | NE | External | Winter | B17 | 100 | 310 | 0 | 102.06 | 88.2 | 8 | 0
2025 | RMPA_2_NE | RMPA | NE | External | Winter | B18 | 400 | 310 | 0 | 91.87 | 88.19 | 8 | 0
2025 | RMPA_2_NE | RMPA | NE | External | Winter | B19 | 700 | 310 | 0 | 91.87 | 87.15 | 8 | 0
2025 | RMPA_2_NE | RMPA | NE | External | Winter | B20 | 935 | 310 | 0 | 83.28 | 84.5 | 8 | 0
2025 | RMPA_2_SPP_N | RMPA | SPP_N | External | Shoulder | B11 | 25 | 210 | 0 | 99.88 | 94.88 | 8 | 0
2025 | RMPA_2_SPP_N | RMPA | SPP_N | External | Shoulder | B12 | 200 | 210 | 0 | 94.68 | 89.68 | 8 | 0
2025 | RMPA_2_SPP_N | RMPA | SPP_N | External | Shoulder | B13 | 600 | 210 | 0 | 92.41 | 87.42 | 8 | 0
2025 | RMPA_2_SPP_N | RMPA | SPP_N | External | Shoulder | B14 | 900 | 210 | 0 | 87.26 | 82.26 | 8 | 0
2025 | RMPA_2_SPP_N | RMPA | SPP_N | External | Shoulder | B15 | 1203 | 210 | 0 | 86.91 | 81.92 | 8 | 0
2025 | RMPA_2_SPP_N | RMPA | SPP_N | External | Summer | B1 | 10 | 210 | 0 | 148.63 | 147.27 | 8 | 0
2025 | RMPA_2_SPP_N | RMPA | SPP_N | External | Summer | B2 | 25 | 210 | 179.56 | 139.27 | 147.27 | 8 | 0
2025 | RMPA_2_SPP_N | RMPA | SPP_N | External | Summer | B3 | 75 | 210 | 210 | 132.98 | 147.27 | 8 | 6.3
2025 | RMPA_2_SPP_N | RMPA | SPP_N | External | Summer | B4 | 100 | 210 | 210 | 128.59 | 143.6 | 8 | 7.01
2025 | RMPA_2_SPP_N | RMPA | SPP_N | External | Summer | B5 | 200 | 210 | 36.41 | 106.73 | 114.73 | 8 | 0
2025 | RMPA_2_SPP_N | RMPA | SPP_N | External | Summer | B6 | 300 | 210 | 0 | 99.91 | 97.7 | 8 | 0
2025 | RMPA_2_SPP_N | RMPA | SPP_N | External | Summer | B7 | 400 | 210 | 0 | 99.91 | 94.79 | 8 | 0
2025 | RMPA_2_SPP_N | RMPA | SPP_N | External | Summer | B8 | 500 | 210 | 0 | 99.91 | 93.01 | 8 | 0
2025 | RMPA_2_SPP_N | RMPA | SPP_N | External | Summer | B9 | 800 | 210 | 0 | 97.61 | 89.45 | 8 | 0
2025 | RMPA_2_SPP_N | RMPA | SPP_N | External | Summer | B10 | 1262 | 210 | 0 | 97.61 | 85.15 | 8 | 0
2025 | RMPA_2_SPP_N | RMPA | SPP_N | External | Winter | B16 | 25 | 210 | 0 | 105.64 | 92.29 | 8 | 0
2025 | RMPA_2_SPP_N | RMPA | SPP_N | External | Winter | B17 | 100 | 210 | 0 | 102.06 | 88.21 | 8 | 0
2025 | RMPA_2_SPP_N | RMPA | SPP_N | External | Winter | B18 | 400 | 210 | 0 | 91.87 | 88.2 | 8 | 0
2025 | RMPA_2_SPP_N | RMPA | SPP_N | External | Winter | B19 | 700 | 210 | 0 | 91.87 | 87.16 | 8 | 0
2025 | RMPA_2_SPP_N | RMPA | SPP_N | External | Winter | B20 | 935 | 210 | 0 | 83.28 | 84.51 | 8 | 0
2025 | SPP_N_2_RMPA | SPP_N | RMPA | External | Shoulder | B11 | 25 | 210 | 9.57 | 94.88 | 99.88 | 5 | 0
2025 | SPP_N_2_RMPA | SPP_N | RMPA | External | Shoulder | B12 | 200 | 210 | 144.5 | 89.68 | 94.68 | 5 | 0
2025 | SPP_N_2_RMPA | SPP_N | RMPA | External | Shoulder | B13 | 600 | 210 | 0 | 87.42 | 92.41 | 5 | 0
2025 | SPP_N_2_RMPA | SPP_N | RMPA | External | Shoulder | B14 | 900 | 210 | 183.42 | 82.26 | 87.26 | 5 | 0
2025 | SPP_N_2_RMPA | SPP_N | RMPA | External | Shoulder | B15 | 1203 | 210 | 0 | 81.92 | 86.91 | 5 | 0
2025 | SPP_N_2_RMPA | SPP_N | RMPA | External | Summer | B1 | 10 | 210 | 0 | 147.27 | 148.63 | 5 | 0
2025 | SPP_N_2_RMPA | SPP_N | RMPA | External | Summer | B2 | 25 | 210 | 0 | 147.27 | 139.27 | 5 | 0
2025 | SPP_N_2_RMPA | SPP_N | RMPA | External | Summer | B3 | 75 | 210 | 0 | 147.27 | 132.98 | 5 | 0
2025 | SPP_N_2_RMPA | SPP_N | RMPA | External | Summer | B4 | 100 | 210 | 0 | 143.6 | 128.59 | 5 | 0
2025 | SPP_N_2_RMPA | SPP_N | RMPA | External | Summer | B5 | 200 | 210 | 0 | 114.73 | 106.73 | 5 | 0
2025 | SPP_N_2_RMPA | SPP_N | RMPA | External | Summer | B6 | 300 | 210 | 0 | 97.7 | 99.91 | 5 | 0
2025 | SPP_N_2_RMPA | SPP_N | RMPA | External | Summer | B7 | 400 | 210 | 210 | 94.79 | 99.91 | 5 | 0.12
2025 | SPP_N_2_RMPA | SPP_N | RMPA | External | Summer | B8 | 500 | 210 | 210 | 93.01 | 99.91 | 5 | 1.9
2025 | SPP_N_2_RMPA | SPP_N | RMPA | External | Summer | B9 | 800 | 210 | 210 | 89.45 | 97.61 | 5 | 3.16
2025 | SPP_N_2_RMPA | SPP_N | RMPA | External | Summer | B10 | 1262 | 210 | 210 | 85.15 | 97.61 | 5 | 7.46
2025 | SPP_N_2_RMPA | SPP_N | RMPA | External | Winter | B16 | 25 | 210 | 210 | 92.29 | 105.64 | 5 | 8.34
2025 | SPP_N_2_RMPA | SPP_N | RMPA | External | Winter | B17 | 100 | 210 | 210 | 88.21 | 102.06 | 5 | 8.85
2025 | SPP_N_2_RMPA | SPP_N | RMPA | External | Winter | B18 | 400 | 210 | 0 | 88.2 | 91.87 | 5 | 0
2025 | SPP_N_2_RMPA | SPP_N | RMPA | External | Winter | B19 | 700 | 210 | 0 | 87.16 | 91.87 | 5 | 0
2025 | SPP_N_2_RMPA | SPP_N | RMPA | External | Winter | B20 | 935 | 210 | 0 | 84.51 | 83.28 | 5 | 0
2025 | SPP_S_2_ERCOT | SPP_S | ERCOT | External | Shoulder | B11 | 25 | 800 | 800 | 94.89 | 103.38 | 5 | 3.49
2025 | SPP_S_2_ERCOT | SPP_S | ERCOT | External | Shoulder | B12 | 200 | 800 | 0 | 89.69 | 94.59 | 5 | 0
2025 | SPP_S_2_ERCOT | SPP_S | ERCOT | External | Shoulder | B13 | 600 | 800 | 800 | 87.43 | 94.59 | 5 | 2.15
2025 | SPP_S_2_ERCOT | SPP_S | ERCOT | External | Shoulder | B14 | 900 | 800 | 800 | 82.25 | 94.59 | 5 | 7.34
2025 | SPP_S_2_ERCOT | SPP_S | ERCOT | External | Shoulder | B15 | 1203 | 800 | 0 | 81.93 | 81.86 | 5 | 0
2025 | SPP_S_2_ERCOT | SPP_S | ERCOT | External | Summer | B1 | 10 | 800 | 800 | 96.72 | 146.52 | 5 | 44.8
2025 | SPP_S_2_ERCOT | SPP_S | ERCOT | External | Summer | B2 | 25 | 800 | 0 | 135.76 | 137.68 | 5 | 0
2025 | SPP_S_2_ERCOT | SPP_S | ERCOT | External | Summer | B3 | 75 | 800 | 0 | 135.76 | 137.68 | 5 | 0
2025 | SPP_S_2_ERCOT | SPP_S | ERCOT | External | Summer | B4 | 100 | 800 | 0 | 135.76 | 137.68 | 5 | 0
2025 | SPP_S_2_ERCOT | SPP_S | ERCOT | External | Summer | B5 | 200 | 800 | 0 | 114.72 | 106.72 | 5 | 0
2025 | SPP_S_2_ERCOT | SPP_S | ERCOT | External | Summer | B6 | 300 | 800 | 0 | 97.71 | 102 | 5 | 0
2025 | SPP_S_2_ERCOT | SPP_S | ERCOT | External | Summer | B7 | 400 | 800 | 0 | 94.8 | 93.33 | 5 | 0
2025 | SPP_S_2_ERCOT | SPP_S | ERCOT | External | Summer | B8 | 500 | 800 | 0 | 93.12 | 93.33 | 5 | 0
2025 | SPP_S_2_ERCOT | SPP_S | ERCOT | External | Summer | B9 | 800 | 800 | 0 | 89.46 | 93.33 | 5 | 0
2025 | SPP_S_2_ERCOT | SPP_S | ERCOT | External | Summer | B10 | 1262 | 800 | 800 | 85.16 | 92.1 | 5 | 1.94
2025 | SPP_S_2_ERCOT | SPP_S | ERCOT | External | Winter | B16 | 25 | 800 | 383.14 | 92.31 | 97.31 | 5 | 0
2025 | SPP_S_2_ERCOT | SPP_S | ERCOT | External | Winter | B17 | 100 | 800 | 800 | 88.22 | 97.31 | 5 | 4.08
2025 | SPP_S_2_ERCOT | SPP_S | ERCOT | External | Winter | B18 | 400 | 800 | 800 | 88.21 | 97.31 | 5 | 4.1
2025 | SPP_S_2_ERCOT | SPP_S | ERCOT | External | Winter | B19 | 700 | 800 | 800 | 87.18 | 97.31 | 5 | 5.13
2025 | SPP_S_2_ERCOT | SPP_S | ERCOT | External | Winter | B20 | 935 | 800 | 0 | 84.52 | 84.46 | 5 | 0
2030 | AZ_NM_SNV_Coal_2_SPP_S | AZ_NM_SNV_Coal | SPP_S | External | Shoulder | B11 | 25 | 400 | 0 | 119.5 | 122.79 | 8.17 | 0
2030 | AZ_NM_SNV_Coal_2_SPP_S | AZ_NM_SNV_Coal | SPP_S | External | Shoulder | B12 | 200 | 400 | 0 | 114.94 | 116.97 | 8.17 | 0
2030 | AZ_NM_SNV_Coal_2_SPP_S | AZ_NM_SNV_Coal | SPP_S | External | Shoulder | B13 | 600 | 400 | 0 | 113.91 | 114.89 | 8.17 | 0
2030 | AZ_NM_SNV_Coal_2_SPP_S | AZ_NM_SNV_Coal | SPP_S | External | Shoulder | B14 | 900 | 400 | 0 | 113.91 | 108.87 | 8.17 | 0
2030 | AZ_NM_SNV_Coal_2_SPP_S | AZ_NM_SNV_Coal | SPP_S | External | Shoulder | B15 | 1203 | 400 | 0 | 111.27 | 100.89 | 8.17 | 0
2030 | AZ_NM_SNV_Coal_2_SPP_S | AZ_NM_SNV_Coal | SPP_S | External | Summer | B1 | 10 | 400 | 0 | 165.63 | 121 | 8.17 | 0
2030 | AZ_NM_SNV_Coal_2_SPP_S | AZ_NM_SNV_Coal | SPP_S | External | Summer | B2 | 25 | 400 | 0 | 165.63 | 168.33 | 8.17 | 0
2030 | AZ_NM_SNV_Coal_2_SPP_S | AZ_NM_SNV_Coal | SPP_S | External | Summer | B3 | 75 | 400 | 400 | 159.08 | 168.33 | 8.17 | 1.09
2030 | AZ_NM_SNV_Coal_2_SPP_S | AZ_NM_SNV_Coal | SPP_S | External | Summer | B4 | 100 | 400 | 400 | 138.17 | 168.33 | 8.17 | 22
2030 | AZ_NM_SNV_Coal_2_SPP_S | AZ_NM_SNV_Coal | SPP_S | External | Summer | B5 | 200 | 400 | 400 | 128.82 | 162.89 | 8.17 | 25.9
2030 | AZ_NM_SNV_Coal_2_SPP_S | AZ_NM_SNV_Coal | SPP_S | External | Summer | B6 | 300 | 400 | 400 | 128.82 | 144.98 | 8.17 | 7.99
2030 | AZ_NM_SNV_Coal_2_SPP_S | AZ_NM_SNV_Coal | SPP_S | External | Summer | B7 | 400 | 400 | 0 | 120.65 | 124.66 | 8.17 | 0
2030 | AZ_NM_SNV_Coal_2_SPP_S | AZ_NM_SNV_Coal | SPP_S | External | Summer | B8 | 500 | 400 | 0 | 117.53 | 119.55 | 8.17 | 0
2030 | AZ_NM_SNV_Coal_2_SPP_S | AZ_NM_SNV_Coal | SPP_S | External | Summer | B9 | 800 | 400 | 0 | 117.53 | 115.55 | 8.17 | 0
2030 | AZ_NM_SNV_Coal_2_SPP_S | AZ_NM_SNV_Coal | SPP_S | External | Summer | B10 | 1262 | 400 | 0 | 117.53 | 105.27 | 8.17 | 0
2030 | AZ_NM_SNV_Coal_2_SPP_S | AZ_NM_SNV_Coal | SPP_S | External | Winter | B16 | 25 | 400 | 0 | 123.25 | 120.32 | 8.17 | 0
2030 | AZ_NM_SNV_Coal_2_SPP_S | AZ_NM_SNV_Coal | SPP_S | External | Winter | B17 | 100 | 400 | 0 | 119.44 | 115.27 | 8.17 | 0
2030 | AZ_NM_SNV_Coal_2_SPP_S | AZ_NM_SNV_Coal | SPP_S | External | Winter | B18 | 400 | 400 | 0 | 117.4 | 115.33 | 8.17 | 0
2030 | AZ_NM_SNV_Coal_2_SPP_S | AZ_NM_SNV_Coal | SPP_S | External | Winter | B19 | 700 | 400 | 0 | 117.4 | 115.33 | 8.17 | 0
2030 | AZ_NM_SNV_Coal_2_SPP_S | AZ_NM_SNV_Coal | SPP_S | External | Winter | B20 | 935 | 400 | 0 | 106.73 | 103.74 | 8.17 | 0
2030 | ERCOT_2_SPP_S | ERCOT | SPP_S | External | Shoulder | B11 | 25 | 800 | 0 | 127.79 | 122.79 | 8 | 0
2030 | ERCOT_2_SPP_S | ERCOT | SPP_S | External | Shoulder | B12 | 200 | 800 | 0 | 116.87 | 116.97 | 8 | 0
2030 | ERCOT_2_SPP_S | ERCOT | SPP_S | External | Shoulder | B13 | 600 | 800 | 0 | 116.87 | 114.89 | 8 | 0
2030 | ERCOT_2_SPP_S | ERCOT | SPP_S | External | Shoulder | B14 | 900 | 800 | 0 | 116.87 | 108.87 | 8 | 0
2030 | ERCOT_2_SPP_S | ERCOT | SPP_S | External | Shoulder | B15 | 1203 | 800 | 0 | 103.02 | 100.89 | 8 | 0
2030 | ERCOT_2_SPP_S | ERCOT | SPP_S | External | Summer | B1 | 10 | 800 | 0 | 191.34 | 121 | 8 | 0
2030 | ERCOT_2_SPP_S | ERCOT | SPP_S | External | Summer | B2 | 25 | 800 | 0 | 170.63 | 168.33 | 8 | 0
2030 | ERCOT_2_SPP_S | ERCOT | SPP_S | External | Summer | B3 | 75 | 800 | 0 | 170.63 | 168.33 | 8 | 0
2030 | ERCOT_2_SPP_S | ERCOT | SPP_S | External | Summer | B4 | 100 | 800 | 0 | 170.63 | 168.33 | 8 | 0
2030 | ERCOT_2_SPP_S | ERCOT | SPP_S | External | Summer | B5 | 200 | 800 | 352.93 | 154.89 | 162.89 | 8 | 0
2030 | ERCOT_2_SPP_S | ERCOT | SPP_S | External | Summer | B6 | 300 | 800 | 800 | 126.27 | 144.98 | 8 | 10.7
2030 | ERCOT_2_SPP_S | ERCOT | SPP_S | External | Summer | B7 | 400 | 800 | 436.25 | 116.66 | 124.66 | 8 | 0
2030 | ERCOT_2_SPP_S | ERCOT | SPP_S | External | Summer | B8 | 500 | 800 | 0 | 115.49 | 119.55 | 8 | 0
2030 | ERCOT_2_SPP_S | ERCOT | SPP_S | External | Summer | B9 | 800 | 800 | 0 | 115.49 | 115.55 | 8 | 0
2030 | ERCOT_2_SPP_S | ERCOT | SPP_S | External | Summer | B10 | 1262 | 800 | 0 | 115.49 | 105.27 | 8 | 0
2030 | ERCOT_2_SPP_S | ERCOT | SPP_S | External | Winter | B16 | 25 | 800 | 0 | 119.84 | 120.32 | 8 | 0
2030 | ERCOT_2_SPP_S | ERCOT | SPP_S | External | Winter | B17 | 100 | 800 | 0 | 119.84 | 115.27 | 8 | 0
2030 | ERCOT_2_SPP_S | ERCOT | SPP_S | External | Winter | B18 | 400 | 800 | 0 | 119.84 | 115.33 | 8 | 0
2030 | ERCOT_2_SPP_S | ERCOT | SPP_S | External | Winter | B19 | 700 | 800 | 0 | 119.84 | 115.33 | 8 | 0
2030 | ERCOT_2_SPP_S | ERCOT | SPP_S | External | Winter | B20 | 935 | 800 | 0 | 105.88 | 103.74 | 8 | 0
2030 | MAPP_US_2_RMPA | MAPP_US | RMPA | External | Shoulder | B11 | 25 | 200 | 200 | 114.58 | 126.1 | 8 | 3.53
2030 | MAPP_US_2_RMPA | MAPP_US | RMPA | External | Shoulder | B12 | 200 | 200 | 200 | 108.7 | 121.96 | 8 | 5.26
2030 | MAPP_US_2_RMPA | MAPP_US | RMPA | External | Shoulder | B13 | 600 | 200 | 200 | 100.88 | 114.38 | 8 | 5.5
2030 | MAPP_US_2_RMPA | MAPP_US | RMPA | External | Shoulder | B14 | 900 | 200 | 200 | 94.86 | 113.85 | 8 | 10.99
2030 | MAPP_US_2_RMPA | MAPP_US | RMPA | External | Shoulder | B15 | 1203 | 200 | 200 | 86.89 | 105.89 | 8 | 11
2030 | MAPP_US_2_RMPA | MAPP_US | RMPA | External | Summer | B1 | 10 | 200 | 0 | 178.5 | 177.5 | 8 | 0
2030 | MAPP_US_2_RMPA | MAPP_US | RMPA | External | Summer | B2 | 25 | 200 | 0 | 173.81 | 172.82 | 8 | 0
2030 | MAPP_US_2_RMPA | MAPP_US | RMPA | External | Summer | B3 | 75 | 200 | 0 | 175.75 | 167.75 | 8 | 0
2030 | MAPP_US_2_RMPA | MAPP_US | RMPA | External | Summer | B4 | 100 | 200 | 0 | 167.03 | 159.03 | 8 | 0
2030 | MAPP_US_2_RMPA | MAPP_US | RMPA | External | Summer | B5 | 200 | 200 | 0 | 154.76 | 136.99 | 8 | 0
2030 | MAPP_US_2_RMPA | MAPP_US | RMPA | External | Summer | B6 | 300 | 200 | 0 | 136.58 | 136.98 | 8 | 0
2030 | MAPP_US_2_RMPA | MAPP_US | RMPA | External | Summer | B7 | 400 | 200 | 200 | 110.65 | 123.89 | 8 | 5.24
2030 | MAPP_US_2_RMPA | MAPP_US | RMPA | External | Summer | B8 | 500 | 200 | 200 | 105.54 | 123.89 | 8 | 10.35
2030 | MAPP_US_2_RMPA | MAPP_US | RMPA | External | Summer | B9 | 800 | 200 | 200 | 105.53 | 120.65 | 8 | 7.12
2030 | MAPP_US_2_RMPA | MAPP_US | RMPA | External | Summer | B10 | 1262 | 200 | 200 | 90.88 | 120.65 | 8 | 21.76
2030 | MAPP_US_2_RMPA | MAPP_US | RMPA | External | Winter | B16 | 25 | 200 | 200 | 89.76 | 130.22 | 8 | 32.47
2030 | MAPP_US_2_RMPA | MAPP_US | RMPA | External | Winter | B17 | 100 | 200 | 200 | 101.24 | 127.6 | 8 | 18.36
2030 | MAPP_US_2_RMPA | MAPP_US | RMPA | External | Winter | B18 | 400 | 200 | 200 | 101.31 | 120.3 | 8 | 10.99
2030 | MAPP_US_2_RMPA | MAPP_US | RMPA | External | Winter | B19 | 700 | 200 | 200 | 101.31 | 120.3 | 8 | 10.99
2030 | MAPP_US_2_RMPA | MAPP_US | RMPA | External | Winter | B20 | 935 | 200 | 200 | 89.76 | 98.57 | 8 | 0.81
2030 | NE_2_RMPA | NE | RMPA | External | Shoulder | B11 | 25 | 310 | 0 | 126.95 | 126.1 | 5 | 0
2030 | NE_2_RMPA | NE | RMPA | External | Shoulder | B12 | 200 | 310 | 63.85 | 116.96 | 121.96 | 5 | 0
2030 | NE_2_RMPA | NE | RMPA | External | Shoulder | B13 | 600 | 310 | 0 | 114.87 | 114.38 | 5 | 0
2030 | NE_2_RMPA | NE | RMPA | External | Shoulder | B14 | 900 | 310 | 180.23 | 108.85 | 113.85 | 5 | 0
2030 | NE_2_RMPA | NE | RMPA | External | Shoulder | B15 | 1203 | 310 | 270.27 | 100.89 | 105.89 | 5 | 0
2030 | NE_2_RMPA | NE | RMPA | External | Summer | B1 | 10 | 310 | 0 | 185.5 | 177.5 | 5 | 0
2030 | NE_2_RMPA | NE | RMPA | External | Summer | B2 | 25 | 310 | 0 | 180.81 | 172.82 | 5 | 0
2030 | NE_2_RMPA | NE | RMPA | External | Summer | B3 | 75 | 310 | 0 | 182.75 | 167.75 | 5 | 0
2030 | NE_2_RMPA | NE | RMPA | External | Summer | B4 | 100 | 310 | 0 | 174.03 | 159.03 | 5 | 0
2030 | NE_2_RMPA | NE | RMPA | External | Summer | B5 | 200 | 310 | 0 | 162.91 | 136.99 | 5 | 0
2030 | NE_2_RMPA | NE | RMPA | External | Summer | B6 | 300 | 310 | 0 | 144.98 | 136.98 | 5 | 0
2030 | NE_2_RMPA | NE | RMPA | External | Summer | B7 | 400 | 310 | 0 | 124.65 | 123.89 | 5 | 0
2030 | NE_2_RMPA | NE | RMPA | External | Summer | B8 | 500 | 310 | 0 | 119.54 | 123.89 | 5 | 0
2030 | NE_2_RMPA | NE | RMPA | External | Summer | B9 | 800 | 310 | 310 | 115.55 | 120.65 | 5 | 0.09
2030 | NE_2_RMPA | NE | RMPA | External | Summer | B10 | 1262 | 310 | 310 | 104.88 | 120.65 | 5 | 10.76
2030 | NE_2_RMPA | NE | RMPA | External | Winter | B16 | 25 | 310 | 310 | 103.76 | 130.22 | 5 | 21.47
2030 | NE_2_RMPA | NE | RMPA | External | Winter | B17 | 100 | 310 | 310 | 115.24 | 127.6 | 5 | 7.36
2030 | NE_2_RMPA | NE | RMPA | External | Winter | B18 | 400 | 310 | 64.57 | 115.3 | 120.3 | 5 | 0
2030 | NE_2_RMPA | NE | RMPA | External | Winter | B19 | 700 | 310 | 309.61 | 115.3 | 120.3 | 5 | 0
2030 | NE_2_RMPA | NE | RMPA | External | Winter | B20 | 935 | 310 | 0 | 103.74 | 98.57 | 5 | 0
2030 | NWPP_Coal_2_MAPP_US | NWPP_Coal | MAPP_US | External | Shoulder | B11 | 25 | 150 | 0 | 119.44 | 114.58 | 8 | 0
2030 | NWPP_Coal_2_MAPP_US | NWPP_Coal | MAPP_US | External | Shoulder | B12 | 200 | 150 | 0 | 119.44 | 108.7 | 8 | 0
2030 | NWPP_Coal_2_MAPP_US | NWPP_Coal | MAPP_US | External | Shoulder | B13 | 600 | 150 | 0 | 119.44 | 100.88 | 8 | 0
2030 | NWPP_Coal_2_MAPP_US | NWPP_Coal | MAPP_US | External | Shoulder | B14 | 900 | 150 | 0 | 119.44 | 94.86 | 8 | 0
2030 | NWPP_Coal_2_MAPP_US | NWPP_Coal | MAPP_US | External | Shoulder | B15 | 1203 | 150 | 0 | 119.44 | 86.89 | 8 | 0
2030 | NWPP_Coal_2_MAPP_US | NWPP_Coal | MAPP_US | External | Summer | B1 | 10 | 150 | 150 | 155.07 | 178.5 | 8 | 15.43
2030 | NWPP_Coal_2_MAPP_US | NWPP_Coal | MAPP_US | External | Summer | B2 | 25 | 150 | 150 | 153.56 | 173.81 | 8 | 12.24
2030 | NWPP_Coal_2_MAPP_US | NWPP_Coal | MAPP_US | External | Summer | B3 | 75 | 150 | 150 | 132.42 | 175.75 | 8 | 35.33
2030 | NWPP_Coal_2_MAPP_US | NWPP_Coal | MAPP_US | External | Summer | B4 | 100 | 150 | 150 | 128.81 | 167.03 | 8 | 30.22
2030 | NWPP_Coal_2_MAPP_US | NWPP_Coal | MAPP_US | External | Summer | B5 | 200 | 150 | 150 | 128.81 | 154.76 | 8 | 17.95
2030 | NWPP_Coal_2_MAPP_US | NWPP_Coal | MAPP_US | External | Summer | B6 | 300 | 150 | 0 | 128.81 | 136.58 | 8 | 0
2030 | NWPP_Coal_2_MAPP_US | NWPP_Coal | MAPP_US | External | Summer | B7 | 400 | 150 | 0 | 128.81 | 110.65 | 8 | 0
2030 | NWPP_Coal_2_MAPP_US | NWPP_Coal | MAPP_US | External | Summer | B8 | 500 | 150 | 0 | 128.81 | 105.54 | 8 | 0
2030 | NWPP_Coal_2_MAPP_US | NWPP_Coal | MAPP_US | External | Summer | B9 | 800 | 150 | 0 | 128.81 | 105.53 | 8 | 0
2030 | NWPP_Coal_2_MAPP_US | NWPP_Coal | MAPP_US | External | Summer | B10 | 1262 | 150 | 0 | 128.81 | 90.88 | 8 | 0
2030 | NWPP_Coal_2_MAPP_US | NWPP_Coal | MAPP_US | External | Winter | B16 | 25 | 150 | 0 | 119.44 | 89.76 | 8 | 0
2030 | NWPP_Coal_2_MAPP_US | NWPP_Coal | MAPP_US | External | Winter | B17 | 100 | 150 | 0 | 119.44 | 101.24 | 8 | 0
2030 | NWPP_Coal_2_MAPP_US | NWPP_Coal | MAPP_US | External | Winter | B18 | 400 | 150 | 0 | 119.44 | 101.31 | 8 | 0
2030 | NWPP_Coal_2_MAPP_US | NWPP_Coal | MAPP_US | External | Winter | B19 | 700 | 150 | 0 | 119.44 | 101.31 | 8 | 0
2030 | NWPP_Coal_2_MAPP_US | NWPP_Coal | MAPP_US | External | Winter | B20 | 935 | 150 | 0 | 119.44 | 89.76 | 8 | 0
2030 | RMPA_2_MAPP_US | RMPA | MAPP_US | External | Shoulder | B11 | 25 | 200 | 0 | 126.1 | 114.58 | 8 | 0
2030 | RMPA_2_MAPP_US | RMPA | MAPP_US | External | Shoulder | B12 | 200 | 200 | 0 | 121.96 | 108.7 | 8 | 0
2030 | RMPA_2_MAPP_US | RMPA | MAPP_US | External | Shoulder | B13 | 600 | 200 | 0 | 114.38 | 100.88 | 8 | 0
2030 | RMPA_2_MAPP_US | RMPA | MAPP_US | External | Shoulder | B14 | 900 | 200 | 0 | 113.85 | 94.86 | 8 | 0
2030 | RMPA_2_MAPP_US | RMPA | MAPP_US | External | Shoulder | B15 | 1203 | 200 | 0 | 105.89 | 86.89 | 8 | 0
2030 | RMPA_2_MAPP_US | RMPA | MAPP_US | External | Summer | B1 | 10 | 200 | 0 | 177.5 | 178.5 | 8 | 0
2030 | RMPA_2_MAPP_US | RMPA | MAPP_US | External | Summer | B2 | 25 | 200 | 0 | 172.82 | 173.81 | 8 | 0
2030 | RMPA_2_MAPP_US | RMPA | MAPP_US | External | Summer | B3 | 75 | 200 | 76.12 | 167.75 | 175.75 | 8 | 0
2030 | RMPA_2_MAPP_US | RMPA | MAPP_US | External | Summer | B4 | 100 | 200 | 183.4 | 159.03 | 167.03 | 8 | 0
2030 | RMPA_2_MAPP_US | RMPA | MAPP_US | External | Summer | B5 | 200 | 200 | 200 | 136.99 | 154.76 | 8 | 9.77
2030 | RMPA_2_MAPP_US | RMPA | MAPP_US | External | Summer | B6 | 300 | 200 | 0 | 136.98 | 136.58 | 8 | 0
2030 | RMPA_2_MAPP_US | RMPA | MAPP_US | External | Summer | B7 | 400 | 200 | 0 | 123.89 | 110.65 | 8 | 0
2030 | RMPA_2_MAPP_US | RMPA | MAPP_US | External | Summer | B8 | 500 | 200 | 0 | 123.89 | 105.54 | 8 | 0
2030 | RMPA_2_MAPP_US | RMPA | MAPP_US | External | Summer | B9 | 800 | 200 | 0 | 120.65 | 105.53 | 8 | 0
2030 | RMPA_2_MAPP_US | RMPA | MAPP_US | External | Summer | B10 | 1262 | 200 | 0 | 120.65 | 90.88 | 8 | 0
2030 | RMPA_2_MAPP_US | RMPA | MAPP_US | External | Winter | B16 | 25 | 200 | 0 | 130.22 | 89.76 | 8 | 0
2030 | RMPA_2_MAPP_US | RMPA | MAPP_US | External | Winter | B17 | 100 | 200 | 0 | 127.6 | 101.24 | 8 | 0
2030 | RMPA_2_MAPP_US | RMPA | MAPP_US | External | Winter | B18 | 400 | 200 | 0 | 120.3 | 101.31 | 8 | 0
2030 | RMPA_2_MAPP_US | RMPA | MAPP_US | External | Winter | B19 | 700 | 200 | 0 | 120.3 | 101.31 | 8 | 0
2030 | RMPA_2_MAPP_US | RMPA | MAPP_US | External | Winter | B20 | 935 | 200 | 0 | 98.57 | 89.76 | 8 | 0
2030 | RMPA_2_NE | RMPA | NE | External | Shoulder | B11 | 25 | 310 | 0 | 126.1 | 126.95 | 8 | 0
2030 | RMPA_2_NE | RMPA | NE | External | Shoulder | B12 | 200 | 310 | 0 | 121.96 | 116.96 | 8 | 0
2030 | RMPA_2_NE | RMPA | NE | External | Shoulder | B13 | 600 | 310 | 0 | 114.38 | 114.87 | 8 | 0
2030 | RMPA_2_NE | RMPA | NE | External | Shoulder | B14 | 900 | 310 | 0 | 113.85 | 108.85 | 8 | 0
2030 | RMPA_2_NE | RMPA | NE | External | Shoulder | B15 | 1203 | 310 | 0 | 105.89 | 100.89 | 8 | 0
2030 | RMPA_2_NE | RMPA | NE | External | Summer | B1 | 10 | 310 | 37.99 | 177.5 | 185.5 | 8 | 0
2030 | RMPA_2_NE | RMPA | NE | External | Summer | B2 | 25 | 310 | 0 | 172.82 | 180.81 | 8 | 0
2030 | RMPA_2_NE | RMPA | NE | External | Summer | B3 | 75 | 310 | 310 | 167.75 | 182.75 | 8 | 7
2030 | RMPA_2_NE | RMPA | NE | External | Summer | B4 | 100 | 310 | 310 | 159.03 | 174.03 | 8 | 7
2030 | RMPA_2_NE | RMPA | NE | External | Summer | B5 | 200 | 310 | 310 | 136.99 | 162.91 | 8 | 17.93
2030 | RMPA_2_NE | RMPA | NE | External | Summer | B6 | 300 | 310 | 106.33 | 136.98 | 144.98 | 8 | 0
2030 | RMPA_2_NE | RMPA | NE | External | Summer | B7 | 400 | 310 | 0 | 123.89 | 124.65 | 8 | 0
2030 | RMPA_2_NE | RMPA | NE | External | Summer | B8 | 500 | 310 | 0 | 123.89 | 119.54 | 8 | 0
2030 | RMPA_2_NE | RMPA | NE | External | Summer | B9 | 800 | 310 | 0 | 120.65 | 115.55 | 8 | 0
2030 | RMPA_2_NE | RMPA | NE | External | Summer | B10 | 1262 | 310 | 0 | 120.65 | 104.88 | 8 | 0
2030 | RMPA_2_NE | RMPA | NE | External | Winter | B16 | 25 | 310 | 0 | 130.22 | 103.76 | 8 | 0
2030 | RMPA_2_NE | RMPA | NE | External | Winter | B17 | 100 | 310 | 0 | 127.6 | 115.24 | 8 | 0
2030 | RMPA_2_NE | RMPA | NE | External | Winter | B18 | 400 | 310 | 0 | 120.3 | 115.3 | 8 | 0
2030 | RMPA_2_NE | RMPA | NE | External | Winter | B19 | 700 | 310 | 0 | 120.3 | 115.3 | 8 | 0
2030 | RMPA_2_NE | RMPA | NE | External | Winter | B20 | 935 | 310 | 0 | 98.57 | 103.74 | 8 | 0
2030 | RMPA_2_SPP_N | RMPA | SPP_N | External | Shoulder | B11 | 25 | 210 | 0 | 126.1 | 122.8 | 8 | 0
2030 | RMPA_2_SPP_N | RMPA | SPP_N | External | Shoulder | B12 | 200 | 210 | 0 | 121.96 | 116.96 | 8 | 0
2030 | RMPA_2_SPP_N | RMPA | SPP_N | External | Shoulder | B13 | 600 | 210 | 0 | 114.38 | 114.88 | 8 | 0
2030 | RMPA_2_SPP_N | RMPA | SPP_N | External | Shoulder | B14 | 900 | 210 | 0 | 113.85 | 108.86 | 8 | 0
2030 | RMPA_2_SPP_N | RMPA | SPP_N | External | Shoulder | B15 | 1203 | 210 | 0 | 105.89 | 100.89 | 8 | 0
2030 | RMPA_2_SPP_N | RMPA | SPP_N | External | Summer | B1 | 10 | 210 | 0 | 177.5 | 183.29 | 8 | 0
2030 | RMPA_2_SPP_N | RMPA | SPP_N | External | Summer | B2 | 25 | 210 | 100.4 | 172.82 | 180.82 | 8 | 0
2030 | RMPA_2_SPP_N | RMPA | SPP_N | External | Summer | B3 | 75 | 210 | 210 | 167.75 | 182.76 | 8 | 7.01
2030 | RMPA_2_SPP_N | RMPA | SPP_N | External | Summer | B4 | 100 | 210 | 210 | 159.03 | 174.01 | 8 | 6.99
2030 | RMPA_2_SPP_N | RMPA | SPP_N | External | Summer | B5 | 200 | 210 | 210 | 136.99 | 162.9 | 8 | 17.92
2030 | RMPA_2_SPP_N | RMPA | SPP_N | External | Summer | B6 | 300 | 210 | 196.59 | 136.98 | 144.98 | 8 | 0
2030 | RMPA_2_SPP_N | RMPA | SPP_N | External | Summer | B7 | 400 | 210 | 0 | 123.89 | 124.65 | 8 | 0
2030 | RMPA_2_SPP_N | RMPA | SPP_N | External | Summer | B8 | 500 | 210 | 0 | 123.89 | 119.54 | 8 | 0
2030 | RMPA_2_SPP_N | RMPA | SPP_N | External | Summer | B9 | 800 | 210 | 0 | 120.65 | 115.54 | 8 | 0
2030 | RMPA_2_SPP_N | RMPA | SPP_N | External | Summer | B10 | 1262 | 210 | 0 | 120.65 | 104.9 | 8 | 0
2030 | RMPA_2_SPP_N | RMPA | SPP_N | External | Winter | B16 | 25 | 210 | 0 | 130.22 | 120.31 | 8 | 0
2030 | RMPA_2_SPP_N | RMPA | SPP_N | External | Winter | B17 | 100 | 210 | 0 | 127.6 | 115.25 | 8 | 0
2030 | RMPA_2_SPP_N | RMPA | SPP_N | External | Winter | B18 | 400 | 210 | 0 | 120.3 | 115.31 | 8 | 0
2030 | RMPA_2_SPP_N | RMPA | SPP_N | External | Winter | B19 | 700 | 210 | 0 | 120.3 | 115.31 | 8 | 0
2030 | RMPA_2_SPP_N | RMPA | SPP_N | External | Winter | B20 | 935 | 210 | 0 | 98.57 | 103.76 | 8 | 0
2030 | SPP_N_2_RMPA | SPP_N | RMPA | External | Shoulder | B11 | 25 | 210 | 0 | 122.8 | 126.1 | 5 | 0
2030 | SPP_N_2_RMPA | SPP_N | RMPA | External | Shoulder | B12 | 200 | 210 | 119.73 | 116.96 | 121.96 | 5 | 0
2030 | SPP_N_2_RMPA | SPP_N | RMPA | External | Shoulder | B13 | 600 | 210 | 0 | 114.88 | 114.38 | 5 | 0
2030 | SPP_N_2_RMPA | SPP_N | RMPA | External | Shoulder | B14 | 900 | 210 | 0 | 108.86 | 113.85 | 5 | 0
2030 | SPP_N_2_RMPA | SPP_N | RMPA | External | Shoulder | B15 | 1203 | 210 | 39.87 | 100.89 | 105.89 | 5 | 0
2030 | SPP_N_2_RMPA | SPP_N | RMPA | External | Summer | B1 | 10 | 210 | 0 | 183.29 | 177.5 | 5 | 0
2030 | SPP_N_2_RMPA | SPP_N | RMPA | External | Summer | B2 | 25 | 210 | 0 | 180.82 | 172.82 | 5 | 0
2030 | SPP_N_2_RMPA | SPP_N | RMPA | External | Summer | B3 | 75 | 210 | 0 | 182.76 | 167.75 | 5 | 0
2030 | SPP_N_2_RMPA | SPP_N | RMPA | External | Summer | B4 | 100 | 210 | 0 | 174.01 | 159.03 | 5 | 0
2030 | SPP_N_2_RMPA | SPP_N | RMPA | External | Summer | B5 | 200 | 210 | 0 | 162.9 | 136.99 | 5 | 0
2030 | SPP_N_2_RMPA | SPP_N | RMPA | External | Summer | B6 | 300 | 210 | 0 | 144.98 | 136.98 | 5 | 0
2030 | SPP_N_2_RMPA | SPP_N | RMPA | External | Summer | B7 | 400 | 210 | 0 | 124.65 | 123.89 | 5 | 0
2030 | SPP_N_2_RMPA | SPP_N | RMPA | External | Summer | B8 | 500 | 210 | 0 | 119.54 | 123.89 | 5 | 0
2030 | SPP_N_2_RMPA | SPP_N | RMPA | External | Summer | B9 | 800 | 210 | 210 | 115.54 | 120.65 | 5 | 0.11
2030 | SPP_N_2_RMPA | SPP_N | RMPA | External | Summer | B10 | 1262 | 210 | 210 | 104.9 | 120.65 | 5 | 10.75
2030 | SPP_N_2_RMPA | SPP_N | RMPA | External | Winter | B16 | 25 | 210 | 210 | 120.31 | 130.22 | 5 | 4.91
2030 | SPP_N_2_RMPA | SPP_N | RMPA | External | Winter | B17 | 100 | 210 | 210 | 115.25 | 127.6 | 5 | 7.35
2030 | SPP_N_2_RMPA | SPP_N | RMPA | External | Winter | B18 | 400 | 210 | 0 | 115.31 | 120.3 | 5 | 0
2030 | SPP_N_2_RMPA | SPP_N | RMPA | External | Winter | B19 | 700 | 210 | 0 | 115.31 | 120.3 | 5 | 0
2030 | SPP_N_2_RMPA | SPP_N | RMPA | External | Winter | B20 | 935 | 210 | 0 | 103.76 | 98.57 | 5 | 0
2030 | SPP_S_2_ERCOT | SPP_S | ERCOT | External | Shoulder | B11 | 25 | 800 | 604.88 | 122.79 | 127.79 | 5 | 0
2030 | SPP_S_2_ERCOT | SPP_S | ERCOT | External | Shoulder | B12 | 200 | 800 | 0 | 116.97 | 116.87 | 5 | 0
2030 | SPP_S_2_ERCOT | SPP_S | ERCOT | External | Shoulder | B13 | 600 | 800 | 0 | 114.89 | 116.87 | 5 | 0
2030 | SPP_S_2_ERCOT | SPP_S | ERCOT | External | Shoulder | B14 | 900 | 800 | 800 | 108.87 | 116.87 | 5 | 3
2030 | SPP_S_2_ERCOT | SPP_S | ERCOT | External | Shoulder | B15 | 1203 | 800 | 0 | 100.89 | 103.02 | 5 | 0
2030 | SPP_S_2_ERCOT | SPP_S | ERCOT | External | Summer | B1 | 10 | 800 | 800 | 121 | 191.34 | 5 | 65.35
2030 | SPP_S_2_ERCOT | SPP_S | ERCOT | External | Summer | B2 | 25 | 800 | 0 | 168.33 | 170.63 | 5 | 0
2030 | SPP_S_2_ERCOT | SPP_S | ERCOT | External | Summer | B3 | 75 | 800 | 0 | 168.33 | 170.63 | 5 | 0
2030 | SPP_S_2_ERCOT | SPP_S | ERCOT | External | Summer | B4 | 100 | 800 | 0 | 168.33 | 170.63 | 5 | 0
2030 | SPP_S_2_ERCOT | SPP_S | ERCOT | External | Summer | B5 | 200 | 800 | 0 | 162.89 | 154.89 | 5 | 0
2030 | SPP_S_2_ERCOT | SPP_S | ERCOT | External | Summer | B6 | 300 | 800 | 0 | 144.98 | 126.27 | 5 | 0
2030 | SPP_S_2_ERCOT | SPP_S | ERCOT | External | Summer | B7 | 400 | 800 | 0 | 124.66 | 116.66 | 5 | 0
2030 | SPP_S_2_ERCOT | SPP_S | ERCOT | External | Summer | B8 | 500 | 800 | 0 | 119.55 | 115.49 | 5 | 0
2030 | SPP_S_2_ERCOT | SPP_S | ERCOT | External | Summer | B9 | 800 | 800 | 0 | 115.55 | 115.49 | 5 | 0
2030 | SPP_S_2_ERCOT | SPP_S | ERCOT | External | Summer | B10 | 1262 | 800 | 800 | 105.27 | 115.49 | 5 | 5.22
2030 | SPP_S_2_ERCOT | SPP_S | ERCOT | External | Winter | B16 | 25 | 800 | 0 | 120.32 | 119.84 | 5 | 0
2030 | SPP_S_2_ERCOT | SPP_S | ERCOT | External | Winter | B17 | 100 | 800 | 0 | 115.27 | 119.84 | 5 | 0
2030 | SPP_S_2_ERCOT | SPP_S | ERCOT | External | Winter | B18 | 400 | 800 | 0 | 115.33 | 119.84 | 5 | 0
2030 | SPP_S_2_ERCOT | SPP_S | ERCOT | External | Winter | B19 | 700 | 800 | 0 | 115.33 | 119.84 | 5 | 0
2030 | SPP_S_2_ERCOT | SPP_S | ERCOT | External | Winter | B20 | 935 | 800 | 0 | 103.74 | 105.88 | 5 | 0
2035 | AZ_NM_SNV_Coal_2_SPP_S | AZ_NM_SNV_Coal | SPP_S | External | Shoulder | B11 | 25 | 400 | 400 | 136.12 | 158.56 | 8.17 | 14.27
2035 | AZ_NM_SNV_Coal_2_SPP_S | AZ_NM_SNV_Coal | SPP_S | External | Shoulder | B12 | 200 | 400 | 400 | 111 | 140.57 | 8.17 | 21.41
2035 | AZ_NM_SNV_Coal_2_SPP_S | AZ_NM_SNV_Coal | SPP_S | External | Shoulder | B13 | 600 | 400 | 400 | 111 | 135.77 | 8.17 | 16.61
2035 | AZ_NM_SNV_Coal_2_SPP_S | AZ_NM_SNV_Coal | SPP_S | External | Shoulder | B14 | 900 | 400 | 0 | 111 | 118.07 | 8.17 | 0
2035 | AZ_NM_SNV_Coal_2_SPP_S | AZ_NM_SNV_Coal | SPP_S | External | Shoulder | B15 | 1203 | 400 | 0 | 94.68 | 73.5 | 8.17 | 0
2035 | AZ_NM_SNV_Coal_2_SPP_S | AZ_NM_SNV_Coal | SPP_S | External | Summer | B1 | 10 | 400 | 0 | 245.4 | 162.16 | 8.17 | 0
2035 | AZ_NM_SNV_Coal_2_SPP_S | AZ_NM_SNV_Coal | SPP_S | External | Summer | B2 | 25 | 400 | 0 | 233.54 | 236.68 | 8.17 | 0
2035 | AZ_NM_SNV_Coal_2_SPP_S | AZ_NM_SNV_Coal | SPP_S | External | Summer | B3 | 75 | 400 | 400 | 195.56 | 236.68 | 8.17 | 32.95
2035 | AZ_NM_SNV_Coal_2_SPP_S | AZ_NM_SNV_Coal | SPP_S | External | Summer | B4 | 100 | 400 | 0 | 173.47 | 177.47 | 8.17 | 0
2035 | AZ_NM_SNV_Coal_2_SPP_S | AZ_NM_SNV_Coal | SPP_S | External | Summer | B5 | 200 | 400 | 0 | 164.68 | 169.85 | 8.17 | 0
2035 | AZ_NM_SNV_Coal_2_SPP_S | AZ_NM_SNV_Coal | SPP_S | External | Summer | B6 | 300 | 400 | 0 | 163.8 | 165.23 | 8.17 | 0
2035 | AZ_NM_SNV_Coal_2_SPP_S | AZ_NM_SNV_Coal | SPP_S | External | Summer | B7 | 400 | 400 | 0 | 163.8 | 161.78 | 8.17 | 0
2035 | AZ_NM_SNV_Coal_2_SPP_S | AZ_NM_SNV_Coal | SPP_S | External | Summer | B8 | 500 | 400 | 0 | 163.8 | 139.98 | 8.17 | 0
2035 | AZ_NM_SNV_Coal_2_SPP_S | AZ_NM_SNV_Coal | SPP_S | External | Summer | B9 | 800 | 400 | 0 | 159.04 | 139.98 | 8.17 | 0
2035 | AZ_NM_SNV_Coal_2_SPP_S | AZ_NM_SNV_Coal | SPP_S | External | Summer | B10 | 1262 | 400 | 0 | 142.85 | 118.6 | 8.17 | 0
2035 | AZ_NM_SNV_Coal_2_SPP_S | AZ_NM_SNV_Coal | SPP_S | External | Winter | B16 | 25 | 400 | 0 | 131.78 | 136.24 | 8.17 | 0
2035 | AZ_NM_SNV_Coal_2_SPP_S | AZ_NM_SNV_Coal | SPP_S | External | Winter | B17 | 100 | 400 | 400 | 111.34 | 125.51 | 8.17 | 6
2035 | AZ_NM_SNV_Coal_2_SPP_S | AZ_NM_SNV_Coal | SPP_S | External | Winter | B18 | 400 | 400 | 400 | 111.33 | 134.12 | 8.17 | 14.62
2035 | AZ_NM_SNV_Coal_2_SPP_S | AZ_NM_SNV_Coal | SPP_S | External | Winter | B19 | 700 | 400 | 400 | 111.33 | 127.81 | 8.17 | 8.31
2035 | AZ_NM_SNV_Coal_2_SPP_S | AZ_NM_SNV_Coal | SPP_S | External | Winter | B20 | 935 | 400 | 0 | 95.01 | 73.55 | 8.17 | 0
2035 | ERCOT_2_SPP_S | ERCOT | SPP_S | External | Shoulder | B11 | 25 | 800 | 0 | 163.56 | 158.56 | 8 | 0
2035 | ERCOT_2_SPP_S | ERCOT | SPP_S | External | Shoulder | B12 | 200 | 800 | 0 | 143.09 | 140.57 | 8 | 0
2035 | ERCOT_2_SPP_S | ERCOT | SPP_S | External | Shoulder | B13 | 600 | 800 | 0 | 140.51 | 135.77 | 8 | 0
2035 | ERCOT_2_SPP_S | ERCOT | SPP_S | External | Shoulder | B14 | 900 | 800 | 0 | 140.51 | 118.07 | 8 | 0
2035 | ERCOT_2_SPP_S | ERCOT | SPP_S | External | Shoulder | B15 | 1203 | 800 | 0 | 73.5 | 73.5 | 8 | 0
2035 | ERCOT_2_SPP_S | ERCOT | SPP_S | External | Summer | B1 | 10 | 800 | 0 | 256.15 | 162.16 | 8 | 0
2035 | ERCOT_2_SPP_S | ERCOT | SPP_S | External | Summer | B2 | 25 | 800 | 0 | 256.15 | 236.68 | 8 | 0
2035 | ERCOT_2_SPP_S | ERCOT | SPP_S | External | Summer | B3 | 75 | 800 | 776.54 | 228.68 | 236.68 | 8 | 0
2035 | ERCOT_2_SPP_S | ERCOT | SPP_S | External | Summer | B4 | 100 | 800 | 800 | 162 | 177.47 | 8 | 7.48
2035 | ERCOT_2_SPP_S | ERCOT | SPP_S | External | Summer | B5 | 200 | 800 | 0 | 162 | 169.85 | 8 | 0
2035 | ERCOT_2_SPP_S | ERCOT | SPP_S | External | Summer | B6 | 300 | 800 | 0 | 162 | 165.23 | 8 | 0
2035 | ERCOT_2_SPP_S | ERCOT | SPP_S | External | Summer | B7 | 400 | 800 | 0 | 162 | 161.78 | 8 | 0
2035 | ERCOT_2_SPP_S | ERCOT | SPP_S | External | Summer | B8 | 500 | 800 | 0 | 139.18 | 139.98 | 8 | 0
2035 | ERCOT_2_SPP_S | ERCOT | SPP_S | External | Summer | B9 | 800 | 800 | 0 | 139.18 | 139.98 | 8 | 0
2035 | ERCOT_2_SPP_S | ERCOT | SPP_S | External | Summer | B10 | 1262 | 800 | 0 | 128.96 | 118.6 | 8 | 0
2035 | ERCOT_2_SPP_S | ERCOT | SPP_S | External | Winter | B16 | 25 | 800 | 0 | 166.82 | 136.24 | 8 | 0
2035 | ERCOT_2_SPP_S | ERCOT | SPP_S | External | Winter | B17 | 100 | 800 | 0 | 143.29 | 125.51 | 8 | 0
2035 | ERCOT_2_SPP_S | ERCOT | SPP_S | External | Winter | B18 | 400 | 800 | 0 | 143.29 | 134.12 | 8 | 0
2035 | ERCOT_2_SPP_S | ERCOT | SPP_S | External | Winter | B19 | 700 | 800 | 0 | 143.29 | 127.81 | 8 | 0
2035 | ERCOT_2_SPP_S | ERCOT | SPP_S | External | Winter | B20 | 935 | 800 | 0 | 73.5 | 73.55 | 8 | 0
2035 | MAPP_US_2_RMPA | MAPP_US | RMPA | External | Shoulder | B11 | 25 | 200 | 0 | 135.95 | 127.95 | 8 | 0
2035 | MAPP_US_2_RMPA | MAPP_US | RMPA | External | Shoulder | B12 | 200 | 200 | 0 | 131.14 | 119.16 | 8 | 0
2035 | MAPP_US_2_RMPA | MAPP_US | RMPA | External | Shoulder | B13 | 600 | 200 | 0 | 127.16 | 119.16 | 8 | 0
2035 | MAPP_US_2_RMPA | MAPP_US | RMPA | External | Shoulder | B14 | 900 | 200 | 200 | 104.08 | 115.77 | 8 | 3.69
2035 | MAPP_US_2_RMPA | MAPP_US | RMPA | External | Shoulder | B15 | 1203 | 200 | 200 | 77.99 | 87.59 | 8 | 1.6
2035 | MAPP_US_2_RMPA | MAPP_US | RMPA | External | Summer | B1 | 10 | 200 | 0 | 249.23 | 253.57 | 8 | 0
2035 | MAPP_US_2_RMPA | MAPP_US | RMPA | External | Summer | B2 | 25 | 200 | 0 | 248.4 | 244.43 | 8 | 0
2035 | MAPP_US_2_RMPA | MAPP_US | RMPA | External | Summer | B3 | 75 | 200 | 0 | 248.59 | 244.43 | 8 | 0
2035 | MAPP_US_2_RMPA | MAPP_US | RMPA | External | Summer | B4 | 100 | 200 | 0 | 175.5 | 181.63 | 8 | 0
2035 | MAPP_US_2_RMPA | MAPP_US | RMPA | External | Summer | B5 | 200 | 200 | 117.34 | 164.85 | 172.85 | 8 | 0
2035 | MAPP_US_2_RMPA | MAPP_US | RMPA | External | Summer | B6 | 300 | 200 | 200 | 155.48 | 172.85 | 8 | 9.36
2035 | MAPP_US_2_RMPA | MAPP_US | RMPA | External | Summer | B7 | 400 | 200 | 200 | 144.31 | 171.96 | 8 | 19.65
2035 | MAPP_US_2_RMPA | MAPP_US | RMPA | External | Summer | B8 | 500 | 200 | 200 | 129.59 | 167.33 | 8 | 29.74
2035 | MAPP_US_2_RMPA | MAPP_US | RMPA | External | Summer | B9 | 800 | 200 | 200 | 129.57 | 151 | 8 | 13.42
2035 | MAPP_US_2_RMPA | MAPP_US | RMPA | External | Summer | B10 | 1262 | 200 | 200 | 104.59 | 134.69 | 8 | 22.1
2035 | MAPP_US_2_RMPA | MAPP_US | RMPA | External | Winter | B16 | 25 | 200 | 200 | 77.99 | 139.94 | 8 | 53.95
2035 | MAPP_US_2_RMPA | MAPP_US | RMPA | External | Winter | B17 | 100 | 200 | 73.91 | 111.48 | 119.48 | 8 | 0
2035 | MAPP_US_2_RMPA | MAPP_US | RMPA | External | Winter | B18 | 400 | 200 | 0 | 119.32 | 119.48 | 8 | 0
2035 | MAPP_US_2_RMPA | MAPP_US | RMPA | External | Winter | B19 | 700 | 200 | 0 | 119.32 | 119.48 | 8 | 0
2035 | MAPP_US_2_RMPA | MAPP_US | RMPA | External | Winter | B20 | 935 | 200 | 63.04 | 77.99 | 85.99 | 8 | 0
2035 | NE_2_RMPA | NE | RMPA | External | Shoulder | B11 | 25 | 310 | 0 | 149.94 | 127.95 | 5 | 0
2035 | NE_2_RMPA | NE | RMPA | External | Shoulder | B12 | 200 | 310 | 0 | 140.55 | 119.16 | 5 | 0
2035 | NE_2_RMPA | NE | RMPA | External | Shoulder | B13 | 600 | 310 | 0 | 135.74 | 119.16 | 5 | 0
2035 | NE_2_RMPA | NE | RMPA | External | Shoulder | B14 | 900 | 310 | 0 | 118.07 | 115.77 | 5 | 0
2035 | NE_2_RMPA | NE | RMPA | External | Shoulder | B15 | 1203 | 310 | 0 | 84.99 | 87.59 | 5 | 0
2035 | NE_2_RMPA | NE | RMPA | External | Summer | B1 | 10 | 310 | 0 | 256.23 | 253.57 | 5 | 0
2035 | NE_2_RMPA | NE | RMPA | External | Summer | B2 | 25 | 310 | 0 | 255.4 | 244.43 | 5 | 0
2035 | NE_2_RMPA | NE | RMPA | External | Summer | B3 | 75 | 310 | 0 | 255.59 | 244.43 | 5 | 0
2035 | NE_2_RMPA | NE | RMPA | External | Summer | B4 | 100 | 310 | 0 | 189.5 | 181.63 | 5 | 0
2035 | NE_2_RMPA | NE | RMPA | External | Summer | B5 | 200 | 310 | 0 | 175.89 | 172.85 | 5 | 0
2035 | NE_2_RMPA | NE | RMPA | External | Summer | B6 | 300 | 310 | 56.7 | 167.85 | 172.85 | 5 | 0
2035 | NE_2_RMPA | NE | RMPA | External | Summer | B7 | 400 | 310 | 310 | 158.31 | 171.96 | 5 | 8.65
2035 | NE_2_RMPA | NE | RMPA | External | Summer | B8 | 500 | 310 | 310 | 139.96 | 167.33 | 5 | 22.37
2035 | NE_2_RMPA | NE | RMPA | External | Summer | B9 | 800 | 310 | 310 | 139.96 | 151 | 5 | 6.04
2035 | NE_2_RMPA | NE | RMPA | External | Summer | B10 | 1262 | 310 | 310 | 118.58 | 134.69 | 5 | 11.11
2035 | NE_2_RMPA | NE | RMPA | External | Winter | B16 | 25 | 310 | 310 | 91.99 | 139.94 | 5 | 42.95
2035 | NE_2_RMPA | NE | RMPA | External | Winter | B17 | 100 | 310 | 0 | 125.48 | 119.48 | 5 | 0
2035 | NE_2_RMPA | NE | RMPA | External | Winter | B18 | 400 | 310 | 0 | 134.1 | 119.48 | 5 | 0
2035 | NE_2_RMPA | NE | RMPA | External | Winter | B19 | 700 | 310 | 0 | 127.78 | 119.48 | 5 | 0
2035 | NE_2_RMPA | NE | RMPA | External | Winter | B20 | 935 | 310 | 0 | 84.99 | 85.99 | 5 | 0
2035 | NWPP_Coal_2_MAPP_US | NWPP_Coal | MAPP_US | External | Shoulder | B11 | 25 | 150 | 150 | 110.98 | 135.95 | 8 | 16.97
2035 | NWPP_Coal_2_MAPP_US | NWPP_Coal | MAPP_US | External | Shoulder | B12 | 200 | 150 | 150 | 110.98 | 131.14 | 8 | 12.16
2035 | NWPP_Coal_2_MAPP_US | NWPP_Coal | MAPP_US | External | Shoulder | B13 | 600 | 150 | 150 | 110.98 | 127.16 | 8 | 8.18
2035 | NWPP_Coal_2_MAPP_US | NWPP_Coal | MAPP_US | External | Shoulder | B14 | 900 | 150 | 0 | 110.98 | 104.08 | 8 | 0
2035 | NWPP_Coal_2_MAPP_US | NWPP_Coal | MAPP_US | External | Shoulder | B15 | 1203 | 150 | 0 | 110.98 | 77.99 | 8 | 0
2035 | NWPP_Coal_2_MAPP_US | NWPP_Coal | MAPP_US | External | Summer | B1 | 10 | 150 | 150 | 172.22 | 249.23 | 8 | 69.01
2035 | NWPP_Coal_2_MAPP_US | NWPP_Coal | MAPP_US | External | Summer | B2 | 25 | 150 | 150 | 159.24 | 248.4 | 8 | 81.16
2035 | NWPP_Coal_2_MAPP_US | NWPP_Coal | MAPP_US | External | Summer | B3 | 75 | 150 | 150 | 159.16 | 248.59 | 8 | 81.43
2035 | NWPP_Coal_2_MAPP_US | NWPP_Coal | MAPP_US | External | Summer | B4 | 100 | 150 | 150 | 159.16 | 175.5 | 8 | 8.34
2035 | NWPP_Coal_2_MAPP_US | NWPP_Coal | MAPP_US | External | Summer | B5 | 200 | 150 | 0 | 159.16 | 164.85 | 8 | 0
2035 | NWPP_Coal_2_MAPP_US | NWPP_Coal | MAPP_US | External | Summer | B6 | 300 | 150 | 0 | 159.16 | 155.48 | 8 | 0
2035 | NWPP_Coal_2_MAPP_US | NWPP_Coal | MAPP_US | External | Summer | B7 | 400 | 150 | 0 | 159.16 | 144.31 | 8 | 0
2035 | NWPP_Coal_2_MAPP_US | NWPP_Coal | MAPP_US | External | Summer | B8 | 500 | 150 | 0 | 159.16 | 129.59 | 8 | 0
2035 | NWPP_Coal_2_MAPP_US | NWPP_Coal | MAPP_US | External | Summer | B9 | 800 | 150 | 0 | 159.16 | 129.57 | 8 | 0
2035 | NWPP_Coal_2_MAPP_US | NWPP_Coal | MAPP_US | External | Summer | B10 | 1262 | 150 | 0 | 159.16 | 104.59 | 8 | 0
2035 | NWPP_Coal_2_MAPP_US | NWPP_Coal | MAPP_US | External | Winter | B16 | 25 | 150 | 0 | 111.32 | 77.99 | 8 | 0
2035 | NWPP_Coal_2_MAPP_US | NWPP_Coal | MAPP_US | External | Winter | B17 | 100 | 150 | 0 | 111.32 | 111.48 | 8 | 0
2035 | NWPP_Coal_2_MAPP_US | NWPP_Coal | MAPP_US | External | Winter | B18 | 400 | 150 | 121.74 | 111.32 | 119.32 | 8 | 0
2035 | NWPP_Coal_2_MAPP_US | NWPP_Coal | MAPP_US | External | Winter | B19 | 700 | 150 | 129.09 | 111.32 | 119.32 | 8 | 0
2035 | NWPP_Coal_2_MAPP_US | NWPP_Coal | MAPP_US | External | Winter | B20 | 935 | 150 | 0 | 111.32 | 77.99 | 8 | 0
2035 | RMPA_2_MAPP_US | RMPA | MAPP_US | External | Shoulder | B11 | 25 | 200 | 1.88 | 127.95 | 135.95 | 8 | 0
2035 | RMPA_2_MAPP_US | RMPA | MAPP_US | External | Shoulder | B12 | 200 | 200 | 200 | 119.16 | 131.14 | 8 | 3.98
2035 | RMPA_2_MAPP_US | RMPA | MAPP_US | External | Shoulder | B13 | 600 | 200 | 16.37 | 119.16 | 127.16 | 8 | 0
2035 | RMPA_2_MAPP_US | RMPA | MAPP_US | External | Shoulder | B14 | 900 | 200 | 0 | 115.77 | 104.08 | 8 | 0
2035 | RMPA_2_MAPP_US | RMPA | MAPP_US | External | Shoulder | B15 | 1203 | 200 | 0 | 87.59 | 77.99 | 8 | 0
2035 | RMPA_2_MAPP_US | RMPA | MAPP_US | External | Summer | B1 | 10 | 200 | 0 | 253.57 | 249.23 | 8 | 0
2035 | RMPA_2_MAPP_US | RMPA | MAPP_US | External | Summer | B2 | 25 | 200 | 0 | 244.43 | 248.4 | 8 | 0
2035 | RMPA_2_MAPP_US | RMPA | MAPP_US | External | Summer | B3 | 75 | 200 | 0 | 244.43 | 248.59 | 8 | 0
2035 | RMPA_2_MAPP_US | RMPA | MAPP_US | External | Summer | B4 | 100 | 200 | 0 | 181.63 | 175.5 | 8 | 0
2035 | RMPA_2_MAPP_US | RMPA | MAPP_US | External | Summer | B5 | 200 | 200 | 0 | 172.85 | 164.85 | 8 | 0
2035 | RMPA_2_MAPP_US | RMPA | MAPP_US | External | Summer | B6 | 300 | 200 | 0 | 172.85 | 155.48 | 8 | 0
2035 | RMPA_2_MAPP_US | RMPA | MAPP_US | External | Summer | B7 | 400 | 200 | 0 | 171.96 | 144.31 | 8 | 0
2035 | RMPA_2_MAPP_US | RMPA | MAPP_US | External | Summer | B8 | 500 | 200 | 0 | 167.33 | 129.59 | 8 | 0
2035 | RMPA_2_MAPP_US | RMPA | MAPP_US | External | Summer | B9 | 800 | 200 | 0 | 151 | 129.57 | 8 | 0
2035 | RMPA_2_MAPP_US | RMPA | MAPP_US | External | Summer | B10 | 1262 | 200 | 0 | 134.69 | 104.59 | 8 | 0
2035 | RMPA_2_MAPP_US | RMPA | MAPP_US | External | Winter | B16 | 25 | 200 | 0 | 139.94 | 77.99 | 8 | 0
2035 | RMPA_2_MAPP_US | RMPA | MAPP_US | External | Winter | B17 | 100 | 200 | 0 | 119.48 | 111.48 | 8 | 0
2035 | RMPA_2_MAPP_US | RMPA | MAPP_US | External | Winter | B18 | 400 | 200 | 0 | 119.48 | 119.32 | 8 | 0
2035 | RMPA_2_MAPP_US | RMPA | MAPP_US | External | Winter | B19 | 700 | 200 | 0 | 119.48 | 119.32 | 8 | 0
2035 | RMPA_2_MAPP_US | RMPA | MAPP_US | External | Winter | B20 | 935 | 200 | 0 | 85.99 | 77.99 | 8 | 0
2035 | RMPA_2_NE | RMPA | NE | External | Shoulder | B11 | 25 | 310 | 310 | 127.95 | 149.94 | 8 | 13.99
2035 | RMPA_2_NE | RMPA | NE | External | Shoulder | B12 | 200 | 310 | 310 | 119.16 | 140.55 | 8 | 13.39
2035 | RMPA_2_NE | RMPA | NE | External | Shoulder | B13 | 600 | 310 | 310 | 119.16 | 135.74 | 8 | 8.58
2035 | RMPA_2_NE | RMPA | NE | External | Shoulder | B14 | 900 | 310 | 0 | 115.77 | 118.07 | 8 | 0
2035 | RMPA_2_NE | RMPA | NE | External | Shoulder | B15 | 1203 | 310 | 0 | 87.59 | 84.99 | 8 | 0
2035 | RMPA_2_NE | RMPA | NE | External | Summer | B1 | 10 | 310 | 0 | 253.57 | 256.23 | 8 | 0
2035 | RMPA_2_NE | RMPA | NE | External | Summer | B2 | 25 | 310 | 310 | 244.43 | 255.4 | 8 | 2.97
2035 | RMPA_2_NE | RMPA | NE | External | Summer | B3 | 75 | 310 | 310 | 244.43 | 255.59 | 8 | 3.16
2035 | RMPA_2_NE | RMPA | NE | External | Summer | B4 | 100 | 310 | 0 | 181.63 | 189.5 | 8 | 0
2035 | RMPA_2_NE | RMPA | NE | External | Summer | B5 | 200 | 310 | 0 | 172.85 | 175.89 | 8 | 0
2035 | RMPA_2_NE | RMPA | NE | External | Summer | B6 | 300 | 310 | 0 | 172.85 | 167.85 | 8 | 0
2035 | RMPA_2_NE | RMPA | NE | External | Summer | B7 | 400 | 310 | 0 | 171.96 | 158.31 | 8 | 0
2035 | RMPA_2_NE | RMPA | NE | External | Summer | B8 | 500 | 310 | 0 | 167.33 | 139.96 | 8 | 0
2035 | RMPA_2_NE | RMPA | NE | External | Summer | B9 | 800 | 310 | 0 | 151 | 139.96 | 8 | 0
2035 | RMPA_2_NE | RMPA | NE | External | Summer | B10 | 1262 | 310 | 0 | 134.69 | 118.58 | 8 | 0
2035 | RMPA_2_NE | RMPA | NE | External | Winter | B16 | 25 | 310 | 0 | 139.94 | 91.99 | 8 | 0
2035 | RMPA_2_NE | RMPA | NE | External | Winter | B17 | 100 | 310 | 0 | 119.48 | 125.48 | 8 | 0
2035 | RMPA_2_NE | RMPA | NE | External | Winter | B18 | 400 | 310 | 310 | 119.48 | 134.1 | 8 | 6.61
2035 | RMPA_2_NE | RMPA | NE | External | Winter | B19 | 700 | 310 | 310 | 119.48 | 127.78 | 8 | 0.3
2035 | RMPA_2_NE | RMPA | NE | External | Winter | B20 | 935 | 310 | 0 | 85.99 | 84.99 | 8 | 0
2035 | RMPA_2_SPP_N | RMPA | SPP_N | External | Shoulder | B11 | 25 | 210 | 210 | 127.95 | 149.95 | 8 | 14
2035 | RMPA_2_SPP_N | RMPA | SPP_N | External | Shoulder | B12 | 200 | 210 | 210 | 119.16 | 140.56 | 8 | 13.4
2035 | RMPA_2_SPP_N | RMPA | SPP_N | External | Shoulder | B13 | 600 | 210 | 210 | 119.16 | 135.75 | 8 | 8.59
2035 | RMPA_2_SPP_N | RMPA | SPP_N | External | Shoulder | B14 | 900 | 210 | 0 | 115.77 | 118.08 | 8 | 0
2035 | RMPA_2_SPP_N | RMPA | SPP_N | External | Shoulder | B15 | 1203 | 210 | 0 | 87.59 | 74.19 | 8 | 0
2035 | RMPA_2_SPP_N | RMPA | SPP_N | External | Summer | B1 | 10 | 210 | 0 | 253.57 | 250.59 | 8 | 0
2035 | RMPA_2_SPP_N | RMPA | SPP_N | External | Summer | B2 | 25 | 210 | 210 | 244.43 | 253.74 | 8 | 1.31
2035 | RMPA_2_SPP_N | RMPA | SPP_N | External | Summer | B3 | 75 | 210 | 0 | 244.43 | 251.76 | 8 | 0
2035 | RMPA_2_SPP_N | RMPA | SPP_N | External | Summer | B4 | 100 | 210 | 0 | 181.63 | 177.49 | 8 | 0
2035 | RMPA_2_SPP_N | RMPA | SPP_N | External | Summer | B5 | 200 | 210 | 0 | 172.85 | 169.83 | 8 | 0
2035 | RMPA_2_SPP_N | RMPA | SPP_N | External | Summer | B6 | 300 | 210 | 0 | 172.85 | 165.22 | 8 | 0
2035 | RMPA_2_SPP_N | RMPA | SPP_N | External | Summer | B7 | 400 | 210 | 0 | 171.96 | 158.31 | 8 | 0
2035 | RMPA_2_SPP_N | RMPA | SPP_N | External | Summer | B8 | 500 | 210 | 0 | 167.33 | 139.97 | 8 | 0
2035 | RMPA_2_SPP_N | RMPA | SPP_N | External | Summer | B9 | 800 | 210 | 0 | 151 | 139.97 | 8 | 0
2035 | RMPA_2_SPP_N | RMPA | SPP_N | External | Summer | B10 | 1262 | 210 | 0 | 134.69 | 118.59 | 8 | 0
2035 | RMPA_2_SPP_N | RMPA | SPP_N | External | Winter | B16 | 25 | 210 | 0 | 139.94 | 136.22 | 8 | 0
2035 | RMPA_2_SPP_N | RMPA | SPP_N | External | Winter | B17 | 100 | 210 | 0 | 119.48 | 125.5 | 8 | 0
2035 | RMPA_2_SPP_N | RMPA | SPP_N | External | Winter | B18 | 400 | 210 | 210 | 119.48 | 134.11 | 8 | 6.62
2035 | RMPA_2_SPP_N | RMPA | SPP_N | External | Winter | B19 | 700 | 210 | 210 | 119.48 | 127.8 | 8 | 0.31
2035 | RMPA_2_SPP_N | RMPA | SPP_N | External | Winter | B20 | 935 | 210 | 0 | 85.99 | 73.56 | 8 | 0
2035 | SPP_N_2_RMPA | SPP_N | RMPA | External | Shoulder | B11 | 25 | 210 | 0 | 149.95 | 127.95 | 5 | 0
2035 | SPP_N_2_RMPA | SPP_N | RMPA | External | Shoulder | B12 | 200 | 210 | 0 | 140.56 | 119.16 | 5 | 0
2035 | SPP_N_2_RMPA | SPP_N | RMPA | External | Shoulder | B13 | 600 | 210 | 0 | 135.75 | 119.16 | 5 | 0
2035 | SPP_N_2_RMPA | SPP_N | RMPA | External | Shoulder | B14 | 900 | 210 | 0 | 118.08 | 115.77 | 5 | 0
2035 | SPP_N_2_RMPA | SPP_N | RMPA | External | Shoulder | B15 | 1203 | 210 | 210 | 74.19 | 87.59 | 5 | 8.4
2035 | SPP_N_2_RMPA | SPP_N | RMPA | External | Summer | B1 | 10 | 210 | 0 | 250.59 | 253.57 | 5 | 0
2035 | SPP_N_2_RMPA | SPP_N | RMPA | External | Summer | B2 | 25 | 210 | 0 | 253.74 | 244.43 | 5 | 0
2035 | SPP_N_2_RMPA | SPP_N | RMPA | External | Summer | B3 | 75 | 210 | 0 | 251.76 | 244.43 | 5 | 0
2035 | SPP_N_2_RMPA | SPP_N | RMPA | External | Summer | B4 | 100 | 210 | 0 | 177.49 | 181.63 | 5 | 0
2035 | SPP_N_2_RMPA | SPP_N | RMPA | External | Summer | B5 | 200 | 210 | 0 | 169.83 | 172.85 | 5 | 0
2035 | SPP_N_2_RMPA | SPP_N | RMPA | External | Summer | B6 | 300 | 210 | 210 | 165.22 | 172.85 | 5 | 2.63
2035 | SPP_N_2_RMPA | SPP_N | RMPA | External | Summer | B7 | 400 | 210 | 210 | 158.31 | 171.96 | 5 | 8.65
2035 | SPP_N_2_RMPA | SPP_N | RMPA | External | Summer | B8 | 500 | 210 | 210 | 139.97 | 167.33 | 5 | 22.36
2035 | SPP_N_2_RMPA | SPP_N | RMPA | External | Summer | B9 | 800 | 210 | 210 | 139.97 | 151 | 5 | 6.03
2035 | SPP_N_2_RMPA | SPP_N | RMPA | External | Summer | B10 | 1262 | 210 | 210 | 118.59 | 134.69 | 5 | 11.1
2035 | SPP_N_2_RMPA | SPP_N | RMPA | External | Winter | B16 | 25 | 210 | 0 | 136.22 | 139.94 | 5 | 0
2035 | SPP_N_2_RMPA | SPP_N | RMPA | External | Winter | B17 | 100 | 210 | 0 | 125.5 | 119.48 | 5 | 0
2035 | SPP_N_2_RMPA | SPP_N | RMPA | External | Winter | B18 | 400 | 210 | 0 | 134.11 | 119.48 | 5 | 0
2035 | SPP_N_2_RMPA | SPP_N | RMPA | External | Winter | B19 | 700 | 210 | 0 | 127.8 | 119.48 | 5 | 0
2035 | SPP_N_2_RMPA | SPP_N | RMPA | External | Winter | B20 | 935 | 210 | 210 | 73.56 | 85.99 | 5 | 7.43
2035 | SPP_S_2_ERCOT | SPP_S | ERCOT | External | Shoulder | B11 | 25 | 800 | 613.4 | 158.56 | 163.56 | 5 | 0
2035 | SPP_S_2_ERCOT | SPP_S | ERCOT | External | Shoulder | B12 | 200 | 800 | 0 | 140.57 | 143.09 | 5 | 0
2035 | SPP_S_2_ERCOT | SPP_S | ERCOT | External | Shoulder | B13 | 600 | 800 | 0 | 135.77 | 140.51 | 5 | 0
2035 | SPP_S_2_ERCOT | SPP_S | ERCOT | External | Shoulder | B14 | 900 | 800 | 800 | 118.07 | 140.51 | 5 | 17.44
2035 | SPP_S_2_ERCOT | SPP_S | ERCOT | External | Shoulder | B15 | 1203 | 800 | 0 | 73.5 | 73.5 | 5 | 0
2035 | SPP_S_2_ERCOT | SPP_S | ERCOT | External | Summer | B1 | 10 | 800 | 800 | 162.16 | 256.15 | 5 | 88.99
2035 | SPP_S_2_ERCOT | SPP_S | ERCOT | External | Summer | B2 | 25 | 800 | 800 | 236.68 | 256.15 | 5 | 14.47
2035 | SPP_S_2_ERCOT | SPP_S | ERCOT | External | Summer | B3 | 75 | 800 | 0 | 236.68 | 228.68 | 5 | 0
2035 | SPP_S_2_ERCOT | SPP_S | ERCOT | External | Summer | B4 | 100 | 800 | 0 | 177.47 | 162 | 5 | 0
2035 | SPP_S_2_ERCOT | SPP_S | ERCOT | External | Summer | B5 | 200 | 800 | 0 | 169.85 | 162 | 5 | 0
2035 | SPP_S_2_ERCOT | SPP_S | ERCOT | External | Summer | B6 | 300 | 800 | 0 | 165.23 | 162 | 5 | 0
2035 | SPP_S_2_ERCOT | SPP_S | ERCOT | External | Summer | B7 | 400 | 800 | 0 | 161.78 | 162 | 5 | 0
2035 | SPP_S_2_ERCOT | SPP_S | ERCOT | External | Summer | B8 | 500 | 800 | 0 | 139.98 | 139.18 | 5 | 0
2035 | SPP_S_2_ERCOT | SPP_S | ERCOT | External | Summer | B9 | 800 | 800 | 0 | 139.98 | 139.18 | 5 | 0
2035 | SPP_S_2_ERCOT | SPP_S | ERCOT | External | Summer | B10 | 1262 | 800 | 800 | 118.6 | 128.96 | 5 | 5.36
2035 | SPP_S_2_ERCOT | SPP_S | ERCOT | External | Winter | B16 | 25 | 800 | 800 | 136.24 | 166.82 | 5 | 25.59
2035 | SPP_S_2_ERCOT | SPP_S | ERCOT | External | Winter | B17 | 100 | 800 | 800 | 125.51 | 143.29 | 5 | 12.78
2035 | SPP_S_2_ERCOT | SPP_S | ERCOT | External | Winter | B18 | 400 | 800 | 800 | 134.12 | 143.29 | 5 | 4.17
2035 | SPP_S_2_ERCOT | SPP_S | ERCOT | External | Winter | B19 | 700 | 800 | 800 | 127.81 | 143.29 | 5 | 10.48
2035 | SPP_S_2_ERCOT | SPP_S | ERCOT | External | Winter | B20 | 935 | 800 | 0 | 73.55 | 73.5 | 5 | 0
2040 | AZ_NM_SNV_Coal_2_SPP_S | AZ_NM_SNV_Coal | SPP_S | External | Shoulder | B11 | 25 | 400 | 400 | 81.67 | 190.5 | 8.17 | 100.66
2040 | AZ_NM_SNV_Coal_2_SPP_S | AZ_NM_SNV_Coal | SPP_S | External | Shoulder | B12 | 200 | 400 | 400 | 73.52 | 174.76 | 8.17 | 93.08
2040 | AZ_NM_SNV_Coal_2_SPP_S | AZ_NM_SNV_Coal | SPP_S | External | Shoulder | B13 | 600 | 400 | 400 | 73.51 | 111.57 | 8.17 | 29.9
2040 | AZ_NM_SNV_Coal_2_SPP_S | AZ_NM_SNV_Coal | SPP_S | External | Shoulder | B14 | 900 | 400 | 354.85 | 73.51 | 81.67 | 8.17 | 0
2040 | AZ_NM_SNV_Coal_2_SPP_S | AZ_NM_SNV_Coal | SPP_S | External | Shoulder | B15 | 1203 | 400 | 400 | 64.09 | 73.48 | 8.17 | 1.23
2040 | AZ_NM_SNV_Coal_2_SPP_S | AZ_NM_SNV_Coal | SPP_S | External | Summer | B1 | 10 | 400 | 0 | 300.43 | 208.25 | 8.17 | 0
2040 | AZ_NM_SNV_Coal_2_SPP_S | AZ_NM_SNV_Coal | SPP_S | External | Summer | B2 | 25 | 400 | 400 | 250.44 | 304.26 | 8.17 | 45.65
2040 | AZ_NM_SNV_Coal_2_SPP_S | AZ_NM_SNV_Coal | SPP_S | External | Summer | B3 | 75 | 400 | 400 | 223.56 | 304.26 | 8.17 | 72.54
2040 | AZ_NM_SNV_Coal_2_SPP_S | AZ_NM_SNV_Coal | SPP_S | External | Summer | B4 | 100 | 400 | 400 | 209.41 | 222.26 | 8.17 | 4.68
2040 | AZ_NM_SNV_Coal_2_SPP_S | AZ_NM_SNV_Coal | SPP_S | External | Summer | B5 | 200 | 400 | 0 | 209.41 | 215.97 | 8.17 | 0
2040 | AZ_NM_SNV_Coal_2_SPP_S | AZ_NM_SNV_Coal | SPP_S | External | Summer | B6 | 300 | 400 | 0 | 209.41 | 208.25 | 8.17 | 0
2040 | AZ_NM_SNV_Coal_2_SPP_S | AZ_NM_SNV_Coal | SPP_S | External | Summer | B7 | 400 | 400 | 0 | 208.5 | 207.76 | 8.17 | 0
2040 | AZ_NM_SNV_Coal_2_SPP_S | AZ_NM_SNV_Coal | SPP_S | External | Summer | B8 | 500 | 400 | 0 | 205.1 | 179.24 | 8.17 | 0
2040 | AZ_NM_SNV_Coal_2_SPP_S | AZ_NM_SNV_Coal | SPP_S | External | Summer | B9 | 800 | 400 | 0 | 200.34 | 179.24 | 8.17 | 0
2040 | AZ_NM_SNV_Coal_2_SPP_S | AZ_NM_SNV_Coal | SPP_S | External | Summer | B10 | 1262 | 400 | 0 | 184.01 | 83.62 | 8.17 | 0
2040 | AZ_NM_SNV_Coal_2_SPP_S | AZ_NM_SNV_Coal | SPP_S | External | Winter | B16 | 25 | 400 | 400 | 79.55 | 175.65 | 8.17 | 87.93
2040 | AZ_NM_SNV_Coal_2_SPP_S | AZ_NM_SNV_Coal | SPP_S | External | Winter | B17 | 100 | 400 | 400 | 73.52 | 100.37 | 8.17 | 18.68
2040 | AZ_NM_SNV_Coal_2_SPP_S | AZ_NM_SNV_Coal | SPP_S | External | Winter | B18 | 400 | 400 | 400 | 73.51 | 112.72 | 8.17 | 31.05
2040 | AZ_NM_SNV_Coal_2_SPP_S | AZ_NM_SNV_Coal | SPP_S | External | Winter | B19 | 700 | 400 | 400 | 73.51 | 99.85 | 8.17 | 18.18
2040 | AZ_NM_SNV_Coal_2_SPP_S | AZ_NM_SNV_Coal | SPP_S | External | Winter | B20 | 935 | 400 | 400 | 64.56 | 73.5 | 8.17 | 0.77
2040 | ERCOT_2_SPP_S | ERCOT | SPP_S | External | Shoulder | B11 | 25 | 800 | 0 | 209.71 | 190.5 | 8 | 0
2040 | ERCOT_2_SPP_S | ERCOT | SPP_S | External | Shoulder | B12 | 200 | 800 | 0 | 179.76 | 174.76 | 8 | 0
2040 | ERCOT_2_SPP_S | ERCOT | SPP_S | External | Shoulder | B13 | 600 | 800 | 0 | 179.76 | 111.57 | 8 | 0
2040 | ERCOT_2_SPP_S | ERCOT | SPP_S | External | Shoulder | B14 | 900 | 800 | 0 | 90.16 | 81.67 | 8 | 0
2040 | ERCOT_2_SPP_S | ERCOT | SPP_S | External | Shoulder | B15 | 1203 | 800 | 800 | 54.18 | 73.48 | 8 | 11.31
2040 | ERCOT_2_SPP_S | ERCOT | SPP_S | External | Summer | B1 | 10 | 800 | 0 | 340.99 | 208.25 | 8 | 0
2040 | ERCOT_2_SPP_S | ERCOT | SPP_S | External | Summer | B2 | 25 | 800 | 0 | 340.99 | 304.26 | 8 | 0
2040 | ERCOT_2_SPP_S | ERCOT | SPP_S | External | Summer | B3 | 75 | 800 | 800 | 207.97 | 304.26 | 8 | 88.29
2040 | ERCOT_2_SPP_S | ERCOT | SPP_S | External | Summer | B4 | 100 | 800 | 800 | 207.97 | 222.26 | 8 | 6.29
2040 | ERCOT_2_SPP_S | ERCOT | SPP_S | External | Summer | B5 | 200 | 800 | 83.94 | 207.97 | 215.97 | 8 | 0
2040 | ERCOT_2_SPP_S | ERCOT | SPP_S | External | Summer | B6 | 300 | 800 | 0 | 207.97 | 208.25 | 8 | 0
2040 | ERCOT_2_SPP_S | ERCOT | SPP_S | External | Summer | B7 | 400 | 800 | 0 | 207.97 | 207.76 | 8 | 0
2040 | ERCOT_2_SPP_S | ERCOT | SPP_S | External | Summer | B8 | 500 | 800 | 0 | 178.28 | 179.24 | 8 | 0
2040 | ERCOT_2_SPP_S | ERCOT | SPP_S | External | Summer | B9 | 800 | 800 | 0 | 178.28 | 179.24 | 8 | 0
2040 | ERCOT_2_SPP_S | ERCOT | SPP_S | External | Summer | B10 | 1262 | 800 | 800 | 73.5 | 83.62 | 8 | 2.12
2040 | ERCOT_2_SPP_S | ERCOT | SPP_S | External | Winter | B16 | 25 | 800 | 0 | 182.83 | 175.65 | 8 | 0
2040 | ERCOT_2_SPP_S | ERCOT | SPP_S | External | Winter | B17 | 100 | 800 | 0 | 182.83 | 100.37 | 8 | 0
2040 | ERCOT_2_SPP_S | ERCOT | SPP_S | External | Winter | B18 | 400 | 800 | 0 | 182.83 | 112.72 | 8 | 0
2040 | ERCOT_2_SPP_S | ERCOT | SPP_S | External | Winter | B19 | 700 | 800 | 0 | 101.79 | 99.85 | 8 | 0
2040 | ERCOT_2_SPP_S | ERCOT | SPP_S | External | Winter | B20 | 935 | 800 | 800 | 54.18 | 73.5 | 8 | 11.32
2040 | MAPP_US_2_RMPA | MAPP_US | RMPA | External | Shoulder | B11 | 25 | 200 | 0 | 170.26 | 87.99 | 8 | 0
2040 | MAPP_US_2_RMPA | MAPP_US | RMPA | External | Shoulder | B12 | 200 | 200 | 0 | 161.53 | 81.69 | 8 | 0
2040 | MAPP_US_2_RMPA | MAPP_US | RMPA | External | Shoulder | B13 | 600 | 200 | 0 | 89.67 | 81.67 | 8 | 0
2040 | MAPP_US_2_RMPA | MAPP_US | RMPA | External | Shoulder | B14 | 900 | 200 | 200 | 69.61 | 81.67 | 8 | 4.06
2040 | MAPP_US_2_RMPA | MAPP_US | RMPA | External | Shoulder | B15 | 1203 | 200 | 200 | 59.5 | 73.5 | 8 | 6
2040 | MAPP_US_2_RMPA | MAPP_US | RMPA | External | Summer | B1 | 10 | 200 | 0 | 323.52 | 322.97 | 8 | 0
2040 | MAPP_US_2_RMPA | MAPP_US | RMPA | External | Summer | B2 | 25 | 200 | 0 | 320.17 | 258.61 | 8 | 0
2040 | MAPP_US_2_RMPA | MAPP_US | RMPA | External | Summer | B3 | 75 | 200 | 0 | 320.17 | 231.73 | 8 | 0
2040 | MAPP_US_2_RMPA | MAPP_US | RMPA | External | Summer | B4 | 100 | 200 | 0 | 220.28 | 221.09 | 8 | 0
2040 | MAPP_US_2_RMPA | MAPP_US | RMPA | External | Summer | B5 | 200 | 200 | 74.13 | 212.96 | 220.96 | 8 | 0
2040 | MAPP_US_2_RMPA | MAPP_US | RMPA | External | Summer | B6 | 300 | 200 | 200 | 201.8 | 217.58 | 8 | 7.78
2040 | MAPP_US_2_RMPA | MAPP_US | RMPA | External | Summer | B7 | 400 | 200 | 200 | 177.67 | 208.5 | 8 | 22.83
2040 | MAPP_US_2_RMPA | MAPP_US | RMPA | External | Summer | B8 | 500 | 200 | 200 | 168.56 | 196.93 | 8 | 20.37
2040 | MAPP_US_2_RMPA | MAPP_US | RMPA | External | Summer | B9 | 800 | 200 | 200 | 168.56 | 190.07 | 8 | 13.51
2040 | MAPP_US_2_RMPA | MAPP_US | RMPA | External | Summer | B10 | 1262 | 200 | 200 | 69.61 | 163.94 | 8 | 86.33
2040 | MAPP_US_2_RMPA | MAPP_US | RMPA | External | Winter | B16 | 25 | 200 | 200 | 64.51 | 100.37 | 8 | 27.86
2040 | MAPP_US_2_RMPA | MAPP_US | RMPA | External | Winter | B17 | 100 | 200 | 0 | 86.35 | 87.99 | 8 | 0
2040 | MAPP_US_2_RMPA | MAPP_US | RMPA | External | Winter | B18 | 400 | 200 | 0 | 89.91 | 81.67 | 8 | 0
2040 | MAPP_US_2_RMPA | MAPP_US | RMPA | External | Winter | B19 | 700 | 200 | 0 | 89.91 | 81.67 | 8 | 0
2040 | MAPP_US_2_RMPA | MAPP_US | RMPA | External | Winter | B20 | 935 | 200 | 200 | 64.51 | 73.5 | 8 | 0.99
2040 | NE_2_RMPA | NE | RMPA | External | Shoulder | B11 | 25 | 310 | 0 | 184.25 | 87.99 | 5 | 0
2040 | NE_2_RMPA | NE | RMPA | External | Shoulder | B12 | 200 | 310 | 0 | 174.74 | 81.69 | 5 | 0
2040 | NE_2_RMPA | NE | RMPA | External | Shoulder | B13 | 600 | 310 | 0 | 111.55 | 81.67 | 5 | 0
2040 | NE_2_RMPA | NE | RMPA | External | Shoulder | B14 | 900 | 310 | 0 | 81.84 | 81.67 | 5 | 0
2040 | NE_2_RMPA | NE | RMPA | External | Shoulder | B15 | 1203 | 310 | 0 | 73.5 | 73.5 | 5 | 0
2040 | NE_2_RMPA | NE | RMPA | External | Summer | B1 | 10 | 310 | 0 | 330.97 | 322.97 | 5 | 0
2040 | NE_2_RMPA | NE | RMPA | External | Summer | B2 | 25 | 310 | 0 | 329.17 | 258.61 | 5 | 0
2040 | NE_2_RMPA | NE | RMPA | External | Summer | B3 | 75 | 310 | 0 | 331.12 | 231.73 | 5 | 0
2040 | NE_2_RMPA | NE | RMPA | External | Summer | B4 | 100 | 310 | 0 | 229.09 | 221.09 | 5 | 0
2040 | NE_2_RMPA | NE | RMPA | External | Summer | B5 | 200 | 310 | 0 | 226.2 | 220.96 | 5 | 0
2040 | NE_2_RMPA | NE | RMPA | External | Summer | B6 | 300 | 310 | 0 | 215.8 | 217.58 | 5 | 0
2040 | NE_2_RMPA | NE | RMPA | External | Summer | B7 | 400 | 310 | 310 | 191.67 | 208.5 | 5 | 11.83
2040 | NE_2_RMPA | NE | RMPA | External | Summer | B8 | 500 | 310 | 310 | 179.22 | 196.93 | 5 | 12.71
2040 | NE_2_RMPA | NE | RMPA | External | Summer | B9 | 800 | 310 | 310 | 179.22 | 190.07 | 5 | 5.85
2040 | NE_2_RMPA | NE | RMPA | External | Summer | B10 | 1262 | 310 | 310 | 83.6 | 163.94 | 5 | 75.34
2040 | NE_2_RMPA | NE | RMPA | External | Winter | B16 | 25 | 310 | 0 | 103.91 | 100.37 | 5 | 0
2040 | NE_2_RMPA | NE | RMPA | External | Winter | B17 | 100 | 310 | 0 | 100.35 | 87.99 | 5 | 0
2040 | NE_2_RMPA | NE | RMPA | External | Winter | B18 | 400 | 310 | 0 | 112.7 | 81.67 | 5 | 0
2040 | NE_2_RMPA | NE | RMPA | External | Winter | B19 | 700 | 310 | 0 | 99.84 | 81.67 | 5 | 0
2040 | NE_2_RMPA | NE | RMPA | External | Winter | B20 | 935 | 310 | 0 | 73.51 | 73.5 | 5 | 0
2040 | NWPP_Coal_2_MAPP_US | NWPP_Coal | MAPP_US | External | Shoulder | B11 | 25 | 150 | 150 | 73.51 | 170.26 | 8 | 88.76
2040 | NWPP_Coal_2_MAPP_US | NWPP_Coal | MAPP_US | External | Shoulder | B12 | 200 | 150 | 150 | 73.51 | 161.53 | 8 | 80.03
2040 | NWPP_Coal_2_MAPP_US | NWPP_Coal | MAPP_US | External | Shoulder | B13 | 600 | 150 | 150 | 73.51 | 89.67 | 8 | 8.17
2040 | NWPP_Coal_2_MAPP_US | NWPP_Coal | MAPP_US | External | Shoulder | B14 | 900 | 150 | 0 | 73.51 | 69.61 | 8 | 0
2040 | NWPP_Coal_2_MAPP_US | NWPP_Coal | MAPP_US | External | Shoulder | B15 | 1203 | 150 | 0 | 73.51 | 59.5 | 8 | 0
2040 | NWPP_Coal_2_MAPP_US | NWPP_Coal | MAPP_US | External | Summer | B1 | 10 | 150 | 150 | 250.42 | 323.52 | 8 | 65.1
2040 | NWPP_Coal_2_MAPP_US | NWPP_Coal | MAPP_US | External | Summer | B2 | 25 | 150 | 150 | 221.9 | 320.17 | 8 | 90.28
2040 | NWPP_Coal_2_MAPP_US | NWPP_Coal | MAPP_US | External | Summer | B3 | 75 | 150 | 150 | 200.33 | 320.17 | 8 | 111.84
2040 | NWPP_Coal_2_MAPP_US | NWPP_Coal | MAPP_US | External | Summer | B4 | 100 | 150 | 150 | 200.33 | 220.28 | 8 | 11.95
2040 | NWPP_Coal_2_MAPP_US | NWPP_Coal | MAPP_US | External | Summer | B5 | 200 | 150 | 150 | 200.33 | 212.96 | 8 | 4.63
2040 | NWPP_Coal_2_MAPP_US | NWPP_Coal | MAPP_US | External | Summer | B6 | 300 | 150 | 0 | 200.33 | 201.8 | 8 | 0
2040 | NWPP_Coal_2_MAPP_US | NWPP_Coal | MAPP_US | External | Summer | B7 | 400 | 150 | 0 | 200.33 | 177.67 | 8 | 0
2040 | NWPP_Coal_2_MAPP_US | NWPP_Coal | MAPP_US | External | Summer | B8 | 500 | 150 | 0 | 200.33 | 168.56 | 8 | 0
2040 | NWPP_Coal_2_MAPP_US | NWPP_Coal | MAPP_US | External | Summer | B9 | 800 | 150 | 0 | 200.33 | 168.56 | 8 | 0
2040 | NWPP_Coal_2_MAPP_US | NWPP_Coal | MAPP_US | External | Summer | B10 | 1262 | 150 | 0 | 200.33 | 69.61 | 8 | 0
2040 | NWPP_Coal_2_MAPP_US | NWPP_Coal | MAPP_US | External | Winter | B16 | 25 | 150 | 0 | 73.51 | 64.51 | 8 | 0
2040 | NWPP_Coal_2_MAPP_US | NWPP_Coal | MAPP_US | External | Winter | B17 | 100 | 150 | 150 | 73.51 | 86.35 | 8 | 4.84
2040 | NWPP_Coal_2_MAPP_US | NWPP_Coal | MAPP_US | External | Winter | B18 | 400 | 150 | 150 | 73.51 | 89.91 | 8 | 8.4
2040 | NWPP_Coal_2_MAPP_US | NWPP_Coal | MAPP_US | External | Winter | B19 | 700 | 150 | 150 | 73.51 | 89.91 | 8 | 8.4
2040 | NWPP_Coal_2_MAPP_US | NWPP_Coal | MAPP_US | External | Winter | B20 | 935 | 150 | 0 | 73.51 | 64.51 | 8 | 0
2040 | RMPA_2_MAPP_US | RMPA | MAPP_US | External | Shoulder | B11 | 25 | 200 | 200 | 87.99 | 170.26 | 8 | 74.27
2040 | RMPA_2_MAPP_US | RMPA | MAPP_US | External | Shoulder | B12 | 200 | 200 | 200 | 81.69 | 161.53 | 8 | 71.85
2040 | RMPA_2_MAPP_US | RMPA | MAPP_US | External | Shoulder | B13 | 600 | 200 | 142.5 | 81.67 | 89.67 | 8 | 0
2040 | RMPA_2_MAPP_US | RMPA | MAPP_US | External | Shoulder | B14 | 900 | 200 | 0 | 81.67 | 69.61 | 8 | 0
2040 | RMPA_2_MAPP_US | RMPA | MAPP_US | External | Shoulder | B15 | 1203 | 200 | 0 | 73.5 | 59.5 | 8 | 0
2040 | RMPA_2_MAPP_US | RMPA | MAPP_US | External | Summer | B1 | 10 | 200 | 0 | 322.97 | 323.52 | 8 | 0
2040 | RMPA_2_MAPP_US | RMPA | MAPP_US | External | Summer | B2 | 25 | 200 | 200 | 258.61 | 320.17 | 8 | 53.56
2040 | RMPA_2_MAPP_US | RMPA | MAPP_US | External | Summer | B3 | 75 | 200 | 200 | 231.73 | 320.17 | 8 | 80.45
2040 | RMPA_2_MAPP_US | RMPA | MAPP_US | External | Summer | B4 | 100 | 200 | 0 | 221.09 | 220.28 | 8 | 0
2040 | RMPA_2_MAPP_US | RMPA | MAPP_US | External | Summer | B5 | 200 | 200 | 0 | 220.96 | 212.96 | 8 | 0
2040 | RMPA_2_MAPP_US | RMPA | MAPP_US | External | Summer | B6 | 300 | 200 | 0 | 217.58 | 201.8 | 8 | 0
2040 | RMPA_2_MAPP_US | RMPA | MAPP_US | External | Summer | B7 | 400 | 200 | 0 | 208.5 | 177.67 | 8 | 0
2040 | RMPA_2_MAPP_US | RMPA | MAPP_US | External | Summer | B8 | 500 | 200 | 0 | 196.93 | 168.56 | 8 | 0
2040 | RMPA_2_MAPP_US | RMPA | MAPP_US | External | Summer | B9 | 800 | 200 | 0 | 190.07 | 168.56 | 8 | 0
2040 | RMPA_2_MAPP_US | RMPA | MAPP_US | External | Summer | B10 | 1262 | 200 | 0 | 163.94 | 69.61 | 8 | 0
2040 | RMPA_2_MAPP_US | RMPA | MAPP_US | External | Winter | B16 | 25 | 200 | 0 | 100.37 | 64.51 | 8 | 0
2040 | RMPA_2_MAPP_US | RMPA | MAPP_US | External | Winter | B17 | 100 | 200 | 0 | 87.99 | 86.35 | 8 | 0
2040 | RMPA_2_MAPP_US | RMPA | MAPP_US | External | Winter | B18 | 400 | 200 | 200 | 81.67 | 89.91 | 8 | 0.24
2040 | RMPA_2_MAPP_US | RMPA | MAPP_US | External | Winter | B19 | 700 | 200 | 200 | 81.67 | 89.91 | 8 | 0.24
2040 | RMPA_2_MAPP_US | RMPA | MAPP_US | External | Winter | B20 | 935 | 200 | 0 | 73.5 | 64.51 | 8 | 0
2040 | RMPA_2_NE | RMPA | NE | External | Shoulder | B11 | 25 | 310 | 310 | 87.99 | 184.25 | 8 | 88.26
2040 | RMPA_2_NE | RMPA | NE | External | Shoulder | B12 | 200 | 310 | 310 | 81.69 | 174.74 | 8 | 85.05
2040 | RMPA_2_NE | RMPA | NE | External | Shoulder | B13 | 600 | 310 | 310 | 81.67 | 111.55 | 8 | 21.87
2040 | RMPA_2_NE | RMPA | NE | External | Shoulder | B14 | 900 | 310 | 0 | 81.67 | 81.84 | 8 | 0
2040 | RMPA_2_NE | RMPA | NE | External | Shoulder | B15 | 1203 | 310 | 0 | 73.5 | 73.5 | 8 | 0
2040 | RMPA_2_NE | RMPA | NE | External | Summer | B1 | 10 | 310 | 279.86 | 322.97 | 330.97 | 8 | 0
2040 | RMPA_2_NE | RMPA | NE | External | Summer | B2 | 25 | 310 | 310 | 258.61 | 329.17 | 8 | 62.56
2040 | RMPA_2_NE | RMPA | NE | External | Summer | B3 | 75 | 310 | 310 | 231.73 | 331.12 | 8 | 91.4
2040 | RMPA_2_NE | RMPA | NE | External | Summer | B4 | 100 | 310 | 126.42 | 221.09 | 229.09 | 8 | 0
2040 | RMPA_2_NE | RMPA | NE | External | Summer | B5 | 200 | 310 | 0 | 220.96 | 226.2 | 8 | 0
2040 | RMPA_2_NE | RMPA | NE | External | Summer | B6 | 300 | 310 | 0 | 217.58 | 215.8 | 8 | 0
2040 | RMPA_2_NE | RMPA | NE | External | Summer | B7 | 400 | 310 | 0 | 208.5 | 191.67 | 8 | 0
2040 | RMPA_2_NE | RMPA | NE | External | Summer | B8 | 500 | 310 | 0 | 196.93 | 179.22 | 8 | 0
2040 | RMPA_2_NE | RMPA | NE | External | Summer | B9 | 800 | 310 | 0 | 190.07 | 179.22 | 8 | 0
2040 | RMPA_2_NE | RMPA | NE | External | Summer | B10 | 1262 | 310 | 0 | 163.94 | 83.6 | 8 | 0
2040 | RMPA_2_NE | RMPA | NE | External | Winter | B16 | 25 | 310 | 0 | 100.37 | 103.91 | 8 | 0
2040 | RMPA_2_NE | RMPA | NE | External | Winter | B17 | 100 | 310 | 310 | 87.99 | 100.35 | 8 | 4.35
2040 | RMPA_2_NE | RMPA | NE | External | Winter | B18 | 400 | 310 | 310 | 81.67 | 112.7 | 8 | 23.02
2040 | RMPA_2_NE | RMPA | NE | External | Winter | B19 | 700 | 310 | 310 | 81.67 | 99.84 | 8 | 10.17
2040 | RMPA_2_NE | RMPA | NE | External | Winter | B20 | 935 | 310 | 0 | 73.5 | 73.51 | 8 | 0
2040 | RMPA_2_SPP_N | RMPA | SPP_N | External | Shoulder | B11 | 25 | 210 | 210 | 87.99 | 184.26 | 8 | 88.27
2040 | RMPA_2_SPP_N | RMPA | SPP_N | External | Shoulder | B12 | 200 | 210 | 210 | 81.69 | 174.75 | 8 | 85.06
2040 | RMPA_2_SPP_N | RMPA | SPP_N | External | Shoulder | B13 | 600 | 210 | 210 | 81.67 | 111.56 | 8 | 21.89
2040 | RMPA_2_SPP_N | RMPA | SPP_N | External | Shoulder | B14 | 900 | 210 | 0 | 81.67 | 81.85 | 8 | 0
2040 | RMPA_2_SPP_N | RMPA | SPP_N | External | Shoulder | B15 | 1203 | 210 | 0 | 73.5 | 73.5 | 8 | 0
2040 | RMPA_2_SPP_N | RMPA | SPP_N | External | Summer | B1 | 10 | 210 | 0 | 322.97 | 325.52 | 8 | 0
2040 | RMPA_2_SPP_N | RMPA | SPP_N | External | Summer | B2 | 25 | 210 | 210 | 258.61 | 329.16 | 8 | 62.55
2040 | RMPA_2_SPP_N | RMPA | SPP_N | External | Summer | B3 | 75 | 210 | 210 | 231.73 | 331.11 | 8 | 91.38
2040 | RMPA_2_SPP_N | RMPA | SPP_N | External | Summer | B4 | 100 | 210 | 0 | 221.09 | 222.27 | 8 | 0
2040 | RMPA_2_SPP_N | RMPA | SPP_N | External | Summer | B5 | 200 | 210 | 0 | 220.96 | 215.96 | 8 | 0
2040 | RMPA_2_SPP_N | RMPA | SPP_N | External | Summer | B6 | 300 | 210 | 0 | 217.58 | 208.24 | 8 | 0
2040 | RMPA_2_SPP_N | RMPA | SPP_N | External | Summer | B7 | 400 | 210 | 0 | 208.5 | 191.67 | 8 | 0
2040 | RMPA_2_SPP_N | RMPA | SPP_N | External | Summer | B8 | 500 | 210 | 0 | 196.93 | 179.23 | 8 | 0
2040 | RMPA_2_SPP_N | RMPA | SPP_N | External | Summer | B9 | 800 | 210 | 0 | 190.07 | 179.23 | 8 | 0
2040 | RMPA_2_SPP_N | RMPA | SPP_N | External | Summer | B10 | 1262 | 210 | 0 | 163.94 | 83.61 | 8 | 0
2040 | RMPA_2_SPP_N | RMPA | SPP_N | External | Winter | B16 | 25 | 210 | 210 | 100.37 | 175.64 | 8 | 67.27
2040 | RMPA_2_SPP_N | RMPA | SPP_N | External | Winter | B17 | 100 | 210 | 210 | 87.99 | 100.36 | 8 | 4.37
2040 | RMPA_2_SPP_N | RMPA | SPP_N | External | Winter | B18 | 400 | 210 | 210 | 81.67 | 112.71 | 8 | 23.04
2040 | RMPA_2_SPP_N | RMPA | SPP_N | External | Winter | B19 | 700 | 210 | 210 | 81.67 | 99.85 | 8 | 10.18
2040 | RMPA_2_SPP_N | RMPA | SPP_N | External | Winter | B20 | 935 | 210 | 0 | 73.5 | 73.5 | 8 | 0
2040 | SPP_N_2_RMPA | SPP_N | RMPA | External | Shoulder | B11 | 25 | 210 | 0 | 184.26 | 87.99 | 5 | 0
2040 | SPP_N_2_RMPA | SPP_N | RMPA | External | Shoulder | B12 | 200 | 210 | 0 | 174.75 | 81.69 | 5 | 0
2040 | SPP_N_2_RMPA | SPP_N | RMPA | External | Shoulder | B13 | 600 | 210 | 0 | 111.56 | 81.67 | 5 | 0
2040 | SPP_N_2_RMPA | SPP_N | RMPA | External | Shoulder | B14 | 900 | 210 | 0 | 81.85 | 81.67 | 5 | 0
2040 | SPP_N_2_RMPA | SPP_N | RMPA | External | Shoulder | B15 | 1203 | 210 | 0 | 73.5 | 73.5 | 5 | 0
2040 | SPP_N_2_RMPA | SPP_N | RMPA | External | Summer | B1 | 10 | 210 | 0 | 325.52 | 322.97 | 5 | 0
2040 | SPP_N_2_RMPA | SPP_N | RMPA | External | Summer | B2 | 25 | 210 | 0 | 329.16 | 258.61 | 5 | 0
2040 | SPP_N_2_RMPA | SPP_N | RMPA | External | Summer | B3 | 75 | 210 | 0 | 331.11 | 231.73 | 5 | 0
2040 | SPP_N_2_RMPA | SPP_N | RMPA | External | Summer | B4 | 100 | 210 | 0 | 222.27 | 221.09 | 5 | 0
2040 | SPP_N_2_RMPA | SPP_N | RMPA | External | Summer | B5 | 200 | 210 | 39.15 | 215.96 | 220.96 | 5 | 0
2040 | SPP_N_2_RMPA | SPP_N | RMPA | External | Summer | B6 | 300 | 210 | 210 | 208.24 | 217.58 | 5 | 4.34
2040 | SPP_N_2_RMPA | SPP_N | RMPA | External | Summer | B7 | 400 | 210 | 210 | 191.67 | 208.5 | 5 | 11.83
2040 | SPP_N_2_RMPA | SPP_N | RMPA | External | Summer | B8 | 500 | 210 | 210 | 179.23 | 196.93 | 5 | 12.7
2040 | SPP_N_2_RMPA | SPP_N | RMPA | External | Summer | B9 | 800 | 210 | 210 | 179.23 | 190.07 | 5 | 5.84
2040 | SPP_N_2_RMPA | SPP_N | RMPA | External | Summer | B10 | 1262 | 210 | 210 | 83.61 | 163.94 | 5 | 75.33
2040 | SPP_N_2_RMPA | SPP_N | RMPA | External | Winter | B16 | 25 | 210 | 0 | 175.64 | 100.37 | 5 | 0
2040 | SPP_N_2_RMPA | SPP_N | RMPA | External | Winter | B17 | 100 | 210 | 0 | 100.36 | 87.99 | 5 | 0
2040 | SPP_N_2_RMPA | SPP_N | RMPA | External | Winter | B18 | 400 | 210 | 0 | 112.71 | 81.67 | 5 | 0
2040 | SPP_N_2_RMPA | SPP_N | RMPA | External | Winter | B19 | 700 | 210 | 0 | 99.85 | 81.67 | 5 | 0
2040 | SPP_N_2_RMPA | SPP_N | RMPA | External | Winter | B20 | 935 | 210 | 0 | 73.5 | 73.5 | 5 | 0
2040 | SPP_S_2_ERCOT | SPP_S | ERCOT | External | Shoulder | B11 | 25 | 800 | 800 | 190.5 | 209.71 | 5 | 14.21
2040 | SPP_S_2_ERCOT | SPP_S | ERCOT | External | Shoulder | B12 | 200 | 800 | 668.42 | 174.76 | 179.76 | 5 | 0
2040 | SPP_S_2_ERCOT | SPP_S | ERCOT | External | Shoulder | B13 | 600 | 800 | 800 | 111.57 | 179.76 | 5 | 63.19
2040 | SPP_S_2_ERCOT | SPP_S | ERCOT | External | Shoulder | B14 | 900 | 800 | 800 | 81.67 | 90.16 | 5 | 3.49
2040 | SPP_S_2_ERCOT | SPP_S | ERCOT | External | Shoulder | B15 | 1203 | 800 | 0 | 73.48 | 54.18 | 5 | 0
2040 | SPP_S_2_ERCOT | SPP_S | ERCOT | External | Summer | B1 | 10 | 800 | 800 | 208.25 | 340.99 | 5 | 127.74
2040 | SPP_S_2_ERCOT | SPP_S | ERCOT | External | Summer | B2 | 25 | 800 | 800 | 304.26 | 340.99 | 5 | 31.73
2040 | SPP_S_2_ERCOT | SPP_S | ERCOT | External | Summer | B3 | 75 | 800 | 0 | 304.26 | 207.97 | 5 | 0
2040 | SPP_S_2_ERCOT | SPP_S | ERCOT | External | Summer | B4 | 100 | 800 | 0 | 222.26 | 207.97 | 5 | 0
2040 | SPP_S_2_ERCOT | SPP_S | ERCOT | External | Summer | B5 | 200 | 800 | 0 | 215.97 | 207.97 | 5 | 0
2040 | SPP_S_2_ERCOT | SPP_S | ERCOT | External | Summer | B6 | 300 | 800 | 0 | 208.25 | 207.97 | 5 | 0
2040 | SPP_S_2_ERCOT | SPP_S | ERCOT | External | Summer | B7 | 400 | 800 | 0 | 207.76 | 207.97 | 5 | 0
2040 | SPP_S_2_ERCOT | SPP_S | ERCOT | External | Summer | B8 | 500 | 800 | 0 | 179.24 | 178.28 | 5 | 0
2040 | SPP_S_2_ERCOT | SPP_S | ERCOT | External | Summer | B9 | 800 | 800 | 0 | 179.24 | 178.28 | 5 | 0
2040 | SPP_S_2_ERCOT | SPP_S | ERCOT | External | Summer | B10 | 1262 | 800 | 0 | 83.62 | 73.5 | 5 | 0
2040 | SPP_S_2_ERCOT | SPP_S | ERCOT | External | Winter | B16 | 25 | 800 | 800 | 175.65 | 182.83 | 5 | 2.18
2040 | SPP_S_2_ERCOT | SPP_S | ERCOT | External | Winter | B17 | 100 | 800 | 800 | 100.37 | 182.83 | 5 | 77.46
2040 | SPP_S_2_ERCOT | SPP_S | ERCOT | External | Winter | B18 | 400 | 800 | 800 | 112.72 | 182.83 | 5 | 65.11
2040 | SPP_S_2_ERCOT | SPP_S | ERCOT | External | Winter | B19 | 700 | 800 | 0 | 99.85 | 101.79 | 5 | 0
2040 | SPP_S_2_ERCOT | SPP_S | ERCOT | External | Winter | B20 | 935 | 800 | 0 | 73.5 | 54.18 | 5 | 0