## Title
Future 3 Sensitivity 7: Federal Carbon at State/Regional Implementation, Flat Carbon Price after 2030
"The results presented herein use modeling assumptions developed by EIPC, EIPC stakeholders and CRA for purposes of EIPC capacity expansion modeling. As such, these results do not necessarily reflect the opinions or views of CRA or any individual EIPC stakeholder."

## Build Summary
EI New Build Summary
EI New Builds by Type
|  | Additions |  |  | Retirements
| 2010 | 2015 | 2020 | 2030 | 2015 | 2020 | 2030 | Total
Coal | 271.9155 | 8.4766 | 0 | 0 | 151.2077 | 91.0103 | 26.2862 | 11.8878
Nuclear | 99.849 | 2.7406 | 4.53 | 27.4931 | 0 | 0.6145 | 1.4882 | 132.51
CC | 132.682 | 91.0127 | 76.6668 | 2.403 | 7.2869 | 3.0257 | 13.4146 | 279.0373
CT | 120.329 | 4.6917 | 0.3 | 0.70988 | 3.8512 | 0 | 14.6498 | 107.5295
Steam Oil/Gas | 74.547 | 0 | 0 | 0 | 46.7708 | 0 | 9.4797 | 18.2965
Hydro | 44.6048 | 0 | 1.199 | 5.7568 | 0 | 0 | 0 | 51.5606
On-Shore Wind | 18.707 | 22.1949 | 55.3005 | 88.3257 | 0 | 0 | 0 | 184.5281
Off-Shore Wind | 0 | 0.469 | 0 | 1.1 | 0 | 0 | 0 | 1.569
Other Renewable | 3.613 | 2.3484 | 2.9773 | 3.963 | 0 | 0 | 0 | 12.9017
New HQ/Maritimes | 0 | 0 | 0 | 4.5644 | 0 | 0 | 0 | 4.5644
Other | 17.054 | 0 | 0 | 0 | 0 | 0 | 0 | 17.054
Total w/o DR | 783.3012 | 131.9338 | 140.9737 | 134.316 | 209.1166 | 94.6505 | 65.3186 | 821.439
DR | 33.1 | -1.344 | 16.8375 | 22.1146 | 0 | 0 | 0 | 70.7081
Total w/DR | 816.4012 | 130.5898 | 157.8112 | 156.4306 | 209.1166 | 94.6505 | 65.3186 | 892.1471
EI New Builds by Region
| EI Cumulative New Builds |  |  |  | EI Cumulative New CCs |  |  |  | EI Cumulative New On-Shore Wind |  |  |  | EI Cumulative Coal Retirements
| 2015 | 2020 | 2030 |  |  | 2015 | 2020 | 2030 |  | 2015 | 2020 | 2030 |  | 2015 | 2020 | 2030
ENT | 4574.28 | 9099.91 | 9236.7 |  | ENT | 3683.99 | 8148.09 | 8148.09 | ENT | 0 | 0 | 0 | ENT | 1532.9 | 8308.9 | 8308.9
FRCC | 15440.12 | 16066.14 | 31676.94 |  | FRCC | 12730.79 | 13356.81 | 13356.81 | FRCC | 0 | 0 | 0 | FRCC | 7107.4 | 8837.4 | 9463.4
IESO | 5144.99 | 5144.99 | 5213.3 |  | IESO | 1263 | 1263 | 1263 | IESO | 2105.9 | 2105.9 | 2105.9 | IESO | 6416 | 6416 | 6416
MAPP_CA | 584.16 | 1279.16 | 5234.16 |  | MAPP_CA | 281.76 | 281.76 | 281.76 | MAPP_CA | 302.4 | 302.4 | 302.4 | MAPP_CA | 1076.84 | 1637.17 | 1745.9
MAPP_US | 729.6 | 6860.18 | 12582.39 |  | MAPP_US | 0 | 0 | 0 | MAPP_US | 421.3 | 6551.88 | 12102.3 | MAPP_US | 1891.09 | 2543.12 | 3546.5
MISO_IN | 2980.21 | 24039.68 | 26111.55 |  | MISO_IN | 2362.21 | 23195.85 | 25072.47 | MISO_IN | 0 | 0 | 0 | MISO_IN | 6697.7 | 14746.7 | 14746.7
MISO_MI | 3780.05 | 5104.96 | 5299.79 |  | MISO_MI | 1780.05 | 2870.21 | 2919.46 | MISO_MI | 2000 | 2220.08 | 2220.08 | MISO_MI | 6340 | 10792 | 10792
MISO_MO-IL | 2090 | 5419.16 | 11125.34 |  | MISO_MO-IL | 0 | 3329.16 | 3329.16 | MISO_MO-IL | 300 | 300 | 5502.85 | MISO_MO-IL | 4793.7 | 13325.7 | 13763.7
MISO_W | 2894.83 | 2929.21 | 39772.92 |  | MISO_W | 0 | 34.38 | 34.38 | MISO_W | 2800.5 | 2800.5 | 39572.54 | MISO_W | 4076.19 | 9923.59 | 12970.58
MISO_WUMS | 8216.47 | 10763.66 | 12020.17 |  | MISO_WUMS | 6397.57 | 8943.76 | 9367.18 | MISO_WUMS | 968.9 | 968.9 | 968.9 | MISO_WUMS | 4805.91 | 7008.01 | 7008.01
NE | 660.45 | 5362 | 5433.67 |  | NE | 226.35 | 1003.59 | 1003.59 | NE | 202 | 4126.31 | 4126.31 | NE | 0 | 3195.8 | 3195.8
NEISO | 3384.16 | 6225.17 | 8794.04 |  | NEISO | 2049.5 | 2049.5 | 2049.5 | NEISO | 231.2 | 2783.87 | 5280 | NEISO | 2250.13 | 2570.13 | 2570.13
NonRTO_Midwest | 1761.35 | 6297.72 | 7521.32 |  | NonRTO_Midwest | 1761.35 | 6297.72 | 6297.72 | NonRTO_Midwest | 0 | 0 | 0 | NonRTO_Midwest | 3077.99 | 7724.08 | 9888.06
NYISO_A-F | 3289.7 | 3999.5 | 7757.37 |  | NYISO_A-F | 639 | 639 | 639 | NYISO_A-F | 2476.3 | 3186.1 | 6876.04 | NYISO_A-F | 2251.9 | 2251.9 | 2251.9
NYISO_G-I | 0 | 487.15 | 915.22 |  | NYISO_G-I | 0 | 427.15 | 480.89 | NYISO_G-I | 0 | 60 | 360 | NYISO_G-I | 368.2 | 368.2 | 368.2
NYISO_J-K | 1207.4 | 1207.4 | 1281.73 |  | NYISO_J-K | 1175.4 | 1175.4 | 1175.4 | NYISO_J-K | 0 | 0 | 0 | NYISO_J-K | 0 | 0 | 0
PJM_E | 5940.05 | 6072.95 | 7172.95 |  | PJM_E | 4634.3 | 4634.3 | 4634.3 | PJM_E | 1150 | 1150 | 1150 | PJM_E | 3066 | 3634 | 3853
PJM_ROM | 2243.7 | 4614.2 | 6220.77 |  | PJM_ROM | 1678.5 | 1678.5 | 1678.5 | PJM_ROM | 479.8 | 1230 | 1230 | PJM_ROM | 14625.5 | 15859.5 | 16380.5
PJM_ROR | 30964.51 | 45822.49 | 80427.64 |  | PJM_ROR | 19965.41 | 33905.82 | 33905.82 | PJM_ROR | 8325.7 | 8517.4 | 42831.71 | PJM_ROR | 35518.44 | 54235.83 | 59868.2
SOCO | 8747.58 | 17882.85 | 23673.16 |  | SOCO | 8622.58 | 15557.85 | 15557.85 | SOCO | 0 | 0 | 0 | SOCO | 18485 | 24643.7 | 25335
SPP_N | 1859.17 | 15707.77 | 17325.05 |  | SPP_N | 1394.13 | 5394.97 | 5394.97 | SPP_N | 0 | 9847.76 | 9847.76 | SPP_N | 621 | 4856.5 | 7596.84
SPP_S | 1830.99 | 36824.9 | 36919.9 |  | SPP_S | 0 | 7279.57 | 7279.57 | SPP_S | 430 | 27844.34 | 27844.34 | SPP_S | 3199.34 | 11365.93 | 13139.93
TVA | 5313.62 | 11159.98 | 11294.38 |  | TVA | 3615.73 | 9462.09 | 9462.09 | TVA | 0 | 0 | 0 | TVA | 9407.21 | 12532.13 | 15159
VACAR | 18296.41 | 24536.39 | 29648.63 |  | VACAR | 16751.05 | 16751.05 | 16751.05 | VACAR | 0.9 | 3500 | 3500 | VACAR | 13599.25 | 15441.74 | 20136
| 131933.8 | 272907.52 | 402659.09 |  |  | 91012.67 | 167679.53 | 170082.56 |  | 22194.9 | 77495.44 | 165821.13 |  | 151207.69 | 242218.03 | 268504.25

## Generation
#1 | Total Generation (GWh)
Total Generation by Reporting Type: Entergy
ReportingType | 2015 | 2020 | 2025 | 2030 | 2035 | 2040
BM | 0 | 0 | 0 | 0 | 0 | 0
CC | 75854.57 | 101504.54 | 100332.43 | 84285.65 | 83052.05 | 71752.92
CSP | 0 | 0 | 0 | 0 | 0 | 0
CT | 0 | 0 | 0 | 0 | 0 | 0
Coal | 56381.16 | 5536.46 | 507.81 | 4.18 | 0 | 39.86
Geo | 0 | 0 | 0 | 0 | 0 | 0
H | 153 | 153 | 153 | 153 | 153 | 153
LFG | 63.07 | 63.07 | 909.81 | 909.81 | 909.81 | 909.81
Nuc | 42234.08 | 42234.08 | 42234.08 | 42234.08 | 35675.42 | 67880.43
PS | 25.66 | 24.19 | 24.19 | 24.19 | 24.19 | 24.19
PV | 0.57 | 119.14 | 175.77 | 175.77 | 175.77 | 178.45
PeakG | 0 | 0 | 23.6 | 0 | 0 | 0
PeakO | 0 | 0 | 0 | 0 | 0 | 0
ST | 0 | 0 | 0 | 0 | 0 | 0
STOG | 310.25 | 325.39 | 0 | 0 | 0 | 0
STWD | 38.93 | 76.01 | 76.01 | 776.04 | 887.43 | 627.72
WT | 315.27 | 315.27 | 315.27 | 315.27 | 315.27 | 315.27
IGCC | 0 | 0 | 0 | 0 | 0 | 0
DemandResponse | 0 | 0 | 0 | 0 | 0 | 0
IGCC-CCS | 0 | 0 | 0 | 0 | 0 | 0
WT_off | 0 | 0 | 0 | 0 | 0 | 0
PseudoUnit | 0 | 0 | 0 | 0 | 0 | 0
FixedInterchange | 0 | 0 | 0 | 0 | 0 | 0
Total Generation by Reporting Type: FRCC
ReportingType | 2015 | 2020 | 2025 | 2030 | 2035 | 2040
BM | 0 | 0 | 0 | 0 | 0 | 0
CC | 194629.43 | 204858.09 | 201827.77 | 103110.52 | 94945.38 | 81603.72
CSP | 0 | 0 | 0 | 0 | 0 | 0
CT | 486.48 | 669.73 | 949.79 | 421.62 | 0 | 0
Coal | 17431.89 | 3421.96 | 0 | 0 | 0 | 0
Geo | 0 | 0 | 0 | 0 | 0 | 0
H | 27.85 | 27.85 | 27.85 | 27.85 | 27.85 | 27.85
LFG | 3831.62 | 3831.62 | 5392.66 | 5392.66 | 5392.66 | 5392.66
Nuc | 32180.57 | 32180.57 | 50174.05 | 152236.88 | 152731.55 | 183199.98
PS | 0 | 0 | 0 | 0 | 0 | 0
PV | 134.03 | 134.03 | 134.03 | 134.03 | 134.03 | 134.03
PeakG | 386.34 | 614.01 | 1103.31 | 83.5 | 159.71 | 105.75
PeakO | 0 | 0 | 0 | 0 | 0 | 0
ST | 0 | 0 | 0 | 0 | 0 | 0
STOG | 0 | 0 | 0 | 0 | 0 | 0
STWD | 131.4 | 219.67 | 1366.56 | 1366.56 | 1366.56 | 1366.56
WT | 0 | 0 | 0 | 0 | 0 | 0
IGCC | 0 | 0 | 0 | 0 | 0 | 0
DemandResponse | 0 | 0 | 0 | 0 | 0 | 0
IGCC-CCS | 0 | 0 | 0 | 0 | 0 | 0
WT_off | 0 | 0 | 0 | 0 | 0 | 0
PseudoUnit | 0 | 0 | 0 | 0 | 0 | 0
FixedInterchange | 0 | 0 | 0 | 0 | 0 | 0
Total Generation by Reporting Type: MAPP_US
ReportingType | 2015 | 2020 | 2025 | 2030 | 2035 | 2040
BM | 0 | 0 | 0 | 0 | 0 | 0
CC | 1302.73 | 199.46 | 190.7 | 190.7 | 190.7 | 190.7
CSP | 0 | 0 | 0 | 0 | 0 | 0
CT | 0 | 0 | 0 | 0 | 3.23 | 3.15
Coal | 10980.65 | 4399.35 | 0 | 0 | 0 | 0
Geo | 354.6 | 354.6 | 354.6 | 354.6 | 354.6 | 354.6
H | 10150.02 | 10150.02 | 10150.02 | 10150.02 | 10150.02 | 10150.02
LFG | 15.77 | 15.77 | 15.77 | 580.79 | 580.79 | 580.79
Nuc | 0.01 | 0.04 | 0.04 | 0.07 | 0.07 | 0.07
PS | 0 | 0 | 0 | 0 | 0 | 0
PV | 0 | 0 | 0 | 0 | 0 | 0
PeakG | 68.21 | 176.25 | 90.12 | 132.12 | 91.98 | 91.98
PeakO | 0 | 0 | 0 | 0 | 0 | 0
ST | 0 | 0 | 0 | 0 | 0 | 0
STOG | 0 | 0 | 0 | 0 | 0 | 0
STWD | 0 | 0 | 0 | 0 | 0 | 0
WT | 5908.78 | 27352.13 | 46766.22 | 46766.22 | 46766.22 | 47489.32
IGCC | 0 | 0 | 0 | 0 | 0 | 0
DemandResponse | 0 | 0 | 0 | 0 | 0 | 0
IGCC-CCS | 0 | 0 | 0 | 0 | 0 | 0
WT_off | 0 | 0 | 0 | 0 | 0 | 0
PseudoUnit | 0 | 0 | 0 | 0 | 0 | 0
FixedInterchange | 0 | 0 | 0 | 0 | 0 | 0
Total Generation by Reporting Type: MISO_IN
ReportingType | 2015 | 2020 | 2025 | 2030 | 2035 | 2040
BM | 0 | 0 | 0 | 0 | 0 | 0
CC | 22054.77 | 171501.23 | 177603.23 | 167256.32 | 166109.26 | 173408.47
CSP | 0 | 0 | 0 | 0 | 0 | 0
CT | 0 | 0 | 0 | 0 | 0 | 0
Coal | 56045.83 | 0 | 0 | 0 | 0 | 0
Geo | 0 | 0 | 0 | 0 | 0 | 0
H | 417.2 | 417.2 | 417.2 | 417.2 | 417.2 | 417.2
LFG | 291.71 | 291.71 | 923.41 | 923.41 | 923.41 | 923.41
Nuc | 0.02 | 0.02 | 0.04 | 0.07 | 0.08 | 0.12
PS | 0 | 0 | 0 | 0 | 0 | 0
PV | 0 | 375.88 | 560.63 | 567.49 | 567.49 | 567.49
PeakG | 2.5 | 0 | 0 | 0 | 0 | 0
PeakO | 0 | 0 | 0 | 0 | 0 | 0
ST | 0 | 0 | 0 | 0 | 0 | 0
STOG | 28.64 | 28.64 | 28.64 | 9.11 | 9.11 | 9.11
STWD | 0 | 0 | 0 | 0 | 0 | 0
WT | 1553.06 | 1553.06 | 1553.06 | 1553.06 | 1553.06 | 1553.06
IGCC | 4427.31 | 2794.15 | 418.91 | 116.8 | 116.8 | 116.8
DemandResponse | 0 | 0 | 0 | 0 | 0 | 0
IGCC-CCS | 0 | 0 | 0 | 0 | 0 | 0
WT_off | 0 | 0 | 0 | 0 | 0 | 0
PseudoUnit | 0 | 0 | 0 | 0 | 0 | 0
FixedInterchange | 0 | 0 | 0 | 0 | 0 | 0
Total Generation by Reporting Type: MISO_MI
ReportingType | 2015 | 2020 | 2025 | 2030 | 2035 | 2040
BM | 0 | 0 | 0 | 0 | 0 | 0
CC | 23312.33 | 29138.26 | 23361.91 | 22340.48 | 23043.76 | 24119.21
CSP | 0 | 0 | 0 | 0 | 0 | 0
CT | 0 | 0 | 0 | 0 | 0 | 0
Coal | 23910.8 | 0 | 0 | 0 | 0 | 0
Geo | 0 | 0 | 0 | 0 | 0 | 0
H | 410 | 410 | 410 | 410 | 410 | 410
LFG | 1285.09 | 1400.72 | 2548.5 | 2548.5 | 2548.5 | 2548.5
Nuc | 14714.16 | 14714.16 | 14714.16 | 14714.16 | 8654.01 | 13749.84
PS | 816.24 | 853.19 | 767.52 | 767.52 | 767.52 | 767.52
PV | 0 | 0 | 0 | 0 | 0 | 0
PeakG | 14.53 | 20.4 | 27.31 | 0 | 8.73 | 0
PeakO | 0 | 0 | 0 | 0 | 0 | 0
ST | 0 | 0 | 0 | 0 | 0 | 0
STOG | 283.11 | 90.08 | 90.08 | 25.74 | 75.76 | 25.74
STWD | 1142.3 | 1142.3 | 584.83 | 685.34 | 721.99 | 957.17
WT | 5161.16 | 5752.56 | 5752.56 | 5752.56 | 5752.56 | 5752.56
IGCC | 0 | 0 | 0 | 0 | 0 | 0
DemandResponse | 0 | 0 | 0 | 0 | 0 | 0
IGCC-CCS | 0 | 0 | 0 | 0 | 0 | 0
WT_off | 0 | 0 | 0 | 0 | 0 | 0
PseudoUnit | 0 | 0 | 0 | 0 | 0 | 0
FixedInterchange | 0 | 0 | 0 | 0 | 0 | 0
Total Generation by Reporting Type: MISO_MO-IL
ReportingType | 2015 | 2020 | 2025 | 2030 | 2035 | 2040
BM | 0 | 0 | 0 | 0 | 0 | 0
CC | 2769.34 | 27798.21 | 16795.72 | 15351.45 | 16509.23 | 12523.67
CSP | 0 | 0 | 0 | 0 | 0 | 0
CT | 0 | 0 | 0 | 0 | 0 | 0
Coal | 73200.64 | 15182.44 | 1441.53 | 770.04 | 770.04 | 770.04
Geo | 0 | 0 | 0 | 0 | 0 | 0
H | 1317.1 | 1317.1 | 2690.42 | 2690.42 | 2690.42 | 2690.42
LFG | 141.91 | 141.91 | 1346.9 | 1902.67 | 1902.67 | 1902.67
Nuc | 17393.71 | 17393.71 | 17393.71 | 17393.71 | 17393.71 | 17393.71
PS | 202.4 | 323.37 | 180.4 | 180.4 | 180.4 | 180.4
PV | 0 | 0 | 0 | 0 | 0 | 0
PeakG | 278.23 | 372.72 | 306.37 | 350.51 | 362.14 | 482.89
PeakO | 0 | 0 | 0 | 0 | 0 | 0
ST | 0 | 0 | 0 | 0 | 0 | 0
STOG | 5.26 | 5.26 | 5.26 | 0 | 5.26 | 2.49
STWD | 0 | 0 | 0 | 0 | 0 | 0
WT | 2075.16 | 2075.16 | 17999.59 | 17999.59 | 17999.59 | 19215.14
IGCC | 0 | 0 | 0 | 0 | 0 | 0
DemandResponse | 0 | 0 | 0 | 0 | 0 | 0
IGCC-CCS | 0 | 0 | 0 | 0 | 0 | 0
WT_off | 0 | 0 | 0 | 0 | 0 | 0
PseudoUnit | 0 | 0 | 0 | 0 | 0 | 0
FixedInterchange | 0 | 0 | 0 | 0 | 0 | 0
Total Generation by Reporting Type: MISO_W
ReportingType | 2015 | 2020 | 2025 | 2030 | 2035 | 2040
BM | 0 | 0 | 0 | 0 | 0 | 0
CC | 8603.3 | 11880.79 | 3251.45 | 2649.78 | 2179.69 | 2127.48
CSP | 0 | 0 | 0 | 0 | 0 | 0
CT | 0 | 0 | 0 | 0 | 0 | 0
Coal | 71486.45 | 27051.9 | 2578.3 | 3273.41 | 3273.41 | 3273.41
Geo | 0 | 0 | 0 | 0 | 0 | 0
H | 1643.73 | 1643.73 | 1643.73 | 1643.73 | 1643.73 | 1643.73
LFG | 1616.22 | 1616.22 | 1616.22 | 2181.24 | 2181.24 | 2181.24
Nuc | 18393.35 | 18393.35 | 18393.35 | 18393.35 | 0.78 | 0.78
PS | 0 | 0 | 0 | 0 | 0 | 0
PV | 0 | 0 | 0 | 0 | 0 | 0
PeakG | 254.36 | 820.86 | 56.73 | 110.13 | 228.8 | 117.7
PeakO | 0 | 0 | 0 | 0 | 0 | 0
ST | 0 | 0 | 0 | 0 | 0 | 0
STOG | 0.18 | 0.62 | 0 | 0 | 0 | 0
STWD | 122.54 | 211.75 | 200.01 | 933.61 | 1341.33 | 1341.33
WT | 27590.66 | 27590.66 | 148971.84 | 148971.84 | 148971.84 | 154696
IGCC | 0 | 0 | 0 | 0 | 0 | 0
DemandResponse | 0 | 0 | 0 | 0 | 0 | 0
IGCC-CCS | 0 | 0 | 0 | 0 | 0 | 0
WT_off | 0 | 0 | 0 | 0 | 0 | 0
PseudoUnit | 0 | 0 | 0 | 0 | 0 | 0
FixedInterchange | 0 | 0 | 0 | 0 | 0 | 0
Total Generation by Reporting Type: MISO_WUMS
ReportingType | 2015 | 2020 | 2025 | 2030 | 2035 | 2040
BM | 0 | 0 | 0 | 0 | 0 | 0
CC | 59807.87 | 77178.2 | 61807.35 | 59448.49 | 64990.35 | 59829.76
CSP | 0 | 0 | 0 | 0 | 0 | 0
CT | 0 | 0 | 0 | 118.89 | 119.61 | 409.86
Coal | 8752.52 | 617.92 | 582.2 | 1043.55 | 1043.55 | 1046.68
Geo | 0 | 0 | 0 | 0 | 0 | 0
H | 1018.41 | 1023.31 | 1023.31 | 1023.31 | 1023.31 | 1023.31
LFG | 559.76 | 559.76 | 559.76 | 2320.52 | 2320.52 | 2320.52
Nuc | 14153.33 | 14153.33 | 14153.33 | 14153.33 | 0.78 | 5064.52
PS | 0 | 0 | 0 | 0 | 0 | 0
PV | 0 | 0 | 0 | 0 | 0 | 0
PeakG | 0 | 0 | 0 | 0 | 0 | 0
PeakO | 0 | 0 | 0 | 0 | 0 | 0
ST | 0 | 0 | 0 | 0 | 0 | 0
STOG | 0 | 0 | 0 | 0 | 0 | 0
STWD | 22.21 | 23.78 | 38.74 | 42.41 | 118.28 | 272.7
WT | 4109.61 | 4109.61 | 4109.61 | 4109.61 | 4109.61 | 4109.61
IGCC | 0 | 0 | 0 | 0 | 0 | 0
DemandResponse | 0 | 0 | 0 | 0 | 0 | 0
IGCC-CCS | 0 | 0 | 0 | 0 | 0 | 0
WT_off | 0 | 0 | 0 | 0 | 0 | 0
PseudoUnit | 0 | 0 | 0 | 0 | 0 | 0
FixedInterchange | 0 | 0 | 0 | 0 | 0 | 0
Total Generation by Reporting Type: Nebraska
ReportingType | 2015 | 2020 | 2025 | 2030 | 2035 | 2040
BM | 0 | 0 | 0 | 0 | 0 | 0
CC | 2283.04 | 7968.82 | 4069.02 | 4005.51 | 6022.44 | 3938.65
CSP | 0 | 0 | 0 | 0 | 0 | 0
CT | 0 | 0 | 0 | 0 | 0 | 0
Coal | 30719.51 | 4317.96 | 2494.31 | 3456.54 | 3966.85 | 3966.85
Geo | 0 | 0 | 0 | 0 | 0 | 0
H | 591 | 591 | 591 | 591 | 591 | 591
LFG | 47.3 | 47.3 | 612.32 | 612.32 | 612.32 | 612.32
Nuc | 9752.32 | 9752.32 | 9752.32 | 9752.32 | 1.56 | 1.56
PS | 0 | 0 | 0 | 0 | 0 | 0
PV | 0 | 0 | 0 | 0 | 0 | 0
PeakG | 22.74 | 11.61 | 0 | 15.18 | 1.65 | 0
PeakO | 0 | 0 | 0 | 0 | 0 | 0
ST | 0 | 0 | 0 | 0 | 0 | 0
STOG | 0 | 0 | 0 | 0 | 0 | 0
STWD | 0 | 0 | 0 | 0 | 0 | 0
WT | 1220.72 | 15146.58 | 15146.58 | 15146.58 | 15390.65 | 18814.43
IGCC | 0 | 0 | 0 | 0 | 0 | 0
DemandResponse | 0 | 0 | 0 | 0 | 0 | 0
IGCC-CCS | 0 | 0 | 0 | 0 | 0 | 0
WT_off | 0 | 0 | 0 | 0 | 0 | 0
PseudoUnit | 0 | 0 | 0 | 0 | 0 | 0
FixedInterchange | 0 | 0 | 0 | 0 | 0 | 0
Total Generation by Reporting Type: NEISO
ReportingType | 2015 | 2020 | 2025 | 2030 | 2035 | 2040
BM | 1882.96 | 1077.86 | 77.91 | 1357.47 | 1882.96 | 1882.96
CC | 43316.2 | 28914.7 | 23114.11 | 13573.12 | 21716.77 | 23849.16
CSP | 0 | 0 | 0 | 0 | 0 | 0
CT | 2.9 | 5.51 | 10.92 | 0 | 0 | 0.22
Coal | 32.27 | 0 | 0 | 0 | 0 | 0
Geo | 0 | 0 | 0 | 0 | 0 | 0
H | 12289.94 | 12289.94 | 12289.94 | 12303.66 | 12303.66 | 12303.66
LFG | 4582.65 | 4582.65 | 4582.65 | 5132.48 | 5132.48 | 5132.48
Nuc | 36181.73 | 36181.73 | 36181.73 | 36181.73 | 26141.23 | 19310.53
PS | 100.77 | 178.94 | 164.97 | 29.16 | 117.3 | 183.55
PV | 5.26 | 510.43 | 510.43 | 510.43 | 510.43 | 492.28
PeakG | 8.52 | 32.3 | 35.35 | 0 | 22.46 | 38.51
PeakO | 0 | 0 | 0 | 0 | 0 | 0
ST | 0 | 0 | 0 | 0 | 0 | 0
STOG | 0 | 0 | 0 | 0 | 0 | 0
STWD | 4274.88 | 1224.49 | 154.18 | 686.82 | 2018.27 | 2189.04
WT | 1283.3 | 8827.83 | 13467.97 | 16205.23 | 16205.23 | 16205.23
IGCC | 0 | 0 | 0 | 0 | 0 | 0
DemandResponse | 0 | 0 | 0 | 0 | 0 | 0
IGCC-CCS | 0 | 0 | 0 | 0 | 0 | 0
WT_off | 1870.13 | 1870.13 | 1870.13 | 1870.13 | 800.84 | 800.84
PseudoUnit | 0 | 0 | 0 | 0 | 0 | 0
FixedInterchange | 0 | 0 | 0 | 0 | 0 | 0
Total Generation by Reporting Type: NonRTO_Midwest
ReportingType | 2015 | 2020 | 2025 | 2030 | 2035 | 2040
BM | 0 | 0 | 0 | 0 | 0 | 0
CC | 13442.08 | 48062.38 | 47731.33 | 46430.84 | 45352.54 | 43366.27
CSP | 0 | 0 | 0 | 0 | 0 | 0
CT | 0 | 0 | 0 | 0 | 0 | 0
Coal | 46689.22 | 12765.07 | 2247.36 | 1186.42 | 1186.42 | 1186.42
Geo | 0 | 0 | 0 | 0 | 0 | 0
H | 457.8 | 457.8 | 3593.25 | 3593.25 | 3593.25 | 3593.25
LFG | 110.38 | 110.38 | 1373.79 | 1373.79 | 1373.79 | 1373.79
Nuc | 0.04 | 0.04 | 0.04 | 2472.21 | 6160.31 | 12372.94
PS | 0 | 0 | 0 | 0 | 0 | 0
PV | 0 | 0 | 0 | 0 | 0 | 0
PeakG | 144.8 | 64.65 | 130.82 | 176.39 | 182.77 | 214.42
PeakO | 0 | 0 | 0 | 0 | 0 | 0
ST | 0 | 0 | 0 | 0 | 0 | 0
STOG | 0 | 0 | 0 | 0 | 0 | 0
STWD | 0 | 0 | 0 | 0 | 0 | 0
WT | 151.43 | 151.43 | 151.43 | 151.43 | 151.43 | 151.43
IGCC | 0 | 0 | 0 | 0 | 0 | 0
DemandResponse | 0 | 0 | 0 | 0 | 0 | 0
IGCC-CCS | 0 | 0 | 0 | 0 | 0 | 0
WT_off | 0 | 0 | 0 | 0 | 0 | 0
PseudoUnit | 0 | 0 | 0 | 0 | 0 | 0
FixedInterchange | 0 | 0 | 0 | 0 | 0 | 0
Total Generation by Reporting Type: NYISO_A-F
ReportingType | 2015 | 2020 | 2025 | 2030 | 2035 | 2040
BM | 0 | 0 | 0 | 0 | 0 | 0
CC | 8303.74 | 9722.81 | 6001.1 | 5671.22 | 5738.68 | 7032.73
CSP | 0 | 0 | 0 | 0 | 0 | 0
CT | 0 | 0 | 0 | 0 | 0 | 0
Coal | 0 | 0 | 0 | 0 | 0 | 0
Geo | 0 | 0 | 0 | 0 | 0 | 0
H | 27149.99 | 27149.99 | 27149.99 | 27149.99 | 27149.99 | 27149.99
LFG | 1359.2 | 1359.2 | 1359.2 | 1894.79 | 1894.79 | 1894.79
Nuc | 26211.3 | 26211.3 | 26211.3 | 21372.53 | 16850.79 | 10212.67
PS | 155.32 | 169.35 | 104.49 | 0 | 45.9 | 202.52
PV | 0 | 0 | 0 | 0 | 0 | 0
PeakG | 1.88 | 6.58 | 0 | 0 | 0 | 6.58
PeakO | 0 | 0 | 0 | 0 | 0 | 0
ST | 0 | 0 | 0 | 0 | 0 | 0
STOG | 0 | 0 | 0 | 0 | 0 | 0
STWD | 0.77 | 2.71 | 16.25 | 56.18 | 65.92 | 233.76
WT | 10101.82 | 11933.66 | 11933.66 | 21019.92 | 21019.92 | 21019.92
IGCC | 0 | 0 | 0 | 0 | 0 | 0
DemandResponse | 0 | 0 | 0 | 0 | 0 | 0
IGCC-CCS | 0 | 0 | 0 | 0 | 0 | 0
WT_off | 0 | 0 | 0 | 0 | 0 | 0
PseudoUnit | 0 | 0 | 0 | 0 | 0 | 0
FixedInterchange | 0 | 0 | 0 | 0 | 0 | 0
Total Generation by Reporting Type: NYISO_G-I
ReportingType | 2015 | 2020 | 2025 | 2030 | 2035 | 2040
BM | 0 | 0 | 0 | 0 | 0 | 0
CC | 3866.81 | 8029.73 | 5026.23 | 4142.8 | 9489.99 | 23572.44
CSP | 0 | 0 | 0 | 0 | 0 | 0
CT | 0 | 0 | 0 | 0 | 0 | 0
Coal | 0 | 0 | 0 | 0 | 0 | 0
Geo | 0 | 0 | 0 | 0 | 0 | 0
H | 266.56 | 266.56 | 266.56 | 266.56 | 266.56 | 266.56
LFG | 504.58 | 504.58 | 504.58 | 1090.62 | 1090.62 | 1090.62
Nuc | 15929.31 | 15929.31 | 15929.31 | 15929.31 | 7987.24 | 3.12
PS | 0 | 0 | 0 | 0 | 0 | 0
PV | 0 | 0 | 0 | 0 | 0 | 0
PeakG | 0.01 | 0.03 | 0.67 | 0.64 | 0.03 | 0.03
PeakO | 0 | 0 | 0 | 0 | 0 | 0
ST | 0 | 0 | 0 | 0 | 0 | 0
STOG | 0 | 0 | 0 | 0 | 0 | 0
STWD | 0 | 0 | 0 | 0 | 0 | 0
WT | 0 | 178.23 | 178.23 | 909.97 | 909.97 | 909.97
IGCC | 0 | 0 | 0 | 0 | 0 | 0
DemandResponse | 0 | 0 | 0 | 0 | 0 | 0
IGCC-CCS | 0 | 0 | 0 | 0 | 0 | 0
WT_off | 0 | 0 | 0 | 0 | 0 | 0
PseudoUnit | 0 | 0 | 0 | 0 | 0 | 0
FixedInterchange | 0 | 0 | 0 | 0 | 0 | 0
Total Generation by Reporting Type: NYISO_J-K
ReportingType | 2015 | 2020 | 2025 | 2030 | 2035 | 2040
BM | 0 | 0 | 0 | 0 | 0 | 0
CC | 23642.76 | 25247.18 | 20817.31 | 14175.34 | 18358.27 | 22366.3
CSP | 0 | 0 | 0 | 0 | 0 | 0
CT | 0 | 0 | 0 | 0 | 0 | 0
Coal | 0 | 0 | 0 | 0 | 0 | 0
Geo | 0 | 0 | 0 | 0 | 0 | 0
H | 0 | 0 | 0 | 0 | 0 | 0
LFG | 977.62 | 977.62 | 977.62 | 1563.66 | 1563.66 | 1563.66
Nuc | 0 | 0.01 | 0.04 | 0.19 | 0.19 | 0.19
PS | 0 | 0 | 0 | 0 | 0 | 0
PV | 53.26 | 53.26 | 53.26 | 53.26 | 0 | 0
PeakG | 53.23 | 80.97 | 120.13 | 121.76 | 123.62 | 74.43
PeakO | 0 | 0 | 0 | 0 | 0 | 0
ST | 0 | 0 | 0 | 0 | 0 | 0
STOG | 445.97 | 549.17 | 817.4 | 752.5 | 871.72 | 686.04
STWD | 0 | 0 | 0 | 0 | 0 | 0
WT | 0 | 0 | 0 | 0 | 0 | 0
IGCC | 0 | 0 | 0 | 0 | 0 | 0
DemandResponse | 0 | 0 | 0 | 0 | 0 | 0
IGCC-CCS | 0 | 0 | 0 | 0 | 0 | 0
WT_off | 0 | 0 | 0 | 0 | 0 | 0
PseudoUnit | 0 | 0 | 0 | 0 | 0 | 0
FixedInterchange | 0 | 0 | 0 | 0 | 0 | 0
Total Generation by Reporting Type: PJM_E
ReportingType | 2015 | 2020 | 2025 | 2030 | 2035 | 2040
BM | 12.57 | 223.98 | 223.98 | 223.98 | 223.98 | 223.98
CC | 49007.79 | 52119.54 | 48660.15 | 43509.08 | 46392.71 | 48785.95
CSP | 0 | 0 | 0 | 0 | 0 | 0
CT | 0.24 | 2.69 | 5.14 | 0 | 0 | 0
Coal | 503.01 | 207.66 | 14.41 | 0.91 | 0.26 | 5.47
Geo | 0 | 0 | 0 | 0 | 0 | 0
H | 1839.27 | 1839.27 | 1839.27 | 1839.27 | 1839.27 | 1839.27
LFG | 3714.15 | 4761.94 | 4761.94 | 4761.94 | 4761.94 | 4761.94
Nuc | 66287.73 | 61501.14 | 61501.14 | 61501.14 | 44177.54 | 35032.79
PS | 174 | 251.43 | 284 | 164 | 164 | 164
PV | 102.4 | 102.4 | 102.4 | 102.4 | 102.4 | 102.4
PeakG | 36.96 | 252.23 | 486.44 | 652.18 | 481.53 | 481.53
PeakO | 0 | 0 | 0 | 0 | 0 | 0
ST | 0 | 0 | 0 | 0 | 0 | 0
STOG | 268.49 | 483.52 | 0 | 0 | 0 | 0
STWD | 0 | 0 | 0 | 0 | 0 | 0
WT | 2143.36 | 2143.36 | 2143.36 | 2143.36 | 2143.36 | 2143.36
IGCC | 0 | 0 | 0 | 0 | 0 | 0
DemandResponse | 0 | 0 | 0 | 0 | 0 | 0
IGCC-CCS | 0 | 0 | 0 | 0 | 0 | 0
WT_off | 0 | 0 | 3990.52 | 3990.52 | 3990.52 | 3990.52
PseudoUnit | 0 | 0 | 0 | 0 | 0 | 0
FixedInterchange | 0 | 0 | 0 | 0 | 0 | 0
Total Generation by Reporting Type: PJM_ROM
ReportingType | 2015 | 2020 | 2025 | 2030 | 2035 | 2040
BM | 7.54 | 134.39 | 134.39 | 134.39 | 134.39 | 134.39
CC | 22146.51 | 24261.16 | 24164.68 | 18413.8 | 76096.32 | 144282.97
CSP | 0 | 0 | 0 | 0 | 0 | 0
CT | 0.15 | 1.64 | 3.14 | 3.14 | 3.14 | 3.14
Coal | 9552.25 | 1134.03 | 17.34 | 1.1 | 0.31 | 6.58
Geo | 0 | 0 | 0 | 0 | 0 | 0
H | 3645.46 | 3645.46 | 6490.47 | 6490.47 | 6490.47 | 6490.47
LFG | 2813.8 | 4903.85 | 4903.85 | 4903.85 | 4903.85 | 4903.85
Nuc | 39227.38 | 39227.38 | 39227.38 | 39227.38 | 25736.15 | 18733.49
PS | 658.16 | 658.16 | 655.83 | 620.33 | 620.33 | 620.33
PV | 10.51 | 2384.82 | 3714.14 | 4011.67 | 4034.1 | 4141.11
PeakG | 0 | 14.31 | 51.56 | 301.75 | 294.11 | 291.06
PeakO | 0 | 0 | 0 | 0 | 0 | 0
ST | 0 | 0 | 0 | 0 | 0 | 0
STOG | 691.59 | 1030.18 | 355.83 | 111.84 | 111.84 | 111.84
STWD | 28.46 | 490.56 | 490.56 | 490.56 | 490.56 | 490.56
WT | 3032.09 | 4910.74 | 4910.74 | 4910.74 | 4910.74 | 4910.74
IGCC | 0 | 0 | 0 | 0 | 0 | 0
DemandResponse | 0 | 0 | 0 | 0 | 0 | 0
IGCC-CCS | 0 | 0 | 0 | 0 | 0 | 0
WT_off | 0 | 0 | 0 | 0 | 0 | 0
PseudoUnit | 0 | 0 | 0 | 0 | 0 | 0
FixedInterchange | 0 | 0 | 0 | 0 | 0 | 0
Total Generation by Reporting Type: PJM_ROR
ReportingType | 2015 | 2020 | 2025 | 2030 | 2035 | 2040
BM | 161.29 | 2874.47 | 2426.45 | 2874.47 | 2874.47 | 1440.97
CC | 185609.92 | 289644.95 | 288770.85 | 260847.2 | 254405.62 | 244633.6
CSP | 0 | 0 | 0 | 0 | 0 | 0
CT | 2.98 | 2.98 | 5.69 | 5.69 | 5.69 | 5.69
Coal | 183987.14 | 44697.41 | 5786 | 438.26 | 438.26 | 438.26
Geo | 0 | 0 | 0 | 0 | 0 | 0
H | 4602.26 | 6925.78 | 6925.78 | 6925.78 | 6925.78 | 6925.78
LFG | 4252.63 | 6009.77 | 8302.71 | 8302.71 | 8302.71 | 8302.71
Nuc | 156083.84 | 156083.84 | 156083.84 | 149330.43 | 116030.78 | 77993.94
PS | 1346.97 | 1831.74 | 2204.8 | 1263.21 | 1263.21 | 1263.21
PV | 63.07 | 63.07 | 63.07 | 63.07 | 63.07 | 63.07
PeakG | 796.64 | 1068.1 | 1887.5 | 1447.25 | 1638.62 | 1339.97
PeakO | 0 | 0 | 0 | 0 | 0 | 0
ST | 0 | 0 | 0 | 0 | 0 | 0
STOG | 408.99 | 798.51 | 130.56 | 0 | 0 | 0
STWD | 36.67 | 1359.55 | 1359.55 | 859.31 | 998.99 | 1139.21
WT | 28147.97 | 28682.04 | 44474.23 | 109552.98 | 109552.98 | 109552.98
IGCC | 0 | 0 | 0 | 0 | 0 | 0
DemandResponse | 0 | 0 | 0 | 0 | 0 | 0
IGCC-CCS | 0 | 0 | 0 | 0 | 0 | 0
WT_off | 0 | 0 | 0 | 0 | 0 | 0
PseudoUnit | 0 | 0 | 0 | 0 | 0 | 0
FixedInterchange | 0 | 0 | 0 | 0 | 0 | 0
Total Generation by Reporting Type: SOCO
ReportingType | 2015 | 2020 | 2025 | 2030 | 2035 | 2040
BM | 38.26 | 83.9 | 200.02 | 410.64 | 410.64 | 410.64
CC | 158614.52 | 187927.59 | 191968.99 | 147708.74 | 130239.83 | 115209.31
CSP | 0 | 0 | 0 | 0 | 0 | 0
CT | 0 | 0 | 0 | 0 | 0 | 0
Coal | 29315.22 | 5114.72 | 0 | 0 | 0 | 0
Geo | 0 | 0 | 0 | 0 | 0 | 0
H | 10893.11 | 10893.11 | 10893.11 | 10893.11 | 10893.11 | 10893.11
LFG | 291.71 | 291.71 | 1138.45 | 1138.45 | 1138.45 | 1138.45
Nuc | 45497.84 | 62634.5 | 62634.5 | 106900.91 | 122278.17 | 136867.55
PS | 760.35 | 728.62 | 690.71 | 686.75 | 644.3 | 548.15
PV | 0 | 0 | 0 | 0 | 0 | 0
PeakG | 657.53 | 1078.76 | 1489.79 | 196.96 | 123.44 | 104.29
PeakO | 0 | 0 | 0 | 0 | 0 | 0
ST | 0 | 0 | 0 | 0 | 0 | 0
STOG | 0 | 0 | 0 | 0 | 0 | 0
STWD | 261.52 | 451.92 | 451.92 | 3922.63 | 2877.69 | 3078.6
WT | 0 | 0 | 0 | 0 | 0 | 0
IGCC | 0 | 0 | 0 | 0 | 0 | 0
DemandResponse | 0 | 0 | 0 | 0 | 0 | 0
IGCC-CCS | 0 | 0 | 0 | 0 | 0 | 0
WT_off | 0 | 0 | 0 | 0 | 0 | 0
PseudoUnit | 0 | 0 | 0 | 0 | 0 | 0
FixedInterchange | 0 | 0 | 0 | 0 | 0 | 0
Total Generation by Reporting Type: SPP_N
ReportingType | 2015 | 2020 | 2025 | 2030 | 2035 | 2040
BM | 0 | 0 | 0 | 0 | 0 | 0
CC | 14071.54 | 39484.3 | 30636.15 | 23890.98 | 22431.94 | 18944.43
CSP | 0 | 0 | 0 | 0 | 0 | 0
CT | 0 | 0 | 0 | 0 | 0 | 0
Coal | 56941.29 | 12812.27 | 428.11 | 33.64 | 13.53 | 94.18
Geo | 0 | 0 | 0 | 0 | 0 | 0
H | 60 | 60 | 60 | 60 | 60 | 60
LFG | 55.19 | 55.19 | 804.17 | 804.17 | 804.17 | 804.17
Nuc | 9035.69 | 9035.69 | 9035.69 | 20893.34 | 46446.57 | 47366.67
PS | 0 | 0 | 0 | 0 | 0 | 0
PV | 0 | 0 | 0 | 0 | 0 | 0
PeakG | 4.14 | 0 | 0 | 0 | 0 | 0
PeakO | 0 | 0 | 0 | 0 | 0 | 0
ST | 0 | 0 | 0 | 0 | 0 | 0
STOG | 274.34 | 186.25 | 164.51 | 274.34 | 177.54 | 111.23
STWD | 0 | 0 | 0 | 0 | 0 | 0
WT | 4213.48 | 38030.39 | 38030.39 | 38030.39 | 38030.39 | 38030.39
IGCC | 0 | 0 | 0 | 0 | 0 | 0
DemandResponse | 0 | 0 | 0 | 0 | 0 | 0
IGCC-CCS | 0 | 0 | 0 | 0 | 0 | 0
WT_off | 0 | 0 | 0 | 0 | 0 | 0
PseudoUnit | 0 | 0 | 0 | 0 | 0 | 0
FixedInterchange | 0 | 0 | 0 | 0 | 0 | 0
Total Generation by Reporting Type: SPP_S
ReportingType | 2015 | 2020 | 2025 | 2030 | 2035 | 2040
BM | 0 | 0 | 0 | 0 | 0 | 0
CC | 42220.86 | 62751.95 | 63942.8 | 57627.77 | 57123.53 | 48848.79
CSP | 0 | 0 | 0 | 0 | 0 | 0
CT | 42.44 | 0 | 0 | 0 | 0 | 0
Coal | 80624.05 | 6910.04 | 381.13 | 0 | 0 | 0
Geo | 0 | 0 | 0 | 0 | 0 | 0
H | 10050.79 | 10050.79 | 10050.79 | 10050.79 | 10050.79 | 10050.79
LFG | 149.8 | 149.8 | 898.78 | 898.78 | 898.78 | 898.78
Nuc | 0.02 | 0.04 | 0.04 | 0.11 | 0.11 | 2683.09
PS | 194.01 | 178.4 | 178.4 | 178.4 | 178.4 | 178.4
PV | 0 | 0 | 0 | 0 | 0 | 0
PeakG | 0 | 0 | 0 | 0 | 0 | 0
PeakO | 0 | 0 | 0 | 0 | 0 | 0
ST | 0 | 0 | 0 | 0 | 0 | 0
STOG | 2068.59 | 346.41 | 624.4 | 883.98 | 708.37 | 647.28
STWD | 55.57 | 30.24 | 30.24 | 215.59 | 167 | 216.86
WT | 9404.55 | 103947.85 | 103947.85 | 103947.85 | 103947.85 | 103947.85
IGCC | 0 | 0 | 0 | 0 | 0 | 0
DemandResponse | 0 | 0 | 0 | 0 | 0 | 0
IGCC-CCS | 0 | 0 | 0 | 0 | 0 | 0
WT_off | 0 | 0 | 0 | 0 | 0 | 0
PseudoUnit | 0 | 0 | 0 | 0 | 0 | 0
FixedInterchange | 0 | 0 | 0 | 0 | 0 | 0
Total Generation by Reporting Type: TVA
ReportingType | 2015 | 2020 | 2025 | 2030 | 2035 | 2040
BM | 0 | 0 | 0 | 0 | 0 | 0
CC | 41562.76 | 75806.82 | 78302.91 | 74543.42 | 70497.43 | 69205.25
CSP | 0 | 0 | 0 | 0 | 0 | 0
CT | 0 | 0 | 0 | 0 | 0 | 0
Coal | 42779.52 | 13976.49 | 400.61 | 0 | 0 | 0
Geo | 0 | 0 | 0 | 0 | 0 | 0
H | 17444.8 | 17444.8 | 17444.8 | 17545.57 | 17545.57 | 17545.57
LFG | 102.49 | 102.49 | 949.23 | 949.23 | 949.23 | 949.23
Nuc | 65391.09 | 65391.09 | 65391.09 | 65391.09 | 85882.46 | 85391.75
PS | 738.96 | 656.71 | 714.63 | 714.63 | 714.63 | 714.63
PV | 0 | 0 | 0 | 0 | 0 | 0
PeakG | 0 | 0 | 0 | 0 | 0 | 0
PeakO | 0 | 0 | 0 | 0 | 0 | 0
ST | 0 | 0 | 0 | 0 | 0 | 0
STOG | 0 | 0 | 0 | 0 | 0 | 0
STWD | 1.96 | 1.96 | 2.03 | 29.36 | 29.36 | 35.04
WT | 73.94 | 73.94 | 73.94 | 73.94 | 73.94 | 73.94
IGCC | 0 | 0 | 0 | 0 | 0 | 0
DemandResponse | 0 | 0 | 0 | 0 | 0 | 0
IGCC-CCS | 0 | 0 | 0 | 0 | 0 | 0
WT_off | 0 | 0 | 0 | 0 | 0 | 0
PseudoUnit | 0 | 0 | 0 | 0 | 0 | 0
FixedInterchange | 0 | 0 | 0 | 0 | 0 | 0
Total Generation by Reporting Type: TVA_Transmission
ReportingType | 2015 | 2020 | 2025 | 2030 | 2035 | 2040
BM | 0 | 0 | 0 | 0 | 0 | 0
CC | 0 | 0 | 0 | 0 | 0 | 0
CSP | 0 | 0 | 0 | 0 | 0 | 0
CT | 0 | 0 | 0 | 0 | 0 | 0
Coal | 0 | 0 | 0 | 0 | 0 | 0
Geo | 0 | 0 | 0 | 0 | 0 | 0
H | 0 | 0 | 0 | 0 | 0 | 0
LFG | 0 | 0 | 0 | 0 | 0 | 0
Nuc | 0 | 0 | 0 | 0 | 0 | 0
PS | 0 | 0 | 0 | 0 | 0 | 0
PV | 0 | 0 | 0 | 0 | 0 | 0
PeakG | 0 | 0 | 0 | 0 | 0 | 0
PeakO | 0 | 0 | 0 | 0 | 0 | 0
ST | 0 | 0 | 0 | 0 | 0 | 0
STOG | 0 | 0 | 0 | 0 | 0 | 0
STWD | 0 | 0 | 0 | 0 | 0 | 0
WT | 0 | 0 | 0 | 0 | 0 | 0
IGCC | 0 | 0 | 0 | 0 | 0 | 0
DemandResponse | 0 | 0 | 0 | 0 | 0 | 0
IGCC-CCS | 0 | 0 | 0 | 0 | 0 | 0
WT_off | 0 | 0 | 0 | 0 | 0 | 0
PseudoUnit | 0 | 0 | 0 | 0 | 0 | 0
FixedInterchange | 0 | 0 | 0 | 0 | 0 | 0
Total Generation by Reporting Type: VACAR
ReportingType | 2015 | 2020 | 2025 | 2030 | 2035 | 2040
BM | 6.84 | 1277.68 | 5298.64 | 5393.73 | 5393.73 | 5748.95
CC | 132760.58 | 126051.33 | 123193.07 | 100606.05 | 102265.13 | 63466.8
CSP | 0 | 0 | 0 | 0 | 0 | 0
CT | 73.69 | 73.69 | 140.69 | 0 | 0 | 0
Coal | 21945.13 | 14173.05 | 2731.89 | 167.08 | 114.34 | 167.08
Geo | 0 | 0 | 0 | 0 | 0 | 0
H | 4325 | 4325 | 4325 | 4325 | 4325 | 4325
LFG | 499.37 | 1343.43 | 1343.43 | 1343.43 | 1343.43 | 1343.43
Nuc | 89032.75 | 107182.03 | 107182.03 | 142684.62 | 144077.35 | 194221.55
PS | 1203.36 | 1235.5 | 1988.16 | 1091.06 | 1074.57 | 1072.56
PV | 42.05 | 299.54 | 304.04 | 305.59 | 305.59 | 311.37
PeakG | 103.33 | 227.9 | 408.4 | 393.03 | 293.33 | 194.49
PeakO | 0 | 0 | 0 | 0 | 0 | 0
ST | 0 | 0 | 0 | 0 | 0 | 0
STOG | 0 | 0 | 0 | 0 | 0 | 0
STWD | 1969.25 | 1969.25 | 1969.25 | 1969.25 | 1504.68 | 1969.25
WT | 2.34 | 7866.99 | 7866.99 | 7866.99 | 7866.99 | 7866.99
IGCC | 0 | 0 | 0 | 0 | 0 | 0
DemandResponse | 0 | 0 | 0 | 0 | 0 | 0
IGCC-CCS | 0 | 0 | 0 | 0 | 0 | 0
WT_off | 3.46 | 3.46 | 3.46 | 3.46 | 3.46 | 3.46
PseudoUnit | 0 | 0 | 0 | 0 | 0 | 0
FixedInterchange | 0 | 0 | 0 | 0 | 0 | 0
Total Generation by Reporting Type: IESO
ReportingType | 2015 | 2020 | 2025 | 2030 | 2035 | 2040
BM | 0 | 2.13 | 0 | 10.53 | 10.53 | 162.28
CC | 6127.44 | 173.49 | 101.88 | 117.88 | 126.71 | 312.45
CSP | 0 | 0 | 0 | 0 | 0 | 0
CT | 0 | 3.82 | 0 | 0 | 0 | 0
Coal | 0 | 0 | 0 | 0 | 0 | 0
Geo | 0 | 0 | 0 | 0 | 0 | 0
H | 46189.03 | 46189.03 | 46189.03 | 46609.15 | 47737.94 | 47737.94
LFG | 926.37 | 926.37 | 926.37 | 930.31 | 930.31 | 930.31
Nuc | 101402.31 | 100508.51 | 99352.65 | 101402.31 | 93379.23 | 81383.57
PS | 13.53 | 25.83 | 25.83 | 25.83 | 4.3 | 13.53
PV | 78.84 | 78.84 | 78.84 | 78.84 | 78.84 | 78.84
PeakG | 0 | 0 | 0 | 0 | 0 | 0
PeakO | 0 | 0 | 0 | 0 | 0 | 0
ST | 0 | 0 | 0 | 0 | 0 | 0
STOG | 0 | 0 | 0 | 0 | 0 | 0
STWD | 4.38 | 5.1 | 4.38 | 116.49 | 296.49 | 974.11
WT | 8479.75 | 8479.75 | 8479.75 | 8479.75 | 8479.75 | 8479.75
IGCC | 0 | 0 | 0 | 0 | 0 | 0
DemandResponse | 0 | 0 | 0 | 0 | 0 | 0
IGCC-CCS | 0 | 0 | 0 | 0 | 0 | 0
WT_off | 0 | 0 | 0 | 0 | 0 | 0
PseudoUnit | 0 | 0 | 0 | 0 | 0 | 0
FixedInterchange | 0 | 0 | 0 | 0 | 0 | 0
Total Generation by Reporting Type: MAPP_CA
ReportingType | 2015 | 2020 | 2025 | 2030 | 2035 | 2040
BM | 0 | 0 | 0 | 0 | 0 | 0
CC | 7729.06 | 7729.06 | 591.81 | 0 | 0 | 0
CSP | 0 | 0 | 0 | 0 | 0 | 0
CT | 0 | 0 | 0 | 0 | 0 | 0
Coal | 278.56 | 41.88 | 0 | 0 | 0 | 0
Geo | 0 | 0 | 0 | 0 | 0 | 0
H | 41520.42 | 45597.02 | 54366.11 | 68795.52 | 68795.52 | 68795.52
LFG | 0 | 0 | 0 | 0 | 0 | 0
Nuc | 0 | 0.04 | 0 | 0 | 0 | 0
PS | 0 | 0 | 0 | 0 | 0 | 0
PV | 0 | 0 | 0 | 0 | 0 | 0
PeakG | 85.63 | 110.84 | 0 | 0 | 0 | 0
PeakO | 0 | 0 | 0 | 0 | 0 | 0
ST | 0 | 0 | 0 | 0 | 0 | 0
STOG | 4.17 | 1.43 | 0 | 0 | 0 | 0
STWD | 0 | 0 | 0 | 0 | 0 | 0
WT | 1446.06 | 1446.06 | 1446.06 | 1446.06 | 688.72 | 688.72
IGCC | 0 | 0 | 0 | 0 | 0 | 0
DemandResponse | 0 | 0 | 0 | 0 | 0 | 0
IGCC-CCS | 0 | 0 | 0 | 0 | 0 | 0
WT_off | 0 | 0 | 0 | 0 | 0 | 0
PseudoUnit | 0 | 0 | 0 | 0 | 0 | 0
FixedInterchange | 0 | 0 | 0 | 0 | 0 | 0
Total Generation by Reporting Type: AZ_NM_SNV_Coal
ReportingType | 2015 | 2020 | 2025 | 2030 | 2035 | 2040
BM | 0 | 0 | 0 | 0 | 0 | 0
CC | 0 | 0 | 0 | 0 | 0 | 0
CSP | 0 | 0 | 0 | 0 | 0 | 0
CT | 0 | 0 | 0 | 0 | 0 | 0
Coal | 51750.49 | 44902.28 | 8858.5 | 0 | 0 | 0
Geo | 0 | 0 | 0 | 0 | 0 | 0
H | 0 | 0 | 0 | 0 | 0 | 0
LFG | 0 | 0 | 0 | 0 | 0 | 0
Nuc | 0 | 0 | 0 | 0 | 0 | 0
PS | 0 | 0 | 0 | 0 | 0 | 0
PV | 0 | 0 | 0 | 0 | 0 | 0
PeakG | 0 | 0 | 0 | 0 | 0 | 0
PeakO | 0 | 0 | 0 | 0 | 0 | 0
ST | 0 | 0 | 0 | 0 | 0 | 0
STOG | 0 | 0 | 0 | 0 | 0 | 0
STWD | 0 | 0 | 0 | 0 | 0 | 0
WT | 0 | 0 | 0 | 0 | 0 | 0
IGCC | 0 | 0 | 0 | 0 | 0 | 0
DemandResponse | 0 | 0 | 0 | 0 | 0 | 0
IGCC-CCS | 0 | 0 | 0 | 0 | 0 | 0
WT_off | 0 | 0 | 0 | 0 | 0 | 0
PseudoUnit | 0 | 0 | 0 | 0 | 0 | 0
FixedInterchange | 0 | 0 | 0 | 0 | 0 | 0
Total Generation by Reporting Type: AZ_NM_SNV_Gas
ReportingType | 2015 | 2020 | 2025 | 2030 | 2035 | 2040
BM | 0 | 0 | 0 | 0 | 0 | 0
CC | 62163.46 | 51990.62 | 75974.01 | 47914 | 37459.74 | 33490.93
CSP | 0 | 0 | 0 | 0 | 0 | 0
CT | 0 | 0 | 0 | 0 | 0 | 0
Coal | 0 | 0 | 0 | 0 | 0 | 0
Geo | 0 | 0 | 0 | 0 | 0 | 0
H | 0 | 0 | 0 | 0 | 0 | 0
LFG | 0 | 0 | 0 | 0 | 0 | 0
Nuc | 0 | 0 | 0 | 0 | 0 | 0
PS | 0 | 0 | 0 | 0 | 0 | 0
PV | 0 | 0 | 0 | 0 | 0 | 0
PeakG | 0 | 0 | 0 | 0 | 0 | 0
PeakO | 0 | 0 | 0 | 0 | 0 | 0
ST | 0 | 0 | 0 | 0 | 0 | 0
STOG | 0 | 0 | 0 | 0 | 0 | 0
STWD | 0 | 0 | 0 | 0 | 0 | 0
WT | 0 | 0 | 0 | 0 | 0 | 0
IGCC | 0 | 0 | 0 | 0 | 0 | 0
DemandResponse | 0 | 0 | 0 | 0 | 0 | 0
IGCC-CCS | 0 | 0 | 0 | 0 | 0 | 0
WT_off | 0 | 0 | 0 | 0 | 0 | 0
PseudoUnit | 0 | 0 | 0 | 0 | 0 | 0
FixedInterchange | 0 | 0 | 0 | 0 | 0 | 0
Total Generation by Reporting Type: AZ_NM_SNV_NucRenew
ReportingType | 2015 | 2020 | 2025 | 2030 | 2035 | 2040
BM | 0 | 0 | 0 | 0 | 0 | 0
CC | 0 | 0 | 0 | 0 | 0 | 0
CSP | 0 | 0 | 0 | 0 | 0 | 0
CT | 0 | 0 | 0 | 0 | 0 | 0
Coal | 0 | 0 | 0 | 0 | 0 | 0
Geo | 0 | 0 | 12066.9 | 12066.9 | 12066.9 | 12066.9
H | 8952 | 8952 | 8952 | 8952 | 8952 | 8952
LFG | 55.19 | 533.48 | 533.48 | 533.48 | 533.48 | 533.48
Nuc | 30183.89 | 30183.89 | 30183.89 | 57784.3 | 85471.27 | 92299.27
PS | 2.16 | 0 | 23.76 | 7.56 | 7.56 | 23.76
PV | 365.63 | 365.63 | 365.63 | 365.63 | 365.63 | 365.63
PeakG | 0 | 0 | 0 | 0 | 0 | 0
PeakO | 0 | 0 | 0 | 0 | 0 | 0
ST | 981.12 | 2542.54 | 3340.66 | 3374.76 | 3374.76 | 3374.76
STOG | 0 | 0 | 0 | 0 | 0 | 0
STWD | 182.21 | 182.21 | 182.21 | 182.21 | 182.21 | 182.21
WT | 1407.73 | 33014.92 | 33082.12 | 33442.56 | 35270.87 | 35270.87
IGCC | 0 | 0 | 0 | 0 | 0 | 0
DemandResponse | 0 | 0 | 0 | 0 | 0 | 0
IGCC-CCS | 0 | 0 | 0 | 0 | 0 | 0
WT_off | 0 | 0 | 0 | 0 | 0 | 0
PseudoUnit | 0 | 0 | 0 | 0 | 0 | 0
FixedInterchange | 0 | 0 | 0 | 0 | 0 | 0
Total Generation by Reporting Type: ERCOT
ReportingType | 2015 | 2020 | 2025 | 2030 | 2035 | 2040
BM | 58.16 | 98.27 | 100.59 | 1082.59 | 1082.59 | 1082.59
CC | 226473.94 | 238177.59 | 207270.82 | 203347.06 | 176870.44 | 152770.31
CSP | 0 | 0 | 0 | 0 | 0 | 0
CT | 0 | 2.34 | 1.36 | 8.17 | 0 | 0
Coal | 36629.26 | 25406.09 | 1033.47 | 234.75 | 234.75 | 278.73
Geo | 0 | 0 | 0 | 0 | 0 | 0
H | 607.38 | 607.38 | 607.38 | 607.38 | 607.38 | 607.38
LFG | 591.3 | 591.3 | 3382.24 | 3382.24 | 3382.24 | 3382.24
Nuc | 39655.79 | 39655.79 | 39655.79 | 39655.79 | 67145.16 | 94220.97
PS | 0 | 0 | 0 | 0 | 0 | 0
PV | 30.84 | 30.84 | 30.84 | 30.84 | 2.63 | 2.63
PeakG | 0 | 6.18 | 0 | 42.75 | 46.09 | 2.54
PeakO | 0 | 0 | 0 | 0 | 0 | 0
ST | 0 | 0 | 0 | 0 | 0 | 0
STOG | 1185.34 | 2071.39 | 658.78 | 904.5 | 217.4 | 0
STWD | 0 | 0 | 0 | 0 | 0 | 0
WT | 27080.39 | 27080.39 | 83850.29 | 83850.29 | 83850.32 | 84590.33
IGCC | 0 | 0 | 0 | 0 | 0 | 0
DemandResponse | 0 | 0 | 0 | 0 | 0 | 0
IGCC-CCS | 0 | 0 | 0 | 0 | 0 | 0
WT_off | 0 | 0 | 0 | 0 | 0 | 0
PseudoUnit | 0 | 0 | 0 | 0 | 0 | 0
FixedInterchange | 0 | 0 | 0 | 0 | 0 | 0
Total Generation by Reporting Type: NP15
ReportingType | 2015 | 2020 | 2025 | 2030 | 2035 | 2040
BM | 0 | 0 | 0 | 0 | 0 | 0
CC | 68279.26 | 63217.13 | 65816.6 | 46688.55 | 39585.9 | 29194.1
CSP | 0 | 0 | 0 | 0 | 0 | 0
CT | 0 | 0 | 0 | 0 | 0 | 0
Coal | 1435.64 | 0 | 0 | 0 | 0 | 0
Geo | 9050.48 | 9050.48 | 14043.68 | 14043.68 | 14043.68 | 14043.68
H | 24182 | 24182 | 24182 | 24182 | 24182 | 24182
LFG | 670.14 | 5124.6 | 5124.6 | 5124.6 | 5124.6 | 5124.6
Nuc | 17915.6 | 17915.6 | 17915.6 | 39451.49 | 53251.88 | 86352.33
PS | 0 | 0 | 22.57 | 22.57 | 7.41 | 0
PV | 153.52 | 153.52 | 153.52 | 153.52 | 139.28 | 139.28
PeakG | 0 | 0 | 0 | 0 | 0 | 0
PeakO | 0 | 0 | 0 | 0 | 0 | 0
ST | 99.08 | 99.08 | 99.08 | 99.08 | 99.08 | 99.08
STOG | 29.02 | 20.16 | 42.17 | 1.11 | 0 | 0
STWD | 3097.54 | 3097.54 | 1390.11 | 3097.54 | 3097.54 | 3097.54
WT | 3102.31 | 11679.16 | 11679.16 | 11679.16 | 11679.16 | 11679.16
IGCC | 0 | 0 | 0 | 0 | 0 | 0
DemandResponse | 0 | 0 | 0 | 0 | 0 | 0
IGCC-CCS | 0 | 0 | 0 | 0 | 0 | 0
WT_off | 0 | 0 | 0 | 0 | 0 | 0
PseudoUnit | 0 | 0 | 0 | 0 | 0 | 0
FixedInterchange | 0 | 0 | 0 | 0 | 0 | 0
Total Generation by Reporting Type: NWPP_Coal
ReportingType | 2015 | 2020 | 2025 | 2030 | 2035 | 2040
BM | 0 | 0 | 0 | 0 | 0 | 0
CC | 0 | 0 | 0 | 0 | 0 | 0
CSP | 0 | 0 | 0 | 0 | 0 | 0
CT | 0 | 0 | 0 | 0 | 0 | 0
Coal | 44196.29 | 33483.75 | 1282.61 | 1282.61 | 1282.61 | 1282.61
Geo | 0 | 0 | 0 | 0 | 0 | 0
H | 0 | 0 | 0 | 0 | 0 | 0
LFG | 0 | 0 | 0 | 0 | 0 | 0
Nuc | 0 | 0 | 0 | 0 | 0 | 0
PS | 0 | 0 | 0 | 0 | 0 | 0
PV | 0 | 0 | 0 | 0 | 0 | 0
PeakG | 0 | 0 | 0 | 0 | 0 | 0
PeakO | 0 | 0 | 0 | 0 | 0 | 0
ST | 0 | 0 | 0 | 0 | 0 | 0
STOG | 0 | 0 | 0 | 0 | 0 | 0
STWD | 0 | 0 | 0 | 0 | 0 | 0
WT | 0 | 0 | 0 | 0 | 0 | 0
IGCC | 0 | 0 | 0 | 0 | 0 | 0
DemandResponse | 0 | 0 | 0 | 0 | 0 | 0
IGCC-CCS | 0 | 0 | 0 | 0 | 0 | 0
WT_off | 0 | 0 | 0 | 0 | 0 | 0
PseudoUnit | 0 | 0 | 0 | 0 | 0 | 0
FixedInterchange | 0 | 0 | 0 | 0 | 0 | 0
Total Generation by Reporting Type: NWPP_Gas
ReportingType | 2015 | 2020 | 2025 | 2030 | 2035 | 2040
BM | 0 | 0 | 0 | 0 | 0 | 0
CC | 47554.65 | 66163.16 | 66163.16 | 47889.68 | 17877.32 | 15587.8
CSP | 0 | 0 | 0 | 0 | 0 | 0
CT | 0 | 0 | 0 | 0 | 0 | 0
Coal | 0 | 0 | 0 | 0 | 0 | 0
Geo | 0 | 0 | 0 | 0 | 0 | 0
H | 0 | 0 | 0 | 0 | 0 | 0
LFG | 0 | 0 | 0 | 0 | 0 | 0
Nuc | 0 | 0 | 0 | 0 | 0 | 0
PS | 0 | 0 | 0 | 0 | 0 | 0
PV | 0 | 0 | 0 | 0 | 0 | 0
PeakG | 0 | 0 | 0 | 0 | 0 | 0
PeakO | 0 | 0 | 0 | 0 | 0 | 0
ST | 0 | 0 | 0 | 0 | 0 | 0
STOG | 0 | 0 | 0 | 0 | 0 | 0
STWD | 0 | 0 | 0 | 0 | 0 | 0
WT | 0 | 0 | 0 | 0 | 0 | 0
IGCC | 0 | 0 | 0 | 0 | 0 | 0
DemandResponse | 0 | 0 | 0 | 0 | 0 | 0
IGCC-CCS | 0 | 0 | 0 | 0 | 0 | 0
WT_off | 0 | 0 | 0 | 0 | 0 | 0
PseudoUnit | 0 | 0 | 0 | 0 | 0 | 0
FixedInterchange | 0 | 0 | 0 | 0 | 0 | 0
Total Generation by Reporting Type: NWPP_NucRenew
ReportingType | 2015 | 2020 | 2025 | 2030 | 2035 | 2040
BM | 0 | 65.88 | 243.02 | 243.02 | 243.02 | 243.02
CC | 0 | 0 | 0 | 0 | 0 | 0
CSP | 0 | 0 | 0 | 0 | 0 | 0
CT | 0 | 0 | 0 | 0 | 0 | 0
Coal | 0 | 0 | 0 | 0 | 0 | 0
Geo | 3280.13 | 3280.13 | 6891.88 | 6891.88 | 6891.88 | 6891.88
H | 133486 | 133486 | 133486 | 133486 | 133486 | 133486
LFG | 1013.09 | 1013.09 | 2940.73 | 2940.73 | 2940.73 | 2940.73
Nuc | 8809.8 | 8809.8 | 8809.8 | 46251.74 | 75501.71 | 102708.94
PS | 0 | 0 | 0 | 0 | 0 | 0
PV | 7.88 | 7.88 | 7.88 | 7.88 | 7.88 | 7.88
PeakG | 0 | 0 | 0 | 0 | 0 | 0
PeakO | 0 | 0 | 0 | 0 | 0 | 0
ST | 0 | 0 | 0 | 0 | 0 | 0
STOG | 0 | 0 | 0 | 0 | 0 | 0
STWD | 0 | 0 | 3931.49 | 3931.49 | 3931.49 | 3931.49
WT | 15874.4 | 15874.4 | 15874.4 | 15874.4 | 15874.4 | 15874.4
IGCC | 0 | 0 | 0 | 0 | 0 | 0
DemandResponse | 0 | 0 | 0 | 0 | 0 | 0
IGCC-CCS | 0 | 0 | 0 | 0 | 0 | 0
WT_off | 0 | 0 | 0 | 0 | 0 | 0
PseudoUnit | 0 | 0 | 0 | 0 | 0 | 0
FixedInterchange | 0 | 0 | 0 | 0 | 0 | 0
Total Generation by Reporting Type: RMPA
ReportingType | 2015 | 2020 | 2025 | 2030 | 2035 | 2040
BM | 0 | 0 | 0 | 0 | 0 | 0
CC | 10763.35 | 12042.14 | 16427.33 | 11644.02 | 11636.33 | 10975.45
CSP | 0 | 0 | 0 | 0 | 0 | 0
CT | 0 | 0 | 0 | 0 | 0 | 0
Coal | 49842.76 | 36809.11 | 6831.4 | 3491.52 | 3492.79 | 3530.4
Geo | 0 | 5201.25 | 21387.54 | 21387.54 | 21387.54 | 21387.54
H | 4353 | 4353 | 4353 | 4353 | 4353 | 4353
LFG | 58.34 | 286.45 | 286.45 | 286.45 | 286.45 | 286.45
Nuc | 0.01 | 0.02 | 0.04 | 15187.28 | 15937.18 | 17870.19
PS | 61.93 | 87.82 | 61.93 | 69.99 | 80.68 | 118.23
PV | 54.93 | 54.93 | 54.93 | 54.93 | 54.93 | 54.93
PeakG | 0 | 0 | 6.2 | 0 | 0 | 0
PeakO | 0 | 0 | 0 | 0 | 0 | 0
ST | 9.83 | 1213.6 | 1213.6 | 1231.5 | 1231.5 | 1231.5
STOG | 0 | 0 | 0 | 0 | 0 | 0
STWD | 0 | 0 | 0 | 0 | 0 | 0
WT | 6354.34 | 17013.67 | 17013.67 | 18626.99 | 18626.99 | 19035.09
IGCC | 0 | 0 | 0 | 0 | 0 | 0
DemandResponse | 0 | 0 | 0 | 0 | 0 | 0
IGCC-CCS | 0 | 0 | 0 | 0 | 0 | 0
WT_off | 0 | 0 | 0 | 0 | 0 | 0
PseudoUnit | 0 | 0 | 0 | 0 | 0 | 0
FixedInterchange | 0 | 0 | 0 | 0 | 0 | 0
Total Generation by Reporting Type: SP15
ReportingType | 2015 | 2020 | 2025 | 2030 | 2035 | 2040
BM | 44.8 | 44.8 | 44.8 | 44.8 | 44.8 | 44.8
CC | 85978.64 | 84319.77 | 100267.64 | 84038.9 | 75209.61 | 65480.25
CSP | 0 | 0 | 0 | 0 | 0 | 0
CT | 0 | 0 | 0 | 0 | 0 | 0
Coal | 1392.49 | 761.6 | 0 | 0 | 0 | 0
Geo | 7774.15 | 19841.05 | 19841.05 | 19841.05 | 19841.05 | 19841.05
H | 5920 | 5920 | 5920 | 5920 | 5920 | 5920
LFG | 1759.71 | 6141.64 | 6141.64 | 6141.64 | 6141.64 | 6141.64
Nuc | 17526.13 | 17526.13 | 17526.13 | 17526.13 | 17526.13 | 18263.2
PS | 11.1 | 132.55 | 158.4 | 85.14 | 85.91 | 158.4
PV | 331.57 | 331.57 | 331.57 | 331.57 | 331.57 | 331.57
PeakG | 0 | 0 | 0 | 0 | 0 | 0
PeakO | 0 | 0 | 0 | 0 | 0 | 0
ST | 1569.79 | 1569.79 | 1569.79 | 1569.79 | 1569.79 | 1569.79
STOG | 336.85 | 66.82 | 81.22 | 28.88 | 37.81 | 101.09
STWD | 833.95 | 833.95 | 612.78 | 833.95 | 833.95 | 833.95
WT | 5740.26 | 5896.85 | 23027.44 | 42569.13 | 42569.13 | 42569.13
IGCC | 0 | 0 | 0 | 0 | 0 | 0
DemandResponse | 0 | 0 | 0 | 0 | 0 | 0
IGCC-CCS | 0 | 0 | 0 | 0 | 0 | 0
WT_off | 0 | 0 | 0 | 0 | 0 | 0
PseudoUnit | 0 | 0 | 0 | 0 | 0 | 0
FixedInterchange | 0 | 0 | 0 | 0 | 0 | 0
Total Generation by Reporting Type: ALB
ReportingType | 2015 | 2020 | 2025 | 2030 | 2035 | 2040
BM | 0 | 0 | 0 | 0 | 0 | 0
CC | 16262.33 | 16805.03 | 16805.03 | 0 | 0 | 0
CSP | 0 | 0 | 0 | 0 | 0 | 0
CT | 0 | 0 | 0 | 0 | 0 | 0
Coal | 46350.59 | 46350.59 | 45768.43 | 0 | 0 | 0
Geo | 0 | 0 | 0 | 0 | 0 | 0
H | 1979.87 | 1979.87 | 1979.87 | 1979.87 | 1979.87 | 1979.87
LFG | 78.84 | 78.84 | 78.84 | 78.84 | 78.84 | 78.84
Nuc | 0 | 0 | 0.29 | 68612.08 | 68778.61 | 71877.29
PS | 0 | 0 | 0 | 0 | 0 | 0
PV | 0 | 0 | 0 | 0 | 0 | 0
PeakG | 0 | 0 | 0 | 0 | 0 | 0
PeakO | 0 | 0 | 0 | 0 | 0 | 0
ST | 0 | 0 | 0 | 0 | 0 | 0
STOG | 0 | 0 | 0 | 0 | 0 | 0
STWD | 0 | 741.15 | 1219.39 | 1219.39 | 1219.39 | 1219.39
WT | 1553.84 | 1553.84 | 1553.84 | 1553.84 | 1553.84 | 1553.84
IGCC | 0 | 0 | 0 | 0 | 0 | 0
DemandResponse | 0 | 0 | 0 | 0 | 0 | 0
IGCC-CCS | 0 | 0 | 0 | 0 | 0 | 0
WT_off | 0 | 0 | 0 | 0 | 0 | 0
PseudoUnit | 0 | 0 | 0 | 0 | 0 | 0
FixedInterchange | 0 | 0 | 0 | 0 | 0 | 0
Total Generation by Reporting Type: BC
ReportingType | 2015 | 2020 | 2025 | 2030 | 2035 | 2040
BM | 0 | 0 | 0 | 0 | 0 | 0
CC | 4532.28 | 4532.28 | 4532.28 | 2967.78 | 425.87 | 0
CSP | 0 | 0 | 0 | 0 | 0 | 0
CT | 0 | 0 | 0 | 0 | 0 | 0
Coal | 0 | 0 | 0 | 0 | 0 | 0
Geo | 0 | 0 | 0 | 0 | 0 | 0
H | 54411.22 | 54411.22 | 54411.22 | 54411.22 | 54411.22 | 54411.22
LFG | 189.22 | 189.22 | 189.22 | 189.22 | 189.22 | 189.22
Nuc | 0 | 0 | 0.21 | 4939.72 | 5472.2 | 5939.84
PS | 0 | 0 | 0 | 0 | 0 | 0
PV | 0 | 0 | 0 | 0 | 0 | 0
PeakG | 0 | 0 | 0 | 0 | 0 | 0
PeakO | 0 | 0 | 0 | 0 | 0 | 0
ST | 0 | 0 | 0 | 0 | 0 | 0
STOG | 0 | 0 | 0 | 0 | 0 | 0
STWD | 0 | 1953.93 | 3574.08 | 3574.08 | 3574.08 | 3574.08
WT | 568.82 | 568.82 | 568.82 | 568.82 | 568.82 | 568.82
IGCC | 0 | 0 | 0 | 0 | 0 | 0
DemandResponse | 0 | 0 | 0 | 0 | 0 | 0
IGCC-CCS | 0 | 0 | 0 | 0 | 0 | 0
WT_off | 0 | 0 | 0 | 0 | 0 | 0
PseudoUnit | 0 | 0 | 0 | 0 | 0 | 0
FixedInterchange | 0 | 0 | 0 | 0 | 0 | 0
Total Generation by Reporting Type: HQ_IESO
ReportingType | 2015 | 2020 | 2025 | 2030 | 2035 | 2040
BM | 0 | 0 | 0 | 0 | 0 | 0
CC | 0 | 0 | 0 | 0 | 0 | 0
CSP | 0 | 0 | 0 | 0 | 0 | 0
CT | 0 | 0 | 0 | 0 | 0 | 0
Coal | 0 | 0 | 0 | 0 | 0 | 0
Geo | 0 | 0 | 0 | 0 | 0 | 0
H | 0 | 0 | 0 | 0 | 0 | 0
LFG | 0 | 0 | 0 | 0 | 0 | 0
Nuc | 0 | 0 | 0 | 0 | 0 | 0.01
PS | 0 | 0 | 0 | 0 | 0 | 0
PV | 0 | 0 | 0 | 0 | 0 | 0
PeakG | 0 | 0 | 0 | 0 | 0 | 0
PeakO | 0 | 0 | 0 | 0 | 0 | 0
ST | 0 | 0 | 0 | 0 | 0 | 0
STOG | 0 | 0 | 0 | 0 | 0 | 0
STWD | 0 | 0 | 0 | 0 | 0 | 0
WT | 0 | 0 | 0 | 0 | 0 | 0
IGCC | 0 | 0 | 0 | 0 | 0 | 0
DemandResponse | 0 | 0 | 0 | 0 | 0 | 0
IGCC-CCS | 0 | 0 | 0 | 0 | 0 | 0
WT_off | 0 | 0 | 0 | 0 | 0 | 0
PseudoUnit | 0 | 0 | 0 | 544.66 | 544.66 | 544.66
FixedInterchange | 2336 | 2336 | 2336 | 2336 | 2336 | 2336
Total Generation by Reporting Type: HQ_NEISO
ReportingType | 2015 | 2020 | 2025 | 2030 | 2035 | 2040
BM | 0 | 0 | 0 | 0 | 0 | 0
CC | 0 | 0 | 0 | 0 | 0 | 0
CSP | 0 | 0 | 0 | 0 | 0 | 0
CT | 0 | 0 | 0 | 0 | 0 | 0
Coal | 0 | 0 | 0 | 0 | 0 | 0
Geo | 0 | 0 | 0 | 0 | 0 | 0
H | 0 | 0 | 0 | 0 | 0 | 0
LFG | 0 | 0 | 0 | 0 | 0 | 0
Nuc | 0 | 0 | 0 | 0 | 0.01 | 0.03
PS | 0 | 0 | 0 | 0 | 0 | 0
PV | 0 | 0 | 0 | 0 | 0 | 0
PeakG | 0 | 0 | 0 | 0 | 0 | 0
PeakO | 0 | 0 | 0 | 0 | 0 | 0
ST | 0 | 0 | 0 | 0 | 0 | 0
STOG | 0 | 0 | 0 | 0 | 0 | 0
STWD | 0 | 0 | 0 | 0 | 0 | 0
WT | 0 | 0 | 0 | 0 | 0 | 0
IGCC | 0 | 0 | 0 | 0 | 0 | 0
DemandResponse | 0 | 0 | 0 | 0 | 0 | 0
IGCC-CCS | 0 | 0 | 0 | 0 | 0 | 0
WT_off | 0 | 0 | 0 | 0 | 0 | 0
PseudoUnit | 0 | 0 | 0 | 7325.51 | 7325.51 | 7325.51
FixedInterchange | 19184.4 | 19184.4 | 19184.4 | 19184.4 | 19184.4 | 19184.4
Total Generation by Reporting Type: HQ_NY
ReportingType | 2015 | 2020 | 2025 | 2030 | 2035 | 2040
BM | 0 | 0 | 0 | 0 | 0 | 0
CC | 0 | 0 | 0 | 0 | 0 | 0
CSP | 0 | 0 | 0 | 0 | 0 | 0
CT | 0 | 0 | 0 | 0 | 0 | 0
Coal | 0 | 0 | 0 | 0 | 0 | 0
Geo | 0 | 0 | 0 | 0 | 0 | 0
H | 0 | 0 | 0 | 0 | 0 | 0
LFG | 0 | 0 | 0 | 0 | 0 | 0
Nuc | 0 | 0 | 0 | 0.02 | 0.02 | 0.07
PS | 0 | 0 | 0 | 0 | 0 | 0
PV | 0 | 0 | 0 | 0 | 0 | 0
PeakG | 0 | 0 | 0 | 0 | 0 | 0
PeakO | 0 | 0 | 0 | 0 | 0 | 0
ST | 0 | 0 | 0 | 0 | 0 | 0
STOG | 0 | 0 | 0 | 0 | 0 | 0
STWD | 0 | 0 | 0 | 0 | 0 | 0
WT | 0 | 0 | 0 | 0 | 0 | 0
IGCC | 0 | 0 | 0 | 0 | 0 | 0
DemandResponse | 0 | 0 | 0 | 0 | 0 | 0
IGCC-CCS | 0 | 0 | 0 | 0 | 0 | 0
WT_off | 0 | 0 | 0 | 0 | 0 | 0
PseudoUnit | 0 | 0 | 14570.11 | 14570.11 | 14570.11 | 14570.11
FixedInterchange | 5840 | 5840 | 5840 | 5840 | 5840 | 5840
Total Generation by Reporting Type: MARITIMES
ReportingType | 2015 | 2020 | 2025 | 2030 | 2035 | 2040
BM | 0 | 0 | 0 | 0 | 0 | 0
CC | 0 | 0 | 0 | 0 | 0 | 0
CSP | 0 | 0 | 0 | 0 | 0 | 0
CT | 0 | 0 | 0 | 0 | 0 | 0
Coal | 0 | 0 | 0 | 0 | 0 | 0
Geo | 0 | 0 | 0 | 0 | 0 | 0
H | 0 | 0 | 0 | 0 | 0 | 0
LFG | 0 | 0 | 0 | 0 | 0 | 0
Nuc | 0 | 0 | 0 | 0 | 0.01 | 0.03
PS | 0 | 0 | 0 | 0 | 0 | 0
PV | 0 | 0 | 0 | 0 | 0 | 0
PeakG | 0 | 0 | 0 | 0 | 0 | 0
PeakO | 0 | 0 | 0 | 0 | 0 | 0
ST | 0 | 0 | 0 | 0 | 0 | 0
STOG | 0 | 0 | 0 | 0 | 0 | 0
STWD | 0 | 0 | 0 | 0 | 0 | 0
WT | 0 | 0 | 0 | 0 | 0 | 0
IGCC | 0 | 0 | 0 | 0 | 0 | 0
DemandResponse | 0 | 0 | 0 | 0 | 0 | 0
IGCC-CCS | 0 | 0 | 0 | 0 | 0 | 0
WT_off | 0 | 0 | 0 | 0 | 0 | 0
PseudoUnit | 0 | 0 | 0 | 2480.72 | 2480.72 | 2480.72
FixedInterchange | 8760 | 8760 | 8760 | 8760 | 8760 | 8760
Total Generation by Reporting Type: All
ReportingType | 2015 | 2020 | 2025 | 2030 | 2035 | 2040
BM | 2212.42 | 5883.37 | 8749.8 | 11775.62 | 12301.12 | 11374.58
CC | 1665047.84 | 2155202.31 | 2095519.82 | 1714387.13 | 1676343.52 | 1610869.87
CSP | 0 | 0 | 0 | 0 | 0 | 0
CT | 608.89 | 762.4 | 1116.73 | 557.52 | 131.67 | 422.06
Coal | 1053154.63 | 360074.04 | 83385.4 | 15384 | 15817.11 | 16086.57
Geo | 20459.37 | 37727.52 | 74585.65 | 74585.65 | 74585.65 | 74585.65
H | 430354.22 | 436759.24 | 452882.12 | 467846.13 | 468974.92 | 468974.92
LFG | 32608.22 | 48005.68 | 65429.32 | 71137.33 | 71137.33 | 71137.33
Nuc | 913193.82 | 942799.5 | 959637.64 | 1321573.84 | 1338690.26 | 1498397.01
PS | 6464.92 | 7335.8 | 8250.59 | 5930.74 | 5980.61 | 6233.38
PV | 1434.35 | 5065.78 | 6640.98 | 6946.92 | 6873.64 | 6970.96
PeakG | 2919.58 | 4958.71 | 6224.33 | 4024.15 | 4059.04 | 3546.18
PeakO | 0 | 0 | 0 | 0 | 0 | 0
ST | 2659.82 | 5425.01 | 6223.13 | 6275.13 | 6275.13 | 6275.13
STOG | 6340.79 | 6003.84 | 2998.86 | 2992 | 2214.82 | 1694.81
STWD | 12204.53 | 14018.07 | 17654.57 | 24988.8 | 25723.2 | 27730.56
WT | 178096.59 | 413249.33 | 664369.07 | 763518.52 | 764833.57 | 777068.28
IGCC | 4427.31 | 2794.15 | 418.91 | 116.8 | 116.8 | 116.8
DemandResponse | 0 | 0 | 0 | 0 | 0 | 0
IGCC-CCS | 0 | 0 | 0 | 0 | 0 | 0
WT_off | 1873.58 | 1873.58 | 5864.11 | 5864.11 | 4794.82 | 4794.82
PseudoUnit | 0 | 0 | 14570.11 | 24920.99 | 24920.99 | 24920.99
FixedInterchange | 36120.4 | 36120.4 | 36120.4 | 36120.4 | 36120.4 | 36120.4
Total Generation by Reporting Type: EI_US
ReportingType | 2015 | 2020 | 2025 | 2030 | 2035 | 2040
BM | 2109.46 | 5672.29 | 8361.39 | 10394.68 | 10920.17 | 9841.89
CC | 1129183.45 | 1610052.05 | 1541569.25 | 1269779.26 | 1317151.62 | 1303058.58
CSP | 0 | 0 | 0 | 0 | 0 | 0
CT | 608.89 | 756.24 | 1115.37 | 549.34 | 131.67 | 422.06
Coal | 821278.55 | 172318.73 | 19611 | 10375.12 | 10806.96 | 10994.83
Geo | 354.6 | 354.6 | 354.6 | 354.6 | 354.6 | 354.6
H | 108753.3 | 111081.72 | 118435.51 | 118549.99 | 118549.99 | 118549.99
LFG | 27266.03 | 33120.68 | 45825.75 | 51529.82 | 51529.82 | 51529.82
Nuc | 697700.28 | 728199.7 | 746193.22 | 930762.99 | 856226.89 | 927481.41
PS | 6376.2 | 7089.61 | 7958.1 | 5719.65 | 5794.75 | 5919.46
PV | 411.15 | 4042.58 | 5617.78 | 5923.71 | 5892.88 | 5990.2
PeakG | 2833.95 | 4841.69 | 6218.13 | 3981.4 | 4012.94 | 3543.64
PeakO | 0 | 0 | 0 | 0 | 0 | 0
ST | 0 | 0 | 0 | 0 | 0 | 0
STOG | 4785.41 | 3844.03 | 2216.69 | 2057.51 | 1959.61 | 1593.72
STWD | 8086.46 | 7204.19 | 6740.14 | 12033.65 | 12588.06 | 13917.79
WT | 106488.69 | 290641.47 | 467793.51 | 545427.51 | 545671.57 | 556758.16
IGCC | 4427.31 | 2794.15 | 418.91 | 116.8 | 116.8 | 116.8
DemandResponse | 0 | 0 | 0 | 0 | 0 | 0
IGCC-CCS | 0 | 0 | 0 | 0 | 0 | 0
WT_off | 1873.58 | 1873.58 | 5864.11 | 5864.11 | 4794.82 | 4794.82
PseudoUnit | 0 | 0 | 14570.11 | 24376.33 | 24376.33 | 24376.33
FixedInterchange | 33784.4 | 33784.4 | 33784.4 | 33784.4 | 33784.4 | 33784.4
Total Generation by Reporting Type: EI_Canada
ReportingType | 2015 | 2020 | 2025 | 2030 | 2035 | 2040
BM | 0 | 2.13 | 0 | 10.53 | 10.53 | 162.28
CC | 13856.49 | 7902.55 | 693.7 | 117.88 | 126.71 | 312.45
CSP | 0 | 0 | 0 | 0 | 0 | 0
CT | 0 | 3.82 | 0 | 0 | 0 | 0
Coal | 278.56 | 41.88 | 0 | 0 | 0 | 0
Geo | 0 | 0 | 0 | 0 | 0 | 0
H | 87709.45 | 91786.05 | 100555.14 | 115404.66 | 116533.45 | 116533.45
LFG | 926.37 | 926.37 | 926.37 | 930.31 | 930.31 | 930.31
Nuc | 101402.31 | 100508.55 | 99352.66 | 101402.31 | 93379.23 | 81383.58
PS | 13.53 | 25.83 | 25.83 | 25.83 | 4.3 | 13.53
PV | 78.84 | 78.84 | 78.84 | 78.84 | 78.84 | 78.84
PeakG | 85.63 | 110.84 | 0 | 0 | 0 | 0
PeakO | 0 | 0 | 0 | 0 | 0 | 0
ST | 0 | 0 | 0 | 0 | 0 | 0
STOG | 4.17 | 1.43 | 0 | 0 | 0 | 0
STWD | 4.38 | 5.1 | 4.38 | 116.49 | 296.49 | 974.11
WT | 9925.81 | 9925.81 | 9925.81 | 9925.81 | 9168.47 | 9168.47
IGCC | 0 | 0 | 0 | 0 | 0 | 0
DemandResponse | 0 | 0 | 0 | 0 | 0 | 0
IGCC-CCS | 0 | 0 | 0 | 0 | 0 | 0
WT_off | 0 | 0 | 0 | 0 | 0 | 0
PseudoUnit | 0 | 0 | 0 | 544.66 | 544.66 | 544.66
FixedInterchange | 2336 | 2336 | 2336 | 2336 | 2336 | 2336
Total Generation by Reporting Type: EI
ReportingType | 2015 | 2020 | 2025 | 2030 | 2035 | 2040
BM | 2109.46 | 5674.42 | 8361.39 | 10405.21 | 10930.7 | 10004.17
CC | 1143039.94 | 1617954.59 | 1542262.94 | 1269897.15 | 1317278.32 | 1303371.03
CSP | 0 | 0 | 0 | 0 | 0 | 0
CT | 608.89 | 760.07 | 1115.37 | 549.34 | 131.67 | 422.06
Coal | 821557.11 | 172360.61 | 19611 | 10375.12 | 10806.96 | 10994.83
Geo | 354.6 | 354.6 | 354.6 | 354.6 | 354.6 | 354.6
H | 196462.75 | 202867.77 | 218990.65 | 233954.66 | 235083.45 | 235083.45
LFG | 28192.4 | 34047.05 | 46752.12 | 52460.14 | 52460.14 | 52460.14
Nuc | 799102.58 | 828708.26 | 845545.88 | 1032165.3 | 949606.12 | 1008864.98
PS | 6389.73 | 7115.44 | 7983.93 | 5745.48 | 5799.05 | 5932.99
PV | 489.99 | 4121.42 | 5696.62 | 6002.55 | 5971.72 | 6069.04
PeakG | 2919.58 | 4952.53 | 6218.13 | 3981.4 | 4012.94 | 3543.64
PeakO | 0 | 0 | 0 | 0 | 0 | 0
ST | 0 | 0 | 0 | 0 | 0 | 0
STOG | 4789.57 | 3845.46 | 2216.69 | 2057.51 | 1959.61 | 1593.72
STWD | 8090.84 | 7209.29 | 6744.52 | 12150.14 | 12884.55 | 14891.91
WT | 116414.5 | 300567.28 | 477719.32 | 555353.31 | 554840.04 | 565926.63
IGCC | 4427.31 | 2794.15 | 418.91 | 116.8 | 116.8 | 116.8
DemandResponse | 0 | 0 | 0 | 0 | 0 | 0
IGCC-CCS | 0 | 0 | 0 | 0 | 0 | 0
WT_off | 1873.58 | 1873.58 | 5864.11 | 5864.11 | 4794.82 | 4794.82
PseudoUnit | 0 | 0 | 14570.11 | 24920.99 | 24920.99 | 24920.99
FixedInterchange | 36120.4 | 36120.4 | 36120.4 | 36120.4 | 36120.4 | 36120.4
Total Generation by Reporting Type: Outside_EI
ReportingType | 2015 | 2020 | 2025 | 2030 | 2035 | 2040
BM | 102.96 | 208.95 | 388.41 | 1370.41 | 1370.41 | 1370.41
CC | 522007.9 | 537247.72 | 553256.87 | 444489.99 | 359065.2 | 307498.84
CSP | 0 | 0 | 0 | 0 | 0 | 0
CT | 0 | 2.34 | 1.36 | 8.17 | 0 | 0
Coal | 231597.52 | 187713.43 | 63774.4 | 5008.88 | 5010.15 | 5091.75
Geo | 20104.76 | 37372.91 | 74231.05 | 74231.05 | 74231.05 | 74231.05
H | 233891.47 | 233891.47 | 233891.47 | 233891.47 | 233891.47 | 233891.47
LFG | 4415.83 | 13958.62 | 18677.2 | 18677.2 | 18677.2 | 18677.2
Nuc | 114091.24 | 114091.25 | 114091.76 | 289408.54 | 389084.14 | 489532.03
PS | 75.19 | 220.36 | 266.66 | 185.26 | 181.56 | 300.39
PV | 944.36 | 944.36 | 944.36 | 944.36 | 901.92 | 901.92
PeakG | 0 | 6.18 | 6.2 | 42.75 | 46.09 | 2.54
PeakO | 0 | 0 | 0 | 0 | 0 | 0
ST | 2659.82 | 5425.01 | 6223.13 | 6275.13 | 6275.13 | 6275.13
STOG | 1551.22 | 2158.38 | 782.17 | 934.49 | 255.21 | 101.09
STWD | 4113.7 | 6808.78 | 10910.05 | 12838.66 | 12838.66 | 12838.66
WT | 61682.09 | 112682.05 | 186649.75 | 208165.2 | 209993.53 | 211141.65
IGCC | 0 | 0 | 0 | 0 | 0 | 0
DemandResponse | 0 | 0 | 0 | 0 | 0 | 0
IGCC-CCS | 0 | 0 | 0 | 0 | 0 | 0
WT_off | 0 | 0 | 0 | 0 | 0 | 0
PseudoUnit | 0 | 0 | 0 | 0 | 0 | 0
FixedInterchange | 0 | 0 | 0 | 0 | 0 | 0
#2 | Energy Demand (TWh)
Energy Demand by Pool & Region:
Pool/Region | 2015 | 2020 | 2025 | 2030 | 2035 | 2040
ENT | 172.04 | 166.74 | 164.88 | 154.81 | 147.07 | 153.28
FRCC | 249.96 | 246.95 | 261.68 | 262.87 | 254.14 | 272.55
MAPP_US | 27.78 | 29.68 | 29.34 | 30.48 | 30.71 | 30.93
MISO_IN | 95.89 | 93.98 | 102.22 | 102.37 | 97.12 | 103.39
MISO_MI | 96.15 | 92.37 | 98.36 | 99.38 | 98.95 | 102.19
MISO_MO-IL | 91.24 | 95.37 | 100.15 | 101 | 97.44 | 102.52
MISO_W | 132.19 | 133.58 | 149.08 | 151.71 | 143.5 | 145.36
MISO_WUMS | 63.63 | 67.24 | 67.88 | 70.14 | 66.93 | 68.95
NE | 32.16 | 33.86 | 31.52 | 33.21 | 36.12 | 36.55
NEISO | 131.59 | 120.9 | 118.42 | 115.69 | 119.21 | 114.97
NonRTO_Midwest | 61.62 | 62.5 | 64.21 | 59.2 | 60.85 | 63.79
NYISO_A-F | 56.62 | 61.14 | 61.61 | 63.5 | 59.88 | 59.47
NYISO_G-I | 17.49 | 18.44 | 18.84 | 18.49 | 18.66 | 18.78
NYISO_J-K | 66.04 | 70.45 | 71.92 | 72.55 | 71.94 | 72.49
PJM_E | 126.8 | 116.78 | 115.88 | 117.67 | 118.39 | 120.37
PJM_ROM | 141.95 | 146.23 | 145.59 | 148.64 | 149.36 | 154.32
PJM_ROR | 504.4 | 506.61 | 479.54 | 485.04 | 480.97 | 484.96
SOCO | 249.18 | 271.67 | 273.18 | 275.14 | 272.37 | 268.11
SPP_N | 78.23 | 82.77 | 77.83 | 84.33 | 90.04 | 91.71
SPP_S | 164.81 | 179.45 | 178.88 | 177.98 | 177.8 | 179.27
TVA | 170.32 | 173.78 | 169.8 | 166.86 | 177.18 | 173.67
TVA_Transmission | 0 | 0 | 0 | 0 | 0 | 0
VACAR | 254.08 | 268.15 | 273.97 | 275.09 | 271.21 | 280.29
IESO | 130.96 | 124.35 | 122.73 | 128.04 | 123.12 | 123.05
MAPP_CA | 49.66 | 51.49 | 51.1 | 53.6 | 51.82 | 52.08
AZ_NM_SNV_Coal | 129.29 | 143.69 | 147.15 | 148.73 | 156.05 | 156.05
AZ_NM_SNV_Gas | 0 | 0 | 0 | 0 | 0 | 0
AZ_NM_SNV_NucRenew | 0 | 0 | 0 | 0 | 0 | 0
ERCOT | 332.03 | 338.01 | 338.59 | 335.52 | 335.41 | 338.37
NP15 | 114.42 | 120.12 | 123.34 | 132.01 | 135.32 | 142.81
NWPP_Coal | 234.02 | 249.71 | 256.35 | 260.9 | 260.9 | 282.34
NWPP_Gas | 0 | 0 | 0 | 0 | 0 | 0
NWPP_NucRenew | 0 | 0 | 0 | 0 | 0 | 0
RMPA | 71.95 | 78.55 | 73.13 | 79.65 | 79.65 | 81.29
SP15 | 189.17 | 200.62 | 201.73 | 206.48 | 211.65 | 223.37
ALB | 63.97 | 66.3 | 67.87 | 73.44 | 73.24 | 75.91
BC | 61.93 | 62.79 | 62.87 | 66.55 | 64.92 | 65.83
HQ_IESO | 0 | 0 | 0 | 0 | 0 | 0
HQ_NEISO | 0 | 0 | 0 | 0 | 0 | 0
HQ_NY | 0 | 0 | 0 | 0 | 0 | 0
MARITIMES | 0 | 0 | 0 | 0 | 0 | 0
All | 4361.56 | 4474.28 | 4499.64 | 4551.04 | 4531.92 | 4639.01
EI_US | 2984.17 | 3038.65 | 3054.77 | 3066.13 | 3039.84 | 3097.93
EI_Canada | 180.62 | 175.84 | 173.83 | 181.64 | 174.95 | 175.12
EI | 3164.79 | 3214.49 | 3228.6 | 3247.77 | 3214.78 | 3273.05
Outside_EI | 1196.77 | 1259.79 | 1271.04 | 1303.27 | 1317.14 | 1365.96
#3 | Generation Minus Energy (TWh)
Generation Minus Energy by Pool & Region:
Pool/Region | 2015 | 2020 | 2025 | 2030 | 2035 | 2040
ENT | 3.34 | -16.39 | -20.13 | -25.93 | -25.88 | -11.4
FRCC | -0.72 | -0.99 | -0.7 | -0.09 | 0.62 | -0.72
MAPP_US | 1 | 12.97 | 28.23 | 27.7 | 27.42 | 27.93
MISO_IN | -11.07 | 82.98 | 79.28 | 68.48 | 72.57 | 73.6
MISO_MI | -25.1 | -38.85 | -50.1 | -52.14 | -56.96 | -53.86
MISO_MO-IL | 6.15 | -30.76 | -41.99 | -44.36 | -39.62 | -47.36
MISO_W | -2.48 | -44.37 | 27.63 | 26.45 | 16.32 | 20.02
MISO_WUMS | 24.8 | 30.43 | 14.39 | 12.12 | 6.8 | 5.13
NE | 12.48 | 3.98 | 1.14 | 0.37 | -9.53 | -8.63
NEISO | -25.76 | -25.2 | -25.96 | -27.84 | -32.36 | -32.58
NonRTO_Midwest | -0.63 | -0.89 | -8.98 | -3.81 | -2.85 | -1.53
NYISO_A-F | 16.67 | 15.42 | 11.17 | 13.66 | 12.88 | 8.28
NYISO_G-I | 3.08 | 6.47 | 3.06 | 3.85 | 1.09 | 7.06
NYISO_J-K | -40.86 | -43.54 | -49.14 | -55.89 | -51.02 | -47.8
PJM_E | -2.71 | 7.1 | 8.13 | 1.22 | -14.12 | -22.84
PJM_ROM | -60.14 | -63.43 | -60.47 | -69.02 | -25.54 | 30.8
PJM_ROR | 61.1 | 33.43 | 38.88 | 56.88 | 21.53 | -31.87
SOCO | -2.85 | -2.46 | -3.71 | -3.28 | -3.77 | 0.14
SPP_N | 6.43 | 16.89 | 1.33 | -0.35 | 17.93 | 13.7
SPP_S | -20 | 4.92 | 1.17 | -4.18 | -4.72 | -11.8
TVA | -2.22 | -0.33 | -6.52 | -7.61 | -1.49 | 0.24
TVA_Transmission | 0 | 0 | 0 | 0 | 0 | 0
VACAR | -2.11 | -2.12 | -17.22 | -8.94 | -2.65 | 0.4
IESO | 32.27 | 32.05 | 32.43 | 29.73 | 27.92 | 17.03
MAPP_CA | 1.4 | 3.44 | 5.3 | 16.64 | 17.66 | 17.41
AZ_NM_SNV_Coal | -77.54 | -98.79 | -138.3 | -148.73 | -156.05 | -156.05
AZ_NM_SNV_Gas | 62.16 | 51.99 | 75.97 | 47.91 | 37.46 | 33.49
AZ_NM_SNV_NucRenew | 42.13 | 75.77 | 88.73 | 116.71 | 146.22 | 153.07
ERCOT | 0.29 | -4.28 | -2 | -2.38 | -1.97 | -1.43
NP15 | 13.59 | 14.42 | 17.13 | 12.54 | 15.9 | 31.1
NWPP_Coal | -189.82 | -216.22 | -255.07 | -259.61 | -259.61 | -281.05
NWPP_Gas | 47.55 | 66.16 | 66.16 | 47.89 | 17.88 | 15.59
NWPP_NucRenew | 162.47 | 162.54 | 172.19 | 209.63 | 238.88 | 266.08
RMPA | -0.45 | -1.48 | -5.49 | -3.32 | -2.57 | -2.44
SP15 | -59.95 | -57.24 | -26.21 | -27.54 | -41.54 | -62.12
ALB | 2.25 | 1.2 | -0.47 | 0.01 | 0.37 | 0.8
BC | -2.23 | -1.13 | 0.4 | 0.1 | -0.28 | -1.14
HQ_IESO | 2.34 | 2.34 | 2.34 | 2.88 | 2.88 | 2.88
HQ_NEISO | 19.18 | 19.18 | 19.18 | 26.51 | 26.51 | 26.51
HQ_NY | 5.84 | 5.84 | 20.41 | 20.41 | 20.41 | 20.41
MARITIMES | 8.76 | 8.76 | 8.76 | 11.24 | 11.24 | 11.24
All | 8.62 | 9.78 | 11 | 7.91 | 7.97 | 8.31
EI_US | -27.85 | -20.98 | -22.12 | -34.55 | -35.17 | -24.9
EI_Canada | 36 | 37.82 | 40.07 | 49.25 | 48.46 | 37.31
EI | 8.15 | 16.84 | 17.94 | 14.71 | 13.29 | 12.41
Outside_EI | 0.47 | -7.06 | -6.94 | -6.8 | -5.31 | -4.1
#4 | Fuel Use (TBtu)
Total Fuel Consumption by Reporting Type: Entergy
ReportingType | 2015 | 2020 | 2025 | 2030 | 2035 | 2040
BM | 0 | 0 | 0 | 0 | 0 | 0
CC | 518.19 | 666.32 | 657.88 | 541.16 | 532.15 | 452.62
CSP | 0 | 0 | 0 | 0 | 0 | 0
CT | 0 | 0 | 0 | 0 | 0 | 0
Coal | 563.57 | 50.94 | 4.67 | 0.04 | 0 | 0.37
Geo | 0 | 0 | 0 | 0 | 0 | 0
H | 0 | 0 | 0 | 0 | 0 | 0
LFG | 0 | 0 | 11.56 | 11.56 | 11.56 | 11.56
Nuc | 464.87 | 464.87 | 464.87 | 464.87 | 392.68 | 724.26
PS | 0 | 0 | 0 | 0 | 0 | 0
PV | 0 | 0 | 0 | 0 | 0 | 0
PeakG | 0 | 0 | 0.28 | 0 | 0 | 0
PeakO | 0 | 0 | 0 | 0 | 0 | 0
ST | 0 | 0 | 0 | 0 | 0 | 0
STOG | 3.34 | 3.5 | 0 | 0 | 0 | 0
STWD | 0.51 | 1 | 1 | 10.18 | 11.64 | 8.23
WT | 0 | 0 | 0 | 0 | 0 | 0
IGCC | 0 | 0 | 0 | 0 | 0 | 0
DemandResponse | 0 | 0 | 0 | 0 | 0 | 0
IGCC-CCS | 0 | 0 | 0 | 0 | 0 | 0
WT_off | 0 | 0 | 0 | 0 | 0 | 0
PseudoUnit | 0 | 0 | 0 | 0 | 0 | 0
FixedInterchange | 0 | 0 | 0 | 0 | 0 | 0
Total Fuel Consumption by Reporting Type: FRCC
ReportingType | 2015 | 2020 | 2025 | 2030 | 2035 | 2040
BM | 0 | 0 | 0 | 0 | 0 | 0
CC | 1298.8 | 1367.57 | 1346.03 | 653.44 | 597.76 | 512.05
CSP | 0 | 0 | 0 | 0 | 0 | 0
CT | 5.26 | 7.24 | 10.27 | 4.56 | 0 | 0
Coal | 180.23 | 36.07 | 0 | 0 | 0 | 0
Geo | 0 | 0 | 0 | 0 | 0 | 0
H | 0 | 0 | 0 | 0 | 0 | 0
LFG | 0 | 0 | 21.31 | 21.31 | 21.31 | 21.31
Nuc | 352.09 | 352.09 | 539.83 | 1604.76 | 1603.54 | 1914.82
PS | 0 | 0 | 0 | 0 | 0 | 0
PV | 0 | 0 | 0 | 0 | 0 | 0
PeakG | 4.35 | 6.91 | 12.42 | 0.94 | 1.8 | 1.19
PeakO | 0 | 0 | 0 | 0 | 0 | 0
ST | 0 | 0 | 0 | 0 | 0 | 0
STOG | 0 | 0 | 0 | 0 | 0 | 0
STWD | 1.49 | 2.48 | 15.45 | 15.45 | 15.45 | 15.45
WT | 0 | 0 | 0 | 0 | 0 | 0
IGCC | 0 | 0 | 0 | 0 | 0 | 0
DemandResponse | 0 | 0 | 0 | 0 | 0 | 0
IGCC-CCS | 0 | 0 | 0 | 0 | 0 | 0
WT_off | 0 | 0 | 0 | 0 | 0 | 0
PseudoUnit | 0 | 0 | 0 | 0 | 0 | 0
FixedInterchange | 0 | 0 | 0 | 0 | 0 | 0
Total Fuel Consumption by Reporting Type: MAPP_US
ReportingType | 2015 | 2020 | 2025 | 2030 | 2035 | 2040
BM | 0 | 0 | 0 | 0 | 0 | 0
CC | 9.38 | 1.44 | 1.37 | 1.37 | 1.37 | 1.37
CSP | 0 | 0 | 0 | 0 | 0 | 0
CT | 0 | 0 | 0 | 0 | 0.03 | 0.03
Coal | 116.02 | 45.3 | 0 | 0 | 0 | 0
Geo | 0 | 0 | 0 | 0 | 0 | 0
H | 0 | 0 | 0 | 0 | 0 | 0
LFG | 0 | 0 | 0 | 7.71 | 7.71 | 7.71
Nuc | 0 | 0 | 0 | 0.01 | 0.01 | 0.01
PS | 0 | 0 | 0 | 0 | 0 | 0
PV | 0 | 0 | 0 | 0 | 0 | 0
PeakG | 0.68 | 1.75 | 0.9 | 1.31 | 0.92 | 0.92
PeakO | 0 | 0 | 0 | 0 | 0 | 0
ST | 0 | 0 | 0 | 0 | 0 | 0
STOG | 0 | 0 | 0 | 0 | 0 | 0
STWD | 0 | 0 | 0 | 0 | 0 | 0
WT | 0.01 | 0.03 | 0.05 | 0.05 | 0.05 | 0.05
IGCC | 0 | 0 | 0 | 0 | 0 | 0
DemandResponse | 0 | 0 | 0 | 0 | 0 | 0
IGCC-CCS | 0 | 0 | 0 | 0 | 0 | 0
WT_off | 0 | 0 | 0 | 0 | 0 | 0
PseudoUnit | 0 | 0 | 0 | 0 | 0 | 0
FixedInterchange | 0 | 0 | 0 | 0 | 0 | 0
Total Fuel Consumption by Reporting Type: MISO_IN
ReportingType | 2015 | 2020 | 2025 | 2030 | 2035 | 2040
BM | 0 | 0 | 0 | 0 | 0 | 0
CC | 139.45 | 1052.34 | 1088.81 | 1025.33 | 1018.1 | 1062.6
CSP | 0 | 0 | 0 | 0 | 0 | 0
CT | 0 | 0 | 0 | 0 | 0 | 0
Coal | 552.33 | 0 | 0 | 0 | 0 | 0
Geo | 0 | 0 | 0 | 0 | 0 | 0
H | 0 | 0 | 0 | 0 | 0 | 0
LFG | 0 | 0 | 8.62 | 8.62 | 8.62 | 8.62
Nuc | 0 | 0 | 0 | 0.01 | 0.01 | 0.01
PS | 0 | 0 | 0 | 0 | 0 | 0
PV | 0 | 0 | 0 | 0 | 0 | 0
PeakG | 0.03 | 0 | 0 | 0 | 0 | 0
PeakO | 0 | 0 | 0 | 0 | 0 | 0
ST | 0 | 0 | 0 | 0 | 0 | 0
STOG | 0.34 | 0.34 | 0.34 | 0.11 | 0.11 | 0.11
STWD | 0 | 0 | 0 | 0 | 0 | 0
WT | 0 | 0 | 0 | 0 | 0 | 0
IGCC | 40.45 | 25.53 | 3.83 | 1.07 | 1.07 | 1.07
DemandResponse | 0 | 0 | 0 | 0 | 0 | 0
IGCC-CCS | 0 | 0 | 0 | 0 | 0 | 0
WT_off | 0 | 0 | 0 | 0 | 0 | 0
PseudoUnit | 0 | 0 | 0 | 0 | 0 | 0
FixedInterchange | 0 | 0 | 0 | 0 | 0 | 0
Total Fuel Consumption by Reporting Type: MISO_MI
ReportingType | 2015 | 2020 | 2025 | 2030 | 2035 | 2040
BM | 0 | 0 | 0 | 0 | 0 | 0
CC | 155.47 | 187.75 | 149.35 | 141.99 | 146.29 | 151.94
CSP | 0 | 0 | 0 | 0 | 0 | 0
CT | 0 | 0 | 0 | 0 | 0 | 0
Coal | 234.73 | 0 | 0 | 0 | 0 | 0
Geo | 0 | 0 | 0 | 0 | 0 | 0
H | 0 | 0 | 0 | 0 | 0 | 0
LFG | 0 | 1.58 | 17.24 | 17.24 | 17.24 | 17.24
Nuc | 174.19 | 174.19 | 174.19 | 174.19 | 102.45 | 155.62
PS | 0 | 0 | 0 | 0 | 0 | 0
PV | 0 | 0 | 0 | 0 | 0 | 0
PeakG | 0.17 | 0.24 | 0.32 | 0 | 0.1 | 0
PeakO | 0 | 0 | 0 | 0 | 0 | 0
ST | 0 | 0 | 0 | 0 | 0 | 0
STOG | 3.38 | 1.07 | 1.07 | 0.31 | 0.9 | 0.31
STWD | 13.39 | 13.39 | 6.86 | 8.03 | 8.46 | 11.22
WT | 0.01 | 0.01 | 0.01 | 0.01 | 0.01 | 0.01
IGCC | 0 | 0 | 0 | 0 | 0 | 0
DemandResponse | 0 | 0 | 0 | 0 | 0 | 0
IGCC-CCS | 0 | 0 | 0 | 0 | 0 | 0
WT_off | 0 | 0 | 0 | 0 | 0 | 0
PseudoUnit | 0 | 0 | 0 | 0 | 0 | 0
FixedInterchange | 0 | 0 | 0 | 0 | 0 | 0
Total Fuel Consumption by Reporting Type: MISO_MO-IL
ReportingType | 2015 | 2020 | 2025 | 2030 | 2035 | 2040
BM | 0 | 0 | 0 | 0 | 0 | 0
CC | 20.14 | 172.98 | 104.2 | 95.17 | 102.17 | 77.85
CSP | 0 | 0 | 0 | 0 | 0 | 0
CT | 0 | 0 | 0 | 0 | 0 | 0
Coal | 722.93 | 140.78 | 13.4 | 8.56 | 8.56 | 8.56
Geo | 0 | 0 | 0 | 0 | 0 | 0
H | 0 | 0 | 0 | 0 | 0 | 0
LFG | 0 | 0 | 16.45 | 24.03 | 24.03 | 24.03
Nuc | 178.81 | 178.81 | 178.81 | 178.81 | 178.81 | 178.81
PS | 0 | 0 | 0 | 0 | 0 | 0
PV | 0 | 0 | 0 | 0 | 0 | 0
PeakG | 3.13 | 4.19 | 3.45 | 3.94 | 4.07 | 5.43
PeakO | 0 | 0 | 0 | 0 | 0 | 0
ST | 0 | 0 | 0 | 0 | 0 | 0
STOG | 0.06 | 0.06 | 0.06 | 0 | 0.06 | 0.03
STWD | 0 | 0 | 0 | 0 | 0 | 0
WT | 0 | 0 | 0.02 | 0.02 | 0.02 | 0.02
IGCC | 0 | 0 | 0 | 0 | 0 | 0
DemandResponse | 0 | 0 | 0 | 0 | 0 | 0
IGCC-CCS | 0 | 0 | 0 | 0 | 0 | 0
WT_off | 0 | 0 | 0 | 0 | 0 | 0
PseudoUnit | 0 | 0 | 0 | 0 | 0 | 0
FixedInterchange | 0 | 0 | 0 | 0 | 0 | 0
Total Fuel Consumption by Reporting Type: MISO_W
ReportingType | 2015 | 2020 | 2025 | 2030 | 2035 | 2040
BM | 0 | 0 | 0 | 0 | 0 | 0
CC | 62.13 | 85.43 | 23.42 | 19.11 | 15.63 | 15.34
CSP | 0 | 0 | 0 | 0 | 0 | 0
CT | 0 | 0 | 0 | 0 | 0 | 0
Coal | 733.68 | 269.88 | 31.75 | 40.85 | 40.85 | 40.85
Geo | 0 | 0 | 0 | 0 | 0 | 0
H | 0 | 0 | 0 | 0 | 0 | 0
LFG | 0 | 0 | 0 | 7.71 | 7.71 | 7.71
Nuc | 190.11 | 190.11 | 190.11 | 190.11 | 0.01 | 0.01
PS | 0 | 0 | 0 | 0 | 0 | 0
PV | 0 | 0 | 0 | 0 | 0 | 0
PeakG | 2.84 | 9.2 | 0.64 | 1.23 | 2.56 | 1.32
PeakO | 0 | 0 | 0 | 0 | 0 | 0
ST | 0 | 0 | 0 | 0 | 0 | 0
STOG | 0 | 0.01 | 0 | 0 | 0 | 0
STWD | 1.39 | 2.41 | 2.27 | 10.62 | 15.25 | 15.25
WT | 0.03 | 0.03 | 0.15 | 0.15 | 0.15 | 0.15
IGCC | 0 | 0 | 0 | 0 | 0 | 0
DemandResponse | 0 | 0 | 0 | 0 | 0 | 0
IGCC-CCS | 0 | 0 | 0 | 0 | 0 | 0
WT_off | 0 | 0 | 0 | 0 | 0 | 0
PseudoUnit | 0 | 0 | 0 | 0 | 0 | 0
FixedInterchange | 0 | 0 | 0 | 0 | 0 | 0
Total Fuel Consumption by Reporting Type: MISO_WUMS
ReportingType | 2015 | 2020 | 2025 | 2030 | 2035 | 2040
BM | 0 | 0 | 0 | 0 | 0 | 0
CC | 377.95 | 483.01 | 381.7 | 366.54 | 400.91 | 369.3
CSP | 0 | 0 | 0 | 0 | 0 | 0
CT | 0 | 0 | 0 | 1.29 | 1.29 | 4.43
Coal | 86.68 | 5.77 | 6.69 | 13.02 | 13.02 | 13.05
Geo | 0 | 0 | 0 | 0 | 0 | 0
H | 0 | 0 | 0 | 0 | 0 | 0
LFG | 0 | 0 | 0 | 24.03 | 24.03 | 24.03
Nuc | 150.68 | 150.68 | 150.68 | 150.68 | 0.01 | 52.84
PS | 0 | 0 | 0 | 0 | 0 | 0
PV | 0 | 0 | 0 | 0 | 0 | 0
PeakG | 0 | 0 | 0 | 0 | 0 | 0
PeakO | 0 | 0 | 0 | 0 | 0 | 0
ST | 0 | 0 | 0 | 0 | 0 | 0
STOG | 0 | 0 | 0 | 0 | 0 | 0
STWD | 0.29 | 0.31 | 0.51 | 0.56 | 1.56 | 3.6
WT | 0 | 0 | 0 | 0 | 0 | 0
IGCC | 0 | 0 | 0 | 0 | 0 | 0
DemandResponse | 0 | 0 | 0 | 0 | 0 | 0
IGCC-CCS | 0 | 0 | 0 | 0 | 0 | 0
WT_off | 0 | 0 | 0 | 0 | 0 | 0
PseudoUnit | 0 | 0 | 0 | 0 | 0 | 0
FixedInterchange | 0 | 0 | 0 | 0 | 0 | 0
Total Fuel Consumption by Reporting Type: Nebraska
ReportingType | 2015 | 2020 | 2025 | 2030 | 2035 | 2040
BM | 0 | 0 | 0 | 0 | 0 | 0
CC | 14.92 | 49.3 | 25.31 | 24.92 | 37.26 | 24.51
CSP | 0 | 0 | 0 | 0 | 0 | 0
CT | 0 | 0 | 0 | 0 | 0 | 0
Coal | 332.69 | 47.83 | 33 | 46.86 | 53.81 | 53.81
Geo | 0 | 0 | 0 | 0 | 0 | 0
H | 0 | 0 | 0 | 0 | 0 | 0
LFG | 0 | 0 | 7.71 | 7.71 | 7.71 | 7.71
Nuc | 104.28 | 104.28 | 104.28 | 104.28 | 0.02 | 0.02
PS | 0 | 0 | 0 | 0 | 0 | 0
PV | 0 | 0 | 0 | 0 | 0 | 0
PeakG | 0.26 | 0.13 | 0 | 0.18 | 0.02 | 0
PeakO | 0 | 0 | 0 | 0 | 0 | 0
ST | 0 | 0 | 0 | 0 | 0 | 0
STOG | 0 | 0 | 0 | 0 | 0 | 0
STWD | 0 | 0 | 0 | 0 | 0 | 0
WT | 0 | 0.02 | 0.02 | 0.02 | 0.02 | 0.02
IGCC | 0 | 0 | 0 | 0 | 0 | 0
DemandResponse | 0 | 0 | 0 | 0 | 0 | 0
IGCC-CCS | 0 | 0 | 0 | 0 | 0 | 0
WT_off | 0 | 0 | 0 | 0 | 0 | 0
PseudoUnit | 0 | 0 | 0 | 0 | 0 | 0
FixedInterchange | 0 | 0 | 0 | 0 | 0 | 0
Total Fuel Consumption by Reporting Type: NEISO
ReportingType | 2015 | 2020 | 2025 | 2030 | 2035 | 2040
BM | 24.48 | 14.01 | 1.01 | 17.65 | 24.48 | 24.48
CC | 295.07 | 191.24 | 149.5 | 85.01 | 139.44 | 154.79
CSP | 0 | 0 | 0 | 0 | 0 | 0
CT | 0.03 | 0.06 | 0.12 | 0 | 0 | 0
Coal | 0.36 | 0 | 0 | 0 | 0 | 0
Geo | 0 | 0 | 0 | 0 | 0 | 0
H | 0 | 0 | 0 | 0 | 0 | 0
LFG | 5.3 | 5.3 | 5.3 | 12.81 | 12.81 | 12.81
Nuc | 365.51 | 365.51 | 365.51 | 365.51 | 264.08 | 195.08
PS | 0 | 0 | 0 | 0 | 0 | 0
PV | 0 | 0 | 0 | 0 | 0 | 0
PeakG | 0.09 | 0.33 | 0.37 | 0 | 0.23 | 0.4
PeakO | 0 | 0 | 0 | 0 | 0 | 0
ST | 0 | 0 | 0 | 0 | 0 | 0
STOG | 0 | 0 | 0 | 0 | 0 | 0
STWD | 51.79 | 14.62 | 1.79 | 7.82 | 23.73 | 25.93
WT | 0 | 0.01 | 0.01 | 0.02 | 0.02 | 0.02
IGCC | 0 | 0 | 0 | 0 | 0 | 0
DemandResponse | 0 | 0 | 0 | 0 | 0 | 0
IGCC-CCS | 0 | 0 | 0 | 0 | 0 | 0
WT_off | 0 | 0 | 0 | 0 | 0 | 0
PseudoUnit | 0 | 0 | 0 | 0 | 0 | 0
FixedInterchange | 0 | 0 | 0 | 0 | 0 | 0
Total Fuel Consumption by Reporting Type: NonRTO_Midwest
ReportingType | 2015 | 2020 | 2025 | 2030 | 2035 | 2040
BM | 0 | 0 | 0 | 0 | 0 | 0
CC | 82.27 | 294.14 | 292.12 | 284.16 | 277.56 | 265.4
CSP | 0 | 0 | 0 | 0 | 0 | 0
CT | 0 | 0 | 0 | 0 | 0 | 0
Coal | 462.49 | 125.03 | 26.13 | 15.9 | 15.9 | 15.9
Geo | 0 | 0 | 0 | 0 | 0 | 0
H | 0 | 0 | 0 | 0 | 0 | 0
LFG | 0 | 0 | 17.24 | 17.24 | 17.24 | 17.24
Nuc | 0 | 0 | 0 | 25.81 | 64.3 | 129.12
PS | 0 | 0 | 0 | 0 | 0 | 0
PV | 0 | 0 | 0 | 0 | 0 | 0
PeakG | 1.65 | 0.74 | 1.49 | 2.01 | 2.08 | 2.44
PeakO | 0 | 0 | 0 | 0 | 0 | 0
ST | 0 | 0 | 0 | 0 | 0 | 0
STOG | 0 | 0 | 0 | 0 | 0 | 0
STWD | 0 | 0 | 0 | 0 | 0 | 0
WT | 0 | 0 | 0 | 0 | 0 | 0
IGCC | 0 | 0 | 0 | 0 | 0 | 0
DemandResponse | 0 | 0 | 0 | 0 | 0 | 0
IGCC-CCS | 0 | 0 | 0 | 0 | 0 | 0
WT_off | 0 | 0 | 0 | 0 | 0 | 0
PseudoUnit | 0 | 0 | 0 | 0 | 0 | 0
FixedInterchange | 0 | 0 | 0 | 0 | 0 | 0
Total Fuel Consumption by Reporting Type: NYISO_A-F
ReportingType | 2015 | 2020 | 2025 | 2030 | 2035 | 2040
BM | 0 | 0 | 0 | 0 | 0 | 0
CC | 55.13 | 65.54 | 38.01 | 35.6 | 36.11 | 45.53
CSP | 0 | 0 | 0 | 0 | 0 | 0
CT | 0 | 0 | 0 | 0 | 0 | 0
Coal | 0 | 0 | 0 | 0 | 0 | 0
Geo | 0 | 0 | 0 | 0 | 0 | 0
H | 0 | 0 | 0 | 0 | 0 | 0
LFG | 0.69 | 0.69 | 0.69 | 8 | 8 | 8
Nuc | 270.5 | 270.5 | 270.5 | 220.56 | 173.9 | 105.39
PS | 0 | 0 | 0 | 0 | 0 | 0
PV | 0 | 0 | 0 | 0 | 0 | 0
PeakG | 0.02 | 0.07 | 0 | 0 | 0 | 0.07
PeakO | 0 | 0 | 0 | 0 | 0 | 0
ST | 0 | 0 | 0 | 0 | 0 | 0
STOG | 0 | 0 | 0 | 0 | 0 | 0
STWD | 0.01 | 0.03 | 0.2 | 0.7 | 0.82 | 2.92
WT | 0.01 | 0.01 | 0.01 | 0.02 | 0.02 | 0.02
IGCC | 0 | 0 | 0 | 0 | 0 | 0
DemandResponse | 0 | 0 | 0 | 0 | 0 | 0
IGCC-CCS | 0 | 0 | 0 | 0 | 0 | 0
WT_off | 0 | 0 | 0 | 0 | 0 | 0
PseudoUnit | 0 | 0 | 0 | 0 | 0 | 0
FixedInterchange | 0 | 0 | 0 | 0 | 0 | 0
Total Fuel Consumption by Reporting Type: NYISO_G-I
ReportingType | 2015 | 2020 | 2025 | 2030 | 2035 | 2040
BM | 0 | 0 | 0 | 0 | 0 | 0
CC | 27.83 | 54.28 | 32.67 | 26.19 | 59.83 | 146.08
CSP | 0 | 0 | 0 | 0 | 0 | 0
CT | 0 | 0 | 0 | 0 | 0 | 0
Coal | 0 | 0 | 0 | 0 | 0 | 0
Geo | 0 | 0 | 0 | 0 | 0 | 0
H | 0 | 0 | 0 | 0 | 0 | 0
LFG | 0 | 0 | 0 | 8 | 8 | 8
Nuc | 162.83 | 162.83 | 162.83 | 162.83 | 81.65 | 0.03
PS | 0 | 0 | 0 | 0 | 0 | 0
PV | 0 | 0 | 0 | 0 | 0 | 0
PeakG | 0 | 0 | 0.01 | 0.01 | 0 | 0
PeakO | 0 | 0 | 0 | 0 | 0 | 0
ST | 0 | 0 | 0 | 0 | 0 | 0
STOG | 0 | 0 | 0 | 0 | 0 | 0
STWD | 0 | 0 | 0 | 0 | 0 | 0
WT | 0 | 0 | 0 | 0 | 0 | 0
IGCC | 0 | 0 | 0 | 0 | 0 | 0
DemandResponse | 0 | 0 | 0 | 0 | 0 | 0
IGCC-CCS | 0 | 0 | 0 | 0 | 0 | 0
WT_off | 0 | 0 | 0 | 0 | 0 | 0
PseudoUnit | 0 | 0 | 0 | 0 | 0 | 0
FixedInterchange | 0 | 0 | 0 | 0 | 0 | 0
Total Fuel Consumption by Reporting Type: NYISO_J-K
ReportingType | 2015 | 2020 | 2025 | 2030 | 2035 | 2040
BM | 0 | 0 | 0 | 0 | 0 | 0
CC | 160.95 | 172.51 | 140.64 | 93.54 | 123.21 | 151.79
CSP | 0 | 0 | 0 | 0 | 0 | 0
CT | 0 | 0 | 0 | 0 | 0 | 0
Coal | 0 | 0 | 0 | 0 | 0 | 0
Geo | 0 | 0 | 0 | 0 | 0 | 0
H | 0 | 0 | 0 | 0 | 0 | 0
LFG | 0 | 0 | 0 | 8 | 8 | 8
Nuc | 0 | 0 | 0 | 0.02 | 0.02 | 0.02
PS | 0 | 0 | 0 | 0 | 0 | 0
PV | 0 | 0 | 0 | 0 | 0 | 0
PeakG | 0.53 | 0.8 | 1.26 | 1.38 | 1.25 | 0.74
PeakO | 0 | 0 | 0 | 0 | 0 | 0
ST | 0 | 0 | 0 | 0 | 0 | 0
STOG | 4.62 | 5.69 | 8.47 | 7.8 | 9.03 | 7.11
STWD | 0 | 0 | 0 | 0 | 0 | 0
WT | 0 | 0 | 0 | 0 | 0 | 0
IGCC | 0 | 0 | 0 | 0 | 0 | 0
DemandResponse | 0 | 0 | 0 | 0 | 0 | 0
IGCC-CCS | 0 | 0 | 0 | 0 | 0 | 0
WT_off | 0 | 0 | 0 | 0 | 0 | 0
PseudoUnit | 0 | 0 | 0 | 0 | 0 | 0
FixedInterchange | 0 | 0 | 0 | 0 | 0 | 0
Total Fuel Consumption by Reporting Type: PJM_E
ReportingType | 2015 | 2020 | 2025 | 2030 | 2035 | 2040
BM | 0.16 | 2.91 | 2.91 | 2.91 | 2.91 | 2.91
CC | 322.36 | 345.16 | 322.04 | 284.24 | 303.62 | 321.42
CSP | 0 | 0 | 0 | 0 | 0 | 0
CT | 0 | 0.03 | 0.06 | 0 | 0 | 0
Coal | 5.25 | 1.99 | 0.13 | 0.01 | 0 | 0.05
Geo | 0 | 0 | 0 | 0 | 0 | 0
H | 0 | 0 | 0 | 0 | 0 | 0
LFG | 0.98 | 15.28 | 15.28 | 15.28 | 15.28 | 15.28
Nuc | 702.72 | 651.97 | 651.97 | 651.97 | 468.33 | 371.38
PS | 0 | 0 | 0 | 0 | 0 | 0
PV | 0 | 0 | 0 | 0 | 0 | 0
PeakG | 0.4 | 2.74 | 5.31 | 7.16 | 5.23 | 5.23
PeakO | 0 | 0 | 0 | 0 | 0 | 0
ST | 0 | 0 | 0 | 0 | 0 | 0
STOG | 3.02 | 5.43 | 0 | 0 | 0 | 0
STWD | 0 | 0 | 0 | 0 | 0 | 0
WT | 0 | 0 | 0 | 0 | 0 | 0
IGCC | 0 | 0 | 0 | 0 | 0 | 0
DemandResponse | 0 | 0 | 0 | 0 | 0 | 0
IGCC-CCS | 0 | 0 | 0 | 0 | 0 | 0
WT_off | 0 | 0 | 0 | 0 | 0 | 0
PseudoUnit | 0 | 0 | 0 | 0 | 0 | 0
FixedInterchange | 0 | 0 | 0 | 0 | 0 | 0
Total Fuel Consumption by Reporting Type: PJM_ROM
ReportingType | 2015 | 2020 | 2025 | 2030 | 2035 | 2040
BM | 0.1 | 1.75 | 1.75 | 1.75 | 1.75 | 1.75
CC | 146.52 | 161.74 | 160.95 | 120.89 | 475.76 | 892.9
CSP | 0 | 0 | 0 | 0 | 0 | 0
CT | 0 | 0.02 | 0.03 | 0.03 | 0.03 | 0.03
Coal | 92.72 | 10.94 | 0.16 | 0.01 | 0 | 0.06
Geo | 0 | 0 | 0 | 0 | 0 | 0
H | 0 | 0 | 0 | 0 | 0 | 0
LFG | 2.04 | 30.56 | 30.56 | 30.56 | 30.56 | 30.56
Nuc | 420.79 | 420.79 | 420.79 | 420.79 | 276.07 | 200.95
PS | 0 | 0 | 0 | 0 | 0 | 0
PV | 0 | 0 | 0 | 0 | 0 | 0
PeakG | 0 | 0.16 | 0.6 | 3.49 | 3.38 | 3.33
PeakO | 0 | 0 | 0 | 0 | 0 | 0
ST | 0 | 0 | 0 | 0 | 0 | 0
STOG | 7.33 | 10.91 | 3.77 | 1.18 | 1.18 | 1.18
STWD | 0.31 | 5.38 | 5.38 | 5.38 | 5.38 | 5.38
WT | 0 | 0 | 0 | 0 | 0 | 0
IGCC | 0 | 0 | 0 | 0 | 0 | 0
DemandResponse | 0 | 0 | 0 | 0 | 0 | 0
IGCC-CCS | 0 | 0 | 0 | 0 | 0 | 0
WT_off | 0 | 0 | 0 | 0 | 0 | 0
PseudoUnit | 0 | 0 | 0 | 0 | 0 | 0
FixedInterchange | 0 | 0 | 0 | 0 | 0 | 0
Total Fuel Consumption by Reporting Type: PJM_ROR
ReportingType | 2015 | 2020 | 2025 | 2030 | 2035 | 2040
BM | 2.1 | 37.37 | 31.54 | 37.37 | 37.37 | 18.73
CC | 1177.55 | 1811.67 | 1804.7 | 1612.54 | 1573.5 | 1510.53
CSP | 0 | 0 | 0 | 0 | 0 | 0
CT | 0.03 | 0.03 | 0.06 | 0.06 | 0.06 | 0.06
Coal | 1796.38 | 424.33 | 53.23 | 4.03 | 4.03 | 4.03
Geo | 0 | 0 | 0 | 0 | 0 | 0
H | 0 | 0 | 0 | 0 | 0 | 0
LFG | 6.18 | 30.16 | 61.46 | 61.46 | 61.46 | 61.46
Nuc | 1644.81 | 1644.81 | 1644.81 | 1573.64 | 1222.73 | 821.9
PS | 0 | 0 | 0 | 0 | 0 | 0
PV | 0 | 0 | 0 | 0 | 0 | 0
PeakG | 9.08 | 12.17 | 21.51 | 16.49 | 18.67 | 15.27
PeakO | 0 | 0 | 0 | 0 | 0 | 0
ST | 0 | 0 | 0 | 0 | 0 | 0
STOG | 4.28 | 8.36 | 1.37 | 0 | 0 | 0
STWD | 0.43 | 15.91 | 15.91 | 10.06 | 11.69 | 13.33
WT | 0.03 | 0.03 | 0.04 | 0.11 | 0.11 | 0.11
IGCC | 0 | 0 | 0 | 0 | 0 | 0
DemandResponse | 0 | 0 | 0 | 0 | 0 | 0
IGCC-CCS | 0 | 0 | 0 | 0 | 0 | 0
WT_off | 0 | 0 | 0 | 0 | 0 | 0
PseudoUnit | 0 | 0 | 0 | 0 | 0 | 0
FixedInterchange | 0 | 0 | 0 | 0 | 0 | 0
Total Fuel Consumption by Reporting Type: SOCO
ReportingType | 2015 | 2020 | 2025 | 2030 | 2035 | 2040
BM | 0.5 | 1.09 | 2.6 | 5.34 | 5.34 | 5.34
CC | 1072.51 | 1225.64 | 1254.8 | 936.2 | 816.31 | 716.47
CSP | 0 | 0 | 0 | 0 | 0 | 0
CT | 0 | 0 | 0 | 0 | 0 | 0
Coal | 296.1 | 51.17 | 0 | 0 | 0 | 0
Geo | 0 | 0 | 0 | 0 | 0 | 0
H | 0 | 0 | 0 | 0 | 0 | 0
LFG | 0 | 0 | 11.56 | 11.56 | 11.56 | 11.56
Nuc | 494.38 | 673.18 | 673.18 | 1135.06 | 1295.51 | 1438.83
PS | 0 | 0 | 0 | 0 | 0 | 0
PV | 0 | 0 | 0 | 0 | 0 | 0
PeakG | 7.54 | 12.38 | 17.1 | 2.26 | 1.42 | 1.2
PeakO | 0 | 0 | 0 | 0 | 0 | 0
ST | 0 | 0 | 0 | 0 | 0 | 0
STOG | 0 | 0 | 0 | 0 | 0 | 0
STWD | 3.36 | 5.8 | 5.8 | 50.38 | 36.96 | 39.54
WT | 0 | 0 | 0 | 0 | 0 | 0
IGCC | 0 | 0 | 0 | 0 | 0 | 0
DemandResponse | 0 | 0 | 0 | 0 | 0 | 0
IGCC-CCS | 0 | 0 | 0 | 0 | 0 | 0
WT_off | 0 | 0 | 0 | 0 | 0 | 0
PseudoUnit | 0 | 0 | 0 | 0 | 0 | 0
FixedInterchange | 0 | 0 | 0 | 0 | 0 | 0
Total Fuel Consumption by Reporting Type: SPP_N
ReportingType | 2015 | 2020 | 2025 | 2030 | 2035 | 2040
BM | 0 | 0 | 0 | 0 | 0 | 0
CC | 90.34 | 243.19 | 189.32 | 148.01 | 138.76 | 117.42
CSP | 0 | 0 | 0 | 0 | 0 | 0
CT | 0 | 0 | 0 | 0 | 0 | 0
Coal | 592.06 | 126.36 | 4.06 | 0.31 | 0.12 | 0.87
Geo | 0 | 0 | 0 | 0 | 0 | 0
H | 0 | 0 | 0 | 0 | 0 | 0
LFG | 0 | 0 | 10.22 | 10.22 | 10.22 | 10.22
Nuc | 93.19 | 93.19 | 93.19 | 216.91 | 483.53 | 493.13
PS | 0 | 0 | 0 | 0 | 0 | 0
PV | 0 | 0 | 0 | 0 | 0 | 0
PeakG | 0.05 | 0 | 0 | 0 | 0 | 0
PeakO | 0 | 0 | 0 | 0 | 0 | 0
ST | 0 | 0 | 0 | 0 | 0 | 0
STOG | 3.14 | 2.13 | 1.88 | 3.14 | 2.03 | 1.27
STWD | 0 | 0 | 0 | 0 | 0 | 0
WT | 0 | 0.04 | 0.04 | 0.04 | 0.04 | 0.04
IGCC | 0 | 0 | 0 | 0 | 0 | 0
DemandResponse | 0 | 0 | 0 | 0 | 0 | 0
IGCC-CCS | 0 | 0 | 0 | 0 | 0 | 0
WT_off | 0 | 0 | 0 | 0 | 0 | 0
PseudoUnit | 0 | 0 | 0 | 0 | 0 | 0
FixedInterchange | 0 | 0 | 0 | 0 | 0 | 0
Total Fuel Consumption by Reporting Type: SPP_S
ReportingType | 2015 | 2020 | 2025 | 2030 | 2035 | 2040
BM | 0 | 0 | 0 | 0 | 0 | 0
CC | 306.34 | 396.68 | 407.16 | 367.47 | 363.66 | 312.67
CSP | 0 | 0 | 0 | 0 | 0 | 0
CT | 0.46 | 0 | 0 | 0 | 0 | 0
Coal | 809.79 | 65.49 | 3.51 | 0 | 0 | 0
Geo | 0 | 0 | 0 | 0 | 0 | 0
H | 0 | 0 | 0 | 0 | 0 | 0
LFG | 0 | 0 | 10.22 | 10.22 | 10.22 | 10.22
Nuc | 0 | 0 | 0 | 0.01 | 0.01 | 28.01
PS | 0 | 0 | 0 | 0 | 0 | 0
PV | 0 | 0 | 0 | 0 | 0 | 0
PeakG | 0 | 0 | 0 | 0 | 0 | 0
PeakO | 0 | 0 | 0 | 0 | 0 | 0
ST | 0 | 0 | 0 | 0 | 0 | 0
STOG | 21.9 | 3.66 | 6.6 | 9.35 | 7.49 | 6.85
STWD | 0.72 | 0.39 | 0.39 | 2.81 | 2.18 | 2.82
WT | 0.01 | 0.1 | 0.1 | 0.1 | 0.1 | 0.1
IGCC | 0 | 0 | 0 | 0 | 0 | 0
DemandResponse | 0 | 0 | 0 | 0 | 0 | 0
IGCC-CCS | 0 | 0 | 0 | 0 | 0 | 0
WT_off | 0 | 0 | 0 | 0 | 0 | 0
PseudoUnit | 0 | 0 | 0 | 0 | 0 | 0
FixedInterchange | 0 | 0 | 0 | 0 | 0 | 0
Total Fuel Consumption by Reporting Type: TVA
ReportingType | 2015 | 2020 | 2025 | 2030 | 2035 | 2040
BM | 0 | 0 | 0 | 0 | 0 | 0
CC | 272.89 | 470.88 | 489.03 | 462.63 | 435.59 | 426.66
CSP | 0 | 0 | 0 | 0 | 0 | 0
CT | 0 | 0 | 0 | 0 | 0 | 0
Coal | 427.93 | 138.3 | 4.24 | 0 | 0 | 0
Geo | 0 | 0 | 0 | 0 | 0 | 0
H | 0 | 0 | 0 | 0 | 0 | 0
LFG | 0 | 0 | 11.56 | 11.56 | 11.56 | 11.56
Nuc | 676.63 | 676.63 | 676.63 | 676.63 | 892.42 | 888.3
PS | 0 | 0 | 0 | 0 | 0 | 0
PV | 0 | 0 | 0 | 0 | 0 | 0
PeakG | 0 | 0 | 0 | 0 | 0 | 0
PeakO | 0 | 0 | 0 | 0 | 0 | 0
ST | 0 | 0 | 0 | 0 | 0 | 0
STOG | 0 | 0 | 0 | 0 | 0 | 0
STWD | 0.02 | 0.02 | 0.02 | 0.35 | 0.35 | 0.42
WT | 0 | 0 | 0 | 0 | 0 | 0
IGCC | 0 | 0 | 0 | 0 | 0 | 0
DemandResponse | 0 | 0 | 0 | 0 | 0 | 0
IGCC-CCS | 0 | 0 | 0 | 0 | 0 | 0
WT_off | 0 | 0 | 0 | 0 | 0 | 0
PseudoUnit | 0 | 0 | 0 | 0 | 0 | 0
FixedInterchange | 0 | 0 | 0 | 0 | 0 | 0
Total Fuel Consumption by Reporting Type: TVA_Transmission
ReportingType | 2015 | 2020 | 2025 | 2030 | 2035 | 2040
BM | 0 | 0 | 0 | 0 | 0 | 0
CC | 0 | 0 | 0 | 0 | 0 | 0
CSP | 0 | 0 | 0 | 0 | 0 | 0
CT | 0 | 0 | 0 | 0 | 0 | 0
Coal | 0 | 0 | 0 | 0 | 0 | 0
Geo | 0 | 0 | 0 | 0 | 0 | 0
H | 0 | 0 | 0 | 0 | 0 | 0
LFG | 0 | 0 | 0 | 0 | 0 | 0
Nuc | 0 | 0 | 0 | 0 | 0 | 0
PS | 0 | 0 | 0 | 0 | 0 | 0
PV | 0 | 0 | 0 | 0 | 0 | 0
PeakG | 0 | 0 | 0 | 0 | 0 | 0
PeakO | 0 | 0 | 0 | 0 | 0 | 0
ST | 0 | 0 | 0 | 0 | 0 | 0
STOG | 0 | 0 | 0 | 0 | 0 | 0
STWD | 0 | 0 | 0 | 0 | 0 | 0
WT | 0 | 0 | 0 | 0 | 0 | 0
IGCC | 0 | 0 | 0 | 0 | 0 | 0
DemandResponse | 0 | 0 | 0 | 0 | 0 | 0
IGCC-CCS | 0 | 0 | 0 | 0 | 0 | 0
WT_off | 0 | 0 | 0 | 0 | 0 | 0
PseudoUnit | 0 | 0 | 0 | 0 | 0 | 0
FixedInterchange | 0 | 0 | 0 | 0 | 0 | 0
Total Fuel Consumption by Reporting Type: VACAR
ReportingType | 2015 | 2020 | 2025 | 2030 | 2035 | 2040
BM | 0.09 | 16.61 | 68.88 | 70.12 | 70.12 | 74.74
CC | 820.68 | 778.77 | 762.74 | 619.79 | 630.15 | 391
CSP | 0 | 0 | 0 | 0 | 0 | 0
CT | 0.8 | 0.8 | 1.52 | 0 | 0 | 0
Coal | 212.41 | 135.82 | 26.47 | 1.54 | 1.05 | 1.54
Geo | 0 | 0 | 0 | 0 | 0 | 0
H | 0 | 0 | 0 | 0 | 0 | 0
LFG | 0.04 | 11.56 | 11.56 | 11.56 | 11.56 | 11.56
Nuc | 910.72 | 1100.09 | 1100.09 | 1470.52 | 1490.24 | 2016.41
PS | 0 | 0 | 0 | 0 | 0 | 0
PV | 0 | 0 | 0 | 0 | 0 | 0
PeakG | 1.17 | 2.58 | 4.62 | 4.44 | 3.32 | 2.2
PeakO | 0 | 0 | 0 | 0 | 0 | 0
ST | 0 | 0 | 0 | 0 | 0 | 0
STOG | 0 | 0 | 0 | 0 | 0 | 0
STWD | 24.47 | 24.47 | 24.47 | 24.47 | 18.69 | 24.47
WT | 0 | 0.01 | 0.01 | 0.01 | 0.01 | 0.01
IGCC | 0 | 0 | 0 | 0 | 0 | 0
DemandResponse | 0 | 0 | 0 | 0 | 0 | 0
IGCC-CCS | 0 | 0 | 0 | 0 | 0 | 0
WT_off | 0 | 0 | 0 | 0 | 0 | 0
PseudoUnit | 0 | 0 | 0 | 0 | 0 | 0
FixedInterchange | 0 | 0 | 0 | 0 | 0 | 0
Total Fuel Consumption by Reporting Type: IESO
ReportingType | 2015 | 2020 | 2025 | 2030 | 2035 | 2040
BM | 0 | 0.03 | 0 | 0.14 | 0.14 | 2.11
CC | 37.5 | 1.06 | 0.62 | 0.72 | 0.78 | 1.91
CSP | 0 | 0 | 0 | 0 | 0 | 0
CT | 0 | 0.04 | 0 | 0 | 0 | 0
Coal | 0 | 0 | 0 | 0 | 0 | 0
Geo | 0 | 0 | 0 | 0 | 0 | 0
H | 0 | 0 | 0 | 0 | 0 | 0
LFG | 1.56 | 1.56 | 1.56 | 1.61 | 1.61 | 1.61
Nuc | 1064.72 | 1055.34 | 1043.2 | 1064.72 | 980.48 | 854.53
PS | 0 | 0 | 0 | 0 | 0 | 0
PV | 0 | 0 | 0 | 0 | 0 | 0
PeakG | 0 | 0 | 0 | 0 | 0 | 0
PeakO | 0 | 0 | 0 | 0 | 0 | 0
ST | 0 | 0 | 0 | 0 | 0 | 0
STOG | 0 | 0 | 0 | 0 | 0 | 0
STWD | 0.05 | 0.05 | 0.05 | 1.23 | 3.14 | 10.32
WT | 0.01 | 0.01 | 0.01 | 0.01 | 0.01 | 0.01
IGCC | 0 | 0 | 0 | 0 | 0 | 0
DemandResponse | 0 | 0 | 0 | 0 | 0 | 0
IGCC-CCS | 0 | 0 | 0 | 0 | 0 | 0
WT_off | 0 | 0 | 0 | 0 | 0 | 0
PseudoUnit | 0 | 0 | 0 | 0 | 0 | 0
FixedInterchange | 0 | 0 | 0 | 0 | 0 | 0
Total Fuel Consumption by Reporting Type: MAPP_CA
ReportingType | 2015 | 2020 | 2025 | 2030 | 2035 | 2040
BM | 0 | 0 | 0 | 0 | 0 | 0
CC | 55.51 | 55.51 | 3.62 | 0 | 0 | 0
CSP | 0 | 0 | 0 | 0 | 0 | 0
CT | 0 | 0 | 0 | 0 | 0 | 0
Coal | 2.79 | 0.42 | 0 | 0 | 0 | 0
Geo | 0 | 0 | 0 | 0 | 0 | 0
H | 0 | 0 | 0.01 | 0.03 | 0.03 | 0.03
LFG | 0 | 0 | 0 | 0 | 0 | 0
Nuc | 0 | 0 | 0 | 0 | 0 | 0
PS | 0 | 0 | 0 | 0 | 0 | 0
PV | 0 | 0 | 0 | 0 | 0 | 0
PeakG | 0.98 | 1.27 | 0 | 0 | 0 | 0
PeakO | 0 | 0 | 0 | 0 | 0 | 0
ST | 0 | 0 | 0 | 0 | 0 | 0
STOG | 0.05 | 0.02 | 0 | 0 | 0 | 0
STWD | 0 | 0 | 0 | 0 | 0 | 0
WT | 0 | 0 | 0 | 0 | 0 | 0
IGCC | 0 | 0 | 0 | 0 | 0 | 0
DemandResponse | 0 | 0 | 0 | 0 | 0 | 0
IGCC-CCS | 0 | 0 | 0 | 0 | 0 | 0
WT_off | 0 | 0 | 0 | 0 | 0 | 0
PseudoUnit | 0 | 0 | 0 | 0 | 0 | 0
FixedInterchange | 0 | 0 | 0 | 0 | 0 | 0
Total Fuel Consumption by Reporting Type: AZ_NM_SNV_Coal
ReportingType | 2015 | 2020 | 2025 | 2030 | 2035 | 2040
BM | 0 | 0 | 0 | 0 | 0 | 0
CC | 0 | 0 | 0 | 0 | 0 | 0
CSP | 0 | 0 | 0 | 0 | 0 | 0
CT | 0 | 0 | 0 | 0 | 0 | 0
Coal | 510.59 | 440.32 | 86.02 | 0 | 0 | 0
Geo | 0 | 0 | 0 | 0 | 0 | 0
H | 0 | 0 | 0 | 0 | 0 | 0
LFG | 0 | 0 | 0 | 0 | 0 | 0
Nuc | 0 | 0 | 0 | 0 | 0 | 0
PS | 0 | 0 | 0 | 0 | 0 | 0
PV | 0 | 0 | 0 | 0 | 0 | 0
PeakG | 0 | 0 | 0 | 0 | 0 | 0
PeakO | 0 | 0 | 0 | 0 | 0 | 0
ST | 0 | 0 | 0 | 0 | 0 | 0
STOG | 0 | 0 | 0 | 0 | 0 | 0
STWD | 0 | 0 | 0 | 0 | 0 | 0
WT | 0 | 0 | 0 | 0 | 0 | 0
IGCC | 0 | 0 | 0 | 0 | 0 | 0
DemandResponse | 0 | 0 | 0 | 0 | 0 | 0
IGCC-CCS | 0 | 0 | 0 | 0 | 0 | 0
WT_off | 0 | 0 | 0 | 0 | 0 | 0
PseudoUnit | 0 | 0 | 0 | 0 | 0 | 0
FixedInterchange | 0 | 0 | 0 | 0 | 0 | 0
Total Fuel Consumption by Reporting Type: AZ_NM_SNV_Gas
ReportingType | 2015 | 2020 | 2025 | 2030 | 2035 | 2040
BM | 0 | 0 | 0 | 0 | 0 | 0
CC | 442.25 | 354.91 | 527.72 | 325.31 | 250.68 | 225.52
CSP | 0 | 0 | 0 | 0 | 0 | 0
CT | 0 | 0 | 0 | 0 | 0 | 0
Coal | 0 | 0 | 0 | 0 | 0 | 0
Geo | 0 | 0 | 0 | 0 | 0 | 0
H | 0 | 0 | 0 | 0 | 0 | 0
LFG | 0 | 0 | 0 | 0 | 0 | 0
Nuc | 0 | 0 | 0 | 0 | 0 | 0
PS | 0 | 0 | 0 | 0 | 0 | 0
PV | 0 | 0 | 0 | 0 | 0 | 0
PeakG | 0 | 0 | 0 | 0 | 0 | 0
PeakO | 0 | 0 | 0 | 0 | 0 | 0
ST | 0 | 0 | 0 | 0 | 0 | 0
STOG | 0 | 0 | 0 | 0 | 0 | 0
STWD | 0 | 0 | 0 | 0 | 0 | 0
WT | 0 | 0 | 0 | 0 | 0 | 0
IGCC | 0 | 0 | 0 | 0 | 0 | 0
DemandResponse | 0 | 0 | 0 | 0 | 0 | 0
IGCC-CCS | 0 | 0 | 0 | 0 | 0 | 0
WT_off | 0 | 0 | 0 | 0 | 0 | 0
PseudoUnit | 0 | 0 | 0 | 0 | 0 | 0
FixedInterchange | 0 | 0 | 0 | 0 | 0 | 0
Total Fuel Consumption by Reporting Type: AZ_NM_SNV_NucRenew
ReportingType | 2015 | 2020 | 2025 | 2030 | 2035 | 2040
BM | 0 | 0 | 0 | 0 | 0 | 0
CC | 0 | 0 | 0 | 0 | 0 | 0
CSP | 0 | 0 | 0 | 0 | 0 | 0
CT | 0 | 0 | 0 | 0 | 0 | 0
Coal | 0 | 0 | 0 | 0 | 0 | 0
Geo | 0 | 0 | 0.01 | 0.01 | 0.01 | 0.01
H | 0 | 0 | 0 | 0 | 0 | 0
LFG | 0 | 6.53 | 6.53 | 6.53 | 6.53 | 6.53
Nuc | 317.72 | 317.72 | 317.72 | 605.7 | 894.58 | 965.83
PS | 0 | 0 | 0 | 0 | 0 | 0
PV | 0 | 0 | 0 | 0 | 0 | 0
PeakG | 0 | 0 | 0 | 0 | 0 | 0
PeakO | 0 | 0 | 0 | 0 | 0 | 0
ST | 0 | 0 | 0 | 0 | 0 | 0
STOG | 0 | 0 | 0 | 0 | 0 | 0
STWD | 1.77 | 1.77 | 1.77 | 1.77 | 1.77 | 1.77
WT | 0 | 0.03 | 0.03 | 0.03 | 0.04 | 0.04
IGCC | 0 | 0 | 0 | 0 | 0 | 0
DemandResponse | 0 | 0 | 0 | 0 | 0 | 0
IGCC-CCS | 0 | 0 | 0 | 0 | 0 | 0
WT_off | 0 | 0 | 0 | 0 | 0 | 0
PseudoUnit | 0 | 0 | 0 | 0 | 0 | 0
FixedInterchange | 0 | 0 | 0 | 0 | 0 | 0
Total Fuel Consumption by Reporting Type: ERCOT
ReportingType | 2015 | 2020 | 2025 | 2030 | 2035 | 2040
BM | 0.76 | 1.28 | 1.31 | 14.07 | 14.07 | 14.07
CC | 1469.67 | 1554.41 | 1337.9 | 1310.53 | 1130.47 | 970.73
CSP | 0 | 0 | 0 | 0 | 0 | 0
CT | 0 | 0.03 | 0.01 | 0.09 | 0 | 0
Coal | 357.65 | 241.2 | 10.45 | 3.1 | 3.1 | 3.5
Geo | 0 | 0 | 0 | 0 | 0 | 0
H | 0 | 0 | 0 | 0 | 0 | 0
LFG | 0 | 0 | 38.09 | 38.09 | 38.09 | 38.09
Nuc | 422.69 | 422.69 | 422.69 | 422.69 | 709.52 | 992.02
PS | 0 | 0 | 0 | 0 | 0 | 0
PV | 0 | 0 | 0 | 0 | 0 | 0
PeakG | 0 | 0.07 | 0 | 0.5 | 0.54 | 0.03
PeakO | 0 | 0 | 0 | 0 | 0 | 0
ST | 0 | 0 | 0 | 0 | 0 | 0
STOG | 12.69 | 22.17 | 7.05 | 9.68 | 2.33 | 0
STWD | 0 | 0 | 0 | 0 | 0 | 0
WT | 0.03 | 0.03 | 0.08 | 0.08 | 0.08 | 0.08
IGCC | 0 | 0 | 0 | 0 | 0 | 0
DemandResponse | 0 | 0 | 0 | 0 | 0 | 0
IGCC-CCS | 0 | 0 | 0 | 0 | 0 | 0
WT_off | 0 | 0 | 0 | 0 | 0 | 0
PseudoUnit | 0 | 0 | 0 | 0 | 0 | 0
FixedInterchange | 0 | 0 | 0 | 0 | 0 | 0
Total Fuel Consumption by Reporting Type: NP15
ReportingType | 2015 | 2020 | 2025 | 2030 | 2035 | 2040
BM | 0 | 0 | 0 | 0 | 0 | 0
CC | 468.6 | 431.07 | 449.64 | 308.2 | 256.94 | 182.35
CSP | 0 | 0 | 0 | 0 | 0 | 0
CT | 0 | 0 | 0 | 0 | 0 | 0
Coal | 16.77 | 0 | 0 | 0 | 0 | 0
Geo | 0.01 | 0.01 | 0.01 | 0.01 | 0.01 | 0.01
H | 0 | 0 | 0 | 0 | 0 | 0
LFG | 0 | 60.8 | 60.8 | 60.8 | 60.8 | 60.8
Nuc | 187.74 | 187.74 | 187.74 | 412.44 | 556.44 | 901.81
PS | 0 | 0 | 0 | 0 | 0 | 0
PV | 0 | 0 | 0 | 0 | 0 | 0
PeakG | 0 | 0 | 0 | 0 | 0 | 0
PeakO | 0 | 0 | 0 | 0 | 0 | 0
ST | 0 | 0 | 0 | 0 | 0 | 0
STOG | 0.29 | 0.2 | 0.42 | 0.01 | 0 | 0
STWD | 37.44 | 37.44 | 16.8 | 37.44 | 37.44 | 37.44
WT | 0 | 0.01 | 0.01 | 0.01 | 0.01 | 0.01
IGCC | 0 | 0 | 0 | 0 | 0 | 0
DemandResponse | 0 | 0 | 0 | 0 | 0 | 0
IGCC-CCS | 0 | 0 | 0 | 0 | 0 | 0
WT_off | 0 | 0 | 0 | 0 | 0 | 0
PseudoUnit | 0 | 0 | 0 | 0 | 0 | 0
FixedInterchange | 0 | 0 | 0 | 0 | 0 | 0
Total Fuel Consumption by Reporting Type: NWPP_Coal
ReportingType | 2015 | 2020 | 2025 | 2030 | 2035 | 2040
BM | 0 | 0 | 0 | 0 | 0 | 0
CC | 0 | 0 | 0 | 0 | 0 | 0
CSP | 0 | 0 | 0 | 0 | 0 | 0
CT | 0 | 0 | 0 | 0 | 0 | 0
Coal | 468.23 | 351.08 | 16.32 | 16.32 | 16.32 | 16.32
Geo | 0 | 0 | 0 | 0 | 0 | 0
H | 0 | 0 | 0 | 0 | 0 | 0
LFG | 0 | 0 | 0 | 0 | 0 | 0
Nuc | 0 | 0 | 0 | 0 | 0 | 0
PS | 0 | 0 | 0 | 0 | 0 | 0
PV | 0 | 0 | 0 | 0 | 0 | 0
PeakG | 0 | 0 | 0 | 0 | 0 | 0
PeakO | 0 | 0 | 0 | 0 | 0 | 0
ST | 0 | 0 | 0 | 0 | 0 | 0
STOG | 0 | 0 | 0 | 0 | 0 | 0
STWD | 0 | 0 | 0 | 0 | 0 | 0
WT | 0 | 0 | 0 | 0 | 0 | 0
IGCC | 0 | 0 | 0 | 0 | 0 | 0
DemandResponse | 0 | 0 | 0 | 0 | 0 | 0
IGCC-CCS | 0 | 0 | 0 | 0 | 0 | 0
WT_off | 0 | 0 | 0 | 0 | 0 | 0
PseudoUnit | 0 | 0 | 0 | 0 | 0 | 0
FixedInterchange | 0 | 0 | 0 | 0 | 0 | 0
Total Fuel Consumption by Reporting Type: NWPP_Gas
ReportingType | 2015 | 2020 | 2025 | 2030 | 2035 | 2040
BM | 0 | 0 | 0 | 0 | 0 | 0
CC | 339.74 | 456.87 | 456.87 | 325.38 | 109.41 | 95.4
CSP | 0 | 0 | 0 | 0 | 0 | 0
CT | 0 | 0 | 0 | 0 | 0 | 0
Coal | 0 | 0 | 0 | 0 | 0 | 0
Geo | 0 | 0 | 0 | 0 | 0 | 0
H | 0 | 0 | 0 | 0 | 0 | 0
LFG | 0 | 0 | 0 | 0 | 0 | 0
Nuc | 0 | 0 | 0 | 0 | 0 | 0
PS | 0 | 0 | 0 | 0 | 0 | 0
PV | 0 | 0 | 0 | 0 | 0 | 0
PeakG | 0 | 0 | 0 | 0 | 0 | 0
PeakO | 0 | 0 | 0 | 0 | 0 | 0
ST | 0 | 0 | 0 | 0 | 0 | 0
STOG | 0 | 0 | 0 | 0 | 0 | 0
STWD | 0 | 0 | 0 | 0 | 0 | 0
WT | 0 | 0 | 0 | 0 | 0 | 0
IGCC | 0 | 0 | 0 | 0 | 0 | 0
DemandResponse | 0 | 0 | 0 | 0 | 0 | 0
IGCC-CCS | 0 | 0 | 0 | 0 | 0 | 0
WT_off | 0 | 0 | 0 | 0 | 0 | 0
PseudoUnit | 0 | 0 | 0 | 0 | 0 | 0
FixedInterchange | 0 | 0 | 0 | 0 | 0 | 0
Total Fuel Consumption by Reporting Type: NWPP_NucRenew
ReportingType | 2015 | 2020 | 2025 | 2030 | 2035 | 2040
BM | 0 | 0.86 | 3.16 | 3.16 | 3.16 | 3.16
CC | 0 | 0 | 0 | 0 | 0 | 0
CSP | 0 | 0 | 0 | 0 | 0 | 0
CT | 0 | 0 | 0 | 0 | 0 | 0
Coal | 0 | 0 | 0 | 0 | 0 | 0
Geo | 0 | 0 | 0.01 | 0.01 | 0.01 | 0.01
H | 0 | 0 | 0 | 0 | 0 | 0
LFG | 2.74 | 2.74 | 29.05 | 29.05 | 29.05 | 29.05
Nuc | 88.66 | 88.66 | 88.66 | 479.33 | 784.53 | 1068.41
PS | 0 | 0 | 0 | 0 | 0 | 0
PV | 0 | 0 | 0 | 0 | 0 | 0
PeakG | 0 | 0 | 0 | 0 | 0 | 0
PeakO | 0 | 0 | 0 | 0 | 0 | 0
ST | 0 | 0 | 0 | 0 | 0 | 0
STOG | 0 | 0 | 0 | 0 | 0 | 0
STWD | 0 | 0 | 46.18 | 46.18 | 46.18 | 46.18
WT | 0.02 | 0.02 | 0.02 | 0.02 | 0.02 | 0.02
IGCC | 0 | 0 | 0 | 0 | 0 | 0
DemandResponse | 0 | 0 | 0 | 0 | 0 | 0
IGCC-CCS | 0 | 0 | 0 | 0 | 0 | 0
WT_off | 0 | 0 | 0 | 0 | 0 | 0
PseudoUnit | 0 | 0 | 0 | 0 | 0 | 0
FixedInterchange | 0 | 0 | 0 | 0 | 0 | 0
Total Fuel Consumption by Reporting Type: RMPA
ReportingType | 2015 | 2020 | 2025 | 2030 | 2035 | 2040
BM | 0 | 0 | 0 | 0 | 0 | 0
CC | 81.55 | 77.57 | 110.8 | 75.3 | 74.94 | 70.79
CSP | 0 | 0 | 0 | 0 | 0 | 0
CT | 0 | 0 | 0 | 0 | 0 | 0
Coal | 514.32 | 376.31 | 79.78 | 48.72 | 48.73 | 49.08
Geo | 0 | 0.01 | 0.02 | 0.02 | 0.02 | 0.02
H | 0 | 0 | 0 | 0 | 0 | 0
LFG | 0.15 | 3.26 | 3.26 | 3.26 | 3.26 | 3.26
Nuc | 0 | 0 | 0 | 158.51 | 166.3 | 186.48
PS | 0 | 0 | 0 | 0 | 0 | 0
PV | 0 | 0 | 0 | 0 | 0 | 0
PeakG | 0 | 0 | 0.07 | 0 | 0 | 0
PeakO | 0 | 0 | 0 | 0 | 0 | 0
ST | 0 | 0 | 0 | 0 | 0 | 0
STOG | 0 | 0 | 0 | 0 | 0 | 0
STWD | 0 | 0 | 0 | 0 | 0 | 0
WT | 0.01 | 0.02 | 0.02 | 0.02 | 0.02 | 0.02
IGCC | 0 | 0 | 0 | 0 | 0 | 0
DemandResponse | 0 | 0 | 0 | 0 | 0 | 0
IGCC-CCS | 0 | 0 | 0 | 0 | 0 | 0
WT_off | 0 | 0 | 0 | 0 | 0 | 0
PseudoUnit | 0 | 0 | 0 | 0 | 0 | 0
FixedInterchange | 0 | 0 | 0 | 0 | 0 | 0
Total Fuel Consumption by Reporting Type: SP15
ReportingType | 2015 | 2020 | 2025 | 2030 | 2035 | 2040
BM | 0.58 | 0.58 | 0.58 | 0.58 | 0.58 | 0.58
CC | 597.39 | 568.83 | 674.27 | 554.62 | 490.92 | 422.87
CSP | 0 | 0 | 0 | 0 | 0 | 0
CT | 0 | 0 | 0 | 0 | 0 | 0
Coal | 15.7 | 8.42 | 0 | 0 | 0 | 0
Geo | 0.01 | 0.02 | 0.02 | 0.02 | 0.02 | 0.02
H | 0 | 0 | 0 | 0 | 0 | 0
LFG | 0.99 | 60.8 | 60.8 | 60.8 | 60.8 | 60.8
Nuc | 173.28 | 173.28 | 173.28 | 173.28 | 173.28 | 180.97
PS | 0 | 0 | 0 | 0 | 0 | 0
PV | 0 | 0 | 0 | 0 | 0 | 0
PeakG | 0 | 0 | 0 | 0 | 0 | 0
PeakO | 0 | 0 | 0 | 0 | 0 | 0
ST | 0 | 0 | 0 | 0 | 0 | 0
STOG | 3.52 | 0.7 | 0.85 | 0.3 | 0.4 | 1.06
STWD | 9.59 | 9.59 | 7.05 | 9.59 | 9.59 | 9.59
WT | 0.01 | 0.01 | 0.02 | 0.04 | 0.04 | 0.04
IGCC | 0 | 0 | 0 | 0 | 0 | 0
DemandResponse | 0 | 0 | 0 | 0 | 0 | 0
IGCC-CCS | 0 | 0 | 0 | 0 | 0 | 0
WT_off | 0 | 0 | 0 | 0 | 0 | 0
PseudoUnit | 0 | 0 | 0 | 0 | 0 | 0
FixedInterchange | 0 | 0 | 0 | 0 | 0 | 0
Total Fuel Consumption by Reporting Type: ALB
ReportingType | 2015 | 2020 | 2025 | 2030 | 2035 | 2040
BM | 0 | 0 | 0 | 0 | 0 | 0
CC | 125.16 | 129.38 | 129.38 | 0 | 0 | 0
CSP | 0 | 0 | 0 | 0 | 0 | 0
CT | 0 | 0 | 0 | 0 | 0 | 0
Coal | 470.15 | 470.15 | 464.07 | 0 | 0 | 0
Geo | 0 | 0 | 0 | 0 | 0 | 0
H | 0 | 0 | 0 | 0 | 0 | 0
LFG | 0 | 0 | 0 | 0 | 0 | 0
Nuc | 0 | 0 | 0.03 | 715.95 | 717.68 | 750.02
PS | 0 | 0 | 0 | 0 | 0 | 0
PV | 0 | 0 | 0 | 0 | 0 | 0
PeakG | 0 | 0 | 0 | 0 | 0 | 0
PeakO | 0 | 0 | 0 | 0 | 0 | 0
ST | 0 | 0 | 0 | 0 | 0 | 0
STOG | 0 | 0 | 0 | 0 | 0 | 0
STWD | 0 | 7.91 | 13.02 | 13.02 | 13.02 | 13.02
WT | 0 | 0 | 0 | 0 | 0 | 0
IGCC | 0 | 0 | 0 | 0 | 0 | 0
DemandResponse | 0 | 0 | 0 | 0 | 0 | 0
IGCC-CCS | 0 | 0 | 0 | 0 | 0 | 0
WT_off | 0 | 0 | 0 | 0 | 0 | 0
PseudoUnit | 0 | 0 | 0 | 0 | 0 | 0
FixedInterchange | 0 | 0 | 0 | 0 | 0 | 0
Total Fuel Consumption by Reporting Type: BC
ReportingType | 2015 | 2020 | 2025 | 2030 | 2035 | 2040
BM | 0 | 0 | 0 | 0 | 0 | 0
CC | 29.42 | 29.42 | 29.42 | 18.16 | 2.61 | 0
CSP | 0 | 0 | 0 | 0 | 0 | 0
CT | 0 | 0 | 0 | 0 | 0 | 0
Coal | 0 | 0 | 0 | 0 | 0 | 0
Geo | 0 | 0 | 0 | 0 | 0 | 0
H | 0 | 0 | 0 | 0 | 0 | 0
LFG | 0 | 0 | 0 | 0 | 0 | 0
Nuc | 0 | 0 | 0.02 | 51.61 | 57.17 | 62.05
PS | 0 | 0 | 0 | 0 | 0 | 0
PV | 0 | 0 | 0 | 0 | 0 | 0
PeakG | 0 | 0 | 0 | 0 | 0 | 0
PeakO | 0 | 0 | 0 | 0 | 0 | 0
ST | 0 | 0 | 0 | 0 | 0 | 0
STOG | 0 | 0 | 0 | 0 | 0 | 0
STWD | 0 | 22.73 | 41.58 | 41.58 | 41.58 | 41.58
WT | 0 | 0 | 0 | 0 | 0 | 0
IGCC | 0 | 0 | 0 | 0 | 0 | 0
DemandResponse | 0 | 0 | 0 | 0 | 0 | 0
IGCC-CCS | 0 | 0 | 0 | 0 | 0 | 0
WT_off | 0 | 0 | 0 | 0 | 0 | 0
PseudoUnit | 0 | 0 | 0 | 0 | 0 | 0
FixedInterchange | 0 | 0 | 0 | 0 | 0 | 0
Total Fuel Consumption by Reporting Type: HQ_IESO
ReportingType | 2015 | 2020 | 2025 | 2030 | 2035 | 2040
BM | 0 | 0 | 0 | 0 | 0 | 0
CC | 0 | 0 | 0 | 0 | 0 | 0
CSP | 0 | 0 | 0 | 0 | 0 | 0
CT | 0 | 0 | 0 | 0 | 0 | 0
Coal | 0 | 0 | 0 | 0 | 0 | 0
Geo | 0 | 0 | 0 | 0 | 0 | 0
H | 0 | 0 | 0 | 0 | 0 | 0
LFG | 0 | 0 | 0 | 0 | 0 | 0
Nuc | 0 | 0 | 0 | 0 | 0 | 0
PS | 0 | 0 | 0 | 0 | 0 | 0
PV | 0 | 0 | 0 | 0 | 0 | 0
PeakG | 0 | 0 | 0 | 0 | 0 | 0
PeakO | 0 | 0 | 0 | 0 | 0 | 0
ST | 0 | 0 | 0 | 0 | 0 | 0
STOG | 0 | 0 | 0 | 0 | 0 | 0
STWD | 0 | 0 | 0 | 0 | 0 | 0
WT | 0 | 0 | 0 | 0 | 0 | 0
IGCC | 0 | 0 | 0 | 0 | 0 | 0
DemandResponse | 0 | 0 | 0 | 0 | 0 | 0
IGCC-CCS | 0 | 0 | 0 | 0 | 0 | 0
WT_off | 0 | 0 | 0 | 0 | 0 | 0
PseudoUnit | 0 | 0 | 0 | 0 | 0 | 0
FixedInterchange | 0 | 0 | 0 | 0 | 0 | 0
Total Fuel Consumption by Reporting Type: HQ_NEISO
ReportingType | 2015 | 2020 | 2025 | 2030 | 2035 | 2040
BM | 0 | 0 | 0 | 0 | 0 | 0
CC | 0 | 0 | 0 | 0 | 0 | 0
CSP | 0 | 0 | 0 | 0 | 0 | 0
CT | 0 | 0 | 0 | 0 | 0 | 0
Coal | 0 | 0 | 0 | 0 | 0 | 0
Geo | 0 | 0 | 0 | 0 | 0 | 0
H | 0 | 0 | 0 | 0 | 0 | 0
LFG | 0 | 0 | 0 | 0 | 0 | 0
Nuc | 0 | 0 | 0 | 0 | 0 | 0
PS | 0 | 0 | 0 | 0 | 0 | 0
PV | 0 | 0 | 0 | 0 | 0 | 0
PeakG | 0 | 0 | 0 | 0 | 0 | 0
PeakO | 0 | 0 | 0 | 0 | 0 | 0
ST | 0 | 0 | 0 | 0 | 0 | 0
STOG | 0 | 0 | 0 | 0 | 0 | 0
STWD | 0 | 0 | 0 | 0 | 0 | 0
WT | 0 | 0 | 0 | 0 | 0 | 0
IGCC | 0 | 0 | 0 | 0 | 0 | 0
DemandResponse | 0 | 0 | 0 | 0 | 0 | 0
IGCC-CCS | 0 | 0 | 0 | 0 | 0 | 0
WT_off | 0 | 0 | 0 | 0 | 0 | 0
PseudoUnit | 0 | 0 | 0 | 0.01 | 0.01 | 0.01
FixedInterchange | 0.02 | 0.02 | 0.02 | 0.02 | 0.02 | 0.02
Total Fuel Consumption by Reporting Type: HQ_NY
ReportingType | 2015 | 2020 | 2025 | 2030 | 2035 | 2040
BM | 0 | 0 | 0 | 0 | 0 | 0
CC | 0 | 0 | 0 | 0 | 0 | 0
CSP | 0 | 0 | 0 | 0 | 0 | 0
CT | 0 | 0 | 0 | 0 | 0 | 0
Coal | 0 | 0 | 0 | 0 | 0 | 0
Geo | 0 | 0 | 0 | 0 | 0 | 0
H | 0 | 0 | 0 | 0 | 0 | 0
LFG | 0 | 0 | 0 | 0 | 0 | 0
Nuc | 0 | 0 | 0 | 0 | 0 | 0.01
PS | 0 | 0 | 0 | 0 | 0 | 0
PV | 0 | 0 | 0 | 0 | 0 | 0
PeakG | 0 | 0 | 0 | 0 | 0 | 0
PeakO | 0 | 0 | 0 | 0 | 0 | 0
ST | 0 | 0 | 0 | 0 | 0 | 0
STOG | 0 | 0 | 0 | 0 | 0 | 0
STWD | 0 | 0 | 0 | 0 | 0 | 0
WT | 0 | 0 | 0 | 0 | 0 | 0
IGCC | 0 | 0 | 0 | 0 | 0 | 0
DemandResponse | 0 | 0 | 0 | 0 | 0 | 0
IGCC-CCS | 0 | 0 | 0 | 0 | 0 | 0
WT_off | 0 | 0 | 0 | 0 | 0 | 0
PseudoUnit | 0 | 0 | 0.01 | 0.01 | 0.01 | 0.01
FixedInterchange | 0.01 | 0.01 | 0.01 | 0.01 | 0.01 | 0.01
Total Fuel Consumption by Reporting Type: MARITIMES
ReportingType | 2015 | 2020 | 2025 | 2030 | 2035 | 2040
BM | 0 | 0 | 0 | 0 | 0 | 0
CC | 0 | 0 | 0 | 0 | 0 | 0
CSP | 0 | 0 | 0 | 0 | 0 | 0
CT | 0 | 0 | 0 | 0 | 0 | 0
Coal | 0 | 0 | 0 | 0 | 0 | 0
Geo | 0 | 0 | 0 | 0 | 0 | 0
H | 0 | 0 | 0 | 0 | 0 | 0
LFG | 0 | 0 | 0 | 0 | 0 | 0
Nuc | 0 | 0 | 0 | 0 | 0 | 0
PS | 0 | 0 | 0 | 0 | 0 | 0
PV | 0 | 0 | 0 | 0 | 0 | 0
PeakG | 0 | 0 | 0 | 0 | 0 | 0
PeakO | 0 | 0 | 0 | 0 | 0 | 0
ST | 0 | 0 | 0 | 0 | 0 | 0
STOG | 0 | 0 | 0 | 0 | 0 | 0
STWD | 0 | 0 | 0 | 0 | 0 | 0
WT | 0 | 0 | 0 | 0 | 0 | 0
IGCC | 0 | 0 | 0 | 0 | 0 | 0
DemandResponse | 0 | 0 | 0 | 0 | 0 | 0
IGCC-CCS | 0 | 0 | 0 | 0 | 0 | 0
WT_off | 0 | 0 | 0 | 0 | 0 | 0
PseudoUnit | 0 | 0 | 0 | 0 | 0 | 0
FixedInterchange | 0.01 | 0.01 | 0.01 | 0.01 | 0.01 | 0.01
Total Fuel Consumption by Reporting Type: All
ReportingType | 2015 | 2020 | 2025 | 2030 | 2035 | 2040
BM | 28.76 | 76.48 | 113.75 | 153.08 | 159.91 | 147.87
CC | 11073.64 | 13936.6 | 13541.99 | 10863.53 | 10541.9 | 10089.8
CSP | 0 | 0 | 0 | 0 | 0 | 0
CT | 6.58 | 8.24 | 12.07 | 6.03 | 1.42 | 4.56
Coal | 10574.53 | 3563.87 | 864.08 | 199.28 | 205.52 | 208
Geo | 0.02 | 0.04 | 0.07 | 0.07 | 0.07 | 0.07
H | 0 | 0.01 | 0.02 | 0.04 | 0.04 | 0.04
LFG | 20.69 | 230.83 | 468.63 | 546.54 | 546.54 | 546.54
Nuc | 9611.92 | 9919.98 | 10095.63 | 13872.22 | 14030.27 | 15677.07
PS | 0 | 0 | 0 | 0 | 0 | 0
PV | 0 | 0.01 | 0.01 | 0.01 | 0.01 | 0.01
PeakG | 32.97 | 55.76 | 70.34 | 45.34 | 45.58 | 39.77
PeakO | 0 | 0 | 0 | 0 | 0 | 0
ST | 0 | 0.01 | 0.01 | 0.01 | 0.01 | 0.01
STOG | 67.95 | 64.27 | 31.89 | 31.88 | 23.54 | 17.92
STWD | 147.03 | 165.72 | 206.49 | 297.61 | 304.88 | 328.46
WT | 0.18 | 0.41 | 0.66 | 0.76 | 0.76 | 0.78
IGCC | 40.45 | 25.53 | 3.83 | 1.07 | 1.07 | 1.07
DemandResponse | 0 | 0 | 0 | 0 | 0 | 0
IGCC-CCS | 0 | 0 | 0 | 0 | 0 | 0
WT_off | 0 | 0 | 0.01 | 0.01 | 0 | 0
PseudoUnit | 0 | 0 | 0.01 | 0.02 | 0.02 | 0.02
FixedInterchange | 0.04 | 0.04 | 0.04 | 0.04 | 0.04 | 0.04
Total Fuel Consumption by Reporting Type: EI_US
ReportingType | 2015 | 2020 | 2025 | 2030 | 2035 | 2040
BM | 27.42 | 73.74 | 108.7 | 135.13 | 141.96 | 127.94
CC | 7426.84 | 10277.57 | 9821.75 | 7945.31 | 8225.16 | 8120.23
CSP | 0 | 0 | 0 | 0 | 0 | 0
CT | 6.58 | 8.18 | 12.06 | 5.94 | 1.42 | 4.56
Coal | 8218.33 | 1675.99 | 207.44 | 131.14 | 137.36 | 139.09
Geo | 0 | 0 | 0 | 0 | 0 | 0
H | 0 | 0 | 0.01 | 0.01 | 0.01 | 0.01
LFG | 15.24 | 95.15 | 268.54 | 346.39 | 346.39 | 346.39
Nuc | 7357.1 | 7674.54 | 7862.29 | 9787.98 | 8990.3 | 9714.96
PS | 0 | 0 | 0 | 0 | 0 | 0
PV | 0 | 0 | 0.01 | 0.01 | 0.01 | 0.01
PeakG | 31.99 | 54.41 | 70.27 | 44.85 | 45.05 | 39.74
PeakO | 0 | 0 | 0 | 0 | 0 | 0
ST | 0 | 0 | 0 | 0 | 0 | 0
STOG | 51.4 | 41.18 | 23.57 | 21.89 | 20.82 | 16.86
STWD | 98.18 | 86.22 | 80.05 | 146.8 | 152.16 | 168.56
WT | 0.11 | 0.29 | 0.47 | 0.55 | 0.55 | 0.56
IGCC | 40.45 | 25.53 | 3.83 | 1.07 | 1.07 | 1.07
DemandResponse | 0 | 0 | 0 | 0 | 0 | 0
IGCC-CCS | 0 | 0 | 0 | 0 | 0 | 0
WT_off | 0 | 0 | 0.01 | 0.01 | 0 | 0
PseudoUnit | 0 | 0 | 0.01 | 0.02 | 0.02 | 0.02
FixedInterchange | 0.03 | 0.03 | 0.03 | 0.03 | 0.03 | 0.03
Total Fuel Consumption by Reporting Type: EI_Canada
ReportingType | 2015 | 2020 | 2025 | 2030 | 2035 | 2040
BM | 0 | 0.03 | 0 | 0.14 | 0.14 | 2.11
CC | 93.01 | 56.58 | 4.25 | 0.72 | 0.78 | 1.91
CSP | 0 | 0 | 0 | 0 | 0 | 0
CT | 0 | 0.04 | 0 | 0 | 0 | 0
Coal | 2.79 | 0.42 | 0 | 0 | 0 | 0
Geo | 0 | 0 | 0 | 0 | 0 | 0
H | 0 | 0 | 0.01 | 0.03 | 0.03 | 0.03
LFG | 1.56 | 1.56 | 1.56 | 1.61 | 1.61 | 1.61
Nuc | 1064.72 | 1055.34 | 1043.2 | 1064.72 | 980.48 | 854.53
PS | 0 | 0 | 0 | 0 | 0 | 0
PV | 0 | 0 | 0 | 0 | 0 | 0
PeakG | 0.98 | 1.27 | 0 | 0 | 0 | 0
PeakO | 0 | 0 | 0 | 0 | 0 | 0
ST | 0 | 0 | 0 | 0 | 0 | 0
STOG | 0.05 | 0.02 | 0 | 0 | 0 | 0
STWD | 0.05 | 0.05 | 0.05 | 1.23 | 3.14 | 10.32
WT | 0.01 | 0.01 | 0.01 | 0.01 | 0.01 | 0.01
IGCC | 0 | 0 | 0 | 0 | 0 | 0
DemandResponse | 0 | 0 | 0 | 0 | 0 | 0
IGCC-CCS | 0 | 0 | 0 | 0 | 0 | 0
WT_off | 0 | 0 | 0 | 0 | 0 | 0
PseudoUnit | 0 | 0 | 0 | 0 | 0 | 0
FixedInterchange | 0 | 0 | 0 | 0 | 0 | 0
Total Fuel Consumption by Reporting Type: EI
ReportingType | 2015 | 2020 | 2025 | 2030 | 2035 | 2040
BM | 27.42 | 73.77 | 108.7 | 135.27 | 142.1 | 130.05
CC | 7519.85 | 10334.15 | 9825.99 | 7946.03 | 8225.93 | 8122.14
CSP | 0 | 0 | 0 | 0 | 0 | 0
CT | 6.58 | 8.22 | 12.06 | 5.94 | 1.42 | 4.56
Coal | 8221.12 | 1676.41 | 207.44 | 131.14 | 137.36 | 139.09
Geo | 0 | 0 | 0 | 0 | 0 | 0
H | 0 | 0.01 | 0.02 | 0.04 | 0.04 | 0.04
LFG | 16.8 | 96.71 | 270.11 | 348.01 | 348.01 | 348.01
Nuc | 8421.83 | 8729.89 | 8905.49 | 10852.71 | 9970.78 | 10569.49
PS | 0 | 0 | 0 | 0 | 0 | 0
PV | 0 | 0 | 0.01 | 0.01 | 0.01 | 0.01
PeakG | 32.97 | 55.68 | 70.27 | 44.85 | 45.05 | 39.74
PeakO | 0 | 0 | 0 | 0 | 0 | 0
ST | 0 | 0 | 0 | 0 | 0 | 0
STOG | 51.46 | 41.2 | 23.57 | 21.89 | 20.82 | 16.86
STWD | 98.23 | 86.27 | 80.1 | 148.03 | 155.31 | 178.88
WT | 0.12 | 0.3 | 0.48 | 0.56 | 0.55 | 0.57
IGCC | 40.45 | 25.53 | 3.83 | 1.07 | 1.07 | 1.07
DemandResponse | 0 | 0 | 0 | 0 | 0 | 0
IGCC-CCS | 0 | 0 | 0 | 0 | 0 | 0
WT_off | 0 | 0 | 0.01 | 0.01 | 0 | 0
PseudoUnit | 0 | 0 | 0.01 | 0.02 | 0.02 | 0.02
FixedInterchange | 0.04 | 0.04 | 0.04 | 0.04 | 0.04 | 0.04
Total Fuel Consumption by Reporting Type: Outside_EI
ReportingType | 2015 | 2020 | 2025 | 2030 | 2035 | 2040
BM | 1.34 | 2.72 | 5.05 | 17.82 | 17.82 | 17.82
CC | 3553.79 | 3602.46 | 3716 | 2917.5 | 2315.96 | 1967.66
CSP | 0 | 0 | 0 | 0 | 0 | 0
CT | 0 | 0.03 | 0.01 | 0.09 | 0 | 0
Coal | 2353.41 | 1887.47 | 656.64 | 68.14 | 68.16 | 68.91
Geo | 0.02 | 0.04 | 0.07 | 0.07 | 0.07 | 0.07
H | 0 | 0 | 0 | 0 | 0 | 0
LFG | 3.89 | 134.13 | 198.53 | 198.53 | 198.53 | 198.53
Nuc | 1190.09 | 1190.09 | 1190.14 | 3019.51 | 4059.5 | 5107.58
PS | 0 | 0 | 0 | 0 | 0 | 0
PV | 0 | 0 | 0 | 0 | 0 | 0
PeakG | 0 | 0.07 | 0.07 | 0.5 | 0.54 | 0.03
PeakO | 0 | 0 | 0 | 0 | 0 | 0
ST | 0 | 0.01 | 0.01 | 0.01 | 0.01 | 0.01
STOG | 16.49 | 23.07 | 8.32 | 9.99 | 2.72 | 1.06
STWD | 48.8 | 79.45 | 126.39 | 149.58 | 149.58 | 149.58
WT | 0.06 | 0.11 | 0.19 | 0.21 | 0.21 | 0.21
IGCC | 0 | 0 | 0 | 0 | 0 | 0
DemandResponse | 0 | 0 | 0 | 0 | 0 | 0
IGCC-CCS | 0 | 0 | 0 | 0 | 0 | 0
WT_off | 0 | 0 | 0 | 0 | 0 | 0
PseudoUnit | 0 | 0 | 0 | 0 | 0 | 0
FixedInterchange | 0 | 0 | 0 | 0 | 0 | 0
#5 | Annual Emmission Levels
SO2 Emissions (MMshortTons): Entergy
ReportingType | 2015 | 2020 | 2025 | 2030 | 2035 | 2040
BM | 0 | 0 | 0 | 0 | 0 | 0
CC | 0 | 0 | 0 | 0 | 0 | 0
CSP | 0 | 0 | 0 | 0 | 0 | 0
CT | 0 | 0 | 0 | 0 | 0 | 0
Coal | 0.31 | 0 | 0 | 0 | 0 | 0
Geo | 0 | 0 | 0 | 0 | 0 | 0
H | 0 | 0 | 0 | 0 | 0 | 0
LFG | 0 | 0 | 0 | 0 | 0 | 0
Nuc | 0 | 0 | 0 | 0 | 0 | 0
PS | 0 | 0 | 0 | 0 | 0 | 0
PV | 0 | 0 | 0 | 0 | 0 | 0
PeakG | 0 | 0 | 0 | 0 | 0 | 0
PeakO | 0 | 0 | 0 | 0 | 0 | 0
ST | 0 | 0 | 0 | 0 | 0 | 0
STOG | 0 | 0 | 0 | 0 | 0 | 0
STWD | 0 | 0 | 0 | 0 | 0 | 0
WT | 0 | 0 | 0 | 0 | 0 | 0
IGCC | 0 | 0 | 0 | 0 | 0 | 0
DemandResponse | 0 | 0 | 0 | 0 | 0 | 0
IGCC-CCS | 0 | 0 | 0 | 0 | 0 | 0
WT_off | 0 | 0 | 0 | 0 | 0 | 0
PseudoUnit | 0 | 0 | 0 | 0 | 0 | 0
FixedInterchange | 0 | 0 | 0 | 0 | 0 | 0
SO2 Emissions (MMshortTons): FRCC
ReportingType | 2015 | 2020 | 2025 | 2030 | 2035 | 2040
BM | 0 | 0 | 0 | 0 | 0 | 0
CC | 0 | 0 | 0 | 0 | 0 | 0
CSP | 0 | 0 | 0 | 0 | 0 | 0
CT | 0 | 0 | 0 | 0 | 0 | 0
Coal | 0.04 | 0 | 0 | 0 | 0 | 0
Geo | 0 | 0 | 0 | 0 | 0 | 0
H | 0 | 0 | 0 | 0 | 0 | 0
LFG | 0 | 0 | 0 | 0 | 0 | 0
Nuc | 0 | 0 | 0 | 0 | 0 | 0
PS | 0 | 0 | 0 | 0 | 0 | 0
PV | 0 | 0 | 0 | 0 | 0 | 0
PeakG | 0 | 0 | 0 | 0 | 0 | 0
PeakO | 0 | 0 | 0 | 0 | 0 | 0
ST | 0 | 0 | 0 | 0 | 0 | 0
STOG | 0 | 0 | 0 | 0 | 0 | 0
STWD | 0 | 0 | 0 | 0 | 0 | 0
WT | 0 | 0 | 0 | 0 | 0 | 0
IGCC | 0 | 0 | 0 | 0 | 0 | 0
DemandResponse | 0 | 0 | 0 | 0 | 0 | 0
IGCC-CCS | 0 | 0 | 0 | 0 | 0 | 0
WT_off | 0 | 0 | 0 | 0 | 0 | 0
PseudoUnit | 0 | 0 | 0 | 0 | 0 | 0
FixedInterchange | 0 | 0 | 0 | 0 | 0 | 0
SO2 Emissions (MMshortTons): MAPP_US
ReportingType | 2015 | 2020 | 2025 | 2030 | 2035 | 2040
BM | 0 | 0 | 0 | 0 | 0 | 0
CC | 0 | 0 | 0 | 0 | 0 | 0
CSP | 0 | 0 | 0 | 0 | 0 | 0
CT | 0 | 0 | 0 | 0 | 0 | 0
Coal | 0.03 | 0 | 0 | 0 | 0 | 0
Geo | 0 | 0 | 0 | 0 | 0 | 0
H | 0 | 0 | 0 | 0 | 0 | 0
LFG | 0 | 0 | 0 | 0 | 0 | 0
Nuc | 0 | 0 | 0 | 0 | 0 | 0
PS | 0 | 0 | 0 | 0 | 0 | 0
PV | 0 | 0 | 0 | 0 | 0 | 0
PeakG | 0 | 0 | 0 | 0 | 0 | 0
PeakO | 0 | 0 | 0 | 0 | 0 | 0
ST | 0 | 0 | 0 | 0 | 0 | 0
STOG | 0 | 0 | 0 | 0 | 0 | 0
STWD | 0 | 0 | 0 | 0 | 0 | 0
WT | 0 | 0 | 0 | 0 | 0 | 0
IGCC | 0 | 0 | 0 | 0 | 0 | 0
DemandResponse | 0 | 0 | 0 | 0 | 0 | 0
IGCC-CCS | 0 | 0 | 0 | 0 | 0 | 0
WT_off | 0 | 0 | 0 | 0 | 0 | 0
PseudoUnit | 0 | 0 | 0 | 0 | 0 | 0
FixedInterchange | 0 | 0 | 0 | 0 | 0 | 0
SO2 Emissions (MMshortTons): MISO_IN
ReportingType | 2015 | 2020 | 2025 | 2030 | 2035 | 2040
BM | 0 | 0 | 0 | 0 | 0 | 0
CC | 0 | 0 | 0 | 0 | 0 | 0
CSP | 0 | 0 | 0 | 0 | 0 | 0
CT | 0 | 0 | 0 | 0 | 0 | 0
Coal | 0.23 | 0 | 0 | 0 | 0 | 0
Geo | 0 | 0 | 0 | 0 | 0 | 0
H | 0 | 0 | 0 | 0 | 0 | 0
LFG | 0 | 0 | 0 | 0 | 0 | 0
Nuc | 0 | 0 | 0 | 0 | 0 | 0
PS | 0 | 0 | 0 | 0 | 0 | 0
PV | 0 | 0 | 0 | 0 | 0 | 0
PeakG | 0 | 0 | 0 | 0 | 0 | 0
PeakO | 0 | 0 | 0 | 0 | 0 | 0
ST | 0 | 0 | 0 | 0 | 0 | 0
STOG | 0 | 0 | 0 | 0 | 0 | 0
STWD | 0 | 0 | 0 | 0 | 0 | 0
WT | 0 | 0 | 0 | 0 | 0 | 0
IGCC | 0 | 0 | 0 | 0 | 0 | 0
DemandResponse | 0 | 0 | 0 | 0 | 0 | 0
IGCC-CCS | 0 | 0 | 0 | 0 | 0 | 0
WT_off | 0 | 0 | 0 | 0 | 0 | 0
PseudoUnit | 0 | 0 | 0 | 0 | 0 | 0
FixedInterchange | 0 | 0 | 0 | 0 | 0 | 0
SO2 Emissions (MMshortTons): MISO_MI
ReportingType | 2015 | 2020 | 2025 | 2030 | 2035 | 2040
BM | 0 | 0 | 0 | 0 | 0 | 0
CC | 0 | 0 | 0 | 0 | 0 | 0
CSP | 0 | 0 | 0 | 0 | 0 | 0
CT | 0 | 0 | 0 | 0 | 0 | 0
Coal | 0.11 | 0 | 0 | 0 | 0 | 0
Geo | 0 | 0 | 0 | 0 | 0 | 0
H | 0 | 0 | 0 | 0 | 0 | 0
LFG | 0 | 0 | 0 | 0 | 0 | 0
Nuc | 0 | 0 | 0 | 0 | 0 | 0
PS | 0 | 0 | 0 | 0 | 0 | 0
PV | 0 | 0 | 0 | 0 | 0 | 0
PeakG | 0 | 0 | 0 | 0 | 0 | 0
PeakO | 0 | 0 | 0 | 0 | 0 | 0
ST | 0 | 0 | 0 | 0 | 0 | 0
STOG | 0 | 0 | 0 | 0 | 0 | 0
STWD | 0 | 0 | 0 | 0 | 0 | 0
WT | 0 | 0 | 0 | 0 | 0 | 0
IGCC | 0 | 0 | 0 | 0 | 0 | 0
DemandResponse | 0 | 0 | 0 | 0 | 0 | 0
IGCC-CCS | 0 | 0 | 0 | 0 | 0 | 0
WT_off | 0 | 0 | 0 | 0 | 0 | 0
PseudoUnit | 0 | 0 | 0 | 0 | 0 | 0
FixedInterchange | 0 | 0 | 0 | 0 | 0 | 0
SO2 Emissions (MMshortTons): MISO_MO-IL
ReportingType | 2015 | 2020 | 2025 | 2030 | 2035 | 2040
BM | 0 | 0 | 0 | 0 | 0 | 0
CC | 0 | 0 | 0 | 0 | 0 | 0
CSP | 0 | 0 | 0 | 0 | 0 | 0
CT | 0 | 0 | 0 | 0 | 0 | 0
Coal | 0.35 | 0 | 0 | 0 | 0 | 0
Geo | 0 | 0 | 0 | 0 | 0 | 0
H | 0 | 0 | 0 | 0 | 0 | 0
LFG | 0 | 0 | 0 | 0 | 0 | 0
Nuc | 0 | 0 | 0 | 0 | 0 | 0
PS | 0 | 0 | 0 | 0 | 0 | 0
PV | 0 | 0 | 0 | 0 | 0 | 0
PeakG | 0 | 0 | 0 | 0 | 0 | 0
PeakO | 0 | 0 | 0 | 0 | 0 | 0
ST | 0 | 0 | 0 | 0 | 0 | 0
STOG | 0 | 0 | 0 | 0 | 0 | 0
STWD | 0 | 0 | 0 | 0 | 0 | 0
WT | 0 | 0 | 0 | 0 | 0 | 0
IGCC | 0 | 0 | 0 | 0 | 0 | 0
DemandResponse | 0 | 0 | 0 | 0 | 0 | 0
IGCC-CCS | 0 | 0 | 0 | 0 | 0 | 0
WT_off | 0 | 0 | 0 | 0 | 0 | 0
PseudoUnit | 0 | 0 | 0 | 0 | 0 | 0
FixedInterchange | 0 | 0 | 0 | 0 | 0 | 0
SO2 Emissions (MMshortTons): MISO_W
ReportingType | 2015 | 2020 | 2025 | 2030 | 2035 | 2040
BM | 0 | 0 | 0 | 0 | 0 | 0
CC | 0 | 0 | 0 | 0 | 0 | 0
CSP | 0 | 0 | 0 | 0 | 0 | 0
CT | 0 | 0 | 0 | 0 | 0 | 0
Coal | 0.2 | 0.01 | 0 | 0 | 0 | 0
Geo | 0 | 0 | 0 | 0 | 0 | 0
H | 0 | 0 | 0 | 0 | 0 | 0
LFG | 0 | 0 | 0 | 0 | 0 | 0
Nuc | 0 | 0 | 0 | 0 | 0 | 0
PS | 0 | 0 | 0 | 0 | 0 | 0
PV | 0 | 0 | 0 | 0 | 0 | 0
PeakG | 0 | 0 | 0 | 0 | 0 | 0
PeakO | 0 | 0 | 0 | 0 | 0 | 0
ST | 0 | 0 | 0 | 0 | 0 | 0
STOG | 0 | 0 | 0 | 0 | 0 | 0
STWD | 0 | 0 | 0 | 0 | 0 | 0
WT | 0 | 0 | 0 | 0 | 0 | 0
IGCC | 0 | 0 | 0 | 0 | 0 | 0
DemandResponse | 0 | 0 | 0 | 0 | 0 | 0
IGCC-CCS | 0 | 0 | 0 | 0 | 0 | 0
WT_off | 0 | 0 | 0 | 0 | 0 | 0
PseudoUnit | 0 | 0 | 0 | 0 | 0 | 0
FixedInterchange | 0 | 0 | 0 | 0 | 0 | 0
SO2 Emissions (MMshortTons): MISO_WUMS
ReportingType | 2015 | 2020 | 2025 | 2030 | 2035 | 2040
BM | 0 | 0 | 0 | 0 | 0 | 0
CC | 0 | 0 | 0 | 0 | 0 | 0
CSP | 0 | 0 | 0 | 0 | 0 | 0
CT | 0 | 0 | 0 | 0 | 0 | 0
Coal | 0.02 | 0 | 0 | 0 | 0 | 0
Geo | 0 | 0 | 0 | 0 | 0 | 0
H | 0 | 0 | 0 | 0 | 0 | 0
LFG | 0 | 0 | 0 | 0 | 0 | 0
Nuc | 0 | 0 | 0 | 0 | 0 | 0
PS | 0 | 0 | 0 | 0 | 0 | 0
PV | 0 | 0 | 0 | 0 | 0 | 0
PeakG | 0 | 0 | 0 | 0 | 0 | 0
PeakO | 0 | 0 | 0 | 0 | 0 | 0
ST | 0 | 0 | 0 | 0 | 0 | 0
STOG | 0 | 0 | 0 | 0 | 0 | 0
STWD | 0 | 0 | 0 | 0 | 0 | 0
WT | 0 | 0 | 0 | 0 | 0 | 0
IGCC | 0 | 0 | 0 | 0 | 0 | 0
DemandResponse | 0 | 0 | 0 | 0 | 0 | 0
IGCC-CCS | 0 | 0 | 0 | 0 | 0 | 0
WT_off | 0 | 0 | 0 | 0 | 0 | 0
PseudoUnit | 0 | 0 | 0 | 0 | 0 | 0
FixedInterchange | 0 | 0 | 0 | 0 | 0 | 0
SO2 Emissions (MMshortTons): Nebraska
ReportingType | 2015 | 2020 | 2025 | 2030 | 2035 | 2040
BM | 0 | 0 | 0 | 0 | 0 | 0
CC | 0 | 0 | 0 | 0 | 0 | 0
CSP | 0 | 0 | 0 | 0 | 0 | 0
CT | 0 | 0 | 0 | 0 | 0 | 0
Coal | 0.1 | 0 | 0 | 0 | 0 | 0
Geo | 0 | 0 | 0 | 0 | 0 | 0
H | 0 | 0 | 0 | 0 | 0 | 0
LFG | 0 | 0 | 0 | 0 | 0 | 0
Nuc | 0 | 0 | 0 | 0 | 0 | 0
PS | 0 | 0 | 0 | 0 | 0 | 0
PV | 0 | 0 | 0 | 0 | 0 | 0
PeakG | 0 | 0 | 0 | 0 | 0 | 0
PeakO | 0 | 0 | 0 | 0 | 0 | 0
ST | 0 | 0 | 0 | 0 | 0 | 0
STOG | 0 | 0 | 0 | 0 | 0 | 0
STWD | 0 | 0 | 0 | 0 | 0 | 0
WT | 0 | 0 | 0 | 0 | 0 | 0
IGCC | 0 | 0 | 0 | 0 | 0 | 0
DemandResponse | 0 | 0 | 0 | 0 | 0 | 0
IGCC-CCS | 0 | 0 | 0 | 0 | 0 | 0
WT_off | 0 | 0 | 0 | 0 | 0 | 0
PseudoUnit | 0 | 0 | 0 | 0 | 0 | 0
FixedInterchange | 0 | 0 | 0 | 0 | 0 | 0
SO2 Emissions (MMshortTons): NEISO
ReportingType | 2015 | 2020 | 2025 | 2030 | 2035 | 2040
BM | 0 | 0 | 0 | 0 | 0 | 0
CC | 0 | 0 | 0 | 0 | 0 | 0
CSP | 0 | 0 | 0 | 0 | 0 | 0
CT | 0 | 0 | 0 | 0 | 0 | 0
Coal | 0 | 0 | 0 | 0 | 0 | 0
Geo | 0 | 0 | 0 | 0 | 0 | 0
H | 0 | 0 | 0 | 0 | 0 | 0
LFG | 0 | 0 | 0 | 0 | 0 | 0
Nuc | 0 | 0 | 0 | 0 | 0 | 0
PS | 0 | 0 | 0 | 0 | 0 | 0
PV | 0 | 0 | 0 | 0 | 0 | 0
PeakG | 0 | 0 | 0 | 0 | 0 | 0
PeakO | 0 | 0 | 0 | 0 | 0 | 0
ST | 0 | 0 | 0 | 0 | 0 | 0
STOG | 0 | 0 | 0 | 0 | 0 | 0
STWD | 0 | 0 | 0 | 0 | 0 | 0
WT | 0 | 0 | 0 | 0 | 0 | 0
IGCC | 0 | 0 | 0 | 0 | 0 | 0
DemandResponse | 0 | 0 | 0 | 0 | 0 | 0
IGCC-CCS | 0 | 0 | 0 | 0 | 0 | 0
WT_off | 0 | 0 | 0 | 0 | 0 | 0
PseudoUnit | 0 | 0 | 0 | 0 | 0 | 0
FixedInterchange | 0 | 0 | 0 | 0 | 0 | 0
SO2 Emissions (MMshortTons): NonRTO_Midwest
ReportingType | 2015 | 2020 | 2025 | 2030 | 2035 | 2040
BM | 0 | 0 | 0 | 0 | 0 | 0
CC | 0 | 0 | 0 | 0 | 0 | 0
CSP | 0 | 0 | 0 | 0 | 0 | 0
CT | 0 | 0 | 0 | 0 | 0 | 0
Coal | 0.13 | 0.02 | 0 | 0 | 0 | 0
Geo | 0 | 0 | 0 | 0 | 0 | 0
H | 0 | 0 | 0 | 0 | 0 | 0
LFG | 0 | 0 | 0 | 0 | 0 | 0
Nuc | 0 | 0 | 0 | 0 | 0 | 0
PS | 0 | 0 | 0 | 0 | 0 | 0
PV | 0 | 0 | 0 | 0 | 0 | 0
PeakG | 0 | 0 | 0 | 0 | 0 | 0
PeakO | 0 | 0 | 0 | 0 | 0 | 0
ST | 0 | 0 | 0 | 0 | 0 | 0
STOG | 0 | 0 | 0 | 0 | 0 | 0
STWD | 0 | 0 | 0 | 0 | 0 | 0
WT | 0 | 0 | 0 | 0 | 0 | 0
IGCC | 0 | 0 | 0 | 0 | 0 | 0
DemandResponse | 0 | 0 | 0 | 0 | 0 | 0
IGCC-CCS | 0 | 0 | 0 | 0 | 0 | 0
WT_off | 0 | 0 | 0 | 0 | 0 | 0
PseudoUnit | 0 | 0 | 0 | 0 | 0 | 0
FixedInterchange | 0 | 0 | 0 | 0 | 0 | 0
SO2 Emissions (MMshortTons): NYISO_A-F
ReportingType | 2015 | 2020 | 2025 | 2030 | 2035 | 2040
BM | 0 | 0 | 0 | 0 | 0 | 0
CC | 0 | 0 | 0 | 0 | 0 | 0
CSP | 0 | 0 | 0 | 0 | 0 | 0
CT | 0 | 0 | 0 | 0 | 0 | 0
Coal | 0 | 0 | 0 | 0 | 0 | 0
Geo | 0 | 0 | 0 | 0 | 0 | 0
H | 0 | 0 | 0 | 0 | 0 | 0
LFG | 0 | 0 | 0 | 0 | 0 | 0
Nuc | 0 | 0 | 0 | 0 | 0 | 0
PS | 0 | 0 | 0 | 0 | 0 | 0
PV | 0 | 0 | 0 | 0 | 0 | 0
PeakG | 0 | 0 | 0 | 0 | 0 | 0
PeakO | 0 | 0 | 0 | 0 | 0 | 0
ST | 0 | 0 | 0 | 0 | 0 | 0
STOG | 0 | 0 | 0 | 0 | 0 | 0
STWD | 0 | 0 | 0 | 0 | 0 | 0
WT | 0 | 0 | 0 | 0 | 0 | 0
IGCC | 0 | 0 | 0 | 0 | 0 | 0
DemandResponse | 0 | 0 | 0 | 0 | 0 | 0
IGCC-CCS | 0 | 0 | 0 | 0 | 0 | 0
WT_off | 0 | 0 | 0 | 0 | 0 | 0
PseudoUnit | 0 | 0 | 0 | 0 | 0 | 0
FixedInterchange | 0 | 0 | 0 | 0 | 0 | 0
SO2 Emissions (MMshortTons): NYISO_G-I
ReportingType | 2015 | 2020 | 2025 | 2030 | 2035 | 2040
BM | 0 | 0 | 0 | 0 | 0 | 0
CC | 0 | 0 | 0 | 0 | 0 | 0
CSP | 0 | 0 | 0 | 0 | 0 | 0
CT | 0 | 0 | 0 | 0 | 0 | 0
Coal | 0 | 0 | 0 | 0 | 0 | 0
Geo | 0 | 0 | 0 | 0 | 0 | 0
H | 0 | 0 | 0 | 0 | 0 | 0
LFG | 0 | 0 | 0 | 0 | 0 | 0
Nuc | 0 | 0 | 0 | 0 | 0 | 0
PS | 0 | 0 | 0 | 0 | 0 | 0
PV | 0 | 0 | 0 | 0 | 0 | 0
PeakG | 0 | 0 | 0 | 0 | 0 | 0
PeakO | 0 | 0 | 0 | 0 | 0 | 0
ST | 0 | 0 | 0 | 0 | 0 | 0
STOG | 0 | 0 | 0 | 0 | 0 | 0
STWD | 0 | 0 | 0 | 0 | 0 | 0
WT | 0 | 0 | 0 | 0 | 0 | 0
IGCC | 0 | 0 | 0 | 0 | 0 | 0
DemandResponse | 0 | 0 | 0 | 0 | 0 | 0
IGCC-CCS | 0 | 0 | 0 | 0 | 0 | 0
WT_off | 0 | 0 | 0 | 0 | 0 | 0
PseudoUnit | 0 | 0 | 0 | 0 | 0 | 0
FixedInterchange | 0 | 0 | 0 | 0 | 0 | 0
SO2 Emissions (MMshortTons): NYISO_J-K
ReportingType | 2015 | 2020 | 2025 | 2030 | 2035 | 2040
BM | 0 | 0 | 0 | 0 | 0 | 0
CC | 0 | 0 | 0 | 0 | 0 | 0
CSP | 0 | 0 | 0 | 0 | 0 | 0
CT | 0 | 0 | 0 | 0 | 0 | 0
Coal | 0 | 0 | 0 | 0 | 0 | 0
Geo | 0 | 0 | 0 | 0 | 0 | 0
H | 0 | 0 | 0 | 0 | 0 | 0
LFG | 0 | 0 | 0 | 0 | 0 | 0
Nuc | 0 | 0 | 0 | 0 | 0 | 0
PS | 0 | 0 | 0 | 0 | 0 | 0
PV | 0 | 0 | 0 | 0 | 0 | 0
PeakG | 0 | 0 | 0 | 0 | 0 | 0
PeakO | 0 | 0 | 0 | 0 | 0 | 0
ST | 0 | 0 | 0 | 0 | 0 | 0
STOG | 0 | 0 | 0 | 0 | 0 | 0
STWD | 0 | 0 | 0 | 0 | 0 | 0
WT | 0 | 0 | 0 | 0 | 0 | 0
IGCC | 0 | 0 | 0 | 0 | 0 | 0
DemandResponse | 0 | 0 | 0 | 0 | 0 | 0
IGCC-CCS | 0 | 0 | 0 | 0 | 0 | 0
WT_off | 0 | 0 | 0 | 0 | 0 | 0
PseudoUnit | 0 | 0 | 0 | 0 | 0 | 0
FixedInterchange | 0 | 0 | 0 | 0 | 0 | 0
SO2 Emissions (MMshortTons): PJM_E
ReportingType | 2015 | 2020 | 2025 | 2030 | 2035 | 2040
BM | 0 | 0 | 0 | 0 | 0 | 0
CC | 0 | 0 | 0 | 0 | 0 | 0
CSP | 0 | 0 | 0 | 0 | 0 | 0
CT | 0 | 0 | 0 | 0 | 0 | 0
Coal | 0 | 0 | 0 | 0 | 0 | 0
Geo | 0 | 0 | 0 | 0 | 0 | 0
H | 0 | 0 | 0 | 0 | 0 | 0
LFG | 0 | 0 | 0 | 0 | 0 | 0
Nuc | 0 | 0 | 0 | 0 | 0 | 0
PS | 0 | 0 | 0 | 0 | 0 | 0
PV | 0 | 0 | 0 | 0 | 0 | 0
PeakG | 0 | 0 | 0 | 0 | 0 | 0
PeakO | 0 | 0 | 0 | 0 | 0 | 0
ST | 0 | 0 | 0 | 0 | 0 | 0
STOG | 0 | 0 | 0 | 0 | 0 | 0
STWD | 0 | 0 | 0 | 0 | 0 | 0
WT | 0 | 0 | 0 | 0 | 0 | 0
IGCC | 0 | 0 | 0 | 0 | 0 | 0
DemandResponse | 0 | 0 | 0 | 0 | 0 | 0
IGCC-CCS | 0 | 0 | 0 | 0 | 0 | 0
WT_off | 0 | 0 | 0 | 0 | 0 | 0
PseudoUnit | 0 | 0 | 0 | 0 | 0 | 0
FixedInterchange | 0 | 0 | 0 | 0 | 0 | 0
SO2 Emissions (MMshortTons): PJM_ROM
ReportingType | 2015 | 2020 | 2025 | 2030 | 2035 | 2040
BM | 0 | 0 | 0 | 0 | 0 | 0
CC | 0 | 0 | 0 | 0 | 0 | 0
CSP | 0 | 0 | 0 | 0 | 0 | 0
CT | 0 | 0 | 0 | 0 | 0 | 0
Coal | 0.15 | 0.01 | 0 | 0 | 0 | 0
Geo | 0 | 0 | 0 | 0 | 0 | 0
H | 0 | 0 | 0 | 0 | 0 | 0
LFG | 0 | 0 | 0 | 0 | 0 | 0
Nuc | 0 | 0 | 0 | 0 | 0 | 0
PS | 0 | 0 | 0 | 0 | 0 | 0
PV | 0 | 0 | 0 | 0 | 0 | 0
PeakG | 0 | 0 | 0 | 0 | 0 | 0
PeakO | 0 | 0 | 0 | 0 | 0 | 0
ST | 0 | 0 | 0 | 0 | 0 | 0
STOG | 0 | 0 | 0 | 0 | 0 | 0
STWD | 0 | 0 | 0 | 0 | 0 | 0
WT | 0 | 0 | 0 | 0 | 0 | 0
IGCC | 0 | 0 | 0 | 0 | 0 | 0
DemandResponse | 0 | 0 | 0 | 0 | 0 | 0
IGCC-CCS | 0 | 0 | 0 | 0 | 0 | 0
WT_off | 0 | 0 | 0 | 0 | 0 | 0
PseudoUnit | 0 | 0 | 0 | 0 | 0 | 0
FixedInterchange | 0 | 0 | 0 | 0 | 0 | 0
SO2 Emissions (MMshortTons): PJM_ROR
ReportingType | 2015 | 2020 | 2025 | 2030 | 2035 | 2040
BM | 0 | 0 | 0 | 0 | 0 | 0
CC | 0 | 0 | 0 | 0 | 0 | 0
CSP | 0 | 0 | 0 | 0 | 0 | 0
CT | 0 | 0 | 0 | 0 | 0 | 0
Coal | 1.01 | 0.03 | 0 | 0 | 0 | 0
Geo | 0 | 0 | 0 | 0 | 0 | 0
H | 0 | 0 | 0 | 0 | 0 | 0
LFG | 0 | 0 | 0 | 0 | 0 | 0
Nuc | 0 | 0 | 0 | 0 | 0 | 0
PS | 0 | 0 | 0 | 0 | 0 | 0
PV | 0 | 0 | 0 | 0 | 0 | 0
PeakG | 0 | 0 | 0 | 0 | 0 | 0
PeakO | 0 | 0 | 0 | 0 | 0 | 0
ST | 0 | 0 | 0 | 0 | 0 | 0
STOG | 0 | 0 | 0 | 0 | 0 | 0
STWD | 0 | 0 | 0 | 0 | 0 | 0
WT | 0 | 0 | 0 | 0 | 0 | 0
IGCC | 0 | 0 | 0 | 0 | 0 | 0
DemandResponse | 0 | 0 | 0 | 0 | 0 | 0
IGCC-CCS | 0 | 0 | 0 | 0 | 0 | 0
WT_off | 0 | 0 | 0 | 0 | 0 | 0
PseudoUnit | 0 | 0 | 0 | 0 | 0 | 0
FixedInterchange | 0 | 0 | 0 | 0 | 0 | 0
SO2 Emissions (MMshortTons): SOCO
ReportingType | 2015 | 2020 | 2025 | 2030 | 2035 | 2040
BM | 0 | 0 | 0 | 0 | 0 | 0
CC | 0 | 0 | 0 | 0 | 0 | 0
CSP | 0 | 0 | 0 | 0 | 0 | 0
CT | 0 | 0 | 0 | 0 | 0 | 0
Coal | 0.21 | 0 | 0 | 0 | 0 | 0
Geo | 0 | 0 | 0 | 0 | 0 | 0
H | 0 | 0 | 0 | 0 | 0 | 0
LFG | 0 | 0 | 0 | 0 | 0 | 0
Nuc | 0 | 0 | 0 | 0 | 0 | 0
PS | 0 | 0 | 0 | 0 | 0 | 0
PV | 0 | 0 | 0 | 0 | 0 | 0
PeakG | 0 | 0 | 0 | 0 | 0 | 0
PeakO | 0 | 0 | 0 | 0 | 0 | 0
ST | 0 | 0 | 0 | 0 | 0 | 0
STOG | 0 | 0 | 0 | 0 | 0 | 0
STWD | 0 | 0 | 0 | 0 | 0 | 0
WT | 0 | 0 | 0 | 0 | 0 | 0
IGCC | 0 | 0 | 0 | 0 | 0 | 0
DemandResponse | 0 | 0 | 0 | 0 | 0 | 0
IGCC-CCS | 0 | 0 | 0 | 0 | 0 | 0
WT_off | 0 | 0 | 0 | 0 | 0 | 0
PseudoUnit | 0 | 0 | 0 | 0 | 0 | 0
FixedInterchange | 0 | 0 | 0 | 0 | 0 | 0
SO2 Emissions (MMshortTons): SPP_N
ReportingType | 2015 | 2020 | 2025 | 2030 | 2035 | 2040
BM | 0 | 0 | 0 | 0 | 0 | 0
CC | 0 | 0 | 0 | 0 | 0 | 0
CSP | 0 | 0 | 0 | 0 | 0 | 0
CT | 0 | 0 | 0 | 0 | 0 | 0
Coal | 0.07 | 0 | 0 | 0 | 0 | 0
Geo | 0 | 0 | 0 | 0 | 0 | 0
H | 0 | 0 | 0 | 0 | 0 | 0
LFG | 0 | 0 | 0 | 0 | 0 | 0
Nuc | 0 | 0 | 0 | 0 | 0 | 0
PS | 0 | 0 | 0 | 0 | 0 | 0
PV | 0 | 0 | 0 | 0 | 0 | 0
PeakG | 0 | 0 | 0 | 0 | 0 | 0
PeakO | 0 | 0 | 0 | 0 | 0 | 0
ST | 0 | 0 | 0 | 0 | 0 | 0
STOG | 0 | 0 | 0 | 0 | 0 | 0
STWD | 0 | 0 | 0 | 0 | 0 | 0
WT | 0 | 0 | 0 | 0 | 0 | 0
IGCC | 0 | 0 | 0 | 0 | 0 | 0
DemandResponse | 0 | 0 | 0 | 0 | 0 | 0
IGCC-CCS | 0 | 0 | 0 | 0 | 0 | 0
WT_off | 0 | 0 | 0 | 0 | 0 | 0
PseudoUnit | 0 | 0 | 0 | 0 | 0 | 0
FixedInterchange | 0 | 0 | 0 | 0 | 0 | 0
SO2 Emissions (MMshortTons): SPP_S
ReportingType | 2015 | 2020 | 2025 | 2030 | 2035 | 2040
BM | 0 | 0 | 0 | 0 | 0 | 0
CC | 0 | 0 | 0 | 0 | 0 | 0
CSP | 0 | 0 | 0 | 0 | 0 | 0
CT | 0 | 0 | 0 | 0 | 0 | 0
Coal | 0.3 | 0 | 0 | 0 | 0 | 0
Geo | 0 | 0 | 0 | 0 | 0 | 0
H | 0 | 0 | 0 | 0 | 0 | 0
LFG | 0 | 0 | 0 | 0 | 0 | 0
Nuc | 0 | 0 | 0 | 0 | 0 | 0
PS | 0 | 0 | 0 | 0 | 0 | 0
PV | 0 | 0 | 0 | 0 | 0 | 0
PeakG | 0 | 0 | 0 | 0 | 0 | 0
PeakO | 0 | 0 | 0 | 0 | 0 | 0
ST | 0 | 0 | 0 | 0 | 0 | 0
STOG | 0 | 0 | 0 | 0 | 0 | 0
STWD | 0 | 0 | 0 | 0 | 0 | 0
WT | 0 | 0 | 0 | 0 | 0 | 0
IGCC | 0 | 0 | 0 | 0 | 0 | 0
DemandResponse | 0 | 0 | 0 | 0 | 0 | 0
IGCC-CCS | 0 | 0 | 0 | 0 | 0 | 0
WT_off | 0 | 0 | 0 | 0 | 0 | 0
PseudoUnit | 0 | 0 | 0 | 0 | 0 | 0
FixedInterchange | 0 | 0 | 0 | 0 | 0 | 0
SO2 Emissions (MMshortTons): TVA
ReportingType | 2015 | 2020 | 2025 | 2030 | 2035 | 2040
BM | 0 | 0 | 0 | 0 | 0 | 0
CC | 0 | 0 | 0 | 0 | 0 | 0
CSP | 0 | 0 | 0 | 0 | 0 | 0
CT | 0 | 0 | 0 | 0 | 0 | 0
Coal | 0.25 | 0.02 | 0 | 0 | 0 | 0
Geo | 0 | 0 | 0 | 0 | 0 | 0
H | 0 | 0 | 0 | 0 | 0 | 0
LFG | 0 | 0 | 0 | 0 | 0 | 0
Nuc | 0 | 0 | 0 | 0 | 0 | 0
PS | 0 | 0 | 0 | 0 | 0 | 0
PV | 0 | 0 | 0 | 0 | 0 | 0
PeakG | 0 | 0 | 0 | 0 | 0 | 0
PeakO | 0 | 0 | 0 | 0 | 0 | 0
ST | 0 | 0 | 0 | 0 | 0 | 0
STOG | 0 | 0 | 0 | 0 | 0 | 0
STWD | 0 | 0 | 0 | 0 | 0 | 0
WT | 0 | 0 | 0 | 0 | 0 | 0
IGCC | 0 | 0 | 0 | 0 | 0 | 0
DemandResponse | 0 | 0 | 0 | 0 | 0 | 0
IGCC-CCS | 0 | 0 | 0 | 0 | 0 | 0
WT_off | 0 | 0 | 0 | 0 | 0 | 0
PseudoUnit | 0 | 0 | 0 | 0 | 0 | 0
FixedInterchange | 0 | 0 | 0 | 0 | 0 | 0
SO2 Emissions (MMshortTons): TVA_Transmission
ReportingType | 2015 | 2020 | 2025 | 2030 | 2035 | 2040
BM | 0 | 0 | 0 | 0 | 0 | 0
CC | 0 | 0 | 0 | 0 | 0 | 0
CSP | 0 | 0 | 0 | 0 | 0 | 0
CT | 0 | 0 | 0 | 0 | 0 | 0
Coal | 0 | 0 | 0 | 0 | 0 | 0
Geo | 0 | 0 | 0 | 0 | 0 | 0
H | 0 | 0 | 0 | 0 | 0 | 0
LFG | 0 | 0 | 0 | 0 | 0 | 0
Nuc | 0 | 0 | 0 | 0 | 0 | 0
PS | 0 | 0 | 0 | 0 | 0 | 0
PV | 0 | 0 | 0 | 0 | 0 | 0
PeakG | 0 | 0 | 0 | 0 | 0 | 0
PeakO | 0 | 0 | 0 | 0 | 0 | 0
ST | 0 | 0 | 0 | 0 | 0 | 0
STOG | 0 | 0 | 0 | 0 | 0 | 0
STWD | 0 | 0 | 0 | 0 | 0 | 0
WT | 0 | 0 | 0 | 0 | 0 | 0
IGCC | 0 | 0 | 0 | 0 | 0 | 0
DemandResponse | 0 | 0 | 0 | 0 | 0 | 0
IGCC-CCS | 0 | 0 | 0 | 0 | 0 | 0
WT_off | 0 | 0 | 0 | 0 | 0 | 0
PseudoUnit | 0 | 0 | 0 | 0 | 0 | 0
FixedInterchange | 0 | 0 | 0 | 0 | 0 | 0
SO2 Emissions (MMshortTons): VACAR
ReportingType | 2015 | 2020 | 2025 | 2030 | 2035 | 2040
BM | 0 | 0 | 0 | 0 | 0 | 0
CC | 0 | 0 | 0 | 0 | 0 | 0
CSP | 0 | 0 | 0 | 0 | 0 | 0
CT | 0 | 0 | 0 | 0 | 0 | 0
Coal | 0.03 | 0.01 | 0 | 0 | 0 | 0
Geo | 0 | 0 | 0 | 0 | 0 | 0
H | 0 | 0 | 0 | 0 | 0 | 0
LFG | 0 | 0 | 0 | 0 | 0 | 0
Nuc | 0 | 0 | 0 | 0 | 0 | 0
PS | 0 | 0 | 0 | 0 | 0 | 0
PV | 0 | 0 | 0 | 0 | 0 | 0
PeakG | 0 | 0 | 0 | 0 | 0 | 0
PeakO | 0 | 0 | 0 | 0 | 0 | 0
ST | 0 | 0 | 0 | 0 | 0 | 0
STOG | 0 | 0 | 0 | 0 | 0 | 0
STWD | 0 | 0 | 0 | 0 | 0 | 0
WT | 0 | 0 | 0 | 0 | 0 | 0
IGCC | 0 | 0 | 0 | 0 | 0 | 0
DemandResponse | 0 | 0 | 0 | 0 | 0 | 0
IGCC-CCS | 0 | 0 | 0 | 0 | 0 | 0
WT_off | 0 | 0 | 0 | 0 | 0 | 0
PseudoUnit | 0 | 0 | 0 | 0 | 0 | 0
FixedInterchange | 0 | 0 | 0 | 0 | 0 | 0
SO2 Emissions (MMshortTons): IESO
ReportingType | 2015 | 2020 | 2025 | 2030 | 2035 | 2040
BM | 0 | 0 | 0 | 0 | 0 | 0
CC | 0 | 0 | 0 | 0 | 0 | 0
CSP | 0 | 0 | 0 | 0 | 0 | 0
CT | 0 | 0 | 0 | 0 | 0 | 0
Coal | 0 | 0 | 0 | 0 | 0 | 0
Geo | 0 | 0 | 0 | 0 | 0 | 0
H | 0 | 0 | 0 | 0 | 0 | 0
LFG | 0 | 0 | 0 | 0 | 0 | 0
Nuc | 0 | 0 | 0 | 0 | 0 | 0
PS | 0 | 0 | 0 | 0 | 0 | 0
PV | 0 | 0 | 0 | 0 | 0 | 0
PeakG | 0 | 0 | 0 | 0 | 0 | 0
PeakO | 0 | 0 | 0 | 0 | 0 | 0
ST | 0 | 0 | 0 | 0 | 0 | 0
STOG | 0 | 0 | 0 | 0 | 0 | 0
STWD | 0 | 0 | 0 | 0 | 0 | 0
WT | 0 | 0 | 0 | 0 | 0 | 0
IGCC | 0 | 0 | 0 | 0 | 0 | 0
DemandResponse | 0 | 0 | 0 | 0 | 0 | 0
IGCC-CCS | 0 | 0 | 0 | 0 | 0 | 0
WT_off | 0 | 0 | 0 | 0 | 0 | 0
PseudoUnit | 0 | 0 | 0 | 0 | 0 | 0
FixedInterchange | 0 | 0 | 0 | 0 | 0 | 0
SO2 Emissions (MMshortTons): MAPP_CA
ReportingType | 2015 | 2020 | 2025 | 2030 | 2035 | 2040
BM | 0 | 0 | 0 | 0 | 0 | 0
CC | 0 | 0 | 0 | 0 | 0 | 0
CSP | 0 | 0 | 0 | 0 | 0 | 0
CT | 0 | 0 | 0 | 0 | 0 | 0
Coal | 0.01 | 0 | 0 | 0 | 0 | 0
Geo | 0 | 0 | 0 | 0 | 0 | 0
H | 0 | 0 | 0 | 0 | 0 | 0
LFG | 0 | 0 | 0 | 0 | 0 | 0
Nuc | 0 | 0 | 0 | 0 | 0 | 0
PS | 0 | 0 | 0 | 0 | 0 | 0
PV | 0 | 0 | 0 | 0 | 0 | 0
PeakG | 0 | 0 | 0 | 0 | 0 | 0
PeakO | 0 | 0 | 0 | 0 | 0 | 0
ST | 0 | 0 | 0 | 0 | 0 | 0
STOG | 0 | 0 | 0 | 0 | 0 | 0
STWD | 0 | 0 | 0 | 0 | 0 | 0
WT | 0 | 0 | 0 | 0 | 0 | 0
IGCC | 0 | 0 | 0 | 0 | 0 | 0
DemandResponse | 0 | 0 | 0 | 0 | 0 | 0
IGCC-CCS | 0 | 0 | 0 | 0 | 0 | 0
WT_off | 0 | 0 | 0 | 0 | 0 | 0
PseudoUnit | 0 | 0 | 0 | 0 | 0 | 0
FixedInterchange | 0 | 0 | 0 | 0 | 0 | 0
SO2 Emissions (MMshortTons): AZ_NM_SNV_Coal
ReportingType | 2015 | 2020 | 2025 | 2030 | 2035 | 2040
BM | 0 | 0 | 0 | 0 | 0 | 0
CC | 0 | 0 | 0 | 0 | 0 | 0
CSP | 0 | 0 | 0 | 0 | 0 | 0
CT | 0 | 0 | 0 | 0 | 0 | 0
Coal | 0.02 | 0.02 | 0 | 0 | 0 | 0
Geo | 0 | 0 | 0 | 0 | 0 | 0
H | 0 | 0 | 0 | 0 | 0 | 0
LFG | 0 | 0 | 0 | 0 | 0 | 0
Nuc | 0 | 0 | 0 | 0 | 0 | 0
PS | 0 | 0 | 0 | 0 | 0 | 0
PV | 0 | 0 | 0 | 0 | 0 | 0
PeakG | 0 | 0 | 0 | 0 | 0 | 0
PeakO | 0 | 0 | 0 | 0 | 0 | 0
ST | 0 | 0 | 0 | 0 | 0 | 0
STOG | 0 | 0 | 0 | 0 | 0 | 0
STWD | 0 | 0 | 0 | 0 | 0 | 0
WT | 0 | 0 | 0 | 0 | 0 | 0
IGCC | 0 | 0 | 0 | 0 | 0 | 0
DemandResponse | 0 | 0 | 0 | 0 | 0 | 0
IGCC-CCS | 0 | 0 | 0 | 0 | 0 | 0
WT_off | 0 | 0 | 0 | 0 | 0 | 0
PseudoUnit | 0 | 0 | 0 | 0 | 0 | 0
FixedInterchange | 0 | 0 | 0 | 0 | 0 | 0
SO2 Emissions (MMshortTons): AZ_NM_SNV_Gas
ReportingType | 2015 | 2020 | 2025 | 2030 | 2035 | 2040
BM | 0 | 0 | 0 | 0 | 0 | 0
CC | 0 | 0 | 0 | 0 | 0 | 0
CSP | 0 | 0 | 0 | 0 | 0 | 0
CT | 0 | 0 | 0 | 0 | 0 | 0
Coal | 0 | 0 | 0 | 0 | 0 | 0
Geo | 0 | 0 | 0 | 0 | 0 | 0
H | 0 | 0 | 0 | 0 | 0 | 0
LFG | 0 | 0 | 0 | 0 | 0 | 0
Nuc | 0 | 0 | 0 | 0 | 0 | 0
PS | 0 | 0 | 0 | 0 | 0 | 0
PV | 0 | 0 | 0 | 0 | 0 | 0
PeakG | 0 | 0 | 0 | 0 | 0 | 0
PeakO | 0 | 0 | 0 | 0 | 0 | 0
ST | 0 | 0 | 0 | 0 | 0 | 0
STOG | 0 | 0 | 0 | 0 | 0 | 0
STWD | 0 | 0 | 0 | 0 | 0 | 0
WT | 0 | 0 | 0 | 0 | 0 | 0
IGCC | 0 | 0 | 0 | 0 | 0 | 0
DemandResponse | 0 | 0 | 0 | 0 | 0 | 0
IGCC-CCS | 0 | 0 | 0 | 0 | 0 | 0
WT_off | 0 | 0 | 0 | 0 | 0 | 0
PseudoUnit | 0 | 0 | 0 | 0 | 0 | 0
FixedInterchange | 0 | 0 | 0 | 0 | 0 | 0
SO2 Emissions (MMshortTons): AZ_NM_SNV_NucRenew
ReportingType | 2015 | 2020 | 2025 | 2030 | 2035 | 2040
BM | 0 | 0 | 0 | 0 | 0 | 0
CC | 0 | 0 | 0 | 0 | 0 | 0
CSP | 0 | 0 | 0 | 0 | 0 | 0
CT | 0 | 0 | 0 | 0 | 0 | 0
Coal | 0 | 0 | 0 | 0 | 0 | 0
Geo | 0 | 0 | 0 | 0 | 0 | 0
H | 0 | 0 | 0 | 0 | 0 | 0
LFG | 0 | 0 | 0 | 0 | 0 | 0
Nuc | 0 | 0 | 0 | 0 | 0 | 0
PS | 0 | 0 | 0 | 0 | 0 | 0
PV | 0 | 0 | 0 | 0 | 0 | 0
PeakG | 0 | 0 | 0 | 0 | 0 | 0
PeakO | 0 | 0 | 0 | 0 | 0 | 0
ST | 0 | 0 | 0 | 0 | 0 | 0
STOG | 0 | 0 | 0 | 0 | 0 | 0
STWD | 0 | 0 | 0 | 0 | 0 | 0
WT | 0 | 0 | 0 | 0 | 0 | 0
IGCC | 0 | 0 | 0 | 0 | 0 | 0
DemandResponse | 0 | 0 | 0 | 0 | 0 | 0
IGCC-CCS | 0 | 0 | 0 | 0 | 0 | 0
WT_off | 0 | 0 | 0 | 0 | 0 | 0
PseudoUnit | 0 | 0 | 0 | 0 | 0 | 0
FixedInterchange | 0 | 0 | 0 | 0 | 0 | 0
SO2 Emissions (MMshortTons): ERCOT
ReportingType | 2015 | 2020 | 2025 | 2030 | 2035 | 2040
BM | 0 | 0 | 0 | 0 | 0 | 0
CC | 0 | 0 | 0 | 0 | 0 | 0
CSP | 0 | 0 | 0 | 0 | 0 | 0
CT | 0 | 0 | 0 | 0 | 0 | 0
Coal | 0.05 | 0.02 | 0 | 0 | 0 | 0
Geo | 0 | 0 | 0 | 0 | 0 | 0
H | 0 | 0 | 0 | 0 | 0 | 0
LFG | 0 | 0 | 0 | 0 | 0 | 0
Nuc | 0 | 0 | 0 | 0 | 0 | 0
PS | 0 | 0 | 0 | 0 | 0 | 0
PV | 0 | 0 | 0 | 0 | 0 | 0
PeakG | 0 | 0 | 0 | 0 | 0 | 0
PeakO | 0 | 0 | 0 | 0 | 0 | 0
ST | 0 | 0 | 0 | 0 | 0 | 0
STOG | 0 | 0 | 0 | 0 | 0 | 0
STWD | 0 | 0 | 0 | 0 | 0 | 0
WT | 0 | 0 | 0 | 0 | 0 | 0
IGCC | 0 | 0 | 0 | 0 | 0 | 0
DemandResponse | 0 | 0 | 0 | 0 | 0 | 0
IGCC-CCS | 0 | 0 | 0 | 0 | 0 | 0
WT_off | 0 | 0 | 0 | 0 | 0 | 0
PseudoUnit | 0 | 0 | 0 | 0 | 0 | 0
FixedInterchange | 0 | 0 | 0 | 0 | 0 | 0
SO2 Emissions (MMshortTons): NP15
ReportingType | 2015 | 2020 | 2025 | 2030 | 2035 | 2040
BM | 0 | 0 | 0 | 0 | 0 | 0
CC | 0 | 0 | 0 | 0 | 0 | 0
CSP | 0 | 0 | 0 | 0 | 0 | 0
CT | 0 | 0 | 0 | 0 | 0 | 0
Coal | 0.01 | 0 | 0 | 0 | 0 | 0
Geo | 0 | 0 | 0 | 0 | 0 | 0
H | 0 | 0 | 0 | 0 | 0 | 0
LFG | 0 | 0 | 0 | 0 | 0 | 0
Nuc | 0 | 0 | 0 | 0 | 0 | 0
PS | 0 | 0 | 0 | 0 | 0 | 0
PV | 0 | 0 | 0 | 0 | 0 | 0
PeakG | 0 | 0 | 0 | 0 | 0 | 0
PeakO | 0 | 0 | 0 | 0 | 0 | 0
ST | 0 | 0 | 0 | 0 | 0 | 0
STOG | 0 | 0 | 0 | 0 | 0 | 0
STWD | 0 | 0 | 0 | 0 | 0 | 0
WT | 0 | 0 | 0 | 0 | 0 | 0
IGCC | 0 | 0 | 0 | 0 | 0 | 0
DemandResponse | 0 | 0 | 0 | 0 | 0 | 0
IGCC-CCS | 0 | 0 | 0 | 0 | 0 | 0
WT_off | 0 | 0 | 0 | 0 | 0 | 0
PseudoUnit | 0 | 0 | 0 | 0 | 0 | 0
FixedInterchange | 0 | 0 | 0 | 0 | 0 | 0
SO2 Emissions (MMshortTons): NWPP_Coal
ReportingType | 2015 | 2020 | 2025 | 2030 | 2035 | 2040
BM | 0 | 0 | 0 | 0 | 0 | 0
CC | 0 | 0 | 0 | 0 | 0 | 0
CSP | 0 | 0 | 0 | 0 | 0 | 0
CT | 0 | 0 | 0 | 0 | 0 | 0
Coal | 0.06 | 0.01 | 0 | 0 | 0 | 0
Geo | 0 | 0 | 0 | 0 | 0 | 0
H | 0 | 0 | 0 | 0 | 0 | 0
LFG | 0 | 0 | 0 | 0 | 0 | 0
Nuc | 0 | 0 | 0 | 0 | 0 | 0
PS | 0 | 0 | 0 | 0 | 0 | 0
PV | 0 | 0 | 0 | 0 | 0 | 0
PeakG | 0 | 0 | 0 | 0 | 0 | 0
PeakO | 0 | 0 | 0 | 0 | 0 | 0
ST | 0 | 0 | 0 | 0 | 0 | 0
STOG | 0 | 0 | 0 | 0 | 0 | 0
STWD | 0 | 0 | 0 | 0 | 0 | 0
WT | 0 | 0 | 0 | 0 | 0 | 0
IGCC | 0 | 0 | 0 | 0 | 0 | 0
DemandResponse | 0 | 0 | 0 | 0 | 0 | 0
IGCC-CCS | 0 | 0 | 0 | 0 | 0 | 0
WT_off | 0 | 0 | 0 | 0 | 0 | 0
PseudoUnit | 0 | 0 | 0 | 0 | 0 | 0
FixedInterchange | 0 | 0 | 0 | 0 | 0 | 0
SO2 Emissions (MMshortTons): NWPP_Gas
ReportingType | 2015 | 2020 | 2025 | 2030 | 2035 | 2040
BM | 0 | 0 | 0 | 0 | 0 | 0
CC | 0 | 0 | 0 | 0 | 0 | 0
CSP | 0 | 0 | 0 | 0 | 0 | 0
CT | 0 | 0 | 0 | 0 | 0 | 0
Coal | 0 | 0 | 0 | 0 | 0 | 0
Geo | 0 | 0 | 0 | 0 | 0 | 0
H | 0 | 0 | 0 | 0 | 0 | 0
LFG | 0 | 0 | 0 | 0 | 0 | 0
Nuc | 0 | 0 | 0 | 0 | 0 | 0
PS | 0 | 0 | 0 | 0 | 0 | 0
PV | 0 | 0 | 0 | 0 | 0 | 0
PeakG | 0 | 0 | 0 | 0 | 0 | 0
PeakO | 0 | 0 | 0 | 0 | 0 | 0
ST | 0 | 0 | 0 | 0 | 0 | 0
STOG | 0 | 0 | 0 | 0 | 0 | 0
STWD | 0 | 0 | 0 | 0 | 0 | 0
WT | 0 | 0 | 0 | 0 | 0 | 0
IGCC | 0 | 0 | 0 | 0 | 0 | 0
DemandResponse | 0 | 0 | 0 | 0 | 0 | 0
IGCC-CCS | 0 | 0 | 0 | 0 | 0 | 0
WT_off | 0 | 0 | 0 | 0 | 0 | 0
PseudoUnit | 0 | 0 | 0 | 0 | 0 | 0
FixedInterchange | 0 | 0 | 0 | 0 | 0 | 0
SO2 Emissions (MMshortTons): NWPP_NucRenew
ReportingType | 2015 | 2020 | 2025 | 2030 | 2035 | 2040
BM | 0 | 0 | 0 | 0 | 0 | 0
CC | 0 | 0 | 0 | 0 | 0 | 0
CSP | 0 | 0 | 0 | 0 | 0 | 0
CT | 0 | 0 | 0 | 0 | 0 | 0
Coal | 0 | 0 | 0 | 0 | 0 | 0
Geo | 0 | 0 | 0 | 0 | 0 | 0
H | 0 | 0 | 0 | 0 | 0 | 0
LFG | 0 | 0 | 0 | 0 | 0 | 0
Nuc | 0 | 0 | 0 | 0 | 0 | 0
PS | 0 | 0 | 0 | 0 | 0 | 0
PV | 0 | 0 | 0 | 0 | 0 | 0
PeakG | 0 | 0 | 0 | 0 | 0 | 0
PeakO | 0 | 0 | 0 | 0 | 0 | 0
ST | 0 | 0 | 0 | 0 | 0 | 0
STOG | 0 | 0 | 0 | 0 | 0 | 0
STWD | 0 | 0 | 0 | 0 | 0 | 0
WT | 0 | 0 | 0 | 0 | 0 | 0
IGCC | 0 | 0 | 0 | 0 | 0 | 0
DemandResponse | 0 | 0 | 0 | 0 | 0 | 0
IGCC-CCS | 0 | 0 | 0 | 0 | 0 | 0
WT_off | 0 | 0 | 0 | 0 | 0 | 0
PseudoUnit | 0 | 0 | 0 | 0 | 0 | 0
FixedInterchange | 0 | 0 | 0 | 0 | 0 | 0
SO2 Emissions (MMshortTons): RMPA
ReportingType | 2015 | 2020 | 2025 | 2030 | 2035 | 2040
BM | 0 | 0 | 0 | 0 | 0 | 0
CC | 0 | 0 | 0 | 0 | 0 | 0
CSP | 0 | 0 | 0 | 0 | 0 | 0
CT | 0 | 0 | 0 | 0 | 0 | 0
Coal | 0.06 | 0.02 | 0 | 0 | 0 | 0
Geo | 0 | 0 | 0 | 0 | 0 | 0
H | 0 | 0 | 0 | 0 | 0 | 0
LFG | 0 | 0 | 0 | 0 | 0 | 0
Nuc | 0 | 0 | 0 | 0 | 0 | 0
PS | 0 | 0 | 0 | 0 | 0 | 0
PV | 0 | 0 | 0 | 0 | 0 | 0
PeakG | 0 | 0 | 0 | 0 | 0 | 0
PeakO | 0 | 0 | 0 | 0 | 0 | 0
ST | 0 | 0 | 0 | 0 | 0 | 0
STOG | 0 | 0 | 0 | 0 | 0 | 0
STWD | 0 | 0 | 0 | 0 | 0 | 0
WT | 0 | 0 | 0 | 0 | 0 | 0
IGCC | 0 | 0 | 0 | 0 | 0 | 0
DemandResponse | 0 | 0 | 0 | 0 | 0 | 0
IGCC-CCS | 0 | 0 | 0 | 0 | 0 | 0
WT_off | 0 | 0 | 0 | 0 | 0 | 0
PseudoUnit | 0 | 0 | 0 | 0 | 0 | 0
FixedInterchange | 0 | 0 | 0 | 0 | 0 | 0
SO2 Emissions (MMshortTons): SP15
ReportingType | 2015 | 2020 | 2025 | 2030 | 2035 | 2040
BM | 0 | 0 | 0 | 0 | 0 | 0
CC | 0 | 0 | 0 | 0 | 0 | 0
CSP | 0 | 0 | 0 | 0 | 0 | 0
CT | 0 | 0 | 0 | 0 | 0 | 0
Coal | 0 | 0 | 0 | 0 | 0 | 0
Geo | 0 | 0 | 0 | 0 | 0 | 0
H | 0 | 0 | 0 | 0 | 0 | 0
LFG | 0 | 0 | 0 | 0 | 0 | 0
Nuc | 0 | 0 | 0 | 0 | 0 | 0
PS | 0 | 0 | 0 | 0 | 0 | 0
PV | 0 | 0 | 0 | 0 | 0 | 0
PeakG | 0 | 0 | 0 | 0 | 0 | 0
PeakO | 0 | 0 | 0 | 0 | 0 | 0
ST | 0 | 0 | 0 | 0 | 0 | 0
STOG | 0 | 0 | 0 | 0 | 0 | 0
STWD | 0 | 0 | 0 | 0 | 0 | 0
WT | 0 | 0 | 0 | 0 | 0 | 0
IGCC | 0 | 0 | 0 | 0 | 0 | 0
DemandResponse | 0 | 0 | 0 | 0 | 0 | 0
IGCC-CCS | 0 | 0 | 0 | 0 | 0 | 0
WT_off | 0 | 0 | 0 | 0 | 0 | 0
PseudoUnit | 0 | 0 | 0 | 0 | 0 | 0
FixedInterchange | 0 | 0 | 0 | 0 | 0 | 0
SO2 Emissions (MMshortTons): ALB
ReportingType | 2015 | 2020 | 2025 | 2030 | 2035 | 2040
BM | 0 | 0 | 0 | 0 | 0 | 0
CC | 0 | 0 | 0 | 0 | 0 | 0
CSP | 0 | 0 | 0 | 0 | 0 | 0
CT | 0 | 0 | 0 | 0 | 0 | 0
Coal | 0.14 | 0.14 | 0.14 | 0 | 0 | 0
Geo | 0 | 0 | 0 | 0 | 0 | 0
H | 0 | 0 | 0 | 0 | 0 | 0
LFG | 0 | 0 | 0 | 0 | 0 | 0
Nuc | 0 | 0 | 0 | 0 | 0 | 0
PS | 0 | 0 | 0 | 0 | 0 | 0
PV | 0 | 0 | 0 | 0 | 0 | 0
PeakG | 0 | 0 | 0 | 0 | 0 | 0
PeakO | 0 | 0 | 0 | 0 | 0 | 0
ST | 0 | 0 | 0 | 0 | 0 | 0
STOG | 0 | 0 | 0 | 0 | 0 | 0
STWD | 0 | 0 | 0 | 0 | 0 | 0
WT | 0 | 0 | 0 | 0 | 0 | 0
IGCC | 0 | 0 | 0 | 0 | 0 | 0
DemandResponse | 0 | 0 | 0 | 0 | 0 | 0
IGCC-CCS | 0 | 0 | 0 | 0 | 0 | 0
WT_off | 0 | 0 | 0 | 0 | 0 | 0
PseudoUnit | 0 | 0 | 0 | 0 | 0 | 0
FixedInterchange | 0 | 0 | 0 | 0 | 0 | 0
SO2 Emissions (MMshortTons): BC
ReportingType | 2015 | 2020 | 2025 | 2030 | 2035 | 2040
BM | 0 | 0 | 0 | 0 | 0 | 0
CC | 0 | 0 | 0 | 0 | 0 | 0
CSP | 0 | 0 | 0 | 0 | 0 | 0
CT | 0 | 0 | 0 | 0 | 0 | 0
Coal | 0 | 0 | 0 | 0 | 0 | 0
Geo | 0 | 0 | 0 | 0 | 0 | 0
H | 0 | 0 | 0 | 0 | 0 | 0
LFG | 0 | 0 | 0 | 0 | 0 | 0
Nuc | 0 | 0 | 0 | 0 | 0 | 0
PS | 0 | 0 | 0 | 0 | 0 | 0
PV | 0 | 0 | 0 | 0 | 0 | 0
PeakG | 0 | 0 | 0 | 0 | 0 | 0
PeakO | 0 | 0 | 0 | 0 | 0 | 0
ST | 0 | 0 | 0 | 0 | 0 | 0
STOG | 0 | 0 | 0 | 0 | 0 | 0
STWD | 0 | 0 | 0 | 0 | 0 | 0
WT | 0 | 0 | 0 | 0 | 0 | 0
IGCC | 0 | 0 | 0 | 0 | 0 | 0
DemandResponse | 0 | 0 | 0 | 0 | 0 | 0
IGCC-CCS | 0 | 0 | 0 | 0 | 0 | 0
WT_off | 0 | 0 | 0 | 0 | 0 | 0
PseudoUnit | 0 | 0 | 0 | 0 | 0 | 0
FixedInterchange | 0 | 0 | 0 | 0 | 0 | 0
SO2 Emissions (MMshortTons): HQ_IESO
ReportingType | 2015 | 2020 | 2025 | 2030 | 2035 | 2040
BM | 0 | 0 | 0 | 0 | 0 | 0
CC | 0 | 0 | 0 | 0 | 0 | 0
CSP | 0 | 0 | 0 | 0 | 0 | 0
CT | 0 | 0 | 0 | 0 | 0 | 0
Coal | 0 | 0 | 0 | 0 | 0 | 0
Geo | 0 | 0 | 0 | 0 | 0 | 0
H | 0 | 0 | 0 | 0 | 0 | 0
LFG | 0 | 0 | 0 | 0 | 0 | 0
Nuc | 0 | 0 | 0 | 0 | 0 | 0
PS | 0 | 0 | 0 | 0 | 0 | 0
PV | 0 | 0 | 0 | 0 | 0 | 0
PeakG | 0 | 0 | 0 | 0 | 0 | 0
PeakO | 0 | 0 | 0 | 0 | 0 | 0
ST | 0 | 0 | 0 | 0 | 0 | 0
STOG | 0 | 0 | 0 | 0 | 0 | 0
STWD | 0 | 0 | 0 | 0 | 0 | 0
WT | 0 | 0 | 0 | 0 | 0 | 0
IGCC | 0 | 0 | 0 | 0 | 0 | 0
DemandResponse | 0 | 0 | 0 | 0 | 0 | 0
IGCC-CCS | 0 | 0 | 0 | 0 | 0 | 0
WT_off | 0 | 0 | 0 | 0 | 0 | 0
PseudoUnit | 0 | 0 | 0 | 0 | 0 | 0
FixedInterchange | 0 | 0 | 0 | 0 | 0 | 0
SO2 Emissions (MMshortTons): HQ_NEISO
ReportingType | 2015 | 2020 | 2025 | 2030 | 2035 | 2040
BM | 0 | 0 | 0 | 0 | 0 | 0
CC | 0 | 0 | 0 | 0 | 0 | 0
CSP | 0 | 0 | 0 | 0 | 0 | 0
CT | 0 | 0 | 0 | 0 | 0 | 0
Coal | 0 | 0 | 0 | 0 | 0 | 0
Geo | 0 | 0 | 0 | 0 | 0 | 0
H | 0 | 0 | 0 | 0 | 0 | 0
LFG | 0 | 0 | 0 | 0 | 0 | 0
Nuc | 0 | 0 | 0 | 0 | 0 | 0
PS | 0 | 0 | 0 | 0 | 0 | 0
PV | 0 | 0 | 0 | 0 | 0 | 0
PeakG | 0 | 0 | 0 | 0 | 0 | 0
PeakO | 0 | 0 | 0 | 0 | 0 | 0
ST | 0 | 0 | 0 | 0 | 0 | 0
STOG | 0 | 0 | 0 | 0 | 0 | 0
STWD | 0 | 0 | 0 | 0 | 0 | 0
WT | 0 | 0 | 0 | 0 | 0 | 0
IGCC | 0 | 0 | 0 | 0 | 0 | 0
DemandResponse | 0 | 0 | 0 | 0 | 0 | 0
IGCC-CCS | 0 | 0 | 0 | 0 | 0 | 0
WT_off | 0 | 0 | 0 | 0 | 0 | 0
PseudoUnit | 0 | 0 | 0 | 0 | 0 | 0
FixedInterchange | 0 | 0 | 0 | 0 | 0 | 0
SO2 Emissions (MMshortTons): HQ_NY
ReportingType | 2015 | 2020 | 2025 | 2030 | 2035 | 2040
BM | 0 | 0 | 0 | 0 | 0 | 0
CC | 0 | 0 | 0 | 0 | 0 | 0
CSP | 0 | 0 | 0 | 0 | 0 | 0
CT | 0 | 0 | 0 | 0 | 0 | 0
Coal | 0 | 0 | 0 | 0 | 0 | 0
Geo | 0 | 0 | 0 | 0 | 0 | 0
H | 0 | 0 | 0 | 0 | 0 | 0
LFG | 0 | 0 | 0 | 0 | 0 | 0
Nuc | 0 | 0 | 0 | 0 | 0 | 0
PS | 0 | 0 | 0 | 0 | 0 | 0
PV | 0 | 0 | 0 | 0 | 0 | 0
PeakG | 0 | 0 | 0 | 0 | 0 | 0
PeakO | 0 | 0 | 0 | 0 | 0 | 0
ST | 0 | 0 | 0 | 0 | 0 | 0
STOG | 0 | 0 | 0 | 0 | 0 | 0
STWD | 0 | 0 | 0 | 0 | 0 | 0
WT | 0 | 0 | 0 | 0 | 0 | 0
IGCC | 0 | 0 | 0 | 0 | 0 | 0
DemandResponse | 0 | 0 | 0 | 0 | 0 | 0
IGCC-CCS | 0 | 0 | 0 | 0 | 0 | 0
WT_off | 0 | 0 | 0 | 0 | 0 | 0
PseudoUnit | 0 | 0 | 0 | 0 | 0 | 0
FixedInterchange | 0 | 0 | 0 | 0 | 0 | 0
SO2 Emissions (MMshortTons): MARITIMES
ReportingType | 2015 | 2020 | 2025 | 2030 | 2035 | 2040
BM | 0 | 0 | 0 | 0 | 0 | 0
CC | 0 | 0 | 0 | 0 | 0 | 0
CSP | 0 | 0 | 0 | 0 | 0 | 0
CT | 0 | 0 | 0 | 0 | 0 | 0
Coal | 0 | 0 | 0 | 0 | 0 | 0
Geo | 0 | 0 | 0 | 0 | 0 | 0
H | 0 | 0 | 0 | 0 | 0 | 0
LFG | 0 | 0 | 0 | 0 | 0 | 0
Nuc | 0 | 0 | 0 | 0 | 0 | 0
PS | 0 | 0 | 0 | 0 | 0 | 0
PV | 0 | 0 | 0 | 0 | 0 | 0
PeakG | 0 | 0 | 0 | 0 | 0 | 0
PeakO | 0 | 0 | 0 | 0 | 0 | 0
ST | 0 | 0 | 0 | 0 | 0 | 0
STOG | 0 | 0 | 0 | 0 | 0 | 0
STWD | 0 | 0 | 0 | 0 | 0 | 0
WT | 0 | 0 | 0 | 0 | 0 | 0
IGCC | 0 | 0 | 0 | 0 | 0 | 0
DemandResponse | 0 | 0 | 0 | 0 | 0 | 0
IGCC-CCS | 0 | 0 | 0 | 0 | 0 | 0
WT_off | 0 | 0 | 0 | 0 | 0 | 0
PseudoUnit | 0 | 0 | 0 | 0 | 0 | 0
FixedInterchange | 0 | 0 | 0 | 0 | 0 | 0
SO2 Emissions (MMshortTons): All
ReportingType | 2015 | 2020 | 2025 | 2030 | 2035 | 2040
BM | 0 | 0 | 0 | 0 | 0 | 0
CC | 0 | 0 | 0 | 0 | 0 | 0
CSP | 0 | 0 | 0 | 0 | 0 | 0
CT | 0 | 0 | 0 | 0 | 0 | 0
Coal | 3.91 | 0.32 | 0.16 | 0.01 | 0.01 | 0.01
Geo | 0 | 0 | 0 | 0 | 0 | 0
H | 0 | 0 | 0 | 0 | 0 | 0
LFG | 0 | 0 | 0 | 0 | 0 | 0
Nuc | 0 | 0 | 0 | 0 | 0 | 0
PS | 0 | 0 | 0 | 0 | 0 | 0
PV | 0 | 0 | 0 | 0 | 0 | 0
PeakG | 0 | 0 | 0 | 0 | 0 | 0
PeakO | 0 | 0 | 0 | 0 | 0 | 0
ST | 0 | 0 | 0 | 0 | 0 | 0
STOG | 0 | 0 | 0 | 0 | 0 | 0
STWD | 0 | 0 | 0 | 0 | 0 | 0
WT | 0 | 0 | 0 | 0 | 0 | 0
IGCC | 0 | 0 | 0 | 0 | 0 | 0
DemandResponse | 0 | 0 | 0 | 0 | 0 | 0
IGCC-CCS | 0 | 0 | 0 | 0 | 0 | 0
WT_off | 0 | 0 | 0 | 0 | 0 | 0
PseudoUnit | 0 | 0 | 0 | 0 | 0 | 0
FixedInterchange | 0 | 0 | 0 | 0 | 0 | 0
SO2 Emissions (MMshortTons): EI_US
ReportingType | 2015 | 2020 | 2025 | 2030 | 2035 | 2040
BM | 0 | 0 | 0 | 0 | 0 | 0
CC | 0 | 0 | 0 | 0 | 0 | 0
CSP | 0 | 0 | 0 | 0 | 0 | 0
CT | 0 | 0 | 0 | 0 | 0 | 0
Coal | 3.56 | 0.11 | 0.01 | 0.01 | 0.01 | 0.01
Geo | 0 | 0 | 0 | 0 | 0 | 0
H | 0 | 0 | 0 | 0 | 0 | 0
LFG | 0 | 0 | 0 | 0 | 0 | 0
Nuc | 0 | 0 | 0 | 0 | 0 | 0
PS | 0 | 0 | 0 | 0 | 0 | 0
PV | 0 | 0 | 0 | 0 | 0 | 0
PeakG | 0 | 0 | 0 | 0 | 0 | 0
PeakO | 0 | 0 | 0 | 0 | 0 | 0
ST | 0 | 0 | 0 | 0 | 0 | 0
STOG | 0 | 0 | 0 | 0 | 0 | 0
STWD | 0 | 0 | 0 | 0 | 0 | 0
WT | 0 | 0 | 0 | 0 | 0 | 0
IGCC | 0 | 0 | 0 | 0 | 0 | 0
DemandResponse | 0 | 0 | 0 | 0 | 0 | 0
IGCC-CCS | 0 | 0 | 0 | 0 | 0 | 0
WT_off | 0 | 0 | 0 | 0 | 0 | 0
PseudoUnit | 0 | 0 | 0 | 0 | 0 | 0
FixedInterchange | 0 | 0 | 0 | 0 | 0 | 0
SO2 Emissions (MMshortTons): EI_Canada
ReportingType | 2015 | 2020 | 2025 | 2030 | 2035 | 2040
BM | 0 | 0 | 0 | 0 | 0 | 0
CC | 0 | 0 | 0 | 0 | 0 | 0
CSP | 0 | 0 | 0 | 0 | 0 | 0
CT | 0 | 0 | 0 | 0 | 0 | 0
Coal | 0.01 | 0 | 0 | 0 | 0 | 0
Geo | 0 | 0 | 0 | 0 | 0 | 0
H | 0 | 0 | 0 | 0 | 0 | 0
LFG | 0 | 0 | 0 | 0 | 0 | 0
Nuc | 0 | 0 | 0 | 0 | 0 | 0
PS | 0 | 0 | 0 | 0 | 0 | 0
PV | 0 | 0 | 0 | 0 | 0 | 0
PeakG | 0 | 0 | 0 | 0 | 0 | 0
PeakO | 0 | 0 | 0 | 0 | 0 | 0
ST | 0 | 0 | 0 | 0 | 0 | 0
STOG | 0 | 0 | 0 | 0 | 0 | 0
STWD | 0 | 0 | 0 | 0 | 0 | 0
WT | 0 | 0 | 0 | 0 | 0 | 0
IGCC | 0 | 0 | 0 | 0 | 0 | 0
DemandResponse | 0 | 0 | 0 | 0 | 0 | 0
IGCC-CCS | 0 | 0 | 0 | 0 | 0 | 0
WT_off | 0 | 0 | 0 | 0 | 0 | 0
PseudoUnit | 0 | 0 | 0 | 0 | 0 | 0
FixedInterchange | 0 | 0 | 0 | 0 | 0 | 0
SO2 Emissions (MMshortTons): EI
ReportingType | 2015 | 2020 | 2025 | 2030 | 2035 | 2040
BM | 0 | 0 | 0 | 0 | 0 | 0
CC | 0 | 0 | 0 | 0 | 0 | 0
CSP | 0 | 0 | 0 | 0 | 0 | 0
CT | 0 | 0 | 0 | 0 | 0 | 0
Coal | 3.56 | 0.11 | 0.01 | 0.01 | 0.01 | 0.01
Geo | 0 | 0 | 0 | 0 | 0 | 0
H | 0 | 0 | 0 | 0 | 0 | 0
LFG | 0 | 0 | 0 | 0 | 0 | 0
Nuc | 0 | 0 | 0 | 0 | 0 | 0
PS | 0 | 0 | 0 | 0 | 0 | 0
PV | 0 | 0 | 0 | 0 | 0 | 0
PeakG | 0 | 0 | 0 | 0 | 0 | 0
PeakO | 0 | 0 | 0 | 0 | 0 | 0
ST | 0 | 0 | 0 | 0 | 0 | 0
STOG | 0 | 0 | 0 | 0 | 0 | 0
STWD | 0 | 0 | 0 | 0 | 0 | 0
WT | 0 | 0 | 0 | 0 | 0 | 0
IGCC | 0 | 0 | 0 | 0 | 0 | 0
DemandResponse | 0 | 0 | 0 | 0 | 0 | 0
IGCC-CCS | 0 | 0 | 0 | 0 | 0 | 0
WT_off | 0 | 0 | 0 | 0 | 0 | 0
PseudoUnit | 0 | 0 | 0 | 0 | 0 | 0
FixedInterchange | 0 | 0 | 0 | 0 | 0 | 0
SO2 Emissions (MMshortTons): Outside_EI
ReportingType | 2015 | 2020 | 2025 | 2030 | 2035 | 2040
BM | 0 | 0 | 0 | 0 | 0 | 0
CC | 0 | 0 | 0 | 0 | 0 | 0
CSP | 0 | 0 | 0 | 0 | 0 | 0
CT | 0 | 0 | 0 | 0 | 0 | 0
Coal | 0.35 | 0.21 | 0.15 | 0 | 0 | 0
Geo | 0 | 0 | 0 | 0 | 0 | 0
H | 0 | 0 | 0 | 0 | 0 | 0
LFG | 0 | 0 | 0 | 0 | 0 | 0
Nuc | 0 | 0 | 0 | 0 | 0 | 0
PS | 0 | 0 | 0 | 0 | 0 | 0
PV | 0 | 0 | 0 | 0 | 0 | 0
PeakG | 0 | 0 | 0 | 0 | 0 | 0
PeakO | 0 | 0 | 0 | 0 | 0 | 0
ST | 0 | 0 | 0 | 0 | 0 | 0
STOG | 0 | 0 | 0 | 0 | 0 | 0
STWD | 0 | 0 | 0 | 0 | 0 | 0
WT | 0 | 0 | 0 | 0 | 0 | 0
IGCC | 0 | 0 | 0 | 0 | 0 | 0
DemandResponse | 0 | 0 | 0 | 0 | 0 | 0
IGCC-CCS | 0 | 0 | 0 | 0 | 0 | 0
WT_off | 0 | 0 | 0 | 0 | 0 | 0
PseudoUnit | 0 | 0 | 0 | 0 | 0 | 0
FixedInterchange | 0 | 0 | 0 | 0 | 0 | 0
NOx Emissions (MMshortTons): Entergy
ReportingType | 2015 | 2020 | 2025 | 2030 | 2035 | 2040
BM | 0 | 0 | 0 | 0 | 0 | 0
CC | 0.01 | 0.01 | 0.01 | 0.01 | 0.01 | 0
CSP | 0 | 0 | 0 | 0 | 0 | 0
CT | 0 | 0 | 0 | 0 | 0 | 0
Coal | 0.05 | 0 | 0 | 0 | 0 | 0
Geo | 0 | 0 | 0 | 0 | 0 | 0
H | 0 | 0 | 0 | 0 | 0 | 0
LFG | 0 | 0 | 0 | 0 | 0 | 0
Nuc | 0 | 0 | 0 | 0 | 0 | 0
PS | 0 | 0 | 0 | 0 | 0 | 0
PV | 0 | 0 | 0 | 0 | 0 | 0
PeakG | 0 | 0 | 0 | 0 | 0 | 0
PeakO | 0 | 0 | 0 | 0 | 0 | 0
ST | 0 | 0 | 0 | 0 | 0 | 0
STOG | 0 | 0 | 0 | 0 | 0 | 0
STWD | 0 | 0 | 0 | 0 | 0 | 0
WT | 0 | 0 | 0 | 0 | 0 | 0
IGCC | 0 | 0 | 0 | 0 | 0 | 0
DemandResponse | 0 | 0 | 0 | 0 | 0 | 0
IGCC-CCS | 0 | 0 | 0 | 0 | 0 | 0
WT_off | 0 | 0 | 0 | 0 | 0 | 0
PseudoUnit | 0 | 0 | 0 | 0 | 0 | 0
FixedInterchange | 0 | 0 | 0 | 0 | 0 | 0
NOx Emissions (MMshortTons): FRCC
ReportingType | 2015 | 2020 | 2025 | 2030 | 2035 | 2040
BM | 0 | 0 | 0 | 0 | 0 | 0
CC | 0.01 | 0.01 | 0.01 | 0.01 | 0.01 | 0.01
CSP | 0 | 0 | 0 | 0 | 0 | 0
CT | 0 | 0 | 0 | 0 | 0 | 0
Coal | 0.02 | 0 | 0 | 0 | 0 | 0
Geo | 0 | 0 | 0 | 0 | 0 | 0
H | 0 | 0 | 0 | 0 | 0 | 0
LFG | 0 | 0 | 0 | 0 | 0 | 0
Nuc | 0 | 0 | 0 | 0 | 0 | 0
PS | 0 | 0 | 0 | 0 | 0 | 0
PV | 0 | 0 | 0 | 0 | 0 | 0
PeakG | 0 | 0 | 0 | 0 | 0 | 0
PeakO | 0 | 0 | 0 | 0 | 0 | 0
ST | 0 | 0 | 0 | 0 | 0 | 0
STOG | 0 | 0 | 0 | 0 | 0 | 0
STWD | 0 | 0 | 0 | 0 | 0 | 0
WT | 0 | 0 | 0 | 0 | 0 | 0
IGCC | 0 | 0 | 0 | 0 | 0 | 0
DemandResponse | 0 | 0 | 0 | 0 | 0 | 0
IGCC-CCS | 0 | 0 | 0 | 0 | 0 | 0
WT_off | 0 | 0 | 0 | 0 | 0 | 0
PseudoUnit | 0 | 0 | 0 | 0 | 0 | 0
FixedInterchange | 0 | 0 | 0 | 0 | 0 | 0
NOx Emissions (MMshortTons): MAPP_US
ReportingType | 2015 | 2020 | 2025 | 2030 | 2035 | 2040
BM | 0 | 0 | 0 | 0 | 0 | 0
CC | 0 | 0 | 0 | 0 | 0 | 0
CSP | 0 | 0 | 0 | 0 | 0 | 0
CT | 0 | 0 | 0 | 0 | 0 | 0
Coal | 0.02 | 0 | 0 | 0 | 0 | 0
Geo | 0 | 0 | 0 | 0 | 0 | 0
H | 0 | 0 | 0 | 0 | 0 | 0
LFG | 0 | 0 | 0 | 0 | 0 | 0
Nuc | 0 | 0 | 0 | 0 | 0 | 0
PS | 0 | 0 | 0 | 0 | 0 | 0
PV | 0 | 0 | 0 | 0 | 0 | 0
PeakG | 0 | 0 | 0 | 0 | 0 | 0
PeakO | 0 | 0 | 0 | 0 | 0 | 0
ST | 0 | 0 | 0 | 0 | 0 | 0
STOG | 0 | 0 | 0 | 0 | 0 | 0
STWD | 0 | 0 | 0 | 0 | 0 | 0
WT | 0 | 0 | 0 | 0 | 0 | 0
IGCC | 0 | 0 | 0 | 0 | 0 | 0
DemandResponse | 0 | 0 | 0 | 0 | 0 | 0
IGCC-CCS | 0 | 0 | 0 | 0 | 0 | 0
WT_off | 0 | 0 | 0 | 0 | 0 | 0
PseudoUnit | 0 | 0 | 0 | 0 | 0 | 0
FixedInterchange | 0 | 0 | 0 | 0 | 0 | 0
NOx Emissions (MMshortTons): MISO_IN
ReportingType | 2015 | 2020 | 2025 | 2030 | 2035 | 2040
BM | 0 | 0 | 0 | 0 | 0 | 0
CC | 0 | 0.01 | 0.01 | 0.01 | 0.01 | 0.01
CSP | 0 | 0 | 0 | 0 | 0 | 0
CT | 0 | 0 | 0 | 0 | 0 | 0
Coal | 0.04 | 0 | 0 | 0 | 0 | 0
Geo | 0 | 0 | 0 | 0 | 0 | 0
H | 0 | 0 | 0 | 0 | 0 | 0
LFG | 0 | 0 | 0 | 0 | 0 | 0
Nuc | 0 | 0 | 0 | 0 | 0 | 0
PS | 0 | 0 | 0 | 0 | 0 | 0
PV | 0 | 0 | 0 | 0 | 0 | 0
PeakG | 0 | 0 | 0 | 0 | 0 | 0
PeakO | 0 | 0 | 0 | 0 | 0 | 0
ST | 0 | 0 | 0 | 0 | 0 | 0
STOG | 0 | 0 | 0 | 0 | 0 | 0
STWD | 0 | 0 | 0 | 0 | 0 | 0
WT | 0 | 0 | 0 | 0 | 0 | 0
IGCC | 0 | 0 | 0 | 0 | 0 | 0
DemandResponse | 0 | 0 | 0 | 0 | 0 | 0
IGCC-CCS | 0 | 0 | 0 | 0 | 0 | 0
WT_off | 0 | 0 | 0 | 0 | 0 | 0
PseudoUnit | 0 | 0 | 0 | 0 | 0 | 0
FixedInterchange | 0 | 0 | 0 | 0 | 0 | 0
NOx Emissions (MMshortTons): MISO_MI
ReportingType | 2015 | 2020 | 2025 | 2030 | 2035 | 2040
BM | 0 | 0 | 0 | 0 | 0 | 0
CC | 0 | 0 | 0 | 0 | 0 | 0
CSP | 0 | 0 | 0 | 0 | 0 | 0
CT | 0 | 0 | 0 | 0 | 0 | 0
Coal | 0.02 | 0 | 0 | 0 | 0 | 0
Geo | 0 | 0 | 0 | 0 | 0 | 0
H | 0 | 0 | 0 | 0 | 0 | 0
LFG | 0 | 0 | 0 | 0 | 0 | 0
Nuc | 0 | 0 | 0 | 0 | 0 | 0
PS | 0 | 0 | 0 | 0 | 0 | 0
PV | 0 | 0 | 0 | 0 | 0 | 0
PeakG | 0 | 0 | 0 | 0 | 0 | 0
PeakO | 0 | 0 | 0 | 0 | 0 | 0
ST | 0 | 0 | 0 | 0 | 0 | 0
STOG | 0 | 0 | 0 | 0 | 0 | 0
STWD | 0 | 0 | 0 | 0 | 0 | 0
WT | 0 | 0 | 0 | 0 | 0 | 0
IGCC | 0 | 0 | 0 | 0 | 0 | 0
DemandResponse | 0 | 0 | 0 | 0 | 0 | 0
IGCC-CCS | 0 | 0 | 0 | 0 | 0 | 0
WT_off | 0 | 0 | 0 | 0 | 0 | 0
PseudoUnit | 0 | 0 | 0 | 0 | 0 | 0
FixedInterchange | 0 | 0 | 0 | 0 | 0 | 0
NOx Emissions (MMshortTons): MISO_MO-IL
ReportingType | 2015 | 2020 | 2025 | 2030 | 2035 | 2040
BM | 0 | 0 | 0 | 0 | 0 | 0
CC | 0 | 0 | 0 | 0 | 0 | 0
CSP | 0 | 0 | 0 | 0 | 0 | 0
CT | 0 | 0 | 0 | 0 | 0 | 0
Coal | 0.04 | 0 | 0 | 0 | 0 | 0
Geo | 0 | 0 | 0 | 0 | 0 | 0
H | 0 | 0 | 0 | 0 | 0 | 0
LFG | 0 | 0 | 0 | 0 | 0 | 0
Nuc | 0 | 0 | 0 | 0 | 0 | 0
PS | 0 | 0 | 0 | 0 | 0 | 0
PV | 0 | 0 | 0 | 0 | 0 | 0
PeakG | 0 | 0 | 0 | 0 | 0 | 0
PeakO | 0 | 0 | 0 | 0 | 0 | 0
ST | 0 | 0 | 0 | 0 | 0 | 0
STOG | 0 | 0 | 0 | 0 | 0 | 0
STWD | 0 | 0 | 0 | 0 | 0 | 0
WT | 0 | 0 | 0 | 0 | 0 | 0
IGCC | 0 | 0 | 0 | 0 | 0 | 0
DemandResponse | 0 | 0 | 0 | 0 | 0 | 0
IGCC-CCS | 0 | 0 | 0 | 0 | 0 | 0
WT_off | 0 | 0 | 0 | 0 | 0 | 0
PseudoUnit | 0 | 0 | 0 | 0 | 0 | 0
FixedInterchange | 0 | 0 | 0 | 0 | 0 | 0
NOx Emissions (MMshortTons): MISO_W
ReportingType | 2015 | 2020 | 2025 | 2030 | 2035 | 2040
BM | 0 | 0 | 0 | 0 | 0 | 0
CC | 0 | 0 | 0 | 0 | 0 | 0
CSP | 0 | 0 | 0 | 0 | 0 | 0
CT | 0 | 0 | 0 | 0 | 0 | 0
Coal | 0.08 | 0.02 | 0 | 0 | 0 | 0
Geo | 0 | 0 | 0 | 0 | 0 | 0
H | 0 | 0 | 0 | 0 | 0 | 0
LFG | 0 | 0 | 0 | 0 | 0 | 0
Nuc | 0 | 0 | 0 | 0 | 0 | 0
PS | 0 | 0 | 0 | 0 | 0 | 0
PV | 0 | 0 | 0 | 0 | 0 | 0
PeakG | 0 | 0 | 0 | 0 | 0 | 0
PeakO | 0 | 0 | 0 | 0 | 0 | 0
ST | 0 | 0 | 0 | 0 | 0 | 0
STOG | 0 | 0 | 0 | 0 | 0 | 0
STWD | 0 | 0 | 0 | 0 | 0 | 0
WT | 0 | 0 | 0 | 0 | 0 | 0
IGCC | 0 | 0 | 0 | 0 | 0 | 0
DemandResponse | 0 | 0 | 0 | 0 | 0 | 0
IGCC-CCS | 0 | 0 | 0 | 0 | 0 | 0
WT_off | 0 | 0 | 0 | 0 | 0 | 0
PseudoUnit | 0 | 0 | 0 | 0 | 0 | 0
FixedInterchange | 0 | 0 | 0 | 0 | 0 | 0
NOx Emissions (MMshortTons): MISO_WUMS
ReportingType | 2015 | 2020 | 2025 | 2030 | 2035 | 2040
BM | 0 | 0 | 0 | 0 | 0 | 0
CC | 0 | 0 | 0 | 0 | 0 | 0
CSP | 0 | 0 | 0 | 0 | 0 | 0
CT | 0 | 0 | 0 | 0 | 0 | 0
Coal | 0 | 0 | 0 | 0 | 0 | 0
Geo | 0 | 0 | 0 | 0 | 0 | 0
H | 0 | 0 | 0 | 0 | 0 | 0
LFG | 0 | 0 | 0 | 0 | 0 | 0
Nuc | 0 | 0 | 0 | 0 | 0 | 0
PS | 0 | 0 | 0 | 0 | 0 | 0
PV | 0 | 0 | 0 | 0 | 0 | 0
PeakG | 0 | 0 | 0 | 0 | 0 | 0
PeakO | 0 | 0 | 0 | 0 | 0 | 0
ST | 0 | 0 | 0 | 0 | 0 | 0
STOG | 0 | 0 | 0 | 0 | 0 | 0
STWD | 0 | 0 | 0 | 0 | 0 | 0
WT | 0 | 0 | 0 | 0 | 0 | 0
IGCC | 0 | 0 | 0 | 0 | 0 | 0
DemandResponse | 0 | 0 | 0 | 0 | 0 | 0
IGCC-CCS | 0 | 0 | 0 | 0 | 0 | 0
WT_off | 0 | 0 | 0 | 0 | 0 | 0
PseudoUnit | 0 | 0 | 0 | 0 | 0 | 0
FixedInterchange | 0 | 0 | 0 | 0 | 0 | 0
NOx Emissions (MMshortTons): Nebraska
ReportingType | 2015 | 2020 | 2025 | 2030 | 2035 | 2040
BM | 0 | 0 | 0 | 0 | 0 | 0
CC | 0 | 0 | 0 | 0 | 0 | 0
CSP | 0 | 0 | 0 | 0 | 0 | 0
CT | 0 | 0 | 0 | 0 | 0 | 0
Coal | 0.04 | 0 | 0 | 0 | 0 | 0
Geo | 0 | 0 | 0 | 0 | 0 | 0
H | 0 | 0 | 0 | 0 | 0 | 0
LFG | 0 | 0 | 0 | 0 | 0 | 0
Nuc | 0 | 0 | 0 | 0 | 0 | 0
PS | 0 | 0 | 0 | 0 | 0 | 0
PV | 0 | 0 | 0 | 0 | 0 | 0
PeakG | 0 | 0 | 0 | 0 | 0 | 0
PeakO | 0 | 0 | 0 | 0 | 0 | 0
ST | 0 | 0 | 0 | 0 | 0 | 0
STOG | 0 | 0 | 0 | 0 | 0 | 0
STWD | 0 | 0 | 0 | 0 | 0 | 0
WT | 0 | 0 | 0 | 0 | 0 | 0
IGCC | 0 | 0 | 0 | 0 | 0 | 0
DemandResponse | 0 | 0 | 0 | 0 | 0 | 0
IGCC-CCS | 0 | 0 | 0 | 0 | 0 | 0
WT_off | 0 | 0 | 0 | 0 | 0 | 0
PseudoUnit | 0 | 0 | 0 | 0 | 0 | 0
FixedInterchange | 0 | 0 | 0 | 0 | 0 | 0
NOx Emissions (MMshortTons): NEISO
ReportingType | 2015 | 2020 | 2025 | 2030 | 2035 | 2040
BM | 0 | 0 | 0 | 0 | 0 | 0
CC | 0 | 0 | 0 | 0 | 0 | 0
CSP | 0 | 0 | 0 | 0 | 0 | 0
CT | 0 | 0 | 0 | 0 | 0 | 0
Coal | 0 | 0 | 0 | 0 | 0 | 0
Geo | 0 | 0 | 0 | 0 | 0 | 0
H | 0 | 0 | 0 | 0 | 0 | 0
LFG | 0 | 0 | 0 | 0 | 0 | 0
Nuc | 0 | 0 | 0 | 0 | 0 | 0
PS | 0 | 0 | 0 | 0 | 0 | 0
PV | 0 | 0 | 0 | 0 | 0 | 0
PeakG | 0 | 0 | 0 | 0 | 0 | 0
PeakO | 0 | 0 | 0 | 0 | 0 | 0
ST | 0 | 0 | 0 | 0 | 0 | 0
STOG | 0 | 0 | 0 | 0 | 0 | 0
STWD | 0 | 0 | 0 | 0 | 0 | 0
WT | 0 | 0 | 0 | 0 | 0 | 0
IGCC | 0 | 0 | 0 | 0 | 0 | 0
DemandResponse | 0 | 0 | 0 | 0 | 0 | 0
IGCC-CCS | 0 | 0 | 0 | 0 | 0 | 0
WT_off | 0 | 0 | 0 | 0 | 0 | 0
PseudoUnit | 0 | 0 | 0 | 0 | 0 | 0
FixedInterchange | 0 | 0 | 0 | 0 | 0 | 0
NOx Emissions (MMshortTons): NonRTO_Midwest
ReportingType | 2015 | 2020 | 2025 | 2030 | 2035 | 2040
BM | 0 | 0 | 0 | 0 | 0 | 0
CC | 0 | 0 | 0 | 0 | 0 | 0
CSP | 0 | 0 | 0 | 0 | 0 | 0
CT | 0 | 0 | 0 | 0 | 0 | 0
Coal | 0.04 | 0 | 0 | 0 | 0 | 0
Geo | 0 | 0 | 0 | 0 | 0 | 0
H | 0 | 0 | 0 | 0 | 0 | 0
LFG | 0 | 0 | 0 | 0 | 0 | 0
Nuc | 0 | 0 | 0 | 0 | 0 | 0
PS | 0 | 0 | 0 | 0 | 0 | 0
PV | 0 | 0 | 0 | 0 | 0 | 0
PeakG | 0 | 0 | 0 | 0 | 0 | 0
PeakO | 0 | 0 | 0 | 0 | 0 | 0
ST | 0 | 0 | 0 | 0 | 0 | 0
STOG | 0 | 0 | 0 | 0 | 0 | 0
STWD | 0 | 0 | 0 | 0 | 0 | 0
WT | 0 | 0 | 0 | 0 | 0 | 0
IGCC | 0 | 0 | 0 | 0 | 0 | 0
DemandResponse | 0 | 0 | 0 | 0 | 0 | 0
IGCC-CCS | 0 | 0 | 0 | 0 | 0 | 0
WT_off | 0 | 0 | 0 | 0 | 0 | 0
PseudoUnit | 0 | 0 | 0 | 0 | 0 | 0
FixedInterchange | 0 | 0 | 0 | 0 | 0 | 0
NOx Emissions (MMshortTons): NYISO_A-F
ReportingType | 2015 | 2020 | 2025 | 2030 | 2035 | 2040
BM | 0 | 0 | 0 | 0 | 0 | 0
CC | 0 | 0 | 0 | 0 | 0 | 0
CSP | 0 | 0 | 0 | 0 | 0 | 0
CT | 0 | 0 | 0 | 0 | 0 | 0
Coal | 0 | 0 | 0 | 0 | 0 | 0
Geo | 0 | 0 | 0 | 0 | 0 | 0
H | 0 | 0 | 0 | 0 | 0 | 0
LFG | 0 | 0 | 0 | 0 | 0 | 0
Nuc | 0 | 0 | 0 | 0 | 0 | 0
PS | 0 | 0 | 0 | 0 | 0 | 0
PV | 0 | 0 | 0 | 0 | 0 | 0
PeakG | 0 | 0 | 0 | 0 | 0 | 0
PeakO | 0 | 0 | 0 | 0 | 0 | 0
ST | 0 | 0 | 0 | 0 | 0 | 0
STOG | 0 | 0 | 0 | 0 | 0 | 0
STWD | 0 | 0 | 0 | 0 | 0 | 0
WT | 0 | 0 | 0 | 0 | 0 | 0
IGCC | 0 | 0 | 0 | 0 | 0 | 0
DemandResponse | 0 | 0 | 0 | 0 | 0 | 0
IGCC-CCS | 0 | 0 | 0 | 0 | 0 | 0
WT_off | 0 | 0 | 0 | 0 | 0 | 0
PseudoUnit | 0 | 0 | 0 | 0 | 0 | 0
FixedInterchange | 0 | 0 | 0 | 0 | 0 | 0
NOx Emissions (MMshortTons): NYISO_G-I
ReportingType | 2015 | 2020 | 2025 | 2030 | 2035 | 2040
BM | 0 | 0 | 0 | 0 | 0 | 0
CC | 0 | 0 | 0 | 0 | 0 | 0
CSP | 0 | 0 | 0 | 0 | 0 | 0
CT | 0 | 0 | 0 | 0 | 0 | 0
Coal | 0 | 0 | 0 | 0 | 0 | 0
Geo | 0 | 0 | 0 | 0 | 0 | 0
H | 0 | 0 | 0 | 0 | 0 | 0
LFG | 0 | 0 | 0 | 0 | 0 | 0
Nuc | 0 | 0 | 0 | 0 | 0 | 0
PS | 0 | 0 | 0 | 0 | 0 | 0
PV | 0 | 0 | 0 | 0 | 0 | 0
PeakG | 0 | 0 | 0 | 0 | 0 | 0
PeakO | 0 | 0 | 0 | 0 | 0 | 0
ST | 0 | 0 | 0 | 0 | 0 | 0
STOG | 0 | 0 | 0 | 0 | 0 | 0
STWD | 0 | 0 | 0 | 0 | 0 | 0
WT | 0 | 0 | 0 | 0 | 0 | 0
IGCC | 0 | 0 | 0 | 0 | 0 | 0
DemandResponse | 0 | 0 | 0 | 0 | 0 | 0
IGCC-CCS | 0 | 0 | 0 | 0 | 0 | 0
WT_off | 0 | 0 | 0 | 0 | 0 | 0
PseudoUnit | 0 | 0 | 0 | 0 | 0 | 0
FixedInterchange | 0 | 0 | 0 | 0 | 0 | 0
NOx Emissions (MMshortTons): NYISO_J-K
ReportingType | 2015 | 2020 | 2025 | 2030 | 2035 | 2040
BM | 0 | 0 | 0 | 0 | 0 | 0
CC | 0 | 0 | 0 | 0 | 0 | 0
CSP | 0 | 0 | 0 | 0 | 0 | 0
CT | 0 | 0 | 0 | 0 | 0 | 0
Coal | 0 | 0 | 0 | 0 | 0 | 0
Geo | 0 | 0 | 0 | 0 | 0 | 0
H | 0 | 0 | 0 | 0 | 0 | 0
LFG | 0 | 0 | 0 | 0 | 0 | 0
Nuc | 0 | 0 | 0 | 0 | 0 | 0
PS | 0 | 0 | 0 | 0 | 0 | 0
PV | 0 | 0 | 0 | 0 | 0 | 0
PeakG | 0 | 0 | 0 | 0 | 0 | 0
PeakO | 0 | 0 | 0 | 0 | 0 | 0
ST | 0 | 0 | 0 | 0 | 0 | 0
STOG | 0 | 0 | 0 | 0 | 0 | 0
STWD | 0 | 0 | 0 | 0 | 0 | 0
WT | 0 | 0 | 0 | 0 | 0 | 0
IGCC | 0 | 0 | 0 | 0 | 0 | 0
DemandResponse | 0 | 0 | 0 | 0 | 0 | 0
IGCC-CCS | 0 | 0 | 0 | 0 | 0 | 0
WT_off | 0 | 0 | 0 | 0 | 0 | 0
PseudoUnit | 0 | 0 | 0 | 0 | 0 | 0
FixedInterchange | 0 | 0 | 0 | 0 | 0 | 0
NOx Emissions (MMshortTons): PJM_E
ReportingType | 2015 | 2020 | 2025 | 2030 | 2035 | 2040
BM | 0 | 0 | 0 | 0 | 0 | 0
CC | 0 | 0 | 0 | 0 | 0 | 0
CSP | 0 | 0 | 0 | 0 | 0 | 0
CT | 0 | 0 | 0 | 0 | 0 | 0
Coal | 0 | 0 | 0 | 0 | 0 | 0
Geo | 0 | 0 | 0 | 0 | 0 | 0
H | 0 | 0 | 0 | 0 | 0 | 0
LFG | 0 | 0 | 0 | 0 | 0 | 0
Nuc | 0 | 0 | 0 | 0 | 0 | 0
PS | 0 | 0 | 0 | 0 | 0 | 0
PV | 0 | 0 | 0 | 0 | 0 | 0
PeakG | 0 | 0 | 0 | 0 | 0 | 0
PeakO | 0 | 0 | 0 | 0 | 0 | 0
ST | 0 | 0 | 0 | 0 | 0 | 0
STOG | 0 | 0 | 0 | 0 | 0 | 0
STWD | 0 | 0 | 0 | 0 | 0 | 0
WT | 0 | 0 | 0 | 0 | 0 | 0
IGCC | 0 | 0 | 0 | 0 | 0 | 0
DemandResponse | 0 | 0 | 0 | 0 | 0 | 0
IGCC-CCS | 0 | 0 | 0 | 0 | 0 | 0
WT_off | 0 | 0 | 0 | 0 | 0 | 0
PseudoUnit | 0 | 0 | 0 | 0 | 0 | 0
FixedInterchange | 0 | 0 | 0 | 0 | 0 | 0
NOx Emissions (MMshortTons): PJM_ROM
ReportingType | 2015 | 2020 | 2025 | 2030 | 2035 | 2040
BM | 0 | 0 | 0 | 0 | 0 | 0
CC | 0 | 0 | 0 | 0 | 0 | 0.01
CSP | 0 | 0 | 0 | 0 | 0 | 0
CT | 0 | 0 | 0 | 0 | 0 | 0
Coal | 0.01 | 0 | 0 | 0 | 0 | 0
Geo | 0 | 0 | 0 | 0 | 0 | 0
H | 0 | 0 | 0 | 0 | 0 | 0
LFG | 0 | 0 | 0 | 0 | 0 | 0
Nuc | 0 | 0 | 0 | 0 | 0 | 0
PS | 0 | 0 | 0 | 0 | 0 | 0
PV | 0 | 0 | 0 | 0 | 0 | 0
PeakG | 0 | 0 | 0 | 0 | 0 | 0
PeakO | 0 | 0 | 0 | 0 | 0 | 0
ST | 0 | 0 | 0 | 0 | 0 | 0
STOG | 0 | 0 | 0 | 0 | 0 | 0
STWD | 0 | 0 | 0 | 0 | 0 | 0
WT | 0 | 0 | 0 | 0 | 0 | 0
IGCC | 0 | 0 | 0 | 0 | 0 | 0
DemandResponse | 0 | 0 | 0 | 0 | 0 | 0
IGCC-CCS | 0 | 0 | 0 | 0 | 0 | 0
WT_off | 0 | 0 | 0 | 0 | 0 | 0
PseudoUnit | 0 | 0 | 0 | 0 | 0 | 0
FixedInterchange | 0 | 0 | 0 | 0 | 0 | 0
NOx Emissions (MMshortTons): PJM_ROR
ReportingType | 2015 | 2020 | 2025 | 2030 | 2035 | 2040
BM | 0 | 0 | 0 | 0 | 0 | 0
CC | 0.01 | 0.02 | 0.02 | 0.02 | 0.02 | 0.02
CSP | 0 | 0 | 0 | 0 | 0 | 0
CT | 0 | 0 | 0 | 0 | 0 | 0
Coal | 0.14 | 0.01 | 0 | 0 | 0 | 0
Geo | 0 | 0 | 0 | 0 | 0 | 0
H | 0 | 0 | 0 | 0 | 0 | 0
LFG | 0 | 0 | 0 | 0 | 0 | 0
Nuc | 0 | 0 | 0 | 0 | 0 | 0
PS | 0 | 0 | 0 | 0 | 0 | 0
PV | 0 | 0 | 0 | 0 | 0 | 0
PeakG | 0 | 0 | 0 | 0 | 0 | 0
PeakO | 0 | 0 | 0 | 0 | 0 | 0
ST | 0 | 0 | 0 | 0 | 0 | 0
STOG | 0 | 0 | 0 | 0 | 0 | 0
STWD | 0 | 0 | 0 | 0 | 0 | 0
WT | 0 | 0 | 0 | 0 | 0 | 0
IGCC | 0 | 0 | 0 | 0 | 0 | 0
DemandResponse | 0 | 0 | 0 | 0 | 0 | 0
IGCC-CCS | 0 | 0 | 0 | 0 | 0 | 0
WT_off | 0 | 0 | 0 | 0 | 0 | 0
PseudoUnit | 0 | 0 | 0 | 0 | 0 | 0
FixedInterchange | 0 | 0 | 0 | 0 | 0 | 0
NOx Emissions (MMshortTons): SOCO
ReportingType | 2015 | 2020 | 2025 | 2030 | 2035 | 2040
BM | 0 | 0 | 0 | 0 | 0 | 0
CC | 0.01 | 0.01 | 0.01 | 0.01 | 0.01 | 0.01
CSP | 0 | 0 | 0 | 0 | 0 | 0
CT | 0 | 0 | 0 | 0 | 0 | 0
Coal | 0.03 | 0 | 0 | 0 | 0 | 0
Geo | 0 | 0 | 0 | 0 | 0 | 0
H | 0 | 0 | 0 | 0 | 0 | 0
LFG | 0 | 0 | 0 | 0 | 0 | 0
Nuc | 0 | 0 | 0 | 0 | 0 | 0
PS | 0 | 0 | 0 | 0 | 0 | 0
PV | 0 | 0 | 0 | 0 | 0 | 0
PeakG | 0 | 0 | 0 | 0 | 0 | 0
PeakO | 0 | 0 | 0 | 0 | 0 | 0
ST | 0 | 0 | 0 | 0 | 0 | 0
STOG | 0 | 0 | 0 | 0 | 0 | 0
STWD | 0 | 0 | 0 | 0 | 0 | 0
WT | 0 | 0 | 0 | 0 | 0 | 0
IGCC | 0 | 0 | 0 | 0 | 0 | 0
DemandResponse | 0 | 0 | 0 | 0 | 0 | 0
IGCC-CCS | 0 | 0 | 0 | 0 | 0 | 0
WT_off | 0 | 0 | 0 | 0 | 0 | 0
PseudoUnit | 0 | 0 | 0 | 0 | 0 | 0
FixedInterchange | 0 | 0 | 0 | 0 | 0 | 0
NOx Emissions (MMshortTons): SPP_N
ReportingType | 2015 | 2020 | 2025 | 2030 | 2035 | 2040
BM | 0 | 0 | 0 | 0 | 0 | 0
CC | 0 | 0 | 0 | 0 | 0 | 0
CSP | 0 | 0 | 0 | 0 | 0 | 0
CT | 0 | 0 | 0 | 0 | 0 | 0
Coal | 0.06 | 0.01 | 0 | 0 | 0 | 0
Geo | 0 | 0 | 0 | 0 | 0 | 0
H | 0 | 0 | 0 | 0 | 0 | 0
LFG | 0 | 0 | 0 | 0 | 0 | 0
Nuc | 0 | 0 | 0 | 0 | 0 | 0
PS | 0 | 0 | 0 | 0 | 0 | 0
PV | 0 | 0 | 0 | 0 | 0 | 0
PeakG | 0 | 0 | 0 | 0 | 0 | 0
PeakO | 0 | 0 | 0 | 0 | 0 | 0
ST | 0 | 0 | 0 | 0 | 0 | 0
STOG | 0 | 0 | 0 | 0 | 0 | 0
STWD | 0 | 0 | 0 | 0 | 0 | 0
WT | 0 | 0 | 0 | 0 | 0 | 0
IGCC | 0 | 0 | 0 | 0 | 0 | 0
DemandResponse | 0 | 0 | 0 | 0 | 0 | 0
IGCC-CCS | 0 | 0 | 0 | 0 | 0 | 0
WT_off | 0 | 0 | 0 | 0 | 0 | 0
PseudoUnit | 0 | 0 | 0 | 0 | 0 | 0
FixedInterchange | 0 | 0 | 0 | 0 | 0 | 0
NOx Emissions (MMshortTons): SPP_S
ReportingType | 2015 | 2020 | 2025 | 2030 | 2035 | 2040
BM | 0 | 0 | 0 | 0 | 0 | 0
CC | 0 | 0 | 0 | 0 | 0 | 0
CSP | 0 | 0 | 0 | 0 | 0 | 0
CT | 0 | 0 | 0 | 0 | 0 | 0
Coal | 0.09 | 0 | 0 | 0 | 0 | 0
Geo | 0 | 0 | 0 | 0 | 0 | 0
H | 0 | 0 | 0 | 0 | 0 | 0
LFG | 0 | 0 | 0 | 0 | 0 | 0
Nuc | 0 | 0 | 0 | 0 | 0 | 0
PS | 0 | 0 | 0 | 0 | 0 | 0
PV | 0 | 0 | 0 | 0 | 0 | 0
PeakG | 0 | 0 | 0 | 0 | 0 | 0
PeakO | 0 | 0 | 0 | 0 | 0 | 0
ST | 0 | 0 | 0 | 0 | 0 | 0
STOG | 0 | 0 | 0 | 0 | 0 | 0
STWD | 0 | 0 | 0 | 0 | 0 | 0
WT | 0 | 0 | 0 | 0 | 0 | 0
IGCC | 0 | 0 | 0 | 0 | 0 | 0
DemandResponse | 0 | 0 | 0 | 0 | 0 | 0
IGCC-CCS | 0 | 0 | 0 | 0 | 0 | 0
WT_off | 0 | 0 | 0 | 0 | 0 | 0
PseudoUnit | 0 | 0 | 0 | 0 | 0 | 0
FixedInterchange | 0 | 0 | 0 | 0 | 0 | 0
NOx Emissions (MMshortTons): TVA
ReportingType | 2015 | 2020 | 2025 | 2030 | 2035 | 2040
BM | 0 | 0 | 0 | 0 | 0 | 0
CC | 0 | 0 | 0 | 0 | 0 | 0
CSP | 0 | 0 | 0 | 0 | 0 | 0
CT | 0 | 0 | 0 | 0 | 0 | 0
Coal | 0.02 | 0.01 | 0 | 0 | 0 | 0
Geo | 0 | 0 | 0 | 0 | 0 | 0
H | 0 | 0 | 0 | 0 | 0 | 0
LFG | 0 | 0 | 0 | 0 | 0 | 0
Nuc | 0 | 0 | 0 | 0 | 0 | 0
PS | 0 | 0 | 0 | 0 | 0 | 0
PV | 0 | 0 | 0 | 0 | 0 | 0
PeakG | 0 | 0 | 0 | 0 | 0 | 0
PeakO | 0 | 0 | 0 | 0 | 0 | 0
ST | 0 | 0 | 0 | 0 | 0 | 0
STOG | 0 | 0 | 0 | 0 | 0 | 0
STWD | 0 | 0 | 0 | 0 | 0 | 0
WT | 0 | 0 | 0 | 0 | 0 | 0
IGCC | 0 | 0 | 0 | 0 | 0 | 0
DemandResponse | 0 | 0 | 0 | 0 | 0 | 0
IGCC-CCS | 0 | 0 | 0 | 0 | 0 | 0
WT_off | 0 | 0 | 0 | 0 | 0 | 0
PseudoUnit | 0 | 0 | 0 | 0 | 0 | 0
FixedInterchange | 0 | 0 | 0 | 0 | 0 | 0
NOx Emissions (MMshortTons): TVA_Transmission
ReportingType | 2015 | 2020 | 2025 | 2030 | 2035 | 2040
BM | 0 | 0 | 0 | 0 | 0 | 0
CC | 0 | 0 | 0 | 0 | 0 | 0
CSP | 0 | 0 | 0 | 0 | 0 | 0
CT | 0 | 0 | 0 | 0 | 0 | 0
Coal | 0 | 0 | 0 | 0 | 0 | 0
Geo | 0 | 0 | 0 | 0 | 0 | 0
H | 0 | 0 | 0 | 0 | 0 | 0
LFG | 0 | 0 | 0 | 0 | 0 | 0
Nuc | 0 | 0 | 0 | 0 | 0 | 0
PS | 0 | 0 | 0 | 0 | 0 | 0
PV | 0 | 0 | 0 | 0 | 0 | 0
PeakG | 0 | 0 | 0 | 0 | 0 | 0
PeakO | 0 | 0 | 0 | 0 | 0 | 0
ST | 0 | 0 | 0 | 0 | 0 | 0
STOG | 0 | 0 | 0 | 0 | 0 | 0
STWD | 0 | 0 | 0 | 0 | 0 | 0
WT | 0 | 0 | 0 | 0 | 0 | 0
IGCC | 0 | 0 | 0 | 0 | 0 | 0
DemandResponse | 0 | 0 | 0 | 0 | 0 | 0
IGCC-CCS | 0 | 0 | 0 | 0 | 0 | 0
WT_off | 0 | 0 | 0 | 0 | 0 | 0
PseudoUnit | 0 | 0 | 0 | 0 | 0 | 0
FixedInterchange | 0 | 0 | 0 | 0 | 0 | 0
NOx Emissions (MMshortTons): VACAR
ReportingType | 2015 | 2020 | 2025 | 2030 | 2035 | 2040
BM | 0 | 0 | 0 | 0 | 0 | 0
CC | 0.01 | 0.01 | 0.01 | 0.01 | 0.01 | 0
CSP | 0 | 0 | 0 | 0 | 0 | 0
CT | 0 | 0 | 0 | 0 | 0 | 0
Coal | 0.01 | 0 | 0 | 0 | 0 | 0
Geo | 0 | 0 | 0 | 0 | 0 | 0
H | 0 | 0 | 0 | 0 | 0 | 0
LFG | 0 | 0 | 0 | 0 | 0 | 0
Nuc | 0 | 0 | 0 | 0 | 0 | 0
PS | 0 | 0 | 0 | 0 | 0 | 0
PV | 0 | 0 | 0 | 0 | 0 | 0
PeakG | 0 | 0 | 0 | 0 | 0 | 0
PeakO | 0 | 0 | 0 | 0 | 0 | 0
ST | 0 | 0 | 0 | 0 | 0 | 0
STOG | 0 | 0 | 0 | 0 | 0 | 0
STWD | 0 | 0 | 0 | 0 | 0 | 0
WT | 0 | 0 | 0 | 0 | 0 | 0
IGCC | 0 | 0 | 0 | 0 | 0 | 0
DemandResponse | 0 | 0 | 0 | 0 | 0 | 0
IGCC-CCS | 0 | 0 | 0 | 0 | 0 | 0
WT_off | 0 | 0 | 0 | 0 | 0 | 0
PseudoUnit | 0 | 0 | 0 | 0 | 0 | 0
FixedInterchange | 0 | 0 | 0 | 0 | 0 | 0
NOx Emissions (MMshortTons): IESO
ReportingType | 2015 | 2020 | 2025 | 2030 | 2035 | 2040
BM | 0 | 0 | 0 | 0 | 0 | 0
CC | 0 | 0 | 0 | 0 | 0 | 0
CSP | 0 | 0 | 0 | 0 | 0 | 0
CT | 0 | 0 | 0 | 0 | 0 | 0
Coal | 0 | 0 | 0 | 0 | 0 | 0
Geo | 0 | 0 | 0 | 0 | 0 | 0
H | 0 | 0 | 0 | 0 | 0 | 0
LFG | 0 | 0 | 0 | 0 | 0 | 0
Nuc | 0 | 0 | 0 | 0 | 0 | 0
PS | 0 | 0 | 0 | 0 | 0 | 0
PV | 0 | 0 | 0 | 0 | 0 | 0
PeakG | 0 | 0 | 0 | 0 | 0 | 0
PeakO | 0 | 0 | 0 | 0 | 0 | 0
ST | 0 | 0 | 0 | 0 | 0 | 0
STOG | 0 | 0 | 0 | 0 | 0 | 0
STWD | 0 | 0 | 0 | 0 | 0 | 0
WT | 0 | 0 | 0 | 0 | 0 | 0
IGCC | 0 | 0 | 0 | 0 | 0 | 0
DemandResponse | 0 | 0 | 0 | 0 | 0 | 0
IGCC-CCS | 0 | 0 | 0 | 0 | 0 | 0
WT_off | 0 | 0 | 0 | 0 | 0 | 0
PseudoUnit | 0 | 0 | 0 | 0 | 0 | 0
FixedInterchange | 0 | 0 | 0 | 0 | 0 | 0
NOx Emissions (MMshortTons): MAPP_CA
ReportingType | 2015 | 2020 | 2025 | 2030 | 2035 | 2040
BM | 0 | 0 | 0 | 0 | 0 | 0
CC | 0 | 0 | 0 | 0 | 0 | 0
CSP | 0 | 0 | 0 | 0 | 0 | 0
CT | 0 | 0 | 0 | 0 | 0 | 0
Coal | 0 | 0 | 0 | 0 | 0 | 0
Geo | 0 | 0 | 0 | 0 | 0 | 0
H | 0 | 0 | 0 | 0 | 0 | 0
LFG | 0 | 0 | 0 | 0 | 0 | 0
Nuc | 0 | 0 | 0 | 0 | 0 | 0
PS | 0 | 0 | 0 | 0 | 0 | 0
PV | 0 | 0 | 0 | 0 | 0 | 0
PeakG | 0 | 0 | 0 | 0 | 0 | 0
PeakO | 0 | 0 | 0 | 0 | 0 | 0
ST | 0 | 0 | 0 | 0 | 0 | 0
STOG | 0 | 0 | 0 | 0 | 0 | 0
STWD | 0 | 0 | 0 | 0 | 0 | 0
WT | 0 | 0 | 0 | 0 | 0 | 0
IGCC | 0 | 0 | 0 | 0 | 0 | 0
DemandResponse | 0 | 0 | 0 | 0 | 0 | 0
IGCC-CCS | 0 | 0 | 0 | 0 | 0 | 0
WT_off | 0 | 0 | 0 | 0 | 0 | 0
PseudoUnit | 0 | 0 | 0 | 0 | 0 | 0
FixedInterchange | 0 | 0 | 0 | 0 | 0 | 0
NOx Emissions (MMshortTons): AZ_NM_SNV_Coal
ReportingType | 2015 | 2020 | 2025 | 2030 | 2035 | 2040
BM | 0 | 0 | 0 | 0 | 0 | 0
CC | 0 | 0 | 0 | 0 | 0 | 0
CSP | 0 | 0 | 0 | 0 | 0 | 0
CT | 0 | 0 | 0 | 0 | 0 | 0
Coal | 0.08 | 0.07 | 0.01 | 0 | 0 | 0
Geo | 0 | 0 | 0 | 0 | 0 | 0
H | 0 | 0 | 0 | 0 | 0 | 0
LFG | 0 | 0 | 0 | 0 | 0 | 0
Nuc | 0 | 0 | 0 | 0 | 0 | 0
PS | 0 | 0 | 0 | 0 | 0 | 0
PV | 0 | 0 | 0 | 0 | 0 | 0
PeakG | 0 | 0 | 0 | 0 | 0 | 0
PeakO | 0 | 0 | 0 | 0 | 0 | 0
ST | 0 | 0 | 0 | 0 | 0 | 0
STOG | 0 | 0 | 0 | 0 | 0 | 0
STWD | 0 | 0 | 0 | 0 | 0 | 0
WT | 0 | 0 | 0 | 0 | 0 | 0
IGCC | 0 | 0 | 0 | 0 | 0 | 0
DemandResponse | 0 | 0 | 0 | 0 | 0 | 0
IGCC-CCS | 0 | 0 | 0 | 0 | 0 | 0
WT_off | 0 | 0 | 0 | 0 | 0 | 0
PseudoUnit | 0 | 0 | 0 | 0 | 0 | 0
FixedInterchange | 0 | 0 | 0 | 0 | 0 | 0
NOx Emissions (MMshortTons): AZ_NM_SNV_Gas
ReportingType | 2015 | 2020 | 2025 | 2030 | 2035 | 2040
BM | 0 | 0 | 0 | 0 | 0 | 0
CC | 0 | 0 | 0.01 | 0 | 0 | 0
CSP | 0 | 0 | 0 | 0 | 0 | 0
CT | 0 | 0 | 0 | 0 | 0 | 0
Coal | 0 | 0 | 0 | 0 | 0 | 0
Geo | 0 | 0 | 0 | 0 | 0 | 0
H | 0 | 0 | 0 | 0 | 0 | 0
LFG | 0 | 0 | 0 | 0 | 0 | 0
Nuc | 0 | 0 | 0 | 0 | 0 | 0
PS | 0 | 0 | 0 | 0 | 0 | 0
PV | 0 | 0 | 0 | 0 | 0 | 0
PeakG | 0 | 0 | 0 | 0 | 0 | 0
PeakO | 0 | 0 | 0 | 0 | 0 | 0
ST | 0 | 0 | 0 | 0 | 0 | 0
STOG | 0 | 0 | 0 | 0 | 0 | 0
STWD | 0 | 0 | 0 | 0 | 0 | 0
WT | 0 | 0 | 0 | 0 | 0 | 0
IGCC | 0 | 0 | 0 | 0 | 0 | 0
DemandResponse | 0 | 0 | 0 | 0 | 0 | 0
IGCC-CCS | 0 | 0 | 0 | 0 | 0 | 0
WT_off | 0 | 0 | 0 | 0 | 0 | 0
PseudoUnit | 0 | 0 | 0 | 0 | 0 | 0
FixedInterchange | 0 | 0 | 0 | 0 | 0 | 0
NOx Emissions (MMshortTons): AZ_NM_SNV_NucRenew
ReportingType | 2015 | 2020 | 2025 | 2030 | 2035 | 2040
BM | 0 | 0 | 0 | 0 | 0 | 0
CC | 0 | 0 | 0 | 0 | 0 | 0
CSP | 0 | 0 | 0 | 0 | 0 | 0
CT | 0 | 0 | 0 | 0 | 0 | 0
Coal | 0 | 0 | 0 | 0 | 0 | 0
Geo | 0 | 0 | 0 | 0 | 0 | 0
H | 0 | 0 | 0 | 0 | 0 | 0
LFG | 0 | 0 | 0 | 0 | 0 | 0
Nuc | 0 | 0 | 0 | 0 | 0 | 0
PS | 0 | 0 | 0 | 0 | 0 | 0
PV | 0 | 0 | 0 | 0 | 0 | 0
PeakG | 0 | 0 | 0 | 0 | 0 | 0
PeakO | 0 | 0 | 0 | 0 | 0 | 0
ST | 0 | 0 | 0 | 0 | 0 | 0
STOG | 0 | 0 | 0 | 0 | 0 | 0
STWD | 0 | 0 | 0 | 0 | 0 | 0
WT | 0 | 0 | 0 | 0 | 0 | 0
IGCC | 0 | 0 | 0 | 0 | 0 | 0
DemandResponse | 0 | 0 | 0 | 0 | 0 | 0
IGCC-CCS | 0 | 0 | 0 | 0 | 0 | 0
WT_off | 0 | 0 | 0 | 0 | 0 | 0
PseudoUnit | 0 | 0 | 0 | 0 | 0 | 0
FixedInterchange | 0 | 0 | 0 | 0 | 0 | 0
NOx Emissions (MMshortTons): ERCOT
ReportingType | 2015 | 2020 | 2025 | 2030 | 2035 | 2040
BM | 0 | 0 | 0 | 0 | 0 | 0
CC | 0.01 | 0.02 | 0.01 | 0.01 | 0.01 | 0.01
CSP | 0 | 0 | 0 | 0 | 0 | 0
CT | 0 | 0 | 0 | 0 | 0 | 0
Coal | 0.01 | 0.01 | 0 | 0 | 0 | 0
Geo | 0 | 0 | 0 | 0 | 0 | 0
H | 0 | 0 | 0 | 0 | 0 | 0
LFG | 0 | 0 | 0 | 0 | 0 | 0
Nuc | 0 | 0 | 0 | 0 | 0 | 0
PS | 0 | 0 | 0 | 0 | 0 | 0
PV | 0 | 0 | 0 | 0 | 0 | 0
PeakG | 0 | 0 | 0 | 0 | 0 | 0
PeakO | 0 | 0 | 0 | 0 | 0 | 0
ST | 0 | 0 | 0 | 0 | 0 | 0
STOG | 0 | 0 | 0 | 0 | 0 | 0
STWD | 0 | 0 | 0 | 0 | 0 | 0
WT | 0 | 0 | 0 | 0 | 0 | 0
IGCC | 0 | 0 | 0 | 0 | 0 | 0
DemandResponse | 0 | 0 | 0 | 0 | 0 | 0
IGCC-CCS | 0 | 0 | 0 | 0 | 0 | 0
WT_off | 0 | 0 | 0 | 0 | 0 | 0
PseudoUnit | 0 | 0 | 0 | 0 | 0 | 0
FixedInterchange | 0 | 0 | 0 | 0 | 0 | 0
NOx Emissions (MMshortTons): NP15
ReportingType | 2015 | 2020 | 2025 | 2030 | 2035 | 2040
BM | 0 | 0 | 0 | 0 | 0 | 0
CC | 0 | 0 | 0 | 0 | 0 | 0
CSP | 0 | 0 | 0 | 0 | 0 | 0
CT | 0 | 0 | 0 | 0 | 0 | 0
Coal | 0 | 0 | 0 | 0 | 0 | 0
Geo | 0 | 0 | 0 | 0 | 0 | 0
H | 0 | 0 | 0 | 0 | 0 | 0
LFG | 0 | 0 | 0 | 0 | 0 | 0
Nuc | 0 | 0 | 0 | 0 | 0 | 0
PS | 0 | 0 | 0 | 0 | 0 | 0
PV | 0 | 0 | 0 | 0 | 0 | 0
PeakG | 0 | 0 | 0 | 0 | 0 | 0
PeakO | 0 | 0 | 0 | 0 | 0 | 0
ST | 0 | 0 | 0 | 0 | 0 | 0
STOG | 0 | 0 | 0 | 0 | 0 | 0
STWD | 0 | 0 | 0 | 0 | 0 | 0
WT | 0 | 0 | 0 | 0 | 0 | 0
IGCC | 0 | 0 | 0 | 0 | 0 | 0
DemandResponse | 0 | 0 | 0 | 0 | 0 | 0
IGCC-CCS | 0 | 0 | 0 | 0 | 0 | 0
WT_off | 0 | 0 | 0 | 0 | 0 | 0
PseudoUnit | 0 | 0 | 0 | 0 | 0 | 0
FixedInterchange | 0 | 0 | 0 | 0 | 0 | 0
NOx Emissions (MMshortTons): NWPP_Coal
ReportingType | 2015 | 2020 | 2025 | 2030 | 2035 | 2040
BM | 0 | 0 | 0 | 0 | 0 | 0
CC | 0 | 0 | 0 | 0 | 0 | 0
CSP | 0 | 0 | 0 | 0 | 0 | 0
CT | 0 | 0 | 0 | 0 | 0 | 0
Coal | 0.07 | 0.05 | 0 | 0 | 0 | 0
Geo | 0 | 0 | 0 | 0 | 0 | 0
H | 0 | 0 | 0 | 0 | 0 | 0
LFG | 0 | 0 | 0 | 0 | 0 | 0
Nuc | 0 | 0 | 0 | 0 | 0 | 0
PS | 0 | 0 | 0 | 0 | 0 | 0
PV | 0 | 0 | 0 | 0 | 0 | 0
PeakG | 0 | 0 | 0 | 0 | 0 | 0
PeakO | 0 | 0 | 0 | 0 | 0 | 0
ST | 0 | 0 | 0 | 0 | 0 | 0
STOG | 0 | 0 | 0 | 0 | 0 | 0
STWD | 0 | 0 | 0 | 0 | 0 | 0
WT | 0 | 0 | 0 | 0 | 0 | 0
IGCC | 0 | 0 | 0 | 0 | 0 | 0
DemandResponse | 0 | 0 | 0 | 0 | 0 | 0
IGCC-CCS | 0 | 0 | 0 | 0 | 0 | 0
WT_off | 0 | 0 | 0 | 0 | 0 | 0
PseudoUnit | 0 | 0 | 0 | 0 | 0 | 0
FixedInterchange | 0 | 0 | 0 | 0 | 0 | 0
NOx Emissions (MMshortTons): NWPP_Gas
ReportingType | 2015 | 2020 | 2025 | 2030 | 2035 | 2040
BM | 0 | 0 | 0 | 0 | 0 | 0
CC | 0 | 0 | 0 | 0 | 0 | 0
CSP | 0 | 0 | 0 | 0 | 0 | 0
CT | 0 | 0 | 0 | 0 | 0 | 0
Coal | 0 | 0 | 0 | 0 | 0 | 0
Geo | 0 | 0 | 0 | 0 | 0 | 0
H | 0 | 0 | 0 | 0 | 0 | 0
LFG | 0 | 0 | 0 | 0 | 0 | 0
Nuc | 0 | 0 | 0 | 0 | 0 | 0
PS | 0 | 0 | 0 | 0 | 0 | 0
PV | 0 | 0 | 0 | 0 | 0 | 0
PeakG | 0 | 0 | 0 | 0 | 0 | 0
PeakO | 0 | 0 | 0 | 0 | 0 | 0
ST | 0 | 0 | 0 | 0 | 0 | 0
STOG | 0 | 0 | 0 | 0 | 0 | 0
STWD | 0 | 0 | 0 | 0 | 0 | 0
WT | 0 | 0 | 0 | 0 | 0 | 0
IGCC | 0 | 0 | 0 | 0 | 0 | 0
DemandResponse | 0 | 0 | 0 | 0 | 0 | 0
IGCC-CCS | 0 | 0 | 0 | 0 | 0 | 0
WT_off | 0 | 0 | 0 | 0 | 0 | 0
PseudoUnit | 0 | 0 | 0 | 0 | 0 | 0
FixedInterchange | 0 | 0 | 0 | 0 | 0 | 0
NOx Emissions (MMshortTons): NWPP_NucRenew
ReportingType | 2015 | 2020 | 2025 | 2030 | 2035 | 2040
BM | 0 | 0 | 0 | 0 | 0 | 0
CC | 0 | 0 | 0 | 0 | 0 | 0
CSP | 0 | 0 | 0 | 0 | 0 | 0
CT | 0 | 0 | 0 | 0 | 0 | 0
Coal | 0 | 0 | 0 | 0 | 0 | 0
Geo | 0 | 0 | 0 | 0 | 0 | 0
H | 0 | 0 | 0 | 0 | 0 | 0
LFG | 0 | 0 | 0 | 0 | 0 | 0
Nuc | 0 | 0 | 0 | 0 | 0 | 0
PS | 0 | 0 | 0 | 0 | 0 | 0
PV | 0 | 0 | 0 | 0 | 0 | 0
PeakG | 0 | 0 | 0 | 0 | 0 | 0
PeakO | 0 | 0 | 0 | 0 | 0 | 0
ST | 0 | 0 | 0 | 0 | 0 | 0
STOG | 0 | 0 | 0 | 0 | 0 | 0
STWD | 0 | 0 | 0 | 0 | 0 | 0
WT | 0 | 0 | 0 | 0 | 0 | 0
IGCC | 0 | 0 | 0 | 0 | 0 | 0
DemandResponse | 0 | 0 | 0 | 0 | 0 | 0
IGCC-CCS | 0 | 0 | 0 | 0 | 0 | 0
WT_off | 0 | 0 | 0 | 0 | 0 | 0
PseudoUnit | 0 | 0 | 0 | 0 | 0 | 0
FixedInterchange | 0 | 0 | 0 | 0 | 0 | 0
NOx Emissions (MMshortTons): RMPA
ReportingType | 2015 | 2020 | 2025 | 2030 | 2035 | 2040
BM | 0 | 0 | 0 | 0 | 0 | 0
CC | 0 | 0 | 0 | 0 | 0 | 0
CSP | 0 | 0 | 0 | 0 | 0 | 0
CT | 0 | 0 | 0 | 0 | 0 | 0
Coal | 0.05 | 0.04 | 0 | 0 | 0 | 0
Geo | 0 | 0 | 0 | 0 | 0 | 0
H | 0 | 0 | 0 | 0 | 0 | 0
LFG | 0 | 0 | 0 | 0 | 0 | 0
Nuc | 0 | 0 | 0 | 0 | 0 | 0
PS | 0 | 0 | 0 | 0 | 0 | 0
PV | 0 | 0 | 0 | 0 | 0 | 0
PeakG | 0 | 0 | 0 | 0 | 0 | 0
PeakO | 0 | 0 | 0 | 0 | 0 | 0
ST | 0 | 0 | 0 | 0 | 0 | 0
STOG | 0 | 0 | 0 | 0 | 0 | 0
STWD | 0 | 0 | 0 | 0 | 0 | 0
WT | 0 | 0 | 0 | 0 | 0 | 0
IGCC | 0 | 0 | 0 | 0 | 0 | 0
DemandResponse | 0 | 0 | 0 | 0 | 0 | 0
IGCC-CCS | 0 | 0 | 0 | 0 | 0 | 0
WT_off | 0 | 0 | 0 | 0 | 0 | 0
PseudoUnit | 0 | 0 | 0 | 0 | 0 | 0
FixedInterchange | 0 | 0 | 0 | 0 | 0 | 0
NOx Emissions (MMshortTons): SP15
ReportingType | 2015 | 2020 | 2025 | 2030 | 2035 | 2040
BM | 0 | 0 | 0 | 0 | 0 | 0
CC | 0.01 | 0.01 | 0.01 | 0.01 | 0 | 0
CSP | 0 | 0 | 0 | 0 | 0 | 0
CT | 0 | 0 | 0 | 0 | 0 | 0
Coal | 0 | 0 | 0 | 0 | 0 | 0
Geo | 0 | 0 | 0 | 0 | 0 | 0
H | 0 | 0 | 0 | 0 | 0 | 0
LFG | 0 | 0 | 0 | 0 | 0 | 0
Nuc | 0 | 0 | 0 | 0 | 0 | 0
PS | 0 | 0 | 0 | 0 | 0 | 0
PV | 0 | 0 | 0 | 0 | 0 | 0
PeakG | 0 | 0 | 0 | 0 | 0 | 0
PeakO | 0 | 0 | 0 | 0 | 0 | 0
ST | 0 | 0 | 0 | 0 | 0 | 0
STOG | 0 | 0 | 0 | 0 | 0 | 0
STWD | 0 | 0 | 0 | 0 | 0 | 0
WT | 0 | 0 | 0 | 0 | 0 | 0
IGCC | 0 | 0 | 0 | 0 | 0 | 0
DemandResponse | 0 | 0 | 0 | 0 | 0 | 0
IGCC-CCS | 0 | 0 | 0 | 0 | 0 | 0
WT_off | 0 | 0 | 0 | 0 | 0 | 0
PseudoUnit | 0 | 0 | 0 | 0 | 0 | 0
FixedInterchange | 0 | 0 | 0 | 0 | 0 | 0
NOx Emissions (MMshortTons): ALB
ReportingType | 2015 | 2020 | 2025 | 2030 | 2035 | 2040
BM | 0 | 0 | 0 | 0 | 0 | 0
CC | 0 | 0 | 0 | 0 | 0 | 0
CSP | 0 | 0 | 0 | 0 | 0 | 0
CT | 0 | 0 | 0 | 0 | 0 | 0
Coal | 0.01 | 0.01 | 0.01 | 0 | 0 | 0
Geo | 0 | 0 | 0 | 0 | 0 | 0
H | 0 | 0 | 0 | 0 | 0 | 0
LFG | 0 | 0 | 0 | 0 | 0 | 0
Nuc | 0 | 0 | 0 | 0 | 0 | 0
PS | 0 | 0 | 0 | 0 | 0 | 0
PV | 0 | 0 | 0 | 0 | 0 | 0
PeakG | 0 | 0 | 0 | 0 | 0 | 0
PeakO | 0 | 0 | 0 | 0 | 0 | 0
ST | 0 | 0 | 0 | 0 | 0 | 0
STOG | 0 | 0 | 0 | 0 | 0 | 0
STWD | 0 | 0 | 0 | 0 | 0 | 0
WT | 0 | 0 | 0 | 0 | 0 | 0
IGCC | 0 | 0 | 0 | 0 | 0 | 0
DemandResponse | 0 | 0 | 0 | 0 | 0 | 0
IGCC-CCS | 0 | 0 | 0 | 0 | 0 | 0
WT_off | 0 | 0 | 0 | 0 | 0 | 0
PseudoUnit | 0 | 0 | 0 | 0 | 0 | 0
FixedInterchange | 0 | 0 | 0 | 0 | 0 | 0
NOx Emissions (MMshortTons): BC
ReportingType | 2015 | 2020 | 2025 | 2030 | 2035 | 2040
BM | 0 | 0 | 0 | 0 | 0 | 0
CC | 0 | 0 | 0 | 0 | 0 | 0
CSP | 0 | 0 | 0 | 0 | 0 | 0
CT | 0 | 0 | 0 | 0 | 0 | 0
Coal | 0 | 0 | 0 | 0 | 0 | 0
Geo | 0 | 0 | 0 | 0 | 0 | 0
H | 0 | 0 | 0 | 0 | 0 | 0
LFG | 0 | 0 | 0 | 0 | 0 | 0
Nuc | 0 | 0 | 0 | 0 | 0 | 0
PS | 0 | 0 | 0 | 0 | 0 | 0
PV | 0 | 0 | 0 | 0 | 0 | 0
PeakG | 0 | 0 | 0 | 0 | 0 | 0
PeakO | 0 | 0 | 0 | 0 | 0 | 0
ST | 0 | 0 | 0 | 0 | 0 | 0
STOG | 0 | 0 | 0 | 0 | 0 | 0
STWD | 0 | 0 | 0 | 0 | 0 | 0
WT | 0 | 0 | 0 | 0 | 0 | 0
IGCC | 0 | 0 | 0 | 0 | 0 | 0
DemandResponse | 0 | 0 | 0 | 0 | 0 | 0
IGCC-CCS | 0 | 0 | 0 | 0 | 0 | 0
WT_off | 0 | 0 | 0 | 0 | 0 | 0
PseudoUnit | 0 | 0 | 0 | 0 | 0 | 0
FixedInterchange | 0 | 0 | 0 | 0 | 0 | 0
NOx Emissions (MMshortTons): HQ_IESO
ReportingType | 2015 | 2020 | 2025 | 2030 | 2035 | 2040
BM | 0 | 0 | 0 | 0 | 0 | 0
CC | 0 | 0 | 0 | 0 | 0 | 0
CSP | 0 | 0 | 0 | 0 | 0 | 0
CT | 0 | 0 | 0 | 0 | 0 | 0
Coal | 0 | 0 | 0 | 0 | 0 | 0
Geo | 0 | 0 | 0 | 0 | 0 | 0
H | 0 | 0 | 0 | 0 | 0 | 0
LFG | 0 | 0 | 0 | 0 | 0 | 0
Nuc | 0 | 0 | 0 | 0 | 0 | 0
PS | 0 | 0 | 0 | 0 | 0 | 0
PV | 0 | 0 | 0 | 0 | 0 | 0
PeakG | 0 | 0 | 0 | 0 | 0 | 0
PeakO | 0 | 0 | 0 | 0 | 0 | 0
ST | 0 | 0 | 0 | 0 | 0 | 0
STOG | 0 | 0 | 0 | 0 | 0 | 0
STWD | 0 | 0 | 0 | 0 | 0 | 0
WT | 0 | 0 | 0 | 0 | 0 | 0
IGCC | 0 | 0 | 0 | 0 | 0 | 0
DemandResponse | 0 | 0 | 0 | 0 | 0 | 0
IGCC-CCS | 0 | 0 | 0 | 0 | 0 | 0
WT_off | 0 | 0 | 0 | 0 | 0 | 0
PseudoUnit | 0 | 0 | 0 | 0 | 0 | 0
FixedInterchange | 0 | 0 | 0 | 0 | 0 | 0
NOx Emissions (MMshortTons): HQ_NEISO
ReportingType | 2015 | 2020 | 2025 | 2030 | 2035 | 2040
BM | 0 | 0 | 0 | 0 | 0 | 0
CC | 0 | 0 | 0 | 0 | 0 | 0
CSP | 0 | 0 | 0 | 0 | 0 | 0
CT | 0 | 0 | 0 | 0 | 0 | 0
Coal | 0 | 0 | 0 | 0 | 0 | 0
Geo | 0 | 0 | 0 | 0 | 0 | 0
H | 0 | 0 | 0 | 0 | 0 | 0
LFG | 0 | 0 | 0 | 0 | 0 | 0
Nuc | 0 | 0 | 0 | 0 | 0 | 0
PS | 0 | 0 | 0 | 0 | 0 | 0
PV | 0 | 0 | 0 | 0 | 0 | 0
PeakG | 0 | 0 | 0 | 0 | 0 | 0
PeakO | 0 | 0 | 0 | 0 | 0 | 0
ST | 0 | 0 | 0 | 0 | 0 | 0
STOG | 0 | 0 | 0 | 0 | 0 | 0
STWD | 0 | 0 | 0 | 0 | 0 | 0
WT | 0 | 0 | 0 | 0 | 0 | 0
IGCC | 0 | 0 | 0 | 0 | 0 | 0
DemandResponse | 0 | 0 | 0 | 0 | 0 | 0
IGCC-CCS | 0 | 0 | 0 | 0 | 0 | 0
WT_off | 0 | 0 | 0 | 0 | 0 | 0
PseudoUnit | 0 | 0 | 0 | 0 | 0 | 0
FixedInterchange | 0 | 0 | 0 | 0 | 0 | 0
NOx Emissions (MMshortTons): HQ_NY
ReportingType | 2015 | 2020 | 2025 | 2030 | 2035 | 2040
BM | 0 | 0 | 0 | 0 | 0 | 0
CC | 0 | 0 | 0 | 0 | 0 | 0
CSP | 0 | 0 | 0 | 0 | 0 | 0
CT | 0 | 0 | 0 | 0 | 0 | 0
Coal | 0 | 0 | 0 | 0 | 0 | 0
Geo | 0 | 0 | 0 | 0 | 0 | 0
H | 0 | 0 | 0 | 0 | 0 | 0
LFG | 0 | 0 | 0 | 0 | 0 | 0
Nuc | 0 | 0 | 0 | 0 | 0 | 0
PS | 0 | 0 | 0 | 0 | 0 | 0
PV | 0 | 0 | 0 | 0 | 0 | 0
PeakG | 0 | 0 | 0 | 0 | 0 | 0
PeakO | 0 | 0 | 0 | 0 | 0 | 0
ST | 0 | 0 | 0 | 0 | 0 | 0
STOG | 0 | 0 | 0 | 0 | 0 | 0
STWD | 0 | 0 | 0 | 0 | 0 | 0
WT | 0 | 0 | 0 | 0 | 0 | 0
IGCC | 0 | 0 | 0 | 0 | 0 | 0
DemandResponse | 0 | 0 | 0 | 0 | 0 | 0
IGCC-CCS | 0 | 0 | 0 | 0 | 0 | 0
WT_off | 0 | 0 | 0 | 0 | 0 | 0
PseudoUnit | 0 | 0 | 0 | 0 | 0 | 0
FixedInterchange | 0 | 0 | 0 | 0 | 0 | 0
NOx Emissions (MMshortTons): MARITIMES
ReportingType | 2015 | 2020 | 2025 | 2030 | 2035 | 2040
BM | 0 | 0 | 0 | 0 | 0 | 0
CC | 0 | 0 | 0 | 0 | 0 | 0
CSP | 0 | 0 | 0 | 0 | 0 | 0
CT | 0 | 0 | 0 | 0 | 0 | 0
Coal | 0 | 0 | 0 | 0 | 0 | 0
Geo | 0 | 0 | 0 | 0 | 0 | 0
H | 0 | 0 | 0 | 0 | 0 | 0
LFG | 0 | 0 | 0 | 0 | 0 | 0
Nuc | 0 | 0 | 0 | 0 | 0 | 0
PS | 0 | 0 | 0 | 0 | 0 | 0
PV | 0 | 0 | 0 | 0 | 0 | 0
PeakG | 0 | 0 | 0 | 0 | 0 | 0
PeakO | 0 | 0 | 0 | 0 | 0 | 0
ST | 0 | 0 | 0 | 0 | 0 | 0
STOG | 0 | 0 | 0 | 0 | 0 | 0
STWD | 0 | 0 | 0 | 0 | 0 | 0
WT | 0 | 0 | 0 | 0 | 0 | 0
IGCC | 0 | 0 | 0 | 0 | 0 | 0
DemandResponse | 0 | 0 | 0 | 0 | 0 | 0
IGCC-CCS | 0 | 0 | 0 | 0 | 0 | 0
WT_off | 0 | 0 | 0 | 0 | 0 | 0
PseudoUnit | 0 | 0 | 0 | 0 | 0 | 0
FixedInterchange | 0 | 0 | 0 | 0 | 0 | 0
NOx Emissions (MMshortTons): All
ReportingType | 2015 | 2020 | 2025 | 2030 | 2035 | 2040
BM | 0 | 0 | 0 | 0 | 0 | 0
CC | 0.11 | 0.14 | 0.14 | 0.11 | 0.11 | 0.1
CSP | 0 | 0 | 0 | 0 | 0 | 0
CT | 0 | 0 | 0 | 0 | 0 | 0
Coal | 0.94 | 0.25 | 0.03 | 0.01 | 0.01 | 0.01
Geo | 0 | 0 | 0 | 0 | 0 | 0
H | 0 | 0 | 0 | 0 | 0 | 0
LFG | 0 | 0 | 0 | 0 | 0 | 0
Nuc | 0 | 0 | 0 | 0 | 0 | 0
PS | 0 | 0 | 0 | 0 | 0 | 0
PV | 0 | 0 | 0 | 0 | 0 | 0
PeakG | 0 | 0 | 0 | 0 | 0 | 0
PeakO | 0 | 0 | 0 | 0 | 0 | 0
ST | 0 | 0 | 0 | 0 | 0 | 0
STOG | 0.01 | 0.01 | 0 | 0 | 0 | 0
STWD | 0 | 0 | 0 | 0 | 0 | 0
WT | 0 | 0 | 0 | 0 | 0 | 0
IGCC | 0 | 0 | 0 | 0 | 0 | 0
DemandResponse | 0 | 0 | 0 | 0 | 0 | 0
IGCC-CCS | 0 | 0 | 0 | 0 | 0 | 0
WT_off | 0 | 0 | 0 | 0 | 0 | 0
PseudoUnit | 0 | 0 | 0 | 0 | 0 | 0
FixedInterchange | 0 | 0 | 0 | 0 | 0 | 0
NOx Emissions (MMshortTons): EI_US
ReportingType | 2015 | 2020 | 2025 | 2030 | 2035 | 2040
BM | 0 | 0 | 0 | 0 | 0 | 0
CC | 0.07 | 0.1 | 0.1 | 0.08 | 0.08 | 0.08
CSP | 0 | 0 | 0 | 0 | 0 | 0
CT | 0 | 0 | 0 | 0 | 0 | 0
Coal | 0.72 | 0.08 | 0.01 | 0 | 0 | 0
Geo | 0 | 0 | 0 | 0 | 0 | 0
H | 0 | 0 | 0 | 0 | 0 | 0
LFG | 0 | 0 | 0 | 0 | 0 | 0
Nuc | 0 | 0 | 0 | 0 | 0 | 0
PS | 0 | 0 | 0 | 0 | 0 | 0
PV | 0 | 0 | 0 | 0 | 0 | 0
PeakG | 0 | 0 | 0 | 0 | 0 | 0
PeakO | 0 | 0 | 0 | 0 | 0 | 0
ST | 0 | 0 | 0 | 0 | 0 | 0
STOG | 0 | 0 | 0 | 0 | 0 | 0
STWD | 0 | 0 | 0 | 0 | 0 | 0
WT | 0 | 0 | 0 | 0 | 0 | 0
IGCC | 0 | 0 | 0 | 0 | 0 | 0
DemandResponse | 0 | 0 | 0 | 0 | 0 | 0
IGCC-CCS | 0 | 0 | 0 | 0 | 0 | 0
WT_off | 0 | 0 | 0 | 0 | 0 | 0
PseudoUnit | 0 | 0 | 0 | 0 | 0 | 0
FixedInterchange | 0 | 0 | 0 | 0 | 0 | 0
NOx Emissions (MMshortTons): EI_Canada
ReportingType | 2015 | 2020 | 2025 | 2030 | 2035 | 2040
BM | 0 | 0 | 0 | 0 | 0 | 0
CC | 0 | 0 | 0 | 0 | 0 | 0
CSP | 0 | 0 | 0 | 0 | 0 | 0
CT | 0 | 0 | 0 | 0 | 0 | 0
Coal | 0 | 0 | 0 | 0 | 0 | 0
Geo | 0 | 0 | 0 | 0 | 0 | 0
H | 0 | 0 | 0 | 0 | 0 | 0
LFG | 0 | 0 | 0 | 0 | 0 | 0
Nuc | 0 | 0 | 0 | 0 | 0 | 0
PS | 0 | 0 | 0 | 0 | 0 | 0
PV | 0 | 0 | 0 | 0 | 0 | 0
PeakG | 0 | 0 | 0 | 0 | 0 | 0
PeakO | 0 | 0 | 0 | 0 | 0 | 0
ST | 0 | 0 | 0 | 0 | 0 | 0
STOG | 0 | 0 | 0 | 0 | 0 | 0
STWD | 0 | 0 | 0 | 0 | 0 | 0
WT | 0 | 0 | 0 | 0 | 0 | 0
IGCC | 0 | 0 | 0 | 0 | 0 | 0
DemandResponse | 0 | 0 | 0 | 0 | 0 | 0
IGCC-CCS | 0 | 0 | 0 | 0 | 0 | 0
WT_off | 0 | 0 | 0 | 0 | 0 | 0
PseudoUnit | 0 | 0 | 0 | 0 | 0 | 0
FixedInterchange | 0 | 0 | 0 | 0 | 0 | 0
NOx Emissions (MMshortTons): EI
ReportingType | 2015 | 2020 | 2025 | 2030 | 2035 | 2040
BM | 0 | 0 | 0 | 0 | 0 | 0
CC | 0.08 | 0.1 | 0.1 | 0.08 | 0.08 | 0.08
CSP | 0 | 0 | 0 | 0 | 0 | 0
CT | 0 | 0 | 0 | 0 | 0 | 0
Coal | 0.72 | 0.08 | 0.01 | 0 | 0 | 0
Geo | 0 | 0 | 0 | 0 | 0 | 0
H | 0 | 0 | 0 | 0 | 0 | 0
LFG | 0 | 0 | 0 | 0 | 0 | 0
Nuc | 0 | 0 | 0 | 0 | 0 | 0
PS | 0 | 0 | 0 | 0 | 0 | 0
PV | 0 | 0 | 0 | 0 | 0 | 0
PeakG | 0 | 0 | 0 | 0 | 0 | 0
PeakO | 0 | 0 | 0 | 0 | 0 | 0
ST | 0 | 0 | 0 | 0 | 0 | 0
STOG | 0 | 0 | 0 | 0 | 0 | 0
STWD | 0 | 0 | 0 | 0 | 0 | 0
WT | 0 | 0 | 0 | 0 | 0 | 0
IGCC | 0 | 0 | 0 | 0 | 0 | 0
DemandResponse | 0 | 0 | 0 | 0 | 0 | 0
IGCC-CCS | 0 | 0 | 0 | 0 | 0 | 0
WT_off | 0 | 0 | 0 | 0 | 0 | 0
PseudoUnit | 0 | 0 | 0 | 0 | 0 | 0
FixedInterchange | 0 | 0 | 0 | 0 | 0 | 0
NOx Emissions (MMshortTons): Outside_EI
ReportingType | 2015 | 2020 | 2025 | 2030 | 2035 | 2040
BM | 0 | 0 | 0 | 0 | 0 | 0
CC | 0.04 | 0.04 | 0.04 | 0.03 | 0.02 | 0.02
CSP | 0 | 0 | 0 | 0 | 0 | 0
CT | 0 | 0 | 0 | 0 | 0 | 0
Coal | 0.23 | 0.17 | 0.02 | 0 | 0 | 0
Geo | 0 | 0 | 0 | 0 | 0 | 0
H | 0 | 0 | 0 | 0 | 0 | 0
LFG | 0 | 0 | 0 | 0 | 0 | 0
Nuc | 0 | 0 | 0 | 0 | 0 | 0
PS | 0 | 0 | 0 | 0 | 0 | 0
PV | 0 | 0 | 0 | 0 | 0 | 0
PeakG | 0 | 0 | 0 | 0 | 0 | 0
PeakO | 0 | 0 | 0 | 0 | 0 | 0
ST | 0 | 0 | 0 | 0 | 0 | 0
STOG | 0 | 0 | 0 | 0 | 0 | 0
STWD | 0 | 0 | 0 | 0 | 0 | 0
WT | 0 | 0 | 0 | 0 | 0 | 0
IGCC | 0 | 0 | 0 | 0 | 0 | 0
DemandResponse | 0 | 0 | 0 | 0 | 0 | 0
IGCC-CCS | 0 | 0 | 0 | 0 | 0 | 0
WT_off | 0 | 0 | 0 | 0 | 0 | 0
PseudoUnit | 0 | 0 | 0 | 0 | 0 | 0
FixedInterchange | 0 | 0 | 0 | 0 | 0 | 0
CO2 Emissions (MMshortTons): Entergy
ReportingType | 2015 | 2020 | 2025 | 2030 | 2035 | 2040
BM | 0 | 0 | 0 | 0 | 0 | 0
CC | 30.24 | 38.88 | 38.39 | 31.58 | 31.05 | 26.41
CSP | 0 | 0 | 0 | 0 | 0 | 0
CT | 0 | 0 | 0 | 0 | 0 | 0
Coal | 59.56 | 5.41 | 0.5 | 0 | 0 | 0.04
Geo | 0 | 0 | 0 | 0 | 0 | 0
H | 0 | 0 | 0 | 0 | 0 | 0
LFG | 0 | 0 | 0 | 0 | 0 | 0
Nuc | 0 | 0 | 0 | 0 | 0 | 0
PS | 0 | 0 | 0 | 0 | 0 | 0
PV | 0 | 0 | 0 | 0 | 0 | 0
PeakG | 0 | 0 | 0.02 | 0 | 0 | 0
PeakO | 0 | 0 | 0 | 0 | 0 | 0
ST | 0 | 0 | 0 | 0 | 0 | 0
STOG | 0.19 | 0.2 | 0 | 0 | 0 | 0
STWD | 0 | 0 | 0 | 0 | 0 | 0
WT | 0 | 0 | 0 | 0 | 0 | 0
IGCC | 0 | 0 | 0 | 0 | 0 | 0
DemandResponse | 0 | 0 | 0 | 0 | 0 | 0
IGCC-CCS | 0 | 0 | 0 | 0 | 0 | 0
WT_off | 0 | 0 | 0 | 0 | 0 | 0
PseudoUnit | 0 | 0 | 0 | 0 | 0 | 0
FixedInterchange | 0 | 0 | 0 | 0 | 0 | 0
CO2 Emissions (MMshortTons): FRCC
ReportingType | 2015 | 2020 | 2025 | 2030 | 2035 | 2040
BM | 0 | 0 | 0 | 0 | 0 | 0
CC | 75.78 | 79.8 | 78.54 | 38.13 | 34.88 | 29.88
CSP | 0 | 0 | 0 | 0 | 0 | 0
CT | 0.31 | 0.42 | 0.6 | 0.27 | 0 | 0
Coal | 18.5 | 3.7 | 0 | 0 | 0 | 0
Geo | 0 | 0 | 0 | 0 | 0 | 0
H | 0 | 0 | 0 | 0 | 0 | 0
LFG | 0 | 0 | 0 | 0 | 0 | 0
Nuc | 0 | 0 | 0 | 0 | 0 | 0
PS | 0 | 0 | 0 | 0 | 0 | 0
PV | 0 | 0 | 0 | 0 | 0 | 0
PeakG | 0.25 | 0.4 | 0.72 | 0.05 | 0.1 | 0.07
PeakO | 0 | 0 | 0 | 0 | 0 | 0
ST | 0 | 0 | 0 | 0 | 0 | 0
STOG | 0 | 0 | 0 | 0 | 0 | 0
STWD | 0 | 0 | 0 | 0 | 0 | 0
WT | 0 | 0 | 0 | 0 | 0 | 0
IGCC | 0 | 0 | 0 | 0 | 0 | 0
DemandResponse | 0 | 0 | 0 | 0 | 0 | 0
IGCC-CCS | 0 | 0 | 0 | 0 | 0 | 0
WT_off | 0 | 0 | 0 | 0 | 0 | 0
PseudoUnit | 0 | 0 | 0 | 0 | 0 | 0
FixedInterchange | 0 | 0 | 0 | 0 | 0 | 0
CO2 Emissions (MMshortTons): MAPP_US
ReportingType | 2015 | 2020 | 2025 | 2030 | 2035 | 2040
BM | 0 | 0 | 0 | 0 | 0 | 0
CC | 0.55 | 0.08 | 0.08 | 0.08 | 0.08 | 0.08
CSP | 0 | 0 | 0 | 0 | 0 | 0
CT | 0 | 0 | 0 | 0 | 0 | 0
Coal | 12.42 | 4.82 | 0 | 0 | 0 | 0
Geo | 0 | 0 | 0 | 0 | 0 | 0
H | 0 | 0 | 0 | 0 | 0 | 0
LFG | 0 | 0 | 0 | 0 | 0 | 0
Nuc | 0 | 0 | 0 | 0 | 0 | 0
PS | 0 | 0 | 0 | 0 | 0 | 0
PV | 0 | 0 | 0 | 0 | 0 | 0
PeakG | 0.04 | 0.1 | 0.05 | 0.08 | 0.05 | 0.05
PeakO | 0 | 0 | 0 | 0 | 0 | 0
ST | 0 | 0 | 0 | 0 | 0 | 0
STOG | 0 | 0 | 0 | 0 | 0 | 0
STWD | 0 | 0 | 0 | 0 | 0 | 0
WT | 0 | 0 | 0 | 0 | 0 | 0
IGCC | 0 | 0 | 0 | 0 | 0 | 0
DemandResponse | 0 | 0 | 0 | 0 | 0 | 0
IGCC-CCS | 0 | 0 | 0 | 0 | 0 | 0
WT_off | 0 | 0 | 0 | 0 | 0 | 0
PseudoUnit | 0 | 0 | 0 | 0 | 0 | 0
FixedInterchange | 0 | 0 | 0 | 0 | 0 | 0
CO2 Emissions (MMshortTons): MISO_IN
ReportingType | 2015 | 2020 | 2025 | 2030 | 2035 | 2040
BM | 0 | 0 | 0 | 0 | 0 | 0
CC | 8.14 | 61.4 | 63.53 | 59.83 | 59.41 | 62
CSP | 0 | 0 | 0 | 0 | 0 | 0
CT | 0 | 0 | 0 | 0 | 0 | 0
Coal | 56.92 | 0 | 0 | 0 | 0 | 0
Geo | 0 | 0 | 0 | 0 | 0 | 0
H | 0 | 0 | 0 | 0 | 0 | 0
LFG | 0 | 0 | 0 | 0 | 0 | 0
Nuc | 0 | 0 | 0 | 0 | 0 | 0
PS | 0 | 0 | 0 | 0 | 0 | 0
PV | 0 | 0 | 0 | 0 | 0 | 0
PeakG | 0 | 0 | 0 | 0 | 0 | 0
PeakO | 0 | 0 | 0 | 0 | 0 | 0
ST | 0 | 0 | 0 | 0 | 0 | 0
STOG | 0.02 | 0.02 | 0.02 | 0.01 | 0.01 | 0.01
STWD | 0 | 0 | 0 | 0 | 0 | 0
WT | 0 | 0 | 0 | 0 | 0 | 0
IGCC | 4.15 | 2.62 | 0.39 | 0.11 | 0.11 | 0.11
DemandResponse | 0 | 0 | 0 | 0 | 0 | 0
IGCC-CCS | 0 | 0 | 0 | 0 | 0 | 0
WT_off | 0 | 0 | 0 | 0 | 0 | 0
PseudoUnit | 0 | 0 | 0 | 0 | 0 | 0
FixedInterchange | 0 | 0 | 0 | 0 | 0 | 0
CO2 Emissions (MMshortTons): MISO_MI
ReportingType | 2015 | 2020 | 2025 | 2030 | 2035 | 2040
BM | 0 | 0 | 0 | 0 | 0 | 0
CC | 9.07 | 10.95 | 8.71 | 8.29 | 8.54 | 8.87
CSP | 0 | 0 | 0 | 0 | 0 | 0
CT | 0 | 0 | 0 | 0 | 0 | 0
Coal | 24.96 | 0 | 0 | 0 | 0 | 0
Geo | 0 | 0 | 0 | 0 | 0 | 0
H | 0 | 0 | 0 | 0 | 0 | 0
LFG | 0 | 0 | 0 | 0 | 0 | 0
Nuc | 0 | 0 | 0 | 0 | 0 | 0
PS | 0 | 0 | 0 | 0 | 0 | 0
PV | 0 | 0 | 0 | 0 | 0 | 0
PeakG | 0.01 | 0.01 | 0.02 | 0 | 0.01 | 0
PeakO | 0 | 0 | 0 | 0 | 0 | 0
ST | 0 | 0 | 0 | 0 | 0 | 0
STOG | 0.2 | 0.06 | 0.06 | 0.02 | 0.05 | 0.02
STWD | 0 | 0 | 0 | 0 | 0 | 0
WT | 0 | 0 | 0 | 0 | 0 | 0
IGCC | 0 | 0 | 0 | 0 | 0 | 0
DemandResponse | 0 | 0 | 0 | 0 | 0 | 0
IGCC-CCS | 0 | 0 | 0 | 0 | 0 | 0
WT_off | 0 | 0 | 0 | 0 | 0 | 0
PseudoUnit | 0 | 0 | 0 | 0 | 0 | 0
FixedInterchange | 0 | 0 | 0 | 0 | 0 | 0
CO2 Emissions (MMshortTons): MISO_MO-IL
ReportingType | 2015 | 2020 | 2025 | 2030 | 2035 | 2040
BM | 0 | 0 | 0 | 0 | 0 | 0
CC | 1.18 | 10.09 | 6.08 | 5.55 | 5.96 | 4.54
CSP | 0 | 0 | 0 | 0 | 0 | 0
CT | 0 | 0 | 0 | 0 | 0 | 0
Coal | 76.33 | 14.91 | 1.36 | 0.4 | 0.4 | 0.4
Geo | 0 | 0 | 0 | 0 | 0 | 0
H | 0 | 0 | 0 | 0 | 0 | 0
LFG | 0 | 0 | 0 | 0 | 0 | 0
Nuc | 0 | 0 | 0 | 0 | 0 | 0
PS | 0 | 0 | 0 | 0 | 0 | 0
PV | 0 | 0 | 0 | 0 | 0 | 0
PeakG | 0.18 | 0.24 | 0.2 | 0.23 | 0.24 | 0.32
PeakO | 0 | 0 | 0 | 0 | 0 | 0
ST | 0 | 0 | 0 | 0 | 0 | 0
STOG | 0 | 0 | 0 | 0 | 0 | 0
STWD | 0 | 0 | 0 | 0 | 0 | 0
WT | 0 | 0 | 0 | 0 | 0 | 0
IGCC | 0 | 0 | 0 | 0 | 0 | 0
DemandResponse | 0 | 0 | 0 | 0 | 0 | 0
IGCC-CCS | 0 | 0 | 0 | 0 | 0 | 0
WT_off | 0 | 0 | 0 | 0 | 0 | 0
PseudoUnit | 0 | 0 | 0 | 0 | 0 | 0
FixedInterchange | 0 | 0 | 0 | 0 | 0 | 0
CO2 Emissions (MMshortTons): MISO_W
ReportingType | 2015 | 2020 | 2025 | 2030 | 2035 | 2040
BM | 0 | 0 | 0 | 0 | 0 | 0
CC | 3.63 | 4.99 | 1.37 | 1.11 | 0.91 | 0.9
CSP | 0 | 0 | 0 | 0 | 0 | 0
CT | 0 | 0 | 0 | 0 | 0 | 0
Coal | 78.15 | 28.73 | 0.5 | 0.43 | 0.43 | 0.43
Geo | 0 | 0 | 0 | 0 | 0 | 0
H | 0 | 0 | 0 | 0 | 0 | 0
LFG | 0 | 0 | 0 | 0 | 0 | 0
Nuc | 0 | 0 | 0 | 0 | 0 | 0
PS | 0 | 0 | 0 | 0 | 0 | 0
PV | 0 | 0 | 0 | 0 | 0 | 0
PeakG | 0.17 | 0.54 | 0.04 | 0.07 | 0.15 | 0.08
PeakO | 0 | 0 | 0 | 0 | 0 | 0
ST | 0 | 0 | 0 | 0 | 0 | 0
STOG | 0 | 0 | 0 | 0 | 0 | 0
STWD | 0 | 0 | 0 | 0 | 0 | 0
WT | 0 | 0 | 0 | 0 | 0 | 0
IGCC | 0 | 0 | 0 | 0 | 0 | 0
DemandResponse | 0 | 0 | 0 | 0 | 0 | 0
IGCC-CCS | 0 | 0 | 0 | 0 | 0 | 0
WT_off | 0 | 0 | 0 | 0 | 0 | 0
PseudoUnit | 0 | 0 | 0 | 0 | 0 | 0
FixedInterchange | 0 | 0 | 0 | 0 | 0 | 0
CO2 Emissions (MMshortTons): MISO_WUMS
ReportingType | 2015 | 2020 | 2025 | 2030 | 2035 | 2040
BM | 0 | 0 | 0 | 0 | 0 | 0
CC | 22.05 | 28.18 | 22.27 | 21.39 | 23.39 | 21.55
CSP | 0 | 0 | 0 | 0 | 0 | 0
CT | 0 | 0 | 0 | 0.07 | 0.08 | 0.26
Coal | 9.2 | 0.59 | 0.22 | 0.13 | 0.13 | 0.14
Geo | 0 | 0 | 0 | 0 | 0 | 0
H | 0 | 0 | 0 | 0 | 0 | 0
LFG | 0 | 0 | 0 | 0 | 0 | 0
Nuc | 0 | 0 | 0 | 0 | 0 | 0
PS | 0 | 0 | 0 | 0 | 0 | 0
PV | 0 | 0 | 0 | 0 | 0 | 0
PeakG | 0 | 0 | 0 | 0 | 0 | 0
PeakO | 0 | 0 | 0 | 0 | 0 | 0
ST | 0 | 0 | 0 | 0 | 0 | 0
STOG | 0 | 0 | 0 | 0 | 0 | 0
STWD | 0 | 0 | 0 | 0 | 0 | 0
WT | 0 | 0 | 0 | 0 | 0 | 0
IGCC | 0 | 0 | 0 | 0 | 0 | 0
DemandResponse | 0 | 0 | 0 | 0 | 0 | 0
IGCC-CCS | 0 | 0 | 0 | 0 | 0 | 0
WT_off | 0 | 0 | 0 | 0 | 0 | 0
PseudoUnit | 0 | 0 | 0 | 0 | 0 | 0
FixedInterchange | 0 | 0 | 0 | 0 | 0 | 0
CO2 Emissions (MMshortTons): Nebraska
ReportingType | 2015 | 2020 | 2025 | 2030 | 2035 | 2040
BM | 0 | 0 | 0 | 0 | 0 | 0
CC | 0.87 | 2.88 | 1.48 | 1.45 | 2.17 | 1.43
CSP | 0 | 0 | 0 | 0 | 0 | 0
CT | 0 | 0 | 0 | 0 | 0 | 0
Coal | 35.38 | 3.06 | 0.54 | 0.54 | 0.61 | 0.61
Geo | 0 | 0 | 0 | 0 | 0 | 0
H | 0 | 0 | 0 | 0 | 0 | 0
LFG | 0 | 0 | 0 | 0 | 0 | 0
Nuc | 0 | 0 | 0 | 0 | 0 | 0
PS | 0 | 0 | 0 | 0 | 0 | 0
PV | 0 | 0 | 0 | 0 | 0 | 0
PeakG | 0.02 | 0.01 | 0 | 0.01 | 0 | 0
PeakO | 0 | 0 | 0 | 0 | 0 | 0
ST | 0 | 0 | 0 | 0 | 0 | 0
STOG | 0 | 0 | 0 | 0 | 0 | 0
STWD | 0 | 0 | 0 | 0 | 0 | 0
WT | 0 | 0 | 0 | 0 | 0 | 0
IGCC | 0 | 0 | 0 | 0 | 0 | 0
DemandResponse | 0 | 0 | 0 | 0 | 0 | 0
IGCC-CCS | 0 | 0 | 0 | 0 | 0 | 0
WT_off | 0 | 0 | 0 | 0 | 0 | 0
PseudoUnit | 0 | 0 | 0 | 0 | 0 | 0
FixedInterchange | 0 | 0 | 0 | 0 | 0 | 0
CO2 Emissions (MMshortTons): NEISO
ReportingType | 2015 | 2020 | 2025 | 2030 | 2035 | 2040
BM | 0 | 0 | 0 | 0 | 0 | 0
CC | 17.22 | 11.16 | 8.72 | 4.96 | 8.14 | 9.03
CSP | 0 | 0 | 0 | 0 | 0 | 0
CT | 0 | 0 | 0.01 | 0 | 0 | 0
Coal | 0.04 | 0 | 0 | 0 | 0 | 0
Geo | 0 | 0 | 0 | 0 | 0 | 0
H | 0 | 0 | 0 | 0 | 0 | 0
LFG | 0 | 0 | 0 | 0 | 0 | 0
Nuc | 0 | 0 | 0 | 0 | 0 | 0
PS | 0 | 0 | 0 | 0 | 0 | 0
PV | 0 | 0 | 0 | 0 | 0 | 0
PeakG | 0.01 | 0.02 | 0.02 | 0 | 0.01 | 0.02
PeakO | 0 | 0 | 0 | 0 | 0 | 0
ST | 0 | 0 | 0 | 0 | 0 | 0
STOG | 0 | 0 | 0 | 0 | 0 | 0
STWD | 0 | 0 | 0 | 0 | 0 | 0
WT | 0 | 0 | 0 | 0 | 0 | 0
IGCC | 0 | 0 | 0 | 0 | 0 | 0
DemandResponse | 0 | 0 | 0 | 0 | 0 | 0
IGCC-CCS | 0 | 0 | 0 | 0 | 0 | 0
WT_off | 0 | 0 | 0 | 0 | 0 | 0
PseudoUnit | 0 | 0 | 0 | 0 | 0 | 0
FixedInterchange | 0 | 0 | 0 | 0 | 0 | 0
CO2 Emissions (MMshortTons): NonRTO_Midwest
ReportingType | 2015 | 2020 | 2025 | 2030 | 2035 | 2040
BM | 0 | 0 | 0 | 0 | 0 | 0
CC | 4.8 | 17.16 | 17.04 | 16.58 | 16.2 | 15.49
CSP | 0 | 0 | 0 | 0 | 0 | 0
CT | 0 | 0 | 0 | 0 | 0 | 0
Coal | 47.47 | 12.83 | 1.21 | 0.16 | 0.16 | 0.16
Geo | 0 | 0 | 0 | 0 | 0 | 0
H | 0 | 0 | 0 | 0 | 0 | 0
LFG | 0 | 0 | 0 | 0 | 0 | 0
Nuc | 0 | 0 | 0 | 0 | 0 | 0
PS | 0 | 0 | 0 | 0 | 0 | 0
PV | 0 | 0 | 0 | 0 | 0 | 0
PeakG | 0.1 | 0.04 | 0.09 | 0.12 | 0.12 | 0.14
PeakO | 0 | 0 | 0 | 0 | 0 | 0
ST | 0 | 0 | 0 | 0 | 0 | 0
STOG | 0 | 0 | 0 | 0 | 0 | 0
STWD | 0 | 0 | 0 | 0 | 0 | 0
WT | 0 | 0 | 0 | 0 | 0 | 0
IGCC | 0 | 0 | 0 | 0 | 0 | 0
DemandResponse | 0 | 0 | 0 | 0 | 0 | 0
IGCC-CCS | 0 | 0 | 0 | 0 | 0 | 0
WT_off | 0 | 0 | 0 | 0 | 0 | 0
PseudoUnit | 0 | 0 | 0 | 0 | 0 | 0
FixedInterchange | 0 | 0 | 0 | 0 | 0 | 0
CO2 Emissions (MMshortTons): NYISO_A-F
ReportingType | 2015 | 2020 | 2025 | 2030 | 2035 | 2040
BM | 0 | 0 | 0 | 0 | 0 | 0
CC | 3.22 | 3.82 | 2.22 | 2.08 | 2.11 | 2.66
CSP | 0 | 0 | 0 | 0 | 0 | 0
CT | 0 | 0 | 0 | 0 | 0 | 0
Coal | 0 | 0 | 0 | 0 | 0 | 0
Geo | 0 | 0 | 0 | 0 | 0 | 0
H | 0 | 0 | 0 | 0 | 0 | 0
LFG | 0 | 0 | 0 | 0 | 0 | 0
Nuc | 0 | 0 | 0 | 0 | 0 | 0
PS | 0 | 0 | 0 | 0 | 0 | 0
PV | 0 | 0 | 0 | 0 | 0 | 0
PeakG | 0 | 0 | 0 | 0 | 0 | 0
PeakO | 0 | 0 | 0 | 0 | 0 | 0
ST | 0 | 0 | 0 | 0 | 0 | 0
STOG | 0 | 0 | 0 | 0 | 0 | 0
STWD | 0 | 0 | 0 | 0 | 0 | 0
WT | 0 | 0 | 0 | 0 | 0 | 0
IGCC | 0 | 0 | 0 | 0 | 0 | 0
DemandResponse | 0 | 0 | 0 | 0 | 0 | 0
IGCC-CCS | 0 | 0 | 0 | 0 | 0 | 0
WT_off | 0 | 0 | 0 | 0 | 0 | 0
PseudoUnit | 0 | 0 | 0 | 0 | 0 | 0
FixedInterchange | 0 | 0 | 0 | 0 | 0 | 0
CO2 Emissions (MMshortTons): NYISO_G-I
ReportingType | 2015 | 2020 | 2025 | 2030 | 2035 | 2040
BM | 0 | 0 | 0 | 0 | 0 | 0
CC | 1.62 | 3.17 | 1.91 | 1.53 | 3.49 | 8.52
CSP | 0 | 0 | 0 | 0 | 0 | 0
CT | 0 | 0 | 0 | 0 | 0 | 0
Coal | 0 | 0 | 0 | 0 | 0 | 0
Geo | 0 | 0 | 0 | 0 | 0 | 0
H | 0 | 0 | 0 | 0 | 0 | 0
LFG | 0 | 0 | 0 | 0 | 0 | 0
Nuc | 0 | 0 | 0 | 0 | 0 | 0
PS | 0 | 0 | 0 | 0 | 0 | 0
PV | 0 | 0 | 0 | 0 | 0 | 0
PeakG | 0 | 0 | 0 | 0 | 0 | 0
PeakO | 0 | 0 | 0 | 0 | 0 | 0
ST | 0 | 0 | 0 | 0 | 0 | 0
STOG | 0 | 0 | 0 | 0 | 0 | 0
STWD | 0 | 0 | 0 | 0 | 0 | 0
WT | 0 | 0 | 0 | 0 | 0 | 0
IGCC | 0 | 0 | 0 | 0 | 0 | 0
DemandResponse | 0 | 0 | 0 | 0 | 0 | 0
IGCC-CCS | 0 | 0 | 0 | 0 | 0 | 0
WT_off | 0 | 0 | 0 | 0 | 0 | 0
PseudoUnit | 0 | 0 | 0 | 0 | 0 | 0
FixedInterchange | 0 | 0 | 0 | 0 | 0 | 0
CO2 Emissions (MMshortTons): NYISO_J-K
ReportingType | 2015 | 2020 | 2025 | 2030 | 2035 | 2040
BM | 0 | 0 | 0 | 0 | 0 | 0
CC | 9.39 | 10.07 | 8.21 | 5.46 | 7.19 | 8.86
CSP | 0 | 0 | 0 | 0 | 0 | 0
CT | 0 | 0 | 0 | 0 | 0 | 0
Coal | 0 | 0 | 0 | 0 | 0 | 0
Geo | 0 | 0 | 0 | 0 | 0 | 0
H | 0 | 0 | 0 | 0 | 0 | 0
LFG | 0 | 0 | 0 | 0 | 0 | 0
Nuc | 0 | 0 | 0 | 0 | 0 | 0
PS | 0 | 0 | 0 | 0 | 0 | 0
PV | 0 | 0 | 0 | 0 | 0 | 0
PeakG | 0.03 | 0.05 | 0.07 | 0.08 | 0.07 | 0.04
PeakO | 0 | 0 | 0 | 0 | 0 | 0
ST | 0 | 0 | 0 | 0 | 0 | 0
STOG | 0.27 | 0.33 | 0.49 | 0.46 | 0.53 | 0.41
STWD | 0 | 0 | 0 | 0 | 0 | 0
WT | 0 | 0 | 0 | 0 | 0 | 0
IGCC | 0 | 0 | 0 | 0 | 0 | 0
DemandResponse | 0 | 0 | 0 | 0 | 0 | 0
IGCC-CCS | 0 | 0 | 0 | 0 | 0 | 0
WT_off | 0 | 0 | 0 | 0 | 0 | 0
PseudoUnit | 0 | 0 | 0 | 0 | 0 | 0
FixedInterchange | 0 | 0 | 0 | 0 | 0 | 0
CO2 Emissions (MMshortTons): PJM_E
ReportingType | 2015 | 2020 | 2025 | 2030 | 2035 | 2040
BM | 0 | 0 | 0 | 0 | 0 | 0
CC | 18.81 | 20.14 | 18.79 | 16.59 | 17.72 | 18.75
CSP | 0 | 0 | 0 | 0 | 0 | 0
CT | 0 | 0 | 0 | 0 | 0 | 0
Coal | 0.54 | 0.2 | 0.01 | 0 | 0 | 0.01
Geo | 0 | 0 | 0 | 0 | 0 | 0
H | 0 | 0 | 0 | 0 | 0 | 0
LFG | 0 | 0 | 0 | 0 | 0 | 0
Nuc | 0 | 0 | 0 | 0 | 0 | 0
PS | 0 | 0 | 0 | 0 | 0 | 0
PV | 0 | 0 | 0 | 0 | 0 | 0
PeakG | 0.02 | 0.16 | 0.31 | 0.42 | 0.31 | 0.31
PeakO | 0 | 0 | 0 | 0 | 0 | 0
ST | 0 | 0 | 0 | 0 | 0 | 0
STOG | 0.18 | 0.32 | 0 | 0 | 0 | 0
STWD | 0 | 0 | 0 | 0 | 0 | 0
WT | 0 | 0 | 0 | 0 | 0 | 0
IGCC | 0 | 0 | 0 | 0 | 0 | 0
DemandResponse | 0 | 0 | 0 | 0 | 0 | 0
IGCC-CCS | 0 | 0 | 0 | 0 | 0 | 0
WT_off | 0 | 0 | 0 | 0 | 0 | 0
PseudoUnit | 0 | 0 | 0 | 0 | 0 | 0
FixedInterchange | 0 | 0 | 0 | 0 | 0 | 0
CO2 Emissions (MMshortTons): PJM_ROM
ReportingType | 2015 | 2020 | 2025 | 2030 | 2035 | 2040
BM | 0 | 0 | 0 | 0 | 0 | 0
CC | 8.55 | 9.44 | 9.39 | 7.05 | 27.76 | 52.1
CSP | 0 | 0 | 0 | 0 | 0 | 0
CT | 0 | 0 | 0 | 0 | 0 | 0
Coal | 9.52 | 1.12 | 0.02 | 0 | 0 | 0.01
Geo | 0 | 0 | 0 | 0 | 0 | 0
H | 0 | 0 | 0 | 0 | 0 | 0
LFG | 0 | 0 | 0 | 0 | 0 | 0
Nuc | 0 | 0 | 0 | 0 | 0 | 0
PS | 0 | 0 | 0 | 0 | 0 | 0
PV | 0 | 0 | 0 | 0 | 0 | 0
PeakG | 0 | 0.01 | 0.04 | 0.2 | 0.2 | 0.19
PeakO | 0 | 0 | 0 | 0 | 0 | 0
ST | 0 | 0 | 0 | 0 | 0 | 0
STOG | 0.43 | 0.64 | 0.22 | 0.07 | 0.07 | 0.07
STWD | 0 | 0 | 0 | 0 | 0 | 0
WT | 0 | 0 | 0 | 0 | 0 | 0
IGCC | 0 | 0 | 0 | 0 | 0 | 0
DemandResponse | 0 | 0 | 0 | 0 | 0 | 0
IGCC-CCS | 0 | 0 | 0 | 0 | 0 | 0
WT_off | 0 | 0 | 0 | 0 | 0 | 0
PseudoUnit | 0 | 0 | 0 | 0 | 0 | 0
FixedInterchange | 0 | 0 | 0 | 0 | 0 | 0
CO2 Emissions (MMshortTons): PJM_ROR
ReportingType | 2015 | 2020 | 2025 | 2030 | 2035 | 2040
BM | 0 | 0 | 0 | 0 | 0 | 0
CC | 68.71 | 105.71 | 105.3 | 94.09 | 91.81 | 88.14
CSP | 0 | 0 | 0 | 0 | 0 | 0
CT | 0 | 0 | 0 | 0 | 0 | 0
Coal | 185.3 | 43.54 | 5.46 | 0.41 | 0.41 | 0.41
Geo | 0 | 0 | 0 | 0 | 0 | 0
H | 0 | 0 | 0 | 0 | 0 | 0
LFG | 0 | 0 | 0 | 0 | 0 | 0
Nuc | 0 | 0 | 0 | 0 | 0 | 0
PS | 0 | 0 | 0 | 0 | 0 | 0
PV | 0 | 0 | 0 | 0 | 0 | 0
PeakG | 0.53 | 0.71 | 1.25 | 0.96 | 1.09 | 0.89
PeakO | 0 | 0 | 0 | 0 | 0 | 0
ST | 0 | 0 | 0 | 0 | 0 | 0
STOG | 0.25 | 0.49 | 0.08 | 0 | 0 | 0
STWD | 0 | 0 | 0 | 0 | 0 | 0
WT | 0 | 0 | 0 | 0 | 0 | 0
IGCC | 0 | 0 | 0 | 0 | 0 | 0
DemandResponse | 0 | 0 | 0 | 0 | 0 | 0
IGCC-CCS | 0 | 0 | 0 | 0 | 0 | 0
WT_off | 0 | 0 | 0 | 0 | 0 | 0
PseudoUnit | 0 | 0 | 0 | 0 | 0 | 0
FixedInterchange | 0 | 0 | 0 | 0 | 0 | 0
CO2 Emissions (MMshortTons): SOCO
ReportingType | 2015 | 2020 | 2025 | 2030 | 2035 | 2040
BM | 0 | 0 | 0 | 0 | 0 | 0
CC | 62.58 | 71.52 | 73.22 | 54.63 | 47.63 | 41.81
CSP | 0 | 0 | 0 | 0 | 0 | 0
CT | 0 | 0 | 0 | 0 | 0 | 0
Coal | 30.53 | 5.25 | 0 | 0 | 0 | 0
Geo | 0 | 0 | 0 | 0 | 0 | 0
H | 0 | 0 | 0 | 0 | 0 | 0
LFG | 0 | 0 | 0 | 0 | 0 | 0
Nuc | 0 | 0 | 0 | 0 | 0 | 0
PS | 0 | 0 | 0 | 0 | 0 | 0
PV | 0 | 0 | 0 | 0 | 0 | 0
PeakG | 0.44 | 0.72 | 1 | 0.13 | 0.08 | 0.07
PeakO | 0 | 0 | 0 | 0 | 0 | 0
ST | 0 | 0 | 0 | 0 | 0 | 0
STOG | 0 | 0 | 0 | 0 | 0 | 0
STWD | 0 | 0 | 0 | 0 | 0 | 0
WT | 0 | 0 | 0 | 0 | 0 | 0
IGCC | 0 | 0 | 0 | 0 | 0 | 0
DemandResponse | 0 | 0 | 0 | 0 | 0 | 0
IGCC-CCS | 0 | 0 | 0 | 0 | 0 | 0
WT_off | 0 | 0 | 0 | 0 | 0 | 0
PseudoUnit | 0 | 0 | 0 | 0 | 0 | 0
FixedInterchange | 0 | 0 | 0 | 0 | 0 | 0
CO2 Emissions (MMshortTons): SPP_N
ReportingType | 2015 | 2020 | 2025 | 2030 | 2035 | 2040
BM | 0 | 0 | 0 | 0 | 0 | 0
CC | 5.27 | 14.19 | 11.05 | 8.64 | 8.1 | 6.85
CSP | 0 | 0 | 0 | 0 | 0 | 0
CT | 0 | 0 | 0 | 0 | 0 | 0
Coal | 62.96 | 13.44 | 0.43 | 0.03 | 0.01 | 0.09
Geo | 0 | 0 | 0 | 0 | 0 | 0
H | 0 | 0 | 0 | 0 | 0 | 0
LFG | 0 | 0 | 0 | 0 | 0 | 0
Nuc | 0 | 0 | 0 | 0 | 0 | 0
PS | 0 | 0 | 0 | 0 | 0 | 0
PV | 0 | 0 | 0 | 0 | 0 | 0
PeakG | 0 | 0 | 0 | 0 | 0 | 0
PeakO | 0 | 0 | 0 | 0 | 0 | 0
ST | 0 | 0 | 0 | 0 | 0 | 0
STOG | 0.18 | 0.12 | 0.11 | 0.18 | 0.12 | 0.07
STWD | 0 | 0 | 0 | 0 | 0 | 0
WT | 0 | 0 | 0 | 0 | 0 | 0
IGCC | 0 | 0 | 0 | 0 | 0 | 0
DemandResponse | 0 | 0 | 0 | 0 | 0 | 0
IGCC-CCS | 0 | 0 | 0 | 0 | 0 | 0
WT_off | 0 | 0 | 0 | 0 | 0 | 0
PseudoUnit | 0 | 0 | 0 | 0 | 0 | 0
FixedInterchange | 0 | 0 | 0 | 0 | 0 | 0
CO2 Emissions (MMshortTons): SPP_S
ReportingType | 2015 | 2020 | 2025 | 2030 | 2035 | 2040
BM | 0 | 0 | 0 | 0 | 0 | 0
CC | 17.87 | 23.15 | 23.76 | 21.44 | 21.22 | 18.24
CSP | 0 | 0 | 0 | 0 | 0 | 0
CT | 0.03 | 0 | 0 | 0 | 0 | 0
Coal | 86.13 | 6.96 | 0.37 | 0 | 0 | 0
Geo | 0 | 0 | 0 | 0 | 0 | 0
H | 0 | 0 | 0 | 0 | 0 | 0
LFG | 0 | 0 | 0 | 0 | 0 | 0
Nuc | 0 | 0 | 0 | 0 | 0 | 0
PS | 0 | 0 | 0 | 0 | 0 | 0
PV | 0 | 0 | 0 | 0 | 0 | 0
PeakG | 0 | 0 | 0 | 0 | 0 | 0
PeakO | 0 | 0 | 0 | 0 | 0 | 0
ST | 0 | 0 | 0 | 0 | 0 | 0
STOG | 1.28 | 0.21 | 0.39 | 0.55 | 0.44 | 0.4
STWD | 0 | 0 | 0 | 0 | 0 | 0
WT | 0 | 0 | 0 | 0 | 0 | 0
IGCC | 0 | 0 | 0 | 0 | 0 | 0
DemandResponse | 0 | 0 | 0 | 0 | 0 | 0
IGCC-CCS | 0 | 0 | 0 | 0 | 0 | 0
WT_off | 0 | 0 | 0 | 0 | 0 | 0
PseudoUnit | 0 | 0 | 0 | 0 | 0 | 0
FixedInterchange | 0 | 0 | 0 | 0 | 0 | 0
CO2 Emissions (MMshortTons): TVA
ReportingType | 2015 | 2020 | 2025 | 2030 | 2035 | 2040
BM | 0 | 0 | 0 | 0 | 0 | 0
CC | 15.92 | 27.48 | 28.53 | 26.99 | 25.42 | 24.9
CSP | 0 | 0 | 0 | 0 | 0 | 0
CT | 0 | 0 | 0 | 0 | 0 | 0
Coal | 44.12 | 14.21 | 0.44 | 0 | 0 | 0
Geo | 0 | 0 | 0 | 0 | 0 | 0
H | 0 | 0 | 0 | 0 | 0 | 0
LFG | 0 | 0 | 0 | 0 | 0 | 0
Nuc | 0 | 0 | 0 | 0 | 0 | 0
PS | 0 | 0 | 0 | 0 | 0 | 0
PV | 0 | 0 | 0 | 0 | 0 | 0
PeakG | 0 | 0 | 0 | 0 | 0 | 0
PeakO | 0 | 0 | 0 | 0 | 0 | 0
ST | 0 | 0 | 0 | 0 | 0 | 0
STOG | 0 | 0 | 0 | 0 | 0 | 0
STWD | 0 | 0 | 0 | 0 | 0 | 0
WT | 0 | 0 | 0 | 0 | 0 | 0
IGCC | 0 | 0 | 0 | 0 | 0 | 0
DemandResponse | 0 | 0 | 0 | 0 | 0 | 0
IGCC-CCS | 0 | 0 | 0 | 0 | 0 | 0
WT_off | 0 | 0 | 0 | 0 | 0 | 0
PseudoUnit | 0 | 0 | 0 | 0 | 0 | 0
FixedInterchange | 0 | 0 | 0 | 0 | 0 | 0
CO2 Emissions (MMshortTons): TVA_Transmission
ReportingType | 2015 | 2020 | 2025 | 2030 | 2035 | 2040
BM | 0 | 0 | 0 | 0 | 0 | 0
CC | 0 | 0 | 0 | 0 | 0 | 0
CSP | 0 | 0 | 0 | 0 | 0 | 0
CT | 0 | 0 | 0 | 0 | 0 | 0
Coal | 0 | 0 | 0 | 0 | 0 | 0
Geo | 0 | 0 | 0 | 0 | 0 | 0
H | 0 | 0 | 0 | 0 | 0 | 0
LFG | 0 | 0 | 0 | 0 | 0 | 0
Nuc | 0 | 0 | 0 | 0 | 0 | 0
PS | 0 | 0 | 0 | 0 | 0 | 0
PV | 0 | 0 | 0 | 0 | 0 | 0
PeakG | 0 | 0 | 0 | 0 | 0 | 0
PeakO | 0 | 0 | 0 | 0 | 0 | 0
ST | 0 | 0 | 0 | 0 | 0 | 0
STOG | 0 | 0 | 0 | 0 | 0 | 0
STWD | 0 | 0 | 0 | 0 | 0 | 0
WT | 0 | 0 | 0 | 0 | 0 | 0
IGCC | 0 | 0 | 0 | 0 | 0 | 0
DemandResponse | 0 | 0 | 0 | 0 | 0 | 0
IGCC-CCS | 0 | 0 | 0 | 0 | 0 | 0
WT_off | 0 | 0 | 0 | 0 | 0 | 0
PseudoUnit | 0 | 0 | 0 | 0 | 0 | 0
FixedInterchange | 0 | 0 | 0 | 0 | 0 | 0
CO2 Emissions (MMshortTons): VACAR
ReportingType | 2015 | 2020 | 2025 | 2030 | 2035 | 2040
BM | 0 | 0 | 0 | 0 | 0 | 0
CC | 47.89 | 45.44 | 44.51 | 36.16 | 36.77 | 22.81
CSP | 0 | 0 | 0 | 0 | 0 | 0
CT | 0.05 | 0.05 | 0.09 | 0 | 0 | 0
Coal | 21.8 | 13.94 | 2.72 | 0.16 | 0.11 | 0.16
Geo | 0 | 0 | 0 | 0 | 0 | 0
H | 0 | 0 | 0 | 0 | 0 | 0
LFG | 0 | 0 | 0 | 0 | 0 | 0
Nuc | 0 | 0 | 0 | 0 | 0 | 0
PS | 0 | 0 | 0 | 0 | 0 | 0
PV | 0 | 0 | 0 | 0 | 0 | 0
PeakG | 0.07 | 0.15 | 0.27 | 0.26 | 0.19 | 0.13
PeakO | 0 | 0 | 0 | 0 | 0 | 0
ST | 0 | 0 | 0 | 0 | 0 | 0
STOG | 0 | 0 | 0 | 0 | 0 | 0
STWD | 0 | 0 | 0 | 0 | 0 | 0
WT | 0 | 0 | 0 | 0 | 0 | 0
IGCC | 0 | 0 | 0 | 0 | 0 | 0
DemandResponse | 0 | 0 | 0 | 0 | 0 | 0
IGCC-CCS | 0 | 0 | 0 | 0 | 0 | 0
WT_off | 0 | 0 | 0 | 0 | 0 | 0
PseudoUnit | 0 | 0 | 0 | 0 | 0 | 0
FixedInterchange | 0 | 0 | 0 | 0 | 0 | 0
CO2 Emissions (MMshortTons): IESO
ReportingType | 2015 | 2020 | 2025 | 2030 | 2035 | 2040
BM | 0 | 0 | 0 | 0 | 0 | 0
CC | 2.19 | 0.06 | 0.04 | 0.04 | 0.05 | 0.11
CSP | 0 | 0 | 0 | 0 | 0 | 0
CT | 0 | 0 | 0 | 0 | 0 | 0
Coal | 0 | 0 | 0 | 0 | 0 | 0
Geo | 0 | 0 | 0 | 0 | 0 | 0
H | 0 | 0 | 0 | 0 | 0 | 0
LFG | 0 | 0 | 0 | 0 | 0 | 0
Nuc | 0 | 0 | 0 | 0 | 0 | 0
PS | 0 | 0 | 0 | 0 | 0 | 0
PV | 0 | 0 | 0 | 0 | 0 | 0
PeakG | 0 | 0 | 0 | 0 | 0 | 0
PeakO | 0 | 0 | 0 | 0 | 0 | 0
ST | 0 | 0 | 0 | 0 | 0 | 0
STOG | 0 | 0 | 0 | 0 | 0 | 0
STWD | 0 | 0 | 0 | 0 | 0 | 0
WT | 0 | 0 | 0 | 0 | 0 | 0
IGCC | 0 | 0 | 0 | 0 | 0 | 0
DemandResponse | 0 | 0 | 0 | 0 | 0 | 0
IGCC-CCS | 0 | 0 | 0 | 0 | 0 | 0
WT_off | 0 | 0 | 0 | 0 | 0 | 0
PseudoUnit | 0 | 0 | 0 | 0 | 0 | 0
FixedInterchange | 0 | 0 | 0 | 0 | 0 | 0
CO2 Emissions (MMshortTons): MAPP_CA
ReportingType | 2015 | 2020 | 2025 | 2030 | 2035 | 2040
BM | 0 | 0 | 0 | 0 | 0 | 0
CC | 3.24 | 3.24 | 0.21 | 0 | 0 | 0
CSP | 0 | 0 | 0 | 0 | 0 | 0
CT | 0 | 0 | 0 | 0 | 0 | 0
Coal | 0.29 | 0.04 | 0 | 0 | 0 | 0
Geo | 0 | 0 | 0 | 0 | 0 | 0
H | 0 | 0 | 0 | 0 | 0 | 0
LFG | 0 | 0 | 0 | 0 | 0 | 0
Nuc | 0 | 0 | 0 | 0 | 0 | 0
PS | 0 | 0 | 0 | 0 | 0 | 0
PV | 0 | 0 | 0 | 0 | 0 | 0
PeakG | 0.06 | 0.07 | 0 | 0 | 0 | 0
PeakO | 0 | 0 | 0 | 0 | 0 | 0
ST | 0 | 0 | 0 | 0 | 0 | 0
STOG | 0 | 0 | 0 | 0 | 0 | 0
STWD | 0 | 0 | 0 | 0 | 0 | 0
WT | 0 | 0 | 0 | 0 | 0 | 0
IGCC | 0 | 0 | 0 | 0 | 0 | 0
DemandResponse | 0 | 0 | 0 | 0 | 0 | 0
IGCC-CCS | 0 | 0 | 0 | 0 | 0 | 0
WT_off | 0 | 0 | 0 | 0 | 0 | 0
PseudoUnit | 0 | 0 | 0 | 0 | 0 | 0
FixedInterchange | 0 | 0 | 0 | 0 | 0 | 0
CO2 Emissions (MMshortTons): AZ_NM_SNV_Coal
ReportingType | 2015 | 2020 | 2025 | 2030 | 2035 | 2040
BM | 0 | 0 | 0 | 0 | 0 | 0
CC | 0 | 0 | 0 | 0 | 0 | 0
CSP | 0 | 0 | 0 | 0 | 0 | 0
CT | 0 | 0 | 0 | 0 | 0 | 0
Coal | 52.44 | 45.2 | 8.83 | 0 | 0 | 0
Geo | 0 | 0 | 0 | 0 | 0 | 0
H | 0 | 0 | 0 | 0 | 0 | 0
LFG | 0 | 0 | 0 | 0 | 0 | 0
Nuc | 0 | 0 | 0 | 0 | 0 | 0
PS | 0 | 0 | 0 | 0 | 0 | 0
PV | 0 | 0 | 0 | 0 | 0 | 0
PeakG | 0 | 0 | 0 | 0 | 0 | 0
PeakO | 0 | 0 | 0 | 0 | 0 | 0
ST | 0 | 0 | 0 | 0 | 0 | 0
STOG | 0 | 0 | 0 | 0 | 0 | 0
STWD | 0 | 0 | 0 | 0 | 0 | 0
WT | 0 | 0 | 0 | 0 | 0 | 0
IGCC | 0 | 0 | 0 | 0 | 0 | 0
DemandResponse | 0 | 0 | 0 | 0 | 0 | 0
IGCC-CCS | 0 | 0 | 0 | 0 | 0 | 0
WT_off | 0 | 0 | 0 | 0 | 0 | 0
PseudoUnit | 0 | 0 | 0 | 0 | 0 | 0
FixedInterchange | 0 | 0 | 0 | 0 | 0 | 0
CO2 Emissions (MMshortTons): AZ_NM_SNV_Gas
ReportingType | 2015 | 2020 | 2025 | 2030 | 2035 | 2040
BM | 0 | 0 | 0 | 0 | 0 | 0
CC | 25.8 | 20.71 | 30.79 | 18.98 | 14.63 | 13.16
CSP | 0 | 0 | 0 | 0 | 0 | 0
CT | 0 | 0 | 0 | 0 | 0 | 0
Coal | 0 | 0 | 0 | 0 | 0 | 0
Geo | 0 | 0 | 0 | 0 | 0 | 0
H | 0 | 0 | 0 | 0 | 0 | 0
LFG | 0 | 0 | 0 | 0 | 0 | 0
Nuc | 0 | 0 | 0 | 0 | 0 | 0
PS | 0 | 0 | 0 | 0 | 0 | 0
PV | 0 | 0 | 0 | 0 | 0 | 0
PeakG | 0 | 0 | 0 | 0 | 0 | 0
PeakO | 0 | 0 | 0 | 0 | 0 | 0
ST | 0 | 0 | 0 | 0 | 0 | 0
STOG | 0 | 0 | 0 | 0 | 0 | 0
STWD | 0 | 0 | 0 | 0 | 0 | 0
WT | 0 | 0 | 0 | 0 | 0 | 0
IGCC | 0 | 0 | 0 | 0 | 0 | 0
DemandResponse | 0 | 0 | 0 | 0 | 0 | 0
IGCC-CCS | 0 | 0 | 0 | 0 | 0 | 0
WT_off | 0 | 0 | 0 | 0 | 0 | 0
PseudoUnit | 0 | 0 | 0 | 0 | 0 | 0
FixedInterchange | 0 | 0 | 0 | 0 | 0 | 0
CO2 Emissions (MMshortTons): AZ_NM_SNV_NucRenew
ReportingType | 2015 | 2020 | 2025 | 2030 | 2035 | 2040
BM | 0 | 0 | 0 | 0 | 0 | 0
CC | 0 | 0 | 0 | 0 | 0 | 0
CSP | 0 | 0 | 0 | 0 | 0 | 0
CT | 0 | 0 | 0 | 0 | 0 | 0
Coal | 0 | 0 | 0 | 0 | 0 | 0
Geo | 0 | 0 | 0 | 0 | 0 | 0
H | 0 | 0 | 0 | 0 | 0 | 0
LFG | 0 | 0 | 0 | 0 | 0 | 0
Nuc | 0 | 0 | 0 | 0 | 0 | 0
PS | 0 | 0 | 0 | 0 | 0 | 0
PV | 0 | 0 | 0 | 0 | 0 | 0
PeakG | 0 | 0 | 0 | 0 | 0 | 0
PeakO | 0 | 0 | 0 | 0 | 0 | 0
ST | 0 | 0 | 0 | 0 | 0 | 0
STOG | 0 | 0 | 0 | 0 | 0 | 0
STWD | 0 | 0 | 0 | 0 | 0 | 0
WT | 0 | 0 | 0 | 0 | 0 | 0
IGCC | 0 | 0 | 0 | 0 | 0 | 0
DemandResponse | 0 | 0 | 0 | 0 | 0 | 0
IGCC-CCS | 0 | 0 | 0 | 0 | 0 | 0
WT_off | 0 | 0 | 0 | 0 | 0 | 0
PseudoUnit | 0 | 0 | 0 | 0 | 0 | 0
FixedInterchange | 0 | 0 | 0 | 0 | 0 | 0
CO2 Emissions (MMshortTons): ERCOT
ReportingType | 2015 | 2020 | 2025 | 2030 | 2035 | 2040
BM | 0 | 0 | 0 | 0 | 0 | 0
CC | 85.75 | 90.7 | 78.07 | 76.47 | 65.96 | 56.64
CSP | 0 | 0 | 0 | 0 | 0 | 0
CT | 0 | 0 | 0 | 0.01 | 0 | 0
Coal | 38.25 | 25.77 | 0.81 | 0.03 | 0.03 | 0.08
Geo | 0 | 0 | 0 | 0 | 0 | 0
H | 0 | 0 | 0 | 0 | 0 | 0
LFG | 0 | 0 | 0 | 0 | 0 | 0
Nuc | 0 | 0 | 0 | 0 | 0 | 0
PS | 0 | 0 | 0 | 0 | 0 | 0
PV | 0 | 0 | 0 | 0 | 0 | 0
PeakG | 0 | 0 | 0 | 0.03 | 0.03 | 0
PeakO | 0 | 0 | 0 | 0 | 0 | 0
ST | 0 | 0 | 0 | 0 | 0 | 0
STOG | 0.74 | 1.29 | 0.41 | 0.56 | 0.14 | 0
STWD | 0 | 0 | 0 | 0 | 0 | 0
WT | 0 | 0 | 0 | 0 | 0 | 0
IGCC | 0 | 0 | 0 | 0 | 0 | 0
DemandResponse | 0 | 0 | 0 | 0 | 0 | 0
IGCC-CCS | 0 | 0 | 0 | 0 | 0 | 0
WT_off | 0 | 0 | 0 | 0 | 0 | 0
PseudoUnit | 0 | 0 | 0 | 0 | 0 | 0
FixedInterchange | 0 | 0 | 0 | 0 | 0 | 0
CO2 Emissions (MMshortTons): NP15
ReportingType | 2015 | 2020 | 2025 | 2030 | 2035 | 2040
BM | 0 | 0 | 0 | 0 | 0 | 0
CC | 27.34 | 25.15 | 26.24 | 17.98 | 14.99 | 10.64
CSP | 0 | 0 | 0 | 0 | 0 | 0
CT | 0 | 0 | 0 | 0 | 0 | 0
Coal | 1.73 | 0 | 0 | 0 | 0 | 0
Geo | 0 | 0 | 0 | 0 | 0 | 0
H | 0 | 0 | 0 | 0 | 0 | 0
LFG | 0 | 0 | 0 | 0 | 0 | 0
Nuc | 0 | 0 | 0 | 0 | 0 | 0
PS | 0 | 0 | 0 | 0 | 0 | 0
PV | 0 | 0 | 0 | 0 | 0 | 0
PeakG | 0 | 0 | 0 | 0 | 0 | 0
PeakO | 0 | 0 | 0 | 0 | 0 | 0
ST | 0 | 0 | 0 | 0 | 0 | 0
STOG | 0.02 | 0.01 | 0.02 | 0 | 0 | 0
STWD | 0 | 0 | 0 | 0 | 0 | 0
WT | 0 | 0 | 0 | 0 | 0 | 0
IGCC | 0 | 0 | 0 | 0 | 0 | 0
DemandResponse | 0 | 0 | 0 | 0 | 0 | 0
IGCC-CCS | 0 | 0 | 0 | 0 | 0 | 0
WT_off | 0 | 0 | 0 | 0 | 0 | 0
PseudoUnit | 0 | 0 | 0 | 0 | 0 | 0
FixedInterchange | 0 | 0 | 0 | 0 | 0 | 0
CO2 Emissions (MMshortTons): NWPP_Coal
ReportingType | 2015 | 2020 | 2025 | 2030 | 2035 | 2040
BM | 0 | 0 | 0 | 0 | 0 | 0
CC | 0 | 0 | 0 | 0 | 0 | 0
CSP | 0 | 0 | 0 | 0 | 0 | 0
CT | 0 | 0 | 0 | 0 | 0 | 0
Coal | 49.7 | 37.24 | 0.17 | 0.17 | 0.17 | 0.17
Geo | 0 | 0 | 0 | 0 | 0 | 0
H | 0 | 0 | 0 | 0 | 0 | 0
LFG | 0 | 0 | 0 | 0 | 0 | 0
Nuc | 0 | 0 | 0 | 0 | 0 | 0
PS | 0 | 0 | 0 | 0 | 0 | 0
PV | 0 | 0 | 0 | 0 | 0 | 0
PeakG | 0 | 0 | 0 | 0 | 0 | 0
PeakO | 0 | 0 | 0 | 0 | 0 | 0
ST | 0 | 0 | 0 | 0 | 0 | 0
STOG | 0 | 0 | 0 | 0 | 0 | 0
STWD | 0 | 0 | 0 | 0 | 0 | 0
WT | 0 | 0 | 0 | 0 | 0 | 0
IGCC | 0 | 0 | 0 | 0 | 0 | 0
DemandResponse | 0 | 0 | 0 | 0 | 0 | 0
IGCC-CCS | 0 | 0 | 0 | 0 | 0 | 0
WT_off | 0 | 0 | 0 | 0 | 0 | 0
PseudoUnit | 0 | 0 | 0 | 0 | 0 | 0
FixedInterchange | 0 | 0 | 0 | 0 | 0 | 0
CO2 Emissions (MMshortTons): NWPP_Gas
ReportingType | 2015 | 2020 | 2025 | 2030 | 2035 | 2040
BM | 0 | 0 | 0 | 0 | 0 | 0
CC | 19.82 | 26.66 | 26.66 | 18.99 | 6.38 | 5.57
CSP | 0 | 0 | 0 | 0 | 0 | 0
CT | 0 | 0 | 0 | 0 | 0 | 0
Coal | 0 | 0 | 0 | 0 | 0 | 0
Geo | 0 | 0 | 0 | 0 | 0 | 0
H | 0 | 0 | 0 | 0 | 0 | 0
LFG | 0 | 0 | 0 | 0 | 0 | 0
Nuc | 0 | 0 | 0 | 0 | 0 | 0
PS | 0 | 0 | 0 | 0 | 0 | 0
PV | 0 | 0 | 0 | 0 | 0 | 0
PeakG | 0 | 0 | 0 | 0 | 0 | 0
PeakO | 0 | 0 | 0 | 0 | 0 | 0
ST | 0 | 0 | 0 | 0 | 0 | 0
STOG | 0 | 0 | 0 | 0 | 0 | 0
STWD | 0 | 0 | 0 | 0 | 0 | 0
WT | 0 | 0 | 0 | 0 | 0 | 0
IGCC | 0 | 0 | 0 | 0 | 0 | 0
DemandResponse | 0 | 0 | 0 | 0 | 0 | 0
IGCC-CCS | 0 | 0 | 0 | 0 | 0 | 0
WT_off | 0 | 0 | 0 | 0 | 0 | 0
PseudoUnit | 0 | 0 | 0 | 0 | 0 | 0
FixedInterchange | 0 | 0 | 0 | 0 | 0 | 0
CO2 Emissions (MMshortTons): NWPP_NucRenew
ReportingType | 2015 | 2020 | 2025 | 2030 | 2035 | 2040
BM | 0 | 0 | 0 | 0 | 0 | 0
CC | 0 | 0 | 0 | 0 | 0 | 0
CSP | 0 | 0 | 0 | 0 | 0 | 0
CT | 0 | 0 | 0 | 0 | 0 | 0
Coal | 0 | 0 | 0 | 0 | 0 | 0
Geo | 0 | 0 | 0 | 0 | 0 | 0
H | 0 | 0 | 0 | 0 | 0 | 0
LFG | 0 | 0 | 0 | 0 | 0 | 0
Nuc | 0 | 0 | 0 | 0 | 0 | 0
PS | 0 | 0 | 0 | 0 | 0 | 0
PV | 0 | 0 | 0 | 0 | 0 | 0
PeakG | 0 | 0 | 0 | 0 | 0 | 0
PeakO | 0 | 0 | 0 | 0 | 0 | 0
ST | 0 | 0 | 0 | 0 | 0 | 0
STOG | 0 | 0 | 0 | 0 | 0 | 0
STWD | 0 | 0 | 0 | 0 | 0 | 0
WT | 0 | 0 | 0 | 0 | 0 | 0
IGCC | 0 | 0 | 0 | 0 | 0 | 0
DemandResponse | 0 | 0 | 0 | 0 | 0 | 0
IGCC-CCS | 0 | 0 | 0 | 0 | 0 | 0
WT_off | 0 | 0 | 0 | 0 | 0 | 0
PseudoUnit | 0 | 0 | 0 | 0 | 0 | 0
FixedInterchange | 0 | 0 | 0 | 0 | 0 | 0
CO2 Emissions (MMshortTons): RMPA
ReportingType | 2015 | 2020 | 2025 | 2030 | 2035 | 2040
BM | 0 | 0 | 0 | 0 | 0 | 0
CC | 4.76 | 4.53 | 6.47 | 4.39 | 4.37 | 4.13
CSP | 0 | 0 | 0 | 0 | 0 | 0
CT | 0 | 0 | 0 | 0 | 0 | 0
Coal | 54.62 | 40.02 | 3.82 | 0.52 | 0.52 | 0.56
Geo | 0 | 0 | 0 | 0 | 0 | 0
H | 0 | 0 | 0 | 0 | 0 | 0
LFG | 0 | 0 | 0 | 0 | 0 | 0
Nuc | 0 | 0 | 0 | 0 | 0 | 0
PS | 0 | 0 | 0 | 0 | 0 | 0
PV | 0 | 0 | 0 | 0 | 0 | 0
PeakG | 0 | 0 | 0 | 0 | 0 | 0
PeakO | 0 | 0 | 0 | 0 | 0 | 0
ST | 0 | 0 | 0 | 0 | 0 | 0
STOG | 0 | 0 | 0 | 0 | 0 | 0
STWD | 0 | 0 | 0 | 0 | 0 | 0
WT | 0 | 0 | 0 | 0 | 0 | 0
IGCC | 0 | 0 | 0 | 0 | 0 | 0
DemandResponse | 0 | 0 | 0 | 0 | 0 | 0
IGCC-CCS | 0 | 0 | 0 | 0 | 0 | 0
WT_off | 0 | 0 | 0 | 0 | 0 | 0
PseudoUnit | 0 | 0 | 0 | 0 | 0 | 0
FixedInterchange | 0 | 0 | 0 | 0 | 0 | 0
CO2 Emissions (MMshortTons): SP15
ReportingType | 2015 | 2020 | 2025 | 2030 | 2035 | 2040
BM | 0 | 0 | 0 | 0 | 0 | 0
CC | 34.86 | 33.19 | 39.34 | 32.36 | 28.64 | 24.67
CSP | 0 | 0 | 0 | 0 | 0 | 0
CT | 0 | 0 | 0 | 0 | 0 | 0
Coal | 1.64 | 0.9 | 0 | 0 | 0 | 0
Geo | 0 | 0 | 0 | 0 | 0 | 0
H | 0 | 0 | 0 | 0 | 0 | 0
LFG | 0 | 0 | 0 | 0 | 0 | 0
Nuc | 0 | 0 | 0 | 0 | 0 | 0
PS | 0 | 0 | 0 | 0 | 0 | 0
PV | 0 | 0 | 0 | 0 | 0 | 0
PeakG | 0 | 0 | 0 | 0 | 0 | 0
PeakO | 0 | 0 | 0 | 0 | 0 | 0
ST | 0 | 0 | 0 | 0 | 0 | 0
STOG | 0.21 | 0.04 | 0.05 | 0.02 | 0.02 | 0.06
STWD | 0 | 0 | 0 | 0 | 0 | 0
WT | 0 | 0 | 0 | 0 | 0 | 0
IGCC | 0 | 0 | 0 | 0 | 0 | 0
DemandResponse | 0 | 0 | 0 | 0 | 0 | 0
IGCC-CCS | 0 | 0 | 0 | 0 | 0 | 0
WT_off | 0 | 0 | 0 | 0 | 0 | 0
PseudoUnit | 0 | 0 | 0 | 0 | 0 | 0
FixedInterchange | 0 | 0 | 0 | 0 | 0 | 0
CO2 Emissions (MMshortTons): ALB
ReportingType | 2015 | 2020 | 2025 | 2030 | 2035 | 2040
BM | 0 | 0 | 0 | 0 | 0 | 0
CC | 7.3 | 7.55 | 7.55 | 0 | 0 | 0
CSP | 0 | 0 | 0 | 0 | 0 | 0
CT | 0 | 0 | 0 | 0 | 0 | 0
Coal | 50 | 50 | 49.35 | 0 | 0 | 0
Geo | 0 | 0 | 0 | 0 | 0 | 0
H | 0 | 0 | 0 | 0 | 0 | 0
LFG | 0 | 0 | 0 | 0 | 0 | 0
Nuc | 0 | 0 | 0 | 0 | 0 | 0
PS | 0 | 0 | 0 | 0 | 0 | 0
PV | 0 | 0 | 0 | 0 | 0 | 0
PeakG | 0 | 0 | 0 | 0 | 0 | 0
PeakO | 0 | 0 | 0 | 0 | 0 | 0
ST | 0 | 0 | 0 | 0 | 0 | 0
STOG | 0 | 0 | 0 | 0 | 0 | 0
STWD | 0 | 0 | 0 | 0 | 0 | 0
WT | 0 | 0 | 0 | 0 | 0 | 0
IGCC | 0 | 0 | 0 | 0 | 0 | 0
DemandResponse | 0 | 0 | 0 | 0 | 0 | 0
IGCC-CCS | 0 | 0 | 0 | 0 | 0 | 0
WT_off | 0 | 0 | 0 | 0 | 0 | 0
PseudoUnit | 0 | 0 | 0 | 0 | 0 | 0
FixedInterchange | 0 | 0 | 0 | 0 | 0 | 0
CO2 Emissions (MMshortTons): BC
ReportingType | 2015 | 2020 | 2025 | 2030 | 2035 | 2040
BM | 0 | 0 | 0 | 0 | 0 | 0
CC | 1.72 | 1.72 | 1.72 | 1.06 | 0.15 | 0
CSP | 0 | 0 | 0 | 0 | 0 | 0
CT | 0 | 0 | 0 | 0 | 0 | 0
Coal | 0 | 0 | 0 | 0 | 0 | 0
Geo | 0 | 0 | 0 | 0 | 0 | 0
H | 0 | 0 | 0 | 0 | 0 | 0
LFG | 0 | 0 | 0 | 0 | 0 | 0
Nuc | 0 | 0 | 0 | 0 | 0 | 0
PS | 0 | 0 | 0 | 0 | 0 | 0
PV | 0 | 0 | 0 | 0 | 0 | 0
PeakG | 0 | 0 | 0 | 0 | 0 | 0
PeakO | 0 | 0 | 0 | 0 | 0 | 0
ST | 0 | 0 | 0 | 0 | 0 | 0
STOG | 0 | 0 | 0 | 0 | 0 | 0
STWD | 0 | 0 | 0 | 0 | 0 | 0
WT | 0 | 0 | 0 | 0 | 0 | 0
IGCC | 0 | 0 | 0 | 0 | 0 | 0
DemandResponse | 0 | 0 | 0 | 0 | 0 | 0
IGCC-CCS | 0 | 0 | 0 | 0 | 0 | 0
WT_off | 0 | 0 | 0 | 0 | 0 | 0
PseudoUnit | 0 | 0 | 0 | 0 | 0 | 0
FixedInterchange | 0 | 0 | 0 | 0 | 0 | 0
CO2 Emissions (MMshortTons): HQ_IESO
ReportingType | 2015 | 2020 | 2025 | 2030 | 2035 | 2040
BM | 0 | 0 | 0 | 0 | 0 | 0
CC | 0 | 0 | 0 | 0 | 0 | 0
CSP | 0 | 0 | 0 | 0 | 0 | 0
CT | 0 | 0 | 0 | 0 | 0 | 0
Coal | 0 | 0 | 0 | 0 | 0 | 0
Geo | 0 | 0 | 0 | 0 | 0 | 0
H | 0 | 0 | 0 | 0 | 0 | 0
LFG | 0 | 0 | 0 | 0 | 0 | 0
Nuc | 0 | 0 | 0 | 0 | 0 | 0
PS | 0 | 0 | 0 | 0 | 0 | 0
PV | 0 | 0 | 0 | 0 | 0 | 0
PeakG | 0 | 0 | 0 | 0 | 0 | 0
PeakO | 0 | 0 | 0 | 0 | 0 | 0
ST | 0 | 0 | 0 | 0 | 0 | 0
STOG | 0 | 0 | 0 | 0 | 0 | 0
STWD | 0 | 0 | 0 | 0 | 0 | 0
WT | 0 | 0 | 0 | 0 | 0 | 0
IGCC | 0 | 0 | 0 | 0 | 0 | 0
DemandResponse | 0 | 0 | 0 | 0 | 0 | 0
IGCC-CCS | 0 | 0 | 0 | 0 | 0 | 0
WT_off | 0 | 0 | 0 | 0 | 0 | 0
PseudoUnit | 0 | 0 | 0 | 0 | 0 | 0
FixedInterchange | 0 | 0 | 0 | 0 | 0 | 0
CO2 Emissions (MMshortTons): HQ_NEISO
ReportingType | 2015 | 2020 | 2025 | 2030 | 2035 | 2040
BM | 0 | 0 | 0 | 0 | 0 | 0
CC | 0 | 0 | 0 | 0 | 0 | 0
CSP | 0 | 0 | 0 | 0 | 0 | 0
CT | 0 | 0 | 0 | 0 | 0 | 0
Coal | 0 | 0 | 0 | 0 | 0 | 0
Geo | 0 | 0 | 0 | 0 | 0 | 0
H | 0 | 0 | 0 | 0 | 0 | 0
LFG | 0 | 0 | 0 | 0 | 0 | 0
Nuc | 0 | 0 | 0 | 0 | 0 | 0
PS | 0 | 0 | 0 | 0 | 0 | 0
PV | 0 | 0 | 0 | 0 | 0 | 0
PeakG | 0 | 0 | 0 | 0 | 0 | 0
PeakO | 0 | 0 | 0 | 0 | 0 | 0
ST | 0 | 0 | 0 | 0 | 0 | 0
STOG | 0 | 0 | 0 | 0 | 0 | 0
STWD | 0 | 0 | 0 | 0 | 0 | 0
WT | 0 | 0 | 0 | 0 | 0 | 0
IGCC | 0 | 0 | 0 | 0 | 0 | 0
DemandResponse | 0 | 0 | 0 | 0 | 0 | 0
IGCC-CCS | 0 | 0 | 0 | 0 | 0 | 0
WT_off | 0 | 0 | 0 | 0 | 0 | 0
PseudoUnit | 0 | 0 | 0 | 0 | 0 | 0
FixedInterchange | 0 | 0 | 0 | 0 | 0 | 0
CO2 Emissions (MMshortTons): HQ_NY
ReportingType | 2015 | 2020 | 2025 | 2030 | 2035 | 2040
BM | 0 | 0 | 0 | 0 | 0 | 0
CC | 0 | 0 | 0 | 0 | 0 | 0
CSP | 0 | 0 | 0 | 0 | 0 | 0
CT | 0 | 0 | 0 | 0 | 0 | 0
Coal | 0 | 0 | 0 | 0 | 0 | 0
Geo | 0 | 0 | 0 | 0 | 0 | 0
H | 0 | 0 | 0 | 0 | 0 | 0
LFG | 0 | 0 | 0 | 0 | 0 | 0
Nuc | 0 | 0 | 0 | 0 | 0 | 0
PS | 0 | 0 | 0 | 0 | 0 | 0
PV | 0 | 0 | 0 | 0 | 0 | 0
PeakG | 0 | 0 | 0 | 0 | 0 | 0
PeakO | 0 | 0 | 0 | 0 | 0 | 0
ST | 0 | 0 | 0 | 0 | 0 | 0
STOG | 0 | 0 | 0 | 0 | 0 | 0
STWD | 0 | 0 | 0 | 0 | 0 | 0
WT | 0 | 0 | 0 | 0 | 0 | 0
IGCC | 0 | 0 | 0 | 0 | 0 | 0
DemandResponse | 0 | 0 | 0 | 0 | 0 | 0
IGCC-CCS | 0 | 0 | 0 | 0 | 0 | 0
WT_off | 0 | 0 | 0 | 0 | 0 | 0
PseudoUnit | 0 | 0 | 0 | 0 | 0 | 0
FixedInterchange | 0 | 0 | 0 | 0 | 0 | 0
CO2 Emissions (MMshortTons): MARITIMES
ReportingType | 2015 | 2020 | 2025 | 2030 | 2035 | 2040
BM | 0 | 0 | 0 | 0 | 0 | 0
CC | 0 | 0 | 0 | 0 | 0 | 0
CSP | 0 | 0 | 0 | 0 | 0 | 0
CT | 0 | 0 | 0 | 0 | 0 | 0
Coal | 0 | 0 | 0 | 0 | 0 | 0
Geo | 0 | 0 | 0 | 0 | 0 | 0
H | 0 | 0 | 0 | 0 | 0 | 0
LFG | 0 | 0 | 0 | 0 | 0 | 0
Nuc | 0 | 0 | 0 | 0 | 0 | 0
PS | 0 | 0 | 0 | 0 | 0 | 0
PV | 0 | 0 | 0 | 0 | 0 | 0
PeakG | 0 | 0 | 0 | 0 | 0 | 0
PeakO | 0 | 0 | 0 | 0 | 0 | 0
ST | 0 | 0 | 0 | 0 | 0 | 0
STOG | 0 | 0 | 0 | 0 | 0 | 0
STWD | 0 | 0 | 0 | 0 | 0 | 0
WT | 0 | 0 | 0 | 0 | 0 | 0
IGCC | 0 | 0 | 0 | 0 | 0 | 0
DemandResponse | 0 | 0 | 0 | 0 | 0 | 0
IGCC-CCS | 0 | 0 | 0 | 0 | 0 | 0
WT_off | 0 | 0 | 0 | 0 | 0 | 0
PseudoUnit | 0 | 0 | 0 | 0 | 0 | 0
FixedInterchange | 0 | 0 | 0 | 0 | 0 | 0
CO2 Emissions (MMshortTons): All
ReportingType | 2015 | 2020 | 2025 | 2030 | 2035 | 2040
BM | 0 | 0 | 0 | 0 | 0 | 0
CC | 646.14 | 813.19 | 790.16 | 633.88 | 615.11 | 588.73
CSP | 0 | 0 | 0 | 0 | 0 | 0
CT | 0.38 | 0.48 | 0.7 | 0.35 | 0.08 | 0.27
Coal | 1108.49 | 371.9 | 76.77 | 3 | 3 | 3.27
Geo | 0 | 0 | 0 | 0 | 0 | 0
H | 0 | 0 | 0 | 0 | 0 | 0
LFG | 0 | 0 | 0 | 0 | 0 | 0
Nuc | 0 | 0 | 0 | 0 | 0 | 0
PS | 0 | 0 | 0 | 0 | 0 | 0
PV | 0 | 0 | 0 | 0 | 0 | 0
PeakG | 1.92 | 3.25 | 4.1 | 2.65 | 2.66 | 2.32
PeakO | 0 | 0 | 0 | 0 | 0 | 0
ST | 0 | 0 | 0 | 0 | 0 | 0
STOG | 3.96 | 3.75 | 1.86 | 1.86 | 1.37 | 1.05
STWD | 0 | 0 | 0 | 0 | 0 | 0
WT | 0 | 0 | 0 | 0 | 0 | 0
IGCC | 4.15 | 2.62 | 0.39 | 0.11 | 0.11 | 0.11
DemandResponse | 0 | 0 | 0 | 0 | 0 | 0
IGCC-CCS | 0 | 0 | 0 | 0 | 0 | 0
WT_off | 0 | 0 | 0 | 0 | 0 | 0
PseudoUnit | 0 | 0 | 0 | 0 | 0 | 0
FixedInterchange | 0 | 0 | 0 | 0 | 0 | 0
CO2 Emissions (MMshortTons): EI_US
ReportingType | 2015 | 2020 | 2025 | 2030 | 2035 | 2040
BM | 0 | 0 | 0 | 0 | 0 | 0
CC | 433.35 | 599.69 | 573.09 | 463.6 | 479.93 | 473.81
CSP | 0 | 0 | 0 | 0 | 0 | 0
CT | 0.38 | 0.48 | 0.7 | 0.35 | 0.08 | 0.27
Coal | 859.83 | 172.73 | 13.78 | 2.28 | 2.28 | 2.46
Geo | 0 | 0 | 0 | 0 | 0 | 0
H | 0 | 0 | 0 | 0 | 0 | 0
LFG | 0 | 0 | 0 | 0 | 0 | 0
Nuc | 0 | 0 | 0 | 0 | 0 | 0
PS | 0 | 0 | 0 | 0 | 0 | 0
PV | 0 | 0 | 0 | 0 | 0 | 0
PeakG | 1.87 | 3.17 | 4.1 | 2.62 | 2.63 | 2.32
PeakO | 0 | 0 | 0 | 0 | 0 | 0
ST | 0 | 0 | 0 | 0 | 0 | 0
STOG | 3 | 2.4 | 1.38 | 1.28 | 1.21 | 0.98
STWD | 0 | 0 | 0 | 0 | 0 | 0
WT | 0 | 0 | 0 | 0 | 0 | 0
IGCC | 4.15 | 2.62 | 0.39 | 0.11 | 0.11 | 0.11
DemandResponse | 0 | 0 | 0 | 0 | 0 | 0
IGCC-CCS | 0 | 0 | 0 | 0 | 0 | 0
WT_off | 0 | 0 | 0 | 0 | 0 | 0
PseudoUnit | 0 | 0 | 0 | 0 | 0 | 0
FixedInterchange | 0 | 0 | 0 | 0 | 0 | 0
CO2 Emissions (MMshortTons): EI_Canada
ReportingType | 2015 | 2020 | 2025 | 2030 | 2035 | 2040
BM | 0 | 0 | 0 | 0 | 0 | 0
CC | 5.43 | 3.3 | 0.25 | 0.04 | 0.05 | 0.11
CSP | 0 | 0 | 0 | 0 | 0 | 0
CT | 0 | 0 | 0 | 0 | 0 | 0
Coal | 0.29 | 0.04 | 0 | 0 | 0 | 0
Geo | 0 | 0 | 0 | 0 | 0 | 0
H | 0 | 0 | 0 | 0 | 0 | 0
LFG | 0 | 0 | 0 | 0 | 0 | 0
Nuc | 0 | 0 | 0 | 0 | 0 | 0
PS | 0 | 0 | 0 | 0 | 0 | 0
PV | 0 | 0 | 0 | 0 | 0 | 0
PeakG | 0.06 | 0.07 | 0 | 0 | 0 | 0
PeakO | 0 | 0 | 0 | 0 | 0 | 0
ST | 0 | 0 | 0 | 0 | 0 | 0
STOG | 0 | 0 | 0 | 0 | 0 | 0
STWD | 0 | 0 | 0 | 0 | 0 | 0
WT | 0 | 0 | 0 | 0 | 0 | 0
IGCC | 0 | 0 | 0 | 0 | 0 | 0
DemandResponse | 0 | 0 | 0 | 0 | 0 | 0
IGCC-CCS | 0 | 0 | 0 | 0 | 0 | 0
WT_off | 0 | 0 | 0 | 0 | 0 | 0
PseudoUnit | 0 | 0 | 0 | 0 | 0 | 0
FixedInterchange | 0 | 0 | 0 | 0 | 0 | 0
CO2 Emissions (MMshortTons): EI
ReportingType | 2015 | 2020 | 2025 | 2030 | 2035 | 2040
BM | 0 | 0 | 0 | 0 | 0 | 0
CC | 438.78 | 602.99 | 573.34 | 463.64 | 479.98 | 473.92
CSP | 0 | 0 | 0 | 0 | 0 | 0
CT | 0.38 | 0.48 | 0.7 | 0.35 | 0.08 | 0.27
Coal | 860.11 | 172.78 | 13.78 | 2.28 | 2.28 | 2.46
Geo | 0 | 0 | 0 | 0 | 0 | 0
H | 0 | 0 | 0 | 0 | 0 | 0
LFG | 0 | 0 | 0 | 0 | 0 | 0
Nuc | 0 | 0 | 0 | 0 | 0 | 0
PS | 0 | 0 | 0 | 0 | 0 | 0
PV | 0 | 0 | 0 | 0 | 0 | 0
PeakG | 1.92 | 3.25 | 4.1 | 2.62 | 2.63 | 2.32
PeakO | 0 | 0 | 0 | 0 | 0 | 0
ST | 0 | 0 | 0 | 0 | 0 | 0
STOG | 3 | 2.4 | 1.38 | 1.28 | 1.21 | 0.98
STWD | 0 | 0 | 0 | 0 | 0 | 0
WT | 0 | 0 | 0 | 0 | 0 | 0
IGCC | 4.15 | 2.62 | 0.39 | 0.11 | 0.11 | 0.11
DemandResponse | 0 | 0 | 0 | 0 | 0 | 0
IGCC-CCS | 0 | 0 | 0 | 0 | 0 | 0
WT_off | 0 | 0 | 0 | 0 | 0 | 0
PseudoUnit | 0 | 0 | 0 | 0 | 0 | 0
FixedInterchange | 0 | 0 | 0 | 0 | 0 | 0
CO2 Emissions (MMshortTons): Outside_EI
ReportingType | 2015 | 2020 | 2025 | 2030 | 2035 | 2040
BM | 0 | 0 | 0 | 0 | 0 | 0
CC | 207.36 | 210.2 | 216.83 | 170.23 | 135.13 | 114.81
CSP | 0 | 0 | 0 | 0 | 0 | 0
CT | 0 | 0 | 0 | 0.01 | 0 | 0
Coal | 248.38 | 199.12 | 62.99 | 0.73 | 0.73 | 0.81
Geo | 0 | 0 | 0 | 0 | 0 | 0
H | 0 | 0 | 0 | 0 | 0 | 0
LFG | 0 | 0 | 0 | 0 | 0 | 0
Nuc | 0 | 0 | 0 | 0 | 0 | 0
PS | 0 | 0 | 0 | 0 | 0 | 0
PV | 0 | 0 | 0 | 0 | 0 | 0
PeakG | 0 | 0 | 0 | 0.03 | 0.03 | 0
PeakO | 0 | 0 | 0 | 0 | 0 | 0
ST | 0 | 0 | 0 | 0 | 0 | 0
STOG | 0.96 | 1.35 | 0.49 | 0.58 | 0.16 | 0.06
STWD | 0 | 0 | 0 | 0 | 0 | 0
WT | 0 | 0 | 0 | 0 | 0 | 0
IGCC | 0 | 0 | 0 | 0 | 0 | 0
DemandResponse | 0 | 0 | 0 | 0 | 0 | 0
IGCC-CCS | 0 | 0 | 0 | 0 | 0 | 0
WT_off | 0 | 0 | 0 | 0 | 0 | 0
PseudoUnit | 0 | 0 | 0 | 0 | 0 | 0
FixedInterchange | 0 | 0 | 0 | 0 | 0 | 0
CO2 Emissions (MMmetricTons): Entergy
ReportingType | 2015 | 2020 | 2025 | 2030 | 2035 | 2040
BM | 0 | 0 | 0 | 0 | 0 | 0
CC | 27.43 | 35.27 | 34.82 | 28.65 | 28.17 | 23.96
CSP | 0 | 0 | 0 | 0 | 0 | 0
CT | 0 | 0 | 0 | 0 | 0 | 0
Coal | 54.04 | 4.91 | 0.45 | 0 | 0 | 0.04
Geo | 0 | 0 | 0 | 0 | 0 | 0
H | 0 | 0 | 0 | 0 | 0 | 0
LFG | 0 | 0 | 0 | 0 | 0 | 0
Nuc | 0 | 0 | 0 | 0 | 0 | 0
PS | 0 | 0 | 0 | 0 | 0 | 0
PV | 0 | 0 | 0 | 0 | 0 | 0
PeakG | 0 | 0 | 0.01 | 0 | 0 | 0
PeakO | 0 | 0 | 0 | 0 | 0 | 0
ST | 0 | 0 | 0 | 0 | 0 | 0
STOG | 0.18 | 0.19 | 0 | 0 | 0 | 0
STWD | 0 | 0 | 0 | 0 | 0 | 0
WT | 0 | 0 | 0 | 0 | 0 | 0
IGCC | 0 | 0 | 0 | 0 | 0 | 0
DemandResponse | 0 | 0 | 0 | 0 | 0 | 0
IGCC-CCS | 0 | 0 | 0 | 0 | 0 | 0
WT_off | 0 | 0 | 0 | 0 | 0 | 0
PseudoUnit | 0 | 0 | 0 | 0 | 0 | 0
FixedInterchange | 0 | 0 | 0 | 0 | 0 | 0
CO2 Emissions (MMmetricTons): FRCC
ReportingType | 2015 | 2020 | 2025 | 2030 | 2035 | 2040
BM | 0 | 0 | 0 | 0 | 0 | 0
CC | 68.75 | 72.39 | 71.25 | 34.59 | 31.64 | 27.1
CSP | 0 | 0 | 0 | 0 | 0 | 0
CT | 0.28 | 0.38 | 0.54 | 0.24 | 0 | 0
Coal | 16.78 | 3.36 | 0 | 0 | 0 | 0
Geo | 0 | 0 | 0 | 0 | 0 | 0
H | 0 | 0 | 0 | 0 | 0 | 0
LFG | 0 | 0 | 0 | 0 | 0 | 0
Nuc | 0 | 0 | 0 | 0 | 0 | 0
PS | 0 | 0 | 0 | 0 | 0 | 0
PV | 0 | 0 | 0 | 0 | 0 | 0
PeakG | 0.23 | 0.37 | 0.66 | 0.05 | 0.1 | 0.06
PeakO | 0 | 0 | 0 | 0 | 0 | 0
ST | 0 | 0 | 0 | 0 | 0 | 0
STOG | 0 | 0 | 0 | 0 | 0 | 0
STWD | 0 | 0 | 0 | 0 | 0 | 0
WT | 0 | 0 | 0 | 0 | 0 | 0
IGCC | 0 | 0 | 0 | 0 | 0 | 0
DemandResponse | 0 | 0 | 0 | 0 | 0 | 0
IGCC-CCS | 0 | 0 | 0 | 0 | 0 | 0
WT_off | 0 | 0 | 0 | 0 | 0 | 0
PseudoUnit | 0 | 0 | 0 | 0 | 0 | 0
FixedInterchange | 0 | 0 | 0 | 0 | 0 | 0
CO2 Emissions (MMmetricTons): MAPP_US
ReportingType | 2015 | 2020 | 2025 | 2030 | 2035 | 2040
BM | 0 | 0 | 0 | 0 | 0 | 0
CC | 0.5 | 0.08 | 0.07 | 0.07 | 0.07 | 0.07
CSP | 0 | 0 | 0 | 0 | 0 | 0
CT | 0 | 0 | 0 | 0 | 0 | 0
Coal | 11.26 | 4.37 | 0 | 0 | 0 | 0
Geo | 0 | 0 | 0 | 0 | 0 | 0
H | 0 | 0 | 0 | 0 | 0 | 0
LFG | 0 | 0 | 0 | 0 | 0 | 0
Nuc | 0 | 0 | 0 | 0 | 0 | 0
PS | 0 | 0 | 0 | 0 | 0 | 0
PV | 0 | 0 | 0 | 0 | 0 | 0
PeakG | 0.04 | 0.09 | 0.05 | 0.07 | 0.05 | 0.05
PeakO | 0 | 0 | 0 | 0 | 0 | 0
ST | 0 | 0 | 0 | 0 | 0 | 0
STOG | 0 | 0 | 0 | 0 | 0 | 0
STWD | 0 | 0 | 0 | 0 | 0 | 0
WT | 0 | 0 | 0 | 0 | 0 | 0
IGCC | 0 | 0 | 0 | 0 | 0 | 0
DemandResponse | 0 | 0 | 0 | 0 | 0 | 0
IGCC-CCS | 0 | 0 | 0 | 0 | 0 | 0
WT_off | 0 | 0 | 0 | 0 | 0 | 0
PseudoUnit | 0 | 0 | 0 | 0 | 0 | 0
FixedInterchange | 0 | 0 | 0 | 0 | 0 | 0
CO2 Emissions (MMmetricTons): MISO_IN
ReportingType | 2015 | 2020 | 2025 | 2030 | 2035 | 2040
BM | 0 | 0 | 0 | 0 | 0 | 0
CC | 7.38 | 55.7 | 57.63 | 54.27 | 53.89 | 56.25
CSP | 0 | 0 | 0 | 0 | 0 | 0
CT | 0 | 0 | 0 | 0 | 0 | 0
Coal | 51.63 | 0 | 0 | 0 | 0 | 0
Geo | 0 | 0 | 0 | 0 | 0 | 0
H | 0 | 0 | 0 | 0 | 0 | 0
LFG | 0 | 0 | 0 | 0 | 0 | 0
Nuc | 0 | 0 | 0 | 0 | 0 | 0
PS | 0 | 0 | 0 | 0 | 0 | 0
PV | 0 | 0 | 0 | 0 | 0 | 0
PeakG | 0 | 0 | 0 | 0 | 0 | 0
PeakO | 0 | 0 | 0 | 0 | 0 | 0
ST | 0 | 0 | 0 | 0 | 0 | 0
STOG | 0.02 | 0.02 | 0.02 | 0.01 | 0.01 | 0.01
STWD | 0 | 0 | 0 | 0 | 0 | 0
WT | 0 | 0 | 0 | 0 | 0 | 0
IGCC | 3.76 | 2.38 | 0.36 | 0.1 | 0.1 | 0.1
DemandResponse | 0 | 0 | 0 | 0 | 0 | 0
IGCC-CCS | 0 | 0 | 0 | 0 | 0 | 0
WT_off | 0 | 0 | 0 | 0 | 0 | 0
PseudoUnit | 0 | 0 | 0 | 0 | 0 | 0
FixedInterchange | 0 | 0 | 0 | 0 | 0 | 0
CO2 Emissions (MMmetricTons): MISO_MI
ReportingType | 2015 | 2020 | 2025 | 2030 | 2035 | 2040
BM | 0 | 0 | 0 | 0 | 0 | 0
CC | 8.23 | 9.94 | 7.91 | 7.52 | 7.74 | 8.04
CSP | 0 | 0 | 0 | 0 | 0 | 0
CT | 0 | 0 | 0 | 0 | 0 | 0
Coal | 22.65 | 0 | 0 | 0 | 0 | 0
Geo | 0 | 0 | 0 | 0 | 0 | 0
H | 0 | 0 | 0 | 0 | 0 | 0
LFG | 0 | 0 | 0 | 0 | 0 | 0
Nuc | 0 | 0 | 0 | 0 | 0 | 0
PS | 0 | 0 | 0 | 0 | 0 | 0
PV | 0 | 0 | 0 | 0 | 0 | 0
PeakG | 0.01 | 0.01 | 0.02 | 0 | 0.01 | 0
PeakO | 0 | 0 | 0 | 0 | 0 | 0
ST | 0 | 0 | 0 | 0 | 0 | 0
STOG | 0.18 | 0.06 | 0.06 | 0.02 | 0.05 | 0.02
STWD | 0 | 0 | 0 | 0 | 0 | 0
WT | 0 | 0 | 0 | 0 | 0 | 0
IGCC | 0 | 0 | 0 | 0 | 0 | 0
DemandResponse | 0 | 0 | 0 | 0 | 0 | 0
IGCC-CCS | 0 | 0 | 0 | 0 | 0 | 0
WT_off | 0 | 0 | 0 | 0 | 0 | 0
PseudoUnit | 0 | 0 | 0 | 0 | 0 | 0
FixedInterchange | 0 | 0 | 0 | 0 | 0 | 0
CO2 Emissions (MMmetricTons): MISO_MO-IL
ReportingType | 2015 | 2020 | 2025 | 2030 | 2035 | 2040
BM | 0 | 0 | 0 | 0 | 0 | 0
CC | 1.07 | 9.16 | 5.52 | 5.04 | 5.41 | 4.12
CSP | 0 | 0 | 0 | 0 | 0 | 0
CT | 0 | 0 | 0 | 0 | 0 | 0
Coal | 69.25 | 13.52 | 1.23 | 0.36 | 0.36 | 0.36
Geo | 0 | 0 | 0 | 0 | 0 | 0
H | 0 | 0 | 0 | 0 | 0 | 0
LFG | 0 | 0 | 0 | 0 | 0 | 0
Nuc | 0 | 0 | 0 | 0 | 0 | 0
PS | 0 | 0 | 0 | 0 | 0 | 0
PV | 0 | 0 | 0 | 0 | 0 | 0
PeakG | 0.17 | 0.22 | 0.18 | 0.21 | 0.22 | 0.29
PeakO | 0 | 0 | 0 | 0 | 0 | 0
ST | 0 | 0 | 0 | 0 | 0 | 0
STOG | 0 | 0 | 0 | 0 | 0 | 0
STWD | 0 | 0 | 0 | 0 | 0 | 0
WT | 0 | 0 | 0 | 0 | 0 | 0
IGCC | 0 | 0 | 0 | 0 | 0 | 0
DemandResponse | 0 | 0 | 0 | 0 | 0 | 0
IGCC-CCS | 0 | 0 | 0 | 0 | 0 | 0
WT_off | 0 | 0 | 0 | 0 | 0 | 0
PseudoUnit | 0 | 0 | 0 | 0 | 0 | 0
FixedInterchange | 0 | 0 | 0 | 0 | 0 | 0
CO2 Emissions (MMmetricTons): MISO_W
ReportingType | 2015 | 2020 | 2025 | 2030 | 2035 | 2040
BM | 0 | 0 | 0 | 0 | 0 | 0
CC | 3.29 | 4.52 | 1.24 | 1.01 | 0.83 | 0.81
CSP | 0 | 0 | 0 | 0 | 0 | 0
CT | 0 | 0 | 0 | 0 | 0 | 0
Coal | 70.9 | 26.07 | 0.45 | 0.39 | 0.39 | 0.39
Geo | 0 | 0 | 0 | 0 | 0 | 0
H | 0 | 0 | 0 | 0 | 0 | 0
LFG | 0 | 0 | 0 | 0 | 0 | 0
Nuc | 0 | 0 | 0 | 0 | 0 | 0
PS | 0 | 0 | 0 | 0 | 0 | 0
PV | 0 | 0 | 0 | 0 | 0 | 0
PeakG | 0.15 | 0.49 | 0.03 | 0.07 | 0.14 | 0.07
PeakO | 0 | 0 | 0 | 0 | 0 | 0
ST | 0 | 0 | 0 | 0 | 0 | 0
STOG | 0 | 0 | 0 | 0 | 0 | 0
STWD | 0 | 0 | 0 | 0 | 0 | 0
WT | 0 | 0 | 0 | 0 | 0 | 0
IGCC | 0 | 0 | 0 | 0 | 0 | 0
DemandResponse | 0 | 0 | 0 | 0 | 0 | 0
IGCC-CCS | 0 | 0 | 0 | 0 | 0 | 0
WT_off | 0 | 0 | 0 | 0 | 0 | 0
PseudoUnit | 0 | 0 | 0 | 0 | 0 | 0
FixedInterchange | 0 | 0 | 0 | 0 | 0 | 0
CO2 Emissions (MMmetricTons): MISO_WUMS
ReportingType | 2015 | 2020 | 2025 | 2030 | 2035 | 2040
BM | 0 | 0 | 0 | 0 | 0 | 0
CC | 20.01 | 25.57 | 20.21 | 19.4 | 21.22 | 19.55
CSP | 0 | 0 | 0 | 0 | 0 | 0
CT | 0 | 0 | 0 | 0.07 | 0.07 | 0.23
Coal | 8.35 | 0.54 | 0.2 | 0.12 | 0.12 | 0.12
Geo | 0 | 0 | 0 | 0 | 0 | 0
H | 0 | 0 | 0 | 0 | 0 | 0
LFG | 0 | 0 | 0 | 0 | 0 | 0
Nuc | 0 | 0 | 0 | 0 | 0 | 0
PS | 0 | 0 | 0 | 0 | 0 | 0
PV | 0 | 0 | 0 | 0 | 0 | 0
PeakG | 0 | 0 | 0 | 0 | 0 | 0
PeakO | 0 | 0 | 0 | 0 | 0 | 0
ST | 0 | 0 | 0 | 0 | 0 | 0
STOG | 0 | 0 | 0 | 0 | 0 | 0
STWD | 0 | 0 | 0 | 0 | 0 | 0
WT | 0 | 0 | 0 | 0 | 0 | 0
IGCC | 0 | 0 | 0 | 0 | 0 | 0
DemandResponse | 0 | 0 | 0 | 0 | 0 | 0
IGCC-CCS | 0 | 0 | 0 | 0 | 0 | 0
WT_off | 0 | 0 | 0 | 0 | 0 | 0
PseudoUnit | 0 | 0 | 0 | 0 | 0 | 0
FixedInterchange | 0 | 0 | 0 | 0 | 0 | 0
CO2 Emissions (MMmetricTons): Nebraska
ReportingType | 2015 | 2020 | 2025 | 2030 | 2035 | 2040
BM | 0 | 0 | 0 | 0 | 0 | 0
CC | 0.79 | 2.61 | 1.34 | 1.32 | 1.97 | 1.3
CSP | 0 | 0 | 0 | 0 | 0 | 0
CT | 0 | 0 | 0 | 0 | 0 | 0
Coal | 32.1 | 2.78 | 0.49 | 0.49 | 0.56 | 0.56
Geo | 0 | 0 | 0 | 0 | 0 | 0
H | 0 | 0 | 0 | 0 | 0 | 0
LFG | 0 | 0 | 0 | 0 | 0 | 0
Nuc | 0 | 0 | 0 | 0 | 0 | 0
PS | 0 | 0 | 0 | 0 | 0 | 0
PV | 0 | 0 | 0 | 0 | 0 | 0
PeakG | 0.01 | 0.01 | 0 | 0.01 | 0 | 0
PeakO | 0 | 0 | 0 | 0 | 0 | 0
ST | 0 | 0 | 0 | 0 | 0 | 0
STOG | 0 | 0 | 0 | 0 | 0 | 0
STWD | 0 | 0 | 0 | 0 | 0 | 0
WT | 0 | 0 | 0 | 0 | 0 | 0
IGCC | 0 | 0 | 0 | 0 | 0 | 0
DemandResponse | 0 | 0 | 0 | 0 | 0 | 0
IGCC-CCS | 0 | 0 | 0 | 0 | 0 | 0
WT_off | 0 | 0 | 0 | 0 | 0 | 0
PseudoUnit | 0 | 0 | 0 | 0 | 0 | 0
FixedInterchange | 0 | 0 | 0 | 0 | 0 | 0
CO2 Emissions (MMmetricTons): NEISO
ReportingType | 2015 | 2020 | 2025 | 2030 | 2035 | 2040
BM | 0 | 0 | 0 | 0 | 0 | 0
CC | 15.62 | 10.12 | 7.91 | 4.5 | 7.38 | 8.19
CSP | 0 | 0 | 0 | 0 | 0 | 0
CT | 0 | 0 | 0.01 | 0 | 0 | 0
Coal | 0.03 | 0 | 0 | 0 | 0 | 0
Geo | 0 | 0 | 0 | 0 | 0 | 0
H | 0 | 0 | 0 | 0 | 0 | 0
LFG | 0 | 0 | 0 | 0 | 0 | 0
Nuc | 0 | 0 | 0 | 0 | 0 | 0
PS | 0 | 0 | 0 | 0 | 0 | 0
PV | 0 | 0 | 0 | 0 | 0 | 0
PeakG | 0 | 0.02 | 0.02 | 0 | 0.01 | 0.02
PeakO | 0 | 0 | 0 | 0 | 0 | 0
ST | 0 | 0 | 0 | 0 | 0 | 0
STOG | 0 | 0 | 0 | 0 | 0 | 0
STWD | 0 | 0 | 0 | 0 | 0 | 0
WT | 0 | 0 | 0 | 0 | 0 | 0
IGCC | 0 | 0 | 0 | 0 | 0 | 0
DemandResponse | 0 | 0 | 0 | 0 | 0 | 0
IGCC-CCS | 0 | 0 | 0 | 0 | 0 | 0
WT_off | 0 | 0 | 0 | 0 | 0 | 0
PseudoUnit | 0 | 0 | 0 | 0 | 0 | 0
FixedInterchange | 0 | 0 | 0 | 0 | 0 | 0
CO2 Emissions (MMmetricTons): NonRTO_Midwest
ReportingType | 2015 | 2020 | 2025 | 2030 | 2035 | 2040
BM | 0 | 0 | 0 | 0 | 0 | 0
CC | 4.35 | 15.57 | 15.46 | 15.04 | 14.69 | 14.05
CSP | 0 | 0 | 0 | 0 | 0 | 0
CT | 0 | 0 | 0 | 0 | 0 | 0
Coal | 43.07 | 11.64 | 1.1 | 0.15 | 0.15 | 0.15
Geo | 0 | 0 | 0 | 0 | 0 | 0
H | 0 | 0 | 0 | 0 | 0 | 0
LFG | 0 | 0 | 0 | 0 | 0 | 0
Nuc | 0 | 0 | 0 | 0 | 0 | 0
PS | 0 | 0 | 0 | 0 | 0 | 0
PV | 0 | 0 | 0 | 0 | 0 | 0
PeakG | 0.09 | 0.04 | 0.08 | 0.11 | 0.11 | 0.13
PeakO | 0 | 0 | 0 | 0 | 0 | 0
ST | 0 | 0 | 0 | 0 | 0 | 0
STOG | 0 | 0 | 0 | 0 | 0 | 0
STWD | 0 | 0 | 0 | 0 | 0 | 0
WT | 0 | 0 | 0 | 0 | 0 | 0
IGCC | 0 | 0 | 0 | 0 | 0 | 0
DemandResponse | 0 | 0 | 0 | 0 | 0 | 0
IGCC-CCS | 0 | 0 | 0 | 0 | 0 | 0
WT_off | 0 | 0 | 0 | 0 | 0 | 0
PseudoUnit | 0 | 0 | 0 | 0 | 0 | 0
FixedInterchange | 0 | 0 | 0 | 0 | 0 | 0
CO2 Emissions (MMmetricTons): NYISO_A-F
ReportingType | 2015 | 2020 | 2025 | 2030 | 2035 | 2040
BM | 0 | 0 | 0 | 0 | 0 | 0
CC | 2.92 | 3.47 | 2.01 | 1.88 | 1.91 | 2.41
CSP | 0 | 0 | 0 | 0 | 0 | 0
CT | 0 | 0 | 0 | 0 | 0 | 0
Coal | 0 | 0 | 0 | 0 | 0 | 0
Geo | 0 | 0 | 0 | 0 | 0 | 0
H | 0 | 0 | 0 | 0 | 0 | 0
LFG | 0 | 0 | 0 | 0 | 0 | 0
Nuc | 0 | 0 | 0 | 0 | 0 | 0
PS | 0 | 0 | 0 | 0 | 0 | 0
PV | 0 | 0 | 0 | 0 | 0 | 0
PeakG | 0 | 0 | 0 | 0 | 0 | 0
PeakO | 0 | 0 | 0 | 0 | 0 | 0
ST | 0 | 0 | 0 | 0 | 0 | 0
STOG | 0 | 0 | 0 | 0 | 0 | 0
STWD | 0 | 0 | 0 | 0 | 0 | 0
WT | 0 | 0 | 0 | 0 | 0 | 0
IGCC | 0 | 0 | 0 | 0 | 0 | 0
DemandResponse | 0 | 0 | 0 | 0 | 0 | 0
IGCC-CCS | 0 | 0 | 0 | 0 | 0 | 0
WT_off | 0 | 0 | 0 | 0 | 0 | 0
PseudoUnit | 0 | 0 | 0 | 0 | 0 | 0
FixedInterchange | 0 | 0 | 0 | 0 | 0 | 0
CO2 Emissions (MMmetricTons): NYISO_G-I
ReportingType | 2015 | 2020 | 2025 | 2030 | 2035 | 2040
BM | 0 | 0 | 0 | 0 | 0 | 0
CC | 1.47 | 2.87 | 1.73 | 1.39 | 3.17 | 7.73
CSP | 0 | 0 | 0 | 0 | 0 | 0
CT | 0 | 0 | 0 | 0 | 0 | 0
Coal | 0 | 0 | 0 | 0 | 0 | 0
Geo | 0 | 0 | 0 | 0 | 0 | 0
H | 0 | 0 | 0 | 0 | 0 | 0
LFG | 0 | 0 | 0 | 0 | 0 | 0
Nuc | 0 | 0 | 0 | 0 | 0 | 0
PS | 0 | 0 | 0 | 0 | 0 | 0
PV | 0 | 0 | 0 | 0 | 0 | 0
PeakG | 0 | 0 | 0 | 0 | 0 | 0
PeakO | 0 | 0 | 0 | 0 | 0 | 0
ST | 0 | 0 | 0 | 0 | 0 | 0
STOG | 0 | 0 | 0 | 0 | 0 | 0
STWD | 0 | 0 | 0 | 0 | 0 | 0
WT | 0 | 0 | 0 | 0 | 0 | 0
IGCC | 0 | 0 | 0 | 0 | 0 | 0
DemandResponse | 0 | 0 | 0 | 0 | 0 | 0
IGCC-CCS | 0 | 0 | 0 | 0 | 0 | 0
WT_off | 0 | 0 | 0 | 0 | 0 | 0
PseudoUnit | 0 | 0 | 0 | 0 | 0 | 0
FixedInterchange | 0 | 0 | 0 | 0 | 0 | 0
CO2 Emissions (MMmetricTons): NYISO_J-K
ReportingType | 2015 | 2020 | 2025 | 2030 | 2035 | 2040
BM | 0 | 0 | 0 | 0 | 0 | 0
CC | 8.52 | 9.13 | 7.44 | 4.95 | 6.52 | 8.03
CSP | 0 | 0 | 0 | 0 | 0 | 0
CT | 0 | 0 | 0 | 0 | 0 | 0
Coal | 0 | 0 | 0 | 0 | 0 | 0
Geo | 0 | 0 | 0 | 0 | 0 | 0
H | 0 | 0 | 0 | 0 | 0 | 0
LFG | 0 | 0 | 0 | 0 | 0 | 0
Nuc | 0 | 0 | 0 | 0 | 0 | 0
PS | 0 | 0 | 0 | 0 | 0 | 0
PV | 0 | 0 | 0 | 0 | 0 | 0
PeakG | 0.03 | 0.04 | 0.07 | 0.07 | 0.07 | 0.04
PeakO | 0 | 0 | 0 | 0 | 0 | 0
ST | 0 | 0 | 0 | 0 | 0 | 0
STOG | 0.24 | 0.3 | 0.45 | 0.41 | 0.48 | 0.38
STWD | 0 | 0 | 0 | 0 | 0 | 0
WT | 0 | 0 | 0 | 0 | 0 | 0
IGCC | 0 | 0 | 0 | 0 | 0 | 0
DemandResponse | 0 | 0 | 0 | 0 | 0 | 0
IGCC-CCS | 0 | 0 | 0 | 0 | 0 | 0
WT_off | 0 | 0 | 0 | 0 | 0 | 0
PseudoUnit | 0 | 0 | 0 | 0 | 0 | 0
FixedInterchange | 0 | 0 | 0 | 0 | 0 | 0
CO2 Emissions (MMmetricTons): PJM_E
ReportingType | 2015 | 2020 | 2025 | 2030 | 2035 | 2040
BM | 0 | 0 | 0 | 0 | 0 | 0
CC | 17.06 | 18.27 | 17.05 | 15.05 | 16.07 | 17.01
CSP | 0 | 0 | 0 | 0 | 0 | 0
CT | 0 | 0 | 0 | 0 | 0 | 0
Coal | 0.49 | 0.19 | 0.01 | 0 | 0 | 0
Geo | 0 | 0 | 0 | 0 | 0 | 0
H | 0 | 0 | 0 | 0 | 0 | 0
LFG | 0 | 0 | 0 | 0 | 0 | 0
Nuc | 0 | 0 | 0 | 0 | 0 | 0
PS | 0 | 0 | 0 | 0 | 0 | 0
PV | 0 | 0 | 0 | 0 | 0 | 0
PeakG | 0.02 | 0.15 | 0.28 | 0.38 | 0.28 | 0.28
PeakO | 0 | 0 | 0 | 0 | 0 | 0
ST | 0 | 0 | 0 | 0 | 0 | 0
STOG | 0.16 | 0.29 | 0 | 0 | 0 | 0
STWD | 0 | 0 | 0 | 0 | 0 | 0
WT | 0 | 0 | 0 | 0 | 0 | 0
IGCC | 0 | 0 | 0 | 0 | 0 | 0
DemandResponse | 0 | 0 | 0 | 0 | 0 | 0
IGCC-CCS | 0 | 0 | 0 | 0 | 0 | 0
WT_off | 0 | 0 | 0 | 0 | 0 | 0
PseudoUnit | 0 | 0 | 0 | 0 | 0 | 0
FixedInterchange | 0 | 0 | 0 | 0 | 0 | 0
CO2 Emissions (MMmetricTons): PJM_ROM
ReportingType | 2015 | 2020 | 2025 | 2030 | 2035 | 2040
BM | 0 | 0 | 0 | 0 | 0 | 0
CC | 7.76 | 8.56 | 8.52 | 6.4 | 25.18 | 47.26
CSP | 0 | 0 | 0 | 0 | 0 | 0
CT | 0 | 0 | 0 | 0 | 0 | 0
Coal | 8.63 | 1.02 | 0.01 | 0 | 0 | 0.01
Geo | 0 | 0 | 0 | 0 | 0 | 0
H | 0 | 0 | 0 | 0 | 0 | 0
LFG | 0 | 0 | 0 | 0 | 0 | 0
Nuc | 0 | 0 | 0 | 0 | 0 | 0
PS | 0 | 0 | 0 | 0 | 0 | 0
PV | 0 | 0 | 0 | 0 | 0 | 0
PeakG | 0 | 0.01 | 0.03 | 0.18 | 0.18 | 0.18
PeakO | 0 | 0 | 0 | 0 | 0 | 0
ST | 0 | 0 | 0 | 0 | 0 | 0
STOG | 0.39 | 0.58 | 0.2 | 0.06 | 0.06 | 0.06
STWD | 0 | 0 | 0 | 0 | 0 | 0
WT | 0 | 0 | 0 | 0 | 0 | 0
IGCC | 0 | 0 | 0 | 0 | 0 | 0
DemandResponse | 0 | 0 | 0 | 0 | 0 | 0
IGCC-CCS | 0 | 0 | 0 | 0 | 0 | 0
WT_off | 0 | 0 | 0 | 0 | 0 | 0
PseudoUnit | 0 | 0 | 0 | 0 | 0 | 0
FixedInterchange | 0 | 0 | 0 | 0 | 0 | 0
CO2 Emissions (MMmetricTons): PJM_ROR
ReportingType | 2015 | 2020 | 2025 | 2030 | 2035 | 2040
BM | 0 | 0 | 0 | 0 | 0 | 0
CC | 62.33 | 95.9 | 95.53 | 85.36 | 83.29 | 79.96
CSP | 0 | 0 | 0 | 0 | 0 | 0
CT | 0 | 0 | 0 | 0 | 0 | 0
Coal | 168.1 | 39.5 | 4.95 | 0.38 | 0.38 | 0.38
Geo | 0 | 0 | 0 | 0 | 0 | 0
H | 0 | 0 | 0 | 0 | 0 | 0
LFG | 0 | 0 | 0 | 0 | 0 | 0
Nuc | 0 | 0 | 0 | 0 | 0 | 0
PS | 0 | 0 | 0 | 0 | 0 | 0
PV | 0 | 0 | 0 | 0 | 0 | 0
PeakG | 0.48 | 0.64 | 1.14 | 0.87 | 0.99 | 0.81
PeakO | 0 | 0 | 0 | 0 | 0 | 0
ST | 0 | 0 | 0 | 0 | 0 | 0
STOG | 0.23 | 0.44 | 0.07 | 0 | 0 | 0
STWD | 0 | 0 | 0 | 0 | 0 | 0
WT | 0 | 0 | 0 | 0 | 0 | 0
IGCC | 0 | 0 | 0 | 0 | 0 | 0
DemandResponse | 0 | 0 | 0 | 0 | 0 | 0
IGCC-CCS | 0 | 0 | 0 | 0 | 0 | 0
WT_off | 0 | 0 | 0 | 0 | 0 | 0
PseudoUnit | 0 | 0 | 0 | 0 | 0 | 0
FixedInterchange | 0 | 0 | 0 | 0 | 0 | 0
CO2 Emissions (MMmetricTons): SOCO
ReportingType | 2015 | 2020 | 2025 | 2030 | 2035 | 2040
BM | 0 | 0 | 0 | 0 | 0 | 0
CC | 56.77 | 64.88 | 66.42 | 49.56 | 43.21 | 37.93
CSP | 0 | 0 | 0 | 0 | 0 | 0
CT | 0 | 0 | 0 | 0 | 0 | 0
Coal | 27.7 | 4.77 | 0 | 0 | 0 | 0
Geo | 0 | 0 | 0 | 0 | 0 | 0
H | 0 | 0 | 0 | 0 | 0 | 0
LFG | 0 | 0 | 0 | 0 | 0 | 0
Nuc | 0 | 0 | 0 | 0 | 0 | 0
PS | 0 | 0 | 0 | 0 | 0 | 0
PV | 0 | 0 | 0 | 0 | 0 | 0
PeakG | 0.4 | 0.66 | 0.91 | 0.12 | 0.07 | 0.06
PeakO | 0 | 0 | 0 | 0 | 0 | 0
ST | 0 | 0 | 0 | 0 | 0 | 0
STOG | 0 | 0 | 0 | 0 | 0 | 0
STWD | 0 | 0 | 0 | 0 | 0 | 0
WT | 0 | 0 | 0 | 0 | 0 | 0
IGCC | 0 | 0 | 0 | 0 | 0 | 0
DemandResponse | 0 | 0 | 0 | 0 | 0 | 0
IGCC-CCS | 0 | 0 | 0 | 0 | 0 | 0
WT_off | 0 | 0 | 0 | 0 | 0 | 0
PseudoUnit | 0 | 0 | 0 | 0 | 0 | 0
FixedInterchange | 0 | 0 | 0 | 0 | 0 | 0
CO2 Emissions (MMmetricTons): SPP_N
ReportingType | 2015 | 2020 | 2025 | 2030 | 2035 | 2040
BM | 0 | 0 | 0 | 0 | 0 | 0
CC | 4.78 | 12.87 | 10.02 | 7.83 | 7.35 | 6.22
CSP | 0 | 0 | 0 | 0 | 0 | 0
CT | 0 | 0 | 0 | 0 | 0 | 0
Coal | 57.12 | 12.19 | 0.39 | 0.03 | 0.01 | 0.08
Geo | 0 | 0 | 0 | 0 | 0 | 0
H | 0 | 0 | 0 | 0 | 0 | 0
LFG | 0 | 0 | 0 | 0 | 0 | 0
Nuc | 0 | 0 | 0 | 0 | 0 | 0
PS | 0 | 0 | 0 | 0 | 0 | 0
PV | 0 | 0 | 0 | 0 | 0 | 0
PeakG | 0 | 0 | 0 | 0 | 0 | 0
PeakO | 0 | 0 | 0 | 0 | 0 | 0
ST | 0 | 0 | 0 | 0 | 0 | 0
STOG | 0.17 | 0.11 | 0.1 | 0.17 | 0.11 | 0.07
STWD | 0 | 0 | 0 | 0 | 0 | 0
WT | 0 | 0 | 0 | 0 | 0 | 0
IGCC | 0 | 0 | 0 | 0 | 0 | 0
DemandResponse | 0 | 0 | 0 | 0 | 0 | 0
IGCC-CCS | 0 | 0 | 0 | 0 | 0 | 0
WT_off | 0 | 0 | 0 | 0 | 0 | 0
PseudoUnit | 0 | 0 | 0 | 0 | 0 | 0
FixedInterchange | 0 | 0 | 0 | 0 | 0 | 0
CO2 Emissions (MMmetricTons): SPP_S
ReportingType | 2015 | 2020 | 2025 | 2030 | 2035 | 2040
BM | 0 | 0 | 0 | 0 | 0 | 0
CC | 16.22 | 21 | 21.55 | 19.45 | 19.25 | 16.55
CSP | 0 | 0 | 0 | 0 | 0 | 0
CT | 0.02 | 0 | 0 | 0 | 0 | 0
Coal | 78.13 | 6.32 | 0.34 | 0 | 0 | 0
Geo | 0 | 0 | 0 | 0 | 0 | 0
H | 0 | 0 | 0 | 0 | 0 | 0
LFG | 0 | 0 | 0 | 0 | 0 | 0
Nuc | 0 | 0 | 0 | 0 | 0 | 0
PS | 0 | 0 | 0 | 0 | 0 | 0
PV | 0 | 0 | 0 | 0 | 0 | 0
PeakG | 0 | 0 | 0 | 0 | 0 | 0
PeakO | 0 | 0 | 0 | 0 | 0 | 0
ST | 0 | 0 | 0 | 0 | 0 | 0
STOG | 1.16 | 0.19 | 0.35 | 0.5 | 0.4 | 0.36
STWD | 0 | 0 | 0 | 0 | 0 | 0
WT | 0 | 0 | 0 | 0 | 0 | 0
IGCC | 0 | 0 | 0 | 0 | 0 | 0
DemandResponse | 0 | 0 | 0 | 0 | 0 | 0
IGCC-CCS | 0 | 0 | 0 | 0 | 0 | 0
WT_off | 0 | 0 | 0 | 0 | 0 | 0
PseudoUnit | 0 | 0 | 0 | 0 | 0 | 0
FixedInterchange | 0 | 0 | 0 | 0 | 0 | 0
CO2 Emissions (MMmetricTons): TVA
ReportingType | 2015 | 2020 | 2025 | 2030 | 2035 | 2040
BM | 0 | 0 | 0 | 0 | 0 | 0
CC | 14.44 | 24.93 | 25.89 | 24.49 | 23.06 | 22.58
CSP | 0 | 0 | 0 | 0 | 0 | 0
CT | 0 | 0 | 0 | 0 | 0 | 0
Coal | 40.03 | 12.89 | 0.4 | 0 | 0 | 0
Geo | 0 | 0 | 0 | 0 | 0 | 0
H | 0 | 0 | 0 | 0 | 0 | 0
LFG | 0 | 0 | 0 | 0 | 0 | 0
Nuc | 0 | 0 | 0 | 0 | 0 | 0
PS | 0 | 0 | 0 | 0 | 0 | 0
PV | 0 | 0 | 0 | 0 | 0 | 0
PeakG | 0 | 0 | 0 | 0 | 0 | 0
PeakO | 0 | 0 | 0 | 0 | 0 | 0
ST | 0 | 0 | 0 | 0 | 0 | 0
STOG | 0 | 0 | 0 | 0 | 0 | 0
STWD | 0 | 0 | 0 | 0 | 0 | 0
WT | 0 | 0 | 0 | 0 | 0 | 0
IGCC | 0 | 0 | 0 | 0 | 0 | 0
DemandResponse | 0 | 0 | 0 | 0 | 0 | 0
IGCC-CCS | 0 | 0 | 0 | 0 | 0 | 0
WT_off | 0 | 0 | 0 | 0 | 0 | 0
PseudoUnit | 0 | 0 | 0 | 0 | 0 | 0
FixedInterchange | 0 | 0 | 0 | 0 | 0 | 0
CO2 Emissions (MMmetricTons): TVA_Transmission
ReportingType | 2015 | 2020 | 2025 | 2030 | 2035 | 2040
BM | 0 | 0 | 0 | 0 | 0 | 0
CC | 0 | 0 | 0 | 0 | 0 | 0
CSP | 0 | 0 | 0 | 0 | 0 | 0
CT | 0 | 0 | 0 | 0 | 0 | 0
Coal | 0 | 0 | 0 | 0 | 0 | 0
Geo | 0 | 0 | 0 | 0 | 0 | 0
H | 0 | 0 | 0 | 0 | 0 | 0
LFG | 0 | 0 | 0 | 0 | 0 | 0
Nuc | 0 | 0 | 0 | 0 | 0 | 0
PS | 0 | 0 | 0 | 0 | 0 | 0
PV | 0 | 0 | 0 | 0 | 0 | 0
PeakG | 0 | 0 | 0 | 0 | 0 | 0
PeakO | 0 | 0 | 0 | 0 | 0 | 0
ST | 0 | 0 | 0 | 0 | 0 | 0
STOG | 0 | 0 | 0 | 0 | 0 | 0
STWD | 0 | 0 | 0 | 0 | 0 | 0
WT | 0 | 0 | 0 | 0 | 0 | 0
IGCC | 0 | 0 | 0 | 0 | 0 | 0
DemandResponse | 0 | 0 | 0 | 0 | 0 | 0
IGCC-CCS | 0 | 0 | 0 | 0 | 0 | 0
WT_off | 0 | 0 | 0 | 0 | 0 | 0
PseudoUnit | 0 | 0 | 0 | 0 | 0 | 0
FixedInterchange | 0 | 0 | 0 | 0 | 0 | 0
CO2 Emissions (MMmetricTons): VACAR
ReportingType | 2015 | 2020 | 2025 | 2030 | 2035 | 2040
BM | 0 | 0 | 0 | 0 | 0 | 0
CC | 43.44 | 41.22 | 40.37 | 32.81 | 33.36 | 20.7
CSP | 0 | 0 | 0 | 0 | 0 | 0
CT | 0.04 | 0.04 | 0.08 | 0 | 0 | 0
Coal | 19.78 | 12.64 | 2.46 | 0.14 | 0.1 | 0.14
Geo | 0 | 0 | 0 | 0 | 0 | 0
H | 0 | 0 | 0 | 0 | 0 | 0
LFG | 0 | 0 | 0 | 0 | 0 | 0
Nuc | 0 | 0 | 0 | 0 | 0 | 0
PS | 0 | 0 | 0 | 0 | 0 | 0
PV | 0 | 0 | 0 | 0 | 0 | 0
PeakG | 0.06 | 0.14 | 0.24 | 0.24 | 0.18 | 0.12
PeakO | 0 | 0 | 0 | 0 | 0 | 0
ST | 0 | 0 | 0 | 0 | 0 | 0
STOG | 0 | 0 | 0 | 0 | 0 | 0
STWD | 0 | 0 | 0 | 0 | 0 | 0
WT | 0 | 0 | 0 | 0 | 0 | 0
IGCC | 0 | 0 | 0 | 0 | 0 | 0
DemandResponse | 0 | 0 | 0 | 0 | 0 | 0
IGCC-CCS | 0 | 0 | 0 | 0 | 0 | 0
WT_off | 0 | 0 | 0 | 0 | 0 | 0
PseudoUnit | 0 | 0 | 0 | 0 | 0 | 0
FixedInterchange | 0 | 0 | 0 | 0 | 0 | 0
CO2 Emissions (MMmetricTons): IESO
ReportingType | 2015 | 2020 | 2025 | 2030 | 2035 | 2040
BM | 0 | 0 | 0 | 0 | 0 | 0
CC | 1.99 | 0.06 | 0.03 | 0.04 | 0.04 | 0.1
CSP | 0 | 0 | 0 | 0 | 0 | 0
CT | 0 | 0 | 0 | 0 | 0 | 0
Coal | 0 | 0 | 0 | 0 | 0 | 0
Geo | 0 | 0 | 0 | 0 | 0 | 0
H | 0 | 0 | 0 | 0 | 0 | 0
LFG | 0 | 0 | 0 | 0 | 0 | 0
Nuc | 0 | 0 | 0 | 0 | 0 | 0
PS | 0 | 0 | 0 | 0 | 0 | 0
PV | 0 | 0 | 0 | 0 | 0 | 0
PeakG | 0 | 0 | 0 | 0 | 0 | 0
PeakO | 0 | 0 | 0 | 0 | 0 | 0
ST | 0 | 0 | 0 | 0 | 0 | 0
STOG | 0 | 0 | 0 | 0 | 0 | 0
STWD | 0 | 0 | 0 | 0 | 0 | 0
WT | 0 | 0 | 0 | 0 | 0 | 0
IGCC | 0 | 0 | 0 | 0 | 0 | 0
DemandResponse | 0 | 0 | 0 | 0 | 0 | 0
IGCC-CCS | 0 | 0 | 0 | 0 | 0 | 0
WT_off | 0 | 0 | 0 | 0 | 0 | 0
PseudoUnit | 0 | 0 | 0 | 0 | 0 | 0
FixedInterchange | 0 | 0 | 0 | 0 | 0 | 0
CO2 Emissions (MMmetricTons): MAPP_CA
ReportingType | 2015 | 2020 | 2025 | 2030 | 2035 | 2040
BM | 0 | 0 | 0 | 0 | 0 | 0
CC | 2.94 | 2.94 | 0.19 | 0 | 0 | 0
CSP | 0 | 0 | 0 | 0 | 0 | 0
CT | 0 | 0 | 0 | 0 | 0 | 0
Coal | 0.26 | 0.04 | 0 | 0 | 0 | 0
Geo | 0 | 0 | 0 | 0 | 0 | 0
H | 0 | 0 | 0 | 0 | 0 | 0
LFG | 0 | 0 | 0 | 0 | 0 | 0
Nuc | 0 | 0 | 0 | 0 | 0 | 0
PS | 0 | 0 | 0 | 0 | 0 | 0
PV | 0 | 0 | 0 | 0 | 0 | 0
PeakG | 0.05 | 0.07 | 0 | 0 | 0 | 0
PeakO | 0 | 0 | 0 | 0 | 0 | 0
ST | 0 | 0 | 0 | 0 | 0 | 0
STOG | 0 | 0 | 0 | 0 | 0 | 0
STWD | 0 | 0 | 0 | 0 | 0 | 0
WT | 0 | 0 | 0 | 0 | 0 | 0
IGCC | 0 | 0 | 0 | 0 | 0 | 0
DemandResponse | 0 | 0 | 0 | 0 | 0 | 0
IGCC-CCS | 0 | 0 | 0 | 0 | 0 | 0
WT_off | 0 | 0 | 0 | 0 | 0 | 0
PseudoUnit | 0 | 0 | 0 | 0 | 0 | 0
FixedInterchange | 0 | 0 | 0 | 0 | 0 | 0
CO2 Emissions (MMmetricTons): AZ_NM_SNV_Coal
ReportingType | 2015 | 2020 | 2025 | 2030 | 2035 | 2040
BM | 0 | 0 | 0 | 0 | 0 | 0
CC | 0 | 0 | 0 | 0 | 0 | 0
CSP | 0 | 0 | 0 | 0 | 0 | 0
CT | 0 | 0 | 0 | 0 | 0 | 0
Coal | 47.57 | 41 | 8.01 | 0 | 0 | 0
Geo | 0 | 0 | 0 | 0 | 0 | 0
H | 0 | 0 | 0 | 0 | 0 | 0
LFG | 0 | 0 | 0 | 0 | 0 | 0
Nuc | 0 | 0 | 0 | 0 | 0 | 0
PS | 0 | 0 | 0 | 0 | 0 | 0
PV | 0 | 0 | 0 | 0 | 0 | 0
PeakG | 0 | 0 | 0 | 0 | 0 | 0
PeakO | 0 | 0 | 0 | 0 | 0 | 0
ST | 0 | 0 | 0 | 0 | 0 | 0
STOG | 0 | 0 | 0 | 0 | 0 | 0
STWD | 0 | 0 | 0 | 0 | 0 | 0
WT | 0 | 0 | 0 | 0 | 0 | 0
IGCC | 0 | 0 | 0 | 0 | 0 | 0
DemandResponse | 0 | 0 | 0 | 0 | 0 | 0
IGCC-CCS | 0 | 0 | 0 | 0 | 0 | 0
WT_off | 0 | 0 | 0 | 0 | 0 | 0
PseudoUnit | 0 | 0 | 0 | 0 | 0 | 0
FixedInterchange | 0 | 0 | 0 | 0 | 0 | 0
CO2 Emissions (MMmetricTons): AZ_NM_SNV_Gas
ReportingType | 2015 | 2020 | 2025 | 2030 | 2035 | 2040
BM | 0 | 0 | 0 | 0 | 0 | 0
CC | 23.41 | 18.79 | 27.93 | 17.22 | 13.27 | 11.94
CSP | 0 | 0 | 0 | 0 | 0 | 0
CT | 0 | 0 | 0 | 0 | 0 | 0
Coal | 0 | 0 | 0 | 0 | 0 | 0
Geo | 0 | 0 | 0 | 0 | 0 | 0
H | 0 | 0 | 0 | 0 | 0 | 0
LFG | 0 | 0 | 0 | 0 | 0 | 0
Nuc | 0 | 0 | 0 | 0 | 0 | 0
PS | 0 | 0 | 0 | 0 | 0 | 0
PV | 0 | 0 | 0 | 0 | 0 | 0
PeakG | 0 | 0 | 0 | 0 | 0 | 0
PeakO | 0 | 0 | 0 | 0 | 0 | 0
ST | 0 | 0 | 0 | 0 | 0 | 0
STOG | 0 | 0 | 0 | 0 | 0 | 0
STWD | 0 | 0 | 0 | 0 | 0 | 0
WT | 0 | 0 | 0 | 0 | 0 | 0
IGCC | 0 | 0 | 0 | 0 | 0 | 0
DemandResponse | 0 | 0 | 0 | 0 | 0 | 0
IGCC-CCS | 0 | 0 | 0 | 0 | 0 | 0
WT_off | 0 | 0 | 0 | 0 | 0 | 0
PseudoUnit | 0 | 0 | 0 | 0 | 0 | 0
FixedInterchange | 0 | 0 | 0 | 0 | 0 | 0
CO2 Emissions (MMmetricTons): AZ_NM_SNV_NucRenew
ReportingType | 2015 | 2020 | 2025 | 2030 | 2035 | 2040
BM | 0 | 0 | 0 | 0 | 0 | 0
CC | 0 | 0 | 0 | 0 | 0 | 0
CSP | 0 | 0 | 0 | 0 | 0 | 0
CT | 0 | 0 | 0 | 0 | 0 | 0
Coal | 0 | 0 | 0 | 0 | 0 | 0
Geo | 0 | 0 | 0 | 0 | 0 | 0
H | 0 | 0 | 0 | 0 | 0 | 0
LFG | 0 | 0 | 0 | 0 | 0 | 0
Nuc | 0 | 0 | 0 | 0 | 0 | 0
PS | 0 | 0 | 0 | 0 | 0 | 0
PV | 0 | 0 | 0 | 0 | 0 | 0
PeakG | 0 | 0 | 0 | 0 | 0 | 0
PeakO | 0 | 0 | 0 | 0 | 0 | 0
ST | 0 | 0 | 0 | 0 | 0 | 0
STOG | 0 | 0 | 0 | 0 | 0 | 0
STWD | 0 | 0 | 0 | 0 | 0 | 0
WT | 0 | 0 | 0 | 0 | 0 | 0
IGCC | 0 | 0 | 0 | 0 | 0 | 0
DemandResponse | 0 | 0 | 0 | 0 | 0 | 0
IGCC-CCS | 0 | 0 | 0 | 0 | 0 | 0
WT_off | 0 | 0 | 0 | 0 | 0 | 0
PseudoUnit | 0 | 0 | 0 | 0 | 0 | 0
FixedInterchange | 0 | 0 | 0 | 0 | 0 | 0
CO2 Emissions (MMmetricTons): ERCOT
ReportingType | 2015 | 2020 | 2025 | 2030 | 2035 | 2040
BM | 0 | 0 | 0 | 0 | 0 | 0
CC | 77.8 | 82.28 | 70.82 | 69.37 | 59.84 | 51.38
CSP | 0 | 0 | 0 | 0 | 0 | 0
CT | 0 | 0 | 0 | 0 | 0 | 0
Coal | 34.7 | 23.38 | 0.74 | 0.03 | 0.03 | 0.07
Geo | 0 | 0 | 0 | 0 | 0 | 0
H | 0 | 0 | 0 | 0 | 0 | 0
LFG | 0 | 0 | 0 | 0 | 0 | 0
Nuc | 0 | 0 | 0 | 0 | 0 | 0
PS | 0 | 0 | 0 | 0 | 0 | 0
PV | 0 | 0 | 0 | 0 | 0 | 0
PeakG | 0 | 0 | 0 | 0.03 | 0.03 | 0
PeakO | 0 | 0 | 0 | 0 | 0 | 0
ST | 0 | 0 | 0 | 0 | 0 | 0
STOG | 0.67 | 1.17 | 0.37 | 0.51 | 0.12 | 0
STWD | 0 | 0 | 0 | 0 | 0 | 0
WT | 0 | 0 | 0 | 0 | 0 | 0
IGCC | 0 | 0 | 0 | 0 | 0 | 0
DemandResponse | 0 | 0 | 0 | 0 | 0 | 0
IGCC-CCS | 0 | 0 | 0 | 0 | 0 | 0
WT_off | 0 | 0 | 0 | 0 | 0 | 0
PseudoUnit | 0 | 0 | 0 | 0 | 0 | 0
FixedInterchange | 0 | 0 | 0 | 0 | 0 | 0
CO2 Emissions (MMmetricTons): NP15
ReportingType | 2015 | 2020 | 2025 | 2030 | 2035 | 2040
BM | 0 | 0 | 0 | 0 | 0 | 0
CC | 24.8 | 22.82 | 23.8 | 16.31 | 13.6 | 9.65
CSP | 0 | 0 | 0 | 0 | 0 | 0
CT | 0 | 0 | 0 | 0 | 0 | 0
Coal | 1.57 | 0 | 0 | 0 | 0 | 0
Geo | 0 | 0 | 0 | 0 | 0 | 0
H | 0 | 0 | 0 | 0 | 0 | 0
LFG | 0 | 0 | 0 | 0 | 0 | 0
Nuc | 0 | 0 | 0 | 0 | 0 | 0
PS | 0 | 0 | 0 | 0 | 0 | 0
PV | 0 | 0 | 0 | 0 | 0 | 0
PeakG | 0 | 0 | 0 | 0 | 0 | 0
PeakO | 0 | 0 | 0 | 0 | 0 | 0
ST | 0 | 0 | 0 | 0 | 0 | 0
STOG | 0.02 | 0.01 | 0.02 | 0 | 0 | 0
STWD | 0 | 0 | 0 | 0 | 0 | 0
WT | 0 | 0 | 0 | 0 | 0 | 0
IGCC | 0 | 0 | 0 | 0 | 0 | 0
DemandResponse | 0 | 0 | 0 | 0 | 0 | 0
IGCC-CCS | 0 | 0 | 0 | 0 | 0 | 0
WT_off | 0 | 0 | 0 | 0 | 0 | 0
PseudoUnit | 0 | 0 | 0 | 0 | 0 | 0
FixedInterchange | 0 | 0 | 0 | 0 | 0 | 0
CO2 Emissions (MMmetricTons): NWPP_Coal
ReportingType | 2015 | 2020 | 2025 | 2030 | 2035 | 2040
BM | 0 | 0 | 0 | 0 | 0 | 0
CC | 0 | 0 | 0 | 0 | 0 | 0
CSP | 0 | 0 | 0 | 0 | 0 | 0
CT | 0 | 0 | 0 | 0 | 0 | 0
Coal | 45.09 | 33.79 | 0.16 | 0.16 | 0.16 | 0.16
Geo | 0 | 0 | 0 | 0 | 0 | 0
H | 0 | 0 | 0 | 0 | 0 | 0
LFG | 0 | 0 | 0 | 0 | 0 | 0
Nuc | 0 | 0 | 0 | 0 | 0 | 0
PS | 0 | 0 | 0 | 0 | 0 | 0
PV | 0 | 0 | 0 | 0 | 0 | 0
PeakG | 0 | 0 | 0 | 0 | 0 | 0
PeakO | 0 | 0 | 0 | 0 | 0 | 0
ST | 0 | 0 | 0 | 0 | 0 | 0
STOG | 0 | 0 | 0 | 0 | 0 | 0
STWD | 0 | 0 | 0 | 0 | 0 | 0
WT | 0 | 0 | 0 | 0 | 0 | 0
IGCC | 0 | 0 | 0 | 0 | 0 | 0
DemandResponse | 0 | 0 | 0 | 0 | 0 | 0
IGCC-CCS | 0 | 0 | 0 | 0 | 0 | 0
WT_off | 0 | 0 | 0 | 0 | 0 | 0
PseudoUnit | 0 | 0 | 0 | 0 | 0 | 0
FixedInterchange | 0 | 0 | 0 | 0 | 0 | 0
CO2 Emissions (MMmetricTons): NWPP_Gas
ReportingType | 2015 | 2020 | 2025 | 2030 | 2035 | 2040
BM | 0 | 0 | 0 | 0 | 0 | 0
CC | 17.98 | 24.18 | 24.18 | 17.22 | 5.79 | 5.05
CSP | 0 | 0 | 0 | 0 | 0 | 0
CT | 0 | 0 | 0 | 0 | 0 | 0
Coal | 0 | 0 | 0 | 0 | 0 | 0
Geo | 0 | 0 | 0 | 0 | 0 | 0
H | 0 | 0 | 0 | 0 | 0 | 0
LFG | 0 | 0 | 0 | 0 | 0 | 0
Nuc | 0 | 0 | 0 | 0 | 0 | 0
PS | 0 | 0 | 0 | 0 | 0 | 0
PV | 0 | 0 | 0 | 0 | 0 | 0
PeakG | 0 | 0 | 0 | 0 | 0 | 0
PeakO | 0 | 0 | 0 | 0 | 0 | 0
ST | 0 | 0 | 0 | 0 | 0 | 0
STOG | 0 | 0 | 0 | 0 | 0 | 0
STWD | 0 | 0 | 0 | 0 | 0 | 0
WT | 0 | 0 | 0 | 0 | 0 | 0
IGCC | 0 | 0 | 0 | 0 | 0 | 0
DemandResponse | 0 | 0 | 0 | 0 | 0 | 0
IGCC-CCS | 0 | 0 | 0 | 0 | 0 | 0
WT_off | 0 | 0 | 0 | 0 | 0 | 0
PseudoUnit | 0 | 0 | 0 | 0 | 0 | 0
FixedInterchange | 0 | 0 | 0 | 0 | 0 | 0
CO2 Emissions (MMmetricTons): NWPP_NucRenew
ReportingType | 2015 | 2020 | 2025 | 2030 | 2035 | 2040
BM | 0 | 0 | 0 | 0 | 0 | 0
CC | 0 | 0 | 0 | 0 | 0 | 0
CSP | 0 | 0 | 0 | 0 | 0 | 0
CT | 0 | 0 | 0 | 0 | 0 | 0
Coal | 0 | 0 | 0 | 0 | 0 | 0
Geo | 0 | 0 | 0 | 0 | 0 | 0
H | 0 | 0 | 0 | 0 | 0 | 0
LFG | 0 | 0 | 0 | 0 | 0 | 0
Nuc | 0 | 0 | 0 | 0 | 0 | 0
PS | 0 | 0 | 0 | 0 | 0 | 0
PV | 0 | 0 | 0 | 0 | 0 | 0
PeakG | 0 | 0 | 0 | 0 | 0 | 0
PeakO | 0 | 0 | 0 | 0 | 0 | 0
ST | 0 | 0 | 0 | 0 | 0 | 0
STOG | 0 | 0 | 0 | 0 | 0 | 0
STWD | 0 | 0 | 0 | 0 | 0 | 0
WT | 0 | 0 | 0 | 0 | 0 | 0
IGCC | 0 | 0 | 0 | 0 | 0 | 0
DemandResponse | 0 | 0 | 0 | 0 | 0 | 0
IGCC-CCS | 0 | 0 | 0 | 0 | 0 | 0
WT_off | 0 | 0 | 0 | 0 | 0 | 0
PseudoUnit | 0 | 0 | 0 | 0 | 0 | 0
FixedInterchange | 0 | 0 | 0 | 0 | 0 | 0
CO2 Emissions (MMmetricTons): RMPA
ReportingType | 2015 | 2020 | 2025 | 2030 | 2035 | 2040
BM | 0 | 0 | 0 | 0 | 0 | 0
CC | 4.32 | 4.11 | 5.87 | 3.99 | 3.97 | 3.75
CSP | 0 | 0 | 0 | 0 | 0 | 0
CT | 0 | 0 | 0 | 0 | 0 | 0
Coal | 49.55 | 36.3 | 3.47 | 0.47 | 0.47 | 0.51
Geo | 0 | 0 | 0 | 0 | 0 | 0
H | 0 | 0 | 0 | 0 | 0 | 0
LFG | 0 | 0 | 0 | 0 | 0 | 0
Nuc | 0 | 0 | 0 | 0 | 0 | 0
PS | 0 | 0 | 0 | 0 | 0 | 0
PV | 0 | 0 | 0 | 0 | 0 | 0
PeakG | 0 | 0 | 0 | 0 | 0 | 0
PeakO | 0 | 0 | 0 | 0 | 0 | 0
ST | 0 | 0 | 0 | 0 | 0 | 0
STOG | 0 | 0 | 0 | 0 | 0 | 0
STWD | 0 | 0 | 0 | 0 | 0 | 0
WT | 0 | 0 | 0 | 0 | 0 | 0
IGCC | 0 | 0 | 0 | 0 | 0 | 0
DemandResponse | 0 | 0 | 0 | 0 | 0 | 0
IGCC-CCS | 0 | 0 | 0 | 0 | 0 | 0
WT_off | 0 | 0 | 0 | 0 | 0 | 0
PseudoUnit | 0 | 0 | 0 | 0 | 0 | 0
FixedInterchange | 0 | 0 | 0 | 0 | 0 | 0
CO2 Emissions (MMmetricTons): SP15
ReportingType | 2015 | 2020 | 2025 | 2030 | 2035 | 2040
BM | 0 | 0 | 0 | 0 | 0 | 0
CC | 31.62 | 30.11 | 35.69 | 29.36 | 25.99 | 22.38
CSP | 0 | 0 | 0 | 0 | 0 | 0
CT | 0 | 0 | 0 | 0 | 0 | 0
Coal | 1.49 | 0.81 | 0 | 0 | 0 | 0
Geo | 0 | 0 | 0 | 0 | 0 | 0
H | 0 | 0 | 0 | 0 | 0 | 0
LFG | 0 | 0 | 0 | 0 | 0 | 0
Nuc | 0 | 0 | 0 | 0 | 0 | 0
PS | 0 | 0 | 0 | 0 | 0 | 0
PV | 0 | 0 | 0 | 0 | 0 | 0
PeakG | 0 | 0 | 0 | 0 | 0 | 0
PeakO | 0 | 0 | 0 | 0 | 0 | 0
ST | 0 | 0 | 0 | 0 | 0 | 0
STOG | 0.19 | 0.04 | 0.04 | 0.02 | 0.02 | 0.06
STWD | 0 | 0 | 0 | 0 | 0 | 0
WT | 0 | 0 | 0 | 0 | 0 | 0
IGCC | 0 | 0 | 0 | 0 | 0 | 0
DemandResponse | 0 | 0 | 0 | 0 | 0 | 0
IGCC-CCS | 0 | 0 | 0 | 0 | 0 | 0
WT_off | 0 | 0 | 0 | 0 | 0 | 0
PseudoUnit | 0 | 0 | 0 | 0 | 0 | 0
FixedInterchange | 0 | 0 | 0 | 0 | 0 | 0
CO2 Emissions (MMmetricTons): ALB
ReportingType | 2015 | 2020 | 2025 | 2030 | 2035 | 2040
BM | 0 | 0 | 0 | 0 | 0 | 0
CC | 6.63 | 6.85 | 6.85 | 0 | 0 | 0
CSP | 0 | 0 | 0 | 0 | 0 | 0
CT | 0 | 0 | 0 | 0 | 0 | 0
Coal | 45.36 | 45.36 | 44.77 | 0 | 0 | 0
Geo | 0 | 0 | 0 | 0 | 0 | 0
H | 0 | 0 | 0 | 0 | 0 | 0
LFG | 0 | 0 | 0 | 0 | 0 | 0
Nuc | 0 | 0 | 0 | 0 | 0 | 0
PS | 0 | 0 | 0 | 0 | 0 | 0
PV | 0 | 0 | 0 | 0 | 0 | 0
PeakG | 0 | 0 | 0 | 0 | 0 | 0
PeakO | 0 | 0 | 0 | 0 | 0 | 0
ST | 0 | 0 | 0 | 0 | 0 | 0
STOG | 0 | 0 | 0 | 0 | 0 | 0
STWD | 0 | 0 | 0 | 0 | 0 | 0
WT | 0 | 0 | 0 | 0 | 0 | 0
IGCC | 0 | 0 | 0 | 0 | 0 | 0
DemandResponse | 0 | 0 | 0 | 0 | 0 | 0
IGCC-CCS | 0 | 0 | 0 | 0 | 0 | 0
WT_off | 0 | 0 | 0 | 0 | 0 | 0
PseudoUnit | 0 | 0 | 0 | 0 | 0 | 0
FixedInterchange | 0 | 0 | 0 | 0 | 0 | 0
CO2 Emissions (MMmetricTons): BC
ReportingType | 2015 | 2020 | 2025 | 2030 | 2035 | 2040
BM | 0 | 0 | 0 | 0 | 0 | 0
CC | 1.56 | 1.56 | 1.56 | 0.96 | 0.14 | 0
CSP | 0 | 0 | 0 | 0 | 0 | 0
CT | 0 | 0 | 0 | 0 | 0 | 0
Coal | 0 | 0 | 0 | 0 | 0 | 0
Geo | 0 | 0 | 0 | 0 | 0 | 0
H | 0 | 0 | 0 | 0 | 0 | 0
LFG | 0 | 0 | 0 | 0 | 0 | 0
Nuc | 0 | 0 | 0 | 0 | 0 | 0
PS | 0 | 0 | 0 | 0 | 0 | 0
PV | 0 | 0 | 0 | 0 | 0 | 0
PeakG | 0 | 0 | 0 | 0 | 0 | 0
PeakO | 0 | 0 | 0 | 0 | 0 | 0
ST | 0 | 0 | 0 | 0 | 0 | 0
STOG | 0 | 0 | 0 | 0 | 0 | 0
STWD | 0 | 0 | 0 | 0 | 0 | 0
WT | 0 | 0 | 0 | 0 | 0 | 0
IGCC | 0 | 0 | 0 | 0 | 0 | 0
DemandResponse | 0 | 0 | 0 | 0 | 0 | 0
IGCC-CCS | 0 | 0 | 0 | 0 | 0 | 0
WT_off | 0 | 0 | 0 | 0 | 0 | 0
PseudoUnit | 0 | 0 | 0 | 0 | 0 | 0
FixedInterchange | 0 | 0 | 0 | 0 | 0 | 0
CO2 Emissions (MMmetricTons): HQ_IESO
ReportingType | 2015 | 2020 | 2025 | 2030 | 2035 | 2040
BM | 0 | 0 | 0 | 0 | 0 | 0
CC | 0 | 0 | 0 | 0 | 0 | 0
CSP | 0 | 0 | 0 | 0 | 0 | 0
CT | 0 | 0 | 0 | 0 | 0 | 0
Coal | 0 | 0 | 0 | 0 | 0 | 0
Geo | 0 | 0 | 0 | 0 | 0 | 0
H | 0 | 0 | 0 | 0 | 0 | 0
LFG | 0 | 0 | 0 | 0 | 0 | 0
Nuc | 0 | 0 | 0 | 0 | 0 | 0
PS | 0 | 0 | 0 | 0 | 0 | 0
PV | 0 | 0 | 0 | 0 | 0 | 0
PeakG | 0 | 0 | 0 | 0 | 0 | 0
PeakO | 0 | 0 | 0 | 0 | 0 | 0
ST | 0 | 0 | 0 | 0 | 0 | 0
STOG | 0 | 0 | 0 | 0 | 0 | 0
STWD | 0 | 0 | 0 | 0 | 0 | 0
WT | 0 | 0 | 0 | 0 | 0 | 0
IGCC | 0 | 0 | 0 | 0 | 0 | 0
DemandResponse | 0 | 0 | 0 | 0 | 0 | 0
IGCC-CCS | 0 | 0 | 0 | 0 | 0 | 0
WT_off | 0 | 0 | 0 | 0 | 0 | 0
PseudoUnit | 0 | 0 | 0 | 0 | 0 | 0
FixedInterchange | 0 | 0 | 0 | 0 | 0 | 0
CO2 Emissions (MMmetricTons): HQ_NEISO
ReportingType | 2015 | 2020 | 2025 | 2030 | 2035 | 2040
BM | 0 | 0 | 0 | 0 | 0 | 0
CC | 0 | 0 | 0 | 0 | 0 | 0
CSP | 0 | 0 | 0 | 0 | 0 | 0
CT | 0 | 0 | 0 | 0 | 0 | 0
Coal | 0 | 0 | 0 | 0 | 0 | 0
Geo | 0 | 0 | 0 | 0 | 0 | 0
H | 0 | 0 | 0 | 0 | 0 | 0
LFG | 0 | 0 | 0 | 0 | 0 | 0
Nuc | 0 | 0 | 0 | 0 | 0 | 0
PS | 0 | 0 | 0 | 0 | 0 | 0
PV | 0 | 0 | 0 | 0 | 0 | 0
PeakG | 0 | 0 | 0 | 0 | 0 | 0
PeakO | 0 | 0 | 0 | 0 | 0 | 0
ST | 0 | 0 | 0 | 0 | 0 | 0
STOG | 0 | 0 | 0 | 0 | 0 | 0
STWD | 0 | 0 | 0 | 0 | 0 | 0
WT | 0 | 0 | 0 | 0 | 0 | 0
IGCC | 0 | 0 | 0 | 0 | 0 | 0
DemandResponse | 0 | 0 | 0 | 0 | 0 | 0
IGCC-CCS | 0 | 0 | 0 | 0 | 0 | 0
WT_off | 0 | 0 | 0 | 0 | 0 | 0
PseudoUnit | 0 | 0 | 0 | 0 | 0 | 0
FixedInterchange | 0 | 0 | 0 | 0 | 0 | 0
CO2 Emissions (MMmetricTons): HQ_NY
ReportingType | 2015 | 2020 | 2025 | 2030 | 2035 | 2040
BM | 0 | 0 | 0 | 0 | 0 | 0
CC | 0 | 0 | 0 | 0 | 0 | 0
CSP | 0 | 0 | 0 | 0 | 0 | 0
CT | 0 | 0 | 0 | 0 | 0 | 0
Coal | 0 | 0 | 0 | 0 | 0 | 0
Geo | 0 | 0 | 0 | 0 | 0 | 0
H | 0 | 0 | 0 | 0 | 0 | 0
LFG | 0 | 0 | 0 | 0 | 0 | 0
Nuc | 0 | 0 | 0 | 0 | 0 | 0
PS | 0 | 0 | 0 | 0 | 0 | 0
PV | 0 | 0 | 0 | 0 | 0 | 0
PeakG | 0 | 0 | 0 | 0 | 0 | 0
PeakO | 0 | 0 | 0 | 0 | 0 | 0
ST | 0 | 0 | 0 | 0 | 0 | 0
STOG | 0 | 0 | 0 | 0 | 0 | 0
STWD | 0 | 0 | 0 | 0 | 0 | 0
WT | 0 | 0 | 0 | 0 | 0 | 0
IGCC | 0 | 0 | 0 | 0 | 0 | 0
DemandResponse | 0 | 0 | 0 | 0 | 0 | 0
IGCC-CCS | 0 | 0 | 0 | 0 | 0 | 0
WT_off | 0 | 0 | 0 | 0 | 0 | 0
PseudoUnit | 0 | 0 | 0 | 0 | 0 | 0
FixedInterchange | 0 | 0 | 0 | 0 | 0 | 0
CO2 Emissions (MMmetricTons): MARITIMES
ReportingType | 2015 | 2020 | 2025 | 2030 | 2035 | 2040
BM | 0 | 0 | 0 | 0 | 0 | 0
CC | 0 | 0 | 0 | 0 | 0 | 0
CSP | 0 | 0 | 0 | 0 | 0 | 0
CT | 0 | 0 | 0 | 0 | 0 | 0
Coal | 0 | 0 | 0 | 0 | 0 | 0
Geo | 0 | 0 | 0 | 0 | 0 | 0
H | 0 | 0 | 0 | 0 | 0 | 0
LFG | 0 | 0 | 0 | 0 | 0 | 0
Nuc | 0 | 0 | 0 | 0 | 0 | 0
PS | 0 | 0 | 0 | 0 | 0 | 0
PV | 0 | 0 | 0 | 0 | 0 | 0
PeakG | 0 | 0 | 0 | 0 | 0 | 0
PeakO | 0 | 0 | 0 | 0 | 0 | 0
ST | 0 | 0 | 0 | 0 | 0 | 0
STOG | 0 | 0 | 0 | 0 | 0 | 0
STWD | 0 | 0 | 0 | 0 | 0 | 0
WT | 0 | 0 | 0 | 0 | 0 | 0
IGCC | 0 | 0 | 0 | 0 | 0 | 0
DemandResponse | 0 | 0 | 0 | 0 | 0 | 0
IGCC-CCS | 0 | 0 | 0 | 0 | 0 | 0
WT_off | 0 | 0 | 0 | 0 | 0 | 0
PseudoUnit | 0 | 0 | 0 | 0 | 0 | 0
FixedInterchange | 0 | 0 | 0 | 0 | 0 | 0
CO2 Emissions (MMmetricTons): All
ReportingType | 2015 | 2020 | 2025 | 2030 | 2035 | 2040
BM | 0 | 0 | 0 | 0 | 0 | 0
CC | 586.17 | 737.72 | 716.83 | 575.05 | 558.02 | 534.09
CSP | 0 | 0 | 0 | 0 | 0 | 0
CT | 0.35 | 0.44 | 0.64 | 0.32 | 0.08 | 0.24
Coal | 1005.62 | 337.38 | 69.64 | 2.73 | 2.73 | 2.96
Geo | 0 | 0 | 0 | 0 | 0 | 0
H | 0 | 0 | 0 | 0 | 0 | 0
LFG | 0 | 0 | 0 | 0 | 0 | 0
Nuc | 0 | 0 | 0 | 0 | 0 | 0
PS | 0 | 0 | 0 | 0 | 0 | 0
PV | 0 | 0 | 0 | 0 | 0 | 0
PeakG | 1.75 | 2.95 | 3.72 | 2.4 | 2.41 | 2.11
PeakO | 0 | 0 | 0 | 0 | 0 | 0
ST | 0 | 0 | 0 | 0 | 0 | 0
STOG | 3.6 | 3.4 | 1.69 | 1.69 | 1.25 | 0.95
STWD | 0 | 0 | 0 | 0 | 0 | 0
WT | 0 | 0 | 0 | 0 | 0 | 0
IGCC | 3.76 | 2.38 | 0.36 | 0.1 | 0.1 | 0.1
DemandResponse | 0 | 0 | 0 | 0 | 0 | 0
IGCC-CCS | 0 | 0 | 0 | 0 | 0 | 0
WT_off | 0 | 0 | 0 | 0 | 0 | 0
PseudoUnit | 0 | 0 | 0 | 0 | 0 | 0
FixedInterchange | 0 | 0 | 0 | 0 | 0 | 0
CO2 Emissions (MMmetricTons): EI_US
ReportingType | 2015 | 2020 | 2025 | 2030 | 2035 | 2040
BM | 0 | 0 | 0 | 0 | 0 | 0
CC | 393.13 | 544.03 | 519.9 | 420.58 | 435.39 | 429.83
CSP | 0 | 0 | 0 | 0 | 0 | 0
CT | 0.35 | 0.43 | 0.64 | 0.31 | 0.08 | 0.24
Coal | 780.03 | 156.7 | 12.5 | 2.07 | 2.06 | 2.23
Geo | 0 | 0 | 0 | 0 | 0 | 0
H | 0 | 0 | 0 | 0 | 0 | 0
LFG | 0 | 0 | 0 | 0 | 0 | 0
Nuc | 0 | 0 | 0 | 0 | 0 | 0
PS | 0 | 0 | 0 | 0 | 0 | 0
PV | 0 | 0 | 0 | 0 | 0 | 0
PeakG | 1.69 | 2.88 | 3.72 | 2.37 | 2.38 | 2.1
PeakO | 0 | 0 | 0 | 0 | 0 | 0
ST | 0 | 0 | 0 | 0 | 0 | 0
STOG | 2.72 | 2.18 | 1.25 | 1.16 | 1.1 | 0.89
STWD | 0 | 0 | 0 | 0 | 0 | 0
WT | 0 | 0 | 0 | 0 | 0 | 0
IGCC | 3.76 | 2.38 | 0.36 | 0.1 | 0.1 | 0.1
DemandResponse | 0 | 0 | 0 | 0 | 0 | 0
IGCC-CCS | 0 | 0 | 0 | 0 | 0 | 0
WT_off | 0 | 0 | 0 | 0 | 0 | 0
PseudoUnit | 0 | 0 | 0 | 0 | 0 | 0
FixedInterchange | 0 | 0 | 0 | 0 | 0 | 0
CO2 Emissions (MMmetricTons): EI_Canada
ReportingType | 2015 | 2020 | 2025 | 2030 | 2035 | 2040
BM | 0 | 0 | 0 | 0 | 0 | 0
CC | 4.92 | 2.99 | 0.22 | 0.04 | 0.04 | 0.1
CSP | 0 | 0 | 0 | 0 | 0 | 0
CT | 0 | 0 | 0 | 0 | 0 | 0
Coal | 0.26 | 0.04 | 0 | 0 | 0 | 0
Geo | 0 | 0 | 0 | 0 | 0 | 0
H | 0 | 0 | 0 | 0 | 0 | 0
LFG | 0 | 0 | 0 | 0 | 0 | 0
Nuc | 0 | 0 | 0 | 0 | 0 | 0
PS | 0 | 0 | 0 | 0 | 0 | 0
PV | 0 | 0 | 0 | 0 | 0 | 0
PeakG | 0.05 | 0.07 | 0 | 0 | 0 | 0
PeakO | 0 | 0 | 0 | 0 | 0 | 0
ST | 0 | 0 | 0 | 0 | 0 | 0
STOG | 0 | 0 | 0 | 0 | 0 | 0
STWD | 0 | 0 | 0 | 0 | 0 | 0
WT | 0 | 0 | 0 | 0 | 0 | 0
IGCC | 0 | 0 | 0 | 0 | 0 | 0
DemandResponse | 0 | 0 | 0 | 0 | 0 | 0
IGCC-CCS | 0 | 0 | 0 | 0 | 0 | 0
WT_off | 0 | 0 | 0 | 0 | 0 | 0
PseudoUnit | 0 | 0 | 0 | 0 | 0 | 0
FixedInterchange | 0 | 0 | 0 | 0 | 0 | 0
CO2 Emissions (MMmetricTons): EI
ReportingType | 2015 | 2020 | 2025 | 2030 | 2035 | 2040
BM | 0 | 0 | 0 | 0 | 0 | 0
CC | 398.05 | 547.03 | 520.13 | 420.61 | 435.43 | 429.94
CSP | 0 | 0 | 0 | 0 | 0 | 0
CT | 0.35 | 0.43 | 0.64 | 0.31 | 0.08 | 0.24
Coal | 780.29 | 156.74 | 12.5 | 2.07 | 2.06 | 2.23
Geo | 0 | 0 | 0 | 0 | 0 | 0
H | 0 | 0 | 0 | 0 | 0 | 0
LFG | 0 | 0 | 0 | 0 | 0 | 0
Nuc | 0 | 0 | 0 | 0 | 0 | 0
PS | 0 | 0 | 0 | 0 | 0 | 0
PV | 0 | 0 | 0 | 0 | 0 | 0
PeakG | 1.75 | 2.95 | 3.72 | 2.37 | 2.38 | 2.1
PeakO | 0 | 0 | 0 | 0 | 0 | 0
ST | 0 | 0 | 0 | 0 | 0 | 0
STOG | 2.72 | 2.18 | 1.25 | 1.16 | 1.1 | 0.89
STWD | 0 | 0 | 0 | 0 | 0 | 0
WT | 0 | 0 | 0 | 0 | 0 | 0
IGCC | 3.76 | 2.38 | 0.36 | 0.1 | 0.1 | 0.1
DemandResponse | 0 | 0 | 0 | 0 | 0 | 0
IGCC-CCS | 0 | 0 | 0 | 0 | 0 | 0
WT_off | 0 | 0 | 0 | 0 | 0 | 0
PseudoUnit | 0 | 0 | 0 | 0 | 0 | 0
FixedInterchange | 0 | 0 | 0 | 0 | 0 | 0
CO2 Emissions (MMmetricTons): Outside_EI
ReportingType | 2015 | 2020 | 2025 | 2030 | 2035 | 2040
BM | 0 | 0 | 0 | 0 | 0 | 0
CC | 188.12 | 190.69 | 196.7 | 154.43 | 122.59 | 104.16
CSP | 0 | 0 | 0 | 0 | 0 | 0
CT | 0 | 0 | 0 | 0 | 0 | 0
Coal | 225.33 | 180.64 | 57.14 | 0.66 | 0.66 | 0.73
Geo | 0 | 0 | 0 | 0 | 0 | 0
H | 0 | 0 | 0 | 0 | 0 | 0
LFG | 0 | 0 | 0 | 0 | 0 | 0
Nuc | 0 | 0 | 0 | 0 | 0 | 0
PS | 0 | 0 | 0 | 0 | 0 | 0
PV | 0 | 0 | 0 | 0 | 0 | 0
PeakG | 0 | 0 | 0 | 0.03 | 0.03 | 0
PeakO | 0 | 0 | 0 | 0 | 0 | 0
ST | 0 | 0 | 0 | 0 | 0 | 0
STOG | 0.87 | 1.22 | 0.44 | 0.53 | 0.14 | 0.06
STWD | 0 | 0 | 0 | 0 | 0 | 0
WT | 0 | 0 | 0 | 0 | 0 | 0
IGCC | 0 | 0 | 0 | 0 | 0 | 0
DemandResponse | 0 | 0 | 0 | 0 | 0 | 0
IGCC-CCS | 0 | 0 | 0 | 0 | 0 | 0
WT_off | 0 | 0 | 0 | 0 | 0 | 0
PseudoUnit | 0 | 0 | 0 | 0 | 0 | 0
FixedInterchange | 0 | 0 | 0 | 0 | 0 | 0
#6 | Fuel Cost [includes coal shadow price] ($million)
Fuel Cost by Reporting Type: Entergy
ReportingType | 2015 | 2020 | 2025 | 2030 | 2035 | 2040
BM | 0 | 0 | 0 | 0 | 0 | 0
CC | 3217.56 | 4480.66 | 4052.95 | 2592.08 | 2595.92 | 2456.46
CSP | 0 | 0 | 0 | 0 | 0 | 0
CT | 0 | 0 | 0 | 0 | 0 | 0
Coal | 1210.81 | 114.98 | 10.55 | 0.09 | 0 | 0.83
Geo | 0 | 0 | 0 | 0 | 0 | 0
H | 0 | 0 | 0 | 0 | 0 | 0
LFG | 0 | 0 | 0.14 | 0.14 | 0.14 | 0.14
Nuc | 372.97 | 380.57 | 404.36 | 412.26 | 348.24 | 642.29
PS | 0 | 0 | 0 | 0 | 0 | 0
PV | 0 | 0 | 0 | 0 | 0 | 0
PeakG | 0 | 0 | 1.66 | 0 | 0 | 0
PeakO | 0 | 0 | 0 | 0 | 0 | 0
ST | 0 | 0 | 0 | 0 | 0 | 0
STOG | 20.29 | 23.02 | 0 | 0 | 0 | 0
STWD | 3.33 | 6.51 | 6.51 | 66.46 | 76 | 53.76
WT | 0 | 0 | 0 | 0 | 0 | 0
IGCC | 0 | 0 | 0 | 0 | 0 | 0
DemandResponse | 0 | 0 | 0 | 0 | 0 | 0
IGCC-CCS | 0 | 0 | 0 | 0 | 0 | 0
WT_off | 0 | 0 | 0 | 0 | 0 | 0
PseudoUnit | 0 | 0 | 0 | 0 | 0 | 0
FixedInterchange | 0 | 0 | 0 | 0 | 0 | 0
Fuel Cost by Reporting Type: FRCC
ReportingType | 2015 | 2020 | 2025 | 2030 | 2035 | 2040
BM | 0 | 0 | 0 | 0 | 0 | 0
CC | 9314.95 | 10550.71 | 9690.53 | 3807.91 | 3546.73 | 3313.11
CSP | 0 | 0 | 0 | 0 | 0 | 0
CT | 37.17 | 55.02 | 72.62 | 26.03 | 0 | 0
Coal | 476.82 | 90.27 | 0 | 0 | 0 | 0
Geo | 0 | 0 | 0 | 0 | 0 | 0
H | 0 | 0 | 0 | 0 | 0 | 0
LFG | 0 | 0 | 0.25 | 0.25 | 0.25 | 0.25
Nuc | 282.48 | 288.24 | 469.56 | 1423.13 | 1422.05 | 1698.11
PS | 0 | 0 | 0 | 0 | 0 | 0
PV | 0 | 0 | 0 | 0 | 0 | 0
PeakG | 30.74 | 52.53 | 87.85 | 5.37 | 10.43 | 7.54
PeakO | 0 | 0 | 0 | 0 | 0 | 0
ST | 0 | 0 | 0 | 0 | 0 | 0
STOG | 0 | 0 | 0 | 0 | 0 | 0
STWD | 9.7 | 16.21 | 100.84 | 100.84 | 100.84 | 100.84
WT | 0 | 0 | 0 | 0 | 0 | 0
IGCC | 0 | 0 | 0 | 0 | 0 | 0
DemandResponse | 0 | 0 | 0 | 0 | 0 | 0
IGCC-CCS | 0 | 0 | 0 | 0 | 0 | 0
WT_off | 0 | 0 | 0 | 0 | 0 | 0
PseudoUnit | 0 | 0 | 0 | 0 | 0 | 0
FixedInterchange | 0 | 0 | 0 | 0 | 0 | 0
Fuel Cost by Reporting Type: MAPP_US
ReportingType | 2015 | 2020 | 2025 | 2030 | 2035 | 2040
BM | 0 | 0 | 0 | 0 | 0 | 0
CC | 56.72 | 9.15 | 8.01 | 6.21 | 6.35 | 7.13
CSP | 0 | 0 | 0 | 0 | 0 | 0
CT | 0 | 0 | 0 | 0 | 0.16 | 0.18
Coal | 135.41 | 41.37 | 0 | 0 | 0 | 0
Geo | 0 | 0 | 0 | 0 | 0 | 0
H | 0 | 0 | 0 | 0 | 0 | 0
LFG | 0 | 0 | 0 | 0.09 | 0.09 | 0.09
Nuc | 0 | 0 | 0 | 0.01 | 0.01 | 0.01
PS | 0 | 0 | 0 | 0 | 0 | 0
PV | 0 | 0 | 0 | 0 | 0 | 0
PeakG | 3.9 | 11.14 | 5.23 | 5.92 | 4.24 | 4.76
PeakO | 0 | 0 | 0 | 0 | 0 | 0
ST | 0 | 0 | 0 | 0 | 0 | 0
STOG | 0 | 0 | 0 | 0 | 0 | 0
STWD | 0 | 0 | 0 | 0 | 0 | 0
WT | 0 | 0 | 0 | 0 | 0 | 0
IGCC | 0 | 0 | 0 | 0 | 0 | 0
DemandResponse | 0 | 0 | 0 | 0 | 0 | 0
IGCC-CCS | 0 | 0 | 0 | 0 | 0 | 0
WT_off | 0 | 0 | 0 | 0 | 0 | 0
PseudoUnit | 0 | 0 | 0 | 0 | 0 | 0
FixedInterchange | 0 | 0 | 0 | 0 | 0 | 0
Fuel Cost by Reporting Type: MISO_IN
ReportingType | 2015 | 2020 | 2025 | 2030 | 2035 | 2040
BM | 0 | 0 | 0 | 0 | 0 | 0
CC | 821.27 | 6680.37 | 6314.01 | 4559.92 | 4584.07 | 5354.73
CSP | 0 | 0 | 0 | 0 | 0 | 0
CT | 0 | 0 | 0 | 0 | 0 | 0
Coal | 1055.71 | 0 | 0 | 0 | 0 | 0
Geo | 0 | 0 | 0 | 0 | 0 | 0
H | 0 | 0 | 0 | 0 | 0 | 0
LFG | 0 | 0 | 0.1 | 0.1 | 0.1 | 0.1
Nuc | 0 | 0 | 0 | 0.01 | 0.01 | 0.01
PS | 0 | 0 | 0 | 0 | 0 | 0
PV | 0 | 0 | 0 | 0 | 0 | 0
PeakG | 0.17 | 0 | 0 | 0 | 0 | 0
PeakO | 0 | 0 | 0 | 0 | 0 | 0
ST | 0 | 0 | 0 | 0 | 0 | 0
STOG | 1.94 | 2.09 | 1.89 | 0.46 | 0.46 | 0.51
STWD | 0 | 0 | 0 | 0 | 0 | 0
WT | 0 | 0 | 0 | 0 | 0 | 0
IGCC | 87.33 | 48.54 | 5.83 | 1.37 | 1.37 | 1.37
DemandResponse | 0 | 0 | 0 | 0 | 0 | 0
IGCC-CCS | 0 | 0 | 0 | 0 | 0 | 0
WT_off | 0 | 0 | 0 | 0 | 0 | 0
PseudoUnit | 0 | 0 | 0 | 0 | 0 | 0
FixedInterchange | 0 | 0 | 0 | 0 | 0 | 0
Fuel Cost by Reporting Type: MISO_MI
ReportingType | 2015 | 2020 | 2025 | 2030 | 2035 | 2040
BM | 0 | 0 | 0 | 0 | 0 | 0
CC | 895.46 | 1183.31 | 860.56 | 629.72 | 659.99 | 767.7
CSP | 0 | 0 | 0 | 0 | 0 | 0
CT | 0 | 0 | 0 | 0 | 0 | 0
Coal | 543.19 | 0 | 0 | 0 | 0 | 0
Geo | 0 | 0 | 0 | 0 | 0 | 0
H | 0 | 0 | 0 | 0 | 0 | 0
LFG | 0 | 0.02 | 0.2 | 0.2 | 0.2 | 0.2
Nuc | 139.75 | 142.6 | 151.51 | 154.47 | 90.85 | 138
PS | 0 | 0 | 0 | 0 | 0 | 0
PV | 0 | 0 | 0 | 0 | 0 | 0
PeakG | 0.97 | 1.48 | 1.8 | 0 | 0.44 | 0
PeakO | 0 | 0 | 0 | 0 | 0 | 0
ST | 0 | 0 | 0 | 0 | 0 | 0
STOG | 19.08 | 6.62 | 6.01 | 1.31 | 3.9 | 1.49
STWD | 87.42 | 87.42 | 44.76 | 52.45 | 55.26 | 73.26
WT | 0 | 0 | 0 | 0 | 0 | 0
IGCC | 0 | 0 | 0 | 0 | 0 | 0
DemandResponse | 0 | 0 | 0 | 0 | 0 | 0
IGCC-CCS | 0 | 0 | 0 | 0 | 0 | 0
WT_off | 0 | 0 | 0 | 0 | 0 | 0
PseudoUnit | 0 | 0 | 0 | 0 | 0 | 0
FixedInterchange | 0 | 0 | 0 | 0 | 0 | 0
Fuel Cost by Reporting Type: MISO_MO-IL
ReportingType | 2015 | 2020 | 2025 | 2030 | 2035 | 2040
BM | 0 | 0 | 0 | 0 | 0 | 0
CC | 119.02 | 1104.53 | 611.44 | 437.3 | 480.54 | 409.32
CSP | 0 | 0 | 0 | 0 | 0 | 0
CT | 0 | 0 | 0 | 0 | 0 | 0
Coal | 1368.96 | 237.33 | 21.94 | 11.16 | 11.16 | 11.16
Geo | 0 | 0 | 0 | 0 | 0 | 0
H | 0 | 0 | 0 | 0 | 0 | 0
LFG | 0 | 0 | 0.2 | 0.29 | 0.29 | 0.29
Nuc | 143.46 | 146.38 | 155.53 | 158.57 | 158.57 | 158.57
PS | 0 | 0 | 0 | 0 | 0 | 0
PV | 0 | 0 | 0 | 0 | 0 | 0
PeakG | 17.93 | 26.01 | 19.63 | 17.29 | 18.11 | 26.99
PeakO | 0 | 0 | 0 | 0 | 0 | 0
ST | 0 | 0 | 0 | 0 | 0 | 0
STOG | 0.37 | 0.4 | 0.36 | 0 | 0.28 | 0.15
STWD | 0 | 0 | 0 | 0 | 0 | 0
WT | 0 | 0 | 0 | 0 | 0 | 0
IGCC | 0 | 0 | 0 | 0 | 0 | 0
DemandResponse | 0 | 0 | 0 | 0 | 0 | 0
IGCC-CCS | 0 | 0 | 0 | 0 | 0 | 0
WT_off | 0 | 0 | 0 | 0 | 0 | 0
PseudoUnit | 0 | 0 | 0 | 0 | 0 | 0
FixedInterchange | 0 | 0 | 0 | 0 | 0 | 0
Fuel Cost by Reporting Type: MISO_W
ReportingType | 2015 | 2020 | 2025 | 2030 | 2035 | 2040
BM | 0 | 0 | 0 | 0 | 0 | 0
CC | 368.58 | 556.52 | 136.98 | 86.77 | 72.57 | 79.52
CSP | 0 | 0 | 0 | 0 | 0 | 0
CT | 0 | 0 | 0 | 0 | 0 | 0
Coal | 1176.77 | 413.74 | 43.43 | 55.18 | 55.18 | 55.18
Geo | 0 | 0 | 0 | 0 | 0 | 0
H | 0 | 0 | 0 | 0 | 0 | 0
LFG | 0 | 0 | 0 | 0.09 | 0.09 | 0.09
Nuc | 152.53 | 155.64 | 165.37 | 168.6 | 0.01 | 0.01
PS | 0 | 0 | 0 | 0 | 0 | 0
PV | 0 | 0 | 0 | 0 | 0 | 0
PeakG | 16.41 | 58.56 | 3.72 | 5.58 | 11.83 | 6.81
PeakO | 0 | 0 | 0 | 0 | 0 | 0
ST | 0 | 0 | 0 | 0 | 0 | 0
STOG | 0.01 | 0.05 | 0 | 0 | 0 | 0
STWD | 9.1 | 15.72 | 14.85 | 69.31 | 99.57 | 99.57
WT | 0 | 0 | 0 | 0 | 0 | 0
IGCC | 0 | 0 | 0 | 0 | 0 | 0
DemandResponse | 0 | 0 | 0 | 0 | 0 | 0
IGCC-CCS | 0 | 0 | 0 | 0 | 0 | 0
WT_off | 0 | 0 | 0 | 0 | 0 | 0
PseudoUnit | 0 | 0 | 0 | 0 | 0 | 0
FixedInterchange | 0 | 0 | 0 | 0 | 0 | 0
Fuel Cost by Reporting Type: MISO_WUMS
ReportingType | 2015 | 2020 | 2025 | 2030 | 2035 | 2040
BM | 0 | 0 | 0 | 0 | 0 | 0
CC | 2172.49 | 3037.72 | 2186.8 | 1611.4 | 1797 | 1848.59
CSP | 0 | 0 | 0 | 0 | 0 | 0
CT | 0 | 0 | 0 | 5.39 | 5.48 | 21.05
Coal | 191.52 | 18.28 | 15.74 | 25.86 | 25.86 | 25.95
Geo | 0 | 0 | 0 | 0 | 0 | 0
H | 0 | 0 | 0 | 0 | 0 | 0
LFG | 0 | 0 | 0 | 0.29 | 0.29 | 0.29
Nuc | 120.89 | 123.35 | 131.06 | 133.62 | 0.01 | 46.86
PS | 0 | 0 | 0 | 0 | 0 | 0
PV | 0 | 0 | 0 | 0 | 0 | 0
PeakG | 0 | 0 | 0 | 0 | 0 | 0
PeakO | 0 | 0 | 0 | 0 | 0 | 0
ST | 0 | 0 | 0 | 0 | 0 | 0
STOG | 0 | 0 | 0 | 0 | 0 | 0
STWD | 1.91 | 2.05 | 3.33 | 3.65 | 10.18 | 23.47
WT | 0 | 0 | 0 | 0 | 0 | 0
IGCC | 0 | 0 | 0 | 0 | 0 | 0
DemandResponse | 0 | 0 | 0 | 0 | 0 | 0
IGCC-CCS | 0 | 0 | 0 | 0 | 0 | 0
WT_off | 0 | 0 | 0 | 0 | 0 | 0
PseudoUnit | 0 | 0 | 0 | 0 | 0 | 0
FixedInterchange | 0 | 0 | 0 | 0 | 0 | 0
Fuel Cost by Reporting Type: Nebraska
ReportingType | 2015 | 2020 | 2025 | 2030 | 2035 | 2040
BM | 0 | 0 | 0 | 0 | 0 | 0
CC | 87.95 | 322.9 | 149.87 | 115.89 | 181.66 | 133.64
CSP | 0 | 0 | 0 | 0 | 0 | 0
CT | 0 | 0 | 0 | 0 | 0 | 0
Coal | 414.89 | 66.2 | 46.25 | 65.83 | 75.59 | 75.59
Geo | 0 | 0 | 0 | 0 | 0 | 0
H | 0 | 0 | 0 | 0 | 0 | 0
LFG | 0 | 0 | 0.09 | 0.09 | 0.09 | 0.09
Nuc | 83.67 | 85.37 | 90.71 | 92.48 | 0.01 | 0.01
PS | 0 | 0 | 0 | 0 | 0 | 0
PV | 0 | 0 | 0 | 0 | 0 | 0
PeakG | 1.52 | 0.85 | 0 | 0.8 | 0.09 | 0
PeakO | 0 | 0 | 0 | 0 | 0 | 0
ST | 0 | 0 | 0 | 0 | 0 | 0
STOG | 0 | 0 | 0 | 0 | 0 | 0
STWD | 0 | 0 | 0 | 0 | 0 | 0
WT | 0 | 0 | 0 | 0 | 0 | 0
IGCC | 0 | 0 | 0 | 0 | 0 | 0
DemandResponse | 0 | 0 | 0 | 0 | 0 | 0
IGCC-CCS | 0 | 0 | 0 | 0 | 0 | 0
WT_off | 0 | 0 | 0 | 0 | 0 | 0
PseudoUnit | 0 | 0 | 0 | 0 | 0 | 0
FixedInterchange | 0 | 0 | 0 | 0 | 0 | 0
Fuel Cost by Reporting Type: NEISO
ReportingType | 2015 | 2020 | 2025 | 2030 | 2035 | 2040
BM | 128.98 | 73.83 | 5.34 | 92.99 | 128.98 | 128.98
CC | 1783.93 | 1163.27 | 809.58 | 312.92 | 489.77 | 553.06
CSP | 0 | 0 | 0 | 0 | 0 | 0
CT | 0.18 | 0.35 | 0.6 | 0 | 0 | 0.01
Coal | 1.1 | 0 | 0 | 0 | 0 | 0
Geo | 0 | 0 | 0 | 0 | 0 | 0
H | 0 | 0 | 0 | 0 | 0 | 0
LFG | 0.06 | 0.06 | 0.06 | 0.15 | 0.15 | 0.15
Nuc | 293.25 | 299.23 | 317.93 | 324.14 | 234.19 | 173
PS | 0 | 0 | 0 | 0 | 0 | 0
PV | 0 | 0 | 0 | 0 | 0 | 0
PeakG | 0.49 | 1.94 | 1.87 | 0 | 0.72 | 1.28
PeakO | 0 | 0 | 0 | 0 | 0 | 0
ST | 0 | 0 | 0 | 0 | 0 | 0
STOG | 0 | 0 | 0 | 0 | 0 | 0
STWD | 338.09 | 95.44 | 11.7 | 51.06 | 154.91 | 169.27
WT | 0 | 0 | 0 | 0 | 0 | 0
IGCC | 0 | 0 | 0 | 0 | 0 | 0
DemandResponse | 0 | 0 | 0 | 0 | 0 | 0
IGCC-CCS | 0 | 0 | 0 | 0 | 0 | 0
WT_off | 0 | 0 | 0 | 0 | 0 | 0
PseudoUnit | 0 | 0 | 0 | 0 | 0 | 0
FixedInterchange | 0 | 0 | 0 | 0 | 0 | 0
Fuel Cost by Reporting Type: NonRTO_Midwest
ReportingType | 2015 | 2020 | 2025 | 2030 | 2035 | 2040
BM | 0 | 0 | 0 | 0 | 0 | 0
CC | 531.49 | 2048.97 | 1867.46 | 1432.47 | 1424.36 | 1510.35
CSP | 0 | 0 | 0 | 0 | 0 | 0
CT | 0 | 0 | 0 | 0 | 0 | 0
Coal | 992.49 | 238.72 | 40.07 | 19.06 | 19.06 | 19.06
Geo | 0 | 0 | 0 | 0 | 0 | 0
H | 0 | 0 | 0 | 0 | 0 | 0
LFG | 0 | 0 | 0.2 | 0.2 | 0.2 | 0.2
Nuc | 0 | 0 | 0 | 22.89 | 57.02 | 114.51
PS | 0 | 0 | 0 | 0 | 0 | 0
PV | 0 | 0 | 0 | 0 | 0 | 0
PeakG | 10.39 | 4.99 | 9.22 | 9.64 | 10.13 | 13.17
PeakO | 0 | 0 | 0 | 0 | 0 | 0
ST | 0 | 0 | 0 | 0 | 0 | 0
STOG | 0 | 0 | 0 | 0 | 0 | 0
STWD | 0 | 0 | 0 | 0 | 0 | 0
WT | 0 | 0 | 0 | 0 | 0 | 0
IGCC | 0 | 0 | 0 | 0 | 0 | 0
DemandResponse | 0 | 0 | 0 | 0 | 0 | 0
IGCC-CCS | 0 | 0 | 0 | 0 | 0 | 0
WT_off | 0 | 0 | 0 | 0 | 0 | 0
PseudoUnit | 0 | 0 | 0 | 0 | 0 | 0
FixedInterchange | 0 | 0 | 0 | 0 | 0 | 0
Fuel Cost by Reporting Type: NYISO_A-F
ReportingType | 2015 | 2020 | 2025 | 2030 | 2035 | 2040
BM | 0 | 0 | 0 | 0 | 0 | 0
CC | 357.12 | 430.4 | 222.41 | 154.97 | 146.43 | 192.92
CSP | 0 | 0 | 0 | 0 | 0 | 0
CT | 0 | 0 | 0 | 0 | 0 | 0
Coal | 0 | 0 | 0 | 0 | 0 | 0
Geo | 0 | 0 | 0 | 0 | 0 | 0
H | 0 | 0 | 0 | 0 | 0 | 0
LFG | 0.01 | 0.01 | 0.01 | 0.09 | 0.09 | 0.09
Nuc | 217.02 | 221.45 | 235.29 | 195.6 | 154.22 | 93.47
PS | 0 | 0 | 0 | 0 | 0 | 0
PV | 0 | 0 | 0 | 0 | 0 | 0
PeakG | 0.12 | 0.42 | 0 | 0 | 0 | 0.27
PeakO | 0 | 0 | 0 | 0 | 0 | 0
ST | 0 | 0 | 0 | 0 | 0 | 0
STOG | 0 | 0 | 0 | 0 | 0 | 0
STWD | 0.06 | 0.22 | 1.33 | 4.58 | 5.38 | 19.07
WT | 0 | 0 | 0 | 0 | 0 | 0
IGCC | 0 | 0 | 0 | 0 | 0 | 0
DemandResponse | 0 | 0 | 0 | 0 | 0 | 0
IGCC-CCS | 0 | 0 | 0 | 0 | 0 | 0
WT_off | 0 | 0 | 0 | 0 | 0 | 0
PseudoUnit | 0 | 0 | 0 | 0 | 0 | 0
FixedInterchange | 0 | 0 | 0 | 0 | 0 | 0
Fuel Cost by Reporting Type: NYISO_G-I
ReportingType | 2015 | 2020 | 2025 | 2030 | 2035 | 2040
BM | 0 | 0 | 0 | 0 | 0 | 0
CC | 171.32 | 338.53 | 186.62 | 106.93 | 230.8 | 591.78
CSP | 0 | 0 | 0 | 0 | 0 | 0
CT | 0 | 0 | 0 | 0 | 0 | 0
Coal | 0 | 0 | 0 | 0 | 0 | 0
Geo | 0 | 0 | 0 | 0 | 0 | 0
H | 0 | 0 | 0 | 0 | 0 | 0
LFG | 0 | 0 | 0 | 0.09 | 0.09 | 0.09
Nuc | 130.64 | 133.3 | 141.63 | 144.4 | 72.41 | 0.03
PS | 0 | 0 | 0 | 0 | 0 | 0
PV | 0 | 0 | 0 | 0 | 0 | 0
PeakG | 0 | 0 | 0.06 | 0.04 | 0 | 0
PeakO | 0 | 0 | 0 | 0 | 0 | 0
ST | 0 | 0 | 0 | 0 | 0 | 0
STOG | 0 | 0 | 0 | 0 | 0 | 0
STWD | 0 | 0 | 0 | 0 | 0 | 0
WT | 0 | 0 | 0 | 0 | 0 | 0
IGCC | 0 | 0 | 0 | 0 | 0 | 0
DemandResponse | 0 | 0 | 0 | 0 | 0 | 0
IGCC-CCS | 0 | 0 | 0 | 0 | 0 | 0
WT_off | 0 | 0 | 0 | 0 | 0 | 0
PseudoUnit | 0 | 0 | 0 | 0 | 0 | 0
FixedInterchange | 0 | 0 | 0 | 0 | 0 | 0
Fuel Cost by Reporting Type: NYISO_J-K
ReportingType | 2015 | 2020 | 2025 | 2030 | 2035 | 2040
BM | 0 | 0 | 0 | 0 | 0 | 0
CC | 980.96 | 1069.6 | 770.88 | 376.49 | 442.49 | 565.02
CSP | 0 | 0 | 0 | 0 | 0 | 0
CT | 0 | 0 | 0 | 0 | 0 | 0
Coal | 0 | 0 | 0 | 0 | 0 | 0
Geo | 0 | 0 | 0 | 0 | 0 | 0
H | 0 | 0 | 0 | 0 | 0 | 0
LFG | 0 | 0 | 0 | 0.09 | 0.09 | 0.09
Nuc | 0 | 0 | 0 | 0.02 | 0.02 | 0.02
PS | 0 | 0 | 0 | 0 | 0 | 0
PV | 0 | 0 | 0 | 0 | 0 | 0
PeakG | 3.04 | 4.67 | 6.46 | 4.95 | 4.01 | 2.43
PeakO | 0 | 0 | 0 | 0 | 0 | 0
ST | 0 | 0 | 0 | 0 | 0 | 0
STOG | 26.61 | 33.1 | 43.33 | 27.93 | 28.99 | 23.35
STWD | 0 | 0 | 0 | 0 | 0 | 0
WT | 0 | 0 | 0 | 0 | 0 | 0
IGCC | 0 | 0 | 0 | 0 | 0 | 0
DemandResponse | 0 | 0 | 0 | 0 | 0 | 0
IGCC-CCS | 0 | 0 | 0 | 0 | 0 | 0
WT_off | 0 | 0 | 0 | 0 | 0 | 0
PseudoUnit | 0 | 0 | 0 | 0 | 0 | 0
FixedInterchange | 0 | 0 | 0 | 0 | 0 | 0
Fuel Cost by Reporting Type: PJM_E
ReportingType | 2015 | 2020 | 2025 | 2030 | 2035 | 2040
BM | 0.86 | 15.34 | 15.34 | 15.34 | 15.34 | 15.34
CC | 2060.14 | 2253.73 | 1889.32 | 1238.42 | 1235.68 | 1346.04
CSP | 0 | 0 | 0 | 0 | 0 | 0
CT | 0.02 | 0.18 | 0.31 | 0 | 0 | 0
Coal | 15.68 | 5.75 | 0.33 | 0.02 | 0.01 | 0.11
Geo | 0 | 0 | 0 | 0 | 0 | 0
H | 0 | 0 | 0 | 0 | 0 | 0
LFG | 0.01 | 0.18 | 0.18 | 0.18 | 0.18 | 0.18
Nuc | 563.79 | 533.75 | 567.11 | 578.18 | 415.32 | 329.35
PS | 0 | 0 | 0 | 0 | 0 | 0
PV | 0 | 0 | 0 | 0 | 0 | 0
PeakG | 2.46 | 17.14 | 29.75 | 29.32 | 19.64 | 20.21
PeakO | 0 | 0 | 0 | 0 | 0 | 0
ST | 0 | 0 | 0 | 0 | 0 | 0
STOG | 18.46 | 33.96 | 0 | 0 | 0 | 0
STWD | 0 | 0 | 0 | 0 | 0 | 0
WT | 0 | 0 | 0 | 0 | 0 | 0
IGCC | 0 | 0 | 0 | 0 | 0 | 0
DemandResponse | 0 | 0 | 0 | 0 | 0 | 0
IGCC-CCS | 0 | 0 | 0 | 0 | 0 | 0
WT_off | 0 | 0 | 0 | 0 | 0 | 0
PseudoUnit | 0 | 0 | 0 | 0 | 0 | 0
FixedInterchange | 0 | 0 | 0 | 0 | 0 | 0
Fuel Cost by Reporting Type: PJM_ROM
ReportingType | 2015 | 2020 | 2025 | 2030 | 2035 | 2040
BM | 0.52 | 9.21 | 9.21 | 9.21 | 9.21 | 9.21
CC | 949.87 | 1067.41 | 960.03 | 542.83 | 1971.5 | 3798.17
CSP | 0 | 0 | 0 | 0 | 0 | 0
CT | 0.01 | 0.11 | 0.19 | 0.14 | 0.13 | 0.13
Coal | 210.96 | 23.46 | 0.39 | 0.02 | 0.01 | 0.13
Geo | 0 | 0 | 0 | 0 | 0 | 0
H | 0 | 0 | 0 | 0 | 0 | 0
LFG | 0.02 | 0.36 | 0.36 | 0.36 | 0.36 | 0.36
Nuc | 337.6 | 344.49 | 366.02 | 373.17 | 244.83 | 178.21
PS | 0 | 0 | 0 | 0 | 0 | 0
PV | 0 | 0 | 0 | 0 | 0 | 0
PeakG | 0 | 1.03 | 3.39 | 14.43 | 12.77 | 12.92
PeakO | 0 | 0 | 0 | 0 | 0 | 0
ST | 0 | 0 | 0 | 0 | 0 | 0
STOG | 45.13 | 68.66 | 21.27 | 4.9 | 4.48 | 4.6
STWD | 2.04 | 35.1 | 35.1 | 35.1 | 35.1 | 35.1
WT | 0 | 0 | 0 | 0 | 0 | 0
IGCC | 0 | 0 | 0 | 0 | 0 | 0
DemandResponse | 0 | 0 | 0 | 0 | 0 | 0
IGCC-CCS | 0 | 0 | 0 | 0 | 0 | 0
WT_off | 0 | 0 | 0 | 0 | 0 | 0
PseudoUnit | 0 | 0 | 0 | 0 | 0 | 0
FixedInterchange | 0 | 0 | 0 | 0 | 0 | 0
Fuel Cost by Reporting Type: PJM_ROR
ReportingType | 2015 | 2020 | 2025 | 2030 | 2035 | 2040
BM | 11.05 | 196.9 | 166.21 | 196.9 | 196.9 | 98.71
CC | 6916.76 | 11474.61 | 10440.09 | 7144.64 | 7083.1 | 7622.58
CSP | 0 | 0 | 0 | 0 | 0 | 0
CT | 0.18 | 0.2 | 0.34 | 0.26 | 0.26 | 0.29
Coal | 3681.84 | 772.99 | 74.61 | 4.34 | 4.34 | 4.34
Geo | 0 | 0 | 0 | 0 | 0 | 0
H | 0 | 0 | 0 | 0 | 0 | 0
LFG | 0.07 | 0.36 | 0.73 | 0.73 | 0.73 | 0.73
Nuc | 1319.64 | 1346.55 | 1430.71 | 1395.54 | 1084.35 | 728.88
PS | 0 | 0 | 0 | 0 | 0 | 0
PV | 0 | 0 | 0 | 0 | 0 | 0
PeakG | 51.8 | 74.62 | 119.54 | 69.18 | 78.96 | 72.17
PeakO | 0 | 0 | 0 | 0 | 0 | 0
ST | 0 | 0 | 0 | 0 | 0 | 0
STOG | 24.44 | 51.28 | 7.6 | 0 | 0 | 0
STWD | 2.8 | 103.87 | 103.87 | 65.65 | 76.32 | 87.03
WT | 0 | 0 | 0 | 0 | 0 | 0
IGCC | 0 | 0 | 0 | 0 | 0 | 0
DemandResponse | 0 | 0 | 0 | 0 | 0 | 0
IGCC-CCS | 0 | 0 | 0 | 0 | 0 | 0
WT_off | 0 | 0 | 0 | 0 | 0 | 0
PseudoUnit | 0 | 0 | 0 | 0 | 0 | 0
FixedInterchange | 0 | 0 | 0 | 0 | 0 | 0
Fuel Cost by Reporting Type: SOCO
ReportingType | 2015 | 2020 | 2025 | 2030 | 2035 | 2040
BM | 2.62 | 5.75 | 13.7 | 28.13 | 28.13 | 28.13
CC | 7019.89 | 8592.45 | 8099.72 | 4765.37 | 4247.06 | 4152.48
CSP | 0 | 0 | 0 | 0 | 0 | 0
CT | 0 | 0 | 0 | 0 | 0 | 0
Coal | 751.66 | 107.67 | 0 | 0 | 0 | 0
Geo | 0 | 0 | 0 | 0 | 0 | 0
H | 0 | 0 | 0 | 0 | 0 | 0
LFG | 0 | 0 | 0.14 | 0.14 | 0.14 | 0.14
Nuc | 396.64 | 551.11 | 585.56 | 1006.6 | 1148.88 | 1275.99
PS | 0 | 0 | 0 | 0 | 0 | 0
PV | 0 | 0 | 0 | 0 | 0 | 0
PeakG | 48.18 | 84.69 | 107.13 | 11.08 | 7.09 | 6.69
PeakO | 0 | 0 | 0 | 0 | 0 | 0
ST | 0 | 0 | 0 | 0 | 0 | 0
STOG | 0 | 0 | 0 | 0 | 0 | 0
STWD | 21.93 | 37.89 | 37.89 | 328.92 | 241.3 | 258.15
WT | 0 | 0 | 0 | 0 | 0 | 0
IGCC | 0 | 0 | 0 | 0 | 0 | 0
DemandResponse | 0 | 0 | 0 | 0 | 0 | 0
IGCC-CCS | 0 | 0 | 0 | 0 | 0 | 0
WT_off | 0 | 0 | 0 | 0 | 0 | 0
PseudoUnit | 0 | 0 | 0 | 0 | 0 | 0
FixedInterchange | 0 | 0 | 0 | 0 | 0 | 0
Fuel Cost by Reporting Type: SPP_N
ReportingType | 2015 | 2020 | 2025 | 2030 | 2035 | 2040
BM | 0 | 0 | 0 | 0 | 0 | 0
CC | 549.61 | 1632.58 | 1165.57 | 720.49 | 692.33 | 643.63
CSP | 0 | 0 | 0 | 0 | 0 | 0
CT | 0 | 0 | 0 | 0 | 0 | 0
Coal | 930.18 | 199.74 | 7.45 | 0.61 | 0.24 | 1.7
Geo | 0 | 0 | 0 | 0 | 0 | 0
H | 0 | 0 | 0 | 0 | 0 | 0
LFG | 0 | 0 | 0.12 | 0.12 | 0.12 | 0.12
Nuc | 74.76 | 76.29 | 81.06 | 192.36 | 428.81 | 437.32
PS | 0 | 0 | 0 | 0 | 0 | 0
PV | 0 | 0 | 0 | 0 | 0 | 0
PeakG | 0.28 | 0 | 0 | 0 | 0 | 0
PeakO | 0 | 0 | 0 | 0 | 0 | 0
ST | 0 | 0 | 0 | 0 | 0 | 0
STOG | 18.66 | 13.94 | 11.3 | 14.72 | 9.74 | 6.81
STWD | 0 | 0 | 0 | 0 | 0 | 0
WT | 0 | 0 | 0 | 0 | 0 | 0
IGCC | 0 | 0 | 0 | 0 | 0 | 0
DemandResponse | 0 | 0 | 0 | 0 | 0 | 0
IGCC-CCS | 0 | 0 | 0 | 0 | 0 | 0
WT_off | 0 | 0 | 0 | 0 | 0 | 0
PseudoUnit | 0 | 0 | 0 | 0 | 0 | 0
FixedInterchange | 0 | 0 | 0 | 0 | 0 | 0
Fuel Cost by Reporting Type: SPP_S
ReportingType | 2015 | 2020 | 2025 | 2030 | 2035 | 2040
BM | 0 | 0 | 0 | 0 | 0 | 0
CC | 1883.48 | 2658.65 | 2490.94 | 1739.53 | 1750.23 | 1667.61
CSP | 0 | 0 | 0 | 0 | 0 | 0
CT | 2.77 | 0 | 0 | 0 | 0 | 0
Coal | 1525.49 | 136.81 | 8.72 | 0 | 0 | 0
Geo | 0 | 0 | 0 | 0 | 0 | 0
H | 0 | 0 | 0 | 0 | 0 | 0
LFG | 0 | 0 | 0.12 | 0.12 | 0.12 | 0.12
Nuc | 0 | 0 | 0 | 0.01 | 0.01 | 24.84
PS | 0 | 0 | 0 | 0 | 0 | 0
PV | 0 | 0 | 0 | 0 | 0 | 0
PeakG | 0 | 0 | 0 | 0 | 0 | 0
PeakO | 0 | 0 | 0 | 0 | 0 | 0
ST | 0 | 0 | 0 | 0 | 0 | 0
STOG | 132.22 | 23.96 | 39.29 | 42.74 | 34.73 | 35.37
STWD | 4.73 | 2.57 | 2.57 | 18.33 | 14.2 | 18.44
WT | 0 | 0 | 0 | 0 | 0 | 0
IGCC | 0 | 0 | 0 | 0 | 0 | 0
DemandResponse | 0 | 0 | 0 | 0 | 0 | 0
IGCC-CCS | 0 | 0 | 0 | 0 | 0 | 0
WT_off | 0 | 0 | 0 | 0 | 0 | 0
PseudoUnit | 0 | 0 | 0 | 0 | 0 | 0
FixedInterchange | 0 | 0 | 0 | 0 | 0 | 0
Fuel Cost by Reporting Type: TVA
ReportingType | 2015 | 2020 | 2025 | 2030 | 2035 | 2040
BM | 0 | 0 | 0 | 0 | 0 | 0
CC | 1761.05 | 3275.59 | 3128.34 | 2326.88 | 2232.44 | 2421.88
CSP | 0 | 0 | 0 | 0 | 0 | 0
CT | 0 | 0 | 0 | 0 | 0 | 0
Coal | 883.98 | 256.79 | 5.45 | 0 | 0 | 0
Geo | 0 | 0 | 0 | 0 | 0 | 0
H | 0 | 0 | 0 | 0 | 0 | 0
LFG | 0 | 0 | 0.14 | 0.14 | 0.14 | 0.14
Nuc | 542.87 | 553.94 | 588.56 | 600.05 | 791.41 | 787.77
PS | 0 | 0 | 0 | 0 | 0 | 0
PV | 0 | 0 | 0 | 0 | 0 | 0
PeakG | 0 | 0 | 0 | 0 | 0 | 0
PeakO | 0 | 0 | 0 | 0 | 0 | 0
ST | 0 | 0 | 0 | 0 | 0 | 0
STOG | 0 | 0 | 0 | 0 | 0 | 0
STWD | 0.15 | 0.15 | 0.16 | 2.3 | 2.3 | 2.75
WT | 0 | 0 | 0 | 0 | 0 | 0
IGCC | 0 | 0 | 0 | 0 | 0 | 0
DemandResponse | 0 | 0 | 0 | 0 | 0 | 0
IGCC-CCS | 0 | 0 | 0 | 0 | 0 | 0
WT_off | 0 | 0 | 0 | 0 | 0 | 0
PseudoUnit | 0 | 0 | 0 | 0 | 0 | 0
FixedInterchange | 0 | 0 | 0 | 0 | 0 | 0
Fuel Cost by Reporting Type: TVA_Transmission
ReportingType | 2015 | 2020 | 2025 | 2030 | 2035 | 2040
BM | 0 | 0 | 0 | 0 | 0 | 0
CC | 0 | 0 | 0 | 0 | 0 | 0
CSP | 0 | 0 | 0 | 0 | 0 | 0
CT | 0 | 0 | 0 | 0 | 0 | 0
Coal | 0 | 0 | 0 | 0 | 0 | 0
Geo | 0 | 0 | 0 | 0 | 0 | 0
H | 0 | 0 | 0 | 0 | 0 | 0
LFG | 0 | 0 | 0 | 0 | 0 | 0
Nuc | 0 | 0 | 0 | 0 | 0 | 0
PS | 0 | 0 | 0 | 0 | 0 | 0
PV | 0 | 0 | 0 | 0 | 0 | 0
PeakG | 0 | 0 | 0 | 0 | 0 | 0
PeakO | 0 | 0 | 0 | 0 | 0 | 0
ST | 0 | 0 | 0 | 0 | 0 | 0
STOG | 0 | 0 | 0 | 0 | 0 | 0
STWD | 0 | 0 | 0 | 0 | 0 | 0
WT | 0 | 0 | 0 | 0 | 0 | 0
IGCC | 0 | 0 | 0 | 0 | 0 | 0
DemandResponse | 0 | 0 | 0 | 0 | 0 | 0
IGCC-CCS | 0 | 0 | 0 | 0 | 0 | 0
WT_off | 0 | 0 | 0 | 0 | 0 | 0
PseudoUnit | 0 | 0 | 0 | 0 | 0 | 0
FixedInterchange | 0 | 0 | 0 | 0 | 0 | 0
Fuel Cost by Reporting Type: VACAR
ReportingType | 2015 | 2020 | 2025 | 2030 | 2035 | 2040
BM | 0.47 | 87.52 | 362.95 | 369.47 | 369.47 | 393.8
CC | 5744.62 | 5834.61 | 5311.92 | 3450 | 3466.14 | 2278.62
CSP | 0 | 0 | 0 | 0 | 0 | 0
CT | 5.38 | 5.75 | 10.14 | 0 | 0 | 0
Coal | 626.73 | 398.5 | 69.97 | 3.9 | 2.67 | 3.9
Geo | 0 | 0 | 0 | 0 | 0 | 0
H | 0 | 0 | 0 | 0 | 0 | 0
LFG | 0 | 0.14 | 0.14 | 0.14 | 0.14 | 0.14
Nuc | 730.67 | 900.6 | 956.89 | 1304.09 | 1321.58 | 1788.2
PS | 0 | 0 | 0 | 0 | 0 | 0
PV | 0 | 0 | 0 | 0 | 0 | 0
PeakG | 7.89 | 18.61 | 30.8 | 23.36 | 17.17 | 12.16
PeakO | 0 | 0 | 0 | 0 | 0 | 0
ST | 0 | 0 | 0 | 0 | 0 | 0
STOG | 0 | 0 | 0 | 0 | 0 | 0
STWD | 159.73 | 159.73 | 159.73 | 159.73 | 122.04 | 159.73
WT | 0 | 0 | 0 | 0 | 0 | 0
IGCC | 0 | 0 | 0 | 0 | 0 | 0
DemandResponse | 0 | 0 | 0 | 0 | 0 | 0
IGCC-CCS | 0 | 0 | 0 | 0 | 0 | 0
WT_off | 0 | 0 | 0 | 0 | 0 | 0
PseudoUnit | 0 | 0 | 0 | 0 | 0 | 0
FixedInterchange | 0 | 0 | 0 | 0 | 0 | 0
Fuel Cost by Reporting Type: IESO
ReportingType | 2015 | 2020 | 2025 | 2030 | 2035 | 2040
BM | 0 | 0.18 | 0 | 0.89 | 0.89 | 13.77
CC | 195.1 | 5.42 | 3.51 | 4.39 | 5.01 | 13.19
CSP | 0 | 0 | 0 | 0 | 0 | 0
CT | 0 | 0.21 | 0 | 0 | 0 | 0
Coal | 0 | 0 | 0 | 0 | 0 | 0
Geo | 0 | 0 | 0 | 0 | 0 | 0
H | 0 | 0 | 0 | 0 | 0 | 0
LFG | 0.02 | 0.02 | 0.02 | 0.02 | 0.02 | 0.02
Nuc | 854.23 | 863.97 | 907.41 | 944.22 | 869.51 | 757.81
PS | 0 | 0 | 0 | 0 | 0 | 0
PV | 0 | 0 | 0 | 0 | 0 | 0
PeakG | 0 | 0 | 0 | 0 | 0 | 0
PeakO | 0 | 0 | 0 | 0 | 0 | 0
ST | 0 | 0 | 0 | 0 | 0 | 0
STOG | 0 | 0 | 0 | 0 | 0 | 0
STWD | 0.3 | 0.35 | 0.3 | 8.06 | 20.51 | 67.38
WT | 0 | 0 | 0 | 0 | 0 | 0
IGCC | 0 | 0 | 0 | 0 | 0 | 0
DemandResponse | 0 | 0 | 0 | 0 | 0 | 0
IGCC-CCS | 0 | 0 | 0 | 0 | 0 | 0
WT_off | 0 | 0 | 0 | 0 | 0 | 0
PseudoUnit | 0 | 0 | 0 | 0 | 0 | 0
FixedInterchange | 0 | 0 | 0 | 0 | 0 | 0
Fuel Cost by Reporting Type: MAPP_CA
ReportingType | 2015 | 2020 | 2025 | 2030 | 2035 | 2040
BM | 0 | 0 | 0 | 0 | 0 | 0
CC | 257.74 | 295.18 | 22.22 | 0 | 0 | 0
CSP | 0 | 0 | 0 | 0 | 0 | 0
CT | 0 | 0 | 0 | 0 | 0 | 0
Coal | 11.76 | 1.68 | 0 | 0 | 0 | 0
Geo | 0 | 0 | 0 | 0 | 0 | 0
H | 0 | 0 | 0 | 0 | 0 | 0
LFG | 0 | 0 | 0 | 0 | 0 | 0
Nuc | 0 | 0 | 0 | 0 | 0 | 0
PS | 0 | 0 | 0 | 0 | 0 | 0
PV | 0 | 0 | 0 | 0 | 0 | 0
PeakG | 4.38 | 6.48 | 0 | 0 | 0 | 0
PeakO | 0 | 0 | 0 | 0 | 0 | 0
ST | 0 | 0 | 0 | 0 | 0 | 0
STOG | 0.23 | 0.09 | 0 | 0 | 0 | 0
STWD | 0 | 0 | 0 | 0 | 0 | 0
WT | 0 | 0 | 0 | 0 | 0 | 0
IGCC | 0 | 0 | 0 | 0 | 0 | 0
DemandResponse | 0 | 0 | 0 | 0 | 0 | 0
IGCC-CCS | 0 | 0 | 0 | 0 | 0 | 0
WT_off | 0 | 0 | 0 | 0 | 0 | 0
PseudoUnit | 0 | 0 | 0 | 0 | 0 | 0
FixedInterchange | 0 | 0 | 0 | 0 | 0 | 0
Fuel Cost by Reporting Type: AZ_NM_SNV_Coal
ReportingType | 2015 | 2020 | 2025 | 2030 | 2035 | 2040
BM | 0 | 0 | 0 | 0 | 0 | 0
CC | 0 | 0 | 0 | 0 | 0 | 0
CSP | 0 | 0 | 0 | 0 | 0 | 0
CT | 0 | 0 | 0 | 0 | 0 | 0
Coal | 784.08 | 603.55 | 78.07 | 0 | 0 | 0
Geo | 0 | 0 | 0 | 0 | 0 | 0
H | 0 | 0 | 0 | 0 | 0 | 0
LFG | 0 | 0 | 0 | 0 | 0 | 0
Nuc | 0 | 0 | 0 | 0 | 0 | 0
PS | 0 | 0 | 0 | 0 | 0 | 0
PV | 0 | 0 | 0 | 0 | 0 | 0
PeakG | 0 | 0 | 0 | 0 | 0 | 0
PeakO | 0 | 0 | 0 | 0 | 0 | 0
ST | 0 | 0 | 0 | 0 | 0 | 0
STOG | 0 | 0 | 0 | 0 | 0 | 0
STWD | 0 | 0 | 0 | 0 | 0 | 0
WT | 0 | 0 | 0 | 0 | 0 | 0
IGCC | 0 | 0 | 0 | 0 | 0 | 0
DemandResponse | 0 | 0 | 0 | 0 | 0 | 0
IGCC-CCS | 0 | 0 | 0 | 0 | 0 | 0
WT_off | 0 | 0 | 0 | 0 | 0 | 0
PseudoUnit | 0 | 0 | 0 | 0 | 0 | 0
FixedInterchange | 0 | 0 | 0 | 0 | 0 | 0
Fuel Cost by Reporting Type: AZ_NM_SNV_Gas
ReportingType | 2015 | 2020 | 2025 | 2030 | 2035 | 2040
BM | 0 | 0 | 0 | 0 | 0 | 0
CC | 2737.43 | 2410.73 | 3340.42 | 1617.39 | 1258.55 | 1236.54
CSP | 0 | 0 | 0 | 0 | 0 | 0
CT | 0 | 0 | 0 | 0 | 0 | 0
Coal | 0 | 0 | 0 | 0 | 0 | 0
Geo | 0 | 0 | 0 | 0 | 0 | 0
H | 0 | 0 | 0 | 0 | 0 | 0
LFG | 0 | 0 | 0 | 0 | 0 | 0
Nuc | 0 | 0 | 0 | 0 | 0 | 0
PS | 0 | 0 | 0 | 0 | 0 | 0
PV | 0 | 0 | 0 | 0 | 0 | 0
PeakG | 0 | 0 | 0 | 0 | 0 | 0
PeakO | 0 | 0 | 0 | 0 | 0 | 0
ST | 0 | 0 | 0 | 0 | 0 | 0
STOG | 0 | 0 | 0 | 0 | 0 | 0
STWD | 0 | 0 | 0 | 0 | 0 | 0
WT | 0 | 0 | 0 | 0 | 0 | 0
IGCC | 0 | 0 | 0 | 0 | 0 | 0
DemandResponse | 0 | 0 | 0 | 0 | 0 | 0
IGCC-CCS | 0 | 0 | 0 | 0 | 0 | 0
WT_off | 0 | 0 | 0 | 0 | 0 | 0
PseudoUnit | 0 | 0 | 0 | 0 | 0 | 0
FixedInterchange | 0 | 0 | 0 | 0 | 0 | 0
Fuel Cost by Reporting Type: AZ_NM_SNV_NucRenew
ReportingType | 2015 | 2020 | 2025 | 2030 | 2035 | 2040
BM | 0 | 0 | 0 | 0 | 0 | 0
CC | 0 | 0 | 0 | 0 | 0 | 0
CSP | 0 | 0 | 0 | 0 | 0 | 0
CT | 0 | 0 | 0 | 0 | 0 | 0
Coal | 0 | 0 | 0 | 0 | 0 | 0
Geo | 0 | 0 | 0 | 0 | 0 | 0
H | 0 | 0 | 0 | 0 | 0 | 0
LFG | 0 | 0.08 | 0.08 | 0.08 | 0.08 | 0.08
Nuc | 254.91 | 260.1 | 276.36 | 537.15 | 793.34 | 856.52
PS | 0 | 0 | 0 | 0 | 0 | 0
PV | 0 | 0 | 0 | 0 | 0 | 0
PeakG | 0 | 0 | 0 | 0 | 0 | 0
PeakO | 0 | 0 | 0 | 0 | 0 | 0
ST | 0 | 0 | 0 | 0 | 0 | 0
STOG | 0 | 0 | 0 | 0 | 0 | 0
STWD | 11.54 | 11.54 | 11.54 | 11.54 | 11.54 | 11.54
WT | 0 | 0 | 0 | 0 | 0 | 0
IGCC | 0 | 0 | 0 | 0 | 0 | 0
DemandResponse | 0 | 0 | 0 | 0 | 0 | 0
IGCC-CCS | 0 | 0 | 0 | 0 | 0 | 0
WT_off | 0 | 0 | 0 | 0 | 0 | 0
PseudoUnit | 0 | 0 | 0 | 0 | 0 | 0
FixedInterchange | 0 | 0 | 0 | 0 | 0 | 0
Fuel Cost by Reporting Type: ERCOT
ReportingType | 2015 | 2020 | 2025 | 2030 | 2035 | 2040
BM | 3.98 | 6.73 | 6.89 | 74.16 | 74.16 | 74.16
CC | 9094.26 | 10428 | 8203.22 | 6244.08 | 5468.79 | 5221.66
CSP | 0 | 0 | 0 | 0 | 0 | 0
CT | 0 | 0.17 | 0.09 | 0.41 | 0 | 0
Coal | 634.21 | 451.83 | 21.17 | 3.28 | 3.28 | 6.31
Geo | 0 | 0 | 0 | 0 | 0 | 0
H | 0 | 0 | 0 | 0 | 0 | 0
LFG | 0 | 0 | 0.45 | 0.45 | 0.45 | 0.45
Nuc | 339.13 | 346.04 | 367.67 | 374.85 | 629.21 | 879.75
PS | 0 | 0 | 0 | 0 | 0 | 0
PV | 0 | 0 | 0 | 0 | 0 | 0
PeakG | 0 | 0.47 | 0 | 2.29 | 2.5 | 0.15
PeakO | 0 | 0 | 0 | 0 | 0 | 0
ST | 0 | 0 | 0 | 0 | 0 | 0
STOG | 76.9 | 145.69 | 42.16 | 44.52 | 10.85 | 0
STWD | 0 | 0 | 0 | 0 | 0 | 0
WT | 0 | 0 | 0 | 0 | 0 | 0
IGCC | 0 | 0 | 0 | 0 | 0 | 0
DemandResponse | 0 | 0 | 0 | 0 | 0 | 0
IGCC-CCS | 0 | 0 | 0 | 0 | 0 | 0
WT_off | 0 | 0 | 0 | 0 | 0 | 0
PseudoUnit | 0 | 0 | 0 | 0 | 0 | 0
FixedInterchange | 0 | 0 | 0 | 0 | 0 | 0
Fuel Cost by Reporting Type: NP15
ReportingType | 2015 | 2020 | 2025 | 2030 | 2035 | 2040
BM | 0 | 0 | 0 | 0 | 0 | 0
CC | 3064.57 | 3135.26 | 3054.32 | 1704.35 | 1446.28 | 1124.82
CSP | 0 | 0 | 0 | 0 | 0 | 0
CT | 0 | 0 | 0 | 0 | 0 | 0
Coal | 35.53 | 0 | 0 | 0 | 0 | 0
Geo | 0 | 0 | 0 | 0 | 0 | 0
H | 0 | 0 | 0 | 0 | 0 | 0
LFG | 0 | 0.72 | 0.72 | 0.72 | 0.72 | 0.72
Nuc | 150.62 | 153.69 | 163.3 | 365.76 | 493.46 | 799.74
PS | 0 | 0 | 0 | 0 | 0 | 0
PV | 0 | 0 | 0 | 0 | 0 | 0
PeakG | 0 | 0 | 0 | 0 | 0 | 0
PeakO | 0 | 0 | 0 | 0 | 0 | 0
ST | 0 | 0 | 0 | 0 | 0 | 0
STOG | 1.83 | 1.41 | 2.75 | 0.06 | 0 | 0
STWD | 244.45 | 244.45 | 109.7 | 244.45 | 244.45 | 244.45
WT | 0 | 0 | 0 | 0 | 0 | 0
IGCC | 0 | 0 | 0 | 0 | 0 | 0
DemandResponse | 0 | 0 | 0 | 0 | 0 | 0
IGCC-CCS | 0 | 0 | 0 | 0 | 0 | 0
WT_off | 0 | 0 | 0 | 0 | 0 | 0
PseudoUnit | 0 | 0 | 0 | 0 | 0 | 0
FixedInterchange | 0 | 0 | 0 | 0 | 0 | 0
Fuel Cost by Reporting Type: NWPP_Coal
ReportingType | 2015 | 2020 | 2025 | 2030 | 2035 | 2040
BM | 0 | 0 | 0 | 0 | 0 | 0
CC | 0 | 0 | 0 | 0 | 0 | 0
CSP | 0 | 0 | 0 | 0 | 0 | 0
CT | 0 | 0 | 0 | 0 | 0 | 0
Coal | 477.51 | 318.8 | 21.69 | 21.69 | 21.69 | 21.69
Geo | 0 | 0 | 0 | 0 | 0 | 0
H | 0 | 0 | 0 | 0 | 0 | 0
LFG | 0 | 0 | 0 | 0 | 0 | 0
Nuc | 0 | 0 | 0 | 0 | 0 | 0
PS | 0 | 0 | 0 | 0 | 0 | 0
PV | 0 | 0 | 0 | 0 | 0 | 0
PeakG | 0 | 0 | 0 | 0 | 0 | 0
PeakO | 0 | 0 | 0 | 0 | 0 | 0
ST | 0 | 0 | 0 | 0 | 0 | 0
STOG | 0 | 0 | 0 | 0 | 0 | 0
STWD | 0 | 0 | 0 | 0 | 0 | 0
WT | 0 | 0 | 0 | 0 | 0 | 0
IGCC | 0 | 0 | 0 | 0 | 0 | 0
DemandResponse | 0 | 0 | 0 | 0 | 0 | 0
IGCC-CCS | 0 | 0 | 0 | 0 | 0 | 0
WT_off | 0 | 0 | 0 | 0 | 0 | 0
PseudoUnit | 0 | 0 | 0 | 0 | 0 | 0
FixedInterchange | 0 | 0 | 0 | 0 | 0 | 0
Fuel Cost by Reporting Type: NWPP_Gas
ReportingType | 2015 | 2020 | 2025 | 2030 | 2035 | 2040
BM | 0 | 0 | 0 | 0 | 0 | 0
CC | 2072.81 | 3115.52 | 2890.91 | 1662.28 | 582 | 573.31
CSP | 0 | 0 | 0 | 0 | 0 | 0
CT | 0 | 0 | 0 | 0 | 0 | 0
Coal | 0 | 0 | 0 | 0 | 0 | 0
Geo | 0 | 0 | 0 | 0 | 0 | 0
H | 0 | 0 | 0 | 0 | 0 | 0
LFG | 0 | 0 | 0 | 0 | 0 | 0
Nuc | 0 | 0 | 0 | 0 | 0 | 0
PS | 0 | 0 | 0 | 0 | 0 | 0
PV | 0 | 0 | 0 | 0 | 0 | 0
PeakG | 0 | 0 | 0 | 0 | 0 | 0
PeakO | 0 | 0 | 0 | 0 | 0 | 0
ST | 0 | 0 | 0 | 0 | 0 | 0
STOG | 0 | 0 | 0 | 0 | 0 | 0
STWD | 0 | 0 | 0 | 0 | 0 | 0
WT | 0 | 0 | 0 | 0 | 0 | 0
IGCC | 0 | 0 | 0 | 0 | 0 | 0
DemandResponse | 0 | 0 | 0 | 0 | 0 | 0
IGCC-CCS | 0 | 0 | 0 | 0 | 0 | 0
WT_off | 0 | 0 | 0 | 0 | 0 | 0
PseudoUnit | 0 | 0 | 0 | 0 | 0 | 0
FixedInterchange | 0 | 0 | 0 | 0 | 0 | 0
Fuel Cost by Reporting Type: NWPP_NucRenew
ReportingType | 2015 | 2020 | 2025 | 2030 | 2035 | 2040
BM | 0 | 4.51 | 16.65 | 16.65 | 16.65 | 16.65
CC | 0 | 0 | 0 | 0 | 0 | 0
CSP | 0 | 0 | 0 | 0 | 0 | 0
CT | 0 | 0 | 0 | 0 | 0 | 0
Coal | 0 | 0 | 0 | 0 | 0 | 0
Geo | 0 | 0 | 0 | 0 | 0 | 0
H | 0 | 0 | 0 | 0 | 0 | 0
LFG | 0.03 | 0.03 | 0.34 | 0.34 | 0.34 | 0.34
Nuc | 71.13 | 72.58 | 77.12 | 425.08 | 695.73 | 947.49
PS | 0 | 0 | 0 | 0 | 0 | 0
PV | 0 | 0 | 0 | 0 | 0 | 0
PeakG | 0 | 0 | 0 | 0 | 0 | 0
PeakO | 0 | 0 | 0 | 0 | 0 | 0
ST | 0 | 0 | 0 | 0 | 0 | 0
STOG | 0 | 0 | 0 | 0 | 0 | 0
STWD | 0 | 0 | 301.46 | 301.46 | 301.46 | 301.46
WT | 0 | 0 | 0 | 0 | 0 | 0
IGCC | 0 | 0 | 0 | 0 | 0 | 0
DemandResponse | 0 | 0 | 0 | 0 | 0 | 0
IGCC-CCS | 0 | 0 | 0 | 0 | 0 | 0
WT_off | 0 | 0 | 0 | 0 | 0 | 0
PseudoUnit | 0 | 0 | 0 | 0 | 0 | 0
FixedInterchange | 0 | 0 | 0 | 0 | 0 | 0
Fuel Cost by Reporting Type: RMPA
ReportingType | 2015 | 2020 | 2025 | 2030 | 2035 | 2040
BM | 0 | 0 | 0 | 0 | 0 | 0
CC | 510.94 | 534.22 | 708.68 | 383.39 | 388.44 | 402.32
CSP | 0 | 0 | 0 | 0 | 0 | 0
CT | 0 | 0 | 0 | 0 | 0 | 0
Coal | 557.13 | 422.53 | 96.16 | 59.87 | 59.88 | 60.28
Geo | 0 | 0 | 0 | 0 | 0 | 0
H | 0 | 0 | 0 | 0 | 0 | 0
LFG | 0 | 0.04 | 0.04 | 0.04 | 0.04 | 0.04
Nuc | 0 | 0 | 0 | 140.57 | 147.48 | 165.38
PS | 0 | 0 | 0 | 0 | 0 | 0
PV | 0 | 0 | 0 | 0 | 0 | 0
PeakG | 0 | 0 | 0.42 | 0 | 0 | 0
PeakO | 0 | 0 | 0 | 0 | 0 | 0
ST | 0 | 0 | 0 | 0 | 0 | 0
STOG | 0 | 0 | 0 | 0 | 0 | 0
STWD | 0 | 0 | 0 | 0 | 0 | 0
WT | 0 | 0 | 0 | 0 | 0 | 0
IGCC | 0 | 0 | 0 | 0 | 0 | 0
DemandResponse | 0 | 0 | 0 | 0 | 0 | 0
IGCC-CCS | 0 | 0 | 0 | 0 | 0 | 0
WT_off | 0 | 0 | 0 | 0 | 0 | 0
PseudoUnit | 0 | 0 | 0 | 0 | 0 | 0
FixedInterchange | 0 | 0 | 0 | 0 | 0 | 0
Fuel Cost by Reporting Type: SP15
ReportingType | 2015 | 2020 | 2025 | 2030 | 2035 | 2040
BM | 3.07 | 3.07 | 3.07 | 3.07 | 3.07 | 3.07
CC | 3902.42 | 4119.19 | 4567.33 | 3036.76 | 2729.25 | 2579.91
CSP | 0 | 0 | 0 | 0 | 0 | 0
CT | 0 | 0 | 0 | 0 | 0 | 0
Coal | 20.36 | 3.9 | 0 | 0 | 0 | 0
Geo | 0 | 0 | 0 | 0 | 0 | 0
H | 0 | 0 | 0 | 0 | 0 | 0
LFG | 0.01 | 0.72 | 0.72 | 0.72 | 0.72 | 0.72
Nuc | 139.02 | 141.86 | 150.73 | 153.67 | 153.67 | 160.49
PS | 0 | 0 | 0 | 0 | 0 | 0
PV | 0 | 0 | 0 | 0 | 0 | 0
PeakG | 0 | 0 | 0 | 0 | 0 | 0
PeakO | 0 | 0 | 0 | 0 | 0 | 0
ST | 0 | 0 | 0 | 0 | 0 | 0
STOG | 22.42 | 4.94 | 5.58 | 1.59 | 2.13 | 6.26
STWD | 62.63 | 62.63 | 46.02 | 62.63 | 62.63 | 62.63
WT | 0 | 0 | 0 | 0 | 0 | 0
IGCC | 0 | 0 | 0 | 0 | 0 | 0
DemandResponse | 0 | 0 | 0 | 0 | 0 | 0
IGCC-CCS | 0 | 0 | 0 | 0 | 0 | 0
WT_off | 0 | 0 | 0 | 0 | 0 | 0
PseudoUnit | 0 | 0 | 0 | 0 | 0 | 0
FixedInterchange | 0 | 0 | 0 | 0 | 0 | 0
Fuel Cost by Reporting Type: ALB
ReportingType | 2015 | 2020 | 2025 | 2030 | 2035 | 2040
BM | 0 | 0 | 0 | 0 | 0 | 0
CC | 606.56 | 722.82 | 809.09 | 0 | 0 | 0
CSP | 0 | 0 | 0 | 0 | 0 | 0
CT | 0 | 0 | 0 | 0 | 0 | 0
Coal | 217.7 | 217.7 | 214.89 | 0 | 0 | 0
Geo | 0 | 0 | 0 | 0 | 0 | 0
H | 0 | 0 | 0 | 0 | 0 | 0
LFG | 0 | 0 | 0 | 0 | 0 | 0
Nuc | 0 | 0 | 0.02 | 634.92 | 636.46 | 665.13
PS | 0 | 0 | 0 | 0 | 0 | 0
PV | 0 | 0 | 0 | 0 | 0 | 0
PeakG | 0 | 0 | 0 | 0 | 0 | 0
PeakO | 0 | 0 | 0 | 0 | 0 | 0
ST | 0 | 0 | 0 | 0 | 0 | 0
STOG | 0 | 0 | 0 | 0 | 0 | 0
STWD | 0 | 51.66 | 85 | 85 | 85 | 85
WT | 0 | 0 | 0 | 0 | 0 | 0
IGCC | 0 | 0 | 0 | 0 | 0 | 0
DemandResponse | 0 | 0 | 0 | 0 | 0 | 0
IGCC-CCS | 0 | 0 | 0 | 0 | 0 | 0
WT_off | 0 | 0 | 0 | 0 | 0 | 0
PseudoUnit | 0 | 0 | 0 | 0 | 0 | 0
FixedInterchange | 0 | 0 | 0 | 0 | 0 | 0
Fuel Cost by Reporting Type: BC
ReportingType | 2015 | 2020 | 2025 | 2030 | 2035 | 2040
BM | 0 | 0 | 0 | 0 | 0 | 0
CC | 142.95 | 165.35 | 184.91 | 126.55 | 22.58 | 0
CSP | 0 | 0 | 0 | 0 | 0 | 0
CT | 0 | 0 | 0 | 0 | 0 | 0
Coal | 0 | 0 | 0 | 0 | 0 | 0
Geo | 0 | 0 | 0 | 0 | 0 | 0
H | 0 | 0 | 0 | 0 | 0 | 0
LFG | 0 | 0 | 0 | 0 | 0 | 0
Nuc | 0 | 0 | 0.02 | 45.77 | 50.7 | 55.02
PS | 0 | 0 | 0 | 0 | 0 | 0
PV | 0 | 0 | 0 | 0 | 0 | 0
PeakG | 0 | 0 | 0 | 0 | 0 | 0
PeakO | 0 | 0 | 0 | 0 | 0 | 0
ST | 0 | 0 | 0 | 0 | 0 | 0
STOG | 0 | 0 | 0 | 0 | 0 | 0
STWD | 0 | 148.39 | 271.44 | 271.44 | 271.44 | 271.44
WT | 0 | 0 | 0 | 0 | 0 | 0
IGCC | 0 | 0 | 0 | 0 | 0 | 0
DemandResponse | 0 | 0 | 0 | 0 | 0 | 0
IGCC-CCS | 0 | 0 | 0 | 0 | 0 | 0
WT_off | 0 | 0 | 0 | 0 | 0 | 0
PseudoUnit | 0 | 0 | 0 | 0 | 0 | 0
FixedInterchange | 0 | 0 | 0 | 0 | 0 | 0
Fuel Cost by Reporting Type: HQ_IESO
ReportingType | 2015 | 2020 | 2025 | 2030 | 2035 | 2040
BM | 0 | 0 | 0 | 0 | 0 | 0
CC | 0 | 0 | 0 | 0 | 0 | 0
CSP | 0 | 0 | 0 | 0 | 0 | 0
CT | 0 | 0 | 0 | 0 | 0 | 0
Coal | 0 | 0 | 0 | 0 | 0 | 0
Geo | 0 | 0 | 0 | 0 | 0 | 0
H | 0 | 0 | 0 | 0 | 0 | 0
LFG | 0 | 0 | 0 | 0 | 0 | 0
Nuc | 0 | 0 | 0 | 0 | 0 | 0
PS | 0 | 0 | 0 | 0 | 0 | 0
PV | 0 | 0 | 0 | 0 | 0 | 0
PeakG | 0 | 0 | 0 | 0 | 0 | 0
PeakO | 0 | 0 | 0 | 0 | 0 | 0
ST | 0 | 0 | 0 | 0 | 0 | 0
STOG | 0 | 0 | 0 | 0 | 0 | 0
STWD | 0 | 0 | 0 | 0 | 0 | 0
WT | 0 | 0 | 0 | 0 | 0 | 0
IGCC | 0 | 0 | 0 | 0 | 0 | 0
DemandResponse | 0 | 0 | 0 | 0 | 0 | 0
IGCC-CCS | 0 | 0 | 0 | 0 | 0 | 0
WT_off | 0 | 0 | 0 | 0 | 0 | 0
PseudoUnit | 0 | 0 | 0 | 0 | 0 | 0
FixedInterchange | 0 | 0 | 0 | 0 | 0 | 0
Fuel Cost by Reporting Type: HQ_NEISO
ReportingType | 2015 | 2020 | 2025 | 2030 | 2035 | 2040
BM | 0 | 0 | 0 | 0 | 0 | 0
CC | 0 | 0 | 0 | 0 | 0 | 0
CSP | 0 | 0 | 0 | 0 | 0 | 0
CT | 0 | 0 | 0 | 0 | 0 | 0
Coal | 0 | 0 | 0 | 0 | 0 | 0
Geo | 0 | 0 | 0 | 0 | 0 | 0
H | 0 | 0 | 0 | 0 | 0 | 0
LFG | 0 | 0 | 0 | 0 | 0 | 0
Nuc | 0 | 0 | 0 | 0 | 0 | 0
PS | 0 | 0 | 0 | 0 | 0 | 0
PV | 0 | 0 | 0 | 0 | 0 | 0
PeakG | 0 | 0 | 0 | 0 | 0 | 0
PeakO | 0 | 0 | 0 | 0 | 0 | 0
ST | 0 | 0 | 0 | 0 | 0 | 0
STOG | 0 | 0 | 0 | 0 | 0 | 0
STWD | 0 | 0 | 0 | 0 | 0 | 0
WT | 0 | 0 | 0 | 0 | 0 | 0
IGCC | 0 | 0 | 0 | 0 | 0 | 0
DemandResponse | 0 | 0 | 0 | 0 | 0 | 0
IGCC-CCS | 0 | 0 | 0 | 0 | 0 | 0
WT_off | 0 | 0 | 0 | 0 | 0 | 0
PseudoUnit | 0 | 0 | 0 | 0 | 0 | 0
FixedInterchange | 0 | 0 | 0 | 0 | 0 | 0
Fuel Cost by Reporting Type: HQ_NY
ReportingType | 2015 | 2020 | 2025 | 2030 | 2035 | 2040
BM | 0 | 0 | 0 | 0 | 0 | 0
CC | 0 | 0 | 0 | 0 | 0 | 0
CSP | 0 | 0 | 0 | 0 | 0 | 0
CT | 0 | 0 | 0 | 0 | 0 | 0
Coal | 0 | 0 | 0 | 0 | 0 | 0
Geo | 0 | 0 | 0 | 0 | 0 | 0
H | 0 | 0 | 0 | 0 | 0 | 0
LFG | 0 | 0 | 0 | 0 | 0 | 0
Nuc | 0 | 0 | 0 | 0 | 0 | 0.01
PS | 0 | 0 | 0 | 0 | 0 | 0
PV | 0 | 0 | 0 | 0 | 0 | 0
PeakG | 0 | 0 | 0 | 0 | 0 | 0
PeakO | 0 | 0 | 0 | 0 | 0 | 0
ST | 0 | 0 | 0 | 0 | 0 | 0
STOG | 0 | 0 | 0 | 0 | 0 | 0
STWD | 0 | 0 | 0 | 0 | 0 | 0
WT | 0 | 0 | 0 | 0 | 0 | 0
IGCC | 0 | 0 | 0 | 0 | 0 | 0
DemandResponse | 0 | 0 | 0 | 0 | 0 | 0
IGCC-CCS | 0 | 0 | 0 | 0 | 0 | 0
WT_off | 0 | 0 | 0 | 0 | 0 | 0
PseudoUnit | 0 | 0 | 0 | 0 | 0 | 0
FixedInterchange | 0 | 0 | 0 | 0 | 0 | 0
Fuel Cost by Reporting Type: MARITIMES
ReportingType | 2015 | 2020 | 2025 | 2030 | 2035 | 2040
BM | 0 | 0 | 0 | 0 | 0 | 0
CC | 0 | 0 | 0 | 0 | 0 | 0
CSP | 0 | 0 | 0 | 0 | 0 | 0
CT | 0 | 0 | 0 | 0 | 0 | 0
Coal | 0 | 0 | 0 | 0 | 0 | 0
Geo | 0 | 0 | 0 | 0 | 0 | 0
H | 0 | 0 | 0 | 0 | 0 | 0
LFG | 0 | 0 | 0 | 0 | 0 | 0
Nuc | 0 | 0 | 0 | 0 | 0 | 0
PS | 0 | 0 | 0 | 0 | 0 | 0
PV | 0 | 0 | 0 | 0 | 0 | 0
PeakG | 0 | 0 | 0 | 0 | 0 | 0
PeakO | 0 | 0 | 0 | 0 | 0 | 0
ST | 0 | 0 | 0 | 0 | 0 | 0
STOG | 0 | 0 | 0 | 0 | 0 | 0
STWD | 0 | 0 | 0 | 0 | 0 | 0
WT | 0 | 0 | 0 | 0 | 0 | 0
IGCC | 0 | 0 | 0 | 0 | 0 | 0
DemandResponse | 0 | 0 | 0 | 0 | 0 | 0
IGCC-CCS | 0 | 0 | 0 | 0 | 0 | 0
WT_off | 0 | 0 | 0 | 0 | 0 | 0
PseudoUnit | 0 | 0 | 0 | 0 | 0 | 0
FixedInterchange | 0 | 0 | 0 | 0 | 0 | 0
Fuel Cost by Reporting Type: All
ReportingType | 2015 | 2020 | 2025 | 2030 | 2035 | 2040
BM | 151.55 | 403.04 | 599.36 | 806.8 | 842.79 | 781.81
CC | 70349.05 | 94697.97 | 85138.62 | 52938.33 | 51238.05 | 52866.08
CSP | 0 | 0 | 0 | 0 | 0 | 0
CT | 45.7 | 61.99 | 84.3 | 32.22 | 6.03 | 21.66
Coal | 18932.46 | 5142.59 | 776.87 | 270.9 | 278.97 | 286.23
Geo | 0 | 0 | 0 | 0 | 0 | 0
H | 0 | 0 | 0 | 0 | 0 | 0
LFG | 0.25 | 2.74 | 5.56 | 6.49 | 6.49 | 6.49
Nuc | 7711.7 | 8121.16 | 8781.5 | 12302.18 | 12442.35 | 13902.77
PS | 0 | 0 | 0 | 0 | 0 | 0
PV | 0 | 0 | 0 | 0 | 0 | 0
PeakG | 200.68 | 365.65 | 428.53 | 199.23 | 198.15 | 187.56
PeakO | 0 | 0 | 0 | 0 | 0 | 0
ST | 0 | 0 | 0 | 0 | 0 | 0
STOG | 408.61 | 409.2 | 181.54 | 138.22 | 95.56 | 78.54
STWD | 959.92 | 1081.92 | 1348.1 | 1942.95 | 1990.43 | 2144.33
WT | 0 | 0 | 0.01 | 0.01 | 0.01 | 0.01
IGCC | 87.33 | 48.54 | 5.83 | 1.37 | 1.37 | 1.37
DemandResponse | 0 | 0 | 0 | 0 | 0 | 0
IGCC-CCS | 0 | 0 | 0 | 0 | 0 | 0
WT_off | 0 | 0 | 0 | 0 | 0 | 0
PseudoUnit | 0 | 0 | 0 | 0 | 0 | 0
FixedInterchange | 0 | 0 | 0 | 0 | 0 | 0
Fuel Cost by Reporting Type: EI_US
ReportingType | 2015 | 2020 | 2025 | 2030 | 2035 | 2040
BM | 144.5 | 388.55 | 572.75 | 712.03 | 748.03 | 674.16
CC | 47764.25 | 69766.27 | 61354.02 | 38159.15 | 39337.16 | 41714.34
CSP | 0 | 0 | 0 | 0 | 0 | 0
CT | 45.7 | 61.61 | 84.21 | 31.82 | 6.03 | 21.66
Coal | 16194.19 | 3122.6 | 344.9 | 186.06 | 194.12 | 197.94
Geo | 0 | 0 | 0 | 0 | 0 | 0
H | 0 | 0 | 0 | 0 | 0 | 0
LFG | 0.18 | 1.13 | 3.19 | 4.11 | 4.11 | 4.11
Nuc | 5902.65 | 6282.89 | 6838.87 | 8680.2 | 7972.79 | 8615.44
PS | 0 | 0 | 0 | 0 | 0 | 0
PV | 0 | 0 | 0 | 0 | 0 | 0
PeakG | 196.29 | 358.7 | 428.11 | 196.94 | 195.64 | 187.4
PeakO | 0 | 0 | 0 | 0 | 0 | 0
ST | 0 | 0 | 0 | 0 | 0 | 0
STOG | 307.22 | 257.06 | 131.06 | 92.05 | 82.58 | 72.28
STWD | 640.99 | 562.89 | 522.64 | 958.38 | 993.41 | 1100.44
WT | 0 | 0 | 0.01 | 0.01 | 0.01 | 0.01
IGCC | 87.33 | 48.54 | 5.83 | 1.37 | 1.37 | 1.37
DemandResponse | 0 | 0 | 0 | 0 | 0 | 0
IGCC-CCS | 0 | 0 | 0 | 0 | 0 | 0
WT_off | 0 | 0 | 0 | 0 | 0 | 0
PseudoUnit | 0 | 0 | 0 | 0 | 0 | 0
FixedInterchange | 0 | 0 | 0 | 0 | 0 | 0
Fuel Cost by Reporting Type: EI_Canada
ReportingType | 2015 | 2020 | 2025 | 2030 | 2035 | 2040
BM | 0 | 0.18 | 0 | 0.89 | 0.89 | 13.77
CC | 452.84 | 300.61 | 25.73 | 4.39 | 5.01 | 13.19
CSP | 0 | 0 | 0 | 0 | 0 | 0
CT | 0 | 0.21 | 0 | 0 | 0 | 0
Coal | 11.76 | 1.68 | 0 | 0 | 0 | 0
Geo | 0 | 0 | 0 | 0 | 0 | 0
H | 0 | 0 | 0 | 0 | 0 | 0
LFG | 0.02 | 0.02 | 0.02 | 0.02 | 0.02 | 0.02
Nuc | 854.23 | 863.98 | 907.41 | 944.22 | 869.51 | 757.81
PS | 0 | 0 | 0 | 0 | 0 | 0
PV | 0 | 0 | 0 | 0 | 0 | 0
PeakG | 4.38 | 6.48 | 0 | 0 | 0 | 0
PeakO | 0 | 0 | 0 | 0 | 0 | 0
ST | 0 | 0 | 0 | 0 | 0 | 0
STOG | 0.23 | 0.09 | 0 | 0 | 0 | 0
STWD | 0.3 | 0.35 | 0.3 | 8.06 | 20.51 | 67.38
WT | 0 | 0 | 0 | 0 | 0 | 0
IGCC | 0 | 0 | 0 | 0 | 0 | 0
DemandResponse | 0 | 0 | 0 | 0 | 0 | 0
IGCC-CCS | 0 | 0 | 0 | 0 | 0 | 0
WT_off | 0 | 0 | 0 | 0 | 0 | 0
PseudoUnit | 0 | 0 | 0 | 0 | 0 | 0
FixedInterchange | 0 | 0 | 0 | 0 | 0 | 0
Fuel Cost by Reporting Type: EI
ReportingType | 2015 | 2020 | 2025 | 2030 | 2035 | 2040
BM | 144.5 | 388.73 | 572.75 | 712.92 | 748.92 | 687.94
CC | 48217.1 | 70066.88 | 61379.74 | 38163.54 | 39342.17 | 41727.53
CSP | 0 | 0 | 0 | 0 | 0 | 0
CT | 45.7 | 61.82 | 84.21 | 31.82 | 6.03 | 21.66
Coal | 16205.95 | 3124.28 | 344.9 | 186.06 | 194.12 | 197.94
Geo | 0 | 0 | 0 | 0 | 0 | 0
H | 0 | 0 | 0 | 0 | 0 | 0
LFG | 0.2 | 1.15 | 3.21 | 4.13 | 4.13 | 4.13
Nuc | 6756.88 | 7146.87 | 7746.28 | 9624.42 | 8842.3 | 9373.25
PS | 0 | 0 | 0 | 0 | 0 | 0
PV | 0 | 0 | 0 | 0 | 0 | 0
PeakG | 200.68 | 365.18 | 428.11 | 196.94 | 195.64 | 187.4
PeakO | 0 | 0 | 0 | 0 | 0 | 0
ST | 0 | 0 | 0 | 0 | 0 | 0
STOG | 307.46 | 257.15 | 131.06 | 92.05 | 82.58 | 72.28
STWD | 641.29 | 563.24 | 522.94 | 966.44 | 1013.92 | 1167.82
WT | 0 | 0 | 0.01 | 0.01 | 0.01 | 0.01
IGCC | 87.33 | 48.54 | 5.83 | 1.37 | 1.37 | 1.37
DemandResponse | 0 | 0 | 0 | 0 | 0 | 0
IGCC-CCS | 0 | 0 | 0 | 0 | 0 | 0
WT_off | 0 | 0 | 0 | 0 | 0 | 0
PseudoUnit | 0 | 0 | 0 | 0 | 0 | 0
FixedInterchange | 0 | 0 | 0 | 0 | 0 | 0
Fuel Cost by Reporting Type: Outside_EI
ReportingType | 2015 | 2020 | 2025 | 2030 | 2035 | 2040
BM | 7.05 | 14.31 | 26.61 | 93.87 | 93.87 | 93.87
CC | 22131.95 | 24631.09 | 23758.87 | 14774.79 | 11895.88 | 11138.56
CSP | 0 | 0 | 0 | 0 | 0 | 0
CT | 0 | 0.17 | 0.09 | 0.41 | 0 | 0
Coal | 2726.51 | 2018.31 | 431.97 | 84.83 | 84.85 | 88.28
Geo | 0 | 0 | 0 | 0 | 0 | 0
H | 0 | 0 | 0 | 0 | 0 | 0
LFG | 0.05 | 1.59 | 2.36 | 2.36 | 2.36 | 2.36
Nuc | 954.81 | 974.29 | 1035.22 | 2677.77 | 3600.05 | 4529.51
PS | 0 | 0 | 0 | 0 | 0 | 0
PV | 0 | 0 | 0 | 0 | 0 | 0
PeakG | 0 | 0.47 | 0.42 | 2.29 | 2.5 | 0.15
PeakO | 0 | 0 | 0 | 0 | 0 | 0
ST | 0 | 0 | 0 | 0 | 0 | 0
STOG | 101.15 | 152.04 | 50.48 | 46.18 | 12.98 | 6.26
STWD | 318.62 | 518.68 | 825.16 | 976.51 | 976.51 | 976.51
WT | 0 | 0 | 0 | 0 | 0 | 0
IGCC | 0 | 0 | 0 | 0 | 0 | 0
DemandResponse | 0 | 0 | 0 | 0 | 0 | 0
IGCC-CCS | 0 | 0 | 0 | 0 | 0 | 0
WT_off | 0 | 0 | 0 | 0 | 0 | 0
PseudoUnit | 0 | 0 | 0 | 0 | 0 | 0
FixedInterchange | 0 | 0 | 0 | 0 | 0 | 0
#7 | Emission Cost ($million)
==== Emission Program: TitleIV_CAIRSO2 : (SO2) ====
Emission Cost by Reporting Type: Entergy
ReportingType | 2015 | 2020 | 2025 | 2030 | 2035 | 2040
BM | 0 | 0 | 0 | 0 | 0 | 0
CC | 0 | 0 | 0 | 0 | 0 | 0
CSP | 0 | 0 | 0 | 0 | 0 | 0
CT | 0 | 0 | 0 | 0 | 0 | 0
Coal | 24.35 | 0 | 0 | 0 | 0 | 0
Geo | 0 | 0 | 0 | 0 | 0 | 0
H | 0 | 0 | 0 | 0 | 0 | 0
LFG | 0 | 0 | 0 | 0 | 0 | 0
Nuc | 0 | 0 | 0 | 0 | 0 | 0
PS | 0 | 0 | 0 | 0 | 0 | 0
PV | 0 | 0 | 0 | 0 | 0 | 0
PeakG | 0 | 0 | 0 | 0 | 0 | 0
PeakO | 0 | 0 | 0 | 0 | 0 | 0
ST | 0 | 0 | 0 | 0 | 0 | 0
STOG | 0 | 0 | 0 | 0 | 0 | 0
STWD | 0 | 0 | 0 | 0 | 0 | 0
WT | 0 | 0 | 0 | 0 | 0 | 0
IGCC | 0 | 0 | 0 | 0 | 0 | 0
DemandResponse | 0 | 0 | 0 | 0 | 0 | 0
IGCC-CCS | 0 | 0 | 0 | 0 | 0 | 0
WT_off | 0 | 0 | 0 | 0 | 0 | 0
PseudoUnit | 0 | 0 | 0 | 0 | 0 | 0
FixedInterchange | 0 | 0 | 0 | 0 | 0 | 0
Emission Cost by Reporting Type: FRCC
ReportingType | 2015 | 2020 | 2025 | 2030 | 2035 | 2040
BM | 0 | 0 | 0 | 0 | 0 | 0
CC | 0 | 0 | 0 | 0 | 0 | 0
CSP | 0 | 0 | 0 | 0 | 0 | 0
CT | 0 | 0 | 0 | 0 | 0 | 0
Coal | 4.18 | 0 | 0 | 0 | 0 | 0
Geo | 0 | 0 | 0 | 0 | 0 | 0
H | 0 | 0 | 0 | 0 | 0 | 0
LFG | 0 | 0 | 0 | 0 | 0 | 0
Nuc | 0 | 0 | 0 | 0 | 0 | 0
PS | 0 | 0 | 0 | 0 | 0 | 0
PV | 0 | 0 | 0 | 0 | 0 | 0
PeakG | 0 | 0 | 0 | 0 | 0 | 0
PeakO | 0 | 0 | 0 | 0 | 0 | 0
ST | 0 | 0 | 0 | 0 | 0 | 0
STOG | 0 | 0 | 0 | 0 | 0 | 0
STWD | 0 | 0 | 0 | 0 | 0 | 0
WT | 0 | 0 | 0 | 0 | 0 | 0
IGCC | 0 | 0 | 0 | 0 | 0 | 0
DemandResponse | 0 | 0 | 0 | 0 | 0 | 0
IGCC-CCS | 0 | 0 | 0 | 0 | 0 | 0
WT_off | 0 | 0 | 0 | 0 | 0 | 0
PseudoUnit | 0 | 0 | 0 | 0 | 0 | 0
FixedInterchange | 0 | 0 | 0 | 0 | 0 | 0
Emission Cost by Reporting Type: MAPP_US
ReportingType | 2015 | 2020 | 2025 | 2030 | 2035 | 2040
BM | 0 | 0 | 0 | 0 | 0 | 0
CC | 0 | 0 | 0 | 0 | 0 | 0
CSP | 0 | 0 | 0 | 0 | 0 | 0
CT | 0 | 0 | 0 | 0 | 0 | 0
Coal | 0.94 | 0 | 0 | 0 | 0 | 0
Geo | 0 | 0 | 0 | 0 | 0 | 0
H | 0 | 0 | 0 | 0 | 0 | 0
LFG | 0 | 0 | 0 | 0 | 0 | 0
Nuc | 0 | 0 | 0 | 0 | 0 | 0
PS | 0 | 0 | 0 | 0 | 0 | 0
PV | 0 | 0 | 0 | 0 | 0 | 0
PeakG | 0 | 0 | 0 | 0 | 0 | 0
PeakO | 0 | 0 | 0 | 0 | 0 | 0
ST | 0 | 0 | 0 | 0 | 0 | 0
STOG | 0 | 0 | 0 | 0 | 0 | 0
STWD | 0 | 0 | 0 | 0 | 0 | 0
WT | 0 | 0 | 0 | 0 | 0 | 0
IGCC | 0 | 0 | 0 | 0 | 0 | 0
DemandResponse | 0 | 0 | 0 | 0 | 0 | 0
IGCC-CCS | 0 | 0 | 0 | 0 | 0 | 0
WT_off | 0 | 0 | 0 | 0 | 0 | 0
PseudoUnit | 0 | 0 | 0 | 0 | 0 | 0
FixedInterchange | 0 | 0 | 0 | 0 | 0 | 0
Emission Cost by Reporting Type: MISO_IN
ReportingType | 2015 | 2020 | 2025 | 2030 | 2035 | 2040
BM | 0 | 0 | 0 | 0 | 0 | 0
CC | 0 | 0 | 0 | 0 | 0 | 0
CSP | 0 | 0 | 0 | 0 | 0 | 0
CT | 0 | 0 | 0 | 0 | 0 | 0
Coal | 22.47 | 0 | 0 | 0 | 0 | 0
Geo | 0 | 0 | 0 | 0 | 0 | 0
H | 0 | 0 | 0 | 0 | 0 | 0
LFG | 0 | 0 | 0 | 0 | 0 | 0
Nuc | 0 | 0 | 0 | 0 | 0 | 0
PS | 0 | 0 | 0 | 0 | 0 | 0
PV | 0 | 0 | 0 | 0 | 0 | 0
PeakG | 0 | 0 | 0 | 0 | 0 | 0
PeakO | 0 | 0 | 0 | 0 | 0 | 0
ST | 0 | 0 | 0 | 0 | 0 | 0
STOG | 0 | 0 | 0 | 0 | 0 | 0
STWD | 0 | 0 | 0 | 0 | 0 | 0
WT | 0 | 0 | 0 | 0 | 0 | 0
IGCC | 0.2 | 0 | 0 | 0 | 0 | 0
DemandResponse | 0 | 0 | 0 | 0 | 0 | 0
IGCC-CCS | 0 | 0 | 0 | 0 | 0 | 0
WT_off | 0 | 0 | 0 | 0 | 0 | 0
PseudoUnit | 0 | 0 | 0 | 0 | 0 | 0
FixedInterchange | 0 | 0 | 0 | 0 | 0 | 0
Emission Cost by Reporting Type: MISO_MI
ReportingType | 2015 | 2020 | 2025 | 2030 | 2035 | 2040
BM | 0 | 0 | 0 | 0 | 0 | 0
CC | 0 | 0 | 0 | 0 | 0 | 0
CSP | 0 | 0 | 0 | 0 | 0 | 0
CT | 0 | 0 | 0 | 0 | 0 | 0
Coal | 10.81 | 0 | 0 | 0 | 0 | 0
Geo | 0 | 0 | 0 | 0 | 0 | 0
H | 0 | 0 | 0 | 0 | 0 | 0
LFG | 0 | 0 | 0 | 0 | 0 | 0
Nuc | 0 | 0 | 0 | 0 | 0 | 0
PS | 0 | 0 | 0 | 0 | 0 | 0
PV | 0 | 0 | 0 | 0 | 0 | 0
PeakG | 0 | 0 | 0 | 0 | 0 | 0
PeakO | 0 | 0 | 0 | 0 | 0 | 0
ST | 0 | 0 | 0 | 0 | 0 | 0
STOG | 0 | 0 | 0 | 0 | 0 | 0
STWD | 0 | 0 | 0 | 0 | 0 | 0
WT | 0 | 0 | 0 | 0 | 0 | 0
IGCC | 0 | 0 | 0 | 0 | 0 | 0
DemandResponse | 0 | 0 | 0 | 0 | 0 | 0
IGCC-CCS | 0 | 0 | 0 | 0 | 0 | 0
WT_off | 0 | 0 | 0 | 0 | 0 | 0
PseudoUnit | 0 | 0 | 0 | 0 | 0 | 0
FixedInterchange | 0 | 0 | 0 | 0 | 0 | 0
Emission Cost by Reporting Type: MISO_MO-IL
ReportingType | 2015 | 2020 | 2025 | 2030 | 2035 | 2040
BM | 0 | 0 | 0 | 0 | 0 | 0
CC | 0 | 0 | 0 | 0 | 0 | 0
CSP | 0 | 0 | 0 | 0 | 0 | 0
CT | 0 | 0 | 0 | 0 | 0 | 0
Coal | 34.1 | 0 | 0 | 0 | 0 | 0
Geo | 0 | 0 | 0 | 0 | 0 | 0
H | 0 | 0 | 0 | 0 | 0 | 0
LFG | 0 | 0 | 0 | 0 | 0 | 0
Nuc | 0 | 0 | 0 | 0 | 0 | 0
PS | 0 | 0 | 0 | 0 | 0 | 0
PV | 0 | 0 | 0 | 0 | 0 | 0
PeakG | 0 | 0 | 0 | 0 | 0 | 0
PeakO | 0 | 0 | 0 | 0 | 0 | 0
ST | 0 | 0 | 0 | 0 | 0 | 0
STOG | 0 | 0 | 0 | 0 | 0 | 0
STWD | 0 | 0 | 0 | 0 | 0 | 0
WT | 0 | 0 | 0 | 0 | 0 | 0
IGCC | 0 | 0 | 0 | 0 | 0 | 0
DemandResponse | 0 | 0 | 0 | 0 | 0 | 0
IGCC-CCS | 0 | 0 | 0 | 0 | 0 | 0
WT_off | 0 | 0 | 0 | 0 | 0 | 0
PseudoUnit | 0 | 0 | 0 | 0 | 0 | 0
FixedInterchange | 0 | 0 | 0 | 0 | 0 | 0
Emission Cost by Reporting Type: MISO_W
ReportingType | 2015 | 2020 | 2025 | 2030 | 2035 | 2040
BM | 0 | 0 | 0 | 0 | 0 | 0
CC | 0 | 0 | 0 | 0 | 0 | 0
CSP | 0 | 0 | 0 | 0 | 0 | 0
CT | 0 | 0 | 0 | 0 | 0 | 0
Coal | 19.34 | 0 | 0 | 0 | 0 | 0
Geo | 0 | 0 | 0 | 0 | 0 | 0
H | 0 | 0 | 0 | 0 | 0 | 0
LFG | 0 | 0 | 0 | 0 | 0 | 0
Nuc | 0 | 0 | 0 | 0 | 0 | 0
PS | 0 | 0 | 0 | 0 | 0 | 0
PV | 0 | 0 | 0 | 0 | 0 | 0
PeakG | 0 | 0 | 0 | 0 | 0 | 0
PeakO | 0 | 0 | 0 | 0 | 0 | 0
ST | 0 | 0 | 0 | 0 | 0 | 0
STOG | 0 | 0 | 0 | 0 | 0 | 0
STWD | 0 | 0 | 0 | 0 | 0 | 0
WT | 0 | 0 | 0 | 0 | 0 | 0
IGCC | 0 | 0 | 0 | 0 | 0 | 0
DemandResponse | 0 | 0 | 0 | 0 | 0 | 0
IGCC-CCS | 0 | 0 | 0 | 0 | 0 | 0
WT_off | 0 | 0 | 0 | 0 | 0 | 0
PseudoUnit | 0 | 0 | 0 | 0 | 0 | 0
FixedInterchange | 0 | 0 | 0 | 0 | 0 | 0
Emission Cost by Reporting Type: MISO_WUMS
ReportingType | 2015 | 2020 | 2025 | 2030 | 2035 | 2040
BM | 0 | 0 | 0 | 0 | 0 | 0
CC | 0 | 0 | 0 | 0 | 0 | 0
CSP | 0 | 0 | 0 | 0 | 0 | 0
CT | 0 | 0 | 0 | 0 | 0 | 0
Coal | 2.11 | 0 | 0 | 0 | 0 | 0
Geo | 0 | 0 | 0 | 0 | 0 | 0
H | 0 | 0 | 0 | 0 | 0 | 0
LFG | 0 | 0 | 0 | 0 | 0 | 0
Nuc | 0 | 0 | 0 | 0 | 0 | 0
PS | 0 | 0 | 0 | 0 | 0 | 0
PV | 0 | 0 | 0 | 0 | 0 | 0
PeakG | 0 | 0 | 0 | 0 | 0 | 0
PeakO | 0 | 0 | 0 | 0 | 0 | 0
ST | 0 | 0 | 0 | 0 | 0 | 0
STOG | 0 | 0 | 0 | 0 | 0 | 0
STWD | 0 | 0 | 0 | 0 | 0 | 0
WT | 0 | 0 | 0 | 0 | 0 | 0
IGCC | 0 | 0 | 0 | 0 | 0 | 0
DemandResponse | 0 | 0 | 0 | 0 | 0 | 0
IGCC-CCS | 0 | 0 | 0 | 0 | 0 | 0
WT_off | 0 | 0 | 0 | 0 | 0 | 0
PseudoUnit | 0 | 0 | 0 | 0 | 0 | 0
FixedInterchange | 0 | 0 | 0 | 0 | 0 | 0
Emission Cost by Reporting Type: Nebraska
ReportingType | 2015 | 2020 | 2025 | 2030 | 2035 | 2040
BM | 0 | 0 | 0 | 0 | 0 | 0
CC | 0 | 0 | 0 | 0 | 0 | 0
CSP | 0 | 0 | 0 | 0 | 0 | 0
CT | 0 | 0 | 0 | 0 | 0 | 0
Coal | 3.57 | 0 | 0 | 0 | 0 | 0
Geo | 0 | 0 | 0 | 0 | 0 | 0
H | 0 | 0 | 0 | 0 | 0 | 0
LFG | 0 | 0 | 0 | 0 | 0 | 0
Nuc | 0 | 0 | 0 | 0 | 0 | 0
PS | 0 | 0 | 0 | 0 | 0 | 0
PV | 0 | 0 | 0 | 0 | 0 | 0
PeakG | 0 | 0 | 0 | 0 | 0 | 0
PeakO | 0 | 0 | 0 | 0 | 0 | 0
ST | 0 | 0 | 0 | 0 | 0 | 0
STOG | 0 | 0 | 0 | 0 | 0 | 0
STWD | 0 | 0 | 0 | 0 | 0 | 0
WT | 0 | 0 | 0 | 0 | 0 | 0
IGCC | 0 | 0 | 0 | 0 | 0 | 0
DemandResponse | 0 | 0 | 0 | 0 | 0 | 0
IGCC-CCS | 0 | 0 | 0 | 0 | 0 | 0
WT_off | 0 | 0 | 0 | 0 | 0 | 0
PseudoUnit | 0 | 0 | 0 | 0 | 0 | 0
FixedInterchange | 0 | 0 | 0 | 0 | 0 | 0
Emission Cost by Reporting Type: NEISO
ReportingType | 2015 | 2020 | 2025 | 2030 | 2035 | 2040
BM | 0 | 0 | 0 | 0 | 0 | 0
CC | 0 | 0 | 0 | 0 | 0 | 0
CSP | 0 | 0 | 0 | 0 | 0 | 0
CT | 0 | 0 | 0 | 0 | 0 | 0
Coal | 0 | 0 | 0 | 0 | 0 | 0
Geo | 0 | 0 | 0 | 0 | 0 | 0
H | 0 | 0 | 0 | 0 | 0 | 0
LFG | 0 | 0 | 0 | 0 | 0 | 0
Nuc | 0 | 0 | 0 | 0 | 0 | 0
PS | 0 | 0 | 0 | 0 | 0 | 0
PV | 0 | 0 | 0 | 0 | 0 | 0
PeakG | 0 | 0 | 0 | 0 | 0 | 0
PeakO | 0 | 0 | 0 | 0 | 0 | 0
ST | 0 | 0 | 0 | 0 | 0 | 0
STOG | 0 | 0 | 0 | 0 | 0 | 0
STWD | 0 | 0 | 0 | 0 | 0 | 0
WT | 0 | 0 | 0 | 0 | 0 | 0
IGCC | 0 | 0 | 0 | 0 | 0 | 0
DemandResponse | 0 | 0 | 0 | 0 | 0 | 0
IGCC-CCS | 0 | 0 | 0 | 0 | 0 | 0
WT_off | 0 | 0 | 0 | 0 | 0 | 0
PseudoUnit | 0 | 0 | 0 | 0 | 0 | 0
FixedInterchange | 0 | 0 | 0 | 0 | 0 | 0
Emission Cost by Reporting Type: NonRTO_Midwest
ReportingType | 2015 | 2020 | 2025 | 2030 | 2035 | 2040
BM | 0 | 0 | 0 | 0 | 0 | 0
CC | 0 | 0 | 0 | 0 | 0 | 0
CSP | 0 | 0 | 0 | 0 | 0 | 0
CT | 0 | 0 | 0 | 0 | 0 | 0
Coal | 13.2 | 0 | 0 | 0 | 0 | 0
Geo | 0 | 0 | 0 | 0 | 0 | 0
H | 0 | 0 | 0 | 0 | 0 | 0
LFG | 0 | 0 | 0 | 0 | 0 | 0
Nuc | 0 | 0 | 0 | 0 | 0 | 0
PS | 0 | 0 | 0 | 0 | 0 | 0
PV | 0 | 0 | 0 | 0 | 0 | 0
PeakG | 0 | 0 | 0 | 0 | 0 | 0
PeakO | 0 | 0 | 0 | 0 | 0 | 0
ST | 0 | 0 | 0 | 0 | 0 | 0
STOG | 0 | 0 | 0 | 0 | 0 | 0
STWD | 0 | 0 | 0 | 0 | 0 | 0
WT | 0 | 0 | 0 | 0 | 0 | 0
IGCC | 0 | 0 | 0 | 0 | 0 | 0
DemandResponse | 0 | 0 | 0 | 0 | 0 | 0
IGCC-CCS | 0 | 0 | 0 | 0 | 0 | 0
WT_off | 0 | 0 | 0 | 0 | 0 | 0
PseudoUnit | 0 | 0 | 0 | 0 | 0 | 0
FixedInterchange | 0 | 0 | 0 | 0 | 0 | 0
Emission Cost by Reporting Type: NYISO_A-F
ReportingType | 2015 | 2020 | 2025 | 2030 | 2035 | 2040
BM | 0 | 0 | 0 | 0 | 0 | 0
CC | 0 | 0 | 0 | 0 | 0 | 0
CSP | 0 | 0 | 0 | 0 | 0 | 0
CT | 0 | 0 | 0 | 0 | 0 | 0
Coal | 0 | 0 | 0 | 0 | 0 | 0
Geo | 0 | 0 | 0 | 0 | 0 | 0
H | 0 | 0 | 0 | 0 | 0 | 0
LFG | 0 | 0 | 0 | 0 | 0 | 0
Nuc | 0 | 0 | 0 | 0 | 0 | 0
PS | 0 | 0 | 0 | 0 | 0 | 0
PV | 0 | 0 | 0 | 0 | 0 | 0
PeakG | 0 | 0 | 0 | 0 | 0 | 0
PeakO | 0 | 0 | 0 | 0 | 0 | 0
ST | 0 | 0 | 0 | 0 | 0 | 0
STOG | 0 | 0 | 0 | 0 | 0 | 0
STWD | 0 | 0 | 0 | 0 | 0 | 0
WT | 0 | 0 | 0 | 0 | 0 | 0
IGCC | 0 | 0 | 0 | 0 | 0 | 0
DemandResponse | 0 | 0 | 0 | 0 | 0 | 0
IGCC-CCS | 0 | 0 | 0 | 0 | 0 | 0
WT_off | 0 | 0 | 0 | 0 | 0 | 0
PseudoUnit | 0 | 0 | 0 | 0 | 0 | 0
FixedInterchange | 0 | 0 | 0 | 0 | 0 | 0
Emission Cost by Reporting Type: NYISO_G-I
ReportingType | 2015 | 2020 | 2025 | 2030 | 2035 | 2040
BM | 0 | 0 | 0 | 0 | 0 | 0
CC | 0 | 0 | 0 | 0 | 0 | 0
CSP | 0 | 0 | 0 | 0 | 0 | 0
CT | 0 | 0 | 0 | 0 | 0 | 0
Coal | 0 | 0 | 0 | 0 | 0 | 0
Geo | 0 | 0 | 0 | 0 | 0 | 0
H | 0 | 0 | 0 | 0 | 0 | 0
LFG | 0 | 0 | 0 | 0 | 0 | 0
Nuc | 0 | 0 | 0 | 0 | 0 | 0
PS | 0 | 0 | 0 | 0 | 0 | 0
PV | 0 | 0 | 0 | 0 | 0 | 0
PeakG | 0 | 0 | 0 | 0 | 0 | 0
PeakO | 0 | 0 | 0 | 0 | 0 | 0
ST | 0 | 0 | 0 | 0 | 0 | 0
STOG | 0 | 0 | 0 | 0 | 0 | 0
STWD | 0 | 0 | 0 | 0 | 0 | 0
WT | 0 | 0 | 0 | 0 | 0 | 0
IGCC | 0 | 0 | 0 | 0 | 0 | 0
DemandResponse | 0 | 0 | 0 | 0 | 0 | 0
IGCC-CCS | 0 | 0 | 0 | 0 | 0 | 0
WT_off | 0 | 0 | 0 | 0 | 0 | 0
PseudoUnit | 0 | 0 | 0 | 0 | 0 | 0
FixedInterchange | 0 | 0 | 0 | 0 | 0 | 0
Emission Cost by Reporting Type: NYISO_J-K
ReportingType | 2015 | 2020 | 2025 | 2030 | 2035 | 2040
BM | 0 | 0 | 0 | 0 | 0 | 0
CC | 0 | 0 | 0 | 0 | 0 | 0
CSP | 0 | 0 | 0 | 0 | 0 | 0
CT | 0 | 0 | 0 | 0 | 0 | 0
Coal | 0 | 0 | 0 | 0 | 0 | 0
Geo | 0 | 0 | 0 | 0 | 0 | 0
H | 0 | 0 | 0 | 0 | 0 | 0
LFG | 0 | 0 | 0 | 0 | 0 | 0
Nuc | 0 | 0 | 0 | 0 | 0 | 0
PS | 0 | 0 | 0 | 0 | 0 | 0
PV | 0 | 0 | 0 | 0 | 0 | 0
PeakG | 0 | 0 | 0 | 0 | 0 | 0
PeakO | 0 | 0 | 0 | 0 | 0 | 0
ST | 0 | 0 | 0 | 0 | 0 | 0
STOG | 0 | 0 | 0 | 0 | 0 | 0
STWD | 0 | 0 | 0 | 0 | 0 | 0
WT | 0 | 0 | 0 | 0 | 0 | 0
IGCC | 0 | 0 | 0 | 0 | 0 | 0
DemandResponse | 0 | 0 | 0 | 0 | 0 | 0
IGCC-CCS | 0 | 0 | 0 | 0 | 0 | 0
WT_off | 0 | 0 | 0 | 0 | 0 | 0
PseudoUnit | 0 | 0 | 0 | 0 | 0 | 0
FixedInterchange | 0 | 0 | 0 | 0 | 0 | 0
Emission Cost by Reporting Type: PJM_E
ReportingType | 2015 | 2020 | 2025 | 2030 | 2035 | 2040
BM | 0 | 0 | 0 | 0 | 0 | 0
CC | 0 | 0 | 0 | 0 | 0 | 0
CSP | 0 | 0 | 0 | 0 | 0 | 0
CT | 0 | 0 | 0 | 0 | 0 | 0
Coal | 0.04 | 0 | 0 | 0 | 0 | 0
Geo | 0 | 0 | 0 | 0 | 0 | 0
H | 0 | 0 | 0 | 0 | 0 | 0
LFG | 0 | 0 | 0 | 0 | 0 | 0
Nuc | 0 | 0 | 0 | 0 | 0 | 0
PS | 0 | 0 | 0 | 0 | 0 | 0
PV | 0 | 0 | 0 | 0 | 0 | 0
PeakG | 0 | 0 | 0 | 0 | 0 | 0
PeakO | 0 | 0 | 0 | 0 | 0 | 0
ST | 0 | 0 | 0 | 0 | 0 | 0
STOG | 0 | 0 | 0 | 0 | 0 | 0
STWD | 0 | 0 | 0 | 0 | 0 | 0
WT | 0 | 0 | 0 | 0 | 0 | 0
IGCC | 0 | 0 | 0 | 0 | 0 | 0
DemandResponse | 0 | 0 | 0 | 0 | 0 | 0
IGCC-CCS | 0 | 0 | 0 | 0 | 0 | 0
WT_off | 0 | 0 | 0 | 0 | 0 | 0
PseudoUnit | 0 | 0 | 0 | 0 | 0 | 0
FixedInterchange | 0 | 0 | 0 | 0 | 0 | 0
Emission Cost by Reporting Type: PJM_ROM
ReportingType | 2015 | 2020 | 2025 | 2030 | 2035 | 2040
BM | 0 | 0 | 0 | 0 | 0 | 0
CC | 0 | 0 | 0 | 0 | 0 | 0
CSP | 0 | 0 | 0 | 0 | 0 | 0
CT | 0 | 0 | 0 | 0 | 0 | 0
Coal | 14.61 | 0 | 0 | 0 | 0 | 0
Geo | 0 | 0 | 0 | 0 | 0 | 0
H | 0 | 0 | 0 | 0 | 0 | 0
LFG | 0 | 0 | 0 | 0 | 0 | 0
Nuc | 0 | 0 | 0 | 0 | 0 | 0
PS | 0 | 0 | 0 | 0 | 0 | 0
PV | 0 | 0 | 0 | 0 | 0 | 0
PeakG | 0 | 0 | 0 | 0 | 0 | 0
PeakO | 0 | 0 | 0 | 0 | 0 | 0
ST | 0 | 0 | 0 | 0 | 0 | 0
STOG | 0 | 0 | 0 | 0 | 0 | 0
STWD | 0 | 0 | 0 | 0 | 0 | 0
WT | 0 | 0 | 0 | 0 | 0 | 0
IGCC | 0 | 0 | 0 | 0 | 0 | 0
DemandResponse | 0 | 0 | 0 | 0 | 0 | 0
IGCC-CCS | 0 | 0 | 0 | 0 | 0 | 0
WT_off | 0 | 0 | 0 | 0 | 0 | 0
PseudoUnit | 0 | 0 | 0 | 0 | 0 | 0
FixedInterchange | 0 | 0 | 0 | 0 | 0 | 0
Emission Cost by Reporting Type: PJM_ROR
ReportingType | 2015 | 2020 | 2025 | 2030 | 2035 | 2040
BM | 0 | 0 | 0 | 0 | 0 | 0
CC | 0 | 0 | 0 | 0 | 0 | 0
CSP | 0 | 0 | 0 | 0 | 0 | 0
CT | 0 | 0 | 0 | 0 | 0 | 0
Coal | 98.87 | 0 | 0 | 0 | 0 | 0
Geo | 0 | 0 | 0 | 0 | 0 | 0
H | 0 | 0 | 0 | 0 | 0 | 0
LFG | 0 | 0 | 0 | 0 | 0 | 0
Nuc | 0 | 0 | 0 | 0 | 0 | 0
PS | 0 | 0 | 0 | 0 | 0 | 0
PV | 0 | 0 | 0 | 0 | 0 | 0
PeakG | 0 | 0 | 0 | 0 | 0 | 0
PeakO | 0 | 0 | 0 | 0 | 0 | 0
ST | 0 | 0 | 0 | 0 | 0 | 0
STOG | 0 | 0 | 0 | 0 | 0 | 0
STWD | 0 | 0 | 0 | 0 | 0 | 0
WT | 0 | 0 | 0 | 0 | 0 | 0
IGCC | 0 | 0 | 0 | 0 | 0 | 0
DemandResponse | 0 | 0 | 0 | 0 | 0 | 0
IGCC-CCS | 0 | 0 | 0 | 0 | 0 | 0
WT_off | 0 | 0 | 0 | 0 | 0 | 0
PseudoUnit | 0 | 0 | 0 | 0 | 0 | 0
FixedInterchange | 0 | 0 | 0 | 0 | 0 | 0
Emission Cost by Reporting Type: SOCO
ReportingType | 2015 | 2020 | 2025 | 2030 | 2035 | 2040
BM | 0 | 0 | 0 | 0 | 0 | 0
CC | 0 | 0 | 0 | 0 | 0 | 0
CSP | 0 | 0 | 0 | 0 | 0 | 0
CT | 0 | 0 | 0 | 0 | 0 | 0
Coal | 20.66 | 0 | 0 | 0 | 0 | 0
Geo | 0 | 0 | 0 | 0 | 0 | 0
H | 0 | 0 | 0 | 0 | 0 | 0
LFG | 0 | 0 | 0 | 0 | 0 | 0
Nuc | 0 | 0 | 0 | 0 | 0 | 0
PS | 0 | 0 | 0 | 0 | 0 | 0
PV | 0 | 0 | 0 | 0 | 0 | 0
PeakG | 0 | 0 | 0 | 0 | 0 | 0
PeakO | 0 | 0 | 0 | 0 | 0 | 0
ST | 0 | 0 | 0 | 0 | 0 | 0
STOG | 0 | 0 | 0 | 0 | 0 | 0
STWD | 0 | 0 | 0 | 0 | 0 | 0
WT | 0 | 0 | 0 | 0 | 0 | 0
IGCC | 0 | 0 | 0 | 0 | 0 | 0
DemandResponse | 0 | 0 | 0 | 0 | 0 | 0
IGCC-CCS | 0 | 0 | 0 | 0 | 0 | 0
WT_off | 0 | 0 | 0 | 0 | 0 | 0
PseudoUnit | 0 | 0 | 0 | 0 | 0 | 0
FixedInterchange | 0 | 0 | 0 | 0 | 0 | 0
Emission Cost by Reporting Type: SPP_N
ReportingType | 2015 | 2020 | 2025 | 2030 | 2035 | 2040
BM | 0 | 0 | 0 | 0 | 0 | 0
CC | 0 | 0 | 0 | 0 | 0 | 0
CSP | 0 | 0 | 0 | 0 | 0 | 0
CT | 0 | 0 | 0 | 0 | 0 | 0
Coal | 4.75 | 0 | 0 | 0 | 0 | 0
Geo | 0 | 0 | 0 | 0 | 0 | 0
H | 0 | 0 | 0 | 0 | 0 | 0
LFG | 0 | 0 | 0 | 0 | 0 | 0
Nuc | 0 | 0 | 0 | 0 | 0 | 0
PS | 0 | 0 | 0 | 0 | 0 | 0
PV | 0 | 0 | 0 | 0 | 0 | 0
PeakG | 0 | 0 | 0 | 0 | 0 | 0
PeakO | 0 | 0 | 0 | 0 | 0 | 0
ST | 0 | 0 | 0 | 0 | 0 | 0
STOG | 0 | 0 | 0 | 0 | 0 | 0
STWD | 0 | 0 | 0 | 0 | 0 | 0
WT | 0 | 0 | 0 | 0 | 0 | 0
IGCC | 0 | 0 | 0 | 0 | 0 | 0
DemandResponse | 0 | 0 | 0 | 0 | 0 | 0
IGCC-CCS | 0 | 0 | 0 | 0 | 0 | 0
WT_off | 0 | 0 | 0 | 0 | 0 | 0
PseudoUnit | 0 | 0 | 0 | 0 | 0 | 0
FixedInterchange | 0 | 0 | 0 | 0 | 0 | 0
Emission Cost by Reporting Type: SPP_S
ReportingType | 2015 | 2020 | 2025 | 2030 | 2035 | 2040
BM | 0 | 0 | 0 | 0 | 0 | 0
CC | 0 | 0 | 0 | 0 | 0 | 0
CSP | 0 | 0 | 0 | 0 | 0 | 0
CT | 0 | 0 | 0 | 0 | 0 | 0
Coal | 15.62 | 0 | 0 | 0 | 0 | 0
Geo | 0 | 0 | 0 | 0 | 0 | 0
H | 0 | 0 | 0 | 0 | 0 | 0
LFG | 0 | 0 | 0 | 0 | 0 | 0
Nuc | 0 | 0 | 0 | 0 | 0 | 0
PS | 0 | 0 | 0 | 0 | 0 | 0
PV | 0 | 0 | 0 | 0 | 0 | 0
PeakG | 0 | 0 | 0 | 0 | 0 | 0
PeakO | 0 | 0 | 0 | 0 | 0 | 0
ST | 0 | 0 | 0 | 0 | 0 | 0
STOG | 0 | 0 | 0 | 0 | 0 | 0
STWD | 0 | 0 | 0 | 0 | 0 | 0
WT | 0 | 0 | 0 | 0 | 0 | 0
IGCC | 0 | 0 | 0 | 0 | 0 | 0
DemandResponse | 0 | 0 | 0 | 0 | 0 | 0
IGCC-CCS | 0 | 0 | 0 | 0 | 0 | 0
WT_off | 0 | 0 | 0 | 0 | 0 | 0
PseudoUnit | 0 | 0 | 0 | 0 | 0 | 0
FixedInterchange | 0 | 0 | 0 | 0 | 0 | 0
Emission Cost by Reporting Type: TVA
ReportingType | 2015 | 2020 | 2025 | 2030 | 2035 | 2040
BM | 0 | 0 | 0 | 0 | 0 | 0
CC | 0 | 0 | 0 | 0 | 0 | 0
CSP | 0 | 0 | 0 | 0 | 0 | 0
CT | 0 | 0 | 0 | 0 | 0 | 0
Coal | 24.88 | 0 | 0 | 0 | 0 | 0
Geo | 0 | 0 | 0 | 0 | 0 | 0
H | 0 | 0 | 0 | 0 | 0 | 0
LFG | 0 | 0 | 0 | 0 | 0 | 0
Nuc | 0 | 0 | 0 | 0 | 0 | 0
PS | 0 | 0 | 0 | 0 | 0 | 0
PV | 0 | 0 | 0 | 0 | 0 | 0
PeakG | 0 | 0 | 0 | 0 | 0 | 0
PeakO | 0 | 0 | 0 | 0 | 0 | 0
ST | 0 | 0 | 0 | 0 | 0 | 0
STOG | 0 | 0 | 0 | 0 | 0 | 0
STWD | 0 | 0 | 0 | 0 | 0 | 0
WT | 0 | 0 | 0 | 0 | 0 | 0
IGCC | 0 | 0 | 0 | 0 | 0 | 0
DemandResponse | 0 | 0 | 0 | 0 | 0 | 0
IGCC-CCS | 0 | 0 | 0 | 0 | 0 | 0
WT_off | 0 | 0 | 0 | 0 | 0 | 0
PseudoUnit | 0 | 0 | 0 | 0 | 0 | 0
FixedInterchange | 0 | 0 | 0 | 0 | 0 | 0
Emission Cost by Reporting Type: TVA_Transmission
ReportingType | 2015 | 2020 | 2025 | 2030 | 2035 | 2040
BM | 0 | 0 | 0 | 0 | 0 | 0
CC | 0 | 0 | 0 | 0 | 0 | 0
CSP | 0 | 0 | 0 | 0 | 0 | 0
CT | 0 | 0 | 0 | 0 | 0 | 0
Coal | 0 | 0 | 0 | 0 | 0 | 0
Geo | 0 | 0 | 0 | 0 | 0 | 0
H | 0 | 0 | 0 | 0 | 0 | 0
LFG | 0 | 0 | 0 | 0 | 0 | 0
Nuc | 0 | 0 | 0 | 0 | 0 | 0
PS | 0 | 0 | 0 | 0 | 0 | 0
PV | 0 | 0 | 0 | 0 | 0 | 0
PeakG | 0 | 0 | 0 | 0 | 0 | 0
PeakO | 0 | 0 | 0 | 0 | 0 | 0
ST | 0 | 0 | 0 | 0 | 0 | 0
STOG | 0 | 0 | 0 | 0 | 0 | 0
STWD | 0 | 0 | 0 | 0 | 0 | 0
WT | 0 | 0 | 0 | 0 | 0 | 0
IGCC | 0 | 0 | 0 | 0 | 0 | 0
DemandResponse | 0 | 0 | 0 | 0 | 0 | 0
IGCC-CCS | 0 | 0 | 0 | 0 | 0 | 0
WT_off | 0 | 0 | 0 | 0 | 0 | 0
PseudoUnit | 0 | 0 | 0 | 0 | 0 | 0
FixedInterchange | 0 | 0 | 0 | 0 | 0 | 0
Emission Cost by Reporting Type: VACAR
ReportingType | 2015 | 2020 | 2025 | 2030 | 2035 | 2040
BM | 0 | 0 | 0 | 0 | 0 | 0
CC | 0 | 0 | 0 | 0 | 0 | 0
CSP | 0 | 0 | 0 | 0 | 0 | 0
CT | 0 | 0 | 0 | 0 | 0 | 0
Coal | 2.58 | 0 | 0 | 0 | 0 | 0
Geo | 0 | 0 | 0 | 0 | 0 | 0
H | 0 | 0 | 0 | 0 | 0 | 0
LFG | 0 | 0 | 0 | 0 | 0 | 0
Nuc | 0 | 0 | 0 | 0 | 0 | 0
PS | 0 | 0 | 0 | 0 | 0 | 0
PV | 0 | 0 | 0 | 0 | 0 | 0
PeakG | 0 | 0 | 0 | 0 | 0 | 0
PeakO | 0 | 0 | 0 | 0 | 0 | 0
ST | 0 | 0 | 0 | 0 | 0 | 0
STOG | 0 | 0 | 0 | 0 | 0 | 0
STWD | 0 | 0 | 0 | 0 | 0 | 0
WT | 0 | 0 | 0 | 0 | 0 | 0
IGCC | 0 | 0 | 0 | 0 | 0 | 0
DemandResponse | 0 | 0 | 0 | 0 | 0 | 0
IGCC-CCS | 0 | 0 | 0 | 0 | 0 | 0
WT_off | 0 | 0 | 0 | 0 | 0 | 0
PseudoUnit | 0 | 0 | 0 | 0 | 0 | 0
FixedInterchange | 0 | 0 | 0 | 0 | 0 | 0
Emission Cost by Reporting Type: IESO
ReportingType | 2015 | 2020 | 2025 | 2030 | 2035 | 2040
BM | 0 | 0 | 0 | 0 | 0 | 0
CC | 0 | 0 | 0 | 0 | 0 | 0
CSP | 0 | 0 | 0 | 0 | 0 | 0
CT | 0 | 0 | 0 | 0 | 0 | 0
Coal | 0 | 0 | 0 | 0 | 0 | 0
Geo | 0 | 0 | 0 | 0 | 0 | 0
H | 0 | 0 | 0 | 0 | 0 | 0
LFG | 0 | 0 | 0 | 0 | 0 | 0
Nuc | 0 | 0 | 0 | 0 | 0 | 0
PS | 0 | 0 | 0 | 0 | 0 | 0
PV | 0 | 0 | 0 | 0 | 0 | 0
PeakG | 0 | 0 | 0 | 0 | 0 | 0
PeakO | 0 | 0 | 0 | 0 | 0 | 0
ST | 0 | 0 | 0 | 0 | 0 | 0
STOG | 0 | 0 | 0 | 0 | 0 | 0
STWD | 0 | 0 | 0 | 0 | 0 | 0
WT | 0 | 0 | 0 | 0 | 0 | 0
IGCC | 0 | 0 | 0 | 0 | 0 | 0
DemandResponse | 0 | 0 | 0 | 0 | 0 | 0
IGCC-CCS | 0 | 0 | 0 | 0 | 0 | 0
WT_off | 0 | 0 | 0 | 0 | 0 | 0
PseudoUnit | 0 | 0 | 0 | 0 | 0 | 0
FixedInterchange | 0 | 0 | 0 | 0 | 0 | 0
Emission Cost by Reporting Type: MAPP_CA
ReportingType | 2015 | 2020 | 2025 | 2030 | 2035 | 2040
BM | 0 | 0 | 0 | 0 | 0 | 0
CC | 0 | 0 | 0 | 0 | 0 | 0
CSP | 0 | 0 | 0 | 0 | 0 | 0
CT | 0 | 0 | 0 | 0 | 0 | 0
Coal | 0 | 0 | 0 | 0 | 0 | 0
Geo | 0 | 0 | 0 | 0 | 0 | 0
H | 0 | 0 | 0 | 0 | 0 | 0
LFG | 0 | 0 | 0 | 0 | 0 | 0
Nuc | 0 | 0 | 0 | 0 | 0 | 0
PS | 0 | 0 | 0 | 0 | 0 | 0
PV | 0 | 0 | 0 | 0 | 0 | 0
PeakG | 0 | 0 | 0 | 0 | 0 | 0
PeakO | 0 | 0 | 0 | 0 | 0 | 0
ST | 0 | 0 | 0 | 0 | 0 | 0
STOG | 0 | 0 | 0 | 0 | 0 | 0
STWD | 0 | 0 | 0 | 0 | 0 | 0
WT | 0 | 0 | 0 | 0 | 0 | 0
IGCC | 0 | 0 | 0 | 0 | 0 | 0
DemandResponse | 0 | 0 | 0 | 0 | 0 | 0
IGCC-CCS | 0 | 0 | 0 | 0 | 0 | 0
WT_off | 0 | 0 | 0 | 0 | 0 | 0
PseudoUnit | 0 | 0 | 0 | 0 | 0 | 0
FixedInterchange | 0 | 0 | 0 | 0 | 0 | 0
Emission Cost by Reporting Type: AZ_NM_SNV_Coal
ReportingType | 2015 | 2020 | 2025 | 2030 | 2035 | 2040
BM | 0 | 0 | 0 | 0 | 0 | 0
CC | 0 | 0 | 0 | 0 | 0 | 0
CSP | 0 | 0 | 0 | 0 | 0 | 0
CT | 0 | 0 | 0 | 0 | 0 | 0
Coal | 0.81 | 0 | 0 | 0 | 0 | 0
Geo | 0 | 0 | 0 | 0 | 0 | 0
H | 0 | 0 | 0 | 0 | 0 | 0
LFG | 0 | 0 | 0 | 0 | 0 | 0
Nuc | 0 | 0 | 0 | 0 | 0 | 0
PS | 0 | 0 | 0 | 0 | 0 | 0
PV | 0 | 0 | 0 | 0 | 0 | 0
PeakG | 0 | 0 | 0 | 0 | 0 | 0
PeakO | 0 | 0 | 0 | 0 | 0 | 0
ST | 0 | 0 | 0 | 0 | 0 | 0
STOG | 0 | 0 | 0 | 0 | 0 | 0
STWD | 0 | 0 | 0 | 0 | 0 | 0
WT | 0 | 0 | 0 | 0 | 0 | 0
IGCC | 0 | 0 | 0 | 0 | 0 | 0
DemandResponse | 0 | 0 | 0 | 0 | 0 | 0
IGCC-CCS | 0 | 0 | 0 | 0 | 0 | 0
WT_off | 0 | 0 | 0 | 0 | 0 | 0
PseudoUnit | 0 | 0 | 0 | 0 | 0 | 0
FixedInterchange | 0 | 0 | 0 | 0 | 0 | 0
Emission Cost by Reporting Type: AZ_NM_SNV_Gas
ReportingType | 2015 | 2020 | 2025 | 2030 | 2035 | 2040
BM | 0 | 0 | 0 | 0 | 0 | 0
CC | 0 | 0 | 0 | 0 | 0 | 0
CSP | 0 | 0 | 0 | 0 | 0 | 0
CT | 0 | 0 | 0 | 0 | 0 | 0
Coal | 0 | 0 | 0 | 0 | 0 | 0
Geo | 0 | 0 | 0 | 0 | 0 | 0
H | 0 | 0 | 0 | 0 | 0 | 0
LFG | 0 | 0 | 0 | 0 | 0 | 0
Nuc | 0 | 0 | 0 | 0 | 0 | 0
PS | 0 | 0 | 0 | 0 | 0 | 0
PV | 0 | 0 | 0 | 0 | 0 | 0
PeakG | 0 | 0 | 0 | 0 | 0 | 0
PeakO | 0 | 0 | 0 | 0 | 0 | 0
ST | 0 | 0 | 0 | 0 | 0 | 0
STOG | 0 | 0 | 0 | 0 | 0 | 0
STWD | 0 | 0 | 0 | 0 | 0 | 0
WT | 0 | 0 | 0 | 0 | 0 | 0
IGCC | 0 | 0 | 0 | 0 | 0 | 0
DemandResponse | 0 | 0 | 0 | 0 | 0 | 0
IGCC-CCS | 0 | 0 | 0 | 0 | 0 | 0
WT_off | 0 | 0 | 0 | 0 | 0 | 0
PseudoUnit | 0 | 0 | 0 | 0 | 0 | 0
FixedInterchange | 0 | 0 | 0 | 0 | 0 | 0
Emission Cost by Reporting Type: AZ_NM_SNV_NucRenew
ReportingType | 2015 | 2020 | 2025 | 2030 | 2035 | 2040
BM | 0 | 0 | 0 | 0 | 0 | 0
CC | 0 | 0 | 0 | 0 | 0 | 0
CSP | 0 | 0 | 0 | 0 | 0 | 0
CT | 0 | 0 | 0 | 0 | 0 | 0
Coal | 0 | 0 | 0 | 0 | 0 | 0
Geo | 0 | 0 | 0 | 0 | 0 | 0
H | 0 | 0 | 0 | 0 | 0 | 0
LFG | 0 | 0 | 0 | 0 | 0 | 0
Nuc | 0 | 0 | 0 | 0 | 0 | 0
PS | 0 | 0 | 0 | 0 | 0 | 0
PV | 0 | 0 | 0 | 0 | 0 | 0
PeakG | 0 | 0 | 0 | 0 | 0 | 0
PeakO | 0 | 0 | 0 | 0 | 0 | 0
ST | 0 | 0 | 0 | 0 | 0 | 0
STOG | 0 | 0 | 0 | 0 | 0 | 0
STWD | 0 | 0 | 0 | 0 | 0 | 0
WT | 0 | 0 | 0 | 0 | 0 | 0
IGCC | 0 | 0 | 0 | 0 | 0 | 0
DemandResponse | 0 | 0 | 0 | 0 | 0 | 0
IGCC-CCS | 0 | 0 | 0 | 0 | 0 | 0
WT_off | 0 | 0 | 0 | 0 | 0 | 0
PseudoUnit | 0 | 0 | 0 | 0 | 0 | 0
FixedInterchange | 0 | 0 | 0 | 0 | 0 | 0
Emission Cost by Reporting Type: ERCOT
ReportingType | 2015 | 2020 | 2025 | 2030 | 2035 | 2040
BM | 0 | 0 | 0 | 0 | 0 | 0
CC | 0 | 0 | 0 | 0 | 0 | 0
CSP | 0 | 0 | 0 | 0 | 0 | 0
CT | 0 | 0 | 0 | 0 | 0 | 0
Coal | 4.94 | 0 | 0 | 0 | 0 | 0
Geo | 0 | 0 | 0 | 0 | 0 | 0
H | 0 | 0 | 0 | 0 | 0 | 0
LFG | 0 | 0 | 0 | 0 | 0 | 0
Nuc | 0 | 0 | 0 | 0 | 0 | 0
PS | 0 | 0 | 0 | 0 | 0 | 0
PV | 0 | 0 | 0 | 0 | 0 | 0
PeakG | 0 | 0 | 0 | 0 | 0 | 0
PeakO | 0 | 0 | 0 | 0 | 0 | 0
ST | 0 | 0 | 0 | 0 | 0 | 0
STOG | 0 | 0 | 0 | 0 | 0 | 0
STWD | 0 | 0 | 0 | 0 | 0 | 0
WT | 0 | 0 | 0 | 0 | 0 | 0
IGCC | 0 | 0 | 0 | 0 | 0 | 0
DemandResponse | 0 | 0 | 0 | 0 | 0 | 0
IGCC-CCS | 0 | 0 | 0 | 0 | 0 | 0
WT_off | 0 | 0 | 0 | 0 | 0 | 0
PseudoUnit | 0 | 0 | 0 | 0 | 0 | 0
FixedInterchange | 0 | 0 | 0 | 0 | 0 | 0
Emission Cost by Reporting Type: NP15
ReportingType | 2015 | 2020 | 2025 | 2030 | 2035 | 2040
BM | 0 | 0 | 0 | 0 | 0 | 0
CC | 0 | 0 | 0 | 0 | 0 | 0
CSP | 0 | 0 | 0 | 0 | 0 | 0
CT | 0 | 0 | 0 | 0 | 0 | 0
Coal | 0.31 | 0 | 0 | 0 | 0 | 0
Geo | 0 | 0 | 0 | 0 | 0 | 0
H | 0 | 0 | 0 | 0 | 0 | 0
LFG | 0 | 0 | 0 | 0 | 0 | 0
Nuc | 0 | 0 | 0 | 0 | 0 | 0
PS | 0 | 0 | 0 | 0 | 0 | 0
PV | 0 | 0 | 0 | 0 | 0 | 0
PeakG | 0 | 0 | 0 | 0 | 0 | 0
PeakO | 0 | 0 | 0 | 0 | 0 | 0
ST | 0 | 0 | 0 | 0 | 0 | 0
STOG | 0 | 0 | 0 | 0 | 0 | 0
STWD | 0 | 0 | 0 | 0 | 0 | 0
WT | 0 | 0 | 0 | 0 | 0 | 0
IGCC | 0 | 0 | 0 | 0 | 0 | 0
DemandResponse | 0 | 0 | 0 | 0 | 0 | 0
IGCC-CCS | 0 | 0 | 0 | 0 | 0 | 0
WT_off | 0 | 0 | 0 | 0 | 0 | 0
PseudoUnit | 0 | 0 | 0 | 0 | 0 | 0
FixedInterchange | 0 | 0 | 0 | 0 | 0 | 0
Emission Cost by Reporting Type: NWPP_Coal
ReportingType | 2015 | 2020 | 2025 | 2030 | 2035 | 2040
BM | 0 | 0 | 0 | 0 | 0 | 0
CC | 0 | 0 | 0 | 0 | 0 | 0
CSP | 0 | 0 | 0 | 0 | 0 | 0
CT | 0 | 0 | 0 | 0 | 0 | 0
Coal | 1.97 | 0 | 0 | 0 | 0 | 0
Geo | 0 | 0 | 0 | 0 | 0 | 0
H | 0 | 0 | 0 | 0 | 0 | 0
LFG | 0 | 0 | 0 | 0 | 0 | 0
Nuc | 0 | 0 | 0 | 0 | 0 | 0
PS | 0 | 0 | 0 | 0 | 0 | 0
PV | 0 | 0 | 0 | 0 | 0 | 0
PeakG | 0 | 0 | 0 | 0 | 0 | 0
PeakO | 0 | 0 | 0 | 0 | 0 | 0
ST | 0 | 0 | 0 | 0 | 0 | 0
STOG | 0 | 0 | 0 | 0 | 0 | 0
STWD | 0 | 0 | 0 | 0 | 0 | 0
WT | 0 | 0 | 0 | 0 | 0 | 0
IGCC | 0 | 0 | 0 | 0 | 0 | 0
DemandResponse | 0 | 0 | 0 | 0 | 0 | 0
IGCC-CCS | 0 | 0 | 0 | 0 | 0 | 0
WT_off | 0 | 0 | 0 | 0 | 0 | 0
PseudoUnit | 0 | 0 | 0 | 0 | 0 | 0
FixedInterchange | 0 | 0 | 0 | 0 | 0 | 0
Emission Cost by Reporting Type: NWPP_Gas
ReportingType | 2015 | 2020 | 2025 | 2030 | 2035 | 2040
BM | 0 | 0 | 0 | 0 | 0 | 0
CC | 0 | 0 | 0 | 0 | 0 | 0
CSP | 0 | 0 | 0 | 0 | 0 | 0
CT | 0 | 0 | 0 | 0 | 0 | 0
Coal | 0 | 0 | 0 | 0 | 0 | 0
Geo | 0 | 0 | 0 | 0 | 0 | 0
H | 0 | 0 | 0 | 0 | 0 | 0
LFG | 0 | 0 | 0 | 0 | 0 | 0
Nuc | 0 | 0 | 0 | 0 | 0 | 0
PS | 0 | 0 | 0 | 0 | 0 | 0
PV | 0 | 0 | 0 | 0 | 0 | 0
PeakG | 0 | 0 | 0 | 0 | 0 | 0
PeakO | 0 | 0 | 0 | 0 | 0 | 0
ST | 0 | 0 | 0 | 0 | 0 | 0
STOG | 0 | 0 | 0 | 0 | 0 | 0
STWD | 0 | 0 | 0 | 0 | 0 | 0
WT | 0 | 0 | 0 | 0 | 0 | 0
IGCC | 0 | 0 | 0 | 0 | 0 | 0
DemandResponse | 0 | 0 | 0 | 0 | 0 | 0
IGCC-CCS | 0 | 0 | 0 | 0 | 0 | 0
WT_off | 0 | 0 | 0 | 0 | 0 | 0
PseudoUnit | 0 | 0 | 0 | 0 | 0 | 0
FixedInterchange | 0 | 0 | 0 | 0 | 0 | 0
Emission Cost by Reporting Type: NWPP_NucRenew
ReportingType | 2015 | 2020 | 2025 | 2030 | 2035 | 2040
BM | 0 | 0 | 0 | 0 | 0 | 0
CC | 0 | 0 | 0 | 0 | 0 | 0
CSP | 0 | 0 | 0 | 0 | 0 | 0
CT | 0 | 0 | 0 | 0 | 0 | 0
Coal | 0 | 0 | 0 | 0 | 0 | 0
Geo | 0 | 0 | 0 | 0 | 0 | 0
H | 0 | 0 | 0 | 0 | 0 | 0
LFG | 0 | 0 | 0 | 0 | 0 | 0
Nuc | 0 | 0 | 0 | 0 | 0 | 0
PS | 0 | 0 | 0 | 0 | 0 | 0
PV | 0 | 0 | 0 | 0 | 0 | 0
PeakG | 0 | 0 | 0 | 0 | 0 | 0
PeakO | 0 | 0 | 0 | 0 | 0 | 0
ST | 0 | 0 | 0 | 0 | 0 | 0
STOG | 0 | 0 | 0 | 0 | 0 | 0
STWD | 0 | 0 | 0 | 0 | 0 | 0
WT | 0 | 0 | 0 | 0 | 0 | 0
IGCC | 0 | 0 | 0 | 0 | 0 | 0
DemandResponse | 0 | 0 | 0 | 0 | 0 | 0
IGCC-CCS | 0 | 0 | 0 | 0 | 0 | 0
WT_off | 0 | 0 | 0 | 0 | 0 | 0
PseudoUnit | 0 | 0 | 0 | 0 | 0 | 0
FixedInterchange | 0 | 0 | 0 | 0 | 0 | 0
Emission Cost by Reporting Type: RMPA
ReportingType | 2015 | 2020 | 2025 | 2030 | 2035 | 2040
BM | 0 | 0 | 0 | 0 | 0 | 0
CC | 0 | 0 | 0 | 0 | 0 | 0
CSP | 0 | 0 | 0 | 0 | 0 | 0
CT | 0 | 0 | 0 | 0 | 0 | 0
Coal | 1.91 | 0 | 0 | 0 | 0 | 0
Geo | 0 | 0 | 0 | 0 | 0 | 0
H | 0 | 0 | 0 | 0 | 0 | 0
LFG | 0 | 0 | 0 | 0 | 0 | 0
Nuc | 0 | 0 | 0 | 0 | 0 | 0
PS | 0 | 0 | 0 | 0 | 0 | 0
PV | 0 | 0 | 0 | 0 | 0 | 0
PeakG | 0 | 0 | 0 | 0 | 0 | 0
PeakO | 0 | 0 | 0 | 0 | 0 | 0
ST | 0 | 0 | 0 | 0 | 0 | 0
STOG | 0 | 0 | 0 | 0 | 0 | 0
STWD | 0 | 0 | 0 | 0 | 0 | 0
WT | 0 | 0 | 0 | 0 | 0 | 0
IGCC | 0 | 0 | 0 | 0 | 0 | 0
DemandResponse | 0 | 0 | 0 | 0 | 0 | 0
IGCC-CCS | 0 | 0 | 0 | 0 | 0 | 0
WT_off | 0 | 0 | 0 | 0 | 0 | 0
PseudoUnit | 0 | 0 | 0 | 0 | 0 | 0
FixedInterchange | 0 | 0 | 0 | 0 | 0 | 0
Emission Cost by Reporting Type: SP15
ReportingType | 2015 | 2020 | 2025 | 2030 | 2035 | 2040
BM | 0 | 0 | 0 | 0 | 0 | 0
CC | 0 | 0 | 0 | 0 | 0 | 0
CSP | 0 | 0 | 0 | 0 | 0 | 0
CT | 0 | 0 | 0 | 0 | 0 | 0
Coal | 0.17 | 0 | 0 | 0 | 0 | 0
Geo | 0 | 0 | 0 | 0 | 0 | 0
H | 0 | 0 | 0 | 0 | 0 | 0
LFG | 0 | 0 | 0 | 0 | 0 | 0
Nuc | 0 | 0 | 0 | 0 | 0 | 0
PS | 0 | 0 | 0 | 0 | 0 | 0
PV | 0 | 0 | 0 | 0 | 0 | 0
PeakG | 0 | 0 | 0 | 0 | 0 | 0
PeakO | 0 | 0 | 0 | 0 | 0 | 0
ST | 0 | 0 | 0 | 0 | 0 | 0
STOG | 0 | 0 | 0 | 0 | 0 | 0
STWD | 0 | 0 | 0 | 0 | 0 | 0
WT | 0 | 0 | 0 | 0 | 0 | 0
IGCC | 0 | 0 | 0 | 0 | 0 | 0
DemandResponse | 0 | 0 | 0 | 0 | 0 | 0
IGCC-CCS | 0 | 0 | 0 | 0 | 0 | 0
WT_off | 0 | 0 | 0 | 0 | 0 | 0
PseudoUnit | 0 | 0 | 0 | 0 | 0 | 0
FixedInterchange | 0 | 0 | 0 | 0 | 0 | 0
Emission Cost by Reporting Type: ALB
ReportingType | 2015 | 2020 | 2025 | 2030 | 2035 | 2040
BM | 0 | 0 | 0 | 0 | 0 | 0
CC | 0 | 0 | 0 | 0 | 0 | 0
CSP | 0 | 0 | 0 | 0 | 0 | 0
CT | 0 | 0 | 0 | 0 | 0 | 0
Coal | 0 | 0 | 0 | 0 | 0 | 0
Geo | 0 | 0 | 0 | 0 | 0 | 0
H | 0 | 0 | 0 | 0 | 0 | 0
LFG | 0 | 0 | 0 | 0 | 0 | 0
Nuc | 0 | 0 | 0 | 0 | 0 | 0
PS | 0 | 0 | 0 | 0 | 0 | 0
PV | 0 | 0 | 0 | 0 | 0 | 0
PeakG | 0 | 0 | 0 | 0 | 0 | 0
PeakO | 0 | 0 | 0 | 0 | 0 | 0
ST | 0 | 0 | 0 | 0 | 0 | 0
STOG | 0 | 0 | 0 | 0 | 0 | 0
STWD | 0 | 0 | 0 | 0 | 0 | 0
WT | 0 | 0 | 0 | 0 | 0 | 0
IGCC | 0 | 0 | 0 | 0 | 0 | 0
DemandResponse | 0 | 0 | 0 | 0 | 0 | 0
IGCC-CCS | 0 | 0 | 0 | 0 | 0 | 0
WT_off | 0 | 0 | 0 | 0 | 0 | 0
PseudoUnit | 0 | 0 | 0 | 0 | 0 | 0
FixedInterchange | 0 | 0 | 0 | 0 | 0 | 0
Emission Cost by Reporting Type: BC
ReportingType | 2015 | 2020 | 2025 | 2030 | 2035 | 2040
BM | 0 | 0 | 0 | 0 | 0 | 0
CC | 0 | 0 | 0 | 0 | 0 | 0
CSP | 0 | 0 | 0 | 0 | 0 | 0
CT | 0 | 0 | 0 | 0 | 0 | 0
Coal | 0 | 0 | 0 | 0 | 0 | 0
Geo | 0 | 0 | 0 | 0 | 0 | 0
H | 0 | 0 | 0 | 0 | 0 | 0
LFG | 0 | 0 | 0 | 0 | 0 | 0
Nuc | 0 | 0 | 0 | 0 | 0 | 0
PS | 0 | 0 | 0 | 0 | 0 | 0
PV | 0 | 0 | 0 | 0 | 0 | 0
PeakG | 0 | 0 | 0 | 0 | 0 | 0
PeakO | 0 | 0 | 0 | 0 | 0 | 0
ST | 0 | 0 | 0 | 0 | 0 | 0
STOG | 0 | 0 | 0 | 0 | 0 | 0
STWD | 0 | 0 | 0 | 0 | 0 | 0
WT | 0 | 0 | 0 | 0 | 0 | 0
IGCC | 0 | 0 | 0 | 0 | 0 | 0
DemandResponse | 0 | 0 | 0 | 0 | 0 | 0
IGCC-CCS | 0 | 0 | 0 | 0 | 0 | 0
WT_off | 0 | 0 | 0 | 0 | 0 | 0
PseudoUnit | 0 | 0 | 0 | 0 | 0 | 0
FixedInterchange | 0 | 0 | 0 | 0 | 0 | 0
Emission Cost by Reporting Type: HQ_IESO
ReportingType | 2015 | 2020 | 2025 | 2030 | 2035 | 2040
BM | 0 | 0 | 0 | 0 | 0 | 0
CC | 0 | 0 | 0 | 0 | 0 | 0
CSP | 0 | 0 | 0 | 0 | 0 | 0
CT | 0 | 0 | 0 | 0 | 0 | 0
Coal | 0 | 0 | 0 | 0 | 0 | 0
Geo | 0 | 0 | 0 | 0 | 0 | 0
H | 0 | 0 | 0 | 0 | 0 | 0
LFG | 0 | 0 | 0 | 0 | 0 | 0
Nuc | 0 | 0 | 0 | 0 | 0 | 0
PS | 0 | 0 | 0 | 0 | 0 | 0
PV | 0 | 0 | 0 | 0 | 0 | 0
PeakG | 0 | 0 | 0 | 0 | 0 | 0
PeakO | 0 | 0 | 0 | 0 | 0 | 0
ST | 0 | 0 | 0 | 0 | 0 | 0
STOG | 0 | 0 | 0 | 0 | 0 | 0
STWD | 0 | 0 | 0 | 0 | 0 | 0
WT | 0 | 0 | 0 | 0 | 0 | 0
IGCC | 0 | 0 | 0 | 0 | 0 | 0
DemandResponse | 0 | 0 | 0 | 0 | 0 | 0
IGCC-CCS | 0 | 0 | 0 | 0 | 0 | 0
WT_off | 0 | 0 | 0 | 0 | 0 | 0
PseudoUnit | 0 | 0 | 0 | 0 | 0 | 0
FixedInterchange | 0 | 0 | 0 | 0 | 0 | 0
Emission Cost by Reporting Type: HQ_NEISO
ReportingType | 2015 | 2020 | 2025 | 2030 | 2035 | 2040
BM | 0 | 0 | 0 | 0 | 0 | 0
CC | 0 | 0 | 0 | 0 | 0 | 0
CSP | 0 | 0 | 0 | 0 | 0 | 0
CT | 0 | 0 | 0 | 0 | 0 | 0
Coal | 0 | 0 | 0 | 0 | 0 | 0
Geo | 0 | 0 | 0 | 0 | 0 | 0
H | 0 | 0 | 0 | 0 | 0 | 0
LFG | 0 | 0 | 0 | 0 | 0 | 0
Nuc | 0 | 0 | 0 | 0 | 0 | 0
PS | 0 | 0 | 0 | 0 | 0 | 0
PV | 0 | 0 | 0 | 0 | 0 | 0
PeakG | 0 | 0 | 0 | 0 | 0 | 0
PeakO | 0 | 0 | 0 | 0 | 0 | 0
ST | 0 | 0 | 0 | 0 | 0 | 0
STOG | 0 | 0 | 0 | 0 | 0 | 0
STWD | 0 | 0 | 0 | 0 | 0 | 0
WT | 0 | 0 | 0 | 0 | 0 | 0
IGCC | 0 | 0 | 0 | 0 | 0 | 0
DemandResponse | 0 | 0 | 0 | 0 | 0 | 0
IGCC-CCS | 0 | 0 | 0 | 0 | 0 | 0
WT_off | 0 | 0 | 0 | 0 | 0 | 0
PseudoUnit | 0 | 0 | 0 | 0 | 0 | 0
FixedInterchange | 0 | 0 | 0 | 0 | 0 | 0
Emission Cost by Reporting Type: HQ_NY
ReportingType | 2015 | 2020 | 2025 | 2030 | 2035 | 2040
BM | 0 | 0 | 0 | 0 | 0 | 0
CC | 0 | 0 | 0 | 0 | 0 | 0
CSP | 0 | 0 | 0 | 0 | 0 | 0
CT | 0 | 0 | 0 | 0 | 0 | 0
Coal | 0 | 0 | 0 | 0 | 0 | 0
Geo | 0 | 0 | 0 | 0 | 0 | 0
H | 0 | 0 | 0 | 0 | 0 | 0
LFG | 0 | 0 | 0 | 0 | 0 | 0
Nuc | 0 | 0 | 0 | 0 | 0 | 0
PS | 0 | 0 | 0 | 0 | 0 | 0
PV | 0 | 0 | 0 | 0 | 0 | 0
PeakG | 0 | 0 | 0 | 0 | 0 | 0
PeakO | 0 | 0 | 0 | 0 | 0 | 0
ST | 0 | 0 | 0 | 0 | 0 | 0
STOG | 0 | 0 | 0 | 0 | 0 | 0
STWD | 0 | 0 | 0 | 0 | 0 | 0
WT | 0 | 0 | 0 | 0 | 0 | 0
IGCC | 0 | 0 | 0 | 0 | 0 | 0
DemandResponse | 0 | 0 | 0 | 0 | 0 | 0
IGCC-CCS | 0 | 0 | 0 | 0 | 0 | 0
WT_off | 0 | 0 | 0 | 0 | 0 | 0
PseudoUnit | 0 | 0 | 0 | 0 | 0 | 0
FixedInterchange | 0 | 0 | 0 | 0 | 0 | 0
Emission Cost by Reporting Type: MARITIMES
ReportingType | 2015 | 2020 | 2025 | 2030 | 2035 | 2040
BM | 0 | 0 | 0 | 0 | 0 | 0
CC | 0 | 0 | 0 | 0 | 0 | 0
CSP | 0 | 0 | 0 | 0 | 0 | 0
CT | 0 | 0 | 0 | 0 | 0 | 0
Coal | 0 | 0 | 0 | 0 | 0 | 0
Geo | 0 | 0 | 0 | 0 | 0 | 0
H | 0 | 0 | 0 | 0 | 0 | 0
LFG | 0 | 0 | 0 | 0 | 0 | 0
Nuc | 0 | 0 | 0 | 0 | 0 | 0
PS | 0 | 0 | 0 | 0 | 0 | 0
PV | 0 | 0 | 0 | 0 | 0 | 0
PeakG | 0 | 0 | 0 | 0 | 0 | 0
PeakO | 0 | 0 | 0 | 0 | 0 | 0
ST | 0 | 0 | 0 | 0 | 0 | 0
STOG | 0 | 0 | 0 | 0 | 0 | 0
STWD | 0 | 0 | 0 | 0 | 0 | 0
WT | 0 | 0 | 0 | 0 | 0 | 0
IGCC | 0 | 0 | 0 | 0 | 0 | 0
DemandResponse | 0 | 0 | 0 | 0 | 0 | 0
IGCC-CCS | 0 | 0 | 0 | 0 | 0 | 0
WT_off | 0 | 0 | 0 | 0 | 0 | 0
PseudoUnit | 0 | 0 | 0 | 0 | 0 | 0
FixedInterchange | 0 | 0 | 0 | 0 | 0 | 0
Emission Cost by Reporting Type: All
ReportingType | 2015 | 2020 | 2025 | 2030 | 2035 | 2040
BM | 0 | 0 | 0 | 0 | 0 | 0
CC | 0 | 0 | 0 | 0 | 0 | 0
CSP | 0 | 0 | 0 | 0 | 0 | 0
CT | 0 | 0 | 0 | 0 | 0 | 0
Coal | 327.2 | 0 | 0 | 0 | 0 | 0
Geo | 0 | 0 | 0 | 0 | 0 | 0
H | 0 | 0 | 0 | 0 | 0 | 0
LFG | 0 | 0 | 0 | 0 | 0 | 0
Nuc | 0 | 0 | 0 | 0 | 0 | 0
PS | 0 | 0 | 0 | 0 | 0 | 0
PV | 0 | 0 | 0 | 0 | 0 | 0
PeakG | 0 | 0 | 0 | 0 | 0 | 0
PeakO | 0 | 0 | 0 | 0 | 0 | 0
ST | 0 | 0 | 0 | 0 | 0 | 0
STOG | 0 | 0 | 0 | 0 | 0 | 0
STWD | 0 | 0 | 0 | 0 | 0 | 0
WT | 0 | 0 | 0 | 0 | 0 | 0
IGCC | 0.2 | 0 | 0 | 0 | 0 | 0
DemandResponse | 0 | 0 | 0 | 0 | 0 | 0
IGCC-CCS | 0 | 0 | 0 | 0 | 0 | 0
WT_off | 0 | 0 | 0 | 0 | 0 | 0
PseudoUnit | 0 | 0 | 0 | 0 | 0 | 0
FixedInterchange | 0 | 0 | 0 | 0 | 0 | 0
Emission Cost by Reporting Type: EI_US
ReportingType | 2015 | 2020 | 2025 | 2030 | 2035 | 2040
BM | 0 | 0 | 0 | 0 | 0 | 0
CC | 0 | 0 | 0 | 0 | 0 | 0
CSP | 0 | 0 | 0 | 0 | 0 | 0
CT | 0 | 0 | 0 | 0 | 0 | 0
Coal | 317.09 | 0 | 0 | 0 | 0 | 0
Geo | 0 | 0 | 0 | 0 | 0 | 0
H | 0 | 0 | 0 | 0 | 0 | 0
LFG | 0 | 0 | 0 | 0 | 0 | 0
Nuc | 0 | 0 | 0 | 0 | 0 | 0
PS | 0 | 0 | 0 | 0 | 0 | 0
PV | 0 | 0 | 0 | 0 | 0 | 0
PeakG | 0 | 0 | 0 | 0 | 0 | 0
PeakO | 0 | 0 | 0 | 0 | 0 | 0
ST | 0 | 0 | 0 | 0 | 0 | 0
STOG | 0 | 0 | 0 | 0 | 0 | 0
STWD | 0 | 0 | 0 | 0 | 0 | 0
WT | 0 | 0 | 0 | 0 | 0 | 0
IGCC | 0.2 | 0 | 0 | 0 | 0 | 0
DemandResponse | 0 | 0 | 0 | 0 | 0 | 0
IGCC-CCS | 0 | 0 | 0 | 0 | 0 | 0
WT_off | 0 | 0 | 0 | 0 | 0 | 0
PseudoUnit | 0 | 0 | 0 | 0 | 0 | 0
FixedInterchange | 0 | 0 | 0 | 0 | 0 | 0
Emission Cost by Reporting Type: EI_Canada
ReportingType | 2015 | 2020 | 2025 | 2030 | 2035 | 2040
BM | 0 | 0 | 0 | 0 | 0 | 0
CC | 0 | 0 | 0 | 0 | 0 | 0
CSP | 0 | 0 | 0 | 0 | 0 | 0
CT | 0 | 0 | 0 | 0 | 0 | 0
Coal | 0 | 0 | 0 | 0 | 0 | 0
Geo | 0 | 0 | 0 | 0 | 0 | 0
H | 0 | 0 | 0 | 0 | 0 | 0
LFG | 0 | 0 | 0 | 0 | 0 | 0
Nuc | 0 | 0 | 0 | 0 | 0 | 0
PS | 0 | 0 | 0 | 0 | 0 | 0
PV | 0 | 0 | 0 | 0 | 0 | 0
PeakG | 0 | 0 | 0 | 0 | 0 | 0
PeakO | 0 | 0 | 0 | 0 | 0 | 0
ST | 0 | 0 | 0 | 0 | 0 | 0
STOG | 0 | 0 | 0 | 0 | 0 | 0
STWD | 0 | 0 | 0 | 0 | 0 | 0
WT | 0 | 0 | 0 | 0 | 0 | 0
IGCC | 0 | 0 | 0 | 0 | 0 | 0
DemandResponse | 0 | 0 | 0 | 0 | 0 | 0
IGCC-CCS | 0 | 0 | 0 | 0 | 0 | 0
WT_off | 0 | 0 | 0 | 0 | 0 | 0
PseudoUnit | 0 | 0 | 0 | 0 | 0 | 0
FixedInterchange | 0 | 0 | 0 | 0 | 0 | 0
Emission Cost by Reporting Type: EI
ReportingType | 2015 | 2020 | 2025 | 2030 | 2035 | 2040
BM | 0 | 0 | 0 | 0 | 0 | 0
CC | 0 | 0 | 0 | 0 | 0 | 0
CSP | 0 | 0 | 0 | 0 | 0 | 0
CT | 0 | 0 | 0 | 0 | 0 | 0
Coal | 317.09 | 0 | 0 | 0 | 0 | 0
Geo | 0 | 0 | 0 | 0 | 0 | 0
H | 0 | 0 | 0 | 0 | 0 | 0
LFG | 0 | 0 | 0 | 0 | 0 | 0
Nuc | 0 | 0 | 0 | 0 | 0 | 0
PS | 0 | 0 | 0 | 0 | 0 | 0
PV | 0 | 0 | 0 | 0 | 0 | 0
PeakG | 0 | 0 | 0 | 0 | 0 | 0
PeakO | 0 | 0 | 0 | 0 | 0 | 0
ST | 0 | 0 | 0 | 0 | 0 | 0
STOG | 0 | 0 | 0 | 0 | 0 | 0
STWD | 0 | 0 | 0 | 0 | 0 | 0
WT | 0 | 0 | 0 | 0 | 0 | 0
IGCC | 0.2 | 0 | 0 | 0 | 0 | 0
DemandResponse | 0 | 0 | 0 | 0 | 0 | 0
IGCC-CCS | 0 | 0 | 0 | 0 | 0 | 0
WT_off | 0 | 0 | 0 | 0 | 0 | 0
PseudoUnit | 0 | 0 | 0 | 0 | 0 | 0
FixedInterchange | 0 | 0 | 0 | 0 | 0 | 0
Emission Cost by Reporting Type: Outside_EI
ReportingType | 2015 | 2020 | 2025 | 2030 | 2035 | 2040
BM | 0 | 0 | 0 | 0 | 0 | 0
CC | 0 | 0 | 0 | 0 | 0 | 0
CSP | 0 | 0 | 0 | 0 | 0 | 0
CT | 0 | 0 | 0 | 0 | 0 | 0
Coal | 10.1 | 0 | 0 | 0 | 0 | 0
Geo | 0 | 0 | 0 | 0 | 0 | 0
H | 0 | 0 | 0 | 0 | 0 | 0
LFG | 0 | 0 | 0 | 0 | 0 | 0
Nuc | 0 | 0 | 0 | 0 | 0 | 0
PS | 0 | 0 | 0 | 0 | 0 | 0
PV | 0 | 0 | 0 | 0 | 0 | 0
PeakG | 0 | 0 | 0 | 0 | 0 | 0
PeakO | 0 | 0 | 0 | 0 | 0 | 0
ST | 0 | 0 | 0 | 0 | 0 | 0
STOG | 0 | 0 | 0 | 0 | 0 | 0
STWD | 0 | 0 | 0 | 0 | 0 | 0
WT | 0 | 0 | 0 | 0 | 0 | 0
IGCC | 0 | 0 | 0 | 0 | 0 | 0
DemandResponse | 0 | 0 | 0 | 0 | 0 | 0
IGCC-CCS | 0 | 0 | 0 | 0 | 0 | 0
WT_off | 0 | 0 | 0 | 0 | 0 | 0
PseudoUnit | 0 | 0 | 0 | 0 | 0 | 0
FixedInterchange | 0 | 0 | 0 | 0 | 0 | 0
==== Emission Program: CAIRNoxSeasonal : (NOx) ====
Emission Cost by Reporting Type: Entergy
ReportingType | 2015 | 2020 | 2025 | 2030 | 2035 | 2040
BM | 0 | 0 | 0 | 0 | 0 | 0
CC | 0 | 0 | 0 | 0 | 0 | 0
CSP | 0 | 0 | 0 | 0 | 0 | 0
CT | 0 | 0 | 0 | 0 | 0 | 0
Coal | 0 | 0 | 0 | 0 | 0 | 0
Geo | 0 | 0 | 0 | 0 | 0 | 0
H | 0 | 0 | 0 | 0 | 0 | 0
LFG | 0 | 0 | 0 | 0 | 0 | 0
Nuc | 0 | 0 | 0 | 0 | 0 | 0
PS | 0 | 0 | 0 | 0 | 0 | 0
PV | 0 | 0 | 0 | 0 | 0 | 0
PeakG | 0 | 0 | 0 | 0 | 0 | 0
PeakO | 0 | 0 | 0 | 0 | 0 | 0
ST | 0 | 0 | 0 | 0 | 0 | 0
STOG | 0 | 0 | 0 | 0 | 0 | 0
STWD | 0 | 0 | 0 | 0 | 0 | 0
WT | 0 | 0 | 0 | 0 | 0 | 0
IGCC | 0 | 0 | 0 | 0 | 0 | 0
DemandResponse | 0 | 0 | 0 | 0 | 0 | 0
IGCC-CCS | 0 | 0 | 0 | 0 | 0 | 0
WT_off | 0 | 0 | 0 | 0 | 0 | 0
PseudoUnit | 0 | 0 | 0 | 0 | 0 | 0
FixedInterchange | 0 | 0 | 0 | 0 | 0 | 0
Emission Cost by Reporting Type: FRCC
ReportingType | 2015 | 2020 | 2025 | 2030 | 2035 | 2040
BM | 0 | 0 | 0 | 0 | 0 | 0
CC | 0 | 0 | 0 | 0 | 0 | 0
CSP | 0 | 0 | 0 | 0 | 0 | 0
CT | 0 | 0 | 0 | 0 | 0 | 0
Coal | 0 | 0 | 0 | 0 | 0 | 0
Geo | 0 | 0 | 0 | 0 | 0 | 0
H | 0 | 0 | 0 | 0 | 0 | 0
LFG | 0 | 0 | 0 | 0 | 0 | 0
Nuc | 0 | 0 | 0 | 0 | 0 | 0
PS | 0 | 0 | 0 | 0 | 0 | 0
PV | 0 | 0 | 0 | 0 | 0 | 0
PeakG | 0 | 0 | 0 | 0 | 0 | 0
PeakO | 0 | 0 | 0 | 0 | 0 | 0
ST | 0 | 0 | 0 | 0 | 0 | 0
STOG | 0 | 0 | 0 | 0 | 0 | 0
STWD | 0 | 0 | 0 | 0 | 0 | 0
WT | 0 | 0 | 0 | 0 | 0 | 0
IGCC | 0 | 0 | 0 | 0 | 0 | 0
DemandResponse | 0 | 0 | 0 | 0 | 0 | 0
IGCC-CCS | 0 | 0 | 0 | 0 | 0 | 0
WT_off | 0 | 0 | 0 | 0 | 0 | 0
PseudoUnit | 0 | 0 | 0 | 0 | 0 | 0
FixedInterchange | 0 | 0 | 0 | 0 | 0 | 0
Emission Cost by Reporting Type: MAPP_US
ReportingType | 2015 | 2020 | 2025 | 2030 | 2035 | 2040
BM | 0 | 0 | 0 | 0 | 0 | 0
CC | 0 | 0 | 0 | 0 | 0 | 0
CSP | 0 | 0 | 0 | 0 | 0 | 0
CT | 0 | 0 | 0 | 0 | 0 | 0
Coal | 0 | 0 | 0 | 0 | 0 | 0
Geo | 0 | 0 | 0 | 0 | 0 | 0
H | 0 | 0 | 0 | 0 | 0 | 0
LFG | 0 | 0 | 0 | 0 | 0 | 0
Nuc | 0 | 0 | 0 | 0 | 0 | 0
PS | 0 | 0 | 0 | 0 | 0 | 0
PV | 0 | 0 | 0 | 0 | 0 | 0
PeakG | 0 | 0 | 0 | 0 | 0 | 0
PeakO | 0 | 0 | 0 | 0 | 0 | 0
ST | 0 | 0 | 0 | 0 | 0 | 0
STOG | 0 | 0 | 0 | 0 | 0 | 0
STWD | 0 | 0 | 0 | 0 | 0 | 0
WT | 0 | 0 | 0 | 0 | 0 | 0
IGCC | 0 | 0 | 0 | 0 | 0 | 0
DemandResponse | 0 | 0 | 0 | 0 | 0 | 0
IGCC-CCS | 0 | 0 | 0 | 0 | 0 | 0
WT_off | 0 | 0 | 0 | 0 | 0 | 0
PseudoUnit | 0 | 0 | 0 | 0 | 0 | 0
FixedInterchange | 0 | 0 | 0 | 0 | 0 | 0
Emission Cost by Reporting Type: MISO_IN
ReportingType | 2015 | 2020 | 2025 | 2030 | 2035 | 2040
BM | 0 | 0 | 0 | 0 | 0 | 0
CC | 0 | 0 | 0 | 0 | 0 | 0
CSP | 0 | 0 | 0 | 0 | 0 | 0
CT | 0 | 0 | 0 | 0 | 0 | 0
Coal | 0 | 0 | 0 | 0 | 0 | 0
Geo | 0 | 0 | 0 | 0 | 0 | 0
H | 0 | 0 | 0 | 0 | 0 | 0
LFG | 0 | 0 | 0 | 0 | 0 | 0
Nuc | 0 | 0 | 0 | 0 | 0 | 0
PS | 0 | 0 | 0 | 0 | 0 | 0
PV | 0 | 0 | 0 | 0 | 0 | 0
PeakG | 0 | 0 | 0 | 0 | 0 | 0
PeakO | 0 | 0 | 0 | 0 | 0 | 0
ST | 0 | 0 | 0 | 0 | 0 | 0
STOG | 0 | 0 | 0 | 0 | 0 | 0
STWD | 0 | 0 | 0 | 0 | 0 | 0
WT | 0 | 0 | 0 | 0 | 0 | 0
IGCC | 0 | 0 | 0 | 0 | 0 | 0
DemandResponse | 0 | 0 | 0 | 0 | 0 | 0
IGCC-CCS | 0 | 0 | 0 | 0 | 0 | 0
WT_off | 0 | 0 | 0 | 0 | 0 | 0
PseudoUnit | 0 | 0 | 0 | 0 | 0 | 0
FixedInterchange | 0 | 0 | 0 | 0 | 0 | 0
Emission Cost by Reporting Type: MISO_MI
ReportingType | 2015 | 2020 | 2025 | 2030 | 2035 | 2040
BM | 0 | 0 | 0 | 0 | 0 | 0
CC | 0 | 0 | 0 | 0 | 0 | 0
CSP | 0 | 0 | 0 | 0 | 0 | 0
CT | 0 | 0 | 0 | 0 | 0 | 0
Coal | 0 | 0 | 0 | 0 | 0 | 0
Geo | 0 | 0 | 0 | 0 | 0 | 0
H | 0 | 0 | 0 | 0 | 0 | 0
LFG | 0 | 0 | 0 | 0 | 0 | 0
Nuc | 0 | 0 | 0 | 0 | 0 | 0
PS | 0 | 0 | 0 | 0 | 0 | 0
PV | 0 | 0 | 0 | 0 | 0 | 0
PeakG | 0 | 0 | 0 | 0 | 0 | 0
PeakO | 0 | 0 | 0 | 0 | 0 | 0
ST | 0 | 0 | 0 | 0 | 0 | 0
STOG | 0 | 0 | 0 | 0 | 0 | 0
STWD | 0 | 0 | 0 | 0 | 0 | 0
WT | 0 | 0 | 0 | 0 | 0 | 0
IGCC | 0 | 0 | 0 | 0 | 0 | 0
DemandResponse | 0 | 0 | 0 | 0 | 0 | 0
IGCC-CCS | 0 | 0 | 0 | 0 | 0 | 0
WT_off | 0 | 0 | 0 | 0 | 0 | 0
PseudoUnit | 0 | 0 | 0 | 0 | 0 | 0
FixedInterchange | 0 | 0 | 0 | 0 | 0 | 0
Emission Cost by Reporting Type: MISO_MO-IL
ReportingType | 2015 | 2020 | 2025 | 2030 | 2035 | 2040
BM | 0 | 0 | 0 | 0 | 0 | 0
CC | 0 | 0 | 0 | 0 | 0 | 0
CSP | 0 | 0 | 0 | 0 | 0 | 0
CT | 0 | 0 | 0 | 0 | 0 | 0
Coal | 0 | 0 | 0 | 0 | 0 | 0
Geo | 0 | 0 | 0 | 0 | 0 | 0
H | 0 | 0 | 0 | 0 | 0 | 0
LFG | 0 | 0 | 0 | 0 | 0 | 0
Nuc | 0 | 0 | 0 | 0 | 0 | 0
PS | 0 | 0 | 0 | 0 | 0 | 0
PV | 0 | 0 | 0 | 0 | 0 | 0
PeakG | 0 | 0 | 0 | 0 | 0 | 0
PeakO | 0 | 0 | 0 | 0 | 0 | 0
ST | 0 | 0 | 0 | 0 | 0 | 0
STOG | 0 | 0 | 0 | 0 | 0 | 0
STWD | 0 | 0 | 0 | 0 | 0 | 0
WT | 0 | 0 | 0 | 0 | 0 | 0
IGCC | 0 | 0 | 0 | 0 | 0 | 0
DemandResponse | 0 | 0 | 0 | 0 | 0 | 0
IGCC-CCS | 0 | 0 | 0 | 0 | 0 | 0
WT_off | 0 | 0 | 0 | 0 | 0 | 0
PseudoUnit | 0 | 0 | 0 | 0 | 0 | 0
FixedInterchange | 0 | 0 | 0 | 0 | 0 | 0
Emission Cost by Reporting Type: MISO_W
ReportingType | 2015 | 2020 | 2025 | 2030 | 2035 | 2040
BM | 0 | 0 | 0 | 0 | 0 | 0
CC | 0 | 0 | 0 | 0 | 0 | 0
CSP | 0 | 0 | 0 | 0 | 0 | 0
CT | 0 | 0 | 0 | 0 | 0 | 0
Coal | 0 | 0 | 0 | 0 | 0 | 0
Geo | 0 | 0 | 0 | 0 | 0 | 0
H | 0 | 0 | 0 | 0 | 0 | 0
LFG | 0 | 0 | 0 | 0 | 0 | 0
Nuc | 0 | 0 | 0 | 0 | 0 | 0
PS | 0 | 0 | 0 | 0 | 0 | 0
PV | 0 | 0 | 0 | 0 | 0 | 0
PeakG | 0 | 0 | 0 | 0 | 0 | 0
PeakO | 0 | 0 | 0 | 0 | 0 | 0
ST | 0 | 0 | 0 | 0 | 0 | 0
STOG | 0 | 0 | 0 | 0 | 0 | 0
STWD | 0 | 0 | 0 | 0 | 0 | 0
WT | 0 | 0 | 0 | 0 | 0 | 0
IGCC | 0 | 0 | 0 | 0 | 0 | 0
DemandResponse | 0 | 0 | 0 | 0 | 0 | 0
IGCC-CCS | 0 | 0 | 0 | 0 | 0 | 0
WT_off | 0 | 0 | 0 | 0 | 0 | 0
PseudoUnit | 0 | 0 | 0 | 0 | 0 | 0
FixedInterchange | 0 | 0 | 0 | 0 | 0 | 0
Emission Cost by Reporting Type: MISO_WUMS
ReportingType | 2015 | 2020 | 2025 | 2030 | 2035 | 2040
BM | 0 | 0 | 0 | 0 | 0 | 0
CC | 0 | 0 | 0 | 0 | 0 | 0
CSP | 0 | 0 | 0 | 0 | 0 | 0
CT | 0 | 0 | 0 | 0 | 0 | 0
Coal | 0 | 0 | 0 | 0 | 0 | 0
Geo | 0 | 0 | 0 | 0 | 0 | 0
H | 0 | 0 | 0 | 0 | 0 | 0
LFG | 0 | 0 | 0 | 0 | 0 | 0
Nuc | 0 | 0 | 0 | 0 | 0 | 0
PS | 0 | 0 | 0 | 0 | 0 | 0
PV | 0 | 0 | 0 | 0 | 0 | 0
PeakG | 0 | 0 | 0 | 0 | 0 | 0
PeakO | 0 | 0 | 0 | 0 | 0 | 0
ST | 0 | 0 | 0 | 0 | 0 | 0
STOG | 0 | 0 | 0 | 0 | 0 | 0
STWD | 0 | 0 | 0 | 0 | 0 | 0
WT | 0 | 0 | 0 | 0 | 0 | 0
IGCC | 0 | 0 | 0 | 0 | 0 | 0
DemandResponse | 0 | 0 | 0 | 0 | 0 | 0
IGCC-CCS | 0 | 0 | 0 | 0 | 0 | 0
WT_off | 0 | 0 | 0 | 0 | 0 | 0
PseudoUnit | 0 | 0 | 0 | 0 | 0 | 0
FixedInterchange | 0 | 0 | 0 | 0 | 0 | 0
Emission Cost by Reporting Type: Nebraska
ReportingType | 2015 | 2020 | 2025 | 2030 | 2035 | 2040
BM | 0 | 0 | 0 | 0 | 0 | 0
CC | 0 | 0 | 0 | 0 | 0 | 0
CSP | 0 | 0 | 0 | 0 | 0 | 0
CT | 0 | 0 | 0 | 0 | 0 | 0
Coal | 0 | 0 | 0 | 0 | 0 | 0
Geo | 0 | 0 | 0 | 0 | 0 | 0
H | 0 | 0 | 0 | 0 | 0 | 0
LFG | 0 | 0 | 0 | 0 | 0 | 0
Nuc | 0 | 0 | 0 | 0 | 0 | 0
PS | 0 | 0 | 0 | 0 | 0 | 0
PV | 0 | 0 | 0 | 0 | 0 | 0
PeakG | 0 | 0 | 0 | 0 | 0 | 0
PeakO | 0 | 0 | 0 | 0 | 0 | 0
ST | 0 | 0 | 0 | 0 | 0 | 0
STOG | 0 | 0 | 0 | 0 | 0 | 0
STWD | 0 | 0 | 0 | 0 | 0 | 0
WT | 0 | 0 | 0 | 0 | 0 | 0
IGCC | 0 | 0 | 0 | 0 | 0 | 0
DemandResponse | 0 | 0 | 0 | 0 | 0 | 0
IGCC-CCS | 0 | 0 | 0 | 0 | 0 | 0
WT_off | 0 | 0 | 0 | 0 | 0 | 0
PseudoUnit | 0 | 0 | 0 | 0 | 0 | 0
FixedInterchange | 0 | 0 | 0 | 0 | 0 | 0
Emission Cost by Reporting Type: NEISO
ReportingType | 2015 | 2020 | 2025 | 2030 | 2035 | 2040
BM | 0 | 0 | 0 | 0 | 0 | 0
CC | 0 | 0 | 0 | 0 | 0 | 0
CSP | 0 | 0 | 0 | 0 | 0 | 0
CT | 0 | 0 | 0 | 0 | 0 | 0
Coal | 0 | 0 | 0 | 0 | 0 | 0
Geo | 0 | 0 | 0 | 0 | 0 | 0
H | 0 | 0 | 0 | 0 | 0 | 0
LFG | 0 | 0 | 0 | 0 | 0 | 0
Nuc | 0 | 0 | 0 | 0 | 0 | 0
PS | 0 | 0 | 0 | 0 | 0 | 0
PV | 0 | 0 | 0 | 0 | 0 | 0
PeakG | 0 | 0 | 0 | 0 | 0 | 0
PeakO | 0 | 0 | 0 | 0 | 0 | 0
ST | 0 | 0 | 0 | 0 | 0 | 0
STOG | 0 | 0 | 0 | 0 | 0 | 0
STWD | 0 | 0 | 0 | 0 | 0 | 0
WT | 0 | 0 | 0 | 0 | 0 | 0
IGCC | 0 | 0 | 0 | 0 | 0 | 0
DemandResponse | 0 | 0 | 0 | 0 | 0 | 0
IGCC-CCS | 0 | 0 | 0 | 0 | 0 | 0
WT_off | 0 | 0 | 0 | 0 | 0 | 0
PseudoUnit | 0 | 0 | 0 | 0 | 0 | 0
FixedInterchange | 0 | 0 | 0 | 0 | 0 | 0
Emission Cost by Reporting Type: NonRTO_Midwest
ReportingType | 2015 | 2020 | 2025 | 2030 | 2035 | 2040
BM | 0 | 0 | 0 | 0 | 0 | 0
CC | 0 | 0 | 0 | 0 | 0 | 0
CSP | 0 | 0 | 0 | 0 | 0 | 0
CT | 0 | 0 | 0 | 0 | 0 | 0
Coal | 0 | 0 | 0 | 0 | 0 | 0
Geo | 0 | 0 | 0 | 0 | 0 | 0
H | 0 | 0 | 0 | 0 | 0 | 0
LFG | 0 | 0 | 0 | 0 | 0 | 0
Nuc | 0 | 0 | 0 | 0 | 0 | 0
PS | 0 | 0 | 0 | 0 | 0 | 0
PV | 0 | 0 | 0 | 0 | 0 | 0
PeakG | 0 | 0 | 0 | 0 | 0 | 0
PeakO | 0 | 0 | 0 | 0 | 0 | 0
ST | 0 | 0 | 0 | 0 | 0 | 0
STOG | 0 | 0 | 0 | 0 | 0 | 0
STWD | 0 | 0 | 0 | 0 | 0 | 0
WT | 0 | 0 | 0 | 0 | 0 | 0
IGCC | 0 | 0 | 0 | 0 | 0 | 0
DemandResponse | 0 | 0 | 0 | 0 | 0 | 0
IGCC-CCS | 0 | 0 | 0 | 0 | 0 | 0
WT_off | 0 | 0 | 0 | 0 | 0 | 0
PseudoUnit | 0 | 0 | 0 | 0 | 0 | 0
FixedInterchange | 0 | 0 | 0 | 0 | 0 | 0
Emission Cost by Reporting Type: NYISO_A-F
ReportingType | 2015 | 2020 | 2025 | 2030 | 2035 | 2040
BM | 0 | 0 | 0 | 0 | 0 | 0
CC | 0 | 0 | 0 | 0 | 0 | 0
CSP | 0 | 0 | 0 | 0 | 0 | 0
CT | 0 | 0 | 0 | 0 | 0 | 0
Coal | 0 | 0 | 0 | 0 | 0 | 0
Geo | 0 | 0 | 0 | 0 | 0 | 0
H | 0 | 0 | 0 | 0 | 0 | 0
LFG | 0 | 0 | 0 | 0 | 0 | 0
Nuc | 0 | 0 | 0 | 0 | 0 | 0
PS | 0 | 0 | 0 | 0 | 0 | 0
PV | 0 | 0 | 0 | 0 | 0 | 0
PeakG | 0 | 0 | 0 | 0 | 0 | 0
PeakO | 0 | 0 | 0 | 0 | 0 | 0
ST | 0 | 0 | 0 | 0 | 0 | 0
STOG | 0 | 0 | 0 | 0 | 0 | 0
STWD | 0 | 0 | 0 | 0 | 0 | 0
WT | 0 | 0 | 0 | 0 | 0 | 0
IGCC | 0 | 0 | 0 | 0 | 0 | 0
DemandResponse | 0 | 0 | 0 | 0 | 0 | 0
IGCC-CCS | 0 | 0 | 0 | 0 | 0 | 0
WT_off | 0 | 0 | 0 | 0 | 0 | 0
PseudoUnit | 0 | 0 | 0 | 0 | 0 | 0
FixedInterchange | 0 | 0 | 0 | 0 | 0 | 0
Emission Cost by Reporting Type: NYISO_G-I
ReportingType | 2015 | 2020 | 2025 | 2030 | 2035 | 2040
BM | 0 | 0 | 0 | 0 | 0 | 0
CC | 0 | 0 | 0 | 0 | 0 | 0
CSP | 0 | 0 | 0 | 0 | 0 | 0
CT | 0 | 0 | 0 | 0 | 0 | 0
Coal | 0 | 0 | 0 | 0 | 0 | 0
Geo | 0 | 0 | 0 | 0 | 0 | 0
H | 0 | 0 | 0 | 0 | 0 | 0
LFG | 0 | 0 | 0 | 0 | 0 | 0
Nuc | 0 | 0 | 0 | 0 | 0 | 0
PS | 0 | 0 | 0 | 0 | 0 | 0
PV | 0 | 0 | 0 | 0 | 0 | 0
PeakG | 0 | 0 | 0 | 0 | 0 | 0
PeakO | 0 | 0 | 0 | 0 | 0 | 0
ST | 0 | 0 | 0 | 0 | 0 | 0
STOG | 0 | 0 | 0 | 0 | 0 | 0
STWD | 0 | 0 | 0 | 0 | 0 | 0
WT | 0 | 0 | 0 | 0 | 0 | 0
IGCC | 0 | 0 | 0 | 0 | 0 | 0
DemandResponse | 0 | 0 | 0 | 0 | 0 | 0
IGCC-CCS | 0 | 0 | 0 | 0 | 0 | 0
WT_off | 0 | 0 | 0 | 0 | 0 | 0
PseudoUnit | 0 | 0 | 0 | 0 | 0 | 0
FixedInterchange | 0 | 0 | 0 | 0 | 0 | 0
Emission Cost by Reporting Type: NYISO_J-K
ReportingType | 2015 | 2020 | 2025 | 2030 | 2035 | 2040
BM | 0 | 0 | 0 | 0 | 0 | 0
CC | 0 | 0 | 0 | 0 | 0 | 0
CSP | 0 | 0 | 0 | 0 | 0 | 0
CT | 0 | 0 | 0 | 0 | 0 | 0
Coal | 0 | 0 | 0 | 0 | 0 | 0
Geo | 0 | 0 | 0 | 0 | 0 | 0
H | 0 | 0 | 0 | 0 | 0 | 0
LFG | 0 | 0 | 0 | 0 | 0 | 0
Nuc | 0 | 0 | 0 | 0 | 0 | 0
PS | 0 | 0 | 0 | 0 | 0 | 0
PV | 0 | 0 | 0 | 0 | 0 | 0
PeakG | 0 | 0 | 0 | 0 | 0 | 0
PeakO | 0 | 0 | 0 | 0 | 0 | 0
ST | 0 | 0 | 0 | 0 | 0 | 0
STOG | 0 | 0 | 0 | 0 | 0 | 0
STWD | 0 | 0 | 0 | 0 | 0 | 0
WT | 0 | 0 | 0 | 0 | 0 | 0
IGCC | 0 | 0 | 0 | 0 | 0 | 0
DemandResponse | 0 | 0 | 0 | 0 | 0 | 0
IGCC-CCS | 0 | 0 | 0 | 0 | 0 | 0
WT_off | 0 | 0 | 0 | 0 | 0 | 0
PseudoUnit | 0 | 0 | 0 | 0 | 0 | 0
FixedInterchange | 0 | 0 | 0 | 0 | 0 | 0
Emission Cost by Reporting Type: PJM_E
ReportingType | 2015 | 2020 | 2025 | 2030 | 2035 | 2040
BM | 0 | 0 | 0 | 0 | 0 | 0
CC | 0 | 0 | 0 | 0 | 0 | 0
CSP | 0 | 0 | 0 | 0 | 0 | 0
CT | 0 | 0 | 0 | 0 | 0 | 0
Coal | 0 | 0 | 0 | 0 | 0 | 0
Geo | 0 | 0 | 0 | 0 | 0 | 0
H | 0 | 0 | 0 | 0 | 0 | 0
LFG | 0 | 0 | 0 | 0 | 0 | 0
Nuc | 0 | 0 | 0 | 0 | 0 | 0
PS | 0 | 0 | 0 | 0 | 0 | 0
PV | 0 | 0 | 0 | 0 | 0 | 0
PeakG | 0 | 0 | 0 | 0 | 0 | 0
PeakO | 0 | 0 | 0 | 0 | 0 | 0
ST | 0 | 0 | 0 | 0 | 0 | 0
STOG | 0 | 0 | 0 | 0 | 0 | 0
STWD | 0 | 0 | 0 | 0 | 0 | 0
WT | 0 | 0 | 0 | 0 | 0 | 0
IGCC | 0 | 0 | 0 | 0 | 0 | 0
DemandResponse | 0 | 0 | 0 | 0 | 0 | 0
IGCC-CCS | 0 | 0 | 0 | 0 | 0 | 0
WT_off | 0 | 0 | 0 | 0 | 0 | 0
PseudoUnit | 0 | 0 | 0 | 0 | 0 | 0
FixedInterchange | 0 | 0 | 0 | 0 | 0 | 0
Emission Cost by Reporting Type: PJM_ROM
ReportingType | 2015 | 2020 | 2025 | 2030 | 2035 | 2040
BM | 0 | 0 | 0 | 0 | 0 | 0
CC | 0 | 0 | 0 | 0 | 0 | 0
CSP | 0 | 0 | 0 | 0 | 0 | 0
CT | 0 | 0 | 0 | 0 | 0 | 0
Coal | 0 | 0 | 0 | 0 | 0 | 0
Geo | 0 | 0 | 0 | 0 | 0 | 0
H | 0 | 0 | 0 | 0 | 0 | 0
LFG | 0 | 0 | 0 | 0 | 0 | 0
Nuc | 0 | 0 | 0 | 0 | 0 | 0
PS | 0 | 0 | 0 | 0 | 0 | 0
PV | 0 | 0 | 0 | 0 | 0 | 0
PeakG | 0 | 0 | 0 | 0 | 0 | 0
PeakO | 0 | 0 | 0 | 0 | 0 | 0
ST | 0 | 0 | 0 | 0 | 0 | 0
STOG | 0 | 0 | 0 | 0 | 0 | 0
STWD | 0 | 0 | 0 | 0 | 0 | 0
WT | 0 | 0 | 0 | 0 | 0 | 0
IGCC | 0 | 0 | 0 | 0 | 0 | 0
DemandResponse | 0 | 0 | 0 | 0 | 0 | 0
IGCC-CCS | 0 | 0 | 0 | 0 | 0 | 0
WT_off | 0 | 0 | 0 | 0 | 0 | 0
PseudoUnit | 0 | 0 | 0 | 0 | 0 | 0
FixedInterchange | 0 | 0 | 0 | 0 | 0 | 0
Emission Cost by Reporting Type: PJM_ROR
ReportingType | 2015 | 2020 | 2025 | 2030 | 2035 | 2040
BM | 0 | 0 | 0 | 0 | 0 | 0
CC | 0 | 0 | 0 | 0 | 0 | 0
CSP | 0 | 0 | 0 | 0 | 0 | 0
CT | 0 | 0 | 0 | 0 | 0 | 0
Coal | 0 | 0 | 0 | 0 | 0 | 0
Geo | 0 | 0 | 0 | 0 | 0 | 0
H | 0 | 0 | 0 | 0 | 0 | 0
LFG | 0 | 0 | 0 | 0 | 0 | 0
Nuc | 0 | 0 | 0 | 0 | 0 | 0
PS | 0 | 0 | 0 | 0 | 0 | 0
PV | 0 | 0 | 0 | 0 | 0 | 0
PeakG | 0 | 0 | 0 | 0 | 0 | 0
PeakO | 0 | 0 | 0 | 0 | 0 | 0
ST | 0 | 0 | 0 | 0 | 0 | 0
STOG | 0 | 0 | 0 | 0 | 0 | 0
STWD | 0 | 0 | 0 | 0 | 0 | 0
WT | 0 | 0 | 0 | 0 | 0 | 0
IGCC | 0 | 0 | 0 | 0 | 0 | 0
DemandResponse | 0 | 0 | 0 | 0 | 0 | 0
IGCC-CCS | 0 | 0 | 0 | 0 | 0 | 0
WT_off | 0 | 0 | 0 | 0 | 0 | 0
PseudoUnit | 0 | 0 | 0 | 0 | 0 | 0
FixedInterchange | 0 | 0 | 0 | 0 | 0 | 0
Emission Cost by Reporting Type: SOCO
ReportingType | 2015 | 2020 | 2025 | 2030 | 2035 | 2040
BM | 0 | 0 | 0 | 0 | 0 | 0
CC | 0 | 0 | 0 | 0 | 0 | 0
CSP | 0 | 0 | 0 | 0 | 0 | 0
CT | 0 | 0 | 0 | 0 | 0 | 0
Coal | 0 | 0 | 0 | 0 | 0 | 0
Geo | 0 | 0 | 0 | 0 | 0 | 0
H | 0 | 0 | 0 | 0 | 0 | 0
LFG | 0 | 0 | 0 | 0 | 0 | 0
Nuc | 0 | 0 | 0 | 0 | 0 | 0
PS | 0 | 0 | 0 | 0 | 0 | 0
PV | 0 | 0 | 0 | 0 | 0 | 0
PeakG | 0 | 0 | 0 | 0 | 0 | 0
PeakO | 0 | 0 | 0 | 0 | 0 | 0
ST | 0 | 0 | 0 | 0 | 0 | 0
STOG | 0 | 0 | 0 | 0 | 0 | 0
STWD | 0 | 0 | 0 | 0 | 0 | 0
WT | 0 | 0 | 0 | 0 | 0 | 0
IGCC | 0 | 0 | 0 | 0 | 0 | 0
DemandResponse | 0 | 0 | 0 | 0 | 0 | 0
IGCC-CCS | 0 | 0 | 0 | 0 | 0 | 0
WT_off | 0 | 0 | 0 | 0 | 0 | 0
PseudoUnit | 0 | 0 | 0 | 0 | 0 | 0
FixedInterchange | 0 | 0 | 0 | 0 | 0 | 0
Emission Cost by Reporting Type: SPP_N
ReportingType | 2015 | 2020 | 2025 | 2030 | 2035 | 2040
BM | 0 | 0 | 0 | 0 | 0 | 0
CC | 0 | 0 | 0 | 0 | 0 | 0
CSP | 0 | 0 | 0 | 0 | 0 | 0
CT | 0 | 0 | 0 | 0 | 0 | 0
Coal | 0 | 0 | 0 | 0 | 0 | 0
Geo | 0 | 0 | 0 | 0 | 0 | 0
H | 0 | 0 | 0 | 0 | 0 | 0
LFG | 0 | 0 | 0 | 0 | 0 | 0
Nuc | 0 | 0 | 0 | 0 | 0 | 0
PS | 0 | 0 | 0 | 0 | 0 | 0
PV | 0 | 0 | 0 | 0 | 0 | 0
PeakG | 0 | 0 | 0 | 0 | 0 | 0
PeakO | 0 | 0 | 0 | 0 | 0 | 0
ST | 0 | 0 | 0 | 0 | 0 | 0
STOG | 0 | 0 | 0 | 0 | 0 | 0
STWD | 0 | 0 | 0 | 0 | 0 | 0
WT | 0 | 0 | 0 | 0 | 0 | 0
IGCC | 0 | 0 | 0 | 0 | 0 | 0
DemandResponse | 0 | 0 | 0 | 0 | 0 | 0
IGCC-CCS | 0 | 0 | 0 | 0 | 0 | 0
WT_off | 0 | 0 | 0 | 0 | 0 | 0
PseudoUnit | 0 | 0 | 0 | 0 | 0 | 0
FixedInterchange | 0 | 0 | 0 | 0 | 0 | 0
Emission Cost by Reporting Type: SPP_S
ReportingType | 2015 | 2020 | 2025 | 2030 | 2035 | 2040
BM | 0 | 0 | 0 | 0 | 0 | 0
CC | 0 | 0 | 0 | 0 | 0 | 0
CSP | 0 | 0 | 0 | 0 | 0 | 0
CT | 0 | 0 | 0 | 0 | 0 | 0
Coal | 0 | 0 | 0 | 0 | 0 | 0
Geo | 0 | 0 | 0 | 0 | 0 | 0
H | 0 | 0 | 0 | 0 | 0 | 0
LFG | 0 | 0 | 0 | 0 | 0 | 0
Nuc | 0 | 0 | 0 | 0 | 0 | 0
PS | 0 | 0 | 0 | 0 | 0 | 0
PV | 0 | 0 | 0 | 0 | 0 | 0
PeakG | 0 | 0 | 0 | 0 | 0 | 0
PeakO | 0 | 0 | 0 | 0 | 0 | 0
ST | 0 | 0 | 0 | 0 | 0 | 0
STOG | 0 | 0 | 0 | 0 | 0 | 0
STWD | 0 | 0 | 0 | 0 | 0 | 0
WT | 0 | 0 | 0 | 0 | 0 | 0
IGCC | 0 | 0 | 0 | 0 | 0 | 0
DemandResponse | 0 | 0 | 0 | 0 | 0 | 0
IGCC-CCS | 0 | 0 | 0 | 0 | 0 | 0
WT_off | 0 | 0 | 0 | 0 | 0 | 0
PseudoUnit | 0 | 0 | 0 | 0 | 0 | 0
FixedInterchange | 0 | 0 | 0 | 0 | 0 | 0
Emission Cost by Reporting Type: TVA
ReportingType | 2015 | 2020 | 2025 | 2030 | 2035 | 2040
BM | 0 | 0 | 0 | 0 | 0 | 0
CC | 0 | 0 | 0 | 0 | 0 | 0
CSP | 0 | 0 | 0 | 0 | 0 | 0
CT | 0 | 0 | 0 | 0 | 0 | 0
Coal | 0 | 0 | 0 | 0 | 0 | 0
Geo | 0 | 0 | 0 | 0 | 0 | 0
H | 0 | 0 | 0 | 0 | 0 | 0
LFG | 0 | 0 | 0 | 0 | 0 | 0
Nuc | 0 | 0 | 0 | 0 | 0 | 0
PS | 0 | 0 | 0 | 0 | 0 | 0
PV | 0 | 0 | 0 | 0 | 0 | 0
PeakG | 0 | 0 | 0 | 0 | 0 | 0
PeakO | 0 | 0 | 0 | 0 | 0 | 0
ST | 0 | 0 | 0 | 0 | 0 | 0
STOG | 0 | 0 | 0 | 0 | 0 | 0
STWD | 0 | 0 | 0 | 0 | 0 | 0
WT | 0 | 0 | 0 | 0 | 0 | 0
IGCC | 0 | 0 | 0 | 0 | 0 | 0
DemandResponse | 0 | 0 | 0 | 0 | 0 | 0
IGCC-CCS | 0 | 0 | 0 | 0 | 0 | 0
WT_off | 0 | 0 | 0 | 0 | 0 | 0
PseudoUnit | 0 | 0 | 0 | 0 | 0 | 0
FixedInterchange | 0 | 0 | 0 | 0 | 0 | 0
Emission Cost by Reporting Type: TVA_Transmission
ReportingType | 2015 | 2020 | 2025 | 2030 | 2035 | 2040
BM | 0 | 0 | 0 | 0 | 0 | 0
CC | 0 | 0 | 0 | 0 | 0 | 0
CSP | 0 | 0 | 0 | 0 | 0 | 0
CT | 0 | 0 | 0 | 0 | 0 | 0
Coal | 0 | 0 | 0 | 0 | 0 | 0
Geo | 0 | 0 | 0 | 0 | 0 | 0
H | 0 | 0 | 0 | 0 | 0 | 0
LFG | 0 | 0 | 0 | 0 | 0 | 0
Nuc | 0 | 0 | 0 | 0 | 0 | 0
PS | 0 | 0 | 0 | 0 | 0 | 0
PV | 0 | 0 | 0 | 0 | 0 | 0
PeakG | 0 | 0 | 0 | 0 | 0 | 0
PeakO | 0 | 0 | 0 | 0 | 0 | 0
ST | 0 | 0 | 0 | 0 | 0 | 0
STOG | 0 | 0 | 0 | 0 | 0 | 0
STWD | 0 | 0 | 0 | 0 | 0 | 0
WT | 0 | 0 | 0 | 0 | 0 | 0
IGCC | 0 | 0 | 0 | 0 | 0 | 0
DemandResponse | 0 | 0 | 0 | 0 | 0 | 0
IGCC-CCS | 0 | 0 | 0 | 0 | 0 | 0
WT_off | 0 | 0 | 0 | 0 | 0 | 0
PseudoUnit | 0 | 0 | 0 | 0 | 0 | 0
FixedInterchange | 0 | 0 | 0 | 0 | 0 | 0
Emission Cost by Reporting Type: VACAR
ReportingType | 2015 | 2020 | 2025 | 2030 | 2035 | 2040
BM | 0 | 0 | 0 | 0 | 0 | 0
CC | 0 | 0 | 0 | 0 | 0 | 0
CSP | 0 | 0 | 0 | 0 | 0 | 0
CT | 0 | 0 | 0 | 0 | 0 | 0
Coal | 0 | 0 | 0 | 0 | 0 | 0
Geo | 0 | 0 | 0 | 0 | 0 | 0
H | 0 | 0 | 0 | 0 | 0 | 0
LFG | 0 | 0 | 0 | 0 | 0 | 0
Nuc | 0 | 0 | 0 | 0 | 0 | 0
PS | 0 | 0 | 0 | 0 | 0 | 0
PV | 0 | 0 | 0 | 0 | 0 | 0
PeakG | 0 | 0 | 0 | 0 | 0 | 0
PeakO | 0 | 0 | 0 | 0 | 0 | 0
ST | 0 | 0 | 0 | 0 | 0 | 0
STOG | 0 | 0 | 0 | 0 | 0 | 0
STWD | 0 | 0 | 0 | 0 | 0 | 0
WT | 0 | 0 | 0 | 0 | 0 | 0
IGCC | 0 | 0 | 0 | 0 | 0 | 0
DemandResponse | 0 | 0 | 0 | 0 | 0 | 0
IGCC-CCS | 0 | 0 | 0 | 0 | 0 | 0
WT_off | 0 | 0 | 0 | 0 | 0 | 0
PseudoUnit | 0 | 0 | 0 | 0 | 0 | 0
FixedInterchange | 0 | 0 | 0 | 0 | 0 | 0
Emission Cost by Reporting Type: IESO
ReportingType | 2015 | 2020 | 2025 | 2030 | 2035 | 2040
BM | 0 | 0 | 0 | 0 | 0 | 0
CC | 0 | 0 | 0 | 0 | 0 | 0
CSP | 0 | 0 | 0 | 0 | 0 | 0
CT | 0 | 0 | 0 | 0 | 0 | 0
Coal | 0 | 0 | 0 | 0 | 0 | 0
Geo | 0 | 0 | 0 | 0 | 0 | 0
H | 0 | 0 | 0 | 0 | 0 | 0
LFG | 0 | 0 | 0 | 0 | 0 | 0
Nuc | 0 | 0 | 0 | 0 | 0 | 0
PS | 0 | 0 | 0 | 0 | 0 | 0
PV | 0 | 0 | 0 | 0 | 0 | 0
PeakG | 0 | 0 | 0 | 0 | 0 | 0
PeakO | 0 | 0 | 0 | 0 | 0 | 0
ST | 0 | 0 | 0 | 0 | 0 | 0
STOG | 0 | 0 | 0 | 0 | 0 | 0
STWD | 0 | 0 | 0 | 0 | 0 | 0
WT | 0 | 0 | 0 | 0 | 0 | 0
IGCC | 0 | 0 | 0 | 0 | 0 | 0
DemandResponse | 0 | 0 | 0 | 0 | 0 | 0
IGCC-CCS | 0 | 0 | 0 | 0 | 0 | 0
WT_off | 0 | 0 | 0 | 0 | 0 | 0
PseudoUnit | 0 | 0 | 0 | 0 | 0 | 0
FixedInterchange | 0 | 0 | 0 | 0 | 0 | 0
Emission Cost by Reporting Type: MAPP_CA
ReportingType | 2015 | 2020 | 2025 | 2030 | 2035 | 2040
BM | 0 | 0 | 0 | 0 | 0 | 0
CC | 0 | 0 | 0 | 0 | 0 | 0
CSP | 0 | 0 | 0 | 0 | 0 | 0
CT | 0 | 0 | 0 | 0 | 0 | 0
Coal | 0 | 0 | 0 | 0 | 0 | 0
Geo | 0 | 0 | 0 | 0 | 0 | 0
H | 0 | 0 | 0 | 0 | 0 | 0
LFG | 0 | 0 | 0 | 0 | 0 | 0
Nuc | 0 | 0 | 0 | 0 | 0 | 0
PS | 0 | 0 | 0 | 0 | 0 | 0
PV | 0 | 0 | 0 | 0 | 0 | 0
PeakG | 0 | 0 | 0 | 0 | 0 | 0
PeakO | 0 | 0 | 0 | 0 | 0 | 0
ST | 0 | 0 | 0 | 0 | 0 | 0
STOG | 0 | 0 | 0 | 0 | 0 | 0
STWD | 0 | 0 | 0 | 0 | 0 | 0
WT | 0 | 0 | 0 | 0 | 0 | 0
IGCC | 0 | 0 | 0 | 0 | 0 | 0
DemandResponse | 0 | 0 | 0 | 0 | 0 | 0
IGCC-CCS | 0 | 0 | 0 | 0 | 0 | 0
WT_off | 0 | 0 | 0 | 0 | 0 | 0
PseudoUnit | 0 | 0 | 0 | 0 | 0 | 0
FixedInterchange | 0 | 0 | 0 | 0 | 0 | 0
Emission Cost by Reporting Type: AZ_NM_SNV_Coal
ReportingType | 2015 | 2020 | 2025 | 2030 | 2035 | 2040
BM | 0 | 0 | 0 | 0 | 0 | 0
CC | 0 | 0 | 0 | 0 | 0 | 0
CSP | 0 | 0 | 0 | 0 | 0 | 0
CT | 0 | 0 | 0 | 0 | 0 | 0
Coal | 0 | 0 | 0 | 0 | 0 | 0
Geo | 0 | 0 | 0 | 0 | 0 | 0
H | 0 | 0 | 0 | 0 | 0 | 0
LFG | 0 | 0 | 0 | 0 | 0 | 0
Nuc | 0 | 0 | 0 | 0 | 0 | 0
PS | 0 | 0 | 0 | 0 | 0 | 0
PV | 0 | 0 | 0 | 0 | 0 | 0
PeakG | 0 | 0 | 0 | 0 | 0 | 0
PeakO | 0 | 0 | 0 | 0 | 0 | 0
ST | 0 | 0 | 0 | 0 | 0 | 0
STOG | 0 | 0 | 0 | 0 | 0 | 0
STWD | 0 | 0 | 0 | 0 | 0 | 0
WT | 0 | 0 | 0 | 0 | 0 | 0
IGCC | 0 | 0 | 0 | 0 | 0 | 0
DemandResponse | 0 | 0 | 0 | 0 | 0 | 0
IGCC-CCS | 0 | 0 | 0 | 0 | 0 | 0
WT_off | 0 | 0 | 0 | 0 | 0 | 0
PseudoUnit | 0 | 0 | 0 | 0 | 0 | 0
FixedInterchange | 0 | 0 | 0 | 0 | 0 | 0
Emission Cost by Reporting Type: AZ_NM_SNV_Gas
ReportingType | 2015 | 2020 | 2025 | 2030 | 2035 | 2040
BM | 0 | 0 | 0 | 0 | 0 | 0
CC | 0 | 0 | 0 | 0 | 0 | 0
CSP | 0 | 0 | 0 | 0 | 0 | 0
CT | 0 | 0 | 0 | 0 | 0 | 0
Coal | 0 | 0 | 0 | 0 | 0 | 0
Geo | 0 | 0 | 0 | 0 | 0 | 0
H | 0 | 0 | 0 | 0 | 0 | 0
LFG | 0 | 0 | 0 | 0 | 0 | 0
Nuc | 0 | 0 | 0 | 0 | 0 | 0
PS | 0 | 0 | 0 | 0 | 0 | 0
PV | 0 | 0 | 0 | 0 | 0 | 0
PeakG | 0 | 0 | 0 | 0 | 0 | 0
PeakO | 0 | 0 | 0 | 0 | 0 | 0
ST | 0 | 0 | 0 | 0 | 0 | 0
STOG | 0 | 0 | 0 | 0 | 0 | 0
STWD | 0 | 0 | 0 | 0 | 0 | 0
WT | 0 | 0 | 0 | 0 | 0 | 0
IGCC | 0 | 0 | 0 | 0 | 0 | 0
DemandResponse | 0 | 0 | 0 | 0 | 0 | 0
IGCC-CCS | 0 | 0 | 0 | 0 | 0 | 0
WT_off | 0 | 0 | 0 | 0 | 0 | 0
PseudoUnit | 0 | 0 | 0 | 0 | 0 | 0
FixedInterchange | 0 | 0 | 0 | 0 | 0 | 0
Emission Cost by Reporting Type: AZ_NM_SNV_NucRenew
ReportingType | 2015 | 2020 | 2025 | 2030 | 2035 | 2040
BM | 0 | 0 | 0 | 0 | 0 | 0
CC | 0 | 0 | 0 | 0 | 0 | 0
CSP | 0 | 0 | 0 | 0 | 0 | 0
CT | 0 | 0 | 0 | 0 | 0 | 0
Coal | 0 | 0 | 0 | 0 | 0 | 0
Geo | 0 | 0 | 0 | 0 | 0 | 0
H | 0 | 0 | 0 | 0 | 0 | 0
LFG | 0 | 0 | 0 | 0 | 0 | 0
Nuc | 0 | 0 | 0 | 0 | 0 | 0
PS | 0 | 0 | 0 | 0 | 0 | 0
PV | 0 | 0 | 0 | 0 | 0 | 0
PeakG | 0 | 0 | 0 | 0 | 0 | 0
PeakO | 0 | 0 | 0 | 0 | 0 | 0
ST | 0 | 0 | 0 | 0 | 0 | 0
STOG | 0 | 0 | 0 | 0 | 0 | 0
STWD | 0 | 0 | 0 | 0 | 0 | 0
WT | 0 | 0 | 0 | 0 | 0 | 0
IGCC | 0 | 0 | 0 | 0 | 0 | 0
DemandResponse | 0 | 0 | 0 | 0 | 0 | 0
IGCC-CCS | 0 | 0 | 0 | 0 | 0 | 0
WT_off | 0 | 0 | 0 | 0 | 0 | 0
PseudoUnit | 0 | 0 | 0 | 0 | 0 | 0
FixedInterchange | 0 | 0 | 0 | 0 | 0 | 0
Emission Cost by Reporting Type: ERCOT
ReportingType | 2015 | 2020 | 2025 | 2030 | 2035 | 2040
BM | 0 | 0 | 0 | 0 | 0 | 0
CC | 0 | 0 | 0 | 0 | 0 | 0
CSP | 0 | 0 | 0 | 0 | 0 | 0
CT | 0 | 0 | 0 | 0 | 0 | 0
Coal | 0 | 0 | 0 | 0 | 0 | 0
Geo | 0 | 0 | 0 | 0 | 0 | 0
H | 0 | 0 | 0 | 0 | 0 | 0
LFG | 0 | 0 | 0 | 0 | 0 | 0
Nuc | 0 | 0 | 0 | 0 | 0 | 0
PS | 0 | 0 | 0 | 0 | 0 | 0
PV | 0 | 0 | 0 | 0 | 0 | 0
PeakG | 0 | 0 | 0 | 0 | 0 | 0
PeakO | 0 | 0 | 0 | 0 | 0 | 0
ST | 0 | 0 | 0 | 0 | 0 | 0
STOG | 0 | 0 | 0 | 0 | 0 | 0
STWD | 0 | 0 | 0 | 0 | 0 | 0
WT | 0 | 0 | 0 | 0 | 0 | 0
IGCC | 0 | 0 | 0 | 0 | 0 | 0
DemandResponse | 0 | 0 | 0 | 0 | 0 | 0
IGCC-CCS | 0 | 0 | 0 | 0 | 0 | 0
WT_off | 0 | 0 | 0 | 0 | 0 | 0
PseudoUnit | 0 | 0 | 0 | 0 | 0 | 0
FixedInterchange | 0 | 0 | 0 | 0 | 0 | 0
Emission Cost by Reporting Type: NP15
ReportingType | 2015 | 2020 | 2025 | 2030 | 2035 | 2040
BM | 0 | 0 | 0 | 0 | 0 | 0
CC | 0 | 0 | 0 | 0 | 0 | 0
CSP | 0 | 0 | 0 | 0 | 0 | 0
CT | 0 | 0 | 0 | 0 | 0 | 0
Coal | 0 | 0 | 0 | 0 | 0 | 0
Geo | 0 | 0 | 0 | 0 | 0 | 0
H | 0 | 0 | 0 | 0 | 0 | 0
LFG | 0 | 0 | 0 | 0 | 0 | 0
Nuc | 0 | 0 | 0 | 0 | 0 | 0
PS | 0 | 0 | 0 | 0 | 0 | 0
PV | 0 | 0 | 0 | 0 | 0 | 0
PeakG | 0 | 0 | 0 | 0 | 0 | 0
PeakO | 0 | 0 | 0 | 0 | 0 | 0
ST | 0 | 0 | 0 | 0 | 0 | 0
STOG | 0 | 0 | 0 | 0 | 0 | 0
STWD | 0 | 0 | 0 | 0 | 0 | 0
WT | 0 | 0 | 0 | 0 | 0 | 0
IGCC | 0 | 0 | 0 | 0 | 0 | 0
DemandResponse | 0 | 0 | 0 | 0 | 0 | 0
IGCC-CCS | 0 | 0 | 0 | 0 | 0 | 0
WT_off | 0 | 0 | 0 | 0 | 0 | 0
PseudoUnit | 0 | 0 | 0 | 0 | 0 | 0
FixedInterchange | 0 | 0 | 0 | 0 | 0 | 0
Emission Cost by Reporting Type: NWPP_Coal
ReportingType | 2015 | 2020 | 2025 | 2030 | 2035 | 2040
BM | 0 | 0 | 0 | 0 | 0 | 0
CC | 0 | 0 | 0 | 0 | 0 | 0
CSP | 0 | 0 | 0 | 0 | 0 | 0
CT | 0 | 0 | 0 | 0 | 0 | 0
Coal | 0 | 0 | 0 | 0 | 0 | 0
Geo | 0 | 0 | 0 | 0 | 0 | 0
H | 0 | 0 | 0 | 0 | 0 | 0
LFG | 0 | 0 | 0 | 0 | 0 | 0
Nuc | 0 | 0 | 0 | 0 | 0 | 0
PS | 0 | 0 | 0 | 0 | 0 | 0
PV | 0 | 0 | 0 | 0 | 0 | 0
PeakG | 0 | 0 | 0 | 0 | 0 | 0
PeakO | 0 | 0 | 0 | 0 | 0 | 0
ST | 0 | 0 | 0 | 0 | 0 | 0
STOG | 0 | 0 | 0 | 0 | 0 | 0
STWD | 0 | 0 | 0 | 0 | 0 | 0
WT | 0 | 0 | 0 | 0 | 0 | 0
IGCC | 0 | 0 | 0 | 0 | 0 | 0
DemandResponse | 0 | 0 | 0 | 0 | 0 | 0
IGCC-CCS | 0 | 0 | 0 | 0 | 0 | 0
WT_off | 0 | 0 | 0 | 0 | 0 | 0
PseudoUnit | 0 | 0 | 0 | 0 | 0 | 0
FixedInterchange | 0 | 0 | 0 | 0 | 0 | 0
Emission Cost by Reporting Type: NWPP_Gas
ReportingType | 2015 | 2020 | 2025 | 2030 | 2035 | 2040
BM | 0 | 0 | 0 | 0 | 0 | 0
CC | 0 | 0 | 0 | 0 | 0 | 0
CSP | 0 | 0 | 0 | 0 | 0 | 0
CT | 0 | 0 | 0 | 0 | 0 | 0
Coal | 0 | 0 | 0 | 0 | 0 | 0
Geo | 0 | 0 | 0 | 0 | 0 | 0
H | 0 | 0 | 0 | 0 | 0 | 0
LFG | 0 | 0 | 0 | 0 | 0 | 0
Nuc | 0 | 0 | 0 | 0 | 0 | 0
PS | 0 | 0 | 0 | 0 | 0 | 0
PV | 0 | 0 | 0 | 0 | 0 | 0
PeakG | 0 | 0 | 0 | 0 | 0 | 0
PeakO | 0 | 0 | 0 | 0 | 0 | 0
ST | 0 | 0 | 0 | 0 | 0 | 0
STOG | 0 | 0 | 0 | 0 | 0 | 0
STWD | 0 | 0 | 0 | 0 | 0 | 0
WT | 0 | 0 | 0 | 0 | 0 | 0
IGCC | 0 | 0 | 0 | 0 | 0 | 0
DemandResponse | 0 | 0 | 0 | 0 | 0 | 0
IGCC-CCS | 0 | 0 | 0 | 0 | 0 | 0
WT_off | 0 | 0 | 0 | 0 | 0 | 0
PseudoUnit | 0 | 0 | 0 | 0 | 0 | 0
FixedInterchange | 0 | 0 | 0 | 0 | 0 | 0
Emission Cost by Reporting Type: NWPP_NucRenew
ReportingType | 2015 | 2020 | 2025 | 2030 | 2035 | 2040
BM | 0 | 0 | 0 | 0 | 0 | 0
CC | 0 | 0 | 0 | 0 | 0 | 0
CSP | 0 | 0 | 0 | 0 | 0 | 0
CT | 0 | 0 | 0 | 0 | 0 | 0
Coal | 0 | 0 | 0 | 0 | 0 | 0
Geo | 0 | 0 | 0 | 0 | 0 | 0
H | 0 | 0 | 0 | 0 | 0 | 0
LFG | 0 | 0 | 0 | 0 | 0 | 0
Nuc | 0 | 0 | 0 | 0 | 0 | 0
PS | 0 | 0 | 0 | 0 | 0 | 0
PV | 0 | 0 | 0 | 0 | 0 | 0
PeakG | 0 | 0 | 0 | 0 | 0 | 0
PeakO | 0 | 0 | 0 | 0 | 0 | 0
ST | 0 | 0 | 0 | 0 | 0 | 0
STOG | 0 | 0 | 0 | 0 | 0 | 0
STWD | 0 | 0 | 0 | 0 | 0 | 0
WT | 0 | 0 | 0 | 0 | 0 | 0
IGCC | 0 | 0 | 0 | 0 | 0 | 0
DemandResponse | 0 | 0 | 0 | 0 | 0 | 0
IGCC-CCS | 0 | 0 | 0 | 0 | 0 | 0
WT_off | 0 | 0 | 0 | 0 | 0 | 0
PseudoUnit | 0 | 0 | 0 | 0 | 0 | 0
FixedInterchange | 0 | 0 | 0 | 0 | 0 | 0
Emission Cost by Reporting Type: RMPA
ReportingType | 2015 | 2020 | 2025 | 2030 | 2035 | 2040
BM | 0 | 0 | 0 | 0 | 0 | 0
CC | 0 | 0 | 0 | 0 | 0 | 0
CSP | 0 | 0 | 0 | 0 | 0 | 0
CT | 0 | 0 | 0 | 0 | 0 | 0
Coal | 0 | 0 | 0 | 0 | 0 | 0
Geo | 0 | 0 | 0 | 0 | 0 | 0
H | 0 | 0 | 0 | 0 | 0 | 0
LFG | 0 | 0 | 0 | 0 | 0 | 0
Nuc | 0 | 0 | 0 | 0 | 0 | 0
PS | 0 | 0 | 0 | 0 | 0 | 0
PV | 0 | 0 | 0 | 0 | 0 | 0
PeakG | 0 | 0 | 0 | 0 | 0 | 0
PeakO | 0 | 0 | 0 | 0 | 0 | 0
ST | 0 | 0 | 0 | 0 | 0 | 0
STOG | 0 | 0 | 0 | 0 | 0 | 0
STWD | 0 | 0 | 0 | 0 | 0 | 0
WT | 0 | 0 | 0 | 0 | 0 | 0
IGCC | 0 | 0 | 0 | 0 | 0 | 0
DemandResponse | 0 | 0 | 0 | 0 | 0 | 0
IGCC-CCS | 0 | 0 | 0 | 0 | 0 | 0
WT_off | 0 | 0 | 0 | 0 | 0 | 0
PseudoUnit | 0 | 0 | 0 | 0 | 0 | 0
FixedInterchange | 0 | 0 | 0 | 0 | 0 | 0
Emission Cost by Reporting Type: SP15
ReportingType | 2015 | 2020 | 2025 | 2030 | 2035 | 2040
BM | 0 | 0 | 0 | 0 | 0 | 0
CC | 0 | 0 | 0 | 0 | 0 | 0
CSP | 0 | 0 | 0 | 0 | 0 | 0
CT | 0 | 0 | 0 | 0 | 0 | 0
Coal | 0 | 0 | 0 | 0 | 0 | 0
Geo | 0 | 0 | 0 | 0 | 0 | 0
H | 0 | 0 | 0 | 0 | 0 | 0
LFG | 0 | 0 | 0 | 0 | 0 | 0
Nuc | 0 | 0 | 0 | 0 | 0 | 0
PS | 0 | 0 | 0 | 0 | 0 | 0
PV | 0 | 0 | 0 | 0 | 0 | 0
PeakG | 0 | 0 | 0 | 0 | 0 | 0
PeakO | 0 | 0 | 0 | 0 | 0 | 0
ST | 0 | 0 | 0 | 0 | 0 | 0
STOG | 0 | 0 | 0 | 0 | 0 | 0
STWD | 0 | 0 | 0 | 0 | 0 | 0
WT | 0 | 0 | 0 | 0 | 0 | 0
IGCC | 0 | 0 | 0 | 0 | 0 | 0
DemandResponse | 0 | 0 | 0 | 0 | 0 | 0
IGCC-CCS | 0 | 0 | 0 | 0 | 0 | 0
WT_off | 0 | 0 | 0 | 0 | 0 | 0
PseudoUnit | 0 | 0 | 0 | 0 | 0 | 0
FixedInterchange | 0 | 0 | 0 | 0 | 0 | 0
Emission Cost by Reporting Type: ALB
ReportingType | 2015 | 2020 | 2025 | 2030 | 2035 | 2040
BM | 0 | 0 | 0 | 0 | 0 | 0
CC | 0 | 0 | 0 | 0 | 0 | 0
CSP | 0 | 0 | 0 | 0 | 0 | 0
CT | 0 | 0 | 0 | 0 | 0 | 0
Coal | 0 | 0 | 0 | 0 | 0 | 0
Geo | 0 | 0 | 0 | 0 | 0 | 0
H | 0 | 0 | 0 | 0 | 0 | 0
LFG | 0 | 0 | 0 | 0 | 0 | 0
Nuc | 0 | 0 | 0 | 0 | 0 | 0
PS | 0 | 0 | 0 | 0 | 0 | 0
PV | 0 | 0 | 0 | 0 | 0 | 0
PeakG | 0 | 0 | 0 | 0 | 0 | 0
PeakO | 0 | 0 | 0 | 0 | 0 | 0
ST | 0 | 0 | 0 | 0 | 0 | 0
STOG | 0 | 0 | 0 | 0 | 0 | 0
STWD | 0 | 0 | 0 | 0 | 0 | 0
WT | 0 | 0 | 0 | 0 | 0 | 0
IGCC | 0 | 0 | 0 | 0 | 0 | 0
DemandResponse | 0 | 0 | 0 | 0 | 0 | 0
IGCC-CCS | 0 | 0 | 0 | 0 | 0 | 0
WT_off | 0 | 0 | 0 | 0 | 0 | 0
PseudoUnit | 0 | 0 | 0 | 0 | 0 | 0
FixedInterchange | 0 | 0 | 0 | 0 | 0 | 0
Emission Cost by Reporting Type: BC
ReportingType | 2015 | 2020 | 2025 | 2030 | 2035 | 2040
BM | 0 | 0 | 0 | 0 | 0 | 0
CC | 0 | 0 | 0 | 0 | 0 | 0
CSP | 0 | 0 | 0 | 0 | 0 | 0
CT | 0 | 0 | 0 | 0 | 0 | 0
Coal | 0 | 0 | 0 | 0 | 0 | 0
Geo | 0 | 0 | 0 | 0 | 0 | 0
H | 0 | 0 | 0 | 0 | 0 | 0
LFG | 0 | 0 | 0 | 0 | 0 | 0
Nuc | 0 | 0 | 0 | 0 | 0 | 0
PS | 0 | 0 | 0 | 0 | 0 | 0
PV | 0 | 0 | 0 | 0 | 0 | 0
PeakG | 0 | 0 | 0 | 0 | 0 | 0
PeakO | 0 | 0 | 0 | 0 | 0 | 0
ST | 0 | 0 | 0 | 0 | 0 | 0
STOG | 0 | 0 | 0 | 0 | 0 | 0
STWD | 0 | 0 | 0 | 0 | 0 | 0
WT | 0 | 0 | 0 | 0 | 0 | 0
IGCC | 0 | 0 | 0 | 0 | 0 | 0
DemandResponse | 0 | 0 | 0 | 0 | 0 | 0
IGCC-CCS | 0 | 0 | 0 | 0 | 0 | 0
WT_off | 0 | 0 | 0 | 0 | 0 | 0
PseudoUnit | 0 | 0 | 0 | 0 | 0 | 0
FixedInterchange | 0 | 0 | 0 | 0 | 0 | 0
Emission Cost by Reporting Type: HQ_IESO
ReportingType | 2015 | 2020 | 2025 | 2030 | 2035 | 2040
BM | 0 | 0 | 0 | 0 | 0 | 0
CC | 0 | 0 | 0 | 0 | 0 | 0
CSP | 0 | 0 | 0 | 0 | 0 | 0
CT | 0 | 0 | 0 | 0 | 0 | 0
Coal | 0 | 0 | 0 | 0 | 0 | 0
Geo | 0 | 0 | 0 | 0 | 0 | 0
H | 0 | 0 | 0 | 0 | 0 | 0
LFG | 0 | 0 | 0 | 0 | 0 | 0
Nuc | 0 | 0 | 0 | 0 | 0 | 0
PS | 0 | 0 | 0 | 0 | 0 | 0
PV | 0 | 0 | 0 | 0 | 0 | 0
PeakG | 0 | 0 | 0 | 0 | 0 | 0
PeakO | 0 | 0 | 0 | 0 | 0 | 0
ST | 0 | 0 | 0 | 0 | 0 | 0
STOG | 0 | 0 | 0 | 0 | 0 | 0
STWD | 0 | 0 | 0 | 0 | 0 | 0
WT | 0 | 0 | 0 | 0 | 0 | 0
IGCC | 0 | 0 | 0 | 0 | 0 | 0
DemandResponse | 0 | 0 | 0 | 0 | 0 | 0
IGCC-CCS | 0 | 0 | 0 | 0 | 0 | 0
WT_off | 0 | 0 | 0 | 0 | 0 | 0
PseudoUnit | 0 | 0 | 0 | 0 | 0 | 0
FixedInterchange | 0 | 0 | 0 | 0 | 0 | 0
Emission Cost by Reporting Type: HQ_NEISO
ReportingType | 2015 | 2020 | 2025 | 2030 | 2035 | 2040
BM | 0 | 0 | 0 | 0 | 0 | 0
CC | 0 | 0 | 0 | 0 | 0 | 0
CSP | 0 | 0 | 0 | 0 | 0 | 0
CT | 0 | 0 | 0 | 0 | 0 | 0
Coal | 0 | 0 | 0 | 0 | 0 | 0
Geo | 0 | 0 | 0 | 0 | 0 | 0
H | 0 | 0 | 0 | 0 | 0 | 0
LFG | 0 | 0 | 0 | 0 | 0 | 0
Nuc | 0 | 0 | 0 | 0 | 0 | 0
PS | 0 | 0 | 0 | 0 | 0 | 0
PV | 0 | 0 | 0 | 0 | 0 | 0
PeakG | 0 | 0 | 0 | 0 | 0 | 0
PeakO | 0 | 0 | 0 | 0 | 0 | 0
ST | 0 | 0 | 0 | 0 | 0 | 0
STOG | 0 | 0 | 0 | 0 | 0 | 0
STWD | 0 | 0 | 0 | 0 | 0 | 0
WT | 0 | 0 | 0 | 0 | 0 | 0
IGCC | 0 | 0 | 0 | 0 | 0 | 0
DemandResponse | 0 | 0 | 0 | 0 | 0 | 0
IGCC-CCS | 0 | 0 | 0 | 0 | 0 | 0
WT_off | 0 | 0 | 0 | 0 | 0 | 0
PseudoUnit | 0 | 0 | 0 | 0 | 0 | 0
FixedInterchange | 0 | 0 | 0 | 0 | 0 | 0
Emission Cost by Reporting Type: HQ_NY
ReportingType | 2015 | 2020 | 2025 | 2030 | 2035 | 2040
BM | 0 | 0 | 0 | 0 | 0 | 0
CC | 0 | 0 | 0 | 0 | 0 | 0
CSP | 0 | 0 | 0 | 0 | 0 | 0
CT | 0 | 0 | 0 | 0 | 0 | 0
Coal | 0 | 0 | 0 | 0 | 0 | 0
Geo | 0 | 0 | 0 | 0 | 0 | 0
H | 0 | 0 | 0 | 0 | 0 | 0
LFG | 0 | 0 | 0 | 0 | 0 | 0
Nuc | 0 | 0 | 0 | 0 | 0 | 0
PS | 0 | 0 | 0 | 0 | 0 | 0
PV | 0 | 0 | 0 | 0 | 0 | 0
PeakG | 0 | 0 | 0 | 0 | 0 | 0
PeakO | 0 | 0 | 0 | 0 | 0 | 0
ST | 0 | 0 | 0 | 0 | 0 | 0
STOG | 0 | 0 | 0 | 0 | 0 | 0
STWD | 0 | 0 | 0 | 0 | 0 | 0
WT | 0 | 0 | 0 | 0 | 0 | 0
IGCC | 0 | 0 | 0 | 0 | 0 | 0
DemandResponse | 0 | 0 | 0 | 0 | 0 | 0
IGCC-CCS | 0 | 0 | 0 | 0 | 0 | 0
WT_off | 0 | 0 | 0 | 0 | 0 | 0
PseudoUnit | 0 | 0 | 0 | 0 | 0 | 0
FixedInterchange | 0 | 0 | 0 | 0 | 0 | 0
Emission Cost by Reporting Type: MARITIMES
ReportingType | 2015 | 2020 | 2025 | 2030 | 2035 | 2040
BM | 0 | 0 | 0 | 0 | 0 | 0
CC | 0 | 0 | 0 | 0 | 0 | 0
CSP | 0 | 0 | 0 | 0 | 0 | 0
CT | 0 | 0 | 0 | 0 | 0 | 0
Coal | 0 | 0 | 0 | 0 | 0 | 0
Geo | 0 | 0 | 0 | 0 | 0 | 0
H | 0 | 0 | 0 | 0 | 0 | 0
LFG | 0 | 0 | 0 | 0 | 0 | 0
Nuc | 0 | 0 | 0 | 0 | 0 | 0
PS | 0 | 0 | 0 | 0 | 0 | 0
PV | 0 | 0 | 0 | 0 | 0 | 0
PeakG | 0 | 0 | 0 | 0 | 0 | 0
PeakO | 0 | 0 | 0 | 0 | 0 | 0
ST | 0 | 0 | 0 | 0 | 0 | 0
STOG | 0 | 0 | 0 | 0 | 0 | 0
STWD | 0 | 0 | 0 | 0 | 0 | 0
WT | 0 | 0 | 0 | 0 | 0 | 0
IGCC | 0 | 0 | 0 | 0 | 0 | 0
DemandResponse | 0 | 0 | 0 | 0 | 0 | 0
IGCC-CCS | 0 | 0 | 0 | 0 | 0 | 0
WT_off | 0 | 0 | 0 | 0 | 0 | 0
PseudoUnit | 0 | 0 | 0 | 0 | 0 | 0
FixedInterchange | 0 | 0 | 0 | 0 | 0 | 0
Emission Cost by Reporting Type: All
ReportingType | 2015 | 2020 | 2025 | 2030 | 2035 | 2040
BM | 0 | 0 | 0 | 0 | 0 | 0
CC | 0 | 0 | 0 | 0 | 0 | 0
CSP | 0 | 0 | 0 | 0 | 0 | 0
CT | 0 | 0 | 0 | 0 | 0 | 0
Coal | 0 | 0 | 0 | 0 | 0 | 0
Geo | 0 | 0 | 0 | 0 | 0 | 0
H | 0 | 0 | 0 | 0 | 0 | 0
LFG | 0 | 0 | 0 | 0 | 0 | 0
Nuc | 0 | 0 | 0 | 0 | 0 | 0
PS | 0 | 0 | 0 | 0 | 0 | 0
PV | 0 | 0 | 0 | 0 | 0 | 0
PeakG | 0 | 0 | 0 | 0 | 0 | 0
PeakO | 0 | 0 | 0 | 0 | 0 | 0
ST | 0 | 0 | 0 | 0 | 0 | 0
STOG | 0 | 0 | 0 | 0 | 0 | 0
STWD | 0 | 0 | 0 | 0 | 0 | 0
WT | 0 | 0 | 0 | 0 | 0 | 0
IGCC | 0 | 0 | 0 | 0 | 0 | 0
DemandResponse | 0 | 0 | 0 | 0 | 0 | 0
IGCC-CCS | 0 | 0 | 0 | 0 | 0 | 0
WT_off | 0 | 0 | 0 | 0 | 0 | 0
PseudoUnit | 0 | 0 | 0 | 0 | 0 | 0
FixedInterchange | 0 | 0 | 0 | 0 | 0 | 0
Emission Cost by Reporting Type: EI_US
ReportingType | 2015 | 2020 | 2025 | 2030 | 2035 | 2040
BM | 0 | 0 | 0 | 0 | 0 | 0
CC | 0 | 0 | 0 | 0 | 0 | 0
CSP | 0 | 0 | 0 | 0 | 0 | 0
CT | 0 | 0 | 0 | 0 | 0 | 0
Coal | 0 | 0 | 0 | 0 | 0 | 0
Geo | 0 | 0 | 0 | 0 | 0 | 0
H | 0 | 0 | 0 | 0 | 0 | 0
LFG | 0 | 0 | 0 | 0 | 0 | 0
Nuc | 0 | 0 | 0 | 0 | 0 | 0
PS | 0 | 0 | 0 | 0 | 0 | 0
PV | 0 | 0 | 0 | 0 | 0 | 0
PeakG | 0 | 0 | 0 | 0 | 0 | 0
PeakO | 0 | 0 | 0 | 0 | 0 | 0
ST | 0 | 0 | 0 | 0 | 0 | 0
STOG | 0 | 0 | 0 | 0 | 0 | 0
STWD | 0 | 0 | 0 | 0 | 0 | 0
WT | 0 | 0 | 0 | 0 | 0 | 0
IGCC | 0 | 0 | 0 | 0 | 0 | 0
DemandResponse | 0 | 0 | 0 | 0 | 0 | 0
IGCC-CCS | 0 | 0 | 0 | 0 | 0 | 0
WT_off | 0 | 0 | 0 | 0 | 0 | 0
PseudoUnit | 0 | 0 | 0 | 0 | 0 | 0
FixedInterchange | 0 | 0 | 0 | 0 | 0 | 0
Emission Cost by Reporting Type: EI_Canada
ReportingType | 2015 | 2020 | 2025 | 2030 | 2035 | 2040
BM | 0 | 0 | 0 | 0 | 0 | 0
CC | 0 | 0 | 0 | 0 | 0 | 0
CSP | 0 | 0 | 0 | 0 | 0 | 0
CT | 0 | 0 | 0 | 0 | 0 | 0
Coal | 0 | 0 | 0 | 0 | 0 | 0
Geo | 0 | 0 | 0 | 0 | 0 | 0
H | 0 | 0 | 0 | 0 | 0 | 0
LFG | 0 | 0 | 0 | 0 | 0 | 0
Nuc | 0 | 0 | 0 | 0 | 0 | 0
PS | 0 | 0 | 0 | 0 | 0 | 0
PV | 0 | 0 | 0 | 0 | 0 | 0
PeakG | 0 | 0 | 0 | 0 | 0 | 0
PeakO | 0 | 0 | 0 | 0 | 0 | 0
ST | 0 | 0 | 0 | 0 | 0 | 0
STOG | 0 | 0 | 0 | 0 | 0 | 0
STWD | 0 | 0 | 0 | 0 | 0 | 0
WT | 0 | 0 | 0 | 0 | 0 | 0
IGCC | 0 | 0 | 0 | 0 | 0 | 0
DemandResponse | 0 | 0 | 0 | 0 | 0 | 0
IGCC-CCS | 0 | 0 | 0 | 0 | 0 | 0
WT_off | 0 | 0 | 0 | 0 | 0 | 0
PseudoUnit | 0 | 0 | 0 | 0 | 0 | 0
FixedInterchange | 0 | 0 | 0 | 0 | 0 | 0
Emission Cost by Reporting Type: EI
ReportingType | 2015 | 2020 | 2025 | 2030 | 2035 | 2040
BM | 0 | 0 | 0 | 0 | 0 | 0
CC | 0 | 0 | 0 | 0 | 0 | 0
CSP | 0 | 0 | 0 | 0 | 0 | 0
CT | 0 | 0 | 0 | 0 | 0 | 0
Coal | 0 | 0 | 0 | 0 | 0 | 0
Geo | 0 | 0 | 0 | 0 | 0 | 0
H | 0 | 0 | 0 | 0 | 0 | 0
LFG | 0 | 0 | 0 | 0 | 0 | 0
Nuc | 0 | 0 | 0 | 0 | 0 | 0
PS | 0 | 0 | 0 | 0 | 0 | 0
PV | 0 | 0 | 0 | 0 | 0 | 0
PeakG | 0 | 0 | 0 | 0 | 0 | 0
PeakO | 0 | 0 | 0 | 0 | 0 | 0
ST | 0 | 0 | 0 | 0 | 0 | 0
STOG | 0 | 0 | 0 | 0 | 0 | 0
STWD | 0 | 0 | 0 | 0 | 0 | 0
WT | 0 | 0 | 0 | 0 | 0 | 0
IGCC | 0 | 0 | 0 | 0 | 0 | 0
DemandResponse | 0 | 0 | 0 | 0 | 0 | 0
IGCC-CCS | 0 | 0 | 0 | 0 | 0 | 0
WT_off | 0 | 0 | 0 | 0 | 0 | 0
PseudoUnit | 0 | 0 | 0 | 0 | 0 | 0
FixedInterchange | 0 | 0 | 0 | 0 | 0 | 0
Emission Cost by Reporting Type: Outside_EI
ReportingType | 2015 | 2020 | 2025 | 2030 | 2035 | 2040
BM | 0 | 0 | 0 | 0 | 0 | 0
CC | 0 | 0 | 0 | 0 | 0 | 0
CSP | 0 | 0 | 0 | 0 | 0 | 0
CT | 0 | 0 | 0 | 0 | 0 | 0
Coal | 0 | 0 | 0 | 0 | 0 | 0
Geo | 0 | 0 | 0 | 0 | 0 | 0
H | 0 | 0 | 0 | 0 | 0 | 0
LFG | 0 | 0 | 0 | 0 | 0 | 0
Nuc | 0 | 0 | 0 | 0 | 0 | 0
PS | 0 | 0 | 0 | 0 | 0 | 0
PV | 0 | 0 | 0 | 0 | 0 | 0
PeakG | 0 | 0 | 0 | 0 | 0 | 0
PeakO | 0 | 0 | 0 | 0 | 0 | 0
ST | 0 | 0 | 0 | 0 | 0 | 0
STOG | 0 | 0 | 0 | 0 | 0 | 0
STWD | 0 | 0 | 0 | 0 | 0 | 0
WT | 0 | 0 | 0 | 0 | 0 | 0
IGCC | 0 | 0 | 0 | 0 | 0 | 0
DemandResponse | 0 | 0 | 0 | 0 | 0 | 0
IGCC-CCS | 0 | 0 | 0 | 0 | 0 | 0
WT_off | 0 | 0 | 0 | 0 | 0 | 0
PseudoUnit | 0 | 0 | 0 | 0 | 0 | 0
FixedInterchange | 0 | 0 | 0 | 0 | 0 | 0
==== Emission Program: CAMR : (Hg) ====
Emission Cost by Reporting Type: Entergy
ReportingType | 2015 | 2020 | 2025 | 2030 | 2035 | 2040
BM | 0 | 0 | 0 | 0 | 0 | 0
CC | 0 | 0 | 0 | 0 | 0 | 0
CSP | 0 | 0 | 0 | 0 | 0 | 0
CT | 0 | 0 | 0 | 0 | 0 | 0
Coal | 0 | 0 | 0 | 0 | 0 | 0
Geo | 0 | 0 | 0 | 0 | 0 | 0
H | 0 | 0 | 0 | 0 | 0 | 0
LFG | 0 | 0 | 0 | 0 | 0 | 0
Nuc | 0 | 0 | 0 | 0 | 0 | 0
PS | 0 | 0 | 0 | 0 | 0 | 0
PV | 0 | 0 | 0 | 0 | 0 | 0
PeakG | 0 | 0 | 0 | 0 | 0 | 0
PeakO | 0 | 0 | 0 | 0 | 0 | 0
ST | 0 | 0 | 0 | 0 | 0 | 0
STOG | 0 | 0 | 0 | 0 | 0 | 0
STWD | 0 | 0 | 0 | 0 | 0 | 0
WT | 0 | 0 | 0 | 0 | 0 | 0
IGCC | 0 | 0 | 0 | 0 | 0 | 0
DemandResponse | 0 | 0 | 0 | 0 | 0 | 0
IGCC-CCS | 0 | 0 | 0 | 0 | 0 | 0
WT_off | 0 | 0 | 0 | 0 | 0 | 0
PseudoUnit | 0 | 0 | 0 | 0 | 0 | 0
FixedInterchange | 0 | 0 | 0 | 0 | 0 | 0
Emission Cost by Reporting Type: FRCC
ReportingType | 2015 | 2020 | 2025 | 2030 | 2035 | 2040
BM | 0 | 0 | 0 | 0 | 0 | 0
CC | 0 | 0 | 0 | 0 | 0 | 0
CSP | 0 | 0 | 0 | 0 | 0 | 0
CT | 0 | 0 | 0 | 0 | 0 | 0
Coal | 0 | 0 | 0 | 0 | 0 | 0
Geo | 0 | 0 | 0 | 0 | 0 | 0
H | 0 | 0 | 0 | 0 | 0 | 0
LFG | 0 | 0 | 0 | 0 | 0 | 0
Nuc | 0 | 0 | 0 | 0 | 0 | 0
PS | 0 | 0 | 0 | 0 | 0 | 0
PV | 0 | 0 | 0 | 0 | 0 | 0
PeakG | 0 | 0 | 0 | 0 | 0 | 0
PeakO | 0 | 0 | 0 | 0 | 0 | 0
ST | 0 | 0 | 0 | 0 | 0 | 0
STOG | 0 | 0 | 0 | 0 | 0 | 0
STWD | 0 | 0 | 0 | 0 | 0 | 0
WT | 0 | 0 | 0 | 0 | 0 | 0
IGCC | 0 | 0 | 0 | 0 | 0 | 0
DemandResponse | 0 | 0 | 0 | 0 | 0 | 0
IGCC-CCS | 0 | 0 | 0 | 0 | 0 | 0
WT_off | 0 | 0 | 0 | 0 | 0 | 0
PseudoUnit | 0 | 0 | 0 | 0 | 0 | 0
FixedInterchange | 0 | 0 | 0 | 0 | 0 | 0
Emission Cost by Reporting Type: MAPP_US
ReportingType | 2015 | 2020 | 2025 | 2030 | 2035 | 2040
BM | 0 | 0 | 0 | 0 | 0 | 0
CC | 0 | 0 | 0 | 0 | 0 | 0
CSP | 0 | 0 | 0 | 0 | 0 | 0
CT | 0 | 0 | 0 | 0 | 0 | 0
Coal | 0 | 0 | 0 | 0 | 0 | 0
Geo | 0 | 0 | 0 | 0 | 0 | 0
H | 0 | 0 | 0 | 0 | 0 | 0
LFG | 0 | 0 | 0 | 0 | 0 | 0
Nuc | 0 | 0 | 0 | 0 | 0 | 0
PS | 0 | 0 | 0 | 0 | 0 | 0
PV | 0 | 0 | 0 | 0 | 0 | 0
PeakG | 0 | 0 | 0 | 0 | 0 | 0
PeakO | 0 | 0 | 0 | 0 | 0 | 0
ST | 0 | 0 | 0 | 0 | 0 | 0
STOG | 0 | 0 | 0 | 0 | 0 | 0
STWD | 0 | 0 | 0 | 0 | 0 | 0
WT | 0 | 0 | 0 | 0 | 0 | 0
IGCC | 0 | 0 | 0 | 0 | 0 | 0
DemandResponse | 0 | 0 | 0 | 0 | 0 | 0
IGCC-CCS | 0 | 0 | 0 | 0 | 0 | 0
WT_off | 0 | 0 | 0 | 0 | 0 | 0
PseudoUnit | 0 | 0 | 0 | 0 | 0 | 0
FixedInterchange | 0 | 0 | 0 | 0 | 0 | 0
Emission Cost by Reporting Type: MISO_IN
ReportingType | 2015 | 2020 | 2025 | 2030 | 2035 | 2040
BM | 0 | 0 | 0 | 0 | 0 | 0
CC | 0 | 0 | 0 | 0 | 0 | 0
CSP | 0 | 0 | 0 | 0 | 0 | 0
CT | 0 | 0 | 0 | 0 | 0 | 0
Coal | 0 | 0 | 0 | 0 | 0 | 0
Geo | 0 | 0 | 0 | 0 | 0 | 0
H | 0 | 0 | 0 | 0 | 0 | 0
LFG | 0 | 0 | 0 | 0 | 0 | 0
Nuc | 0 | 0 | 0 | 0 | 0 | 0
PS | 0 | 0 | 0 | 0 | 0 | 0
PV | 0 | 0 | 0 | 0 | 0 | 0
PeakG | 0 | 0 | 0 | 0 | 0 | 0
PeakO | 0 | 0 | 0 | 0 | 0 | 0
ST | 0 | 0 | 0 | 0 | 0 | 0
STOG | 0 | 0 | 0 | 0 | 0 | 0
STWD | 0 | 0 | 0 | 0 | 0 | 0
WT | 0 | 0 | 0 | 0 | 0 | 0
IGCC | 0 | 0 | 0 | 0 | 0 | 0
DemandResponse | 0 | 0 | 0 | 0 | 0 | 0
IGCC-CCS | 0 | 0 | 0 | 0 | 0 | 0
WT_off | 0 | 0 | 0 | 0 | 0 | 0
PseudoUnit | 0 | 0 | 0 | 0 | 0 | 0
FixedInterchange | 0 | 0 | 0 | 0 | 0 | 0
Emission Cost by Reporting Type: MISO_MI
ReportingType | 2015 | 2020 | 2025 | 2030 | 2035 | 2040
BM | 0 | 0 | 0 | 0 | 0 | 0
CC | 0 | 0 | 0 | 0 | 0 | 0
CSP | 0 | 0 | 0 | 0 | 0 | 0
CT | 0 | 0 | 0 | 0 | 0 | 0
Coal | 0 | 0 | 0 | 0 | 0 | 0
Geo | 0 | 0 | 0 | 0 | 0 | 0
H | 0 | 0 | 0 | 0 | 0 | 0
LFG | 0 | 0 | 0 | 0 | 0 | 0
Nuc | 0 | 0 | 0 | 0 | 0 | 0
PS | 0 | 0 | 0 | 0 | 0 | 0
PV | 0 | 0 | 0 | 0 | 0 | 0
PeakG | 0 | 0 | 0 | 0 | 0 | 0
PeakO | 0 | 0 | 0 | 0 | 0 | 0
ST | 0 | 0 | 0 | 0 | 0 | 0
STOG | 0 | 0 | 0 | 0 | 0 | 0
STWD | 0 | 0 | 0 | 0 | 0 | 0
WT | 0 | 0 | 0 | 0 | 0 | 0
IGCC | 0 | 0 | 0 | 0 | 0 | 0
DemandResponse | 0 | 0 | 0 | 0 | 0 | 0
IGCC-CCS | 0 | 0 | 0 | 0 | 0 | 0
WT_off | 0 | 0 | 0 | 0 | 0 | 0
PseudoUnit | 0 | 0 | 0 | 0 | 0 | 0
FixedInterchange | 0 | 0 | 0 | 0 | 0 | 0
Emission Cost by Reporting Type: MISO_MO-IL
ReportingType | 2015 | 2020 | 2025 | 2030 | 2035 | 2040
BM | 0 | 0 | 0 | 0 | 0 | 0
CC | 0 | 0 | 0 | 0 | 0 | 0
CSP | 0 | 0 | 0 | 0 | 0 | 0
CT | 0 | 0 | 0 | 0 | 0 | 0
Coal | 0 | 0 | 0 | 0 | 0 | 0
Geo | 0 | 0 | 0 | 0 | 0 | 0
H | 0 | 0 | 0 | 0 | 0 | 0
LFG | 0 | 0 | 0 | 0 | 0 | 0
Nuc | 0 | 0 | 0 | 0 | 0 | 0
PS | 0 | 0 | 0 | 0 | 0 | 0
PV | 0 | 0 | 0 | 0 | 0 | 0
PeakG | 0 | 0 | 0 | 0 | 0 | 0
PeakO | 0 | 0 | 0 | 0 | 0 | 0
ST | 0 | 0 | 0 | 0 | 0 | 0
STOG | 0 | 0 | 0 | 0 | 0 | 0
STWD | 0 | 0 | 0 | 0 | 0 | 0
WT | 0 | 0 | 0 | 0 | 0 | 0
IGCC | 0 | 0 | 0 | 0 | 0 | 0
DemandResponse | 0 | 0 | 0 | 0 | 0 | 0
IGCC-CCS | 0 | 0 | 0 | 0 | 0 | 0
WT_off | 0 | 0 | 0 | 0 | 0 | 0
PseudoUnit | 0 | 0 | 0 | 0 | 0 | 0
FixedInterchange | 0 | 0 | 0 | 0 | 0 | 0
Emission Cost by Reporting Type: MISO_W
ReportingType | 2015 | 2020 | 2025 | 2030 | 2035 | 2040
BM | 0 | 0 | 0 | 0 | 0 | 0
CC | 0 | 0 | 0 | 0 | 0 | 0
CSP | 0 | 0 | 0 | 0 | 0 | 0
CT | 0 | 0 | 0 | 0 | 0 | 0
Coal | 0 | 0 | 0 | 0 | 0 | 0
Geo | 0 | 0 | 0 | 0 | 0 | 0
H | 0 | 0 | 0 | 0 | 0 | 0
LFG | 0 | 0 | 0 | 0 | 0 | 0
Nuc | 0 | 0 | 0 | 0 | 0 | 0
PS | 0 | 0 | 0 | 0 | 0 | 0
PV | 0 | 0 | 0 | 0 | 0 | 0
PeakG | 0 | 0 | 0 | 0 | 0 | 0
PeakO | 0 | 0 | 0 | 0 | 0 | 0
ST | 0 | 0 | 0 | 0 | 0 | 0
STOG | 0 | 0 | 0 | 0 | 0 | 0
STWD | 0 | 0 | 0 | 0 | 0 | 0
WT | 0 | 0 | 0 | 0 | 0 | 0
IGCC | 0 | 0 | 0 | 0 | 0 | 0
DemandResponse | 0 | 0 | 0 | 0 | 0 | 0
IGCC-CCS | 0 | 0 | 0 | 0 | 0 | 0
WT_off | 0 | 0 | 0 | 0 | 0 | 0
PseudoUnit | 0 | 0 | 0 | 0 | 0 | 0
FixedInterchange | 0 | 0 | 0 | 0 | 0 | 0
Emission Cost by Reporting Type: MISO_WUMS
ReportingType | 2015 | 2020 | 2025 | 2030 | 2035 | 2040
BM | 0 | 0 | 0 | 0 | 0 | 0
CC | 0 | 0 | 0 | 0 | 0 | 0
CSP | 0 | 0 | 0 | 0 | 0 | 0
CT | 0 | 0 | 0 | 0 | 0 | 0
Coal | 0 | 0 | 0 | 0 | 0 | 0
Geo | 0 | 0 | 0 | 0 | 0 | 0
H | 0 | 0 | 0 | 0 | 0 | 0
LFG | 0 | 0 | 0 | 0 | 0 | 0
Nuc | 0 | 0 | 0 | 0 | 0 | 0
PS | 0 | 0 | 0 | 0 | 0 | 0
PV | 0 | 0 | 0 | 0 | 0 | 0
PeakG | 0 | 0 | 0 | 0 | 0 | 0
PeakO | 0 | 0 | 0 | 0 | 0 | 0
ST | 0 | 0 | 0 | 0 | 0 | 0
STOG | 0 | 0 | 0 | 0 | 0 | 0
STWD | 0 | 0 | 0 | 0 | 0 | 0
WT | 0 | 0 | 0 | 0 | 0 | 0
IGCC | 0 | 0 | 0 | 0 | 0 | 0
DemandResponse | 0 | 0 | 0 | 0 | 0 | 0
IGCC-CCS | 0 | 0 | 0 | 0 | 0 | 0
WT_off | 0 | 0 | 0 | 0 | 0 | 0
PseudoUnit | 0 | 0 | 0 | 0 | 0 | 0
FixedInterchange | 0 | 0 | 0 | 0 | 0 | 0
Emission Cost by Reporting Type: Nebraska
ReportingType | 2015 | 2020 | 2025 | 2030 | 2035 | 2040
BM | 0 | 0 | 0 | 0 | 0 | 0
CC | 0 | 0 | 0 | 0 | 0 | 0
CSP | 0 | 0 | 0 | 0 | 0 | 0
CT | 0 | 0 | 0 | 0 | 0 | 0
Coal | 0 | 0 | 0 | 0 | 0 | 0
Geo | 0 | 0 | 0 | 0 | 0 | 0
H | 0 | 0 | 0 | 0 | 0 | 0
LFG | 0 | 0 | 0 | 0 | 0 | 0
Nuc | 0 | 0 | 0 | 0 | 0 | 0
PS | 0 | 0 | 0 | 0 | 0 | 0
PV | 0 | 0 | 0 | 0 | 0 | 0
PeakG | 0 | 0 | 0 | 0 | 0 | 0
PeakO | 0 | 0 | 0 | 0 | 0 | 0
ST | 0 | 0 | 0 | 0 | 0 | 0
STOG | 0 | 0 | 0 | 0 | 0 | 0
STWD | 0 | 0 | 0 | 0 | 0 | 0
WT | 0 | 0 | 0 | 0 | 0 | 0
IGCC | 0 | 0 | 0 | 0 | 0 | 0
DemandResponse | 0 | 0 | 0 | 0 | 0 | 0
IGCC-CCS | 0 | 0 | 0 | 0 | 0 | 0
WT_off | 0 | 0 | 0 | 0 | 0 | 0
PseudoUnit | 0 | 0 | 0 | 0 | 0 | 0
FixedInterchange | 0 | 0 | 0 | 0 | 0 | 0
Emission Cost by Reporting Type: NEISO
ReportingType | 2015 | 2020 | 2025 | 2030 | 2035 | 2040
BM | 0 | 0 | 0 | 0 | 0 | 0
CC | 0 | 0 | 0 | 0 | 0 | 0
CSP | 0 | 0 | 0 | 0 | 0 | 0
CT | 0 | 0 | 0 | 0 | 0 | 0
Coal | 0 | 0 | 0 | 0 | 0 | 0
Geo | 0 | 0 | 0 | 0 | 0 | 0
H | 0 | 0 | 0 | 0 | 0 | 0
LFG | 0 | 0 | 0 | 0 | 0 | 0
Nuc | 0 | 0 | 0 | 0 | 0 | 0
PS | 0 | 0 | 0 | 0 | 0 | 0
PV | 0 | 0 | 0 | 0 | 0 | 0
PeakG | 0 | 0 | 0 | 0 | 0 | 0
PeakO | 0 | 0 | 0 | 0 | 0 | 0
ST | 0 | 0 | 0 | 0 | 0 | 0
STOG | 0 | 0 | 0 | 0 | 0 | 0
STWD | 0 | 0 | 0 | 0 | 0 | 0
WT | 0 | 0 | 0 | 0 | 0 | 0
IGCC | 0 | 0 | 0 | 0 | 0 | 0
DemandResponse | 0 | 0 | 0 | 0 | 0 | 0
IGCC-CCS | 0 | 0 | 0 | 0 | 0 | 0
WT_off | 0 | 0 | 0 | 0 | 0 | 0
PseudoUnit | 0 | 0 | 0 | 0 | 0 | 0
FixedInterchange | 0 | 0 | 0 | 0 | 0 | 0
Emission Cost by Reporting Type: NonRTO_Midwest
ReportingType | 2015 | 2020 | 2025 | 2030 | 2035 | 2040
BM | 0 | 0 | 0 | 0 | 0 | 0
CC | 0 | 0 | 0 | 0 | 0 | 0
CSP | 0 | 0 | 0 | 0 | 0 | 0
CT | 0 | 0 | 0 | 0 | 0 | 0
Coal | 0 | 0 | 0 | 0 | 0 | 0
Geo | 0 | 0 | 0 | 0 | 0 | 0
H | 0 | 0 | 0 | 0 | 0 | 0
LFG | 0 | 0 | 0 | 0 | 0 | 0
Nuc | 0 | 0 | 0 | 0 | 0 | 0
PS | 0 | 0 | 0 | 0 | 0 | 0
PV | 0 | 0 | 0 | 0 | 0 | 0
PeakG | 0 | 0 | 0 | 0 | 0 | 0
PeakO | 0 | 0 | 0 | 0 | 0 | 0
ST | 0 | 0 | 0 | 0 | 0 | 0
STOG | 0 | 0 | 0 | 0 | 0 | 0
STWD | 0 | 0 | 0 | 0 | 0 | 0
WT | 0 | 0 | 0 | 0 | 0 | 0
IGCC | 0 | 0 | 0 | 0 | 0 | 0
DemandResponse | 0 | 0 | 0 | 0 | 0 | 0
IGCC-CCS | 0 | 0 | 0 | 0 | 0 | 0
WT_off | 0 | 0 | 0 | 0 | 0 | 0
PseudoUnit | 0 | 0 | 0 | 0 | 0 | 0
FixedInterchange | 0 | 0 | 0 | 0 | 0 | 0
Emission Cost by Reporting Type: NYISO_A-F
ReportingType | 2015 | 2020 | 2025 | 2030 | 2035 | 2040
BM | 0 | 0 | 0 | 0 | 0 | 0
CC | 0 | 0 | 0 | 0 | 0 | 0
CSP | 0 | 0 | 0 | 0 | 0 | 0
CT | 0 | 0 | 0 | 0 | 0 | 0
Coal | 0 | 0 | 0 | 0 | 0 | 0
Geo | 0 | 0 | 0 | 0 | 0 | 0
H | 0 | 0 | 0 | 0 | 0 | 0
LFG | 0 | 0 | 0 | 0 | 0 | 0
Nuc | 0 | 0 | 0 | 0 | 0 | 0
PS | 0 | 0 | 0 | 0 | 0 | 0
PV | 0 | 0 | 0 | 0 | 0 | 0
PeakG | 0 | 0 | 0 | 0 | 0 | 0
PeakO | 0 | 0 | 0 | 0 | 0 | 0
ST | 0 | 0 | 0 | 0 | 0 | 0
STOG | 0 | 0 | 0 | 0 | 0 | 0
STWD | 0 | 0 | 0 | 0 | 0 | 0
WT | 0 | 0 | 0 | 0 | 0 | 0
IGCC | 0 | 0 | 0 | 0 | 0 | 0
DemandResponse | 0 | 0 | 0 | 0 | 0 | 0
IGCC-CCS | 0 | 0 | 0 | 0 | 0 | 0
WT_off | 0 | 0 | 0 | 0 | 0 | 0
PseudoUnit | 0 | 0 | 0 | 0 | 0 | 0
FixedInterchange | 0 | 0 | 0 | 0 | 0 | 0
Emission Cost by Reporting Type: NYISO_G-I
ReportingType | 2015 | 2020 | 2025 | 2030 | 2035 | 2040
BM | 0 | 0 | 0 | 0 | 0 | 0
CC | 0 | 0 | 0 | 0 | 0 | 0
CSP | 0 | 0 | 0 | 0 | 0 | 0
CT | 0 | 0 | 0 | 0 | 0 | 0
Coal | 0 | 0 | 0 | 0 | 0 | 0
Geo | 0 | 0 | 0 | 0 | 0 | 0
H | 0 | 0 | 0 | 0 | 0 | 0
LFG | 0 | 0 | 0 | 0 | 0 | 0
Nuc | 0 | 0 | 0 | 0 | 0 | 0
PS | 0 | 0 | 0 | 0 | 0 | 0
PV | 0 | 0 | 0 | 0 | 0 | 0
PeakG | 0 | 0 | 0 | 0 | 0 | 0
PeakO | 0 | 0 | 0 | 0 | 0 | 0
ST | 0 | 0 | 0 | 0 | 0 | 0
STOG | 0 | 0 | 0 | 0 | 0 | 0
STWD | 0 | 0 | 0 | 0 | 0 | 0
WT | 0 | 0 | 0 | 0 | 0 | 0
IGCC | 0 | 0 | 0 | 0 | 0 | 0
DemandResponse | 0 | 0 | 0 | 0 | 0 | 0
IGCC-CCS | 0 | 0 | 0 | 0 | 0 | 0
WT_off | 0 | 0 | 0 | 0 | 0 | 0
PseudoUnit | 0 | 0 | 0 | 0 | 0 | 0
FixedInterchange | 0 | 0 | 0 | 0 | 0 | 0
Emission Cost by Reporting Type: NYISO_J-K
ReportingType | 2015 | 2020 | 2025 | 2030 | 2035 | 2040
BM | 0 | 0 | 0 | 0 | 0 | 0
CC | 0 | 0 | 0 | 0 | 0 | 0
CSP | 0 | 0 | 0 | 0 | 0 | 0
CT | 0 | 0 | 0 | 0 | 0 | 0
Coal | 0 | 0 | 0 | 0 | 0 | 0
Geo | 0 | 0 | 0 | 0 | 0 | 0
H | 0 | 0 | 0 | 0 | 0 | 0
LFG | 0 | 0 | 0 | 0 | 0 | 0
Nuc | 0 | 0 | 0 | 0 | 0 | 0
PS | 0 | 0 | 0 | 0 | 0 | 0
PV | 0 | 0 | 0 | 0 | 0 | 0
PeakG | 0 | 0 | 0 | 0 | 0 | 0
PeakO | 0 | 0 | 0 | 0 | 0 | 0
ST | 0 | 0 | 0 | 0 | 0 | 0
STOG | 0 | 0 | 0 | 0 | 0 | 0
STWD | 0 | 0 | 0 | 0 | 0 | 0
WT | 0 | 0 | 0 | 0 | 0 | 0
IGCC | 0 | 0 | 0 | 0 | 0 | 0
DemandResponse | 0 | 0 | 0 | 0 | 0 | 0
IGCC-CCS | 0 | 0 | 0 | 0 | 0 | 0
WT_off | 0 | 0 | 0 | 0 | 0 | 0
PseudoUnit | 0 | 0 | 0 | 0 | 0 | 0
FixedInterchange | 0 | 0 | 0 | 0 | 0 | 0
Emission Cost by Reporting Type: PJM_E
ReportingType | 2015 | 2020 | 2025 | 2030 | 2035 | 2040
BM | 0 | 0 | 0 | 0 | 0 | 0
CC | 0 | 0 | 0 | 0 | 0 | 0
CSP | 0 | 0 | 0 | 0 | 0 | 0
CT | 0 | 0 | 0 | 0 | 0 | 0
Coal | 0 | 0 | 0 | 0 | 0 | 0
Geo | 0 | 0 | 0 | 0 | 0 | 0
H | 0 | 0 | 0 | 0 | 0 | 0
LFG | 0 | 0 | 0 | 0 | 0 | 0
Nuc | 0 | 0 | 0 | 0 | 0 | 0
PS | 0 | 0 | 0 | 0 | 0 | 0
PV | 0 | 0 | 0 | 0 | 0 | 0
PeakG | 0 | 0 | 0 | 0 | 0 | 0
PeakO | 0 | 0 | 0 | 0 | 0 | 0
ST | 0 | 0 | 0 | 0 | 0 | 0
STOG | 0 | 0 | 0 | 0 | 0 | 0
STWD | 0 | 0 | 0 | 0 | 0 | 0
WT | 0 | 0 | 0 | 0 | 0 | 0
IGCC | 0 | 0 | 0 | 0 | 0 | 0
DemandResponse | 0 | 0 | 0 | 0 | 0 | 0
IGCC-CCS | 0 | 0 | 0 | 0 | 0 | 0
WT_off | 0 | 0 | 0 | 0 | 0 | 0
PseudoUnit | 0 | 0 | 0 | 0 | 0 | 0
FixedInterchange | 0 | 0 | 0 | 0 | 0 | 0
Emission Cost by Reporting Type: PJM_ROM
ReportingType | 2015 | 2020 | 2025 | 2030 | 2035 | 2040
BM | 0 | 0 | 0 | 0 | 0 | 0
CC | 0 | 0 | 0 | 0 | 0 | 0
CSP | 0 | 0 | 0 | 0 | 0 | 0
CT | 0 | 0 | 0 | 0 | 0 | 0
Coal | 0 | 0 | 0 | 0 | 0 | 0
Geo | 0 | 0 | 0 | 0 | 0 | 0
H | 0 | 0 | 0 | 0 | 0 | 0
LFG | 0 | 0 | 0 | 0 | 0 | 0
Nuc | 0 | 0 | 0 | 0 | 0 | 0
PS | 0 | 0 | 0 | 0 | 0 | 0
PV | 0 | 0 | 0 | 0 | 0 | 0
PeakG | 0 | 0 | 0 | 0 | 0 | 0
PeakO | 0 | 0 | 0 | 0 | 0 | 0
ST | 0 | 0 | 0 | 0 | 0 | 0
STOG | 0 | 0 | 0 | 0 | 0 | 0
STWD | 0 | 0 | 0 | 0 | 0 | 0
WT | 0 | 0 | 0 | 0 | 0 | 0
IGCC | 0 | 0 | 0 | 0 | 0 | 0
DemandResponse | 0 | 0 | 0 | 0 | 0 | 0
IGCC-CCS | 0 | 0 | 0 | 0 | 0 | 0
WT_off | 0 | 0 | 0 | 0 | 0 | 0
PseudoUnit | 0 | 0 | 0 | 0 | 0 | 0
FixedInterchange | 0 | 0 | 0 | 0 | 0 | 0
Emission Cost by Reporting Type: PJM_ROR
ReportingType | 2015 | 2020 | 2025 | 2030 | 2035 | 2040
BM | 0 | 0 | 0 | 0 | 0 | 0
CC | 0 | 0 | 0 | 0 | 0 | 0
CSP | 0 | 0 | 0 | 0 | 0 | 0
CT | 0 | 0 | 0 | 0 | 0 | 0
Coal | 0 | 0 | 0 | 0 | 0 | 0
Geo | 0 | 0 | 0 | 0 | 0 | 0
H | 0 | 0 | 0 | 0 | 0 | 0
LFG | 0 | 0 | 0 | 0 | 0 | 0
Nuc | 0 | 0 | 0 | 0 | 0 | 0
PS | 0 | 0 | 0 | 0 | 0 | 0
PV | 0 | 0 | 0 | 0 | 0 | 0
PeakG | 0 | 0 | 0 | 0 | 0 | 0
PeakO | 0 | 0 | 0 | 0 | 0 | 0
ST | 0 | 0 | 0 | 0 | 0 | 0
STOG | 0 | 0 | 0 | 0 | 0 | 0
STWD | 0 | 0 | 0 | 0 | 0 | 0
WT | 0 | 0 | 0 | 0 | 0 | 0
IGCC | 0 | 0 | 0 | 0 | 0 | 0
DemandResponse | 0 | 0 | 0 | 0 | 0 | 0
IGCC-CCS | 0 | 0 | 0 | 0 | 0 | 0
WT_off | 0 | 0 | 0 | 0 | 0 | 0
PseudoUnit | 0 | 0 | 0 | 0 | 0 | 0
FixedInterchange | 0 | 0 | 0 | 0 | 0 | 0
Emission Cost by Reporting Type: SOCO
ReportingType | 2015 | 2020 | 2025 | 2030 | 2035 | 2040
BM | 0 | 0 | 0 | 0 | 0 | 0
CC | 0 | 0 | 0 | 0 | 0 | 0
CSP | 0 | 0 | 0 | 0 | 0 | 0
CT | 0 | 0 | 0 | 0 | 0 | 0
Coal | 0 | 0 | 0 | 0 | 0 | 0
Geo | 0 | 0 | 0 | 0 | 0 | 0
H | 0 | 0 | 0 | 0 | 0 | 0
LFG | 0 | 0 | 0 | 0 | 0 | 0
Nuc | 0 | 0 | 0 | 0 | 0 | 0
PS | 0 | 0 | 0 | 0 | 0 | 0
PV | 0 | 0 | 0 | 0 | 0 | 0
PeakG | 0 | 0 | 0 | 0 | 0 | 0
PeakO | 0 | 0 | 0 | 0 | 0 | 0
ST | 0 | 0 | 0 | 0 | 0 | 0
STOG | 0 | 0 | 0 | 0 | 0 | 0
STWD | 0 | 0 | 0 | 0 | 0 | 0
WT | 0 | 0 | 0 | 0 | 0 | 0
IGCC | 0 | 0 | 0 | 0 | 0 | 0
DemandResponse | 0 | 0 | 0 | 0 | 0 | 0
IGCC-CCS | 0 | 0 | 0 | 0 | 0 | 0
WT_off | 0 | 0 | 0 | 0 | 0 | 0
PseudoUnit | 0 | 0 | 0 | 0 | 0 | 0
FixedInterchange | 0 | 0 | 0 | 0 | 0 | 0
Emission Cost by Reporting Type: SPP_N
ReportingType | 2015 | 2020 | 2025 | 2030 | 2035 | 2040
BM | 0 | 0 | 0 | 0 | 0 | 0
CC | 0 | 0 | 0 | 0 | 0 | 0
CSP | 0 | 0 | 0 | 0 | 0 | 0
CT | 0 | 0 | 0 | 0 | 0 | 0
Coal | 0 | 0 | 0 | 0 | 0 | 0
Geo | 0 | 0 | 0 | 0 | 0 | 0
H | 0 | 0 | 0 | 0 | 0 | 0
LFG | 0 | 0 | 0 | 0 | 0 | 0
Nuc | 0 | 0 | 0 | 0 | 0 | 0
PS | 0 | 0 | 0 | 0 | 0 | 0
PV | 0 | 0 | 0 | 0 | 0 | 0
PeakG | 0 | 0 | 0 | 0 | 0 | 0
PeakO | 0 | 0 | 0 | 0 | 0 | 0
ST | 0 | 0 | 0 | 0 | 0 | 0
STOG | 0 | 0 | 0 | 0 | 0 | 0
STWD | 0 | 0 | 0 | 0 | 0 | 0
WT | 0 | 0 | 0 | 0 | 0 | 0
IGCC | 0 | 0 | 0 | 0 | 0 | 0
DemandResponse | 0 | 0 | 0 | 0 | 0 | 0
IGCC-CCS | 0 | 0 | 0 | 0 | 0 | 0
WT_off | 0 | 0 | 0 | 0 | 0 | 0
PseudoUnit | 0 | 0 | 0 | 0 | 0 | 0
FixedInterchange | 0 | 0 | 0 | 0 | 0 | 0
Emission Cost by Reporting Type: SPP_S
ReportingType | 2015 | 2020 | 2025 | 2030 | 2035 | 2040
BM | 0 | 0 | 0 | 0 | 0 | 0
CC | 0 | 0 | 0 | 0 | 0 | 0
CSP | 0 | 0 | 0 | 0 | 0 | 0
CT | 0 | 0 | 0 | 0 | 0 | 0
Coal | 0 | 0 | 0 | 0 | 0 | 0
Geo | 0 | 0 | 0 | 0 | 0 | 0
H | 0 | 0 | 0 | 0 | 0 | 0
LFG | 0 | 0 | 0 | 0 | 0 | 0
Nuc | 0 | 0 | 0 | 0 | 0 | 0
PS | 0 | 0 | 0 | 0 | 0 | 0
PV | 0 | 0 | 0 | 0 | 0 | 0
PeakG | 0 | 0 | 0 | 0 | 0 | 0
PeakO | 0 | 0 | 0 | 0 | 0 | 0
ST | 0 | 0 | 0 | 0 | 0 | 0
STOG | 0 | 0 | 0 | 0 | 0 | 0
STWD | 0 | 0 | 0 | 0 | 0 | 0
WT | 0 | 0 | 0 | 0 | 0 | 0
IGCC | 0 | 0 | 0 | 0 | 0 | 0
DemandResponse | 0 | 0 | 0 | 0 | 0 | 0
IGCC-CCS | 0 | 0 | 0 | 0 | 0 | 0
WT_off | 0 | 0 | 0 | 0 | 0 | 0
PseudoUnit | 0 | 0 | 0 | 0 | 0 | 0
FixedInterchange | 0 | 0 | 0 | 0 | 0 | 0
Emission Cost by Reporting Type: TVA
ReportingType | 2015 | 2020 | 2025 | 2030 | 2035 | 2040
BM | 0 | 0 | 0 | 0 | 0 | 0
CC | 0 | 0 | 0 | 0 | 0 | 0
CSP | 0 | 0 | 0 | 0 | 0 | 0
CT | 0 | 0 | 0 | 0 | 0 | 0
Coal | 0 | 0 | 0 | 0 | 0 | 0
Geo | 0 | 0 | 0 | 0 | 0 | 0
H | 0 | 0 | 0 | 0 | 0 | 0
LFG | 0 | 0 | 0 | 0 | 0 | 0
Nuc | 0 | 0 | 0 | 0 | 0 | 0
PS | 0 | 0 | 0 | 0 | 0 | 0
PV | 0 | 0 | 0 | 0 | 0 | 0
PeakG | 0 | 0 | 0 | 0 | 0 | 0
PeakO | 0 | 0 | 0 | 0 | 0 | 0
ST | 0 | 0 | 0 | 0 | 0 | 0
STOG | 0 | 0 | 0 | 0 | 0 | 0
STWD | 0 | 0 | 0 | 0 | 0 | 0
WT | 0 | 0 | 0 | 0 | 0 | 0
IGCC | 0 | 0 | 0 | 0 | 0 | 0
DemandResponse | 0 | 0 | 0 | 0 | 0 | 0
IGCC-CCS | 0 | 0 | 0 | 0 | 0 | 0
WT_off | 0 | 0 | 0 | 0 | 0 | 0
PseudoUnit | 0 | 0 | 0 | 0 | 0 | 0
FixedInterchange | 0 | 0 | 0 | 0 | 0 | 0
Emission Cost by Reporting Type: TVA_Transmission
ReportingType | 2015 | 2020 | 2025 | 2030 | 2035 | 2040
BM | 0 | 0 | 0 | 0 | 0 | 0
CC | 0 | 0 | 0 | 0 | 0 | 0
CSP | 0 | 0 | 0 | 0 | 0 | 0
CT | 0 | 0 | 0 | 0 | 0 | 0
Coal | 0 | 0 | 0 | 0 | 0 | 0
Geo | 0 | 0 | 0 | 0 | 0 | 0
H | 0 | 0 | 0 | 0 | 0 | 0
LFG | 0 | 0 | 0 | 0 | 0 | 0
Nuc | 0 | 0 | 0 | 0 | 0 | 0
PS | 0 | 0 | 0 | 0 | 0 | 0
PV | 0 | 0 | 0 | 0 | 0 | 0
PeakG | 0 | 0 | 0 | 0 | 0 | 0
PeakO | 0 | 0 | 0 | 0 | 0 | 0
ST | 0 | 0 | 0 | 0 | 0 | 0
STOG | 0 | 0 | 0 | 0 | 0 | 0
STWD | 0 | 0 | 0 | 0 | 0 | 0
WT | 0 | 0 | 0 | 0 | 0 | 0
IGCC | 0 | 0 | 0 | 0 | 0 | 0
DemandResponse | 0 | 0 | 0 | 0 | 0 | 0
IGCC-CCS | 0 | 0 | 0 | 0 | 0 | 0
WT_off | 0 | 0 | 0 | 0 | 0 | 0
PseudoUnit | 0 | 0 | 0 | 0 | 0 | 0
FixedInterchange | 0 | 0 | 0 | 0 | 0 | 0
Emission Cost by Reporting Type: VACAR
ReportingType | 2015 | 2020 | 2025 | 2030 | 2035 | 2040
BM | 0 | 0 | 0 | 0 | 0 | 0
CC | 0 | 0 | 0 | 0 | 0 | 0
CSP | 0 | 0 | 0 | 0 | 0 | 0
CT | 0 | 0 | 0 | 0 | 0 | 0
Coal | 0 | 0 | 0 | 0 | 0 | 0
Geo | 0 | 0 | 0 | 0 | 0 | 0
H | 0 | 0 | 0 | 0 | 0 | 0
LFG | 0 | 0 | 0 | 0 | 0 | 0
Nuc | 0 | 0 | 0 | 0 | 0 | 0
PS | 0 | 0 | 0 | 0 | 0 | 0
PV | 0 | 0 | 0 | 0 | 0 | 0
PeakG | 0 | 0 | 0 | 0 | 0 | 0
PeakO | 0 | 0 | 0 | 0 | 0 | 0
ST | 0 | 0 | 0 | 0 | 0 | 0
STOG | 0 | 0 | 0 | 0 | 0 | 0
STWD | 0 | 0 | 0 | 0 | 0 | 0
WT | 0 | 0 | 0 | 0 | 0 | 0
IGCC | 0 | 0 | 0 | 0 | 0 | 0
DemandResponse | 0 | 0 | 0 | 0 | 0 | 0
IGCC-CCS | 0 | 0 | 0 | 0 | 0 | 0
WT_off | 0 | 0 | 0 | 0 | 0 | 0
PseudoUnit | 0 | 0 | 0 | 0 | 0 | 0
FixedInterchange | 0 | 0 | 0 | 0 | 0 | 0
Emission Cost by Reporting Type: IESO
ReportingType | 2015 | 2020 | 2025 | 2030 | 2035 | 2040
BM | 0 | 0 | 0 | 0 | 0 | 0
CC | 0 | 0 | 0 | 0 | 0 | 0
CSP | 0 | 0 | 0 | 0 | 0 | 0
CT | 0 | 0 | 0 | 0 | 0 | 0
Coal | 0 | 0 | 0 | 0 | 0 | 0
Geo | 0 | 0 | 0 | 0 | 0 | 0
H | 0 | 0 | 0 | 0 | 0 | 0
LFG | 0 | 0 | 0 | 0 | 0 | 0
Nuc | 0 | 0 | 0 | 0 | 0 | 0
PS | 0 | 0 | 0 | 0 | 0 | 0
PV | 0 | 0 | 0 | 0 | 0 | 0
PeakG | 0 | 0 | 0 | 0 | 0 | 0
PeakO | 0 | 0 | 0 | 0 | 0 | 0
ST | 0 | 0 | 0 | 0 | 0 | 0
STOG | 0 | 0 | 0 | 0 | 0 | 0
STWD | 0 | 0 | 0 | 0 | 0 | 0
WT | 0 | 0 | 0 | 0 | 0 | 0
IGCC | 0 | 0 | 0 | 0 | 0 | 0
DemandResponse | 0 | 0 | 0 | 0 | 0 | 0
IGCC-CCS | 0 | 0 | 0 | 0 | 0 | 0
WT_off | 0 | 0 | 0 | 0 | 0 | 0
PseudoUnit | 0 | 0 | 0 | 0 | 0 | 0
FixedInterchange | 0 | 0 | 0 | 0 | 0 | 0
Emission Cost by Reporting Type: MAPP_CA
ReportingType | 2015 | 2020 | 2025 | 2030 | 2035 | 2040
BM | 0 | 0 | 0 | 0 | 0 | 0
CC | 0 | 0 | 0 | 0 | 0 | 0
CSP | 0 | 0 | 0 | 0 | 0 | 0
CT | 0 | 0 | 0 | 0 | 0 | 0
Coal | 0 | 0 | 0 | 0 | 0 | 0
Geo | 0 | 0 | 0 | 0 | 0 | 0
H | 0 | 0 | 0 | 0 | 0 | 0
LFG | 0 | 0 | 0 | 0 | 0 | 0
Nuc | 0 | 0 | 0 | 0 | 0 | 0
PS | 0 | 0 | 0 | 0 | 0 | 0
PV | 0 | 0 | 0 | 0 | 0 | 0
PeakG | 0 | 0 | 0 | 0 | 0 | 0
PeakO | 0 | 0 | 0 | 0 | 0 | 0
ST | 0 | 0 | 0 | 0 | 0 | 0
STOG | 0 | 0 | 0 | 0 | 0 | 0
STWD | 0 | 0 | 0 | 0 | 0 | 0
WT | 0 | 0 | 0 | 0 | 0 | 0
IGCC | 0 | 0 | 0 | 0 | 0 | 0
DemandResponse | 0 | 0 | 0 | 0 | 0 | 0
IGCC-CCS | 0 | 0 | 0 | 0 | 0 | 0
WT_off | 0 | 0 | 0 | 0 | 0 | 0
PseudoUnit | 0 | 0 | 0 | 0 | 0 | 0
FixedInterchange | 0 | 0 | 0 | 0 | 0 | 0
Emission Cost by Reporting Type: AZ_NM_SNV_Coal
ReportingType | 2015 | 2020 | 2025 | 2030 | 2035 | 2040
BM | 0 | 0 | 0 | 0 | 0 | 0
CC | 0 | 0 | 0 | 0 | 0 | 0
CSP | 0 | 0 | 0 | 0 | 0 | 0
CT | 0 | 0 | 0 | 0 | 0 | 0
Coal | 0 | 0 | 0 | 0 | 0 | 0
Geo | 0 | 0 | 0 | 0 | 0 | 0
H | 0 | 0 | 0 | 0 | 0 | 0
LFG | 0 | 0 | 0 | 0 | 0 | 0
Nuc | 0 | 0 | 0 | 0 | 0 | 0
PS | 0 | 0 | 0 | 0 | 0 | 0
PV | 0 | 0 | 0 | 0 | 0 | 0
PeakG | 0 | 0 | 0 | 0 | 0 | 0
PeakO | 0 | 0 | 0 | 0 | 0 | 0
ST | 0 | 0 | 0 | 0 | 0 | 0
STOG | 0 | 0 | 0 | 0 | 0 | 0
STWD | 0 | 0 | 0 | 0 | 0 | 0
WT | 0 | 0 | 0 | 0 | 0 | 0
IGCC | 0 | 0 | 0 | 0 | 0 | 0
DemandResponse | 0 | 0 | 0 | 0 | 0 | 0
IGCC-CCS | 0 | 0 | 0 | 0 | 0 | 0
WT_off | 0 | 0 | 0 | 0 | 0 | 0
PseudoUnit | 0 | 0 | 0 | 0 | 0 | 0
FixedInterchange | 0 | 0 | 0 | 0 | 0 | 0
Emission Cost by Reporting Type: AZ_NM_SNV_Gas
ReportingType | 2015 | 2020 | 2025 | 2030 | 2035 | 2040
BM | 0 | 0 | 0 | 0 | 0 | 0
CC | 0 | 0 | 0 | 0 | 0 | 0
CSP | 0 | 0 | 0 | 0 | 0 | 0
CT | 0 | 0 | 0 | 0 | 0 | 0
Coal | 0 | 0 | 0 | 0 | 0 | 0
Geo | 0 | 0 | 0 | 0 | 0 | 0
H | 0 | 0 | 0 | 0 | 0 | 0
LFG | 0 | 0 | 0 | 0 | 0 | 0
Nuc | 0 | 0 | 0 | 0 | 0 | 0
PS | 0 | 0 | 0 | 0 | 0 | 0
PV | 0 | 0 | 0 | 0 | 0 | 0
PeakG | 0 | 0 | 0 | 0 | 0 | 0
PeakO | 0 | 0 | 0 | 0 | 0 | 0
ST | 0 | 0 | 0 | 0 | 0 | 0
STOG | 0 | 0 | 0 | 0 | 0 | 0
STWD | 0 | 0 | 0 | 0 | 0 | 0
WT | 0 | 0 | 0 | 0 | 0 | 0
IGCC | 0 | 0 | 0 | 0 | 0 | 0
DemandResponse | 0 | 0 | 0 | 0 | 0 | 0
IGCC-CCS | 0 | 0 | 0 | 0 | 0 | 0
WT_off | 0 | 0 | 0 | 0 | 0 | 0
PseudoUnit | 0 | 0 | 0 | 0 | 0 | 0
FixedInterchange | 0 | 0 | 0 | 0 | 0 | 0
Emission Cost by Reporting Type: AZ_NM_SNV_NucRenew
ReportingType | 2015 | 2020 | 2025 | 2030 | 2035 | 2040
BM | 0 | 0 | 0 | 0 | 0 | 0
CC | 0 | 0 | 0 | 0 | 0 | 0
CSP | 0 | 0 | 0 | 0 | 0 | 0
CT | 0 | 0 | 0 | 0 | 0 | 0
Coal | 0 | 0 | 0 | 0 | 0 | 0
Geo | 0 | 0 | 0 | 0 | 0 | 0
H | 0 | 0 | 0 | 0 | 0 | 0
LFG | 0 | 0 | 0 | 0 | 0 | 0
Nuc | 0 | 0 | 0 | 0 | 0 | 0
PS | 0 | 0 | 0 | 0 | 0 | 0
PV | 0 | 0 | 0 | 0 | 0 | 0
PeakG | 0 | 0 | 0 | 0 | 0 | 0
PeakO | 0 | 0 | 0 | 0 | 0 | 0
ST | 0 | 0 | 0 | 0 | 0 | 0
STOG | 0 | 0 | 0 | 0 | 0 | 0
STWD | 0 | 0 | 0 | 0 | 0 | 0
WT | 0 | 0 | 0 | 0 | 0 | 0
IGCC | 0 | 0 | 0 | 0 | 0 | 0
DemandResponse | 0 | 0 | 0 | 0 | 0 | 0
IGCC-CCS | 0 | 0 | 0 | 0 | 0 | 0
WT_off | 0 | 0 | 0 | 0 | 0 | 0
PseudoUnit | 0 | 0 | 0 | 0 | 0 | 0
FixedInterchange | 0 | 0 | 0 | 0 | 0 | 0
Emission Cost by Reporting Type: ERCOT
ReportingType | 2015 | 2020 | 2025 | 2030 | 2035 | 2040
BM | 0 | 0 | 0 | 0 | 0 | 0
CC | 0 | 0 | 0 | 0 | 0 | 0
CSP | 0 | 0 | 0 | 0 | 0 | 0
CT | 0 | 0 | 0 | 0 | 0 | 0
Coal | 0 | 0 | 0 | 0 | 0 | 0
Geo | 0 | 0 | 0 | 0 | 0 | 0
H | 0 | 0 | 0 | 0 | 0 | 0
LFG | 0 | 0 | 0 | 0 | 0 | 0
Nuc | 0 | 0 | 0 | 0 | 0 | 0
PS | 0 | 0 | 0 | 0 | 0 | 0
PV | 0 | 0 | 0 | 0 | 0 | 0
PeakG | 0 | 0 | 0 | 0 | 0 | 0
PeakO | 0 | 0 | 0 | 0 | 0 | 0
ST | 0 | 0 | 0 | 0 | 0 | 0
STOG | 0 | 0 | 0 | 0 | 0 | 0
STWD | 0 | 0 | 0 | 0 | 0 | 0
WT | 0 | 0 | 0 | 0 | 0 | 0
IGCC | 0 | 0 | 0 | 0 | 0 | 0
DemandResponse | 0 | 0 | 0 | 0 | 0 | 0
IGCC-CCS | 0 | 0 | 0 | 0 | 0 | 0
WT_off | 0 | 0 | 0 | 0 | 0 | 0
PseudoUnit | 0 | 0 | 0 | 0 | 0 | 0
FixedInterchange | 0 | 0 | 0 | 0 | 0 | 0
Emission Cost by Reporting Type: NP15
ReportingType | 2015 | 2020 | 2025 | 2030 | 2035 | 2040
BM | 0 | 0 | 0 | 0 | 0 | 0
CC | 0 | 0 | 0 | 0 | 0 | 0
CSP | 0 | 0 | 0 | 0 | 0 | 0
CT | 0 | 0 | 0 | 0 | 0 | 0
Coal | 0 | 0 | 0 | 0 | 0 | 0
Geo | 0 | 0 | 0 | 0 | 0 | 0
H | 0 | 0 | 0 | 0 | 0 | 0
LFG | 0 | 0 | 0 | 0 | 0 | 0
Nuc | 0 | 0 | 0 | 0 | 0 | 0
PS | 0 | 0 | 0 | 0 | 0 | 0
PV | 0 | 0 | 0 | 0 | 0 | 0
PeakG | 0 | 0 | 0 | 0 | 0 | 0
PeakO | 0 | 0 | 0 | 0 | 0 | 0
ST | 0 | 0 | 0 | 0 | 0 | 0
STOG | 0 | 0 | 0 | 0 | 0 | 0
STWD | 0 | 0 | 0 | 0 | 0 | 0
WT | 0 | 0 | 0 | 0 | 0 | 0
IGCC | 0 | 0 | 0 | 0 | 0 | 0
DemandResponse | 0 | 0 | 0 | 0 | 0 | 0
IGCC-CCS | 0 | 0 | 0 | 0 | 0 | 0
WT_off | 0 | 0 | 0 | 0 | 0 | 0
PseudoUnit | 0 | 0 | 0 | 0 | 0 | 0
FixedInterchange | 0 | 0 | 0 | 0 | 0 | 0
Emission Cost by Reporting Type: NWPP_Coal
ReportingType | 2015 | 2020 | 2025 | 2030 | 2035 | 2040
BM | 0 | 0 | 0 | 0 | 0 | 0
CC | 0 | 0 | 0 | 0 | 0 | 0
CSP | 0 | 0 | 0 | 0 | 0 | 0
CT | 0 | 0 | 0 | 0 | 0 | 0
Coal | 0 | 0 | 0 | 0 | 0 | 0
Geo | 0 | 0 | 0 | 0 | 0 | 0
H | 0 | 0 | 0 | 0 | 0 | 0
LFG | 0 | 0 | 0 | 0 | 0 | 0
Nuc | 0 | 0 | 0 | 0 | 0 | 0
PS | 0 | 0 | 0 | 0 | 0 | 0
PV | 0 | 0 | 0 | 0 | 0 | 0
PeakG | 0 | 0 | 0 | 0 | 0 | 0
PeakO | 0 | 0 | 0 | 0 | 0 | 0
ST | 0 | 0 | 0 | 0 | 0 | 0
STOG | 0 | 0 | 0 | 0 | 0 | 0
STWD | 0 | 0 | 0 | 0 | 0 | 0
WT | 0 | 0 | 0 | 0 | 0 | 0
IGCC | 0 | 0 | 0 | 0 | 0 | 0
DemandResponse | 0 | 0 | 0 | 0 | 0 | 0
IGCC-CCS | 0 | 0 | 0 | 0 | 0 | 0
WT_off | 0 | 0 | 0 | 0 | 0 | 0
PseudoUnit | 0 | 0 | 0 | 0 | 0 | 0
FixedInterchange | 0 | 0 | 0 | 0 | 0 | 0
Emission Cost by Reporting Type: NWPP_Gas
ReportingType | 2015 | 2020 | 2025 | 2030 | 2035 | 2040
BM | 0 | 0 | 0 | 0 | 0 | 0
CC | 0 | 0 | 0 | 0 | 0 | 0
CSP | 0 | 0 | 0 | 0 | 0 | 0
CT | 0 | 0 | 0 | 0 | 0 | 0
Coal | 0 | 0 | 0 | 0 | 0 | 0
Geo | 0 | 0 | 0 | 0 | 0 | 0
H | 0 | 0 | 0 | 0 | 0 | 0
LFG | 0 | 0 | 0 | 0 | 0 | 0
Nuc | 0 | 0 | 0 | 0 | 0 | 0
PS | 0 | 0 | 0 | 0 | 0 | 0
PV | 0 | 0 | 0 | 0 | 0 | 0
PeakG | 0 | 0 | 0 | 0 | 0 | 0
PeakO | 0 | 0 | 0 | 0 | 0 | 0
ST | 0 | 0 | 0 | 0 | 0 | 0
STOG | 0 | 0 | 0 | 0 | 0 | 0
STWD | 0 | 0 | 0 | 0 | 0 | 0
WT | 0 | 0 | 0 | 0 | 0 | 0
IGCC | 0 | 0 | 0 | 0 | 0 | 0
DemandResponse | 0 | 0 | 0 | 0 | 0 | 0
IGCC-CCS | 0 | 0 | 0 | 0 | 0 | 0
WT_off | 0 | 0 | 0 | 0 | 0 | 0
PseudoUnit | 0 | 0 | 0 | 0 | 0 | 0
FixedInterchange | 0 | 0 | 0 | 0 | 0 | 0
Emission Cost by Reporting Type: NWPP_NucRenew
ReportingType | 2015 | 2020 | 2025 | 2030 | 2035 | 2040
BM | 0 | 0 | 0 | 0 | 0 | 0
CC | 0 | 0 | 0 | 0 | 0 | 0
CSP | 0 | 0 | 0 | 0 | 0 | 0
CT | 0 | 0 | 0 | 0 | 0 | 0
Coal | 0 | 0 | 0 | 0 | 0 | 0
Geo | 0 | 0 | 0 | 0 | 0 | 0
H | 0 | 0 | 0 | 0 | 0 | 0
LFG | 0 | 0 | 0 | 0 | 0 | 0
Nuc | 0 | 0 | 0 | 0 | 0 | 0
PS | 0 | 0 | 0 | 0 | 0 | 0
PV | 0 | 0 | 0 | 0 | 0 | 0
PeakG | 0 | 0 | 0 | 0 | 0 | 0
PeakO | 0 | 0 | 0 | 0 | 0 | 0
ST | 0 | 0 | 0 | 0 | 0 | 0
STOG | 0 | 0 | 0 | 0 | 0 | 0
STWD | 0 | 0 | 0 | 0 | 0 | 0
WT | 0 | 0 | 0 | 0 | 0 | 0
IGCC | 0 | 0 | 0 | 0 | 0 | 0
DemandResponse | 0 | 0 | 0 | 0 | 0 | 0
IGCC-CCS | 0 | 0 | 0 | 0 | 0 | 0
WT_off | 0 | 0 | 0 | 0 | 0 | 0
PseudoUnit | 0 | 0 | 0 | 0 | 0 | 0
FixedInterchange | 0 | 0 | 0 | 0 | 0 | 0
Emission Cost by Reporting Type: RMPA
ReportingType | 2015 | 2020 | 2025 | 2030 | 2035 | 2040
BM | 0 | 0 | 0 | 0 | 0 | 0
CC | 0 | 0 | 0 | 0 | 0 | 0
CSP | 0 | 0 | 0 | 0 | 0 | 0
CT | 0 | 0 | 0 | 0 | 0 | 0
Coal | 0 | 0 | 0 | 0 | 0 | 0
Geo | 0 | 0 | 0 | 0 | 0 | 0
H | 0 | 0 | 0 | 0 | 0 | 0
LFG | 0 | 0 | 0 | 0 | 0 | 0
Nuc | 0 | 0 | 0 | 0 | 0 | 0
PS | 0 | 0 | 0 | 0 | 0 | 0
PV | 0 | 0 | 0 | 0 | 0 | 0
PeakG | 0 | 0 | 0 | 0 | 0 | 0
PeakO | 0 | 0 | 0 | 0 | 0 | 0
ST | 0 | 0 | 0 | 0 | 0 | 0
STOG | 0 | 0 | 0 | 0 | 0 | 0
STWD | 0 | 0 | 0 | 0 | 0 | 0
WT | 0 | 0 | 0 | 0 | 0 | 0
IGCC | 0 | 0 | 0 | 0 | 0 | 0
DemandResponse | 0 | 0 | 0 | 0 | 0 | 0
IGCC-CCS | 0 | 0 | 0 | 0 | 0 | 0
WT_off | 0 | 0 | 0 | 0 | 0 | 0
PseudoUnit | 0 | 0 | 0 | 0 | 0 | 0
FixedInterchange | 0 | 0 | 0 | 0 | 0 | 0
Emission Cost by Reporting Type: SP15
ReportingType | 2015 | 2020 | 2025 | 2030 | 2035 | 2040
BM | 0 | 0 | 0 | 0 | 0 | 0
CC | 0 | 0 | 0 | 0 | 0 | 0
CSP | 0 | 0 | 0 | 0 | 0 | 0
CT | 0 | 0 | 0 | 0 | 0 | 0
Coal | 0 | 0 | 0 | 0 | 0 | 0
Geo | 0 | 0 | 0 | 0 | 0 | 0
H | 0 | 0 | 0 | 0 | 0 | 0
LFG | 0 | 0 | 0 | 0 | 0 | 0
Nuc | 0 | 0 | 0 | 0 | 0 | 0
PS | 0 | 0 | 0 | 0 | 0 | 0
PV | 0 | 0 | 0 | 0 | 0 | 0
PeakG | 0 | 0 | 0 | 0 | 0 | 0
PeakO | 0 | 0 | 0 | 0 | 0 | 0
ST | 0 | 0 | 0 | 0 | 0 | 0
STOG | 0 | 0 | 0 | 0 | 0 | 0
STWD | 0 | 0 | 0 | 0 | 0 | 0
WT | 0 | 0 | 0 | 0 | 0 | 0
IGCC | 0 | 0 | 0 | 0 | 0 | 0
DemandResponse | 0 | 0 | 0 | 0 | 0 | 0
IGCC-CCS | 0 | 0 | 0 | 0 | 0 | 0
WT_off | 0 | 0 | 0 | 0 | 0 | 0
PseudoUnit | 0 | 0 | 0 | 0 | 0 | 0
FixedInterchange | 0 | 0 | 0 | 0 | 0 | 0
Emission Cost by Reporting Type: ALB
ReportingType | 2015 | 2020 | 2025 | 2030 | 2035 | 2040
BM | 0 | 0 | 0 | 0 | 0 | 0
CC | 0 | 0 | 0 | 0 | 0 | 0
CSP | 0 | 0 | 0 | 0 | 0 | 0
CT | 0 | 0 | 0 | 0 | 0 | 0
Coal | 0 | 0 | 0 | 0 | 0 | 0
Geo | 0 | 0 | 0 | 0 | 0 | 0
H | 0 | 0 | 0 | 0 | 0 | 0
LFG | 0 | 0 | 0 | 0 | 0 | 0
Nuc | 0 | 0 | 0 | 0 | 0 | 0
PS | 0 | 0 | 0 | 0 | 0 | 0
PV | 0 | 0 | 0 | 0 | 0 | 0
PeakG | 0 | 0 | 0 | 0 | 0 | 0
PeakO | 0 | 0 | 0 | 0 | 0 | 0
ST | 0 | 0 | 0 | 0 | 0 | 0
STOG | 0 | 0 | 0 | 0 | 0 | 0
STWD | 0 | 0 | 0 | 0 | 0 | 0
WT | 0 | 0 | 0 | 0 | 0 | 0
IGCC | 0 | 0 | 0 | 0 | 0 | 0
DemandResponse | 0 | 0 | 0 | 0 | 0 | 0
IGCC-CCS | 0 | 0 | 0 | 0 | 0 | 0
WT_off | 0 | 0 | 0 | 0 | 0 | 0
PseudoUnit | 0 | 0 | 0 | 0 | 0 | 0
FixedInterchange | 0 | 0 | 0 | 0 | 0 | 0
Emission Cost by Reporting Type: BC
ReportingType | 2015 | 2020 | 2025 | 2030 | 2035 | 2040
BM | 0 | 0 | 0 | 0 | 0 | 0
CC | 0 | 0 | 0 | 0 | 0 | 0
CSP | 0 | 0 | 0 | 0 | 0 | 0
CT | 0 | 0 | 0 | 0 | 0 | 0
Coal | 0 | 0 | 0 | 0 | 0 | 0
Geo | 0 | 0 | 0 | 0 | 0 | 0
H | 0 | 0 | 0 | 0 | 0 | 0
LFG | 0 | 0 | 0 | 0 | 0 | 0
Nuc | 0 | 0 | 0 | 0 | 0 | 0
PS | 0 | 0 | 0 | 0 | 0 | 0
PV | 0 | 0 | 0 | 0 | 0 | 0
PeakG | 0 | 0 | 0 | 0 | 0 | 0
PeakO | 0 | 0 | 0 | 0 | 0 | 0
ST | 0 | 0 | 0 | 0 | 0 | 0
STOG | 0 | 0 | 0 | 0 | 0 | 0
STWD | 0 | 0 | 0 | 0 | 0 | 0
WT | 0 | 0 | 0 | 0 | 0 | 0
IGCC | 0 | 0 | 0 | 0 | 0 | 0
DemandResponse | 0 | 0 | 0 | 0 | 0 | 0
IGCC-CCS | 0 | 0 | 0 | 0 | 0 | 0
WT_off | 0 | 0 | 0 | 0 | 0 | 0
PseudoUnit | 0 | 0 | 0 | 0 | 0 | 0
FixedInterchange | 0 | 0 | 0 | 0 | 0 | 0
Emission Cost by Reporting Type: HQ_IESO
ReportingType | 2015 | 2020 | 2025 | 2030 | 2035 | 2040
BM | 0 | 0 | 0 | 0 | 0 | 0
CC | 0 | 0 | 0 | 0 | 0 | 0
CSP | 0 | 0 | 0 | 0 | 0 | 0
CT | 0 | 0 | 0 | 0 | 0 | 0
Coal | 0 | 0 | 0 | 0 | 0 | 0
Geo | 0 | 0 | 0 | 0 | 0 | 0
H | 0 | 0 | 0 | 0 | 0 | 0
LFG | 0 | 0 | 0 | 0 | 0 | 0
Nuc | 0 | 0 | 0 | 0 | 0 | 0
PS | 0 | 0 | 0 | 0 | 0 | 0
PV | 0 | 0 | 0 | 0 | 0 | 0
PeakG | 0 | 0 | 0 | 0 | 0 | 0
PeakO | 0 | 0 | 0 | 0 | 0 | 0
ST | 0 | 0 | 0 | 0 | 0 | 0
STOG | 0 | 0 | 0 | 0 | 0 | 0
STWD | 0 | 0 | 0 | 0 | 0 | 0
WT | 0 | 0 | 0 | 0 | 0 | 0
IGCC | 0 | 0 | 0 | 0 | 0 | 0
DemandResponse | 0 | 0 | 0 | 0 | 0 | 0
IGCC-CCS | 0 | 0 | 0 | 0 | 0 | 0
WT_off | 0 | 0 | 0 | 0 | 0 | 0
PseudoUnit | 0 | 0 | 0 | 0 | 0 | 0
FixedInterchange | 0 | 0 | 0 | 0 | 0 | 0
Emission Cost by Reporting Type: HQ_NEISO
ReportingType | 2015 | 2020 | 2025 | 2030 | 2035 | 2040
BM | 0 | 0 | 0 | 0 | 0 | 0
CC | 0 | 0 | 0 | 0 | 0 | 0
CSP | 0 | 0 | 0 | 0 | 0 | 0
CT | 0 | 0 | 0 | 0 | 0 | 0
Coal | 0 | 0 | 0 | 0 | 0 | 0
Geo | 0 | 0 | 0 | 0 | 0 | 0
H | 0 | 0 | 0 | 0 | 0 | 0
LFG | 0 | 0 | 0 | 0 | 0 | 0
Nuc | 0 | 0 | 0 | 0 | 0 | 0
PS | 0 | 0 | 0 | 0 | 0 | 0
PV | 0 | 0 | 0 | 0 | 0 | 0
PeakG | 0 | 0 | 0 | 0 | 0 | 0
PeakO | 0 | 0 | 0 | 0 | 0 | 0
ST | 0 | 0 | 0 | 0 | 0 | 0
STOG | 0 | 0 | 0 | 0 | 0 | 0
STWD | 0 | 0 | 0 | 0 | 0 | 0
WT | 0 | 0 | 0 | 0 | 0 | 0
IGCC | 0 | 0 | 0 | 0 | 0 | 0
DemandResponse | 0 | 0 | 0 | 0 | 0 | 0
IGCC-CCS | 0 | 0 | 0 | 0 | 0 | 0
WT_off | 0 | 0 | 0 | 0 | 0 | 0
PseudoUnit | 0 | 0 | 0 | 0 | 0 | 0
FixedInterchange | 0 | 0 | 0 | 0 | 0 | 0
Emission Cost by Reporting Type: HQ_NY
ReportingType | 2015 | 2020 | 2025 | 2030 | 2035 | 2040
BM | 0 | 0 | 0 | 0 | 0 | 0
CC | 0 | 0 | 0 | 0 | 0 | 0
CSP | 0 | 0 | 0 | 0 | 0 | 0
CT | 0 | 0 | 0 | 0 | 0 | 0
Coal | 0 | 0 | 0 | 0 | 0 | 0
Geo | 0 | 0 | 0 | 0 | 0 | 0
H | 0 | 0 | 0 | 0 | 0 | 0
LFG | 0 | 0 | 0 | 0 | 0 | 0
Nuc | 0 | 0 | 0 | 0 | 0 | 0
PS | 0 | 0 | 0 | 0 | 0 | 0
PV | 0 | 0 | 0 | 0 | 0 | 0
PeakG | 0 | 0 | 0 | 0 | 0 | 0
PeakO | 0 | 0 | 0 | 0 | 0 | 0
ST | 0 | 0 | 0 | 0 | 0 | 0
STOG | 0 | 0 | 0 | 0 | 0 | 0
STWD | 0 | 0 | 0 | 0 | 0 | 0
WT | 0 | 0 | 0 | 0 | 0 | 0
IGCC | 0 | 0 | 0 | 0 | 0 | 0
DemandResponse | 0 | 0 | 0 | 0 | 0 | 0
IGCC-CCS | 0 | 0 | 0 | 0 | 0 | 0
WT_off | 0 | 0 | 0 | 0 | 0 | 0
PseudoUnit | 0 | 0 | 0 | 0 | 0 | 0
FixedInterchange | 0 | 0 | 0 | 0 | 0 | 0
Emission Cost by Reporting Type: MARITIMES
ReportingType | 2015 | 2020 | 2025 | 2030 | 2035 | 2040
BM | 0 | 0 | 0 | 0 | 0 | 0
CC | 0 | 0 | 0 | 0 | 0 | 0
CSP | 0 | 0 | 0 | 0 | 0 | 0
CT | 0 | 0 | 0 | 0 | 0 | 0
Coal | 0 | 0 | 0 | 0 | 0 | 0
Geo | 0 | 0 | 0 | 0 | 0 | 0
H | 0 | 0 | 0 | 0 | 0 | 0
LFG | 0 | 0 | 0 | 0 | 0 | 0
Nuc | 0 | 0 | 0 | 0 | 0 | 0
PS | 0 | 0 | 0 | 0 | 0 | 0
PV | 0 | 0 | 0 | 0 | 0 | 0
PeakG | 0 | 0 | 0 | 0 | 0 | 0
PeakO | 0 | 0 | 0 | 0 | 0 | 0
ST | 0 | 0 | 0 | 0 | 0 | 0
STOG | 0 | 0 | 0 | 0 | 0 | 0
STWD | 0 | 0 | 0 | 0 | 0 | 0
WT | 0 | 0 | 0 | 0 | 0 | 0
IGCC | 0 | 0 | 0 | 0 | 0 | 0
DemandResponse | 0 | 0 | 0 | 0 | 0 | 0
IGCC-CCS | 0 | 0 | 0 | 0 | 0 | 0
WT_off | 0 | 0 | 0 | 0 | 0 | 0
PseudoUnit | 0 | 0 | 0 | 0 | 0 | 0
FixedInterchange | 0 | 0 | 0 | 0 | 0 | 0
Emission Cost by Reporting Type: All
ReportingType | 2015 | 2020 | 2025 | 2030 | 2035 | 2040
BM | 0 | 0 | 0 | 0 | 0 | 0
CC | 0 | 0 | 0 | 0 | 0 | 0
CSP | 0 | 0 | 0 | 0 | 0 | 0
CT | 0 | 0 | 0 | 0 | 0 | 0
Coal | 0 | 0 | 0 | 0 | 0 | 0
Geo | 0 | 0 | 0 | 0 | 0 | 0
H | 0 | 0 | 0 | 0 | 0 | 0
LFG | 0 | 0 | 0 | 0 | 0 | 0
Nuc | 0 | 0 | 0 | 0 | 0 | 0
PS | 0 | 0 | 0 | 0 | 0 | 0
PV | 0 | 0 | 0 | 0 | 0 | 0
PeakG | 0 | 0 | 0 | 0 | 0 | 0
PeakO | 0 | 0 | 0 | 0 | 0 | 0
ST | 0 | 0 | 0 | 0 | 0 | 0
STOG | 0 | 0 | 0 | 0 | 0 | 0
STWD | 0 | 0 | 0 | 0 | 0 | 0
WT | 0 | 0 | 0 | 0 | 0 | 0
IGCC | 0 | 0 | 0 | 0 | 0 | 0
DemandResponse | 0 | 0 | 0 | 0 | 0 | 0
IGCC-CCS | 0 | 0 | 0 | 0 | 0 | 0
WT_off | 0 | 0 | 0 | 0 | 0 | 0
PseudoUnit | 0 | 0 | 0 | 0 | 0 | 0
FixedInterchange | 0 | 0 | 0 | 0 | 0 | 0
Emission Cost by Reporting Type: EI_US
ReportingType | 2015 | 2020 | 2025 | 2030 | 2035 | 2040
BM | 0 | 0 | 0 | 0 | 0 | 0
CC | 0 | 0 | 0 | 0 | 0 | 0
CSP | 0 | 0 | 0 | 0 | 0 | 0
CT | 0 | 0 | 0 | 0 | 0 | 0
Coal | 0 | 0 | 0 | 0 | 0 | 0
Geo | 0 | 0 | 0 | 0 | 0 | 0
H | 0 | 0 | 0 | 0 | 0 | 0
LFG | 0 | 0 | 0 | 0 | 0 | 0
Nuc | 0 | 0 | 0 | 0 | 0 | 0
PS | 0 | 0 | 0 | 0 | 0 | 0
PV | 0 | 0 | 0 | 0 | 0 | 0
PeakG | 0 | 0 | 0 | 0 | 0 | 0
PeakO | 0 | 0 | 0 | 0 | 0 | 0
ST | 0 | 0 | 0 | 0 | 0 | 0
STOG | 0 | 0 | 0 | 0 | 0 | 0
STWD | 0 | 0 | 0 | 0 | 0 | 0
WT | 0 | 0 | 0 | 0 | 0 | 0
IGCC | 0 | 0 | 0 | 0 | 0 | 0
DemandResponse | 0 | 0 | 0 | 0 | 0 | 0
IGCC-CCS | 0 | 0 | 0 | 0 | 0 | 0
WT_off | 0 | 0 | 0 | 0 | 0 | 0
PseudoUnit | 0 | 0 | 0 | 0 | 0 | 0
FixedInterchange | 0 | 0 | 0 | 0 | 0 | 0
Emission Cost by Reporting Type: EI_Canada
ReportingType | 2015 | 2020 | 2025 | 2030 | 2035 | 2040
BM | 0 | 0 | 0 | 0 | 0 | 0
CC | 0 | 0 | 0 | 0 | 0 | 0
CSP | 0 | 0 | 0 | 0 | 0 | 0
CT | 0 | 0 | 0 | 0 | 0 | 0
Coal | 0 | 0 | 0 | 0 | 0 | 0
Geo | 0 | 0 | 0 | 0 | 0 | 0
H | 0 | 0 | 0 | 0 | 0 | 0
LFG | 0 | 0 | 0 | 0 | 0 | 0
Nuc | 0 | 0 | 0 | 0 | 0 | 0
PS | 0 | 0 | 0 | 0 | 0 | 0
PV | 0 | 0 | 0 | 0 | 0 | 0
PeakG | 0 | 0 | 0 | 0 | 0 | 0
PeakO | 0 | 0 | 0 | 0 | 0 | 0
ST | 0 | 0 | 0 | 0 | 0 | 0
STOG | 0 | 0 | 0 | 0 | 0 | 0
STWD | 0 | 0 | 0 | 0 | 0 | 0
WT | 0 | 0 | 0 | 0 | 0 | 0
IGCC | 0 | 0 | 0 | 0 | 0 | 0
DemandResponse | 0 | 0 | 0 | 0 | 0 | 0
IGCC-CCS | 0 | 0 | 0 | 0 | 0 | 0
WT_off | 0 | 0 | 0 | 0 | 0 | 0
PseudoUnit | 0 | 0 | 0 | 0 | 0 | 0
FixedInterchange | 0 | 0 | 0 | 0 | 0 | 0
Emission Cost by Reporting Type: EI
ReportingType | 2015 | 2020 | 2025 | 2030 | 2035 | 2040
BM | 0 | 0 | 0 | 0 | 0 | 0
CC | 0 | 0 | 0 | 0 | 0 | 0
CSP | 0 | 0 | 0 | 0 | 0 | 0
CT | 0 | 0 | 0 | 0 | 0 | 0
Coal | 0 | 0 | 0 | 0 | 0 | 0
Geo | 0 | 0 | 0 | 0 | 0 | 0
H | 0 | 0 | 0 | 0 | 0 | 0
LFG | 0 | 0 | 0 | 0 | 0 | 0
Nuc | 0 | 0 | 0 | 0 | 0 | 0
PS | 0 | 0 | 0 | 0 | 0 | 0
PV | 0 | 0 | 0 | 0 | 0 | 0
PeakG | 0 | 0 | 0 | 0 | 0 | 0
PeakO | 0 | 0 | 0 | 0 | 0 | 0
ST | 0 | 0 | 0 | 0 | 0 | 0
STOG | 0 | 0 | 0 | 0 | 0 | 0
STWD | 0 | 0 | 0 | 0 | 0 | 0
WT | 0 | 0 | 0 | 0 | 0 | 0
IGCC | 0 | 0 | 0 | 0 | 0 | 0
DemandResponse | 0 | 0 | 0 | 0 | 0 | 0
IGCC-CCS | 0 | 0 | 0 | 0 | 0 | 0
WT_off | 0 | 0 | 0 | 0 | 0 | 0
PseudoUnit | 0 | 0 | 0 | 0 | 0 | 0
FixedInterchange | 0 | 0 | 0 | 0 | 0 | 0
Emission Cost by Reporting Type: Outside_EI
ReportingType | 2015 | 2020 | 2025 | 2030 | 2035 | 2040
BM | 0 | 0 | 0 | 0 | 0 | 0
CC | 0 | 0 | 0 | 0 | 0 | 0
CSP | 0 | 0 | 0 | 0 | 0 | 0
CT | 0 | 0 | 0 | 0 | 0 | 0
Coal | 0 | 0 | 0 | 0 | 0 | 0
Geo | 0 | 0 | 0 | 0 | 0 | 0
H | 0 | 0 | 0 | 0 | 0 | 0
LFG | 0 | 0 | 0 | 0 | 0 | 0
Nuc | 0 | 0 | 0 | 0 | 0 | 0
PS | 0 | 0 | 0 | 0 | 0 | 0
PV | 0 | 0 | 0 | 0 | 0 | 0
PeakG | 0 | 0 | 0 | 0 | 0 | 0
PeakO | 0 | 0 | 0 | 0 | 0 | 0
ST | 0 | 0 | 0 | 0 | 0 | 0
STOG | 0 | 0 | 0 | 0 | 0 | 0
STWD | 0 | 0 | 0 | 0 | 0 | 0
WT | 0 | 0 | 0 | 0 | 0 | 0
IGCC | 0 | 0 | 0 | 0 | 0 | 0
DemandResponse | 0 | 0 | 0 | 0 | 0 | 0
IGCC-CCS | 0 | 0 | 0 | 0 | 0 | 0
WT_off | 0 | 0 | 0 | 0 | 0 | 0
PseudoUnit | 0 | 0 | 0 | 0 | 0 | 0
FixedInterchange | 0 | 0 | 0 | 0 | 0 | 0
==== Emission Program: CAIRNOxAnnual : (NOx) ====
Emission Cost by Reporting Type: Entergy
ReportingType | 2015 | 2020 | 2025 | 2030 | 2035 | 2040
BM | 0 | 0 | 0 | 0 | 0 | 0
CC | 0 | 0 | 0 | 0 | 0 | 0
CSP | 0 | 0 | 0 | 0 | 0 | 0
CT | 0 | 0 | 0 | 0 | 0 | 0
Coal | 0 | 0 | 0 | 0 | 0 | 0
Geo | 0 | 0 | 0 | 0 | 0 | 0
H | 0 | 0 | 0 | 0 | 0 | 0
LFG | 0 | 0 | 0 | 0 | 0 | 0
Nuc | 0 | 0 | 0 | 0 | 0 | 0
PS | 0 | 0 | 0 | 0 | 0 | 0
PV | 0 | 0 | 0 | 0 | 0 | 0
PeakG | 0 | 0 | 0 | 0 | 0 | 0
PeakO | 0 | 0 | 0 | 0 | 0 | 0
ST | 0 | 0 | 0 | 0 | 0 | 0
STOG | 0 | 0 | 0 | 0 | 0 | 0
STWD | 0 | 0 | 0 | 0 | 0 | 0
WT | 0 | 0 | 0 | 0 | 0 | 0
IGCC | 0 | 0 | 0 | 0 | 0 | 0
DemandResponse | 0 | 0 | 0 | 0 | 0 | 0
IGCC-CCS | 0 | 0 | 0 | 0 | 0 | 0
WT_off | 0 | 0 | 0 | 0 | 0 | 0
PseudoUnit | 0 | 0 | 0 | 0 | 0 | 0
FixedInterchange | 0 | 0 | 0 | 0 | 0 | 0
Emission Cost by Reporting Type: FRCC
ReportingType | 2015 | 2020 | 2025 | 2030 | 2035 | 2040
BM | 0 | 0 | 0 | 0 | 0 | 0
CC | 0 | 0 | 0 | 0 | 0 | 0
CSP | 0 | 0 | 0 | 0 | 0 | 0
CT | 0 | 0 | 0 | 0 | 0 | 0
Coal | 0 | 0 | 0 | 0 | 0 | 0
Geo | 0 | 0 | 0 | 0 | 0 | 0
H | 0 | 0 | 0 | 0 | 0 | 0
LFG | 0 | 0 | 0 | 0 | 0 | 0
Nuc | 0 | 0 | 0 | 0 | 0 | 0
PS | 0 | 0 | 0 | 0 | 0 | 0
PV | 0 | 0 | 0 | 0 | 0 | 0
PeakG | 0 | 0 | 0 | 0 | 0 | 0
PeakO | 0 | 0 | 0 | 0 | 0 | 0
ST | 0 | 0 | 0 | 0 | 0 | 0
STOG | 0 | 0 | 0 | 0 | 0 | 0
STWD | 0 | 0 | 0 | 0 | 0 | 0
WT | 0 | 0 | 0 | 0 | 0 | 0
IGCC | 0 | 0 | 0 | 0 | 0 | 0
DemandResponse | 0 | 0 | 0 | 0 | 0 | 0
IGCC-CCS | 0 | 0 | 0 | 0 | 0 | 0
WT_off | 0 | 0 | 0 | 0 | 0 | 0
PseudoUnit | 0 | 0 | 0 | 0 | 0 | 0
FixedInterchange | 0 | 0 | 0 | 0 | 0 | 0
Emission Cost by Reporting Type: MAPP_US
ReportingType | 2015 | 2020 | 2025 | 2030 | 2035 | 2040
BM | 0 | 0 | 0 | 0 | 0 | 0
CC | 0 | 0 | 0 | 0 | 0 | 0
CSP | 0 | 0 | 0 | 0 | 0 | 0
CT | 0 | 0 | 0 | 0 | 0 | 0
Coal | 0 | 0 | 0 | 0 | 0 | 0
Geo | 0 | 0 | 0 | 0 | 0 | 0
H | 0 | 0 | 0 | 0 | 0 | 0
LFG | 0 | 0 | 0 | 0 | 0 | 0
Nuc | 0 | 0 | 0 | 0 | 0 | 0
PS | 0 | 0 | 0 | 0 | 0 | 0
PV | 0 | 0 | 0 | 0 | 0 | 0
PeakG | 0 | 0 | 0 | 0 | 0 | 0
PeakO | 0 | 0 | 0 | 0 | 0 | 0
ST | 0 | 0 | 0 | 0 | 0 | 0
STOG | 0 | 0 | 0 | 0 | 0 | 0
STWD | 0 | 0 | 0 | 0 | 0 | 0
WT | 0 | 0 | 0 | 0 | 0 | 0
IGCC | 0 | 0 | 0 | 0 | 0 | 0
DemandResponse | 0 | 0 | 0 | 0 | 0 | 0
IGCC-CCS | 0 | 0 | 0 | 0 | 0 | 0
WT_off | 0 | 0 | 0 | 0 | 0 | 0
PseudoUnit | 0 | 0 | 0 | 0 | 0 | 0
FixedInterchange | 0 | 0 | 0 | 0 | 0 | 0
Emission Cost by Reporting Type: MISO_IN
ReportingType | 2015 | 2020 | 2025 | 2030 | 2035 | 2040
BM | 0 | 0 | 0 | 0 | 0 | 0
CC | 0 | 0 | 0 | 0 | 0 | 0
CSP | 0 | 0 | 0 | 0 | 0 | 0
CT | 0 | 0 | 0 | 0 | 0 | 0
Coal | 0 | 0 | 0 | 0 | 0 | 0
Geo | 0 | 0 | 0 | 0 | 0 | 0
H | 0 | 0 | 0 | 0 | 0 | 0
LFG | 0 | 0 | 0 | 0 | 0 | 0
Nuc | 0 | 0 | 0 | 0 | 0 | 0
PS | 0 | 0 | 0 | 0 | 0 | 0
PV | 0 | 0 | 0 | 0 | 0 | 0
PeakG | 0 | 0 | 0 | 0 | 0 | 0
PeakO | 0 | 0 | 0 | 0 | 0 | 0
ST | 0 | 0 | 0 | 0 | 0 | 0
STOG | 0 | 0 | 0 | 0 | 0 | 0
STWD | 0 | 0 | 0 | 0 | 0 | 0
WT | 0 | 0 | 0 | 0 | 0 | 0
IGCC | 0 | 0 | 0 | 0 | 0 | 0
DemandResponse | 0 | 0 | 0 | 0 | 0 | 0
IGCC-CCS | 0 | 0 | 0 | 0 | 0 | 0
WT_off | 0 | 0 | 0 | 0 | 0 | 0
PseudoUnit | 0 | 0 | 0 | 0 | 0 | 0
FixedInterchange | 0 | 0 | 0 | 0 | 0 | 0
Emission Cost by Reporting Type: MISO_MI
ReportingType | 2015 | 2020 | 2025 | 2030 | 2035 | 2040
BM | 0 | 0 | 0 | 0 | 0 | 0
CC | 0 | 0 | 0 | 0 | 0 | 0
CSP | 0 | 0 | 0 | 0 | 0 | 0
CT | 0 | 0 | 0 | 0 | 0 | 0
Coal | 0 | 0 | 0 | 0 | 0 | 0
Geo | 0 | 0 | 0 | 0 | 0 | 0
H | 0 | 0 | 0 | 0 | 0 | 0
LFG | 0 | 0 | 0 | 0 | 0 | 0
Nuc | 0 | 0 | 0 | 0 | 0 | 0
PS | 0 | 0 | 0 | 0 | 0 | 0
PV | 0 | 0 | 0 | 0 | 0 | 0
PeakG | 0 | 0 | 0 | 0 | 0 | 0
PeakO | 0 | 0 | 0 | 0 | 0 | 0
ST | 0 | 0 | 0 | 0 | 0 | 0
STOG | 0 | 0 | 0 | 0 | 0 | 0
STWD | 0 | 0 | 0 | 0 | 0 | 0
WT | 0 | 0 | 0 | 0 | 0 | 0
IGCC | 0 | 0 | 0 | 0 | 0 | 0
DemandResponse | 0 | 0 | 0 | 0 | 0 | 0
IGCC-CCS | 0 | 0 | 0 | 0 | 0 | 0
WT_off | 0 | 0 | 0 | 0 | 0 | 0
PseudoUnit | 0 | 0 | 0 | 0 | 0 | 0
FixedInterchange | 0 | 0 | 0 | 0 | 0 | 0
Emission Cost by Reporting Type: MISO_MO-IL
ReportingType | 2015 | 2020 | 2025 | 2030 | 2035 | 2040
BM | 0 | 0 | 0 | 0 | 0 | 0
CC | 0 | 0 | 0 | 0 | 0 | 0
CSP | 0 | 0 | 0 | 0 | 0 | 0
CT | 0 | 0 | 0 | 0 | 0 | 0
Coal | 0 | 0 | 0 | 0 | 0 | 0
Geo | 0 | 0 | 0 | 0 | 0 | 0
H | 0 | 0 | 0 | 0 | 0 | 0
LFG | 0 | 0 | 0 | 0 | 0 | 0
Nuc | 0 | 0 | 0 | 0 | 0 | 0
PS | 0 | 0 | 0 | 0 | 0 | 0
PV | 0 | 0 | 0 | 0 | 0 | 0
PeakG | 0 | 0 | 0 | 0 | 0 | 0
PeakO | 0 | 0 | 0 | 0 | 0 | 0
ST | 0 | 0 | 0 | 0 | 0 | 0
STOG | 0 | 0 | 0 | 0 | 0 | 0
STWD | 0 | 0 | 0 | 0 | 0 | 0
WT | 0 | 0 | 0 | 0 | 0 | 0
IGCC | 0 | 0 | 0 | 0 | 0 | 0
DemandResponse | 0 | 0 | 0 | 0 | 0 | 0
IGCC-CCS | 0 | 0 | 0 | 0 | 0 | 0
WT_off | 0 | 0 | 0 | 0 | 0 | 0
PseudoUnit | 0 | 0 | 0 | 0 | 0 | 0
FixedInterchange | 0 | 0 | 0 | 0 | 0 | 0
Emission Cost by Reporting Type: MISO_W
ReportingType | 2015 | 2020 | 2025 | 2030 | 2035 | 2040
BM | 0 | 0 | 0 | 0 | 0 | 0
CC | 0 | 0 | 0 | 0 | 0 | 0
CSP | 0 | 0 | 0 | 0 | 0 | 0
CT | 0 | 0 | 0 | 0 | 0 | 0
Coal | 0 | 0 | 0 | 0 | 0 | 0
Geo | 0 | 0 | 0 | 0 | 0 | 0
H | 0 | 0 | 0 | 0 | 0 | 0
LFG | 0 | 0 | 0 | 0 | 0 | 0
Nuc | 0 | 0 | 0 | 0 | 0 | 0
PS | 0 | 0 | 0 | 0 | 0 | 0
PV | 0 | 0 | 0 | 0 | 0 | 0
PeakG | 0 | 0 | 0 | 0 | 0 | 0
PeakO | 0 | 0 | 0 | 0 | 0 | 0
ST | 0 | 0 | 0 | 0 | 0 | 0
STOG | 0 | 0 | 0 | 0 | 0 | 0
STWD | 0 | 0 | 0 | 0 | 0 | 0
WT | 0 | 0 | 0 | 0 | 0 | 0
IGCC | 0 | 0 | 0 | 0 | 0 | 0
DemandResponse | 0 | 0 | 0 | 0 | 0 | 0
IGCC-CCS | 0 | 0 | 0 | 0 | 0 | 0
WT_off | 0 | 0 | 0 | 0 | 0 | 0
PseudoUnit | 0 | 0 | 0 | 0 | 0 | 0
FixedInterchange | 0 | 0 | 0 | 0 | 0 | 0
Emission Cost by Reporting Type: MISO_WUMS
ReportingType | 2015 | 2020 | 2025 | 2030 | 2035 | 2040
BM | 0 | 0 | 0 | 0 | 0 | 0
CC | 0 | 0 | 0 | 0 | 0 | 0
CSP | 0 | 0 | 0 | 0 | 0 | 0
CT | 0 | 0 | 0 | 0 | 0 | 0
Coal | 0 | 0 | 0 | 0 | 0 | 0
Geo | 0 | 0 | 0 | 0 | 0 | 0
H | 0 | 0 | 0 | 0 | 0 | 0
LFG | 0 | 0 | 0 | 0 | 0 | 0
Nuc | 0 | 0 | 0 | 0 | 0 | 0
PS | 0 | 0 | 0 | 0 | 0 | 0
PV | 0 | 0 | 0 | 0 | 0 | 0
PeakG | 0 | 0 | 0 | 0 | 0 | 0
PeakO | 0 | 0 | 0 | 0 | 0 | 0
ST | 0 | 0 | 0 | 0 | 0 | 0
STOG | 0 | 0 | 0 | 0 | 0 | 0
STWD | 0 | 0 | 0 | 0 | 0 | 0
WT | 0 | 0 | 0 | 0 | 0 | 0
IGCC | 0 | 0 | 0 | 0 | 0 | 0
DemandResponse | 0 | 0 | 0 | 0 | 0 | 0
IGCC-CCS | 0 | 0 | 0 | 0 | 0 | 0
WT_off | 0 | 0 | 0 | 0 | 0 | 0
PseudoUnit | 0 | 0 | 0 | 0 | 0 | 0
FixedInterchange | 0 | 0 | 0 | 0 | 0 | 0
Emission Cost by Reporting Type: Nebraska
ReportingType | 2015 | 2020 | 2025 | 2030 | 2035 | 2040
BM | 0 | 0 | 0 | 0 | 0 | 0
CC | 0 | 0 | 0 | 0 | 0 | 0
CSP | 0 | 0 | 0 | 0 | 0 | 0
CT | 0 | 0 | 0 | 0 | 0 | 0
Coal | 0 | 0 | 0 | 0 | 0 | 0
Geo | 0 | 0 | 0 | 0 | 0 | 0
H | 0 | 0 | 0 | 0 | 0 | 0
LFG | 0 | 0 | 0 | 0 | 0 | 0
Nuc | 0 | 0 | 0 | 0 | 0 | 0
PS | 0 | 0 | 0 | 0 | 0 | 0
PV | 0 | 0 | 0 | 0 | 0 | 0
PeakG | 0 | 0 | 0 | 0 | 0 | 0
PeakO | 0 | 0 | 0 | 0 | 0 | 0
ST | 0 | 0 | 0 | 0 | 0 | 0
STOG | 0 | 0 | 0 | 0 | 0 | 0
STWD | 0 | 0 | 0 | 0 | 0 | 0
WT | 0 | 0 | 0 | 0 | 0 | 0
IGCC | 0 | 0 | 0 | 0 | 0 | 0
DemandResponse | 0 | 0 | 0 | 0 | 0 | 0
IGCC-CCS | 0 | 0 | 0 | 0 | 0 | 0
WT_off | 0 | 0 | 0 | 0 | 0 | 0
PseudoUnit | 0 | 0 | 0 | 0 | 0 | 0
FixedInterchange | 0 | 0 | 0 | 0 | 0 | 0
Emission Cost by Reporting Type: NEISO
ReportingType | 2015 | 2020 | 2025 | 2030 | 2035 | 2040
BM | 0 | 0 | 0 | 0 | 0 | 0
CC | 0 | 0 | 0 | 0 | 0 | 0
CSP | 0 | 0 | 0 | 0 | 0 | 0
CT | 0 | 0 | 0 | 0 | 0 | 0
Coal | 0 | 0 | 0 | 0 | 0 | 0
Geo | 0 | 0 | 0 | 0 | 0 | 0
H | 0 | 0 | 0 | 0 | 0 | 0
LFG | 0 | 0 | 0 | 0 | 0 | 0
Nuc | 0 | 0 | 0 | 0 | 0 | 0
PS | 0 | 0 | 0 | 0 | 0 | 0
PV | 0 | 0 | 0 | 0 | 0 | 0
PeakG | 0 | 0 | 0 | 0 | 0 | 0
PeakO | 0 | 0 | 0 | 0 | 0 | 0
ST | 0 | 0 | 0 | 0 | 0 | 0
STOG | 0 | 0 | 0 | 0 | 0 | 0
STWD | 0 | 0 | 0 | 0 | 0 | 0
WT | 0 | 0 | 0 | 0 | 0 | 0
IGCC | 0 | 0 | 0 | 0 | 0 | 0
DemandResponse | 0 | 0 | 0 | 0 | 0 | 0
IGCC-CCS | 0 | 0 | 0 | 0 | 0 | 0
WT_off | 0 | 0 | 0 | 0 | 0 | 0
PseudoUnit | 0 | 0 | 0 | 0 | 0 | 0
FixedInterchange | 0 | 0 | 0 | 0 | 0 | 0
Emission Cost by Reporting Type: NonRTO_Midwest
ReportingType | 2015 | 2020 | 2025 | 2030 | 2035 | 2040
BM | 0 | 0 | 0 | 0 | 0 | 0
CC | 0 | 0 | 0 | 0 | 0 | 0
CSP | 0 | 0 | 0 | 0 | 0 | 0
CT | 0 | 0 | 0 | 0 | 0 | 0
Coal | 0 | 0 | 0 | 0 | 0 | 0
Geo | 0 | 0 | 0 | 0 | 0 | 0
H | 0 | 0 | 0 | 0 | 0 | 0
LFG | 0 | 0 | 0 | 0 | 0 | 0
Nuc | 0 | 0 | 0 | 0 | 0 | 0
PS | 0 | 0 | 0 | 0 | 0 | 0
PV | 0 | 0 | 0 | 0 | 0 | 0
PeakG | 0 | 0 | 0 | 0 | 0 | 0
PeakO | 0 | 0 | 0 | 0 | 0 | 0
ST | 0 | 0 | 0 | 0 | 0 | 0
STOG | 0 | 0 | 0 | 0 | 0 | 0
STWD | 0 | 0 | 0 | 0 | 0 | 0
WT | 0 | 0 | 0 | 0 | 0 | 0
IGCC | 0 | 0 | 0 | 0 | 0 | 0
DemandResponse | 0 | 0 | 0 | 0 | 0 | 0
IGCC-CCS | 0 | 0 | 0 | 0 | 0 | 0
WT_off | 0 | 0 | 0 | 0 | 0 | 0
PseudoUnit | 0 | 0 | 0 | 0 | 0 | 0
FixedInterchange | 0 | 0 | 0 | 0 | 0 | 0
Emission Cost by Reporting Type: NYISO_A-F
ReportingType | 2015 | 2020 | 2025 | 2030 | 2035 | 2040
BM | 0 | 0 | 0 | 0 | 0 | 0
CC | 0 | 0 | 0 | 0 | 0 | 0
CSP | 0 | 0 | 0 | 0 | 0 | 0
CT | 0 | 0 | 0 | 0 | 0 | 0
Coal | 0 | 0 | 0 | 0 | 0 | 0
Geo | 0 | 0 | 0 | 0 | 0 | 0
H | 0 | 0 | 0 | 0 | 0 | 0
LFG | 0 | 0 | 0 | 0 | 0 | 0
Nuc | 0 | 0 | 0 | 0 | 0 | 0
PS | 0 | 0 | 0 | 0 | 0 | 0
PV | 0 | 0 | 0 | 0 | 0 | 0
PeakG | 0 | 0 | 0 | 0 | 0 | 0
PeakO | 0 | 0 | 0 | 0 | 0 | 0
ST | 0 | 0 | 0 | 0 | 0 | 0
STOG | 0 | 0 | 0 | 0 | 0 | 0
STWD | 0 | 0 | 0 | 0 | 0 | 0
WT | 0 | 0 | 0 | 0 | 0 | 0
IGCC | 0 | 0 | 0 | 0 | 0 | 0
DemandResponse | 0 | 0 | 0 | 0 | 0 | 0
IGCC-CCS | 0 | 0 | 0 | 0 | 0 | 0
WT_off | 0 | 0 | 0 | 0 | 0 | 0
PseudoUnit | 0 | 0 | 0 | 0 | 0 | 0
FixedInterchange | 0 | 0 | 0 | 0 | 0 | 0
Emission Cost by Reporting Type: NYISO_G-I
ReportingType | 2015 | 2020 | 2025 | 2030 | 2035 | 2040
BM | 0 | 0 | 0 | 0 | 0 | 0
CC | 0 | 0 | 0 | 0 | 0 | 0
CSP | 0 | 0 | 0 | 0 | 0 | 0
CT | 0 | 0 | 0 | 0 | 0 | 0
Coal | 0 | 0 | 0 | 0 | 0 | 0
Geo | 0 | 0 | 0 | 0 | 0 | 0
H | 0 | 0 | 0 | 0 | 0 | 0
LFG | 0 | 0 | 0 | 0 | 0 | 0
Nuc | 0 | 0 | 0 | 0 | 0 | 0
PS | 0 | 0 | 0 | 0 | 0 | 0
PV | 0 | 0 | 0 | 0 | 0 | 0
PeakG | 0 | 0 | 0 | 0 | 0 | 0
PeakO | 0 | 0 | 0 | 0 | 0 | 0
ST | 0 | 0 | 0 | 0 | 0 | 0
STOG | 0 | 0 | 0 | 0 | 0 | 0
STWD | 0 | 0 | 0 | 0 | 0 | 0
WT | 0 | 0 | 0 | 0 | 0 | 0
IGCC | 0 | 0 | 0 | 0 | 0 | 0
DemandResponse | 0 | 0 | 0 | 0 | 0 | 0
IGCC-CCS | 0 | 0 | 0 | 0 | 0 | 0
WT_off | 0 | 0 | 0 | 0 | 0 | 0
PseudoUnit | 0 | 0 | 0 | 0 | 0 | 0
FixedInterchange | 0 | 0 | 0 | 0 | 0 | 0
Emission Cost by Reporting Type: NYISO_J-K
ReportingType | 2015 | 2020 | 2025 | 2030 | 2035 | 2040
BM | 0 | 0 | 0 | 0 | 0 | 0
CC | 0 | 0 | 0 | 0 | 0 | 0
CSP | 0 | 0 | 0 | 0 | 0 | 0
CT | 0 | 0 | 0 | 0 | 0 | 0
Coal | 0 | 0 | 0 | 0 | 0 | 0
Geo | 0 | 0 | 0 | 0 | 0 | 0
H | 0 | 0 | 0 | 0 | 0 | 0
LFG | 0 | 0 | 0 | 0 | 0 | 0
Nuc | 0 | 0 | 0 | 0 | 0 | 0
PS | 0 | 0 | 0 | 0 | 0 | 0
PV | 0 | 0 | 0 | 0 | 0 | 0
PeakG | 0 | 0 | 0 | 0 | 0 | 0
PeakO | 0 | 0 | 0 | 0 | 0 | 0
ST | 0 | 0 | 0 | 0 | 0 | 0
STOG | 0 | 0 | 0 | 0 | 0 | 0
STWD | 0 | 0 | 0 | 0 | 0 | 0
WT | 0 | 0 | 0 | 0 | 0 | 0
IGCC | 0 | 0 | 0 | 0 | 0 | 0
DemandResponse | 0 | 0 | 0 | 0 | 0 | 0
IGCC-CCS | 0 | 0 | 0 | 0 | 0 | 0
WT_off | 0 | 0 | 0 | 0 | 0 | 0
PseudoUnit | 0 | 0 | 0 | 0 | 0 | 0
FixedInterchange | 0 | 0 | 0 | 0 | 0 | 0
Emission Cost by Reporting Type: PJM_E
ReportingType | 2015 | 2020 | 2025 | 2030 | 2035 | 2040
BM | 0 | 0 | 0 | 0 | 0 | 0
CC | 0 | 0 | 0 | 0 | 0 | 0
CSP | 0 | 0 | 0 | 0 | 0 | 0
CT | 0 | 0 | 0 | 0 | 0 | 0
Coal | 0 | 0 | 0 | 0 | 0 | 0
Geo | 0 | 0 | 0 | 0 | 0 | 0
H | 0 | 0 | 0 | 0 | 0 | 0
LFG | 0 | 0 | 0 | 0 | 0 | 0
Nuc | 0 | 0 | 0 | 0 | 0 | 0
PS | 0 | 0 | 0 | 0 | 0 | 0
PV | 0 | 0 | 0 | 0 | 0 | 0
PeakG | 0 | 0 | 0 | 0 | 0 | 0
PeakO | 0 | 0 | 0 | 0 | 0 | 0
ST | 0 | 0 | 0 | 0 | 0 | 0
STOG | 0 | 0 | 0 | 0 | 0 | 0
STWD | 0 | 0 | 0 | 0 | 0 | 0
WT | 0 | 0 | 0 | 0 | 0 | 0
IGCC | 0 | 0 | 0 | 0 | 0 | 0
DemandResponse | 0 | 0 | 0 | 0 | 0 | 0
IGCC-CCS | 0 | 0 | 0 | 0 | 0 | 0
WT_off | 0 | 0 | 0 | 0 | 0 | 0
PseudoUnit | 0 | 0 | 0 | 0 | 0 | 0
FixedInterchange | 0 | 0 | 0 | 0 | 0 | 0
Emission Cost by Reporting Type: PJM_ROM
ReportingType | 2015 | 2020 | 2025 | 2030 | 2035 | 2040
BM | 0 | 0 | 0 | 0 | 0 | 0
CC | 0 | 0 | 0 | 0 | 0 | 0
CSP | 0 | 0 | 0 | 0 | 0 | 0
CT | 0 | 0 | 0 | 0 | 0 | 0
Coal | 0 | 0 | 0 | 0 | 0 | 0
Geo | 0 | 0 | 0 | 0 | 0 | 0
H | 0 | 0 | 0 | 0 | 0 | 0
LFG | 0 | 0 | 0 | 0 | 0 | 0
Nuc | 0 | 0 | 0 | 0 | 0 | 0
PS | 0 | 0 | 0 | 0 | 0 | 0
PV | 0 | 0 | 0 | 0 | 0 | 0
PeakG | 0 | 0 | 0 | 0 | 0 | 0
PeakO | 0 | 0 | 0 | 0 | 0 | 0
ST | 0 | 0 | 0 | 0 | 0 | 0
STOG | 0 | 0 | 0 | 0 | 0 | 0
STWD | 0 | 0 | 0 | 0 | 0 | 0
WT | 0 | 0 | 0 | 0 | 0 | 0
IGCC | 0 | 0 | 0 | 0 | 0 | 0
DemandResponse | 0 | 0 | 0 | 0 | 0 | 0
IGCC-CCS | 0 | 0 | 0 | 0 | 0 | 0
WT_off | 0 | 0 | 0 | 0 | 0 | 0
PseudoUnit | 0 | 0 | 0 | 0 | 0 | 0
FixedInterchange | 0 | 0 | 0 | 0 | 0 | 0
Emission Cost by Reporting Type: PJM_ROR
ReportingType | 2015 | 2020 | 2025 | 2030 | 2035 | 2040
BM | 0 | 0 | 0 | 0 | 0 | 0
CC | 0 | 0 | 0 | 0 | 0 | 0
CSP | 0 | 0 | 0 | 0 | 0 | 0
CT | 0 | 0 | 0 | 0 | 0 | 0
Coal | 0 | 0 | 0 | 0 | 0 | 0
Geo | 0 | 0 | 0 | 0 | 0 | 0
H | 0 | 0 | 0 | 0 | 0 | 0
LFG | 0 | 0 | 0 | 0 | 0 | 0
Nuc | 0 | 0 | 0 | 0 | 0 | 0
PS | 0 | 0 | 0 | 0 | 0 | 0
PV | 0 | 0 | 0 | 0 | 0 | 0
PeakG | 0 | 0 | 0 | 0 | 0 | 0
PeakO | 0 | 0 | 0 | 0 | 0 | 0
ST | 0 | 0 | 0 | 0 | 0 | 0
STOG | 0 | 0 | 0 | 0 | 0 | 0
STWD | 0 | 0 | 0 | 0 | 0 | 0
WT | 0 | 0 | 0 | 0 | 0 | 0
IGCC | 0 | 0 | 0 | 0 | 0 | 0
DemandResponse | 0 | 0 | 0 | 0 | 0 | 0
IGCC-CCS | 0 | 0 | 0 | 0 | 0 | 0
WT_off | 0 | 0 | 0 | 0 | 0 | 0
PseudoUnit | 0 | 0 | 0 | 0 | 0 | 0
FixedInterchange | 0 | 0 | 0 | 0 | 0 | 0
Emission Cost by Reporting Type: SOCO
ReportingType | 2015 | 2020 | 2025 | 2030 | 2035 | 2040
BM | 0 | 0 | 0 | 0 | 0 | 0
CC | 0 | 0 | 0 | 0 | 0 | 0
CSP | 0 | 0 | 0 | 0 | 0 | 0
CT | 0 | 0 | 0 | 0 | 0 | 0
Coal | 0 | 0 | 0 | 0 | 0 | 0
Geo | 0 | 0 | 0 | 0 | 0 | 0
H | 0 | 0 | 0 | 0 | 0 | 0
LFG | 0 | 0 | 0 | 0 | 0 | 0
Nuc | 0 | 0 | 0 | 0 | 0 | 0
PS | 0 | 0 | 0 | 0 | 0 | 0
PV | 0 | 0 | 0 | 0 | 0 | 0
PeakG | 0 | 0 | 0 | 0 | 0 | 0
PeakO | 0 | 0 | 0 | 0 | 0 | 0
ST | 0 | 0 | 0 | 0 | 0 | 0
STOG | 0 | 0 | 0 | 0 | 0 | 0
STWD | 0 | 0 | 0 | 0 | 0 | 0
WT | 0 | 0 | 0 | 0 | 0 | 0
IGCC | 0 | 0 | 0 | 0 | 0 | 0
DemandResponse | 0 | 0 | 0 | 0 | 0 | 0
IGCC-CCS | 0 | 0 | 0 | 0 | 0 | 0
WT_off | 0 | 0 | 0 | 0 | 0 | 0
PseudoUnit | 0 | 0 | 0 | 0 | 0 | 0
FixedInterchange | 0 | 0 | 0 | 0 | 0 | 0
Emission Cost by Reporting Type: SPP_N
ReportingType | 2015 | 2020 | 2025 | 2030 | 2035 | 2040
BM | 0 | 0 | 0 | 0 | 0 | 0
CC | 0 | 0 | 0 | 0 | 0 | 0
CSP | 0 | 0 | 0 | 0 | 0 | 0
CT | 0 | 0 | 0 | 0 | 0 | 0
Coal | 0 | 0 | 0 | 0 | 0 | 0
Geo | 0 | 0 | 0 | 0 | 0 | 0
H | 0 | 0 | 0 | 0 | 0 | 0
LFG | 0 | 0 | 0 | 0 | 0 | 0
Nuc | 0 | 0 | 0 | 0 | 0 | 0
PS | 0 | 0 | 0 | 0 | 0 | 0
PV | 0 | 0 | 0 | 0 | 0 | 0
PeakG | 0 | 0 | 0 | 0 | 0 | 0
PeakO | 0 | 0 | 0 | 0 | 0 | 0
ST | 0 | 0 | 0 | 0 | 0 | 0
STOG | 0 | 0 | 0 | 0 | 0 | 0
STWD | 0 | 0 | 0 | 0 | 0 | 0
WT | 0 | 0 | 0 | 0 | 0 | 0
IGCC | 0 | 0 | 0 | 0 | 0 | 0
DemandResponse | 0 | 0 | 0 | 0 | 0 | 0
IGCC-CCS | 0 | 0 | 0 | 0 | 0 | 0
WT_off | 0 | 0 | 0 | 0 | 0 | 0
PseudoUnit | 0 | 0 | 0 | 0 | 0 | 0
FixedInterchange | 0 | 0 | 0 | 0 | 0 | 0
Emission Cost by Reporting Type: SPP_S
ReportingType | 2015 | 2020 | 2025 | 2030 | 2035 | 2040
BM | 0 | 0 | 0 | 0 | 0 | 0
CC | 0 | 0 | 0 | 0 | 0 | 0
CSP | 0 | 0 | 0 | 0 | 0 | 0
CT | 0 | 0 | 0 | 0 | 0 | 0
Coal | 0 | 0 | 0 | 0 | 0 | 0
Geo | 0 | 0 | 0 | 0 | 0 | 0
H | 0 | 0 | 0 | 0 | 0 | 0
LFG | 0 | 0 | 0 | 0 | 0 | 0
Nuc | 0 | 0 | 0 | 0 | 0 | 0
PS | 0 | 0 | 0 | 0 | 0 | 0
PV | 0 | 0 | 0 | 0 | 0 | 0
PeakG | 0 | 0 | 0 | 0 | 0 | 0
PeakO | 0 | 0 | 0 | 0 | 0 | 0
ST | 0 | 0 | 0 | 0 | 0 | 0
STOG | 0 | 0 | 0 | 0 | 0 | 0
STWD | 0 | 0 | 0 | 0 | 0 | 0
WT | 0 | 0 | 0 | 0 | 0 | 0
IGCC | 0 | 0 | 0 | 0 | 0 | 0
DemandResponse | 0 | 0 | 0 | 0 | 0 | 0
IGCC-CCS | 0 | 0 | 0 | 0 | 0 | 0
WT_off | 0 | 0 | 0 | 0 | 0 | 0
PseudoUnit | 0 | 0 | 0 | 0 | 0 | 0
FixedInterchange | 0 | 0 | 0 | 0 | 0 | 0
Emission Cost by Reporting Type: TVA
ReportingType | 2015 | 2020 | 2025 | 2030 | 2035 | 2040
BM | 0 | 0 | 0 | 0 | 0 | 0
CC | 0 | 0 | 0 | 0 | 0 | 0
CSP | 0 | 0 | 0 | 0 | 0 | 0
CT | 0 | 0 | 0 | 0 | 0 | 0
Coal | 0 | 0 | 0 | 0 | 0 | 0
Geo | 0 | 0 | 0 | 0 | 0 | 0
H | 0 | 0 | 0 | 0 | 0 | 0
LFG | 0 | 0 | 0 | 0 | 0 | 0
Nuc | 0 | 0 | 0 | 0 | 0 | 0
PS | 0 | 0 | 0 | 0 | 0 | 0
PV | 0 | 0 | 0 | 0 | 0 | 0
PeakG | 0 | 0 | 0 | 0 | 0 | 0
PeakO | 0 | 0 | 0 | 0 | 0 | 0
ST | 0 | 0 | 0 | 0 | 0 | 0
STOG | 0 | 0 | 0 | 0 | 0 | 0
STWD | 0 | 0 | 0 | 0 | 0 | 0
WT | 0 | 0 | 0 | 0 | 0 | 0
IGCC | 0 | 0 | 0 | 0 | 0 | 0
DemandResponse | 0 | 0 | 0 | 0 | 0 | 0
IGCC-CCS | 0 | 0 | 0 | 0 | 0 | 0
WT_off | 0 | 0 | 0 | 0 | 0 | 0
PseudoUnit | 0 | 0 | 0 | 0 | 0 | 0
FixedInterchange | 0 | 0 | 0 | 0 | 0 | 0
Emission Cost by Reporting Type: TVA_Transmission
ReportingType | 2015 | 2020 | 2025 | 2030 | 2035 | 2040
BM | 0 | 0 | 0 | 0 | 0 | 0
CC | 0 | 0 | 0 | 0 | 0 | 0
CSP | 0 | 0 | 0 | 0 | 0 | 0
CT | 0 | 0 | 0 | 0 | 0 | 0
Coal | 0 | 0 | 0 | 0 | 0 | 0
Geo | 0 | 0 | 0 | 0 | 0 | 0
H | 0 | 0 | 0 | 0 | 0 | 0
LFG | 0 | 0 | 0 | 0 | 0 | 0
Nuc | 0 | 0 | 0 | 0 | 0 | 0
PS | 0 | 0 | 0 | 0 | 0 | 0
PV | 0 | 0 | 0 | 0 | 0 | 0
PeakG | 0 | 0 | 0 | 0 | 0 | 0
PeakO | 0 | 0 | 0 | 0 | 0 | 0
ST | 0 | 0 | 0 | 0 | 0 | 0
STOG | 0 | 0 | 0 | 0 | 0 | 0
STWD | 0 | 0 | 0 | 0 | 0 | 0
WT | 0 | 0 | 0 | 0 | 0 | 0
IGCC | 0 | 0 | 0 | 0 | 0 | 0
DemandResponse | 0 | 0 | 0 | 0 | 0 | 0
IGCC-CCS | 0 | 0 | 0 | 0 | 0 | 0
WT_off | 0 | 0 | 0 | 0 | 0 | 0
PseudoUnit | 0 | 0 | 0 | 0 | 0 | 0
FixedInterchange | 0 | 0 | 0 | 0 | 0 | 0
Emission Cost by Reporting Type: VACAR
ReportingType | 2015 | 2020 | 2025 | 2030 | 2035 | 2040
BM | 0 | 0 | 0 | 0 | 0 | 0
CC | 0 | 0 | 0 | 0 | 0 | 0
CSP | 0 | 0 | 0 | 0 | 0 | 0
CT | 0 | 0 | 0 | 0 | 0 | 0
Coal | 0 | 0 | 0 | 0 | 0 | 0
Geo | 0 | 0 | 0 | 0 | 0 | 0
H | 0 | 0 | 0 | 0 | 0 | 0
LFG | 0 | 0 | 0 | 0 | 0 | 0
Nuc | 0 | 0 | 0 | 0 | 0 | 0
PS | 0 | 0 | 0 | 0 | 0 | 0
PV | 0 | 0 | 0 | 0 | 0 | 0
PeakG | 0 | 0 | 0 | 0 | 0 | 0
PeakO | 0 | 0 | 0 | 0 | 0 | 0
ST | 0 | 0 | 0 | 0 | 0 | 0
STOG | 0 | 0 | 0 | 0 | 0 | 0
STWD | 0 | 0 | 0 | 0 | 0 | 0
WT | 0 | 0 | 0 | 0 | 0 | 0
IGCC | 0 | 0 | 0 | 0 | 0 | 0
DemandResponse | 0 | 0 | 0 | 0 | 0 | 0
IGCC-CCS | 0 | 0 | 0 | 0 | 0 | 0
WT_off | 0 | 0 | 0 | 0 | 0 | 0
PseudoUnit | 0 | 0 | 0 | 0 | 0 | 0
FixedInterchange | 0 | 0 | 0 | 0 | 0 | 0
Emission Cost by Reporting Type: IESO
ReportingType | 2015 | 2020 | 2025 | 2030 | 2035 | 2040
BM | 0 | 0 | 0 | 0 | 0 | 0
CC | 0 | 0 | 0 | 0 | 0 | 0
CSP | 0 | 0 | 0 | 0 | 0 | 0
CT | 0 | 0 | 0 | 0 | 0 | 0
Coal | 0 | 0 | 0 | 0 | 0 | 0
Geo | 0 | 0 | 0 | 0 | 0 | 0
H | 0 | 0 | 0 | 0 | 0 | 0
LFG | 0 | 0 | 0 | 0 | 0 | 0
Nuc | 0 | 0 | 0 | 0 | 0 | 0
PS | 0 | 0 | 0 | 0 | 0 | 0
PV | 0 | 0 | 0 | 0 | 0 | 0
PeakG | 0 | 0 | 0 | 0 | 0 | 0
PeakO | 0 | 0 | 0 | 0 | 0 | 0
ST | 0 | 0 | 0 | 0 | 0 | 0
STOG | 0 | 0 | 0 | 0 | 0 | 0
STWD | 0 | 0 | 0 | 0 | 0 | 0
WT | 0 | 0 | 0 | 0 | 0 | 0
IGCC | 0 | 0 | 0 | 0 | 0 | 0
DemandResponse | 0 | 0 | 0 | 0 | 0 | 0
IGCC-CCS | 0 | 0 | 0 | 0 | 0 | 0
WT_off | 0 | 0 | 0 | 0 | 0 | 0
PseudoUnit | 0 | 0 | 0 | 0 | 0 | 0
FixedInterchange | 0 | 0 | 0 | 0 | 0 | 0
Emission Cost by Reporting Type: MAPP_CA
ReportingType | 2015 | 2020 | 2025 | 2030 | 2035 | 2040
BM | 0 | 0 | 0 | 0 | 0 | 0
CC | 0 | 0 | 0 | 0 | 0 | 0
CSP | 0 | 0 | 0 | 0 | 0 | 0
CT | 0 | 0 | 0 | 0 | 0 | 0
Coal | 0 | 0 | 0 | 0 | 0 | 0
Geo | 0 | 0 | 0 | 0 | 0 | 0
H | 0 | 0 | 0 | 0 | 0 | 0
LFG | 0 | 0 | 0 | 0 | 0 | 0
Nuc | 0 | 0 | 0 | 0 | 0 | 0
PS | 0 | 0 | 0 | 0 | 0 | 0
PV | 0 | 0 | 0 | 0 | 0 | 0
PeakG | 0 | 0 | 0 | 0 | 0 | 0
PeakO | 0 | 0 | 0 | 0 | 0 | 0
ST | 0 | 0 | 0 | 0 | 0 | 0
STOG | 0 | 0 | 0 | 0 | 0 | 0
STWD | 0 | 0 | 0 | 0 | 0 | 0
WT | 0 | 0 | 0 | 0 | 0 | 0
IGCC | 0 | 0 | 0 | 0 | 0 | 0
DemandResponse | 0 | 0 | 0 | 0 | 0 | 0
IGCC-CCS | 0 | 0 | 0 | 0 | 0 | 0
WT_off | 0 | 0 | 0 | 0 | 0 | 0
PseudoUnit | 0 | 0 | 0 | 0 | 0 | 0
FixedInterchange | 0 | 0 | 0 | 0 | 0 | 0
Emission Cost by Reporting Type: AZ_NM_SNV_Coal
ReportingType | 2015 | 2020 | 2025 | 2030 | 2035 | 2040
BM | 0 | 0 | 0 | 0 | 0 | 0
CC | 0 | 0 | 0 | 0 | 0 | 0
CSP | 0 | 0 | 0 | 0 | 0 | 0
CT | 0 | 0 | 0 | 0 | 0 | 0
Coal | 0 | 0 | 0 | 0 | 0 | 0
Geo | 0 | 0 | 0 | 0 | 0 | 0
H | 0 | 0 | 0 | 0 | 0 | 0
LFG | 0 | 0 | 0 | 0 | 0 | 0
Nuc | 0 | 0 | 0 | 0 | 0 | 0
PS | 0 | 0 | 0 | 0 | 0 | 0
PV | 0 | 0 | 0 | 0 | 0 | 0
PeakG | 0 | 0 | 0 | 0 | 0 | 0
PeakO | 0 | 0 | 0 | 0 | 0 | 0
ST | 0 | 0 | 0 | 0 | 0 | 0
STOG | 0 | 0 | 0 | 0 | 0 | 0
STWD | 0 | 0 | 0 | 0 | 0 | 0
WT | 0 | 0 | 0 | 0 | 0 | 0
IGCC | 0 | 0 | 0 | 0 | 0 | 0
DemandResponse | 0 | 0 | 0 | 0 | 0 | 0
IGCC-CCS | 0 | 0 | 0 | 0 | 0 | 0
WT_off | 0 | 0 | 0 | 0 | 0 | 0
PseudoUnit | 0 | 0 | 0 | 0 | 0 | 0
FixedInterchange | 0 | 0 | 0 | 0 | 0 | 0
Emission Cost by Reporting Type: AZ_NM_SNV_Gas
ReportingType | 2015 | 2020 | 2025 | 2030 | 2035 | 2040
BM | 0 | 0 | 0 | 0 | 0 | 0
CC | 0 | 0 | 0 | 0 | 0 | 0
CSP | 0 | 0 | 0 | 0 | 0 | 0
CT | 0 | 0 | 0 | 0 | 0 | 0
Coal | 0 | 0 | 0 | 0 | 0 | 0
Geo | 0 | 0 | 0 | 0 | 0 | 0
H | 0 | 0 | 0 | 0 | 0 | 0
LFG | 0 | 0 | 0 | 0 | 0 | 0
Nuc | 0 | 0 | 0 | 0 | 0 | 0
PS | 0 | 0 | 0 | 0 | 0 | 0
PV | 0 | 0 | 0 | 0 | 0 | 0
PeakG | 0 | 0 | 0 | 0 | 0 | 0
PeakO | 0 | 0 | 0 | 0 | 0 | 0
ST | 0 | 0 | 0 | 0 | 0 | 0
STOG | 0 | 0 | 0 | 0 | 0 | 0
STWD | 0 | 0 | 0 | 0 | 0 | 0
WT | 0 | 0 | 0 | 0 | 0 | 0
IGCC | 0 | 0 | 0 | 0 | 0 | 0
DemandResponse | 0 | 0 | 0 | 0 | 0 | 0
IGCC-CCS | 0 | 0 | 0 | 0 | 0 | 0
WT_off | 0 | 0 | 0 | 0 | 0 | 0
PseudoUnit | 0 | 0 | 0 | 0 | 0 | 0
FixedInterchange | 0 | 0 | 0 | 0 | 0 | 0
Emission Cost by Reporting Type: AZ_NM_SNV_NucRenew
ReportingType | 2015 | 2020 | 2025 | 2030 | 2035 | 2040
BM | 0 | 0 | 0 | 0 | 0 | 0
CC | 0 | 0 | 0 | 0 | 0 | 0
CSP | 0 | 0 | 0 | 0 | 0 | 0
CT | 0 | 0 | 0 | 0 | 0 | 0
Coal | 0 | 0 | 0 | 0 | 0 | 0
Geo | 0 | 0 | 0 | 0 | 0 | 0
H | 0 | 0 | 0 | 0 | 0 | 0
LFG | 0 | 0 | 0 | 0 | 0 | 0
Nuc | 0 | 0 | 0 | 0 | 0 | 0
PS | 0 | 0 | 0 | 0 | 0 | 0
PV | 0 | 0 | 0 | 0 | 0 | 0
PeakG | 0 | 0 | 0 | 0 | 0 | 0
PeakO | 0 | 0 | 0 | 0 | 0 | 0
ST | 0 | 0 | 0 | 0 | 0 | 0
STOG | 0 | 0 | 0 | 0 | 0 | 0
STWD | 0 | 0 | 0 | 0 | 0 | 0
WT | 0 | 0 | 0 | 0 | 0 | 0
IGCC | 0 | 0 | 0 | 0 | 0 | 0
DemandResponse | 0 | 0 | 0 | 0 | 0 | 0
IGCC-CCS | 0 | 0 | 0 | 0 | 0 | 0
WT_off | 0 | 0 | 0 | 0 | 0 | 0
PseudoUnit | 0 | 0 | 0 | 0 | 0 | 0
FixedInterchange | 0 | 0 | 0 | 0 | 0 | 0
Emission Cost by Reporting Type: ERCOT
ReportingType | 2015 | 2020 | 2025 | 2030 | 2035 | 2040
BM | 0 | 0 | 0 | 0 | 0 | 0
CC | 0 | 0 | 0 | 0 | 0 | 0
CSP | 0 | 0 | 0 | 0 | 0 | 0
CT | 0 | 0 | 0 | 0 | 0 | 0
Coal | 0 | 0 | 0 | 0 | 0 | 0
Geo | 0 | 0 | 0 | 0 | 0 | 0
H | 0 | 0 | 0 | 0 | 0 | 0
LFG | 0 | 0 | 0 | 0 | 0 | 0
Nuc | 0 | 0 | 0 | 0 | 0 | 0
PS | 0 | 0 | 0 | 0 | 0 | 0
PV | 0 | 0 | 0 | 0 | 0 | 0
PeakG | 0 | 0 | 0 | 0 | 0 | 0
PeakO | 0 | 0 | 0 | 0 | 0 | 0
ST | 0 | 0 | 0 | 0 | 0 | 0
STOG | 0 | 0 | 0 | 0 | 0 | 0
STWD | 0 | 0 | 0 | 0 | 0 | 0
WT | 0 | 0 | 0 | 0 | 0 | 0
IGCC | 0 | 0 | 0 | 0 | 0 | 0
DemandResponse | 0 | 0 | 0 | 0 | 0 | 0
IGCC-CCS | 0 | 0 | 0 | 0 | 0 | 0
WT_off | 0 | 0 | 0 | 0 | 0 | 0
PseudoUnit | 0 | 0 | 0 | 0 | 0 | 0
FixedInterchange | 0 | 0 | 0 | 0 | 0 | 0
Emission Cost by Reporting Type: NP15
ReportingType | 2015 | 2020 | 2025 | 2030 | 2035 | 2040
BM | 0 | 0 | 0 | 0 | 0 | 0
CC | 0 | 0 | 0 | 0 | 0 | 0
CSP | 0 | 0 | 0 | 0 | 0 | 0
CT | 0 | 0 | 0 | 0 | 0 | 0
Coal | 0 | 0 | 0 | 0 | 0 | 0
Geo | 0 | 0 | 0 | 0 | 0 | 0
H | 0 | 0 | 0 | 0 | 0 | 0
LFG | 0 | 0 | 0 | 0 | 0 | 0
Nuc | 0 | 0 | 0 | 0 | 0 | 0
PS | 0 | 0 | 0 | 0 | 0 | 0
PV | 0 | 0 | 0 | 0 | 0 | 0
PeakG | 0 | 0 | 0 | 0 | 0 | 0
PeakO | 0 | 0 | 0 | 0 | 0 | 0
ST | 0 | 0 | 0 | 0 | 0 | 0
STOG | 0 | 0 | 0 | 0 | 0 | 0
STWD | 0 | 0 | 0 | 0 | 0 | 0
WT | 0 | 0 | 0 | 0 | 0 | 0
IGCC | 0 | 0 | 0 | 0 | 0 | 0
DemandResponse | 0 | 0 | 0 | 0 | 0 | 0
IGCC-CCS | 0 | 0 | 0 | 0 | 0 | 0
WT_off | 0 | 0 | 0 | 0 | 0 | 0
PseudoUnit | 0 | 0 | 0 | 0 | 0 | 0
FixedInterchange | 0 | 0 | 0 | 0 | 0 | 0
Emission Cost by Reporting Type: NWPP_Coal
ReportingType | 2015 | 2020 | 2025 | 2030 | 2035 | 2040
BM | 0 | 0 | 0 | 0 | 0 | 0
CC | 0 | 0 | 0 | 0 | 0 | 0
CSP | 0 | 0 | 0 | 0 | 0 | 0
CT | 0 | 0 | 0 | 0 | 0 | 0
Coal | 0 | 0 | 0 | 0 | 0 | 0
Geo | 0 | 0 | 0 | 0 | 0 | 0
H | 0 | 0 | 0 | 0 | 0 | 0
LFG | 0 | 0 | 0 | 0 | 0 | 0
Nuc | 0 | 0 | 0 | 0 | 0 | 0
PS | 0 | 0 | 0 | 0 | 0 | 0
PV | 0 | 0 | 0 | 0 | 0 | 0
PeakG | 0 | 0 | 0 | 0 | 0 | 0
PeakO | 0 | 0 | 0 | 0 | 0 | 0
ST | 0 | 0 | 0 | 0 | 0 | 0
STOG | 0 | 0 | 0 | 0 | 0 | 0
STWD | 0 | 0 | 0 | 0 | 0 | 0
WT | 0 | 0 | 0 | 0 | 0 | 0
IGCC | 0 | 0 | 0 | 0 | 0 | 0
DemandResponse | 0 | 0 | 0 | 0 | 0 | 0
IGCC-CCS | 0 | 0 | 0 | 0 | 0 | 0
WT_off | 0 | 0 | 0 | 0 | 0 | 0
PseudoUnit | 0 | 0 | 0 | 0 | 0 | 0
FixedInterchange | 0 | 0 | 0 | 0 | 0 | 0
Emission Cost by Reporting Type: NWPP_Gas
ReportingType | 2015 | 2020 | 2025 | 2030 | 2035 | 2040
BM | 0 | 0 | 0 | 0 | 0 | 0
CC | 0 | 0 | 0 | 0 | 0 | 0
CSP | 0 | 0 | 0 | 0 | 0 | 0
CT | 0 | 0 | 0 | 0 | 0 | 0
Coal | 0 | 0 | 0 | 0 | 0 | 0
Geo | 0 | 0 | 0 | 0 | 0 | 0
H | 0 | 0 | 0 | 0 | 0 | 0
LFG | 0 | 0 | 0 | 0 | 0 | 0
Nuc | 0 | 0 | 0 | 0 | 0 | 0
PS | 0 | 0 | 0 | 0 | 0 | 0
PV | 0 | 0 | 0 | 0 | 0 | 0
PeakG | 0 | 0 | 0 | 0 | 0 | 0
PeakO | 0 | 0 | 0 | 0 | 0 | 0
ST | 0 | 0 | 0 | 0 | 0 | 0
STOG | 0 | 0 | 0 | 0 | 0 | 0
STWD | 0 | 0 | 0 | 0 | 0 | 0
WT | 0 | 0 | 0 | 0 | 0 | 0
IGCC | 0 | 0 | 0 | 0 | 0 | 0
DemandResponse | 0 | 0 | 0 | 0 | 0 | 0
IGCC-CCS | 0 | 0 | 0 | 0 | 0 | 0
WT_off | 0 | 0 | 0 | 0 | 0 | 0
PseudoUnit | 0 | 0 | 0 | 0 | 0 | 0
FixedInterchange | 0 | 0 | 0 | 0 | 0 | 0
Emission Cost by Reporting Type: NWPP_NucRenew
ReportingType | 2015 | 2020 | 2025 | 2030 | 2035 | 2040
BM | 0 | 0 | 0 | 0 | 0 | 0
CC | 0 | 0 | 0 | 0 | 0 | 0
CSP | 0 | 0 | 0 | 0 | 0 | 0
CT | 0 | 0 | 0 | 0 | 0 | 0
Coal | 0 | 0 | 0 | 0 | 0 | 0
Geo | 0 | 0 | 0 | 0 | 0 | 0
H | 0 | 0 | 0 | 0 | 0 | 0
LFG | 0 | 0 | 0 | 0 | 0 | 0
Nuc | 0 | 0 | 0 | 0 | 0 | 0
PS | 0 | 0 | 0 | 0 | 0 | 0
PV | 0 | 0 | 0 | 0 | 0 | 0
PeakG | 0 | 0 | 0 | 0 | 0 | 0
PeakO | 0 | 0 | 0 | 0 | 0 | 0
ST | 0 | 0 | 0 | 0 | 0 | 0
STOG | 0 | 0 | 0 | 0 | 0 | 0
STWD | 0 | 0 | 0 | 0 | 0 | 0
WT | 0 | 0 | 0 | 0 | 0 | 0
IGCC | 0 | 0 | 0 | 0 | 0 | 0
DemandResponse | 0 | 0 | 0 | 0 | 0 | 0
IGCC-CCS | 0 | 0 | 0 | 0 | 0 | 0
WT_off | 0 | 0 | 0 | 0 | 0 | 0
PseudoUnit | 0 | 0 | 0 | 0 | 0 | 0
FixedInterchange | 0 | 0 | 0 | 0 | 0 | 0
Emission Cost by Reporting Type: RMPA
ReportingType | 2015 | 2020 | 2025 | 2030 | 2035 | 2040
BM | 0 | 0 | 0 | 0 | 0 | 0
CC | 0 | 0 | 0 | 0 | 0 | 0
CSP | 0 | 0 | 0 | 0 | 0 | 0
CT | 0 | 0 | 0 | 0 | 0 | 0
Coal | 0 | 0 | 0 | 0 | 0 | 0
Geo | 0 | 0 | 0 | 0 | 0 | 0
H | 0 | 0 | 0 | 0 | 0 | 0
LFG | 0 | 0 | 0 | 0 | 0 | 0
Nuc | 0 | 0 | 0 | 0 | 0 | 0
PS | 0 | 0 | 0 | 0 | 0 | 0
PV | 0 | 0 | 0 | 0 | 0 | 0
PeakG | 0 | 0 | 0 | 0 | 0 | 0
PeakO | 0 | 0 | 0 | 0 | 0 | 0
ST | 0 | 0 | 0 | 0 | 0 | 0
STOG | 0 | 0 | 0 | 0 | 0 | 0
STWD | 0 | 0 | 0 | 0 | 0 | 0
WT | 0 | 0 | 0 | 0 | 0 | 0
IGCC | 0 | 0 | 0 | 0 | 0 | 0
DemandResponse | 0 | 0 | 0 | 0 | 0 | 0
IGCC-CCS | 0 | 0 | 0 | 0 | 0 | 0
WT_off | 0 | 0 | 0 | 0 | 0 | 0
PseudoUnit | 0 | 0 | 0 | 0 | 0 | 0
FixedInterchange | 0 | 0 | 0 | 0 | 0 | 0
Emission Cost by Reporting Type: SP15
ReportingType | 2015 | 2020 | 2025 | 2030 | 2035 | 2040
BM | 0 | 0 | 0 | 0 | 0 | 0
CC | 0 | 0 | 0 | 0 | 0 | 0
CSP | 0 | 0 | 0 | 0 | 0 | 0
CT | 0 | 0 | 0 | 0 | 0 | 0
Coal | 0 | 0 | 0 | 0 | 0 | 0
Geo | 0 | 0 | 0 | 0 | 0 | 0
H | 0 | 0 | 0 | 0 | 0 | 0
LFG | 0 | 0 | 0 | 0 | 0 | 0
Nuc | 0 | 0 | 0 | 0 | 0 | 0
PS | 0 | 0 | 0 | 0 | 0 | 0
PV | 0 | 0 | 0 | 0 | 0 | 0
PeakG | 0 | 0 | 0 | 0 | 0 | 0
PeakO | 0 | 0 | 0 | 0 | 0 | 0
ST | 0 | 0 | 0 | 0 | 0 | 0
STOG | 0 | 0 | 0 | 0 | 0 | 0
STWD | 0 | 0 | 0 | 0 | 0 | 0
WT | 0 | 0 | 0 | 0 | 0 | 0
IGCC | 0 | 0 | 0 | 0 | 0 | 0
DemandResponse | 0 | 0 | 0 | 0 | 0 | 0
IGCC-CCS | 0 | 0 | 0 | 0 | 0 | 0
WT_off | 0 | 0 | 0 | 0 | 0 | 0
PseudoUnit | 0 | 0 | 0 | 0 | 0 | 0
FixedInterchange | 0 | 0 | 0 | 0 | 0 | 0
Emission Cost by Reporting Type: ALB
ReportingType | 2015 | 2020 | 2025 | 2030 | 2035 | 2040
BM | 0 | 0 | 0 | 0 | 0 | 0
CC | 0 | 0 | 0 | 0 | 0 | 0
CSP | 0 | 0 | 0 | 0 | 0 | 0
CT | 0 | 0 | 0 | 0 | 0 | 0
Coal | 0 | 0 | 0 | 0 | 0 | 0
Geo | 0 | 0 | 0 | 0 | 0 | 0
H | 0 | 0 | 0 | 0 | 0 | 0
LFG | 0 | 0 | 0 | 0 | 0 | 0
Nuc | 0 | 0 | 0 | 0 | 0 | 0
PS | 0 | 0 | 0 | 0 | 0 | 0
PV | 0 | 0 | 0 | 0 | 0 | 0
PeakG | 0 | 0 | 0 | 0 | 0 | 0
PeakO | 0 | 0 | 0 | 0 | 0 | 0
ST | 0 | 0 | 0 | 0 | 0 | 0
STOG | 0 | 0 | 0 | 0 | 0 | 0
STWD | 0 | 0 | 0 | 0 | 0 | 0
WT | 0 | 0 | 0 | 0 | 0 | 0
IGCC | 0 | 0 | 0 | 0 | 0 | 0
DemandResponse | 0 | 0 | 0 | 0 | 0 | 0
IGCC-CCS | 0 | 0 | 0 | 0 | 0 | 0
WT_off | 0 | 0 | 0 | 0 | 0 | 0
PseudoUnit | 0 | 0 | 0 | 0 | 0 | 0
FixedInterchange | 0 | 0 | 0 | 0 | 0 | 0
Emission Cost by Reporting Type: BC
ReportingType | 2015 | 2020 | 2025 | 2030 | 2035 | 2040
BM | 0 | 0 | 0 | 0 | 0 | 0
CC | 0 | 0 | 0 | 0 | 0 | 0
CSP | 0 | 0 | 0 | 0 | 0 | 0
CT | 0 | 0 | 0 | 0 | 0 | 0
Coal | 0 | 0 | 0 | 0 | 0 | 0
Geo | 0 | 0 | 0 | 0 | 0 | 0
H | 0 | 0 | 0 | 0 | 0 | 0
LFG | 0 | 0 | 0 | 0 | 0 | 0
Nuc | 0 | 0 | 0 | 0 | 0 | 0
PS | 0 | 0 | 0 | 0 | 0 | 0
PV | 0 | 0 | 0 | 0 | 0 | 0
PeakG | 0 | 0 | 0 | 0 | 0 | 0
PeakO | 0 | 0 | 0 | 0 | 0 | 0
ST | 0 | 0 | 0 | 0 | 0 | 0
STOG | 0 | 0 | 0 | 0 | 0 | 0
STWD | 0 | 0 | 0 | 0 | 0 | 0
WT | 0 | 0 | 0 | 0 | 0 | 0
IGCC | 0 | 0 | 0 | 0 | 0 | 0
DemandResponse | 0 | 0 | 0 | 0 | 0 | 0
IGCC-CCS | 0 | 0 | 0 | 0 | 0 | 0
WT_off | 0 | 0 | 0 | 0 | 0 | 0
PseudoUnit | 0 | 0 | 0 | 0 | 0 | 0
FixedInterchange | 0 | 0 | 0 | 0 | 0 | 0
Emission Cost by Reporting Type: HQ_IESO
ReportingType | 2015 | 2020 | 2025 | 2030 | 2035 | 2040
BM | 0 | 0 | 0 | 0 | 0 | 0
CC | 0 | 0 | 0 | 0 | 0 | 0
CSP | 0 | 0 | 0 | 0 | 0 | 0
CT | 0 | 0 | 0 | 0 | 0 | 0
Coal | 0 | 0 | 0 | 0 | 0 | 0
Geo | 0 | 0 | 0 | 0 | 0 | 0
H | 0 | 0 | 0 | 0 | 0 | 0
LFG | 0 | 0 | 0 | 0 | 0 | 0
Nuc | 0 | 0 | 0 | 0 | 0 | 0
PS | 0 | 0 | 0 | 0 | 0 | 0
PV | 0 | 0 | 0 | 0 | 0 | 0
PeakG | 0 | 0 | 0 | 0 | 0 | 0
PeakO | 0 | 0 | 0 | 0 | 0 | 0
ST | 0 | 0 | 0 | 0 | 0 | 0
STOG | 0 | 0 | 0 | 0 | 0 | 0
STWD | 0 | 0 | 0 | 0 | 0 | 0
WT | 0 | 0 | 0 | 0 | 0 | 0
IGCC | 0 | 0 | 0 | 0 | 0 | 0
DemandResponse | 0 | 0 | 0 | 0 | 0 | 0
IGCC-CCS | 0 | 0 | 0 | 0 | 0 | 0
WT_off | 0 | 0 | 0 | 0 | 0 | 0
PseudoUnit | 0 | 0 | 0 | 0 | 0 | 0
FixedInterchange | 0 | 0 | 0 | 0 | 0 | 0
Emission Cost by Reporting Type: HQ_NEISO
ReportingType | 2015 | 2020 | 2025 | 2030 | 2035 | 2040
BM | 0 | 0 | 0 | 0 | 0 | 0
CC | 0 | 0 | 0 | 0 | 0 | 0
CSP | 0 | 0 | 0 | 0 | 0 | 0
CT | 0 | 0 | 0 | 0 | 0 | 0
Coal | 0 | 0 | 0 | 0 | 0 | 0
Geo | 0 | 0 | 0 | 0 | 0 | 0
H | 0 | 0 | 0 | 0 | 0 | 0
LFG | 0 | 0 | 0 | 0 | 0 | 0
Nuc | 0 | 0 | 0 | 0 | 0 | 0
PS | 0 | 0 | 0 | 0 | 0 | 0
PV | 0 | 0 | 0 | 0 | 0 | 0
PeakG | 0 | 0 | 0 | 0 | 0 | 0
PeakO | 0 | 0 | 0 | 0 | 0 | 0
ST | 0 | 0 | 0 | 0 | 0 | 0
STOG | 0 | 0 | 0 | 0 | 0 | 0
STWD | 0 | 0 | 0 | 0 | 0 | 0
WT | 0 | 0 | 0 | 0 | 0 | 0
IGCC | 0 | 0 | 0 | 0 | 0 | 0
DemandResponse | 0 | 0 | 0 | 0 | 0 | 0
IGCC-CCS | 0 | 0 | 0 | 0 | 0 | 0
WT_off | 0 | 0 | 0 | 0 | 0 | 0
PseudoUnit | 0 | 0 | 0 | 0 | 0 | 0
FixedInterchange | 0 | 0 | 0 | 0 | 0 | 0
Emission Cost by Reporting Type: HQ_NY
ReportingType | 2015 | 2020 | 2025 | 2030 | 2035 | 2040
BM | 0 | 0 | 0 | 0 | 0 | 0
CC | 0 | 0 | 0 | 0 | 0 | 0
CSP | 0 | 0 | 0 | 0 | 0 | 0
CT | 0 | 0 | 0 | 0 | 0 | 0
Coal | 0 | 0 | 0 | 0 | 0 | 0
Geo | 0 | 0 | 0 | 0 | 0 | 0
H | 0 | 0 | 0 | 0 | 0 | 0
LFG | 0 | 0 | 0 | 0 | 0 | 0
Nuc | 0 | 0 | 0 | 0 | 0 | 0
PS | 0 | 0 | 0 | 0 | 0 | 0
PV | 0 | 0 | 0 | 0 | 0 | 0
PeakG | 0 | 0 | 0 | 0 | 0 | 0
PeakO | 0 | 0 | 0 | 0 | 0 | 0
ST | 0 | 0 | 0 | 0 | 0 | 0
STOG | 0 | 0 | 0 | 0 | 0 | 0
STWD | 0 | 0 | 0 | 0 | 0 | 0
WT | 0 | 0 | 0 | 0 | 0 | 0
IGCC | 0 | 0 | 0 | 0 | 0 | 0
DemandResponse | 0 | 0 | 0 | 0 | 0 | 0
IGCC-CCS | 0 | 0 | 0 | 0 | 0 | 0
WT_off | 0 | 0 | 0 | 0 | 0 | 0
PseudoUnit | 0 | 0 | 0 | 0 | 0 | 0
FixedInterchange | 0 | 0 | 0 | 0 | 0 | 0
Emission Cost by Reporting Type: MARITIMES
ReportingType | 2015 | 2020 | 2025 | 2030 | 2035 | 2040
BM | 0 | 0 | 0 | 0 | 0 | 0
CC | 0 | 0 | 0 | 0 | 0 | 0
CSP | 0 | 0 | 0 | 0 | 0 | 0
CT | 0 | 0 | 0 | 0 | 0 | 0
Coal | 0 | 0 | 0 | 0 | 0 | 0
Geo | 0 | 0 | 0 | 0 | 0 | 0
H | 0 | 0 | 0 | 0 | 0 | 0
LFG | 0 | 0 | 0 | 0 | 0 | 0
Nuc | 0 | 0 | 0 | 0 | 0 | 0
PS | 0 | 0 | 0 | 0 | 0 | 0
PV | 0 | 0 | 0 | 0 | 0 | 0
PeakG | 0 | 0 | 0 | 0 | 0 | 0
PeakO | 0 | 0 | 0 | 0 | 0 | 0
ST | 0 | 0 | 0 | 0 | 0 | 0
STOG | 0 | 0 | 0 | 0 | 0 | 0
STWD | 0 | 0 | 0 | 0 | 0 | 0
WT | 0 | 0 | 0 | 0 | 0 | 0
IGCC | 0 | 0 | 0 | 0 | 0 | 0
DemandResponse | 0 | 0 | 0 | 0 | 0 | 0
IGCC-CCS | 0 | 0 | 0 | 0 | 0 | 0
WT_off | 0 | 0 | 0 | 0 | 0 | 0
PseudoUnit | 0 | 0 | 0 | 0 | 0 | 0
FixedInterchange | 0 | 0 | 0 | 0 | 0 | 0
Emission Cost by Reporting Type: All
ReportingType | 2015 | 2020 | 2025 | 2030 | 2035 | 2040
BM | 0 | 0 | 0 | 0 | 0 | 0
CC | 0 | 0 | 0 | 0 | 0 | 0
CSP | 0 | 0 | 0 | 0 | 0 | 0
CT | 0 | 0 | 0 | 0 | 0 | 0
Coal | 0 | 0 | 0 | 0 | 0 | 0
Geo | 0 | 0 | 0 | 0 | 0 | 0
H | 0 | 0 | 0 | 0 | 0 | 0
LFG | 0 | 0 | 0 | 0 | 0 | 0
Nuc | 0 | 0 | 0 | 0 | 0 | 0
PS | 0 | 0 | 0 | 0 | 0 | 0
PV | 0 | 0 | 0 | 0 | 0 | 0
PeakG | 0 | 0 | 0 | 0 | 0 | 0
PeakO | 0 | 0 | 0 | 0 | 0 | 0
ST | 0 | 0 | 0 | 0 | 0 | 0
STOG | 0 | 0 | 0 | 0 | 0 | 0
STWD | 0 | 0 | 0 | 0 | 0 | 0
WT | 0 | 0 | 0 | 0 | 0 | 0
IGCC | 0 | 0 | 0 | 0 | 0 | 0
DemandResponse | 0 | 0 | 0 | 0 | 0 | 0
IGCC-CCS | 0 | 0 | 0 | 0 | 0 | 0
WT_off | 0 | 0 | 0 | 0 | 0 | 0
PseudoUnit | 0 | 0 | 0 | 0 | 0 | 0
FixedInterchange | 0 | 0 | 0 | 0 | 0 | 0
Emission Cost by Reporting Type: EI_US
ReportingType | 2015 | 2020 | 2025 | 2030 | 2035 | 2040
BM | 0 | 0 | 0 | 0 | 0 | 0
CC | 0 | 0 | 0 | 0 | 0 | 0
CSP | 0 | 0 | 0 | 0 | 0 | 0
CT | 0 | 0 | 0 | 0 | 0 | 0
Coal | 0 | 0 | 0 | 0 | 0 | 0
Geo | 0 | 0 | 0 | 0 | 0 | 0
H | 0 | 0 | 0 | 0 | 0 | 0
LFG | 0 | 0 | 0 | 0 | 0 | 0
Nuc | 0 | 0 | 0 | 0 | 0 | 0
PS | 0 | 0 | 0 | 0 | 0 | 0
PV | 0 | 0 | 0 | 0 | 0 | 0
PeakG | 0 | 0 | 0 | 0 | 0 | 0
PeakO | 0 | 0 | 0 | 0 | 0 | 0
ST | 0 | 0 | 0 | 0 | 0 | 0
STOG | 0 | 0 | 0 | 0 | 0 | 0
STWD | 0 | 0 | 0 | 0 | 0 | 0
WT | 0 | 0 | 0 | 0 | 0 | 0
IGCC | 0 | 0 | 0 | 0 | 0 | 0
DemandResponse | 0 | 0 | 0 | 0 | 0 | 0
IGCC-CCS | 0 | 0 | 0 | 0 | 0 | 0
WT_off | 0 | 0 | 0 | 0 | 0 | 0
PseudoUnit | 0 | 0 | 0 | 0 | 0 | 0
FixedInterchange | 0 | 0 | 0 | 0 | 0 | 0
Emission Cost by Reporting Type: EI_Canada
ReportingType | 2015 | 2020 | 2025 | 2030 | 2035 | 2040
BM | 0 | 0 | 0 | 0 | 0 | 0
CC | 0 | 0 | 0 | 0 | 0 | 0
CSP | 0 | 0 | 0 | 0 | 0 | 0
CT | 0 | 0 | 0 | 0 | 0 | 0
Coal | 0 | 0 | 0 | 0 | 0 | 0
Geo | 0 | 0 | 0 | 0 | 0 | 0
H | 0 | 0 | 0 | 0 | 0 | 0
LFG | 0 | 0 | 0 | 0 | 0 | 0
Nuc | 0 | 0 | 0 | 0 | 0 | 0
PS | 0 | 0 | 0 | 0 | 0 | 0
PV | 0 | 0 | 0 | 0 | 0 | 0
PeakG | 0 | 0 | 0 | 0 | 0 | 0
PeakO | 0 | 0 | 0 | 0 | 0 | 0
ST | 0 | 0 | 0 | 0 | 0 | 0
STOG | 0 | 0 | 0 | 0 | 0 | 0
STWD | 0 | 0 | 0 | 0 | 0 | 0
WT | 0 | 0 | 0 | 0 | 0 | 0
IGCC | 0 | 0 | 0 | 0 | 0 | 0
DemandResponse | 0 | 0 | 0 | 0 | 0 | 0
IGCC-CCS | 0 | 0 | 0 | 0 | 0 | 0
WT_off | 0 | 0 | 0 | 0 | 0 | 0
PseudoUnit | 0 | 0 | 0 | 0 | 0 | 0
FixedInterchange | 0 | 0 | 0 | 0 | 0 | 0
Emission Cost by Reporting Type: EI
ReportingType | 2015 | 2020 | 2025 | 2030 | 2035 | 2040
BM | 0 | 0 | 0 | 0 | 0 | 0
CC | 0 | 0 | 0 | 0 | 0 | 0
CSP | 0 | 0 | 0 | 0 | 0 | 0
CT | 0 | 0 | 0 | 0 | 0 | 0
Coal | 0 | 0 | 0 | 0 | 0 | 0
Geo | 0 | 0 | 0 | 0 | 0 | 0
H | 0 | 0 | 0 | 0 | 0 | 0
LFG | 0 | 0 | 0 | 0 | 0 | 0
Nuc | 0 | 0 | 0 | 0 | 0 | 0
PS | 0 | 0 | 0 | 0 | 0 | 0
PV | 0 | 0 | 0 | 0 | 0 | 0
PeakG | 0 | 0 | 0 | 0 | 0 | 0
PeakO | 0 | 0 | 0 | 0 | 0 | 0
ST | 0 | 0 | 0 | 0 | 0 | 0
STOG | 0 | 0 | 0 | 0 | 0 | 0
STWD | 0 | 0 | 0 | 0 | 0 | 0
WT | 0 | 0 | 0 | 0 | 0 | 0
IGCC | 0 | 0 | 0 | 0 | 0 | 0
DemandResponse | 0 | 0 | 0 | 0 | 0 | 0
IGCC-CCS | 0 | 0 | 0 | 0 | 0 | 0
WT_off | 0 | 0 | 0 | 0 | 0 | 0
PseudoUnit | 0 | 0 | 0 | 0 | 0 | 0
FixedInterchange | 0 | 0 | 0 | 0 | 0 | 0
Emission Cost by Reporting Type: Outside_EI
ReportingType | 2015 | 2020 | 2025 | 2030 | 2035 | 2040
BM | 0 | 0 | 0 | 0 | 0 | 0
CC | 0 | 0 | 0 | 0 | 0 | 0
CSP | 0 | 0 | 0 | 0 | 0 | 0
CT | 0 | 0 | 0 | 0 | 0 | 0
Coal | 0 | 0 | 0 | 0 | 0 | 0
Geo | 0 | 0 | 0 | 0 | 0 | 0
H | 0 | 0 | 0 | 0 | 0 | 0
LFG | 0 | 0 | 0 | 0 | 0 | 0
Nuc | 0 | 0 | 0 | 0 | 0 | 0
PS | 0 | 0 | 0 | 0 | 0 | 0
PV | 0 | 0 | 0 | 0 | 0 | 0
PeakG | 0 | 0 | 0 | 0 | 0 | 0
PeakO | 0 | 0 | 0 | 0 | 0 | 0
ST | 0 | 0 | 0 | 0 | 0 | 0
STOG | 0 | 0 | 0 | 0 | 0 | 0
STWD | 0 | 0 | 0 | 0 | 0 | 0
WT | 0 | 0 | 0 | 0 | 0 | 0
IGCC | 0 | 0 | 0 | 0 | 0 | 0
DemandResponse | 0 | 0 | 0 | 0 | 0 | 0
IGCC-CCS | 0 | 0 | 0 | 0 | 0 | 0
WT_off | 0 | 0 | 0 | 0 | 0 | 0
PseudoUnit | 0 | 0 | 0 | 0 | 0 | 0
FixedInterchange | 0 | 0 | 0 | 0 | 0 | 0
==== Emission Program: Carbon : (CO2) ====
Emission Cost by Reporting Type: Entergy
ReportingType | 2015 | 2020 | 2025 | 2030 | 2035 | 2040
BM | 0 | 0 | 0 | 0 | 0 | 0
CC | 735.91 | 1343.71 | 2172.59 | 4002.86 | 3936.17 | 3347.98
CSP | 0 | 0 | 0 | 0 | 0 | 0
CT | 0 | 0 | 0 | 0 | 0 | 0
Coal | 1449.71 | 187.03 | 28.09 | 0.52 | 0 | 4.94
Geo | 0 | 0 | 0 | 0 | 0 | 0
H | 0 | 0 | 0 | 0 | 0 | 0
LFG | 0 | 0 | 0 | 0 | 0 | 0
Nuc | 0 | 0 | 0 | 0 | 0 | 0
PS | 0 | 0 | 0 | 0 | 0 | 0
PV | 0 | 0 | 0 | 0 | 0 | 0
PeakG | 0 | 0 | 0.92 | 0 | 0 | 0
PeakO | 0 | 0 | 0 | 0 | 0 | 0
ST | 0 | 0 | 0 | 0 | 0 | 0
STOG | 4.74 | 7.06 | 0 | 0 | 0 | 0
STWD | 0 | 0 | 0 | 0 | 0 | 0
WT | 0 | 0 | 0 | 0 | 0 | 0
IGCC | 0 | 0 | 0 | 0 | 0 | 0
DemandResponse | 0 | 0 | 0 | 0 | 0 | 0
IGCC-CCS | 0 | 0 | 0 | 0 | 0 | 0
WT_off | 0 | 0 | 0 | 0 | 0 | 0
PseudoUnit | 0 | 0 | 0 | 0 | 0 | 0
FixedInterchange | 0 | 0 | 0 | 0 | 0 | 0
Emission Cost by Reporting Type: FRCC
ReportingType | 2015 | 2020 | 2025 | 2030 | 2035 | 2040
BM | 0 | 0 | 0 | 0 | 0 | 0
CC | 1844.49 | 2757.87 | 4445.15 | 4833.39 | 4421.54 | 3787.55
CSP | 0 | 0 | 0 | 0 | 0 | 0
CT | 7.47 | 14.6 | 33.91 | 33.71 | 0 | 0
Coal | 450.28 | 127.96 | 0 | 0 | 0 | 0
Geo | 0 | 0 | 0 | 0 | 0 | 0
H | 0 | 0 | 0 | 0 | 0 | 0
LFG | 0 | 0 | 0 | 0 | 0 | 0
Nuc | 0 | 0 | 0 | 0 | 0 | 0
PS | 0 | 0 | 0 | 0 | 0 | 0
PV | 0 | 0 | 0 | 0 | 0 | 0
PeakG | 6.18 | 13.94 | 41.02 | 6.95 | 13.3 | 8.8
PeakO | 0 | 0 | 0 | 0 | 0 | 0
ST | 0 | 0 | 0 | 0 | 0 | 0
STOG | 0 | 0 | 0 | 0 | 0 | 0
STWD | 0 | 0 | 0 | 0 | 0 | 0
WT | 0 | 0 | 0 | 0 | 0 | 0
IGCC | 0 | 0 | 0 | 0 | 0 | 0
DemandResponse | 0 | 0 | 0 | 0 | 0 | 0
IGCC-CCS | 0 | 0 | 0 | 0 | 0 | 0
WT_off | 0 | 0 | 0 | 0 | 0 | 0
PseudoUnit | 0 | 0 | 0 | 0 | 0 | 0
FixedInterchange | 0 | 0 | 0 | 0 | 0 | 0
Emission Cost by Reporting Type: MAPP_US
ReportingType | 2015 | 2020 | 2025 | 2030 | 2035 | 2040
BM | 0 | 0 | 0 | 0 | 0 | 0
CC | 13.32 | 2.9 | 4.54 | 10.17 | 10.17 | 10.17
CSP | 0 | 0 | 0 | 0 | 0 | 0
CT | 0 | 0 | 0 | 0 | 0.26 | 0.25
Coal | 302.17 | 166.67 | 0 | 0 | 0 | 0
Geo | 0 | 0 | 0 | 0 | 0 | 0
H | 0 | 0 | 0 | 0 | 0 | 0
LFG | 0 | 0 | 0 | 0 | 0 | 0
Nuc | 0 | 0 | 0 | 0 | 0 | 0
PS | 0 | 0 | 0 | 0 | 0 | 0
PV | 0 | 0 | 0 | 0 | 0 | 0
PeakG | 0.96 | 3.54 | 2.96 | 9.69 | 6.79 | 6.79
PeakO | 0 | 0 | 0 | 0 | 0 | 0
ST | 0 | 0 | 0 | 0 | 0 | 0
STOG | 0 | 0 | 0 | 0 | 0 | 0
STWD | 0 | 0 | 0 | 0 | 0 | 0
WT | 0 | 0 | 0 | 0 | 0 | 0
IGCC | 0 | 0 | 0 | 0 | 0 | 0
DemandResponse | 0 | 0 | 0 | 0 | 0 | 0
IGCC-CCS | 0 | 0 | 0 | 0 | 0 | 0
WT_off | 0 | 0 | 0 | 0 | 0 | 0
PseudoUnit | 0 | 0 | 0 | 0 | 0 | 0
FixedInterchange | 0 | 0 | 0 | 0 | 0 | 0
Emission Cost by Reporting Type: MISO_IN
ReportingType | 2015 | 2020 | 2025 | 2030 | 2035 | 2040
BM | 0 | 0 | 0 | 0 | 0 | 0
CC | 198.04 | 2122.18 | 3595.71 | 7584.17 | 7530.7 | 7859.84
CSP | 0 | 0 | 0 | 0 | 0 | 0
CT | 0 | 0 | 0 | 0 | 0 | 0
Coal | 1385.31 | 0 | 0 | 0 | 0 | 0
Geo | 0 | 0 | 0 | 0 | 0 | 0
H | 0 | 0 | 0 | 0 | 0 | 0
LFG | 0 | 0 | 0 | 0 | 0 | 0
Nuc | 0 | 0 | 0 | 0 | 0 | 0
PS | 0 | 0 | 0 | 0 | 0 | 0
PV | 0 | 0 | 0 | 0 | 0 | 0
PeakG | 0.04 | 0 | 0 | 0 | 0 | 0
PeakO | 0 | 0 | 0 | 0 | 0 | 0
ST | 0 | 0 | 0 | 0 | 0 | 0
STOG | 0.48 | 0.68 | 1.12 | 0.8 | 0.8 | 0.8
STWD | 0 | 0 | 0 | 0 | 0 | 0
WT | 0 | 0 | 0 | 0 | 0 | 0
IGCC | 100.97 | 90.49 | 22.22 | 13.87 | 13.87 | 13.87
DemandResponse | 0 | 0 | 0 | 0 | 0 | 0
IGCC-CCS | 0 | 0 | 0 | 0 | 0 | 0
WT_off | 0 | 0 | 0 | 0 | 0 | 0
PseudoUnit | 0 | 0 | 0 | 0 | 0 | 0
FixedInterchange | 0 | 0 | 0 | 0 | 0 | 0
Emission Cost by Reporting Type: MISO_MI
ReportingType | 2015 | 2020 | 2025 | 2030 | 2035 | 2040
BM | 0 | 0 | 0 | 0 | 0 | 0
CC | 220.79 | 378.61 | 493.22 | 1050.28 | 1082.06 | 1123.83
CSP | 0 | 0 | 0 | 0 | 0 | 0
CT | 0 | 0 | 0 | 0 | 0 | 0
Coal | 607.58 | 0 | 0 | 0 | 0 | 0
Geo | 0 | 0 | 0 | 0 | 0 | 0
H | 0 | 0 | 0 | 0 | 0 | 0
LFG | 0 | 0 | 0 | 0 | 0 | 0
Nuc | 0 | 0 | 0 | 0 | 0 | 0
PS | 0 | 0 | 0 | 0 | 0 | 0
PV | 0 | 0 | 0 | 0 | 0 | 0
PeakG | 0.24 | 0.49 | 1.06 | 0 | 0.76 | 0
PeakO | 0 | 0 | 0 | 0 | 0 | 0
ST | 0 | 0 | 0 | 0 | 0 | 0
STOG | 4.8 | 2.17 | 3.55 | 2.27 | 6.68 | 2.27
STWD | 0 | 0 | 0 | 0 | 0 | 0
WT | 0 | 0 | 0 | 0 | 0 | 0
IGCC | 0 | 0 | 0 | 0 | 0 | 0
DemandResponse | 0 | 0 | 0 | 0 | 0 | 0
IGCC-CCS | 0 | 0 | 0 | 0 | 0 | 0
WT_off | 0 | 0 | 0 | 0 | 0 | 0
PseudoUnit | 0 | 0 | 0 | 0 | 0 | 0
FixedInterchange | 0 | 0 | 0 | 0 | 0 | 0
Emission Cost by Reporting Type: MISO_MO-IL
ReportingType | 2015 | 2020 | 2025 | 2030 | 2035 | 2040
BM | 0 | 0 | 0 | 0 | 0 | 0
CC | 28.61 | 348.84 | 344.11 | 703.97 | 755.76 | 575.82
CSP | 0 | 0 | 0 | 0 | 0 | 0
CT | 0 | 0 | 0 | 0 | 0 | 0
Coal | 1857.79 | 515.16 | 76.76 | 50.15 | 50.15 | 50.15
Geo | 0 | 0 | 0 | 0 | 0 | 0
H | 0 | 0 | 0 | 0 | 0 | 0
LFG | 0 | 0 | 0 | 0 | 0 | 0
Nuc | 0 | 0 | 0 | 0 | 0 | 0
PS | 0 | 0 | 0 | 0 | 0 | 0
PV | 0 | 0 | 0 | 0 | 0 | 0
PeakG | 4.45 | 8.46 | 11.38 | 29.17 | 30.14 | 40.18
PeakO | 0 | 0 | 0 | 0 | 0 | 0
ST | 0 | 0 | 0 | 0 | 0 | 0
STOG | 0.09 | 0.13 | 0.21 | 0 | 0.47 | 0.22
STWD | 0 | 0 | 0 | 0 | 0 | 0
WT | 0 | 0 | 0 | 0 | 0 | 0
IGCC | 0 | 0 | 0 | 0 | 0 | 0
DemandResponse | 0 | 0 | 0 | 0 | 0 | 0
IGCC-CCS | 0 | 0 | 0 | 0 | 0 | 0
WT_off | 0 | 0 | 0 | 0 | 0 | 0
PseudoUnit | 0 | 0 | 0 | 0 | 0 | 0
FixedInterchange | 0 | 0 | 0 | 0 | 0 | 0
Emission Cost by Reporting Type: MISO_W
ReportingType | 2015 | 2020 | 2025 | 2030 | 2035 | 2040
BM | 0 | 0 | 0 | 0 | 0 | 0
CC | 88.23 | 172.29 | 77.35 | 141.32 | 115.6 | 113.46
CSP | 0 | 0 | 0 | 0 | 0 | 0
CT | 0 | 0 | 0 | 0 | 0 | 0
Coal | 1902.13 | 993.07 | 28.23 | 55.08 | 55.08 | 55.08
Geo | 0 | 0 | 0 | 0 | 0 | 0
H | 0 | 0 | 0 | 0 | 0 | 0
LFG | 0 | 0 | 0 | 0 | 0 | 0
Nuc | 0 | 0 | 0 | 0 | 0 | 0
PS | 0 | 0 | 0 | 0 | 0 | 0
PV | 0 | 0 | 0 | 0 | 0 | 0
PeakG | 4.04 | 18.56 | 2.1 | 9.1 | 18.93 | 9.75
PeakO | 0 | 0 | 0 | 0 | 0 | 0
ST | 0 | 0 | 0 | 0 | 0 | 0
STOG | 0 | 0.02 | 0 | 0 | 0 | 0
STWD | 0 | 0 | 0 | 0 | 0 | 0
WT | 0 | 0 | 0 | 0 | 0 | 0
IGCC | 0 | 0 | 0 | 0 | 0 | 0
DemandResponse | 0 | 0 | 0 | 0 | 0 | 0
IGCC-CCS | 0 | 0 | 0 | 0 | 0 | 0
WT_off | 0 | 0 | 0 | 0 | 0 | 0
PseudoUnit | 0 | 0 | 0 | 0 | 0 | 0
FixedInterchange | 0 | 0 | 0 | 0 | 0 | 0
Emission Cost by Reporting Type: MISO_WUMS
ReportingType | 2015 | 2020 | 2025 | 2030 | 2035 | 2040
BM | 0 | 0 | 0 | 0 | 0 | 0
CC | 536.74 | 974.04 | 1260.55 | 2711.23 | 2965.46 | 2731.61
CSP | 0 | 0 | 0 | 0 | 0 | 0
CT | 0 | 0 | 0 | 9.51 | 9.56 | 32.77
Coal | 224.04 | 20.44 | 12.32 | 16.95 | 16.95 | 17.32
Geo | 0 | 0 | 0 | 0 | 0 | 0
H | 0 | 0 | 0 | 0 | 0 | 0
LFG | 0 | 0 | 0 | 0 | 0 | 0
Nuc | 0 | 0 | 0 | 0 | 0 | 0
PS | 0 | 0 | 0 | 0 | 0 | 0
PV | 0 | 0 | 0 | 0 | 0 | 0
PeakG | 0 | 0 | 0 | 0 | 0 | 0
PeakO | 0 | 0 | 0 | 0 | 0 | 0
ST | 0 | 0 | 0 | 0 | 0 | 0
STOG | 0 | 0 | 0 | 0 | 0 | 0
STWD | 0 | 0 | 0 | 0 | 0 | 0
WT | 0 | 0 | 0 | 0 | 0 | 0
IGCC | 0 | 0 | 0 | 0 | 0 | 0
DemandResponse | 0 | 0 | 0 | 0 | 0 | 0
IGCC-CCS | 0 | 0 | 0 | 0 | 0 | 0
WT_off | 0 | 0 | 0 | 0 | 0 | 0
PseudoUnit | 0 | 0 | 0 | 0 | 0 | 0
FixedInterchange | 0 | 0 | 0 | 0 | 0 | 0
Emission Cost by Reporting Type: Nebraska
ReportingType | 2015 | 2020 | 2025 | 2030 | 2035 | 2040
BM | 0 | 0 | 0 | 0 | 0 | 0
CC | 21.18 | 99.41 | 83.58 | 184.32 | 275.63 | 181.3
CSP | 0 | 0 | 0 | 0 | 0 | 0
CT | 0 | 0 | 0 | 0 | 0 | 0
Coal | 861.1 | 105.91 | 30.78 | 68.42 | 77.79 | 77.79
Geo | 0 | 0 | 0 | 0 | 0 | 0
H | 0 | 0 | 0 | 0 | 0 | 0
LFG | 0 | 0 | 0 | 0 | 0 | 0
Nuc | 0 | 0 | 0 | 0 | 0 | 0
PS | 0 | 0 | 0 | 0 | 0 | 0
PV | 0 | 0 | 0 | 0 | 0 | 0
PeakG | 0.37 | 0.27 | 0 | 1.3 | 0.14 | 0
PeakO | 0 | 0 | 0 | 0 | 0 | 0
ST | 0 | 0 | 0 | 0 | 0 | 0
STOG | 0 | 0 | 0 | 0 | 0 | 0
STWD | 0 | 0 | 0 | 0 | 0 | 0
WT | 0 | 0 | 0 | 0 | 0 | 0
IGCC | 0 | 0 | 0 | 0 | 0 | 0
DemandResponse | 0 | 0 | 0 | 0 | 0 | 0
IGCC-CCS | 0 | 0 | 0 | 0 | 0 | 0
WT_off | 0 | 0 | 0 | 0 | 0 | 0
PseudoUnit | 0 | 0 | 0 | 0 | 0 | 0
FixedInterchange | 0 | 0 | 0 | 0 | 0 | 0
Emission Cost by Reporting Type: NEISO
ReportingType | 2015 | 2020 | 2025 | 2030 | 2035 | 2040
BM | 0 | 0 | 0 | 0 | 0 | 0
CC | 419.04 | 385.66 | 493.71 | 628.82 | 1031.44 | 1144.94
CSP | 0 | 0 | 0 | 0 | 0 | 0
CT | 0.04 | 0.12 | 0.39 | 0 | 0 | 0.02
Coal | 0.9 | 0 | 0 | 0 | 0 | 0
Geo | 0 | 0 | 0 | 0 | 0 | 0
H | 0 | 0 | 0 | 0 | 0 | 0
LFG | 0 | 0 | 0 | 0 | 0 | 0
Nuc | 0 | 0 | 0 | 0 | 0 | 0
PS | 0 | 0 | 0 | 0 | 0 | 0
PV | 0 | 0 | 0 | 0 | 0 | 0
PeakG | 0.12 | 0.67 | 1.22 | 0 | 1.71 | 2.98
PeakO | 0 | 0 | 0 | 0 | 0 | 0
ST | 0 | 0 | 0 | 0 | 0 | 0
STOG | 0 | 0 | 0 | 0 | 0 | 0
STWD | 0 | 0 | 0 | 0 | 0 | 0
WT | 0 | 0 | 0 | 0 | 0 | 0
IGCC | 0 | 0 | 0 | 0 | 0 | 0
DemandResponse | 0 | 0 | 0 | 0 | 0 | 0
IGCC-CCS | 0 | 0 | 0 | 0 | 0 | 0
WT_off | 0 | 0 | 0 | 0 | 0 | 0
PseudoUnit | 0 | 0 | 0 | 0 | 0 | 0
FixedInterchange | 0 | 0 | 0 | 0 | 0 | 0
Emission Cost by Reporting Type: NonRTO_Midwest
ReportingType | 2015 | 2020 | 2025 | 2030 | 2035 | 2040
BM | 0 | 0 | 0 | 0 | 0 | 0
CC | 116.83 | 593.17 | 964.69 | 2101.85 | 2053.04 | 1963.12
CSP | 0 | 0 | 0 | 0 | 0 | 0
CT | 0 | 0 | 0 | 0 | 0 | 0
Coal | 1155.47 | 443.56 | 68.66 | 20.69 | 20.69 | 20.69
Geo | 0 | 0 | 0 | 0 | 0 | 0
H | 0 | 0 | 0 | 0 | 0 | 0
LFG | 0 | 0 | 0 | 0 | 0 | 0
Nuc | 0 | 0 | 0 | 0 | 0 | 0
PS | 0 | 0 | 0 | 0 | 0 | 0
PV | 0 | 0 | 0 | 0 | 0 | 0
PeakG | 2.34 | 1.49 | 4.93 | 14.88 | 15.41 | 18.08
PeakO | 0 | 0 | 0 | 0 | 0 | 0
ST | 0 | 0 | 0 | 0 | 0 | 0
STOG | 0 | 0 | 0 | 0 | 0 | 0
STWD | 0 | 0 | 0 | 0 | 0 | 0
WT | 0 | 0 | 0 | 0 | 0 | 0
IGCC | 0 | 0 | 0 | 0 | 0 | 0
DemandResponse | 0 | 0 | 0 | 0 | 0 | 0
IGCC-CCS | 0 | 0 | 0 | 0 | 0 | 0
WT_off | 0 | 0 | 0 | 0 | 0 | 0
PseudoUnit | 0 | 0 | 0 | 0 | 0 | 0
FixedInterchange | 0 | 0 | 0 | 0 | 0 | 0
Emission Cost by Reporting Type: NYISO_A-F
ReportingType | 2015 | 2020 | 2025 | 2030 | 2035 | 2040
BM | 0 | 0 | 0 | 0 | 0 | 0
CC | 78.29 | 132.16 | 125.51 | 263.33 | 267.08 | 336.77
CSP | 0 | 0 | 0 | 0 | 0 | 0
CT | 0 | 0 | 0 | 0 | 0 | 0
Coal | 0 | 0 | 0 | 0 | 0 | 0
Geo | 0 | 0 | 0 | 0 | 0 | 0
H | 0 | 0 | 0 | 0 | 0 | 0
LFG | 0 | 0 | 0 | 0 | 0 | 0
Nuc | 0 | 0 | 0 | 0 | 0 | 0
PS | 0 | 0 | 0 | 0 | 0 | 0
PV | 0 | 0 | 0 | 0 | 0 | 0
PeakG | 0.03 | 0.13 | 0 | 0 | 0 | 0.49
PeakO | 0 | 0 | 0 | 0 | 0 | 0
ST | 0 | 0 | 0 | 0 | 0 | 0
STOG | 0 | 0 | 0 | 0 | 0 | 0
STWD | 0 | 0 | 0 | 0 | 0 | 0
WT | 0 | 0 | 0 | 0 | 0 | 0
IGCC | 0 | 0 | 0 | 0 | 0 | 0
DemandResponse | 0 | 0 | 0 | 0 | 0 | 0
IGCC-CCS | 0 | 0 | 0 | 0 | 0 | 0
WT_off | 0 | 0 | 0 | 0 | 0 | 0
PseudoUnit | 0 | 0 | 0 | 0 | 0 | 0
FixedInterchange | 0 | 0 | 0 | 0 | 0 | 0
Emission Cost by Reporting Type: NYISO_G-I
ReportingType | 2015 | 2020 | 2025 | 2030 | 2035 | 2040
BM | 0 | 0 | 0 | 0 | 0 | 0
CC | 39.52 | 109.47 | 107.89 | 193.74 | 442.55 | 1080.56
CSP | 0 | 0 | 0 | 0 | 0 | 0
CT | 0 | 0 | 0 | 0 | 0 | 0
Coal | 0 | 0 | 0 | 0 | 0 | 0
Geo | 0 | 0 | 0 | 0 | 0 | 0
H | 0 | 0 | 0 | 0 | 0 | 0
LFG | 0 | 0 | 0 | 0 | 0 | 0
Nuc | 0 | 0 | 0 | 0 | 0 | 0
PS | 0 | 0 | 0 | 0 | 0 | 0
PV | 0 | 0 | 0 | 0 | 0 | 0
PeakG | 0 | 0 | 0.03 | 0.07 | 0 | 0
PeakO | 0 | 0 | 0 | 0 | 0 | 0
ST | 0 | 0 | 0 | 0 | 0 | 0
STOG | 0 | 0 | 0 | 0 | 0 | 0
STWD | 0 | 0 | 0 | 0 | 0 | 0
WT | 0 | 0 | 0 | 0 | 0 | 0
IGCC | 0 | 0 | 0 | 0 | 0 | 0
DemandResponse | 0 | 0 | 0 | 0 | 0 | 0
IGCC-CCS | 0 | 0 | 0 | 0 | 0 | 0
WT_off | 0 | 0 | 0 | 0 | 0 | 0
PseudoUnit | 0 | 0 | 0 | 0 | 0 | 0
FixedInterchange | 0 | 0 | 0 | 0 | 0 | 0
Emission Cost by Reporting Type: NYISO_J-K
ReportingType | 2015 | 2020 | 2025 | 2030 | 2035 | 2040
BM | 0 | 0 | 0 | 0 | 0 | 0
CC | 228.57 | 347.88 | 464.46 | 691.93 | 911.36 | 1122.73
CSP | 0 | 0 | 0 | 0 | 0 | 0
CT | 0 | 0 | 0 | 0 | 0 | 0
Coal | 0 | 0 | 0 | 0 | 0 | 0
Geo | 0 | 0 | 0 | 0 | 0 | 0
H | 0 | 0 | 0 | 0 | 0 | 0
LFG | 0 | 0 | 0 | 0 | 0 | 0
Nuc | 0 | 0 | 0 | 0 | 0 | 0
PS | 0 | 0 | 0 | 0 | 0 | 0
PV | 0 | 0 | 0 | 0 | 0 | 0
PeakG | 0.75 | 1.62 | 4.17 | 10.22 | 9.23 | 5.47
PeakO | 0 | 0 | 0 | 0 | 0 | 0
ST | 0 | 0 | 0 | 0 | 0 | 0
STOG | 6.56 | 11.48 | 27.98 | 57.69 | 66.83 | 52.59
STWD | 0 | 0 | 0 | 0 | 0 | 0
WT | 0 | 0 | 0 | 0 | 0 | 0
IGCC | 0 | 0 | 0 | 0 | 0 | 0
DemandResponse | 0 | 0 | 0 | 0 | 0 | 0
IGCC-CCS | 0 | 0 | 0 | 0 | 0 | 0
WT_off | 0 | 0 | 0 | 0 | 0 | 0
PseudoUnit | 0 | 0 | 0 | 0 | 0 | 0
FixedInterchange | 0 | 0 | 0 | 0 | 0 | 0
Emission Cost by Reporting Type: PJM_E
ReportingType | 2015 | 2020 | 2025 | 2030 | 2035 | 2040
BM | 0 | 0 | 0 | 0 | 0 | 0
CC | 457.8 | 696.06 | 1063.52 | 2102.46 | 2245.8 | 2377.47
CSP | 0 | 0 | 0 | 0 | 0 | 0
CT | 0 | 0.06 | 0.18 | 0 | 0 | 0
Coal | 13.1 | 7.07 | 0.77 | 0.11 | 0.03 | 0.65
Geo | 0 | 0 | 0 | 0 | 0 | 0
H | 0 | 0 | 0 | 0 | 0 | 0
LFG | 0 | 0 | 0 | 0 | 0 | 0
Nuc | 0 | 0 | 0 | 0 | 0 | 0
PS | 0 | 0 | 0 | 0 | 0 | 0
PV | 0 | 0 | 0 | 0 | 0 | 0
PeakG | 0.57 | 5.53 | 17.54 | 52.97 | 38.71 | 38.71
PeakO | 0 | 0 | 0 | 0 | 0 | 0
ST | 0 | 0 | 0 | 0 | 0 | 0
STOG | 4.28 | 10.95 | 0 | 0 | 0 | 0
STWD | 0 | 0 | 0 | 0 | 0 | 0
WT | 0 | 0 | 0 | 0 | 0 | 0
IGCC | 0 | 0 | 0 | 0 | 0 | 0
DemandResponse | 0 | 0 | 0 | 0 | 0 | 0
IGCC-CCS | 0 | 0 | 0 | 0 | 0 | 0
WT_off | 0 | 0 | 0 | 0 | 0 | 0
PseudoUnit | 0 | 0 | 0 | 0 | 0 | 0
FixedInterchange | 0 | 0 | 0 | 0 | 0 | 0
Emission Cost by Reporting Type: PJM_ROM
ReportingType | 2015 | 2020 | 2025 | 2030 | 2035 | 2040
BM | 0 | 0 | 0 | 0 | 0 | 0
CC | 208.08 | 326.16 | 531.53 | 894.21 | 3519.13 | 6604.61
CSP | 0 | 0 | 0 | 0 | 0 | 0
CT | 0 | 0.04 | 0.11 | 0.25 | 0.25 | 0.25
Coal | 231.63 | 38.79 | 0.93 | 0.13 | 0.04 | 0.79
Geo | 0 | 0 | 0 | 0 | 0 | 0
H | 0 | 0 | 0 | 0 | 0 | 0
LFG | 0 | 0 | 0 | 0 | 0 | 0
Nuc | 0 | 0 | 0 | 0 | 0 | 0
PS | 0 | 0 | 0 | 0 | 0 | 0
PV | 0 | 0 | 0 | 0 | 0 | 0
PeakG | 0 | 0.33 | 1.98 | 25.81 | 24.97 | 24.63
PeakO | 0 | 0 | 0 | 0 | 0 | 0
ST | 0 | 0 | 0 | 0 | 0 | 0
STOG | 10.4 | 22.01 | 12.45 | 8.76 | 8.76 | 8.76
STWD | 0 | 0 | 0 | 0 | 0 | 0
WT | 0 | 0 | 0 | 0 | 0 | 0
IGCC | 0 | 0 | 0 | 0 | 0 | 0
DemandResponse | 0 | 0 | 0 | 0 | 0 | 0
IGCC-CCS | 0 | 0 | 0 | 0 | 0 | 0
WT_off | 0 | 0 | 0 | 0 | 0 | 0
PseudoUnit | 0 | 0 | 0 | 0 | 0 | 0
FixedInterchange | 0 | 0 | 0 | 0 | 0 | 0
Emission Cost by Reporting Type: PJM_ROR
ReportingType | 2015 | 2020 | 2025 | 2030 | 2035 | 2040
BM | 0 | 0 | 0 | 0 | 0 | 0
CC | 1672.3 | 3653.44 | 5959.89 | 11927.62 | 11638.88 | 11173.06
CSP | 0 | 0 | 0 | 0 | 0 | 0
CT | 0.05 | 0.06 | 0.2 | 0.45 | 0.45 | 0.45
Coal | 4509.91 | 1504.84 | 308.95 | 52.41 | 52.41 | 52.41
Geo | 0 | 0 | 0 | 0 | 0 | 0
H | 0 | 0 | 0 | 0 | 0 | 0
LFG | 0 | 0 | 0 | 0 | 0 | 0
Nuc | 0 | 0 | 0 | 0 | 0 | 0
PS | 0 | 0 | 0 | 0 | 0 | 0
PV | 0 | 0 | 0 | 0 | 0 | 0
PeakG | 12.89 | 24.54 | 71.02 | 121.97 | 138.1 | 112.93
PeakO | 0 | 0 | 0 | 0 | 0 | 0
ST | 0 | 0 | 0 | 0 | 0 | 0
STOG | 6.08 | 16.86 | 4.52 | 0 | 0 | 0
STWD | 0 | 0 | 0 | 0 | 0 | 0
WT | 0 | 0 | 0 | 0 | 0 | 0
IGCC | 0 | 0 | 0 | 0 | 0 | 0
DemandResponse | 0 | 0 | 0 | 0 | 0 | 0
IGCC-CCS | 0 | 0 | 0 | 0 | 0 | 0
WT_off | 0 | 0 | 0 | 0 | 0 | 0
PseudoUnit | 0 | 0 | 0 | 0 | 0 | 0
FixedInterchange | 0 | 0 | 0 | 0 | 0 | 0
Emission Cost by Reporting Type: SOCO
ReportingType | 2015 | 2020 | 2025 | 2030 | 2035 | 2040
BM | 0 | 0 | 0 | 0 | 0 | 0
CC | 1523.13 | 2471.65 | 4143.86 | 6924.91 | 6038.09 | 5299.58
CSP | 0 | 0 | 0 | 0 | 0 | 0
CT | 0 | 0 | 0 | 0 | 0 | 0
Coal | 743.07 | 181.55 | 0 | 0 | 0 | 0
Geo | 0 | 0 | 0 | 0 | 0 | 0
H | 0 | 0 | 0 | 0 | 0 | 0
LFG | 0 | 0 | 0 | 0 | 0 | 0
Nuc | 0 | 0 | 0 | 0 | 0 | 0
PS | 0 | 0 | 0 | 0 | 0 | 0
PV | 0 | 0 | 0 | 0 | 0 | 0
PeakG | 10.71 | 24.97 | 56.48 | 16.71 | 10.47 | 8.85
PeakO | 0 | 0 | 0 | 0 | 0 | 0
ST | 0 | 0 | 0 | 0 | 0 | 0
STOG | 0 | 0 | 0 | 0 | 0 | 0
STWD | 0 | 0 | 0 | 0 | 0 | 0
WT | 0 | 0 | 0 | 0 | 0 | 0
IGCC | 0 | 0 | 0 | 0 | 0 | 0
DemandResponse | 0 | 0 | 0 | 0 | 0 | 0
IGCC-CCS | 0 | 0 | 0 | 0 | 0 | 0
WT_off | 0 | 0 | 0 | 0 | 0 | 0
PseudoUnit | 0 | 0 | 0 | 0 | 0 | 0
FixedInterchange | 0 | 0 | 0 | 0 | 0 | 0
Emission Cost by Reporting Type: SPP_N
ReportingType | 2015 | 2020 | 2025 | 2030 | 2035 | 2040
BM | 0 | 0 | 0 | 0 | 0 | 0
CC | 128.29 | 490.42 | 625.2 | 1094.79 | 1026.4 | 868.52
CSP | 0 | 0 | 0 | 0 | 0 | 0
CT | 0 | 0 | 0 | 0 | 0 | 0
Coal | 1532.43 | 464.33 | 24.43 | 4.17 | 1.68 | 11.67
Geo | 0 | 0 | 0 | 0 | 0 | 0
H | 0 | 0 | 0 | 0 | 0 | 0
LFG | 0 | 0 | 0 | 0 | 0 | 0
Nuc | 0 | 0 | 0 | 0 | 0 | 0
PS | 0 | 0 | 0 | 0 | 0 | 0
PV | 0 | 0 | 0 | 0 | 0 | 0
PeakG | 0.07 | 0 | 0 | 0 | 0 | 0
PeakO | 0 | 0 | 0 | 0 | 0 | 0
ST | 0 | 0 | 0 | 0 | 0 | 0
STOG | 4.46 | 4.3 | 6.22 | 23.22 | 15.03 | 9.42
STWD | 0 | 0 | 0 | 0 | 0 | 0
WT | 0 | 0 | 0 | 0 | 0 | 0
IGCC | 0 | 0 | 0 | 0 | 0 | 0
DemandResponse | 0 | 0 | 0 | 0 | 0 | 0
IGCC-CCS | 0 | 0 | 0 | 0 | 0 | 0
WT_off | 0 | 0 | 0 | 0 | 0 | 0
PseudoUnit | 0 | 0 | 0 | 0 | 0 | 0
FixedInterchange | 0 | 0 | 0 | 0 | 0 | 0
Emission Cost by Reporting Type: SPP_S
ReportingType | 2015 | 2020 | 2025 | 2030 | 2035 | 2040
BM | 0 | 0 | 0 | 0 | 0 | 0
CC | 435.05 | 799.95 | 1344.6 | 2718.07 | 2689.94 | 2312.79
CSP | 0 | 0 | 0 | 0 | 0 | 0
CT | 0.65 | 0 | 0 | 0 | 0 | 0
Coal | 2096.2 | 240.6 | 21.08 | 0 | 0 | 0
Geo | 0 | 0 | 0 | 0 | 0 | 0
H | 0 | 0 | 0 | 0 | 0 | 0
LFG | 0 | 0 | 0 | 0 | 0 | 0
Nuc | 0 | 0 | 0 | 0 | 0 | 0
PS | 0 | 0 | 0 | 0 | 0 | 0
PV | 0 | 0 | 0 | 0 | 0 | 0
PeakG | 0 | 0 | 0 | 0 | 0 | 0
PeakO | 0 | 0 | 0 | 0 | 0 | 0
ST | 0 | 0 | 0 | 0 | 0 | 0
STOG | 31.1 | 7.39 | 21.81 | 69.18 | 55.43 | 50.65
STWD | 0 | 0 | 0 | 0 | 0 | 0
WT | 0 | 0 | 0 | 0 | 0 | 0
IGCC | 0 | 0 | 0 | 0 | 0 | 0
DemandResponse | 0 | 0 | 0 | 0 | 0 | 0
IGCC-CCS | 0 | 0 | 0 | 0 | 0 | 0
WT_off | 0 | 0 | 0 | 0 | 0 | 0
PseudoUnit | 0 | 0 | 0 | 0 | 0 | 0
FixedInterchange | 0 | 0 | 0 | 0 | 0 | 0
Emission Cost by Reporting Type: TVA
ReportingType | 2015 | 2020 | 2025 | 2030 | 2035 | 2040
BM | 0 | 0 | 0 | 0 | 0 | 0
CC | 387.54 | 949.58 | 1614.98 | 3421.99 | 3221.95 | 3155.89
CSP | 0 | 0 | 0 | 0 | 0 | 0
CT | 0 | 0 | 0 | 0 | 0 | 0
Coal | 1073.89 | 491.25 | 25.16 | 0 | 0 | 0
Geo | 0 | 0 | 0 | 0 | 0 | 0
H | 0 | 0 | 0 | 0 | 0 | 0
LFG | 0 | 0 | 0 | 0 | 0 | 0
Nuc | 0 | 0 | 0 | 0 | 0 | 0
PS | 0 | 0 | 0 | 0 | 0 | 0
PV | 0 | 0 | 0 | 0 | 0 | 0
PeakG | 0 | 0 | 0 | 0 | 0 | 0
PeakO | 0 | 0 | 0 | 0 | 0 | 0
ST | 0 | 0 | 0 | 0 | 0 | 0
STOG | 0 | 0 | 0 | 0 | 0 | 0
STWD | 0 | 0 | 0 | 0 | 0 | 0
WT | 0 | 0 | 0 | 0 | 0 | 0
IGCC | 0 | 0 | 0 | 0 | 0 | 0
DemandResponse | 0 | 0 | 0 | 0 | 0 | 0
IGCC-CCS | 0 | 0 | 0 | 0 | 0 | 0
WT_off | 0 | 0 | 0 | 0 | 0 | 0
PseudoUnit | 0 | 0 | 0 | 0 | 0 | 0
FixedInterchange | 0 | 0 | 0 | 0 | 0 | 0
Emission Cost by Reporting Type: TVA_Transmission
ReportingType | 2015 | 2020 | 2025 | 2030 | 2035 | 2040
BM | 0 | 0 | 0 | 0 | 0 | 0
CC | 0 | 0 | 0 | 0 | 0 | 0
CSP | 0 | 0 | 0 | 0 | 0 | 0
CT | 0 | 0 | 0 | 0 | 0 | 0
Coal | 0 | 0 | 0 | 0 | 0 | 0
Geo | 0 | 0 | 0 | 0 | 0 | 0
H | 0 | 0 | 0 | 0 | 0 | 0
LFG | 0 | 0 | 0 | 0 | 0 | 0
Nuc | 0 | 0 | 0 | 0 | 0 | 0
PS | 0 | 0 | 0 | 0 | 0 | 0
PV | 0 | 0 | 0 | 0 | 0 | 0
PeakG | 0 | 0 | 0 | 0 | 0 | 0
PeakO | 0 | 0 | 0 | 0 | 0 | 0
ST | 0 | 0 | 0 | 0 | 0 | 0
STOG | 0 | 0 | 0 | 0 | 0 | 0
STWD | 0 | 0 | 0 | 0 | 0 | 0
WT | 0 | 0 | 0 | 0 | 0 | 0
IGCC | 0 | 0 | 0 | 0 | 0 | 0
DemandResponse | 0 | 0 | 0 | 0 | 0 | 0
IGCC-CCS | 0 | 0 | 0 | 0 | 0 | 0
WT_off | 0 | 0 | 0 | 0 | 0 | 0
PseudoUnit | 0 | 0 | 0 | 0 | 0 | 0
FixedInterchange | 0 | 0 | 0 | 0 | 0 | 0
Emission Cost by Reporting Type: VACAR
ReportingType | 2015 | 2020 | 2025 | 2030 | 2035 | 2040
BM | 0 | 0 | 0 | 0 | 0 | 0
CC | 1165.49 | 1570.47 | 2518.9 | 4584.44 | 4661.12 | 2892.12
CSP | 0 | 0 | 0 | 0 | 0 | 0
CT | 1.13 | 1.61 | 5.02 | 0 | 0 | 0
Coal | 530.57 | 481.7 | 153.76 | 19.98 | 13.67 | 19.98
Geo | 0 | 0 | 0 | 0 | 0 | 0
H | 0 | 0 | 0 | 0 | 0 | 0
LFG | 0 | 0 | 0 | 0 | 0 | 0
Nuc | 0 | 0 | 0 | 0 | 0 | 0
PS | 0 | 0 | 0 | 0 | 0 | 0
PV | 0 | 0 | 0 | 0 | 0 | 0
PeakG | 1.66 | 5.2 | 15.25 | 32.87 | 24.54 | 16.27
PeakO | 0 | 0 | 0 | 0 | 0 | 0
ST | 0 | 0 | 0 | 0 | 0 | 0
STOG | 0 | 0 | 0 | 0 | 0 | 0
STWD | 0 | 0 | 0 | 0 | 0 | 0
WT | 0 | 0 | 0 | 0 | 0 | 0
IGCC | 0 | 0 | 0 | 0 | 0 | 0
DemandResponse | 0 | 0 | 0 | 0 | 0 | 0
IGCC-CCS | 0 | 0 | 0 | 0 | 0 | 0
WT_off | 0 | 0 | 0 | 0 | 0 | 0
PseudoUnit | 0 | 0 | 0 | 0 | 0 | 0
FixedInterchange | 0 | 0 | 0 | 0 | 0 | 0
Emission Cost by Reporting Type: IESO
ReportingType | 2015 | 2020 | 2025 | 2030 | 2035 | 2040
BM | 0 | 0 | 0 | 0 | 0 | 0
CC | 53.26 | 2.14 | 2.06 | 5.34 | 5.74 | 14.14
CSP | 0 | 0 | 0 | 0 | 0 | 0
CT | 0 | 0.08 | 0 | 0 | 0 | 0
Coal | 0 | 0 | 0 | 0 | 0 | 0
Geo | 0 | 0 | 0 | 0 | 0 | 0
H | 0 | 0 | 0 | 0 | 0 | 0
LFG | 0 | 0 | 0 | 0 | 0 | 0
Nuc | 0 | 0 | 0 | 0 | 0 | 0
PS | 0 | 0 | 0 | 0 | 0 | 0
PV | 0 | 0 | 0 | 0 | 0 | 0
PeakG | 0 | 0 | 0 | 0 | 0 | 0
PeakO | 0 | 0 | 0 | 0 | 0 | 0
ST | 0 | 0 | 0 | 0 | 0 | 0
STOG | 0 | 0 | 0 | 0 | 0 | 0
STWD | 0 | 0 | 0 | 0 | 0 | 0
WT | 0 | 0 | 0 | 0 | 0 | 0
IGCC | 0 | 0 | 0 | 0 | 0 | 0
DemandResponse | 0 | 0 | 0 | 0 | 0 | 0
IGCC-CCS | 0 | 0 | 0 | 0 | 0 | 0
WT_off | 0 | 0 | 0 | 0 | 0 | 0
PseudoUnit | 0 | 0 | 0 | 0 | 0 | 0
FixedInterchange | 0 | 0 | 0 | 0 | 0 | 0
Emission Cost by Reporting Type: MAPP_CA
ReportingType | 2015 | 2020 | 2025 | 2030 | 2035 | 2040
BM | 0 | 0 | 0 | 0 | 0 | 0
CC | 78.84 | 111.95 | 11.96 | 0 | 0 | 0
CSP | 0 | 0 | 0 | 0 | 0 | 0
CT | 0 | 0 | 0 | 0 | 0 | 0
Coal | 6.96 | 1.49 | 0 | 0 | 0 | 0
Geo | 0 | 0 | 0 | 0 | 0 | 0
H | 0 | 0 | 0 | 0 | 0 | 0
LFG | 0 | 0 | 0 | 0 | 0 | 0
Nuc | 0 | 0 | 0 | 0 | 0 | 0
PS | 0 | 0 | 0 | 0 | 0 | 0
PV | 0 | 0 | 0 | 0 | 0 | 0
PeakG | 1.39 | 2.56 | 0 | 0 | 0 | 0
PeakO | 0 | 0 | 0 | 0 | 0 | 0
ST | 0 | 0 | 0 | 0 | 0 | 0
STOG | 0.07 | 0.04 | 0 | 0 | 0 | 0
STWD | 0 | 0 | 0 | 0 | 0 | 0
WT | 0 | 0 | 0 | 0 | 0 | 0
IGCC | 0 | 0 | 0 | 0 | 0 | 0
DemandResponse | 0 | 0 | 0 | 0 | 0 | 0
IGCC-CCS | 0 | 0 | 0 | 0 | 0 | 0
WT_off | 0 | 0 | 0 | 0 | 0 | 0
PseudoUnit | 0 | 0 | 0 | 0 | 0 | 0
FixedInterchange | 0 | 0 | 0 | 0 | 0 | 0
Emission Cost by Reporting Type: AZ_NM_SNV_Coal
ReportingType | 2015 | 2020 | 2025 | 2030 | 2035 | 2040
BM | 0 | 0 | 0 | 0 | 0 | 0
CC | 0 | 0 | 0 | 0 | 0 | 0
CSP | 0 | 0 | 0 | 0 | 0 | 0
CT | 0 | 0 | 0 | 0 | 0 | 0
Coal | 1276.3 | 1562.12 | 499.76 | 0 | 0 | 0
Geo | 0 | 0 | 0 | 0 | 0 | 0
H | 0 | 0 | 0 | 0 | 0 | 0
LFG | 0 | 0 | 0 | 0 | 0 | 0
Nuc | 0 | 0 | 0 | 0 | 0 | 0
PS | 0 | 0 | 0 | 0 | 0 | 0
PV | 0 | 0 | 0 | 0 | 0 | 0
PeakG | 0 | 0 | 0 | 0 | 0 | 0
PeakO | 0 | 0 | 0 | 0 | 0 | 0
ST | 0 | 0 | 0 | 0 | 0 | 0
STOG | 0 | 0 | 0 | 0 | 0 | 0
STWD | 0 | 0 | 0 | 0 | 0 | 0
WT | 0 | 0 | 0 | 0 | 0 | 0
IGCC | 0 | 0 | 0 | 0 | 0 | 0
DemandResponse | 0 | 0 | 0 | 0 | 0 | 0
IGCC-CCS | 0 | 0 | 0 | 0 | 0 | 0
WT_off | 0 | 0 | 0 | 0 | 0 | 0
PseudoUnit | 0 | 0 | 0 | 0 | 0 | 0
FixedInterchange | 0 | 0 | 0 | 0 | 0 | 0
Emission Cost by Reporting Type: AZ_NM_SNV_Gas
ReportingType | 2015 | 2020 | 2025 | 2030 | 2035 | 2040
BM | 0 | 0 | 0 | 0 | 0 | 0
CC | 628.06 | 715.71 | 1742.77 | 2406.28 | 1854.22 | 1668.12
CSP | 0 | 0 | 0 | 0 | 0 | 0
CT | 0 | 0 | 0 | 0 | 0 | 0
Coal | 0 | 0 | 0 | 0 | 0 | 0
Geo | 0 | 0 | 0 | 0 | 0 | 0
H | 0 | 0 | 0 | 0 | 0 | 0
LFG | 0 | 0 | 0 | 0 | 0 | 0
Nuc | 0 | 0 | 0 | 0 | 0 | 0
PS | 0 | 0 | 0 | 0 | 0 | 0
PV | 0 | 0 | 0 | 0 | 0 | 0
PeakG | 0 | 0 | 0 | 0 | 0 | 0
PeakO | 0 | 0 | 0 | 0 | 0 | 0
ST | 0 | 0 | 0 | 0 | 0 | 0
STOG | 0 | 0 | 0 | 0 | 0 | 0
STWD | 0 | 0 | 0 | 0 | 0 | 0
WT | 0 | 0 | 0 | 0 | 0 | 0
IGCC | 0 | 0 | 0 | 0 | 0 | 0
DemandResponse | 0 | 0 | 0 | 0 | 0 | 0
IGCC-CCS | 0 | 0 | 0 | 0 | 0 | 0
WT_off | 0 | 0 | 0 | 0 | 0 | 0
PseudoUnit | 0 | 0 | 0 | 0 | 0 | 0
FixedInterchange | 0 | 0 | 0 | 0 | 0 | 0
Emission Cost by Reporting Type: AZ_NM_SNV_NucRenew
ReportingType | 2015 | 2020 | 2025 | 2030 | 2035 | 2040
BM | 0 | 0 | 0 | 0 | 0 | 0
CC | 0 | 0 | 0 | 0 | 0 | 0
CSP | 0 | 0 | 0 | 0 | 0 | 0
CT | 0 | 0 | 0 | 0 | 0 | 0
Coal | 0 | 0 | 0 | 0 | 0 | 0
Geo | 0 | 0 | 0 | 0 | 0 | 0
H | 0 | 0 | 0 | 0 | 0 | 0
LFG | 0 | 0 | 0 | 0 | 0 | 0
Nuc | 0 | 0 | 0 | 0 | 0 | 0
PS | 0 | 0 | 0 | 0 | 0 | 0
PV | 0 | 0 | 0 | 0 | 0 | 0
PeakG | 0 | 0 | 0 | 0 | 0 | 0
PeakO | 0 | 0 | 0 | 0 | 0 | 0
ST | 0 | 0 | 0 | 0 | 0 | 0
STOG | 0 | 0 | 0 | 0 | 0 | 0
STWD | 0 | 0 | 0 | 0 | 0 | 0
WT | 0 | 0 | 0 | 0 | 0 | 0
IGCC | 0 | 0 | 0 | 0 | 0 | 0
DemandResponse | 0 | 0 | 0 | 0 | 0 | 0
IGCC-CCS | 0 | 0 | 0 | 0 | 0 | 0
WT_off | 0 | 0 | 0 | 0 | 0 | 0
PseudoUnit | 0 | 0 | 0 | 0 | 0 | 0
FixedInterchange | 0 | 0 | 0 | 0 | 0 | 0
Emission Cost by Reporting Type: ERCOT
ReportingType | 2015 | 2020 | 2025 | 2030 | 2035 | 2040
BM | 0 | 0 | 0 | 0 | 0 | 0
CC | 2087.16 | 3134.65 | 4418.32 | 9693.72 | 8361.88 | 7180.29
CSP | 0 | 0 | 0 | 0 | 0 | 0
CT | 0 | 0.05 | 0.05 | 0.65 | 0 | 0
Coal | 930.87 | 890.59 | 46.07 | 4.23 | 4.23 | 9.68
Geo | 0 | 0 | 0 | 0 | 0 | 0
H | 0 | 0 | 0 | 0 | 0 | 0
LFG | 0 | 0 | 0 | 0 | 0 | 0
Nuc | 0 | 0 | 0 | 0 | 0 | 0
PS | 0 | 0 | 0 | 0 | 0 | 0
PV | 0 | 0 | 0 | 0 | 0 | 0
PeakG | 0 | 0.15 | 0 | 3.68 | 3.97 | 0.22
PeakO | 0 | 0 | 0 | 0 | 0 | 0
ST | 0 | 0 | 0 | 0 | 0 | 0
STOG | 18.02 | 44.71 | 23.29 | 71.61 | 17.21 | 0
STWD | 0 | 0 | 0 | 0 | 0 | 0
WT | 0 | 0 | 0 | 0 | 0 | 0
IGCC | 0 | 0 | 0 | 0 | 0 | 0
DemandResponse | 0 | 0 | 0 | 0 | 0 | 0
IGCC-CCS | 0 | 0 | 0 | 0 | 0 | 0
WT_off | 0 | 0 | 0 | 0 | 0 | 0
PseudoUnit | 0 | 0 | 0 | 0 | 0 | 0
FixedInterchange | 0 | 0 | 0 | 0 | 0 | 0
Emission Cost by Reporting Type: NP15
ReportingType | 2015 | 2020 | 2025 | 2030 | 2035 | 2040
BM | 0 | 0 | 0 | 0 | 0 | 0
CC | 665.49 | 869.31 | 1484.89 | 2279.72 | 1900.52 | 1348.82
CSP | 0 | 0 | 0 | 0 | 0 | 0
CT | 0 | 0 | 0 | 0 | 0 | 0
Coal | 42.12 | 0 | 0 | 0 | 0 | 0
Geo | 0 | 0 | 0 | 0 | 0 | 0
H | 0 | 0 | 0 | 0 | 0 | 0
LFG | 0 | 0 | 0 | 0 | 0 | 0
Nuc | 0 | 0 | 0 | 0 | 0 | 0
PS | 0 | 0 | 0 | 0 | 0 | 0
PV | 0 | 0 | 0 | 0 | 0 | 0
PeakG | 0 | 0 | 0 | 0 | 0 | 0
PeakO | 0 | 0 | 0 | 0 | 0 | 0
ST | 0 | 0 | 0 | 0 | 0 | 0
STOG | 0.41 | 0.4 | 1.37 | 0.08 | 0 | 0
STWD | 0 | 0 | 0 | 0 | 0 | 0
WT | 0 | 0 | 0 | 0 | 0 | 0
IGCC | 0 | 0 | 0 | 0 | 0 | 0
DemandResponse | 0 | 0 | 0 | 0 | 0 | 0
IGCC-CCS | 0 | 0 | 0 | 0 | 0 | 0
WT_off | 0 | 0 | 0 | 0 | 0 | 0
PseudoUnit | 0 | 0 | 0 | 0 | 0 | 0
FixedInterchange | 0 | 0 | 0 | 0 | 0 | 0
Emission Cost by Reporting Type: NWPP_Coal
ReportingType | 2015 | 2020 | 2025 | 2030 | 2035 | 2040
BM | 0 | 0 | 0 | 0 | 0 | 0
CC | 0 | 0 | 0 | 0 | 0 | 0
CSP | 0 | 0 | 0 | 0 | 0 | 0
CT | 0 | 0 | 0 | 0 | 0 | 0
Coal | 1209.75 | 1287.22 | 9.82 | 22.01 | 22.01 | 22.01
Geo | 0 | 0 | 0 | 0 | 0 | 0
H | 0 | 0 | 0 | 0 | 0 | 0
LFG | 0 | 0 | 0 | 0 | 0 | 0
Nuc | 0 | 0 | 0 | 0 | 0 | 0
PS | 0 | 0 | 0 | 0 | 0 | 0
PV | 0 | 0 | 0 | 0 | 0 | 0
PeakG | 0 | 0 | 0 | 0 | 0 | 0
PeakO | 0 | 0 | 0 | 0 | 0 | 0
ST | 0 | 0 | 0 | 0 | 0 | 0
STOG | 0 | 0 | 0 | 0 | 0 | 0
STWD | 0 | 0 | 0 | 0 | 0 | 0
WT | 0 | 0 | 0 | 0 | 0 | 0
IGCC | 0 | 0 | 0 | 0 | 0 | 0
DemandResponse | 0 | 0 | 0 | 0 | 0 | 0
IGCC-CCS | 0 | 0 | 0 | 0 | 0 | 0
WT_off | 0 | 0 | 0 | 0 | 0 | 0
PseudoUnit | 0 | 0 | 0 | 0 | 0 | 0
FixedInterchange | 0 | 0 | 0 | 0 | 0 | 0
Emission Cost by Reporting Type: NWPP_Gas
ReportingType | 2015 | 2020 | 2025 | 2030 | 2035 | 2040
BM | 0 | 0 | 0 | 0 | 0 | 0
CC | 482.48 | 921.34 | 1508.79 | 2406.76 | 809.28 | 705.64
CSP | 0 | 0 | 0 | 0 | 0 | 0
CT | 0 | 0 | 0 | 0 | 0 | 0
Coal | 0 | 0 | 0 | 0 | 0 | 0
Geo | 0 | 0 | 0 | 0 | 0 | 0
H | 0 | 0 | 0 | 0 | 0 | 0
LFG | 0 | 0 | 0 | 0 | 0 | 0
Nuc | 0 | 0 | 0 | 0 | 0 | 0
PS | 0 | 0 | 0 | 0 | 0 | 0
PV | 0 | 0 | 0 | 0 | 0 | 0
PeakG | 0 | 0 | 0 | 0 | 0 | 0
PeakO | 0 | 0 | 0 | 0 | 0 | 0
ST | 0 | 0 | 0 | 0 | 0 | 0
STOG | 0 | 0 | 0 | 0 | 0 | 0
STWD | 0 | 0 | 0 | 0 | 0 | 0
WT | 0 | 0 | 0 | 0 | 0 | 0
IGCC | 0 | 0 | 0 | 0 | 0 | 0
DemandResponse | 0 | 0 | 0 | 0 | 0 | 0
IGCC-CCS | 0 | 0 | 0 | 0 | 0 | 0
WT_off | 0 | 0 | 0 | 0 | 0 | 0
PseudoUnit | 0 | 0 | 0 | 0 | 0 | 0
FixedInterchange | 0 | 0 | 0 | 0 | 0 | 0
Emission Cost by Reporting Type: NWPP_NucRenew
ReportingType | 2015 | 2020 | 2025 | 2030 | 2035 | 2040
BM | 0 | 0 | 0 | 0 | 0 | 0
CC | 0 | 0 | 0 | 0 | 0 | 0
CSP | 0 | 0 | 0 | 0 | 0 | 0
CT | 0 | 0 | 0 | 0 | 0 | 0
Coal | 0 | 0 | 0 | 0 | 0 | 0
Geo | 0 | 0 | 0 | 0 | 0 | 0
H | 0 | 0 | 0 | 0 | 0 | 0
LFG | 0 | 0 | 0 | 0 | 0 | 0
Nuc | 0 | 0 | 0 | 0 | 0 | 0
PS | 0 | 0 | 0 | 0 | 0 | 0
PV | 0 | 0 | 0 | 0 | 0 | 0
PeakG | 0 | 0 | 0 | 0 | 0 | 0
PeakO | 0 | 0 | 0 | 0 | 0 | 0
ST | 0 | 0 | 0 | 0 | 0 | 0
STOG | 0 | 0 | 0 | 0 | 0 | 0
STWD | 0 | 0 | 0 | 0 | 0 | 0
WT | 0 | 0 | 0 | 0 | 0 | 0
IGCC | 0 | 0 | 0 | 0 | 0 | 0
DemandResponse | 0 | 0 | 0 | 0 | 0 | 0
IGCC-CCS | 0 | 0 | 0 | 0 | 0 | 0
WT_off | 0 | 0 | 0 | 0 | 0 | 0
PseudoUnit | 0 | 0 | 0 | 0 | 0 | 0
FixedInterchange | 0 | 0 | 0 | 0 | 0 | 0
Emission Cost by Reporting Type: RMPA
ReportingType | 2015 | 2020 | 2025 | 2030 | 2035 | 2040
BM | 0 | 0 | 0 | 0 | 0 | 0
CC | 115.82 | 156.44 | 365.91 | 556.94 | 554.33 | 523.64
CSP | 0 | 0 | 0 | 0 | 0 | 0
CT | 0 | 0 | 0 | 0 | 0 | 0
Coal | 1329.38 | 1383.05 | 216.2 | 65.97 | 66.12 | 70.78
Geo | 0 | 0 | 0 | 0 | 0 | 0
H | 0 | 0 | 0 | 0 | 0 | 0
LFG | 0 | 0 | 0 | 0 | 0 | 0
Nuc | 0 | 0 | 0 | 0 | 0 | 0
PS | 0 | 0 | 0 | 0 | 0 | 0
PV | 0 | 0 | 0 | 0 | 0 | 0
PeakG | 0 | 0 | 0.22 | 0 | 0 | 0
PeakO | 0 | 0 | 0 | 0 | 0 | 0
ST | 0 | 0 | 0 | 0 | 0 | 0
STOG | 0 | 0 | 0 | 0 | 0 | 0
STWD | 0 | 0 | 0 | 0 | 0 | 0
WT | 0 | 0 | 0 | 0 | 0 | 0
IGCC | 0 | 0 | 0 | 0 | 0 | 0
DemandResponse | 0 | 0 | 0 | 0 | 0 | 0
IGCC-CCS | 0 | 0 | 0 | 0 | 0 | 0
WT_off | 0 | 0 | 0 | 0 | 0 | 0
PseudoUnit | 0 | 0 | 0 | 0 | 0 | 0
FixedInterchange | 0 | 0 | 0 | 0 | 0 | 0
Emission Cost by Reporting Type: SP15
ReportingType | 2015 | 2020 | 2025 | 2030 | 2035 | 2040
BM | 0 | 0 | 0 | 0 | 0 | 0
CC | 848.38 | 1147.1 | 2226.71 | 4102.43 | 3631.22 | 3127.88
CSP | 0 | 0 | 0 | 0 | 0 | 0
CT | 0 | 0 | 0 | 0 | 0 | 0
Coal | 39.99 | 30.93 | 0 | 0 | 0 | 0
Geo | 0 | 0 | 0 | 0 | 0 | 0
H | 0 | 0 | 0 | 0 | 0 | 0
LFG | 0 | 0 | 0 | 0 | 0 | 0
Nuc | 0 | 0 | 0 | 0 | 0 | 0
PS | 0 | 0 | 0 | 0 | 0 | 0
PV | 0 | 0 | 0 | 0 | 0 | 0
PeakG | 0 | 0 | 0 | 0 | 0 | 0
PeakO | 0 | 0 | 0 | 0 | 0 | 0
ST | 0 | 0 | 0 | 0 | 0 | 0
STOG | 5 | 1.41 | 2.8 | 2.23 | 2.92 | 7.81
STWD | 0 | 0 | 0 | 0 | 0 | 0
WT | 0 | 0 | 0 | 0 | 0 | 0
IGCC | 0 | 0 | 0 | 0 | 0 | 0
DemandResponse | 0 | 0 | 0 | 0 | 0 | 0
IGCC-CCS | 0 | 0 | 0 | 0 | 0 | 0
WT_off | 0 | 0 | 0 | 0 | 0 | 0
PseudoUnit | 0 | 0 | 0 | 0 | 0 | 0
FixedInterchange | 0 | 0 | 0 | 0 | 0 | 0
Emission Cost by Reporting Type: ALB
ReportingType | 2015 | 2020 | 2025 | 2030 | 2035 | 2040
BM | 0 | 0 | 0 | 0 | 0 | 0
CC | 177.75 | 260.9 | 427.25 | 0 | 0 | 0
CSP | 0 | 0 | 0 | 0 | 0 | 0
CT | 0 | 0 | 0 | 0 | 0 | 0
Coal | 1216.87 | 1727.96 | 2793.12 | 0 | 0 | 0
Geo | 0 | 0 | 0 | 0 | 0 | 0
H | 0 | 0 | 0 | 0 | 0 | 0
LFG | 0 | 0 | 0 | 0 | 0 | 0
Nuc | 0 | 0 | 0 | 0 | 0 | 0
PS | 0 | 0 | 0 | 0 | 0 | 0
PV | 0 | 0 | 0 | 0 | 0 | 0
PeakG | 0 | 0 | 0 | 0 | 0 | 0
PeakO | 0 | 0 | 0 | 0 | 0 | 0
ST | 0 | 0 | 0 | 0 | 0 | 0
STOG | 0 | 0 | 0 | 0 | 0 | 0
STWD | 0 | 0 | 0 | 0 | 0 | 0
WT | 0 | 0 | 0 | 0 | 0 | 0
IGCC | 0 | 0 | 0 | 0 | 0 | 0
DemandResponse | 0 | 0 | 0 | 0 | 0 | 0
IGCC-CCS | 0 | 0 | 0 | 0 | 0 | 0
WT_off | 0 | 0 | 0 | 0 | 0 | 0
PseudoUnit | 0 | 0 | 0 | 0 | 0 | 0
FixedInterchange | 0 | 0 | 0 | 0 | 0 | 0
Emission Cost by Reporting Type: BC
ReportingType | 2015 | 2020 | 2025 | 2030 | 2035 | 2040
BM | 0 | 0 | 0 | 0 | 0 | 0
CC | 41.78 | 59.33 | 97.16 | 134.35 | 19.28 | 0
CSP | 0 | 0 | 0 | 0 | 0 | 0
CT | 0 | 0 | 0 | 0 | 0 | 0
Coal | 0 | 0 | 0 | 0 | 0 | 0
Geo | 0 | 0 | 0 | 0 | 0 | 0
H | 0 | 0 | 0 | 0 | 0 | 0
LFG | 0 | 0 | 0 | 0 | 0 | 0
Nuc | 0 | 0 | 0 | 0 | 0 | 0
PS | 0 | 0 | 0 | 0 | 0 | 0
PV | 0 | 0 | 0 | 0 | 0 | 0
PeakG | 0 | 0 | 0 | 0 | 0 | 0
PeakO | 0 | 0 | 0 | 0 | 0 | 0
ST | 0 | 0 | 0 | 0 | 0 | 0
STOG | 0 | 0 | 0 | 0 | 0 | 0
STWD | 0 | 0 | 0 | 0 | 0 | 0
WT | 0 | 0 | 0 | 0 | 0 | 0
IGCC | 0 | 0 | 0 | 0 | 0 | 0
DemandResponse | 0 | 0 | 0 | 0 | 0 | 0
IGCC-CCS | 0 | 0 | 0 | 0 | 0 | 0
WT_off | 0 | 0 | 0 | 0 | 0 | 0
PseudoUnit | 0 | 0 | 0 | 0 | 0 | 0
FixedInterchange | 0 | 0 | 0 | 0 | 0 | 0
Emission Cost by Reporting Type: HQ_IESO
ReportingType | 2015 | 2020 | 2025 | 2030 | 2035 | 2040
BM | 0 | 0 | 0 | 0 | 0 | 0
CC | 0 | 0 | 0 | 0 | 0 | 0
CSP | 0 | 0 | 0 | 0 | 0 | 0
CT | 0 | 0 | 0 | 0 | 0 | 0
Coal | 0 | 0 | 0 | 0 | 0 | 0
Geo | 0 | 0 | 0 | 0 | 0 | 0
H | 0 | 0 | 0 | 0 | 0 | 0
LFG | 0 | 0 | 0 | 0 | 0 | 0
Nuc | 0 | 0 | 0 | 0 | 0 | 0
PS | 0 | 0 | 0 | 0 | 0 | 0
PV | 0 | 0 | 0 | 0 | 0 | 0
PeakG | 0 | 0 | 0 | 0 | 0 | 0
PeakO | 0 | 0 | 0 | 0 | 0 | 0
ST | 0 | 0 | 0 | 0 | 0 | 0
STOG | 0 | 0 | 0 | 0 | 0 | 0
STWD | 0 | 0 | 0 | 0 | 0 | 0
WT | 0 | 0 | 0 | 0 | 0 | 0
IGCC | 0 | 0 | 0 | 0 | 0 | 0
DemandResponse | 0 | 0 | 0 | 0 | 0 | 0
IGCC-CCS | 0 | 0 | 0 | 0 | 0 | 0
WT_off | 0 | 0 | 0 | 0 | 0 | 0
PseudoUnit | 0 | 0 | 0 | 0 | 0 | 0
FixedInterchange | 0 | 0 | 0 | 0 | 0 | 0
Emission Cost by Reporting Type: HQ_NEISO
ReportingType | 2015 | 2020 | 2025 | 2030 | 2035 | 2040
BM | 0 | 0 | 0 | 0 | 0 | 0
CC | 0 | 0 | 0 | 0 | 0 | 0
CSP | 0 | 0 | 0 | 0 | 0 | 0
CT | 0 | 0 | 0 | 0 | 0 | 0
Coal | 0 | 0 | 0 | 0 | 0 | 0
Geo | 0 | 0 | 0 | 0 | 0 | 0
H | 0 | 0 | 0 | 0 | 0 | 0
LFG | 0 | 0 | 0 | 0 | 0 | 0
Nuc | 0 | 0 | 0 | 0 | 0 | 0
PS | 0 | 0 | 0 | 0 | 0 | 0
PV | 0 | 0 | 0 | 0 | 0 | 0
PeakG | 0 | 0 | 0 | 0 | 0 | 0
PeakO | 0 | 0 | 0 | 0 | 0 | 0
ST | 0 | 0 | 0 | 0 | 0 | 0
STOG | 0 | 0 | 0 | 0 | 0 | 0
STWD | 0 | 0 | 0 | 0 | 0 | 0
WT | 0 | 0 | 0 | 0 | 0 | 0
IGCC | 0 | 0 | 0 | 0 | 0 | 0
DemandResponse | 0 | 0 | 0 | 0 | 0 | 0
IGCC-CCS | 0 | 0 | 0 | 0 | 0 | 0
WT_off | 0 | 0 | 0 | 0 | 0 | 0
PseudoUnit | 0 | 0 | 0 | 0 | 0 | 0
FixedInterchange | 0 | 0 | 0 | 0 | 0 | 0
Emission Cost by Reporting Type: HQ_NY
ReportingType | 2015 | 2020 | 2025 | 2030 | 2035 | 2040
BM | 0 | 0 | 0 | 0 | 0 | 0
CC | 0 | 0 | 0 | 0 | 0 | 0
CSP | 0 | 0 | 0 | 0 | 0 | 0
CT | 0 | 0 | 0 | 0 | 0 | 0
Coal | 0 | 0 | 0 | 0 | 0 | 0
Geo | 0 | 0 | 0 | 0 | 0 | 0
H | 0 | 0 | 0 | 0 | 0 | 0
LFG | 0 | 0 | 0 | 0 | 0 | 0
Nuc | 0 | 0 | 0 | 0 | 0 | 0
PS | 0 | 0 | 0 | 0 | 0 | 0
PV | 0 | 0 | 0 | 0 | 0 | 0
PeakG | 0 | 0 | 0 | 0 | 0 | 0
PeakO | 0 | 0 | 0 | 0 | 0 | 0
ST | 0 | 0 | 0 | 0 | 0 | 0
STOG | 0 | 0 | 0 | 0 | 0 | 0
STWD | 0 | 0 | 0 | 0 | 0 | 0
WT | 0 | 0 | 0 | 0 | 0 | 0
IGCC | 0 | 0 | 0 | 0 | 0 | 0
DemandResponse | 0 | 0 | 0 | 0 | 0 | 0
IGCC-CCS | 0 | 0 | 0 | 0 | 0 | 0
WT_off | 0 | 0 | 0 | 0 | 0 | 0
PseudoUnit | 0 | 0 | 0 | 0 | 0 | 0
FixedInterchange | 0 | 0 | 0 | 0 | 0 | 0
Emission Cost by Reporting Type: MARITIMES
ReportingType | 2015 | 2020 | 2025 | 2030 | 2035 | 2040
BM | 0 | 0 | 0 | 0 | 0 | 0
CC | 0 | 0 | 0 | 0 | 0 | 0
CSP | 0 | 0 | 0 | 0 | 0 | 0
CT | 0 | 0 | 0 | 0 | 0 | 0
Coal | 0 | 0 | 0 | 0 | 0 | 0
Geo | 0 | 0 | 0 | 0 | 0 | 0
H | 0 | 0 | 0 | 0 | 0 | 0
LFG | 0 | 0 | 0 | 0 | 0 | 0
Nuc | 0 | 0 | 0 | 0 | 0 | 0
PS | 0 | 0 | 0 | 0 | 0 | 0
PV | 0 | 0 | 0 | 0 | 0 | 0
PeakG | 0 | 0 | 0 | 0 | 0 | 0
PeakO | 0 | 0 | 0 | 0 | 0 | 0
ST | 0 | 0 | 0 | 0 | 0 | 0
STOG | 0 | 0 | 0 | 0 | 0 | 0
STWD | 0 | 0 | 0 | 0 | 0 | 0
WT | 0 | 0 | 0 | 0 | 0 | 0
IGCC | 0 | 0 | 0 | 0 | 0 | 0
DemandResponse | 0 | 0 | 0 | 0 | 0 | 0
IGCC-CCS | 0 | 0 | 0 | 0 | 0 | 0
WT_off | 0 | 0 | 0 | 0 | 0 | 0
PseudoUnit | 0 | 0 | 0 | 0 | 0 | 0
FixedInterchange | 0 | 0 | 0 | 0 | 0 | 0
Emission Cost by Reporting Type: All
ReportingType | 2015 | 2020 | 2025 | 2030 | 2035 | 2040
BM | 0 | 0 | 0 | 0 | 0 | 0
CC | 15726.27 | 28104.8 | 44721.36 | 80355.42 | 77976.33 | 74632.26
CSP | 0 | 0 | 0 | 0 | 0 | 0
CT | 9.35 | 16.62 | 39.87 | 44.58 | 10.53 | 33.75
Coal | 26979.53 | 12853.29 | 4344.89 | 380.82 | 380.85 | 413.95
Geo | 0 | 0 | 0 | 0 | 0 | 0
H | 0 | 0 | 0 | 0 | 0 | 0
LFG | 0 | 0 | 0 | 0 | 0 | 0
Nuc | 0 | 0 | 0 | 0 | 0 | 0
PS | 0 | 0 | 0 | 0 | 0 | 0
PV | 0 | 0 | 0 | 0 | 0 | 0
PeakG | 46.82 | 112.44 | 232.3 | 335.4 | 337.17 | 294.15
PeakO | 0 | 0 | 0 | 0 | 0 | 0
ST | 0 | 0 | 0 | 0 | 0 | 0
STOG | 96.5 | 129.6 | 105.31 | 235.84 | 174.14 | 132.52
STWD | 0 | 0 | 0 | 0 | 0 | 0
WT | 0 | 0 | 0 | 0 | 0 | 0
IGCC | 100.97 | 90.49 | 22.22 | 13.87 | 13.87 | 13.87
DemandResponse | 0 | 0 | 0 | 0 | 0 | 0
IGCC-CCS | 0 | 0 | 0 | 0 | 0 | 0
WT_off | 0 | 0 | 0 | 0 | 0 | 0
PseudoUnit | 0 | 0 | 0 | 0 | 0 | 0
FixedInterchange | 0 | 0 | 0 | 0 | 0 | 0
Emission Cost by Reporting Type: EI_US
ReportingType | 2015 | 2020 | 2025 | 2030 | 2035 | 2040
BM | 0 | 0 | 0 | 0 | 0 | 0
CC | 10547.26 | 20725.93 | 32435.54 | 58769.88 | 60839.87 | 60063.73
CSP | 0 | 0 | 0 | 0 | 0 | 0
CT | 9.35 | 16.49 | 39.82 | 43.93 | 10.53 | 33.75
Coal | 20927.28 | 5969.93 | 779.92 | 288.62 | 288.49 | 311.48
Geo | 0 | 0 | 0 | 0 | 0 | 0
H | 0 | 0 | 0 | 0 | 0 | 0
LFG | 0 | 0 | 0 | 0 | 0 | 0
Nuc | 0 | 0 | 0 | 0 | 0 | 0
PS | 0 | 0 | 0 | 0 | 0 | 0
PV | 0 | 0 | 0 | 0 | 0 | 0
PeakG | 45.43 | 109.73 | 232.07 | 331.72 | 333.2 | 293.93
PeakO | 0 | 0 | 0 | 0 | 0 | 0
ST | 0 | 0 | 0 | 0 | 0 | 0
STOG | 73 | 83.04 | 77.85 | 161.92 | 154.01 | 124.71
STWD | 0 | 0 | 0 | 0 | 0 | 0
WT | 0 | 0 | 0 | 0 | 0 | 0
IGCC | 100.97 | 90.49 | 22.22 | 13.87 | 13.87 | 13.87
DemandResponse | 0 | 0 | 0 | 0 | 0 | 0
IGCC-CCS | 0 | 0 | 0 | 0 | 0 | 0
WT_off | 0 | 0 | 0 | 0 | 0 | 0
PseudoUnit | 0 | 0 | 0 | 0 | 0 | 0
FixedInterchange | 0 | 0 | 0 | 0 | 0 | 0
Emission Cost by Reporting Type: EI_Canada
ReportingType | 2015 | 2020 | 2025 | 2030 | 2035 | 2040
BM | 0 | 0 | 0 | 0 | 0 | 0
CC | 132.09 | 114.09 | 14.02 | 5.34 | 5.74 | 14.14
CSP | 0 | 0 | 0 | 0 | 0 | 0
CT | 0 | 0.08 | 0 | 0 | 0 | 0
Coal | 6.96 | 1.49 | 0 | 0 | 0 | 0
Geo | 0 | 0 | 0 | 0 | 0 | 0
H | 0 | 0 | 0 | 0 | 0 | 0
LFG | 0 | 0 | 0 | 0 | 0 | 0
Nuc | 0 | 0 | 0 | 0 | 0 | 0
PS | 0 | 0 | 0 | 0 | 0 | 0
PV | 0 | 0 | 0 | 0 | 0 | 0
PeakG | 1.39 | 2.56 | 0 | 0 | 0 | 0
PeakO | 0 | 0 | 0 | 0 | 0 | 0
ST | 0 | 0 | 0 | 0 | 0 | 0
STOG | 0.07 | 0.04 | 0 | 0 | 0 | 0
STWD | 0 | 0 | 0 | 0 | 0 | 0
WT | 0 | 0 | 0 | 0 | 0 | 0
IGCC | 0 | 0 | 0 | 0 | 0 | 0
DemandResponse | 0 | 0 | 0 | 0 | 0 | 0
IGCC-CCS | 0 | 0 | 0 | 0 | 0 | 0
WT_off | 0 | 0 | 0 | 0 | 0 | 0
PseudoUnit | 0 | 0 | 0 | 0 | 0 | 0
FixedInterchange | 0 | 0 | 0 | 0 | 0 | 0
Emission Cost by Reporting Type: EI
ReportingType | 2015 | 2020 | 2025 | 2030 | 2035 | 2040
BM | 0 | 0 | 0 | 0 | 0 | 0
CC | 10679.35 | 20840.02 | 32449.56 | 58775.22 | 60845.61 | 60077.88
CSP | 0 | 0 | 0 | 0 | 0 | 0
CT | 9.35 | 16.57 | 39.82 | 43.93 | 10.53 | 33.75
Coal | 20934.24 | 5971.41 | 779.92 | 288.62 | 288.49 | 311.48
Geo | 0 | 0 | 0 | 0 | 0 | 0
H | 0 | 0 | 0 | 0 | 0 | 0
LFG | 0 | 0 | 0 | 0 | 0 | 0
Nuc | 0 | 0 | 0 | 0 | 0 | 0
PS | 0 | 0 | 0 | 0 | 0 | 0
PV | 0 | 0 | 0 | 0 | 0 | 0
PeakG | 46.82 | 112.29 | 232.07 | 331.72 | 333.2 | 293.93
PeakO | 0 | 0 | 0 | 0 | 0 | 0
ST | 0 | 0 | 0 | 0 | 0 | 0
STOG | 73.08 | 83.08 | 77.85 | 161.92 | 154.01 | 124.71
STWD | 0 | 0 | 0 | 0 | 0 | 0
WT | 0 | 0 | 0 | 0 | 0 | 0
IGCC | 100.97 | 90.49 | 22.22 | 13.87 | 13.87 | 13.87
DemandResponse | 0 | 0 | 0 | 0 | 0 | 0
IGCC-CCS | 0 | 0 | 0 | 0 | 0 | 0
WT_off | 0 | 0 | 0 | 0 | 0 | 0
PseudoUnit | 0 | 0 | 0 | 0 | 0 | 0
FixedInterchange | 0 | 0 | 0 | 0 | 0 | 0
Emission Cost by Reporting Type: Outside_EI
ReportingType | 2015 | 2020 | 2025 | 2030 | 2035 | 2040
BM | 0 | 0 | 0 | 0 | 0 | 0
CC | 5046.93 | 7264.78 | 12271.8 | 21580.2 | 17130.72 | 14554.39
CSP | 0 | 0 | 0 | 0 | 0 | 0
CT | 0 | 0.05 | 0.05 | 0.65 | 0 | 0
Coal | 6045.29 | 6881.88 | 3564.98 | 92.2 | 92.36 | 102.47
Geo | 0 | 0 | 0 | 0 | 0 | 0
H | 0 | 0 | 0 | 0 | 0 | 0
LFG | 0 | 0 | 0 | 0 | 0 | 0
Nuc | 0 | 0 | 0 | 0 | 0 | 0
PS | 0 | 0 | 0 | 0 | 0 | 0
PV | 0 | 0 | 0 | 0 | 0 | 0
PeakG | 0 | 0.15 | 0.22 | 3.68 | 3.97 | 0.22
PeakO | 0 | 0 | 0 | 0 | 0 | 0
ST | 0 | 0 | 0 | 0 | 0 | 0
STOG | 23.42 | 46.52 | 27.46 | 73.93 | 20.14 | 7.81
STWD | 0 | 0 | 0 | 0 | 0 | 0
WT | 0 | 0 | 0 | 0 | 0 | 0
IGCC | 0 | 0 | 0 | 0 | 0 | 0
DemandResponse | 0 | 0 | 0 | 0 | 0 | 0
IGCC-CCS | 0 | 0 | 0 | 0 | 0 | 0
WT_off | 0 | 0 | 0 | 0 | 0 | 0
PseudoUnit | 0 | 0 | 0 | 0 | 0 | 0
FixedInterchange | 0 | 0 | 0 | 0 | 0 | 0
#8 | Base VOM Costs ($million)
Base VOM Costs by Reporting Type: Entergy
ReportingType | 2015 | 2020 | 2025 | 2030 | 2035 | 2040
BM | 0 | 0 | 0 | 0 | 0 | 0
CC | 209.78 | 306.66 | 303.88 | 265.79 | 262.86 | 233.43
CSP | 0 | 0 | 0 | 0 | 0 | 0
CT | 0 | 0 | 0 | 0 | 0 | 0
Coal | 216.47 | 23.53 | 2.16 | 0.02 | 0 | 0.17
Geo | 0 | 0 | 0 | 0 | 0 | 0
H | 0 | 0 | 0 | 0 | 0 | 0
LFG | 0 | 0 | 0.01 | 0.01 | 0.01 | 0.01
Nuc | 100.26 | 100.26 | 100.26 | 100.26 | 84.69 | 147.86
PS | 0 | 0 | 0 | 0 | 0 | 0
PV | 0 | 0 | 0 | 0 | 0 | 0
PeakG | 0 | 0 | 0.2 | 0 | 0 | 0
PeakO | 0 | 0 | 0 | 0 | 0 | 0
ST | 0 | 0 | 0 | 0 | 0 | 0
STOG | 0.74 | 0.77 | 0 | 0 | 0 | 0
STWD | 0.09 | 0.18 | 0.18 | 1.84 | 2.11 | 1.49
WT | 0 | 0 | 0 | 0 | 0 | 0
IGCC | 0 | 0 | 0 | 0 | 0 | 0
DemandResponse | 0 | 0 | 0 | 0 | 0 | 0
IGCC-CCS | 0 | 0 | 0 | 0 | 0 | 0
WT_off | 0 | 0 | 0 | 0 | 0 | 0
PseudoUnit | 0 | 0 | 0 | 0 | 0 | 0
FixedInterchange | 0 | 0 | 0 | 0 | 0 | 0
Base VOM Costs by Reporting Type: FRCC
ReportingType | 2015 | 2020 | 2025 | 2030 | 2035 | 2040
BM | 0 | 0 | 0 | 0 | 0 | 0
CC | 564.69 | 594.02 | 586.83 | 331.71 | 309.31 | 267.53
CSP | 0 | 0 | 0 | 0 | 0 | 0
CT | 4.8 | 6.61 | 9.38 | 4.16 | 0 | 0
Coal | 66.15 | 14.34 | 0 | 0 | 0 | 0
Geo | 0 | 0 | 0 | 0 | 0 | 0
H | 0 | 0 | 0 | 0 | 0 | 0
LFG | 0.04 | 0.04 | 0.06 | 0.06 | 0.06 | 0.06
Nuc | 76.4 | 76.4 | 113.13 | 321.51 | 318.34 | 376.2
PS | 0 | 0 | 0 | 0 | 0 | 0
PV | 0 | 0 | 0 | 0 | 0 | 0
PeakG | 3.21 | 5.1 | 9.17 | 0.69 | 1.33 | 0.88
PeakO | 0 | 0 | 0 | 0 | 0 | 0
ST | 0 | 0 | 0 | 0 | 0 | 0
STOG | 0 | 0 | 0 | 0 | 0 | 0
STWD | 0.31 | 0.52 | 3.24 | 3.24 | 3.24 | 3.24
WT | 0 | 0 | 0 | 0 | 0 | 0
IGCC | 0 | 0 | 0 | 0 | 0 | 0
DemandResponse | 0 | 0 | 0 | 0 | 0 | 0
IGCC-CCS | 0 | 0 | 0 | 0 | 0 | 0
WT_off | 0 | 0 | 0 | 0 | 0 | 0
PseudoUnit | 0 | 0 | 0 | 0 | 0 | 0
FixedInterchange | 0 | 0 | 0 | 0 | 0 | 0
Base VOM Costs by Reporting Type: MAPP_US
ReportingType | 2015 | 2020 | 2025 | 2030 | 2035 | 2040
BM | 0 | 0 | 0 | 0 | 0 | 0
CC | 3.09 | 0.47 | 0.45 | 0.45 | 0.45 | 0.45
CSP | 0 | 0 | 0 | 0 | 0 | 0
CT | 0 | 0 | 0 | 0 | 0.03 | 0.03
Coal | 41.67 | 18.44 | 0 | 0 | 0 | 0
Geo | 0 | 0 | 0 | 0 | 0 | 0
H | 0 | 0 | 0 | 0 | 0 | 0
LFG | 0 | 0 | 0 | 0.01 | 0.01 | 0.01
Nuc | 0 | 0 | 0 | 0 | 0 | 0
PS | 0 | 0 | 0 | 0 | 0 | 0
PV | 0 | 0 | 0 | 0 | 0 | 0
PeakG | 0.57 | 1.46 | 0.75 | 1.1 | 0.76 | 0.76
PeakO | 0 | 0 | 0 | 0 | 0 | 0
ST | 0 | 0 | 0 | 0 | 0 | 0
STOG | 0 | 0 | 0 | 0 | 0 | 0
STWD | 0 | 0 | 0 | 0 | 0 | 0
WT | 0.07 | 0.3 | 0.5 | 0.5 | 0.5 | 0.51
IGCC | 0 | 0 | 0 | 0 | 0 | 0
DemandResponse | 0 | 0 | 0 | 0 | 0 | 0
IGCC-CCS | 0 | 0 | 0 | 0 | 0 | 0
WT_off | 0 | 0 | 0 | 0 | 0 | 0
PseudoUnit | 0 | 0 | 0 | 0 | 0 | 0
FixedInterchange | 0 | 0 | 0 | 0 | 0 | 0
Base VOM Costs by Reporting Type: MISO_IN
ReportingType | 2015 | 2020 | 2025 | 2030 | 2035 | 2040
BM | 0 | 0 | 0 | 0 | 0 | 0
CC | 71.4 | 585.76 | 607.52 | 572.17 | 568.44 | 593.65
CSP | 0 | 0 | 0 | 0 | 0 | 0
CT | 0 | 0 | 0 | 0 | 0 | 0
Coal | 212.68 | 0 | 0 | 0 | 0 | 0
Geo | 0 | 0 | 0 | 0 | 0 | 0
H | 0 | 0 | 0 | 0 | 0 | 0
LFG | 0 | 0 | 0.01 | 0.01 | 0.01 | 0.01
Nuc | 0 | 0 | 0 | 0 | 0 | 0
PS | 0 | 0 | 0 | 0 | 0 | 0
PV | 0 | 0 | 0.01 | 0.01 | 0.01 | 0.01
PeakG | 0.02 | 0 | 0 | 0 | 0 | 0
PeakO | 0 | 0 | 0 | 0 | 0 | 0
ST | 0 | 0 | 0 | 0 | 0 | 0
STOG | 0.07 | 0.07 | 0.07 | 0.02 | 0.02 | 0.02
STWD | 0 | 0 | 0 | 0 | 0 | 0
WT | 0.02 | 0.02 | 0.02 | 0.02 | 0.02 | 0.02
IGCC | 30.43 | 19.2 | 2.88 | 0.8 | 0.8 | 0.8
DemandResponse | 0 | 0 | 0 | 0 | 0 | 0
IGCC-CCS | 0 | 0 | 0 | 0 | 0 | 0
WT_off | 0 | 0 | 0 | 0 | 0 | 0
PseudoUnit | 0 | 0 | 0 | 0 | 0 | 0
FixedInterchange | 0 | 0 | 0 | 0 | 0 | 0
Base VOM Costs by Reporting Type: MISO_MI
ReportingType | 2015 | 2020 | 2025 | 2030 | 2035 | 2040
BM | 0 | 0 | 0 | 0 | 0 | 0
CC | 69.69 | 92.31 | 75.34 | 72.92 | 75.34 | 79.93
CSP | 0 | 0 | 0 | 0 | 0 | 0
CT | 0 | 0 | 0 | 0 | 0 | 0
Coal | 90.73 | 0 | 0 | 0 | 0 | 0
Geo | 0 | 0 | 0 | 0 | 0 | 0
H | 0 | 0 | 0 | 0 | 0 | 0
LFG | 0.01 | 0.02 | 0.03 | 0.03 | 0.03 | 0.03
Nuc | 34.93 | 34.93 | 34.93 | 34.93 | 20.54 | 30.95
PS | 0 | 0 | 0 | 0 | 0 | 0
PV | 0 | 0 | 0 | 0 | 0 | 0
PeakG | 0.12 | 0.17 | 0.23 | 0 | 0.07 | 0
PeakO | 0 | 0 | 0 | 0 | 0 | 0
ST | 0 | 0 | 0 | 0 | 0 | 0
STOG | 0.67 | 0.21 | 0.21 | 0.06 | 0.18 | 0.06
STWD | 2.71 | 2.71 | 1.39 | 1.63 | 1.71 | 2.27
WT | 0.06 | 0.06 | 0.06 | 0.06 | 0.06 | 0.06
IGCC | 0 | 0 | 0 | 0 | 0 | 0
DemandResponse | 0 | 0 | 0 | 0 | 0 | 0
IGCC-CCS | 0 | 0 | 0 | 0 | 0 | 0
WT_off | 0 | 0 | 0 | 0 | 0 | 0
PseudoUnit | 0 | 0 | 0 | 0 | 0 | 0
FixedInterchange | 0 | 0 | 0 | 0 | 0 | 0
Base VOM Costs by Reporting Type: MISO_MO-IL
ReportingType | 2015 | 2020 | 2025 | 2030 | 2035 | 2040
BM | 0 | 0 | 0 | 0 | 0 | 0
CC | 6.57 | 92.83 | 56.39 | 51.61 | 55.66 | 41.93
CSP | 0 | 0 | 0 | 0 | 0 | 0
CT | 0 | 0 | 0 | 0 | 0 | 0
Coal | 284.04 | 64.43 | 6.12 | 3.25 | 3.25 | 3.25
Geo | 0 | 0 | 0 | 0 | 0 | 0
H | 0 | 0 | 0.02 | 0.02 | 0.02 | 0.02
LFG | 0 | 0 | 0.01 | 0.02 | 0.02 | 0.02
Nuc | 41.29 | 41.29 | 41.29 | 41.29 | 41.29 | 41.29
PS | 0 | 0 | 0 | 0 | 0 | 0
PV | 0 | 0 | 0 | 0 | 0 | 0
PeakG | 2.31 | 3.1 | 2.55 | 2.91 | 3.01 | 4.01
PeakO | 0 | 0 | 0 | 0 | 0 | 0
ST | 0 | 0 | 0 | 0 | 0 | 0
STOG | 0.01 | 0.01 | 0.01 | 0 | 0.01 | 0.01
STWD | 0 | 0 | 0 | 0 | 0 | 0
WT | 0.02 | 0.02 | 0.19 | 0.19 | 0.19 | 0.21
IGCC | 0 | 0 | 0 | 0 | 0 | 0
DemandResponse | 0 | 0 | 0 | 0 | 0 | 0
IGCC-CCS | 0 | 0 | 0 | 0 | 0 | 0
WT_off | 0 | 0 | 0 | 0 | 0 | 0
PseudoUnit | 0 | 0 | 0 | 0 | 0 | 0
FixedInterchange | 0 | 0 | 0 | 0 | 0 | 0
Base VOM Costs by Reporting Type: MISO_W
ReportingType | 2015 | 2020 | 2025 | 2030 | 2035 | 2040
BM | 0 | 0 | 0 | 0 | 0 | 0
CC | 20.42 | 28.48 | 7.83 | 6.37 | 5.34 | 5.13
CSP | 0 | 0 | 0 | 0 | 0 | 0
CT | 0 | 0 | 0 | 0 | 0 | 0
Coal | 271.27 | 113.37 | 10.81 | 13.72 | 13.72 | 13.72
Geo | 0 | 0 | 0 | 0 | 0 | 0
H | 0 | 0 | 0 | 0 | 0 | 0
LFG | 0.02 | 0.02 | 0.02 | 0.02 | 0.02 | 0.02
Nuc | 43.67 | 43.67 | 43.67 | 43.67 | 0 | 0
PS | 0 | 0 | 0 | 0 | 0 | 0
PV | 0 | 0 | 0 | 0 | 0 | 0
PeakG | 2.11 | 6.82 | 0.47 | 0.92 | 1.9 | 0.98
PeakO | 0 | 0 | 0 | 0 | 0 | 0
ST | 0 | 0 | 0 | 0 | 0 | 0
STOG | 0 | 0 | 0 | 0 | 0 | 0
STWD | 0.29 | 0.5 | 0.47 | 2.22 | 3.18 | 3.18
WT | 0.32 | 0.32 | 1.61 | 1.61 | 1.61 | 1.67
IGCC | 0 | 0 | 0 | 0 | 0 | 0
DemandResponse | 0 | 0 | 0 | 0 | 0 | 0
IGCC-CCS | 0 | 0 | 0 | 0 | 0 | 0
WT_off | 0 | 0 | 0 | 0 | 0 | 0
PseudoUnit | 0 | 0 | 0 | 0 | 0 | 0
FixedInterchange | 0 | 0 | 0 | 0 | 0 | 0
Base VOM Costs by Reporting Type: MISO_WUMS
ReportingType | 2015 | 2020 | 2025 | 2030 | 2035 | 2040
BM | 0 | 0 | 0 | 0 | 0 | 0
CC | 193.56 | 254.34 | 208.72 | 201.31 | 219.9 | 202.23
CSP | 0 | 0 | 0 | 0 | 0 | 0
CT | 0 | 0 | 0 | 1.17 | 1.18 | 4.05
Coal | 33.39 | 2.61 | 2.45 | 4.37 | 4.37 | 4.39
Geo | 0 | 0 | 0 | 0 | 0 | 0
H | 0 | 0 | 0 | 0 | 0 | 0
LFG | 0.01 | 0.01 | 0.01 | 0.03 | 0.03 | 0.03
Nuc | 33.6 | 33.6 | 33.6 | 33.6 | 0 | 10.34
PS | 0 | 0 | 0 | 0 | 0 | 0
PV | 0 | 0 | 0 | 0 | 0 | 0
PeakG | 0 | 0 | 0 | 0 | 0 | 0
PeakO | 0 | 0 | 0 | 0 | 0 | 0
ST | 0 | 0 | 0 | 0 | 0 | 0
STOG | 0 | 0 | 0 | 0 | 0 | 0
STWD | 0.05 | 0.06 | 0.09 | 0.1 | 0.28 | 0.65
WT | 0.05 | 0.05 | 0.05 | 0.05 | 0.05 | 0.05
IGCC | 0 | 0 | 0 | 0 | 0 | 0
DemandResponse | 0 | 0 | 0 | 0 | 0 | 0
IGCC-CCS | 0 | 0 | 0 | 0 | 0 | 0
WT_off | 0 | 0 | 0 | 0 | 0 | 0
PseudoUnit | 0 | 0 | 0 | 0 | 0 | 0
FixedInterchange | 0 | 0 | 0 | 0 | 0 | 0
Base VOM Costs by Reporting Type: Nebraska
ReportingType | 2015 | 2020 | 2025 | 2030 | 2035 | 2040
BM | 0 | 0 | 0 | 0 | 0 | 0
CC | 7.24 | 27.01 | 13.71 | 13.49 | 20.41 | 13.26
CSP | 0 | 0 | 0 | 0 | 0 | 0
CT | 0 | 0 | 0 | 0 | 0 | 0
Coal | 117.38 | 18.2 | 10.47 | 14.49 | 16.63 | 16.63
Geo | 0 | 0 | 0 | 0 | 0 | 0
H | 0 | 0 | 0 | 0 | 0 | 0
LFG | 0 | 0 | 0.01 | 0.01 | 0.01 | 0.01
Nuc | 23.15 | 23.15 | 23.15 | 23.15 | 0 | 0
PS | 0 | 0 | 0 | 0 | 0 | 0
PV | 0 | 0 | 0 | 0 | 0 | 0
PeakG | 0.19 | 0.1 | 0 | 0.13 | 0.01 | 0
PeakO | 0 | 0 | 0 | 0 | 0 | 0
ST | 0 | 0 | 0 | 0 | 0 | 0
STOG | 0 | 0 | 0 | 0 | 0 | 0
STWD | 0 | 0 | 0 | 0 | 0 | 0
WT | 0.01 | 0.16 | 0.16 | 0.16 | 0.16 | 0.2
IGCC | 0 | 0 | 0 | 0 | 0 | 0
DemandResponse | 0 | 0 | 0 | 0 | 0 | 0
IGCC-CCS | 0 | 0 | 0 | 0 | 0 | 0
WT_off | 0 | 0 | 0 | 0 | 0 | 0
PseudoUnit | 0 | 0 | 0 | 0 | 0 | 0
FixedInterchange | 0 | 0 | 0 | 0 | 0 | 0
Base VOM Costs by Reporting Type: NEISO
ReportingType | 2015 | 2020 | 2025 | 2030 | 2035 | 2040
BM | 9.41 | 5.39 | 0.39 | 6.78 | 9.41 | 9.41
CC | 119.36 | 85.17 | 71.4 | 44.65 | 68.08 | 73.14
CSP | 0 | 0 | 0 | 0 | 0 | 0
CT | 0.03 | 0.05 | 0.11 | 0 | 0 | 0
Coal | 0.12 | 0 | 0 | 0 | 0 | 0
Geo | 0 | 0 | 0 | 0 | 0 | 0
H | 0 | 0 | 0 | 0 | 0 | 0
LFG | 0.05 | 0.05 | 0.05 | 0.06 | 0.06 | 0.06
Nuc | 85.9 | 85.9 | 85.9 | 85.9 | 62.06 | 45.84
PS | 0 | 0 | 0 | 0 | 0 | 0
PV | 0 | 0.01 | 0.01 | 0.01 | 0.01 | 0.01
PeakG | 0.07 | 0.27 | 0.29 | 0 | 0.19 | 0.32
PeakO | 0 | 0 | 0 | 0 | 0 | 0
ST | 0 | 0 | 0 | 0 | 0 | 0
STOG | 0 | 0 | 0 | 0 | 0 | 0
STWD | 10.15 | 2.91 | 0.37 | 1.63 | 4.79 | 5.2
WT | 0.01 | 0.09 | 0.14 | 0.17 | 0.17 | 0.17
IGCC | 0 | 0 | 0 | 0 | 0 | 0
DemandResponse | 0 | 0 | 0 | 0 | 0 | 0
IGCC-CCS | 0 | 0 | 0 | 0 | 0 | 0
WT_off | 0.02 | 0.02 | 0.02 | 0.02 | 0.01 | 0.01
PseudoUnit | 0 | 0 | 0 | 0 | 0 | 0
FixedInterchange | 0 | 0 | 0 | 0 | 0 | 0
Base VOM Costs by Reporting Type: NonRTO_Midwest
ReportingType | 2015 | 2020 | 2025 | 2030 | 2035 | 2040
BM | 0 | 0 | 0 | 0 | 0 | 0
CC | 46.11 | 164.87 | 163.74 | 159.28 | 155.58 | 148.76
CSP | 0 | 0 | 0 | 0 | 0 | 0
CT | 0 | 0 | 0 | 0 | 0 | 0
Coal | 177.17 | 53.5 | 9.42 | 4.97 | 4.97 | 4.97
Geo | 0 | 0 | 0 | 0 | 0 | 0
H | 0 | 0 | 0.04 | 0.04 | 0.04 | 0.04
LFG | 0 | 0 | 0.01 | 0.01 | 0.01 | 0.01
Nuc | 0 | 0 | 0 | 5.05 | 12.58 | 25.26
PS | 0 | 0 | 0 | 0 | 0 | 0
PV | 0 | 0 | 0 | 0 | 0 | 0
PeakG | 1.2 | 0.54 | 1.09 | 1.47 | 1.52 | 1.78
PeakO | 0 | 0 | 0 | 0 | 0 | 0
ST | 0 | 0 | 0 | 0 | 0 | 0
STOG | 0 | 0 | 0 | 0 | 0 | 0
STWD | 0 | 0 | 0 | 0 | 0 | 0
WT | 0 | 0 | 0 | 0 | 0 | 0
IGCC | 0 | 0 | 0 | 0 | 0 | 0
DemandResponse | 0 | 0 | 0 | 0 | 0 | 0
IGCC-CCS | 0 | 0 | 0 | 0 | 0 | 0
WT_off | 0 | 0 | 0 | 0 | 0 | 0
PseudoUnit | 0 | 0 | 0 | 0 | 0 | 0
FixedInterchange | 0 | 0 | 0 | 0 | 0 | 0
Base VOM Costs by Reporting Type: NYISO_A-F
ReportingType | 2015 | 2020 | 2025 | 2030 | 2035 | 2040
BM | 0 | 0 | 0 | 0 | 0 | 0
CC | 24.86 | 28.23 | 19.4 | 18.62 | 18.78 | 21.85
CSP | 0 | 0 | 0 | 0 | 0 | 0
CT | 0 | 0 | 0 | 0 | 0 | 0
Coal | 0 | 0 | 0 | 0 | 0 | 0
Geo | 0 | 0 | 0 | 0 | 0 | 0
H | 0 | 0 | 0 | 0 | 0 | 0
LFG | 0.02 | 0.02 | 0.02 | 0.02 | 0.02 | 0.02
Nuc | 62.23 | 62.23 | 62.23 | 50.74 | 40 | 24.24
PS | 0 | 0 | 0 | 0 | 0 | 0
PV | 0 | 0 | 0 | 0 | 0 | 0
PeakG | 0.02 | 0.05 | 0 | 0 | 0 | 0.05
PeakO | 0 | 0 | 0 | 0 | 0 | 0
ST | 0 | 0 | 0 | 0 | 0 | 0
STOG | 0 | 0 | 0 | 0 | 0 | 0
STWD | 0 | 0.01 | 0.04 | 0.13 | 0.16 | 0.55
WT | 0.11 | 0.13 | 0.13 | 0.23 | 0.23 | 0.23
IGCC | 0 | 0 | 0 | 0 | 0 | 0
DemandResponse | 0 | 0 | 0 | 0 | 0 | 0
IGCC-CCS | 0 | 0 | 0 | 0 | 0 | 0
WT_off | 0 | 0 | 0 | 0 | 0 | 0
PseudoUnit | 0 | 0 | 0 | 0 | 0 | 0
FixedInterchange | 0 | 0 | 0 | 0 | 0 | 0
Base VOM Costs by Reporting Type: NYISO_G-I
ReportingType | 2015 | 2020 | 2025 | 2030 | 2035 | 2040
BM | 0 | 0 | 0 | 0 | 0 | 0
CC | 9.18 | 22.51 | 15.38 | 13.4 | 30.84 | 79.08
CSP | 0 | 0 | 0 | 0 | 0 | 0
CT | 0 | 0 | 0 | 0 | 0 | 0
Coal | 0 | 0 | 0 | 0 | 0 | 0
Geo | 0 | 0 | 0 | 0 | 0 | 0
H | 0 | 0 | 0 | 0 | 0 | 0
LFG | 0.01 | 0.01 | 0.01 | 0.01 | 0.01 | 0.01
Nuc | 37.82 | 37.82 | 37.82 | 37.82 | 18.96 | 0.01
PS | 0 | 0 | 0 | 0 | 0 | 0
PV | 0 | 0 | 0 | 0 | 0 | 0
PeakG | 0 | 0 | 0.01 | 0.01 | 0 | 0
PeakO | 0 | 0 | 0 | 0 | 0 | 0
ST | 0 | 0 | 0 | 0 | 0 | 0
STOG | 0 | 0 | 0 | 0 | 0 | 0
STWD | 0 | 0 | 0 | 0 | 0 | 0
WT | 0 | 0 | 0 | 0.01 | 0.01 | 0.01
IGCC | 0 | 0 | 0 | 0 | 0 | 0
DemandResponse | 0 | 0 | 0 | 0 | 0 | 0
IGCC-CCS | 0 | 0 | 0 | 0 | 0 | 0
WT_off | 0 | 0 | 0 | 0 | 0 | 0
PseudoUnit | 0 | 0 | 0 | 0 | 0 | 0
FixedInterchange | 0 | 0 | 0 | 0 | 0 | 0
Base VOM Costs by Reporting Type: NYISO_J-K
ReportingType | 2015 | 2020 | 2025 | 2030 | 2035 | 2040
BM | 0 | 0 | 0 | 0 | 0 | 0
CC | 65.6 | 69.41 | 58.9 | 42.44 | 52.78 | 62.57
CSP | 0 | 0 | 0 | 0 | 0 | 0
CT | 0 | 0 | 0 | 0 | 0 | 0
Coal | 0 | 0 | 0 | 0 | 0 | 0
Geo | 0 | 0 | 0 | 0 | 0 | 0
H | 0 | 0 | 0 | 0 | 0 | 0
LFG | 0.01 | 0.01 | 0.01 | 0.02 | 0.02 | 0.02
Nuc | 0 | 0 | 0 | 0 | 0 | 0
PS | 0 | 0 | 0 | 0 | 0 | 0
PV | 0 | 0 | 0 | 0 | 0 | 0
PeakG | 0.44 | 0.67 | 1 | 1.01 | 1.03 | 0.62
PeakO | 0 | 0 | 0 | 0 | 0 | 0
ST | 0 | 0 | 0 | 0 | 0 | 0
STOG | 1.06 | 1.3 | 1.94 | 1.79 | 2.07 | 1.63
STWD | 0 | 0 | 0 | 0 | 0 | 0
WT | 0 | 0 | 0 | 0 | 0 | 0
IGCC | 0 | 0 | 0 | 0 | 0 | 0
DemandResponse | 0 | 0 | 0 | 0 | 0 | 0
IGCC-CCS | 0 | 0 | 0 | 0 | 0 | 0
WT_off | 0 | 0 | 0 | 0 | 0 | 0
PseudoUnit | 0 | 0 | 0 | 0 | 0 | 0
FixedInterchange | 0 | 0 | 0 | 0 | 0 | 0
Base VOM Costs by Reporting Type: PJM_E
ReportingType | 2015 | 2020 | 2025 | 2030 | 2035 | 2040
BM | 0.06 | 1.12 | 1.12 | 1.12 | 1.12 | 1.12
CC | 149.14 | 157.83 | 147.46 | 134.34 | 143.96 | 149.92
CSP | 0 | 0 | 0 | 0 | 0 | 0
CT | 0 | 0.03 | 0.05 | 0 | 0 | 0
Coal | 1.98 | 0.88 | 0.06 | 0 | 0 | 0.02
Geo | 0 | 0 | 0 | 0 | 0 | 0
H | 0 | 0 | 0 | 0 | 0 | 0
LFG | 0.04 | 0.05 | 0.05 | 0.05 | 0.05 | 0.05
Nuc | 157.37 | 146 | 146 | 146 | 104.88 | 83.17
PS | 0 | 0 | 0 | 0 | 0 | 0
PV | 0 | 0 | 0 | 0 | 0 | 0
PeakG | 0.31 | 2.1 | 4.04 | 5.42 | 4 | 4
PeakO | 0 | 0 | 0 | 0 | 0 | 0
ST | 0 | 0 | 0 | 0 | 0 | 0
STOG | 0.64 | 1.15 | 0 | 0 | 0 | 0
STWD | 0 | 0 | 0 | 0 | 0 | 0
WT | 0.02 | 0.02 | 0.02 | 0.02 | 0.02 | 0.02
IGCC | 0 | 0 | 0 | 0 | 0 | 0
DemandResponse | 0 | 0 | 0 | 0 | 0 | 0
IGCC-CCS | 0 | 0 | 0 | 0 | 0 | 0
WT_off | 0 | 0 | 0.04 | 0.04 | 0.04 | 0.04
PseudoUnit | 0 | 0 | 0 | 0 | 0 | 0
FixedInterchange | 0 | 0 | 0 | 0 | 0 | 0
Base VOM Costs by Reporting Type: PJM_ROM
ReportingType | 2015 | 2020 | 2025 | 2030 | 2035 | 2040
BM | 0.04 | 0.67 | 0.67 | 0.67 | 0.67 | 0.67
CC | 66.11 | 71.13 | 70.9 | 55.8 | 251.86 | 486.25
CSP | 0 | 0 | 0 | 0 | 0 | 0
CT | 0 | 0.02 | 0.03 | 0.03 | 0.03 | 0.03
Coal | 36.33 | 4.76 | 0.07 | 0 | 0 | 0.03
Geo | 0 | 0 | 0 | 0 | 0 | 0
H | 0 | 0 | 0.03 | 0.03 | 0.03 | 0.03
LFG | 0.03 | 0.05 | 0.05 | 0.05 | 0.05 | 0.05
Nuc | 93.13 | 93.13 | 93.13 | 93.13 | 61.1 | 44.47
PS | 0 | 0 | 0 | 0 | 0 | 0
PV | 0 | 0.03 | 0.04 | 0.04 | 0.04 | 0.04
PeakG | 0 | 0.12 | 0.43 | 2.51 | 2.44 | 2.42
PeakO | 0 | 0 | 0 | 0 | 0 | 0
ST | 0 | 0 | 0 | 0 | 0 | 0
STOG | 1.64 | 2.45 | 0.84 | 0.27 | 0.27 | 0.27
STWD | 0.07 | 1.16 | 1.16 | 1.16 | 1.16 | 1.16
WT | 0.03 | 0.05 | 0.05 | 0.05 | 0.05 | 0.05
IGCC | 0 | 0 | 0 | 0 | 0 | 0
DemandResponse | 0 | 0 | 0 | 0 | 0 | 0
IGCC-CCS | 0 | 0 | 0 | 0 | 0 | 0
WT_off | 0 | 0 | 0 | 0 | 0 | 0
PseudoUnit | 0 | 0 | 0 | 0 | 0 | 0
FixedInterchange | 0 | 0 | 0 | 0 | 0 | 0
Base VOM Costs by Reporting Type: PJM_ROR
ReportingType | 2015 | 2020 | 2025 | 2030 | 2035 | 2040
BM | 0.81 | 14.36 | 12.13 | 14.36 | 14.36 | 7.2
CC | 600.93 | 960.3 | 958.22 | 881.37 | 858.78 | 828.04
CSP | 0 | 0 | 0 | 0 | 0 | 0
CT | 0.03 | 0.03 | 0.06 | 0.06 | 0.06 | 0.06
Coal | 705.75 | 188.3 | 24.59 | 1.86 | 1.86 | 1.86
Geo | 0 | 0 | 0 | 0 | 0 | 0
H | 0 | 0.03 | 0.03 | 0.03 | 0.03 | 0.03
LFG | 0.05 | 0.07 | 0.09 | 0.09 | 0.09 | 0.09
Nuc | 370.54 | 370.54 | 370.54 | 354.51 | 275.46 | 185.16
PS | 0 | 0 | 0 | 0 | 0 | 0
PV | 0 | 0 | 0 | 0 | 0 | 0
PeakG | 6.62 | 8.87 | 15.68 | 12.03 | 13.62 | 11.13
PeakO | 0 | 0 | 0 | 0 | 0 | 0
ST | 0 | 0 | 0 | 0 | 0 | 0
STOG | 0.97 | 1.9 | 0.31 | 0 | 0 | 0
STWD | 0.09 | 3.23 | 3.23 | 2.04 | 2.37 | 2.7
WT | 0.31 | 0.31 | 0.48 | 1.17 | 1.17 | 1.17
IGCC | 0 | 0 | 0 | 0 | 0 | 0
DemandResponse | 0 | 0 | 0 | 0 | 0 | 0
IGCC-CCS | 0 | 0 | 0 | 0 | 0 | 0
WT_off | 0 | 0 | 0 | 0 | 0 | 0
PseudoUnit | 0 | 0 | 0 | 0 | 0 | 0
FixedInterchange | 0 | 0 | 0 | 0 | 0 | 0
Base VOM Costs by Reporting Type: SOCO
ReportingType | 2015 | 2020 | 2025 | 2030 | 2035 | 2040
BM | 0.19 | 0.42 | 1 | 2.05 | 2.05 | 2.05
CC | 446.07 | 571.57 | 581.17 | 475.51 | 427.93 | 384.04
CSP | 0 | 0 | 0 | 0 | 0 | 0
CT | 0 | 0 | 0 | 0 | 0 | 0
Coal | 111.24 | 21.44 | 0 | 0 | 0 | 0
Geo | 0 | 0 | 0 | 0 | 0 | 0
H | 0 | 0 | 0 | 0 | 0 | 0
LFG | 0 | 0 | 0.01 | 0.01 | 0.01 | 0.01
Nuc | 108.01 | 143 | 143 | 233.37 | 264.77 | 287.71
PS | 0 | 0 | 0 | 0 | 0 | 0
PV | 0 | 0 | 0 | 0 | 0 | 0
PeakG | 5.46 | 8.96 | 12.38 | 1.64 | 1.03 | 0.87
PeakO | 0 | 0 | 0 | 0 | 0 | 0
ST | 0 | 0 | 0 | 0 | 0 | 0
STOG | 0 | 0 | 0 | 0 | 0 | 0
STWD | 0.62 | 1.07 | 1.07 | 9.31 | 6.83 | 7.31
WT | 0 | 0 | 0 | 0 | 0 | 0
IGCC | 0 | 0 | 0 | 0 | 0 | 0
DemandResponse | 0 | 0 | 0 | 0 | 0 | 0
IGCC-CCS | 0 | 0 | 0 | 0 | 0 | 0
WT_off | 0 | 0 | 0 | 0 | 0 | 0
PseudoUnit | 0 | 0 | 0 | 0 | 0 | 0
FixedInterchange | 0 | 0 | 0 | 0 | 0 | 0
Base VOM Costs by Reporting Type: SPP_N
ReportingType | 2015 | 2020 | 2025 | 2030 | 2035 | 2040
BM | 0 | 0 | 0 | 0 | 0 | 0
CC | 44.65 | 134.11 | 103.53 | 80.42 | 75.67 | 63.71
CSP | 0 | 0 | 0 | 0 | 0 | 0
CT | 0 | 0 | 0 | 0 | 0 | 0
Coal | 217.7 | 53.91 | 1.81 | 0.14 | 0.06 | 0.4
Geo | 0 | 0 | 0 | 0 | 0 | 0
H | 0 | 0 | 0 | 0 | 0 | 0
LFG | 0 | 0 | 0.01 | 0.01 | 0.01 | 0.01
Nuc | 21.45 | 21.45 | 21.45 | 45.66 | 97.83 | 99.71
PS | 0 | 0 | 0 | 0 | 0 | 0
PV | 0 | 0 | 0 | 0 | 0 | 0
PeakG | 0.03 | 0 | 0 | 0 | 0 | 0
PeakO | 0 | 0 | 0 | 0 | 0 | 0
ST | 0 | 0 | 0 | 0 | 0 | 0
STOG | 0.65 | 0.44 | 0.39 | 0.65 | 0.42 | 0.26
STWD | 0 | 0 | 0 | 0 | 0 | 0
WT | 0.05 | 0.41 | 0.41 | 0.41 | 0.41 | 0.41
IGCC | 0 | 0 | 0 | 0 | 0 | 0
DemandResponse | 0 | 0 | 0 | 0 | 0 | 0
IGCC-CCS | 0 | 0 | 0 | 0 | 0 | 0
WT_off | 0 | 0 | 0 | 0 | 0 | 0
PseudoUnit | 0 | 0 | 0 | 0 | 0 | 0
FixedInterchange | 0 | 0 | 0 | 0 | 0 | 0
Base VOM Costs by Reporting Type: SPP_S
ReportingType | 2015 | 2020 | 2025 | 2030 | 2035 | 2040
BM | 0 | 0 | 0 | 0 | 0 | 0
CC | 100.23 | 204.06 | 205.28 | 184.6 | 183.42 | 155.33
CSP | 0 | 0 | 0 | 0 | 0 | 0
CT | 0.42 | 0 | 0 | 0 | 0 | 0
Coal | 309.4 | 29.19 | 1.62 | 0 | 0 | 0
Geo | 0 | 0 | 0 | 0 | 0 | 0
H | 0 | 0 | 0 | 0 | 0 | 0
LFG | 0 | 0 | 0.01 | 0.01 | 0.01 | 0.01
Nuc | 0 | 0 | 0 | 0 | 0 | 5.48
PS | 0 | 0 | 0 | 0 | 0 | 0
PV | 0 | 0 | 0 | 0 | 0 | 0
PeakG | 0 | 0 | 0 | 0 | 0 | 0
PeakO | 0 | 0 | 0 | 0 | 0 | 0
ST | 0 | 0 | 0 | 0 | 0 | 0
STOG | 4.91 | 0.82 | 1.48 | 2.1 | 1.68 | 1.54
STWD | 0.13 | 0.07 | 0.07 | 0.51 | 0.4 | 0.51
WT | 0.11 | 1.11 | 1.11 | 1.11 | 1.11 | 1.11
IGCC | 0 | 0 | 0 | 0 | 0 | 0
DemandResponse | 0 | 0 | 0 | 0 | 0 | 0
IGCC-CCS | 0 | 0 | 0 | 0 | 0 | 0
WT_off | 0 | 0 | 0 | 0 | 0 | 0
PseudoUnit | 0 | 0 | 0 | 0 | 0 | 0
FixedInterchange | 0 | 0 | 0 | 0 | 0 | 0
Base VOM Costs by Reporting Type: TVA
ReportingType | 2015 | 2020 | 2025 | 2030 | 2035 | 2040
BM | 0 | 0 | 0 | 0 | 0 | 0
CC | 126.6 | 253.91 | 260.05 | 250.21 | 238.18 | 234.62
CSP | 0 | 0 | 0 | 0 | 0 | 0
CT | 0 | 0 | 0 | 0 | 0 | 0
Coal | 162.34 | 58.58 | 1.68 | 0 | 0 | 0
Geo | 0 | 0 | 0 | 0 | 0 | 0
H | 0 | 0 | 0 | 0 | 0 | 0
LFG | 0 | 0 | 0.01 | 0.01 | 0.01 | 0.01
Nuc | 152.12 | 152.12 | 152.12 | 152.12 | 187.45 | 183.14
PS | 0 | 0 | 0 | 0 | 0 | 0
PV | 0 | 0 | 0 | 0 | 0 | 0
PeakG | 0 | 0 | 0 | 0 | 0 | 0
PeakO | 0 | 0 | 0 | 0 | 0 | 0
ST | 0 | 0 | 0 | 0 | 0 | 0
STOG | 0 | 0 | 0 | 0 | 0 | 0
STWD | 0 | 0 | 0 | 0.07 | 0.07 | 0.08
WT | 0 | 0 | 0 | 0 | 0 | 0
IGCC | 0 | 0 | 0 | 0 | 0 | 0
DemandResponse | 0 | 0 | 0 | 0 | 0 | 0
IGCC-CCS | 0 | 0 | 0 | 0 | 0 | 0
WT_off | 0 | 0 | 0 | 0 | 0 | 0
PseudoUnit | 0 | 0 | 0 | 0 | 0 | 0
FixedInterchange | 0 | 0 | 0 | 0 | 0 | 0
Base VOM Costs by Reporting Type: TVA_Transmission
ReportingType | 2015 | 2020 | 2025 | 2030 | 2035 | 2040
BM | 0 | 0 | 0 | 0 | 0 | 0
CC | 0 | 0 | 0 | 0 | 0 | 0
CSP | 0 | 0 | 0 | 0 | 0 | 0
CT | 0 | 0 | 0 | 0 | 0 | 0
Coal | 0 | 0 | 0 | 0 | 0 | 0
Geo | 0 | 0 | 0 | 0 | 0 | 0
H | 0 | 0 | 0 | 0 | 0 | 0
LFG | 0 | 0 | 0 | 0 | 0 | 0
Nuc | 0 | 0 | 0 | 0 | 0 | 0
PS | 0 | 0 | 0 | 0 | 0 | 0
PV | 0 | 0 | 0 | 0 | 0 | 0
PeakG | 0 | 0 | 0 | 0 | 0 | 0
PeakO | 0 | 0 | 0 | 0 | 0 | 0
ST | 0 | 0 | 0 | 0 | 0 | 0
STOG | 0 | 0 | 0 | 0 | 0 | 0
STWD | 0 | 0 | 0 | 0 | 0 | 0
WT | 0 | 0 | 0 | 0 | 0 | 0
IGCC | 0 | 0 | 0 | 0 | 0 | 0
DemandResponse | 0 | 0 | 0 | 0 | 0 | 0
IGCC-CCS | 0 | 0 | 0 | 0 | 0 | 0
WT_off | 0 | 0 | 0 | 0 | 0 | 0
PseudoUnit | 0 | 0 | 0 | 0 | 0 | 0
FixedInterchange | 0 | 0 | 0 | 0 | 0 | 0
Base VOM Costs by Reporting Type: VACAR
ReportingType | 2015 | 2020 | 2025 | 2030 | 2035 | 2040
BM | 0.03 | 6.38 | 26.48 | 26.95 | 26.95 | 28.73
CC | 447.92 | 425.9 | 414.79 | 341.52 | 346.93 | 215.31
CSP | 0 | 0 | 0 | 0 | 0 | 0
CT | 0.73 | 0.73 | 1.39 | 0 | 0 | 0
Coal | 85.39 | 59.67 | 11.51 | 0.71 | 0.49 | 0.71
Geo | 0 | 0 | 0 | 0 | 0 | 0
H | 0 | 0 | 0 | 0 | 0 | 0
LFG | 0.01 | 0.01 | 0.01 | 0.01 | 0.01 | 0.01
Nuc | 211.36 | 248.42 | 248.42 | 320.9 | 315.34 | 412.9
PS | 0 | 0 | 0 | 0 | 0 | 0
PV | 0 | 0 | 0 | 0 | 0 | 0
PeakG | 0.86 | 1.89 | 3.39 | 3.27 | 2.44 | 1.62
PeakO | 0 | 0 | 0 | 0 | 0 | 0
ST | 0 | 0 | 0 | 0 | 0 | 0
STOG | 0 | 0 | 0 | 0 | 0 | 0
STWD | 4.67 | 4.67 | 4.67 | 4.67 | 3.57 | 4.67
WT | 0 | 0.08 | 0.08 | 0.08 | 0.08 | 0.08
IGCC | 0 | 0 | 0 | 0 | 0 | 0
DemandResponse | 0 | 0 | 0 | 0 | 0 | 0
IGCC-CCS | 0 | 0 | 0 | 0 | 0 | 0
WT_off | 0 | 0 | 0 | 0 | 0 | 0
PseudoUnit | 0 | 0 | 0 | 0 | 0 | 0
FixedInterchange | 0 | 0 | 0 | 0 | 0 | 0
Base VOM Costs by Reporting Type: IESO
ReportingType | 2015 | 2020 | 2025 | 2030 | 2035 | 2040
BM | 0 | 0.01 | 0 | 0.05 | 0.05 | 0.81
CC | 21.02 | 0.6 | 0.35 | 0.4 | 0.43 | 1.07
CSP | 0 | 0 | 0 | 0 | 0 | 0
CT | 0 | 0.04 | 0 | 0 | 0 | 0
Coal | 0 | 0 | 0 | 0 | 0 | 0
Geo | 0 | 0 | 0 | 0 | 0 | 0
H | 0 | 0 | 0 | 0 | 0.02 | 0.02
LFG | 0.01 | 0.01 | 0.01 | 0.01 | 0.01 | 0.01
Nuc | 240.73 | 238.61 | 235.86 | 240.73 | 221.68 | 193.2
PS | 0 | 0 | 0 | 0 | 0 | 0
PV | 0 | 0 | 0 | 0 | 0 | 0
PeakG | 0 | 0 | 0 | 0 | 0 | 0
PeakO | 0 | 0 | 0 | 0 | 0 | 0
ST | 0 | 0 | 0 | 0 | 0 | 0
STOG | 0 | 0 | 0 | 0 | 0 | 0
STWD | 0.01 | 0.01 | 0.01 | 0.28 | 0.7 | 2.31
WT | 0.09 | 0.09 | 0.09 | 0.09 | 0.09 | 0.09
IGCC | 0 | 0 | 0 | 0 | 0 | 0
DemandResponse | 0 | 0 | 0 | 0 | 0 | 0
IGCC-CCS | 0 | 0 | 0 | 0 | 0 | 0
WT_off | 0 | 0 | 0 | 0 | 0 | 0
PseudoUnit | 0 | 0 | 0 | 0 | 0 | 0
FixedInterchange | 0 | 0 | 0 | 0 | 0 | 0
Base VOM Costs by Reporting Type: MAPP_CA
ReportingType | 2015 | 2020 | 2025 | 2030 | 2035 | 2040
BM | 0 | 0 | 0 | 0 | 0 | 0
CC | 20.62 | 20.62 | 2.03 | 0 | 0 | 0
CSP | 0 | 0 | 0 | 0 | 0 | 0
CT | 0 | 0 | 0 | 0 | 0 | 0
Coal | 0.99 | 0.15 | 0 | 0 | 0 | 0
Geo | 0 | 0 | 0 | 0 | 0 | 0
H | 0 | 0.05 | 0.15 | 0.32 | 0.32 | 0.32
LFG | 0 | 0 | 0 | 0 | 0 | 0
Nuc | 0 | 0 | 0 | 0 | 0 | 0
PS | 0 | 0 | 0 | 0 | 0 | 0
PV | 0 | 0 | 0 | 0 | 0 | 0
PeakG | 0.71 | 0.92 | 0 | 0 | 0 | 0
PeakO | 0 | 0 | 0 | 0 | 0 | 0
ST | 0 | 0 | 0 | 0 | 0 | 0
STOG | 0.01 | 0 | 0 | 0 | 0 | 0
STWD | 0 | 0 | 0 | 0 | 0 | 0
WT | 0.02 | 0.02 | 0.02 | 0.02 | 0.01 | 0.01
IGCC | 0 | 0 | 0 | 0 | 0 | 0
DemandResponse | 0 | 0 | 0 | 0 | 0 | 0
IGCC-CCS | 0 | 0 | 0 | 0 | 0 | 0
WT_off | 0 | 0 | 0 | 0 | 0 | 0
PseudoUnit | 0 | 0 | 0 | 0 | 0 | 0
FixedInterchange | 0 | 0 | 0 | 0 | 0 | 0
Base VOM Costs by Reporting Type: AZ_NM_SNV_Coal
ReportingType | 2015 | 2020 | 2025 | 2030 | 2035 | 2040
BM | 0 | 0 | 0 | 0 | 0 | 0
CC | 0 | 0 | 0 | 0 | 0 | 0
CSP | 0 | 0 | 0 | 0 | 0 | 0
CT | 0 | 0 | 0 | 0 | 0 | 0
Coal | 196.38 | 188.18 | 37.13 | 0 | 0 | 0
Geo | 0 | 0 | 0 | 0 | 0 | 0
H | 0 | 0 | 0 | 0 | 0 | 0
LFG | 0 | 0 | 0 | 0 | 0 | 0
Nuc | 0 | 0 | 0 | 0 | 0 | 0
PS | 0 | 0 | 0 | 0 | 0 | 0
PV | 0 | 0 | 0 | 0 | 0 | 0
PeakG | 0 | 0 | 0 | 0 | 0 | 0
PeakO | 0 | 0 | 0 | 0 | 0 | 0
ST | 0 | 0 | 0 | 0 | 0 | 0
STOG | 0 | 0 | 0 | 0 | 0 | 0
STWD | 0 | 0 | 0 | 0 | 0 | 0
WT | 0 | 0 | 0 | 0 | 0 | 0
IGCC | 0 | 0 | 0 | 0 | 0 | 0
DemandResponse | 0 | 0 | 0 | 0 | 0 | 0
IGCC-CCS | 0 | 0 | 0 | 0 | 0 | 0
WT_off | 0 | 0 | 0 | 0 | 0 | 0
PseudoUnit | 0 | 0 | 0 | 0 | 0 | 0
FixedInterchange | 0 | 0 | 0 | 0 | 0 | 0
Base VOM Costs by Reporting Type: AZ_NM_SNV_Gas
ReportingType | 2015 | 2020 | 2025 | 2030 | 2035 | 2040
BM | 0 | 0 | 0 | 0 | 0 | 0
CC | 152.96 | 142.75 | 199.69 | 133.07 | 107.55 | 94.71
CSP | 0 | 0 | 0 | 0 | 0 | 0
CT | 0 | 0 | 0 | 0 | 0 | 0
Coal | 0 | 0 | 0 | 0 | 0 | 0
Geo | 0 | 0 | 0 | 0 | 0 | 0
H | 0 | 0 | 0 | 0 | 0 | 0
LFG | 0 | 0 | 0 | 0 | 0 | 0
Nuc | 0 | 0 | 0 | 0 | 0 | 0
PS | 0 | 0 | 0 | 0 | 0 | 0
PV | 0 | 0 | 0 | 0 | 0 | 0
PeakG | 0 | 0 | 0 | 0 | 0 | 0
PeakO | 0 | 0 | 0 | 0 | 0 | 0
ST | 0 | 0 | 0 | 0 | 0 | 0
STOG | 0 | 0 | 0 | 0 | 0 | 0
STWD | 0 | 0 | 0 | 0 | 0 | 0
WT | 0 | 0 | 0 | 0 | 0 | 0
IGCC | 0 | 0 | 0 | 0 | 0 | 0
DemandResponse | 0 | 0 | 0 | 0 | 0 | 0
IGCC-CCS | 0 | 0 | 0 | 0 | 0 | 0
WT_off | 0 | 0 | 0 | 0 | 0 | 0
PseudoUnit | 0 | 0 | 0 | 0 | 0 | 0
FixedInterchange | 0 | 0 | 0 | 0 | 0 | 0
Base VOM Costs by Reporting Type: AZ_NM_SNV_NucRenew
ReportingType | 2015 | 2020 | 2025 | 2030 | 2035 | 2040
BM | 0 | 0 | 0 | 0 | 0 | 0
CC | 0 | 0 | 0 | 0 | 0 | 0
CSP | 0 | 0 | 0 | 0 | 0 | 0
CT | 0 | 0 | 0 | 0 | 0 | 0
Coal | 0 | 0 | 0 | 0 | 0 | 0
Geo | 0 | 0 | 116.31 | 116.31 | 116.31 | 116.31
H | 0 | 0 | 0 | 0 | 0 | 0
LFG | 0 | 0.01 | 0.01 | 0.01 | 0.01 | 0.01
Nuc | 71.66 | 71.66 | 71.66 | 128.01 | 184.53 | 198.47
PS | 0 | 0 | 0 | 0 | 0 | 0
PV | 0 | 0 | 0 | 0 | 0 | 0
PeakG | 0 | 0 | 0 | 0 | 0 | 0
PeakO | 0 | 0 | 0 | 0 | 0 | 0
ST | 0.01 | 0.03 | 0.04 | 0.04 | 0.04 | 0.04
STOG | 0 | 0 | 0 | 0 | 0 | 0
STWD | 0.43 | 0.43 | 0.43 | 0.43 | 0.43 | 0.43
WT | 0.02 | 0.35 | 0.35 | 0.36 | 0.38 | 0.38
IGCC | 0 | 0 | 0 | 0 | 0 | 0
DemandResponse | 0 | 0 | 0 | 0 | 0 | 0
IGCC-CCS | 0 | 0 | 0 | 0 | 0 | 0
WT_off | 0 | 0 | 0 | 0 | 0 | 0
PseudoUnit | 0 | 0 | 0 | 0 | 0 | 0
FixedInterchange | 0 | 0 | 0 | 0 | 0 | 0
Base VOM Costs by Reporting Type: ERCOT
ReportingType | 2015 | 2020 | 2025 | 2030 | 2035 | 2040
BM | 0.29 | 0.49 | 0.5 | 5.41 | 5.41 | 5.41
CC | 697.07 | 724.86 | 644.76 | 634.65 | 560.7 | 489.38
CSP | 0 | 0 | 0 | 0 | 0 | 0
CT | 0 | 0.02 | 0.01 | 0.08 | 0 | 0
Coal | 146.06 | 107.38 | 4.38 | 0.98 | 0.98 | 1.17
Geo | 0 | 0 | 0 | 0 | 0 | 0
H | 0 | 0 | 0 | 0 | 0 | 0
LFG | 0.01 | 0.01 | 0.04 | 0.04 | 0.04 | 0.04
Nuc | 94.14 | 94.14 | 94.14 | 94.14 | 150.27 | 205.55
PS | 0 | 0 | 0 | 0 | 0 | 0
PV | 0 | 0 | 0 | 0 | 0 | 0
PeakG | 0 | 0.05 | 0 | 0.36 | 0.38 | 0.02
PeakO | 0 | 0 | 0 | 0 | 0 | 0
ST | 0 | 0 | 0 | 0 | 0 | 0
STOG | 2.81 | 4.92 | 1.56 | 2.15 | 0.52 | 0
STWD | 0 | 0 | 0 | 0 | 0 | 0
WT | 0.32 | 0.32 | 0.92 | 0.92 | 0.92 | 0.93
IGCC | 0 | 0 | 0 | 0 | 0 | 0
DemandResponse | 0 | 0 | 0 | 0 | 0 | 0
IGCC-CCS | 0 | 0 | 0 | 0 | 0 | 0
WT_off | 0 | 0 | 0 | 0 | 0 | 0
PseudoUnit | 0 | 0 | 0 | 0 | 0 | 0
FixedInterchange | 0 | 0 | 0 | 0 | 0 | 0
Base VOM Costs by Reporting Type: NP15
ReportingType | 2015 | 2020 | 2025 | 2030 | 2035 | 2040
BM | 0 | 0 | 0 | 0 | 0 | 0
CC | 189.69 | 177.67 | 183.84 | 138.43 | 121.57 | 96.56
CSP | 0 | 0 | 0 | 0 | 0 | 0
CT | 0 | 0 | 0 | 0 | 0 | 0
Coal | 5.45 | 0 | 0 | 0 | 0 | 0
Geo | 0.11 | 0.11 | 48.23 | 48.23 | 48.23 | 48.23
H | 0 | 0 | 0 | 0 | 0 | 0
LFG | 0.01 | 0.06 | 0.06 | 0.06 | 0.06 | 0.06
Nuc | 42.53 | 42.53 | 42.53 | 86.5 | 114.68 | 182.25
PS | 0 | 0 | 0 | 0 | 0 | 0
PV | 0 | 0 | 0 | 0 | 0 | 0
PeakG | 0 | 0 | 0 | 0 | 0 | 0
PeakO | 0 | 0 | 0 | 0 | 0 | 0
ST | 0 | 0 | 0 | 0 | 0 | 0
STOG | 0.07 | 0.05 | 0.1 | 0 | 0 | 0
STWD | 7.35 | 7.35 | 3.3 | 7.35 | 7.35 | 7.35
WT | 0.04 | 0.13 | 0.13 | 0.13 | 0.13 | 0.13
IGCC | 0 | 0 | 0 | 0 | 0 | 0
DemandResponse | 0 | 0 | 0 | 0 | 0 | 0
IGCC-CCS | 0 | 0 | 0 | 0 | 0 | 0
WT_off | 0 | 0 | 0 | 0 | 0 | 0
PseudoUnit | 0 | 0 | 0 | 0 | 0 | 0
FixedInterchange | 0 | 0 | 0 | 0 | 0 | 0
Base VOM Costs by Reporting Type: NWPP_Coal
ReportingType | 2015 | 2020 | 2025 | 2030 | 2035 | 2040
BM | 0 | 0 | 0 | 0 | 0 | 0
CC | 0 | 0 | 0 | 0 | 0 | 0
CSP | 0 | 0 | 0 | 0 | 0 | 0
CT | 0 | 0 | 0 | 0 | 0 | 0
Coal | 167.71 | 140.33 | 5.38 | 5.38 | 5.38 | 5.38
Geo | 0 | 0 | 0 | 0 | 0 | 0
H | 0 | 0 | 0 | 0 | 0 | 0
LFG | 0 | 0 | 0 | 0 | 0 | 0
Nuc | 0 | 0 | 0 | 0 | 0 | 0
PS | 0 | 0 | 0 | 0 | 0 | 0
PV | 0 | 0 | 0 | 0 | 0 | 0
PeakG | 0 | 0 | 0 | 0 | 0 | 0
PeakO | 0 | 0 | 0 | 0 | 0 | 0
ST | 0 | 0 | 0 | 0 | 0 | 0
STOG | 0 | 0 | 0 | 0 | 0 | 0
STWD | 0 | 0 | 0 | 0 | 0 | 0
WT | 0 | 0 | 0 | 0 | 0 | 0
IGCC | 0 | 0 | 0 | 0 | 0 | 0
DemandResponse | 0 | 0 | 0 | 0 | 0 | 0
IGCC-CCS | 0 | 0 | 0 | 0 | 0 | 0
WT_off | 0 | 0 | 0 | 0 | 0 | 0
PseudoUnit | 0 | 0 | 0 | 0 | 0 | 0
FixedInterchange | 0 | 0 | 0 | 0 | 0 | 0
Base VOM Costs by Reporting Type: NWPP_Gas
ReportingType | 2015 | 2020 | 2025 | 2030 | 2035 | 2040
BM | 0 | 0 | 0 | 0 | 0 | 0
CC | 115.31 | 175.96 | 175.96 | 132.58 | 61.33 | 53.47
CSP | 0 | 0 | 0 | 0 | 0 | 0
CT | 0 | 0 | 0 | 0 | 0 | 0
Coal | 0 | 0 | 0 | 0 | 0 | 0
Geo | 0 | 0 | 0 | 0 | 0 | 0
H | 0 | 0 | 0 | 0 | 0 | 0
LFG | 0 | 0 | 0 | 0 | 0 | 0
Nuc | 0 | 0 | 0 | 0 | 0 | 0
PS | 0 | 0 | 0 | 0 | 0 | 0
PV | 0 | 0 | 0 | 0 | 0 | 0
PeakG | 0 | 0 | 0 | 0 | 0 | 0
PeakO | 0 | 0 | 0 | 0 | 0 | 0
ST | 0 | 0 | 0 | 0 | 0 | 0
STOG | 0 | 0 | 0 | 0 | 0 | 0
STWD | 0 | 0 | 0 | 0 | 0 | 0
WT | 0 | 0 | 0 | 0 | 0 | 0
IGCC | 0 | 0 | 0 | 0 | 0 | 0
DemandResponse | 0 | 0 | 0 | 0 | 0 | 0
IGCC-CCS | 0 | 0 | 0 | 0 | 0 | 0
WT_off | 0 | 0 | 0 | 0 | 0 | 0
PseudoUnit | 0 | 0 | 0 | 0 | 0 | 0
FixedInterchange | 0 | 0 | 0 | 0 | 0 | 0
Base VOM Costs by Reporting Type: NWPP_NucRenew
ReportingType | 2015 | 2020 | 2025 | 2030 | 2035 | 2040
BM | 0 | 0.33 | 1.21 | 1.21 | 1.21 | 1.21
CC | 0 | 0 | 0 | 0 | 0 | 0
CSP | 0 | 0 | 0 | 0 | 0 | 0
CT | 0 | 0 | 0 | 0 | 0 | 0
Coal | 0 | 0 | 0 | 0 | 0 | 0
Geo | 6.93 | 6.93 | 41.74 | 41.74 | 41.74 | 41.74
H | 0 | 0 | 0 | 0 | 0 | 0
LFG | 0.01 | 0.01 | 0.03 | 0.03 | 0.03 | 0.03
Nuc | 20.91 | 20.91 | 20.91 | 97.36 | 157.08 | 212.62
PS | 0 | 0 | 0 | 0 | 0 | 0
PV | 0 | 0 | 0 | 0 | 0 | 0
PeakG | 0 | 0 | 0 | 0 | 0 | 0
PeakO | 0 | 0 | 0 | 0 | 0 | 0
ST | 0 | 0 | 0 | 0 | 0 | 0
STOG | 0 | 0 | 0 | 0 | 0 | 0
STWD | 0 | 0 | 9.33 | 9.33 | 9.33 | 9.33
WT | 0.19 | 0.19 | 0.19 | 0.19 | 0.19 | 0.19
IGCC | 0 | 0 | 0 | 0 | 0 | 0
DemandResponse | 0 | 0 | 0 | 0 | 0 | 0
IGCC-CCS | 0 | 0 | 0 | 0 | 0 | 0
WT_off | 0 | 0 | 0 | 0 | 0 | 0
PseudoUnit | 0 | 0 | 0 | 0 | 0 | 0
FixedInterchange | 0 | 0 | 0 | 0 | 0 | 0
Base VOM Costs by Reporting Type: RMPA
ReportingType | 2015 | 2020 | 2025 | 2030 | 2035 | 2040
BM | 0 | 0 | 0 | 0 | 0 | 0
CC | 25.55 | 38.5 | 48.91 | 37.02 | 37.21 | 35.02
CSP | 0 | 0 | 0 | 0 | 0 | 0
CT | 0 | 0 | 0 | 0 | 0 | 0
Coal | 190.5 | 154.44 | 28.81 | 14.63 | 14.64 | 14.8
Geo | 0 | 50.13 | 206.14 | 206.14 | 206.14 | 206.14
H | 0 | 0 | 0 | 0 | 0 | 0
LFG | 0 | 0 | 0 | 0 | 0 | 0
Nuc | 0 | 0 | 0 | 31.01 | 32.54 | 36.48
PS | 0 | 0 | 0 | 0 | 0 | 0
PV | 0 | 0 | 0 | 0 | 0 | 0
PeakG | 0 | 0 | 0.05 | 0 | 0 | 0
PeakO | 0 | 0 | 0 | 0 | 0 | 0
ST | 0 | 0.01 | 0.01 | 0.01 | 0.01 | 0.01
STOG | 0 | 0 | 0 | 0 | 0 | 0
STWD | 0 | 0 | 0 | 0 | 0 | 0
WT | 0.07 | 0.19 | 0.19 | 0.2 | 0.2 | 0.21
IGCC | 0 | 0 | 0 | 0 | 0 | 0
DemandResponse | 0 | 0 | 0 | 0 | 0 | 0
IGCC-CCS | 0 | 0 | 0 | 0 | 0 | 0
WT_off | 0 | 0 | 0 | 0 | 0 | 0
PseudoUnit | 0 | 0 | 0 | 0 | 0 | 0
FixedInterchange | 0 | 0 | 0 | 0 | 0 | 0
Base VOM Costs by Reporting Type: SP15
ReportingType | 2015 | 2020 | 2025 | 2030 | 2035 | 2040
BM | 0.22 | 0.22 | 0.22 | 0.22 | 0.22 | 0.22
CC | 231.89 | 239.34 | 288.33 | 249.81 | 228.85 | 203.49
CSP | 0 | 0 | 0 | 0 | 0 | 0
CT | 0 | 0 | 0 | 0 | 0 | 0
Coal | 5.28 | 3.19 | 0 | 0 | 0 | 0
Geo | 4.1 | 120.4 | 120.4 | 120.4 | 120.4 | 120.4
H | 0 | 0 | 0 | 0 | 0 | 0
LFG | 0.02 | 0.07 | 0.07 | 0.07 | 0.07 | 0.07
Nuc | 41.61 | 41.61 | 41.61 | 41.61 | 41.61 | 43.11
PS | 0 | 0 | 0 | 0 | 0 | 0
PV | 0 | 0 | 0 | 0 | 0 | 0
PeakG | 0 | 0 | 0 | 0 | 0 | 0
PeakO | 0 | 0 | 0 | 0 | 0 | 0
ST | 0.02 | 0.02 | 0.02 | 0.02 | 0.02 | 0.02
STOG | 0.8 | 0.16 | 0.19 | 0.07 | 0.09 | 0.24
STWD | 1.98 | 1.98 | 1.45 | 1.98 | 1.98 | 1.98
WT | 0.07 | 0.07 | 0.25 | 0.46 | 0.46 | 0.46
IGCC | 0 | 0 | 0 | 0 | 0 | 0
DemandResponse | 0 | 0 | 0 | 0 | 0 | 0
IGCC-CCS | 0 | 0 | 0 | 0 | 0 | 0
WT_off | 0 | 0 | 0 | 0 | 0 | 0
PseudoUnit | 0 | 0 | 0 | 0 | 0 | 0
FixedInterchange | 0 | 0 | 0 | 0 | 0 | 0
Base VOM Costs by Reporting Type: ALB
ReportingType | 2015 | 2020 | 2025 | 2030 | 2035 | 2040
BM | 0 | 0 | 0 | 0 | 0 | 0
CC | 38.61 | 39.9 | 39.9 | 0 | 0 | 0
CSP | 0 | 0 | 0 | 0 | 0 | 0
CT | 0 | 0 | 0 | 0 | 0 | 0
Coal | 167.67 | 167.67 | 165.6 | 0 | 0 | 0
Geo | 0 | 0 | 0 | 0 | 0 | 0
H | 0 | 0 | 0 | 0 | 0 | 0
LFG | 0 | 0 | 0 | 0 | 0 | 0
Nuc | 0 | 0 | 0 | 140.08 | 140.42 | 146.75
PS | 0 | 0 | 0 | 0 | 0 | 0
PV | 0 | 0 | 0 | 0 | 0 | 0
PeakG | 0 | 0 | 0 | 0 | 0 | 0
PeakO | 0 | 0 | 0 | 0 | 0 | 0
ST | 0 | 0 | 0 | 0 | 0 | 0
STOG | 0 | 0 | 0 | 0 | 0 | 0
STWD | 0 | 1.76 | 2.89 | 2.89 | 2.89 | 2.89
WT | 0.02 | 0.02 | 0.02 | 0.02 | 0.02 | 0.02
IGCC | 0 | 0 | 0 | 0 | 0 | 0
DemandResponse | 0 | 0 | 0 | 0 | 0 | 0
IGCC-CCS | 0 | 0 | 0 | 0 | 0 | 0
WT_off | 0 | 0 | 0 | 0 | 0 | 0
PseudoUnit | 0 | 0 | 0 | 0 | 0 | 0
FixedInterchange | 0 | 0 | 0 | 0 | 0 | 0
Base VOM Costs by Reporting Type: BC
ReportingType | 2015 | 2020 | 2025 | 2030 | 2035 | 2040
BM | 0 | 0 | 0 | 0 | 0 | 0
CC | 13.89 | 13.89 | 13.89 | 10.18 | 1.46 | 0
CSP | 0 | 0 | 0 | 0 | 0 | 0
CT | 0 | 0 | 0 | 0 | 0 | 0
Coal | 0 | 0 | 0 | 0 | 0 | 0
Geo | 0 | 0 | 0 | 0 | 0 | 0
H | 0 | 0 | 0 | 0 | 0 | 0
LFG | 0 | 0 | 0 | 0 | 0 | 0
Nuc | 0 | 0 | 0 | 10.09 | 11.17 | 12.13
PS | 0 | 0 | 0 | 0 | 0 | 0
PV | 0 | 0 | 0 | 0 | 0 | 0
PeakG | 0 | 0 | 0 | 0 | 0 | 0
PeakO | 0 | 0 | 0 | 0 | 0 | 0
ST | 0 | 0 | 0 | 0 | 0 | 0
STOG | 0 | 0 | 0 | 0 | 0 | 0
STWD | 0 | 4.64 | 8.48 | 8.48 | 8.48 | 8.48
WT | 0.01 | 0.01 | 0.01 | 0.01 | 0.01 | 0.01
IGCC | 0 | 0 | 0 | 0 | 0 | 0
DemandResponse | 0 | 0 | 0 | 0 | 0 | 0
IGCC-CCS | 0 | 0 | 0 | 0 | 0 | 0
WT_off | 0 | 0 | 0 | 0 | 0 | 0
PseudoUnit | 0 | 0 | 0 | 0 | 0 | 0
FixedInterchange | 0 | 0 | 0 | 0 | 0 | 0
Base VOM Costs by Reporting Type: HQ_IESO
ReportingType | 2015 | 2020 | 2025 | 2030 | 2035 | 2040
BM | 0 | 0 | 0 | 0 | 0 | 0
CC | 0 | 0 | 0 | 0 | 0 | 0
CSP | 0 | 0 | 0 | 0 | 0 | 0
CT | 0 | 0 | 0 | 0 | 0 | 0
Coal | 0 | 0 | 0 | 0 | 0 | 0
Geo | 0 | 0 | 0 | 0 | 0 | 0
H | 0 | 0 | 0 | 0 | 0 | 0
LFG | 0 | 0 | 0 | 0 | 0 | 0
Nuc | 0 | 0 | 0 | 0 | 0 | 0
PS | 0 | 0 | 0 | 0 | 0 | 0
PV | 0 | 0 | 0 | 0 | 0 | 0
PeakG | 0 | 0 | 0 | 0 | 0 | 0
PeakO | 0 | 0 | 0 | 0 | 0 | 0
ST | 0 | 0 | 0 | 0 | 0 | 0
STOG | 0 | 0 | 0 | 0 | 0 | 0
STWD | 0 | 0 | 0 | 0 | 0 | 0
WT | 0 | 0 | 0 | 0 | 0 | 0
IGCC | 0 | 0 | 0 | 0 | 0 | 0
DemandResponse | 0 | 0 | 0 | 0 | 0 | 0
IGCC-CCS | 0 | 0 | 0 | 0 | 0 | 0
WT_off | 0 | 0 | 0 | 0 | 0 | 0
PseudoUnit | 0 | 0 | 0 | 3.81 | 3.81 | 3.81
FixedInterchange | 0 | 0 | 0 | 0 | 0 | 0
Base VOM Costs by Reporting Type: HQ_NEISO
ReportingType | 2015 | 2020 | 2025 | 2030 | 2035 | 2040
BM | 0 | 0 | 0 | 0 | 0 | 0
CC | 0 | 0 | 0 | 0 | 0 | 0
CSP | 0 | 0 | 0 | 0 | 0 | 0
CT | 0 | 0 | 0 | 0 | 0 | 0
Coal | 0 | 0 | 0 | 0 | 0 | 0
Geo | 0 | 0 | 0 | 0 | 0 | 0
H | 0 | 0 | 0 | 0 | 0 | 0
LFG | 0 | 0 | 0 | 0 | 0 | 0
Nuc | 0 | 0 | 0 | 0 | 0 | 0
PS | 0 | 0 | 0 | 0 | 0 | 0
PV | 0 | 0 | 0 | 0 | 0 | 0
PeakG | 0 | 0 | 0 | 0 | 0 | 0
PeakO | 0 | 0 | 0 | 0 | 0 | 0
ST | 0 | 0 | 0 | 0 | 0 | 0
STOG | 0 | 0 | 0 | 0 | 0 | 0
STWD | 0 | 0 | 0 | 0 | 0 | 0
WT | 0 | 0 | 0 | 0 | 0 | 0
IGCC | 0 | 0 | 0 | 0 | 0 | 0
DemandResponse | 0 | 0 | 0 | 0 | 0 | 0
IGCC-CCS | 0 | 0 | 0 | 0 | 0 | 0
WT_off | 0 | 0 | 0 | 0 | 0 | 0
PseudoUnit | 0 | 0 | 0 | 51.28 | 51.28 | 51.28
FixedInterchange | 0 | 0 | 0 | 0 | 0 | 0
Base VOM Costs by Reporting Type: HQ_NY
ReportingType | 2015 | 2020 | 2025 | 2030 | 2035 | 2040
BM | 0 | 0 | 0 | 0 | 0 | 0
CC | 0 | 0 | 0 | 0 | 0 | 0
CSP | 0 | 0 | 0 | 0 | 0 | 0
CT | 0 | 0 | 0 | 0 | 0 | 0
Coal | 0 | 0 | 0 | 0 | 0 | 0
Geo | 0 | 0 | 0 | 0 | 0 | 0
H | 0 | 0 | 0 | 0 | 0 | 0
LFG | 0 | 0 | 0 | 0 | 0 | 0
Nuc | 0 | 0 | 0 | 0 | 0 | 0
PS | 0 | 0 | 0 | 0 | 0 | 0
PV | 0 | 0 | 0 | 0 | 0 | 0
PeakG | 0 | 0 | 0 | 0 | 0 | 0
PeakO | 0 | 0 | 0 | 0 | 0 | 0
ST | 0 | 0 | 0 | 0 | 0 | 0
STOG | 0 | 0 | 0 | 0 | 0 | 0
STWD | 0 | 0 | 0 | 0 | 0 | 0
WT | 0 | 0 | 0 | 0 | 0 | 0
IGCC | 0 | 0 | 0 | 0 | 0 | 0
DemandResponse | 0 | 0 | 0 | 0 | 0 | 0
IGCC-CCS | 0 | 0 | 0 | 0 | 0 | 0
WT_off | 0 | 0 | 0 | 0 | 0 | 0
PseudoUnit | 0 | 0 | 101.99 | 101.99 | 101.99 | 101.99
FixedInterchange | 0 | 0 | 0 | 0 | 0 | 0
Base VOM Costs by Reporting Type: MARITIMES
ReportingType | 2015 | 2020 | 2025 | 2030 | 2035 | 2040
BM | 0 | 0 | 0 | 0 | 0 | 0
CC | 0 | 0 | 0 | 0 | 0 | 0
CSP | 0 | 0 | 0 | 0 | 0 | 0
CT | 0 | 0 | 0 | 0 | 0 | 0
Coal | 0 | 0 | 0 | 0 | 0 | 0
Geo | 0 | 0 | 0 | 0 | 0 | 0
H | 0 | 0 | 0 | 0 | 0 | 0
LFG | 0 | 0 | 0 | 0 | 0 | 0
Nuc | 0 | 0 | 0 | 0 | 0 | 0
PS | 0 | 0 | 0 | 0 | 0 | 0
PV | 0 | 0 | 0 | 0 | 0 | 0
PeakG | 0 | 0 | 0 | 0 | 0 | 0
PeakO | 0 | 0 | 0 | 0 | 0 | 0
ST | 0 | 0 | 0 | 0 | 0 | 0
STOG | 0 | 0 | 0 | 0 | 0 | 0
STWD | 0 | 0 | 0 | 0 | 0 | 0
WT | 0 | 0 | 0 | 0 | 0 | 0
IGCC | 0 | 0 | 0 | 0 | 0 | 0
DemandResponse | 0 | 0 | 0 | 0 | 0 | 0
IGCC-CCS | 0 | 0 | 0 | 0 | 0 | 0
WT_off | 0 | 0 | 0 | 0 | 0 | 0
PseudoUnit | 0 | 0 | 0 | 17.37 | 17.37 | 17.37
FixedInterchange | 0 | 0 | 0 | 0 | 0 | 0
Base VOM Costs by Reporting Type: All
ReportingType | 2015 | 2020 | 2025 | 2030 | 2035 | 2040
BM | 11.06 | 29.4 | 43.73 | 58.85 | 61.47 | 56.84
CC | 4899.86 | 6705 | 6528.53 | 5534.11 | 5489.6 | 5313.88
CSP | 0 | 0 | 0 | 0 | 0 | 0
CT | 6.01 | 7.53 | 11.03 | 5.51 | 1.3 | 4.17
Coal | 4021.25 | 1486.5 | 324.04 | 64.54 | 66.35 | 67.49
Geo | 11.14 | 177.58 | 532.83 | 532.83 | 532.83 | 532.83
H | 0 | 0.08 | 0.27 | 0.45 | 0.46 | 0.46
LFG | 0.38 | 0.54 | 0.73 | 0.79 | 0.79 | 0.79
Nuc | 2164.81 | 2223.36 | 2257.36 | 2993.13 | 2959.27 | 3234.32
PS | 0 | 0 | 0 | 0 | 0 | 0
PV | 0.02 | 0.06 | 0.07 | 0.08 | 0.07 | 0.08
PeakG | 24.26 | 41.2 | 51.72 | 33.44 | 33.73 | 29.47
PeakO | 0 | 0 | 0 | 0 | 0 | 0
ST | 0.03 | 0.06 | 0.07 | 0.07 | 0.07 | 0.07
STOG | 15.05 | 14.25 | 7.12 | 7.1 | 5.26 | 4.02
STWD | 28.97 | 33.28 | 41.91 | 59.32 | 61.07 | 65.83
WT | 2.03 | 4.53 | 7.2 | 8.25 | 8.26 | 8.39
IGCC | 30.43 | 19.2 | 2.88 | 0.8 | 0.8 | 0.8
DemandResponse | 0 | 0 | 0 | 0 | 0 | 0
IGCC-CCS | 0 | 0 | 0 | 0 | 0 | 0
WT_off | 0.02 | 0.02 | 0.06 | 0.06 | 0.05 | 0.05
PseudoUnit | 0 | 0 | 101.99 | 174.45 | 174.45 | 174.45
FixedInterchange | 0 | 0 | 0 | 0 | 0 | 0
Base VOM Costs by Reporting Type: EI_US
ReportingType | 2015 | 2020 | 2025 | 2030 | 2035 | 2040
BM | 10.54 | 28.35 | 41.78 | 51.95 | 54.57 | 49.18
CC | 3393.24 | 5130.92 | 4930.88 | 4197.97 | 4370.5 | 4340.16
CSP | 0 | 0 | 0 | 0 | 0 | 0
CT | 6.01 | 7.47 | 11.02 | 5.43 | 1.3 | 4.17
Coal | 3141.2 | 725.14 | 82.76 | 43.54 | 45.35 | 46.15
Geo | 0 | 0 | 0 | 0 | 0 | 0
H | 0 | 0.03 | 0.11 | 0.12 | 0.12 | 0.12
LFG | 0.32 | 0.38 | 0.51 | 0.57 | 0.57 | 0.57
Nuc | 1653.22 | 1713.9 | 1750.64 | 2123.61 | 1905.3 | 2003.75
PS | 0 | 0 | 0 | 0 | 0 | 0
PV | 0 | 0.04 | 0.06 | 0.06 | 0.06 | 0.06
PeakG | 23.55 | 40.23 | 51.67 | 33.08 | 33.34 | 29.44
PeakO | 0 | 0 | 0 | 0 | 0 | 0
ST | 0 | 0 | 0 | 0 | 0 | 0
STOG | 11.36 | 9.13 | 5.26 | 4.88 | 4.65 | 3.78
STWD | 19.2 | 17.1 | 16 | 28.57 | 29.88 | 33.04
WT | 1.2 | 3.16 | 5.04 | 5.86 | 5.86 | 5.98
IGCC | 30.43 | 19.2 | 2.88 | 0.8 | 0.8 | 0.8
DemandResponse | 0 | 0 | 0 | 0 | 0 | 0
IGCC-CCS | 0 | 0 | 0 | 0 | 0 | 0
WT_off | 0.02 | 0.02 | 0.06 | 0.06 | 0.05 | 0.05
PseudoUnit | 0 | 0 | 101.99 | 170.63 | 170.63 | 170.63
FixedInterchange | 0 | 0 | 0 | 0 | 0 | 0
Base VOM Costs by Reporting Type: EI_Canada
ReportingType | 2015 | 2020 | 2025 | 2030 | 2035 | 2040
BM | 0 | 0.01 | 0 | 0.05 | 0.05 | 0.81
CC | 41.64 | 21.22 | 2.38 | 0.4 | 0.43 | 1.07
CSP | 0 | 0 | 0 | 0 | 0 | 0
CT | 0 | 0.04 | 0 | 0 | 0 | 0
Coal | 0.99 | 0.15 | 0 | 0 | 0 | 0
Geo | 0 | 0 | 0 | 0 | 0 | 0
H | 0 | 0.05 | 0.15 | 0.33 | 0.34 | 0.34
LFG | 0.01 | 0.01 | 0.01 | 0.01 | 0.01 | 0.01
Nuc | 240.73 | 238.61 | 235.86 | 240.73 | 221.68 | 193.2
PS | 0 | 0 | 0 | 0 | 0 | 0
PV | 0 | 0 | 0 | 0 | 0 | 0
PeakG | 0.71 | 0.92 | 0 | 0 | 0 | 0
PeakO | 0 | 0 | 0 | 0 | 0 | 0
ST | 0 | 0 | 0 | 0 | 0 | 0
STOG | 0.01 | 0 | 0 | 0 | 0 | 0
STWD | 0.01 | 0.01 | 0.01 | 0.28 | 0.7 | 2.31
WT | 0.11 | 0.11 | 0.11 | 0.11 | 0.1 | 0.1
IGCC | 0 | 0 | 0 | 0 | 0 | 0
DemandResponse | 0 | 0 | 0 | 0 | 0 | 0
IGCC-CCS | 0 | 0 | 0 | 0 | 0 | 0
WT_off | 0 | 0 | 0 | 0 | 0 | 0
PseudoUnit | 0 | 0 | 0 | 3.81 | 3.81 | 3.81
FixedInterchange | 0 | 0 | 0 | 0 | 0 | 0
Base VOM Costs by Reporting Type: EI
ReportingType | 2015 | 2020 | 2025 | 2030 | 2035 | 2040
BM | 10.54 | 28.36 | 41.78 | 52 | 54.62 | 49.99
CC | 3434.88 | 5152.13 | 4933.26 | 4198.37 | 4370.94 | 4341.24
CSP | 0 | 0 | 0 | 0 | 0 | 0
CT | 6.01 | 7.51 | 11.02 | 5.43 | 1.3 | 4.17
Coal | 3142.19 | 725.29 | 82.76 | 43.54 | 45.35 | 46.15
Geo | 0 | 0 | 0 | 0 | 0 | 0
H | 0 | 0.08 | 0.27 | 0.45 | 0.46 | 0.46
LFG | 0.33 | 0.39 | 0.52 | 0.58 | 0.58 | 0.58
Nuc | 1893.95 | 1952.51 | 1986.5 | 2364.34 | 2126.98 | 2196.95
PS | 0 | 0 | 0 | 0 | 0 | 0
PV | 0.01 | 0.04 | 0.06 | 0.06 | 0.06 | 0.06
PeakG | 24.26 | 41.15 | 51.67 | 33.08 | 33.34 | 29.44
PeakO | 0 | 0 | 0 | 0 | 0 | 0
ST | 0 | 0 | 0 | 0 | 0 | 0
STOG | 11.37 | 9.13 | 5.26 | 4.88 | 4.65 | 3.78
STWD | 19.21 | 17.11 | 16.01 | 28.84 | 30.59 | 35.35
WT | 1.31 | 3.27 | 5.15 | 5.97 | 5.97 | 6.08
IGCC | 30.43 | 19.2 | 2.88 | 0.8 | 0.8 | 0.8
DemandResponse | 0 | 0 | 0 | 0 | 0 | 0
IGCC-CCS | 0 | 0 | 0 | 0 | 0 | 0
WT_off | 0.02 | 0.02 | 0.06 | 0.06 | 0.05 | 0.05
PseudoUnit | 0 | 0 | 101.99 | 174.45 | 174.45 | 174.45
FixedInterchange | 0 | 0 | 0 | 0 | 0 | 0
Base VOM Costs by Reporting Type: Outside_EI
ReportingType | 2015 | 2020 | 2025 | 2030 | 2035 | 2040
BM | 0.51 | 1.04 | 1.94 | 6.85 | 6.85 | 6.85
CC | 1464.98 | 1552.87 | 1595.28 | 1335.74 | 1118.66 | 972.64
CSP | 0 | 0 | 0 | 0 | 0 | 0
CT | 0 | 0.02 | 0.01 | 0.08 | 0 | 0
Coal | 879.06 | 761.21 | 241.29 | 20.99 | 21 | 21.34
Geo | 11.13 | 177.57 | 532.83 | 532.83 | 532.83 | 532.83
H | 0 | 0 | 0 | 0 | 0 | 0
LFG | 0.05 | 0.15 | 0.2 | 0.2 | 0.2 | 0.2
Nuc | 270.85 | 270.85 | 270.85 | 628.79 | 832.29 | 1037.37
PS | 0 | 0 | 0 | 0 | 0 | 0
PV | 0.01 | 0.01 | 0.01 | 0.01 | 0.01 | 0.01
PeakG | 0 | 0.05 | 0.05 | 0.36 | 0.38 | 0.02
PeakO | 0 | 0 | 0 | 0 | 0 | 0
ST | 0.03 | 0.06 | 0.07 | 0.07 | 0.07 | 0.07
STOG | 3.68 | 5.12 | 1.86 | 2.22 | 0.61 | 0.24
STWD | 9.77 | 16.16 | 25.9 | 30.48 | 30.48 | 30.48
WT | 0.72 | 1.26 | 2.05 | 2.28 | 2.3 | 2.31
IGCC | 0 | 0 | 0 | 0 | 0 | 0
DemandResponse | 0 | 0 | 0 | 0 | 0 | 0
IGCC-CCS | 0 | 0 | 0 | 0 | 0 | 0
WT_off | 0 | 0 | 0 | 0 | 0 | 0
PseudoUnit | 0 | 0 | 0 | 0 | 0 | 0
FixedInterchange | 0 | 0 | 0 | 0 | 0 | 0
#9 | Retrofit VOM Costs ($million)
Retrofit VOM Costs by Reporting Type: Entergy
ReportingType | 2015 | 2020 | 2025 | 2030 | 2035 | 2040
BM | 0 | 0 | 0 | 0 | 0 | 0
CC | 0 | 0 | 0 | 0 | 0 | 0
CSP | 0 | 0 | 0 | 0 | 0 | 0
CT | 0 | 0 | 0 | 0 | 0 | 0
Coal | 13.08 | 0 | 0 | 0 | 0 | 0
Geo | 0 | 0 | 0 | 0 | 0 | 0
H | 0 | 0 | 0 | 0 | 0 | 0
LFG | 0 | 0 | 0 | 0 | 0 | 0
Nuc | 0 | 0 | 0 | 0 | 0 | 0
PS | 0 | 0 | 0 | 0 | 0 | 0
PV | 0 | 0 | 0 | 0 | 0 | 0
PeakG | 0 | 0 | 0 | 0 | 0 | 0
PeakO | 0 | 0 | 0 | 0 | 0 | 0
ST | 0 | 0 | 0 | 0 | 0 | 0
STOG | 0 | 0 | 0 | 0 | 0 | 0
STWD | 0 | 0 | 0 | 0 | 0 | 0
WT | 0 | 0 | 0 | 0 | 0 | 0
IGCC | 0 | 0 | 0 | 0 | 0 | 0
DemandResponse | 0 | 0 | 0 | 0 | 0 | 0
IGCC-CCS | 0 | 0 | 0 | 0 | 0 | 0
WT_off | 0 | 0 | 0 | 0 | 0 | 0
PseudoUnit | 0 | 0 | 0 | 0 | 0 | 0
FixedInterchange | 0 | 0 | 0 | 0 | 0 | 0
Retrofit VOM Costs by Reporting Type: FRCC
ReportingType | 2015 | 2020 | 2025 | 2030 | 2035 | 2040
BM | 0 | 0 | 0 | 0 | 0 | 0
CC | 0 | 0 | 0 | 0 | 0 | 0
CSP | 0 | 0 | 0 | 0 | 0 | 0
CT | 0 | 0 | 0 | 0 | 0 | 0
Coal | 29.41 | 12.98 | 0 | 0 | 0 | 0
Geo | 0 | 0 | 0 | 0 | 0 | 0
H | 0 | 0 | 0 | 0 | 0 | 0
LFG | 0 | 0 | 0 | 0 | 0 | 0
Nuc | 0 | 0 | 0 | 0 | 0 | 0
PS | 0 | 0 | 0 | 0 | 0 | 0
PV | 0 | 0 | 0 | 0 | 0 | 0
PeakG | 0 | 0 | 0 | 0 | 0 | 0
PeakO | 0 | 0 | 0 | 0 | 0 | 0
ST | 0 | 0 | 0 | 0 | 0 | 0
STOG | 0 | 0 | 0 | 0 | 0 | 0
STWD | 0 | 0 | 0 | 0 | 0 | 0
WT | 0 | 0 | 0 | 0 | 0 | 0
IGCC | 0 | 0 | 0 | 0 | 0 | 0
DemandResponse | 0 | 0 | 0 | 0 | 0 | 0
IGCC-CCS | 0 | 0 | 0 | 0 | 0 | 0
WT_off | 0 | 0 | 0 | 0 | 0 | 0
PseudoUnit | 0 | 0 | 0 | 0 | 0 | 0
FixedInterchange | 0 | 0 | 0 | 0 | 0 | 0
Retrofit VOM Costs by Reporting Type: MAPP_US
ReportingType | 2015 | 2020 | 2025 | 2030 | 2035 | 2040
BM | 0 | 0 | 0 | 0 | 0 | 0
CC | 0 | 0 | 0 | 0 | 0 | 0
CSP | 0 | 0 | 0 | 0 | 0 | 0
CT | 0 | 0 | 0 | 0 | 0 | 0
Coal | 41.38 | 20.48 | 0 | 0 | 0 | 0
Geo | 0 | 0 | 0 | 0 | 0 | 0
H | 0 | 0 | 0 | 0 | 0 | 0
LFG | 0 | 0 | 0 | 0 | 0 | 0
Nuc | 0 | 0 | 0 | 0 | 0 | 0
PS | 0 | 0 | 0 | 0 | 0 | 0
PV | 0 | 0 | 0 | 0 | 0 | 0
PeakG | 0 | 0 | 0 | 0 | 0 | 0
PeakO | 0 | 0 | 0 | 0 | 0 | 0
ST | 0 | 0 | 0 | 0 | 0 | 0
STOG | 0 | 0 | 0 | 0 | 0 | 0
STWD | 0 | 0 | 0 | 0 | 0 | 0
WT | 0 | 0 | 0 | 0 | 0 | 0
IGCC | 0 | 0 | 0 | 0 | 0 | 0
DemandResponse | 0 | 0 | 0 | 0 | 0 | 0
IGCC-CCS | 0 | 0 | 0 | 0 | 0 | 0
WT_off | 0 | 0 | 0 | 0 | 0 | 0
PseudoUnit | 0 | 0 | 0 | 0 | 0 | 0
FixedInterchange | 0 | 0 | 0 | 0 | 0 | 0
Retrofit VOM Costs by Reporting Type: MISO_IN
ReportingType | 2015 | 2020 | 2025 | 2030 | 2035 | 2040
BM | 0 | 0 | 0 | 0 | 0 | 0
CC | 0 | 0 | 0 | 0 | 0 | 0
CSP | 0 | 0 | 0 | 0 | 0 | 0
CT | 0 | 0 | 0 | 0 | 0 | 0
Coal | 172.34 | 0 | 0 | 0 | 0 | 0
Geo | 0 | 0 | 0 | 0 | 0 | 0
H | 0 | 0 | 0 | 0 | 0 | 0
LFG | 0 | 0 | 0 | 0 | 0 | 0
Nuc | 0 | 0 | 0 | 0 | 0 | 0
PS | 0 | 0 | 0 | 0 | 0 | 0
PV | 0 | 0 | 0 | 0 | 0 | 0
PeakG | 0 | 0 | 0 | 0 | 0 | 0
PeakO | 0 | 0 | 0 | 0 | 0 | 0
ST | 0 | 0 | 0 | 0 | 0 | 0
STOG | 0 | 0 | 0 | 0 | 0 | 0
STWD | 0 | 0 | 0 | 0 | 0 | 0
WT | 0 | 0 | 0 | 0 | 0 | 0
IGCC | 0 | 0 | 0 | 0 | 0 | 0
DemandResponse | 0 | 0 | 0 | 0 | 0 | 0
IGCC-CCS | 0 | 0 | 0 | 0 | 0 | 0
WT_off | 0 | 0 | 0 | 0 | 0 | 0
PseudoUnit | 0 | 0 | 0 | 0 | 0 | 0
FixedInterchange | 0 | 0 | 0 | 0 | 0 | 0
Retrofit VOM Costs by Reporting Type: MISO_MI
ReportingType | 2015 | 2020 | 2025 | 2030 | 2035 | 2040
BM | 0 | 0 | 0 | 0 | 0 | 0
CC | 0 | 0 | 0 | 0 | 0 | 0
CSP | 0 | 0 | 0 | 0 | 0 | 0
CT | 0 | 0 | 0 | 0 | 0 | 0
Coal | 6.03 | 0 | 0 | 0 | 0 | 0
Geo | 0 | 0 | 0 | 0 | 0 | 0
H | 0 | 0 | 0 | 0 | 0 | 0
LFG | 0 | 0 | 0 | 0 | 0 | 0
Nuc | 0 | 0 | 0 | 0 | 0 | 0
PS | 0 | 0 | 0 | 0 | 0 | 0
PV | 0 | 0 | 0 | 0 | 0 | 0
PeakG | 0 | 0 | 0 | 0 | 0 | 0
PeakO | 0 | 0 | 0 | 0 | 0 | 0
ST | 0 | 0 | 0 | 0 | 0 | 0
STOG | 0 | 0 | 0 | 0 | 0 | 0
STWD | 0 | 0 | 0 | 0 | 0 | 0
WT | 0 | 0 | 0 | 0 | 0 | 0
IGCC | 0 | 0 | 0 | 0 | 0 | 0
DemandResponse | 0 | 0 | 0 | 0 | 0 | 0
IGCC-CCS | 0 | 0 | 0 | 0 | 0 | 0
WT_off | 0 | 0 | 0 | 0 | 0 | 0
PseudoUnit | 0 | 0 | 0 | 0 | 0 | 0
FixedInterchange | 0 | 0 | 0 | 0 | 0 | 0
Retrofit VOM Costs by Reporting Type: MISO_MO-IL
ReportingType | 2015 | 2020 | 2025 | 2030 | 2035 | 2040
BM | 0 | 0 | 0 | 0 | 0 | 0
CC | 0 | 0 | 0 | 0 | 0 | 0
CSP | 0 | 0 | 0 | 0 | 0 | 0
CT | 0 | 0 | 0 | 0 | 0 | 0
Coal | 53.98 | 8.34 | 0.67 | 2.96 | 2.96 | 2.96
Geo | 0 | 0 | 0 | 0 | 0 | 0
H | 0 | 0 | 0 | 0 | 0 | 0
LFG | 0 | 0 | 0 | 0 | 0 | 0
Nuc | 0 | 0 | 0 | 0 | 0 | 0
PS | 0 | 0 | 0 | 0 | 0 | 0
PV | 0 | 0 | 0 | 0 | 0 | 0
PeakG | 0 | 0 | 0 | 0 | 0 | 0
PeakO | 0 | 0 | 0 | 0 | 0 | 0
ST | 0 | 0 | 0 | 0 | 0 | 0
STOG | 0 | 0 | 0 | 0 | 0 | 0
STWD | 0 | 0 | 0 | 0 | 0 | 0
WT | 0 | 0 | 0 | 0 | 0 | 0
IGCC | 0 | 0 | 0 | 0 | 0 | 0
DemandResponse | 0 | 0 | 0 | 0 | 0 | 0
IGCC-CCS | 0 | 0 | 0 | 0 | 0 | 0
WT_off | 0 | 0 | 0 | 0 | 0 | 0
PseudoUnit | 0 | 0 | 0 | 0 | 0 | 0
FixedInterchange | 0 | 0 | 0 | 0 | 0 | 0
Retrofit VOM Costs by Reporting Type: MISO_W
ReportingType | 2015 | 2020 | 2025 | 2030 | 2035 | 2040
BM | 0 | 0 | 0 | 0 | 0 | 0
CC | 0 | 0 | 0 | 0 | 0 | 0
CSP | 0 | 0 | 0 | 0 | 0 | 0
CT | 0 | 0 | 0 | 0 | 0 | 0
Coal | 103.39 | 92.67 | 14.9 | 19.55 | 19.55 | 19.55
Geo | 0 | 0 | 0 | 0 | 0 | 0
H | 0 | 0 | 0 | 0 | 0 | 0
LFG | 0 | 0 | 0 | 0 | 0 | 0
Nuc | 0 | 0 | 0 | 0 | 0 | 0
PS | 0 | 0 | 0 | 0 | 0 | 0
PV | 0 | 0 | 0 | 0 | 0 | 0
PeakG | 0 | 0 | 0 | 0 | 0 | 0
PeakO | 0 | 0 | 0 | 0 | 0 | 0
ST | 0 | 0 | 0 | 0 | 0 | 0
STOG | 0 | 0 | 0 | 0 | 0 | 0
STWD | 0 | 0 | 0 | 0 | 0 | 0
WT | 0 | 0 | 0 | 0 | 0 | 0
IGCC | 0 | 0 | 0 | 0 | 0 | 0
DemandResponse | 0 | 0 | 0 | 0 | 0 | 0
IGCC-CCS | 0 | 0 | 0 | 0 | 0 | 0
WT_off | 0 | 0 | 0 | 0 | 0 | 0
PseudoUnit | 0 | 0 | 0 | 0 | 0 | 0
FixedInterchange | 0 | 0 | 0 | 0 | 0 | 0
Retrofit VOM Costs by Reporting Type: MISO_WUMS
ReportingType | 2015 | 2020 | 2025 | 2030 | 2035 | 2040
BM | 0 | 0 | 0 | 0 | 0 | 0
CC | 0 | 0 | 0 | 0 | 0 | 0
CSP | 0 | 0 | 0 | 0 | 0 | 0
CT | 0 | 0 | 0 | 0 | 0 | 0
Coal | 16.83 | 1.54 | 4.23 | 10.85 | 10.85 | 10.85
Geo | 0 | 0 | 0 | 0 | 0 | 0
H | 0 | 0 | 0 | 0 | 0 | 0
LFG | 0 | 0 | 0 | 0 | 0 | 0
Nuc | 0 | 0 | 0 | 0 | 0 | 0
PS | 0 | 0 | 0 | 0 | 0 | 0
PV | 0 | 0 | 0 | 0 | 0 | 0
PeakG | 0 | 0 | 0 | 0 | 0 | 0
PeakO | 0 | 0 | 0 | 0 | 0 | 0
ST | 0 | 0 | 0 | 0 | 0 | 0
STOG | 0 | 0 | 0 | 0 | 0 | 0
STWD | 0 | 0 | 0 | 0 | 0 | 0
WT | 0 | 0 | 0 | 0 | 0 | 0
IGCC | 0 | 0 | 0 | 0 | 0 | 0
DemandResponse | 0 | 0 | 0 | 0 | 0 | 0
IGCC-CCS | 0 | 0 | 0 | 0 | 0 | 0
WT_off | 0 | 0 | 0 | 0 | 0 | 0
PseudoUnit | 0 | 0 | 0 | 0 | 0 | 0
FixedInterchange | 0 | 0 | 0 | 0 | 0 | 0
Retrofit VOM Costs by Reporting Type: Nebraska
ReportingType | 2015 | 2020 | 2025 | 2030 | 2035 | 2040
BM | 0 | 0 | 0 | 0 | 0 | 0
CC | 0 | 0 | 0 | 0 | 0 | 0
CSP | 0 | 0 | 0 | 0 | 0 | 0
CT | 0 | 0 | 0 | 0 | 0 | 0
Coal | 16.57 | 12.38 | 13.59 | 20.37 | 23.42 | 23.42
Geo | 0 | 0 | 0 | 0 | 0 | 0
H | 0 | 0 | 0 | 0 | 0 | 0
LFG | 0 | 0 | 0 | 0 | 0 | 0
Nuc | 0 | 0 | 0 | 0 | 0 | 0
PS | 0 | 0 | 0 | 0 | 0 | 0
PV | 0 | 0 | 0 | 0 | 0 | 0
PeakG | 0 | 0 | 0 | 0 | 0 | 0
PeakO | 0 | 0 | 0 | 0 | 0 | 0
ST | 0 | 0 | 0 | 0 | 0 | 0
STOG | 0 | 0 | 0 | 0 | 0 | 0
STWD | 0 | 0 | 0 | 0 | 0 | 0
WT | 0 | 0 | 0 | 0 | 0 | 0
IGCC | 0 | 0 | 0 | 0 | 0 | 0
DemandResponse | 0 | 0 | 0 | 0 | 0 | 0
IGCC-CCS | 0 | 0 | 0 | 0 | 0 | 0
WT_off | 0 | 0 | 0 | 0 | 0 | 0
PseudoUnit | 0 | 0 | 0 | 0 | 0 | 0
FixedInterchange | 0 | 0 | 0 | 0 | 0 | 0
Retrofit VOM Costs by Reporting Type: NEISO
ReportingType | 2015 | 2020 | 2025 | 2030 | 2035 | 2040
BM | 0 | 0 | 0 | 0 | 0 | 0
CC | 0 | 0 | 0 | 0 | 0 | 0
CSP | 0 | 0 | 0 | 0 | 0 | 0
CT | 0 | 0 | 0 | 0 | 0 | 0
Coal | 0.16 | 0 | 0 | 0 | 0 | 0
Geo | 0 | 0 | 0 | 0 | 0 | 0
H | 0 | 0 | 0 | 0 | 0 | 0
LFG | 0 | 0 | 0 | 0 | 0 | 0
Nuc | 0 | 0 | 0 | 0 | 0 | 0
PS | 0 | 0 | 0 | 0 | 0 | 0
PV | 0 | 0 | 0 | 0 | 0 | 0
PeakG | 0 | 0 | 0 | 0 | 0 | 0
PeakO | 0 | 0 | 0 | 0 | 0 | 0
ST | 0 | 0 | 0 | 0 | 0 | 0
STOG | 0 | 0 | 0 | 0 | 0 | 0
STWD | 0 | 0 | 0 | 0 | 0 | 0
WT | 0 | 0 | 0 | 0 | 0 | 0
IGCC | 0 | 0 | 0 | 0 | 0 | 0
DemandResponse | 0 | 0 | 0 | 0 | 0 | 0
IGCC-CCS | 0 | 0 | 0 | 0 | 0 | 0
WT_off | 0 | 0 | 0 | 0 | 0 | 0
PseudoUnit | 0 | 0 | 0 | 0 | 0 | 0
FixedInterchange | 0 | 0 | 0 | 0 | 0 | 0
Retrofit VOM Costs by Reporting Type: NonRTO_Midwest
ReportingType | 2015 | 2020 | 2025 | 2030 | 2035 | 2040
BM | 0 | 0 | 0 | 0 | 0 | 0
CC | 0 | 0 | 0 | 0 | 0 | 0
CSP | 0 | 0 | 0 | 0 | 0 | 0
CT | 0 | 0 | 0 | 0 | 0 | 0
Coal | 177.78 | 63.1 | 15.09 | 8.82 | 8.82 | 8.82
Geo | 0 | 0 | 0 | 0 | 0 | 0
H | 0 | 0 | 0 | 0 | 0 | 0
LFG | 0 | 0 | 0 | 0 | 0 | 0
Nuc | 0 | 0 | 0 | 0 | 0 | 0
PS | 0 | 0 | 0 | 0 | 0 | 0
PV | 0 | 0 | 0 | 0 | 0 | 0
PeakG | 0 | 0 | 0 | 0 | 0 | 0
PeakO | 0 | 0 | 0 | 0 | 0 | 0
ST | 0 | 0 | 0 | 0 | 0 | 0
STOG | 0 | 0 | 0 | 0 | 0 | 0
STWD | 0 | 0 | 0 | 0 | 0 | 0
WT | 0 | 0 | 0 | 0 | 0 | 0
IGCC | 0 | 0 | 0 | 0 | 0 | 0
DemandResponse | 0 | 0 | 0 | 0 | 0 | 0
IGCC-CCS | 0 | 0 | 0 | 0 | 0 | 0
WT_off | 0 | 0 | 0 | 0 | 0 | 0
PseudoUnit | 0 | 0 | 0 | 0 | 0 | 0
FixedInterchange | 0 | 0 | 0 | 0 | 0 | 0
Retrofit VOM Costs by Reporting Type: NYISO_A-F
ReportingType | 2015 | 2020 | 2025 | 2030 | 2035 | 2040
BM | 0 | 0 | 0 | 0 | 0 | 0
CC | 0 | 0 | 0 | 0 | 0 | 0
CSP | 0 | 0 | 0 | 0 | 0 | 0
CT | 0 | 0 | 0 | 0 | 0 | 0
Coal | 0 | 0 | 0 | 0 | 0 | 0
Geo | 0 | 0 | 0 | 0 | 0 | 0
H | 0 | 0 | 0 | 0 | 0 | 0
LFG | 0 | 0 | 0 | 0 | 0 | 0
Nuc | 0 | 0 | 0 | 0 | 0 | 0
PS | 0 | 0 | 0 | 0 | 0 | 0
PV | 0 | 0 | 0 | 0 | 0 | 0
PeakG | 0 | 0 | 0 | 0 | 0 | 0
PeakO | 0 | 0 | 0 | 0 | 0 | 0
ST | 0 | 0 | 0 | 0 | 0 | 0
STOG | 0 | 0 | 0 | 0 | 0 | 0
STWD | 0 | 0 | 0 | 0 | 0 | 0
WT | 0 | 0 | 0 | 0 | 0 | 0
IGCC | 0 | 0 | 0 | 0 | 0 | 0
DemandResponse | 0 | 0 | 0 | 0 | 0 | 0
IGCC-CCS | 0 | 0 | 0 | 0 | 0 | 0
WT_off | 0 | 0 | 0 | 0 | 0 | 0
PseudoUnit | 0 | 0 | 0 | 0 | 0 | 0
FixedInterchange | 0 | 0 | 0 | 0 | 0 | 0
Retrofit VOM Costs by Reporting Type: NYISO_G-I
ReportingType | 2015 | 2020 | 2025 | 2030 | 2035 | 2040
BM | 0 | 0 | 0 | 0 | 0 | 0
CC | 0 | 0 | 0 | 0 | 0 | 0
CSP | 0 | 0 | 0 | 0 | 0 | 0
CT | 0 | 0 | 0 | 0 | 0 | 0
Coal | 0 | 0 | 0 | 0 | 0 | 0
Geo | 0 | 0 | 0 | 0 | 0 | 0
H | 0 | 0 | 0 | 0 | 0 | 0
LFG | 0 | 0 | 0 | 0 | 0 | 0
Nuc | 0 | 0 | 0 | 0 | 0 | 0
PS | 0 | 0 | 0 | 0 | 0 | 0
PV | 0 | 0 | 0 | 0 | 0 | 0
PeakG | 0 | 0 | 0 | 0 | 0 | 0
PeakO | 0 | 0 | 0 | 0 | 0 | 0
ST | 0 | 0 | 0 | 0 | 0 | 0
STOG | 0 | 0 | 0 | 0 | 0 | 0
STWD | 0 | 0 | 0 | 0 | 0 | 0
WT | 0 | 0 | 0 | 0 | 0 | 0
IGCC | 0 | 0 | 0 | 0 | 0 | 0
DemandResponse | 0 | 0 | 0 | 0 | 0 | 0
IGCC-CCS | 0 | 0 | 0 | 0 | 0 | 0
WT_off | 0 | 0 | 0 | 0 | 0 | 0
PseudoUnit | 0 | 0 | 0 | 0 | 0 | 0
FixedInterchange | 0 | 0 | 0 | 0 | 0 | 0
Retrofit VOM Costs by Reporting Type: NYISO_J-K
ReportingType | 2015 | 2020 | 2025 | 2030 | 2035 | 2040
BM | 0 | 0 | 0 | 0 | 0 | 0
CC | 0 | 0 | 0 | 0 | 0 | 0
CSP | 0 | 0 | 0 | 0 | 0 | 0
CT | 0 | 0 | 0 | 0 | 0 | 0
Coal | 0 | 0 | 0 | 0 | 0 | 0
Geo | 0 | 0 | 0 | 0 | 0 | 0
H | 0 | 0 | 0 | 0 | 0 | 0
LFG | 0 | 0 | 0 | 0 | 0 | 0
Nuc | 0 | 0 | 0 | 0 | 0 | 0
PS | 0 | 0 | 0 | 0 | 0 | 0
PV | 0 | 0 | 0 | 0 | 0 | 0
PeakG | 0 | 0 | 0 | 0 | 0 | 0
PeakO | 0 | 0 | 0 | 0 | 0 | 0
ST | 0 | 0 | 0 | 0 | 0 | 0
STOG | 0 | 0 | 0 | 0 | 0 | 0
STWD | 0 | 0 | 0 | 0 | 0 | 0
WT | 0 | 0 | 0 | 0 | 0 | 0
IGCC | 0 | 0 | 0 | 0 | 0 | 0
DemandResponse | 0 | 0 | 0 | 0 | 0 | 0
IGCC-CCS | 0 | 0 | 0 | 0 | 0 | 0
WT_off | 0 | 0 | 0 | 0 | 0 | 0
PseudoUnit | 0 | 0 | 0 | 0 | 0 | 0
FixedInterchange | 0 | 0 | 0 | 0 | 0 | 0
Retrofit VOM Costs by Reporting Type: PJM_E
ReportingType | 2015 | 2020 | 2025 | 2030 | 2035 | 2040
BM | 0 | 0 | 0 | 0 | 0 | 0
CC | 0 | 0 | 0 | 0 | 0 | 0
CSP | 0 | 0 | 0 | 0 | 0 | 0
CT | 0 | 0 | 0 | 0 | 0 | 0
Coal | 2.67 | 0.87 | 0 | 0 | 0 | 0
Geo | 0 | 0 | 0 | 0 | 0 | 0
H | 0 | 0 | 0 | 0 | 0 | 0
LFG | 0 | 0 | 0 | 0 | 0 | 0
Nuc | 0 | 0 | 0 | 0 | 0 | 0
PS | 0 | 0 | 0 | 0 | 0 | 0
PV | 0 | 0 | 0 | 0 | 0 | 0
PeakG | 0 | 0 | 0 | 0 | 0 | 0
PeakO | 0 | 0 | 0 | 0 | 0 | 0
ST | 0 | 0 | 0 | 0 | 0 | 0
STOG | 0 | 0 | 0 | 0 | 0 | 0
STWD | 0 | 0 | 0 | 0 | 0 | 0
WT | 0 | 0 | 0 | 0 | 0 | 0
IGCC | 0 | 0 | 0 | 0 | 0 | 0
DemandResponse | 0 | 0 | 0 | 0 | 0 | 0
IGCC-CCS | 0 | 0 | 0 | 0 | 0 | 0
WT_off | 0 | 0 | 0 | 0 | 0 | 0
PseudoUnit | 0 | 0 | 0 | 0 | 0 | 0
FixedInterchange | 0 | 0 | 0 | 0 | 0 | 0
Retrofit VOM Costs by Reporting Type: PJM_ROM
ReportingType | 2015 | 2020 | 2025 | 2030 | 2035 | 2040
BM | 0 | 0 | 0 | 0 | 0 | 0
CC | 0 | 0 | 0 | 0 | 0 | 0
CSP | 0 | 0 | 0 | 0 | 0 | 0
CT | 0 | 0 | 0 | 0 | 0 | 0
Coal | 19.51 | 8.63 | 0 | 0 | 0 | 0
Geo | 0 | 0 | 0 | 0 | 0 | 0
H | 0 | 0 | 0 | 0 | 0 | 0
LFG | 0 | 0 | 0 | 0 | 0 | 0
Nuc | 0 | 0 | 0 | 0 | 0 | 0
PS | 0 | 0 | 0 | 0 | 0 | 0
PV | 0 | 0 | 0 | 0 | 0 | 0
PeakG | 0 | 0 | 0 | 0 | 0 | 0
PeakO | 0 | 0 | 0 | 0 | 0 | 0
ST | 0 | 0 | 0 | 0 | 0 | 0
STOG | 0 | 0 | 0 | 0 | 0 | 0
STWD | 0 | 0 | 0 | 0 | 0 | 0
WT | 0 | 0 | 0 | 0 | 0 | 0
IGCC | 0 | 0 | 0 | 0 | 0 | 0
DemandResponse | 0 | 0 | 0 | 0 | 0 | 0
IGCC-CCS | 0 | 0 | 0 | 0 | 0 | 0
WT_off | 0 | 0 | 0 | 0 | 0 | 0
PseudoUnit | 0 | 0 | 0 | 0 | 0 | 0
FixedInterchange | 0 | 0 | 0 | 0 | 0 | 0
Retrofit VOM Costs by Reporting Type: PJM_ROR
ReportingType | 2015 | 2020 | 2025 | 2030 | 2035 | 2040
BM | 0 | 0 | 0 | 0 | 0 | 0
CC | 0 | 0 | 0 | 0 | 0 | 0
CSP | 0 | 0 | 0 | 0 | 0 | 0
CT | 0 | 0 | 0 | 0 | 0 | 0
Coal | 359.64 | 123.56 | 0 | 0 | 0 | 0
Geo | 0 | 0 | 0 | 0 | 0 | 0
H | 0 | 0 | 0 | 0 | 0 | 0
LFG | 0 | 0 | 0 | 0 | 0 | 0
Nuc | 0 | 0 | 0 | 0 | 0 | 0
PS | 0 | 0 | 0 | 0 | 0 | 0
PV | 0 | 0 | 0 | 0 | 0 | 0
PeakG | 0 | 0 | 0 | 0 | 0 | 0
PeakO | 0 | 0 | 0 | 0 | 0 | 0
ST | 0 | 0 | 0 | 0 | 0 | 0
STOG | 0 | 0 | 0 | 0 | 0 | 0
STWD | 0 | 0 | 0 | 0 | 0 | 0
WT | 0 | 0 | 0 | 0 | 0 | 0
IGCC | 0 | 0 | 0 | 0 | 0 | 0
DemandResponse | 0 | 0 | 0 | 0 | 0 | 0
IGCC-CCS | 0 | 0 | 0 | 0 | 0 | 0
WT_off | 0 | 0 | 0 | 0 | 0 | 0
PseudoUnit | 0 | 0 | 0 | 0 | 0 | 0
FixedInterchange | 0 | 0 | 0 | 0 | 0 | 0
Retrofit VOM Costs by Reporting Type: SOCO
ReportingType | 2015 | 2020 | 2025 | 2030 | 2035 | 2040
BM | 0 | 0 | 0 | 0 | 0 | 0
CC | 0 | 0 | 0 | 0 | 0 | 0
CSP | 0 | 0 | 0 | 0 | 0 | 0
CT | 0 | 0 | 0 | 0 | 0 | 0
Coal | 68.76 | 23.11 | 0 | 0 | 0 | 0
Geo | 0 | 0 | 0 | 0 | 0 | 0
H | 0 | 0 | 0 | 0 | 0 | 0
LFG | 0 | 0 | 0 | 0 | 0 | 0
Nuc | 0 | 0 | 0 | 0 | 0 | 0
PS | 0 | 0 | 0 | 0 | 0 | 0
PV | 0 | 0 | 0 | 0 | 0 | 0
PeakG | 0 | 0 | 0 | 0 | 0 | 0
PeakO | 0 | 0 | 0 | 0 | 0 | 0
ST | 0 | 0 | 0 | 0 | 0 | 0
STOG | 0 | 0 | 0 | 0 | 0 | 0
STWD | 0 | 0 | 0 | 0 | 0 | 0
WT | 0 | 0 | 0 | 0 | 0 | 0
IGCC | 0 | 0 | 0 | 0 | 0 | 0
DemandResponse | 0 | 0 | 0 | 0 | 0 | 0
IGCC-CCS | 0 | 0 | 0 | 0 | 0 | 0
WT_off | 0 | 0 | 0 | 0 | 0 | 0
PseudoUnit | 0 | 0 | 0 | 0 | 0 | 0
FixedInterchange | 0 | 0 | 0 | 0 | 0 | 0
Retrofit VOM Costs by Reporting Type: SPP_N
ReportingType | 2015 | 2020 | 2025 | 2030 | 2035 | 2040
BM | 0 | 0 | 0 | 0 | 0 | 0
CC | 0 | 0 | 0 | 0 | 0 | 0
CSP | 0 | 0 | 0 | 0 | 0 | 0
CT | 0 | 0 | 0 | 0 | 0 | 0
Coal | 171.35 | 43.79 | 0.82 | 0 | 0 | 0
Geo | 0 | 0 | 0 | 0 | 0 | 0
H | 0 | 0 | 0 | 0 | 0 | 0
LFG | 0 | 0 | 0 | 0 | 0 | 0
Nuc | 0 | 0 | 0 | 0 | 0 | 0
PS | 0 | 0 | 0 | 0 | 0 | 0
PV | 0 | 0 | 0 | 0 | 0 | 0
PeakG | 0 | 0 | 0 | 0 | 0 | 0
PeakO | 0 | 0 | 0 | 0 | 0 | 0
ST | 0 | 0 | 0 | 0 | 0 | 0
STOG | 0 | 0 | 0 | 0 | 0 | 0
STWD | 0 | 0 | 0 | 0 | 0 | 0
WT | 0 | 0 | 0 | 0 | 0 | 0
IGCC | 0 | 0 | 0 | 0 | 0 | 0
DemandResponse | 0 | 0 | 0 | 0 | 0 | 0
IGCC-CCS | 0 | 0 | 0 | 0 | 0 | 0
WT_off | 0 | 0 | 0 | 0 | 0 | 0
PseudoUnit | 0 | 0 | 0 | 0 | 0 | 0
FixedInterchange | 0 | 0 | 0 | 0 | 0 | 0
Retrofit VOM Costs by Reporting Type: SPP_S
ReportingType | 2015 | 2020 | 2025 | 2030 | 2035 | 2040
BM | 0 | 0 | 0 | 0 | 0 | 0
CC | 0 | 0 | 0 | 0 | 0 | 0
CSP | 0 | 0 | 0 | 0 | 0 | 0
CT | 0 | 0 | 0 | 0 | 0 | 0
Coal | 40.23 | 21.99 | 0 | 0 | 0 | 0
Geo | 0 | 0 | 0 | 0 | 0 | 0
H | 0 | 0 | 0 | 0 | 0 | 0
LFG | 0 | 0 | 0 | 0 | 0 | 0
Nuc | 0 | 0 | 0 | 0 | 0 | 0
PS | 0 | 0 | 0 | 0 | 0 | 0
PV | 0 | 0 | 0 | 0 | 0 | 0
PeakG | 0 | 0 | 0 | 0 | 0 | 0
PeakO | 0 | 0 | 0 | 0 | 0 | 0
ST | 0 | 0 | 0 | 0 | 0 | 0
STOG | 0 | 0 | 0 | 0 | 0 | 0
STWD | 0 | 0 | 0 | 0 | 0 | 0
WT | 0 | 0 | 0 | 0 | 0 | 0
IGCC | 0 | 0 | 0 | 0 | 0 | 0
DemandResponse | 0 | 0 | 0 | 0 | 0 | 0
IGCC-CCS | 0 | 0 | 0 | 0 | 0 | 0
WT_off | 0 | 0 | 0 | 0 | 0 | 0
PseudoUnit | 0 | 0 | 0 | 0 | 0 | 0
FixedInterchange | 0 | 0 | 0 | 0 | 0 | 0
Retrofit VOM Costs by Reporting Type: TVA
ReportingType | 2015 | 2020 | 2025 | 2030 | 2035 | 2040
BM | 0 | 0 | 0 | 0 | 0 | 0
CC | 0 | 0 | 0 | 0 | 0 | 0
CSP | 0 | 0 | 0 | 0 | 0 | 0
CT | 0 | 0 | 0 | 0 | 0 | 0
Coal | 147.71 | 63.28 | 2.3 | 0 | 0 | 0
Geo | 0 | 0 | 0 | 0 | 0 | 0
H | 0 | 0 | 0 | 0 | 0 | 0
LFG | 0 | 0 | 0 | 0 | 0 | 0
Nuc | 0 | 0 | 0 | 0 | 0 | 0
PS | 0 | 0 | 0 | 0 | 0 | 0
PV | 0 | 0 | 0 | 0 | 0 | 0
PeakG | 0 | 0 | 0 | 0 | 0 | 0
PeakO | 0 | 0 | 0 | 0 | 0 | 0
ST | 0 | 0 | 0 | 0 | 0 | 0
STOG | 0 | 0 | 0 | 0 | 0 | 0
STWD | 0 | 0 | 0 | 0 | 0 | 0
WT | 0 | 0 | 0 | 0 | 0 | 0
IGCC | 0 | 0 | 0 | 0 | 0 | 0
DemandResponse | 0 | 0 | 0 | 0 | 0 | 0
IGCC-CCS | 0 | 0 | 0 | 0 | 0 | 0
WT_off | 0 | 0 | 0 | 0 | 0 | 0
PseudoUnit | 0 | 0 | 0 | 0 | 0 | 0
FixedInterchange | 0 | 0 | 0 | 0 | 0 | 0
Retrofit VOM Costs by Reporting Type: TVA_Transmission
ReportingType | 2015 | 2020 | 2025 | 2030 | 2035 | 2040
BM | 0 | 0 | 0 | 0 | 0 | 0
CC | 0 | 0 | 0 | 0 | 0 | 0
CSP | 0 | 0 | 0 | 0 | 0 | 0
CT | 0 | 0 | 0 | 0 | 0 | 0
Coal | 0 | 0 | 0 | 0 | 0 | 0
Geo | 0 | 0 | 0 | 0 | 0 | 0
H | 0 | 0 | 0 | 0 | 0 | 0
LFG | 0 | 0 | 0 | 0 | 0 | 0
Nuc | 0 | 0 | 0 | 0 | 0 | 0
PS | 0 | 0 | 0 | 0 | 0 | 0
PV | 0 | 0 | 0 | 0 | 0 | 0
PeakG | 0 | 0 | 0 | 0 | 0 | 0
PeakO | 0 | 0 | 0 | 0 | 0 | 0
ST | 0 | 0 | 0 | 0 | 0 | 0
STOG | 0 | 0 | 0 | 0 | 0 | 0
STWD | 0 | 0 | 0 | 0 | 0 | 0
WT | 0 | 0 | 0 | 0 | 0 | 0
IGCC | 0 | 0 | 0 | 0 | 0 | 0
DemandResponse | 0 | 0 | 0 | 0 | 0 | 0
IGCC-CCS | 0 | 0 | 0 | 0 | 0 | 0
WT_off | 0 | 0 | 0 | 0 | 0 | 0
PseudoUnit | 0 | 0 | 0 | 0 | 0 | 0
FixedInterchange | 0 | 0 | 0 | 0 | 0 | 0
Retrofit VOM Costs by Reporting Type: VACAR
ReportingType | 2015 | 2020 | 2025 | 2030 | 2035 | 2040
BM | 0 | 0 | 0 | 0 | 0 | 0
CC | 0 | 0 | 0 | 0 | 0 | 0
CSP | 0 | 0 | 0 | 0 | 0 | 0
CT | 0 | 0 | 0 | 0 | 0 | 0
Coal | 71.33 | 43.8 | 8.36 | 0 | 0 | 0
Geo | 0 | 0 | 0 | 0 | 0 | 0
H | 0 | 0 | 0 | 0 | 0 | 0
LFG | 0 | 0 | 0 | 0 | 0 | 0
Nuc | 0 | 0 | 0 | 0 | 0 | 0
PS | 0 | 0 | 0 | 0 | 0 | 0
PV | 0 | 0 | 0 | 0 | 0 | 0
PeakG | 0 | 0 | 0 | 0 | 0 | 0
PeakO | 0 | 0 | 0 | 0 | 0 | 0
ST | 0 | 0 | 0 | 0 | 0 | 0
STOG | 0 | 0 | 0 | 0 | 0 | 0
STWD | 0 | 0 | 0 | 0 | 0 | 0
WT | 0 | 0 | 0 | 0 | 0 | 0
IGCC | 0 | 0 | 0 | 0 | 0 | 0
DemandResponse | 0 | 0 | 0 | 0 | 0 | 0
IGCC-CCS | 0 | 0 | 0 | 0 | 0 | 0
WT_off | 0 | 0 | 0 | 0 | 0 | 0
PseudoUnit | 0 | 0 | 0 | 0 | 0 | 0
FixedInterchange | 0 | 0 | 0 | 0 | 0 | 0
Retrofit VOM Costs by Reporting Type: IESO
ReportingType | 2015 | 2020 | 2025 | 2030 | 2035 | 2040
BM | 0 | 0 | 0 | 0 | 0 | 0
CC | 0 | 0 | 0 | 0 | 0 | 0
CSP | 0 | 0 | 0 | 0 | 0 | 0
CT | 0 | 0 | 0 | 0 | 0 | 0
Coal | 0 | 0 | 0 | 0 | 0 | 0
Geo | 0 | 0 | 0 | 0 | 0 | 0
H | 0 | 0 | 0 | 0 | 0 | 0
LFG | 0 | 0 | 0 | 0 | 0 | 0
Nuc | 0 | 0 | 0 | 0 | 0 | 0
PS | 0 | 0 | 0 | 0 | 0 | 0
PV | 0 | 0 | 0 | 0 | 0 | 0
PeakG | 0 | 0 | 0 | 0 | 0 | 0
PeakO | 0 | 0 | 0 | 0 | 0 | 0
ST | 0 | 0 | 0 | 0 | 0 | 0
STOG | 0 | 0 | 0 | 0 | 0 | 0
STWD | 0 | 0 | 0 | 0 | 0 | 0
WT | 0 | 0 | 0 | 0 | 0 | 0
IGCC | 0 | 0 | 0 | 0 | 0 | 0
DemandResponse | 0 | 0 | 0 | 0 | 0 | 0
IGCC-CCS | 0 | 0 | 0 | 0 | 0 | 0
WT_off | 0 | 0 | 0 | 0 | 0 | 0
PseudoUnit | 0 | 0 | 0 | 0 | 0 | 0
FixedInterchange | 0 | 0 | 0 | 0 | 0 | 0
Retrofit VOM Costs by Reporting Type: MAPP_CA
ReportingType | 2015 | 2020 | 2025 | 2030 | 2035 | 2040
BM | 0 | 0 | 0 | 0 | 0 | 0
CC | 0 | 0 | 0 | 0 | 0 | 0
CSP | 0 | 0 | 0 | 0 | 0 | 0
CT | 0 | 0 | 0 | 0 | 0 | 0
Coal | 0 | 0 | 0 | 0 | 0 | 0
Geo | 0 | 0 | 0 | 0 | 0 | 0
H | 0 | 0 | 0 | 0 | 0 | 0
LFG | 0 | 0 | 0 | 0 | 0 | 0
Nuc | 0 | 0 | 0 | 0 | 0 | 0
PS | 0 | 0 | 0 | 0 | 0 | 0
PV | 0 | 0 | 0 | 0 | 0 | 0
PeakG | 0 | 0 | 0 | 0 | 0 | 0
PeakO | 0 | 0 | 0 | 0 | 0 | 0
ST | 0 | 0 | 0 | 0 | 0 | 0
STOG | 0 | 0 | 0 | 0 | 0 | 0
STWD | 0 | 0 | 0 | 0 | 0 | 0
WT | 0 | 0 | 0 | 0 | 0 | 0
IGCC | 0 | 0 | 0 | 0 | 0 | 0
DemandResponse | 0 | 0 | 0 | 0 | 0 | 0
IGCC-CCS | 0 | 0 | 0 | 0 | 0 | 0
WT_off | 0 | 0 | 0 | 0 | 0 | 0
PseudoUnit | 0 | 0 | 0 | 0 | 0 | 0
FixedInterchange | 0 | 0 | 0 | 0 | 0 | 0
Retrofit VOM Costs by Reporting Type: AZ_NM_SNV_Coal
ReportingType | 2015 | 2020 | 2025 | 2030 | 2035 | 2040
BM | 0 | 0 | 0 | 0 | 0 | 0
CC | 0 | 0 | 0 | 0 | 0 | 0
CSP | 0 | 0 | 0 | 0 | 0 | 0
CT | 0 | 0 | 0 | 0 | 0 | 0
Coal | 210.09 | 202.06 | 38.14 | 0 | 0 | 0
Geo | 0 | 0 | 0 | 0 | 0 | 0
H | 0 | 0 | 0 | 0 | 0 | 0
LFG | 0 | 0 | 0 | 0 | 0 | 0
Nuc | 0 | 0 | 0 | 0 | 0 | 0
PS | 0 | 0 | 0 | 0 | 0 | 0
PV | 0 | 0 | 0 | 0 | 0 | 0
PeakG | 0 | 0 | 0 | 0 | 0 | 0
PeakO | 0 | 0 | 0 | 0 | 0 | 0
ST | 0 | 0 | 0 | 0 | 0 | 0
STOG | 0 | 0 | 0 | 0 | 0 | 0
STWD | 0 | 0 | 0 | 0 | 0 | 0
WT | 0 | 0 | 0 | 0 | 0 | 0
IGCC | 0 | 0 | 0 | 0 | 0 | 0
DemandResponse | 0 | 0 | 0 | 0 | 0 | 0
IGCC-CCS | 0 | 0 | 0 | 0 | 0 | 0
WT_off | 0 | 0 | 0 | 0 | 0 | 0
PseudoUnit | 0 | 0 | 0 | 0 | 0 | 0
FixedInterchange | 0 | 0 | 0 | 0 | 0 | 0
Retrofit VOM Costs by Reporting Type: AZ_NM_SNV_Gas
ReportingType | 2015 | 2020 | 2025 | 2030 | 2035 | 2040
BM | 0 | 0 | 0 | 0 | 0 | 0
CC | 0 | 0 | 0 | 0 | 0 | 0
CSP | 0 | 0 | 0 | 0 | 0 | 0
CT | 0 | 0 | 0 | 0 | 0 | 0
Coal | 0 | 0 | 0 | 0 | 0 | 0
Geo | 0 | 0 | 0 | 0 | 0 | 0
H | 0 | 0 | 0 | 0 | 0 | 0
LFG | 0 | 0 | 0 | 0 | 0 | 0
Nuc | 0 | 0 | 0 | 0 | 0 | 0
PS | 0 | 0 | 0 | 0 | 0 | 0
PV | 0 | 0 | 0 | 0 | 0 | 0
PeakG | 0 | 0 | 0 | 0 | 0 | 0
PeakO | 0 | 0 | 0 | 0 | 0 | 0
ST | 0 | 0 | 0 | 0 | 0 | 0
STOG | 0 | 0 | 0 | 0 | 0 | 0
STWD | 0 | 0 | 0 | 0 | 0 | 0
WT | 0 | 0 | 0 | 0 | 0 | 0
IGCC | 0 | 0 | 0 | 0 | 0 | 0
DemandResponse | 0 | 0 | 0 | 0 | 0 | 0
IGCC-CCS | 0 | 0 | 0 | 0 | 0 | 0
WT_off | 0 | 0 | 0 | 0 | 0 | 0
PseudoUnit | 0 | 0 | 0 | 0 | 0 | 0
FixedInterchange | 0 | 0 | 0 | 0 | 0 | 0
Retrofit VOM Costs by Reporting Type: AZ_NM_SNV_NucRenew
ReportingType | 2015 | 2020 | 2025 | 2030 | 2035 | 2040
BM | 0 | 0 | 0 | 0 | 0 | 0
CC | 0 | 0 | 0 | 0 | 0 | 0
CSP | 0 | 0 | 0 | 0 | 0 | 0
CT | 0 | 0 | 0 | 0 | 0 | 0
Coal | 0 | 0 | 0 | 0 | 0 | 0
Geo | 0 | 0 | 0 | 0 | 0 | 0
H | 0 | 0 | 0 | 0 | 0 | 0
LFG | 0 | 0 | 0 | 0 | 0 | 0
Nuc | 0 | 0 | 0 | 0 | 0 | 0
PS | 0 | 0 | 0 | 0 | 0 | 0
PV | 0 | 0 | 0 | 0 | 0 | 0
PeakG | 0 | 0 | 0 | 0 | 0 | 0
PeakO | 0 | 0 | 0 | 0 | 0 | 0
ST | 0 | 0 | 0 | 0 | 0 | 0
STOG | 0 | 0 | 0 | 0 | 0 | 0
STWD | 0 | 0 | 0 | 0 | 0 | 0
WT | 0 | 0 | 0 | 0 | 0 | 0
IGCC | 0 | 0 | 0 | 0 | 0 | 0
DemandResponse | 0 | 0 | 0 | 0 | 0 | 0
IGCC-CCS | 0 | 0 | 0 | 0 | 0 | 0
WT_off | 0 | 0 | 0 | 0 | 0 | 0
PseudoUnit | 0 | 0 | 0 | 0 | 0 | 0
FixedInterchange | 0 | 0 | 0 | 0 | 0 | 0
Retrofit VOM Costs by Reporting Type: ERCOT
ReportingType | 2015 | 2020 | 2025 | 2030 | 2035 | 2040
BM | 0 | 0 | 0 | 0 | 0 | 0
CC | 0 | 0 | 0 | 0 | 0 | 0
CSP | 0 | 0 | 0 | 0 | 0 | 0
CT | 0 | 0 | 0 | 0 | 0 | 0
Coal | 100.3 | 58.94 | 1.73 | 1.73 | 1.73 | 1.73
Geo | 0 | 0 | 0 | 0 | 0 | 0
H | 0 | 0 | 0 | 0 | 0 | 0
LFG | 0 | 0 | 0 | 0 | 0 | 0
Nuc | 0 | 0 | 0 | 0 | 0 | 0
PS | 0 | 0 | 0 | 0 | 0 | 0
PV | 0 | 0 | 0 | 0 | 0 | 0
PeakG | 0 | 0 | 0 | 0 | 0 | 0
PeakO | 0 | 0 | 0 | 0 | 0 | 0
ST | 0 | 0 | 0 | 0 | 0 | 0
STOG | 0 | 0 | 0 | 0 | 0 | 0
STWD | 0 | 0 | 0 | 0 | 0 | 0
WT | 0 | 0 | 0 | 0 | 0 | 0
IGCC | 0 | 0 | 0 | 0 | 0 | 0
DemandResponse | 0 | 0 | 0 | 0 | 0 | 0
IGCC-CCS | 0 | 0 | 0 | 0 | 0 | 0
WT_off | 0 | 0 | 0 | 0 | 0 | 0
PseudoUnit | 0 | 0 | 0 | 0 | 0 | 0
FixedInterchange | 0 | 0 | 0 | 0 | 0 | 0
Retrofit VOM Costs by Reporting Type: NP15
ReportingType | 2015 | 2020 | 2025 | 2030 | 2035 | 2040
BM | 0 | 0 | 0 | 0 | 0 | 0
CC | 0 | 0 | 0 | 0 | 0 | 0
CSP | 0 | 0 | 0 | 0 | 0 | 0
CT | 0 | 0 | 0 | 0 | 0 | 0
Coal | 1.46 | 0 | 0 | 0 | 0 | 0
Geo | 0 | 0 | 0 | 0 | 0 | 0
H | 0 | 0 | 0 | 0 | 0 | 0
LFG | 0 | 0 | 0 | 0 | 0 | 0
Nuc | 0 | 0 | 0 | 0 | 0 | 0
PS | 0 | 0 | 0 | 0 | 0 | 0
PV | 0 | 0 | 0 | 0 | 0 | 0
PeakG | 0 | 0 | 0 | 0 | 0 | 0
PeakO | 0 | 0 | 0 | 0 | 0 | 0
ST | 0 | 0 | 0 | 0 | 0 | 0
STOG | 0 | 0 | 0 | 0 | 0 | 0
STWD | 0 | 0 | 0 | 0 | 0 | 0
WT | 0 | 0 | 0 | 0 | 0 | 0
IGCC | 0 | 0 | 0 | 0 | 0 | 0
DemandResponse | 0 | 0 | 0 | 0 | 0 | 0
IGCC-CCS | 0 | 0 | 0 | 0 | 0 | 0
WT_off | 0 | 0 | 0 | 0 | 0 | 0
PseudoUnit | 0 | 0 | 0 | 0 | 0 | 0
FixedInterchange | 0 | 0 | 0 | 0 | 0 | 0
Retrofit VOM Costs by Reporting Type: NWPP_Coal
ReportingType | 2015 | 2020 | 2025 | 2030 | 2035 | 2040
BM | 0 | 0 | 0 | 0 | 0 | 0
CC | 0 | 0 | 0 | 0 | 0 | 0
CSP | 0 | 0 | 0 | 0 | 0 | 0
CT | 0 | 0 | 0 | 0 | 0 | 0
Coal | 151.02 | 147.96 | 13.34 | 13.34 | 13.34 | 13.34
Geo | 0 | 0 | 0 | 0 | 0 | 0
H | 0 | 0 | 0 | 0 | 0 | 0
LFG | 0 | 0 | 0 | 0 | 0 | 0
Nuc | 0 | 0 | 0 | 0 | 0 | 0
PS | 0 | 0 | 0 | 0 | 0 | 0
PV | 0 | 0 | 0 | 0 | 0 | 0
PeakG | 0 | 0 | 0 | 0 | 0 | 0
PeakO | 0 | 0 | 0 | 0 | 0 | 0
ST | 0 | 0 | 0 | 0 | 0 | 0
STOG | 0 | 0 | 0 | 0 | 0 | 0
STWD | 0 | 0 | 0 | 0 | 0 | 0
WT | 0 | 0 | 0 | 0 | 0 | 0
IGCC | 0 | 0 | 0 | 0 | 0 | 0
DemandResponse | 0 | 0 | 0 | 0 | 0 | 0
IGCC-CCS | 0 | 0 | 0 | 0 | 0 | 0
WT_off | 0 | 0 | 0 | 0 | 0 | 0
PseudoUnit | 0 | 0 | 0 | 0 | 0 | 0
FixedInterchange | 0 | 0 | 0 | 0 | 0 | 0
Retrofit VOM Costs by Reporting Type: NWPP_Gas
ReportingType | 2015 | 2020 | 2025 | 2030 | 2035 | 2040
BM | 0 | 0 | 0 | 0 | 0 | 0
CC | 0 | 0 | 0 | 0 | 0 | 0
CSP | 0 | 0 | 0 | 0 | 0 | 0
CT | 0 | 0 | 0 | 0 | 0 | 0
Coal | 0 | 0 | 0 | 0 | 0 | 0
Geo | 0 | 0 | 0 | 0 | 0 | 0
H | 0 | 0 | 0 | 0 | 0 | 0
LFG | 0 | 0 | 0 | 0 | 0 | 0
Nuc | 0 | 0 | 0 | 0 | 0 | 0
PS | 0 | 0 | 0 | 0 | 0 | 0
PV | 0 | 0 | 0 | 0 | 0 | 0
PeakG | 0 | 0 | 0 | 0 | 0 | 0
PeakO | 0 | 0 | 0 | 0 | 0 | 0
ST | 0 | 0 | 0 | 0 | 0 | 0
STOG | 0 | 0 | 0 | 0 | 0 | 0
STWD | 0 | 0 | 0 | 0 | 0 | 0
WT | 0 | 0 | 0 | 0 | 0 | 0
IGCC | 0 | 0 | 0 | 0 | 0 | 0
DemandResponse | 0 | 0 | 0 | 0 | 0 | 0
IGCC-CCS | 0 | 0 | 0 | 0 | 0 | 0
WT_off | 0 | 0 | 0 | 0 | 0 | 0
PseudoUnit | 0 | 0 | 0 | 0 | 0 | 0
FixedInterchange | 0 | 0 | 0 | 0 | 0 | 0
Retrofit VOM Costs by Reporting Type: NWPP_NucRenew
ReportingType | 2015 | 2020 | 2025 | 2030 | 2035 | 2040
BM | 0 | 0 | 0 | 0 | 0 | 0
CC | 0 | 0 | 0 | 0 | 0 | 0
CSP | 0 | 0 | 0 | 0 | 0 | 0
CT | 0 | 0 | 0 | 0 | 0 | 0
Coal | 0 | 0 | 0 | 0 | 0 | 0
Geo | 0 | 0 | 0 | 0 | 0 | 0
H | 0 | 0 | 0 | 0 | 0 | 0
LFG | 0 | 0 | 0 | 0 | 0 | 0
Nuc | 0 | 0 | 0 | 0 | 0 | 0
PS | 0 | 0 | 0 | 0 | 0 | 0
PV | 0 | 0 | 0 | 0 | 0 | 0
PeakG | 0 | 0 | 0 | 0 | 0 | 0
PeakO | 0 | 0 | 0 | 0 | 0 | 0
ST | 0 | 0 | 0 | 0 | 0 | 0
STOG | 0 | 0 | 0 | 0 | 0 | 0
STWD | 0 | 0 | 0 | 0 | 0 | 0
WT | 0 | 0 | 0 | 0 | 0 | 0
IGCC | 0 | 0 | 0 | 0 | 0 | 0
DemandResponse | 0 | 0 | 0 | 0 | 0 | 0
IGCC-CCS | 0 | 0 | 0 | 0 | 0 | 0
WT_off | 0 | 0 | 0 | 0 | 0 | 0
PseudoUnit | 0 | 0 | 0 | 0 | 0 | 0
FixedInterchange | 0 | 0 | 0 | 0 | 0 | 0
Retrofit VOM Costs by Reporting Type: RMPA
ReportingType | 2015 | 2020 | 2025 | 2030 | 2035 | 2040
BM | 0 | 0 | 0 | 0 | 0 | 0
CC | 0 | 0 | 0 | 0 | 0 | 0
CSP | 0 | 0 | 0 | 0 | 0 | 0
CT | 0 | 0 | 0 | 0 | 0 | 0
Coal | 225.07 | 192.7 | 23.23 | 20.84 | 20.84 | 20.84
Geo | 0 | 0 | 0 | 0 | 0 | 0
H | 0 | 0 | 0 | 0 | 0 | 0
LFG | 0 | 0 | 0 | 0 | 0 | 0
Nuc | 0 | 0 | 0 | 0 | 0 | 0
PS | 0 | 0 | 0 | 0 | 0 | 0
PV | 0 | 0 | 0 | 0 | 0 | 0
PeakG | 0 | 0 | 0 | 0 | 0 | 0
PeakO | 0 | 0 | 0 | 0 | 0 | 0
ST | 0 | 0 | 0 | 0 | 0 | 0
STOG | 0 | 0 | 0 | 0 | 0 | 0
STWD | 0 | 0 | 0 | 0 | 0 | 0
WT | 0 | 0 | 0 | 0 | 0 | 0
IGCC | 0 | 0 | 0 | 0 | 0 | 0
DemandResponse | 0 | 0 | 0 | 0 | 0 | 0
IGCC-CCS | 0 | 0 | 0 | 0 | 0 | 0
WT_off | 0 | 0 | 0 | 0 | 0 | 0
PseudoUnit | 0 | 0 | 0 | 0 | 0 | 0
FixedInterchange | 0 | 0 | 0 | 0 | 0 | 0
Retrofit VOM Costs by Reporting Type: SP15
ReportingType | 2015 | 2020 | 2025 | 2030 | 2035 | 2040
BM | 0 | 0 | 0 | 0 | 0 | 0
CC | 0 | 0 | 0 | 0 | 0 | 0
CSP | 0 | 0 | 0 | 0 | 0 | 0
CT | 0 | 0 | 0 | 0 | 0 | 0
Coal | 5.19 | 5.66 | 0 | 0 | 0 | 0
Geo | 0 | 0 | 0 | 0 | 0 | 0
H | 0 | 0 | 0 | 0 | 0 | 0
LFG | 0 | 0 | 0 | 0 | 0 | 0
Nuc | 0 | 0 | 0 | 0 | 0 | 0
PS | 0 | 0 | 0 | 0 | 0 | 0
PV | 0 | 0 | 0 | 0 | 0 | 0
PeakG | 0 | 0 | 0 | 0 | 0 | 0
PeakO | 0 | 0 | 0 | 0 | 0 | 0
ST | 0 | 0 | 0 | 0 | 0 | 0
STOG | 0 | 0 | 0 | 0 | 0 | 0
STWD | 0 | 0 | 0 | 0 | 0 | 0
WT | 0 | 0 | 0 | 0 | 0 | 0
IGCC | 0 | 0 | 0 | 0 | 0 | 0
DemandResponse | 0 | 0 | 0 | 0 | 0 | 0
IGCC-CCS | 0 | 0 | 0 | 0 | 0 | 0
WT_off | 0 | 0 | 0 | 0 | 0 | 0
PseudoUnit | 0 | 0 | 0 | 0 | 0 | 0
FixedInterchange | 0 | 0 | 0 | 0 | 0 | 0
Retrofit VOM Costs by Reporting Type: ALB
ReportingType | 2015 | 2020 | 2025 | 2030 | 2035 | 2040
BM | 0 | 0 | 0 | 0 | 0 | 0
CC | 0 | 0 | 0 | 0 | 0 | 0
CSP | 0 | 0 | 0 | 0 | 0 | 0
CT | 0 | 0 | 0 | 0 | 0 | 0
Coal | 21.2 | 21.2 | 17.23 | 0 | 0 | 0
Geo | 0 | 0 | 0 | 0 | 0 | 0
H | 0 | 0 | 0 | 0 | 0 | 0
LFG | 0 | 0 | 0 | 0 | 0 | 0
Nuc | 0 | 0 | 0 | 0 | 0 | 0
PS | 0 | 0 | 0 | 0 | 0 | 0
PV | 0 | 0 | 0 | 0 | 0 | 0
PeakG | 0 | 0 | 0 | 0 | 0 | 0
PeakO | 0 | 0 | 0 | 0 | 0 | 0
ST | 0 | 0 | 0 | 0 | 0 | 0
STOG | 0 | 0 | 0 | 0 | 0 | 0
STWD | 0 | 0 | 0 | 0 | 0 | 0
WT | 0 | 0 | 0 | 0 | 0 | 0
IGCC | 0 | 0 | 0 | 0 | 0 | 0
DemandResponse | 0 | 0 | 0 | 0 | 0 | 0
IGCC-CCS | 0 | 0 | 0 | 0 | 0 | 0
WT_off | 0 | 0 | 0 | 0 | 0 | 0
PseudoUnit | 0 | 0 | 0 | 0 | 0 | 0
FixedInterchange | 0 | 0 | 0 | 0 | 0 | 0
Retrofit VOM Costs by Reporting Type: BC
ReportingType | 2015 | 2020 | 2025 | 2030 | 2035 | 2040
BM | 0 | 0 | 0 | 0 | 0 | 0
CC | 0 | 0 | 0 | 0 | 0 | 0
CSP | 0 | 0 | 0 | 0 | 0 | 0
CT | 0 | 0 | 0 | 0 | 0 | 0
Coal | 0 | 0 | 0 | 0 | 0 | 0
Geo | 0 | 0 | 0 | 0 | 0 | 0
H | 0 | 0 | 0 | 0 | 0 | 0
LFG | 0 | 0 | 0 | 0 | 0 | 0
Nuc | 0 | 0 | 0 | 0 | 0 | 0
PS | 0 | 0 | 0 | 0 | 0 | 0
PV | 0 | 0 | 0 | 0 | 0 | 0
PeakG | 0 | 0 | 0 | 0 | 0 | 0
PeakO | 0 | 0 | 0 | 0 | 0 | 0
ST | 0 | 0 | 0 | 0 | 0 | 0
STOG | 0 | 0 | 0 | 0 | 0 | 0
STWD | 0 | 0 | 0 | 0 | 0 | 0
WT | 0 | 0 | 0 | 0 | 0 | 0
IGCC | 0 | 0 | 0 | 0 | 0 | 0
DemandResponse | 0 | 0 | 0 | 0 | 0 | 0
IGCC-CCS | 0 | 0 | 0 | 0 | 0 | 0
WT_off | 0 | 0 | 0 | 0 | 0 | 0
PseudoUnit | 0 | 0 | 0 | 0 | 0 | 0
FixedInterchange | 0 | 0 | 0 | 0 | 0 | 0
Retrofit VOM Costs by Reporting Type: HQ_IESO
ReportingType | 2015 | 2020 | 2025 | 2030 | 2035 | 2040
BM | 0 | 0 | 0 | 0 | 0 | 0
CC | 0 | 0 | 0 | 0 | 0 | 0
CSP | 0 | 0 | 0 | 0 | 0 | 0
CT | 0 | 0 | 0 | 0 | 0 | 0
Coal | 0 | 0 | 0 | 0 | 0 | 0
Geo | 0 | 0 | 0 | 0 | 0 | 0
H | 0 | 0 | 0 | 0 | 0 | 0
LFG | 0 | 0 | 0 | 0 | 0 | 0
Nuc | 0 | 0 | 0 | 0 | 0 | 0
PS | 0 | 0 | 0 | 0 | 0 | 0
PV | 0 | 0 | 0 | 0 | 0 | 0
PeakG | 0 | 0 | 0 | 0 | 0 | 0
PeakO | 0 | 0 | 0 | 0 | 0 | 0
ST | 0 | 0 | 0 | 0 | 0 | 0
STOG | 0 | 0 | 0 | 0 | 0 | 0
STWD | 0 | 0 | 0 | 0 | 0 | 0
WT | 0 | 0 | 0 | 0 | 0 | 0
IGCC | 0 | 0 | 0 | 0 | 0 | 0
DemandResponse | 0 | 0 | 0 | 0 | 0 | 0
IGCC-CCS | 0 | 0 | 0 | 0 | 0 | 0
WT_off | 0 | 0 | 0 | 0 | 0 | 0
PseudoUnit | 0 | 0 | 0 | 0 | 0 | 0
FixedInterchange | 0 | 0 | 0 | 0 | 0 | 0
Retrofit VOM Costs by Reporting Type: HQ_NEISO
ReportingType | 2015 | 2020 | 2025 | 2030 | 2035 | 2040
BM | 0 | 0 | 0 | 0 | 0 | 0
CC | 0 | 0 | 0 | 0 | 0 | 0
CSP | 0 | 0 | 0 | 0 | 0 | 0
CT | 0 | 0 | 0 | 0 | 0 | 0
Coal | 0 | 0 | 0 | 0 | 0 | 0
Geo | 0 | 0 | 0 | 0 | 0 | 0
H | 0 | 0 | 0 | 0 | 0 | 0
LFG | 0 | 0 | 0 | 0 | 0 | 0
Nuc | 0 | 0 | 0 | 0 | 0 | 0
PS | 0 | 0 | 0 | 0 | 0 | 0
PV | 0 | 0 | 0 | 0 | 0 | 0
PeakG | 0 | 0 | 0 | 0 | 0 | 0
PeakO | 0 | 0 | 0 | 0 | 0 | 0
ST | 0 | 0 | 0 | 0 | 0 | 0
STOG | 0 | 0 | 0 | 0 | 0 | 0
STWD | 0 | 0 | 0 | 0 | 0 | 0
WT | 0 | 0 | 0 | 0 | 0 | 0
IGCC | 0 | 0 | 0 | 0 | 0 | 0
DemandResponse | 0 | 0 | 0 | 0 | 0 | 0
IGCC-CCS | 0 | 0 | 0 | 0 | 0 | 0
WT_off | 0 | 0 | 0 | 0 | 0 | 0
PseudoUnit | 0 | 0 | 0 | 0 | 0 | 0
FixedInterchange | 0 | 0 | 0 | 0 | 0 | 0
Retrofit VOM Costs by Reporting Type: HQ_NY
ReportingType | 2015 | 2020 | 2025 | 2030 | 2035 | 2040
BM | 0 | 0 | 0 | 0 | 0 | 0
CC | 0 | 0 | 0 | 0 | 0 | 0
CSP | 0 | 0 | 0 | 0 | 0 | 0
CT | 0 | 0 | 0 | 0 | 0 | 0
Coal | 0 | 0 | 0 | 0 | 0 | 0
Geo | 0 | 0 | 0 | 0 | 0 | 0
H | 0 | 0 | 0 | 0 | 0 | 0
LFG | 0 | 0 | 0 | 0 | 0 | 0
Nuc | 0 | 0 | 0 | 0 | 0 | 0
PS | 0 | 0 | 0 | 0 | 0 | 0
PV | 0 | 0 | 0 | 0 | 0 | 0
PeakG | 0 | 0 | 0 | 0 | 0 | 0
PeakO | 0 | 0 | 0 | 0 | 0 | 0
ST | 0 | 0 | 0 | 0 | 0 | 0
STOG | 0 | 0 | 0 | 0 | 0 | 0
STWD | 0 | 0 | 0 | 0 | 0 | 0
WT | 0 | 0 | 0 | 0 | 0 | 0
IGCC | 0 | 0 | 0 | 0 | 0 | 0
DemandResponse | 0 | 0 | 0 | 0 | 0 | 0
IGCC-CCS | 0 | 0 | 0 | 0 | 0 | 0
WT_off | 0 | 0 | 0 | 0 | 0 | 0
PseudoUnit | 0 | 0 | 0 | 0 | 0 | 0
FixedInterchange | 0 | 0 | 0 | 0 | 0 | 0
Retrofit VOM Costs by Reporting Type: MARITIMES
ReportingType | 2015 | 2020 | 2025 | 2030 | 2035 | 2040
BM | 0 | 0 | 0 | 0 | 0 | 0
CC | 0 | 0 | 0 | 0 | 0 | 0
CSP | 0 | 0 | 0 | 0 | 0 | 0
CT | 0 | 0 | 0 | 0 | 0 | 0
Coal | 0 | 0 | 0 | 0 | 0 | 0
Geo | 0 | 0 | 0 | 0 | 0 | 0
H | 0 | 0 | 0 | 0 | 0 | 0
LFG | 0 | 0 | 0 | 0 | 0 | 0
Nuc | 0 | 0 | 0 | 0 | 0 | 0
PS | 0 | 0 | 0 | 0 | 0 | 0
PV | 0 | 0 | 0 | 0 | 0 | 0
PeakG | 0 | 0 | 0 | 0 | 0 | 0
PeakO | 0 | 0 | 0 | 0 | 0 | 0
ST | 0 | 0 | 0 | 0 | 0 | 0
STOG | 0 | 0 | 0 | 0 | 0 | 0
STWD | 0 | 0 | 0 | 0 | 0 | 0
WT | 0 | 0 | 0 | 0 | 0 | 0
IGCC | 0 | 0 | 0 | 0 | 0 | 0
DemandResponse | 0 | 0 | 0 | 0 | 0 | 0
IGCC-CCS | 0 | 0 | 0 | 0 | 0 | 0
WT_off | 0 | 0 | 0 | 0 | 0 | 0
PseudoUnit | 0 | 0 | 0 | 0 | 0 | 0
FixedInterchange | 0 | 0 | 0 | 0 | 0 | 0
retrofit VOM Costs by Reporting Type: All
ReportingType | 2015 | 2020 | 2025 | 2030 | 2035 | 2040
BM | 0 | 0 | 0 | 0 | 0 | 0
CC | 0 | 0 | 0 | 0 | 0 | 0
CSP | 0 | 0 | 0 | 0 | 0 | 0
CT | 0 | 0 | 0 | 0 | 0 | 0
Coal | 2226.49 | 1169.04 | 153.63 | 98.46 | 101.51 | 101.51
Geo | 0 | 0 | 0 | 0 | 0 | 0
H | 0 | 0 | 0 | 0 | 0 | 0
LFG | 0 | 0 | 0 | 0 | 0 | 0
Nuc | 0 | 0 | 0 | 0 | 0 | 0
PS | 0 | 0 | 0 | 0 | 0 | 0
PV | 0 | 0 | 0 | 0 | 0 | 0
PeakG | 0 | 0 | 0 | 0 | 0 | 0
PeakO | 0 | 0 | 0 | 0 | 0 | 0
ST | 0 | 0 | 0 | 0 | 0 | 0
STOG | 0 | 0 | 0 | 0 | 0 | 0
STWD | 0 | 0 | 0 | 0 | 0 | 0
WT | 0 | 0 | 0 | 0 | 0 | 0
IGCC | 0 | 0 | 0 | 0 | 0 | 0
DemandResponse | 0 | 0 | 0 | 0 | 0 | 0
IGCC-CCS | 0 | 0 | 0 | 0 | 0 | 0
WT_off | 0 | 0 | 0 | 0 | 0 | 0
PseudoUnit | 0 | 0 | 0 | 0 | 0 | 0
FixedInterchange | 0 | 0 | 0 | 0 | 0 | 0
retrofit VOM Costs by Reporting Type: EI_US
ReportingType | 2015 | 2020 | 2025 | 2030 | 2035 | 2040
BM | 0 | 0 | 0 | 0 | 0 | 0
CC | 0 | 0 | 0 | 0 | 0 | 0
CSP | 0 | 0 | 0 | 0 | 0 | 0
CT | 0 | 0 | 0 | 0 | 0 | 0
Coal | 1512.16 | 540.51 | 59.96 | 62.55 | 65.6 | 65.6
Geo | 0 | 0 | 0 | 0 | 0 | 0
H | 0 | 0 | 0 | 0 | 0 | 0
LFG | 0 | 0 | 0 | 0 | 0 | 0
Nuc | 0 | 0 | 0 | 0 | 0 | 0
PS | 0 | 0 | 0 | 0 | 0 | 0
PV | 0 | 0 | 0 | 0 | 0 | 0
PeakG | 0 | 0 | 0 | 0 | 0 | 0
PeakO | 0 | 0 | 0 | 0 | 0 | 0
ST | 0 | 0 | 0 | 0 | 0 | 0
STOG | 0 | 0 | 0 | 0 | 0 | 0
STWD | 0 | 0 | 0 | 0 | 0 | 0
WT | 0 | 0 | 0 | 0 | 0 | 0
IGCC | 0 | 0 | 0 | 0 | 0 | 0
DemandResponse | 0 | 0 | 0 | 0 | 0 | 0
IGCC-CCS | 0 | 0 | 0 | 0 | 0 | 0
WT_off | 0 | 0 | 0 | 0 | 0 | 0
PseudoUnit | 0 | 0 | 0 | 0 | 0 | 0
FixedInterchange | 0 | 0 | 0 | 0 | 0 | 0
retrofit VOM Costs by Reporting Type: EI_Canada
ReportingType | 2015 | 2020 | 2025 | 2030 | 2035 | 2040
BM | 0 | 0 | 0 | 0 | 0 | 0
CC | 0 | 0 | 0 | 0 | 0 | 0
CSP | 0 | 0 | 0 | 0 | 0 | 0
CT | 0 | 0 | 0 | 0 | 0 | 0
Coal | 0 | 0 | 0 | 0 | 0 | 0
Geo | 0 | 0 | 0 | 0 | 0 | 0
H | 0 | 0 | 0 | 0 | 0 | 0
LFG | 0 | 0 | 0 | 0 | 0 | 0
Nuc | 0 | 0 | 0 | 0 | 0 | 0
PS | 0 | 0 | 0 | 0 | 0 | 0
PV | 0 | 0 | 0 | 0 | 0 | 0
PeakG | 0 | 0 | 0 | 0 | 0 | 0
PeakO | 0 | 0 | 0 | 0 | 0 | 0
ST | 0 | 0 | 0 | 0 | 0 | 0
STOG | 0 | 0 | 0 | 0 | 0 | 0
STWD | 0 | 0 | 0 | 0 | 0 | 0
WT | 0 | 0 | 0 | 0 | 0 | 0
IGCC | 0 | 0 | 0 | 0 | 0 | 0
DemandResponse | 0 | 0 | 0 | 0 | 0 | 0
IGCC-CCS | 0 | 0 | 0 | 0 | 0 | 0
WT_off | 0 | 0 | 0 | 0 | 0 | 0
PseudoUnit | 0 | 0 | 0 | 0 | 0 | 0
FixedInterchange | 0 | 0 | 0 | 0 | 0 | 0
retrofit VOM Costs by Reporting Type: EI
ReportingType | 2015 | 2020 | 2025 | 2030 | 2035 | 2040
BM | 0 | 0 | 0 | 0 | 0 | 0
CC | 0 | 0 | 0 | 0 | 0 | 0
CSP | 0 | 0 | 0 | 0 | 0 | 0
CT | 0 | 0 | 0 | 0 | 0 | 0
Coal | 1512.16 | 540.51 | 59.96 | 62.55 | 65.6 | 65.6
Geo | 0 | 0 | 0 | 0 | 0 | 0
H | 0 | 0 | 0 | 0 | 0 | 0
LFG | 0 | 0 | 0 | 0 | 0 | 0
Nuc | 0 | 0 | 0 | 0 | 0 | 0
PS | 0 | 0 | 0 | 0 | 0 | 0
PV | 0 | 0 | 0 | 0 | 0 | 0
PeakG | 0 | 0 | 0 | 0 | 0 | 0
PeakO | 0 | 0 | 0 | 0 | 0 | 0
ST | 0 | 0 | 0 | 0 | 0 | 0
STOG | 0 | 0 | 0 | 0 | 0 | 0
STWD | 0 | 0 | 0 | 0 | 0 | 0
WT | 0 | 0 | 0 | 0 | 0 | 0
IGCC | 0 | 0 | 0 | 0 | 0 | 0
DemandResponse | 0 | 0 | 0 | 0 | 0 | 0
IGCC-CCS | 0 | 0 | 0 | 0 | 0 | 0
WT_off | 0 | 0 | 0 | 0 | 0 | 0
PseudoUnit | 0 | 0 | 0 | 0 | 0 | 0
FixedInterchange | 0 | 0 | 0 | 0 | 0 | 0
retrofit VOM Costs by Reporting Type: Outside_EI
ReportingType | 2015 | 2020 | 2025 | 2030 | 2035 | 2040
BM | 0 | 0 | 0 | 0 | 0 | 0
CC | 0 | 0 | 0 | 0 | 0 | 0
CSP | 0 | 0 | 0 | 0 | 0 | 0
CT | 0 | 0 | 0 | 0 | 0 | 0
Coal | 714.33 | 628.53 | 93.66 | 35.91 | 35.91 | 35.91
Geo | 0 | 0 | 0 | 0 | 0 | 0
H | 0 | 0 | 0 | 0 | 0 | 0
LFG | 0 | 0 | 0 | 0 | 0 | 0
Nuc | 0 | 0 | 0 | 0 | 0 | 0
PS | 0 | 0 | 0 | 0 | 0 | 0
PV | 0 | 0 | 0 | 0 | 0 | 0
PeakG | 0 | 0 | 0 | 0 | 0 | 0
PeakO | 0 | 0 | 0 | 0 | 0 | 0
ST | 0 | 0 | 0 | 0 | 0 | 0
STOG | 0 | 0 | 0 | 0 | 0 | 0
STWD | 0 | 0 | 0 | 0 | 0 | 0
WT | 0 | 0 | 0 | 0 | 0 | 0
IGCC | 0 | 0 | 0 | 0 | 0 | 0
DemandResponse | 0 | 0 | 0 | 0 | 0 | 0
IGCC-CCS | 0 | 0 | 0 | 0 | 0 | 0
WT_off | 0 | 0 | 0 | 0 | 0 | 0
PseudoUnit | 0 | 0 | 0 | 0 | 0 | 0
FixedInterchange | 0 | 0 | 0 | 0 | 0 | 0
#10 | Base FOM Costs ($million)
Base FOM Costs by Reporting Type: Entergy
ReportingType | 2015 | 2020 | 2025 | 2030 | 2035 | 2040
BM | 0 | 0 | 0 | 0 | 0 | 0
CC | 466.46 | 642.51 | 531.67 | 559.68 | 608.88 | 500.87
CSP | 0 | 0 | 0 | 0 | 0 | 0
CT | 0 | 0 | 0 | 0 | 0 | 0
Coal | 475.4 | 21.37 | 21.37 | 21.37 | 21.37 | 21.37
Geo | 0 | 0 | 0 | 0 | 0 | 0
H | 10.6 | 10.6 | 10.6 | 10.6 | 10.6 | 10.6
LFG | 0.97 | 0.97 | 13.89 | 13.89 | 13.89 | 13.89
Nuc | 789.41 | 804.93 | 789.41 | 789.41 | 666.82 | 1580.91
PS | 1.4 | 1.4 | 1.4 | 1.4 | 1.4 | 1.4
PV | 0 | 1.03 | 1.52 | 1.52 | 1.52 | 1.55
PeakG | 47.54 | 69.98 | 45.47 | 9.87 | 0 | 0
PeakO | 4.42 | 5.87 | 0 | 0 | 0 | 0
ST | 0 | 0 | 0 | 0 | 0 | 0
STOG | 56.27 | 66.59 | 0 | 0 | 0 | 0
STWD | 6.6 | 8.26 | 6.73 | 6.73 | 6.73 | 6.73
WT | 3.66 | 3.66 | 3.66 | 3.66 | 3.66 | 3.66
IGCC | 0 | 0 | 0 | 0 | 0 | 0
DemandResponse | 0 | 0 | 0 | 0 | 0 | 0
IGCC-CCS | 0 | 0 | 0 | 0 | 0 | 0
WT_off | 0 | 0 | 0 | 0 | 0 | 0
PseudoUnit | 0 | 0 | 0 | 0 | 0 | 0
FixedInterchange | 0 | 0 | 0 | 0 | 0 | 0
Base FOM Costs by Reporting Type: FRCC
ReportingType | 2015 | 2020 | 2025 | 2030 | 2035 | 2040
BM | 0 | 0 | 0 | 0 | 0 | 0
CC | 836.26 | 1020.71 | 858.99 | 566.76 | 632.25 | 650.72
CSP | 0 | 0 | 0 | 0 | 0 | 0
CT | 16.6 | 16.6 | 16.6 | 16.6 | 0 | 0
Coal | 139.37 | 37.18 | 0 | 0 | 0 | 0
Geo | 0 | 0 | 0 | 0 | 0 | 0
H | 0.78 | 0.78 | 0.78 | 0.78 | 0.78 | 0.78
LFG | 58.63 | 58.63 | 82.46 | 82.46 | 82.46 | 82.46
Nuc | 601.49 | 635.55 | 806.51 | 1969.41 | 2462.94 | 2382.89
PS | 0 | 0 | 0 | 0 | 0 | 0
PV | 0.75 | 0.75 | 0.75 | 0.75 | 0.75 | 0.75
PeakG | 149.81 | 217.71 | 155.12 | 167.35 | 167.35 | 167.35
PeakO | 64.61 | 83.43 | 68.43 | 0 | 0 | 0
ST | 0 | 0 | 0 | 0 | 0 | 0
STOG | 0 | 0 | 0 | 0 | 0 | 0
STWD | 6.25 | 7.82 | 6.37 | 6.37 | 6.37 | 6.37
WT | 0 | 0 | 0 | 0 | 0 | 0
IGCC | 0 | 0 | 0 | 0 | 0 | 0
DemandResponse | 0 | 0 | 0 | 0 | 0 | 0
IGCC-CCS | 0 | 0 | 0 | 0 | 0 | 0
WT_off | 0 | 0 | 0 | 0 | 0 | 0
PseudoUnit | 0 | 0 | 0 | 0 | 0 | 0
FixedInterchange | 0 | 0 | 0 | 0 | 0 | 0
Base FOM Costs by Reporting Type: MAPP_US
ReportingType | 2015 | 2020 | 2025 | 2030 | 2035 | 2040
BM | 0 | 0 | 0 | 0 | 0 | 0
CC | 8.58 | 10.9 | 8.79 | 8.81 | 9.52 | 10.72
CSP | 0 | 0 | 0 | 0 | 0 | 0
CT | 2.06 | 2.06 | 2.06 | 2.73 | 2.97 | 2.97
Coal | 111.78 | 69.27 | 0 | 0 | 0 | 0
Geo | 3.95 | 3.95 | 3.95 | 3.95 | 3.95 | 3.95
H | 31.14 | 31.14 | 31.14 | 31.14 | 31.14 | 31.14
LFG | 0.24 | 0.24 | 0.24 | 8.86 | 8.86 | 8.86
Nuc | 0.01 | 0.01 | 0.01 | 0.01 | 0.01 | 0.01
PS | 0 | 0 | 0 | 0 | 0 | 0
PV | 0 | 0 | 0 | 0 | 0 | 0
PeakG | 12.29 | 19.13 | 14.16 | 16.07 | 17.04 | 17.04
PeakO | 9.49 | 12.94 | 10.37 | 10.37 | 10.37 | 10.37
ST | 0 | 0 | 0 | 0 | 0 | 0
STOG | 0 | 0 | 0 | 0 | 0 | 0
STWD | 0 | 0 | 0 | 0 | 0 | 0
WT | 55.22 | 227.32 | 383.13 | 383.13 | 383.13 | 388.94
IGCC | 0 | 0 | 0 | 0 | 0 | 0
DemandResponse | 0 | 0 | 0 | 0 | 0 | 0
IGCC-CCS | 0 | 0 | 0 | 0 | 0 | 0
WT_off | 0 | 0 | 0 | 0 | 0 | 0
PseudoUnit | 0 | 0 | 0 | 0 | 0 | 0
FixedInterchange | 0 | 0 | 0 | 0 | 0 | 0
Base FOM Costs by Reporting Type: MISO_IN
ReportingType | 2015 | 2020 | 2025 | 2030 | 2035 | 2040
BM | 0 | 0 | 0 | 0 | 0 | 0
CC | 75.41 | 386.38 | 401.34 | 406.53 | 412.49 | 412.49
CSP | 0 | 0 | 0 | 0 | 0 | 0
CT | 0 | 0 | 0 | 0 | 0 | 0
Coal | 567.64 | 0 | 0 | 0 | 0 | 0
Geo | 0 | 0 | 0 | 0 | 0 | 0
H | 1.07 | 1.07 | 1.07 | 1.07 | 1.07 | 1.07
LFG | 4.46 | 4.46 | 14.11 | 14.11 | 14.11 | 14.11
Nuc | 0.01 | 0.01 | 0.01 | 0.01 | 0.01 | 0.01
PS | 0 | 0 | 0 | 0 | 0 | 0
PV | 0 | 3.77 | 5.63 | 5.69 | 5.69 | 5.69
PeakG | 52.35 | 76.94 | 54.27 | 73.39 | 73.39 | 73.39
PeakO | 10.59 | 13.5 | 10.82 | 10.82 | 10.82 | 10.82
ST | 0 | 0 | 0 | 0 | 0 | 0
STOG | 12.26 | 14.51 | 12.44 | 12.44 | 12.44 | 12.44
STWD | 0 | 0 | 0 | 0 | 0 | 0
WT | 18.31 | 18.31 | 18.31 | 18.31 | 18.31 | 18.31
IGCC | 30.22 | 30.22 | 30.22 | 30.22 | 30.22 | 30.22
DemandResponse | 0 | 0 | 0 | 0 | 0 | 0
IGCC-CCS | 0 | 0 | 0 | 0 | 0 | 0
WT_off | 0 | 0 | 0 | 0 | 0 | 0
PseudoUnit | 0 | 0 | 0 | 0 | 0 | 0
FixedInterchange | 0 | 0 | 0 | 0 | 0 | 0
Base FOM Costs by Reporting Type: MISO_MI
ReportingType | 2015 | 2020 | 2025 | 2030 | 2035 | 2040
BM | 0 | 0 | 0 | 0 | 0 | 0
CC | 154.49 | 213.46 | 184.32 | 190.72 | 202.93 | 202.93
CSP | 0 | 0 | 0 | 0 | 0 | 0
CT | 0 | 0 | 0 | 0 | 0 | 0
Coal | 311.31 | 0 | 0 | 0 | 0 | 0
Geo | 0 | 0 | 0 | 0 | 0 | 0
H | 2.01 | 2.01 | 2.01 | 2.01 | 2.01 | 2.01
LFG | 19.67 | 21.43 | 38.95 | 38.95 | 38.95 | 38.95
Nuc | 275.03 | 275.03 | 275.03 | 275.03 | 161.75 | 475.8
PS | 44.44 | 44.44 | 44.44 | 44.44 | 44.44 | 44.44
PV | 0 | 0 | 0 | 0 | 0 | 0
PeakG | 61.2 | 89.88 | 71.67 | 85.63 | 85.63 | 85.63
PeakO | 15.67 | 19.97 | 16.01 | 16.01 | 16.01 | 16.01
ST | 0 | 0 | 0 | 0 | 0 | 0
STOG | 125.33 | 148.3 | 127.13 | 127.13 | 127.13 | 127.13
STWD | 5.22 | 6.54 | 5.33 | 5.33 | 5.33 | 5.33
WT | 61.65 | 67.83 | 67.83 | 67.83 | 67.83 | 67.83
IGCC | 0 | 0 | 0 | 0 | 0 | 0
DemandResponse | 0 | 0 | 0 | 0 | 0 | 0
IGCC-CCS | 0 | 0 | 0 | 0 | 0 | 0
WT_off | 0 | 0 | 0 | 0 | 0 | 0
PseudoUnit | 0 | 0 | 0 | 0 | 0 | 0
FixedInterchange | 0 | 0 | 0 | 0 | 0 | 0
Base FOM Costs by Reporting Type: MISO_MO-IL
ReportingType | 2015 | 2020 | 2025 | 2030 | 2035 | 2040
BM | 0 | 0 | 0 | 0 | 0 | 0
CC | 31.4 | 87.81 | 79.96 | 83.11 | 87.14 | 87.14
CSP | 0 | 0 | 0 | 0 | 0 | 0
CT | 0 | 0 | 0 | 0 | 0 | 0
Coal | 700.67 | 94.22 | 63 | 63.42 | 63.42 | 65.69
Geo | 0 | 0 | 0 | 0 | 0 | 0
H | 5.01 | 5.01 | 9 | 9 | 9 | 9
LFG | 2.17 | 2.17 | 20.56 | 29.04 | 29.04 | 29.04
Nuc | 308.98 | 325.11 | 325.11 | 325.11 | 325.11 | 325.11
PS | 10.45 | 10.45 | 10.45 | 10.45 | 10.45 | 10.45
PV | 0 | 0 | 0 | 0 | 0 | 0
PeakG | 77.83 | 114.84 | 80.73 | 103.92 | 110.46 | 110.46
PeakO | 21.48 | 28.65 | 22.96 | 22.96 | 22.96 | 22.96
ST | 0 | 0 | 0 | 0 | 0 | 0
STOG | 26.02 | 30.78 | 26.39 | 26.39 | 26.39 | 26.39
STWD | 0 | 0 | 0 | 0 | 0 | 0
WT | 21.36 | 21.36 | 167.41 | 167.41 | 167.41 | 178.56
IGCC | 0 | 0 | 0 | 0 | 0 | 0
DemandResponse | 0 | 0 | 0 | 0 | 0 | 0
IGCC-CCS | 0 | 0 | 0 | 0 | 0 | 0
WT_off | 0 | 0 | 0 | 0 | 0 | 0
PseudoUnit | 0 | 0 | 0 | 0 | 0 | 0
FixedInterchange | 0 | 0 | 0 | 0 | 0 | 0
Base FOM Costs by Reporting Type: MISO_W
ReportingType | 2015 | 2020 | 2025 | 2030 | 2035 | 2040
BM | 0 | 0 | 0 | 0 | 0 | 0
CC | 90.43 | 115.29 | 93.18 | 93.18 | 109.98 | 112.71
CSP | 0 | 0 | 0 | 0 | 0 | 0
CT | 0 | 0 | 0 | 0 | 0 | 0
Coal | 639.01 | 251.32 | 65.27 | 50.21 | 42.57 | 48.3
Geo | 0 | 0 | 0 | 0 | 0 | 0
H | 7.08 | 7.08 | 7.08 | 7.08 | 7.08 | 7.08
LFG | 24.73 | 24.73 | 24.73 | 33.36 | 33.36 | 33.36
Nuc | 343.79 | 343.79 | 343.79 | 602.57 | 0.04 | 0.04
PS | 0 | 0 | 0 | 0 | 0 | 0
PV | 0 | 0 | 0 | 0 | 0 | 0
PeakG | 87.12 | 123.54 | 89.97 | 105.17 | 108.71 | 108.71
PeakO | 56.38 | 79.08 | 64.57 | 64.57 | 64.57 | 64.57
ST | 0 | 0 | 0 | 0 | 0 | 0
STOG | 7.56 | 8.94 | 7.67 | 7.67 | 7.67 | 7.67
STWD | 10.03 | 12.55 | 10.23 | 10.23 | 10.23 | 10.23
WT | 268.82 | 268.82 | 1301.1 | 1301.1 | 1301.1 | 1349.78
IGCC | 0 | 0 | 0 | 0 | 0 | 0
DemandResponse | 0 | 0 | 0 | 0 | 0 | 0
IGCC-CCS | 0 | 0 | 0 | 0 | 0 | 0
WT_off | 0 | 0 | 0 | 0 | 0 | 0
PseudoUnit | 0 | 0 | 0 | 0 | 0 | 0
FixedInterchange | 0 | 0 | 0 | 0 | 0 | 0
Base FOM Costs by Reporting Type: MISO_WUMS
ReportingType | 2015 | 2020 | 2025 | 2030 | 2035 | 2040
BM | 0 | 0 | 0 | 0 | 0 | 0
CC | 172.87 | 231.44 | 211.22 | 217.31 | 232 | 235.81
CSP | 0 | 0 | 0 | 0 | 0 | 0
CT | 0 | 0 | 0 | 4.08 | 4.08 | 18.51
Coal | 201.75 | 46.08 | 46.28 | 47.21 | 48.3 | 53.3
Geo | 0 | 0 | 0 | 0 | 0 | 0
H | 4.79 | 4.8 | 4.8 | 4.8 | 4.8 | 4.8
LFG | 8.57 | 8.57 | 8.57 | 35.44 | 35.44 | 35.44
Nuc | 264.54 | 287.77 | 264.54 | 570.75 | 0.04 | 57.74
PS | 0 | 0 | 0 | 0 | 0 | 0
PV | 0 | 0 | 0 | 0 | 0 | 0
PeakG | 55.64 | 81.65 | 65.08 | 77.65 | 77.65 | 77.65
PeakO | 13.52 | 17.78 | 14.69 | 14.69 | 14.69 | 14.69
ST | 0 | 0 | 0 | 0 | 0 | 0
STOG | 13.21 | 15.63 | 13.39 | 13.39 | 13.39 | 13.39
STWD | 3.37 | 4.21 | 3.43 | 3.43 | 3.43 | 3.43
WT | 46.36 | 46.36 | 46.36 | 46.36 | 46.36 | 46.36
IGCC | 0 | 0 | 0 | 0 | 0 | 0
DemandResponse | 0 | 0 | 0 | 0 | 0 | 0
IGCC-CCS | 0 | 0 | 0 | 0 | 0 | 0
WT_off | 0 | 0 | 0 | 0 | 0 | 0
PseudoUnit | 0 | 0 | 0 | 0 | 0 | 0
FixedInterchange | 0 | 0 | 0 | 0 | 0 | 0
Base FOM Costs by Reporting Type: Nebraska
ReportingType | 2015 | 2020 | 2025 | 2030 | 2035 | 2040
BM | 0 | 0 | 0 | 0 | 0 | 0
CC | 13.88 | 27.94 | 25.29 | 25.29 | 27.18 | 27.72
CSP | 0 | 0 | 0 | 0 | 0 | 0
CT | 0 | 0 | 0 | 0 | 0 | 0
Coal | 257.61 | 38.62 | 38.62 | 40.06 | 40.06 | 47.82
Geo | 0 | 0 | 0 | 0 | 0 | 0
H | 2.38 | 2.38 | 2.38 | 2.38 | 2.38 | 2.38
LFG | 0.72 | 0.72 | 9.35 | 9.35 | 9.35 | 9.35
Nuc | 182.28 | 198.29 | 182.28 | 249.21 | 0.09 | 0.09
PS | 0 | 0 | 0 | 0 | 0 | 0
PV | 0 | 0 | 0 | 0 | 0 | 0
PeakG | 21.82 | 37.31 | 31.37 | 31.37 | 31.37 | 31.37
PeakO | 9.57 | 12.19 | 9.77 | 9.77 | 9.77 | 9.77
ST | 0 | 0 | 0 | 0 | 0 | 0
STOG | 0 | 0 | 0 | 0 | 0 | 0
STWD | 0 | 0 | 0 | 0 | 0 | 0
WT | 10.53 | 120.7 | 120.7 | 120.7 | 122.63 | 149.71
IGCC | 0 | 0 | 0 | 0 | 0 | 0
DemandResponse | 0 | 0 | 0 | 0 | 0 | 0
IGCC-CCS | 0 | 0 | 0 | 0 | 0 | 0
WT_off | 0 | 0 | 0 | 0 | 0 | 0
PseudoUnit | 0 | 0 | 0 | 0 | 0 | 0
FixedInterchange | 0 | 0 | 0 | 0 | 0 | 0
Base FOM Costs by Reporting Type: NEISO
ReportingType | 2015 | 2020 | 2025 | 2030 | 2035 | 2040
BM | 25.35 | 25.35 | 25.35 | 25.35 | 25.35 | 25.35
CC | 338.91 | 308.73 | 214.49 | 230.62 | 255.95 | 255.95
CSP | 0 | 0 | 0 | 0 | 0 | 0
CT | 2.24 | 2.24 | 2.24 | 2.17 | 0.05 | 0.05
Coal | 22.84 | 0 | 0 | 0 | 0 | 0
Geo | 0 | 0 | 0 | 0 | 0 | 0
H | 46.4 | 46.4 | 46.4 | 46.45 | 46.45 | 46.45
LFG | 70.11 | 70.11 | 70.11 | 78.5 | 78.5 | 78.5
Nuc | 676.28 | 735.67 | 676.28 | 676.28 | 488.61 | 932.14
PS | 39.74 | 39.74 | 39.74 | 39.74 | 39.74 | 39.74
PV | 0.03 | 4.84 | 4.84 | 4.84 | 4.84 | 4.67
PeakG | 19.94 | 29.61 | 20.7 | 22.52 | 28.85 | 28.85
PeakO | 0 | 0 | 0 | 0 | 0 | 0
ST | 0 | 0 | 0 | 0 | 0 | 0
STOG | 0 | 0 | 0 | 0 | 0 | 0
STWD | 19.55 | 24.46 | 19.93 | 19.93 | 19.93 | 19.93
WT | 13.44 | 85.1 | 129.17 | 155.17 | 155.17 | 155.17
IGCC | 0 | 0 | 0 | 0 | 0 | 0
DemandResponse | 0 | 0 | 0 | 0 | 0 | 0
IGCC-CCS | 0 | 0 | 0 | 0 | 0 | 0
WT_off | 24.96 | 24.96 | 24.96 | 24.96 | 10.69 | 10.69
PseudoUnit | 0 | 0 | 0 | 0 | 0 | 0
FixedInterchange | 0 | 0 | 0 | 0 | 0 | 0
Base FOM Costs by Reporting Type: NonRTO_Midwest
ReportingType | 2015 | 2020 | 2025 | 2030 | 2035 | 2040
BM | 0 | 0 | 0 | 0 | 0 | 0
CC | 25.34 | 90.6 | 90.6 | 90.6 | 90.6 | 90.6
CSP | 0 | 0 | 0 | 0 | 0 | 0
CT | 0 | 0 | 0 | 0 | 0 | 0
Coal | 561.87 | 179.4 | 129.6 | 42.75 | 34.77 | 27.8
Geo | 0 | 0 | 0 | 0 | 0 | 0
H | 2.04 | 2.04 | 12.66 | 12.66 | 12.66 | 12.66
LFG | 1.69 | 1.69 | 20.97 | 20.97 | 20.97 | 20.97
Nuc | 0.01 | 0.01 | 0.01 | 28.18 | 70.2 | 140.99
PS | 0 | 0 | 0 | 0 | 0 | 0
PV | 0 | 0 | 0 | 0 | 0 | 0
PeakG | 56.39 | 83.4 | 58.5 | 71.11 | 80.61 | 80.61
PeakO | 0.35 | 0.45 | 0.36 | 0.36 | 0.36 | 0
ST | 0 | 0 | 0 | 0 | 0 | 0
STOG | 0 | 0 | 0 | 0 | 0 | 0
STWD | 0 | 0 | 0 | 0 | 0 | 0
WT | 2.26 | 2.26 | 2.26 | 2.26 | 2.26 | 2.26
IGCC | 0 | 0 | 0 | 0 | 0 | 0
DemandResponse | 0 | 0 | 0 | 0 | 0 | 0
IGCC-CCS | 0 | 0 | 0 | 0 | 0 | 0
WT_off | 0 | 0 | 0 | 0 | 0 | 0
PseudoUnit | 0 | 0 | 0 | 0 | 0 | 0
FixedInterchange | 0 | 0 | 0 | 0 | 0 | 0
Base FOM Costs by Reporting Type: NYISO_A-F
ReportingType | 2015 | 2020 | 2025 | 2030 | 2035 | 2040
BM | 0 | 0 | 0 | 0 | 0 | 0
CC | 112.22 | 143.17 | 65.95 | 77.36 | 77.36 | 77.36
CSP | 0 | 0 | 0 | 0 | 0 | 0
CT | 0 | 0 | 0 | 0 | 0 | 0
Coal | 0 | 0 | 0 | 0 | 0 | 0
Geo | 0 | 0 | 0 | 0 | 0 | 0
H | 62.6 | 62.6 | 62.6 | 62.6 | 62.6 | 62.6
LFG | 20.8 | 20.8 | 20.8 | 28.97 | 28.97 | 28.97
Nuc | 489.92 | 509.2 | 489.92 | 399.48 | 552.03 | 578.17
PS | 33.52 | 33.52 | 33.52 | 33.52 | 33.52 | 33.52
PV | 0 | 0 | 0 | 0 | 0 | 0
PeakG | 3.78 | 5.56 | 5.31 | 5.31 | 5.31 | 5.31
PeakO | 1.14 | 1.46 | 1.17 | 1.17 | 1.17 | 1.17
ST | 0 | 0 | 0 | 0 | 0 | 0
STOG | 0 | 0 | 0 | 0 | 0 | 0
STWD | 2.76 | 3.45 | 2.81 | 2.81 | 2.81 | 2.81
WT | 113.42 | 133.35 | 133.35 | 236.93 | 236.93 | 236.93
IGCC | 0 | 0 | 0 | 0 | 0 | 0
DemandResponse | 0 | 0 | 0 | 0 | 0 | 0
IGCC-CCS | 0 | 0 | 0 | 0 | 0 | 0
WT_off | 0 | 0 | 0 | 0 | 0 | 0
PseudoUnit | 0 | 0 | 0 | 0 | 0 | 0
FixedInterchange | 0 | 0 | 0 | 0 | 0 | 0
Base FOM Costs by Reporting Type: NYISO_G-I
ReportingType | 2015 | 2020 | 2025 | 2030 | 2035 | 2040
BM | 0 | 0 | 0 | 0 | 0 | 0
CC | 34.33 | 49.8 | 41.23 | 42.11 | 57.76 | 84.18
CSP | 0 | 0 | 0 | 0 | 0 | 0
CT | 0 | 0 | 0 | 0 | 0 | 0
Coal | 0 | 0 | 0 | 0 | 0 | 0
Geo | 0 | 0 | 0 | 0 | 0 | 0
H | 0.46 | 0.46 | 0.46 | 0.46 | 0.46 | 0.46
LFG | 7.72 | 7.72 | 7.72 | 16.67 | 16.67 | 16.67
Nuc | 297.74 | 323.88 | 297.74 | 297.74 | 452.18 | 0.18
PS | 0 | 0 | 0 | 0 | 0 | 0
PV | 0 | 0 | 0 | 0 | 0 | 0
PeakG | 1.51 | 2.04 | 1.56 | 1.56 | 1.56 | 1.56
PeakO | 2.55 | 3.25 | 2.61 | 2.61 | 2.61 | 2.61
ST | 0 | 0 | 0 | 0 | 0 | 0
STOG | 0 | 0 | 0 | 0 | 0 | 0
STWD | 0 | 0 | 0 | 0 | 0 | 0
WT | 0 | 1.68 | 1.68 | 10.11 | 10.11 | 10.11
IGCC | 0 | 0 | 0 | 0 | 0 | 0
DemandResponse | 0 | 0 | 0 | 0 | 0 | 0
IGCC-CCS | 0 | 0 | 0 | 0 | 0 | 0
WT_off | 0 | 0 | 0 | 0 | 0 | 0
PseudoUnit | 0 | 0 | 0 | 0 | 0 | 0
FixedInterchange | 0 | 0 | 0 | 0 | 0 | 0
Base FOM Costs by Reporting Type: NYISO_J-K
ReportingType | 2015 | 2020 | 2025 | 2030 | 2035 | 2040
BM | 0 | 0 | 0 | 0 | 0 | 0
CC | 125.46 | 154.92 | 127.77 | 138.94 | 152.61 | 152.61
CSP | 0 | 0 | 0 | 0 | 0 | 0
CT | 0 | 0 | 0 | 0 | 0 | 0
Coal | 0 | 0 | 0 | 0 | 0 | 0
Geo | 0 | 0 | 0 | 0 | 0 | 0
H | 0 | 0 | 0 | 0 | 0 | 0
LFG | 14.96 | 14.96 | 14.96 | 23.9 | 23.9 | 23.9
Nuc | 0.01 | 0.01 | 0.01 | 0.01 | 0.01 | 0.01
PS | 0 | 0 | 0 | 0 | 0 | 0
PV | 0.53 | 0.53 | 0.53 | 0.53 | 0 | 0
PeakG | 54.7 | 77.08 | 56.45 | 62.35 | 66.78 | 66.78
PeakO | 61.69 | 79.16 | 63.78 | 65.02 | 65.02 | 65.02
ST | 0 | 0 | 0 | 0 | 0 | 0
STOG | 131.59 | 155.7 | 133.47 | 133.47 | 133.47 | 133.47
STWD | 0 | 0 | 0 | 0 | 0 | 0
WT | 0 | 0 | 0 | 0 | 0 | 0
IGCC | 0 | 0 | 0 | 0 | 0 | 0
DemandResponse | 0 | 0 | 0 | 0 | 0 | 0
IGCC-CCS | 0 | 0 | 0 | 0 | 0 | 0
WT_off | 0 | 0 | 0 | 0 | 0 | 0
PseudoUnit | 0 | 0 | 0 | 0 | 0 | 0
FixedInterchange | 0 | 0 | 0 | 0 | 0 | 0
Base FOM Costs by Reporting Type: PJM_E
ReportingType | 2015 | 2020 | 2025 | 2030 | 2035 | 2040
BM | 3.02 | 3.02 | 3.02 | 3.02 | 3.02 | 3.02
CC | 297.21 | 359.4 | 312.87 | 330.19 | 350.43 | 350.43
CSP | 0 | 0 | 0 | 0 | 0 | 0
CT | 0.18 | 0.18 | 0.18 | 0 | 0 | 0
Coal | 53.4 | 12.49 | 0.8 | 0.8 | 0.8 | 0.8
Geo | 0 | 0 | 0 | 0 | 0 | 0
H | 3.85 | 3.85 | 3.85 | 3.85 | 3.85 | 3.85
LFG | 56.83 | 72.83 | 72.83 | 72.83 | 72.83 | 72.83
Nuc | 1239 | 1184.31 | 1149.53 | 1149.53 | 825.73 | 1983.3
PS | 9.5 | 9.5 | 9.5 | 9.5 | 9.5 | 9.5
PV | 0.75 | 0.75 | 0.75 | 0.75 | 0.75 | 0.75
PeakG | 75.2 | 106.43 | 77.64 | 89.79 | 93.22 | 93.22
PeakO | 75.92 | 100.78 | 82.41 | 82.41 | 82.41 | 82.41
ST | 0 | 0 | 0 | 0 | 0 | 0
STOG | 115.25 | 136.37 | 0 | 0 | 0 | 0
STWD | 0 | 0 | 0 | 0 | 0 | 0
WT | 32.63 | 32.63 | 32.63 | 32.63 | 32.63 | 32.63
IGCC | 0 | 0 | 0 | 0 | 0 | 0
DemandResponse | 0 | 0 | 0 | 0 | 0 | 0
IGCC-CCS | 0 | 0 | 0 | 0 | 0 | 0
WT_off | 0 | 0 | 58.67 | 58.67 | 58.67 | 58.67
PseudoUnit | 0 | 0 | 0 | 0 | 0 | 0
FixedInterchange | 0 | 0 | 0 | 0 | 0 | 0
Base FOM Costs by Reporting Type: PJM_ROM
ReportingType | 2015 | 2020 | 2025 | 2030 | 2035 | 2040
BM | 1.81 | 1.81 | 1.81 | 1.81 | 1.81 | 1.81
CC | 142.43 | 174.53 | 145.82 | 151.1 | 274.93 | 404.33
CSP | 0 | 0 | 0 | 0 | 0 | 0
CT | 0.11 | 0.11 | 0.11 | 0.11 | 0.11 | 0.11
Coal | 116.63 | 28.36 | 0.96 | 0.96 | 0.96 | 0.96
Geo | 0 | 0 | 0 | 0 | 0 | 0
H | 19.83 | 19.83 | 29.48 | 29.48 | 29.48 | 29.48
LFG | 43.05 | 74.95 | 74.95 | 74.95 | 74.95 | 74.95
Nuc | 733.21 | 756.8 | 733.21 | 733.21 | 657.66 | 1060.55
PS | 35.92 | 35.92 | 35.92 | 35.92 | 35.92 | 35.92
PV | 0.06 | 22.69 | 35.36 | 38.2 | 38.41 | 39.43
PeakG | 30.83 | 44.67 | 41.32 | 41.32 | 41.32 | 41.32
PeakO | 45.95 | 58.57 | 46.94 | 46.94 | 46.94 | 46.94
ST | 0 | 0 | 0 | 0 | 0 | 0
STOG | 155.08 | 183.5 | 41.45 | 13.03 | 13.03 | 13.03
STWD | 2.24 | 2.81 | 2.29 | 2.29 | 2.29 | 2.29
WT | 38.48 | 59.54 | 59.54 | 59.54 | 59.54 | 59.54
IGCC | 0 | 0 | 0 | 0 | 0 | 0
DemandResponse | 0 | 0 | 0 | 0 | 0 | 0
IGCC-CCS | 0 | 0 | 0 | 0 | 0 | 0
WT_off | 0 | 0 | 0 | 0 | 0 | 0
PseudoUnit | 0 | 0 | 0 | 0 | 0 | 0
FixedInterchange | 0 | 0 | 0 | 0 | 0 | 0
Base FOM Costs by Reporting Type: PJM_ROR
ReportingType | 2015 | 2020 | 2025 | 2030 | 2035 | 2040
BM | 38.69 | 38.69 | 38.69 | 38.69 | 38.69 | 19.4
CC | 600.04 | 888.76 | 816.07 | 842.23 | 878.82 | 878.82
CSP | 0 | 0 | 0 | 0 | 0 | 0
CT | 0.19 | 0.19 | 0.19 | 0.19 | 0.19 | 0.19
Coal | 1802.78 | 467.18 | 64.22 | 64.22 | 64.22 | 64.22
Geo | 0 | 0 | 0 | 0 | 0 | 0
H | 26.17 | 33.33 | 33.33 | 33.33 | 33.33 | 33.33
LFG | 65.06 | 91.88 | 126.87 | 126.87 | 126.87 | 126.87
Nuc | 2917.4 | 3014.07 | 2917.4 | 2791.17 | 2168.76 | 4415.45
PS | 73.14 | 73.14 | 73.14 | 73.14 | 73.14 | 73.14
PV | 0.35 | 0.35 | 0.35 | 0.35 | 0.35 | 0.35
PeakG | 325.76 | 481.29 | 337.93 | 436.45 | 464.24 | 464.24
PeakO | 48.69 | 65.15 | 52.22 | 52.22 | 52.22 | 52.22
ST | 0 | 0 | 0 | 0 | 0 | 0
STOG | 93.25 | 110.34 | 15.21 | 0 | 0 | 0
STWD | 6.22 | 7.78 | 6.34 | 6.34 | 6.34 | 6.34
WT | 322.6 | 327.98 | 516.09 | 1291.27 | 1291.27 | 1291.27
IGCC | 0 | 0 | 0 | 0 | 0 | 0
DemandResponse | 0 | 0 | 0 | 0 | 0 | 0
IGCC-CCS | 0 | 0 | 0 | 0 | 0 | 0
WT_off | 0 | 0 | 0 | 0 | 0 | 0
PseudoUnit | 0 | 0 | 0 | 0 | 0 | 0
FixedInterchange | 0 | 0 | 0 | 0 | 0 | 0
Base FOM Costs by Reporting Type: SOCO
ReportingType | 2015 | 2020 | 2025 | 2030 | 2035 | 2040
BM | 5.53 | 5.53 | 5.53 | 5.53 | 5.53 | 5.53
CC | 558.07 | 775.64 | 667.06 | 687.49 | 692.85 | 575.88
CSP | 0 | 0 | 0 | 0 | 0 | 0
CT | 0 | 0 | 0 | 0 | 0 | 0
Coal | 443.43 | 43.85 | 0 | 0 | 0 | 0
Geo | 0 | 0 | 0 | 0 | 0 | 0
H | 59.74 | 59.74 | 59.74 | 59.74 | 59.74 | 59.74
LFG | 4.46 | 4.46 | 17.39 | 17.39 | 17.39 | 17.39
Nuc | 850.41 | 1045.67 | 1045.67 | 1550.03 | 1725.24 | 2279.72
PS | 39.76 | 39.76 | 39.76 | 39.76 | 39.76 | 39.76
PV | 0 | 0 | 0 | 0 | 0 | 0
PeakG | 178.03 | 264.31 | 158.58 | 82.41 | 65.72 | 65.72
PeakO | 0 | 0 | 0 | 0 | 0 | 0
ST | 0 | 0 | 0 | 0 | 0 | 0
STOG | 0 | 0 | 0 | 0 | 0 | 0
STWD | 21.41 | 26.79 | 21.83 | 21.83 | 21.83 | 21.83
WT | 0 | 0 | 0 | 0 | 0 | 0
IGCC | 0 | 0 | 0 | 0 | 0 | 0
DemandResponse | 0 | 0 | 0 | 0 | 0 | 0
IGCC-CCS | 0 | 0 | 0 | 0 | 0 | 0
WT_off | 0 | 0 | 0 | 0 | 0 | 0
PseudoUnit | 0 | 0 | 0 | 0 | 0 | 0
FixedInterchange | 0 | 0 | 0 | 0 | 0 | 0
Base FOM Costs by Reporting Type: SPP_N
ReportingType | 2015 | 2020 | 2025 | 2030 | 2035 | 2040
BM | 0 | 0 | 0 | 0 | 0 | 0
CC | 61.19 | 129.91 | 119.62 | 124.15 | 129.03 | 129.03
CSP | 0 | 0 | 0 | 0 | 0 | 0
CT | 0 | 0 | 0 | 0 | 0 | 0
Coal | 520.3 | 236.93 | 34.34 | 34.34 | 13.8 | 13.8
Geo | 0 | 0 | 0 | 0 | 0 | 0
H | 0.3 | 0.3 | 0.3 | 0.3 | 0.3 | 0.3
LFG | 0.84 | 0.84 | 12.28 | 12.28 | 12.28 | 12.28
Nuc | 160.51 | 168.89 | 168.89 | 303.99 | 595.15 | 605.63
PS | 0 | 0 | 0 | 0 | 0 | 0
PV | 0 | 0 | 0 | 0 | 0 | 0
PeakG | 74.97 | 117.69 | 105.7 | 105.7 | 105.7 | 105.7
PeakO | 34.89 | 44.84 | 35.94 | 35.94 | 35.94 | 35.94
ST | 0 | 0 | 0 | 0 | 0 | 0
STOG | 61.52 | 72.79 | 62.4 | 62.4 | 62.4 | 62.4
STWD | 0 | 0 | 0 | 0 | 0 | 0
WT | 41.99 | 318.44 | 318.44 | 318.44 | 318.44 | 318.44
IGCC | 0 | 0 | 0 | 0 | 0 | 0
DemandResponse | 0 | 0 | 0 | 0 | 0 | 0
IGCC-CCS | 0 | 0 | 0 | 0 | 0 | 0
WT_off | 0 | 0 | 0 | 0 | 0 | 0
PseudoUnit | 0 | 0 | 0 | 0 | 0 | 0
FixedInterchange | 0 | 0 | 0 | 0 | 0 | 0
Base FOM Costs by Reporting Type: SPP_S
ReportingType | 2015 | 2020 | 2025 | 2030 | 2035 | 2040
BM | 0 | 0 | 0 | 0 | 0 | 0
CC | 327.42 | 520.07 | 441.49 | 470.02 | 506.08 | 509.72
CSP | 0 | 0 | 0 | 0 | 0 | 0
CT | 2.76 | 4.77 | 4.77 | 4.77 | 4.77 | 4.77
Coal | 687.16 | 152.4 | 29.32 | 29.32 | 29.32 | 29.32
Geo | 0 | 0 | 0 | 0 | 0 | 0
H | 30.03 | 30.03 | 30.03 | 30.03 | 30.03 | 30.03
LFG | 2.29 | 2.29 | 13.72 | 13.72 | 13.72 | 13.72
Nuc | 0.01 | 0.01 | 0.01 | 0.01 | 0.01 | 30.58
PS | 10.59 | 10.59 | 10.59 | 10.59 | 10.59 | 10.59
PV | 0 | 0 | 0 | 0 | 0 | 0
PeakG | 60.2 | 87.93 | 62.37 | 76.78 | 82.77 | 82.77
PeakO | 3.36 | 4.54 | 3.63 | 3.63 | 3.64 | 3.66
ST | 0 | 0 | 0 | 0 | 0 | 0
STOG | 276.65 | 327.36 | 280.62 | 280.62 | 280.62 | 280.62
STWD | 2.69 | 3.37 | 2.75 | 2.75 | 2.75 | 2.75
WT | 90.68 | 860.27 | 860.27 | 860.27 | 860.27 | 860.27
IGCC | 0 | 0 | 0 | 0 | 0 | 0
DemandResponse | 0 | 0 | 0 | 0 | 0 | 0
IGCC-CCS | 0 | 0 | 0 | 0 | 0 | 0
WT_off | 0 | 0 | 0 | 0 | 0 | 0
PseudoUnit | 0 | 0 | 0 | 0 | 0 | 0
FixedInterchange | 0 | 0 | 0 | 0 | 0 | 0
Base FOM Costs by Reporting Type: TVA
ReportingType | 2015 | 2020 | 2025 | 2030 | 2035 | 2040
BM | 0 | 0 | 0 | 0 | 0 | 0
CC | 184.46 | 304.51 | 271.38 | 277.24 | 297.09 | 277.6
CSP | 0 | 0 | 0 | 0 | 0 | 0
CT | 0 | 0 | 0 | 0 | 0 | 0
Coal | 429.12 | 199.34 | 50.7 | 0 | 0 | 0
Geo | 0 | 0 | 0 | 0 | 0 | 0
H | 72.8 | 72.8 | 72.8 | 73.19 | 73.19 | 73.19
LFG | 1.57 | 1.57 | 14.49 | 14.49 | 14.49 | 14.49
Nuc | 1153.81 | 1199.07 | 1153.81 | 1153.81 | 1244.48 | 1949.6
PS | 41.38 | 41.38 | 41.38 | 41.38 | 41.38 | 41.38
PV | 0 | 0 | 0 | 0 | 0 | 0
PeakG | 99.24 | 153.37 | 140.99 | 140.99 | 140.99 | 135.48
PeakO | 1.87 | 2.54 | 1.92 | 2.49 | 2.49 | 0
ST | 0 | 0 | 0 | 0 | 0 | 0
STOG | 0 | 0 | 0 | 0 | 0 | 0
STWD | 0.16 | 0.2 | 0.16 | 0.16 | 0.16 | 0.16
WT | 0.99 | 0.99 | 0.99 | 0.99 | 0.99 | 0.99
IGCC | 0 | 0 | 0 | 0 | 0 | 0
DemandResponse | 0 | 0 | 0 | 0 | 0 | 0
IGCC-CCS | 0 | 0 | 0 | 0 | 0 | 0
WT_off | 0 | 0 | 0 | 0 | 0 | 0
PseudoUnit | 0 | 0 | 0 | 0 | 0 | 0
FixedInterchange | 0 | 0 | 0 | 0 | 0 | 0
Base FOM Costs by Reporting Type: TVA_Transmission
ReportingType | 2015 | 2020 | 2025 | 2030 | 2035 | 2040
BM | 0 | 0 | 0 | 0 | 0 | 0
CC | 0 | 0 | 0 | 0 | 0 | 0
CSP | 0 | 0 | 0 | 0 | 0 | 0
CT | 0 | 0 | 0 | 0 | 0 | 0
Coal | 0 | 0 | 0 | 0 | 0 | 0
Geo | 0 | 0 | 0 | 0 | 0 | 0
H | 0 | 0 | 0 | 0 | 0 | 0
LFG | 0 | 0 | 0 | 0 | 0 | 0
Nuc | 0 | 0 | 0 | 0 | 0 | 0
PS | 0 | 0 | 0 | 0 | 0 | 0
PV | 0 | 0 | 0 | 0 | 0 | 0
PeakG | 0 | 0 | 0 | 0 | 0 | 0
PeakO | 0 | 0 | 0 | 0 | 0 | 0
ST | 0 | 0 | 0 | 0 | 0 | 0
STOG | 0 | 0 | 0 | 0 | 0 | 0
STWD | 0 | 0 | 0 | 0 | 0 | 0
WT | 0 | 0 | 0 | 0 | 0 | 0
IGCC | 0 | 0 | 0 | 0 | 0 | 0
DemandResponse | 0 | 0 | 0 | 0 | 0 | 0
IGCC-CCS | 0 | 0 | 0 | 0 | 0 | 0
WT_off | 0 | 0 | 0 | 0 | 0 | 0
PseudoUnit | 0 | 0 | 0 | 0 | 0 | 0
FixedInterchange | 0 | 0 | 0 | 0 | 0 | 0
Base FOM Costs by Reporting Type: VACAR
ReportingType | 2015 | 2020 | 2025 | 2030 | 2035 | 2040
BM | 0.09 | 17.2 | 71.33 | 72.61 | 72.61 | 77.39
CC | 345.82 | 375.24 | 349.07 | 353.25 | 364.89 | 298.66
CSP | 0 | 0 | 0 | 0 | 0 | 0
CT | 4.8 | 4.8 | 4.8 | 0 | 0 | 0
Coal | 465.55 | 340.17 | 262.48 | 24.48 | 24.48 | 24.48
Geo | 0 | 0 | 0 | 0 | 0 | 0
H | 30.23 | 30.23 | 30.23 | 30.23 | 30.23 | 30.23
LFG | 7.64 | 20.52 | 20.52 | 20.52 | 20.52 | 20.52
Nuc | 1664.13 | 1955.26 | 1870.92 | 2275.44 | 2106.69 | 4440.43
PS | 62.1 | 62.1 | 62.1 | 62.1 | 62.1 | 62.1
PV | 0.23 | 2.47 | 2.51 | 2.52 | 2.52 | 2.57
PeakG | 142.93 | 209.84 | 148.17 | 188.38 | 199.72 | 168.84
PeakO | 36.13 | 46.34 | 37.33 | 38.01 | 0 | 0
ST | 0 | 0 | 0 | 0 | 0 | 0
STOG | 4.04 | 4.78 | 4.1 | 0 | 0 | 0
STWD | 9.01 | 11.27 | 9.18 | 9.18 | 9.18 | 9.18
WT | 0.03 | 98.25 | 98.25 | 98.25 | 98.25 | 98.25
IGCC | 0 | 0 | 0 | 0 | 0 | 0
DemandResponse | 0 | 0 | 0 | 0 | 0 | 0
IGCC-CCS | 0 | 0 | 0 | 0 | 0 | 0
WT_off | 0.05 | 0.05 | 0.05 | 0.05 | 0.05 | 0.05
PseudoUnit | 0 | 0 | 0 | 0 | 0 | 0
FixedInterchange | 0 | 0 | 0 | 0 | 0 | 0
Base FOM Costs by Reporting Type: IESO
ReportingType | 2015 | 2020 | 2025 | 2030 | 2035 | 2040
BM | 32.8 | 32.8 | 32.8 | 32.8 | 32.8 | 32.8
CC | 18.17 | 18.17 | 18.17 | 18.17 | 18.17 | 18.17
CSP | 0 | 0 | 0 | 0 | 0 | 0
CT | 2.46 | 2.46 | 2.46 | 2.46 | 0 | 0
Coal | 0 | 0 | 0 | 0 | 0 | 0
Geo | 0 | 0 | 0 | 0 | 0 | 0
H | 123.83 | 123.83 | 123.83 | 124.79 | 127.39 | 127.39
LFG | 14.17 | 14.17 | 14.17 | 14.23 | 14.23 | 14.23
Nuc | 1895.33 | 1895.33 | 1895.33 | 1895.33 | 1745.37 | 2079.68
PS | 2.92 | 2.92 | 2.92 | 2.92 | 2.92 | 2.92
PV | 18.26 | 18.26 | 18.26 | 18.26 | 0.44 | 0.44
PeakG | 0 | 0 | 0 | 0 | 0 | 0
PeakO | 0 | 0 | 0 | 0 | 0 | 0
ST | 0 | 0 | 0 | 0 | 0 | 0
STOG | 0 | 0 | 0 | 0 | 0 | 0
STWD | 4.45 | 4.45 | 4.45 | 4.45 | 4.45 | 4.45
WT | 102.92 | 102.92 | 102.92 | 102.92 | 102.92 | 102.92
IGCC | 0 | 0 | 0 | 0 | 0 | 0
DemandResponse | 0 | 0 | 0 | 0 | 0 | 0
IGCC-CCS | 0 | 0 | 0 | 0 | 0 | 0
WT_off | 0 | 0 | 0 | 0 | 0 | 0
PseudoUnit | 0 | 0 | 0 | 0 | 0 | 0
FixedInterchange | 0 | 0 | 0 | 0 | 0 | 0
Base FOM Costs by Reporting Type: MAPP_CA
ReportingType | 2015 | 2020 | 2025 | 2030 | 2035 | 2040
BM | 0 | 0 | 0 | 0 | 0 | 0
CC | 25.75 | 25.75 | 4.05 | 4.05 | 4.05 | 0
CSP | 0 | 0 | 0 | 0 | 0 | 0
CT | 0 | 0 | 0 | 0 | 0 | 0
Coal | 44.25 | 7.31 | 0 | 0 | 0 | 0
Geo | 0 | 0 | 0 | 0 | 0 | 0
H | 92.24 | 102.13 | 123.42 | 158.45 | 158.45 | 158.45
LFG | 0 | 0 | 0 | 0 | 0 | 0
Nuc | 0.01 | 0.01 | 0.01 | 0.01 | 0.01 | 0.01
PS | 0 | 0 | 0 | 0 | 0 | 0
PV | 0 | 0 | 0 | 0 | 0 | 0
PeakG | 9.88 | 9.88 | 0 | 0 | 0 | 0
PeakO | 0.09 | 0.09 | 0 | 0 | 0 | 0
ST | 0 | 0 | 0 | 0 | 0 | 0
STOG | 5.54 | 5.54 | 0 | 0 | 0 | 0
STWD | 0 | 0 | 0 | 0 | 0 | 0
WT | 17.9 | 17.9 | 17.9 | 17.9 | 9.41 | 9.41
IGCC | 0 | 0 | 0 | 0 | 0 | 0
DemandResponse | 0 | 0 | 0 | 0 | 0 | 0
IGCC-CCS | 0 | 0 | 0 | 0 | 0 | 0
WT_off | 0 | 0 | 0 | 0 | 0 | 0
PseudoUnit | 0 | 0 | 0 | 0 | 0 | 0
FixedInterchange | 0 | 0 | 0 | 0 | 0 | 0
Base FOM Costs by Reporting Type: AZ_NM_SNV_Coal
ReportingType | 2015 | 2020 | 2025 | 2030 | 2035 | 2040
BM | 0 | 0 | 0 | 0 | 0 | 0
CC | 0 | 0 | 0 | 0 | 0 | 0
CSP | 0 | 0 | 0 | 0 | 0 | 0
CT | 0 | 0 | 0 | 0 | 0 | 0
Coal | 520.26 | 477.58 | 266.29 | 0 | 0 | 0
Geo | 0 | 0 | 0 | 0 | 0 | 0
H | 0 | 0 | 0 | 0 | 0 | 0
LFG | 0 | 0 | 0 | 0 | 0 | 0
Nuc | 0 | 0 | 0 | 0 | 0 | 0
PS | 0 | 0 | 0 | 0 | 0 | 0
PV | 0 | 0 | 0 | 0 | 0 | 0
PeakG | 0 | 0 | 0 | 0 | 0 | 0
PeakO | 5.77 | 7.38 | 6 | 6 | 6 | 6
ST | 0 | 0 | 0 | 0 | 0 | 0
STOG | 0 | 0 | 0 | 0 | 0 | 0
STWD | 0 | 0 | 0 | 0 | 0 | 0
WT | 0 | 0 | 0 | 0 | 0 | 0
IGCC | 0 | 0 | 0 | 0 | 0 | 0
DemandResponse | 0 | 0 | 0 | 0 | 0 | 0
IGCC-CCS | 0 | 0 | 0 | 0 | 0 | 0
WT_off | 0 | 0 | 0 | 0 | 0 | 0
PseudoUnit | 0 | 0 | 0 | 0 | 0 | 0
FixedInterchange | 0 | 0 | 0 | 0 | 0 | 0
Base FOM Costs by Reporting Type: AZ_NM_SNV_Gas
ReportingType | 2015 | 2020 | 2025 | 2030 | 2035 | 2040
BM | 0 | 0 | 0 | 0 | 0 | 0
CC | 442.18 | 584.46 | 476.24 | 502.91 | 526.45 | 488.45
CSP | 0 | 0 | 0 | 0 | 0 | 0
CT | 4.93 | 4.93 | 4.93 | 4.93 | 0 | 0
Coal | 0 | 0 | 0 | 0 | 0 | 0
Geo | 0 | 0 | 0 | 0 | 0 | 0
H | 0 | 0 | 0 | 0 | 0 | 0
LFG | 0 | 0 | 0 | 0 | 0 | 0
Nuc | 0 | 0 | 0 | 0 | 0 | 0
PS | 0 | 0 | 0 | 0 | 0 | 0
PV | 0 | 0 | 0 | 0 | 0 | 0
PeakG | 63.97 | 93.45 | 74.33 | 87.99 | 87.99 | 87.99
PeakO | 0 | 0 | 0 | 0 | 0 | 0
ST | 0 | 0 | 0 | 0 | 0 | 0
STOG | 0 | 0 | 0 | 0 | 0 | 0
STWD | 0 | 0 | 0 | 0 | 0 | 0
WT | 0 | 0 | 0 | 0 | 0 | 0
IGCC | 0 | 0 | 0 | 0 | 0 | 0
DemandResponse | 0 | 0 | 0 | 0 | 0 | 0
IGCC-CCS | 0 | 0 | 0 | 0 | 0 | 0
WT_off | 0 | 0 | 0 | 0 | 0 | 0
PseudoUnit | 0 | 0 | 0 | 0 | 0 | 0
FixedInterchange | 0 | 0 | 0 | 0 | 0 | 0
Base FOM Costs by Reporting Type: AZ_NM_SNV_NucRenew
ReportingType | 2015 | 2020 | 2025 | 2030 | 2035 | 2040
BM | 0 | 0 | 0 | 0 | 0 | 0
CC | 0 | 0 | 0 | 0 | 0 | 0
CSP | 0 | 0 | 0 | 0 | 0 | 0
CT | 0 | 0 | 0 | 0 | 0 | 0
Coal | 0 | 0 | 0 | 0 | 0 | 0
Geo | 0 | 0 | 122.18 | 122.18 | 122.18 | 122.18
H | 44.6 | 44.6 | 44.6 | 44.6 | 44.6 | 44.6
LFG | 0.84 | 8.14 | 8.14 | 8.14 | 8.14 | 8.14
Nuc | 484.16 | 564.17 | 564.17 | 878.65 | 1194.12 | 1271.91
PS | 5.13 | 5.13 | 5.13 | 5.13 | 5.13 | 5.13
PV | 2.38 | 2.38 | 2.38 | 2.38 | 2.38 | 2.38
PeakG | 0 | 0 | 0 | 0 | 0 | 0
PeakO | 0 | 0 | 0 | 0 | 0 | 0
ST | 17.92 | 46.44 | 61.02 | 61.64 | 61.64 | 61.64
STOG | 0 | 0 | 0 | 0 | 0 | 0
STWD | 0.83 | 1.04 | 0.85 | 0.85 | 0.85 | 0.85
WT | 17.57 | 348.54 | 349.24 | 353.02 | 372.16 | 372.16
IGCC | 0 | 0 | 0 | 0 | 0 | 0
DemandResponse | 0 | 0 | 0 | 0 | 0 | 0
IGCC-CCS | 0 | 0 | 0 | 0 | 0 | 0
WT_off | 0 | 0 | 0 | 0 | 0 | 0
PseudoUnit | 0 | 0 | 0 | 0 | 0 | 0
FixedInterchange | 0 | 0 | 0 | 0 | 0 | 0
Base FOM Costs by Reporting Type: ERCOT
ReportingType | 2015 | 2020 | 2025 | 2030 | 2035 | 2040
BM | 14.57 | 14.57 | 14.57 | 14.57 | 14.57 | 14.57
CC | 1143.25 | 1382.64 | 1192.94 | 1222.54 | 1355.65 | 1334.99
CSP | 0 | 0 | 0 | 0 | 0 | 0
CT | 1.67 | 1.67 | 1.67 | 1.67 | 0 | 0
Coal | 235.13 | 147.87 | 63.76 | 63.9 | 63.75 | 64.12
Geo | 0 | 0 | 0 | 0 | 0 | 0
H | 8.05 | 8.05 | 8.05 | 8.05 | 8.05 | 8.05
LFG | 9.05 | 9.05 | 51.64 | 51.64 | 51.64 | 51.64
Nuc | 574.09 | 734.71 | 741.22 | 741.22 | 1054.43 | 1362.93
PS | 0 | 0 | 0 | 0 | 0 | 0
PV | 0.25 | 0.25 | 0.25 | 0.25 | 0.01 | 0.01
PeakG | 80.63 | 119.03 | 114.62 | 114.62 | 114.62 | 114.62
PeakO | 1.29 | 1.86 | 1.53 | 1.53 | 1.53 | 1.53
ST | 0 | 0 | 0 | 0 | 0 | 0
STOG | 472.27 | 557.24 | 308.89 | 268.15 | 110.9 | 0
STWD | 0 | 0 | 0 | 0 | 0 | 0
WT | 315.42 | 315.42 | 861.56 | 861.56 | 861.56 | 868.68
IGCC | 0 | 0 | 0 | 0 | 0 | 0
DemandResponse | 0 | 0 | 0 | 0 | 0 | 0
IGCC-CCS | 0 | 0 | 0 | 0 | 0 | 0
WT_off | 0 | 0 | 0 | 0 | 0 | 0
PseudoUnit | 0 | 0 | 0 | 0 | 0 | 0
FixedInterchange | 0 | 0 | 0 | 0 | 0 | 0
Base FOM Costs by Reporting Type: NP15
ReportingType | 2015 | 2020 | 2025 | 2030 | 2035 | 2040
BM | 0 | 0 | 0 | 0 | 0 | 0
CC | 241.11 | 293.75 | 247.96 | 262.57 | 289.04 | 289.04
CSP | 0 | 0 | 0 | 0 | 0 | 0
CT | 1.42 | 1.42 | 1.42 | 1.42 | 1.42 | 1.42
Coal | 10.94 | 0 | 0 | 0 | 0 | 0
Geo | 100.8 | 100.8 | 151.36 | 151.36 | 151.36 | 151.36
H | 125.7 | 125.7 | 125.7 | 125.7 | 125.7 | 125.7
LFG | 10.26 | 78.24 | 78.24 | 78.24 | 78.24 | 78.24
Nuc | 302.44 | 364.27 | 334.86 | 580.24 | 737.48 | 1114.63
PS | 53.58 | 53.58 | 53.58 | 53.58 | 53.58 | 53.58
PV | 0.89 | 0.89 | 0.89 | 0.89 | 0.78 | 0.78
PeakG | 56.04 | 82.34 | 58.1 | 74.01 | 78.49 | 78.49
PeakO | 10.26 | 13.08 | 10.48 | 10.49 | 10.49 | 10.49
ST | 1.86 | 1.86 | 1.86 | 1.86 | 1.86 | 1.86
STOG | 106.08 | 125.52 | 107.6 | 60.98 | 60.98 | 60.98
STWD | 14.17 | 17.73 | 14.44 | 14.44 | 14.44 | 14.44
WT | 40.21 | 132.82 | 132.82 | 132.82 | 132.82 | 132.82
IGCC | 0 | 0 | 0 | 0 | 0 | 0
DemandResponse | 0 | 0 | 0 | 0 | 0 | 0
IGCC-CCS | 0 | 0 | 0 | 0 | 0 | 0
WT_off | 0 | 0 | 0 | 0 | 0 | 0
PseudoUnit | 0 | 0 | 0 | 0 | 0 | 0
FixedInterchange | 0 | 0 | 0 | 0 | 0 | 0
Base FOM Costs by Reporting Type: NWPP_Coal
ReportingType | 2015 | 2020 | 2025 | 2030 | 2035 | 2040
BM | 0 | 0 | 0 | 0 | 0 | 0
CC | 0 | 0 | 0 | 0 | 0 | 0
CSP | 0 | 0 | 0 | 0 | 0 | 0
CT | 0 | 0 | 0 | 0 | 0 | 0
Coal | 394.1 | 306.67 | 11.72 | 12.11 | 12.58 | 14.69
Geo | 0 | 0 | 0 | 0 | 0 | 0
H | 0 | 0 | 0 | 0 | 0 | 0
LFG | 0 | 0 | 0 | 0 | 0 | 0
Nuc | 0 | 0 | 0 | 0 | 0 | 0
PS | 0 | 0 | 0 | 0 | 0 | 0
PV | 0 | 0 | 0 | 0 | 0 | 0
PeakG | 0 | 0 | 0 | 0 | 0 | 0
PeakO | 0 | 0 | 0 | 0 | 0 | 0
ST | 0 | 0 | 0 | 0 | 0 | 0
STOG | 0 | 0 | 0 | 0 | 0 | 0
STWD | 0 | 0 | 0 | 0 | 0 | 0
WT | 0 | 0 | 0 | 0 | 0 | 0
IGCC | 0 | 0 | 0 | 0 | 0 | 0
DemandResponse | 0 | 0 | 0 | 0 | 0 | 0
IGCC-CCS | 0 | 0 | 0 | 0 | 0 | 0
WT_off | 0 | 0 | 0 | 0 | 0 | 0
PseudoUnit | 0 | 0 | 0 | 0 | 0 | 0
FixedInterchange | 0 | 0 | 0 | 0 | 0 | 0
Base FOM Costs by Reporting Type: NWPP_Gas
ReportingType | 2015 | 2020 | 2025 | 2030 | 2035 | 2040
BM | 0 | 0 | 0 | 0 | 0 | 0
CC | 192.07 | 272.41 | 225.44 | 152.88 | 33.7 | 29.38
CSP | 0 | 0 | 0 | 0 | 0 | 0
CT | 1 | 1 | 1 | 1 | 0 | 0
Coal | 0 | 0 | 0 | 0 | 0 | 0
Geo | 0 | 0 | 0 | 0 | 0 | 0
H | 0 | 0 | 0 | 0 | 0 | 0
LFG | 0 | 0 | 0 | 0 | 0 | 0
Nuc | 0 | 0 | 0 | 0 | 0 | 0
PS | 0 | 0 | 0 | 0 | 0 | 0
PV | 0 | 0 | 0 | 0 | 0 | 0
PeakG | 0 | 0 | 0 | 0 | 0 | 0
PeakO | 0 | 0 | 0 | 0 | 0 | 0
ST | 0 | 0 | 0 | 0 | 0 | 0
STOG | 0 | 0 | 0 | 0 | 0 | 0
STWD | 0 | 0 | 0 | 0 | 0 | 0
WT | 0 | 0 | 0 | 0 | 0 | 0
IGCC | 0 | 0 | 0 | 0 | 0 | 0
DemandResponse | 0 | 0 | 0 | 0 | 0 | 0
IGCC-CCS | 0 | 0 | 0 | 0 | 0 | 0
WT_off | 0 | 0 | 0 | 0 | 0 | 0
PseudoUnit | 0 | 0 | 0 | 0 | 0 | 0
FixedInterchange | 0 | 0 | 0 | 0 | 0 | 0
Base FOM Costs by Reporting Type: NWPP_NucRenew
ReportingType | 2015 | 2020 | 2025 | 2030 | 2035 | 2040
BM | 3.27 | 3.27 | 3.27 | 3.27 | 3.27 | 3.27
CC | 0 | 0 | 0 | 0 | 0 | 0
CSP | 0 | 0 | 0 | 0 | 0 | 0
CT | 0 | 0 | 0 | 0 | 0 | 0
Coal | 0 | 0 | 0 | 0 | 0 | 0
Geo | 35.81 | 35.81 | 72.38 | 72.38 | 72.38 | 72.38
H | 480.54 | 480.54 | 480.54 | 480.54 | 480.54 | 480.54
LFG | 15.5 | 15.5 | 44.91 | 44.91 | 44.91 | 44.91
Nuc | 164.67 | 164.67 | 164.67 | 591.28 | 924.55 | 1295.01
PS | 6.12 | 6.12 | 6.12 | 6.12 | 6.12 | 6.12
PV | 0.04 | 0.04 | 0.04 | 0.04 | 0.04 | 0.04
PeakG | 0 | 0 | 0 | 0 | 0 | 0
PeakO | 0 | 0 | 0 | 0 | 0 | 0
ST | 0 | 0 | 0 | 0 | 0 | 0
STOG | 0 | 0 | 0 | 0 | 0 | 0
STWD | 17.98 | 22.5 | 18.33 | 18.33 | 18.33 | 18.33
WT | 228.93 | 228.93 | 228.93 | 228.93 | 228.93 | 228.93
IGCC | 0 | 0 | 0 | 0 | 0 | 0
DemandResponse | 0 | 0 | 0 | 0 | 0 | 0
IGCC-CCS | 0 | 0 | 0 | 0 | 0 | 0
WT_off | 0 | 0 | 0 | 0 | 0 | 0
PseudoUnit | 0 | 0 | 0 | 0 | 0 | 0
FixedInterchange | 0 | 0 | 0 | 0 | 0 | 0
Base FOM Costs by Reporting Type: RMPA
ReportingType | 2015 | 2020 | 2025 | 2030 | 2035 | 2040
BM | 0 | 0 | 0 | 0 | 0 | 0
CC | 79.66 | 118.97 | 99.04 | 117.28 | 117.28 | 117.28
CSP | 0 | 0 | 0 | 0 | 0 | 0
CT | 1.02 | 1.02 | 1.02 | 1.02 | 0 | 0
Coal | 436.88 | 323.14 | 104.03 | 49.68 | 50.04 | 57
Geo | 0 | 52.67 | 216.56 | 216.56 | 216.56 | 216.56
H | 13.99 | 13.99 | 13.99 | 13.99 | 13.99 | 13.99
LFG | 0.89 | 4.37 | 4.37 | 4.37 | 4.37 | 4.37
Nuc | 0.01 | 0.01 | 0.01 | 173.05 | 181.6 | 203.62
PS | 13.37 | 13.37 | 13.37 | 13.37 | 13.37 | 13.37
PV | 0.31 | 0.31 | 0.31 | 0.31 | 0.31 | 0.31
PeakG | 48.87 | 72.26 | 50.7 | 61.6 | 69.81 | 69.81
PeakO | 0 | 0 | 0 | 0 | 0 | 0
ST | 0.19 | 23.71 | 23.71 | 24.06 | 24.06 | 24.06
STOG | 0 | 0 | 0 | 0 | 0 | 0
STWD | 0 | 0 | 0 | 0 | 0 | 0
WT | 67.62 | 167.14 | 167.14 | 182.2 | 182.2 | 186.01
IGCC | 0 | 0 | 0 | 0 | 0 | 0
DemandResponse | 0 | 0 | 0 | 0 | 0 | 0
IGCC-CCS | 0 | 0 | 0 | 0 | 0 | 0
WT_off | 0 | 0 | 0 | 0 | 0 | 0
PseudoUnit | 0 | 0 | 0 | 0 | 0 | 0
FixedInterchange | 0 | 0 | 0 | 0 | 0 | 0
Base FOM Costs by Reporting Type: SP15
ReportingType | 2015 | 2020 | 2025 | 2030 | 2035 | 2040
BM | 0.6 | 0.6 | 0.6 | 0.6 | 0.6 | 0.6
CC | 343.42 | 441.64 | 395.36 | 404.95 | 438.93 | 448.52
CSP | 0 | 0 | 0 | 0 | 0 | 0
CT | 0 | 0 | 0 | 0 | 0 | 0
Coal | 11.02 | 8.11 | 0 | 0 | 0 | 0
Geo | 86.16 | 208.35 | 208.35 | 208.35 | 208.35 | 208.35
H | 16.57 | 16.57 | 16.57 | 16.57 | 16.57 | 16.57
LFG | 26.93 | 93.8 | 93.8 | 93.8 | 93.8 | 93.8
Nuc | 327.58 | 356.35 | 327.58 | 327.58 | 327.58 | 456.26
PS | 34.19 | 34.19 | 34.19 | 34.19 | 34.19 | 34.19
PV | 1.87 | 1.87 | 1.87 | 1.87 | 1.87 | 1.87
PeakG | 76.73 | 111.44 | 93.22 | 103.59 | 103.59 | 103.59
PeakO | 1.47 | 1.91 | 1.53 | 1.53 | 1.53 | 1.53
ST | 28.67 | 28.67 | 28.67 | 28.67 | 28.67 | 28.67
STOG | 255.45 | 302.27 | 259.12 | 251.3 | 251.3 | 251.3
STWD | 3.81 | 4.77 | 3.89 | 3.89 | 3.89 | 3.89
WT | 71.03 | 72.73 | 257.69 | 468.68 | 468.68 | 468.68
IGCC | 0 | 0 | 0 | 0 | 0 | 0
DemandResponse | 0 | 0 | 0 | 0 | 0 | 0
IGCC-CCS | 0 | 0 | 0 | 0 | 0 | 0
WT_off | 0 | 0 | 0 | 0 | 0 | 0
PseudoUnit | 0 | 0 | 0 | 0 | 0 | 0
FixedInterchange | 0 | 0 | 0 | 0 | 0 | 0
Base FOM Costs by Reporting Type: ALB
ReportingType | 2015 | 2020 | 2025 | 2030 | 2035 | 2040
BM | 0 | 0 | 0 | 0 | 0 | 0
CC | 65.34 | 65.34 | 67.74 | 0 | 0 | 0
CSP | 0 | 0 | 0 | 0 | 0 | 0
CT | 1.35 | 1.35 | 1.35 | 1.35 | 0.64 | 0.64
Coal | 380.9 | 399.22 | 412.86 | 14.69 | 14.69 | 14.69
Geo | 0 | 0 | 0 | 0 | 0 | 0
H | 12.99 | 12.99 | 12.99 | 12.99 | 12.99 | 12.99
LFG | 1.21 | 1.21 | 1.21 | 1.21 | 1.21 | 1.21
Nuc | 0.01 | 0.01 | 0.01 | 781.77 | 783.67 | 818.97
PS | 0 | 0 | 0 | 0 | 0 | 0
PV | 0 | 0 | 0 | 0 | 0 | 0
PeakG | 16.5 | 16.5 | 16.5 | 16.5 | 23.24 | 23.24
PeakO | 0 | 0 | 0 | 0 | 0 | 0
ST | 0 | 0 | 0 | 0 | 0 | 0
STOG | 0 | 0 | 0 | 0 | 0 | 0
STWD | 5.58 | 5.58 | 5.58 | 5.58 | 5.58 | 5.58
WT | 22.94 | 22.94 | 22.94 | 22.94 | 22.94 | 22.94
IGCC | 0 | 0 | 0 | 0 | 0 | 0
DemandResponse | 0 | 0 | 0 | 0 | 0 | 0
IGCC-CCS | 0 | 0 | 0 | 0 | 0 | 0
WT_off | 0 | 0 | 0 | 0 | 0 | 0
PseudoUnit | 0 | 0 | 0 | 0 | 0 | 0
FixedInterchange | 0 | 0 | 0 | 0 | 0 | 0
Base FOM Costs by Reporting Type: BC
ReportingType | 2015 | 2020 | 2025 | 2030 | 2035 | 2040
BM | 0 | 0 | 0 | 0 | 0 | 0
CC | 11.68 | 11.68 | 11.68 | 6.89 | 7.06 | 1.47
CSP | 0 | 0 | 0 | 0 | 0 | 0
CT | 0 | 0 | 0 | 0 | 0 | 0
Coal | 0 | 0 | 0 | 0 | 0 | 0
Geo | 0 | 0 | 0 | 0 | 0 | 0
H | 173.22 | 173.22 | 173.22 | 173.22 | 173.22 | 173.22
LFG | 2.9 | 2.9 | 2.9 | 2.9 | 2.9 | 2.9
Nuc | 0.01 | 0.01 | 0.01 | 56.29 | 62.35 | 67.68
PS | 0 | 0 | 0 | 0 | 0 | 0
PV | 0 | 0 | 0 | 0 | 0 | 0
PeakG | 0 | 0 | 0 | 0 | 0 | 0
PeakO | 0 | 0 | 0 | 0 | 0 | 0
ST | 0 | 0 | 0 | 0 | 0 | 0
STOG | 0 | 0 | 0 | 0 | 0 | 0
STWD | 16.34 | 16.34 | 16.34 | 16.34 | 16.34 | 16.34
WT | 7.53 | 7.53 | 7.53 | 7.53 | 7.53 | 7.53
IGCC | 0 | 0 | 0 | 0 | 0 | 0
DemandResponse | 0 | 0 | 0 | 0 | 0 | 0
IGCC-CCS | 0 | 0 | 0 | 0 | 0 | 0
WT_off | 0 | 0 | 0 | 0 | 0 | 0
PseudoUnit | 0 | 0 | 0 | 0 | 0 | 0
FixedInterchange | 0 | 0 | 0 | 0 | 0 | 0
Base FOM Costs by Reporting Type: HQ_IESO
ReportingType | 2015 | 2020 | 2025 | 2030 | 2035 | 2040
BM | 0 | 0 | 0 | 0 | 0 | 0
CC | 0 | 0 | 0 | 0 | 0 | 0
CSP | 0 | 0 | 0 | 0 | 0 | 0
CT | 0 | 0 | 0 | 0 | 0 | 0
Coal | 0 | 0 | 0 | 0 | 0 | 0
Geo | 0 | 0 | 0 | 0 | 0 | 0
H | 0 | 0 | 0 | 0 | 0 | 0
LFG | 0 | 0 | 0 | 0 | 0 | 0
Nuc | 0.01 | 0.01 | 0.01 | 0.01 | 0.01 | 0.01
PS | 0 | 0 | 0 | 0 | 0 | 0
PV | 0 | 0 | 0 | 0 | 0 | 0
PeakG | 0 | 0 | 0 | 0 | 0 | 0
PeakO | 0 | 0 | 0 | 0 | 0 | 0
ST | 0 | 0 | 0 | 0 | 0 | 0
STOG | 0 | 0 | 0 | 0 | 0 | 0
STWD | 0 | 0 | 0 | 0 | 0 | 0
WT | 0 | 0 | 0 | 0 | 0 | 0
IGCC | 0 | 0 | 0 | 0 | 0 | 0
DemandResponse | 0 | 0 | 0 | 0 | 0 | 0
IGCC-CCS | 0 | 0 | 0 | 0 | 0 | 0
WT_off | 0 | 0 | 0 | 0 | 0 | 0
PseudoUnit | 0 | 0 | 0 | 1.25 | 1.25 | 1.25
FixedInterchange | 0 | 0 | 0 | 0 | 0 | 0
Base FOM Costs by Reporting Type: HQ_NEISO
ReportingType | 2015 | 2020 | 2025 | 2030 | 2035 | 2040
BM | 0 | 0 | 0 | 0 | 0 | 0
CC | 0 | 0 | 0 | 0 | 0 | 0
CSP | 0 | 0 | 0 | 0 | 0 | 0
CT | 0 | 0 | 0 | 0 | 0 | 0
Coal | 0 | 0 | 0 | 0 | 0 | 0
Geo | 0 | 0 | 0 | 0 | 0 | 0
H | 0 | 0 | 0 | 0 | 0 | 0
LFG | 0 | 0 | 0 | 0 | 0 | 0
Nuc | 0.01 | 0.01 | 0.01 | 0.01 | 0.01 | 0.01
PS | 0 | 0 | 0 | 0 | 0 | 0
PV | 0 | 0 | 0 | 0 | 0 | 0
PeakG | 0 | 0 | 0 | 0 | 0 | 0
PeakO | 0 | 0 | 0 | 0 | 0 | 0
ST | 0 | 0 | 0 | 0 | 0 | 0
STOG | 0 | 0 | 0 | 0 | 0 | 0
STWD | 0 | 0 | 0 | 0 | 0 | 0
WT | 0 | 0 | 0 | 0 | 0 | 0
IGCC | 0 | 0 | 0 | 0 | 0 | 0
DemandResponse | 0 | 0 | 0 | 0 | 0 | 0
IGCC-CCS | 0 | 0 | 0 | 0 | 0 | 0
WT_off | 0 | 0 | 0 | 0 | 0 | 0
PseudoUnit | 0 | 0 | 0 | 21.03 | 21.03 | 21.03
FixedInterchange | 0 | 0 | 0 | 0 | 0 | 0
Base FOM Costs by Reporting Type: HQ_NY
ReportingType | 2015 | 2020 | 2025 | 2030 | 2035 | 2040
BM | 0 | 0 | 0 | 0 | 0 | 0
CC | 0 | 0 | 0 | 0 | 0 | 0
CSP | 0 | 0 | 0 | 0 | 0 | 0
CT | 0 | 0 | 0 | 0 | 0 | 0
Coal | 0 | 0 | 0 | 0 | 0 | 0
Geo | 0 | 0 | 0 | 0 | 0 | 0
H | 0 | 0 | 0 | 0 | 0 | 0
LFG | 0 | 0 | 0 | 0 | 0 | 0
Nuc | 0.01 | 0.01 | 0.01 | 0.01 | 0.01 | 0.01
PS | 0 | 0 | 0 | 0 | 0 | 0
PV | 0 | 0 | 0 | 0 | 0 | 0
PeakG | 0 | 0 | 0 | 0 | 0 | 0
PeakO | 0 | 0 | 0 | 0 | 0 | 0
ST | 0 | 0 | 0 | 0 | 0 | 0
STOG | 0 | 0 | 0 | 0 | 0 | 0
STWD | 0 | 0 | 0 | 0 | 0 | 0
WT | 0 | 0 | 0 | 0 | 0 | 0
IGCC | 0 | 0 | 0 | 0 | 0 | 0
DemandResponse | 0 | 0 | 0 | 0 | 0 | 0
IGCC-CCS | 0 | 0 | 0 | 0 | 0 | 0
WT_off | 0 | 0 | 0 | 0 | 0 | 0
PseudoUnit | 0 | 0 | 35.6 | 35.6 | 35.6 | 35.6
FixedInterchange | 0 | 0 | 0 | 0 | 0 | 0
Base FOM Costs by Reporting Type: MARITIMES
ReportingType | 2015 | 2020 | 2025 | 2030 | 2035 | 2040
BM | 0 | 0 | 0 | 0 | 0 | 0
CC | 0 | 0 | 0 | 0 | 0 | 0
CSP | 0 | 0 | 0 | 0 | 0 | 0
CT | 0 | 0 | 0 | 0 | 0 | 0
Coal | 0 | 0 | 0 | 0 | 0 | 0
Geo | 0 | 0 | 0 | 0 | 0 | 0
H | 0 | 0 | 0 | 0 | 0 | 0
LFG | 0 | 0 | 0 | 0 | 0 | 0
Nuc | 0.01 | 0.01 | 0.01 | 0.01 | 0.01 | 0.01
PS | 0 | 0 | 0 | 0 | 0 | 0
PV | 0 | 0 | 0 | 0 | 0 | 0
PeakG | 0 | 0 | 0 | 0 | 0 | 0
PeakO | 0 | 0 | 0 | 0 | 0 | 0
ST | 0 | 0 | 0 | 0 | 0 | 0
STOG | 0 | 0 | 0 | 0 | 0 | 0
STWD | 0 | 0 | 0 | 0 | 0 | 0
WT | 0 | 0 | 0 | 0 | 0 | 0
IGCC | 0 | 0 | 0 | 0 | 0 | 0
DemandResponse | 0 | 0 | 0 | 0 | 0 | 0
IGCC-CCS | 0 | 0 | 0 | 0 | 0 | 0
WT_off | 0 | 0 | 0 | 0 | 0 | 0
PseudoUnit | 0 | 0 | 0 | 7.12 | 7.12 | 7.12
FixedInterchange | 0 | 0 | 0 | 0 | 0 | 0
Base FOM Costs by Reporting Type: All
ReportingType | 2015 | 2020 | 2025 | 2030 | 2035 | 2040
BM | 125.73 | 142.84 | 196.96 | 198.24 | 198.24 | 183.73
CC | 7565.31 | 10226.55 | 8796.79 | 8658.91 | 9241.1 | 9053.58
CSP | 0 | 0 | 0 | 0 | 0 | 0
CT | 42.8 | 44.81 | 44.81 | 44.52 | 14.23 | 28.66
Coal | 10541.12 | 3888.09 | 1665.62 | 559.52 | 525.12 | 548.35
Geo | 226.72 | 401.57 | 774.79 | 774.79 | 774.79 | 774.79
H | 1511 | 1528.07 | 1573.63 | 1610.05 | 1612.65 | 1612.65
LFG | 498.94 | 733.94 | 999.86 | 1086.97 | 1086.97 | 1086.97
Nuc | 16696.36 | 17842.96 | 17518.03 | 22165.86 | 21514.78 | 31910.1
PS | 517.25 | 517.25 | 517.25 | 517.25 | 517.25 | 517.25
PV | 26.7 | 61.18 | 76.24 | 79.16 | 60.67 | 61.59
PeakG | 2041.72 | 2999.1 | 2230.57 | 2453.41 | 2526.15 | 2489.75
PeakO | 537.15 | 704.79 | 565.46 | 499.51 | 461.52 | 458.69
ST | 48.64 | 100.68 | 115.26 | 116.23 | 116.23 | 116.23
STOG | 1917.37 | 2266.17 | 1399.88 | 1256.97 | 1099.72 | 988.82
STWD | 158.67 | 191.92 | 161.28 | 161.28 | 161.28 | 161.28
WT | 2034.5 | 4111.72 | 6409.86 | 7552.88 | 7565.46 | 7669.11
IGCC | 30.22 | 30.22 | 30.22 | 30.22 | 30.22 | 30.22
DemandResponse | 0 | 0 | 0 | 0 | 0 | 0
IGCC-CCS | 0 | 0 | 0 | 0 | 0 | 0
WT_off | 25.01 | 25.01 | 83.68 | 83.68 | 69.41 | 69.41
PseudoUnit | 0 | 0 | 35.6 | 65 | 65 | 65
FixedInterchange | 0 | 0 | 0 | 0 | 0 | 0
Base FOM Costs by Reporting Type: EI_US
ReportingType | 2015 | 2020 | 2025 | 2030 | 2035 | 2040
BM | 74.48 | 91.59 | 145.72 | 147 | 147 | 132.48
CC | 5002.67 | 7011.74 | 6058.16 | 5966.67 | 6450.77 | 6326.29
CSP | 0 | 0 | 0 | 0 | 0 | 0
CT | 28.95 | 30.95 | 30.95 | 30.67 | 12.17 | 26.6
Coal | 8507.63 | 2218.18 | 806.97 | 419.15 | 384.07 | 397.86
Geo | 3.95 | 3.95 | 3.95 | 3.95 | 3.95 | 3.95
H | 419.29 | 426.46 | 450.73 | 451.16 | 451.16 | 451.16
LFG | 417.2 | 506.56 | 700.46 | 787.52 | 787.52 | 787.52
Nuc | 12948.03 | 13763.39 | 13490.13 | 16140.42 | 14503.61 | 23239.38
PS | 401.94 | 401.94 | 401.94 | 401.94 | 401.94 | 401.94
PV | 2.71 | 37.19 | 52.24 | 55.16 | 54.84 | 55.76
PeakG | 1689.1 | 2494.21 | 1823.1 | 1995.11 | 2048.41 | 2012.01
PeakO | 518.27 | 680.47 | 545.93 | 479.97 | 441.97 | 439.14
ST | 0 | 0 | 0 | 0 | 0 | 0
STOG | 1078.03 | 1275.6 | 724.27 | 676.54 | 676.54 | 676.54
STWD | 95.51 | 119.51 | 97.38 | 97.38 | 97.38 | 97.38
WT | 1142.42 | 2694.85 | 4261.19 | 5174.38 | 5176.31 | 5269.03
IGCC | 30.22 | 30.22 | 30.22 | 30.22 | 30.22 | 30.22
DemandResponse | 0 | 0 | 0 | 0 | 0 | 0
IGCC-CCS | 0 | 0 | 0 | 0 | 0 | 0
WT_off | 25.01 | 25.01 | 83.68 | 83.68 | 69.41 | 69.41
PseudoUnit | 0 | 0 | 35.6 | 63.75 | 63.75 | 63.75
FixedInterchange | 0 | 0 | 0 | 0 | 0 | 0
Base FOM Costs by Reporting Type: EI_Canada
ReportingType | 2015 | 2020 | 2025 | 2030 | 2035 | 2040
BM | 32.8 | 32.8 | 32.8 | 32.8 | 32.8 | 32.8
CC | 43.92 | 43.92 | 22.22 | 22.22 | 22.22 | 18.17
CSP | 0 | 0 | 0 | 0 | 0 | 0
CT | 2.46 | 2.46 | 2.46 | 2.46 | 0 | 0
Coal | 44.25 | 7.31 | 0 | 0 | 0 | 0
Geo | 0 | 0 | 0 | 0 | 0 | 0
H | 216.06 | 225.96 | 247.25 | 283.24 | 285.84 | 285.84
LFG | 14.17 | 14.17 | 14.17 | 14.23 | 14.23 | 14.23
Nuc | 1895.36 | 1895.36 | 1895.36 | 1895.36 | 1745.4 | 2079.7
PS | 2.92 | 2.92 | 2.92 | 2.92 | 2.92 | 2.92
PV | 18.26 | 18.26 | 18.26 | 18.26 | 0.44 | 0.44
PeakG | 9.88 | 9.88 | 0 | 0 | 0 | 0
PeakO | 0.09 | 0.09 | 0 | 0 | 0 | 0
ST | 0 | 0 | 0 | 0 | 0 | 0
STOG | 5.54 | 5.54 | 0 | 0 | 0 | 0
STWD | 4.45 | 4.45 | 4.45 | 4.45 | 4.45 | 4.45
WT | 120.82 | 120.82 | 120.82 | 120.82 | 112.33 | 112.33
IGCC | 0 | 0 | 0 | 0 | 0 | 0
DemandResponse | 0 | 0 | 0 | 0 | 0 | 0
IGCC-CCS | 0 | 0 | 0 | 0 | 0 | 0
WT_off | 0 | 0 | 0 | 0 | 0 | 0
PseudoUnit | 0 | 0 | 0 | 1.25 | 1.25 | 1.25
FixedInterchange | 0 | 0 | 0 | 0 | 0 | 0
Base FOM Costs by Reporting Type: EI
ReportingType | 2015 | 2020 | 2025 | 2030 | 2035 | 2040
BM | 107.28 | 124.39 | 178.52 | 179.8 | 179.8 | 165.28
CC | 5046.59 | 7055.66 | 6080.39 | 5988.9 | 6472.99 | 6344.46
CSP | 0 | 0 | 0 | 0 | 0 | 0
CT | 31.41 | 33.42 | 33.42 | 33.13 | 12.17 | 26.6
Coal | 8551.88 | 2225.49 | 806.97 | 419.15 | 384.07 | 397.86
Geo | 3.95 | 3.95 | 3.95 | 3.95 | 3.95 | 3.95
H | 635.35 | 652.42 | 697.98 | 734.4 | 737 | 737
LFG | 431.38 | 520.73 | 714.64 | 801.75 | 801.75 | 801.75
Nuc | 14843.39 | 15658.74 | 15385.49 | 18035.78 | 16249 | 25319.09
PS | 404.86 | 404.86 | 404.86 | 404.86 | 404.86 | 404.86
PV | 20.97 | 55.45 | 70.51 | 73.43 | 55.28 | 56.2
PeakG | 1698.98 | 2504.09 | 1823.1 | 1995.11 | 2048.41 | 2012.01
PeakO | 518.36 | 680.56 | 545.93 | 479.97 | 441.97 | 439.14
ST | 0 | 0 | 0 | 0 | 0 | 0
STOG | 1083.57 | 1281.14 | 724.27 | 676.54 | 676.54 | 676.54
STWD | 99.96 | 123.96 | 101.84 | 101.84 | 101.84 | 101.84
WT | 1263.24 | 2815.67 | 4382.01 | 5295.2 | 5288.64 | 5381.36
IGCC | 30.22 | 30.22 | 30.22 | 30.22 | 30.22 | 30.22
DemandResponse | 0 | 0 | 0 | 0 | 0 | 0
IGCC-CCS | 0 | 0 | 0 | 0 | 0 | 0
WT_off | 25.01 | 25.01 | 83.68 | 83.68 | 69.41 | 69.41
PseudoUnit | 0 | 0 | 35.6 | 65 | 65 | 65
FixedInterchange | 0 | 0 | 0 | 0 | 0 | 0
Base FOM Costs by Reporting Type: Outside_EI
ReportingType | 2015 | 2020 | 2025 | 2030 | 2035 | 2040
BM | 18.45 | 18.45 | 18.45 | 18.45 | 18.45 | 18.45
CC | 2518.73 | 3170.89 | 2716.41 | 2670.02 | 2768.11 | 2709.12
CSP | 0 | 0 | 0 | 0 | 0 | 0
CT | 11.39 | 11.39 | 11.39 | 11.39 | 2.06 | 2.06
Coal | 1989.24 | 1662.59 | 858.65 | 140.37 | 141.05 | 150.49
Geo | 222.78 | 397.63 | 770.84 | 770.84 | 770.84 | 770.84
H | 875.65 | 875.65 | 875.65 | 875.65 | 875.65 | 875.65
LFG | 67.56 | 213.21 | 285.22 | 285.22 | 285.22 | 285.22
Nuc | 1852.97 | 2184.21 | 2132.54 | 4130.08 | 5265.78 | 6591.02
PS | 112.39 | 112.39 | 112.39 | 112.39 | 112.39 | 112.39
PV | 5.73 | 5.73 | 5.73 | 5.73 | 5.39 | 5.39
PeakG | 342.75 | 495.01 | 407.47 | 458.3 | 477.74 | 477.74
PeakO | 18.79 | 24.23 | 19.54 | 19.54 | 19.54 | 19.54
ST | 48.64 | 100.68 | 115.26 | 116.23 | 116.23 | 116.23
STOG | 833.8 | 985.03 | 675.61 | 580.43 | 423.18 | 312.28
STWD | 58.71 | 67.96 | 59.44 | 59.44 | 59.44 | 59.44
WT | 771.26 | 1296.05 | 2027.85 | 2257.68 | 2276.82 | 2287.75
IGCC | 0 | 0 | 0 | 0 | 0 | 0
DemandResponse | 0 | 0 | 0 | 0 | 0 | 0
IGCC-CCS | 0 | 0 | 0 | 0 | 0 | 0
WT_off | 0 | 0 | 0 | 0 | 0 | 0
PseudoUnit | 0 | 0 | 0 | 0 | 0 | 0
FixedInterchange | 0 | 0 | 0 | 0 | 0 | 0
#11 | Retrofit FOM Costs ($million)
Retrofit FOM Costs by Reporting Type: Entergy
ReportingType | 2015 | 2020 | 2025 | 2030 | 2035 | 2040
BM | 0 | 0 | 0 | 0 | 0 | 0
CC | 0 | 0 | 0 | 0 | 0 | 0
CSP | 0 | 0 | 0 | 0 | 0 | 0
CT | 0 | 0 | 0 | 0 | 0 | 0
Coal | 3.17 | 0 | 0 | 0 | 0 | 0
Geo | 0 | 0 | 0 | 0 | 0 | 0
H | 0 | 0 | 0 | 0 | 0 | 0
LFG | 0 | 0 | 0 | 0 | 0 | 0
Nuc | 0 | 0 | 0 | 0 | 0 | 0
PS | 0 | 0 | 0 | 0 | 0 | 0
PV | 0 | 0 | 0 | 0 | 0 | 0
PeakG | 0 | 0 | 0 | 0 | 0 | 0
PeakO | 0 | 0 | 0 | 0 | 0 | 0
ST | 0 | 0 | 0 | 0 | 0 | 0
STOG | 0 | 0 | 0 | 0 | 0 | 0
STWD | 0 | 0 | 0 | 0 | 0 | 0
WT | 0 | 0 | 0 | 0 | 0 | 0
IGCC | 0 | 0 | 0 | 0 | 0 | 0
DemandResponse | 0 | 0 | 0 | 0 | 0 | 0
IGCC-CCS | 0 | 0 | 0 | 0 | 0 | 0
WT_off | 0 | 0 | 0 | 0 | 0 | 0
PseudoUnit | 0 | 0 | 0 | 0 | 0 | 0
FixedInterchange | 0 | 0 | 0 | 0 | 0 | 0
Retrofit FOM Costs by Reporting Type: FRCC
ReportingType | 2015 | 2020 | 2025 | 2030 | 2035 | 2040
BM | 0 | 0 | 0 | 0 | 0 | 0
CC | 0 | 0 | 0 | 0 | 0 | 0
CSP | 0 | 0 | 0 | 0 | 0 | 0
CT | 0 | 0 | 0 | 0 | 0 | 0
Coal | 9.24 | 4.9 | 0 | 0 | 0 | 0
Geo | 0 | 0 | 0 | 0 | 0 | 0
H | 0 | 0 | 0 | 0 | 0 | 0
LFG | 0 | 0 | 0 | 0 | 0 | 0
Nuc | 0 | 0 | 0 | 0 | 0 | 0
PS | 0 | 0 | 0 | 0 | 0 | 0
PV | 0 | 0 | 0 | 0 | 0 | 0
PeakG | 0 | 0 | 0 | 0 | 0 | 0
PeakO | 0 | 0 | 0 | 0 | 0 | 0
ST | 0 | 0 | 0 | 0 | 0 | 0
STOG | 0 | 0 | 0 | 0 | 0 | 0
STWD | 0 | 0 | 0 | 0 | 0 | 0
WT | 0 | 0 | 0 | 0 | 0 | 0
IGCC | 0 | 0 | 0 | 0 | 0 | 0
DemandResponse | 0 | 0 | 0 | 0 | 0 | 0
IGCC-CCS | 0 | 0 | 0 | 0 | 0 | 0
WT_off | 0 | 0 | 0 | 0 | 0 | 0
PseudoUnit | 0 | 0 | 0 | 0 | 0 | 0
FixedInterchange | 0 | 0 | 0 | 0 | 0 | 0
Retrofit FOM Costs by Reporting Type: MAPP_US
ReportingType | 2015 | 2020 | 2025 | 2030 | 2035 | 2040
BM | 0 | 0 | 0 | 0 | 0 | 0
CC | 0 | 0 | 0 | 0 | 0 | 0
CSP | 0 | 0 | 0 | 0 | 0 | 0
CT | 0 | 0 | 0 | 0 | 0 | 0
Coal | 10.13 | 5.75 | 0 | 0 | 0 | 0
Geo | 0 | 0 | 0 | 0 | 0 | 0
H | 0 | 0 | 0 | 0 | 0 | 0
LFG | 0 | 0 | 0 | 0 | 0 | 0
Nuc | 0 | 0 | 0 | 0 | 0 | 0
PS | 0 | 0 | 0 | 0 | 0 | 0
PV | 0 | 0 | 0 | 0 | 0 | 0
PeakG | 0 | 0 | 0 | 0 | 0 | 0
PeakO | 0 | 0 | 0 | 0 | 0 | 0
ST | 0 | 0 | 0 | 0 | 0 | 0
STOG | 0 | 0 | 0 | 0 | 0 | 0
STWD | 0 | 0 | 0 | 0 | 0 | 0
WT | 0 | 0 | 0 | 0 | 0 | 0
IGCC | 0 | 0 | 0 | 0 | 0 | 0
DemandResponse | 0 | 0 | 0 | 0 | 0 | 0
IGCC-CCS | 0 | 0 | 0 | 0 | 0 | 0
WT_off | 0 | 0 | 0 | 0 | 0 | 0
PseudoUnit | 0 | 0 | 0 | 0 | 0 | 0
FixedInterchange | 0 | 0 | 0 | 0 | 0 | 0
Retrofit FOM Costs by Reporting Type: MISO_IN
ReportingType | 2015 | 2020 | 2025 | 2030 | 2035 | 2040
BM | 0 | 0 | 0 | 0 | 0 | 0
CC | 0 | 0 | 0 | 0 | 0 | 0
CSP | 0 | 0 | 0 | 0 | 0 | 0
CT | 0 | 0 | 0 | 0 | 0 | 0
Coal | 56.69 | 0 | 0 | 0 | 0 | 0
Geo | 0 | 0 | 0 | 0 | 0 | 0
H | 0 | 0 | 0 | 0 | 0 | 0
LFG | 0 | 0 | 0 | 0 | 0 | 0
Nuc | 0 | 0 | 0 | 0 | 0 | 0
PS | 0 | 0 | 0 | 0 | 0 | 0
PV | 0 | 0 | 0 | 0 | 0 | 0
PeakG | 0 | 0 | 0 | 0 | 0 | 0
PeakO | 0 | 0 | 0 | 0 | 0 | 0
ST | 0 | 0 | 0 | 0 | 0 | 0
STOG | 0 | 0 | 0 | 0 | 0 | 0
STWD | 0 | 0 | 0 | 0 | 0 | 0
WT | 0 | 0 | 0 | 0 | 0 | 0
IGCC | 0 | 0 | 0 | 0 | 0 | 0
DemandResponse | 0 | 0 | 0 | 0 | 0 | 0
IGCC-CCS | 0 | 0 | 0 | 0 | 0 | 0
WT_off | 0 | 0 | 0 | 0 | 0 | 0
PseudoUnit | 0 | 0 | 0 | 0 | 0 | 0
FixedInterchange | 0 | 0 | 0 | 0 | 0 | 0
Retrofit FOM Costs by Reporting Type: MISO_MI
ReportingType | 2015 | 2020 | 2025 | 2030 | 2035 | 2040
BM | 0 | 0 | 0 | 0 | 0 | 0
CC | 0 | 0 | 0 | 0 | 0 | 0
CSP | 0 | 0 | 0 | 0 | 0 | 0
CT | 0 | 0 | 0 | 0 | 0 | 0
Coal | 1.92 | 0 | 0 | 0 | 0 | 0
Geo | 0 | 0 | 0 | 0 | 0 | 0
H | 0 | 0 | 0 | 0 | 0 | 0
LFG | 0 | 0 | 0 | 0 | 0 | 0
Nuc | 0 | 0 | 0 | 0 | 0 | 0
PS | 0 | 0 | 0 | 0 | 0 | 0
PV | 0 | 0 | 0 | 0 | 0 | 0
PeakG | 0 | 0 | 0 | 0 | 0 | 0
PeakO | 0 | 0 | 0 | 0 | 0 | 0
ST | 0 | 0 | 0 | 0 | 0 | 0
STOG | 0 | 0 | 0 | 0 | 0 | 0
STWD | 0 | 0 | 0 | 0 | 0 | 0
WT | 0 | 0 | 0 | 0 | 0 | 0
IGCC | 0 | 0 | 0 | 0 | 0 | 0
DemandResponse | 0 | 0 | 0 | 0 | 0 | 0
IGCC-CCS | 0 | 0 | 0 | 0 | 0 | 0
WT_off | 0 | 0 | 0 | 0 | 0 | 0
PseudoUnit | 0 | 0 | 0 | 0 | 0 | 0
FixedInterchange | 0 | 0 | 0 | 0 | 0 | 0
Retrofit FOM Costs by Reporting Type: MISO_MO-IL
ReportingType | 2015 | 2020 | 2025 | 2030 | 2035 | 2040
BM | 0 | 0 | 0 | 0 | 0 | 0
CC | 0 | 0 | 0 | 0 | 0 | 0
CSP | 0 | 0 | 0 | 0 | 0 | 0
CT | 0 | 0 | 0 | 0 | 0 | 0
Coal | 18.38 | 4.18 | 3.28 | 3.39 | 3.39 | 3.39
Geo | 0 | 0 | 0 | 0 | 0 | 0
H | 0 | 0 | 0 | 0 | 0 | 0
LFG | 0 | 0 | 0 | 0 | 0 | 0
Nuc | 0 | 0 | 0 | 0 | 0 | 0
PS | 0 | 0 | 0 | 0 | 0 | 0
PV | 0 | 0 | 0 | 0 | 0 | 0
PeakG | 0 | 0 | 0 | 0 | 0 | 0
PeakO | 0 | 0 | 0 | 0 | 0 | 0
ST | 0 | 0 | 0 | 0 | 0 | 0
STOG | 0 | 0 | 0 | 0 | 0 | 0
STWD | 0 | 0 | 0 | 0 | 0 | 0
WT | 0 | 0 | 0 | 0 | 0 | 0
IGCC | 0 | 0 | 0 | 0 | 0 | 0
DemandResponse | 0 | 0 | 0 | 0 | 0 | 0
IGCC-CCS | 0 | 0 | 0 | 0 | 0 | 0
WT_off | 0 | 0 | 0 | 0 | 0 | 0
PseudoUnit | 0 | 0 | 0 | 0 | 0 | 0
FixedInterchange | 0 | 0 | 0 | 0 | 0 | 0
Retrofit FOM Costs by Reporting Type: MISO_W
ReportingType | 2015 | 2020 | 2025 | 2030 | 2035 | 2040
BM | 0 | 0 | 0 | 0 | 0 | 0
CC | 0 | 0 | 0 | 0 | 0 | 0
CSP | 0 | 0 | 0 | 0 | 0 | 0
CT | 0 | 0 | 0 | 0 | 0 | 0
Coal | 28.63 | 24.38 | 8.43 | 7.2 | 6.3 | 6.3
Geo | 0 | 0 | 0 | 0 | 0 | 0
H | 0 | 0 | 0 | 0 | 0 | 0
LFG | 0 | 0 | 0 | 0 | 0 | 0
Nuc | 0 | 0 | 0 | 0 | 0 | 0
PS | 0 | 0 | 0 | 0 | 0 | 0
PV | 0 | 0 | 0 | 0 | 0 | 0
PeakG | 0 | 0 | 0 | 0 | 0 | 0
PeakO | 0 | 0 | 0 | 0 | 0 | 0
ST | 0 | 0 | 0 | 0 | 0 | 0
STOG | 0 | 0 | 0 | 0 | 0 | 0
STWD | 0 | 0 | 0 | 0 | 0 | 0
WT | 0 | 0 | 0 | 0 | 0 | 0
IGCC | 0 | 0 | 0 | 0 | 0 | 0
DemandResponse | 0 | 0 | 0 | 0 | 0 | 0
IGCC-CCS | 0 | 0 | 0 | 0 | 0 | 0
WT_off | 0 | 0 | 0 | 0 | 0 | 0
PseudoUnit | 0 | 0 | 0 | 0 | 0 | 0
FixedInterchange | 0 | 0 | 0 | 0 | 0 | 0
Retrofit FOM Costs by Reporting Type: MISO_WUMS
ReportingType | 2015 | 2020 | 2025 | 2030 | 2035 | 2040
BM | 0 | 0 | 0 | 0 | 0 | 0
CC | 0 | 0 | 0 | 0 | 0 | 0
CSP | 0 | 0 | 0 | 0 | 0 | 0
CT | 0 | 0 | 0 | 0 | 0 | 0
Coal | 17.08 | 1.04 | 1.15 | 1.34 | 1.34 | 1.34
Geo | 0 | 0 | 0 | 0 | 0 | 0
H | 0 | 0 | 0 | 0 | 0 | 0
LFG | 0 | 0 | 0 | 0 | 0 | 0
Nuc | 0 | 0 | 0 | 0 | 0 | 0
PS | 0 | 0 | 0 | 0 | 0 | 0
PV | 0 | 0 | 0 | 0 | 0 | 0
PeakG | 0 | 0 | 0 | 0 | 0 | 0
PeakO | 0 | 0 | 0 | 0 | 0 | 0
ST | 0 | 0 | 0 | 0 | 0 | 0
STOG | 0 | 0 | 0 | 0 | 0 | 0
STWD | 0 | 0 | 0 | 0 | 0 | 0
WT | 0 | 0 | 0 | 0 | 0 | 0
IGCC | 0 | 0 | 0 | 0 | 0 | 0
DemandResponse | 0 | 0 | 0 | 0 | 0 | 0
IGCC-CCS | 0 | 0 | 0 | 0 | 0 | 0
WT_off | 0 | 0 | 0 | 0 | 0 | 0
PseudoUnit | 0 | 0 | 0 | 0 | 0 | 0
FixedInterchange | 0 | 0 | 0 | 0 | 0 | 0
Retrofit FOM Costs by Reporting Type: Nebraska
ReportingType | 2015 | 2020 | 2025 | 2030 | 2035 | 2040
BM | 0 | 0 | 0 | 0 | 0 | 0
CC | 0 | 0 | 0 | 0 | 0 | 0
CSP | 0 | 0 | 0 | 0 | 0 | 0
CT | 0 | 0 | 0 | 0 | 0 | 0
Coal | 4.88 | 5.3 | 5.5 | 5.81 | 5.95 | 5.95
Geo | 0 | 0 | 0 | 0 | 0 | 0
H | 0 | 0 | 0 | 0 | 0 | 0
LFG | 0 | 0 | 0 | 0 | 0 | 0
Nuc | 0 | 0 | 0 | 0 | 0 | 0
PS | 0 | 0 | 0 | 0 | 0 | 0
PV | 0 | 0 | 0 | 0 | 0 | 0
PeakG | 0 | 0 | 0 | 0 | 0 | 0
PeakO | 0 | 0 | 0 | 0 | 0 | 0
ST | 0 | 0 | 0 | 0 | 0 | 0
STOG | 0 | 0 | 0 | 0 | 0 | 0
STWD | 0 | 0 | 0 | 0 | 0 | 0
WT | 0 | 0 | 0 | 0 | 0 | 0
IGCC | 0 | 0 | 0 | 0 | 0 | 0
DemandResponse | 0 | 0 | 0 | 0 | 0 | 0
IGCC-CCS | 0 | 0 | 0 | 0 | 0 | 0
WT_off | 0 | 0 | 0 | 0 | 0 | 0
PseudoUnit | 0 | 0 | 0 | 0 | 0 | 0
FixedInterchange | 0 | 0 | 0 | 0 | 0 | 0
Retrofit FOM Costs by Reporting Type: NEISO
ReportingType | 2015 | 2020 | 2025 | 2030 | 2035 | 2040
BM | 0 | 0 | 0 | 0 | 0 | 0
CC | 0 | 0 | 0 | 0 | 0 | 0
CSP | 0 | 0 | 0 | 0 | 0 | 0
CT | 0 | 0 | 0 | 0 | 0 | 0
Coal | 4.08 | 0 | 0 | 0 | 0 | 0
Geo | 0 | 0 | 0 | 0 | 0 | 0
H | 0 | 0 | 0 | 0 | 0 | 0
LFG | 0 | 0 | 0 | 0 | 0 | 0
Nuc | 0 | 0 | 0 | 0 | 0 | 0
PS | 0 | 0 | 0 | 0 | 0 | 0
PV | 0 | 0 | 0 | 0 | 0 | 0
PeakG | 0 | 0 | 0 | 0 | 0 | 0
PeakO | 0 | 0 | 0 | 0 | 0 | 0
ST | 0 | 0 | 0 | 0 | 0 | 0
STOG | 0 | 0 | 0 | 0 | 0 | 0
STWD | 0 | 0 | 0 | 0 | 0 | 0
WT | 0 | 0 | 0 | 0 | 0 | 0
IGCC | 0 | 0 | 0 | 0 | 0 | 0
DemandResponse | 0 | 0 | 0 | 0 | 0 | 0
IGCC-CCS | 0 | 0 | 0 | 0 | 0 | 0
WT_off | 0 | 0 | 0 | 0 | 0 | 0
PseudoUnit | 0 | 0 | 0 | 0 | 0 | 0
FixedInterchange | 0 | 0 | 0 | 0 | 0 | 0
Retrofit FOM Costs by Reporting Type: NonRTO_Midwest
ReportingType | 2015 | 2020 | 2025 | 2030 | 2035 | 2040
BM | 0 | 0 | 0 | 0 | 0 | 0
CC | 0 | 0 | 0 | 0 | 0 | 0
CSP | 0 | 0 | 0 | 0 | 0 | 0
CT | 0 | 0 | 0 | 0 | 0 | 0
Coal | 71.38 | 24.79 | 17.06 | 6.99 | 5.76 | 4.1
Geo | 0 | 0 | 0 | 0 | 0 | 0
H | 0 | 0 | 0 | 0 | 0 | 0
LFG | 0 | 0 | 0 | 0 | 0 | 0
Nuc | 0 | 0 | 0 | 0 | 0 | 0
PS | 0 | 0 | 0 | 0 | 0 | 0
PV | 0 | 0 | 0 | 0 | 0 | 0
PeakG | 0 | 0 | 0 | 0 | 0 | 0
PeakO | 0 | 0 | 0 | 0 | 0 | 0
ST | 0 | 0 | 0 | 0 | 0 | 0
STOG | 0 | 0 | 0 | 0 | 0 | 0
STWD | 0 | 0 | 0 | 0 | 0 | 0
WT | 0 | 0 | 0 | 0 | 0 | 0
IGCC | 0 | 0 | 0 | 0 | 0 | 0
DemandResponse | 0 | 0 | 0 | 0 | 0 | 0
IGCC-CCS | 0 | 0 | 0 | 0 | 0 | 0
WT_off | 0 | 0 | 0 | 0 | 0 | 0
PseudoUnit | 0 | 0 | 0 | 0 | 0 | 0
FixedInterchange | 0 | 0 | 0 | 0 | 0 | 0
Retrofit FOM Costs by Reporting Type: NYISO_A-F
ReportingType | 2015 | 2020 | 2025 | 2030 | 2035 | 2040
BM | 0 | 0 | 0 | 0 | 0 | 0
CC | 0 | 0 | 0 | 0 | 0 | 0
CSP | 0 | 0 | 0 | 0 | 0 | 0
CT | 0 | 0 | 0 | 0 | 0 | 0
Coal | 0 | 0 | 0 | 0 | 0 | 0
Geo | 0 | 0 | 0 | 0 | 0 | 0
H | 0 | 0 | 0 | 0 | 0 | 0
LFG | 0 | 0 | 0 | 0 | 0 | 0
Nuc | 0 | 0 | 0 | 0 | 0 | 0
PS | 0 | 0 | 0 | 0 | 0 | 0
PV | 0 | 0 | 0 | 0 | 0 | 0
PeakG | 0 | 0 | 0 | 0 | 0 | 0
PeakO | 0 | 0 | 0 | 0 | 0 | 0
ST | 0 | 0 | 0 | 0 | 0 | 0
STOG | 0 | 0 | 0 | 0 | 0 | 0
STWD | 0 | 0 | 0 | 0 | 0 | 0
WT | 0 | 0 | 0 | 0 | 0 | 0
IGCC | 0 | 0 | 0 | 0 | 0 | 0
DemandResponse | 0 | 0 | 0 | 0 | 0 | 0
IGCC-CCS | 0 | 0 | 0 | 0 | 0 | 0
WT_off | 0 | 0 | 0 | 0 | 0 | 0
PseudoUnit | 0 | 0 | 0 | 0 | 0 | 0
FixedInterchange | 0 | 0 | 0 | 0 | 0 | 0
Retrofit FOM Costs by Reporting Type: NYISO_G-I
ReportingType | 2015 | 2020 | 2025 | 2030 | 2035 | 2040
BM | 0 | 0 | 0 | 0 | 0 | 0
CC | 0 | 0 | 0 | 0 | 0 | 0
CSP | 0 | 0 | 0 | 0 | 0 | 0
CT | 0 | 0 | 0 | 0 | 0 | 0
Coal | 0 | 0 | 0 | 0 | 0 | 0
Geo | 0 | 0 | 0 | 0 | 0 | 0
H | 0 | 0 | 0 | 0 | 0 | 0
LFG | 0 | 0 | 0 | 0 | 0 | 0
Nuc | 0 | 0 | 0 | 0 | 0 | 0
PS | 0 | 0 | 0 | 0 | 0 | 0
PV | 0 | 0 | 0 | 0 | 0 | 0
PeakG | 0 | 0 | 0 | 0 | 0 | 0
PeakO | 0 | 0 | 0 | 0 | 0 | 0
ST | 0 | 0 | 0 | 0 | 0 | 0
STOG | 0 | 0 | 0 | 0 | 0 | 0
STWD | 0 | 0 | 0 | 0 | 0 | 0
WT | 0 | 0 | 0 | 0 | 0 | 0
IGCC | 0 | 0 | 0 | 0 | 0 | 0
DemandResponse | 0 | 0 | 0 | 0 | 0 | 0
IGCC-CCS | 0 | 0 | 0 | 0 | 0 | 0
WT_off | 0 | 0 | 0 | 0 | 0 | 0
PseudoUnit | 0 | 0 | 0 | 0 | 0 | 0
FixedInterchange | 0 | 0 | 0 | 0 | 0 | 0
Retrofit FOM Costs by Reporting Type: NYISO_J-K
ReportingType | 2015 | 2020 | 2025 | 2030 | 2035 | 2040
BM | 0 | 0 | 0 | 0 | 0 | 0
CC | 0 | 0 | 0 | 0 | 0 | 0
CSP | 0 | 0 | 0 | 0 | 0 | 0
CT | 0 | 0 | 0 | 0 | 0 | 0
Coal | 0 | 0 | 0 | 0 | 0 | 0
Geo | 0 | 0 | 0 | 0 | 0 | 0
H | 0 | 0 | 0 | 0 | 0 | 0
LFG | 0 | 0 | 0 | 0 | 0 | 0
Nuc | 0 | 0 | 0 | 0 | 0 | 0
PS | 0 | 0 | 0 | 0 | 0 | 0
PV | 0 | 0 | 0 | 0 | 0 | 0
PeakG | 0 | 0 | 0 | 0 | 0 | 0
PeakO | 0 | 0 | 0 | 0 | 0 | 0
ST | 0 | 0 | 0 | 0 | 0 | 0
STOG | 0 | 0 | 0 | 0 | 0 | 0
STWD | 0 | 0 | 0 | 0 | 0 | 0
WT | 0 | 0 | 0 | 0 | 0 | 0
IGCC | 0 | 0 | 0 | 0 | 0 | 0
DemandResponse | 0 | 0 | 0 | 0 | 0 | 0
IGCC-CCS | 0 | 0 | 0 | 0 | 0 | 0
WT_off | 0 | 0 | 0 | 0 | 0 | 0
PseudoUnit | 0 | 0 | 0 | 0 | 0 | 0
FixedInterchange | 0 | 0 | 0 | 0 | 0 | 0
Retrofit FOM Costs by Reporting Type: PJM_E
ReportingType | 2015 | 2020 | 2025 | 2030 | 2035 | 2040
BM | 0 | 0 | 0 | 0 | 0 | 0
CC | 0 | 0 | 0 | 0 | 0 | 0
CSP | 0 | 0 | 0 | 0 | 0 | 0
CT | 0 | 0 | 0 | 0 | 0 | 0
Coal | 1.68 | 0.61 | 0 | 0 | 0 | 0
Geo | 0 | 0 | 0 | 0 | 0 | 0
H | 0 | 0 | 0 | 0 | 0 | 0
LFG | 0 | 0 | 0 | 0 | 0 | 0
Nuc | 0 | 0 | 0 | 0 | 0 | 0
PS | 0 | 0 | 0 | 0 | 0 | 0
PV | 0 | 0 | 0 | 0 | 0 | 0
PeakG | 0 | 0 | 0 | 0 | 0 | 0
PeakO | 0 | 0 | 0 | 0 | 0 | 0
ST | 0 | 0 | 0 | 0 | 0 | 0
STOG | 0 | 0 | 0 | 0 | 0 | 0
STWD | 0 | 0 | 0 | 0 | 0 | 0
WT | 0 | 0 | 0 | 0 | 0 | 0
IGCC | 0 | 0 | 0 | 0 | 0 | 0
DemandResponse | 0 | 0 | 0 | 0 | 0 | 0
IGCC-CCS | 0 | 0 | 0 | 0 | 0 | 0
WT_off | 0 | 0 | 0 | 0 | 0 | 0
PseudoUnit | 0 | 0 | 0 | 0 | 0 | 0
FixedInterchange | 0 | 0 | 0 | 0 | 0 | 0
Retrofit FOM Costs by Reporting Type: PJM_ROM
ReportingType | 2015 | 2020 | 2025 | 2030 | 2035 | 2040
BM | 0 | 0 | 0 | 0 | 0 | 0
CC | 0 | 0 | 0 | 0 | 0 | 0
CSP | 0 | 0 | 0 | 0 | 0 | 0
CT | 0 | 0 | 0 | 0 | 0 | 0
Coal | 2.04 | 0.53 | 0 | 0 | 0 | 0
Geo | 0 | 0 | 0 | 0 | 0 | 0
H | 0 | 0 | 0 | 0 | 0 | 0
LFG | 0 | 0 | 0 | 0 | 0 | 0
Nuc | 0 | 0 | 0 | 0 | 0 | 0
PS | 0 | 0 | 0 | 0 | 0 | 0
PV | 0 | 0 | 0 | 0 | 0 | 0
PeakG | 0 | 0 | 0 | 0 | 0 | 0
PeakO | 0 | 0 | 0 | 0 | 0 | 0
ST | 0 | 0 | 0 | 0 | 0 | 0
STOG | 0 | 0 | 0 | 0 | 0 | 0
STWD | 0 | 0 | 0 | 0 | 0 | 0
WT | 0 | 0 | 0 | 0 | 0 | 0
IGCC | 0 | 0 | 0 | 0 | 0 | 0
DemandResponse | 0 | 0 | 0 | 0 | 0 | 0
IGCC-CCS | 0 | 0 | 0 | 0 | 0 | 0
WT_off | 0 | 0 | 0 | 0 | 0 | 0
PseudoUnit | 0 | 0 | 0 | 0 | 0 | 0
FixedInterchange | 0 | 0 | 0 | 0 | 0 | 0
Retrofit FOM Costs by Reporting Type: PJM_ROR
ReportingType | 2015 | 2020 | 2025 | 2030 | 2035 | 2040
BM | 0 | 0 | 0 | 0 | 0 | 0
CC | 0 | 0 | 0 | 0 | 0 | 0
CSP | 0 | 0 | 0 | 0 | 0 | 0
CT | 0 | 0 | 0 | 0 | 0 | 0
Coal | 95.55 | 46.18 | 0 | 0 | 0 | 0
Geo | 0 | 0 | 0 | 0 | 0 | 0
H | 0 | 0 | 0 | 0 | 0 | 0
LFG | 0 | 0 | 0 | 0 | 0 | 0
Nuc | 0 | 0 | 0 | 0 | 0 | 0
PS | 0 | 0 | 0 | 0 | 0 | 0
PV | 0 | 0 | 0 | 0 | 0 | 0
PeakG | 0 | 0 | 0 | 0 | 0 | 0
PeakO | 0 | 0 | 0 | 0 | 0 | 0
ST | 0 | 0 | 0 | 0 | 0 | 0
STOG | 0 | 0 | 0 | 0 | 0 | 0
STWD | 0 | 0 | 0 | 0 | 0 | 0
WT | 0 | 0 | 0 | 0 | 0 | 0
IGCC | 0 | 0 | 0 | 0 | 0 | 0
DemandResponse | 0 | 0 | 0 | 0 | 0 | 0
IGCC-CCS | 0 | 0 | 0 | 0 | 0 | 0
WT_off | 0 | 0 | 0 | 0 | 0 | 0
PseudoUnit | 0 | 0 | 0 | 0 | 0 | 0
FixedInterchange | 0 | 0 | 0 | 0 | 0 | 0
Retrofit FOM Costs by Reporting Type: SOCO
ReportingType | 2015 | 2020 | 2025 | 2030 | 2035 | 2040
BM | 0 | 0 | 0 | 0 | 0 | 0
CC | 0 | 0 | 0 | 0 | 0 | 0
CSP | 0 | 0 | 0 | 0 | 0 | 0
CT | 0 | 0 | 0 | 0 | 0 | 0
Coal | 41.36 | 6.52 | 0 | 0 | 0 | 0
Geo | 0 | 0 | 0 | 0 | 0 | 0
H | 0 | 0 | 0 | 0 | 0 | 0
LFG | 0 | 0 | 0 | 0 | 0 | 0
Nuc | 0 | 0 | 0 | 0 | 0 | 0
PS | 0 | 0 | 0 | 0 | 0 | 0
PV | 0 | 0 | 0 | 0 | 0 | 0
PeakG | 0 | 0 | 0 | 0 | 0 | 0
PeakO | 0 | 0 | 0 | 0 | 0 | 0
ST | 0 | 0 | 0 | 0 | 0 | 0
STOG | 0 | 0 | 0 | 0 | 0 | 0
STWD | 0 | 0 | 0 | 0 | 0 | 0
WT | 0 | 0 | 0 | 0 | 0 | 0
IGCC | 0 | 0 | 0 | 0 | 0 | 0
DemandResponse | 0 | 0 | 0 | 0 | 0 | 0
IGCC-CCS | 0 | 0 | 0 | 0 | 0 | 0
WT_off | 0 | 0 | 0 | 0 | 0 | 0
PseudoUnit | 0 | 0 | 0 | 0 | 0 | 0
FixedInterchange | 0 | 0 | 0 | 0 | 0 | 0
Retrofit FOM Costs by Reporting Type: SPP_N
ReportingType | 2015 | 2020 | 2025 | 2030 | 2035 | 2040
BM | 0 | 0 | 0 | 0 | 0 | 0
CC | 0 | 0 | 0 | 0 | 0 | 0
CSP | 0 | 0 | 0 | 0 | 0 | 0
CT | 0 | 0 | 0 | 0 | 0 | 0
Coal | 35.72 | 19.63 | 0.33 | 0.33 | 0 | 0
Geo | 0 | 0 | 0 | 0 | 0 | 0
H | 0 | 0 | 0 | 0 | 0 | 0
LFG | 0 | 0 | 0 | 0 | 0 | 0
Nuc | 0 | 0 | 0 | 0 | 0 | 0
PS | 0 | 0 | 0 | 0 | 0 | 0
PV | 0 | 0 | 0 | 0 | 0 | 0
PeakG | 0 | 0 | 0 | 0 | 0 | 0
PeakO | 0 | 0 | 0 | 0 | 0 | 0
ST | 0 | 0 | 0 | 0 | 0 | 0
STOG | 0 | 0 | 0 | 0 | 0 | 0
STWD | 0 | 0 | 0 | 0 | 0 | 0
WT | 0 | 0 | 0 | 0 | 0 | 0
IGCC | 0 | 0 | 0 | 0 | 0 | 0
DemandResponse | 0 | 0 | 0 | 0 | 0 | 0
IGCC-CCS | 0 | 0 | 0 | 0 | 0 | 0
WT_off | 0 | 0 | 0 | 0 | 0 | 0
PseudoUnit | 0 | 0 | 0 | 0 | 0 | 0
FixedInterchange | 0 | 0 | 0 | 0 | 0 | 0
Retrofit FOM Costs by Reporting Type: SPP_S
ReportingType | 2015 | 2020 | 2025 | 2030 | 2035 | 2040
BM | 0 | 0 | 0 | 0 | 0 | 0
CC | 0 | 0 | 0 | 0 | 0 | 0
CSP | 0 | 0 | 0 | 0 | 0 | 0
CT | 0 | 0 | 0 | 0 | 0 | 0
Coal | 10.97 | 1.72 | 0 | 0 | 0 | 0
Geo | 0 | 0 | 0 | 0 | 0 | 0
H | 0 | 0 | 0 | 0 | 0 | 0
LFG | 0 | 0 | 0 | 0 | 0 | 0
Nuc | 0 | 0 | 0 | 0 | 0 | 0
PS | 0 | 0 | 0 | 0 | 0 | 0
PV | 0 | 0 | 0 | 0 | 0 | 0
PeakG | 0 | 0 | 0 | 0 | 0 | 0
PeakO | 0 | 0 | 0 | 0 | 0 | 0
ST | 0 | 0 | 0 | 0 | 0 | 0
STOG | 0 | 0 | 0 | 0 | 0 | 0
STWD | 0 | 0 | 0 | 0 | 0 | 0
WT | 0 | 0 | 0 | 0 | 0 | 0
IGCC | 0 | 0 | 0 | 0 | 0 | 0
DemandResponse | 0 | 0 | 0 | 0 | 0 | 0
IGCC-CCS | 0 | 0 | 0 | 0 | 0 | 0
WT_off | 0 | 0 | 0 | 0 | 0 | 0
PseudoUnit | 0 | 0 | 0 | 0 | 0 | 0
FixedInterchange | 0 | 0 | 0 | 0 | 0 | 0
Retrofit FOM Costs by Reporting Type: TVA
ReportingType | 2015 | 2020 | 2025 | 2030 | 2035 | 2040
BM | 0 | 0 | 0 | 0 | 0 | 0
CC | 0 | 0 | 0 | 0 | 0 | 0
CSP | 0 | 0 | 0 | 0 | 0 | 0
CT | 0 | 0 | 0 | 0 | 0 | 0
Coal | 29.58 | 16.85 | 3.25 | 0 | 0 | 0
Geo | 0 | 0 | 0 | 0 | 0 | 0
H | 0 | 0 | 0 | 0 | 0 | 0
LFG | 0 | 0 | 0 | 0 | 0 | 0
Nuc | 0 | 0 | 0 | 0 | 0 | 0
PS | 0 | 0 | 0 | 0 | 0 | 0
PV | 0 | 0 | 0 | 0 | 0 | 0
PeakG | 0 | 0 | 0 | 0 | 0 | 0
PeakO | 0 | 0 | 0 | 0 | 0 | 0
ST | 0 | 0 | 0 | 0 | 0 | 0
STOG | 0 | 0 | 0 | 0 | 0 | 0
STWD | 0 | 0 | 0 | 0 | 0 | 0
WT | 0 | 0 | 0 | 0 | 0 | 0
IGCC | 0 | 0 | 0 | 0 | 0 | 0
DemandResponse | 0 | 0 | 0 | 0 | 0 | 0
IGCC-CCS | 0 | 0 | 0 | 0 | 0 | 0
WT_off | 0 | 0 | 0 | 0 | 0 | 0
PseudoUnit | 0 | 0 | 0 | 0 | 0 | 0
FixedInterchange | 0 | 0 | 0 | 0 | 0 | 0
Retrofit FOM Costs by Reporting Type: TVA_Transmission
ReportingType | 2015 | 2020 | 2025 | 2030 | 2035 | 2040
BM | 0 | 0 | 0 | 0 | 0 | 0
CC | 0 | 0 | 0 | 0 | 0 | 0
CSP | 0 | 0 | 0 | 0 | 0 | 0
CT | 0 | 0 | 0 | 0 | 0 | 0
Coal | 0 | 0 | 0 | 0 | 0 | 0
Geo | 0 | 0 | 0 | 0 | 0 | 0
H | 0 | 0 | 0 | 0 | 0 | 0
LFG | 0 | 0 | 0 | 0 | 0 | 0
Nuc | 0 | 0 | 0 | 0 | 0 | 0
PS | 0 | 0 | 0 | 0 | 0 | 0
PV | 0 | 0 | 0 | 0 | 0 | 0
PeakG | 0 | 0 | 0 | 0 | 0 | 0
PeakO | 0 | 0 | 0 | 0 | 0 | 0
ST | 0 | 0 | 0 | 0 | 0 | 0
STOG | 0 | 0 | 0 | 0 | 0 | 0
STWD | 0 | 0 | 0 | 0 | 0 | 0
WT | 0 | 0 | 0 | 0 | 0 | 0
IGCC | 0 | 0 | 0 | 0 | 0 | 0
DemandResponse | 0 | 0 | 0 | 0 | 0 | 0
IGCC-CCS | 0 | 0 | 0 | 0 | 0 | 0
WT_off | 0 | 0 | 0 | 0 | 0 | 0
PseudoUnit | 0 | 0 | 0 | 0 | 0 | 0
FixedInterchange | 0 | 0 | 0 | 0 | 0 | 0
Retrofit FOM Costs by Reporting Type: VACAR
ReportingType | 2015 | 2020 | 2025 | 2030 | 2035 | 2040
BM | 0 | 0 | 0 | 0 | 0 | 0
CC | 0 | 0 | 0 | 0 | 0 | 0
CSP | 0 | 0 | 0 | 0 | 0 | 0
CT | 0 | 0 | 0 | 0 | 0 | 0
Coal | 49.32 | 42.47 | 33.33 | 0 | 0 | 0
Geo | 0 | 0 | 0 | 0 | 0 | 0
H | 0 | 0 | 0 | 0 | 0 | 0
LFG | 0 | 0 | 0 | 0 | 0 | 0
Nuc | 0 | 0 | 0 | 0 | 0 | 0
PS | 0 | 0 | 0 | 0 | 0 | 0
PV | 0 | 0 | 0 | 0 | 0 | 0
PeakG | 0 | 0 | 0 | 0 | 0 | 0
PeakO | 0 | 0 | 0 | 0 | 0 | 0
ST | 0 | 0 | 0 | 0 | 0 | 0
STOG | 0 | 0 | 0 | 0 | 0 | 0
STWD | 0 | 0 | 0 | 0 | 0 | 0
WT | 0 | 0 | 0 | 0 | 0 | 0
IGCC | 0 | 0 | 0 | 0 | 0 | 0
DemandResponse | 0 | 0 | 0 | 0 | 0 | 0
IGCC-CCS | 0 | 0 | 0 | 0 | 0 | 0
WT_off | 0 | 0 | 0 | 0 | 0 | 0
PseudoUnit | 0 | 0 | 0 | 0 | 0 | 0
FixedInterchange | 0 | 0 | 0 | 0 | 0 | 0
Retrofit FOM Costs by Reporting Type: IESO
ReportingType | 2015 | 2020 | 2025 | 2030 | 2035 | 2040
BM | 0 | 0 | 0 | 0 | 0 | 0
CC | 0 | 0 | 0 | 0 | 0 | 0
CSP | 0 | 0 | 0 | 0 | 0 | 0
CT | 0 | 0 | 0 | 0 | 0 | 0
Coal | 0 | 0 | 0 | 0 | 0 | 0
Geo | 0 | 0 | 0 | 0 | 0 | 0
H | 0 | 0 | 0 | 0 | 0 | 0
LFG | 0 | 0 | 0 | 0 | 0 | 0
Nuc | 0 | 0 | 0 | 0 | 0 | 0
PS | 0 | 0 | 0 | 0 | 0 | 0
PV | 0 | 0 | 0 | 0 | 0 | 0
PeakG | 0 | 0 | 0 | 0 | 0 | 0
PeakO | 0 | 0 | 0 | 0 | 0 | 0
ST | 0 | 0 | 0 | 0 | 0 | 0
STOG | 0 | 0 | 0 | 0 | 0 | 0
STWD | 0 | 0 | 0 | 0 | 0 | 0
WT | 0 | 0 | 0 | 0 | 0 | 0
IGCC | 0 | 0 | 0 | 0 | 0 | 0
DemandResponse | 0 | 0 | 0 | 0 | 0 | 0
IGCC-CCS | 0 | 0 | 0 | 0 | 0 | 0
WT_off | 0 | 0 | 0 | 0 | 0 | 0
PseudoUnit | 0 | 0 | 0 | 0 | 0 | 0
FixedInterchange | 0 | 0 | 0 | 0 | 0 | 0
Retrofit FOM Costs by Reporting Type: MAPP_CA
ReportingType | 2015 | 2020 | 2025 | 2030 | 2035 | 2040
BM | 0 | 0 | 0 | 0 | 0 | 0
CC | 0 | 0 | 0 | 0 | 0 | 0
CSP | 0 | 0 | 0 | 0 | 0 | 0
CT | 0 | 0 | 0 | 0 | 0 | 0
Coal | 0 | 0 | 0 | 0 | 0 | 0
Geo | 0 | 0 | 0 | 0 | 0 | 0
H | 0 | 0 | 0 | 0 | 0 | 0
LFG | 0 | 0 | 0 | 0 | 0 | 0
Nuc | 0 | 0 | 0 | 0 | 0 | 0
PS | 0 | 0 | 0 | 0 | 0 | 0
PV | 0 | 0 | 0 | 0 | 0 | 0
PeakG | 0 | 0 | 0 | 0 | 0 | 0
PeakO | 0 | 0 | 0 | 0 | 0 | 0
ST | 0 | 0 | 0 | 0 | 0 | 0
STOG | 0 | 0 | 0 | 0 | 0 | 0
STWD | 0 | 0 | 0 | 0 | 0 | 0
WT | 0 | 0 | 0 | 0 | 0 | 0
IGCC | 0 | 0 | 0 | 0 | 0 | 0
DemandResponse | 0 | 0 | 0 | 0 | 0 | 0
IGCC-CCS | 0 | 0 | 0 | 0 | 0 | 0
WT_off | 0 | 0 | 0 | 0 | 0 | 0
PseudoUnit | 0 | 0 | 0 | 0 | 0 | 0
FixedInterchange | 0 | 0 | 0 | 0 | 0 | 0
Retrofit FOM Costs by Reporting Type: AZ_NM_SNV_Coal
ReportingType | 2015 | 2020 | 2025 | 2030 | 2035 | 2040
BM | 0 | 0 | 0 | 0 | 0 | 0
CC | 0 | 0 | 0 | 0 | 0 | 0
CSP | 0 | 0 | 0 | 0 | 0 | 0
CT | 0 | 0 | 0 | 0 | 0 | 0
Coal | 53.22 | 47.59 | 25.17 | 0 | 0 | 0
Geo | 0 | 0 | 0 | 0 | 0 | 0
H | 0 | 0 | 0 | 0 | 0 | 0
LFG | 0 | 0 | 0 | 0 | 0 | 0
Nuc | 0 | 0 | 0 | 0 | 0 | 0
PS | 0 | 0 | 0 | 0 | 0 | 0
PV | 0 | 0 | 0 | 0 | 0 | 0
PeakG | 0 | 0 | 0 | 0 | 0 | 0
PeakO | 0 | 0 | 0 | 0 | 0 | 0
ST | 0 | 0 | 0 | 0 | 0 | 0
STOG | 0 | 0 | 0 | 0 | 0 | 0
STWD | 0 | 0 | 0 | 0 | 0 | 0
WT | 0 | 0 | 0 | 0 | 0 | 0
IGCC | 0 | 0 | 0 | 0 | 0 | 0
DemandResponse | 0 | 0 | 0 | 0 | 0 | 0
IGCC-CCS | 0 | 0 | 0 | 0 | 0 | 0
WT_off | 0 | 0 | 0 | 0 | 0 | 0
PseudoUnit | 0 | 0 | 0 | 0 | 0 | 0
FixedInterchange | 0 | 0 | 0 | 0 | 0 | 0
Retrofit FOM Costs by Reporting Type: AZ_NM_SNV_Gas
ReportingType | 2015 | 2020 | 2025 | 2030 | 2035 | 2040
BM | 0 | 0 | 0 | 0 | 0 | 0
CC | 0 | 0 | 0 | 0 | 0 | 0
CSP | 0 | 0 | 0 | 0 | 0 | 0
CT | 0 | 0 | 0 | 0 | 0 | 0
Coal | 0 | 0 | 0 | 0 | 0 | 0
Geo | 0 | 0 | 0 | 0 | 0 | 0
H | 0 | 0 | 0 | 0 | 0 | 0
LFG | 0 | 0 | 0 | 0 | 0 | 0
Nuc | 0 | 0 | 0 | 0 | 0 | 0
PS | 0 | 0 | 0 | 0 | 0 | 0
PV | 0 | 0 | 0 | 0 | 0 | 0
PeakG | 0 | 0 | 0 | 0 | 0 | 0
PeakO | 0 | 0 | 0 | 0 | 0 | 0
ST | 0 | 0 | 0 | 0 | 0 | 0
STOG | 0 | 0 | 0 | 0 | 0 | 0
STWD | 0 | 0 | 0 | 0 | 0 | 0
WT | 0 | 0 | 0 | 0 | 0 | 0
IGCC | 0 | 0 | 0 | 0 | 0 | 0
DemandResponse | 0 | 0 | 0 | 0 | 0 | 0
IGCC-CCS | 0 | 0 | 0 | 0 | 0 | 0
WT_off | 0 | 0 | 0 | 0 | 0 | 0
PseudoUnit | 0 | 0 | 0 | 0 | 0 | 0
FixedInterchange | 0 | 0 | 0 | 0 | 0 | 0
Retrofit FOM Costs by Reporting Type: AZ_NM_SNV_NucRenew
ReportingType | 2015 | 2020 | 2025 | 2030 | 2035 | 2040
BM | 0 | 0 | 0 | 0 | 0 | 0
CC | 0 | 0 | 0 | 0 | 0 | 0
CSP | 0 | 0 | 0 | 0 | 0 | 0
CT | 0 | 0 | 0 | 0 | 0 | 0
Coal | 0 | 0 | 0 | 0 | 0 | 0
Geo | 0 | 0 | 0 | 0 | 0 | 0
H | 0 | 0 | 0 | 0 | 0 | 0
LFG | 0 | 0 | 0 | 0 | 0 | 0
Nuc | 0 | 0 | 0 | 0 | 0 | 0
PS | 0 | 0 | 0 | 0 | 0 | 0
PV | 0 | 0 | 0 | 0 | 0 | 0
PeakG | 0 | 0 | 0 | 0 | 0 | 0
PeakO | 0 | 0 | 0 | 0 | 0 | 0
ST | 0 | 0 | 0 | 0 | 0 | 0
STOG | 0 | 0 | 0 | 0 | 0 | 0
STWD | 0 | 0 | 0 | 0 | 0 | 0
WT | 0 | 0 | 0 | 0 | 0 | 0
IGCC | 0 | 0 | 0 | 0 | 0 | 0
DemandResponse | 0 | 0 | 0 | 0 | 0 | 0
IGCC-CCS | 0 | 0 | 0 | 0 | 0 | 0
WT_off | 0 | 0 | 0 | 0 | 0 | 0
PseudoUnit | 0 | 0 | 0 | 0 | 0 | 0
FixedInterchange | 0 | 0 | 0 | 0 | 0 | 0
Retrofit FOM Costs by Reporting Type: ERCOT
ReportingType | 2015 | 2020 | 2025 | 2030 | 2035 | 2040
BM | 0 | 0 | 0 | 0 | 0 | 0
CC | 0 | 0 | 0 | 0 | 0 | 0
CSP | 0 | 0 | 0 | 0 | 0 | 0
CT | 0 | 0 | 0 | 0 | 0 | 0
Coal | 13.6 | 7.23 | 0.66 | 0.66 | 0.63 | 0.59
Geo | 0 | 0 | 0 | 0 | 0 | 0
H | 0 | 0 | 0 | 0 | 0 | 0
LFG | 0 | 0 | 0 | 0 | 0 | 0
Nuc | 0 | 0 | 0 | 0 | 0 | 0
PS | 0 | 0 | 0 | 0 | 0 | 0
PV | 0 | 0 | 0 | 0 | 0 | 0
PeakG | 0 | 0 | 0 | 0 | 0 | 0
PeakO | 0 | 0 | 0 | 0 | 0 | 0
ST | 0 | 0 | 0 | 0 | 0 | 0
STOG | 0 | 0 | 0 | 0 | 0 | 0
STWD | 0 | 0 | 0 | 0 | 0 | 0
WT | 0 | 0 | 0 | 0 | 0 | 0
IGCC | 0 | 0 | 0 | 0 | 0 | 0
DemandResponse | 0 | 0 | 0 | 0 | 0 | 0
IGCC-CCS | 0 | 0 | 0 | 0 | 0 | 0
WT_off | 0 | 0 | 0 | 0 | 0 | 0
PseudoUnit | 0 | 0 | 0 | 0 | 0 | 0
FixedInterchange | 0 | 0 | 0 | 0 | 0 | 0
Retrofit FOM Costs by Reporting Type: NP15
ReportingType | 2015 | 2020 | 2025 | 2030 | 2035 | 2040
BM | 0 | 0 | 0 | 0 | 0 | 0
CC | 0 | 0 | 0 | 0 | 0 | 0
CSP | 0 | 0 | 0 | 0 | 0 | 0
CT | 0 | 0 | 0 | 0 | 0 | 0
Coal | 0.19 | 0 | 0 | 0 | 0 | 0
Geo | 0 | 0 | 0 | 0 | 0 | 0
H | 0 | 0 | 0 | 0 | 0 | 0
LFG | 0 | 0 | 0 | 0 | 0 | 0
Nuc | 0 | 0 | 0 | 0 | 0 | 0
PS | 0 | 0 | 0 | 0 | 0 | 0
PV | 0 | 0 | 0 | 0 | 0 | 0
PeakG | 0 | 0 | 0 | 0 | 0 | 0
PeakO | 0 | 0 | 0 | 0 | 0 | 0
ST | 0 | 0 | 0 | 0 | 0 | 0
STOG | 0 | 0 | 0 | 0 | 0 | 0
STWD | 0 | 0 | 0 | 0 | 0 | 0
WT | 0 | 0 | 0 | 0 | 0 | 0
IGCC | 0 | 0 | 0 | 0 | 0 | 0
DemandResponse | 0 | 0 | 0 | 0 | 0 | 0
IGCC-CCS | 0 | 0 | 0 | 0 | 0 | 0
WT_off | 0 | 0 | 0 | 0 | 0 | 0
PseudoUnit | 0 | 0 | 0 | 0 | 0 | 0
FixedInterchange | 0 | 0 | 0 | 0 | 0 | 0
Retrofit FOM Costs by Reporting Type: NWPP_Coal
ReportingType | 2015 | 2020 | 2025 | 2030 | 2035 | 2040
BM | 0 | 0 | 0 | 0 | 0 | 0
CC | 0 | 0 | 0 | 0 | 0 | 0
CSP | 0 | 0 | 0 | 0 | 0 | 0
CT | 0 | 0 | 0 | 0 | 0 | 0
Coal | 35.53 | 36.12 | 0.98 | 0.98 | 0.98 | 0.98
Geo | 0 | 0 | 0 | 0 | 0 | 0
H | 0 | 0 | 0 | 0 | 0 | 0
LFG | 0 | 0 | 0 | 0 | 0 | 0
Nuc | 0 | 0 | 0 | 0 | 0 | 0
PS | 0 | 0 | 0 | 0 | 0 | 0
PV | 0 | 0 | 0 | 0 | 0 | 0
PeakG | 0 | 0 | 0 | 0 | 0 | 0
PeakO | 0 | 0 | 0 | 0 | 0 | 0
ST | 0 | 0 | 0 | 0 | 0 | 0
STOG | 0 | 0 | 0 | 0 | 0 | 0
STWD | 0 | 0 | 0 | 0 | 0 | 0
WT | 0 | 0 | 0 | 0 | 0 | 0
IGCC | 0 | 0 | 0 | 0 | 0 | 0
DemandResponse | 0 | 0 | 0 | 0 | 0 | 0
IGCC-CCS | 0 | 0 | 0 | 0 | 0 | 0
WT_off | 0 | 0 | 0 | 0 | 0 | 0
PseudoUnit | 0 | 0 | 0 | 0 | 0 | 0
FixedInterchange | 0 | 0 | 0 | 0 | 0 | 0
Retrofit FOM Costs by Reporting Type: NWPP_Gas
ReportingType | 2015 | 2020 | 2025 | 2030 | 2035 | 2040
BM | 0 | 0 | 0 | 0 | 0 | 0
CC | 0 | 0 | 0 | 0 | 0 | 0
CSP | 0 | 0 | 0 | 0 | 0 | 0
CT | 0 | 0 | 0 | 0 | 0 | 0
Coal | 0 | 0 | 0 | 0 | 0 | 0
Geo | 0 | 0 | 0 | 0 | 0 | 0
H | 0 | 0 | 0 | 0 | 0 | 0
LFG | 0 | 0 | 0 | 0 | 0 | 0
Nuc | 0 | 0 | 0 | 0 | 0 | 0
PS | 0 | 0 | 0 | 0 | 0 | 0
PV | 0 | 0 | 0 | 0 | 0 | 0
PeakG | 0 | 0 | 0 | 0 | 0 | 0
PeakO | 0 | 0 | 0 | 0 | 0 | 0
ST | 0 | 0 | 0 | 0 | 0 | 0
STOG | 0 | 0 | 0 | 0 | 0 | 0
STWD | 0 | 0 | 0 | 0 | 0 | 0
WT | 0 | 0 | 0 | 0 | 0 | 0
IGCC | 0 | 0 | 0 | 0 | 0 | 0
DemandResponse | 0 | 0 | 0 | 0 | 0 | 0
IGCC-CCS | 0 | 0 | 0 | 0 | 0 | 0
WT_off | 0 | 0 | 0 | 0 | 0 | 0
PseudoUnit | 0 | 0 | 0 | 0 | 0 | 0
FixedInterchange | 0 | 0 | 0 | 0 | 0 | 0
Retrofit FOM Costs by Reporting Type: NWPP_NucRenew
ReportingType | 2015 | 2020 | 2025 | 2030 | 2035 | 2040
BM | 0 | 0 | 0 | 0 | 0 | 0
CC | 0 | 0 | 0 | 0 | 0 | 0
CSP | 0 | 0 | 0 | 0 | 0 | 0
CT | 0 | 0 | 0 | 0 | 0 | 0
Coal | 0 | 0 | 0 | 0 | 0 | 0
Geo | 0 | 0 | 0 | 0 | 0 | 0
H | 0 | 0 | 0 | 0 | 0 | 0
LFG | 0 | 0 | 0 | 0 | 0 | 0
Nuc | 0 | 0 | 0 | 0 | 0 | 0
PS | 0 | 0 | 0 | 0 | 0 | 0
PV | 0 | 0 | 0 | 0 | 0 | 0
PeakG | 0 | 0 | 0 | 0 | 0 | 0
PeakO | 0 | 0 | 0 | 0 | 0 | 0
ST | 0 | 0 | 0 | 0 | 0 | 0
STOG | 0 | 0 | 0 | 0 | 0 | 0
STWD | 0 | 0 | 0 | 0 | 0 | 0
WT | 0 | 0 | 0 | 0 | 0 | 0
IGCC | 0 | 0 | 0 | 0 | 0 | 0
DemandResponse | 0 | 0 | 0 | 0 | 0 | 0
IGCC-CCS | 0 | 0 | 0 | 0 | 0 | 0
WT_off | 0 | 0 | 0 | 0 | 0 | 0
PseudoUnit | 0 | 0 | 0 | 0 | 0 | 0
FixedInterchange | 0 | 0 | 0 | 0 | 0 | 0
Retrofit FOM Costs by Reporting Type: RMPA
ReportingType | 2015 | 2020 | 2025 | 2030 | 2035 | 2040
BM | 0 | 0 | 0 | 0 | 0 | 0
CC | 0 | 0 | 0 | 0 | 0 | 0
CSP | 0 | 0 | 0 | 0 | 0 | 0
CT | 0 | 0 | 0 | 0 | 0 | 0
Coal | 21.03 | 21.55 | 6.97 | 6.3 | 6.3 | 6.3
Geo | 0 | 0 | 0 | 0 | 0 | 0
H | 0 | 0 | 0 | 0 | 0 | 0
LFG | 0 | 0 | 0 | 0 | 0 | 0
Nuc | 0 | 0 | 0 | 0 | 0 | 0
PS | 0 | 0 | 0 | 0 | 0 | 0
PV | 0 | 0 | 0 | 0 | 0 | 0
PeakG | 0 | 0 | 0 | 0 | 0 | 0
PeakO | 0 | 0 | 0 | 0 | 0 | 0
ST | 0 | 0 | 0 | 0 | 0 | 0
STOG | 0 | 0 | 0 | 0 | 0 | 0
STWD | 0 | 0 | 0 | 0 | 0 | 0
WT | 0 | 0 | 0 | 0 | 0 | 0
IGCC | 0 | 0 | 0 | 0 | 0 | 0
DemandResponse | 0 | 0 | 0 | 0 | 0 | 0
IGCC-CCS | 0 | 0 | 0 | 0 | 0 | 0
WT_off | 0 | 0 | 0 | 0 | 0 | 0
PseudoUnit | 0 | 0 | 0 | 0 | 0 | 0
FixedInterchange | 0 | 0 | 0 | 0 | 0 | 0
Retrofit FOM Costs by Reporting Type: SP15
ReportingType | 2015 | 2020 | 2025 | 2030 | 2035 | 2040
BM | 0 | 0 | 0 | 0 | 0 | 0
CC | 0 | 0 | 0 | 0 | 0 | 0
CSP | 0 | 0 | 0 | 0 | 0 | 0
CT | 0 | 0 | 0 | 0 | 0 | 0
Coal | 0.23 | 0.41 | 0 | 0 | 0 | 0
Geo | 0 | 0 | 0 | 0 | 0 | 0
H | 0 | 0 | 0 | 0 | 0 | 0
LFG | 0 | 0 | 0 | 0 | 0 | 0
Nuc | 0 | 0 | 0 | 0 | 0 | 0
PS | 0 | 0 | 0 | 0 | 0 | 0
PV | 0 | 0 | 0 | 0 | 0 | 0
PeakG | 0 | 0 | 0 | 0 | 0 | 0
PeakO | 0 | 0 | 0 | 0 | 0 | 0
ST | 0 | 0 | 0 | 0 | 0 | 0
STOG | 0 | 0 | 0 | 0 | 0 | 0
STWD | 0 | 0 | 0 | 0 | 0 | 0
WT | 0 | 0 | 0 | 0 | 0 | 0
IGCC | 0 | 0 | 0 | 0 | 0 | 0
DemandResponse | 0 | 0 | 0 | 0 | 0 | 0
IGCC-CCS | 0 | 0 | 0 | 0 | 0 | 0
WT_off | 0 | 0 | 0 | 0 | 0 | 0
PseudoUnit | 0 | 0 | 0 | 0 | 0 | 0
FixedInterchange | 0 | 0 | 0 | 0 | 0 | 0
Retrofit FOM Costs by Reporting Type: ALB
ReportingType | 2015 | 2020 | 2025 | 2030 | 2035 | 2040
BM | 0 | 0 | 0 | 0 | 0 | 0
CC | 0 | 0 | 0 | 0 | 0 | 0
CSP | 0 | 0 | 0 | 0 | 0 | 0
CT | 0 | 0 | 0 | 0 | 0 | 0
Coal | 0.29 | 0.29 | 0.29 | 0 | 0 | 0
Geo | 0 | 0 | 0 | 0 | 0 | 0
H | 0 | 0 | 0 | 0 | 0 | 0
LFG | 0 | 0 | 0 | 0 | 0 | 0
Nuc | 0 | 0 | 0 | 0 | 0 | 0
PS | 0 | 0 | 0 | 0 | 0 | 0
PV | 0 | 0 | 0 | 0 | 0 | 0
PeakG | 0 | 0 | 0 | 0 | 0 | 0
PeakO | 0 | 0 | 0 | 0 | 0 | 0
ST | 0 | 0 | 0 | 0 | 0 | 0
STOG | 0 | 0 | 0 | 0 | 0 | 0
STWD | 0 | 0 | 0 | 0 | 0 | 0
WT | 0 | 0 | 0 | 0 | 0 | 0
IGCC | 0 | 0 | 0 | 0 | 0 | 0
DemandResponse | 0 | 0 | 0 | 0 | 0 | 0
IGCC-CCS | 0 | 0 | 0 | 0 | 0 | 0
WT_off | 0 | 0 | 0 | 0 | 0 | 0
PseudoUnit | 0 | 0 | 0 | 0 | 0 | 0
FixedInterchange | 0 | 0 | 0 | 0 | 0 | 0
Retrofit FOM Costs by Reporting Type: BC
ReportingType | 2015 | 2020 | 2025 | 2030 | 2035 | 2040
BM | 0 | 0 | 0 | 0 | 0 | 0
CC | 0 | 0 | 0 | 0 | 0 | 0
CSP | 0 | 0 | 0 | 0 | 0 | 0
CT | 0 | 0 | 0 | 0 | 0 | 0
Coal | 0 | 0 | 0 | 0 | 0 | 0
Geo | 0 | 0 | 0 | 0 | 0 | 0
H | 0 | 0 | 0 | 0 | 0 | 0
LFG | 0 | 0 | 0 | 0 | 0 | 0
Nuc | 0 | 0 | 0 | 0 | 0 | 0
PS | 0 | 0 | 0 | 0 | 0 | 0
PV | 0 | 0 | 0 | 0 | 0 | 0
PeakG | 0 | 0 | 0 | 0 | 0 | 0
PeakO | 0 | 0 | 0 | 0 | 0 | 0
ST | 0 | 0 | 0 | 0 | 0 | 0
STOG | 0 | 0 | 0 | 0 | 0 | 0
STWD | 0 | 0 | 0 | 0 | 0 | 0
WT | 0 | 0 | 0 | 0 | 0 | 0
IGCC | 0 | 0 | 0 | 0 | 0 | 0
DemandResponse | 0 | 0 | 0 | 0 | 0 | 0
IGCC-CCS | 0 | 0 | 0 | 0 | 0 | 0
WT_off | 0 | 0 | 0 | 0 | 0 | 0
PseudoUnit | 0 | 0 | 0 | 0 | 0 | 0
FixedInterchange | 0 | 0 | 0 | 0 | 0 | 0
Retrofit FOM Costs by Reporting Type: HQ_IESO
ReportingType | 2015 | 2020 | 2025 | 2030 | 2035 | 2040
BM | 0 | 0 | 0 | 0 | 0 | 0
CC | 0 | 0 | 0 | 0 | 0 | 0
CSP | 0 | 0 | 0 | 0 | 0 | 0
CT | 0 | 0 | 0 | 0 | 0 | 0
Coal | 0 | 0 | 0 | 0 | 0 | 0
Geo | 0 | 0 | 0 | 0 | 0 | 0
H | 0 | 0 | 0 | 0 | 0 | 0
LFG | 0 | 0 | 0 | 0 | 0 | 0
Nuc | 0 | 0 | 0 | 0 | 0 | 0
PS | 0 | 0 | 0 | 0 | 0 | 0
PV | 0 | 0 | 0 | 0 | 0 | 0
PeakG | 0 | 0 | 0 | 0 | 0 | 0
PeakO | 0 | 0 | 0 | 0 | 0 | 0
ST | 0 | 0 | 0 | 0 | 0 | 0
STOG | 0 | 0 | 0 | 0 | 0 | 0
STWD | 0 | 0 | 0 | 0 | 0 | 0
WT | 0 | 0 | 0 | 0 | 0 | 0
IGCC | 0 | 0 | 0 | 0 | 0 | 0
DemandResponse | 0 | 0 | 0 | 0 | 0 | 0
IGCC-CCS | 0 | 0 | 0 | 0 | 0 | 0
WT_off | 0 | 0 | 0 | 0 | 0 | 0
PseudoUnit | 0 | 0 | 0 | 0 | 0 | 0
FixedInterchange | 0 | 0 | 0 | 0 | 0 | 0
Retrofit FOM Costs by Reporting Type: HQ_NEISO
ReportingType | 2015 | 2020 | 2025 | 2030 | 2035 | 2040
BM | 0 | 0 | 0 | 0 | 0 | 0
CC | 0 | 0 | 0 | 0 | 0 | 0
CSP | 0 | 0 | 0 | 0 | 0 | 0
CT | 0 | 0 | 0 | 0 | 0 | 0
Coal | 0 | 0 | 0 | 0 | 0 | 0
Geo | 0 | 0 | 0 | 0 | 0 | 0
H | 0 | 0 | 0 | 0 | 0 | 0
LFG | 0 | 0 | 0 | 0 | 0 | 0
Nuc | 0 | 0 | 0 | 0 | 0 | 0
PS | 0 | 0 | 0 | 0 | 0 | 0
PV | 0 | 0 | 0 | 0 | 0 | 0
PeakG | 0 | 0 | 0 | 0 | 0 | 0
PeakO | 0 | 0 | 0 | 0 | 0 | 0
ST | 0 | 0 | 0 | 0 | 0 | 0
STOG | 0 | 0 | 0 | 0 | 0 | 0
STWD | 0 | 0 | 0 | 0 | 0 | 0
WT | 0 | 0 | 0 | 0 | 0 | 0
IGCC | 0 | 0 | 0 | 0 | 0 | 0
DemandResponse | 0 | 0 | 0 | 0 | 0 | 0
IGCC-CCS | 0 | 0 | 0 | 0 | 0 | 0
WT_off | 0 | 0 | 0 | 0 | 0 | 0
PseudoUnit | 0 | 0 | 0 | 0 | 0 | 0
FixedInterchange | 0 | 0 | 0 | 0 | 0 | 0
Retrofit FOM Costs by Reporting Type: HQ_NY
ReportingType | 2015 | 2020 | 2025 | 2030 | 2035 | 2040
BM | 0 | 0 | 0 | 0 | 0 | 0
CC | 0 | 0 | 0 | 0 | 0 | 0
CSP | 0 | 0 | 0 | 0 | 0 | 0
CT | 0 | 0 | 0 | 0 | 0 | 0
Coal | 0 | 0 | 0 | 0 | 0 | 0
Geo | 0 | 0 | 0 | 0 | 0 | 0
H | 0 | 0 | 0 | 0 | 0 | 0
LFG | 0 | 0 | 0 | 0 | 0 | 0
Nuc | 0 | 0 | 0 | 0 | 0 | 0
PS | 0 | 0 | 0 | 0 | 0 | 0
PV | 0 | 0 | 0 | 0 | 0 | 0
PeakG | 0 | 0 | 0 | 0 | 0 | 0
PeakO | 0 | 0 | 0 | 0 | 0 | 0
ST | 0 | 0 | 0 | 0 | 0 | 0
STOG | 0 | 0 | 0 | 0 | 0 | 0
STWD | 0 | 0 | 0 | 0 | 0 | 0
WT | 0 | 0 | 0 | 0 | 0 | 0
IGCC | 0 | 0 | 0 | 0 | 0 | 0
DemandResponse | 0 | 0 | 0 | 0 | 0 | 0
IGCC-CCS | 0 | 0 | 0 | 0 | 0 | 0
WT_off | 0 | 0 | 0 | 0 | 0 | 0
PseudoUnit | 0 | 0 | 0 | 0 | 0 | 0
FixedInterchange | 0 | 0 | 0 | 0 | 0 | 0
Retrofit FOM Costs by Reporting Type: MARITIMES
ReportingType | 2015 | 2020 | 2025 | 2030 | 2035 | 2040
BM | 0 | 0 | 0 | 0 | 0 | 0
CC | 0 | 0 | 0 | 0 | 0 | 0
CSP | 0 | 0 | 0 | 0 | 0 | 0
CT | 0 | 0 | 0 | 0 | 0 | 0
Coal | 0 | 0 | 0 | 0 | 0 | 0
Geo | 0 | 0 | 0 | 0 | 0 | 0
H | 0 | 0 | 0 | 0 | 0 | 0
LFG | 0 | 0 | 0 | 0 | 0 | 0
Nuc | 0 | 0 | 0 | 0 | 0 | 0
PS | 0 | 0 | 0 | 0 | 0 | 0
PV | 0 | 0 | 0 | 0 | 0 | 0
PeakG | 0 | 0 | 0 | 0 | 0 | 0
PeakO | 0 | 0 | 0 | 0 | 0 | 0
ST | 0 | 0 | 0 | 0 | 0 | 0
STOG | 0 | 0 | 0 | 0 | 0 | 0
STWD | 0 | 0 | 0 | 0 | 0 | 0
WT | 0 | 0 | 0 | 0 | 0 | 0
IGCC | 0 | 0 | 0 | 0 | 0 | 0
DemandResponse | 0 | 0 | 0 | 0 | 0 | 0
IGCC-CCS | 0 | 0 | 0 | 0 | 0 | 0
WT_off | 0 | 0 | 0 | 0 | 0 | 0
PseudoUnit | 0 | 0 | 0 | 0 | 0 | 0
FixedInterchange | 0 | 0 | 0 | 0 | 0 | 0
Retrofit FOM Costs by Reporting Type: All
ReportingType | 2015 | 2020 | 2025 | 2030 | 2035 | 2040
BM | 0 | 0 | 0 | 0 | 0 | 0
CC | 0 | 0 | 0 | 0 | 0 | 0
CSP | 0 | 0 | 0 | 0 | 0 | 0
CT | 0 | 0 | 0 | 0 | 0 | 0
Coal | 615.89 | 318.04 | 106.38 | 33 | 30.64 | 28.94
Geo | 0 | 0 | 0 | 0 | 0 | 0
H | 0 | 0 | 0 | 0 | 0 | 0
LFG | 0 | 0 | 0 | 0 | 0 | 0
Nuc | 0 | 0 | 0 | 0 | 0 | 0
PS | 0 | 0 | 0 | 0 | 0 | 0
PV | 0 | 0 | 0 | 0 | 0 | 0
PeakG | 0 | 0 | 0 | 0 | 0 | 0
PeakO | 0 | 0 | 0 | 0 | 0 | 0
ST | 0 | 0 | 0 | 0 | 0 | 0
STOG | 0 | 0 | 0 | 0 | 0 | 0
STWD | 0 | 0 | 0 | 0 | 0 | 0
WT | 0 | 0 | 0 | 0 | 0 | 0
IGCC | 0 | 0 | 0 | 0 | 0 | 0
DemandResponse | 0 | 0 | 0 | 0 | 0 | 0
IGCC-CCS | 0 | 0 | 0 | 0 | 0 | 0
WT_off | 0 | 0 | 0 | 0 | 0 | 0
PseudoUnit | 0 | 0 | 0 | 0 | 0 | 0
FixedInterchange | 0 | 0 | 0 | 0 | 0 | 0
Retrofit FOM Costs by Reporting Type: EI_US
ReportingType | 2015 | 2020 | 2025 | 2030 | 2035 | 2040
BM | 0 | 0 | 0 | 0 | 0 | 0
CC | 0 | 0 | 0 | 0 | 0 | 0
CSP | 0 | 0 | 0 | 0 | 0 | 0
CT | 0 | 0 | 0 | 0 | 0 | 0
Coal | 491.8 | 204.85 | 72.33 | 25.06 | 22.73 | 21.07
Geo | 0 | 0 | 0 | 0 | 0 | 0
H | 0 | 0 | 0 | 0 | 0 | 0
LFG | 0 | 0 | 0 | 0 | 0 | 0
Nuc | 0 | 0 | 0 | 0 | 0 | 0
PS | 0 | 0 | 0 | 0 | 0 | 0
PV | 0 | 0 | 0 | 0 | 0 | 0
PeakG | 0 | 0 | 0 | 0 | 0 | 0
PeakO | 0 | 0 | 0 | 0 | 0 | 0
ST | 0 | 0 | 0 | 0 | 0 | 0
STOG | 0 | 0 | 0 | 0 | 0 | 0
STWD | 0 | 0 | 0 | 0 | 0 | 0
WT | 0 | 0 | 0 | 0 | 0 | 0
IGCC | 0 | 0 | 0 | 0 | 0 | 0
DemandResponse | 0 | 0 | 0 | 0 | 0 | 0
IGCC-CCS | 0 | 0 | 0 | 0 | 0 | 0
WT_off | 0 | 0 | 0 | 0 | 0 | 0
PseudoUnit | 0 | 0 | 0 | 0 | 0 | 0
FixedInterchange | 0 | 0 | 0 | 0 | 0 | 0
Retrofit FOM Costs by Reporting Type: EI_Canada
ReportingType | 2015 | 2020 | 2025 | 2030 | 2035 | 2040
BM | 0 | 0 | 0 | 0 | 0 | 0
CC | 0 | 0 | 0 | 0 | 0 | 0
CSP | 0 | 0 | 0 | 0 | 0 | 0
CT | 0 | 0 | 0 | 0 | 0 | 0
Coal | 0 | 0 | 0 | 0 | 0 | 0
Geo | 0 | 0 | 0 | 0 | 0 | 0
H | 0 | 0 | 0 | 0 | 0 | 0
LFG | 0 | 0 | 0 | 0 | 0 | 0
Nuc | 0 | 0 | 0 | 0 | 0 | 0
PS | 0 | 0 | 0 | 0 | 0 | 0
PV | 0 | 0 | 0 | 0 | 0 | 0
PeakG | 0 | 0 | 0 | 0 | 0 | 0
PeakO | 0 | 0 | 0 | 0 | 0 | 0
ST | 0 | 0 | 0 | 0 | 0 | 0
STOG | 0 | 0 | 0 | 0 | 0 | 0
STWD | 0 | 0 | 0 | 0 | 0 | 0
WT | 0 | 0 | 0 | 0 | 0 | 0
IGCC | 0 | 0 | 0 | 0 | 0 | 0
DemandResponse | 0 | 0 | 0 | 0 | 0 | 0
IGCC-CCS | 0 | 0 | 0 | 0 | 0 | 0
WT_off | 0 | 0 | 0 | 0 | 0 | 0
PseudoUnit | 0 | 0 | 0 | 0 | 0 | 0
FixedInterchange | 0 | 0 | 0 | 0 | 0 | 0
Retrofit FOM Costs by Reporting Type: EI
ReportingType | 2015 | 2020 | 2025 | 2030 | 2035 | 2040
BM | 0 | 0 | 0 | 0 | 0 | 0
CC | 0 | 0 | 0 | 0 | 0 | 0
CSP | 0 | 0 | 0 | 0 | 0 | 0
CT | 0 | 0 | 0 | 0 | 0 | 0
Coal | 491.8 | 204.85 | 72.33 | 25.06 | 22.73 | 21.07
Geo | 0 | 0 | 0 | 0 | 0 | 0
H | 0 | 0 | 0 | 0 | 0 | 0
LFG | 0 | 0 | 0 | 0 | 0 | 0
Nuc | 0 | 0 | 0 | 0 | 0 | 0
PS | 0 | 0 | 0 | 0 | 0 | 0
PV | 0 | 0 | 0 | 0 | 0 | 0
PeakG | 0 | 0 | 0 | 0 | 0 | 0
PeakO | 0 | 0 | 0 | 0 | 0 | 0
ST | 0 | 0 | 0 | 0 | 0 | 0
STOG | 0 | 0 | 0 | 0 | 0 | 0
STWD | 0 | 0 | 0 | 0 | 0 | 0
WT | 0 | 0 | 0 | 0 | 0 | 0
IGCC | 0 | 0 | 0 | 0 | 0 | 0
DemandResponse | 0 | 0 | 0 | 0 | 0 | 0
IGCC-CCS | 0 | 0 | 0 | 0 | 0 | 0
WT_off | 0 | 0 | 0 | 0 | 0 | 0
PseudoUnit | 0 | 0 | 0 | 0 | 0 | 0
FixedInterchange | 0 | 0 | 0 | 0 | 0 | 0
Retrofit FOM Costs by Reporting Type: Outside_EI
ReportingType | 2015 | 2020 | 2025 | 2030 | 2035 | 2040
BM | 0 | 0 | 0 | 0 | 0 | 0
CC | 0 | 0 | 0 | 0 | 0 | 0
CSP | 0 | 0 | 0 | 0 | 0 | 0
CT | 0 | 0 | 0 | 0 | 0 | 0
Coal | 124.09 | 113.19 | 34.05 | 7.93 | 7.91 | 7.86
Geo | 0 | 0 | 0 | 0 | 0 | 0
H | 0 | 0 | 0 | 0 | 0 | 0
LFG | 0 | 0 | 0 | 0 | 0 | 0
Nuc | 0 | 0 | 0 | 0 | 0 | 0
PS | 0 | 0 | 0 | 0 | 0 | 0
PV | 0 | 0 | 0 | 0 | 0 | 0
PeakG | 0 | 0 | 0 | 0 | 0 | 0
PeakO | 0 | 0 | 0 | 0 | 0 | 0
ST | 0 | 0 | 0 | 0 | 0 | 0
STOG | 0 | 0 | 0 | 0 | 0 | 0
STWD | 0 | 0 | 0 | 0 | 0 | 0
WT | 0 | 0 | 0 | 0 | 0 | 0
IGCC | 0 | 0 | 0 | 0 | 0 | 0
DemandResponse | 0 | 0 | 0 | 0 | 0 | 0
IGCC-CCS | 0 | 0 | 0 | 0 | 0 | 0
WT_off | 0 | 0 | 0 | 0 | 0 | 0
PseudoUnit | 0 | 0 | 0 | 0 | 0 | 0
FixedInterchange | 0 | 0 | 0 | 0 | 0 | 0
#12 | Levelized Capital Costs ($million)
Levelized Capital Costs by Reporting Type: Entergy
ReportingType | 2015 | 2020 | 2025 | 2030 | 2035 | 2040
BM | 0 | 0 | 0 | 0 | 0 | 0
CC | 397.81 | 871.44 | 871.44 | 871.44 | 871.44 | 473.64
CSP | 0 | 0 | 0 | 0 | 0 | 0
CT | 0 | 0 | 0 | 0 | 0 | 0
Coal | 202.06 | 202.06 | 202.06 | 202.06 | 202.06 | 202.06
Geo | 0 | 0 | 0 | 0 | 0 | 0
H | 0 | 0 | 0 | 0 | 0 | 0
LFG | 0 | 0 | 20.14 | 20.14 | 20.14 | 20.14
Nuc | 0 | 0 | 0 | 0 | 0 | 2848.93
PS | 0 | 0 | 0 | 0 | 0 | 0
PV | 0.11 | 20.78 | 29.85 | 29.85 | 29.74 | 9.5
PeakG | 0 | 0 | 0 | 0 | 0 | 0
PeakO | 0 | 0 | 0 | 0 | 0 | 0
ST | 0 | 0 | 0 | 0 | 0 | 0
STOG | 0 | 0 | 0 | 0 | 0 | 0
STWD | 0 | 0 | 0 | 0 | 0 | 0
WT | 0 | 0 | 0 | 0 | 0 | 0
IGCC | 0 | 0 | 0 | 0 | 0 | 0
DemandResponse | 0 | 0 | 0 | 0 | 0 | 0
IGCC-CCS | 0 | 0 | 0 | 0 | 0 | 0
WT_off | 0 | 0 | 0 | 0 | 0 | 0
PseudoUnit | 0 | 0 | 0 | 0 | 0 | 0
FixedInterchange | 0 | 0 | 0 | 0 | 0 | 0
Levelized Capital Costs by Reporting Type: FRCC
ReportingType | 2015 | 2020 | 2025 | 2030 | 2035 | 2040
BM | 0 | 0 | 0 | 0 | 0 | 0
CC | 1387.96 | 1455.02 | 1455.02 | 1455.02 | 1455.02 | 67.06
CSP | 0 | 0 | 0 | 0 | 0 | 0
CT | 196.14 | 196.14 | 196.14 | 196.14 | 0 | 0
Coal | 0 | 0 | 0 | 0 | 0 | 0
Geo | 0 | 0 | 0 | 0 | 0 | 0
H | 0 | 0 | 0 | 0 | 0 | 0
LFG | 0 | 0 | 37.91 | 37.91 | 37.91 | 37.91
Nuc | 0 | 0 | 1287.75 | 8592.12 | 9528.01 | 12643.43
PS | 0 | 0 | 0 | 0 | 0 | 0
PV | 0 | 0 | 0 | 0 | 0 | 0
PeakG | 0 | 0 | 0 | 0 | 0 | 0
PeakO | 0 | 0 | 0 | 0 | 0 | 0
ST | 0 | 0 | 0 | 0 | 0 | 0
STOG | 0 | 0 | 0 | 0 | 0 | 0
STWD | 0 | 0 | 0 | 0 | 0 | 0
WT | 0 | 0 | 0 | 0 | 0 | 0
IGCC | 0 | 0 | 0 | 0 | 0 | 0
DemandResponse | 0 | 0 | 0 | 0 | 0 | 0
IGCC-CCS | 0 | 0 | 0 | 0 | 0 | 0
WT_off | 0 | 0 | 0 | 0 | 0 | 0
PseudoUnit | 0 | 0 | 0 | 0 | 0 | 0
FixedInterchange | 0 | 0 | 0 | 0 | 0 | 0
Levelized Capital Costs by Reporting Type: MAPP_US
ReportingType | 2015 | 2020 | 2025 | 2030 | 2035 | 2040
BM | 0 | 0 | 0 | 0 | 0 | 0
CC | 0 | 0 | 0 | 0 | 0 | 0
CSP | 0 | 0 | 0 | 0 | 0 | 0
CT | 25.9 | 25.9 | 25.9 | 33.32 | 10.96 | 10.96
Coal | 0 | 0 | 0 | 0 | 0 | 0
Geo | 0 | 0 | 0 | 0 | 0 | 0
H | 0 | 0 | 0 | 0 | 0 | 0
LFG | 0 | 0 | 0 | 13.26 | 13.26 | 13.26
Nuc | 0 | 0 | 0 | 0 | 0 | 0
PS | 0 | 0 | 0 | 0 | 0 | 0
PV | 0 | 0 | 0 | 0 | 0 | 0
PeakG | 0 | 0 | 0 | 0 | 0 | 0
PeakO | 0 | 0 | 0 | 0 | 0 | 0
ST | 0 | 0 | 0 | 0 | 0 | 0
STOG | 0 | 0 | 0 | 0 | 0 | 0
STWD | 0 | 0 | 0 | 0 | 0 | 0
WT | 91.97 | 1344.99 | 2421.41 | 2384.03 | 2329.45 | 1116.51
IGCC | 0 | 0 | 0 | 0 | 0 | 0
DemandResponse | 0 | 0 | 0 | 0 | 0 | 0
IGCC-CCS | 0 | 0 | 0 | 0 | 0 | 0
WT_off | 0 | 0 | 0 | 0 | 0 | 0
PseudoUnit | 0 | 0 | 0 | 0 | 0 | 0
FixedInterchange | 0 | 0 | 0 | 0 | 0 | 0
Levelized Capital Costs by Reporting Type: MISO_IN
ReportingType | 2015 | 2020 | 2025 | 2030 | 2035 | 2040
BM | 0 | 0 | 0 | 0 | 0 | 0
CC | 275.86 | 2666.34 | 2864.69 | 2877.74 | 2877.74 | 2601.89
CSP | 0 | 0 | 0 | 0 | 0 | 0
CT | 0 | 0 | 0 | 0 | 0 | 0
Coal | 0 | 0 | 0 | 0 | 0 | 0
Geo | 0 | 0 | 0 | 0 | 0 | 0
H | 0 | 0 | 0 | 0 | 0 | 0
LFG | 0 | 0 | 15.89 | 15.89 | 15.89 | 15.89
Nuc | 0 | 0 | 0 | 0 | 0 | 0
PS | 0 | 0 | 0 | 0 | 0 | 0
PV | 0 | 80.17 | 116.37 | 117.71 | 117.71 | 37.54
PeakG | 0 | 0 | 0 | 0 | 0 | 0
PeakO | 0 | 0 | 0 | 0 | 0 | 0
ST | 0 | 0 | 0 | 0 | 0 | 0
STOG | 0 | 0 | 0 | 0 | 0 | 0
STWD | 0 | 0 | 0 | 0 | 0 | 0
WT | 0 | 0 | 0 | 0 | 0 | 0
IGCC | 215.26 | 215.26 | 215.26 | 215.26 | 215.26 | 215.26
DemandResponse | 0 | 0 | 0 | 0 | 0 | 0
IGCC-CCS | 0 | 0 | 0 | 0 | 0 | 0
WT_off | 0 | 0 | 0 | 0 | 0 | 0
PseudoUnit | 0 | 0 | 0 | 0 | 0 | 0
FixedInterchange | 0 | 0 | 0 | 0 | 0 | 0
Levelized Capital Costs by Reporting Type: MISO_MI
ReportingType | 2015 | 2020 | 2025 | 2030 | 2035 | 2040
BM | 0 | 0 | 0 | 0 | 0 | 0
CC | 216.73 | 347.15 | 352.93 | 352.93 | 352.93 | 136.2
CSP | 0 | 0 | 0 | 0 | 0 | 0
CT | 0 | 0 | 0 | 0 | 0 | 0
Coal | 0 | 0 | 0 | 0 | 0 | 0
Geo | 0 | 0 | 0 | 0 | 0 | 0
H | 0 | 0 | 0 | 0 | 0 | 0
LFG | 0 | 3.14 | 33.49 | 33.49 | 33.49 | 30.36
Nuc | 0 | 0 | 0 | 0 | 0 | 378.48
PS | 0 | 0 | 0 | 0 | 0 | 0
PV | 0 | 0 | 0 | 0 | 0 | 0
PeakG | 0 | 0 | 0 | 0 | 0 | 0
PeakO | 0 | 0 | 0 | 0 | 0 | 0
ST | 0 | 0 | 0 | 0 | 0 | 0
STOG | 0 | 0 | 0 | 0 | 0 | 0
STWD | 0 | 0 | 0 | 0 | 0 | 0
WT | 480.98 | 530.07 | 530.07 | 530.07 | 49.09 | 0
IGCC | 0 | 0 | 0 | 0 | 0 | 0
DemandResponse | 0 | 0 | 0 | 0 | 0 | 0
IGCC-CCS | 0 | 0 | 0 | 0 | 0 | 0
WT_off | 0 | 0 | 0 | 0 | 0 | 0
PseudoUnit | 0 | 0 | 0 | 0 | 0 | 0
FixedInterchange | 0 | 0 | 0 | 0 | 0 | 0
Levelized Capital Costs by Reporting Type: MISO_MO-IL
ReportingType | 2015 | 2020 | 2025 | 2030 | 2035 | 2040
BM | 0 | 0 | 0 | 0 | 0 | 0
CC | 0 | 399.03 | 399.03 | 399.03 | 399.03 | 399.03
CSP | 0 | 0 | 0 | 0 | 0 | 0
CT | 0 | 0 | 0 | 0 | 0 | 0
Coal | 574.94 | 574.94 | 574.94 | 574.94 | 574.94 | 574.94
Geo | 0 | 0 | 0 | 0 | 0 | 0
H | 0 | 0 | 92.29 | 92.29 | 92.29 | 92.29
LFG | 0 | 0 | 32 | 46.76 | 46.76 | 46.76
Nuc | 0 | 0 | 0 | 0 | 0 | 0
PS | 0 | 0 | 0 | 0 | 0 | 0
PV | 0 | 0 | 0 | 0 | 0 | 0
PeakG | 0 | 0 | 0 | 0 | 0 | 0
PeakO | 0 | 0 | 0 | 0 | 0 | 0
ST | 0 | 0 | 0 | 0 | 0 | 0
STOG | 0 | 0 | 0 | 0 | 0 | 0
STWD | 0 | 0 | 0 | 0 | 0 | 0
WT | 68.52 | 68.52 | 1145.73 | 1145.73 | 1077.21 | 1159.44
IGCC | 0 | 0 | 0 | 0 | 0 | 0
DemandResponse | 0 | 0 | 0 | 0 | 0 | 0
IGCC-CCS | 0 | 0 | 0 | 0 | 0 | 0
WT_off | 0 | 0 | 0 | 0 | 0 | 0
PseudoUnit | 0 | 0 | 0 | 0 | 0 | 0
FixedInterchange | 0 | 0 | 0 | 0 | 0 | 0
Levelized Capital Costs by Reporting Type: MISO_W
ReportingType | 2015 | 2020 | 2025 | 2030 | 2035 | 2040
BM | 0 | 0 | 0 | 0 | 0 | 0
CC | 0 | 4.08 | 4.08 | 4.08 | 4.08 | 4.08
CSP | 0 | 0 | 0 | 0 | 0 | 0
CT | 0 | 0 | 0 | 0 | 0 | 0
Coal | 0 | 0 | 0 | 0 | 0 | 0
Geo | 0 | 0 | 0 | 0 | 0 | 0
H | 0 | 0 | 0 | 0 | 0 | 0
LFG | 0 | 0 | 0 | 14.86 | 14.86 | 14.86
Nuc | 0 | 0 | 0 | 0 | 0 | 0
PS | 0 | 0 | 0 | 0 | 0 | 0
PV | 0 | 0 | 0 | 0 | 0 | 0
PeakG | 0 | 0 | 0 | 0 | 0 | 0
PeakO | 0 | 0 | 0 | 0 | 0 | 0
ST | 0 | 0 | 0 | 0 | 0 | 0
STOG | 0 | 0 | 0 | 0 | 0 | 0
STWD | 0 | 0 | 0 | 0 | 0 | 0
WT | 658.73 | 658.73 | 8462.18 | 8396.85 | 7803.45 | 8171.45
IGCC | 0 | 0 | 0 | 0 | 0 | 0
DemandResponse | 0 | 0 | 0 | 0 | 0 | 0
IGCC-CCS | 0 | 0 | 0 | 0 | 0 | 0
WT_off | 0 | 0 | 0 | 0 | 0 | 0
PseudoUnit | 0 | 0 | 0 | 0 | 0 | 0
FixedInterchange | 0 | 0 | 0 | 0 | 0 | 0
Levelized Capital Costs by Reporting Type: MISO_WUMS
ReportingType | 2015 | 2020 | 2025 | 2030 | 2035 | 2040
BM | 0 | 0 | 0 | 0 | 0 | 0
CC | 730.81 | 1016.59 | 1016.59 | 1063.25 | 1063.25 | 332.44
CSP | 0 | 0 | 0 | 0 | 0 | 0
CT | 0 | 0 | 0 | 46.3 | 46.3 | 209.93
Coal | 184.51 | 184.51 | 184.51 | 184.51 | 184.51 | 184.51
Geo | 0 | 0 | 0 | 0 | 0 | 0
H | 0 | 0.35 | 0.35 | 0.35 | 0.35 | 0.35
LFG | 0 | 0 | 0 | 43.4 | 43.4 | 43.4
Nuc | 0 | 0 | 0 | 0 | 0 | 373.87
PS | 0 | 0 | 0 | 0 | 0 | 0
PV | 0 | 0 | 0 | 0 | 0 | 0
PeakG | 0 | 0 | 0 | 0 | 0 | 0
PeakO | 0 | 0 | 0 | 0 | 0 | 0
ST | 0 | 0 | 0 | 0 | 0 | 0
STOG | 0 | 0 | 0 | 0 | 0 | 0
STWD | 0 | 0 | 0 | 0 | 0 | 0
WT | 218.37 | 218.37 | 218.37 | 218.37 | 0 | 0
IGCC | 0 | 0 | 0 | 0 | 0 | 0
DemandResponse | 0 | 0 | 0 | 0 | 0 | 0
IGCC-CCS | 0 | 0 | 0 | 0 | 0 | 0
WT_off | 0 | 0 | 0 | 0 | 0 | 0
PseudoUnit | 0 | 0 | 0 | 0 | 0 | 0
FixedInterchange | 0 | 0 | 0 | 0 | 0 | 0
Levelized Capital Costs by Reporting Type: Nebraska
ReportingType | 2015 | 2020 | 2025 | 2030 | 2035 | 2040
BM | 0 | 0 | 0 | 0 | 0 | 0
CC | 25.83 | 112.98 | 112.98 | 112.98 | 112.98 | 87.15
CSP | 0 | 0 | 0 | 0 | 0 | 0
CT | 0 | 0 | 0 | 0 | 0 | 0
Coal | 66.52 | 66.52 | 66.52 | 66.52 | 66.52 | 66.52
Geo | 0 | 0 | 0 | 0 | 0 | 0
H | 0 | 0 | 0 | 0 | 0 | 0
LFG | 0 | 0 | 13.78 | 13.78 | 13.78 | 13.78
Nuc | 0 | 0 | 0 | 0 | 0 | 0
PS | 0 | 0 | 0 | 0 | 0 | 0
PV | 0 | 0 | 0 | 0 | 0 | 0
PeakG | 0 | 0 | 0 | 0 | 0 | 0
PeakO | 0 | 0 | 0 | 0 | 0 | 0
ST | 0 | 0 | 0 | 0 | 0 | 0
STOG | 0 | 0 | 0 | 0 | 0 | 0
STWD | 0 | 0 | 0 | 0 | 0 | 0
WT | 44.36 | 857.22 | 857.22 | 847.71 | 826.37 | 203.14
IGCC | 0 | 0 | 0 | 0 | 0 | 0
DemandResponse | 0 | 0 | 0 | 0 | 0 | 0
IGCC-CCS | 0 | 0 | 0 | 0 | 0 | 0
WT_off | 0 | 0 | 0 | 0 | 0 | 0
PseudoUnit | 0 | 0 | 0 | 0 | 0 | 0
FixedInterchange | 0 | 0 | 0 | 0 | 0 | 0
Levelized Capital Costs by Reporting Type: NEISO
ReportingType | 2015 | 2020 | 2025 | 2030 | 2035 | 2040
BM | 115.57 | 115.57 | 115.57 | 115.57 | 115.57 | 115.57
CC | 273.49 | 273.49 | 273.49 | 273.49 | 273.49 | 0
CSP | 0 | 0 | 0 | 0 | 0 | 0
CT | 30 | 30 | 30 | 29.13 | 0 | 0
Coal | 0 | 0 | 0 | 0 | 0 | 0
Geo | 0 | 0 | 0 | 0 | 0 | 0
H | 0 | 0 | 0 | 0.99 | 0.99 | 0.99
LFG | 10.64 | 10.64 | 10.64 | 24.97 | 14.32 | 14.32
Nuc | 0 | 0 | 0 | 0 | 0 | 0
PS | 0 | 0 | 0 | 0 | 0 | 0
PV | 0 | 106.92 | 106.92 | 106.92 | 106.92 | 0
PeakG | 0 | 0 | 0 | 0 | 0 | 0
PeakO | 0 | 0 | 0 | 0 | 0 | 0
ST | 0 | 0 | 0 | 0 | 0 | 0
STOG | 0 | 0 | 0 | 0 | 0 | 0
STWD | 0 | 0 | 0 | 0 | 0 | 0
WT | 54.49 | 625.45 | 959.72 | 1149.62 | 1102.43 | 531.47
IGCC | 0 | 0 | 0 | 0 | 0 | 0
DemandResponse | 0 | 0 | 0 | 0 | 0 | 0
IGCC-CCS | 0 | 0 | 0 | 0 | 0 | 0
WT_off | 283.24 | 283.24 | 283.24 | 283.24 | 0 | 0
PseudoUnit | 0 | 0 | 0 | 0 | 0 | 0
FixedInterchange | 0 | 0 | 0 | 0 | 0 | 0
Levelized Capital Costs by Reporting Type: NonRTO_Midwest
ReportingType | 2015 | 2020 | 2025 | 2030 | 2035 | 2040
BM | 0 | 0 | 0 | 0 | 0 | 0
CC | 193.25 | 682.29 | 682.29 | 682.29 | 682.29 | 489.04
CSP | 0 | 0 | 0 | 0 | 0 | 0
CT | 0 | 0 | 0 | 0 | 0 | 0
Coal | 0 | 0 | 0 | 0 | 0 | 0
Geo | 0 | 0 | 0 | 0 | 0 | 0
H | 0 | 0 | 245.9 | 245.9 | 245.9 | 245.9
LFG | 0 | 0 | 30 | 30 | 30 | 30
Nuc | 0 | 0 | 0 | 176.37 | 439.51 | 882.77
PS | 0 | 0 | 0 | 0 | 0 | 0
PV | 0 | 0 | 0 | 0 | 0 | 0
PeakG | 0 | 0 | 0 | 0 | 0 | 0
PeakO | 0 | 0 | 0 | 0 | 0 | 0
ST | 0 | 0 | 0 | 0 | 0 | 0
STOG | 0 | 0 | 0 | 0 | 0 | 0
STWD | 0 | 0 | 0 | 0 | 0 | 0
WT | 0 | 0 | 0 | 0 | 0 | 0
IGCC | 0 | 0 | 0 | 0 | 0 | 0
DemandResponse | 0 | 0 | 0 | 0 | 0 | 0
IGCC-CCS | 0 | 0 | 0 | 0 | 0 | 0
WT_off | 0 | 0 | 0 | 0 | 0 | 0
PseudoUnit | 0 | 0 | 0 | 0 | 0 | 0
FixedInterchange | 0 | 0 | 0 | 0 | 0 | 0
Levelized Capital Costs by Reporting Type: NYISO_A-F
ReportingType | 2015 | 2020 | 2025 | 2030 | 2035 | 2040
BM | 0 | 0 | 0 | 0 | 0 | 0
CC | 85.71 | 85.71 | 85.71 | 85.71 | 85.71 | 0
CSP | 0 | 0 | 0 | 0 | 0 | 0
CT | 0 | 0 | 0 | 0 | 0 | 0
Coal | 0 | 0 | 0 | 0 | 0 | 0
Geo | 0 | 0 | 0 | 0 | 0 | 0
H | 0 | 0 | 0 | 0 | 0 | 0
LFG | 1.35 | 1.35 | 1.35 | 14.91 | 13.57 | 13.57
Nuc | 0 | 0 | 0 | 0 | 0 | 0
PS | 0 | 0 | 0 | 0 | 0 | 0
PV | 0 | 0 | 0 | 0 | 0 | 0
PeakG | 0 | 0 | 0 | 0 | 0 | 0
PeakO | 0 | 0 | 0 | 0 | 0 | 0
ST | 0 | 0 | 0 | 0 | 0 | 0
STOG | 0 | 0 | 0 | 0 | 0 | 0
STWD | 0 | 0 | 0 | 0 | 0 | 0
WT | 571.17 | 727.41 | 727.41 | 1510.69 | 939.51 | 783.28
IGCC | 0 | 0 | 0 | 0 | 0 | 0
DemandResponse | 0 | 0 | 0 | 0 | 0 | 0
IGCC-CCS | 0 | 0 | 0 | 0 | 0 | 0
WT_off | 0 | 0 | 0 | 0 | 0 | 0
PseudoUnit | 0 | 0 | 0 | 0 | 0 | 0
FixedInterchange | 0 | 0 | 0 | 0 | 0 | 0
Levelized Capital Costs by Reporting Type: NYISO_G-I
ReportingType | 2015 | 2020 | 2025 | 2030 | 2035 | 2040
BM | 0 | 0 | 0 | 0 | 0 | 0
CC | 0 | 56.3 | 56.3 | 63.25 | 134.48 | 372.14
CSP | 0 | 0 | 0 | 0 | 0 | 0
CT | 0 | 0 | 0 | 0 | 0 | 0
Coal | 0 | 0 | 0 | 0 | 0 | 0
Geo | 0 | 0 | 0 | 0 | 0 | 0
H | 0 | 0 | 0 | 0 | 0 | 0
LFG | 0 | 0 | 0 | 14.85 | 14.85 | 14.85
Nuc | 0 | 0 | 0 | 0 | 0 | 0
PS | 0 | 0 | 0 | 0 | 0 | 0
PV | 0 | 0 | 0 | 0 | 0 | 0
PeakG | 0 | 0 | 0 | 0 | 0 | 0
PeakO | 0 | 0 | 0 | 0 | 0 | 0
ST | 0 | 0 | 0 | 0 | 0 | 0
STOG | 0 | 0 | 0 | 0 | 0 | 0
STWD | 0 | 0 | 0 | 0 | 0 | 0
WT | 0 | 12.72 | 12.72 | 76.54 | 76.54 | 63.83
IGCC | 0 | 0 | 0 | 0 | 0 | 0
DemandResponse | 0 | 0 | 0 | 0 | 0 | 0
IGCC-CCS | 0 | 0 | 0 | 0 | 0 | 0
WT_off | 0 | 0 | 0 | 0 | 0 | 0
PseudoUnit | 0 | 0 | 0 | 0 | 0 | 0
FixedInterchange | 0 | 0 | 0 | 0 | 0 | 0
Levelized Capital Costs by Reporting Type: NYISO_J-K
ReportingType | 2015 | 2020 | 2025 | 2030 | 2035 | 2040
BM | 0 | 0 | 0 | 0 | 0 | 0
CC | 226.37 | 226.37 | 226.37 | 226.37 | 226.37 | 0
CSP | 0 | 0 | 0 | 0 | 0 | 0
CT | 0 | 0 | 0 | 0 | 0 | 0
Coal | 0 | 0 | 0 | 0 | 0 | 0
Geo | 0 | 0 | 0 | 0 | 0 | 0
H | 0 | 0 | 0 | 0 | 0 | 0
LFG | 0 | 0 | 0 | 20.47 | 20.47 | 20.47
Nuc | 0 | 0 | 0 | 0 | 0 | 0
PS | 0 | 0 | 0 | 0 | 0 | 0
PV | 16.99 | 16.99 | 16.99 | 16.99 | 0 | 0
PeakG | 0 | 0 | 0 | 0 | 0 | 0
PeakO | 0 | 0 | 0 | 0 | 0 | 0
ST | 0 | 0 | 0 | 0 | 0 | 0
STOG | 0 | 0 | 0 | 0 | 0 | 0
STWD | 0 | 0 | 0 | 0 | 0 | 0
WT | 0 | 0 | 0 | 0 | 0 | 0
IGCC | 0 | 0 | 0 | 0 | 0 | 0
DemandResponse | 0 | 0 | 0 | 0 | 0 | 0
IGCC-CCS | 0 | 0 | 0 | 0 | 0 | 0
WT_off | 0 | 0 | 0 | 0 | 0 | 0
PseudoUnit | 0 | 0 | 0 | 0 | 0 | 0
FixedInterchange | 0 | 0 | 0 | 0 | 0 | 0
Levelized Capital Costs by Reporting Type: PJM_E
ReportingType | 2015 | 2020 | 2025 | 2030 | 2035 | 2040
BM | 14.48 | 14.48 | 14.48 | 14.48 | 14.48 | 14.48
CC | 673.31 | 673.31 | 673.31 | 673.31 | 582.39 | 0
CSP | 0 | 0 | 0 | 0 | 0 | 0
CT | 2.28 | 2.28 | 2.28 | 0 | 0 | 0
Coal | 9.09 | 9.09 | 9.09 | 9.09 | 9.09 | 9.09
Geo | 0 | 0 | 0 | 0 | 0 | 0
H | 0 | 0 | 0 | 0 | 0 | 0
LFG | 2.19 | 32.86 | 32.86 | 30.67 | 30.67 | 0
Nuc | 0 | 0 | 0 | 0 | 0 | 0
PS | 0 | 0 | 0 | 0 | 0 | 0
PV | 11.04 | 11.04 | 11.04 | 11.04 | 0 | 0
PeakG | 0 | 0 | 0 | 0 | 0 | 0
PeakO | 0 | 0 | 0 | 0 | 0 | 0
ST | 0 | 0 | 0 | 0 | 0 | 0
STOG | 0 | 0 | 0 | 0 | 0 | 0
STWD | 0 | 0 | 0 | 0 | 0 | 0
WT | 300.12 | 300.12 | 300.12 | 300.12 | 0 | 0
IGCC | 0 | 0 | 0 | 0 | 0 | 0
DemandResponse | 0 | 0 | 0 | 0 | 0 | 0
IGCC-CCS | 0 | 0 | 0 | 0 | 0 | 0
WT_off | 0 | 0 | 540.35 | 540.35 | 540.35 | 540.35
PseudoUnit | 0 | 0 | 0 | 0 | 0 | 0
FixedInterchange | 0 | 0 | 0 | 0 | 0 | 0
Levelized Capital Costs by Reporting Type: PJM_ROM
ReportingType | 2015 | 2020 | 2025 | 2030 | 2035 | 2040
BM | 7.8 | 7.8 | 7.8 | 7.8 | 7.8 | 7.8
CC | 232.92 | 232.92 | 232.92 | 232.92 | 1190.49 | 2161.7
CSP | 0 | 0 | 0 | 0 | 0 | 0
CT | 1.4 | 1.4 | 1.4 | 1.4 | 0 | 0
Coal | 10.21 | 10.21 | 10.21 | 10.21 | 10.21 | 10.21
Geo | 0 | 0 | 0 | 0 | 0 | 0
H | 0 | 0 | 223.48 | 223.48 | 223.48 | 223.48
LFG | 3.93 | 57.29 | 57.29 | 55.71 | 53.36 | 0
Nuc | 0 | 0 | 0 | 0 | 0 | 0
PS | 0 | 0 | 0 | 0 | 0 | 0
PV | 0 | 474.3 | 718.2 | 772.8 | 776.91 | 322.25
PeakG | 0 | 0 | 0 | 0 | 0 | 0
PeakO | 0 | 0 | 0 | 0 | 0 | 0
ST | 0 | 0 | 0 | 0 | 0 | 0
STOG | 0 | 0 | 0 | 0 | 0 | 0
STWD | 0 | 0 | 0 | 0 | 0 | 0
WT | 113.55 | 281.73 | 281.73 | 254.32 | 168.17 | 0
IGCC | 0 | 0 | 0 | 0 | 0 | 0
DemandResponse | 0 | 0 | 0 | 0 | 0 | 0
IGCC-CCS | 0 | 0 | 0 | 0 | 0 | 0
WT_off | 0 | 0 | 0 | 0 | 0 | 0
PseudoUnit | 0 | 0 | 0 | 0 | 0 | 0
FixedInterchange | 0 | 0 | 0 | 0 | 0 | 0
Levelized Capital Costs by Reporting Type: PJM_ROR
ReportingType | 2015 | 2020 | 2025 | 2030 | 2035 | 2040
BM | 165.77 | 165.77 | 165.77 | 165.77 | 165.77 | 80.7
CC | 2274.04 | 3833.95 | 3833.95 | 3833.95 | 3813.86 | 1559.91
CSP | 0 | 0 | 0 | 0 | 0 | 0
CT | 2.4 | 2.4 | 2.4 | 2.4 | 0 | 0
Coal | 648.6 | 648.6 | 648.6 | 648.6 | 648.6 | 648.6
Geo | 0 | 0 | 0 | 0 | 0 | 0
H | 0 | 174.52 | 174.52 | 174.52 | 174.52 | 174.52
LFG | 11.72 | 55.68 | 111.53 | 105.88 | 99.81 | 55.86
Nuc | 0 | 0 | 0 | 0 | 0 | 0
PS | 0 | 0 | 0 | 0 | 0 | 0
PV | 0 | 0 | 0 | 0 | 0 | 0
PeakG | 0 | 0 | 0 | 0 | 0 | 0
PeakO | 0 | 0 | 0 | 0 | 0 | 0
ST | 0 | 0 | 0 | 0 | 0 | 0
STOG | 0 | 0 | 0 | 0 | 0 | 0
STWD | 0 | 0 | 0 | 0 | 0 | 0
WT | 1894.89 | 1934.85 | 3324.74 | 8265.56 | 7157.52 | 7117.56
IGCC | 0 | 0 | 0 | 0 | 0 | 0
DemandResponse | 0 | 0 | 0 | 0 | 0 | 0
IGCC-CCS | 0 | 0 | 0 | 0 | 0 | 0
WT_off | 0 | 0 | 0 | 0 | 0 | 0
PseudoUnit | 0 | 0 | 0 | 0 | 0 | 0
FixedInterchange | 0 | 0 | 0 | 0 | 0 | 0
Levelized Capital Costs by Reporting Type: SOCO
ReportingType | 2015 | 2020 | 2025 | 2030 | 2035 | 2040
BM | 21 | 21 | 21 | 21 | 21 | 21
CC | 935.08 | 1674.06 | 1674.06 | 1674.06 | 1674.06 | 738.98
CSP | 0 | 0 | 0 | 0 | 0 | 0
CT | 0 | 0 | 0 | 0 | 0 | 0
Coal | 0 | 0 | 0 | 0 | 0 | 0
Geo | 0 | 0 | 0 | 0 | 0 | 0
H | 0 | 0 | 0 | 0 | 0 | 0
LFG | 0 | 0 | 19.65 | 19.65 | 19.65 | 19.65
Nuc | 0 | 1254.21 | 1254.21 | 4376.93 | 5461.71 | 7944.34
PS | 0 | 0 | 0 | 0 | 0 | 0
PV | 0 | 0 | 0 | 0 | 0 | 0
PeakG | 0 | 0 | 0 | 0 | 0 | 0
PeakO | 0 | 0 | 0 | 0 | 0 | 0
ST | 0 | 0 | 0 | 0 | 0 | 0
STOG | 0 | 0 | 0 | 0 | 0 | 0
STWD | 0 | 0 | 0 | 0 | 0 | 0
WT | 0 | 0 | 0 | 0 | 0 | 0
IGCC | 0 | 0 | 0 | 0 | 0 | 0
DemandResponse | 0 | 0 | 0 | 0 | 0 | 0
IGCC-CCS | 0 | 0 | 0 | 0 | 0 | 0
WT_off | 0 | 0 | 0 | 0 | 0 | 0
PseudoUnit | 0 | 0 | 0 | 0 | 0 | 0
FixedInterchange | 0 | 0 | 0 | 0 | 0 | 0
Levelized Capital Costs by Reporting Type: SPP_N
ReportingType | 2015 | 2020 | 2025 | 2030 | 2035 | 2040
BM | 0 | 0 | 0 | 0 | 0 | 0
CC | 154.41 | 589.82 | 589.82 | 589.82 | 589.82 | 435.4
CSP | 0 | 0 | 0 | 0 | 0 | 0
CT | 0 | 0 | 0 | 0 | 0 | 0
Coal | 128.56 | 128.56 | 128.56 | 128.56 | 128.56 | 128.56
Geo | 0 | 0 | 0 | 0 | 0 | 0
H | 0 | 0 | 0 | 0 | 0 | 0
LFG | 0 | 0 | 17.63 | 17.63 | 17.63 | 17.63
Nuc | 0 | 0 | 0 | 842.55 | 2658.25 | 2723.63
PS | 0 | 0 | 0 | 0 | 0 | 0
PV | 0 | 0 | 0 | 0 | 0 | 0
PeakG | 0 | 0 | 0 | 0 | 0 | 0
PeakO | 0 | 0 | 0 | 0 | 0 | 0
ST | 0 | 0 | 0 | 0 | 0 | 0
STOG | 0 | 0 | 0 | 0 | 0 | 0
STWD | 0 | 0 | 0 | 0 | 0 | 0
WT | 0 | 2020.62 | 2020.62 | 2020.62 | 2020.62 | 0
IGCC | 0 | 0 | 0 | 0 | 0 | 0
DemandResponse | 0 | 0 | 0 | 0 | 0 | 0
IGCC-CCS | 0 | 0 | 0 | 0 | 0 | 0
WT_off | 0 | 0 | 0 | 0 | 0 | 0
PseudoUnit | 0 | 0 | 0 | 0 | 0 | 0
FixedInterchange | 0 | 0 | 0 | 0 | 0 | 0
Levelized Capital Costs by Reporting Type: SPP_S
ReportingType | 2015 | 2020 | 2025 | 2030 | 2035 | 2040
BM | 0 | 0 | 0 | 0 | 0 | 0
CC | 0 | 792.22 | 792.22 | 792.22 | 792.22 | 792.22
CSP | 0 | 0 | 0 | 0 | 0 | 0
CT | 33.21 | 56.93 | 56.93 | 56.93 | 23.72 | 0
Coal | 273.14 | 273.14 | 273.14 | 273.14 | 273.14 | 273.14
Geo | 0 | 0 | 0 | 0 | 0 | 0
H | 0 | 0 | 0 | 0 | 0 | 0
LFG | 0 | 0 | 17.63 | 17.63 | 17.63 | 17.63
Nuc | 0 | 0 | 0 | 0 | 0 | 190.64
PS | 0 | 0 | 0 | 0 | 0 | 0
PV | 0 | 0 | 0 | 0 | 0 | 0
PeakG | 0 | 0 | 0 | 0 | 0 | 0
PeakO | 0 | 0 | 0 | 0 | 0 | 0
ST | 0 | 0 | 0 | 0 | 0 | 0
STOG | 0 | 0 | 0 | 0 | 0 | 0
STWD | 0 | 0 | 0 | 0 | 0 | 0
WT | 92.65 | 5709.21 | 5709.21 | 5709.21 | 5616.56 | 0
IGCC | 0 | 0 | 0 | 0 | 0 | 0
DemandResponse | 0 | 0 | 0 | 0 | 0 | 0
IGCC-CCS | 0 | 0 | 0 | 0 | 0 | 0
WT_off | 0 | 0 | 0 | 0 | 0 | 0
PseudoUnit | 0 | 0 | 0 | 0 | 0 | 0
FixedInterchange | 0 | 0 | 0 | 0 | 0 | 0
Levelized Capital Costs by Reporting Type: TVA
ReportingType | 2015 | 2020 | 2025 | 2030 | 2035 | 2040
BM | 0 | 0 | 0 | 0 | 0 | 0
CC | 384.63 | 994.95 | 994.95 | 994.95 | 960.48 | 610.32
CSP | 0 | 0 | 0 | 0 | 0 | 0
CT | 0 | 0 | 0 | 0 | 0 | 0
Coal | 0 | 0 | 0 | 0 | 0 | 0
Geo | 0 | 0 | 0 | 0 | 0 | 0
H | 0 | 0 | 0 | 8.9 | 8.9 | 8.9
LFG | 0 | 0 | 19.35 | 19.35 | 19.35 | 19.35
Nuc | 684.91 | 684.91 | 684.91 | 684.91 | 3505.11 | 4171.73
PS | 0 | 0 | 0 | 0 | 0 | 0
PV | 0 | 0 | 0 | 0 | 0 | 0
PeakG | 0 | 0 | 0 | 0 | 0 | 0
PeakO | 0 | 0 | 0 | 0 | 0 | 0
ST | 0 | 0 | 0 | 0 | 0 | 0
STOG | 0 | 0 | 0 | 0 | 0 | 0
STWD | 0 | 0 | 0 | 0 | 0 | 0
WT | 0 | 0 | 0 | 0 | 0 | 0
IGCC | 0 | 0 | 0 | 0 | 0 | 0
DemandResponse | 0 | 0 | 0 | 0 | 0 | 0
IGCC-CCS | 0 | 0 | 0 | 0 | 0 | 0
WT_off | 0 | 0 | 0 | 0 | 0 | 0
PseudoUnit | 0 | 0 | 0 | 0 | 0 | 0
FixedInterchange | 0 | 0 | 0 | 0 | 0 | 0
Levelized Capital Costs by Reporting Type: TVA_Transmission
ReportingType | 2015 | 2020 | 2025 | 2030 | 2035 | 2040
BM | 0 | 0 | 0 | 0 | 0 | 0
CC | 0 | 0 | 0 | 0 | 0 | 0
CSP | 0 | 0 | 0 | 0 | 0 | 0
CT | 0 | 0 | 0 | 0 | 0 | 0
Coal | 0 | 0 | 0 | 0 | 0 | 0
Geo | 0 | 0 | 0 | 0 | 0 | 0
H | 0 | 0 | 0 | 0 | 0 | 0
LFG | 0 | 0 | 0 | 0 | 0 | 0
Nuc | 0 | 0 | 0 | 0 | 0 | 0
PS | 0 | 0 | 0 | 0 | 0 | 0
PV | 0 | 0 | 0 | 0 | 0 | 0
PeakG | 0 | 0 | 0 | 0 | 0 | 0
PeakO | 0 | 0 | 0 | 0 | 0 | 0
ST | 0 | 0 | 0 | 0 | 0 | 0
STOG | 0 | 0 | 0 | 0 | 0 | 0
STWD | 0 | 0 | 0 | 0 | 0 | 0
WT | 0 | 0 | 0 | 0 | 0 | 0
IGCC | 0 | 0 | 0 | 0 | 0 | 0
DemandResponse | 0 | 0 | 0 | 0 | 0 | 0
IGCC-CCS | 0 | 0 | 0 | 0 | 0 | 0
WT_off | 0 | 0 | 0 | 0 | 0 | 0
PseudoUnit | 0 | 0 | 0 | 0 | 0 | 0
FixedInterchange | 0 | 0 | 0 | 0 | 0 | 0
Levelized Capital Costs by Reporting Type: VACAR
ReportingType | 2015 | 2020 | 2025 | 2030 | 2035 | 2040
BM | 0.34 | 58.51 | 227.66 | 231.66 | 231.66 | 246.6
CC | 1762.29 | 1762.29 | 1762.29 | 1762.29 | 1762.29 | 0
CSP | 0 | 0 | 0 | 0 | 0 | 0
CT | 60.99 | 60.99 | 60.99 | 0 | 0 | 0
Coal | 220.45 | 220.45 | 220.45 | 220.45 | 220.45 | 220.45
Geo | 0 | 0 | 0 | 0 | 0 | 0
H | 0 | 0 | 0 | 0 | 0 | 0
LFG | 0.06 | 19.57 | 19.57 | 19.57 | 19.51 | 0
Nuc | 0 | 1320.06 | 1320.06 | 3808.98 | 5680.28 | 10210.27
PS | 0 | 0 | 0 | 0 | 0 | 0
PV | 0 | 42.44 | 43.12 | 43.36 | 43.36 | 1.79
PeakG | 0 | 0 | 0 | 0 | 0 | 0
PeakO | 0 | 0 | 0 | 0 | 0 | 0
ST | 0 | 0 | 0 | 0 | 0 | 0
STOG | 0 | 0 | 0 | 0 | 0 | 0
STWD | 0 | 0 | 0 | 0 | 0 | 0
WT | 0.19 | 740.59 | 740.59 | 740.59 | 740.4 | 0
IGCC | 0 | 0 | 0 | 0 | 0 | 0
DemandResponse | 0 | 0 | 0 | 0 | 0 | 0
IGCC-CCS | 0 | 0 | 0 | 0 | 0 | 0
WT_off | 0.53 | 0.53 | 0.53 | 0.53 | 0 | 0
PseudoUnit | 0 | 0 | 0 | 0 | 0 | 0
FixedInterchange | 0 | 0 | 0 | 0 | 0 | 0
Levelized Capital Costs by Reporting Type: IESO
ReportingType | 2015 | 2020 | 2025 | 2030 | 2035 | 2040
BM | 144.8 | 144.8 | 144.8 | 144.8 | 144.8 | 144.8
CC | 175.41 | 175.41 | 175.41 | 175.41 | 175.41 | 0
CSP | 0 | 0 | 0 | 0 | 0 | 0
CT | 41.8 | 41.8 | 41.8 | 41.8 | 0 | 0
Coal | 0 | 0 | 0 | 0 | 0 | 0
Geo | 0 | 0 | 0 | 0 | 0 | 0
H | 0 | 0 | 0 | 26.81 | 98.84 | 98.84
LFG | 5.12 | 5.12 | 5.12 | 5.29 | 0.17 | 0.17
Nuc | 0 | 0 | 0 | 0 | 0 | 0
PS | 0 | 0 | 0 | 0 | 0 | 0
PV | 539.74 | 539.74 | 539.74 | 539.74 | 0 | 0
PeakG | 0 | 0 | 0 | 0 | 0 | 0
PeakO | 0 | 0 | 0 | 0 | 0 | 0
ST | 0 | 0 | 0 | 0 | 0 | 0
STOG | 0 | 0 | 0 | 0 | 0 | 0
STWD | 0 | 0 | 0 | 0 | 0 | 0
WT | 660.4 | 660.4 | 660.4 | 660.4 | 0 | 0
IGCC | 0 | 0 | 0 | 0 | 0 | 0
DemandResponse | 0 | 0 | 0 | 0 | 0 | 0
IGCC-CCS | 0 | 0 | 0 | 0 | 0 | 0
WT_off | 0 | 0 | 0 | 0 | 0 | 0
PseudoUnit | 0 | 0 | 0 | 0 | 0 | 0
FixedInterchange | 0 | 0 | 0 | 0 | 0 | 0
Levelized Capital Costs by Reporting Type: MAPP_CA
ReportingType | 2015 | 2020 | 2025 | 2030 | 2035 | 2040
BM | 0 | 0 | 0 | 0 | 0 | 0
CC | 30.91 | 30.91 | 30.91 | 30.91 | 30.91 | 0
CSP | 0 | 0 | 0 | 0 | 0 | 0
CT | 0 | 0 | 0 | 0 | 0 | 0
Coal | 0 | 0 | 0 | 0 | 0 | 0
Geo | 0 | 0 | 0 | 0 | 0 | 0
H | 0 | 241.14 | 733.92 | 1544.78 | 1544.78 | 1544.78
LFG | 0 | 0 | 0 | 0 | 0 | 0
Nuc | 0 | 0 | 0 | 0 | 0 | 0
PS | 0 | 0 | 0 | 0 | 0 | 0
PV | 0 | 0 | 0 | 0 | 0 | 0
PeakG | 0 | 0 | 0 | 0 | 0 | 0
PeakO | 0 | 0 | 0 | 0 | 0 | 0
ST | 0 | 0 | 0 | 0 | 0 | 0
STOG | 0 | 0 | 0 | 0 | 0 | 0
STWD | 0 | 0 | 0 | 0 | 0 | 0
WT | 87.23 | 87.23 | 87.23 | 87.23 | 0 | 0
IGCC | 0 | 0 | 0 | 0 | 0 | 0
DemandResponse | 0 | 0 | 0 | 0 | 0 | 0
IGCC-CCS | 0 | 0 | 0 | 0 | 0 | 0
WT_off | 0 | 0 | 0 | 0 | 0 | 0
PseudoUnit | 0 | 0 | 0 | 0 | 0 | 0
FixedInterchange | 0 | 0 | 0 | 0 | 0 | 0
Levelized Capital Costs by Reporting Type: AZ_NM_SNV_Coal
ReportingType | 2015 | 2020 | 2025 | 2030 | 2035 | 2040
BM | 0 | 0 | 0 | 0 | 0 | 0
CC | 0 | 0 | 0 | 0 | 0 | 0
CSP | 0 | 0 | 0 | 0 | 0 | 0
CT | 0 | 0 | 0 | 0 | 0 | 0
Coal | 0 | 0 | 0 | 0 | 0 | 0
Geo | 0 | 0 | 0 | 0 | 0 | 0
H | 0 | 0 | 0 | 0 | 0 | 0
LFG | 0 | 0 | 0 | 0 | 0 | 0
Nuc | 0 | 0 | 0 | 0 | 0 | 0
PS | 0 | 0 | 0 | 0 | 0 | 0
PV | 0 | 0 | 0 | 0 | 0 | 0
PeakG | 0 | 0 | 0 | 0 | 0 | 0
PeakO | 0 | 0 | 0 | 0 | 0 | 0
ST | 0 | 0 | 0 | 0 | 0 | 0
STOG | 0 | 0 | 0 | 0 | 0 | 0
STWD | 0 | 0 | 0 | 0 | 0 | 0
WT | 0 | 0 | 0 | 0 | 0 | 0
IGCC | 0 | 0 | 0 | 0 | 0 | 0
DemandResponse | 0 | 0 | 0 | 0 | 0 | 0
IGCC-CCS | 0 | 0 | 0 | 0 | 0 | 0
WT_off | 0 | 0 | 0 | 0 | 0 | 0
PseudoUnit | 0 | 0 | 0 | 0 | 0 | 0
FixedInterchange | 0 | 0 | 0 | 0 | 0 | 0
Levelized Capital Costs by Reporting Type: AZ_NM_SNV_Gas
ReportingType | 2015 | 2020 | 2025 | 2030 | 2035 | 2040
BM | 0 | 0 | 0 | 0 | 0 | 0
CC | 79.32 | 281.03 | 281.03 | 281.03 | 281.03 | 201.71
CSP | 0 | 0 | 0 | 0 | 0 | 0
CT | 63.7 | 63.7 | 63.7 | 63.7 | 0 | 0
Coal | 0 | 0 | 0 | 0 | 0 | 0
Geo | 0 | 0 | 0 | 0 | 0 | 0
H | 0 | 0 | 0 | 0 | 0 | 0
LFG | 0 | 0 | 0 | 0 | 0 | 0
Nuc | 0 | 0 | 0 | 0 | 0 | 0
PS | 0 | 0 | 0 | 0 | 0 | 0
PV | 0 | 0 | 0 | 0 | 0 | 0
PeakG | 0 | 0 | 0 | 0 | 0 | 0
PeakO | 0 | 0 | 0 | 0 | 0 | 0
ST | 0 | 0 | 0 | 0 | 0 | 0
STOG | 0 | 0 | 0 | 0 | 0 | 0
STWD | 0 | 0 | 0 | 0 | 0 | 0
WT | 0 | 0 | 0 | 0 | 0 | 0
IGCC | 0 | 0 | 0 | 0 | 0 | 0
DemandResponse | 0 | 0 | 0 | 0 | 0 | 0
IGCC-CCS | 0 | 0 | 0 | 0 | 0 | 0
WT_off | 0 | 0 | 0 | 0 | 0 | 0
PseudoUnit | 0 | 0 | 0 | 0 | 0 | 0
FixedInterchange | 0 | 0 | 0 | 0 | 0 | 0
Levelized Capital Costs by Reporting Type: AZ_NM_SNV_NucRenew
ReportingType | 2015 | 2020 | 2025 | 2030 | 2035 | 2040
BM | 0 | 0 | 0 | 0 | 0 | 0
CC | 0 | 0 | 0 | 0 | 0 | 0
CSP | 0 | 0 | 0 | 0 | 0 | 0
CT | 0 | 0 | 0 | 0 | 0 | 0
Coal | 0 | 0 | 0 | 0 | 0 | 0
Geo | 0 | 0 | 369.64 | 369.64 | 369.64 | 369.64
H | 0 | 0 | 0 | 0 | 0 | 0
LFG | 0 | 11.72 | 11.72 | 11.72 | 11.72 | 0
Nuc | 0 | 0 | 0 | 1969.24 | 3944.65 | 4431.81
PS | 0 | 0 | 0 | 0 | 0 | 0
PV | 34.88 | 34.88 | 34.88 | 34.88 | 0 | 0
PeakG | 0 | 0 | 0 | 0 | 0 | 0
PeakO | 0 | 0 | 0 | 0 | 0 | 0
ST | 101.35 | 245.31 | 312.9 | 253.71 | 214.44 | 70.48
STOG | 0 | 0 | 0 | 0 | 0 | 0
STWD | 0 | 0 | 0 | 0 | 0 | 0
WT | 14.28 | 2481.9 | 2486.89 | 2513.69 | 2635.33 | 167.71
IGCC | 0 | 0 | 0 | 0 | 0 | 0
DemandResponse | 0 | 0 | 0 | 0 | 0 | 0
IGCC-CCS | 0 | 0 | 0 | 0 | 0 | 0
WT_off | 0 | 0 | 0 | 0 | 0 | 0
PseudoUnit | 0 | 0 | 0 | 0 | 0 | 0
FixedInterchange | 0 | 0 | 0 | 0 | 0 | 0
Levelized Capital Costs by Reporting Type: ERCOT
ReportingType | 2015 | 2020 | 2025 | 2030 | 2035 | 2040
BM | 54.69 | 54.69 | 54.69 | 54.69 | 54.69 | 54.69
CC | 2094.01 | 2094.01 | 2094.01 | 2094.01 | 2094.01 | 0
CSP | 0 | 0 | 0 | 0 | 0 | 0
CT | 20.97 | 20.97 | 20.97 | 20.97 | 0 | 0
Coal | 540.38 | 540.38 | 540.38 | 540.38 | 540.38 | 540.38
Geo | 0 | 0 | 0 | 0 | 0 | 0
H | 0 | 0 | 0 | 0 | 0 | 0
LFG | 0 | 0 | 63.77 | 63.77 | 63.77 | 63.77
Nuc | 0 | 0 | 0 | 0 | 1931.17 | 3833.29
PS | 0 | 0 | 0 | 0 | 0 | 0
PV | 4.89 | 4.89 | 4.89 | 4.89 | 0 | 0
PeakG | 0 | 0 | 0 | 0 | 0 | 0
PeakO | 0 | 0 | 0 | 0 | 0 | 0
ST | 0 | 0 | 0 | 0 | 0 | 0
STOG | 0 | 0 | 0 | 0 | 0 | 0
STWD | 0 | 0 | 0 | 0 | 0 | 0
WT | 72.7 | 72.7 | 3730.85 | 3730.85 | 3658.15 | 3705.84
IGCC | 0 | 0 | 0 | 0 | 0 | 0
DemandResponse | 0 | 0 | 0 | 0 | 0 | 0
IGCC-CCS | 0 | 0 | 0 | 0 | 0 | 0
WT_off | 0 | 0 | 0 | 0 | 0 | 0
PseudoUnit | 0 | 0 | 0 | 0 | 0 | 0
FixedInterchange | 0 | 0 | 0 | 0 | 0 | 0
Levelized Capital Costs by Reporting Type: NP15
ReportingType | 2015 | 2020 | 2025 | 2030 | 2035 | 2040
BM | 0 | 0 | 0 | 0 | 0 | 0
CC | 474.96 | 474.96 | 474.96 | 474.96 | 474.96 | 0
CSP | 0 | 0 | 0 | 0 | 0 | 0
CT | 17.85 | 17.85 | 17.85 | 17.85 | 0 | 0
Coal | 0 | 0 | 0 | 0 | 0 | 0
Geo | 0 | 0 | 175.28 | 175.28 | 175.28 | 175.28
H | 0 | 0 | 0 | 0 | 0 | 0
LFG | 0 | 125.8 | 125.8 | 125.8 | 125.8 | 0
Nuc | 0 | 0 | 0 | 1676.66 | 2751.08 | 5328.09
PS | 0 | 0 | 0 | 0 | 0 | 0
PV | 2.79 | 2.79 | 2.79 | 2.79 | 0 | 0
PeakG | 0 | 0 | 0 | 0 | 0 | 0
PeakO | 0 | 0 | 0 | 0 | 0 | 0
ST | 12.6 | 12.6 | 12.6 | 12.6 | 0 | 0
STOG | 0 | 0 | 0 | 0 | 0 | 0
STWD | 0 | 0 | 0 | 0 | 0 | 0
WT | 26.07 | 837.92 | 837.92 | 837.71 | 811.85 | 0
IGCC | 0 | 0 | 0 | 0 | 0 | 0
DemandResponse | 0 | 0 | 0 | 0 | 0 | 0
IGCC-CCS | 0 | 0 | 0 | 0 | 0 | 0
WT_off | 0 | 0 | 0 | 0 | 0 | 0
PseudoUnit | 0 | 0 | 0 | 0 | 0 | 0
FixedInterchange | 0 | 0 | 0 | 0 | 0 | 0
Levelized Capital Costs by Reporting Type: NWPP_Coal
ReportingType | 2015 | 2020 | 2025 | 2030 | 2035 | 2040
BM | 0 | 0 | 0 | 0 | 0 | 0
CC | 0 | 0 | 0 | 0 | 0 | 0
CSP | 0 | 0 | 0 | 0 | 0 | 0
CT | 0 | 0 | 0 | 0 | 0 | 0
Coal | 0 | 0 | 0 | 0 | 0 | 0
Geo | 0 | 0 | 0 | 0 | 0 | 0
H | 0 | 0 | 0 | 0 | 0 | 0
LFG | 0 | 0 | 0 | 0 | 0 | 0
Nuc | 0 | 0 | 0 | 0 | 0 | 0
PS | 0 | 0 | 0 | 0 | 0 | 0
PV | 0 | 0 | 0 | 0 | 0 | 0
PeakG | 0 | 0 | 0 | 0 | 0 | 0
PeakO | 0 | 0 | 0 | 0 | 0 | 0
ST | 0 | 0 | 0 | 0 | 0 | 0
STOG | 0 | 0 | 0 | 0 | 0 | 0
STWD | 0 | 0 | 0 | 0 | 0 | 0
WT | 0 | 0 | 0 | 0 | 0 | 0
IGCC | 0 | 0 | 0 | 0 | 0 | 0
DemandResponse | 0 | 0 | 0 | 0 | 0 | 0
IGCC-CCS | 0 | 0 | 0 | 0 | 0 | 0
WT_off | 0 | 0 | 0 | 0 | 0 | 0
PseudoUnit | 0 | 0 | 0 | 0 | 0 | 0
FixedInterchange | 0 | 0 | 0 | 0 | 0 | 0
Levelized Capital Costs by Reporting Type: NWPP_Gas
ReportingType | 2015 | 2020 | 2025 | 2030 | 2035 | 2040
BM | 0 | 0 | 0 | 0 | 0 | 0
CC | 33.4 | 256.84 | 256.84 | 256.84 | 256.84 | 223.44
CSP | 0 | 0 | 0 | 0 | 0 | 0
CT | 13.02 | 13.02 | 13.02 | 13.02 | 0 | 0
Coal | 0 | 0 | 0 | 0 | 0 | 0
Geo | 0 | 0 | 0 | 0 | 0 | 0
H | 0 | 0 | 0 | 0 | 0 | 0
LFG | 0 | 0 | 0 | 0 | 0 | 0
Nuc | 0 | 0 | 0 | 0 | 0 | 0
PS | 0 | 0 | 0 | 0 | 0 | 0
PV | 0 | 0 | 0 | 0 | 0 | 0
PeakG | 0 | 0 | 0 | 0 | 0 | 0
PeakO | 0 | 0 | 0 | 0 | 0 | 0
ST | 0 | 0 | 0 | 0 | 0 | 0
STOG | 0 | 0 | 0 | 0 | 0 | 0
STWD | 0 | 0 | 0 | 0 | 0 | 0
WT | 0 | 0 | 0 | 0 | 0 | 0
IGCC | 0 | 0 | 0 | 0 | 0 | 0
DemandResponse | 0 | 0 | 0 | 0 | 0 | 0
IGCC-CCS | 0 | 0 | 0 | 0 | 0 | 0
WT_off | 0 | 0 | 0 | 0 | 0 | 0
PseudoUnit | 0 | 0 | 0 | 0 | 0 | 0
FixedInterchange | 0 | 0 | 0 | 0 | 0 | 0
Levelized Capital Costs by Reporting Type: NWPP_NucRenew
ReportingType | 2015 | 2020 | 2025 | 2030 | 2035 | 2040
BM | 13.89 | 13.89 | 13.89 | 13.89 | 13.89 | 13.89
CC | 0 | 0 | 0 | 0 | 0 | 0
CSP | 0 | 0 | 0 | 0 | 0 | 0
CT | 0 | 0 | 0 | 0 | 0 | 0
Coal | 0 | 0 | 0 | 0 | 0 | 0
Geo | 24.88 | 24.88 | 135.71 | 135.71 | 110.83 | 110.83
H | 0 | 0 | 0 | 0 | 0 | 0
LFG | 5.02 | 5.02 | 50.73 | 50.73 | 45.71 | 45.71
Nuc | 0 | 0 | 0 | 2696.04 | 4802.22 | 6761.3
PS | 0 | 0 | 0 | 0 | 0 | 0
PV | 0 | 0 | 0 | 0 | 0 | 0
PeakG | 0 | 0 | 0 | 0 | 0 | 0
PeakO | 0 | 0 | 0 | 0 | 0 | 0
ST | 0 | 0 | 0 | 0 | 0 | 0
STOG | 0 | 0 | 0 | 0 | 0 | 0
STWD | 0 | 0 | 0 | 0 | 0 | 0
WT | 238.86 | 238.86 | 238.86 | 238.86 | 0 | 0
IGCC | 0 | 0 | 0 | 0 | 0 | 0
DemandResponse | 0 | 0 | 0 | 0 | 0 | 0
IGCC-CCS | 0 | 0 | 0 | 0 | 0 | 0
WT_off | 0 | 0 | 0 | 0 | 0 | 0
PseudoUnit | 0 | 0 | 0 | 0 | 0 | 0
FixedInterchange | 0 | 0 | 0 | 0 | 0 | 0
Levelized Capital Costs by Reporting Type: RMPA
ReportingType | 2015 | 2020 | 2025 | 2030 | 2035 | 2040
BM | 0 | 0 | 0 | 0 | 0 | 0
CC | 0 | 142.74 | 142.74 | 142.74 | 142.74 | 142.74
CSP | 0 | 0 | 0 | 0 | 0 | 0
CT | 15.2 | 15.2 | 15.2 | 15.2 | 0 | 0
Coal | 108.63 | 108.63 | 108.63 | 108.63 | 108.63 | 108.63
Geo | 0 | 170.82 | 669.23 | 669.23 | 669.23 | 498.41
H | 0 | 0 | 0 | 0 | 0 | 0
LFG | 0.28 | 5.85 | 5.85 | 5.85 | 5.57 | 0
Nuc | 0 | 0 | 0 | 1081.33 | 1134.74 | 1272.37
PS | 0 | 0 | 0 | 0 | 0 | 0
PV | 0.37 | 0.37 | 0.37 | 0.37 | 0 | 0
PeakG | 0 | 0 | 0 | 0 | 0 | 0
PeakO | 0 | 0 | 0 | 0 | 0 | 0
ST | 1.07 | 121.85 | 121.85 | 123.5 | 122.43 | 1.65
STOG | 0 | 0 | 0 | 0 | 0 | 0
STWD | 0 | 0 | 0 | 0 | 0 | 0
WT | 172.66 | 934.8 | 934.8 | 1044.53 | 871.87 | 137.49
IGCC | 0 | 0 | 0 | 0 | 0 | 0
DemandResponse | 0 | 0 | 0 | 0 | 0 | 0
IGCC-CCS | 0 | 0 | 0 | 0 | 0 | 0
WT_off | 0 | 0 | 0 | 0 | 0 | 0
PseudoUnit | 0 | 0 | 0 | 0 | 0 | 0
FixedInterchange | 0 | 0 | 0 | 0 | 0 | 0
Levelized Capital Costs by Reporting Type: SP15
ReportingType | 2015 | 2020 | 2025 | 2030 | 2035 | 2040
BM | 2.9 | 2.9 | 2.9 | 2.9 | 2.9 | 2.9
CC | 511.17 | 717.12 | 914.76 | 914.76 | 914.76 | 403.58
CSP | 0 | 0 | 0 | 0 | 0 | 0
CT | 0 | 0 | 0 | 0 | 0 | 0
Coal | 0 | 0 | 0 | 0 | 0 | 0
Geo | 14.26 | 385.19 | 385.19 | 370.93 | 370.93 | 0
H | 0 | 0 | 0 | 0 | 0 | 0
LFG | 2.09 | 125.04 | 125.04 | 124.8 | 122.95 | 0
Nuc | 0 | 0 | 0 | 0 | 0 | 59
PS | 0 | 0 | 0 | 0 | 0 | 0
PV | 1.62 | 1.62 | 1.62 | 1.62 | 0 | 0
PeakG | 0 | 0 | 0 | 0 | 0 | 0
PeakO | 0 | 0 | 0 | 0 | 0 | 0
ST | 191.39 | 191.39 | 191.39 | 191.39 | 0 | 0
STOG | 0 | 0 | 0 | 0 | 0 | 0
STWD | 0 | 0 | 0 | 0 | 0 | 0
WT | 193.26 | 208.4 | 1788.14 | 3590.23 | 3396.97 | 3381.83
IGCC | 0 | 0 | 0 | 0 | 0 | 0
DemandResponse | 0 | 0 | 0 | 0 | 0 | 0
IGCC-CCS | 0 | 0 | 0 | 0 | 0 | 0
WT_off | 0 | 0 | 0 | 0 | 0 | 0
PseudoUnit | 0 | 0 | 0 | 0 | 0 | 0
FixedInterchange | 0 | 0 | 0 | 0 | 0 | 0
Levelized Capital Costs by Reporting Type: ALB
ReportingType | 2015 | 2020 | 2025 | 2030 | 2035 | 2040
BM | 0 | 0 | 0 | 0 | 0 | 0
CC | 0 | 0 | 0 | 0 | 0 | 0
CSP | 0 | 0 | 0 | 0 | 0 | 0
CT | 16.7 | 16.7 | 16.7 | 16.7 | 0 | 0
Coal | 147.62 | 147.62 | 147.62 | 147.62 | 147.62 | 147.62
Geo | 0 | 0 | 0 | 0 | 0 | 0
H | 0 | 0 | 0 | 0 | 0 | 0
LFG | 0 | 0 | 0 | 0 | 0 | 0
Nuc | 0 | 0 | 0 | 5015.68 | 5027.85 | 5254.37
PS | 0 | 0 | 0 | 0 | 0 | 0
PV | 0 | 0 | 0 | 0 | 0 | 0
PeakG | 0 | 0 | 0 | 0 | 0 | 0
PeakO | 0 | 0 | 0 | 0 | 0 | 0
ST | 0 | 0 | 0 | 0 | 0 | 0
STOG | 0 | 0 | 0 | 0 | 0 | 0
STWD | 0 | 0 | 0 | 0 | 0 | 0
WT | 2.54 | 2.54 | 2.54 | 2.54 | 0 | 0
IGCC | 0 | 0 | 0 | 0 | 0 | 0
DemandResponse | 0 | 0 | 0 | 0 | 0 | 0
IGCC-CCS | 0 | 0 | 0 | 0 | 0 | 0
WT_off | 0 | 0 | 0 | 0 | 0 | 0
PseudoUnit | 0 | 0 | 0 | 0 | 0 | 0
FixedInterchange | 0 | 0 | 0 | 0 | 0 | 0
Levelized Capital Costs by Reporting Type: BC
ReportingType | 2015 | 2020 | 2025 | 2030 | 2035 | 2040
BM | 0 | 0 | 0 | 0 | 0 | 0
CC | 45.01 | 45.01 | 45.01 | 45.01 | 45.01 | 0
CSP | 0 | 0 | 0 | 0 | 0 | 0
CT | 0 | 0 | 0 | 0 | 0 | 0
Coal | 0 | 0 | 0 | 0 | 0 | 0
Geo | 0 | 0 | 0 | 0 | 0 | 0
H | 0 | 0 | 0 | 0 | 0 | 0
LFG | 0 | 0 | 0 | 0 | 0 | 0
Nuc | 0 | 0 | 0 | 361.05 | 399.97 | 434.16
PS | 0 | 0 | 0 | 0 | 0 | 0
PV | 0 | 0 | 0 | 0 | 0 | 0
PeakG | 0 | 0 | 0 | 0 | 0 | 0
PeakO | 0 | 0 | 0 | 0 | 0 | 0
ST | 0 | 0 | 0 | 0 | 0 | 0
STOG | 0 | 0 | 0 | 0 | 0 | 0
STWD | 0 | 0 | 0 | 0 | 0 | 0
WT | 40.68 | 40.68 | 40.68 | 40.68 | 0 | 0
IGCC | 0 | 0 | 0 | 0 | 0 | 0
DemandResponse | 0 | 0 | 0 | 0 | 0 | 0
IGCC-CCS | 0 | 0 | 0 | 0 | 0 | 0
WT_off | 0 | 0 | 0 | 0 | 0 | 0
PseudoUnit | 0 | 0 | 0 | 0 | 0 | 0
FixedInterchange | 0 | 0 | 0 | 0 | 0 | 0
Levelized Capital Costs by Reporting Type: HQ_IESO
ReportingType | 2015 | 2020 | 2025 | 2030 | 2035 | 2040
BM | 0 | 0 | 0 | 0 | 0 | 0
CC | 0 | 0 | 0 | 0 | 0 | 0
CSP | 0 | 0 | 0 | 0 | 0 | 0
CT | 0 | 0 | 0 | 0 | 0 | 0
Coal | 0 | 0 | 0 | 0 | 0 | 0
Geo | 0 | 0 | 0 | 0 | 0 | 0
H | 0 | 0 | 0 | 0 | 0 | 0
LFG | 0 | 0 | 0 | 0 | 0 | 0
Nuc | 0 | 0 | 0 | 0 | 0 | 0
PS | 0 | 0 | 0 | 0 | 0 | 0
PV | 0 | 0 | 0 | 0 | 0 | 0
PeakG | 0 | 0 | 0 | 0 | 0 | 0
PeakO | 0 | 0 | 0 | 0 | 0 | 0
ST | 0 | 0 | 0 | 0 | 0 | 0
STOG | 0 | 0 | 0 | 0 | 0 | 0
STWD | 0 | 0 | 0 | 0 | 0 | 0
WT | 0 | 0 | 0 | 0 | 0 | 0
IGCC | 0 | 0 | 0 | 0 | 0 | 0
DemandResponse | 0 | 0 | 0 | 0 | 0 | 0
IGCC-CCS | 0 | 0 | 0 | 0 | 0 | 0
WT_off | 0 | 0 | 0 | 0 | 0 | 0
PseudoUnit | 0 | 0 | 0 | 28.98 | 28.98 | 28.98
FixedInterchange | 0 | 0 | 0 | 0 | 0 | 0
Levelized Capital Costs by Reporting Type: HQ_NEISO
ReportingType | 2015 | 2020 | 2025 | 2030 | 2035 | 2040
BM | 0 | 0 | 0 | 0 | 0 | 0
CC | 0 | 0 | 0 | 0 | 0 | 0
CSP | 0 | 0 | 0 | 0 | 0 | 0
CT | 0 | 0 | 0 | 0 | 0 | 0
Coal | 0 | 0 | 0 | 0 | 0 | 0
Geo | 0 | 0 | 0 | 0 | 0 | 0
H | 0 | 0 | 0 | 0 | 0 | 0
LFG | 0 | 0 | 0 | 0 | 0 | 0
Nuc | 0 | 0 | 0 | 0 | 0 | 0
PS | 0 | 0 | 0 | 0 | 0 | 0
PV | 0 | 0 | 0 | 0 | 0 | 0
PeakG | 0 | 0 | 0 | 0 | 0 | 0
PeakO | 0 | 0 | 0 | 0 | 0 | 0
ST | 0 | 0 | 0 | 0 | 0 | 0
STOG | 0 | 0 | 0 | 0 | 0 | 0
STWD | 0 | 0 | 0 | 0 | 0 | 0
WT | 0 | 0 | 0 | 0 | 0 | 0
IGCC | 0 | 0 | 0 | 0 | 0 | 0
DemandResponse | 0 | 0 | 0 | 0 | 0 | 0
IGCC-CCS | 0 | 0 | 0 | 0 | 0 | 0
WT_off | 0 | 0 | 0 | 0 | 0 | 0
PseudoUnit | 0 | 0 | 0 | 486.68 | 486.68 | 486.68
FixedInterchange | 0 | 0 | 0 | 0 | 0 | 0
Levelized Capital Costs by Reporting Type: HQ_NY
ReportingType | 2015 | 2020 | 2025 | 2030 | 2035 | 2040
BM | 0 | 0 | 0 | 0 | 0 | 0
CC | 0 | 0 | 0 | 0 | 0 | 0
CSP | 0 | 0 | 0 | 0 | 0 | 0
CT | 0 | 0 | 0 | 0 | 0 | 0
Coal | 0 | 0 | 0 | 0 | 0 | 0
Geo | 0 | 0 | 0 | 0 | 0 | 0
H | 0 | 0 | 0 | 0 | 0 | 0
LFG | 0 | 0 | 0 | 0 | 0 | 0
Nuc | 0 | 0 | 0 | 0 | 0 | 0
PS | 0 | 0 | 0 | 0 | 0 | 0
PV | 0 | 0 | 0 | 0 | 0 | 0
PeakG | 0 | 0 | 0 | 0 | 0 | 0
PeakO | 0 | 0 | 0 | 0 | 0 | 0
ST | 0 | 0 | 0 | 0 | 0 | 0
STOG | 0 | 0 | 0 | 0 | 0 | 0
STWD | 0 | 0 | 0 | 0 | 0 | 0
WT | 0 | 0 | 0 | 0 | 0 | 0
IGCC | 0 | 0 | 0 | 0 | 0 | 0
DemandResponse | 0 | 0 | 0 | 0 | 0 | 0
IGCC-CCS | 0 | 0 | 0 | 0 | 0 | 0
WT_off | 0 | 0 | 0 | 0 | 0 | 0
PseudoUnit | 0 | 0 | 824.05 | 824.05 | 824.05 | 824.05
FixedInterchange | 0 | 0 | 0 | 0 | 0 | 0
Levelized Capital Costs by Reporting Type: MARITIMES
ReportingType | 2015 | 2020 | 2025 | 2030 | 2035 | 2040
BM | 0 | 0 | 0 | 0 | 0 | 0
CC | 0 | 0 | 0 | 0 | 0 | 0
CSP | 0 | 0 | 0 | 0 | 0 | 0
CT | 0 | 0 | 0 | 0 | 0 | 0
Coal | 0 | 0 | 0 | 0 | 0 | 0
Geo | 0 | 0 | 0 | 0 | 0 | 0
H | 0 | 0 | 0 | 0 | 0 | 0
LFG | 0 | 0 | 0 | 0 | 0 | 0
Nuc | 0 | 0 | 0 | 0 | 0 | 0
PS | 0 | 0 | 0 | 0 | 0 | 0
PV | 0 | 0 | 0 | 0 | 0 | 0
PeakG | 0 | 0 | 0 | 0 | 0 | 0
PeakO | 0 | 0 | 0 | 0 | 0 | 0
ST | 0 | 0 | 0 | 0 | 0 | 0
STOG | 0 | 0 | 0 | 0 | 0 | 0
STWD | 0 | 0 | 0 | 0 | 0 | 0
WT | 0 | 0 | 0 | 0 | 0 | 0
IGCC | 0 | 0 | 0 | 0 | 0 | 0
DemandResponse | 0 | 0 | 0 | 0 | 0 | 0
IGCC-CCS | 0 | 0 | 0 | 0 | 0 | 0
WT_off | 0 | 0 | 0 | 0 | 0 | 0
PseudoUnit | 0 | 0 | 0 | 164.81 | 164.81 | 164.81
FixedInterchange | 0 | 0 | 0 | 0 | 0 | 0
Levelized Capital Costs by Reporting Type: All
ReportingType | 2015 | 2020 | 2025 | 2030 | 2035 | 2040
BM | 541.24 | 599.41 | 768.56 | 772.56 | 772.56 | 702.43
CC | 13674.69 | 22968.35 | 23370.11 | 23436.78 | 24320.09 | 12232.67
CSP | 0 | 0 | 0 | 0 | 0 | 0
CT | 541.57 | 565.29 | 565.29 | 554.87 | 80.98 | 220.89
Coal | 3114.71 | 3114.71 | 3114.71 | 3114.71 | 3114.71 | 3114.71
Geo | 39.14 | 580.89 | 1735.04 | 1720.78 | 1695.9 | 1154.16
H | 0 | 416.01 | 1470.46 | 2318.02 | 2390.05 | 2390.05
LFG | 42.41 | 459.06 | 878.73 | 1018.73 | 985.98 | 569.33
Nuc | 684.91 | 3259.17 | 4546.92 | 31281.86 | 47264.55 | 69742.48
PS | 0 | 0 | 0 | 0 | 0 | 0
PV | 612.43 | 1336.94 | 1626.79 | 1682.96 | 1074.64 | 371.07
PeakG | 0 | 0 | 0 | 0 | 0 | 0
PeakO | 0 | 0 | 0 | 0 | 0 | 0
ST | 306.41 | 571.15 | 638.75 | 581.2 | 336.87 | 72.13
STOG | 0 | 0 | 0 | 0 | 0 | 0
STWD | 0 | 0 | 0 | 0 | 0 | 0
WT | 6098.69 | 21596 | 38520.14 | 46296.75 | 41281.48 | 26539.55
IGCC | 215.26 | 215.26 | 215.26 | 215.26 | 215.26 | 215.26
DemandResponse | 0 | 0 | 0 | 0 | 0 | 0
IGCC-CCS | 0 | 0 | 0 | 0 | 0 | 0
WT_off | 283.77 | 283.77 | 824.12 | 824.12 | 540.35 | 540.35
PseudoUnit | 0 | 0 | 824.05 | 1504.51 | 1504.51 | 1504.51
FixedInterchange | 0 | 0 | 0 | 0 | 0 | 0
Levelized Capital Costs by Reporting Type: EI_US
ReportingType | 2015 | 2020 | 2025 | 2030 | 2035 | 2040
BM | 324.96 | 383.12 | 552.28 | 556.28 | 556.28 | 486.15
CC | 10230.5 | 18750.31 | 18954.45 | 19021.12 | 19904.42 | 11261.2
CSP | 0 | 0 | 0 | 0 | 0 | 0
CT | 352.32 | 376.04 | 376.04 | 365.62 | 80.98 | 220.89
Coal | 2318.08 | 2318.08 | 2318.08 | 2318.08 | 2318.08 | 2318.08
Geo | 0 | 0 | 0 | 0 | 0 | 0
H | 0 | 174.87 | 736.54 | 746.43 | 746.43 | 746.43
LFG | 29.9 | 180.52 | 490.71 | 630.77 | 610.3 | 459.68
Nuc | 684.91 | 3259.17 | 4546.92 | 18481.86 | 27272.87 | 42368.09
PS | 0 | 0 | 0 | 0 | 0 | 0
PV | 28.13 | 752.64 | 1042.49 | 1098.66 | 1074.64 | 371.07
PeakG | 0 | 0 | 0 | 0 | 0 | 0
PeakO | 0 | 0 | 0 | 0 | 0 | 0
ST | 0 | 0 | 0 | 0 | 0 | 0
STOG | 0 | 0 | 0 | 0 | 0 | 0
STWD | 0 | 0 | 0 | 0 | 0 | 0
WT | 4589.99 | 16030.57 | 27711.82 | 33550.03 | 29907.32 | 19146.67
IGCC | 215.26 | 215.26 | 215.26 | 215.26 | 215.26 | 215.26
DemandResponse | 0 | 0 | 0 | 0 | 0 | 0
IGCC-CCS | 0 | 0 | 0 | 0 | 0 | 0
WT_off | 283.77 | 283.77 | 824.12 | 824.12 | 540.35 | 540.35
PseudoUnit | 0 | 0 | 824.05 | 1475.53 | 1475.53 | 1475.53
FixedInterchange | 0 | 0 | 0 | 0 | 0 | 0
Levelized Capital Costs by Reporting Type: EI_Canada
ReportingType | 2015 | 2020 | 2025 | 2030 | 2035 | 2040
BM | 144.8 | 144.8 | 144.8 | 144.8 | 144.8 | 144.8
CC | 206.32 | 206.32 | 206.32 | 206.32 | 206.32 | 0
CSP | 0 | 0 | 0 | 0 | 0 | 0
CT | 41.8 | 41.8 | 41.8 | 41.8 | 0 | 0
Coal | 0 | 0 | 0 | 0 | 0 | 0
Geo | 0 | 0 | 0 | 0 | 0 | 0
H | 0 | 241.14 | 733.92 | 1571.59 | 1643.62 | 1643.62
LFG | 5.12 | 5.12 | 5.12 | 5.29 | 0.17 | 0.17
Nuc | 0 | 0 | 0 | 0 | 0 | 0
PS | 0 | 0 | 0 | 0 | 0 | 0
PV | 539.74 | 539.74 | 539.74 | 539.74 | 0 | 0
PeakG | 0 | 0 | 0 | 0 | 0 | 0
PeakO | 0 | 0 | 0 | 0 | 0 | 0
ST | 0 | 0 | 0 | 0 | 0 | 0
STOG | 0 | 0 | 0 | 0 | 0 | 0
STWD | 0 | 0 | 0 | 0 | 0 | 0
WT | 747.62 | 747.62 | 747.62 | 747.62 | 0 | 0
IGCC | 0 | 0 | 0 | 0 | 0 | 0
DemandResponse | 0 | 0 | 0 | 0 | 0 | 0
IGCC-CCS | 0 | 0 | 0 | 0 | 0 | 0
WT_off | 0 | 0 | 0 | 0 | 0 | 0
PseudoUnit | 0 | 0 | 0 | 28.98 | 28.98 | 28.98
FixedInterchange | 0 | 0 | 0 | 0 | 0 | 0
Levelized Capital Costs by Reporting Type: EI
ReportingType | 2015 | 2020 | 2025 | 2030 | 2035 | 2040
BM | 469.76 | 527.93 | 697.08 | 701.08 | 701.08 | 630.95
CC | 10436.82 | 18956.64 | 19160.77 | 19227.44 | 20110.75 | 11261.2
CSP | 0 | 0 | 0 | 0 | 0 | 0
CT | 394.12 | 417.84 | 417.84 | 407.42 | 80.98 | 220.89
Coal | 2318.08 | 2318.08 | 2318.08 | 2318.08 | 2318.08 | 2318.08
Geo | 0 | 0 | 0 | 0 | 0 | 0
H | 0 | 416.01 | 1470.46 | 2318.02 | 2390.05 | 2390.05
LFG | 35.02 | 185.64 | 495.83 | 636.06 | 610.47 | 459.85
Nuc | 684.91 | 3259.17 | 4546.92 | 18481.86 | 27272.87 | 42368.09
PS | 0 | 0 | 0 | 0 | 0 | 0
PV | 567.88 | 1292.39 | 1582.23 | 1638.4 | 1074.64 | 371.07
PeakG | 0 | 0 | 0 | 0 | 0 | 0
PeakO | 0 | 0 | 0 | 0 | 0 | 0
ST | 0 | 0 | 0 | 0 | 0 | 0
STOG | 0 | 0 | 0 | 0 | 0 | 0
STWD | 0 | 0 | 0 | 0 | 0 | 0
WT | 5337.61 | 16778.19 | 28459.45 | 34297.65 | 29907.32 | 19146.67
IGCC | 215.26 | 215.26 | 215.26 | 215.26 | 215.26 | 215.26
DemandResponse | 0 | 0 | 0 | 0 | 0 | 0
IGCC-CCS | 0 | 0 | 0 | 0 | 0 | 0
WT_off | 283.77 | 283.77 | 824.12 | 824.12 | 540.35 | 540.35
PseudoUnit | 0 | 0 | 824.05 | 1504.51 | 1504.51 | 1504.51
FixedInterchange | 0 | 0 | 0 | 0 | 0 | 0
Levelized Capital Costs by Reporting Type: Outside_EI
ReportingType | 2015 | 2020 | 2025 | 2030 | 2035 | 2040
BM | 71.48 | 71.48 | 71.48 | 71.48 | 71.48 | 71.48
CC | 3237.87 | 4011.71 | 4209.34 | 4209.34 | 4209.34 | 971.47
CSP | 0 | 0 | 0 | 0 | 0 | 0
CT | 147.45 | 147.45 | 147.45 | 147.45 | 0 | 0
Coal | 796.63 | 796.63 | 796.63 | 796.63 | 796.63 | 796.63
Geo | 39.14 | 580.89 | 1735.04 | 1720.78 | 1695.9 | 1154.16
H | 0 | 0 | 0 | 0 | 0 | 0
LFG | 7.39 | 273.42 | 382.9 | 382.67 | 375.51 | 109.48
Nuc | 0 | 0 | 0 | 12800 | 19991.68 | 27374.39
PS | 0 | 0 | 0 | 0 | 0 | 0
PV | 44.56 | 44.56 | 44.56 | 44.56 | 0 | 0
PeakG | 0 | 0 | 0 | 0 | 0 | 0
PeakO | 0 | 0 | 0 | 0 | 0 | 0
ST | 306.41 | 571.15 | 638.75 | 581.2 | 336.87 | 72.13
STOG | 0 | 0 | 0 | 0 | 0 | 0
STWD | 0 | 0 | 0 | 0 | 0 | 0
WT | 761.07 | 4817.8 | 10060.69 | 11999.1 | 11374.16 | 7392.88
IGCC | 0 | 0 | 0 | 0 | 0 | 0
DemandResponse | 0 | 0 | 0 | 0 | 0 | 0
IGCC-CCS | 0 | 0 | 0 | 0 | 0 | 0
WT_off | 0 | 0 | 0 | 0 | 0 | 0
PseudoUnit | 0 | 0 | 0 | 0 | 0 | 0
FixedInterchange | 0 | 0 | 0 | 0 | 0 | 0
#13 | Levelized Retrofit Capital Costs ($million)
Levelized Retrofit Capital Costs by Reporting Type: Entergy
ReportingType | 2015 | 2020 | 2025 | 2030 | 2035 | 2040
BM | 0 | 0 | 0 | 0 | 0 | 0
CC | 0 | 0 | 0 | 0 | 0 | 0
CSP | 0 | 0 | 0 | 0 | 0 | 0
CT | 0 | 0 | 0 | 0 | 0 | 0
Coal | 0 | 0 | 0 | 0 | 0 | 0
Geo | 0 | 0 | 0 | 0 | 0 | 0
H | 0 | 0 | 0 | 0 | 0 | 0
LFG | 0 | 0 | 0 | 0 | 0 | 0
Nuc | 0 | 0 | 0 | 0 | 0 | 0
PS | 0 | 0 | 0 | 0 | 0 | 0
PV | 0 | 0 | 0 | 0 | 0 | 0
PeakG | 0 | 0 | 0 | 0 | 0 | 0
PeakO | 0 | 0 | 0 | 0 | 0 | 0
ST | 0 | 0 | 0 | 0 | 0 | 0
STOG | 0 | 0 | 0 | 0 | 0 | 0
STWD | 0 | 0 | 0 | 0 | 0 | 0
WT | 0 | 0 | 0 | 0 | 0 | 0
IGCC | 0 | 0 | 0 | 0 | 0 | 0
DemandResponse | 0 | 0 | 0 | 0 | 0 | 0
IGCC-CCS | 0 | 0 | 0 | 0 | 0 | 0
WT_off | 0 | 0 | 0 | 0 | 0 | 0
PseudoUnit | 0 | 0 | 0 | 0 | 0 | 0
FixedInterchange | 0 | 0 | 0 | 0 | 0 | 0
Levelized Retrofit Capital Costs by Reporting Type: FRCC
ReportingType | 2015 | 2020 | 2025 | 2030 | 2035 | 2040
BM | 0 | 0 | 0 | 0 | 0 | 0
CC | 0 | 0 | 0 | 0 | 0 | 0
CSP | 0 | 0 | 0 | 0 | 0 | 0
CT | 0 | 0 | 0 | 0 | 0 | 0
Coal | 73.1 | 6.94 | 6.94 | 0 | 0 | 0
Geo | 0 | 0 | 0 | 0 | 0 | 0
H | 0 | 0 | 0 | 0 | 0 | 0
LFG | 0 | 0 | 0 | 0 | 0 | 0
Nuc | 0 | 0 | 0 | 0 | 0 | 0
PS | 0 | 0 | 0 | 0 | 0 | 0
PV | 0 | 0 | 0 | 0 | 0 | 0
PeakG | 0 | 0 | 0 | 0 | 0 | 0
PeakO | 0 | 0 | 0 | 0 | 0 | 0
ST | 0 | 0 | 0 | 0 | 0 | 0
STOG | 0 | 0 | 0 | 0 | 0 | 0
STWD | 0 | 0 | 0 | 0 | 0 | 0
WT | 0 | 0 | 0 | 0 | 0 | 0
IGCC | 0 | 0 | 0 | 0 | 0 | 0
DemandResponse | 0 | 0 | 0 | 0 | 0 | 0
IGCC-CCS | 0 | 0 | 0 | 0 | 0 | 0
WT_off | 0 | 0 | 0 | 0 | 0 | 0
PseudoUnit | 0 | 0 | 0 | 0 | 0 | 0
FixedInterchange | 0 | 0 | 0 | 0 | 0 | 0
Levelized Retrofit Capital Costs by Reporting Type: MAPP_US
ReportingType | 2015 | 2020 | 2025 | 2030 | 2035 | 2040
BM | 0 | 0 | 0 | 0 | 0 | 0
CC | 0 | 0 | 0 | 0 | 0 | 0
CSP | 0 | 0 | 0 | 0 | 0 | 0
CT | 0 | 0 | 0 | 0 | 0 | 0
Coal | 22.36 | 29.33 | 6.96 | 0 | 0 | 0
Geo | 0 | 0 | 0 | 0 | 0 | 0
H | 0 | 0 | 0 | 0 | 0 | 0
LFG | 0 | 0 | 0 | 0 | 0 | 0
Nuc | 0 | 0 | 0 | 0 | 0 | 0
PS | 0 | 0 | 0 | 0 | 0 | 0
PV | 0 | 0 | 0 | 0 | 0 | 0
PeakG | 0 | 0 | 0 | 0 | 0 | 0
PeakO | 0 | 0 | 0 | 0 | 0 | 0
ST | 0 | 0 | 0 | 0 | 0 | 0
STOG | 0 | 0 | 0 | 0 | 0 | 0
STWD | 0 | 0 | 0 | 0 | 0 | 0
WT | 0 | 0 | 0 | 0 | 0 | 0
IGCC | 0 | 0 | 0 | 0 | 0 | 0
DemandResponse | 0 | 0 | 0 | 0 | 0 | 0
IGCC-CCS | 0 | 0 | 0 | 0 | 0 | 0
WT_off | 0 | 0 | 0 | 0 | 0 | 0
PseudoUnit | 0 | 0 | 0 | 0 | 0 | 0
FixedInterchange | 0 | 0 | 0 | 0 | 0 | 0
Levelized Retrofit Capital Costs by Reporting Type: MISO_IN
ReportingType | 2015 | 2020 | 2025 | 2030 | 2035 | 2040
BM | 0 | 0 | 0 | 0 | 0 | 0
CC | 0 | 0 | 0 | 0 | 0 | 0
CSP | 0 | 0 | 0 | 0 | 0 | 0
CT | 0 | 0 | 0 | 0 | 0 | 0
Coal | 0 | 0 | 0 | 0 | 0 | 0
Geo | 0 | 0 | 0 | 0 | 0 | 0
H | 0 | 0 | 0 | 0 | 0 | 0
LFG | 0 | 0 | 0 | 0 | 0 | 0
Nuc | 0 | 0 | 0 | 0 | 0 | 0
PS | 0 | 0 | 0 | 0 | 0 | 0
PV | 0 | 0 | 0 | 0 | 0 | 0
PeakG | 0 | 0 | 0 | 0 | 0 | 0
PeakO | 0 | 0 | 0 | 0 | 0 | 0
ST | 0 | 0 | 0 | 0 | 0 | 0
STOG | 0 | 0 | 0 | 0 | 0 | 0
STWD | 0 | 0 | 0 | 0 | 0 | 0
WT | 0 | 0 | 0 | 0 | 0 | 0
IGCC | 0 | 0 | 0 | 0 | 0 | 0
DemandResponse | 0 | 0 | 0 | 0 | 0 | 0
IGCC-CCS | 0 | 0 | 0 | 0 | 0 | 0
WT_off | 0 | 0 | 0 | 0 | 0 | 0
PseudoUnit | 0 | 0 | 0 | 0 | 0 | 0
FixedInterchange | 0 | 0 | 0 | 0 | 0 | 0
Levelized Retrofit Capital Costs by Reporting Type: MISO_MI
ReportingType | 2015 | 2020 | 2025 | 2030 | 2035 | 2040
BM | 0 | 0 | 0 | 0 | 0 | 0
CC | 0 | 0 | 0 | 0 | 0 | 0
CSP | 0 | 0 | 0 | 0 | 0 | 0
CT | 0 | 0 | 0 | 0 | 0 | 0
Coal | 15.14 | 15.14 | 0 | 0 | 0 | 0
Geo | 0 | 0 | 0 | 0 | 0 | 0
H | 0 | 0 | 0 | 0 | 0 | 0
LFG | 0 | 0 | 0 | 0 | 0 | 0
Nuc | 0 | 0 | 0 | 0 | 0 | 0
PS | 0 | 0 | 0 | 0 | 0 | 0
PV | 0 | 0 | 0 | 0 | 0 | 0
PeakG | 0 | 0 | 0 | 0 | 0 | 0
PeakO | 0 | 0 | 0 | 0 | 0 | 0
ST | 0 | 0 | 0 | 0 | 0 | 0
STOG | 0 | 0 | 0 | 0 | 0 | 0
STWD | 0 | 0 | 0 | 0 | 0 | 0
WT | 0 | 0 | 0 | 0 | 0 | 0
IGCC | 0 | 0 | 0 | 0 | 0 | 0
DemandResponse | 0 | 0 | 0 | 0 | 0 | 0
IGCC-CCS | 0 | 0 | 0 | 0 | 0 | 0
WT_off | 0 | 0 | 0 | 0 | 0 | 0
PseudoUnit | 0 | 0 | 0 | 0 | 0 | 0
FixedInterchange | 0 | 0 | 0 | 0 | 0 | 0
Levelized Retrofit Capital Costs by Reporting Type: MISO_MO-IL
ReportingType | 2015 | 2020 | 2025 | 2030 | 2035 | 2040
BM | 0 | 0 | 0 | 0 | 0 | 0
CC | 0 | 0 | 0 | 0 | 0 | 0
CSP | 0 | 0 | 0 | 0 | 0 | 0
CT | 0 | 0 | 0 | 0 | 0 | 0
Coal | 9.29 | 0 | 0.84 | 22.53 | 21.68 | 0
Geo | 0 | 0 | 0 | 0 | 0 | 0
H | 0 | 0 | 0 | 0 | 0 | 0
LFG | 0 | 0 | 0 | 0 | 0 | 0
Nuc | 0 | 0 | 0 | 0 | 0 | 0
PS | 0 | 0 | 0 | 0 | 0 | 0
PV | 0 | 0 | 0 | 0 | 0 | 0
PeakG | 0 | 0 | 0 | 0 | 0 | 0
PeakO | 0 | 0 | 0 | 0 | 0 | 0
ST | 0 | 0 | 0 | 0 | 0 | 0
STOG | 0 | 0 | 0 | 0 | 0 | 0
STWD | 0 | 0 | 0 | 0 | 0 | 0
WT | 0 | 0 | 0 | 0 | 0 | 0
IGCC | 0 | 0 | 0 | 0 | 0 | 0
DemandResponse | 0 | 0 | 0 | 0 | 0 | 0
IGCC-CCS | 0 | 0 | 0 | 0 | 0 | 0
WT_off | 0 | 0 | 0 | 0 | 0 | 0
PseudoUnit | 0 | 0 | 0 | 0 | 0 | 0
FixedInterchange | 0 | 0 | 0 | 0 | 0 | 0
Levelized Retrofit Capital Costs by Reporting Type: MISO_W
ReportingType | 2015 | 2020 | 2025 | 2030 | 2035 | 2040
BM | 0 | 0 | 0 | 0 | 0 | 0
CC | 0 | 0 | 0 | 0 | 0 | 0
CSP | 0 | 0 | 0 | 0 | 0 | 0
CT | 0 | 0 | 0 | 0 | 0 | 0
Coal | 26.68 | 8.5 | 139.7 | 178.28 | 47.07 | 0
Geo | 0 | 0 | 0 | 0 | 0 | 0
H | 0 | 0 | 0 | 0 | 0 | 0
LFG | 0 | 0 | 0 | 0 | 0 | 0
Nuc | 0 | 0 | 0 | 0 | 0 | 0
PS | 0 | 0 | 0 | 0 | 0 | 0
PV | 0 | 0 | 0 | 0 | 0 | 0
PeakG | 0 | 0 | 0 | 0 | 0 | 0
PeakO | 0 | 0 | 0 | 0 | 0 | 0
ST | 0 | 0 | 0 | 0 | 0 | 0
STOG | 0 | 0 | 0 | 0 | 0 | 0
STWD | 0 | 0 | 0 | 0 | 0 | 0
WT | 0 | 0 | 0 | 0 | 0 | 0
IGCC | 0 | 0 | 0 | 0 | 0 | 0
DemandResponse | 0 | 0 | 0 | 0 | 0 | 0
IGCC-CCS | 0 | 0 | 0 | 0 | 0 | 0
WT_off | 0 | 0 | 0 | 0 | 0 | 0
PseudoUnit | 0 | 0 | 0 | 0 | 0 | 0
FixedInterchange | 0 | 0 | 0 | 0 | 0 | 0
Levelized Retrofit Capital Costs by Reporting Type: MISO_WUMS
ReportingType | 2015 | 2020 | 2025 | 2030 | 2035 | 2040
BM | 0 | 0 | 0 | 0 | 0 | 0
CC | 0 | 0 | 0 | 0 | 0 | 0
CSP | 0 | 0 | 0 | 0 | 0 | 0
CT | 0 | 0 | 0 | 0 | 0 | 0
Coal | 197.26 | 173.27 | 23.58 | 60.49 | 36.91 | 0
Geo | 0 | 0 | 0 | 0 | 0 | 0
H | 0 | 0 | 0 | 0 | 0 | 0
LFG | 0 | 0 | 0 | 0 | 0 | 0
Nuc | 0 | 0 | 0 | 0 | 0 | 0
PS | 0 | 0 | 0 | 0 | 0 | 0
PV | 0 | 0 | 0 | 0 | 0 | 0
PeakG | 0 | 0 | 0 | 0 | 0 | 0
PeakO | 0 | 0 | 0 | 0 | 0 | 0
ST | 0 | 0 | 0 | 0 | 0 | 0
STOG | 0 | 0 | 0 | 0 | 0 | 0
STWD | 0 | 0 | 0 | 0 | 0 | 0
WT | 0 | 0 | 0 | 0 | 0 | 0
IGCC | 0 | 0 | 0 | 0 | 0 | 0
DemandResponse | 0 | 0 | 0 | 0 | 0 | 0
IGCC-CCS | 0 | 0 | 0 | 0 | 0 | 0
WT_off | 0 | 0 | 0 | 0 | 0 | 0
PseudoUnit | 0 | 0 | 0 | 0 | 0 | 0
FixedInterchange | 0 | 0 | 0 | 0 | 0 | 0
Levelized Retrofit Capital Costs by Reporting Type: Nebraska
ReportingType | 2015 | 2020 | 2025 | 2030 | 2035 | 2040
BM | 0 | 0 | 0 | 0 | 0 | 0
CC | 0 | 0 | 0 | 0 | 0 | 0
CSP | 0 | 0 | 0 | 0 | 0 | 0
CT | 0 | 0 | 0 | 0 | 0 | 0
Coal | 0 | 84.32 | 123.78 | 101.18 | 89.49 | 27.76
Geo | 0 | 0 | 0 | 0 | 0 | 0
H | 0 | 0 | 0 | 0 | 0 | 0
LFG | 0 | 0 | 0 | 0 | 0 | 0
Nuc | 0 | 0 | 0 | 0 | 0 | 0
PS | 0 | 0 | 0 | 0 | 0 | 0
PV | 0 | 0 | 0 | 0 | 0 | 0
PeakG | 0 | 0 | 0 | 0 | 0 | 0
PeakO | 0 | 0 | 0 | 0 | 0 | 0
ST | 0 | 0 | 0 | 0 | 0 | 0
STOG | 0 | 0 | 0 | 0 | 0 | 0
STWD | 0 | 0 | 0 | 0 | 0 | 0
WT | 0 | 0 | 0 | 0 | 0 | 0
IGCC | 0 | 0 | 0 | 0 | 0 | 0
DemandResponse | 0 | 0 | 0 | 0 | 0 | 0
IGCC-CCS | 0 | 0 | 0 | 0 | 0 | 0
WT_off | 0 | 0 | 0 | 0 | 0 | 0
PseudoUnit | 0 | 0 | 0 | 0 | 0 | 0
FixedInterchange | 0 | 0 | 0 | 0 | 0 | 0
Levelized Retrofit Capital Costs by Reporting Type: NEISO
ReportingType | 2015 | 2020 | 2025 | 2030 | 2035 | 2040
BM | 0 | 0 | 0 | 0 | 0 | 0
CC | 0 | 0 | 0 | 0 | 0 | 0
CSP | 0 | 0 | 0 | 0 | 0 | 0
CT | 0 | 0 | 0 | 0 | 0 | 0
Coal | 29.15 | 29.15 | 0 | 0 | 0 | 0
Geo | 0 | 0 | 0 | 0 | 0 | 0
H | 0 | 0 | 0 | 0 | 0 | 0
LFG | 0 | 0 | 0 | 0 | 0 | 0
Nuc | 0 | 0 | 0 | 0 | 0 | 0
PS | 0 | 0 | 0 | 0 | 0 | 0
PV | 0 | 0 | 0 | 0 | 0 | 0
PeakG | 0 | 0 | 0 | 0 | 0 | 0
PeakO | 0 | 0 | 0 | 0 | 0 | 0
ST | 0 | 0 | 0 | 0 | 0 | 0
STOG | 0 | 0 | 0 | 0 | 0 | 0
STWD | 0 | 0 | 0 | 0 | 0 | 0
WT | 0 | 0 | 0 | 0 | 0 | 0
IGCC | 0 | 0 | 0 | 0 | 0 | 0
DemandResponse | 0 | 0 | 0 | 0 | 0 | 0
IGCC-CCS | 0 | 0 | 0 | 0 | 0 | 0
WT_off | 0 | 0 | 0 | 0 | 0 | 0
PseudoUnit | 0 | 0 | 0 | 0 | 0 | 0
FixedInterchange | 0 | 0 | 0 | 0 | 0 | 0
Levelized Retrofit Capital Costs by Reporting Type: NonRTO_Midwest
ReportingType | 2015 | 2020 | 2025 | 2030 | 2035 | 2040
BM | 0 | 0 | 0 | 0 | 0 | 0
CC | 0 | 0 | 0 | 0 | 0 | 0
CSP | 0 | 0 | 0 | 0 | 0 | 0
CT | 0 | 0 | 0 | 0 | 0 | 0
Coal | 165.72 | 157.3 | 86.66 | 67.38 | 0 | 0
Geo | 0 | 0 | 0 | 0 | 0 | 0
H | 0 | 0 | 0 | 0 | 0 | 0
LFG | 0 | 0 | 0 | 0 | 0 | 0
Nuc | 0 | 0 | 0 | 0 | 0 | 0
PS | 0 | 0 | 0 | 0 | 0 | 0
PV | 0 | 0 | 0 | 0 | 0 | 0
PeakG | 0 | 0 | 0 | 0 | 0 | 0
PeakO | 0 | 0 | 0 | 0 | 0 | 0
ST | 0 | 0 | 0 | 0 | 0 | 0
STOG | 0 | 0 | 0 | 0 | 0 | 0
STWD | 0 | 0 | 0 | 0 | 0 | 0
WT | 0 | 0 | 0 | 0 | 0 | 0
IGCC | 0 | 0 | 0 | 0 | 0 | 0
DemandResponse | 0 | 0 | 0 | 0 | 0 | 0
IGCC-CCS | 0 | 0 | 0 | 0 | 0 | 0
WT_off | 0 | 0 | 0 | 0 | 0 | 0
PseudoUnit | 0 | 0 | 0 | 0 | 0 | 0
FixedInterchange | 0 | 0 | 0 | 0 | 0 | 0
Levelized Retrofit Capital Costs by Reporting Type: NYISO_A-F
ReportingType | 2015 | 2020 | 2025 | 2030 | 2035 | 2040
BM | 0 | 0 | 0 | 0 | 0 | 0
CC | 0 | 0 | 0 | 0 | 0 | 0
CSP | 0 | 0 | 0 | 0 | 0 | 0
CT | 0 | 0 | 0 | 0 | 0 | 0
Coal | 0 | 0 | 0 | 0 | 0 | 0
Geo | 0 | 0 | 0 | 0 | 0 | 0
H | 0 | 0 | 0 | 0 | 0 | 0
LFG | 0 | 0 | 0 | 0 | 0 | 0
Nuc | 0 | 0 | 0 | 0 | 0 | 0
PS | 0 | 0 | 0 | 0 | 0 | 0
PV | 0 | 0 | 0 | 0 | 0 | 0
PeakG | 0 | 0 | 0 | 0 | 0 | 0
PeakO | 0 | 0 | 0 | 0 | 0 | 0
ST | 0 | 0 | 0 | 0 | 0 | 0
STOG | 0 | 0 | 0 | 0 | 0 | 0
STWD | 0 | 0 | 0 | 0 | 0 | 0
WT | 0 | 0 | 0 | 0 | 0 | 0
IGCC | 0 | 0 | 0 | 0 | 0 | 0
DemandResponse | 0 | 0 | 0 | 0 | 0 | 0
IGCC-CCS | 0 | 0 | 0 | 0 | 0 | 0
WT_off | 0 | 0 | 0 | 0 | 0 | 0
PseudoUnit | 0 | 0 | 0 | 0 | 0 | 0
FixedInterchange | 0 | 0 | 0 | 0 | 0 | 0
Levelized Retrofit Capital Costs by Reporting Type: NYISO_G-I
ReportingType | 2015 | 2020 | 2025 | 2030 | 2035 | 2040
BM | 0 | 0 | 0 | 0 | 0 | 0
CC | 0 | 0 | 0 | 0 | 0 | 0
CSP | 0 | 0 | 0 | 0 | 0 | 0
CT | 0 | 0 | 0 | 0 | 0 | 0
Coal | 0 | 0 | 0 | 0 | 0 | 0
Geo | 0 | 0 | 0 | 0 | 0 | 0
H | 0 | 0 | 0 | 0 | 0 | 0
LFG | 0 | 0 | 0 | 0 | 0 | 0
Nuc | 0 | 0 | 0 | 0 | 0 | 0
PS | 0 | 0 | 0 | 0 | 0 | 0
PV | 0 | 0 | 0 | 0 | 0 | 0
PeakG | 0 | 0 | 0 | 0 | 0 | 0
PeakO | 0 | 0 | 0 | 0 | 0 | 0
ST | 0 | 0 | 0 | 0 | 0 | 0
STOG | 0 | 0 | 0 | 0 | 0 | 0
STWD | 0 | 0 | 0 | 0 | 0 | 0
WT | 0 | 0 | 0 | 0 | 0 | 0
IGCC | 0 | 0 | 0 | 0 | 0 | 0
DemandResponse | 0 | 0 | 0 | 0 | 0 | 0
IGCC-CCS | 0 | 0 | 0 | 0 | 0 | 0
WT_off | 0 | 0 | 0 | 0 | 0 | 0
PseudoUnit | 0 | 0 | 0 | 0 | 0 | 0
FixedInterchange | 0 | 0 | 0 | 0 | 0 | 0
Levelized Retrofit Capital Costs by Reporting Type: NYISO_J-K
ReportingType | 2015 | 2020 | 2025 | 2030 | 2035 | 2040
BM | 0 | 0 | 0 | 0 | 0 | 0
CC | 0 | 0 | 0 | 0 | 0 | 0
CSP | 0 | 0 | 0 | 0 | 0 | 0
CT | 0 | 0 | 0 | 0 | 0 | 0
Coal | 0 | 0 | 0 | 0 | 0 | 0
Geo | 0 | 0 | 0 | 0 | 0 | 0
H | 0 | 0 | 0 | 0 | 0 | 0
LFG | 0 | 0 | 0 | 0 | 0 | 0
Nuc | 0 | 0 | 0 | 0 | 0 | 0
PS | 0 | 0 | 0 | 0 | 0 | 0
PV | 0 | 0 | 0 | 0 | 0 | 0
PeakG | 0 | 0 | 0 | 0 | 0 | 0
PeakO | 0 | 0 | 0 | 0 | 0 | 0
ST | 0 | 0 | 0 | 0 | 0 | 0
STOG | 0 | 0 | 0 | 0 | 0 | 0
STWD | 0 | 0 | 0 | 0 | 0 | 0
WT | 0 | 0 | 0 | 0 | 0 | 0
IGCC | 0 | 0 | 0 | 0 | 0 | 0
DemandResponse | 0 | 0 | 0 | 0 | 0 | 0
IGCC-CCS | 0 | 0 | 0 | 0 | 0 | 0
WT_off | 0 | 0 | 0 | 0 | 0 | 0
PseudoUnit | 0 | 0 | 0 | 0 | 0 | 0
FixedInterchange | 0 | 0 | 0 | 0 | 0 | 0
Levelized Retrofit Capital Costs by Reporting Type: PJM_E
ReportingType | 2015 | 2020 | 2025 | 2030 | 2035 | 2040
BM | 0 | 0 | 0 | 0 | 0 | 0
CC | 0 | 0 | 0 | 0 | 0 | 0
CSP | 0 | 0 | 0 | 0 | 0 | 0
CT | 0 | 0 | 0 | 0 | 0 | 0
Coal | 22.45 | 22.45 | 0 | 0 | 0 | 0
Geo | 0 | 0 | 0 | 0 | 0 | 0
H | 0 | 0 | 0 | 0 | 0 | 0
LFG | 0 | 0 | 0 | 0 | 0 | 0
Nuc | 0 | 0 | 0 | 0 | 0 | 0
PS | 0 | 0 | 0 | 0 | 0 | 0
PV | 0 | 0 | 0 | 0 | 0 | 0
PeakG | 0 | 0 | 0 | 0 | 0 | 0
PeakO | 0 | 0 | 0 | 0 | 0 | 0
ST | 0 | 0 | 0 | 0 | 0 | 0
STOG | 0 | 0 | 0 | 0 | 0 | 0
STWD | 0 | 0 | 0 | 0 | 0 | 0
WT | 0 | 0 | 0 | 0 | 0 | 0
IGCC | 0 | 0 | 0 | 0 | 0 | 0
DemandResponse | 0 | 0 | 0 | 0 | 0 | 0
IGCC-CCS | 0 | 0 | 0 | 0 | 0 | 0
WT_off | 0 | 0 | 0 | 0 | 0 | 0
PseudoUnit | 0 | 0 | 0 | 0 | 0 | 0
FixedInterchange | 0 | 0 | 0 | 0 | 0 | 0
Levelized Retrofit Capital Costs by Reporting Type: PJM_ROM
ReportingType | 2015 | 2020 | 2025 | 2030 | 2035 | 2040
BM | 0 | 0 | 0 | 0 | 0 | 0
CC | 0 | 0 | 0 | 0 | 0 | 0
CSP | 0 | 0 | 0 | 0 | 0 | 0
CT | 0 | 0 | 0 | 0 | 0 | 0
Coal | 14.63 | 0.53 | 0.53 | 0 | 0 | 0
Geo | 0 | 0 | 0 | 0 | 0 | 0
H | 0 | 0 | 0 | 0 | 0 | 0
LFG | 0 | 0 | 0 | 0 | 0 | 0
Nuc | 0 | 0 | 0 | 0 | 0 | 0
PS | 0 | 0 | 0 | 0 | 0 | 0
PV | 0 | 0 | 0 | 0 | 0 | 0
PeakG | 0 | 0 | 0 | 0 | 0 | 0
PeakO | 0 | 0 | 0 | 0 | 0 | 0
ST | 0 | 0 | 0 | 0 | 0 | 0
STOG | 0 | 0 | 0 | 0 | 0 | 0
STWD | 0 | 0 | 0 | 0 | 0 | 0
WT | 0 | 0 | 0 | 0 | 0 | 0
IGCC | 0 | 0 | 0 | 0 | 0 | 0
DemandResponse | 0 | 0 | 0 | 0 | 0 | 0
IGCC-CCS | 0 | 0 | 0 | 0 | 0 | 0
WT_off | 0 | 0 | 0 | 0 | 0 | 0
PseudoUnit | 0 | 0 | 0 | 0 | 0 | 0
FixedInterchange | 0 | 0 | 0 | 0 | 0 | 0
Levelized Retrofit Capital Costs by Reporting Type: PJM_ROR
ReportingType | 2015 | 2020 | 2025 | 2030 | 2035 | 2040
BM | 0 | 0 | 0 | 0 | 0 | 0
CC | 0 | 0 | 0 | 0 | 0 | 0
CSP | 0 | 0 | 0 | 0 | 0 | 0
CT | 0 | 0 | 0 | 0 | 0 | 0
Coal | 46.99 | 54.93 | 54.93 | 0 | 0 | 0
Geo | 0 | 0 | 0 | 0 | 0 | 0
H | 0 | 0 | 0 | 0 | 0 | 0
LFG | 0 | 0 | 0 | 0 | 0 | 0
Nuc | 0 | 0 | 0 | 0 | 0 | 0
PS | 0 | 0 | 0 | 0 | 0 | 0
PV | 0 | 0 | 0 | 0 | 0 | 0
PeakG | 0 | 0 | 0 | 0 | 0 | 0
PeakO | 0 | 0 | 0 | 0 | 0 | 0
ST | 0 | 0 | 0 | 0 | 0 | 0
STOG | 0 | 0 | 0 | 0 | 0 | 0
STWD | 0 | 0 | 0 | 0 | 0 | 0
WT | 0 | 0 | 0 | 0 | 0 | 0
IGCC | 0 | 0 | 0 | 0 | 0 | 0
DemandResponse | 0 | 0 | 0 | 0 | 0 | 0
IGCC-CCS | 0 | 0 | 0 | 0 | 0 | 0
WT_off | 0 | 0 | 0 | 0 | 0 | 0
PseudoUnit | 0 | 0 | 0 | 0 | 0 | 0
FixedInterchange | 0 | 0 | 0 | 0 | 0 | 0
Levelized Retrofit Capital Costs by Reporting Type: SOCO
ReportingType | 2015 | 2020 | 2025 | 2030 | 2035 | 2040
BM | 0 | 0 | 0 | 0 | 0 | 0
CC | 0 | 0 | 0 | 0 | 0 | 0
CSP | 0 | 0 | 0 | 0 | 0 | 0
CT | 0 | 0 | 0 | 0 | 0 | 0
Coal | 400.34 | 407.38 | 7.04 | 0 | 0 | 0
Geo | 0 | 0 | 0 | 0 | 0 | 0
H | 0 | 0 | 0 | 0 | 0 | 0
LFG | 0 | 0 | 0 | 0 | 0 | 0
Nuc | 0 | 0 | 0 | 0 | 0 | 0
PS | 0 | 0 | 0 | 0 | 0 | 0
PV | 0 | 0 | 0 | 0 | 0 | 0
PeakG | 0 | 0 | 0 | 0 | 0 | 0
PeakO | 0 | 0 | 0 | 0 | 0 | 0
ST | 0 | 0 | 0 | 0 | 0 | 0
STOG | 0 | 0 | 0 | 0 | 0 | 0
STWD | 0 | 0 | 0 | 0 | 0 | 0
WT | 0 | 0 | 0 | 0 | 0 | 0
IGCC | 0 | 0 | 0 | 0 | 0 | 0
DemandResponse | 0 | 0 | 0 | 0 | 0 | 0
IGCC-CCS | 0 | 0 | 0 | 0 | 0 | 0
WT_off | 0 | 0 | 0 | 0 | 0 | 0
PseudoUnit | 0 | 0 | 0 | 0 | 0 | 0
FixedInterchange | 0 | 0 | 0 | 0 | 0 | 0
Levelized Retrofit Capital Costs by Reporting Type: SPP_N
ReportingType | 2015 | 2020 | 2025 | 2030 | 2035 | 2040
BM | 0 | 0 | 0 | 0 | 0 | 0
CC | 0 | 0 | 0 | 0 | 0 | 0
CSP | 0 | 0 | 0 | 0 | 0 | 0
CT | 0 | 0 | 0 | 0 | 0 | 0
Coal | 0 | 16.56 | 16.56 | 0 | 0 | 0
Geo | 0 | 0 | 0 | 0 | 0 | 0
H | 0 | 0 | 0 | 0 | 0 | 0
LFG | 0 | 0 | 0 | 0 | 0 | 0
Nuc | 0 | 0 | 0 | 0 | 0 | 0
PS | 0 | 0 | 0 | 0 | 0 | 0
PV | 0 | 0 | 0 | 0 | 0 | 0
PeakG | 0 | 0 | 0 | 0 | 0 | 0
PeakO | 0 | 0 | 0 | 0 | 0 | 0
ST | 0 | 0 | 0 | 0 | 0 | 0
STOG | 0 | 0 | 0 | 0 | 0 | 0
STWD | 0 | 0 | 0 | 0 | 0 | 0
WT | 0 | 0 | 0 | 0 | 0 | 0
IGCC | 0 | 0 | 0 | 0 | 0 | 0
DemandResponse | 0 | 0 | 0 | 0 | 0 | 0
IGCC-CCS | 0 | 0 | 0 | 0 | 0 | 0
WT_off | 0 | 0 | 0 | 0 | 0 | 0
PseudoUnit | 0 | 0 | 0 | 0 | 0 | 0
FixedInterchange | 0 | 0 | 0 | 0 | 0 | 0
Levelized Retrofit Capital Costs by Reporting Type: SPP_S
ReportingType | 2015 | 2020 | 2025 | 2030 | 2035 | 2040
BM | 0 | 0 | 0 | 0 | 0 | 0
CC | 0 | 0 | 0 | 0 | 0 | 0
CSP | 0 | 0 | 0 | 0 | 0 | 0
CT | 0 | 0 | 0 | 0 | 0 | 0
Coal | 0 | 13.26 | 13.26 | 0 | 0 | 0
Geo | 0 | 0 | 0 | 0 | 0 | 0
H | 0 | 0 | 0 | 0 | 0 | 0
LFG | 0 | 0 | 0 | 0 | 0 | 0
Nuc | 0 | 0 | 0 | 0 | 0 | 0
PS | 0 | 0 | 0 | 0 | 0 | 0
PV | 0 | 0 | 0 | 0 | 0 | 0
PeakG | 0 | 0 | 0 | 0 | 0 | 0
PeakO | 0 | 0 | 0 | 0 | 0 | 0
ST | 0 | 0 | 0 | 0 | 0 | 0
STOG | 0 | 0 | 0 | 0 | 0 | 0
STWD | 0 | 0 | 0 | 0 | 0 | 0
WT | 0 | 0 | 0 | 0 | 0 | 0
IGCC | 0 | 0 | 0 | 0 | 0 | 0
DemandResponse | 0 | 0 | 0 | 0 | 0 | 0
IGCC-CCS | 0 | 0 | 0 | 0 | 0 | 0
WT_off | 0 | 0 | 0 | 0 | 0 | 0
PseudoUnit | 0 | 0 | 0 | 0 | 0 | 0
FixedInterchange | 0 | 0 | 0 | 0 | 0 | 0
Levelized Retrofit Capital Costs by Reporting Type: TVA
ReportingType | 2015 | 2020 | 2025 | 2030 | 2035 | 2040
BM | 0 | 0 | 0 | 0 | 0 | 0
CC | 0 | 0 | 0 | 0 | 0 | 0
CSP | 0 | 0 | 0 | 0 | 0 | 0
CT | 0 | 0 | 0 | 0 | 0 | 0
Coal | 0 | 22.78 | 22.78 | 0 | 0 | 0
Geo | 0 | 0 | 0 | 0 | 0 | 0
H | 0 | 0 | 0 | 0 | 0 | 0
LFG | 0 | 0 | 0 | 0 | 0 | 0
Nuc | 0 | 0 | 0 | 0 | 0 | 0
PS | 0 | 0 | 0 | 0 | 0 | 0
PV | 0 | 0 | 0 | 0 | 0 | 0
PeakG | 0 | 0 | 0 | 0 | 0 | 0
PeakO | 0 | 0 | 0 | 0 | 0 | 0
ST | 0 | 0 | 0 | 0 | 0 | 0
STOG | 0 | 0 | 0 | 0 | 0 | 0
STWD | 0 | 0 | 0 | 0 | 0 | 0
WT | 0 | 0 | 0 | 0 | 0 | 0
IGCC | 0 | 0 | 0 | 0 | 0 | 0
DemandResponse | 0 | 0 | 0 | 0 | 0 | 0
IGCC-CCS | 0 | 0 | 0 | 0 | 0 | 0
WT_off | 0 | 0 | 0 | 0 | 0 | 0
PseudoUnit | 0 | 0 | 0 | 0 | 0 | 0
FixedInterchange | 0 | 0 | 0 | 0 | 0 | 0
Levelized Retrofit Capital Costs by Reporting Type: TVA_Transmission
ReportingType | 2015 | 2020 | 2025 | 2030 | 2035 | 2040
BM | 0 | 0 | 0 | 0 | 0 | 0
CC | 0 | 0 | 0 | 0 | 0 | 0
CSP | 0 | 0 | 0 | 0 | 0 | 0
CT | 0 | 0 | 0 | 0 | 0 | 0
Coal | 0 | 0 | 0 | 0 | 0 | 0
Geo | 0 | 0 | 0 | 0 | 0 | 0
H | 0 | 0 | 0 | 0 | 0 | 0
LFG | 0 | 0 | 0 | 0 | 0 | 0
Nuc | 0 | 0 | 0 | 0 | 0 | 0
PS | 0 | 0 | 0 | 0 | 0 | 0
PV | 0 | 0 | 0 | 0 | 0 | 0
PeakG | 0 | 0 | 0 | 0 | 0 | 0
PeakO | 0 | 0 | 0 | 0 | 0 | 0
ST | 0 | 0 | 0 | 0 | 0 | 0
STOG | 0 | 0 | 0 | 0 | 0 | 0
STWD | 0 | 0 | 0 | 0 | 0 | 0
WT | 0 | 0 | 0 | 0 | 0 | 0
IGCC | 0 | 0 | 0 | 0 | 0 | 0
DemandResponse | 0 | 0 | 0 | 0 | 0 | 0
IGCC-CCS | 0 | 0 | 0 | 0 | 0 | 0
WT_off | 0 | 0 | 0 | 0 | 0 | 0
PseudoUnit | 0 | 0 | 0 | 0 | 0 | 0
FixedInterchange | 0 | 0 | 0 | 0 | 0 | 0
Levelized Retrofit Capital Costs by Reporting Type: VACAR
ReportingType | 2015 | 2020 | 2025 | 2030 | 2035 | 2040
BM | 0 | 0 | 0 | 0 | 0 | 0
CC | 0 | 0 | 0 | 0 | 0 | 0
CSP | 0 | 0 | 0 | 0 | 0 | 0
CT | 0 | 0 | 0 | 0 | 0 | 0
Coal | 0 | 36.79 | 36.79 | 0 | 0 | 0
Geo | 0 | 0 | 0 | 0 | 0 | 0
H | 0 | 0 | 0 | 0 | 0 | 0
LFG | 0 | 0 | 0 | 0 | 0 | 0
Nuc | 0 | 0 | 0 | 0 | 0 | 0
PS | 0 | 0 | 0 | 0 | 0 | 0
PV | 0 | 0 | 0 | 0 | 0 | 0
PeakG | 0 | 0 | 0 | 0 | 0 | 0
PeakO | 0 | 0 | 0 | 0 | 0 | 0
ST | 0 | 0 | 0 | 0 | 0 | 0
STOG | 0 | 0 | 0 | 0 | 0 | 0
STWD | 0 | 0 | 0 | 0 | 0 | 0
WT | 0 | 0 | 0 | 0 | 0 | 0
IGCC | 0 | 0 | 0 | 0 | 0 | 0
DemandResponse | 0 | 0 | 0 | 0 | 0 | 0
IGCC-CCS | 0 | 0 | 0 | 0 | 0 | 0
WT_off | 0 | 0 | 0 | 0 | 0 | 0
PseudoUnit | 0 | 0 | 0 | 0 | 0 | 0
FixedInterchange | 0 | 0 | 0 | 0 | 0 | 0
Levelized Retrofit Capital Costs by Reporting Type: IESO
ReportingType | 2015 | 2020 | 2025 | 2030 | 2035 | 2040
BM | 0 | 0 | 0 | 0 | 0 | 0
CC | 0 | 0 | 0 | 0 | 0 | 0
CSP | 0 | 0 | 0 | 0 | 0 | 0
CT | 0 | 0 | 0 | 0 | 0 | 0
Coal | 0 | 0 | 0 | 0 | 0 | 0
Geo | 0 | 0 | 0 | 0 | 0 | 0
H | 0 | 0 | 0 | 0 | 0 | 0
LFG | 0 | 0 | 0 | 0 | 0 | 0
Nuc | 0 | 0 | 0 | 0 | 0 | 0
PS | 0 | 0 | 0 | 0 | 0 | 0
PV | 0 | 0 | 0 | 0 | 0 | 0
PeakG | 0 | 0 | 0 | 0 | 0 | 0
PeakO | 0 | 0 | 0 | 0 | 0 | 0
ST | 0 | 0 | 0 | 0 | 0 | 0
STOG | 0 | 0 | 0 | 0 | 0 | 0
STWD | 0 | 0 | 0 | 0 | 0 | 0
WT | 0 | 0 | 0 | 0 | 0 | 0
IGCC | 0 | 0 | 0 | 0 | 0 | 0
DemandResponse | 0 | 0 | 0 | 0 | 0 | 0
IGCC-CCS | 0 | 0 | 0 | 0 | 0 | 0
WT_off | 0 | 0 | 0 | 0 | 0 | 0
PseudoUnit | 0 | 0 | 0 | 0 | 0 | 0
FixedInterchange | 0 | 0 | 0 | 0 | 0 | 0
Levelized Retrofit Capital Costs by Reporting Type: MAPP_CA
ReportingType | 2015 | 2020 | 2025 | 2030 | 2035 | 2040
BM | 0 | 0 | 0 | 0 | 0 | 0
CC | 0 | 0 | 0 | 0 | 0 | 0
CSP | 0 | 0 | 0 | 0 | 0 | 0
CT | 0 | 0 | 0 | 0 | 0 | 0
Coal | 0 | 0 | 0 | 0 | 0 | 0
Geo | 0 | 0 | 0 | 0 | 0 | 0
H | 0 | 0 | 0 | 0 | 0 | 0
LFG | 0 | 0 | 0 | 0 | 0 | 0
Nuc | 0 | 0 | 0 | 0 | 0 | 0
PS | 0 | 0 | 0 | 0 | 0 | 0
PV | 0 | 0 | 0 | 0 | 0 | 0
PeakG | 0 | 0 | 0 | 0 | 0 | 0
PeakO | 0 | 0 | 0 | 0 | 0 | 0
ST | 0 | 0 | 0 | 0 | 0 | 0
STOG | 0 | 0 | 0 | 0 | 0 | 0
STWD | 0 | 0 | 0 | 0 | 0 | 0
WT | 0 | 0 | 0 | 0 | 0 | 0
IGCC | 0 | 0 | 0 | 0 | 0 | 0
DemandResponse | 0 | 0 | 0 | 0 | 0 | 0
IGCC-CCS | 0 | 0 | 0 | 0 | 0 | 0
WT_off | 0 | 0 | 0 | 0 | 0 | 0
PseudoUnit | 0 | 0 | 0 | 0 | 0 | 0
FixedInterchange | 0 | 0 | 0 | 0 | 0 | 0
Levelized Retrofit Capital Costs by Reporting Type: AZ_NM_SNV_Coal
ReportingType | 2015 | 2020 | 2025 | 2030 | 2035 | 2040
BM | 0 | 0 | 0 | 0 | 0 | 0
CC | 0 | 0 | 0 | 0 | 0 | 0
CSP | 0 | 0 | 0 | 0 | 0 | 0
CT | 0 | 0 | 0 | 0 | 0 | 0
Coal | 49.67 | 60.03 | 27.1 | 0 | 0 | 0
Geo | 0 | 0 | 0 | 0 | 0 | 0
H | 0 | 0 | 0 | 0 | 0 | 0
LFG | 0 | 0 | 0 | 0 | 0 | 0
Nuc | 0 | 0 | 0 | 0 | 0 | 0
PS | 0 | 0 | 0 | 0 | 0 | 0
PV | 0 | 0 | 0 | 0 | 0 | 0
PeakG | 0 | 0 | 0 | 0 | 0 | 0
PeakO | 0 | 0 | 0 | 0 | 0 | 0
ST | 0 | 0 | 0 | 0 | 0 | 0
STOG | 0 | 0 | 0 | 0 | 0 | 0
STWD | 0 | 0 | 0 | 0 | 0 | 0
WT | 0 | 0 | 0 | 0 | 0 | 0
IGCC | 0 | 0 | 0 | 0 | 0 | 0
DemandResponse | 0 | 0 | 0 | 0 | 0 | 0
IGCC-CCS | 0 | 0 | 0 | 0 | 0 | 0
WT_off | 0 | 0 | 0 | 0 | 0 | 0
PseudoUnit | 0 | 0 | 0 | 0 | 0 | 0
FixedInterchange | 0 | 0 | 0 | 0 | 0 | 0
Levelized Retrofit Capital Costs by Reporting Type: AZ_NM_SNV_Gas
ReportingType | 2015 | 2020 | 2025 | 2030 | 2035 | 2040
BM | 0 | 0 | 0 | 0 | 0 | 0
CC | 0 | 0 | 0 | 0 | 0 | 0
CSP | 0 | 0 | 0 | 0 | 0 | 0
CT | 0 | 0 | 0 | 0 | 0 | 0
Coal | 0 | 0 | 0 | 0 | 0 | 0
Geo | 0 | 0 | 0 | 0 | 0 | 0
H | 0 | 0 | 0 | 0 | 0 | 0
LFG | 0 | 0 | 0 | 0 | 0 | 0
Nuc | 0 | 0 | 0 | 0 | 0 | 0
PS | 0 | 0 | 0 | 0 | 0 | 0
PV | 0 | 0 | 0 | 0 | 0 | 0
PeakG | 0 | 0 | 0 | 0 | 0 | 0
PeakO | 0 | 0 | 0 | 0 | 0 | 0
ST | 0 | 0 | 0 | 0 | 0 | 0
STOG | 0 | 0 | 0 | 0 | 0 | 0
STWD | 0 | 0 | 0 | 0 | 0 | 0
WT | 0 | 0 | 0 | 0 | 0 | 0
IGCC | 0 | 0 | 0 | 0 | 0 | 0
DemandResponse | 0 | 0 | 0 | 0 | 0 | 0
IGCC-CCS | 0 | 0 | 0 | 0 | 0 | 0
WT_off | 0 | 0 | 0 | 0 | 0 | 0
PseudoUnit | 0 | 0 | 0 | 0 | 0 | 0
FixedInterchange | 0 | 0 | 0 | 0 | 0 | 0
Levelized Retrofit Capital Costs by Reporting Type: AZ_NM_SNV_NucRenew
ReportingType | 2015 | 2020 | 2025 | 2030 | 2035 | 2040
BM | 0 | 0 | 0 | 0 | 0 | 0
CC | 0 | 0 | 0 | 0 | 0 | 0
CSP | 0 | 0 | 0 | 0 | 0 | 0
CT | 0 | 0 | 0 | 0 | 0 | 0
Coal | 0 | 0 | 0 | 0 | 0 | 0
Geo | 0 | 0 | 0 | 0 | 0 | 0
H | 0 | 0 | 0 | 0 | 0 | 0
LFG | 0 | 0 | 0 | 0 | 0 | 0
Nuc | 0 | 0 | 0 | 0 | 0 | 0
PS | 0 | 0 | 0 | 0 | 0 | 0
PV | 0 | 0 | 0 | 0 | 0 | 0
PeakG | 0 | 0 | 0 | 0 | 0 | 0
PeakO | 0 | 0 | 0 | 0 | 0 | 0
ST | 0 | 0 | 0 | 0 | 0 | 0
STOG | 0 | 0 | 0 | 0 | 0 | 0
STWD | 0 | 0 | 0 | 0 | 0 | 0
WT | 0 | 0 | 0 | 0 | 0 | 0
IGCC | 0 | 0 | 0 | 0 | 0 | 0
DemandResponse | 0 | 0 | 0 | 0 | 0 | 0
IGCC-CCS | 0 | 0 | 0 | 0 | 0 | 0
WT_off | 0 | 0 | 0 | 0 | 0 | 0
PseudoUnit | 0 | 0 | 0 | 0 | 0 | 0
FixedInterchange | 0 | 0 | 0 | 0 | 0 | 0
Levelized Retrofit Capital Costs by Reporting Type: ERCOT
ReportingType | 2015 | 2020 | 2025 | 2030 | 2035 | 2040
BM | 0 | 0 | 0 | 0 | 0 | 0
CC | 0 | 0 | 0 | 0 | 0 | 0
CSP | 0 | 0 | 0 | 0 | 0 | 0
CT | 0 | 0 | 0 | 0 | 0 | 0
Coal | 82.51 | 0 | 13.33 | 13.33 | 0 | 0
Geo | 0 | 0 | 0 | 0 | 0 | 0
H | 0 | 0 | 0 | 0 | 0 | 0
LFG | 0 | 0 | 0 | 0 | 0 | 0
Nuc | 0 | 0 | 0 | 0 | 0 | 0
PS | 0 | 0 | 0 | 0 | 0 | 0
PV | 0 | 0 | 0 | 0 | 0 | 0
PeakG | 0 | 0 | 0 | 0 | 0 | 0
PeakO | 0 | 0 | 0 | 0 | 0 | 0
ST | 0 | 0 | 0 | 0 | 0 | 0
STOG | 0 | 0 | 0 | 0 | 0 | 0
STWD | 0 | 0 | 0 | 0 | 0 | 0
WT | 0 | 0 | 0 | 0 | 0 | 0
IGCC | 0 | 0 | 0 | 0 | 0 | 0
DemandResponse | 0 | 0 | 0 | 0 | 0 | 0
IGCC-CCS | 0 | 0 | 0 | 0 | 0 | 0
WT_off | 0 | 0 | 0 | 0 | 0 | 0
PseudoUnit | 0 | 0 | 0 | 0 | 0 | 0
FixedInterchange | 0 | 0 | 0 | 0 | 0 | 0
Levelized Retrofit Capital Costs by Reporting Type: NP15
ReportingType | 2015 | 2020 | 2025 | 2030 | 2035 | 2040
BM | 0 | 0 | 0 | 0 | 0 | 0
CC | 0 | 0 | 0 | 0 | 0 | 0
CSP | 0 | 0 | 0 | 0 | 0 | 0
CT | 0 | 0 | 0 | 0 | 0 | 0
Coal | 0 | 0 | 0 | 0 | 0 | 0
Geo | 0 | 0 | 0 | 0 | 0 | 0
H | 0 | 0 | 0 | 0 | 0 | 0
LFG | 0 | 0 | 0 | 0 | 0 | 0
Nuc | 0 | 0 | 0 | 0 | 0 | 0
PS | 0 | 0 | 0 | 0 | 0 | 0
PV | 0 | 0 | 0 | 0 | 0 | 0
PeakG | 0 | 0 | 0 | 0 | 0 | 0
PeakO | 0 | 0 | 0 | 0 | 0 | 0
ST | 0 | 0 | 0 | 0 | 0 | 0
STOG | 0 | 0 | 0 | 0 | 0 | 0
STWD | 0 | 0 | 0 | 0 | 0 | 0
WT | 0 | 0 | 0 | 0 | 0 | 0
IGCC | 0 | 0 | 0 | 0 | 0 | 0
DemandResponse | 0 | 0 | 0 | 0 | 0 | 0
IGCC-CCS | 0 | 0 | 0 | 0 | 0 | 0
WT_off | 0 | 0 | 0 | 0 | 0 | 0
PseudoUnit | 0 | 0 | 0 | 0 | 0 | 0
FixedInterchange | 0 | 0 | 0 | 0 | 0 | 0
Levelized Retrofit Capital Costs by Reporting Type: NWPP_Coal
ReportingType | 2015 | 2020 | 2025 | 2030 | 2035 | 2040
BM | 0 | 0 | 0 | 0 | 0 | 0
CC | 0 | 0 | 0 | 0 | 0 | 0
CSP | 0 | 0 | 0 | 0 | 0 | 0
CT | 0 | 0 | 0 | 0 | 0 | 0
Coal | 0 | 49.6 | 120.5 | 70.9 | 0 | 0
Geo | 0 | 0 | 0 | 0 | 0 | 0
H | 0 | 0 | 0 | 0 | 0 | 0
LFG | 0 | 0 | 0 | 0 | 0 | 0
Nuc | 0 | 0 | 0 | 0 | 0 | 0
PS | 0 | 0 | 0 | 0 | 0 | 0
PV | 0 | 0 | 0 | 0 | 0 | 0
PeakG | 0 | 0 | 0 | 0 | 0 | 0
PeakO | 0 | 0 | 0 | 0 | 0 | 0
ST | 0 | 0 | 0 | 0 | 0 | 0
STOG | 0 | 0 | 0 | 0 | 0 | 0
STWD | 0 | 0 | 0 | 0 | 0 | 0
WT | 0 | 0 | 0 | 0 | 0 | 0
IGCC | 0 | 0 | 0 | 0 | 0 | 0
DemandResponse | 0 | 0 | 0 | 0 | 0 | 0
IGCC-CCS | 0 | 0 | 0 | 0 | 0 | 0
WT_off | 0 | 0 | 0 | 0 | 0 | 0
PseudoUnit | 0 | 0 | 0 | 0 | 0 | 0
FixedInterchange | 0 | 0 | 0 | 0 | 0 | 0
Levelized Retrofit Capital Costs by Reporting Type: NWPP_Gas
ReportingType | 2015 | 2020 | 2025 | 2030 | 2035 | 2040
BM | 0 | 0 | 0 | 0 | 0 | 0
CC | 0 | 0 | 0 | 0 | 0 | 0
CSP | 0 | 0 | 0 | 0 | 0 | 0
CT | 0 | 0 | 0 | 0 | 0 | 0
Coal | 0 | 0 | 0 | 0 | 0 | 0
Geo | 0 | 0 | 0 | 0 | 0 | 0
H | 0 | 0 | 0 | 0 | 0 | 0
LFG | 0 | 0 | 0 | 0 | 0 | 0
Nuc | 0 | 0 | 0 | 0 | 0 | 0
PS | 0 | 0 | 0 | 0 | 0 | 0
PV | 0 | 0 | 0 | 0 | 0 | 0
PeakG | 0 | 0 | 0 | 0 | 0 | 0
PeakO | 0 | 0 | 0 | 0 | 0 | 0
ST | 0 | 0 | 0 | 0 | 0 | 0
STOG | 0 | 0 | 0 | 0 | 0 | 0
STWD | 0 | 0 | 0 | 0 | 0 | 0
WT | 0 | 0 | 0 | 0 | 0 | 0
IGCC | 0 | 0 | 0 | 0 | 0 | 0
DemandResponse | 0 | 0 | 0 | 0 | 0 | 0
IGCC-CCS | 0 | 0 | 0 | 0 | 0 | 0
WT_off | 0 | 0 | 0 | 0 | 0 | 0
PseudoUnit | 0 | 0 | 0 | 0 | 0 | 0
FixedInterchange | 0 | 0 | 0 | 0 | 0 | 0
Levelized Retrofit Capital Costs by Reporting Type: NWPP_NucRenew
ReportingType | 2015 | 2020 | 2025 | 2030 | 2035 | 2040
BM | 0 | 0 | 0 | 0 | 0 | 0
CC | 0 | 0 | 0 | 0 | 0 | 0
CSP | 0 | 0 | 0 | 0 | 0 | 0
CT | 0 | 0 | 0 | 0 | 0 | 0
Coal | 0 | 0 | 0 | 0 | 0 | 0
Geo | 0 | 0 | 0 | 0 | 0 | 0
H | 0 | 0 | 0 | 0 | 0 | 0
LFG | 0 | 0 | 0 | 0 | 0 | 0
Nuc | 0 | 0 | 0 | 0 | 0 | 0
PS | 0 | 0 | 0 | 0 | 0 | 0
PV | 0 | 0 | 0 | 0 | 0 | 0
PeakG | 0 | 0 | 0 | 0 | 0 | 0
PeakO | 0 | 0 | 0 | 0 | 0 | 0
ST | 0 | 0 | 0 | 0 | 0 | 0
STOG | 0 | 0 | 0 | 0 | 0 | 0
STWD | 0 | 0 | 0 | 0 | 0 | 0
WT | 0 | 0 | 0 | 0 | 0 | 0
IGCC | 0 | 0 | 0 | 0 | 0 | 0
DemandResponse | 0 | 0 | 0 | 0 | 0 | 0
IGCC-CCS | 0 | 0 | 0 | 0 | 0 | 0
WT_off | 0 | 0 | 0 | 0 | 0 | 0
PseudoUnit | 0 | 0 | 0 | 0 | 0 | 0
FixedInterchange | 0 | 0 | 0 | 0 | 0 | 0
Levelized Retrofit Capital Costs by Reporting Type: RMPA
ReportingType | 2015 | 2020 | 2025 | 2030 | 2035 | 2040
BM | 0 | 0 | 0 | 0 | 0 | 0
CC | 0 | 0 | 0 | 0 | 0 | 0
CSP | 0 | 0 | 0 | 0 | 0 | 0
CT | 0 | 0 | 0 | 0 | 0 | 0
Coal | 29.1 | 15.17 | 213.32 | 198.16 | 0 | 0
Geo | 0 | 0 | 0 | 0 | 0 | 0
H | 0 | 0 | 0 | 0 | 0 | 0
LFG | 0 | 0 | 0 | 0 | 0 | 0
Nuc | 0 | 0 | 0 | 0 | 0 | 0
PS | 0 | 0 | 0 | 0 | 0 | 0
PV | 0 | 0 | 0 | 0 | 0 | 0
PeakG | 0 | 0 | 0 | 0 | 0 | 0
PeakO | 0 | 0 | 0 | 0 | 0 | 0
ST | 0 | 0 | 0 | 0 | 0 | 0
STOG | 0 | 0 | 0 | 0 | 0 | 0
STWD | 0 | 0 | 0 | 0 | 0 | 0
WT | 0 | 0 | 0 | 0 | 0 | 0
IGCC | 0 | 0 | 0 | 0 | 0 | 0
DemandResponse | 0 | 0 | 0 | 0 | 0 | 0
IGCC-CCS | 0 | 0 | 0 | 0 | 0 | 0
WT_off | 0 | 0 | 0 | 0 | 0 | 0
PseudoUnit | 0 | 0 | 0 | 0 | 0 | 0
FixedInterchange | 0 | 0 | 0 | 0 | 0 | 0
Levelized Retrofit Capital Costs by Reporting Type: SP15
ReportingType | 2015 | 2020 | 2025 | 2030 | 2035 | 2040
BM | 0 | 0 | 0 | 0 | 0 | 0
CC | 0 | 0 | 0 | 0 | 0 | 0
CSP | 0 | 0 | 0 | 0 | 0 | 0
CT | 0 | 0 | 0 | 0 | 0 | 0
Coal | 0 | 2.92 | 2.92 | 0 | 0 | 0
Geo | 0 | 0 | 0 | 0 | 0 | 0
H | 0 | 0 | 0 | 0 | 0 | 0
LFG | 0 | 0 | 0 | 0 | 0 | 0
Nuc | 0 | 0 | 0 | 0 | 0 | 0
PS | 0 | 0 | 0 | 0 | 0 | 0
PV | 0 | 0 | 0 | 0 | 0 | 0
PeakG | 0 | 0 | 0 | 0 | 0 | 0
PeakO | 0 | 0 | 0 | 0 | 0 | 0
ST | 0 | 0 | 0 | 0 | 0 | 0
STOG | 0 | 0 | 0 | 0 | 0 | 0
STWD | 0 | 0 | 0 | 0 | 0 | 0
WT | 0 | 0 | 0 | 0 | 0 | 0
IGCC | 0 | 0 | 0 | 0 | 0 | 0
DemandResponse | 0 | 0 | 0 | 0 | 0 | 0
IGCC-CCS | 0 | 0 | 0 | 0 | 0 | 0
WT_off | 0 | 0 | 0 | 0 | 0 | 0
PseudoUnit | 0 | 0 | 0 | 0 | 0 | 0
FixedInterchange | 0 | 0 | 0 | 0 | 0 | 0
Levelized Retrofit Capital Costs by Reporting Type: ALB
ReportingType | 2015 | 2020 | 2025 | 2030 | 2035 | 2040
BM | 0 | 0 | 0 | 0 | 0 | 0
CC | 0 | 0 | 0 | 0 | 0 | 0
CSP | 0 | 0 | 0 | 0 | 0 | 0
CT | 0 | 0 | 0 | 0 | 0 | 0
Coal | 0 | 0 | 0 | 0 | 0 | 0
Geo | 0 | 0 | 0 | 0 | 0 | 0
H | 0 | 0 | 0 | 0 | 0 | 0
LFG | 0 | 0 | 0 | 0 | 0 | 0
Nuc | 0 | 0 | 0 | 0 | 0 | 0
PS | 0 | 0 | 0 | 0 | 0 | 0
PV | 0 | 0 | 0 | 0 | 0 | 0
PeakG | 0 | 0 | 0 | 0 | 0 | 0
PeakO | 0 | 0 | 0 | 0 | 0 | 0
ST | 0 | 0 | 0 | 0 | 0 | 0
STOG | 0 | 0 | 0 | 0 | 0 | 0
STWD | 0 | 0 | 0 | 0 | 0 | 0
WT | 0 | 0 | 0 | 0 | 0 | 0
IGCC | 0 | 0 | 0 | 0 | 0 | 0
DemandResponse | 0 | 0 | 0 | 0 | 0 | 0
IGCC-CCS | 0 | 0 | 0 | 0 | 0 | 0
WT_off | 0 | 0 | 0 | 0 | 0 | 0
PseudoUnit | 0 | 0 | 0 | 0 | 0 | 0
FixedInterchange | 0 | 0 | 0 | 0 | 0 | 0
Levelized Retrofit Capital Costs by Reporting Type: BC
ReportingType | 2015 | 2020 | 2025 | 2030 | 2035 | 2040
BM | 0 | 0 | 0 | 0 | 0 | 0
CC | 0 | 0 | 0 | 0 | 0 | 0
CSP | 0 | 0 | 0 | 0 | 0 | 0
CT | 0 | 0 | 0 | 0 | 0 | 0
Coal | 0 | 0 | 0 | 0 | 0 | 0
Geo | 0 | 0 | 0 | 0 | 0 | 0
H | 0 | 0 | 0 | 0 | 0 | 0
LFG | 0 | 0 | 0 | 0 | 0 | 0
Nuc | 0 | 0 | 0 | 0 | 0 | 0
PS | 0 | 0 | 0 | 0 | 0 | 0
PV | 0 | 0 | 0 | 0 | 0 | 0
PeakG | 0 | 0 | 0 | 0 | 0 | 0
PeakO | 0 | 0 | 0 | 0 | 0 | 0
ST | 0 | 0 | 0 | 0 | 0 | 0
STOG | 0 | 0 | 0 | 0 | 0 | 0
STWD | 0 | 0 | 0 | 0 | 0 | 0
WT | 0 | 0 | 0 | 0 | 0 | 0
IGCC | 0 | 0 | 0 | 0 | 0 | 0
DemandResponse | 0 | 0 | 0 | 0 | 0 | 0
IGCC-CCS | 0 | 0 | 0 | 0 | 0 | 0
WT_off | 0 | 0 | 0 | 0 | 0 | 0
PseudoUnit | 0 | 0 | 0 | 0 | 0 | 0
FixedInterchange | 0 | 0 | 0 | 0 | 0 | 0
Levelized Retrofit Capital Costs by Reporting Type: HQ_IESO
ReportingType | 2015 | 2020 | 2025 | 2030 | 2035 | 2040
BM | 0 | 0 | 0 | 0 | 0 | 0
CC | 0 | 0 | 0 | 0 | 0 | 0
CSP | 0 | 0 | 0 | 0 | 0 | 0
CT | 0 | 0 | 0 | 0 | 0 | 0
Coal | 0 | 0 | 0 | 0 | 0 | 0
Geo | 0 | 0 | 0 | 0 | 0 | 0
H | 0 | 0 | 0 | 0 | 0 | 0
LFG | 0 | 0 | 0 | 0 | 0 | 0
Nuc | 0 | 0 | 0 | 0 | 0 | 0
PS | 0 | 0 | 0 | 0 | 0 | 0
PV | 0 | 0 | 0 | 0 | 0 | 0
PeakG | 0 | 0 | 0 | 0 | 0 | 0
PeakO | 0 | 0 | 0 | 0 | 0 | 0
ST | 0 | 0 | 0 | 0 | 0 | 0
STOG | 0 | 0 | 0 | 0 | 0 | 0
STWD | 0 | 0 | 0 | 0 | 0 | 0
WT | 0 | 0 | 0 | 0 | 0 | 0
IGCC | 0 | 0 | 0 | 0 | 0 | 0
DemandResponse | 0 | 0 | 0 | 0 | 0 | 0
IGCC-CCS | 0 | 0 | 0 | 0 | 0 | 0
WT_off | 0 | 0 | 0 | 0 | 0 | 0
PseudoUnit | 0 | 0 | 0 | 0 | 0 | 0
FixedInterchange | 0 | 0 | 0 | 0 | 0 | 0
Levelized Retrofit Capital Costs by Reporting Type: HQ_NEISO
ReportingType | 2015 | 2020 | 2025 | 2030 | 2035 | 2040
BM | 0 | 0 | 0 | 0 | 0 | 0
CC | 0 | 0 | 0 | 0 | 0 | 0
CSP | 0 | 0 | 0 | 0 | 0 | 0
CT | 0 | 0 | 0 | 0 | 0 | 0
Coal | 0 | 0 | 0 | 0 | 0 | 0
Geo | 0 | 0 | 0 | 0 | 0 | 0
H | 0 | 0 | 0 | 0 | 0 | 0
LFG | 0 | 0 | 0 | 0 | 0 | 0
Nuc | 0 | 0 | 0 | 0 | 0 | 0
PS | 0 | 0 | 0 | 0 | 0 | 0
PV | 0 | 0 | 0 | 0 | 0 | 0
PeakG | 0 | 0 | 0 | 0 | 0 | 0
PeakO | 0 | 0 | 0 | 0 | 0 | 0
ST | 0 | 0 | 0 | 0 | 0 | 0
STOG | 0 | 0 | 0 | 0 | 0 | 0
STWD | 0 | 0 | 0 | 0 | 0 | 0
WT | 0 | 0 | 0 | 0 | 0 | 0
IGCC | 0 | 0 | 0 | 0 | 0 | 0
DemandResponse | 0 | 0 | 0 | 0 | 0 | 0
IGCC-CCS | 0 | 0 | 0 | 0 | 0 | 0
WT_off | 0 | 0 | 0 | 0 | 0 | 0
PseudoUnit | 0 | 0 | 0 | 0 | 0 | 0
FixedInterchange | 0 | 0 | 0 | 0 | 0 | 0
Levelized Retrofit Capital Costs by Reporting Type: HQ_NY
ReportingType | 2015 | 2020 | 2025 | 2030 | 2035 | 2040
BM | 0 | 0 | 0 | 0 | 0 | 0
CC | 0 | 0 | 0 | 0 | 0 | 0
CSP | 0 | 0 | 0 | 0 | 0 | 0
CT | 0 | 0 | 0 | 0 | 0 | 0
Coal | 0 | 0 | 0 | 0 | 0 | 0
Geo | 0 | 0 | 0 | 0 | 0 | 0
H | 0 | 0 | 0 | 0 | 0 | 0
LFG | 0 | 0 | 0 | 0 | 0 | 0
Nuc | 0 | 0 | 0 | 0 | 0 | 0
PS | 0 | 0 | 0 | 0 | 0 | 0
PV | 0 | 0 | 0 | 0 | 0 | 0
PeakG | 0 | 0 | 0 | 0 | 0 | 0
PeakO | 0 | 0 | 0 | 0 | 0 | 0
ST | 0 | 0 | 0 | 0 | 0 | 0
STOG | 0 | 0 | 0 | 0 | 0 | 0
STWD | 0 | 0 | 0 | 0 | 0 | 0
WT | 0 | 0 | 0 | 0 | 0 | 0
IGCC | 0 | 0 | 0 | 0 | 0 | 0
DemandResponse | 0 | 0 | 0 | 0 | 0 | 0
IGCC-CCS | 0 | 0 | 0 | 0 | 0 | 0
WT_off | 0 | 0 | 0 | 0 | 0 | 0
PseudoUnit | 0 | 0 | 0 | 0 | 0 | 0
FixedInterchange | 0 | 0 | 0 | 0 | 0 | 0
Levelized Retrofit Capital Costs by Reporting Type: MARITIMES
ReportingType | 2015 | 2020 | 2025 | 2030 | 2035 | 2040
BM | 0 | 0 | 0 | 0 | 0 | 0
CC | 0 | 0 | 0 | 0 | 0 | 0
CSP | 0 | 0 | 0 | 0 | 0 | 0
CT | 0 | 0 | 0 | 0 | 0 | 0
Coal | 0 | 0 | 0 | 0 | 0 | 0
Geo | 0 | 0 | 0 | 0 | 0 | 0
H | 0 | 0 | 0 | 0 | 0 | 0
LFG | 0 | 0 | 0 | 0 | 0 | 0
Nuc | 0 | 0 | 0 | 0 | 0 | 0
PS | 0 | 0 | 0 | 0 | 0 | 0
PV | 0 | 0 | 0 | 0 | 0 | 0
PeakG | 0 | 0 | 0 | 0 | 0 | 0
PeakO | 0 | 0 | 0 | 0 | 0 | 0
ST | 0 | 0 | 0 | 0 | 0 | 0
STOG | 0 | 0 | 0 | 0 | 0 | 0
STWD | 0 | 0 | 0 | 0 | 0 | 0
WT | 0 | 0 | 0 | 0 | 0 | 0
IGCC | 0 | 0 | 0 | 0 | 0 | 0
DemandResponse | 0 | 0 | 0 | 0 | 0 | 0
IGCC-CCS | 0 | 0 | 0 | 0 | 0 | 0
WT_off | 0 | 0 | 0 | 0 | 0 | 0
PseudoUnit | 0 | 0 | 0 | 0 | 0 | 0
FixedInterchange | 0 | 0 | 0 | 0 | 0 | 0
Levelized Retrofit Capital Costs by Reporting Type: All
ReportingType | 2015 | 2020 | 2025 | 2030 | 2035 | 2040
BM | 0 | 0 | 0 | 0 | 0 | 0
CC | 0 | 0 | 0 | 0 | 0 | 0
CSP | 0 | 0 | 0 | 0 | 0 | 0
CT | 0 | 0 | 0 | 0 | 0 | 0
Coal | 1184.41 | 1206.34 | 917.53 | 712.24 | 195.15 | 27.76
Geo | 0 | 0 | 0 | 0 | 0 | 0
H | 0 | 0 | 0 | 0 | 0 | 0
LFG | 0 | 0 | 0 | 0 | 0 | 0
Nuc | 0 | 0 | 0 | 0 | 0 | 0
PS | 0 | 0 | 0 | 0 | 0 | 0
PV | 0 | 0 | 0 | 0 | 0 | 0
PeakG | 0 | 0 | 0 | 0 | 0 | 0
PeakO | 0 | 0 | 0 | 0 | 0 | 0
ST | 0 | 0 | 0 | 0 | 0 | 0
STOG | 0 | 0 | 0 | 0 | 0 | 0
STWD | 0 | 0 | 0 | 0 | 0 | 0
WT | 0 | 0 | 0 | 0 | 0 | 0
IGCC | 0 | 0 | 0 | 0 | 0 | 0
DemandResponse | 0 | 0 | 0 | 0 | 0 | 0
IGCC-CCS | 0 | 0 | 0 | 0 | 0 | 0
WT_off | 0 | 0 | 0 | 0 | 0 | 0
PseudoUnit | 0 | 0 | 0 | 0 | 0 | 0
FixedInterchange | 0 | 0 | 0 | 0 | 0 | 0
Levelized Retrofit Capital Costs by Reporting Type: EI_US
ReportingType | 2015 | 2020 | 2025 | 2030 | 2035 | 2040
BM | 0 | 0 | 0 | 0 | 0 | 0
CC | 0 | 0 | 0 | 0 | 0 | 0
CSP | 0 | 0 | 0 | 0 | 0 | 0
CT | 0 | 0 | 0 | 0 | 0 | 0
Coal | 1023.13 | 1078.63 | 540.35 | 429.85 | 195.15 | 27.76
Geo | 0 | 0 | 0 | 0 | 0 | 0
H | 0 | 0 | 0 | 0 | 0 | 0
LFG | 0 | 0 | 0 | 0 | 0 | 0
Nuc | 0 | 0 | 0 | 0 | 0 | 0
PS | 0 | 0 | 0 | 0 | 0 | 0
PV | 0 | 0 | 0 | 0 | 0 | 0
PeakG | 0 | 0 | 0 | 0 | 0 | 0
PeakO | 0 | 0 | 0 | 0 | 0 | 0
ST | 0 | 0 | 0 | 0 | 0 | 0
STOG | 0 | 0 | 0 | 0 | 0 | 0
STWD | 0 | 0 | 0 | 0 | 0 | 0
WT | 0 | 0 | 0 | 0 | 0 | 0
IGCC | 0 | 0 | 0 | 0 | 0 | 0
DemandResponse | 0 | 0 | 0 | 0 | 0 | 0
IGCC-CCS | 0 | 0 | 0 | 0 | 0 | 0
WT_off | 0 | 0 | 0 | 0 | 0 | 0
PseudoUnit | 0 | 0 | 0 | 0 | 0 | 0
FixedInterchange | 0 | 0 | 0 | 0 | 0 | 0
Levelized Retrofit Capital Costs by Reporting Type: EI_Canada
ReportingType | 2015 | 2020 | 2025 | 2030 | 2035 | 2040
BM | 0 | 0 | 0 | 0 | 0 | 0
CC | 0 | 0 | 0 | 0 | 0 | 0
CSP | 0 | 0 | 0 | 0 | 0 | 0
CT | 0 | 0 | 0 | 0 | 0 | 0
Coal | 0 | 0 | 0 | 0 | 0 | 0
Geo | 0 | 0 | 0 | 0 | 0 | 0
H | 0 | 0 | 0 | 0 | 0 | 0
LFG | 0 | 0 | 0 | 0 | 0 | 0
Nuc | 0 | 0 | 0 | 0 | 0 | 0
PS | 0 | 0 | 0 | 0 | 0 | 0
PV | 0 | 0 | 0 | 0 | 0 | 0
PeakG | 0 | 0 | 0 | 0 | 0 | 0
PeakO | 0 | 0 | 0 | 0 | 0 | 0
ST | 0 | 0 | 0 | 0 | 0 | 0
STOG | 0 | 0 | 0 | 0 | 0 | 0
STWD | 0 | 0 | 0 | 0 | 0 | 0
WT | 0 | 0 | 0 | 0 | 0 | 0
IGCC | 0 | 0 | 0 | 0 | 0 | 0
DemandResponse | 0 | 0 | 0 | 0 | 0 | 0
IGCC-CCS | 0 | 0 | 0 | 0 | 0 | 0
WT_off | 0 | 0 | 0 | 0 | 0 | 0
PseudoUnit | 0 | 0 | 0 | 0 | 0 | 0
FixedInterchange | 0 | 0 | 0 | 0 | 0 | 0
Levelized Retrofit Capital Costs by Reporting Type: EI
ReportingType | 2015 | 2020 | 2025 | 2030 | 2035 | 2040
BM | 0 | 0 | 0 | 0 | 0 | 0
CC | 0 | 0 | 0 | 0 | 0 | 0
CSP | 0 | 0 | 0 | 0 | 0 | 0
CT | 0 | 0 | 0 | 0 | 0 | 0
Coal | 1023.13 | 1078.63 | 540.35 | 429.85 | 195.15 | 27.76
Geo | 0 | 0 | 0 | 0 | 0 | 0
H | 0 | 0 | 0 | 0 | 0 | 0
LFG | 0 | 0 | 0 | 0 | 0 | 0
Nuc | 0 | 0 | 0 | 0 | 0 | 0
PS | 0 | 0 | 0 | 0 | 0 | 0
PV | 0 | 0 | 0 | 0 | 0 | 0
PeakG | 0 | 0 | 0 | 0 | 0 | 0
PeakO | 0 | 0 | 0 | 0 | 0 | 0
ST | 0 | 0 | 0 | 0 | 0 | 0
STOG | 0 | 0 | 0 | 0 | 0 | 0
STWD | 0 | 0 | 0 | 0 | 0 | 0
WT | 0 | 0 | 0 | 0 | 0 | 0
IGCC | 0 | 0 | 0 | 0 | 0 | 0
DemandResponse | 0 | 0 | 0 | 0 | 0 | 0
IGCC-CCS | 0 | 0 | 0 | 0 | 0 | 0
WT_off | 0 | 0 | 0 | 0 | 0 | 0
PseudoUnit | 0 | 0 | 0 | 0 | 0 | 0
FixedInterchange | 0 | 0 | 0 | 0 | 0 | 0
Levelized Retrofit Capital Costs by Reporting Type: Outside_EI
ReportingType | 2015 | 2020 | 2025 | 2030 | 2035 | 2040
BM | 0 | 0 | 0 | 0 | 0 | 0
CC | 0 | 0 | 0 | 0 | 0 | 0
CSP | 0 | 0 | 0 | 0 | 0 | 0
CT | 0 | 0 | 0 | 0 | 0 | 0
Coal | 161.28 | 127.72 | 377.18 | 282.39 | 0 | 0
Geo | 0 | 0 | 0 | 0 | 0 | 0
H | 0 | 0 | 0 | 0 | 0 | 0
LFG | 0 | 0 | 0 | 0 | 0 | 0
Nuc | 0 | 0 | 0 | 0 | 0 | 0
PS | 0 | 0 | 0 | 0 | 0 | 0
PV | 0 | 0 | 0 | 0 | 0 | 0
PeakG | 0 | 0 | 0 | 0 | 0 | 0
PeakO | 0 | 0 | 0 | 0 | 0 | 0
ST | 0 | 0 | 0 | 0 | 0 | 0
STOG | 0 | 0 | 0 | 0 | 0 | 0
STWD | 0 | 0 | 0 | 0 | 0 | 0
WT | 0 | 0 | 0 | 0 | 0 | 0
IGCC | 0 | 0 | 0 | 0 | 0 | 0
DemandResponse | 0 | 0 | 0 | 0 | 0 | 0
IGCC-CCS | 0 | 0 | 0 | 0 | 0 | 0
WT_off | 0 | 0 | 0 | 0 | 0 | 0
PseudoUnit | 0 | 0 | 0 | 0 | 0 | 0
FixedInterchange | 0 | 0 | 0 | 0 | 0 | 0
#14 | Total Costs ($million)
Total Costs by Reporting Type: Entergy
ReportingType | 2015 | 2020 | 2025 | 2030 | 2035 | 2040
BM | 0 | 0 | 0 | 0 | 0 | 0
CC | 5027.51 | 7644.98 | 7932.54 | 8291.85 | 8275.27 | 7012.37
CSP | 0 | 0 | 0 | 0 | 0 | 0
CT | 0 | 0 | 0 | 0 | 0 | 0
Coal | 3595.04 | 548.96 | 264.22 | 224.05 | 223.42 | 229.36
Geo | 0 | 0 | 0 | 0 | 0 | 0
H | 10.6 | 10.6 | 10.6 | 10.6 | 10.6 | 10.6
LFG | 0.97 | 0.97 | 34.17 | 34.17 | 34.17 | 34.17
Nuc | 1262.64 | 1285.77 | 1294.03 | 1301.93 | 1099.75 | 5220
PS | 1.4 | 1.4 | 1.4 | 1.4 | 1.4 | 1.4
PV | 0.11 | 21.81 | 31.37 | 31.37 | 31.26 | 11.04
PeakG | 47.54 | 69.98 | 48.25 | 9.87 | 0 | 0
PeakO | 4.42 | 5.87 | 0 | 0 | 0 | 0
ST | 0 | 0 | 0 | 0 | 0 | 0
STOG | 82.05 | 97.45 | 0 | 0 | 0 | 0
STWD | 10.03 | 14.95 | 13.42 | 75.03 | 84.84 | 61.98
WT | 3.67 | 3.67 | 3.67 | 3.67 | 3.67 | 3.67
IGCC | 0 | 0 | 0 | 0 | 0 | 0
DemandResponse | 0 | 0 | 0 | 0 | 0 | 0
IGCC-CCS | 0 | 0 | 0 | 0 | 0 | 0
WT_off | 0 | 0 | 0 | 0 | 0 | 0
PseudoUnit | 0 | 0 | 0 | 0 | 0 | 0
FixedInterchange | 0 | 0 | 0 | 0 | 0 | 0
Total Costs by Reporting Type: FRCC
ReportingType | 2015 | 2020 | 2025 | 2030 | 2035 | 2040
BM | 0 | 0 | 0 | 0 | 0 | 0
CC | 13948.36 | 16378.33 | 17036.51 | 10994.8 | 10364.85 | 8085.97
CSP | 0 | 0 | 0 | 0 | 0 | 0
CT | 262.19 | 288.98 | 328.66 | 276.66 | 0 | 0
Coal | 1248.55 | 294.56 | 6.94 | 0 | 0 | 0
Geo | 0 | 0 | 0 | 0 | 0 | 0
H | 0.78 | 0.78 | 0.78 | 0.78 | 0.78 | 0.78
LFG | 58.68 | 58.68 | 120.69 | 120.69 | 120.69 | 120.69
Nuc | 960.37 | 1000.19 | 2676.95 | 12306.17 | 13731.34 | 17100.63
PS | 0 | 0 | 0 | 0 | 0 | 0
PV | 0.75 | 0.75 | 0.75 | 0.75 | 0.75 | 0.75
PeakG | 189.94 | 289.29 | 293.16 | 180.36 | 192.4 | 184.57
PeakO | 64.61 | 83.43 | 68.43 | 0 | 0 | 0
ST | 0 | 0 | 0 | 0 | 0 | 0
STOG | 0 | 0 | 0 | 0 | 0 | 0
STWD | 16.26 | 24.55 | 110.46 | 110.46 | 110.46 | 110.46
WT | 0 | 0 | 0 | 0 | 0 | 0
IGCC | 0 | 0 | 0 | 0 | 0 | 0
DemandResponse | 0 | 0 | 0 | 0 | 0 | 0
IGCC-CCS | 0 | 0 | 0 | 0 | 0 | 0
WT_off | 0 | 0 | 0 | 0 | 0 | 0
PseudoUnit | 0 | 0 | 0 | 0 | 0 | 0
FixedInterchange | 0 | 0 | 0 | 0 | 0 | 0
Total Costs by Reporting Type: MAPP_US
ReportingType | 2015 | 2020 | 2025 | 2030 | 2035 | 2040
BM | 0 | 0 | 0 | 0 | 0 | 0
CC | 81.71 | 23.43 | 21.78 | 25.63 | 26.49 | 28.47
CSP | 0 | 0 | 0 | 0 | 0 | 0
CT | 27.96 | 27.96 | 27.96 | 36.05 | 14.38 | 14.39
Coal | 665.86 | 351.29 | 6.96 | 0 | 0 | 0
Geo | 3.95 | 3.95 | 3.95 | 3.95 | 3.95 | 3.95
H | 31.14 | 31.14 | 31.14 | 31.14 | 31.14 | 31.14
LFG | 0.24 | 0.24 | 0.24 | 22.22 | 22.22 | 22.22
Nuc | 0.01 | 0.01 | 0.01 | 0.02 | 0.02 | 0.02
PS | 0 | 0 | 0 | 0 | 0 | 0
PV | 0 | 0 | 0 | 0 | 0 | 0
PeakG | 17.71 | 35.28 | 23.1 | 32.78 | 28.84 | 29.35
PeakO | 9.49 | 12.94 | 10.37 | 10.37 | 10.37 | 10.37
ST | 0 | 0 | 0 | 0 | 0 | 0
STOG | 0 | 0 | 0 | 0 | 0 | 0
STWD | 0 | 0 | 0 | 0 | 0 | 0
WT | 147.25 | 1572.61 | 2805.05 | 2767.67 | 2713.09 | 1505.96
IGCC | 0 | 0 | 0 | 0 | 0 | 0
DemandResponse | 0 | 0 | 0 | 0 | 0 | 0
IGCC-CCS | 0 | 0 | 0 | 0 | 0 | 0
WT_off | 0 | 0 | 0 | 0 | 0 | 0
PseudoUnit | 0 | 0 | 0 | 0 | 0 | 0
FixedInterchange | 0 | 0 | 0 | 0 | 0 | 0
Total Costs by Reporting Type: MISO_IN
ReportingType | 2015 | 2020 | 2025 | 2030 | 2035 | 2040
BM | 0 | 0 | 0 | 0 | 0 | 0
CC | 1441.98 | 12441.01 | 13783.26 | 16000.54 | 15973.44 | 16822.6
CSP | 0 | 0 | 0 | 0 | 0 | 0
CT | 0 | 0 | 0 | 0 | 0 | 0
Coal | 3472.85 | 0 | 0 | 0 | 0 | 0
Geo | 0 | 0 | 0 | 0 | 0 | 0
H | 1.07 | 1.07 | 1.07 | 1.07 | 1.07 | 1.07
LFG | 4.47 | 4.47 | 30.11 | 30.11 | 30.11 | 30.11
Nuc | 0.01 | 0.01 | 0.01 | 0.02 | 0.02 | 0.02
PS | 0 | 0 | 0 | 0 | 0 | 0
PV | 0 | 83.95 | 122 | 123.41 | 123.41 | 43.24
PeakG | 52.59 | 76.94 | 54.27 | 73.39 | 73.39 | 73.39
PeakO | 10.59 | 13.5 | 10.82 | 10.82 | 10.82 | 10.82
ST | 0 | 0 | 0 | 0 | 0 | 0
STOG | 14.75 | 17.35 | 15.52 | 13.71 | 13.72 | 13.77
STWD | 0 | 0 | 0 | 0 | 0 | 0
WT | 18.33 | 18.33 | 18.33 | 18.33 | 18.33 | 18.33
IGCC | 464.41 | 403.71 | 276.41 | 261.53 | 261.53 | 261.53
DemandResponse | 0 | 0 | 0 | 0 | 0 | 0
IGCC-CCS | 0 | 0 | 0 | 0 | 0 | 0
WT_off | 0 | 0 | 0 | 0 | 0 | 0
PseudoUnit | 0 | 0 | 0 | 0 | 0 | 0
FixedInterchange | 0 | 0 | 0 | 0 | 0 | 0
Total Costs by Reporting Type: MISO_MI
ReportingType | 2015 | 2020 | 2025 | 2030 | 2035 | 2040
BM | 0 | 0 | 0 | 0 | 0 | 0
CC | 1557.16 | 2214.85 | 1966.39 | 2296.57 | 2373.24 | 2310.59
CSP | 0 | 0 | 0 | 0 | 0 | 0
CT | 0 | 0 | 0 | 0 | 0 | 0
Coal | 1586.72 | 15.14 | 0 | 0 | 0 | 0
Geo | 0 | 0 | 0 | 0 | 0 | 0
H | 2.01 | 2.01 | 2.01 | 2.01 | 2.01 | 2.01
LFG | 19.68 | 24.6 | 72.67 | 72.67 | 72.67 | 69.54
Nuc | 449.71 | 452.56 | 461.47 | 464.43 | 273.15 | 1023.23
PS | 44.44 | 44.44 | 44.44 | 44.44 | 44.44 | 44.44
PV | 0 | 0 | 0 | 0 | 0 | 0
PeakG | 62.53 | 92.02 | 74.77 | 85.63 | 86.91 | 85.63
PeakO | 15.67 | 19.97 | 16.01 | 16.01 | 16.01 | 16.01
ST | 0 | 0 | 0 | 0 | 0 | 0
STOG | 149.88 | 157.3 | 136.9 | 130.77 | 137.89 | 130.95
STWD | 95.36 | 96.67 | 51.47 | 59.41 | 62.3 | 80.85
WT | 542.69 | 597.96 | 597.96 | 597.96 | 116.98 | 67.89
IGCC | 0 | 0 | 0 | 0 | 0 | 0
DemandResponse | 0 | 0 | 0 | 0 | 0 | 0
IGCC-CCS | 0 | 0 | 0 | 0 | 0 | 0
WT_off | 0 | 0 | 0 | 0 | 0 | 0
PseudoUnit | 0 | 0 | 0 | 0 | 0 | 0
FixedInterchange | 0 | 0 | 0 | 0 | 0 | 0
Total Costs by Reporting Type: MISO_MO-IL
ReportingType | 2015 | 2020 | 2025 | 2030 | 2035 | 2040
BM | 0 | 0 | 0 | 0 | 0 | 0
CC | 185.6 | 2033.05 | 1490.92 | 1675.03 | 1778.14 | 1513.24
CSP | 0 | 0 | 0 | 0 | 0 | 0
CT | 0 | 0 | 0 | 0 | 0 | 0
Coal | 4902.15 | 1498.61 | 747.55 | 731.8 | 730.95 | 711.55
Geo | 0 | 0 | 0 | 0 | 0 | 0
H | 5.01 | 5.01 | 101.31 | 101.31 | 101.31 | 101.31
LFG | 2.17 | 2.17 | 52.77 | 76.11 | 76.11 | 76.11
Nuc | 493.74 | 512.79 | 521.93 | 524.97 | 524.97 | 524.97
PS | 10.45 | 10.45 | 10.45 | 10.45 | 10.45 | 10.45
PV | 0 | 0 | 0 | 0 | 0 | 0
PeakG | 102.52 | 152.4 | 114.29 | 153.3 | 161.72 | 181.65
PeakO | 21.48 | 28.65 | 22.96 | 22.96 | 22.96 | 22.96
ST | 0 | 0 | 0 | 0 | 0 | 0
STOG | 26.49 | 31.32 | 26.98 | 26.39 | 27.16 | 26.77
STWD | 0 | 0 | 0 | 0 | 0 | 0
WT | 89.9 | 89.9 | 1313.34 | 1313.34 | 1244.82 | 1338.21
IGCC | 0 | 0 | 0 | 0 | 0 | 0
DemandResponse | 0 | 0 | 0 | 0 | 0 | 0
IGCC-CCS | 0 | 0 | 0 | 0 | 0 | 0
WT_off | 0 | 0 | 0 | 0 | 0 | 0
PseudoUnit | 0 | 0 | 0 | 0 | 0 | 0
FixedInterchange | 0 | 0 | 0 | 0 | 0 | 0
Total Costs by Reporting Type: MISO_W
ReportingType | 2015 | 2020 | 2025 | 2030 | 2035 | 2040
BM | 0 | 0 | 0 | 0 | 0 | 0
CC | 567.66 | 876.66 | 319.42 | 331.72 | 307.57 | 314.92
CSP | 0 | 0 | 0 | 0 | 0 | 0
CT | 0 | 0 | 0 | 0 | 0 | 0
Coal | 4167.22 | 1897.05 | 310.76 | 379.23 | 239.47 | 198.12
Geo | 0 | 0 | 0 | 0 | 0 | 0
H | 7.08 | 7.08 | 7.08 | 7.08 | 7.08 | 7.08
LFG | 24.75 | 24.75 | 24.75 | 48.33 | 48.33 | 48.33
Nuc | 539.99 | 543.1 | 552.83 | 814.83 | 0.05 | 0.05
PS | 0 | 0 | 0 | 0 | 0 | 0
PV | 0 | 0 | 0 | 0 | 0 | 0
PeakG | 109.69 | 207.48 | 96.27 | 120.76 | 141.37 | 126.25
PeakO | 56.38 | 79.08 | 64.57 | 64.57 | 64.57 | 64.57
ST | 0 | 0 | 0 | 0 | 0 | 0
STOG | 7.57 | 9.01 | 7.67 | 7.67 | 7.67 | 7.67
STWD | 19.42 | 28.77 | 25.55 | 81.75 | 112.99 | 112.99
WT | 927.86 | 927.86 | 9764.89 | 9699.56 | 9106.16 | 9522.91
IGCC | 0 | 0 | 0 | 0 | 0 | 0
DemandResponse | 0 | 0 | 0 | 0 | 0 | 0
IGCC-CCS | 0 | 0 | 0 | 0 | 0 | 0
WT_off | 0 | 0 | 0 | 0 | 0 | 0
PseudoUnit | 0 | 0 | 0 | 0 | 0 | 0
FixedInterchange | 0 | 0 | 0 | 0 | 0 | 0
Total Costs by Reporting Type: MISO_WUMS
ReportingType | 2015 | 2020 | 2025 | 2030 | 2035 | 2040
BM | 0 | 0 | 0 | 0 | 0 | 0
CC | 3806.48 | 5514.15 | 4883.88 | 5804.5 | 6277.62 | 5350.69
CSP | 0 | 0 | 0 | 0 | 0 | 0
CT | 0 | 0 | 0 | 66.45 | 66.61 | 286.31
Coal | 1068.48 | 447.78 | 290.27 | 351.58 | 329.09 | 297.66
Geo | 0 | 0 | 0 | 0 | 0 | 0
H | 4.79 | 5.15 | 5.15 | 5.15 | 5.15 | 5.15
LFG | 8.57 | 8.57 | 8.57 | 79.15 | 79.15 | 79.15
Nuc | 419.03 | 444.73 | 429.21 | 737.97 | 0.05 | 488.82
PS | 0 | 0 | 0 | 0 | 0 | 0
PV | 0 | 0 | 0 | 0 | 0 | 0
PeakG | 55.64 | 81.65 | 65.08 | 77.65 | 77.65 | 77.65
PeakO | 13.52 | 17.78 | 14.69 | 14.69 | 14.69 | 14.69
ST | 0 | 0 | 0 | 0 | 0 | 0
STOG | 13.21 | 15.63 | 13.39 | 13.39 | 13.39 | 13.39
STWD | 5.33 | 6.31 | 6.86 | 7.18 | 13.89 | 27.55
WT | 264.78 | 264.78 | 264.78 | 264.78 | 46.41 | 46.41
IGCC | 0 | 0 | 0 | 0 | 0 | 0
DemandResponse | 0 | 0 | 0 | 0 | 0 | 0
IGCC-CCS | 0 | 0 | 0 | 0 | 0 | 0
WT_off | 0 | 0 | 0 | 0 | 0 | 0
PseudoUnit | 0 | 0 | 0 | 0 | 0 | 0
FixedInterchange | 0 | 0 | 0 | 0 | 0 | 0
Total Costs by Reporting Type: Nebraska
ReportingType | 2015 | 2020 | 2025 | 2030 | 2035 | 2040
BM | 0 | 0 | 0 | 0 | 0 | 0
CC | 156.09 | 590.24 | 385.42 | 451.97 | 617.86 | 443.06
CSP | 0 | 0 | 0 | 0 | 0 | 0
CT | 0 | 0 | 0 | 0 | 0 | 0
Coal | 1742.52 | 397.46 | 335.5 | 382.67 | 395.44 | 341.48
Geo | 0 | 0 | 0 | 0 | 0 | 0
H | 2.38 | 2.38 | 2.38 | 2.38 | 2.38 | 2.38
LFG | 0.72 | 0.72 | 23.23 | 23.23 | 23.23 | 23.23
Nuc | 289.1 | 306.81 | 296.14 | 364.84 | 0.11 | 0.11
PS | 0 | 0 | 0 | 0 | 0 | 0
PV | 0 | 0 | 0 | 0 | 0 | 0
PeakG | 23.89 | 38.53 | 31.37 | 33.59 | 31.62 | 31.37
PeakO | 9.57 | 12.19 | 9.77 | 9.77 | 9.77 | 9.77
ST | 0 | 0 | 0 | 0 | 0 | 0
STOG | 0 | 0 | 0 | 0 | 0 | 0
STWD | 0 | 0 | 0 | 0 | 0 | 0
WT | 54.91 | 978.07 | 978.07 | 968.57 | 949.16 | 353.05
IGCC | 0 | 0 | 0 | 0 | 0 | 0
DemandResponse | 0 | 0 | 0 | 0 | 0 | 0
IGCC-CCS | 0 | 0 | 0 | 0 | 0 | 0
WT_off | 0 | 0 | 0 | 0 | 0 | 0
PseudoUnit | 0 | 0 | 0 | 0 | 0 | 0
FixedInterchange | 0 | 0 | 0 | 0 | 0 | 0
Total Costs by Reporting Type: NEISO
ReportingType | 2015 | 2020 | 2025 | 2030 | 2035 | 2040
BM | 279.31 | 220.13 | 146.64 | 240.68 | 279.31 | 279.31
CC | 2934.74 | 2216.33 | 1862.66 | 1490.51 | 2118.73 | 2027.09
CSP | 0 | 0 | 0 | 0 | 0 | 0
CT | 32.49 | 32.76 | 33.33 | 31.31 | 0.05 | 0.07
Coal | 58.34 | 29.15 | 0 | 0 | 0 | 0
Geo | 0 | 0 | 0 | 0 | 0 | 0
H | 46.4 | 46.4 | 46.4 | 47.43 | 47.43 | 47.43
LFG | 80.87 | 80.87 | 80.87 | 103.68 | 93.04 | 93.04
Nuc | 1055.43 | 1120.79 | 1080.11 | 1086.32 | 784.86 | 1150.98
PS | 39.74 | 39.74 | 39.74 | 39.74 | 39.74 | 39.74
PV | 0.03 | 111.77 | 111.77 | 111.77 | 111.77 | 4.68
PeakG | 20.63 | 32.49 | 24.07 | 22.52 | 31.47 | 33.43
PeakO | 0 | 0 | 0 | 0 | 0 | 0
ST | 0 | 0 | 0 | 0 | 0 | 0
STOG | 0 | 0 | 0 | 0 | 0 | 0
STWD | 367.79 | 122.81 | 32 | 72.62 | 179.63 | 194.41
WT | 67.94 | 710.64 | 1089.04 | 1304.96 | 1257.77 | 686.81
IGCC | 0 | 0 | 0 | 0 | 0 | 0
DemandResponse | 0 | 0 | 0 | 0 | 0 | 0
IGCC-CCS | 0 | 0 | 0 | 0 | 0 | 0
WT_off | 308.22 | 308.22 | 308.22 | 308.22 | 10.7 | 10.7
PseudoUnit | 0 | 0 | 0 | 0 | 0 | 0
FixedInterchange | 0 | 0 | 0 | 0 | 0 | 0
Total Costs by Reporting Type: NonRTO_Midwest
ReportingType | 2015 | 2020 | 2025 | 2030 | 2035 | 2040
BM | 0 | 0 | 0 | 0 | 0 | 0
CC | 913.03 | 3579.92 | 3768.79 | 4466.5 | 4405.88 | 4201.88
CSP | 0 | 0 | 0 | 0 | 0 | 0
CT | 0 | 0 | 0 | 0 | 0 | 0
Coal | 3315.08 | 1160.37 | 366.57 | 170.67 | 94.07 | 85.44
Geo | 0 | 0 | 0 | 0 | 0 | 0
H | 2.04 | 2.04 | 258.59 | 258.59 | 258.59 | 258.59
LFG | 1.69 | 1.69 | 51.19 | 51.19 | 51.19 | 51.19
Nuc | 0.01 | 0.01 | 0.01 | 232.49 | 579.31 | 1163.52
PS | 0 | 0 | 0 | 0 | 0 | 0
PV | 0 | 0 | 0 | 0 | 0 | 0
PeakG | 70.33 | 90.41 | 73.73 | 97.09 | 107.67 | 113.64
PeakO | 0.35 | 0.45 | 0.36 | 0.36 | 0.36 | 0
ST | 0 | 0 | 0 | 0 | 0 | 0
STOG | 0 | 0 | 0 | 0 | 0 | 0
STWD | 0 | 0 | 0 | 0 | 0 | 0
WT | 2.26 | 2.26 | 2.26 | 2.26 | 2.26 | 2.26
IGCC | 0 | 0 | 0 | 0 | 0 | 0
DemandResponse | 0 | 0 | 0 | 0 | 0 | 0
IGCC-CCS | 0 | 0 | 0 | 0 | 0 | 0
WT_off | 0 | 0 | 0 | 0 | 0 | 0
PseudoUnit | 0 | 0 | 0 | 0 | 0 | 0
FixedInterchange | 0 | 0 | 0 | 0 | 0 | 0
Total Costs by Reporting Type: NYISO_A-F
ReportingType | 2015 | 2020 | 2025 | 2030 | 2035 | 2040
BM | 0 | 0 | 0 | 0 | 0 | 0
CC | 658.22 | 819.68 | 518.99 | 599.98 | 595.36 | 628.9
CSP | 0 | 0 | 0 | 0 | 0 | 0
CT | 0 | 0 | 0 | 0 | 0 | 0
Coal | 0 | 0 | 0 | 0 | 0 | 0
Geo | 0 | 0 | 0 | 0 | 0 | 0
H | 62.6 | 62.6 | 62.6 | 62.6 | 62.6 | 62.6
LFG | 22.17 | 22.17 | 22.17 | 44 | 42.66 | 42.66
Nuc | 769.17 | 792.88 | 787.44 | 645.82 | 746.25 | 695.88
PS | 33.52 | 33.52 | 33.52 | 33.52 | 33.52 | 33.52
PV | 0 | 0 | 0 | 0 | 0 | 0
PeakG | 3.94 | 6.17 | 5.31 | 5.31 | 5.31 | 6.12
PeakO | 1.14 | 1.46 | 1.17 | 1.17 | 1.17 | 1.17
ST | 0 | 0 | 0 | 0 | 0 | 0
STOG | 0 | 0 | 0 | 0 | 0 | 0
STWD | 2.82 | 3.68 | 4.17 | 7.53 | 8.34 | 22.43
WT | 684.71 | 860.89 | 860.89 | 1747.85 | 1176.68 | 1020.44
IGCC | 0 | 0 | 0 | 0 | 0 | 0
DemandResponse | 0 | 0 | 0 | 0 | 0 | 0
IGCC-CCS | 0 | 0 | 0 | 0 | 0 | 0
WT_off | 0 | 0 | 0 | 0 | 0 | 0
PseudoUnit | 0 | 0 | 0 | 0 | 0 | 0
FixedInterchange | 0 | 0 | 0 | 0 | 0 | 0
Total Costs by Reporting Type: NYISO_G-I
ReportingType | 2015 | 2020 | 2025 | 2030 | 2035 | 2040
BM | 0 | 0 | 0 | 0 | 0 | 0
CC | 254.36 | 576.6 | 407.42 | 419.43 | 896.43 | 2207.74
CSP | 0 | 0 | 0 | 0 | 0 | 0
CT | 0 | 0 | 0 | 0 | 0 | 0
Coal | 0 | 0 | 0 | 0 | 0 | 0
Geo | 0 | 0 | 0 | 0 | 0 | 0
H | 0.46 | 0.46 | 0.46 | 0.46 | 0.46 | 0.46
LFG | 7.73 | 7.73 | 7.73 | 31.62 | 31.62 | 31.62
Nuc | 466.19 | 495 | 477.19 | 479.96 | 543.55 | 0.21
PS | 0 | 0 | 0 | 0 | 0 | 0
PV | 0 | 0 | 0 | 0 | 0 | 0
PeakG | 1.52 | 2.04 | 1.65 | 1.68 | 1.57 | 1.57
PeakO | 2.55 | 3.25 | 2.61 | 2.61 | 2.61 | 2.61
ST | 0 | 0 | 0 | 0 | 0 | 0
STOG | 0 | 0 | 0 | 0 | 0 | 0
STWD | 0 | 0 | 0 | 0 | 0 | 0
WT | 0 | 14.4 | 14.4 | 86.66 | 86.66 | 73.94
IGCC | 0 | 0 | 0 | 0 | 0 | 0
DemandResponse | 0 | 0 | 0 | 0 | 0 | 0
IGCC-CCS | 0 | 0 | 0 | 0 | 0 | 0
WT_off | 0 | 0 | 0 | 0 | 0 | 0
PseudoUnit | 0 | 0 | 0 | 0 | 0 | 0
FixedInterchange | 0 | 0 | 0 | 0 | 0 | 0
Total Costs by Reporting Type: NYISO_J-K
ReportingType | 2015 | 2020 | 2025 | 2030 | 2035 | 2040
BM | 0 | 0 | 0 | 0 | 0 | 0
CC | 1626.97 | 1868.18 | 1648.37 | 1476.17 | 1785.61 | 1902.94
CSP | 0 | 0 | 0 | 0 | 0 | 0
CT | 0 | 0 | 0 | 0 | 0 | 0
Coal | 0 | 0 | 0 | 0 | 0 | 0
Geo | 0 | 0 | 0 | 0 | 0 | 0
H | 0 | 0 | 0 | 0 | 0 | 0
LFG | 14.97 | 14.97 | 14.97 | 44.49 | 44.49 | 44.49
Nuc | 0.01 | 0.01 | 0.01 | 0.03 | 0.03 | 0.03
PS | 0 | 0 | 0 | 0 | 0 | 0
PV | 17.52 | 17.52 | 17.52 | 17.52 | 0 | 0
PeakG | 58.94 | 84.04 | 68.08 | 78.53 | 81.05 | 75.29
PeakO | 61.69 | 79.16 | 63.78 | 65.02 | 65.02 | 65.02
ST | 0 | 0 | 0 | 0 | 0 | 0
STOG | 165.82 | 201.59 | 206.72 | 220.87 | 231.36 | 211.04
STWD | 0 | 0 | 0 | 0 | 0 | 0
WT | 0 | 0 | 0 | 0 | 0 | 0
IGCC | 0 | 0 | 0 | 0 | 0 | 0
DemandResponse | 0 | 0 | 0 | 0 | 0 | 0
IGCC-CCS | 0 | 0 | 0 | 0 | 0 | 0
WT_off | 0 | 0 | 0 | 0 | 0 | 0
PseudoUnit | 0 | 0 | 0 | 0 | 0 | 0
FixedInterchange | 0 | 0 | 0 | 0 | 0 | 0
Total Costs by Reporting Type: PJM_E
ReportingType | 2015 | 2020 | 2025 | 2030 | 2035 | 2040
BM | 18.42 | 33.95 | 33.95 | 33.95 | 33.95 | 33.95
CC | 3637.59 | 4140.33 | 4086.47 | 4478.72 | 4558.26 | 4223.85
CSP | 0 | 0 | 0 | 0 | 0 | 0
CT | 2.48 | 2.73 | 3 | 0 | 0 | 0
Coal | 120.09 | 59.2 | 11.05 | 10.02 | 9.93 | 10.68
Geo | 0 | 0 | 0 | 0 | 0 | 0
H | 3.85 | 3.85 | 3.85 | 3.85 | 3.85 | 3.85
LFG | 59.08 | 105.92 | 105.92 | 103.73 | 103.73 | 73.06
Nuc | 1960.16 | 1864.06 | 1862.64 | 1873.72 | 1345.93 | 2395.82
PS | 9.5 | 9.5 | 9.5 | 9.5 | 9.5 | 9.5
PV | 11.79 | 11.79 | 11.79 | 11.79 | 0.75 | 0.75
PeakG | 78.53 | 131.19 | 128.98 | 177.49 | 155.57 | 156.14
PeakO | 75.92 | 100.78 | 82.41 | 82.41 | 82.41 | 82.41
ST | 0 | 0 | 0 | 0 | 0 | 0
STOG | 138.63 | 182.42 | 0 | 0 | 0 | 0
STWD | 0 | 0 | 0 | 0 | 0 | 0
WT | 332.76 | 332.76 | 332.76 | 332.76 | 32.65 | 32.65
IGCC | 0 | 0 | 0 | 0 | 0 | 0
DemandResponse | 0 | 0 | 0 | 0 | 0 | 0
IGCC-CCS | 0 | 0 | 0 | 0 | 0 | 0
WT_off | 0 | 0 | 599.06 | 599.06 | 599.06 | 599.06
PseudoUnit | 0 | 0 | 0 | 0 | 0 | 0
FixedInterchange | 0 | 0 | 0 | 0 | 0 | 0
Total Costs by Reporting Type: PJM_ROM
ReportingType | 2015 | 2020 | 2025 | 2030 | 2035 | 2040
BM | 10.17 | 19.49 | 19.49 | 19.49 | 19.49 | 19.49
CC | 1599.41 | 1872.16 | 1941.2 | 1876.87 | 7207.9 | 13455.07
CSP | 0 | 0 | 0 | 0 | 0 | 0
CT | 1.52 | 1.67 | 1.84 | 1.93 | 0.52 | 0.52
Coal | 656.56 | 115.27 | 13.09 | 11.33 | 11.22 | 12.11
Geo | 0 | 0 | 0 | 0 | 0 | 0
H | 19.83 | 19.83 | 253 | 253 | 253 | 253
LFG | 47.04 | 132.66 | 132.66 | 131.08 | 128.72 | 75.37
Nuc | 1163.94 | 1194.41 | 1192.35 | 1199.5 | 963.59 | 1283.24
PS | 35.92 | 35.92 | 35.92 | 35.92 | 35.92 | 35.92
PV | 0.06 | 497.02 | 753.61 | 811.04 | 815.37 | 361.72
PeakG | 30.83 | 46.15 | 47.13 | 84.07 | 81.51 | 81.29
PeakO | 45.95 | 58.57 | 46.94 | 46.94 | 46.94 | 46.94
ST | 0 | 0 | 0 | 0 | 0 | 0
STOG | 212.25 | 276.61 | 76.02 | 26.96 | 26.54 | 26.66
STWD | 4.35 | 39.07 | 38.55 | 38.55 | 38.55 | 38.55
WT | 152.07 | 341.33 | 341.33 | 313.91 | 227.77 | 59.6
IGCC | 0 | 0 | 0 | 0 | 0 | 0
DemandResponse | 0 | 0 | 0 | 0 | 0 | 0
IGCC-CCS | 0 | 0 | 0 | 0 | 0 | 0
WT_off | 0 | 0 | 0 | 0 | 0 | 0
PseudoUnit | 0 | 0 | 0 | 0 | 0 | 0
FixedInterchange | 0 | 0 | 0 | 0 | 0 | 0
Total Costs by Reporting Type: PJM_ROR
ReportingType | 2015 | 2020 | 2025 | 2030 | 2035 | 2040
BM | 216.32 | 415.73 | 382.8 | 415.73 | 415.73 | 206
CC | 12064.05 | 20811.06 | 22008.22 | 24629.82 | 24273.44 | 22062.41
CSP | 0 | 0 | 0 | 0 | 0 | 0
CT | 2.85 | 2.89 | 3.19 | 3.36 | 0.97 | 1
Coal | 11949.93 | 3806.58 | 1175.9 | 771.43 | 771.43 | 771.43
Geo | 0 | 0 | 0 | 0 | 0 | 0
H | 26.17 | 207.89 | 207.89 | 207.89 | 207.89 | 207.89
LFG | 76.9 | 147.98 | 239.23 | 233.57 | 227.5 | 183.55
Nuc | 4607.58 | 4731.16 | 4718.65 | 4541.22 | 3528.56 | 5329.49
PS | 73.14 | 73.14 | 73.14 | 73.14 | 73.14 | 73.14
PV | 0.35 | 0.35 | 0.35 | 0.35 | 0.35 | 0.35
PeakG | 397.07 | 589.32 | 544.17 | 639.62 | 694.91 | 660.48
PeakO | 48.69 | 65.15 | 52.22 | 52.22 | 52.22 | 52.22
ST | 0 | 0 | 0 | 0 | 0 | 0
STOG | 124.75 | 180.38 | 27.64 | 0 | 0 | 0
STWD | 9.11 | 114.87 | 113.43 | 74.03 | 85.03 | 96.08
WT | 2217.8 | 2263.14 | 3841.31 | 9558 | 8449.96 | 8410
IGCC | 0 | 0 | 0 | 0 | 0 | 0
DemandResponse | 0 | 0 | 0 | 0 | 0 | 0
IGCC-CCS | 0 | 0 | 0 | 0 | 0 | 0
WT_off | 0 | 0 | 0 | 0 | 0 | 0
PseudoUnit | 0 | 0 | 0 | 0 | 0 | 0
FixedInterchange | 0 | 0 | 0 | 0 | 0 | 0
Total Costs by Reporting Type: SOCO
ReportingType | 2015 | 2020 | 2025 | 2030 | 2035 | 2040
BM | 29.34 | 32.7 | 41.23 | 56.71 | 56.71 | 56.71
CC | 10482.24 | 14085.38 | 15165.87 | 14527.33 | 13079.98 | 11150.96
CSP | 0 | 0 | 0 | 0 | 0 | 0
CT | 0 | 0 | 0 | 0 | 0 | 0
Coal | 2580.54 | 791.52 | 7.04 | 0 | 0 | 0
Geo | 0 | 0 | 0 | 0 | 0 | 0
H | 59.74 | 59.74 | 59.74 | 59.74 | 59.74 | 59.74
LFG | 4.47 | 4.47 | 37.19 | 37.19 | 37.19 | 37.19
Nuc | 1355.07 | 2993.98 | 3028.43 | 7166.94 | 8600.6 | 11787.75
PS | 39.76 | 39.76 | 39.76 | 39.76 | 39.76 | 39.76
PV | 0 | 0 | 0 | 0 | 0 | 0
PeakG | 242.38 | 382.93 | 334.57 | 111.84 | 84.31 | 82.12
PeakO | 0 | 0 | 0 | 0 | 0 | 0
ST | 0 | 0 | 0 | 0 | 0 | 0
STOG | 0 | 0 | 0 | 0 | 0 | 0
STWD | 43.96 | 65.76 | 60.8 | 360.06 | 269.96 | 287.28
WT | 0 | 0 | 0 | 0 | 0 | 0
IGCC | 0 | 0 | 0 | 0 | 0 | 0
DemandResponse | 0 | 0 | 0 | 0 | 0 | 0
IGCC-CCS | 0 | 0 | 0 | 0 | 0 | 0
WT_off | 0 | 0 | 0 | 0 | 0 | 0
PseudoUnit | 0 | 0 | 0 | 0 | 0 | 0
FixedInterchange | 0 | 0 | 0 | 0 | 0 | 0
Total Costs by Reporting Type: SPP_N
ReportingType | 2015 | 2020 | 2025 | 2030 | 2035 | 2040
BM | 0 | 0 | 0 | 0 | 0 | 0
CC | 938.15 | 2976.84 | 2603.74 | 2609.66 | 2513.24 | 2140.3
CSP | 0 | 0 | 0 | 0 | 0 | 0
CT | 0 | 0 | 0 | 0 | 0 | 0
Coal | 3541 | 1163.46 | 214.31 | 168.16 | 144.34 | 156.13
Geo | 0 | 0 | 0 | 0 | 0 | 0
H | 0.3 | 0.3 | 0.3 | 0.3 | 0.3 | 0.3
LFG | 0.85 | 0.85 | 30.03 | 30.03 | 30.03 | 30.03
Nuc | 256.73 | 266.63 | 271.39 | 1384.56 | 3780.04 | 3866.29
PS | 0 | 0 | 0 | 0 | 0 | 0
PV | 0 | 0 | 0 | 0 | 0 | 0
PeakG | 75.35 | 117.69 | 105.7 | 105.7 | 105.7 | 105.7
PeakO | 34.89 | 44.84 | 35.94 | 35.94 | 35.94 | 35.94
ST | 0 | 0 | 0 | 0 | 0 | 0
STOG | 85.29 | 91.47 | 80.3 | 100.99 | 87.59 | 78.89
STWD | 0 | 0 | 0 | 0 | 0 | 0
WT | 42.04 | 2339.47 | 2339.47 | 2339.47 | 2339.47 | 318.85
IGCC | 0 | 0 | 0 | 0 | 0 | 0
DemandResponse | 0 | 0 | 0 | 0 | 0 | 0
IGCC-CCS | 0 | 0 | 0 | 0 | 0 | 0
WT_off | 0 | 0 | 0 | 0 | 0 | 0
PseudoUnit | 0 | 0 | 0 | 0 | 0 | 0
FixedInterchange | 0 | 0 | 0 | 0 | 0 | 0
Total Costs by Reporting Type: SPP_S
ReportingType | 2015 | 2020 | 2025 | 2030 | 2035 | 2040
BM | 0 | 0 | 0 | 0 | 0 | 0
CC | 2746.18 | 4974.96 | 5274.53 | 5904.44 | 5921.89 | 5437.67
CSP | 0 | 0 | 0 | 0 | 0 | 0
CT | 39.81 | 61.7 | 61.7 | 61.7 | 28.49 | 4.77
Coal | 4958.22 | 869.12 | 347.14 | 302.46 | 302.46 | 302.46
Geo | 0 | 0 | 0 | 0 | 0 | 0
H | 30.03 | 30.03 | 30.03 | 30.03 | 30.03 | 30.03
LFG | 2.29 | 2.29 | 31.48 | 31.48 | 31.48 | 31.48
Nuc | 0.01 | 0.01 | 0.01 | 0.02 | 0.02 | 251.54
PS | 10.59 | 10.59 | 10.59 | 10.59 | 10.59 | 10.59
PV | 0 | 0 | 0 | 0 | 0 | 0
PeakG | 60.2 | 87.93 | 62.37 | 76.78 | 82.77 | 82.77
PeakO | 3.36 | 4.54 | 3.63 | 3.63 | 3.64 | 3.66
ST | 0 | 0 | 0 | 0 | 0 | 0
STOG | 444.89 | 359.53 | 343.2 | 394.63 | 372.46 | 368.17
STWD | 7.55 | 6.01 | 5.39 | 21.59 | 17.34 | 21.7
WT | 183.43 | 6570.59 | 6570.59 | 6570.59 | 6477.94 | 861.38
IGCC | 0 | 0 | 0 | 0 | 0 | 0
DemandResponse | 0 | 0 | 0 | 0 | 0 | 0
IGCC-CCS | 0 | 0 | 0 | 0 | 0 | 0
WT_off | 0 | 0 | 0 | 0 | 0 | 0
PseudoUnit | 0 | 0 | 0 | 0 | 0 | 0
FixedInterchange | 0 | 0 | 0 | 0 | 0 | 0
Total Costs by Reporting Type: TVA
ReportingType | 2015 | 2020 | 2025 | 2030 | 2035 | 2040
BM | 0 | 0 | 0 | 0 | 0 | 0
CC | 2844.28 | 5778.54 | 6269.7 | 7271.27 | 6950.13 | 6700.3
CSP | 0 | 0 | 0 | 0 | 0 | 0
CT | 0 | 0 | 0 | 0 | 0 | 0
Coal | 2751.5 | 1108.86 | 111.32 | 0 | 0 | 0
Geo | 0 | 0 | 0 | 0 | 0 | 0
H | 72.8 | 72.8 | 72.8 | 82.09 | 82.09 | 82.09
LFG | 1.57 | 1.57 | 33.99 | 33.99 | 33.99 | 33.99
Nuc | 2533.71 | 2590.04 | 2579.4 | 2590.89 | 5728.46 | 7092.23
PS | 41.38 | 41.38 | 41.38 | 41.38 | 41.38 | 41.38
PV | 0 | 0 | 0 | 0 | 0 | 0
PeakG | 99.24 | 153.37 | 140.99 | 140.99 | 140.99 | 135.48
PeakO | 1.87 | 2.54 | 1.92 | 2.49 | 2.49 | 0
ST | 0 | 0 | 0 | 0 | 0 | 0
STOG | 0 | 0 | 0 | 0 | 0 | 0
STWD | 0.32 | 0.36 | 0.33 | 2.54 | 2.54 | 3
WT | 0.99 | 0.99 | 0.99 | 0.99 | 0.99 | 0.99
IGCC | 0 | 0 | 0 | 0 | 0 | 0
DemandResponse | 0 | 0 | 0 | 0 | 0 | 0
IGCC-CCS | 0 | 0 | 0 | 0 | 0 | 0
WT_off | 0 | 0 | 0 | 0 | 0 | 0
PseudoUnit | 0 | 0 | 0 | 0 | 0 | 0
FixedInterchange | 0 | 0 | 0 | 0 | 0 | 0
Total Costs by Reporting Type: TVA_Transmission
ReportingType | 2015 | 2020 | 2025 | 2030 | 2035 | 2040
BM | 0 | 0 | 0 | 0 | 0 | 0
CC | 0 | 0 | 0 | 0 | 0 | 0
CSP | 0 | 0 | 0 | 0 | 0 | 0
CT | 0 | 0 | 0 | 0 | 0 | 0
Coal | 0 | 0 | 0 | 0 | 0 | 0
Geo | 0 | 0 | 0 | 0 | 0 | 0
H | 0 | 0 | 0 | 0 | 0 | 0
LFG | 0 | 0 | 0 | 0 | 0 | 0
Nuc | 0 | 0 | 0 | 0 | 0 | 0
PS | 0 | 0 | 0 | 0 | 0 | 0
PV | 0 | 0 | 0 | 0 | 0 | 0
PeakG | 0 | 0 | 0 | 0 | 0 | 0
PeakO | 0 | 0 | 0 | 0 | 0 | 0
ST | 0 | 0 | 0 | 0 | 0 | 0
STOG | 0 | 0 | 0 | 0 | 0 | 0
STWD | 0 | 0 | 0 | 0 | 0 | 0
WT | 0 | 0 | 0 | 0 | 0 | 0
IGCC | 0 | 0 | 0 | 0 | 0 | 0
DemandResponse | 0 | 0 | 0 | 0 | 0 | 0
IGCC-CCS | 0 | 0 | 0 | 0 | 0 | 0
WT_off | 0 | 0 | 0 | 0 | 0 | 0
PseudoUnit | 0 | 0 | 0 | 0 | 0 | 0
FixedInterchange | 0 | 0 | 0 | 0 | 0 | 0
Total Costs by Reporting Type: VACAR
ReportingType | 2015 | 2020 | 2025 | 2030 | 2035 | 2040
BM | 0.93 | 169.61 | 688.42 | 700.69 | 700.69 | 746.52
CC | 9466.15 | 9968.51 | 10356.98 | 10491.49 | 10601.37 | 5684.7
CSP | 0 | 0 | 0 | 0 | 0 | 0
CT | 73.03 | 73.88 | 82.34 | 0 | 0 | 0
Coal | 2051.92 | 1623.54 | 796.65 | 269.52 | 261.76 | 269.52
Geo | 0 | 0 | 0 | 0 | 0 | 0
H | 30.23 | 30.23 | 30.23 | 30.23 | 30.23 | 30.23
LFG | 7.71 | 40.25 | 40.25 | 40.25 | 40.18 | 20.68
Nuc | 2606.17 | 4424.34 | 4396.29 | 7709.41 | 9423.88 | 16851.8
PS | 62.1 | 62.1 | 62.1 | 62.1 | 62.1 | 62.1
PV | 0.24 | 44.91 | 45.63 | 45.88 | 45.88 | 4.36
PeakG | 153.34 | 235.55 | 197.61 | 247.88 | 243.87 | 198.88
PeakO | 36.13 | 46.34 | 37.33 | 38.01 | 0 | 0
ST | 0 | 0 | 0 | 0 | 0 | 0
STOG | 4.04 | 4.78 | 4.1 | 0 | 0 | 0
STWD | 173.41 | 175.67 | 173.58 | 173.58 | 134.8 | 173.58
WT | 0.22 | 838.93 | 838.93 | 838.93 | 838.73 | 98.34
IGCC | 0 | 0 | 0 | 0 | 0 | 0
DemandResponse | 0 | 0 | 0 | 0 | 0 | 0
IGCC-CCS | 0 | 0 | 0 | 0 | 0 | 0
WT_off | 0.59 | 0.59 | 0.59 | 0.59 | 0.05 | 0.05
PseudoUnit | 0 | 0 | 0 | 0 | 0 | 0
FixedInterchange | 0 | 0 | 0 | 0 | 0 | 0
Total Costs by Reporting Type: IESO
ReportingType | 2015 | 2020 | 2025 | 2030 | 2035 | 2040
BM | 177.6 | 177.79 | 177.6 | 178.55 | 178.55 | 192.19
CC | 462.96 | 201.74 | 199.5 | 203.71 | 204.76 | 46.57
CSP | 0 | 0 | 0 | 0 | 0 | 0
CT | 44.26 | 44.59 | 44.26 | 44.26 | 0 | 0
Coal | 0 | 0 | 0 | 0 | 0 | 0
Geo | 0 | 0 | 0 | 0 | 0 | 0
H | 123.83 | 123.83 | 123.83 | 151.61 | 226.24 | 226.24
LFG | 19.32 | 19.32 | 19.32 | 19.55 | 14.43 | 14.43
Nuc | 2990.3 | 2997.91 | 3038.61 | 3080.28 | 2836.57 | 3030.7
PS | 2.92 | 2.92 | 2.92 | 2.92 | 2.92 | 2.92
PV | 558.01 | 558.01 | 558.01 | 558.01 | 0.44 | 0.44
PeakG | 0 | 0 | 0 | 0 | 0 | 0
PeakO | 0 | 0 | 0 | 0 | 0 | 0
ST | 0 | 0 | 0 | 0 | 0 | 0
STOG | 0 | 0 | 0 | 0 | 0 | 0
STWD | 4.77 | 4.82 | 4.77 | 12.79 | 25.67 | 74.15
WT | 763.41 | 763.41 | 763.41 | 763.41 | 103.02 | 103.02
IGCC | 0 | 0 | 0 | 0 | 0 | 0
DemandResponse | 0 | 0 | 0 | 0 | 0 | 0
IGCC-CCS | 0 | 0 | 0 | 0 | 0 | 0
WT_off | 0 | 0 | 0 | 0 | 0 | 0
PseudoUnit | 0 | 0 | 0 | 0 | 0 | 0
FixedInterchange | 0 | 0 | 0 | 0 | 0 | 0
Total Costs by Reporting Type: MAPP_CA
ReportingType | 2015 | 2020 | 2025 | 2030 | 2035 | 2040
BM | 0 | 0 | 0 | 0 | 0 | 0
CC | 413.86 | 484.41 | 71.18 | 34.97 | 34.97 | 0
CSP | 0 | 0 | 0 | 0 | 0 | 0
CT | 0 | 0 | 0 | 0 | 0 | 0
Coal | 63.96 | 10.62 | 0 | 0 | 0 | 0
Geo | 0 | 0 | 0 | 0 | 0 | 0
H | 92.24 | 343.32 | 857.5 | 1703.56 | 1703.56 | 1703.56
LFG | 0 | 0 | 0 | 0 | 0 | 0
Nuc | 0.01 | 0.01 | 0.01 | 0.01 | 0.01 | 0.01
PS | 0 | 0 | 0 | 0 | 0 | 0
PV | 0 | 0 | 0 | 0 | 0 | 0
PeakG | 16.37 | 19.84 | 0 | 0 | 0 | 0
PeakO | 0.09 | 0.09 | 0 | 0 | 0 | 0
ST | 0 | 0 | 0 | 0 | 0 | 0
STOG | 5.86 | 5.67 | 0 | 0 | 0 | 0
STWD | 0 | 0 | 0 | 0 | 0 | 0
WT | 105.14 | 105.14 | 105.14 | 105.14 | 9.42 | 9.42
IGCC | 0 | 0 | 0 | 0 | 0 | 0
DemandResponse | 0 | 0 | 0 | 0 | 0 | 0
IGCC-CCS | 0 | 0 | 0 | 0 | 0 | 0
WT_off | 0 | 0 | 0 | 0 | 0 | 0
PseudoUnit | 0 | 0 | 0 | 0 | 0 | 0
FixedInterchange | 0 | 0 | 0 | 0 | 0 | 0
Total Costs by Reporting Type: AZ_NM_SNV_Coal
ReportingType | 2015 | 2020 | 2025 | 2030 | 2035 | 2040
BM | 0 | 0 | 0 | 0 | 0 | 0
CC | 0 | 0 | 0 | 0 | 0 | 0
CSP | 0 | 0 | 0 | 0 | 0 | 0
CT | 0 | 0 | 0 | 0 | 0 | 0
Coal | 3090.81 | 3141.11 | 971.65 | 0 | 0 | 0
Geo | 0 | 0 | 0 | 0 | 0 | 0
H | 0 | 0 | 0 | 0 | 0 | 0
LFG | 0 | 0 | 0 | 0 | 0 | 0
Nuc | 0 | 0 | 0 | 0 | 0 | 0
PS | 0 | 0 | 0 | 0 | 0 | 0
PV | 0 | 0 | 0 | 0 | 0 | 0
PeakG | 0 | 0 | 0 | 0 | 0 | 0
PeakO | 5.77 | 7.38 | 6 | 6 | 6 | 6
ST | 0 | 0 | 0 | 0 | 0 | 0
STOG | 0 | 0 | 0 | 0 | 0 | 0
STWD | 0 | 0 | 0 | 0 | 0 | 0
WT | 0 | 0 | 0 | 0 | 0 | 0
IGCC | 0 | 0 | 0 | 0 | 0 | 0
DemandResponse | 0 | 0 | 0 | 0 | 0 | 0
IGCC-CCS | 0 | 0 | 0 | 0 | 0 | 0
WT_off | 0 | 0 | 0 | 0 | 0 | 0
PseudoUnit | 0 | 0 | 0 | 0 | 0 | 0
FixedInterchange | 0 | 0 | 0 | 0 | 0 | 0
Total Costs by Reporting Type: AZ_NM_SNV_Gas
ReportingType | 2015 | 2020 | 2025 | 2030 | 2035 | 2040
BM | 0 | 0 | 0 | 0 | 0 | 0
CC | 4039.96 | 4134.68 | 6040.15 | 4940.68 | 4027.8 | 3689.53
CSP | 0 | 0 | 0 | 0 | 0 | 0
CT | 68.63 | 68.63 | 68.63 | 68.63 | 0 | 0
Coal | 0 | 0 | 0 | 0 | 0 | 0
Geo | 0 | 0 | 0 | 0 | 0 | 0
H | 0 | 0 | 0 | 0 | 0 | 0
LFG | 0 | 0 | 0 | 0 | 0 | 0
Nuc | 0 | 0 | 0 | 0 | 0 | 0
PS | 0 | 0 | 0 | 0 | 0 | 0
PV | 0 | 0 | 0 | 0 | 0 | 0
PeakG | 63.97 | 93.45 | 74.33 | 87.99 | 87.99 | 87.99
PeakO | 0 | 0 | 0 | 0 | 0 | 0
ST | 0 | 0 | 0 | 0 | 0 | 0
STOG | 0 | 0 | 0 | 0 | 0 | 0
STWD | 0 | 0 | 0 | 0 | 0 | 0
WT | 0 | 0 | 0 | 0 | 0 | 0
IGCC | 0 | 0 | 0 | 0 | 0 | 0
DemandResponse | 0 | 0 | 0 | 0 | 0 | 0
IGCC-CCS | 0 | 0 | 0 | 0 | 0 | 0
WT_off | 0 | 0 | 0 | 0 | 0 | 0
PseudoUnit | 0 | 0 | 0 | 0 | 0 | 0
FixedInterchange | 0 | 0 | 0 | 0 | 0 | 0
Total Costs by Reporting Type: AZ_NM_SNV_NucRenew
ReportingType | 2015 | 2020 | 2025 | 2030 | 2035 | 2040
BM | 0 | 0 | 0 | 0 | 0 | 0
CC | 0 | 0 | 0 | 0 | 0 | 0
CSP | 0 | 0 | 0 | 0 | 0 | 0
CT | 0 | 0 | 0 | 0 | 0 | 0
Coal | 0 | 0 | 0 | 0 | 0 | 0
Geo | 0 | 0 | 608.13 | 608.13 | 608.13 | 608.13
H | 44.6 | 44.6 | 44.6 | 44.6 | 44.6 | 44.6
LFG | 0.85 | 19.95 | 19.95 | 19.95 | 19.95 | 8.23
Nuc | 810.72 | 895.93 | 912.19 | 3513.04 | 6116.63 | 6758.72
PS | 5.13 | 5.13 | 5.13 | 5.13 | 5.13 | 5.13
PV | 37.26 | 37.26 | 37.26 | 37.26 | 2.38 | 2.38
PeakG | 0 | 0 | 0 | 0 | 0 | 0
PeakO | 0 | 0 | 0 | 0 | 0 | 0
ST | 119.29 | 291.78 | 373.96 | 315.39 | 276.11 | 132.16
STOG | 0 | 0 | 0 | 0 | 0 | 0
STWD | 12.81 | 13.02 | 12.82 | 12.82 | 12.82 | 12.82
WT | 31.87 | 2830.79 | 2836.49 | 2867.06 | 3007.87 | 540.25
IGCC | 0 | 0 | 0 | 0 | 0 | 0
DemandResponse | 0 | 0 | 0 | 0 | 0 | 0
IGCC-CCS | 0 | 0 | 0 | 0 | 0 | 0
WT_off | 0 | 0 | 0 | 0 | 0 | 0
PseudoUnit | 0 | 0 | 0 | 0 | 0 | 0
FixedInterchange | 0 | 0 | 0 | 0 | 0 | 0
Total Costs by Reporting Type: ERCOT
ReportingType | 2015 | 2020 | 2025 | 2030 | 2035 | 2040
BM | 73.54 | 76.49 | 76.66 | 148.83 | 148.83 | 148.83
CC | 15115.75 | 17764.14 | 16553.24 | 19888.99 | 17841.02 | 14226.32
CSP | 0 | 0 | 0 | 0 | 0 | 0
CT | 22.65 | 22.89 | 22.8 | 23.79 | 0 | 0
Coal | 2687.98 | 2204.22 | 691.47 | 628.49 | 614.98 | 623.98
Geo | 0 | 0 | 0 | 0 | 0 | 0
H | 8.05 | 8.05 | 8.05 | 8.05 | 8.05 | 8.05
LFG | 9.06 | 9.06 | 115.9 | 115.9 | 115.9 | 115.9
Nuc | 1007.36 | 1174.9 | 1203.03 | 1210.21 | 3765.08 | 6281.51
PS | 0 | 0 | 0 | 0 | 0 | 0
PV | 5.14 | 5.14 | 5.14 | 5.14 | 0.01 | 0.01
PeakG | 80.63 | 119.7 | 114.62 | 120.95 | 121.48 | 115.02
PeakO | 1.29 | 1.86 | 1.53 | 1.53 | 1.53 | 1.53
ST | 0 | 0 | 0 | 0 | 0 | 0
STOG | 570 | 752.57 | 375.9 | 386.43 | 139.48 | 0
STWD | 0 | 0 | 0 | 0 | 0 | 0
WT | 388.45 | 388.45 | 4593.33 | 4593.33 | 4520.63 | 4575.44
IGCC | 0 | 0 | 0 | 0 | 0 | 0
DemandResponse | 0 | 0 | 0 | 0 | 0 | 0
IGCC-CCS | 0 | 0 | 0 | 0 | 0 | 0
WT_off | 0 | 0 | 0 | 0 | 0 | 0
PseudoUnit | 0 | 0 | 0 | 0 | 0 | 0
FixedInterchange | 0 | 0 | 0 | 0 | 0 | 0
Total Costs by Reporting Type: NP15
ReportingType | 2015 | 2020 | 2025 | 2030 | 2035 | 2040
BM | 0 | 0 | 0 | 0 | 0 | 0
CC | 4635.83 | 4950.95 | 5445.98 | 4860.03 | 4232.36 | 2859.24
CSP | 0 | 0 | 0 | 0 | 0 | 0
CT | 19.28 | 19.28 | 19.28 | 19.28 | 1.42 | 1.42
Coal | 96 | 0 | 0 | 0 | 0 | 0
Geo | 100.91 | 100.91 | 374.88 | 374.88 | 374.88 | 374.88
H | 125.7 | 125.7 | 125.7 | 125.7 | 125.7 | 125.7
LFG | 10.26 | 204.81 | 204.81 | 204.81 | 204.81 | 79.02
Nuc | 495.59 | 560.5 | 540.7 | 2709.17 | 4096.7 | 7424.71
PS | 53.58 | 53.58 | 53.58 | 53.58 | 53.58 | 53.58
PV | 3.68 | 3.68 | 3.68 | 3.68 | 0.78 | 0.78
PeakG | 56.04 | 82.34 | 58.1 | 74.01 | 78.49 | 78.49
PeakO | 10.26 | 13.08 | 10.48 | 10.49 | 10.49 | 10.49
ST | 14.46 | 14.46 | 14.46 | 14.46 | 1.86 | 1.86
STOG | 108.38 | 127.38 | 111.82 | 61.12 | 60.98 | 60.98
STWD | 265.97 | 269.53 | 127.45 | 266.24 | 266.24 | 266.24
WT | 66.32 | 970.87 | 970.87 | 970.65 | 944.79 | 132.94
IGCC | 0 | 0 | 0 | 0 | 0 | 0
DemandResponse | 0 | 0 | 0 | 0 | 0 | 0
IGCC-CCS | 0 | 0 | 0 | 0 | 0 | 0
WT_off | 0 | 0 | 0 | 0 | 0 | 0
PseudoUnit | 0 | 0 | 0 | 0 | 0 | 0
FixedInterchange | 0 | 0 | 0 | 0 | 0 | 0
Total Costs by Reporting Type: NWPP_Coal
ReportingType | 2015 | 2020 | 2025 | 2030 | 2035 | 2040
BM | 0 | 0 | 0 | 0 | 0 | 0
CC | 0 | 0 | 0 | 0 | 0 | 0
CSP | 0 | 0 | 0 | 0 | 0 | 0
CT | 0 | 0 | 0 | 0 | 0 | 0
Coal | 2437.59 | 2286.71 | 183.42 | 146.39 | 75.96 | 78.07
Geo | 0 | 0 | 0 | 0 | 0 | 0
H | 0 | 0 | 0 | 0 | 0 | 0
LFG | 0 | 0 | 0 | 0 | 0 | 0
Nuc | 0 | 0 | 0 | 0 | 0 | 0
PS | 0 | 0 | 0 | 0 | 0 | 0
PV | 0 | 0 | 0 | 0 | 0 | 0
PeakG | 0 | 0 | 0 | 0 | 0 | 0
PeakO | 0 | 0 | 0 | 0 | 0 | 0
ST | 0 | 0 | 0 | 0 | 0 | 0
STOG | 0 | 0 | 0 | 0 | 0 | 0
STWD | 0 | 0 | 0 | 0 | 0 | 0
WT | 0 | 0 | 0 | 0 | 0 | 0
IGCC | 0 | 0 | 0 | 0 | 0 | 0
DemandResponse | 0 | 0 | 0 | 0 | 0 | 0
IGCC-CCS | 0 | 0 | 0 | 0 | 0 | 0
WT_off | 0 | 0 | 0 | 0 | 0 | 0
PseudoUnit | 0 | 0 | 0 | 0 | 0 | 0
FixedInterchange | 0 | 0 | 0 | 0 | 0 | 0
Total Costs by Reporting Type: NWPP_Gas
ReportingType | 2015 | 2020 | 2025 | 2030 | 2035 | 2040
BM | 0 | 0 | 0 | 0 | 0 | 0
CC | 2896.07 | 4742.08 | 5057.94 | 4611.33 | 1743.16 | 1585.24
CSP | 0 | 0 | 0 | 0 | 0 | 0
CT | 14.02 | 14.02 | 14.02 | 14.02 | 0 | 0
Coal | 0 | 0 | 0 | 0 | 0 | 0
Geo | 0 | 0 | 0 | 0 | 0 | 0
H | 0 | 0 | 0 | 0 | 0 | 0
LFG | 0 | 0 | 0 | 0 | 0 | 0
Nuc | 0 | 0 | 0 | 0 | 0 | 0
PS | 0 | 0 | 0 | 0 | 0 | 0
PV | 0 | 0 | 0 | 0 | 0 | 0
PeakG | 0 | 0 | 0 | 0 | 0 | 0
PeakO | 0 | 0 | 0 | 0 | 0 | 0
ST | 0 | 0 | 0 | 0 | 0 | 0
STOG | 0 | 0 | 0 | 0 | 0 | 0
STWD | 0 | 0 | 0 | 0 | 0 | 0
WT | 0 | 0 | 0 | 0 | 0 | 0
IGCC | 0 | 0 | 0 | 0 | 0 | 0
DemandResponse | 0 | 0 | 0 | 0 | 0 | 0
IGCC-CCS | 0 | 0 | 0 | 0 | 0 | 0
WT_off | 0 | 0 | 0 | 0 | 0 | 0
PseudoUnit | 0 | 0 | 0 | 0 | 0 | 0
FixedInterchange | 0 | 0 | 0 | 0 | 0 | 0
Total Costs by Reporting Type: NWPP_NucRenew
ReportingType | 2015 | 2020 | 2025 | 2030 | 2035 | 2040
BM | 17.16 | 22 | 35.02 | 35.02 | 35.02 | 35.02
CC | 0 | 0 | 0 | 0 | 0 | 0
CSP | 0 | 0 | 0 | 0 | 0 | 0
CT | 0 | 0 | 0 | 0 | 0 | 0
Coal | 0 | 0 | 0 | 0 | 0 | 0
Geo | 67.62 | 67.62 | 249.83 | 249.83 | 224.95 | 224.95
H | 480.54 | 480.54 | 480.54 | 480.54 | 480.54 | 480.54
LFG | 20.56 | 20.56 | 96.02 | 96.02 | 91 | 91
Nuc | 256.71 | 258.17 | 262.7 | 3809.76 | 6579.58 | 9216.42
PS | 6.12 | 6.12 | 6.12 | 6.12 | 6.12 | 6.12
PV | 0.04 | 0.04 | 0.04 | 0.04 | 0.04 | 0.04
PeakG | 0 | 0 | 0 | 0 | 0 | 0
PeakO | 0 | 0 | 0 | 0 | 0 | 0
ST | 0 | 0 | 0 | 0 | 0 | 0
STOG | 0 | 0 | 0 | 0 | 0 | 0
STWD | 17.98 | 22.5 | 329.12 | 329.12 | 329.12 | 329.12
WT | 467.97 | 467.97 | 467.97 | 467.97 | 229.12 | 229.12
IGCC | 0 | 0 | 0 | 0 | 0 | 0
DemandResponse | 0 | 0 | 0 | 0 | 0 | 0
IGCC-CCS | 0 | 0 | 0 | 0 | 0 | 0
WT_off | 0 | 0 | 0 | 0 | 0 | 0
PseudoUnit | 0 | 0 | 0 | 0 | 0 | 0
FixedInterchange | 0 | 0 | 0 | 0 | 0 | 0
Total Costs by Reporting Type: RMPA
ReportingType | 2015 | 2020 | 2025 | 2030 | 2035 | 2040
BM | 0 | 0 | 0 | 0 | 0 | 0
CC | 731.98 | 990.86 | 1365.28 | 1237.37 | 1239.99 | 1220.99
CSP | 0 | 0 | 0 | 0 | 0 | 0
CT | 16.21 | 16.21 | 16.21 | 16.21 | 0 | 0
Coal | 2899.65 | 2621.21 | 797.34 | 524.08 | 326.45 | 338.64
Geo | 0 | 273.62 | 1091.93 | 1091.93 | 1091.93 | 921.11
H | 13.99 | 13.99 | 13.99 | 13.99 | 13.99 | 13.99
LFG | 1.17 | 10.26 | 10.26 | 10.26 | 9.99 | 4.42
Nuc | 0.01 | 0.01 | 0.01 | 1425.95 | 1496.36 | 1677.85
PS | 13.37 | 13.37 | 13.37 | 13.37 | 13.37 | 13.37
PV | 0.68 | 0.68 | 0.68 | 0.68 | 0.31 | 0.31
PeakG | 48.87 | 72.26 | 51.39 | 61.6 | 69.81 | 69.81
PeakO | 0 | 0 | 0 | 0 | 0 | 0
ST | 1.26 | 145.57 | 145.57 | 147.57 | 146.5 | 25.72
STOG | 0 | 0 | 0 | 0 | 0 | 0
STWD | 0 | 0 | 0 | 0 | 0 | 0
WT | 240.35 | 1102.12 | 1102.12 | 1226.94 | 1054.28 | 323.71
IGCC | 0 | 0 | 0 | 0 | 0 | 0
DemandResponse | 0 | 0 | 0 | 0 | 0 | 0
IGCC-CCS | 0 | 0 | 0 | 0 | 0 | 0
WT_off | 0 | 0 | 0 | 0 | 0 | 0
PseudoUnit | 0 | 0 | 0 | 0 | 0 | 0
FixedInterchange | 0 | 0 | 0 | 0 | 0 | 0
Total Costs by Reporting Type: SP15
ReportingType | 2015 | 2020 | 2025 | 2030 | 2035 | 2040
BM | 6.8 | 6.8 | 6.8 | 6.8 | 6.8 | 6.8
CC | 5837.29 | 6664.4 | 8392.49 | 8708.7 | 7943 | 6763.38
CSP | 0 | 0 | 0 | 0 | 0 | 0
CT | 0 | 0 | 0 | 0 | 0 | 0
Coal | 82.24 | 55.13 | 2.92 | 0 | 0 | 0
Geo | 104.52 | 713.94 | 713.94 | 699.68 | 699.68 | 328.75
H | 16.57 | 16.57 | 16.57 | 16.57 | 16.57 | 16.57
LFG | 29.05 | 219.63 | 219.63 | 219.4 | 217.54 | 94.59
Nuc | 508.22 | 539.82 | 519.92 | 522.86 | 522.86 | 718.86
PS | 34.19 | 34.19 | 34.19 | 34.19 | 34.19 | 34.19
PV | 3.49 | 3.49 | 3.49 | 3.49 | 1.87 | 1.87
PeakG | 76.73 | 111.44 | 93.22 | 103.59 | 103.59 | 103.59
PeakO | 1.47 | 1.91 | 1.53 | 1.53 | 1.53 | 1.53
ST | 220.08 | 220.08 | 220.08 | 220.08 | 28.69 | 28.69
STOG | 283.67 | 308.78 | 267.69 | 255.2 | 256.44 | 265.62
STWD | 68.43 | 69.39 | 51.37 | 68.5 | 68.5 | 68.5
WT | 264.36 | 281.19 | 2046.08 | 4059.37 | 3866.11 | 3850.97
IGCC | 0 | 0 | 0 | 0 | 0 | 0
DemandResponse | 0 | 0 | 0 | 0 | 0 | 0
IGCC-CCS | 0 | 0 | 0 | 0 | 0 | 0
WT_off | 0 | 0 | 0 | 0 | 0 | 0
PseudoUnit | 0 | 0 | 0 | 0 | 0 | 0
FixedInterchange | 0 | 0 | 0 | 0 | 0 | 0
Total Costs by Reporting Type: ALB
ReportingType | 2015 | 2020 | 2025 | 2030 | 2035 | 2040
BM | 0 | 0 | 0 | 0 | 0 | 0
CC | 888.26 | 1088.96 | 1343.98 | 0 | 0 | 0
CSP | 0 | 0 | 0 | 0 | 0 | 0
CT | 18.05 | 18.05 | 18.05 | 18.05 | 0.64 | 0.64
Coal | 2152.26 | 2681.66 | 3751.6 | 162.31 | 162.31 | 162.31
Geo | 0 | 0 | 0 | 0 | 0 | 0
H | 12.99 | 12.99 | 12.99 | 12.99 | 12.99 | 12.99
LFG | 1.21 | 1.21 | 1.21 | 1.21 | 1.21 | 1.21
Nuc | 0.01 | 0.01 | 0.04 | 6572.44 | 6588.4 | 6885.22
PS | 0 | 0 | 0 | 0 | 0 | 0
PV | 0 | 0 | 0 | 0 | 0 | 0
PeakG | 16.5 | 16.5 | 16.5 | 16.5 | 23.24 | 23.24
PeakO | 0 | 0 | 0 | 0 | 0 | 0
ST | 0 | 0 | 0 | 0 | 0 | 0
STOG | 0 | 0 | 0 | 0 | 0 | 0
STWD | 5.58 | 59 | 93.47 | 93.47 | 93.47 | 93.47
WT | 25.5 | 25.5 | 25.5 | 25.5 | 22.96 | 22.96
IGCC | 0 | 0 | 0 | 0 | 0 | 0
DemandResponse | 0 | 0 | 0 | 0 | 0 | 0
IGCC-CCS | 0 | 0 | 0 | 0 | 0 | 0
WT_off | 0 | 0 | 0 | 0 | 0 | 0
PseudoUnit | 0 | 0 | 0 | 0 | 0 | 0
FixedInterchange | 0 | 0 | 0 | 0 | 0 | 0
Total Costs by Reporting Type: BC
ReportingType | 2015 | 2020 | 2025 | 2030 | 2035 | 2040
BM | 0 | 0 | 0 | 0 | 0 | 0
CC | 255.31 | 295.26 | 352.65 | 322.97 | 95.38 | 1.47
CSP | 0 | 0 | 0 | 0 | 0 | 0
CT | 0 | 0 | 0 | 0 | 0 | 0
Coal | 0 | 0 | 0 | 0 | 0 | 0
Geo | 0 | 0 | 0 | 0 | 0 | 0
H | 173.22 | 173.22 | 173.22 | 173.22 | 173.22 | 173.22
LFG | 2.9 | 2.9 | 2.9 | 2.9 | 2.9 | 2.9
Nuc | 0.01 | 0.01 | 0.03 | 473.19 | 524.2 | 568.99
PS | 0 | 0 | 0 | 0 | 0 | 0
PV | 0 | 0 | 0 | 0 | 0 | 0
PeakG | 0 | 0 | 0 | 0 | 0 | 0
PeakO | 0 | 0 | 0 | 0 | 0 | 0
ST | 0 | 0 | 0 | 0 | 0 | 0
STOG | 0 | 0 | 0 | 0 | 0 | 0
STWD | 16.34 | 169.38 | 296.27 | 296.27 | 296.27 | 296.27
WT | 48.22 | 48.22 | 48.22 | 48.22 | 7.54 | 7.54
IGCC | 0 | 0 | 0 | 0 | 0 | 0
DemandResponse | 0 | 0 | 0 | 0 | 0 | 0
IGCC-CCS | 0 | 0 | 0 | 0 | 0 | 0
WT_off | 0 | 0 | 0 | 0 | 0 | 0
PseudoUnit | 0 | 0 | 0 | 0 | 0 | 0
FixedInterchange | 0 | 0 | 0 | 0 | 0 | 0
Total Costs by Reporting Type: HQ_IESO
ReportingType | 2015 | 2020 | 2025 | 2030 | 2035 | 2040
BM | 0 | 0 | 0 | 0 | 0 | 0
CC | 0 | 0 | 0 | 0 | 0 | 0
CSP | 0 | 0 | 0 | 0 | 0 | 0
CT | 0 | 0 | 0 | 0 | 0 | 0
Coal | 0 | 0 | 0 | 0 | 0 | 0
Geo | 0 | 0 | 0 | 0 | 0 | 0
H | 0 | 0 | 0 | 0 | 0 | 0
LFG | 0 | 0 | 0 | 0 | 0 | 0
Nuc | 0.01 | 0.01 | 0.01 | 0.01 | 0.01 | 0.01
PS | 0 | 0 | 0 | 0 | 0 | 0
PV | 0 | 0 | 0 | 0 | 0 | 0
PeakG | 0 | 0 | 0 | 0 | 0 | 0
PeakO | 0 | 0 | 0 | 0 | 0 | 0
ST | 0 | 0 | 0 | 0 | 0 | 0
STOG | 0 | 0 | 0 | 0 | 0 | 0
STWD | 0 | 0 | 0 | 0 | 0 | 0
WT | 0 | 0 | 0 | 0 | 0 | 0
IGCC | 0 | 0 | 0 | 0 | 0 | 0
DemandResponse | 0 | 0 | 0 | 0 | 0 | 0
IGCC-CCS | 0 | 0 | 0 | 0 | 0 | 0
WT_off | 0 | 0 | 0 | 0 | 0 | 0
PseudoUnit | 0 | 0 | 0 | 34.04 | 34.04 | 34.04
FixedInterchange | 0 | 0 | 0 | 0 | 0 | 0
Total Costs by Reporting Type: HQ_NEISO
ReportingType | 2015 | 2020 | 2025 | 2030 | 2035 | 2040
BM | 0 | 0 | 0 | 0 | 0 | 0
CC | 0 | 0 | 0 | 0 | 0 | 0
CSP | 0 | 0 | 0 | 0 | 0 | 0
CT | 0 | 0 | 0 | 0 | 0 | 0
Coal | 0 | 0 | 0 | 0 | 0 | 0
Geo | 0 | 0 | 0 | 0 | 0 | 0
H | 0 | 0 | 0 | 0 | 0 | 0
LFG | 0 | 0 | 0 | 0 | 0 | 0
Nuc | 0.01 | 0.01 | 0.01 | 0.01 | 0.01 | 0.01
PS | 0 | 0 | 0 | 0 | 0 | 0
PV | 0 | 0 | 0 | 0 | 0 | 0
PeakG | 0 | 0 | 0 | 0 | 0 | 0
PeakO | 0 | 0 | 0 | 0 | 0 | 0
ST | 0 | 0 | 0 | 0 | 0 | 0
STOG | 0 | 0 | 0 | 0 | 0 | 0
STWD | 0 | 0 | 0 | 0 | 0 | 0
WT | 0 | 0 | 0 | 0 | 0 | 0
IGCC | 0 | 0 | 0 | 0 | 0 | 0
DemandResponse | 0 | 0 | 0 | 0 | 0 | 0
IGCC-CCS | 0 | 0 | 0 | 0 | 0 | 0
WT_off | 0 | 0 | 0 | 0 | 0 | 0
PseudoUnit | 0 | 0 | 0 | 558.98 | 558.98 | 558.98
FixedInterchange | 0 | 0 | 0 | 0 | 0 | 0
Total Costs by Reporting Type: HQ_NY
ReportingType | 2015 | 2020 | 2025 | 2030 | 2035 | 2040
BM | 0 | 0 | 0 | 0 | 0 | 0
CC | 0 | 0 | 0 | 0 | 0 | 0
CSP | 0 | 0 | 0 | 0 | 0 | 0
CT | 0 | 0 | 0 | 0 | 0 | 0
Coal | 0 | 0 | 0 | 0 | 0 | 0
Geo | 0 | 0 | 0 | 0 | 0 | 0
H | 0 | 0 | 0 | 0 | 0 | 0
LFG | 0 | 0 | 0 | 0 | 0 | 0
Nuc | 0.01 | 0.01 | 0.01 | 0.01 | 0.01 | 0.02
PS | 0 | 0 | 0 | 0 | 0 | 0
PV | 0 | 0 | 0 | 0 | 0 | 0
PeakG | 0 | 0 | 0 | 0 | 0 | 0
PeakO | 0 | 0 | 0 | 0 | 0 | 0
ST | 0 | 0 | 0 | 0 | 0 | 0
STOG | 0 | 0 | 0 | 0 | 0 | 0
STWD | 0 | 0 | 0 | 0 | 0 | 0
WT | 0 | 0 | 0 | 0 | 0 | 0
IGCC | 0 | 0 | 0 | 0 | 0 | 0
DemandResponse | 0 | 0 | 0 | 0 | 0 | 0
IGCC-CCS | 0 | 0 | 0 | 0 | 0 | 0
WT_off | 0 | 0 | 0 | 0 | 0 | 0
PseudoUnit | 0 | 0 | 961.64 | 961.64 | 961.64 | 961.64
FixedInterchange | 0 | 0 | 0 | 0 | 0 | 0
Total Costs by Reporting Type: MARITIMES
ReportingType | 2015 | 2020 | 2025 | 2030 | 2035 | 2040
BM | 0 | 0 | 0 | 0 | 0 | 0
CC | 0 | 0 | 0 | 0 | 0 | 0
CSP | 0 | 0 | 0 | 0 | 0 | 0
CT | 0 | 0 | 0 | 0 | 0 | 0
Coal | 0 | 0 | 0 | 0 | 0 | 0
Geo | 0 | 0 | 0 | 0 | 0 | 0
H | 0 | 0 | 0 | 0 | 0 | 0
LFG | 0 | 0 | 0 | 0 | 0 | 0
Nuc | 0.01 | 0.01 | 0.01 | 0.01 | 0.01 | 0.01
PS | 0 | 0 | 0 | 0 | 0 | 0
PV | 0 | 0 | 0 | 0 | 0 | 0
PeakG | 0 | 0 | 0 | 0 | 0 | 0
PeakO | 0 | 0 | 0 | 0 | 0 | 0
ST | 0 | 0 | 0 | 0 | 0 | 0
STOG | 0 | 0 | 0 | 0 | 0 | 0
STWD | 0 | 0 | 0 | 0 | 0 | 0
WT | 0 | 0 | 0 | 0 | 0 | 0
IGCC | 0 | 0 | 0 | 0 | 0 | 0
DemandResponse | 0 | 0 | 0 | 0 | 0 | 0
IGCC-CCS | 0 | 0 | 0 | 0 | 0 | 0
WT_off | 0 | 0 | 0 | 0 | 0 | 0
PseudoUnit | 0 | 0 | 0 | 189.29 | 189.29 | 189.29
FixedInterchange | 0 | 0 | 0 | 0 | 0 | 0
Total Costs by Reporting Type: All
ReportingType | 2015 | 2020 | 2025 | 2030 | 2035 | 2040
BM | 829.58 | 1174.69 | 1608.61 | 1836.45 | 1875.07 | 1724.81
CC | 112215.19 | 162702.66 | 168555.42 | 170923.55 | 168265.16 | 154098.47
CSP | 0 | 0 | 0 | 0 | 0 | 0
CT | 645.44 | 696.24 | 745.29 | 681.71 | 113.07 | 309.12
Coal | 67943.05 | 29178.59 | 11403.67 | 5234.18 | 4693.3 | 4588.94
Geo | 277 | 1160.04 | 3042.66 | 3028.4 | 3003.52 | 2461.77
H | 1511 | 1944.16 | 3044.36 | 3928.52 | 4003.15 | 4003.15
LFG | 541.97 | 1196.28 | 1884.88 | 2112.98 | 2080.23 | 1663.57
Nuc | 27257.77 | 31446.65 | 33103.8 | 68743.03 | 84180.96 | 118789.67
PS | 517.25 | 517.25 | 517.25 | 517.25 | 517.25 | 517.25
PV | 639.15 | 1398.18 | 1703.1 | 1762.19 | 1135.39 | 432.74
PeakG | 2313.48 | 3518.39 | 2943.11 | 3021.48 | 3095.19 | 3000.93
PeakO | 537.15 | 704.79 | 565.46 | 499.51 | 461.52 | 458.69
ST | 355.08 | 671.89 | 754.07 | 697.5 | 453.17 | 188.43
STOG | 2437.53 | 2819.22 | 1693.85 | 1638.14 | 1374.68 | 1203.9
STWD | 1147.56 | 1307.12 | 1551.28 | 2163.55 | 2212.77 | 2371.44
WT | 8135.22 | 25712.25 | 44937.2 | 53857.89 | 48855.22 | 34217.07
IGCC | 464.41 | 403.71 | 276.41 | 261.53 | 261.53 | 261.53
DemandResponse | 0 | 0 | 0 | 0 | 0 | 0
IGCC-CCS | 0 | 0 | 0 | 0 | 0 | 0
WT_off | 308.81 | 308.81 | 907.86 | 907.86 | 609.81 | 609.81
PseudoUnit | 0 | 0 | 961.64 | 1743.96 | 1743.96 | 1743.96
FixedInterchange | 0 | 0 | 0 | 0 | 0 | 0
Total Costs by Reporting Type: EI_US
ReportingType | 2015 | 2020 | 2025 | 2030 | 2035 | 2040
BM | 554.48 | 891.61 | 1312.53 | 1467.25 | 1505.87 | 1341.98
CC | 76937.92 | 121385.18 | 123733.04 | 126114.79 | 130902.72 | 123705.72
CSP | 0 | 0 | 0 | 0 | 0 | 0
CT | 442.33 | 492.56 | 542.04 | 477.46 | 111.01 | 307.06
Coal | 54432.55 | 16177.92 | 5005.26 | 3772.91 | 3513.59 | 3385.94
Geo | 3.95 | 3.95 | 3.95 | 3.95 | 3.95 | 3.95
H | 419.29 | 601.36 | 1187.39 | 1197.7 | 1197.7 | 1197.7
LFG | 447.6 | 688.59 | 1194.87 | 1422.97 | 1402.5 | 1251.88
Nuc | 21188.81 | 25019.36 | 26626.56 | 45426.09 | 51654.56 | 76226.66
PS | 401.94 | 401.94 | 401.94 | 401.94 | 401.94 | 401.94
PV | 30.85 | 789.87 | 1094.79 | 1153.89 | 1129.55 | 426.9
PeakG | 1954.36 | 3002.87 | 2534.94 | 2556.84 | 2610.6 | 2522.79
PeakO | 518.27 | 680.47 | 545.93 | 479.97 | 441.97 | 439.14
ST | 0 | 0 | 0 | 0 | 0 | 0
STOG | 1469.62 | 1624.83 | 938.44 | 935.39 | 917.78 | 877.31
STWD | 755.69 | 699.49 | 636.02 | 1084.33 | 1120.68 | 1230.86
WT | 5733.61 | 18728.58 | 31978.06 | 38730.27 | 35089.5 | 24421.69
IGCC | 464.41 | 403.71 | 276.41 | 261.53 | 261.53 | 261.53
DemandResponse | 0 | 0 | 0 | 0 | 0 | 0
IGCC-CCS | 0 | 0 | 0 | 0 | 0 | 0
WT_off | 308.81 | 308.81 | 907.86 | 907.86 | 609.81 | 609.81
PseudoUnit | 0 | 0 | 961.64 | 1709.91 | 1709.91 | 1709.91
FixedInterchange | 0 | 0 | 0 | 0 | 0 | 0
Total Costs by Reporting Type: EI_Canada
ReportingType | 2015 | 2020 | 2025 | 2030 | 2035 | 2040
BM | 177.6 | 177.79 | 177.6 | 178.55 | 178.55 | 192.19
CC | 876.82 | 686.15 | 270.68 | 238.67 | 239.73 | 46.57
CSP | 0 | 0 | 0 | 0 | 0 | 0
CT | 44.26 | 44.59 | 44.26 | 44.26 | 0 | 0
Coal | 63.96 | 10.62 | 0 | 0 | 0 | 0
Geo | 0 | 0 | 0 | 0 | 0 | 0
H | 216.06 | 467.15 | 981.32 | 1855.17 | 1929.8 | 1929.8
LFG | 19.32 | 19.32 | 19.32 | 19.55 | 14.43 | 14.43
Nuc | 2990.32 | 2997.94 | 3038.63 | 3080.31 | 2836.59 | 3030.72
PS | 2.92 | 2.92 | 2.92 | 2.92 | 2.92 | 2.92
PV | 558.01 | 558.01 | 558.01 | 558.01 | 0.44 | 0.44
PeakG | 16.37 | 19.84 | 0 | 0 | 0 | 0
PeakO | 0.09 | 0.09 | 0 | 0 | 0 | 0
ST | 0 | 0 | 0 | 0 | 0 | 0
STOG | 5.86 | 5.67 | 0 | 0 | 0 | 0
STWD | 4.77 | 4.82 | 4.77 | 12.79 | 25.67 | 74.15
WT | 868.55 | 868.55 | 868.55 | 868.55 | 112.43 | 112.43
IGCC | 0 | 0 | 0 | 0 | 0 | 0
DemandResponse | 0 | 0 | 0 | 0 | 0 | 0
IGCC-CCS | 0 | 0 | 0 | 0 | 0 | 0
WT_off | 0 | 0 | 0 | 0 | 0 | 0
PseudoUnit | 0 | 0 | 0 | 34.04 | 34.04 | 34.04
FixedInterchange | 0 | 0 | 0 | 0 | 0 | 0
Total Costs by Reporting Type: EI
ReportingType | 2015 | 2020 | 2025 | 2030 | 2035 | 2040
BM | 732.08 | 1069.4 | 1490.13 | 1645.8 | 1684.42 | 1534.17
CC | 77814.73 | 122071.33 | 124003.72 | 126353.47 | 131142.45 | 123752.3
CSP | 0 | 0 | 0 | 0 | 0 | 0
CT | 486.59 | 537.15 | 586.3 | 521.72 | 111.01 | 307.06
Coal | 54496.52 | 16188.55 | 5005.26 | 3772.91 | 3513.59 | 3385.94
Geo | 3.95 | 3.95 | 3.95 | 3.95 | 3.95 | 3.95
H | 635.35 | 1068.51 | 2168.71 | 3052.87 | 3127.5 | 3127.5
LFG | 466.92 | 707.9 | 1214.19 | 1442.52 | 1416.93 | 1266.31
Nuc | 24179.13 | 28017.3 | 29665.19 | 48506.4 | 54491.15 | 79257.38
PS | 404.86 | 404.86 | 404.86 | 404.86 | 404.86 | 404.86
PV | 588.85 | 1347.88 | 1652.8 | 1711.89 | 1129.99 | 427.34
PeakG | 1970.73 | 3022.71 | 2534.94 | 2556.84 | 2610.6 | 2522.79
PeakO | 518.36 | 680.56 | 545.93 | 479.97 | 441.97 | 439.14
ST | 0 | 0 | 0 | 0 | 0 | 0
STOG | 1475.47 | 1630.5 | 938.44 | 935.39 | 917.78 | 877.31
STWD | 760.46 | 704.31 | 640.79 | 1097.12 | 1146.34 | 1305.01
WT | 6602.17 | 19597.13 | 32846.61 | 39598.83 | 35201.93 | 24534.12
IGCC | 464.41 | 403.71 | 276.41 | 261.53 | 261.53 | 261.53
DemandResponse | 0 | 0 | 0 | 0 | 0 | 0
IGCC-CCS | 0 | 0 | 0 | 0 | 0 | 0
WT_off | 308.81 | 308.81 | 907.86 | 907.86 | 609.81 | 609.81
PseudoUnit | 0 | 0 | 961.64 | 1743.96 | 1743.96 | 1743.96
FixedInterchange | 0 | 0 | 0 | 0 | 0 | 0
Total Costs by Reporting Type: Outside_EI
ReportingType | 2015 | 2020 | 2025 | 2030 | 2035 | 2040
BM | 97.5 | 105.29 | 118.47 | 190.65 | 190.65 | 190.65
CC | 34400.46 | 40631.33 | 44551.7 | 44570.08 | 37122.71 | 30346.18
CSP | 0 | 0 | 0 | 0 | 0 | 0
CT | 158.85 | 159.09 | 159 | 159.99 | 2.06 | 2.06
Coal | 13446.54 | 12990.04 | 6398.41 | 1461.26 | 1179.7 | 1203
Geo | 273.05 | 1156.08 | 3038.71 | 3024.45 | 2999.57 | 2457.82
H | 875.65 | 875.65 | 875.65 | 875.65 | 875.65 | 875.65
LFG | 75.05 | 488.37 | 670.68 | 670.45 | 663.29 | 397.26
Nuc | 3078.63 | 3429.35 | 3438.61 | 20236.63 | 29689.8 | 39532.29
PS | 112.39 | 112.39 | 112.39 | 112.39 | 112.39 | 112.39
PV | 50.3 | 50.3 | 50.3 | 50.3 | 5.4 | 5.4
PeakG | 342.75 | 495.68 | 408.17 | 464.63 | 484.6 | 478.14
PeakO | 18.79 | 24.23 | 19.54 | 19.54 | 19.54 | 19.54
ST | 355.08 | 671.89 | 754.07 | 697.5 | 453.17 | 188.43
STOG | 962.06 | 1188.72 | 755.41 | 702.75 | 456.9 | 326.6
STWD | 387.1 | 602.8 | 910.49 | 1066.43 | 1066.43 | 1066.43
WT | 1533.05 | 6115.11 | 12090.59 | 14259.06 | 13653.29 | 9682.94
IGCC | 0 | 0 | 0 | 0 | 0 | 0
DemandResponse | 0 | 0 | 0 | 0 | 0 | 0
IGCC-CCS | 0 | 0 | 0 | 0 | 0 | 0
WT_off | 0 | 0 | 0 | 0 | 0 | 0
PseudoUnit | 0 | 0 | 0 | 0 | 0 | 0
FixedInterchange | 0 | 0 | 0 | 0 | 0 | 0
#15 A | RPS Generation Compliance Payments ($)
RPS Program | 2015 | 2020 | 2025 | 2030 | 2035 | 2040
NEISO | 2.16 | 0 | 0 | 0 | 0 | 0
CA | 1658.41 | 0 | 0 | 0 | 0 | 0
NWPP | 0 | 0 | 0 | 0 | 0 | 0
PJM | 0 | 267.89 | 0 | 0 | 0 | 0
US | 0 | 0 | 0 | 0 | 0 | 0
PJM_Solar | 361.86 | 0 | 0 | 0 | 0 | 0
MA_Solar | 160.47 | 2.19 | 0 | 0 | 0 | 0
NH_Solar | 10.81 | 0.14 | 0 | 0 | 0 | 0
MRETS_Solar | 0 | 0 | 0 | 0 | 0 | 0
AZNMSNV | 211.66 | 0 | 0 | 0 | 0 | 0
AZNMSNV_Solar | 52.24 | 0 | 0 | 0 | 0 | 0
MRETS | 0 | 0 | 0 | 0 | 0 | 0
MI | 37.21 | 0 | 0 | 0 | 0 | 0
Ohio | 0 | 0 | 0 | 0 | 0 | 0
Ohio_Solar | 52.28 | 0 | 0 | 0 | 0 | 0
MOKSOKNE | 162.16 | 0 | 0 | 0 | 0 | 0
MO_Solar | 28.72 | 0 | 0 | 0 | 0 | 0
NC | 785.41 | 0 | 0 | 0 | 0 | 0
NC_Solar | 26.33 | 0 | 0 | 0 | 0 | 0
CO | 21.39 | 0 | 0 | 0 | 0 | 0
CO_Solar | 183.92 | 0 | 0 | 0 | 0 | 0
NY | 0 | 0 | 0 | 0 | 0 | 0
TX | 0 | 0 | 0 | 0 | 0 | 0
#15 B | RPS Capacity Compliance Payments ($)
RPS Program | 2015 | 2020 | 2025 | 2030 | 2035 | 2040
NEISO | 0 | 0 | 0 | 0 | 0 | 0
CA | 0 | 0 | 0 | 0 | 0 | 0
NWPP | 0 | 0 | 0 | 0 | 0 | 0
PJM | 0 | 0 | 0 | 0 | 0 | 0
US | 0 | 0 | 0 | 0 | 0 | 0
PJM_Solar | 0 | 0 | 0 | 0 | 0 | 0
MA_Solar | 0 | 0 | 0 | 0 | 0 | 0
NH_Solar | 0 | 0 | 0 | 0 | 0 | 0
MRETS_Solar | 0 | 0 | 0 | 0 | 0 | 0
AZNMSNV | 0 | 0 | 0 | 0 | 0 | 0
AZNMSNV_Solar | 0 | 0 | 0 | 0 | 0 | 0
MRETS | 0 | 0 | 0 | 0 | 0 | 0
MI | 0 | 0 | 0 | 0 | 0 | 0
Ohio | 0 | 0 | 0 | 0 | 0 | 0
Ohio_Solar | 0 | 0 | 0 | 0 | 0 | 0
MOKSOKNE | 0 | 0 | 0 | 0 | 0 | 0
MO_Solar | 0 | 0 | 0 | 0 | 0 | 0
NC | 0 | 0 | 0 | 0 | 0 | 0
NC_Solar | 0 | 0 | 0 | 0 | 0 | 0
CO | 0 | 0 | 0 | 0 | 0 | 0
CO_Solar | 0 | 0 | 0 | 0 | 0 | 0
NY | 0 | 0 | 0 | 0 | 0 | 0
TX | 0 | 0 | 0 | 0 | 0 | 0
#16a | Transmission Costs ($million) [excludes shadow cost]
Transmission Costs: Entergy
Cost | 2015 | 2020 | 2025 | 2030 | 2035 | 2040
a. Wheel Share | 5 | 27.72 | 36.67 | 42.03 | 42.71 | 17.55
b. Friction Share | 8.33 | 33.4 | 40.43 | 43.09 | 43.12 | 22.64
Transmission Costs: FRCC
Cost | 2015 | 2020 | 2025 | 2030 | 2035 | 2040
a. Wheel Share | 1.81 | 2.48 | 1.75 | 0.23 | 0.97 | 2.71
b. Friction Share | 1.81 | 2.48 | 1.75 | 0.23 | 1.59 | 2.94
Transmission Costs: MAPP_US
Cost | 2015 | 2020 | 2025 | 2030 | 2035 | 2040
a. Wheel Share | 2.32 | 26.74 | 58.59 | 58.75 | 59.42 | 59.53
b. Friction Share | 1.84 | 19.89 | 43.4 | 43.6 | 44.13 | 44.21
Transmission Costs: MISO_IN
Cost | 2015 | 2020 | 2025 | 2030 | 2035 | 2040
a. Wheel Share | 1.52 | 3.04 | 22.88 | 9.46 | 7.15 | 3.34
b. Friction Share | 1.23 | 9.65 | 21.38 | 11.22 | 9.82 | 7.11
Transmission Costs: MISO_MI
Cost | 2015 | 2020 | 2025 | 2030 | 2035 | 2040
a. Wheel Share | 16.12 | 15.74 | 16.12 | 16.12 | 15.11 | 9.34
b. Friction Share | 41.44 | 49.57 | 48.81 | 45.72 | 40.62 | 27.51
Transmission Costs: MISO_MO-IL
Cost | 2015 | 2020 | 2025 | 2030 | 2035 | 2040
a. Wheel Share | 0.66 | 12 | 31.63 | 27.77 | 27.77 | 6.25
b. Friction Share | 2.89 | 12.26 | 25.88 | 21.46 | 23.54 | 10.16
Transmission Costs: MISO_W
Cost | 2015 | 2020 | 2025 | 2030 | 2035 | 2040
a. Wheel Share | 2.35 | 26.9 | 23.27 | 43.44 | 30.44 | 30.29
b. Friction Share | 5.61 | 29.65 | 25.54 | 40.51 | 30.6 | 29.79
Transmission Costs: MISO_WUMS
Cost | 2015 | 2020 | 2025 | 2030 | 2035 | 2040
a. Wheel Share | 0 | 0 | 0 | 0 | 0 | 0
b. Friction Share | 6.86 | 12.87 | 12.07 | 8.62 | 8.08 | 8.27
Transmission Costs: Nebraska
Cost | 2015 | 2020 | 2025 | 2030 | 2035 | 2040
a. Wheel Share | 2.16 | 7.98 | 36.16 | 35.62 | 32.19 | 34.82
b. Friction Share | 2.2 | 9.68 | 29.12 | 28.7 | 25.45 | 27.25
Transmission Costs: NEISO
Cost | 2015 | 2020 | 2025 | 2030 | 2035 | 2040
a. Wheel Share | 0 | 0 | 0 | 0 | 0 | 0
b. Friction Share | 3.24 | 4.07 | 5.85 | 15.37 | 9.26 | 7.67
Transmission Costs: NonRTO_Midwest
Cost | 2015 | 2020 | 2025 | 2030 | 2035 | 2040
a. Wheel Share | 1.62 | 3.59 | 23.15 | 9.52 | 7.4 | 3.73
b. Friction Share | 1.05 | 2.73 | 14.17 | 5.75 | 4.65 | 2.5
Transmission Costs: NYISO_A-F
Cost | 2015 | 2020 | 2025 | 2030 | 2035 | 2040
a. Wheel Share | 17.02 | 17.06 | 17.6 | 24.98 | 21.25 | 14.28
b. Friction Share | 39.58 | 40.07 | 41.68 | 45.66 | 43.26 | 29.79
Transmission Costs: NYISO_G-I
Cost | 2015 | 2020 | 2025 | 2030 | 2035 | 2040
a. Wheel Share | 1.77 | 1.78 | 2.75 | 6 | 2.51 | 3.67
b. Friction Share | 2.48 | 2.54 | 2.88 | 8.81 | 4.75 | 3.88
Transmission Costs: NYISO_J-K
Cost | 2015 | 2020 | 2025 | 2030 | 2035 | 2040
a. Wheel Share | 0.16 | 0.17 | 0.33 | 0.42 | 0.31 | 0.76
b. Friction Share | 1.86 | 2.34 | 3.45 | 8.83 | 5.33 | 6.05
Transmission Costs: PJM_E
Cost | 2015 | 2020 | 2025 | 2030 | 2035 | 2040
a. Wheel Share | 1.93 | 1.94 | 3.08 | 6.43 | 2.82 | 4.43
b. Friction Share | 1.19 | 1.22 | 1.93 | 3.91 | 1.78 | 2.88
Transmission Costs: PJM_ROM
Cost | 2015 | 2020 | 2025 | 2030 | 2035 | 2040
a. Wheel Share | 2 | 1.96 | 2.5 | 10.23 | 6.19 | 3.83
b. Friction Share | 1.61 | 1.57 | 1.88 | 6.55 | 4.02 | 2.62
Transmission Costs: PJM_ROR
Cost | 2015 | 2020 | 2025 | 2030 | 2035 | 2040
a. Wheel Share | 12.26 | 9.36 | 36.15 | 31.62 | 13.98 | 4.58
b. Friction Share | 24.53 | 47.27 | 75.96 | 60.5 | 41.11 | 31.97
Transmission Costs: SOCO
Cost | 2015 | 2020 | 2025 | 2030 | 2035 | 2040
a. Wheel Share | 8.51 | 9.28 | 11.88 | 6.01 | 8.26 | 5.11
b. Friction Share | 13.28 | 14 | 16.11 | 12.87 | 16.12 | 7.51
Transmission Costs: SPP_N
Cost | 2015 | 2020 | 2025 | 2030 | 2035 | 2040
a. Wheel Share | 0.71 | 14.32 | 15.94 | 36.67 | 20.07 | 17.75
b. Friction Share | 0.93 | 21.57 | 21.81 | 38.8 | 25.36 | 19.96
Transmission Costs: SPP_S
Cost | 2015 | 2020 | 2025 | 2030 | 2035 | 2040
a. Wheel Share | 1.21 | 8.94 | 7.44 | 8.17 | 8.15 | 5.69
b. Friction Share | 2.13 | 13.49 | 11.29 | 12.41 | 12.4 | 8.75
Transmission Costs: TVA
Cost | 2015 | 2020 | 2025 | 2030 | 2035 | 2040
a. Wheel Share | 1.01 | 1.68 | 1.91 | 0.26 | 0.47 | 0.46
b. Friction Share | 1.29 | 2.11 | 2.44 | 0.38 | 0.61 | 0.58
Transmission Costs: TVA_Transmission
Cost | 2015 | 2020 | 2025 | 2030 | 2035 | 2040
a. Wheel Share | 6.25 | 5.09 | 26.64 | 15.05 | 5.29 | 2.13
b. Friction Share | 6.14 | 4.85 | 22.23 | 13.19 | 4.33 | 2.32
Transmission Costs: VACAR
Cost | 2015 | 2020 | 2025 | 2030 | 2035 | 2040
a. Wheel Share | 7.93 | 9.23 | 30.76 | 26.97 | 18.67 | 4.81
b. Friction Share | 9.35 | 11.34 | 31.3 | 33.59 | 25.7 | 6.72
Transmission Costs: IESO
Cost | 2015 | 2020 | 2025 | 2030 | 2035 | 2040
a. Wheel Share | 34.58 | 34.35 | 34.73 | 32.9 | 31.19 | 20.75
b. Friction Share | 86.47 | 85.88 | 86.84 | 81.83 | 77.46 | 50.72
Transmission Costs: MAPP_CA
Cost | 2015 | 2020 | 2025 | 2030 | 2035 | 2040
a. Wheel Share | 2.32 | 3.43 | 3.95 | 2.04 | 1.95 | 1.84
b. Friction Share | 5.8 | 6.64 | 7.04 | 2.85 | 1.52 | 1.38
Transmission Costs: AZ_NM_SNV_Coal
Cost | 2015 | 2020 | 2025 | 2030 | 2035 | 2040
a. Wheel Share | 20.95 | 20.57 | 22.84 | 5.56 | 6.29 | 6.23
b. Friction Share | 35.46 | 34.95 | 38.97 | 10.16 | 11.43 | 11.34
Transmission Costs: AZ_NM_SNV_Gas
Cost | 2015 | 2020 | 2025 | 2030 | 2035 | 2040
a. Wheel Share | 4.83 | 6.12 | 2.52 | 3.4 | 8.17 | 9.02
b. Friction Share | 8.4 | 10.48 | 4.65 | 5.94 | 13.81 | 15.2
Transmission Costs: AZ_NM_SNV_NucRenew
Cost | 2015 | 2020 | 2025 | 2030 | 2035 | 2040
a. Wheel Share | 16.22 | 18.28 | 15.08 | 16.02 | 28.45 | 32.46
b. Friction Share | 27.23 | 30.84 | 25.61 | 27.33 | 48.17 | 54.89
Transmission Costs: ERCOT
Cost | 2015 | 2020 | 2025 | 2030 | 2035 | 2040
a. Wheel Share | 0.43 | 4.28 | 2.4 | 2.38 | 2.52 | 2.13
b. Friction Share | 0.72 | 6.42 | 3.63 | 3.57 | 3.84 | 3.27
Transmission Costs: NP15
Cost | 2015 | 2020 | 2025 | 2030 | 2035 | 2040
a. Wheel Share | 1.75 | 0.97 | 5.57 | 0.63 | 0.35 | 0.11
b. Friction Share | 3.01 | 1.73 | 9.37 | 1.14 | 0.69 | 0.37
Transmission Costs: NWPP_Coal
Cost | 2015 | 2020 | 2025 | 2030 | 2035 | 2040
a. Wheel Share | 31 | 29.39 | 33.76 | 12.3 | 11.59 | 14.99
b. Friction Share | 52.92 | 50.34 | 57.68 | 22.03 | 20.84 | 26.65
Transmission Costs: NWPP_Gas
Cost | 2015 | 2020 | 2025 | 2030 | 2035 | 2040
a. Wheel Share | 0 | 0 | 0 | 0 | 0 | 0
b. Friction Share | 0.28 | 0.39 | 0.39 | 0.28 | 0.11 | 0.09
Transmission Costs: NWPP_NucRenew
Cost | 2015 | 2020 | 2025 | 2030 | 2035 | 2040
a. Wheel Share | 0 | 0 | 0 | 0 | 0 | 0
b. Friction Share | 0.96 | 0.96 | 1.02 | 1.24 | 1.42 | 1.58
Transmission Costs: RMPA
Cost | 2015 | 2020 | 2025 | 2030 | 2035 | 2040
a. Wheel Share | 1.15 | 8.47 | 9.19 | 11.27 | 9.93 | 8.33
b. Friction Share | 1.84 | 11.45 | 10.21 | 13.9 | 11.85 | 9.28
Transmission Costs: SP15
Cost | 2015 | 2020 | 2025 | 2030 | 2035 | 2040
a. Wheel Share | 69.24 | 64.85 | 27.51 | 22.56 | 39.1 | 47.69
b. Friction Share | 115.49 | 108.19 | 45.94 | 37.7 | 65.26 | 79.68
Transmission Costs: ALB
Cost | 2015 | 2020 | 2025 | 2030 | 2035 | 2040
a. Wheel Share | 3.73 | 2.17 | 2.02 | 3.82 | 3.2 | 3.51
b. Friction Share | 6.22 | 3.62 | 3.37 | 6.37 | 5.34 | 5.86
Transmission Costs: BC
Cost | 2015 | 2020 | 2025 | 2030 | 2035 | 2040
a. Wheel Share | 3.77 | 2.28 | 2.47 | 3.99 | 3.34 | 4.15
b. Friction Share | 6.28 | 3.81 | 4.12 | 6.65 | 5.57 | 6.92
Transmission Costs: HQ_IESO
Cost | 2015 | 2020 | 2025 | 2030 | 2035 | 2040
a. Wheel Share | 0 | 0 | 0 | 0 | 0 | 0
b. Friction Share | 0.01 | 0.01 | 0.01 | 0.02 | 0.02 | 0.02
Transmission Costs: HQ_NEISO
Cost | 2015 | 2020 | 2025 | 2030 | 2035 | 2040
a. Wheel Share | 0 | 0 | 0 | 0 | 0 | 0
b. Friction Share | 0.11 | 0.11 | 0.11 | 0.16 | 0.16 | 0.16
Transmission Costs: HQ_NY
Cost | 2015 | 2020 | 2025 | 2030 | 2035 | 2040
a. Wheel Share | 0 | 0 | 0 | 0 | 0 | 0
b. Friction Share | 0.03 | 0.03 | 0.12 | 0.12 | 0.12 | 0.12
Transmission Costs: MARITIMES
Cost | 2015 | 2020 | 2025 | 2030 | 2035 | 2040
a. Wheel Share | 0 | 0 | 0 | 0 | 0 | 0
b. Friction Share | 0.05 | 0.05 | 0.05 | 0.07 | 0.07 | 0.07
Transmission Costs: All
Cost | 2015 | 2020 | 2025 | 2030 | 2035 | 2040
a. Wheel Share | 284.31 | 402.16 | 569.23 | 532.61 | 477.21 | 386.3
b. Friction Share | 532.16 | 704.56 | 800.49 | 731.1 | 693.26 | 580.66
Transmission Costs: EI_US
Cost | 2015 | 2020 | 2025 | 2030 | 2035 | 2040
a. Wheel Share | 94.32 | 207 | 407.19 | 415.75 | 331.13 | 235.07
b. Friction Share | 181.06 | 348.82 | 501.64 | 510.1 | 425.96 | 313.42
Transmission Costs: EI_Canada
Cost | 2015 | 2020 | 2025 | 2030 | 2035 | 2040
a. Wheel Share | 36.9 | 37.77 | 38.68 | 34.94 | 33.14 | 22.59
b. Friction Share | 92.29 | 92.54 | 93.89 | 84.69 | 78.99 | 52.12
Transmission Costs: EI
Cost | 2015 | 2020 | 2025 | 2030 | 2035 | 2040
a. Wheel Share | 131.22 | 244.77 | 445.86 | 450.69 | 364.27 | 257.66
b. Friction Share | 273.35 | 441.36 | 595.53 | 594.79 | 504.95 | 365.55
Transmission Costs: Outside_EI
Cost | 2015 | 2020 | 2025 | 2030 | 2035 | 2040
a. Wheel Share | 153.09 | 157.39 | 123.37 | 81.92 | 112.94 | 128.64
b. Friction Share | 258.81 | 263.2 | 204.96 | 136.31 | 188.31 | 215.11

## Capacity
#1 | New Build Capacity (MW)
New Build Capacity by Reporting Type: Entergy
ReportingType | 2015 | 2020 | 2025 | 2030 | 2035 | 2040
BM | 0 | 0 | 0 | 0 | 0 | 0
CC | 3683.99 | 4464.1 | 0 | 0 | 0 | 0
CSP | 0 | 0 | 0 | 0 | 0 | 0
CT | 0 | 0 | 0 | 0 | 0 | 0
Coal | 720 | 0 | 0 | 0 | 0 | 0
Geo | 0 | 0 | 0 | 0 | 0 | 0
H | 0 | 0 | 0 | 0 | 0 | 0
LFG | 0 | 0 | 107.4 | 0 | 0 | 0
Nuc | 170 | 0 | 0 | 0 | 0 | 5131.47
PS | 0 | 0 | 0 | 0 | 0 | 0
PV | 0.29 | 61.53 | 29.38 | 0 | 0 | 1.39
PeakG | 0 | 0 | 0 | 0 | 0 | 0
PeakO | 0 | 0 | 0 | 0 | 0 | 0
ST | 0 | 0 | 0 | 0 | 0 | 0
STOG | 0 | 0 | 0 | 0 | 0 | 0
STWD | 0 | 0 | 0 | 0 | 0 | 0
WT | 0 | 0 | 0 | 0 | 0 | 0
IGCC | 0 | 0 | 0 | 0 | 0 | 0
DemandResponse | 0 | 0 | 0 | 0 | 0 | 0
IGCC-CCS | 0 | 0 | 0 | 0 | 0 | 0
WT_off | 0 | 0 | 0 | 0 | 0 | 0
PseudoUnit | 0 | 0 | 0 | 0 | 0 | 0
FixedInterchange | 0 | 0 | 0 | 0 | 0 | 0
New Build Capacity by Reporting Type: FRCC
ReportingType | 2015 | 2020 | 2025 | 2030 | 2035 | 2040
BM | 0 | 0 | 0 | 0 | 0 | 0
CC | 12730.79 | 626.02 | 0 | 0 | 0 | 0
CSP | 0 | 0 | 0 | 0 | 0 | 0
CT | 2480 | 0 | 0 | 0 | 0 | 0
Coal | 0 | 0 | 0 | 0 | 0 | 0
Geo | 0 | 0 | 0 | 0 | 0 | 0
H | 0 | 0 | 0 | 0 | 0 | 0
LFG | 0 | 0 | 198 | 0 | 0 | 0
Nuc | 229.33 | 0 | 2310 | 13102.8 | 1678.84 | 5588.53
PS | 0 | 0 | 0 | 0 | 0 | 0
PV | 0 | 0 | 0 | 0 | 0 | 0
PeakG | 0 | 0 | 0 | 0 | 0 | 0
PeakO | 0 | 0 | 0 | 0 | 0 | 0
ST | 0 | 0 | 0 | 0 | 0 | 0
STOG | 0 | 0 | 0 | 0 | 0 | 0
STWD | 0 | 0 | 0 | 0 | 0 | 0
WT | 0 | 0 | 0 | 0 | 0 | 0
IGCC | 0 | 0 | 0 | 0 | 0 | 0
DemandResponse | 0 | 0 | 0 | 0 | 0 | 0
IGCC-CCS | 0 | 0 | 0 | 0 | 0 | 0
WT_off | 0 | 0 | 0 | 0 | 0 | 0
PseudoUnit | 0 | 0 | 0 | 0 | 0 | 0
FixedInterchange | 0 | 0 | 0 | 0 | 0 | 0
New Build Capacity by Reporting Type: MAPP_US
ReportingType | 2015 | 2020 | 2025 | 2030 | 2035 | 2040
BM | 0 | 0 | 0 | 0 | 0 | 0
CC | 0 | 0 | 0 | 0 | 0 | 0
CSP | 0 | 0 | 0 | 0 | 0 | 0
CT | 308.3 | 0 | 0 | 100.12 | 34.97 | 0
Coal | 0 | 0 | 0 | 0 | 0 | 0
Geo | 0 | 0 | 0 | 0 | 0 | 0
H | 0 | 0 | 0 | 0 | 0 | 0
LFG | 0 | 0 | 0 | 71.67 | 0 | 0
Nuc | 0 | 0 | 0 | 0 | 0 | 0
PS | 0 | 0 | 0 | 0 | 0 | 0
PV | 0 | 0 | 0 | 0 | 0 | 0
PeakG | 0 | 0 | 0 | 0 | 0 | 0
PeakO | 0 | 0 | 0 | 0 | 0 | 0
ST | 0 | 0 | 0 | 0 | 0 | 0
STOG | 0 | 0 | 0 | 0 | 0 | 0
STWD | 0 | 0 | 0 | 0 | 0 | 0
WT | 421.3 | 6130.58 | 5550.42 | 0 | 0 | 206.73
IGCC | 0 | 0 | 0 | 0 | 0 | 0
DemandResponse | 0 | 0 | 0 | 0 | 0 | 0
IGCC-CCS | 0 | 0 | 0 | 0 | 0 | 0
WT_off | 0 | 0 | 0 | 0 | 0 | 0
PseudoUnit | 0 | 0 | 0 | 0 | 0 | 0
FixedInterchange | 0 | 0 | 0 | 0 | 0 | 0
New Build Capacity by Reporting Type: MISO_IN
ReportingType | 2015 | 2020 | 2025 | 2030 | 2035 | 2040
BM | 0 | 0 | 0 | 0 | 0 | 0
CC | 2362.21 | 20833.64 | 1760.72 | 115.89 | 0 | 0
CSP | 0 | 0 | 0 | 0 | 0 | 0
CT | 0 | 0 | 0 | 0 | 0 | 0
Coal | 0 | 0 | 0 | 0 | 0 | 0
Geo | 0 | 0 | 0 | 0 | 0 | 0
H | 0 | 0 | 0 | 0 | 0 | 0
LFG | 0 | 0 | 80.12 | 0 | 0 | 0
Nuc | 0 | 0 | 0 | 0 | 0 | 0
PS | 0 | 0 | 0 | 0 | 0 | 0
PV | 0 | 225.83 | 111 | 4.12 | 0 | 0
PeakG | 0 | 0 | 0 | 0 | 0 | 0
PeakO | 0 | 0 | 0 | 0 | 0 | 0
ST | 0 | 0 | 0 | 0 | 0 | 0
STOG | 0 | 0 | 0 | 0 | 0 | 0
STWD | 0 | 0 | 0 | 0 | 0 | 0
WT | 0 | 0 | 0 | 0 | 0 | 0
IGCC | 618 | 0 | 0 | 0 | 0 | 0
DemandResponse | 0 | 0 | 0 | 0 | 0 | 0
IGCC-CCS | 0 | 0 | 0 | 0 | 0 | 0
WT_off | 0 | 0 | 0 | 0 | 0 | 0
PseudoUnit | 0 | 0 | 0 | 0 | 0 | 0
FixedInterchange | 0 | 0 | 0 | 0 | 0 | 0
New Build Capacity by Reporting Type: MISO_MI
ReportingType | 2015 | 2020 | 2025 | 2030 | 2035 | 2040
BM | 0 | 0 | 0 | 0 | 0 | 0
CC | 1780.05 | 1090.16 | 49.25 | 0 | 0 | 0
CSP | 0 | 0 | 0 | 0 | 0 | 0
CT | 0 | 0 | 0 | 0 | 0 | 0
Coal | 0 | 0 | 0 | 0 | 0 | 0
Geo | 0 | 0 | 0 | 0 | 0 | 0
H | 0 | 0 | 0 | 0 | 0 | 0
LFG | 0 | 14.67 | 145.58 | 0 | 0 | 0
Nuc | 0 | 0 | 0 | 0 | 0 | 654.2
PS | 0 | 0 | 0 | 0 | 0 | 0
PV | 0 | 0 | 0 | 0 | 0 | 0
PeakG | 0 | 0 | 0 | 0 | 0 | 0
PeakO | 0 | 0 | 0 | 0 | 0 | 0
ST | 0 | 0 | 0 | 0 | 0 | 0
STOG | 0 | 0 | 0 | 0 | 0 | 0
STWD | 0 | 0 | 0 | 0 | 0 | 0
WT | 2000 | 220.08 | 0 | 0 | 0 | 0
IGCC | 0 | 0 | 0 | 0 | 0 | 0
DemandResponse | 0 | 0 | 0 | 0 | 0 | 0
IGCC-CCS | 0 | 0 | 0 | 0 | 0 | 0
WT_off | 0 | 0 | 0 | 0 | 0 | 0
PseudoUnit | 0 | 0 | 0 | 0 | 0 | 0
FixedInterchange | 0 | 0 | 0 | 0 | 0 | 0
New Build Capacity by Reporting Type: MISO_MO-IL
ReportingType | 2015 | 2020 | 2025 | 2030 | 2035 | 2040
BM | 0 | 0 | 0 | 0 | 0 | 0
CC | 0 | 3329.16 | 0 | 0 | 0 | 0
CSP | 0 | 0 | 0 | 0 | 0 | 0
CT | 0 | 0 | 0 | 0 | 0 | 0
Coal | 1790 | 0 | 0 | 0 | 0 | 0
Geo | 0 | 0 | 0 | 0 | 0 | 0
H | 0 | 0 | 280 | 0 | 0 | 0
LFG | 0 | 0 | 152.84 | 70.49 | 0 | 0
Nuc | 0 | 0 | 0 | 0 | 0 | 0
PS | 0 | 0 | 0 | 0 | 0 | 0
PV | 0 | 0 | 0 | 0 | 0 | 0
PeakG | 0 | 0 | 0 | 0 | 0 | 0
PeakO | 0 | 0 | 0 | 0 | 0 | 0
ST | 0 | 0 | 0 | 0 | 0 | 0
STOG | 0 | 0 | 0 | 0 | 0 | 0
STWD | 0 | 0 | 0 | 0 | 0 | 0
WT | 300 | 0 | 5202.85 | 0 | 0 | 397.15
IGCC | 0 | 0 | 0 | 0 | 0 | 0
DemandResponse | 0 | 0 | 0 | 0 | 0 | 0
IGCC-CCS | 0 | 0 | 0 | 0 | 0 | 0
WT_off | 0 | 0 | 0 | 0 | 0 | 0
PseudoUnit | 0 | 0 | 0 | 0 | 0 | 0
FixedInterchange | 0 | 0 | 0 | 0 | 0 | 0
New Build Capacity by Reporting Type: MISO_W
ReportingType | 2015 | 2020 | 2025 | 2030 | 2035 | 2040
BM | 0 | 0 | 0 | 0 | 0 | 0
CC | 0 | 34.38 | 0 | 0 | 0 | 0
CSP | 0 | 0 | 0 | 0 | 0 | 0
CT | 0 | 0 | 0 | 0 | 0 | 0
Coal | 0 | 0 | 0 | 0 | 0 | 0
Geo | 0 | 0 | 0 | 0 | 0 | 0
H | 0 | 0 | 0 | 0 | 0 | 0
LFG | 0 | 0 | 0 | 71.67 | 0 | 0
Nuc | 94.33 | 0 | 0 | 0 | 0 | 0
PS | 0 | 0 | 0 | 0 | 0 | 0
PV | 0 | 0 | 0 | 0 | 0 | 0
PeakG | 0 | 0 | 0 | 0 | 0 | 0
PeakO | 0 | 0 | 0 | 0 | 0 | 0
ST | 0 | 0 | 0 | 0 | 0 | 0
STOG | 0 | 0 | 0 | 0 | 0 | 0
STWD | 0 | 0 | 0 | 0 | 0 | 0
WT | 2800.5 | 0 | 36772.04 | 0 | 0 | 1734.12
IGCC | 0 | 0 | 0 | 0 | 0 | 0
DemandResponse | 0 | 0 | 0 | 0 | 0 | 0
IGCC-CCS | 0 | 0 | 0 | 0 | 0 | 0
WT_off | 0 | 0 | 0 | 0 | 0 | 0
PseudoUnit | 0 | 0 | 0 | 0 | 0 | 0
FixedInterchange | 0 | 0 | 0 | 0 | 0 | 0
New Build Capacity by Reporting Type: MISO_WUMS
ReportingType | 2015 | 2020 | 2025 | 2030 | 2035 | 2040
BM | 0 | 0 | 0 | 0 | 0 | 0
CC | 6397.57 | 2546.18 | 0 | 423.42 | 0 | 0
CSP | 0 | 0 | 0 | 0 | 0 | 0
CT | 0 | 0 | 0 | 609.76 | 0 | 2154.92
Coal | 615 | 0 | 0 | 0 | 0 | 0
Geo | 0 | 0 | 0 | 0 | 0 | 0
H | 0 | 1 | 0 | 0 | 0 | 0
LFG | 0 | 0 | 0 | 223.33 | 0 | 0
Nuc | 235 | 0 | 0 | 0 | 0 | 650.08
PS | 0 | 0 | 0 | 0 | 0 | 0
PV | 0 | 0 | 0 | 0 | 0 | 0
PeakG | 0 | 0 | 0 | 0 | 0 | 0
PeakO | 0 | 0 | 0 | 0 | 0 | 0
ST | 0 | 0 | 0 | 0 | 0 | 0
STOG | 0 | 0 | 0 | 0 | 0 | 0
STWD | 0 | 0 | 0 | 0 | 0 | 0
WT | 968.9 | 0 | 0 | 0 | 0 | 0
IGCC | 0 | 0 | 0 | 0 | 0 | 0
DemandResponse | 0 | 0 | 0 | 0 | 0 | 0
IGCC-CCS | 0 | 0 | 0 | 0 | 0 | 0
WT_off | 0 | 0 | 0 | 0 | 0 | 0
PseudoUnit | 0 | 0 | 0 | 0 | 0 | 0
FixedInterchange | 0 | 0 | 0 | 0 | 0 | 0
New Build Capacity by Reporting Type: Nebraska
ReportingType | 2015 | 2020 | 2025 | 2030 | 2035 | 2040
BM | 0 | 0 | 0 | 0 | 0 | 0
CC | 226.35 | 777.23 | 0 | 0 | 0 | 0
CSP | 0 | 0 | 0 | 0 | 0 | 0
CT | 0 | 0 | 0 | 0 | 0 | 0
Coal | 232.1 | 0 | 0 | 0 | 0 | 0
Geo | 0 | 0 | 0 | 0 | 0 | 0
H | 0 | 0 | 0 | 0 | 0 | 0
LFG | 0 | 0 | 71.67 | 0 | 0 | 0
Nuc | 0 | 0 | 0 | 0 | 0 | 0
PS | 0 | 0 | 0 | 0 | 0 | 0
PV | 0 | 0 | 0 | 0 | 0 | 0
PeakG | 0 | 0 | 0 | 0 | 0 | 0
PeakO | 0 | 0 | 0 | 0 | 0 | 0
ST | 0 | 0 | 0 | 0 | 0 | 0
STOG | 0 | 0 | 0 | 0 | 0 | 0
STWD | 0 | 0 | 0 | 0 | 0 | 0
WT | 202 | 3924.31 | 0 | 0 | 68.78 | 964.82
IGCC | 0 | 0 | 0 | 0 | 0 | 0
DemandResponse | 0 | 0 | 0 | 0 | 0 | 0
IGCC-CCS | 0 | 0 | 0 | 0 | 0 | 0
WT_off | 0 | 0 | 0 | 0 | 0 | 0
PseudoUnit | 0 | 0 | 0 | 0 | 0 | 0
FixedInterchange | 0 | 0 | 0 | 0 | 0 | 0
New Build Capacity by Reporting Type: NEISO
ReportingType | 2015 | 2020 | 2025 | 2030 | 2035 | 2040
BM | 252.2 | 0 | 0 | 0 | 0 | 0
CC | 2049.5 | 0 | 0 | 0 | 0 | 0
CSP | 0 | 0 | 0 | 0 | 0 | 0
CT | 334 | 0 | 0 | 0 | 0 | 0
Coal | 0 | 0 | 0 | 0 | 0 | 0
Geo | 0 | 0 | 0 | 0 | 0 | 0
H | 0 | 0 | 0 | 3 | 0 | 0
LFG | 49.26 | 0 | 0 | 69.74 | 0 | 0
Nuc | 0 | 0 | 0 | 0 | 0 | 0
PS | 0 | 0 | 0 | 0 | 0 | 0
PV | 0 | 288.34 | 0 | 0 | 0 | 0
PeakG | 0 | 0 | 0 | 0 | 0 | 0
PeakO | 0 | 0 | 0 | 0 | 0 | 0
ST | 0 | 0 | 0 | 0 | 0 | 0
STOG | 0 | 0 | 0 | 0 | 0 | 0
STWD | 0 | 0 | 0 | 0 | 0 | 0
WT | 231.2 | 2552.67 | 1569.98 | 926.14 | 0 | 0
IGCC | 0 | 0 | 0 | 0 | 0 | 0
DemandResponse | 0 | 0 | 0 | 0 | 0 | 0
IGCC-CCS | 0 | 0 | 0 | 0 | 0 | 0
WT_off | 468 | 0 | 0 | 0 | 0 | 0
PseudoUnit | 0 | 0 | 0 | 0 | 0 | 0
FixedInterchange | 0 | 0 | 0 | 0 | 0 | 0
New Build Capacity by Reporting Type: NonRTO_Midwest
ReportingType | 2015 | 2020 | 2025 | 2030 | 2035 | 2040
BM | 0 | 0 | 0 | 0 | 0 | 0
CC | 1761.35 | 4536.37 | 0 | 0 | 0 | 0
CSP | 0 | 0 | 0 | 0 | 0 | 0
CT | 0 | 0 | 0 | 0 | 0 | 0
Coal | 0 | 0 | 0 | 0 | 0 | 0
Geo | 0 | 0 | 0 | 0 | 0 | 0
H | 0 | 0 | 746 | 0 | 0 | 0
LFG | 0 | 0 | 160.25 | 0 | 0 | 0
Nuc | 0 | 0 | 0 | 317.35 | 473.47 | 797.58
PS | 0 | 0 | 0 | 0 | 0 | 0
PV | 0 | 0 | 0 | 0 | 0 | 0
PeakG | 0 | 0 | 0 | 0 | 0 | 0
PeakO | 0 | 0 | 0 | 0 | 0 | 0
ST | 0 | 0 | 0 | 0 | 0 | 0
STOG | 0 | 0 | 0 | 0 | 0 | 0
STWD | 0 | 0 | 0 | 0 | 0 | 0
WT | 0 | 0 | 0 | 0 | 0 | 0
IGCC | 0 | 0 | 0 | 0 | 0 | 0
DemandResponse | 0 | 0 | 0 | 0 | 0 | 0
IGCC-CCS | 0 | 0 | 0 | 0 | 0 | 0
WT_off | 0 | 0 | 0 | 0 | 0 | 0
PseudoUnit | 0 | 0 | 0 | 0 | 0 | 0
FixedInterchange | 0 | 0 | 0 | 0 | 0 | 0
New Build Capacity by Reporting Type: NYISO_A-F
ReportingType | 2015 | 2020 | 2025 | 2030 | 2035 | 2040
BM | 0 | 0 | 0 | 0 | 0 | 0
CC | 639 | 0 | 0 | 0 | 0 | 0
CSP | 0 | 0 | 0 | 0 | 0 | 0
CT | 0 | 0 | 0 | 0 | 0 | 0
Coal | 0 | 0 | 0 | 0 | 0 | 0
Geo | 0 | 0 | 0 | 0 | 0 | 0
H | 0 | 0 | 0 | 0 | 0 | 0
LFG | 6.4 | 0 | 0 | 67.93 | 0 | 0
Nuc | 168 | 0 | 0 | 0 | 0 | 0
PS | 0 | 0 | 0 | 0 | 0 | 0
PV | 0 | 0 | 0 | 0 | 0 | 0
PeakG | 0 | 0 | 0 | 0 | 0 | 0
PeakO | 0 | 0 | 0 | 0 | 0 | 0
ST | 0 | 0 | 0 | 0 | 0 | 0
STOG | 0 | 0 | 0 | 0 | 0 | 0
STWD | 0 | 0 | 0 | 0 | 0 | 0
WT | 2476.3 | 709.8 | 0 | 3689.94 | 0 | 0
IGCC | 0 | 0 | 0 | 0 | 0 | 0
DemandResponse | 0 | 0 | 0 | 0 | 0 | 0
IGCC-CCS | 0 | 0 | 0 | 0 | 0 | 0
WT_off | 0 | 0 | 0 | 0 | 0 | 0
PseudoUnit | 0 | 0 | 0 | 0 | 0 | 0
FixedInterchange | 0 | 0 | 0 | 0 | 0 | 0
New Build Capacity by Reporting Type: NYISO_G-I
ReportingType | 2015 | 2020 | 2025 | 2030 | 2035 | 2040
BM | 0 | 0 | 0 | 0 | 0 | 0
CC | 0 | 427.15 | 0 | 53.74 | 550.44 | 1836.64
CSP | 0 | 0 | 0 | 0 | 0 | 0
CT | 0 | 0 | 0 | 0 | 0 | 0
Coal | 0 | 0 | 0 | 0 | 0 | 0
Geo | 0 | 0 | 0 | 0 | 0 | 0
H | 0 | 0 | 0 | 0 | 0 | 0
LFG | 0 | 0 | 0 | 74.33 | 0 | 0
Nuc | 0 | 0 | 0 | 0 | 0 | 0
PS | 0 | 0 | 0 | 0 | 0 | 0
PV | 0 | 0 | 0 | 0 | 0 | 0
PeakG | 0 | 0 | 0 | 0 | 0 | 0
PeakO | 0 | 0 | 0 | 0 | 0 | 0
ST | 0 | 0 | 0 | 0 | 0 | 0
STOG | 0 | 0 | 0 | 0 | 0 | 0
STWD | 0 | 0 | 0 | 0 | 0 | 0
WT | 0 | 60 | 0 | 300 | 0 | 0
IGCC | 0 | 0 | 0 | 0 | 0 | 0
DemandResponse | 0 | 0 | 0 | 0 | 0 | 0
IGCC-CCS | 0 | 0 | 0 | 0 | 0 | 0
WT_off | 0 | 0 | 0 | 0 | 0 | 0
PseudoUnit | 0 | 0 | 0 | 0 | 0 | 0
FixedInterchange | 0 | 0 | 0 | 0 | 0 | 0
New Build Capacity by Reporting Type: NYISO_J-K
ReportingType | 2015 | 2020 | 2025 | 2030 | 2035 | 2040
BM | 0 | 0 | 0 | 0 | 0 | 0
CC | 1175.4 | 0 | 0 | 0 | 0 | 0
CSP | 0 | 0 | 0 | 0 | 0 | 0
CT | 0 | 0 | 0 | 0 | 0 | 0
Coal | 0 | 0 | 0 | 0 | 0 | 0
Geo | 0 | 0 | 0 | 0 | 0 | 0
H | 0 | 0 | 0 | 0 | 0 | 0
LFG | 0 | 0 | 0 | 74.33 | 0 | 0
Nuc | 0 | 0 | 0 | 0 | 0 | 0
PS | 0 | 0 | 0 | 0 | 0 | 0
PV | 32 | 0 | 0 | 0 | 0 | 0
PeakG | 0 | 0 | 0 | 0 | 0 | 0
PeakO | 0 | 0 | 0 | 0 | 0 | 0
ST | 0 | 0 | 0 | 0 | 0 | 0
STOG | 0 | 0 | 0 | 0 | 0 | 0
STWD | 0 | 0 | 0 | 0 | 0 | 0
WT | 0 | 0 | 0 | 0 | 0 | 0
IGCC | 0 | 0 | 0 | 0 | 0 | 0
DemandResponse | 0 | 0 | 0 | 0 | 0 | 0
IGCC-CCS | 0 | 0 | 0 | 0 | 0 | 0
WT_off | 0 | 0 | 0 | 0 | 0 | 0
PseudoUnit | 0 | 0 | 0 | 0 | 0 | 0
FixedInterchange | 0 | 0 | 0 | 0 | 0 | 0
New Build Capacity by Reporting Type: PJM_E
ReportingType | 2015 | 2020 | 2025 | 2030 | 2035 | 2040
BM | 30 | 0 | 0 | 0 | 0 | 0
CC | 4634.3 | 0 | 0 | 0 | 0 | 0
CSP | 0 | 0 | 0 | 0 | 0 | 0
CT | 26.2 | 0 | 0 | 0 | 0 | 0
Coal | 27 | 0 | 0 | 0 | 0 | 0
Geo | 0 | 0 | 0 | 0 | 0 | 0
H | 0 | 0 | 0 | 0 | 0 | 0
LFG | 9.1 | 132.9 | 0 | 0 | 0 | 0
Nuc | 38 | 0 | 0 | 0 | 0 | 0
PS | 0 | 0 | 0 | 0 | 0 | 0
PV | 25.45 | 0 | 0 | 0 | 0 | 0
PeakG | 0 | 0 | 0 | 0 | 0 | 0
PeakO | 0 | 0 | 0 | 0 | 0 | 0
ST | 0 | 0 | 0 | 0 | 0 | 0
STOG | 0 | 0 | 0 | 0 | 0 | 0
STWD | 0 | 0 | 0 | 0 | 0 | 0
WT | 1150 | 0 | 0 | 0 | 0 | 0
IGCC | 0 | 0 | 0 | 0 | 0 | 0
DemandResponse | 0 | 0 | 0 | 0 | 0 | 0
IGCC-CCS | 0 | 0 | 0 | 0 | 0 | 0
WT_off | 0 | 0 | 1100 | 0 | 0 | 0
PseudoUnit | 0 | 0 | 0 | 0 | 0 | 0
FixedInterchange | 0 | 0 | 0 | 0 | 0 | 0
New Build Capacity by Reporting Type: PJM_ROM
ReportingType | 2015 | 2020 | 2025 | 2030 | 2035 | 2040
BM | 18 | 0 | 0 | 0 | 0 | 0
CC | 1678.5 | 0 | 0 | 0 | 7153.2 | 8995.13
CSP | 0 | 0 | 0 | 0 | 0 | 0
CT | 16 | 0 | 0 | 0 | 0 | 0
Coal | 32.5 | 0 | 0 | 0 | 0 | 0
Geo | 0 | 0 | 0 | 0 | 0 | 0
H | 0 | 0 | 678 | 0 | 0 | 0
LFG | 18.9 | 265.1 | 0 | 0 | 0 | 0
Nuc | 0 | 0 | 0 | 0 | 0 | 0
PS | 0 | 0 | 0 | 0 | 0 | 0
PV | 0 | 1355.2 | 758.74 | 169.83 | 12.8 | 61.08
PeakG | 0 | 0 | 0 | 0 | 0 | 0
PeakO | 0 | 0 | 0 | 0 | 0 | 0
ST | 0 | 0 | 0 | 0 | 0 | 0
STOG | 0 | 0 | 0 | 0 | 0 | 0
STWD | 0 | 0 | 0 | 0 | 0 | 0
WT | 479.8 | 750.2 | 0 | 0 | 0 | 0
IGCC | 0 | 0 | 0 | 0 | 0 | 0
DemandResponse | 0 | 0 | 0 | 0 | 0 | 0
IGCC-CCS | 0 | 0 | 0 | 0 | 0 | 0
WT_off | 0 | 0 | 0 | 0 | 0 | 0
PseudoUnit | 0 | 0 | 0 | 0 | 0 | 0
FixedInterchange | 0 | 0 | 0 | 0 | 0 | 0
New Build Capacity by Reporting Type: PJM_ROR
ReportingType | 2015 | 2020 | 2025 | 2030 | 2035 | 2040
BM | 385 | 0 | 0 | 0 | 0 | 0
CC | 19965.41 | 13940.41 | 0 | 0 | 0 | 0
CSP | 0 | 0 | 0 | 0 | 0 | 0
CT | 29 | 0 | 0 | 0 | 0 | 0
Coal | 2164 | 0 | 0 | 0 | 0 | 0
Geo | 0 | 0 | 0 | 0 | 0 | 0
H | 0 | 503 | 0 | 0 | 0 | 0
LFG | 57.4 | 222.87 | 290.83 | 0 | 0 | 0
Nuc | 38 | 0 | 0 | 0 | 0 | 0
PS | 0 | 0 | 0 | 0 | 0 | 0
PV | 0 | 0 | 0 | 0 | 0 | 0
PeakG | 0 | 0 | 0 | 0 | 0 | 0
PeakO | 0 | 0 | 0 | 0 | 0 | 0
ST | 0 | 0 | 0 | 0 | 0 | 0
STOG | 0 | 0 | 0 | 0 | 0 | 0
STWD | 0 | 0 | 0 | 0 | 0 | 0
WT | 8325.7 | 191.7 | 6700.78 | 27613.53 | 0 | 0
IGCC | 0 | 0 | 0 | 0 | 0 | 0
DemandResponse | 0 | 0 | 0 | 0 | 0 | 0
IGCC-CCS | 0 | 0 | 0 | 0 | 0 | 0
WT_off | 0 | 0 | 0 | 0 | 0 | 0
PseudoUnit | 0 | 0 | 0 | 0 | 0 | 0
FixedInterchange | 0 | 0 | 0 | 0 | 0 | 0
New Build Capacity by Reporting Type: SOCO
ReportingType | 2015 | 2020 | 2025 | 2030 | 2035 | 2040
BM | 55 | 0 | 0 | 0 | 0 | 0
CC | 8622.58 | 6935.27 | 0 | 0 | 0 | 0
CSP | 0 | 0 | 0 | 0 | 0 | 0
CT | 0 | 0 | 0 | 0 | 0 | 0
Coal | 0 | 0 | 0 | 0 | 0 | 0
Geo | 0 | 0 | 0 | 0 | 0 | 0
H | 0 | 0 | 0 | 0 | 0 | 0
LFG | 0 | 0 | 107.4 | 0 | 0 | 0
Nuc | 70 | 2200 | 0 | 5682.91 | 1974.13 | 4518.03
PS | 0 | 0 | 0 | 0 | 0 | 0
PV | 0 | 0 | 0 | 0 | 0 | 0
PeakG | 0 | 0 | 0 | 0 | 0 | 0
PeakO | 0 | 0 | 0 | 0 | 0 | 0
ST | 0 | 0 | 0 | 0 | 0 | 0
STOG | 0 | 0 | 0 | 0 | 0 | 0
STWD | 0 | 0 | 0 | 0 | 0 | 0
WT | 0 | 0 | 0 | 0 | 0 | 0
IGCC | 0 | 0 | 0 | 0 | 0 | 0
DemandResponse | 0 | 0 | 0 | 0 | 0 | 0
IGCC-CCS | 0 | 0 | 0 | 0 | 0 | 0
WT_off | 0 | 0 | 0 | 0 | 0 | 0
PseudoUnit | 0 | 0 | 0 | 0 | 0 | 0
FixedInterchange | 0 | 0 | 0 | 0 | 0 | 0
New Build Capacity by Reporting Type: SPP_N
ReportingType | 2015 | 2020 | 2025 | 2030 | 2035 | 2040
BM | 0 | 0 | 0 | 0 | 0 | 0
CC | 1394.13 | 4000.84 | 0 | 0 | 0 | 0
CSP | 0 | 0 | 0 | 0 | 0 | 0
CT | 0 | 0 | 0 | 0 | 0 | 0
Coal | 465.04 | 0 | 0 | 0 | 0 | 0
Geo | 0 | 0 | 0 | 0 | 0 | 0
H | 0 | 0 | 0 | 0 | 0 | 0
LFG | 0 | 0 | 95 | 0 | 0 | 0
Nuc | 0 | 0 | 0 | 1522.28 | 3280.52 | 118.12
PS | 0 | 0 | 0 | 0 | 0 | 0
PV | 0 | 0 | 0 | 0 | 0 | 0
PeakG | 0 | 0 | 0 | 0 | 0 | 0
PeakO | 0 | 0 | 0 | 0 | 0 | 0
ST | 0 | 0 | 0 | 0 | 0 | 0
STOG | 0 | 0 | 0 | 0 | 0 | 0
STWD | 0 | 0 | 0 | 0 | 0 | 0
WT | 0 | 9847.76 | 0 | 0 | 0 | 0
IGCC | 0 | 0 | 0 | 0 | 0 | 0
DemandResponse | 0 | 0 | 0 | 0 | 0 | 0
IGCC-CCS | 0 | 0 | 0 | 0 | 0 | 0
WT_off | 0 | 0 | 0 | 0 | 0 | 0
PseudoUnit | 0 | 0 | 0 | 0 | 0 | 0
FixedInterchange | 0 | 0 | 0 | 0 | 0 | 0
New Build Capacity by Reporting Type: SPP_S
ReportingType | 2015 | 2020 | 2025 | 2030 | 2035 | 2040
BM | 0 | 0 | 0 | 0 | 0 | 0
CC | 0 | 7279.57 | 0 | 0 | 0 | 0
CSP | 0 | 0 | 0 | 0 | 0 | 0
CT | 412.99 | 300 | 0 | 0 | 0 | 0
Coal | 988 | 0 | 0 | 0 | 0 | 0
Geo | 0 | 0 | 0 | 0 | 0 | 0
H | 0 | 0 | 0 | 0 | 0 | 0
LFG | 0 | 0 | 95 | 0 | 0 | 0
Nuc | 0 | 0 | 0 | 0 | 0 | 344.43
PS | 0 | 0 | 0 | 0 | 0 | 0
PV | 0 | 0 | 0 | 0 | 0 | 0
PeakG | 0 | 0 | 0 | 0 | 0 | 0
PeakO | 0 | 0 | 0 | 0 | 0 | 0
ST | 0 | 0 | 0 | 0 | 0 | 0
STOG | 0 | 0 | 0 | 0 | 0 | 0
STWD | 0 | 0 | 0 | 0 | 0 | 0
WT | 430 | 27414.34 | 0 | 0 | 0 | 0
IGCC | 0 | 0 | 0 | 0 | 0 | 0
DemandResponse | 0 | 0 | 0 | 0 | 0 | 0
IGCC-CCS | 0 | 0 | 0 | 0 | 0 | 0
WT_off | 0 | 0 | 0 | 0 | 0 | 0
PseudoUnit | 0 | 0 | 0 | 0 | 0 | 0
FixedInterchange | 0 | 0 | 0 | 0 | 0 | 0
New Build Capacity by Reporting Type: TVA
ReportingType | 2015 | 2020 | 2025 | 2030 | 2035 | 2040
BM | 0 | 0 | 0 | 0 | 0 | 0
CC | 3615.73 | 5846.36 | 0 | 0 | 0 | 0
CSP | 0 | 0 | 0 | 0 | 0 | 0
CT | 0 | 0 | 0 | 0 | 0 | 0
Coal | 0 | 0 | 0 | 0 | 0 | 0
Geo | 0 | 0 | 0 | 0 | 0 | 0
H | 0 | 0 | 0 | 27 | 0 | 0
LFG | 0 | 0 | 107.4 | 0 | 0 | 0
Nuc | 1697.89 | 0 | 0 | 0 | 5143.01 | 1215.67
PS | 0 | 0 | 0 | 0 | 0 | 0
PV | 0 | 0 | 0 | 0 | 0 | 0
PeakG | 0 | 0 | 0 | 0 | 0 | 0
PeakO | 0 | 0 | 0 | 0 | 0 | 0
ST | 0 | 0 | 0 | 0 | 0 | 0
STOG | 0 | 0 | 0 | 0 | 0 | 0
STWD | 0 | 0 | 0 | 0 | 0 | 0
WT | 0 | 0 | 0 | 0 | 0 | 0
IGCC | 0 | 0 | 0 | 0 | 0 | 0
DemandResponse | 0 | 0 | 0 | 0 | 0 | 0
IGCC-CCS | 0 | 0 | 0 | 0 | 0 | 0
WT_off | 0 | 0 | 0 | 0 | 0 | 0
PseudoUnit | 0 | 0 | 0 | 0 | 0 | 0
FixedInterchange | 0 | 0 | 0 | 0 | 0 | 0
New Build Capacity by Reporting Type: TVA_Transmission
ReportingType | 2015 | 2020 | 2025 | 2030 | 2035 | 2040
BM | 0 | 0 | 0 | 0 | 0 | 0
CC | 0 | 0 | 0 | 0 | 0 | 0
CSP | 0 | 0 | 0 | 0 | 0 | 0
CT | 0 | 0 | 0 | 0 | 0 | 0
Coal | 0 | 0 | 0 | 0 | 0 | 0
Geo | 0 | 0 | 0 | 0 | 0 | 0
H | 0 | 0 | 0 | 0 | 0 | 0
LFG | 0 | 0 | 0 | 0 | 0 | 0
Nuc | 0 | 0 | 0 | 0 | 0 | 0
PS | 0 | 0 | 0 | 0 | 0 | 0
PV | 0 | 0 | 0 | 0 | 0 | 0
PeakG | 0 | 0 | 0 | 0 | 0 | 0
PeakO | 0 | 0 | 0 | 0 | 0 | 0
ST | 0 | 0 | 0 | 0 | 0 | 0
STOG | 0 | 0 | 0 | 0 | 0 | 0
STWD | 0 | 0 | 0 | 0 | 0 | 0
WT | 0 | 0 | 0 | 0 | 0 | 0
IGCC | 0 | 0 | 0 | 0 | 0 | 0
DemandResponse | 0 | 0 | 0 | 0 | 0 | 0
IGCC-CCS | 0 | 0 | 0 | 0 | 0 | 0
WT_off | 0 | 0 | 0 | 0 | 0 | 0
PseudoUnit | 0 | 0 | 0 | 0 | 0 | 0
FixedInterchange | 0 | 0 | 0 | 0 | 0 | 0
New Build Capacity by Reporting Type: VACAR
ReportingType | 2015 | 2020 | 2025 | 2030 | 2035 | 2040
BM | 0.92 | 170.21 | 538.56 | 12.74 | 0 | 47.58
CC | 16751.05 | 0 | 0 | 0 | 0 | 0
CSP | 0 | 0 | 0 | 0 | 0 | 0
CT | 717.2 | 0 | 0 | 0 | 0 | 0
Coal | 825 | 0 | 0 | 0 | 0 | 0
Geo | 0 | 0 | 0 | 0 | 0 | 0
H | 0 | 0 | 0 | 0 | 0 | 0
LFG | 0.34 | 107.06 | 0 | 0 | 0 | 0
Nuc | 0 | 2330 | 0 | 4557.81 | 3426.8 | 8295.5
PS | 0 | 0 | 0 | 0 | 0 | 0
PV | 0 | 133.61 | 2.34 | 0.8 | 0 | 3
PeakG | 0 | 0 | 0 | 0 | 0 | 0
PeakO | 0 | 0 | 0 | 0 | 0 | 0
ST | 0 | 0 | 0 | 0 | 0 | 0
STOG | 0 | 0 | 0 | 0 | 0 | 0
STWD | 0 | 0 | 0 | 0 | 0 | 0
WT | 0.9 | 3499.1 | 0 | 0 | 0 | 0
IGCC | 0 | 0 | 0 | 0 | 0 | 0
DemandResponse | 0 | 0 | 0 | 0 | 0 | 0
IGCC-CCS | 0 | 0 | 0 | 0 | 0 | 0
WT_off | 1 | 0 | 0 | 0 | 0 | 0
PseudoUnit | 0 | 0 | 0 | 0 | 0 | 0
FixedInterchange | 0 | 0 | 0 | 0 | 0 | 0
New Build Capacity by Reporting Type: IESO
ReportingType | 2015 | 2020 | 2025 | 2030 | 2035 | 2040
BM | 326.33 | 0 | 0 | 0 | 0 | 0
CC | 1263 | 0 | 0 | 0 | 0 | 0
CSP | 0 | 0 | 0 | 0 | 0 | 0
CT | 368 | 0 | 0 | 0 | 0 | 0
Coal | 0 | 0 | 0 | 0 | 0 | 0
Geo | 0 | 0 | 0 | 0 | 0 | 0
H | 0 | 0 | 0 | 67.81 | 182.19 | 0
LFG | 14.5 | 0 | 0 | 0.5 | 0 | 0
Nuc | 0 | 0 | 0 | 0 | 0 | 0
PS | 0 | 0 | 0 | 0 | 0 | 0
PV | 1067.26 | 0 | 0 | 0 | 0 | 0
PeakG | 0 | 0 | 0 | 0 | 0 | 0
PeakO | 0 | 0 | 0 | 0 | 0 | 0
ST | 0 | 0 | 0 | 0 | 0 | 0
STOG | 0 | 0 | 0 | 0 | 0 | 0
STWD | 0 | 0 | 0 | 0 | 0 | 0
WT | 2105.9 | 0 | 0 | 0 | 0 | 0
IGCC | 0 | 0 | 0 | 0 | 0 | 0
DemandResponse | 0 | 0 | 0 | 0 | 0 | 0
IGCC-CCS | 0 | 0 | 0 | 0 | 0 | 0
WT_off | 0 | 0 | 0 | 0 | 0 | 0
PseudoUnit | 0 | 0 | 0 | 0 | 0 | 0
FixedInterchange | 0 | 0 | 0 | 0 | 0 | 0
New Build Capacity by Reporting Type: MAPP_CA
ReportingType | 2015 | 2020 | 2025 | 2030 | 2035 | 2040
BM | 0 | 0 | 0 | 0 | 0 | 0
CC | 281.76 | 0 | 0 | 0 | 0 | 0
CSP | 0 | 0 | 0 | 0 | 0 | 0
CT | 0 | 0 | 0 | 0 | 0 | 0
Coal | 0 | 0 | 0 | 0 | 0 | 0
Geo | 0 | 0 | 0 | 0 | 0 | 0
H | 0 | 695 | 1495 | 2460 | 0 | 0
LFG | 0 | 0 | 0 | 0 | 0 | 0
Nuc | 0 | 0 | 0 | 0 | 0 | 0
PS | 0 | 0 | 0 | 0 | 0 | 0
PV | 0 | 0 | 0 | 0 | 0 | 0
PeakG | 0 | 0 | 0 | 0 | 0 | 0
PeakO | 0 | 0 | 0 | 0 | 0 | 0
ST | 0 | 0 | 0 | 0 | 0 | 0
STOG | 0 | 0 | 0 | 0 | 0 | 0
STWD | 0 | 0 | 0 | 0 | 0 | 0
WT | 302.4 | 0 | 0 | 0 | 0 | 0
IGCC | 0 | 0 | 0 | 0 | 0 | 0
DemandResponse | 0 | 0 | 0 | 0 | 0 | 0
IGCC-CCS | 0 | 0 | 0 | 0 | 0 | 0
WT_off | 0 | 0 | 0 | 0 | 0 | 0
PseudoUnit | 0 | 0 | 0 | 0 | 0 | 0
FixedInterchange | 0 | 0 | 0 | 0 | 0 | 0
New Build Capacity by Reporting Type: AZ_NM_SNV_Coal
ReportingType | 2015 | 2020 | 2025 | 2030 | 2035 | 2040
BM | 0 | 0 | 0 | 0 | 0 | 0
CC | 0 | 0 | 0 | 0 | 0 | 0
CSP | 0 | 0 | 0 | 0 | 0 | 0
CT | 0 | 0 | 0 | 0 | 0 | 0
Coal | 0 | 0 | 0 | 0 | 0 | 0
Geo | 0 | 0 | 0 | 0 | 0 | 0
H | 0 | 0 | 0 | 0 | 0 | 0
LFG | 0 | 0 | 0 | 0 | 0 | 0
Nuc | 0 | 0 | 0 | 0 | 0 | 0
PS | 0 | 0 | 0 | 0 | 0 | 0
PV | 0 | 0 | 0 | 0 | 0 | 0
PeakG | 0 | 0 | 0 | 0 | 0 | 0
PeakO | 0 | 0 | 0 | 0 | 0 | 0
ST | 0 | 0 | 0 | 0 | 0 | 0
STOG | 0 | 0 | 0 | 0 | 0 | 0
STWD | 0 | 0 | 0 | 0 | 0 | 0
WT | 0 | 0 | 0 | 0 | 0 | 0
IGCC | 0 | 0 | 0 | 0 | 0 | 0
DemandResponse | 0 | 0 | 0 | 0 | 0 | 0
IGCC-CCS | 0 | 0 | 0 | 0 | 0 | 0
WT_off | 0 | 0 | 0 | 0 | 0 | 0
PseudoUnit | 0 | 0 | 0 | 0 | 0 | 0
FixedInterchange | 0 | 0 | 0 | 0 | 0 | 0
New Build Capacity by Reporting Type: AZ_NM_SNV_Gas
ReportingType | 2015 | 2020 | 2025 | 2030 | 2035 | 2040
BM | 0 | 0 | 0 | 0 | 0 | 0
CC | 668 | 1728.81 | 0 | 0 | 0 | 0
CSP | 0 | 0 | 0 | 0 | 0 | 0
CT | 736 | 0 | 0 | 0 | 0 | 0
Coal | 0 | 0 | 0 | 0 | 0 | 0
Geo | 0 | 0 | 0 | 0 | 0 | 0
H | 0 | 0 | 0 | 0 | 0 | 0
LFG | 0 | 0 | 0 | 0 | 0 | 0
Nuc | 0 | 0 | 0 | 0 | 0 | 0
PS | 0 | 0 | 0 | 0 | 0 | 0
PV | 0 | 0 | 0 | 0 | 0 | 0
PeakG | 0 | 0 | 0 | 0 | 0 | 0
PeakO | 0 | 0 | 0 | 0 | 0 | 0
ST | 0 | 0 | 0 | 0 | 0 | 0
STOG | 0 | 0 | 0 | 0 | 0 | 0
STWD | 0 | 0 | 0 | 0 | 0 | 0
WT | 0 | 0 | 0 | 0 | 0 | 0
IGCC | 0 | 0 | 0 | 0 | 0 | 0
DemandResponse | 0 | 0 | 0 | 0 | 0 | 0
IGCC-CCS | 0 | 0 | 0 | 0 | 0 | 0
WT_off | 0 | 0 | 0 | 0 | 0 | 0
PseudoUnit | 0 | 0 | 0 | 0 | 0 | 0
FixedInterchange | 0 | 0 | 0 | 0 | 0 | 0
New Build Capacity by Reporting Type: AZ_NM_SNV_NucRenew
ReportingType | 2015 | 2020 | 2025 | 2030 | 2035 | 2040
BM | 0 | 0 | 0 | 0 | 0 | 0
CC | 0 | 0 | 0 | 0 | 0 | 0
CSP | 0 | 0 | 0 | 0 | 0 | 0
CT | 0 | 0 | 0 | 0 | 0 | 0
Coal | 0 | 0 | 0 | 0 | 0 | 0
Geo | 0 | 0 | 1450 | 0 | 0 | 0
H | 0 | 0 | 0 | 0 | 0 | 0
LFG | 0 | 60.67 | 0 | 0 | 0 | 0
Nuc | 0 | 0 | 0 | 3543.33 | 3554.44 | 876.58
PS | 0 | 0 | 0 | 0 | 0 | 0
PV | 95.7 | 0 | 0 | 0 | 0 | 0
PeakG | 0 | 0 | 0 | 0 | 0 | 0
PeakO | 0 | 0 | 0 | 0 | 0 | 0
ST | 280 | 445.61 | 227.78 | 9.73 | 0 | 0
STOG | 0 | 0 | 0 | 0 | 0 | 0
STWD | 0 | 0 | 0 | 0 | 0 | 0
WT | 65.1 | 11789.82 | 25.07 | 134.45 | 681.98 | 0
IGCC | 0 | 0 | 0 | 0 | 0 | 0
DemandResponse | 0 | 0 | 0 | 0 | 0 | 0
IGCC-CCS | 0 | 0 | 0 | 0 | 0 | 0
WT_off | 0 | 0 | 0 | 0 | 0 | 0
PseudoUnit | 0 | 0 | 0 | 0 | 0 | 0
FixedInterchange | 0 | 0 | 0 | 0 | 0 | 0
New Build Capacity by Reporting Type: ERCOT
ReportingType | 2015 | 2020 | 2025 | 2030 | 2035 | 2040
BM | 145 | 0 | 0 | 0 | 0 | 0
CC | 19773.62 | 0 | 0 | 0 | 0 | 0
CSP | 0 | 0 | 0 | 0 | 0 | 0
CT | 250 | 0 | 0 | 0 | 0 | 0
Coal | 2020 | 0 | 0 | 0 | 0 | 0
Geo | 0 | 0 | 0 | 0 | 0 | 0
H | 0 | 0 | 0 | 0 | 0 | 0
LFG | 0 | 0 | 354 | 0 | 0 | 0
Nuc | 0 | 0 | 0 | 0 | 3529.08 | 3475.98
PS | 0 | 0 | 0 | 0 | 0 | 0
PV | 14 | 0 | 0 | 0 | 0 | 0
PeakG | 0 | 0 | 0 | 0 | 0 | 0
PeakO | 0 | 0 | 0 | 0 | 0 | 0
ST | 0 | 0 | 0 | 0 | 0 | 0
STOG | 0 | 0 | 0 | 0 | 0 | 0
STWD | 0 | 0 | 0 | 0 | 0 | 0
WT | 350.1 | 0 | 19454.31 | 0 | 0 | 253.59
IGCC | 0 | 0 | 0 | 0 | 0 | 0
DemandResponse | 0 | 0 | 0 | 0 | 0 | 0
IGCC-CCS | 0 | 0 | 0 | 0 | 0 | 0
WT_off | 0 | 0 | 0 | 0 | 0 | 0
PseudoUnit | 0 | 0 | 0 | 0 | 0 | 0
FixedInterchange | 0 | 0 | 0 | 0 | 0 | 0
New Build Capacity by Reporting Type: NP15
ReportingType | 2015 | 2020 | 2025 | 2030 | 2035 | 2040
BM | 0 | 0 | 0 | 0 | 0 | 0
CC | 3422.68 | 0 | 0 | 0 | 0 | 0
CSP | 0 | 0 | 0 | 0 | 0 | 0
CT | 212.6 | 0 | 0 | 0 | 0 | 0
Coal | 0 | 0 | 0 | 0 | 0 | 0
Geo | 0 | 0 | 600 | 0 | 0 | 0
H | 0 | 0 | 0 | 0 | 0 | 0
LFG | 0 | 565 | 0 | 0 | 0 | 0
Nuc | 0 | 0 | 0 | 2764.77 | 1771.69 | 4249.43
PS | 0 | 0 | 0 | 0 | 0 | 0
PV | 6.5 | 0 | 0 | 0 | 0 | 0
PeakG | 0 | 0 | 0 | 0 | 0 | 0
PeakO | 0 | 0 | 0 | 0 | 0 | 0
ST | 29 | 0 | 0 | 0 | 0 | 0
STOG | 0 | 0 | 0 | 0 | 0 | 0
STWD | 0 | 0 | 0 | 0 | 0 | 0
WT | 101.2 | 3298.8 | 0 | 0 | 0 | 0
IGCC | 0 | 0 | 0 | 0 | 0 | 0
DemandResponse | 0 | 0 | 0 | 0 | 0 | 0
IGCC-CCS | 0 | 0 | 0 | 0 | 0 | 0
WT_off | 0 | 0 | 0 | 0 | 0 | 0
PseudoUnit | 0 | 0 | 0 | 0 | 0 | 0
FixedInterchange | 0 | 0 | 0 | 0 | 0 | 0
New Build Capacity by Reporting Type: NWPP_Coal
ReportingType | 2015 | 2020 | 2025 | 2030 | 2035 | 2040
BM | 0 | 0 | 0 | 0 | 0 | 0
CC | 0 | 0 | 0 | 0 | 0 | 0
CSP | 0 | 0 | 0 | 0 | 0 | 0
CT | 0 | 0 | 0 | 0 | 0 | 0
Coal | 0 | 0 | 0 | 0 | 0 | 0
Geo | 0 | 0 | 0 | 0 | 0 | 0
H | 0 | 0 | 0 | 0 | 0 | 0
LFG | 0 | 0 | 0 | 0 | 0 | 0
Nuc | 0 | 0 | 0 | 0 | 0 | 0
PS | 0 | 0 | 0 | 0 | 0 | 0
PV | 0 | 0 | 0 | 0 | 0 | 0
PeakG | 0 | 0 | 0 | 0 | 0 | 0
PeakO | 0 | 0 | 0 | 0 | 0 | 0
ST | 0 | 0 | 0 | 0 | 0 | 0
STOG | 0 | 0 | 0 | 0 | 0 | 0
STWD | 0 | 0 | 0 | 0 | 0 | 0
WT | 0 | 0 | 0 | 0 | 0 | 0
IGCC | 0 | 0 | 0 | 0 | 0 | 0
DemandResponse | 0 | 0 | 0 | 0 | 0 | 0
IGCC-CCS | 0 | 0 | 0 | 0 | 0 | 0
WT_off | 0 | 0 | 0 | 0 | 0 | 0
PseudoUnit | 0 | 0 | 0 | 0 | 0 | 0
FixedInterchange | 0 | 0 | 0 | 0 | 0 | 0
New Build Capacity by Reporting Type: NWPP_Gas
ReportingType | 2015 | 2020 | 2025 | 2030 | 2035 | 2040
BM | 0 | 0 | 0 | 0 | 0 | 0
CC | 300 | 2042.5 | 0 | 0 | 0 | 0
CSP | 0 | 0 | 0 | 0 | 0 | 0
CT | 150 | 0 | 0 | 0 | 0 | 0
Coal | 0 | 0 | 0 | 0 | 0 | 0
Geo | 0 | 0 | 0 | 0 | 0 | 0
H | 0 | 0 | 0 | 0 | 0 | 0
LFG | 0 | 0 | 0 | 0 | 0 | 0
Nuc | 0 | 0 | 0 | 0 | 0 | 0
PS | 0 | 0 | 0 | 0 | 0 | 0
PV | 0 | 0 | 0 | 0 | 0 | 0
PeakG | 0 | 0 | 0 | 0 | 0 | 0
PeakO | 0 | 0 | 0 | 0 | 0 | 0
ST | 0 | 0 | 0 | 0 | 0 | 0
STOG | 0 | 0 | 0 | 0 | 0 | 0
STWD | 0 | 0 | 0 | 0 | 0 | 0
WT | 0 | 0 | 0 | 0 | 0 | 0
IGCC | 0 | 0 | 0 | 0 | 0 | 0
DemandResponse | 0 | 0 | 0 | 0 | 0 | 0
IGCC-CCS | 0 | 0 | 0 | 0 | 0 | 0
WT_off | 0 | 0 | 0 | 0 | 0 | 0
PseudoUnit | 0 | 0 | 0 | 0 | 0 | 0
FixedInterchange | 0 | 0 | 0 | 0 | 0 | 0
New Build Capacity by Reporting Type: NWPP_NucRenew
ReportingType | 2015 | 2020 | 2025 | 2030 | 2035 | 2040
BM | 32.55 | 0 | 0 | 0 | 0 | 0
CC | 0 | 0 | 0 | 0 | 0 | 0
CSP | 0 | 0 | 0 | 0 | 0 | 0
CT | 0 | 0 | 0 | 0 | 0 | 0
Coal | 0 | 0 | 0 | 0 | 0 | 0
Geo | 86 | 0 | 434 | 0 | 0 | 0
H | 0 | 0 | 0 | 0 | 0 | 0
LFG | 25.5 | 0 | 244.5 | 0 | 0 | 0
Nuc | 0 | 0 | 0 | 4806.79 | 3755.1 | 3492.86
PS | 0 | 0 | 0 | 0 | 0 | 0
PV | 0 | 0 | 0 | 0 | 0 | 0
PeakG | 0 | 0 | 0 | 0 | 0 | 0
PeakO | 0 | 0 | 0 | 0 | 0 | 0
ST | 0 | 0 | 0 | 0 | 0 | 0
STOG | 0 | 0 | 0 | 0 | 0 | 0
STWD | 0 | 0 | 0 | 0 | 0 | 0
WT | 977.3 | 0 | 0 | 0 | 0 | 0
IGCC | 0 | 0 | 0 | 0 | 0 | 0
DemandResponse | 0 | 0 | 0 | 0 | 0 | 0
IGCC-CCS | 0 | 0 | 0 | 0 | 0 | 0
WT_off | 0 | 0 | 0 | 0 | 0 | 0
PseudoUnit | 0 | 0 | 0 | 0 | 0 | 0
FixedInterchange | 0 | 0 | 0 | 0 | 0 | 0
New Build Capacity by Reporting Type: RMPA
ReportingType | 2015 | 2020 | 2025 | 2030 | 2035 | 2040
BM | 0 | 0 | 0 | 0 | 0 | 0
CC | 0 | 1229.36 | 0 | 0 | 0 | 0
CSP | 0 | 0 | 0 | 0 | 0 | 0
CT | 152 | 0 | 0 | 0 | 0 | 0
Coal | 390 | 0 | 0 | 0 | 0 | 0
Geo | 0 | 625 | 1945 | 0 | 0 | 0
H | 0 | 0 | 0 | 0 | 0 | 0
LFG | 1.4 | 28.93 | 0 | 0 | 0 | 0
Nuc | 0 | 0 | 0 | 1949.68 | 96.31 | 248.14
PS | 0 | 0 | 0 | 0 | 0 | 0
PV | 1 | 0 | 0 | 0 | 0 | 0
PeakG | 0 | 0 | 0 | 0 | 0 | 0
PeakO | 0 | 0 | 0 | 0 | 0 | 0
ST | 3 | 367.43 | 0 | 5.46 | 0 | 0
STOG | 0 | 0 | 0 | 0 | 0 | 0
STWD | 0 | 0 | 0 | 0 | 0 | 0
WT | 765.4 | 3545.21 | 0 | 536.58 | 0 | 135.73
IGCC | 0 | 0 | 0 | 0 | 0 | 0
DemandResponse | 0 | 0 | 0 | 0 | 0 | 0
IGCC-CCS | 0 | 0 | 0 | 0 | 0 | 0
WT_off | 0 | 0 | 0 | 0 | 0 | 0
PseudoUnit | 0 | 0 | 0 | 0 | 0 | 0
FixedInterchange | 0 | 0 | 0 | 0 | 0 | 0
New Build Capacity by Reporting Type: SP15
ReportingType | 2015 | 2020 | 2025 | 2030 | 2035 | 2040
BM | 6 | 0 | 0 | 0 | 0 | 0
CC | 3445.15 | 1412.68 | 1380.79 | 0 | 0 | 0
CSP | 0 | 0 | 0 | 0 | 0 | 0
CT | 0 | 0 | 0 | 0 | 0 | 0
Coal | 0 | 0 | 0 | 0 | 0 | 0
Geo | 50 | 1450 | 0 | 0 | 0 | 0
H | 0 | 0 | 0 | 0 | 0 | 0
LFG | 9.2 | 555.8 | 0 | 0 | 0 | 0
Nuc | 0 | 0 | 0 | 0 | 0 | 94.62
PS | 0 | 0 | 0 | 0 | 0 | 0
PV | 3.8 | 0 | 0 | 0 | 0 | 0
PeakG | 0 | 0 | 0 | 0 | 0 | 0
PeakO | 0 | 0 | 0 | 0 | 0 | 0
ST | 448 | 0 | 0 | 0 | 0 | 0
STOG | 0 | 0 | 0 | 0 | 0 | 0
STWD | 0 | 0 | 0 | 0 | 0 | 0
WT | 735 | 60.23 | 6588.71 | 7516.06 | 0 | 0
IGCC | 0 | 0 | 0 | 0 | 0 | 0
DemandResponse | 0 | 0 | 0 | 0 | 0 | 0
IGCC-CCS | 0 | 0 | 0 | 0 | 0 | 0
WT_off | 0 | 0 | 0 | 0 | 0 | 0
PseudoUnit | 0 | 0 | 0 | 0 | 0 | 0
FixedInterchange | 0 | 0 | 0 | 0 | 0 | 0
New Build Capacity by Reporting Type: ALB
ReportingType | 2015 | 2020 | 2025 | 2030 | 2035 | 2040
BM | 0 | 0 | 0 | 0 | 0 | 0
CC | 0 | 0 | 0 | 0 | 0 | 0
CSP | 0 | 0 | 0 | 0 | 0 | 0
CT | 201.5 | 0 | 0 | 0 | 0 | 0
Coal | 495 | 0 | 0 | 0 | 0 | 0
Geo | 0 | 0 | 0 | 0 | 0 | 0
H | 0 | 0 | 0 | 0 | 0 | 0
LFG | 0 | 0 | 0 | 0 | 0 | 0
Nuc | 0 | 0 | 0 | 8808.33 | 21.38 | 397.81
PS | 0 | 0 | 0 | 0 | 0 | 0
PV | 0 | 0 | 0 | 0 | 0 | 0
PeakG | 0 | 0 | 0 | 0 | 0 | 0
PeakO | 0 | 0 | 0 | 0 | 0 | 0
ST | 0 | 0 | 0 | 0 | 0 | 0
STOG | 0 | 0 | 0 | 0 | 0 | 0
STWD | 0 | 0 | 0 | 0 | 0 | 0
WT | 9 | 0 | 0 | 0 | 0 | 0
IGCC | 0 | 0 | 0 | 0 | 0 | 0
DemandResponse | 0 | 0 | 0 | 0 | 0 | 0
IGCC-CCS | 0 | 0 | 0 | 0 | 0 | 0
WT_off | 0 | 0 | 0 | 0 | 0 | 0
PseudoUnit | 0 | 0 | 0 | 0 | 0 | 0
FixedInterchange | 0 | 0 | 0 | 0 | 0 | 0
New Build Capacity by Reporting Type: BC
ReportingType | 2015 | 2020 | 2025 | 2030 | 2035 | 2040
BM | 0 | 0 | 0 | 0 | 0 | 0
CC | 388.87 | 0 | 0 | 0 | 0 | 0
CSP | 0 | 0 | 0 | 0 | 0 | 0
CT | 0 | 0 | 0 | 0 | 0 | 0
Coal | 0 | 0 | 0 | 0 | 0 | 0
Geo | 0 | 0 | 0 | 0 | 0 | 0
H | 0 | 0 | 0 | 0 | 0 | 0
LFG | 0 | 0 | 0 | 0 | 0 | 0
Nuc | 0 | 0 | 0 | 634.06 | 68.36 | 60.03
PS | 0 | 0 | 0 | 0 | 0 | 0
PV | 0 | 0 | 0 | 0 | 0 | 0
PeakG | 0 | 0 | 0 | 0 | 0 | 0
PeakO | 0 | 0 | 0 | 0 | 0 | 0
ST | 0 | 0 | 0 | 0 | 0 | 0
STOG | 0 | 0 | 0 | 0 | 0 | 0
STWD | 0 | 0 | 0 | 0 | 0 | 0
WT | 144 | 0 | 0 | 0 | 0 | 0
IGCC | 0 | 0 | 0 | 0 | 0 | 0
DemandResponse | 0 | 0 | 0 | 0 | 0 | 0
IGCC-CCS | 0 | 0 | 0 | 0 | 0 | 0
WT_off | 0 | 0 | 0 | 0 | 0 | 0
PseudoUnit | 0 | 0 | 0 | 0 | 0 | 0
FixedInterchange | 0 | 0 | 0 | 0 | 0 | 0
New Build Capacity by Reporting Type: HQ_IESO
ReportingType | 2015 | 2020 | 2025 | 2030 | 2035 | 2040
BM | 0 | 0 | 0 | 0 | 0 | 0
CC | 0 | 0 | 0 | 0 | 0 | 0
CSP | 0 | 0 | 0 | 0 | 0 | 0
CT | 0 | 0 | 0 | 0 | 0 | 0
Coal | 0 | 0 | 0 | 0 | 0 | 0
Geo | 0 | 0 | 0 | 0 | 0 | 0
H | 0 | 0 | 0 | 0 | 0 | 0
LFG | 0 | 0 | 0 | 0 | 0 | 0
Nuc | 0 | 0 | 0 | 0 | 0 | 0
PS | 0 | 0 | 0 | 0 | 0 | 0
PV | 0 | 0 | 0 | 0 | 0 | 0
PeakG | 0 | 0 | 0 | 0 | 0 | 0
PeakO | 0 | 0 | 0 | 0 | 0 | 0
ST | 0 | 0 | 0 | 0 | 0 | 0
STOG | 0 | 0 | 0 | 0 | 0 | 0
STWD | 0 | 0 | 0 | 0 | 0 | 0
WT | 0 | 0 | 0 | 0 | 0 | 0
IGCC | 0 | 0 | 0 | 0 | 0 | 0
DemandResponse | 0 | 0 | 0 | 0 | 0 | 0
IGCC-CCS | 0 | 0 | 0 | 0 | 0 | 0
WT_off | 0 | 0 | 0 | 0 | 0 | 0
PseudoUnit | 0 | 0 | 0 | 87.91 | 0 | 0
FixedInterchange | 0 | 0 | 0 | 0 | 0 | 0
New Build Capacity by Reporting Type: HQ_NEISO
ReportingType | 2015 | 2020 | 2025 | 2030 | 2035 | 2040
BM | 0 | 0 | 0 | 0 | 0 | 0
CC | 0 | 0 | 0 | 0 | 0 | 0
CSP | 0 | 0 | 0 | 0 | 0 | 0
CT | 0 | 0 | 0 | 0 | 0 | 0
Coal | 0 | 0 | 0 | 0 | 0 | 0
Geo | 0 | 0 | 0 | 0 | 0 | 0
H | 0 | 0 | 0 | 0 | 0 | 0
LFG | 0 | 0 | 0 | 0 | 0 | 0
Nuc | 0 | 0 | 0 | 0 | 0 | 0
PS | 0 | 0 | 0 | 0 | 0 | 0
PV | 0 | 0 | 0 | 0 | 0 | 0
PeakG | 0 | 0 | 0 | 0 | 0 | 0
PeakO | 0 | 0 | 0 | 0 | 0 | 0
ST | 0 | 0 | 0 | 0 | 0 | 0
STOG | 0 | 0 | 0 | 0 | 0 | 0
STWD | 0 | 0 | 0 | 0 | 0 | 0
WT | 0 | 0 | 0 | 0 | 0 | 0
IGCC | 0 | 0 | 0 | 0 | 0 | 0
DemandResponse | 0 | 0 | 0 | 0 | 0 | 0
IGCC-CCS | 0 | 0 | 0 | 0 | 0 | 0
WT_off | 0 | 0 | 0 | 0 | 0 | 0
PseudoUnit | 0 | 0 | 0 | 1476.49 | 0 | 0
FixedInterchange | 0 | 0 | 0 | 0 | 0 | 0
New Build Capacity by Reporting Type: HQ_NY
ReportingType | 2015 | 2020 | 2025 | 2030 | 2035 | 2040
BM | 0 | 0 | 0 | 0 | 0 | 0
CC | 0 | 0 | 0 | 0 | 0 | 0
CSP | 0 | 0 | 0 | 0 | 0 | 0
CT | 0 | 0 | 0 | 0 | 0 | 0
Coal | 0 | 0 | 0 | 0 | 0 | 0
Geo | 0 | 0 | 0 | 0 | 0 | 0
H | 0 | 0 | 0 | 0 | 0 | 0
LFG | 0 | 0 | 0 | 0 | 0 | 0
Nuc | 0 | 0 | 0 | 0 | 0 | 0
PS | 0 | 0 | 0 | 0 | 0 | 0
PV | 0 | 0 | 0 | 0 | 0 | 0
PeakG | 0 | 0 | 0 | 0 | 0 | 0
PeakO | 0 | 0 | 0 | 0 | 0 | 0
ST | 0 | 0 | 0 | 0 | 0 | 0
STOG | 0 | 0 | 0 | 0 | 0 | 0
STWD | 0 | 0 | 0 | 0 | 0 | 0
WT | 0 | 0 | 0 | 0 | 0 | 0
IGCC | 0 | 0 | 0 | 0 | 0 | 0
DemandResponse | 0 | 0 | 0 | 0 | 0 | 0
IGCC-CCS | 0 | 0 | 0 | 0 | 0 | 0
WT_off | 0 | 0 | 0 | 0 | 0 | 0
PseudoUnit | 0 | 0 | 2500 | 0 | 0 | 0
FixedInterchange | 0 | 0 | 0 | 0 | 0 | 0
New Build Capacity by Reporting Type: MARITIMES
ReportingType | 2015 | 2020 | 2025 | 2030 | 2035 | 2040
BM | 0 | 0 | 0 | 0 | 0 | 0
CC | 0 | 0 | 0 | 0 | 0 | 0
CSP | 0 | 0 | 0 | 0 | 0 | 0
CT | 0 | 0 | 0 | 0 | 0 | 0
Coal | 0 | 0 | 0 | 0 | 0 | 0
Geo | 0 | 0 | 0 | 0 | 0 | 0
H | 0 | 0 | 0 | 0 | 0 | 0
LFG | 0 | 0 | 0 | 0 | 0 | 0
Nuc | 0 | 0 | 0 | 0 | 0 | 0
PS | 0 | 0 | 0 | 0 | 0 | 0
PV | 0 | 0 | 0 | 0 | 0 | 0
PeakG | 0 | 0 | 0 | 0 | 0 | 0
PeakO | 0 | 0 | 0 | 0 | 0 | 0
ST | 0 | 0 | 0 | 0 | 0 | 0
STOG | 0 | 0 | 0 | 0 | 0 | 0
STWD | 0 | 0 | 0 | 0 | 0 | 0
WT | 0 | 0 | 0 | 0 | 0 | 0
IGCC | 0 | 0 | 0 | 0 | 0 | 0
DemandResponse | 0 | 0 | 0 | 0 | 0 | 0
IGCC-CCS | 0 | 0 | 0 | 0 | 0 | 0
WT_off | 0 | 0 | 0 | 0 | 0 | 0
PseudoUnit | 0 | 0 | 0 | 500 | 0 | 0
FixedInterchange | 0 | 0 | 0 | 0 | 0 | 0
New Build Capacity by Reporting Type: All
ReportingType | 2015 | 2020 | 2025 | 2030 | 2035 | 2040
BM | 1251 | 170.21 | 538.56 | 12.74 | 0 | 47.58
CC | 119010.99 | 83080.2 | 3190.76 | 593.05 | 7703.64 | 10831.77
CSP | 0 | 0 | 0 | 0 | 0 | 0
CT | 6393.79 | 300 | 0 | 709.87 | 34.97 | 2154.92
Coal | 10763.64 | 0 | 0 | 0 | 0 | 0
Geo | 136 | 2075 | 4429 | 0 | 0 | 0
H | 0 | 1199 | 3199 | 2557.81 | 182.19 | 0
LFG | 192 | 1953 | 2210 | 724 | 0 | 0
Nuc | 2740.56 | 4530 | 2310 | 47690.11 | 28773.13 | 40209.07
PS | 0 | 0 | 0 | 0 | 0 | 0
PV | 1246 | 2064.51 | 901.47 | 174.75 | 12.8 | 65.46
PeakG | 0 | 0 | 0 | 0 | 0 | 0
PeakO | 0 | 0 | 0 | 0 | 0 | 0
ST | 760 | 813.04 | 227.78 | 15.19 | 0 | 0
STOG | 0 | 0 | 0 | 0 | 0 | 0
STWD | 0 | 0 | 0 | 0 | 0 | 0
WT | 25342 | 73994.6 | 81864.16 | 40716.7 | 750.75 | 3692.14
IGCC | 618 | 0 | 0 | 0 | 0 | 0
DemandResponse | 0 | 0 | 0 | 0 | 0 | 0
IGCC-CCS | 0 | 0 | 0 | 0 | 0 | 0
WT_off | 469 | 0 | 1100 | 0 | 0 | 0
PseudoUnit | 0 | 0 | 2500 | 2064.4 | 0 | 0
FixedInterchange | 0 | 0 | 0 | 0 | 0 | 0
New Build Capacity by Reporting Type: EI_US
ReportingType | 2015 | 2020 | 2025 | 2030 | 2035 | 2040
BM | 741.12 | 170.21 | 538.56 | 12.74 | 0 | 47.58
CC | 89467.92 | 76666.84 | 1809.97 | 593.05 | 7703.64 | 10831.77
CSP | 0 | 0 | 0 | 0 | 0 | 0
CT | 4323.69 | 300 | 0 | 709.87 | 34.97 | 2154.92
Coal | 7858.64 | 0 | 0 | 0 | 0 | 0
Geo | 0 | 0 | 0 | 0 | 0 | 0
H | 0 | 504 | 1704 | 30 | 0 | 0
LFG | 141.4 | 742.6 | 1611.5 | 723.5 | 0 | 0
Nuc | 2740.56 | 4530 | 2310 | 25183.15 | 15976.77 | 27313.61
PS | 0 | 0 | 0 | 0 | 0 | 0
PV | 57.74 | 2064.51 | 901.47 | 174.75 | 12.8 | 65.46
PeakG | 0 | 0 | 0 | 0 | 0 | 0
PeakO | 0 | 0 | 0 | 0 | 0 | 0
ST | 0 | 0 | 0 | 0 | 0 | 0
STOG | 0 | 0 | 0 | 0 | 0 | 0
STWD | 0 | 0 | 0 | 0 | 0 | 0
WT | 19786.6 | 55300.55 | 55796.07 | 32529.62 | 68.78 | 3302.82
IGCC | 618 | 0 | 0 | 0 | 0 | 0
DemandResponse | 0 | 0 | 0 | 0 | 0 | 0
IGCC-CCS | 0 | 0 | 0 | 0 | 0 | 0
WT_off | 469 | 0 | 1100 | 0 | 0 | 0
PseudoUnit | 0 | 0 | 2500 | 1976.49 | 0 | 0
FixedInterchange | 0 | 0 | 0 | 0 | 0 | 0
New Build Capacity by Reporting Type: EI_Canada
ReportingType | 2015 | 2020 | 2025 | 2030 | 2035 | 2040
BM | 326.33 | 0 | 0 | 0 | 0 | 0
CC | 1544.76 | 0 | 0 | 0 | 0 | 0
CSP | 0 | 0 | 0 | 0 | 0 | 0
CT | 368 | 0 | 0 | 0 | 0 | 0
Coal | 0 | 0 | 0 | 0 | 0 | 0
Geo | 0 | 0 | 0 | 0 | 0 | 0
H | 0 | 695 | 1495 | 2527.81 | 182.19 | 0
LFG | 14.5 | 0 | 0 | 0.5 | 0 | 0
Nuc | 0 | 0 | 0 | 0 | 0 | 0
PS | 0 | 0 | 0 | 0 | 0 | 0
PV | 1067.26 | 0 | 0 | 0 | 0 | 0
PeakG | 0 | 0 | 0 | 0 | 0 | 0
PeakO | 0 | 0 | 0 | 0 | 0 | 0
ST | 0 | 0 | 0 | 0 | 0 | 0
STOG | 0 | 0 | 0 | 0 | 0 | 0
STWD | 0 | 0 | 0 | 0 | 0 | 0
WT | 2408.3 | 0 | 0 | 0 | 0 | 0
IGCC | 0 | 0 | 0 | 0 | 0 | 0
DemandResponse | 0 | 0 | 0 | 0 | 0 | 0
IGCC-CCS | 0 | 0 | 0 | 0 | 0 | 0
WT_off | 0 | 0 | 0 | 0 | 0 | 0
PseudoUnit | 0 | 0 | 0 | 87.91 | 0 | 0
FixedInterchange | 0 | 0 | 0 | 0 | 0 | 0
New Build Capacity by Reporting Type: EI
ReportingType | 2015 | 2020 | 2025 | 2030 | 2035 | 2040
BM | 1067.45 | 170.21 | 538.56 | 12.74 | 0 | 47.58
CC | 91012.67 | 76666.84 | 1809.97 | 593.05 | 7703.64 | 10831.77
CSP | 0 | 0 | 0 | 0 | 0 | 0
CT | 4691.69 | 300 | 0 | 709.87 | 34.97 | 2154.92
Coal | 7858.64 | 0 | 0 | 0 | 0 | 0
Geo | 0 | 0 | 0 | 0 | 0 | 0
H | 0 | 1199 | 3199 | 2557.81 | 182.19 | 0
LFG | 155.9 | 742.6 | 1611.5 | 724 | 0 | 0
Nuc | 2740.56 | 4530 | 2310 | 25183.15 | 15976.77 | 27313.61
PS | 0 | 0 | 0 | 0 | 0 | 0
PV | 1125 | 2064.51 | 901.47 | 174.75 | 12.8 | 65.46
PeakG | 0 | 0 | 0 | 0 | 0 | 0
PeakO | 0 | 0 | 0 | 0 | 0 | 0
ST | 0 | 0 | 0 | 0 | 0 | 0
STOG | 0 | 0 | 0 | 0 | 0 | 0
STWD | 0 | 0 | 0 | 0 | 0 | 0
WT | 22194.9 | 55300.55 | 55796.07 | 32529.62 | 68.78 | 3302.82
IGCC | 618 | 0 | 0 | 0 | 0 | 0
DemandResponse | 0 | 0 | 0 | 0 | 0 | 0
IGCC-CCS | 0 | 0 | 0 | 0 | 0 | 0
WT_off | 469 | 0 | 1100 | 0 | 0 | 0
PseudoUnit | 0 | 0 | 2500 | 2064.4 | 0 | 0
FixedInterchange | 0 | 0 | 0 | 0 | 0 | 0
New Build Capacity by Reporting Type: Outside_EI
ReportingType | 2015 | 2020 | 2025 | 2030 | 2035 | 2040
BM | 183.55 | 0 | 0 | 0 | 0 | 0
CC | 27998.32 | 6413.35 | 1380.79 | 0 | 0 | 0
CSP | 0 | 0 | 0 | 0 | 0 | 0
CT | 1702.1 | 0 | 0 | 0 | 0 | 0
Coal | 2905 | 0 | 0 | 0 | 0 | 0
Geo | 136 | 2075 | 4429 | 0 | 0 | 0
H | 0 | 0 | 0 | 0 | 0 | 0
LFG | 36.1 | 1210.4 | 598.5 | 0 | 0 | 0
Nuc | 0 | 0 | 0 | 22506.96 | 12796.36 | 12895.46
PS | 0 | 0 | 0 | 0 | 0 | 0
PV | 121 | 0 | 0 | 0 | 0 | 0
PeakG | 0 | 0 | 0 | 0 | 0 | 0
PeakO | 0 | 0 | 0 | 0 | 0 | 0
ST | 760 | 813.04 | 227.78 | 15.19 | 0 | 0
STOG | 0 | 0 | 0 | 0 | 0 | 0
STWD | 0 | 0 | 0 | 0 | 0 | 0
WT | 3147.1 | 18694.05 | 26068.09 | 8187.09 | 681.98 | 389.32
IGCC | 0 | 0 | 0 | 0 | 0 | 0
DemandResponse | 0 | 0 | 0 | 0 | 0 | 0
IGCC-CCS | 0 | 0 | 0 | 0 | 0 | 0
WT_off | 0 | 0 | 0 | 0 | 0 | 0
PseudoUnit | 0 | 0 | 0 | 0 | 0 | 0
FixedInterchange | 0 | 0 | 0 | 0 | 0 | 0
#2 | Cumulative New Build Capacity (MW)
Cumulative New Build Capacity by Reporting Type: Entergy
ReportingType | 2015 | 2020 | 2025 | 2030 | 2035 | 2040
BM | 0 | 0 | 0 | 0 | 0 | 0
CC | 3683.99 | 8148.09 | 8148.09 | 8148.09 | 8148.09 | 8148.09
CSP | 0 | 0 | 0 | 0 | 0 | 0
CT | 0 | 0 | 0 | 0 | 0 | 0
Coal | 720 | 720 | 720 | 720 | 720 | 720
Geo | 0 | 0 | 0 | 0 | 0 | 0
H | 0 | 0 | 0 | 0 | 0 | 0
LFG | 0 | 0 | 107.4 | 107.4 | 107.4 | 107.4
Nuc | 170 | 170 | 170 | 170 | 170 | 5301.47
PS | 0 | 0 | 0 | 0 | 0 | 0
PV | 0.29 | 61.82 | 91.21 | 91.21 | 91.21 | 92.59
PeakG | 0 | 0 | 0 | 0 | 0 | 0
PeakO | 0 | 0 | 0 | 0 | 0 | 0
ST | 0 | 0 | 0 | 0 | 0 | 0
STOG | 0 | 0 | 0 | 0 | 0 | 0
STWD | 0 | 0 | 0 | 0 | 0 | 0
WT | 0 | 0 | 0 | 0 | 0 | 0
IGCC | 0 | 0 | 0 | 0 | 0 | 0
DemandResponse | 0 | 0 | 0 | 0 | 0 | 0
IGCC-CCS | 0 | 0 | 0 | 0 | 0 | 0
WT_off | 0 | 0 | 0 | 0 | 0 | 0
PseudoUnit | 0 | 0 | 0 | 0 | 0 | 0
FixedInterchange | 0 | 0 | 0 | 0 | 0 | 0
Cumulative New Build Capacity by Reporting Type: FRCC
ReportingType | 2015 | 2020 | 2025 | 2030 | 2035 | 2040
BM | 0 | 0 | 0 | 0 | 0 | 0
CC | 12730.79 | 13356.81 | 13356.81 | 13356.81 | 13356.81 | 13356.81
CSP | 0 | 0 | 0 | 0 | 0 | 0
CT | 2480 | 2480 | 2480 | 2480 | 2480 | 2480
Coal | 0 | 0 | 0 | 0 | 0 | 0
Geo | 0 | 0 | 0 | 0 | 0 | 0
H | 0 | 0 | 0 | 0 | 0 | 0
LFG | 0 | 0 | 198 | 198 | 198 | 198
Nuc | 229.33 | 229.33 | 2539.33 | 15642.13 | 17320.97 | 22909.5
PS | 0 | 0 | 0 | 0 | 0 | 0
PV | 0 | 0 | 0 | 0 | 0 | 0
PeakG | 0 | 0 | 0 | 0 | 0 | 0
PeakO | 0 | 0 | 0 | 0 | 0 | 0
ST | 0 | 0 | 0 | 0 | 0 | 0
STOG | 0 | 0 | 0 | 0 | 0 | 0
STWD | 0 | 0 | 0 | 0 | 0 | 0
WT | 0 | 0 | 0 | 0 | 0 | 0
IGCC | 0 | 0 | 0 | 0 | 0 | 0
DemandResponse | 0 | 0 | 0 | 0 | 0 | 0
IGCC-CCS | 0 | 0 | 0 | 0 | 0 | 0
WT_off | 0 | 0 | 0 | 0 | 0 | 0
PseudoUnit | 0 | 0 | 0 | 0 | 0 | 0
FixedInterchange | 0 | 0 | 0 | 0 | 0 | 0
Cumulative New Build Capacity by Reporting Type: MAPP_US
ReportingType | 2015 | 2020 | 2025 | 2030 | 2035 | 2040
BM | 0 | 0 | 0 | 0 | 0 | 0
CC | 0 | 0 | 0 | 0 | 0 | 0
CSP | 0 | 0 | 0 | 0 | 0 | 0
CT | 308.3 | 308.3 | 308.3 | 408.42 | 443.38 | 443.38
Coal | 0 | 0 | 0 | 0 | 0 | 0
Geo | 0 | 0 | 0 | 0 | 0 | 0
H | 0 | 0 | 0 | 0 | 0 | 0
LFG | 0 | 0 | 0 | 71.67 | 71.67 | 71.67
Nuc | 0 | 0 | 0 | 0 | 0 | 0
PS | 0 | 0 | 0 | 0 | 0 | 0
PV | 0 | 0 | 0 | 0 | 0 | 0
PeakG | 0 | 0 | 0 | 0 | 0 | 0
PeakO | 0 | 0 | 0 | 0 | 0 | 0
ST | 0 | 0 | 0 | 0 | 0 | 0
STOG | 0 | 0 | 0 | 0 | 0 | 0
STWD | 0 | 0 | 0 | 0 | 0 | 0
WT | 421.3 | 6551.88 | 12102.3 | 12102.3 | 12102.3 | 12309.03
IGCC | 0 | 0 | 0 | 0 | 0 | 0
DemandResponse | 0 | 0 | 0 | 0 | 0 | 0
IGCC-CCS | 0 | 0 | 0 | 0 | 0 | 0
WT_off | 0 | 0 | 0 | 0 | 0 | 0
PseudoUnit | 0 | 0 | 0 | 0 | 0 | 0
FixedInterchange | 0 | 0 | 0 | 0 | 0 | 0
Cumulative New Build Capacity by Reporting Type: MISO_IN
ReportingType | 2015 | 2020 | 2025 | 2030 | 2035 | 2040
BM | 0 | 0 | 0 | 0 | 0 | 0
CC | 2362.21 | 23195.85 | 24956.58 | 25072.47 | 25072.47 | 25072.47
CSP | 0 | 0 | 0 | 0 | 0 | 0
CT | 0 | 0 | 0 | 0 | 0 | 0
Coal | 0 | 0 | 0 | 0 | 0 | 0
Geo | 0 | 0 | 0 | 0 | 0 | 0
H | 0 | 0 | 0 | 0 | 0 | 0
LFG | 0 | 0 | 80.12 | 80.12 | 80.12 | 80.12
Nuc | 0 | 0 | 0 | 0 | 0 | 0
PS | 0 | 0 | 0 | 0 | 0 | 0
PV | 0 | 225.83 | 336.84 | 340.96 | 340.96 | 340.96
PeakG | 0 | 0 | 0 | 0 | 0 | 0
PeakO | 0 | 0 | 0 | 0 | 0 | 0
ST | 0 | 0 | 0 | 0 | 0 | 0
STOG | 0 | 0 | 0 | 0 | 0 | 0
STWD | 0 | 0 | 0 | 0 | 0 | 0
WT | 0 | 0 | 0 | 0 | 0 | 0
IGCC | 618 | 618 | 618 | 618 | 618 | 618
DemandResponse | 0 | 0 | 0 | 0 | 0 | 0
IGCC-CCS | 0 | 0 | 0 | 0 | 0 | 0
WT_off | 0 | 0 | 0 | 0 | 0 | 0
PseudoUnit | 0 | 0 | 0 | 0 | 0 | 0
FixedInterchange | 0 | 0 | 0 | 0 | 0 | 0
Cumulative New Build Capacity by Reporting Type: MISO_MI
ReportingType | 2015 | 2020 | 2025 | 2030 | 2035 | 2040
BM | 0 | 0 | 0 | 0 | 0 | 0
CC | 1780.05 | 2870.21 | 2919.46 | 2919.46 | 2919.46 | 2919.46
CSP | 0 | 0 | 0 | 0 | 0 | 0
CT | 0 | 0 | 0 | 0 | 0 | 0
Coal | 0 | 0 | 0 | 0 | 0 | 0
Geo | 0 | 0 | 0 | 0 | 0 | 0
H | 0 | 0 | 0 | 0 | 0 | 0
LFG | 0 | 14.67 | 160.25 | 160.25 | 160.25 | 160.25
Nuc | 0 | 0 | 0 | 0 | 0 | 654.2
PS | 0 | 0 | 0 | 0 | 0 | 0
PV | 0 | 0 | 0 | 0 | 0 | 0
PeakG | 0 | 0 | 0 | 0 | 0 | 0
PeakO | 0 | 0 | 0 | 0 | 0 | 0
ST | 0 | 0 | 0 | 0 | 0 | 0
STOG | 0 | 0 | 0 | 0 | 0 | 0
STWD | 0 | 0 | 0 | 0 | 0 | 0
WT | 2000 | 2220.08 | 2220.08 | 2220.08 | 2220.08 | 2220.08
IGCC | 0 | 0 | 0 | 0 | 0 | 0
DemandResponse | 0 | 0 | 0 | 0 | 0 | 0
IGCC-CCS | 0 | 0 | 0 | 0 | 0 | 0
WT_off | 0 | 0 | 0 | 0 | 0 | 0
PseudoUnit | 0 | 0 | 0 | 0 | 0 | 0
FixedInterchange | 0 | 0 | 0 | 0 | 0 | 0
Cumulative New Build Capacity by Reporting Type: MISO_MO-IL
ReportingType | 2015 | 2020 | 2025 | 2030 | 2035 | 2040
BM | 0 | 0 | 0 | 0 | 0 | 0
CC | 0 | 3329.16 | 3329.16 | 3329.16 | 3329.16 | 3329.16
CSP | 0 | 0 | 0 | 0 | 0 | 0
CT | 0 | 0 | 0 | 0 | 0 | 0
Coal | 1790 | 1790 | 1790 | 1790 | 1790 | 1790
Geo | 0 | 0 | 0 | 0 | 0 | 0
H | 0 | 0 | 280 | 280 | 280 | 280
LFG | 0 | 0 | 152.84 | 223.33 | 223.33 | 223.33
Nuc | 0 | 0 | 0 | 0 | 0 | 0
PS | 0 | 0 | 0 | 0 | 0 | 0
PV | 0 | 0 | 0 | 0 | 0 | 0
PeakG | 0 | 0 | 0 | 0 | 0 | 0
PeakO | 0 | 0 | 0 | 0 | 0 | 0
ST | 0 | 0 | 0 | 0 | 0 | 0
STOG | 0 | 0 | 0 | 0 | 0 | 0
STWD | 0 | 0 | 0 | 0 | 0 | 0
WT | 300 | 300 | 5502.85 | 5502.85 | 5502.85 | 5900
IGCC | 0 | 0 | 0 | 0 | 0 | 0
DemandResponse | 0 | 0 | 0 | 0 | 0 | 0
IGCC-CCS | 0 | 0 | 0 | 0 | 0 | 0
WT_off | 0 | 0 | 0 | 0 | 0 | 0
PseudoUnit | 0 | 0 | 0 | 0 | 0 | 0
FixedInterchange | 0 | 0 | 0 | 0 | 0 | 0
Cumulative New Build Capacity by Reporting Type: MISO_W
ReportingType | 2015 | 2020 | 2025 | 2030 | 2035 | 2040
BM | 0 | 0 | 0 | 0 | 0 | 0
CC | 0 | 34.38 | 34.38 | 34.38 | 34.38 | 34.38
CSP | 0 | 0 | 0 | 0 | 0 | 0
CT | 0 | 0 | 0 | 0 | 0 | 0
Coal | 0 | 0 | 0 | 0 | 0 | 0
Geo | 0 | 0 | 0 | 0 | 0 | 0
H | 0 | 0 | 0 | 0 | 0 | 0
LFG | 0 | 0 | 0 | 71.67 | 71.67 | 71.67
Nuc | 94.33 | 94.33 | 94.33 | 94.33 | 94.33 | 94.33
PS | 0 | 0 | 0 | 0 | 0 | 0
PV | 0 | 0 | 0 | 0 | 0 | 0
PeakG | 0 | 0 | 0 | 0 | 0 | 0
PeakO | 0 | 0 | 0 | 0 | 0 | 0
ST | 0 | 0 | 0 | 0 | 0 | 0
STOG | 0 | 0 | 0 | 0 | 0 | 0
STWD | 0 | 0 | 0 | 0 | 0 | 0
WT | 2800.5 | 2800.5 | 39572.54 | 39572.54 | 39572.54 | 41306.65
IGCC | 0 | 0 | 0 | 0 | 0 | 0
DemandResponse | 0 | 0 | 0 | 0 | 0 | 0
IGCC-CCS | 0 | 0 | 0 | 0 | 0 | 0
WT_off | 0 | 0 | 0 | 0 | 0 | 0
PseudoUnit | 0 | 0 | 0 | 0 | 0 | 0
FixedInterchange | 0 | 0 | 0 | 0 | 0 | 0
Cumulative New Build Capacity by Reporting Type: MISO_WUMS
ReportingType | 2015 | 2020 | 2025 | 2030 | 2035 | 2040
BM | 0 | 0 | 0 | 0 | 0 | 0
CC | 6397.57 | 8943.76 | 8943.76 | 9367.18 | 9367.18 | 9367.18
CSP | 0 | 0 | 0 | 0 | 0 | 0
CT | 0 | 0 | 0 | 609.76 | 609.76 | 2764.68
Coal | 615 | 615 | 615 | 615 | 615 | 615
Geo | 0 | 0 | 0 | 0 | 0 | 0
H | 0 | 1 | 1 | 1 | 1 | 1
LFG | 0 | 0 | 0 | 223.33 | 223.33 | 223.33
Nuc | 235 | 235 | 235 | 235 | 235 | 885.08
PS | 0 | 0 | 0 | 0 | 0 | 0
PV | 0 | 0 | 0 | 0 | 0 | 0
PeakG | 0 | 0 | 0 | 0 | 0 | 0
PeakO | 0 | 0 | 0 | 0 | 0 | 0
ST | 0 | 0 | 0 | 0 | 0 | 0
STOG | 0 | 0 | 0 | 0 | 0 | 0
STWD | 0 | 0 | 0 | 0 | 0 | 0
WT | 968.9 | 968.9 | 968.9 | 968.9 | 968.9 | 968.9
IGCC | 0 | 0 | 0 | 0 | 0 | 0
DemandResponse | 0 | 0 | 0 | 0 | 0 | 0
IGCC-CCS | 0 | 0 | 0 | 0 | 0 | 0
WT_off | 0 | 0 | 0 | 0 | 0 | 0
PseudoUnit | 0 | 0 | 0 | 0 | 0 | 0
FixedInterchange | 0 | 0 | 0 | 0 | 0 | 0
Cumulative New Build Capacity by Reporting Type: Nebraska
ReportingType | 2015 | 2020 | 2025 | 2030 | 2035 | 2040
BM | 0 | 0 | 0 | 0 | 0 | 0
CC | 226.35 | 1003.59 | 1003.59 | 1003.59 | 1003.59 | 1003.59
CSP | 0 | 0 | 0 | 0 | 0 | 0
CT | 0 | 0 | 0 | 0 | 0 | 0
Coal | 232.1 | 232.1 | 232.1 | 232.1 | 232.1 | 232.1
Geo | 0 | 0 | 0 | 0 | 0 | 0
H | 0 | 0 | 0 | 0 | 0 | 0
LFG | 0 | 0 | 71.67 | 71.67 | 71.67 | 71.67
Nuc | 0 | 0 | 0 | 0 | 0 | 0
PS | 0 | 0 | 0 | 0 | 0 | 0
PV | 0 | 0 | 0 | 0 | 0 | 0
PeakG | 0 | 0 | 0 | 0 | 0 | 0
PeakO | 0 | 0 | 0 | 0 | 0 | 0
ST | 0 | 0 | 0 | 0 | 0 | 0
STOG | 0 | 0 | 0 | 0 | 0 | 0
STWD | 0 | 0 | 0 | 0 | 0 | 0
WT | 202 | 4126.31 | 4126.31 | 4126.31 | 4195.09 | 5159.92
IGCC | 0 | 0 | 0 | 0 | 0 | 0
DemandResponse | 0 | 0 | 0 | 0 | 0 | 0
IGCC-CCS | 0 | 0 | 0 | 0 | 0 | 0
WT_off | 0 | 0 | 0 | 0 | 0 | 0
PseudoUnit | 0 | 0 | 0 | 0 | 0 | 0
FixedInterchange | 0 | 0 | 0 | 0 | 0 | 0
Cumulative New Build Capacity by Reporting Type: NEISO
ReportingType | 2015 | 2020 | 2025 | 2030 | 2035 | 2040
BM | 252.2 | 252.2 | 252.2 | 252.2 | 252.2 | 252.2
CC | 2049.5 | 2049.5 | 2049.5 | 2049.5 | 2049.5 | 2049.5
CSP | 0 | 0 | 0 | 0 | 0 | 0
CT | 334 | 334 | 334 | 334 | 334 | 334
Coal | 0 | 0 | 0 | 0 | 0 | 0
Geo | 0 | 0 | 0 | 0 | 0 | 0
H | 0 | 0 | 0 | 3 | 3 | 3
LFG | 49.26 | 49.26 | 49.26 | 119 | 119 | 119
Nuc | 0 | 0 | 0 | 0 | 0 | 0
PS | 0 | 0 | 0 | 0 | 0 | 0
PV | 0 | 288.34 | 288.34 | 288.34 | 288.34 | 288.34
PeakG | 0 | 0 | 0 | 0 | 0 | 0
PeakO | 0 | 0 | 0 | 0 | 0 | 0
ST | 0 | 0 | 0 | 0 | 0 | 0
STOG | 0 | 0 | 0 | 0 | 0 | 0
STWD | 0 | 0 | 0 | 0 | 0 | 0
WT | 231.2 | 2783.87 | 4353.86 | 5280 | 5280 | 5280
IGCC | 0 | 0 | 0 | 0 | 0 | 0
DemandResponse | 0 | 0 | 0 | 0 | 0 | 0
IGCC-CCS | 0 | 0 | 0 | 0 | 0 | 0
WT_off | 468 | 468 | 468 | 468 | 468 | 468
PseudoUnit | 0 | 0 | 0 | 0 | 0 | 0
FixedInterchange | 0 | 0 | 0 | 0 | 0 | 0
Cumulative New Build Capacity by Reporting Type: NonRTO_Midwest
ReportingType | 2015 | 2020 | 2025 | 2030 | 2035 | 2040
BM | 0 | 0 | 0 | 0 | 0 | 0
CC | 1761.35 | 6297.72 | 6297.72 | 6297.72 | 6297.72 | 6297.72
CSP | 0 | 0 | 0 | 0 | 0 | 0
CT | 0 | 0 | 0 | 0 | 0 | 0
Coal | 0 | 0 | 0 | 0 | 0 | 0
Geo | 0 | 0 | 0 | 0 | 0 | 0
H | 0 | 0 | 746 | 746 | 746 | 746
LFG | 0 | 0 | 160.25 | 160.25 | 160.25 | 160.25
Nuc | 0 | 0 | 0 | 317.35 | 790.83 | 1588.41
PS | 0 | 0 | 0 | 0 | 0 | 0
PV | 0 | 0 | 0 | 0 | 0 | 0
PeakG | 0 | 0 | 0 | 0 | 0 | 0
PeakO | 0 | 0 | 0 | 0 | 0 | 0
ST | 0 | 0 | 0 | 0 | 0 | 0
STOG | 0 | 0 | 0 | 0 | 0 | 0
STWD | 0 | 0 | 0 | 0 | 0 | 0
WT | 0 | 0 | 0 | 0 | 0 | 0
IGCC | 0 | 0 | 0 | 0 | 0 | 0
DemandResponse | 0 | 0 | 0 | 0 | 0 | 0
IGCC-CCS | 0 | 0 | 0 | 0 | 0 | 0
WT_off | 0 | 0 | 0 | 0 | 0 | 0
PseudoUnit | 0 | 0 | 0 | 0 | 0 | 0
FixedInterchange | 0 | 0 | 0 | 0 | 0 | 0
Cumulative New Build Capacity by Reporting Type: NYISO_A-F
ReportingType | 2015 | 2020 | 2025 | 2030 | 2035 | 2040
BM | 0 | 0 | 0 | 0 | 0 | 0
CC | 639 | 639 | 639 | 639 | 639 | 639
CSP | 0 | 0 | 0 | 0 | 0 | 0
CT | 0 | 0 | 0 | 0 | 0 | 0
Coal | 0 | 0 | 0 | 0 | 0 | 0
Geo | 0 | 0 | 0 | 0 | 0 | 0
H | 0 | 0 | 0 | 0 | 0 | 0
LFG | 6.4 | 6.4 | 6.4 | 74.33 | 74.33 | 74.33
Nuc | 168 | 168 | 168 | 168 | 168 | 168
PS | 0 | 0 | 0 | 0 | 0 | 0
PV | 0 | 0 | 0 | 0 | 0 | 0
PeakG | 0 | 0 | 0 | 0 | 0 | 0
PeakO | 0 | 0 | 0 | 0 | 0 | 0
ST | 0 | 0 | 0 | 0 | 0 | 0
STOG | 0 | 0 | 0 | 0 | 0 | 0
STWD | 0 | 0 | 0 | 0 | 0 | 0
WT | 2476.3 | 3186.1 | 3186.1 | 6876.04 | 6876.04 | 6876.04
IGCC | 0 | 0 | 0 | 0 | 0 | 0
DemandResponse | 0 | 0 | 0 | 0 | 0 | 0
IGCC-CCS | 0 | 0 | 0 | 0 | 0 | 0
WT_off | 0 | 0 | 0 | 0 | 0 | 0
PseudoUnit | 0 | 0 | 0 | 0 | 0 | 0
FixedInterchange | 0 | 0 | 0 | 0 | 0 | 0
Cumulative New Build Capacity by Reporting Type: NYISO_G-I
ReportingType | 2015 | 2020 | 2025 | 2030 | 2035 | 2040
BM | 0 | 0 | 0 | 0 | 0 | 0
CC | 0 | 427.15 | 427.15 | 480.89 | 1031.33 | 2867.97
CSP | 0 | 0 | 0 | 0 | 0 | 0
CT | 0 | 0 | 0 | 0 | 0 | 0
Coal | 0 | 0 | 0 | 0 | 0 | 0
Geo | 0 | 0 | 0 | 0 | 0 | 0
H | 0 | 0 | 0 | 0 | 0 | 0
LFG | 0 | 0 | 0 | 74.33 | 74.33 | 74.33
Nuc | 0 | 0 | 0 | 0 | 0 | 0
PS | 0 | 0 | 0 | 0 | 0 | 0
PV | 0 | 0 | 0 | 0 | 0 | 0
PeakG | 0 | 0 | 0 | 0 | 0 | 0
PeakO | 0 | 0 | 0 | 0 | 0 | 0
ST | 0 | 0 | 0 | 0 | 0 | 0
STOG | 0 | 0 | 0 | 0 | 0 | 0
STWD | 0 | 0 | 0 | 0 | 0 | 0
WT | 0 | 60 | 60 | 360 | 360 | 360
IGCC | 0 | 0 | 0 | 0 | 0 | 0
DemandResponse | 0 | 0 | 0 | 0 | 0 | 0
IGCC-CCS | 0 | 0 | 0 | 0 | 0 | 0
WT_off | 0 | 0 | 0 | 0 | 0 | 0
PseudoUnit | 0 | 0 | 0 | 0 | 0 | 0
FixedInterchange | 0 | 0 | 0 | 0 | 0 | 0
Cumulative New Build Capacity by Reporting Type: NYISO_J-K
ReportingType | 2015 | 2020 | 2025 | 2030 | 2035 | 2040
BM | 0 | 0 | 0 | 0 | 0 | 0
CC | 1175.4 | 1175.4 | 1175.4 | 1175.4 | 1175.4 | 1175.4
CSP | 0 | 0 | 0 | 0 | 0 | 0
CT | 0 | 0 | 0 | 0 | 0 | 0
Coal | 0 | 0 | 0 | 0 | 0 | 0
Geo | 0 | 0 | 0 | 0 | 0 | 0
H | 0 | 0 | 0 | 0 | 0 | 0
LFG | 0 | 0 | 0 | 74.33 | 74.33 | 74.33
Nuc | 0 | 0 | 0 | 0 | 0 | 0
PS | 0 | 0 | 0 | 0 | 0 | 0
PV | 32 | 32 | 32 | 32 | 32 | 32
PeakG | 0 | 0 | 0 | 0 | 0 | 0
PeakO | 0 | 0 | 0 | 0 | 0 | 0
ST | 0 | 0 | 0 | 0 | 0 | 0
STOG | 0 | 0 | 0 | 0 | 0 | 0
STWD | 0 | 0 | 0 | 0 | 0 | 0
WT | 0 | 0 | 0 | 0 | 0 | 0
IGCC | 0 | 0 | 0 | 0 | 0 | 0
DemandResponse | 0 | 0 | 0 | 0 | 0 | 0
IGCC-CCS | 0 | 0 | 0 | 0 | 0 | 0
WT_off | 0 | 0 | 0 | 0 | 0 | 0
PseudoUnit | 0 | 0 | 0 | 0 | 0 | 0
FixedInterchange | 0 | 0 | 0 | 0 | 0 | 0
Cumulative New Build Capacity by Reporting Type: PJM_E
ReportingType | 2015 | 2020 | 2025 | 2030 | 2035 | 2040
BM | 30 | 30 | 30 | 30 | 30 | 30
CC | 4634.3 | 4634.3 | 4634.3 | 4634.3 | 4634.3 | 4634.3
CSP | 0 | 0 | 0 | 0 | 0 | 0
CT | 26.2 | 26.2 | 26.2 | 26.2 | 26.2 | 26.2
Coal | 27 | 27 | 27 | 27 | 27 | 27
Geo | 0 | 0 | 0 | 0 | 0 | 0
H | 0 | 0 | 0 | 0 | 0 | 0
LFG | 9.1 | 142 | 142 | 142 | 142 | 142
Nuc | 38 | 38 | 38 | 38 | 38 | 38
PS | 0 | 0 | 0 | 0 | 0 | 0
PV | 25.45 | 25.45 | 25.45 | 25.45 | 25.45 | 25.45
PeakG | 0 | 0 | 0 | 0 | 0 | 0
PeakO | 0 | 0 | 0 | 0 | 0 | 0
ST | 0 | 0 | 0 | 0 | 0 | 0
STOG | 0 | 0 | 0 | 0 | 0 | 0
STWD | 0 | 0 | 0 | 0 | 0 | 0
WT | 1150 | 1150 | 1150 | 1150 | 1150 | 1150
IGCC | 0 | 0 | 0 | 0 | 0 | 0
DemandResponse | 0 | 0 | 0 | 0 | 0 | 0
IGCC-CCS | 0 | 0 | 0 | 0 | 0 | 0
WT_off | 0 | 0 | 1100 | 1100 | 1100 | 1100
PseudoUnit | 0 | 0 | 0 | 0 | 0 | 0
FixedInterchange | 0 | 0 | 0 | 0 | 0 | 0
Cumulative New Build Capacity by Reporting Type: PJM_ROM
ReportingType | 2015 | 2020 | 2025 | 2030 | 2035 | 2040
BM | 18 | 18 | 18 | 18 | 18 | 18
CC | 1678.5 | 1678.5 | 1678.5 | 1678.5 | 8831.7 | 17826.83
CSP | 0 | 0 | 0 | 0 | 0 | 0
CT | 16 | 16 | 16 | 16 | 16 | 16
Coal | 32.5 | 32.5 | 32.5 | 32.5 | 32.5 | 32.5
Geo | 0 | 0 | 0 | 0 | 0 | 0
H | 0 | 0 | 678 | 678 | 678 | 678
LFG | 18.9 | 284 | 284 | 284 | 284 | 284
Nuc | 0 | 0 | 0 | 0 | 0 | 0
PS | 0 | 0 | 0 | 0 | 0 | 0
PV | 0 | 1355.2 | 2113.94 | 2283.77 | 2296.57 | 2357.65
PeakG | 0 | 0 | 0 | 0 | 0 | 0
PeakO | 0 | 0 | 0 | 0 | 0 | 0
ST | 0 | 0 | 0 | 0 | 0 | 0
STOG | 0 | 0 | 0 | 0 | 0 | 0
STWD | 0 | 0 | 0 | 0 | 0 | 0
WT | 479.8 | 1230 | 1230 | 1230 | 1230 | 1230
IGCC | 0 | 0 | 0 | 0 | 0 | 0
DemandResponse | 0 | 0 | 0 | 0 | 0 | 0
IGCC-CCS | 0 | 0 | 0 | 0 | 0 | 0
WT_off | 0 | 0 | 0 | 0 | 0 | 0
PseudoUnit | 0 | 0 | 0 | 0 | 0 | 0
FixedInterchange | 0 | 0 | 0 | 0 | 0 | 0
Cumulative New Build Capacity by Reporting Type: PJM_ROR
ReportingType | 2015 | 2020 | 2025 | 2030 | 2035 | 2040
BM | 385 | 385 | 385 | 385 | 385 | 385
CC | 19965.41 | 33905.82 | 33905.82 | 33905.82 | 33905.82 | 33905.82
CSP | 0 | 0 | 0 | 0 | 0 | 0
CT | 29 | 29 | 29 | 29 | 29 | 29
Coal | 2164 | 2164 | 2164 | 2164 | 2164 | 2164
Geo | 0 | 0 | 0 | 0 | 0 | 0
H | 0 | 503 | 503 | 503 | 503 | 503
LFG | 57.4 | 280.27 | 571.11 | 571.11 | 571.11 | 571.11
Nuc | 38 | 38 | 38 | 38 | 38 | 38
PS | 0 | 0 | 0 | 0 | 0 | 0
PV | 0 | 0 | 0 | 0 | 0 | 0
PeakG | 0 | 0 | 0 | 0 | 0 | 0
PeakO | 0 | 0 | 0 | 0 | 0 | 0
ST | 0 | 0 | 0 | 0 | 0 | 0
STOG | 0 | 0 | 0 | 0 | 0 | 0
STWD | 0 | 0 | 0 | 0 | 0 | 0
WT | 8325.7 | 8517.4 | 15218.18 | 42831.71 | 42831.71 | 42831.71
IGCC | 0 | 0 | 0 | 0 | 0 | 0
DemandResponse | 0 | 0 | 0 | 0 | 0 | 0
IGCC-CCS | 0 | 0 | 0 | 0 | 0 | 0
WT_off | 0 | 0 | 0 | 0 | 0 | 0
PseudoUnit | 0 | 0 | 0 | 0 | 0 | 0
FixedInterchange | 0 | 0 | 0 | 0 | 0 | 0
Cumulative New Build Capacity by Reporting Type: SOCO
ReportingType | 2015 | 2020 | 2025 | 2030 | 2035 | 2040
BM | 55 | 55 | 55 | 55 | 55 | 55
CC | 8622.58 | 15557.85 | 15557.85 | 15557.85 | 15557.85 | 15557.85
CSP | 0 | 0 | 0 | 0 | 0 | 0
CT | 0 | 0 | 0 | 0 | 0 | 0
Coal | 0 | 0 | 0 | 0 | 0 | 0
Geo | 0 | 0 | 0 | 0 | 0 | 0
H | 0 | 0 | 0 | 0 | 0 | 0
LFG | 0 | 0 | 107.4 | 107.4 | 107.4 | 107.4
Nuc | 70 | 2270 | 2270 | 7952.91 | 9927.04 | 14445.07
PS | 0 | 0 | 0 | 0 | 0 | 0
PV | 0 | 0 | 0 | 0 | 0 | 0
PeakG | 0 | 0 | 0 | 0 | 0 | 0
PeakO | 0 | 0 | 0 | 0 | 0 | 0
ST | 0 | 0 | 0 | 0 | 0 | 0
STOG | 0 | 0 | 0 | 0 | 0 | 0
STWD | 0 | 0 | 0 | 0 | 0 | 0
WT | 0 | 0 | 0 | 0 | 0 | 0
IGCC | 0 | 0 | 0 | 0 | 0 | 0
DemandResponse | 0 | 0 | 0 | 0 | 0 | 0
IGCC-CCS | 0 | 0 | 0 | 0 | 0 | 0
WT_off | 0 | 0 | 0 | 0 | 0 | 0
PseudoUnit | 0 | 0 | 0 | 0 | 0 | 0
FixedInterchange | 0 | 0 | 0 | 0 | 0 | 0
Cumulative New Build Capacity by Reporting Type: SPP_N
ReportingType | 2015 | 2020 | 2025 | 2030 | 2035 | 2040
BM | 0 | 0 | 0 | 0 | 0 | 0
CC | 1394.13 | 5394.97 | 5394.97 | 5394.97 | 5394.97 | 5394.97
CSP | 0 | 0 | 0 | 0 | 0 | 0
CT | 0 | 0 | 0 | 0 | 0 | 0
Coal | 465.04 | 465.04 | 465.04 | 465.04 | 465.04 | 465.04
Geo | 0 | 0 | 0 | 0 | 0 | 0
H | 0 | 0 | 0 | 0 | 0 | 0
LFG | 0 | 0 | 95 | 95 | 95 | 95
Nuc | 0 | 0 | 0 | 1522.28 | 4802.8 | 4920.92
PS | 0 | 0 | 0 | 0 | 0 | 0
PV | 0 | 0 | 0 | 0 | 0 | 0
PeakG | 0 | 0 | 0 | 0 | 0 | 0
PeakO | 0 | 0 | 0 | 0 | 0 | 0
ST | 0 | 0 | 0 | 0 | 0 | 0
STOG | 0 | 0 | 0 | 0 | 0 | 0
STWD | 0 | 0 | 0 | 0 | 0 | 0
WT | 0 | 9847.76 | 9847.76 | 9847.76 | 9847.76 | 9847.76
IGCC | 0 | 0 | 0 | 0 | 0 | 0
DemandResponse | 0 | 0 | 0 | 0 | 0 | 0
IGCC-CCS | 0 | 0 | 0 | 0 | 0 | 0
WT_off | 0 | 0 | 0 | 0 | 0 | 0
PseudoUnit | 0 | 0 | 0 | 0 | 0 | 0
FixedInterchange | 0 | 0 | 0 | 0 | 0 | 0
Cumulative New Build Capacity by Reporting Type: SPP_S
ReportingType | 2015 | 2020 | 2025 | 2030 | 2035 | 2040
BM | 0 | 0 | 0 | 0 | 0 | 0
CC | 0 | 7279.57 | 7279.57 | 7279.57 | 7279.57 | 7279.57
CSP | 0 | 0 | 0 | 0 | 0 | 0
CT | 412.99 | 712.99 | 712.99 | 712.99 | 712.99 | 712.99
Coal | 988 | 988 | 988 | 988 | 988 | 988
Geo | 0 | 0 | 0 | 0 | 0 | 0
H | 0 | 0 | 0 | 0 | 0 | 0
LFG | 0 | 0 | 95 | 95 | 95 | 95
Nuc | 0 | 0 | 0 | 0 | 0 | 344.43
PS | 0 | 0 | 0 | 0 | 0 | 0
PV | 0 | 0 | 0 | 0 | 0 | 0
PeakG | 0 | 0 | 0 | 0 | 0 | 0
PeakO | 0 | 0 | 0 | 0 | 0 | 0
ST | 0 | 0 | 0 | 0 | 0 | 0
STOG | 0 | 0 | 0 | 0 | 0 | 0
STWD | 0 | 0 | 0 | 0 | 0 | 0
WT | 430 | 27844.34 | 27844.34 | 27844.34 | 27844.34 | 27844.34
IGCC | 0 | 0 | 0 | 0 | 0 | 0
DemandResponse | 0 | 0 | 0 | 0 | 0 | 0
IGCC-CCS | 0 | 0 | 0 | 0 | 0 | 0
WT_off | 0 | 0 | 0 | 0 | 0 | 0
PseudoUnit | 0 | 0 | 0 | 0 | 0 | 0
FixedInterchange | 0 | 0 | 0 | 0 | 0 | 0
Cumulative New Build Capacity by Reporting Type: TVA
ReportingType | 2015 | 2020 | 2025 | 2030 | 2035 | 2040
BM | 0 | 0 | 0 | 0 | 0 | 0
CC | 3615.73 | 9462.09 | 9462.09 | 9462.09 | 9462.09 | 9462.09
CSP | 0 | 0 | 0 | 0 | 0 | 0
CT | 0 | 0 | 0 | 0 | 0 | 0
Coal | 0 | 0 | 0 | 0 | 0 | 0
Geo | 0 | 0 | 0 | 0 | 0 | 0
H | 0 | 0 | 0 | 27 | 27 | 27
LFG | 0 | 0 | 107.4 | 107.4 | 107.4 | 107.4
Nuc | 1697.89 | 1697.89 | 1697.89 | 1697.89 | 6840.9 | 8056.57
PS | 0 | 0 | 0 | 0 | 0 | 0
PV | 0 | 0 | 0 | 0 | 0 | 0
PeakG | 0 | 0 | 0 | 0 | 0 | 0
PeakO | 0 | 0 | 0 | 0 | 0 | 0
ST | 0 | 0 | 0 | 0 | 0 | 0
STOG | 0 | 0 | 0 | 0 | 0 | 0
STWD | 0 | 0 | 0 | 0 | 0 | 0
WT | 0 | 0 | 0 | 0 | 0 | 0
IGCC | 0 | 0 | 0 | 0 | 0 | 0
DemandResponse | 0 | 0 | 0 | 0 | 0 | 0
IGCC-CCS | 0 | 0 | 0 | 0 | 0 | 0
WT_off | 0 | 0 | 0 | 0 | 0 | 0
PseudoUnit | 0 | 0 | 0 | 0 | 0 | 0
FixedInterchange | 0 | 0 | 0 | 0 | 0 | 0
Cumulative New Build Capacity by Reporting Type: TVA_Transmission
ReportingType | 2015 | 2020 | 2025 | 2030 | 2035 | 2040
BM | 0 | 0 | 0 | 0 | 0 | 0
CC | 0 | 0 | 0 | 0 | 0 | 0
CSP | 0 | 0 | 0 | 0 | 0 | 0
CT | 0 | 0 | 0 | 0 | 0 | 0
Coal | 0 | 0 | 0 | 0 | 0 | 0
Geo | 0 | 0 | 0 | 0 | 0 | 0
H | 0 | 0 | 0 | 0 | 0 | 0
LFG | 0 | 0 | 0 | 0 | 0 | 0
Nuc | 0 | 0 | 0 | 0 | 0 | 0
PS | 0 | 0 | 0 | 0 | 0 | 0
PV | 0 | 0 | 0 | 0 | 0 | 0
PeakG | 0 | 0 | 0 | 0 | 0 | 0
PeakO | 0 | 0 | 0 | 0 | 0 | 0
ST | 0 | 0 | 0 | 0 | 0 | 0
STOG | 0 | 0 | 0 | 0 | 0 | 0
STWD | 0 | 0 | 0 | 0 | 0 | 0
WT | 0 | 0 | 0 | 0 | 0 | 0
IGCC | 0 | 0 | 0 | 0 | 0 | 0
DemandResponse | 0 | 0 | 0 | 0 | 0 | 0
IGCC-CCS | 0 | 0 | 0 | 0 | 0 | 0
WT_off | 0 | 0 | 0 | 0 | 0 | 0
PseudoUnit | 0 | 0 | 0 | 0 | 0 | 0
FixedInterchange | 0 | 0 | 0 | 0 | 0 | 0
Cumulative New Build Capacity by Reporting Type: VACAR
ReportingType | 2015 | 2020 | 2025 | 2030 | 2035 | 2040
BM | 0.92 | 171.13 | 709.69 | 722.42 | 722.42 | 770
CC | 16751.05 | 16751.05 | 16751.05 | 16751.05 | 16751.05 | 16751.05
CSP | 0 | 0 | 0 | 0 | 0 | 0
CT | 717.2 | 717.2 | 717.2 | 717.2 | 717.2 | 717.2
Coal | 825 | 825 | 825 | 825 | 825 | 825
Geo | 0 | 0 | 0 | 0 | 0 | 0
H | 0 | 0 | 0 | 0 | 0 | 0
LFG | 0.34 | 107.4 | 107.4 | 107.4 | 107.4 | 107.4
Nuc | 0 | 2330 | 2330 | 6887.81 | 10314.61 | 18610.11
PS | 0 | 0 | 0 | 0 | 0 | 0
PV | 0 | 133.61 | 135.95 | 136.75 | 136.75 | 139.75
PeakG | 0 | 0 | 0 | 0 | 0 | 0
PeakO | 0 | 0 | 0 | 0 | 0 | 0
ST | 0 | 0 | 0 | 0 | 0 | 0
STOG | 0 | 0 | 0 | 0 | 0 | 0
STWD | 0 | 0 | 0 | 0 | 0 | 0
WT | 0.9 | 3500 | 3500 | 3500 | 3500 | 3500
IGCC | 0 | 0 | 0 | 0 | 0 | 0
DemandResponse | 0 | 0 | 0 | 0 | 0 | 0
IGCC-CCS | 0 | 0 | 0 | 0 | 0 | 0
WT_off | 1 | 1 | 1 | 1 | 1 | 1
PseudoUnit | 0 | 0 | 0 | 0 | 0 | 0
FixedInterchange | 0 | 0 | 0 | 0 | 0 | 0
Cumulative New Build Capacity by Reporting Type: IESO
ReportingType | 2015 | 2020 | 2025 | 2030 | 2035 | 2040
BM | 326.33 | 326.33 | 326.33 | 326.33 | 326.33 | 326.33
CC | 1263 | 1263 | 1263 | 1263 | 1263 | 1263
CSP | 0 | 0 | 0 | 0 | 0 | 0
CT | 368 | 368 | 368 | 368 | 368 | 368
Coal | 0 | 0 | 0 | 0 | 0 | 0
Geo | 0 | 0 | 0 | 0 | 0 | 0
H | 0 | 0 | 0 | 67.81 | 250 | 250
LFG | 14.5 | 14.5 | 14.5 | 15 | 15 | 15
Nuc | 0 | 0 | 0 | 0 | 0 | 0
PS | 0 | 0 | 0 | 0 | 0 | 0
PV | 1067.26 | 1067.26 | 1067.26 | 1067.26 | 1067.26 | 1067.26
PeakG | 0 | 0 | 0 | 0 | 0 | 0
PeakO | 0 | 0 | 0 | 0 | 0 | 0
ST | 0 | 0 | 0 | 0 | 0 | 0
STOG | 0 | 0 | 0 | 0 | 0 | 0
STWD | 0 | 0 | 0 | 0 | 0 | 0
WT | 2105.9 | 2105.9 | 2105.9 | 2105.9 | 2105.9 | 2105.9
IGCC | 0 | 0 | 0 | 0 | 0 | 0
DemandResponse | 0 | 0 | 0 | 0 | 0 | 0
IGCC-CCS | 0 | 0 | 0 | 0 | 0 | 0
WT_off | 0 | 0 | 0 | 0 | 0 | 0
PseudoUnit | 0 | 0 | 0 | 0 | 0 | 0
FixedInterchange | 0 | 0 | 0 | 0 | 0 | 0
Cumulative New Build Capacity by Reporting Type: MAPP_CA
ReportingType | 2015 | 2020 | 2025 | 2030 | 2035 | 2040
BM | 0 | 0 | 0 | 0 | 0 | 0
CC | 281.76 | 281.76 | 281.76 | 281.76 | 281.76 | 281.76
CSP | 0 | 0 | 0 | 0 | 0 | 0
CT | 0 | 0 | 0 | 0 | 0 | 0
Coal | 0 | 0 | 0 | 0 | 0 | 0
Geo | 0 | 0 | 0 | 0 | 0 | 0
H | 0 | 695 | 2190 | 4650 | 4650 | 4650
LFG | 0 | 0 | 0 | 0 | 0 | 0
Nuc | 0 | 0 | 0 | 0 | 0 | 0
PS | 0 | 0 | 0 | 0 | 0 | 0
PV | 0 | 0 | 0 | 0 | 0 | 0
PeakG | 0 | 0 | 0 | 0 | 0 | 0
PeakO | 0 | 0 | 0 | 0 | 0 | 0
ST | 0 | 0 | 0 | 0 | 0 | 0
STOG | 0 | 0 | 0 | 0 | 0 | 0
STWD | 0 | 0 | 0 | 0 | 0 | 0
WT | 302.4 | 302.4 | 302.4 | 302.4 | 302.4 | 302.4
IGCC | 0 | 0 | 0 | 0 | 0 | 0
DemandResponse | 0 | 0 | 0 | 0 | 0 | 0
IGCC-CCS | 0 | 0 | 0 | 0 | 0 | 0
WT_off | 0 | 0 | 0 | 0 | 0 | 0
PseudoUnit | 0 | 0 | 0 | 0 | 0 | 0
FixedInterchange | 0 | 0 | 0 | 0 | 0 | 0
Cumulative New Build Capacity by Reporting Type: AZ_NM_SNV_Coal
ReportingType | 2015 | 2020 | 2025 | 2030 | 2035 | 2040
BM | 0 | 0 | 0 | 0 | 0 | 0
CC | 0 | 0 | 0 | 0 | 0 | 0
CSP | 0 | 0 | 0 | 0 | 0 | 0
CT | 0 | 0 | 0 | 0 | 0 | 0
Coal | 0 | 0 | 0 | 0 | 0 | 0
Geo | 0 | 0 | 0 | 0 | 0 | 0
H | 0 | 0 | 0 | 0 | 0 | 0
LFG | 0 | 0 | 0 | 0 | 0 | 0
Nuc | 0 | 0 | 0 | 0 | 0 | 0
PS | 0 | 0 | 0 | 0 | 0 | 0
PV | 0 | 0 | 0 | 0 | 0 | 0
PeakG | 0 | 0 | 0 | 0 | 0 | 0
PeakO | 0 | 0 | 0 | 0 | 0 | 0
ST | 0 | 0 | 0 | 0 | 0 | 0
STOG | 0 | 0 | 0 | 0 | 0 | 0
STWD | 0 | 0 | 0 | 0 | 0 | 0
WT | 0 | 0 | 0 | 0 | 0 | 0
IGCC | 0 | 0 | 0 | 0 | 0 | 0
DemandResponse | 0 | 0 | 0 | 0 | 0 | 0
IGCC-CCS | 0 | 0 | 0 | 0 | 0 | 0
WT_off | 0 | 0 | 0 | 0 | 0 | 0
PseudoUnit | 0 | 0 | 0 | 0 | 0 | 0
FixedInterchange | 0 | 0 | 0 | 0 | 0 | 0
Cumulative New Build Capacity by Reporting Type: AZ_NM_SNV_Gas
ReportingType | 2015 | 2020 | 2025 | 2030 | 2035 | 2040
BM | 0 | 0 | 0 | 0 | 0 | 0
CC | 668 | 2396.81 | 2396.81 | 2396.81 | 2396.81 | 2396.81
CSP | 0 | 0 | 0 | 0 | 0 | 0
CT | 736 | 736 | 736 | 736 | 736 | 736
Coal | 0 | 0 | 0 | 0 | 0 | 0
Geo | 0 | 0 | 0 | 0 | 0 | 0
H | 0 | 0 | 0 | 0 | 0 | 0
LFG | 0 | 0 | 0 | 0 | 0 | 0
Nuc | 0 | 0 | 0 | 0 | 0 | 0
PS | 0 | 0 | 0 | 0 | 0 | 0
PV | 0 | 0 | 0 | 0 | 0 | 0
PeakG | 0 | 0 | 0 | 0 | 0 | 0
PeakO | 0 | 0 | 0 | 0 | 0 | 0
ST | 0 | 0 | 0 | 0 | 0 | 0
STOG | 0 | 0 | 0 | 0 | 0 | 0
STWD | 0 | 0 | 0 | 0 | 0 | 0
WT | 0 | 0 | 0 | 0 | 0 | 0
IGCC | 0 | 0 | 0 | 0 | 0 | 0
DemandResponse | 0 | 0 | 0 | 0 | 0 | 0
IGCC-CCS | 0 | 0 | 0 | 0 | 0 | 0
WT_off | 0 | 0 | 0 | 0 | 0 | 0
PseudoUnit | 0 | 0 | 0 | 0 | 0 | 0
FixedInterchange | 0 | 0 | 0 | 0 | 0 | 0
Cumulative New Build Capacity by Reporting Type: AZ_NM_SNV_NucRenew
ReportingType | 2015 | 2020 | 2025 | 2030 | 2035 | 2040
BM | 0 | 0 | 0 | 0 | 0 | 0
CC | 0 | 0 | 0 | 0 | 0 | 0
CSP | 0 | 0 | 0 | 0 | 0 | 0
CT | 0 | 0 | 0 | 0 | 0 | 0
Coal | 0 | 0 | 0 | 0 | 0 | 0
Geo | 0 | 0 | 1450 | 1450 | 1450 | 1450
H | 0 | 0 | 0 | 0 | 0 | 0
LFG | 0 | 60.67 | 60.67 | 60.67 | 60.67 | 60.67
Nuc | 0 | 0 | 0 | 3543.33 | 7097.78 | 7974.35
PS | 0 | 0 | 0 | 0 | 0 | 0
PV | 95.7 | 95.7 | 95.7 | 95.7 | 95.7 | 95.7
PeakG | 0 | 0 | 0 | 0 | 0 | 0
PeakO | 0 | 0 | 0 | 0 | 0 | 0
ST | 280 | 725.61 | 953.39 | 963.12 | 963.12 | 963.12
STOG | 0 | 0 | 0 | 0 | 0 | 0
STWD | 0 | 0 | 0 | 0 | 0 | 0
WT | 65.1 | 11854.92 | 11879.99 | 12014.44 | 12696.42 | 12696.42
IGCC | 0 | 0 | 0 | 0 | 0 | 0
DemandResponse | 0 | 0 | 0 | 0 | 0 | 0
IGCC-CCS | 0 | 0 | 0 | 0 | 0 | 0
WT_off | 0 | 0 | 0 | 0 | 0 | 0
PseudoUnit | 0 | 0 | 0 | 0 | 0 | 0
FixedInterchange | 0 | 0 | 0 | 0 | 0 | 0
Cumulative New Build Capacity by Reporting Type: ERCOT
ReportingType | 2015 | 2020 | 2025 | 2030 | 2035 | 2040
BM | 145 | 145 | 145 | 145 | 145 | 145
CC | 19773.62 | 19773.62 | 19773.62 | 19773.62 | 19773.62 | 19773.62
CSP | 0 | 0 | 0 | 0 | 0 | 0
CT | 250 | 250 | 250 | 250 | 250 | 250
Coal | 2020 | 2020 | 2020 | 2020 | 2020 | 2020
Geo | 0 | 0 | 0 | 0 | 0 | 0
H | 0 | 0 | 0 | 0 | 0 | 0
LFG | 0 | 0 | 354 | 354 | 354 | 354
Nuc | 0 | 0 | 0 | 0 | 3529.08 | 7005.06
PS | 0 | 0 | 0 | 0 | 0 | 0
PV | 14 | 14 | 14 | 14 | 14 | 14
PeakG | 0 | 0 | 0 | 0 | 0 | 0
PeakO | 0 | 0 | 0 | 0 | 0 | 0
ST | 0 | 0 | 0 | 0 | 0 | 0
STOG | 0 | 0 | 0 | 0 | 0 | 0
STWD | 0 | 0 | 0 | 0 | 0 | 0
WT | 350.1 | 350.1 | 19804.41 | 19804.41 | 19804.41 | 20058.01
IGCC | 0 | 0 | 0 | 0 | 0 | 0
DemandResponse | 0 | 0 | 0 | 0 | 0 | 0
IGCC-CCS | 0 | 0 | 0 | 0 | 0 | 0
WT_off | 0 | 0 | 0 | 0 | 0 | 0
PseudoUnit | 0 | 0 | 0 | 0 | 0 | 0
FixedInterchange | 0 | 0 | 0 | 0 | 0 | 0
Cumulative New Build Capacity by Reporting Type: NP15
ReportingType | 2015 | 2020 | 2025 | 2030 | 2035 | 2040
BM | 0 | 0 | 0 | 0 | 0 | 0
CC | 3422.68 | 3422.68 | 3422.68 | 3422.68 | 3422.68 | 3422.68
CSP | 0 | 0 | 0 | 0 | 0 | 0
CT | 212.6 | 212.6 | 212.6 | 212.6 | 212.6 | 212.6
Coal | 0 | 0 | 0 | 0 | 0 | 0
Geo | 0 | 0 | 600 | 600 | 600 | 600
H | 0 | 0 | 0 | 0 | 0 | 0
LFG | 0 | 565 | 565 | 565 | 565 | 565
Nuc | 0 | 0 | 0 | 2764.77 | 4536.46 | 8785.89
PS | 0 | 0 | 0 | 0 | 0 | 0
PV | 6.5 | 6.5 | 6.5 | 6.5 | 6.5 | 6.5
PeakG | 0 | 0 | 0 | 0 | 0 | 0
PeakO | 0 | 0 | 0 | 0 | 0 | 0
ST | 29 | 29 | 29 | 29 | 29 | 29
STOG | 0 | 0 | 0 | 0 | 0 | 0
STWD | 0 | 0 | 0 | 0 | 0 | 0
WT | 101.2 | 3400 | 3400 | 3400 | 3400 | 3400
IGCC | 0 | 0 | 0 | 0 | 0 | 0
DemandResponse | 0 | 0 | 0 | 0 | 0 | 0
IGCC-CCS | 0 | 0 | 0 | 0 | 0 | 0
WT_off | 0 | 0 | 0 | 0 | 0 | 0
PseudoUnit | 0 | 0 | 0 | 0 | 0 | 0
FixedInterchange | 0 | 0 | 0 | 0 | 0 | 0
Cumulative New Build Capacity by Reporting Type: NWPP_Coal
ReportingType | 2015 | 2020 | 2025 | 2030 | 2035 | 2040
BM | 0 | 0 | 0 | 0 | 0 | 0
CC | 0 | 0 | 0 | 0 | 0 | 0
CSP | 0 | 0 | 0 | 0 | 0 | 0
CT | 0 | 0 | 0 | 0 | 0 | 0
Coal | 0 | 0 | 0 | 0 | 0 | 0
Geo | 0 | 0 | 0 | 0 | 0 | 0
H | 0 | 0 | 0 | 0 | 0 | 0
LFG | 0 | 0 | 0 | 0 | 0 | 0
Nuc | 0 | 0 | 0 | 0 | 0 | 0
PS | 0 | 0 | 0 | 0 | 0 | 0
PV | 0 | 0 | 0 | 0 | 0 | 0
PeakG | 0 | 0 | 0 | 0 | 0 | 0
PeakO | 0 | 0 | 0 | 0 | 0 | 0
ST | 0 | 0 | 0 | 0 | 0 | 0
STOG | 0 | 0 | 0 | 0 | 0 | 0
STWD | 0 | 0 | 0 | 0 | 0 | 0
WT | 0 | 0 | 0 | 0 | 0 | 0
IGCC | 0 | 0 | 0 | 0 | 0 | 0
DemandResponse | 0 | 0 | 0 | 0 | 0 | 0
IGCC-CCS | 0 | 0 | 0 | 0 | 0 | 0
WT_off | 0 | 0 | 0 | 0 | 0 | 0
PseudoUnit | 0 | 0 | 0 | 0 | 0 | 0
FixedInterchange | 0 | 0 | 0 | 0 | 0 | 0
Cumulative New Build Capacity by Reporting Type: NWPP_Gas
ReportingType | 2015 | 2020 | 2025 | 2030 | 2035 | 2040
BM | 0 | 0 | 0 | 0 | 0 | 0
CC | 300 | 2342.5 | 2342.5 | 2342.5 | 2342.5 | 2342.5
CSP | 0 | 0 | 0 | 0 | 0 | 0
CT | 150 | 150 | 150 | 150 | 150 | 150
Coal | 0 | 0 | 0 | 0 | 0 | 0
Geo | 0 | 0 | 0 | 0 | 0 | 0
H | 0 | 0 | 0 | 0 | 0 | 0
LFG | 0 | 0 | 0 | 0 | 0 | 0
Nuc | 0 | 0 | 0 | 0 | 0 | 0
PS | 0 | 0 | 0 | 0 | 0 | 0
PV | 0 | 0 | 0 | 0 | 0 | 0
PeakG | 0 | 0 | 0 | 0 | 0 | 0
PeakO | 0 | 0 | 0 | 0 | 0 | 0
ST | 0 | 0 | 0 | 0 | 0 | 0
STOG | 0 | 0 | 0 | 0 | 0 | 0
STWD | 0 | 0 | 0 | 0 | 0 | 0
WT | 0 | 0 | 0 | 0 | 0 | 0
IGCC | 0 | 0 | 0 | 0 | 0 | 0
DemandResponse | 0 | 0 | 0 | 0 | 0 | 0
IGCC-CCS | 0 | 0 | 0 | 0 | 0 | 0
WT_off | 0 | 0 | 0 | 0 | 0 | 0
PseudoUnit | 0 | 0 | 0 | 0 | 0 | 0
FixedInterchange | 0 | 0 | 0 | 0 | 0 | 0
Cumulative New Build Capacity by Reporting Type: NWPP_NucRenew
ReportingType | 2015 | 2020 | 2025 | 2030 | 2035 | 2040
BM | 32.55 | 32.55 | 32.55 | 32.55 | 32.55 | 32.55
CC | 0 | 0 | 0 | 0 | 0 | 0
CSP | 0 | 0 | 0 | 0 | 0 | 0
CT | 0 | 0 | 0 | 0 | 0 | 0
Coal | 0 | 0 | 0 | 0 | 0 | 0
Geo | 86 | 86 | 520 | 520 | 520 | 520
H | 0 | 0 | 0 | 0 | 0 | 0
LFG | 25.5 | 25.5 | 270 | 270 | 270 | 270
Nuc | 0 | 0 | 0 | 4806.79 | 8561.89 | 12054.75
PS | 0 | 0 | 0 | 0 | 0 | 0
PV | 0 | 0 | 0 | 0 | 0 | 0
PeakG | 0 | 0 | 0 | 0 | 0 | 0
PeakO | 0 | 0 | 0 | 0 | 0 | 0
ST | 0 | 0 | 0 | 0 | 0 | 0
STOG | 0 | 0 | 0 | 0 | 0 | 0
STWD | 0 | 0 | 0 | 0 | 0 | 0
WT | 977.3 | 977.3 | 977.3 | 977.3 | 977.3 | 977.3
IGCC | 0 | 0 | 0 | 0 | 0 | 0
DemandResponse | 0 | 0 | 0 | 0 | 0 | 0
IGCC-CCS | 0 | 0 | 0 | 0 | 0 | 0
WT_off | 0 | 0 | 0 | 0 | 0 | 0
PseudoUnit | 0 | 0 | 0 | 0 | 0 | 0
FixedInterchange | 0 | 0 | 0 | 0 | 0 | 0
Cumulative New Build Capacity by Reporting Type: RMPA
ReportingType | 2015 | 2020 | 2025 | 2030 | 2035 | 2040
BM | 0 | 0 | 0 | 0 | 0 | 0
CC | 0 | 1229.36 | 1229.36 | 1229.36 | 1229.36 | 1229.36
CSP | 0 | 0 | 0 | 0 | 0 | 0
CT | 152 | 152 | 152 | 152 | 152 | 152
Coal | 390 | 390 | 390 | 390 | 390 | 390
Geo | 0 | 625 | 2570 | 2570 | 2570 | 2570
H | 0 | 0 | 0 | 0 | 0 | 0
LFG | 1.4 | 30.33 | 30.33 | 30.33 | 30.33 | 30.33
Nuc | 0 | 0 | 0 | 1949.68 | 2045.99 | 2294.13
PS | 0 | 0 | 0 | 0 | 0 | 0
PV | 1 | 1 | 1 | 1 | 1 | 1
PeakG | 0 | 0 | 0 | 0 | 0 | 0
PeakO | 0 | 0 | 0 | 0 | 0 | 0
ST | 3 | 370.43 | 370.43 | 375.89 | 375.89 | 375.89
STOG | 0 | 0 | 0 | 0 | 0 | 0
STWD | 0 | 0 | 0 | 0 | 0 | 0
WT | 765.4 | 4310.61 | 4310.61 | 4847.18 | 4847.18 | 4982.91
IGCC | 0 | 0 | 0 | 0 | 0 | 0
DemandResponse | 0 | 0 | 0 | 0 | 0 | 0
IGCC-CCS | 0 | 0 | 0 | 0 | 0 | 0
WT_off | 0 | 0 | 0 | 0 | 0 | 0
PseudoUnit | 0 | 0 | 0 | 0 | 0 | 0
FixedInterchange | 0 | 0 | 0 | 0 | 0 | 0
Cumulative New Build Capacity by Reporting Type: SP15
ReportingType | 2015 | 2020 | 2025 | 2030 | 2035 | 2040
BM | 6 | 6 | 6 | 6 | 6 | 6
CC | 3445.15 | 4857.82 | 6238.61 | 6238.61 | 6238.61 | 6238.61
CSP | 0 | 0 | 0 | 0 | 0 | 0
CT | 0 | 0 | 0 | 0 | 0 | 0
Coal | 0 | 0 | 0 | 0 | 0 | 0
Geo | 50 | 1500 | 1500 | 1500 | 1500 | 1500
H | 0 | 0 | 0 | 0 | 0 | 0
LFG | 9.2 | 565 | 565 | 565 | 565 | 565
Nuc | 0 | 0 | 0 | 0 | 0 | 94.62
PS | 0 | 0 | 0 | 0 | 0 | 0
PV | 3.8 | 3.8 | 3.8 | 3.8 | 3.8 | 3.8
PeakG | 0 | 0 | 0 | 0 | 0 | 0
PeakO | 0 | 0 | 0 | 0 | 0 | 0
ST | 448 | 448 | 448 | 448 | 448 | 448
STOG | 0 | 0 | 0 | 0 | 0 | 0
STWD | 0 | 0 | 0 | 0 | 0 | 0
WT | 735 | 795.23 | 7383.94 | 14900 | 14900 | 14900
IGCC | 0 | 0 | 0 | 0 | 0 | 0
DemandResponse | 0 | 0 | 0 | 0 | 0 | 0
IGCC-CCS | 0 | 0 | 0 | 0 | 0 | 0
WT_off | 0 | 0 | 0 | 0 | 0 | 0
PseudoUnit | 0 | 0 | 0 | 0 | 0 | 0
FixedInterchange | 0 | 0 | 0 | 0 | 0 | 0
Cumulative New Build Capacity by Reporting Type: ALB
ReportingType | 2015 | 2020 | 2025 | 2030 | 2035 | 2040
BM | 0 | 0 | 0 | 0 | 0 | 0
CC | 0 | 0 | 0 | 0 | 0 | 0
CSP | 0 | 0 | 0 | 0 | 0 | 0
CT | 201.5 | 201.5 | 201.5 | 201.5 | 201.5 | 201.5
Coal | 495 | 495 | 495 | 495 | 495 | 495
Geo | 0 | 0 | 0 | 0 | 0 | 0
H | 0 | 0 | 0 | 0 | 0 | 0
LFG | 0 | 0 | 0 | 0 | 0 | 0
Nuc | 0 | 0 | 0 | 8808.33 | 8829.71 | 9227.52
PS | 0 | 0 | 0 | 0 | 0 | 0
PV | 0 | 0 | 0 | 0 | 0 | 0
PeakG | 0 | 0 | 0 | 0 | 0 | 0
PeakO | 0 | 0 | 0 | 0 | 0 | 0
ST | 0 | 0 | 0 | 0 | 0 | 0
STOG | 0 | 0 | 0 | 0 | 0 | 0
STWD | 0 | 0 | 0 | 0 | 0 | 0
WT | 9 | 9 | 9 | 9 | 9 | 9
IGCC | 0 | 0 | 0 | 0 | 0 | 0
DemandResponse | 0 | 0 | 0 | 0 | 0 | 0
IGCC-CCS | 0 | 0 | 0 | 0 | 0 | 0
WT_off | 0 | 0 | 0 | 0 | 0 | 0
PseudoUnit | 0 | 0 | 0 | 0 | 0 | 0
FixedInterchange | 0 | 0 | 0 | 0 | 0 | 0
Cumulative New Build Capacity by Reporting Type: BC
ReportingType | 2015 | 2020 | 2025 | 2030 | 2035 | 2040
BM | 0 | 0 | 0 | 0 | 0 | 0
CC | 388.87 | 388.87 | 388.87 | 388.87 | 388.87 | 388.87
CSP | 0 | 0 | 0 | 0 | 0 | 0
CT | 0 | 0 | 0 | 0 | 0 | 0
Coal | 0 | 0 | 0 | 0 | 0 | 0
Geo | 0 | 0 | 0 | 0 | 0 | 0
H | 0 | 0 | 0 | 0 | 0 | 0
LFG | 0 | 0 | 0 | 0 | 0 | 0
Nuc | 0 | 0 | 0 | 634.06 | 702.42 | 762.45
PS | 0 | 0 | 0 | 0 | 0 | 0
PV | 0 | 0 | 0 | 0 | 0 | 0
PeakG | 0 | 0 | 0 | 0 | 0 | 0
PeakO | 0 | 0 | 0 | 0 | 0 | 0
ST | 0 | 0 | 0 | 0 | 0 | 0
STOG | 0 | 0 | 0 | 0 | 0 | 0
STWD | 0 | 0 | 0 | 0 | 0 | 0
WT | 144 | 144 | 144 | 144 | 144 | 144
IGCC | 0 | 0 | 0 | 0 | 0 | 0
DemandResponse | 0 | 0 | 0 | 0 | 0 | 0
IGCC-CCS | 0 | 0 | 0 | 0 | 0 | 0
WT_off | 0 | 0 | 0 | 0 | 0 | 0
PseudoUnit | 0 | 0 | 0 | 0 | 0 | 0
FixedInterchange | 0 | 0 | 0 | 0 | 0 | 0
Cumulative New Build Capacity by Reporting Type: HQ_IESO
ReportingType | 2015 | 2020 | 2025 | 2030 | 2035 | 2040
BM | 0 | 0 | 0 | 0 | 0 | 0
CC | 0 | 0 | 0 | 0 | 0 | 0
CSP | 0 | 0 | 0 | 0 | 0 | 0
CT | 0 | 0 | 0 | 0 | 0 | 0
Coal | 0 | 0 | 0 | 0 | 0 | 0
Geo | 0 | 0 | 0 | 0 | 0 | 0
H | 0 | 0 | 0 | 0 | 0 | 0
LFG | 0 | 0 | 0 | 0 | 0 | 0
Nuc | 0 | 0 | 0 | 0 | 0 | 0
PS | 0 | 0 | 0 | 0 | 0 | 0
PV | 0 | 0 | 0 | 0 | 0 | 0
PeakG | 0 | 0 | 0 | 0 | 0 | 0
PeakO | 0 | 0 | 0 | 0 | 0 | 0
ST | 0 | 0 | 0 | 0 | 0 | 0
STOG | 0 | 0 | 0 | 0 | 0 | 0
STWD | 0 | 0 | 0 | 0 | 0 | 0
WT | 0 | 0 | 0 | 0 | 0 | 0
IGCC | 0 | 0 | 0 | 0 | 0 | 0
DemandResponse | 0 | 0 | 0 | 0 | 0 | 0
IGCC-CCS | 0 | 0 | 0 | 0 | 0 | 0
WT_off | 0 | 0 | 0 | 0 | 0 | 0
PseudoUnit | 0 | 0 | 0 | 87.91 | 87.91 | 87.91
FixedInterchange | 0 | 0 | 0 | 0 | 0 | 0
Cumulative New Build Capacity by Reporting Type: HQ_NEISO
ReportingType | 2015 | 2020 | 2025 | 2030 | 2035 | 2040
BM | 0 | 0 | 0 | 0 | 0 | 0
CC | 0 | 0 | 0 | 0 | 0 | 0
CSP | 0 | 0 | 0 | 0 | 0 | 0
CT | 0 | 0 | 0 | 0 | 0 | 0
Coal | 0 | 0 | 0 | 0 | 0 | 0
Geo | 0 | 0 | 0 | 0 | 0 | 0
H | 0 | 0 | 0 | 0 | 0 | 0
LFG | 0 | 0 | 0 | 0 | 0 | 0
Nuc | 0 | 0 | 0 | 0 | 0 | 0
PS | 0 | 0 | 0 | 0 | 0 | 0
PV | 0 | 0 | 0 | 0 | 0 | 0
PeakG | 0 | 0 | 0 | 0 | 0 | 0
PeakO | 0 | 0 | 0 | 0 | 0 | 0
ST | 0 | 0 | 0 | 0 | 0 | 0
STOG | 0 | 0 | 0 | 0 | 0 | 0
STWD | 0 | 0 | 0 | 0 | 0 | 0
WT | 0 | 0 | 0 | 0 | 0 | 0
IGCC | 0 | 0 | 0 | 0 | 0 | 0
DemandResponse | 0 | 0 | 0 | 0 | 0 | 0
IGCC-CCS | 0 | 0 | 0 | 0 | 0 | 0
WT_off | 0 | 0 | 0 | 0 | 0 | 0
PseudoUnit | 0 | 0 | 0 | 1476.49 | 1476.49 | 1476.49
FixedInterchange | 0 | 0 | 0 | 0 | 0 | 0
Cumulative New Build Capacity by Reporting Type: HQ_NY
ReportingType | 2015 | 2020 | 2025 | 2030 | 2035 | 2040
BM | 0 | 0 | 0 | 0 | 0 | 0
CC | 0 | 0 | 0 | 0 | 0 | 0
CSP | 0 | 0 | 0 | 0 | 0 | 0
CT | 0 | 0 | 0 | 0 | 0 | 0
Coal | 0 | 0 | 0 | 0 | 0 | 0
Geo | 0 | 0 | 0 | 0 | 0 | 0
H | 0 | 0 | 0 | 0 | 0 | 0
LFG | 0 | 0 | 0 | 0 | 0 | 0
Nuc | 0 | 0 | 0 | 0 | 0 | 0
PS | 0 | 0 | 0 | 0 | 0 | 0
PV | 0 | 0 | 0 | 0 | 0 | 0
PeakG | 0 | 0 | 0 | 0 | 0 | 0
PeakO | 0 | 0 | 0 | 0 | 0 | 0
ST | 0 | 0 | 0 | 0 | 0 | 0
STOG | 0 | 0 | 0 | 0 | 0 | 0
STWD | 0 | 0 | 0 | 0 | 0 | 0
WT | 0 | 0 | 0 | 0 | 0 | 0
IGCC | 0 | 0 | 0 | 0 | 0 | 0
DemandResponse | 0 | 0 | 0 | 0 | 0 | 0
IGCC-CCS | 0 | 0 | 0 | 0 | 0 | 0
WT_off | 0 | 0 | 0 | 0 | 0 | 0
PseudoUnit | 0 | 0 | 2500 | 2500 | 2500 | 2500
FixedInterchange | 0 | 0 | 0 | 0 | 0 | 0
Cumulative New Build Capacity by Reporting Type: MARITIMES
ReportingType | 2015 | 2020 | 2025 | 2030 | 2035 | 2040
BM | 0 | 0 | 0 | 0 | 0 | 0
CC | 0 | 0 | 0 | 0 | 0 | 0
CSP | 0 | 0 | 0 | 0 | 0 | 0
CT | 0 | 0 | 0 | 0 | 0 | 0
Coal | 0 | 0 | 0 | 0 | 0 | 0
Geo | 0 | 0 | 0 | 0 | 0 | 0
H | 0 | 0 | 0 | 0 | 0 | 0
LFG | 0 | 0 | 0 | 0 | 0 | 0
Nuc | 0 | 0 | 0 | 0 | 0 | 0
PS | 0 | 0 | 0 | 0 | 0 | 0
PV | 0 | 0 | 0 | 0 | 0 | 0
PeakG | 0 | 0 | 0 | 0 | 0 | 0
PeakO | 0 | 0 | 0 | 0 | 0 | 0
ST | 0 | 0 | 0 | 0 | 0 | 0
STOG | 0 | 0 | 0 | 0 | 0 | 0
STWD | 0 | 0 | 0 | 0 | 0 | 0
WT | 0 | 0 | 0 | 0 | 0 | 0
IGCC | 0 | 0 | 0 | 0 | 0 | 0
DemandResponse | 0 | 0 | 0 | 0 | 0 | 0
IGCC-CCS | 0 | 0 | 0 | 0 | 0 | 0
WT_off | 0 | 0 | 0 | 0 | 0 | 0
PseudoUnit | 0 | 0 | 0 | 500 | 500 | 500
FixedInterchange | 0 | 0 | 0 | 0 | 0 | 0
Cumulative New Build Capacity by Reporting Type: All
ReportingType | 2015 | 2020 | 2025 | 2030 | 2035 | 2040
BM | 1251 | 1421.21 | 1959.77 | 1972.51 | 1972.51 | 2020.09
CC | 119010.99 | 202091.19 | 205281.95 | 205875 | 213578.64 | 224410.41
CSP | 0 | 0 | 0 | 0 | 0 | 0
CT | 6393.79 | 6693.79 | 6693.79 | 7403.66 | 7438.63 | 9593.55
Coal | 10763.64 | 10763.64 | 10763.64 | 10763.64 | 10763.64 | 10763.64
Geo | 136 | 2211 | 6640 | 6640 | 6640 | 6640
H | 0 | 1199 | 4398 | 6955.81 | 7138 | 7138
LFG | 192 | 2145 | 4355 | 5079 | 5079 | 5079
Nuc | 2740.56 | 7270.56 | 9580.55 | 57270.67 | 86043.8 | 126252.87
PS | 0 | 0 | 0 | 0 | 0 | 0
PV | 1246 | 3310.51 | 4211.98 | 4386.72 | 4399.53 | 4464.99
PeakG | 0 | 0 | 0 | 0 | 0 | 0
PeakO | 0 | 0 | 0 | 0 | 0 | 0
ST | 760 | 1573.04 | 1800.81 | 1816 | 1816 | 1816
STOG | 0 | 0 | 0 | 0 | 0 | 0
STWD | 0 | 0 | 0 | 0 | 0 | 0
WT | 25342 | 99336.6 | 181200.77 | 221917.47 | 222668.22 | 226360.36
IGCC | 618 | 618 | 618 | 618 | 618 | 618
DemandResponse | 0 | 0 | 0 | 0 | 0 | 0
IGCC-CCS | 0 | 0 | 0 | 0 | 0 | 0
WT_off | 469 | 469 | 1569 | 1569 | 1569 | 1569
PseudoUnit | 0 | 0 | 2500 | 4564.4 | 4564.4 | 4564.4
FixedInterchange | 0 | 0 | 0 | 0 | 0 | 0
Cumulative New Build Capacity by Reporting Type: EI_US
ReportingType | 2015 | 2020 | 2025 | 2030 | 2035 | 2040
BM | 741.12 | 911.33 | 1449.89 | 1462.62 | 1462.62 | 1510.2
CC | 89467.92 | 166134.76 | 167944.73 | 168537.78 | 176241.42 | 187073.19
CSP | 0 | 0 | 0 | 0 | 0 | 0
CT | 4323.69 | 4623.69 | 4623.69 | 5333.57 | 5368.54 | 7523.46
Coal | 7858.64 | 7858.64 | 7858.64 | 7858.64 | 7858.64 | 7858.64
Geo | 0 | 0 | 0 | 0 | 0 | 0
H | 0 | 504 | 2208 | 2238 | 2238 | 2238
LFG | 141.4 | 884 | 2495.5 | 3219 | 3219 | 3219
Nuc | 2740.56 | 7270.56 | 9580.55 | 34763.71 | 50740.47 | 78054.09
PS | 0 | 0 | 0 | 0 | 0 | 0
PV | 57.74 | 2122.26 | 3023.72 | 3198.47 | 3211.27 | 3276.73
PeakG | 0 | 0 | 0 | 0 | 0 | 0
PeakO | 0 | 0 | 0 | 0 | 0 | 0
ST | 0 | 0 | 0 | 0 | 0 | 0
STOG | 0 | 0 | 0 | 0 | 0 | 0
STWD | 0 | 0 | 0 | 0 | 0 | 0
WT | 19786.6 | 75087.15 | 130883.22 | 163412.83 | 163481.61 | 166784.43
IGCC | 618 | 618 | 618 | 618 | 618 | 618
DemandResponse | 0 | 0 | 0 | 0 | 0 | 0
IGCC-CCS | 0 | 0 | 0 | 0 | 0 | 0
WT_off | 469 | 469 | 1569 | 1569 | 1569 | 1569
PseudoUnit | 0 | 0 | 2500 | 4476.49 | 4476.49 | 4476.49
FixedInterchange | 0 | 0 | 0 | 0 | 0 | 0
Cumulative New Build Capacity by Reporting Type: EI_Canada
ReportingType | 2015 | 2020 | 2025 | 2030 | 2035 | 2040
BM | 326.33 | 326.33 | 326.33 | 326.33 | 326.33 | 326.33
CC | 1544.76 | 1544.76 | 1544.76 | 1544.76 | 1544.76 | 1544.76
CSP | 0 | 0 | 0 | 0 | 0 | 0
CT | 368 | 368 | 368 | 368 | 368 | 368
Coal | 0 | 0 | 0 | 0 | 0 | 0
Geo | 0 | 0 | 0 | 0 | 0 | 0
H | 0 | 695 | 2190 | 4717.81 | 4900 | 4900
LFG | 14.5 | 14.5 | 14.5 | 15 | 15 | 15
Nuc | 0 | 0 | 0 | 0 | 0 | 0
PS | 0 | 0 | 0 | 0 | 0 | 0
PV | 1067.26 | 1067.26 | 1067.26 | 1067.26 | 1067.26 | 1067.26
PeakG | 0 | 0 | 0 | 0 | 0 | 0
PeakO | 0 | 0 | 0 | 0 | 0 | 0
ST | 0 | 0 | 0 | 0 | 0 | 0
STOG | 0 | 0 | 0 | 0 | 0 | 0
STWD | 0 | 0 | 0 | 0 | 0 | 0
WT | 2408.3 | 2408.3 | 2408.3 | 2408.3 | 2408.3 | 2408.3
IGCC | 0 | 0 | 0 | 0 | 0 | 0
DemandResponse | 0 | 0 | 0 | 0 | 0 | 0
IGCC-CCS | 0 | 0 | 0 | 0 | 0 | 0
WT_off | 0 | 0 | 0 | 0 | 0 | 0
PseudoUnit | 0 | 0 | 0 | 87.91 | 87.91 | 87.91
FixedInterchange | 0 | 0 | 0 | 0 | 0 | 0
Cumulative New Build Capacity by Reporting Type: EI
ReportingType | 2015 | 2020 | 2025 | 2030 | 2035 | 2040
BM | 1067.45 | 1237.66 | 1776.22 | 1788.96 | 1788.96 | 1836.54
CC | 91012.67 | 167679.51 | 169489.48 | 170082.54 | 177786.18 | 188617.95
CSP | 0 | 0 | 0 | 0 | 0 | 0
CT | 4691.69 | 4991.69 | 4991.69 | 5701.57 | 5736.54 | 7891.46
Coal | 7858.64 | 7858.64 | 7858.64 | 7858.64 | 7858.64 | 7858.64
Geo | 0 | 0 | 0 | 0 | 0 | 0
H | 0 | 1199 | 4398 | 6955.81 | 7138 | 7138
LFG | 155.9 | 898.5 | 2510 | 3234 | 3234 | 3234
Nuc | 2740.56 | 7270.56 | 9580.55 | 34763.71 | 50740.47 | 78054.09
PS | 0 | 0 | 0 | 0 | 0 | 0
PV | 1125 | 3189.51 | 4090.98 | 4265.72 | 4278.53 | 4343.99
PeakG | 0 | 0 | 0 | 0 | 0 | 0
PeakO | 0 | 0 | 0 | 0 | 0 | 0
ST | 0 | 0 | 0 | 0 | 0 | 0
STOG | 0 | 0 | 0 | 0 | 0 | 0
STWD | 0 | 0 | 0 | 0 | 0 | 0
WT | 22194.9 | 77495.45 | 133291.52 | 165821.13 | 165889.91 | 169192.73
IGCC | 618 | 618 | 618 | 618 | 618 | 618
DemandResponse | 0 | 0 | 0 | 0 | 0 | 0
IGCC-CCS | 0 | 0 | 0 | 0 | 0 | 0
WT_off | 469 | 469 | 1569 | 1569 | 1569 | 1569
PseudoUnit | 0 | 0 | 2500 | 4564.4 | 4564.4 | 4564.4
FixedInterchange | 0 | 0 | 0 | 0 | 0 | 0
Cumulative New Build Capacity by Reporting Type: Outside_EI
ReportingType | 2015 | 2020 | 2025 | 2030 | 2035 | 2040
BM | 183.55 | 183.55 | 183.55 | 183.55 | 183.55 | 183.55
CC | 27998.32 | 34411.67 | 35792.46 | 35792.46 | 35792.46 | 35792.46
CSP | 0 | 0 | 0 | 0 | 0 | 0
CT | 1702.1 | 1702.1 | 1702.1 | 1702.1 | 1702.1 | 1702.1
Coal | 2905 | 2905 | 2905 | 2905 | 2905 | 2905
Geo | 136 | 2211 | 6640 | 6640 | 6640 | 6640
H | 0 | 0 | 0 | 0 | 0 | 0
LFG | 36.1 | 1246.5 | 1845 | 1845 | 1845 | 1845
Nuc | 0 | 0 | 0 | 22506.96 | 35303.32 | 48198.78
PS | 0 | 0 | 0 | 0 | 0 | 0
PV | 121 | 121 | 121 | 121 | 121 | 121
PeakG | 0 | 0 | 0 | 0 | 0 | 0
PeakO | 0 | 0 | 0 | 0 | 0 | 0
ST | 760 | 1573.04 | 1800.81 | 1816 | 1816 | 1816
STOG | 0 | 0 | 0 | 0 | 0 | 0
STWD | 0 | 0 | 0 | 0 | 0 | 0
WT | 3147.1 | 21841.15 | 47909.25 | 56096.33 | 56778.31 | 57167.64
IGCC | 0 | 0 | 0 | 0 | 0 | 0
DemandResponse | 0 | 0 | 0 | 0 | 0 | 0
IGCC-CCS | 0 | 0 | 0 | 0 | 0 | 0
WT_off | 0 | 0 | 0 | 0 | 0 | 0
PseudoUnit | 0 | 0 | 0 | 0 | 0 | 0
FixedInterchange | 0 | 0 | 0 | 0 | 0 | 0
#3 | Retirements of Capacity (MW)
Retirements of Capacity by Reporting Type: Entergy
ReportingType | 2015 | 2020 | 2025 | 2030 | 2035 | 2040
BM | 0 | 0 | 0 | 0 | 0 | 0
CC | 0 | 0 | 209 | 0 | 422.69 | 2911.56
CSP | 0 | 0 | 0 | 0 | 0 | 0
CT | 0 | 0 | 0 | 0 | 0 | 0
Coal | 1532.9 | 6776 | 0 | 0 | 0 | 0
Geo | 0 | 0 | 0 | 0 | 0 | 0
H | 0 | 0 | 0 | 0 | 0 | 0
LFG | 0 | 0 | 0 | 0 | 0 | 0
Nuc | 0 | 0 | 0 | 0 | 842 | 997
PS | 0 | 0 | 0 | 0 | 0 | 0
PV | 0 | 0 | 0 | 0 | 0 | 0
PeakG | 0 | 0 | 158.95 | 2190.42 | 437.63 | 0
PeakO | 0 | 0 | 174 | 0 | 0 | 0
ST | 0 | 0 | 0 | 0 | 0 | 0
STOG | 13584.46 | 0 | 1280.54 | 0 | 0 | 0
STWD | 0 | 0 | 0 | 0 | 0 | 0
WT | 0 | 0 | 0 | 0 | 0 | 0
IGCC | 0 | 0 | 0 | 0 | 0 | 0
DemandResponse | 0 | 0 | 0 | 0 | 0 | 0
IGCC-CCS | 0 | 0 | 0 | 0 | 0 | 0
WT_off | 0 | 0 | 0 | 0 | 0 | 0
PseudoUnit | 0 | 0 | 0 | 0 | 0 | 0
FixedInterchange | 0 | 0 | 0 | 0 | 0 | 0
Retirements of Capacity by Reporting Type: FRCC
ReportingType | 2015 | 2020 | 2025 | 2030 | 2035 | 2040
BM | 0 | 0 | 0 | 0 | 0 | 0
CC | 0 | 0 | 0 | 9422.77 | 0 | 0
CSP | 0 | 0 | 0 | 0 | 0 | 0
CT | 0 | 0 | 0 | 0 | 2480 | 0
Coal | 7107.4 | 1730 | 626 | 0 | 0 | 0
Geo | 0 | 0 | 0 | 0 | 0 | 0
H | 0 | 0 | 0 | 0 | 0 | 0
LFG | 0 | 0 | 0 | 0 | 0 | 0
Nuc | 0 | 0 | 0 | 0 | 1615.33 | 1677
PS | 0 | 0 | 0 | 0 | 0 | 0
PV | 0 | 0 | 0 | 0 | 0 | 0
PeakG | 0 | 0 | 0 | 1469.84 | 0 | 0
PeakO | 0 | 0 | 0 | 2283 | 0 | 0
ST | 0 | 0 | 0 | 0 | 0 | 0
STOG | 9833 | 0 | 0 | 0 | 0 | 0
STWD | 0 | 0 | 0 | 0 | 0 | 0
WT | 0 | 0 | 0 | 0 | 0 | 0
IGCC | 0 | 0 | 0 | 0 | 0 | 0
DemandResponse | 0 | 0 | 0 | 0 | 0 | 0
IGCC-CCS | 0 | 0 | 0 | 0 | 0 | 0
WT_off | 0 | 0 | 0 | 0 | 0 | 0
PseudoUnit | 0 | 0 | 0 | 0 | 0 | 0
FixedInterchange | 0 | 0 | 0 | 0 | 0 | 0
Retirements of Capacity by Reporting Type: MAPP_US
ReportingType | 2015 | 2020 | 2025 | 2030 | 2035 | 2040
BM | 0 | 0 | 0 | 0 | 0 | 0
CC | 0 | 0 | 0 | 0 | 0 | 0
CSP | 0 | 0 | 0 | 0 | 0 | 0
CT | 0 | 0 | 0 | 0 | 0 | 0
Coal | 1891.09 | 652.02 | 1003.38 | 0 | 0 | 0
Geo | 0 | 0 | 0 | 0 | 0 | 0
H | 0 | 0 | 0 | 0 | 0 | 0
LFG | 0 | 0 | 0 | 0 | 0 | 0
Nuc | 0 | 0 | 0 | 0 | 0 | 0
PS | 0 | 0 | 0 | 0 | 0 | 0
PV | 0 | 0 | 0 | 0 | 0 | 0
PeakG | 0 | 0 | 0 | 0 | 0 | 0
PeakO | 0 | 0 | 0 | 0 | 0 | 0
ST | 0 | 0 | 0 | 0 | 0 | 0
STOG | 36 | 0 | 0 | 0 | 0 | 0
STWD | 0 | 0 | 0 | 0 | 0 | 0
WT | 0 | 0 | 0 | 0 | 0 | 0
IGCC | 0 | 0 | 0 | 0 | 0 | 0
DemandResponse | 0 | 0 | 0 | 0 | 0 | 0
IGCC-CCS | 0 | 0 | 0 | 0 | 0 | 0
WT_off | 0 | 0 | 0 | 0 | 0 | 0
PseudoUnit | 0 | 0 | 0 | 0 | 0 | 0
FixedInterchange | 0 | 0 | 0 | 0 | 0 | 0
Retirements of Capacity by Reporting Type: MISO_IN
ReportingType | 2015 | 2020 | 2025 | 2030 | 2035 | 2040
BM | 0 | 0 | 0 | 0 | 0 | 0
CC | 0 | 0 | 0 | 0 | 0 | 0
CSP | 0 | 0 | 0 | 0 | 0 | 0
CT | 0 | 0 | 0 | 0 | 0 | 0
Coal | 6697.7 | 8049 | 0 | 0 | 0 | 0
Geo | 0 | 0 | 0 | 0 | 0 | 0
H | 0 | 0 | 0 | 0 | 0 | 0
LFG | 0 | 0 | 0 | 0 | 0 | 0
Nuc | 0 | 0 | 0 | 0 | 0 | 0
PS | 0 | 0 | 0 | 0 | 0 | 0
PV | 0 | 0 | 0 | 0 | 0 | 0
PeakG | 0 | 0 | 0 | 0 | 0 | 0
PeakO | 0 | 0 | 0 | 0 | 0 | 0
ST | 0 | 0 | 0 | 0 | 0 | 0
STOG | 0 | 0 | 0 | 0 | 0 | 0
STWD | 0 | 0 | 0 | 0 | 0 | 0
WT | 0 | 0 | 0 | 0 | 0 | 0
IGCC | 0 | 0 | 0 | 0 | 0 | 0
DemandResponse | 0 | 0 | 0 | 0 | 0 | 0
IGCC-CCS | 0 | 0 | 0 | 0 | 0 | 0
WT_off | 0 | 0 | 0 | 0 | 0 | 0
PseudoUnit | 0 | 0 | 0 | 0 | 0 | 0
FixedInterchange | 0 | 0 | 0 | 0 | 0 | 0
Retirements of Capacity by Reporting Type: MISO_MI
ReportingType | 2015 | 2020 | 2025 | 2030 | 2035 | 2040
BM | 0 | 0 | 0 | 0 | 0 | 0
CC | 0 | 0 | 0 | 0 | 0 | 0
CSP | 0 | 0 | 0 | 0 | 0 | 0
CT | 0 | 0 | 0 | 0 | 0 | 0
Coal | 6340 | 4452 | 0 | 0 | 0 | 0
Geo | 0 | 0 | 0 | 0 | 0 | 0
H | 0 | 0 | 0 | 0 | 0 | 0
LFG | 0 | 0 | 0 | 0 | 0 | 0
Nuc | 0 | 0 | 0 | 0 | 778 | 0
PS | 0 | 0 | 0 | 0 | 0 | 0
PV | 0 | 0 | 0 | 0 | 0 | 0
PeakG | 0 | 0 | 0 | 0 | 0 | 0
PeakO | 0 | 0 | 0 | 0 | 0 | 0
ST | 0 | 0 | 0 | 0 | 0 | 0
STOG | 0 | 0 | 0 | 0 | 0 | 0
STWD | 0 | 0 | 0 | 0 | 0 | 0
WT | 0 | 0 | 0 | 0 | 0 | 0
IGCC | 0 | 0 | 0 | 0 | 0 | 0
DemandResponse | 0 | 0 | 0 | 0 | 0 | 0
IGCC-CCS | 0 | 0 | 0 | 0 | 0 | 0
WT_off | 0 | 0 | 0 | 0 | 0 | 0
PseudoUnit | 0 | 0 | 0 | 0 | 0 | 0
FixedInterchange | 0 | 0 | 0 | 0 | 0 | 0
Retirements of Capacity by Reporting Type: MISO_MO-IL
ReportingType | 2015 | 2020 | 2025 | 2030 | 2035 | 2040
BM | 0 | 0 | 0 | 0 | 0 | 0
CC | 0 | 0 | 0 | 0 | 0 | 0
CSP | 0 | 0 | 0 | 0 | 0 | 0
CT | 0 | 0 | 0 | 0 | 0 | 0
Coal | 4793.7 | 8532 | 438 | 0 | 0 | 0
Geo | 0 | 0 | 0 | 0 | 0 | 0
H | 0 | 0 | 0 | 0 | 0 | 0
LFG | 0 | 0 | 0 | 0 | 0 | 0
Nuc | 0 | 0 | 0 | 0 | 0 | 0
PS | 0 | 0 | 0 | 0 | 0 | 0
PV | 0 | 0 | 0 | 0 | 0 | 0
PeakG | 0 | 0 | 0 | 0 | 0 | 0
PeakO | 0 | 0 | 0 | 0 | 0 | 0
ST | 0 | 0 | 0 | 0 | 0 | 0
STOG | 0 | 0 | 0 | 0 | 0 | 0
STWD | 0 | 0 | 0 | 0 | 0 | 0
WT | 0 | 0 | 0 | 0 | 0 | 0
IGCC | 0 | 0 | 0 | 0 | 0 | 0
DemandResponse | 0 | 0 | 0 | 0 | 0 | 0
IGCC-CCS | 0 | 0 | 0 | 0 | 0 | 0
WT_off | 0 | 0 | 0 | 0 | 0 | 0
PseudoUnit | 0 | 0 | 0 | 0 | 0 | 0
FixedInterchange | 0 | 0 | 0 | 0 | 0 | 0
Retirements of Capacity by Reporting Type: MISO_W
ReportingType | 2015 | 2020 | 2025 | 2030 | 2035 | 2040
BM | 0 | 0 | 0 | 0 | 0 | 0
CC | 0 | 0 | 0 | 0 | 0 | 0
CSP | 0 | 0 | 0 | 0 | 0 | 0
CT | 0 | 0 | 0 | 0 | 0 | 0
Coal | 4076.19 | 5847.4 | 2783.04 | 263.95 | 164.01 | 0
Geo | 0 | 0 | 0 | 0 | 0 | 0
H | 0 | 0 | 0 | 0 | 0 | 0
LFG | 0 | 0 | 0 | 0 | 0 | 0
Nuc | 0 | 0 | 0 | 0 | 2361.23 | 0
PS | 0 | 0 | 0 | 0 | 0 | 0
PV | 0 | 0 | 0 | 0 | 0 | 0
PeakG | 0 | 0 | 0 | 0 | 0 | 0
PeakO | 0 | 0 | 0 | 0 | 0 | 0
ST | 0 | 0 | 0 | 0 | 0 | 0
STOG | 0 | 0 | 0 | 0 | 0 | 0
STWD | 0 | 0 | 0 | 0 | 0 | 0
WT | 0 | 0 | 0 | 0 | 0 | 0
IGCC | 0 | 0 | 0 | 0 | 0 | 0
DemandResponse | 0 | 0 | 0 | 0 | 0 | 0
IGCC-CCS | 0 | 0 | 0 | 0 | 0 | 0
WT_off | 0 | 0 | 0 | 0 | 0 | 0
PseudoUnit | 0 | 0 | 0 | 0 | 0 | 0
FixedInterchange | 0 | 0 | 0 | 0 | 0 | 0
Retirements of Capacity by Reporting Type: MISO_WUMS
ReportingType | 2015 | 2020 | 2025 | 2030 | 2035 | 2040
BM | 0 | 0 | 0 | 0 | 0 | 0
CC | 0 | 0 | 0 | 0 | 0 | 0
CSP | 0 | 0 | 0 | 0 | 0 | 0
CT | 0 | 0 | 0 | 0 | 0 | 0
Coal | 4805.91 | 2202.1 | 0 | 0 | 0.19 | 0
Geo | 0 | 0 | 0 | 0 | 0 | 0
H | 0 | 0 | 0 | 0 | 0 | 0
LFG | 0 | 0 | 0 | 0 | 0 | 0
Nuc | 0 | 0 | 0 | 0 | 1816.9 | 0
PS | 0 | 0 | 0 | 0 | 0 | 0
PV | 0 | 0 | 0 | 0 | 0 | 0
PeakG | 0 | 0 | 0 | 0 | 0 | 0
PeakO | 0 | 0 | 0 | 0 | 0 | 0
ST | 0 | 0 | 0 | 0 | 0 | 0
STOG | 59.5 | 0 | 0 | 0 | 0 | 0
STWD | 0 | 0 | 0 | 0 | 0 | 0
WT | 0 | 0 | 0 | 0 | 0 | 0
IGCC | 0 | 0 | 0 | 0 | 0 | 0
DemandResponse | 0 | 0 | 0 | 0 | 0 | 0
IGCC-CCS | 0 | 0 | 0 | 0 | 0 | 0
WT_off | 0 | 0 | 0 | 0 | 0 | 0
PseudoUnit | 0 | 0 | 0 | 0 | 0 | 0
FixedInterchange | 0 | 0 | 0 | 0 | 0 | 0
Retirements of Capacity by Reporting Type: Nebraska
ReportingType | 2015 | 2020 | 2025 | 2030 | 2035 | 2040
BM | 0 | 0 | 0 | 0 | 0 | 0
CC | 0 | 0 | 0 | 0 | 0 | 0
CSP | 0 | 0 | 0 | 0 | 0 | 0
CT | 0 | 0 | 0 | 0 | 0 | 0
Coal | 0 | 3195.8 | 0 | 0 | 0 | 0
Geo | 0 | 0 | 0 | 0 | 0 | 0
H | 0 | 0 | 0 | 0 | 0 | 0
LFG | 0 | 0 | 0 | 0 | 0 | 0
Nuc | 0 | 0 | 0 | 0 | 1251.8 | 0
PS | 0 | 0 | 0 | 0 | 0 | 0
PV | 0 | 0 | 0 | 0 | 0 | 0
PeakG | 0 | 0 | 0 | 0 | 0 | 0
PeakO | 0 | 0 | 0 | 0 | 0 | 0
ST | 0 | 0 | 0 | 0 | 0 | 0
STOG | 270 | 0 | 0 | 0 | 0 | 0
STWD | 0 | 0 | 0 | 0 | 0 | 0
WT | 0 | 0 | 0 | 0 | 0 | 0
IGCC | 0 | 0 | 0 | 0 | 0 | 0
DemandResponse | 0 | 0 | 0 | 0 | 0 | 0
IGCC-CCS | 0 | 0 | 0 | 0 | 0 | 0
WT_off | 0 | 0 | 0 | 0 | 0 | 0
PseudoUnit | 0 | 0 | 0 | 0 | 0 | 0
FixedInterchange | 0 | 0 | 0 | 0 | 0 | 0
Retirements of Capacity by Reporting Type: NEISO
ReportingType | 2015 | 2020 | 2025 | 2030 | 2035 | 2040
BM | 0 | 0 | 0 | 0 | 0 | 0
CC | 1035.91 | 3025.67 | 1296.79 | 0 | 0 | 0
CSP | 0 | 0 | 0 | 0 | 0 | 0
CT | 0 | 0 | 0 | 9.5 | 317.68 | 0
Coal | 2250.13 | 320 | 0 | 0 | 0 | 0
Geo | 0 | 0 | 0 | 0 | 0 | 0
H | 0 | 0 | 0 | 0 | 0 | 0
LFG | 0 | 0 | 0 | 0 | 0 | 0
Nuc | 0 | 0 | 0 | 0 | 1289 | 876.92
PS | 0 | 0 | 0 | 0 | 0 | 0
PV | 0 | 0 | 0 | 0 | 0 | 10.36
PeakG | 0 | 0 | 0 | 0 | 0 | 0
PeakO | 1183 | 0 | 0 | 0 | 0 | 0
ST | 0 | 0 | 0 | 0 | 0 | 0
STOG | 6237 | 0 | 0 | 0 | 0 | 0
STWD | 0 | 0 | 0 | 0 | 0 | 0
WT | 0 | 0 | 0 | 0 | 0 | 0
IGCC | 0 | 0 | 0 | 0 | 0 | 0
DemandResponse | 0 | 0 | 0 | 0 | 0 | 0
IGCC-CCS | 0 | 0 | 0 | 0 | 0 | 0
WT_off | 0 | 0 | 0 | 0 | 267.59 | 0
PseudoUnit | 0 | 0 | 0 | 0 | 0 | 0
FixedInterchange | 0 | 0 | 0 | 0 | 0 | 0
Retirements of Capacity by Reporting Type: NonRTO_Midwest
ReportingType | 2015 | 2020 | 2025 | 2030 | 2035 | 2040
BM | 0 | 0 | 0 | 0 | 0 | 0
CC | 0 | 0 | 0 | 0 | 0 | 0
CSP | 0 | 0 | 0 | 0 | 0 | 0
CT | 0 | 0 | 0 | 0 | 0 | 0
Coal | 3077.99 | 4646.09 | 771.45 | 1392.53 | 143.91 | 183.31
Geo | 0 | 0 | 0 | 0 | 0 | 0
H | 0 | 0 | 0 | 0 | 0 | 0
LFG | 0 | 0 | 0 | 0 | 0 | 0
Nuc | 0 | 0 | 0 | 0 | 0 | 0
PS | 0 | 0 | 0 | 0 | 0 | 0
PV | 0 | 0 | 0 | 0 | 0 | 0
PeakG | 0 | 0 | 0 | 0 | 0 | 0
PeakO | 0 | 0 | 0 | 0 | 0 | 12
ST | 0 | 0 | 0 | 0 | 0 | 0
STOG | 0 | 0 | 0 | 0 | 0 | 0
STWD | 0 | 0 | 0 | 0 | 0 | 0
WT | 0 | 0 | 0 | 0 | 0 | 0
IGCC | 0 | 0 | 0 | 0 | 0 | 0
DemandResponse | 0 | 0 | 0 | 0 | 0 | 0
IGCC-CCS | 0 | 0 | 0 | 0 | 0 | 0
WT_off | 0 | 0 | 0 | 0 | 0 | 0
PseudoUnit | 0 | 0 | 0 | 0 | 0 | 0
FixedInterchange | 0 | 0 | 0 | 0 | 0 | 0
Retirements of Capacity by Reporting Type: NYISO_A-F
ReportingType | 2015 | 2020 | 2025 | 2030 | 2035 | 2040
BM | 0 | 0 | 0 | 0 | 0 | 0
CC | 122.03 | 0 | 1634.4 | 0 | 0 | 0
CSP | 0 | 0 | 0 | 0 | 0 | 0
CT | 0 | 0 | 0 | 0 | 0 | 0
Coal | 2251.9 | 0 | 0 | 0 | 0 | 0
Geo | 0 | 0 | 0 | 0 | 0 | 0
H | 0 | 0 | 0 | 0 | 0 | 0
LFG | 0 | 0 | 0 | 0 | 0 | 0
Nuc | 0 | 0 | 0 | 621.2 | 580.5 | 852.2
PS | 0 | 0 | 0 | 0 | 0 | 0
PV | 0 | 0 | 0 | 0 | 0 | 0
PeakG | 0 | 0 | 0 | 0 | 0 | 0
PeakO | 0 | 0 | 0 | 0 | 0 | 0
ST | 0 | 0 | 0 | 0 | 0 | 0
STOG | 1701 | 0 | 0 | 0 | 0 | 0
STWD | 0 | 0 | 0 | 0 | 0 | 0
WT | 0 | 0 | 0 | 0 | 0 | 0
IGCC | 0 | 0 | 0 | 0 | 0 | 0
DemandResponse | 0 | 0 | 0 | 0 | 0 | 0
IGCC-CCS | 0 | 0 | 0 | 0 | 0 | 0
WT_off | 0 | 0 | 0 | 0 | 0 | 0
PseudoUnit | 0 | 0 | 0 | 0 | 0 | 0
FixedInterchange | 0 | 0 | 0 | 0 | 0 | 0
Retirements of Capacity by Reporting Type: NYISO_G-I
ReportingType | 2015 | 2020 | 2025 | 2030 | 2035 | 2040
BM | 0 | 0 | 0 | 0 | 0 | 0
CC | 0 | 0 | 0 | 0 | 0 | 0
CSP | 0 | 0 | 0 | 0 | 0 | 0
CT | 0 | 0 | 0 | 0 | 0 | 0
Coal | 368.2 | 0 | 0 | 0 | 0 | 0
Geo | 0 | 0 | 0 | 0 | 0 | 0
H | 0 | 0 | 0 | 0 | 0 | 0
LFG | 0 | 0 | 0 | 0 | 0 | 0
Nuc | 0 | 0 | 0 | 0 | 1019.6 | 1025
PS | 0 | 0 | 0 | 0 | 0 | 0
PV | 0 | 0 | 0 | 0 | 0 | 0
PeakG | 0 | 0 | 0 | 0 | 0 | 0
PeakO | 0 | 0 | 0 | 0 | 0 | 0
ST | 0 | 0 | 0 | 0 | 0 | 0
STOG | 2431 | 0 | 0 | 0 | 0 | 0
STWD | 0 | 0 | 0 | 0 | 0 | 0
WT | 0 | 0 | 0 | 0 | 0 | 0
IGCC | 0 | 0 | 0 | 0 | 0 | 0
DemandResponse | 0 | 0 | 0 | 0 | 0 | 0
IGCC-CCS | 0 | 0 | 0 | 0 | 0 | 0
WT_off | 0 | 0 | 0 | 0 | 0 | 0
PseudoUnit | 0 | 0 | 0 | 0 | 0 | 0
FixedInterchange | 0 | 0 | 0 | 0 | 0 | 0
Retirements of Capacity by Reporting Type: NYISO_J-K
ReportingType | 2015 | 2020 | 2025 | 2030 | 2035 | 2040
BM | 0 | 0 | 0 | 0 | 0 | 0
CC | 0 | 0 | 0 | 0 | 0 | 0
CSP | 0 | 0 | 0 | 0 | 0 | 0
CT | 0 | 0 | 0 | 0 | 0 | 0
Coal | 0 | 0 | 0 | 0 | 0 | 0
Geo | 0 | 0 | 0 | 0 | 0 | 0
H | 0 | 0 | 0 | 0 | 0 | 0
LFG | 0 | 0 | 0 | 0 | 0 | 0
Nuc | 0 | 0 | 0 | 0 | 0 | 0
PS | 0 | 0 | 0 | 0 | 0 | 0
PV | 0 | 0 | 0 | 0 | 32 | 0
PeakG | 0 | 0 | 0 | 0 | 0 | 0
PeakO | 0 | 0 | 0 | 0 | 0 | 0
ST | 0 | 0 | 0 | 0 | 0 | 0
STOG | 3804.65 | 0 | 0 | 0 | 0 | 0
STWD | 0 | 0 | 0 | 0 | 0 | 0
WT | 0 | 0 | 0 | 0 | 0 | 0
IGCC | 0 | 0 | 0 | 0 | 0 | 0
DemandResponse | 0 | 0 | 0 | 0 | 0 | 0
IGCC-CCS | 0 | 0 | 0 | 0 | 0 | 0
WT_off | 0 | 0 | 0 | 0 | 0 | 0
PseudoUnit | 0 | 0 | 0 | 0 | 0 | 0
FixedInterchange | 0 | 0 | 0 | 0 | 0 | 0
Retirements of Capacity by Reporting Type: PJM_E
ReportingType | 2015 | 2020 | 2025 | 2030 | 2035 | 2040
BM | 0 | 0 | 0 | 0 | 0 | 0
CC | 0 | 0 | 0 | 0 | 0 | 0
CSP | 0 | 0 | 0 | 0 | 0 | 0
CT | 0 | 0 | 0 | 26.2 | 0 | 0
Coal | 3066 | 568 | 219 | 0 | 0 | 0
Geo | 0 | 0 | 0 | 0 | 0 | 0
H | 0 | 0 | 0 | 0 | 0 | 0
LFG | 0 | 0 | 0 | 0 | 0 | 0
Nuc | 0 | 614.5 | 0 | 0 | 2224 | 1174
PS | 0 | 0 | 0 | 0 | 0 | 0
PV | 0 | 0 | 0 | 0 | 0 | 0
PeakG | 268.5 | 0 | 0 | 0 | 0 | 0
PeakO | 2.7 | 0 | 0 | 0 | 0 | 0
ST | 0 | 0 | 0 | 0 | 0 | 0
STOG | 629.5 | 0 | 2622.5 | 0 | 0 | 0
STWD | 0 | 0 | 0 | 0 | 0 | 0
WT | 0 | 0 | 0 | 0 | 0 | 0
IGCC | 0 | 0 | 0 | 0 | 0 | 0
DemandResponse | 0 | 0 | 0 | 0 | 0 | 0
IGCC-CCS | 0 | 0 | 0 | 0 | 0 | 0
WT_off | 0 | 0 | 0 | 0 | 0 | 0
PseudoUnit | 0 | 0 | 0 | 0 | 0 | 0
FixedInterchange | 0 | 0 | 0 | 0 | 0 | 0
Retirements of Capacity by Reporting Type: PJM_ROM
ReportingType | 2015 | 2020 | 2025 | 2030 | 2035 | 2040
BM | 0 | 0 | 0 | 0 | 0 | 0
CC | 0 | 0 | 0 | 0 | 0 | 0
CSP | 0 | 0 | 0 | 0 | 0 | 0
CT | 0 | 0 | 0 | 0 | 0 | 0
Coal | 14625.5 | 1234 | 521 | 0 | 0 | 0
Geo | 0 | 0 | 0 | 0 | 0 | 0
H | 0 | 0 | 0 | 0 | 0 | 0
LFG | 0 | 0 | 0 | 0 | 0 | 0
Nuc | 0 | 0 | 0 | 0 | 1732 | 899
PS | 0 | 0 | 0 | 0 | 0 | 0
PV | 0 | 0 | 0 | 0 | 0 | 0
PeakG | 0 | 0 | 0 | 0 | 0 | 0
PeakO | 270 | 0 | 0 | 0 | 0 | 0
ST | 0 | 0 | 0 | 0 | 0 | 0
STOG | 580 | 0 | 2599 | 637.7 | 0 | 0
STWD | 0 | 0 | 0 | 0 | 0 | 0
WT | 0 | 0 | 0 | 0 | 0 | 0
IGCC | 0 | 0 | 0 | 0 | 0 | 0
DemandResponse | 0 | 0 | 0 | 0 | 0 | 0
IGCC-CCS | 0 | 0 | 0 | 0 | 0 | 0
WT_off | 0 | 0 | 0 | 0 | 0 | 0
PseudoUnit | 0 | 0 | 0 | 0 | 0 | 0
FixedInterchange | 0 | 0 | 0 | 0 | 0 | 0
Retirements of Capacity by Reporting Type: PJM_ROR
ReportingType | 2015 | 2020 | 2025 | 2030 | 2035 | 2040
BM | 0 | 0 | 0 | 0 | 0 | 192
CC | 0 | 0 | 0 | 0 | 0 | 0
CSP | 0 | 0 | 0 | 0 | 0 | 0
CT | 0 | 0 | 0 | 0 | 0 | 0
Coal | 35518.44 | 18717.38 | 5632.37 | 0 | 0 | 0
Geo | 0 | 0 | 0 | 0 | 0 | 0
H | 0 | 0 | 0 | 0 | 0 | 0
LFG | 0 | 0 | 0 | 0 | 0 | 0
Nuc | 0 | 0 | 0 | 867 | 4275 | 4883.16
PS | 0 | 0 | 0 | 0 | 0 | 0
PV | 0 | 0 | 0 | 0 | 0 | 0
PeakG | 0 | 0 | 0 | 0 | 0 | 0
PeakO | 19 | 0 | 0 | 0 | 0 | 0
ST | 0 | 0 | 0 | 0 | 0 | 0
STOG | 0 | 0 | 1780.78 | 341.22 | 0 | 0
STWD | 0 | 0 | 0 | 0 | 0 | 0
WT | 0 | 0 | 0 | 0 | 0 | 0
IGCC | 0 | 0 | 0 | 0 | 0 | 0
DemandResponse | 0 | 0 | 0 | 0 | 0 | 0
IGCC-CCS | 0 | 0 | 0 | 0 | 0 | 0
WT_off | 0 | 0 | 0 | 0 | 0 | 0
PseudoUnit | 0 | 0 | 0 | 0 | 0 | 0
FixedInterchange | 0 | 0 | 0 | 0 | 0 | 0
Retirements of Capacity by Reporting Type: SOCO
ReportingType | 2015 | 2020 | 2025 | 2030 | 2035 | 2040
BM | 0 | 0 | 0 | 0 | 0 | 0
CC | 186 | 0 | 0 | 0 | 1982.85 | 3153.06
CSP | 0 | 0 | 0 | 0 | 0 | 0
CT | 0 | 0 | 0 | 0 | 0 | 0
Coal | 18485 | 6158.7 | 691.3 | 0 | 0 | 0
Geo | 0 | 0 | 0 | 0 | 0 | 0
H | 0 | 0 | 0 | 0 | 0 | 0
LFG | 0 | 0 | 0 | 0 | 0 | 0
Nuc | 0 | 0 | 0 | 0 | 0 | 2645.05
PS | 0 | 0 | 0 | 0 | 0 | 0
PV | 0 | 0 | 0 | 0 | 0 | 0
PeakG | 210 | 0 | 1518.65 | 5539.07 | 921.59 | 0
PeakO | 1139 | 0 | 0 | 0 | 0 | 0
ST | 0 | 0 | 0 | 0 | 0 | 0
STOG | 854 | 0 | 0 | 0 | 0 | 0
STWD | 0 | 0 | 0 | 0 | 0 | 0
WT | 0 | 0 | 0 | 0 | 0 | 0
IGCC | 0 | 0 | 0 | 0 | 0 | 0
DemandResponse | 0 | 0 | 0 | 0 | 0 | 0
IGCC-CCS | 0 | 0 | 0 | 0 | 0 | 0
WT_off | 0 | 0 | 0 | 0 | 0 | 0
PseudoUnit | 0 | 0 | 0 | 0 | 0 | 0
FixedInterchange | 0 | 0 | 0 | 0 | 0 | 0
Retirements of Capacity by Reporting Type: SPP_N
ReportingType | 2015 | 2020 | 2025 | 2030 | 2035 | 2040
BM | 0 | 0 | 0 | 0 | 0 | 0
CC | 0 | 0 | 0 | 0 | 0 | 0
CSP | 0 | 0 | 0 | 0 | 0 | 0
CT | 0 | 0 | 0 | 0 | 0 | 0
Coal | 621 | 4235.5 | 2740.34 | 0 | 285.66 | 0
Geo | 0 | 0 | 0 | 0 | 0 | 0
H | 0 | 0 | 0 | 0 | 0 | 0
LFG | 0 | 0 | 0 | 0 | 0 | 0
Nuc | 0 | 0 | 0 | 0 | 0 | 0
PS | 0 | 0 | 0 | 0 | 0 | 0
PV | 0 | 0 | 0 | 0 | 0 | 0
PeakG | 0 | 0 | 0 | 0 | 0 | 0
PeakO | 0 | 0 | 0 | 0 | 0 | 0
ST | 0 | 0 | 0 | 0 | 0 | 0
STOG | 349.09 | 0 | 0 | 0 | 0 | 0
STWD | 0 | 0 | 0 | 0 | 0 | 0
WT | 0 | 0 | 0 | 0 | 0 | 0
IGCC | 0 | 0 | 0 | 0 | 0 | 0
DemandResponse | 0 | 0 | 0 | 0 | 0 | 0
IGCC-CCS | 0 | 0 | 0 | 0 | 0 | 0
WT_off | 0 | 0 | 0 | 0 | 0 | 0
PseudoUnit | 0 | 0 | 0 | 0 | 0 | 0
FixedInterchange | 0 | 0 | 0 | 0 | 0 | 0
Retirements of Capacity by Reporting Type: SPP_S
ReportingType | 2015 | 2020 | 2025 | 2030 | 2035 | 2040
BM | 0 | 0 | 0 | 0 | 0 | 0
CC | 0 | 0 | 0 | 0 | 0 | 0
CSP | 0 | 0 | 0 | 0 | 0 | 0
CT | 0 | 0 | 0 | 0 | 0 | 0
Coal | 3199.34 | 8166.59 | 1774 | 0 | 0 | 0
Geo | 0 | 0 | 0 | 0 | 0 | 0
H | 0 | 0 | 0 | 0 | 0 | 0
LFG | 0 | 0 | 0 | 0 | 0 | 0
Nuc | 0 | 0 | 0 | 0 | 0 | 0
PS | 0 | 0 | 0 | 0 | 0 | 0
PV | 0 | 0 | 0 | 0 | 0 | 0
PeakG | 0 | 0 | 0 | 0 | 0 | 0
PeakO | 0 | 0 | 0 | 0 | 0 | 0
ST | 0 | 0 | 0 | 0 | 0 | 0
STOG | 4275.59 | 0 | 0 | 0 | 0 | 0
STWD | 0 | 0 | 0 | 0 | 0 | 0
WT | 0 | 0 | 0 | 0 | 0 | 0
IGCC | 0 | 0 | 0 | 0 | 0 | 0
DemandResponse | 0 | 0 | 0 | 0 | 0 | 0
IGCC-CCS | 0 | 0 | 0 | 0 | 0 | 0
WT_off | 0 | 0 | 0 | 0 | 0 | 0
PseudoUnit | 0 | 0 | 0 | 0 | 0 | 0
FixedInterchange | 0 | 0 | 0 | 0 | 0 | 0
Retirements of Capacity by Reporting Type: TVA
ReportingType | 2015 | 2020 | 2025 | 2030 | 2035 | 2040
BM | 0 | 0 | 0 | 0 | 0 | 0
CC | 0 | 0 | 0 | 0 | 320 | 525.37
CSP | 0 | 0 | 0 | 0 | 0 | 0
CT | 0 | 0 | 0 | 0 | 0 | 0
Coal | 9407.21 | 3124.92 | 1834.26 | 792.61 | 0 | 0
Geo | 0 | 0 | 0 | 0 | 0 | 0
H | 0 | 0 | 0 | 0 | 0 | 0
LFG | 0 | 0 | 0 | 0 | 0 | 0
Nuc | 0 | 0 | 0 | 0 | 2512.33 | 1278.67
PS | 0 | 0 | 0 | 0 | 0 | 0
PV | 0 | 0 | 0 | 0 | 0 | 0
PeakG | 0 | 0 | 0 | 0 | 0 | 229.5
PeakO | 0 | 0 | 0 | 0 | 0 | 83
ST | 0 | 0 | 0 | 0 | 0 | 0
STOG | 0 | 0 | 0 | 0 | 0 | 0
STWD | 0 | 0 | 0 | 0 | 0 | 0
WT | 0 | 0 | 0 | 0 | 0 | 0
IGCC | 0 | 0 | 0 | 0 | 0 | 0
DemandResponse | 0 | 0 | 0 | 0 | 0 | 0
IGCC-CCS | 0 | 0 | 0 | 0 | 0 | 0
WT_off | 0 | 0 | 0 | 0 | 0 | 0
PseudoUnit | 0 | 0 | 0 | 0 | 0 | 0
FixedInterchange | 0 | 0 | 0 | 0 | 0 | 0
Retirements of Capacity by Reporting Type: TVA_Transmission
ReportingType | 2015 | 2020 | 2025 | 2030 | 2035 | 2040
BM | 0 | 0 | 0 | 0 | 0 | 0
CC | 0 | 0 | 0 | 0 | 0 | 0
CSP | 0 | 0 | 0 | 0 | 0 | 0
CT | 0 | 0 | 0 | 0 | 0 | 0
Coal | 0 | 0 | 0 | 0 | 0 | 0
Geo | 0 | 0 | 0 | 0 | 0 | 0
H | 0 | 0 | 0 | 0 | 0 | 0
LFG | 0 | 0 | 0 | 0 | 0 | 0
Nuc | 0 | 0 | 0 | 0 | 0 | 0
PS | 0 | 0 | 0 | 0 | 0 | 0
PV | 0 | 0 | 0 | 0 | 0 | 0
PeakG | 0 | 0 | 0 | 0 | 0 | 0
PeakO | 0 | 0 | 0 | 0 | 0 | 0
ST | 0 | 0 | 0 | 0 | 0 | 0
STOG | 0 | 0 | 0 | 0 | 0 | 0
STWD | 0 | 0 | 0 | 0 | 0 | 0
WT | 0 | 0 | 0 | 0 | 0 | 0
IGCC | 0 | 0 | 0 | 0 | 0 | 0
DemandResponse | 0 | 0 | 0 | 0 | 0 | 0
IGCC-CCS | 0 | 0 | 0 | 0 | 0 | 0
WT_off | 0 | 0 | 0 | 0 | 0 | 0
PseudoUnit | 0 | 0 | 0 | 0 | 0 | 0
FixedInterchange | 0 | 0 | 0 | 0 | 0 | 0
Retirements of Capacity by Reporting Type: VACAR
ReportingType | 2015 | 2020 | 2025 | 2030 | 2035 | 2040
BM | 0 | 0 | 0 | 0 | 0 | 0
CC | 0 | 0 | 0 | 120.67 | 64.33 | 3483.7
CSP | 0 | 0 | 0 | 0 | 0 | 0
CT | 0 | 0 | 0 | 717.2 | 0 | 0
Coal | 13599.25 | 1842.49 | 1024.99 | 3669.27 | 0 | 0
Geo | 0 | 0 | 0 | 0 | 0 | 0
H | 0 | 0 | 0 | 0 | 0 | 0
LFG | 0 | 0 | 0 | 0 | 0 | 0
Nuc | 0 | 0 | 0 | 0 | 3248 | 1858
PS | 0 | 0 | 0 | 0 | 0 | 0
PV | 0 | 0 | 0 | 0 | 0 | 0
PeakG | 0 | 0 | 0 | 0 | 0 | 1284.63
PeakO | 0 | 0 | 0 | 0 | 1268 | 0
ST | 0 | 0 | 0 | 0 | 0 | 0
STOG | 0 | 0 | 0 | 92 | 0 | 0
STWD | 0 | 0 | 0 | 0 | 0 | 0
WT | 0 | 0 | 0 | 0 | 0 | 0
IGCC | 0 | 0 | 0 | 0 | 0 | 0
DemandResponse | 0 | 0 | 0 | 0 | 0 | 0
IGCC-CCS | 0 | 0 | 0 | 0 | 0 | 0
WT_off | 0 | 0 | 0 | 0 | 0 | 0
PseudoUnit | 0 | 0 | 0 | 0 | 0 | 0
FixedInterchange | 0 | 0 | 0 | 0 | 0 | 0
Retirements of Capacity by Reporting Type: IESO
ReportingType | 2015 | 2020 | 2025 | 2030 | 2035 | 2040
BM | 0 | 0 | 0 | 0 | 0 | 0
CC | 5943 | 0 | 0 | 0 | 0 | 0
CSP | 0 | 0 | 0 | 0 | 0 | 0
CT | 0 | 0 | 0 | 0 | 368 | 0
Coal | 6416 | 0 | 0 | 0 | 0 | 0
Geo | 0 | 0 | 0 | 0 | 0 | 0
H | 0 | 0 | 0 | 0 | 0 | 0
LFG | 0 | 0 | 0 | 0 | 0 | 0
Nuc | 0 | 0 | 0 | 0 | 1030 | 1540
PS | 0 | 0 | 0 | 0 | 0 | 0
PV | 0 | 0 | 0 | 0 | 1067.26 | 0
PeakG | 584 | 0 | 0 | 0 | 0 | 0
PeakO | 175 | 0 | 0 | 0 | 0 | 0
ST | 0 | 0 | 0 | 0 | 0 | 0
STOG | 2126 | 0 | 0 | 0 | 0 | 0
STWD | 0 | 0 | 0 | 0 | 0 | 0
WT | 0 | 0 | 0 | 0 | 0 | 0
IGCC | 0 | 0 | 0 | 0 | 0 | 0
DemandResponse | 0 | 0 | 0 | 0 | 0 | 0
IGCC-CCS | 0 | 0 | 0 | 0 | 0 | 0
WT_off | 0 | 0 | 0 | 0 | 0 | 0
PseudoUnit | 0 | 0 | 0 | 0 | 0 | 0
FixedInterchange | 0 | 0 | 0 | 0 | 0 | 0
Retirements of Capacity by Reporting Type: MAPP_CA
ReportingType | 2015 | 2020 | 2025 | 2030 | 2035 | 2040
BM | 0 | 0 | 0 | 0 | 0 | 0
CC | 0 | 0 | 731 | 0 | 0 | 281.76
CSP | 0 | 0 | 0 | 0 | 0 | 0
CT | 0 | 0 | 0 | 0 | 0 | 0
Coal | 1076.84 | 560.33 | 108.73 | 0 | 0 | 0
Geo | 0 | 0 | 0 | 0 | 0 | 0
H | 0 | 0 | 0 | 0 | 0 | 0
LFG | 0 | 0 | 0 | 0 | 0 | 0
Nuc | 0 | 0 | 0 | 0 | 0 | 0
PS | 0 | 0 | 0 | 0 | 0 | 0
PV | 0 | 0 | 0 | 0 | 0 | 0
PeakG | 0 | 0 | 559 | 0 | 0 | 0
PeakO | 0 | 0 | 4 | 0 | 0 | 0
ST | 0 | 0 | 0 | 0 | 0 | 0
STOG | 0 | 0 | 126 | 0 | 0 | 0
STWD | 0 | 0 | 0 | 0 | 0 | 0
WT | 0 | 0 | 0 | 0 | 302.4 | 0
IGCC | 0 | 0 | 0 | 0 | 0 | 0
DemandResponse | 0 | 0 | 0 | 0 | 0 | 0
IGCC-CCS | 0 | 0 | 0 | 0 | 0 | 0
WT_off | 0 | 0 | 0 | 0 | 0 | 0
PseudoUnit | 0 | 0 | 0 | 0 | 0 | 0
FixedInterchange | 0 | 0 | 0 | 0 | 0 | 0
Retirements of Capacity by Reporting Type: AZ_NM_SNV_Coal
ReportingType | 2015 | 2020 | 2025 | 2030 | 2035 | 2040
BM | 0 | 0 | 0 | 0 | 0 | 0
CC | 0 | 0 | 0 | 0 | 0 | 0
CSP | 0 | 0 | 0 | 0 | 0 | 0
CT | 0 | 0 | 0 | 0 | 0 | 0
Coal | 2984.87 | 1025 | 2657.18 | 3798.95 | 0 | 0
Geo | 0 | 0 | 0 | 0 | 0 | 0
H | 0 | 0 | 0 | 0 | 0 | 0
LFG | 0 | 0 | 0 | 0 | 0 | 0
Nuc | 0 | 0 | 0 | 0 | 0 | 0
PS | 0 | 0 | 0 | 0 | 0 | 0
PV | 0 | 0 | 0 | 0 | 0 | 0
PeakG | 0 | 0 | 0 | 0 | 0 | 0
PeakO | 0 | 0 | 0 | 0 | 0 | 0
ST | 0 | 0 | 0 | 0 | 0 | 0
STOG | 0 | 0 | 0 | 0 | 0 | 0
STWD | 0 | 0 | 0 | 0 | 0 | 0
WT | 0 | 0 | 0 | 0 | 0 | 0
IGCC | 0 | 0 | 0 | 0 | 0 | 0
DemandResponse | 0 | 0 | 0 | 0 | 0 | 0
IGCC-CCS | 0 | 0 | 0 | 0 | 0 | 0
WT_off | 0 | 0 | 0 | 0 | 0 | 0
PseudoUnit | 0 | 0 | 0 | 0 | 0 | 0
FixedInterchange | 0 | 0 | 0 | 0 | 0 | 0
Retirements of Capacity by Reporting Type: AZ_NM_SNV_Gas
ReportingType | 2015 | 2020 | 2025 | 2030 | 2035 | 2040
BM | 0 | 0 | 0 | 0 | 0 | 0
CC | 1095 | 0 | 0 | 0 | 1315.28 | 1024.3
CSP | 0 | 0 | 0 | 0 | 0 | 0
CT | 0 | 0 | 0 | 0 | 736 | 0
Coal | 0 | 0 | 0 | 0 | 0 | 0
Geo | 0 | 0 | 0 | 0 | 0 | 0
H | 0 | 0 | 0 | 0 | 0 | 0
LFG | 0 | 0 | 0 | 0 | 0 | 0
Nuc | 0 | 0 | 0 | 0 | 0 | 0
PS | 0 | 0 | 0 | 0 | 0 | 0
PV | 0 | 0 | 0 | 0 | 0 | 0
PeakG | 0 | 0 | 0 | 0 | 0 | 0
PeakO | 0 | 0 | 0 | 0 | 0 | 0
ST | 0 | 0 | 0 | 0 | 0 | 0
STOG | 2064 | 0 | 0 | 0 | 0 | 0
STWD | 0 | 0 | 0 | 0 | 0 | 0
WT | 0 | 0 | 0 | 0 | 0 | 0
IGCC | 0 | 0 | 0 | 0 | 0 | 0
DemandResponse | 0 | 0 | 0 | 0 | 0 | 0
IGCC-CCS | 0 | 0 | 0 | 0 | 0 | 0
WT_off | 0 | 0 | 0 | 0 | 0 | 0
PseudoUnit | 0 | 0 | 0 | 0 | 0 | 0
FixedInterchange | 0 | 0 | 0 | 0 | 0 | 0
Retirements of Capacity by Reporting Type: AZ_NM_SNV_NucRenew
ReportingType | 2015 | 2020 | 2025 | 2030 | 2035 | 2040
BM | 0 | 0 | 0 | 0 | 0 | 0
CC | 0 | 0 | 0 | 0 | 0 | 0
CSP | 65 | 0 | 0 | 0 | 0 | 0
CT | 0 | 0 | 0 | 0 | 0 | 0
Coal | 0 | 0 | 0 | 0 | 0 | 0
Geo | 0 | 0 | 0 | 0 | 0 | 0
H | 0 | 0 | 0 | 0 | 0 | 0
LFG | 0 | 0 | 0 | 0 | 0 | 0
Nuc | 0 | 0 | 0 | 0 | 0 | 0
PS | 0 | 0 | 0 | 0 | 0 | 0
PV | 0 | 0 | 0 | 0 | 0 | 0
PeakG | 0 | 0 | 0 | 0 | 0 | 0
PeakO | 0 | 0 | 0 | 0 | 0 | 0
ST | 0 | 0 | 0 | 0 | 0 | 0
STOG | 0 | 0 | 0 | 0 | 0 | 0
STWD | 0 | 0 | 0 | 0 | 0 | 0
WT | 0 | 0 | 0 | 0 | 0 | 0
IGCC | 0 | 0 | 0 | 0 | 0 | 0
DemandResponse | 0 | 0 | 0 | 0 | 0 | 0
IGCC-CCS | 0 | 0 | 0 | 0 | 0 | 0
WT_off | 0 | 0 | 0 | 0 | 0 | 0
PseudoUnit | 0 | 0 | 0 | 0 | 0 | 0
FixedInterchange | 0 | 0 | 0 | 0 | 0 | 0
Retirements of Capacity by Reporting Type: ERCOT
ReportingType | 2015 | 2020 | 2025 | 2030 | 2035 | 2040
BM | 0 | 0 | 0 | 0 | 0 | 0
CC | 0 | 0 | 0 | 0 | 0 | 557
CSP | 0 | 0 | 0 | 0 | 0 | 0
CT | 0 | 0 | 0 | 0 | 250 | 0
Coal | 15174.87 | 1472 | 1277.31 | 0 | 2.57 | 5.29
Geo | 0 | 0 | 0 | 0 | 0 | 0
H | 0 | 0 | 0 | 0 | 0 | 0
LFG | 0 | 0 | 0 | 0 | 0 | 0
Nuc | 0 | 0 | 0 | 0 | 0 | 0
PS | 0 | 0 | 0 | 0 | 0 | 0
PV | 0 | 0 | 0 | 0 | 14 | 0
PeakG | 0 | 0 | 0 | 0 | 0 | 0
PeakO | 0 | 0 | 0 | 0 | 0 | 0
ST | 0 | 0 | 0 | 0 | 0 | 0
STOG | 8186.18 | 30.39 | 3786.74 | 913.99 | 3527.72 | 2487.97
STWD | 0 | 0 | 0 | 0 | 0 | 0
WT | 0 | 0 | 0 | 0 | 0 | 0
IGCC | 0 | 0 | 0 | 0 | 0 | 0
DemandResponse | 0 | 0 | 0 | 0 | 0 | 0
IGCC-CCS | 0 | 0 | 0 | 0 | 0 | 0
WT_off | 0 | 0 | 0 | 0 | 0 | 0
PseudoUnit | 0 | 0 | 0 | 0 | 0 | 0
FixedInterchange | 0 | 0 | 0 | 0 | 0 | 0
Retirements of Capacity by Reporting Type: NP15
ReportingType | 2015 | 2020 | 2025 | 2030 | 2035 | 2040
BM | 0 | 0 | 0 | 0 | 0 | 0
CC | 0 | 0 | 0 | 0 | 0 | 0
CSP | 0 | 0 | 0 | 0 | 0 | 0
CT | 0 | 0 | 0 | 0 | 0 | 0
Coal | 0 | 191.9 | 0 | 0 | 0 | 0
Geo | 0 | 0 | 0 | 0 | 0 | 0
H | 0 | 0 | 0 | 0 | 0 | 0
LFG | 0 | 0 | 0 | 0 | 0 | 0
Nuc | 0 | 0 | 0 | 0 | 0 | 0
PS | 0 | 0 | 0 | 0 | 0 | 0
PV | 0 | 0 | 0 | 0 | 6.5 | 0
PeakG | 0 | 0 | 0 | 0 | 0 | 0
PeakO | 156 | 0 | 0 | 0 | 0 | 0
ST | 0 | 0 | 0 | 0 | 0 | 0
STOG | 2445.17 | 0 | 0 | 1045.77 | 0 | 0
STWD | 0 | 0 | 0 | 0 | 0 | 0
WT | 0 | 0 | 0 | 0 | 0 | 0
IGCC | 0 | 0 | 0 | 0 | 0 | 0
DemandResponse | 0 | 0 | 0 | 0 | 0 | 0
IGCC-CCS | 0 | 0 | 0 | 0 | 0 | 0
WT_off | 0 | 0 | 0 | 0 | 0 | 0
PseudoUnit | 0 | 0 | 0 | 0 | 0 | 0
FixedInterchange | 0 | 0 | 0 | 0 | 0 | 0
Retirements of Capacity by Reporting Type: NWPP_Coal
ReportingType | 2015 | 2020 | 2025 | 2030 | 2035 | 2040
BM | 0 | 0 | 0 | 0 | 0 | 0
CC | 0 | 0 | 0 | 0 | 0 | 0
CSP | 0 | 0 | 0 | 0 | 0 | 0
CT | 0 | 0 | 0 | 0 | 0 | 0
Coal | 7908.75 | 1425.7 | 4222.25 | 0 | 0 | 0
Geo | 0 | 0 | 0 | 0 | 0 | 0
H | 0 | 0 | 0 | 0 | 0 | 0
LFG | 0 | 0 | 0 | 0 | 0 | 0
Nuc | 0 | 0 | 0 | 0 | 0 | 0
PS | 0 | 0 | 0 | 0 | 0 | 0
PV | 0 | 0 | 0 | 0 | 0 | 0
PeakG | 0 | 0 | 0 | 0 | 0 | 0
PeakO | 183 | 0 | 0 | 0 | 0 | 0
ST | 0 | 0 | 0 | 0 | 0 | 0
STOG | 0 | 0 | 0 | 0 | 0 | 0
STWD | 0 | 0 | 0 | 0 | 0 | 0
WT | 0 | 0 | 0 | 0 | 0 | 0
IGCC | 0 | 0 | 0 | 0 | 0 | 0
DemandResponse | 0 | 0 | 0 | 0 | 0 | 0
IGCC-CCS | 0 | 0 | 0 | 0 | 0 | 0
WT_off | 0 | 0 | 0 | 0 | 0 | 0
PseudoUnit | 0 | 0 | 0 | 0 | 0 | 0
FixedInterchange | 0 | 0 | 0 | 0 | 0 | 0
Retirements of Capacity by Reporting Type: NWPP_Gas
ReportingType | 2015 | 2020 | 2025 | 2030 | 2035 | 2040
BM | 0 | 0 | 0 | 0 | 0 | 0
CC | 1678 | 0 | 0 | 2394.41 | 3932.59 | 300
CSP | 0 | 0 | 0 | 0 | 0 | 0
CT | 0 | 0 | 0 | 0 | 150 | 0
Coal | 0 | 0 | 0 | 0 | 0 | 0
Geo | 0 | 0 | 0 | 0 | 0 | 0
H | 0 | 0 | 0 | 0 | 0 | 0
LFG | 0 | 0 | 0 | 0 | 0 | 0
Nuc | 0 | 0 | 0 | 0 | 0 | 0
PS | 0 | 0 | 0 | 0 | 0 | 0
PV | 0 | 0 | 0 | 0 | 0 | 0
PeakG | 2623 | 0 | 0 | 0 | 0 | 0
PeakO | 0 | 0 | 0 | 0 | 0 | 0
ST | 0 | 0 | 0 | 0 | 0 | 0
STOG | 786 | 0 | 0 | 0 | 0 | 0
STWD | 0 | 0 | 0 | 0 | 0 | 0
WT | 0 | 0 | 0 | 0 | 0 | 0
IGCC | 0 | 0 | 0 | 0 | 0 | 0
DemandResponse | 0 | 0 | 0 | 0 | 0 | 0
IGCC-CCS | 0 | 0 | 0 | 0 | 0 | 0
WT_off | 0 | 0 | 0 | 0 | 0 | 0
PseudoUnit | 0 | 0 | 0 | 0 | 0 | 0
FixedInterchange | 0 | 0 | 0 | 0 | 0 | 0
Retirements of Capacity by Reporting Type: NWPP_NucRenew
ReportingType | 2015 | 2020 | 2025 | 2030 | 2035 | 2040
BM | 0 | 0 | 0 | 0 | 0 | 0
CC | 0 | 0 | 0 | 0 | 0 | 0
CSP | 0 | 0 | 0 | 0 | 0 | 0
CT | 0 | 0 | 0 | 0 | 0 | 0
Coal | 0 | 0 | 0 | 0 | 0 | 0
Geo | 4.8 | 0 | 0 | 0 | 0 | 0
H | 0 | 0 | 0 | 0 | 0 | 0
LFG | 0 | 0 | 0 | 0 | 0 | 0
Nuc | 0 | 0 | 0 | 0 | 0 | 0
PS | 0 | 0 | 0 | 0 | 0 | 0
PV | 0 | 0 | 0 | 0 | 0 | 0
PeakG | 0 | 0 | 0 | 0 | 0 | 0
PeakO | 0 | 0 | 0 | 0 | 0 | 0
ST | 0 | 0 | 0 | 0 | 0 | 0
STOG | 0 | 0 | 0 | 0 | 0 | 0
STWD | 0 | 0 | 0 | 0 | 0 | 0
WT | 0 | 0 | 0 | 0 | 0 | 0
IGCC | 0 | 0 | 0 | 0 | 0 | 0
DemandResponse | 0 | 0 | 0 | 0 | 0 | 0
IGCC-CCS | 0 | 0 | 0 | 0 | 0 | 0
WT_off | 0 | 0 | 0 | 0 | 0 | 0
PseudoUnit | 0 | 0 | 0 | 0 | 0 | 0
FixedInterchange | 0 | 0 | 0 | 0 | 0 | 0
Retirements of Capacity by Reporting Type: RMPA
ReportingType | 2015 | 2020 | 2025 | 2030 | 2035 | 2040
BM | 0 | 0 | 0 | 0 | 0 | 0
CC | 1.43 | 0 | 0 | 0 | 0 | 0
CSP | 1 | 0 | 0 | 0 | 0 | 0
CT | 0 | 0 | 0 | 0 | 152 | 0
Coal | 1220.73 | 1720.27 | 3073.24 | 773.76 | 0 | 0
Geo | 0 | 0 | 0 | 0 | 0 | 0
H | 0 | 0 | 0 | 0 | 0 | 0
LFG | 0 | 0 | 0 | 0 | 0 | 0
Nuc | 0 | 0 | 0 | 0 | 0 | 0
PS | 0 | 0 | 0 | 0 | 0 | 0
PV | 0 | 0 | 0 | 0 | 0 | 0
PeakG | 0 | 0 | 0 | 0 | 0 | 0
PeakO | 187 | 0 | 0 | 0 | 0 | 0
ST | 0 | 0 | 0 | 0 | 0 | 0
STOG | 217 | 0 | 0 | 0 | 0 | 0
STWD | 0 | 0 | 0 | 0 | 0 | 0
WT | 0 | 0 | 0 | 0 | 0 | 0
IGCC | 0 | 0 | 0 | 0 | 0 | 0
DemandResponse | 0 | 0 | 0 | 0 | 0 | 0
IGCC-CCS | 0 | 0 | 0 | 0 | 0 | 0
WT_off | 0 | 0 | 0 | 0 | 0 | 0
PseudoUnit | 0 | 0 | 0 | 0 | 0 | 0
FixedInterchange | 0 | 0 | 0 | 0 | 0 | 0
Retirements of Capacity by Reporting Type: SP15
ReportingType | 2015 | 2020 | 2025 | 2030 | 2035 | 2040
BM | 0 | 0 | 0 | 0 | 0 | 0
CC | 0 | 0 | 0 | 0 | 0 | 0
CSP | 409 | 0 | 0 | 0 | 0 | 0
CT | 0 | 0 | 0 | 0 | 0 | 0
Coal | 57 | 84.5 | 101.2 | 0 | 0 | 0
Geo | 0 | 0 | 0 | 0 | 0 | 0
H | 0 | 0 | 0 | 0 | 0 | 0
LFG | 0 | 0 | 0 | 0 | 0 | 0
Nuc | 0 | 0 | 0 | 0 | 0 | 0
PS | 0 | 0 | 0 | 0 | 0 | 0
PV | 0 | 0 | 0 | 0 | 0 | 0
PeakG | 44 | 0 | 0 | 0 | 0 | 0
PeakO | 15 | 0 | 0 | 0 | 0 | 0
ST | 0 | 0 | 0 | 0 | 0 | 0
STOG | 5386.97 | 0 | 0 | 175.36 | 0 | 0
STWD | 0 | 0 | 0 | 0 | 0 | 0
WT | 126.2 | 0 | 0 | 0 | 0 | 0
IGCC | 0 | 0 | 0 | 0 | 0 | 0
DemandResponse | 0 | 0 | 0 | 0 | 0 | 0
IGCC-CCS | 0 | 0 | 0 | 0 | 0 | 0
WT_off | 0 | 0 | 0 | 0 | 0 | 0
PseudoUnit | 0 | 0 | 0 | 0 | 0 | 0
FixedInterchange | 0 | 0 | 0 | 0 | 0 | 0
Retirements of Capacity by Reporting Type: ALB
ReportingType | 2015 | 2020 | 2025 | 2030 | 2035 | 2040
BM | 0 | 0 | 0 | 0 | 0 | 0
CC | 0 | 0 | 0 | 2202 | 0 | 0
CSP | 0 | 0 | 0 | 0 | 0 | 0
CT | 0 | 0 | 0 | 0 | 106.18 | 0
Coal | 0 | 0 | 0 | 5745.83 | 0 | 0
Geo | 0 | 0 | 0 | 0 | 0 | 0
H | 0 | 0 | 0 | 0 | 0 | 0
LFG | 0 | 0 | 0 | 0 | 0 | 0
Nuc | 0 | 0 | 0 | 0 | 0 | 0
PS | 0 | 0 | 0 | 0 | 0 | 0
PV | 0 | 0 | 0 | 0 | 0 | 0
PeakG | 1375.25 | 0 | 0 | 0 | 0 | 0
PeakO | 6 | 0 | 0 | 0 | 0 | 0
ST | 0 | 0 | 0 | 0 | 0 | 0
STOG | 186 | 0 | 0 | 0 | 0 | 0
STWD | 0 | 0 | 0 | 0 | 0 | 0
WT | 0 | 0 | 0 | 0 | 0 | 0
IGCC | 0 | 0 | 0 | 0 | 0 | 0
DemandResponse | 0 | 0 | 0 | 0 | 0 | 0
IGCC-CCS | 0 | 0 | 0 | 0 | 0 | 0
WT_off | 0 | 0 | 0 | 0 | 0 | 0
PseudoUnit | 0 | 0 | 0 | 0 | 0 | 0
FixedInterchange | 0 | 0 | 0 | 0 | 0 | 0
Retirements of Capacity by Reporting Type: BC
ReportingType | 2015 | 2020 | 2025 | 2030 | 2035 | 2040
BM | 0 | 0 | 0 | 0 | 0 | 0
CC | 0 | 0 | 0 | 164.78 | 0 | 388.87
CSP | 0 | 0 | 0 | 0 | 0 | 0
CT | 0 | 0 | 0 | 0 | 0 | 0
Coal | 0 | 0 | 0 | 0 | 0 | 0
Geo | 0 | 0 | 0 | 0 | 0 | 0
H | 0 | 0 | 0 | 0 | 0 | 0
LFG | 0 | 0 | 0 | 0 | 0 | 0
Nuc | 0 | 0 | 0 | 0 | 0 | 0
PS | 0 | 0 | 0 | 0 | 0 | 0
PV | 0 | 0 | 0 | 0 | 0 | 0
PeakG | 141 | 0 | 0 | 0 | 0 | 0
PeakO | 44 | 0 | 0 | 0 | 0 | 0
ST | 0 | 0 | 0 | 0 | 0 | 0
STOG | 938 | 0 | 0 | 0 | 0 | 0
STWD | 0 | 0 | 0 | 0 | 0 | 0
WT | 0 | 0 | 0 | 0 | 0 | 0
IGCC | 0 | 0 | 0 | 0 | 0 | 0
DemandResponse | 0 | 0 | 0 | 0 | 0 | 0
IGCC-CCS | 0 | 0 | 0 | 0 | 0 | 0
WT_off | 0 | 0 | 0 | 0 | 0 | 0
PseudoUnit | 0 | 0 | 0 | 0 | 0 | 0
FixedInterchange | 0 | 0 | 0 | 0 | 0 | 0
Retirements of Capacity by Reporting Type: HQ_IESO
ReportingType | 2015 | 2020 | 2025 | 2030 | 2035 | 2040
BM | 0 | 0 | 0 | 0 | 0 | 0
CC | 0 | 0 | 0 | 0 | 0 | 0
CSP | 0 | 0 | 0 | 0 | 0 | 0
CT | 0 | 0 | 0 | 0 | 0 | 0
Coal | 0 | 0 | 0 | 0 | 0 | 0
Geo | 0 | 0 | 0 | 0 | 0 | 0
H | 0 | 0 | 0 | 0 | 0 | 0
LFG | 0 | 0 | 0 | 0 | 0 | 0
Nuc | 0 | 0 | 0 | 0 | 0 | 0
PS | 0 | 0 | 0 | 0 | 0 | 0
PV | 0 | 0 | 0 | 0 | 0 | 0
PeakG | 0 | 0 | 0 | 0 | 0 | 0
PeakO | 0 | 0 | 0 | 0 | 0 | 0
ST | 0 | 0 | 0 | 0 | 0 | 0
STOG | 0 | 0 | 0 | 0 | 0 | 0
STWD | 0 | 0 | 0 | 0 | 0 | 0
WT | 0 | 0 | 0 | 0 | 0 | 0
IGCC | 0 | 0 | 0 | 0 | 0 | 0
DemandResponse | 0 | 0 | 0 | 0 | 0 | 0
IGCC-CCS | 0 | 0 | 0 | 0 | 0 | 0
WT_off | 0 | 0 | 0 | 0 | 0 | 0
PseudoUnit | 0 | 0 | 0 | 0 | 0 | 0
FixedInterchange | 0 | 0 | 0 | 0 | 0 | 0
Retirements of Capacity by Reporting Type: HQ_NEISO
ReportingType | 2015 | 2020 | 2025 | 2030 | 2035 | 2040
BM | 0 | 0 | 0 | 0 | 0 | 0
CC | 0 | 0 | 0 | 0 | 0 | 0
CSP | 0 | 0 | 0 | 0 | 0 | 0
CT | 0 | 0 | 0 | 0 | 0 | 0
Coal | 0 | 0 | 0 | 0 | 0 | 0
Geo | 0 | 0 | 0 | 0 | 0 | 0
H | 0 | 0 | 0 | 0 | 0 | 0
LFG | 0 | 0 | 0 | 0 | 0 | 0
Nuc | 0 | 0 | 0 | 0 | 0 | 0
PS | 0 | 0 | 0 | 0 | 0 | 0
PV | 0 | 0 | 0 | 0 | 0 | 0
PeakG | 0 | 0 | 0 | 0 | 0 | 0
PeakO | 0 | 0 | 0 | 0 | 0 | 0
ST | 0 | 0 | 0 | 0 | 0 | 0
STOG | 0 | 0 | 0 | 0 | 0 | 0
STWD | 0 | 0 | 0 | 0 | 0 | 0
WT | 0 | 0 | 0 | 0 | 0 | 0
IGCC | 0 | 0 | 0 | 0 | 0 | 0
DemandResponse | 0 | 0 | 0 | 0 | 0 | 0
IGCC-CCS | 0 | 0 | 0 | 0 | 0 | 0
WT_off | 0 | 0 | 0 | 0 | 0 | 0
PseudoUnit | 0 | 0 | 0 | 0 | 0 | 0
FixedInterchange | 0 | 0 | 0 | 0 | 0 | 0
Retirements of Capacity by Reporting Type: HQ_NY
ReportingType | 2015 | 2020 | 2025 | 2030 | 2035 | 2040
BM | 0 | 0 | 0 | 0 | 0 | 0
CC | 0 | 0 | 0 | 0 | 0 | 0
CSP | 0 | 0 | 0 | 0 | 0 | 0
CT | 0 | 0 | 0 | 0 | 0 | 0
Coal | 0 | 0 | 0 | 0 | 0 | 0
Geo | 0 | 0 | 0 | 0 | 0 | 0
H | 0 | 0 | 0 | 0 | 0 | 0
LFG | 0 | 0 | 0 | 0 | 0 | 0
Nuc | 0 | 0 | 0 | 0 | 0 | 0
PS | 0 | 0 | 0 | 0 | 0 | 0
PV | 0 | 0 | 0 | 0 | 0 | 0
PeakG | 0 | 0 | 0 | 0 | 0 | 0
PeakO | 0 | 0 | 0 | 0 | 0 | 0
ST | 0 | 0 | 0 | 0 | 0 | 0
STOG | 0 | 0 | 0 | 0 | 0 | 0
STWD | 0 | 0 | 0 | 0 | 0 | 0
WT | 0 | 0 | 0 | 0 | 0 | 0
IGCC | 0 | 0 | 0 | 0 | 0 | 0
DemandResponse | 0 | 0 | 0 | 0 | 0 | 0
IGCC-CCS | 0 | 0 | 0 | 0 | 0 | 0
WT_off | 0 | 0 | 0 | 0 | 0 | 0
PseudoUnit | 0 | 0 | 0 | 0 | 0 | 0
FixedInterchange | 0 | 0 | 0 | 0 | 0 | 0
Retirements of Capacity by Reporting Type: MARITIMES
ReportingType | 2015 | 2020 | 2025 | 2030 | 2035 | 2040
BM | 0 | 0 | 0 | 0 | 0 | 0
CC | 0 | 0 | 0 | 0 | 0 | 0
CSP | 0 | 0 | 0 | 0 | 0 | 0
CT | 0 | 0 | 0 | 0 | 0 | 0
Coal | 0 | 0 | 0 | 0 | 0 | 0
Geo | 0 | 0 | 0 | 0 | 0 | 0
H | 0 | 0 | 0 | 0 | 0 | 0
LFG | 0 | 0 | 0 | 0 | 0 | 0
Nuc | 0 | 0 | 0 | 0 | 0 | 0
PS | 0 | 0 | 0 | 0 | 0 | 0
PV | 0 | 0 | 0 | 0 | 0 | 0
PeakG | 0 | 0 | 0 | 0 | 0 | 0
PeakO | 0 | 0 | 0 | 0 | 0 | 0
ST | 0 | 0 | 0 | 0 | 0 | 0
STOG | 0 | 0 | 0 | 0 | 0 | 0
STWD | 0 | 0 | 0 | 0 | 0 | 0
WT | 0 | 0 | 0 | 0 | 0 | 0
IGCC | 0 | 0 | 0 | 0 | 0 | 0
DemandResponse | 0 | 0 | 0 | 0 | 0 | 0
IGCC-CCS | 0 | 0 | 0 | 0 | 0 | 0
WT_off | 0 | 0 | 0 | 0 | 0 | 0
PseudoUnit | 0 | 0 | 0 | 0 | 0 | 0
FixedInterchange | 0 | 0 | 0 | 0 | 0 | 0
Retirements of Capacity by Reporting Type: All
ReportingType | 2015 | 2020 | 2025 | 2030 | 2035 | 2040
BM | 0 | 0 | 0 | 0 | 0 | 192
CC | 10061.38 | 3025.67 | 3871.19 | 14304.64 | 8037.74 | 12625.62
CSP | 475 | 0 | 0 | 0 | 0 | 0
CT | 0 | 0 | 0 | 752.9 | 4559.85 | 0
Coal | 178553.92 | 96929.7 | 31499.05 | 16436.9 | 596.35 | 188.59
Geo | 4.8 | 0 | 0 | 0 | 0 | 0
H | 0 | 0 | 0 | 0 | 0 | 0
LFG | 0 | 0 | 0 | 0 | 0 | 0
Nuc | 0 | 614.5 | 0 | 1488.2 | 26575.7 | 19706
PS | 0 | 0 | 0 | 0 | 0 | 0
PV | 0 | 0 | 0 | 0 | 1119.76 | 10.36
PeakG | 5245.75 | 0 | 2236.61 | 9199.33 | 1359.22 | 1514.13
PeakO | 3379.7 | 0 | 178 | 2283 | 1268 | 95
ST | 0 | 0 | 0 | 0 | 0 | 0
STOG | 66980.09 | 30.39 | 12195.56 | 3206.04 | 3527.72 | 2487.97
STWD | 0 | 0 | 0 | 0 | 0 | 0
WT | 126.2 | 0 | 0 | 0 | 302.4 | 0
IGCC | 0 | 0 | 0 | 0 | 0 | 0
DemandResponse | 0 | 0 | 0 | 0 | 0 | 0
IGCC-CCS | 0 | 0 | 0 | 0 | 0 | 0
WT_off | 0 | 0 | 0 | 0 | 267.59 | 0
PseudoUnit | 0 | 0 | 0 | 0 | 0 | 0
FixedInterchange | 0 | 0 | 0 | 0 | 0 | 0
Retirements of Capacity by Reporting Type: EI_US
ReportingType | 2015 | 2020 | 2025 | 2030 | 2035 | 2040
BM | 0 | 0 | 0 | 0 | 0 | 192
CC | 1343.94 | 3025.67 | 3140.19 | 9543.44 | 2789.87 | 10073.69
CSP | 0 | 0 | 0 | 0 | 0 | 0
CT | 0 | 0 | 0 | 752.9 | 2797.68 | 0
Coal | 143714.86 | 90449.99 | 20059.14 | 6118.36 | 593.77 | 183.31
Geo | 0 | 0 | 0 | 0 | 0 | 0
H | 0 | 0 | 0 | 0 | 0 | 0
LFG | 0 | 0 | 0 | 0 | 0 | 0
Nuc | 0 | 614.5 | 0 | 1488.2 | 25545.7 | 18166
PS | 0 | 0 | 0 | 0 | 0 | 0
PV | 0 | 0 | 0 | 0 | 32 | 10.36
PeakG | 478.5 | 0 | 1677.61 | 9199.33 | 1359.22 | 1514.13
PeakO | 2613.7 | 0 | 174 | 2283 | 1268 | 95
ST | 0 | 0 | 0 | 0 | 0 | 0
STOG | 44644.78 | 0 | 8282.82 | 1070.92 | 0 | 0
STWD | 0 | 0 | 0 | 0 | 0 | 0
WT | 0 | 0 | 0 | 0 | 0 | 0
IGCC | 0 | 0 | 0 | 0 | 0 | 0
DemandResponse | 0 | 0 | 0 | 0 | 0 | 0
IGCC-CCS | 0 | 0 | 0 | 0 | 0 | 0
WT_off | 0 | 0 | 0 | 0 | 267.59 | 0
PseudoUnit | 0 | 0 | 0 | 0 | 0 | 0
FixedInterchange | 0 | 0 | 0 | 0 | 0 | 0
Retirements of Capacity by Reporting Type: EI_Canada
ReportingType | 2015 | 2020 | 2025 | 2030 | 2035 | 2040
BM | 0 | 0 | 0 | 0 | 0 | 0
CC | 5943 | 0 | 731 | 0 | 0 | 281.76
CSP | 0 | 0 | 0 | 0 | 0 | 0
CT | 0 | 0 | 0 | 0 | 368 | 0
Coal | 7492.84 | 560.33 | 108.73 | 0 | 0 | 0
Geo | 0 | 0 | 0 | 0 | 0 | 0
H | 0 | 0 | 0 | 0 | 0 | 0
LFG | 0 | 0 | 0 | 0 | 0 | 0
Nuc | 0 | 0 | 0 | 0 | 1030 | 1540
PS | 0 | 0 | 0 | 0 | 0 | 0
PV | 0 | 0 | 0 | 0 | 1067.26 | 0
PeakG | 584 | 0 | 559 | 0 | 0 | 0
PeakO | 175 | 0 | 4 | 0 | 0 | 0
ST | 0 | 0 | 0 | 0 | 0 | 0
STOG | 2126 | 0 | 126 | 0 | 0 | 0
STWD | 0 | 0 | 0 | 0 | 0 | 0
WT | 0 | 0 | 0 | 0 | 302.4 | 0
IGCC | 0 | 0 | 0 | 0 | 0 | 0
DemandResponse | 0 | 0 | 0 | 0 | 0 | 0
IGCC-CCS | 0 | 0 | 0 | 0 | 0 | 0
WT_off | 0 | 0 | 0 | 0 | 0 | 0
PseudoUnit | 0 | 0 | 0 | 0 | 0 | 0
FixedInterchange | 0 | 0 | 0 | 0 | 0 | 0
Retirements of Capacity by Reporting Type: EI
ReportingType | 2015 | 2020 | 2025 | 2030 | 2035 | 2040
BM | 0 | 0 | 0 | 0 | 0 | 192
CC | 7286.94 | 3025.67 | 3871.19 | 9543.44 | 2789.87 | 10355.44
CSP | 0 | 0 | 0 | 0 | 0 | 0
CT | 0 | 0 | 0 | 752.9 | 3165.68 | 0
Coal | 151207.7 | 91010.32 | 20167.87 | 6118.36 | 593.77 | 183.31
Geo | 0 | 0 | 0 | 0 | 0 | 0
H | 0 | 0 | 0 | 0 | 0 | 0
LFG | 0 | 0 | 0 | 0 | 0 | 0
Nuc | 0 | 614.5 | 0 | 1488.2 | 26575.7 | 19706
PS | 0 | 0 | 0 | 0 | 0 | 0
PV | 0 | 0 | 0 | 0 | 1099.26 | 10.36
PeakG | 1062.5 | 0 | 2236.61 | 9199.33 | 1359.22 | 1514.13
PeakO | 2788.7 | 0 | 178 | 2283 | 1268 | 95
ST | 0 | 0 | 0 | 0 | 0 | 0
STOG | 46770.78 | 0 | 8408.82 | 1070.92 | 0 | 0
STWD | 0 | 0 | 0 | 0 | 0 | 0
WT | 0 | 0 | 0 | 0 | 302.4 | 0
IGCC | 0 | 0 | 0 | 0 | 0 | 0
DemandResponse | 0 | 0 | 0 | 0 | 0 | 0
IGCC-CCS | 0 | 0 | 0 | 0 | 0 | 0
WT_off | 0 | 0 | 0 | 0 | 267.59 | 0
PseudoUnit | 0 | 0 | 0 | 0 | 0 | 0
FixedInterchange | 0 | 0 | 0 | 0 | 0 | 0
Retirements of Capacity by Reporting Type: Outside_EI
ReportingType | 2015 | 2020 | 2025 | 2030 | 2035 | 2040
BM | 0 | 0 | 0 | 0 | 0 | 0
CC | 2774.43 | 0 | 0 | 4761.2 | 5247.87 | 2270.17
CSP | 475 | 0 | 0 | 0 | 0 | 0
CT | 0 | 0 | 0 | 0 | 1394.18 | 0
Coal | 27346.22 | 5919.37 | 11331.17 | 10318.54 | 2.57 | 5.29
Geo | 4.8 | 0 | 0 | 0 | 0 | 0
H | 0 | 0 | 0 | 0 | 0 | 0
LFG | 0 | 0 | 0 | 0 | 0 | 0
Nuc | 0 | 0 | 0 | 0 | 0 | 0
PS | 0 | 0 | 0 | 0 | 0 | 0
PV | 0 | 0 | 0 | 0 | 20.5 | 0
PeakG | 4183.25 | 0 | 0 | 0 | 0 | 0
PeakO | 591 | 0 | 0 | 0 | 0 | 0
ST | 0 | 0 | 0 | 0 | 0 | 0
STOG | 20209.31 | 30.39 | 3786.74 | 2135.12 | 3527.72 | 2487.97
STWD | 0 | 0 | 0 | 0 | 0 | 0
WT | 126.2 | 0 | 0 | 0 | 0 | 0
IGCC | 0 | 0 | 0 | 0 | 0 | 0
DemandResponse | 0 | 0 | 0 | 0 | 0 | 0
IGCC-CCS | 0 | 0 | 0 | 0 | 0 | 0
WT_off | 0 | 0 | 0 | 0 | 0 | 0
PseudoUnit | 0 | 0 | 0 | 0 | 0 | 0
FixedInterchange | 0 | 0 | 0 | 0 | 0 | 0
#4 | Cumulative Retirements of Capacity (MW)
Cumulative Retirements of Capacity by Reporting Type: Entergy
ReportingType | 2015 | 2020 | 2025 | 2030 | 2035 | 2040
BM | 0 | 0 | 0 | 0 | 0 | 0
CC | 0 | 0 | 209 | 209 | 631.69 | 3543.25
CSP | 0 | 0 | 0 | 0 | 0 | 0
CT | 0 | 0 | 0 | 0 | 0 | 0
Coal | 1532.9 | 8308.9 | 8308.9 | 8308.9 | 8308.9 | 8308.9
Geo | 0 | 0 | 0 | 0 | 0 | 0
H | 0 | 0 | 0 | 0 | 0 | 0
LFG | 0 | 0 | 0 | 0 | 0 | 0
Nuc | 0 | 0 | 0 | 0 | 842 | 1839
PS | 0 | 0 | 0 | 0 | 0 | 0
PV | 0 | 0 | 0 | 0 | 0 | 0
PeakG | 0 | 0 | 158.95 | 2349.37 | 2787 | 2787
PeakO | 0 | 0 | 174 | 174 | 174 | 174
ST | 0 | 0 | 0 | 0 | 0 | 0
STOG | 13584.46 | 13584.46 | 14865 | 14865 | 14865 | 14865
STWD | 0 | 0 | 0 | 0 | 0 | 0
WT | 0 | 0 | 0 | 0 | 0 | 0
IGCC | 0 | 0 | 0 | 0 | 0 | 0
DemandResponse | 0 | 0 | 0 | 0 | 0 | 0
IGCC-CCS | 0 | 0 | 0 | 0 | 0 | 0
WT_off | 0 | 0 | 0 | 0 | 0 | 0
PseudoUnit | 0 | 0 | 0 | 0 | 0 | 0
FixedInterchange | 0 | 0 | 0 | 0 | 0 | 0
Cumulative Retirements of Capacity by Reporting Type: FRCC
ReportingType | 2015 | 2020 | 2025 | 2030 | 2035 | 2040
BM | 0 | 0 | 0 | 0 | 0 | 0
CC | 0 | 0 | 0 | 9422.77 | 9422.77 | 9422.77
CSP | 0 | 0 | 0 | 0 | 0 | 0
CT | 0 | 0 | 0 | 0 | 2480 | 2480
Coal | 7107.4 | 8837.4 | 9463.4 | 9463.4 | 9463.4 | 9463.4
Geo | 0 | 0 | 0 | 0 | 0 | 0
H | 0 | 0 | 0 | 0 | 0 | 0
LFG | 0 | 0 | 0 | 0 | 0 | 0
Nuc | 0 | 0 | 0 | 0 | 1615.33 | 3292.33
PS | 0 | 0 | 0 | 0 | 0 | 0
PV | 0 | 0 | 0 | 0 | 0 | 0
PeakG | 0 | 0 | 0 | 1469.84 | 1469.84 | 1469.84
PeakO | 0 | 0 | 0 | 2283 | 2283 | 2283
ST | 0 | 0 | 0 | 0 | 0 | 0
STOG | 9833 | 9833 | 9833 | 9833 | 9833 | 9833
STWD | 0 | 0 | 0 | 0 | 0 | 0
WT | 0 | 0 | 0 | 0 | 0 | 0
IGCC | 0 | 0 | 0 | 0 | 0 | 0
DemandResponse | 0 | 0 | 0 | 0 | 0 | 0
IGCC-CCS | 0 | 0 | 0 | 0 | 0 | 0
WT_off | 0 | 0 | 0 | 0 | 0 | 0
PseudoUnit | 0 | 0 | 0 | 0 | 0 | 0
FixedInterchange | 0 | 0 | 0 | 0 | 0 | 0
Cumulative Retirements of Capacity by Reporting Type: MAPP_US
ReportingType | 2015 | 2020 | 2025 | 2030 | 2035 | 2040
BM | 0 | 0 | 0 | 0 | 0 | 0
CC | 0 | 0 | 0 | 0 | 0 | 0
CSP | 0 | 0 | 0 | 0 | 0 | 0
CT | 0 | 0 | 0 | 0 | 0 | 0
Coal | 1891.09 | 2543.12 | 3546.5 | 3546.5 | 3546.5 | 3546.5
Geo | 0 | 0 | 0 | 0 | 0 | 0
H | 0 | 0 | 0 | 0 | 0 | 0
LFG | 0 | 0 | 0 | 0 | 0 | 0
Nuc | 0 | 0 | 0 | 0 | 0 | 0
PS | 0 | 0 | 0 | 0 | 0 | 0
PV | 0 | 0 | 0 | 0 | 0 | 0
PeakG | 0 | 0 | 0 | 0 | 0 | 0
PeakO | 0 | 0 | 0 | 0 | 0 | 0
ST | 0 | 0 | 0 | 0 | 0 | 0
STOG | 36 | 36 | 36 | 36 | 36 | 36
STWD | 0 | 0 | 0 | 0 | 0 | 0
WT | 0 | 0 | 0 | 0 | 0 | 0
IGCC | 0 | 0 | 0 | 0 | 0 | 0
DemandResponse | 0 | 0 | 0 | 0 | 0 | 0
IGCC-CCS | 0 | 0 | 0 | 0 | 0 | 0
WT_off | 0 | 0 | 0 | 0 | 0 | 0
PseudoUnit | 0 | 0 | 0 | 0 | 0 | 0
FixedInterchange | 0 | 0 | 0 | 0 | 0 | 0
Cumulative Retirements of Capacity by Reporting Type: MISO_IN
ReportingType | 2015 | 2020 | 2025 | 2030 | 2035 | 2040
BM | 0 | 0 | 0 | 0 | 0 | 0
CC | 0 | 0 | 0 | 0 | 0 | 0
CSP | 0 | 0 | 0 | 0 | 0 | 0
CT | 0 | 0 | 0 | 0 | 0 | 0
Coal | 6697.7 | 14746.7 | 14746.7 | 14746.7 | 14746.7 | 14746.7
Geo | 0 | 0 | 0 | 0 | 0 | 0
H | 0 | 0 | 0 | 0 | 0 | 0
LFG | 0 | 0 | 0 | 0 | 0 | 0
Nuc | 0 | 0 | 0 | 0 | 0 | 0
PS | 0 | 0 | 0 | 0 | 0 | 0
PV | 0 | 0 | 0 | 0 | 0 | 0
PeakG | 0 | 0 | 0 | 0 | 0 | 0
PeakO | 0 | 0 | 0 | 0 | 0 | 0
ST | 0 | 0 | 0 | 0 | 0 | 0
STOG | 0 | 0 | 0 | 0 | 0 | 0
STWD | 0 | 0 | 0 | 0 | 0 | 0
WT | 0 | 0 | 0 | 0 | 0 | 0
IGCC | 0 | 0 | 0 | 0 | 0 | 0
DemandResponse | 0 | 0 | 0 | 0 | 0 | 0
IGCC-CCS | 0 | 0 | 0 | 0 | 0 | 0
WT_off | 0 | 0 | 0 | 0 | 0 | 0
PseudoUnit | 0 | 0 | 0 | 0 | 0 | 0
FixedInterchange | 0 | 0 | 0 | 0 | 0 | 0
Cumulative Retirements of Capacity by Reporting Type: MISO_MI
ReportingType | 2015 | 2020 | 2025 | 2030 | 2035 | 2040
BM | 0 | 0 | 0 | 0 | 0 | 0
CC | 0 | 0 | 0 | 0 | 0 | 0
CSP | 0 | 0 | 0 | 0 | 0 | 0
CT | 0 | 0 | 0 | 0 | 0 | 0
Coal | 6340 | 10792 | 10792 | 10792 | 10792 | 10792
Geo | 0 | 0 | 0 | 0 | 0 | 0
H | 0 | 0 | 0 | 0 | 0 | 0
LFG | 0 | 0 | 0 | 0 | 0 | 0
Nuc | 0 | 0 | 0 | 0 | 778 | 778
PS | 0 | 0 | 0 | 0 | 0 | 0
PV | 0 | 0 | 0 | 0 | 0 | 0
PeakG | 0 | 0 | 0 | 0 | 0 | 0
PeakO | 0 | 0 | 0 | 0 | 0 | 0
ST | 0 | 0 | 0 | 0 | 0 | 0
STOG | 0 | 0 | 0 | 0 | 0 | 0
STWD | 0 | 0 | 0 | 0 | 0 | 0
WT | 0 | 0 | 0 | 0 | 0 | 0
IGCC | 0 | 0 | 0 | 0 | 0 | 0
DemandResponse | 0 | 0 | 0 | 0 | 0 | 0
IGCC-CCS | 0 | 0 | 0 | 0 | 0 | 0
WT_off | 0 | 0 | 0 | 0 | 0 | 0
PseudoUnit | 0 | 0 | 0 | 0 | 0 | 0
FixedInterchange | 0 | 0 | 0 | 0 | 0 | 0
Cumulative Retirements of Capacity by Reporting Type: MISO_MO-IL
ReportingType | 2015 | 2020 | 2025 | 2030 | 2035 | 2040
BM | 0 | 0 | 0 | 0 | 0 | 0
CC | 0 | 0 | 0 | 0 | 0 | 0
CSP | 0 | 0 | 0 | 0 | 0 | 0
CT | 0 | 0 | 0 | 0 | 0 | 0
Coal | 4793.7 | 13325.7 | 13763.7 | 13763.7 | 13763.7 | 13763.7
Geo | 0 | 0 | 0 | 0 | 0 | 0
H | 0 | 0 | 0 | 0 | 0 | 0
LFG | 0 | 0 | 0 | 0 | 0 | 0
Nuc | 0 | 0 | 0 | 0 | 0 | 0
PS | 0 | 0 | 0 | 0 | 0 | 0
PV | 0 | 0 | 0 | 0 | 0 | 0
PeakG | 0 | 0 | 0 | 0 | 0 | 0
PeakO | 0 | 0 | 0 | 0 | 0 | 0
ST | 0 | 0 | 0 | 0 | 0 | 0
STOG | 0 | 0 | 0 | 0 | 0 | 0
STWD | 0 | 0 | 0 | 0 | 0 | 0
WT | 0 | 0 | 0 | 0 | 0 | 0
IGCC | 0 | 0 | 0 | 0 | 0 | 0
DemandResponse | 0 | 0 | 0 | 0 | 0 | 0
IGCC-CCS | 0 | 0 | 0 | 0 | 0 | 0
WT_off | 0 | 0 | 0 | 0 | 0 | 0
PseudoUnit | 0 | 0 | 0 | 0 | 0 | 0
FixedInterchange | 0 | 0 | 0 | 0 | 0 | 0
Cumulative Retirements of Capacity by Reporting Type: MISO_W
ReportingType | 2015 | 2020 | 2025 | 2030 | 2035 | 2040
BM | 0 | 0 | 0 | 0 | 0 | 0
CC | 0 | 0 | 0 | 0 | 0 | 0
CSP | 0 | 0 | 0 | 0 | 0 | 0
CT | 0 | 0 | 0 | 0 | 0 | 0
Coal | 4076.19 | 9923.59 | 12706.63 | 12970.58 | 13134.59 | 13134.59
Geo | 0 | 0 | 0 | 0 | 0 | 0
H | 0 | 0 | 0 | 0 | 0 | 0
LFG | 0 | 0 | 0 | 0 | 0 | 0
Nuc | 0 | 0 | 0 | 0 | 2361.23 | 2361.23
PS | 0 | 0 | 0 | 0 | 0 | 0
PV | 0 | 0 | 0 | 0 | 0 | 0
PeakG | 0 | 0 | 0 | 0 | 0 | 0
PeakO | 0 | 0 | 0 | 0 | 0 | 0
ST | 0 | 0 | 0 | 0 | 0 | 0
STOG | 0 | 0 | 0 | 0 | 0 | 0
STWD | 0 | 0 | 0 | 0 | 0 | 0
WT | 0 | 0 | 0 | 0 | 0 | 0
IGCC | 0 | 0 | 0 | 0 | 0 | 0
DemandResponse | 0 | 0 | 0 | 0 | 0 | 0
IGCC-CCS | 0 | 0 | 0 | 0 | 0 | 0
WT_off | 0 | 0 | 0 | 0 | 0 | 0
PseudoUnit | 0 | 0 | 0 | 0 | 0 | 0
FixedInterchange | 0 | 0 | 0 | 0 | 0 | 0
Cumulative Retirements of Capacity by Reporting Type: MISO_WUMS
ReportingType | 2015 | 2020 | 2025 | 2030 | 2035 | 2040
BM | 0 | 0 | 0 | 0 | 0 | 0
CC | 0 | 0 | 0 | 0 | 0 | 0
CSP | 0 | 0 | 0 | 0 | 0 | 0
CT | 0 | 0 | 0 | 0 | 0 | 0
Coal | 4805.91 | 7008.01 | 7008.01 | 7008.01 | 7008.2 | 7008.2
Geo | 0 | 0 | 0 | 0 | 0 | 0
H | 0 | 0 | 0 | 0 | 0 | 0
LFG | 0 | 0 | 0 | 0 | 0 | 0
Nuc | 0 | 0 | 0 | 0 | 1816.9 | 1816.9
PS | 0 | 0 | 0 | 0 | 0 | 0
PV | 0 | 0 | 0 | 0 | 0 | 0
PeakG | 0 | 0 | 0 | 0 | 0 | 0
PeakO | 0 | 0 | 0 | 0 | 0 | 0
ST | 0 | 0 | 0 | 0 | 0 | 0
STOG | 59.5 | 59.5 | 59.5 | 59.5 | 59.5 | 59.5
STWD | 0 | 0 | 0 | 0 | 0 | 0
WT | 0 | 0 | 0 | 0 | 0 | 0
IGCC | 0 | 0 | 0 | 0 | 0 | 0
DemandResponse | 0 | 0 | 0 | 0 | 0 | 0
IGCC-CCS | 0 | 0 | 0 | 0 | 0 | 0
WT_off | 0 | 0 | 0 | 0 | 0 | 0
PseudoUnit | 0 | 0 | 0 | 0 | 0 | 0
FixedInterchange | 0 | 0 | 0 | 0 | 0 | 0
Cumulative Retirements of Capacity by Reporting Type: Nebraska
ReportingType | 2015 | 2020 | 2025 | 2030 | 2035 | 2040
BM | 0 | 0 | 0 | 0 | 0 | 0
CC | 0 | 0 | 0 | 0 | 0 | 0
CSP | 0 | 0 | 0 | 0 | 0 | 0
CT | 0 | 0 | 0 | 0 | 0 | 0
Coal | 0 | 3195.8 | 3195.8 | 3195.8 | 3195.8 | 3195.8
Geo | 0 | 0 | 0 | 0 | 0 | 0
H | 0 | 0 | 0 | 0 | 0 | 0
LFG | 0 | 0 | 0 | 0 | 0 | 0
Nuc | 0 | 0 | 0 | 0 | 1251.8 | 1251.8
PS | 0 | 0 | 0 | 0 | 0 | 0
PV | 0 | 0 | 0 | 0 | 0 | 0
PeakG | 0 | 0 | 0 | 0 | 0 | 0
PeakO | 0 | 0 | 0 | 0 | 0 | 0
ST | 0 | 0 | 0 | 0 | 0 | 0
STOG | 270 | 270 | 270 | 270 | 270 | 270
STWD | 0 | 0 | 0 | 0 | 0 | 0
WT | 0 | 0 | 0 | 0 | 0 | 0
IGCC | 0 | 0 | 0 | 0 | 0 | 0
DemandResponse | 0 | 0 | 0 | 0 | 0 | 0
IGCC-CCS | 0 | 0 | 0 | 0 | 0 | 0
WT_off | 0 | 0 | 0 | 0 | 0 | 0
PseudoUnit | 0 | 0 | 0 | 0 | 0 | 0
FixedInterchange | 0 | 0 | 0 | 0 | 0 | 0
Cumulative Retirements of Capacity by Reporting Type: NEISO
ReportingType | 2015 | 2020 | 2025 | 2030 | 2035 | 2040
BM | 0 | 0 | 0 | 0 | 0 | 0
CC | 1035.91 | 4061.58 | 5358.37 | 5358.37 | 5358.37 | 5358.37
CSP | 0 | 0 | 0 | 0 | 0 | 0
CT | 0 | 0 | 0 | 9.5 | 327.18 | 327.18
Coal | 2250.13 | 2570.13 | 2570.13 | 2570.13 | 2570.13 | 2570.13
Geo | 0 | 0 | 0 | 0 | 0 | 0
H | 0 | 0 | 0 | 0 | 0 | 0
LFG | 0 | 0 | 0 | 0 | 0 | 0
Nuc | 0 | 0 | 0 | 0 | 1289 | 2165.92
PS | 0 | 0 | 0 | 0 | 0 | 0
PV | 0 | 0 | 0 | 0 | 0 | 10.36
PeakG | 0 | 0 | 0 | 0 | 0 | 0
PeakO | 1183 | 1183 | 1183 | 1183 | 1183 | 1183
ST | 0 | 0 | 0 | 0 | 0 | 0
STOG | 6237 | 6237 | 6237 | 6237 | 6237 | 6237
STWD | 0 | 0 | 0 | 0 | 0 | 0
WT | 0 | 0 | 0 | 0 | 0 | 0
IGCC | 0 | 0 | 0 | 0 | 0 | 0
DemandResponse | 0 | 0 | 0 | 0 | 0 | 0
IGCC-CCS | 0 | 0 | 0 | 0 | 0 | 0
WT_off | 0 | 0 | 0 | 0 | 267.59 | 267.59
PseudoUnit | 0 | 0 | 0 | 0 | 0 | 0
FixedInterchange | 0 | 0 | 0 | 0 | 0 | 0
Cumulative Retirements of Capacity by Reporting Type: NonRTO_Midwest
ReportingType | 2015 | 2020 | 2025 | 2030 | 2035 | 2040
BM | 0 | 0 | 0 | 0 | 0 | 0
CC | 0 | 0 | 0 | 0 | 0 | 0
CSP | 0 | 0 | 0 | 0 | 0 | 0
CT | 0 | 0 | 0 | 0 | 0 | 0
Coal | 3077.99 | 7724.08 | 8495.53 | 9888.06 | 10031.97 | 10215.27
Geo | 0 | 0 | 0 | 0 | 0 | 0
H | 0 | 0 | 0 | 0 | 0 | 0
LFG | 0 | 0 | 0 | 0 | 0 | 0
Nuc | 0 | 0 | 0 | 0 | 0 | 0
PS | 0 | 0 | 0 | 0 | 0 | 0
PV | 0 | 0 | 0 | 0 | 0 | 0
PeakG | 0 | 0 | 0 | 0 | 0 | 0
PeakO | 0 | 0 | 0 | 0 | 0 | 12
ST | 0 | 0 | 0 | 0 | 0 | 0
STOG | 0 | 0 | 0 | 0 | 0 | 0
STWD | 0 | 0 | 0 | 0 | 0 | 0
WT | 0 | 0 | 0 | 0 | 0 | 0
IGCC | 0 | 0 | 0 | 0 | 0 | 0
DemandResponse | 0 | 0 | 0 | 0 | 0 | 0
IGCC-CCS | 0 | 0 | 0 | 0 | 0 | 0
WT_off | 0 | 0 | 0 | 0 | 0 | 0
PseudoUnit | 0 | 0 | 0 | 0 | 0 | 0
FixedInterchange | 0 | 0 | 0 | 0 | 0 | 0
Cumulative Retirements of Capacity by Reporting Type: NYISO_A-F
ReportingType | 2015 | 2020 | 2025 | 2030 | 2035 | 2040
BM | 0 | 0 | 0 | 0 | 0 | 0
CC | 122.03 | 122.03 | 1756.43 | 1756.43 | 1756.43 | 1756.43
CSP | 0 | 0 | 0 | 0 | 0 | 0
CT | 0 | 0 | 0 | 0 | 0 | 0
Coal | 2251.9 | 2251.9 | 2251.9 | 2251.9 | 2251.9 | 2251.9
Geo | 0 | 0 | 0 | 0 | 0 | 0
H | 0 | 0 | 0 | 0 | 0 | 0
LFG | 0 | 0 | 0 | 0 | 0 | 0
Nuc | 0 | 0 | 0 | 621.2 | 1201.7 | 2053.9
PS | 0 | 0 | 0 | 0 | 0 | 0
PV | 0 | 0 | 0 | 0 | 0 | 0
PeakG | 0 | 0 | 0 | 0 | 0 | 0
PeakO | 0 | 0 | 0 | 0 | 0 | 0
ST | 0 | 0 | 0 | 0 | 0 | 0
STOG | 1701 | 1701 | 1701 | 1701 | 1701 | 1701
STWD | 0 | 0 | 0 | 0 | 0 | 0
WT | 0 | 0 | 0 | 0 | 0 | 0
IGCC | 0 | 0 | 0 | 0 | 0 | 0
DemandResponse | 0 | 0 | 0 | 0 | 0 | 0
IGCC-CCS | 0 | 0 | 0 | 0 | 0 | 0
WT_off | 0 | 0 | 0 | 0 | 0 | 0
PseudoUnit | 0 | 0 | 0 | 0 | 0 | 0
FixedInterchange | 0 | 0 | 0 | 0 | 0 | 0
Cumulative Retirements of Capacity by Reporting Type: NYISO_G-I
ReportingType | 2015 | 2020 | 2025 | 2030 | 2035 | 2040
BM | 0 | 0 | 0 | 0 | 0 | 0
CC | 0 | 0 | 0 | 0 | 0 | 0
CSP | 0 | 0 | 0 | 0 | 0 | 0
CT | 0 | 0 | 0 | 0 | 0 | 0
Coal | 368.2 | 368.2 | 368.2 | 368.2 | 368.2 | 368.2
Geo | 0 | 0 | 0 | 0 | 0 | 0
H | 0 | 0 | 0 | 0 | 0 | 0
LFG | 0 | 0 | 0 | 0 | 0 | 0
Nuc | 0 | 0 | 0 | 0 | 1019.6 | 2044.6
PS | 0 | 0 | 0 | 0 | 0 | 0
PV | 0 | 0 | 0 | 0 | 0 | 0
PeakG | 0 | 0 | 0 | 0 | 0 | 0
PeakO | 0 | 0 | 0 | 0 | 0 | 0
ST | 0 | 0 | 0 | 0 | 0 | 0
STOG | 2431 | 2431 | 2431 | 2431 | 2431 | 2431
STWD | 0 | 0 | 0 | 0 | 0 | 0
WT | 0 | 0 | 0 | 0 | 0 | 0
IGCC | 0 | 0 | 0 | 0 | 0 | 0
DemandResponse | 0 | 0 | 0 | 0 | 0 | 0
IGCC-CCS | 0 | 0 | 0 | 0 | 0 | 0
WT_off | 0 | 0 | 0 | 0 | 0 | 0
PseudoUnit | 0 | 0 | 0 | 0 | 0 | 0
FixedInterchange | 0 | 0 | 0 | 0 | 0 | 0
Cumulative Retirements of Capacity by Reporting Type: NYISO_J-K
ReportingType | 2015 | 2020 | 2025 | 2030 | 2035 | 2040
BM | 0 | 0 | 0 | 0 | 0 | 0
CC | 0 | 0 | 0 | 0 | 0 | 0
CSP | 0 | 0 | 0 | 0 | 0 | 0
CT | 0 | 0 | 0 | 0 | 0 | 0
Coal | 0 | 0 | 0 | 0 | 0 | 0
Geo | 0 | 0 | 0 | 0 | 0 | 0
H | 0 | 0 | 0 | 0 | 0 | 0
LFG | 0 | 0 | 0 | 0 | 0 | 0
Nuc | 0 | 0 | 0 | 0 | 0 | 0
PS | 0 | 0 | 0 | 0 | 0 | 0
PV | 0 | 0 | 0 | 0 | 32 | 32
PeakG | 0 | 0 | 0 | 0 | 0 | 0
PeakO | 0 | 0 | 0 | 0 | 0 | 0
ST | 0 | 0 | 0 | 0 | 0 | 0
STOG | 3804.65 | 3804.65 | 3804.65 | 3804.65 | 3804.65 | 3804.65
STWD | 0 | 0 | 0 | 0 | 0 | 0
WT | 0 | 0 | 0 | 0 | 0 | 0
IGCC | 0 | 0 | 0 | 0 | 0 | 0
DemandResponse | 0 | 0 | 0 | 0 | 0 | 0
IGCC-CCS | 0 | 0 | 0 | 0 | 0 | 0
WT_off | 0 | 0 | 0 | 0 | 0 | 0
PseudoUnit | 0 | 0 | 0 | 0 | 0 | 0
FixedInterchange | 0 | 0 | 0 | 0 | 0 | 0
Cumulative Retirements of Capacity by Reporting Type: PJM_E
ReportingType | 2015 | 2020 | 2025 | 2030 | 2035 | 2040
BM | 0 | 0 | 0 | 0 | 0 | 0
CC | 0 | 0 | 0 | 0 | 0 | 0
CSP | 0 | 0 | 0 | 0 | 0 | 0
CT | 0 | 0 | 0 | 26.2 | 26.2 | 26.2
Coal | 3066 | 3634 | 3853 | 3853 | 3853 | 3853
Geo | 0 | 0 | 0 | 0 | 0 | 0
H | 0 | 0 | 0 | 0 | 0 | 0
LFG | 0 | 0 | 0 | 0 | 0 | 0
Nuc | 0 | 614.5 | 614.5 | 614.5 | 2838.5 | 4012.5
PS | 0 | 0 | 0 | 0 | 0 | 0
PV | 0 | 0 | 0 | 0 | 0 | 0
PeakG | 268.5 | 268.5 | 268.5 | 268.5 | 268.5 | 268.5
PeakO | 2.7 | 2.7 | 2.7 | 2.7 | 2.7 | 2.7
ST | 0 | 0 | 0 | 0 | 0 | 0
STOG | 629.5 | 629.5 | 3252 | 3252 | 3252 | 3252
STWD | 0 | 0 | 0 | 0 | 0 | 0
WT | 0 | 0 | 0 | 0 | 0 | 0
IGCC | 0 | 0 | 0 | 0 | 0 | 0
DemandResponse | 0 | 0 | 0 | 0 | 0 | 0
IGCC-CCS | 0 | 0 | 0 | 0 | 0 | 0
WT_off | 0 | 0 | 0 | 0 | 0 | 0
PseudoUnit | 0 | 0 | 0 | 0 | 0 | 0
FixedInterchange | 0 | 0 | 0 | 0 | 0 | 0
Cumulative Retirements of Capacity by Reporting Type: PJM_ROM
ReportingType | 2015 | 2020 | 2025 | 2030 | 2035 | 2040
BM | 0 | 0 | 0 | 0 | 0 | 0
CC | 0 | 0 | 0 | 0 | 0 | 0
CSP | 0 | 0 | 0 | 0 | 0 | 0
CT | 0 | 0 | 0 | 0 | 0 | 0
Coal | 14625.5 | 15859.5 | 16380.5 | 16380.5 | 16380.5 | 16380.5
Geo | 0 | 0 | 0 | 0 | 0 | 0
H | 0 | 0 | 0 | 0 | 0 | 0
LFG | 0 | 0 | 0 | 0 | 0 | 0
Nuc | 0 | 0 | 0 | 0 | 1732 | 2631
PS | 0 | 0 | 0 | 0 | 0 | 0
PV | 0 | 0 | 0 | 0 | 0 | 0
PeakG | 0 | 0 | 0 | 0 | 0 | 0
PeakO | 270 | 270 | 270 | 270 | 270 | 270
ST | 0 | 0 | 0 | 0 | 0 | 0
STOG | 580 | 580 | 3179 | 3816.69 | 3816.69 | 3816.69
STWD | 0 | 0 | 0 | 0 | 0 | 0
WT | 0 | 0 | 0 | 0 | 0 | 0
IGCC | 0 | 0 | 0 | 0 | 0 | 0
DemandResponse | 0 | 0 | 0 | 0 | 0 | 0
IGCC-CCS | 0 | 0 | 0 | 0 | 0 | 0
WT_off | 0 | 0 | 0 | 0 | 0 | 0
PseudoUnit | 0 | 0 | 0 | 0 | 0 | 0
FixedInterchange | 0 | 0 | 0 | 0 | 0 | 0
Cumulative Retirements of Capacity by Reporting Type: PJM_ROR
ReportingType | 2015 | 2020 | 2025 | 2030 | 2035 | 2040
BM | 0 | 0 | 0 | 0 | 0 | 192
CC | 0 | 0 | 0 | 0 | 0 | 0
CSP | 0 | 0 | 0 | 0 | 0 | 0
CT | 0 | 0 | 0 | 0 | 0 | 0
Coal | 35518.44 | 54235.83 | 59868.2 | 59868.2 | 59868.2 | 59868.2
Geo | 0 | 0 | 0 | 0 | 0 | 0
H | 0 | 0 | 0 | 0 | 0 | 0
LFG | 0 | 0 | 0 | 0 | 0 | 0
Nuc | 0 | 0 | 0 | 867 | 5142 | 10025.16
PS | 0 | 0 | 0 | 0 | 0 | 0
PV | 0 | 0 | 0 | 0 | 0 | 0
PeakG | 0 | 0 | 0 | 0 | 0 | 0
PeakO | 19 | 19 | 19 | 19 | 19 | 19
ST | 0 | 0 | 0 | 0 | 0 | 0
STOG | 0 | 0 | 1780.78 | 2122 | 2122 | 2122
STWD | 0 | 0 | 0 | 0 | 0 | 0
WT | 0 | 0 | 0 | 0 | 0 | 0
IGCC | 0 | 0 | 0 | 0 | 0 | 0
DemandResponse | 0 | 0 | 0 | 0 | 0 | 0
IGCC-CCS | 0 | 0 | 0 | 0 | 0 | 0
WT_off | 0 | 0 | 0 | 0 | 0 | 0
PseudoUnit | 0 | 0 | 0 | 0 | 0 | 0
FixedInterchange | 0 | 0 | 0 | 0 | 0 | 0
Cumulative Retirements of Capacity by Reporting Type: SOCO
ReportingType | 2015 | 2020 | 2025 | 2030 | 2035 | 2040
BM | 0 | 0 | 0 | 0 | 0 | 0
CC | 186 | 186 | 186 | 186 | 2168.85 | 5321.91
CSP | 0 | 0 | 0 | 0 | 0 | 0
CT | 0 | 0 | 0 | 0 | 0 | 0
Coal | 18485 | 24643.7 | 25335 | 25335 | 25335 | 25335
Geo | 0 | 0 | 0 | 0 | 0 | 0
H | 0 | 0 | 0 | 0 | 0 | 0
LFG | 0 | 0 | 0 | 0 | 0 | 0
Nuc | 0 | 0 | 0 | 0 | 0 | 2645.05
PS | 0 | 0 | 0 | 0 | 0 | 0
PV | 0 | 0 | 0 | 0 | 0 | 0
PeakG | 210 | 210 | 1728.65 | 7267.73 | 8189.32 | 8189.32
PeakO | 1139 | 1139 | 1139 | 1139 | 1139 | 1139
ST | 0 | 0 | 0 | 0 | 0 | 0
STOG | 854 | 854 | 854 | 854 | 854 | 854
STWD | 0 | 0 | 0 | 0 | 0 | 0
WT | 0 | 0 | 0 | 0 | 0 | 0
IGCC | 0 | 0 | 0 | 0 | 0 | 0
DemandResponse | 0 | 0 | 0 | 0 | 0 | 0
IGCC-CCS | 0 | 0 | 0 | 0 | 0 | 0
WT_off | 0 | 0 | 0 | 0 | 0 | 0
PseudoUnit | 0 | 0 | 0 | 0 | 0 | 0
FixedInterchange | 0 | 0 | 0 | 0 | 0 | 0
Cumulative Retirements of Capacity by Reporting Type: SPP_N
ReportingType | 2015 | 2020 | 2025 | 2030 | 2035 | 2040
BM | 0 | 0 | 0 | 0 | 0 | 0
CC | 0 | 0 | 0 | 0 | 0 | 0
CSP | 0 | 0 | 0 | 0 | 0 | 0
CT | 0 | 0 | 0 | 0 | 0 | 0
Coal | 621 | 4856.5 | 7596.84 | 7596.84 | 7882.5 | 7882.5
Geo | 0 | 0 | 0 | 0 | 0 | 0
H | 0 | 0 | 0 | 0 | 0 | 0
LFG | 0 | 0 | 0 | 0 | 0 | 0
Nuc | 0 | 0 | 0 | 0 | 0 | 0
PS | 0 | 0 | 0 | 0 | 0 | 0
PV | 0 | 0 | 0 | 0 | 0 | 0
PeakG | 0 | 0 | 0 | 0 | 0 | 0
PeakO | 0 | 0 | 0 | 0 | 0 | 0
ST | 0 | 0 | 0 | 0 | 0 | 0
STOG | 349.09 | 349.09 | 349.09 | 349.09 | 349.09 | 349.09
STWD | 0 | 0 | 0 | 0 | 0 | 0
WT | 0 | 0 | 0 | 0 | 0 | 0
IGCC | 0 | 0 | 0 | 0 | 0 | 0
DemandResponse | 0 | 0 | 0 | 0 | 0 | 0
IGCC-CCS | 0 | 0 | 0 | 0 | 0 | 0
WT_off | 0 | 0 | 0 | 0 | 0 | 0
PseudoUnit | 0 | 0 | 0 | 0 | 0 | 0
FixedInterchange | 0 | 0 | 0 | 0 | 0 | 0
Cumulative Retirements of Capacity by Reporting Type: SPP_S
ReportingType | 2015 | 2020 | 2025 | 2030 | 2035 | 2040
BM | 0 | 0 | 0 | 0 | 0 | 0
CC | 0 | 0 | 0 | 0 | 0 | 0
CSP | 0 | 0 | 0 | 0 | 0 | 0
CT | 0 | 0 | 0 | 0 | 0 | 0
Coal | 3199.34 | 11365.93 | 13139.93 | 13139.93 | 13139.93 | 13139.93
Geo | 0 | 0 | 0 | 0 | 0 | 0
H | 0 | 0 | 0 | 0 | 0 | 0
LFG | 0 | 0 | 0 | 0 | 0 | 0
Nuc | 0 | 0 | 0 | 0 | 0 | 0
PS | 0 | 0 | 0 | 0 | 0 | 0
PV | 0 | 0 | 0 | 0 | 0 | 0
PeakG | 0 | 0 | 0 | 0 | 0 | 0
PeakO | 0 | 0 | 0 | 0 | 0 | 0
ST | 0 | 0 | 0 | 0 | 0 | 0
STOG | 4275.59 | 4275.59 | 4275.59 | 4275.59 | 4275.59 | 4275.59
STWD | 0 | 0 | 0 | 0 | 0 | 0
WT | 0 | 0 | 0 | 0 | 0 | 0
IGCC | 0 | 0 | 0 | 0 | 0 | 0
DemandResponse | 0 | 0 | 0 | 0 | 0 | 0
IGCC-CCS | 0 | 0 | 0 | 0 | 0 | 0
WT_off | 0 | 0 | 0 | 0 | 0 | 0
PseudoUnit | 0 | 0 | 0 | 0 | 0 | 0
FixedInterchange | 0 | 0 | 0 | 0 | 0 | 0
Cumulative Retirements of Capacity by Reporting Type: TVA
ReportingType | 2015 | 2020 | 2025 | 2030 | 2035 | 2040
BM | 0 | 0 | 0 | 0 | 0 | 0
CC | 0 | 0 | 0 | 0 | 320 | 845.37
CSP | 0 | 0 | 0 | 0 | 0 | 0
CT | 0 | 0 | 0 | 0 | 0 | 0
Coal | 9407.21 | 12532.13 | 14366.39 | 15159 | 15159 | 15159
Geo | 0 | 0 | 0 | 0 | 0 | 0
H | 0 | 0 | 0 | 0 | 0 | 0
LFG | 0 | 0 | 0 | 0 | 0 | 0
Nuc | 0 | 0 | 0 | 0 | 2512.33 | 3791
PS | 0 | 0 | 0 | 0 | 0 | 0
PV | 0 | 0 | 0 | 0 | 0 | 0
PeakG | 0 | 0 | 0 | 0 | 0 | 229.5
PeakO | 0 | 0 | 0 | 0 | 0 | 83
ST | 0 | 0 | 0 | 0 | 0 | 0
STOG | 0 | 0 | 0 | 0 | 0 | 0
STWD | 0 | 0 | 0 | 0 | 0 | 0
WT | 0 | 0 | 0 | 0 | 0 | 0
IGCC | 0 | 0 | 0 | 0 | 0 | 0
DemandResponse | 0 | 0 | 0 | 0 | 0 | 0
IGCC-CCS | 0 | 0 | 0 | 0 | 0 | 0
WT_off | 0 | 0 | 0 | 0 | 0 | 0
PseudoUnit | 0 | 0 | 0 | 0 | 0 | 0
FixedInterchange | 0 | 0 | 0 | 0 | 0 | 0
Cumulative Retirements of Capacity by Reporting Type: TVA_Transmission
ReportingType | 2015 | 2020 | 2025 | 2030 | 2035 | 2040
BM | 0 | 0 | 0 | 0 | 0 | 0
CC | 0 | 0 | 0 | 0 | 0 | 0
CSP | 0 | 0 | 0 | 0 | 0 | 0
CT | 0 | 0 | 0 | 0 | 0 | 0
Coal | 0 | 0 | 0 | 0 | 0 | 0
Geo | 0 | 0 | 0 | 0 | 0 | 0
H | 0 | 0 | 0 | 0 | 0 | 0
LFG | 0 | 0 | 0 | 0 | 0 | 0
Nuc | 0 | 0 | 0 | 0 | 0 | 0
PS | 0 | 0 | 0 | 0 | 0 | 0
PV | 0 | 0 | 0 | 0 | 0 | 0
PeakG | 0 | 0 | 0 | 0 | 0 | 0
PeakO | 0 | 0 | 0 | 0 | 0 | 0
ST | 0 | 0 | 0 | 0 | 0 | 0
STOG | 0 | 0 | 0 | 0 | 0 | 0
STWD | 0 | 0 | 0 | 0 | 0 | 0
WT | 0 | 0 | 0 | 0 | 0 | 0
IGCC | 0 | 0 | 0 | 0 | 0 | 0
DemandResponse | 0 | 0 | 0 | 0 | 0 | 0
IGCC-CCS | 0 | 0 | 0 | 0 | 0 | 0
WT_off | 0 | 0 | 0 | 0 | 0 | 0
PseudoUnit | 0 | 0 | 0 | 0 | 0 | 0
FixedInterchange | 0 | 0 | 0 | 0 | 0 | 0
Cumulative Retirements of Capacity by Reporting Type: VACAR
ReportingType | 2015 | 2020 | 2025 | 2030 | 2035 | 2040
BM | 0 | 0 | 0 | 0 | 0 | 0
CC | 0 | 0 | 0 | 120.67 | 185 | 3668.7
CSP | 0 | 0 | 0 | 0 | 0 | 0
CT | 0 | 0 | 0 | 717.2 | 717.2 | 717.2
Coal | 13599.25 | 15441.74 | 16466.73 | 20136 | 20136 | 20136
Geo | 0 | 0 | 0 | 0 | 0 | 0
H | 0 | 0 | 0 | 0 | 0 | 0
LFG | 0 | 0 | 0 | 0 | 0 | 0
Nuc | 0 | 0 | 0 | 0 | 3248 | 5106
PS | 0 | 0 | 0 | 0 | 0 | 0
PV | 0 | 0 | 0 | 0 | 0 | 0
PeakG | 0 | 0 | 0 | 0 | 0 | 1284.63
PeakO | 0 | 0 | 0 | 0 | 1268 | 1268
ST | 0 | 0 | 0 | 0 | 0 | 0
STOG | 0 | 0 | 0 | 92 | 92 | 92
STWD | 0 | 0 | 0 | 0 | 0 | 0
WT | 0 | 0 | 0 | 0 | 0 | 0
IGCC | 0 | 0 | 0 | 0 | 0 | 0
DemandResponse | 0 | 0 | 0 | 0 | 0 | 0
IGCC-CCS | 0 | 0 | 0 | 0 | 0 | 0
WT_off | 0 | 0 | 0 | 0 | 0 | 0
PseudoUnit | 0 | 0 | 0 | 0 | 0 | 0
FixedInterchange | 0 | 0 | 0 | 0 | 0 | 0
Cumulative Retirements of Capacity by Reporting Type: IESO
ReportingType | 2015 | 2020 | 2025 | 2030 | 2035 | 2040
BM | 0 | 0 | 0 | 0 | 0 | 0
CC | 5943 | 5943 | 5943 | 5943 | 5943 | 5943
CSP | 0 | 0 | 0 | 0 | 0 | 0
CT | 0 | 0 | 0 | 0 | 368 | 368
Coal | 6416 | 6416 | 6416 | 6416 | 6416 | 6416
Geo | 0 | 0 | 0 | 0 | 0 | 0
H | 0 | 0 | 0 | 0 | 0 | 0
LFG | 0 | 0 | 0 | 0 | 0 | 0
Nuc | 0 | 0 | 0 | 0 | 1030 | 2570
PS | 0 | 0 | 0 | 0 | 0 | 0
PV | 0 | 0 | 0 | 0 | 1067.26 | 1067.26
PeakG | 584 | 584 | 584 | 584 | 584 | 584
PeakO | 175 | 175 | 175 | 175 | 175 | 175
ST | 0 | 0 | 0 | 0 | 0 | 0
STOG | 2126 | 2126 | 2126 | 2126 | 2126 | 2126
STWD | 0 | 0 | 0 | 0 | 0 | 0
WT | 0 | 0 | 0 | 0 | 0 | 0
IGCC | 0 | 0 | 0 | 0 | 0 | 0
DemandResponse | 0 | 0 | 0 | 0 | 0 | 0
IGCC-CCS | 0 | 0 | 0 | 0 | 0 | 0
WT_off | 0 | 0 | 0 | 0 | 0 | 0
PseudoUnit | 0 | 0 | 0 | 0 | 0 | 0
FixedInterchange | 0 | 0 | 0 | 0 | 0 | 0
Cumulative Retirements of Capacity by Reporting Type: MAPP_CA
ReportingType | 2015 | 2020 | 2025 | 2030 | 2035 | 2040
BM | 0 | 0 | 0 | 0 | 0 | 0
CC | 0 | 0 | 731 | 731 | 731 | 1012.76
CSP | 0 | 0 | 0 | 0 | 0 | 0
CT | 0 | 0 | 0 | 0 | 0 | 0
Coal | 1076.84 | 1637.17 | 1745.9 | 1745.9 | 1745.9 | 1745.9
Geo | 0 | 0 | 0 | 0 | 0 | 0
H | 0 | 0 | 0 | 0 | 0 | 0
LFG | 0 | 0 | 0 | 0 | 0 | 0
Nuc | 0 | 0 | 0 | 0 | 0 | 0
PS | 0 | 0 | 0 | 0 | 0 | 0
PV | 0 | 0 | 0 | 0 | 0 | 0
PeakG | 0 | 0 | 559 | 559 | 559 | 559
PeakO | 0 | 0 | 4 | 4 | 4 | 4
ST | 0 | 0 | 0 | 0 | 0 | 0
STOG | 0 | 0 | 126 | 126 | 126 | 126
STWD | 0 | 0 | 0 | 0 | 0 | 0
WT | 0 | 0 | 0 | 0 | 302.4 | 302.4
IGCC | 0 | 0 | 0 | 0 | 0 | 0
DemandResponse | 0 | 0 | 0 | 0 | 0 | 0
IGCC-CCS | 0 | 0 | 0 | 0 | 0 | 0
WT_off | 0 | 0 | 0 | 0 | 0 | 0
PseudoUnit | 0 | 0 | 0 | 0 | 0 | 0
FixedInterchange | 0 | 0 | 0 | 0 | 0 | 0
Cumulative Retirements of Capacity by Reporting Type: AZ_NM_SNV_Coal
ReportingType | 2015 | 2020 | 2025 | 2030 | 2035 | 2040
BM | 0 | 0 | 0 | 0 | 0 | 0
CC | 0 | 0 | 0 | 0 | 0 | 0
CSP | 0 | 0 | 0 | 0 | 0 | 0
CT | 0 | 0 | 0 | 0 | 0 | 0
Coal | 2984.87 | 4009.87 | 6667.05 | 10466 | 10466 | 10466
Geo | 0 | 0 | 0 | 0 | 0 | 0
H | 0 | 0 | 0 | 0 | 0 | 0
LFG | 0 | 0 | 0 | 0 | 0 | 0
Nuc | 0 | 0 | 0 | 0 | 0 | 0
PS | 0 | 0 | 0 | 0 | 0 | 0
PV | 0 | 0 | 0 | 0 | 0 | 0
PeakG | 0 | 0 | 0 | 0 | 0 | 0
PeakO | 0 | 0 | 0 | 0 | 0 | 0
ST | 0 | 0 | 0 | 0 | 0 | 0
STOG | 0 | 0 | 0 | 0 | 0 | 0
STWD | 0 | 0 | 0 | 0 | 0 | 0
WT | 0 | 0 | 0 | 0 | 0 | 0
IGCC | 0 | 0 | 0 | 0 | 0 | 0
DemandResponse | 0 | 0 | 0 | 0 | 0 | 0
IGCC-CCS | 0 | 0 | 0 | 0 | 0 | 0
WT_off | 0 | 0 | 0 | 0 | 0 | 0
PseudoUnit | 0 | 0 | 0 | 0 | 0 | 0
FixedInterchange | 0 | 0 | 0 | 0 | 0 | 0
Cumulative Retirements of Capacity by Reporting Type: AZ_NM_SNV_Gas
ReportingType | 2015 | 2020 | 2025 | 2030 | 2035 | 2040
BM | 0 | 0 | 0 | 0 | 0 | 0
CC | 1095 | 1095 | 1095 | 1095 | 2410.28 | 3434.58
CSP | 0 | 0 | 0 | 0 | 0 | 0
CT | 0 | 0 | 0 | 0 | 736 | 736
Coal | 0 | 0 | 0 | 0 | 0 | 0
Geo | 0 | 0 | 0 | 0 | 0 | 0
H | 0 | 0 | 0 | 0 | 0 | 0
LFG | 0 | 0 | 0 | 0 | 0 | 0
Nuc | 0 | 0 | 0 | 0 | 0 | 0
PS | 0 | 0 | 0 | 0 | 0 | 0
PV | 0 | 0 | 0 | 0 | 0 | 0
PeakG | 0 | 0 | 0 | 0 | 0 | 0
PeakO | 0 | 0 | 0 | 0 | 0 | 0
ST | 0 | 0 | 0 | 0 | 0 | 0
STOG | 2064 | 2064 | 2064 | 2064 | 2064 | 2064
STWD | 0 | 0 | 0 | 0 | 0 | 0
WT | 0 | 0 | 0 | 0 | 0 | 0
IGCC | 0 | 0 | 0 | 0 | 0 | 0
DemandResponse | 0 | 0 | 0 | 0 | 0 | 0
IGCC-CCS | 0 | 0 | 0 | 0 | 0 | 0
WT_off | 0 | 0 | 0 | 0 | 0 | 0
PseudoUnit | 0 | 0 | 0 | 0 | 0 | 0
FixedInterchange | 0 | 0 | 0 | 0 | 0 | 0
Cumulative Retirements of Capacity by Reporting Type: AZ_NM_SNV_NucRenew
ReportingType | 2015 | 2020 | 2025 | 2030 | 2035 | 2040
BM | 0 | 0 | 0 | 0 | 0 | 0
CC | 0 | 0 | 0 | 0 | 0 | 0
CSP | 65 | 65 | 65 | 65 | 65 | 65
CT | 0 | 0 | 0 | 0 | 0 | 0
Coal | 0 | 0 | 0 | 0 | 0 | 0
Geo | 0 | 0 | 0 | 0 | 0 | 0
H | 0 | 0 | 0 | 0 | 0 | 0
LFG | 0 | 0 | 0 | 0 | 0 | 0
Nuc | 0 | 0 | 0 | 0 | 0 | 0
PS | 0 | 0 | 0 | 0 | 0 | 0
PV | 0 | 0 | 0 | 0 | 0 | 0
PeakG | 0 | 0 | 0 | 0 | 0 | 0
PeakO | 0 | 0 | 0 | 0 | 0 | 0
ST | 0 | 0 | 0 | 0 | 0 | 0
STOG | 0 | 0 | 0 | 0 | 0 | 0
STWD | 0 | 0 | 0 | 0 | 0 | 0
WT | 0 | 0 | 0 | 0 | 0 | 0
IGCC | 0 | 0 | 0 | 0 | 0 | 0
DemandResponse | 0 | 0 | 0 | 0 | 0 | 0
IGCC-CCS | 0 | 0 | 0 | 0 | 0 | 0
WT_off | 0 | 0 | 0 | 0 | 0 | 0
PseudoUnit | 0 | 0 | 0 | 0 | 0 | 0
FixedInterchange | 0 | 0 | 0 | 0 | 0 | 0
Cumulative Retirements of Capacity by Reporting Type: ERCOT
ReportingType | 2015 | 2020 | 2025 | 2030 | 2035 | 2040
BM | 0 | 0 | 0 | 0 | 0 | 0
CC | 0 | 0 | 0 | 0 | 0 | 557
CSP | 0 | 0 | 0 | 0 | 0 | 0
CT | 0 | 0 | 0 | 0 | 250 | 250
Coal | 15174.87 | 16646.87 | 17924.18 | 17924.18 | 17926.76 | 17932.04
Geo | 0 | 0 | 0 | 0 | 0 | 0
H | 0 | 0 | 0 | 0 | 0 | 0
LFG | 0 | 0 | 0 | 0 | 0 | 0
Nuc | 0 | 0 | 0 | 0 | 0 | 0
PS | 0 | 0 | 0 | 0 | 0 | 0
PV | 0 | 0 | 0 | 0 | 14 | 14
PeakG | 0 | 0 | 0 | 0 | 0 | 0
PeakO | 0 | 0 | 0 | 0 | 0 | 0
ST | 0 | 0 | 0 | 0 | 0 | 0
STOG | 8186.18 | 8216.57 | 12003.31 | 12917.3 | 16445.03 | 18933
STWD | 0 | 0 | 0 | 0 | 0 | 0
WT | 0 | 0 | 0 | 0 | 0 | 0
IGCC | 0 | 0 | 0 | 0 | 0 | 0
DemandResponse | 0 | 0 | 0 | 0 | 0 | 0
IGCC-CCS | 0 | 0 | 0 | 0 | 0 | 0
WT_off | 0 | 0 | 0 | 0 | 0 | 0
PseudoUnit | 0 | 0 | 0 | 0 | 0 | 0
FixedInterchange | 0 | 0 | 0 | 0 | 0 | 0
Cumulative Retirements of Capacity by Reporting Type: NP15
ReportingType | 2015 | 2020 | 2025 | 2030 | 2035 | 2040
BM | 0 | 0 | 0 | 0 | 0 | 0
CC | 0 | 0 | 0 | 0 | 0 | 0
CSP | 0 | 0 | 0 | 0 | 0 | 0
CT | 0 | 0 | 0 | 0 | 0 | 0
Coal | 0 | 191.9 | 191.9 | 191.9 | 191.9 | 191.9
Geo | 0 | 0 | 0 | 0 | 0 | 0
H | 0 | 0 | 0 | 0 | 0 | 0
LFG | 0 | 0 | 0 | 0 | 0 | 0
Nuc | 0 | 0 | 0 | 0 | 0 | 0
PS | 0 | 0 | 0 | 0 | 0 | 0
PV | 0 | 0 | 0 | 0 | 6.5 | 6.5
PeakG | 0 | 0 | 0 | 0 | 0 | 0
PeakO | 156 | 156 | 156 | 156 | 156 | 156
ST | 0 | 0 | 0 | 0 | 0 | 0
STOG | 2445.17 | 2445.17 | 2445.17 | 3490.94 | 3490.94 | 3490.94
STWD | 0 | 0 | 0 | 0 | 0 | 0
WT | 0 | 0 | 0 | 0 | 0 | 0
IGCC | 0 | 0 | 0 | 0 | 0 | 0
DemandResponse | 0 | 0 | 0 | 0 | 0 | 0
IGCC-CCS | 0 | 0 | 0 | 0 | 0 | 0
WT_off | 0 | 0 | 0 | 0 | 0 | 0
PseudoUnit | 0 | 0 | 0 | 0 | 0 | 0
FixedInterchange | 0 | 0 | 0 | 0 | 0 | 0
Cumulative Retirements of Capacity by Reporting Type: NWPP_Coal
ReportingType | 2015 | 2020 | 2025 | 2030 | 2035 | 2040
BM | 0 | 0 | 0 | 0 | 0 | 0
CC | 0 | 0 | 0 | 0 | 0 | 0
CSP | 0 | 0 | 0 | 0 | 0 | 0
CT | 0 | 0 | 0 | 0 | 0 | 0
Coal | 7908.75 | 9334.45 | 13556.7 | 13556.7 | 13556.7 | 13556.7
Geo | 0 | 0 | 0 | 0 | 0 | 0
H | 0 | 0 | 0 | 0 | 0 | 0
LFG | 0 | 0 | 0 | 0 | 0 | 0
Nuc | 0 | 0 | 0 | 0 | 0 | 0
PS | 0 | 0 | 0 | 0 | 0 | 0
PV | 0 | 0 | 0 | 0 | 0 | 0
PeakG | 0 | 0 | 0 | 0 | 0 | 0
PeakO | 183 | 183 | 183 | 183 | 183 | 183
ST | 0 | 0 | 0 | 0 | 0 | 0
STOG | 0 | 0 | 0 | 0 | 0 | 0
STWD | 0 | 0 | 0 | 0 | 0 | 0
WT | 0 | 0 | 0 | 0 | 0 | 0
IGCC | 0 | 0 | 0 | 0 | 0 | 0
DemandResponse | 0 | 0 | 0 | 0 | 0 | 0
IGCC-CCS | 0 | 0 | 0 | 0 | 0 | 0
WT_off | 0 | 0 | 0 | 0 | 0 | 0
PseudoUnit | 0 | 0 | 0 | 0 | 0 | 0
FixedInterchange | 0 | 0 | 0 | 0 | 0 | 0
Cumulative Retirements of Capacity by Reporting Type: NWPP_Gas
ReportingType | 2015 | 2020 | 2025 | 2030 | 2035 | 2040
BM | 0 | 0 | 0 | 0 | 0 | 0
CC | 1678 | 1678 | 1678 | 4072.41 | 8005 | 8305
CSP | 0 | 0 | 0 | 0 | 0 | 0
CT | 0 | 0 | 0 | 0 | 150 | 150
Coal | 0 | 0 | 0 | 0 | 0 | 0
Geo | 0 | 0 | 0 | 0 | 0 | 0
H | 0 | 0 | 0 | 0 | 0 | 0
LFG | 0 | 0 | 0 | 0 | 0 | 0
Nuc | 0 | 0 | 0 | 0 | 0 | 0
PS | 0 | 0 | 0 | 0 | 0 | 0
PV | 0 | 0 | 0 | 0 | 0 | 0
PeakG | 2623 | 2623 | 2623 | 2623 | 2623 | 2623
PeakO | 0 | 0 | 0 | 0 | 0 | 0
ST | 0 | 0 | 0 | 0 | 0 | 0
STOG | 786 | 786 | 786 | 786 | 786 | 786
STWD | 0 | 0 | 0 | 0 | 0 | 0
WT | 0 | 0 | 0 | 0 | 0 | 0
IGCC | 0 | 0 | 0 | 0 | 0 | 0
DemandResponse | 0 | 0 | 0 | 0 | 0 | 0
IGCC-CCS | 0 | 0 | 0 | 0 | 0 | 0
WT_off | 0 | 0 | 0 | 0 | 0 | 0
PseudoUnit | 0 | 0 | 0 | 0 | 0 | 0
FixedInterchange | 0 | 0 | 0 | 0 | 0 | 0
Cumulative Retirements of Capacity by Reporting Type: NWPP_NucRenew
ReportingType | 2015 | 2020 | 2025 | 2030 | 2035 | 2040
BM | 0 | 0 | 0 | 0 | 0 | 0
CC | 0 | 0 | 0 | 0 | 0 | 0
CSP | 0 | 0 | 0 | 0 | 0 | 0
CT | 0 | 0 | 0 | 0 | 0 | 0
Coal | 0 | 0 | 0 | 0 | 0 | 0
Geo | 4.8 | 4.8 | 4.8 | 4.8 | 4.8 | 4.8
H | 0 | 0 | 0 | 0 | 0 | 0
LFG | 0 | 0 | 0 | 0 | 0 | 0
Nuc | 0 | 0 | 0 | 0 | 0 | 0
PS | 0 | 0 | 0 | 0 | 0 | 0
PV | 0 | 0 | 0 | 0 | 0 | 0
PeakG | 0 | 0 | 0 | 0 | 0 | 0
PeakO | 0 | 0 | 0 | 0 | 0 | 0
ST | 0 | 0 | 0 | 0 | 0 | 0
STOG | 0 | 0 | 0 | 0 | 0 | 0
STWD | 0 | 0 | 0 | 0 | 0 | 0
WT | 0 | 0 | 0 | 0 | 0 | 0
IGCC | 0 | 0 | 0 | 0 | 0 | 0
DemandResponse | 0 | 0 | 0 | 0 | 0 | 0
IGCC-CCS | 0 | 0 | 0 | 0 | 0 | 0
WT_off | 0 | 0 | 0 | 0 | 0 | 0
PseudoUnit | 0 | 0 | 0 | 0 | 0 | 0
FixedInterchange | 0 | 0 | 0 | 0 | 0 | 0
Cumulative Retirements of Capacity by Reporting Type: RMPA
ReportingType | 2015 | 2020 | 2025 | 2030 | 2035 | 2040
BM | 0 | 0 | 0 | 0 | 0 | 0
CC | 1.43 | 1.43 | 1.43 | 1.43 | 1.43 | 1.43
CSP | 1 | 1 | 1 | 1 | 1 | 1
CT | 0 | 0 | 0 | 0 | 152 | 152
Coal | 1220.73 | 2941 | 6014.24 | 6788 | 6788 | 6788
Geo | 0 | 0 | 0 | 0 | 0 | 0
H | 0 | 0 | 0 | 0 | 0 | 0
LFG | 0 | 0 | 0 | 0 | 0 | 0
Nuc | 0 | 0 | 0 | 0 | 0 | 0
PS | 0 | 0 | 0 | 0 | 0 | 0
PV | 0 | 0 | 0 | 0 | 0 | 0
PeakG | 0 | 0 | 0 | 0 | 0 | 0
PeakO | 187 | 187 | 187 | 187 | 187 | 187
ST | 0 | 0 | 0 | 0 | 0 | 0
STOG | 217 | 217 | 217 | 217 | 217 | 217
STWD | 0 | 0 | 0 | 0 | 0 | 0
WT | 0 | 0 | 0 | 0 | 0 | 0
IGCC | 0 | 0 | 0 | 0 | 0 | 0
DemandResponse | 0 | 0 | 0 | 0 | 0 | 0
IGCC-CCS | 0 | 0 | 0 | 0 | 0 | 0
WT_off | 0 | 0 | 0 | 0 | 0 | 0
PseudoUnit | 0 | 0 | 0 | 0 | 0 | 0
FixedInterchange | 0 | 0 | 0 | 0 | 0 | 0
Cumulative Retirements of Capacity by Reporting Type: SP15
ReportingType | 2015 | 2020 | 2025 | 2030 | 2035 | 2040
BM | 0 | 0 | 0 | 0 | 0 | 0
CC | 0 | 0 | 0 | 0 | 0 | 0
CSP | 409 | 409 | 409 | 409 | 409 | 409
CT | 0 | 0 | 0 | 0 | 0 | 0
Coal | 57 | 141.5 | 242.7 | 242.7 | 242.7 | 242.7
Geo | 0 | 0 | 0 | 0 | 0 | 0
H | 0 | 0 | 0 | 0 | 0 | 0
LFG | 0 | 0 | 0 | 0 | 0 | 0
Nuc | 0 | 0 | 0 | 0 | 0 | 0
PS | 0 | 0 | 0 | 0 | 0 | 0
PV | 0 | 0 | 0 | 0 | 0 | 0
PeakG | 44 | 44 | 44 | 44 | 44 | 44
PeakO | 15 | 15 | 15 | 15 | 15 | 15
ST | 0 | 0 | 0 | 0 | 0 | 0
STOG | 5386.97 | 5386.97 | 5386.97 | 5562.33 | 5562.33 | 5562.33
STWD | 0 | 0 | 0 | 0 | 0 | 0
WT | 126.2 | 126.2 | 126.2 | 126.2 | 126.2 | 126.2
IGCC | 0 | 0 | 0 | 0 | 0 | 0
DemandResponse | 0 | 0 | 0 | 0 | 0 | 0
IGCC-CCS | 0 | 0 | 0 | 0 | 0 | 0
WT_off | 0 | 0 | 0 | 0 | 0 | 0
PseudoUnit | 0 | 0 | 0 | 0 | 0 | 0
FixedInterchange | 0 | 0 | 0 | 0 | 0 | 0
Cumulative Retirements of Capacity by Reporting Type: ALB
ReportingType | 2015 | 2020 | 2025 | 2030 | 2035 | 2040
BM | 0 | 0 | 0 | 0 | 0 | 0
CC | 0 | 0 | 0 | 2202 | 2202 | 2202
CSP | 0 | 0 | 0 | 0 | 0 | 0
CT | 0 | 0 | 0 | 0 | 106.18 | 106.18
Coal | 0 | 0 | 0 | 5745.83 | 5745.83 | 5745.83
Geo | 0 | 0 | 0 | 0 | 0 | 0
H | 0 | 0 | 0 | 0 | 0 | 0
LFG | 0 | 0 | 0 | 0 | 0 | 0
Nuc | 0 | 0 | 0 | 0 | 0 | 0
PS | 0 | 0 | 0 | 0 | 0 | 0
PV | 0 | 0 | 0 | 0 | 0 | 0
PeakG | 1375.25 | 1375.25 | 1375.25 | 1375.25 | 1375.25 | 1375.25
PeakO | 6 | 6 | 6 | 6 | 6 | 6
ST | 0 | 0 | 0 | 0 | 0 | 0
STOG | 186 | 186 | 186 | 186 | 186 | 186
STWD | 0 | 0 | 0 | 0 | 0 | 0
WT | 0 | 0 | 0 | 0 | 0 | 0
IGCC | 0 | 0 | 0 | 0 | 0 | 0
DemandResponse | 0 | 0 | 0 | 0 | 0 | 0
IGCC-CCS | 0 | 0 | 0 | 0 | 0 | 0
WT_off | 0 | 0 | 0 | 0 | 0 | 0
PseudoUnit | 0 | 0 | 0 | 0 | 0 | 0
FixedInterchange | 0 | 0 | 0 | 0 | 0 | 0
Cumulative Retirements of Capacity by Reporting Type: BC
ReportingType | 2015 | 2020 | 2025 | 2030 | 2035 | 2040
BM | 0 | 0 | 0 | 0 | 0 | 0
CC | 0 | 0 | 0 | 164.78 | 164.78 | 553.65
CSP | 0 | 0 | 0 | 0 | 0 | 0
CT | 0 | 0 | 0 | 0 | 0 | 0
Coal | 0 | 0 | 0 | 0 | 0 | 0
Geo | 0 | 0 | 0 | 0 | 0 | 0
H | 0 | 0 | 0 | 0 | 0 | 0
LFG | 0 | 0 | 0 | 0 | 0 | 0
Nuc | 0 | 0 | 0 | 0 | 0 | 0
PS | 0 | 0 | 0 | 0 | 0 | 0
PV | 0 | 0 | 0 | 0 | 0 | 0
PeakG | 141 | 141 | 141 | 141 | 141 | 141
PeakO | 44 | 44 | 44 | 44 | 44 | 44
ST | 0 | 0 | 0 | 0 | 0 | 0
STOG | 938 | 938 | 938 | 938 | 938 | 938
STWD | 0 | 0 | 0 | 0 | 0 | 0
WT | 0 | 0 | 0 | 0 | 0 | 0
IGCC | 0 | 0 | 0 | 0 | 0 | 0
DemandResponse | 0 | 0 | 0 | 0 | 0 | 0
IGCC-CCS | 0 | 0 | 0 | 0 | 0 | 0
WT_off | 0 | 0 | 0 | 0 | 0 | 0
PseudoUnit | 0 | 0 | 0 | 0 | 0 | 0
FixedInterchange | 0 | 0 | 0 | 0 | 0 | 0
Cumulative Retirements of Capacity by Reporting Type: HQ_IESO
ReportingType | 2015 | 2020 | 2025 | 2030 | 2035 | 2040
BM | 0 | 0 | 0 | 0 | 0 | 0
CC | 0 | 0 | 0 | 0 | 0 | 0
CSP | 0 | 0 | 0 | 0 | 0 | 0
CT | 0 | 0 | 0 | 0 | 0 | 0
Coal | 0 | 0 | 0 | 0 | 0 | 0
Geo | 0 | 0 | 0 | 0 | 0 | 0
H | 0 | 0 | 0 | 0 | 0 | 0
LFG | 0 | 0 | 0 | 0 | 0 | 0
Nuc | 0 | 0 | 0 | 0 | 0 | 0
PS | 0 | 0 | 0 | 0 | 0 | 0
PV | 0 | 0 | 0 | 0 | 0 | 0
PeakG | 0 | 0 | 0 | 0 | 0 | 0
PeakO | 0 | 0 | 0 | 0 | 0 | 0
ST | 0 | 0 | 0 | 0 | 0 | 0
STOG | 0 | 0 | 0 | 0 | 0 | 0
STWD | 0 | 0 | 0 | 0 | 0 | 0
WT | 0 | 0 | 0 | 0 | 0 | 0
IGCC | 0 | 0 | 0 | 0 | 0 | 0
DemandResponse | 0 | 0 | 0 | 0 | 0 | 0
IGCC-CCS | 0 | 0 | 0 | 0 | 0 | 0
WT_off | 0 | 0 | 0 | 0 | 0 | 0
PseudoUnit | 0 | 0 | 0 | 0 | 0 | 0
FixedInterchange | 0 | 0 | 0 | 0 | 0 | 0
Cumulative Retirements of Capacity by Reporting Type: HQ_NEISO
ReportingType | 2015 | 2020 | 2025 | 2030 | 2035 | 2040
BM | 0 | 0 | 0 | 0 | 0 | 0
CC | 0 | 0 | 0 | 0 | 0 | 0
CSP | 0 | 0 | 0 | 0 | 0 | 0
CT | 0 | 0 | 0 | 0 | 0 | 0
Coal | 0 | 0 | 0 | 0 | 0 | 0
Geo | 0 | 0 | 0 | 0 | 0 | 0
H | 0 | 0 | 0 | 0 | 0 | 0
LFG | 0 | 0 | 0 | 0 | 0 | 0
Nuc | 0 | 0 | 0 | 0 | 0 | 0
PS | 0 | 0 | 0 | 0 | 0 | 0
PV | 0 | 0 | 0 | 0 | 0 | 0
PeakG | 0 | 0 | 0 | 0 | 0 | 0
PeakO | 0 | 0 | 0 | 0 | 0 | 0
ST | 0 | 0 | 0 | 0 | 0 | 0
STOG | 0 | 0 | 0 | 0 | 0 | 0
STWD | 0 | 0 | 0 | 0 | 0 | 0
WT | 0 | 0 | 0 | 0 | 0 | 0
IGCC | 0 | 0 | 0 | 0 | 0 | 0
DemandResponse | 0 | 0 | 0 | 0 | 0 | 0
IGCC-CCS | 0 | 0 | 0 | 0 | 0 | 0
WT_off | 0 | 0 | 0 | 0 | 0 | 0
PseudoUnit | 0 | 0 | 0 | 0 | 0 | 0
FixedInterchange | 0 | 0 | 0 | 0 | 0 | 0
Cumulative Retirements of Capacity by Reporting Type: HQ_NY
ReportingType | 2015 | 2020 | 2025 | 2030 | 2035 | 2040
BM | 0 | 0 | 0 | 0 | 0 | 0
CC | 0 | 0 | 0 | 0 | 0 | 0
CSP | 0 | 0 | 0 | 0 | 0 | 0
CT | 0 | 0 | 0 | 0 | 0 | 0
Coal | 0 | 0 | 0 | 0 | 0 | 0
Geo | 0 | 0 | 0 | 0 | 0 | 0
H | 0 | 0 | 0 | 0 | 0 | 0
LFG | 0 | 0 | 0 | 0 | 0 | 0
Nuc | 0 | 0 | 0 | 0 | 0 | 0
PS | 0 | 0 | 0 | 0 | 0 | 0
PV | 0 | 0 | 0 | 0 | 0 | 0
PeakG | 0 | 0 | 0 | 0 | 0 | 0
PeakO | 0 | 0 | 0 | 0 | 0 | 0
ST | 0 | 0 | 0 | 0 | 0 | 0
STOG | 0 | 0 | 0 | 0 | 0 | 0
STWD | 0 | 0 | 0 | 0 | 0 | 0
WT | 0 | 0 | 0 | 0 | 0 | 0
IGCC | 0 | 0 | 0 | 0 | 0 | 0
DemandResponse | 0 | 0 | 0 | 0 | 0 | 0
IGCC-CCS | 0 | 0 | 0 | 0 | 0 | 0
WT_off | 0 | 0 | 0 | 0 | 0 | 0
PseudoUnit | 0 | 0 | 0 | 0 | 0 | 0
FixedInterchange | 0 | 0 | 0 | 0 | 0 | 0
Cumulative Retirements of Capacity by Reporting Type: MARITIMES
ReportingType | 2015 | 2020 | 2025 | 2030 | 2035 | 2040
BM | 0 | 0 | 0 | 0 | 0 | 0
CC | 0 | 0 | 0 | 0 | 0 | 0
CSP | 0 | 0 | 0 | 0 | 0 | 0
CT | 0 | 0 | 0 | 0 | 0 | 0
Coal | 0 | 0 | 0 | 0 | 0 | 0
Geo | 0 | 0 | 0 | 0 | 0 | 0
H | 0 | 0 | 0 | 0 | 0 | 0
LFG | 0 | 0 | 0 | 0 | 0 | 0
Nuc | 0 | 0 | 0 | 0 | 0 | 0
PS | 0 | 0 | 0 | 0 | 0 | 0
PV | 0 | 0 | 0 | 0 | 0 | 0
PeakG | 0 | 0 | 0 | 0 | 0 | 0
PeakO | 0 | 0 | 0 | 0 | 0 | 0
ST | 0 | 0 | 0 | 0 | 0 | 0
STOG | 0 | 0 | 0 | 0 | 0 | 0
STWD | 0 | 0 | 0 | 0 | 0 | 0
WT | 0 | 0 | 0 | 0 | 0 | 0
IGCC | 0 | 0 | 0 | 0 | 0 | 0
DemandResponse | 0 | 0 | 0 | 0 | 0 | 0
IGCC-CCS | 0 | 0 | 0 | 0 | 0 | 0
WT_off | 0 | 0 | 0 | 0 | 0 | 0
PseudoUnit | 0 | 0 | 0 | 0 | 0 | 0
FixedInterchange | 0 | 0 | 0 | 0 | 0 | 0
Cumulative Retirements of Capacity by Reporting Type: All
ReportingType | 2015 | 2020 | 2025 | 2030 | 2035 | 2040
BM | 0 | 0 | 0 | 0 | 0 | 192
CC | 10061.38 | 13087.04 | 16958.23 | 31262.87 | 39300.6 | 51926.22
CSP | 475 | 475 | 475 | 475 | 475 | 475
CT | 0 | 0 | 0 | 752.9 | 5312.76 | 5312.76
Coal | 178553.92 | 275483.62 | 306982.66 | 323419.56 | 324015.91 | 324204.5
Geo | 4.8 | 4.8 | 4.8 | 4.8 | 4.8 | 4.8
H | 0 | 0 | 0 | 0 | 0 | 0
LFG | 0 | 0 | 0 | 0 | 0 | 0
Nuc | 0 | 614.5 | 614.5 | 2102.7 | 28678.4 | 48384.39
PS | 0 | 0 | 0 | 0 | 0 | 0
PV | 0 | 0 | 0 | 0 | 1119.76 | 1130.12
PeakG | 5245.75 | 5245.75 | 7482.36 | 16681.69 | 18040.9 | 19555.03
PeakO | 3379.7 | 3379.7 | 3557.7 | 5840.7 | 7108.7 | 7203.7
ST | 0 | 0 | 0 | 0 | 0 | 0
STOG | 66980.09 | 67010.49 | 79206.04 | 82412.09 | 85939.81 | 88427.78
STWD | 0 | 0 | 0 | 0 | 0 | 0
WT | 126.2 | 126.2 | 126.2 | 126.2 | 428.6 | 428.6
IGCC | 0 | 0 | 0 | 0 | 0 | 0
DemandResponse | 0 | 0 | 0 | 0 | 0 | 0
IGCC-CCS | 0 | 0 | 0 | 0 | 0 | 0
WT_off | 0 | 0 | 0 | 0 | 267.59 | 267.59
PseudoUnit | 0 | 0 | 0 | 0 | 0 | 0
FixedInterchange | 0 | 0 | 0 | 0 | 0 | 0
Cumulative Retirements of Capacity by Reporting Type: EI_US
ReportingType | 2015 | 2020 | 2025 | 2030 | 2035 | 2040
BM | 0 | 0 | 0 | 0 | 0 | 192
CC | 1343.94 | 4369.61 | 7509.8 | 17053.24 | 19843.11 | 29916.79
CSP | 0 | 0 | 0 | 0 | 0 | 0
CT | 0 | 0 | 0 | 752.9 | 3550.58 | 3550.58
Coal | 143714.86 | 234164.85 | 254223.99 | 260342.35 | 260936.12 | 261119.43
Geo | 0 | 0 | 0 | 0 | 0 | 0
H | 0 | 0 | 0 | 0 | 0 | 0
LFG | 0 | 0 | 0 | 0 | 0 | 0
Nuc | 0 | 614.5 | 614.5 | 2102.7 | 27648.4 | 45814.39
PS | 0 | 0 | 0 | 0 | 0 | 0
PV | 0 | 0 | 0 | 0 | 32 | 42.36
PeakG | 478.5 | 478.5 | 2156.11 | 11355.44 | 12714.65 | 14228.78
PeakO | 2613.7 | 2613.7 | 2787.7 | 5070.7 | 6338.7 | 6433.7
ST | 0 | 0 | 0 | 0 | 0 | 0
STOG | 44644.78 | 44644.78 | 52927.6 | 53998.52 | 53998.52 | 53998.52
STWD | 0 | 0 | 0 | 0 | 0 | 0
WT | 0 | 0 | 0 | 0 | 0 | 0
IGCC | 0 | 0 | 0 | 0 | 0 | 0
DemandResponse | 0 | 0 | 0 | 0 | 0 | 0
IGCC-CCS | 0 | 0 | 0 | 0 | 0 | 0
WT_off | 0 | 0 | 0 | 0 | 267.59 | 267.59
PseudoUnit | 0 | 0 | 0 | 0 | 0 | 0
FixedInterchange | 0 | 0 | 0 | 0 | 0 | 0
Cumulative Retirements of Capacity by Reporting Type: EI_Canada
ReportingType | 2015 | 2020 | 2025 | 2030 | 2035 | 2040
BM | 0 | 0 | 0 | 0 | 0 | 0
CC | 5943 | 5943 | 6674 | 6674 | 6674 | 6955.76
CSP | 0 | 0 | 0 | 0 | 0 | 0
CT | 0 | 0 | 0 | 0 | 368 | 368
Coal | 7492.84 | 8053.17 | 8161.9 | 8161.9 | 8161.9 | 8161.9
Geo | 0 | 0 | 0 | 0 | 0 | 0
H | 0 | 0 | 0 | 0 | 0 | 0
LFG | 0 | 0 | 0 | 0 | 0 | 0
Nuc | 0 | 0 | 0 | 0 | 1030 | 2570
PS | 0 | 0 | 0 | 0 | 0 | 0
PV | 0 | 0 | 0 | 0 | 1067.26 | 1067.26
PeakG | 584 | 584 | 1143 | 1143 | 1143 | 1143
PeakO | 175 | 175 | 179 | 179 | 179 | 179
ST | 0 | 0 | 0 | 0 | 0 | 0
STOG | 2126 | 2126 | 2252 | 2252 | 2252 | 2252
STWD | 0 | 0 | 0 | 0 | 0 | 0
WT | 0 | 0 | 0 | 0 | 302.4 | 302.4
IGCC | 0 | 0 | 0 | 0 | 0 | 0
DemandResponse | 0 | 0 | 0 | 0 | 0 | 0
IGCC-CCS | 0 | 0 | 0 | 0 | 0 | 0
WT_off | 0 | 0 | 0 | 0 | 0 | 0
PseudoUnit | 0 | 0 | 0 | 0 | 0 | 0
FixedInterchange | 0 | 0 | 0 | 0 | 0 | 0
Cumulative Retirements of Capacity by Reporting Type: EI
ReportingType | 2015 | 2020 | 2025 | 2030 | 2035 | 2040
BM | 0 | 0 | 0 | 0 | 0 | 192
CC | 7286.94 | 10312.61 | 14183.8 | 23727.24 | 26517.11 | 36872.55
CSP | 0 | 0 | 0 | 0 | 0 | 0
CT | 0 | 0 | 0 | 752.9 | 3918.58 | 3918.58
Coal | 151207.7 | 242218.02 | 262385.89 | 268504.25 | 269098.02 | 269281.33
Geo | 0 | 0 | 0 | 0 | 0 | 0
H | 0 | 0 | 0 | 0 | 0 | 0
LFG | 0 | 0 | 0 | 0 | 0 | 0
Nuc | 0 | 614.5 | 614.5 | 2102.7 | 28678.4 | 48384.39
PS | 0 | 0 | 0 | 0 | 0 | 0
PV | 0 | 0 | 0 | 0 | 1099.26 | 1109.62
PeakG | 1062.5 | 1062.5 | 3299.11 | 12498.44 | 13857.65 | 15371.78
PeakO | 2788.7 | 2788.7 | 2966.7 | 5249.7 | 6517.7 | 6612.7
ST | 0 | 0 | 0 | 0 | 0 | 0
STOG | 46770.78 | 46770.78 | 55179.6 | 56250.52 | 56250.52 | 56250.52
STWD | 0 | 0 | 0 | 0 | 0 | 0
WT | 0 | 0 | 0 | 0 | 302.4 | 302.4
IGCC | 0 | 0 | 0 | 0 | 0 | 0
DemandResponse | 0 | 0 | 0 | 0 | 0 | 0
IGCC-CCS | 0 | 0 | 0 | 0 | 0 | 0
WT_off | 0 | 0 | 0 | 0 | 267.59 | 267.59
PseudoUnit | 0 | 0 | 0 | 0 | 0 | 0
FixedInterchange | 0 | 0 | 0 | 0 | 0 | 0
Cumulative Retirements of Capacity by Reporting Type: Outside_EI
ReportingType | 2015 | 2020 | 2025 | 2030 | 2035 | 2040
BM | 0 | 0 | 0 | 0 | 0 | 0
CC | 2774.43 | 2774.43 | 2774.43 | 7535.63 | 12783.5 | 15053.67
CSP | 475 | 475 | 475 | 475 | 475 | 475
CT | 0 | 0 | 0 | 0 | 1394.18 | 1394.18
Coal | 27346.22 | 33265.59 | 44596.77 | 54915.31 | 54917.88 | 54923.17
Geo | 4.8 | 4.8 | 4.8 | 4.8 | 4.8 | 4.8
H | 0 | 0 | 0 | 0 | 0 | 0
LFG | 0 | 0 | 0 | 0 | 0 | 0
Nuc | 0 | 0 | 0 | 0 | 0 | 0
PS | 0 | 0 | 0 | 0 | 0 | 0
PV | 0 | 0 | 0 | 0 | 20.5 | 20.5
PeakG | 4183.25 | 4183.25 | 4183.25 | 4183.25 | 4183.25 | 4183.25
PeakO | 591 | 591 | 591 | 591 | 591 | 591
ST | 0 | 0 | 0 | 0 | 0 | 0
STOG | 20209.31 | 20239.7 | 24026.44 | 26161.57 | 29689.29 | 32177.26
STWD | 0 | 0 | 0 | 0 | 0 | 0
WT | 126.2 | 126.2 | 126.2 | 126.2 | 126.2 | 126.2
IGCC | 0 | 0 | 0 | 0 | 0 | 0
DemandResponse | 0 | 0 | 0 | 0 | 0 | 0
IGCC-CCS | 0 | 0 | 0 | 0 | 0 | 0
WT_off | 0 | 0 | 0 | 0 | 0 | 0
PseudoUnit | 0 | 0 | 0 | 0 | 0 | 0
FixedInterchange | 0 | 0 | 0 | 0 | 0 | 0
#5 | Total Installed ACTIVE Capacity (MW)
Total Installed Capacity by Reporting Type: Entergy
ReportingType | 2015 | 2020 | 2025 | 2030 | 2035 | 2040
BM | 0 | 0 | 0 | 0 | 0 | 0
CC | 17568.99 | 22033.09 | 21824.09 | 21824.09 | 21401.4 | 18489.84
CSP | 0 | 0 | 0 | 0 | 0 | 0
CT | 0 | 0 | 0 | 0 | 0 | 0
Coal | 7496 | 720 | 720 | 720 | 720 | 720
Geo | 0 | 0 | 0 | 0 | 0 | 0
H | 744 | 744 | 744 | 744 | 744 | 744
LFG | 8 | 8 | 115.4 | 115.4 | 115.4 | 115.4
Nuc | 5422 | 5422 | 5422 | 5422 | 4580 | 8714.47
PS | 59 | 59 | 59 | 59 | 59 | 59
PV | 0.29 | 61.82 | 91.21 | 91.21 | 91.21 | 92.59
PeakG | 2787 | 2787 | 2628.05 | 437.63 | 0 | 0
PeakO | 174 | 174 | 0 | 0 | 0 | 0
ST | 0 | 0 | 0 | 0 | 0 | 0
STOG | 1280.54 | 1280.54 | 0 | 0 | 0 | 0
STWD | 206 | 206 | 206 | 206 | 206 | 206
WT | 107 | 107 | 107 | 107 | 107 | 107
IGCC | 0 | 0 | 0 | 0 | 0 | 0
DemandResponse | 301.55 | 1538.95 | 2854.33 | 2930.78 | 3009.27 | 3089.87
IGCC-CCS | 0 | 0 | 0 | 0 | 0 | 0
WT_off | 0 | 0 | 0 | 0 | 0 | 0
PseudoUnit | 0 | 0 | 0 | 0 | 0 | 0
FixedInterchange | 0 | 0 | 0 | 0 | 0 | 0
Total Installed Capacity by Reporting Type: FRCC
ReportingType | 2015 | 2020 | 2025 | 2030 | 2035 | 2040
BM | 0 | 0 | 0 | 0 | 0 | 0
CC | 34514.79 | 35140.81 | 35140.81 | 25718.03 | 25718.03 | 25718.03
CSP | 0 | 0 | 0 | 0 | 0 | 0
CT | 2480 | 2480 | 2480 | 2480 | 0 | 0
Coal | 2356 | 626 | 0 | 0 | 0 | 0
Geo | 0 | 0 | 0 | 0 | 0 | 0
H | 55 | 55 | 55 | 55 | 55 | 55
LFG | 486 | 486 | 684 | 684 | 684 | 684
Nuc | 4131.33 | 4131.33 | 6441.33 | 19544.13 | 19607.63 | 23519.16
PS | 0 | 0 | 0 | 0 | 0 | 0
PV | 51 | 51 | 51 | 51 | 51 | 51
PeakG | 8431 | 8431 | 8431 | 6961.16 | 6961.16 | 6961.16
PeakO | 2283 | 2283 | 2283 | 0 | 0 | 0
ST | 0 | 0 | 0 | 0 | 0 | 0
STOG | 0 | 0 | 0 | 0 | 0 | 0
STWD | 195 | 195 | 195 | 195 | 195 | 195
WT | 0 | 0 | 0 | 0 | 0 | 0
IGCC | 0 | 0 | 0 | 0 | 0 | 0
DemandResponse | 2734.45 | 3962.85 | 5527.63 | 5878.95 | 6252.59 | 6649.99
IGCC-CCS | 0 | 0 | 0 | 0 | 0 | 0
WT_off | 0 | 0 | 0 | 0 | 0 | 0
PseudoUnit | 0 | 0 | 0 | 0 | 0 | 0
FixedInterchange | 0 | 0 | 0 | 0 | 0 | 0
Total Installed Capacity by Reporting Type: MAPP_US
ReportingType | 2015 | 2020 | 2025 | 2030 | 2035 | 2040
BM | 0 | 0 | 0 | 0 | 0 | 0
CC | 289 | 289 | 289 | 289 | 289 | 289
CSP | 0 | 0 | 0 | 0 | 0 | 0
CT | 308.3 | 308.3 | 308.3 | 408.42 | 443.38 | 443.38
Coal | 1655.41 | 1003.38 | 0 | 0 | 0 | 0
Geo | 44 | 44 | 44 | 44 | 44 | 44
H | 2186 | 2186 | 2186 | 2186 | 2186 | 2186
LFG | 2 | 2 | 2 | 73.67 | 73.67 | 73.67
Nuc | 0.1 | 0.1 | 0.1 | 0.1 | 0.1 | 0.1
PS | 0 | 0 | 0 | 0 | 0 | 0
PV | 0 | 0 | 0 | 0 | 0 | 0
PeakG | 709 | 709 | 709 | 709 | 709 | 709
PeakO | 346 | 346 | 346 | 346 | 346 | 346
ST | 0 | 0 | 0 | 0 | 0 | 0
STOG | 0 | 0 | 0 | 0 | 0 | 0
STWD | 0 | 0 | 0 | 0 | 0 | 0
WT | 1689.3 | 7819.88 | 13370.3 | 13370.3 | 13370.3 | 13577.03
IGCC | 0 | 0 | 0 | 0 | 0 | 0
DemandResponse | 59 | 199.4 | 353.8 | 367.81 | 382.38 | 397.53
IGCC-CCS | 0 | 0 | 0 | 0 | 0 | 0
WT_off | 0 | 0 | 0 | 0 | 0 | 0
PseudoUnit | 0 | 0 | 0 | 0 | 0 | 0
FixedInterchange | 0 | 0 | 0 | 0 | 0 | 0
Total Installed Capacity by Reporting Type: MISO_IN
ReportingType | 2015 | 2020 | 2025 | 2030 | 2035 | 2040
BM | 0 | 0 | 0 | 0 | 0 | 0
CC | 3758.21 | 24591.85 | 26352.58 | 26468.47 | 26468.47 | 26468.47
CSP | 0 | 0 | 0 | 0 | 0 | 0
CT | 0 | 0 | 0 | 0 | 0 | 0
Coal | 8049 | 0 | 0 | 0 | 0 | 0
Geo | 0 | 0 | 0 | 0 | 0 | 0
H | 75 | 75 | 75 | 75 | 75 | 75
LFG | 37 | 37 | 117.13 | 117.13 | 117.13 | 117.13
Nuc | 0.1 | 0.1 | 0.1 | 0.1 | 0.1 | 0.1
PS | 0 | 0 | 0 | 0 | 0 | 0
PV | 0 | 225.83 | 336.84 | 340.96 | 340.96 | 340.96
PeakG | 3053 | 3053 | 3053 | 3053 | 3053 | 3053
PeakO | 361 | 361 | 361 | 361 | 361 | 361
ST | 0 | 0 | 0 | 0 | 0 | 0
STOG | 279 | 279 | 279 | 279 | 279 | 279
STWD | 0 | 0 | 0 | 0 | 0 | 0
WT | 535 | 535 | 535 | 535 | 535 | 535
IGCC | 618 | 618 | 618 | 618 | 618 | 618
DemandResponse | 1068.55 | 1287.74 | 1545.09 | 1592.8 | 1641.97 | 1692.67
IGCC-CCS | 0 | 0 | 0 | 0 | 0 | 0
WT_off | 0 | 0 | 0 | 0 | 0 | 0
PseudoUnit | 0 | 0 | 0 | 0 | 0 | 0
FixedInterchange | 0 | 0 | 0 | 0 | 0 | 0
Total Installed Capacity by Reporting Type: MISO_MI
ReportingType | 2015 | 2020 | 2025 | 2030 | 2035 | 2040
BM | 0 | 0 | 0 | 0 | 0 | 0
CC | 6118.05 | 7208.21 | 7257.46 | 7257.46 | 7257.46 | 7257.46
CSP | 0 | 0 | 0 | 0 | 0 | 0
CT | 0 | 0 | 0 | 0 | 0 | 0
Coal | 4452 | 0 | 0 | 0 | 0 | 0
Geo | 0 | 0 | 0 | 0 | 0 | 0
H | 141 | 141 | 141 | 141 | 141 | 141
LFG | 163 | 177.67 | 323.25 | 323.25 | 323.25 | 323.25
Nuc | 1889 | 1889 | 1889 | 1889 | 1111 | 1765.2
PS | 1872 | 1872 | 1872 | 1872 | 1872 | 1872
PV | 0 | 0 | 0 | 0 | 0 | 0
PeakG | 3562 | 3562 | 3562 | 3562 | 3562 | 3562
PeakO | 534 | 534 | 534 | 534 | 534 | 534
ST | 0 | 0 | 0 | 0 | 0 | 0
STOG | 2852 | 2852 | 2852 | 2852 | 2852 | 2852
STWD | 163 | 163 | 163 | 163 | 163 | 163
WT | 2161 | 2381.08 | 2381.08 | 2381.08 | 2381.08 | 2381.08
IGCC | 0 | 0 | 0 | 0 | 0 | 0
DemandResponse | 1838.88 | 2351.35 | 3000.3 | 3120.7 | 3245.93 | 3376.18
IGCC-CCS | 0 | 0 | 0 | 0 | 0 | 0
WT_off | 0 | 0 | 0 | 0 | 0 | 0
PseudoUnit | 0 | 0 | 0 | 0 | 0 | 0
FixedInterchange | 0 | 0 | 0 | 0 | 0 | 0
Total Installed Capacity by Reporting Type: MISO_MO-IL
ReportingType | 2015 | 2020 | 2025 | 2030 | 2035 | 2040
BM | 0 | 0 | 0 | 0 | 0 | 0
CC | 1058 | 4387.16 | 4387.16 | 4387.16 | 4387.16 | 4387.16
CSP | 0 | 0 | 0 | 0 | 0 | 0
CT | 0 | 0 | 0 | 0 | 0 | 0
Coal | 10960 | 2428 | 1990 | 1990 | 1990 | 1990
Geo | 0 | 0 | 0 | 0 | 0 | 0
H | 352 | 352 | 632 | 632 | 632 | 632
LFG | 18 | 18 | 170.84 | 241.33 | 241.33 | 241.33
Nuc | 2233 | 2233 | 2233 | 2233 | 2233 | 2233
PS | 440 | 440 | 440 | 440 | 440 | 440
PV | 0 | 0 | 0 | 0 | 0 | 0
PeakG | 4595 | 4595 | 4595 | 4595 | 4595 | 4595
PeakO | 766 | 766 | 766 | 766 | 766 | 766
ST | 0 | 0 | 0 | 0 | 0 | 0
STOG | 592 | 592 | 592 | 592 | 592 | 592
STWD | 0 | 0 | 0 | 0 | 0 | 0
WT | 678 | 678 | 5880.85 | 5880.85 | 5880.85 | 6278
IGCC | 0 | 0 | 0 | 0 | 0 | 0
DemandResponse | 301.14 | 1139.8 | 2067.65 | 2153.82 | 2243.59 | 2337.1
IGCC-CCS | 0 | 0 | 0 | 0 | 0 | 0
WT_off | 0 | 0 | 0 | 0 | 0 | 0
PseudoUnit | 0 | 0 | 0 | 0 | 0 | 0
FixedInterchange | 0 | 0 | 0 | 0 | 0 | 0
Total Installed Capacity by Reporting Type: MISO_W
ReportingType | 2015 | 2020 | 2025 | 2030 | 2035 | 2040
BM | 0 | 0 | 0 | 0 | 0 | 0
CC | 3025 | 3059.38 | 3059.38 | 3059.38 | 3059.38 | 3059.38
CSP | 0 | 0 | 0 | 0 | 0 | 0
CT | 0 | 0 | 0 | 0 | 0 | 0
Coal | 9858.4 | 4011 | 1227.96 | 964.01 | 800 | 800
Geo | 0 | 0 | 0 | 0 | 0 | 0
H | 497 | 497 | 497 | 497 | 497 | 497
LFG | 205 | 205 | 205 | 276.67 | 276.67 | 276.67
Nuc | 2361.33 | 2361.33 | 2361.33 | 2361.33 | 0.1 | 0.1
PS | 0 | 0 | 0 | 0 | 0 | 0
PV | 0 | 0 | 0 | 0 | 0 | 0
PeakG | 4522 | 4522 | 4522 | 4522 | 4522 | 4522
PeakO | 2154 | 2154 | 2154 | 2154 | 2154 | 2154
ST | 0 | 0 | 0 | 0 | 0 | 0
STOG | 172 | 172 | 172 | 172 | 172 | 172
STWD | 313 | 313 | 313 | 313 | 313 | 313
WT | 8358.5 | 8358.5 | 45130.54 | 45130.54 | 45130.54 | 46864.65
IGCC | 0 | 0 | 0 | 0 | 0 | 0
DemandResponse | 2622.87 | 2885.77 | 3318.4 | 3449.86 | 3586.51 | 3728.59
IGCC-CCS | 0 | 0 | 0 | 0 | 0 | 0
WT_off | 0 | 0 | 0 | 0 | 0 | 0
PseudoUnit | 0 | 0 | 0 | 0 | 0 | 0
FixedInterchange | 0 | 0 | 0 | 0 | 0 | 0
Total Installed Capacity by Reporting Type: MISO_WUMS
ReportingType | 2015 | 2020 | 2025 | 2030 | 2035 | 2040
BM | 0 | 0 | 0 | 0 | 0 | 0
CC | 9121.57 | 11667.76 | 11667.76 | 12091.18 | 12091.18 | 12091.18
CSP | 0 | 0 | 0 | 0 | 0 | 0
CT | 0 | 0 | 0 | 609.76 | 609.76 | 2764.68
Coal | 3354.29 | 1152.19 | 1152.19 | 1152.19 | 1152 | 1152
Geo | 0 | 0 | 0 | 0 | 0 | 0
H | 336 | 337 | 337 | 337 | 337 | 337
LFG | 71 | 71 | 71 | 294.33 | 294.33 | 294.33
Nuc | 1817 | 1817 | 1817 | 1817 | 0.1 | 650.18
PS | 0 | 0 | 0 | 0 | 0 | 0
PV | 0 | 0 | 0 | 0 | 0 | 0
PeakG | 3230 | 3230 | 3230 | 3230 | 3230 | 3230
PeakO | 490 | 490 | 490 | 490 | 490 | 490
ST | 0 | 0 | 0 | 0 | 0 | 0
STOG | 300.5 | 300.5 | 300.5 | 300.5 | 300.5 | 300.5
STWD | 105 | 105 | 105 | 105 | 105 | 105
WT | 1528.9 | 1528.9 | 1528.9 | 1528.9 | 1528.9 | 1528.9
IGCC | 0 | 0 | 0 | 0 | 0 | 0
DemandResponse | 193.34 | 453.12 | 737.75 | 762.42 | 787.92 | 814.26
IGCC-CCS | 0 | 0 | 0 | 0 | 0 | 0
WT_off | 0 | 0 | 0 | 0 | 0 | 0
PseudoUnit | 0 | 0 | 0 | 0 | 0 | 0
FixedInterchange | 0 | 0 | 0 | 0 | 0 | 0
Total Installed Capacity by Reporting Type: Nebraska
ReportingType | 2015 | 2020 | 2025 | 2030 | 2035 | 2040
BM | 0 | 0 | 0 | 0 | 0 | 0
CC | 584.35 | 1361.59 | 1361.59 | 1361.59 | 1361.59 | 1361.59
CSP | 0 | 0 | 0 | 0 | 0 | 0
CT | 0 | 0 | 0 | 0 | 0 | 0
Coal | 4110.1 | 914.3 | 914.3 | 914.3 | 914.3 | 914.3
Geo | 0 | 0 | 0 | 0 | 0 | 0
H | 167 | 167 | 167 | 167 | 167 | 167
LFG | 6 | 6 | 77.67 | 77.67 | 77.67 | 77.67
Nuc | 1252 | 1252 | 1252 | 1252 | 0.2 | 0.2
PS | 0 | 0 | 0 | 0 | 0 | 0
PV | 0 | 0 | 0 | 0 | 0 | 0
PeakG | 1305 | 1305 | 1305 | 1305 | 1305 | 1305
PeakO | 326 | 326 | 326 | 326 | 326 | 326
ST | 0 | 0 | 0 | 0 | 0 | 0
STOG | 0 | 0 | 0 | 0 | 0 | 0
STWD | 0 | 0 | 0 | 0 | 0 | 0
WT | 344 | 4268.31 | 4268.31 | 4268.31 | 4337.09 | 5301.92
IGCC | 0 | 0 | 0 | 0 | 0 | 0
DemandResponse | 624.42 | 756.13 | 918.4 | 954.78 | 992.6 | 1031.92
IGCC-CCS | 0 | 0 | 0 | 0 | 0 | 0
WT_off | 0 | 0 | 0 | 0 | 0 | 0
PseudoUnit | 0 | 0 | 0 | 0 | 0 | 0
FixedInterchange | 0 | 0 | 0 | 0 | 0 | 0
Total Installed Capacity by Reporting Type: NEISO
ReportingType | 2015 | 2020 | 2025 | 2030 | 2035 | 2040
BM | 252.2 | 252.2 | 252.2 | 252.2 | 252.2 | 252.2
CC | 12476.59 | 9450.92 | 8154.13 | 8154.13 | 8154.13 | 8154.13
CSP | 0 | 0 | 0 | 0 | 0 | 0
CT | 334 | 334 | 334 | 324.5 | 6.82 | 6.82
Coal | 320 | 0 | 0 | 0 | 0 | 0
Geo | 0 | 0 | 0 | 0 | 0 | 0
H | 3257.7 | 3257.7 | 3257.7 | 3260.7 | 3260.7 | 3260.7
LFG | 581.26 | 581.26 | 581.26 | 651 | 651 | 651
Nuc | 4645 | 4645 | 4645 | 4645 | 3356 | 2479.08
PS | 1674 | 1674 | 1674 | 1674 | 1674 | 1674
PV | 2 | 290.34 | 290.34 | 290.34 | 290.34 | 279.98
PeakG | 1200 | 1200 | 1200 | 1200 | 1200 | 1200
PeakO | 0 | 0 | 0 | 0 | 0 | 0
ST | 0 | 0 | 0 | 0 | 0 | 0
STOG | 0 | 0 | 0 | 0 | 0 | 0
STWD | 610 | 610 | 610 | 610 | 610 | 610
WT | 434.2 | 2986.87 | 4556.86 | 5483 | 5483 | 5483
IGCC | 0 | 0 | 0 | 0 | 0 | 0
DemandResponse | 3092.4 | 3627.72 | 4230.66 | 4257.78 | 4282.5 | 4307.35
IGCC-CCS | 0 | 0 | 0 | 0 | 0 | 0
WT_off | 468 | 468 | 468 | 468 | 200.41 | 200.41
PseudoUnit | 0 | 0 | 0 | 0 | 0 | 0
FixedInterchange | 0 | 0 | 0 | 0 | 0 | 0
Total Installed Capacity by Reporting Type: NonRTO_Midwest
ReportingType | 2015 | 2020 | 2025 | 2030 | 2035 | 2040
BM | 0 | 0 | 0 | 0 | 0 | 0
CC | 1761.35 | 6297.72 | 6297.72 | 6297.72 | 6297.72 | 6297.72
CSP | 0 | 0 | 0 | 0 | 0 | 0
CT | 0 | 0 | 0 | 0 | 0 | 0
Coal | 7552.21 | 2906.12 | 2134.67 | 742.14 | 598.23 | 414.93
Geo | 0 | 0 | 0 | 0 | 0 | 0
H | 143 | 143 | 889 | 889 | 889 | 889
LFG | 14 | 14 | 174.25 | 174.25 | 174.25 | 174.25
Nuc | 0.1 | 0.1 | 0.1 | 317.45 | 790.93 | 1588.51
PS | 0 | 0 | 0 | 0 | 0 | 0
PV | 0 | 0 | 0 | 0 | 0 | 0
PeakG | 3353 | 3353 | 3353 | 3353 | 3353 | 3353
PeakO | 12 | 12 | 12 | 12 | 12 | 0
ST | 0 | 0 | 0 | 0 | 0 | 0
STOG | 0 | 0 | 0 | 0 | 0 | 0
STWD | 0 | 0 | 0 | 0 | 0 | 0
WT | 66 | 66 | 66 | 66 | 66 | 66
IGCC | 0 | 0 | 0 | 0 | 0 | 0
DemandResponse | 193.98 | 453.37 | 727.88 | 745.89 | 764.35 | 783.26
IGCC-CCS | 0 | 0 | 0 | 0 | 0 | 0
WT_off | 0 | 0 | 0 | 0 | 0 | 0
PseudoUnit | 0 | 0 | 0 | 0 | 0 | 0
FixedInterchange | 0 | 0 | 0 | 0 | 0 | 0
Total Installed Capacity by Reporting Type: NYISO_A-F
ReportingType | 2015 | 2020 | 2025 | 2030 | 2035 | 2040
BM | 0 | 0 | 0 | 0 | 0 | 0
CC | 4110.97 | 4110.97 | 2476.57 | 2476.57 | 2476.57 | 2476.57
CSP | 0 | 0 | 0 | 0 | 0 | 0
CT | 0 | 0 | 0 | 0 | 0 | 0
Coal | 0 | 0 | 0 | 0 | 0 | 0
Geo | 0 | 0 | 0 | 0 | 0 | 0
H | 4395 | 4395 | 4395 | 4395 | 4395 | 4395
LFG | 172.4 | 172.4 | 172.4 | 240.33 | 240.33 | 240.33
Nuc | 3365 | 3365 | 3365 | 2743.8 | 2163.3 | 1311.1
PS | 1412 | 1412 | 1412 | 1412 | 1412 | 1412
PV | 0 | 0 | 0 | 0 | 0 | 0
PeakG | 221 | 221 | 221 | 221 | 221 | 221
PeakO | 39 | 39 | 39 | 39 | 39 | 39
ST | 0 | 0 | 0 | 0 | 0 | 0
STOG | 0 | 0 | 0 | 0 | 0 | 0
STWD | 86 | 86 | 86 | 86 | 86 | 86
WT | 3759.3 | 4469.1 | 4469.1 | 8159.04 | 8159.04 | 8159.04
IGCC | 0 | 0 | 0 | 0 | 0 | 0
DemandResponse | 907.2 | 1018.15 | 1143.28 | 1172.73 | 1202.95 | 1233.94
IGCC-CCS | 0 | 0 | 0 | 0 | 0 | 0
WT_off | 0 | 0 | 0 | 0 | 0 | 0
PseudoUnit | 0 | 0 | 0 | 0 | 0 | 0
FixedInterchange | 0 | 0 | 0 | 0 | 0 | 0
Total Installed Capacity by Reporting Type: NYISO_G-I
ReportingType | 2015 | 2020 | 2025 | 2030 | 2035 | 2040
BM | 0 | 0 | 0 | 0 | 0 | 0
CC | 1157 | 1584.15 | 1584.15 | 1637.89 | 2188.33 | 4024.97
CSP | 0 | 0 | 0 | 0 | 0 | 0
CT | 0 | 0 | 0 | 0 | 0 | 0
Coal | 0 | 0 | 0 | 0 | 0 | 0
Geo | 0 | 0 | 0 | 0 | 0 | 0
H | 32 | 32 | 32 | 32 | 32 | 32
LFG | 64 | 64 | 64 | 138.33 | 138.33 | 138.33
Nuc | 2045 | 2045 | 2045 | 2045 | 1025.4 | 0.4
PS | 0 | 0 | 0 | 0 | 0 | 0
PV | 0 | 0 | 0 | 0 | 0 | 0
PeakG | 65 | 65 | 65 | 65 | 65 | 65
PeakO | 87 | 87 | 87 | 87 | 87 | 87
ST | 0 | 0 | 0 | 0 | 0 | 0
STOG | 0 | 0 | 0 | 0 | 0 | 0
STWD | 0 | 0 | 0 | 0 | 0 | 0
WT | 0 | 60 | 60 | 360 | 360 | 360
IGCC | 0 | 0 | 0 | 0 | 0 | 0
DemandResponse | 339.56 | 380.32 | 434.34 | 453.11 | 472.7 | 493.13
IGCC-CCS | 0 | 0 | 0 | 0 | 0 | 0
WT_off | 0 | 0 | 0 | 0 | 0 | 0
PseudoUnit | 0 | 0 | 0 | 0 | 0 | 0
FixedInterchange | 0 | 0 | 0 | 0 | 0 | 0
Total Installed Capacity by Reporting Type: NYISO_J-K
ReportingType | 2015 | 2020 | 2025 | 2030 | 2035 | 2040
BM | 0 | 0 | 0 | 0 | 0 | 0
CC | 4833.4 | 4833.4 | 4833.4 | 4833.4 | 4833.4 | 4833.4
CSP | 0 | 0 | 0 | 0 | 0 | 0
CT | 0 | 0 | 0 | 0 | 0 | 0
Coal | 0 | 0 | 0 | 0 | 0 | 0
Geo | 0 | 0 | 0 | 0 | 0 | 0
H | 0 | 0 | 0 | 0 | 0 | 0
LFG | 124 | 124 | 124 | 198.33 | 198.33 | 198.33
Nuc | 0.1 | 0.1 | 0.1 | 0.1 | 0.1 | 0.1
PS | 0 | 0 | 0 | 0 | 0 | 0
PV | 32 | 32 | 32 | 32 | 0 | 0
PeakG | 2778 | 2778 | 2778 | 2778 | 2778 | 2778
PeakO | 2169 | 2169 | 2169 | 2169 | 2169 | 2169
ST | 0 | 0 | 0 | 0 | 0 | 0
STOG | 2994.35 | 2994.35 | 2994.35 | 2994.35 | 2994.35 | 2994.35
STWD | 0 | 0 | 0 | 0 | 0 | 0
WT | 0 | 0 | 0 | 0 | 0 | 0
IGCC | 0 | 0 | 0 | 0 | 0 | 0
DemandResponse | 1319.07 | 1502.66 | 1718.62 | 1795.58 | 1875.99 | 1960
IGCC-CCS | 0 | 0 | 0 | 0 | 0 | 0
WT_off | 0 | 0 | 0 | 0 | 0 | 0
PseudoUnit | 0 | 0 | 0 | 0 | 0 | 0
FixedInterchange | 0 | 0 | 0 | 0 | 0 | 0
Total Installed Capacity by Reporting Type: PJM_E
ReportingType | 2015 | 2020 | 2025 | 2030 | 2035 | 2040
BM | 30 | 30 | 30 | 30 | 30 | 30
CC | 12283.3 | 12283.3 | 12283.3 | 12283.3 | 12283.3 | 12283.3
CSP | 0 | 0 | 0 | 0 | 0 | 0
CT | 26.2 | 26.2 | 26.2 | 0 | 0 | 0
Coal | 814 | 246 | 27 | 27 | 27 | 27
Geo | 0 | 0 | 0 | 0 | 0 | 0
H | 269.99 | 269.99 | 269.99 | 269.99 | 269.99 | 269.99
LFG | 471.1 | 604 | 604 | 604 | 604 | 604
Nuc | 8510 | 7895.5 | 7895.5 | 7895.5 | 5671.5 | 4497.5
PS | 400 | 400 | 400 | 400 | 400 | 400
PV | 47.45 | 47.45 | 47.45 | 47.45 | 47.45 | 47.45
PeakG | 3877.5 | 3877.5 | 3877.5 | 3877.5 | 3877.5 | 3877.5
PeakO | 2749.3 | 2749.3 | 2749.3 | 2749.3 | 2749.3 | 2749.3
ST | 0 | 0 | 0 | 0 | 0 | 0
STOG | 2622.5 | 2622.5 | 0 | 0 | 0 | 0
STWD | 0 | 0 | 0 | 0 | 0 | 0
WT | 1160 | 1160 | 1160 | 1160 | 1160 | 1160
IGCC | 0 | 0 | 0 | 0 | 0 | 0
DemandResponse | 1256.73 | 1718.17 | 2388.62 | 2469.72 | 2553.57 | 2640.27
IGCC-CCS | 0 | 0 | 0 | 0 | 0 | 0
WT_off | 0 | 0 | 1100 | 1100 | 1100 | 1100
PseudoUnit | 0 | 0 | 0 | 0 | 0 | 0
FixedInterchange | 0 | 0 | 0 | 0 | 0 | 0
Total Installed Capacity by Reporting Type: PJM_ROM
ReportingType | 2015 | 2020 | 2025 | 2030 | 2035 | 2040
BM | 18 | 18 | 18 | 18 | 18 | 18
CC | 5664.5 | 5664.5 | 5664.5 | 5664.5 | 12817.7 | 21812.83
CSP | 0 | 0 | 0 | 0 | 0 | 0
CT | 16 | 16 | 16 | 16 | 16 | 16
Coal | 1787.5 | 553.5 | 32.5 | 32.5 | 32.5 | 32.5
Geo | 0 | 0 | 0 | 0 | 0 | 0
H | 1392 | 1392 | 2070 | 2070 | 2070 | 2070
LFG | 356.9 | 622 | 622 | 622 | 622 | 622
Nuc | 5036 | 5036 | 5036 | 5036 | 3304 | 2405
PS | 1513 | 1513 | 1513 | 1513 | 1513 | 1513
PV | 4 | 1359.2 | 2117.94 | 2287.77 | 2300.57 | 2361.65
PeakG | 1719 | 1719 | 1719 | 1719 | 1719 | 1719
PeakO | 1566 | 1566 | 1566 | 1566 | 1566 | 1566
ST | 0 | 0 | 0 | 0 | 0 | 0
STOG | 3529 | 3529 | 930 | 292.31 | 292.31 | 292.31
STWD | 70 | 70 | 70 | 70 | 70 | 70
WT | 1210.8 | 1961 | 1961 | 1961 | 1961 | 1961
IGCC | 0 | 0 | 0 | 0 | 0 | 0
DemandResponse | 2307.31 | 2787.75 | 3373.93 | 3488.48 | 3606.92 | 3729.38
IGCC-CCS | 0 | 0 | 0 | 0 | 0 | 0
WT_off | 0 | 0 | 0 | 0 | 0 | 0
PseudoUnit | 0 | 0 | 0 | 0 | 0 | 0
FixedInterchange | 0 | 0 | 0 | 0 | 0 | 0
Total Installed Capacity by Reporting Type: PJM_ROR
ReportingType | 2015 | 2020 | 2025 | 2030 | 2035 | 2040
BM | 385 | 385 | 385 | 385 | 385 | 193
CC | 30506.41 | 44446.82 | 44446.82 | 44446.82 | 44446.82 | 44446.82
CSP | 0 | 0 | 0 | 0 | 0 | 0
CT | 29 | 29 | 29 | 29 | 29 | 29
Coal | 26513.76 | 7796.37 | 2164 | 2164 | 2164 | 2164
Geo | 0 | 0 | 0 | 0 | 0 | 0
H | 1837.4 | 2340.4 | 2340.4 | 2340.4 | 2340.4 | 2340.4
LFG | 539.4 | 762.27 | 1053.11 | 1053.11 | 1053.11 | 1053.11
Nuc | 20038 | 20038 | 20038 | 19171 | 14896 | 10012.84
PS | 3081 | 3081 | 3081 | 3081 | 3081 | 3081
PV | 24 | 24 | 24 | 24 | 24 | 24
PeakG | 19311 | 19311 | 19311 | 19311 | 19311 | 19311
PeakO | 1742 | 1742 | 1742 | 1742 | 1742 | 1742
ST | 0 | 0 | 0 | 0 | 0 | 0
STOG | 2122 | 2122 | 341.22 | 0 | 0 | 0
STWD | 194 | 194 | 194 | 194 | 194 | 194
WT | 10922.7 | 11114.4 | 17815.18 | 45428.71 | 45428.71 | 45428.71
IGCC | 0 | 0 | 0 | 0 | 0 | 0
DemandResponse | 3324.65 | 6282.21 | 9765.55 | 10067.05 | 10377.87 | 10698.28
IGCC-CCS | 0 | 0 | 0 | 0 | 0 | 0
WT_off | 0 | 0 | 0 | 0 | 0 | 0
PseudoUnit | 0 | 0 | 0 | 0 | 0 | 0
FixedInterchange | 0 | 0 | 0 | 0 | 0 | 0
Total Installed Capacity by Reporting Type: SOCO
ReportingType | 2015 | 2020 | 2025 | 2030 | 2035 | 2040
BM | 55 | 55 | 55 | 55 | 55 | 55
CC | 23248.58 | 30183.85 | 30183.85 | 30183.85 | 28200.99 | 25047.93
CSP | 0 | 0 | 0 | 0 | 0 | 0
CT | 0 | 0 | 0 | 0 | 0 | 0
Coal | 6850 | 691.3 | 0 | 0 | 0 | 0
Geo | 0 | 0 | 0 | 0 | 0 | 0
H | 4194 | 4194 | 4194 | 4194 | 4194 | 4194
LFG | 37 | 37 | 144.4 | 144.4 | 144.4 | 144.4
Nuc | 5841 | 8041 | 8041 | 13723.91 | 15698.04 | 17571.02
PS | 1675 | 1675 | 1675 | 1675 | 1675 | 1675
PV | 0 | 0 | 0 | 0 | 0 | 0
PeakG | 10713 | 10713 | 9194.35 | 3655.27 | 2733.68 | 2733.68
PeakO | 0 | 0 | 0 | 0 | 0 | 0
ST | 0 | 0 | 0 | 0 | 0 | 0
STOG | 0 | 0 | 0 | 0 | 0 | 0
STWD | 668 | 668 | 668 | 668 | 668 | 668
WT | 0 | 0 | 0 | 0 | 0 | 0
IGCC | 0 | 0 | 0 | 0 | 0 | 0
DemandResponse | 2570.49 | 4773.97 | 7215.46 | 7512.46 | 7821.68 | 8143.63
IGCC-CCS | 0 | 0 | 0 | 0 | 0 | 0
WT_off | 0 | 0 | 0 | 0 | 0 | 0
PseudoUnit | 0 | 0 | 0 | 0 | 0 | 0
FixedInterchange | 0 | 0 | 0 | 0 | 0 | 0
Total Installed Capacity by Reporting Type: SPP_N
ReportingType | 2015 | 2020 | 2025 | 2030 | 2035 | 2040
BM | 0 | 0 | 0 | 0 | 0 | 0
CC | 2780.13 | 6780.97 | 6780.97 | 6780.97 | 6780.97 | 6780.97
CSP | 0 | 0 | 0 | 0 | 0 | 0
CT | 0 | 0 | 0 | 0 | 0 | 0
Coal | 7726.53 | 3491.04 | 750.7 | 750.7 | 465.03 | 465.03
Geo | 0 | 0 | 0 | 0 | 0 | 0
H | 21 | 21 | 21 | 21 | 21 | 21
LFG | 7 | 7 | 102 | 102 | 102 | 102
Nuc | 1160 | 1160 | 1160 | 2682.28 | 5962.8 | 6080.92
PS | 0 | 0 | 0 | 0 | 0 | 0
PV | 0 | 0 | 0 | 0 | 0 | 0
PeakG | 4397 | 4397 | 4397 | 4397 | 4397 | 4397
PeakO | 1199 | 1199 | 1199 | 1199 | 1199 | 1199
ST | 0 | 0 | 0 | 0 | 0 | 0
STOG | 1399.91 | 1399.91 | 1399.91 | 1399.91 | 1399.91 | 1399.91
STWD | 0 | 0 | 0 | 0 | 0 | 0
WT | 1227 | 11074.76 | 11074.76 | 11074.76 | 11074.76 | 11074.76
IGCC | 0 | 0 | 0 | 0 | 0 | 0
DemandResponse | 446.68 | 920.58 | 1432.75 | 1499.14 | 1568.6 | 1641.28
IGCC-CCS | 0 | 0 | 0 | 0 | 0 | 0
WT_off | 0 | 0 | 0 | 0 | 0 | 0
PseudoUnit | 0 | 0 | 0 | 0 | 0 | 0
FixedInterchange | 0 | 0 | 0 | 0 | 0 | 0
Total Installed Capacity by Reporting Type: SPP_S
ReportingType | 2015 | 2020 | 2025 | 2030 | 2035 | 2040
BM | 0 | 0 | 0 | 0 | 0 | 0
CC | 10917 | 18196.57 | 18196.57 | 18196.57 | 18196.57 | 18196.57
CSP | 0 | 0 | 0 | 0 | 0 | 0
CT | 412.99 | 712.99 | 712.99 | 712.99 | 712.99 | 712.99
Coal | 10928.59 | 2762 | 988 | 988 | 988 | 988
Geo | 0 | 0 | 0 | 0 | 0 | 0
H | 2108 | 2108 | 2108 | 2108 | 2108 | 2108
LFG | 19 | 19 | 114 | 114 | 114 | 114
Nuc | 0.1 | 0.1 | 0.1 | 0.1 | 0.1 | 344.53
PS | 446 | 446 | 446 | 446 | 446 | 446
PV | 0 | 0 | 0 | 0 | 0 | 0
PeakG | 3443 | 3443 | 3443 | 3443 | 3443 | 3443
PeakO | 122 | 122 | 122 | 122 | 122 | 122
ST | 0 | 0 | 0 | 0 | 0 | 0
STOG | 6295.41 | 6295.41 | 6295.41 | 6295.41 | 6295.41 | 6295.41
STWD | 84 | 84 | 84 | 84 | 84 | 84
WT | 2727 | 30141.34 | 30141.34 | 30141.34 | 30141.34 | 30141.34
IGCC | 0 | 0 | 0 | 0 | 0 | 0
DemandResponse | 61.11 | 1754.28 | 3560.21 | 3675.61 | 3794.74 | 3917.74
IGCC-CCS | 0 | 0 | 0 | 0 | 0 | 0
WT_off | 0 | 0 | 0 | 0 | 0 | 0
PseudoUnit | 0 | 0 | 0 | 0 | 0 | 0
FixedInterchange | 0 | 0 | 0 | 0 | 0 | 0
Total Installed Capacity by Reporting Type: TVA
ReportingType | 2015 | 2020 | 2025 | 2030 | 2035 | 2040
BM | 0 | 0 | 0 | 0 | 0 | 0
CC | 8078.73 | 13925.09 | 13925.09 | 13925.09 | 13605.09 | 13079.72
CSP | 0 | 0 | 0 | 0 | 0 | 0
CT | 0 | 0 | 0 | 0 | 0 | 0
Coal | 5751.79 | 2626.87 | 792.61 | 0 | 0 | 0
Geo | 0 | 0 | 0 | 0 | 0 | 0
H | 5111 | 5111 | 5111 | 5138 | 5138 | 5138
LFG | 13 | 13 | 120.4 | 120.4 | 120.4 | 120.4
Nuc | 8394.89 | 8394.89 | 8394.89 | 8394.89 | 11025.57 | 10962.57
PS | 1743 | 1743 | 1743 | 1743 | 1743 | 1743
PV | 0 | 0 | 0 | 0 | 0 | 0
PeakG | 5865 | 5865 | 5865 | 5865 | 5865 | 5635.5
PeakO | 83 | 83 | 83 | 83 | 83 | 0
ST | 0 | 0 | 0 | 0 | 0 | 0
STOG | 0 | 0 | 0 | 0 | 0 | 0
STWD | 5 | 5 | 5 | 5 | 5 | 5
WT | 29 | 29 | 29 | 29 | 29 | 29
IGCC | 0 | 0 | 0 | 0 | 0 | 0
DemandResponse | 1805 | 2555.95 | 3357.9 | 3440.97 | 3526.11 | 3613.35
IGCC-CCS | 0 | 0 | 0 | 0 | 0 | 0
WT_off | 0 | 0 | 0 | 0 | 0 | 0
PseudoUnit | 0 | 0 | 0 | 0 | 0 | 0
FixedInterchange | 0 | 0 | 0 | 0 | 0 | 0
Total Installed Capacity by Reporting Type: TVA_Transmission
ReportingType | 2015 | 2020 | 2025 | 2030 | 2035 | 2040
BM | 0 | 0 | 0 | 0 | 0 | 0
CC | 0 | 0 | 0 | 0 | 0 | 0
CSP | 0 | 0 | 0 | 0 | 0 | 0
CT | 0 | 0 | 0 | 0 | 0 | 0
Coal | 0 | 0 | 0 | 0 | 0 | 0
Geo | 0 | 0 | 0 | 0 | 0 | 0
H | 0 | 0 | 0 | 0 | 0 | 0
LFG | 0 | 0 | 0 | 0 | 0 | 0
Nuc | 0 | 0 | 0 | 0 | 0 | 0
PS | 0 | 0 | 0 | 0 | 0 | 0
PV | 0 | 0 | 0 | 0 | 0 | 0
PeakG | 0 | 0 | 0 | 0 | 0 | 0
PeakO | 0 | 0 | 0 | 0 | 0 | 0
ST | 0 | 0 | 0 | 0 | 0 | 0
STOG | 0 | 0 | 0 | 0 | 0 | 0
STWD | 0 | 0 | 0 | 0 | 0 | 0
WT | 0 | 0 | 0 | 0 | 0 | 0
IGCC | 0 | 0 | 0 | 0 | 0 | 0
DemandResponse | 0 | 0 | 0 | 0 | 0 | 0
IGCC-CCS | 0 | 0 | 0 | 0 | 0 | 0
WT_off | 0 | 0 | 0 | 0 | 0 | 0
PseudoUnit | 0 | 0 | 0 | 0 | 0 | 0
FixedInterchange | 0 | 0 | 0 | 0 | 0 | 0
Total Installed Capacity by Reporting Type: VACAR
ReportingType | 2015 | 2020 | 2025 | 2030 | 2035 | 2040
BM | 0.92 | 171.13 | 709.69 | 722.42 | 722.42 | 770
CC | 20276.05 | 20276.05 | 20276.05 | 20155.39 | 20091.05 | 16607.36
CSP | 0 | 0 | 0 | 0 | 0 | 0
CT | 717.2 | 717.2 | 717.2 | 0 | 0 | 0
Coal | 7361.75 | 5519.26 | 4494.27 | 825 | 825 | 825
Geo | 0 | 0 | 0 | 0 | 0 | 0
H | 2122 | 2122 | 2122 | 2122 | 2122 | 2122
LFG | 63.34 | 170.4 | 170.4 | 170.4 | 170.4 | 170.4
Nuc | 11430 | 13760 | 13760 | 18317.81 | 18496.61 | 24934.11
PS | 2616 | 2616 | 2616 | 2616 | 2616 | 2616
PV | 16 | 149.61 | 151.95 | 152.75 | 152.75 | 155.75
PeakG | 8308 | 8308 | 8308 | 8308 | 8308 | 7023.37
PeakO | 1268 | 1268 | 1268 | 1268 | 0 | 0
ST | 0 | 0 | 0 | 0 | 0 | 0
STOG | 92 | 92 | 92 | 0 | 0 | 0
STWD | 281 | 281 | 281 | 281 | 281 | 281
WT | 0.9 | 3500 | 3500 | 3500 | 3500 | 3500
IGCC | 0 | 0 | 0 | 0 | 0 | 0
DemandResponse | 2339.28 | 3868.22 | 5651.52 | 5928.05 | 6218.12 | 6522.37
IGCC-CCS | 0 | 0 | 0 | 0 | 0 | 0
WT_off | 1 | 1 | 1 | 1 | 1 | 1
PseudoUnit | 0 | 0 | 0 | 0 | 0 | 0
FixedInterchange | 0 | 0 | 0 | 0 | 0 | 0
Total Installed Capacity by Reporting Type: IESO
ReportingType | 2015 | 2020 | 2025 | 2030 | 2035 | 2040
BM | 326.33 | 326.33 | 326.33 | 326.33 | 326.33 | 326.33
CC | 1263 | 1263 | 1263 | 1263 | 1263 | 1263
CSP | 0 | 0 | 0 | 0 | 0 | 0
CT | 368 | 368 | 368 | 368 | 0 | 0
Coal | 0 | 0 | 0 | 0 | 0 | 0
Geo | 0 | 0 | 0 | 0 | 0 | 0
H | 8693.3 | 8693.3 | 8693.3 | 8761.11 | 8943.3 | 8943.3
LFG | 117.5 | 117.5 | 117.5 | 118 | 118 | 118
Nuc | 13018 | 13018 | 13018 | 13018 | 11988 | 10448
PS | 123 | 123 | 123 | 123 | 123 | 123
PV | 1097.26 | 1097.26 | 1097.26 | 1097.26 | 30 | 30
PeakG | 0 | 0 | 0 | 0 | 0 | 0
PeakO | 0 | 0 | 0 | 0 | 0 | 0
ST | 0 | 0 | 0 | 0 | 0 | 0
STOG | 0 | 0 | 0 | 0 | 0 | 0
STWD | 139 | 139 | 139 | 139 | 139 | 139
WT | 3385.9 | 3385.9 | 3385.9 | 3385.9 | 3385.9 | 3385.9
IGCC | 0 | 0 | 0 | 0 | 0 | 0
DemandResponse | 1958.79 | 2066.83 | 2340.54 | 2421.21 | 2504.65 | 2590.98
IGCC-CCS | 0 | 0 | 0 | 0 | 0 | 0
WT_off | 0 | 0 | 0 | 0 | 0 | 0
PseudoUnit | 0 | 0 | 0 | 0 | 0 | 0
FixedInterchange | 0 | 0 | 0 | 0 | 0 | 0
Total Installed Capacity by Reporting Type: MAPP_CA
ReportingType | 2015 | 2020 | 2025 | 2030 | 2035 | 2040
BM | 0 | 0 | 0 | 0 | 0 | 0
CC | 1012.76 | 1012.76 | 281.76 | 281.76 | 281.76 | 0
CSP | 0 | 0 | 0 | 0 | 0 | 0
CT | 0 | 0 | 0 | 0 | 0 | 0
Coal | 669.06 | 108.73 | 0 | 0 | 0 | 0
Geo | 0 | 0 | 0 | 0 | 0 | 0
H | 6475.4 | 7170.4 | 8665.4 | 11125.4 | 11125.4 | 11125.4
LFG | 0 | 0 | 0 | 0 | 0 | 0
Nuc | 0.1 | 0.1 | 0.1 | 0.1 | 0.1 | 0.1
PS | 0 | 0 | 0 | 0 | 0 | 0
PV | 0 | 0 | 0 | 0 | 0 | 0
PeakG | 559 | 559 | 0 | 0 | 0 | 0
PeakO | 4 | 4 | 0 | 0 | 0 | 0
ST | 0 | 0 | 0 | 0 | 0 | 0
STOG | 126 | 126 | 0 | 0 | 0 | 0
STWD | 0 | 0 | 0 | 0 | 0 | 0
WT | 577.4 | 577.4 | 577.4 | 577.4 | 275 | 275
IGCC | 0 | 0 | 0 | 0 | 0 | 0
DemandResponse | 89.5 | 308.14 | 546.73 | 568.39 | 590.9 | 614.31
IGCC-CCS | 0 | 0 | 0 | 0 | 0 | 0
WT_off | 0 | 0 | 0 | 0 | 0 | 0
PseudoUnit | 0 | 0 | 0 | 0 | 0 | 0
FixedInterchange | 0 | 0 | 0 | 0 | 0 | 0
Total Installed Capacity by Reporting Type: AZ_NM_SNV_Coal
ReportingType | 2015 | 2020 | 2025 | 2030 | 2035 | 2040
BM | 0 | 0 | 0 | 0 | 0 | 0
CC | 0 | 0 | 0 | 0 | 0 | 0
CSP | 0 | 0 | 0 | 0 | 0 | 0
CT | 0 | 0 | 0 | 0 | 0 | 0
Coal | 7481.13 | 6456.13 | 3798.95 | 0 | 0 | 0
Geo | 0 | 0 | 0 | 0 | 0 | 0
H | 0 | 0 | 0 | 0 | 0 | 0
LFG | 0 | 0 | 0 | 0 | 0 | 0
Nuc | 0 | 0 | 0 | 0 | 0 | 0
PS | 0 | 0 | 0 | 0 | 0 | 0
PV | 0 | 0 | 0 | 0 | 0 | 0
PeakG | 0 | 0 | 0 | 0 | 0 | 0
PeakO | 200 | 200 | 200 | 200 | 200 | 200
ST | 0 | 0 | 0 | 0 | 0 | 0
STOG | 0 | 0 | 0 | 0 | 0 | 0
STWD | 0 | 0 | 0 | 0 | 0 | 0
WT | 0 | 0 | 0 | 0 | 0 | 0
IGCC | 0 | 0 | 0 | 0 | 0 | 0
DemandResponse | 0 | 0 | 0 | 0 | 0 | 0
IGCC-CCS | 0 | 0 | 0 | 0 | 0 | 0
WT_off | 0 | 0 | 0 | 0 | 0 | 0
PseudoUnit | 0 | 0 | 0 | 0 | 0 | 0
FixedInterchange | 0 | 0 | 0 | 0 | 0 | 0
Total Installed Capacity by Reporting Type: AZ_NM_SNV_Gas
ReportingType | 2015 | 2020 | 2025 | 2030 | 2035 | 2040
BM | 0 | 0 | 0 | 0 | 0 | 0
CC | 15245 | 16973.81 | 16973.81 | 16973.81 | 15658.53 | 14634.23
CSP | 0 | 0 | 0 | 0 | 0 | 0
CT | 736 | 736 | 736 | 736 | 0 | 0
Coal | 0 | 0 | 0 | 0 | 0 | 0
Geo | 0 | 0 | 0 | 0 | 0 | 0
H | 0 | 0 | 0 | 0 | 0 | 0
LFG | 0 | 0 | 0 | 0 | 0 | 0
Nuc | 0 | 0 | 0 | 0 | 0 | 0
PS | 0 | 0 | 0 | 0 | 0 | 0
PV | 0 | 0 | 0 | 0 | 0 | 0
PeakG | 3660 | 3660 | 3660 | 3660 | 3660 | 3660
PeakO | 0 | 0 | 0 | 0 | 0 | 0
ST | 0 | 0 | 0 | 0 | 0 | 0
STOG | 0 | 0 | 0 | 0 | 0 | 0
STWD | 0 | 0 | 0 | 0 | 0 | 0
WT | 0 | 0 | 0 | 0 | 0 | 0
IGCC | 0 | 0 | 0 | 0 | 0 | 0
DemandResponse | 334.55 | 1076.71 | 1928.33 | 2059.84 | 2196.64 | 2344.36
IGCC-CCS | 0 | 0 | 0 | 0 | 0 | 0
WT_off | 0 | 0 | 0 | 0 | 0 | 0
PseudoUnit | 0 | 0 | 0 | 0 | 0 | 0
FixedInterchange | 0 | 0 | 0 | 0 | 0 | 0
Total Installed Capacity by Reporting Type: AZ_NM_SNV_NucRenew
ReportingType | 2015 | 2020 | 2025 | 2030 | 2035 | 2040
BM | 0 | 0 | 0 | 0 | 0 | 0
CC | 0 | 0 | 0 | 0 | 0 | 0
CSP | 0 | 0 | 0 | 0 | 0 | 0
CT | 0 | 0 | 0 | 0 | 0 | 0
Coal | 0 | 0 | 0 | 0 | 0 | 0
Geo | 0 | 0 | 1450 | 1450 | 1450 | 1450
H | 3131 | 3131 | 3131 | 3131 | 3131 | 3131
LFG | 7 | 67.67 | 67.67 | 67.67 | 67.67 | 67.67
Nuc | 3875 | 3875 | 3875 | 7418.33 | 10972.78 | 11849.35
PS | 216 | 216 | 216 | 216 | 216 | 216
PV | 148.7 | 148.7 | 148.7 | 148.7 | 148.7 | 148.7
PeakG | 0 | 0 | 0 | 0 | 0 | 0
PeakO | 0 | 0 | 0 | 0 | 0 | 0
ST | 280 | 725.61 | 953.39 | 963.12 | 963.12 | 963.12
STOG | 0 | 0 | 0 | 0 | 0 | 0
STWD | 26 | 26 | 26 | 26 | 26 | 26
WT | 525.1 | 12314.92 | 12339.99 | 12474.44 | 13156.42 | 13156.42
IGCC | 0 | 0 | 0 | 0 | 0 | 0
DemandResponse | 0 | 0 | 0 | 0 | 0 | 0
IGCC-CCS | 0 | 0 | 0 | 0 | 0 | 0
WT_off | 0 | 0 | 0 | 0 | 0 | 0
PseudoUnit | 0 | 0 | 0 | 0 | 0 | 0
FixedInterchange | 0 | 0 | 0 | 0 | 0 | 0
Total Installed Capacity by Reporting Type: ERCOT
ReportingType | 2015 | 2020 | 2025 | 2030 | 2035 | 2040
BM | 145 | 145 | 145 | 145 | 145 | 145
CC | 48648.62 | 48648.62 | 48648.62 | 48648.62 | 48648.62 | 48091.62
CSP | 0 | 0 | 0 | 0 | 0 | 0
CT | 250 | 250 | 250 | 250 | 0 | 0
Coal | 4837 | 3365 | 2087.69 | 2087.69 | 2085.11 | 2079.83
Geo | 0 | 0 | 0 | 0 | 0 | 0
H | 565 | 565 | 565 | 565 | 565 | 565
LFG | 75 | 75 | 429 | 429 | 429 | 429
Nuc | 5091 | 5091 | 5091 | 5091 | 8620.08 | 12096.06
PS | 0 | 0 | 0 | 0 | 0 | 0
PV | 15 | 15 | 15 | 15 | 1 | 1
PeakG | 4768 | 4768 | 4768 | 4768 | 4768 | 4768
PeakO | 51 | 51 | 51 | 51 | 51 | 51
ST | 0 | 0 | 0 | 0 | 0 | 0
STOG | 10746.82 | 10716.43 | 6929.69 | 6015.7 | 2487.97 | 0
STWD | 0 | 0 | 0 | 0 | 0 | 0
WT | 9280.1 | 9280.1 | 28734.41 | 28734.41 | 28734.42 | 28988.02
IGCC | 0 | 0 | 0 | 0 | 0 | 0
DemandResponse | 740.81 | 3617.73 | 6720.3 | 6926.25 | 7155.61 | 7391.29
IGCC-CCS | 0 | 0 | 0 | 0 | 0 | 0
WT_off | 0 | 0 | 0 | 0 | 0 | 0
PseudoUnit | 0 | 0 | 0 | 0 | 0 | 0
FixedInterchange | 0 | 0 | 0 | 0 | 0 | 0
Total Installed Capacity by Reporting Type: NP15
ReportingType | 2015 | 2020 | 2025 | 2030 | 2035 | 2040
BM | 0 | 0 | 0 | 0 | 0 | 0
CC | 9886.68 | 9886.68 | 9886.68 | 9886.68 | 9886.68 | 9886.68
CSP | 0 | 0 | 0 | 0 | 0 | 0
CT | 212.6 | 212.6 | 212.6 | 212.6 | 212.6 | 212.6
Coal | 191.9 | 0 | 0 | 0 | 0 | 0
Geo | 1123 | 1123 | 1723 | 1723 | 1723 | 1723
H | 8825 | 8825 | 8825 | 8825 | 8825 | 8825
LFG | 85 | 650 | 650 | 650 | 650 | 650
Nuc | 2300 | 2300 | 2300 | 5064.77 | 6836.46 | 11085.89
PS | 2257 | 2257 | 2257 | 2257 | 2257 | 2257
PV | 59.5 | 59.5 | 59.5 | 59.5 | 53 | 53
PeakG | 3265 | 3265 | 3265 | 3265 | 3265 | 3265
PeakO | 350 | 350 | 350 | 350 | 350 | 350
ST | 29 | 29 | 29 | 29 | 29 | 29
STOG | 2413.83 | 2413.83 | 2413.83 | 1368.06 | 1368.06 | 1368.06
STWD | 442 | 442 | 442 | 442 | 442 | 442
WT | 1193.2 | 4492 | 4492 | 4492 | 4492 | 4492
IGCC | 0 | 0 | 0 | 0 | 0 | 0
DemandResponse | 1828.06 | 1875.2 | 2034.02 | 2149.8 | 2261.58 | 2376.93
IGCC-CCS | 0 | 0 | 0 | 0 | 0 | 0
WT_off | 0 | 0 | 0 | 0 | 0 | 0
PseudoUnit | 0 | 0 | 0 | 0 | 0 | 0
FixedInterchange | 0 | 0 | 0 | 0 | 0 | 0
Total Installed Capacity by Reporting Type: NWPP_Coal
ReportingType | 2015 | 2020 | 2025 | 2030 | 2035 | 2040
BM | 0 | 0 | 0 | 0 | 0 | 0
CC | 0 | 0 | 0 | 0 | 0 | 0
CSP | 0 | 0 | 0 | 0 | 0 | 0
CT | 0 | 0 | 0 | 0 | 0 | 0
Coal | 5874.75 | 4449.05 | 226.8 | 226.8 | 226.8 | 226.8
Geo | 0 | 0 | 0 | 0 | 0 | 0
H | 0 | 0 | 0 | 0 | 0 | 0
LFG | 0 | 0 | 0 | 0 | 0 | 0
Nuc | 0 | 0 | 0 | 0 | 0 | 0
PS | 0 | 0 | 0 | 0 | 0 | 0
PV | 0 | 0 | 0 | 0 | 0 | 0
PeakG | 0 | 0 | 0 | 0 | 0 | 0
PeakO | 0 | 0 | 0 | 0 | 0 | 0
ST | 0 | 0 | 0 | 0 | 0 | 0
STOG | 0 | 0 | 0 | 0 | 0 | 0
STWD | 0 | 0 | 0 | 0 | 0 | 0
WT | 0 | 0 | 0 | 0 | 0 | 0
IGCC | 0 | 0 | 0 | 0 | 0 | 0
DemandResponse | 0 | 0 | 0 | 0 | 0 | 0
IGCC-CCS | 0 | 0 | 0 | 0 | 0 | 0
WT_off | 0 | 0 | 0 | 0 | 0 | 0
PseudoUnit | 0 | 0 | 0 | 0 | 0 | 0
FixedInterchange | 0 | 0 | 0 | 0 | 0 | 0
Total Installed Capacity by Reporting Type: NWPP_Gas
ReportingType | 2015 | 2020 | 2025 | 2030 | 2035 | 2040
BM | 0 | 0 | 0 | 0 | 0 | 0
CC | 6627 | 8669.5 | 8669.5 | 6275.09 | 2342.5 | 2042.5
CSP | 0 | 0 | 0 | 0 | 0 | 0
CT | 150 | 150 | 150 | 150 | 0 | 0
Coal | 0 | 0 | 0 | 0 | 0 | 0
Geo | 0 | 0 | 0 | 0 | 0 | 0
H | 0 | 0 | 0 | 0 | 0 | 0
LFG | 0 | 0 | 0 | 0 | 0 | 0
Nuc | 0 | 0 | 0 | 0 | 0 | 0
PS | 0 | 0 | 0 | 0 | 0 | 0
PV | 0 | 0 | 0 | 0 | 0 | 0
PeakG | 0 | 0 | 0 | 0 | 0 | 0
PeakO | 0 | 0 | 0 | 0 | 0 | 0
ST | 0 | 0 | 0 | 0 | 0 | 0
STOG | 0 | 0 | 0 | 0 | 0 | 0
STWD | 0 | 0 | 0 | 0 | 0 | 0
WT | 0 | 0 | 0 | 0 | 0 | 0
IGCC | 0 | 0 | 0 | 0 | 0 | 0
DemandResponse | 0.01 | 953.34 | 1988.72 | 2091.14 | 2193.74 | 2298.72
IGCC-CCS | 0 | 0 | 0 | 0 | 0 | 0
WT_off | 0 | 0 | 0 | 0 | 0 | 0
PseudoUnit | 0 | 0 | 0 | 0 | 0 | 0
FixedInterchange | 0 | 0 | 0 | 0 | 0 | 0
Total Installed Capacity by Reporting Type: NWPP_NucRenew
ReportingType | 2015 | 2020 | 2025 | 2030 | 2035 | 2040
BM | 32.55 | 32.55 | 32.55 | 32.55 | 32.55 | 32.55
CC | 0 | 0 | 0 | 0 | 0 | 0
CSP | 0 | 0 | 0 | 0 | 0 | 0
CT | 0 | 0 | 0 | 0 | 0 | 0
Coal | 0 | 0 | 0 | 0 | 0 | 0
Geo | 404.2 | 404.2 | 838.2 | 838.2 | 838.2 | 838.2
H | 33736 | 33736 | 33736 | 33736 | 33736 | 33736
LFG | 128.5 | 128.5 | 373 | 373 | 373 | 373
Nuc | 1131 | 1131 | 1131 | 5937.79 | 9692.89 | 13185.75
PS | 258 | 258 | 258 | 258 | 258 | 258
PV | 3 | 3 | 3 | 3 | 3 | 3
PeakG | 0 | 0 | 0 | 0 | 0 | 0
PeakO | 0 | 0 | 0 | 0 | 0 | 0
ST | 0 | 0 | 0 | 0 | 0 | 0
STOG | 0 | 0 | 0 | 0 | 0 | 0
STWD | 561 | 561 | 561 | 561 | 561 | 561
WT | 6865.3 | 6865.3 | 6865.3 | 6865.3 | 6865.3 | 6865.3
IGCC | 0 | 0 | 0 | 0 | 0 | 0
DemandResponse | 0 | 0 | 0 | 0 | 0 | 0
IGCC-CCS | 0 | 0 | 0 | 0 | 0 | 0
WT_off | 0 | 0 | 0 | 0 | 0 | 0
PseudoUnit | 0 | 0 | 0 | 0 | 0 | 0
FixedInterchange | 0 | 0 | 0 | 0 | 0 | 0
Total Installed Capacity by Reporting Type: RMPA
ReportingType | 2015 | 2020 | 2025 | 2030 | 2035 | 2040
BM | 0 | 0 | 0 | 0 | 0 | 0
CC | 2684.57 | 3913.93 | 3913.93 | 3913.93 | 3913.93 | 3913.93
CSP | 0 | 0 | 0 | 0 | 0 | 0
CT | 152 | 152 | 152 | 152 | 0 | 0
Coal | 6734.57 | 5014.3 | 1941.06 | 1167.3 | 1167.3 | 1167.3
Geo | 0 | 625 | 2570 | 2570 | 2570 | 2570
H | 982 | 982 | 982 | 982 | 982 | 982
LFG | 7.4 | 36.33 | 36.33 | 36.33 | 36.33 | 36.33
Nuc | 0.1 | 0.1 | 0.1 | 1949.78 | 2046.09 | 2294.23
PS | 563 | 563 | 563 | 563 | 563 | 563
PV | 21 | 21 | 21 | 21 | 21 | 21
PeakG | 2904 | 2904 | 2904 | 2904 | 2904 | 2904
PeakO | 0 | 0 | 0 | 0 | 0 | 0
ST | 3 | 370.43 | 370.43 | 375.89 | 375.89 | 375.89
STOG | 0 | 0 | 0 | 0 | 0 | 0
STWD | 0 | 0 | 0 | 0 | 0 | 0
WT | 2113.4 | 5658.61 | 5658.61 | 6195.18 | 6195.18 | 6330.91
IGCC | 0 | 0 | 0 | 0 | 0 | 0
DemandResponse | 486.05 | 622.89 | 804.5 | 856.88 | 912.57 | 971.91
IGCC-CCS | 0 | 0 | 0 | 0 | 0 | 0
WT_off | 0 | 0 | 0 | 0 | 0 | 0
PseudoUnit | 0 | 0 | 0 | 0 | 0 | 0
FixedInterchange | 0 | 0 | 0 | 0 | 0 | 0
Total Installed Capacity by Reporting Type: SP15
ReportingType | 2015 | 2020 | 2025 | 2030 | 2035 | 2040
BM | 6 | 6 | 6 | 6 | 6 | 6
CC | 13116.15 | 14528.82 | 15909.61 | 15909.61 | 15909.61 | 15909.61
CSP | 0 | 0 | 0 | 0 | 0 | 0
CT | 0 | 0 | 0 | 0 | 0 | 0
Coal | 185.7 | 101.2 | 0 | 0 | 0 | 0
Geo | 963 | 2413 | 2413 | 2413 | 2413 | 2413
H | 1163 | 1163 | 1163 | 1163 | 1163 | 1163
LFG | 223.2 | 779 | 779 | 779 | 779 | 779
Nuc | 2250 | 2250 | 2250 | 2250 | 2250 | 2344.62
PS | 1440 | 1440 | 1440 | 1440 | 1440 | 1440
PV | 126.8 | 126.8 | 126.8 | 126.8 | 126.8 | 126.8
PeakG | 4309 | 4309 | 4309 | 4309 | 4309 | 4309
PeakO | 51 | 51 | 51 | 51 | 51 | 51
ST | 448 | 448 | 448 | 448 | 448 | 448
STOG | 5813.03 | 5813.03 | 5813.03 | 5637.67 | 5637.67 | 5637.67
STWD | 119 | 119 | 119 | 119 | 119 | 119
WT | 2207.8 | 2268.03 | 8856.74 | 16372.8 | 16372.8 | 16372.8
IGCC | 0 | 0 | 0 | 0 | 0 | 0
DemandResponse | 2613.15 | 2728.17 | 2959.23 | 3127.67 | 3290.3 | 3458.12
IGCC-CCS | 0 | 0 | 0 | 0 | 0 | 0
WT_off | 0 | 0 | 0 | 0 | 0 | 0
PseudoUnit | 0 | 0 | 0 | 0 | 0 | 0
FixedInterchange | 0 | 0 | 0 | 0 | 0 | 0
Total Installed Capacity by Reporting Type: ALB
ReportingType | 2015 | 2020 | 2025 | 2030 | 2035 | 2040
BM | 0 | 0 | 0 | 0 | 0 | 0
CC | 2202 | 2202 | 2202 | 0 | 0 | 0
CSP | 0 | 0 | 0 | 0 | 0 | 0
CT | 201.5 | 201.5 | 201.5 | 201.5 | 95.32 | 95.32
Coal | 6240.83 | 6240.83 | 6240.83 | 495 | 495 | 495
Geo | 0 | 0 | 0 | 0 | 0 | 0
H | 912 | 912 | 912 | 912 | 912 | 912
LFG | 10 | 10 | 10 | 10 | 10 | 10
Nuc | 0.1 | 0.1 | 0.1 | 8808.43 | 8829.81 | 9227.62
PS | 0 | 0 | 0 | 0 | 0 | 0
PV | 0 | 0 | 0 | 0 | 0 | 0
PeakG | 992.75 | 992.75 | 992.75 | 992.75 | 992.75 | 992.75
PeakO | 0 | 0 | 0 | 0 | 0 | 0
ST | 0 | 0 | 0 | 0 | 0 | 0
STOG | 0 | 0 | 0 | 0 | 0 | 0
STWD | 174 | 174 | 174 | 174 | 174 | 174
WT | 672 | 672 | 672 | 672 | 672 | 672
IGCC | 0 | 0 | 0 | 0 | 0 | 0
DemandResponse | 105.16 | 361.08 | 660.83 | 708.64 | 759.9 | 814.88
IGCC-CCS | 0 | 0 | 0 | 0 | 0 | 0
WT_off | 0 | 0 | 0 | 0 | 0 | 0
PseudoUnit | 0 | 0 | 0 | 0 | 0 | 0
FixedInterchange | 0 | 0 | 0 | 0 | 0 | 0
Total Installed Capacity by Reporting Type: BC
ReportingType | 2015 | 2020 | 2025 | 2030 | 2035 | 2040
BM | 0 | 0 | 0 | 0 | 0 | 0
CC | 593.87 | 593.87 | 593.87 | 429.09 | 429.09 | 40.22
CSP | 0 | 0 | 0 | 0 | 0 | 0
CT | 0 | 0 | 0 | 0 | 0 | 0
Coal | 0 | 0 | 0 | 0 | 0 | 0
Geo | 0 | 0 | 0 | 0 | 0 | 0
H | 12161 | 12161 | 12161 | 12161 | 12161 | 12161
LFG | 24 | 24 | 24 | 24 | 24 | 24
Nuc | 0.1 | 0.1 | 0.1 | 634.16 | 702.52 | 762.55
PS | 0 | 0 | 0 | 0 | 0 | 0
PV | 0 | 0 | 0 | 0 | 0 | 0
PeakG | 0 | 0 | 0 | 0 | 0 | 0
PeakO | 0 | 0 | 0 | 0 | 0 | 0
ST | 0 | 0 | 0 | 0 | 0 | 0
STOG | 0 | 0 | 0 | 0 | 0 | 0
STWD | 510 | 510 | 510 | 510 | 510 | 510
WT | 246 | 246 | 246 | 246 | 246 | 246
IGCC | 0 | 0 | 0 | 0 | 0 | 0
DemandResponse | 0.01 | 264.69 | 555.31 | 582.51 | 611.05 | 640.98
IGCC-CCS | 0 | 0 | 0 | 0 | 0 | 0
WT_off | 0 | 0 | 0 | 0 | 0 | 0
PseudoUnit | 0 | 0 | 0 | 0 | 0 | 0
FixedInterchange | 0 | 0 | 0 | 0 | 0 | 0
Total Installed Capacity by Reporting Type: HQ_IESO
ReportingType | 2015 | 2020 | 2025 | 2030 | 2035 | 2040
BM | 0 | 0 | 0 | 0 | 0 | 0
CC | 0 | 0 | 0 | 0 | 0 | 0
CSP | 0 | 0 | 0 | 0 | 0 | 0
CT | 0 | 0 | 0 | 0 | 0 | 0
Coal | 0 | 0 | 0 | 0 | 0 | 0
Geo | 0 | 0 | 0 | 0 | 0 | 0
H | 0 | 0 | 0 | 0 | 0 | 0
LFG | 0 | 0 | 0 | 0 | 0 | 0
Nuc | 0.1 | 0.1 | 0.1 | 0.1 | 0.1 | 0.1
PS | 0 | 0 | 0 | 0 | 0 | 0
PV | 0 | 0 | 0 | 0 | 0 | 0
PeakG | 0 | 0 | 0 | 0 | 0 | 0
PeakO | 0 | 0 | 0 | 0 | 0 | 0
ST | 0 | 0 | 0 | 0 | 0 | 0
STOG | 0 | 0 | 0 | 0 | 0 | 0
STWD | 0 | 0 | 0 | 0 | 0 | 0
WT | 0 | 0 | 0 | 0 | 0 | 0
IGCC | 0 | 0 | 0 | 0 | 0 | 0
DemandResponse | 0 | 0 | 0 | 0 | 0 | 0
IGCC-CCS | 0 | 0 | 0 | 0 | 0 | 0
WT_off | 0 | 0 | 0 | 0 | 0 | 0
PseudoUnit | 0 | 0 | 0 | 87.91 | 87.91 | 87.91
FixedInterchange | 3000 | 3000 | 3000 | 3000 | 3000 | 3000
Total Installed Capacity by Reporting Type: HQ_NEISO
ReportingType | 2015 | 2020 | 2025 | 2030 | 2035 | 2040
BM | 0 | 0 | 0 | 0 | 0 | 0
CC | 0 | 0 | 0 | 0 | 0 | 0
CSP | 0 | 0 | 0 | 0 | 0 | 0
CT | 0 | 0 | 0 | 0 | 0 | 0
Coal | 0 | 0 | 0 | 0 | 0 | 0
Geo | 0 | 0 | 0 | 0 | 0 | 0
H | 0 | 0 | 0 | 0 | 0 | 0
LFG | 0 | 0 | 0 | 0 | 0 | 0
Nuc | 0.1 | 0.1 | 0.1 | 0.1 | 0.1 | 0.1
PS | 0 | 0 | 0 | 0 | 0 | 0
PV | 0 | 0 | 0 | 0 | 0 | 0
PeakG | 0 | 0 | 0 | 0 | 0 | 0
PeakO | 0 | 0 | 0 | 0 | 0 | 0
ST | 0 | 0 | 0 | 0 | 0 | 0
STOG | 0 | 0 | 0 | 0 | 0 | 0
STWD | 0 | 0 | 0 | 0 | 0 | 0
WT | 0 | 0 | 0 | 0 | 0 | 0
IGCC | 0 | 0 | 0 | 0 | 0 | 0
DemandResponse | 0 | 0 | 0 | 0 | 0 | 0
IGCC-CCS | 0 | 0 | 0 | 0 | 0 | 0
WT_off | 0 | 0 | 0 | 0 | 0 | 0
PseudoUnit | 0 | 0 | 0 | 1476.49 | 1476.49 | 1476.49
FixedInterchange | 2920 | 2920 | 2920 | 2920 | 2920 | 2920
Total Installed Capacity by Reporting Type: HQ_NY
ReportingType | 2015 | 2020 | 2025 | 2030 | 2035 | 2040
BM | 0 | 0 | 0 | 0 | 0 | 0
CC | 0 | 0 | 0 | 0 | 0 | 0
CSP | 0 | 0 | 0 | 0 | 0 | 0
CT | 0 | 0 | 0 | 0 | 0 | 0
Coal | 0 | 0 | 0 | 0 | 0 | 0
Geo | 0 | 0 | 0 | 0 | 0 | 0
H | 0 | 0 | 0 | 0 | 0 | 0
LFG | 0 | 0 | 0 | 0 | 0 | 0
Nuc | 0.1 | 0.1 | 0.1 | 0.1 | 0.1 | 0.1
PS | 0 | 0 | 0 | 0 | 0 | 0
PV | 0 | 0 | 0 | 0 | 0 | 0
PeakG | 0 | 0 | 0 | 0 | 0 | 0
PeakO | 0 | 0 | 0 | 0 | 0 | 0
ST | 0 | 0 | 0 | 0 | 0 | 0
STOG | 0 | 0 | 0 | 0 | 0 | 0
STWD | 0 | 0 | 0 | 0 | 0 | 0
WT | 0 | 0 | 0 | 0 | 0 | 0
IGCC | 0 | 0 | 0 | 0 | 0 | 0
DemandResponse | 0 | 0 | 0 | 0 | 0 | 0
IGCC-CCS | 0 | 0 | 0 | 0 | 0 | 0
WT_off | 0 | 0 | 0 | 0 | 0 | 0
PseudoUnit | 0 | 0 | 2500 | 2500 | 2500 | 2500
FixedInterchange | 1500 | 1500 | 1500 | 1500 | 1500 | 1500
Total Installed Capacity by Reporting Type: MARITIMES
ReportingType | 2015 | 2020 | 2025 | 2030 | 2035 | 2040
BM | 0 | 0 | 0 | 0 | 0 | 0
CC | 0 | 0 | 0 | 0 | 0 | 0
CSP | 0 | 0 | 0 | 0 | 0 | 0
CT | 0 | 0 | 0 | 0 | 0 | 0
Coal | 0 | 0 | 0 | 0 | 0 | 0
Geo | 0 | 0 | 0 | 0 | 0 | 0
H | 0 | 0 | 0 | 0 | 0 | 0
LFG | 0 | 0 | 0 | 0 | 0 | 0
Nuc | 0.1 | 0.1 | 0.1 | 0.1 | 0.1 | 0.1
PS | 0 | 0 | 0 | 0 | 0 | 0
PV | 0 | 0 | 0 | 0 | 0 | 0
PeakG | 0 | 0 | 0 | 0 | 0 | 0
PeakO | 0 | 0 | 0 | 0 | 0 | 0
ST | 0 | 0 | 0 | 0 | 0 | 0
STOG | 0 | 0 | 0 | 0 | 0 | 0
STWD | 0 | 0 | 0 | 0 | 0 | 0
WT | 0 | 0 | 0 | 0 | 0 | 0
IGCC | 0 | 0 | 0 | 0 | 0 | 0
DemandResponse | 0 | 0 | 0 | 0 | 0 | 0
IGCC-CCS | 0 | 0 | 0 | 0 | 0 | 0
WT_off | 0 | 0 | 0 | 0 | 0 | 0
PseudoUnit | 0 | 0 | 0 | 500 | 500 | 500
FixedInterchange | 1400 | 1400 | 1400 | 1400 | 1400 | 1400
Total Installed Capacity by Reporting Type: All
ReportingType | 2015 | 2020 | 2025 | 2030 | 2035 | 2040
BM | 1251 | 1421.21 | 1959.77 | 1972.51 | 1972.51 | 1828.09
CC | 315411.62 | 395466.14 | 394785.72 | 381074.13 | 380740.04 | 378946.19
CSP | 0 | 0 | 0 | 0 | 0 | 0
CT | 6393.79 | 6693.79 | 6693.79 | 6650.76 | 2125.87 | 4280.8
Coal | 160112.27 | 63182.57 | 31683.53 | 15246.63 | 14650.28 | 14461.69
Geo | 2534.2 | 4609.2 | 9038.2 | 9038.2 | 9038.2 | 9038.2
H | 106079.79 | 107278.79 | 110477.79 | 113035.6 | 113217.79 | 113217.79
LFG | 4136 | 6089 | 8299 | 9023 | 9023 | 9023
Nuc | 117236.86 | 121152.36 | 123462.35 | 169664.27 | 171861.7 | 192364.77
PS | 21788 | 21788 | 21788 | 21788 | 21788 | 21788
PV | 1648 | 3712.51 | 4613.98 | 4788.72 | 3681.77 | 3736.88
PeakG | 117902.25 | 117902.25 | 115665.64 | 106466.31 | 105107.1 | 103592.97
PeakO | 19126.3 | 19126.3 | 18948.3 | 16665.3 | 15397.3 | 15302.3
ST | 760 | 1573.04 | 1800.81 | 1816 | 1816 | 1816
STOG | 43630.91 | 43600.51 | 31404.96 | 28198.91 | 24671.19 | 22183.22
STWD | 4951 | 4951 | 4951 | 4951 | 4951 | 4951
WT | 64004.8 | 137999.4 | 219863.57 | 260580.27 | 261028.63 | 264720.77
IGCC | 618 | 618 | 618 | 618 | 618 | 618
DemandResponse | 37863.74 | 60093.26 | 85862.57 | 89210.8 | 92685.8 | 96304.58
IGCC-CCS | 0 | 0 | 0 | 0 | 0 | 0
WT_off | 469 | 469 | 1569 | 1569 | 1301.41 | 1301.41
PseudoUnit | 0 | 0 | 2500 | 4564.4 | 4564.4 | 4564.4
FixedInterchange | 8820 | 8820 | 8820 | 8820 | 8820 | 8820
Total Installed Capacity by Reporting Type: EI_US
ReportingType | 2015 | 2020 | 2025 | 2030 | 2035 | 2040
BM | 741.12 | 911.33 | 1449.89 | 1462.62 | 1462.62 | 1318.2
CC | 214131.98 | 287773.15 | 286442.93 | 277492.54 | 282406.32 | 283164.4
CSP | 0 | 0 | 0 | 0 | 0 | 0
CT | 4323.69 | 4623.69 | 4623.69 | 4580.67 | 1817.96 | 3972.88
Coal | 127897.34 | 37447.34 | 17388.2 | 11269.84 | 10676.07 | 10492.76
Geo | 44 | 44 | 44 | 44 | 44 | 44
H | 29436.09 | 29940.09 | 31644.09 | 31674.09 | 31674.09 | 31674.09
LFG | 3458.4 | 4201 | 5812.5 | 6536 | 6536 | 6536
Nuc | 89571.36 | 93486.86 | 95796.85 | 119491.81 | 109922.88 | 119070.49
PS | 16931 | 16931 | 16931 | 16931 | 16931 | 16931
PV | 176.74 | 2241.26 | 3142.72 | 3317.47 | 3298.27 | 3353.38
PeakG | 97444.5 | 97444.5 | 95766.89 | 86567.56 | 85208.35 | 83694.22
PeakO | 18470.3 | 18470.3 | 18296.3 | 16013.3 | 14745.3 | 14650.3
ST | 0 | 0 | 0 | 0 | 0 | 0
STOG | 24531.22 | 24531.22 | 16248.4 | 15177.48 | 15177.48 | 15177.48
STWD | 2980 | 2980 | 2980 | 2980 | 2980 | 2980
WT | 36938.6 | 92239.15 | 148035.22 | 180564.83 | 180633.61 | 183936.43
IGCC | 618 | 618 | 618 | 618 | 618 | 618
DemandResponse | 29707.66 | 46218.47 | 65324.07 | 67718.5 | 70208.86 | 72802.09
IGCC-CCS | 0 | 0 | 0 | 0 | 0 | 0
WT_off | 469 | 469 | 1569 | 1569 | 1301.41 | 1301.41
PseudoUnit | 0 | 0 | 2500 | 4476.49 | 4476.49 | 4476.49
FixedInterchange | 5820 | 5820 | 5820 | 5820 | 5820 | 5820
Total Installed Capacity by Reporting Type: EI_Canada
ReportingType | 2015 | 2020 | 2025 | 2030 | 2035 | 2040
BM | 326.33 | 326.33 | 326.33 | 326.33 | 326.33 | 326.33
CC | 2275.76 | 2275.76 | 1544.76 | 1544.76 | 1544.76 | 1263
CSP | 0 | 0 | 0 | 0 | 0 | 0
CT | 368 | 368 | 368 | 368 | 0 | 0
Coal | 669.06 | 108.73 | 0 | 0 | 0 | 0
Geo | 0 | 0 | 0 | 0 | 0 | 0
H | 15168.7 | 15863.7 | 17358.7 | 19886.51 | 20068.7 | 20068.7
LFG | 117.5 | 117.5 | 117.5 | 118 | 118 | 118
Nuc | 13018.2 | 13018.2 | 13018.2 | 13018.2 | 11988.2 | 10448.2
PS | 123 | 123 | 123 | 123 | 123 | 123
PV | 1097.26 | 1097.26 | 1097.26 | 1097.26 | 30 | 30
PeakG | 559 | 559 | 0 | 0 | 0 | 0
PeakO | 4 | 4 | 0 | 0 | 0 | 0
ST | 0 | 0 | 0 | 0 | 0 | 0
STOG | 126 | 126 | 0 | 0 | 0 | 0
STWD | 139 | 139 | 139 | 139 | 139 | 139
WT | 3963.3 | 3963.3 | 3963.3 | 3963.3 | 3660.9 | 3660.9
IGCC | 0 | 0 | 0 | 0 | 0 | 0
DemandResponse | 2048.29 | 2374.97 | 2887.27 | 2989.59 | 3095.56 | 3205.29
IGCC-CCS | 0 | 0 | 0 | 0 | 0 | 0
WT_off | 0 | 0 | 0 | 0 | 0 | 0
PseudoUnit | 0 | 0 | 0 | 87.91 | 87.91 | 87.91
FixedInterchange | 3000 | 3000 | 3000 | 3000 | 3000 | 3000
Total Installed Capacity by Reporting Type: EI
ReportingType | 2015 | 2020 | 2025 | 2030 | 2035 | 2040
BM | 1067.45 | 1237.66 | 1776.22 | 1788.96 | 1788.96 | 1644.54
CC | 216407.73 | 290048.9 | 287987.69 | 279037.3 | 283951.07 | 284427.4
CSP | 0 | 0 | 0 | 0 | 0 | 0
CT | 4691.69 | 4991.69 | 4991.69 | 4948.67 | 1817.96 | 3972.88
Coal | 128566.39 | 37556.07 | 17388.2 | 11269.84 | 10676.07 | 10492.76
Geo | 44 | 44 | 44 | 44 | 44 | 44
H | 44604.79 | 45803.79 | 49002.79 | 51560.6 | 51742.79 | 51742.79
LFG | 3575.9 | 4318.5 | 5930 | 6654 | 6654 | 6654
Nuc | 102589.56 | 106505.06 | 108815.05 | 132510.01 | 121911.08 | 129518.69
PS | 17054 | 17054 | 17054 | 17054 | 17054 | 17054
PV | 1274 | 3338.51 | 4239.98 | 4414.72 | 3328.27 | 3383.38
PeakG | 98003.5 | 98003.5 | 95766.89 | 86567.56 | 85208.35 | 83694.22
PeakO | 18474.3 | 18474.3 | 18296.3 | 16013.3 | 14745.3 | 14650.3
ST | 0 | 0 | 0 | 0 | 0 | 0
STOG | 24657.22 | 24657.22 | 16248.4 | 15177.48 | 15177.48 | 15177.48
STWD | 3119 | 3119 | 3119 | 3119 | 3119 | 3119
WT | 40901.9 | 96202.45 | 151998.52 | 184528.13 | 184294.51 | 187597.33
IGCC | 618 | 618 | 618 | 618 | 618 | 618
DemandResponse | 31755.95 | 48593.44 | 68211.33 | 70708.09 | 73304.41 | 76007.38
IGCC-CCS | 0 | 0 | 0 | 0 | 0 | 0
WT_off | 469 | 469 | 1569 | 1569 | 1301.41 | 1301.41
PseudoUnit | 0 | 0 | 2500 | 4564.4 | 4564.4 | 4564.4
FixedInterchange | 8820 | 8820 | 8820 | 8820 | 8820 | 8820
Total Installed Capacity by Reporting Type: Outside_EI
ReportingType | 2015 | 2020 | 2025 | 2030 | 2035 | 2040
BM | 183.55 | 183.55 | 183.55 | 183.55 | 183.55 | 183.55
CC | 99003.88 | 105417.24 | 106798.03 | 102036.83 | 96788.97 | 94518.79
CSP | 0 | 0 | 0 | 0 | 0 | 0
CT | 1702.1 | 1702.1 | 1702.1 | 1702.1 | 307.92 | 307.92
Coal | 31545.88 | 25626.5 | 14295.33 | 3976.79 | 3974.21 | 3968.93
Geo | 2490.2 | 4565.2 | 8994.2 | 8994.2 | 8994.2 | 8994.2
H | 61475 | 61475 | 61475 | 61475 | 61475 | 61475
LFG | 560.1 | 1770.5 | 2369 | 2369 | 2369 | 2369
Nuc | 14647.3 | 14647.3 | 14647.3 | 37154.26 | 49950.62 | 62846.08
PS | 4734 | 4734 | 4734 | 4734 | 4734 | 4734
PV | 374 | 374 | 374 | 374 | 353.5 | 353.5
PeakG | 19898.75 | 19898.75 | 19898.75 | 19898.75 | 19898.75 | 19898.75
PeakO | 652 | 652 | 652 | 652 | 652 | 652
ST | 760 | 1573.04 | 1800.81 | 1816 | 1816 | 1816
STOG | 18973.69 | 18943.3 | 15156.56 | 13021.43 | 9493.71 | 7005.74
STWD | 1832 | 1832 | 1832 | 1832 | 1832 | 1832
WT | 23102.9 | 41796.95 | 67865.05 | 76052.13 | 76734.12 | 77123.44
IGCC | 0 | 0 | 0 | 0 | 0 | 0
DemandResponse | 6107.8 | 11499.81 | 17651.23 | 18502.71 | 19381.39 | 20297.2
IGCC-CCS | 0 | 0 | 0 | 0 | 0 | 0
WT_off | 0 | 0 | 0 | 0 | 0 | 0
PseudoUnit | 0 | 0 | 0 | 0 | 0 | 0
FixedInterchange | 0 | 0 | 0 | 0 | 0 | 0
#6 | Retrofit Capacity (MW)
Retrofit Capacity by Reporting Type: Entergy
ReportingType | 2015 | 2020 | 2025 | 2030 | 2035 | 2040
FGD | 0 | 0 | 0 | 0 | 0 | 0
SNCR | 0 | 0 | 0 | 0 | 0 | 0
SCR | 0 | 0 | 0 | 0 | 0 | 0
ACI90 | 0 | 0 | 0 | 0 | 0 | 0
RPJ90 | 0 | 0 | 0 | 0 | 0 | 0
PCSEQ | 0 | 0 | 0 | 0 | 0 | 0
Retrofit Capacity by Reporting Type: FRCC
ReportingType | 2015 | 2020 | 2025 | 2030 | 2035 | 2040
FGD | 0 | 0 | 0 | 0 | 0 | 0
SNCR | 0 | 0 | 0 | 0 | 0 | 0
SCR | 1898 | 0 | 0 | 0 | 0 | 0
ACI90 | 0 | 0 | 0 | 0 | 0 | 0
RPJ90 | 0 | 626 | 0 | 0 | 0 | 0
PCSEQ | 0 | 0 | 0 | 0 | 0 | 0
Retrofit Capacity by Reporting Type: MAPP_US
ReportingType | 2015 | 2020 | 2025 | 2030 | 2035 | 2040
FGD | 221 | 0 | 0 | 0 | 0 | 0
SNCR | 0 | 0 | 0 | 0 | 0 | 0
SCR | 0 | 0 | 0 | 0 | 0 | 0
ACI90 | 0 | 0 | 0 | 0 | 0 | 0
RPJ90 | 0 | 1003.38 | 0 | 0 | 0 | 0
PCSEQ | 0 | 0 | 0 | 0 | 0 | 0
Retrofit Capacity by Reporting Type: MISO_IN
ReportingType | 2015 | 2020 | 2025 | 2030 | 2035 | 2040
FGD | 0 | 0 | 0 | 0 | 0 | 0
SNCR | 0 | 0 | 0 | 0 | 0 | 0
SCR | 0 | 0 | 0 | 0 | 0 | 0
ACI90 | 0 | 0 | 0 | 0 | 0 | 0
RPJ90 | 0 | 0 | 0 | 0 | 0 | 0
PCSEQ | 0 | 0 | 0 | 0 | 0 | 0
Retrofit Capacity by Reporting Type: MISO_MI
ReportingType | 2015 | 2020 | 2025 | 2030 | 2035 | 2040
FGD | 0 | 0 | 0 | 0 | 0 | 0
SNCR | 0 | 0 | 0 | 0 | 0 | 0
SCR | 355 | 0 | 0 | 0 | 0 | 0
ACI90 | 0 | 0 | 0 | 0 | 0 | 0
RPJ90 | 0 | 0 | 0 | 0 | 0 | 0
PCSEQ | 0 | 0 | 0 | 0 | 0 | 0
Retrofit Capacity by Reporting Type: MISO_MO-IL
ReportingType | 2015 | 2020 | 2025 | 2030 | 2035 | 2040
FGD | 0 | 0 | 0 | 0 | 0 | 0
SNCR | 0 | 0 | 0 | 0 | 0 | 0
SCR | 400 | 200 | 200 | 200 | 200 | 200
ACI90 | 0 | 0 | 0 | 0 | 0 | 0
RPJ90 | 1683 | 438 | 0 | 0 | 0 | 0
PCSEQ | 0 | 0 | 2.7 | 72.06 | 72.06 | 72.06
Retrofit Capacity by Reporting Type: MISO_W
ReportingType | 2015 | 2020 | 2025 | 2030 | 2035 | 2040
FGD | 0 | 0 | 0 | 0 | 0 | 0
SNCR | 0 | 0 | 0 | 0 | 0 | 0
SCR | 612.63 | 0 | 0 | 0 | 0 | 0
ACI90 | 0 | 0 | 0 | 0 | 0 | 0
RPJ90 | 2301.83 | 4011 | 1227.96 | 964.01 | 800 | 800
PCSEQ | 0 | 0 | 419.7 | 570.28 | 570.28 | 570.28
Retrofit Capacity by Reporting Type: MISO_WUMS
ReportingType | 2015 | 2020 | 2025 | 2030 | 2035 | 2040
FGD | 1135 | 0 | 0 | 0 | 0 | 0
SNCR | 0 | 0 | 0 | 0 | 0 | 0
SCR | 2163.79 | 0.19 | 0.19 | 0.19 | 0 | 0
ACI90 | 0 | 0 | 0 | 0 | 0 | 0
RPJ90 | 1740.2 | 537 | 537 | 537 | 537 | 537
PCSEQ | 0 | 0 | 75.42 | 193.48 | 193.48 | 193.48
Retrofit Capacity by Reporting Type: Nebraska
ReportingType | 2015 | 2020 | 2025 | 2030 | 2035 | 2040
FGD | 0 | 0 | 0 | 0 | 0 | 0
SNCR | 0 | 0 | 0 | 0 | 0 | 0
SCR | 0 | 0 | 0 | 0 | 0 | 0
ACI90 | 0 | 0 | 0 | 0 | 0 | 0
RPJ90 | 1364.4 | 682.2 | 682.2 | 682.2 | 682.2 | 682.2
PCSEQ | 0 | 269.73 | 395.95 | 593.39 | 682.2 | 682.2
Retrofit Capacity by Reporting Type: NEISO
ReportingType | 2015 | 2020 | 2025 | 2030 | 2035 | 2040
FGD | 320 | 0 | 0 | 0 | 0 | 0
SNCR | 0 | 0 | 0 | 0 | 0 | 0
SCR | 0 | 0 | 0 | 0 | 0 | 0
ACI90 | 0 | 0 | 0 | 0 | 0 | 0
RPJ90 | 870.93 | 0 | 0 | 0 | 0 | 0
PCSEQ | 0 | 0 | 0 | 0 | 0 | 0
Retrofit Capacity by Reporting Type: NonRTO_Midwest
ReportingType | 2015 | 2020 | 2025 | 2030 | 2035 | 2040
FGD | 1403 | 0 | 0 | 0 | 0 | 0
SNCR | 0 | 0 | 0 | 0 | 0 | 0
SCR | 1463.8 | 731.9 | 731.9 | 731.9 | 598.23 | 414.93
ACI90 | 0 | 0 | 0 | 0 | 0 | 0
RPJ90 | 0 | 2174.22 | 1402.78 | 10.24 | 0 | 0
PCSEQ | 0 | 0 | 215.54 | 215.54 | 215.54 | 215.54
Retrofit Capacity by Reporting Type: NYISO_A-F
ReportingType | 2015 | 2020 | 2025 | 2030 | 2035 | 2040
FGD | 0 | 0 | 0 | 0 | 0 | 0
SNCR | 0 | 0 | 0 | 0 | 0 | 0
SCR | 0 | 0 | 0 | 0 | 0 | 0
ACI90 | 0 | 0 | 0 | 0 | 0 | 0
RPJ90 | 486.3 | 0 | 0 | 0 | 0 | 0
PCSEQ | 0 | 0 | 0 | 0 | 0 | 0
Retrofit Capacity by Reporting Type: NYISO_G-I
ReportingType | 2015 | 2020 | 2025 | 2030 | 2035 | 2040
FGD | 0 | 0 | 0 | 0 | 0 | 0
SNCR | 0 | 0 | 0 | 0 | 0 | 0
SCR | 0 | 0 | 0 | 0 | 0 | 0
ACI90 | 0 | 0 | 0 | 0 | 0 | 0
RPJ90 | 0 | 0 | 0 | 0 | 0 | 0
PCSEQ | 0 | 0 | 0 | 0 | 0 | 0
Retrofit Capacity by Reporting Type: NYISO_J-K
ReportingType | 2015 | 2020 | 2025 | 2030 | 2035 | 2040
FGD | 0 | 0 | 0 | 0 | 0 | 0
SNCR | 0 | 0 | 0 | 0 | 0 | 0
SCR | 0 | 0 | 0 | 0 | 0 | 0
ACI90 | 0 | 0 | 0 | 0 | 0 | 0
RPJ90 | 0 | 0 | 0 | 0 | 0 | 0
PCSEQ | 0 | 0 | 0 | 0 | 0 | 0
Retrofit Capacity by Reporting Type: PJM_E
ReportingType | 2015 | 2020 | 2025 | 2030 | 2035 | 2040
FGD | 0 | 0 | 0 | 0 | 0 | 0
SNCR | 0 | 0 | 0 | 0 | 0 | 0
SCR | 568 | 0 | 0 | 0 | 0 | 0
ACI90 | 0 | 0 | 0 | 0 | 0 | 0
RPJ90 | 1784 | 0 | 0 | 0 | 0 | 0
PCSEQ | 0 | 0 | 0 | 0 | 0 | 0
Retrofit Capacity by Reporting Type: PJM_ROM
ReportingType | 2015 | 2020 | 2025 | 2030 | 2035 | 2040
FGD | 0 | 0 | 0 | 0 | 0 | 0
SNCR | 0 | 0 | 0 | 0 | 0 | 0
SCR | 341 | 0 | 0 | 0 | 0 | 0
ACI90 | 0 | 0 | 0 | 0 | 0 | 0
RPJ90 | 1286 | 521 | 0 | 0 | 0 | 0
PCSEQ | 0 | 0 | 0 | 0 | 0 | 0
Retrofit Capacity by Reporting Type: PJM_ROR
ReportingType | 2015 | 2020 | 2025 | 2030 | 2035 | 2040
FGD | 0 | 0 | 0 | 0 | 0 | 0
SNCR | 0 | 0 | 0 | 0 | 0 | 0
SCR | 1200 | 0 | 0 | 0 | 0 | 0
ACI90 | 0 | 0 | 0 | 0 | 0 | 0
RPJ90 | 0 | 5394.57 | 0 | 0 | 0 | 0
PCSEQ | 0 | 0 | 0 | 0 | 0 | 0
Retrofit Capacity by Reporting Type: SOCO
ReportingType | 2015 | 2020 | 2025 | 2030 | 2035 | 2040
FGD | 4088.7 | 0 | 0 | 0 | 0 | 0
SNCR | 0 | 0 | 0 | 0 | 0 | 0
SCR | 3404.7 | 0 | 0 | 0 | 0 | 0
ACI90 | 0 | 0 | 0 | 0 | 0 | 0
RPJ90 | 6809.4 | 691.3 | 0 | 0 | 0 | 0
PCSEQ | 0 | 0 | 0 | 0 | 0 | 0
Retrofit Capacity by Reporting Type: SPP_N
ReportingType | 2015 | 2020 | 2025 | 2030 | 2035 | 2040
FGD | 0 | 0 | 0 | 0 | 0 | 0
SNCR | 0 | 0 | 0 | 0 | 0 | 0
SCR | 0 | 0 | 0 | 0 | 0 | 0
ACI90 | 0 | 0 | 0 | 0 | 0 | 0
RPJ90 | 1302 | 2463 | 285.66 | 285.66 | 0 | 0
PCSEQ | 0 | 0 | 0 | 0 | 0 | 0
Retrofit Capacity by Reporting Type: SPP_S
ReportingType | 2015 | 2020 | 2025 | 2030 | 2035 | 2040
FGD | 0 | 1774 | 0 | 0 | 0 | 0
SNCR | 0 | 0 | 0 | 0 | 0 | 0
SCR | 0 | 0 | 0 | 0 | 0 | 0
ACI90 | 0 | 0 | 0 | 0 | 0 | 0
RPJ90 | 0 | 1774 | 0 | 0 | 0 | 0
PCSEQ | 0 | 0 | 0 | 0 | 0 | 0
Retrofit Capacity by Reporting Type: TVA
ReportingType | 2015 | 2020 | 2025 | 2030 | 2035 | 2040
FGD | 0 | 0 | 0 | 0 | 0 | 0
SNCR | 0 | 0 | 0 | 0 | 0 | 0
SCR | 0 | 0 | 0 | 0 | 0 | 0
ACI90 | 0 | 0 | 0 | 0 | 0 | 0
RPJ90 | 0 | 2626.87 | 792.61 | 0 | 0 | 0
PCSEQ | 0 | 0 | 0 | 0 | 0 | 0
Retrofit Capacity by Reporting Type: TVA_Transmission
ReportingType | 2015 | 2020 | 2025 | 2030 | 2035 | 2040
FGD | 0 | 0 | 0 | 0 | 0 | 0
SNCR | 0 | 0 | 0 | 0 | 0 | 0
SCR | 0 | 0 | 0 | 0 | 0 | 0
ACI90 | 0 | 0 | 0 | 0 | 0 | 0
RPJ90 | 0 | 0 | 0 | 0 | 0 | 0
PCSEQ | 0 | 0 | 0 | 0 | 0 | 0
Retrofit Capacity by Reporting Type: VACAR
ReportingType | 2015 | 2020 | 2025 | 2030 | 2035 | 2040
FGD | 0 | 0 | 0 | 0 | 0 | 0
SNCR | 0 | 0 | 0 | 0 | 0 | 0
SCR | 0 | 0 | 0 | 0 | 0 | 0
ACI90 | 0 | 0 | 0 | 0 | 0 | 0
RPJ90 | 0 | 3574.27 | 2899.27 | 0 | 0 | 0
PCSEQ | 0 | 0 | 0 | 0 | 0 | 0
Retrofit Capacity by Reporting Type: IESO
ReportingType | 2015 | 2020 | 2025 | 2030 | 2035 | 2040
FGD | 0 | 0 | 0 | 0 | 0 | 0
SNCR | 0 | 0 | 0 | 0 | 0 | 0
SCR | 0 | 0 | 0 | 0 | 0 | 0
ACI90 | 0 | 0 | 0 | 0 | 0 | 0
RPJ90 | 0 | 0 | 0 | 0 | 0 | 0
PCSEQ | 0 | 0 | 0 | 0 | 0 | 0
Retrofit Capacity by Reporting Type: MAPP_CA
ReportingType | 2015 | 2020 | 2025 | 2030 | 2035 | 2040
FGD | 0 | 0 | 0 | 0 | 0 | 0
SNCR | 0 | 0 | 0 | 0 | 0 | 0
SCR | 0 | 0 | 0 | 0 | 0 | 0
ACI90 | 0 | 0 | 0 | 0 | 0 | 0
RPJ90 | 0 | 0 | 0 | 0 | 0 | 0
PCSEQ | 0 | 0 | 0 | 0 | 0 | 0
Retrofit Capacity by Reporting Type: AZ_NM_SNV_Coal
ReportingType | 2015 | 2020 | 2025 | 2030 | 2035 | 2040
FGD | 384 | 0 | 0 | 0 | 0 | 0
SNCR | 0 | 0 | 0 | 0 | 0 | 0
SCR | 800 | 400 | 400 | 0 | 0 | 0
ACI90 | 0 | 0 | 0 | 0 | 0 | 0
RPJ90 | 3286 | 6056.13 | 3398.95 | 0 | 0 | 0
PCSEQ | 0 | 0 | 0 | 0 | 0 | 0
Retrofit Capacity by Reporting Type: AZ_NM_SNV_Gas
ReportingType | 2015 | 2020 | 2025 | 2030 | 2035 | 2040
FGD | 0 | 0 | 0 | 0 | 0 | 0
SNCR | 0 | 0 | 0 | 0 | 0 | 0
SCR | 0 | 0 | 0 | 0 | 0 | 0
ACI90 | 0 | 0 | 0 | 0 | 0 | 0
RPJ90 | 0 | 0 | 0 | 0 | 0 | 0
PCSEQ | 0 | 0 | 0 | 0 | 0 | 0
Retrofit Capacity by Reporting Type: AZ_NM_SNV_NucRenew
ReportingType | 2015 | 2020 | 2025 | 2030 | 2035 | 2040
FGD | 0 | 0 | 0 | 0 | 0 | 0
SNCR | 0 | 0 | 0 | 0 | 0 | 0
SCR | 0 | 0 | 0 | 0 | 0 | 0
ACI90 | 0 | 0 | 0 | 0 | 0 | 0
RPJ90 | 0 | 0 | 0 | 0 | 0 | 0
PCSEQ | 0 | 0 | 0 | 0 | 0 | 0
Retrofit Capacity by Reporting Type: ERCOT
ReportingType | 2015 | 2020 | 2025 | 2030 | 2035 | 2040
FGD | 0 | 0 | 0 | 0 | 0 | 0
SNCR | 0 | 0 | 0 | 0 | 0 | 0
SCR | 3515 | 785 | 67.69 | 67.69 | 65.11 | 59.83
ACI90 | 0 | 0 | 0 | 0 | 0 | 0
RPJ90 | 6558 | 1345 | 67.69 | 67.69 | 65.11 | 59.83
PCSEQ | 0 | 0 | 42.65 | 42.65 | 42.65 | 42.65
Retrofit Capacity by Reporting Type: NP15
ReportingType | 2015 | 2020 | 2025 | 2030 | 2035 | 2040
FGD | 0 | 0 | 0 | 0 | 0 | 0
SNCR | 0 | 0 | 0 | 0 | 0 | 0
SCR | 0 | 0 | 0 | 0 | 0 | 0
ACI90 | 0 | 0 | 0 | 0 | 0 | 0
RPJ90 | 0 | 0 | 0 | 0 | 0 | 0
PCSEQ | 0 | 0 | 0 | 0 | 0 | 0
Retrofit Capacity by Reporting Type: NWPP_Coal
ReportingType | 2015 | 2020 | 2025 | 2030 | 2035 | 2040
FGD | 0 | 0 | 0 | 0 | 0 | 0
SNCR | 0 | 0 | 0 | 0 | 0 | 0
SCR | 0 | 0 | 0 | 0 | 0 | 0
ACI90 | 0 | 0 | 0 | 0 | 0 | 0
RPJ90 | 453.6 | 4449.05 | 226.8 | 226.8 | 226.8 | 226.8
PCSEQ | 0 | 0 | 226.8 | 226.8 | 226.8 | 226.8
Retrofit Capacity by Reporting Type: NWPP_Gas
ReportingType | 2015 | 2020 | 2025 | 2030 | 2035 | 2040
FGD | 0 | 0 | 0 | 0 | 0 | 0
SNCR | 0 | 0 | 0 | 0 | 0 | 0
SCR | 0 | 0 | 0 | 0 | 0 | 0
ACI90 | 0 | 0 | 0 | 0 | 0 | 0
RPJ90 | 0 | 0 | 0 | 0 | 0 | 0
PCSEQ | 0 | 0 | 0 | 0 | 0 | 0
Retrofit Capacity by Reporting Type: NWPP_NucRenew
ReportingType | 2015 | 2020 | 2025 | 2030 | 2035 | 2040
FGD | 0 | 0 | 0 | 0 | 0 | 0
SNCR | 0 | 0 | 0 | 0 | 0 | 0
SCR | 0 | 0 | 0 | 0 | 0 | 0
ACI90 | 0 | 0 | 0 | 0 | 0 | 0
RPJ90 | 0 | 0 | 0 | 0 | 0 | 0
PCSEQ | 0 | 0 | 0 | 0 | 0 | 0
Retrofit Capacity by Reporting Type: RMPA
ReportingType | 2015 | 2020 | 2025 | 2030 | 2035 | 2040
FGD | 0 | 713 | 0 | 0 | 0 | 0
SNCR | 0 | 0 | 0 | 0 | 0 | 0
SCR | 1554.6 | 777.3 | 777.3 | 777.3 | 777.3 | 777.3
ACI90 | 0 | 0 | 0 | 0 | 0 | 0
RPJ90 | 2874.6 | 4624.3 | 1551.06 | 777.3 | 777.3 | 777.3
PCSEQ | 0 | 0 | 633.87 | 633.87 | 633.87 | 633.87
Retrofit Capacity by Reporting Type: SP15
ReportingType | 2015 | 2020 | 2025 | 2030 | 2035 | 2040
FGD | 0 | 0 | 0 | 0 | 0 | 0
SNCR | 0 | 0 | 0 | 0 | 0 | 0
SCR | 0 | 0 | 0 | 0 | 0 | 0
ACI90 | 0 | 0 | 0 | 0 | 0 | 0
RPJ90 | 0 | 101.2 | 0 | 0 | 0 | 0
PCSEQ | 0 | 0 | 0 | 0 | 0 | 0
Retrofit Capacity by Reporting Type: ALB
ReportingType | 2015 | 2020 | 2025 | 2030 | 2035 | 2040
FGD | 0 | 0 | 0 | 0 | 0 | 0
SNCR | 0 | 0 | 0 | 0 | 0 | 0
SCR | 0 | 0 | 0 | 0 | 0 | 0
ACI90 | 0 | 0 | 0 | 0 | 0 | 0
RPJ90 | 0 | 0 | 0 | 0 | 0 | 0
PCSEQ | 0 | 0 | 0 | 0 | 0 | 0
Retrofit Capacity by Reporting Type: BC
ReportingType | 2015 | 2020 | 2025 | 2030 | 2035 | 2040
FGD | 0 | 0 | 0 | 0 | 0 | 0
SNCR | 0 | 0 | 0 | 0 | 0 | 0
SCR | 0 | 0 | 0 | 0 | 0 | 0
ACI90 | 0 | 0 | 0 | 0 | 0 | 0
RPJ90 | 0 | 0 | 0 | 0 | 0 | 0
PCSEQ | 0 | 0 | 0 | 0 | 0 | 0
Retrofit Capacity by Reporting Type: HQ_IESO
ReportingType | 2015 | 2020 | 2025 | 2030 | 2035 | 2040
FGD | 0 | 0 | 0 | 0 | 0 | 0
SNCR | 0 | 0 | 0 | 0 | 0 | 0
SCR | 0 | 0 | 0 | 0 | 0 | 0
ACI90 | 0 | 0 | 0 | 0 | 0 | 0
RPJ90 | 0 | 0 | 0 | 0 | 0 | 0
PCSEQ | 0 | 0 | 0 | 0 | 0 | 0
Retrofit Capacity by Reporting Type: HQ_NEISO
ReportingType | 2015 | 2020 | 2025 | 2030 | 2035 | 2040
FGD | 0 | 0 | 0 | 0 | 0 | 0
SNCR | 0 | 0 | 0 | 0 | 0 | 0
SCR | 0 | 0 | 0 | 0 | 0 | 0
ACI90 | 0 | 0 | 0 | 0 | 0 | 0
RPJ90 | 0 | 0 | 0 | 0 | 0 | 0
PCSEQ | 0 | 0 | 0 | 0 | 0 | 0
Retrofit Capacity by Reporting Type: HQ_NY
ReportingType | 2015 | 2020 | 2025 | 2030 | 2035 | 2040
FGD | 0 | 0 | 0 | 0 | 0 | 0
SNCR | 0 | 0 | 0 | 0 | 0 | 0
SCR | 0 | 0 | 0 | 0 | 0 | 0
ACI90 | 0 | 0 | 0 | 0 | 0 | 0
RPJ90 | 0 | 0 | 0 | 0 | 0 | 0
PCSEQ | 0 | 0 | 0 | 0 | 0 | 0
Retrofit Capacity by Reporting Type: MARITIMES
ReportingType | 2015 | 2020 | 2025 | 2030 | 2035 | 2040
FGD | 0 | 0 | 0 | 0 | 0 | 0
SNCR | 0 | 0 | 0 | 0 | 0 | 0
SCR | 0 | 0 | 0 | 0 | 0 | 0
ACI90 | 0 | 0 | 0 | 0 | 0 | 0
RPJ90 | 0 | 0 | 0 | 0 | 0 | 0
PCSEQ | 0 | 0 | 0 | 0 | 0 | 0
Retrofit Capacity by Reporting Type: All
ReportingType | 2015 | 2020 | 2025 | 2030 | 2035 | 2040
FGD | 7551.7 | 2487 | 0 | 0 | 0 | 0
SNCR | 0 | 0 | 0 | 0 | 0 | 0
SCR | 18276.52 | 2894.39 | 2177.08 | 1777.08 | 1640.65 | 1452.06
ACI90 | 0 | 0 | 0 | 0 | 0 | 0
RPJ90 | 32800.26 | 43092.5 | 13071.98 | 3550.91 | 3088.42 | 3083.14
PCSEQ | 0 | 269.73 | 2012.63 | 2548.08 | 2636.89 | 2636.89
Retrofit Capacity by Reporting Type: EI_US
ReportingType | 2015 | 2020 | 2025 | 2030 | 2035 | 2040
FGD | 7167.7 | 1774 | 0 | 0 | 0 | 0
SNCR | 0 | 0 | 0 | 0 | 0 | 0
SCR | 12406.92 | 932.09 | 932.09 | 932.09 | 798.23 | 614.93
ACI90 | 0 | 0 | 0 | 0 | 0 | 0
RPJ90 | 19628.06 | 26516.83 | 7827.48 | 2479.12 | 2019.21 | 2019.21
PCSEQ | 0 | 269.73 | 1109.31 | 1644.76 | 1733.57 | 1733.57
Retrofit Capacity by Reporting Type: EI_Canada
ReportingType | 2015 | 2020 | 2025 | 2030 | 2035 | 2040
FGD | 0 | 0 | 0 | 0 | 0 | 0
SNCR | 0 | 0 | 0 | 0 | 0 | 0
SCR | 0 | 0 | 0 | 0 | 0 | 0
ACI90 | 0 | 0 | 0 | 0 | 0 | 0
RPJ90 | 0 | 0 | 0 | 0 | 0 | 0
PCSEQ | 0 | 0 | 0 | 0 | 0 | 0
Retrofit Capacity by Reporting Type: EI
ReportingType | 2015 | 2020 | 2025 | 2030 | 2035 | 2040
FGD | 7167.7 | 1774 | 0 | 0 | 0 | 0
SNCR | 0 | 0 | 0 | 0 | 0 | 0
SCR | 12406.92 | 932.09 | 932.09 | 932.09 | 798.23 | 614.93
ACI90 | 0 | 0 | 0 | 0 | 0 | 0
RPJ90 | 19628.06 | 26516.83 | 7827.48 | 2479.12 | 2019.21 | 2019.21
PCSEQ | 0 | 269.73 | 1109.31 | 1644.76 | 1733.57 | 1733.57
Retrofit Capacity by Reporting Type: Outside_EI
ReportingType | 2015 | 2020 | 2025 | 2030 | 2035 | 2040
FGD | 384 | 713 | 0 | 0 | 0 | 0
SNCR | 0 | 0 | 0 | 0 | 0 | 0
SCR | 5869.6 | 1962.3 | 1244.99 | 844.99 | 842.41 | 837.13
ACI90 | 0 | 0 | 0 | 0 | 0 | 0
RPJ90 | 13172.2 | 16575.68 | 5244.5 | 1071.79 | 1069.21 | 1063.93
PCSEQ | 0 | 0 | 903.32 | 903.32 | 903.32 | 903.32
#7 | Reserve Margin (MW)
Reserve Margin Data: ALB
| 2015 | 2020 | 2025 | 2030 | 2035 | 2040
a. Peak Demand | 9181.37 | 9515.81 | 9741.03 | 10539.59 | 10511.17 | 10894.89
b. Peak Demand + Reserve Margin | 10834.02 | 11228.65 | 11494.41 | 12436.71 | 12403.18 | 12855.97
c. DR MW | 105.16 | 361.08 | 660.83 | 708.64 | 759.9 | 814.88
d. Capacity Credit | 10972.74 | 11228.65 | 11528.4 | 12436.71 | 12403.18 | 12855.97
Reserve Margin Data: BC
| 2015 | 2020 | 2025 | 2030 | 2035 | 2040
a. Peak Demand | 11225.55 | 11381.05 | 11396.67 | 12062.39 | 11767.86 | 11931.79
b. Peak Demand + Reserve Margin | 13246.15 | 13429.64 | 13448.08 | 14233.62 | 13886.07 | 14079.51
c. DR MW | 0.01 | 264.69 | 555.31 | 582.51 | 611.05 | 640.98
d. Capacity Credit | 13338.18 | 13602.86 | 13893.48 | 14389.96 | 14486.86 | 14187.96
Reserve Margin Data: ENT
| 2015 | 2020 | 2025 | 2030 | 2035 | 2040
a. Peak Demand | 31634.41 | 30708.05 | 30365.16 | 28510.79 | 27086.39 | 28230.18
b. Peak Demand + Reserve Margin | 36063.22 | 35007.18 | 34616.28 | 32502.31 | 30878.48 | 32182.41
c. DR MW | 301.55 | 1538.95 | 2854.33 | 2930.78 | 3009.27 | 3089.87
d. Capacity Credit | 36063.22 | 35007.18 | 34616.28 | 32502.31 | 30878.48 | 32182.41
Reserve Margin Data: ERCOT
| 2015 | 2020 | 2025 | 2030 | 2035 | 2040
a. Peak Demand | 68229.3 | 69451.1 | 69569.82 | 68940.45 | 68917.28 | 69525.49
b. Peak Demand + Reserve Margin | 76757.96 | 78132.49 | 78266.05 | 77558 | 77531.94 | 78216.17
c. DR MW | 740.81 | 3617.73 | 6720.3 | 6926.25 | 7155.61 | 7391.29
d. Capacity Credit | 76757.96 | 78132.49 | 78266.05 | 77558 | 77531.94 | 78216.17
Reserve Margin Data: FRCC
| 2015 | 2020 | 2025 | 2030 | 2035 | 2040
a. Peak Demand | 49725.75 | 49833.01 | 52804.36 | 53044.46 | 51283.38 | 54997.97
b. Peak Demand + Reserve Margin | 57681.87 | 57806.29 | 61253.06 | 61531.57 | 59488.72 | 63797.65
c. DR MW | 2734.45 | 3962.85 | 5527.63 | 5878.95 | 6252.59 | 6649.99
d. Capacity Credit | 57681.87 | 57806.29 | 61253.06 | 61531.57 | 59488.72 | 63797.65
Reserve Margin Data: IESO
| 2015 | 2020 | 2025 | 2030 | 2035 | 2040
a. Peak Demand | 21596.16 | 20650.12 | 20392.13 | 21284.45 | 20477.21 | 20474.97
b. Peak Demand + Reserve Margin | 25267.51 | 24160.64 | 23858.79 | 24902.8 | 23958.33 | 23955.71
c. DR MW | 1958.79 | 2066.83 | 2340.54 | 2421.21 | 2504.65 | 2590.98
d. Capacity Credit | 26708.65 | 26816.69 | 27090.4 | 27239.37 | 25786.84 | 24333.16
Reserve Margin Data: MAPP_CA
| 2015 | 2020 | 2025 | 2030 | 2035 | 2040
a. Peak Demand | 8035.11 | 8350.57 | 8287.28 | 8692.95 | 8404.88 | 8445.78
b. Peak Demand + Reserve Margin | 8999.32 | 9352.64 | 9281.75 | 9736.11 | 9413.46 | 9459.27
c. DR MW | 89.5 | 308.14 | 546.73 | 568.39 | 590.9 | 614.31
d. Capacity Credit | 8999.32 | 9352.64 | 9557.5 | 12039.16 | 12028.41 | 11770.06
Reserve Margin Data: MAPP_US
| 2015 | 2020 | 2025 | 2030 | 2035 | 2040
a. Peak Demand | 5129.44 | 5491.37 | 5428.86 | 5639.95 | 5683.4 | 5723.89
b. Peak Demand + Reserve Margin | 5847.56 | 6260.17 | 6188.9 | 6429.54 | 6479.08 | 6525.23
c. DR MW | 59 | 199.4 | 353.8 | 367.81 | 382.38 | 397.53
d. Capacity Credit | 5847.56 | 6260.17 | 6243.74 | 6429.54 | 6479.08 | 6525.23
Reserve Margin Data: NEISO
| 2015 | 2020 | 2025 | 2030 | 2035 | 2040
a. Peak Demand | 28416.17 | 26403.91 | 26008.78 | 25551.91 | 26477.35 | 25679.87
b. Peak Demand + Reserve Margin | 32962.76 | 30628.53 | 30170.18 | 29640.22 | 30713.72 | 29788.64
c. DR MW | 3092.4 | 3627.72 | 4230.66 | 4257.78 | 4282.5 | 4307.35
d. Capacity Credit | 32962.76 | 30628.53 | 30170.18 | 32375.96 | 30713.72 | 29858.55
Reserve Margin Data: NonRTO_Midwest
| 2015 | 2020 | 2025 | 2030 | 2035 | 2040
a. Peak Demand | 11412.35 | 11569.49 | 11884.9 | 10957.56 | 11262.84 | 11807.74
b. Peak Demand + Reserve Margin | 13010.07 | 13189.22 | 13548.79 | 12491.62 | 12839.64 | 13460.82
c. DR MW | 193.98 | 453.37 | 727.88 | 745.89 | 764.35 | 783.26
d. Capacity Credit | 13010.07 | 13189.22 | 13548.79 | 12491.62 | 12839.64 | 13460.82
Reserve Margin Data: NYISO_J-K
| 2015 | 2020 | 2025 | 2030 | 2035 | 2040
a. Peak Demand | 14770.7 | 15573.29 | 15898.98 | 16038 | 15901.54 | 16023.59
b. Peak Demand + Reserve Margin | 13589.04 | 14327.43 | 14627.07 | 14754.96 | 14629.41 | 14741.7
c. DR MW | 1319.07 | 1502.66 | 1718.62 | 1795.58 | 1875.99 | 1960
d. Capacity Credit | 14227.52 | 14411.11 | 14627.07 | 14778.36 | 14849.17 | 14933.18
Reserve Margin Data: PJM_E
| 2015 | 2020 | 2025 | 2030 | 2035 | 2040
a. Peak Demand | 29437.08 | 26957.84 | 26749.84 | 27161.45 | 27329.4 | 27784.97
b. Peak Demand + Reserve Margin | 28789.47 | 26364.77 | 26161.35 | 26563.9 | 26728.15 | 27173.7
c. DR MW | 1256.73 | 1718.17 | 2388.62 | 2469.72 | 2553.57 | 2640.27
d. Capacity Credit | 33475.65 | 32887.49 | 31046.45 | 31101.35 | 28961.2 | 27873.9
Reserve Margin Data: RMPA
| 2015 | 2020 | 2025 | 2030 | 2035 | 2040
a. Peak Demand | 12677.75 | 13837.46 | 12883.21 | 14032.71 | 14032.7 | 14320.28
b. Peak Demand + Reserve Margin | 14452.64 | 15774.71 | 14686.86 | 15997.29 | 15997.28 | 16325.12
c. DR MW | 486.05 | 622.89 | 804.5 | 856.88 | 912.57 | 971.91
d. Capacity Credit | 14837.9 | 15774.71 | 14686.86 | 15997.29 | 15997.28 | 16325.12
Reserve Margin Data: SOCO
| 2015 | 2020 | 2025 | 2030 | 2035 | 2040
a. Peak Demand | 48917.72 | 53536.94 | 53834.26 | 54220.95 | 53676.14 | 52835.67
b. Peak Demand + Reserve Margin | 55766.2 | 61032.11 | 61371.05 | 61811.89 | 61190.8 | 60232.67
c. DR MW | 2570.49 | 4773.97 | 7215.46 | 7512.46 | 7821.68 | 8143.63
d. Capacity Credit | 55766.2 | 61032.11 | 61371.05 | 61811.88 | 61190.8 | 60232.67
Reserve Margin Data: TVA
| 2015 | 2020 | 2025 | 2030 | 2035 | 2040
a. Peak Demand | 32046.86 | 35066.33 | 34262.05 | 33668.55 | 35751.86 | 35044.36
b. Peak Demand + Reserve Margin | 36853.89 | 40326.28 | 39401.36 | 38718.83 | 41114.64 | 40301.02
c. DR MW | 1805 | 2555.95 | 3357.9 | 3440.97 | 3526.11 | 3613.35
d. Capacity Credit | 36853.89 | 40326.28 | 39401.36 | 38718.83 | 41114.64 | 40301.02
Reserve Margin Data: VACAR
| 2015 | 2020 | 2025 | 2030 | 2035 | 2040
a. Peak Demand | 49895.42 | 52403.03 | 53541.25 | 53758.95 | 53001.52 | 54775.11
b. Peak Demand + Reserve Margin | 56880.77 | 59739.45 | 61037.02 | 61285.2 | 60421.73 | 62443.63
c. DR MW | 2339.28 | 3868.22 | 5651.52 | 5928.05 | 6218.12 | 6522.37
d. Capacity Credit | 56880.77 | 59739.45 | 61037.02 | 61285.2 | 60421.73 | 62443.63
Reserve Margin Data: AZ_NM_SNV
| 2015 | 2020 | 2025 | 2030 | 2035 | 2040
a. Peak Demand | 26478.97 | 29587.47 | 30300.18 | 30625.14 | 32130.99 | 32130.99
b. Peak Demand + Reserve Margin | 30636.17 | 34232.7 | 35057.31 | 35433.29 | 37175.56 | 37175.55
c. DR MW | 334.55 | 1076.71 | 1928.33 | 2059.84 | 2196.64 | 2344.36
d. Capacity Credit | 30636.17 | 34232.7 | 35057.31 | 35433.29 | 37175.56 | 37175.55
Reserve Margin Data: CA
| 2015 | 2020 | 2025 | 2030 | 2035 | 2040
a. Peak Demand | 62369.58 | 66254.09 | 67147.73 | 69917.77 | 71670.91 | 75639.37
b. Peak Demand + Reserve Margin | 72722.93 | 77252.26 | 78294.26 | 81524.12 | 83568.28 | 88195.5
c. DR MW | 4441.2 | 4603.38 | 4993.26 | 5277.46 | 5551.88 | 5835.06
d. Capacity Credit | 72722.93 | 77252.26 | 78294.26 | 81524.12 | 83568.28 | 88195.5
Reserve Margin Data: MISO
| 2015 | 2020 | 2025 | 2030 | 2035 | 2040
a. Peak Demand | 92771.39 | 93609.81 | 100435.65 | 101785.09 | 97786.79 | 101382.85
b. Peak Demand + Reserve Margin | 108913.62 | 109897.91 | 117911.45 | 119495.7 | 114801.69 | 119023.46
c. DR MW | 6024.78 | 8117.79 | 10669.2 | 11079.6 | 11505.92 | 11948.8
d. Capacity Credit | 108913.62 | 109897.91 | 117911.45 | 119495.7 | 114801.69 | 119023.46
Reserve Margin Data: NWPP
| 2015 | 2020 | 2025 | 2030 | 2035 | 2040
a. Peak Demand | 36159.13 | 38275.33 | 39293.31 | 39990.2 | 39990.2 | 43276.5
b. Peak Demand + Reserve Margin | 42667.78 | 45164.89 | 46366.11 | 47188.43 | 47188.44 | 51066.27
c. DR MW | 0.01 | 953.34 | 1988.72 | 2091.14 | 2193.74 | 2298.72
d. Capacity Credit | 48167.13 | 49737.26 | 48943.13 | 51457.92 | 51233.04 | 54530.88
Reserve Margin Data: NYISO
| 2015 | 2020 | 2025 | 2030 | 2035 | 2040
a. Peak Demand | 28540.06 | 30358.42 | 30861.79 | 31331.41 | 30533.94 | 30615.37
b. Peak Demand + Reserve Margin | 33249.17 | 35367.56 | 35953.98 | 36501.09 | 35572.04 | 35666.91
c. DR MW | 2565.83 | 2901.13 | 3296.24 | 3421.43 | 3551.63 | 3687.07
d. Capacity Credit | 34489.64 | 35367.56 | 36128.26 | 36501.09 | 35572.04 | 35666.91
Reserve Margin Data: NYISO_G-I_J-K
| 2015 | 2020 | 2025 | 2030 | 2035 | 2040
a. Peak Demand | 18572.33 | 19532.14 | 19944.79 | 20006.48 | 19907.3 | 20055.11
b. Peak Demand + Reserve Margin | 17643.71 | 18555.53 | 18947.55 | 19006.16 | 18911.93 | 19052.36
c. DR MW | 1658.63 | 1882.98 | 2152.95 | 2248.69 | 2348.69 | 2453.13
d. Capacity Credit | 18017.08 | 18677.58 | 18947.55 | 19290.7 | 18911.93 | 19828.02
Reserve Margin Data: PJM
| 2015 | 2020 | 2025 | 2030 | 2035 | 2040
a. Peak Demand | 147146.78 | 145723.4 | 140313.94 | 142279.02 | 141792.59 | 143869.67
b. Peak Demand + Reserve Margin | 169660.23 | 168019.08 | 161781.97 | 164047.71 | 163486.86 | 165881.73
c. DR MW | 6888.69 | 10788.12 | 15528.1 | 16025.26 | 16538.36 | 17067.93
d. Capacity Credit | 169660.23 | 168019.08 | 161781.97 | 164047.71 | 163486.86 | 165881.73
Reserve Margin Data: SPP
| 2015 | 2020 | 2025 | 2030 | 2035 | 2040
a. Peak Demand | 55452.51 | 59996.2 | 58421.53 | 59913.5 | 61638.24 | 62379.68
b. Peak Demand + Reserve Margin | 62994.05 | 68155.69 | 66366.86 | 68061.74 | 70021.04 | 70863.31
c. DR MW | 1132.21 | 3430.99 | 5911.36 | 6129.52 | 6355.94 | 6590.94
d. Capacity Credit | 62994.05 | 68155.69 | 66366.86 | 68061.74 | 70021.04 | 70863.31

## Transmission
$/MW
[8 empty] | Transfer |  | $/MWh | $/MWh | Wheel+ | $/MWh
Year | Line | From | To | EI Internal/External | Season | Block | Duration | Limit | MW flow | From price | To price | Friction | Shadow Price
2015 | ENT_2_MISO_MO-IL | ENT | MISO_MO-IL | Internal | Shoulder | B11 | 25 | 2260 | 0 | 79.69 | 81.68 | 8 | 0
2015 | ENT_2_MISO_MO-IL | ENT | MISO_MO-IL | Internal | Shoulder | B12 | 200 | 2260 | 0 | 59.47 | 65.05 | 8 | 0
2015 | ENT_2_MISO_MO-IL | ENT | MISO_MO-IL | Internal | Shoulder | B13 | 600 | 2260 | 0 | 59.47 | 57.68 | 8 | 0
2015 | ENT_2_MISO_MO-IL | ENT | MISO_MO-IL | Internal | Shoulder | B14 | 900 | 2260 | 0 | 57.49 | 55.74 | 8 | 0
2015 | ENT_2_MISO_MO-IL | ENT | MISO_MO-IL | Internal | Shoulder | B15 | 1203 | 2260 | 0 | 57.49 | 54.05 | 8 | 0
2015 | ENT_2_MISO_MO-IL | ENT | MISO_MO-IL | Internal | Summer | B1 | 10 | 2260 | 0 | 91.77 | 91.77 | 8 | 0
2015 | ENT_2_MISO_MO-IL | ENT | MISO_MO-IL | Internal | Summer | B2 | 25 | 2260 | 0 | 89.87 | 88.74 | 8 | 0
2015 | ENT_2_MISO_MO-IL | ENT | MISO_MO-IL | Internal | Summer | B3 | 75 | 2260 | 0 | 89.87 | 88.74 | 8 | 0
2015 | ENT_2_MISO_MO-IL | ENT | MISO_MO-IL | Internal | Summer | B4 | 100 | 2260 | 0 | 89.87 | 86.87 | 8 | 0
2015 | ENT_2_MISO_MO-IL | ENT | MISO_MO-IL | Internal | Summer | B5 | 200 | 2260 | 0 | 83.07 | 78.06 | 8 | 0
2015 | ENT_2_MISO_MO-IL | ENT | MISO_MO-IL | Internal | Summer | B6 | 300 | 2260 | 0 | 64.59 | 65.59 | 8 | 0
2015 | ENT_2_MISO_MO-IL | ENT | MISO_MO-IL | Internal | Summer | B7 | 400 | 2260 | 0 | 58.69 | 55.45 | 8 | 0
2015 | ENT_2_MISO_MO-IL | ENT | MISO_MO-IL | Internal | Summer | B8 | 500 | 2260 | 0 | 58.69 | 53.53 | 8 | 0
2015 | ENT_2_MISO_MO-IL | ENT | MISO_MO-IL | Internal | Summer | B9 | 800 | 2260 | 0 | 56.32 | 52.93 | 8 | 0
2015 | ENT_2_MISO_MO-IL | ENT | MISO_MO-IL | Internal | Summer | B10 | 1262 | 2260 | 0 | 56.32 | 51.43 | 8 | 0
2015 | ENT_2_MISO_MO-IL | ENT | MISO_MO-IL | Internal | Winter | B16 | 25 | 2260 | 0 | 75.07 | 75.07 | 8 | 0
2015 | ENT_2_MISO_MO-IL | ENT | MISO_MO-IL | Internal | Winter | B17 | 100 | 2260 | 0 | 61.89 | 65.8 | 8 | 0
2015 | ENT_2_MISO_MO-IL | ENT | MISO_MO-IL | Internal | Winter | B18 | 400 | 2260 | 0 | 60.41 | 59.84 | 8 | 0
2015 | ENT_2_MISO_MO-IL | ENT | MISO_MO-IL | Internal | Winter | B19 | 700 | 2260 | 0 | 59.83 | 57.58 | 8 | 0
2015 | ENT_2_MISO_MO-IL | ENT | MISO_MO-IL | Internal | Winter | B20 | 935 | 2260 | 0 | 59.83 | 52.52 | 8 | 0
2015 | ENT_2_SOCO | ENT | SOCO | Internal | Shoulder | B11 | 25 | 2000 | 1346.4 | 79.69 | 87.69 | 8 | 0
2015 | ENT_2_SOCO | ENT | SOCO | Internal | Shoulder | B12 | 200 | 2000 | 0 | 59.47 | 64.18 | 8 | 0
2015 | ENT_2_SOCO | ENT | SOCO | Internal | Shoulder | B13 | 600 | 2000 | 0 | 59.47 | 61.88 | 8 | 0
2015 | ENT_2_SOCO | ENT | SOCO | Internal | Shoulder | B14 | 900 | 2000 | 0 | 57.49 | 61.88 | 8 | 0
2015 | ENT_2_SOCO | ENT | SOCO | Internal | Shoulder | B15 | 1203 | 2000 | 0 | 57.49 | 59.72 | 8 | 0
2015 | ENT_2_SOCO | ENT | SOCO | Internal | Summer | B1 | 10 | 2000 | 91.99 | 91.77 | 99.77 | 8 | 0
2015 | ENT_2_SOCO | ENT | SOCO | Internal | Summer | B2 | 25 | 2000 | 1087.42 | 89.87 | 97.87 | 8 | 0
2015 | ENT_2_SOCO | ENT | SOCO | Internal | Summer | B3 | 75 | 2000 | 1974.31 | 89.87 | 97.87 | 8 | 0
2015 | ENT_2_SOCO | ENT | SOCO | Internal | Summer | B4 | 100 | 2000 | 1990.66 | 89.87 | 97.87 | 8 | 0
2015 | ENT_2_SOCO | ENT | SOCO | Internal | Summer | B5 | 200 | 2000 | 1755.41 | 83.07 | 91.07 | 8 | 0
2015 | ENT_2_SOCO | ENT | SOCO | Internal | Summer | B6 | 300 | 2000 | 2000 | 64.59 | 78.85 | 8 | 6.26
2015 | ENT_2_SOCO | ENT | SOCO | Internal | Summer | B7 | 400 | 2000 | 2000 | 58.69 | 70.64 | 8 | 3.95
2015 | ENT_2_SOCO | ENT | SOCO | Internal | Summer | B8 | 500 | 2000 | 1778.26 | 58.69 | 66.69 | 8 | 0
2015 | ENT_2_SOCO | ENT | SOCO | Internal | Summer | B9 | 800 | 2000 | 0 | 56.32 | 60.67 | 8 | 0
2015 | ENT_2_SOCO | ENT | SOCO | Internal | Summer | B10 | 1262 | 2000 | 0 | 56.32 | 58.55 | 8 | 0
2015 | ENT_2_SOCO | ENT | SOCO | Internal | Winter | B16 | 25 | 2000 | 2000 | 75.07 | 85.18 | 8 | 2.11
2015 | ENT_2_SOCO | ENT | SOCO | Internal | Winter | B17 | 100 | 2000 | 0 | 61.89 | 67.23 | 8 | 0
2015 | ENT_2_SOCO | ENT | SOCO | Internal | Winter | B18 | 400 | 2000 | 0 | 60.41 | 64.36 | 8 | 0
2015 | ENT_2_SOCO | ENT | SOCO | Internal | Winter | B19 | 700 | 2000 | 0 | 59.83 | 64.36 | 8 | 0
2015 | ENT_2_SOCO | ENT | SOCO | Internal | Winter | B20 | 935 | 2000 | 0 | 59.83 | 62.11 | 8 | 0
2015 | ENT_2_SPP_N | ENT | SPP_N | Internal | Shoulder | B11 | 25 | 1300 | 0 | 79.69 | 83.06 | 8 | 0
2015 | ENT_2_SPP_N | ENT | SPP_N | Internal | Shoulder | B12 | 200 | 1300 | 0 | 59.47 | 60.05 | 8 | 0
2015 | ENT_2_SPP_N | ENT | SPP_N | Internal | Shoulder | B13 | 600 | 1300 | 0 | 59.47 | 58.31 | 8 | 0
2015 | ENT_2_SPP_N | ENT | SPP_N | Internal | Shoulder | B14 | 900 | 1300 | 0 | 57.49 | 57.38 | 8 | 0
2015 | ENT_2_SPP_N | ENT | SPP_N | Internal | Shoulder | B15 | 1203 | 1300 | 0 | 57.49 | 57.38 | 8 | 0
2015 | ENT_2_SPP_N | ENT | SPP_N | Internal | Summer | B1 | 10 | 1300 | 0 | 91.77 | 92.6 | 8 | 0
2015 | ENT_2_SPP_N | ENT | SPP_N | Internal | Summer | B2 | 25 | 1300 | 0 | 89.87 | 91.79 | 8 | 0
2015 | ENT_2_SPP_N | ENT | SPP_N | Internal | Summer | B3 | 75 | 1300 | 0 | 89.87 | 90.57 | 8 | 0
2015 | ENT_2_SPP_N | ENT | SPP_N | Internal | Summer | B4 | 100 | 1300 | 0 | 89.87 | 86.87 | 8 | 0
2015 | ENT_2_SPP_N | ENT | SPP_N | Internal | Summer | B5 | 200 | 1300 | 0 | 83.07 | 81.21 | 8 | 0
2015 | ENT_2_SPP_N | ENT | SPP_N | Internal | Summer | B6 | 300 | 1300 | 0 | 64.59 | 72.58 | 8 | 0
2015 | ENT_2_SPP_N | ENT | SPP_N | Internal | Summer | B7 | 400 | 1300 | 0 | 58.69 | 62.44 | 8 | 0
2015 | ENT_2_SPP_N | ENT | SPP_N | Internal | Summer | B8 | 500 | 1300 | 0 | 58.69 | 58.7 | 8 | 0
2015 | ENT_2_SPP_N | ENT | SPP_N | Internal | Summer | B9 | 800 | 1300 | 0 | 56.32 | 56.11 | 8 | 0
2015 | ENT_2_SPP_N | ENT | SPP_N | Internal | Summer | B10 | 1262 | 1300 | 0 | 56.32 | 54.59 | 8 | 0
2015 | ENT_2_SPP_N | ENT | SPP_N | Internal | Winter | B16 | 25 | 1300 | 0 | 75.07 | 70.07 | 8 | 0
2015 | ENT_2_SPP_N | ENT | SPP_N | Internal | Winter | B17 | 100 | 1300 | 0 | 61.89 | 60.8 | 8 | 0
2015 | ENT_2_SPP_N | ENT | SPP_N | Internal | Winter | B18 | 400 | 1300 | 0 | 60.41 | 59.86 | 8 | 0
2015 | ENT_2_SPP_N | ENT | SPP_N | Internal | Winter | B19 | 700 | 1300 | 0 | 59.83 | 59.72 | 8 | 0
2015 | ENT_2_SPP_N | ENT | SPP_N | Internal | Winter | B20 | 935 | 1300 | 0 | 59.83 | 56.75 | 8 | 0
2015 | ENT_2_SPP_S | ENT | SPP_S | Internal | Shoulder | B11 | 25 | 1300 | 0 | 79.69 | 83.05 | 8 | 0
2015 | ENT_2_SPP_S | ENT | SPP_S | Internal | Shoulder | B12 | 200 | 1300 | 0 | 59.47 | 60.04 | 8 | 0
2015 | ENT_2_SPP_S | ENT | SPP_S | Internal | Shoulder | B13 | 600 | 1300 | 0 | 59.47 | 58.32 | 8 | 0
2015 | ENT_2_SPP_S | ENT | SPP_S | Internal | Shoulder | B14 | 900 | 1300 | 0 | 57.49 | 57.39 | 8 | 0
2015 | ENT_2_SPP_S | ENT | SPP_S | Internal | Shoulder | B15 | 1203 | 1300 | 0 | 57.49 | 57.39 | 8 | 0
2015 | ENT_2_SPP_S | ENT | SPP_S | Internal | Summer | B1 | 10 | 1300 | 0 | 91.77 | 90.44 | 8 | 0
2015 | ENT_2_SPP_S | ENT | SPP_S | Internal | Summer | B2 | 25 | 1300 | 0 | 89.87 | 90.44 | 8 | 0
2015 | ENT_2_SPP_S | ENT | SPP_S | Internal | Summer | B3 | 75 | 1300 | 0 | 89.87 | 90.44 | 8 | 0
2015 | ENT_2_SPP_S | ENT | SPP_S | Internal | Summer | B4 | 100 | 1300 | 0 | 89.87 | 84.87 | 8 | 0
2015 | ENT_2_SPP_S | ENT | SPP_S | Internal | Summer | B5 | 200 | 1300 | 0 | 83.07 | 81.19 | 8 | 0
2015 | ENT_2_SPP_S | ENT | SPP_S | Internal | Summer | B6 | 300 | 1300 | 661.89 | 64.59 | 72.59 | 8 | 0
2015 | ENT_2_SPP_S | ENT | SPP_S | Internal | Summer | B7 | 400 | 1300 | 0 | 58.69 | 62.45 | 8 | 0
2015 | ENT_2_SPP_S | ENT | SPP_S | Internal | Summer | B8 | 500 | 1300 | 0 | 58.69 | 58.71 | 8 | 0
2015 | ENT_2_SPP_S | ENT | SPP_S | Internal | Summer | B9 | 800 | 1300 | 0 | 56.32 | 56.13 | 8 | 0
2015 | ENT_2_SPP_S | ENT | SPP_S | Internal | Summer | B10 | 1262 | 1300 | 0 | 56.32 | 56 | 8 | 0
2015 | ENT_2_SPP_S | ENT | SPP_S | Internal | Winter | B16 | 25 | 1300 | 0 | 75.07 | 70.08 | 8 | 0
2015 | ENT_2_SPP_S | ENT | SPP_S | Internal | Winter | B17 | 100 | 1300 | 0 | 61.89 | 60.81 | 8 | 0
2015 | ENT_2_SPP_S | ENT | SPP_S | Internal | Winter | B18 | 400 | 1300 | 0 | 60.41 | 59.87 | 8 | 0
2015 | ENT_2_SPP_S | ENT | SPP_S | Internal | Winter | B19 | 700 | 1300 | 0 | 59.83 | 59.74 | 8 | 0
2015 | ENT_2_SPP_S | ENT | SPP_S | Internal | Winter | B20 | 935 | 1300 | 0 | 59.83 | 59.74 | 8 | 0
2015 | ENT_2_TVA_Transmission | ENT | TVA_Transmission | Internal | Shoulder | B11 | 25 | 2100 | 0 | 79.69 | 80.69 | 8 | 0
2015 | ENT_2_TVA_Transmission | ENT | TVA_Transmission | Internal | Shoulder | B12 | 200 | 2100 | 0 | 59.47 | 65.83 | 8 | 0
2015 | ENT_2_TVA_Transmission | ENT | TVA_Transmission | Internal | Shoulder | B13 | 600 | 2100 | 0 | 59.47 | 63.15 | 8 | 0
2015 | ENT_2_TVA_Transmission | ENT | TVA_Transmission | Internal | Shoulder | B14 | 900 | 2100 | 0 | 57.49 | 62.3 | 8 | 0
2015 | ENT_2_TVA_Transmission | ENT | TVA_Transmission | Internal | Shoulder | B15 | 1203 | 2100 | 0 | 57.49 | 60.24 | 8 | 0
2015 | ENT_2_TVA_Transmission | ENT | TVA_Transmission | Internal | Summer | B1 | 10 | 2100 | 656.88 | 91.77 | 99.77 | 8 | 0
2015 | ENT_2_TVA_Transmission | ENT | TVA_Transmission | Internal | Summer | B2 | 25 | 2100 | 0 | 89.87 | 96.74 | 8 | 0
2015 | ENT_2_TVA_Transmission | ENT | TVA_Transmission | Internal | Summer | B3 | 75 | 2100 | 0 | 89.87 | 95.51 | 8 | 0
2015 | ENT_2_TVA_Transmission | ENT | TVA_Transmission | Internal | Summer | B4 | 100 | 2100 | 0 | 89.87 | 90.87 | 8 | 0
2015 | ENT_2_TVA_Transmission | ENT | TVA_Transmission | Internal | Summer | B5 | 200 | 2100 | 0 | 83.07 | 82.07 | 8 | 0
2015 | ENT_2_TVA_Transmission | ENT | TVA_Transmission | Internal | Summer | B6 | 300 | 2100 | 0 | 64.59 | 69.85 | 8 | 0
2015 | ENT_2_TVA_Transmission | ENT | TVA_Transmission | Internal | Summer | B7 | 400 | 2100 | 0 | 58.69 | 62.26 | 8 | 0
2015 | ENT_2_TVA_Transmission | ENT | TVA_Transmission | Internal | Summer | B8 | 500 | 2100 | 0 | 58.69 | 60.74 | 8 | 0
2015 | ENT_2_TVA_Transmission | ENT | TVA_Transmission | Internal | Summer | B9 | 800 | 2100 | 0 | 56.32 | 59.66 | 8 | 0
2015 | ENT_2_TVA_Transmission | ENT | TVA_Transmission | Internal | Summer | B10 | 1262 | 2100 | 0 | 56.32 | 57.91 | 8 | 0
2015 | ENT_2_TVA_Transmission | ENT | TVA_Transmission | Internal | Winter | B16 | 25 | 2100 | 687.86 | 75.07 | 83.07 | 8 | 0
2015 | ENT_2_TVA_Transmission | ENT | TVA_Transmission | Internal | Winter | B17 | 100 | 2100 | 0 | 61.89 | 69.17 | 8 | 0
2015 | ENT_2_TVA_Transmission | ENT | TVA_Transmission | Internal | Winter | B18 | 400 | 2100 | 0 | 60.41 | 64.63 | 8 | 0
2015 | ENT_2_TVA_Transmission | ENT | TVA_Transmission | Internal | Winter | B19 | 700 | 2100 | 0 | 59.83 | 63.27 | 8 | 0
2015 | ENT_2_TVA_Transmission | ENT | TVA_Transmission | Internal | Winter | B20 | 935 | 2100 | 0 | 59.83 | 60.52 | 8 | 0
2015 | FRCC_2_SOCO | FRCC | SOCO | Internal | Shoulder | B11 | 25 | 900 | 0 | 97.69 | 87.69 | 8 | 0
2015 | FRCC_2_SOCO | FRCC | SOCO | Internal | Shoulder | B12 | 200 | 900 | 0 | 66.91 | 64.18 | 8 | 0
2015 | FRCC_2_SOCO | FRCC | SOCO | Internal | Shoulder | B13 | 600 | 900 | 0 | 65.37 | 61.88 | 8 | 0
2015 | FRCC_2_SOCO | FRCC | SOCO | Internal | Shoulder | B14 | 900 | 900 | 0 | 64.13 | 61.88 | 8 | 0
2015 | FRCC_2_SOCO | FRCC | SOCO | Internal | Shoulder | B15 | 1203 | 900 | 0 | 64.13 | 59.72 | 8 | 0
2015 | FRCC_2_SOCO | FRCC | SOCO | Internal | Summer | B1 | 10 | 900 | 0 | 103.87 | 99.77 | 8 | 0
2015 | FRCC_2_SOCO | FRCC | SOCO | Internal | Summer | B2 | 25 | 900 | 0 | 103.87 | 97.87 | 8 | 0
2015 | FRCC_2_SOCO | FRCC | SOCO | Internal | Summer | B3 | 75 | 900 | 0 | 103.87 | 97.87 | 8 | 0
2015 | FRCC_2_SOCO | FRCC | SOCO | Internal | Summer | B4 | 100 | 900 | 0 | 103.87 | 97.87 | 8 | 0
2015 | FRCC_2_SOCO | FRCC | SOCO | Internal | Summer | B5 | 200 | 900 | 0 | 101.07 | 91.07 | 8 | 0
2015 | FRCC_2_SOCO | FRCC | SOCO | Internal | Summer | B6 | 300 | 900 | 0 | 88.85 | 78.85 | 8 | 0
2015 | FRCC_2_SOCO | FRCC | SOCO | Internal | Summer | B7 | 400 | 900 | 0 | 66.21 | 70.64 | 8 | 0
2015 | FRCC_2_SOCO | FRCC | SOCO | Internal | Summer | B8 | 500 | 900 | 0 | 66.21 | 66.69 | 8 | 0
2015 | FRCC_2_SOCO | FRCC | SOCO | Internal | Summer | B9 | 800 | 900 | 0 | 63.46 | 60.67 | 8 | 0
2015 | FRCC_2_SOCO | FRCC | SOCO | Internal | Summer | B10 | 1262 | 900 | 0 | 63.46 | 58.55 | 8 | 0
2015 | FRCC_2_SOCO | FRCC | SOCO | Internal | Winter | B16 | 25 | 900 | 0 | 91.73 | 85.18 | 8 | 0
2015 | FRCC_2_SOCO | FRCC | SOCO | Internal | Winter | B17 | 100 | 900 | 0 | 69.02 | 67.23 | 8 | 0
2015 | FRCC_2_SOCO | FRCC | SOCO | Internal | Winter | B18 | 400 | 900 | 0 | 66.15 | 64.36 | 8 | 0
2015 | FRCC_2_SOCO | FRCC | SOCO | Internal | Winter | B19 | 700 | 900 | 0 | 66.15 | 64.36 | 8 | 0
2015 | FRCC_2_SOCO | FRCC | SOCO | Internal | Winter | B20 | 935 | 900 | 0 | 66.15 | 62.11 | 8 | 0
2015 | HQ_NEISO_2_NEISO | HQ_NEISO | NEISO | Internal | Shoulder | B11 | 25 | 99999 | 2920 | 55.81 | 55.82 | 0.01 | 0
2015 | HQ_NEISO_2_NEISO | HQ_NEISO | NEISO | Internal | Shoulder | B12 | 200 | 99999 | 2920 | 55.81 | 55.82 | 0.01 | 0
2015 | HQ_NEISO_2_NEISO | HQ_NEISO | NEISO | Internal | Shoulder | B13 | 600 | 99999 | 2920 | 55.81 | 55.82 | 0.01 | 0
2015 | HQ_NEISO_2_NEISO | HQ_NEISO | NEISO | Internal | Shoulder | B14 | 900 | 99999 | 2920 | 55.81 | 55.82 | 0.01 | 0
2015 | HQ_NEISO_2_NEISO | HQ_NEISO | NEISO | Internal | Shoulder | B15 | 1203 | 99999 | 1143.24 | 55.81 | 55.82 | 0.01 | 0
2015 | HQ_NEISO_2_NEISO | HQ_NEISO | NEISO | Internal | Summer | B1 | 10 | 99999 | 2920.1 | 86.11 | 86.12 | 0.01 | 0
2015 | HQ_NEISO_2_NEISO | HQ_NEISO | NEISO | Internal | Summer | B2 | 25 | 99999 | 2920 | 79.28 | 79.3 | 0.01 | 0
2015 | HQ_NEISO_2_NEISO | HQ_NEISO | NEISO | Internal | Summer | B3 | 75 | 99999 | 2920 | 73.2 | 73.21 | 0.01 | 0
2015 | HQ_NEISO_2_NEISO | HQ_NEISO | NEISO | Internal | Summer | B4 | 100 | 99999 | 2920 | 59 | 59.01 | 0.01 | 0
2015 | HQ_NEISO_2_NEISO | HQ_NEISO | NEISO | Internal | Summer | B5 | 200 | 99999 | 2920 | 53.12 | 53.13 | 0.01 | 0
2015 | HQ_NEISO_2_NEISO | HQ_NEISO | NEISO | Internal | Summer | B6 | 300 | 99999 | 2920 | 53.12 | 53.13 | 0.01 | 0
2015 | HQ_NEISO_2_NEISO | HQ_NEISO | NEISO | Internal | Summer | B7 | 400 | 99999 | 2920 | 53.12 | 53.13 | 0.01 | 0
2015 | HQ_NEISO_2_NEISO | HQ_NEISO | NEISO | Internal | Summer | B8 | 500 | 99999 | 2920 | 53.12 | 53.13 | 0.01 | 0
2015 | HQ_NEISO_2_NEISO | HQ_NEISO | NEISO | Internal | Summer | B9 | 800 | 99999 | 2920 | 53.12 | 53.13 | 0.01 | 0
2015 | HQ_NEISO_2_NEISO | HQ_NEISO | NEISO | Internal | Summer | B10 | 1262 | 99999 | 795.94 | 53.12 | 53.13 | 0.01 | 0
2015 | HQ_NEISO_2_NEISO | HQ_NEISO | NEISO | Internal | Winter | B16 | 25 | 99999 | 2920 | 64.21 | 64.22 | 0.01 | 0
2015 | HQ_NEISO_2_NEISO | HQ_NEISO | NEISO | Internal | Winter | B17 | 100 | 99999 | 2920 | 64.21 | 64.22 | 0.01 | 0
2015 | HQ_NEISO_2_NEISO | HQ_NEISO | NEISO | Internal | Winter | B18 | 400 | 99999 | 2920 | 64.21 | 64.22 | 0.01 | 0
2015 | HQ_NEISO_2_NEISO | HQ_NEISO | NEISO | Internal | Winter | B19 | 700 | 99999 | 2920 | 64.21 | 64.22 | 0.01 | 0
2015 | HQ_NEISO_2_NEISO | HQ_NEISO | NEISO | Internal | Winter | B20 | 935 | 99999 | 1233.58 | 64.21 | 64.22 | 0.01 | 0
2015 | HQ_NY_2_NYISO_A-F | HQ_NY | NYISO_A-F | Internal | Shoulder | B11 | 25 | 99999 | 1000 | 60.52 | 60.53 | 0.01 | 0
2015 | HQ_NY_2_NYISO_A-F | HQ_NY | NYISO_A-F | Internal | Shoulder | B12 | 200 | 99999 | 1000 | 58.79 | 58.8 | 0.01 | 0
2015 | HQ_NY_2_NYISO_A-F | HQ_NY | NYISO_A-F | Internal | Shoulder | B13 | 600 | 99999 | 1000 | 57.81 | 57.82 | 0.01 | 0
2015 | HQ_NY_2_NYISO_A-F | HQ_NY | NYISO_A-F | Internal | Shoulder | B14 | 900 | 99999 | 1000 | 56.87 | 56.88 | 0.01 | 0
2015 | HQ_NY_2_NYISO_A-F | HQ_NY | NYISO_A-F | Internal | Shoulder | B15 | 1203 | 99999 | 188.69 | 56.87 | 56.88 | 0.01 | 0
2015 | HQ_NY_2_NYISO_A-F | HQ_NY | NYISO_A-F | Internal | Summer | B1 | 10 | 99999 | 1000.1 | 85.77 | 85.79 | 0.01 | 0
2015 | HQ_NY_2_NYISO_A-F | HQ_NY | NYISO_A-F | Internal | Summer | B2 | 25 | 99999 | 1000 | 82.26 | 82.27 | 0.01 | 0
2015 | HQ_NY_2_NYISO_A-F | HQ_NY | NYISO_A-F | Internal | Summer | B3 | 75 | 99999 | 1000 | 76.2 | 76.21 | 0.01 | 0
2015 | HQ_NY_2_NYISO_A-F | HQ_NY | NYISO_A-F | Internal | Summer | B4 | 100 | 99999 | 1000 | 68.86 | 68.88 | 0.01 | 0
2015 | HQ_NY_2_NYISO_A-F | HQ_NY | NYISO_A-F | Internal | Summer | B5 | 200 | 99999 | 1000 | 64.47 | 64.48 | 0.01 | 0
2015 | HQ_NY_2_NYISO_A-F | HQ_NY | NYISO_A-F | Internal | Summer | B6 | 300 | 99999 | 1000 | 57.83 | 57.84 | 0.01 | 0
2015 | HQ_NY_2_NYISO_A-F | HQ_NY | NYISO_A-F | Internal | Summer | B7 | 400 | 99999 | 1000 | 56.1 | 56.12 | 0.01 | 0
2015 | HQ_NY_2_NYISO_A-F | HQ_NY | NYISO_A-F | Internal | Summer | B8 | 500 | 99999 | 1000 | 56.09 | 56.1 | 0.01 | 0
2015 | HQ_NY_2_NYISO_A-F | HQ_NY | NYISO_A-F | Internal | Summer | B9 | 800 | 99999 | 1000 | 55.23 | 55.24 | 0.01 | 0
2015 | HQ_NY_2_NYISO_A-F | HQ_NY | NYISO_A-F | Internal | Summer | B10 | 1262 | 99999 | 30.11 | 55.23 | 55.24 | 0.01 | 0
2015 | HQ_NY_2_NYISO_A-F | HQ_NY | NYISO_A-F | Internal | Winter | B16 | 25 | 99999 | 1000 | 67.63 | 67.64 | 0.01 | 0
2015 | HQ_NY_2_NYISO_A-F | HQ_NY | NYISO_A-F | Internal | Winter | B17 | 100 | 99999 | 1000 | 62.84 | 62.85 | 0.01 | 0
2015 | HQ_NY_2_NYISO_A-F | HQ_NY | NYISO_A-F | Internal | Winter | B18 | 400 | 99999 | 1000 | 61.58 | 61.59 | 0.01 | 0
2015 | HQ_NY_2_NYISO_A-F | HQ_NY | NYISO_A-F | Internal | Winter | B19 | 700 | 99999 | 1000 | 61.58 | 61.59 | 0.01 | 0
2015 | HQ_NY_2_NYISO_A-F | HQ_NY | NYISO_A-F | Internal | Winter | B20 | 935 | 99999 | 229.95 | 61.58 | 61.59 | 0.01 | 0
2015 | HQ_IESO_2_IESO | HQ_IESO | IESO | Internal | Shoulder | B11 | 25 | 99999 | 400 | 43.48 | 43.49 | 0.01 | 0
2015 | HQ_IESO_2_IESO | HQ_IESO | IESO | Internal | Shoulder | B12 | 200 | 99999 | 400 | 43.48 | 43.49 | 0.01 | 0
2015 | HQ_IESO_2_IESO | HQ_IESO | IESO | Internal | Shoulder | B13 | 600 | 99999 | 400 | 43.48 | 43.49 | 0.01 | 0
2015 | HQ_IESO_2_IESO | HQ_IESO | IESO | Internal | Shoulder | B14 | 900 | 99999 | 400 | 43.48 | 43.49 | 0.01 | 0
2015 | HQ_IESO_2_IESO | HQ_IESO | IESO | Internal | Shoulder | B15 | 1203 | 99999 | 75.48 | 43.48 | 43.49 | 0.01 | 0
2015 | HQ_IESO_2_IESO | HQ_IESO | IESO | Internal | Summer | B1 | 10 | 99999 | 400 | 78.77 | 78.79 | 0.01 | 0
2015 | HQ_IESO_2_IESO | HQ_IESO | IESO | Internal | Summer | B2 | 25 | 99999 | 400 | 75.26 | 75.27 | 0.01 | 0
2015 | HQ_IESO_2_IESO | HQ_IESO | IESO | Internal | Summer | B3 | 75 | 99999 | 400 | 69.2 | 69.21 | 0.01 | 0
2015 | HQ_IESO_2_IESO | HQ_IESO | IESO | Internal | Summer | B4 | 100 | 99999 | 400 | 47.44 | 47.45 | 0.01 | 0
2015 | HQ_IESO_2_IESO | HQ_IESO | IESO | Internal | Summer | B5 | 200 | 99999 | 400 | 42.47 | 42.48 | 0.01 | 0
2015 | HQ_IESO_2_IESO | HQ_IESO | IESO | Internal | Summer | B6 | 300 | 99999 | 400 | 42.47 | 42.48 | 0.01 | 0
2015 | HQ_IESO_2_IESO | HQ_IESO | IESO | Internal | Summer | B7 | 400 | 99999 | 400 | 42.47 | 42.48 | 0.01 | 0
2015 | HQ_IESO_2_IESO | HQ_IESO | IESO | Internal | Summer | B8 | 500 | 99999 | 400 | 42.47 | 42.48 | 0.01 | 0
2015 | HQ_IESO_2_IESO | HQ_IESO | IESO | Internal | Summer | B9 | 800 | 99999 | 400 | 42.47 | 42.48 | 0.01 | 0
2015 | HQ_IESO_2_IESO | HQ_IESO | IESO | Internal | Summer | B10 | 1262 | 99999 | 12.04 | 42.47 | 42.48 | 0.01 | 0
2015 | HQ_IESO_2_IESO | HQ_IESO | IESO | Internal | Winter | B16 | 25 | 99999 | 400 | 45.51 | 45.52 | 0.01 | 0
2015 | HQ_IESO_2_IESO | HQ_IESO | IESO | Internal | Winter | B17 | 100 | 99999 | 400 | 45.51 | 45.52 | 0.01 | 0
2015 | HQ_IESO_2_IESO | HQ_IESO | IESO | Internal | Winter | B18 | 400 | 99999 | 400 | 45.51 | 45.52 | 0.01 | 0
2015 | HQ_IESO_2_IESO | HQ_IESO | IESO | Internal | Winter | B19 | 700 | 99999 | 400 | 45.51 | 45.52 | 0.01 | 0
2015 | HQ_IESO_2_IESO | HQ_IESO | IESO | Internal | Winter | B20 | 935 | 99999 | 91.98 | 45.51 | 45.52 | 0.01 | 0
2015 | IESO_2_MAPP_CA | IESO | MAPP_CA | Internal | Shoulder | B11 | 25 | 262 | 262 | 43.49 | 70.76 | 7 | 20.27
2015 | IESO_2_MAPP_CA | IESO | MAPP_CA | Internal | Shoulder | B12 | 200 | 262 | 262 | 43.49 | 65.03 | 7 | 14.54
2015 | IESO_2_MAPP_CA | IESO | MAPP_CA | Internal | Shoulder | B13 | 600 | 262 | 262 | 43.49 | 57.65 | 7 | 7.16
2015 | IESO_2_MAPP_CA | IESO | MAPP_CA | Internal | Shoulder | B14 | 900 | 262 | 262 | 43.49 | 55.72 | 7 | 5.23
2015 | IESO_2_MAPP_CA | IESO | MAPP_CA | Internal | Shoulder | B15 | 1203 | 262 | 262 | 43.49 | 55.72 | 7 | 5.23
2015 | IESO_2_MAPP_CA | IESO | MAPP_CA | Internal | Summer | B1 | 10 | 262 | 0 | 78.79 | 77.76 | 7 | 0
2015 | IESO_2_MAPP_CA | IESO | MAPP_CA | Internal | Summer | B2 | 25 | 262 | 0 | 75.27 | 77.38 | 7 | 0
2015 | IESO_2_MAPP_CA | IESO | MAPP_CA | Internal | Summer | B3 | 75 | 262 | 262 | 69.21 | 76.56 | 7 | 0.35
2015 | IESO_2_MAPP_CA | IESO | MAPP_CA | Internal | Summer | B4 | 100 | 262 | 262 | 47.45 | 75.73 | 7 | 21.28
2015 | IESO_2_MAPP_CA | IESO | MAPP_CA | Internal | Summer | B5 | 200 | 262 | 262 | 42.48 | 75.73 | 7 | 26.25
2015 | IESO_2_MAPP_CA | IESO | MAPP_CA | Internal | Summer | B6 | 300 | 262 | 262 | 42.48 | 65.57 | 7 | 16.08
2015 | IESO_2_MAPP_CA | IESO | MAPP_CA | Internal | Summer | B7 | 400 | 262 | 262 | 42.48 | 55.43 | 7 | 5.95
2015 | IESO_2_MAPP_CA | IESO | MAPP_CA | Internal | Summer | B8 | 500 | 262 | 262 | 42.48 | 53.51 | 7 | 4.02
2015 | IESO_2_MAPP_CA | IESO | MAPP_CA | Internal | Summer | B9 | 800 | 262 | 262 | 42.48 | 52.91 | 7 | 3.42
2015 | IESO_2_MAPP_CA | IESO | MAPP_CA | Internal | Summer | B10 | 1262 | 262 | 262 | 42.48 | 52.91 | 7 | 3.42
2015 | IESO_2_MAPP_CA | IESO | MAPP_CA | Internal | Winter | B16 | 25 | 262 | 262 | 45.52 | 75.05 | 7 | 22.53
2015 | IESO_2_MAPP_CA | IESO | MAPP_CA | Internal | Winter | B17 | 100 | 262 | 262 | 45.52 | 65.78 | 7 | 13.26
2015 | IESO_2_MAPP_CA | IESO | MAPP_CA | Internal | Winter | B18 | 400 | 262 | 262 | 45.52 | 59.82 | 7 | 7.3
2015 | IESO_2_MAPP_CA | IESO | MAPP_CA | Internal | Winter | B19 | 700 | 262 | 262 | 45.52 | 57.6 | 7 | 5.08
2015 | IESO_2_MAPP_CA | IESO | MAPP_CA | Internal | Winter | B20 | 935 | 262 | 262 | 45.52 | 57.6 | 7 | 5.08
2015 | IESO_2_MISO_MI | IESO | MISO_MI | Internal | Shoulder | B11 | 25 | 1840 | 1840 | 43.49 | 74.41 | 7 | 23.93
2015 | IESO_2_MISO_MI | IESO | MISO_MI | Internal | Shoulder | B12 | 200 | 1840 | 1840 | 43.49 | 65.05 | 7 | 14.56
2015 | IESO_2_MISO_MI | IESO | MISO_MI | Internal | Shoulder | B13 | 600 | 1840 | 1840 | 43.49 | 57.68 | 7 | 7.19
2015 | IESO_2_MISO_MI | IESO | MISO_MI | Internal | Shoulder | B14 | 900 | 1840 | 1840 | 43.49 | 55.74 | 7 | 5.25
2015 | IESO_2_MISO_MI | IESO | MISO_MI | Internal | Shoulder | B15 | 1203 | 1840 | 1840 | 43.49 | 54.03 | 7 | 3.54
2015 | IESO_2_MISO_MI | IESO | MISO_MI | Internal | Summer | B1 | 10 | 1840 | 1840 | 78.79 | 91.77 | 7 | 5.99
2015 | IESO_2_MISO_MI | IESO | MISO_MI | Internal | Summer | B2 | 25 | 1840 | 1840 | 75.27 | 87.53 | 7 | 5.25
2015 | IESO_2_MISO_MI | IESO | MISO_MI | Internal | Summer | B3 | 75 | 1840 | 1840 | 69.21 | 87.51 | 7 | 11.3
2015 | IESO_2_MISO_MI | IESO | MISO_MI | Internal | Summer | B4 | 100 | 1840 | 1840 | 47.45 | 82.87 | 7 | 28.42
2015 | IESO_2_MISO_MI | IESO | MISO_MI | Internal | Summer | B5 | 200 | 1840 | 1840 | 42.48 | 74.07 | 7 | 24.59
2015 | IESO_2_MISO_MI | IESO | MISO_MI | Internal | Summer | B6 | 300 | 1840 | 1840 | 42.48 | 65.59 | 7 | 16.11
2015 | IESO_2_MISO_MI | IESO | MISO_MI | Internal | Summer | B7 | 400 | 1840 | 1840 | 42.48 | 55.45 | 7 | 5.97
2015 | IESO_2_MISO_MI | IESO | MISO_MI | Internal | Summer | B8 | 500 | 1840 | 1840 | 42.48 | 53.55 | 7 | 4.07
2015 | IESO_2_MISO_MI | IESO | MISO_MI | Internal | Summer | B9 | 800 | 1840 | 1840 | 42.48 | 52.95 | 7 | 3.47
2015 | IESO_2_MISO_MI | IESO | MISO_MI | Internal | Summer | B10 | 1262 | 1840 | 1840 | 42.48 | 51.99 | 7 | 2.51
2015 | IESO_2_MISO_MI | IESO | MISO_MI | Internal | Winter | B16 | 25 | 1840 | 1840 | 45.52 | 75.07 | 7 | 22.55
2015 | IESO_2_MISO_MI | IESO | MISO_MI | Internal | Winter | B17 | 100 | 1840 | 1840 | 45.52 | 68.84 | 7 | 16.32
2015 | IESO_2_MISO_MI | IESO | MISO_MI | Internal | Winter | B18 | 400 | 1840 | 1840 | 45.52 | 59.84 | 7 | 7.32
2015 | IESO_2_MISO_MI | IESO | MISO_MI | Internal | Winter | B19 | 700 | 1840 | 1840 | 45.52 | 57.59 | 7 | 5.07
2015 | IESO_2_MISO_MI | IESO | MISO_MI | Internal | Winter | B20 | 935 | 1840 | 1840 | 45.52 | 52.54 | 7 | 0.02
2015 | IESO_2_MISO_W | IESO | MISO_W | Internal | Shoulder | B11 | 25 | 140 | 140 | 43.49 | 81.67 | 7 | 31.18
2015 | IESO_2_MISO_W | IESO | MISO_W | Internal | Shoulder | B12 | 200 | 140 | 140 | 43.49 | 65.04 | 7 | 14.55
2015 | IESO_2_MISO_W | IESO | MISO_W | Internal | Shoulder | B13 | 600 | 140 | 140 | 43.49 | 57.66 | 7 | 7.18
2015 | IESO_2_MISO_W | IESO | MISO_W | Internal | Shoulder | B14 | 900 | 140 | 140 | 43.49 | 55.73 | 7 | 5.24
2015 | IESO_2_MISO_W | IESO | MISO_W | Internal | Shoulder | B15 | 1203 | 140 | 140 | 43.49 | 54.07 | 7 | 3.58
2015 | IESO_2_MISO_W | IESO | MISO_W | Internal | Summer | B1 | 10 | 140 | 140 | 78.79 | 91.76 | 7 | 5.98
2015 | IESO_2_MISO_W | IESO | MISO_W | Internal | Summer | B2 | 25 | 140 | 140 | 75.27 | 88.73 | 7 | 6.46
2015 | IESO_2_MISO_W | IESO | MISO_W | Internal | Summer | B3 | 75 | 140 | 140 | 69.21 | 88.73 | 7 | 12.52
2015 | IESO_2_MISO_W | IESO | MISO_W | Internal | Summer | B4 | 100 | 140 | 140 | 47.45 | 86.86 | 7 | 32.41
2015 | IESO_2_MISO_W | IESO | MISO_W | Internal | Summer | B5 | 200 | 140 | 140 | 42.48 | 78.05 | 7 | 28.57
2015 | IESO_2_MISO_W | IESO | MISO_W | Internal | Summer | B6 | 300 | 140 | 140 | 42.48 | 65.58 | 7 | 16.09
2015 | IESO_2_MISO_W | IESO | MISO_W | Internal | Summer | B7 | 400 | 140 | 140 | 42.48 | 55.44 | 7 | 5.96
2015 | IESO_2_MISO_W | IESO | MISO_W | Internal | Summer | B8 | 500 | 140 | 140 | 42.48 | 53.52 | 7 | 4.03
2015 | IESO_2_MISO_W | IESO | MISO_W | Internal | Summer | B9 | 800 | 140 | 140 | 42.48 | 52.92 | 7 | 3.43
2015 | IESO_2_MISO_W | IESO | MISO_W | Internal | Summer | B10 | 1262 | 140 | 140 | 42.48 | 51.42 | 7 | 1.93
2015 | IESO_2_MISO_W | IESO | MISO_W | Internal | Winter | B16 | 25 | 140 | 140 | 45.52 | 75.06 | 7 | 22.54
2015 | IESO_2_MISO_W | IESO | MISO_W | Internal | Winter | B17 | 100 | 140 | 140 | 45.52 | 65.79 | 7 | 13.27
2015 | IESO_2_MISO_W | IESO | MISO_W | Internal | Winter | B18 | 400 | 140 | 140 | 45.52 | 59.83 | 7 | 7.31
2015 | IESO_2_MISO_W | IESO | MISO_W | Internal | Winter | B19 | 700 | 140 | 140 | 45.52 | 57.59 | 7 | 5.07
2015 | IESO_2_MISO_W | IESO | MISO_W | Internal | Winter | B20 | 935 | 140 | 73.58 | 45.52 | 52.52 | 7 | 0
2015 | IESO_2_NYISO_A-F | IESO | NYISO_A-F | Internal | Shoulder | B11 | 25 | 1725 | 1725 | 43.49 | 60.53 | 7 | 10.05
2015 | IESO_2_NYISO_A-F | IESO | NYISO_A-F | Internal | Shoulder | B12 | 200 | 1725 | 1725 | 43.49 | 58.8 | 7 | 8.31
2015 | IESO_2_NYISO_A-F | IESO | NYISO_A-F | Internal | Shoulder | B13 | 600 | 1725 | 1725 | 43.49 | 57.82 | 7 | 7.33
2015 | IESO_2_NYISO_A-F | IESO | NYISO_A-F | Internal | Shoulder | B14 | 900 | 1725 | 1725 | 43.49 | 56.88 | 7 | 6.39
2015 | IESO_2_NYISO_A-F | IESO | NYISO_A-F | Internal | Shoulder | B15 | 1203 | 1725 | 1725 | 43.49 | 56.88 | 7 | 6.39
2015 | IESO_2_NYISO_A-F | IESO | NYISO_A-F | Internal | Summer | B1 | 10 | 1725 | 86.99 | 78.79 | 85.79 | 7 | 0
2015 | IESO_2_NYISO_A-F | IESO | NYISO_A-F | Internal | Summer | B2 | 25 | 1725 | 539.56 | 75.27 | 82.27 | 7 | 0
2015 | IESO_2_NYISO_A-F | IESO | NYISO_A-F | Internal | Summer | B3 | 75 | 1725 | 1062.58 | 69.21 | 76.21 | 7 | 0
2015 | IESO_2_NYISO_A-F | IESO | NYISO_A-F | Internal | Summer | B4 | 100 | 1725 | 1725 | 47.45 | 68.88 | 7 | 14.43
2015 | IESO_2_NYISO_A-F | IESO | NYISO_A-F | Internal | Summer | B5 | 200 | 1725 | 1725 | 42.48 | 64.48 | 7 | 15
2015 | IESO_2_NYISO_A-F | IESO | NYISO_A-F | Internal | Summer | B6 | 300 | 1725 | 1725 | 42.48 | 57.84 | 7 | 8.36
2015 | IESO_2_NYISO_A-F | IESO | NYISO_A-F | Internal | Summer | B7 | 400 | 1725 | 1725 | 42.48 | 56.12 | 7 | 6.63
2015 | IESO_2_NYISO_A-F | IESO | NYISO_A-F | Internal | Summer | B8 | 500 | 1725 | 1725 | 42.48 | 56.1 | 7 | 6.62
2015 | IESO_2_NYISO_A-F | IESO | NYISO_A-F | Internal | Summer | B9 | 800 | 1725 | 1725 | 42.48 | 55.24 | 7 | 5.76
2015 | IESO_2_NYISO_A-F | IESO | NYISO_A-F | Internal | Summer | B10 | 1262 | 1725 | 1725 | 42.48 | 55.24 | 7 | 5.76
2015 | IESO_2_NYISO_A-F | IESO | NYISO_A-F | Internal | Winter | B16 | 25 | 1725 | 1725 | 45.52 | 67.64 | 7 | 15.12
2015 | IESO_2_NYISO_A-F | IESO | NYISO_A-F | Internal | Winter | B17 | 100 | 1725 | 1725 | 45.52 | 62.85 | 7 | 10.33
2015 | IESO_2_NYISO_A-F | IESO | NYISO_A-F | Internal | Winter | B18 | 400 | 1725 | 1725 | 45.52 | 61.59 | 7 | 9.07
2015 | IESO_2_NYISO_A-F | IESO | NYISO_A-F | Internal | Winter | B19 | 700 | 1725 | 1725 | 45.52 | 61.59 | 7 | 9.07
2015 | IESO_2_NYISO_A-F | IESO | NYISO_A-F | Internal | Winter | B20 | 935 | 1725 | 1725 | 45.52 | 61.59 | 7 | 9.07
2015 | MAPP_CA_2_IESO | MAPP_CA | IESO | Internal | Shoulder | B11 | 25 | 330 | 0 | 70.76 | 43.49 | 8 | 0
2015 | MAPP_CA_2_IESO | MAPP_CA | IESO | Internal | Shoulder | B12 | 200 | 330 | 0 | 65.03 | 43.49 | 8 | 0
2015 | MAPP_CA_2_IESO | MAPP_CA | IESO | Internal | Shoulder | B13 | 600 | 330 | 0 | 57.65 | 43.49 | 8 | 0
2015 | MAPP_CA_2_IESO | MAPP_CA | IESO | Internal | Shoulder | B14 | 900 | 330 | 0 | 55.72 | 43.49 | 8 | 0
2015 | MAPP_CA_2_IESO | MAPP_CA | IESO | Internal | Shoulder | B15 | 1203 | 330 | 0 | 55.72 | 43.49 | 8 | 0
2015 | MAPP_CA_2_IESO | MAPP_CA | IESO | Internal | Summer | B1 | 10 | 330 | 0 | 77.76 | 78.79 | 8 | 0
2015 | MAPP_CA_2_IESO | MAPP_CA | IESO | Internal | Summer | B2 | 25 | 330 | 0 | 77.38 | 75.27 | 8 | 0
2015 | MAPP_CA_2_IESO | MAPP_CA | IESO | Internal | Summer | B3 | 75 | 330 | 0 | 76.56 | 69.21 | 8 | 0
2015 | MAPP_CA_2_IESO | MAPP_CA | IESO | Internal | Summer | B4 | 100 | 330 | 0 | 75.73 | 47.45 | 8 | 0
2015 | MAPP_CA_2_IESO | MAPP_CA | IESO | Internal | Summer | B5 | 200 | 330 | 0 | 75.73 | 42.48 | 8 | 0
2015 | MAPP_CA_2_IESO | MAPP_CA | IESO | Internal | Summer | B6 | 300 | 330 | 0 | 65.57 | 42.48 | 8 | 0
2015 | MAPP_CA_2_IESO | MAPP_CA | IESO | Internal | Summer | B7 | 400 | 330 | 0 | 55.43 | 42.48 | 8 | 0
2015 | MAPP_CA_2_IESO | MAPP_CA | IESO | Internal | Summer | B8 | 500 | 330 | 0 | 53.51 | 42.48 | 8 | 0
2015 | MAPP_CA_2_IESO | MAPP_CA | IESO | Internal | Summer | B9 | 800 | 330 | 0 | 52.91 | 42.48 | 8 | 0
2015 | MAPP_CA_2_IESO | MAPP_CA | IESO | Internal | Summer | B10 | 1262 | 330 | 0 | 52.91 | 42.48 | 8 | 0
2015 | MAPP_CA_2_IESO | MAPP_CA | IESO | Internal | Winter | B16 | 25 | 330 | 0 | 75.05 | 45.52 | 8 | 0
2015 | MAPP_CA_2_IESO | MAPP_CA | IESO | Internal | Winter | B17 | 100 | 330 | 0 | 65.78 | 45.52 | 8 | 0
2015 | MAPP_CA_2_IESO | MAPP_CA | IESO | Internal | Winter | B18 | 400 | 330 | 0 | 59.82 | 45.52 | 8 | 0
2015 | MAPP_CA_2_IESO | MAPP_CA | IESO | Internal | Winter | B19 | 700 | 330 | 0 | 57.6 | 45.52 | 8 | 0
2015 | MAPP_CA_2_IESO | MAPP_CA | IESO | Internal | Winter | B20 | 935 | 330 | 0 | 57.6 | 45.52 | 8 | 0
2015 | MAPP_CA_2_MAPP_US | MAPP_CA | MAPP_US | Internal | Shoulder | B11 | 25 | 372 | 0 | 70.76 | 74.67 | 7 | 0
2015 | MAPP_CA_2_MAPP_US | MAPP_CA | MAPP_US | Internal | Shoulder | B12 | 200 | 372 | 0 | 65.03 | 58.04 | 7 | 0
2015 | MAPP_CA_2_MAPP_US | MAPP_CA | MAPP_US | Internal | Shoulder | B13 | 600 | 372 | 0 | 57.65 | 55.45 | 7 | 0
2015 | MAPP_CA_2_MAPP_US | MAPP_CA | MAPP_US | Internal | Shoulder | B14 | 900 | 372 | 0 | 55.72 | 55.45 | 7 | 0
2015 | MAPP_CA_2_MAPP_US | MAPP_CA | MAPP_US | Internal | Shoulder | B15 | 1203 | 372 | 0 | 55.72 | 55.45 | 7 | 0
2015 | MAPP_CA_2_MAPP_US | MAPP_CA | MAPP_US | Internal | Summer | B1 | 10 | 372 | 199.6 | 77.76 | 84.76 | 7 | 0
2015 | MAPP_CA_2_MAPP_US | MAPP_CA | MAPP_US | Internal | Summer | B2 | 25 | 372 | 88.95 | 77.38 | 84.38 | 7 | 0
2015 | MAPP_CA_2_MAPP_US | MAPP_CA | MAPP_US | Internal | Summer | B3 | 75 | 372 | 173.79 | 76.56 | 83.56 | 7 | 0
2015 | MAPP_CA_2_MAPP_US | MAPP_CA | MAPP_US | Internal | Summer | B4 | 100 | 372 | 0 | 75.73 | 79.86 | 7 | 0
2015 | MAPP_CA_2_MAPP_US | MAPP_CA | MAPP_US | Internal | Summer | B5 | 200 | 372 | 0 | 75.73 | 71.11 | 7 | 0
2015 | MAPP_CA_2_MAPP_US | MAPP_CA | MAPP_US | Internal | Summer | B6 | 300 | 372 | 0 | 65.57 | 60.27 | 7 | 0
2015 | MAPP_CA_2_MAPP_US | MAPP_CA | MAPP_US | Internal | Summer | B7 | 400 | 372 | 0 | 55.43 | 52.68 | 7 | 0
2015 | MAPP_CA_2_MAPP_US | MAPP_CA | MAPP_US | Internal | Summer | B8 | 500 | 372 | 0 | 53.51 | 52.46 | 7 | 0
2015 | MAPP_CA_2_MAPP_US | MAPP_CA | MAPP_US | Internal | Summer | B9 | 800 | 372 | 0 | 52.91 | 52.46 | 7 | 0
2015 | MAPP_CA_2_MAPP_US | MAPP_CA | MAPP_US | Internal | Summer | B10 | 1262 | 372 | 0 | 52.91 | 52.46 | 7 | 0
2015 | MAPP_CA_2_MAPP_US | MAPP_CA | MAPP_US | Internal | Winter | B16 | 25 | 372 | 0 | 75.05 | 68.06 | 7 | 0
2015 | MAPP_CA_2_MAPP_US | MAPP_CA | MAPP_US | Internal | Winter | B17 | 100 | 372 | 0 | 65.78 | 58.79 | 7 | 0
2015 | MAPP_CA_2_MAPP_US | MAPP_CA | MAPP_US | Internal | Winter | B18 | 400 | 372 | 0 | 59.82 | 58.29 | 7 | 0
2015 | MAPP_CA_2_MAPP_US | MAPP_CA | MAPP_US | Internal | Winter | B19 | 700 | 372 | 0 | 57.6 | 58.29 | 7 | 0
2015 | MAPP_CA_2_MAPP_US | MAPP_CA | MAPP_US | Internal | Winter | B20 | 935 | 372 | 0 | 57.6 | 58.29 | 7 | 0
2015 | MAPP_CA_2_MISO_W | MAPP_CA | MISO_W | Internal | Shoulder | B11 | 25 | 2196 | 2196 | 70.76 | 81.67 | 0.01 | 10.9
2015 | MAPP_CA_2_MISO_W | MAPP_CA | MISO_W | Internal | Shoulder | B12 | 200 | 2196 | 1558.6 | 65.03 | 65.04 | 0.01 | 0
2015 | MAPP_CA_2_MISO_W | MAPP_CA | MISO_W | Internal | Shoulder | B13 | 600 | 2196 | 1644.82 | 57.65 | 57.66 | 0.01 | 0
2015 | MAPP_CA_2_MISO_W | MAPP_CA | MISO_W | Internal | Shoulder | B14 | 900 | 2196 | 1274.42 | 55.72 | 55.73 | 0.01 | 0
2015 | MAPP_CA_2_MISO_W | MAPP_CA | MISO_W | Internal | Shoulder | B15 | 1203 | 2196 | 0 | 55.72 | 54.07 | 0.01 | 0
2015 | MAPP_CA_2_MISO_W | MAPP_CA | MISO_W | Internal | Summer | B1 | 10 | 2196 | 2196 | 77.76 | 91.76 | 0.01 | 13.99
2015 | MAPP_CA_2_MISO_W | MAPP_CA | MISO_W | Internal | Summer | B2 | 25 | 2196 | 2196 | 77.38 | 88.73 | 0.01 | 11.34
2015 | MAPP_CA_2_MISO_W | MAPP_CA | MISO_W | Internal | Summer | B3 | 75 | 2196 | 2196 | 76.56 | 88.73 | 0.01 | 12.15
2015 | MAPP_CA_2_MISO_W | MAPP_CA | MISO_W | Internal | Summer | B4 | 100 | 2196 | 2196 | 75.73 | 86.86 | 0.01 | 11.11
2015 | MAPP_CA_2_MISO_W | MAPP_CA | MISO_W | Internal | Summer | B5 | 200 | 2196 | 2196 | 75.73 | 78.05 | 0.01 | 2.31
2015 | MAPP_CA_2_MISO_W | MAPP_CA | MISO_W | Internal | Summer | B6 | 300 | 2196 | 1581.74 | 65.57 | 65.58 | 0.01 | 0
2015 | MAPP_CA_2_MISO_W | MAPP_CA | MISO_W | Internal | Summer | B7 | 400 | 2196 | 1705.79 | 55.43 | 55.44 | 0.01 | 0
2015 | MAPP_CA_2_MISO_W | MAPP_CA | MISO_W | Internal | Summer | B8 | 500 | 2196 | 1885.23 | 53.51 | 53.52 | 0.01 | 0
2015 | MAPP_CA_2_MISO_W | MAPP_CA | MISO_W | Internal | Summer | B9 | 800 | 2196 | 1341.07 | 52.91 | 52.92 | 0.01 | 0
2015 | MAPP_CA_2_MISO_W | MAPP_CA | MISO_W | Internal | Summer | B10 | 1262 | 2196 | 0 | 52.91 | 51.42 | 0.01 | 0
2015 | MAPP_CA_2_MISO_W | MAPP_CA | MISO_W | Internal | Winter | B16 | 25 | 2196 | 1304.49 | 75.05 | 75.06 | 0.01 | 0
2015 | MAPP_CA_2_MISO_W | MAPP_CA | MISO_W | Internal | Winter | B17 | 100 | 2196 | 572.97 | 65.78 | 65.79 | 0.01 | 0
2015 | MAPP_CA_2_MISO_W | MAPP_CA | MISO_W | Internal | Winter | B18 | 400 | 2196 | 670.93 | 59.82 | 59.83 | 0.01 | 0
2015 | MAPP_CA_2_MISO_W | MAPP_CA | MISO_W | Internal | Winter | B19 | 700 | 2196 | 0 | 57.6 | 57.59 | 0.01 | 0
2015 | MAPP_CA_2_MISO_W | MAPP_CA | MISO_W | Internal | Winter | B20 | 935 | 2196 | 0 | 57.6 | 52.52 | 0.01 | 0
2015 | MAPP_US_2_MAPP_CA | MAPP_US | MAPP_CA | Internal | Shoulder | B11 | 25 | 165 | 0 | 74.67 | 70.76 | 7 | 0
2015 | MAPP_US_2_MAPP_CA | MAPP_US | MAPP_CA | Internal | Shoulder | B12 | 200 | 165 | 0 | 58.04 | 65.03 | 7 | 0
2015 | MAPP_US_2_MAPP_CA | MAPP_US | MAPP_CA | Internal | Shoulder | B13 | 600 | 165 | 0 | 55.45 | 57.65 | 7 | 0
2015 | MAPP_US_2_MAPP_CA | MAPP_US | MAPP_CA | Internal | Shoulder | B14 | 900 | 165 | 0 | 55.45 | 55.72 | 7 | 0
2015 | MAPP_US_2_MAPP_CA | MAPP_US | MAPP_CA | Internal | Shoulder | B15 | 1203 | 165 | 0 | 55.45 | 55.72 | 7 | 0
2015 | MAPP_US_2_MAPP_CA | MAPP_US | MAPP_CA | Internal | Summer | B1 | 10 | 165 | 0 | 84.76 | 77.76 | 7 | 0
2015 | MAPP_US_2_MAPP_CA | MAPP_US | MAPP_CA | Internal | Summer | B2 | 25 | 165 | 0 | 84.38 | 77.38 | 7 | 0
2015 | MAPP_US_2_MAPP_CA | MAPP_US | MAPP_CA | Internal | Summer | B3 | 75 | 165 | 0 | 83.56 | 76.56 | 7 | 0
2015 | MAPP_US_2_MAPP_CA | MAPP_US | MAPP_CA | Internal | Summer | B4 | 100 | 165 | 0 | 79.86 | 75.73 | 7 | 0
2015 | MAPP_US_2_MAPP_CA | MAPP_US | MAPP_CA | Internal | Summer | B5 | 200 | 165 | 0 | 71.11 | 75.73 | 7 | 0
2015 | MAPP_US_2_MAPP_CA | MAPP_US | MAPP_CA | Internal | Summer | B6 | 300 | 165 | 0 | 60.27 | 65.57 | 7 | 0
2015 | MAPP_US_2_MAPP_CA | MAPP_US | MAPP_CA | Internal | Summer | B7 | 400 | 165 | 0 | 52.68 | 55.43 | 7 | 0
2015 | MAPP_US_2_MAPP_CA | MAPP_US | MAPP_CA | Internal | Summer | B8 | 500 | 165 | 0 | 52.46 | 53.51 | 7 | 0
2015 | MAPP_US_2_MAPP_CA | MAPP_US | MAPP_CA | Internal | Summer | B9 | 800 | 165 | 0 | 52.46 | 52.91 | 7 | 0
2015 | MAPP_US_2_MAPP_CA | MAPP_US | MAPP_CA | Internal | Summer | B10 | 1262 | 165 | 0 | 52.46 | 52.91 | 7 | 0
2015 | MAPP_US_2_MAPP_CA | MAPP_US | MAPP_CA | Internal | Winter | B16 | 25 | 165 | 0 | 68.06 | 75.05 | 7 | 0
2015 | MAPP_US_2_MAPP_CA | MAPP_US | MAPP_CA | Internal | Winter | B17 | 100 | 165 | 0 | 58.79 | 65.78 | 7 | 0
2015 | MAPP_US_2_MAPP_CA | MAPP_US | MAPP_CA | Internal | Winter | B18 | 400 | 165 | 0 | 58.29 | 59.82 | 7 | 0
2015 | MAPP_US_2_MAPP_CA | MAPP_US | MAPP_CA | Internal | Winter | B19 | 700 | 165 | 0 | 58.29 | 57.6 | 7 | 0
2015 | MAPP_US_2_MAPP_CA | MAPP_US | MAPP_CA | Internal | Winter | B20 | 935 | 165 | 0 | 58.29 | 57.6 | 7 | 0
2015 | MAPP_US_2_MISO_W | MAPP_US | MISO_W | Internal | Shoulder | B11 | 25 | 2635 | 314.38 | 74.67 | 81.67 | 7 | 0
2015 | MAPP_US_2_MISO_W | MAPP_US | MISO_W | Internal | Shoulder | B12 | 200 | 2635 | 771.76 | 58.04 | 65.04 | 7 | 0
2015 | MAPP_US_2_MISO_W | MAPP_US | MISO_W | Internal | Shoulder | B13 | 600 | 2635 | 0 | 55.45 | 57.66 | 7 | 0
2015 | MAPP_US_2_MISO_W | MAPP_US | MISO_W | Internal | Shoulder | B14 | 900 | 2635 | 0 | 55.45 | 55.73 | 7 | 0
2015 | MAPP_US_2_MISO_W | MAPP_US | MISO_W | Internal | Shoulder | B15 | 1203 | 2635 | 0 | 55.45 | 54.07 | 7 | 0
2015 | MAPP_US_2_MISO_W | MAPP_US | MISO_W | Internal | Summer | B1 | 10 | 2635 | 815.3 | 84.76 | 91.76 | 7 | 0
2015 | MAPP_US_2_MISO_W | MAPP_US | MISO_W | Internal | Summer | B2 | 25 | 2635 | 0 | 84.38 | 88.73 | 7 | 0
2015 | MAPP_US_2_MISO_W | MAPP_US | MISO_W | Internal | Summer | B3 | 75 | 2635 | 0 | 83.56 | 88.73 | 7 | 0
2015 | MAPP_US_2_MISO_W | MAPP_US | MISO_W | Internal | Summer | B4 | 100 | 2635 | 590.28 | 79.86 | 86.86 | 7 | 0
2015 | MAPP_US_2_MISO_W | MAPP_US | MISO_W | Internal | Summer | B5 | 200 | 2635 | 0 | 71.11 | 78.05 | 7 | 0
2015 | MAPP_US_2_MISO_W | MAPP_US | MISO_W | Internal | Summer | B6 | 300 | 2635 | 0 | 60.27 | 65.58 | 7 | 0
2015 | MAPP_US_2_MISO_W | MAPP_US | MISO_W | Internal | Summer | B7 | 400 | 2635 | 0 | 52.68 | 55.44 | 7 | 0
2015 | MAPP_US_2_MISO_W | MAPP_US | MISO_W | Internal | Summer | B8 | 500 | 2635 | 0 | 52.46 | 53.52 | 7 | 0
2015 | MAPP_US_2_MISO_W | MAPP_US | MISO_W | Internal | Summer | B9 | 800 | 2635 | 0 | 52.46 | 52.92 | 7 | 0
2015 | MAPP_US_2_MISO_W | MAPP_US | MISO_W | Internal | Summer | B10 | 1262 | 2635 | 0 | 52.46 | 51.42 | 7 | 0
2015 | MAPP_US_2_MISO_W | MAPP_US | MISO_W | Internal | Winter | B16 | 25 | 2635 | 1152.26 | 68.06 | 75.06 | 7 | 0
2015 | MAPP_US_2_MISO_W | MAPP_US | MISO_W | Internal | Winter | B17 | 100 | 2635 | 767.92 | 58.79 | 65.79 | 7 | 0
2015 | MAPP_US_2_MISO_W | MAPP_US | MISO_W | Internal | Winter | B18 | 400 | 2635 | 0 | 58.29 | 59.83 | 7 | 0
2015 | MAPP_US_2_MISO_W | MAPP_US | MISO_W | Internal | Winter | B19 | 700 | 2635 | 0 | 58.29 | 57.59 | 7 | 0
2015 | MAPP_US_2_MISO_W | MAPP_US | MISO_W | Internal | Winter | B20 | 935 | 2635 | 0 | 58.29 | 52.52 | 7 | 0
2015 | MAPP_US_2_NE | MAPP_US | NE | Internal | Shoulder | B11 | 25 | 2000 | 922.34 | 74.67 | 81.67 | 7 | 0
2015 | MAPP_US_2_NE | MAPP_US | NE | Internal | Shoulder | B12 | 200 | 2000 | 0 | 58.04 | 60.04 | 7 | 0
2015 | MAPP_US_2_NE | MAPP_US | NE | Internal | Shoulder | B13 | 600 | 2000 | 0 | 55.45 | 58.29 | 7 | 0
2015 | MAPP_US_2_NE | MAPP_US | NE | Internal | Shoulder | B14 | 900 | 2000 | 0 | 55.45 | 57.37 | 7 | 0
2015 | MAPP_US_2_NE | MAPP_US | NE | Internal | Shoulder | B15 | 1203 | 2000 | 0 | 55.45 | 57.37 | 7 | 0
2015 | MAPP_US_2_NE | MAPP_US | NE | Internal | Summer | B1 | 10 | 2000 | 167.14 | 84.76 | 91.76 | 7 | 0
2015 | MAPP_US_2_NE | MAPP_US | NE | Internal | Summer | B2 | 25 | 2000 | 914.33 | 84.38 | 91.38 | 7 | 0
2015 | MAPP_US_2_NE | MAPP_US | NE | Internal | Summer | B3 | 75 | 2000 | 970.62 | 83.56 | 90.56 | 7 | 0
2015 | MAPP_US_2_NE | MAPP_US | NE | Internal | Summer | B4 | 100 | 2000 | 217.1 | 79.86 | 86.86 | 7 | 0
2015 | MAPP_US_2_NE | MAPP_US | NE | Internal | Summer | B5 | 200 | 2000 | 718.01 | 71.11 | 78.11 | 7 | 0
2015 | MAPP_US_2_NE | MAPP_US | NE | Internal | Summer | B6 | 300 | 2000 | 790.08 | 60.27 | 67.27 | 7 | 0
2015 | MAPP_US_2_NE | MAPP_US | NE | Internal | Summer | B7 | 400 | 2000 | 578.52 | 52.68 | 59.68 | 7 | 0
2015 | MAPP_US_2_NE | MAPP_US | NE | Internal | Summer | B8 | 500 | 2000 | 0 | 52.46 | 58.69 | 7 | 0
2015 | MAPP_US_2_NE | MAPP_US | NE | Internal | Summer | B9 | 800 | 2000 | 0 | 52.46 | 56.1 | 7 | 0
2015 | MAPP_US_2_NE | MAPP_US | NE | Internal | Summer | B10 | 1262 | 2000 | 0 | 52.46 | 54.27 | 7 | 0
2015 | MAPP_US_2_NE | MAPP_US | NE | Internal | Winter | B16 | 25 | 2000 | 0 | 68.06 | 70.06 | 7 | 0
2015 | MAPP_US_2_NE | MAPP_US | NE | Internal | Winter | B17 | 100 | 2000 | 0 | 58.79 | 60.79 | 7 | 0
2015 | MAPP_US_2_NE | MAPP_US | NE | Internal | Winter | B18 | 400 | 2000 | 0 | 58.29 | 59.85 | 7 | 0
2015 | MAPP_US_2_NE | MAPP_US | NE | Internal | Winter | B19 | 700 | 2000 | 0 | 58.29 | 59.71 | 7 | 0
2015 | MAPP_US_2_NE | MAPP_US | NE | Internal | Winter | B20 | 935 | 2000 | 0 | 58.29 | 55.19 | 7 | 0
2015 | MARITIMES_2_NEISO | MARITIMES | NEISO | Internal | Shoulder | B11 | 25 | 99999 | 1400 | 55.81 | 55.82 | 0.01 | 0
2015 | MARITIMES_2_NEISO | MARITIMES | NEISO | Internal | Shoulder | B12 | 200 | 99999 | 1400 | 55.81 | 55.82 | 0.01 | 0
2015 | MARITIMES_2_NEISO | MARITIMES | NEISO | Internal | Shoulder | B13 | 600 | 99999 | 1400 | 55.81 | 55.82 | 0.01 | 0
2015 | MARITIMES_2_NEISO | MARITIMES | NEISO | Internal | Shoulder | B14 | 900 | 99999 | 1400 | 55.81 | 55.82 | 0.01 | 0
2015 | MARITIMES_2_NEISO | MARITIMES | NEISO | Internal | Shoulder | B15 | 1203 | 99999 | 426.43 | 55.81 | 55.82 | 0.01 | 0
2015 | MARITIMES_2_NEISO | MARITIMES | NEISO | Internal | Summer | B1 | 10 | 99999 | 1400.1 | 86.11 | 86.12 | 0.01 | 0
2015 | MARITIMES_2_NEISO | MARITIMES | NEISO | Internal | Summer | B2 | 25 | 99999 | 1400 | 79.28 | 79.3 | 0.01 | 0
2015 | MARITIMES_2_NEISO | MARITIMES | NEISO | Internal | Summer | B3 | 75 | 99999 | 1400 | 73.2 | 73.21 | 0.01 | 0
2015 | MARITIMES_2_NEISO | MARITIMES | NEISO | Internal | Summer | B4 | 100 | 99999 | 1400 | 59 | 59.01 | 0.01 | 0
2015 | MARITIMES_2_NEISO | MARITIMES | NEISO | Internal | Summer | B5 | 200 | 99999 | 1400 | 53.12 | 53.13 | 0.01 | 0
2015 | MARITIMES_2_NEISO | MARITIMES | NEISO | Internal | Summer | B6 | 300 | 99999 | 1400 | 53.12 | 53.13 | 0.01 | 0
2015 | MARITIMES_2_NEISO | MARITIMES | NEISO | Internal | Summer | B7 | 400 | 99999 | 1400 | 53.12 | 53.13 | 0.01 | 0
2015 | MARITIMES_2_NEISO | MARITIMES | NEISO | Internal | Summer | B8 | 500 | 99999 | 1400 | 53.12 | 53.13 | 0.01 | 0
2015 | MARITIMES_2_NEISO | MARITIMES | NEISO | Internal | Summer | B9 | 800 | 99999 | 1400 | 53.12 | 53.13 | 0.01 | 0
2015 | MARITIMES_2_NEISO | MARITIMES | NEISO | Internal | Summer | B10 | 1262 | 99999 | 236.13 | 53.12 | 53.13 | 0.01 | 0
2015 | MARITIMES_2_NEISO | MARITIMES | NEISO | Internal | Winter | B16 | 25 | 99999 | 1400 | 64.21 | 64.22 | 0.01 | 0
2015 | MARITIMES_2_NEISO | MARITIMES | NEISO | Internal | Winter | B17 | 100 | 99999 | 1400 | 64.21 | 64.22 | 0.01 | 0
2015 | MARITIMES_2_NEISO | MARITIMES | NEISO | Internal | Winter | B18 | 400 | 99999 | 1400 | 64.21 | 64.22 | 0.01 | 0
2015 | MARITIMES_2_NEISO | MARITIMES | NEISO | Internal | Winter | B19 | 700 | 99999 | 1400 | 64.21 | 64.22 | 0.01 | 0
2015 | MARITIMES_2_NEISO | MARITIMES | NEISO | Internal | Winter | B20 | 935 | 99999 | 475.94 | 64.21 | 64.22 | 0.01 | 0
2015 | MISO_IN_2_MISO_MI | MISO_IN | MISO_MI | Internal | Shoulder | B11 | 25 | 5021 | 0 | 81.69 | 74.41 | 0.01 | 0
2015 | MISO_IN_2_MISO_MI | MISO_IN | MISO_MI | Internal | Shoulder | B12 | 200 | 5021 | 0 | 65.06 | 65.05 | 0.01 | 0
2015 | MISO_IN_2_MISO_MI | MISO_IN | MISO_MI | Internal | Shoulder | B13 | 600 | 5021 | 0 | 57.69 | 57.68 | 0.01 | 0
2015 | MISO_IN_2_MISO_MI | MISO_IN | MISO_MI | Internal | Shoulder | B14 | 900 | 5021 | 0 | 55.75 | 55.74 | 0.01 | 0
2015 | MISO_IN_2_MISO_MI | MISO_IN | MISO_MI | Internal | Shoulder | B15 | 1203 | 5021 | 0 | 54.04 | 54.03 | 0.01 | 0
2015 | MISO_IN_2_MISO_MI | MISO_IN | MISO_MI | Internal | Summer | B1 | 10 | 5021 | 0 | 93.38 | 91.77 | 0.01 | 0
2015 | MISO_IN_2_MISO_MI | MISO_IN | MISO_MI | Internal | Summer | B2 | 25 | 5021 | 0 | 90.88 | 87.53 | 0.01 | 0
2015 | MISO_IN_2_MISO_MI | MISO_IN | MISO_MI | Internal | Summer | B3 | 75 | 5021 | 0 | 88.75 | 87.51 | 0.01 | 0
2015 | MISO_IN_2_MISO_MI | MISO_IN | MISO_MI | Internal | Summer | B4 | 100 | 5021 | 0 | 86.88 | 82.87 | 0.01 | 0
2015 | MISO_IN_2_MISO_MI | MISO_IN | MISO_MI | Internal | Summer | B5 | 200 | 5021 | 0 | 78.07 | 74.07 | 0.01 | 0
2015 | MISO_IN_2_MISO_MI | MISO_IN | MISO_MI | Internal | Summer | B6 | 300 | 5021 | 0 | 65.6 | 65.59 | 0.01 | 0
2015 | MISO_IN_2_MISO_MI | MISO_IN | MISO_MI | Internal | Summer | B7 | 400 | 5021 | 0 | 55.47 | 55.45 | 0.01 | 0
2015 | MISO_IN_2_MISO_MI | MISO_IN | MISO_MI | Internal | Summer | B8 | 500 | 5021 | 111.48 | 53.54 | 53.55 | 0.01 | 0
2015 | MISO_IN_2_MISO_MI | MISO_IN | MISO_MI | Internal | Summer | B9 | 800 | 5021 | 1462.69 | 52.94 | 52.95 | 0.01 | 0
2015 | MISO_IN_2_MISO_MI | MISO_IN | MISO_MI | Internal | Summer | B10 | 1262 | 5021 | 2397.58 | 51.98 | 51.99 | 0.01 | 0
2015 | MISO_IN_2_MISO_MI | MISO_IN | MISO_MI | Internal | Winter | B16 | 25 | 5021 | 0 | 77.65 | 75.07 | 0.01 | 0
2015 | MISO_IN_2_MISO_MI | MISO_IN | MISO_MI | Internal | Winter | B17 | 100 | 5021 | 0 | 68.85 | 68.84 | 0.01 | 0
2015 | MISO_IN_2_MISO_MI | MISO_IN | MISO_MI | Internal | Winter | B18 | 400 | 5021 | 0 | 59.85 | 59.84 | 0.01 | 0
2015 | MISO_IN_2_MISO_MI | MISO_IN | MISO_MI | Internal | Winter | B19 | 700 | 5021 | 0 | 57.59 | 57.59 | 0.01 | 0
2015 | MISO_IN_2_MISO_MI | MISO_IN | MISO_MI | Internal | Winter | B20 | 935 | 5021 | 98.44 | 52.53 | 52.54 | 0.01 | 0
2015 | MISO_IN_2_MISO_MO-IL | MISO_IN | MISO_MO-IL | Internal | Shoulder | B11 | 25 | 5533 | 0 | 81.69 | 81.68 | 0.01 | 0
2015 | MISO_IN_2_MISO_MO-IL | MISO_IN | MISO_MO-IL | Internal | Shoulder | B12 | 200 | 5533 | 0 | 65.06 | 65.05 | 0.01 | 0
2015 | MISO_IN_2_MISO_MO-IL | MISO_IN | MISO_MO-IL | Internal | Shoulder | B13 | 600 | 5533 | 0 | 57.69 | 57.68 | 0.01 | 0
2015 | MISO_IN_2_MISO_MO-IL | MISO_IN | MISO_MO-IL | Internal | Shoulder | B14 | 900 | 5533 | 0 | 55.75 | 55.74 | 0.01 | 0
2015 | MISO_IN_2_MISO_MO-IL | MISO_IN | MISO_MO-IL | Internal | Shoulder | B15 | 1203 | 5533 | 247.08 | 54.04 | 54.05 | 0.01 | 0
2015 | MISO_IN_2_MISO_MO-IL | MISO_IN | MISO_MO-IL | Internal | Summer | B1 | 10 | 5533 | 0 | 93.38 | 91.77 | 0.01 | 0
2015 | MISO_IN_2_MISO_MO-IL | MISO_IN | MISO_MO-IL | Internal | Summer | B2 | 25 | 5533 | 0 | 90.88 | 88.74 | 0.01 | 0
2015 | MISO_IN_2_MISO_MO-IL | MISO_IN | MISO_MO-IL | Internal | Summer | B3 | 75 | 5533 | 0 | 88.75 | 88.74 | 0.01 | 0
2015 | MISO_IN_2_MISO_MO-IL | MISO_IN | MISO_MO-IL | Internal | Summer | B4 | 100 | 5533 | 0 | 86.88 | 86.87 | 0.01 | 0
2015 | MISO_IN_2_MISO_MO-IL | MISO_IN | MISO_MO-IL | Internal | Summer | B5 | 200 | 5533 | 0 | 78.07 | 78.06 | 0.01 | 0
2015 | MISO_IN_2_MISO_MO-IL | MISO_IN | MISO_MO-IL | Internal | Summer | B6 | 300 | 5533 | 0 | 65.6 | 65.59 | 0.01 | 0
2015 | MISO_IN_2_MISO_MO-IL | MISO_IN | MISO_MO-IL | Internal | Summer | B7 | 400 | 5533 | 0 | 55.47 | 55.45 | 0.01 | 0
2015 | MISO_IN_2_MISO_MO-IL | MISO_IN | MISO_MO-IL | Internal | Summer | B8 | 500 | 5533 | 0 | 53.54 | 53.53 | 0.01 | 0
2015 | MISO_IN_2_MISO_MO-IL | MISO_IN | MISO_MO-IL | Internal | Summer | B9 | 800 | 5533 | 0 | 52.94 | 52.93 | 0.01 | 0
2015 | MISO_IN_2_MISO_MO-IL | MISO_IN | MISO_MO-IL | Internal | Summer | B10 | 1262 | 5533 | 0 | 51.98 | 51.43 | 0.01 | 0
2015 | MISO_IN_2_MISO_MO-IL | MISO_IN | MISO_MO-IL | Internal | Winter | B16 | 25 | 5533 | 0 | 77.65 | 75.07 | 0.01 | 0
2015 | MISO_IN_2_MISO_MO-IL | MISO_IN | MISO_MO-IL | Internal | Winter | B17 | 100 | 5533 | 0 | 68.85 | 65.8 | 0.01 | 0
2015 | MISO_IN_2_MISO_MO-IL | MISO_IN | MISO_MO-IL | Internal | Winter | B18 | 400 | 5533 | 0 | 59.85 | 59.84 | 0.01 | 0
2015 | MISO_IN_2_MISO_MO-IL | MISO_IN | MISO_MO-IL | Internal | Winter | B19 | 700 | 5533 | 0 | 57.59 | 57.58 | 0.01 | 0
2015 | MISO_IN_2_MISO_MO-IL | MISO_IN | MISO_MO-IL | Internal | Winter | B20 | 935 | 5533 | 0 | 52.53 | 52.52 | 0.01 | 0
2015 | MISO_IN_2_NonRTO_Midwest | MISO_IN | NonRTO_Midwest | Internal | Shoulder | B11 | 25 | 4800 | 984.82 | 81.69 | 89.69 | 8 | 0
2015 | MISO_IN_2_NonRTO_Midwest | MISO_IN | NonRTO_Midwest | Internal | Shoulder | B12 | 200 | 4800 | 702.08 | 65.06 | 73.06 | 8 | 0
2015 | MISO_IN_2_NonRTO_Midwest | MISO_IN | NonRTO_Midwest | Internal | Shoulder | B13 | 600 | 4800 | 258.75 | 57.69 | 65.69 | 8 | 0
2015 | MISO_IN_2_NonRTO_Midwest | MISO_IN | NonRTO_Midwest | Internal | Shoulder | B14 | 900 | 4800 | 0 | 55.75 | 56.62 | 8 | 0
2015 | MISO_IN_2_NonRTO_Midwest | MISO_IN | NonRTO_Midwest | Internal | Shoulder | B15 | 1203 | 4800 | 0 | 54.04 | 55.24 | 8 | 0
2015 | MISO_IN_2_NonRTO_Midwest | MISO_IN | NonRTO_Midwest | Internal | Summer | B1 | 10 | 4800 | 0 | 93.38 | 96.27 | 8 | 0
2015 | MISO_IN_2_NonRTO_Midwest | MISO_IN | NonRTO_Midwest | Internal | Summer | B2 | 25 | 4800 | 0 | 90.88 | 96.27 | 8 | 0
2015 | MISO_IN_2_NonRTO_Midwest | MISO_IN | NonRTO_Midwest | Internal | Summer | B3 | 75 | 4800 | 0 | 88.75 | 96.27 | 8 | 0
2015 | MISO_IN_2_NonRTO_Midwest | MISO_IN | NonRTO_Midwest | Internal | Summer | B4 | 100 | 4800 | 730.51 | 86.88 | 94.88 | 8 | 0
2015 | MISO_IN_2_NonRTO_Midwest | MISO_IN | NonRTO_Midwest | Internal | Summer | B5 | 200 | 4800 | 419.93 | 78.07 | 86.07 | 8 | 0
2015 | MISO_IN_2_NonRTO_Midwest | MISO_IN | NonRTO_Midwest | Internal | Summer | B6 | 300 | 4800 | 0 | 65.6 | 61.85 | 8 | 0
2015 | MISO_IN_2_NonRTO_Midwest | MISO_IN | NonRTO_Midwest | Internal | Summer | B7 | 400 | 4800 | 0 | 55.47 | 56.44 | 8 | 0
2015 | MISO_IN_2_NonRTO_Midwest | MISO_IN | NonRTO_Midwest | Internal | Summer | B8 | 500 | 4800 | 0 | 53.54 | 56.35 | 8 | 0
2015 | MISO_IN_2_NonRTO_Midwest | MISO_IN | NonRTO_Midwest | Internal | Summer | B9 | 800 | 4800 | 0 | 52.94 | 55.24 | 8 | 0
2015 | MISO_IN_2_NonRTO_Midwest | MISO_IN | NonRTO_Midwest | Internal | Summer | B10 | 1262 | 4800 | 0 | 51.98 | 54.4 | 8 | 0
2015 | MISO_IN_2_NonRTO_Midwest | MISO_IN | NonRTO_Midwest | Internal | Winter | B16 | 25 | 4800 | 1867.47 | 77.65 | 85.65 | 8 | 0
2015 | MISO_IN_2_NonRTO_Midwest | MISO_IN | NonRTO_Midwest | Internal | Winter | B17 | 100 | 4800 | 768.65 | 68.85 | 76.85 | 8 | 0
2015 | MISO_IN_2_NonRTO_Midwest | MISO_IN | NonRTO_Midwest | Internal | Winter | B18 | 400 | 4800 | 22.45 | 59.85 | 67.85 | 8 | 0
2015 | MISO_IN_2_NonRTO_Midwest | MISO_IN | NonRTO_Midwest | Internal | Winter | B19 | 700 | 4800 | 0 | 57.59 | 56.44 | 8 | 0
2015 | MISO_IN_2_NonRTO_Midwest | MISO_IN | NonRTO_Midwest | Internal | Winter | B20 | 935 | 4800 | 0 | 52.53 | 55.24 | 8 | 0
2015 | MISO_IN_2_PJM_ROR | MISO_IN | PJM_ROR | Internal | Shoulder | B11 | 25 | 992 | 0 | 81.69 | 74.69 | 2 | 0
2015 | MISO_IN_2_PJM_ROR | MISO_IN | PJM_ROR | Internal | Shoulder | B12 | 200 | 992 | 0 | 65.06 | 64.62 | 2 | 0
2015 | MISO_IN_2_PJM_ROR | MISO_IN | PJM_ROR | Internal | Shoulder | B13 | 600 | 992 | 0 | 57.69 | 59.65 | 2 | 0
2015 | MISO_IN_2_PJM_ROR | MISO_IN | PJM_ROR | Internal | Shoulder | B14 | 900 | 992 | 0 | 55.75 | 57.74 | 2 | 0
2015 | MISO_IN_2_PJM_ROR | MISO_IN | PJM_ROR | Internal | Shoulder | B15 | 1203 | 992 | 0 | 54.04 | 54.24 | 2 | 0
2015 | MISO_IN_2_PJM_ROR | MISO_IN | PJM_ROR | Internal | Summer | B1 | 10 | 992 | 0 | 93.38 | 93.77 | 2 | 0
2015 | MISO_IN_2_PJM_ROR | MISO_IN | PJM_ROR | Internal | Summer | B2 | 25 | 992 | 0 | 90.88 | 89.51 | 2 | 0
2015 | MISO_IN_2_PJM_ROR | MISO_IN | PJM_ROR | Internal | Summer | B3 | 75 | 992 | 0 | 88.75 | 89.51 | 2 | 0
2015 | MISO_IN_2_PJM_ROR | MISO_IN | PJM_ROR | Internal | Summer | B4 | 100 | 992 | 0 | 86.88 | 84.87 | 2 | 0
2015 | MISO_IN_2_PJM_ROR | MISO_IN | PJM_ROR | Internal | Summer | B5 | 200 | 992 | 0 | 78.07 | 76.07 | 2 | 0
2015 | MISO_IN_2_PJM_ROR | MISO_IN | PJM_ROR | Internal | Summer | B6 | 300 | 992 | 0 | 65.6 | 65.85 | 2 | 0
2015 | MISO_IN_2_PJM_ROR | MISO_IN | PJM_ROR | Internal | Summer | B7 | 400 | 992 | 0 | 55.47 | 57.44 | 2 | 0
2015 | MISO_IN_2_PJM_ROR | MISO_IN | PJM_ROR | Internal | Summer | B8 | 500 | 992 | 0 | 53.54 | 55.18 | 2 | 0
2015 | MISO_IN_2_PJM_ROR | MISO_IN | PJM_ROR | Internal | Summer | B9 | 800 | 992 | 0 | 52.94 | 53.66 | 2 | 0
2015 | MISO_IN_2_PJM_ROR | MISO_IN | PJM_ROR | Internal | Summer | B10 | 1262 | 992 | 0 | 51.98 | 51.91 | 2 | 0
2015 | MISO_IN_2_PJM_ROR | MISO_IN | PJM_ROR | Internal | Winter | B16 | 25 | 992 | 0 | 77.65 | 77.07 | 2 | 0
2015 | MISO_IN_2_PJM_ROR | MISO_IN | PJM_ROR | Internal | Winter | B17 | 100 | 992 | 0 | 68.85 | 70.84 | 2 | 0
2015 | MISO_IN_2_PJM_ROR | MISO_IN | PJM_ROR | Internal | Winter | B18 | 400 | 992 | 0 | 59.85 | 61.84 | 2 | 0
2015 | MISO_IN_2_PJM_ROR | MISO_IN | PJM_ROR | Internal | Winter | B19 | 700 | 992 | 0 | 57.59 | 59.58 | 2 | 0
2015 | MISO_IN_2_PJM_ROR | MISO_IN | PJM_ROR | Internal | Winter | B20 | 935 | 992 | 0 | 52.53 | 54.52 | 2 | 0
2015 | MISO_MI_2_MISO_IN | MISO_MI | MISO_IN | Internal | Shoulder | B11 | 25 | 2066 | 2066 | 74.41 | 81.69 | 0.01 | 7.27
2015 | MISO_MI_2_MISO_IN | MISO_MI | MISO_IN | Internal | Shoulder | B12 | 200 | 2066 | 831.23 | 65.05 | 65.06 | 0.01 | 0
2015 | MISO_MI_2_MISO_IN | MISO_MI | MISO_IN | Internal | Shoulder | B13 | 600 | 2066 | 917.4 | 57.68 | 57.69 | 0.01 | 0
2015 | MISO_MI_2_MISO_IN | MISO_MI | MISO_IN | Internal | Shoulder | B14 | 900 | 2066 | 449.23 | 55.74 | 55.75 | 0.01 | 0
2015 | MISO_MI_2_MISO_IN | MISO_MI | MISO_IN | Internal | Shoulder | B15 | 1203 | 2066 | 1404.62 | 54.03 | 54.04 | 0.01 | 0
2015 | MISO_MI_2_MISO_IN | MISO_MI | MISO_IN | Internal | Summer | B1 | 10 | 2066 | 2066 | 91.77 | 93.38 | 0.01 | 1.59
2015 | MISO_MI_2_MISO_IN | MISO_MI | MISO_IN | Internal | Summer | B2 | 25 | 2066 | 2066 | 87.53 | 90.88 | 0.01 | 3.34
2015 | MISO_MI_2_MISO_IN | MISO_MI | MISO_IN | Internal | Summer | B3 | 75 | 2066 | 2066 | 87.51 | 88.75 | 0.01 | 1.23
2015 | MISO_MI_2_MISO_IN | MISO_MI | MISO_IN | Internal | Summer | B4 | 100 | 2066 | 2066 | 82.87 | 86.88 | 0.01 | 4
2015 | MISO_MI_2_MISO_IN | MISO_MI | MISO_IN | Internal | Summer | B5 | 200 | 2066 | 2066 | 74.07 | 78.07 | 0.01 | 3.99
2015 | MISO_MI_2_MISO_IN | MISO_MI | MISO_IN | Internal | Summer | B6 | 300 | 2066 | 673.49 | 65.59 | 65.6 | 0.01 | 0
2015 | MISO_MI_2_MISO_IN | MISO_MI | MISO_IN | Internal | Summer | B7 | 400 | 2066 | 129.41 | 55.45 | 55.47 | 0.01 | 0
2015 | MISO_MI_2_MISO_IN | MISO_MI | MISO_IN | Internal | Summer | B8 | 500 | 2066 | 0 | 53.55 | 53.54 | 0.01 | 0
2015 | MISO_MI_2_MISO_IN | MISO_MI | MISO_IN | Internal | Summer | B9 | 800 | 2066 | 0 | 52.95 | 52.94 | 0.01 | 0
2015 | MISO_MI_2_MISO_IN | MISO_MI | MISO_IN | Internal | Summer | B10 | 1262 | 2066 | 0 | 51.99 | 51.98 | 0.01 | 0
2015 | MISO_MI_2_MISO_IN | MISO_MI | MISO_IN | Internal | Winter | B16 | 25 | 2066 | 2066 | 75.07 | 77.65 | 0.01 | 2.57
2015 | MISO_MI_2_MISO_IN | MISO_MI | MISO_IN | Internal | Winter | B17 | 100 | 2066 | 213.84 | 68.84 | 68.85 | 0.01 | 0
2015 | MISO_MI_2_MISO_IN | MISO_MI | MISO_IN | Internal | Winter | B18 | 400 | 2066 | 47.51 | 59.84 | 59.85 | 0.01 | 0
2015 | MISO_MI_2_MISO_IN | MISO_MI | MISO_IN | Internal | Winter | B19 | 700 | 2066 | 0 | 57.59 | 57.59 | 0.01 | 0
2015 | MISO_MI_2_MISO_IN | MISO_MI | MISO_IN | Internal | Winter | B20 | 935 | 2066 | 0 | 52.54 | 52.53 | 0.01 | 0
2015 | MISO_MI_2_MISO_WUMS | MISO_MI | MISO_WUMS | Internal | Shoulder | B11 | 25 | 1440 | 0 | 74.41 | 62.05 | 0.01 | 0
2015 | MISO_MI_2_MISO_WUMS | MISO_MI | MISO_WUMS | Internal | Shoulder | B12 | 200 | 1440 | 0 | 65.05 | 62.05 | 0.01 | 0
2015 | MISO_MI_2_MISO_WUMS | MISO_MI | MISO_WUMS | Internal | Shoulder | B13 | 600 | 1440 | 0 | 57.68 | 57.65 | 0.01 | 0
2015 | MISO_MI_2_MISO_WUMS | MISO_MI | MISO_WUMS | Internal | Shoulder | B14 | 900 | 1440 | 0 | 55.74 | 55.72 | 0.01 | 0
2015 | MISO_MI_2_MISO_WUMS | MISO_MI | MISO_WUMS | Internal | Shoulder | B15 | 1203 | 1440 | 0 | 54.03 | 53.21 | 0.01 | 0
2015 | MISO_MI_2_MISO_WUMS | MISO_MI | MISO_WUMS | Internal | Summer | B1 | 10 | 1440 | 0 | 91.77 | 91.75 | 0.01 | 0
2015 | MISO_MI_2_MISO_WUMS | MISO_MI | MISO_WUMS | Internal | Summer | B2 | 25 | 1440 | 0 | 87.53 | 87.51 | 0.01 | 0
2015 | MISO_MI_2_MISO_WUMS | MISO_MI | MISO_WUMS | Internal | Summer | B3 | 75 | 1440 | 0 | 87.51 | 87.5 | 0.01 | 0
2015 | MISO_MI_2_MISO_WUMS | MISO_MI | MISO_WUMS | Internal | Summer | B4 | 100 | 1440 | 0 | 82.87 | 73.1 | 0.01 | 0
2015 | MISO_MI_2_MISO_WUMS | MISO_MI | MISO_WUMS | Internal | Summer | B5 | 200 | 1440 | 0 | 74.07 | 62.54 | 0.01 | 0
2015 | MISO_MI_2_MISO_WUMS | MISO_MI | MISO_WUMS | Internal | Summer | B6 | 300 | 1440 | 0 | 65.59 | 62.05 | 0.01 | 0
2015 | MISO_MI_2_MISO_WUMS | MISO_MI | MISO_WUMS | Internal | Summer | B7 | 400 | 1440 | 0 | 55.45 | 55.43 | 0.01 | 0
2015 | MISO_MI_2_MISO_WUMS | MISO_MI | MISO_WUMS | Internal | Summer | B8 | 500 | 1440 | 0 | 53.55 | 53.18 | 0.01 | 0
2015 | MISO_MI_2_MISO_WUMS | MISO_MI | MISO_WUMS | Internal | Summer | B9 | 800 | 1440 | 0 | 52.95 | 52.91 | 0.01 | 0
2015 | MISO_MI_2_MISO_WUMS | MISO_MI | MISO_WUMS | Internal | Summer | B10 | 1262 | 1440 | 0 | 51.99 | 51.4 | 0.01 | 0
2015 | MISO_MI_2_MISO_WUMS | MISO_MI | MISO_WUMS | Internal | Winter | B16 | 25 | 1440 | 0 | 75.07 | 75.05 | 0.01 | 0
2015 | MISO_MI_2_MISO_WUMS | MISO_MI | MISO_WUMS | Internal | Winter | B17 | 100 | 1440 | 0 | 68.84 | 65.78 | 0.01 | 0
2015 | MISO_MI_2_MISO_WUMS | MISO_MI | MISO_WUMS | Internal | Winter | B18 | 400 | 1440 | 0 | 59.84 | 59.83 | 0.01 | 0
2015 | MISO_MI_2_MISO_WUMS | MISO_MI | MISO_WUMS | Internal | Winter | B19 | 700 | 1440 | 0 | 57.59 | 57.58 | 0.01 | 0
2015 | MISO_MI_2_MISO_WUMS | MISO_MI | MISO_WUMS | Internal | Winter | B20 | 935 | 1440 | 0 | 52.54 | 52.53 | 0.01 | 0
2015 | MISO_MI_2_PJM_ROR | MISO_MI | PJM_ROR | Internal | Shoulder | B11 | 25 | 1424 | 0 | 74.41 | 74.69 | 2 | 0
2015 | MISO_MI_2_PJM_ROR | MISO_MI | PJM_ROR | Internal | Shoulder | B12 | 200 | 1424 | 0 | 65.05 | 64.62 | 2 | 0
2015 | MISO_MI_2_PJM_ROR | MISO_MI | PJM_ROR | Internal | Shoulder | B13 | 600 | 1424 | 0 | 57.68 | 59.65 | 2 | 0
2015 | MISO_MI_2_PJM_ROR | MISO_MI | PJM_ROR | Internal | Shoulder | B14 | 900 | 1424 | 505.96 | 55.74 | 57.74 | 2 | 0
2015 | MISO_MI_2_PJM_ROR | MISO_MI | PJM_ROR | Internal | Shoulder | B15 | 1203 | 1424 | 0 | 54.03 | 54.24 | 2 | 0
2015 | MISO_MI_2_PJM_ROR | MISO_MI | PJM_ROR | Internal | Summer | B1 | 10 | 1424 | 665.15 | 91.77 | 93.77 | 2 | 0
2015 | MISO_MI_2_PJM_ROR | MISO_MI | PJM_ROR | Internal | Summer | B2 | 25 | 1424 | 0 | 87.53 | 89.51 | 2 | 0
2015 | MISO_MI_2_PJM_ROR | MISO_MI | PJM_ROR | Internal | Summer | B3 | 75 | 1424 | 1127.56 | 87.51 | 89.51 | 2 | 0
2015 | MISO_MI_2_PJM_ROR | MISO_MI | PJM_ROR | Internal | Summer | B4 | 100 | 1424 | 318.27 | 82.87 | 84.87 | 2 | 0
2015 | MISO_MI_2_PJM_ROR | MISO_MI | PJM_ROR | Internal | Summer | B5 | 200 | 1424 | 1157.03 | 74.07 | 76.07 | 2 | 0
2015 | MISO_MI_2_PJM_ROR | MISO_MI | PJM_ROR | Internal | Summer | B6 | 300 | 1424 | 0 | 65.59 | 65.85 | 2 | 0
2015 | MISO_MI_2_PJM_ROR | MISO_MI | PJM_ROR | Internal | Summer | B7 | 400 | 1424 | 0 | 55.45 | 57.44 | 2 | 0
2015 | MISO_MI_2_PJM_ROR | MISO_MI | PJM_ROR | Internal | Summer | B8 | 500 | 1424 | 0 | 53.55 | 55.18 | 2 | 0
2015 | MISO_MI_2_PJM_ROR | MISO_MI | PJM_ROR | Internal | Summer | B9 | 800 | 1424 | 0 | 52.95 | 53.66 | 2 | 0
2015 | MISO_MI_2_PJM_ROR | MISO_MI | PJM_ROR | Internal | Summer | B10 | 1262 | 1424 | 0 | 51.99 | 51.91 | 2 | 0
2015 | MISO_MI_2_PJM_ROR | MISO_MI | PJM_ROR | Internal | Winter | B16 | 25 | 1424 | 1046.16 | 75.07 | 77.07 | 2 | 0
2015 | MISO_MI_2_PJM_ROR | MISO_MI | PJM_ROR | Internal | Winter | B17 | 100 | 1424 | 1179.83 | 68.84 | 70.84 | 2 | 0
2015 | MISO_MI_2_PJM_ROR | MISO_MI | PJM_ROR | Internal | Winter | B18 | 400 | 1424 | 186.58 | 59.84 | 61.84 | 2 | 0
2015 | MISO_MI_2_PJM_ROR | MISO_MI | PJM_ROR | Internal | Winter | B19 | 700 | 1424 | 0 | 57.59 | 59.58 | 2 | 0
2015 | MISO_MI_2_PJM_ROR | MISO_MI | PJM_ROR | Internal | Winter | B20 | 935 | 1424 | 0 | 52.54 | 54.52 | 2 | 0
2015 | MISO_MO-IL_2_ENT | MISO_MO-IL | ENT | Internal | Shoulder | B11 | 25 | 2540 | 0 | 81.68 | 79.69 | 8 | 0
2015 | MISO_MO-IL_2_ENT | MISO_MO-IL | ENT | Internal | Shoulder | B12 | 200 | 2540 | 0 | 65.05 | 59.47 | 8 | 0
2015 | MISO_MO-IL_2_ENT | MISO_MO-IL | ENT | Internal | Shoulder | B13 | 600 | 2540 | 0 | 57.68 | 59.47 | 8 | 0
2015 | MISO_MO-IL_2_ENT | MISO_MO-IL | ENT | Internal | Shoulder | B14 | 900 | 2540 | 0 | 55.74 | 57.49 | 8 | 0
2015 | MISO_MO-IL_2_ENT | MISO_MO-IL | ENT | Internal | Shoulder | B15 | 1203 | 2540 | 0 | 54.05 | 57.49 | 8 | 0
2015 | MISO_MO-IL_2_ENT | MISO_MO-IL | ENT | Internal | Summer | B1 | 10 | 2540 | 0 | 91.77 | 91.77 | 8 | 0
2015 | MISO_MO-IL_2_ENT | MISO_MO-IL | ENT | Internal | Summer | B2 | 25 | 2540 | 0 | 88.74 | 89.87 | 8 | 0
2015 | MISO_MO-IL_2_ENT | MISO_MO-IL | ENT | Internal | Summer | B3 | 75 | 2540 | 0 | 88.74 | 89.87 | 8 | 0
2015 | MISO_MO-IL_2_ENT | MISO_MO-IL | ENT | Internal | Summer | B4 | 100 | 2540 | 0 | 86.87 | 89.87 | 8 | 0
2015 | MISO_MO-IL_2_ENT | MISO_MO-IL | ENT | Internal | Summer | B5 | 200 | 2540 | 0 | 78.06 | 83.07 | 8 | 0
2015 | MISO_MO-IL_2_ENT | MISO_MO-IL | ENT | Internal | Summer | B6 | 300 | 2540 | 0 | 65.59 | 64.59 | 8 | 0
2015 | MISO_MO-IL_2_ENT | MISO_MO-IL | ENT | Internal | Summer | B7 | 400 | 2540 | 0 | 55.45 | 58.69 | 8 | 0
2015 | MISO_MO-IL_2_ENT | MISO_MO-IL | ENT | Internal | Summer | B8 | 500 | 2540 | 0 | 53.53 | 58.69 | 8 | 0
2015 | MISO_MO-IL_2_ENT | MISO_MO-IL | ENT | Internal | Summer | B9 | 800 | 2540 | 0 | 52.93 | 56.32 | 8 | 0
2015 | MISO_MO-IL_2_ENT | MISO_MO-IL | ENT | Internal | Summer | B10 | 1262 | 2540 | 0 | 51.43 | 56.32 | 8 | 0
2015 | MISO_MO-IL_2_ENT | MISO_MO-IL | ENT | Internal | Winter | B16 | 25 | 2540 | 0 | 75.07 | 75.07 | 8 | 0
2015 | MISO_MO-IL_2_ENT | MISO_MO-IL | ENT | Internal | Winter | B17 | 100 | 2540 | 0 | 65.8 | 61.89 | 8 | 0
2015 | MISO_MO-IL_2_ENT | MISO_MO-IL | ENT | Internal | Winter | B18 | 400 | 2540 | 0 | 59.84 | 60.41 | 8 | 0
2015 | MISO_MO-IL_2_ENT | MISO_MO-IL | ENT | Internal | Winter | B19 | 700 | 2540 | 0 | 57.58 | 59.83 | 8 | 0
2015 | MISO_MO-IL_2_ENT | MISO_MO-IL | ENT | Internal | Winter | B20 | 935 | 2540 | 0 | 52.52 | 59.83 | 8 | 0
2015 | MISO_MO-IL_2_MISO_IN | MISO_MO-IL | MISO_IN | Internal | Shoulder | B11 | 25 | 2633 | 868.03 | 81.68 | 81.69 | 0.01 | 0
2015 | MISO_MO-IL_2_MISO_IN | MISO_MO-IL | MISO_IN | Internal | Shoulder | B12 | 200 | 2633 | 2079.99 | 65.05 | 65.06 | 0.01 | 0
2015 | MISO_MO-IL_2_MISO_IN | MISO_MO-IL | MISO_IN | Internal | Shoulder | B13 | 600 | 2633 | 1430.82 | 57.68 | 57.69 | 0.01 | 0
2015 | MISO_MO-IL_2_MISO_IN | MISO_MO-IL | MISO_IN | Internal | Shoulder | B14 | 900 | 2633 | 958.13 | 55.74 | 55.75 | 0.01 | 0
2015 | MISO_MO-IL_2_MISO_IN | MISO_MO-IL | MISO_IN | Internal | Shoulder | B15 | 1203 | 2633 | 0 | 54.05 | 54.04 | 0.01 | 0
2015 | MISO_MO-IL_2_MISO_IN | MISO_MO-IL | MISO_IN | Internal | Summer | B1 | 10 | 2633 | 2633 | 91.77 | 93.38 | 0.01 | 1.59
2015 | MISO_MO-IL_2_MISO_IN | MISO_MO-IL | MISO_IN | Internal | Summer | B2 | 25 | 2633 | 2633 | 88.74 | 90.88 | 0.01 | 2.13
2015 | MISO_MO-IL_2_MISO_IN | MISO_MO-IL | MISO_IN | Internal | Summer | B3 | 75 | 2633 | 1812.75 | 88.74 | 88.75 | 0.01 | 0
2015 | MISO_MO-IL_2_MISO_IN | MISO_MO-IL | MISO_IN | Internal | Summer | B4 | 100 | 2633 | 1133.86 | 86.87 | 86.88 | 0.01 | 0
2015 | MISO_MO-IL_2_MISO_IN | MISO_MO-IL | MISO_IN | Internal | Summer | B5 | 200 | 2633 | 819.37 | 78.06 | 78.07 | 0.01 | 0
2015 | MISO_MO-IL_2_MISO_IN | MISO_MO-IL | MISO_IN | Internal | Summer | B6 | 300 | 2633 | 1323.6 | 65.59 | 65.6 | 0.01 | 0
2015 | MISO_MO-IL_2_MISO_IN | MISO_MO-IL | MISO_IN | Internal | Summer | B7 | 400 | 2633 | 1128.25 | 55.45 | 55.47 | 0.01 | 0
2015 | MISO_MO-IL_2_MISO_IN | MISO_MO-IL | MISO_IN | Internal | Summer | B8 | 500 | 2633 | 1780.67 | 53.53 | 53.54 | 0.01 | 0
2015 | MISO_MO-IL_2_MISO_IN | MISO_MO-IL | MISO_IN | Internal | Summer | B9 | 800 | 2633 | 2221.67 | 52.93 | 52.94 | 0.01 | 0
2015 | MISO_MO-IL_2_MISO_IN | MISO_MO-IL | MISO_IN | Internal | Summer | B10 | 1262 | 2633 | 2633 | 51.43 | 51.98 | 0.01 | 0.54
2015 | MISO_MO-IL_2_MISO_IN | MISO_MO-IL | MISO_IN | Internal | Winter | B16 | 25 | 2633 | 2633 | 75.07 | 77.65 | 0.01 | 2.57
2015 | MISO_MO-IL_2_MISO_IN | MISO_MO-IL | MISO_IN | Internal | Winter | B17 | 100 | 2633 | 2633 | 65.8 | 68.85 | 0.01 | 3.04
2015 | MISO_MO-IL_2_MISO_IN | MISO_MO-IL | MISO_IN | Internal | Winter | B18 | 400 | 2633 | 1536.29 | 59.84 | 59.85 | 0.01 | 0
2015 | MISO_MO-IL_2_MISO_IN | MISO_MO-IL | MISO_IN | Internal | Winter | B19 | 700 | 2633 | 781.6 | 57.58 | 57.59 | 0.01 | 0
2015 | MISO_MO-IL_2_MISO_IN | MISO_MO-IL | MISO_IN | Internal | Winter | B20 | 935 | 2633 | 1147.37 | 52.52 | 52.53 | 0.01 | 0
2015 | MISO_MO-IL_2_MISO_W | MISO_MO-IL | MISO_W | Internal | Shoulder | B11 | 25 | 1075 | 0 | 81.68 | 81.67 | 0.01 | 0
2015 | MISO_MO-IL_2_MISO_W | MISO_MO-IL | MISO_W | Internal | Shoulder | B12 | 200 | 1075 | 0 | 65.05 | 65.04 | 0.01 | 0
2015 | MISO_MO-IL_2_MISO_W | MISO_MO-IL | MISO_W | Internal | Shoulder | B13 | 600 | 1075 | 0 | 57.68 | 57.66 | 0.01 | 0
2015 | MISO_MO-IL_2_MISO_W | MISO_MO-IL | MISO_W | Internal | Shoulder | B14 | 900 | 1075 | 0 | 55.74 | 55.73 | 0.01 | 0
2015 | MISO_MO-IL_2_MISO_W | MISO_MO-IL | MISO_W | Internal | Shoulder | B15 | 1203 | 1075 | 325.11 | 54.05 | 54.07 | 0.01 | 0
2015 | MISO_MO-IL_2_MISO_W | MISO_MO-IL | MISO_W | Internal | Summer | B1 | 10 | 1075 | 0 | 91.77 | 91.76 | 0.01 | 0
2015 | MISO_MO-IL_2_MISO_W | MISO_MO-IL | MISO_W | Internal | Summer | B2 | 25 | 1075 | 0 | 88.74 | 88.73 | 0.01 | 0
2015 | MISO_MO-IL_2_MISO_W | MISO_MO-IL | MISO_W | Internal | Summer | B3 | 75 | 1075 | 0 | 88.74 | 88.73 | 0.01 | 0
2015 | MISO_MO-IL_2_MISO_W | MISO_MO-IL | MISO_W | Internal | Summer | B4 | 100 | 1075 | 0 | 86.87 | 86.86 | 0.01 | 0
2015 | MISO_MO-IL_2_MISO_W | MISO_MO-IL | MISO_W | Internal | Summer | B5 | 200 | 1075 | 0 | 78.06 | 78.05 | 0.01 | 0
2015 | MISO_MO-IL_2_MISO_W | MISO_MO-IL | MISO_W | Internal | Summer | B6 | 300 | 1075 | 0 | 65.59 | 65.58 | 0.01 | 0
2015 | MISO_MO-IL_2_MISO_W | MISO_MO-IL | MISO_W | Internal | Summer | B7 | 400 | 1075 | 0 | 55.45 | 55.44 | 0.01 | 0
2015 | MISO_MO-IL_2_MISO_W | MISO_MO-IL | MISO_W | Internal | Summer | B8 | 500 | 1075 | 0 | 53.53 | 53.52 | 0.01 | 0
2015 | MISO_MO-IL_2_MISO_W | MISO_MO-IL | MISO_W | Internal | Summer | B9 | 800 | 1075 | 0 | 52.93 | 52.92 | 0.01 | 0
2015 | MISO_MO-IL_2_MISO_W | MISO_MO-IL | MISO_W | Internal | Summer | B10 | 1262 | 1075 | 0 | 51.43 | 51.42 | 0.01 | 0
2015 | MISO_MO-IL_2_MISO_W | MISO_MO-IL | MISO_W | Internal | Winter | B16 | 25 | 1075 | 0 | 75.07 | 75.06 | 0.01 | 0
2015 | MISO_MO-IL_2_MISO_W | MISO_MO-IL | MISO_W | Internal | Winter | B17 | 100 | 1075 | 0 | 65.8 | 65.79 | 0.01 | 0
2015 | MISO_MO-IL_2_MISO_W | MISO_MO-IL | MISO_W | Internal | Winter | B18 | 400 | 1075 | 0 | 59.84 | 59.83 | 0.01 | 0
2015 | MISO_MO-IL_2_MISO_W | MISO_MO-IL | MISO_W | Internal | Winter | B19 | 700 | 1075 | 379.89 | 57.58 | 57.59 | 0.01 | 0
2015 | MISO_MO-IL_2_MISO_W | MISO_MO-IL | MISO_W | Internal | Winter | B20 | 935 | 1075 | 0 | 52.52 | 52.52 | 0.01 | 0
2015 | MISO_MO-IL_2_PJM_ROR | MISO_MO-IL | PJM_ROR | Internal | Shoulder | B11 | 25 | 1212 | 0 | 81.68 | 74.69 | 2 | 0
2015 | MISO_MO-IL_2_PJM_ROR | MISO_MO-IL | PJM_ROR | Internal | Shoulder | B12 | 200 | 1212 | 0 | 65.05 | 64.62 | 2 | 0
2015 | MISO_MO-IL_2_PJM_ROR | MISO_MO-IL | PJM_ROR | Internal | Shoulder | B13 | 600 | 1212 | 0 | 57.68 | 59.65 | 2 | 0
2015 | MISO_MO-IL_2_PJM_ROR | MISO_MO-IL | PJM_ROR | Internal | Shoulder | B14 | 900 | 1212 | 658.24 | 55.74 | 57.74 | 2 | 0
2015 | MISO_MO-IL_2_PJM_ROR | MISO_MO-IL | PJM_ROR | Internal | Shoulder | B15 | 1203 | 1212 | 0 | 54.05 | 54.24 | 2 | 0
2015 | MISO_MO-IL_2_PJM_ROR | MISO_MO-IL | PJM_ROR | Internal | Summer | B1 | 10 | 1212 | 116.43 | 91.77 | 93.77 | 2 | 0
2015 | MISO_MO-IL_2_PJM_ROR | MISO_MO-IL | PJM_ROR | Internal | Summer | B2 | 25 | 1212 | 0 | 88.74 | 89.51 | 2 | 0
2015 | MISO_MO-IL_2_PJM_ROR | MISO_MO-IL | PJM_ROR | Internal | Summer | B3 | 75 | 1212 | 0 | 88.74 | 89.51 | 2 | 0
2015 | MISO_MO-IL_2_PJM_ROR | MISO_MO-IL | PJM_ROR | Internal | Summer | B4 | 100 | 1212 | 0 | 86.87 | 84.87 | 2 | 0
2015 | MISO_MO-IL_2_PJM_ROR | MISO_MO-IL | PJM_ROR | Internal | Summer | B5 | 200 | 1212 | 0 | 78.06 | 76.07 | 2 | 0
2015 | MISO_MO-IL_2_PJM_ROR | MISO_MO-IL | PJM_ROR | Internal | Summer | B6 | 300 | 1212 | 0 | 65.59 | 65.85 | 2 | 0
2015 | MISO_MO-IL_2_PJM_ROR | MISO_MO-IL | PJM_ROR | Internal | Summer | B7 | 400 | 1212 | 0 | 55.45 | 57.44 | 2 | 0
2015 | MISO_MO-IL_2_PJM_ROR | MISO_MO-IL | PJM_ROR | Internal | Summer | B8 | 500 | 1212 | 0 | 53.53 | 55.18 | 2 | 0
2015 | MISO_MO-IL_2_PJM_ROR | MISO_MO-IL | PJM_ROR | Internal | Summer | B9 | 800 | 1212 | 0 | 52.93 | 53.66 | 2 | 0
2015 | MISO_MO-IL_2_PJM_ROR | MISO_MO-IL | PJM_ROR | Internal | Summer | B10 | 1262 | 1212 | 0 | 51.43 | 51.91 | 2 | 0
2015 | MISO_MO-IL_2_PJM_ROR | MISO_MO-IL | PJM_ROR | Internal | Winter | B16 | 25 | 1212 | 693.08 | 75.07 | 77.07 | 2 | 0
2015 | MISO_MO-IL_2_PJM_ROR | MISO_MO-IL | PJM_ROR | Internal | Winter | B17 | 100 | 1212 | 1212 | 65.8 | 70.84 | 2 | 3.04
2015 | MISO_MO-IL_2_PJM_ROR | MISO_MO-IL | PJM_ROR | Internal | Winter | B18 | 400 | 1212 | 1149.66 | 59.84 | 61.84 | 2 | 0
2015 | MISO_MO-IL_2_PJM_ROR | MISO_MO-IL | PJM_ROR | Internal | Winter | B19 | 700 | 1212 | 1160.07 | 57.58 | 59.58 | 2 | 0
2015 | MISO_MO-IL_2_PJM_ROR | MISO_MO-IL | PJM_ROR | Internal | Winter | B20 | 935 | 1212 | 208.08 | 52.52 | 54.52 | 2 | 0
2015 | MISO_MO-IL_2_TVA_Transmission | MISO_MO-IL | TVA_Transmission | Internal | Shoulder | B11 | 25 | 4000 | 0 | 81.68 | 80.69 | 8 | 0
2015 | MISO_MO-IL_2_TVA_Transmission | MISO_MO-IL | TVA_Transmission | Internal | Shoulder | B12 | 200 | 4000 | 0 | 65.05 | 65.83 | 8 | 0
2015 | MISO_MO-IL_2_TVA_Transmission | MISO_MO-IL | TVA_Transmission | Internal | Shoulder | B13 | 600 | 4000 | 0 | 57.68 | 63.15 | 8 | 0
2015 | MISO_MO-IL_2_TVA_Transmission | MISO_MO-IL | TVA_Transmission | Internal | Shoulder | B14 | 900 | 4000 | 0 | 55.74 | 62.3 | 8 | 0
2015 | MISO_MO-IL_2_TVA_Transmission | MISO_MO-IL | TVA_Transmission | Internal | Shoulder | B15 | 1203 | 4000 | 0 | 54.05 | 60.24 | 8 | 0
2015 | MISO_MO-IL_2_TVA_Transmission | MISO_MO-IL | TVA_Transmission | Internal | Summer | B1 | 10 | 4000 | 294.9 | 91.77 | 99.77 | 8 | 0
2015 | MISO_MO-IL_2_TVA_Transmission | MISO_MO-IL | TVA_Transmission | Internal | Summer | B2 | 25 | 4000 | 96.08 | 88.74 | 96.74 | 8 | 0
2015 | MISO_MO-IL_2_TVA_Transmission | MISO_MO-IL | TVA_Transmission | Internal | Summer | B3 | 75 | 4000 | 0 | 88.74 | 95.51 | 8 | 0
2015 | MISO_MO-IL_2_TVA_Transmission | MISO_MO-IL | TVA_Transmission | Internal | Summer | B4 | 100 | 4000 | 0 | 86.87 | 90.87 | 8 | 0
2015 | MISO_MO-IL_2_TVA_Transmission | MISO_MO-IL | TVA_Transmission | Internal | Summer | B5 | 200 | 4000 | 0 | 78.06 | 82.07 | 8 | 0
2015 | MISO_MO-IL_2_TVA_Transmission | MISO_MO-IL | TVA_Transmission | Internal | Summer | B6 | 300 | 4000 | 0 | 65.59 | 69.85 | 8 | 0
2015 | MISO_MO-IL_2_TVA_Transmission | MISO_MO-IL | TVA_Transmission | Internal | Summer | B7 | 400 | 4000 | 0 | 55.45 | 62.26 | 8 | 0
2015 | MISO_MO-IL_2_TVA_Transmission | MISO_MO-IL | TVA_Transmission | Internal | Summer | B8 | 500 | 4000 | 0 | 53.53 | 60.74 | 8 | 0
2015 | MISO_MO-IL_2_TVA_Transmission | MISO_MO-IL | TVA_Transmission | Internal | Summer | B9 | 800 | 4000 | 0 | 52.93 | 59.66 | 8 | 0
2015 | MISO_MO-IL_2_TVA_Transmission | MISO_MO-IL | TVA_Transmission | Internal | Summer | B10 | 1262 | 4000 | 0 | 51.43 | 57.91 | 8 | 0
2015 | MISO_MO-IL_2_TVA_Transmission | MISO_MO-IL | TVA_Transmission | Internal | Winter | B16 | 25 | 4000 | 692.16 | 75.07 | 83.07 | 8 | 0
2015 | MISO_MO-IL_2_TVA_Transmission | MISO_MO-IL | TVA_Transmission | Internal | Winter | B17 | 100 | 4000 | 0 | 65.8 | 69.17 | 8 | 0
2015 | MISO_MO-IL_2_TVA_Transmission | MISO_MO-IL | TVA_Transmission | Internal | Winter | B18 | 400 | 4000 | 0 | 59.84 | 64.63 | 8 | 0
2015 | MISO_MO-IL_2_TVA_Transmission | MISO_MO-IL | TVA_Transmission | Internal | Winter | B19 | 700 | 4000 | 0 | 57.58 | 63.27 | 8 | 0
2015 | MISO_MO-IL_2_TVA_Transmission | MISO_MO-IL | TVA_Transmission | Internal | Winter | B20 | 935 | 4000 | 233.94 | 52.52 | 60.52 | 8 | 0
2015 | MISO_W_2_IESO | MISO_W | IESO | Internal | Shoulder | B11 | 25 | 90 | 0 | 81.67 | 43.49 | 8 | 0
2015 | MISO_W_2_IESO | MISO_W | IESO | Internal | Shoulder | B12 | 200 | 90 | 0 | 65.04 | 43.49 | 8 | 0
2015 | MISO_W_2_IESO | MISO_W | IESO | Internal | Shoulder | B13 | 600 | 90 | 0 | 57.66 | 43.49 | 8 | 0
2015 | MISO_W_2_IESO | MISO_W | IESO | Internal | Shoulder | B14 | 900 | 90 | 0 | 55.73 | 43.49 | 8 | 0
2015 | MISO_W_2_IESO | MISO_W | IESO | Internal | Shoulder | B15 | 1203 | 90 | 0 | 54.07 | 43.49 | 8 | 0
2015 | MISO_W_2_IESO | MISO_W | IESO | Internal | Summer | B1 | 10 | 90 | 0 | 91.76 | 78.79 | 8 | 0
2015 | MISO_W_2_IESO | MISO_W | IESO | Internal | Summer | B2 | 25 | 90 | 0 | 88.73 | 75.27 | 8 | 0
2015 | MISO_W_2_IESO | MISO_W | IESO | Internal | Summer | B3 | 75 | 90 | 0 | 88.73 | 69.21 | 8 | 0
2015 | MISO_W_2_IESO | MISO_W | IESO | Internal | Summer | B4 | 100 | 90 | 0 | 86.86 | 47.45 | 8 | 0
2015 | MISO_W_2_IESO | MISO_W | IESO | Internal | Summer | B5 | 200 | 90 | 0 | 78.05 | 42.48 | 8 | 0
2015 | MISO_W_2_IESO | MISO_W | IESO | Internal | Summer | B6 | 300 | 90 | 0 | 65.58 | 42.48 | 8 | 0
2015 | MISO_W_2_IESO | MISO_W | IESO | Internal | Summer | B7 | 400 | 90 | 0 | 55.44 | 42.48 | 8 | 0
2015 | MISO_W_2_IESO | MISO_W | IESO | Internal | Summer | B8 | 500 | 90 | 0 | 53.52 | 42.48 | 8 | 0
2015 | MISO_W_2_IESO | MISO_W | IESO | Internal | Summer | B9 | 800 | 90 | 0 | 52.92 | 42.48 | 8 | 0
2015 | MISO_W_2_IESO | MISO_W | IESO | Internal | Summer | B10 | 1262 | 90 | 0 | 51.42 | 42.48 | 8 | 0
2015 | MISO_W_2_IESO | MISO_W | IESO | Internal | Winter | B16 | 25 | 90 | 0 | 75.06 | 45.52 | 8 | 0
2015 | MISO_W_2_IESO | MISO_W | IESO | Internal | Winter | B17 | 100 | 90 | 0 | 65.79 | 45.52 | 8 | 0
2015 | MISO_W_2_IESO | MISO_W | IESO | Internal | Winter | B18 | 400 | 90 | 0 | 59.83 | 45.52 | 8 | 0
2015 | MISO_W_2_IESO | MISO_W | IESO | Internal | Winter | B19 | 700 | 90 | 0 | 57.59 | 45.52 | 8 | 0
2015 | MISO_W_2_IESO | MISO_W | IESO | Internal | Winter | B20 | 935 | 90 | 0 | 52.52 | 45.52 | 8 | 0
2015 | MISO_W_2_MAPP_CA | MISO_W | MAPP_CA | Internal | Shoulder | B11 | 25 | 926 | 0 | 81.67 | 70.76 | 0.01 | 0
2015 | MISO_W_2_MAPP_CA | MISO_W | MAPP_CA | Internal | Shoulder | B12 | 200 | 926 | 0 | 65.04 | 65.03 | 0.01 | 0
2015 | MISO_W_2_MAPP_CA | MISO_W | MAPP_CA | Internal | Shoulder | B13 | 600 | 926 | 0 | 57.66 | 57.65 | 0.01 | 0
2015 | MISO_W_2_MAPP_CA | MISO_W | MAPP_CA | Internal | Shoulder | B14 | 900 | 926 | 0 | 55.73 | 55.72 | 0.01 | 0
2015 | MISO_W_2_MAPP_CA | MISO_W | MAPP_CA | Internal | Shoulder | B15 | 1203 | 926 | 926 | 54.07 | 55.72 | 0.01 | 1.64
2015 | MISO_W_2_MAPP_CA | MISO_W | MAPP_CA | Internal | Summer | B1 | 10 | 926 | 0 | 91.76 | 77.76 | 0.01 | 0
2015 | MISO_W_2_MAPP_CA | MISO_W | MAPP_CA | Internal | Summer | B2 | 25 | 926 | 0 | 88.73 | 77.38 | 0.01 | 0
2015 | MISO_W_2_MAPP_CA | MISO_W | MAPP_CA | Internal | Summer | B3 | 75 | 926 | 0 | 88.73 | 76.56 | 0.01 | 0
2015 | MISO_W_2_MAPP_CA | MISO_W | MAPP_CA | Internal | Summer | B4 | 100 | 926 | 0 | 86.86 | 75.73 | 0.01 | 0
2015 | MISO_W_2_MAPP_CA | MISO_W | MAPP_CA | Internal | Summer | B5 | 200 | 926 | 0 | 78.05 | 75.73 | 0.01 | 0
2015 | MISO_W_2_MAPP_CA | MISO_W | MAPP_CA | Internal | Summer | B6 | 300 | 926 | 0 | 65.58 | 65.57 | 0.01 | 0
2015 | MISO_W_2_MAPP_CA | MISO_W | MAPP_CA | Internal | Summer | B7 | 400 | 926 | 0 | 55.44 | 55.43 | 0.01 | 0
2015 | MISO_W_2_MAPP_CA | MISO_W | MAPP_CA | Internal | Summer | B8 | 500 | 926 | 0 | 53.52 | 53.51 | 0.01 | 0
2015 | MISO_W_2_MAPP_CA | MISO_W | MAPP_CA | Internal | Summer | B9 | 800 | 926 | 0 | 52.92 | 52.91 | 0.01 | 0
2015 | MISO_W_2_MAPP_CA | MISO_W | MAPP_CA | Internal | Summer | B10 | 1262 | 926 | 926 | 51.42 | 52.91 | 0.01 | 1.48
2015 | MISO_W_2_MAPP_CA | MISO_W | MAPP_CA | Internal | Winter | B16 | 25 | 926 | 0 | 75.06 | 75.05 | 0.01 | 0
2015 | MISO_W_2_MAPP_CA | MISO_W | MAPP_CA | Internal | Winter | B17 | 100 | 926 | 0 | 65.79 | 65.78 | 0.01 | 0
2015 | MISO_W_2_MAPP_CA | MISO_W | MAPP_CA | Internal | Winter | B18 | 400 | 926 | 0 | 59.83 | 59.82 | 0.01 | 0
2015 | MISO_W_2_MAPP_CA | MISO_W | MAPP_CA | Internal | Winter | B19 | 700 | 926 | 163.5 | 57.59 | 57.6 | 0.01 | 0
2015 | MISO_W_2_MAPP_CA | MISO_W | MAPP_CA | Internal | Winter | B20 | 935 | 926 | 926 | 52.52 | 57.6 | 0.01 | 5.07
2015 | MISO_W_2_MISO_MO-IL | MISO_W | MISO_MO-IL | Internal | Shoulder | B11 | 25 | 3915 | 2084.21 | 81.67 | 81.68 | 0.01 | 0
2015 | MISO_W_2_MISO_MO-IL | MISO_W | MISO_MO-IL | Internal | Shoulder | B12 | 200 | 3915 | 2415.37 | 65.04 | 65.05 | 0.01 | 0
2015 | MISO_W_2_MISO_MO-IL | MISO_W | MISO_MO-IL | Internal | Shoulder | B13 | 600 | 3915 | 1750.19 | 57.66 | 57.68 | 0.01 | 0
2015 | MISO_W_2_MISO_MO-IL | MISO_W | MISO_MO-IL | Internal | Shoulder | B14 | 900 | 3915 | 1681 | 55.73 | 55.74 | 0.01 | 0
2015 | MISO_W_2_MISO_MO-IL | MISO_W | MISO_MO-IL | Internal | Shoulder | B15 | 1203 | 3915 | 0 | 54.07 | 54.05 | 0.01 | 0
2015 | MISO_W_2_MISO_MO-IL | MISO_W | MISO_MO-IL | Internal | Summer | B1 | 10 | 3915 | 1563.91 | 91.76 | 91.77 | 0.01 | 0
2015 | MISO_W_2_MISO_MO-IL | MISO_W | MISO_MO-IL | Internal | Summer | B2 | 25 | 3915 | 1426.2 | 88.73 | 88.74 | 0.01 | 0
2015 | MISO_W_2_MISO_MO-IL | MISO_W | MISO_MO-IL | Internal | Summer | B3 | 75 | 3915 | 1299.62 | 88.73 | 88.74 | 0.01 | 0
2015 | MISO_W_2_MISO_MO-IL | MISO_W | MISO_MO-IL | Internal | Summer | B4 | 100 | 3915 | 776 | 86.86 | 86.87 | 0.01 | 0
2015 | MISO_W_2_MISO_MO-IL | MISO_W | MISO_MO-IL | Internal | Summer | B5 | 200 | 3915 | 932.12 | 78.05 | 78.06 | 0.01 | 0
2015 | MISO_W_2_MISO_MO-IL | MISO_W | MISO_MO-IL | Internal | Summer | B6 | 300 | 3915 | 935.87 | 65.58 | 65.59 | 0.01 | 0
2015 | MISO_W_2_MISO_MO-IL | MISO_W | MISO_MO-IL | Internal | Summer | B7 | 400 | 3915 | 722.62 | 55.44 | 55.45 | 0.01 | 0
2015 | MISO_W_2_MISO_MO-IL | MISO_W | MISO_MO-IL | Internal | Summer | B8 | 500 | 3915 | 1653.36 | 53.52 | 53.53 | 0.01 | 0
2015 | MISO_W_2_MISO_MO-IL | MISO_W | MISO_MO-IL | Internal | Summer | B9 | 800 | 3915 | 1658.26 | 52.92 | 52.93 | 0.01 | 0
2015 | MISO_W_2_MISO_MO-IL | MISO_W | MISO_MO-IL | Internal | Summer | B10 | 1262 | 3915 | 1626.84 | 51.42 | 51.43 | 0.01 | 0
2015 | MISO_W_2_MISO_MO-IL | MISO_W | MISO_MO-IL | Internal | Winter | B16 | 25 | 3915 | 2623.57 | 75.06 | 75.07 | 0.01 | 0
2015 | MISO_W_2_MISO_MO-IL | MISO_W | MISO_MO-IL | Internal | Winter | B17 | 100 | 3915 | 2165.19 | 65.79 | 65.8 | 0.01 | 0
2015 | MISO_W_2_MISO_MO-IL | MISO_W | MISO_MO-IL | Internal | Winter | B18 | 400 | 3915 | 621.96 | 59.83 | 59.84 | 0.01 | 0
2015 | MISO_W_2_MISO_MO-IL | MISO_W | MISO_MO-IL | Internal | Winter | B19 | 700 | 3915 | 0 | 57.59 | 57.58 | 0.01 | 0
2015 | MISO_W_2_MISO_MO-IL | MISO_W | MISO_MO-IL | Internal | Winter | B20 | 935 | 3915 | 0 | 52.52 | 52.52 | 0.01 | 0
2015 | MISO_W_2_MISO_WUMS | MISO_W | MISO_WUMS | Internal | Shoulder | B11 | 25 | 1732 | 0 | 81.67 | 62.05 | 0.01 | 0
2015 | MISO_W_2_MISO_WUMS | MISO_W | MISO_WUMS | Internal | Shoulder | B12 | 200 | 1732 | 0 | 65.04 | 62.05 | 0.01 | 0
2015 | MISO_W_2_MISO_WUMS | MISO_W | MISO_WUMS | Internal | Shoulder | B13 | 600 | 1732 | 0 | 57.66 | 57.65 | 0.01 | 0
2015 | MISO_W_2_MISO_WUMS | MISO_W | MISO_WUMS | Internal | Shoulder | B14 | 900 | 1732 | 0 | 55.73 | 55.72 | 0.01 | 0
2015 | MISO_W_2_MISO_WUMS | MISO_W | MISO_WUMS | Internal | Shoulder | B15 | 1203 | 1732 | 0 | 54.07 | 53.21 | 0.01 | 0
2015 | MISO_W_2_MISO_WUMS | MISO_W | MISO_WUMS | Internal | Summer | B1 | 10 | 1732 | 0 | 91.76 | 91.75 | 0.01 | 0
2015 | MISO_W_2_MISO_WUMS | MISO_W | MISO_WUMS | Internal | Summer | B2 | 25 | 1732 | 0 | 88.73 | 87.51 | 0.01 | 0
2015 | MISO_W_2_MISO_WUMS | MISO_W | MISO_WUMS | Internal | Summer | B3 | 75 | 1732 | 0 | 88.73 | 87.5 | 0.01 | 0
2015 | MISO_W_2_MISO_WUMS | MISO_W | MISO_WUMS | Internal | Summer | B4 | 100 | 1732 | 0 | 86.86 | 73.1 | 0.01 | 0
2015 | MISO_W_2_MISO_WUMS | MISO_W | MISO_WUMS | Internal | Summer | B5 | 200 | 1732 | 0 | 78.05 | 62.54 | 0.01 | 0
2015 | MISO_W_2_MISO_WUMS | MISO_W | MISO_WUMS | Internal | Summer | B6 | 300 | 1732 | 0 | 65.58 | 62.05 | 0.01 | 0
2015 | MISO_W_2_MISO_WUMS | MISO_W | MISO_WUMS | Internal | Summer | B7 | 400 | 1732 | 0 | 55.44 | 55.43 | 0.01 | 0
2015 | MISO_W_2_MISO_WUMS | MISO_W | MISO_WUMS | Internal | Summer | B8 | 500 | 1732 | 0 | 53.52 | 53.18 | 0.01 | 0
2015 | MISO_W_2_MISO_WUMS | MISO_W | MISO_WUMS | Internal | Summer | B9 | 800 | 1732 | 0 | 52.92 | 52.91 | 0.01 | 0
2015 | MISO_W_2_MISO_WUMS | MISO_W | MISO_WUMS | Internal | Summer | B10 | 1262 | 1732 | 0 | 51.42 | 51.4 | 0.01 | 0
2015 | MISO_W_2_MISO_WUMS | MISO_W | MISO_WUMS | Internal | Winter | B16 | 25 | 1732 | 0 | 75.06 | 75.05 | 0.01 | 0
2015 | MISO_W_2_MISO_WUMS | MISO_W | MISO_WUMS | Internal | Winter | B17 | 100 | 1732 | 0 | 65.79 | 65.78 | 0.01 | 0
2015 | MISO_W_2_MISO_WUMS | MISO_W | MISO_WUMS | Internal | Winter | B18 | 400 | 1732 | 0 | 59.83 | 59.83 | 0.01 | 0
2015 | MISO_W_2_MISO_WUMS | MISO_W | MISO_WUMS | Internal | Winter | B19 | 700 | 1732 | 0 | 57.59 | 57.58 | 0.01 | 0
2015 | MISO_W_2_MISO_WUMS | MISO_W | MISO_WUMS | Internal | Winter | B20 | 935 | 1732 | 77.48 | 52.52 | 52.53 | 0.01 | 0
2015 | MISO_W_2_NE | MISO_W | NE | Internal | Shoulder | B11 | 25 | 2800 | 0 | 81.67 | 81.67 | 7 | 0
2015 | MISO_W_2_NE | MISO_W | NE | Internal | Shoulder | B12 | 200 | 2800 | 0 | 65.04 | 60.04 | 7 | 0
2015 | MISO_W_2_NE | MISO_W | NE | Internal | Shoulder | B13 | 600 | 2800 | 0 | 57.66 | 58.29 | 7 | 0
2015 | MISO_W_2_NE | MISO_W | NE | Internal | Shoulder | B14 | 900 | 2800 | 0 | 55.73 | 57.37 | 7 | 0
2015 | MISO_W_2_NE | MISO_W | NE | Internal | Shoulder | B15 | 1203 | 2800 | 0 | 54.07 | 57.37 | 7 | 0
2015 | MISO_W_2_NE | MISO_W | NE | Internal | Summer | B1 | 10 | 2800 | 0 | 91.76 | 91.76 | 7 | 0
2015 | MISO_W_2_NE | MISO_W | NE | Internal | Summer | B2 | 25 | 2800 | 0 | 88.73 | 91.38 | 7 | 0
2015 | MISO_W_2_NE | MISO_W | NE | Internal | Summer | B3 | 75 | 2800 | 0 | 88.73 | 90.56 | 7 | 0
2015 | MISO_W_2_NE | MISO_W | NE | Internal | Summer | B4 | 100 | 2800 | 0 | 86.86 | 86.86 | 7 | 0
2015 | MISO_W_2_NE | MISO_W | NE | Internal | Summer | B5 | 200 | 2800 | 0 | 78.05 | 78.11 | 7 | 0
2015 | MISO_W_2_NE | MISO_W | NE | Internal | Summer | B6 | 300 | 2800 | 0 | 65.58 | 67.27 | 7 | 0
2015 | MISO_W_2_NE | MISO_W | NE | Internal | Summer | B7 | 400 | 2800 | 0 | 55.44 | 59.68 | 7 | 0
2015 | MISO_W_2_NE | MISO_W | NE | Internal | Summer | B8 | 500 | 2800 | 0 | 53.52 | 58.69 | 7 | 0
2015 | MISO_W_2_NE | MISO_W | NE | Internal | Summer | B9 | 800 | 2800 | 0 | 52.92 | 56.1 | 7 | 0
2015 | MISO_W_2_NE | MISO_W | NE | Internal | Summer | B10 | 1262 | 2800 | 0 | 51.42 | 54.27 | 7 | 0
2015 | MISO_W_2_NE | MISO_W | NE | Internal | Winter | B16 | 25 | 2800 | 0 | 75.06 | 70.06 | 7 | 0
2015 | MISO_W_2_NE | MISO_W | NE | Internal | Winter | B17 | 100 | 2800 | 0 | 65.79 | 60.79 | 7 | 0
2015 | MISO_W_2_NE | MISO_W | NE | Internal | Winter | B18 | 400 | 2800 | 0 | 59.83 | 59.85 | 7 | 0
2015 | MISO_W_2_NE | MISO_W | NE | Internal | Winter | B19 | 700 | 2800 | 0 | 57.59 | 59.71 | 7 | 0
2015 | MISO_W_2_NE | MISO_W | NE | Internal | Winter | B20 | 935 | 2800 | 0 | 52.52 | 55.19 | 7 | 0
2015 | MISO_W_2_PJM_ROR | MISO_W | PJM_ROR | Internal | Shoulder | B11 | 25 | 773 | 0 | 81.67 | 74.69 | 2 | 0
2015 | MISO_W_2_PJM_ROR | MISO_W | PJM_ROR | Internal | Shoulder | B12 | 200 | 773 | 0 | 65.04 | 64.62 | 2 | 0
2015 | MISO_W_2_PJM_ROR | MISO_W | PJM_ROR | Internal | Shoulder | B13 | 600 | 773 | 0 | 57.66 | 59.65 | 2 | 0
2015 | MISO_W_2_PJM_ROR | MISO_W | PJM_ROR | Internal | Shoulder | B14 | 900 | 773 | 773 | 55.73 | 57.74 | 2 | 0.01
2015 | MISO_W_2_PJM_ROR | MISO_W | PJM_ROR | Internal | Shoulder | B15 | 1203 | 773 | 0 | 54.07 | 54.24 | 2 | 0
2015 | MISO_W_2_PJM_ROR | MISO_W | PJM_ROR | Internal | Summer | B1 | 10 | 773 | 773 | 91.76 | 93.77 | 2 | 0.01
2015 | MISO_W_2_PJM_ROR | MISO_W | PJM_ROR | Internal | Summer | B2 | 25 | 773 | 0 | 88.73 | 89.51 | 2 | 0
2015 | MISO_W_2_PJM_ROR | MISO_W | PJM_ROR | Internal | Summer | B3 | 75 | 773 | 0 | 88.73 | 89.51 | 2 | 0
2015 | MISO_W_2_PJM_ROR | MISO_W | PJM_ROR | Internal | Summer | B4 | 100 | 773 | 0 | 86.86 | 84.87 | 2 | 0
2015 | MISO_W_2_PJM_ROR | MISO_W | PJM_ROR | Internal | Summer | B5 | 200 | 773 | 0 | 78.05 | 76.07 | 2 | 0
2015 | MISO_W_2_PJM_ROR | MISO_W | PJM_ROR | Internal | Summer | B6 | 300 | 773 | 0 | 65.58 | 65.85 | 2 | 0
2015 | MISO_W_2_PJM_ROR | MISO_W | PJM_ROR | Internal | Summer | B7 | 400 | 773 | 740.58 | 55.44 | 57.44 | 2 | 0
2015 | MISO_W_2_PJM_ROR | MISO_W | PJM_ROR | Internal | Summer | B8 | 500 | 773 | 0 | 53.52 | 55.18 | 2 | 0
2015 | MISO_W_2_PJM_ROR | MISO_W | PJM_ROR | Internal | Summer | B9 | 800 | 773 | 0 | 52.92 | 53.66 | 2 | 0
2015 | MISO_W_2_PJM_ROR | MISO_W | PJM_ROR | Internal | Summer | B10 | 1262 | 773 | 0 | 51.42 | 51.91 | 2 | 0
2015 | MISO_W_2_PJM_ROR | MISO_W | PJM_ROR | Internal | Winter | B16 | 25 | 773 | 773 | 75.06 | 77.07 | 2 | 0.01
2015 | MISO_W_2_PJM_ROR | MISO_W | PJM_ROR | Internal | Winter | B17 | 100 | 773 | 773 | 65.79 | 70.84 | 2 | 3.05
2015 | MISO_W_2_PJM_ROR | MISO_W | PJM_ROR | Internal | Winter | B18 | 400 | 773 | 773 | 59.83 | 61.84 | 2 | 0.01
2015 | MISO_W_2_PJM_ROR | MISO_W | PJM_ROR | Internal | Winter | B19 | 700 | 773 | 0 | 57.59 | 59.58 | 2 | 0
2015 | MISO_W_2_PJM_ROR | MISO_W | PJM_ROR | Internal | Winter | B20 | 935 | 773 | 207.23 | 52.52 | 54.52 | 2 | 0
2015 | MISO_W_2_SPP_N | MISO_W | SPP_N | Internal | Shoulder | B11 | 25 | 3200 | 0 | 81.67 | 83.06 | 7 | 0
2015 | MISO_W_2_SPP_N | MISO_W | SPP_N | Internal | Shoulder | B12 | 200 | 3200 | 0 | 65.04 | 60.05 | 7 | 0
2015 | MISO_W_2_SPP_N | MISO_W | SPP_N | Internal | Shoulder | B13 | 600 | 3200 | 0 | 57.66 | 58.31 | 7 | 0
2015 | MISO_W_2_SPP_N | MISO_W | SPP_N | Internal | Shoulder | B14 | 900 | 3200 | 0 | 55.73 | 57.38 | 7 | 0
2015 | MISO_W_2_SPP_N | MISO_W | SPP_N | Internal | Shoulder | B15 | 1203 | 3200 | 0 | 54.07 | 57.38 | 7 | 0
2015 | MISO_W_2_SPP_N | MISO_W | SPP_N | Internal | Summer | B1 | 10 | 3200 | 0 | 91.76 | 92.6 | 7 | 0
2015 | MISO_W_2_SPP_N | MISO_W | SPP_N | Internal | Summer | B2 | 25 | 3200 | 0 | 88.73 | 91.79 | 7 | 0
2015 | MISO_W_2_SPP_N | MISO_W | SPP_N | Internal | Summer | B3 | 75 | 3200 | 0 | 88.73 | 90.57 | 7 | 0
2015 | MISO_W_2_SPP_N | MISO_W | SPP_N | Internal | Summer | B4 | 100 | 3200 | 0 | 86.86 | 86.87 | 7 | 0
2015 | MISO_W_2_SPP_N | MISO_W | SPP_N | Internal | Summer | B5 | 200 | 3200 | 0 | 78.05 | 81.21 | 7 | 0
2015 | MISO_W_2_SPP_N | MISO_W | SPP_N | Internal | Summer | B6 | 300 | 3200 | 217.57 | 65.58 | 72.58 | 7 | 0
2015 | MISO_W_2_SPP_N | MISO_W | SPP_N | Internal | Summer | B7 | 400 | 3200 | 421.69 | 55.44 | 62.44 | 7 | 0
2015 | MISO_W_2_SPP_N | MISO_W | SPP_N | Internal | Summer | B8 | 500 | 3200 | 0 | 53.52 | 58.7 | 7 | 0
2015 | MISO_W_2_SPP_N | MISO_W | SPP_N | Internal | Summer | B9 | 800 | 3200 | 0 | 52.92 | 56.11 | 7 | 0
2015 | MISO_W_2_SPP_N | MISO_W | SPP_N | Internal | Summer | B10 | 1262 | 3200 | 0 | 51.42 | 54.59 | 7 | 0
2015 | MISO_W_2_SPP_N | MISO_W | SPP_N | Internal | Winter | B16 | 25 | 3200 | 0 | 75.06 | 70.07 | 7 | 0
2015 | MISO_W_2_SPP_N | MISO_W | SPP_N | Internal | Winter | B17 | 100 | 3200 | 0 | 65.79 | 60.8 | 7 | 0
2015 | MISO_W_2_SPP_N | MISO_W | SPP_N | Internal | Winter | B18 | 400 | 3200 | 0 | 59.83 | 59.86 | 7 | 0
2015 | MISO_W_2_SPP_N | MISO_W | SPP_N | Internal | Winter | B19 | 700 | 3200 | 0 | 57.59 | 59.72 | 7 | 0
2015 | MISO_W_2_SPP_N | MISO_W | SPP_N | Internal | Winter | B20 | 935 | 3200 | 0 | 52.52 | 56.75 | 7 | 0
2015 | MISO_WUMS_2_MISO_MI | MISO_WUMS | MISO_MI | Internal | Shoulder | B11 | 25 | 1422 | 1422 | 62.05 | 74.41 | 0.01 | 12.35
2015 | MISO_WUMS_2_MISO_MI | MISO_WUMS | MISO_MI | Internal | Shoulder | B12 | 200 | 1422 | 1422 | 62.05 | 65.05 | 0.01 | 2.99
2015 | MISO_WUMS_2_MISO_MI | MISO_WUMS | MISO_MI | Internal | Shoulder | B13 | 600 | 1422 | 1422 | 57.65 | 57.68 | 0.01 | 0.01
2015 | MISO_WUMS_2_MISO_MI | MISO_WUMS | MISO_MI | Internal | Shoulder | B14 | 900 | 1422 | 1422 | 55.72 | 55.74 | 0.01 | 0.01
2015 | MISO_WUMS_2_MISO_MI | MISO_WUMS | MISO_MI | Internal | Shoulder | B15 | 1203 | 1422 | 1422 | 53.21 | 54.03 | 0.01 | 0.8
2015 | MISO_WUMS_2_MISO_MI | MISO_WUMS | MISO_MI | Internal | Summer | B1 | 10 | 1422 | 1422 | 91.75 | 91.77 | 0.01 | 0.01
2015 | MISO_WUMS_2_MISO_MI | MISO_WUMS | MISO_MI | Internal | Summer | B2 | 25 | 1422 | 1028.81 | 87.51 | 87.53 | 0.01 | 0
2015 | MISO_WUMS_2_MISO_MI | MISO_WUMS | MISO_MI | Internal | Summer | B3 | 75 | 1422 | 742.4 | 87.5 | 87.51 | 0.01 | 0
2015 | MISO_WUMS_2_MISO_MI | MISO_WUMS | MISO_MI | Internal | Summer | B4 | 100 | 1422 | 1422 | 73.1 | 82.87 | 0.01 | 9.76
2015 | MISO_WUMS_2_MISO_MI | MISO_WUMS | MISO_MI | Internal | Summer | B5 | 200 | 1422 | 1422 | 62.54 | 74.07 | 0.01 | 11.52
2015 | MISO_WUMS_2_MISO_MI | MISO_WUMS | MISO_MI | Internal | Summer | B6 | 300 | 1422 | 1422 | 62.05 | 65.59 | 0.01 | 3.53
2015 | MISO_WUMS_2_MISO_MI | MISO_WUMS | MISO_MI | Internal | Summer | B7 | 400 | 1422 | 1422 | 55.43 | 55.45 | 0.01 | 0.01
2015 | MISO_WUMS_2_MISO_MI | MISO_WUMS | MISO_MI | Internal | Summer | B8 | 500 | 1422 | 1422 | 53.18 | 53.55 | 0.01 | 0.36
2015 | MISO_WUMS_2_MISO_MI | MISO_WUMS | MISO_MI | Internal | Summer | B9 | 800 | 1422 | 1422 | 52.91 | 52.95 | 0.01 | 0.04
2015 | MISO_WUMS_2_MISO_MI | MISO_WUMS | MISO_MI | Internal | Summer | B10 | 1262 | 1422 | 1422 | 51.4 | 51.99 | 0.01 | 0.58
2015 | MISO_WUMS_2_MISO_MI | MISO_WUMS | MISO_MI | Internal | Winter | B16 | 25 | 1422 | 1422 | 75.05 | 75.07 | 0.01 | 0.01
2015 | MISO_WUMS_2_MISO_MI | MISO_WUMS | MISO_MI | Internal | Winter | B17 | 100 | 1422 | 1422 | 65.78 | 68.84 | 0.01 | 3.05
2015 | MISO_WUMS_2_MISO_MI | MISO_WUMS | MISO_MI | Internal | Winter | B18 | 400 | 1422 | 417.25 | 59.83 | 59.84 | 0.01 | 0
2015 | MISO_WUMS_2_MISO_MI | MISO_WUMS | MISO_MI | Internal | Winter | B19 | 700 | 1422 | 121.71 | 57.58 | 57.59 | 0.01 | 0
2015 | MISO_WUMS_2_MISO_MI | MISO_WUMS | MISO_MI | Internal | Winter | B20 | 935 | 1422 | 1129.34 | 52.53 | 52.54 | 0.01 | 0
2015 | MISO_WUMS_2_MISO_W | MISO_WUMS | MISO_W | Internal | Shoulder | B11 | 25 | 1240 | 1240 | 62.05 | 81.67 | 0.01 | 19.61
2015 | MISO_WUMS_2_MISO_W | MISO_WUMS | MISO_W | Internal | Shoulder | B12 | 200 | 1240 | 1240 | 62.05 | 65.04 | 0.01 | 2.98
2015 | MISO_WUMS_2_MISO_W | MISO_WUMS | MISO_W | Internal | Shoulder | B13 | 600 | 1240 | 1003.69 | 57.65 | 57.66 | 0.01 | 0
2015 | MISO_WUMS_2_MISO_W | MISO_WUMS | MISO_W | Internal | Shoulder | B14 | 900 | 1240 | 1178.3 | 55.72 | 55.73 | 0.01 | 0
2015 | MISO_WUMS_2_MISO_W | MISO_WUMS | MISO_W | Internal | Shoulder | B15 | 1203 | 1240 | 1240 | 53.21 | 54.07 | 0.01 | 0.84
2015 | MISO_WUMS_2_MISO_W | MISO_WUMS | MISO_W | Internal | Summer | B1 | 10 | 1240 | 2.93 | 91.75 | 91.76 | 0.01 | 0
2015 | MISO_WUMS_2_MISO_W | MISO_WUMS | MISO_W | Internal | Summer | B2 | 25 | 1240 | 1240 | 87.51 | 88.73 | 0.01 | 1.2
2015 | MISO_WUMS_2_MISO_W | MISO_WUMS | MISO_W | Internal | Summer | B3 | 75 | 1240 | 1240 | 87.5 | 88.73 | 0.01 | 1.21
2015 | MISO_WUMS_2_MISO_W | MISO_WUMS | MISO_W | Internal | Summer | B4 | 100 | 1240 | 1240 | 73.1 | 86.86 | 0.01 | 13.75
2015 | MISO_WUMS_2_MISO_W | MISO_WUMS | MISO_W | Internal | Summer | B5 | 200 | 1240 | 1240 | 62.54 | 78.05 | 0.01 | 15.49
2015 | MISO_WUMS_2_MISO_W | MISO_WUMS | MISO_W | Internal | Summer | B6 | 300 | 1240 | 1240 | 62.05 | 65.58 | 0.01 | 3.52
2015 | MISO_WUMS_2_MISO_W | MISO_WUMS | MISO_W | Internal | Summer | B7 | 400 | 1240 | 535.92 | 55.43 | 55.44 | 0.01 | 0
2015 | MISO_WUMS_2_MISO_W | MISO_WUMS | MISO_W | Internal | Summer | B8 | 500 | 1240 | 1240 | 53.18 | 53.52 | 0.01 | 0.33
2015 | MISO_WUMS_2_MISO_W | MISO_WUMS | MISO_W | Internal | Summer | B9 | 800 | 1240 | 867.41 | 52.91 | 52.92 | 0.01 | 0
2015 | MISO_WUMS_2_MISO_W | MISO_WUMS | MISO_W | Internal | Summer | B10 | 1262 | 1240 | 820.36 | 51.4 | 51.42 | 0.01 | 0
2015 | MISO_WUMS_2_MISO_W | MISO_WUMS | MISO_W | Internal | Winter | B16 | 25 | 1240 | 335.24 | 75.05 | 75.06 | 0.01 | 0
2015 | MISO_WUMS_2_MISO_W | MISO_WUMS | MISO_W | Internal | Winter | B17 | 100 | 1240 | 488.52 | 65.78 | 65.79 | 0.01 | 0
2015 | MISO_WUMS_2_MISO_W | MISO_WUMS | MISO_W | Internal | Winter | B18 | 400 | 1240 | 0 | 59.83 | 59.83 | 0.01 | 0
2015 | MISO_WUMS_2_MISO_W | MISO_WUMS | MISO_W | Internal | Winter | B19 | 700 | 1240 | 559.09 | 57.58 | 57.59 | 0.01 | 0
2015 | MISO_WUMS_2_MISO_W | MISO_WUMS | MISO_W | Internal | Winter | B20 | 935 | 1240 | 0 | 52.53 | 52.52 | 0.01 | 0
2015 | MISO_WUMS_2_PJM_ROR | MISO_WUMS | PJM_ROR | Internal | Shoulder | B11 | 25 | 1600 | 1600 | 62.05 | 74.69 | 2 | 10.65
2015 | MISO_WUMS_2_PJM_ROR | MISO_WUMS | PJM_ROR | Internal | Shoulder | B12 | 200 | 1600 | 1600 | 62.05 | 64.62 | 2 | 0.57
2015 | MISO_WUMS_2_PJM_ROR | MISO_WUMS | PJM_ROR | Internal | Shoulder | B13 | 600 | 1600 | 1543.13 | 57.65 | 59.65 | 2 | 0
2015 | MISO_WUMS_2_PJM_ROR | MISO_WUMS | PJM_ROR | Internal | Shoulder | B14 | 900 | 1600 | 1600 | 55.72 | 57.74 | 2 | 0.02
2015 | MISO_WUMS_2_PJM_ROR | MISO_WUMS | PJM_ROR | Internal | Shoulder | B15 | 1203 | 1600 | 0 | 53.21 | 54.24 | 2 | 0
2015 | MISO_WUMS_2_PJM_ROR | MISO_WUMS | PJM_ROR | Internal | Summer | B1 | 10 | 1600 | 1600 | 91.75 | 93.77 | 2 | 0.02
2015 | MISO_WUMS_2_PJM_ROR | MISO_WUMS | PJM_ROR | Internal | Summer | B2 | 25 | 1600 | 794.98 | 87.51 | 89.51 | 2 | 0
2015 | MISO_WUMS_2_PJM_ROR | MISO_WUMS | PJM_ROR | Internal | Summer | B3 | 75 | 1600 | 1600 | 87.5 | 89.51 | 2 | 0.01
2015 | MISO_WUMS_2_PJM_ROR | MISO_WUMS | PJM_ROR | Internal | Summer | B4 | 100 | 1600 | 1600 | 73.1 | 84.87 | 2 | 9.77
2015 | MISO_WUMS_2_PJM_ROR | MISO_WUMS | PJM_ROR | Internal | Summer | B5 | 200 | 1600 | 1600 | 62.54 | 76.07 | 2 | 11.53
2015 | MISO_WUMS_2_PJM_ROR | MISO_WUMS | PJM_ROR | Internal | Summer | B6 | 300 | 1600 | 1600 | 62.05 | 65.85 | 2 | 1.81
2015 | MISO_WUMS_2_PJM_ROR | MISO_WUMS | PJM_ROR | Internal | Summer | B7 | 400 | 1600 | 1600 | 55.43 | 57.44 | 2 | 0.01
2015 | MISO_WUMS_2_PJM_ROR | MISO_WUMS | PJM_ROR | Internal | Summer | B8 | 500 | 1600 | 682.45 | 53.18 | 55.18 | 2 | 0
2015 | MISO_WUMS_2_PJM_ROR | MISO_WUMS | PJM_ROR | Internal | Summer | B9 | 800 | 1600 | 0 | 52.91 | 53.66 | 2 | 0
2015 | MISO_WUMS_2_PJM_ROR | MISO_WUMS | PJM_ROR | Internal | Summer | B10 | 1262 | 1600 | 0 | 51.4 | 51.91 | 2 | 0
2015 | MISO_WUMS_2_PJM_ROR | MISO_WUMS | PJM_ROR | Internal | Winter | B16 | 25 | 1600 | 1600 | 75.05 | 77.07 | 2 | 0.02
2015 | MISO_WUMS_2_PJM_ROR | MISO_WUMS | PJM_ROR | Internal | Winter | B17 | 100 | 1600 | 1600 | 65.78 | 70.84 | 2 | 3.06
2015 | MISO_WUMS_2_PJM_ROR | MISO_WUMS | PJM_ROR | Internal | Winter | B18 | 400 | 1600 | 1600 | 59.83 | 61.84 | 2 | 0.01
2015 | MISO_WUMS_2_PJM_ROR | MISO_WUMS | PJM_ROR | Internal | Winter | B19 | 700 | 1600 | 1549.08 | 57.58 | 59.58 | 2 | 0
2015 | MISO_WUMS_2_PJM_ROR | MISO_WUMS | PJM_ROR | Internal | Winter | B20 | 935 | 1600 | 0 | 52.53 | 54.52 | 2 | 0
2015 | NE_2_MISO_W | NE | MISO_W | Internal | Shoulder | B11 | 25 | 1600 | 0 | 81.67 | 81.67 | 5 | 0
2015 | NE_2_MISO_W | NE | MISO_W | Internal | Shoulder | B12 | 200 | 1600 | 195.9 | 60.04 | 65.04 | 5 | 0
2015 | NE_2_MISO_W | NE | MISO_W | Internal | Shoulder | B13 | 600 | 1600 | 0 | 58.29 | 57.66 | 5 | 0
2015 | NE_2_MISO_W | NE | MISO_W | Internal | Shoulder | B14 | 900 | 1600 | 0 | 57.37 | 55.73 | 5 | 0
2015 | NE_2_MISO_W | NE | MISO_W | Internal | Shoulder | B15 | 1203 | 1600 | 0 | 57.37 | 54.07 | 5 | 0
2015 | NE_2_MISO_W | NE | MISO_W | Internal | Summer | B1 | 10 | 1600 | 0 | 91.76 | 91.76 | 5 | 0
2015 | NE_2_MISO_W | NE | MISO_W | Internal | Summer | B2 | 25 | 1600 | 0 | 91.38 | 88.73 | 5 | 0
2015 | NE_2_MISO_W | NE | MISO_W | Internal | Summer | B3 | 75 | 1600 | 0 | 90.56 | 88.73 | 5 | 0
2015 | NE_2_MISO_W | NE | MISO_W | Internal | Summer | B4 | 100 | 1600 | 0 | 86.86 | 86.86 | 5 | 0
2015 | NE_2_MISO_W | NE | MISO_W | Internal | Summer | B5 | 200 | 1600 | 0 | 78.11 | 78.05 | 5 | 0
2015 | NE_2_MISO_W | NE | MISO_W | Internal | Summer | B6 | 300 | 1600 | 0 | 67.27 | 65.58 | 5 | 0
2015 | NE_2_MISO_W | NE | MISO_W | Internal | Summer | B7 | 400 | 1600 | 0 | 59.68 | 55.44 | 5 | 0
2015 | NE_2_MISO_W | NE | MISO_W | Internal | Summer | B8 | 500 | 1600 | 0 | 58.69 | 53.52 | 5 | 0
2015 | NE_2_MISO_W | NE | MISO_W | Internal | Summer | B9 | 800 | 1600 | 0 | 56.1 | 52.92 | 5 | 0
2015 | NE_2_MISO_W | NE | MISO_W | Internal | Summer | B10 | 1262 | 1600 | 0 | 54.27 | 51.42 | 5 | 0
2015 | NE_2_MISO_W | NE | MISO_W | Internal | Winter | B16 | 25 | 1600 | 220.23 | 70.06 | 75.06 | 5 | 0
2015 | NE_2_MISO_W | NE | MISO_W | Internal | Winter | B17 | 100 | 1600 | 12.95 | 60.79 | 65.79 | 5 | 0
2015 | NE_2_MISO_W | NE | MISO_W | Internal | Winter | B18 | 400 | 1600 | 0 | 59.85 | 59.83 | 5 | 0
2015 | NE_2_MISO_W | NE | MISO_W | Internal | Winter | B19 | 700 | 1600 | 0 | 59.71 | 57.59 | 5 | 0
2015 | NE_2_MISO_W | NE | MISO_W | Internal | Winter | B20 | 935 | 1600 | 0 | 55.19 | 52.52 | 5 | 0
2015 | NE_2_SPP_N | NE | SPP_N | Internal | Shoulder | B11 | 25 | 1802 | 1802 | 81.67 | 83.06 | 0.01 | 1.38
2015 | NE_2_SPP_N | NE | SPP_N | Internal | Shoulder | B12 | 200 | 1802 | 444.48 | 60.04 | 60.05 | 0.01 | 0
2015 | NE_2_SPP_N | NE | SPP_N | Internal | Shoulder | B13 | 600 | 1802 | 777.66 | 58.29 | 58.31 | 0.01 | 0
2015 | NE_2_SPP_N | NE | SPP_N | Internal | Shoulder | B14 | 900 | 1802 | 937.55 | 57.37 | 57.38 | 0.01 | 0
2015 | NE_2_SPP_N | NE | SPP_N | Internal | Shoulder | B15 | 1203 | 1802 | 1414.34 | 57.37 | 57.38 | 0.01 | 0
2015 | NE_2_SPP_N | NE | SPP_N | Internal | Summer | B1 | 10 | 1802 | 1802 | 91.76 | 92.6 | 0.01 | 0.82
2015 | NE_2_SPP_N | NE | SPP_N | Internal | Summer | B2 | 25 | 1802 | 1802 | 91.38 | 91.79 | 0.01 | 0.39
2015 | NE_2_SPP_N | NE | SPP_N | Internal | Summer | B3 | 75 | 1802 | 1446.12 | 90.56 | 90.57 | 0.01 | 0
2015 | NE_2_SPP_N | NE | SPP_N | Internal | Summer | B4 | 100 | 1802 | 809.6 | 86.86 | 86.87 | 0.01 | 0
2015 | NE_2_SPP_N | NE | SPP_N | Internal | Summer | B5 | 200 | 1802 | 1802 | 78.11 | 81.21 | 0.01 | 3.08
2015 | NE_2_SPP_N | NE | SPP_N | Internal | Summer | B6 | 300 | 1802 | 1802 | 67.27 | 72.58 | 0.01 | 5.3
2015 | NE_2_SPP_N | NE | SPP_N | Internal | Summer | B7 | 400 | 1802 | 1802 | 59.68 | 62.44 | 0.01 | 2.75
2015 | NE_2_SPP_N | NE | SPP_N | Internal | Summer | B8 | 500 | 1802 | 1607.42 | 58.69 | 58.7 | 0.01 | 0
2015 | NE_2_SPP_N | NE | SPP_N | Internal | Summer | B9 | 800 | 1802 | 1517.17 | 56.1 | 56.11 | 0.01 | 0
2015 | NE_2_SPP_N | NE | SPP_N | Internal | Summer | B10 | 1262 | 1802 | 1802 | 54.27 | 54.59 | 0.01 | 0.31
2015 | NE_2_SPP_N | NE | SPP_N | Internal | Winter | B16 | 25 | 1802 | 1128.12 | 70.06 | 70.07 | 0.01 | 0
2015 | NE_2_SPP_N | NE | SPP_N | Internal | Winter | B17 | 100 | 1802 | 1345.31 | 60.79 | 60.8 | 0.01 | 0
2015 | NE_2_SPP_N | NE | SPP_N | Internal | Winter | B18 | 400 | 1802 | 1447.54 | 59.85 | 59.86 | 0.01 | 0
2015 | NE_2_SPP_N | NE | SPP_N | Internal | Winter | B19 | 700 | 1802 | 1471.35 | 59.71 | 59.72 | 0.01 | 0
2015 | NE_2_SPP_N | NE | SPP_N | Internal | Winter | B20 | 935 | 1802 | 1802 | 55.19 | 56.75 | 0.01 | 1.55
2015 | NEISO_2_NYISO_A-F | NEISO | NYISO_A-F | Internal | Shoulder | B11 | 25 | 600 | 600 | 55.82 | 60.53 | 3 | 1.71
2015 | NEISO_2_NYISO_A-F | NEISO | NYISO_A-F | Internal | Shoulder | B12 | 200 | 600 | 0 | 55.82 | 58.8 | 3 | 0
2015 | NEISO_2_NYISO_A-F | NEISO | NYISO_A-F | Internal | Shoulder | B13 | 600 | 600 | 0 | 55.82 | 57.82 | 3 | 0
2015 | NEISO_2_NYISO_A-F | NEISO | NYISO_A-F | Internal | Shoulder | B14 | 900 | 600 | 0 | 55.82 | 56.88 | 3 | 0
2015 | NEISO_2_NYISO_A-F | NEISO | NYISO_A-F | Internal | Shoulder | B15 | 1203 | 600 | 0 | 55.82 | 56.88 | 3 | 0
2015 | NEISO_2_NYISO_A-F | NEISO | NYISO_A-F | Internal | Summer | B1 | 10 | 600 | 0 | 86.12 | 85.79 | 3 | 0
2015 | NEISO_2_NYISO_A-F | NEISO | NYISO_A-F | Internal | Summer | B2 | 25 | 600 | 0 | 79.3 | 82.27 | 3 | 0
2015 | NEISO_2_NYISO_A-F | NEISO | NYISO_A-F | Internal | Summer | B3 | 75 | 600 | 0.55 | 73.21 | 76.21 | 3 | 0
2015 | NEISO_2_NYISO_A-F | NEISO | NYISO_A-F | Internal | Summer | B4 | 100 | 600 | 600 | 59.01 | 68.88 | 3 | 6.86
2015 | NEISO_2_NYISO_A-F | NEISO | NYISO_A-F | Internal | Summer | B5 | 200 | 600 | 600 | 53.13 | 64.48 | 3 | 8.35
2015 | NEISO_2_NYISO_A-F | NEISO | NYISO_A-F | Internal | Summer | B6 | 300 | 600 | 600 | 53.13 | 57.84 | 3 | 1.71
2015 | NEISO_2_NYISO_A-F | NEISO | NYISO_A-F | Internal | Summer | B7 | 400 | 600 | 0 | 53.13 | 56.12 | 3 | 0
2015 | NEISO_2_NYISO_A-F | NEISO | NYISO_A-F | Internal | Summer | B8 | 500 | 600 | 0 | 53.13 | 56.1 | 3 | 0
2015 | NEISO_2_NYISO_A-F | NEISO | NYISO_A-F | Internal | Summer | B9 | 800 | 600 | 0 | 53.13 | 55.24 | 3 | 0
2015 | NEISO_2_NYISO_A-F | NEISO | NYISO_A-F | Internal | Summer | B10 | 1262 | 600 | 0 | 53.13 | 55.24 | 3 | 0
2015 | NEISO_2_NYISO_A-F | NEISO | NYISO_A-F | Internal | Winter | B16 | 25 | 600 | 600 | 64.22 | 67.64 | 3 | 0.43
2015 | NEISO_2_NYISO_A-F | NEISO | NYISO_A-F | Internal | Winter | B17 | 100 | 600 | 0 | 64.22 | 62.85 | 3 | 0
2015 | NEISO_2_NYISO_A-F | NEISO | NYISO_A-F | Internal | Winter | B18 | 400 | 600 | 0 | 64.22 | 61.59 | 3 | 0
2015 | NEISO_2_NYISO_A-F | NEISO | NYISO_A-F | Internal | Winter | B19 | 700 | 600 | 0 | 64.22 | 61.59 | 3 | 0
2015 | NEISO_2_NYISO_A-F | NEISO | NYISO_A-F | Internal | Winter | B20 | 935 | 600 | 0 | 64.22 | 61.59 | 3 | 0
2015 | NEISO_2_NYISO_G-I | NEISO | NYISO_G-I | Internal | Shoulder | B11 | 25 | 600 | 600 | 55.82 | 60.55 | 3 | 1.72
2015 | NEISO_2_NYISO_G-I | NEISO | NYISO_G-I | Internal | Shoulder | B12 | 200 | 600 | 0 | 55.82 | 58.81 | 3 | 0
2015 | NEISO_2_NYISO_G-I | NEISO | NYISO_G-I | Internal | Shoulder | B13 | 600 | 600 | 0 | 55.82 | 57.83 | 3 | 0
2015 | NEISO_2_NYISO_G-I | NEISO | NYISO_G-I | Internal | Shoulder | B14 | 900 | 600 | 0 | 55.82 | 56.89 | 3 | 0
2015 | NEISO_2_NYISO_G-I | NEISO | NYISO_G-I | Internal | Shoulder | B15 | 1203 | 600 | 0 | 55.82 | 56.89 | 3 | 0
2015 | NEISO_2_NYISO_G-I | NEISO | NYISO_G-I | Internal | Summer | B1 | 10 | 600 | 0 | 86.12 | 89.11 | 3 | 0
2015 | NEISO_2_NYISO_G-I | NEISO | NYISO_G-I | Internal | Summer | B2 | 25 | 600 | 0 | 79.3 | 82.28 | 3 | 0
2015 | NEISO_2_NYISO_G-I | NEISO | NYISO_G-I | Internal | Summer | B3 | 75 | 600 | 600 | 73.21 | 76.75 | 3 | 0.54
2015 | NEISO_2_NYISO_G-I | NEISO | NYISO_G-I | Internal | Summer | B4 | 100 | 600 | 600 | 59.01 | 76.75 | 3 | 14.74
2015 | NEISO_2_NYISO_G-I | NEISO | NYISO_G-I | Internal | Summer | B5 | 200 | 600 | 600 | 53.13 | 68.07 | 3 | 11.95
2015 | NEISO_2_NYISO_G-I | NEISO | NYISO_G-I | Internal | Summer | B6 | 300 | 600 | 600 | 53.13 | 57.85 | 3 | 1.72
2015 | NEISO_2_NYISO_G-I | NEISO | NYISO_G-I | Internal | Summer | B7 | 400 | 600 | 518.91 | 53.13 | 56.13 | 3 | 0
2015 | NEISO_2_NYISO_G-I | NEISO | NYISO_G-I | Internal | Summer | B8 | 500 | 600 | 0 | 53.13 | 56.12 | 3 | 0
2015 | NEISO_2_NYISO_G-I | NEISO | NYISO_G-I | Internal | Summer | B9 | 800 | 600 | 0 | 53.13 | 55.25 | 3 | 0
2015 | NEISO_2_NYISO_G-I | NEISO | NYISO_G-I | Internal | Summer | B10 | 1262 | 600 | 0 | 53.13 | 55.25 | 3 | 0
2015 | NEISO_2_NYISO_G-I | NEISO | NYISO_G-I | Internal | Winter | B16 | 25 | 600 | 600 | 64.22 | 69.07 | 3 | 1.85
2015 | NEISO_2_NYISO_G-I | NEISO | NYISO_G-I | Internal | Winter | B17 | 100 | 600 | 0 | 64.22 | 64.83 | 3 | 0
2015 | NEISO_2_NYISO_G-I | NEISO | NYISO_G-I | Internal | Winter | B18 | 400 | 600 | 0 | 64.22 | 64.83 | 3 | 0
2015 | NEISO_2_NYISO_G-I | NEISO | NYISO_G-I | Internal | Winter | B19 | 700 | 600 | 0 | 64.22 | 64.83 | 3 | 0
2015 | NEISO_2_NYISO_G-I | NEISO | NYISO_G-I | Internal | Winter | B20 | 935 | 600 | 0 | 64.22 | 61.6 | 3 | 0
2015 | NEISO_2_NYISO_J-K | NEISO | NYISO_J-K | Internal | Shoulder | B11 | 25 | 777 | 777 | 55.82 | 60.56 | 3 | 1.73
2015 | NEISO_2_NYISO_J-K | NEISO | NYISO_J-K | Internal | Shoulder | B12 | 200 | 777 | 346.8 | 55.82 | 58.82 | 3 | 0
2015 | NEISO_2_NYISO_J-K | NEISO | NYISO_J-K | Internal | Shoulder | B13 | 600 | 777 | 0 | 55.82 | 57.84 | 3 | 0
2015 | NEISO_2_NYISO_J-K | NEISO | NYISO_J-K | Internal | Shoulder | B14 | 900 | 777 | 0 | 55.82 | 56.91 | 3 | 0
2015 | NEISO_2_NYISO_J-K | NEISO | NYISO_J-K | Internal | Shoulder | B15 | 1203 | 777 | 0 | 55.82 | 56.91 | 3 | 0
2015 | NEISO_2_NYISO_J-K | NEISO | NYISO_J-K | Internal | Summer | B1 | 10 | 777 | 227.95 | 86.12 | 89.12 | 3 | 0
2015 | NEISO_2_NYISO_J-K | NEISO | NYISO_J-K | Internal | Summer | B2 | 25 | 777 | 150.39 | 79.3 | 82.3 | 3 | 0
2015 | NEISO_2_NYISO_J-K | NEISO | NYISO_J-K | Internal | Summer | B3 | 75 | 777 | 777 | 73.21 | 76.77 | 3 | 0.55
2015 | NEISO_2_NYISO_J-K | NEISO | NYISO_J-K | Internal | Summer | B4 | 100 | 777 | 777 | 59.01 | 76.77 | 3 | 14.76
2015 | NEISO_2_NYISO_J-K | NEISO | NYISO_J-K | Internal | Summer | B5 | 200 | 777 | 777 | 53.13 | 68.09 | 3 | 11.96
2015 | NEISO_2_NYISO_J-K | NEISO | NYISO_J-K | Internal | Summer | B6 | 300 | 777 | 777 | 53.13 | 57.86 | 3 | 1.74
2015 | NEISO_2_NYISO_J-K | NEISO | NYISO_J-K | Internal | Summer | B7 | 400 | 777 | 777 | 53.13 | 56.14 | 3 | 0.01
2015 | NEISO_2_NYISO_J-K | NEISO | NYISO_J-K | Internal | Summer | B8 | 500 | 777 | 131.71 | 53.13 | 56.13 | 3 | 0
2015 | NEISO_2_NYISO_J-K | NEISO | NYISO_J-K | Internal | Summer | B9 | 800 | 777 | 0 | 53.13 | 55.26 | 3 | 0
2015 | NEISO_2_NYISO_J-K | NEISO | NYISO_J-K | Internal | Summer | B10 | 1262 | 777 | 0 | 53.13 | 55.26 | 3 | 0
2015 | NEISO_2_NYISO_J-K | NEISO | NYISO_J-K | Internal | Winter | B16 | 25 | 777 | 777 | 64.22 | 69.08 | 3 | 1.87
2015 | NEISO_2_NYISO_J-K | NEISO | NYISO_J-K | Internal | Winter | B17 | 100 | 777 | 0 | 64.22 | 67.07 | 3 | 0
2015 | NEISO_2_NYISO_J-K | NEISO | NYISO_J-K | Internal | Winter | B18 | 400 | 777 | 0 | 64.22 | 67.07 | 3 | 0
2015 | NEISO_2_NYISO_J-K | NEISO | NYISO_J-K | Internal | Winter | B19 | 700 | 777 | 0 | 64.22 | 67.07 | 3 | 0
2015 | NEISO_2_NYISO_J-K | NEISO | NYISO_J-K | Internal | Winter | B20 | 935 | 777 | 0 | 64.22 | 61.61 | 3 | 0
2015 | NonRTO_Midwest_2_TVA_Transmission | NonRTO_Midwest | TVA_Transmission | Internal | Shoulder | B11 | 25 | 2400 | 0 | 89.69 | 80.69 | 8 | 0
2015 | NonRTO_Midwest_2_TVA_Transmission | NonRTO_Midwest | TVA_Transmission | Internal | Shoulder | B12 | 200 | 2400 | 0 | 73.06 | 65.83 | 8 | 0
2015 | NonRTO_Midwest_2_TVA_Transmission | NonRTO_Midwest | TVA_Transmission | Internal | Shoulder | B13 | 600 | 2400 | 0 | 65.69 | 63.15 | 8 | 0
2015 | NonRTO_Midwest_2_TVA_Transmission | NonRTO_Midwest | TVA_Transmission | Internal | Shoulder | B14 | 900 | 2400 | 0 | 56.62 | 62.3 | 8 | 0
2015 | NonRTO_Midwest_2_TVA_Transmission | NonRTO_Midwest | TVA_Transmission | Internal | Shoulder | B15 | 1203 | 2400 | 0 | 55.24 | 60.24 | 8 | 0
2015 | NonRTO_Midwest_2_TVA_Transmission | NonRTO_Midwest | TVA_Transmission | Internal | Summer | B1 | 10 | 2400 | 0 | 96.27 | 99.77 | 8 | 0
2015 | NonRTO_Midwest_2_TVA_Transmission | NonRTO_Midwest | TVA_Transmission | Internal | Summer | B2 | 25 | 2400 | 0 | 96.27 | 96.74 | 8 | 0
2015 | NonRTO_Midwest_2_TVA_Transmission | NonRTO_Midwest | TVA_Transmission | Internal | Summer | B3 | 75 | 2400 | 0 | 96.27 | 95.51 | 8 | 0
2015 | NonRTO_Midwest_2_TVA_Transmission | NonRTO_Midwest | TVA_Transmission | Internal | Summer | B4 | 100 | 2400 | 0 | 94.88 | 90.87 | 8 | 0
2015 | NonRTO_Midwest_2_TVA_Transmission | NonRTO_Midwest | TVA_Transmission | Internal | Summer | B5 | 200 | 2400 | 0 | 86.07 | 82.07 | 8 | 0
2015 | NonRTO_Midwest_2_TVA_Transmission | NonRTO_Midwest | TVA_Transmission | Internal | Summer | B6 | 300 | 2400 | 61 | 61.85 | 69.85 | 8 | 0
2015 | NonRTO_Midwest_2_TVA_Transmission | NonRTO_Midwest | TVA_Transmission | Internal | Summer | B7 | 400 | 2400 | 0 | 56.44 | 62.26 | 8 | 0
2015 | NonRTO_Midwest_2_TVA_Transmission | NonRTO_Midwest | TVA_Transmission | Internal | Summer | B8 | 500 | 2400 | 0 | 56.35 | 60.74 | 8 | 0
2015 | NonRTO_Midwest_2_TVA_Transmission | NonRTO_Midwest | TVA_Transmission | Internal | Summer | B9 | 800 | 2400 | 0 | 55.24 | 59.66 | 8 | 0
2015 | NonRTO_Midwest_2_TVA_Transmission | NonRTO_Midwest | TVA_Transmission | Internal | Summer | B10 | 1262 | 2400 | 0 | 54.4 | 57.91 | 8 | 0
2015 | NonRTO_Midwest_2_TVA_Transmission | NonRTO_Midwest | TVA_Transmission | Internal | Winter | B16 | 25 | 2400 | 0 | 85.65 | 83.07 | 8 | 0
2015 | NonRTO_Midwest_2_TVA_Transmission | NonRTO_Midwest | TVA_Transmission | Internal | Winter | B17 | 100 | 2400 | 0 | 76.85 | 69.17 | 8 | 0
2015 | NonRTO_Midwest_2_TVA_Transmission | NonRTO_Midwest | TVA_Transmission | Internal | Winter | B18 | 400 | 2400 | 0 | 67.85 | 64.63 | 8 | 0
2015 | NonRTO_Midwest_2_TVA_Transmission | NonRTO_Midwest | TVA_Transmission | Internal | Winter | B19 | 700 | 2400 | 0 | 56.44 | 63.27 | 8 | 0
2015 | NonRTO_Midwest_2_TVA_Transmission | NonRTO_Midwest | TVA_Transmission | Internal | Winter | B20 | 935 | 2400 | 0 | 55.24 | 60.52 | 8 | 0
2015 | NYISO_A-F_2_NEISO | NYISO_A-F | NEISO | Internal | Shoulder | B11 | 25 | 600 | 0 | 60.53 | 55.82 | 3 | 0
2015 | NYISO_A-F_2_NEISO | NYISO_A-F | NEISO | Internal | Shoulder | B12 | 200 | 600 | 0 | 58.8 | 55.82 | 3 | 0
2015 | NYISO_A-F_2_NEISO | NYISO_A-F | NEISO | Internal | Shoulder | B13 | 600 | 600 | 0 | 57.82 | 55.82 | 3 | 0
2015 | NYISO_A-F_2_NEISO | NYISO_A-F | NEISO | Internal | Shoulder | B14 | 900 | 600 | 0 | 56.88 | 55.82 | 3 | 0
2015 | NYISO_A-F_2_NEISO | NYISO_A-F | NEISO | Internal | Shoulder | B15 | 1203 | 600 | 0 | 56.88 | 55.82 | 3 | 0
2015 | NYISO_A-F_2_NEISO | NYISO_A-F | NEISO | Internal | Summer | B1 | 10 | 600 | 0 | 85.79 | 86.12 | 3 | 0
2015 | NYISO_A-F_2_NEISO | NYISO_A-F | NEISO | Internal | Summer | B2 | 25 | 600 | 0 | 82.27 | 79.3 | 3 | 0
2015 | NYISO_A-F_2_NEISO | NYISO_A-F | NEISO | Internal | Summer | B3 | 75 | 600 | 0 | 76.21 | 73.21 | 3 | 0
2015 | NYISO_A-F_2_NEISO | NYISO_A-F | NEISO | Internal | Summer | B4 | 100 | 600 | 0 | 68.88 | 59.01 | 3 | 0
2015 | NYISO_A-F_2_NEISO | NYISO_A-F | NEISO | Internal | Summer | B5 | 200 | 600 | 0 | 64.48 | 53.13 | 3 | 0
2015 | NYISO_A-F_2_NEISO | NYISO_A-F | NEISO | Internal | Summer | B6 | 300 | 600 | 0 | 57.84 | 53.13 | 3 | 0
2015 | NYISO_A-F_2_NEISO | NYISO_A-F | NEISO | Internal | Summer | B7 | 400 | 600 | 0 | 56.12 | 53.13 | 3 | 0
2015 | NYISO_A-F_2_NEISO | NYISO_A-F | NEISO | Internal | Summer | B8 | 500 | 600 | 0 | 56.1 | 53.13 | 3 | 0
2015 | NYISO_A-F_2_NEISO | NYISO_A-F | NEISO | Internal | Summer | B9 | 800 | 600 | 0 | 55.24 | 53.13 | 3 | 0
2015 | NYISO_A-F_2_NEISO | NYISO_A-F | NEISO | Internal | Summer | B10 | 1262 | 600 | 0 | 55.24 | 53.13 | 3 | 0
2015 | NYISO_A-F_2_NEISO | NYISO_A-F | NEISO | Internal | Winter | B16 | 25 | 600 | 0 | 67.64 | 64.22 | 3 | 0
2015 | NYISO_A-F_2_NEISO | NYISO_A-F | NEISO | Internal | Winter | B17 | 100 | 600 | 0 | 62.85 | 64.22 | 3 | 0
2015 | NYISO_A-F_2_NEISO | NYISO_A-F | NEISO | Internal | Winter | B18 | 400 | 600 | 0 | 61.59 | 64.22 | 3 | 0
2015 | NYISO_A-F_2_NEISO | NYISO_A-F | NEISO | Internal | Winter | B19 | 700 | 600 | 0 | 61.59 | 64.22 | 3 | 0
2015 | NYISO_A-F_2_NEISO | NYISO_A-F | NEISO | Internal | Winter | B20 | 935 | 600 | 0 | 61.59 | 64.22 | 3 | 0
2015 | NYISO_A-F_2_NYISO_G-I | NYISO_A-F | NYISO_G-I | Internal | Shoulder | B11 | 25 | 5843 | 5232.08 | 60.53 | 60.55 | 0.01 | 0
2015 | NYISO_A-F_2_NYISO_G-I | NYISO_A-F | NYISO_G-I | Internal | Shoulder | B12 | 200 | 5843 | 4069.75 | 58.8 | 58.81 | 0.01 | 0
2015 | NYISO_A-F_2_NYISO_G-I | NYISO_A-F | NYISO_G-I | Internal | Shoulder | B13 | 600 | 5843 | 4475.98 | 57.82 | 57.83 | 0.01 | 0
2015 | NYISO_A-F_2_NYISO_G-I | NYISO_A-F | NYISO_G-I | Internal | Shoulder | B14 | 900 | 5843 | 4515.39 | 56.88 | 56.89 | 0.01 | 0
2015 | NYISO_A-F_2_NYISO_G-I | NYISO_A-F | NYISO_G-I | Internal | Shoulder | B15 | 1203 | 5843 | 3047.08 | 56.88 | 56.89 | 0.01 | 0
2015 | NYISO_A-F_2_NYISO_G-I | NYISO_A-F | NYISO_G-I | Internal | Summer | B1 | 10 | 5843 | 5843 | 85.79 | 89.11 | 0.01 | 3.31
2015 | NYISO_A-F_2_NYISO_G-I | NYISO_A-F | NYISO_G-I | Internal | Summer | B2 | 25 | 5843 | 5587.04 | 82.27 | 82.28 | 0.01 | 0
2015 | NYISO_A-F_2_NYISO_G-I | NYISO_A-F | NYISO_G-I | Internal | Summer | B3 | 75 | 5843 | 5843 | 76.21 | 76.75 | 0.01 | 0.53
2015 | NYISO_A-F_2_NYISO_G-I | NYISO_A-F | NYISO_G-I | Internal | Summer | B4 | 100 | 5843 | 5843 | 68.88 | 76.75 | 0.01 | 7.87
2015 | NYISO_A-F_2_NYISO_G-I | NYISO_A-F | NYISO_G-I | Internal | Summer | B5 | 200 | 5843 | 5843 | 64.48 | 68.07 | 0.01 | 3.58
2015 | NYISO_A-F_2_NYISO_G-I | NYISO_A-F | NYISO_G-I | Internal | Summer | B6 | 300 | 5843 | 4364.9 | 57.84 | 57.85 | 0.01 | 0
2015 | NYISO_A-F_2_NYISO_G-I | NYISO_A-F | NYISO_G-I | Internal | Summer | B7 | 400 | 5843 | 4182.15 | 56.12 | 56.13 | 0.01 | 0
2015 | NYISO_A-F_2_NYISO_G-I | NYISO_A-F | NYISO_G-I | Internal | Summer | B8 | 500 | 5843 | 4564.62 | 56.1 | 56.12 | 0.01 | 0
2015 | NYISO_A-F_2_NYISO_G-I | NYISO_A-F | NYISO_G-I | Internal | Summer | B9 | 800 | 5843 | 4104.61 | 55.24 | 55.25 | 0.01 | 0
2015 | NYISO_A-F_2_NYISO_G-I | NYISO_A-F | NYISO_G-I | Internal | Summer | B10 | 1262 | 5843 | 2302.03 | 55.24 | 55.25 | 0.01 | 0
2015 | NYISO_A-F_2_NYISO_G-I | NYISO_A-F | NYISO_G-I | Internal | Winter | B16 | 25 | 5843 | 5843 | 67.64 | 69.07 | 0.01 | 1.42
2015 | NYISO_A-F_2_NYISO_G-I | NYISO_A-F | NYISO_G-I | Internal | Winter | B17 | 100 | 5843 | 5843 | 62.85 | 64.83 | 0.01 | 1.97
2015 | NYISO_A-F_2_NYISO_G-I | NYISO_A-F | NYISO_G-I | Internal | Winter | B18 | 400 | 5843 | 5843 | 61.59 | 64.83 | 0.01 | 3.23
2015 | NYISO_A-F_2_NYISO_G-I | NYISO_A-F | NYISO_G-I | Internal | Winter | B19 | 700 | 5843 | 5843 | 61.59 | 64.83 | 0.01 | 3.23
2015 | NYISO_A-F_2_NYISO_G-I | NYISO_A-F | NYISO_G-I | Internal | Winter | B20 | 935 | 5843 | 4858.37 | 61.59 | 61.6 | 0.01 | 0
2015 | NYISO_A-F_2_PJM_ROM | NYISO_A-F | PJM_ROM | Internal | Shoulder | B11 | 25 | 1000 | 1000 | 60.53 | 74.71 | 8 | 6.17
2015 | NYISO_A-F_2_PJM_ROM | NYISO_A-F | PJM_ROM | Internal | Shoulder | B12 | 200 | 1000 | 0 | 58.8 | 64.63 | 8 | 0
2015 | NYISO_A-F_2_PJM_ROM | NYISO_A-F | PJM_ROM | Internal | Shoulder | B13 | 600 | 1000 | 0 | 57.82 | 59.66 | 8 | 0
2015 | NYISO_A-F_2_PJM_ROM | NYISO_A-F | PJM_ROM | Internal | Shoulder | B14 | 900 | 1000 | 0 | 56.88 | 58.92 | 8 | 0
2015 | NYISO_A-F_2_PJM_ROM | NYISO_A-F | PJM_ROM | Internal | Shoulder | B15 | 1203 | 1000 | 0 | 56.88 | 54.25 | 8 | 0
2015 | NYISO_A-F_2_PJM_ROM | NYISO_A-F | PJM_ROM | Internal | Summer | B1 | 10 | 1000 | 504.22 | 85.79 | 93.79 | 8 | 0
2015 | NYISO_A-F_2_PJM_ROM | NYISO_A-F | PJM_ROM | Internal | Summer | B2 | 25 | 1000 | 571.06 | 82.27 | 90.27 | 8 | 0
2015 | NYISO_A-F_2_PJM_ROM | NYISO_A-F | PJM_ROM | Internal | Summer | B3 | 75 | 1000 | 1000 | 76.21 | 89.53 | 8 | 5.31
2015 | NYISO_A-F_2_PJM_ROM | NYISO_A-F | PJM_ROM | Internal | Summer | B4 | 100 | 1000 | 1000 | 68.88 | 84.88 | 8 | 8.01
2015 | NYISO_A-F_2_PJM_ROM | NYISO_A-F | PJM_ROM | Internal | Summer | B5 | 200 | 1000 | 1000 | 64.48 | 76.09 | 8 | 3.61
2015 | NYISO_A-F_2_PJM_ROM | NYISO_A-F | PJM_ROM | Internal | Summer | B6 | 300 | 1000 | 1000 | 57.84 | 65.86 | 8 | 0.02
2015 | NYISO_A-F_2_PJM_ROM | NYISO_A-F | PJM_ROM | Internal | Summer | B7 | 400 | 1000 | 0 | 56.12 | 60.49 | 8 | 0
2015 | NYISO_A-F_2_PJM_ROM | NYISO_A-F | PJM_ROM | Internal | Summer | B8 | 500 | 1000 | 0 | 56.1 | 56.92 | 8 | 0
2015 | NYISO_A-F_2_PJM_ROM | NYISO_A-F | PJM_ROM | Internal | Summer | B9 | 800 | 1000 | 0 | 55.24 | 56.66 | 8 | 0
2015 | NYISO_A-F_2_PJM_ROM | NYISO_A-F | PJM_ROM | Internal | Summer | B10 | 1262 | 1000 | 0 | 55.24 | 51.92 | 8 | 0
2015 | NYISO_A-F_2_PJM_ROM | NYISO_A-F | PJM_ROM | Internal | Winter | B16 | 25 | 1000 | 1000 | 67.64 | 77.08 | 8 | 1.44
2015 | NYISO_A-F_2_PJM_ROM | NYISO_A-F | PJM_ROM | Internal | Winter | B17 | 100 | 1000 | 561.4 | 62.85 | 70.85 | 8 | 0
2015 | NYISO_A-F_2_PJM_ROM | NYISO_A-F | PJM_ROM | Internal | Winter | B18 | 400 | 1000 | 0 | 61.59 | 65.19 | 8 | 0
2015 | NYISO_A-F_2_PJM_ROM | NYISO_A-F | PJM_ROM | Internal | Winter | B19 | 700 | 1000 | 0 | 61.59 | 64.13 | 8 | 0
2015 | NYISO_A-F_2_PJM_ROM | NYISO_A-F | PJM_ROM | Internal | Winter | B20 | 935 | 1000 | 0 | 61.59 | 55.95 | 8 | 0
2015 | NYISO_G-I_2_NEISO | NYISO_G-I | NEISO | Internal | Shoulder | B11 | 25 | 600 | 0 | 60.55 | 55.82 | 3 | 0
2015 | NYISO_G-I_2_NEISO | NYISO_G-I | NEISO | Internal | Shoulder | B12 | 200 | 600 | 0 | 58.81 | 55.82 | 3 | 0
2015 | NYISO_G-I_2_NEISO | NYISO_G-I | NEISO | Internal | Shoulder | B13 | 600 | 600 | 0 | 57.83 | 55.82 | 3 | 0
2015 | NYISO_G-I_2_NEISO | NYISO_G-I | NEISO | Internal | Shoulder | B14 | 900 | 600 | 0 | 56.89 | 55.82 | 3 | 0
2015 | NYISO_G-I_2_NEISO | NYISO_G-I | NEISO | Internal | Shoulder | B15 | 1203 | 600 | 0 | 56.89 | 55.82 | 3 | 0
2015 | NYISO_G-I_2_NEISO | NYISO_G-I | NEISO | Internal | Summer | B1 | 10 | 600 | 0 | 89.11 | 86.12 | 3 | 0
2015 | NYISO_G-I_2_NEISO | NYISO_G-I | NEISO | Internal | Summer | B2 | 25 | 600 | 0 | 82.28 | 79.3 | 3 | 0
2015 | NYISO_G-I_2_NEISO | NYISO_G-I | NEISO | Internal | Summer | B3 | 75 | 600 | 0 | 76.75 | 73.21 | 3 | 0
2015 | NYISO_G-I_2_NEISO | NYISO_G-I | NEISO | Internal | Summer | B4 | 100 | 600 | 0 | 76.75 | 59.01 | 3 | 0
2015 | NYISO_G-I_2_NEISO | NYISO_G-I | NEISO | Internal | Summer | B5 | 200 | 600 | 0 | 68.07 | 53.13 | 3 | 0
2015 | NYISO_G-I_2_NEISO | NYISO_G-I | NEISO | Internal | Summer | B6 | 300 | 600 | 0 | 57.85 | 53.13 | 3 | 0
2015 | NYISO_G-I_2_NEISO | NYISO_G-I | NEISO | Internal | Summer | B7 | 400 | 600 | 0 | 56.13 | 53.13 | 3 | 0
2015 | NYISO_G-I_2_NEISO | NYISO_G-I | NEISO | Internal | Summer | B8 | 500 | 600 | 0 | 56.12 | 53.13 | 3 | 0
2015 | NYISO_G-I_2_NEISO | NYISO_G-I | NEISO | Internal | Summer | B9 | 800 | 600 | 0 | 55.25 | 53.13 | 3 | 0
2015 | NYISO_G-I_2_NEISO | NYISO_G-I | NEISO | Internal | Summer | B10 | 1262 | 600 | 0 | 55.25 | 53.13 | 3 | 0
2015 | NYISO_G-I_2_NEISO | NYISO_G-I | NEISO | Internal | Winter | B16 | 25 | 600 | 0 | 69.07 | 64.22 | 3 | 0
2015 | NYISO_G-I_2_NEISO | NYISO_G-I | NEISO | Internal | Winter | B17 | 100 | 600 | 0 | 64.83 | 64.22 | 3 | 0
2015 | NYISO_G-I_2_NEISO | NYISO_G-I | NEISO | Internal | Winter | B18 | 400 | 600 | 0 | 64.83 | 64.22 | 3 | 0
2015 | NYISO_G-I_2_NEISO | NYISO_G-I | NEISO | Internal | Winter | B19 | 700 | 600 | 0 | 64.83 | 64.22 | 3 | 0
2015 | NYISO_G-I_2_NEISO | NYISO_G-I | NEISO | Internal | Winter | B20 | 935 | 600 | 0 | 61.6 | 64.22 | 3 | 0
2015 | NYISO_G-I_2_NYISO_J-K | NYISO_G-I | NYISO_J-K | Internal | Shoulder | B11 | 25 | 6130 | 4725.21 | 60.55 | 60.56 | 0.01 | 0
2015 | NYISO_G-I_2_NYISO_J-K | NYISO_G-I | NYISO_J-K | Internal | Shoulder | B12 | 200 | 6130 | 4527.65 | 58.81 | 58.82 | 0.01 | 0
2015 | NYISO_G-I_2_NYISO_J-K | NYISO_G-I | NYISO_J-K | Internal | Shoulder | B13 | 600 | 6130 | 4614.45 | 57.83 | 57.84 | 0.01 | 0
2015 | NYISO_G-I_2_NYISO_J-K | NYISO_G-I | NYISO_J-K | Internal | Shoulder | B14 | 900 | 6130 | 4162.31 | 56.89 | 56.91 | 0.01 | 0
2015 | NYISO_G-I_2_NYISO_J-K | NYISO_G-I | NYISO_J-K | Internal | Shoulder | B15 | 1203 | 6130 | 3092.08 | 56.89 | 56.91 | 0.01 | 0
2015 | NYISO_G-I_2_NYISO_J-K | NYISO_G-I | NYISO_J-K | Internal | Summer | B1 | 10 | 6130 | 5287.14 | 89.11 | 89.12 | 0.01 | 0
2015 | NYISO_G-I_2_NYISO_J-K | NYISO_G-I | NYISO_J-K | Internal | Summer | B2 | 25 | 6130 | 4935.8 | 82.28 | 82.3 | 0.01 | 0
2015 | NYISO_G-I_2_NYISO_J-K | NYISO_G-I | NYISO_J-K | Internal | Summer | B3 | 75 | 6130 | 4923.95 | 76.75 | 76.77 | 0.01 | 0
2015 | NYISO_G-I_2_NYISO_J-K | NYISO_G-I | NYISO_J-K | Internal | Summer | B4 | 100 | 6130 | 5178.19 | 76.75 | 76.77 | 0.01 | 0
2015 | NYISO_G-I_2_NYISO_J-K | NYISO_G-I | NYISO_J-K | Internal | Summer | B5 | 200 | 6130 | 5774.05 | 68.07 | 68.09 | 0.01 | 0
2015 | NYISO_G-I_2_NYISO_J-K | NYISO_G-I | NYISO_J-K | Internal | Summer | B6 | 300 | 6130 | 4967.26 | 57.85 | 57.86 | 0.01 | 0
2015 | NYISO_G-I_2_NYISO_J-K | NYISO_G-I | NYISO_J-K | Internal | Summer | B7 | 400 | 6130 | 5415.5 | 56.13 | 56.14 | 0.01 | 0
2015 | NYISO_G-I_2_NYISO_J-K | NYISO_G-I | NYISO_J-K | Internal | Summer | B8 | 500 | 6130 | 5425.8 | 56.12 | 56.13 | 0.01 | 0
2015 | NYISO_G-I_2_NYISO_J-K | NYISO_G-I | NYISO_J-K | Internal | Summer | B9 | 800 | 6130 | 4745.79 | 55.25 | 55.26 | 0.01 | 0
2015 | NYISO_G-I_2_NYISO_J-K | NYISO_G-I | NYISO_J-K | Internal | Summer | B10 | 1262 | 6130 | 3103.1 | 55.25 | 55.26 | 0.01 | 0
2015 | NYISO_G-I_2_NYISO_J-K | NYISO_G-I | NYISO_J-K | Internal | Winter | B16 | 25 | 6130 | 5355.7 | 69.07 | 69.08 | 0.01 | 0
2015 | NYISO_G-I_2_NYISO_J-K | NYISO_G-I | NYISO_J-K | Internal | Winter | B17 | 100 | 6130 | 6130 | 64.83 | 67.07 | 0.01 | 2.22
2015 | NYISO_G-I_2_NYISO_J-K | NYISO_G-I | NYISO_J-K | Internal | Winter | B18 | 400 | 6130 | 6130 | 64.83 | 67.07 | 0.01 | 2.22
2015 | NYISO_G-I_2_NYISO_J-K | NYISO_G-I | NYISO_J-K | Internal | Winter | B19 | 700 | 6130 | 6130 | 64.83 | 67.07 | 0.01 | 2.22
2015 | NYISO_G-I_2_NYISO_J-K | NYISO_G-I | NYISO_J-K | Internal | Winter | B20 | 935 | 6130 | 5203.21 | 61.6 | 61.61 | 0.01 | 0
2015 | NYISO_G-I_2_PJM_E | NYISO_G-I | PJM_E | Internal | Shoulder | B11 | 25 | 1500 | 1500 | 60.55 | 74.69 | 8 | 6.15
2015 | NYISO_G-I_2_PJM_E | NYISO_G-I | PJM_E | Internal | Shoulder | B12 | 200 | 1500 | 0 | 58.81 | 64.62 | 8 | 0
2015 | NYISO_G-I_2_PJM_E | NYISO_G-I | PJM_E | Internal | Shoulder | B13 | 600 | 1500 | 0 | 57.83 | 59.68 | 8 | 0
2015 | NYISO_G-I_2_PJM_E | NYISO_G-I | PJM_E | Internal | Shoulder | B14 | 900 | 1500 | 0 | 56.89 | 58.91 | 8 | 0
2015 | NYISO_G-I_2_PJM_E | NYISO_G-I | PJM_E | Internal | Shoulder | B15 | 1203 | 1500 | 0 | 56.89 | 54.26 | 8 | 0
2015 | NYISO_G-I_2_PJM_E | NYISO_G-I | PJM_E | Internal | Summer | B1 | 10 | 1500 | 0 | 89.11 | 93.8 | 8 | 0
2015 | NYISO_G-I_2_PJM_E | NYISO_G-I | PJM_E | Internal | Summer | B2 | 25 | 1500 | 250.01 | 82.28 | 90.28 | 8 | 0
2015 | NYISO_G-I_2_PJM_E | NYISO_G-I | PJM_E | Internal | Summer | B3 | 75 | 1500 | 1500 | 76.75 | 89.51 | 8 | 4.76
2015 | NYISO_G-I_2_PJM_E | NYISO_G-I | PJM_E | Internal | Summer | B4 | 100 | 1500 | 1500 | 76.75 | 84.87 | 8 | 0.12
2015 | NYISO_G-I_2_PJM_E | NYISO_G-I | PJM_E | Internal | Summer | B5 | 200 | 1500 | 1032.42 | 68.07 | 76.07 | 8 | 0
2015 | NYISO_G-I_2_PJM_E | NYISO_G-I | PJM_E | Internal | Summer | B6 | 300 | 1500 | 527.6 | 57.85 | 65.85 | 8 | 0
2015 | NYISO_G-I_2_PJM_E | NYISO_G-I | PJM_E | Internal | Summer | B7 | 400 | 1500 | 0 | 56.13 | 60.51 | 8 | 0
2015 | NYISO_G-I_2_PJM_E | NYISO_G-I | PJM_E | Internal | Summer | B8 | 500 | 1500 | 0 | 56.12 | 56.93 | 8 | 0
2015 | NYISO_G-I_2_PJM_E | NYISO_G-I | PJM_E | Internal | Summer | B9 | 800 | 1500 | 0 | 55.25 | 56.65 | 8 | 0
2015 | NYISO_G-I_2_PJM_E | NYISO_G-I | PJM_E | Internal | Summer | B10 | 1262 | 1500 | 0 | 55.25 | 51.91 | 8 | 0
2015 | NYISO_G-I_2_PJM_E | NYISO_G-I | PJM_E | Internal | Winter | B16 | 25 | 1500 | 1449.89 | 69.07 | 77.07 | 8 | 0
2015 | NYISO_G-I_2_PJM_E | NYISO_G-I | PJM_E | Internal | Winter | B17 | 100 | 1500 | 0 | 64.83 | 70.84 | 8 | 0
2015 | NYISO_G-I_2_PJM_E | NYISO_G-I | PJM_E | Internal | Winter | B18 | 400 | 1500 | 0 | 64.83 | 65.2 | 8 | 0
2015 | NYISO_G-I_2_PJM_E | NYISO_G-I | PJM_E | Internal | Winter | B19 | 700 | 1500 | 0 | 64.83 | 64.14 | 8 | 0
2015 | NYISO_G-I_2_PJM_E | NYISO_G-I | PJM_E | Internal | Winter | B20 | 935 | 1500 | 0 | 61.6 | 55.96 | 8 | 0
2015 | NYISO_J-K_2_PJM_E | NYISO_J-K | PJM_E | Internal | Shoulder | B11 | 25 | 330 | 330 | 60.56 | 74.69 | 8 | 6.14
2015 | NYISO_J-K_2_PJM_E | NYISO_J-K | PJM_E | Internal | Shoulder | B12 | 200 | 330 | 0 | 58.82 | 64.62 | 8 | 0
2015 | NYISO_J-K_2_PJM_E | NYISO_J-K | PJM_E | Internal | Shoulder | B13 | 600 | 330 | 0 | 57.84 | 59.68 | 8 | 0
2015 | NYISO_J-K_2_PJM_E | NYISO_J-K | PJM_E | Internal | Shoulder | B14 | 900 | 330 | 0 | 56.91 | 58.91 | 8 | 0
2015 | NYISO_J-K_2_PJM_E | NYISO_J-K | PJM_E | Internal | Shoulder | B15 | 1203 | 330 | 0 | 56.91 | 54.26 | 8 | 0
2015 | NYISO_J-K_2_PJM_E | NYISO_J-K | PJM_E | Internal | Summer | B1 | 10 | 330 | 0 | 89.12 | 93.8 | 8 | 0
2015 | NYISO_J-K_2_PJM_E | NYISO_J-K | PJM_E | Internal | Summer | B2 | 25 | 330 | 0 | 82.3 | 90.28 | 8 | 0
2015 | NYISO_J-K_2_PJM_E | NYISO_J-K | PJM_E | Internal | Summer | B3 | 75 | 330 | 330 | 76.77 | 89.51 | 8 | 4.75
2015 | NYISO_J-K_2_PJM_E | NYISO_J-K | PJM_E | Internal | Summer | B4 | 100 | 330 | 330 | 76.77 | 84.87 | 8 | 0.1
2015 | NYISO_J-K_2_PJM_E | NYISO_J-K | PJM_E | Internal | Summer | B5 | 200 | 330 | 0 | 68.09 | 76.07 | 8 | 0
2015 | NYISO_J-K_2_PJM_E | NYISO_J-K | PJM_E | Internal | Summer | B6 | 300 | 330 | 0 | 57.86 | 65.85 | 8 | 0
2015 | NYISO_J-K_2_PJM_E | NYISO_J-K | PJM_E | Internal | Summer | B7 | 400 | 330 | 0 | 56.14 | 60.51 | 8 | 0
2015 | NYISO_J-K_2_PJM_E | NYISO_J-K | PJM_E | Internal | Summer | B8 | 500 | 330 | 0 | 56.13 | 56.93 | 8 | 0
2015 | NYISO_J-K_2_PJM_E | NYISO_J-K | PJM_E | Internal | Summer | B9 | 800 | 330 | 0 | 55.26 | 56.65 | 8 | 0
2015 | NYISO_J-K_2_PJM_E | NYISO_J-K | PJM_E | Internal | Summer | B10 | 1262 | 330 | 0 | 55.26 | 51.91 | 8 | 0
2015 | NYISO_J-K_2_PJM_E | NYISO_J-K | PJM_E | Internal | Winter | B16 | 25 | 330 | 0 | 69.08 | 77.07 | 8 | 0
2015 | NYISO_J-K_2_PJM_E | NYISO_J-K | PJM_E | Internal | Winter | B17 | 100 | 330 | 0 | 67.07 | 70.84 | 8 | 0
2015 | NYISO_J-K_2_PJM_E | NYISO_J-K | PJM_E | Internal | Winter | B18 | 400 | 330 | 0 | 67.07 | 65.2 | 8 | 0
2015 | NYISO_J-K_2_PJM_E | NYISO_J-K | PJM_E | Internal | Winter | B19 | 700 | 330 | 0 | 67.07 | 64.14 | 8 | 0
2015 | NYISO_J-K_2_PJM_E | NYISO_J-K | PJM_E | Internal | Winter | B20 | 935 | 330 | 0 | 61.61 | 55.96 | 8 | 0
2015 | PJM_E_2_NYISO_J-K | PJM_E | NYISO_J-K | Internal | Shoulder | B11 | 25 | 330 | 0 | 74.69 | 60.56 | 6 | 0
2015 | PJM_E_2_NYISO_J-K | PJM_E | NYISO_J-K | Internal | Shoulder | B12 | 200 | 330 | 0 | 64.62 | 58.82 | 6 | 0
2015 | PJM_E_2_NYISO_J-K | PJM_E | NYISO_J-K | Internal | Shoulder | B13 | 600 | 330 | 0 | 59.68 | 57.84 | 6 | 0
2015 | PJM_E_2_NYISO_J-K | PJM_E | NYISO_J-K | Internal | Shoulder | B14 | 900 | 330 | 0 | 58.91 | 56.91 | 6 | 0
2015 | PJM_E_2_NYISO_J-K | PJM_E | NYISO_J-K | Internal | Shoulder | B15 | 1203 | 330 | 0 | 54.26 | 56.91 | 6 | 0
2015 | PJM_E_2_NYISO_J-K | PJM_E | NYISO_J-K | Internal | Summer | B1 | 10 | 330 | 0 | 93.8 | 89.12 | 6 | 0
2015 | PJM_E_2_NYISO_J-K | PJM_E | NYISO_J-K | Internal | Summer | B2 | 25 | 330 | 0 | 90.28 | 82.3 | 6 | 0
2015 | PJM_E_2_NYISO_J-K | PJM_E | NYISO_J-K | Internal | Summer | B3 | 75 | 330 | 0 | 89.51 | 76.77 | 6 | 0
2015 | PJM_E_2_NYISO_J-K | PJM_E | NYISO_J-K | Internal | Summer | B4 | 100 | 330 | 0 | 84.87 | 76.77 | 6 | 0
2015 | PJM_E_2_NYISO_J-K | PJM_E | NYISO_J-K | Internal | Summer | B5 | 200 | 330 | 0 | 76.07 | 68.09 | 6 | 0
2015 | PJM_E_2_NYISO_J-K | PJM_E | NYISO_J-K | Internal | Summer | B6 | 300 | 330 | 0 | 65.85 | 57.86 | 6 | 0
2015 | PJM_E_2_NYISO_J-K | PJM_E | NYISO_J-K | Internal | Summer | B7 | 400 | 330 | 0 | 60.51 | 56.14 | 6 | 0
2015 | PJM_E_2_NYISO_J-K | PJM_E | NYISO_J-K | Internal | Summer | B8 | 500 | 330 | 0 | 56.93 | 56.13 | 6 | 0
2015 | PJM_E_2_NYISO_J-K | PJM_E | NYISO_J-K | Internal | Summer | B9 | 800 | 330 | 0 | 56.65 | 55.26 | 6 | 0
2015 | PJM_E_2_NYISO_J-K | PJM_E | NYISO_J-K | Internal | Summer | B10 | 1262 | 330 | 0 | 51.91 | 55.26 | 6 | 0
2015 | PJM_E_2_NYISO_J-K | PJM_E | NYISO_J-K | Internal | Winter | B16 | 25 | 330 | 0 | 77.07 | 69.08 | 6 | 0
2015 | PJM_E_2_NYISO_J-K | PJM_E | NYISO_J-K | Internal | Winter | B17 | 100 | 330 | 0 | 70.84 | 67.07 | 6 | 0
2015 | PJM_E_2_NYISO_J-K | PJM_E | NYISO_J-K | Internal | Winter | B18 | 400 | 330 | 0 | 65.2 | 67.07 | 6 | 0
2015 | PJM_E_2_NYISO_J-K | PJM_E | NYISO_J-K | Internal | Winter | B19 | 700 | 330 | 0 | 64.14 | 67.07 | 6 | 0
2015 | PJM_E_2_NYISO_J-K | PJM_E | NYISO_J-K | Internal | Winter | B20 | 935 | 330 | 0 | 55.96 | 61.61 | 6 | 0
2015 | PJM_E_2_PJM_ROM | PJM_E | PJM_ROM | Internal | Shoulder | B11 | 25 | 8000 | 4353.16 | 74.69 | 74.71 | 0.01 | 0
2015 | PJM_E_2_PJM_ROM | PJM_E | PJM_ROM | Internal | Shoulder | B12 | 200 | 8000 | 2338.97 | 64.62 | 64.63 | 0.01 | 0
2015 | PJM_E_2_PJM_ROM | PJM_E | PJM_ROM | Internal | Shoulder | B13 | 600 | 8000 | 0 | 59.68 | 59.66 | 0.01 | 0
2015 | PJM_E_2_PJM_ROM | PJM_E | PJM_ROM | Internal | Shoulder | B14 | 900 | 8000 | 267.59 | 58.91 | 58.92 | 0.01 | 0
2015 | PJM_E_2_PJM_ROM | PJM_E | PJM_ROM | Internal | Shoulder | B15 | 1203 | 8000 | 0 | 54.26 | 54.25 | 0.01 | 0
2015 | PJM_E_2_PJM_ROM | PJM_E | PJM_ROM | Internal | Summer | B1 | 10 | 8000 | 0 | 93.8 | 93.79 | 0.01 | 0
2015 | PJM_E_2_PJM_ROM | PJM_E | PJM_ROM | Internal | Summer | B2 | 25 | 8000 | 0 | 90.28 | 90.27 | 0.01 | 0
2015 | PJM_E_2_PJM_ROM | PJM_E | PJM_ROM | Internal | Summer | B3 | 75 | 8000 | 1290.47 | 89.51 | 89.53 | 0.01 | 0
2015 | PJM_E_2_PJM_ROM | PJM_E | PJM_ROM | Internal | Summer | B4 | 100 | 8000 | 798.86 | 84.87 | 84.88 | 0.01 | 0
2015 | PJM_E_2_PJM_ROM | PJM_E | PJM_ROM | Internal | Summer | B5 | 200 | 8000 | 546.53 | 76.07 | 76.09 | 0.01 | 0
2015 | PJM_E_2_PJM_ROM | PJM_E | PJM_ROM | Internal | Summer | B6 | 300 | 8000 | 236.48 | 65.85 | 65.86 | 0.01 | 0
2015 | PJM_E_2_PJM_ROM | PJM_E | PJM_ROM | Internal | Summer | B7 | 400 | 8000 | 0 | 60.51 | 60.49 | 0.01 | 0
2015 | PJM_E_2_PJM_ROM | PJM_E | PJM_ROM | Internal | Summer | B8 | 500 | 8000 | 0 | 56.93 | 56.92 | 0.01 | 0
2015 | PJM_E_2_PJM_ROM | PJM_E | PJM_ROM | Internal | Summer | B9 | 800 | 8000 | 207.2 | 56.65 | 56.66 | 0.01 | 0
2015 | PJM_E_2_PJM_ROM | PJM_E | PJM_ROM | Internal | Summer | B10 | 1262 | 8000 | 343.92 | 51.91 | 51.92 | 0.01 | 0
2015 | PJM_E_2_PJM_ROM | PJM_E | PJM_ROM | Internal | Winter | B16 | 25 | 8000 | 1437.13 | 77.07 | 77.08 | 0.01 | 0
2015 | PJM_E_2_PJM_ROM | PJM_E | PJM_ROM | Internal | Winter | B17 | 100 | 8000 | 132.56 | 70.84 | 70.85 | 0.01 | 0
2015 | PJM_E_2_PJM_ROM | PJM_E | PJM_ROM | Internal | Winter | B18 | 400 | 8000 | 0 | 65.2 | 65.19 | 0.01 | 0
2015 | PJM_E_2_PJM_ROM | PJM_E | PJM_ROM | Internal | Winter | B19 | 700 | 8000 | 0 | 64.14 | 64.13 | 0.01 | 0
2015 | PJM_E_2_PJM_ROM | PJM_E | PJM_ROM | Internal | Winter | B20 | 935 | 8000 | 0 | 55.96 | 55.95 | 0.01 | 0
2015 | PJM_ROR_2_MISO_IN | PJM_ROR | MISO_IN | Internal | Shoulder | B11 | 25 | 909 | 909 | 74.69 | 81.69 | 2 | 5
2015 | PJM_ROR_2_MISO_IN | PJM_ROR | MISO_IN | Internal | Shoulder | B12 | 200 | 909 | 0 | 64.62 | 65.06 | 2 | 0
2015 | PJM_ROR_2_MISO_IN | PJM_ROR | MISO_IN | Internal | Shoulder | B13 | 600 | 909 | 0 | 59.65 | 57.69 | 2 | 0
2015 | PJM_ROR_2_MISO_IN | PJM_ROR | MISO_IN | Internal | Shoulder | B14 | 900 | 909 | 0 | 57.74 | 55.75 | 2 | 0
2015 | PJM_ROR_2_MISO_IN | PJM_ROR | MISO_IN | Internal | Shoulder | B15 | 1203 | 909 | 0 | 54.24 | 54.04 | 2 | 0
2015 | PJM_ROR_2_MISO_IN | PJM_ROR | MISO_IN | Internal | Summer | B1 | 10 | 909 | 0 | 93.77 | 93.38 | 2 | 0
2015 | PJM_ROR_2_MISO_IN | PJM_ROR | MISO_IN | Internal | Summer | B2 | 25 | 909 | 0 | 89.51 | 90.88 | 2 | 0
2015 | PJM_ROR_2_MISO_IN | PJM_ROR | MISO_IN | Internal | Summer | B3 | 75 | 909 | 0 | 89.51 | 88.75 | 2 | 0
2015 | PJM_ROR_2_MISO_IN | PJM_ROR | MISO_IN | Internal | Summer | B4 | 100 | 909 | 909 | 84.87 | 86.88 | 2 | 0.01
2015 | PJM_ROR_2_MISO_IN | PJM_ROR | MISO_IN | Internal | Summer | B5 | 200 | 909 | 405.63 | 76.07 | 78.07 | 2 | 0
2015 | PJM_ROR_2_MISO_IN | PJM_ROR | MISO_IN | Internal | Summer | B6 | 300 | 909 | 0 | 65.85 | 65.6 | 2 | 0
2015 | PJM_ROR_2_MISO_IN | PJM_ROR | MISO_IN | Internal | Summer | B7 | 400 | 909 | 0 | 57.44 | 55.47 | 2 | 0
2015 | PJM_ROR_2_MISO_IN | PJM_ROR | MISO_IN | Internal | Summer | B8 | 500 | 909 | 0 | 55.18 | 53.54 | 2 | 0
2015 | PJM_ROR_2_MISO_IN | PJM_ROR | MISO_IN | Internal | Summer | B9 | 800 | 909 | 0 | 53.66 | 52.94 | 2 | 0
2015 | PJM_ROR_2_MISO_IN | PJM_ROR | MISO_IN | Internal | Summer | B10 | 1262 | 909 | 0 | 51.91 | 51.98 | 2 | 0
2015 | PJM_ROR_2_MISO_IN | PJM_ROR | MISO_IN | Internal | Winter | B16 | 25 | 909 | 0 | 77.07 | 77.65 | 2 | 0
2015 | PJM_ROR_2_MISO_IN | PJM_ROR | MISO_IN | Internal | Winter | B17 | 100 | 909 | 0 | 70.84 | 68.85 | 2 | 0
2015 | PJM_ROR_2_MISO_IN | PJM_ROR | MISO_IN | Internal | Winter | B18 | 400 | 909 | 0 | 61.84 | 59.85 | 2 | 0
2015 | PJM_ROR_2_MISO_IN | PJM_ROR | MISO_IN | Internal | Winter | B19 | 700 | 909 | 0 | 59.58 | 57.59 | 2 | 0
2015 | PJM_ROR_2_MISO_IN | PJM_ROR | MISO_IN | Internal | Winter | B20 | 935 | 909 | 0 | 54.52 | 52.53 | 2 | 0
2015 | PJM_ROR_2_MISO_MO-IL | PJM_ROR | MISO_MO-IL | Internal | Shoulder | B11 | 25 | 1111 | 1111 | 74.69 | 81.68 | 2 | 4.99
2015 | PJM_ROR_2_MISO_MO-IL | PJM_ROR | MISO_MO-IL | Internal | Shoulder | B12 | 200 | 1111 | 0 | 64.62 | 65.05 | 2 | 0
2015 | PJM_ROR_2_MISO_MO-IL | PJM_ROR | MISO_MO-IL | Internal | Shoulder | B13 | 600 | 1111 | 0 | 59.65 | 57.68 | 2 | 0
2015 | PJM_ROR_2_MISO_MO-IL | PJM_ROR | MISO_MO-IL | Internal | Shoulder | B14 | 900 | 1111 | 0 | 57.74 | 55.74 | 2 | 0
2015 | PJM_ROR_2_MISO_MO-IL | PJM_ROR | MISO_MO-IL | Internal | Shoulder | B15 | 1203 | 1111 | 0 | 54.24 | 54.05 | 2 | 0
2015 | PJM_ROR_2_MISO_MO-IL | PJM_ROR | MISO_MO-IL | Internal | Summer | B1 | 10 | 1111 | 0 | 93.77 | 91.77 | 2 | 0
2015 | PJM_ROR_2_MISO_MO-IL | PJM_ROR | MISO_MO-IL | Internal | Summer | B2 | 25 | 1111 | 0 | 89.51 | 88.74 | 2 | 0
2015 | PJM_ROR_2_MISO_MO-IL | PJM_ROR | MISO_MO-IL | Internal | Summer | B3 | 75 | 1111 | 0 | 89.51 | 88.74 | 2 | 0
2015 | PJM_ROR_2_MISO_MO-IL | PJM_ROR | MISO_MO-IL | Internal | Summer | B4 | 100 | 1111 | 872.56 | 84.87 | 86.87 | 2 | 0
2015 | PJM_ROR_2_MISO_MO-IL | PJM_ROR | MISO_MO-IL | Internal | Summer | B5 | 200 | 1111 | 0 | 76.07 | 78.06 | 2 | 0
2015 | PJM_ROR_2_MISO_MO-IL | PJM_ROR | MISO_MO-IL | Internal | Summer | B6 | 300 | 1111 | 0 | 65.85 | 65.59 | 2 | 0
2015 | PJM_ROR_2_MISO_MO-IL | PJM_ROR | MISO_MO-IL | Internal | Summer | B7 | 400 | 1111 | 0 | 57.44 | 55.45 | 2 | 0
2015 | PJM_ROR_2_MISO_MO-IL | PJM_ROR | MISO_MO-IL | Internal | Summer | B8 | 500 | 1111 | 0 | 55.18 | 53.53 | 2 | 0
2015 | PJM_ROR_2_MISO_MO-IL | PJM_ROR | MISO_MO-IL | Internal | Summer | B9 | 800 | 1111 | 0 | 53.66 | 52.93 | 2 | 0
2015 | PJM_ROR_2_MISO_MO-IL | PJM_ROR | MISO_MO-IL | Internal | Summer | B10 | 1262 | 1111 | 0 | 51.91 | 51.43 | 2 | 0
2015 | PJM_ROR_2_MISO_MO-IL | PJM_ROR | MISO_MO-IL | Internal | Winter | B16 | 25 | 1111 | 0 | 77.07 | 75.07 | 2 | 0
2015 | PJM_ROR_2_MISO_MO-IL | PJM_ROR | MISO_MO-IL | Internal | Winter | B17 | 100 | 1111 | 0 | 70.84 | 65.8 | 2 | 0
2015 | PJM_ROR_2_MISO_MO-IL | PJM_ROR | MISO_MO-IL | Internal | Winter | B18 | 400 | 1111 | 0 | 61.84 | 59.84 | 2 | 0
2015 | PJM_ROR_2_MISO_MO-IL | PJM_ROR | MISO_MO-IL | Internal | Winter | B19 | 700 | 1111 | 0 | 59.58 | 57.58 | 2 | 0
2015 | PJM_ROR_2_MISO_MO-IL | PJM_ROR | MISO_MO-IL | Internal | Winter | B20 | 935 | 1111 | 0 | 54.52 | 52.52 | 2 | 0
2015 | PJM_ROR_2_MISO_W | PJM_ROR | MISO_W | Internal | Shoulder | B11 | 25 | 709 | 709 | 74.69 | 81.67 | 2 | 4.98
2015 | PJM_ROR_2_MISO_W | PJM_ROR | MISO_W | Internal | Shoulder | B12 | 200 | 709 | 0 | 64.62 | 65.04 | 2 | 0
2015 | PJM_ROR_2_MISO_W | PJM_ROR | MISO_W | Internal | Shoulder | B13 | 600 | 709 | 0 | 59.65 | 57.66 | 2 | 0
2015 | PJM_ROR_2_MISO_W | PJM_ROR | MISO_W | Internal | Shoulder | B14 | 900 | 709 | 0 | 57.74 | 55.73 | 2 | 0
2015 | PJM_ROR_2_MISO_W | PJM_ROR | MISO_W | Internal | Shoulder | B15 | 1203 | 709 | 0 | 54.24 | 54.07 | 2 | 0
2015 | PJM_ROR_2_MISO_W | PJM_ROR | MISO_W | Internal | Summer | B1 | 10 | 709 | 0 | 93.77 | 91.76 | 2 | 0
2015 | PJM_ROR_2_MISO_W | PJM_ROR | MISO_W | Internal | Summer | B2 | 25 | 709 | 0 | 89.51 | 88.73 | 2 | 0
2015 | PJM_ROR_2_MISO_W | PJM_ROR | MISO_W | Internal | Summer | B3 | 75 | 709 | 0 | 89.51 | 88.73 | 2 | 0
2015 | PJM_ROR_2_MISO_W | PJM_ROR | MISO_W | Internal | Summer | B4 | 100 | 709 | 0 | 84.87 | 86.86 | 2 | 0
2015 | PJM_ROR_2_MISO_W | PJM_ROR | MISO_W | Internal | Summer | B5 | 200 | 709 | 0 | 76.07 | 78.05 | 2 | 0
2015 | PJM_ROR_2_MISO_W | PJM_ROR | MISO_W | Internal | Summer | B6 | 300 | 709 | 0 | 65.85 | 65.58 | 2 | 0
2015 | PJM_ROR_2_MISO_W | PJM_ROR | MISO_W | Internal | Summer | B7 | 400 | 709 | 0 | 57.44 | 55.44 | 2 | 0
2015 | PJM_ROR_2_MISO_W | PJM_ROR | MISO_W | Internal | Summer | B8 | 500 | 709 | 0 | 55.18 | 53.52 | 2 | 0
2015 | PJM_ROR_2_MISO_W | PJM_ROR | MISO_W | Internal | Summer | B9 | 800 | 709 | 0 | 53.66 | 52.92 | 2 | 0
2015 | PJM_ROR_2_MISO_W | PJM_ROR | MISO_W | Internal | Summer | B10 | 1262 | 709 | 0 | 51.91 | 51.42 | 2 | 0
2015 | PJM_ROR_2_MISO_W | PJM_ROR | MISO_W | Internal | Winter | B16 | 25 | 709 | 0 | 77.07 | 75.06 | 2 | 0
2015 | PJM_ROR_2_MISO_W | PJM_ROR | MISO_W | Internal | Winter | B17 | 100 | 709 | 0 | 70.84 | 65.79 | 2 | 0
2015 | PJM_ROR_2_MISO_W | PJM_ROR | MISO_W | Internal | Winter | B18 | 400 | 709 | 0 | 61.84 | 59.83 | 2 | 0
2015 | PJM_ROR_2_MISO_W | PJM_ROR | MISO_W | Internal | Winter | B19 | 700 | 709 | 0 | 59.58 | 57.59 | 2 | 0
2015 | PJM_ROR_2_MISO_W | PJM_ROR | MISO_W | Internal | Winter | B20 | 935 | 709 | 0 | 54.52 | 52.52 | 2 | 0
2015 | PJM_ROR_2_PJM_ROM | PJM_ROR | PJM_ROM | Internal | Shoulder | B11 | 25 | 8000 | 1159.39 | 74.69 | 74.71 | 0.01 | 0
2015 | PJM_ROR_2_PJM_ROM | PJM_ROR | PJM_ROM | Internal | Shoulder | B12 | 200 | 8000 | 4178.91 | 64.62 | 64.63 | 0.01 | 0
2015 | PJM_ROR_2_PJM_ROM | PJM_ROR | PJM_ROM | Internal | Shoulder | B13 | 600 | 8000 | 6863.03 | 59.65 | 59.66 | 0.01 | 0
2015 | PJM_ROR_2_PJM_ROM | PJM_ROR | PJM_ROM | Internal | Shoulder | B14 | 900 | 8000 | 8000 | 57.74 | 58.92 | 0.01 | 1.17
2015 | PJM_ROR_2_PJM_ROM | PJM_ROR | PJM_ROM | Internal | Shoulder | B15 | 1203 | 8000 | 6536.24 | 54.24 | 54.25 | 0.01 | 0
2015 | PJM_ROR_2_PJM_ROM | PJM_ROR | PJM_ROM | Internal | Summer | B1 | 10 | 8000 | 7930.84 | 93.77 | 93.79 | 0.01 | 0
2015 | PJM_ROR_2_PJM_ROM | PJM_ROR | PJM_ROM | Internal | Summer | B2 | 25 | 8000 | 8000 | 89.51 | 90.27 | 0.01 | 0.75
2015 | PJM_ROR_2_PJM_ROM | PJM_ROR | PJM_ROM | Internal | Summer | B3 | 75 | 8000 | 2125.65 | 89.51 | 89.53 | 0.01 | 0
2015 | PJM_ROR_2_PJM_ROM | PJM_ROR | PJM_ROM | Internal | Summer | B4 | 100 | 8000 | 1472.48 | 84.87 | 84.88 | 0.01 | 0
2015 | PJM_ROR_2_PJM_ROM | PJM_ROR | PJM_ROM | Internal | Summer | B5 | 200 | 8000 | 4401.7 | 76.07 | 76.09 | 0.01 | 0
2015 | PJM_ROR_2_PJM_ROM | PJM_ROR | PJM_ROM | Internal | Summer | B6 | 300 | 8000 | 5281.05 | 65.85 | 65.86 | 0.01 | 0
2015 | PJM_ROR_2_PJM_ROM | PJM_ROR | PJM_ROM | Internal | Summer | B7 | 400 | 8000 | 8000 | 57.44 | 60.49 | 0.01 | 3.04
2015 | PJM_ROR_2_PJM_ROM | PJM_ROR | PJM_ROM | Internal | Summer | B8 | 500 | 8000 | 8000 | 55.18 | 56.92 | 0.01 | 1.73
2015 | PJM_ROR_2_PJM_ROM | PJM_ROR | PJM_ROM | Internal | Summer | B9 | 800 | 8000 | 8000 | 53.66 | 56.66 | 0.01 | 2.99
2015 | PJM_ROR_2_PJM_ROM | PJM_ROR | PJM_ROM | Internal | Summer | B10 | 1262 | 8000 | 6911.71 | 51.91 | 51.92 | 0.01 | 0
2015 | PJM_ROR_2_PJM_ROM | PJM_ROR | PJM_ROM | Internal | Winter | B16 | 25 | 8000 | 3435.16 | 77.07 | 77.08 | 0.01 | 0
2015 | PJM_ROR_2_PJM_ROM | PJM_ROR | PJM_ROM | Internal | Winter | B17 | 100 | 8000 | 5968.11 | 70.84 | 70.85 | 0.01 | 0
2015 | PJM_ROR_2_PJM_ROM | PJM_ROR | PJM_ROM | Internal | Winter | B18 | 400 | 8000 | 8000 | 61.84 | 65.19 | 0.01 | 3.34
2015 | PJM_ROR_2_PJM_ROM | PJM_ROR | PJM_ROM | Internal | Winter | B19 | 700 | 8000 | 8000 | 59.58 | 64.13 | 0.01 | 4.54
2015 | PJM_ROR_2_PJM_ROM | PJM_ROR | PJM_ROM | Internal | Winter | B20 | 935 | 8000 | 8000 | 54.52 | 55.95 | 0.01 | 1.42
2015 | PJM_ROR_2_TVA_Transmission | PJM_ROR | TVA_Transmission | Internal | Shoulder | B11 | 25 | 2500 | 1152.55 | 74.69 | 80.69 | 6 | 0
2015 | PJM_ROR_2_TVA_Transmission | PJM_ROR | TVA_Transmission | Internal | Shoulder | B12 | 200 | 2500 | 0 | 64.62 | 65.83 | 6 | 0
2015 | PJM_ROR_2_TVA_Transmission | PJM_ROR | TVA_Transmission | Internal | Shoulder | B13 | 600 | 2500 | 0 | 59.65 | 63.15 | 6 | 0
2015 | PJM_ROR_2_TVA_Transmission | PJM_ROR | TVA_Transmission | Internal | Shoulder | B14 | 900 | 2500 | 0 | 57.74 | 62.3 | 6 | 0
2015 | PJM_ROR_2_TVA_Transmission | PJM_ROR | TVA_Transmission | Internal | Shoulder | B15 | 1203 | 2500 | 840.61 | 54.24 | 60.24 | 6 | 0
2015 | PJM_ROR_2_TVA_Transmission | PJM_ROR | TVA_Transmission | Internal | Summer | B1 | 10 | 2500 | 2278.91 | 93.77 | 99.77 | 6 | 0
2015 | PJM_ROR_2_TVA_Transmission | PJM_ROR | TVA_Transmission | Internal | Summer | B2 | 25 | 2500 | 2500 | 89.51 | 96.74 | 6 | 1.23
2015 | PJM_ROR_2_TVA_Transmission | PJM_ROR | TVA_Transmission | Internal | Summer | B3 | 75 | 2500 | 1385.49 | 89.51 | 95.51 | 6 | 0
2015 | PJM_ROR_2_TVA_Transmission | PJM_ROR | TVA_Transmission | Internal | Summer | B4 | 100 | 2500 | 836.9 | 84.87 | 90.87 | 6 | 0
2015 | PJM_ROR_2_TVA_Transmission | PJM_ROR | TVA_Transmission | Internal | Summer | B5 | 200 | 2500 | 508.69 | 76.07 | 82.07 | 6 | 0
2015 | PJM_ROR_2_TVA_Transmission | PJM_ROR | TVA_Transmission | Internal | Summer | B6 | 300 | 2500 | 0 | 65.85 | 69.85 | 6 | 0
2015 | PJM_ROR_2_TVA_Transmission | PJM_ROR | TVA_Transmission | Internal | Summer | B7 | 400 | 2500 | 0 | 57.44 | 62.26 | 6 | 0
2015 | PJM_ROR_2_TVA_Transmission | PJM_ROR | TVA_Transmission | Internal | Summer | B8 | 500 | 2500 | 0 | 55.18 | 60.74 | 6 | 0
2015 | PJM_ROR_2_TVA_Transmission | PJM_ROR | TVA_Transmission | Internal | Summer | B9 | 800 | 2500 | 176.83 | 53.66 | 59.66 | 6 | 0
2015 | PJM_ROR_2_TVA_Transmission | PJM_ROR | TVA_Transmission | Internal | Summer | B10 | 1262 | 2500 | 284.18 | 51.91 | 57.91 | 6 | 0
2015 | PJM_ROR_2_TVA_Transmission | PJM_ROR | TVA_Transmission | Internal | Winter | B16 | 25 | 2500 | 454.72 | 77.07 | 83.07 | 6 | 0
2015 | PJM_ROR_2_TVA_Transmission | PJM_ROR | TVA_Transmission | Internal | Winter | B17 | 100 | 2500 | 0 | 70.84 | 69.17 | 6 | 0
2015 | PJM_ROR_2_TVA_Transmission | PJM_ROR | TVA_Transmission | Internal | Winter | B18 | 400 | 2500 | 0 | 61.84 | 64.63 | 6 | 0
2015 | PJM_ROR_2_TVA_Transmission | PJM_ROR | TVA_Transmission | Internal | Winter | B19 | 700 | 2500 | 0 | 59.58 | 63.27 | 6 | 0
2015 | PJM_ROR_2_TVA_Transmission | PJM_ROR | TVA_Transmission | Internal | Winter | B20 | 935 | 2500 | 1743.56 | 54.52 | 60.52 | 6 | 0
2015 | PJM_ROR_2_VACAR | PJM_ROR | VACAR | Internal | Shoulder | B11 | 25 | 3000 | 97.76 | 74.69 | 80.69 | 6 | 0
2015 | PJM_ROR_2_VACAR | PJM_ROR | VACAR | Internal | Shoulder | B12 | 200 | 3000 | 0 | 64.62 | 66.56 | 6 | 0
2015 | PJM_ROR_2_VACAR | PJM_ROR | VACAR | Internal | Shoulder | B13 | 600 | 3000 | 0 | 59.65 | 63.64 | 6 | 0
2015 | PJM_ROR_2_VACAR | PJM_ROR | VACAR | Internal | Shoulder | B14 | 900 | 3000 | 0 | 57.74 | 62.92 | 6 | 0
2015 | PJM_ROR_2_VACAR | PJM_ROR | VACAR | Internal | Shoulder | B15 | 1203 | 3000 | 0 | 54.24 | 55.47 | 6 | 0
2015 | PJM_ROR_2_VACAR | PJM_ROR | VACAR | Internal | Summer | B1 | 10 | 3000 | 3000 | 93.77 | 100.71 | 6 | 0.94
2015 | PJM_ROR_2_VACAR | PJM_ROR | VACAR | Internal | Summer | B2 | 25 | 3000 | 3000 | 89.51 | 100.71 | 6 | 5.2
2015 | PJM_ROR_2_VACAR | PJM_ROR | VACAR | Internal | Summer | B3 | 75 | 3000 | 3000 | 89.51 | 100.71 | 6 | 5.2
2015 | PJM_ROR_2_VACAR | PJM_ROR | VACAR | Internal | Summer | B4 | 100 | 3000 | 2634.06 | 84.87 | 90.87 | 6 | 0
2015 | PJM_ROR_2_VACAR | PJM_ROR | VACAR | Internal | Summer | B5 | 200 | 3000 | 3000 | 76.07 | 84.07 | 6 | 2
2015 | PJM_ROR_2_VACAR | PJM_ROR | VACAR | Internal | Summer | B6 | 300 | 3000 | 2076.42 | 65.85 | 71.85 | 6 | 0
2015 | PJM_ROR_2_VACAR | PJM_ROR | VACAR | Internal | Summer | B7 | 400 | 3000 | 3000 | 57.44 | 63.64 | 6 | 0.2
2015 | PJM_ROR_2_VACAR | PJM_ROR | VACAR | Internal | Summer | B8 | 500 | 3000 | 763.05 | 55.18 | 61.18 | 6 | 0
2015 | PJM_ROR_2_VACAR | PJM_ROR | VACAR | Internal | Summer | B9 | 800 | 3000 | 1416.71 | 53.66 | 59.66 | 6 | 0
2015 | PJM_ROR_2_VACAR | PJM_ROR | VACAR | Internal | Summer | B10 | 1262 | 3000 | 0 | 51.91 | 53.44 | 6 | 0
2015 | PJM_ROR_2_VACAR | PJM_ROR | VACAR | Internal | Winter | B16 | 25 | 3000 | 2391.57 | 77.07 | 83.07 | 6 | 0
2015 | PJM_ROR_2_VACAR | PJM_ROR | VACAR | Internal | Winter | B17 | 100 | 3000 | 210.24 | 70.84 | 76.84 | 6 | 0
2015 | PJM_ROR_2_VACAR | PJM_ROR | VACAR | Internal | Winter | B18 | 400 | 3000 | 0 | 61.84 | 66.87 | 6 | 0
2015 | PJM_ROR_2_VACAR | PJM_ROR | VACAR | Internal | Winter | B19 | 700 | 3000 | 0 | 59.58 | 64.81 | 6 | 0
2015 | PJM_ROR_2_VACAR | PJM_ROR | VACAR | Internal | Winter | B20 | 935 | 3000 | 0 | 54.52 | 59.74 | 6 | 0
2015 | PJM_ROM_2_PJM_E | PJM_ROM | PJM_E | Internal | Shoulder | B11 | 25 | 8000 | 0 | 74.71 | 74.69 | 0.01 | 0
2015 | PJM_ROM_2_PJM_E | PJM_ROM | PJM_E | Internal | Shoulder | B12 | 200 | 8000 | 0 | 64.63 | 64.62 | 0.01 | 0
2015 | PJM_ROM_2_PJM_E | PJM_ROM | PJM_E | Internal | Shoulder | B13 | 600 | 8000 | 336.39 | 59.66 | 59.68 | 0.01 | 0
2015 | PJM_ROM_2_PJM_E | PJM_ROM | PJM_E | Internal | Shoulder | B14 | 900 | 8000 | 0 | 58.92 | 58.91 | 0.01 | 0
2015 | PJM_ROM_2_PJM_E | PJM_ROM | PJM_E | Internal | Shoulder | B15 | 1203 | 8000 | 249.82 | 54.25 | 54.26 | 0.01 | 0
2015 | PJM_ROM_2_PJM_E | PJM_ROM | PJM_E | Internal | Summer | B1 | 10 | 8000 | 2014.69 | 93.79 | 93.8 | 0.01 | 0
2015 | PJM_ROM_2_PJM_E | PJM_ROM | PJM_E | Internal | Summer | B2 | 25 | 8000 | 2620.9 | 90.27 | 90.28 | 0.01 | 0
2015 | PJM_ROM_2_PJM_E | PJM_ROM | PJM_E | Internal | Summer | B3 | 75 | 8000 | 0 | 89.53 | 89.51 | 0.01 | 0
2015 | PJM_ROM_2_PJM_E | PJM_ROM | PJM_E | Internal | Summer | B4 | 100 | 8000 | 0 | 84.88 | 84.87 | 0.01 | 0
2015 | PJM_ROM_2_PJM_E | PJM_ROM | PJM_E | Internal | Summer | B5 | 200 | 8000 | 0 | 76.09 | 76.07 | 0.01 | 0
2015 | PJM_ROM_2_PJM_E | PJM_ROM | PJM_E | Internal | Summer | B6 | 300 | 8000 | 0 | 65.86 | 65.85 | 0.01 | 0
2015 | PJM_ROM_2_PJM_E | PJM_ROM | PJM_E | Internal | Summer | B7 | 400 | 8000 | 998.74 | 60.49 | 60.51 | 0.01 | 0
2015 | PJM_ROM_2_PJM_E | PJM_ROM | PJM_E | Internal | Summer | B8 | 500 | 8000 | 145.14 | 56.92 | 56.93 | 0.01 | 0
2015 | PJM_ROM_2_PJM_E | PJM_ROM | PJM_E | Internal | Summer | B9 | 800 | 8000 | 0 | 56.66 | 56.65 | 0.01 | 0
2015 | PJM_ROM_2_PJM_E | PJM_ROM | PJM_E | Internal | Summer | B10 | 1262 | 8000 | 0 | 51.92 | 51.91 | 0.01 | 0
2015 | PJM_ROM_2_PJM_E | PJM_ROM | PJM_E | Internal | Winter | B16 | 25 | 8000 | 0 | 77.08 | 77.07 | 0.01 | 0
2015 | PJM_ROM_2_PJM_E | PJM_ROM | PJM_E | Internal | Winter | B17 | 100 | 8000 | 0 | 70.85 | 70.84 | 0.01 | 0
2015 | PJM_ROM_2_PJM_E | PJM_ROM | PJM_E | Internal | Winter | B18 | 400 | 8000 | 1416.56 | 65.19 | 65.2 | 0.01 | 0
2015 | PJM_ROM_2_PJM_E | PJM_ROM | PJM_E | Internal | Winter | B19 | 700 | 8000 | 1925.94 | 64.13 | 64.14 | 0.01 | 0
2015 | PJM_ROM_2_PJM_E | PJM_ROM | PJM_E | Internal | Winter | B20 | 935 | 8000 | 1083.74 | 55.95 | 55.96 | 0.01 | 0
2015 | PJM_ROM_2_PJM_ROR | PJM_ROM | PJM_ROR | Internal | Shoulder | B11 | 25 | 8000 | 0 | 74.71 | 74.69 | 0.01 | 0
2015 | PJM_ROM_2_PJM_ROR | PJM_ROM | PJM_ROR | Internal | Shoulder | B12 | 200 | 8000 | 0 | 64.63 | 64.62 | 0.01 | 0
2015 | PJM_ROM_2_PJM_ROR | PJM_ROM | PJM_ROR | Internal | Shoulder | B13 | 600 | 8000 | 0 | 59.66 | 59.65 | 0.01 | 0
2015 | PJM_ROM_2_PJM_ROR | PJM_ROM | PJM_ROR | Internal | Shoulder | B14 | 900 | 8000 | 0 | 58.92 | 57.74 | 0.01 | 0
2015 | PJM_ROM_2_PJM_ROR | PJM_ROM | PJM_ROR | Internal | Shoulder | B15 | 1203 | 8000 | 0 | 54.25 | 54.24 | 0.01 | 0
2015 | PJM_ROM_2_PJM_ROR | PJM_ROM | PJM_ROR | Internal | Summer | B1 | 10 | 8000 | 0 | 93.79 | 93.77 | 0.01 | 0
2015 | PJM_ROM_2_PJM_ROR | PJM_ROM | PJM_ROR | Internal | Summer | B2 | 25 | 8000 | 0 | 90.27 | 89.51 | 0.01 | 0
2015 | PJM_ROM_2_PJM_ROR | PJM_ROM | PJM_ROR | Internal | Summer | B3 | 75 | 8000 | 0 | 89.53 | 89.51 | 0.01 | 0
2015 | PJM_ROM_2_PJM_ROR | PJM_ROM | PJM_ROR | Internal | Summer | B4 | 100 | 8000 | 0 | 84.88 | 84.87 | 0.01 | 0
2015 | PJM_ROM_2_PJM_ROR | PJM_ROM | PJM_ROR | Internal | Summer | B5 | 200 | 8000 | 0 | 76.09 | 76.07 | 0.01 | 0
2015 | PJM_ROM_2_PJM_ROR | PJM_ROM | PJM_ROR | Internal | Summer | B6 | 300 | 8000 | 0 | 65.86 | 65.85 | 0.01 | 0
2015 | PJM_ROM_2_PJM_ROR | PJM_ROM | PJM_ROR | Internal | Summer | B7 | 400 | 8000 | 0 | 60.49 | 57.44 | 0.01 | 0
2015 | PJM_ROM_2_PJM_ROR | PJM_ROM | PJM_ROR | Internal | Summer | B8 | 500 | 8000 | 0 | 56.92 | 55.18 | 0.01 | 0
2015 | PJM_ROM_2_PJM_ROR | PJM_ROM | PJM_ROR | Internal | Summer | B9 | 800 | 8000 | 0 | 56.66 | 53.66 | 0.01 | 0
2015 | PJM_ROM_2_PJM_ROR | PJM_ROM | PJM_ROR | Internal | Summer | B10 | 1262 | 8000 | 0 | 51.92 | 51.91 | 0.01 | 0
2015 | PJM_ROM_2_PJM_ROR | PJM_ROM | PJM_ROR | Internal | Winter | B16 | 25 | 8000 | 0 | 77.08 | 77.07 | 0.01 | 0
2015 | PJM_ROM_2_PJM_ROR | PJM_ROM | PJM_ROR | Internal | Winter | B17 | 100 | 8000 | 0 | 70.85 | 70.84 | 0.01 | 0
2015 | PJM_ROM_2_PJM_ROR | PJM_ROM | PJM_ROR | Internal | Winter | B18 | 400 | 8000 | 0 | 65.19 | 61.84 | 0.01 | 0
2015 | PJM_ROM_2_PJM_ROR | PJM_ROM | PJM_ROR | Internal | Winter | B19 | 700 | 8000 | 0 | 64.13 | 59.58 | 0.01 | 0
2015 | PJM_ROM_2_PJM_ROR | PJM_ROM | PJM_ROR | Internal | Winter | B20 | 935 | 8000 | 0 | 55.95 | 54.52 | 0.01 | 0
2015 | SOCO_2_ENT | SOCO | ENT | Internal | Shoulder | B11 | 25 | 2400 | 0 | 87.69 | 79.69 | 10 | 0
2015 | SOCO_2_ENT | SOCO | ENT | Internal | Shoulder | B12 | 200 | 2400 | 0 | 64.18 | 59.47 | 10 | 0
2015 | SOCO_2_ENT | SOCO | ENT | Internal | Shoulder | B13 | 600 | 2400 | 0 | 61.88 | 59.47 | 10 | 0
2015 | SOCO_2_ENT | SOCO | ENT | Internal | Shoulder | B14 | 900 | 2400 | 0 | 61.88 | 57.49 | 10 | 0
2015 | SOCO_2_ENT | SOCO | ENT | Internal | Shoulder | B15 | 1203 | 2400 | 0 | 59.72 | 57.49 | 10 | 0
2015 | SOCO_2_ENT | SOCO | ENT | Internal | Summer | B1 | 10 | 2400 | 0 | 99.77 | 91.77 | 10 | 0
2015 | SOCO_2_ENT | SOCO | ENT | Internal | Summer | B2 | 25 | 2400 | 0 | 97.87 | 89.87 | 10 | 0
2015 | SOCO_2_ENT | SOCO | ENT | Internal | Summer | B3 | 75 | 2400 | 0 | 97.87 | 89.87 | 10 | 0
2015 | SOCO_2_ENT | SOCO | ENT | Internal | Summer | B4 | 100 | 2400 | 0 | 97.87 | 89.87 | 10 | 0
2015 | SOCO_2_ENT | SOCO | ENT | Internal | Summer | B5 | 200 | 2400 | 0 | 91.07 | 83.07 | 10 | 0
2015 | SOCO_2_ENT | SOCO | ENT | Internal | Summer | B6 | 300 | 2400 | 0 | 78.85 | 64.59 | 10 | 0
2015 | SOCO_2_ENT | SOCO | ENT | Internal | Summer | B7 | 400 | 2400 | 0 | 70.64 | 58.69 | 10 | 0
2015 | SOCO_2_ENT | SOCO | ENT | Internal | Summer | B8 | 500 | 2400 | 0 | 66.69 | 58.69 | 10 | 0
2015 | SOCO_2_ENT | SOCO | ENT | Internal | Summer | B9 | 800 | 2400 | 0 | 60.67 | 56.32 | 10 | 0
2015 | SOCO_2_ENT | SOCO | ENT | Internal | Summer | B10 | 1262 | 2400 | 0 | 58.55 | 56.32 | 10 | 0
2015 | SOCO_2_ENT | SOCO | ENT | Internal | Winter | B16 | 25 | 2400 | 0 | 85.18 | 75.07 | 10 | 0
2015 | SOCO_2_ENT | SOCO | ENT | Internal | Winter | B17 | 100 | 2400 | 0 | 67.23 | 61.89 | 10 | 0
2015 | SOCO_2_ENT | SOCO | ENT | Internal | Winter | B18 | 400 | 2400 | 0 | 64.36 | 60.41 | 10 | 0
2015 | SOCO_2_ENT | SOCO | ENT | Internal | Winter | B19 | 700 | 2400 | 0 | 64.36 | 59.83 | 10 | 0
2015 | SOCO_2_ENT | SOCO | ENT | Internal | Winter | B20 | 935 | 2400 | 0 | 62.11 | 59.83 | 10 | 0
2015 | SOCO_2_FRCC | SOCO | FRCC | Internal | Shoulder | B11 | 25 | 3700 | 3505.39 | 87.69 | 97.69 | 10 | 0
2015 | SOCO_2_FRCC | SOCO | FRCC | Internal | Shoulder | B12 | 200 | 3700 | 0 | 64.18 | 66.91 | 10 | 0
2015 | SOCO_2_FRCC | SOCO | FRCC | Internal | Shoulder | B13 | 600 | 3700 | 0 | 61.88 | 65.37 | 10 | 0
2015 | SOCO_2_FRCC | SOCO | FRCC | Internal | Shoulder | B14 | 900 | 3700 | 0 | 61.88 | 64.13 | 10 | 0
2015 | SOCO_2_FRCC | SOCO | FRCC | Internal | Shoulder | B15 | 1203 | 3700 | 0 | 59.72 | 64.13 | 10 | 0
2015 | SOCO_2_FRCC | SOCO | FRCC | Internal | Summer | B1 | 10 | 3700 | 0 | 99.77 | 103.87 | 10 | 0
2015 | SOCO_2_FRCC | SOCO | FRCC | Internal | Summer | B2 | 25 | 3700 | 0 | 97.87 | 103.87 | 10 | 0
2015 | SOCO_2_FRCC | SOCO | FRCC | Internal | Summer | B3 | 75 | 3700 | 0 | 97.87 | 103.87 | 10 | 0
2015 | SOCO_2_FRCC | SOCO | FRCC | Internal | Summer | B4 | 100 | 3700 | 0 | 97.87 | 103.87 | 10 | 0
2015 | SOCO_2_FRCC | SOCO | FRCC | Internal | Summer | B5 | 200 | 3700 | 2434.9 | 91.07 | 101.07 | 10 | 0
2015 | SOCO_2_FRCC | SOCO | FRCC | Internal | Summer | B6 | 300 | 3700 | 493.14 | 78.85 | 88.85 | 10 | 0
2015 | SOCO_2_FRCC | SOCO | FRCC | Internal | Summer | B7 | 400 | 3700 | 0 | 70.64 | 66.21 | 10 | 0
2015 | SOCO_2_FRCC | SOCO | FRCC | Internal | Summer | B8 | 500 | 3700 | 0 | 66.69 | 66.21 | 10 | 0
2015 | SOCO_2_FRCC | SOCO | FRCC | Internal | Summer | B9 | 800 | 3700 | 0 | 60.67 | 63.46 | 10 | 0
2015 | SOCO_2_FRCC | SOCO | FRCC | Internal | Summer | B10 | 1262 | 3700 | 0 | 58.55 | 63.46 | 10 | 0
2015 | SOCO_2_FRCC | SOCO | FRCC | Internal | Winter | B16 | 25 | 3700 | 0 | 85.18 | 91.73 | 10 | 0
2015 | SOCO_2_FRCC | SOCO | FRCC | Internal | Winter | B17 | 100 | 3700 | 0 | 67.23 | 69.02 | 10 | 0
2015 | SOCO_2_FRCC | SOCO | FRCC | Internal | Winter | B18 | 400 | 3700 | 0 | 64.36 | 66.15 | 10 | 0
2015 | SOCO_2_FRCC | SOCO | FRCC | Internal | Winter | B19 | 700 | 3700 | 0 | 64.36 | 66.15 | 10 | 0
2015 | SOCO_2_FRCC | SOCO | FRCC | Internal | Winter | B20 | 935 | 3700 | 0 | 62.11 | 66.15 | 10 | 0
2015 | SOCO_2_TVA_Transmission | SOCO | TVA_Transmission | Internal | Shoulder | B11 | 25 | 2600 | 0 | 87.69 | 80.69 | 10 | 0
2015 | SOCO_2_TVA_Transmission | SOCO | TVA_Transmission | Internal | Shoulder | B12 | 200 | 2600 | 0 | 64.18 | 65.83 | 10 | 0
2015 | SOCO_2_TVA_Transmission | SOCO | TVA_Transmission | Internal | Shoulder | B13 | 600 | 2600 | 0 | 61.88 | 63.15 | 10 | 0
2015 | SOCO_2_TVA_Transmission | SOCO | TVA_Transmission | Internal | Shoulder | B14 | 900 | 2600 | 0 | 61.88 | 62.3 | 10 | 0
2015 | SOCO_2_TVA_Transmission | SOCO | TVA_Transmission | Internal | Shoulder | B15 | 1203 | 2600 | 0 | 59.72 | 60.24 | 10 | 0
2015 | SOCO_2_TVA_Transmission | SOCO | TVA_Transmission | Internal | Summer | B1 | 10 | 2600 | 0 | 99.77 | 99.77 | 10 | 0
2015 | SOCO_2_TVA_Transmission | SOCO | TVA_Transmission | Internal | Summer | B2 | 25 | 2600 | 0 | 97.87 | 96.74 | 10 | 0
2015 | SOCO_2_TVA_Transmission | SOCO | TVA_Transmission | Internal | Summer | B3 | 75 | 2600 | 0 | 97.87 | 95.51 | 10 | 0
2015 | SOCO_2_TVA_Transmission | SOCO | TVA_Transmission | Internal | Summer | B4 | 100 | 2600 | 0 | 97.87 | 90.87 | 10 | 0
2015 | SOCO_2_TVA_Transmission | SOCO | TVA_Transmission | Internal | Summer | B5 | 200 | 2600 | 0 | 91.07 | 82.07 | 10 | 0
2015 | SOCO_2_TVA_Transmission | SOCO | TVA_Transmission | Internal | Summer | B6 | 300 | 2600 | 0 | 78.85 | 69.85 | 10 | 0
2015 | SOCO_2_TVA_Transmission | SOCO | TVA_Transmission | Internal | Summer | B7 | 400 | 2600 | 0 | 70.64 | 62.26 | 10 | 0
2015 | SOCO_2_TVA_Transmission | SOCO | TVA_Transmission | Internal | Summer | B8 | 500 | 2600 | 0 | 66.69 | 60.74 | 10 | 0
2015 | SOCO_2_TVA_Transmission | SOCO | TVA_Transmission | Internal | Summer | B9 | 800 | 2600 | 0 | 60.67 | 59.66 | 10 | 0
2015 | SOCO_2_TVA_Transmission | SOCO | TVA_Transmission | Internal | Summer | B10 | 1262 | 2600 | 0 | 58.55 | 57.91 | 10 | 0
2015 | SOCO_2_TVA_Transmission | SOCO | TVA_Transmission | Internal | Winter | B16 | 25 | 2600 | 0 | 85.18 | 83.07 | 10 | 0
2015 | SOCO_2_TVA_Transmission | SOCO | TVA_Transmission | Internal | Winter | B17 | 100 | 2600 | 0 | 67.23 | 69.17 | 10 | 0
2015 | SOCO_2_TVA_Transmission | SOCO | TVA_Transmission | Internal | Winter | B18 | 400 | 2600 | 0 | 64.36 | 64.63 | 10 | 0
2015 | SOCO_2_TVA_Transmission | SOCO | TVA_Transmission | Internal | Winter | B19 | 700 | 2600 | 0 | 64.36 | 63.27 | 10 | 0
2015 | SOCO_2_TVA_Transmission | SOCO | TVA_Transmission | Internal | Winter | B20 | 935 | 2600 | 0 | 62.11 | 60.52 | 10 | 0
2015 | SOCO_2_VACAR | SOCO | VACAR | Internal | Shoulder | B11 | 25 | 2000 | 0 | 87.69 | 80.69 | 10 | 0
2015 | SOCO_2_VACAR | SOCO | VACAR | Internal | Shoulder | B12 | 200 | 2000 | 0 | 64.18 | 66.56 | 10 | 0
2015 | SOCO_2_VACAR | SOCO | VACAR | Internal | Shoulder | B13 | 600 | 2000 | 0 | 61.88 | 63.64 | 10 | 0
2015 | SOCO_2_VACAR | SOCO | VACAR | Internal | Shoulder | B14 | 900 | 2000 | 0 | 61.88 | 62.92 | 10 | 0
2015 | SOCO_2_VACAR | SOCO | VACAR | Internal | Shoulder | B15 | 1203 | 2000 | 0 | 59.72 | 55.47 | 10 | 0
2015 | SOCO_2_VACAR | SOCO | VACAR | Internal | Summer | B1 | 10 | 2000 | 0 | 99.77 | 100.71 | 10 | 0
2015 | SOCO_2_VACAR | SOCO | VACAR | Internal | Summer | B2 | 25 | 2000 | 0 | 97.87 | 100.71 | 10 | 0
2015 | SOCO_2_VACAR | SOCO | VACAR | Internal | Summer | B3 | 75 | 2000 | 0 | 97.87 | 100.71 | 10 | 0
2015 | SOCO_2_VACAR | SOCO | VACAR | Internal | Summer | B4 | 100 | 2000 | 0 | 97.87 | 90.87 | 10 | 0
2015 | SOCO_2_VACAR | SOCO | VACAR | Internal | Summer | B5 | 200 | 2000 | 0 | 91.07 | 84.07 | 10 | 0
2015 | SOCO_2_VACAR | SOCO | VACAR | Internal | Summer | B6 | 300 | 2000 | 0 | 78.85 | 71.85 | 10 | 0
2015 | SOCO_2_VACAR | SOCO | VACAR | Internal | Summer | B7 | 400 | 2000 | 0 | 70.64 | 63.64 | 10 | 0
2015 | SOCO_2_VACAR | SOCO | VACAR | Internal | Summer | B8 | 500 | 2000 | 0 | 66.69 | 61.18 | 10 | 0
2015 | SOCO_2_VACAR | SOCO | VACAR | Internal | Summer | B9 | 800 | 2000 | 0 | 60.67 | 59.66 | 10 | 0
2015 | SOCO_2_VACAR | SOCO | VACAR | Internal | Summer | B10 | 1262 | 2000 | 0 | 58.55 | 53.44 | 10 | 0
2015 | SOCO_2_VACAR | SOCO | VACAR | Internal | Winter | B16 | 25 | 2000 | 0 | 85.18 | 83.07 | 10 | 0
2015 | SOCO_2_VACAR | SOCO | VACAR | Internal | Winter | B17 | 100 | 2000 | 0 | 67.23 | 76.84 | 10 | 0
2015 | SOCO_2_VACAR | SOCO | VACAR | Internal | Winter | B18 | 400 | 2000 | 0 | 64.36 | 66.87 | 10 | 0
2015 | SOCO_2_VACAR | SOCO | VACAR | Internal | Winter | B19 | 700 | 2000 | 0 | 64.36 | 64.81 | 10 | 0
2015 | SOCO_2_VACAR | SOCO | VACAR | Internal | Winter | B20 | 935 | 2000 | 0 | 62.11 | 59.74 | 10 | 0
2015 | SPP_N_2_ENT | SPP_N | ENT | Internal | Shoulder | B11 | 25 | 1800 | 0 | 83.06 | 79.69 | 5 | 0
2015 | SPP_N_2_ENT | SPP_N | ENT | Internal | Shoulder | B12 | 200 | 1800 | 0 | 60.05 | 59.47 | 5 | 0
2015 | SPP_N_2_ENT | SPP_N | ENT | Internal | Shoulder | B13 | 600 | 1800 | 0 | 58.31 | 59.47 | 5 | 0
2015 | SPP_N_2_ENT | SPP_N | ENT | Internal | Shoulder | B14 | 900 | 1800 | 0 | 57.38 | 57.49 | 5 | 0
2015 | SPP_N_2_ENT | SPP_N | ENT | Internal | Shoulder | B15 | 1203 | 1800 | 0 | 57.38 | 57.49 | 5 | 0
2015 | SPP_N_2_ENT | SPP_N | ENT | Internal | Summer | B1 | 10 | 1800 | 0 | 92.6 | 91.77 | 5 | 0
2015 | SPP_N_2_ENT | SPP_N | ENT | Internal | Summer | B2 | 25 | 1800 | 0 | 91.79 | 89.87 | 5 | 0
2015 | SPP_N_2_ENT | SPP_N | ENT | Internal | Summer | B3 | 75 | 1800 | 0 | 90.57 | 89.87 | 5 | 0
2015 | SPP_N_2_ENT | SPP_N | ENT | Internal | Summer | B4 | 100 | 1800 | 0 | 86.87 | 89.87 | 5 | 0
2015 | SPP_N_2_ENT | SPP_N | ENT | Internal | Summer | B5 | 200 | 1800 | 0 | 81.21 | 83.07 | 5 | 0
2015 | SPP_N_2_ENT | SPP_N | ENT | Internal | Summer | B6 | 300 | 1800 | 0 | 72.58 | 64.59 | 5 | 0
2015 | SPP_N_2_ENT | SPP_N | ENT | Internal | Summer | B7 | 400 | 1800 | 0 | 62.44 | 58.69 | 5 | 0
2015 | SPP_N_2_ENT | SPP_N | ENT | Internal | Summer | B8 | 500 | 1800 | 0 | 58.7 | 58.69 | 5 | 0
2015 | SPP_N_2_ENT | SPP_N | ENT | Internal | Summer | B9 | 800 | 1800 | 0 | 56.11 | 56.32 | 5 | 0
2015 | SPP_N_2_ENT | SPP_N | ENT | Internal | Summer | B10 | 1262 | 1800 | 0 | 54.59 | 56.32 | 5 | 0
2015 | SPP_N_2_ENT | SPP_N | ENT | Internal | Winter | B16 | 25 | 1800 | 198.86 | 70.07 | 75.07 | 5 | 0
2015 | SPP_N_2_ENT | SPP_N | ENT | Internal | Winter | B17 | 100 | 1800 | 0 | 60.8 | 61.89 | 5 | 0
2015 | SPP_N_2_ENT | SPP_N | ENT | Internal | Winter | B18 | 400 | 1800 | 0 | 59.86 | 60.41 | 5 | 0
2015 | SPP_N_2_ENT | SPP_N | ENT | Internal | Winter | B19 | 700 | 1800 | 0 | 59.72 | 59.83 | 5 | 0
2015 | SPP_N_2_ENT | SPP_N | ENT | Internal | Winter | B20 | 935 | 1800 | 0 | 56.75 | 59.83 | 5 | 0
2015 | SPP_N_2_MISO_MO-IL | SPP_N | MISO_MO-IL | Internal | Shoulder | B11 | 25 | 2000 | 0 | 83.06 | 81.68 | 5 | 0
2015 | SPP_N_2_MISO_MO-IL | SPP_N | MISO_MO-IL | Internal | Shoulder | B12 | 200 | 2000 | 253.25 | 60.05 | 65.05 | 5 | 0
2015 | SPP_N_2_MISO_MO-IL | SPP_N | MISO_MO-IL | Internal | Shoulder | B13 | 600 | 2000 | 0 | 58.31 | 57.68 | 5 | 0
2015 | SPP_N_2_MISO_MO-IL | SPP_N | MISO_MO-IL | Internal | Shoulder | B14 | 900 | 2000 | 0 | 57.38 | 55.74 | 5 | 0
2015 | SPP_N_2_MISO_MO-IL | SPP_N | MISO_MO-IL | Internal | Shoulder | B15 | 1203 | 2000 | 0 | 57.38 | 54.05 | 5 | 0
2015 | SPP_N_2_MISO_MO-IL | SPP_N | MISO_MO-IL | Internal | Summer | B1 | 10 | 2000 | 0 | 92.6 | 91.77 | 5 | 0
2015 | SPP_N_2_MISO_MO-IL | SPP_N | MISO_MO-IL | Internal | Summer | B2 | 25 | 2000 | 0 | 91.79 | 88.74 | 5 | 0
2015 | SPP_N_2_MISO_MO-IL | SPP_N | MISO_MO-IL | Internal | Summer | B3 | 75 | 2000 | 0 | 90.57 | 88.74 | 5 | 0
2015 | SPP_N_2_MISO_MO-IL | SPP_N | MISO_MO-IL | Internal | Summer | B4 | 100 | 2000 | 0 | 86.87 | 86.87 | 5 | 0
2015 | SPP_N_2_MISO_MO-IL | SPP_N | MISO_MO-IL | Internal | Summer | B5 | 200 | 2000 | 0 | 81.21 | 78.06 | 5 | 0
2015 | SPP_N_2_MISO_MO-IL | SPP_N | MISO_MO-IL | Internal | Summer | B6 | 300 | 2000 | 0 | 72.58 | 65.59 | 5 | 0
2015 | SPP_N_2_MISO_MO-IL | SPP_N | MISO_MO-IL | Internal | Summer | B7 | 400 | 2000 | 0 | 62.44 | 55.45 | 5 | 0
2015 | SPP_N_2_MISO_MO-IL | SPP_N | MISO_MO-IL | Internal | Summer | B8 | 500 | 2000 | 0 | 58.7 | 53.53 | 5 | 0
2015 | SPP_N_2_MISO_MO-IL | SPP_N | MISO_MO-IL | Internal | Summer | B9 | 800 | 2000 | 0 | 56.11 | 52.93 | 5 | 0
2015 | SPP_N_2_MISO_MO-IL | SPP_N | MISO_MO-IL | Internal | Summer | B10 | 1262 | 2000 | 0 | 54.59 | 51.43 | 5 | 0
2015 | SPP_N_2_MISO_MO-IL | SPP_N | MISO_MO-IL | Internal | Winter | B16 | 25 | 2000 | 216.99 | 70.07 | 75.07 | 5 | 0
2015 | SPP_N_2_MISO_MO-IL | SPP_N | MISO_MO-IL | Internal | Winter | B17 | 100 | 2000 | 12.91 | 60.8 | 65.8 | 5 | 0
2015 | SPP_N_2_MISO_MO-IL | SPP_N | MISO_MO-IL | Internal | Winter | B18 | 400 | 2000 | 0 | 59.86 | 59.84 | 5 | 0
2015 | SPP_N_2_MISO_MO-IL | SPP_N | MISO_MO-IL | Internal | Winter | B19 | 700 | 2000 | 0 | 59.72 | 57.58 | 5 | 0
2015 | SPP_N_2_MISO_MO-IL | SPP_N | MISO_MO-IL | Internal | Winter | B20 | 935 | 2000 | 0 | 56.75 | 52.52 | 5 | 0
2015 | SPP_N_2_MISO_W | SPP_N | MISO_W | Internal | Shoulder | B11 | 25 | 750 | 0 | 83.06 | 81.67 | 5 | 0
2015 | SPP_N_2_MISO_W | SPP_N | MISO_W | Internal | Shoulder | B12 | 200 | 750 | 0 | 60.05 | 65.04 | 5 | 0
2015 | SPP_N_2_MISO_W | SPP_N | MISO_W | Internal | Shoulder | B13 | 600 | 750 | 0 | 58.31 | 57.66 | 5 | 0
2015 | SPP_N_2_MISO_W | SPP_N | MISO_W | Internal | Shoulder | B14 | 900 | 750 | 0 | 57.38 | 55.73 | 5 | 0
2015 | SPP_N_2_MISO_W | SPP_N | MISO_W | Internal | Shoulder | B15 | 1203 | 750 | 0 | 57.38 | 54.07 | 5 | 0
2015 | SPP_N_2_MISO_W | SPP_N | MISO_W | Internal | Summer | B1 | 10 | 750 | 0 | 92.6 | 91.76 | 5 | 0
2015 | SPP_N_2_MISO_W | SPP_N | MISO_W | Internal | Summer | B2 | 25 | 750 | 0 | 91.79 | 88.73 | 5 | 0
2015 | SPP_N_2_MISO_W | SPP_N | MISO_W | Internal | Summer | B3 | 75 | 750 | 0 | 90.57 | 88.73 | 5 | 0
2015 | SPP_N_2_MISO_W | SPP_N | MISO_W | Internal | Summer | B4 | 100 | 750 | 0 | 86.87 | 86.86 | 5 | 0
2015 | SPP_N_2_MISO_W | SPP_N | MISO_W | Internal | Summer | B5 | 200 | 750 | 0 | 81.21 | 78.05 | 5 | 0
2015 | SPP_N_2_MISO_W | SPP_N | MISO_W | Internal | Summer | B6 | 300 | 750 | 0 | 72.58 | 65.58 | 5 | 0
2015 | SPP_N_2_MISO_W | SPP_N | MISO_W | Internal | Summer | B7 | 400 | 750 | 0 | 62.44 | 55.44 | 5 | 0
2015 | SPP_N_2_MISO_W | SPP_N | MISO_W | Internal | Summer | B8 | 500 | 750 | 0 | 58.7 | 53.52 | 5 | 0
2015 | SPP_N_2_MISO_W | SPP_N | MISO_W | Internal | Summer | B9 | 800 | 750 | 0 | 56.11 | 52.92 | 5 | 0
2015 | SPP_N_2_MISO_W | SPP_N | MISO_W | Internal | Summer | B10 | 1262 | 750 | 0 | 54.59 | 51.42 | 5 | 0
2015 | SPP_N_2_MISO_W | SPP_N | MISO_W | Internal | Winter | B16 | 25 | 750 | 0 | 70.07 | 75.06 | 5 | 0
2015 | SPP_N_2_MISO_W | SPP_N | MISO_W | Internal | Winter | B17 | 100 | 750 | 0 | 60.8 | 65.79 | 5 | 0
2015 | SPP_N_2_MISO_W | SPP_N | MISO_W | Internal | Winter | B18 | 400 | 750 | 0 | 59.86 | 59.83 | 5 | 0
2015 | SPP_N_2_MISO_W | SPP_N | MISO_W | Internal | Winter | B19 | 700 | 750 | 0 | 59.72 | 57.59 | 5 | 0
2015 | SPP_N_2_MISO_W | SPP_N | MISO_W | Internal | Winter | B20 | 935 | 750 | 0 | 56.75 | 52.52 | 5 | 0
2015 | SPP_N_2_NE | SPP_N | NE | Internal | Shoulder | B11 | 25 | 332 | 0 | 83.06 | 81.67 | 0.01 | 0
2015 | SPP_N_2_NE | SPP_N | NE | Internal | Shoulder | B12 | 200 | 332 | 0 | 60.05 | 60.04 | 0.01 | 0
2015 | SPP_N_2_NE | SPP_N | NE | Internal | Shoulder | B13 | 600 | 332 | 0 | 58.31 | 58.29 | 0.01 | 0
2015 | SPP_N_2_NE | SPP_N | NE | Internal | Shoulder | B14 | 900 | 332 | 0 | 57.38 | 57.37 | 0.01 | 0
2015 | SPP_N_2_NE | SPP_N | NE | Internal | Shoulder | B15 | 1203 | 332 | 0 | 57.38 | 57.37 | 0.01 | 0
2015 | SPP_N_2_NE | SPP_N | NE | Internal | Summer | B1 | 10 | 332 | 0 | 92.6 | 91.76 | 0.01 | 0
2015 | SPP_N_2_NE | SPP_N | NE | Internal | Summer | B2 | 25 | 332 | 0 | 91.79 | 91.38 | 0.01 | 0
2015 | SPP_N_2_NE | SPP_N | NE | Internal | Summer | B3 | 75 | 332 | 0 | 90.57 | 90.56 | 0.01 | 0
2015 | SPP_N_2_NE | SPP_N | NE | Internal | Summer | B4 | 100 | 332 | 0 | 86.87 | 86.86 | 0.01 | 0
2015 | SPP_N_2_NE | SPP_N | NE | Internal | Summer | B5 | 200 | 332 | 0 | 81.21 | 78.11 | 0.01 | 0
2015 | SPP_N_2_NE | SPP_N | NE | Internal | Summer | B6 | 300 | 332 | 0 | 72.58 | 67.27 | 0.01 | 0
2015 | SPP_N_2_NE | SPP_N | NE | Internal | Summer | B7 | 400 | 332 | 0 | 62.44 | 59.68 | 0.01 | 0
2015 | SPP_N_2_NE | SPP_N | NE | Internal | Summer | B8 | 500 | 332 | 0 | 58.7 | 58.69 | 0.01 | 0
2015 | SPP_N_2_NE | SPP_N | NE | Internal | Summer | B9 | 800 | 332 | 0 | 56.11 | 56.1 | 0.01 | 0
2015 | SPP_N_2_NE | SPP_N | NE | Internal | Summer | B10 | 1262 | 332 | 0 | 54.59 | 54.27 | 0.01 | 0
2015 | SPP_N_2_NE | SPP_N | NE | Internal | Winter | B16 | 25 | 332 | 0 | 70.07 | 70.06 | 0.01 | 0
2015 | SPP_N_2_NE | SPP_N | NE | Internal | Winter | B17 | 100 | 332 | 0 | 60.8 | 60.79 | 0.01 | 0
2015 | SPP_N_2_NE | SPP_N | NE | Internal | Winter | B18 | 400 | 332 | 0 | 59.86 | 59.85 | 0.01 | 0
2015 | SPP_N_2_NE | SPP_N | NE | Internal | Winter | B19 | 700 | 332 | 0 | 59.72 | 59.71 | 0.01 | 0
2015 | SPP_N_2_NE | SPP_N | NE | Internal | Winter | B20 | 935 | 332 | 0 | 56.75 | 55.19 | 0.01 | 0
2015 | SPP_N_2_SPP_S | SPP_N | SPP_S | Internal | Shoulder | B11 | 25 | 4000 | 0 | 83.06 | 83.05 | 0.01 | 0
2015 | SPP_N_2_SPP_S | SPP_N | SPP_S | Internal | Shoulder | B12 | 200 | 4000 | 0 | 60.05 | 60.04 | 0.01 | 0
2015 | SPP_N_2_SPP_S | SPP_N | SPP_S | Internal | Shoulder | B13 | 600 | 4000 | 1094.22 | 58.31 | 58.32 | 0.01 | 0
2015 | SPP_N_2_SPP_S | SPP_N | SPP_S | Internal | Shoulder | B14 | 900 | 4000 | 609.78 | 57.38 | 57.39 | 0.01 | 0
2015 | SPP_N_2_SPP_S | SPP_N | SPP_S | Internal | Shoulder | B15 | 1203 | 4000 | 2438.83 | 57.38 | 57.39 | 0.01 | 0
2015 | SPP_N_2_SPP_S | SPP_N | SPP_S | Internal | Summer | B1 | 10 | 4000 | 0 | 92.6 | 90.44 | 0.01 | 0
2015 | SPP_N_2_SPP_S | SPP_N | SPP_S | Internal | Summer | B2 | 25 | 4000 | 0 | 91.79 | 90.44 | 0.01 | 0
2015 | SPP_N_2_SPP_S | SPP_N | SPP_S | Internal | Summer | B3 | 75 | 4000 | 0 | 90.57 | 90.44 | 0.01 | 0
2015 | SPP_N_2_SPP_S | SPP_N | SPP_S | Internal | Summer | B4 | 100 | 4000 | 0 | 86.87 | 84.87 | 0.01 | 0
2015 | SPP_N_2_SPP_S | SPP_N | SPP_S | Internal | Summer | B5 | 200 | 4000 | 0 | 81.21 | 81.19 | 0.01 | 0
2015 | SPP_N_2_SPP_S | SPP_N | SPP_S | Internal | Summer | B6 | 300 | 4000 | 1018.59 | 72.58 | 72.59 | 0.01 | 0
2015 | SPP_N_2_SPP_S | SPP_N | SPP_S | Internal | Summer | B7 | 400 | 4000 | 1829.96 | 62.44 | 62.45 | 0.01 | 0
2015 | SPP_N_2_SPP_S | SPP_N | SPP_S | Internal | Summer | B8 | 500 | 4000 | 2292.33 | 58.7 | 58.71 | 0.01 | 0
2015 | SPP_N_2_SPP_S | SPP_N | SPP_S | Internal | Summer | B9 | 800 | 4000 | 2178.71 | 56.11 | 56.13 | 0.01 | 0
2015 | SPP_N_2_SPP_S | SPP_N | SPP_S | Internal | Summer | B10 | 1262 | 4000 | 4000 | 54.59 | 56 | 0.01 | 1.4
2015 | SPP_N_2_SPP_S | SPP_N | SPP_S | Internal | Winter | B16 | 25 | 4000 | 547.74 | 70.07 | 70.08 | 0.01 | 0
2015 | SPP_N_2_SPP_S | SPP_N | SPP_S | Internal | Winter | B17 | 100 | 4000 | 1908.01 | 60.8 | 60.81 | 0.01 | 0
2015 | SPP_N_2_SPP_S | SPP_N | SPP_S | Internal | Winter | B18 | 400 | 4000 | 2342.25 | 59.86 | 59.87 | 0.01 | 0
2015 | SPP_N_2_SPP_S | SPP_N | SPP_S | Internal | Winter | B19 | 700 | 4000 | 2393.45 | 59.72 | 59.74 | 0.01 | 0
2015 | SPP_N_2_SPP_S | SPP_N | SPP_S | Internal | Winter | B20 | 935 | 4000 | 4000 | 56.75 | 59.74 | 0.01 | 2.97
2015 | SPP_S_2_ENT | SPP_S | ENT | Internal | Shoulder | B11 | 25 | 850 | 0 | 83.05 | 79.69 | 5 | 0
2015 | SPP_S_2_ENT | SPP_S | ENT | Internal | Shoulder | B12 | 200 | 850 | 0 | 60.04 | 59.47 | 5 | 0
2015 | SPP_S_2_ENT | SPP_S | ENT | Internal | Shoulder | B13 | 600 | 850 | 0 | 58.32 | 59.47 | 5 | 0
2015 | SPP_S_2_ENT | SPP_S | ENT | Internal | Shoulder | B14 | 900 | 850 | 0 | 57.39 | 57.49 | 5 | 0
2015 | SPP_S_2_ENT | SPP_S | ENT | Internal | Shoulder | B15 | 1203 | 850 | 0 | 57.39 | 57.49 | 5 | 0
2015 | SPP_S_2_ENT | SPP_S | ENT | Internal | Summer | B1 | 10 | 850 | 0 | 90.44 | 91.77 | 5 | 0
2015 | SPP_S_2_ENT | SPP_S | ENT | Internal | Summer | B2 | 25 | 850 | 0 | 90.44 | 89.87 | 5 | 0
2015 | SPP_S_2_ENT | SPP_S | ENT | Internal | Summer | B3 | 75 | 850 | 0 | 90.44 | 89.87 | 5 | 0
2015 | SPP_S_2_ENT | SPP_S | ENT | Internal | Summer | B4 | 100 | 850 | 130.88 | 84.87 | 89.87 | 5 | 0
2015 | SPP_S_2_ENT | SPP_S | ENT | Internal | Summer | B5 | 200 | 850 | 0 | 81.19 | 83.07 | 5 | 0
2015 | SPP_S_2_ENT | SPP_S | ENT | Internal | Summer | B6 | 300 | 850 | 0 | 72.59 | 64.59 | 5 | 0
2015 | SPP_S_2_ENT | SPP_S | ENT | Internal | Summer | B7 | 400 | 850 | 0 | 62.45 | 58.69 | 5 | 0
2015 | SPP_S_2_ENT | SPP_S | ENT | Internal | Summer | B8 | 500 | 850 | 0 | 58.71 | 58.69 | 5 | 0
2015 | SPP_S_2_ENT | SPP_S | ENT | Internal | Summer | B9 | 800 | 850 | 0 | 56.13 | 56.32 | 5 | 0
2015 | SPP_S_2_ENT | SPP_S | ENT | Internal | Summer | B10 | 1262 | 850 | 0 | 56 | 56.32 | 5 | 0
2015 | SPP_S_2_ENT | SPP_S | ENT | Internal | Winter | B16 | 25 | 850 | 0 | 70.08 | 75.07 | 5 | 0
2015 | SPP_S_2_ENT | SPP_S | ENT | Internal | Winter | B17 | 100 | 850 | 0 | 60.81 | 61.89 | 5 | 0
2015 | SPP_S_2_ENT | SPP_S | ENT | Internal | Winter | B18 | 400 | 850 | 0 | 59.87 | 60.41 | 5 | 0
2015 | SPP_S_2_ENT | SPP_S | ENT | Internal | Winter | B19 | 700 | 850 | 0 | 59.74 | 59.83 | 5 | 0
2015 | SPP_S_2_ENT | SPP_S | ENT | Internal | Winter | B20 | 935 | 850 | 0 | 59.74 | 59.83 | 5 | 0
2015 | SPP_S_2_SPP_N | SPP_S | SPP_N | Internal | Shoulder | B11 | 25 | 640 | 472.96 | 83.05 | 83.06 | 0.01 | 0
2015 | SPP_S_2_SPP_N | SPP_S | SPP_N | Internal | Shoulder | B12 | 200 | 640 | 3.19 | 60.04 | 60.05 | 0.01 | 0
2015 | SPP_S_2_SPP_N | SPP_S | SPP_N | Internal | Shoulder | B13 | 600 | 640 | 0 | 58.32 | 58.31 | 0.01 | 0
2015 | SPP_S_2_SPP_N | SPP_S | SPP_N | Internal | Shoulder | B14 | 900 | 640 | 0 | 57.39 | 57.38 | 0.01 | 0
2015 | SPP_S_2_SPP_N | SPP_S | SPP_N | Internal | Shoulder | B15 | 1203 | 640 | 0 | 57.39 | 57.38 | 0.01 | 0
2015 | SPP_S_2_SPP_N | SPP_S | SPP_N | Internal | Summer | B1 | 10 | 640 | 640 | 90.44 | 92.6 | 0.01 | 2.15
2015 | SPP_S_2_SPP_N | SPP_S | SPP_N | Internal | Summer | B2 | 25 | 640 | 640 | 90.44 | 91.79 | 0.01 | 1.34
2015 | SPP_S_2_SPP_N | SPP_S | SPP_N | Internal | Summer | B3 | 75 | 640 | 640 | 90.44 | 90.57 | 0.01 | 0.12
2015 | SPP_S_2_SPP_N | SPP_S | SPP_N | Internal | Summer | B4 | 100 | 640 | 640 | 84.87 | 86.87 | 0.01 | 1.99
2015 | SPP_S_2_SPP_N | SPP_S | SPP_N | Internal | Summer | B5 | 200 | 640 | 189.26 | 81.19 | 81.21 | 0.01 | 0
2015 | SPP_S_2_SPP_N | SPP_S | SPP_N | Internal | Summer | B6 | 300 | 640 | 0 | 72.59 | 72.58 | 0.01 | 0
2015 | SPP_S_2_SPP_N | SPP_S | SPP_N | Internal | Summer | B7 | 400 | 640 | 0 | 62.45 | 62.44 | 0.01 | 0
2015 | SPP_S_2_SPP_N | SPP_S | SPP_N | Internal | Summer | B8 | 500 | 640 | 0 | 58.71 | 58.7 | 0.01 | 0
2015 | SPP_S_2_SPP_N | SPP_S | SPP_N | Internal | Summer | B9 | 800 | 640 | 0 | 56.13 | 56.11 | 0.01 | 0
2015 | SPP_S_2_SPP_N | SPP_S | SPP_N | Internal | Summer | B10 | 1262 | 640 | 0 | 56 | 54.59 | 0.01 | 0
2015 | SPP_S_2_SPP_N | SPP_S | SPP_N | Internal | Winter | B16 | 25 | 640 | 0 | 70.08 | 70.07 | 0.01 | 0
2015 | SPP_S_2_SPP_N | SPP_S | SPP_N | Internal | Winter | B17 | 100 | 640 | 0 | 60.81 | 60.8 | 0.01 | 0
2015 | SPP_S_2_SPP_N | SPP_S | SPP_N | Internal | Winter | B18 | 400 | 640 | 0 | 59.87 | 59.86 | 0.01 | 0
2015 | SPP_S_2_SPP_N | SPP_S | SPP_N | Internal | Winter | B19 | 700 | 640 | 0 | 59.74 | 59.72 | 0.01 | 0
2015 | SPP_S_2_SPP_N | SPP_S | SPP_N | Internal | Winter | B20 | 935 | 640 | 0 | 59.74 | 56.75 | 0.01 | 0
2015 | TVA_2_ENT | TVA | ENT | Internal | Shoulder | B11 | 25 | 500 | 0 | 80.71 | 79.69 | 9 | 0
2015 | TVA_2_ENT | TVA | ENT | Internal | Shoulder | B12 | 200 | 500 | 0 | 61.77 | 59.47 | 9 | 0
2015 | TVA_2_ENT | TVA | ENT | Internal | Shoulder | B13 | 600 | 500 | 0 | 61.77 | 59.47 | 9 | 0
2015 | TVA_2_ENT | TVA | ENT | Internal | Shoulder | B14 | 900 | 500 | 0 | 61.77 | 57.49 | 9 | 0
2015 | TVA_2_ENT | TVA | ENT | Internal | Shoulder | B15 | 1203 | 500 | 0 | 60.25 | 57.49 | 9 | 0
2015 | TVA_2_ENT | TVA | ENT | Internal | Summer | B1 | 10 | 500 | 0 | 99.79 | 91.77 | 9 | 0
2015 | TVA_2_ENT | TVA | ENT | Internal | Summer | B2 | 25 | 500 | 0 | 96.75 | 89.87 | 9 | 0
2015 | TVA_2_ENT | TVA | ENT | Internal | Summer | B3 | 75 | 500 | 0 | 95.53 | 89.87 | 9 | 0
2015 | TVA_2_ENT | TVA | ENT | Internal | Summer | B4 | 100 | 500 | 0 | 90.88 | 89.87 | 9 | 0
2015 | TVA_2_ENT | TVA | ENT | Internal | Summer | B5 | 200 | 500 | 0 | 82.07 | 83.07 | 9 | 0
2015 | TVA_2_ENT | TVA | ENT | Internal | Summer | B6 | 300 | 500 | 0 | 62.85 | 64.59 | 9 | 0
2015 | TVA_2_ENT | TVA | ENT | Internal | Summer | B7 | 400 | 500 | 0 | 60.44 | 58.69 | 9 | 0
2015 | TVA_2_ENT | TVA | ENT | Internal | Summer | B8 | 500 | 500 | 0 | 60.44 | 58.69 | 9 | 0
2015 | TVA_2_ENT | TVA | ENT | Internal | Summer | B9 | 800 | 500 | 0 | 59.67 | 56.32 | 9 | 0
2015 | TVA_2_ENT | TVA | ENT | Internal | Summer | B10 | 1262 | 500 | 0 | 57.92 | 56.32 | 9 | 0
2015 | TVA_2_ENT | TVA | ENT | Internal | Winter | B16 | 25 | 500 | 0 | 83.08 | 75.07 | 9 | 0
2015 | TVA_2_ENT | TVA | ENT | Internal | Winter | B17 | 100 | 500 | 0 | 64.31 | 61.89 | 9 | 0
2015 | TVA_2_ENT | TVA | ENT | Internal | Winter | B18 | 400 | 500 | 0 | 62.7 | 60.41 | 9 | 0
2015 | TVA_2_ENT | TVA | ENT | Internal | Winter | B19 | 700 | 500 | 0 | 62.7 | 59.83 | 9 | 0
2015 | TVA_2_ENT | TVA | ENT | Internal | Winter | B20 | 935 | 500 | 0 | 60.53 | 59.83 | 9 | 0
2015 | TVA_2_MISO_MO-IL | TVA | MISO_MO-IL | Internal | Shoulder | B11 | 25 | 50 | 0 | 80.71 | 81.68 | 9 | 0
2015 | TVA_2_MISO_MO-IL | TVA | MISO_MO-IL | Internal | Shoulder | B12 | 200 | 50 | 0 | 61.77 | 65.05 | 9 | 0
2015 | TVA_2_MISO_MO-IL | TVA | MISO_MO-IL | Internal | Shoulder | B13 | 600 | 50 | 0 | 61.77 | 57.68 | 9 | 0
2015 | TVA_2_MISO_MO-IL | TVA | MISO_MO-IL | Internal | Shoulder | B14 | 900 | 50 | 0 | 61.77 | 55.74 | 9 | 0
2015 | TVA_2_MISO_MO-IL | TVA | MISO_MO-IL | Internal | Shoulder | B15 | 1203 | 50 | 0 | 60.25 | 54.05 | 9 | 0
2015 | TVA_2_MISO_MO-IL | TVA | MISO_MO-IL | Internal | Summer | B1 | 10 | 50 | 0 | 99.79 | 91.77 | 9 | 0
2015 | TVA_2_MISO_MO-IL | TVA | MISO_MO-IL | Internal | Summer | B2 | 25 | 50 | 0 | 96.75 | 88.74 | 9 | 0
2015 | TVA_2_MISO_MO-IL | TVA | MISO_MO-IL | Internal | Summer | B3 | 75 | 50 | 0 | 95.53 | 88.74 | 9 | 0
2015 | TVA_2_MISO_MO-IL | TVA | MISO_MO-IL | Internal | Summer | B4 | 100 | 50 | 0 | 90.88 | 86.87 | 9 | 0
2015 | TVA_2_MISO_MO-IL | TVA | MISO_MO-IL | Internal | Summer | B5 | 200 | 50 | 0 | 82.07 | 78.06 | 9 | 0
2015 | TVA_2_MISO_MO-IL | TVA | MISO_MO-IL | Internal | Summer | B6 | 300 | 50 | 0 | 62.85 | 65.59 | 9 | 0
2015 | TVA_2_MISO_MO-IL | TVA | MISO_MO-IL | Internal | Summer | B7 | 400 | 50 | 0 | 60.44 | 55.45 | 9 | 0
2015 | TVA_2_MISO_MO-IL | TVA | MISO_MO-IL | Internal | Summer | B8 | 500 | 50 | 0 | 60.44 | 53.53 | 9 | 0
2015 | TVA_2_MISO_MO-IL | TVA | MISO_MO-IL | Internal | Summer | B9 | 800 | 50 | 0 | 59.67 | 52.93 | 9 | 0
2015 | TVA_2_MISO_MO-IL | TVA | MISO_MO-IL | Internal | Summer | B10 | 1262 | 50 | 0 | 57.92 | 51.43 | 9 | 0
2015 | TVA_2_MISO_MO-IL | TVA | MISO_MO-IL | Internal | Winter | B16 | 25 | 50 | 0 | 83.08 | 75.07 | 9 | 0
2015 | TVA_2_MISO_MO-IL | TVA | MISO_MO-IL | Internal | Winter | B17 | 100 | 50 | 0 | 64.31 | 65.8 | 9 | 0
2015 | TVA_2_MISO_MO-IL | TVA | MISO_MO-IL | Internal | Winter | B18 | 400 | 50 | 0 | 62.7 | 59.84 | 9 | 0
2015 | TVA_2_MISO_MO-IL | TVA | MISO_MO-IL | Internal | Winter | B19 | 700 | 50 | 0 | 62.7 | 57.58 | 9 | 0
2015 | TVA_2_MISO_MO-IL | TVA | MISO_MO-IL | Internal | Winter | B20 | 935 | 50 | 0 | 60.53 | 52.52 | 9 | 0
2015 | TVA_2_NonRTO_Midwest | TVA | NonRTO_Midwest | Internal | Shoulder | B11 | 25 | 100 | 0 | 80.71 | 89.69 | 9 | 0
2015 | TVA_2_NonRTO_Midwest | TVA | NonRTO_Midwest | Internal | Shoulder | B12 | 200 | 100 | 100 | 61.77 | 73.06 | 9 | 2.3
2015 | TVA_2_NonRTO_Midwest | TVA | NonRTO_Midwest | Internal | Shoulder | B13 | 600 | 100 | 0 | 61.77 | 65.69 | 9 | 0
2015 | TVA_2_NonRTO_Midwest | TVA | NonRTO_Midwest | Internal | Shoulder | B14 | 900 | 100 | 0 | 61.77 | 56.62 | 9 | 0
2015 | TVA_2_NonRTO_Midwest | TVA | NonRTO_Midwest | Internal | Shoulder | B15 | 1203 | 100 | 0 | 60.25 | 55.24 | 9 | 0
2015 | TVA_2_NonRTO_Midwest | TVA | NonRTO_Midwest | Internal | Summer | B1 | 10 | 100 | 0 | 99.79 | 96.27 | 9 | 0
2015 | TVA_2_NonRTO_Midwest | TVA | NonRTO_Midwest | Internal | Summer | B2 | 25 | 100 | 0 | 96.75 | 96.27 | 9 | 0
2015 | TVA_2_NonRTO_Midwest | TVA | NonRTO_Midwest | Internal | Summer | B3 | 75 | 100 | 0 | 95.53 | 96.27 | 9 | 0
2015 | TVA_2_NonRTO_Midwest | TVA | NonRTO_Midwest | Internal | Summer | B4 | 100 | 100 | 0 | 90.88 | 94.88 | 9 | 0
2015 | TVA_2_NonRTO_Midwest | TVA | NonRTO_Midwest | Internal | Summer | B5 | 200 | 100 | 0 | 82.07 | 86.07 | 9 | 0
2015 | TVA_2_NonRTO_Midwest | TVA | NonRTO_Midwest | Internal | Summer | B6 | 300 | 100 | 0 | 62.85 | 61.85 | 9 | 0
2015 | TVA_2_NonRTO_Midwest | TVA | NonRTO_Midwest | Internal | Summer | B7 | 400 | 100 | 0 | 60.44 | 56.44 | 9 | 0
2015 | TVA_2_NonRTO_Midwest | TVA | NonRTO_Midwest | Internal | Summer | B8 | 500 | 100 | 0 | 60.44 | 56.35 | 9 | 0
2015 | TVA_2_NonRTO_Midwest | TVA | NonRTO_Midwest | Internal | Summer | B9 | 800 | 100 | 0 | 59.67 | 55.24 | 9 | 0
2015 | TVA_2_NonRTO_Midwest | TVA | NonRTO_Midwest | Internal | Summer | B10 | 1262 | 100 | 0 | 57.92 | 54.4 | 9 | 0
2015 | TVA_2_NonRTO_Midwest | TVA | NonRTO_Midwest | Internal | Winter | B16 | 25 | 100 | 0 | 83.08 | 85.65 | 9 | 0
2015 | TVA_2_NonRTO_Midwest | TVA | NonRTO_Midwest | Internal | Winter | B17 | 100 | 100 | 100 | 64.31 | 76.85 | 9 | 3.54
2015 | TVA_2_NonRTO_Midwest | TVA | NonRTO_Midwest | Internal | Winter | B18 | 400 | 100 | 0 | 62.7 | 67.85 | 9 | 0
2015 | TVA_2_NonRTO_Midwest | TVA | NonRTO_Midwest | Internal | Winter | B19 | 700 | 100 | 0 | 62.7 | 56.44 | 9 | 0
2015 | TVA_2_NonRTO_Midwest | TVA | NonRTO_Midwest | Internal | Winter | B20 | 935 | 100 | 0 | 60.53 | 55.24 | 9 | 0
2015 | TVA_2_PJM_ROR | TVA | PJM_ROR | Internal | Shoulder | B11 | 25 | 500 | 0 | 80.71 | 74.69 | 9 | 0
2015 | TVA_2_PJM_ROR | TVA | PJM_ROR | Internal | Shoulder | B12 | 200 | 500 | 0 | 61.77 | 64.62 | 9 | 0
2015 | TVA_2_PJM_ROR | TVA | PJM_ROR | Internal | Shoulder | B13 | 600 | 500 | 0 | 61.77 | 59.65 | 9 | 0
2015 | TVA_2_PJM_ROR | TVA | PJM_ROR | Internal | Shoulder | B14 | 900 | 500 | 0 | 61.77 | 57.74 | 9 | 0
2015 | TVA_2_PJM_ROR | TVA | PJM_ROR | Internal | Shoulder | B15 | 1203 | 500 | 0 | 60.25 | 54.24 | 9 | 0
2015 | TVA_2_PJM_ROR | TVA | PJM_ROR | Internal | Summer | B1 | 10 | 500 | 0 | 99.79 | 93.77 | 9 | 0
2015 | TVA_2_PJM_ROR | TVA | PJM_ROR | Internal | Summer | B2 | 25 | 500 | 0 | 96.75 | 89.51 | 9 | 0
2015 | TVA_2_PJM_ROR | TVA | PJM_ROR | Internal | Summer | B3 | 75 | 500 | 0 | 95.53 | 89.51 | 9 | 0
2015 | TVA_2_PJM_ROR | TVA | PJM_ROR | Internal | Summer | B4 | 100 | 500 | 0 | 90.88 | 84.87 | 9 | 0
2015 | TVA_2_PJM_ROR | TVA | PJM_ROR | Internal | Summer | B5 | 200 | 500 | 0 | 82.07 | 76.07 | 9 | 0
2015 | TVA_2_PJM_ROR | TVA | PJM_ROR | Internal | Summer | B6 | 300 | 500 | 0 | 62.85 | 65.85 | 9 | 0
2015 | TVA_2_PJM_ROR | TVA | PJM_ROR | Internal | Summer | B7 | 400 | 500 | 0 | 60.44 | 57.44 | 9 | 0
2015 | TVA_2_PJM_ROR | TVA | PJM_ROR | Internal | Summer | B8 | 500 | 500 | 0 | 60.44 | 55.18 | 9 | 0
2015 | TVA_2_PJM_ROR | TVA | PJM_ROR | Internal | Summer | B9 | 800 | 500 | 0 | 59.67 | 53.66 | 9 | 0
2015 | TVA_2_PJM_ROR | TVA | PJM_ROR | Internal | Summer | B10 | 1262 | 500 | 0 | 57.92 | 51.91 | 9 | 0
2015 | TVA_2_PJM_ROR | TVA | PJM_ROR | Internal | Winter | B16 | 25 | 500 | 0 | 83.08 | 77.07 | 9 | 0
2015 | TVA_2_PJM_ROR | TVA | PJM_ROR | Internal | Winter | B17 | 100 | 500 | 0 | 64.31 | 70.84 | 9 | 0
2015 | TVA_2_PJM_ROR | TVA | PJM_ROR | Internal | Winter | B18 | 400 | 500 | 0 | 62.7 | 61.84 | 9 | 0
2015 | TVA_2_PJM_ROR | TVA | PJM_ROR | Internal | Winter | B19 | 700 | 500 | 0 | 62.7 | 59.58 | 9 | 0
2015 | TVA_2_PJM_ROR | TVA | PJM_ROR | Internal | Winter | B20 | 935 | 500 | 0 | 60.53 | 54.52 | 9 | 0
2015 | TVA_2_SOCO | TVA | SOCO | Internal | Shoulder | B11 | 25 | 500 | 0 | 80.71 | 87.69 | 9 | 0
2015 | TVA_2_SOCO | TVA | SOCO | Internal | Shoulder | B12 | 200 | 500 | 0 | 61.77 | 64.18 | 9 | 0
2015 | TVA_2_SOCO | TVA | SOCO | Internal | Shoulder | B13 | 600 | 500 | 0 | 61.77 | 61.88 | 9 | 0
2015 | TVA_2_SOCO | TVA | SOCO | Internal | Shoulder | B14 | 900 | 500 | 0 | 61.77 | 61.88 | 9 | 0
2015 | TVA_2_SOCO | TVA | SOCO | Internal | Shoulder | B15 | 1203 | 500 | 0 | 60.25 | 59.72 | 9 | 0
2015 | TVA_2_SOCO | TVA | SOCO | Internal | Summer | B1 | 10 | 500 | 0 | 99.79 | 99.77 | 9 | 0
2015 | TVA_2_SOCO | TVA | SOCO | Internal | Summer | B2 | 25 | 500 | 0 | 96.75 | 97.87 | 9 | 0
2015 | TVA_2_SOCO | TVA | SOCO | Internal | Summer | B3 | 75 | 500 | 0 | 95.53 | 97.87 | 9 | 0
2015 | TVA_2_SOCO | TVA | SOCO | Internal | Summer | B4 | 100 | 500 | 0 | 90.88 | 97.87 | 9 | 0
2015 | TVA_2_SOCO | TVA | SOCO | Internal | Summer | B5 | 200 | 500 | 442.09 | 82.07 | 91.07 | 9 | 0
2015 | TVA_2_SOCO | TVA | SOCO | Internal | Summer | B6 | 300 | 500 | 500 | 62.85 | 78.85 | 9 | 7
2015 | TVA_2_SOCO | TVA | SOCO | Internal | Summer | B7 | 400 | 500 | 500 | 60.44 | 70.64 | 9 | 1.19
2015 | TVA_2_SOCO | TVA | SOCO | Internal | Summer | B8 | 500 | 500 | 0 | 60.44 | 66.69 | 9 | 0
2015 | TVA_2_SOCO | TVA | SOCO | Internal | Summer | B9 | 800 | 500 | 0 | 59.67 | 60.67 | 9 | 0
2015 | TVA_2_SOCO | TVA | SOCO | Internal | Summer | B10 | 1262 | 500 | 0 | 57.92 | 58.55 | 9 | 0
2015 | TVA_2_SOCO | TVA | SOCO | Internal | Winter | B16 | 25 | 500 | 0 | 83.08 | 85.18 | 9 | 0
2015 | TVA_2_SOCO | TVA | SOCO | Internal | Winter | B17 | 100 | 500 | 0 | 64.31 | 67.23 | 9 | 0
2015 | TVA_2_SOCO | TVA | SOCO | Internal | Winter | B18 | 400 | 500 | 0 | 62.7 | 64.36 | 9 | 0
2015 | TVA_2_SOCO | TVA | SOCO | Internal | Winter | B19 | 700 | 500 | 0 | 62.7 | 64.36 | 9 | 0
2015 | TVA_2_SOCO | TVA | SOCO | Internal | Winter | B20 | 935 | 500 | 0 | 60.53 | 62.11 | 9 | 0
2015 | TVA_2_VACAR | TVA | VACAR | Internal | Shoulder | B11 | 25 | 150 | 0 | 80.71 | 80.69 | 9 | 0
2015 | TVA_2_VACAR | TVA | VACAR | Internal | Shoulder | B12 | 200 | 150 | 0 | 61.77 | 66.56 | 9 | 0
2015 | TVA_2_VACAR | TVA | VACAR | Internal | Shoulder | B13 | 600 | 150 | 0 | 61.77 | 63.64 | 9 | 0
2015 | TVA_2_VACAR | TVA | VACAR | Internal | Shoulder | B14 | 900 | 150 | 0 | 61.77 | 62.92 | 9 | 0
2015 | TVA_2_VACAR | TVA | VACAR | Internal | Shoulder | B15 | 1203 | 150 | 0 | 60.25 | 55.47 | 9 | 0
2015 | TVA_2_VACAR | TVA | VACAR | Internal | Summer | B1 | 10 | 150 | 0 | 99.79 | 100.71 | 9 | 0
2015 | TVA_2_VACAR | TVA | VACAR | Internal | Summer | B2 | 25 | 150 | 0 | 96.75 | 100.71 | 9 | 0
2015 | TVA_2_VACAR | TVA | VACAR | Internal | Summer | B3 | 75 | 150 | 0 | 95.53 | 100.71 | 9 | 0
2015 | TVA_2_VACAR | TVA | VACAR | Internal | Summer | B4 | 100 | 150 | 0 | 90.88 | 90.87 | 9 | 0
2015 | TVA_2_VACAR | TVA | VACAR | Internal | Summer | B5 | 200 | 150 | 0 | 82.07 | 84.07 | 9 | 0
2015 | TVA_2_VACAR | TVA | VACAR | Internal | Summer | B6 | 300 | 150 | 73.39 | 62.85 | 71.85 | 9 | 0
2015 | TVA_2_VACAR | TVA | VACAR | Internal | Summer | B7 | 400 | 150 | 0 | 60.44 | 63.64 | 9 | 0
2015 | TVA_2_VACAR | TVA | VACAR | Internal | Summer | B8 | 500 | 150 | 0 | 60.44 | 61.18 | 9 | 0
2015 | TVA_2_VACAR | TVA | VACAR | Internal | Summer | B9 | 800 | 150 | 0 | 59.67 | 59.66 | 9 | 0
2015 | TVA_2_VACAR | TVA | VACAR | Internal | Summer | B10 | 1262 | 150 | 0 | 57.92 | 53.44 | 9 | 0
2015 | TVA_2_VACAR | TVA | VACAR | Internal | Winter | B16 | 25 | 150 | 0 | 83.08 | 83.07 | 9 | 0
2015 | TVA_2_VACAR | TVA | VACAR | Internal | Winter | B17 | 100 | 150 | 150 | 64.31 | 76.84 | 9 | 3.53
2015 | TVA_2_VACAR | TVA | VACAR | Internal | Winter | B18 | 400 | 150 | 0 | 62.7 | 66.87 | 9 | 0
2015 | TVA_2_VACAR | TVA | VACAR | Internal | Winter | B19 | 700 | 150 | 0 | 62.7 | 64.81 | 9 | 0
2015 | TVA_2_VACAR | TVA | VACAR | Internal | Winter | B20 | 935 | 150 | 0 | 60.53 | 59.74 | 9 | 0
2015 | TVA_Transmission_2_NonRTO_Midwest | TVA_Transmission | NonRTO_Midwest | Internal | Shoulder | B11 | 25 | 700 | 236.49 | 80.69 | 89.69 | 9 | 0
2015 | TVA_Transmission_2_NonRTO_Midwest | TVA_Transmission | NonRTO_Midwest | Internal | Shoulder | B12 | 200 | 700 | 0 | 65.83 | 73.06 | 9 | 0
2015 | TVA_Transmission_2_NonRTO_Midwest | TVA_Transmission | NonRTO_Midwest | Internal | Shoulder | B13 | 600 | 700 | 0 | 63.15 | 65.69 | 9 | 0
2015 | TVA_Transmission_2_NonRTO_Midwest | TVA_Transmission | NonRTO_Midwest | Internal | Shoulder | B14 | 900 | 700 | 0 | 62.3 | 56.62 | 9 | 0
2015 | TVA_Transmission_2_NonRTO_Midwest | TVA_Transmission | NonRTO_Midwest | Internal | Shoulder | B15 | 1203 | 700 | 0 | 60.24 | 55.24 | 9 | 0
2015 | TVA_Transmission_2_NonRTO_Midwest | TVA_Transmission | NonRTO_Midwest | Internal | Summer | B1 | 10 | 700 | 0 | 99.77 | 96.27 | 9 | 0
2015 | TVA_Transmission_2_NonRTO_Midwest | TVA_Transmission | NonRTO_Midwest | Internal | Summer | B2 | 25 | 700 | 0 | 96.74 | 96.27 | 9 | 0
2015 | TVA_Transmission_2_NonRTO_Midwest | TVA_Transmission | NonRTO_Midwest | Internal | Summer | B3 | 75 | 700 | 0 | 95.51 | 96.27 | 9 | 0
2015 | TVA_Transmission_2_NonRTO_Midwest | TVA_Transmission | NonRTO_Midwest | Internal | Summer | B4 | 100 | 700 | 0 | 90.87 | 94.88 | 9 | 0
2015 | TVA_Transmission_2_NonRTO_Midwest | TVA_Transmission | NonRTO_Midwest | Internal | Summer | B5 | 200 | 700 | 0 | 82.07 | 86.07 | 9 | 0
2015 | TVA_Transmission_2_NonRTO_Midwest | TVA_Transmission | NonRTO_Midwest | Internal | Summer | B6 | 300 | 700 | 0 | 69.85 | 61.85 | 9 | 0
2015 | TVA_Transmission_2_NonRTO_Midwest | TVA_Transmission | NonRTO_Midwest | Internal | Summer | B7 | 400 | 700 | 0 | 62.26 | 56.44 | 9 | 0
2015 | TVA_Transmission_2_NonRTO_Midwest | TVA_Transmission | NonRTO_Midwest | Internal | Summer | B8 | 500 | 700 | 0 | 60.74 | 56.35 | 9 | 0
2015 | TVA_Transmission_2_NonRTO_Midwest | TVA_Transmission | NonRTO_Midwest | Internal | Summer | B9 | 800 | 700 | 0 | 59.66 | 55.24 | 9 | 0
2015 | TVA_Transmission_2_NonRTO_Midwest | TVA_Transmission | NonRTO_Midwest | Internal | Summer | B10 | 1262 | 700 | 0 | 57.91 | 54.4 | 9 | 0
2015 | TVA_Transmission_2_NonRTO_Midwest | TVA_Transmission | NonRTO_Midwest | Internal | Winter | B16 | 25 | 700 | 0 | 83.07 | 85.65 | 9 | 0
2015 | TVA_Transmission_2_NonRTO_Midwest | TVA_Transmission | NonRTO_Midwest | Internal | Winter | B17 | 100 | 700 | 0 | 69.17 | 76.85 | 9 | 0
2015 | TVA_Transmission_2_NonRTO_Midwest | TVA_Transmission | NonRTO_Midwest | Internal | Winter | B18 | 400 | 700 | 0 | 64.63 | 67.85 | 9 | 0
2015 | TVA_Transmission_2_NonRTO_Midwest | TVA_Transmission | NonRTO_Midwest | Internal | Winter | B19 | 700 | 700 | 0 | 63.27 | 56.44 | 9 | 0
2015 | TVA_Transmission_2_NonRTO_Midwest | TVA_Transmission | NonRTO_Midwest | Internal | Winter | B20 | 935 | 700 | 0 | 60.52 | 55.24 | 9 | 0
2015 | TVA_Transmission_2_SOCO | TVA_Transmission | SOCO | Internal | Shoulder | B11 | 25 | 3200 | 0 | 80.69 | 87.69 | 9 | 0
2015 | TVA_Transmission_2_SOCO | TVA_Transmission | SOCO | Internal | Shoulder | B12 | 200 | 3200 | 0 | 65.83 | 64.18 | 9 | 0
2015 | TVA_Transmission_2_SOCO | TVA_Transmission | SOCO | Internal | Shoulder | B13 | 600 | 3200 | 0 | 63.15 | 61.88 | 9 | 0
2015 | TVA_Transmission_2_SOCO | TVA_Transmission | SOCO | Internal | Shoulder | B14 | 900 | 3200 | 0 | 62.3 | 61.88 | 9 | 0
2015 | TVA_Transmission_2_SOCO | TVA_Transmission | SOCO | Internal | Shoulder | B15 | 1203 | 3200 | 0 | 60.24 | 59.72 | 9 | 0
2015 | TVA_Transmission_2_SOCO | TVA_Transmission | SOCO | Internal | Summer | B1 | 10 | 3200 | 0 | 99.77 | 99.77 | 9 | 0
2015 | TVA_Transmission_2_SOCO | TVA_Transmission | SOCO | Internal | Summer | B2 | 25 | 3200 | 0 | 96.74 | 97.87 | 9 | 0
2015 | TVA_Transmission_2_SOCO | TVA_Transmission | SOCO | Internal | Summer | B3 | 75 | 3200 | 0 | 95.51 | 97.87 | 9 | 0
2015 | TVA_Transmission_2_SOCO | TVA_Transmission | SOCO | Internal | Summer | B4 | 100 | 3200 | 0 | 90.87 | 97.87 | 9 | 0
2015 | TVA_Transmission_2_SOCO | TVA_Transmission | SOCO | Internal | Summer | B5 | 200 | 3200 | 508.69 | 82.07 | 91.07 | 9 | 0
2015 | TVA_Transmission_2_SOCO | TVA_Transmission | SOCO | Internal | Summer | B6 | 300 | 3200 | 61 | 69.85 | 78.85 | 9 | 0
2015 | TVA_Transmission_2_SOCO | TVA_Transmission | SOCO | Internal | Summer | B7 | 400 | 3200 | 0 | 62.26 | 70.64 | 9 | 0
2015 | TVA_Transmission_2_SOCO | TVA_Transmission | SOCO | Internal | Summer | B8 | 500 | 3200 | 0 | 60.74 | 66.69 | 9 | 0
2015 | TVA_Transmission_2_SOCO | TVA_Transmission | SOCO | Internal | Summer | B9 | 800 | 3200 | 0 | 59.66 | 60.67 | 9 | 0
2015 | TVA_Transmission_2_SOCO | TVA_Transmission | SOCO | Internal | Summer | B10 | 1262 | 3200 | 0 | 57.91 | 58.55 | 9 | 0
2015 | TVA_Transmission_2_SOCO | TVA_Transmission | SOCO | Internal | Winter | B16 | 25 | 3200 | 0 | 83.07 | 85.18 | 9 | 0
2015 | TVA_Transmission_2_SOCO | TVA_Transmission | SOCO | Internal | Winter | B17 | 100 | 3200 | 0 | 69.17 | 67.23 | 9 | 0
2015 | TVA_Transmission_2_SOCO | TVA_Transmission | SOCO | Internal | Winter | B18 | 400 | 3200 | 0 | 64.63 | 64.36 | 9 | 0
2015 | TVA_Transmission_2_SOCO | TVA_Transmission | SOCO | Internal | Winter | B19 | 700 | 3200 | 0 | 63.27 | 64.36 | 9 | 0
2015 | TVA_Transmission_2_SOCO | TVA_Transmission | SOCO | Internal | Winter | B20 | 935 | 3200 | 0 | 60.52 | 62.11 | 9 | 0
2015 | TVA_Transmission_2_TVA | TVA_Transmission | TVA | Internal | Shoulder | B11 | 25 | 99999 | 916.06 | 80.69 | 80.71 | 0.01 | 0
2015 | TVA_Transmission_2_TVA | TVA_Transmission | TVA | Internal | Shoulder | B12 | 200 | 99999 | 0 | 65.83 | 61.77 | 0.01 | 0
2015 | TVA_Transmission_2_TVA | TVA_Transmission | TVA | Internal | Shoulder | B13 | 600 | 99999 | 0 | 63.15 | 61.77 | 0.01 | 0
2015 | TVA_Transmission_2_TVA | TVA_Transmission | TVA | Internal | Shoulder | B14 | 900 | 99999 | 0 | 62.3 | 61.77 | 0.01 | 0
2015 | TVA_Transmission_2_TVA | TVA_Transmission | TVA | Internal | Shoulder | B15 | 1203 | 99999 | 840.61 | 60.24 | 60.25 | 0.01 | 0
2015 | TVA_Transmission_2_TVA | TVA_Transmission | TVA | Internal | Summer | B1 | 10 | 99999 | 3230.69 | 99.77 | 99.79 | 0.01 | 0
2015 | TVA_Transmission_2_TVA | TVA_Transmission | TVA | Internal | Summer | B2 | 25 | 99999 | 2596.08 | 96.74 | 96.75 | 0.01 | 0
2015 | TVA_Transmission_2_TVA | TVA_Transmission | TVA | Internal | Summer | B3 | 75 | 99999 | 1385.49 | 95.51 | 95.53 | 0.01 | 0
2015 | TVA_Transmission_2_TVA | TVA_Transmission | TVA | Internal | Summer | B4 | 100 | 99999 | 836.9 | 90.87 | 90.88 | 0.01 | 0
2015 | TVA_Transmission_2_TVA | TVA_Transmission | TVA | Internal | Summer | B5 | 200 | 99999 | 0 | 82.07 | 82.07 | 0.01 | 0
2015 | TVA_Transmission_2_TVA | TVA_Transmission | TVA | Internal | Summer | B6 | 300 | 99999 | 0 | 69.85 | 62.85 | 0.01 | 0
2015 | TVA_Transmission_2_TVA | TVA_Transmission | TVA | Internal | Summer | B7 | 400 | 99999 | 0 | 62.26 | 60.44 | 0.01 | 0
2015 | TVA_Transmission_2_TVA | TVA_Transmission | TVA | Internal | Summer | B8 | 500 | 99999 | 0 | 60.74 | 60.44 | 0.01 | 0
2015 | TVA_Transmission_2_TVA | TVA_Transmission | TVA | Internal | Summer | B9 | 800 | 99999 | 176.83 | 59.66 | 59.67 | 0.01 | 0
2015 | TVA_Transmission_2_TVA | TVA_Transmission | TVA | Internal | Summer | B10 | 1262 | 99999 | 284.18 | 57.91 | 57.92 | 0.01 | 0
2015 | TVA_Transmission_2_TVA | TVA_Transmission | TVA | Internal | Winter | B16 | 25 | 99999 | 1834.74 | 83.07 | 83.08 | 0.01 | 0
2015 | TVA_Transmission_2_TVA | TVA_Transmission | TVA | Internal | Winter | B17 | 100 | 99999 | 0 | 69.17 | 64.31 | 0.01 | 0
2015 | TVA_Transmission_2_TVA | TVA_Transmission | TVA | Internal | Winter | B18 | 400 | 99999 | 0 | 64.63 | 62.7 | 0.01 | 0
2015 | TVA_Transmission_2_TVA | TVA_Transmission | TVA | Internal | Winter | B19 | 700 | 99999 | 0 | 63.27 | 62.7 | 0.01 | 0
2015 | TVA_Transmission_2_TVA | TVA_Transmission | TVA | Internal | Winter | B20 | 935 | 99999 | 1977.49 | 60.52 | 60.53 | 0.01 | 0
2015 | TVA_Transmission_2_VACAR | TVA_Transmission | VACAR | Internal | Shoulder | B11 | 25 | 900 | 0 | 80.69 | 80.69 | 9 | 0
2015 | TVA_Transmission_2_VACAR | TVA_Transmission | VACAR | Internal | Shoulder | B12 | 200 | 900 | 0 | 65.83 | 66.56 | 9 | 0
2015 | TVA_Transmission_2_VACAR | TVA_Transmission | VACAR | Internal | Shoulder | B13 | 600 | 900 | 0 | 63.15 | 63.64 | 9 | 0
2015 | TVA_Transmission_2_VACAR | TVA_Transmission | VACAR | Internal | Shoulder | B14 | 900 | 900 | 0 | 62.3 | 62.92 | 9 | 0
2015 | TVA_Transmission_2_VACAR | TVA_Transmission | VACAR | Internal | Shoulder | B15 | 1203 | 900 | 0 | 60.24 | 55.47 | 9 | 0
2015 | TVA_Transmission_2_VACAR | TVA_Transmission | VACAR | Internal | Summer | B1 | 10 | 900 | 0 | 99.77 | 100.71 | 9 | 0
2015 | TVA_Transmission_2_VACAR | TVA_Transmission | VACAR | Internal | Summer | B2 | 25 | 900 | 0 | 96.74 | 100.71 | 9 | 0
2015 | TVA_Transmission_2_VACAR | TVA_Transmission | VACAR | Internal | Summer | B3 | 75 | 900 | 0 | 95.51 | 100.71 | 9 | 0
2015 | TVA_Transmission_2_VACAR | TVA_Transmission | VACAR | Internal | Summer | B4 | 100 | 900 | 0 | 90.87 | 90.87 | 9 | 0
2015 | TVA_Transmission_2_VACAR | TVA_Transmission | VACAR | Internal | Summer | B5 | 200 | 900 | 0 | 82.07 | 84.07 | 9 | 0
2015 | TVA_Transmission_2_VACAR | TVA_Transmission | VACAR | Internal | Summer | B6 | 300 | 900 | 0 | 69.85 | 71.85 | 9 | 0
2015 | TVA_Transmission_2_VACAR | TVA_Transmission | VACAR | Internal | Summer | B7 | 400 | 900 | 0 | 62.26 | 63.64 | 9 | 0
2015 | TVA_Transmission_2_VACAR | TVA_Transmission | VACAR | Internal | Summer | B8 | 500 | 900 | 0 | 60.74 | 61.18 | 9 | 0
2015 | TVA_Transmission_2_VACAR | TVA_Transmission | VACAR | Internal | Summer | B9 | 800 | 900 | 0 | 59.66 | 59.66 | 9 | 0
2015 | TVA_Transmission_2_VACAR | TVA_Transmission | VACAR | Internal | Summer | B10 | 1262 | 900 | 0 | 57.91 | 53.44 | 9 | 0
2015 | TVA_Transmission_2_VACAR | TVA_Transmission | VACAR | Internal | Winter | B16 | 25 | 900 | 0 | 83.07 | 83.07 | 9 | 0
2015 | TVA_Transmission_2_VACAR | TVA_Transmission | VACAR | Internal | Winter | B17 | 100 | 900 | 0 | 69.17 | 76.84 | 9 | 0
2015 | TVA_Transmission_2_VACAR | TVA_Transmission | VACAR | Internal | Winter | B18 | 400 | 900 | 0 | 64.63 | 66.87 | 9 | 0
2015 | TVA_Transmission_2_VACAR | TVA_Transmission | VACAR | Internal | Winter | B19 | 700 | 900 | 0 | 63.27 | 64.81 | 9 | 0
2015 | TVA_Transmission_2_VACAR | TVA_Transmission | VACAR | Internal | Winter | B20 | 935 | 900 | 0 | 60.52 | 59.74 | 9 | 0
2015 | VACAR_2_SOCO | VACAR | SOCO | Internal | Shoulder | B11 | 25 | 3000 | 2208.97 | 80.69 | 87.69 | 7 | 0
2015 | VACAR_2_SOCO | VACAR | SOCO | Internal | Shoulder | B12 | 200 | 3000 | 0 | 66.56 | 64.18 | 7 | 0
2015 | VACAR_2_SOCO | VACAR | SOCO | Internal | Shoulder | B13 | 600 | 3000 | 0 | 63.64 | 61.88 | 7 | 0
2015 | VACAR_2_SOCO | VACAR | SOCO | Internal | Shoulder | B14 | 900 | 3000 | 0 | 62.92 | 61.88 | 7 | 0
2015 | VACAR_2_SOCO | VACAR | SOCO | Internal | Shoulder | B15 | 1203 | 3000 | 0 | 55.47 | 59.72 | 7 | 0
2015 | VACAR_2_SOCO | VACAR | SOCO | Internal | Summer | B1 | 10 | 3000 | 0 | 100.71 | 99.77 | 7 | 0
2015 | VACAR_2_SOCO | VACAR | SOCO | Internal | Summer | B2 | 25 | 3000 | 0 | 100.71 | 97.87 | 7 | 0
2015 | VACAR_2_SOCO | VACAR | SOCO | Internal | Summer | B3 | 75 | 3000 | 0 | 100.71 | 97.87 | 7 | 0
2015 | VACAR_2_SOCO | VACAR | SOCO | Internal | Summer | B4 | 100 | 3000 | 716.89 | 90.87 | 97.87 | 7 | 0
2015 | VACAR_2_SOCO | VACAR | SOCO | Internal | Summer | B5 | 200 | 3000 | 2618.63 | 84.07 | 91.07 | 7 | 0
2015 | VACAR_2_SOCO | VACAR | SOCO | Internal | Summer | B6 | 300 | 3000 | 798.4 | 71.85 | 78.85 | 7 | 0
2015 | VACAR_2_SOCO | VACAR | SOCO | Internal | Summer | B7 | 400 | 3000 | 108.17 | 63.64 | 70.64 | 7 | 0
2015 | VACAR_2_SOCO | VACAR | SOCO | Internal | Summer | B8 | 500 | 3000 | 0 | 61.18 | 66.69 | 7 | 0
2015 | VACAR_2_SOCO | VACAR | SOCO | Internal | Summer | B9 | 800 | 3000 | 0 | 59.66 | 60.67 | 7 | 0
2015 | VACAR_2_SOCO | VACAR | SOCO | Internal | Summer | B10 | 1262 | 3000 | 0 | 53.44 | 58.55 | 7 | 0
2015 | VACAR_2_SOCO | VACAR | SOCO | Internal | Winter | B16 | 25 | 3000 | 0 | 83.07 | 85.18 | 7 | 0
2015 | VACAR_2_SOCO | VACAR | SOCO | Internal | Winter | B17 | 100 | 3000 | 0 | 76.84 | 67.23 | 7 | 0
2015 | VACAR_2_SOCO | VACAR | SOCO | Internal | Winter | B18 | 400 | 3000 | 0 | 66.87 | 64.36 | 7 | 0
2015 | VACAR_2_SOCO | VACAR | SOCO | Internal | Winter | B19 | 700 | 3000 | 0 | 64.81 | 64.36 | 7 | 0
2015 | VACAR_2_SOCO | VACAR | SOCO | Internal | Winter | B20 | 935 | 3000 | 0 | 59.74 | 62.11 | 7 | 0
2020 | ENT_2_MISO_MO-IL | ENT | MISO_MO-IL | Internal | Shoulder | B11 | 25 | 2260 | 0 | 79.3 | 79.3 | 8 | 0
2020 | ENT_2_MISO_MO-IL | ENT | MISO_MO-IL | Internal | Shoulder | B12 | 200 | 2260 | 0 | 67.77 | 69.37 | 8 | 0
2020 | ENT_2_MISO_MO-IL | ENT | MISO_MO-IL | Internal | Shoulder | B13 | 600 | 2260 | 0 | 65.89 | 65.08 | 8 | 0
2020 | ENT_2_MISO_MO-IL | ENT | MISO_MO-IL | Internal | Shoulder | B14 | 900 | 2260 | 0 | 65.51 | 62.27 | 8 | 0
2020 | ENT_2_MISO_MO-IL | ENT | MISO_MO-IL | Internal | Shoulder | B15 | 1203 | 2260 | 0 | 65.51 | 57.69 | 8 | 0
2020 | ENT_2_MISO_MO-IL | ENT | MISO_MO-IL | Internal | Summer | B1 | 10 | 2260 | 0 | 105.28 | 105.28 | 8 | 0
2020 | ENT_2_MISO_MO-IL | ENT | MISO_MO-IL | Internal | Summer | B2 | 25 | 2260 | 0 | 101.92 | 101.34 | 8 | 0
2020 | ENT_2_MISO_MO-IL | ENT | MISO_MO-IL | Internal | Summer | B3 | 75 | 2260 | 0 | 101.92 | 100.77 | 8 | 0
2020 | ENT_2_MISO_MO-IL | ENT | MISO_MO-IL | Internal | Summer | B4 | 100 | 2260 | 0 | 101.92 | 100.77 | 8 | 0
2020 | ENT_2_MISO_MO-IL | ENT | MISO_MO-IL | Internal | Summer | B5 | 200 | 2260 | 0 | 94.84 | 92.9 | 8 | 0
2020 | ENT_2_MISO_MO-IL | ENT | MISO_MO-IL | Internal | Summer | B6 | 300 | 2260 | 0 | 77.03 | 77.14 | 8 | 0
2020 | ENT_2_MISO_MO-IL | ENT | MISO_MO-IL | Internal | Summer | B7 | 400 | 2260 | 0 | 66.9 | 67.1 | 8 | 0
2020 | ENT_2_MISO_MO-IL | ENT | MISO_MO-IL | Internal | Summer | B8 | 500 | 2260 | 0 | 66.9 | 61.52 | 8 | 0
2020 | ENT_2_MISO_MO-IL | ENT | MISO_MO-IL | Internal | Summer | B9 | 800 | 2260 | 0 | 66.41 | 59.01 | 8 | 0
2020 | ENT_2_MISO_MO-IL | ENT | MISO_MO-IL | Internal | Summer | B10 | 1262 | 2260 | 0 | 63.75 | 55.75 | 8 | 0
2020 | ENT_2_MISO_MO-IL | ENT | MISO_MO-IL | Internal | Winter | B16 | 25 | 2260 | 0 | 77.57 | 79.12 | 8 | 0
2020 | ENT_2_MISO_MO-IL | ENT | MISO_MO-IL | Internal | Winter | B17 | 100 | 2260 | 0 | 70.47 | 70.49 | 8 | 0
2020 | ENT_2_MISO_MO-IL | ENT | MISO_MO-IL | Internal | Winter | B18 | 400 | 2260 | 0 | 68.12 | 68.08 | 8 | 0
2020 | ENT_2_MISO_MO-IL | ENT | MISO_MO-IL | Internal | Winter | B19 | 700 | 2260 | 0 | 68.12 | 65.6 | 8 | 0
2020 | ENT_2_MISO_MO-IL | ENT | MISO_MO-IL | Internal | Winter | B20 | 935 | 2260 | 0 | 67.52 | 59.52 | 8 | 0
2020 | ENT_2_SOCO | ENT | SOCO | Internal | Shoulder | B11 | 25 | 2000 | 2000 | 79.3 | 93.53 | 8 | 6.23
2020 | ENT_2_SOCO | ENT | SOCO | Internal | Shoulder | B12 | 200 | 2000 | 0 | 67.77 | 69.83 | 8 | 0
2020 | ENT_2_SOCO | ENT | SOCO | Internal | Shoulder | B13 | 600 | 2000 | 0 | 65.89 | 67.38 | 8 | 0
2020 | ENT_2_SOCO | ENT | SOCO | Internal | Shoulder | B14 | 900 | 2000 | 0 | 65.51 | 67.38 | 8 | 0
2020 | ENT_2_SOCO | ENT | SOCO | Internal | Shoulder | B15 | 1203 | 2000 | 0 | 65.51 | 67.38 | 8 | 0
2020 | ENT_2_SOCO | ENT | SOCO | Internal | Summer | B1 | 10 | 2000 | 0 | 105.28 | 112.12 | 8 | 0
2020 | ENT_2_SOCO | ENT | SOCO | Internal | Summer | B2 | 25 | 2000 | 624.34 | 101.92 | 109.92 | 8 | 0
2020 | ENT_2_SOCO | ENT | SOCO | Internal | Summer | B3 | 75 | 2000 | 1403.97 | 101.92 | 109.92 | 8 | 0
2020 | ENT_2_SOCO | ENT | SOCO | Internal | Summer | B4 | 100 | 2000 | 1428.58 | 101.92 | 109.92 | 8 | 0
2020 | ENT_2_SOCO | ENT | SOCO | Internal | Summer | B5 | 200 | 2000 | 2000 | 94.84 | 103.83 | 8 | 0.99
2020 | ENT_2_SOCO | ENT | SOCO | Internal | Summer | B6 | 300 | 2000 | 2000 | 77.03 | 89.34 | 8 | 4.31
2020 | ENT_2_SOCO | ENT | SOCO | Internal | Summer | B7 | 400 | 2000 | 2000 | 66.9 | 79.86 | 8 | 4.97
2020 | ENT_2_SOCO | ENT | SOCO | Internal | Summer | B8 | 500 | 2000 | 0 | 66.9 | 74.69 | 8 | 0
2020 | ENT_2_SOCO | ENT | SOCO | Internal | Summer | B9 | 800 | 2000 | 0 | 66.41 | 66.11 | 8 | 0
2020 | ENT_2_SOCO | ENT | SOCO | Internal | Summer | B10 | 1262 | 2000 | 0 | 63.75 | 66.11 | 8 | 0
2020 | ENT_2_SOCO | ENT | SOCO | Internal | Winter | B16 | 25 | 2000 | 2000 | 77.57 | 93.54 | 8 | 7.97
2020 | ENT_2_SOCO | ENT | SOCO | Internal | Winter | B17 | 100 | 2000 | 0 | 70.47 | 72.53 | 8 | 0
2020 | ENT_2_SOCO | ENT | SOCO | Internal | Winter | B18 | 400 | 2000 | 0 | 68.12 | 69.99 | 8 | 0
2020 | ENT_2_SOCO | ENT | SOCO | Internal | Winter | B19 | 700 | 2000 | 0 | 68.12 | 69.99 | 8 | 0
2020 | ENT_2_SOCO | ENT | SOCO | Internal | Winter | B20 | 935 | 2000 | 0 | 67.52 | 69.99 | 8 | 0
2020 | ENT_2_SPP_N | ENT | SPP_N | Internal | Shoulder | B11 | 25 | 1300 | 0 | 79.3 | 74.3 | 8 | 0
2020 | ENT_2_SPP_N | ENT | SPP_N | Internal | Shoulder | B12 | 200 | 1300 | 0 | 67.77 | 64.38 | 8 | 0
2020 | ENT_2_SPP_N | ENT | SPP_N | Internal | Shoulder | B13 | 600 | 1300 | 0 | 65.89 | 60.89 | 8 | 0
2020 | ENT_2_SPP_N | ENT | SPP_N | Internal | Shoulder | B14 | 900 | 1300 | 0 | 65.51 | 59.21 | 8 | 0
2020 | ENT_2_SPP_N | ENT | SPP_N | Internal | Shoulder | B15 | 1203 | 1300 | 0 | 65.51 | 57 | 8 | 0
2020 | ENT_2_SPP_N | ENT | SPP_N | Internal | Summer | B1 | 10 | 1300 | 0 | 105.28 | 100.28 | 8 | 0
2020 | ENT_2_SPP_N | ENT | SPP_N | Internal | Summer | B2 | 25 | 1300 | 0 | 101.92 | 100.28 | 8 | 0
2020 | ENT_2_SPP_N | ENT | SPP_N | Internal | Summer | B3 | 75 | 1300 | 0 | 101.92 | 103.85 | 8 | 0
2020 | ENT_2_SPP_N | ENT | SPP_N | Internal | Summer | B4 | 100 | 1300 | 0 | 101.92 | 100.28 | 8 | 0
2020 | ENT_2_SPP_N | ENT | SPP_N | Internal | Summer | B5 | 200 | 1300 | 0 | 94.84 | 96.89 | 8 | 0
2020 | ENT_2_SPP_N | ENT | SPP_N | Internal | Summer | B6 | 300 | 1300 | 0 | 77.03 | 72.14 | 8 | 0
2020 | ENT_2_SPP_N | ENT | SPP_N | Internal | Summer | B7 | 400 | 1300 | 0 | 66.9 | 65.47 | 8 | 0
2020 | ENT_2_SPP_N | ENT | SPP_N | Internal | Summer | B8 | 500 | 1300 | 0 | 66.9 | 63.94 | 8 | 0
2020 | ENT_2_SPP_N | ENT | SPP_N | Internal | Summer | B9 | 800 | 1300 | 0 | 66.41 | 62.71 | 8 | 0
2020 | ENT_2_SPP_N | ENT | SPP_N | Internal | Summer | B10 | 1262 | 1300 | 0 | 63.75 | 58.73 | 8 | 0
2020 | ENT_2_SPP_N | ENT | SPP_N | Internal | Winter | B16 | 25 | 1300 | 0 | 77.57 | 72.57 | 8 | 0
2020 | ENT_2_SPP_N | ENT | SPP_N | Internal | Winter | B17 | 100 | 1300 | 0 | 70.47 | 65.47 | 8 | 0
2020 | ENT_2_SPP_N | ENT | SPP_N | Internal | Winter | B18 | 400 | 1300 | 0 | 68.12 | 63.08 | 8 | 0
2020 | ENT_2_SPP_N | ENT | SPP_N | Internal | Winter | B19 | 700 | 1300 | 0 | 68.12 | 62.4 | 8 | 0
2020 | ENT_2_SPP_N | ENT | SPP_N | Internal | Winter | B20 | 935 | 1300 | 0 | 67.52 | 59.33 | 8 | 0
2020 | ENT_2_SPP_S | ENT | SPP_S | Internal | Shoulder | B11 | 25 | 1300 | 0 | 79.3 | 68.53 | 8 | 0
2020 | ENT_2_SPP_S | ENT | SPP_S | Internal | Shoulder | B12 | 200 | 1300 | 0 | 67.77 | 64.39 | 8 | 0
2020 | ENT_2_SPP_S | ENT | SPP_S | Internal | Shoulder | B13 | 600 | 1300 | 0 | 65.89 | 60.9 | 8 | 0
2020 | ENT_2_SPP_S | ENT | SPP_S | Internal | Shoulder | B14 | 900 | 1300 | 0 | 65.51 | 56.99 | 8 | 0
2020 | ENT_2_SPP_S | ENT | SPP_S | Internal | Shoulder | B15 | 1203 | 1300 | 0 | 65.51 | 56.99 | 8 | 0
2020 | ENT_2_SPP_S | ENT | SPP_S | Internal | Summer | B1 | 10 | 1300 | 0 | 105.28 | 64.09 | 8 | 0
2020 | ENT_2_SPP_S | ENT | SPP_S | Internal | Summer | B2 | 25 | 1300 | 0 | 101.92 | 92.88 | 8 | 0
2020 | ENT_2_SPP_S | ENT | SPP_S | Internal | Summer | B3 | 75 | 1300 | 0 | 101.92 | 92.88 | 8 | 0
2020 | ENT_2_SPP_S | ENT | SPP_S | Internal | Summer | B4 | 100 | 1300 | 0 | 101.92 | 92.88 | 8 | 0
2020 | ENT_2_SPP_S | ENT | SPP_S | Internal | Summer | B5 | 200 | 1300 | 0 | 94.84 | 89.24 | 8 | 0
2020 | ENT_2_SPP_S | ENT | SPP_S | Internal | Summer | B6 | 300 | 1300 | 0 | 77.03 | 72.03 | 8 | 0
2020 | ENT_2_SPP_S | ENT | SPP_S | Internal | Summer | B7 | 400 | 1300 | 0 | 66.9 | 65.48 | 8 | 0
2020 | ENT_2_SPP_S | ENT | SPP_S | Internal | Summer | B8 | 500 | 1300 | 0 | 66.9 | 63.95 | 8 | 0
2020 | ENT_2_SPP_S | ENT | SPP_S | Internal | Summer | B9 | 800 | 1300 | 0 | 66.41 | 62.72 | 8 | 0
2020 | ENT_2_SPP_S | ENT | SPP_S | Internal | Summer | B10 | 1262 | 1300 | 0 | 63.75 | 58.75 | 8 | 0
2020 | ENT_2_SPP_S | ENT | SPP_S | Internal | Winter | B16 | 25 | 1300 | 0 | 77.57 | 68.1 | 8 | 0
2020 | ENT_2_SPP_S | ENT | SPP_S | Internal | Winter | B17 | 100 | 1300 | 0 | 70.47 | 63.84 | 8 | 0
2020 | ENT_2_SPP_S | ENT | SPP_S | Internal | Winter | B18 | 400 | 1300 | 0 | 68.12 | 63.07 | 8 | 0
2020 | ENT_2_SPP_S | ENT | SPP_S | Internal | Winter | B19 | 700 | 1300 | 0 | 68.12 | 62.39 | 8 | 0
2020 | ENT_2_SPP_S | ENT | SPP_S | Internal | Winter | B20 | 935 | 1300 | 0 | 67.52 | 59.33 | 8 | 0
2020 | ENT_2_TVA_Transmission | ENT | TVA_Transmission | Internal | Shoulder | B11 | 25 | 2100 | 0 | 79.3 | 84.53 | 8 | 0
2020 | ENT_2_TVA_Transmission | ENT | TVA_Transmission | Internal | Shoulder | B12 | 200 | 2100 | 0 | 67.77 | 72.07 | 8 | 0
2020 | ENT_2_TVA_Transmission | ENT | TVA_Transmission | Internal | Shoulder | B13 | 600 | 2100 | 0 | 65.89 | 69.15 | 8 | 0
2020 | ENT_2_TVA_Transmission | ENT | TVA_Transmission | Internal | Shoulder | B14 | 900 | 2100 | 0 | 65.51 | 68.09 | 8 | 0
2020 | ENT_2_TVA_Transmission | ENT | TVA_Transmission | Internal | Shoulder | B15 | 1203 | 2100 | 0 | 65.51 | 65.69 | 8 | 0
2020 | ENT_2_TVA_Transmission | ENT | TVA_Transmission | Internal | Summer | B1 | 10 | 2100 | 330.3 | 105.28 | 113.28 | 8 | 0
2020 | ENT_2_TVA_Transmission | ENT | TVA_Transmission | Internal | Summer | B2 | 25 | 2100 | 0 | 101.92 | 109.34 | 8 | 0
2020 | ENT_2_TVA_Transmission | ENT | TVA_Transmission | Internal | Summer | B3 | 75 | 2100 | 0 | 101.92 | 107.15 | 8 | 0
2020 | ENT_2_TVA_Transmission | ENT | TVA_Transmission | Internal | Summer | B4 | 100 | 2100 | 0 | 101.92 | 101.28 | 8 | 0
2020 | ENT_2_TVA_Transmission | ENT | TVA_Transmission | Internal | Summer | B5 | 200 | 2100 | 0 | 94.84 | 94.83 | 8 | 0
2020 | ENT_2_TVA_Transmission | ENT | TVA_Transmission | Internal | Summer | B6 | 300 | 2100 | 0 | 77.03 | 80.75 | 8 | 0
2020 | ENT_2_TVA_Transmission | ENT | TVA_Transmission | Internal | Summer | B7 | 400 | 2100 | 0 | 66.9 | 71.37 | 8 | 0
2020 | ENT_2_TVA_Transmission | ENT | TVA_Transmission | Internal | Summer | B8 | 500 | 2100 | 0 | 66.9 | 67.51 | 8 | 0
2020 | ENT_2_TVA_Transmission | ENT | TVA_Transmission | Internal | Summer | B9 | 800 | 2100 | 0 | 66.41 | 66.08 | 8 | 0
2020 | ENT_2_TVA_Transmission | ENT | TVA_Transmission | Internal | Summer | B10 | 1262 | 2100 | 0 | 63.75 | 61.13 | 8 | 0
2020 | ENT_2_TVA_Transmission | ENT | TVA_Transmission | Internal | Winter | B16 | 25 | 2100 | 15.93 | 77.57 | 85.57 | 8 | 0
2020 | ENT_2_TVA_Transmission | ENT | TVA_Transmission | Internal | Winter | B17 | 100 | 2100 | 0 | 70.47 | 75.6 | 8 | 0
2020 | ENT_2_TVA_Transmission | ENT | TVA_Transmission | Internal | Winter | B18 | 400 | 2100 | 0 | 68.12 | 72.14 | 8 | 0
2020 | ENT_2_TVA_Transmission | ENT | TVA_Transmission | Internal | Winter | B19 | 700 | 2100 | 0 | 68.12 | 70.57 | 8 | 0
2020 | ENT_2_TVA_Transmission | ENT | TVA_Transmission | Internal | Winter | B20 | 935 | 2100 | 0 | 67.52 | 67.46 | 8 | 0
2020 | FRCC_2_SOCO | FRCC | SOCO | Internal | Shoulder | B11 | 25 | 900 | 0 | 110.36 | 93.53 | 8 | 0
2020 | FRCC_2_SOCO | FRCC | SOCO | Internal | Shoulder | B12 | 200 | 900 | 0 | 75.45 | 69.83 | 8 | 0
2020 | FRCC_2_SOCO | FRCC | SOCO | Internal | Shoulder | B13 | 600 | 900 | 0 | 73.67 | 67.38 | 8 | 0
2020 | FRCC_2_SOCO | FRCC | SOCO | Internal | Shoulder | B14 | 900 | 900 | 0 | 72.31 | 67.38 | 8 | 0
2020 | FRCC_2_SOCO | FRCC | SOCO | Internal | Shoulder | B15 | 1203 | 900 | 0 | 72.31 | 67.38 | 8 | 0
2020 | FRCC_2_SOCO | FRCC | SOCO | Internal | Summer | B1 | 10 | 900 | 0 | 122.12 | 112.12 | 8 | 0
2020 | FRCC_2_SOCO | FRCC | SOCO | Internal | Summer | B2 | 25 | 900 | 0 | 116.56 | 109.92 | 8 | 0
2020 | FRCC_2_SOCO | FRCC | SOCO | Internal | Summer | B3 | 75 | 900 | 0 | 116.56 | 109.92 | 8 | 0
2020 | FRCC_2_SOCO | FRCC | SOCO | Internal | Summer | B4 | 100 | 900 | 0 | 116.56 | 109.92 | 8 | 0
2020 | FRCC_2_SOCO | FRCC | SOCO | Internal | Summer | B5 | 200 | 900 | 0 | 113.83 | 103.83 | 8 | 0
2020 | FRCC_2_SOCO | FRCC | SOCO | Internal | Summer | B6 | 300 | 900 | 0 | 99.34 | 89.34 | 8 | 0
2020 | FRCC_2_SOCO | FRCC | SOCO | Internal | Summer | B7 | 400 | 900 | 0 | 85.21 | 79.86 | 8 | 0
2020 | FRCC_2_SOCO | FRCC | SOCO | Internal | Summer | B8 | 500 | 900 | 0 | 74.69 | 74.69 | 8 | 0
2020 | FRCC_2_SOCO | FRCC | SOCO | Internal | Summer | B9 | 800 | 900 | 0 | 71.57 | 66.11 | 8 | 0
2020 | FRCC_2_SOCO | FRCC | SOCO | Internal | Summer | B10 | 1262 | 900 | 0 | 71.57 | 66.11 | 8 | 0
2020 | FRCC_2_SOCO | FRCC | SOCO | Internal | Winter | B16 | 25 | 900 | 0 | 103.54 | 93.54 | 8 | 0
2020 | FRCC_2_SOCO | FRCC | SOCO | Internal | Winter | B17 | 100 | 900 | 0 | 77.79 | 72.53 | 8 | 0
2020 | FRCC_2_SOCO | FRCC | SOCO | Internal | Winter | B18 | 400 | 900 | 0 | 74.54 | 69.99 | 8 | 0
2020 | FRCC_2_SOCO | FRCC | SOCO | Internal | Winter | B19 | 700 | 900 | 0 | 74.54 | 69.99 | 8 | 0
2020 | FRCC_2_SOCO | FRCC | SOCO | Internal | Winter | B20 | 935 | 900 | 0 | 74.54 | 69.99 | 8 | 0
2020 | HQ_NEISO_2_NEISO | HQ_NEISO | NEISO | Internal | Shoulder | B11 | 25 | 99999 | 2920 | 61.5 | 61.51 | 0.01 | 0
2020 | HQ_NEISO_2_NEISO | HQ_NEISO | NEISO | Internal | Shoulder | B12 | 200 | 99999 | 2920 | 61.04 | 61.05 | 0.01 | 0
2020 | HQ_NEISO_2_NEISO | HQ_NEISO | NEISO | Internal | Shoulder | B13 | 600 | 99999 | 2920 | 61.04 | 61.05 | 0.01 | 0
2020 | HQ_NEISO_2_NEISO | HQ_NEISO | NEISO | Internal | Shoulder | B14 | 900 | 99999 | 2920 | 61.04 | 61.05 | 0.01 | 0
2020 | HQ_NEISO_2_NEISO | HQ_NEISO | NEISO | Internal | Shoulder | B15 | 1203 | 99999 | 1143.24 | 61.04 | 61.05 | 0.01 | 0
2020 | HQ_NEISO_2_NEISO | HQ_NEISO | NEISO | Internal | Summer | B1 | 10 | 99999 | 2920.1 | 109.83 | 109.84 | 0.01 | 0
2020 | HQ_NEISO_2_NEISO | HQ_NEISO | NEISO | Internal | Summer | B2 | 25 | 99999 | 2920.1 | 94.38 | 94.39 | 0.01 | 0
2020 | HQ_NEISO_2_NEISO | HQ_NEISO | NEISO | Internal | Summer | B3 | 75 | 99999 | 2920 | 80.54 | 80.55 | 0.01 | 0
2020 | HQ_NEISO_2_NEISO | HQ_NEISO | NEISO | Internal | Summer | B4 | 100 | 99999 | 2920 | 79.41 | 79.42 | 0.01 | 0
2020 | HQ_NEISO_2_NEISO | HQ_NEISO | NEISO | Internal | Summer | B5 | 200 | 99999 | 2920 | 58.62 | 58.63 | 0.01 | 0
2020 | HQ_NEISO_2_NEISO | HQ_NEISO | NEISO | Internal | Summer | B6 | 300 | 99999 | 2920 | 58.62 | 58.63 | 0.01 | 0
2020 | HQ_NEISO_2_NEISO | HQ_NEISO | NEISO | Internal | Summer | B7 | 400 | 99999 | 2920 | 58.62 | 58.63 | 0.01 | 0
2020 | HQ_NEISO_2_NEISO | HQ_NEISO | NEISO | Internal | Summer | B8 | 500 | 99999 | 2920 | 58.62 | 58.63 | 0.01 | 0
2020 | HQ_NEISO_2_NEISO | HQ_NEISO | NEISO | Internal | Summer | B9 | 800 | 99999 | 2920 | 58.62 | 58.63 | 0.01 | 0
2020 | HQ_NEISO_2_NEISO | HQ_NEISO | NEISO | Internal | Summer | B10 | 1262 | 99999 | 795.94 | 58.62 | 58.63 | 0.01 | 0
2020 | HQ_NEISO_2_NEISO | HQ_NEISO | NEISO | Internal | Winter | B16 | 25 | 99999 | 2920 | 70.43 | 70.44 | 0.01 | 0
2020 | HQ_NEISO_2_NEISO | HQ_NEISO | NEISO | Internal | Winter | B17 | 100 | 99999 | 2920 | 70.43 | 70.44 | 0.01 | 0
2020 | HQ_NEISO_2_NEISO | HQ_NEISO | NEISO | Internal | Winter | B18 | 400 | 99999 | 2920 | 69.41 | 69.42 | 0.01 | 0
2020 | HQ_NEISO_2_NEISO | HQ_NEISO | NEISO | Internal | Winter | B19 | 700 | 99999 | 2920 | 69.41 | 69.42 | 0.01 | 0
2020 | HQ_NEISO_2_NEISO | HQ_NEISO | NEISO | Internal | Winter | B20 | 935 | 99999 | 1233.58 | 69.41 | 69.42 | 0.01 | 0
2020 | HQ_NY_2_NYISO_A-F | HQ_NY | NYISO_A-F | Internal | Shoulder | B11 | 25 | 99999 | 1000 | 65.62 | 65.63 | 0.01 | 0
2020 | HQ_NY_2_NYISO_A-F | HQ_NY | NYISO_A-F | Internal | Shoulder | B12 | 200 | 99999 | 1000 | 64.01 | 64.03 | 0.01 | 0
2020 | HQ_NY_2_NYISO_A-F | HQ_NY | NYISO_A-F | Internal | Shoulder | B13 | 600 | 99999 | 1000 | 64.01 | 64.03 | 0.01 | 0
2020 | HQ_NY_2_NYISO_A-F | HQ_NY | NYISO_A-F | Internal | Shoulder | B14 | 900 | 99999 | 1000 | 62.61 | 62.62 | 0.01 | 0
2020 | HQ_NY_2_NYISO_A-F | HQ_NY | NYISO_A-F | Internal | Shoulder | B15 | 1203 | 99999 | 188.69 | 62.61 | 62.62 | 0.01 | 0
2020 | HQ_NY_2_NYISO_A-F | HQ_NY | NYISO_A-F | Internal | Summer | B1 | 10 | 99999 | 1000.1 | 96.86 | 96.87 | 0.01 | 0
2020 | HQ_NY_2_NYISO_A-F | HQ_NY | NYISO_A-F | Internal | Summer | B2 | 25 | 99999 | 1000.1 | 93.89 | 93.9 | 0.01 | 0
2020 | HQ_NY_2_NYISO_A-F | HQ_NY | NYISO_A-F | Internal | Summer | B3 | 75 | 99999 | 1000 | 82.41 | 82.42 | 0.01 | 0
2020 | HQ_NY_2_NYISO_A-F | HQ_NY | NYISO_A-F | Internal | Summer | B4 | 100 | 99999 | 1000 | 82.41 | 82.42 | 0.01 | 0
2020 | HQ_NY_2_NYISO_A-F | HQ_NY | NYISO_A-F | Internal | Summer | B5 | 200 | 99999 | 1000 | 74.77 | 74.79 | 0.01 | 0
2020 | HQ_NY_2_NYISO_A-F | HQ_NY | NYISO_A-F | Internal | Summer | B6 | 300 | 99999 | 1000 | 67.86 | 67.87 | 0.01 | 0
2020 | HQ_NY_2_NYISO_A-F | HQ_NY | NYISO_A-F | Internal | Summer | B7 | 400 | 99999 | 1000 | 61.62 | 61.63 | 0.01 | 0
2020 | HQ_NY_2_NYISO_A-F | HQ_NY | NYISO_A-F | Internal | Summer | B8 | 500 | 99999 | 1000 | 61.6 | 61.61 | 0.01 | 0
2020 | HQ_NY_2_NYISO_A-F | HQ_NY | NYISO_A-F | Internal | Summer | B9 | 800 | 99999 | 1000 | 60.02 | 60.03 | 0.01 | 0
2020 | HQ_NY_2_NYISO_A-F | HQ_NY | NYISO_A-F | Internal | Summer | B10 | 1262 | 99999 | 30.11 | 60.02 | 60.03 | 0.01 | 0
2020 | HQ_NY_2_NYISO_A-F | HQ_NY | NYISO_A-F | Internal | Winter | B16 | 25 | 99999 | 1000 | 72.95 | 72.97 | 0.01 | 0
2020 | HQ_NY_2_NYISO_A-F | HQ_NY | NYISO_A-F | Internal | Winter | B17 | 100 | 99999 | 1000 | 69.69 | 69.7 | 0.01 | 0
2020 | HQ_NY_2_NYISO_A-F | HQ_NY | NYISO_A-F | Internal | Winter | B18 | 400 | 99999 | 1000 | 66.41 | 66.42 | 0.01 | 0
2020 | HQ_NY_2_NYISO_A-F | HQ_NY | NYISO_A-F | Internal | Winter | B19 | 700 | 99999 | 1000 | 66.41 | 66.42 | 0.01 | 0
2020 | HQ_NY_2_NYISO_A-F | HQ_NY | NYISO_A-F | Internal | Winter | B20 | 935 | 99999 | 229.95 | 66.41 | 66.42 | 0.01 | 0
2020 | HQ_IESO_2_IESO | HQ_IESO | IESO | Internal | Shoulder | B11 | 25 | 99999 | 400 | 13.91 | 13.92 | 0.01 | 0
2020 | HQ_IESO_2_IESO | HQ_IESO | IESO | Internal | Shoulder | B12 | 200 | 99999 | 400 | 13.91 | 13.92 | 0.01 | 0
2020 | HQ_IESO_2_IESO | HQ_IESO | IESO | Internal | Shoulder | B13 | 600 | 99999 | 400 | 13.91 | 13.92 | 0.01 | 0
2020 | HQ_IESO_2_IESO | HQ_IESO | IESO | Internal | Shoulder | B14 | 900 | 99999 | 400 | 13.91 | 13.92 | 0.01 | 0
2020 | HQ_IESO_2_IESO | HQ_IESO | IESO | Internal | Shoulder | B15 | 1203 | 99999 | 75.48 | 13.91 | 13.92 | 0.01 | 0
2020 | HQ_IESO_2_IESO | HQ_IESO | IESO | Internal | Summer | B1 | 10 | 99999 | 400.1 | 89.86 | 89.87 | 0.01 | 0
2020 | HQ_IESO_2_IESO | HQ_IESO | IESO | Internal | Summer | B2 | 25 | 99999 | 400.1 | 86.89 | 86.9 | 0.01 | 0
2020 | HQ_IESO_2_IESO | HQ_IESO | IESO | Internal | Summer | B3 | 75 | 99999 | 400 | 71.53 | 71.54 | 0.01 | 0
2020 | HQ_IESO_2_IESO | HQ_IESO | IESO | Internal | Summer | B4 | 100 | 99999 | 400 | 47.03 | 47.04 | 0.01 | 0
2020 | HQ_IESO_2_IESO | HQ_IESO | IESO | Internal | Summer | B5 | 200 | 99999 | 400 | 10.96 | 10.97 | 0.01 | 0
2020 | HQ_IESO_2_IESO | HQ_IESO | IESO | Internal | Summer | B6 | 300 | 99999 | 400 | 10.96 | 10.97 | 0.01 | 0
2020 | HQ_IESO_2_IESO | HQ_IESO | IESO | Internal | Summer | B7 | 400 | 99999 | 400 | 10.96 | 10.97 | 0.01 | 0
2020 | HQ_IESO_2_IESO | HQ_IESO | IESO | Internal | Summer | B8 | 500 | 99999 | 400 | 10.96 | 10.97 | 0.01 | 0
2020 | HQ_IESO_2_IESO | HQ_IESO | IESO | Internal | Summer | B9 | 800 | 99999 | 400 | 10.96 | 10.97 | 0.01 | 0
2020 | HQ_IESO_2_IESO | HQ_IESO | IESO | Internal | Summer | B10 | 1262 | 99999 | 12.04 | 10.96 | 10.97 | 0.01 | 0
2020 | HQ_IESO_2_IESO | HQ_IESO | IESO | Internal | Winter | B16 | 25 | 99999 | 400 | 49.7 | 49.72 | 0.01 | 0
2020 | HQ_IESO_2_IESO | HQ_IESO | IESO | Internal | Winter | B17 | 100 | 99999 | 400 | 49.7 | 49.72 | 0.01 | 0
2020 | HQ_IESO_2_IESO | HQ_IESO | IESO | Internal | Winter | B18 | 400 | 99999 | 400 | 49.7 | 49.72 | 0.01 | 0
2020 | HQ_IESO_2_IESO | HQ_IESO | IESO | Internal | Winter | B19 | 700 | 99999 | 400 | 49.7 | 49.72 | 0.01 | 0
2020 | HQ_IESO_2_IESO | HQ_IESO | IESO | Internal | Winter | B20 | 935 | 99999 | 91.98 | 49.7 | 49.72 | 0.01 | 0
2020 | IESO_2_MAPP_CA | IESO | MAPP_CA | Internal | Shoulder | B11 | 25 | 262 | 262 | 13.92 | 79.15 | 7 | 58.23
2020 | IESO_2_MAPP_CA | IESO | MAPP_CA | Internal | Shoulder | B12 | 200 | 262 | 262 | 13.92 | 69.37 | 7 | 48.45
2020 | IESO_2_MAPP_CA | IESO | MAPP_CA | Internal | Shoulder | B13 | 600 | 262 | 262 | 13.92 | 65.08 | 7 | 44.16
2020 | IESO_2_MAPP_CA | IESO | MAPP_CA | Internal | Shoulder | B14 | 900 | 262 | 262 | 13.92 | 64.21 | 7 | 43.29
2020 | IESO_2_MAPP_CA | IESO | MAPP_CA | Internal | Shoulder | B15 | 1203 | 262 | 262 | 13.92 | 64.21 | 7 | 43.29
2020 | IESO_2_MAPP_CA | IESO | MAPP_CA | Internal | Summer | B1 | 10 | 262 | 0 | 89.87 | 91.87 | 7 | 0
2020 | IESO_2_MAPP_CA | IESO | MAPP_CA | Internal | Summer | B2 | 25 | 262 | 0 | 86.9 | 92.11 | 7 | 0
2020 | IESO_2_MAPP_CA | IESO | MAPP_CA | Internal | Summer | B3 | 75 | 262 | 262 | 71.54 | 89.86 | 7 | 11.32
2020 | IESO_2_MAPP_CA | IESO | MAPP_CA | Internal | Summer | B4 | 100 | 262 | 262 | 47.04 | 89.86 | 7 | 35.82
2020 | IESO_2_MAPP_CA | IESO | MAPP_CA | Internal | Summer | B5 | 200 | 262 | 262 | 10.97 | 89.86 | 7 | 71.89
2020 | IESO_2_MAPP_CA | IESO | MAPP_CA | Internal | Summer | B6 | 300 | 262 | 262 | 10.97 | 77.87 | 7 | 59.9
2020 | IESO_2_MAPP_CA | IESO | MAPP_CA | Internal | Summer | B7 | 400 | 262 | 262 | 10.97 | 68.1 | 7 | 50.13
2020 | IESO_2_MAPP_CA | IESO | MAPP_CA | Internal | Summer | B8 | 500 | 262 | 262 | 10.97 | 63.02 | 7 | 45.05
2020 | IESO_2_MAPP_CA | IESO | MAPP_CA | Internal | Summer | B9 | 800 | 262 | 262 | 10.97 | 62.68 | 7 | 44.71
2020 | IESO_2_MAPP_CA | IESO | MAPP_CA | Internal | Summer | B10 | 1262 | 262 | 262 | 10.97 | 62.68 | 7 | 44.71
2020 | IESO_2_MAPP_CA | IESO | MAPP_CA | Internal | Winter | B16 | 25 | 262 | 262 | 49.72 | 79.09 | 7 | 22.38
2020 | IESO_2_MAPP_CA | IESO | MAPP_CA | Internal | Winter | B17 | 100 | 262 | 262 | 49.72 | 70.46 | 7 | 13.75
2020 | IESO_2_MAPP_CA | IESO | MAPP_CA | Internal | Winter | B18 | 400 | 262 | 262 | 49.72 | 68.07 | 7 | 11.35
2020 | IESO_2_MAPP_CA | IESO | MAPP_CA | Internal | Winter | B19 | 700 | 262 | 262 | 49.72 | 67.4 | 7 | 10.68
2020 | IESO_2_MAPP_CA | IESO | MAPP_CA | Internal | Winter | B20 | 935 | 262 | 262 | 49.72 | 67.4 | 7 | 10.68
2020 | IESO_2_MISO_MI | IESO | MISO_MI | Internal | Shoulder | B11 | 25 | 1840 | 1840 | 13.92 | 75.21 | 7 | 54.29
2020 | IESO_2_MISO_MI | IESO | MISO_MI | Internal | Shoulder | B12 | 200 | 1840 | 1840 | 13.92 | 69.37 | 7 | 48.45
2020 | IESO_2_MISO_MI | IESO | MISO_MI | Internal | Shoulder | B13 | 600 | 1840 | 1840 | 13.92 | 65.08 | 7 | 44.16
2020 | IESO_2_MISO_MI | IESO | MISO_MI | Internal | Shoulder | B14 | 900 | 1840 | 1840 | 13.92 | 62.27 | 7 | 41.34
2020 | IESO_2_MISO_MI | IESO | MISO_MI | Internal | Shoulder | B15 | 1203 | 1840 | 1840 | 13.92 | 54.63 | 7 | 33.71
2020 | IESO_2_MISO_MI | IESO | MISO_MI | Internal | Summer | B1 | 10 | 1840 | 1840 | 89.87 | 104.82 | 7 | 7.95
2020 | IESO_2_MISO_MI | IESO | MISO_MI | Internal | Summer | B2 | 25 | 1840 | 1840 | 86.9 | 101.34 | 7 | 7.44
2020 | IESO_2_MISO_MI | IESO | MISO_MI | Internal | Summer | B3 | 75 | 1840 | 1840 | 71.54 | 99.16 | 7 | 20.62
2020 | IESO_2_MISO_MI | IESO | MISO_MI | Internal | Summer | B4 | 100 | 1840 | 1840 | 47.04 | 85.29 | 7 | 31.25
2020 | IESO_2_MISO_MI | IESO | MISO_MI | Internal | Summer | B5 | 200 | 1840 | 1840 | 10.97 | 78.84 | 7 | 60.87
2020 | IESO_2_MISO_MI | IESO | MISO_MI | Internal | Summer | B6 | 300 | 1840 | 1840 | 10.97 | 65.36 | 7 | 47.39
2020 | IESO_2_MISO_MI | IESO | MISO_MI | Internal | Summer | B7 | 400 | 1840 | 1840 | 10.97 | 61.24 | 7 | 43.27
2020 | IESO_2_MISO_MI | IESO | MISO_MI | Internal | Summer | B8 | 500 | 1840 | 1840 | 10.97 | 60.83 | 7 | 42.86
2020 | IESO_2_MISO_MI | IESO | MISO_MI | Internal | Summer | B9 | 800 | 1840 | 1840 | 10.97 | 59.01 | 7 | 41.04
2020 | IESO_2_MISO_MI | IESO | MISO_MI | Internal | Summer | B10 | 1262 | 1840 | 1840 | 10.97 | 53.5 | 7 | 35.53
2020 | IESO_2_MISO_MI | IESO | MISO_MI | Internal | Winter | B16 | 25 | 1840 | 1840 | 49.72 | 79.12 | 7 | 22.4
2020 | IESO_2_MISO_MI | IESO | MISO_MI | Internal | Winter | B17 | 100 | 1840 | 1840 | 49.72 | 70.49 | 7 | 13.77
2020 | IESO_2_MISO_MI | IESO | MISO_MI | Internal | Winter | B18 | 400 | 1840 | 1840 | 49.72 | 68.08 | 7 | 11.36
2020 | IESO_2_MISO_MI | IESO | MISO_MI | Internal | Winter | B19 | 700 | 1840 | 1840 | 49.72 | 65.03 | 7 | 8.31
2020 | IESO_2_MISO_MI | IESO | MISO_MI | Internal | Winter | B20 | 935 | 1840 | 1435.87 | 49.72 | 56.72 | 7 | 0
2020 | IESO_2_MISO_W | IESO | MISO_W | Internal | Shoulder | B11 | 25 | 140 | 140 | 13.92 | 79.31 | 7 | 58.39
2020 | IESO_2_MISO_W | IESO | MISO_W | Internal | Shoulder | B12 | 200 | 140 | 140 | 13.92 | 69.38 | 7 | 48.46
2020 | IESO_2_MISO_W | IESO | MISO_W | Internal | Shoulder | B13 | 600 | 140 | 140 | 13.92 | 65.09 | 7 | 44.17
2020 | IESO_2_MISO_W | IESO | MISO_W | Internal | Shoulder | B14 | 900 | 140 | 140 | 13.92 | 64.22 | 7 | 43.3
2020 | IESO_2_MISO_W | IESO | MISO_W | Internal | Shoulder | B15 | 1203 | 140 | 140 | 13.92 | 63.05 | 7 | 42.13
2020 | IESO_2_MISO_W | IESO | MISO_W | Internal | Summer | B1 | 10 | 140 | 140 | 89.87 | 105.87 | 7 | 9
2020 | IESO_2_MISO_W | IESO | MISO_W | Internal | Summer | B2 | 25 | 140 | 140 | 86.9 | 105.11 | 7 | 11.21
2020 | IESO_2_MISO_W | IESO | MISO_W | Internal | Summer | B3 | 75 | 140 | 140 | 71.54 | 103.86 | 7 | 25.32
2020 | IESO_2_MISO_W | IESO | MISO_W | Internal | Summer | B4 | 100 | 140 | 140 | 47.04 | 102.35 | 7 | 48.31
2020 | IESO_2_MISO_W | IESO | MISO_W | Internal | Summer | B5 | 200 | 140 | 140 | 10.97 | 101.89 | 7 | 83.92
2020 | IESO_2_MISO_W | IESO | MISO_W | Internal | Summer | B6 | 300 | 140 | 140 | 10.97 | 77.88 | 7 | 59.91
2020 | IESO_2_MISO_W | IESO | MISO_W | Internal | Summer | B7 | 400 | 140 | 140 | 10.97 | 68.11 | 7 | 50.14
2020 | IESO_2_MISO_W | IESO | MISO_W | Internal | Summer | B8 | 500 | 140 | 140 | 10.97 | 63.03 | 7 | 45.06
2020 | IESO_2_MISO_W | IESO | MISO_W | Internal | Summer | B9 | 800 | 140 | 140 | 10.97 | 62.7 | 7 | 44.73
2020 | IESO_2_MISO_W | IESO | MISO_W | Internal | Summer | B10 | 1262 | 140 | 140 | 10.97 | 62.67 | 7 | 44.7
2020 | IESO_2_MISO_W | IESO | MISO_W | Internal | Winter | B16 | 25 | 140 | 140 | 49.72 | 79.11 | 7 | 22.39
2020 | IESO_2_MISO_W | IESO | MISO_W | Internal | Winter | B17 | 100 | 140 | 140 | 49.72 | 70.47 | 7 | 13.76
2020 | IESO_2_MISO_W | IESO | MISO_W | Internal | Winter | B18 | 400 | 140 | 140 | 49.72 | 68.08 | 7 | 11.36
2020 | IESO_2_MISO_W | IESO | MISO_W | Internal | Winter | B19 | 700 | 140 | 140 | 49.72 | 67.41 | 7 | 10.69
2020 | IESO_2_MISO_W | IESO | MISO_W | Internal | Winter | B20 | 935 | 140 | 140 | 49.72 | 64.32 | 7 | 7.6
2020 | IESO_2_NYISO_A-F | IESO | NYISO_A-F | Internal | Shoulder | B11 | 25 | 1725 | 1725 | 13.92 | 65.63 | 7 | 44.71
2020 | IESO_2_NYISO_A-F | IESO | NYISO_A-F | Internal | Shoulder | B12 | 200 | 1725 | 1725 | 13.92 | 64.03 | 7 | 43.1
2020 | IESO_2_NYISO_A-F | IESO | NYISO_A-F | Internal | Shoulder | B13 | 600 | 1725 | 1725 | 13.92 | 64.03 | 7 | 43.1
2020 | IESO_2_NYISO_A-F | IESO | NYISO_A-F | Internal | Shoulder | B14 | 900 | 1725 | 1725 | 13.92 | 62.62 | 7 | 41.7
2020 | IESO_2_NYISO_A-F | IESO | NYISO_A-F | Internal | Shoulder | B15 | 1203 | 1725 | 1725 | 13.92 | 62.62 | 7 | 41.7
2020 | IESO_2_NYISO_A-F | IESO | NYISO_A-F | Internal | Summer | B1 | 10 | 1725 | 1361.37 | 89.87 | 96.87 | 7 | 0
2020 | IESO_2_NYISO_A-F | IESO | NYISO_A-F | Internal | Summer | B2 | 25 | 1725 | 1248.49 | 86.9 | 93.9 | 7 | 0
2020 | IESO_2_NYISO_A-F | IESO | NYISO_A-F | Internal | Summer | B3 | 75 | 1725 | 1725 | 71.54 | 82.42 | 7 | 3.87
2020 | IESO_2_NYISO_A-F | IESO | NYISO_A-F | Internal | Summer | B4 | 100 | 1725 | 1725 | 47.04 | 82.42 | 7 | 28.38
2020 | IESO_2_NYISO_A-F | IESO | NYISO_A-F | Internal | Summer | B5 | 200 | 1725 | 1725 | 10.97 | 74.79 | 7 | 56.82
2020 | IESO_2_NYISO_A-F | IESO | NYISO_A-F | Internal | Summer | B6 | 300 | 1725 | 1725 | 10.97 | 67.87 | 7 | 49.9
2020 | IESO_2_NYISO_A-F | IESO | NYISO_A-F | Internal | Summer | B7 | 400 | 1725 | 1725 | 10.97 | 61.63 | 7 | 43.66
2020 | IESO_2_NYISO_A-F | IESO | NYISO_A-F | Internal | Summer | B8 | 500 | 1725 | 1725 | 10.97 | 61.61 | 7 | 43.64
2020 | IESO_2_NYISO_A-F | IESO | NYISO_A-F | Internal | Summer | B9 | 800 | 1725 | 1725 | 10.97 | 60.03 | 7 | 42.06
2020 | IESO_2_NYISO_A-F | IESO | NYISO_A-F | Internal | Summer | B10 | 1262 | 1725 | 1725 | 10.97 | 60.03 | 7 | 42.06
2020 | IESO_2_NYISO_A-F | IESO | NYISO_A-F | Internal | Winter | B16 | 25 | 1725 | 1725 | 49.72 | 72.97 | 7 | 16.25
2020 | IESO_2_NYISO_A-F | IESO | NYISO_A-F | Internal | Winter | B17 | 100 | 1725 | 1725 | 49.72 | 69.7 | 7 | 12.98
2020 | IESO_2_NYISO_A-F | IESO | NYISO_A-F | Internal | Winter | B18 | 400 | 1725 | 1725 | 49.72 | 66.42 | 7 | 9.7
2020 | IESO_2_NYISO_A-F | IESO | NYISO_A-F | Internal | Winter | B19 | 700 | 1725 | 1725 | 49.72 | 66.42 | 7 | 9.7
2020 | IESO_2_NYISO_A-F | IESO | NYISO_A-F | Internal | Winter | B20 | 935 | 1725 | 1725 | 49.72 | 66.42 | 7 | 9.7
2020 | MAPP_CA_2_IESO | MAPP_CA | IESO | Internal | Shoulder | B11 | 25 | 330 | 0 | 79.15 | 13.92 | 8 | 0
2020 | MAPP_CA_2_IESO | MAPP_CA | IESO | Internal | Shoulder | B12 | 200 | 330 | 0 | 69.37 | 13.92 | 8 | 0
2020 | MAPP_CA_2_IESO | MAPP_CA | IESO | Internal | Shoulder | B13 | 600 | 330 | 0 | 65.08 | 13.92 | 8 | 0
2020 | MAPP_CA_2_IESO | MAPP_CA | IESO | Internal | Shoulder | B14 | 900 | 330 | 0 | 64.21 | 13.92 | 8 | 0
2020 | MAPP_CA_2_IESO | MAPP_CA | IESO | Internal | Shoulder | B15 | 1203 | 330 | 0 | 64.21 | 13.92 | 8 | 0
2020 | MAPP_CA_2_IESO | MAPP_CA | IESO | Internal | Summer | B1 | 10 | 330 | 0 | 91.87 | 89.87 | 8 | 0
2020 | MAPP_CA_2_IESO | MAPP_CA | IESO | Internal | Summer | B2 | 25 | 330 | 0 | 92.11 | 86.9 | 8 | 0
2020 | MAPP_CA_2_IESO | MAPP_CA | IESO | Internal | Summer | B3 | 75 | 330 | 0 | 89.86 | 71.54 | 8 | 0
2020 | MAPP_CA_2_IESO | MAPP_CA | IESO | Internal | Summer | B4 | 100 | 330 | 0 | 89.86 | 47.04 | 8 | 0
2020 | MAPP_CA_2_IESO | MAPP_CA | IESO | Internal | Summer | B5 | 200 | 330 | 0 | 89.86 | 10.97 | 8 | 0
2020 | MAPP_CA_2_IESO | MAPP_CA | IESO | Internal | Summer | B6 | 300 | 330 | 0 | 77.87 | 10.97 | 8 | 0
2020 | MAPP_CA_2_IESO | MAPP_CA | IESO | Internal | Summer | B7 | 400 | 330 | 0 | 68.1 | 10.97 | 8 | 0
2020 | MAPP_CA_2_IESO | MAPP_CA | IESO | Internal | Summer | B8 | 500 | 330 | 0 | 63.02 | 10.97 | 8 | 0
2020 | MAPP_CA_2_IESO | MAPP_CA | IESO | Internal | Summer | B9 | 800 | 330 | 0 | 62.68 | 10.97 | 8 | 0
2020 | MAPP_CA_2_IESO | MAPP_CA | IESO | Internal | Summer | B10 | 1262 | 330 | 0 | 62.68 | 10.97 | 8 | 0
2020 | MAPP_CA_2_IESO | MAPP_CA | IESO | Internal | Winter | B16 | 25 | 330 | 0 | 79.09 | 49.72 | 8 | 0
2020 | MAPP_CA_2_IESO | MAPP_CA | IESO | Internal | Winter | B17 | 100 | 330 | 0 | 70.46 | 49.72 | 8 | 0
2020 | MAPP_CA_2_IESO | MAPP_CA | IESO | Internal | Winter | B18 | 400 | 330 | 0 | 68.07 | 49.72 | 8 | 0
2020 | MAPP_CA_2_IESO | MAPP_CA | IESO | Internal | Winter | B19 | 700 | 330 | 0 | 67.4 | 49.72 | 8 | 0
2020 | MAPP_CA_2_IESO | MAPP_CA | IESO | Internal | Winter | B20 | 935 | 330 | 0 | 67.4 | 49.72 | 8 | 0
2020 | MAPP_CA_2_MAPP_US | MAPP_CA | MAPP_US | Internal | Shoulder | B11 | 25 | 372 | 0 | 79.15 | 72.31 | 7 | 0
2020 | MAPP_CA_2_MAPP_US | MAPP_CA | MAPP_US | Internal | Shoulder | B12 | 200 | 372 | 0 | 69.37 | 62.38 | 7 | 0
2020 | MAPP_CA_2_MAPP_US | MAPP_CA | MAPP_US | Internal | Shoulder | B13 | 600 | 372 | 0 | 65.08 | 58.09 | 7 | 0
2020 | MAPP_CA_2_MAPP_US | MAPP_CA | MAPP_US | Internal | Shoulder | B14 | 900 | 372 | 0 | 64.21 | 57.22 | 7 | 0
2020 | MAPP_CA_2_MAPP_US | MAPP_CA | MAPP_US | Internal | Shoulder | B15 | 1203 | 372 | 0 | 64.21 | 56.05 | 7 | 0
2020 | MAPP_CA_2_MAPP_US | MAPP_CA | MAPP_US | Internal | Summer | B1 | 10 | 372 | 38.12 | 91.87 | 98.87 | 7 | 0
2020 | MAPP_CA_2_MAPP_US | MAPP_CA | MAPP_US | Internal | Summer | B2 | 25 | 372 | 0 | 92.11 | 98.11 | 7 | 0
2020 | MAPP_CA_2_MAPP_US | MAPP_CA | MAPP_US | Internal | Summer | B3 | 75 | 372 | 59.92 | 89.86 | 96.86 | 7 | 0
2020 | MAPP_CA_2_MAPP_US | MAPP_CA | MAPP_US | Internal | Summer | B4 | 100 | 372 | 0 | 89.86 | 95.35 | 7 | 0
2020 | MAPP_CA_2_MAPP_US | MAPP_CA | MAPP_US | Internal | Summer | B5 | 200 | 372 | 0 | 89.86 | 94.89 | 7 | 0
2020 | MAPP_CA_2_MAPP_US | MAPP_CA | MAPP_US | Internal | Summer | B6 | 300 | 372 | 0 | 77.87 | 70.88 | 7 | 0
2020 | MAPP_CA_2_MAPP_US | MAPP_CA | MAPP_US | Internal | Summer | B7 | 400 | 372 | 0 | 68.1 | 61.11 | 7 | 0
2020 | MAPP_CA_2_MAPP_US | MAPP_CA | MAPP_US | Internal | Summer | B8 | 500 | 372 | 0 | 63.02 | 56.58 | 7 | 0
2020 | MAPP_CA_2_MAPP_US | MAPP_CA | MAPP_US | Internal | Summer | B9 | 800 | 372 | 0 | 62.68 | 55.7 | 7 | 0
2020 | MAPP_CA_2_MAPP_US | MAPP_CA | MAPP_US | Internal | Summer | B10 | 1262 | 372 | 0 | 62.68 | 55.67 | 7 | 0
2020 | MAPP_CA_2_MAPP_US | MAPP_CA | MAPP_US | Internal | Winter | B16 | 25 | 372 | 0 | 79.09 | 65.58 | 7 | 0
2020 | MAPP_CA_2_MAPP_US | MAPP_CA | MAPP_US | Internal | Winter | B17 | 100 | 372 | 0 | 70.46 | 63.47 | 7 | 0
2020 | MAPP_CA_2_MAPP_US | MAPP_CA | MAPP_US | Internal | Winter | B18 | 400 | 372 | 0 | 68.07 | 61.08 | 7 | 0
2020 | MAPP_CA_2_MAPP_US | MAPP_CA | MAPP_US | Internal | Winter | B19 | 700 | 372 | 0 | 67.4 | 60.41 | 7 | 0
2020 | MAPP_CA_2_MAPP_US | MAPP_CA | MAPP_US | Internal | Winter | B20 | 935 | 372 | 0 | 67.4 | 57.32 | 7 | 0
2020 | MAPP_CA_2_MISO_W | MAPP_CA | MISO_W | Internal | Shoulder | B11 | 25 | 2196 | 2196 | 79.15 | 79.31 | 0.01 | 0.15
2020 | MAPP_CA_2_MISO_W | MAPP_CA | MISO_W | Internal | Shoulder | B12 | 200 | 2196 | 1783.76 | 69.37 | 69.38 | 0.01 | 0
2020 | MAPP_CA_2_MISO_W | MAPP_CA | MISO_W | Internal | Shoulder | B13 | 600 | 2196 | 1859.47 | 65.08 | 65.09 | 0.01 | 0
2020 | MAPP_CA_2_MISO_W | MAPP_CA | MISO_W | Internal | Shoulder | B14 | 900 | 2196 | 1875.25 | 64.21 | 64.22 | 0.01 | 0
2020 | MAPP_CA_2_MISO_W | MAPP_CA | MISO_W | Internal | Shoulder | B15 | 1203 | 2196 | 0 | 64.21 | 63.05 | 0.01 | 0
2020 | MAPP_CA_2_MISO_W | MAPP_CA | MISO_W | Internal | Summer | B1 | 10 | 2196 | 2196 | 91.87 | 105.87 | 0.01 | 13.99
2020 | MAPP_CA_2_MISO_W | MAPP_CA | MISO_W | Internal | Summer | B2 | 25 | 2196 | 2196 | 92.11 | 105.11 | 0.01 | 12.99
2020 | MAPP_CA_2_MISO_W | MAPP_CA | MISO_W | Internal | Summer | B3 | 75 | 2196 | 2196 | 89.86 | 103.86 | 0.01 | 13.99
2020 | MAPP_CA_2_MISO_W | MAPP_CA | MISO_W | Internal | Summer | B4 | 100 | 2196 | 2196 | 89.86 | 102.35 | 0.01 | 12.48
2020 | MAPP_CA_2_MISO_W | MAPP_CA | MISO_W | Internal | Summer | B5 | 200 | 2196 | 2196 | 89.86 | 101.89 | 0.01 | 12.01
2020 | MAPP_CA_2_MISO_W | MAPP_CA | MISO_W | Internal | Summer | B6 | 300 | 2196 | 1952.88 | 77.87 | 77.88 | 0.01 | 0
2020 | MAPP_CA_2_MISO_W | MAPP_CA | MISO_W | Internal | Summer | B7 | 400 | 2196 | 2048.31 | 68.1 | 68.11 | 0.01 | 0
2020 | MAPP_CA_2_MISO_W | MAPP_CA | MISO_W | Internal | Summer | B8 | 500 | 2196 | 2180.97 | 63.02 | 63.03 | 0.01 | 0
2020 | MAPP_CA_2_MISO_W | MAPP_CA | MISO_W | Internal | Summer | B9 | 800 | 2196 | 2193.62 | 62.68 | 62.7 | 0.01 | 0
2020 | MAPP_CA_2_MISO_W | MAPP_CA | MISO_W | Internal | Summer | B10 | 1262 | 2196 | 0 | 62.68 | 62.67 | 0.01 | 0
2020 | MAPP_CA_2_MISO_W | MAPP_CA | MISO_W | Internal | Winter | B16 | 25 | 2196 | 1243.09 | 79.09 | 79.11 | 0.01 | 0
2020 | MAPP_CA_2_MISO_W | MAPP_CA | MISO_W | Internal | Winter | B17 | 100 | 2196 | 932.17 | 70.46 | 70.47 | 0.01 | 0
2020 | MAPP_CA_2_MISO_W | MAPP_CA | MISO_W | Internal | Winter | B18 | 400 | 2196 | 1021.31 | 68.07 | 68.08 | 0.01 | 0
2020 | MAPP_CA_2_MISO_W | MAPP_CA | MISO_W | Internal | Winter | B19 | 700 | 2196 | 760.2 | 67.4 | 67.41 | 0.01 | 0
2020 | MAPP_CA_2_MISO_W | MAPP_CA | MISO_W | Internal | Winter | B20 | 935 | 2196 | 0 | 67.4 | 64.32 | 0.01 | 0
2020 | MAPP_US_2_MAPP_CA | MAPP_US | MAPP_CA | Internal | Shoulder | B11 | 25 | 165 | 0 | 72.31 | 79.15 | 7 | 0
2020 | MAPP_US_2_MAPP_CA | MAPP_US | MAPP_CA | Internal | Shoulder | B12 | 200 | 165 | 0 | 62.38 | 69.37 | 7 | 0
2020 | MAPP_US_2_MAPP_CA | MAPP_US | MAPP_CA | Internal | Shoulder | B13 | 600 | 165 | 0 | 58.09 | 65.08 | 7 | 0
2020 | MAPP_US_2_MAPP_CA | MAPP_US | MAPP_CA | Internal | Shoulder | B14 | 900 | 165 | 0 | 57.22 | 64.21 | 7 | 0
2020 | MAPP_US_2_MAPP_CA | MAPP_US | MAPP_CA | Internal | Shoulder | B15 | 1203 | 165 | 165 | 56.05 | 64.21 | 7 | 1.16
2020 | MAPP_US_2_MAPP_CA | MAPP_US | MAPP_CA | Internal | Summer | B1 | 10 | 165 | 0 | 98.87 | 91.87 | 7 | 0
2020 | MAPP_US_2_MAPP_CA | MAPP_US | MAPP_CA | Internal | Summer | B2 | 25 | 165 | 0 | 98.11 | 92.11 | 7 | 0
2020 | MAPP_US_2_MAPP_CA | MAPP_US | MAPP_CA | Internal | Summer | B3 | 75 | 165 | 0 | 96.86 | 89.86 | 7 | 0
2020 | MAPP_US_2_MAPP_CA | MAPP_US | MAPP_CA | Internal | Summer | B4 | 100 | 165 | 0 | 95.35 | 89.86 | 7 | 0
2020 | MAPP_US_2_MAPP_CA | MAPP_US | MAPP_CA | Internal | Summer | B5 | 200 | 165 | 0 | 94.89 | 89.86 | 7 | 0
2020 | MAPP_US_2_MAPP_CA | MAPP_US | MAPP_CA | Internal | Summer | B6 | 300 | 165 | 0 | 70.88 | 77.87 | 7 | 0
2020 | MAPP_US_2_MAPP_CA | MAPP_US | MAPP_CA | Internal | Summer | B7 | 400 | 165 | 0 | 61.11 | 68.1 | 7 | 0
2020 | MAPP_US_2_MAPP_CA | MAPP_US | MAPP_CA | Internal | Summer | B8 | 500 | 165 | 0 | 56.58 | 63.02 | 7 | 0
2020 | MAPP_US_2_MAPP_CA | MAPP_US | MAPP_CA | Internal | Summer | B9 | 800 | 165 | 0 | 55.7 | 62.68 | 7 | 0
2020 | MAPP_US_2_MAPP_CA | MAPP_US | MAPP_CA | Internal | Summer | B10 | 1262 | 165 | 165 | 55.67 | 62.68 | 7 | 0.01
2020 | MAPP_US_2_MAPP_CA | MAPP_US | MAPP_CA | Internal | Winter | B16 | 25 | 165 | 165 | 65.58 | 79.09 | 7 | 6.52
2020 | MAPP_US_2_MAPP_CA | MAPP_US | MAPP_CA | Internal | Winter | B17 | 100 | 165 | 0 | 63.47 | 70.46 | 7 | 0
2020 | MAPP_US_2_MAPP_CA | MAPP_US | MAPP_CA | Internal | Winter | B18 | 400 | 165 | 0 | 61.08 | 68.07 | 7 | 0
2020 | MAPP_US_2_MAPP_CA | MAPP_US | MAPP_CA | Internal | Winter | B19 | 700 | 165 | 0 | 60.41 | 67.4 | 7 | 0
2020 | MAPP_US_2_MAPP_CA | MAPP_US | MAPP_CA | Internal | Winter | B20 | 935 | 165 | 165 | 57.32 | 67.4 | 7 | 3.08
2020 | MAPP_US_2_MISO_W | MAPP_US | MISO_W | Internal | Shoulder | B11 | 25 | 2635 | 2233.47 | 72.31 | 79.31 | 7 | 0
2020 | MAPP_US_2_MISO_W | MAPP_US | MISO_W | Internal | Shoulder | B12 | 200 | 2635 | 1858.6 | 62.38 | 69.38 | 7 | 0
2020 | MAPP_US_2_MISO_W | MAPP_US | MISO_W | Internal | Shoulder | B13 | 600 | 2635 | 2069.97 | 58.09 | 65.09 | 7 | 0
2020 | MAPP_US_2_MISO_W | MAPP_US | MISO_W | Internal | Shoulder | B14 | 900 | 2635 | 969.79 | 57.22 | 64.22 | 7 | 0
2020 | MAPP_US_2_MISO_W | MAPP_US | MISO_W | Internal | Shoulder | B15 | 1203 | 2635 | 903.37 | 56.05 | 63.05 | 7 | 0
2020 | MAPP_US_2_MISO_W | MAPP_US | MISO_W | Internal | Summer | B1 | 10 | 2635 | 1140.96 | 98.87 | 105.87 | 7 | 0
2020 | MAPP_US_2_MISO_W | MAPP_US | MISO_W | Internal | Summer | B2 | 25 | 2635 | 1707.89 | 98.11 | 105.11 | 7 | 0
2020 | MAPP_US_2_MISO_W | MAPP_US | MISO_W | Internal | Summer | B3 | 75 | 2635 | 1130.04 | 96.86 | 103.86 | 7 | 0
2020 | MAPP_US_2_MISO_W | MAPP_US | MISO_W | Internal | Summer | B4 | 100 | 2635 | 1553.71 | 95.35 | 102.35 | 7 | 0
2020 | MAPP_US_2_MISO_W | MAPP_US | MISO_W | Internal | Summer | B5 | 200 | 2635 | 1905.2 | 94.89 | 101.89 | 7 | 0
2020 | MAPP_US_2_MISO_W | MAPP_US | MISO_W | Internal | Summer | B6 | 300 | 2635 | 1534.03 | 70.88 | 77.88 | 7 | 0
2020 | MAPP_US_2_MISO_W | MAPP_US | MISO_W | Internal | Summer | B7 | 400 | 2635 | 1541.21 | 61.11 | 68.11 | 7 | 0
2020 | MAPP_US_2_MISO_W | MAPP_US | MISO_W | Internal | Summer | B8 | 500 | 2635 | 0 | 56.58 | 63.03 | 7 | 0
2020 | MAPP_US_2_MISO_W | MAPP_US | MISO_W | Internal | Summer | B9 | 800 | 2635 | 593.24 | 55.7 | 62.7 | 7 | 0
2020 | MAPP_US_2_MISO_W | MAPP_US | MISO_W | Internal | Summer | B10 | 1262 | 2635 | 1121.47 | 55.67 | 62.67 | 7 | 0
2020 | MAPP_US_2_MISO_W | MAPP_US | MISO_W | Internal | Winter | B16 | 25 | 2635 | 2635 | 65.58 | 79.11 | 7 | 6.53
2020 | MAPP_US_2_MISO_W | MAPP_US | MISO_W | Internal | Winter | B17 | 100 | 2635 | 2383.69 | 63.47 | 70.47 | 7 | 0
2020 | MAPP_US_2_MISO_W | MAPP_US | MISO_W | Internal | Winter | B18 | 400 | 2635 | 2361.53 | 61.08 | 68.08 | 7 | 0
2020 | MAPP_US_2_MISO_W | MAPP_US | MISO_W | Internal | Winter | B19 | 700 | 2635 | 858.54 | 60.41 | 67.41 | 7 | 0
2020 | MAPP_US_2_MISO_W | MAPP_US | MISO_W | Internal | Winter | B20 | 935 | 2635 | 1060.33 | 57.32 | 64.32 | 7 | 0
2020 | MAPP_US_2_NE | MAPP_US | NE | Internal | Shoulder | B11 | 25 | 2000 | 0 | 72.31 | 74.31 | 7 | 0
2020 | MAPP_US_2_NE | MAPP_US | NE | Internal | Shoulder | B12 | 200 | 2000 | 0 | 62.38 | 64.39 | 7 | 0
2020 | MAPP_US_2_NE | MAPP_US | NE | Internal | Shoulder | B13 | 600 | 2000 | 0 | 58.09 | 60.87 | 7 | 0
2020 | MAPP_US_2_NE | MAPP_US | NE | Internal | Shoulder | B14 | 900 | 2000 | 0 | 57.22 | 59.22 | 7 | 0
2020 | MAPP_US_2_NE | MAPP_US | NE | Internal | Shoulder | B15 | 1203 | 2000 | 0 | 56.05 | 58.05 | 7 | 0
2020 | MAPP_US_2_NE | MAPP_US | NE | Internal | Summer | B1 | 10 | 2000 | 0 | 98.87 | 105.11 | 7 | 0
2020 | MAPP_US_2_NE | MAPP_US | NE | Internal | Summer | B2 | 25 | 2000 | 10.01 | 98.11 | 105.11 | 7 | 0
2020 | MAPP_US_2_NE | MAPP_US | NE | Internal | Summer | B3 | 75 | 2000 | 555.55 | 96.86 | 103.86 | 7 | 0
2020 | MAPP_US_2_NE | MAPP_US | NE | Internal | Summer | B4 | 100 | 2000 | 400.6 | 95.35 | 102.35 | 7 | 0
2020 | MAPP_US_2_NE | MAPP_US | NE | Internal | Summer | B5 | 200 | 2000 | 172.97 | 94.89 | 101.89 | 7 | 0
2020 | MAPP_US_2_NE | MAPP_US | NE | Internal | Summer | B6 | 300 | 2000 | 0 | 70.88 | 76.58 | 7 | 0
2020 | MAPP_US_2_NE | MAPP_US | NE | Internal | Summer | B7 | 400 | 2000 | 0 | 61.11 | 67.97 | 7 | 0
2020 | MAPP_US_2_NE | MAPP_US | NE | Internal | Summer | B8 | 500 | 2000 | 1865.08 | 56.58 | 63.58 | 7 | 0
2020 | MAPP_US_2_NE | MAPP_US | NE | Internal | Summer | B9 | 800 | 2000 | 642.95 | 55.7 | 62.7 | 7 | 0
2020 | MAPP_US_2_NE | MAPP_US | NE | Internal | Summer | B10 | 1262 | 2000 | 0 | 55.67 | 58.72 | 7 | 0
2020 | MAPP_US_2_NE | MAPP_US | NE | Internal | Winter | B16 | 25 | 2000 | 445.5 | 65.58 | 72.58 | 7 | 0
2020 | MAPP_US_2_NE | MAPP_US | NE | Internal | Winter | B17 | 100 | 2000 | 0 | 63.47 | 65.47 | 7 | 0
2020 | MAPP_US_2_NE | MAPP_US | NE | Internal | Winter | B18 | 400 | 2000 | 0 | 61.08 | 63.08 | 7 | 0
2020 | MAPP_US_2_NE | MAPP_US | NE | Internal | Winter | B19 | 700 | 2000 | 0 | 60.41 | 62.41 | 7 | 0
2020 | MAPP_US_2_NE | MAPP_US | NE | Internal | Winter | B20 | 935 | 2000 | 0 | 57.32 | 59.32 | 7 | 0
2020 | MARITIMES_2_NEISO | MARITIMES | NEISO | Internal | Shoulder | B11 | 25 | 99999 | 1400 | 61.5 | 61.51 | 0.01 | 0
2020 | MARITIMES_2_NEISO | MARITIMES | NEISO | Internal | Shoulder | B12 | 200 | 99999 | 1400 | 61.04 | 61.05 | 0.01 | 0
2020 | MARITIMES_2_NEISO | MARITIMES | NEISO | Internal | Shoulder | B13 | 600 | 99999 | 1400 | 61.04 | 61.05 | 0.01 | 0
2020 | MARITIMES_2_NEISO | MARITIMES | NEISO | Internal | Shoulder | B14 | 900 | 99999 | 1400 | 61.04 | 61.05 | 0.01 | 0
2020 | MARITIMES_2_NEISO | MARITIMES | NEISO | Internal | Shoulder | B15 | 1203 | 99999 | 426.43 | 61.04 | 61.05 | 0.01 | 0
2020 | MARITIMES_2_NEISO | MARITIMES | NEISO | Internal | Summer | B1 | 10 | 99999 | 1400.1 | 109.83 | 109.84 | 0.01 | 0
2020 | MARITIMES_2_NEISO | MARITIMES | NEISO | Internal | Summer | B2 | 25 | 99999 | 1400.1 | 94.38 | 94.39 | 0.01 | 0
2020 | MARITIMES_2_NEISO | MARITIMES | NEISO | Internal | Summer | B3 | 75 | 99999 | 1400 | 80.54 | 80.55 | 0.01 | 0
2020 | MARITIMES_2_NEISO | MARITIMES | NEISO | Internal | Summer | B4 | 100 | 99999 | 1400 | 79.41 | 79.42 | 0.01 | 0
2020 | MARITIMES_2_NEISO | MARITIMES | NEISO | Internal | Summer | B5 | 200 | 99999 | 1400 | 58.62 | 58.63 | 0.01 | 0
2020 | MARITIMES_2_NEISO | MARITIMES | NEISO | Internal | Summer | B6 | 300 | 99999 | 1400 | 58.62 | 58.63 | 0.01 | 0
2020 | MARITIMES_2_NEISO | MARITIMES | NEISO | Internal | Summer | B7 | 400 | 99999 | 1400 | 58.62 | 58.63 | 0.01 | 0
2020 | MARITIMES_2_NEISO | MARITIMES | NEISO | Internal | Summer | B8 | 500 | 99999 | 1400 | 58.62 | 58.63 | 0.01 | 0
2020 | MARITIMES_2_NEISO | MARITIMES | NEISO | Internal | Summer | B9 | 800 | 99999 | 1400 | 58.62 | 58.63 | 0.01 | 0
2020 | MARITIMES_2_NEISO | MARITIMES | NEISO | Internal | Summer | B10 | 1262 | 99999 | 236.13 | 58.62 | 58.63 | 0.01 | 0
2020 | MARITIMES_2_NEISO | MARITIMES | NEISO | Internal | Winter | B16 | 25 | 99999 | 1400 | 70.43 | 70.44 | 0.01 | 0
2020 | MARITIMES_2_NEISO | MARITIMES | NEISO | Internal | Winter | B17 | 100 | 99999 | 1400 | 70.43 | 70.44 | 0.01 | 0
2020 | MARITIMES_2_NEISO | MARITIMES | NEISO | Internal | Winter | B18 | 400 | 99999 | 1400 | 69.41 | 69.42 | 0.01 | 0
2020 | MARITIMES_2_NEISO | MARITIMES | NEISO | Internal | Winter | B19 | 700 | 99999 | 1400 | 69.41 | 69.42 | 0.01 | 0
2020 | MARITIMES_2_NEISO | MARITIMES | NEISO | Internal | Winter | B20 | 935 | 99999 | 475.94 | 69.41 | 69.42 | 0.01 | 0
2020 | MISO_IN_2_MISO_MI | MISO_IN | MISO_MI | Internal | Shoulder | B11 | 25 | 5021 | 1541.42 | 75.2 | 75.21 | 0.01 | 0
2020 | MISO_IN_2_MISO_MI | MISO_IN | MISO_MI | Internal | Shoulder | B12 | 200 | 5021 | 3202.31 | 69.36 | 69.37 | 0.01 | 0
2020 | MISO_IN_2_MISO_MI | MISO_IN | MISO_MI | Internal | Shoulder | B13 | 600 | 5021 | 4125.17 | 65.07 | 65.08 | 0.01 | 0
2020 | MISO_IN_2_MISO_MI | MISO_IN | MISO_MI | Internal | Shoulder | B14 | 900 | 5021 | 3028.65 | 62.25 | 62.27 | 0.01 | 0
2020 | MISO_IN_2_MISO_MI | MISO_IN | MISO_MI | Internal | Shoulder | B15 | 1203 | 5021 | 3752.58 | 54.62 | 54.63 | 0.01 | 0
2020 | MISO_IN_2_MISO_MI | MISO_IN | MISO_MI | Internal | Summer | B1 | 10 | 5021 | 959.26 | 104.81 | 104.82 | 0.01 | 0
2020 | MISO_IN_2_MISO_MI | MISO_IN | MISO_MI | Internal | Summer | B2 | 25 | 5021 | 1365.74 | 101.33 | 101.34 | 0.01 | 0
2020 | MISO_IN_2_MISO_MI | MISO_IN | MISO_MI | Internal | Summer | B3 | 75 | 5021 | 1420.55 | 99.15 | 99.16 | 0.01 | 0
2020 | MISO_IN_2_MISO_MI | MISO_IN | MISO_MI | Internal | Summer | B4 | 100 | 5021 | 1606.42 | 85.28 | 85.29 | 0.01 | 0
2020 | MISO_IN_2_MISO_MI | MISO_IN | MISO_MI | Internal | Summer | B5 | 200 | 5021 | 732.65 | 78.83 | 78.84 | 0.01 | 0
2020 | MISO_IN_2_MISO_MI | MISO_IN | MISO_MI | Internal | Summer | B6 | 300 | 5021 | 3777.68 | 65.35 | 65.36 | 0.01 | 0
2020 | MISO_IN_2_MISO_MI | MISO_IN | MISO_MI | Internal | Summer | B7 | 400 | 5021 | 3603.05 | 61.23 | 61.24 | 0.01 | 0
2020 | MISO_IN_2_MISO_MI | MISO_IN | MISO_MI | Internal | Summer | B8 | 500 | 5021 | 4586.7 | 60.81 | 60.83 | 0.01 | 0
2020 | MISO_IN_2_MISO_MI | MISO_IN | MISO_MI | Internal | Summer | B9 | 800 | 5021 | 5021 | 56.57 | 59.01 | 0.01 | 2.42
2020 | MISO_IN_2_MISO_MI | MISO_IN | MISO_MI | Internal | Summer | B10 | 1262 | 5021 | 1466.45 | 53.48 | 53.5 | 0.01 | 0
2020 | MISO_IN_2_MISO_MI | MISO_IN | MISO_MI | Internal | Winter | B16 | 25 | 5021 | 997.09 | 79.11 | 79.12 | 0.01 | 0
2020 | MISO_IN_2_MISO_MI | MISO_IN | MISO_MI | Internal | Winter | B17 | 100 | 5021 | 2452.26 | 70.47 | 70.49 | 0.01 | 0
2020 | MISO_IN_2_MISO_MI | MISO_IN | MISO_MI | Internal | Winter | B18 | 400 | 5021 | 2861.02 | 68.07 | 68.08 | 0.01 | 0
2020 | MISO_IN_2_MISO_MI | MISO_IN | MISO_MI | Internal | Winter | B19 | 700 | 5021 | 2455.26 | 65.01 | 65.03 | 0.01 | 0
2020 | MISO_IN_2_MISO_MI | MISO_IN | MISO_MI | Internal | Winter | B20 | 935 | 5021 | 2832.11 | 56.7 | 56.72 | 0.01 | 0
2020 | MISO_IN_2_MISO_MO-IL | MISO_IN | MISO_MO-IL | Internal | Shoulder | B11 | 25 | 5533 | 5533 | 75.2 | 79.3 | 0.01 | 4.09
2020 | MISO_IN_2_MISO_MO-IL | MISO_IN | MISO_MO-IL | Internal | Shoulder | B12 | 200 | 5533 | 5032.78 | 69.36 | 69.37 | 0.01 | 0
2020 | MISO_IN_2_MISO_MO-IL | MISO_IN | MISO_MO-IL | Internal | Shoulder | B13 | 600 | 5533 | 4671.86 | 65.07 | 65.08 | 0.01 | 0
2020 | MISO_IN_2_MISO_MO-IL | MISO_IN | MISO_MO-IL | Internal | Shoulder | B14 | 900 | 5533 | 5434.19 | 62.25 | 62.27 | 0.01 | 0
2020 | MISO_IN_2_MISO_MO-IL | MISO_IN | MISO_MO-IL | Internal | Shoulder | B15 | 1203 | 5533 | 5533 | 54.62 | 57.69 | 0.01 | 3.06
2020 | MISO_IN_2_MISO_MO-IL | MISO_IN | MISO_MO-IL | Internal | Summer | B1 | 10 | 5533 | 5533 | 104.81 | 105.28 | 0.01 | 0.46
2020 | MISO_IN_2_MISO_MO-IL | MISO_IN | MISO_MO-IL | Internal | Summer | B2 | 25 | 5533 | 5372.33 | 101.33 | 101.34 | 0.01 | 0
2020 | MISO_IN_2_MISO_MO-IL | MISO_IN | MISO_MO-IL | Internal | Summer | B3 | 75 | 5533 | 5533 | 99.15 | 100.77 | 0.01 | 1.61
2020 | MISO_IN_2_MISO_MO-IL | MISO_IN | MISO_MO-IL | Internal | Summer | B4 | 100 | 5533 | 5533 | 85.28 | 100.77 | 0.01 | 15.48
2020 | MISO_IN_2_MISO_MO-IL | MISO_IN | MISO_MO-IL | Internal | Summer | B5 | 200 | 5533 | 5533 | 78.83 | 92.9 | 0.01 | 14.06
2020 | MISO_IN_2_MISO_MO-IL | MISO_IN | MISO_MO-IL | Internal | Summer | B6 | 300 | 5533 | 5533 | 65.35 | 77.14 | 0.01 | 11.78
2020 | MISO_IN_2_MISO_MO-IL | MISO_IN | MISO_MO-IL | Internal | Summer | B7 | 400 | 5533 | 5533 | 61.23 | 67.1 | 0.01 | 5.86
2020 | MISO_IN_2_MISO_MO-IL | MISO_IN | MISO_MO-IL | Internal | Summer | B8 | 500 | 5533 | 5533 | 60.81 | 61.52 | 0.01 | 0.69
2020 | MISO_IN_2_MISO_MO-IL | MISO_IN | MISO_MO-IL | Internal | Summer | B9 | 800 | 5533 | 5533 | 56.57 | 59.01 | 0.01 | 2.42
2020 | MISO_IN_2_MISO_MO-IL | MISO_IN | MISO_MO-IL | Internal | Summer | B10 | 1262 | 5533 | 5533 | 53.48 | 55.75 | 0.01 | 2.25
2020 | MISO_IN_2_MISO_MO-IL | MISO_IN | MISO_MO-IL | Internal | Winter | B16 | 25 | 5533 | 3080.68 | 79.11 | 79.12 | 0.01 | 0
2020 | MISO_IN_2_MISO_MO-IL | MISO_IN | MISO_MO-IL | Internal | Winter | B17 | 100 | 5533 | 3389.89 | 70.47 | 70.49 | 0.01 | 0
2020 | MISO_IN_2_MISO_MO-IL | MISO_IN | MISO_MO-IL | Internal | Winter | B18 | 400 | 5533 | 4354.08 | 68.07 | 68.08 | 0.01 | 0
2020 | MISO_IN_2_MISO_MO-IL | MISO_IN | MISO_MO-IL | Internal | Winter | B19 | 700 | 5533 | 5533 | 65.01 | 65.6 | 0.01 | 0.57
2020 | MISO_IN_2_MISO_MO-IL | MISO_IN | MISO_MO-IL | Internal | Winter | B20 | 935 | 5533 | 5533 | 56.7 | 59.52 | 0.01 | 2.8
2020 | MISO_IN_2_NonRTO_Midwest | MISO_IN | NonRTO_Midwest | Internal | Shoulder | B11 | 25 | 4800 | 976.32 | 75.2 | 83.2 | 8 | 0
2020 | MISO_IN_2_NonRTO_Midwest | MISO_IN | NonRTO_Midwest | Internal | Shoulder | B12 | 200 | 4800 | 451.08 | 69.36 | 77.36 | 8 | 0
2020 | MISO_IN_2_NonRTO_Midwest | MISO_IN | NonRTO_Midwest | Internal | Shoulder | B13 | 600 | 4800 | 0 | 65.07 | 69.71 | 8 | 0
2020 | MISO_IN_2_NonRTO_Midwest | MISO_IN | NonRTO_Midwest | Internal | Shoulder | B14 | 900 | 4800 | 0 | 62.25 | 65.22 | 8 | 0
2020 | MISO_IN_2_NonRTO_Midwest | MISO_IN | NonRTO_Midwest | Internal | Shoulder | B15 | 1203 | 4800 | 0 | 54.62 | 61.36 | 8 | 0
2020 | MISO_IN_2_NonRTO_Midwest | MISO_IN | NonRTO_Midwest | Internal | Summer | B1 | 10 | 4800 | 0 | 104.81 | 108.46 | 8 | 0
2020 | MISO_IN_2_NonRTO_Midwest | MISO_IN | NonRTO_Midwest | Internal | Summer | B2 | 25 | 4800 | 0 | 101.33 | 108.46 | 8 | 0
2020 | MISO_IN_2_NonRTO_Midwest | MISO_IN | NonRTO_Midwest | Internal | Summer | B3 | 75 | 4800 | 1294.98 | 99.15 | 107.15 | 8 | 0
2020 | MISO_IN_2_NonRTO_Midwest | MISO_IN | NonRTO_Midwest | Internal | Summer | B4 | 100 | 4800 | 903.06 | 85.28 | 93.28 | 8 | 0
2020 | MISO_IN_2_NonRTO_Midwest | MISO_IN | NonRTO_Midwest | Internal | Summer | B5 | 200 | 4800 | 2279.15 | 78.83 | 86.83 | 8 | 0
2020 | MISO_IN_2_NonRTO_Midwest | MISO_IN | NonRTO_Midwest | Internal | Summer | B6 | 300 | 4800 | 97.93 | 65.35 | 73.35 | 8 | 0
2020 | MISO_IN_2_NonRTO_Midwest | MISO_IN | NonRTO_Midwest | Internal | Summer | B7 | 400 | 4800 | 0 | 61.23 | 65.22 | 8 | 0
2020 | MISO_IN_2_NonRTO_Midwest | MISO_IN | NonRTO_Midwest | Internal | Summer | B8 | 500 | 4800 | 0 | 60.81 | 64.91 | 8 | 0
2020 | MISO_IN_2_NonRTO_Midwest | MISO_IN | NonRTO_Midwest | Internal | Summer | B9 | 800 | 4800 | 0 | 56.57 | 61.89 | 8 | 0
2020 | MISO_IN_2_NonRTO_Midwest | MISO_IN | NonRTO_Midwest | Internal | Summer | B10 | 1262 | 4800 | 0 | 53.48 | 57.55 | 8 | 0
2020 | MISO_IN_2_NonRTO_Midwest | MISO_IN | NonRTO_Midwest | Internal | Winter | B16 | 25 | 4800 | 2295.99 | 79.11 | 87.11 | 8 | 0
2020 | MISO_IN_2_NonRTO_Midwest | MISO_IN | NonRTO_Midwest | Internal | Winter | B17 | 100 | 4800 | 1285.82 | 70.47 | 78.47 | 8 | 0
2020 | MISO_IN_2_NonRTO_Midwest | MISO_IN | NonRTO_Midwest | Internal | Winter | B18 | 400 | 4800 | 429.14 | 68.07 | 76.07 | 8 | 0
2020 | MISO_IN_2_NonRTO_Midwest | MISO_IN | NonRTO_Midwest | Internal | Winter | B19 | 700 | 4800 | 0 | 65.01 | 65.23 | 8 | 0
2020 | MISO_IN_2_NonRTO_Midwest | MISO_IN | NonRTO_Midwest | Internal | Winter | B20 | 935 | 4800 | 73.93 | 56.7 | 64.7 | 8 | 0
2020 | MISO_IN_2_PJM_ROR | MISO_IN | PJM_ROR | Internal | Shoulder | B11 | 25 | 992 | 992 | 75.2 | 78.53 | 2 | 1.33
2020 | MISO_IN_2_PJM_ROR | MISO_IN | PJM_ROR | Internal | Shoulder | B12 | 200 | 992 | 992 | 69.36 | 71.37 | 2 | 0.01
2020 | MISO_IN_2_PJM_ROR | MISO_IN | PJM_ROR | Internal | Shoulder | B13 | 600 | 992 | 992 | 65.07 | 67.08 | 2 | 0.01
2020 | MISO_IN_2_PJM_ROR | MISO_IN | PJM_ROR | Internal | Shoulder | B14 | 900 | 992 | 992 | 62.25 | 64.27 | 2 | 0.01
2020 | MISO_IN_2_PJM_ROR | MISO_IN | PJM_ROR | Internal | Shoulder | B15 | 1203 | 992 | 992 | 54.62 | 59.69 | 2 | 3.08
2020 | MISO_IN_2_PJM_ROR | MISO_IN | PJM_ROR | Internal | Summer | B1 | 10 | 992 | 992 | 104.81 | 106.82 | 2 | 0.01
2020 | MISO_IN_2_PJM_ROR | MISO_IN | PJM_ROR | Internal | Summer | B2 | 25 | 992 | 992 | 101.33 | 103.34 | 2 | 0.01
2020 | MISO_IN_2_PJM_ROR | MISO_IN | PJM_ROR | Internal | Summer | B3 | 75 | 992 | 293.86 | 99.15 | 101.15 | 2 | 0
2020 | MISO_IN_2_PJM_ROR | MISO_IN | PJM_ROR | Internal | Summer | B4 | 100 | 992 | 992 | 85.28 | 95.28 | 2 | 8
2020 | MISO_IN_2_PJM_ROR | MISO_IN | PJM_ROR | Internal | Summer | B5 | 200 | 992 | 992 | 78.83 | 90.37 | 2 | 9.54
2020 | MISO_IN_2_PJM_ROR | MISO_IN | PJM_ROR | Internal | Summer | B6 | 300 | 992 | 992 | 65.35 | 75.88 | 2 | 8.54
2020 | MISO_IN_2_PJM_ROR | MISO_IN | PJM_ROR | Internal | Summer | B7 | 400 | 992 | 992 | 61.23 | 66.11 | 2 | 2.88
2020 | MISO_IN_2_PJM_ROR | MISO_IN | PJM_ROR | Internal | Summer | B8 | 500 | 992 | 992 | 60.81 | 63.24 | 2 | 0.42
2020 | MISO_IN_2_PJM_ROR | MISO_IN | PJM_ROR | Internal | Summer | B9 | 800 | 992 | 992 | 56.57 | 61.01 | 2 | 2.43
2020 | MISO_IN_2_PJM_ROR | MISO_IN | PJM_ROR | Internal | Summer | B10 | 1262 | 992 | 0 | 53.48 | 55.13 | 2 | 0
2020 | MISO_IN_2_PJM_ROR | MISO_IN | PJM_ROR | Internal | Winter | B16 | 25 | 992 | 992 | 79.11 | 84.78 | 2 | 3.68
2020 | MISO_IN_2_PJM_ROR | MISO_IN | PJM_ROR | Internal | Winter | B17 | 100 | 992 | 992 | 70.47 | 77.69 | 2 | 5.22
2020 | MISO_IN_2_PJM_ROR | MISO_IN | PJM_ROR | Internal | Winter | B18 | 400 | 992 | 992 | 68.07 | 70.08 | 2 | 0.01
2020 | MISO_IN_2_PJM_ROR | MISO_IN | PJM_ROR | Internal | Winter | B19 | 700 | 992 | 992 | 65.01 | 67.6 | 2 | 0.58
2020 | MISO_IN_2_PJM_ROR | MISO_IN | PJM_ROR | Internal | Winter | B20 | 935 | 992 | 992 | 56.7 | 61.46 | 2 | 2.75
2020 | MISO_MI_2_MISO_IN | MISO_MI | MISO_IN | Internal | Shoulder | B11 | 25 | 2066 | 0 | 75.21 | 75.2 | 0.01 | 0
2020 | MISO_MI_2_MISO_IN | MISO_MI | MISO_IN | Internal | Shoulder | B12 | 200 | 2066 | 0 | 69.37 | 69.36 | 0.01 | 0
2020 | MISO_MI_2_MISO_IN | MISO_MI | MISO_IN | Internal | Shoulder | B13 | 600 | 2066 | 0 | 65.08 | 65.07 | 0.01 | 0
2020 | MISO_MI_2_MISO_IN | MISO_MI | MISO_IN | Internal | Shoulder | B14 | 900 | 2066 | 0 | 62.27 | 62.25 | 0.01 | 0
2020 | MISO_MI_2_MISO_IN | MISO_MI | MISO_IN | Internal | Shoulder | B15 | 1203 | 2066 | 0 | 54.63 | 54.62 | 0.01 | 0
2020 | MISO_MI_2_MISO_IN | MISO_MI | MISO_IN | Internal | Summer | B1 | 10 | 2066 | 0 | 104.82 | 104.81 | 0.01 | 0
2020 | MISO_MI_2_MISO_IN | MISO_MI | MISO_IN | Internal | Summer | B2 | 25 | 2066 | 0 | 101.34 | 101.33 | 0.01 | 0
2020 | MISO_MI_2_MISO_IN | MISO_MI | MISO_IN | Internal | Summer | B3 | 75 | 2066 | 0 | 99.16 | 99.15 | 0.01 | 0
2020 | MISO_MI_2_MISO_IN | MISO_MI | MISO_IN | Internal | Summer | B4 | 100 | 2066 | 0 | 85.29 | 85.28 | 0.01 | 0
2020 | MISO_MI_2_MISO_IN | MISO_MI | MISO_IN | Internal | Summer | B5 | 200 | 2066 | 0 | 78.84 | 78.83 | 0.01 | 0
2020 | MISO_MI_2_MISO_IN | MISO_MI | MISO_IN | Internal | Summer | B6 | 300 | 2066 | 0 | 65.36 | 65.35 | 0.01 | 0
2020 | MISO_MI_2_MISO_IN | MISO_MI | MISO_IN | Internal | Summer | B7 | 400 | 2066 | 0 | 61.24 | 61.23 | 0.01 | 0
2020 | MISO_MI_2_MISO_IN | MISO_MI | MISO_IN | Internal | Summer | B8 | 500 | 2066 | 0 | 60.83 | 60.81 | 0.01 | 0
2020 | MISO_MI_2_MISO_IN | MISO_MI | MISO_IN | Internal | Summer | B9 | 800 | 2066 | 0 | 59.01 | 56.57 | 0.01 | 0
2020 | MISO_MI_2_MISO_IN | MISO_MI | MISO_IN | Internal | Summer | B10 | 1262 | 2066 | 0 | 53.5 | 53.48 | 0.01 | 0
2020 | MISO_MI_2_MISO_IN | MISO_MI | MISO_IN | Internal | Winter | B16 | 25 | 2066 | 0 | 79.12 | 79.11 | 0.01 | 0
2020 | MISO_MI_2_MISO_IN | MISO_MI | MISO_IN | Internal | Winter | B17 | 100 | 2066 | 0 | 70.49 | 70.47 | 0.01 | 0
2020 | MISO_MI_2_MISO_IN | MISO_MI | MISO_IN | Internal | Winter | B18 | 400 | 2066 | 0 | 68.08 | 68.07 | 0.01 | 0
2020 | MISO_MI_2_MISO_IN | MISO_MI | MISO_IN | Internal | Winter | B19 | 700 | 2066 | 0 | 65.03 | 65.01 | 0.01 | 0
2020 | MISO_MI_2_MISO_IN | MISO_MI | MISO_IN | Internal | Winter | B20 | 935 | 2066 | 0 | 56.72 | 56.7 | 0.01 | 0
2020 | MISO_MI_2_MISO_WUMS | MISO_MI | MISO_WUMS | Internal | Shoulder | B11 | 25 | 1440 | 0 | 75.21 | 75.2 | 0.01 | 0
2020 | MISO_MI_2_MISO_WUMS | MISO_MI | MISO_WUMS | Internal | Shoulder | B12 | 200 | 1440 | 0 | 69.37 | 69.36 | 0.01 | 0
2020 | MISO_MI_2_MISO_WUMS | MISO_MI | MISO_WUMS | Internal | Shoulder | B13 | 600 | 1440 | 0 | 65.08 | 65.07 | 0.01 | 0
2020 | MISO_MI_2_MISO_WUMS | MISO_MI | MISO_WUMS | Internal | Shoulder | B14 | 900 | 1440 | 0 | 62.27 | 62.25 | 0.01 | 0
2020 | MISO_MI_2_MISO_WUMS | MISO_MI | MISO_WUMS | Internal | Shoulder | B15 | 1203 | 1440 | 0 | 54.63 | 54.62 | 0.01 | 0
2020 | MISO_MI_2_MISO_WUMS | MISO_MI | MISO_WUMS | Internal | Summer | B1 | 10 | 1440 | 0 | 104.82 | 104.82 | 0.01 | 0
2020 | MISO_MI_2_MISO_WUMS | MISO_MI | MISO_WUMS | Internal | Summer | B2 | 25 | 1440 | 0 | 101.34 | 101.33 | 0.01 | 0
2020 | MISO_MI_2_MISO_WUMS | MISO_MI | MISO_WUMS | Internal | Summer | B3 | 75 | 1440 | 0 | 99.16 | 99.15 | 0.01 | 0
2020 | MISO_MI_2_MISO_WUMS | MISO_MI | MISO_WUMS | Internal | Summer | B4 | 100 | 1440 | 0 | 85.29 | 85.28 | 0.01 | 0
2020 | MISO_MI_2_MISO_WUMS | MISO_MI | MISO_WUMS | Internal | Summer | B5 | 200 | 1440 | 0 | 78.84 | 69.66 | 0.01 | 0
2020 | MISO_MI_2_MISO_WUMS | MISO_MI | MISO_WUMS | Internal | Summer | B6 | 300 | 1440 | 0 | 65.36 | 65.35 | 0.01 | 0
2020 | MISO_MI_2_MISO_WUMS | MISO_MI | MISO_WUMS | Internal | Summer | B7 | 400 | 1440 | 0 | 61.24 | 60.81 | 0.01 | 0
2020 | MISO_MI_2_MISO_WUMS | MISO_MI | MISO_WUMS | Internal | Summer | B8 | 500 | 1440 | 0 | 60.83 | 60.81 | 0.01 | 0
2020 | MISO_MI_2_MISO_WUMS | MISO_MI | MISO_WUMS | Internal | Summer | B9 | 800 | 1440 | 0 | 59.01 | 59.01 | 0.01 | 0
2020 | MISO_MI_2_MISO_WUMS | MISO_MI | MISO_WUMS | Internal | Summer | B10 | 1262 | 1440 | 0 | 53.5 | 53.13 | 0.01 | 0
2020 | MISO_MI_2_MISO_WUMS | MISO_MI | MISO_WUMS | Internal | Winter | B16 | 25 | 1440 | 0 | 79.12 | 79.09 | 0.01 | 0
2020 | MISO_MI_2_MISO_WUMS | MISO_MI | MISO_WUMS | Internal | Winter | B17 | 100 | 1440 | 0 | 70.49 | 70.27 | 0.01 | 0
2020 | MISO_MI_2_MISO_WUMS | MISO_MI | MISO_WUMS | Internal | Winter | B18 | 400 | 1440 | 0 | 68.08 | 68.07 | 0.01 | 0
2020 | MISO_MI_2_MISO_WUMS | MISO_MI | MISO_WUMS | Internal | Winter | B19 | 700 | 1440 | 0 | 65.03 | 65.01 | 0.01 | 0
2020 | MISO_MI_2_MISO_WUMS | MISO_MI | MISO_WUMS | Internal | Winter | B20 | 935 | 1440 | 0 | 56.72 | 56.7 | 0.01 | 0
2020 | MISO_MI_2_PJM_ROR | MISO_MI | PJM_ROR | Internal | Shoulder | B11 | 25 | 1424 | 1424 | 75.21 | 78.53 | 2 | 1.32
2020 | MISO_MI_2_PJM_ROR | MISO_MI | PJM_ROR | Internal | Shoulder | B12 | 200 | 1424 | 1295.77 | 69.37 | 71.37 | 2 | 0
2020 | MISO_MI_2_PJM_ROR | MISO_MI | PJM_ROR | Internal | Shoulder | B13 | 600 | 1424 | 1102.4 | 65.08 | 67.08 | 2 | 0
2020 | MISO_MI_2_PJM_ROR | MISO_MI | PJM_ROR | Internal | Shoulder | B14 | 900 | 1424 | 1300.26 | 62.27 | 64.27 | 2 | 0
2020 | MISO_MI_2_PJM_ROR | MISO_MI | PJM_ROR | Internal | Shoulder | B15 | 1203 | 1424 | 1424 | 54.63 | 59.69 | 2 | 3.06
2020 | MISO_MI_2_PJM_ROR | MISO_MI | PJM_ROR | Internal | Summer | B1 | 10 | 1424 | 652.75 | 104.82 | 106.82 | 2 | 0
2020 | MISO_MI_2_PJM_ROR | MISO_MI | PJM_ROR | Internal | Summer | B2 | 25 | 1424 | 149.9 | 101.34 | 103.34 | 2 | 0
2020 | MISO_MI_2_PJM_ROR | MISO_MI | PJM_ROR | Internal | Summer | B3 | 75 | 1424 | 0 | 99.16 | 101.15 | 2 | 0
2020 | MISO_MI_2_PJM_ROR | MISO_MI | PJM_ROR | Internal | Summer | B4 | 100 | 1424 | 1424 | 85.29 | 95.28 | 2 | 7.99
2020 | MISO_MI_2_PJM_ROR | MISO_MI | PJM_ROR | Internal | Summer | B5 | 200 | 1424 | 1424 | 78.84 | 90.37 | 2 | 9.53
2020 | MISO_MI_2_PJM_ROR | MISO_MI | PJM_ROR | Internal | Summer | B6 | 300 | 1424 | 1424 | 65.36 | 75.88 | 2 | 8.53
2020 | MISO_MI_2_PJM_ROR | MISO_MI | PJM_ROR | Internal | Summer | B7 | 400 | 1424 | 1424 | 61.24 | 66.11 | 2 | 2.87
2020 | MISO_MI_2_PJM_ROR | MISO_MI | PJM_ROR | Internal | Summer | B8 | 500 | 1424 | 1424 | 60.83 | 63.24 | 2 | 0.41
2020 | MISO_MI_2_PJM_ROR | MISO_MI | PJM_ROR | Internal | Summer | B9 | 800 | 1424 | 1408.66 | 59.01 | 61.01 | 2 | 0
2020 | MISO_MI_2_PJM_ROR | MISO_MI | PJM_ROR | Internal | Summer | B10 | 1262 | 1424 | 0 | 53.5 | 55.13 | 2 | 0
2020 | MISO_MI_2_PJM_ROR | MISO_MI | PJM_ROR | Internal | Winter | B16 | 25 | 1424 | 1424 | 79.12 | 84.78 | 2 | 3.66
2020 | MISO_MI_2_PJM_ROR | MISO_MI | PJM_ROR | Internal | Winter | B17 | 100 | 1424 | 1424 | 70.49 | 77.69 | 2 | 5.2
2020 | MISO_MI_2_PJM_ROR | MISO_MI | PJM_ROR | Internal | Winter | B18 | 400 | 1424 | 1000.97 | 68.08 | 70.08 | 2 | 0
2020 | MISO_MI_2_PJM_ROR | MISO_MI | PJM_ROR | Internal | Winter | B19 | 700 | 1424 | 1424 | 65.03 | 67.6 | 2 | 0.57
2020 | MISO_MI_2_PJM_ROR | MISO_MI | PJM_ROR | Internal | Winter | B20 | 935 | 1424 | 1424 | 56.72 | 61.46 | 2 | 2.74
2020 | MISO_MO-IL_2_ENT | MISO_MO-IL | ENT | Internal | Shoulder | B11 | 25 | 2540 | 0 | 79.3 | 79.3 | 8 | 0
2020 | MISO_MO-IL_2_ENT | MISO_MO-IL | ENT | Internal | Shoulder | B12 | 200 | 2540 | 0 | 69.37 | 67.77 | 8 | 0
2020 | MISO_MO-IL_2_ENT | MISO_MO-IL | ENT | Internal | Shoulder | B13 | 600 | 2540 | 0 | 65.08 | 65.89 | 8 | 0
2020 | MISO_MO-IL_2_ENT | MISO_MO-IL | ENT | Internal | Shoulder | B14 | 900 | 2540 | 0 | 62.27 | 65.51 | 8 | 0
2020 | MISO_MO-IL_2_ENT | MISO_MO-IL | ENT | Internal | Shoulder | B15 | 1203 | 2540 | 0 | 57.69 | 65.51 | 8 | 0
2020 | MISO_MO-IL_2_ENT | MISO_MO-IL | ENT | Internal | Summer | B1 | 10 | 2540 | 0 | 105.28 | 105.28 | 8 | 0
2020 | MISO_MO-IL_2_ENT | MISO_MO-IL | ENT | Internal | Summer | B2 | 25 | 2540 | 0 | 101.34 | 101.92 | 8 | 0
2020 | MISO_MO-IL_2_ENT | MISO_MO-IL | ENT | Internal | Summer | B3 | 75 | 2540 | 0 | 100.77 | 101.92 | 8 | 0
2020 | MISO_MO-IL_2_ENT | MISO_MO-IL | ENT | Internal | Summer | B4 | 100 | 2540 | 0 | 100.77 | 101.92 | 8 | 0
2020 | MISO_MO-IL_2_ENT | MISO_MO-IL | ENT | Internal | Summer | B5 | 200 | 2540 | 0 | 92.9 | 94.84 | 8 | 0
2020 | MISO_MO-IL_2_ENT | MISO_MO-IL | ENT | Internal | Summer | B6 | 300 | 2540 | 0 | 77.14 | 77.03 | 8 | 0
2020 | MISO_MO-IL_2_ENT | MISO_MO-IL | ENT | Internal | Summer | B7 | 400 | 2540 | 0 | 67.1 | 66.9 | 8 | 0
2020 | MISO_MO-IL_2_ENT | MISO_MO-IL | ENT | Internal | Summer | B8 | 500 | 2540 | 0 | 61.52 | 66.9 | 8 | 0
2020 | MISO_MO-IL_2_ENT | MISO_MO-IL | ENT | Internal | Summer | B9 | 800 | 2540 | 0 | 59.01 | 66.41 | 8 | 0
2020 | MISO_MO-IL_2_ENT | MISO_MO-IL | ENT | Internal | Summer | B10 | 1262 | 2540 | 2026.02 | 55.75 | 63.75 | 8 | 0
2020 | MISO_MO-IL_2_ENT | MISO_MO-IL | ENT | Internal | Winter | B16 | 25 | 2540 | 0 | 79.12 | 77.57 | 8 | 0
2020 | MISO_MO-IL_2_ENT | MISO_MO-IL | ENT | Internal | Winter | B17 | 100 | 2540 | 0 | 70.49 | 70.47 | 8 | 0
2020 | MISO_MO-IL_2_ENT | MISO_MO-IL | ENT | Internal | Winter | B18 | 400 | 2540 | 0 | 68.08 | 68.12 | 8 | 0
2020 | MISO_MO-IL_2_ENT | MISO_MO-IL | ENT | Internal | Winter | B19 | 700 | 2540 | 0 | 65.6 | 68.12 | 8 | 0
2020 | MISO_MO-IL_2_ENT | MISO_MO-IL | ENT | Internal | Winter | B20 | 935 | 2540 | 1384.92 | 59.52 | 67.52 | 8 | 0
2020 | MISO_MO-IL_2_MISO_IN | MISO_MO-IL | MISO_IN | Internal | Shoulder | B11 | 25 | 2633 | 0 | 79.3 | 75.2 | 0.01 | 0
2020 | MISO_MO-IL_2_MISO_IN | MISO_MO-IL | MISO_IN | Internal | Shoulder | B12 | 200 | 2633 | 0 | 69.37 | 69.36 | 0.01 | 0
2020 | MISO_MO-IL_2_MISO_IN | MISO_MO-IL | MISO_IN | Internal | Shoulder | B13 | 600 | 2633 | 0 | 65.08 | 65.07 | 0.01 | 0
2020 | MISO_MO-IL_2_MISO_IN | MISO_MO-IL | MISO_IN | Internal | Shoulder | B14 | 900 | 2633 | 0 | 62.27 | 62.25 | 0.01 | 0
2020 | MISO_MO-IL_2_MISO_IN | MISO_MO-IL | MISO_IN | Internal | Shoulder | B15 | 1203 | 2633 | 0 | 57.69 | 54.62 | 0.01 | 0
2020 | MISO_MO-IL_2_MISO_IN | MISO_MO-IL | MISO_IN | Internal | Summer | B1 | 10 | 2633 | 0 | 105.28 | 104.81 | 0.01 | 0
2020 | MISO_MO-IL_2_MISO_IN | MISO_MO-IL | MISO_IN | Internal | Summer | B2 | 25 | 2633 | 0 | 101.34 | 101.33 | 0.01 | 0
2020 | MISO_MO-IL_2_MISO_IN | MISO_MO-IL | MISO_IN | Internal | Summer | B3 | 75 | 2633 | 0 | 100.77 | 99.15 | 0.01 | 0
2020 | MISO_MO-IL_2_MISO_IN | MISO_MO-IL | MISO_IN | Internal | Summer | B4 | 100 | 2633 | 0 | 100.77 | 85.28 | 0.01 | 0
2020 | MISO_MO-IL_2_MISO_IN | MISO_MO-IL | MISO_IN | Internal | Summer | B5 | 200 | 2633 | 0 | 92.9 | 78.83 | 0.01 | 0
2020 | MISO_MO-IL_2_MISO_IN | MISO_MO-IL | MISO_IN | Internal | Summer | B6 | 300 | 2633 | 0 | 77.14 | 65.35 | 0.01 | 0
2020 | MISO_MO-IL_2_MISO_IN | MISO_MO-IL | MISO_IN | Internal | Summer | B7 | 400 | 2633 | 0 | 67.1 | 61.23 | 0.01 | 0
2020 | MISO_MO-IL_2_MISO_IN | MISO_MO-IL | MISO_IN | Internal | Summer | B8 | 500 | 2633 | 0 | 61.52 | 60.81 | 0.01 | 0
2020 | MISO_MO-IL_2_MISO_IN | MISO_MO-IL | MISO_IN | Internal | Summer | B9 | 800 | 2633 | 0 | 59.01 | 56.57 | 0.01 | 0
2020 | MISO_MO-IL_2_MISO_IN | MISO_MO-IL | MISO_IN | Internal | Summer | B10 | 1262 | 2633 | 0 | 55.75 | 53.48 | 0.01 | 0
2020 | MISO_MO-IL_2_MISO_IN | MISO_MO-IL | MISO_IN | Internal | Winter | B16 | 25 | 2633 | 0 | 79.12 | 79.11 | 0.01 | 0
2020 | MISO_MO-IL_2_MISO_IN | MISO_MO-IL | MISO_IN | Internal | Winter | B17 | 100 | 2633 | 0 | 70.49 | 70.47 | 0.01 | 0
2020 | MISO_MO-IL_2_MISO_IN | MISO_MO-IL | MISO_IN | Internal | Winter | B18 | 400 | 2633 | 0 | 68.08 | 68.07 | 0.01 | 0
2020 | MISO_MO-IL_2_MISO_IN | MISO_MO-IL | MISO_IN | Internal | Winter | B19 | 700 | 2633 | 0 | 65.6 | 65.01 | 0.01 | 0
2020 | MISO_MO-IL_2_MISO_IN | MISO_MO-IL | MISO_IN | Internal | Winter | B20 | 935 | 2633 | 0 | 59.52 | 56.7 | 0.01 | 0
2020 | MISO_MO-IL_2_MISO_W | MISO_MO-IL | MISO_W | Internal | Shoulder | B11 | 25 | 1075 | 144.64 | 79.3 | 79.31 | 0.01 | 0
2020 | MISO_MO-IL_2_MISO_W | MISO_MO-IL | MISO_W | Internal | Shoulder | B12 | 200 | 1075 | 156.31 | 69.37 | 69.38 | 0.01 | 0
2020 | MISO_MO-IL_2_MISO_W | MISO_MO-IL | MISO_W | Internal | Shoulder | B13 | 600 | 1075 | 3.8 | 65.08 | 65.09 | 0.01 | 0
2020 | MISO_MO-IL_2_MISO_W | MISO_MO-IL | MISO_W | Internal | Shoulder | B14 | 900 | 1075 | 1075 | 62.27 | 64.22 | 0.01 | 1.94
2020 | MISO_MO-IL_2_MISO_W | MISO_MO-IL | MISO_W | Internal | Shoulder | B15 | 1203 | 1075 | 1075 | 57.69 | 63.05 | 0.01 | 5.34
2020 | MISO_MO-IL_2_MISO_W | MISO_MO-IL | MISO_W | Internal | Summer | B1 | 10 | 1075 | 1075 | 105.28 | 105.87 | 0.01 | 0.58
2020 | MISO_MO-IL_2_MISO_W | MISO_MO-IL | MISO_W | Internal | Summer | B2 | 25 | 1075 | 1075 | 101.34 | 105.11 | 0.01 | 3.76
2020 | MISO_MO-IL_2_MISO_W | MISO_MO-IL | MISO_W | Internal | Summer | B3 | 75 | 1075 | 1075 | 100.77 | 103.86 | 0.01 | 3.08
2020 | MISO_MO-IL_2_MISO_W | MISO_MO-IL | MISO_W | Internal | Summer | B4 | 100 | 1075 | 1075 | 100.77 | 102.35 | 0.01 | 1.57
2020 | MISO_MO-IL_2_MISO_W | MISO_MO-IL | MISO_W | Internal | Summer | B5 | 200 | 1075 | 1075 | 92.9 | 101.89 | 0.01 | 8.98
2020 | MISO_MO-IL_2_MISO_W | MISO_MO-IL | MISO_W | Internal | Summer | B6 | 300 | 1075 | 1075 | 77.14 | 77.88 | 0.01 | 0.74
2020 | MISO_MO-IL_2_MISO_W | MISO_MO-IL | MISO_W | Internal | Summer | B7 | 400 | 1075 | 1075 | 67.1 | 68.11 | 0.01 | 1
2020 | MISO_MO-IL_2_MISO_W | MISO_MO-IL | MISO_W | Internal | Summer | B8 | 500 | 1075 | 1075 | 61.52 | 63.03 | 0.01 | 1.5
2020 | MISO_MO-IL_2_MISO_W | MISO_MO-IL | MISO_W | Internal | Summer | B9 | 800 | 1075 | 1075 | 59.01 | 62.7 | 0.01 | 3.68
2020 | MISO_MO-IL_2_MISO_W | MISO_MO-IL | MISO_W | Internal | Summer | B10 | 1262 | 1075 | 1075 | 55.75 | 62.67 | 0.01 | 6.91
2020 | MISO_MO-IL_2_MISO_W | MISO_MO-IL | MISO_W | Internal | Winter | B16 | 25 | 1075 | 0 | 79.12 | 79.11 | 0.01 | 0
2020 | MISO_MO-IL_2_MISO_W | MISO_MO-IL | MISO_W | Internal | Winter | B17 | 100 | 1075 | 0 | 70.49 | 70.47 | 0.01 | 0
2020 | MISO_MO-IL_2_MISO_W | MISO_MO-IL | MISO_W | Internal | Winter | B18 | 400 | 1075 | 0 | 68.08 | 68.08 | 0.01 | 0
2020 | MISO_MO-IL_2_MISO_W | MISO_MO-IL | MISO_W | Internal | Winter | B19 | 700 | 1075 | 1075 | 65.6 | 67.41 | 0.01 | 1.8
2020 | MISO_MO-IL_2_MISO_W | MISO_MO-IL | MISO_W | Internal | Winter | B20 | 935 | 1075 | 1075 | 59.52 | 64.32 | 0.01 | 4.79
2020 | MISO_MO-IL_2_PJM_ROR | MISO_MO-IL | PJM_ROR | Internal | Shoulder | B11 | 25 | 1212 | 0 | 79.3 | 78.53 | 2 | 0
2020 | MISO_MO-IL_2_PJM_ROR | MISO_MO-IL | PJM_ROR | Internal | Shoulder | B12 | 200 | 1212 | 1072.41 | 69.37 | 71.37 | 2 | 0
2020 | MISO_MO-IL_2_PJM_ROR | MISO_MO-IL | PJM_ROR | Internal | Shoulder | B13 | 600 | 1212 | 881.36 | 65.08 | 67.08 | 2 | 0
2020 | MISO_MO-IL_2_PJM_ROR | MISO_MO-IL | PJM_ROR | Internal | Shoulder | B14 | 900 | 1212 | 483.55 | 62.27 | 64.27 | 2 | 0
2020 | MISO_MO-IL_2_PJM_ROR | MISO_MO-IL | PJM_ROR | Internal | Shoulder | B15 | 1203 | 1212 | 1057.24 | 57.69 | 59.69 | 2 | 0
2020 | MISO_MO-IL_2_PJM_ROR | MISO_MO-IL | PJM_ROR | Internal | Summer | B1 | 10 | 1212 | 0 | 105.28 | 106.82 | 2 | 0
2020 | MISO_MO-IL_2_PJM_ROR | MISO_MO-IL | PJM_ROR | Internal | Summer | B2 | 25 | 1212 | 70.21 | 101.34 | 103.34 | 2 | 0
2020 | MISO_MO-IL_2_PJM_ROR | MISO_MO-IL | PJM_ROR | Internal | Summer | B3 | 75 | 1212 | 0 | 100.77 | 101.15 | 2 | 0
2020 | MISO_MO-IL_2_PJM_ROR | MISO_MO-IL | PJM_ROR | Internal | Summer | B4 | 100 | 1212 | 0 | 100.77 | 95.28 | 2 | 0
2020 | MISO_MO-IL_2_PJM_ROR | MISO_MO-IL | PJM_ROR | Internal | Summer | B5 | 200 | 1212 | 0 | 92.9 | 90.37 | 2 | 0
2020 | MISO_MO-IL_2_PJM_ROR | MISO_MO-IL | PJM_ROR | Internal | Summer | B6 | 300 | 1212 | 0 | 77.14 | 75.88 | 2 | 0
2020 | MISO_MO-IL_2_PJM_ROR | MISO_MO-IL | PJM_ROR | Internal | Summer | B7 | 400 | 1212 | 0 | 67.1 | 66.11 | 2 | 0
2020 | MISO_MO-IL_2_PJM_ROR | MISO_MO-IL | PJM_ROR | Internal | Summer | B8 | 500 | 1212 | 0 | 61.52 | 63.24 | 2 | 0
2020 | MISO_MO-IL_2_PJM_ROR | MISO_MO-IL | PJM_ROR | Internal | Summer | B9 | 800 | 1212 | 664.22 | 59.01 | 61.01 | 2 | 0
2020 | MISO_MO-IL_2_PJM_ROR | MISO_MO-IL | PJM_ROR | Internal | Summer | B10 | 1262 | 1212 | 0 | 55.75 | 55.13 | 2 | 0
2020 | MISO_MO-IL_2_PJM_ROR | MISO_MO-IL | PJM_ROR | Internal | Winter | B16 | 25 | 1212 | 1212 | 79.12 | 84.78 | 2 | 3.66
2020 | MISO_MO-IL_2_PJM_ROR | MISO_MO-IL | PJM_ROR | Internal | Winter | B17 | 100 | 1212 | 1212 | 70.49 | 77.69 | 2 | 5.2
2020 | MISO_MO-IL_2_PJM_ROR | MISO_MO-IL | PJM_ROR | Internal | Winter | B18 | 400 | 1212 | 748.26 | 68.08 | 70.08 | 2 | 0
2020 | MISO_MO-IL_2_PJM_ROR | MISO_MO-IL | PJM_ROR | Internal | Winter | B19 | 700 | 1212 | 827.57 | 65.6 | 67.6 | 2 | 0
2020 | MISO_MO-IL_2_PJM_ROR | MISO_MO-IL | PJM_ROR | Internal | Winter | B20 | 935 | 1212 | 0 | 59.52 | 61.46 | 2 | 0
2020 | MISO_MO-IL_2_TVA_Transmission | MISO_MO-IL | TVA_Transmission | Internal | Shoulder | B11 | 25 | 4000 | 0 | 79.3 | 84.53 | 8 | 0
2020 | MISO_MO-IL_2_TVA_Transmission | MISO_MO-IL | TVA_Transmission | Internal | Shoulder | B12 | 200 | 4000 | 0 | 69.37 | 72.07 | 8 | 0
2020 | MISO_MO-IL_2_TVA_Transmission | MISO_MO-IL | TVA_Transmission | Internal | Shoulder | B13 | 600 | 4000 | 0 | 65.08 | 69.15 | 8 | 0
2020 | MISO_MO-IL_2_TVA_Transmission | MISO_MO-IL | TVA_Transmission | Internal | Shoulder | B14 | 900 | 4000 | 0 | 62.27 | 68.09 | 8 | 0
2020 | MISO_MO-IL_2_TVA_Transmission | MISO_MO-IL | TVA_Transmission | Internal | Shoulder | B15 | 1203 | 4000 | 641.43 | 57.69 | 65.69 | 8 | 0
2020 | MISO_MO-IL_2_TVA_Transmission | MISO_MO-IL | TVA_Transmission | Internal | Summer | B1 | 10 | 4000 | 315.8 | 105.28 | 113.28 | 8 | 0
2020 | MISO_MO-IL_2_TVA_Transmission | MISO_MO-IL | TVA_Transmission | Internal | Summer | B2 | 25 | 4000 | 103.37 | 101.34 | 109.34 | 8 | 0
2020 | MISO_MO-IL_2_TVA_Transmission | MISO_MO-IL | TVA_Transmission | Internal | Summer | B3 | 75 | 4000 | 0 | 100.77 | 107.15 | 8 | 0
2020 | MISO_MO-IL_2_TVA_Transmission | MISO_MO-IL | TVA_Transmission | Internal | Summer | B4 | 100 | 4000 | 0 | 100.77 | 101.28 | 8 | 0
2020 | MISO_MO-IL_2_TVA_Transmission | MISO_MO-IL | TVA_Transmission | Internal | Summer | B5 | 200 | 4000 | 0 | 92.9 | 94.83 | 8 | 0
2020 | MISO_MO-IL_2_TVA_Transmission | MISO_MO-IL | TVA_Transmission | Internal | Summer | B6 | 300 | 4000 | 0 | 77.14 | 80.75 | 8 | 0
2020 | MISO_MO-IL_2_TVA_Transmission | MISO_MO-IL | TVA_Transmission | Internal | Summer | B7 | 400 | 4000 | 0 | 67.1 | 71.37 | 8 | 0
2020 | MISO_MO-IL_2_TVA_Transmission | MISO_MO-IL | TVA_Transmission | Internal | Summer | B8 | 500 | 4000 | 0 | 61.52 | 67.51 | 8 | 0
2020 | MISO_MO-IL_2_TVA_Transmission | MISO_MO-IL | TVA_Transmission | Internal | Summer | B9 | 800 | 4000 | 0 | 59.01 | 66.08 | 8 | 0
2020 | MISO_MO-IL_2_TVA_Transmission | MISO_MO-IL | TVA_Transmission | Internal | Summer | B10 | 1262 | 4000 | 0 | 55.75 | 61.13 | 8 | 0
2020 | MISO_MO-IL_2_TVA_Transmission | MISO_MO-IL | TVA_Transmission | Internal | Winter | B16 | 25 | 4000 | 0 | 79.12 | 85.57 | 8 | 0
2020 | MISO_MO-IL_2_TVA_Transmission | MISO_MO-IL | TVA_Transmission | Internal | Winter | B17 | 100 | 4000 | 0 | 70.49 | 75.6 | 8 | 0
2020 | MISO_MO-IL_2_TVA_Transmission | MISO_MO-IL | TVA_Transmission | Internal | Winter | B18 | 400 | 4000 | 0 | 68.08 | 72.14 | 8 | 0
2020 | MISO_MO-IL_2_TVA_Transmission | MISO_MO-IL | TVA_Transmission | Internal | Winter | B19 | 700 | 4000 | 0 | 65.6 | 70.57 | 8 | 0
2020 | MISO_MO-IL_2_TVA_Transmission | MISO_MO-IL | TVA_Transmission | Internal | Winter | B20 | 935 | 4000 | 0 | 59.52 | 67.46 | 8 | 0
2020 | MISO_W_2_IESO | MISO_W | IESO | Internal | Shoulder | B11 | 25 | 90 | 0 | 79.31 | 13.92 | 8 | 0
2020 | MISO_W_2_IESO | MISO_W | IESO | Internal | Shoulder | B12 | 200 | 90 | 0 | 69.38 | 13.92 | 8 | 0
2020 | MISO_W_2_IESO | MISO_W | IESO | Internal | Shoulder | B13 | 600 | 90 | 0 | 65.09 | 13.92 | 8 | 0
2020 | MISO_W_2_IESO | MISO_W | IESO | Internal | Shoulder | B14 | 900 | 90 | 0 | 64.22 | 13.92 | 8 | 0
2020 | MISO_W_2_IESO | MISO_W | IESO | Internal | Shoulder | B15 | 1203 | 90 | 0 | 63.05 | 13.92 | 8 | 0
2020 | MISO_W_2_IESO | MISO_W | IESO | Internal | Summer | B1 | 10 | 90 | 0 | 105.87 | 89.87 | 8 | 0
2020 | MISO_W_2_IESO | MISO_W | IESO | Internal | Summer | B2 | 25 | 90 | 0 | 105.11 | 86.9 | 8 | 0
2020 | MISO_W_2_IESO | MISO_W | IESO | Internal | Summer | B3 | 75 | 90 | 0 | 103.86 | 71.54 | 8 | 0
2020 | MISO_W_2_IESO | MISO_W | IESO | Internal | Summer | B4 | 100 | 90 | 0 | 102.35 | 47.04 | 8 | 0
2020 | MISO_W_2_IESO | MISO_W | IESO | Internal | Summer | B5 | 200 | 90 | 0 | 101.89 | 10.97 | 8 | 0
2020 | MISO_W_2_IESO | MISO_W | IESO | Internal | Summer | B6 | 300 | 90 | 0 | 77.88 | 10.97 | 8 | 0
2020 | MISO_W_2_IESO | MISO_W | IESO | Internal | Summer | B7 | 400 | 90 | 0 | 68.11 | 10.97 | 8 | 0
2020 | MISO_W_2_IESO | MISO_W | IESO | Internal | Summer | B8 | 500 | 90 | 0 | 63.03 | 10.97 | 8 | 0
2020 | MISO_W_2_IESO | MISO_W | IESO | Internal | Summer | B9 | 800 | 90 | 0 | 62.7 | 10.97 | 8 | 0
2020 | MISO_W_2_IESO | MISO_W | IESO | Internal | Summer | B10 | 1262 | 90 | 0 | 62.67 | 10.97 | 8 | 0
2020 | MISO_W_2_IESO | MISO_W | IESO | Internal | Winter | B16 | 25 | 90 | 0 | 79.11 | 49.72 | 8 | 0
2020 | MISO_W_2_IESO | MISO_W | IESO | Internal | Winter | B17 | 100 | 90 | 0 | 70.47 | 49.72 | 8 | 0
2020 | MISO_W_2_IESO | MISO_W | IESO | Internal | Winter | B18 | 400 | 90 | 0 | 68.08 | 49.72 | 8 | 0
2020 | MISO_W_2_IESO | MISO_W | IESO | Internal | Winter | B19 | 700 | 90 | 0 | 67.41 | 49.72 | 8 | 0
2020 | MISO_W_2_IESO | MISO_W | IESO | Internal | Winter | B20 | 935 | 90 | 0 | 64.32 | 49.72 | 8 | 0
2020 | MISO_W_2_MAPP_CA | MISO_W | MAPP_CA | Internal | Shoulder | B11 | 25 | 926 | 0 | 79.31 | 79.15 | 0.01 | 0
2020 | MISO_W_2_MAPP_CA | MISO_W | MAPP_CA | Internal | Shoulder | B12 | 200 | 926 | 0 | 69.38 | 69.37 | 0.01 | 0
2020 | MISO_W_2_MAPP_CA | MISO_W | MAPP_CA | Internal | Shoulder | B13 | 600 | 926 | 0 | 65.09 | 65.08 | 0.01 | 0
2020 | MISO_W_2_MAPP_CA | MISO_W | MAPP_CA | Internal | Shoulder | B14 | 900 | 926 | 0 | 64.22 | 64.21 | 0.01 | 0
2020 | MISO_W_2_MAPP_CA | MISO_W | MAPP_CA | Internal | Shoulder | B15 | 1203 | 926 | 926 | 63.05 | 64.21 | 0.01 | 1.15
2020 | MISO_W_2_MAPP_CA | MISO_W | MAPP_CA | Internal | Summer | B1 | 10 | 926 | 0 | 105.87 | 91.87 | 0.01 | 0
2020 | MISO_W_2_MAPP_CA | MISO_W | MAPP_CA | Internal | Summer | B2 | 25 | 926 | 0 | 105.11 | 92.11 | 0.01 | 0
2020 | MISO_W_2_MAPP_CA | MISO_W | MAPP_CA | Internal | Summer | B3 | 75 | 926 | 0 | 103.86 | 89.86 | 0.01 | 0
2020 | MISO_W_2_MAPP_CA | MISO_W | MAPP_CA | Internal | Summer | B4 | 100 | 926 | 0 | 102.35 | 89.86 | 0.01 | 0
2020 | MISO_W_2_MAPP_CA | MISO_W | MAPP_CA | Internal | Summer | B5 | 200 | 926 | 0 | 101.89 | 89.86 | 0.01 | 0
2020 | MISO_W_2_MAPP_CA | MISO_W | MAPP_CA | Internal | Summer | B6 | 300 | 926 | 0 | 77.88 | 77.87 | 0.01 | 0
2020 | MISO_W_2_MAPP_CA | MISO_W | MAPP_CA | Internal | Summer | B7 | 400 | 926 | 0 | 68.11 | 68.1 | 0.01 | 0
2020 | MISO_W_2_MAPP_CA | MISO_W | MAPP_CA | Internal | Summer | B8 | 500 | 926 | 0 | 63.03 | 63.02 | 0.01 | 0
2020 | MISO_W_2_MAPP_CA | MISO_W | MAPP_CA | Internal | Summer | B9 | 800 | 926 | 0 | 62.7 | 62.68 | 0.01 | 0
2020 | MISO_W_2_MAPP_CA | MISO_W | MAPP_CA | Internal | Summer | B10 | 1262 | 926 | 926 | 62.67 | 62.68 | 0.01 | 0
2020 | MISO_W_2_MAPP_CA | MISO_W | MAPP_CA | Internal | Winter | B16 | 25 | 926 | 0 | 79.11 | 79.09 | 0.01 | 0
2020 | MISO_W_2_MAPP_CA | MISO_W | MAPP_CA | Internal | Winter | B17 | 100 | 926 | 0 | 70.47 | 70.46 | 0.01 | 0
2020 | MISO_W_2_MAPP_CA | MISO_W | MAPP_CA | Internal | Winter | B18 | 400 | 926 | 0 | 68.08 | 68.07 | 0.01 | 0
2020 | MISO_W_2_MAPP_CA | MISO_W | MAPP_CA | Internal | Winter | B19 | 700 | 926 | 0 | 67.41 | 67.4 | 0.01 | 0
2020 | MISO_W_2_MAPP_CA | MISO_W | MAPP_CA | Internal | Winter | B20 | 935 | 926 | 926 | 64.32 | 67.4 | 0.01 | 3.07
2020 | MISO_W_2_MISO_MO-IL | MISO_W | MISO_MO-IL | Internal | Shoulder | B11 | 25 | 3915 | 0 | 79.31 | 79.3 | 0.01 | 0
2020 | MISO_W_2_MISO_MO-IL | MISO_W | MISO_MO-IL | Internal | Shoulder | B12 | 200 | 3915 | 0 | 69.38 | 69.37 | 0.01 | 0
2020 | MISO_W_2_MISO_MO-IL | MISO_W | MISO_MO-IL | Internal | Shoulder | B13 | 600 | 3915 | 0 | 65.09 | 65.08 | 0.01 | 0
2020 | MISO_W_2_MISO_MO-IL | MISO_W | MISO_MO-IL | Internal | Shoulder | B14 | 900 | 3915 | 0 | 64.22 | 62.27 | 0.01 | 0
2020 | MISO_W_2_MISO_MO-IL | MISO_W | MISO_MO-IL | Internal | Shoulder | B15 | 1203 | 3915 | 0 | 63.05 | 57.69 | 0.01 | 0
2020 | MISO_W_2_MISO_MO-IL | MISO_W | MISO_MO-IL | Internal | Summer | B1 | 10 | 3915 | 0 | 105.87 | 105.28 | 0.01 | 0
2020 | MISO_W_2_MISO_MO-IL | MISO_W | MISO_MO-IL | Internal | Summer | B2 | 25 | 3915 | 0 | 105.11 | 101.34 | 0.01 | 0
2020 | MISO_W_2_MISO_MO-IL | MISO_W | MISO_MO-IL | Internal | Summer | B3 | 75 | 3915 | 0 | 103.86 | 100.77 | 0.01 | 0
2020 | MISO_W_2_MISO_MO-IL | MISO_W | MISO_MO-IL | Internal | Summer | B4 | 100 | 3915 | 0 | 102.35 | 100.77 | 0.01 | 0
2020 | MISO_W_2_MISO_MO-IL | MISO_W | MISO_MO-IL | Internal | Summer | B5 | 200 | 3915 | 0 | 101.89 | 92.9 | 0.01 | 0
2020 | MISO_W_2_MISO_MO-IL | MISO_W | MISO_MO-IL | Internal | Summer | B6 | 300 | 3915 | 0 | 77.88 | 77.14 | 0.01 | 0
2020 | MISO_W_2_MISO_MO-IL | MISO_W | MISO_MO-IL | Internal | Summer | B7 | 400 | 3915 | 0 | 68.11 | 67.1 | 0.01 | 0
2020 | MISO_W_2_MISO_MO-IL | MISO_W | MISO_MO-IL | Internal | Summer | B8 | 500 | 3915 | 0 | 63.03 | 61.52 | 0.01 | 0
2020 | MISO_W_2_MISO_MO-IL | MISO_W | MISO_MO-IL | Internal | Summer | B9 | 800 | 3915 | 0 | 62.7 | 59.01 | 0.01 | 0
2020 | MISO_W_2_MISO_MO-IL | MISO_W | MISO_MO-IL | Internal | Summer | B10 | 1262 | 3915 | 0 | 62.67 | 55.75 | 0.01 | 0
2020 | MISO_W_2_MISO_MO-IL | MISO_W | MISO_MO-IL | Internal | Winter | B16 | 25 | 3915 | 1446.53 | 79.11 | 79.12 | 0.01 | 0
2020 | MISO_W_2_MISO_MO-IL | MISO_W | MISO_MO-IL | Internal | Winter | B17 | 100 | 3915 | 382.56 | 70.47 | 70.49 | 0.01 | 0
2020 | MISO_W_2_MISO_MO-IL | MISO_W | MISO_MO-IL | Internal | Winter | B18 | 400 | 3915 | 0 | 68.08 | 68.08 | 0.01 | 0
2020 | MISO_W_2_MISO_MO-IL | MISO_W | MISO_MO-IL | Internal | Winter | B19 | 700 | 3915 | 0 | 67.41 | 65.6 | 0.01 | 0
2020 | MISO_W_2_MISO_MO-IL | MISO_W | MISO_MO-IL | Internal | Winter | B20 | 935 | 3915 | 0 | 64.32 | 59.52 | 0.01 | 0
2020 | MISO_W_2_MISO_WUMS | MISO_W | MISO_WUMS | Internal | Shoulder | B11 | 25 | 1732 | 0 | 79.31 | 75.2 | 0.01 | 0
2020 | MISO_W_2_MISO_WUMS | MISO_W | MISO_WUMS | Internal | Shoulder | B12 | 200 | 1732 | 0 | 69.38 | 69.36 | 0.01 | 0
2020 | MISO_W_2_MISO_WUMS | MISO_W | MISO_WUMS | Internal | Shoulder | B13 | 600 | 1732 | 0 | 65.09 | 65.07 | 0.01 | 0
2020 | MISO_W_2_MISO_WUMS | MISO_W | MISO_WUMS | Internal | Shoulder | B14 | 900 | 1732 | 0 | 64.22 | 62.25 | 0.01 | 0
2020 | MISO_W_2_MISO_WUMS | MISO_W | MISO_WUMS | Internal | Shoulder | B15 | 1203 | 1732 | 0 | 63.05 | 54.62 | 0.01 | 0
2020 | MISO_W_2_MISO_WUMS | MISO_W | MISO_WUMS | Internal | Summer | B1 | 10 | 1732 | 0 | 105.87 | 104.82 | 0.01 | 0
2020 | MISO_W_2_MISO_WUMS | MISO_W | MISO_WUMS | Internal | Summer | B2 | 25 | 1732 | 0 | 105.11 | 101.33 | 0.01 | 0
2020 | MISO_W_2_MISO_WUMS | MISO_W | MISO_WUMS | Internal | Summer | B3 | 75 | 1732 | 0 | 103.86 | 99.15 | 0.01 | 0
2020 | MISO_W_2_MISO_WUMS | MISO_W | MISO_WUMS | Internal | Summer | B4 | 100 | 1732 | 0 | 102.35 | 85.28 | 0.01 | 0
2020 | MISO_W_2_MISO_WUMS | MISO_W | MISO_WUMS | Internal | Summer | B5 | 200 | 1732 | 0 | 101.89 | 69.66 | 0.01 | 0
2020 | MISO_W_2_MISO_WUMS | MISO_W | MISO_WUMS | Internal | Summer | B6 | 300 | 1732 | 0 | 77.88 | 65.35 | 0.01 | 0
2020 | MISO_W_2_MISO_WUMS | MISO_W | MISO_WUMS | Internal | Summer | B7 | 400 | 1732 | 0 | 68.11 | 60.81 | 0.01 | 0
2020 | MISO_W_2_MISO_WUMS | MISO_W | MISO_WUMS | Internal | Summer | B8 | 500 | 1732 | 0 | 63.03 | 60.81 | 0.01 | 0
2020 | MISO_W_2_MISO_WUMS | MISO_W | MISO_WUMS | Internal | Summer | B9 | 800 | 1732 | 0 | 62.7 | 59.01 | 0.01 | 0
2020 | MISO_W_2_MISO_WUMS | MISO_W | MISO_WUMS | Internal | Summer | B10 | 1262 | 1732 | 0 | 62.67 | 53.13 | 0.01 | 0
2020 | MISO_W_2_MISO_WUMS | MISO_W | MISO_WUMS | Internal | Winter | B16 | 25 | 1732 | 0 | 79.11 | 79.09 | 0.01 | 0
2020 | MISO_W_2_MISO_WUMS | MISO_W | MISO_WUMS | Internal | Winter | B17 | 100 | 1732 | 0 | 70.47 | 70.27 | 0.01 | 0
2020 | MISO_W_2_MISO_WUMS | MISO_W | MISO_WUMS | Internal | Winter | B18 | 400 | 1732 | 0 | 68.08 | 68.07 | 0.01 | 0
2020 | MISO_W_2_MISO_WUMS | MISO_W | MISO_WUMS | Internal | Winter | B19 | 700 | 1732 | 0 | 67.41 | 65.01 | 0.01 | 0
2020 | MISO_W_2_MISO_WUMS | MISO_W | MISO_WUMS | Internal | Winter | B20 | 935 | 1732 | 0 | 64.32 | 56.7 | 0.01 | 0
2020 | MISO_W_2_NE | MISO_W | NE | Internal | Shoulder | B11 | 25 | 2800 | 0 | 79.31 | 74.31 | 7 | 0
2020 | MISO_W_2_NE | MISO_W | NE | Internal | Shoulder | B12 | 200 | 2800 | 0 | 69.38 | 64.39 | 7 | 0
2020 | MISO_W_2_NE | MISO_W | NE | Internal | Shoulder | B13 | 600 | 2800 | 0 | 65.09 | 60.87 | 7 | 0
2020 | MISO_W_2_NE | MISO_W | NE | Internal | Shoulder | B14 | 900 | 2800 | 0 | 64.22 | 59.22 | 7 | 0
2020 | MISO_W_2_NE | MISO_W | NE | Internal | Shoulder | B15 | 1203 | 2800 | 0 | 63.05 | 58.05 | 7 | 0
2020 | MISO_W_2_NE | MISO_W | NE | Internal | Summer | B1 | 10 | 2800 | 0 | 105.87 | 105.11 | 7 | 0
2020 | MISO_W_2_NE | MISO_W | NE | Internal | Summer | B2 | 25 | 2800 | 0 | 105.11 | 105.11 | 7 | 0
2020 | MISO_W_2_NE | MISO_W | NE | Internal | Summer | B3 | 75 | 2800 | 0 | 103.86 | 103.86 | 7 | 0
2020 | MISO_W_2_NE | MISO_W | NE | Internal | Summer | B4 | 100 | 2800 | 0 | 102.35 | 102.35 | 7 | 0
2020 | MISO_W_2_NE | MISO_W | NE | Internal | Summer | B5 | 200 | 2800 | 0 | 101.89 | 101.89 | 7 | 0
2020 | MISO_W_2_NE | MISO_W | NE | Internal | Summer | B6 | 300 | 2800 | 0 | 77.88 | 76.58 | 7 | 0
2020 | MISO_W_2_NE | MISO_W | NE | Internal | Summer | B7 | 400 | 2800 | 0 | 68.11 | 67.97 | 7 | 0
2020 | MISO_W_2_NE | MISO_W | NE | Internal | Summer | B8 | 500 | 2800 | 0 | 63.03 | 63.58 | 7 | 0
2020 | MISO_W_2_NE | MISO_W | NE | Internal | Summer | B9 | 800 | 2800 | 0 | 62.7 | 62.7 | 7 | 0
2020 | MISO_W_2_NE | MISO_W | NE | Internal | Summer | B10 | 1262 | 2800 | 0 | 62.67 | 58.72 | 7 | 0
2020 | MISO_W_2_NE | MISO_W | NE | Internal | Winter | B16 | 25 | 2800 | 0 | 79.11 | 72.58 | 7 | 0
2020 | MISO_W_2_NE | MISO_W | NE | Internal | Winter | B17 | 100 | 2800 | 0 | 70.47 | 65.47 | 7 | 0
2020 | MISO_W_2_NE | MISO_W | NE | Internal | Winter | B18 | 400 | 2800 | 0 | 68.08 | 63.08 | 7 | 0
2020 | MISO_W_2_NE | MISO_W | NE | Internal | Winter | B19 | 700 | 2800 | 0 | 67.41 | 62.41 | 7 | 0
2020 | MISO_W_2_NE | MISO_W | NE | Internal | Winter | B20 | 935 | 2800 | 0 | 64.32 | 59.32 | 7 | 0
2020 | MISO_W_2_PJM_ROR | MISO_W | PJM_ROR | Internal | Shoulder | B11 | 25 | 773 | 0 | 79.31 | 78.53 | 2 | 0
2020 | MISO_W_2_PJM_ROR | MISO_W | PJM_ROR | Internal | Shoulder | B12 | 200 | 773 | 0 | 69.38 | 71.37 | 2 | 0
2020 | MISO_W_2_PJM_ROR | MISO_W | PJM_ROR | Internal | Shoulder | B13 | 600 | 773 | 0 | 65.09 | 67.08 | 2 | 0
2020 | MISO_W_2_PJM_ROR | MISO_W | PJM_ROR | Internal | Shoulder | B14 | 900 | 773 | 0 | 64.22 | 64.27 | 2 | 0
2020 | MISO_W_2_PJM_ROR | MISO_W | PJM_ROR | Internal | Shoulder | B15 | 1203 | 773 | 0 | 63.05 | 59.69 | 2 | 0
2020 | MISO_W_2_PJM_ROR | MISO_W | PJM_ROR | Internal | Summer | B1 | 10 | 773 | 0 | 105.87 | 106.82 | 2 | 0
2020 | MISO_W_2_PJM_ROR | MISO_W | PJM_ROR | Internal | Summer | B2 | 25 | 773 | 0 | 105.11 | 103.34 | 2 | 0
2020 | MISO_W_2_PJM_ROR | MISO_W | PJM_ROR | Internal | Summer | B3 | 75 | 773 | 0 | 103.86 | 101.15 | 2 | 0
2020 | MISO_W_2_PJM_ROR | MISO_W | PJM_ROR | Internal | Summer | B4 | 100 | 773 | 0 | 102.35 | 95.28 | 2 | 0
2020 | MISO_W_2_PJM_ROR | MISO_W | PJM_ROR | Internal | Summer | B5 | 200 | 773 | 0 | 101.89 | 90.37 | 2 | 0
2020 | MISO_W_2_PJM_ROR | MISO_W | PJM_ROR | Internal | Summer | B6 | 300 | 773 | 0 | 77.88 | 75.88 | 2 | 0
2020 | MISO_W_2_PJM_ROR | MISO_W | PJM_ROR | Internal | Summer | B7 | 400 | 773 | 0 | 68.11 | 66.11 | 2 | 0
2020 | MISO_W_2_PJM_ROR | MISO_W | PJM_ROR | Internal | Summer | B8 | 500 | 773 | 0 | 63.03 | 63.24 | 2 | 0
2020 | MISO_W_2_PJM_ROR | MISO_W | PJM_ROR | Internal | Summer | B9 | 800 | 773 | 0 | 62.7 | 61.01 | 2 | 0
2020 | MISO_W_2_PJM_ROR | MISO_W | PJM_ROR | Internal | Summer | B10 | 1262 | 773 | 0 | 62.67 | 55.13 | 2 | 0
2020 | MISO_W_2_PJM_ROR | MISO_W | PJM_ROR | Internal | Winter | B16 | 25 | 773 | 773 | 79.11 | 84.78 | 2 | 3.68
2020 | MISO_W_2_PJM_ROR | MISO_W | PJM_ROR | Internal | Winter | B17 | 100 | 773 | 773 | 70.47 | 77.69 | 2 | 5.22
2020 | MISO_W_2_PJM_ROR | MISO_W | PJM_ROR | Internal | Winter | B18 | 400 | 773 | 323.44 | 68.08 | 70.08 | 2 | 0
2020 | MISO_W_2_PJM_ROR | MISO_W | PJM_ROR | Internal | Winter | B19 | 700 | 773 | 0 | 67.41 | 67.6 | 2 | 0
2020 | MISO_W_2_PJM_ROR | MISO_W | PJM_ROR | Internal | Winter | B20 | 935 | 773 | 0 | 64.32 | 61.46 | 2 | 0
2020 | MISO_W_2_SPP_N | MISO_W | SPP_N | Internal | Shoulder | B11 | 25 | 3200 | 0 | 79.31 | 74.3 | 7 | 0
2020 | MISO_W_2_SPP_N | MISO_W | SPP_N | Internal | Shoulder | B12 | 200 | 3200 | 0 | 69.38 | 64.38 | 7 | 0
2020 | MISO_W_2_SPP_N | MISO_W | SPP_N | Internal | Shoulder | B13 | 600 | 3200 | 0 | 65.09 | 60.89 | 7 | 0
2020 | MISO_W_2_SPP_N | MISO_W | SPP_N | Internal | Shoulder | B14 | 900 | 3200 | 0 | 64.22 | 59.21 | 7 | 0
2020 | MISO_W_2_SPP_N | MISO_W | SPP_N | Internal | Shoulder | B15 | 1203 | 3200 | 0 | 63.05 | 57 | 7 | 0
2020 | MISO_W_2_SPP_N | MISO_W | SPP_N | Internal | Summer | B1 | 10 | 3200 | 0 | 105.87 | 100.28 | 7 | 0
2020 | MISO_W_2_SPP_N | MISO_W | SPP_N | Internal | Summer | B2 | 25 | 3200 | 0 | 105.11 | 100.28 | 7 | 0
2020 | MISO_W_2_SPP_N | MISO_W | SPP_N | Internal | Summer | B3 | 75 | 3200 | 0 | 103.86 | 103.85 | 7 | 0
2020 | MISO_W_2_SPP_N | MISO_W | SPP_N | Internal | Summer | B4 | 100 | 3200 | 0 | 102.35 | 100.28 | 7 | 0
2020 | MISO_W_2_SPP_N | MISO_W | SPP_N | Internal | Summer | B5 | 200 | 3200 | 0 | 101.89 | 96.89 | 7 | 0
2020 | MISO_W_2_SPP_N | MISO_W | SPP_N | Internal | Summer | B6 | 300 | 3200 | 0 | 77.88 | 72.14 | 7 | 0
2020 | MISO_W_2_SPP_N | MISO_W | SPP_N | Internal | Summer | B7 | 400 | 3200 | 0 | 68.11 | 65.47 | 7 | 0
2020 | MISO_W_2_SPP_N | MISO_W | SPP_N | Internal | Summer | B8 | 500 | 3200 | 0 | 63.03 | 63.94 | 7 | 0
2020 | MISO_W_2_SPP_N | MISO_W | SPP_N | Internal | Summer | B9 | 800 | 3200 | 0 | 62.7 | 62.71 | 7 | 0
2020 | MISO_W_2_SPP_N | MISO_W | SPP_N | Internal | Summer | B10 | 1262 | 3200 | 0 | 62.67 | 58.73 | 7 | 0
2020 | MISO_W_2_SPP_N | MISO_W | SPP_N | Internal | Winter | B16 | 25 | 3200 | 0 | 79.11 | 72.57 | 7 | 0
2020 | MISO_W_2_SPP_N | MISO_W | SPP_N | Internal | Winter | B17 | 100 | 3200 | 0 | 70.47 | 65.47 | 7 | 0
2020 | MISO_W_2_SPP_N | MISO_W | SPP_N | Internal | Winter | B18 | 400 | 3200 | 0 | 68.08 | 63.08 | 7 | 0
2020 | MISO_W_2_SPP_N | MISO_W | SPP_N | Internal | Winter | B19 | 700 | 3200 | 0 | 67.41 | 62.4 | 7 | 0
2020 | MISO_W_2_SPP_N | MISO_W | SPP_N | Internal | Winter | B20 | 935 | 3200 | 0 | 64.32 | 59.33 | 7 | 0
2020 | MISO_WUMS_2_MISO_MI | MISO_WUMS | MISO_MI | Internal | Shoulder | B11 | 25 | 1422 | 1251.85 | 75.2 | 75.21 | 0.01 | 0
2020 | MISO_WUMS_2_MISO_MI | MISO_WUMS | MISO_MI | Internal | Shoulder | B12 | 200 | 1422 | 998.69 | 69.36 | 69.37 | 0.01 | 0
2020 | MISO_WUMS_2_MISO_MI | MISO_WUMS | MISO_MI | Internal | Shoulder | B13 | 600 | 1422 | 621.35 | 65.07 | 65.08 | 0.01 | 0
2020 | MISO_WUMS_2_MISO_MI | MISO_WUMS | MISO_MI | Internal | Shoulder | B14 | 900 | 1422 | 1097.03 | 62.25 | 62.27 | 0.01 | 0
2020 | MISO_WUMS_2_MISO_MI | MISO_WUMS | MISO_MI | Internal | Shoulder | B15 | 1203 | 1422 | 45.11 | 54.62 | 54.63 | 0.01 | 0
2020 | MISO_WUMS_2_MISO_MI | MISO_WUMS | MISO_MI | Internal | Summer | B1 | 10 | 1422 | 0 | 104.82 | 104.82 | 0.01 | 0
2020 | MISO_WUMS_2_MISO_MI | MISO_WUMS | MISO_MI | Internal | Summer | B2 | 25 | 1422 | 49.09 | 101.33 | 101.34 | 0.01 | 0
2020 | MISO_WUMS_2_MISO_MI | MISO_WUMS | MISO_MI | Internal | Summer | B3 | 75 | 1422 | 1125.9 | 99.15 | 99.16 | 0.01 | 0
2020 | MISO_WUMS_2_MISO_MI | MISO_WUMS | MISO_MI | Internal | Summer | B4 | 100 | 1422 | 1332.11 | 85.28 | 85.29 | 0.01 | 0
2020 | MISO_WUMS_2_MISO_MI | MISO_WUMS | MISO_MI | Internal | Summer | B5 | 200 | 1422 | 1422 | 69.66 | 78.84 | 0.01 | 9.17
2020 | MISO_WUMS_2_MISO_MI | MISO_WUMS | MISO_MI | Internal | Summer | B6 | 300 | 1422 | 1024.65 | 65.35 | 65.36 | 0.01 | 0
2020 | MISO_WUMS_2_MISO_MI | MISO_WUMS | MISO_MI | Internal | Summer | B7 | 400 | 1422 | 1422 | 60.81 | 61.24 | 0.01 | 0.41
2020 | MISO_WUMS_2_MISO_MI | MISO_WUMS | MISO_MI | Internal | Summer | B8 | 500 | 1422 | 1291.6 | 60.81 | 60.83 | 0.01 | 0
2020 | MISO_WUMS_2_MISO_MI | MISO_WUMS | MISO_MI | Internal | Summer | B9 | 800 | 1422 | 0 | 59.01 | 59.01 | 0.01 | 0
2020 | MISO_WUMS_2_MISO_MI | MISO_WUMS | MISO_MI | Internal | Summer | B10 | 1262 | 1422 | 1422 | 53.13 | 53.5 | 0.01 | 0.35
2020 | MISO_WUMS_2_MISO_MI | MISO_WUMS | MISO_MI | Internal | Winter | B16 | 25 | 1422 | 1422 | 79.09 | 79.12 | 0.01 | 0.01
2020 | MISO_WUMS_2_MISO_MI | MISO_WUMS | MISO_MI | Internal | Winter | B17 | 100 | 1422 | 1422 | 70.27 | 70.49 | 0.01 | 0.2
2020 | MISO_WUMS_2_MISO_MI | MISO_WUMS | MISO_MI | Internal | Winter | B18 | 400 | 1422 | 694.24 | 68.07 | 68.08 | 0.01 | 0
2020 | MISO_WUMS_2_MISO_MI | MISO_WUMS | MISO_MI | Internal | Winter | B19 | 700 | 1422 | 747.62 | 65.01 | 65.03 | 0.01 | 0
2020 | MISO_WUMS_2_MISO_MI | MISO_WUMS | MISO_MI | Internal | Winter | B20 | 935 | 1422 | 488.64 | 56.7 | 56.72 | 0.01 | 0
2020 | MISO_WUMS_2_MISO_W | MISO_WUMS | MISO_W | Internal | Shoulder | B11 | 25 | 1240 | 1240 | 75.2 | 79.31 | 0.01 | 4.1
2020 | MISO_WUMS_2_MISO_W | MISO_WUMS | MISO_W | Internal | Shoulder | B12 | 200 | 1240 | 1240 | 69.36 | 69.38 | 0.01 | 0.01
2020 | MISO_WUMS_2_MISO_W | MISO_WUMS | MISO_W | Internal | Shoulder | B13 | 600 | 1240 | 1240 | 65.07 | 65.09 | 0.01 | 0.01
2020 | MISO_WUMS_2_MISO_W | MISO_WUMS | MISO_W | Internal | Shoulder | B14 | 900 | 1240 | 1240 | 62.25 | 64.22 | 0.01 | 1.96
2020 | MISO_WUMS_2_MISO_W | MISO_WUMS | MISO_W | Internal | Shoulder | B15 | 1203 | 1240 | 1240 | 54.62 | 63.05 | 0.01 | 8.42
2020 | MISO_WUMS_2_MISO_W | MISO_WUMS | MISO_W | Internal | Summer | B1 | 10 | 1240 | 1240 | 104.82 | 105.87 | 0.01 | 1.03
2020 | MISO_WUMS_2_MISO_W | MISO_WUMS | MISO_W | Internal | Summer | B2 | 25 | 1240 | 1240 | 101.33 | 105.11 | 0.01 | 3.77
2020 | MISO_WUMS_2_MISO_W | MISO_WUMS | MISO_W | Internal | Summer | B3 | 75 | 1240 | 1240 | 99.15 | 103.86 | 0.01 | 4.7
2020 | MISO_WUMS_2_MISO_W | MISO_WUMS | MISO_W | Internal | Summer | B4 | 100 | 1240 | 1240 | 85.28 | 102.35 | 0.01 | 17.06
2020 | MISO_WUMS_2_MISO_W | MISO_WUMS | MISO_W | Internal | Summer | B5 | 200 | 1240 | 1240 | 69.66 | 101.89 | 0.01 | 32.22
2020 | MISO_WUMS_2_MISO_W | MISO_WUMS | MISO_W | Internal | Summer | B6 | 300 | 1240 | 1240 | 65.35 | 77.88 | 0.01 | 12.53
2020 | MISO_WUMS_2_MISO_W | MISO_WUMS | MISO_W | Internal | Summer | B7 | 400 | 1240 | 1240 | 60.81 | 68.11 | 0.01 | 7.28
2020 | MISO_WUMS_2_MISO_W | MISO_WUMS | MISO_W | Internal | Summer | B8 | 500 | 1240 | 1240 | 60.81 | 63.03 | 0.01 | 2.21
2020 | MISO_WUMS_2_MISO_W | MISO_WUMS | MISO_W | Internal | Summer | B9 | 800 | 1240 | 1240 | 59.01 | 62.7 | 0.01 | 3.68
2020 | MISO_WUMS_2_MISO_W | MISO_WUMS | MISO_W | Internal | Summer | B10 | 1262 | 1240 | 1240 | 53.13 | 62.67 | 0.01 | 9.53
2020 | MISO_WUMS_2_MISO_W | MISO_WUMS | MISO_W | Internal | Winter | B16 | 25 | 1240 | 1052.74 | 79.09 | 79.11 | 0.01 | 0
2020 | MISO_WUMS_2_MISO_W | MISO_WUMS | MISO_W | Internal | Winter | B17 | 100 | 1240 | 1240 | 70.27 | 70.47 | 0.01 | 0.19
2020 | MISO_WUMS_2_MISO_W | MISO_WUMS | MISO_W | Internal | Winter | B18 | 400 | 1240 | 1002.34 | 68.07 | 68.08 | 0.01 | 0
2020 | MISO_WUMS_2_MISO_W | MISO_WUMS | MISO_W | Internal | Winter | B19 | 700 | 1240 | 1240 | 65.01 | 67.41 | 0.01 | 2.38
2020 | MISO_WUMS_2_MISO_W | MISO_WUMS | MISO_W | Internal | Winter | B20 | 935 | 1240 | 1240 | 56.7 | 64.32 | 0.01 | 7.6
2020 | MISO_WUMS_2_PJM_ROR | MISO_WUMS | PJM_ROR | Internal | Shoulder | B11 | 25 | 1600 | 1600 | 75.2 | 78.53 | 2 | 1.33
2020 | MISO_WUMS_2_PJM_ROR | MISO_WUMS | PJM_ROR | Internal | Shoulder | B12 | 200 | 1600 | 1600 | 69.36 | 71.37 | 2 | 0.01
2020 | MISO_WUMS_2_PJM_ROR | MISO_WUMS | PJM_ROR | Internal | Shoulder | B13 | 600 | 1600 | 1600 | 65.07 | 67.08 | 2 | 0.01
2020 | MISO_WUMS_2_PJM_ROR | MISO_WUMS | PJM_ROR | Internal | Shoulder | B14 | 900 | 1600 | 1600 | 62.25 | 64.27 | 2 | 0.01
2020 | MISO_WUMS_2_PJM_ROR | MISO_WUMS | PJM_ROR | Internal | Shoulder | B15 | 1203 | 1600 | 1600 | 54.62 | 59.69 | 2 | 3.08
2020 | MISO_WUMS_2_PJM_ROR | MISO_WUMS | PJM_ROR | Internal | Summer | B1 | 10 | 1600 | 1592.67 | 104.82 | 106.82 | 2 | 0
2020 | MISO_WUMS_2_PJM_ROR | MISO_WUMS | PJM_ROR | Internal | Summer | B2 | 25 | 1600 | 1600 | 101.33 | 103.34 | 2 | 0.01
2020 | MISO_WUMS_2_PJM_ROR | MISO_WUMS | PJM_ROR | Internal | Summer | B3 | 75 | 1600 | 1085.3 | 99.15 | 101.15 | 2 | 0
2020 | MISO_WUMS_2_PJM_ROR | MISO_WUMS | PJM_ROR | Internal | Summer | B4 | 100 | 1600 | 1600 | 85.28 | 95.28 | 2 | 8
2020 | MISO_WUMS_2_PJM_ROR | MISO_WUMS | PJM_ROR | Internal | Summer | B5 | 200 | 1600 | 1600 | 69.66 | 90.37 | 2 | 18.71
2020 | MISO_WUMS_2_PJM_ROR | MISO_WUMS | PJM_ROR | Internal | Summer | B6 | 300 | 1600 | 1600 | 65.35 | 75.88 | 2 | 8.54
2020 | MISO_WUMS_2_PJM_ROR | MISO_WUMS | PJM_ROR | Internal | Summer | B7 | 400 | 1600 | 1600 | 60.81 | 66.11 | 2 | 3.3
2020 | MISO_WUMS_2_PJM_ROR | MISO_WUMS | PJM_ROR | Internal | Summer | B8 | 500 | 1600 | 1600 | 60.81 | 63.24 | 2 | 0.42
2020 | MISO_WUMS_2_PJM_ROR | MISO_WUMS | PJM_ROR | Internal | Summer | B9 | 800 | 1600 | 1507.21 | 59.01 | 61.01 | 2 | 0
2020 | MISO_WUMS_2_PJM_ROR | MISO_WUMS | PJM_ROR | Internal | Summer | B10 | 1262 | 1600 | 695.97 | 53.13 | 55.13 | 2 | 0
2020 | MISO_WUMS_2_PJM_ROR | MISO_WUMS | PJM_ROR | Internal | Winter | B16 | 25 | 1600 | 1600 | 79.09 | 84.78 | 2 | 3.69
2020 | MISO_WUMS_2_PJM_ROR | MISO_WUMS | PJM_ROR | Internal | Winter | B17 | 100 | 1600 | 1600 | 70.27 | 77.69 | 2 | 5.42
2020 | MISO_WUMS_2_PJM_ROR | MISO_WUMS | PJM_ROR | Internal | Winter | B18 | 400 | 1600 | 1600 | 68.07 | 70.08 | 2 | 0.01
2020 | MISO_WUMS_2_PJM_ROR | MISO_WUMS | PJM_ROR | Internal | Winter | B19 | 700 | 1600 | 1600 | 65.01 | 67.6 | 2 | 0.58
2020 | MISO_WUMS_2_PJM_ROR | MISO_WUMS | PJM_ROR | Internal | Winter | B20 | 935 | 1600 | 1600 | 56.7 | 61.46 | 2 | 2.75
2020 | NE_2_MISO_W | NE | MISO_W | Internal | Shoulder | B11 | 25 | 1600 | 48.09 | 74.31 | 79.31 | 5 | 0
2020 | NE_2_MISO_W | NE | MISO_W | Internal | Shoulder | B12 | 200 | 1600 | 0 | 64.39 | 69.38 | 5 | 0
2020 | NE_2_MISO_W | NE | MISO_W | Internal | Shoulder | B13 | 600 | 1600 | 0 | 60.87 | 65.09 | 5 | 0
2020 | NE_2_MISO_W | NE | MISO_W | Internal | Shoulder | B14 | 900 | 1600 | 317.19 | 59.22 | 64.22 | 5 | 0
2020 | NE_2_MISO_W | NE | MISO_W | Internal | Shoulder | B15 | 1203 | 1600 | 936.11 | 58.05 | 63.05 | 5 | 0
2020 | NE_2_MISO_W | NE | MISO_W | Internal | Summer | B1 | 10 | 1600 | 0 | 105.11 | 105.87 | 5 | 0
2020 | NE_2_MISO_W | NE | MISO_W | Internal | Summer | B2 | 25 | 1600 | 0 | 105.11 | 105.11 | 5 | 0
2020 | NE_2_MISO_W | NE | MISO_W | Internal | Summer | B3 | 75 | 1600 | 0 | 103.86 | 103.86 | 5 | 0
2020 | NE_2_MISO_W | NE | MISO_W | Internal | Summer | B4 | 100 | 1600 | 0 | 102.35 | 102.35 | 5 | 0
2020 | NE_2_MISO_W | NE | MISO_W | Internal | Summer | B5 | 200 | 1600 | 0 | 101.89 | 101.89 | 5 | 0
2020 | NE_2_MISO_W | NE | MISO_W | Internal | Summer | B6 | 300 | 1600 | 0 | 76.58 | 77.88 | 5 | 0
2020 | NE_2_MISO_W | NE | MISO_W | Internal | Summer | B7 | 400 | 1600 | 0 | 67.97 | 68.11 | 5 | 0
2020 | NE_2_MISO_W | NE | MISO_W | Internal | Summer | B8 | 500 | 1600 | 0 | 63.58 | 63.03 | 5 | 0
2020 | NE_2_MISO_W | NE | MISO_W | Internal | Summer | B9 | 800 | 1600 | 0 | 62.7 | 62.7 | 5 | 0
2020 | NE_2_MISO_W | NE | MISO_W | Internal | Summer | B10 | 1262 | 1600 | 0 | 58.72 | 62.67 | 5 | 0
2020 | NE_2_MISO_W | NE | MISO_W | Internal | Winter | B16 | 25 | 1600 | 1600 | 72.58 | 79.11 | 5 | 1.53
2020 | NE_2_MISO_W | NE | MISO_W | Internal | Winter | B17 | 100 | 1600 | 665.11 | 65.47 | 70.47 | 5 | 0
2020 | NE_2_MISO_W | NE | MISO_W | Internal | Winter | B18 | 400 | 1600 | 558.55 | 63.08 | 68.08 | 5 | 0
2020 | NE_2_MISO_W | NE | MISO_W | Internal | Winter | B19 | 700 | 1600 | 497.25 | 62.41 | 67.41 | 5 | 0
2020 | NE_2_MISO_W | NE | MISO_W | Internal | Winter | B20 | 935 | 1600 | 743.89 | 59.32 | 64.32 | 5 | 0
2020 | NE_2_SPP_N | NE | SPP_N | Internal | Shoulder | B11 | 25 | 1802 | 0 | 74.31 | 74.3 | 0.01 | 0
2020 | NE_2_SPP_N | NE | SPP_N | Internal | Shoulder | B12 | 200 | 1802 | 0 | 64.39 | 64.38 | 0.01 | 0
2020 | NE_2_SPP_N | NE | SPP_N | Internal | Shoulder | B13 | 600 | 1802 | 213.63 | 60.87 | 60.89 | 0.01 | 0
2020 | NE_2_SPP_N | NE | SPP_N | Internal | Shoulder | B14 | 900 | 1802 | 0 | 59.22 | 59.21 | 0.01 | 0
2020 | NE_2_SPP_N | NE | SPP_N | Internal | Shoulder | B15 | 1203 | 1802 | 0 | 58.05 | 57 | 0.01 | 0
2020 | NE_2_SPP_N | NE | SPP_N | Internal | Summer | B1 | 10 | 1802 | 0 | 105.11 | 100.28 | 0.01 | 0
2020 | NE_2_SPP_N | NE | SPP_N | Internal | Summer | B2 | 25 | 1802 | 0 | 105.11 | 100.28 | 0.01 | 0
2020 | NE_2_SPP_N | NE | SPP_N | Internal | Summer | B3 | 75 | 1802 | 0 | 103.86 | 103.85 | 0.01 | 0
2020 | NE_2_SPP_N | NE | SPP_N | Internal | Summer | B4 | 100 | 1802 | 0 | 102.35 | 100.28 | 0.01 | 0
2020 | NE_2_SPP_N | NE | SPP_N | Internal | Summer | B5 | 200 | 1802 | 0 | 101.89 | 96.89 | 0.01 | 0
2020 | NE_2_SPP_N | NE | SPP_N | Internal | Summer | B6 | 300 | 1802 | 0 | 76.58 | 72.14 | 0.01 | 0
2020 | NE_2_SPP_N | NE | SPP_N | Internal | Summer | B7 | 400 | 1802 | 0 | 67.97 | 65.47 | 0.01 | 0
2020 | NE_2_SPP_N | NE | SPP_N | Internal | Summer | B8 | 500 | 1802 | 1802 | 63.58 | 63.94 | 0.01 | 0.34
2020 | NE_2_SPP_N | NE | SPP_N | Internal | Summer | B9 | 800 | 1802 | 1016.52 | 62.7 | 62.71 | 0.01 | 0
2020 | NE_2_SPP_N | NE | SPP_N | Internal | Summer | B10 | 1262 | 1802 | 254.7 | 58.72 | 58.73 | 0.01 | 0
2020 | NE_2_SPP_N | NE | SPP_N | Internal | Winter | B16 | 25 | 1802 | 0 | 72.58 | 72.57 | 0.01 | 0
2020 | NE_2_SPP_N | NE | SPP_N | Internal | Winter | B17 | 100 | 1802 | 0 | 65.47 | 65.47 | 0.01 | 0
2020 | NE_2_SPP_N | NE | SPP_N | Internal | Winter | B18 | 400 | 1802 | 0 | 63.08 | 63.08 | 0.01 | 0
2020 | NE_2_SPP_N | NE | SPP_N | Internal | Winter | B19 | 700 | 1802 | 0 | 62.41 | 62.4 | 0.01 | 0
2020 | NE_2_SPP_N | NE | SPP_N | Internal | Winter | B20 | 935 | 1802 | 2.5 | 59.32 | 59.33 | 0.01 | 0
2020 | NEISO_2_NYISO_A-F | NEISO | NYISO_A-F | Internal | Shoulder | B11 | 25 | 600 | 600 | 61.51 | 65.63 | 3 | 1.12
2020 | NEISO_2_NYISO_A-F | NEISO | NYISO_A-F | Internal | Shoulder | B12 | 200 | 600 | 0 | 61.05 | 64.03 | 3 | 0
2020 | NEISO_2_NYISO_A-F | NEISO | NYISO_A-F | Internal | Shoulder | B13 | 600 | 600 | 0 | 61.05 | 64.03 | 3 | 0
2020 | NEISO_2_NYISO_A-F | NEISO | NYISO_A-F | Internal | Shoulder | B14 | 900 | 600 | 0 | 61.05 | 62.62 | 3 | 0
2020 | NEISO_2_NYISO_A-F | NEISO | NYISO_A-F | Internal | Shoulder | B15 | 1203 | 600 | 0 | 61.05 | 62.62 | 3 | 0
2020 | NEISO_2_NYISO_A-F | NEISO | NYISO_A-F | Internal | Summer | B1 | 10 | 600 | 0 | 109.84 | 96.87 | 3 | 0
2020 | NEISO_2_NYISO_A-F | NEISO | NYISO_A-F | Internal | Summer | B2 | 25 | 600 | 0 | 94.39 | 93.9 | 3 | 0
2020 | NEISO_2_NYISO_A-F | NEISO | NYISO_A-F | Internal | Summer | B3 | 75 | 600 | 0 | 80.55 | 82.42 | 3 | 0
2020 | NEISO_2_NYISO_A-F | NEISO | NYISO_A-F | Internal | Summer | B4 | 100 | 600 | 308.46 | 79.42 | 82.42 | 3 | 0
2020 | NEISO_2_NYISO_A-F | NEISO | NYISO_A-F | Internal | Summer | B5 | 200 | 600 | 600 | 58.63 | 74.79 | 3 | 13.15
2020 | NEISO_2_NYISO_A-F | NEISO | NYISO_A-F | Internal | Summer | B6 | 300 | 600 | 600 | 58.63 | 67.87 | 3 | 6.24
2020 | NEISO_2_NYISO_A-F | NEISO | NYISO_A-F | Internal | Summer | B7 | 400 | 600 | 528.57 | 58.63 | 61.63 | 3 | 0
2020 | NEISO_2_NYISO_A-F | NEISO | NYISO_A-F | Internal | Summer | B8 | 500 | 600 | 0 | 58.63 | 61.61 | 3 | 0
2020 | NEISO_2_NYISO_A-F | NEISO | NYISO_A-F | Internal | Summer | B9 | 800 | 600 | 0 | 58.63 | 60.03 | 3 | 0
2020 | NEISO_2_NYISO_A-F | NEISO | NYISO_A-F | Internal | Summer | B10 | 1262 | 600 | 0 | 58.63 | 60.03 | 3 | 0
2020 | NEISO_2_NYISO_A-F | NEISO | NYISO_A-F | Internal | Winter | B16 | 25 | 600 | 0 | 70.44 | 72.97 | 3 | 0
2020 | NEISO_2_NYISO_A-F | NEISO | NYISO_A-F | Internal | Winter | B17 | 100 | 600 | 0 | 70.44 | 69.7 | 3 | 0
2020 | NEISO_2_NYISO_A-F | NEISO | NYISO_A-F | Internal | Winter | B18 | 400 | 600 | 0 | 69.42 | 66.42 | 3 | 0
2020 | NEISO_2_NYISO_A-F | NEISO | NYISO_A-F | Internal | Winter | B19 | 700 | 600 | 0 | 69.42 | 66.42 | 3 | 0
2020 | NEISO_2_NYISO_A-F | NEISO | NYISO_A-F | Internal | Winter | B20 | 935 | 600 | 0 | 69.42 | 66.42 | 3 | 0
2020 | NEISO_2_NYISO_G-I | NEISO | NYISO_G-I | Internal | Shoulder | B11 | 25 | 600 | 600 | 61.51 | 65.65 | 3 | 1.13
2020 | NEISO_2_NYISO_G-I | NEISO | NYISO_G-I | Internal | Shoulder | B12 | 200 | 600 | 0 | 61.05 | 64.04 | 3 | 0
2020 | NEISO_2_NYISO_G-I | NEISO | NYISO_G-I | Internal | Shoulder | B13 | 600 | 600 | 0 | 61.05 | 64.04 | 3 | 0
2020 | NEISO_2_NYISO_G-I | NEISO | NYISO_G-I | Internal | Shoulder | B14 | 900 | 600 | 0 | 61.05 | 62.64 | 3 | 0
2020 | NEISO_2_NYISO_G-I | NEISO | NYISO_G-I | Internal | Shoulder | B15 | 1203 | 600 | 0 | 61.05 | 62.64 | 3 | 0
2020 | NEISO_2_NYISO_G-I | NEISO | NYISO_G-I | Internal | Summer | B1 | 10 | 600 | 0 | 109.84 | 112.83 | 3 | 0
2020 | NEISO_2_NYISO_G-I | NEISO | NYISO_G-I | Internal | Summer | B2 | 25 | 600 | 0 | 94.39 | 97.38 | 3 | 0
2020 | NEISO_2_NYISO_G-I | NEISO | NYISO_G-I | Internal | Summer | B3 | 75 | 600 | 600 | 80.55 | 86.06 | 3 | 2.51
2020 | NEISO_2_NYISO_G-I | NEISO | NYISO_G-I | Internal | Summer | B4 | 100 | 600 | 600 | 79.42 | 83.54 | 3 | 1.12
2020 | NEISO_2_NYISO_G-I | NEISO | NYISO_G-I | Internal | Summer | B5 | 200 | 600 | 600 | 58.63 | 82.37 | 3 | 20.74
2020 | NEISO_2_NYISO_G-I | NEISO | NYISO_G-I | Internal | Summer | B6 | 300 | 600 | 600 | 58.63 | 67.88 | 3 | 6.25
2020 | NEISO_2_NYISO_G-I | NEISO | NYISO_G-I | Internal | Summer | B7 | 400 | 600 | 600 | 58.63 | 61.64 | 3 | 0.01
2020 | NEISO_2_NYISO_G-I | NEISO | NYISO_G-I | Internal | Summer | B8 | 500 | 600 | 0 | 58.63 | 61.62 | 3 | 0
2020 | NEISO_2_NYISO_G-I | NEISO | NYISO_G-I | Internal | Summer | B9 | 800 | 600 | 0 | 58.63 | 60.04 | 3 | 0
2020 | NEISO_2_NYISO_G-I | NEISO | NYISO_G-I | Internal | Summer | B10 | 1262 | 600 | 0 | 58.63 | 60.04 | 3 | 0
2020 | NEISO_2_NYISO_G-I | NEISO | NYISO_G-I | Internal | Winter | B16 | 25 | 600 | 600 | 70.44 | 76.78 | 3 | 3.34
2020 | NEISO_2_NYISO_G-I | NEISO | NYISO_G-I | Internal | Winter | B17 | 100 | 600 | 0 | 70.44 | 69.79 | 3 | 0
2020 | NEISO_2_NYISO_G-I | NEISO | NYISO_G-I | Internal | Winter | B18 | 400 | 600 | 0 | 69.42 | 69.79 | 3 | 0
2020 | NEISO_2_NYISO_G-I | NEISO | NYISO_G-I | Internal | Winter | B19 | 700 | 600 | 0 | 69.42 | 69.79 | 3 | 0
2020 | NEISO_2_NYISO_G-I | NEISO | NYISO_G-I | Internal | Winter | B20 | 935 | 600 | 0 | 69.42 | 66.43 | 3 | 0
2020 | NEISO_2_NYISO_J-K | NEISO | NYISO_J-K | Internal | Shoulder | B11 | 25 | 777 | 777 | 61.51 | 65.66 | 3 | 1.15
2020 | NEISO_2_NYISO_J-K | NEISO | NYISO_J-K | Internal | Shoulder | B12 | 200 | 777 | 59.08 | 61.05 | 64.05 | 3 | 0
2020 | NEISO_2_NYISO_J-K | NEISO | NYISO_J-K | Internal | Shoulder | B13 | 600 | 777 | 48.96 | 61.05 | 64.05 | 3 | 0
2020 | NEISO_2_NYISO_J-K | NEISO | NYISO_J-K | Internal | Shoulder | B14 | 900 | 777 | 0 | 61.05 | 62.65 | 3 | 0
2020 | NEISO_2_NYISO_J-K | NEISO | NYISO_J-K | Internal | Shoulder | B15 | 1203 | 777 | 0 | 61.05 | 62.65 | 3 | 0
2020 | NEISO_2_NYISO_J-K | NEISO | NYISO_J-K | Internal | Summer | B1 | 10 | 777 | 516.63 | 109.84 | 112.84 | 3 | 0
2020 | NEISO_2_NYISO_J-K | NEISO | NYISO_J-K | Internal | Summer | B2 | 25 | 777 | 122.08 | 94.39 | 97.39 | 3 | 0
2020 | NEISO_2_NYISO_J-K | NEISO | NYISO_J-K | Internal | Summer | B3 | 75 | 777 | 777 | 80.55 | 86.07 | 3 | 2.52
2020 | NEISO_2_NYISO_J-K | NEISO | NYISO_J-K | Internal | Summer | B4 | 100 | 777 | 777 | 79.42 | 83.55 | 3 | 1.13
2020 | NEISO_2_NYISO_J-K | NEISO | NYISO_J-K | Internal | Summer | B5 | 200 | 777 | 777 | 58.63 | 83.55 | 3 | 21.92
2020 | NEISO_2_NYISO_J-K | NEISO | NYISO_J-K | Internal | Summer | B6 | 300 | 777 | 777 | 58.63 | 67.9 | 3 | 6.26
2020 | NEISO_2_NYISO_J-K | NEISO | NYISO_J-K | Internal | Summer | B7 | 400 | 777 | 777 | 58.63 | 61.66 | 3 | 0.02
2020 | NEISO_2_NYISO_J-K | NEISO | NYISO_J-K | Internal | Summer | B8 | 500 | 777 | 687.3 | 58.63 | 61.63 | 3 | 0
2020 | NEISO_2_NYISO_J-K | NEISO | NYISO_J-K | Internal | Summer | B9 | 800 | 777 | 0 | 58.63 | 60.06 | 3 | 0
2020 | NEISO_2_NYISO_J-K | NEISO | NYISO_J-K | Internal | Summer | B10 | 1262 | 777 | 0 | 58.63 | 60.06 | 3 | 0
2020 | NEISO_2_NYISO_J-K | NEISO | NYISO_J-K | Internal | Winter | B16 | 25 | 777 | 777 | 70.44 | 76.79 | 3 | 3.35
2020 | NEISO_2_NYISO_J-K | NEISO | NYISO_J-K | Internal | Winter | B17 | 100 | 777 | 176.89 | 70.44 | 73.44 | 3 | 0
2020 | NEISO_2_NYISO_J-K | NEISO | NYISO_J-K | Internal | Winter | B18 | 400 | 777 | 95.45 | 69.42 | 72.42 | 3 | 0
2020 | NEISO_2_NYISO_J-K | NEISO | NYISO_J-K | Internal | Winter | B19 | 700 | 777 | 0 | 69.42 | 72.12 | 3 | 0
2020 | NEISO_2_NYISO_J-K | NEISO | NYISO_J-K | Internal | Winter | B20 | 935 | 777 | 0 | 69.42 | 66.44 | 3 | 0
2020 | NonRTO_Midwest_2_TVA_Transmission | NonRTO_Midwest | TVA_Transmission | Internal | Shoulder | B11 | 25 | 2400 | 0 | 83.2 | 84.53 | 8 | 0
2020 | NonRTO_Midwest_2_TVA_Transmission | NonRTO_Midwest | TVA_Transmission | Internal | Shoulder | B12 | 200 | 2400 | 0 | 77.36 | 72.07 | 8 | 0
2020 | NonRTO_Midwest_2_TVA_Transmission | NonRTO_Midwest | TVA_Transmission | Internal | Shoulder | B13 | 600 | 2400 | 0 | 69.71 | 69.15 | 8 | 0
2020 | NonRTO_Midwest_2_TVA_Transmission | NonRTO_Midwest | TVA_Transmission | Internal | Shoulder | B14 | 900 | 2400 | 0 | 65.22 | 68.09 | 8 | 0
2020 | NonRTO_Midwest_2_TVA_Transmission | NonRTO_Midwest | TVA_Transmission | Internal | Shoulder | B15 | 1203 | 2400 | 0 | 61.36 | 65.69 | 8 | 0
2020 | NonRTO_Midwest_2_TVA_Transmission | NonRTO_Midwest | TVA_Transmission | Internal | Summer | B1 | 10 | 2400 | 0 | 108.46 | 113.28 | 8 | 0
2020 | NonRTO_Midwest_2_TVA_Transmission | NonRTO_Midwest | TVA_Transmission | Internal | Summer | B2 | 25 | 2400 | 0 | 108.46 | 109.34 | 8 | 0
2020 | NonRTO_Midwest_2_TVA_Transmission | NonRTO_Midwest | TVA_Transmission | Internal | Summer | B3 | 75 | 2400 | 0 | 107.15 | 107.15 | 8 | 0
2020 | NonRTO_Midwest_2_TVA_Transmission | NonRTO_Midwest | TVA_Transmission | Internal | Summer | B4 | 100 | 2400 | 15.79 | 93.28 | 101.28 | 8 | 0
2020 | NonRTO_Midwest_2_TVA_Transmission | NonRTO_Midwest | TVA_Transmission | Internal | Summer | B5 | 200 | 2400 | 1701.16 | 86.83 | 94.83 | 8 | 0
2020 | NonRTO_Midwest_2_TVA_Transmission | NonRTO_Midwest | TVA_Transmission | Internal | Summer | B6 | 300 | 2400 | 0 | 73.35 | 80.75 | 8 | 0
2020 | NonRTO_Midwest_2_TVA_Transmission | NonRTO_Midwest | TVA_Transmission | Internal | Summer | B7 | 400 | 2400 | 0 | 65.22 | 71.37 | 8 | 0
2020 | NonRTO_Midwest_2_TVA_Transmission | NonRTO_Midwest | TVA_Transmission | Internal | Summer | B8 | 500 | 2400 | 0 | 64.91 | 67.51 | 8 | 0
2020 | NonRTO_Midwest_2_TVA_Transmission | NonRTO_Midwest | TVA_Transmission | Internal | Summer | B9 | 800 | 2400 | 0 | 61.89 | 66.08 | 8 | 0
2020 | NonRTO_Midwest_2_TVA_Transmission | NonRTO_Midwest | TVA_Transmission | Internal | Summer | B10 | 1262 | 2400 | 0 | 57.55 | 61.13 | 8 | 0
2020 | NonRTO_Midwest_2_TVA_Transmission | NonRTO_Midwest | TVA_Transmission | Internal | Winter | B16 | 25 | 2400 | 0 | 87.11 | 85.57 | 8 | 0
2020 | NonRTO_Midwest_2_TVA_Transmission | NonRTO_Midwest | TVA_Transmission | Internal | Winter | B17 | 100 | 2400 | 0 | 78.47 | 75.6 | 8 | 0
2020 | NonRTO_Midwest_2_TVA_Transmission | NonRTO_Midwest | TVA_Transmission | Internal | Winter | B18 | 400 | 2400 | 0 | 76.07 | 72.14 | 8 | 0
2020 | NonRTO_Midwest_2_TVA_Transmission | NonRTO_Midwest | TVA_Transmission | Internal | Winter | B19 | 700 | 2400 | 0 | 65.23 | 70.57 | 8 | 0
2020 | NonRTO_Midwest_2_TVA_Transmission | NonRTO_Midwest | TVA_Transmission | Internal | Winter | B20 | 935 | 2400 | 0 | 64.7 | 67.46 | 8 | 0
2020 | NYISO_A-F_2_NEISO | NYISO_A-F | NEISO | Internal | Shoulder | B11 | 25 | 600 | 0 | 65.63 | 61.51 | 3 | 0
2020 | NYISO_A-F_2_NEISO | NYISO_A-F | NEISO | Internal | Shoulder | B12 | 200 | 600 | 0 | 64.03 | 61.05 | 3 | 0
2020 | NYISO_A-F_2_NEISO | NYISO_A-F | NEISO | Internal | Shoulder | B13 | 600 | 600 | 0 | 64.03 | 61.05 | 3 | 0
2020 | NYISO_A-F_2_NEISO | NYISO_A-F | NEISO | Internal | Shoulder | B14 | 900 | 600 | 0 | 62.62 | 61.05 | 3 | 0
2020 | NYISO_A-F_2_NEISO | NYISO_A-F | NEISO | Internal | Shoulder | B15 | 1203 | 600 | 0 | 62.62 | 61.05 | 3 | 0
2020 | NYISO_A-F_2_NEISO | NYISO_A-F | NEISO | Internal | Summer | B1 | 10 | 600 | 600 | 96.87 | 109.84 | 3 | 9.98
2020 | NYISO_A-F_2_NEISO | NYISO_A-F | NEISO | Internal | Summer | B2 | 25 | 600 | 0 | 93.9 | 94.39 | 3 | 0
2020 | NYISO_A-F_2_NEISO | NYISO_A-F | NEISO | Internal | Summer | B3 | 75 | 600 | 0 | 82.42 | 80.55 | 3 | 0
2020 | NYISO_A-F_2_NEISO | NYISO_A-F | NEISO | Internal | Summer | B4 | 100 | 600 | 0 | 82.42 | 79.42 | 3 | 0
2020 | NYISO_A-F_2_NEISO | NYISO_A-F | NEISO | Internal | Summer | B5 | 200 | 600 | 0 | 74.79 | 58.63 | 3 | 0
2020 | NYISO_A-F_2_NEISO | NYISO_A-F | NEISO | Internal | Summer | B6 | 300 | 600 | 0 | 67.87 | 58.63 | 3 | 0
2020 | NYISO_A-F_2_NEISO | NYISO_A-F | NEISO | Internal | Summer | B7 | 400 | 600 | 0 | 61.63 | 58.63 | 3 | 0
2020 | NYISO_A-F_2_NEISO | NYISO_A-F | NEISO | Internal | Summer | B8 | 500 | 600 | 0 | 61.61 | 58.63 | 3 | 0
2020 | NYISO_A-F_2_NEISO | NYISO_A-F | NEISO | Internal | Summer | B9 | 800 | 600 | 0 | 60.03 | 58.63 | 3 | 0
2020 | NYISO_A-F_2_NEISO | NYISO_A-F | NEISO | Internal | Summer | B10 | 1262 | 600 | 0 | 60.03 | 58.63 | 3 | 0
2020 | NYISO_A-F_2_NEISO | NYISO_A-F | NEISO | Internal | Winter | B16 | 25 | 600 | 0 | 72.97 | 70.44 | 3 | 0
2020 | NYISO_A-F_2_NEISO | NYISO_A-F | NEISO | Internal | Winter | B17 | 100 | 600 | 0 | 69.7 | 70.44 | 3 | 0
2020 | NYISO_A-F_2_NEISO | NYISO_A-F | NEISO | Internal | Winter | B18 | 400 | 600 | 33.93 | 66.42 | 69.42 | 3 | 0
2020 | NYISO_A-F_2_NEISO | NYISO_A-F | NEISO | Internal | Winter | B19 | 700 | 600 | 20.8 | 66.42 | 69.42 | 3 | 0
2020 | NYISO_A-F_2_NEISO | NYISO_A-F | NEISO | Internal | Winter | B20 | 935 | 600 | 15.95 | 66.42 | 69.42 | 3 | 0
2020 | NYISO_A-F_2_NYISO_G-I | NYISO_A-F | NYISO_G-I | Internal | Shoulder | B11 | 25 | 5843 | 4677.02 | 65.63 | 65.65 | 0.01 | 0
2020 | NYISO_A-F_2_NYISO_G-I | NYISO_A-F | NYISO_G-I | Internal | Shoulder | B12 | 200 | 5843 | 4597.91 | 64.03 | 64.04 | 0.01 | 0
2020 | NYISO_A-F_2_NYISO_G-I | NYISO_A-F | NYISO_G-I | Internal | Shoulder | B13 | 600 | 5843 | 4210.45 | 64.03 | 64.04 | 0.01 | 0
2020 | NYISO_A-F_2_NYISO_G-I | NYISO_A-F | NYISO_G-I | Internal | Shoulder | B14 | 900 | 5843 | 4320.76 | 62.62 | 62.64 | 0.01 | 0
2020 | NYISO_A-F_2_NYISO_G-I | NYISO_A-F | NYISO_G-I | Internal | Shoulder | B15 | 1203 | 5843 | 2379.13 | 62.62 | 62.64 | 0.01 | 0
2020 | NYISO_A-F_2_NYISO_G-I | NYISO_A-F | NYISO_G-I | Internal | Summer | B1 | 10 | 5843 | 5843 | 96.87 | 112.83 | 0.01 | 15.95
2020 | NYISO_A-F_2_NYISO_G-I | NYISO_A-F | NYISO_G-I | Internal | Summer | B2 | 25 | 5843 | 5843 | 93.9 | 97.38 | 0.01 | 3.46
2020 | NYISO_A-F_2_NYISO_G-I | NYISO_A-F | NYISO_G-I | Internal | Summer | B3 | 75 | 5843 | 5843 | 82.42 | 86.06 | 0.01 | 3.63
2020 | NYISO_A-F_2_NYISO_G-I | NYISO_A-F | NYISO_G-I | Internal | Summer | B4 | 100 | 5843 | 5843 | 82.42 | 83.54 | 0.01 | 1.11
2020 | NYISO_A-F_2_NYISO_G-I | NYISO_A-F | NYISO_G-I | Internal | Summer | B5 | 200 | 5843 | 5843 | 74.79 | 82.37 | 0.01 | 7.57
2020 | NYISO_A-F_2_NYISO_G-I | NYISO_A-F | NYISO_G-I | Internal | Summer | B6 | 300 | 5843 | 4793.13 | 67.87 | 67.88 | 0.01 | 0
2020 | NYISO_A-F_2_NYISO_G-I | NYISO_A-F | NYISO_G-I | Internal | Summer | B7 | 400 | 5843 | 4430.68 | 61.63 | 61.64 | 0.01 | 0
2020 | NYISO_A-F_2_NYISO_G-I | NYISO_A-F | NYISO_G-I | Internal | Summer | B8 | 500 | 5843 | 4321.68 | 61.61 | 61.62 | 0.01 | 0
2020 | NYISO_A-F_2_NYISO_G-I | NYISO_A-F | NYISO_G-I | Internal | Summer | B9 | 800 | 5843 | 4156.17 | 60.03 | 60.04 | 0.01 | 0
2020 | NYISO_A-F_2_NYISO_G-I | NYISO_A-F | NYISO_G-I | Internal | Summer | B10 | 1262 | 5843 | 2026.05 | 60.03 | 60.04 | 0.01 | 0
2020 | NYISO_A-F_2_NYISO_G-I | NYISO_A-F | NYISO_G-I | Internal | Winter | B16 | 25 | 5843 | 5843 | 72.97 | 76.78 | 0.01 | 3.8
2020 | NYISO_A-F_2_NYISO_G-I | NYISO_A-F | NYISO_G-I | Internal | Winter | B17 | 100 | 5843 | 5843 | 69.7 | 69.79 | 0.01 | 0.08
2020 | NYISO_A-F_2_NYISO_G-I | NYISO_A-F | NYISO_G-I | Internal | Winter | B18 | 400 | 5843 | 5843 | 66.42 | 69.79 | 0.01 | 3.37
2020 | NYISO_A-F_2_NYISO_G-I | NYISO_A-F | NYISO_G-I | Internal | Winter | B19 | 700 | 5843 | 5843 | 66.42 | 69.79 | 0.01 | 3.37
2020 | NYISO_A-F_2_NYISO_G-I | NYISO_A-F | NYISO_G-I | Internal | Winter | B20 | 935 | 5843 | 5057.62 | 66.42 | 66.43 | 0.01 | 0
2020 | NYISO_A-F_2_PJM_ROM | NYISO_A-F | PJM_ROM | Internal | Shoulder | B11 | 25 | 1000 | 1000 | 65.63 | 78.54 | 8 | 4.91
2020 | NYISO_A-F_2_PJM_ROM | NYISO_A-F | PJM_ROM | Internal | Shoulder | B12 | 200 | 1000 | 0 | 64.03 | 71.38 | 8 | 0
2020 | NYISO_A-F_2_PJM_ROM | NYISO_A-F | PJM_ROM | Internal | Shoulder | B13 | 600 | 1000 | 0 | 64.03 | 67.09 | 8 | 0
2020 | NYISO_A-F_2_PJM_ROM | NYISO_A-F | PJM_ROM | Internal | Shoulder | B14 | 900 | 1000 | 0 | 62.62 | 64.28 | 8 | 0
2020 | NYISO_A-F_2_PJM_ROM | NYISO_A-F | PJM_ROM | Internal | Shoulder | B15 | 1203 | 1000 | 0 | 62.62 | 59.7 | 8 | 0
2020 | NYISO_A-F_2_PJM_ROM | NYISO_A-F | PJM_ROM | Internal | Summer | B1 | 10 | 1000 | 1000 | 96.87 | 106.83 | 8 | 1.96
2020 | NYISO_A-F_2_PJM_ROM | NYISO_A-F | PJM_ROM | Internal | Summer | B2 | 25 | 1000 | 1000 | 93.9 | 103.35 | 8 | 1.45
2020 | NYISO_A-F_2_PJM_ROM | NYISO_A-F | PJM_ROM | Internal | Summer | B3 | 75 | 1000 | 1000 | 82.42 | 101.14 | 8 | 10.72
2020 | NYISO_A-F_2_PJM_ROM | NYISO_A-F | PJM_ROM | Internal | Summer | B4 | 100 | 1000 | 1000 | 82.42 | 95.27 | 8 | 4.85
2020 | NYISO_A-F_2_PJM_ROM | NYISO_A-F | PJM_ROM | Internal | Summer | B5 | 200 | 1000 | 1000 | 74.79 | 90.38 | 8 | 7.59
2020 | NYISO_A-F_2_PJM_ROM | NYISO_A-F | PJM_ROM | Internal | Summer | B6 | 300 | 1000 | 1000 | 67.87 | 75.9 | 8 | 0.02
2020 | NYISO_A-F_2_PJM_ROM | NYISO_A-F | PJM_ROM | Internal | Summer | B7 | 400 | 1000 | 0 | 61.63 | 66.12 | 8 | 0
2020 | NYISO_A-F_2_PJM_ROM | NYISO_A-F | PJM_ROM | Internal | Summer | B8 | 500 | 1000 | 0 | 61.61 | 63.25 | 8 | 0
2020 | NYISO_A-F_2_PJM_ROM | NYISO_A-F | PJM_ROM | Internal | Summer | B9 | 800 | 1000 | 0 | 60.03 | 61.9 | 8 | 0
2020 | NYISO_A-F_2_PJM_ROM | NYISO_A-F | PJM_ROM | Internal | Summer | B10 | 1262 | 1000 | 0 | 60.03 | 55.14 | 8 | 0
2020 | NYISO_A-F_2_PJM_ROM | NYISO_A-F | PJM_ROM | Internal | Winter | B16 | 25 | 1000 | 1000 | 72.97 | 84.79 | 8 | 3.83
2020 | NYISO_A-F_2_PJM_ROM | NYISO_A-F | PJM_ROM | Internal | Winter | B17 | 100 | 1000 | 255.05 | 69.7 | 77.7 | 8 | 0
2020 | NYISO_A-F_2_PJM_ROM | NYISO_A-F | PJM_ROM | Internal | Winter | B18 | 400 | 1000 | 0 | 66.42 | 71.72 | 8 | 0
2020 | NYISO_A-F_2_PJM_ROM | NYISO_A-F | PJM_ROM | Internal | Winter | B19 | 700 | 1000 | 0 | 66.42 | 69.56 | 8 | 0
2020 | NYISO_A-F_2_PJM_ROM | NYISO_A-F | PJM_ROM | Internal | Winter | B20 | 935 | 1000 | 0 | 66.42 | 61.47 | 8 | 0
2020 | NYISO_G-I_2_NEISO | NYISO_G-I | NEISO | Internal | Shoulder | B11 | 25 | 600 | 0 | 65.65 | 61.51 | 3 | 0
2020 | NYISO_G-I_2_NEISO | NYISO_G-I | NEISO | Internal | Shoulder | B12 | 200 | 600 | 0 | 64.04 | 61.05 | 3 | 0
2020 | NYISO_G-I_2_NEISO | NYISO_G-I | NEISO | Internal | Shoulder | B13 | 600 | 600 | 0 | 64.04 | 61.05 | 3 | 0
2020 | NYISO_G-I_2_NEISO | NYISO_G-I | NEISO | Internal | Shoulder | B14 | 900 | 600 | 0 | 62.64 | 61.05 | 3 | 0
2020 | NYISO_G-I_2_NEISO | NYISO_G-I | NEISO | Internal | Shoulder | B15 | 1203 | 600 | 0 | 62.64 | 61.05 | 3 | 0
2020 | NYISO_G-I_2_NEISO | NYISO_G-I | NEISO | Internal | Summer | B1 | 10 | 600 | 0 | 112.83 | 109.84 | 3 | 0
2020 | NYISO_G-I_2_NEISO | NYISO_G-I | NEISO | Internal | Summer | B2 | 25 | 600 | 0 | 97.38 | 94.39 | 3 | 0
2020 | NYISO_G-I_2_NEISO | NYISO_G-I | NEISO | Internal | Summer | B3 | 75 | 600 | 0 | 86.06 | 80.55 | 3 | 0
2020 | NYISO_G-I_2_NEISO | NYISO_G-I | NEISO | Internal | Summer | B4 | 100 | 600 | 0 | 83.54 | 79.42 | 3 | 0
2020 | NYISO_G-I_2_NEISO | NYISO_G-I | NEISO | Internal | Summer | B5 | 200 | 600 | 0 | 82.37 | 58.63 | 3 | 0
2020 | NYISO_G-I_2_NEISO | NYISO_G-I | NEISO | Internal | Summer | B6 | 300 | 600 | 0 | 67.88 | 58.63 | 3 | 0
2020 | NYISO_G-I_2_NEISO | NYISO_G-I | NEISO | Internal | Summer | B7 | 400 | 600 | 0 | 61.64 | 58.63 | 3 | 0
2020 | NYISO_G-I_2_NEISO | NYISO_G-I | NEISO | Internal | Summer | B8 | 500 | 600 | 0 | 61.62 | 58.63 | 3 | 0
2020 | NYISO_G-I_2_NEISO | NYISO_G-I | NEISO | Internal | Summer | B9 | 800 | 600 | 0 | 60.04 | 58.63 | 3 | 0
2020 | NYISO_G-I_2_NEISO | NYISO_G-I | NEISO | Internal | Summer | B10 | 1262 | 600 | 0 | 60.04 | 58.63 | 3 | 0
2020 | NYISO_G-I_2_NEISO | NYISO_G-I | NEISO | Internal | Winter | B16 | 25 | 600 | 0 | 76.78 | 70.44 | 3 | 0
2020 | NYISO_G-I_2_NEISO | NYISO_G-I | NEISO | Internal | Winter | B17 | 100 | 600 | 0 | 69.79 | 70.44 | 3 | 0
2020 | NYISO_G-I_2_NEISO | NYISO_G-I | NEISO | Internal | Winter | B18 | 400 | 600 | 0 | 69.79 | 69.42 | 3 | 0
2020 | NYISO_G-I_2_NEISO | NYISO_G-I | NEISO | Internal | Winter | B19 | 700 | 600 | 0 | 69.79 | 69.42 | 3 | 0
2020 | NYISO_G-I_2_NEISO | NYISO_G-I | NEISO | Internal | Winter | B20 | 935 | 600 | 0 | 66.43 | 69.42 | 3 | 0
2020 | NYISO_G-I_2_NYISO_J-K | NYISO_G-I | NYISO_J-K | Internal | Shoulder | B11 | 25 | 6130 | 4478.62 | 65.65 | 65.66 | 0.01 | 0
2020 | NYISO_G-I_2_NYISO_J-K | NYISO_G-I | NYISO_J-K | Internal | Shoulder | B12 | 200 | 6130 | 5360.58 | 64.04 | 64.05 | 0.01 | 0
2020 | NYISO_G-I_2_NYISO_J-K | NYISO_G-I | NYISO_J-K | Internal | Shoulder | B13 | 600 | 6130 | 5093.33 | 64.04 | 64.05 | 0.01 | 0
2020 | NYISO_G-I_2_NYISO_J-K | NYISO_G-I | NYISO_J-K | Internal | Shoulder | B14 | 900 | 6130 | 4431.47 | 62.64 | 62.65 | 0.01 | 0
2020 | NYISO_G-I_2_NYISO_J-K | NYISO_G-I | NYISO_J-K | Internal | Shoulder | B15 | 1203 | 6130 | 2790.76 | 62.64 | 62.65 | 0.01 | 0
2020 | NYISO_G-I_2_NYISO_J-K | NYISO_G-I | NYISO_J-K | Internal | Summer | B1 | 10 | 6130 | 5561.16 | 112.83 | 112.84 | 0.01 | 0
2020 | NYISO_G-I_2_NYISO_J-K | NYISO_G-I | NYISO_J-K | Internal | Summer | B2 | 25 | 6130 | 5713.9 | 97.38 | 97.39 | 0.01 | 0
2020 | NYISO_G-I_2_NYISO_J-K | NYISO_G-I | NYISO_J-K | Internal | Summer | B3 | 75 | 6130 | 5205.5 | 86.06 | 86.07 | 0.01 | 0
2020 | NYISO_G-I_2_NYISO_J-K | NYISO_G-I | NYISO_J-K | Internal | Summer | B4 | 100 | 6130 | 5461.91 | 83.54 | 83.55 | 0.01 | 0
2020 | NYISO_G-I_2_NYISO_J-K | NYISO_G-I | NYISO_J-K | Internal | Summer | B5 | 200 | 6130 | 6130 | 82.37 | 83.55 | 0.01 | 1.17
2020 | NYISO_G-I_2_NYISO_J-K | NYISO_G-I | NYISO_J-K | Internal | Summer | B6 | 300 | 6130 | 5606.03 | 67.88 | 67.9 | 0.01 | 0
2020 | NYISO_G-I_2_NYISO_J-K | NYISO_G-I | NYISO_J-K | Internal | Summer | B7 | 400 | 6130 | 6034.6 | 61.64 | 61.66 | 0.01 | 0
2020 | NYISO_G-I_2_NYISO_J-K | NYISO_G-I | NYISO_J-K | Internal | Summer | B8 | 500 | 6130 | 5473.69 | 61.62 | 61.63 | 0.01 | 0
2020 | NYISO_G-I_2_NYISO_J-K | NYISO_G-I | NYISO_J-K | Internal | Summer | B9 | 800 | 6130 | 5314.61 | 60.04 | 60.06 | 0.01 | 0
2020 | NYISO_G-I_2_NYISO_J-K | NYISO_G-I | NYISO_J-K | Internal | Summer | B10 | 1262 | 6130 | 3564.54 | 60.04 | 60.06 | 0.01 | 0
2020 | NYISO_G-I_2_NYISO_J-K | NYISO_G-I | NYISO_J-K | Internal | Winter | B16 | 25 | 6130 | 5823.66 | 76.78 | 76.79 | 0.01 | 0
2020 | NYISO_G-I_2_NYISO_J-K | NYISO_G-I | NYISO_J-K | Internal | Winter | B17 | 100 | 6130 | 6130 | 69.79 | 73.44 | 0.01 | 3.64
2020 | NYISO_G-I_2_NYISO_J-K | NYISO_G-I | NYISO_J-K | Internal | Winter | B18 | 400 | 6130 | 6130 | 69.79 | 72.42 | 0.01 | 2.61
2020 | NYISO_G-I_2_NYISO_J-K | NYISO_G-I | NYISO_J-K | Internal | Winter | B19 | 700 | 6130 | 6130 | 69.79 | 72.12 | 0.01 | 2.32
2020 | NYISO_G-I_2_NYISO_J-K | NYISO_G-I | NYISO_J-K | Internal | Winter | B20 | 935 | 6130 | 5617.35 | 66.43 | 66.44 | 0.01 | 0
2020 | NYISO_G-I_2_PJM_E | NYISO_G-I | PJM_E | Internal | Shoulder | B11 | 25 | 1500 | 1500 | 65.65 | 78.53 | 8 | 4.88
2020 | NYISO_G-I_2_PJM_E | NYISO_G-I | PJM_E | Internal | Shoulder | B12 | 200 | 1500 | 0 | 64.04 | 71.37 | 8 | 0
2020 | NYISO_G-I_2_PJM_E | NYISO_G-I | PJM_E | Internal | Shoulder | B13 | 600 | 1500 | 0 | 64.04 | 67.08 | 8 | 0
2020 | NYISO_G-I_2_PJM_E | NYISO_G-I | PJM_E | Internal | Shoulder | B14 | 900 | 1500 | 0 | 62.64 | 64.27 | 8 | 0
2020 | NYISO_G-I_2_PJM_E | NYISO_G-I | PJM_E | Internal | Shoulder | B15 | 1203 | 1500 | 0 | 62.64 | 59.69 | 8 | 0
2020 | NYISO_G-I_2_PJM_E | NYISO_G-I | PJM_E | Internal | Summer | B1 | 10 | 1500 | 0 | 112.83 | 106.84 | 8 | 0
2020 | NYISO_G-I_2_PJM_E | NYISO_G-I | PJM_E | Internal | Summer | B2 | 25 | 1500 | 0 | 97.38 | 103.34 | 8 | 0
2020 | NYISO_G-I_2_PJM_E | NYISO_G-I | PJM_E | Internal | Summer | B3 | 75 | 1500 | 1500 | 86.06 | 101.12 | 8 | 7.07
2020 | NYISO_G-I_2_PJM_E | NYISO_G-I | PJM_E | Internal | Summer | B4 | 100 | 1500 | 1500 | 83.54 | 95.25 | 8 | 3.72
2020 | NYISO_G-I_2_PJM_E | NYISO_G-I | PJM_E | Internal | Summer | B5 | 200 | 1500 | 964.11 | 82.37 | 90.37 | 8 | 0
2020 | NYISO_G-I_2_PJM_E | NYISO_G-I | PJM_E | Internal | Summer | B6 | 300 | 1500 | 626.57 | 67.88 | 75.88 | 8 | 0
2020 | NYISO_G-I_2_PJM_E | NYISO_G-I | PJM_E | Internal | Summer | B7 | 400 | 1500 | 0 | 61.64 | 66.11 | 8 | 0
2020 | NYISO_G-I_2_PJM_E | NYISO_G-I | PJM_E | Internal | Summer | B8 | 500 | 1500 | 0 | 61.62 | 63.24 | 8 | 0
2020 | NYISO_G-I_2_PJM_E | NYISO_G-I | PJM_E | Internal | Summer | B9 | 800 | 1500 | 0 | 60.04 | 61.88 | 8 | 0
2020 | NYISO_G-I_2_PJM_E | NYISO_G-I | PJM_E | Internal | Summer | B10 | 1262 | 1500 | 0 | 60.04 | 55.13 | 8 | 0
2020 | NYISO_G-I_2_PJM_E | NYISO_G-I | PJM_E | Internal | Winter | B16 | 25 | 1500 | 1193.53 | 76.78 | 84.78 | 8 | 0
2020 | NYISO_G-I_2_PJM_E | NYISO_G-I | PJM_E | Internal | Winter | B17 | 100 | 1500 | 0 | 69.79 | 77.69 | 8 | 0
2020 | NYISO_G-I_2_PJM_E | NYISO_G-I | PJM_E | Internal | Winter | B18 | 400 | 1500 | 0 | 69.79 | 71.73 | 8 | 0
2020 | NYISO_G-I_2_PJM_E | NYISO_G-I | PJM_E | Internal | Winter | B19 | 700 | 1500 | 0 | 69.79 | 69.57 | 8 | 0
2020 | NYISO_G-I_2_PJM_E | NYISO_G-I | PJM_E | Internal | Winter | B20 | 935 | 1500 | 0 | 66.43 | 61.46 | 8 | 0
2020 | NYISO_J-K_2_PJM_E | NYISO_J-K | PJM_E | Internal | Shoulder | B11 | 25 | 330 | 330 | 65.66 | 78.53 | 8 | 4.87
2020 | NYISO_J-K_2_PJM_E | NYISO_J-K | PJM_E | Internal | Shoulder | B12 | 200 | 330 | 0 | 64.05 | 71.37 | 8 | 0
2020 | NYISO_J-K_2_PJM_E | NYISO_J-K | PJM_E | Internal | Shoulder | B13 | 600 | 330 | 0 | 64.05 | 67.08 | 8 | 0
2020 | NYISO_J-K_2_PJM_E | NYISO_J-K | PJM_E | Internal | Shoulder | B14 | 900 | 330 | 0 | 62.65 | 64.27 | 8 | 0
2020 | NYISO_J-K_2_PJM_E | NYISO_J-K | PJM_E | Internal | Shoulder | B15 | 1203 | 330 | 0 | 62.65 | 59.69 | 8 | 0
2020 | NYISO_J-K_2_PJM_E | NYISO_J-K | PJM_E | Internal | Summer | B1 | 10 | 330 | 0 | 112.84 | 106.84 | 8 | 0
2020 | NYISO_J-K_2_PJM_E | NYISO_J-K | PJM_E | Internal | Summer | B2 | 25 | 330 | 0 | 97.39 | 103.34 | 8 | 0
2020 | NYISO_J-K_2_PJM_E | NYISO_J-K | PJM_E | Internal | Summer | B3 | 75 | 330 | 330 | 86.07 | 101.12 | 8 | 7.05
2020 | NYISO_J-K_2_PJM_E | NYISO_J-K | PJM_E | Internal | Summer | B4 | 100 | 330 | 330 | 83.55 | 95.25 | 8 | 3.7
2020 | NYISO_J-K_2_PJM_E | NYISO_J-K | PJM_E | Internal | Summer | B5 | 200 | 330 | 0 | 83.55 | 90.37 | 8 | 0
2020 | NYISO_J-K_2_PJM_E | NYISO_J-K | PJM_E | Internal | Summer | B6 | 300 | 330 | 0 | 67.9 | 75.88 | 8 | 0
2020 | NYISO_J-K_2_PJM_E | NYISO_J-K | PJM_E | Internal | Summer | B7 | 400 | 330 | 0 | 61.66 | 66.11 | 8 | 0
2020 | NYISO_J-K_2_PJM_E | NYISO_J-K | PJM_E | Internal | Summer | B8 | 500 | 330 | 0 | 61.63 | 63.24 | 8 | 0
2020 | NYISO_J-K_2_PJM_E | NYISO_J-K | PJM_E | Internal | Summer | B9 | 800 | 330 | 0 | 60.06 | 61.88 | 8 | 0
2020 | NYISO_J-K_2_PJM_E | NYISO_J-K | PJM_E | Internal | Summer | B10 | 1262 | 330 | 0 | 60.06 | 55.13 | 8 | 0
2020 | NYISO_J-K_2_PJM_E | NYISO_J-K | PJM_E | Internal | Winter | B16 | 25 | 330 | 0 | 76.79 | 84.78 | 8 | 0
2020 | NYISO_J-K_2_PJM_E | NYISO_J-K | PJM_E | Internal | Winter | B17 | 100 | 330 | 0 | 73.44 | 77.69 | 8 | 0
2020 | NYISO_J-K_2_PJM_E | NYISO_J-K | PJM_E | Internal | Winter | B18 | 400 | 330 | 0 | 72.42 | 71.73 | 8 | 0
2020 | NYISO_J-K_2_PJM_E | NYISO_J-K | PJM_E | Internal | Winter | B19 | 700 | 330 | 0 | 72.12 | 69.57 | 8 | 0
2020 | NYISO_J-K_2_PJM_E | NYISO_J-K | PJM_E | Internal | Winter | B20 | 935 | 330 | 0 | 66.44 | 61.46 | 8 | 0
2020 | PJM_E_2_NYISO_J-K | PJM_E | NYISO_J-K | Internal | Shoulder | B11 | 25 | 330 | 0 | 78.53 | 65.66 | 6 | 0
2020 | PJM_E_2_NYISO_J-K | PJM_E | NYISO_J-K | Internal | Shoulder | B12 | 200 | 330 | 0 | 71.37 | 64.05 | 6 | 0
2020 | PJM_E_2_NYISO_J-K | PJM_E | NYISO_J-K | Internal | Shoulder | B13 | 600 | 330 | 0 | 67.08 | 64.05 | 6 | 0
2020 | PJM_E_2_NYISO_J-K | PJM_E | NYISO_J-K | Internal | Shoulder | B14 | 900 | 330 | 0 | 64.27 | 62.65 | 6 | 0
2020 | PJM_E_2_NYISO_J-K | PJM_E | NYISO_J-K | Internal | Shoulder | B15 | 1203 | 330 | 0 | 59.69 | 62.65 | 6 | 0
2020 | PJM_E_2_NYISO_J-K | PJM_E | NYISO_J-K | Internal | Summer | B1 | 10 | 330 | 199.03 | 106.84 | 112.84 | 6 | 0
2020 | PJM_E_2_NYISO_J-K | PJM_E | NYISO_J-K | Internal | Summer | B2 | 25 | 330 | 0 | 103.34 | 97.39 | 6 | 0
2020 | PJM_E_2_NYISO_J-K | PJM_E | NYISO_J-K | Internal | Summer | B3 | 75 | 330 | 0 | 101.12 | 86.07 | 6 | 0
2020 | PJM_E_2_NYISO_J-K | PJM_E | NYISO_J-K | Internal | Summer | B4 | 100 | 330 | 0 | 95.25 | 83.55 | 6 | 0
2020 | PJM_E_2_NYISO_J-K | PJM_E | NYISO_J-K | Internal | Summer | B5 | 200 | 330 | 0 | 90.37 | 83.55 | 6 | 0
2020 | PJM_E_2_NYISO_J-K | PJM_E | NYISO_J-K | Internal | Summer | B6 | 300 | 330 | 0 | 75.88 | 67.9 | 6 | 0
2020 | PJM_E_2_NYISO_J-K | PJM_E | NYISO_J-K | Internal | Summer | B7 | 400 | 330 | 0 | 66.11 | 61.66 | 6 | 0
2020 | PJM_E_2_NYISO_J-K | PJM_E | NYISO_J-K | Internal | Summer | B8 | 500 | 330 | 0 | 63.24 | 61.63 | 6 | 0
2020 | PJM_E_2_NYISO_J-K | PJM_E | NYISO_J-K | Internal | Summer | B9 | 800 | 330 | 0 | 61.88 | 60.06 | 6 | 0
2020 | PJM_E_2_NYISO_J-K | PJM_E | NYISO_J-K | Internal | Summer | B10 | 1262 | 330 | 0 | 55.13 | 60.06 | 6 | 0
2020 | PJM_E_2_NYISO_J-K | PJM_E | NYISO_J-K | Internal | Winter | B16 | 25 | 330 | 0 | 84.78 | 76.79 | 6 | 0
2020 | PJM_E_2_NYISO_J-K | PJM_E | NYISO_J-K | Internal | Winter | B17 | 100 | 330 | 0 | 77.69 | 73.44 | 6 | 0
2020 | PJM_E_2_NYISO_J-K | PJM_E | NYISO_J-K | Internal | Winter | B18 | 400 | 330 | 0 | 71.73 | 72.42 | 6 | 0
2020 | PJM_E_2_NYISO_J-K | PJM_E | NYISO_J-K | Internal | Winter | B19 | 700 | 330 | 0 | 69.57 | 72.12 | 6 | 0
2020 | PJM_E_2_NYISO_J-K | PJM_E | NYISO_J-K | Internal | Winter | B20 | 935 | 330 | 0 | 61.46 | 66.44 | 6 | 0
2020 | PJM_E_2_PJM_ROM | PJM_E | PJM_ROM | Internal | Shoulder | B11 | 25 | 8000 | 4888.09 | 78.53 | 78.54 | 0.01 | 0
2020 | PJM_E_2_PJM_ROM | PJM_E | PJM_ROM | Internal | Shoulder | B12 | 200 | 8000 | 3196.52 | 71.37 | 71.38 | 0.01 | 0
2020 | PJM_E_2_PJM_ROM | PJM_E | PJM_ROM | Internal | Shoulder | B13 | 600 | 8000 | 1081.88 | 67.08 | 67.09 | 0.01 | 0
2020 | PJM_E_2_PJM_ROM | PJM_E | PJM_ROM | Internal | Shoulder | B14 | 900 | 8000 | 1479.68 | 64.27 | 64.28 | 0.01 | 0
2020 | PJM_E_2_PJM_ROM | PJM_E | PJM_ROM | Internal | Shoulder | B15 | 1203 | 8000 | 308.06 | 59.69 | 59.7 | 0.01 | 0
2020 | PJM_E_2_PJM_ROM | PJM_E | PJM_ROM | Internal | Summer | B1 | 10 | 8000 | 0 | 106.84 | 106.83 | 0.01 | 0
2020 | PJM_E_2_PJM_ROM | PJM_E | PJM_ROM | Internal | Summer | B2 | 25 | 8000 | 9.67 | 103.34 | 103.35 | 0.01 | 0
2020 | PJM_E_2_PJM_ROM | PJM_E | PJM_ROM | Internal | Summer | B3 | 75 | 8000 | 4519.59 | 101.12 | 101.14 | 0.01 | 0
2020 | PJM_E_2_PJM_ROM | PJM_E | PJM_ROM | Internal | Summer | B4 | 100 | 8000 | 3719.63 | 95.25 | 95.27 | 0.01 | 0
2020 | PJM_E_2_PJM_ROM | PJM_E | PJM_ROM | Internal | Summer | B5 | 200 | 8000 | 1665.76 | 90.37 | 90.38 | 0.01 | 0
2020 | PJM_E_2_PJM_ROM | PJM_E | PJM_ROM | Internal | Summer | B6 | 300 | 8000 | 2163.54 | 75.88 | 75.9 | 0.01 | 0
2020 | PJM_E_2_PJM_ROM | PJM_E | PJM_ROM | Internal | Summer | B7 | 400 | 8000 | 2457.44 | 66.11 | 66.12 | 0.01 | 0
2020 | PJM_E_2_PJM_ROM | PJM_E | PJM_ROM | Internal | Summer | B8 | 500 | 8000 | 1275.61 | 63.24 | 63.25 | 0.01 | 0
2020 | PJM_E_2_PJM_ROM | PJM_E | PJM_ROM | Internal | Summer | B9 | 800 | 8000 | 1060.23 | 61.88 | 61.9 | 0.01 | 0
2020 | PJM_E_2_PJM_ROM | PJM_E | PJM_ROM | Internal | Summer | B10 | 1262 | 8000 | 790.45 | 55.13 | 55.14 | 0.01 | 0
2020 | PJM_E_2_PJM_ROM | PJM_E | PJM_ROM | Internal | Winter | B16 | 25 | 8000 | 1954.73 | 84.78 | 84.79 | 0.01 | 0
2020 | PJM_E_2_PJM_ROM | PJM_E | PJM_ROM | Internal | Winter | B17 | 100 | 8000 | 1065.6 | 77.69 | 77.7 | 0.01 | 0
2020 | PJM_E_2_PJM_ROM | PJM_E | PJM_ROM | Internal | Winter | B18 | 400 | 8000 | 0 | 71.73 | 71.72 | 0.01 | 0
2020 | PJM_E_2_PJM_ROM | PJM_E | PJM_ROM | Internal | Winter | B19 | 700 | 8000 | 0 | 69.57 | 69.56 | 0.01 | 0
2020 | PJM_E_2_PJM_ROM | PJM_E | PJM_ROM | Internal | Winter | B20 | 935 | 8000 | 18.06 | 61.46 | 61.47 | 0.01 | 0
2020 | PJM_ROR_2_MISO_IN | PJM_ROR | MISO_IN | Internal | Shoulder | B11 | 25 | 909 | 0 | 78.53 | 75.2 | 2 | 0
2020 | PJM_ROR_2_MISO_IN | PJM_ROR | MISO_IN | Internal | Shoulder | B12 | 200 | 909 | 0 | 71.37 | 69.36 | 2 | 0
2020 | PJM_ROR_2_MISO_IN | PJM_ROR | MISO_IN | Internal | Shoulder | B13 | 600 | 909 | 0 | 67.08 | 65.07 | 2 | 0
2020 | PJM_ROR_2_MISO_IN | PJM_ROR | MISO_IN | Internal | Shoulder | B14 | 900 | 909 | 0 | 64.27 | 62.25 | 2 | 0
2020 | PJM_ROR_2_MISO_IN | PJM_ROR | MISO_IN | Internal | Shoulder | B15 | 1203 | 909 | 0 | 59.69 | 54.62 | 2 | 0
2020 | PJM_ROR_2_MISO_IN | PJM_ROR | MISO_IN | Internal | Summer | B1 | 10 | 909 | 0 | 106.82 | 104.81 | 2 | 0
2020 | PJM_ROR_2_MISO_IN | PJM_ROR | MISO_IN | Internal | Summer | B2 | 25 | 909 | 0 | 103.34 | 101.33 | 2 | 0
2020 | PJM_ROR_2_MISO_IN | PJM_ROR | MISO_IN | Internal | Summer | B3 | 75 | 909 | 0 | 101.15 | 99.15 | 2 | 0
2020 | PJM_ROR_2_MISO_IN | PJM_ROR | MISO_IN | Internal | Summer | B4 | 100 | 909 | 0 | 95.28 | 85.28 | 2 | 0
2020 | PJM_ROR_2_MISO_IN | PJM_ROR | MISO_IN | Internal | Summer | B5 | 200 | 909 | 0 | 90.37 | 78.83 | 2 | 0
2020 | PJM_ROR_2_MISO_IN | PJM_ROR | MISO_IN | Internal | Summer | B6 | 300 | 909 | 0 | 75.88 | 65.35 | 2 | 0
2020 | PJM_ROR_2_MISO_IN | PJM_ROR | MISO_IN | Internal | Summer | B7 | 400 | 909 | 0 | 66.11 | 61.23 | 2 | 0
2020 | PJM_ROR_2_MISO_IN | PJM_ROR | MISO_IN | Internal | Summer | B8 | 500 | 909 | 0 | 63.24 | 60.81 | 2 | 0
2020 | PJM_ROR_2_MISO_IN | PJM_ROR | MISO_IN | Internal | Summer | B9 | 800 | 909 | 0 | 61.01 | 56.57 | 2 | 0
2020 | PJM_ROR_2_MISO_IN | PJM_ROR | MISO_IN | Internal | Summer | B10 | 1262 | 909 | 0 | 55.13 | 53.48 | 2 | 0
2020 | PJM_ROR_2_MISO_IN | PJM_ROR | MISO_IN | Internal | Winter | B16 | 25 | 909 | 0 | 84.78 | 79.11 | 2 | 0
2020 | PJM_ROR_2_MISO_IN | PJM_ROR | MISO_IN | Internal | Winter | B17 | 100 | 909 | 0 | 77.69 | 70.47 | 2 | 0
2020 | PJM_ROR_2_MISO_IN | PJM_ROR | MISO_IN | Internal | Winter | B18 | 400 | 909 | 0 | 70.08 | 68.07 | 2 | 0
2020 | PJM_ROR_2_MISO_IN | PJM_ROR | MISO_IN | Internal | Winter | B19 | 700 | 909 | 0 | 67.6 | 65.01 | 2 | 0
2020 | PJM_ROR_2_MISO_IN | PJM_ROR | MISO_IN | Internal | Winter | B20 | 935 | 909 | 0 | 61.46 | 56.7 | 2 | 0
2020 | PJM_ROR_2_MISO_MO-IL | PJM_ROR | MISO_MO-IL | Internal | Shoulder | B11 | 25 | 1111 | 0 | 78.53 | 79.3 | 2 | 0
2020 | PJM_ROR_2_MISO_MO-IL | PJM_ROR | MISO_MO-IL | Internal | Shoulder | B12 | 200 | 1111 | 0 | 71.37 | 69.37 | 2 | 0
2020 | PJM_ROR_2_MISO_MO-IL | PJM_ROR | MISO_MO-IL | Internal | Shoulder | B13 | 600 | 1111 | 0 | 67.08 | 65.08 | 2 | 0
2020 | PJM_ROR_2_MISO_MO-IL | PJM_ROR | MISO_MO-IL | Internal | Shoulder | B14 | 900 | 1111 | 0 | 64.27 | 62.27 | 2 | 0
2020 | PJM_ROR_2_MISO_MO-IL | PJM_ROR | MISO_MO-IL | Internal | Shoulder | B15 | 1203 | 1111 | 0 | 59.69 | 57.69 | 2 | 0
2020 | PJM_ROR_2_MISO_MO-IL | PJM_ROR | MISO_MO-IL | Internal | Summer | B1 | 10 | 1111 | 0 | 106.82 | 105.28 | 2 | 0
2020 | PJM_ROR_2_MISO_MO-IL | PJM_ROR | MISO_MO-IL | Internal | Summer | B2 | 25 | 1111 | 0 | 103.34 | 101.34 | 2 | 0
2020 | PJM_ROR_2_MISO_MO-IL | PJM_ROR | MISO_MO-IL | Internal | Summer | B3 | 75 | 1111 | 0 | 101.15 | 100.77 | 2 | 0
2020 | PJM_ROR_2_MISO_MO-IL | PJM_ROR | MISO_MO-IL | Internal | Summer | B4 | 100 | 1111 | 1111 | 95.28 | 100.77 | 2 | 3.5
2020 | PJM_ROR_2_MISO_MO-IL | PJM_ROR | MISO_MO-IL | Internal | Summer | B5 | 200 | 1111 | 1111 | 90.37 | 92.9 | 2 | 0.53
2020 | PJM_ROR_2_MISO_MO-IL | PJM_ROR | MISO_MO-IL | Internal | Summer | B6 | 300 | 1111 | 0 | 75.88 | 77.14 | 2 | 0
2020 | PJM_ROR_2_MISO_MO-IL | PJM_ROR | MISO_MO-IL | Internal | Summer | B7 | 400 | 1111 | 0 | 66.11 | 67.1 | 2 | 0
2020 | PJM_ROR_2_MISO_MO-IL | PJM_ROR | MISO_MO-IL | Internal | Summer | B8 | 500 | 1111 | 0 | 63.24 | 61.52 | 2 | 0
2020 | PJM_ROR_2_MISO_MO-IL | PJM_ROR | MISO_MO-IL | Internal | Summer | B9 | 800 | 1111 | 0 | 61.01 | 59.01 | 2 | 0
2020 | PJM_ROR_2_MISO_MO-IL | PJM_ROR | MISO_MO-IL | Internal | Summer | B10 | 1262 | 1111 | 0 | 55.13 | 55.75 | 2 | 0
2020 | PJM_ROR_2_MISO_MO-IL | PJM_ROR | MISO_MO-IL | Internal | Winter | B16 | 25 | 1111 | 0 | 84.78 | 79.12 | 2 | 0
2020 | PJM_ROR_2_MISO_MO-IL | PJM_ROR | MISO_MO-IL | Internal | Winter | B17 | 100 | 1111 | 0 | 77.69 | 70.49 | 2 | 0
2020 | PJM_ROR_2_MISO_MO-IL | PJM_ROR | MISO_MO-IL | Internal | Winter | B18 | 400 | 1111 | 0 | 70.08 | 68.08 | 2 | 0
2020 | PJM_ROR_2_MISO_MO-IL | PJM_ROR | MISO_MO-IL | Internal | Winter | B19 | 700 | 1111 | 0 | 67.6 | 65.6 | 2 | 0
2020 | PJM_ROR_2_MISO_MO-IL | PJM_ROR | MISO_MO-IL | Internal | Winter | B20 | 935 | 1111 | 0 | 61.46 | 59.52 | 2 | 0
2020 | PJM_ROR_2_MISO_W | PJM_ROR | MISO_W | Internal | Shoulder | B11 | 25 | 709 | 0 | 78.53 | 79.31 | 2 | 0
2020 | PJM_ROR_2_MISO_W | PJM_ROR | MISO_W | Internal | Shoulder | B12 | 200 | 709 | 0 | 71.37 | 69.38 | 2 | 0
2020 | PJM_ROR_2_MISO_W | PJM_ROR | MISO_W | Internal | Shoulder | B13 | 600 | 709 | 0 | 67.08 | 65.09 | 2 | 0
2020 | PJM_ROR_2_MISO_W | PJM_ROR | MISO_W | Internal | Shoulder | B14 | 900 | 709 | 0 | 64.27 | 64.22 | 2 | 0
2020 | PJM_ROR_2_MISO_W | PJM_ROR | MISO_W | Internal | Shoulder | B15 | 1203 | 709 | 709 | 59.69 | 63.05 | 2 | 1.36
2020 | PJM_ROR_2_MISO_W | PJM_ROR | MISO_W | Internal | Summer | B1 | 10 | 709 | 0 | 106.82 | 105.87 | 2 | 0
2020 | PJM_ROR_2_MISO_W | PJM_ROR | MISO_W | Internal | Summer | B2 | 25 | 709 | 0 | 103.34 | 105.11 | 2 | 0
2020 | PJM_ROR_2_MISO_W | PJM_ROR | MISO_W | Internal | Summer | B3 | 75 | 709 | 709 | 101.15 | 103.86 | 2 | 0.71
2020 | PJM_ROR_2_MISO_W | PJM_ROR | MISO_W | Internal | Summer | B4 | 100 | 709 | 709 | 95.28 | 102.35 | 2 | 5.08
2020 | PJM_ROR_2_MISO_W | PJM_ROR | MISO_W | Internal | Summer | B5 | 200 | 709 | 709 | 90.37 | 101.89 | 2 | 9.52
2020 | PJM_ROR_2_MISO_W | PJM_ROR | MISO_W | Internal | Summer | B6 | 300 | 709 | 436.8 | 75.88 | 77.88 | 2 | 0
2020 | PJM_ROR_2_MISO_W | PJM_ROR | MISO_W | Internal | Summer | B7 | 400 | 709 | 80.35 | 66.11 | 68.11 | 2 | 0
2020 | PJM_ROR_2_MISO_W | PJM_ROR | MISO_W | Internal | Summer | B8 | 500 | 709 | 0 | 63.24 | 63.03 | 2 | 0
2020 | PJM_ROR_2_MISO_W | PJM_ROR | MISO_W | Internal | Summer | B9 | 800 | 709 | 0 | 61.01 | 62.7 | 2 | 0
2020 | PJM_ROR_2_MISO_W | PJM_ROR | MISO_W | Internal | Summer | B10 | 1262 | 709 | 709 | 55.13 | 62.67 | 2 | 5.54
2020 | PJM_ROR_2_MISO_W | PJM_ROR | MISO_W | Internal | Winter | B16 | 25 | 709 | 0 | 84.78 | 79.11 | 2 | 0
2020 | PJM_ROR_2_MISO_W | PJM_ROR | MISO_W | Internal | Winter | B17 | 100 | 709 | 0 | 77.69 | 70.47 | 2 | 0
2020 | PJM_ROR_2_MISO_W | PJM_ROR | MISO_W | Internal | Winter | B18 | 400 | 709 | 0 | 70.08 | 68.08 | 2 | 0
2020 | PJM_ROR_2_MISO_W | PJM_ROR | MISO_W | Internal | Winter | B19 | 700 | 709 | 0 | 67.6 | 67.41 | 2 | 0
2020 | PJM_ROR_2_MISO_W | PJM_ROR | MISO_W | Internal | Winter | B20 | 935 | 709 | 709 | 61.46 | 64.32 | 2 | 0.86
2020 | PJM_ROR_2_PJM_ROM | PJM_ROR | PJM_ROM | Internal | Shoulder | B11 | 25 | 8000 | 1324.35 | 78.53 | 78.54 | 0.01 | 0
2020 | PJM_ROR_2_PJM_ROM | PJM_ROR | PJM_ROM | Internal | Shoulder | B12 | 200 | 8000 | 3941.17 | 71.37 | 71.38 | 0.01 | 0
2020 | PJM_ROR_2_PJM_ROM | PJM_ROR | PJM_ROM | Internal | Shoulder | B13 | 600 | 8000 | 6344.2 | 67.08 | 67.09 | 0.01 | 0
2020 | PJM_ROR_2_PJM_ROM | PJM_ROR | PJM_ROM | Internal | Shoulder | B14 | 900 | 8000 | 5766.25 | 64.27 | 64.28 | 0.01 | 0
2020 | PJM_ROR_2_PJM_ROM | PJM_ROR | PJM_ROM | Internal | Shoulder | B15 | 1203 | 8000 | 6686.07 | 59.69 | 59.7 | 0.01 | 0
2020 | PJM_ROR_2_PJM_ROM | PJM_ROR | PJM_ROM | Internal | Summer | B1 | 10 | 8000 | 6041.17 | 106.82 | 106.83 | 0.01 | 0
2020 | PJM_ROR_2_PJM_ROM | PJM_ROR | PJM_ROM | Internal | Summer | B2 | 25 | 8000 | 5895.81 | 103.34 | 103.35 | 0.01 | 0
2020 | PJM_ROR_2_PJM_ROM | PJM_ROR | PJM_ROM | Internal | Summer | B3 | 75 | 8000 | 0 | 101.15 | 101.14 | 0.01 | 0
2020 | PJM_ROR_2_PJM_ROM | PJM_ROR | PJM_ROM | Internal | Summer | B4 | 100 | 8000 | 0 | 95.28 | 95.27 | 0.01 | 0
2020 | PJM_ROR_2_PJM_ROM | PJM_ROR | PJM_ROM | Internal | Summer | B5 | 200 | 8000 | 2581.77 | 90.37 | 90.38 | 0.01 | 0
2020 | PJM_ROR_2_PJM_ROM | PJM_ROR | PJM_ROM | Internal | Summer | B6 | 300 | 8000 | 4246.61 | 75.88 | 75.9 | 0.01 | 0
2020 | PJM_ROR_2_PJM_ROM | PJM_ROR | PJM_ROM | Internal | Summer | B7 | 400 | 8000 | 5919.84 | 66.11 | 66.12 | 0.01 | 0
2020 | PJM_ROR_2_PJM_ROM | PJM_ROR | PJM_ROM | Internal | Summer | B8 | 500 | 8000 | 6656.52 | 63.24 | 63.25 | 0.01 | 0
2020 | PJM_ROR_2_PJM_ROM | PJM_ROR | PJM_ROM | Internal | Summer | B9 | 800 | 8000 | 8000 | 61.01 | 61.9 | 0.01 | 0.88
2020 | PJM_ROR_2_PJM_ROM | PJM_ROR | PJM_ROM | Internal | Summer | B10 | 1262 | 8000 | 6047.55 | 55.13 | 55.14 | 0.01 | 0
2020 | PJM_ROR_2_PJM_ROM | PJM_ROR | PJM_ROM | Internal | Winter | B16 | 25 | 8000 | 3761.27 | 84.78 | 84.79 | 0.01 | 0
2020 | PJM_ROR_2_PJM_ROM | PJM_ROR | PJM_ROM | Internal | Winter | B17 | 100 | 8000 | 6245.44 | 77.69 | 77.7 | 0.01 | 0
2020 | PJM_ROR_2_PJM_ROM | PJM_ROR | PJM_ROM | Internal | Winter | B18 | 400 | 8000 | 8000 | 70.08 | 71.72 | 0.01 | 1.63
2020 | PJM_ROR_2_PJM_ROM | PJM_ROR | PJM_ROM | Internal | Winter | B19 | 700 | 8000 | 8000 | 67.6 | 69.56 | 0.01 | 1.95
2020 | PJM_ROR_2_PJM_ROM | PJM_ROR | PJM_ROM | Internal | Winter | B20 | 935 | 8000 | 7412.57 | 61.46 | 61.47 | 0.01 | 0
2020 | PJM_ROR_2_TVA_Transmission | PJM_ROR | TVA_Transmission | Internal | Shoulder | B11 | 25 | 2500 | 618.4 | 78.53 | 84.53 | 6 | 0
2020 | PJM_ROR_2_TVA_Transmission | PJM_ROR | TVA_Transmission | Internal | Shoulder | B12 | 200 | 2500 | 0 | 71.37 | 72.07 | 6 | 0
2020 | PJM_ROR_2_TVA_Transmission | PJM_ROR | TVA_Transmission | Internal | Shoulder | B13 | 600 | 2500 | 0 | 67.08 | 69.15 | 6 | 0
2020 | PJM_ROR_2_TVA_Transmission | PJM_ROR | TVA_Transmission | Internal | Shoulder | B14 | 900 | 2500 | 0 | 64.27 | 68.09 | 6 | 0
2020 | PJM_ROR_2_TVA_Transmission | PJM_ROR | TVA_Transmission | Internal | Shoulder | B15 | 1203 | 2500 | 386.14 | 59.69 | 65.69 | 6 | 0
2020 | PJM_ROR_2_TVA_Transmission | PJM_ROR | TVA_Transmission | Internal | Summer | B1 | 10 | 2500 | 2500 | 106.82 | 113.28 | 6 | 0.46
2020 | PJM_ROR_2_TVA_Transmission | PJM_ROR | TVA_Transmission | Internal | Summer | B2 | 25 | 2500 | 2266.69 | 103.34 | 109.34 | 6 | 0
2020 | PJM_ROR_2_TVA_Transmission | PJM_ROR | TVA_Transmission | Internal | Summer | B3 | 75 | 2500 | 846.3 | 101.15 | 107.15 | 6 | 0
2020 | PJM_ROR_2_TVA_Transmission | PJM_ROR | TVA_Transmission | Internal | Summer | B4 | 100 | 2500 | 126.42 | 95.28 | 101.28 | 6 | 0
2020 | PJM_ROR_2_TVA_Transmission | PJM_ROR | TVA_Transmission | Internal | Summer | B5 | 200 | 2500 | 0 | 90.37 | 94.83 | 6 | 0
2020 | PJM_ROR_2_TVA_Transmission | PJM_ROR | TVA_Transmission | Internal | Summer | B6 | 300 | 2500 | 0 | 75.88 | 80.75 | 6 | 0
2020 | PJM_ROR_2_TVA_Transmission | PJM_ROR | TVA_Transmission | Internal | Summer | B7 | 400 | 2500 | 0 | 66.11 | 71.37 | 6 | 0
2020 | PJM_ROR_2_TVA_Transmission | PJM_ROR | TVA_Transmission | Internal | Summer | B8 | 500 | 2500 | 0 | 63.24 | 67.51 | 6 | 0
2020 | PJM_ROR_2_TVA_Transmission | PJM_ROR | TVA_Transmission | Internal | Summer | B9 | 800 | 2500 | 0 | 61.01 | 66.08 | 6 | 0
2020 | PJM_ROR_2_TVA_Transmission | PJM_ROR | TVA_Transmission | Internal | Summer | B10 | 1262 | 2500 | 112.55 | 55.13 | 61.13 | 6 | 0
2020 | PJM_ROR_2_TVA_Transmission | PJM_ROR | TVA_Transmission | Internal | Winter | B16 | 25 | 2500 | 0 | 84.78 | 85.57 | 6 | 0
2020 | PJM_ROR_2_TVA_Transmission | PJM_ROR | TVA_Transmission | Internal | Winter | B17 | 100 | 2500 | 0 | 77.69 | 75.6 | 6 | 0
2020 | PJM_ROR_2_TVA_Transmission | PJM_ROR | TVA_Transmission | Internal | Winter | B18 | 400 | 2500 | 0 | 70.08 | 72.14 | 6 | 0
2020 | PJM_ROR_2_TVA_Transmission | PJM_ROR | TVA_Transmission | Internal | Winter | B19 | 700 | 2500 | 0 | 67.6 | 70.57 | 6 | 0
2020 | PJM_ROR_2_TVA_Transmission | PJM_ROR | TVA_Transmission | Internal | Winter | B20 | 935 | 2500 | 532.14 | 61.46 | 67.46 | 6 | 0
2020 | PJM_ROR_2_VACAR | PJM_ROR | VACAR | Internal | Shoulder | B11 | 25 | 3000 | 1417.8 | 78.53 | 84.53 | 6 | 0
2020 | PJM_ROR_2_VACAR | PJM_ROR | VACAR | Internal | Shoulder | B12 | 200 | 3000 | 0 | 71.37 | 74.91 | 6 | 0
2020 | PJM_ROR_2_VACAR | PJM_ROR | VACAR | Internal | Shoulder | B13 | 600 | 3000 | 0 | 67.08 | 70.79 | 6 | 0
2020 | PJM_ROR_2_VACAR | PJM_ROR | VACAR | Internal | Shoulder | B14 | 900 | 3000 | 305.92 | 64.27 | 70.27 | 6 | 0
2020 | PJM_ROR_2_VACAR | PJM_ROR | VACAR | Internal | Shoulder | B15 | 1203 | 3000 | 0 | 59.69 | 61.62 | 6 | 0
2020 | PJM_ROR_2_VACAR | PJM_ROR | VACAR | Internal | Summer | B1 | 10 | 3000 | 306.94 | 106.82 | 112.82 | 6 | 0
2020 | PJM_ROR_2_VACAR | PJM_ROR | VACAR | Internal | Summer | B2 | 25 | 3000 | 3000 | 103.34 | 112.79 | 6 | 3.45
2020 | PJM_ROR_2_VACAR | PJM_ROR | VACAR | Internal | Summer | B3 | 75 | 3000 | 3000 | 101.15 | 112.79 | 6 | 5.65
2020 | PJM_ROR_2_VACAR | PJM_ROR | VACAR | Internal | Summer | B4 | 100 | 3000 | 3000 | 95.28 | 102.92 | 6 | 1.64
2020 | PJM_ROR_2_VACAR | PJM_ROR | VACAR | Internal | Summer | B5 | 200 | 3000 | 3000 | 90.37 | 96.83 | 6 | 0.46
2020 | PJM_ROR_2_VACAR | PJM_ROR | VACAR | Internal | Summer | B6 | 300 | 3000 | 3000 | 75.88 | 82.34 | 6 | 0.46
2020 | PJM_ROR_2_VACAR | PJM_ROR | VACAR | Internal | Summer | B7 | 400 | 3000 | 3000 | 66.11 | 72.86 | 6 | 0.75
2020 | PJM_ROR_2_VACAR | PJM_ROR | VACAR | Internal | Summer | B8 | 500 | 3000 | 1782.56 | 63.24 | 69.24 | 6 | 0
2020 | PJM_ROR_2_VACAR | PJM_ROR | VACAR | Internal | Summer | B9 | 800 | 3000 | 308.93 | 61.01 | 67.01 | 6 | 0
2020 | PJM_ROR_2_VACAR | PJM_ROR | VACAR | Internal | Summer | B10 | 1262 | 3000 | 0 | 55.13 | 59.98 | 6 | 0
2020 | PJM_ROR_2_VACAR | PJM_ROR | VACAR | Internal | Winter | B16 | 25 | 3000 | 3000 | 84.78 | 94.57 | 6 | 3.78
2020 | PJM_ROR_2_VACAR | PJM_ROR | VACAR | Internal | Winter | B17 | 100 | 3000 | 0 | 77.69 | 82.53 | 6 | 0
2020 | PJM_ROR_2_VACAR | PJM_ROR | VACAR | Internal | Winter | B18 | 400 | 3000 | 0 | 70.08 | 75.13 | 6 | 0
2020 | PJM_ROR_2_VACAR | PJM_ROR | VACAR | Internal | Winter | B19 | 700 | 3000 | 194.39 | 67.6 | 73.6 | 6 | 0
2020 | PJM_ROR_2_VACAR | PJM_ROR | VACAR | Internal | Winter | B20 | 935 | 3000 | 0 | 61.46 | 65.31 | 6 | 0
2020 | PJM_ROM_2_PJM_E | PJM_ROM | PJM_E | Internal | Shoulder | B11 | 25 | 8000 | 0 | 78.54 | 78.53 | 0.01 | 0
2020 | PJM_ROM_2_PJM_E | PJM_ROM | PJM_E | Internal | Shoulder | B12 | 200 | 8000 | 0 | 71.38 | 71.37 | 0.01 | 0
2020 | PJM_ROM_2_PJM_E | PJM_ROM | PJM_E | Internal | Shoulder | B13 | 600 | 8000 | 0 | 67.09 | 67.08 | 0.01 | 0
2020 | PJM_ROM_2_PJM_E | PJM_ROM | PJM_E | Internal | Shoulder | B14 | 900 | 8000 | 0 | 64.28 | 64.27 | 0.01 | 0
2020 | PJM_ROM_2_PJM_E | PJM_ROM | PJM_E | Internal | Shoulder | B15 | 1203 | 8000 | 0 | 59.7 | 59.69 | 0.01 | 0
2020 | PJM_ROM_2_PJM_E | PJM_ROM | PJM_E | Internal | Summer | B1 | 10 | 8000 | 1024.8 | 106.83 | 106.84 | 0.01 | 0
2020 | PJM_ROM_2_PJM_E | PJM_ROM | PJM_E | Internal | Summer | B2 | 25 | 8000 | 0 | 103.35 | 103.34 | 0.01 | 0
2020 | PJM_ROM_2_PJM_E | PJM_ROM | PJM_E | Internal | Summer | B3 | 75 | 8000 | 0 | 101.14 | 101.12 | 0.01 | 0
2020 | PJM_ROM_2_PJM_E | PJM_ROM | PJM_E | Internal | Summer | B4 | 100 | 8000 | 0 | 95.27 | 95.25 | 0.01 | 0
2020 | PJM_ROM_2_PJM_E | PJM_ROM | PJM_E | Internal | Summer | B5 | 200 | 8000 | 0 | 90.38 | 90.37 | 0.01 | 0
2020 | PJM_ROM_2_PJM_E | PJM_ROM | PJM_E | Internal | Summer | B6 | 300 | 8000 | 0 | 75.9 | 75.88 | 0.01 | 0
2020 | PJM_ROM_2_PJM_E | PJM_ROM | PJM_E | Internal | Summer | B7 | 400 | 8000 | 0 | 66.12 | 66.11 | 0.01 | 0
2020 | PJM_ROM_2_PJM_E | PJM_ROM | PJM_E | Internal | Summer | B8 | 500 | 8000 | 0 | 63.25 | 63.24 | 0.01 | 0
2020 | PJM_ROM_2_PJM_E | PJM_ROM | PJM_E | Internal | Summer | B9 | 800 | 8000 | 0 | 61.9 | 61.88 | 0.01 | 0
2020 | PJM_ROM_2_PJM_E | PJM_ROM | PJM_E | Internal | Summer | B10 | 1262 | 8000 | 0 | 55.14 | 55.13 | 0.01 | 0
2020 | PJM_ROM_2_PJM_E | PJM_ROM | PJM_E | Internal | Winter | B16 | 25 | 8000 | 0 | 84.79 | 84.78 | 0.01 | 0
2020 | PJM_ROM_2_PJM_E | PJM_ROM | PJM_E | Internal | Winter | B17 | 100 | 8000 | 0 | 77.7 | 77.69 | 0.01 | 0
2020 | PJM_ROM_2_PJM_E | PJM_ROM | PJM_E | Internal | Winter | B18 | 400 | 8000 | 465.87 | 71.72 | 71.73 | 0.01 | 0
2020 | PJM_ROM_2_PJM_E | PJM_ROM | PJM_E | Internal | Winter | B19 | 700 | 8000 | 1006.6 | 69.56 | 69.57 | 0.01 | 0
2020 | PJM_ROM_2_PJM_E | PJM_ROM | PJM_E | Internal | Winter | B20 | 935 | 8000 | 0 | 61.47 | 61.46 | 0.01 | 0
2020 | PJM_ROM_2_PJM_ROR | PJM_ROM | PJM_ROR | Internal | Shoulder | B11 | 25 | 8000 | 0 | 78.54 | 78.53 | 0.01 | 0
2020 | PJM_ROM_2_PJM_ROR | PJM_ROM | PJM_ROR | Internal | Shoulder | B12 | 200 | 8000 | 0 | 71.38 | 71.37 | 0.01 | 0
2020 | PJM_ROM_2_PJM_ROR | PJM_ROM | PJM_ROR | Internal | Shoulder | B13 | 600 | 8000 | 0 | 67.09 | 67.08 | 0.01 | 0
2020 | PJM_ROM_2_PJM_ROR | PJM_ROM | PJM_ROR | Internal | Shoulder | B14 | 900 | 8000 | 0 | 64.28 | 64.27 | 0.01 | 0
2020 | PJM_ROM_2_PJM_ROR | PJM_ROM | PJM_ROR | Internal | Shoulder | B15 | 1203 | 8000 | 0 | 59.7 | 59.69 | 0.01 | 0
2020 | PJM_ROM_2_PJM_ROR | PJM_ROM | PJM_ROR | Internal | Summer | B1 | 10 | 8000 | 0 | 106.83 | 106.82 | 0.01 | 0
2020 | PJM_ROM_2_PJM_ROR | PJM_ROM | PJM_ROR | Internal | Summer | B2 | 25 | 8000 | 0 | 103.35 | 103.34 | 0.01 | 0
2020 | PJM_ROM_2_PJM_ROR | PJM_ROM | PJM_ROR | Internal | Summer | B3 | 75 | 8000 | 145.77 | 101.14 | 101.15 | 0.01 | 0
2020 | PJM_ROM_2_PJM_ROR | PJM_ROM | PJM_ROR | Internal | Summer | B4 | 100 | 8000 | 447.57 | 95.27 | 95.28 | 0.01 | 0
2020 | PJM_ROM_2_PJM_ROR | PJM_ROM | PJM_ROR | Internal | Summer | B5 | 200 | 8000 | 0 | 90.38 | 90.37 | 0.01 | 0
2020 | PJM_ROM_2_PJM_ROR | PJM_ROM | PJM_ROR | Internal | Summer | B6 | 300 | 8000 | 0 | 75.9 | 75.88 | 0.01 | 0
2020 | PJM_ROM_2_PJM_ROR | PJM_ROM | PJM_ROR | Internal | Summer | B7 | 400 | 8000 | 0 | 66.12 | 66.11 | 0.01 | 0
2020 | PJM_ROM_2_PJM_ROR | PJM_ROM | PJM_ROR | Internal | Summer | B8 | 500 | 8000 | 0 | 63.25 | 63.24 | 0.01 | 0
2020 | PJM_ROM_2_PJM_ROR | PJM_ROM | PJM_ROR | Internal | Summer | B9 | 800 | 8000 | 0 | 61.9 | 61.01 | 0.01 | 0
2020 | PJM_ROM_2_PJM_ROR | PJM_ROM | PJM_ROR | Internal | Summer | B10 | 1262 | 8000 | 0 | 55.14 | 55.13 | 0.01 | 0
2020 | PJM_ROM_2_PJM_ROR | PJM_ROM | PJM_ROR | Internal | Winter | B16 | 25 | 8000 | 0 | 84.79 | 84.78 | 0.01 | 0
2020 | PJM_ROM_2_PJM_ROR | PJM_ROM | PJM_ROR | Internal | Winter | B17 | 100 | 8000 | 0 | 77.7 | 77.69 | 0.01 | 0
2020 | PJM_ROM_2_PJM_ROR | PJM_ROM | PJM_ROR | Internal | Winter | B18 | 400 | 8000 | 0 | 71.72 | 70.08 | 0.01 | 0
2020 | PJM_ROM_2_PJM_ROR | PJM_ROM | PJM_ROR | Internal | Winter | B19 | 700 | 8000 | 0 | 69.56 | 67.6 | 0.01 | 0
2020 | PJM_ROM_2_PJM_ROR | PJM_ROM | PJM_ROR | Internal | Winter | B20 | 935 | 8000 | 0 | 61.47 | 61.46 | 0.01 | 0
2020 | SOCO_2_ENT | SOCO | ENT | Internal | Shoulder | B11 | 25 | 2400 | 0 | 93.53 | 79.3 | 10 | 0
2020 | SOCO_2_ENT | SOCO | ENT | Internal | Shoulder | B12 | 200 | 2400 | 0 | 69.83 | 67.77 | 10 | 0
2020 | SOCO_2_ENT | SOCO | ENT | Internal | Shoulder | B13 | 600 | 2400 | 0 | 67.38 | 65.89 | 10 | 0
2020 | SOCO_2_ENT | SOCO | ENT | Internal | Shoulder | B14 | 900 | 2400 | 0 | 67.38 | 65.51 | 10 | 0
2020 | SOCO_2_ENT | SOCO | ENT | Internal | Shoulder | B15 | 1203 | 2400 | 0 | 67.38 | 65.51 | 10 | 0
2020 | SOCO_2_ENT | SOCO | ENT | Internal | Summer | B1 | 10 | 2400 | 0 | 112.12 | 105.28 | 10 | 0
2020 | SOCO_2_ENT | SOCO | ENT | Internal | Summer | B2 | 25 | 2400 | 0 | 109.92 | 101.92 | 10 | 0
2020 | SOCO_2_ENT | SOCO | ENT | Internal | Summer | B3 | 75 | 2400 | 0 | 109.92 | 101.92 | 10 | 0
2020 | SOCO_2_ENT | SOCO | ENT | Internal | Summer | B4 | 100 | 2400 | 0 | 109.92 | 101.92 | 10 | 0
2020 | SOCO_2_ENT | SOCO | ENT | Internal | Summer | B5 | 200 | 2400 | 0 | 103.83 | 94.84 | 10 | 0
2020 | SOCO_2_ENT | SOCO | ENT | Internal | Summer | B6 | 300 | 2400 | 0 | 89.34 | 77.03 | 10 | 0
2020 | SOCO_2_ENT | SOCO | ENT | Internal | Summer | B7 | 400 | 2400 | 0 | 79.86 | 66.9 | 10 | 0
2020 | SOCO_2_ENT | SOCO | ENT | Internal | Summer | B8 | 500 | 2400 | 0 | 74.69 | 66.9 | 10 | 0
2020 | SOCO_2_ENT | SOCO | ENT | Internal | Summer | B9 | 800 | 2400 | 0 | 66.11 | 66.41 | 10 | 0
2020 | SOCO_2_ENT | SOCO | ENT | Internal | Summer | B10 | 1262 | 2400 | 0 | 66.11 | 63.75 | 10 | 0
2020 | SOCO_2_ENT | SOCO | ENT | Internal | Winter | B16 | 25 | 2400 | 0 | 93.54 | 77.57 | 10 | 0
2020 | SOCO_2_ENT | SOCO | ENT | Internal | Winter | B17 | 100 | 2400 | 0 | 72.53 | 70.47 | 10 | 0
2020 | SOCO_2_ENT | SOCO | ENT | Internal | Winter | B18 | 400 | 2400 | 0 | 69.99 | 68.12 | 10 | 0
2020 | SOCO_2_ENT | SOCO | ENT | Internal | Winter | B19 | 700 | 2400 | 0 | 69.99 | 68.12 | 10 | 0
2020 | SOCO_2_ENT | SOCO | ENT | Internal | Winter | B20 | 935 | 2400 | 0 | 69.99 | 67.52 | 10 | 0
2020 | SOCO_2_FRCC | SOCO | FRCC | Internal | Shoulder | B11 | 25 | 3700 | 3700 | 93.53 | 110.36 | 10 | 6.84
2020 | SOCO_2_FRCC | SOCO | FRCC | Internal | Shoulder | B12 | 200 | 3700 | 0 | 69.83 | 75.45 | 10 | 0
2020 | SOCO_2_FRCC | SOCO | FRCC | Internal | Shoulder | B13 | 600 | 3700 | 0 | 67.38 | 73.67 | 10 | 0
2020 | SOCO_2_FRCC | SOCO | FRCC | Internal | Shoulder | B14 | 900 | 3700 | 0 | 67.38 | 72.31 | 10 | 0
2020 | SOCO_2_FRCC | SOCO | FRCC | Internal | Shoulder | B15 | 1203 | 3700 | 0 | 67.38 | 72.31 | 10 | 0
2020 | SOCO_2_FRCC | SOCO | FRCC | Internal | Summer | B1 | 10 | 3700 | 558.27 | 112.12 | 122.12 | 10 | 0
2020 | SOCO_2_FRCC | SOCO | FRCC | Internal | Summer | B2 | 25 | 3700 | 0 | 109.92 | 116.56 | 10 | 0
2020 | SOCO_2_FRCC | SOCO | FRCC | Internal | Summer | B3 | 75 | 3700 | 0 | 109.92 | 116.56 | 10 | 0
2020 | SOCO_2_FRCC | SOCO | FRCC | Internal | Summer | B4 | 100 | 3700 | 0 | 109.92 | 116.56 | 10 | 0
2020 | SOCO_2_FRCC | SOCO | FRCC | Internal | Summer | B5 | 200 | 3700 | 2455.56 | 103.83 | 113.83 | 10 | 0
2020 | SOCO_2_FRCC | SOCO | FRCC | Internal | Summer | B6 | 300 | 3700 | 1274.86 | 89.34 | 99.34 | 10 | 0
2020 | SOCO_2_FRCC | SOCO | FRCC | Internal | Summer | B7 | 400 | 3700 | 0 | 79.86 | 85.21 | 10 | 0
2020 | SOCO_2_FRCC | SOCO | FRCC | Internal | Summer | B8 | 500 | 3700 | 0 | 74.69 | 74.69 | 10 | 0
2020 | SOCO_2_FRCC | SOCO | FRCC | Internal | Summer | B9 | 800 | 3700 | 0 | 66.11 | 71.57 | 10 | 0
2020 | SOCO_2_FRCC | SOCO | FRCC | Internal | Summer | B10 | 1262 | 3700 | 0 | 66.11 | 71.57 | 10 | 0
2020 | SOCO_2_FRCC | SOCO | FRCC | Internal | Winter | B16 | 25 | 3700 | 885.47 | 93.54 | 103.54 | 10 | 0
2020 | SOCO_2_FRCC | SOCO | FRCC | Internal | Winter | B17 | 100 | 3700 | 0 | 72.53 | 77.79 | 10 | 0
2020 | SOCO_2_FRCC | SOCO | FRCC | Internal | Winter | B18 | 400 | 3700 | 0 | 69.99 | 74.54 | 10 | 0
2020 | SOCO_2_FRCC | SOCO | FRCC | Internal | Winter | B19 | 700 | 3700 | 0 | 69.99 | 74.54 | 10 | 0
2020 | SOCO_2_FRCC | SOCO | FRCC | Internal | Winter | B20 | 935 | 3700 | 0 | 69.99 | 74.54 | 10 | 0
2020 | SOCO_2_TVA_Transmission | SOCO | TVA_Transmission | Internal | Shoulder | B11 | 25 | 2600 | 0 | 93.53 | 84.53 | 10 | 0
2020 | SOCO_2_TVA_Transmission | SOCO | TVA_Transmission | Internal | Shoulder | B12 | 200 | 2600 | 0 | 69.83 | 72.07 | 10 | 0
2020 | SOCO_2_TVA_Transmission | SOCO | TVA_Transmission | Internal | Shoulder | B13 | 600 | 2600 | 0 | 67.38 | 69.15 | 10 | 0
2020 | SOCO_2_TVA_Transmission | SOCO | TVA_Transmission | Internal | Shoulder | B14 | 900 | 2600 | 0 | 67.38 | 68.09 | 10 | 0
2020 | SOCO_2_TVA_Transmission | SOCO | TVA_Transmission | Internal | Shoulder | B15 | 1203 | 2600 | 0 | 67.38 | 65.69 | 10 | 0
2020 | SOCO_2_TVA_Transmission | SOCO | TVA_Transmission | Internal | Summer | B1 | 10 | 2600 | 0 | 112.12 | 113.28 | 10 | 0
2020 | SOCO_2_TVA_Transmission | SOCO | TVA_Transmission | Internal | Summer | B2 | 25 | 2600 | 0 | 109.92 | 109.34 | 10 | 0
2020 | SOCO_2_TVA_Transmission | SOCO | TVA_Transmission | Internal | Summer | B3 | 75 | 2600 | 0 | 109.92 | 107.15 | 10 | 0
2020 | SOCO_2_TVA_Transmission | SOCO | TVA_Transmission | Internal | Summer | B4 | 100 | 2600 | 0 | 109.92 | 101.28 | 10 | 0
2020 | SOCO_2_TVA_Transmission | SOCO | TVA_Transmission | Internal | Summer | B5 | 200 | 2600 | 0 | 103.83 | 94.83 | 10 | 0
2020 | SOCO_2_TVA_Transmission | SOCO | TVA_Transmission | Internal | Summer | B6 | 300 | 2600 | 0 | 89.34 | 80.75 | 10 | 0
2020 | SOCO_2_TVA_Transmission | SOCO | TVA_Transmission | Internal | Summer | B7 | 400 | 2600 | 0 | 79.86 | 71.37 | 10 | 0
2020 | SOCO_2_TVA_Transmission | SOCO | TVA_Transmission | Internal | Summer | B8 | 500 | 2600 | 0 | 74.69 | 67.51 | 10 | 0
2020 | SOCO_2_TVA_Transmission | SOCO | TVA_Transmission | Internal | Summer | B9 | 800 | 2600 | 0 | 66.11 | 66.08 | 10 | 0
2020 | SOCO_2_TVA_Transmission | SOCO | TVA_Transmission | Internal | Summer | B10 | 1262 | 2600 | 0 | 66.11 | 61.13 | 10 | 0
2020 | SOCO_2_TVA_Transmission | SOCO | TVA_Transmission | Internal | Winter | B16 | 25 | 2600 | 0 | 93.54 | 85.57 | 10 | 0
2020 | SOCO_2_TVA_Transmission | SOCO | TVA_Transmission | Internal | Winter | B17 | 100 | 2600 | 0 | 72.53 | 75.6 | 10 | 0
2020 | SOCO_2_TVA_Transmission | SOCO | TVA_Transmission | Internal | Winter | B18 | 400 | 2600 | 0 | 69.99 | 72.14 | 10 | 0
2020 | SOCO_2_TVA_Transmission | SOCO | TVA_Transmission | Internal | Winter | B19 | 700 | 2600 | 0 | 69.99 | 70.57 | 10 | 0
2020 | SOCO_2_TVA_Transmission | SOCO | TVA_Transmission | Internal | Winter | B20 | 935 | 2600 | 0 | 69.99 | 67.46 | 10 | 0
2020 | SOCO_2_VACAR | SOCO | VACAR | Internal | Shoulder | B11 | 25 | 2000 | 0 | 93.53 | 84.53 | 10 | 0
2020 | SOCO_2_VACAR | SOCO | VACAR | Internal | Shoulder | B12 | 200 | 2000 | 0 | 69.83 | 74.91 | 10 | 0
2020 | SOCO_2_VACAR | SOCO | VACAR | Internal | Shoulder | B13 | 600 | 2000 | 0 | 67.38 | 70.79 | 10 | 0
2020 | SOCO_2_VACAR | SOCO | VACAR | Internal | Shoulder | B14 | 900 | 2000 | 0 | 67.38 | 70.27 | 10 | 0
2020 | SOCO_2_VACAR | SOCO | VACAR | Internal | Shoulder | B15 | 1203 | 2000 | 0 | 67.38 | 61.62 | 10 | 0
2020 | SOCO_2_VACAR | SOCO | VACAR | Internal | Summer | B1 | 10 | 2000 | 0 | 112.12 | 112.82 | 10 | 0
2020 | SOCO_2_VACAR | SOCO | VACAR | Internal | Summer | B2 | 25 | 2000 | 0 | 109.92 | 112.79 | 10 | 0
2020 | SOCO_2_VACAR | SOCO | VACAR | Internal | Summer | B3 | 75 | 2000 | 0 | 109.92 | 112.79 | 10 | 0
2020 | SOCO_2_VACAR | SOCO | VACAR | Internal | Summer | B4 | 100 | 2000 | 0 | 109.92 | 102.92 | 10 | 0
2020 | SOCO_2_VACAR | SOCO | VACAR | Internal | Summer | B5 | 200 | 2000 | 0 | 103.83 | 96.83 | 10 | 0
2020 | SOCO_2_VACAR | SOCO | VACAR | Internal | Summer | B6 | 300 | 2000 | 0 | 89.34 | 82.34 | 10 | 0
2020 | SOCO_2_VACAR | SOCO | VACAR | Internal | Summer | B7 | 400 | 2000 | 0 | 79.86 | 72.86 | 10 | 0
2020 | SOCO_2_VACAR | SOCO | VACAR | Internal | Summer | B8 | 500 | 2000 | 0 | 74.69 | 69.24 | 10 | 0
2020 | SOCO_2_VACAR | SOCO | VACAR | Internal | Summer | B9 | 800 | 2000 | 0 | 66.11 | 67.01 | 10 | 0
2020 | SOCO_2_VACAR | SOCO | VACAR | Internal | Summer | B10 | 1262 | 2000 | 0 | 66.11 | 59.98 | 10 | 0
2020 | SOCO_2_VACAR | SOCO | VACAR | Internal | Winter | B16 | 25 | 2000 | 0 | 93.54 | 94.57 | 10 | 0
2020 | SOCO_2_VACAR | SOCO | VACAR | Internal | Winter | B17 | 100 | 2000 | 894.96 | 72.53 | 82.53 | 10 | 0
2020 | SOCO_2_VACAR | SOCO | VACAR | Internal | Winter | B18 | 400 | 2000 | 0 | 69.99 | 75.13 | 10 | 0
2020 | SOCO_2_VACAR | SOCO | VACAR | Internal | Winter | B19 | 700 | 2000 | 0 | 69.99 | 73.6 | 10 | 0
2020 | SOCO_2_VACAR | SOCO | VACAR | Internal | Winter | B20 | 935 | 2000 | 0 | 69.99 | 65.31 | 10 | 0
2020 | SPP_N_2_ENT | SPP_N | ENT | Internal | Shoulder | B11 | 25 | 1800 | 297.41 | 74.3 | 79.3 | 5 | 0
2020 | SPP_N_2_ENT | SPP_N | ENT | Internal | Shoulder | B12 | 200 | 1800 | 0 | 64.38 | 67.77 | 5 | 0
2020 | SPP_N_2_ENT | SPP_N | ENT | Internal | Shoulder | B13 | 600 | 1800 | 586.69 | 60.89 | 65.89 | 5 | 0
2020 | SPP_N_2_ENT | SPP_N | ENT | Internal | Shoulder | B14 | 900 | 1800 | 1800 | 59.21 | 65.51 | 5 | 1.3
2020 | SPP_N_2_ENT | SPP_N | ENT | Internal | Shoulder | B15 | 1203 | 1800 | 1800 | 57 | 65.51 | 5 | 3.51
2020 | SPP_N_2_ENT | SPP_N | ENT | Internal | Summer | B1 | 10 | 1800 | 29.75 | 100.28 | 105.28 | 5 | 0
2020 | SPP_N_2_ENT | SPP_N | ENT | Internal | Summer | B2 | 25 | 1800 | 0 | 100.28 | 101.92 | 5 | 0
2020 | SPP_N_2_ENT | SPP_N | ENT | Internal | Summer | B3 | 75 | 1800 | 0 | 103.85 | 101.92 | 5 | 0
2020 | SPP_N_2_ENT | SPP_N | ENT | Internal | Summer | B4 | 100 | 1800 | 0 | 100.28 | 101.92 | 5 | 0
2020 | SPP_N_2_ENT | SPP_N | ENT | Internal | Summer | B5 | 200 | 1800 | 0 | 96.89 | 94.84 | 5 | 0
2020 | SPP_N_2_ENT | SPP_N | ENT | Internal | Summer | B6 | 300 | 1800 | 0 | 72.14 | 77.03 | 5 | 0
2020 | SPP_N_2_ENT | SPP_N | ENT | Internal | Summer | B7 | 400 | 1800 | 0 | 65.47 | 66.9 | 5 | 0
2020 | SPP_N_2_ENT | SPP_N | ENT | Internal | Summer | B8 | 500 | 1800 | 0 | 63.94 | 66.9 | 5 | 0
2020 | SPP_N_2_ENT | SPP_N | ENT | Internal | Summer | B9 | 800 | 1800 | 0 | 62.71 | 66.41 | 5 | 0
2020 | SPP_N_2_ENT | SPP_N | ENT | Internal | Summer | B10 | 1262 | 1800 | 1800 | 58.73 | 63.75 | 5 | 0.01
2020 | SPP_N_2_ENT | SPP_N | ENT | Internal | Winter | B16 | 25 | 1800 | 659.3 | 72.57 | 77.57 | 5 | 0
2020 | SPP_N_2_ENT | SPP_N | ENT | Internal | Winter | B17 | 100 | 1800 | 677.69 | 65.47 | 70.47 | 5 | 0
2020 | SPP_N_2_ENT | SPP_N | ENT | Internal | Winter | B18 | 400 | 1800 | 1800 | 63.08 | 68.12 | 5 | 0.04
2020 | SPP_N_2_ENT | SPP_N | ENT | Internal | Winter | B19 | 700 | 1800 | 1800 | 62.4 | 68.12 | 5 | 0.72
2020 | SPP_N_2_ENT | SPP_N | ENT | Internal | Winter | B20 | 935 | 1800 | 1800 | 59.33 | 67.52 | 5 | 3.19
2020 | SPP_N_2_MISO_MO-IL | SPP_N | MISO_MO-IL | Internal | Shoulder | B11 | 25 | 2000 | 258.25 | 74.3 | 79.3 | 5 | 0
2020 | SPP_N_2_MISO_MO-IL | SPP_N | MISO_MO-IL | Internal | Shoulder | B12 | 200 | 2000 | 0 | 64.38 | 69.37 | 5 | 0
2020 | SPP_N_2_MISO_MO-IL | SPP_N | MISO_MO-IL | Internal | Shoulder | B13 | 600 | 2000 | 0 | 60.89 | 65.08 | 5 | 0
2020 | SPP_N_2_MISO_MO-IL | SPP_N | MISO_MO-IL | Internal | Shoulder | B14 | 900 | 2000 | 0 | 59.21 | 62.27 | 5 | 0
2020 | SPP_N_2_MISO_MO-IL | SPP_N | MISO_MO-IL | Internal | Shoulder | B15 | 1203 | 2000 | 0 | 57 | 57.69 | 5 | 0
2020 | SPP_N_2_MISO_MO-IL | SPP_N | MISO_MO-IL | Internal | Summer | B1 | 10 | 2000 | 31.57 | 100.28 | 105.28 | 5 | 0
2020 | SPP_N_2_MISO_MO-IL | SPP_N | MISO_MO-IL | Internal | Summer | B2 | 25 | 2000 | 0 | 100.28 | 101.34 | 5 | 0
2020 | SPP_N_2_MISO_MO-IL | SPP_N | MISO_MO-IL | Internal | Summer | B3 | 75 | 2000 | 0 | 103.85 | 100.77 | 5 | 0
2020 | SPP_N_2_MISO_MO-IL | SPP_N | MISO_MO-IL | Internal | Summer | B4 | 100 | 2000 | 0 | 100.28 | 100.77 | 5 | 0
2020 | SPP_N_2_MISO_MO-IL | SPP_N | MISO_MO-IL | Internal | Summer | B5 | 200 | 2000 | 0 | 96.89 | 92.9 | 5 | 0
2020 | SPP_N_2_MISO_MO-IL | SPP_N | MISO_MO-IL | Internal | Summer | B6 | 300 | 2000 | 154.03 | 72.14 | 77.14 | 5 | 0
2020 | SPP_N_2_MISO_MO-IL | SPP_N | MISO_MO-IL | Internal | Summer | B7 | 400 | 2000 | 0 | 65.47 | 67.1 | 5 | 0
2020 | SPP_N_2_MISO_MO-IL | SPP_N | MISO_MO-IL | Internal | Summer | B8 | 500 | 2000 | 0 | 63.94 | 61.52 | 5 | 0
2020 | SPP_N_2_MISO_MO-IL | SPP_N | MISO_MO-IL | Internal | Summer | B9 | 800 | 2000 | 0 | 62.71 | 59.01 | 5 | 0
2020 | SPP_N_2_MISO_MO-IL | SPP_N | MISO_MO-IL | Internal | Summer | B10 | 1262 | 2000 | 0 | 58.73 | 55.75 | 5 | 0
2020 | SPP_N_2_MISO_MO-IL | SPP_N | MISO_MO-IL | Internal | Winter | B16 | 25 | 2000 | 2000 | 72.57 | 79.12 | 5 | 1.55
2020 | SPP_N_2_MISO_MO-IL | SPP_N | MISO_MO-IL | Internal | Winter | B17 | 100 | 2000 | 2000 | 65.47 | 70.49 | 5 | 0.01
2020 | SPP_N_2_MISO_MO-IL | SPP_N | MISO_MO-IL | Internal | Winter | B18 | 400 | 2000 | 280.76 | 63.08 | 68.08 | 5 | 0
2020 | SPP_N_2_MISO_MO-IL | SPP_N | MISO_MO-IL | Internal | Winter | B19 | 700 | 2000 | 0 | 62.4 | 65.6 | 5 | 0
2020 | SPP_N_2_MISO_MO-IL | SPP_N | MISO_MO-IL | Internal | Winter | B20 | 935 | 2000 | 0 | 59.33 | 59.52 | 5 | 0
2020 | SPP_N_2_MISO_W | SPP_N | MISO_W | Internal | Shoulder | B11 | 25 | 750 | 750 | 74.3 | 79.31 | 5 | 0.01
2020 | SPP_N_2_MISO_W | SPP_N | MISO_W | Internal | Shoulder | B12 | 200 | 750 | 482.21 | 64.38 | 69.38 | 5 | 0
2020 | SPP_N_2_MISO_W | SPP_N | MISO_W | Internal | Shoulder | B13 | 600 | 750 | 0 | 60.89 | 65.09 | 5 | 0
2020 | SPP_N_2_MISO_W | SPP_N | MISO_W | Internal | Shoulder | B14 | 900 | 750 | 750 | 59.21 | 64.22 | 5 | 0.01
2020 | SPP_N_2_MISO_W | SPP_N | MISO_W | Internal | Shoulder | B15 | 1203 | 750 | 750 | 57 | 63.05 | 5 | 1.05
2020 | SPP_N_2_MISO_W | SPP_N | MISO_W | Internal | Summer | B1 | 10 | 750 | 750 | 100.28 | 105.87 | 5 | 0.59
2020 | SPP_N_2_MISO_W | SPP_N | MISO_W | Internal | Summer | B2 | 25 | 750 | 0 | 100.28 | 105.11 | 5 | 0
2020 | SPP_N_2_MISO_W | SPP_N | MISO_W | Internal | Summer | B3 | 75 | 750 | 0 | 103.85 | 103.86 | 5 | 0
2020 | SPP_N_2_MISO_W | SPP_N | MISO_W | Internal | Summer | B4 | 100 | 750 | 0 | 100.28 | 102.35 | 5 | 0
2020 | SPP_N_2_MISO_W | SPP_N | MISO_W | Internal | Summer | B5 | 200 | 750 | 56.49 | 96.89 | 101.89 | 5 | 0
2020 | SPP_N_2_MISO_W | SPP_N | MISO_W | Internal | Summer | B6 | 300 | 750 | 750 | 72.14 | 77.88 | 5 | 0.75
2020 | SPP_N_2_MISO_W | SPP_N | MISO_W | Internal | Summer | B7 | 400 | 750 | 0 | 65.47 | 68.11 | 5 | 0
2020 | SPP_N_2_MISO_W | SPP_N | MISO_W | Internal | Summer | B8 | 500 | 750 | 0 | 63.94 | 63.03 | 5 | 0
2020 | SPP_N_2_MISO_W | SPP_N | MISO_W | Internal | Summer | B9 | 800 | 750 | 0 | 62.71 | 62.7 | 5 | 0
2020 | SPP_N_2_MISO_W | SPP_N | MISO_W | Internal | Summer | B10 | 1262 | 750 | 0 | 58.73 | 62.67 | 5 | 0
2020 | SPP_N_2_MISO_W | SPP_N | MISO_W | Internal | Winter | B16 | 25 | 750 | 750 | 72.57 | 79.11 | 5 | 1.54
2020 | SPP_N_2_MISO_W | SPP_N | MISO_W | Internal | Winter | B17 | 100 | 750 | 559.54 | 65.47 | 70.47 | 5 | 0
2020 | SPP_N_2_MISO_W | SPP_N | MISO_W | Internal | Winter | B18 | 400 | 750 | 306.36 | 63.08 | 68.08 | 5 | 0
2020 | SPP_N_2_MISO_W | SPP_N | MISO_W | Internal | Winter | B19 | 700 | 750 | 750 | 62.4 | 67.41 | 5 | 0.01
2020 | SPP_N_2_MISO_W | SPP_N | MISO_W | Internal | Winter | B20 | 935 | 750 | 0 | 59.33 | 64.32 | 5 | 0
2020 | SPP_N_2_NE | SPP_N | NE | Internal | Shoulder | B11 | 25 | 332 | 268.98 | 74.3 | 74.31 | 0.01 | 0
2020 | SPP_N_2_NE | SPP_N | NE | Internal | Shoulder | B12 | 200 | 332 | 87.13 | 64.38 | 64.39 | 0.01 | 0
2020 | SPP_N_2_NE | SPP_N | NE | Internal | Shoulder | B13 | 600 | 332 | 0 | 60.89 | 60.87 | 0.01 | 0
2020 | SPP_N_2_NE | SPP_N | NE | Internal | Shoulder | B14 | 900 | 332 | 196.4 | 59.21 | 59.22 | 0.01 | 0
2020 | SPP_N_2_NE | SPP_N | NE | Internal | Shoulder | B15 | 1203 | 332 | 332 | 57 | 58.05 | 0.01 | 1.03
2020 | SPP_N_2_NE | SPP_N | NE | Internal | Summer | B1 | 10 | 332 | 332 | 100.28 | 105.11 | 0.01 | 4.83
2020 | SPP_N_2_NE | SPP_N | NE | Internal | Summer | B2 | 25 | 332 | 332 | 100.28 | 105.11 | 0.01 | 4.83
2020 | SPP_N_2_NE | SPP_N | NE | Internal | Summer | B3 | 75 | 332 | 103.05 | 103.85 | 103.86 | 0.01 | 0
2020 | SPP_N_2_NE | SPP_N | NE | Internal | Summer | B4 | 100 | 332 | 332 | 100.28 | 102.35 | 0.01 | 2.06
2020 | SPP_N_2_NE | SPP_N | NE | Internal | Summer | B5 | 200 | 332 | 332 | 96.89 | 101.89 | 0.01 | 4.99
2020 | SPP_N_2_NE | SPP_N | NE | Internal | Summer | B6 | 300 | 332 | 332 | 72.14 | 76.58 | 0.01 | 4.43
2020 | SPP_N_2_NE | SPP_N | NE | Internal | Summer | B7 | 400 | 332 | 332 | 65.47 | 67.97 | 0.01 | 2.49
2020 | SPP_N_2_NE | SPP_N | NE | Internal | Summer | B8 | 500 | 332 | 0 | 63.94 | 63.58 | 0.01 | 0
2020 | SPP_N_2_NE | SPP_N | NE | Internal | Summer | B9 | 800 | 332 | 0 | 62.71 | 62.7 | 0.01 | 0
2020 | SPP_N_2_NE | SPP_N | NE | Internal | Summer | B10 | 1262 | 332 | 0 | 58.73 | 58.72 | 0.01 | 0
2020 | SPP_N_2_NE | SPP_N | NE | Internal | Winter | B16 | 25 | 332 | 153.53 | 72.57 | 72.58 | 0.01 | 0
2020 | SPP_N_2_NE | SPP_N | NE | Internal | Winter | B17 | 100 | 332 | 0 | 65.47 | 65.47 | 0.01 | 0
2020 | SPP_N_2_NE | SPP_N | NE | Internal | Winter | B18 | 400 | 332 | 0 | 63.08 | 63.08 | 0.01 | 0
2020 | SPP_N_2_NE | SPP_N | NE | Internal | Winter | B19 | 700 | 332 | 35.35 | 62.4 | 62.41 | 0.01 | 0
2020 | SPP_N_2_NE | SPP_N | NE | Internal | Winter | B20 | 935 | 332 | 0 | 59.33 | 59.32 | 0.01 | 0
2020 | SPP_N_2_SPP_S | SPP_N | SPP_S | Internal | Shoulder | B11 | 25 | 4000 | 0 | 74.3 | 68.53 | 0.01 | 0
2020 | SPP_N_2_SPP_S | SPP_N | SPP_S | Internal | Shoulder | B12 | 200 | 4000 | 568.71 | 64.38 | 64.39 | 0.01 | 0
2020 | SPP_N_2_SPP_S | SPP_N | SPP_S | Internal | Shoulder | B13 | 600 | 4000 | 506.62 | 60.89 | 60.9 | 0.01 | 0
2020 | SPP_N_2_SPP_S | SPP_N | SPP_S | Internal | Shoulder | B14 | 900 | 4000 | 0 | 59.21 | 56.99 | 0.01 | 0
2020 | SPP_N_2_SPP_S | SPP_N | SPP_S | Internal | Shoulder | B15 | 1203 | 4000 | 0 | 57 | 56.99 | 0.01 | 0
2020 | SPP_N_2_SPP_S | SPP_N | SPP_S | Internal | Summer | B1 | 10 | 4000 | 0 | 100.28 | 64.09 | 0.01 | 0
2020 | SPP_N_2_SPP_S | SPP_N | SPP_S | Internal | Summer | B2 | 25 | 4000 | 0 | 100.28 | 92.88 | 0.01 | 0
2020 | SPP_N_2_SPP_S | SPP_N | SPP_S | Internal | Summer | B3 | 75 | 4000 | 0 | 103.85 | 92.88 | 0.01 | 0
2020 | SPP_N_2_SPP_S | SPP_N | SPP_S | Internal | Summer | B4 | 100 | 4000 | 0 | 100.28 | 92.88 | 0.01 | 0
2020 | SPP_N_2_SPP_S | SPP_N | SPP_S | Internal | Summer | B5 | 200 | 4000 | 0 | 96.89 | 89.24 | 0.01 | 0
2020 | SPP_N_2_SPP_S | SPP_N | SPP_S | Internal | Summer | B6 | 300 | 4000 | 0 | 72.14 | 72.03 | 0.01 | 0
2020 | SPP_N_2_SPP_S | SPP_N | SPP_S | Internal | Summer | B7 | 400 | 4000 | 310.84 | 65.47 | 65.48 | 0.01 | 0
2020 | SPP_N_2_SPP_S | SPP_N | SPP_S | Internal | Summer | B8 | 500 | 4000 | 2909.26 | 63.94 | 63.95 | 0.01 | 0
2020 | SPP_N_2_SPP_S | SPP_N | SPP_S | Internal | Summer | B9 | 800 | 4000 | 2894.6 | 62.71 | 62.72 | 0.01 | 0
2020 | SPP_N_2_SPP_S | SPP_N | SPP_S | Internal | Summer | B10 | 1262 | 4000 | 1597.09 | 58.73 | 58.75 | 0.01 | 0
2020 | SPP_N_2_SPP_S | SPP_N | SPP_S | Internal | Winter | B16 | 25 | 4000 | 0 | 72.57 | 68.1 | 0.01 | 0
2020 | SPP_N_2_SPP_S | SPP_N | SPP_S | Internal | Winter | B17 | 100 | 4000 | 0 | 65.47 | 63.84 | 0.01 | 0
2020 | SPP_N_2_SPP_S | SPP_N | SPP_S | Internal | Winter | B18 | 400 | 4000 | 0 | 63.08 | 63.07 | 0.01 | 0
2020 | SPP_N_2_SPP_S | SPP_N | SPP_S | Internal | Winter | B19 | 700 | 4000 | 0 | 62.4 | 62.39 | 0.01 | 0
2020 | SPP_N_2_SPP_S | SPP_N | SPP_S | Internal | Winter | B20 | 935 | 4000 | 0 | 59.33 | 59.33 | 0.01 | 0
2020 | SPP_S_2_ENT | SPP_S | ENT | Internal | Shoulder | B11 | 25 | 850 | 850 | 68.53 | 79.3 | 5 | 5.76
2020 | SPP_S_2_ENT | SPP_S | ENT | Internal | Shoulder | B12 | 200 | 850 | 0 | 64.39 | 67.77 | 5 | 0
2020 | SPP_S_2_ENT | SPP_S | ENT | Internal | Shoulder | B13 | 600 | 850 | 0 | 60.9 | 65.89 | 5 | 0
2020 | SPP_S_2_ENT | SPP_S | ENT | Internal | Shoulder | B14 | 900 | 850 | 850 | 56.99 | 65.51 | 5 | 3.52
2020 | SPP_S_2_ENT | SPP_S | ENT | Internal | Shoulder | B15 | 1203 | 850 | 850 | 56.99 | 65.51 | 5 | 3.52
2020 | SPP_S_2_ENT | SPP_S | ENT | Internal | Summer | B1 | 10 | 850 | 850 | 64.09 | 105.28 | 5 | 36.18
2020 | SPP_S_2_ENT | SPP_S | ENT | Internal | Summer | B2 | 25 | 850 | 850 | 92.88 | 101.92 | 5 | 4.04
2020 | SPP_S_2_ENT | SPP_S | ENT | Internal | Summer | B3 | 75 | 850 | 850 | 92.88 | 101.92 | 5 | 4.04
2020 | SPP_S_2_ENT | SPP_S | ENT | Internal | Summer | B4 | 100 | 850 | 850 | 92.88 | 101.92 | 5 | 4.04
2020 | SPP_S_2_ENT | SPP_S | ENT | Internal | Summer | B5 | 200 | 850 | 850 | 89.24 | 94.84 | 5 | 0.6
2020 | SPP_S_2_ENT | SPP_S | ENT | Internal | Summer | B6 | 300 | 850 | 741.1 | 72.03 | 77.03 | 5 | 0
2020 | SPP_S_2_ENT | SPP_S | ENT | Internal | Summer | B7 | 400 | 850 | 0 | 65.48 | 66.9 | 5 | 0
2020 | SPP_S_2_ENT | SPP_S | ENT | Internal | Summer | B8 | 500 | 850 | 0 | 63.95 | 66.9 | 5 | 0
2020 | SPP_S_2_ENT | SPP_S | ENT | Internal | Summer | B9 | 800 | 850 | 0 | 62.72 | 66.41 | 5 | 0
2020 | SPP_S_2_ENT | SPP_S | ENT | Internal | Summer | B10 | 1262 | 850 | 203.3 | 58.75 | 63.75 | 5 | 0
2020 | SPP_S_2_ENT | SPP_S | ENT | Internal | Winter | B16 | 25 | 850 | 850 | 68.1 | 77.57 | 5 | 4.46
2020 | SPP_S_2_ENT | SPP_S | ENT | Internal | Winter | B17 | 100 | 850 | 850 | 63.84 | 70.47 | 5 | 1.64
2020 | SPP_S_2_ENT | SPP_S | ENT | Internal | Winter | B18 | 400 | 850 | 850 | 63.07 | 68.12 | 5 | 0.05
2020 | SPP_S_2_ENT | SPP_S | ENT | Internal | Winter | B19 | 700 | 850 | 850 | 62.39 | 68.12 | 5 | 0.73
2020 | SPP_S_2_ENT | SPP_S | ENT | Internal | Winter | B20 | 935 | 850 | 850 | 59.33 | 67.52 | 5 | 3.19
2020 | SPP_S_2_SPP_N | SPP_S | SPP_N | Internal | Shoulder | B11 | 25 | 640 | 640 | 68.53 | 74.3 | 0.01 | 5.75
2020 | SPP_S_2_SPP_N | SPP_S | SPP_N | Internal | Shoulder | B12 | 200 | 640 | 0 | 64.39 | 64.38 | 0.01 | 0
2020 | SPP_S_2_SPP_N | SPP_S | SPP_N | Internal | Shoulder | B13 | 600 | 640 | 0 | 60.9 | 60.89 | 0.01 | 0
2020 | SPP_S_2_SPP_N | SPP_S | SPP_N | Internal | Shoulder | B14 | 900 | 640 | 640 | 56.99 | 59.21 | 0.01 | 2.21
2020 | SPP_S_2_SPP_N | SPP_S | SPP_N | Internal | Shoulder | B15 | 1203 | 640 | 640 | 56.99 | 57 | 0.01 | 0
2020 | SPP_S_2_SPP_N | SPP_S | SPP_N | Internal | Summer | B1 | 10 | 640 | 640 | 64.09 | 100.28 | 0.01 | 36.17
2020 | SPP_S_2_SPP_N | SPP_S | SPP_N | Internal | Summer | B2 | 25 | 640 | 640 | 92.88 | 100.28 | 0.01 | 7.39
2020 | SPP_S_2_SPP_N | SPP_S | SPP_N | Internal | Summer | B3 | 75 | 640 | 640 | 92.88 | 103.85 | 0.01 | 10.96
2020 | SPP_S_2_SPP_N | SPP_S | SPP_N | Internal | Summer | B4 | 100 | 640 | 640 | 92.88 | 100.28 | 0.01 | 7.39
2020 | SPP_S_2_SPP_N | SPP_S | SPP_N | Internal | Summer | B5 | 200 | 640 | 640 | 89.24 | 96.89 | 0.01 | 7.63
2020 | SPP_S_2_SPP_N | SPP_S | SPP_N | Internal | Summer | B6 | 300 | 640 | 640 | 72.03 | 72.14 | 0.01 | 0.09
2020 | SPP_S_2_SPP_N | SPP_S | SPP_N | Internal | Summer | B7 | 400 | 640 | 0 | 65.48 | 65.47 | 0.01 | 0
2020 | SPP_S_2_SPP_N | SPP_S | SPP_N | Internal | Summer | B8 | 500 | 640 | 0 | 63.95 | 63.94 | 0.01 | 0
2020 | SPP_S_2_SPP_N | SPP_S | SPP_N | Internal | Summer | B9 | 800 | 640 | 0 | 62.72 | 62.71 | 0.01 | 0
2020 | SPP_S_2_SPP_N | SPP_S | SPP_N | Internal | Summer | B10 | 1262 | 640 | 0 | 58.75 | 58.73 | 0.01 | 0
2020 | SPP_S_2_SPP_N | SPP_S | SPP_N | Internal | Winter | B16 | 25 | 640 | 640 | 68.1 | 72.57 | 0.01 | 4.45
2020 | SPP_S_2_SPP_N | SPP_S | SPP_N | Internal | Winter | B17 | 100 | 640 | 640 | 63.84 | 65.47 | 0.01 | 1.63
2020 | SPP_S_2_SPP_N | SPP_S | SPP_N | Internal | Winter | B18 | 400 | 640 | 382.63 | 63.07 | 63.08 | 0.01 | 0
2020 | SPP_S_2_SPP_N | SPP_S | SPP_N | Internal | Winter | B19 | 700 | 640 | 463.24 | 62.39 | 62.4 | 0.01 | 0
2020 | SPP_S_2_SPP_N | SPP_S | SPP_N | Internal | Winter | B20 | 935 | 640 | 0 | 59.33 | 59.33 | 0.01 | 0
2020 | TVA_2_ENT | TVA | ENT | Internal | Shoulder | B11 | 25 | 500 | 0 | 75.86 | 79.3 | 9 | 0
2020 | TVA_2_ENT | TVA | ENT | Internal | Shoulder | B12 | 200 | 500 | 0 | 67.02 | 67.77 | 9 | 0
2020 | TVA_2_ENT | TVA | ENT | Internal | Shoulder | B13 | 600 | 500 | 0 | 67.02 | 65.89 | 9 | 0
2020 | TVA_2_ENT | TVA | ENT | Internal | Shoulder | B14 | 900 | 500 | 0 | 67.02 | 65.51 | 9 | 0
2020 | TVA_2_ENT | TVA | ENT | Internal | Shoulder | B15 | 1203 | 500 | 0 | 65.7 | 65.51 | 9 | 0
2020 | TVA_2_ENT | TVA | ENT | Internal | Summer | B1 | 10 | 500 | 0 | 113.29 | 105.28 | 9 | 0
2020 | TVA_2_ENT | TVA | ENT | Internal | Summer | B2 | 25 | 500 | 0 | 109.35 | 101.92 | 9 | 0
2020 | TVA_2_ENT | TVA | ENT | Internal | Summer | B3 | 75 | 500 | 0 | 107.16 | 101.92 | 9 | 0
2020 | TVA_2_ENT | TVA | ENT | Internal | Summer | B4 | 100 | 500 | 0 | 101.29 | 101.92 | 9 | 0
2020 | TVA_2_ENT | TVA | ENT | Internal | Summer | B5 | 200 | 500 | 500 | 83.9 | 94.84 | 9 | 1.94
2020 | TVA_2_ENT | TVA | ENT | Internal | Summer | B6 | 300 | 500 | 0 | 68.54 | 77.03 | 9 | 0
2020 | TVA_2_ENT | TVA | ENT | Internal | Summer | B7 | 400 | 500 | 0 | 65.69 | 66.9 | 9 | 0
2020 | TVA_2_ENT | TVA | ENT | Internal | Summer | B8 | 500 | 500 | 0 | 65.69 | 66.9 | 9 | 0
2020 | TVA_2_ENT | TVA | ENT | Internal | Summer | B9 | 800 | 500 | 0 | 65.69 | 66.41 | 9 | 0
2020 | TVA_2_ENT | TVA | ENT | Internal | Summer | B10 | 1262 | 500 | 0 | 61.14 | 63.75 | 9 | 0
2020 | TVA_2_ENT | TVA | ENT | Internal | Winter | B16 | 25 | 500 | 0 | 85.57 | 77.57 | 9 | 0
2020 | TVA_2_ENT | TVA | ENT | Internal | Winter | B17 | 100 | 500 | 0 | 69.65 | 70.47 | 9 | 0
2020 | TVA_2_ENT | TVA | ENT | Internal | Winter | B18 | 400 | 500 | 0 | 69.45 | 68.12 | 9 | 0
2020 | TVA_2_ENT | TVA | ENT | Internal | Winter | B19 | 700 | 500 | 0 | 69.45 | 68.12 | 9 | 0
2020 | TVA_2_ENT | TVA | ENT | Internal | Winter | B20 | 935 | 500 | 0 | 67.47 | 67.52 | 9 | 0
2020 | TVA_2_MISO_MO-IL | TVA | MISO_MO-IL | Internal | Shoulder | B11 | 25 | 50 | 0 | 75.86 | 79.3 | 9 | 0
2020 | TVA_2_MISO_MO-IL | TVA | MISO_MO-IL | Internal | Shoulder | B12 | 200 | 50 | 0 | 67.02 | 69.37 | 9 | 0
2020 | TVA_2_MISO_MO-IL | TVA | MISO_MO-IL | Internal | Shoulder | B13 | 600 | 50 | 0 | 67.02 | 65.08 | 9 | 0
2020 | TVA_2_MISO_MO-IL | TVA | MISO_MO-IL | Internal | Shoulder | B14 | 900 | 50 | 0 | 67.02 | 62.27 | 9 | 0
2020 | TVA_2_MISO_MO-IL | TVA | MISO_MO-IL | Internal | Shoulder | B15 | 1203 | 50 | 0 | 65.7 | 57.69 | 9 | 0
2020 | TVA_2_MISO_MO-IL | TVA | MISO_MO-IL | Internal | Summer | B1 | 10 | 50 | 0 | 113.29 | 105.28 | 9 | 0
2020 | TVA_2_MISO_MO-IL | TVA | MISO_MO-IL | Internal | Summer | B2 | 25 | 50 | 0 | 109.35 | 101.34 | 9 | 0
2020 | TVA_2_MISO_MO-IL | TVA | MISO_MO-IL | Internal | Summer | B3 | 75 | 50 | 0 | 107.16 | 100.77 | 9 | 0
2020 | TVA_2_MISO_MO-IL | TVA | MISO_MO-IL | Internal | Summer | B4 | 100 | 50 | 0 | 101.29 | 100.77 | 9 | 0
2020 | TVA_2_MISO_MO-IL | TVA | MISO_MO-IL | Internal | Summer | B5 | 200 | 50 | 32.68 | 83.9 | 92.9 | 9 | 0
2020 | TVA_2_MISO_MO-IL | TVA | MISO_MO-IL | Internal | Summer | B6 | 300 | 50 | 0 | 68.54 | 77.14 | 9 | 0
2020 | TVA_2_MISO_MO-IL | TVA | MISO_MO-IL | Internal | Summer | B7 | 400 | 50 | 0 | 65.69 | 67.1 | 9 | 0
2020 | TVA_2_MISO_MO-IL | TVA | MISO_MO-IL | Internal | Summer | B8 | 500 | 50 | 0 | 65.69 | 61.52 | 9 | 0
2020 | TVA_2_MISO_MO-IL | TVA | MISO_MO-IL | Internal | Summer | B9 | 800 | 50 | 0 | 65.69 | 59.01 | 9 | 0
2020 | TVA_2_MISO_MO-IL | TVA | MISO_MO-IL | Internal | Summer | B10 | 1262 | 50 | 0 | 61.14 | 55.75 | 9 | 0
2020 | TVA_2_MISO_MO-IL | TVA | MISO_MO-IL | Internal | Winter | B16 | 25 | 50 | 0 | 85.57 | 79.12 | 9 | 0
2020 | TVA_2_MISO_MO-IL | TVA | MISO_MO-IL | Internal | Winter | B17 | 100 | 50 | 0 | 69.65 | 70.49 | 9 | 0
2020 | TVA_2_MISO_MO-IL | TVA | MISO_MO-IL | Internal | Winter | B18 | 400 | 50 | 0 | 69.45 | 68.08 | 9 | 0
2020 | TVA_2_MISO_MO-IL | TVA | MISO_MO-IL | Internal | Winter | B19 | 700 | 50 | 0 | 69.45 | 65.6 | 9 | 0
2020 | TVA_2_MISO_MO-IL | TVA | MISO_MO-IL | Internal | Winter | B20 | 935 | 50 | 0 | 67.47 | 59.52 | 9 | 0
2020 | TVA_2_NonRTO_Midwest | TVA | NonRTO_Midwest | Internal | Shoulder | B11 | 25 | 100 | 0 | 75.86 | 83.2 | 9 | 0
2020 | TVA_2_NonRTO_Midwest | TVA | NonRTO_Midwest | Internal | Shoulder | B12 | 200 | 100 | 100 | 67.02 | 77.36 | 9 | 1.34
2020 | TVA_2_NonRTO_Midwest | TVA | NonRTO_Midwest | Internal | Shoulder | B13 | 600 | 100 | 0 | 67.02 | 69.71 | 9 | 0
2020 | TVA_2_NonRTO_Midwest | TVA | NonRTO_Midwest | Internal | Shoulder | B14 | 900 | 100 | 0 | 67.02 | 65.22 | 9 | 0
2020 | TVA_2_NonRTO_Midwest | TVA | NonRTO_Midwest | Internal | Shoulder | B15 | 1203 | 100 | 0 | 65.7 | 61.36 | 9 | 0
2020 | TVA_2_NonRTO_Midwest | TVA | NonRTO_Midwest | Internal | Summer | B1 | 10 | 100 | 0 | 113.29 | 108.46 | 9 | 0
2020 | TVA_2_NonRTO_Midwest | TVA | NonRTO_Midwest | Internal | Summer | B2 | 25 | 100 | 0 | 109.35 | 108.46 | 9 | 0
2020 | TVA_2_NonRTO_Midwest | TVA | NonRTO_Midwest | Internal | Summer | B3 | 75 | 100 | 0 | 107.16 | 107.15 | 9 | 0
2020 | TVA_2_NonRTO_Midwest | TVA | NonRTO_Midwest | Internal | Summer | B4 | 100 | 100 | 0 | 101.29 | 93.28 | 9 | 0
2020 | TVA_2_NonRTO_Midwest | TVA | NonRTO_Midwest | Internal | Summer | B5 | 200 | 100 | 0 | 83.9 | 86.83 | 9 | 0
2020 | TVA_2_NonRTO_Midwest | TVA | NonRTO_Midwest | Internal | Summer | B6 | 300 | 100 | 0 | 68.54 | 73.35 | 9 | 0
2020 | TVA_2_NonRTO_Midwest | TVA | NonRTO_Midwest | Internal | Summer | B7 | 400 | 100 | 0 | 65.69 | 65.22 | 9 | 0
2020 | TVA_2_NonRTO_Midwest | TVA | NonRTO_Midwest | Internal | Summer | B8 | 500 | 100 | 0 | 65.69 | 64.91 | 9 | 0
2020 | TVA_2_NonRTO_Midwest | TVA | NonRTO_Midwest | Internal | Summer | B9 | 800 | 100 | 0 | 65.69 | 61.89 | 9 | 0
2020 | TVA_2_NonRTO_Midwest | TVA | NonRTO_Midwest | Internal | Summer | B10 | 1262 | 100 | 0 | 61.14 | 57.55 | 9 | 0
2020 | TVA_2_NonRTO_Midwest | TVA | NonRTO_Midwest | Internal | Winter | B16 | 25 | 100 | 0 | 85.57 | 87.11 | 9 | 0
2020 | TVA_2_NonRTO_Midwest | TVA | NonRTO_Midwest | Internal | Winter | B17 | 100 | 100 | 0 | 69.65 | 78.47 | 9 | 0
2020 | TVA_2_NonRTO_Midwest | TVA | NonRTO_Midwest | Internal | Winter | B18 | 400 | 100 | 0 | 69.45 | 76.07 | 9 | 0
2020 | TVA_2_NonRTO_Midwest | TVA | NonRTO_Midwest | Internal | Winter | B19 | 700 | 100 | 0 | 69.45 | 65.23 | 9 | 0
2020 | TVA_2_NonRTO_Midwest | TVA | NonRTO_Midwest | Internal | Winter | B20 | 935 | 100 | 0 | 67.47 | 64.7 | 9 | 0
2020 | TVA_2_PJM_ROR | TVA | PJM_ROR | Internal | Shoulder | B11 | 25 | 500 | 0 | 75.86 | 78.53 | 9 | 0
2020 | TVA_2_PJM_ROR | TVA | PJM_ROR | Internal | Shoulder | B12 | 200 | 500 | 0 | 67.02 | 71.37 | 9 | 0
2020 | TVA_2_PJM_ROR | TVA | PJM_ROR | Internal | Shoulder | B13 | 600 | 500 | 0 | 67.02 | 67.08 | 9 | 0
2020 | TVA_2_PJM_ROR | TVA | PJM_ROR | Internal | Shoulder | B14 | 900 | 500 | 0 | 67.02 | 64.27 | 9 | 0
2020 | TVA_2_PJM_ROR | TVA | PJM_ROR | Internal | Shoulder | B15 | 1203 | 500 | 0 | 65.7 | 59.69 | 9 | 0
2020 | TVA_2_PJM_ROR | TVA | PJM_ROR | Internal | Summer | B1 | 10 | 500 | 0 | 113.29 | 106.82 | 9 | 0
2020 | TVA_2_PJM_ROR | TVA | PJM_ROR | Internal | Summer | B2 | 25 | 500 | 0 | 109.35 | 103.34 | 9 | 0
2020 | TVA_2_PJM_ROR | TVA | PJM_ROR | Internal | Summer | B3 | 75 | 500 | 0 | 107.16 | 101.15 | 9 | 0
2020 | TVA_2_PJM_ROR | TVA | PJM_ROR | Internal | Summer | B4 | 100 | 500 | 0 | 101.29 | 95.28 | 9 | 0
2020 | TVA_2_PJM_ROR | TVA | PJM_ROR | Internal | Summer | B5 | 200 | 500 | 0 | 83.9 | 90.37 | 9 | 0
2020 | TVA_2_PJM_ROR | TVA | PJM_ROR | Internal | Summer | B6 | 300 | 500 | 0 | 68.54 | 75.88 | 9 | 0
2020 | TVA_2_PJM_ROR | TVA | PJM_ROR | Internal | Summer | B7 | 400 | 500 | 0 | 65.69 | 66.11 | 9 | 0
2020 | TVA_2_PJM_ROR | TVA | PJM_ROR | Internal | Summer | B8 | 500 | 500 | 0 | 65.69 | 63.24 | 9 | 0
2020 | TVA_2_PJM_ROR | TVA | PJM_ROR | Internal | Summer | B9 | 800 | 500 | 0 | 65.69 | 61.01 | 9 | 0
2020 | TVA_2_PJM_ROR | TVA | PJM_ROR | Internal | Summer | B10 | 1262 | 500 | 0 | 61.14 | 55.13 | 9 | 0
2020 | TVA_2_PJM_ROR | TVA | PJM_ROR | Internal | Winter | B16 | 25 | 500 | 0 | 85.57 | 84.78 | 9 | 0
2020 | TVA_2_PJM_ROR | TVA | PJM_ROR | Internal | Winter | B17 | 100 | 500 | 0 | 69.65 | 77.69 | 9 | 0
2020 | TVA_2_PJM_ROR | TVA | PJM_ROR | Internal | Winter | B18 | 400 | 500 | 0 | 69.45 | 70.08 | 9 | 0
2020 | TVA_2_PJM_ROR | TVA | PJM_ROR | Internal | Winter | B19 | 700 | 500 | 0 | 69.45 | 67.6 | 9 | 0
2020 | TVA_2_PJM_ROR | TVA | PJM_ROR | Internal | Winter | B20 | 935 | 500 | 0 | 67.47 | 61.46 | 9 | 0
2020 | TVA_2_SOCO | TVA | SOCO | Internal | Shoulder | B11 | 25 | 500 | 500 | 75.86 | 93.53 | 9 | 8.66
2020 | TVA_2_SOCO | TVA | SOCO | Internal | Shoulder | B12 | 200 | 500 | 0 | 67.02 | 69.83 | 9 | 0
2020 | TVA_2_SOCO | TVA | SOCO | Internal | Shoulder | B13 | 600 | 500 | 0 | 67.02 | 67.38 | 9 | 0
2020 | TVA_2_SOCO | TVA | SOCO | Internal | Shoulder | B14 | 900 | 500 | 0 | 67.02 | 67.38 | 9 | 0
2020 | TVA_2_SOCO | TVA | SOCO | Internal | Shoulder | B15 | 1203 | 500 | 0 | 65.7 | 67.38 | 9 | 0
2020 | TVA_2_SOCO | TVA | SOCO | Internal | Summer | B1 | 10 | 500 | 0 | 113.29 | 112.12 | 9 | 0
2020 | TVA_2_SOCO | TVA | SOCO | Internal | Summer | B2 | 25 | 500 | 0 | 109.35 | 109.92 | 9 | 0
2020 | TVA_2_SOCO | TVA | SOCO | Internal | Summer | B3 | 75 | 500 | 0 | 107.16 | 109.92 | 9 | 0
2020 | TVA_2_SOCO | TVA | SOCO | Internal | Summer | B4 | 100 | 500 | 0 | 101.29 | 109.92 | 9 | 0
2020 | TVA_2_SOCO | TVA | SOCO | Internal | Summer | B5 | 200 | 500 | 500 | 83.9 | 103.83 | 9 | 10.93
2020 | TVA_2_SOCO | TVA | SOCO | Internal | Summer | B6 | 300 | 500 | 500 | 68.54 | 89.34 | 9 | 11.8
2020 | TVA_2_SOCO | TVA | SOCO | Internal | Summer | B7 | 400 | 500 | 500 | 65.69 | 79.86 | 9 | 5.17
2020 | TVA_2_SOCO | TVA | SOCO | Internal | Summer | B8 | 500 | 500 | 318.35 | 65.69 | 74.69 | 9 | 0
2020 | TVA_2_SOCO | TVA | SOCO | Internal | Summer | B9 | 800 | 500 | 0 | 65.69 | 66.11 | 9 | 0
2020 | TVA_2_SOCO | TVA | SOCO | Internal | Summer | B10 | 1262 | 500 | 0 | 61.14 | 66.11 | 9 | 0
2020 | TVA_2_SOCO | TVA | SOCO | Internal | Winter | B16 | 25 | 500 | 0 | 85.57 | 93.54 | 9 | 0
2020 | TVA_2_SOCO | TVA | SOCO | Internal | Winter | B17 | 100 | 500 | 0 | 69.65 | 72.53 | 9 | 0
2020 | TVA_2_SOCO | TVA | SOCO | Internal | Winter | B18 | 400 | 500 | 0 | 69.45 | 69.99 | 9 | 0
2020 | TVA_2_SOCO | TVA | SOCO | Internal | Winter | B19 | 700 | 500 | 0 | 69.45 | 69.99 | 9 | 0
2020 | TVA_2_SOCO | TVA | SOCO | Internal | Winter | B20 | 935 | 500 | 0 | 67.47 | 69.99 | 9 | 0
2020 | TVA_2_VACAR | TVA | VACAR | Internal | Shoulder | B11 | 25 | 150 | 0 | 75.86 | 84.53 | 9 | 0
2020 | TVA_2_VACAR | TVA | VACAR | Internal | Shoulder | B12 | 200 | 150 | 0 | 67.02 | 74.91 | 9 | 0
2020 | TVA_2_VACAR | TVA | VACAR | Internal | Shoulder | B13 | 600 | 150 | 0 | 67.02 | 70.79 | 9 | 0
2020 | TVA_2_VACAR | TVA | VACAR | Internal | Shoulder | B14 | 900 | 150 | 0 | 67.02 | 70.27 | 9 | 0
2020 | TVA_2_VACAR | TVA | VACAR | Internal | Shoulder | B15 | 1203 | 150 | 0 | 65.7 | 61.62 | 9 | 0
2020 | TVA_2_VACAR | TVA | VACAR | Internal | Summer | B1 | 10 | 150 | 0 | 113.29 | 112.82 | 9 | 0
2020 | TVA_2_VACAR | TVA | VACAR | Internal | Summer | B2 | 25 | 150 | 0 | 109.35 | 112.79 | 9 | 0
2020 | TVA_2_VACAR | TVA | VACAR | Internal | Summer | B3 | 75 | 150 | 0 | 107.16 | 112.79 | 9 | 0
2020 | TVA_2_VACAR | TVA | VACAR | Internal | Summer | B4 | 100 | 150 | 0 | 101.29 | 102.92 | 9 | 0
2020 | TVA_2_VACAR | TVA | VACAR | Internal | Summer | B5 | 200 | 150 | 150 | 83.9 | 96.83 | 9 | 3.93
2020 | TVA_2_VACAR | TVA | VACAR | Internal | Summer | B6 | 300 | 150 | 150 | 68.54 | 82.34 | 9 | 4.8
2020 | TVA_2_VACAR | TVA | VACAR | Internal | Summer | B7 | 400 | 150 | 0 | 65.69 | 72.86 | 9 | 0
2020 | TVA_2_VACAR | TVA | VACAR | Internal | Summer | B8 | 500 | 150 | 0 | 65.69 | 69.24 | 9 | 0
2020 | TVA_2_VACAR | TVA | VACAR | Internal | Summer | B9 | 800 | 150 | 0 | 65.69 | 67.01 | 9 | 0
2020 | TVA_2_VACAR | TVA | VACAR | Internal | Summer | B10 | 1262 | 150 | 0 | 61.14 | 59.98 | 9 | 0
2020 | TVA_2_VACAR | TVA | VACAR | Internal | Winter | B16 | 25 | 150 | 53.64 | 85.57 | 94.57 | 9 | 0
2020 | TVA_2_VACAR | TVA | VACAR | Internal | Winter | B17 | 100 | 150 | 150 | 69.65 | 82.53 | 9 | 3.89
2020 | TVA_2_VACAR | TVA | VACAR | Internal | Winter | B18 | 400 | 150 | 0 | 69.45 | 75.13 | 9 | 0
2020 | TVA_2_VACAR | TVA | VACAR | Internal | Winter | B19 | 700 | 150 | 0 | 69.45 | 73.6 | 9 | 0
2020 | TVA_2_VACAR | TVA | VACAR | Internal | Winter | B20 | 935 | 150 | 0 | 67.47 | 65.31 | 9 | 0
2020 | TVA_Transmission_2_NonRTO_Midwest | TVA_Transmission | NonRTO_Midwest | Internal | Shoulder | B11 | 25 | 700 | 0 | 84.53 | 83.2 | 9 | 0
2020 | TVA_Transmission_2_NonRTO_Midwest | TVA_Transmission | NonRTO_Midwest | Internal | Shoulder | B12 | 200 | 700 | 0 | 72.07 | 77.36 | 9 | 0
2020 | TVA_Transmission_2_NonRTO_Midwest | TVA_Transmission | NonRTO_Midwest | Internal | Shoulder | B13 | 600 | 700 | 0 | 69.15 | 69.71 | 9 | 0
2020 | TVA_Transmission_2_NonRTO_Midwest | TVA_Transmission | NonRTO_Midwest | Internal | Shoulder | B14 | 900 | 700 | 0 | 68.09 | 65.22 | 9 | 0
2020 | TVA_Transmission_2_NonRTO_Midwest | TVA_Transmission | NonRTO_Midwest | Internal | Shoulder | B15 | 1203 | 700 | 0 | 65.69 | 61.36 | 9 | 0
2020 | TVA_Transmission_2_NonRTO_Midwest | TVA_Transmission | NonRTO_Midwest | Internal | Summer | B1 | 10 | 700 | 0 | 113.28 | 108.46 | 9 | 0
2020 | TVA_Transmission_2_NonRTO_Midwest | TVA_Transmission | NonRTO_Midwest | Internal | Summer | B2 | 25 | 700 | 0 | 109.34 | 108.46 | 9 | 0
2020 | TVA_Transmission_2_NonRTO_Midwest | TVA_Transmission | NonRTO_Midwest | Internal | Summer | B3 | 75 | 700 | 0 | 107.15 | 107.15 | 9 | 0
2020 | TVA_Transmission_2_NonRTO_Midwest | TVA_Transmission | NonRTO_Midwest | Internal | Summer | B4 | 100 | 700 | 0 | 101.28 | 93.28 | 9 | 0
2020 | TVA_Transmission_2_NonRTO_Midwest | TVA_Transmission | NonRTO_Midwest | Internal | Summer | B5 | 200 | 700 | 0 | 94.83 | 86.83 | 9 | 0
2020 | TVA_Transmission_2_NonRTO_Midwest | TVA_Transmission | NonRTO_Midwest | Internal | Summer | B6 | 300 | 700 | 0 | 80.75 | 73.35 | 9 | 0
2020 | TVA_Transmission_2_NonRTO_Midwest | TVA_Transmission | NonRTO_Midwest | Internal | Summer | B7 | 400 | 700 | 0 | 71.37 | 65.22 | 9 | 0
2020 | TVA_Transmission_2_NonRTO_Midwest | TVA_Transmission | NonRTO_Midwest | Internal | Summer | B8 | 500 | 700 | 0 | 67.51 | 64.91 | 9 | 0
2020 | TVA_Transmission_2_NonRTO_Midwest | TVA_Transmission | NonRTO_Midwest | Internal | Summer | B9 | 800 | 700 | 0 | 66.08 | 61.89 | 9 | 0
2020 | TVA_Transmission_2_NonRTO_Midwest | TVA_Transmission | NonRTO_Midwest | Internal | Summer | B10 | 1262 | 700 | 0 | 61.13 | 57.55 | 9 | 0
2020 | TVA_Transmission_2_NonRTO_Midwest | TVA_Transmission | NonRTO_Midwest | Internal | Winter | B16 | 25 | 700 | 0 | 85.57 | 87.11 | 9 | 0
2020 | TVA_Transmission_2_NonRTO_Midwest | TVA_Transmission | NonRTO_Midwest | Internal | Winter | B17 | 100 | 700 | 0 | 75.6 | 78.47 | 9 | 0
2020 | TVA_Transmission_2_NonRTO_Midwest | TVA_Transmission | NonRTO_Midwest | Internal | Winter | B18 | 400 | 700 | 0 | 72.14 | 76.07 | 9 | 0
2020 | TVA_Transmission_2_NonRTO_Midwest | TVA_Transmission | NonRTO_Midwest | Internal | Winter | B19 | 700 | 700 | 0 | 70.57 | 65.23 | 9 | 0
2020 | TVA_Transmission_2_NonRTO_Midwest | TVA_Transmission | NonRTO_Midwest | Internal | Winter | B20 | 935 | 700 | 0 | 67.46 | 64.7 | 9 | 0
2020 | TVA_Transmission_2_SOCO | TVA_Transmission | SOCO | Internal | Shoulder | B11 | 25 | 3200 | 618.4 | 84.53 | 93.53 | 9 | 0
2020 | TVA_Transmission_2_SOCO | TVA_Transmission | SOCO | Internal | Shoulder | B12 | 200 | 3200 | 0 | 72.07 | 69.83 | 9 | 0
2020 | TVA_Transmission_2_SOCO | TVA_Transmission | SOCO | Internal | Shoulder | B13 | 600 | 3200 | 0 | 69.15 | 67.38 | 9 | 0
2020 | TVA_Transmission_2_SOCO | TVA_Transmission | SOCO | Internal | Shoulder | B14 | 900 | 3200 | 0 | 68.09 | 67.38 | 9 | 0
2020 | TVA_Transmission_2_SOCO | TVA_Transmission | SOCO | Internal | Shoulder | B15 | 1203 | 3200 | 0 | 65.69 | 67.38 | 9 | 0
2020 | TVA_Transmission_2_SOCO | TVA_Transmission | SOCO | Internal | Summer | B1 | 10 | 3200 | 0 | 113.28 | 112.12 | 9 | 0
2020 | TVA_Transmission_2_SOCO | TVA_Transmission | SOCO | Internal | Summer | B2 | 25 | 3200 | 0 | 109.34 | 109.92 | 9 | 0
2020 | TVA_Transmission_2_SOCO | TVA_Transmission | SOCO | Internal | Summer | B3 | 75 | 3200 | 0 | 107.15 | 109.92 | 9 | 0
2020 | TVA_Transmission_2_SOCO | TVA_Transmission | SOCO | Internal | Summer | B4 | 100 | 3200 | 0 | 101.28 | 109.92 | 9 | 0
2020 | TVA_Transmission_2_SOCO | TVA_Transmission | SOCO | Internal | Summer | B5 | 200 | 3200 | 1701.16 | 94.83 | 103.83 | 9 | 0
2020 | TVA_Transmission_2_SOCO | TVA_Transmission | SOCO | Internal | Summer | B6 | 300 | 3200 | 0 | 80.75 | 89.34 | 9 | 0
2020 | TVA_Transmission_2_SOCO | TVA_Transmission | SOCO | Internal | Summer | B7 | 400 | 3200 | 0 | 71.37 | 79.86 | 9 | 0
2020 | TVA_Transmission_2_SOCO | TVA_Transmission | SOCO | Internal | Summer | B8 | 500 | 3200 | 0 | 67.51 | 74.69 | 9 | 0
2020 | TVA_Transmission_2_SOCO | TVA_Transmission | SOCO | Internal | Summer | B9 | 800 | 3200 | 0 | 66.08 | 66.11 | 9 | 0
2020 | TVA_Transmission_2_SOCO | TVA_Transmission | SOCO | Internal | Summer | B10 | 1262 | 3200 | 0 | 61.13 | 66.11 | 9 | 0
2020 | TVA_Transmission_2_SOCO | TVA_Transmission | SOCO | Internal | Winter | B16 | 25 | 3200 | 0 | 85.57 | 93.54 | 9 | 0
2020 | TVA_Transmission_2_SOCO | TVA_Transmission | SOCO | Internal | Winter | B17 | 100 | 3200 | 0 | 75.6 | 72.53 | 9 | 0
2020 | TVA_Transmission_2_SOCO | TVA_Transmission | SOCO | Internal | Winter | B18 | 400 | 3200 | 0 | 72.14 | 69.99 | 9 | 0
2020 | TVA_Transmission_2_SOCO | TVA_Transmission | SOCO | Internal | Winter | B19 | 700 | 3200 | 0 | 70.57 | 69.99 | 9 | 0
2020 | TVA_Transmission_2_SOCO | TVA_Transmission | SOCO | Internal | Winter | B20 | 935 | 3200 | 0 | 67.46 | 69.99 | 9 | 0
2020 | TVA_Transmission_2_TVA | TVA_Transmission | TVA | Internal | Shoulder | B11 | 25 | 99999 | 0 | 84.53 | 75.86 | 0.01 | 0
2020 | TVA_Transmission_2_TVA | TVA_Transmission | TVA | Internal | Shoulder | B12 | 200 | 99999 | 0 | 72.07 | 67.02 | 0.01 | 0
2020 | TVA_Transmission_2_TVA | TVA_Transmission | TVA | Internal | Shoulder | B13 | 600 | 99999 | 0 | 69.15 | 67.02 | 0.01 | 0
2020 | TVA_Transmission_2_TVA | TVA_Transmission | TVA | Internal | Shoulder | B14 | 900 | 99999 | 0 | 68.09 | 67.02 | 0.01 | 0
2020 | TVA_Transmission_2_TVA | TVA_Transmission | TVA | Internal | Shoulder | B15 | 1203 | 99999 | 1027.57 | 65.69 | 65.7 | 0.01 | 0
2020 | TVA_Transmission_2_TVA | TVA_Transmission | TVA | Internal | Summer | B1 | 10 | 99999 | 3146.1 | 113.28 | 113.29 | 0.01 | 0
2020 | TVA_Transmission_2_TVA | TVA_Transmission | TVA | Internal | Summer | B2 | 25 | 99999 | 2370.07 | 109.34 | 109.35 | 0.01 | 0
2020 | TVA_Transmission_2_TVA | TVA_Transmission | TVA | Internal | Summer | B3 | 75 | 99999 | 846.3 | 107.15 | 107.16 | 0.01 | 0
2020 | TVA_Transmission_2_TVA | TVA_Transmission | TVA | Internal | Summer | B4 | 100 | 99999 | 142.21 | 101.28 | 101.29 | 0.01 | 0
2020 | TVA_Transmission_2_TVA | TVA_Transmission | TVA | Internal | Summer | B5 | 200 | 99999 | 0 | 94.83 | 83.9 | 0.01 | 0
2020 | TVA_Transmission_2_TVA | TVA_Transmission | TVA | Internal | Summer | B6 | 300 | 99999 | 0 | 80.75 | 68.54 | 0.01 | 0
2020 | TVA_Transmission_2_TVA | TVA_Transmission | TVA | Internal | Summer | B7 | 400 | 99999 | 0 | 71.37 | 65.69 | 0.01 | 0
2020 | TVA_Transmission_2_TVA | TVA_Transmission | TVA | Internal | Summer | B8 | 500 | 99999 | 0 | 67.51 | 65.69 | 0.01 | 0
2020 | TVA_Transmission_2_TVA | TVA_Transmission | TVA | Internal | Summer | B9 | 800 | 99999 | 0 | 66.08 | 65.69 | 0.01 | 0
2020 | TVA_Transmission_2_TVA | TVA_Transmission | TVA | Internal | Summer | B10 | 1262 | 99999 | 112.55 | 61.13 | 61.14 | 0.01 | 0
2020 | TVA_Transmission_2_TVA | TVA_Transmission | TVA | Internal | Winter | B16 | 25 | 99999 | 0 | 85.57 | 85.57 | 0.01 | 0
2020 | TVA_Transmission_2_TVA | TVA_Transmission | TVA | Internal | Winter | B17 | 100 | 99999 | 0 | 75.6 | 69.65 | 0.01 | 0
2020 | TVA_Transmission_2_TVA | TVA_Transmission | TVA | Internal | Winter | B18 | 400 | 99999 | 0 | 72.14 | 69.45 | 0.01 | 0
2020 | TVA_Transmission_2_TVA | TVA_Transmission | TVA | Internal | Winter | B19 | 700 | 99999 | 0 | 70.57 | 69.45 | 0.01 | 0
2020 | TVA_Transmission_2_TVA | TVA_Transmission | TVA | Internal | Winter | B20 | 935 | 99999 | 532.14 | 67.46 | 67.47 | 0.01 | 0
2020 | TVA_Transmission_2_VACAR | TVA_Transmission | VACAR | Internal | Shoulder | B11 | 25 | 900 | 0 | 84.53 | 84.53 | 9 | 0
2020 | TVA_Transmission_2_VACAR | TVA_Transmission | VACAR | Internal | Shoulder | B12 | 200 | 900 | 0 | 72.07 | 74.91 | 9 | 0
2020 | TVA_Transmission_2_VACAR | TVA_Transmission | VACAR | Internal | Shoulder | B13 | 600 | 900 | 0 | 69.15 | 70.79 | 9 | 0
2020 | TVA_Transmission_2_VACAR | TVA_Transmission | VACAR | Internal | Shoulder | B14 | 900 | 900 | 0 | 68.09 | 70.27 | 9 | 0
2020 | TVA_Transmission_2_VACAR | TVA_Transmission | VACAR | Internal | Shoulder | B15 | 1203 | 900 | 0 | 65.69 | 61.62 | 9 | 0
2020 | TVA_Transmission_2_VACAR | TVA_Transmission | VACAR | Internal | Summer | B1 | 10 | 900 | 0 | 113.28 | 112.82 | 9 | 0
2020 | TVA_Transmission_2_VACAR | TVA_Transmission | VACAR | Internal | Summer | B2 | 25 | 900 | 0 | 109.34 | 112.79 | 9 | 0
2020 | TVA_Transmission_2_VACAR | TVA_Transmission | VACAR | Internal | Summer | B3 | 75 | 900 | 0 | 107.15 | 112.79 | 9 | 0
2020 | TVA_Transmission_2_VACAR | TVA_Transmission | VACAR | Internal | Summer | B4 | 100 | 900 | 0 | 101.28 | 102.92 | 9 | 0
2020 | TVA_Transmission_2_VACAR | TVA_Transmission | VACAR | Internal | Summer | B5 | 200 | 900 | 0 | 94.83 | 96.83 | 9 | 0
2020 | TVA_Transmission_2_VACAR | TVA_Transmission | VACAR | Internal | Summer | B6 | 300 | 900 | 0 | 80.75 | 82.34 | 9 | 0
2020 | TVA_Transmission_2_VACAR | TVA_Transmission | VACAR | Internal | Summer | B7 | 400 | 900 | 0 | 71.37 | 72.86 | 9 | 0
2020 | TVA_Transmission_2_VACAR | TVA_Transmission | VACAR | Internal | Summer | B8 | 500 | 900 | 0 | 67.51 | 69.24 | 9 | 0
2020 | TVA_Transmission_2_VACAR | TVA_Transmission | VACAR | Internal | Summer | B9 | 800 | 900 | 0 | 66.08 | 67.01 | 9 | 0
2020 | TVA_Transmission_2_VACAR | TVA_Transmission | VACAR | Internal | Summer | B10 | 1262 | 900 | 0 | 61.13 | 59.98 | 9 | 0
2020 | TVA_Transmission_2_VACAR | TVA_Transmission | VACAR | Internal | Winter | B16 | 25 | 900 | 15.93 | 85.57 | 94.57 | 9 | 0
2020 | TVA_Transmission_2_VACAR | TVA_Transmission | VACAR | Internal | Winter | B17 | 100 | 900 | 0 | 75.6 | 82.53 | 9 | 0
2020 | TVA_Transmission_2_VACAR | TVA_Transmission | VACAR | Internal | Winter | B18 | 400 | 900 | 0 | 72.14 | 75.13 | 9 | 0
2020 | TVA_Transmission_2_VACAR | TVA_Transmission | VACAR | Internal | Winter | B19 | 700 | 900 | 0 | 70.57 | 73.6 | 9 | 0
2020 | TVA_Transmission_2_VACAR | TVA_Transmission | VACAR | Internal | Winter | B20 | 935 | 900 | 0 | 67.46 | 65.31 | 9 | 0
2020 | VACAR_2_SOCO | VACAR | SOCO | Internal | Shoulder | B11 | 25 | 3000 | 3000 | 84.53 | 93.53 | 7 | 2
2020 | VACAR_2_SOCO | VACAR | SOCO | Internal | Shoulder | B12 | 200 | 3000 | 0 | 74.91 | 69.83 | 7 | 0
2020 | VACAR_2_SOCO | VACAR | SOCO | Internal | Shoulder | B13 | 600 | 3000 | 0 | 70.79 | 67.38 | 7 | 0
2020 | VACAR_2_SOCO | VACAR | SOCO | Internal | Shoulder | B14 | 900 | 3000 | 0 | 70.27 | 67.38 | 7 | 0
2020 | VACAR_2_SOCO | VACAR | SOCO | Internal | Shoulder | B15 | 1203 | 3000 | 0 | 61.62 | 67.38 | 7 | 0
2020 | VACAR_2_SOCO | VACAR | SOCO | Internal | Summer | B1 | 10 | 3000 | 0 | 112.82 | 112.12 | 7 | 0
2020 | VACAR_2_SOCO | VACAR | SOCO | Internal | Summer | B2 | 25 | 3000 | 0 | 112.79 | 109.92 | 7 | 0
2020 | VACAR_2_SOCO | VACAR | SOCO | Internal | Summer | B3 | 75 | 3000 | 0 | 112.79 | 109.92 | 7 | 0
2020 | VACAR_2_SOCO | VACAR | SOCO | Internal | Summer | B4 | 100 | 3000 | 482.61 | 102.92 | 109.92 | 7 | 0
2020 | VACAR_2_SOCO | VACAR | SOCO | Internal | Summer | B5 | 200 | 3000 | 2228.04 | 96.83 | 103.83 | 7 | 0
2020 | VACAR_2_SOCO | VACAR | SOCO | Internal | Summer | B6 | 300 | 3000 | 1886.05 | 82.34 | 89.34 | 7 | 0
2020 | VACAR_2_SOCO | VACAR | SOCO | Internal | Summer | B7 | 400 | 3000 | 602.96 | 72.86 | 79.86 | 7 | 0
2020 | VACAR_2_SOCO | VACAR | SOCO | Internal | Summer | B8 | 500 | 3000 | 0 | 69.24 | 74.69 | 7 | 0
2020 | VACAR_2_SOCO | VACAR | SOCO | Internal | Summer | B9 | 800 | 3000 | 0 | 67.01 | 66.11 | 7 | 0
2020 | VACAR_2_SOCO | VACAR | SOCO | Internal | Summer | B10 | 1262 | 3000 | 0 | 59.98 | 66.11 | 7 | 0
2020 | VACAR_2_SOCO | VACAR | SOCO | Internal | Winter | B16 | 25 | 3000 | 0 | 94.57 | 93.54 | 7 | 0
2020 | VACAR_2_SOCO | VACAR | SOCO | Internal | Winter | B17 | 100 | 3000 | 0 | 82.53 | 72.53 | 7 | 0
2020 | VACAR_2_SOCO | VACAR | SOCO | Internal | Winter | B18 | 400 | 3000 | 0 | 75.13 | 69.99 | 7 | 0
2020 | VACAR_2_SOCO | VACAR | SOCO | Internal | Winter | B19 | 700 | 3000 | 0 | 73.6 | 69.99 | 7 | 0
2020 | VACAR_2_SOCO | VACAR | SOCO | Internal | Winter | B20 | 935 | 3000 | 0 | 65.31 | 69.99 | 7 | 0
2025 | ENT_2_MISO_MO-IL | ENT | MISO_MO-IL | Internal | Shoulder | B11 | 25 | 2260 | 0 | 80.34 | 80.34 | 8 | 0
2025 | ENT_2_MISO_MO-IL | ENT | MISO_MO-IL | Internal | Shoulder | B12 | 200 | 2260 | 0 | 73.14 | 68.68 | 8 | 0
2025 | ENT_2_MISO_MO-IL | ENT | MISO_MO-IL | Internal | Shoulder | B13 | 600 | 2260 | 0 | 70.69 | 67.37 | 8 | 0
2025 | ENT_2_MISO_MO-IL | ENT | MISO_MO-IL | Internal | Shoulder | B14 | 900 | 2260 | 0 | 70.69 | 64.15 | 8 | 0
2025 | ENT_2_MISO_MO-IL | ENT | MISO_MO-IL | Internal | Shoulder | B15 | 1203 | 2260 | 0 | 67.13 | 59.13 | 8 | 0
2025 | ENT_2_MISO_MO-IL | ENT | MISO_MO-IL | Internal | Summer | B1 | 10 | 2260 | 0 | 117.69 | 113.35 | 8 | 0
2025 | ENT_2_MISO_MO-IL | ENT | MISO_MO-IL | Internal | Summer | B2 | 25 | 2260 | 0 | 115.44 | 110.44 | 8 | 0
2025 | ENT_2_MISO_MO-IL | ENT | MISO_MO-IL | Internal | Summer | B3 | 75 | 2260 | 0 | 112.44 | 109.53 | 8 | 0
2025 | ENT_2_MISO_MO-IL | ENT | MISO_MO-IL | Internal | Summer | B4 | 100 | 2260 | 0 | 110.06 | 108.83 | 8 | 0
2025 | ENT_2_MISO_MO-IL | ENT | MISO_MO-IL | Internal | Summer | B5 | 200 | 2260 | 0 | 110.06 | 103.12 | 8 | 0
2025 | ENT_2_MISO_MO-IL | ENT | MISO_MO-IL | Internal | Summer | B6 | 300 | 2260 | 0 | 87.31 | 79.31 | 8 | 0
2025 | ENT_2_MISO_MO-IL | ENT | MISO_MO-IL | Internal | Summer | B7 | 400 | 2260 | 0 | 76.36 | 68.99 | 8 | 0
2025 | ENT_2_MISO_MO-IL | ENT | MISO_MO-IL | Internal | Summer | B8 | 500 | 2260 | 0 | 72.16 | 64.16 | 8 | 0
2025 | ENT_2_MISO_MO-IL | ENT | MISO_MO-IL | Internal | Summer | B9 | 800 | 2260 | 0 | 69.95 | 61.95 | 8 | 0
2025 | ENT_2_MISO_MO-IL | ENT | MISO_MO-IL | Internal | Summer | B10 | 1262 | 2260 | 0 | 65.88 | 57.88 | 8 | 0
2025 | ENT_2_MISO_MO-IL | ENT | MISO_MO-IL | Internal | Winter | B16 | 25 | 2260 | 0 | 80.34 | 80.34 | 8 | 0
2025 | ENT_2_MISO_MO-IL | ENT | MISO_MO-IL | Internal | Winter | B17 | 100 | 2260 | 0 | 73.56 | 73.12 | 8 | 0
2025 | ENT_2_MISO_MO-IL | ENT | MISO_MO-IL | Internal | Winter | B18 | 400 | 2260 | 0 | 73.76 | 69.98 | 8 | 0
2025 | ENT_2_MISO_MO-IL | ENT | MISO_MO-IL | Internal | Winter | B19 | 700 | 2260 | 0 | 73.56 | 66.85 | 8 | 0
2025 | ENT_2_MISO_MO-IL | ENT | MISO_MO-IL | Internal | Winter | B20 | 935 | 2260 | 0 | 69.49 | 61.49 | 8 | 0
2025 | ENT_2_SOCO | ENT | SOCO | Internal | Shoulder | B11 | 25 | 2000 | 2000 | 80.34 | 99.2 | 8 | 10.86
2025 | ENT_2_SOCO | ENT | SOCO | Internal | Shoulder | B12 | 200 | 2000 | 0 | 73.14 | 75.57 | 8 | 0
2025 | ENT_2_SOCO | ENT | SOCO | Internal | Shoulder | B13 | 600 | 2000 | 0 | 70.69 | 72.62 | 8 | 0
2025 | ENT_2_SOCO | ENT | SOCO | Internal | Shoulder | B14 | 900 | 2000 | 0 | 70.69 | 72.62 | 8 | 0
2025 | ENT_2_SOCO | ENT | SOCO | Internal | Shoulder | B15 | 1203 | 2000 | 0 | 67.13 | 72.62 | 8 | 0
2025 | ENT_2_SOCO | ENT | SOCO | Internal | Summer | B1 | 10 | 2000 | 2000 | 117.69 | 128.35 | 8 | 2.66
2025 | ENT_2_SOCO | ENT | SOCO | Internal | Summer | B2 | 25 | 2000 | 172.55 | 115.44 | 123.44 | 8 | 0
2025 | ENT_2_SOCO | ENT | SOCO | Internal | Summer | B3 | 75 | 2000 | 507.45 | 112.44 | 120.44 | 8 | 0
2025 | ENT_2_SOCO | ENT | SOCO | Internal | Summer | B4 | 100 | 2000 | 380.35 | 110.06 | 118.06 | 8 | 0
2025 | ENT_2_SOCO | ENT | SOCO | Internal | Summer | B5 | 200 | 2000 | 1933.39 | 110.06 | 118.06 | 8 | 0
2025 | ENT_2_SOCO | ENT | SOCO | Internal | Summer | B6 | 300 | 2000 | 2000 | 87.31 | 96.31 | 8 | 1
2025 | ENT_2_SOCO | ENT | SOCO | Internal | Summer | B7 | 400 | 2000 | 2000 | 76.36 | 85.99 | 8 | 1.63
2025 | ENT_2_SOCO | ENT | SOCO | Internal | Summer | B8 | 500 | 2000 | 1011.63 | 72.16 | 80.16 | 8 | 0
2025 | ENT_2_SOCO | ENT | SOCO | Internal | Summer | B9 | 800 | 2000 | 0 | 69.95 | 71.22 | 8 | 0
2025 | ENT_2_SOCO | ENT | SOCO | Internal | Summer | B10 | 1262 | 2000 | 0 | 65.88 | 71.22 | 8 | 0
2025 | ENT_2_SOCO | ENT | SOCO | Internal | Winter | B16 | 25 | 2000 | 2000 | 80.34 | 97.34 | 8 | 9
2025 | ENT_2_SOCO | ENT | SOCO | Internal | Winter | B17 | 100 | 2000 | 0 | 73.56 | 79.31 | 8 | 0
2025 | ENT_2_SOCO | ENT | SOCO | Internal | Winter | B18 | 400 | 2000 | 0 | 73.76 | 75.5 | 8 | 0
2025 | ENT_2_SOCO | ENT | SOCO | Internal | Winter | B19 | 700 | 2000 | 0 | 73.56 | 75.5 | 8 | 0
2025 | ENT_2_SOCO | ENT | SOCO | Internal | Winter | B20 | 935 | 2000 | 0 | 69.49 | 75.5 | 8 | 0
2025 | ENT_2_SPP_N | ENT | SPP_N | Internal | Shoulder | B11 | 25 | 1300 | 0 | 80.34 | 75.34 | 8 | 0
2025 | ENT_2_SPP_N | ENT | SPP_N | Internal | Shoulder | B12 | 200 | 1300 | 0 | 73.14 | 68.14 | 8 | 0
2025 | ENT_2_SPP_N | ENT | SPP_N | Internal | Shoulder | B13 | 600 | 1300 | 0 | 70.69 | 65.68 | 8 | 0
2025 | ENT_2_SPP_N | ENT | SPP_N | Internal | Shoulder | B14 | 900 | 1300 | 0 | 70.69 | 61.7 | 8 | 0
2025 | ENT_2_SPP_N | ENT | SPP_N | Internal | Shoulder | B15 | 1203 | 1300 | 0 | 67.13 | 61.7 | 8 | 0
2025 | ENT_2_SPP_N | ENT | SPP_N | Internal | Summer | B1 | 10 | 1300 | 0 | 117.69 | 112.69 | 8 | 0
2025 | ENT_2_SPP_N | ENT | SPP_N | Internal | Summer | B2 | 25 | 1300 | 0 | 115.44 | 110.44 | 8 | 0
2025 | ENT_2_SPP_N | ENT | SPP_N | Internal | Summer | B3 | 75 | 1300 | 0 | 112.44 | 113.57 | 8 | 0
2025 | ENT_2_SPP_N | ENT | SPP_N | Internal | Summer | B4 | 100 | 1300 | 0 | 110.06 | 108.83 | 8 | 0
2025 | ENT_2_SPP_N | ENT | SPP_N | Internal | Summer | B5 | 200 | 1300 | 0 | 110.06 | 105.06 | 8 | 0
2025 | ENT_2_SPP_N | ENT | SPP_N | Internal | Summer | B6 | 300 | 1300 | 0 | 87.31 | 82.31 | 8 | 0
2025 | ENT_2_SPP_N | ENT | SPP_N | Internal | Summer | B7 | 400 | 1300 | 0 | 76.36 | 72.3 | 8 | 0
2025 | ENT_2_SPP_N | ENT | SPP_N | Internal | Summer | B8 | 500 | 1300 | 0 | 72.16 | 69.09 | 8 | 0
2025 | ENT_2_SPP_N | ENT | SPP_N | Internal | Summer | B9 | 800 | 1300 | 0 | 69.95 | 68.94 | 8 | 0
2025 | ENT_2_SPP_N | ENT | SPP_N | Internal | Summer | B10 | 1262 | 1300 | 0 | 65.88 | 60.36 | 8 | 0
2025 | ENT_2_SPP_N | ENT | SPP_N | Internal | Winter | B16 | 25 | 1300 | 0 | 80.34 | 73.56 | 8 | 0
2025 | ENT_2_SPP_N | ENT | SPP_N | Internal | Winter | B17 | 100 | 1300 | 0 | 73.56 | 68.12 | 8 | 0
2025 | ENT_2_SPP_N | ENT | SPP_N | Internal | Winter | B18 | 400 | 1300 | 0 | 73.76 | 68.76 | 8 | 0
2025 | ENT_2_SPP_N | ENT | SPP_N | Internal | Winter | B19 | 700 | 1300 | 0 | 73.56 | 65.11 | 8 | 0
2025 | ENT_2_SPP_N | ENT | SPP_N | Internal | Winter | B20 | 935 | 1300 | 0 | 69.49 | 64.3 | 8 | 0
2025 | ENT_2_SPP_S | ENT | SPP_S | Internal | Shoulder | B11 | 25 | 1300 | 0 | 80.34 | 73.95 | 8 | 0
2025 | ENT_2_SPP_S | ENT | SPP_S | Internal | Shoulder | B12 | 200 | 1300 | 0 | 73.14 | 68.15 | 8 | 0
2025 | ENT_2_SPP_S | ENT | SPP_S | Internal | Shoulder | B13 | 600 | 1300 | 0 | 70.69 | 65.69 | 8 | 0
2025 | ENT_2_SPP_S | ENT | SPP_S | Internal | Shoulder | B14 | 900 | 1300 | 0 | 70.69 | 61.37 | 8 | 0
2025 | ENT_2_SPP_S | ENT | SPP_S | Internal | Shoulder | B15 | 1203 | 1300 | 0 | 67.13 | 61.37 | 8 | 0
2025 | ENT_2_SPP_S | ENT | SPP_S | Internal | Summer | B1 | 10 | 1300 | 0 | 117.69 | 72.32 | 8 | 0
2025 | ENT_2_SPP_S | ENT | SPP_S | Internal | Summer | B2 | 25 | 1300 | 0 | 115.44 | 100.23 | 8 | 0
2025 | ENT_2_SPP_S | ENT | SPP_S | Internal | Summer | B3 | 75 | 1300 | 0 | 112.44 | 100.23 | 8 | 0
2025 | ENT_2_SPP_S | ENT | SPP_S | Internal | Summer | B4 | 100 | 1300 | 0 | 110.06 | 100.23 | 8 | 0
2025 | ENT_2_SPP_S | ENT | SPP_S | Internal | Summer | B5 | 200 | 1300 | 0 | 110.06 | 98.64 | 8 | 0
2025 | ENT_2_SPP_S | ENT | SPP_S | Internal | Summer | B6 | 300 | 1300 | 0 | 87.31 | 82.32 | 8 | 0
2025 | ENT_2_SPP_S | ENT | SPP_S | Internal | Summer | B7 | 400 | 1300 | 0 | 76.36 | 72.32 | 8 | 0
2025 | ENT_2_SPP_S | ENT | SPP_S | Internal | Summer | B8 | 500 | 1300 | 0 | 72.16 | 69.11 | 8 | 0
2025 | ENT_2_SPP_S | ENT | SPP_S | Internal | Summer | B9 | 800 | 1300 | 0 | 69.95 | 68.95 | 8 | 0
2025 | ENT_2_SPP_S | ENT | SPP_S | Internal | Summer | B10 | 1262 | 1300 | 0 | 65.88 | 60.37 | 8 | 0
2025 | ENT_2_SPP_S | ENT | SPP_S | Internal | Winter | B16 | 25 | 1300 | 0 | 80.34 | 73.55 | 8 | 0
2025 | ENT_2_SPP_S | ENT | SPP_S | Internal | Winter | B17 | 100 | 1300 | 0 | 73.56 | 68.13 | 8 | 0
2025 | ENT_2_SPP_S | ENT | SPP_S | Internal | Winter | B18 | 400 | 1300 | 0 | 73.76 | 68.78 | 8 | 0
2025 | ENT_2_SPP_S | ENT | SPP_S | Internal | Winter | B19 | 700 | 1300 | 0 | 73.56 | 65.12 | 8 | 0
2025 | ENT_2_SPP_S | ENT | SPP_S | Internal | Winter | B20 | 935 | 1300 | 0 | 69.49 | 63.96 | 8 | 0
2025 | ENT_2_TVA_Transmission | ENT | TVA_Transmission | Internal | Shoulder | B11 | 25 | 2100 | 147.42 | 80.34 | 88.34 | 8 | 0
2025 | ENT_2_TVA_Transmission | ENT | TVA_Transmission | Internal | Shoulder | B12 | 200 | 2100 | 0 | 73.14 | 76.01 | 8 | 0
2025 | ENT_2_TVA_Transmission | ENT | TVA_Transmission | Internal | Shoulder | B13 | 600 | 2100 | 0 | 70.69 | 73.63 | 8 | 0
2025 | ENT_2_TVA_Transmission | ENT | TVA_Transmission | Internal | Shoulder | B14 | 900 | 2100 | 0 | 70.69 | 72.15 | 8 | 0
2025 | ENT_2_TVA_Transmission | ENT | TVA_Transmission | Internal | Shoulder | B15 | 1203 | 2100 | 0 | 67.13 | 67.13 | 8 | 0
2025 | ENT_2_TVA_Transmission | ENT | TVA_Transmission | Internal | Summer | B1 | 10 | 2100 | 0 | 117.69 | 121.35 | 8 | 0
2025 | ENT_2_TVA_Transmission | ENT | TVA_Transmission | Internal | Summer | B2 | 25 | 2100 | 0 | 115.44 | 118.44 | 8 | 0
2025 | ENT_2_TVA_Transmission | ENT | TVA_Transmission | Internal | Summer | B3 | 75 | 2100 | 0 | 112.44 | 115.27 | 8 | 0
2025 | ENT_2_TVA_Transmission | ENT | TVA_Transmission | Internal | Summer | B4 | 100 | 2100 | 0 | 110.06 | 115.27 | 8 | 0
2025 | ENT_2_TVA_Transmission | ENT | TVA_Transmission | Internal | Summer | B5 | 200 | 2100 | 0 | 110.06 | 109.06 | 8 | 0
2025 | ENT_2_TVA_Transmission | ENT | TVA_Transmission | Internal | Summer | B6 | 300 | 2100 | 0 | 87.31 | 87.31 | 8 | 0
2025 | ENT_2_TVA_Transmission | ENT | TVA_Transmission | Internal | Summer | B7 | 400 | 2100 | 0 | 76.36 | 76.99 | 8 | 0
2025 | ENT_2_TVA_Transmission | ENT | TVA_Transmission | Internal | Summer | B8 | 500 | 2100 | 0 | 72.16 | 71.82 | 8 | 0
2025 | ENT_2_TVA_Transmission | ENT | TVA_Transmission | Internal | Summer | B9 | 800 | 2100 | 0 | 69.95 | 69.95 | 8 | 0
2025 | ENT_2_TVA_Transmission | ENT | TVA_Transmission | Internal | Summer | B10 | 1262 | 2100 | 0 | 65.88 | 63.57 | 8 | 0
2025 | ENT_2_TVA_Transmission | ENT | TVA_Transmission | Internal | Winter | B16 | 25 | 2100 | 2061.1 | 80.34 | 88.34 | 8 | 0
2025 | ENT_2_TVA_Transmission | ENT | TVA_Transmission | Internal | Winter | B17 | 100 | 2100 | 0 | 73.56 | 80.67 | 8 | 0
2025 | ENT_2_TVA_Transmission | ENT | TVA_Transmission | Internal | Winter | B18 | 400 | 2100 | 0 | 73.76 | 76.5 | 8 | 0
2025 | ENT_2_TVA_Transmission | ENT | TVA_Transmission | Internal | Winter | B19 | 700 | 2100 | 0 | 73.56 | 74.85 | 8 | 0
2025 | ENT_2_TVA_Transmission | ENT | TVA_Transmission | Internal | Winter | B20 | 935 | 2100 | 0 | 69.49 | 69.49 | 8 | 0
2025 | FRCC_2_SOCO | FRCC | SOCO | Internal | Shoulder | B11 | 25 | 900 | 0 | 113.14 | 99.2 | 8 | 0
2025 | FRCC_2_SOCO | FRCC | SOCO | Internal | Shoulder | B12 | 200 | 900 | 0 | 81.24 | 75.57 | 8 | 0
2025 | FRCC_2_SOCO | FRCC | SOCO | Internal | Shoulder | B13 | 600 | 900 | 0 | 79.35 | 72.62 | 8 | 0
2025 | FRCC_2_SOCO | FRCC | SOCO | Internal | Shoulder | B14 | 900 | 900 | 0 | 77.85 | 72.62 | 8 | 0
2025 | FRCC_2_SOCO | FRCC | SOCO | Internal | Shoulder | B15 | 1203 | 900 | 0 | 77.85 | 72.62 | 8 | 0
2025 | FRCC_2_SOCO | FRCC | SOCO | Internal | Summer | B1 | 10 | 900 | 0 | 138.35 | 128.35 | 8 | 0
2025 | FRCC_2_SOCO | FRCC | SOCO | Internal | Summer | B2 | 25 | 900 | 0 | 125.11 | 123.44 | 8 | 0
2025 | FRCC_2_SOCO | FRCC | SOCO | Internal | Summer | B3 | 75 | 900 | 0 | 125.11 | 120.44 | 8 | 0
2025 | FRCC_2_SOCO | FRCC | SOCO | Internal | Summer | B4 | 100 | 900 | 0 | 125.11 | 118.06 | 8 | 0
2025 | FRCC_2_SOCO | FRCC | SOCO | Internal | Summer | B5 | 200 | 900 | 0 | 125.11 | 118.06 | 8 | 0
2025 | FRCC_2_SOCO | FRCC | SOCO | Internal | Summer | B6 | 300 | 900 | 0 | 106.31 | 96.31 | 8 | 0
2025 | FRCC_2_SOCO | FRCC | SOCO | Internal | Summer | B7 | 400 | 900 | 0 | 91.75 | 85.99 | 8 | 0
2025 | FRCC_2_SOCO | FRCC | SOCO | Internal | Summer | B8 | 500 | 900 | 0 | 80.4 | 80.16 | 8 | 0
2025 | FRCC_2_SOCO | FRCC | SOCO | Internal | Summer | B9 | 800 | 900 | 0 | 77.04 | 71.22 | 8 | 0
2025 | FRCC_2_SOCO | FRCC | SOCO | Internal | Summer | B10 | 1262 | 900 | 0 | 77.04 | 71.22 | 8 | 0
2025 | FRCC_2_SOCO | FRCC | SOCO | Internal | Winter | B16 | 25 | 900 | 0 | 107.34 | 97.34 | 8 | 0
2025 | FRCC_2_SOCO | FRCC | SOCO | Internal | Winter | B17 | 100 | 900 | 0 | 83.81 | 79.31 | 8 | 0
2025 | FRCC_2_SOCO | FRCC | SOCO | Internal | Winter | B18 | 400 | 900 | 0 | 80.3 | 75.5 | 8 | 0
2025 | FRCC_2_SOCO | FRCC | SOCO | Internal | Winter | B19 | 700 | 900 | 0 | 80.3 | 75.5 | 8 | 0
2025 | FRCC_2_SOCO | FRCC | SOCO | Internal | Winter | B20 | 935 | 900 | 0 | 80.3 | 75.5 | 8 | 0
2025 | HQ_NEISO_2_NEISO | HQ_NEISO | NEISO | Internal | Shoulder | B11 | 25 | 99999 | 2920 | 65.75 | 65.77 | 0.01 | 0
2025 | HQ_NEISO_2_NEISO | HQ_NEISO | NEISO | Internal | Shoulder | B12 | 200 | 99999 | 2920 | 64.47 | 64.48 | 0.01 | 0
2025 | HQ_NEISO_2_NEISO | HQ_NEISO | NEISO | Internal | Shoulder | B13 | 600 | 99999 | 2920 | 64.06 | 64.07 | 0.01 | 0
2025 | HQ_NEISO_2_NEISO | HQ_NEISO | NEISO | Internal | Shoulder | B14 | 900 | 99999 | 2920 | 64.06 | 64.07 | 0.01 | 0
2025 | HQ_NEISO_2_NEISO | HQ_NEISO | NEISO | Internal | Shoulder | B15 | 1203 | 99999 | 1143.24 | 64.06 | 64.07 | 0.01 | 0
2025 | HQ_NEISO_2_NEISO | HQ_NEISO | NEISO | Internal | Summer | B1 | 10 | 99999 | 2920.1 | 141.33 | 141.35 | 0.01 | 0
2025 | HQ_NEISO_2_NEISO | HQ_NEISO | NEISO | Internal | Summer | B2 | 25 | 99999 | 2920.1 | 101.06 | 101.07 | 0.01 | 0
2025 | HQ_NEISO_2_NEISO | HQ_NEISO | NEISO | Internal | Summer | B3 | 75 | 99999 | 2920 | 85.82 | 85.84 | 0.01 | 0
2025 | HQ_NEISO_2_NEISO | HQ_NEISO | NEISO | Internal | Summer | B4 | 100 | 99999 | 2920 | 83.26 | 83.27 | 0.01 | 0
2025 | HQ_NEISO_2_NEISO | HQ_NEISO | NEISO | Internal | Summer | B5 | 200 | 99999 | 2920 | 62.58 | 62.6 | 0.01 | 0
2025 | HQ_NEISO_2_NEISO | HQ_NEISO | NEISO | Internal | Summer | B6 | 300 | 99999 | 2920 | 62.58 | 62.6 | 0.01 | 0
2025 | HQ_NEISO_2_NEISO | HQ_NEISO | NEISO | Internal | Summer | B7 | 400 | 99999 | 2920 | 62.58 | 62.6 | 0.01 | 0
2025 | HQ_NEISO_2_NEISO | HQ_NEISO | NEISO | Internal | Summer | B8 | 500 | 99999 | 2920 | 62.58 | 62.6 | 0.01 | 0
2025 | HQ_NEISO_2_NEISO | HQ_NEISO | NEISO | Internal | Summer | B9 | 800 | 99999 | 2920 | 62.58 | 62.6 | 0.01 | 0
2025 | HQ_NEISO_2_NEISO | HQ_NEISO | NEISO | Internal | Summer | B10 | 1262 | 99999 | 795.94 | 62.58 | 62.6 | 0.01 | 0
2025 | HQ_NEISO_2_NEISO | HQ_NEISO | NEISO | Internal | Winter | B16 | 25 | 99999 | 2920 | 75.55 | 75.56 | 0.01 | 0
2025 | HQ_NEISO_2_NEISO | HQ_NEISO | NEISO | Internal | Winter | B17 | 100 | 99999 | 2920 | 74.65 | 74.66 | 0.01 | 0
2025 | HQ_NEISO_2_NEISO | HQ_NEISO | NEISO | Internal | Winter | B18 | 400 | 99999 | 2920 | 72.28 | 72.29 | 0.01 | 0
2025 | HQ_NEISO_2_NEISO | HQ_NEISO | NEISO | Internal | Winter | B19 | 700 | 99999 | 2920 | 72.28 | 72.29 | 0.01 | 0
2025 | HQ_NEISO_2_NEISO | HQ_NEISO | NEISO | Internal | Winter | B20 | 935 | 99999 | 1233.58 | 72.28 | 72.29 | 0.01 | 0
2025 | HQ_NY_2_NYISO_A-F | HQ_NY | NYISO_A-F | Internal | Shoulder | B11 | 25 | 99999 | 2812.27 | 68.73 | 68.74 | 0.01 | 0
2025 | HQ_NY_2_NYISO_A-F | HQ_NY | NYISO_A-F | Internal | Shoulder | B12 | 200 | 99999 | 2847.69 | 67.44 | 67.46 | 0.01 | 0
2025 | HQ_NY_2_NYISO_A-F | HQ_NY | NYISO_A-F | Internal | Shoulder | B13 | 600 | 99999 | 2781.85 | 65.11 | 65.12 | 0.01 | 0
2025 | HQ_NY_2_NYISO_A-F | HQ_NY | NYISO_A-F | Internal | Shoulder | B14 | 900 | 99999 | 2673.14 | 65.11 | 65.12 | 0.01 | 0
2025 | HQ_NY_2_NYISO_A-F | HQ_NY | NYISO_A-F | Internal | Shoulder | B15 | 1203 | 99999 | 1582.7 | 65.11 | 65.12 | 0.01 | 0
2025 | HQ_NY_2_NYISO_A-F | HQ_NY | NYISO_A-F | Internal | Summer | B1 | 10 | 99999 | 3500 | 86.26 | 86.27 | 0.01 | 0
2025 | HQ_NY_2_NYISO_A-F | HQ_NY | NYISO_A-F | Internal | Summer | B2 | 25 | 99999 | 3406.71 | 96.42 | 96.43 | 0.01 | 0
2025 | HQ_NY_2_NYISO_A-F | HQ_NY | NYISO_A-F | Internal | Summer | B3 | 75 | 99999 | 3266.6 | 86.26 | 86.27 | 0.01 | 0
2025 | HQ_NY_2_NYISO_A-F | HQ_NY | NYISO_A-F | Internal | Summer | B4 | 100 | 99999 | 3116.28 | 86.26 | 86.27 | 0.01 | 0
2025 | HQ_NY_2_NYISO_A-F | HQ_NY | NYISO_A-F | Internal | Summer | B5 | 200 | 99999 | 3025.49 | 67.43 | 67.45 | 0.01 | 0
2025 | HQ_NY_2_NYISO_A-F | HQ_NY | NYISO_A-F | Internal | Summer | B6 | 300 | 99999 | 2934.86 | 67.43 | 67.45 | 0.01 | 0
2025 | HQ_NY_2_NYISO_A-F | HQ_NY | NYISO_A-F | Internal | Summer | B7 | 400 | 99999 | 2830.75 | 64.4 | 64.41 | 0.01 | 0
2025 | HQ_NY_2_NYISO_A-F | HQ_NY | NYISO_A-F | Internal | Summer | B8 | 500 | 99999 | 2760.25 | 64.4 | 64.41 | 0.01 | 0
2025 | HQ_NY_2_NYISO_A-F | HQ_NY | NYISO_A-F | Internal | Summer | B9 | 800 | 99999 | 2664.71 | 62.91 | 62.92 | 0.01 | 0
2025 | HQ_NY_2_NYISO_A-F | HQ_NY | NYISO_A-F | Internal | Summer | B10 | 1262 | 99999 | 1436.31 | 62.91 | 62.92 | 0.01 | 0
2025 | HQ_NY_2_NYISO_A-F | HQ_NY | NYISO_A-F | Internal | Winter | B16 | 25 | 99999 | 3058.87 | 71.28 | 71.29 | 0.01 | 0
2025 | HQ_NY_2_NYISO_A-F | HQ_NY | NYISO_A-F | Internal | Winter | B17 | 100 | 99999 | 3001.1 | 71.28 | 71.29 | 0.01 | 0
2025 | HQ_NY_2_NYISO_A-F | HQ_NY | NYISO_A-F | Internal | Winter | B18 | 400 | 99999 | 2934.69 | 69.28 | 69.29 | 0.01 | 0
2025 | HQ_NY_2_NYISO_A-F | HQ_NY | NYISO_A-F | Internal | Winter | B19 | 700 | 99999 | 2819.07 | 69.28 | 69.29 | 0.01 | 0
2025 | HQ_NY_2_NYISO_A-F | HQ_NY | NYISO_A-F | Internal | Winter | B20 | 935 | 99999 | 1762.97 | 69.28 | 69.29 | 0.01 | 0
2025 | HQ_IESO_2_IESO | HQ_IESO | IESO | Internal | Shoulder | B11 | 25 | 99999 | 400 | 14.43 | 14.44 | 0.01 | 0
2025 | HQ_IESO_2_IESO | HQ_IESO | IESO | Internal | Shoulder | B12 | 200 | 99999 | 400 | 14.43 | 14.44 | 0.01 | 0
2025 | HQ_IESO_2_IESO | HQ_IESO | IESO | Internal | Shoulder | B13 | 600 | 99999 | 400 | 14.43 | 14.44 | 0.01 | 0
2025 | HQ_IESO_2_IESO | HQ_IESO | IESO | Internal | Shoulder | B14 | 900 | 99999 | 400 | 14.43 | 14.44 | 0.01 | 0
2025 | HQ_IESO_2_IESO | HQ_IESO | IESO | Internal | Shoulder | B15 | 1203 | 99999 | 75.48 | 14.43 | 14.44 | 0.01 | 0
2025 | HQ_IESO_2_IESO | HQ_IESO | IESO | Internal | Summer | B1 | 10 | 99999 | 400 | 79.26 | 79.27 | 0.01 | 0
2025 | HQ_IESO_2_IESO | HQ_IESO | IESO | Internal | Summer | B2 | 25 | 99999 | 400.1 | 89.42 | 89.43 | 0.01 | 0
2025 | HQ_IESO_2_IESO | HQ_IESO | IESO | Internal | Summer | B3 | 75 | 99999 | 400 | 58.05 | 58.06 | 0.01 | 0
2025 | HQ_IESO_2_IESO | HQ_IESO | IESO | Internal | Summer | B4 | 100 | 99999 | 400 | 58.05 | 58.06 | 0.01 | 0
2025 | HQ_IESO_2_IESO | HQ_IESO | IESO | Internal | Summer | B5 | 200 | 99999 | 400 | 11.5 | 11.51 | 0.01 | 0
2025 | HQ_IESO_2_IESO | HQ_IESO | IESO | Internal | Summer | B6 | 300 | 99999 | 400 | 11.5 | 11.51 | 0.01 | 0
2025 | HQ_IESO_2_IESO | HQ_IESO | IESO | Internal | Summer | B7 | 400 | 99999 | 400 | 11.5 | 11.51 | 0.01 | 0
2025 | HQ_IESO_2_IESO | HQ_IESO | IESO | Internal | Summer | B8 | 500 | 99999 | 400 | 11.5 | 11.51 | 0.01 | 0
2025 | HQ_IESO_2_IESO | HQ_IESO | IESO | Internal | Summer | B9 | 800 | 99999 | 400 | 11.5 | 11.51 | 0.01 | 0
2025 | HQ_IESO_2_IESO | HQ_IESO | IESO | Internal | Summer | B10 | 1262 | 99999 | 12.04 | 11.5 | 11.51 | 0.01 | 0
2025 | HQ_IESO_2_IESO | HQ_IESO | IESO | Internal | Winter | B16 | 25 | 99999 | 400 | 14.43 | 14.44 | 0.01 | 0
2025 | HQ_IESO_2_IESO | HQ_IESO | IESO | Internal | Winter | B17 | 100 | 99999 | 400 | 14.43 | 14.44 | 0.01 | 0
2025 | HQ_IESO_2_IESO | HQ_IESO | IESO | Internal | Winter | B18 | 400 | 99999 | 400 | 14.43 | 14.44 | 0.01 | 0
2025 | HQ_IESO_2_IESO | HQ_IESO | IESO | Internal | Winter | B19 | 700 | 99999 | 400 | 14.43 | 14.44 | 0.01 | 0
2025 | HQ_IESO_2_IESO | HQ_IESO | IESO | Internal | Winter | B20 | 935 | 99999 | 91.98 | 14.43 | 14.44 | 0.01 | 0
2025 | IESO_2_MAPP_CA | IESO | MAPP_CA | Internal | Shoulder | B11 | 25 | 262 | 262 | 14.44 | 60.26 | 7 | 38.82
2025 | IESO_2_MAPP_CA | IESO | MAPP_CA | Internal | Shoulder | B12 | 200 | 262 | 262 | 14.44 | 60.26 | 7 | 38.82
2025 | IESO_2_MAPP_CA | IESO | MAPP_CA | Internal | Shoulder | B13 | 600 | 262 | 262 | 14.44 | 60.26 | 7 | 38.82
2025 | IESO_2_MAPP_CA | IESO | MAPP_CA | Internal | Shoulder | B14 | 900 | 262 | 262 | 14.44 | 56.28 | 7 | 34.84
2025 | IESO_2_MAPP_CA | IESO | MAPP_CA | Internal | Shoulder | B15 | 1203 | 262 | 262 | 14.44 | 56.28 | 7 | 34.84
2025 | IESO_2_MAPP_CA | IESO | MAPP_CA | Internal | Summer | B1 | 10 | 262 | 36.56 | 79.27 | 86.27 | 7 | 0
2025 | IESO_2_MAPP_CA | IESO | MAPP_CA | Internal | Summer | B2 | 25 | 262 | 28.07 | 89.43 | 96.43 | 7 | 0
2025 | IESO_2_MAPP_CA | IESO | MAPP_CA | Internal | Summer | B3 | 75 | 262 | 217.84 | 58.06 | 65.06 | 7 | 0
2025 | IESO_2_MAPP_CA | IESO | MAPP_CA | Internal | Summer | B4 | 100 | 262 | 237.33 | 58.06 | 65.06 | 7 | 0
2025 | IESO_2_MAPP_CA | IESO | MAPP_CA | Internal | Summer | B5 | 200 | 262 | 262 | 11.51 | 58.66 | 7 | 40.15
2025 | IESO_2_MAPP_CA | IESO | MAPP_CA | Internal | Summer | B6 | 300 | 262 | 262 | 11.51 | 65.3 | 7 | 46.79
2025 | IESO_2_MAPP_CA | IESO | MAPP_CA | Internal | Summer | B7 | 400 | 262 | 262 | 11.51 | 56.47 | 7 | 37.96
2025 | IESO_2_MAPP_CA | IESO | MAPP_CA | Internal | Summer | B8 | 500 | 262 | 262 | 11.51 | 56.47 | 7 | 37.96
2025 | IESO_2_MAPP_CA | IESO | MAPP_CA | Internal | Summer | B9 | 800 | 262 | 262 | 11.51 | 56.47 | 7 | 37.96
2025 | IESO_2_MAPP_CA | IESO | MAPP_CA | Internal | Summer | B10 | 1262 | 262 | 262 | 11.51 | 56.47 | 7 | 37.96
2025 | IESO_2_MAPP_CA | IESO | MAPP_CA | Internal | Winter | B16 | 25 | 262 | 262 | 14.44 | 61.11 | 7 | 39.67
2025 | IESO_2_MAPP_CA | IESO | MAPP_CA | Internal | Winter | B17 | 100 | 262 | 262 | 14.44 | 61.11 | 7 | 39.67
2025 | IESO_2_MAPP_CA | IESO | MAPP_CA | Internal | Winter | B18 | 400 | 262 | 262 | 14.44 | 63.54 | 7 | 42.1
2025 | IESO_2_MAPP_CA | IESO | MAPP_CA | Internal | Winter | B19 | 700 | 262 | 262 | 14.44 | 63.54 | 7 | 42.1
2025 | IESO_2_MAPP_CA | IESO | MAPP_CA | Internal | Winter | B20 | 935 | 262 | 262 | 14.44 | 61.11 | 7 | 39.67
2025 | IESO_2_MISO_MI | IESO | MISO_MI | Internal | Shoulder | B11 | 25 | 1840 | 1840 | 14.44 | 80.34 | 7 | 58.9
2025 | IESO_2_MISO_MI | IESO | MISO_MI | Internal | Shoulder | B12 | 200 | 1840 | 1840 | 14.44 | 68.68 | 7 | 47.24
2025 | IESO_2_MISO_MI | IESO | MISO_MI | Internal | Shoulder | B13 | 600 | 1840 | 1840 | 14.44 | 67.37 | 7 | 45.93
2025 | IESO_2_MISO_MI | IESO | MISO_MI | Internal | Shoulder | B14 | 900 | 1840 | 1840 | 14.44 | 64.15 | 7 | 42.71
2025 | IESO_2_MISO_MI | IESO | MISO_MI | Internal | Shoulder | B15 | 1203 | 1840 | 1840 | 14.44 | 59.13 | 7 | 37.69
2025 | IESO_2_MISO_MI | IESO | MISO_MI | Internal | Summer | B1 | 10 | 1840 | 1840 | 79.27 | 113.34 | 7 | 27.07
2025 | IESO_2_MISO_MI | IESO | MISO_MI | Internal | Summer | B2 | 25 | 1840 | 1840 | 89.43 | 110.44 | 7 | 14.01
2025 | IESO_2_MISO_MI | IESO | MISO_MI | Internal | Summer | B3 | 75 | 1840 | 1840 | 58.06 | 108.43 | 7 | 43.37
2025 | IESO_2_MISO_MI | IESO | MISO_MI | Internal | Summer | B4 | 100 | 1840 | 1840 | 58.06 | 107.27 | 7 | 42.21
2025 | IESO_2_MISO_MI | IESO | MISO_MI | Internal | Summer | B5 | 200 | 1840 | 1840 | 11.51 | 93.07 | 7 | 74.57
2025 | IESO_2_MISO_MI | IESO | MISO_MI | Internal | Summer | B6 | 300 | 1840 | 1840 | 11.51 | 78.32 | 7 | 59.81
2025 | IESO_2_MISO_MI | IESO | MISO_MI | Internal | Summer | B7 | 400 | 1840 | 1840 | 11.51 | 68.99 | 7 | 50.48
2025 | IESO_2_MISO_MI | IESO | MISO_MI | Internal | Summer | B8 | 500 | 1840 | 1840 | 11.51 | 66.4 | 7 | 47.89
2025 | IESO_2_MISO_MI | IESO | MISO_MI | Internal | Summer | B9 | 800 | 1840 | 1840 | 11.51 | 61.94 | 7 | 43.43
2025 | IESO_2_MISO_MI | IESO | MISO_MI | Internal | Summer | B10 | 1262 | 1840 | 1840 | 11.51 | 57.88 | 7 | 39.37
2025 | IESO_2_MISO_MI | IESO | MISO_MI | Internal | Winter | B16 | 25 | 1840 | 1840 | 14.44 | 80.34 | 7 | 58.9
2025 | IESO_2_MISO_MI | IESO | MISO_MI | Internal | Winter | B17 | 100 | 1840 | 1840 | 14.44 | 73.12 | 7 | 51.68
2025 | IESO_2_MISO_MI | IESO | MISO_MI | Internal | Winter | B18 | 400 | 1840 | 1840 | 14.44 | 69.98 | 7 | 48.54
2025 | IESO_2_MISO_MI | IESO | MISO_MI | Internal | Winter | B19 | 700 | 1840 | 1840 | 14.44 | 66.85 | 7 | 45.41
2025 | IESO_2_MISO_MI | IESO | MISO_MI | Internal | Winter | B20 | 935 | 1840 | 1840 | 14.44 | 61.49 | 7 | 40.05
2025 | IESO_2_MISO_W | IESO | MISO_W | Internal | Shoulder | B11 | 25 | 140 | 140 | 14.44 | 75.33 | 7 | 53.89
2025 | IESO_2_MISO_W | IESO | MISO_W | Internal | Shoulder | B12 | 200 | 140 | 140 | 14.44 | 67.39 | 7 | 45.95
2025 | IESO_2_MISO_W | IESO | MISO_W | Internal | Shoulder | B13 | 600 | 140 | 140 | 14.44 | 63.29 | 7 | 41.85
2025 | IESO_2_MISO_W | IESO | MISO_W | Internal | Shoulder | B14 | 900 | 140 | 140 | 14.44 | 56.3 | 7 | 34.86
2025 | IESO_2_MISO_W | IESO | MISO_W | Internal | Shoulder | B15 | 1203 | 140 | 140 | 14.44 | 54.7 | 7 | 33.26
2025 | IESO_2_MISO_W | IESO | MISO_W | Internal | Summer | B1 | 10 | 140 | 140 | 79.27 | 113.34 | 7 | 27.07
2025 | IESO_2_MISO_W | IESO | MISO_W | Internal | Summer | B2 | 25 | 140 | 140 | 89.43 | 110.43 | 7 | 14
2025 | IESO_2_MISO_W | IESO | MISO_W | Internal | Summer | B3 | 75 | 140 | 140 | 58.06 | 110.43 | 7 | 45.37
2025 | IESO_2_MISO_W | IESO | MISO_W | Internal | Summer | B4 | 100 | 140 | 140 | 58.06 | 108.82 | 7 | 43.76
2025 | IESO_2_MISO_W | IESO | MISO_W | Internal | Summer | B5 | 200 | 140 | 140 | 11.51 | 103.13 | 7 | 84.63
2025 | IESO_2_MISO_W | IESO | MISO_W | Internal | Summer | B6 | 300 | 140 | 140 | 11.51 | 79.3 | 7 | 60.79
2025 | IESO_2_MISO_W | IESO | MISO_W | Internal | Summer | B7 | 400 | 140 | 140 | 11.51 | 68.98 | 7 | 50.47
2025 | IESO_2_MISO_W | IESO | MISO_W | Internal | Summer | B8 | 500 | 140 | 140 | 11.51 | 64.15 | 7 | 45.64
2025 | IESO_2_MISO_W | IESO | MISO_W | Internal | Summer | B9 | 800 | 140 | 140 | 11.51 | 61.94 | 7 | 43.43
2025 | IESO_2_MISO_W | IESO | MISO_W | Internal | Summer | B10 | 1262 | 140 | 140 | 11.51 | 56.45 | 7 | 37.95
2025 | IESO_2_MISO_W | IESO | MISO_W | Internal | Winter | B16 | 25 | 140 | 140 | 14.44 | 61.1 | 7 | 39.65
2025 | IESO_2_MISO_W | IESO | MISO_W | Internal | Winter | B17 | 100 | 140 | 140 | 14.44 | 61.12 | 7 | 39.68
2025 | IESO_2_MISO_W | IESO | MISO_W | Internal | Winter | B18 | 400 | 140 | 140 | 14.44 | 63.55 | 7 | 42.11
2025 | IESO_2_MISO_W | IESO | MISO_W | Internal | Winter | B19 | 700 | 140 | 140 | 14.44 | 63.55 | 7 | 42.11
2025 | IESO_2_MISO_W | IESO | MISO_W | Internal | Winter | B20 | 935 | 140 | 140 | 14.44 | 58.61 | 7 | 37.17
2025 | IESO_2_NYISO_A-F | IESO | NYISO_A-F | Internal | Shoulder | B11 | 25 | 1725 | 1725 | 14.44 | 68.74 | 7 | 47.3
2025 | IESO_2_NYISO_A-F | IESO | NYISO_A-F | Internal | Shoulder | B12 | 200 | 1725 | 1725 | 14.44 | 67.46 | 7 | 46.02
2025 | IESO_2_NYISO_A-F | IESO | NYISO_A-F | Internal | Shoulder | B13 | 600 | 1725 | 1725 | 14.44 | 65.12 | 7 | 43.68
2025 | IESO_2_NYISO_A-F | IESO | NYISO_A-F | Internal | Shoulder | B14 | 900 | 1725 | 1725 | 14.44 | 65.12 | 7 | 43.68
2025 | IESO_2_NYISO_A-F | IESO | NYISO_A-F | Internal | Shoulder | B15 | 1203 | 1725 | 1725 | 14.44 | 65.12 | 7 | 43.68
2025 | IESO_2_NYISO_A-F | IESO | NYISO_A-F | Internal | Summer | B1 | 10 | 1725 | 1181.57 | 79.27 | 86.27 | 7 | 0
2025 | IESO_2_NYISO_A-F | IESO | NYISO_A-F | Internal | Summer | B2 | 25 | 1725 | 1607.36 | 89.43 | 96.43 | 7 | 0
2025 | IESO_2_NYISO_A-F | IESO | NYISO_A-F | Internal | Summer | B3 | 75 | 1725 | 1725 | 58.06 | 86.27 | 7 | 21.21
2025 | IESO_2_NYISO_A-F | IESO | NYISO_A-F | Internal | Summer | B4 | 100 | 1725 | 1725 | 58.06 | 86.27 | 7 | 21.21
2025 | IESO_2_NYISO_A-F | IESO | NYISO_A-F | Internal | Summer | B5 | 200 | 1725 | 1725 | 11.51 | 67.45 | 7 | 48.94
2025 | IESO_2_NYISO_A-F | IESO | NYISO_A-F | Internal | Summer | B6 | 300 | 1725 | 1725 | 11.51 | 67.45 | 7 | 48.94
2025 | IESO_2_NYISO_A-F | IESO | NYISO_A-F | Internal | Summer | B7 | 400 | 1725 | 1725 | 11.51 | 64.41 | 7 | 45.91
2025 | IESO_2_NYISO_A-F | IESO | NYISO_A-F | Internal | Summer | B8 | 500 | 1725 | 1725 | 11.51 | 64.41 | 7 | 45.91
2025 | IESO_2_NYISO_A-F | IESO | NYISO_A-F | Internal | Summer | B9 | 800 | 1725 | 1725 | 11.51 | 62.92 | 7 | 44.42
2025 | IESO_2_NYISO_A-F | IESO | NYISO_A-F | Internal | Summer | B10 | 1262 | 1725 | 1725 | 11.51 | 62.92 | 7 | 44.42
2025 | IESO_2_NYISO_A-F | IESO | NYISO_A-F | Internal | Winter | B16 | 25 | 1725 | 1725 | 14.44 | 71.29 | 7 | 49.85
2025 | IESO_2_NYISO_A-F | IESO | NYISO_A-F | Internal | Winter | B17 | 100 | 1725 | 1725 | 14.44 | 71.29 | 7 | 49.85
2025 | IESO_2_NYISO_A-F | IESO | NYISO_A-F | Internal | Winter | B18 | 400 | 1725 | 1725 | 14.44 | 69.29 | 7 | 47.85
2025 | IESO_2_NYISO_A-F | IESO | NYISO_A-F | Internal | Winter | B19 | 700 | 1725 | 1725 | 14.44 | 69.29 | 7 | 47.85
2025 | IESO_2_NYISO_A-F | IESO | NYISO_A-F | Internal | Winter | B20 | 935 | 1725 | 1725 | 14.44 | 69.29 | 7 | 47.85
2025 | MAPP_CA_2_IESO | MAPP_CA | IESO | Internal | Shoulder | B11 | 25 | 330 | 0 | 60.26 | 14.44 | 8 | 0
2025 | MAPP_CA_2_IESO | MAPP_CA | IESO | Internal | Shoulder | B12 | 200 | 330 | 0 | 60.26 | 14.44 | 8 | 0
2025 | MAPP_CA_2_IESO | MAPP_CA | IESO | Internal | Shoulder | B13 | 600 | 330 | 0 | 60.26 | 14.44 | 8 | 0
2025 | MAPP_CA_2_IESO | MAPP_CA | IESO | Internal | Shoulder | B14 | 900 | 330 | 0 | 56.28 | 14.44 | 8 | 0
2025 | MAPP_CA_2_IESO | MAPP_CA | IESO | Internal | Shoulder | B15 | 1203 | 330 | 0 | 56.28 | 14.44 | 8 | 0
2025 | MAPP_CA_2_IESO | MAPP_CA | IESO | Internal | Summer | B1 | 10 | 330 | 0 | 86.27 | 79.27 | 8 | 0
2025 | MAPP_CA_2_IESO | MAPP_CA | IESO | Internal | Summer | B2 | 25 | 330 | 0 | 96.43 | 89.43 | 8 | 0
2025 | MAPP_CA_2_IESO | MAPP_CA | IESO | Internal | Summer | B3 | 75 | 330 | 0 | 65.06 | 58.06 | 8 | 0
2025 | MAPP_CA_2_IESO | MAPP_CA | IESO | Internal | Summer | B4 | 100 | 330 | 0 | 65.06 | 58.06 | 8 | 0
2025 | MAPP_CA_2_IESO | MAPP_CA | IESO | Internal | Summer | B5 | 200 | 330 | 0 | 58.66 | 11.51 | 8 | 0
2025 | MAPP_CA_2_IESO | MAPP_CA | IESO | Internal | Summer | B6 | 300 | 330 | 0 | 65.3 | 11.51 | 8 | 0
2025 | MAPP_CA_2_IESO | MAPP_CA | IESO | Internal | Summer | B7 | 400 | 330 | 0 | 56.47 | 11.51 | 8 | 0
2025 | MAPP_CA_2_IESO | MAPP_CA | IESO | Internal | Summer | B8 | 500 | 330 | 0 | 56.47 | 11.51 | 8 | 0
2025 | MAPP_CA_2_IESO | MAPP_CA | IESO | Internal | Summer | B9 | 800 | 330 | 0 | 56.47 | 11.51 | 8 | 0
2025 | MAPP_CA_2_IESO | MAPP_CA | IESO | Internal | Summer | B10 | 1262 | 330 | 0 | 56.47 | 11.51 | 8 | 0
2025 | MAPP_CA_2_IESO | MAPP_CA | IESO | Internal | Winter | B16 | 25 | 330 | 0 | 61.11 | 14.44 | 8 | 0
2025 | MAPP_CA_2_IESO | MAPP_CA | IESO | Internal | Winter | B17 | 100 | 330 | 0 | 61.11 | 14.44 | 8 | 0
2025 | MAPP_CA_2_IESO | MAPP_CA | IESO | Internal | Winter | B18 | 400 | 330 | 0 | 63.54 | 14.44 | 8 | 0
2025 | MAPP_CA_2_IESO | MAPP_CA | IESO | Internal | Winter | B19 | 700 | 330 | 0 | 63.54 | 14.44 | 8 | 0
2025 | MAPP_CA_2_IESO | MAPP_CA | IESO | Internal | Winter | B20 | 935 | 330 | 0 | 61.11 | 14.44 | 8 | 0
2025 | MAPP_CA_2_MAPP_US | MAPP_CA | MAPP_US | Internal | Shoulder | B11 | 25 | 372 | 372 | 60.26 | 68.33 | 7 | 1.07
2025 | MAPP_CA_2_MAPP_US | MAPP_CA | MAPP_US | Internal | Shoulder | B12 | 200 | 372 | 0 | 60.26 | 60.39 | 7 | 0
2025 | MAPP_CA_2_MAPP_US | MAPP_CA | MAPP_US | Internal | Shoulder | B13 | 600 | 372 | 0 | 60.26 | 56.29 | 7 | 0
2025 | MAPP_CA_2_MAPP_US | MAPP_CA | MAPP_US | Internal | Shoulder | B14 | 900 | 372 | 0 | 56.28 | 49.3 | 7 | 0
2025 | MAPP_CA_2_MAPP_US | MAPP_CA | MAPP_US | Internal | Shoulder | B15 | 1203 | 372 | 0 | 56.28 | 47.7 | 7 | 0
2025 | MAPP_CA_2_MAPP_US | MAPP_CA | MAPP_US | Internal | Summer | B1 | 10 | 372 | 372 | 86.27 | 106.34 | 7 | 13.07
2025 | MAPP_CA_2_MAPP_US | MAPP_CA | MAPP_US | Internal | Summer | B2 | 25 | 372 | 293.96 | 96.43 | 103.43 | 7 | 0
2025 | MAPP_CA_2_MAPP_US | MAPP_CA | MAPP_US | Internal | Summer | B3 | 75 | 372 | 372 | 65.06 | 103.43 | 7 | 31.37
2025 | MAPP_CA_2_MAPP_US | MAPP_CA | MAPP_US | Internal | Summer | B4 | 100 | 372 | 372 | 65.06 | 101.82 | 7 | 29.76
2025 | MAPP_CA_2_MAPP_US | MAPP_CA | MAPP_US | Internal | Summer | B5 | 200 | 372 | 372 | 58.66 | 96.13 | 7 | 30.47
2025 | MAPP_CA_2_MAPP_US | MAPP_CA | MAPP_US | Internal | Summer | B6 | 300 | 372 | 364.25 | 65.3 | 72.3 | 7 | 0
2025 | MAPP_CA_2_MAPP_US | MAPP_CA | MAPP_US | Internal | Summer | B7 | 400 | 372 | 0 | 56.47 | 61.98 | 7 | 0
2025 | MAPP_CA_2_MAPP_US | MAPP_CA | MAPP_US | Internal | Summer | B8 | 500 | 372 | 0 | 56.47 | 57.15 | 7 | 0
2025 | MAPP_CA_2_MAPP_US | MAPP_CA | MAPP_US | Internal | Summer | B9 | 800 | 372 | 0 | 56.47 | 54.94 | 7 | 0
2025 | MAPP_CA_2_MAPP_US | MAPP_CA | MAPP_US | Internal | Summer | B10 | 1262 | 372 | 0 | 56.47 | 49.45 | 7 | 0
2025 | MAPP_CA_2_MAPP_US | MAPP_CA | MAPP_US | Internal | Winter | B16 | 25 | 372 | 0 | 61.11 | 54.1 | 7 | 0
2025 | MAPP_CA_2_MAPP_US | MAPP_CA | MAPP_US | Internal | Winter | B17 | 100 | 372 | 0 | 61.11 | 54.12 | 7 | 0
2025 | MAPP_CA_2_MAPP_US | MAPP_CA | MAPP_US | Internal | Winter | B18 | 400 | 372 | 0 | 63.54 | 56.55 | 7 | 0
2025 | MAPP_CA_2_MAPP_US | MAPP_CA | MAPP_US | Internal | Winter | B19 | 700 | 372 | 0 | 63.54 | 56.55 | 7 | 0
2025 | MAPP_CA_2_MAPP_US | MAPP_CA | MAPP_US | Internal | Winter | B20 | 935 | 372 | 0 | 61.11 | 51.61 | 7 | 0
2025 | MAPP_CA_2_MISO_W | MAPP_CA | MISO_W | Internal | Shoulder | B11 | 25 | 2196 | 2196 | 60.26 | 75.33 | 0.01 | 15.05
2025 | MAPP_CA_2_MISO_W | MAPP_CA | MISO_W | Internal | Shoulder | B12 | 200 | 2196 | 2196 | 60.26 | 67.39 | 0.01 | 7.12
2025 | MAPP_CA_2_MISO_W | MAPP_CA | MISO_W | Internal | Shoulder | B13 | 600 | 2196 | 2196 | 60.26 | 63.29 | 0.01 | 3.02
2025 | MAPP_CA_2_MISO_W | MAPP_CA | MISO_W | Internal | Shoulder | B14 | 900 | 2196 | 1983.52 | 56.28 | 56.3 | 0.01 | 0
2025 | MAPP_CA_2_MISO_W | MAPP_CA | MISO_W | Internal | Shoulder | B15 | 1203 | 2196 | 0 | 56.28 | 54.7 | 0.01 | 0
2025 | MAPP_CA_2_MISO_W | MAPP_CA | MISO_W | Internal | Summer | B1 | 10 | 2196 | 2196 | 86.27 | 113.34 | 0.01 | 27.06
2025 | MAPP_CA_2_MISO_W | MAPP_CA | MISO_W | Internal | Summer | B2 | 25 | 2196 | 2196 | 96.43 | 110.43 | 0.01 | 13.99
2025 | MAPP_CA_2_MISO_W | MAPP_CA | MISO_W | Internal | Summer | B3 | 75 | 2196 | 2196 | 65.06 | 110.43 | 0.01 | 45.36
2025 | MAPP_CA_2_MISO_W | MAPP_CA | MISO_W | Internal | Summer | B4 | 100 | 2196 | 2196 | 65.06 | 108.82 | 0.01 | 43.75
2025 | MAPP_CA_2_MISO_W | MAPP_CA | MISO_W | Internal | Summer | B5 | 200 | 2196 | 2196 | 58.66 | 103.13 | 0.01 | 44.46
2025 | MAPP_CA_2_MISO_W | MAPP_CA | MISO_W | Internal | Summer | B6 | 300 | 2196 | 2196 | 65.3 | 79.3 | 0.01 | 13.99
2025 | MAPP_CA_2_MISO_W | MAPP_CA | MISO_W | Internal | Summer | B7 | 400 | 2196 | 2196 | 56.47 | 68.98 | 0.01 | 12.5
2025 | MAPP_CA_2_MISO_W | MAPP_CA | MISO_W | Internal | Summer | B8 | 500 | 2196 | 2196 | 56.47 | 64.15 | 0.01 | 7.67
2025 | MAPP_CA_2_MISO_W | MAPP_CA | MISO_W | Internal | Summer | B9 | 800 | 2196 | 2196 | 56.47 | 61.94 | 0.01 | 5.46
2025 | MAPP_CA_2_MISO_W | MAPP_CA | MISO_W | Internal | Summer | B10 | 1262 | 2196 | 0 | 56.47 | 56.45 | 0.01 | 0
2025 | MAPP_CA_2_MISO_W | MAPP_CA | MISO_W | Internal | Winter | B16 | 25 | 2196 | 0 | 61.11 | 61.1 | 0.01 | 0
2025 | MAPP_CA_2_MISO_W | MAPP_CA | MISO_W | Internal | Winter | B17 | 100 | 2196 | 813.28 | 61.11 | 61.12 | 0.01 | 0
2025 | MAPP_CA_2_MISO_W | MAPP_CA | MISO_W | Internal | Winter | B18 | 400 | 2196 | 1718.21 | 63.54 | 63.55 | 0.01 | 0
2025 | MAPP_CA_2_MISO_W | MAPP_CA | MISO_W | Internal | Winter | B19 | 700 | 2196 | 1796.1 | 63.54 | 63.55 | 0.01 | 0
2025 | MAPP_CA_2_MISO_W | MAPP_CA | MISO_W | Internal | Winter | B20 | 935 | 2196 | 0 | 61.11 | 58.61 | 0.01 | 0
2025 | MAPP_US_2_MAPP_CA | MAPP_US | MAPP_CA | Internal | Shoulder | B11 | 25 | 165 | 0 | 68.33 | 60.26 | 7 | 0
2025 | MAPP_US_2_MAPP_CA | MAPP_US | MAPP_CA | Internal | Shoulder | B12 | 200 | 165 | 0 | 60.39 | 60.26 | 7 | 0
2025 | MAPP_US_2_MAPP_CA | MAPP_US | MAPP_CA | Internal | Shoulder | B13 | 600 | 165 | 0 | 56.29 | 60.26 | 7 | 0
2025 | MAPP_US_2_MAPP_CA | MAPP_US | MAPP_CA | Internal | Shoulder | B14 | 900 | 165 | 0 | 49.3 | 56.28 | 7 | 0
2025 | MAPP_US_2_MAPP_CA | MAPP_US | MAPP_CA | Internal | Shoulder | B15 | 1203 | 165 | 165 | 47.7 | 56.28 | 7 | 1.59
2025 | MAPP_US_2_MAPP_CA | MAPP_US | MAPP_CA | Internal | Summer | B1 | 10 | 165 | 0 | 106.34 | 86.27 | 7 | 0
2025 | MAPP_US_2_MAPP_CA | MAPP_US | MAPP_CA | Internal | Summer | B2 | 25 | 165 | 0 | 103.43 | 96.43 | 7 | 0
2025 | MAPP_US_2_MAPP_CA | MAPP_US | MAPP_CA | Internal | Summer | B3 | 75 | 165 | 0 | 103.43 | 65.06 | 7 | 0
2025 | MAPP_US_2_MAPP_CA | MAPP_US | MAPP_CA | Internal | Summer | B4 | 100 | 165 | 0 | 101.82 | 65.06 | 7 | 0
2025 | MAPP_US_2_MAPP_CA | MAPP_US | MAPP_CA | Internal | Summer | B5 | 200 | 165 | 0 | 96.13 | 58.66 | 7 | 0
2025 | MAPP_US_2_MAPP_CA | MAPP_US | MAPP_CA | Internal | Summer | B6 | 300 | 165 | 0 | 72.3 | 65.3 | 7 | 0
2025 | MAPP_US_2_MAPP_CA | MAPP_US | MAPP_CA | Internal | Summer | B7 | 400 | 165 | 0 | 61.98 | 56.47 | 7 | 0
2025 | MAPP_US_2_MAPP_CA | MAPP_US | MAPP_CA | Internal | Summer | B8 | 500 | 165 | 0 | 57.15 | 56.47 | 7 | 0
2025 | MAPP_US_2_MAPP_CA | MAPP_US | MAPP_CA | Internal | Summer | B9 | 800 | 165 | 0 | 54.94 | 56.47 | 7 | 0
2025 | MAPP_US_2_MAPP_CA | MAPP_US | MAPP_CA | Internal | Summer | B10 | 1262 | 165 | 165 | 49.45 | 56.47 | 7 | 0.01
2025 | MAPP_US_2_MAPP_CA | MAPP_US | MAPP_CA | Internal | Winter | B16 | 25 | 165 | 165 | 54.1 | 61.11 | 7 | 0.01
2025 | MAPP_US_2_MAPP_CA | MAPP_US | MAPP_CA | Internal | Winter | B17 | 100 | 165 | 0 | 54.12 | 61.11 | 7 | 0
2025 | MAPP_US_2_MAPP_CA | MAPP_US | MAPP_CA | Internal | Winter | B18 | 400 | 165 | 0 | 56.55 | 63.54 | 7 | 0
2025 | MAPP_US_2_MAPP_CA | MAPP_US | MAPP_CA | Internal | Winter | B19 | 700 | 165 | 0 | 56.55 | 63.54 | 7 | 0
2025 | MAPP_US_2_MAPP_CA | MAPP_US | MAPP_CA | Internal | Winter | B20 | 935 | 165 | 165 | 51.61 | 61.11 | 7 | 2.5
2025 | MAPP_US_2_MISO_W | MAPP_US | MISO_W | Internal | Shoulder | B11 | 25 | 2635 | 2469.14 | 68.33 | 75.33 | 7 | 0
2025 | MAPP_US_2_MISO_W | MAPP_US | MISO_W | Internal | Shoulder | B12 | 200 | 2635 | 1765.08 | 60.39 | 67.39 | 7 | 0
2025 | MAPP_US_2_MISO_W | MAPP_US | MISO_W | Internal | Shoulder | B13 | 600 | 2635 | 2378.23 | 56.29 | 63.29 | 7 | 0
2025 | MAPP_US_2_MISO_W | MAPP_US | MISO_W | Internal | Shoulder | B14 | 900 | 2635 | 722.69 | 49.3 | 56.3 | 7 | 0
2025 | MAPP_US_2_MISO_W | MAPP_US | MISO_W | Internal | Shoulder | B15 | 1203 | 2635 | 1018.16 | 47.7 | 54.7 | 7 | 0
2025 | MAPP_US_2_MISO_W | MAPP_US | MISO_W | Internal | Summer | B1 | 10 | 2635 | 1239.45 | 106.34 | 113.34 | 7 | 0
2025 | MAPP_US_2_MISO_W | MAPP_US | MISO_W | Internal | Summer | B2 | 25 | 2635 | 1018.4 | 103.43 | 110.43 | 7 | 0
2025 | MAPP_US_2_MISO_W | MAPP_US | MISO_W | Internal | Summer | B3 | 75 | 2635 | 675.97 | 103.43 | 110.43 | 7 | 0
2025 | MAPP_US_2_MISO_W | MAPP_US | MISO_W | Internal | Summer | B4 | 100 | 2635 | 1134.59 | 101.82 | 108.82 | 7 | 0
2025 | MAPP_US_2_MISO_W | MAPP_US | MISO_W | Internal | Summer | B5 | 200 | 2635 | 485.57 | 96.13 | 103.13 | 7 | 0
2025 | MAPP_US_2_MISO_W | MAPP_US | MISO_W | Internal | Summer | B6 | 300 | 2635 | 252.27 | 72.3 | 79.3 | 7 | 0
2025 | MAPP_US_2_MISO_W | MAPP_US | MISO_W | Internal | Summer | B7 | 400 | 2635 | 636.98 | 61.98 | 68.98 | 7 | 0
2025 | MAPP_US_2_MISO_W | MAPP_US | MISO_W | Internal | Summer | B8 | 500 | 2635 | 1486.71 | 57.15 | 64.15 | 7 | 0
2025 | MAPP_US_2_MISO_W | MAPP_US | MISO_W | Internal | Summer | B9 | 800 | 2635 | 803.23 | 54.94 | 61.94 | 7 | 0
2025 | MAPP_US_2_MISO_W | MAPP_US | MISO_W | Internal | Summer | B10 | 1262 | 2635 | 850.82 | 49.45 | 56.45 | 7 | 0
2025 | MAPP_US_2_MISO_W | MAPP_US | MISO_W | Internal | Winter | B16 | 25 | 2635 | 2520.94 | 54.1 | 61.1 | 7 | 0
2025 | MAPP_US_2_MISO_W | MAPP_US | MISO_W | Internal | Winter | B17 | 100 | 2635 | 1285.66 | 54.12 | 61.12 | 7 | 0
2025 | MAPP_US_2_MISO_W | MAPP_US | MISO_W | Internal | Winter | B18 | 400 | 2635 | 1667.35 | 56.55 | 63.55 | 7 | 0
2025 | MAPP_US_2_MISO_W | MAPP_US | MISO_W | Internal | Winter | B19 | 700 | 2635 | 1458.9 | 56.55 | 63.55 | 7 | 0
2025 | MAPP_US_2_MISO_W | MAPP_US | MISO_W | Internal | Winter | B20 | 935 | 2635 | 874.72 | 51.61 | 58.61 | 7 | 0
2025 | MAPP_US_2_NE | MAPP_US | NE | Internal | Shoulder | B11 | 25 | 2000 | 656.27 | 68.33 | 75.33 | 7 | 0
2025 | MAPP_US_2_NE | MAPP_US | NE | Internal | Shoulder | B12 | 200 | 2000 | 1680.59 | 60.39 | 67.39 | 7 | 0
2025 | MAPP_US_2_NE | MAPP_US | NE | Internal | Shoulder | B13 | 600 | 2000 | 1388.78 | 56.29 | 63.29 | 7 | 0
2025 | MAPP_US_2_NE | MAPP_US | NE | Internal | Shoulder | B14 | 900 | 2000 | 2000 | 49.3 | 60.92 | 7 | 4.62
2025 | MAPP_US_2_NE | MAPP_US | NE | Internal | Shoulder | B15 | 1203 | 2000 | 2000 | 47.7 | 60.1 | 7 | 5.4
2025 | MAPP_US_2_NE | MAPP_US | NE | Internal | Summer | B1 | 10 | 2000 | 381.86 | 106.34 | 113.34 | 7 | 0
2025 | MAPP_US_2_NE | MAPP_US | NE | Internal | Summer | B2 | 25 | 2000 | 1726.32 | 103.43 | 110.43 | 7 | 0
2025 | MAPP_US_2_NE | MAPP_US | NE | Internal | Summer | B3 | 75 | 2000 | 2000 | 103.43 | 113.56 | 7 | 3.13
2025 | MAPP_US_2_NE | MAPP_US | NE | Internal | Summer | B4 | 100 | 2000 | 1899.68 | 101.82 | 108.82 | 7 | 0
2025 | MAPP_US_2_NE | MAPP_US | NE | Internal | Summer | B5 | 200 | 2000 | 1898.35 | 96.13 | 103.13 | 7 | 0
2025 | MAPP_US_2_NE | MAPP_US | NE | Internal | Summer | B6 | 300 | 2000 | 2000 | 72.3 | 79.58 | 7 | 0.28
2025 | MAPP_US_2_NE | MAPP_US | NE | Internal | Summer | B7 | 400 | 2000 | 2000 | 61.98 | 71.93 | 7 | 2.96
2025 | MAPP_US_2_NE | MAPP_US | NE | Internal | Summer | B8 | 500 | 2000 | 1837.54 | 57.15 | 64.15 | 7 | 0
2025 | MAPP_US_2_NE | MAPP_US | NE | Internal | Summer | B9 | 800 | 2000 | 2000 | 54.94 | 63.91 | 7 | 1.97
2025 | MAPP_US_2_NE | MAPP_US | NE | Internal | Summer | B10 | 1262 | 2000 | 2000 | 49.45 | 59.49 | 7 | 3.03
2025 | MAPP_US_2_NE | MAPP_US | NE | Internal | Winter | B16 | 25 | 2000 | 2000 | 54.1 | 61.49 | 7 | 0.4
2025 | MAPP_US_2_NE | MAPP_US | NE | Internal | Winter | B17 | 100 | 2000 | 2000 | 54.12 | 61.49 | 7 | 0.37
2025 | MAPP_US_2_NE | MAPP_US | NE | Internal | Winter | B18 | 400 | 2000 | 1919.74 | 56.55 | 63.55 | 7 | 0
2025 | MAPP_US_2_NE | MAPP_US | NE | Internal | Winter | B19 | 700 | 2000 | 1902.95 | 56.55 | 63.55 | 7 | 0
2025 | MAPP_US_2_NE | MAPP_US | NE | Internal | Winter | B20 | 935 | 2000 | 2000 | 51.61 | 59.39 | 7 | 0.78
2025 | MARITIMES_2_NEISO | MARITIMES | NEISO | Internal | Shoulder | B11 | 25 | 99999 | 1400 | 65.75 | 65.77 | 0.01 | 0
2025 | MARITIMES_2_NEISO | MARITIMES | NEISO | Internal | Shoulder | B12 | 200 | 99999 | 1400 | 64.47 | 64.48 | 0.01 | 0
2025 | MARITIMES_2_NEISO | MARITIMES | NEISO | Internal | Shoulder | B13 | 600 | 99999 | 1400 | 64.06 | 64.07 | 0.01 | 0
2025 | MARITIMES_2_NEISO | MARITIMES | NEISO | Internal | Shoulder | B14 | 900 | 99999 | 1400 | 64.06 | 64.07 | 0.01 | 0
2025 | MARITIMES_2_NEISO | MARITIMES | NEISO | Internal | Shoulder | B15 | 1203 | 99999 | 426.43 | 64.06 | 64.07 | 0.01 | 0
2025 | MARITIMES_2_NEISO | MARITIMES | NEISO | Internal | Summer | B1 | 10 | 99999 | 1400.1 | 141.33 | 141.35 | 0.01 | 0
2025 | MARITIMES_2_NEISO | MARITIMES | NEISO | Internal | Summer | B2 | 25 | 99999 | 1400.1 | 101.06 | 101.07 | 0.01 | 0
2025 | MARITIMES_2_NEISO | MARITIMES | NEISO | Internal | Summer | B3 | 75 | 99999 | 1400 | 85.82 | 85.84 | 0.01 | 0
2025 | MARITIMES_2_NEISO | MARITIMES | NEISO | Internal | Summer | B4 | 100 | 99999 | 1400 | 83.26 | 83.27 | 0.01 | 0
2025 | MARITIMES_2_NEISO | MARITIMES | NEISO | Internal | Summer | B5 | 200 | 99999 | 1400 | 62.58 | 62.6 | 0.01 | 0
2025 | MARITIMES_2_NEISO | MARITIMES | NEISO | Internal | Summer | B6 | 300 | 99999 | 1400 | 62.58 | 62.6 | 0.01 | 0
2025 | MARITIMES_2_NEISO | MARITIMES | NEISO | Internal | Summer | B7 | 400 | 99999 | 1400 | 62.58 | 62.6 | 0.01 | 0
2025 | MARITIMES_2_NEISO | MARITIMES | NEISO | Internal | Summer | B8 | 500 | 99999 | 1400 | 62.58 | 62.6 | 0.01 | 0
2025 | MARITIMES_2_NEISO | MARITIMES | NEISO | Internal | Summer | B9 | 800 | 99999 | 1400 | 62.58 | 62.6 | 0.01 | 0
2025 | MARITIMES_2_NEISO | MARITIMES | NEISO | Internal | Summer | B10 | 1262 | 99999 | 236.13 | 62.58 | 62.6 | 0.01 | 0
2025 | MARITIMES_2_NEISO | MARITIMES | NEISO | Internal | Winter | B16 | 25 | 99999 | 1400 | 75.55 | 75.56 | 0.01 | 0
2025 | MARITIMES_2_NEISO | MARITIMES | NEISO | Internal | Winter | B17 | 100 | 99999 | 1400 | 74.65 | 74.66 | 0.01 | 0
2025 | MARITIMES_2_NEISO | MARITIMES | NEISO | Internal | Winter | B18 | 400 | 99999 | 1400 | 72.28 | 72.29 | 0.01 | 0
2025 | MARITIMES_2_NEISO | MARITIMES | NEISO | Internal | Winter | B19 | 700 | 99999 | 1400 | 72.28 | 72.29 | 0.01 | 0
2025 | MARITIMES_2_NEISO | MARITIMES | NEISO | Internal | Winter | B20 | 935 | 99999 | 475.94 | 72.28 | 72.29 | 0.01 | 0
2025 | MISO_IN_2_MISO_MI | MISO_IN | MISO_MI | Internal | Shoulder | B11 | 25 | 5021 | 2905.32 | 80.33 | 80.34 | 0.01 | 0
2025 | MISO_IN_2_MISO_MI | MISO_IN | MISO_MI | Internal | Shoulder | B12 | 200 | 5021 | 4570.82 | 68.67 | 68.68 | 0.01 | 0
2025 | MISO_IN_2_MISO_MI | MISO_IN | MISO_MI | Internal | Shoulder | B13 | 600 | 5021 | 4719.89 | 67.36 | 67.37 | 0.01 | 0
2025 | MISO_IN_2_MISO_MI | MISO_IN | MISO_MI | Internal | Shoulder | B14 | 900 | 5021 | 4515.71 | 64.14 | 64.15 | 0.01 | 0
2025 | MISO_IN_2_MISO_MI | MISO_IN | MISO_MI | Internal | Shoulder | B15 | 1203 | 5021 | 1410.02 | 59.11 | 59.13 | 0.01 | 0
2025 | MISO_IN_2_MISO_MI | MISO_IN | MISO_MI | Internal | Summer | B1 | 10 | 5021 | 1277.39 | 113.33 | 113.34 | 0.01 | 0
2025 | MISO_IN_2_MISO_MI | MISO_IN | MISO_MI | Internal | Summer | B2 | 25 | 5021 | 1987.4 | 110.43 | 110.44 | 0.01 | 0
2025 | MISO_IN_2_MISO_MI | MISO_IN | MISO_MI | Internal | Summer | B3 | 75 | 5021 | 1964.03 | 108.42 | 108.43 | 0.01 | 0
2025 | MISO_IN_2_MISO_MI | MISO_IN | MISO_MI | Internal | Summer | B4 | 100 | 5021 | 1424.91 | 107.26 | 107.27 | 0.01 | 0
2025 | MISO_IN_2_MISO_MI | MISO_IN | MISO_MI | Internal | Summer | B5 | 200 | 5021 | 1428.03 | 93.06 | 93.07 | 0.01 | 0
2025 | MISO_IN_2_MISO_MI | MISO_IN | MISO_MI | Internal | Summer | B6 | 300 | 5021 | 3735.6 | 78.3 | 78.32 | 0.01 | 0
2025 | MISO_IN_2_MISO_MI | MISO_IN | MISO_MI | Internal | Summer | B7 | 400 | 5021 | 3692.71 | 68.98 | 68.99 | 0.01 | 0
2025 | MISO_IN_2_MISO_MI | MISO_IN | MISO_MI | Internal | Summer | B8 | 500 | 5021 | 5021 | 64.15 | 66.4 | 0.01 | 2.23
2025 | MISO_IN_2_MISO_MI | MISO_IN | MISO_MI | Internal | Summer | B9 | 800 | 5021 | 5021 | 60.13 | 61.94 | 0.01 | 1.79
2025 | MISO_IN_2_MISO_MI | MISO_IN | MISO_MI | Internal | Summer | B10 | 1262 | 5021 | 4770.07 | 57.86 | 57.88 | 0.01 | 0
2025 | MISO_IN_2_MISO_MI | MISO_IN | MISO_MI | Internal | Winter | B16 | 25 | 5021 | 3875.97 | 80.33 | 80.34 | 0.01 | 0
2025 | MISO_IN_2_MISO_MI | MISO_IN | MISO_MI | Internal | Winter | B17 | 100 | 5021 | 3834.05 | 73.11 | 73.12 | 0.01 | 0
2025 | MISO_IN_2_MISO_MI | MISO_IN | MISO_MI | Internal | Winter | B18 | 400 | 5021 | 3140.01 | 69.97 | 69.98 | 0.01 | 0
2025 | MISO_IN_2_MISO_MI | MISO_IN | MISO_MI | Internal | Winter | B19 | 700 | 5021 | 3803.57 | 66.84 | 66.85 | 0.01 | 0
2025 | MISO_IN_2_MISO_MI | MISO_IN | MISO_MI | Internal | Winter | B20 | 935 | 5021 | 1889.99 | 61.48 | 61.49 | 0.01 | 0
2025 | MISO_IN_2_MISO_MO-IL | MISO_IN | MISO_MO-IL | Internal | Shoulder | B11 | 25 | 5533 | 3390.28 | 80.33 | 80.34 | 0.01 | 0
2025 | MISO_IN_2_MISO_MO-IL | MISO_IN | MISO_MO-IL | Internal | Shoulder | B12 | 200 | 5533 | 1375.75 | 68.67 | 68.68 | 0.01 | 0
2025 | MISO_IN_2_MISO_MO-IL | MISO_IN | MISO_MO-IL | Internal | Shoulder | B13 | 600 | 5533 | 1334.21 | 67.36 | 67.37 | 0.01 | 0
2025 | MISO_IN_2_MISO_MO-IL | MISO_IN | MISO_MO-IL | Internal | Shoulder | B14 | 900 | 5533 | 2408.9 | 64.14 | 64.15 | 0.01 | 0
2025 | MISO_IN_2_MISO_MO-IL | MISO_IN | MISO_MO-IL | Internal | Shoulder | B15 | 1203 | 5533 | 3730.55 | 59.11 | 59.13 | 0.01 | 0
2025 | MISO_IN_2_MISO_MO-IL | MISO_IN | MISO_MO-IL | Internal | Summer | B1 | 10 | 5533 | 5533 | 113.33 | 113.35 | 0.01 | 0.01
2025 | MISO_IN_2_MISO_MO-IL | MISO_IN | MISO_MO-IL | Internal | Summer | B2 | 25 | 5533 | 5095.49 | 110.43 | 110.44 | 0.01 | 0
2025 | MISO_IN_2_MISO_MO-IL | MISO_IN | MISO_MO-IL | Internal | Summer | B3 | 75 | 5533 | 5533 | 108.42 | 109.53 | 0.01 | 1.1
2025 | MISO_IN_2_MISO_MO-IL | MISO_IN | MISO_MO-IL | Internal | Summer | B4 | 100 | 5533 | 5533 | 107.26 | 108.83 | 0.01 | 1.56
2025 | MISO_IN_2_MISO_MO-IL | MISO_IN | MISO_MO-IL | Internal | Summer | B5 | 200 | 5533 | 5533 | 93.06 | 103.12 | 0.01 | 10.05
2025 | MISO_IN_2_MISO_MO-IL | MISO_IN | MISO_MO-IL | Internal | Summer | B6 | 300 | 5533 | 5533 | 78.3 | 79.31 | 0.01 | 0.99
2025 | MISO_IN_2_MISO_MO-IL | MISO_IN | MISO_MO-IL | Internal | Summer | B7 | 400 | 5533 | 4798.53 | 68.98 | 68.99 | 0.01 | 0
2025 | MISO_IN_2_MISO_MO-IL | MISO_IN | MISO_MO-IL | Internal | Summer | B8 | 500 | 5533 | 3773.53 | 64.15 | 64.16 | 0.01 | 0
2025 | MISO_IN_2_MISO_MO-IL | MISO_IN | MISO_MO-IL | Internal | Summer | B9 | 800 | 5533 | 5533 | 60.13 | 61.95 | 0.01 | 1.8
2025 | MISO_IN_2_MISO_MO-IL | MISO_IN | MISO_MO-IL | Internal | Summer | B10 | 1262 | 5533 | 3605.75 | 57.86 | 57.88 | 0.01 | 0
2025 | MISO_IN_2_MISO_MO-IL | MISO_IN | MISO_MO-IL | Internal | Winter | B16 | 25 | 5533 | 1169.97 | 80.33 | 80.34 | 0.01 | 0
2025 | MISO_IN_2_MISO_MO-IL | MISO_IN | MISO_MO-IL | Internal | Winter | B17 | 100 | 5533 | 1844.31 | 73.11 | 73.12 | 0.01 | 0
2025 | MISO_IN_2_MISO_MO-IL | MISO_IN | MISO_MO-IL | Internal | Winter | B18 | 400 | 5533 | 2420.56 | 69.97 | 69.98 | 0.01 | 0
2025 | MISO_IN_2_MISO_MO-IL | MISO_IN | MISO_MO-IL | Internal | Winter | B19 | 700 | 5533 | 2633.77 | 66.84 | 66.85 | 0.01 | 0
2025 | MISO_IN_2_MISO_MO-IL | MISO_IN | MISO_MO-IL | Internal | Winter | B20 | 935 | 5533 | 4045.38 | 61.48 | 61.49 | 0.01 | 0
2025 | MISO_IN_2_NonRTO_Midwest | MISO_IN | NonRTO_Midwest | Internal | Shoulder | B11 | 25 | 4800 | 1150.72 | 80.33 | 88.33 | 8 | 0
2025 | MISO_IN_2_NonRTO_Midwest | MISO_IN | NonRTO_Midwest | Internal | Shoulder | B12 | 200 | 4800 | 1481.95 | 68.67 | 76.67 | 8 | 0
2025 | MISO_IN_2_NonRTO_Midwest | MISO_IN | NonRTO_Midwest | Internal | Shoulder | B13 | 600 | 4800 | 1045.19 | 67.36 | 75.36 | 8 | 0
2025 | MISO_IN_2_NonRTO_Midwest | MISO_IN | NonRTO_Midwest | Internal | Shoulder | B14 | 900 | 4800 | 901.5 | 64.14 | 72.14 | 8 | 0
2025 | MISO_IN_2_NonRTO_Midwest | MISO_IN | NonRTO_Midwest | Internal | Shoulder | B15 | 1203 | 4800 | 0 | 59.11 | 66.62 | 8 | 0
2025 | MISO_IN_2_NonRTO_Midwest | MISO_IN | NonRTO_Midwest | Internal | Summer | B1 | 10 | 4800 | 0 | 113.33 | 116.42 | 8 | 0
2025 | MISO_IN_2_NonRTO_Midwest | MISO_IN | NonRTO_Midwest | Internal | Summer | B2 | 25 | 4800 | 0 | 110.43 | 116.42 | 8 | 0
2025 | MISO_IN_2_NonRTO_Midwest | MISO_IN | NonRTO_Midwest | Internal | Summer | B3 | 75 | 4800 | 1463.29 | 108.42 | 116.42 | 8 | 0
2025 | MISO_IN_2_NonRTO_Midwest | MISO_IN | NonRTO_Midwest | Internal | Summer | B4 | 100 | 4800 | 1571.75 | 107.26 | 115.26 | 8 | 0
2025 | MISO_IN_2_NonRTO_Midwest | MISO_IN | NonRTO_Midwest | Internal | Summer | B5 | 200 | 4800 | 2114.15 | 93.06 | 101.06 | 8 | 0
2025 | MISO_IN_2_NonRTO_Midwest | MISO_IN | NonRTO_Midwest | Internal | Summer | B6 | 300 | 4800 | 746.03 | 78.3 | 86.3 | 8 | 0
2025 | MISO_IN_2_NonRTO_Midwest | MISO_IN | NonRTO_Midwest | Internal | Summer | B7 | 400 | 4800 | 1786.08 | 68.98 | 76.98 | 8 | 0
2025 | MISO_IN_2_NonRTO_Midwest | MISO_IN | NonRTO_Midwest | Internal | Summer | B8 | 500 | 4800 | 1551.77 | 64.15 | 72.15 | 8 | 0
2025 | MISO_IN_2_NonRTO_Midwest | MISO_IN | NonRTO_Midwest | Internal | Summer | B9 | 800 | 4800 | 870.4 | 60.13 | 68.13 | 8 | 0
2025 | MISO_IN_2_NonRTO_Midwest | MISO_IN | NonRTO_Midwest | Internal | Summer | B10 | 1262 | 4800 | 0 | 57.86 | 61.46 | 8 | 0
2025 | MISO_IN_2_NonRTO_Midwest | MISO_IN | NonRTO_Midwest | Internal | Winter | B16 | 25 | 4800 | 3064.5 | 80.33 | 88.33 | 8 | 0
2025 | MISO_IN_2_NonRTO_Midwest | MISO_IN | NonRTO_Midwest | Internal | Winter | B17 | 100 | 4800 | 2488.73 | 73.11 | 81.11 | 8 | 0
2025 | MISO_IN_2_NonRTO_Midwest | MISO_IN | NonRTO_Midwest | Internal | Winter | B18 | 400 | 4800 | 2399.75 | 69.97 | 77.97 | 8 | 0
2025 | MISO_IN_2_NonRTO_Midwest | MISO_IN | NonRTO_Midwest | Internal | Winter | B19 | 700 | 4800 | 2356.86 | 66.84 | 74.84 | 8 | 0
2025 | MISO_IN_2_NonRTO_Midwest | MISO_IN | NonRTO_Midwest | Internal | Winter | B20 | 935 | 4800 | 1449.08 | 61.48 | 69.48 | 8 | 0
2025 | MISO_IN_2_PJM_ROR | MISO_IN | PJM_ROR | Internal | Shoulder | B11 | 25 | 992 | 992 | 80.33 | 82.34 | 2 | 0.01
2025 | MISO_IN_2_PJM_ROR | MISO_IN | PJM_ROR | Internal | Shoulder | B12 | 200 | 992 | 992 | 68.67 | 75.44 | 2 | 4.78
2025 | MISO_IN_2_PJM_ROR | MISO_IN | PJM_ROR | Internal | Shoulder | B13 | 600 | 992 | 992 | 67.36 | 71.23 | 2 | 1.87
2025 | MISO_IN_2_PJM_ROR | MISO_IN | PJM_ROR | Internal | Shoulder | B14 | 900 | 992 | 992 | 64.14 | 69.71 | 2 | 3.57
2025 | MISO_IN_2_PJM_ROR | MISO_IN | PJM_ROR | Internal | Shoulder | B15 | 1203 | 992 | 920.68 | 59.11 | 61.11 | 2 | 0
2025 | MISO_IN_2_PJM_ROR | MISO_IN | PJM_ROR | Internal | Summer | B1 | 10 | 992 | 992 | 113.33 | 115.35 | 2 | 0.02
2025 | MISO_IN_2_PJM_ROR | MISO_IN | PJM_ROR | Internal | Summer | B2 | 25 | 992 | 992 | 110.43 | 112.44 | 2 | 0.01
2025 | MISO_IN_2_PJM_ROR | MISO_IN | PJM_ROR | Internal | Summer | B3 | 75 | 992 | 0 | 108.42 | 109.27 | 2 | 0
2025 | MISO_IN_2_PJM_ROR | MISO_IN | PJM_ROR | Internal | Summer | B4 | 100 | 992 | 992 | 107.26 | 109.27 | 2 | 0.01
2025 | MISO_IN_2_PJM_ROR | MISO_IN | PJM_ROR | Internal | Summer | B5 | 200 | 992 | 992 | 93.06 | 103.06 | 2 | 8
2025 | MISO_IN_2_PJM_ROR | MISO_IN | PJM_ROR | Internal | Summer | B6 | 300 | 992 | 992 | 78.3 | 80.32 | 2 | 0.01
2025 | MISO_IN_2_PJM_ROR | MISO_IN | PJM_ROR | Internal | Summer | B7 | 400 | 992 | 992 | 68.98 | 70.99 | 2 | 0.01
2025 | MISO_IN_2_PJM_ROR | MISO_IN | PJM_ROR | Internal | Summer | B8 | 500 | 992 | 992 | 64.15 | 69.55 | 2 | 3.4
2025 | MISO_IN_2_PJM_ROR | MISO_IN | PJM_ROR | Internal | Summer | B9 | 800 | 992 | 992 | 60.13 | 66.14 | 2 | 4
2025 | MISO_IN_2_PJM_ROR | MISO_IN | PJM_ROR | Internal | Summer | B10 | 1262 | 992 | 0 | 57.86 | 58.45 | 2 | 0
2025 | MISO_IN_2_PJM_ROR | MISO_IN | PJM_ROR | Internal | Winter | B16 | 25 | 992 | 992 | 80.33 | 87.03 | 2 | 4.7
2025 | MISO_IN_2_PJM_ROR | MISO_IN | PJM_ROR | Internal | Winter | B17 | 100 | 992 | 992 | 73.11 | 83.05 | 2 | 7.95
2025 | MISO_IN_2_PJM_ROR | MISO_IN | PJM_ROR | Internal | Winter | B18 | 400 | 992 | 992 | 69.97 | 74.68 | 2 | 2.71
2025 | MISO_IN_2_PJM_ROR | MISO_IN | PJM_ROR | Internal | Winter | B19 | 700 | 992 | 992 | 66.84 | 72.84 | 2 | 4
2025 | MISO_IN_2_PJM_ROR | MISO_IN | PJM_ROR | Internal | Winter | B20 | 935 | 992 | 992 | 61.48 | 63.49 | 2 | 0.01
2025 | MISO_MI_2_MISO_IN | MISO_MI | MISO_IN | Internal | Shoulder | B11 | 25 | 2066 | 0 | 80.34 | 80.33 | 0.01 | 0
2025 | MISO_MI_2_MISO_IN | MISO_MI | MISO_IN | Internal | Shoulder | B12 | 200 | 2066 | 0 | 68.68 | 68.67 | 0.01 | 0
2025 | MISO_MI_2_MISO_IN | MISO_MI | MISO_IN | Internal | Shoulder | B13 | 600 | 2066 | 0 | 67.37 | 67.36 | 0.01 | 0
2025 | MISO_MI_2_MISO_IN | MISO_MI | MISO_IN | Internal | Shoulder | B14 | 900 | 2066 | 0 | 64.15 | 64.14 | 0.01 | 0
2025 | MISO_MI_2_MISO_IN | MISO_MI | MISO_IN | Internal | Shoulder | B15 | 1203 | 2066 | 0 | 59.13 | 59.11 | 0.01 | 0
2025 | MISO_MI_2_MISO_IN | MISO_MI | MISO_IN | Internal | Summer | B1 | 10 | 2066 | 0 | 113.34 | 113.33 | 0.01 | 0
2025 | MISO_MI_2_MISO_IN | MISO_MI | MISO_IN | Internal | Summer | B2 | 25 | 2066 | 0 | 110.44 | 110.43 | 0.01 | 0
2025 | MISO_MI_2_MISO_IN | MISO_MI | MISO_IN | Internal | Summer | B3 | 75 | 2066 | 0 | 108.43 | 108.42 | 0.01 | 0
2025 | MISO_MI_2_MISO_IN | MISO_MI | MISO_IN | Internal | Summer | B4 | 100 | 2066 | 0 | 107.27 | 107.26 | 0.01 | 0
2025 | MISO_MI_2_MISO_IN | MISO_MI | MISO_IN | Internal | Summer | B5 | 200 | 2066 | 0 | 93.07 | 93.06 | 0.01 | 0
2025 | MISO_MI_2_MISO_IN | MISO_MI | MISO_IN | Internal | Summer | B6 | 300 | 2066 | 0 | 78.32 | 78.3 | 0.01 | 0
2025 | MISO_MI_2_MISO_IN | MISO_MI | MISO_IN | Internal | Summer | B7 | 400 | 2066 | 0 | 68.99 | 68.98 | 0.01 | 0
2025 | MISO_MI_2_MISO_IN | MISO_MI | MISO_IN | Internal | Summer | B8 | 500 | 2066 | 0 | 66.4 | 64.15 | 0.01 | 0
2025 | MISO_MI_2_MISO_IN | MISO_MI | MISO_IN | Internal | Summer | B9 | 800 | 2066 | 0 | 61.94 | 60.13 | 0.01 | 0
2025 | MISO_MI_2_MISO_IN | MISO_MI | MISO_IN | Internal | Summer | B10 | 1262 | 2066 | 0 | 57.88 | 57.86 | 0.01 | 0
2025 | MISO_MI_2_MISO_IN | MISO_MI | MISO_IN | Internal | Winter | B16 | 25 | 2066 | 0 | 80.34 | 80.33 | 0.01 | 0
2025 | MISO_MI_2_MISO_IN | MISO_MI | MISO_IN | Internal | Winter | B17 | 100 | 2066 | 0 | 73.12 | 73.11 | 0.01 | 0
2025 | MISO_MI_2_MISO_IN | MISO_MI | MISO_IN | Internal | Winter | B18 | 400 | 2066 | 0 | 69.98 | 69.97 | 0.01 | 0
2025 | MISO_MI_2_MISO_IN | MISO_MI | MISO_IN | Internal | Winter | B19 | 700 | 2066 | 0 | 66.85 | 66.84 | 0.01 | 0
2025 | MISO_MI_2_MISO_IN | MISO_MI | MISO_IN | Internal | Winter | B20 | 935 | 2066 | 0 | 61.49 | 61.48 | 0.01 | 0
2025 | MISO_MI_2_MISO_WUMS | MISO_MI | MISO_WUMS | Internal | Shoulder | B11 | 25 | 1440 | 0 | 80.34 | 75.31 | 0.01 | 0
2025 | MISO_MI_2_MISO_WUMS | MISO_MI | MISO_WUMS | Internal | Shoulder | B12 | 200 | 1440 | 0 | 68.68 | 67.4 | 0.01 | 0
2025 | MISO_MI_2_MISO_WUMS | MISO_MI | MISO_WUMS | Internal | Shoulder | B13 | 600 | 1440 | 0 | 67.37 | 66.37 | 0.01 | 0
2025 | MISO_MI_2_MISO_WUMS | MISO_MI | MISO_WUMS | Internal | Shoulder | B14 | 900 | 1440 | 0 | 64.15 | 58.73 | 0.01 | 0
2025 | MISO_MI_2_MISO_WUMS | MISO_MI | MISO_WUMS | Internal | Shoulder | B15 | 1203 | 1440 | 0 | 59.13 | 58.73 | 0.01 | 0
2025 | MISO_MI_2_MISO_WUMS | MISO_MI | MISO_WUMS | Internal | Summer | B1 | 10 | 1440 | 0 | 113.34 | 113.33 | 0.01 | 0
2025 | MISO_MI_2_MISO_WUMS | MISO_MI | MISO_WUMS | Internal | Summer | B2 | 25 | 1440 | 0 | 110.44 | 110.43 | 0.01 | 0
2025 | MISO_MI_2_MISO_WUMS | MISO_MI | MISO_WUMS | Internal | Summer | B3 | 75 | 1440 | 0 | 108.43 | 107.27 | 0.01 | 0
2025 | MISO_MI_2_MISO_WUMS | MISO_MI | MISO_WUMS | Internal | Summer | B4 | 100 | 1440 | 0 | 107.27 | 107.26 | 0.01 | 0
2025 | MISO_MI_2_MISO_WUMS | MISO_MI | MISO_WUMS | Internal | Summer | B5 | 200 | 1440 | 0 | 93.07 | 86.58 | 0.01 | 0
2025 | MISO_MI_2_MISO_WUMS | MISO_MI | MISO_WUMS | Internal | Summer | B6 | 300 | 1440 | 0 | 78.32 | 78.3 | 0.01 | 0
2025 | MISO_MI_2_MISO_WUMS | MISO_MI | MISO_WUMS | Internal | Summer | B7 | 400 | 1440 | 0 | 68.99 | 65.96 | 0.01 | 0
2025 | MISO_MI_2_MISO_WUMS | MISO_MI | MISO_WUMS | Internal | Summer | B8 | 500 | 1440 | 0 | 66.4 | 64.16 | 0.01 | 0
2025 | MISO_MI_2_MISO_WUMS | MISO_MI | MISO_WUMS | Internal | Summer | B9 | 800 | 1440 | 0 | 61.94 | 61.93 | 0.01 | 0
2025 | MISO_MI_2_MISO_WUMS | MISO_MI | MISO_WUMS | Internal | Summer | B10 | 1262 | 1440 | 0 | 57.88 | 57.51 | 0.01 | 0
2025 | MISO_MI_2_MISO_WUMS | MISO_MI | MISO_WUMS | Internal | Winter | B16 | 25 | 1440 | 0 | 80.34 | 70.17 | 0.01 | 0
2025 | MISO_MI_2_MISO_WUMS | MISO_MI | MISO_WUMS | Internal | Winter | B17 | 100 | 1440 | 0 | 73.12 | 68.92 | 0.01 | 0
2025 | MISO_MI_2_MISO_WUMS | MISO_MI | MISO_WUMS | Internal | Winter | B18 | 400 | 1440 | 0 | 69.98 | 66.63 | 0.01 | 0
2025 | MISO_MI_2_MISO_WUMS | MISO_MI | MISO_WUMS | Internal | Winter | B19 | 700 | 1440 | 0 | 66.85 | 63.57 | 0.01 | 0
2025 | MISO_MI_2_MISO_WUMS | MISO_MI | MISO_WUMS | Internal | Winter | B20 | 935 | 1440 | 0 | 61.49 | 61.09 | 0.01 | 0
2025 | MISO_MI_2_PJM_ROR | MISO_MI | PJM_ROR | Internal | Shoulder | B11 | 25 | 1424 | 809 | 80.34 | 82.34 | 2 | 0
2025 | MISO_MI_2_PJM_ROR | MISO_MI | PJM_ROR | Internal | Shoulder | B12 | 200 | 1424 | 1424 | 68.68 | 75.44 | 2 | 4.77
2025 | MISO_MI_2_PJM_ROR | MISO_MI | PJM_ROR | Internal | Shoulder | B13 | 600 | 1424 | 1424 | 67.37 | 71.23 | 2 | 1.86
2025 | MISO_MI_2_PJM_ROR | MISO_MI | PJM_ROR | Internal | Shoulder | B14 | 900 | 1424 | 1424 | 64.15 | 69.71 | 2 | 3.56
2025 | MISO_MI_2_PJM_ROR | MISO_MI | PJM_ROR | Internal | Shoulder | B15 | 1203 | 1424 | 0 | 59.13 | 61.11 | 2 | 0
2025 | MISO_MI_2_PJM_ROR | MISO_MI | PJM_ROR | Internal | Summer | B1 | 10 | 1424 | 1424 | 113.34 | 115.35 | 2 | 0.01
2025 | MISO_MI_2_PJM_ROR | MISO_MI | PJM_ROR | Internal | Summer | B2 | 25 | 1424 | 927.93 | 110.44 | 112.44 | 2 | 0
2025 | MISO_MI_2_PJM_ROR | MISO_MI | PJM_ROR | Internal | Summer | B3 | 75 | 1424 | 0 | 108.43 | 109.27 | 2 | 0
2025 | MISO_MI_2_PJM_ROR | MISO_MI | PJM_ROR | Internal | Summer | B4 | 100 | 1424 | 359.03 | 107.27 | 109.27 | 2 | 0
2025 | MISO_MI_2_PJM_ROR | MISO_MI | PJM_ROR | Internal | Summer | B5 | 200 | 1424 | 1424 | 93.07 | 103.06 | 2 | 7.99
2025 | MISO_MI_2_PJM_ROR | MISO_MI | PJM_ROR | Internal | Summer | B6 | 300 | 1424 | 820.28 | 78.32 | 80.32 | 2 | 0
2025 | MISO_MI_2_PJM_ROR | MISO_MI | PJM_ROR | Internal | Summer | B7 | 400 | 1424 | 898.61 | 68.99 | 70.99 | 2 | 0
2025 | MISO_MI_2_PJM_ROR | MISO_MI | PJM_ROR | Internal | Summer | B8 | 500 | 1424 | 1424 | 66.4 | 69.55 | 2 | 1.15
2025 | MISO_MI_2_PJM_ROR | MISO_MI | PJM_ROR | Internal | Summer | B9 | 800 | 1424 | 1424 | 61.94 | 66.14 | 2 | 2.2
2025 | MISO_MI_2_PJM_ROR | MISO_MI | PJM_ROR | Internal | Summer | B10 | 1262 | 1424 | 0 | 57.88 | 58.45 | 2 | 0
2025 | MISO_MI_2_PJM_ROR | MISO_MI | PJM_ROR | Internal | Winter | B16 | 25 | 1424 | 1424 | 80.34 | 87.03 | 2 | 4.69
2025 | MISO_MI_2_PJM_ROR | MISO_MI | PJM_ROR | Internal | Winter | B17 | 100 | 1424 | 1424 | 73.12 | 83.05 | 2 | 7.94
2025 | MISO_MI_2_PJM_ROR | MISO_MI | PJM_ROR | Internal | Winter | B18 | 400 | 1424 | 1424 | 69.98 | 74.68 | 2 | 2.69
2025 | MISO_MI_2_PJM_ROR | MISO_MI | PJM_ROR | Internal | Winter | B19 | 700 | 1424 | 1424 | 66.85 | 72.84 | 2 | 3.99
2025 | MISO_MI_2_PJM_ROR | MISO_MI | PJM_ROR | Internal | Winter | B20 | 935 | 1424 | 1339.35 | 61.49 | 63.49 | 2 | 0
2025 | MISO_MO-IL_2_ENT | MISO_MO-IL | ENT | Internal | Shoulder | B11 | 25 | 2540 | 0 | 80.34 | 80.34 | 8 | 0
2025 | MISO_MO-IL_2_ENT | MISO_MO-IL | ENT | Internal | Shoulder | B12 | 200 | 2540 | 0 | 68.68 | 73.14 | 8 | 0
2025 | MISO_MO-IL_2_ENT | MISO_MO-IL | ENT | Internal | Shoulder | B13 | 600 | 2540 | 0 | 67.37 | 70.69 | 8 | 0
2025 | MISO_MO-IL_2_ENT | MISO_MO-IL | ENT | Internal | Shoulder | B14 | 900 | 2540 | 0 | 64.15 | 70.69 | 8 | 0
2025 | MISO_MO-IL_2_ENT | MISO_MO-IL | ENT | Internal | Shoulder | B15 | 1203 | 2540 | 2472.4 | 59.13 | 67.13 | 8 | 0
2025 | MISO_MO-IL_2_ENT | MISO_MO-IL | ENT | Internal | Summer | B1 | 10 | 2540 | 0 | 113.35 | 117.69 | 8 | 0
2025 | MISO_MO-IL_2_ENT | MISO_MO-IL | ENT | Internal | Summer | B2 | 25 | 2540 | 0 | 110.44 | 115.44 | 8 | 0
2025 | MISO_MO-IL_2_ENT | MISO_MO-IL | ENT | Internal | Summer | B3 | 75 | 2540 | 0 | 109.53 | 112.44 | 8 | 0
2025 | MISO_MO-IL_2_ENT | MISO_MO-IL | ENT | Internal | Summer | B4 | 100 | 2540 | 0 | 108.83 | 110.06 | 8 | 0
2025 | MISO_MO-IL_2_ENT | MISO_MO-IL | ENT | Internal | Summer | B5 | 200 | 2540 | 0 | 103.12 | 110.06 | 8 | 0
2025 | MISO_MO-IL_2_ENT | MISO_MO-IL | ENT | Internal | Summer | B6 | 300 | 2540 | 288.18 | 79.31 | 87.31 | 8 | 0
2025 | MISO_MO-IL_2_ENT | MISO_MO-IL | ENT | Internal | Summer | B7 | 400 | 2540 | 0 | 68.99 | 76.36 | 8 | 0
2025 | MISO_MO-IL_2_ENT | MISO_MO-IL | ENT | Internal | Summer | B8 | 500 | 2540 | 199.72 | 64.16 | 72.16 | 8 | 0
2025 | MISO_MO-IL_2_ENT | MISO_MO-IL | ENT | Internal | Summer | B9 | 800 | 2540 | 778.9 | 61.95 | 69.95 | 8 | 0
2025 | MISO_MO-IL_2_ENT | MISO_MO-IL | ENT | Internal | Summer | B10 | 1262 | 2540 | 1764.17 | 57.88 | 65.88 | 8 | 0
2025 | MISO_MO-IL_2_ENT | MISO_MO-IL | ENT | Internal | Winter | B16 | 25 | 2540 | 0 | 80.34 | 80.34 | 8 | 0
2025 | MISO_MO-IL_2_ENT | MISO_MO-IL | ENT | Internal | Winter | B17 | 100 | 2540 | 0 | 73.12 | 73.56 | 8 | 0
2025 | MISO_MO-IL_2_ENT | MISO_MO-IL | ENT | Internal | Winter | B18 | 400 | 2540 | 0 | 69.98 | 73.76 | 8 | 0
2025 | MISO_MO-IL_2_ENT | MISO_MO-IL | ENT | Internal | Winter | B19 | 700 | 2540 | 0 | 66.85 | 73.56 | 8 | 0
2025 | MISO_MO-IL_2_ENT | MISO_MO-IL | ENT | Internal | Winter | B20 | 935 | 2540 | 800.01 | 61.49 | 69.49 | 8 | 0
2025 | MISO_MO-IL_2_MISO_IN | MISO_MO-IL | MISO_IN | Internal | Shoulder | B11 | 25 | 2633 | 0 | 80.34 | 80.33 | 0.01 | 0
2025 | MISO_MO-IL_2_MISO_IN | MISO_MO-IL | MISO_IN | Internal | Shoulder | B12 | 200 | 2633 | 0 | 68.68 | 68.67 | 0.01 | 0
2025 | MISO_MO-IL_2_MISO_IN | MISO_MO-IL | MISO_IN | Internal | Shoulder | B13 | 600 | 2633 | 0 | 67.37 | 67.36 | 0.01 | 0
2025 | MISO_MO-IL_2_MISO_IN | MISO_MO-IL | MISO_IN | Internal | Shoulder | B14 | 900 | 2633 | 0 | 64.15 | 64.14 | 0.01 | 0
2025 | MISO_MO-IL_2_MISO_IN | MISO_MO-IL | MISO_IN | Internal | Shoulder | B15 | 1203 | 2633 | 0 | 59.13 | 59.11 | 0.01 | 0
2025 | MISO_MO-IL_2_MISO_IN | MISO_MO-IL | MISO_IN | Internal | Summer | B1 | 10 | 2633 | 0 | 113.35 | 113.33 | 0.01 | 0
2025 | MISO_MO-IL_2_MISO_IN | MISO_MO-IL | MISO_IN | Internal | Summer | B2 | 25 | 2633 | 0 | 110.44 | 110.43 | 0.01 | 0
2025 | MISO_MO-IL_2_MISO_IN | MISO_MO-IL | MISO_IN | Internal | Summer | B3 | 75 | 2633 | 0 | 109.53 | 108.42 | 0.01 | 0
2025 | MISO_MO-IL_2_MISO_IN | MISO_MO-IL | MISO_IN | Internal | Summer | B4 | 100 | 2633 | 0 | 108.83 | 107.26 | 0.01 | 0
2025 | MISO_MO-IL_2_MISO_IN | MISO_MO-IL | MISO_IN | Internal | Summer | B5 | 200 | 2633 | 0 | 103.12 | 93.06 | 0.01 | 0
2025 | MISO_MO-IL_2_MISO_IN | MISO_MO-IL | MISO_IN | Internal | Summer | B6 | 300 | 2633 | 0 | 79.31 | 78.3 | 0.01 | 0
2025 | MISO_MO-IL_2_MISO_IN | MISO_MO-IL | MISO_IN | Internal | Summer | B7 | 400 | 2633 | 0 | 68.99 | 68.98 | 0.01 | 0
2025 | MISO_MO-IL_2_MISO_IN | MISO_MO-IL | MISO_IN | Internal | Summer | B8 | 500 | 2633 | 0 | 64.16 | 64.15 | 0.01 | 0
2025 | MISO_MO-IL_2_MISO_IN | MISO_MO-IL | MISO_IN | Internal | Summer | B9 | 800 | 2633 | 0 | 61.95 | 60.13 | 0.01 | 0
2025 | MISO_MO-IL_2_MISO_IN | MISO_MO-IL | MISO_IN | Internal | Summer | B10 | 1262 | 2633 | 0 | 57.88 | 57.86 | 0.01 | 0
2025 | MISO_MO-IL_2_MISO_IN | MISO_MO-IL | MISO_IN | Internal | Winter | B16 | 25 | 2633 | 0 | 80.34 | 80.33 | 0.01 | 0
2025 | MISO_MO-IL_2_MISO_IN | MISO_MO-IL | MISO_IN | Internal | Winter | B17 | 100 | 2633 | 0 | 73.12 | 73.11 | 0.01 | 0
2025 | MISO_MO-IL_2_MISO_IN | MISO_MO-IL | MISO_IN | Internal | Winter | B18 | 400 | 2633 | 0 | 69.98 | 69.97 | 0.01 | 0
2025 | MISO_MO-IL_2_MISO_IN | MISO_MO-IL | MISO_IN | Internal | Winter | B19 | 700 | 2633 | 0 | 66.85 | 66.84 | 0.01 | 0
2025 | MISO_MO-IL_2_MISO_IN | MISO_MO-IL | MISO_IN | Internal | Winter | B20 | 935 | 2633 | 0 | 61.49 | 61.48 | 0.01 | 0
2025 | MISO_MO-IL_2_MISO_W | MISO_MO-IL | MISO_W | Internal | Shoulder | B11 | 25 | 1075 | 0 | 80.34 | 75.33 | 0.01 | 0
2025 | MISO_MO-IL_2_MISO_W | MISO_MO-IL | MISO_W | Internal | Shoulder | B12 | 200 | 1075 | 0 | 68.68 | 67.39 | 0.01 | 0
2025 | MISO_MO-IL_2_MISO_W | MISO_MO-IL | MISO_W | Internal | Shoulder | B13 | 600 | 1075 | 0 | 67.37 | 63.29 | 0.01 | 0
2025 | MISO_MO-IL_2_MISO_W | MISO_MO-IL | MISO_W | Internal | Shoulder | B14 | 900 | 1075 | 0 | 64.15 | 56.3 | 0.01 | 0
2025 | MISO_MO-IL_2_MISO_W | MISO_MO-IL | MISO_W | Internal | Shoulder | B15 | 1203 | 1075 | 0 | 59.13 | 54.7 | 0.01 | 0
2025 | MISO_MO-IL_2_MISO_W | MISO_MO-IL | MISO_W | Internal | Summer | B1 | 10 | 1075 | 0 | 113.35 | 113.34 | 0.01 | 0
2025 | MISO_MO-IL_2_MISO_W | MISO_MO-IL | MISO_W | Internal | Summer | B2 | 25 | 1075 | 0 | 110.44 | 110.43 | 0.01 | 0
2025 | MISO_MO-IL_2_MISO_W | MISO_MO-IL | MISO_W | Internal | Summer | B3 | 75 | 1075 | 1075 | 109.53 | 110.43 | 0.01 | 0.89
2025 | MISO_MO-IL_2_MISO_W | MISO_MO-IL | MISO_W | Internal | Summer | B4 | 100 | 1075 | 0 | 108.83 | 108.82 | 0.01 | 0
2025 | MISO_MO-IL_2_MISO_W | MISO_MO-IL | MISO_W | Internal | Summer | B5 | 200 | 1075 | 130.24 | 103.12 | 103.13 | 0.01 | 0
2025 | MISO_MO-IL_2_MISO_W | MISO_MO-IL | MISO_W | Internal | Summer | B6 | 300 | 1075 | 0 | 79.31 | 79.3 | 0.01 | 0
2025 | MISO_MO-IL_2_MISO_W | MISO_MO-IL | MISO_W | Internal | Summer | B7 | 400 | 1075 | 0 | 68.99 | 68.98 | 0.01 | 0
2025 | MISO_MO-IL_2_MISO_W | MISO_MO-IL | MISO_W | Internal | Summer | B8 | 500 | 1075 | 0 | 64.16 | 64.15 | 0.01 | 0
2025 | MISO_MO-IL_2_MISO_W | MISO_MO-IL | MISO_W | Internal | Summer | B9 | 800 | 1075 | 0 | 61.95 | 61.94 | 0.01 | 0
2025 | MISO_MO-IL_2_MISO_W | MISO_MO-IL | MISO_W | Internal | Summer | B10 | 1262 | 1075 | 0 | 57.88 | 56.45 | 0.01 | 0
2025 | MISO_MO-IL_2_MISO_W | MISO_MO-IL | MISO_W | Internal | Winter | B16 | 25 | 1075 | 0 | 80.34 | 61.1 | 0.01 | 0
2025 | MISO_MO-IL_2_MISO_W | MISO_MO-IL | MISO_W | Internal | Winter | B17 | 100 | 1075 | 0 | 73.12 | 61.12 | 0.01 | 0
2025 | MISO_MO-IL_2_MISO_W | MISO_MO-IL | MISO_W | Internal | Winter | B18 | 400 | 1075 | 0 | 69.98 | 63.55 | 0.01 | 0
2025 | MISO_MO-IL_2_MISO_W | MISO_MO-IL | MISO_W | Internal | Winter | B19 | 700 | 1075 | 0 | 66.85 | 63.55 | 0.01 | 0
2025 | MISO_MO-IL_2_MISO_W | MISO_MO-IL | MISO_W | Internal | Winter | B20 | 935 | 1075 | 0 | 61.49 | 58.61 | 0.01 | 0
2025 | MISO_MO-IL_2_PJM_ROR | MISO_MO-IL | PJM_ROR | Internal | Shoulder | B11 | 25 | 1212 | 671.63 | 80.34 | 82.34 | 2 | 0
2025 | MISO_MO-IL_2_PJM_ROR | MISO_MO-IL | PJM_ROR | Internal | Shoulder | B12 | 200 | 1212 | 1212 | 68.68 | 75.44 | 2 | 4.77
2025 | MISO_MO-IL_2_PJM_ROR | MISO_MO-IL | PJM_ROR | Internal | Shoulder | B13 | 600 | 1212 | 1212 | 67.37 | 71.23 | 2 | 1.86
2025 | MISO_MO-IL_2_PJM_ROR | MISO_MO-IL | PJM_ROR | Internal | Shoulder | B14 | 900 | 1212 | 1212 | 64.15 | 69.71 | 2 | 3.56
2025 | MISO_MO-IL_2_PJM_ROR | MISO_MO-IL | PJM_ROR | Internal | Shoulder | B15 | 1203 | 1212 | 0 | 59.13 | 61.11 | 2 | 0
2025 | MISO_MO-IL_2_PJM_ROR | MISO_MO-IL | PJM_ROR | Internal | Summer | B1 | 10 | 1212 | 850.84 | 113.35 | 115.35 | 2 | 0
2025 | MISO_MO-IL_2_PJM_ROR | MISO_MO-IL | PJM_ROR | Internal | Summer | B2 | 25 | 1212 | 387.22 | 110.44 | 112.44 | 2 | 0
2025 | MISO_MO-IL_2_PJM_ROR | MISO_MO-IL | PJM_ROR | Internal | Summer | B3 | 75 | 1212 | 0 | 109.53 | 109.27 | 2 | 0
2025 | MISO_MO-IL_2_PJM_ROR | MISO_MO-IL | PJM_ROR | Internal | Summer | B4 | 100 | 1212 | 0 | 108.83 | 109.27 | 2 | 0
2025 | MISO_MO-IL_2_PJM_ROR | MISO_MO-IL | PJM_ROR | Internal | Summer | B5 | 200 | 1212 | 0 | 103.12 | 103.06 | 2 | 0
2025 | MISO_MO-IL_2_PJM_ROR | MISO_MO-IL | PJM_ROR | Internal | Summer | B6 | 300 | 1212 | 0 | 79.31 | 80.32 | 2 | 0
2025 | MISO_MO-IL_2_PJM_ROR | MISO_MO-IL | PJM_ROR | Internal | Summer | B7 | 400 | 1212 | 572.33 | 68.99 | 70.99 | 2 | 0
2025 | MISO_MO-IL_2_PJM_ROR | MISO_MO-IL | PJM_ROR | Internal | Summer | B8 | 500 | 1212 | 1212 | 64.16 | 69.55 | 2 | 3.38
2025 | MISO_MO-IL_2_PJM_ROR | MISO_MO-IL | PJM_ROR | Internal | Summer | B9 | 800 | 1212 | 1212 | 61.95 | 66.14 | 2 | 2.19
2025 | MISO_MO-IL_2_PJM_ROR | MISO_MO-IL | PJM_ROR | Internal | Summer | B10 | 1262 | 1212 | 0 | 57.88 | 58.45 | 2 | 0
2025 | MISO_MO-IL_2_PJM_ROR | MISO_MO-IL | PJM_ROR | Internal | Winter | B16 | 25 | 1212 | 1212 | 80.34 | 87.03 | 2 | 4.69
2025 | MISO_MO-IL_2_PJM_ROR | MISO_MO-IL | PJM_ROR | Internal | Winter | B17 | 100 | 1212 | 1212 | 73.12 | 83.05 | 2 | 7.94
2025 | MISO_MO-IL_2_PJM_ROR | MISO_MO-IL | PJM_ROR | Internal | Winter | B18 | 400 | 1212 | 1212 | 69.98 | 74.68 | 2 | 2.69
2025 | MISO_MO-IL_2_PJM_ROR | MISO_MO-IL | PJM_ROR | Internal | Winter | B19 | 700 | 1212 | 1212 | 66.85 | 72.84 | 2 | 3.99
2025 | MISO_MO-IL_2_PJM_ROR | MISO_MO-IL | PJM_ROR | Internal | Winter | B20 | 935 | 1212 | 1134.29 | 61.49 | 63.49 | 2 | 0
2025 | MISO_MO-IL_2_TVA_Transmission | MISO_MO-IL | TVA_Transmission | Internal | Shoulder | B11 | 25 | 4000 | 2784.27 | 80.34 | 88.34 | 8 | 0
2025 | MISO_MO-IL_2_TVA_Transmission | MISO_MO-IL | TVA_Transmission | Internal | Shoulder | B12 | 200 | 4000 | 0 | 68.68 | 76.01 | 8 | 0
2025 | MISO_MO-IL_2_TVA_Transmission | MISO_MO-IL | TVA_Transmission | Internal | Shoulder | B13 | 600 | 4000 | 0 | 67.37 | 73.63 | 8 | 0
2025 | MISO_MO-IL_2_TVA_Transmission | MISO_MO-IL | TVA_Transmission | Internal | Shoulder | B14 | 900 | 4000 | 1741.67 | 64.15 | 72.15 | 8 | 0
2025 | MISO_MO-IL_2_TVA_Transmission | MISO_MO-IL | TVA_Transmission | Internal | Shoulder | B15 | 1203 | 4000 | 224.82 | 59.13 | 67.13 | 8 | 0
2025 | MISO_MO-IL_2_TVA_Transmission | MISO_MO-IL | TVA_Transmission | Internal | Summer | B1 | 10 | 4000 | 3092.03 | 113.35 | 121.35 | 8 | 0
2025 | MISO_MO-IL_2_TVA_Transmission | MISO_MO-IL | TVA_Transmission | Internal | Summer | B2 | 25 | 4000 | 1388.75 | 110.44 | 118.44 | 8 | 0
2025 | MISO_MO-IL_2_TVA_Transmission | MISO_MO-IL | TVA_Transmission | Internal | Summer | B3 | 75 | 4000 | 0 | 109.53 | 115.27 | 8 | 0
2025 | MISO_MO-IL_2_TVA_Transmission | MISO_MO-IL | TVA_Transmission | Internal | Summer | B4 | 100 | 4000 | 0 | 108.83 | 115.27 | 8 | 0
2025 | MISO_MO-IL_2_TVA_Transmission | MISO_MO-IL | TVA_Transmission | Internal | Summer | B5 | 200 | 4000 | 0 | 103.12 | 109.06 | 8 | 0
2025 | MISO_MO-IL_2_TVA_Transmission | MISO_MO-IL | TVA_Transmission | Internal | Summer | B6 | 300 | 4000 | 689.63 | 79.31 | 87.31 | 8 | 0
2025 | MISO_MO-IL_2_TVA_Transmission | MISO_MO-IL | TVA_Transmission | Internal | Summer | B7 | 400 | 4000 | 1298.14 | 68.99 | 76.99 | 8 | 0
2025 | MISO_MO-IL_2_TVA_Transmission | MISO_MO-IL | TVA_Transmission | Internal | Summer | B8 | 500 | 4000 | 0 | 64.16 | 71.82 | 8 | 0
2025 | MISO_MO-IL_2_TVA_Transmission | MISO_MO-IL | TVA_Transmission | Internal | Summer | B9 | 800 | 4000 | 1904.25 | 61.95 | 69.95 | 8 | 0
2025 | MISO_MO-IL_2_TVA_Transmission | MISO_MO-IL | TVA_Transmission | Internal | Summer | B10 | 1262 | 4000 | 0 | 57.88 | 63.57 | 8 | 0
2025 | MISO_MO-IL_2_TVA_Transmission | MISO_MO-IL | TVA_Transmission | Internal | Winter | B16 | 25 | 4000 | 2654.5 | 80.34 | 88.34 | 8 | 0
2025 | MISO_MO-IL_2_TVA_Transmission | MISO_MO-IL | TVA_Transmission | Internal | Winter | B17 | 100 | 4000 | 0 | 73.12 | 80.67 | 8 | 0
2025 | MISO_MO-IL_2_TVA_Transmission | MISO_MO-IL | TVA_Transmission | Internal | Winter | B18 | 400 | 4000 | 0 | 69.98 | 76.5 | 8 | 0
2025 | MISO_MO-IL_2_TVA_Transmission | MISO_MO-IL | TVA_Transmission | Internal | Winter | B19 | 700 | 4000 | 859.42 | 66.85 | 74.85 | 8 | 0
2025 | MISO_MO-IL_2_TVA_Transmission | MISO_MO-IL | TVA_Transmission | Internal | Winter | B20 | 935 | 4000 | 1028.12 | 61.49 | 69.49 | 8 | 0
2025 | MISO_W_2_IESO | MISO_W | IESO | Internal | Shoulder | B11 | 25 | 90 | 0 | 75.33 | 14.44 | 8 | 0
2025 | MISO_W_2_IESO | MISO_W | IESO | Internal | Shoulder | B12 | 200 | 90 | 0 | 67.39 | 14.44 | 8 | 0
2025 | MISO_W_2_IESO | MISO_W | IESO | Internal | Shoulder | B13 | 600 | 90 | 0 | 63.29 | 14.44 | 8 | 0
2025 | MISO_W_2_IESO | MISO_W | IESO | Internal | Shoulder | B14 | 900 | 90 | 0 | 56.3 | 14.44 | 8 | 0
2025 | MISO_W_2_IESO | MISO_W | IESO | Internal | Shoulder | B15 | 1203 | 90 | 0 | 54.7 | 14.44 | 8 | 0
2025 | MISO_W_2_IESO | MISO_W | IESO | Internal | Summer | B1 | 10 | 90 | 0 | 113.34 | 79.27 | 8 | 0
2025 | MISO_W_2_IESO | MISO_W | IESO | Internal | Summer | B2 | 25 | 90 | 0 | 110.43 | 89.43 | 8 | 0
2025 | MISO_W_2_IESO | MISO_W | IESO | Internal | Summer | B3 | 75 | 90 | 0 | 110.43 | 58.06 | 8 | 0
2025 | MISO_W_2_IESO | MISO_W | IESO | Internal | Summer | B4 | 100 | 90 | 0 | 108.82 | 58.06 | 8 | 0
2025 | MISO_W_2_IESO | MISO_W | IESO | Internal | Summer | B5 | 200 | 90 | 0 | 103.13 | 11.51 | 8 | 0
2025 | MISO_W_2_IESO | MISO_W | IESO | Internal | Summer | B6 | 300 | 90 | 0 | 79.3 | 11.51 | 8 | 0
2025 | MISO_W_2_IESO | MISO_W | IESO | Internal | Summer | B7 | 400 | 90 | 0 | 68.98 | 11.51 | 8 | 0
2025 | MISO_W_2_IESO | MISO_W | IESO | Internal | Summer | B8 | 500 | 90 | 0 | 64.15 | 11.51 | 8 | 0
2025 | MISO_W_2_IESO | MISO_W | IESO | Internal | Summer | B9 | 800 | 90 | 0 | 61.94 | 11.51 | 8 | 0
2025 | MISO_W_2_IESO | MISO_W | IESO | Internal | Summer | B10 | 1262 | 90 | 0 | 56.45 | 11.51 | 8 | 0
2025 | MISO_W_2_IESO | MISO_W | IESO | Internal | Winter | B16 | 25 | 90 | 0 | 61.1 | 14.44 | 8 | 0
2025 | MISO_W_2_IESO | MISO_W | IESO | Internal | Winter | B17 | 100 | 90 | 0 | 61.12 | 14.44 | 8 | 0
2025 | MISO_W_2_IESO | MISO_W | IESO | Internal | Winter | B18 | 400 | 90 | 0 | 63.55 | 14.44 | 8 | 0
2025 | MISO_W_2_IESO | MISO_W | IESO | Internal | Winter | B19 | 700 | 90 | 0 | 63.55 | 14.44 | 8 | 0
2025 | MISO_W_2_IESO | MISO_W | IESO | Internal | Winter | B20 | 935 | 90 | 0 | 58.61 | 14.44 | 8 | 0
2025 | MISO_W_2_MAPP_CA | MISO_W | MAPP_CA | Internal | Shoulder | B11 | 25 | 926 | 0 | 75.33 | 60.26 | 0.01 | 0
2025 | MISO_W_2_MAPP_CA | MISO_W | MAPP_CA | Internal | Shoulder | B12 | 200 | 926 | 0 | 67.39 | 60.26 | 0.01 | 0
2025 | MISO_W_2_MAPP_CA | MISO_W | MAPP_CA | Internal | Shoulder | B13 | 600 | 926 | 0 | 63.29 | 60.26 | 0.01 | 0
2025 | MISO_W_2_MAPP_CA | MISO_W | MAPP_CA | Internal | Shoulder | B14 | 900 | 926 | 0 | 56.3 | 56.28 | 0.01 | 0
2025 | MISO_W_2_MAPP_CA | MISO_W | MAPP_CA | Internal | Shoulder | B15 | 1203 | 926 | 926 | 54.7 | 56.28 | 0.01 | 1.57
2025 | MISO_W_2_MAPP_CA | MISO_W | MAPP_CA | Internal | Summer | B1 | 10 | 926 | 0 | 113.34 | 86.27 | 0.01 | 0
2025 | MISO_W_2_MAPP_CA | MISO_W | MAPP_CA | Internal | Summer | B2 | 25 | 926 | 0 | 110.43 | 96.43 | 0.01 | 0
2025 | MISO_W_2_MAPP_CA | MISO_W | MAPP_CA | Internal | Summer | B3 | 75 | 926 | 0 | 110.43 | 65.06 | 0.01 | 0
2025 | MISO_W_2_MAPP_CA | MISO_W | MAPP_CA | Internal | Summer | B4 | 100 | 926 | 0 | 108.82 | 65.06 | 0.01 | 0
2025 | MISO_W_2_MAPP_CA | MISO_W | MAPP_CA | Internal | Summer | B5 | 200 | 926 | 0 | 103.13 | 58.66 | 0.01 | 0
2025 | MISO_W_2_MAPP_CA | MISO_W | MAPP_CA | Internal | Summer | B6 | 300 | 926 | 0 | 79.3 | 65.3 | 0.01 | 0
2025 | MISO_W_2_MAPP_CA | MISO_W | MAPP_CA | Internal | Summer | B7 | 400 | 926 | 0 | 68.98 | 56.47 | 0.01 | 0
2025 | MISO_W_2_MAPP_CA | MISO_W | MAPP_CA | Internal | Summer | B8 | 500 | 926 | 0 | 64.15 | 56.47 | 0.01 | 0
2025 | MISO_W_2_MAPP_CA | MISO_W | MAPP_CA | Internal | Summer | B9 | 800 | 926 | 0 | 61.94 | 56.47 | 0.01 | 0
2025 | MISO_W_2_MAPP_CA | MISO_W | MAPP_CA | Internal | Summer | B10 | 1262 | 926 | 830.39 | 56.45 | 56.47 | 0.01 | 0
2025 | MISO_W_2_MAPP_CA | MISO_W | MAPP_CA | Internal | Winter | B16 | 25 | 926 | 235.24 | 61.1 | 61.11 | 0.01 | 0
2025 | MISO_W_2_MAPP_CA | MISO_W | MAPP_CA | Internal | Winter | B17 | 100 | 926 | 0 | 61.12 | 61.11 | 0.01 | 0
2025 | MISO_W_2_MAPP_CA | MISO_W | MAPP_CA | Internal | Winter | B18 | 400 | 926 | 0 | 63.55 | 63.54 | 0.01 | 0
2025 | MISO_W_2_MAPP_CA | MISO_W | MAPP_CA | Internal | Winter | B19 | 700 | 926 | 0 | 63.55 | 63.54 | 0.01 | 0
2025 | MISO_W_2_MAPP_CA | MISO_W | MAPP_CA | Internal | Winter | B20 | 935 | 926 | 926 | 58.61 | 61.11 | 0.01 | 2.48
2025 | MISO_W_2_MISO_MO-IL | MISO_W | MISO_MO-IL | Internal | Shoulder | B11 | 25 | 3915 | 3915 | 75.33 | 80.34 | 0.01 | 5
2025 | MISO_W_2_MISO_MO-IL | MISO_W | MISO_MO-IL | Internal | Shoulder | B12 | 200 | 3915 | 3915 | 67.39 | 68.68 | 0.01 | 1.28
2025 | MISO_W_2_MISO_MO-IL | MISO_W | MISO_MO-IL | Internal | Shoulder | B13 | 600 | 3915 | 3915 | 63.29 | 67.37 | 0.01 | 4.07
2025 | MISO_W_2_MISO_MO-IL | MISO_W | MISO_MO-IL | Internal | Shoulder | B14 | 900 | 3915 | 3915 | 56.3 | 64.15 | 0.01 | 7.84
2025 | MISO_W_2_MISO_MO-IL | MISO_W | MISO_MO-IL | Internal | Shoulder | B15 | 1203 | 3915 | 3915 | 54.7 | 59.13 | 0.01 | 4.42
2025 | MISO_W_2_MISO_MO-IL | MISO_W | MISO_MO-IL | Internal | Summer | B1 | 10 | 3915 | 1501.26 | 113.34 | 113.35 | 0.01 | 0
2025 | MISO_W_2_MISO_MO-IL | MISO_W | MISO_MO-IL | Internal | Summer | B2 | 25 | 3915 | 130.75 | 110.43 | 110.44 | 0.01 | 0
2025 | MISO_W_2_MISO_MO-IL | MISO_W | MISO_MO-IL | Internal | Summer | B3 | 75 | 3915 | 0 | 110.43 | 109.53 | 0.01 | 0
2025 | MISO_W_2_MISO_MO-IL | MISO_W | MISO_MO-IL | Internal | Summer | B4 | 100 | 3915 | 367.8 | 108.82 | 108.83 | 0.01 | 0
2025 | MISO_W_2_MISO_MO-IL | MISO_W | MISO_MO-IL | Internal | Summer | B5 | 200 | 3915 | 0 | 103.13 | 103.12 | 0.01 | 0
2025 | MISO_W_2_MISO_MO-IL | MISO_W | MISO_MO-IL | Internal | Summer | B6 | 300 | 3915 | 139.52 | 79.3 | 79.31 | 0.01 | 0
2025 | MISO_W_2_MISO_MO-IL | MISO_W | MISO_MO-IL | Internal | Summer | B7 | 400 | 3915 | 3115.28 | 68.98 | 68.99 | 0.01 | 0
2025 | MISO_W_2_MISO_MO-IL | MISO_W | MISO_MO-IL | Internal | Summer | B8 | 500 | 3915 | 3207.91 | 64.15 | 64.16 | 0.01 | 0
2025 | MISO_W_2_MISO_MO-IL | MISO_W | MISO_MO-IL | Internal | Summer | B9 | 800 | 3915 | 2692.24 | 61.94 | 61.95 | 0.01 | 0
2025 | MISO_W_2_MISO_MO-IL | MISO_W | MISO_MO-IL | Internal | Summer | B10 | 1262 | 3915 | 3915 | 56.45 | 57.88 | 0.01 | 1.41
2025 | MISO_W_2_MISO_MO-IL | MISO_W | MISO_MO-IL | Internal | Winter | B16 | 25 | 3915 | 3915 | 61.1 | 80.34 | 0.01 | 19.23
2025 | MISO_W_2_MISO_MO-IL | MISO_W | MISO_MO-IL | Internal | Winter | B17 | 100 | 3915 | 3915 | 61.12 | 73.12 | 0.01 | 11.99
2025 | MISO_W_2_MISO_MO-IL | MISO_W | MISO_MO-IL | Internal | Winter | B18 | 400 | 3915 | 3915 | 63.55 | 69.98 | 0.01 | 6.42
2025 | MISO_W_2_MISO_MO-IL | MISO_W | MISO_MO-IL | Internal | Winter | B19 | 700 | 3915 | 3915 | 63.55 | 66.85 | 0.01 | 3.29
2025 | MISO_W_2_MISO_MO-IL | MISO_W | MISO_MO-IL | Internal | Winter | B20 | 935 | 3915 | 3915 | 58.61 | 61.49 | 0.01 | 2.87
2025 | MISO_W_2_MISO_WUMS | MISO_W | MISO_WUMS | Internal | Shoulder | B11 | 25 | 1732 | 0 | 75.33 | 75.31 | 0.01 | 0
2025 | MISO_W_2_MISO_WUMS | MISO_W | MISO_WUMS | Internal | Shoulder | B12 | 200 | 1732 | 159.29 | 67.39 | 67.4 | 0.01 | 0
2025 | MISO_W_2_MISO_WUMS | MISO_W | MISO_WUMS | Internal | Shoulder | B13 | 600 | 1732 | 1732 | 63.29 | 66.37 | 0.01 | 3.07
2025 | MISO_W_2_MISO_WUMS | MISO_W | MISO_WUMS | Internal | Shoulder | B14 | 900 | 1732 | 1732 | 56.3 | 58.73 | 0.01 | 2.43
2025 | MISO_W_2_MISO_WUMS | MISO_W | MISO_WUMS | Internal | Shoulder | B15 | 1203 | 1732 | 1732 | 54.7 | 58.73 | 0.01 | 4.02
2025 | MISO_W_2_MISO_WUMS | MISO_W | MISO_WUMS | Internal | Summer | B1 | 10 | 1732 | 0 | 113.34 | 113.33 | 0.01 | 0
2025 | MISO_W_2_MISO_WUMS | MISO_W | MISO_WUMS | Internal | Summer | B2 | 25 | 1732 | 0 | 110.43 | 110.43 | 0.01 | 0
2025 | MISO_W_2_MISO_WUMS | MISO_W | MISO_WUMS | Internal | Summer | B3 | 75 | 1732 | 0 | 110.43 | 107.27 | 0.01 | 0
2025 | MISO_W_2_MISO_WUMS | MISO_W | MISO_WUMS | Internal | Summer | B4 | 100 | 1732 | 0 | 108.82 | 107.26 | 0.01 | 0
2025 | MISO_W_2_MISO_WUMS | MISO_W | MISO_WUMS | Internal | Summer | B5 | 200 | 1732 | 0 | 103.13 | 86.58 | 0.01 | 0
2025 | MISO_W_2_MISO_WUMS | MISO_W | MISO_WUMS | Internal | Summer | B6 | 300 | 1732 | 0 | 79.3 | 78.3 | 0.01 | 0
2025 | MISO_W_2_MISO_WUMS | MISO_W | MISO_WUMS | Internal | Summer | B7 | 400 | 1732 | 0 | 68.98 | 65.96 | 0.01 | 0
2025 | MISO_W_2_MISO_WUMS | MISO_W | MISO_WUMS | Internal | Summer | B8 | 500 | 1732 | 780.92 | 64.15 | 64.16 | 0.01 | 0
2025 | MISO_W_2_MISO_WUMS | MISO_W | MISO_WUMS | Internal | Summer | B9 | 800 | 1732 | 0 | 61.94 | 61.93 | 0.01 | 0
2025 | MISO_W_2_MISO_WUMS | MISO_W | MISO_WUMS | Internal | Summer | B10 | 1262 | 1732 | 1732 | 56.45 | 57.51 | 0.01 | 1.05
2025 | MISO_W_2_MISO_WUMS | MISO_W | MISO_WUMS | Internal | Winter | B16 | 25 | 1732 | 1732 | 61.1 | 70.17 | 0.01 | 9.06
2025 | MISO_W_2_MISO_WUMS | MISO_W | MISO_WUMS | Internal | Winter | B17 | 100 | 1732 | 1732 | 61.12 | 68.92 | 0.01 | 7.79
2025 | MISO_W_2_MISO_WUMS | MISO_W | MISO_WUMS | Internal | Winter | B18 | 400 | 1732 | 1732 | 63.55 | 66.63 | 0.01 | 3.06
2025 | MISO_W_2_MISO_WUMS | MISO_W | MISO_WUMS | Internal | Winter | B19 | 700 | 1732 | 1598.31 | 63.55 | 63.57 | 0.01 | 0
2025 | MISO_W_2_MISO_WUMS | MISO_W | MISO_WUMS | Internal | Winter | B20 | 935 | 1732 | 1732 | 58.61 | 61.09 | 0.01 | 2.46
2025 | MISO_W_2_NE | MISO_W | NE | Internal | Shoulder | B11 | 25 | 2800 | 0 | 75.33 | 75.33 | 7 | 0
2025 | MISO_W_2_NE | MISO_W | NE | Internal | Shoulder | B12 | 200 | 2800 | 0 | 67.39 | 67.39 | 7 | 0
2025 | MISO_W_2_NE | MISO_W | NE | Internal | Shoulder | B13 | 600 | 2800 | 0 | 63.29 | 63.29 | 7 | 0
2025 | MISO_W_2_NE | MISO_W | NE | Internal | Shoulder | B14 | 900 | 2800 | 0 | 56.3 | 60.92 | 7 | 0
2025 | MISO_W_2_NE | MISO_W | NE | Internal | Shoulder | B15 | 1203 | 2800 | 0 | 54.7 | 60.1 | 7 | 0
2025 | MISO_W_2_NE | MISO_W | NE | Internal | Summer | B1 | 10 | 2800 | 0 | 113.34 | 113.34 | 7 | 0
2025 | MISO_W_2_NE | MISO_W | NE | Internal | Summer | B2 | 25 | 2800 | 0 | 110.43 | 110.43 | 7 | 0
2025 | MISO_W_2_NE | MISO_W | NE | Internal | Summer | B3 | 75 | 2800 | 0 | 110.43 | 113.56 | 7 | 0
2025 | MISO_W_2_NE | MISO_W | NE | Internal | Summer | B4 | 100 | 2800 | 0 | 108.82 | 108.82 | 7 | 0
2025 | MISO_W_2_NE | MISO_W | NE | Internal | Summer | B5 | 200 | 2800 | 0 | 103.13 | 103.13 | 7 | 0
2025 | MISO_W_2_NE | MISO_W | NE | Internal | Summer | B6 | 300 | 2800 | 0 | 79.3 | 79.58 | 7 | 0
2025 | MISO_W_2_NE | MISO_W | NE | Internal | Summer | B7 | 400 | 2800 | 0 | 68.98 | 71.93 | 7 | 0
2025 | MISO_W_2_NE | MISO_W | NE | Internal | Summer | B8 | 500 | 2800 | 0 | 64.15 | 64.15 | 7 | 0
2025 | MISO_W_2_NE | MISO_W | NE | Internal | Summer | B9 | 800 | 2800 | 0 | 61.94 | 63.91 | 7 | 0
2025 | MISO_W_2_NE | MISO_W | NE | Internal | Summer | B10 | 1262 | 2800 | 0 | 56.45 | 59.49 | 7 | 0
2025 | MISO_W_2_NE | MISO_W | NE | Internal | Winter | B16 | 25 | 2800 | 0 | 61.1 | 61.49 | 7 | 0
2025 | MISO_W_2_NE | MISO_W | NE | Internal | Winter | B17 | 100 | 2800 | 0 | 61.12 | 61.49 | 7 | 0
2025 | MISO_W_2_NE | MISO_W | NE | Internal | Winter | B18 | 400 | 2800 | 0 | 63.55 | 63.55 | 7 | 0
2025 | MISO_W_2_NE | MISO_W | NE | Internal | Winter | B19 | 700 | 2800 | 0 | 63.55 | 63.55 | 7 | 0
2025 | MISO_W_2_NE | MISO_W | NE | Internal | Winter | B20 | 935 | 2800 | 0 | 58.61 | 59.39 | 7 | 0
2025 | MISO_W_2_PJM_ROR | MISO_W | PJM_ROR | Internal | Shoulder | B11 | 25 | 773 | 773 | 75.33 | 82.34 | 2 | 5.01
2025 | MISO_W_2_PJM_ROR | MISO_W | PJM_ROR | Internal | Shoulder | B12 | 200 | 773 | 773 | 67.39 | 75.44 | 2 | 6.05
2025 | MISO_W_2_PJM_ROR | MISO_W | PJM_ROR | Internal | Shoulder | B13 | 600 | 773 | 773 | 63.29 | 71.23 | 2 | 5.94
2025 | MISO_W_2_PJM_ROR | MISO_W | PJM_ROR | Internal | Shoulder | B14 | 900 | 773 | 773 | 56.3 | 69.71 | 2 | 11.41
2025 | MISO_W_2_PJM_ROR | MISO_W | PJM_ROR | Internal | Shoulder | B15 | 1203 | 773 | 773 | 54.7 | 61.11 | 2 | 4.42
2025 | MISO_W_2_PJM_ROR | MISO_W | PJM_ROR | Internal | Summer | B1 | 10 | 773 | 773 | 113.34 | 115.35 | 2 | 0.01
2025 | MISO_W_2_PJM_ROR | MISO_W | PJM_ROR | Internal | Summer | B2 | 25 | 773 | 773 | 110.43 | 112.44 | 2 | 0.01
2025 | MISO_W_2_PJM_ROR | MISO_W | PJM_ROR | Internal | Summer | B3 | 75 | 773 | 0 | 110.43 | 109.27 | 2 | 0
2025 | MISO_W_2_PJM_ROR | MISO_W | PJM_ROR | Internal | Summer | B4 | 100 | 773 | 0 | 108.82 | 109.27 | 2 | 0
2025 | MISO_W_2_PJM_ROR | MISO_W | PJM_ROR | Internal | Summer | B5 | 200 | 773 | 0 | 103.13 | 103.06 | 2 | 0
2025 | MISO_W_2_PJM_ROR | MISO_W | PJM_ROR | Internal | Summer | B6 | 300 | 773 | 0 | 79.3 | 80.32 | 2 | 0
2025 | MISO_W_2_PJM_ROR | MISO_W | PJM_ROR | Internal | Summer | B7 | 400 | 773 | 773 | 68.98 | 70.99 | 2 | 0.01
2025 | MISO_W_2_PJM_ROR | MISO_W | PJM_ROR | Internal | Summer | B8 | 500 | 773 | 773 | 64.15 | 69.55 | 2 | 3.4
2025 | MISO_W_2_PJM_ROR | MISO_W | PJM_ROR | Internal | Summer | B9 | 800 | 773 | 773 | 61.94 | 66.14 | 2 | 2.2
2025 | MISO_W_2_PJM_ROR | MISO_W | PJM_ROR | Internal | Summer | B10 | 1262 | 773 | 267.85 | 56.45 | 58.45 | 2 | 0
2025 | MISO_W_2_PJM_ROR | MISO_W | PJM_ROR | Internal | Winter | B16 | 25 | 773 | 773 | 61.1 | 87.03 | 2 | 23.93
2025 | MISO_W_2_PJM_ROR | MISO_W | PJM_ROR | Internal | Winter | B17 | 100 | 773 | 773 | 61.12 | 83.05 | 2 | 19.94
2025 | MISO_W_2_PJM_ROR | MISO_W | PJM_ROR | Internal | Winter | B18 | 400 | 773 | 773 | 63.55 | 74.68 | 2 | 9.12
2025 | MISO_W_2_PJM_ROR | MISO_W | PJM_ROR | Internal | Winter | B19 | 700 | 773 | 773 | 63.55 | 72.84 | 2 | 7.29
2025 | MISO_W_2_PJM_ROR | MISO_W | PJM_ROR | Internal | Winter | B20 | 935 | 773 | 773 | 58.61 | 63.49 | 2 | 2.88
2025 | MISO_W_2_SPP_N | MISO_W | SPP_N | Internal | Shoulder | B11 | 25 | 3200 | 0 | 75.33 | 75.34 | 7 | 0
2025 | MISO_W_2_SPP_N | MISO_W | SPP_N | Internal | Shoulder | B12 | 200 | 3200 | 0 | 67.39 | 68.14 | 7 | 0
2025 | MISO_W_2_SPP_N | MISO_W | SPP_N | Internal | Shoulder | B13 | 600 | 3200 | 0 | 63.29 | 65.68 | 7 | 0
2025 | MISO_W_2_SPP_N | MISO_W | SPP_N | Internal | Shoulder | B14 | 900 | 3200 | 0 | 56.3 | 61.7 | 7 | 0
2025 | MISO_W_2_SPP_N | MISO_W | SPP_N | Internal | Shoulder | B15 | 1203 | 3200 | 19.85 | 54.7 | 61.7 | 7 | 0
2025 | MISO_W_2_SPP_N | MISO_W | SPP_N | Internal | Summer | B1 | 10 | 3200 | 0 | 113.34 | 112.69 | 7 | 0
2025 | MISO_W_2_SPP_N | MISO_W | SPP_N | Internal | Summer | B2 | 25 | 3200 | 0 | 110.43 | 110.44 | 7 | 0
2025 | MISO_W_2_SPP_N | MISO_W | SPP_N | Internal | Summer | B3 | 75 | 3200 | 0 | 110.43 | 113.57 | 7 | 0
2025 | MISO_W_2_SPP_N | MISO_W | SPP_N | Internal | Summer | B4 | 100 | 3200 | 0 | 108.82 | 108.83 | 7 | 0
2025 | MISO_W_2_SPP_N | MISO_W | SPP_N | Internal | Summer | B5 | 200 | 3200 | 0 | 103.13 | 105.06 | 7 | 0
2025 | MISO_W_2_SPP_N | MISO_W | SPP_N | Internal | Summer | B6 | 300 | 3200 | 0 | 79.3 | 82.31 | 7 | 0
2025 | MISO_W_2_SPP_N | MISO_W | SPP_N | Internal | Summer | B7 | 400 | 3200 | 0 | 68.98 | 72.3 | 7 | 0
2025 | MISO_W_2_SPP_N | MISO_W | SPP_N | Internal | Summer | B8 | 500 | 3200 | 0 | 64.15 | 69.09 | 7 | 0
2025 | MISO_W_2_SPP_N | MISO_W | SPP_N | Internal | Summer | B9 | 800 | 3200 | 1503.54 | 61.94 | 68.94 | 7 | 0
2025 | MISO_W_2_SPP_N | MISO_W | SPP_N | Internal | Summer | B10 | 1262 | 3200 | 0 | 56.45 | 60.36 | 7 | 0
2025 | MISO_W_2_SPP_N | MISO_W | SPP_N | Internal | Winter | B16 | 25 | 3200 | 3200 | 61.1 | 73.56 | 7 | 5.46
2025 | MISO_W_2_SPP_N | MISO_W | SPP_N | Internal | Winter | B17 | 100 | 3200 | 2088.97 | 61.12 | 68.12 | 7 | 0
2025 | MISO_W_2_SPP_N | MISO_W | SPP_N | Internal | Winter | B18 | 400 | 3200 | 0 | 63.55 | 68.76 | 7 | 0
2025 | MISO_W_2_SPP_N | MISO_W | SPP_N | Internal | Winter | B19 | 700 | 3200 | 0 | 63.55 | 65.11 | 7 | 0
2025 | MISO_W_2_SPP_N | MISO_W | SPP_N | Internal | Winter | B20 | 935 | 3200 | 0 | 58.61 | 64.3 | 7 | 0
2025 | MISO_WUMS_2_MISO_MI | MISO_WUMS | MISO_MI | Internal | Shoulder | B11 | 25 | 1422 | 1422 | 75.31 | 80.34 | 0.01 | 5.01
2025 | MISO_WUMS_2_MISO_MI | MISO_WUMS | MISO_MI | Internal | Shoulder | B12 | 200 | 1422 | 1422 | 67.4 | 68.68 | 0.01 | 1.27
2025 | MISO_WUMS_2_MISO_MI | MISO_WUMS | MISO_MI | Internal | Shoulder | B13 | 600 | 1422 | 1422 | 66.37 | 67.37 | 0.01 | 0.99
2025 | MISO_WUMS_2_MISO_MI | MISO_WUMS | MISO_MI | Internal | Shoulder | B14 | 900 | 1422 | 1422 | 58.73 | 64.15 | 0.01 | 5.4
2025 | MISO_WUMS_2_MISO_MI | MISO_WUMS | MISO_MI | Internal | Shoulder | B15 | 1203 | 1422 | 1422 | 58.73 | 59.13 | 0.01 | 0.38
2025 | MISO_WUMS_2_MISO_MI | MISO_WUMS | MISO_MI | Internal | Summer | B1 | 10 | 1422 | 810.75 | 113.33 | 113.34 | 0.01 | 0
2025 | MISO_WUMS_2_MISO_MI | MISO_WUMS | MISO_MI | Internal | Summer | B2 | 25 | 1422 | 1158.73 | 110.43 | 110.44 | 0.01 | 0
2025 | MISO_WUMS_2_MISO_MI | MISO_WUMS | MISO_MI | Internal | Summer | B3 | 75 | 1422 | 1422 | 107.27 | 108.43 | 0.01 | 1.15
2025 | MISO_WUMS_2_MISO_MI | MISO_WUMS | MISO_MI | Internal | Summer | B4 | 100 | 1422 | 1216.79 | 107.26 | 107.27 | 0.01 | 0
2025 | MISO_WUMS_2_MISO_MI | MISO_WUMS | MISO_MI | Internal | Summer | B5 | 200 | 1422 | 1422 | 86.58 | 93.07 | 0.01 | 6.48
2025 | MISO_WUMS_2_MISO_MI | MISO_WUMS | MISO_MI | Internal | Summer | B6 | 300 | 1422 | 1097.6 | 78.3 | 78.32 | 0.01 | 0
2025 | MISO_WUMS_2_MISO_MI | MISO_WUMS | MISO_MI | Internal | Summer | B7 | 400 | 1422 | 1422 | 65.96 | 68.99 | 0.01 | 3.01
2025 | MISO_WUMS_2_MISO_MI | MISO_WUMS | MISO_MI | Internal | Summer | B8 | 500 | 1422 | 1422 | 64.16 | 66.4 | 0.01 | 2.22
2025 | MISO_WUMS_2_MISO_MI | MISO_WUMS | MISO_MI | Internal | Summer | B9 | 800 | 1422 | 675.43 | 61.93 | 61.94 | 0.01 | 0
2025 | MISO_WUMS_2_MISO_MI | MISO_WUMS | MISO_MI | Internal | Summer | B10 | 1262 | 1422 | 1422 | 57.51 | 57.88 | 0.01 | 0.35
2025 | MISO_WUMS_2_MISO_MI | MISO_WUMS | MISO_MI | Internal | Winter | B16 | 25 | 1422 | 1422 | 70.17 | 80.34 | 0.01 | 10.16
2025 | MISO_WUMS_2_MISO_MI | MISO_WUMS | MISO_MI | Internal | Winter | B17 | 100 | 1422 | 1422 | 68.92 | 73.12 | 0.01 | 4.18
2025 | MISO_WUMS_2_MISO_MI | MISO_WUMS | MISO_MI | Internal | Winter | B18 | 400 | 1422 | 1422 | 66.63 | 69.98 | 0.01 | 3.34
2025 | MISO_WUMS_2_MISO_MI | MISO_WUMS | MISO_MI | Internal | Winter | B19 | 700 | 1422 | 1422 | 63.57 | 66.85 | 0.01 | 3.27
2025 | MISO_WUMS_2_MISO_MI | MISO_WUMS | MISO_MI | Internal | Winter | B20 | 935 | 1422 | 1422 | 61.09 | 61.49 | 0.01 | 0.39
2025 | MISO_WUMS_2_MISO_W | MISO_WUMS | MISO_W | Internal | Shoulder | B11 | 25 | 1240 | 819.26 | 75.31 | 75.33 | 0.01 | 0
2025 | MISO_WUMS_2_MISO_W | MISO_WUMS | MISO_W | Internal | Shoulder | B12 | 200 | 1240 | 0 | 67.4 | 67.39 | 0.01 | 0
2025 | MISO_WUMS_2_MISO_W | MISO_WUMS | MISO_W | Internal | Shoulder | B13 | 600 | 1240 | 0 | 66.37 | 63.29 | 0.01 | 0
2025 | MISO_WUMS_2_MISO_W | MISO_WUMS | MISO_W | Internal | Shoulder | B14 | 900 | 1240 | 0 | 58.73 | 56.3 | 0.01 | 0
2025 | MISO_WUMS_2_MISO_W | MISO_WUMS | MISO_W | Internal | Shoulder | B15 | 1203 | 1240 | 0 | 58.73 | 54.7 | 0.01 | 0
2025 | MISO_WUMS_2_MISO_W | MISO_WUMS | MISO_W | Internal | Summer | B1 | 10 | 1240 | 288.46 | 113.33 | 113.34 | 0.01 | 0
2025 | MISO_WUMS_2_MISO_W | MISO_WUMS | MISO_W | Internal | Summer | B2 | 25 | 1240 | 0 | 110.43 | 110.43 | 0.01 | 0
2025 | MISO_WUMS_2_MISO_W | MISO_WUMS | MISO_W | Internal | Summer | B3 | 75 | 1240 | 1240 | 107.27 | 110.43 | 0.01 | 3.15
2025 | MISO_WUMS_2_MISO_W | MISO_WUMS | MISO_W | Internal | Summer | B4 | 100 | 1240 | 1240 | 107.26 | 108.82 | 0.01 | 1.55
2025 | MISO_WUMS_2_MISO_W | MISO_WUMS | MISO_W | Internal | Summer | B5 | 200 | 1240 | 1240 | 86.58 | 103.13 | 0.01 | 16.54
2025 | MISO_WUMS_2_MISO_W | MISO_WUMS | MISO_W | Internal | Summer | B6 | 300 | 1240 | 1240 | 78.3 | 79.3 | 0.01 | 0.98
2025 | MISO_WUMS_2_MISO_W | MISO_WUMS | MISO_W | Internal | Summer | B7 | 400 | 1240 | 1240 | 65.96 | 68.98 | 0.01 | 3
2025 | MISO_WUMS_2_MISO_W | MISO_WUMS | MISO_W | Internal | Summer | B8 | 500 | 1240 | 0 | 64.16 | 64.15 | 0.01 | 0
2025 | MISO_WUMS_2_MISO_W | MISO_WUMS | MISO_W | Internal | Summer | B9 | 800 | 1240 | 396.73 | 61.93 | 61.94 | 0.01 | 0
2025 | MISO_WUMS_2_MISO_W | MISO_WUMS | MISO_W | Internal | Summer | B10 | 1262 | 1240 | 0 | 57.51 | 56.45 | 0.01 | 0
2025 | MISO_WUMS_2_MISO_W | MISO_WUMS | MISO_W | Internal | Winter | B16 | 25 | 1240 | 0 | 70.17 | 61.1 | 0.01 | 0
2025 | MISO_WUMS_2_MISO_W | MISO_WUMS | MISO_W | Internal | Winter | B17 | 100 | 1240 | 0 | 68.92 | 61.12 | 0.01 | 0
2025 | MISO_WUMS_2_MISO_W | MISO_WUMS | MISO_W | Internal | Winter | B18 | 400 | 1240 | 0 | 66.63 | 63.55 | 0.01 | 0
2025 | MISO_WUMS_2_MISO_W | MISO_WUMS | MISO_W | Internal | Winter | B19 | 700 | 1240 | 0 | 63.57 | 63.55 | 0.01 | 0
2025 | MISO_WUMS_2_MISO_W | MISO_WUMS | MISO_W | Internal | Winter | B20 | 935 | 1240 | 0 | 61.09 | 58.61 | 0.01 | 0
2025 | MISO_WUMS_2_PJM_ROR | MISO_WUMS | PJM_ROR | Internal | Shoulder | B11 | 25 | 1600 | 1600 | 75.31 | 82.34 | 2 | 5.02
2025 | MISO_WUMS_2_PJM_ROR | MISO_WUMS | PJM_ROR | Internal | Shoulder | B12 | 200 | 1600 | 1600 | 67.4 | 75.44 | 2 | 6.04
2025 | MISO_WUMS_2_PJM_ROR | MISO_WUMS | PJM_ROR | Internal | Shoulder | B13 | 600 | 1600 | 1600 | 66.37 | 71.23 | 2 | 2.87
2025 | MISO_WUMS_2_PJM_ROR | MISO_WUMS | PJM_ROR | Internal | Shoulder | B14 | 900 | 1600 | 1600 | 58.73 | 69.71 | 2 | 8.97
2025 | MISO_WUMS_2_PJM_ROR | MISO_WUMS | PJM_ROR | Internal | Shoulder | B15 | 1203 | 1600 | 1600 | 58.73 | 61.11 | 2 | 0.38
2025 | MISO_WUMS_2_PJM_ROR | MISO_WUMS | PJM_ROR | Internal | Summer | B1 | 10 | 1600 | 1600 | 113.33 | 115.35 | 2 | 0.02
2025 | MISO_WUMS_2_PJM_ROR | MISO_WUMS | PJM_ROR | Internal | Summer | B2 | 25 | 1600 | 1600 | 110.43 | 112.44 | 2 | 0.01
2025 | MISO_WUMS_2_PJM_ROR | MISO_WUMS | PJM_ROR | Internal | Summer | B3 | 75 | 1600 | 666.55 | 107.27 | 109.27 | 2 | 0
2025 | MISO_WUMS_2_PJM_ROR | MISO_WUMS | PJM_ROR | Internal | Summer | B4 | 100 | 1600 | 1600 | 107.26 | 109.27 | 2 | 0.01
2025 | MISO_WUMS_2_PJM_ROR | MISO_WUMS | PJM_ROR | Internal | Summer | B5 | 200 | 1600 | 1600 | 86.58 | 103.06 | 2 | 14.48
2025 | MISO_WUMS_2_PJM_ROR | MISO_WUMS | PJM_ROR | Internal | Summer | B6 | 300 | 1600 | 1600 | 78.3 | 80.32 | 2 | 0.01
2025 | MISO_WUMS_2_PJM_ROR | MISO_WUMS | PJM_ROR | Internal | Summer | B7 | 400 | 1600 | 1600 | 65.96 | 70.99 | 2 | 3.02
2025 | MISO_WUMS_2_PJM_ROR | MISO_WUMS | PJM_ROR | Internal | Summer | B8 | 500 | 1600 | 1600 | 64.16 | 69.55 | 2 | 3.38
2025 | MISO_WUMS_2_PJM_ROR | MISO_WUMS | PJM_ROR | Internal | Summer | B9 | 800 | 1600 | 1600 | 61.93 | 66.14 | 2 | 2.21
2025 | MISO_WUMS_2_PJM_ROR | MISO_WUMS | PJM_ROR | Internal | Summer | B10 | 1262 | 1600 | 0 | 57.51 | 58.45 | 2 | 0
2025 | MISO_WUMS_2_PJM_ROR | MISO_WUMS | PJM_ROR | Internal | Winter | B16 | 25 | 1600 | 1600 | 70.17 | 87.03 | 2 | 14.86
2025 | MISO_WUMS_2_PJM_ROR | MISO_WUMS | PJM_ROR | Internal | Winter | B17 | 100 | 1600 | 1600 | 68.92 | 83.05 | 2 | 12.13
2025 | MISO_WUMS_2_PJM_ROR | MISO_WUMS | PJM_ROR | Internal | Winter | B18 | 400 | 1600 | 1600 | 66.63 | 74.68 | 2 | 6.05
2025 | MISO_WUMS_2_PJM_ROR | MISO_WUMS | PJM_ROR | Internal | Winter | B19 | 700 | 1600 | 1600 | 63.57 | 72.84 | 2 | 7.28
2025 | MISO_WUMS_2_PJM_ROR | MISO_WUMS | PJM_ROR | Internal | Winter | B20 | 935 | 1600 | 1600 | 61.09 | 63.49 | 2 | 0.4
2025 | NE_2_MISO_W | NE | MISO_W | Internal | Shoulder | B11 | 25 | 1600 | 0 | 75.33 | 75.33 | 5 | 0
2025 | NE_2_MISO_W | NE | MISO_W | Internal | Shoulder | B12 | 200 | 1600 | 0 | 67.39 | 67.39 | 5 | 0
2025 | NE_2_MISO_W | NE | MISO_W | Internal | Shoulder | B13 | 600 | 1600 | 0 | 63.29 | 63.29 | 5 | 0
2025 | NE_2_MISO_W | NE | MISO_W | Internal | Shoulder | B14 | 900 | 1600 | 0 | 60.92 | 56.3 | 5 | 0
2025 | NE_2_MISO_W | NE | MISO_W | Internal | Shoulder | B15 | 1203 | 1600 | 0 | 60.1 | 54.7 | 5 | 0
2025 | NE_2_MISO_W | NE | MISO_W | Internal | Summer | B1 | 10 | 1600 | 0 | 113.34 | 113.34 | 5 | 0
2025 | NE_2_MISO_W | NE | MISO_W | Internal | Summer | B2 | 25 | 1600 | 0 | 110.43 | 110.43 | 5 | 0
2025 | NE_2_MISO_W | NE | MISO_W | Internal | Summer | B3 | 75 | 1600 | 0 | 113.56 | 110.43 | 5 | 0
2025 | NE_2_MISO_W | NE | MISO_W | Internal | Summer | B4 | 100 | 1600 | 0 | 108.82 | 108.82 | 5 | 0
2025 | NE_2_MISO_W | NE | MISO_W | Internal | Summer | B5 | 200 | 1600 | 0 | 103.13 | 103.13 | 5 | 0
2025 | NE_2_MISO_W | NE | MISO_W | Internal | Summer | B6 | 300 | 1600 | 0 | 79.58 | 79.3 | 5 | 0
2025 | NE_2_MISO_W | NE | MISO_W | Internal | Summer | B7 | 400 | 1600 | 0 | 71.93 | 68.98 | 5 | 0
2025 | NE_2_MISO_W | NE | MISO_W | Internal | Summer | B8 | 500 | 1600 | 0 | 64.15 | 64.15 | 5 | 0
2025 | NE_2_MISO_W | NE | MISO_W | Internal | Summer | B9 | 800 | 1600 | 0 | 63.91 | 61.94 | 5 | 0
2025 | NE_2_MISO_W | NE | MISO_W | Internal | Summer | B10 | 1262 | 1600 | 0 | 59.49 | 56.45 | 5 | 0
2025 | NE_2_MISO_W | NE | MISO_W | Internal | Winter | B16 | 25 | 1600 | 0 | 61.49 | 61.1 | 5 | 0
2025 | NE_2_MISO_W | NE | MISO_W | Internal | Winter | B17 | 100 | 1600 | 0 | 61.49 | 61.12 | 5 | 0
2025 | NE_2_MISO_W | NE | MISO_W | Internal | Winter | B18 | 400 | 1600 | 0 | 63.55 | 63.55 | 5 | 0
2025 | NE_2_MISO_W | NE | MISO_W | Internal | Winter | B19 | 700 | 1600 | 0 | 63.55 | 63.55 | 5 | 0
2025 | NE_2_MISO_W | NE | MISO_W | Internal | Winter | B20 | 935 | 1600 | 0 | 59.39 | 58.61 | 5 | 0
2025 | NE_2_SPP_N | NE | SPP_N | Internal | Shoulder | B11 | 25 | 1802 | 558.84 | 75.33 | 75.34 | 0.01 | 0
2025 | NE_2_SPP_N | NE | SPP_N | Internal | Shoulder | B12 | 200 | 1802 | 1802 | 67.39 | 68.14 | 0.01 | 0.74
2025 | NE_2_SPP_N | NE | SPP_N | Internal | Shoulder | B13 | 600 | 1802 | 1802 | 63.29 | 65.68 | 0.01 | 2.38
2025 | NE_2_SPP_N | NE | SPP_N | Internal | Shoulder | B14 | 900 | 1802 | 1802 | 60.92 | 61.7 | 0.01 | 0.77
2025 | NE_2_SPP_N | NE | SPP_N | Internal | Shoulder | B15 | 1203 | 1802 | 1802 | 60.1 | 61.7 | 0.01 | 1.59
2025 | NE_2_SPP_N | NE | SPP_N | Internal | Summer | B1 | 10 | 1802 | 0 | 113.34 | 112.69 | 0.01 | 0
2025 | NE_2_SPP_N | NE | SPP_N | Internal | Summer | B2 | 25 | 1802 | 1439.5 | 110.43 | 110.44 | 0.01 | 0
2025 | NE_2_SPP_N | NE | SPP_N | Internal | Summer | B3 | 75 | 1802 | 1462.36 | 113.56 | 113.57 | 0.01 | 0
2025 | NE_2_SPP_N | NE | SPP_N | Internal | Summer | B4 | 100 | 1802 | 1563.35 | 108.82 | 108.83 | 0.01 | 0
2025 | NE_2_SPP_N | NE | SPP_N | Internal | Summer | B5 | 200 | 1802 | 1802 | 103.13 | 105.06 | 0.01 | 1.92
2025 | NE_2_SPP_N | NE | SPP_N | Internal | Summer | B6 | 300 | 1802 | 1802 | 79.58 | 82.31 | 0.01 | 2.72
2025 | NE_2_SPP_N | NE | SPP_N | Internal | Summer | B7 | 400 | 1802 | 1802 | 71.93 | 72.3 | 0.01 | 0.36
2025 | NE_2_SPP_N | NE | SPP_N | Internal | Summer | B8 | 500 | 1802 | 1802 | 64.15 | 69.09 | 0.01 | 4.93
2025 | NE_2_SPP_N | NE | SPP_N | Internal | Summer | B9 | 800 | 1802 | 1802 | 63.91 | 68.94 | 0.01 | 5.02
2025 | NE_2_SPP_N | NE | SPP_N | Internal | Summer | B10 | 1262 | 1802 | 1802 | 59.49 | 60.36 | 0.01 | 0.86
2025 | NE_2_SPP_N | NE | SPP_N | Internal | Winter | B16 | 25 | 1802 | 1802 | 61.49 | 73.56 | 0.01 | 12.05
2025 | NE_2_SPP_N | NE | SPP_N | Internal | Winter | B17 | 100 | 1802 | 1802 | 61.49 | 68.12 | 0.01 | 6.61
2025 | NE_2_SPP_N | NE | SPP_N | Internal | Winter | B18 | 400 | 1802 | 1802 | 63.55 | 68.76 | 0.01 | 5.2
2025 | NE_2_SPP_N | NE | SPP_N | Internal | Winter | B19 | 700 | 1802 | 1802 | 63.55 | 65.11 | 0.01 | 1.54
2025 | NE_2_SPP_N | NE | SPP_N | Internal | Winter | B20 | 935 | 1802 | 1802 | 59.39 | 64.3 | 0.01 | 4.9
2025 | NEISO_2_NYISO_A-F | NEISO | NYISO_A-F | Internal | Shoulder | B11 | 25 | 600 | 0 | 65.77 | 68.74 | 3 | 0
2025 | NEISO_2_NYISO_A-F | NEISO | NYISO_A-F | Internal | Shoulder | B12 | 200 | 600 | 0 | 64.48 | 67.46 | 3 | 0
2025 | NEISO_2_NYISO_A-F | NEISO | NYISO_A-F | Internal | Shoulder | B13 | 600 | 600 | 0 | 64.07 | 65.12 | 3 | 0
2025 | NEISO_2_NYISO_A-F | NEISO | NYISO_A-F | Internal | Shoulder | B14 | 900 | 600 | 0 | 64.07 | 65.12 | 3 | 0
2025 | NEISO_2_NYISO_A-F | NEISO | NYISO_A-F | Internal | Shoulder | B15 | 1203 | 600 | 0 | 64.07 | 65.12 | 3 | 0
2025 | NEISO_2_NYISO_A-F | NEISO | NYISO_A-F | Internal | Summer | B1 | 10 | 600 | 0 | 141.35 | 86.27 | 3 | 0
2025 | NEISO_2_NYISO_A-F | NEISO | NYISO_A-F | Internal | Summer | B2 | 25 | 600 | 0 | 101.07 | 96.43 | 3 | 0
2025 | NEISO_2_NYISO_A-F | NEISO | NYISO_A-F | Internal | Summer | B3 | 75 | 600 | 0 | 85.84 | 86.27 | 3 | 0
2025 | NEISO_2_NYISO_A-F | NEISO | NYISO_A-F | Internal | Summer | B4 | 100 | 600 | 438.49 | 83.27 | 86.27 | 3 | 0
2025 | NEISO_2_NYISO_A-F | NEISO | NYISO_A-F | Internal | Summer | B5 | 200 | 600 | 600 | 62.6 | 67.45 | 3 | 1.85
2025 | NEISO_2_NYISO_A-F | NEISO | NYISO_A-F | Internal | Summer | B6 | 300 | 600 | 600 | 62.6 | 67.45 | 3 | 1.85
2025 | NEISO_2_NYISO_A-F | NEISO | NYISO_A-F | Internal | Summer | B7 | 400 | 600 | 0 | 62.6 | 64.41 | 3 | 0
2025 | NEISO_2_NYISO_A-F | NEISO | NYISO_A-F | Internal | Summer | B8 | 500 | 600 | 0 | 62.6 | 64.41 | 3 | 0
2025 | NEISO_2_NYISO_A-F | NEISO | NYISO_A-F | Internal | Summer | B9 | 800 | 600 | 0 | 62.6 | 62.92 | 3 | 0
2025 | NEISO_2_NYISO_A-F | NEISO | NYISO_A-F | Internal | Summer | B10 | 1262 | 600 | 0 | 62.6 | 62.92 | 3 | 0
2025 | NEISO_2_NYISO_A-F | NEISO | NYISO_A-F | Internal | Winter | B16 | 25 | 600 | 0 | 75.56 | 71.29 | 3 | 0
2025 | NEISO_2_NYISO_A-F | NEISO | NYISO_A-F | Internal | Winter | B17 | 100 | 600 | 0 | 74.66 | 71.29 | 3 | 0
2025 | NEISO_2_NYISO_A-F | NEISO | NYISO_A-F | Internal | Winter | B18 | 400 | 600 | 0 | 72.29 | 69.29 | 3 | 0
2025 | NEISO_2_NYISO_A-F | NEISO | NYISO_A-F | Internal | Winter | B19 | 700 | 600 | 0 | 72.29 | 69.29 | 3 | 0
2025 | NEISO_2_NYISO_A-F | NEISO | NYISO_A-F | Internal | Winter | B20 | 935 | 600 | 0 | 72.29 | 69.29 | 3 | 0
2025 | NEISO_2_NYISO_G-I | NEISO | NYISO_G-I | Internal | Shoulder | B11 | 25 | 600 | 600 | 65.77 | 70.45 | 3 | 1.69
2025 | NEISO_2_NYISO_G-I | NEISO | NYISO_G-I | Internal | Shoulder | B12 | 200 | 600 | 0 | 64.48 | 67.47 | 3 | 0
2025 | NEISO_2_NYISO_G-I | NEISO | NYISO_G-I | Internal | Shoulder | B13 | 600 | 600 | 0 | 64.07 | 66.18 | 3 | 0
2025 | NEISO_2_NYISO_G-I | NEISO | NYISO_G-I | Internal | Shoulder | B14 | 900 | 600 | 0 | 64.07 | 66.18 | 3 | 0
2025 | NEISO_2_NYISO_G-I | NEISO | NYISO_G-I | Internal | Shoulder | B15 | 1203 | 600 | 0 | 64.07 | 65.13 | 3 | 0
2025 | NEISO_2_NYISO_G-I | NEISO | NYISO_G-I | Internal | Summer | B1 | 10 | 600 | 315.79 | 141.35 | 144.35 | 3 | 0
2025 | NEISO_2_NYISO_G-I | NEISO | NYISO_G-I | Internal | Summer | B2 | 25 | 600 | 600 | 101.07 | 121.61 | 3 | 17.54
2025 | NEISO_2_NYISO_G-I | NEISO | NYISO_G-I | Internal | Summer | B3 | 75 | 600 | 600 | 85.84 | 91.87 | 3 | 3.03
2025 | NEISO_2_NYISO_G-I | NEISO | NYISO_G-I | Internal | Summer | B4 | 100 | 600 | 600 | 83.27 | 89.6 | 3 | 3.33
2025 | NEISO_2_NYISO_G-I | NEISO | NYISO_G-I | Internal | Summer | B5 | 200 | 600 | 600 | 62.6 | 89.6 | 3 | 24.01
2025 | NEISO_2_NYISO_G-I | NEISO | NYISO_G-I | Internal | Summer | B6 | 300 | 600 | 600 | 62.6 | 72.32 | 3 | 6.72
2025 | NEISO_2_NYISO_G-I | NEISO | NYISO_G-I | Internal | Summer | B7 | 400 | 600 | 0 | 62.6 | 64.43 | 3 | 0
2025 | NEISO_2_NYISO_G-I | NEISO | NYISO_G-I | Internal | Summer | B8 | 500 | 600 | 0 | 62.6 | 64.43 | 3 | 0
2025 | NEISO_2_NYISO_G-I | NEISO | NYISO_G-I | Internal | Summer | B9 | 800 | 600 | 0 | 62.6 | 62.94 | 3 | 0
2025 | NEISO_2_NYISO_G-I | NEISO | NYISO_G-I | Internal | Summer | B10 | 1262 | 600 | 0 | 62.6 | 62.94 | 3 | 0
2025 | NEISO_2_NYISO_G-I | NEISO | NYISO_G-I | Internal | Winter | B16 | 25 | 600 | 600 | 75.56 | 79.03 | 3 | 0.47
2025 | NEISO_2_NYISO_G-I | NEISO | NYISO_G-I | Internal | Winter | B17 | 100 | 600 | 0 | 74.66 | 75.05 | 3 | 0
2025 | NEISO_2_NYISO_G-I | NEISO | NYISO_G-I | Internal | Winter | B18 | 400 | 600 | 0 | 72.29 | 75.05 | 3 | 0
2025 | NEISO_2_NYISO_G-I | NEISO | NYISO_G-I | Internal | Winter | B19 | 700 | 600 | 0 | 72.29 | 75.05 | 3 | 0
2025 | NEISO_2_NYISO_G-I | NEISO | NYISO_G-I | Internal | Winter | B20 | 935 | 600 | 0 | 72.29 | 69.3 | 3 | 0
2025 | NEISO_2_NYISO_J-K | NEISO | NYISO_J-K | Internal | Shoulder | B11 | 25 | 777 | 777 | 65.77 | 70.47 | 3 | 1.7
2025 | NEISO_2_NYISO_J-K | NEISO | NYISO_J-K | Internal | Shoulder | B12 | 200 | 777 | 187.05 | 64.48 | 67.48 | 3 | 0
2025 | NEISO_2_NYISO_J-K | NEISO | NYISO_J-K | Internal | Shoulder | B13 | 600 | 777 | 0 | 64.07 | 66.19 | 3 | 0
2025 | NEISO_2_NYISO_J-K | NEISO | NYISO_J-K | Internal | Shoulder | B14 | 900 | 777 | 0 | 64.07 | 66.19 | 3 | 0
2025 | NEISO_2_NYISO_J-K | NEISO | NYISO_J-K | Internal | Shoulder | B15 | 1203 | 777 | 0 | 64.07 | 65.14 | 3 | 0
2025 | NEISO_2_NYISO_J-K | NEISO | NYISO_J-K | Internal | Summer | B1 | 10 | 777 | 777 | 141.35 | 144.36 | 3 | 0.01
2025 | NEISO_2_NYISO_J-K | NEISO | NYISO_J-K | Internal | Summer | B2 | 25 | 777 | 777 | 101.07 | 121.62 | 3 | 17.55
2025 | NEISO_2_NYISO_J-K | NEISO | NYISO_J-K | Internal | Summer | B3 | 75 | 777 | 777 | 85.84 | 91.88 | 3 | 3.04
2025 | NEISO_2_NYISO_J-K | NEISO | NYISO_J-K | Internal | Summer | B4 | 100 | 777 | 777 | 83.27 | 89.61 | 3 | 3.34
2025 | NEISO_2_NYISO_J-K | NEISO | NYISO_J-K | Internal | Summer | B5 | 200 | 777 | 777 | 62.6 | 89.61 | 3 | 24.02
2025 | NEISO_2_NYISO_J-K | NEISO | NYISO_J-K | Internal | Summer | B6 | 300 | 777 | 777 | 62.6 | 72.33 | 3 | 6.73
2025 | NEISO_2_NYISO_J-K | NEISO | NYISO_J-K | Internal | Summer | B7 | 400 | 777 | 777 | 62.6 | 67 | 3 | 1.41
2025 | NEISO_2_NYISO_J-K | NEISO | NYISO_J-K | Internal | Summer | B8 | 500 | 777 | 229.01 | 62.6 | 65.6 | 3 | 0
2025 | NEISO_2_NYISO_J-K | NEISO | NYISO_J-K | Internal | Summer | B9 | 800 | 777 | 0 | 62.6 | 62.95 | 3 | 0
2025 | NEISO_2_NYISO_J-K | NEISO | NYISO_J-K | Internal | Summer | B10 | 1262 | 777 | 0 | 62.6 | 62.95 | 3 | 0
2025 | NEISO_2_NYISO_J-K | NEISO | NYISO_J-K | Internal | Winter | B16 | 25 | 777 | 777 | 75.56 | 79.04 | 3 | 0.48
2025 | NEISO_2_NYISO_J-K | NEISO | NYISO_J-K | Internal | Winter | B17 | 100 | 777 | 729.8 | 74.66 | 77.66 | 3 | 0
2025 | NEISO_2_NYISO_J-K | NEISO | NYISO_J-K | Internal | Winter | B18 | 400 | 777 | 777 | 72.29 | 77.66 | 3 | 2.37
2025 | NEISO_2_NYISO_J-K | NEISO | NYISO_J-K | Internal | Winter | B19 | 700 | 777 | 777 | 72.29 | 77.66 | 3 | 2.37
2025 | NEISO_2_NYISO_J-K | NEISO | NYISO_J-K | Internal | Winter | B20 | 935 | 777 | 0 | 72.29 | 69.32 | 3 | 0
2025 | NonRTO_Midwest_2_TVA_Transmission | NonRTO_Midwest | TVA_Transmission | Internal | Shoulder | B11 | 25 | 2400 | 0 | 88.33 | 88.34 | 8 | 0
2025 | NonRTO_Midwest_2_TVA_Transmission | NonRTO_Midwest | TVA_Transmission | Internal | Shoulder | B12 | 200 | 2400 | 0 | 76.67 | 76.01 | 8 | 0
2025 | NonRTO_Midwest_2_TVA_Transmission | NonRTO_Midwest | TVA_Transmission | Internal | Shoulder | B13 | 600 | 2400 | 0 | 75.36 | 73.63 | 8 | 0
2025 | NonRTO_Midwest_2_TVA_Transmission | NonRTO_Midwest | TVA_Transmission | Internal | Shoulder | B14 | 900 | 2400 | 0 | 72.14 | 72.15 | 8 | 0
2025 | NonRTO_Midwest_2_TVA_Transmission | NonRTO_Midwest | TVA_Transmission | Internal | Shoulder | B15 | 1203 | 2400 | 0 | 66.62 | 67.13 | 8 | 0
2025 | NonRTO_Midwest_2_TVA_Transmission | NonRTO_Midwest | TVA_Transmission | Internal | Summer | B1 | 10 | 2400 | 0 | 116.42 | 121.35 | 8 | 0
2025 | NonRTO_Midwest_2_TVA_Transmission | NonRTO_Midwest | TVA_Transmission | Internal | Summer | B2 | 25 | 2400 | 0 | 116.42 | 118.44 | 8 | 0
2025 | NonRTO_Midwest_2_TVA_Transmission | NonRTO_Midwest | TVA_Transmission | Internal | Summer | B3 | 75 | 2400 | 0 | 116.42 | 115.27 | 8 | 0
2025 | NonRTO_Midwest_2_TVA_Transmission | NonRTO_Midwest | TVA_Transmission | Internal | Summer | B4 | 100 | 2400 | 0 | 115.26 | 115.27 | 8 | 0
2025 | NonRTO_Midwest_2_TVA_Transmission | NonRTO_Midwest | TVA_Transmission | Internal | Summer | B5 | 200 | 2400 | 869.77 | 101.06 | 109.06 | 8 | 0
2025 | NonRTO_Midwest_2_TVA_Transmission | NonRTO_Midwest | TVA_Transmission | Internal | Summer | B6 | 300 | 2400 | 0 | 86.3 | 87.31 | 8 | 0
2025 | NonRTO_Midwest_2_TVA_Transmission | NonRTO_Midwest | TVA_Transmission | Internal | Summer | B7 | 400 | 2400 | 0 | 76.98 | 76.99 | 8 | 0
2025 | NonRTO_Midwest_2_TVA_Transmission | NonRTO_Midwest | TVA_Transmission | Internal | Summer | B8 | 500 | 2400 | 0 | 72.15 | 71.82 | 8 | 0
2025 | NonRTO_Midwest_2_TVA_Transmission | NonRTO_Midwest | TVA_Transmission | Internal | Summer | B9 | 800 | 2400 | 0 | 68.13 | 69.95 | 8 | 0
2025 | NonRTO_Midwest_2_TVA_Transmission | NonRTO_Midwest | TVA_Transmission | Internal | Summer | B10 | 1262 | 2400 | 0 | 61.46 | 63.57 | 8 | 0
2025 | NonRTO_Midwest_2_TVA_Transmission | NonRTO_Midwest | TVA_Transmission | Internal | Winter | B16 | 25 | 2400 | 0 | 88.33 | 88.34 | 8 | 0
2025 | NonRTO_Midwest_2_TVA_Transmission | NonRTO_Midwest | TVA_Transmission | Internal | Winter | B17 | 100 | 2400 | 0 | 81.11 | 80.67 | 8 | 0
2025 | NonRTO_Midwest_2_TVA_Transmission | NonRTO_Midwest | TVA_Transmission | Internal | Winter | B18 | 400 | 2400 | 0 | 77.97 | 76.5 | 8 | 0
2025 | NonRTO_Midwest_2_TVA_Transmission | NonRTO_Midwest | TVA_Transmission | Internal | Winter | B19 | 700 | 2400 | 0 | 74.84 | 74.85 | 8 | 0
2025 | NonRTO_Midwest_2_TVA_Transmission | NonRTO_Midwest | TVA_Transmission | Internal | Winter | B20 | 935 | 2400 | 0 | 69.48 | 69.49 | 8 | 0
2025 | NYISO_A-F_2_NEISO | NYISO_A-F | NEISO | Internal | Shoulder | B11 | 25 | 600 | 0 | 68.74 | 65.77 | 3 | 0
2025 | NYISO_A-F_2_NEISO | NYISO_A-F | NEISO | Internal | Shoulder | B12 | 200 | 600 | 0 | 67.46 | 64.48 | 3 | 0
2025 | NYISO_A-F_2_NEISO | NYISO_A-F | NEISO | Internal | Shoulder | B13 | 600 | 600 | 0 | 65.12 | 64.07 | 3 | 0
2025 | NYISO_A-F_2_NEISO | NYISO_A-F | NEISO | Internal | Shoulder | B14 | 900 | 600 | 0 | 65.12 | 64.07 | 3 | 0
2025 | NYISO_A-F_2_NEISO | NYISO_A-F | NEISO | Internal | Shoulder | B15 | 1203 | 600 | 0 | 65.12 | 64.07 | 3 | 0
2025 | NYISO_A-F_2_NEISO | NYISO_A-F | NEISO | Internal | Summer | B1 | 10 | 600 | 600 | 86.27 | 141.35 | 3 | 52.07
2025 | NYISO_A-F_2_NEISO | NYISO_A-F | NEISO | Internal | Summer | B2 | 25 | 600 | 600 | 96.43 | 101.07 | 3 | 1.64
2025 | NYISO_A-F_2_NEISO | NYISO_A-F | NEISO | Internal | Summer | B3 | 75 | 600 | 0 | 86.27 | 85.84 | 3 | 0
2025 | NYISO_A-F_2_NEISO | NYISO_A-F | NEISO | Internal | Summer | B4 | 100 | 600 | 0 | 86.27 | 83.27 | 3 | 0
2025 | NYISO_A-F_2_NEISO | NYISO_A-F | NEISO | Internal | Summer | B5 | 200 | 600 | 0 | 67.45 | 62.6 | 3 | 0
2025 | NYISO_A-F_2_NEISO | NYISO_A-F | NEISO | Internal | Summer | B6 | 300 | 600 | 0 | 67.45 | 62.6 | 3 | 0
2025 | NYISO_A-F_2_NEISO | NYISO_A-F | NEISO | Internal | Summer | B7 | 400 | 600 | 0 | 64.41 | 62.6 | 3 | 0
2025 | NYISO_A-F_2_NEISO | NYISO_A-F | NEISO | Internal | Summer | B8 | 500 | 600 | 0 | 64.41 | 62.6 | 3 | 0
2025 | NYISO_A-F_2_NEISO | NYISO_A-F | NEISO | Internal | Summer | B9 | 800 | 600 | 0 | 62.92 | 62.6 | 3 | 0
2025 | NYISO_A-F_2_NEISO | NYISO_A-F | NEISO | Internal | Summer | B10 | 1262 | 600 | 0 | 62.92 | 62.6 | 3 | 0
2025 | NYISO_A-F_2_NEISO | NYISO_A-F | NEISO | Internal | Winter | B16 | 25 | 600 | 600 | 71.29 | 75.56 | 3 | 1.27
2025 | NYISO_A-F_2_NEISO | NYISO_A-F | NEISO | Internal | Winter | B17 | 100 | 600 | 600 | 71.29 | 74.66 | 3 | 0.37
2025 | NYISO_A-F_2_NEISO | NYISO_A-F | NEISO | Internal | Winter | B18 | 400 | 600 | 468.27 | 69.29 | 72.29 | 3 | 0
2025 | NYISO_A-F_2_NEISO | NYISO_A-F | NEISO | Internal | Winter | B19 | 700 | 600 | 461.78 | 69.29 | 72.29 | 3 | 0
2025 | NYISO_A-F_2_NEISO | NYISO_A-F | NEISO | Internal | Winter | B20 | 935 | 600 | 434.34 | 69.29 | 72.29 | 3 | 0
2025 | NYISO_A-F_2_NYISO_G-I | NYISO_A-F | NYISO_G-I | Internal | Shoulder | B11 | 25 | 5843 | 5843 | 68.74 | 70.45 | 0.01 | 1.7
2025 | NYISO_A-F_2_NYISO_G-I | NYISO_A-F | NYISO_G-I | Internal | Shoulder | B12 | 200 | 5843 | 5019.99 | 67.46 | 67.47 | 0.01 | 0
2025 | NYISO_A-F_2_NYISO_G-I | NYISO_A-F | NYISO_G-I | Internal | Shoulder | B13 | 600 | 5843 | 5843 | 65.12 | 66.18 | 0.01 | 1.05
2025 | NYISO_A-F_2_NYISO_G-I | NYISO_A-F | NYISO_G-I | Internal | Shoulder | B14 | 900 | 5843 | 5843 | 65.12 | 66.18 | 0.01 | 1.05
2025 | NYISO_A-F_2_NYISO_G-I | NYISO_A-F | NYISO_G-I | Internal | Shoulder | B15 | 1203 | 5843 | 4735.02 | 65.12 | 65.13 | 0.01 | 0
2025 | NYISO_A-F_2_NYISO_G-I | NYISO_A-F | NYISO_G-I | Internal | Summer | B1 | 10 | 5843 | 5843 | 86.27 | 144.35 | 0.01 | 58.06
2025 | NYISO_A-F_2_NYISO_G-I | NYISO_A-F | NYISO_G-I | Internal | Summer | B2 | 25 | 5843 | 5843 | 96.43 | 121.61 | 0.01 | 25.17
2025 | NYISO_A-F_2_NYISO_G-I | NYISO_A-F | NYISO_G-I | Internal | Summer | B3 | 75 | 5843 | 5843 | 86.27 | 91.87 | 0.01 | 5.58
2025 | NYISO_A-F_2_NYISO_G-I | NYISO_A-F | NYISO_G-I | Internal | Summer | B4 | 100 | 5843 | 5843 | 86.27 | 89.6 | 0.01 | 3.32
2025 | NYISO_A-F_2_NYISO_G-I | NYISO_A-F | NYISO_G-I | Internal | Summer | B5 | 200 | 5843 | 5843 | 67.45 | 89.6 | 0.01 | 22.15
2025 | NYISO_A-F_2_NYISO_G-I | NYISO_A-F | NYISO_G-I | Internal | Summer | B6 | 300 | 5843 | 5843 | 67.45 | 72.32 | 0.01 | 4.86
2025 | NYISO_A-F_2_NYISO_G-I | NYISO_A-F | NYISO_G-I | Internal | Summer | B7 | 400 | 5843 | 5308.01 | 64.41 | 64.43 | 0.01 | 0
2025 | NYISO_A-F_2_NYISO_G-I | NYISO_A-F | NYISO_G-I | Internal | Summer | B8 | 500 | 5843 | 5659.27 | 64.41 | 64.43 | 0.01 | 0
2025 | NYISO_A-F_2_NYISO_G-I | NYISO_A-F | NYISO_G-I | Internal | Summer | B9 | 800 | 5843 | 5318.21 | 62.92 | 62.94 | 0.01 | 0
2025 | NYISO_A-F_2_NYISO_G-I | NYISO_A-F | NYISO_G-I | Internal | Summer | B10 | 1262 | 5843 | 3142.04 | 62.92 | 62.94 | 0.01 | 0
2025 | NYISO_A-F_2_NYISO_G-I | NYISO_A-F | NYISO_G-I | Internal | Winter | B16 | 25 | 5843 | 5843 | 71.29 | 79.03 | 0.01 | 7.73
2025 | NYISO_A-F_2_NYISO_G-I | NYISO_A-F | NYISO_G-I | Internal | Winter | B17 | 100 | 5843 | 5843 | 71.29 | 75.05 | 0.01 | 3.75
2025 | NYISO_A-F_2_NYISO_G-I | NYISO_A-F | NYISO_G-I | Internal | Winter | B18 | 400 | 5843 | 5843 | 69.29 | 75.05 | 0.01 | 5.75
2025 | NYISO_A-F_2_NYISO_G-I | NYISO_A-F | NYISO_G-I | Internal | Winter | B19 | 700 | 5843 | 5843 | 69.29 | 75.05 | 0.01 | 5.75
2025 | NYISO_A-F_2_NYISO_G-I | NYISO_A-F | NYISO_G-I | Internal | Winter | B20 | 935 | 5843 | 5116.53 | 69.29 | 69.3 | 0.01 | 0
2025 | NYISO_A-F_2_PJM_ROM | NYISO_A-F | PJM_ROM | Internal | Shoulder | B11 | 25 | 1000 | 1000 | 68.74 | 82.35 | 8 | 5.61
2025 | NYISO_A-F_2_PJM_ROM | NYISO_A-F | PJM_ROM | Internal | Shoulder | B12 | 200 | 1000 | 695.54 | 67.46 | 75.46 | 8 | 0
2025 | NYISO_A-F_2_PJM_ROM | NYISO_A-F | PJM_ROM | Internal | Shoulder | B13 | 600 | 1000 | 0 | 65.12 | 71.24 | 8 | 0
2025 | NYISO_A-F_2_PJM_ROM | NYISO_A-F | PJM_ROM | Internal | Shoulder | B14 | 900 | 1000 | 0 | 65.12 | 69.72 | 8 | 0
2025 | NYISO_A-F_2_PJM_ROM | NYISO_A-F | PJM_ROM | Internal | Shoulder | B15 | 1203 | 1000 | 0 | 65.12 | 61.13 | 8 | 0
2025 | NYISO_A-F_2_PJM_ROM | NYISO_A-F | PJM_ROM | Internal | Summer | B1 | 10 | 1000 | 1000 | 86.27 | 152.33 | 8 | 58.06
2025 | NYISO_A-F_2_PJM_ROM | NYISO_A-F | PJM_ROM | Internal | Summer | B2 | 25 | 1000 | 1000 | 96.43 | 129.6 | 8 | 25.17
2025 | NYISO_A-F_2_PJM_ROM | NYISO_A-F | PJM_ROM | Internal | Summer | B3 | 75 | 1000 | 1000 | 86.27 | 109.28 | 8 | 15.01
2025 | NYISO_A-F_2_PJM_ROM | NYISO_A-F | PJM_ROM | Internal | Summer | B4 | 100 | 1000 | 1000 | 86.27 | 109.28 | 8 | 15.01
2025 | NYISO_A-F_2_PJM_ROM | NYISO_A-F | PJM_ROM | Internal | Summer | B5 | 200 | 1000 | 1000 | 67.45 | 103.07 | 8 | 27.63
2025 | NYISO_A-F_2_PJM_ROM | NYISO_A-F | PJM_ROM | Internal | Summer | B6 | 300 | 1000 | 1000 | 67.45 | 80.33 | 8 | 4.88
2025 | NYISO_A-F_2_PJM_ROM | NYISO_A-F | PJM_ROM | Internal | Summer | B7 | 400 | 1000 | 0 | 64.41 | 71 | 8 | 0
2025 | NYISO_A-F_2_PJM_ROM | NYISO_A-F | PJM_ROM | Internal | Summer | B8 | 500 | 1000 | 0 | 64.41 | 69.56 | 8 | 0
2025 | NYISO_A-F_2_PJM_ROM | NYISO_A-F | PJM_ROM | Internal | Summer | B9 | 800 | 1000 | 0 | 62.92 | 66.45 | 8 | 0
2025 | NYISO_A-F_2_PJM_ROM | NYISO_A-F | PJM_ROM | Internal | Summer | B10 | 1262 | 1000 | 0 | 62.92 | 58.47 | 8 | 0
2025 | NYISO_A-F_2_PJM_ROM | NYISO_A-F | PJM_ROM | Internal | Winter | B16 | 25 | 1000 | 1000 | 71.29 | 87.04 | 8 | 7.75
2025 | NYISO_A-F_2_PJM_ROM | NYISO_A-F | PJM_ROM | Internal | Winter | B17 | 100 | 1000 | 1000 | 71.29 | 83.07 | 8 | 3.78
2025 | NYISO_A-F_2_PJM_ROM | NYISO_A-F | PJM_ROM | Internal | Winter | B18 | 400 | 1000 | 0 | 69.29 | 74.81 | 8 | 0
2025 | NYISO_A-F_2_PJM_ROM | NYISO_A-F | PJM_ROM | Internal | Winter | B19 | 700 | 1000 | 0 | 69.29 | 74.81 | 8 | 0
2025 | NYISO_A-F_2_PJM_ROM | NYISO_A-F | PJM_ROM | Internal | Winter | B20 | 935 | 1000 | 0 | 69.29 | 65.04 | 8 | 0
2025 | NYISO_G-I_2_NEISO | NYISO_G-I | NEISO | Internal | Shoulder | B11 | 25 | 600 | 0 | 70.45 | 65.77 | 3 | 0
2025 | NYISO_G-I_2_NEISO | NYISO_G-I | NEISO | Internal | Shoulder | B12 | 200 | 600 | 0 | 67.47 | 64.48 | 3 | 0
2025 | NYISO_G-I_2_NEISO | NYISO_G-I | NEISO | Internal | Shoulder | B13 | 600 | 600 | 0 | 66.18 | 64.07 | 3 | 0
2025 | NYISO_G-I_2_NEISO | NYISO_G-I | NEISO | Internal | Shoulder | B14 | 900 | 600 | 0 | 66.18 | 64.07 | 3 | 0
2025 | NYISO_G-I_2_NEISO | NYISO_G-I | NEISO | Internal | Shoulder | B15 | 1203 | 600 | 0 | 65.13 | 64.07 | 3 | 0
2025 | NYISO_G-I_2_NEISO | NYISO_G-I | NEISO | Internal | Summer | B1 | 10 | 600 | 0 | 144.35 | 141.35 | 3 | 0
2025 | NYISO_G-I_2_NEISO | NYISO_G-I | NEISO | Internal | Summer | B2 | 25 | 600 | 0 | 121.61 | 101.07 | 3 | 0
2025 | NYISO_G-I_2_NEISO | NYISO_G-I | NEISO | Internal | Summer | B3 | 75 | 600 | 0 | 91.87 | 85.84 | 3 | 0
2025 | NYISO_G-I_2_NEISO | NYISO_G-I | NEISO | Internal | Summer | B4 | 100 | 600 | 0 | 89.6 | 83.27 | 3 | 0
2025 | NYISO_G-I_2_NEISO | NYISO_G-I | NEISO | Internal | Summer | B5 | 200 | 600 | 0 | 89.6 | 62.6 | 3 | 0
2025 | NYISO_G-I_2_NEISO | NYISO_G-I | NEISO | Internal | Summer | B6 | 300 | 600 | 0 | 72.32 | 62.6 | 3 | 0
2025 | NYISO_G-I_2_NEISO | NYISO_G-I | NEISO | Internal | Summer | B7 | 400 | 600 | 0 | 64.43 | 62.6 | 3 | 0
2025 | NYISO_G-I_2_NEISO | NYISO_G-I | NEISO | Internal | Summer | B8 | 500 | 600 | 0 | 64.43 | 62.6 | 3 | 0
2025 | NYISO_G-I_2_NEISO | NYISO_G-I | NEISO | Internal | Summer | B9 | 800 | 600 | 0 | 62.94 | 62.6 | 3 | 0
2025 | NYISO_G-I_2_NEISO | NYISO_G-I | NEISO | Internal | Summer | B10 | 1262 | 600 | 0 | 62.94 | 62.6 | 3 | 0
2025 | NYISO_G-I_2_NEISO | NYISO_G-I | NEISO | Internal | Winter | B16 | 25 | 600 | 0 | 79.03 | 75.56 | 3 | 0
2025 | NYISO_G-I_2_NEISO | NYISO_G-I | NEISO | Internal | Winter | B17 | 100 | 600 | 0 | 75.05 | 74.66 | 3 | 0
2025 | NYISO_G-I_2_NEISO | NYISO_G-I | NEISO | Internal | Winter | B18 | 400 | 600 | 0 | 75.05 | 72.29 | 3 | 0
2025 | NYISO_G-I_2_NEISO | NYISO_G-I | NEISO | Internal | Winter | B19 | 700 | 600 | 0 | 75.05 | 72.29 | 3 | 0
2025 | NYISO_G-I_2_NEISO | NYISO_G-I | NEISO | Internal | Winter | B20 | 935 | 600 | 0 | 69.3 | 72.29 | 3 | 0
2025 | NYISO_G-I_2_NYISO_J-K | NYISO_G-I | NYISO_J-K | Internal | Shoulder | B11 | 25 | 6130 | 5275.01 | 70.45 | 70.47 | 0.01 | 0
2025 | NYISO_G-I_2_NYISO_J-K | NYISO_G-I | NYISO_J-K | Internal | Shoulder | B12 | 200 | 6130 | 5414.58 | 67.47 | 67.48 | 0.01 | 0
2025 | NYISO_G-I_2_NYISO_J-K | NYISO_G-I | NYISO_J-K | Internal | Shoulder | B13 | 600 | 6130 | 5522.7 | 66.18 | 66.19 | 0.01 | 0
2025 | NYISO_G-I_2_NYISO_J-K | NYISO_G-I | NYISO_J-K | Internal | Shoulder | B14 | 900 | 6130 | 5676.12 | 66.18 | 66.19 | 0.01 | 0
2025 | NYISO_G-I_2_NYISO_J-K | NYISO_G-I | NYISO_J-K | Internal | Shoulder | B15 | 1203 | 6130 | 4995.75 | 65.13 | 65.14 | 0.01 | 0
2025 | NYISO_G-I_2_NYISO_J-K | NYISO_G-I | NYISO_J-K | Internal | Summer | B1 | 10 | 6130 | 4561.88 | 144.35 | 144.36 | 0.01 | 0
2025 | NYISO_G-I_2_NYISO_J-K | NYISO_G-I | NYISO_J-K | Internal | Summer | B2 | 25 | 6130 | 5368.83 | 121.61 | 121.62 | 0.01 | 0
2025 | NYISO_G-I_2_NYISO_J-K | NYISO_G-I | NYISO_J-K | Internal | Summer | B3 | 75 | 6130 | 5132.85 | 91.87 | 91.88 | 0.01 | 0
2025 | NYISO_G-I_2_NYISO_J-K | NYISO_G-I | NYISO_J-K | Internal | Summer | B4 | 100 | 6130 | 5394.95 | 89.6 | 89.61 | 0.01 | 0
2025 | NYISO_G-I_2_NYISO_J-K | NYISO_G-I | NYISO_J-K | Internal | Summer | B5 | 200 | 6130 | 5530.03 | 89.6 | 89.61 | 0.01 | 0
2025 | NYISO_G-I_2_NYISO_J-K | NYISO_G-I | NYISO_J-K | Internal | Summer | B6 | 300 | 6130 | 5837.07 | 72.32 | 72.33 | 0.01 | 0
2025 | NYISO_G-I_2_NYISO_J-K | NYISO_G-I | NYISO_J-K | Internal | Summer | B7 | 400 | 6130 | 6130 | 64.43 | 67 | 0.01 | 2.57
2025 | NYISO_G-I_2_NYISO_J-K | NYISO_G-I | NYISO_J-K | Internal | Summer | B8 | 500 | 6130 | 6130 | 64.43 | 65.6 | 0.01 | 1.16
2025 | NYISO_G-I_2_NYISO_J-K | NYISO_G-I | NYISO_J-K | Internal | Summer | B9 | 800 | 6130 | 5556 | 62.94 | 62.95 | 0.01 | 0
2025 | NYISO_G-I_2_NYISO_J-K | NYISO_G-I | NYISO_J-K | Internal | Summer | B10 | 1262 | 6130 | 3828.47 | 62.94 | 62.95 | 0.01 | 0
2025 | NYISO_G-I_2_NYISO_J-K | NYISO_G-I | NYISO_J-K | Internal | Winter | B16 | 25 | 6130 | 6069.14 | 79.03 | 79.04 | 0.01 | 0
2025 | NYISO_G-I_2_NYISO_J-K | NYISO_G-I | NYISO_J-K | Internal | Winter | B17 | 100 | 6130 | 6130 | 75.05 | 77.66 | 0.01 | 2.6
2025 | NYISO_G-I_2_NYISO_J-K | NYISO_G-I | NYISO_J-K | Internal | Winter | B18 | 400 | 6130 | 6130 | 75.05 | 77.66 | 0.01 | 2.6
2025 | NYISO_G-I_2_NYISO_J-K | NYISO_G-I | NYISO_J-K | Internal | Winter | B19 | 700 | 6130 | 6130 | 75.05 | 77.66 | 0.01 | 2.6
2025 | NYISO_G-I_2_NYISO_J-K | NYISO_G-I | NYISO_J-K | Internal | Winter | B20 | 935 | 6130 | 5753.86 | 69.3 | 69.32 | 0.01 | 0
2025 | NYISO_G-I_2_PJM_E | NYISO_G-I | PJM_E | Internal | Shoulder | B11 | 25 | 1500 | 1500 | 70.45 | 82.34 | 8 | 3.88
2025 | NYISO_G-I_2_PJM_E | NYISO_G-I | PJM_E | Internal | Shoulder | B12 | 200 | 1500 | 0 | 67.47 | 75.44 | 8 | 0
2025 | NYISO_G-I_2_PJM_E | NYISO_G-I | PJM_E | Internal | Shoulder | B13 | 600 | 1500 | 0 | 66.18 | 71.23 | 8 | 0
2025 | NYISO_G-I_2_PJM_E | NYISO_G-I | PJM_E | Internal | Shoulder | B14 | 900 | 1500 | 0 | 66.18 | 69.71 | 8 | 0
2025 | NYISO_G-I_2_PJM_E | NYISO_G-I | PJM_E | Internal | Shoulder | B15 | 1203 | 1500 | 0 | 65.13 | 61.11 | 8 | 0
2025 | NYISO_G-I_2_PJM_E | NYISO_G-I | PJM_E | Internal | Summer | B1 | 10 | 1500 | 1294.27 | 144.35 | 152.35 | 8 | 0
2025 | NYISO_G-I_2_PJM_E | NYISO_G-I | PJM_E | Internal | Summer | B2 | 25 | 1500 | 863.76 | 121.61 | 129.61 | 8 | 0
2025 | NYISO_G-I_2_PJM_E | NYISO_G-I | PJM_E | Internal | Summer | B3 | 75 | 1500 | 1500 | 91.87 | 109.27 | 8 | 9.4
2025 | NYISO_G-I_2_PJM_E | NYISO_G-I | PJM_E | Internal | Summer | B4 | 100 | 1500 | 1500 | 89.6 | 109.27 | 8 | 11.67
2025 | NYISO_G-I_2_PJM_E | NYISO_G-I | PJM_E | Internal | Summer | B5 | 200 | 1500 | 1500 | 89.6 | 103.06 | 8 | 5.46
2025 | NYISO_G-I_2_PJM_E | NYISO_G-I | PJM_E | Internal | Summer | B6 | 300 | 1500 | 1385.43 | 72.32 | 80.32 | 8 | 0
2025 | NYISO_G-I_2_PJM_E | NYISO_G-I | PJM_E | Internal | Summer | B7 | 400 | 1500 | 0 | 64.43 | 70.99 | 8 | 0
2025 | NYISO_G-I_2_PJM_E | NYISO_G-I | PJM_E | Internal | Summer | B8 | 500 | 1500 | 0 | 64.43 | 69.55 | 8 | 0
2025 | NYISO_G-I_2_PJM_E | NYISO_G-I | PJM_E | Internal | Summer | B9 | 800 | 1500 | 0 | 62.94 | 66.44 | 8 | 0
2025 | NYISO_G-I_2_PJM_E | NYISO_G-I | PJM_E | Internal | Summer | B10 | 1262 | 1500 | 0 | 62.94 | 58.45 | 8 | 0
2025 | NYISO_G-I_2_PJM_E | NYISO_G-I | PJM_E | Internal | Winter | B16 | 25 | 1500 | 1303.97 | 79.03 | 87.03 | 8 | 0
2025 | NYISO_G-I_2_PJM_E | NYISO_G-I | PJM_E | Internal | Winter | B17 | 100 | 1500 | 183.5 | 75.05 | 83.05 | 8 | 0
2025 | NYISO_G-I_2_PJM_E | NYISO_G-I | PJM_E | Internal | Winter | B18 | 400 | 1500 | 0 | 75.05 | 74.82 | 8 | 0
2025 | NYISO_G-I_2_PJM_E | NYISO_G-I | PJM_E | Internal | Winter | B19 | 700 | 1500 | 0 | 75.05 | 74.82 | 8 | 0
2025 | NYISO_G-I_2_PJM_E | NYISO_G-I | PJM_E | Internal | Winter | B20 | 935 | 1500 | 0 | 69.3 | 65.05 | 8 | 0
2025 | NYISO_J-K_2_PJM_E | NYISO_J-K | PJM_E | Internal | Shoulder | B11 | 25 | 330 | 330 | 70.47 | 82.34 | 8 | 3.87
2025 | NYISO_J-K_2_PJM_E | NYISO_J-K | PJM_E | Internal | Shoulder | B12 | 200 | 330 | 0 | 67.48 | 75.44 | 8 | 0
2025 | NYISO_J-K_2_PJM_E | NYISO_J-K | PJM_E | Internal | Shoulder | B13 | 600 | 330 | 0 | 66.19 | 71.23 | 8 | 0
2025 | NYISO_J-K_2_PJM_E | NYISO_J-K | PJM_E | Internal | Shoulder | B14 | 900 | 330 | 0 | 66.19 | 69.71 | 8 | 0
2025 | NYISO_J-K_2_PJM_E | NYISO_J-K | PJM_E | Internal | Shoulder | B15 | 1203 | 330 | 0 | 65.14 | 61.11 | 8 | 0
2025 | NYISO_J-K_2_PJM_E | NYISO_J-K | PJM_E | Internal | Summer | B1 | 10 | 330 | 0 | 144.36 | 152.35 | 8 | 0
2025 | NYISO_J-K_2_PJM_E | NYISO_J-K | PJM_E | Internal | Summer | B2 | 25 | 330 | 0 | 121.62 | 129.61 | 8 | 0
2025 | NYISO_J-K_2_PJM_E | NYISO_J-K | PJM_E | Internal | Summer | B3 | 75 | 330 | 330 | 91.88 | 109.27 | 8 | 9.39
2025 | NYISO_J-K_2_PJM_E | NYISO_J-K | PJM_E | Internal | Summer | B4 | 100 | 330 | 330 | 89.61 | 109.27 | 8 | 11.65
2025 | NYISO_J-K_2_PJM_E | NYISO_J-K | PJM_E | Internal | Summer | B5 | 200 | 330 | 330 | 89.61 | 103.06 | 8 | 5.45
2025 | NYISO_J-K_2_PJM_E | NYISO_J-K | PJM_E | Internal | Summer | B6 | 300 | 330 | 0 | 72.33 | 80.32 | 8 | 0
2025 | NYISO_J-K_2_PJM_E | NYISO_J-K | PJM_E | Internal | Summer | B7 | 400 | 330 | 0 | 67 | 70.99 | 8 | 0
2025 | NYISO_J-K_2_PJM_E | NYISO_J-K | PJM_E | Internal | Summer | B8 | 500 | 330 | 0 | 65.6 | 69.55 | 8 | 0
2025 | NYISO_J-K_2_PJM_E | NYISO_J-K | PJM_E | Internal | Summer | B9 | 800 | 330 | 0 | 62.95 | 66.44 | 8 | 0
2025 | NYISO_J-K_2_PJM_E | NYISO_J-K | PJM_E | Internal | Summer | B10 | 1262 | 330 | 0 | 62.95 | 58.45 | 8 | 0
2025 | NYISO_J-K_2_PJM_E | NYISO_J-K | PJM_E | Internal | Winter | B16 | 25 | 330 | 0 | 79.04 | 87.03 | 8 | 0
2025 | NYISO_J-K_2_PJM_E | NYISO_J-K | PJM_E | Internal | Winter | B17 | 100 | 330 | 0 | 77.66 | 83.05 | 8 | 0
2025 | NYISO_J-K_2_PJM_E | NYISO_J-K | PJM_E | Internal | Winter | B18 | 400 | 330 | 0 | 77.66 | 74.82 | 8 | 0
2025 | NYISO_J-K_2_PJM_E | NYISO_J-K | PJM_E | Internal | Winter | B19 | 700 | 330 | 0 | 77.66 | 74.82 | 8 | 0
2025 | NYISO_J-K_2_PJM_E | NYISO_J-K | PJM_E | Internal | Winter | B20 | 935 | 330 | 0 | 69.32 | 65.05 | 8 | 0
2025 | PJM_E_2_NYISO_J-K | PJM_E | NYISO_J-K | Internal | Shoulder | B11 | 25 | 330 | 0 | 82.34 | 70.47 | 6 | 0
2025 | PJM_E_2_NYISO_J-K | PJM_E | NYISO_J-K | Internal | Shoulder | B12 | 200 | 330 | 0 | 75.44 | 67.48 | 6 | 0
2025 | PJM_E_2_NYISO_J-K | PJM_E | NYISO_J-K | Internal | Shoulder | B13 | 600 | 330 | 0 | 71.23 | 66.19 | 6 | 0
2025 | PJM_E_2_NYISO_J-K | PJM_E | NYISO_J-K | Internal | Shoulder | B14 | 900 | 330 | 0 | 69.71 | 66.19 | 6 | 0
2025 | PJM_E_2_NYISO_J-K | PJM_E | NYISO_J-K | Internal | Shoulder | B15 | 1203 | 330 | 0 | 61.11 | 65.14 | 6 | 0
2025 | PJM_E_2_NYISO_J-K | PJM_E | NYISO_J-K | Internal | Summer | B1 | 10 | 330 | 0 | 152.35 | 144.36 | 6 | 0
2025 | PJM_E_2_NYISO_J-K | PJM_E | NYISO_J-K | Internal | Summer | B2 | 25 | 330 | 0 | 129.61 | 121.62 | 6 | 0
2025 | PJM_E_2_NYISO_J-K | PJM_E | NYISO_J-K | Internal | Summer | B3 | 75 | 330 | 0 | 109.27 | 91.88 | 6 | 0
2025 | PJM_E_2_NYISO_J-K | PJM_E | NYISO_J-K | Internal | Summer | B4 | 100 | 330 | 0 | 109.27 | 89.61 | 6 | 0
2025 | PJM_E_2_NYISO_J-K | PJM_E | NYISO_J-K | Internal | Summer | B5 | 200 | 330 | 0 | 103.06 | 89.61 | 6 | 0
2025 | PJM_E_2_NYISO_J-K | PJM_E | NYISO_J-K | Internal | Summer | B6 | 300 | 330 | 0 | 80.32 | 72.33 | 6 | 0
2025 | PJM_E_2_NYISO_J-K | PJM_E | NYISO_J-K | Internal | Summer | B7 | 400 | 330 | 0 | 70.99 | 67 | 6 | 0
2025 | PJM_E_2_NYISO_J-K | PJM_E | NYISO_J-K | Internal | Summer | B8 | 500 | 330 | 0 | 69.55 | 65.6 | 6 | 0
2025 | PJM_E_2_NYISO_J-K | PJM_E | NYISO_J-K | Internal | Summer | B9 | 800 | 330 | 0 | 66.44 | 62.95 | 6 | 0
2025 | PJM_E_2_NYISO_J-K | PJM_E | NYISO_J-K | Internal | Summer | B10 | 1262 | 330 | 0 | 58.45 | 62.95 | 6 | 0
2025 | PJM_E_2_NYISO_J-K | PJM_E | NYISO_J-K | Internal | Winter | B16 | 25 | 330 | 0 | 87.03 | 79.04 | 6 | 0
2025 | PJM_E_2_NYISO_J-K | PJM_E | NYISO_J-K | Internal | Winter | B17 | 100 | 330 | 0 | 83.05 | 77.66 | 6 | 0
2025 | PJM_E_2_NYISO_J-K | PJM_E | NYISO_J-K | Internal | Winter | B18 | 400 | 330 | 0 | 74.82 | 77.66 | 6 | 0
2025 | PJM_E_2_NYISO_J-K | PJM_E | NYISO_J-K | Internal | Winter | B19 | 700 | 330 | 0 | 74.82 | 77.66 | 6 | 0
2025 | PJM_E_2_NYISO_J-K | PJM_E | NYISO_J-K | Internal | Winter | B20 | 935 | 330 | 0 | 65.05 | 69.32 | 6 | 0
2025 | PJM_E_2_PJM_ROM | PJM_E | PJM_ROM | Internal | Shoulder | B11 | 25 | 8000 | 4561.06 | 82.34 | 82.35 | 0.01 | 0
2025 | PJM_E_2_PJM_ROM | PJM_E | PJM_ROM | Internal | Shoulder | B12 | 200 | 8000 | 3153.59 | 75.44 | 75.46 | 0.01 | 0
2025 | PJM_E_2_PJM_ROM | PJM_E | PJM_ROM | Internal | Shoulder | B13 | 600 | 8000 | 1651.28 | 71.23 | 71.24 | 0.01 | 0
2025 | PJM_E_2_PJM_ROM | PJM_E | PJM_ROM | Internal | Shoulder | B14 | 900 | 8000 | 2030.44 | 69.71 | 69.72 | 0.01 | 0
2025 | PJM_E_2_PJM_ROM | PJM_E | PJM_ROM | Internal | Shoulder | B15 | 1203 | 8000 | 838.31 | 61.11 | 61.13 | 0.01 | 0
2025 | PJM_E_2_PJM_ROM | PJM_E | PJM_ROM | Internal | Summer | B1 | 10 | 8000 | 0 | 152.35 | 152.33 | 0.01 | 0
2025 | PJM_E_2_PJM_ROM | PJM_E | PJM_ROM | Internal | Summer | B2 | 25 | 8000 | 0 | 129.61 | 129.6 | 0.01 | 0
2025 | PJM_E_2_PJM_ROM | PJM_E | PJM_ROM | Internal | Summer | B3 | 75 | 8000 | 2511.7 | 109.27 | 109.28 | 0.01 | 0
2025 | PJM_E_2_PJM_ROM | PJM_E | PJM_ROM | Internal | Summer | B4 | 100 | 8000 | 4316.61 | 109.27 | 109.28 | 0.01 | 0
2025 | PJM_E_2_PJM_ROM | PJM_E | PJM_ROM | Internal | Summer | B5 | 200 | 8000 | 2965.13 | 103.06 | 103.07 | 0.01 | 0
2025 | PJM_E_2_PJM_ROM | PJM_E | PJM_ROM | Internal | Summer | B6 | 300 | 8000 | 3214.07 | 80.32 | 80.33 | 0.01 | 0
2025 | PJM_E_2_PJM_ROM | PJM_E | PJM_ROM | Internal | Summer | B7 | 400 | 8000 | 3068.75 | 70.99 | 71 | 0.01 | 0
2025 | PJM_E_2_PJM_ROM | PJM_E | PJM_ROM | Internal | Summer | B8 | 500 | 8000 | 1777.7 | 69.55 | 69.56 | 0.01 | 0
2025 | PJM_E_2_PJM_ROM | PJM_E | PJM_ROM | Internal | Summer | B9 | 800 | 8000 | 548.58 | 66.44 | 66.45 | 0.01 | 0
2025 | PJM_E_2_PJM_ROM | PJM_E | PJM_ROM | Internal | Summer | B10 | 1262 | 8000 | 1172.54 | 58.45 | 58.47 | 0.01 | 0
2025 | PJM_E_2_PJM_ROM | PJM_E | PJM_ROM | Internal | Winter | B16 | 25 | 8000 | 2750.5 | 87.03 | 87.04 | 0.01 | 0
2025 | PJM_E_2_PJM_ROM | PJM_E | PJM_ROM | Internal | Winter | B17 | 100 | 8000 | 2523.83 | 83.05 | 83.07 | 0.01 | 0
2025 | PJM_E_2_PJM_ROM | PJM_E | PJM_ROM | Internal | Winter | B18 | 400 | 8000 | 0 | 74.82 | 74.81 | 0.01 | 0
2025 | PJM_E_2_PJM_ROM | PJM_E | PJM_ROM | Internal | Winter | B19 | 700 | 8000 | 0 | 74.82 | 74.81 | 0.01 | 0
2025 | PJM_E_2_PJM_ROM | PJM_E | PJM_ROM | Internal | Winter | B20 | 935 | 8000 | 0 | 65.05 | 65.04 | 0.01 | 0
2025 | PJM_ROR_2_MISO_IN | PJM_ROR | MISO_IN | Internal | Shoulder | B11 | 25 | 909 | 0 | 82.34 | 80.33 | 2 | 0
2025 | PJM_ROR_2_MISO_IN | PJM_ROR | MISO_IN | Internal | Shoulder | B12 | 200 | 909 | 0 | 75.44 | 68.67 | 2 | 0
2025 | PJM_ROR_2_MISO_IN | PJM_ROR | MISO_IN | Internal | Shoulder | B13 | 600 | 909 | 0 | 71.23 | 67.36 | 2 | 0
2025 | PJM_ROR_2_MISO_IN | PJM_ROR | MISO_IN | Internal | Shoulder | B14 | 900 | 909 | 0 | 69.71 | 64.14 | 2 | 0
2025 | PJM_ROR_2_MISO_IN | PJM_ROR | MISO_IN | Internal | Shoulder | B15 | 1203 | 909 | 0 | 61.11 | 59.11 | 2 | 0
2025 | PJM_ROR_2_MISO_IN | PJM_ROR | MISO_IN | Internal | Summer | B1 | 10 | 909 | 0 | 115.35 | 113.33 | 2 | 0
2025 | PJM_ROR_2_MISO_IN | PJM_ROR | MISO_IN | Internal | Summer | B2 | 25 | 909 | 0 | 112.44 | 110.43 | 2 | 0
2025 | PJM_ROR_2_MISO_IN | PJM_ROR | MISO_IN | Internal | Summer | B3 | 75 | 909 | 0 | 109.27 | 108.42 | 2 | 0
2025 | PJM_ROR_2_MISO_IN | PJM_ROR | MISO_IN | Internal | Summer | B4 | 100 | 909 | 0 | 109.27 | 107.26 | 2 | 0
2025 | PJM_ROR_2_MISO_IN | PJM_ROR | MISO_IN | Internal | Summer | B5 | 200 | 909 | 0 | 103.06 | 93.06 | 2 | 0
2025 | PJM_ROR_2_MISO_IN | PJM_ROR | MISO_IN | Internal | Summer | B6 | 300 | 909 | 0 | 80.32 | 78.3 | 2 | 0
2025 | PJM_ROR_2_MISO_IN | PJM_ROR | MISO_IN | Internal | Summer | B7 | 400 | 909 | 0 | 70.99 | 68.98 | 2 | 0
2025 | PJM_ROR_2_MISO_IN | PJM_ROR | MISO_IN | Internal | Summer | B8 | 500 | 909 | 0 | 69.55 | 64.15 | 2 | 0
2025 | PJM_ROR_2_MISO_IN | PJM_ROR | MISO_IN | Internal | Summer | B9 | 800 | 909 | 0 | 66.14 | 60.13 | 2 | 0
2025 | PJM_ROR_2_MISO_IN | PJM_ROR | MISO_IN | Internal | Summer | B10 | 1262 | 909 | 0 | 58.45 | 57.86 | 2 | 0
2025 | PJM_ROR_2_MISO_IN | PJM_ROR | MISO_IN | Internal | Winter | B16 | 25 | 909 | 0 | 87.03 | 80.33 | 2 | 0
2025 | PJM_ROR_2_MISO_IN | PJM_ROR | MISO_IN | Internal | Winter | B17 | 100 | 909 | 0 | 83.05 | 73.11 | 2 | 0
2025 | PJM_ROR_2_MISO_IN | PJM_ROR | MISO_IN | Internal | Winter | B18 | 400 | 909 | 0 | 74.68 | 69.97 | 2 | 0
2025 | PJM_ROR_2_MISO_IN | PJM_ROR | MISO_IN | Internal | Winter | B19 | 700 | 909 | 0 | 72.84 | 66.84 | 2 | 0
2025 | PJM_ROR_2_MISO_IN | PJM_ROR | MISO_IN | Internal | Winter | B20 | 935 | 909 | 0 | 63.49 | 61.48 | 2 | 0
2025 | PJM_ROR_2_MISO_MO-IL | PJM_ROR | MISO_MO-IL | Internal | Shoulder | B11 | 25 | 1111 | 0 | 82.34 | 80.34 | 2 | 0
2025 | PJM_ROR_2_MISO_MO-IL | PJM_ROR | MISO_MO-IL | Internal | Shoulder | B12 | 200 | 1111 | 0 | 75.44 | 68.68 | 2 | 0
2025 | PJM_ROR_2_MISO_MO-IL | PJM_ROR | MISO_MO-IL | Internal | Shoulder | B13 | 600 | 1111 | 0 | 71.23 | 67.37 | 2 | 0
2025 | PJM_ROR_2_MISO_MO-IL | PJM_ROR | MISO_MO-IL | Internal | Shoulder | B14 | 900 | 1111 | 0 | 69.71 | 64.15 | 2 | 0
2025 | PJM_ROR_2_MISO_MO-IL | PJM_ROR | MISO_MO-IL | Internal | Shoulder | B15 | 1203 | 1111 | 0 | 61.11 | 59.13 | 2 | 0
2025 | PJM_ROR_2_MISO_MO-IL | PJM_ROR | MISO_MO-IL | Internal | Summer | B1 | 10 | 1111 | 0 | 115.35 | 113.35 | 2 | 0
2025 | PJM_ROR_2_MISO_MO-IL | PJM_ROR | MISO_MO-IL | Internal | Summer | B2 | 25 | 1111 | 0 | 112.44 | 110.44 | 2 | 0
2025 | PJM_ROR_2_MISO_MO-IL | PJM_ROR | MISO_MO-IL | Internal | Summer | B3 | 75 | 1111 | 0 | 109.27 | 109.53 | 2 | 0
2025 | PJM_ROR_2_MISO_MO-IL | PJM_ROR | MISO_MO-IL | Internal | Summer | B4 | 100 | 1111 | 0 | 109.27 | 108.83 | 2 | 0
2025 | PJM_ROR_2_MISO_MO-IL | PJM_ROR | MISO_MO-IL | Internal | Summer | B5 | 200 | 1111 | 0 | 103.06 | 103.12 | 2 | 0
2025 | PJM_ROR_2_MISO_MO-IL | PJM_ROR | MISO_MO-IL | Internal | Summer | B6 | 300 | 1111 | 0 | 80.32 | 79.31 | 2 | 0
2025 | PJM_ROR_2_MISO_MO-IL | PJM_ROR | MISO_MO-IL | Internal | Summer | B7 | 400 | 1111 | 0 | 70.99 | 68.99 | 2 | 0
2025 | PJM_ROR_2_MISO_MO-IL | PJM_ROR | MISO_MO-IL | Internal | Summer | B8 | 500 | 1111 | 0 | 69.55 | 64.16 | 2 | 0
2025 | PJM_ROR_2_MISO_MO-IL | PJM_ROR | MISO_MO-IL | Internal | Summer | B9 | 800 | 1111 | 0 | 66.14 | 61.95 | 2 | 0
2025 | PJM_ROR_2_MISO_MO-IL | PJM_ROR | MISO_MO-IL | Internal | Summer | B10 | 1262 | 1111 | 0 | 58.45 | 57.88 | 2 | 0
2025 | PJM_ROR_2_MISO_MO-IL | PJM_ROR | MISO_MO-IL | Internal | Winter | B16 | 25 | 1111 | 0 | 87.03 | 80.34 | 2 | 0
2025 | PJM_ROR_2_MISO_MO-IL | PJM_ROR | MISO_MO-IL | Internal | Winter | B17 | 100 | 1111 | 0 | 83.05 | 73.12 | 2 | 0
2025 | PJM_ROR_2_MISO_MO-IL | PJM_ROR | MISO_MO-IL | Internal | Winter | B18 | 400 | 1111 | 0 | 74.68 | 69.98 | 2 | 0
2025 | PJM_ROR_2_MISO_MO-IL | PJM_ROR | MISO_MO-IL | Internal | Winter | B19 | 700 | 1111 | 0 | 72.84 | 66.85 | 2 | 0
2025 | PJM_ROR_2_MISO_MO-IL | PJM_ROR | MISO_MO-IL | Internal | Winter | B20 | 935 | 1111 | 0 | 63.49 | 61.49 | 2 | 0
2025 | PJM_ROR_2_MISO_W | PJM_ROR | MISO_W | Internal | Shoulder | B11 | 25 | 709 | 0 | 82.34 | 75.33 | 2 | 0
2025 | PJM_ROR_2_MISO_W | PJM_ROR | MISO_W | Internal | Shoulder | B12 | 200 | 709 | 0 | 75.44 | 67.39 | 2 | 0
2025 | PJM_ROR_2_MISO_W | PJM_ROR | MISO_W | Internal | Shoulder | B13 | 600 | 709 | 0 | 71.23 | 63.29 | 2 | 0
2025 | PJM_ROR_2_MISO_W | PJM_ROR | MISO_W | Internal | Shoulder | B14 | 900 | 709 | 0 | 69.71 | 56.3 | 2 | 0
2025 | PJM_ROR_2_MISO_W | PJM_ROR | MISO_W | Internal | Shoulder | B15 | 1203 | 709 | 0 | 61.11 | 54.7 | 2 | 0
2025 | PJM_ROR_2_MISO_W | PJM_ROR | MISO_W | Internal | Summer | B1 | 10 | 709 | 0 | 115.35 | 113.34 | 2 | 0
2025 | PJM_ROR_2_MISO_W | PJM_ROR | MISO_W | Internal | Summer | B2 | 25 | 709 | 0 | 112.44 | 110.43 | 2 | 0
2025 | PJM_ROR_2_MISO_W | PJM_ROR | MISO_W | Internal | Summer | B3 | 75 | 709 | 0 | 109.27 | 110.43 | 2 | 0
2025 | PJM_ROR_2_MISO_W | PJM_ROR | MISO_W | Internal | Summer | B4 | 100 | 709 | 0 | 109.27 | 108.82 | 2 | 0
2025 | PJM_ROR_2_MISO_W | PJM_ROR | MISO_W | Internal | Summer | B5 | 200 | 709 | 0 | 103.06 | 103.13 | 2 | 0
2025 | PJM_ROR_2_MISO_W | PJM_ROR | MISO_W | Internal | Summer | B6 | 300 | 709 | 0 | 80.32 | 79.3 | 2 | 0
2025 | PJM_ROR_2_MISO_W | PJM_ROR | MISO_W | Internal | Summer | B7 | 400 | 709 | 0 | 70.99 | 68.98 | 2 | 0
2025 | PJM_ROR_2_MISO_W | PJM_ROR | MISO_W | Internal | Summer | B8 | 500 | 709 | 0 | 69.55 | 64.15 | 2 | 0
2025 | PJM_ROR_2_MISO_W | PJM_ROR | MISO_W | Internal | Summer | B9 | 800 | 709 | 0 | 66.14 | 61.94 | 2 | 0
2025 | PJM_ROR_2_MISO_W | PJM_ROR | MISO_W | Internal | Summer | B10 | 1262 | 709 | 0 | 58.45 | 56.45 | 2 | 0
2025 | PJM_ROR_2_MISO_W | PJM_ROR | MISO_W | Internal | Winter | B16 | 25 | 709 | 0 | 87.03 | 61.1 | 2 | 0
2025 | PJM_ROR_2_MISO_W | PJM_ROR | MISO_W | Internal | Winter | B17 | 100 | 709 | 0 | 83.05 | 61.12 | 2 | 0
2025 | PJM_ROR_2_MISO_W | PJM_ROR | MISO_W | Internal | Winter | B18 | 400 | 709 | 0 | 74.68 | 63.55 | 2 | 0
2025 | PJM_ROR_2_MISO_W | PJM_ROR | MISO_W | Internal | Winter | B19 | 700 | 709 | 0 | 72.84 | 63.55 | 2 | 0
2025 | PJM_ROR_2_MISO_W | PJM_ROR | MISO_W | Internal | Winter | B20 | 935 | 709 | 0 | 63.49 | 58.61 | 2 | 0
2025 | PJM_ROR_2_PJM_ROM | PJM_ROR | PJM_ROM | Internal | Shoulder | B11 | 25 | 8000 | 1377.25 | 82.34 | 82.35 | 0.01 | 0
2025 | PJM_ROR_2_PJM_ROM | PJM_ROR | PJM_ROM | Internal | Shoulder | B12 | 200 | 8000 | 3591.74 | 75.44 | 75.46 | 0.01 | 0
2025 | PJM_ROR_2_PJM_ROM | PJM_ROR | PJM_ROM | Internal | Shoulder | B13 | 600 | 8000 | 5092.26 | 71.23 | 71.24 | 0.01 | 0
2025 | PJM_ROR_2_PJM_ROM | PJM_ROR | PJM_ROM | Internal | Shoulder | B14 | 900 | 8000 | 4489.62 | 69.71 | 69.72 | 0.01 | 0
2025 | PJM_ROR_2_PJM_ROM | PJM_ROR | PJM_ROM | Internal | Shoulder | B15 | 1203 | 8000 | 5715.36 | 61.11 | 61.13 | 0.01 | 0
2025 | PJM_ROR_2_PJM_ROM | PJM_ROR | PJM_ROM | Internal | Summer | B1 | 10 | 8000 | 8000 | 115.35 | 152.33 | 0.01 | 36.97
2025 | PJM_ROR_2_PJM_ROM | PJM_ROR | PJM_ROM | Internal | Summer | B2 | 25 | 8000 | 8000 | 112.44 | 129.6 | 0.01 | 17.15
2025 | PJM_ROR_2_PJM_ROM | PJM_ROR | PJM_ROM | Internal | Summer | B3 | 75 | 8000 | 4291.04 | 109.27 | 109.28 | 0.01 | 0
2025 | PJM_ROR_2_PJM_ROM | PJM_ROR | PJM_ROM | Internal | Summer | B4 | 100 | 8000 | 1365.95 | 109.27 | 109.28 | 0.01 | 0
2025 | PJM_ROR_2_PJM_ROM | PJM_ROR | PJM_ROM | Internal | Summer | B5 | 200 | 8000 | 2104.04 | 103.06 | 103.07 | 0.01 | 0
2025 | PJM_ROR_2_PJM_ROM | PJM_ROR | PJM_ROM | Internal | Summer | B6 | 300 | 8000 | 3107.89 | 80.32 | 80.33 | 0.01 | 0
2025 | PJM_ROR_2_PJM_ROM | PJM_ROR | PJM_ROM | Internal | Summer | B7 | 400 | 8000 | 4850.77 | 70.99 | 71 | 0.01 | 0
2025 | PJM_ROR_2_PJM_ROM | PJM_ROR | PJM_ROM | Internal | Summer | B8 | 500 | 8000 | 5697.23 | 69.55 | 69.56 | 0.01 | 0
2025 | PJM_ROR_2_PJM_ROM | PJM_ROR | PJM_ROM | Internal | Summer | B9 | 800 | 8000 | 8000 | 66.14 | 66.45 | 0.01 | 0.3
2025 | PJM_ROR_2_PJM_ROM | PJM_ROR | PJM_ROM | Internal | Summer | B10 | 1262 | 8000 | 5193.07 | 58.45 | 58.47 | 0.01 | 0
2025 | PJM_ROR_2_PJM_ROM | PJM_ROR | PJM_ROM | Internal | Winter | B16 | 25 | 8000 | 4600.14 | 87.03 | 87.04 | 0.01 | 0
2025 | PJM_ROR_2_PJM_ROM | PJM_ROR | PJM_ROM | Internal | Winter | B17 | 100 | 8000 | 4093.72 | 83.05 | 83.07 | 0.01 | 0
2025 | PJM_ROR_2_PJM_ROM | PJM_ROR | PJM_ROM | Internal | Winter | B18 | 400 | 8000 | 8000 | 74.68 | 74.81 | 0.01 | 0.12
2025 | PJM_ROR_2_PJM_ROM | PJM_ROR | PJM_ROM | Internal | Winter | B19 | 700 | 8000 | 8000 | 72.84 | 74.81 | 0.01 | 1.96
2025 | PJM_ROR_2_PJM_ROM | PJM_ROR | PJM_ROM | Internal | Winter | B20 | 935 | 8000 | 8000 | 63.49 | 65.04 | 0.01 | 1.53
2025 | PJM_ROR_2_TVA_Transmission | PJM_ROR | TVA_Transmission | Internal | Shoulder | B11 | 25 | 2500 | 1360.58 | 82.34 | 88.34 | 6 | 0
2025 | PJM_ROR_2_TVA_Transmission | PJM_ROR | TVA_Transmission | Internal | Shoulder | B12 | 200 | 2500 | 0 | 75.44 | 76.01 | 6 | 0
2025 | PJM_ROR_2_TVA_Transmission | PJM_ROR | TVA_Transmission | Internal | Shoulder | B13 | 600 | 2500 | 0 | 71.23 | 73.63 | 6 | 0
2025 | PJM_ROR_2_TVA_Transmission | PJM_ROR | TVA_Transmission | Internal | Shoulder | B14 | 900 | 2500 | 0 | 69.71 | 72.15 | 6 | 0
2025 | PJM_ROR_2_TVA_Transmission | PJM_ROR | TVA_Transmission | Internal | Shoulder | B15 | 1203 | 2500 | 2500 | 61.11 | 67.13 | 6 | 0.01
2025 | PJM_ROR_2_TVA_Transmission | PJM_ROR | TVA_Transmission | Internal | Summer | B1 | 10 | 2500 | 904.87 | 115.35 | 121.35 | 6 | 0
2025 | PJM_ROR_2_TVA_Transmission | PJM_ROR | TVA_Transmission | Internal | Summer | B2 | 25 | 2500 | 1849.92 | 112.44 | 118.44 | 6 | 0
2025 | PJM_ROR_2_TVA_Transmission | PJM_ROR | TVA_Transmission | Internal | Summer | B3 | 75 | 2500 | 1749.82 | 109.27 | 115.27 | 6 | 0
2025 | PJM_ROR_2_TVA_Transmission | PJM_ROR | TVA_Transmission | Internal | Summer | B4 | 100 | 2500 | 1061.86 | 109.27 | 115.27 | 6 | 0
2025 | PJM_ROR_2_TVA_Transmission | PJM_ROR | TVA_Transmission | Internal | Summer | B5 | 200 | 2500 | 665.47 | 103.06 | 109.06 | 6 | 0
2025 | PJM_ROR_2_TVA_Transmission | PJM_ROR | TVA_Transmission | Internal | Summer | B6 | 300 | 2500 | 2500 | 80.32 | 87.31 | 6 | 0.99
2025 | PJM_ROR_2_TVA_Transmission | PJM_ROR | TVA_Transmission | Internal | Summer | B7 | 400 | 2500 | 941.82 | 70.99 | 76.99 | 6 | 0
2025 | PJM_ROR_2_TVA_Transmission | PJM_ROR | TVA_Transmission | Internal | Summer | B8 | 500 | 2500 | 0 | 69.55 | 71.82 | 6 | 0
2025 | PJM_ROR_2_TVA_Transmission | PJM_ROR | TVA_Transmission | Internal | Summer | B9 | 800 | 2500 | 0 | 66.14 | 69.95 | 6 | 0
2025 | PJM_ROR_2_TVA_Transmission | PJM_ROR | TVA_Transmission | Internal | Summer | B10 | 1262 | 2500 | 0 | 58.45 | 63.57 | 6 | 0
2025 | PJM_ROR_2_TVA_Transmission | PJM_ROR | TVA_Transmission | Internal | Winter | B16 | 25 | 2500 | 0 | 87.03 | 88.34 | 6 | 0
2025 | PJM_ROR_2_TVA_Transmission | PJM_ROR | TVA_Transmission | Internal | Winter | B17 | 100 | 2500 | 0 | 83.05 | 80.67 | 6 | 0
2025 | PJM_ROR_2_TVA_Transmission | PJM_ROR | TVA_Transmission | Internal | Winter | B18 | 400 | 2500 | 0 | 74.68 | 76.5 | 6 | 0
2025 | PJM_ROR_2_TVA_Transmission | PJM_ROR | TVA_Transmission | Internal | Winter | B19 | 700 | 2500 | 0 | 72.84 | 74.85 | 6 | 0
2025 | PJM_ROR_2_TVA_Transmission | PJM_ROR | TVA_Transmission | Internal | Winter | B20 | 935 | 2500 | 85.63 | 63.49 | 69.49 | 6 | 0
2025 | PJM_ROR_2_VACAR | PJM_ROR | VACAR | Internal | Shoulder | B11 | 25 | 3000 | 3000 | 82.34 | 92.2 | 6 | 3.86
2025 | PJM_ROR_2_VACAR | PJM_ROR | VACAR | Internal | Shoulder | B12 | 200 | 3000 | 2699.46 | 75.44 | 81.44 | 6 | 0
2025 | PJM_ROR_2_VACAR | PJM_ROR | VACAR | Internal | Shoulder | B13 | 600 | 3000 | 1376.79 | 71.23 | 77.23 | 6 | 0
2025 | PJM_ROR_2_VACAR | PJM_ROR | VACAR | Internal | Shoulder | B14 | 900 | 3000 | 2617.96 | 69.71 | 75.71 | 6 | 0
2025 | PJM_ROR_2_VACAR | PJM_ROR | VACAR | Internal | Shoulder | B15 | 1203 | 3000 | 0 | 61.11 | 66.27 | 6 | 0
2025 | PJM_ROR_2_VACAR | PJM_ROR | VACAR | Internal | Summer | B1 | 10 | 3000 | 2753.41 | 115.35 | 121.35 | 6 | 0
2025 | PJM_ROR_2_VACAR | PJM_ROR | VACAR | Internal | Summer | B2 | 25 | 3000 | 3000 | 112.44 | 121.06 | 6 | 2.62
2025 | PJM_ROR_2_VACAR | PJM_ROR | VACAR | Internal | Summer | B3 | 75 | 3000 | 3000 | 109.27 | 121.06 | 6 | 5.79
2025 | PJM_ROR_2_VACAR | PJM_ROR | VACAR | Internal | Summer | B4 | 100 | 3000 | 3000 | 109.27 | 121.06 | 6 | 5.79
2025 | PJM_ROR_2_VACAR | PJM_ROR | VACAR | Internal | Summer | B5 | 200 | 3000 | 3000 | 103.06 | 111.06 | 6 | 2
2025 | PJM_ROR_2_VACAR | PJM_ROR | VACAR | Internal | Summer | B6 | 300 | 3000 | 3000 | 80.32 | 89.31 | 6 | 2.99
2025 | PJM_ROR_2_VACAR | PJM_ROR | VACAR | Internal | Summer | B7 | 400 | 3000 | 3000 | 70.99 | 85.99 | 6 | 9
2025 | PJM_ROR_2_VACAR | PJM_ROR | VACAR | Internal | Summer | B8 | 500 | 3000 | 2846.87 | 69.55 | 75.55 | 6 | 0
2025 | PJM_ROR_2_VACAR | PJM_ROR | VACAR | Internal | Summer | B9 | 800 | 3000 | 1290.64 | 66.14 | 72.14 | 6 | 0
2025 | PJM_ROR_2_VACAR | PJM_ROR | VACAR | Internal | Summer | B10 | 1262 | 3000 | 2663.97 | 58.45 | 64.45 | 6 | 0
2025 | PJM_ROR_2_VACAR | PJM_ROR | VACAR | Internal | Winter | B16 | 25 | 3000 | 3000 | 87.03 | 107.34 | 6 | 14.31
2025 | PJM_ROR_2_VACAR | PJM_ROR | VACAR | Internal | Winter | B17 | 100 | 3000 | 3000 | 83.05 | 89.31 | 6 | 0.25
2025 | PJM_ROR_2_VACAR | PJM_ROR | VACAR | Internal | Winter | B18 | 400 | 3000 | 3000 | 74.68 | 81.05 | 6 | 0.37
2025 | PJM_ROR_2_VACAR | PJM_ROR | VACAR | Internal | Winter | B19 | 700 | 3000 | 3000 | 72.84 | 79.94 | 6 | 1.1
2025 | PJM_ROR_2_VACAR | PJM_ROR | VACAR | Internal | Winter | B20 | 935 | 3000 | 3000 | 63.49 | 70.33 | 6 | 0.83
2025 | PJM_ROM_2_PJM_E | PJM_ROM | PJM_E | Internal | Shoulder | B11 | 25 | 8000 | 0 | 82.35 | 82.34 | 0.01 | 0
2025 | PJM_ROM_2_PJM_E | PJM_ROM | PJM_E | Internal | Shoulder | B12 | 200 | 8000 | 0 | 75.46 | 75.44 | 0.01 | 0
2025 | PJM_ROM_2_PJM_E | PJM_ROM | PJM_E | Internal | Shoulder | B13 | 600 | 8000 | 0 | 71.24 | 71.23 | 0.01 | 0
2025 | PJM_ROM_2_PJM_E | PJM_ROM | PJM_E | Internal | Shoulder | B14 | 900 | 8000 | 0 | 69.72 | 69.71 | 0.01 | 0
2025 | PJM_ROM_2_PJM_E | PJM_ROM | PJM_E | Internal | Shoulder | B15 | 1203 | 8000 | 0 | 61.13 | 61.11 | 0.01 | 0
2025 | PJM_ROM_2_PJM_E | PJM_ROM | PJM_E | Internal | Summer | B1 | 10 | 8000 | 856.15 | 152.33 | 152.35 | 0.01 | 0
2025 | PJM_ROM_2_PJM_E | PJM_ROM | PJM_E | Internal | Summer | B2 | 25 | 8000 | 1037.09 | 129.6 | 129.61 | 0.01 | 0
2025 | PJM_ROM_2_PJM_E | PJM_ROM | PJM_E | Internal | Summer | B3 | 75 | 8000 | 0 | 109.28 | 109.27 | 0.01 | 0
2025 | PJM_ROM_2_PJM_E | PJM_ROM | PJM_E | Internal | Summer | B4 | 100 | 8000 | 0 | 109.28 | 109.27 | 0.01 | 0
2025 | PJM_ROM_2_PJM_E | PJM_ROM | PJM_E | Internal | Summer | B5 | 200 | 8000 | 0 | 103.07 | 103.06 | 0.01 | 0
2025 | PJM_ROM_2_PJM_E | PJM_ROM | PJM_E | Internal | Summer | B6 | 300 | 8000 | 0 | 80.33 | 80.32 | 0.01 | 0
2025 | PJM_ROM_2_PJM_E | PJM_ROM | PJM_E | Internal | Summer | B7 | 400 | 8000 | 0 | 71 | 70.99 | 0.01 | 0
2025 | PJM_ROM_2_PJM_E | PJM_ROM | PJM_E | Internal | Summer | B8 | 500 | 8000 | 0 | 69.56 | 69.55 | 0.01 | 0
2025 | PJM_ROM_2_PJM_E | PJM_ROM | PJM_E | Internal | Summer | B9 | 800 | 8000 | 0 | 66.45 | 66.44 | 0.01 | 0
2025 | PJM_ROM_2_PJM_E | PJM_ROM | PJM_E | Internal | Summer | B10 | 1262 | 8000 | 0 | 58.47 | 58.45 | 0.01 | 0
2025 | PJM_ROM_2_PJM_E | PJM_ROM | PJM_E | Internal | Winter | B16 | 25 | 8000 | 0 | 87.04 | 87.03 | 0.01 | 0
2025 | PJM_ROM_2_PJM_E | PJM_ROM | PJM_E | Internal | Winter | B17 | 100 | 8000 | 0 | 83.07 | 83.05 | 0.01 | 0
2025 | PJM_ROM_2_PJM_E | PJM_ROM | PJM_E | Internal | Winter | B18 | 400 | 8000 | 332.6 | 74.81 | 74.82 | 0.01 | 0
2025 | PJM_ROM_2_PJM_E | PJM_ROM | PJM_E | Internal | Winter | B19 | 700 | 8000 | 937.75 | 74.81 | 74.82 | 0.01 | 0
2025 | PJM_ROM_2_PJM_E | PJM_ROM | PJM_E | Internal | Winter | B20 | 935 | 8000 | 1387.37 | 65.04 | 65.05 | 0.01 | 0
2025 | PJM_ROM_2_PJM_ROR | PJM_ROM | PJM_ROR | Internal | Shoulder | B11 | 25 | 8000 | 0 | 82.35 | 82.34 | 0.01 | 0
2025 | PJM_ROM_2_PJM_ROR | PJM_ROM | PJM_ROR | Internal | Shoulder | B12 | 200 | 8000 | 0 | 75.46 | 75.44 | 0.01 | 0
2025 | PJM_ROM_2_PJM_ROR | PJM_ROM | PJM_ROR | Internal | Shoulder | B13 | 600 | 8000 | 0 | 71.24 | 71.23 | 0.01 | 0
2025 | PJM_ROM_2_PJM_ROR | PJM_ROM | PJM_ROR | Internal | Shoulder | B14 | 900 | 8000 | 0 | 69.72 | 69.71 | 0.01 | 0
2025 | PJM_ROM_2_PJM_ROR | PJM_ROM | PJM_ROR | Internal | Shoulder | B15 | 1203 | 8000 | 0 | 61.13 | 61.11 | 0.01 | 0
2025 | PJM_ROM_2_PJM_ROR | PJM_ROM | PJM_ROR | Internal | Summer | B1 | 10 | 8000 | 0 | 152.33 | 115.35 | 0.01 | 0
2025 | PJM_ROM_2_PJM_ROR | PJM_ROM | PJM_ROR | Internal | Summer | B2 | 25 | 8000 | 0 | 129.6 | 112.44 | 0.01 | 0
2025 | PJM_ROM_2_PJM_ROR | PJM_ROM | PJM_ROR | Internal | Summer | B3 | 75 | 8000 | 0 | 109.28 | 109.27 | 0.01 | 0
2025 | PJM_ROM_2_PJM_ROR | PJM_ROM | PJM_ROR | Internal | Summer | B4 | 100 | 8000 | 0 | 109.28 | 109.27 | 0.01 | 0
2025 | PJM_ROM_2_PJM_ROR | PJM_ROM | PJM_ROR | Internal | Summer | B5 | 200 | 8000 | 0 | 103.07 | 103.06 | 0.01 | 0
2025 | PJM_ROM_2_PJM_ROR | PJM_ROM | PJM_ROR | Internal | Summer | B6 | 300 | 8000 | 0 | 80.33 | 80.32 | 0.01 | 0
2025 | PJM_ROM_2_PJM_ROR | PJM_ROM | PJM_ROR | Internal | Summer | B7 | 400 | 8000 | 0 | 71 | 70.99 | 0.01 | 0
2025 | PJM_ROM_2_PJM_ROR | PJM_ROM | PJM_ROR | Internal | Summer | B8 | 500 | 8000 | 0 | 69.56 | 69.55 | 0.01 | 0
2025 | PJM_ROM_2_PJM_ROR | PJM_ROM | PJM_ROR | Internal | Summer | B9 | 800 | 8000 | 0 | 66.45 | 66.14 | 0.01 | 0
2025 | PJM_ROM_2_PJM_ROR | PJM_ROM | PJM_ROR | Internal | Summer | B10 | 1262 | 8000 | 0 | 58.47 | 58.45 | 0.01 | 0
2025 | PJM_ROM_2_PJM_ROR | PJM_ROM | PJM_ROR | Internal | Winter | B16 | 25 | 8000 | 0 | 87.04 | 87.03 | 0.01 | 0
2025 | PJM_ROM_2_PJM_ROR | PJM_ROM | PJM_ROR | Internal | Winter | B17 | 100 | 8000 | 0 | 83.07 | 83.05 | 0.01 | 0
2025 | PJM_ROM_2_PJM_ROR | PJM_ROM | PJM_ROR | Internal | Winter | B18 | 400 | 8000 | 0 | 74.81 | 74.68 | 0.01 | 0
2025 | PJM_ROM_2_PJM_ROR | PJM_ROM | PJM_ROR | Internal | Winter | B19 | 700 | 8000 | 0 | 74.81 | 72.84 | 0.01 | 0
2025 | PJM_ROM_2_PJM_ROR | PJM_ROM | PJM_ROR | Internal | Winter | B20 | 935 | 8000 | 0 | 65.04 | 63.49 | 0.01 | 0
2025 | SOCO_2_ENT | SOCO | ENT | Internal | Shoulder | B11 | 25 | 2400 | 0 | 99.2 | 80.34 | 10 | 0
2025 | SOCO_2_ENT | SOCO | ENT | Internal | Shoulder | B12 | 200 | 2400 | 0 | 75.57 | 73.14 | 10 | 0
2025 | SOCO_2_ENT | SOCO | ENT | Internal | Shoulder | B13 | 600 | 2400 | 0 | 72.62 | 70.69 | 10 | 0
2025 | SOCO_2_ENT | SOCO | ENT | Internal | Shoulder | B14 | 900 | 2400 | 0 | 72.62 | 70.69 | 10 | 0
2025 | SOCO_2_ENT | SOCO | ENT | Internal | Shoulder | B15 | 1203 | 2400 | 0 | 72.62 | 67.13 | 10 | 0
2025 | SOCO_2_ENT | SOCO | ENT | Internal | Summer | B1 | 10 | 2400 | 0 | 128.35 | 117.69 | 10 | 0
2025 | SOCO_2_ENT | SOCO | ENT | Internal | Summer | B2 | 25 | 2400 | 0 | 123.44 | 115.44 | 10 | 0
2025 | SOCO_2_ENT | SOCO | ENT | Internal | Summer | B3 | 75 | 2400 | 0 | 120.44 | 112.44 | 10 | 0
2025 | SOCO_2_ENT | SOCO | ENT | Internal | Summer | B4 | 100 | 2400 | 0 | 118.06 | 110.06 | 10 | 0
2025 | SOCO_2_ENT | SOCO | ENT | Internal | Summer | B5 | 200 | 2400 | 0 | 118.06 | 110.06 | 10 | 0
2025 | SOCO_2_ENT | SOCO | ENT | Internal | Summer | B6 | 300 | 2400 | 0 | 96.31 | 87.31 | 10 | 0
2025 | SOCO_2_ENT | SOCO | ENT | Internal | Summer | B7 | 400 | 2400 | 0 | 85.99 | 76.36 | 10 | 0
2025 | SOCO_2_ENT | SOCO | ENT | Internal | Summer | B8 | 500 | 2400 | 0 | 80.16 | 72.16 | 10 | 0
2025 | SOCO_2_ENT | SOCO | ENT | Internal | Summer | B9 | 800 | 2400 | 0 | 71.22 | 69.95 | 10 | 0
2025 | SOCO_2_ENT | SOCO | ENT | Internal | Summer | B10 | 1262 | 2400 | 0 | 71.22 | 65.88 | 10 | 0
2025 | SOCO_2_ENT | SOCO | ENT | Internal | Winter | B16 | 25 | 2400 | 0 | 97.34 | 80.34 | 10 | 0
2025 | SOCO_2_ENT | SOCO | ENT | Internal | Winter | B17 | 100 | 2400 | 0 | 79.31 | 73.56 | 10 | 0
2025 | SOCO_2_ENT | SOCO | ENT | Internal | Winter | B18 | 400 | 2400 | 0 | 75.5 | 73.76 | 10 | 0
2025 | SOCO_2_ENT | SOCO | ENT | Internal | Winter | B19 | 700 | 2400 | 0 | 75.5 | 73.56 | 10 | 0
2025 | SOCO_2_ENT | SOCO | ENT | Internal | Winter | B20 | 935 | 2400 | 0 | 75.5 | 69.49 | 10 | 0
2025 | SOCO_2_FRCC | SOCO | FRCC | Internal | Shoulder | B11 | 25 | 3700 | 3700 | 99.2 | 113.14 | 10 | 3.94
2025 | SOCO_2_FRCC | SOCO | FRCC | Internal | Shoulder | B12 | 200 | 3700 | 0 | 75.57 | 81.24 | 10 | 0
2025 | SOCO_2_FRCC | SOCO | FRCC | Internal | Shoulder | B13 | 600 | 3700 | 0 | 72.62 | 79.35 | 10 | 0
2025 | SOCO_2_FRCC | SOCO | FRCC | Internal | Shoulder | B14 | 900 | 3700 | 0 | 72.62 | 77.85 | 10 | 0
2025 | SOCO_2_FRCC | SOCO | FRCC | Internal | Shoulder | B15 | 1203 | 3700 | 0 | 72.62 | 77.85 | 10 | 0
2025 | SOCO_2_FRCC | SOCO | FRCC | Internal | Summer | B1 | 10 | 3700 | 1559.07 | 128.35 | 138.35 | 10 | 0
2025 | SOCO_2_FRCC | SOCO | FRCC | Internal | Summer | B2 | 25 | 3700 | 0 | 123.44 | 125.11 | 10 | 0
2025 | SOCO_2_FRCC | SOCO | FRCC | Internal | Summer | B3 | 75 | 3700 | 0 | 120.44 | 125.11 | 10 | 0
2025 | SOCO_2_FRCC | SOCO | FRCC | Internal | Summer | B4 | 100 | 3700 | 0 | 118.06 | 125.11 | 10 | 0
2025 | SOCO_2_FRCC | SOCO | FRCC | Internal | Summer | B5 | 200 | 3700 | 0 | 118.06 | 125.11 | 10 | 0
2025 | SOCO_2_FRCC | SOCO | FRCC | Internal | Summer | B6 | 300 | 3700 | 1794.29 | 96.31 | 106.31 | 10 | 0
2025 | SOCO_2_FRCC | SOCO | FRCC | Internal | Summer | B7 | 400 | 3700 | 0 | 85.99 | 91.75 | 10 | 0
2025 | SOCO_2_FRCC | SOCO | FRCC | Internal | Summer | B8 | 500 | 3700 | 0 | 80.16 | 80.4 | 10 | 0
2025 | SOCO_2_FRCC | SOCO | FRCC | Internal | Summer | B9 | 800 | 3700 | 0 | 71.22 | 77.04 | 10 | 0
2025 | SOCO_2_FRCC | SOCO | FRCC | Internal | Summer | B10 | 1262 | 3700 | 0 | 71.22 | 77.04 | 10 | 0
2025 | SOCO_2_FRCC | SOCO | FRCC | Internal | Winter | B16 | 25 | 3700 | 2148.66 | 97.34 | 107.34 | 10 | 0
2025 | SOCO_2_FRCC | SOCO | FRCC | Internal | Winter | B17 | 100 | 3700 | 0 | 79.31 | 83.81 | 10 | 0
2025 | SOCO_2_FRCC | SOCO | FRCC | Internal | Winter | B18 | 400 | 3700 | 0 | 75.5 | 80.3 | 10 | 0
2025 | SOCO_2_FRCC | SOCO | FRCC | Internal | Winter | B19 | 700 | 3700 | 0 | 75.5 | 80.3 | 10 | 0
2025 | SOCO_2_FRCC | SOCO | FRCC | Internal | Winter | B20 | 935 | 3700 | 0 | 75.5 | 80.3 | 10 | 0
2025 | SOCO_2_TVA_Transmission | SOCO | TVA_Transmission | Internal | Shoulder | B11 | 25 | 2600 | 0 | 99.2 | 88.34 | 10 | 0
2025 | SOCO_2_TVA_Transmission | SOCO | TVA_Transmission | Internal | Shoulder | B12 | 200 | 2600 | 0 | 75.57 | 76.01 | 10 | 0
2025 | SOCO_2_TVA_Transmission | SOCO | TVA_Transmission | Internal | Shoulder | B13 | 600 | 2600 | 0 | 72.62 | 73.63 | 10 | 0
2025 | SOCO_2_TVA_Transmission | SOCO | TVA_Transmission | Internal | Shoulder | B14 | 900 | 2600 | 0 | 72.62 | 72.15 | 10 | 0
2025 | SOCO_2_TVA_Transmission | SOCO | TVA_Transmission | Internal | Shoulder | B15 | 1203 | 2600 | 0 | 72.62 | 67.13 | 10 | 0
2025 | SOCO_2_TVA_Transmission | SOCO | TVA_Transmission | Internal | Summer | B1 | 10 | 2600 | 0 | 128.35 | 121.35 | 10 | 0
2025 | SOCO_2_TVA_Transmission | SOCO | TVA_Transmission | Internal | Summer | B2 | 25 | 2600 | 0 | 123.44 | 118.44 | 10 | 0
2025 | SOCO_2_TVA_Transmission | SOCO | TVA_Transmission | Internal | Summer | B3 | 75 | 2600 | 0 | 120.44 | 115.27 | 10 | 0
2025 | SOCO_2_TVA_Transmission | SOCO | TVA_Transmission | Internal | Summer | B4 | 100 | 2600 | 0 | 118.06 | 115.27 | 10 | 0
2025 | SOCO_2_TVA_Transmission | SOCO | TVA_Transmission | Internal | Summer | B5 | 200 | 2600 | 0 | 118.06 | 109.06 | 10 | 0
2025 | SOCO_2_TVA_Transmission | SOCO | TVA_Transmission | Internal | Summer | B6 | 300 | 2600 | 0 | 96.31 | 87.31 | 10 | 0
2025 | SOCO_2_TVA_Transmission | SOCO | TVA_Transmission | Internal | Summer | B7 | 400 | 2600 | 0 | 85.99 | 76.99 | 10 | 0
2025 | SOCO_2_TVA_Transmission | SOCO | TVA_Transmission | Internal | Summer | B8 | 500 | 2600 | 0 | 80.16 | 71.82 | 10 | 0
2025 | SOCO_2_TVA_Transmission | SOCO | TVA_Transmission | Internal | Summer | B9 | 800 | 2600 | 0 | 71.22 | 69.95 | 10 | 0
2025 | SOCO_2_TVA_Transmission | SOCO | TVA_Transmission | Internal | Summer | B10 | 1262 | 2600 | 0 | 71.22 | 63.57 | 10 | 0
2025 | SOCO_2_TVA_Transmission | SOCO | TVA_Transmission | Internal | Winter | B16 | 25 | 2600 | 0 | 97.34 | 88.34 | 10 | 0
2025 | SOCO_2_TVA_Transmission | SOCO | TVA_Transmission | Internal | Winter | B17 | 100 | 2600 | 0 | 79.31 | 80.67 | 10 | 0
2025 | SOCO_2_TVA_Transmission | SOCO | TVA_Transmission | Internal | Winter | B18 | 400 | 2600 | 0 | 75.5 | 76.5 | 10 | 0
2025 | SOCO_2_TVA_Transmission | SOCO | TVA_Transmission | Internal | Winter | B19 | 700 | 2600 | 0 | 75.5 | 74.85 | 10 | 0
2025 | SOCO_2_TVA_Transmission | SOCO | TVA_Transmission | Internal | Winter | B20 | 935 | 2600 | 0 | 75.5 | 69.49 | 10 | 0
2025 | SOCO_2_VACAR | SOCO | VACAR | Internal | Shoulder | B11 | 25 | 2000 | 0 | 99.2 | 92.2 | 10 | 0
2025 | SOCO_2_VACAR | SOCO | VACAR | Internal | Shoulder | B12 | 200 | 2000 | 0 | 75.57 | 81.44 | 10 | 0
2025 | SOCO_2_VACAR | SOCO | VACAR | Internal | Shoulder | B13 | 600 | 2000 | 0 | 72.62 | 77.23 | 10 | 0
2025 | SOCO_2_VACAR | SOCO | VACAR | Internal | Shoulder | B14 | 900 | 2000 | 0 | 72.62 | 75.71 | 10 | 0
2025 | SOCO_2_VACAR | SOCO | VACAR | Internal | Shoulder | B15 | 1203 | 2000 | 0 | 72.62 | 66.27 | 10 | 0
2025 | SOCO_2_VACAR | SOCO | VACAR | Internal | Summer | B1 | 10 | 2000 | 0 | 128.35 | 121.35 | 10 | 0
2025 | SOCO_2_VACAR | SOCO | VACAR | Internal | Summer | B2 | 25 | 2000 | 0 | 123.44 | 121.06 | 10 | 0
2025 | SOCO_2_VACAR | SOCO | VACAR | Internal | Summer | B3 | 75 | 2000 | 0 | 120.44 | 121.06 | 10 | 0
2025 | SOCO_2_VACAR | SOCO | VACAR | Internal | Summer | B4 | 100 | 2000 | 0 | 118.06 | 121.06 | 10 | 0
2025 | SOCO_2_VACAR | SOCO | VACAR | Internal | Summer | B5 | 200 | 2000 | 0 | 118.06 | 111.06 | 10 | 0
2025 | SOCO_2_VACAR | SOCO | VACAR | Internal | Summer | B6 | 300 | 2000 | 0 | 96.31 | 89.31 | 10 | 0
2025 | SOCO_2_VACAR | SOCO | VACAR | Internal | Summer | B7 | 400 | 2000 | 0 | 85.99 | 85.99 | 10 | 0
2025 | SOCO_2_VACAR | SOCO | VACAR | Internal | Summer | B8 | 500 | 2000 | 0 | 80.16 | 75.55 | 10 | 0
2025 | SOCO_2_VACAR | SOCO | VACAR | Internal | Summer | B9 | 800 | 2000 | 0 | 71.22 | 72.14 | 10 | 0
2025 | SOCO_2_VACAR | SOCO | VACAR | Internal | Summer | B10 | 1262 | 2000 | 0 | 71.22 | 64.45 | 10 | 0
2025 | SOCO_2_VACAR | SOCO | VACAR | Internal | Winter | B16 | 25 | 2000 | 455.8 | 97.34 | 107.34 | 10 | 0
2025 | SOCO_2_VACAR | SOCO | VACAR | Internal | Winter | B17 | 100 | 2000 | 1953.55 | 79.31 | 89.31 | 10 | 0
2025 | SOCO_2_VACAR | SOCO | VACAR | Internal | Winter | B18 | 400 | 2000 | 0 | 75.5 | 81.05 | 10 | 0
2025 | SOCO_2_VACAR | SOCO | VACAR | Internal | Winter | B19 | 700 | 2000 | 0 | 75.5 | 79.94 | 10 | 0
2025 | SOCO_2_VACAR | SOCO | VACAR | Internal | Winter | B20 | 935 | 2000 | 0 | 75.5 | 70.33 | 10 | 0
2025 | SPP_N_2_ENT | SPP_N | ENT | Internal | Shoulder | B11 | 25 | 1800 | 992.44 | 75.34 | 80.34 | 5 | 0
2025 | SPP_N_2_ENT | SPP_N | ENT | Internal | Shoulder | B12 | 200 | 1800 | 446.83 | 68.14 | 73.14 | 5 | 0
2025 | SPP_N_2_ENT | SPP_N | ENT | Internal | Shoulder | B13 | 600 | 1800 | 1800 | 65.68 | 70.69 | 5 | 0.01
2025 | SPP_N_2_ENT | SPP_N | ENT | Internal | Shoulder | B14 | 900 | 1800 | 1800 | 61.7 | 70.69 | 5 | 3.99
2025 | SPP_N_2_ENT | SPP_N | ENT | Internal | Shoulder | B15 | 1203 | 1800 | 1800 | 61.7 | 67.13 | 5 | 0.43
2025 | SPP_N_2_ENT | SPP_N | ENT | Internal | Summer | B1 | 10 | 1800 | 290.1 | 112.69 | 117.69 | 5 | 0
2025 | SPP_N_2_ENT | SPP_N | ENT | Internal | Summer | B2 | 25 | 1800 | 413.65 | 110.44 | 115.44 | 5 | 0
2025 | SPP_N_2_ENT | SPP_N | ENT | Internal | Summer | B3 | 75 | 1800 | 0 | 113.57 | 112.44 | 5 | 0
2025 | SPP_N_2_ENT | SPP_N | ENT | Internal | Summer | B4 | 100 | 1800 | 0 | 108.83 | 110.06 | 5 | 0
2025 | SPP_N_2_ENT | SPP_N | ENT | Internal | Summer | B5 | 200 | 1800 | 592.07 | 105.06 | 110.06 | 5 | 0
2025 | SPP_N_2_ENT | SPP_N | ENT | Internal | Summer | B6 | 300 | 1800 | 58.98 | 82.31 | 87.31 | 5 | 0
2025 | SPP_N_2_ENT | SPP_N | ENT | Internal | Summer | B7 | 400 | 1800 | 0 | 72.3 | 76.36 | 5 | 0
2025 | SPP_N_2_ENT | SPP_N | ENT | Internal | Summer | B8 | 500 | 1800 | 0 | 69.09 | 72.16 | 5 | 0
2025 | SPP_N_2_ENT | SPP_N | ENT | Internal | Summer | B9 | 800 | 1800 | 0 | 68.94 | 69.95 | 5 | 0
2025 | SPP_N_2_ENT | SPP_N | ENT | Internal | Summer | B10 | 1262 | 1800 | 1800 | 60.36 | 65.88 | 5 | 0.52
2025 | SPP_N_2_ENT | SPP_N | ENT | Internal | Winter | B16 | 25 | 1800 | 1800 | 73.56 | 80.34 | 5 | 1.78
2025 | SPP_N_2_ENT | SPP_N | ENT | Internal | Winter | B17 | 100 | 1800 | 1800 | 68.12 | 73.56 | 5 | 0.44
2025 | SPP_N_2_ENT | SPP_N | ENT | Internal | Winter | B18 | 400 | 1800 | 1307.35 | 68.76 | 73.76 | 5 | 0
2025 | SPP_N_2_ENT | SPP_N | ENT | Internal | Winter | B19 | 700 | 1800 | 1800 | 65.11 | 73.56 | 5 | 3.45
2025 | SPP_N_2_ENT | SPP_N | ENT | Internal | Winter | B20 | 935 | 1800 | 1800 | 64.3 | 69.49 | 5 | 0.19
2025 | SPP_N_2_MISO_MO-IL | SPP_N | MISO_MO-IL | Internal | Shoulder | B11 | 25 | 2000 | 142.28 | 75.34 | 80.34 | 5 | 0
2025 | SPP_N_2_MISO_MO-IL | SPP_N | MISO_MO-IL | Internal | Shoulder | B12 | 200 | 2000 | 0 | 68.14 | 68.68 | 5 | 0
2025 | SPP_N_2_MISO_MO-IL | SPP_N | MISO_MO-IL | Internal | Shoulder | B13 | 600 | 2000 | 0 | 65.68 | 67.37 | 5 | 0
2025 | SPP_N_2_MISO_MO-IL | SPP_N | MISO_MO-IL | Internal | Shoulder | B14 | 900 | 2000 | 0 | 61.7 | 64.15 | 5 | 0
2025 | SPP_N_2_MISO_MO-IL | SPP_N | MISO_MO-IL | Internal | Shoulder | B15 | 1203 | 2000 | 0 | 61.7 | 59.13 | 5 | 0
2025 | SPP_N_2_MISO_MO-IL | SPP_N | MISO_MO-IL | Internal | Summer | B1 | 10 | 2000 | 0 | 112.69 | 113.35 | 5 | 0
2025 | SPP_N_2_MISO_MO-IL | SPP_N | MISO_MO-IL | Internal | Summer | B2 | 25 | 2000 | 0 | 110.44 | 110.44 | 5 | 0
2025 | SPP_N_2_MISO_MO-IL | SPP_N | MISO_MO-IL | Internal | Summer | B3 | 75 | 2000 | 0 | 113.57 | 109.53 | 5 | 0
2025 | SPP_N_2_MISO_MO-IL | SPP_N | MISO_MO-IL | Internal | Summer | B4 | 100 | 2000 | 0 | 108.83 | 108.83 | 5 | 0
2025 | SPP_N_2_MISO_MO-IL | SPP_N | MISO_MO-IL | Internal | Summer | B5 | 200 | 2000 | 0 | 105.06 | 103.12 | 5 | 0
2025 | SPP_N_2_MISO_MO-IL | SPP_N | MISO_MO-IL | Internal | Summer | B6 | 300 | 2000 | 0 | 82.31 | 79.31 | 5 | 0
2025 | SPP_N_2_MISO_MO-IL | SPP_N | MISO_MO-IL | Internal | Summer | B7 | 400 | 2000 | 0 | 72.3 | 68.99 | 5 | 0
2025 | SPP_N_2_MISO_MO-IL | SPP_N | MISO_MO-IL | Internal | Summer | B8 | 500 | 2000 | 0 | 69.09 | 64.16 | 5 | 0
2025 | SPP_N_2_MISO_MO-IL | SPP_N | MISO_MO-IL | Internal | Summer | B9 | 800 | 2000 | 0 | 68.94 | 61.95 | 5 | 0
2025 | SPP_N_2_MISO_MO-IL | SPP_N | MISO_MO-IL | Internal | Summer | B10 | 1262 | 2000 | 0 | 60.36 | 57.88 | 5 | 0
2025 | SPP_N_2_MISO_MO-IL | SPP_N | MISO_MO-IL | Internal | Winter | B16 | 25 | 2000 | 2000 | 73.56 | 80.34 | 5 | 1.78
2025 | SPP_N_2_MISO_MO-IL | SPP_N | MISO_MO-IL | Internal | Winter | B17 | 100 | 2000 | 522.67 | 68.12 | 73.12 | 5 | 0
2025 | SPP_N_2_MISO_MO-IL | SPP_N | MISO_MO-IL | Internal | Winter | B18 | 400 | 2000 | 0 | 68.76 | 69.98 | 5 | 0
2025 | SPP_N_2_MISO_MO-IL | SPP_N | MISO_MO-IL | Internal | Winter | B19 | 700 | 2000 | 0 | 65.11 | 66.85 | 5 | 0
2025 | SPP_N_2_MISO_MO-IL | SPP_N | MISO_MO-IL | Internal | Winter | B20 | 935 | 2000 | 0 | 64.3 | 61.49 | 5 | 0
2025 | SPP_N_2_MISO_W | SPP_N | MISO_W | Internal | Shoulder | B11 | 25 | 750 | 0 | 75.34 | 75.33 | 5 | 0
2025 | SPP_N_2_MISO_W | SPP_N | MISO_W | Internal | Shoulder | B12 | 200 | 750 | 0 | 68.14 | 67.39 | 5 | 0
2025 | SPP_N_2_MISO_W | SPP_N | MISO_W | Internal | Shoulder | B13 | 600 | 750 | 0 | 65.68 | 63.29 | 5 | 0
2025 | SPP_N_2_MISO_W | SPP_N | MISO_W | Internal | Shoulder | B14 | 900 | 750 | 0 | 61.7 | 56.3 | 5 | 0
2025 | SPP_N_2_MISO_W | SPP_N | MISO_W | Internal | Shoulder | B15 | 1203 | 750 | 0 | 61.7 | 54.7 | 5 | 0
2025 | SPP_N_2_MISO_W | SPP_N | MISO_W | Internal | Summer | B1 | 10 | 750 | 0 | 112.69 | 113.34 | 5 | 0
2025 | SPP_N_2_MISO_W | SPP_N | MISO_W | Internal | Summer | B2 | 25 | 750 | 0 | 110.44 | 110.43 | 5 | 0
2025 | SPP_N_2_MISO_W | SPP_N | MISO_W | Internal | Summer | B3 | 75 | 750 | 0 | 113.57 | 110.43 | 5 | 0
2025 | SPP_N_2_MISO_W | SPP_N | MISO_W | Internal | Summer | B4 | 100 | 750 | 0 | 108.83 | 108.82 | 5 | 0
2025 | SPP_N_2_MISO_W | SPP_N | MISO_W | Internal | Summer | B5 | 200 | 750 | 0 | 105.06 | 103.13 | 5 | 0
2025 | SPP_N_2_MISO_W | SPP_N | MISO_W | Internal | Summer | B6 | 300 | 750 | 0 | 82.31 | 79.3 | 5 | 0
2025 | SPP_N_2_MISO_W | SPP_N | MISO_W | Internal | Summer | B7 | 400 | 750 | 0 | 72.3 | 68.98 | 5 | 0
2025 | SPP_N_2_MISO_W | SPP_N | MISO_W | Internal | Summer | B8 | 500 | 750 | 0 | 69.09 | 64.15 | 5 | 0
2025 | SPP_N_2_MISO_W | SPP_N | MISO_W | Internal | Summer | B9 | 800 | 750 | 0 | 68.94 | 61.94 | 5 | 0
2025 | SPP_N_2_MISO_W | SPP_N | MISO_W | Internal | Summer | B10 | 1262 | 750 | 0 | 60.36 | 56.45 | 5 | 0
2025 | SPP_N_2_MISO_W | SPP_N | MISO_W | Internal | Winter | B16 | 25 | 750 | 0 | 73.56 | 61.1 | 5 | 0
2025 | SPP_N_2_MISO_W | SPP_N | MISO_W | Internal | Winter | B17 | 100 | 750 | 0 | 68.12 | 61.12 | 5 | 0
2025 | SPP_N_2_MISO_W | SPP_N | MISO_W | Internal | Winter | B18 | 400 | 750 | 0 | 68.76 | 63.55 | 5 | 0
2025 | SPP_N_2_MISO_W | SPP_N | MISO_W | Internal | Winter | B19 | 700 | 750 | 0 | 65.11 | 63.55 | 5 | 0
2025 | SPP_N_2_MISO_W | SPP_N | MISO_W | Internal | Winter | B20 | 935 | 750 | 0 | 64.3 | 58.61 | 5 | 0
2025 | SPP_N_2_NE | SPP_N | NE | Internal | Shoulder | B11 | 25 | 332 | 0 | 75.34 | 75.33 | 0.01 | 0
2025 | SPP_N_2_NE | SPP_N | NE | Internal | Shoulder | B12 | 200 | 332 | 0 | 68.14 | 67.39 | 0.01 | 0
2025 | SPP_N_2_NE | SPP_N | NE | Internal | Shoulder | B13 | 600 | 332 | 0 | 65.68 | 63.29 | 0.01 | 0
2025 | SPP_N_2_NE | SPP_N | NE | Internal | Shoulder | B14 | 900 | 332 | 0 | 61.7 | 60.92 | 0.01 | 0
2025 | SPP_N_2_NE | SPP_N | NE | Internal | Shoulder | B15 | 1203 | 332 | 0 | 61.7 | 60.1 | 0.01 | 0
2025 | SPP_N_2_NE | SPP_N | NE | Internal | Summer | B1 | 10 | 332 | 332 | 112.69 | 113.34 | 0.01 | 0.64
2025 | SPP_N_2_NE | SPP_N | NE | Internal | Summer | B2 | 25 | 332 | 0 | 110.44 | 110.43 | 0.01 | 0
2025 | SPP_N_2_NE | SPP_N | NE | Internal | Summer | B3 | 75 | 332 | 0 | 113.57 | 113.56 | 0.01 | 0
2025 | SPP_N_2_NE | SPP_N | NE | Internal | Summer | B4 | 100 | 332 | 0 | 108.83 | 108.82 | 0.01 | 0
2025 | SPP_N_2_NE | SPP_N | NE | Internal | Summer | B5 | 200 | 332 | 0 | 105.06 | 103.13 | 0.01 | 0
2025 | SPP_N_2_NE | SPP_N | NE | Internal | Summer | B6 | 300 | 332 | 0 | 82.31 | 79.58 | 0.01 | 0
2025 | SPP_N_2_NE | SPP_N | NE | Internal | Summer | B7 | 400 | 332 | 0 | 72.3 | 71.93 | 0.01 | 0
2025 | SPP_N_2_NE | SPP_N | NE | Internal | Summer | B8 | 500 | 332 | 0 | 69.09 | 64.15 | 0.01 | 0
2025 | SPP_N_2_NE | SPP_N | NE | Internal | Summer | B9 | 800 | 332 | 0 | 68.94 | 63.91 | 0.01 | 0
2025 | SPP_N_2_NE | SPP_N | NE | Internal | Summer | B10 | 1262 | 332 | 0 | 60.36 | 59.49 | 0.01 | 0
2025 | SPP_N_2_NE | SPP_N | NE | Internal | Winter | B16 | 25 | 332 | 0 | 73.56 | 61.49 | 0.01 | 0
2025 | SPP_N_2_NE | SPP_N | NE | Internal | Winter | B17 | 100 | 332 | 0 | 68.12 | 61.49 | 0.01 | 0
2025 | SPP_N_2_NE | SPP_N | NE | Internal | Winter | B18 | 400 | 332 | 0 | 68.76 | 63.55 | 0.01 | 0
2025 | SPP_N_2_NE | SPP_N | NE | Internal | Winter | B19 | 700 | 332 | 0 | 65.11 | 63.55 | 0.01 | 0
2025 | SPP_N_2_NE | SPP_N | NE | Internal | Winter | B20 | 935 | 332 | 0 | 64.3 | 59.39 | 0.01 | 0
2025 | SPP_N_2_SPP_S | SPP_N | SPP_S | Internal | Shoulder | B11 | 25 | 4000 | 0 | 75.34 | 73.95 | 0.01 | 0
2025 | SPP_N_2_SPP_S | SPP_N | SPP_S | Internal | Shoulder | B12 | 200 | 4000 | 1959.83 | 68.14 | 68.15 | 0.01 | 0
2025 | SPP_N_2_SPP_S | SPP_N | SPP_S | Internal | Shoulder | B13 | 600 | 4000 | 1141.83 | 65.68 | 65.69 | 0.01 | 0
2025 | SPP_N_2_SPP_S | SPP_N | SPP_S | Internal | Shoulder | B14 | 900 | 4000 | 0 | 61.7 | 61.37 | 0.01 | 0
2025 | SPP_N_2_SPP_S | SPP_N | SPP_S | Internal | Shoulder | B15 | 1203 | 4000 | 0 | 61.7 | 61.37 | 0.01 | 0
2025 | SPP_N_2_SPP_S | SPP_N | SPP_S | Internal | Summer | B1 | 10 | 4000 | 0 | 112.69 | 72.32 | 0.01 | 0
2025 | SPP_N_2_SPP_S | SPP_N | SPP_S | Internal | Summer | B2 | 25 | 4000 | 0 | 110.44 | 100.23 | 0.01 | 0
2025 | SPP_N_2_SPP_S | SPP_N | SPP_S | Internal | Summer | B3 | 75 | 4000 | 0 | 113.57 | 100.23 | 0.01 | 0
2025 | SPP_N_2_SPP_S | SPP_N | SPP_S | Internal | Summer | B4 | 100 | 4000 | 0 | 108.83 | 100.23 | 0.01 | 0
2025 | SPP_N_2_SPP_S | SPP_N | SPP_S | Internal | Summer | B5 | 200 | 4000 | 0 | 105.06 | 98.64 | 0.01 | 0
2025 | SPP_N_2_SPP_S | SPP_N | SPP_S | Internal | Summer | B6 | 300 | 4000 | 403.28 | 82.31 | 82.32 | 0.01 | 0
2025 | SPP_N_2_SPP_S | SPP_N | SPP_S | Internal | Summer | B7 | 400 | 4000 | 1106.99 | 72.3 | 72.32 | 0.01 | 0
2025 | SPP_N_2_SPP_S | SPP_N | SPP_S | Internal | Summer | B8 | 500 | 4000 | 1046.11 | 69.09 | 69.11 | 0.01 | 0
2025 | SPP_N_2_SPP_S | SPP_N | SPP_S | Internal | Summer | B9 | 800 | 4000 | 3772.13 | 68.94 | 68.95 | 0.01 | 0
2025 | SPP_N_2_SPP_S | SPP_N | SPP_S | Internal | Summer | B10 | 1262 | 4000 | 1933.84 | 60.36 | 60.37 | 0.01 | 0
2025 | SPP_N_2_SPP_S | SPP_N | SPP_S | Internal | Winter | B16 | 25 | 4000 | 0 | 73.56 | 73.55 | 0.01 | 0
2025 | SPP_N_2_SPP_S | SPP_N | SPP_S | Internal | Winter | B17 | 100 | 4000 | 1423.54 | 68.12 | 68.13 | 0.01 | 0
2025 | SPP_N_2_SPP_S | SPP_N | SPP_S | Internal | Winter | B18 | 400 | 4000 | 64.98 | 68.76 | 68.78 | 0.01 | 0
2025 | SPP_N_2_SPP_S | SPP_N | SPP_S | Internal | Winter | B19 | 700 | 4000 | 338.3 | 65.11 | 65.12 | 0.01 | 0
2025 | SPP_N_2_SPP_S | SPP_N | SPP_S | Internal | Winter | B20 | 935 | 4000 | 0 | 64.3 | 63.96 | 0.01 | 0
2025 | SPP_S_2_ENT | SPP_S | ENT | Internal | Shoulder | B11 | 25 | 850 | 850 | 73.95 | 80.34 | 5 | 1.39
2025 | SPP_S_2_ENT | SPP_S | ENT | Internal | Shoulder | B12 | 200 | 850 | 0 | 68.15 | 73.14 | 5 | 0
2025 | SPP_S_2_ENT | SPP_S | ENT | Internal | Shoulder | B13 | 600 | 850 | 217.22 | 65.69 | 70.69 | 5 | 0
2025 | SPP_S_2_ENT | SPP_S | ENT | Internal | Shoulder | B14 | 900 | 850 | 850 | 61.37 | 70.69 | 5 | 4.32
2025 | SPP_S_2_ENT | SPP_S | ENT | Internal | Shoulder | B15 | 1203 | 850 | 850 | 61.37 | 67.13 | 5 | 0.76
2025 | SPP_S_2_ENT | SPP_S | ENT | Internal | Summer | B1 | 10 | 850 | 850 | 72.32 | 117.69 | 5 | 40.37
2025 | SPP_S_2_ENT | SPP_S | ENT | Internal | Summer | B2 | 25 | 850 | 850 | 100.23 | 115.44 | 5 | 10.21
2025 | SPP_S_2_ENT | SPP_S | ENT | Internal | Summer | B3 | 75 | 850 | 850 | 100.23 | 112.44 | 5 | 7.21
2025 | SPP_S_2_ENT | SPP_S | ENT | Internal | Summer | B4 | 100 | 850 | 850 | 100.23 | 110.06 | 5 | 4.83
2025 | SPP_S_2_ENT | SPP_S | ENT | Internal | Summer | B5 | 200 | 850 | 850 | 98.64 | 110.06 | 5 | 6.42
2025 | SPP_S_2_ENT | SPP_S | ENT | Internal | Summer | B6 | 300 | 850 | 0 | 82.32 | 87.31 | 5 | 0
2025 | SPP_S_2_ENT | SPP_S | ENT | Internal | Summer | B7 | 400 | 850 | 0 | 72.32 | 76.36 | 5 | 0
2025 | SPP_S_2_ENT | SPP_S | ENT | Internal | Summer | B8 | 500 | 850 | 0 | 69.11 | 72.16 | 5 | 0
2025 | SPP_S_2_ENT | SPP_S | ENT | Internal | Summer | B9 | 800 | 850 | 0 | 68.95 | 69.95 | 5 | 0
2025 | SPP_S_2_ENT | SPP_S | ENT | Internal | Summer | B10 | 1262 | 850 | 850 | 60.37 | 65.88 | 5 | 0.51
2025 | SPP_S_2_ENT | SPP_S | ENT | Internal | Winter | B16 | 25 | 850 | 850 | 73.55 | 80.34 | 5 | 1.79
2025 | SPP_S_2_ENT | SPP_S | ENT | Internal | Winter | B17 | 100 | 850 | 850 | 68.13 | 73.56 | 5 | 0.43
2025 | SPP_S_2_ENT | SPP_S | ENT | Internal | Winter | B18 | 400 | 850 | 0 | 68.78 | 73.76 | 5 | 0
2025 | SPP_S_2_ENT | SPP_S | ENT | Internal | Winter | B19 | 700 | 850 | 850 | 65.12 | 73.56 | 5 | 3.44
2025 | SPP_S_2_ENT | SPP_S | ENT | Internal | Winter | B20 | 935 | 850 | 850 | 63.96 | 69.49 | 5 | 0.53
2025 | SPP_S_2_SPP_N | SPP_S | SPP_N | Internal | Shoulder | B11 | 25 | 640 | 640 | 73.95 | 75.34 | 0.01 | 1.38
2025 | SPP_S_2_SPP_N | SPP_S | SPP_N | Internal | Shoulder | B12 | 200 | 640 | 0 | 68.15 | 68.14 | 0.01 | 0
2025 | SPP_S_2_SPP_N | SPP_S | SPP_N | Internal | Shoulder | B13 | 600 | 640 | 0 | 65.69 | 65.68 | 0.01 | 0
2025 | SPP_S_2_SPP_N | SPP_S | SPP_N | Internal | Shoulder | B14 | 900 | 640 | 640 | 61.37 | 61.7 | 0.01 | 0.32
2025 | SPP_S_2_SPP_N | SPP_S | SPP_N | Internal | Shoulder | B15 | 1203 | 640 | 640 | 61.37 | 61.7 | 0.01 | 0.32
2025 | SPP_S_2_SPP_N | SPP_S | SPP_N | Internal | Summer | B1 | 10 | 640 | 640 | 72.32 | 112.69 | 0.01 | 40.36
2025 | SPP_S_2_SPP_N | SPP_S | SPP_N | Internal | Summer | B2 | 25 | 640 | 640 | 100.23 | 110.44 | 0.01 | 10.2
2025 | SPP_S_2_SPP_N | SPP_S | SPP_N | Internal | Summer | B3 | 75 | 640 | 640 | 100.23 | 113.57 | 0.01 | 13.33
2025 | SPP_S_2_SPP_N | SPP_S | SPP_N | Internal | Summer | B4 | 100 | 640 | 640 | 100.23 | 108.83 | 0.01 | 8.59
2025 | SPP_S_2_SPP_N | SPP_S | SPP_N | Internal | Summer | B5 | 200 | 640 | 640 | 98.64 | 105.06 | 0.01 | 6.41
2025 | SPP_S_2_SPP_N | SPP_S | SPP_N | Internal | Summer | B6 | 300 | 640 | 0 | 82.32 | 82.31 | 0.01 | 0
2025 | SPP_S_2_SPP_N | SPP_S | SPP_N | Internal | Summer | B7 | 400 | 640 | 0 | 72.32 | 72.3 | 0.01 | 0
2025 | SPP_S_2_SPP_N | SPP_S | SPP_N | Internal | Summer | B8 | 500 | 640 | 0 | 69.11 | 69.09 | 0.01 | 0
2025 | SPP_S_2_SPP_N | SPP_S | SPP_N | Internal | Summer | B9 | 800 | 640 | 0 | 68.95 | 68.94 | 0.01 | 0
2025 | SPP_S_2_SPP_N | SPP_S | SPP_N | Internal | Summer | B10 | 1262 | 640 | 0 | 60.37 | 60.36 | 0.01 | 0
2025 | SPP_S_2_SPP_N | SPP_S | SPP_N | Internal | Winter | B16 | 25 | 640 | 174.75 | 73.55 | 73.56 | 0.01 | 0
2025 | SPP_S_2_SPP_N | SPP_S | SPP_N | Internal | Winter | B17 | 100 | 640 | 0 | 68.13 | 68.12 | 0.01 | 0
2025 | SPP_S_2_SPP_N | SPP_S | SPP_N | Internal | Winter | B18 | 400 | 640 | 0 | 68.78 | 68.76 | 0.01 | 0
2025 | SPP_S_2_SPP_N | SPP_S | SPP_N | Internal | Winter | B19 | 700 | 640 | 0 | 65.12 | 65.11 | 0.01 | 0
2025 | SPP_S_2_SPP_N | SPP_S | SPP_N | Internal | Winter | B20 | 935 | 640 | 640 | 63.96 | 64.3 | 0.01 | 0.33
2025 | TVA_2_ENT | TVA | ENT | Internal | Shoulder | B11 | 25 | 500 | 0 | 88.35 | 80.34 | 9 | 0
2025 | TVA_2_ENT | TVA | ENT | Internal | Shoulder | B12 | 200 | 500 | 0 | 75.3 | 73.14 | 9 | 0
2025 | TVA_2_ENT | TVA | ENT | Internal | Shoulder | B13 | 600 | 500 | 0 | 72.16 | 70.69 | 9 | 0
2025 | TVA_2_ENT | TVA | ENT | Internal | Shoulder | B14 | 900 | 500 | 0 | 72.16 | 70.69 | 9 | 0
2025 | TVA_2_ENT | TVA | ENT | Internal | Shoulder | B15 | 1203 | 500 | 0 | 67.14 | 67.13 | 9 | 0
2025 | TVA_2_ENT | TVA | ENT | Internal | Summer | B1 | 10 | 500 | 0 | 121.36 | 117.69 | 9 | 0
2025 | TVA_2_ENT | TVA | ENT | Internal | Summer | B2 | 25 | 500 | 0 | 118.45 | 115.44 | 9 | 0
2025 | TVA_2_ENT | TVA | ENT | Internal | Summer | B3 | 75 | 500 | 0 | 115.28 | 112.44 | 9 | 0
2025 | TVA_2_ENT | TVA | ENT | Internal | Summer | B4 | 100 | 500 | 0 | 115.28 | 110.06 | 9 | 0
2025 | TVA_2_ENT | TVA | ENT | Internal | Summer | B5 | 200 | 500 | 0 | 102.06 | 110.06 | 9 | 0
2025 | TVA_2_ENT | TVA | ENT | Internal | Summer | B6 | 300 | 500 | 0 | 80.82 | 87.31 | 9 | 0
2025 | TVA_2_ENT | TVA | ENT | Internal | Summer | B7 | 400 | 500 | 0 | 73.87 | 76.36 | 9 | 0
2025 | TVA_2_ENT | TVA | ENT | Internal | Summer | B8 | 500 | 500 | 0 | 71.16 | 72.16 | 9 | 0
2025 | TVA_2_ENT | TVA | ENT | Internal | Summer | B9 | 800 | 500 | 0 | 69.96 | 69.95 | 9 | 0
2025 | TVA_2_ENT | TVA | ENT | Internal | Summer | B10 | 1262 | 500 | 0 | 62.22 | 65.88 | 9 | 0
2025 | TVA_2_ENT | TVA | ENT | Internal | Winter | B16 | 25 | 500 | 0 | 88.35 | 80.34 | 9 | 0
2025 | TVA_2_ENT | TVA | ENT | Internal | Winter | B17 | 100 | 500 | 0 | 78.3 | 73.56 | 9 | 0
2025 | TVA_2_ENT | TVA | ENT | Internal | Winter | B18 | 400 | 500 | 0 | 75.03 | 73.76 | 9 | 0
2025 | TVA_2_ENT | TVA | ENT | Internal | Winter | B19 | 700 | 500 | 0 | 74.86 | 73.56 | 9 | 0
2025 | TVA_2_ENT | TVA | ENT | Internal | Winter | B20 | 935 | 500 | 0 | 69.5 | 69.49 | 9 | 0
2025 | TVA_2_MISO_MO-IL | TVA | MISO_MO-IL | Internal | Shoulder | B11 | 25 | 50 | 0 | 88.35 | 80.34 | 9 | 0
2025 | TVA_2_MISO_MO-IL | TVA | MISO_MO-IL | Internal | Shoulder | B12 | 200 | 50 | 0 | 75.3 | 68.68 | 9 | 0
2025 | TVA_2_MISO_MO-IL | TVA | MISO_MO-IL | Internal | Shoulder | B13 | 600 | 50 | 0 | 72.16 | 67.37 | 9 | 0
2025 | TVA_2_MISO_MO-IL | TVA | MISO_MO-IL | Internal | Shoulder | B14 | 900 | 50 | 0 | 72.16 | 64.15 | 9 | 0
2025 | TVA_2_MISO_MO-IL | TVA | MISO_MO-IL | Internal | Shoulder | B15 | 1203 | 50 | 0 | 67.14 | 59.13 | 9 | 0
2025 | TVA_2_MISO_MO-IL | TVA | MISO_MO-IL | Internal | Summer | B1 | 10 | 50 | 0 | 121.36 | 113.35 | 9 | 0
2025 | TVA_2_MISO_MO-IL | TVA | MISO_MO-IL | Internal | Summer | B2 | 25 | 50 | 0 | 118.45 | 110.44 | 9 | 0
2025 | TVA_2_MISO_MO-IL | TVA | MISO_MO-IL | Internal | Summer | B3 | 75 | 50 | 0 | 115.28 | 109.53 | 9 | 0
2025 | TVA_2_MISO_MO-IL | TVA | MISO_MO-IL | Internal | Summer | B4 | 100 | 50 | 0 | 115.28 | 108.83 | 9 | 0
2025 | TVA_2_MISO_MO-IL | TVA | MISO_MO-IL | Internal | Summer | B5 | 200 | 50 | 0 | 102.06 | 103.12 | 9 | 0
2025 | TVA_2_MISO_MO-IL | TVA | MISO_MO-IL | Internal | Summer | B6 | 300 | 50 | 0 | 80.82 | 79.31 | 9 | 0
2025 | TVA_2_MISO_MO-IL | TVA | MISO_MO-IL | Internal | Summer | B7 | 400 | 50 | 0 | 73.87 | 68.99 | 9 | 0
2025 | TVA_2_MISO_MO-IL | TVA | MISO_MO-IL | Internal | Summer | B8 | 500 | 50 | 0 | 71.16 | 64.16 | 9 | 0
2025 | TVA_2_MISO_MO-IL | TVA | MISO_MO-IL | Internal | Summer | B9 | 800 | 50 | 0 | 69.96 | 61.95 | 9 | 0
2025 | TVA_2_MISO_MO-IL | TVA | MISO_MO-IL | Internal | Summer | B10 | 1262 | 50 | 0 | 62.22 | 57.88 | 9 | 0
2025 | TVA_2_MISO_MO-IL | TVA | MISO_MO-IL | Internal | Winter | B16 | 25 | 50 | 0 | 88.35 | 80.34 | 9 | 0
2025 | TVA_2_MISO_MO-IL | TVA | MISO_MO-IL | Internal | Winter | B17 | 100 | 50 | 0 | 78.3 | 73.12 | 9 | 0
2025 | TVA_2_MISO_MO-IL | TVA | MISO_MO-IL | Internal | Winter | B18 | 400 | 50 | 0 | 75.03 | 69.98 | 9 | 0
2025 | TVA_2_MISO_MO-IL | TVA | MISO_MO-IL | Internal | Winter | B19 | 700 | 50 | 0 | 74.86 | 66.85 | 9 | 0
2025 | TVA_2_MISO_MO-IL | TVA | MISO_MO-IL | Internal | Winter | B20 | 935 | 50 | 0 | 69.5 | 61.49 | 9 | 0
2025 | TVA_2_NonRTO_Midwest | TVA | NonRTO_Midwest | Internal | Shoulder | B11 | 25 | 100 | 0 | 88.35 | 88.33 | 9 | 0
2025 | TVA_2_NonRTO_Midwest | TVA | NonRTO_Midwest | Internal | Shoulder | B12 | 200 | 100 | 0 | 75.3 | 76.67 | 9 | 0
2025 | TVA_2_NonRTO_Midwest | TVA | NonRTO_Midwest | Internal | Shoulder | B13 | 600 | 100 | 0 | 72.16 | 75.36 | 9 | 0
2025 | TVA_2_NonRTO_Midwest | TVA | NonRTO_Midwest | Internal | Shoulder | B14 | 900 | 100 | 0 | 72.16 | 72.14 | 9 | 0
2025 | TVA_2_NonRTO_Midwest | TVA | NonRTO_Midwest | Internal | Shoulder | B15 | 1203 | 100 | 0 | 67.14 | 66.62 | 9 | 0
2025 | TVA_2_NonRTO_Midwest | TVA | NonRTO_Midwest | Internal | Summer | B1 | 10 | 100 | 0 | 121.36 | 116.42 | 9 | 0
2025 | TVA_2_NonRTO_Midwest | TVA | NonRTO_Midwest | Internal | Summer | B2 | 25 | 100 | 0 | 118.45 | 116.42 | 9 | 0
2025 | TVA_2_NonRTO_Midwest | TVA | NonRTO_Midwest | Internal | Summer | B3 | 75 | 100 | 0 | 115.28 | 116.42 | 9 | 0
2025 | TVA_2_NonRTO_Midwest | TVA | NonRTO_Midwest | Internal | Summer | B4 | 100 | 100 | 0 | 115.28 | 115.26 | 9 | 0
2025 | TVA_2_NonRTO_Midwest | TVA | NonRTO_Midwest | Internal | Summer | B5 | 200 | 100 | 0 | 102.06 | 101.06 | 9 | 0
2025 | TVA_2_NonRTO_Midwest | TVA | NonRTO_Midwest | Internal | Summer | B6 | 300 | 100 | 0 | 80.82 | 86.3 | 9 | 0
2025 | TVA_2_NonRTO_Midwest | TVA | NonRTO_Midwest | Internal | Summer | B7 | 400 | 100 | 0 | 73.87 | 76.98 | 9 | 0
2025 | TVA_2_NonRTO_Midwest | TVA | NonRTO_Midwest | Internal | Summer | B8 | 500 | 100 | 0 | 71.16 | 72.15 | 9 | 0
2025 | TVA_2_NonRTO_Midwest | TVA | NonRTO_Midwest | Internal | Summer | B9 | 800 | 100 | 0 | 69.96 | 68.13 | 9 | 0
2025 | TVA_2_NonRTO_Midwest | TVA | NonRTO_Midwest | Internal | Summer | B10 | 1262 | 100 | 0 | 62.22 | 61.46 | 9 | 0
2025 | TVA_2_NonRTO_Midwest | TVA | NonRTO_Midwest | Internal | Winter | B16 | 25 | 100 | 0 | 88.35 | 88.33 | 9 | 0
2025 | TVA_2_NonRTO_Midwest | TVA | NonRTO_Midwest | Internal | Winter | B17 | 100 | 100 | 0 | 78.3 | 81.11 | 9 | 0
2025 | TVA_2_NonRTO_Midwest | TVA | NonRTO_Midwest | Internal | Winter | B18 | 400 | 100 | 0 | 75.03 | 77.97 | 9 | 0
2025 | TVA_2_NonRTO_Midwest | TVA | NonRTO_Midwest | Internal | Winter | B19 | 700 | 100 | 0 | 74.86 | 74.84 | 9 | 0
2025 | TVA_2_NonRTO_Midwest | TVA | NonRTO_Midwest | Internal | Winter | B20 | 935 | 100 | 0 | 69.5 | 69.48 | 9 | 0
2025 | TVA_2_PJM_ROR | TVA | PJM_ROR | Internal | Shoulder | B11 | 25 | 500 | 0 | 88.35 | 82.34 | 9 | 0
2025 | TVA_2_PJM_ROR | TVA | PJM_ROR | Internal | Shoulder | B12 | 200 | 500 | 0 | 75.3 | 75.44 | 9 | 0
2025 | TVA_2_PJM_ROR | TVA | PJM_ROR | Internal | Shoulder | B13 | 600 | 500 | 0 | 72.16 | 71.23 | 9 | 0
2025 | TVA_2_PJM_ROR | TVA | PJM_ROR | Internal | Shoulder | B14 | 900 | 500 | 0 | 72.16 | 69.71 | 9 | 0
2025 | TVA_2_PJM_ROR | TVA | PJM_ROR | Internal | Shoulder | B15 | 1203 | 500 | 0 | 67.14 | 61.11 | 9 | 0
2025 | TVA_2_PJM_ROR | TVA | PJM_ROR | Internal | Summer | B1 | 10 | 500 | 0 | 121.36 | 115.35 | 9 | 0
2025 | TVA_2_PJM_ROR | TVA | PJM_ROR | Internal | Summer | B2 | 25 | 500 | 0 | 118.45 | 112.44 | 9 | 0
2025 | TVA_2_PJM_ROR | TVA | PJM_ROR | Internal | Summer | B3 | 75 | 500 | 0 | 115.28 | 109.27 | 9 | 0
2025 | TVA_2_PJM_ROR | TVA | PJM_ROR | Internal | Summer | B4 | 100 | 500 | 0 | 115.28 | 109.27 | 9 | 0
2025 | TVA_2_PJM_ROR | TVA | PJM_ROR | Internal | Summer | B5 | 200 | 500 | 0 | 102.06 | 103.06 | 9 | 0
2025 | TVA_2_PJM_ROR | TVA | PJM_ROR | Internal | Summer | B6 | 300 | 500 | 0 | 80.82 | 80.32 | 9 | 0
2025 | TVA_2_PJM_ROR | TVA | PJM_ROR | Internal | Summer | B7 | 400 | 500 | 0 | 73.87 | 70.99 | 9 | 0
2025 | TVA_2_PJM_ROR | TVA | PJM_ROR | Internal | Summer | B8 | 500 | 500 | 0 | 71.16 | 69.55 | 9 | 0
2025 | TVA_2_PJM_ROR | TVA | PJM_ROR | Internal | Summer | B9 | 800 | 500 | 0 | 69.96 | 66.14 | 9 | 0
2025 | TVA_2_PJM_ROR | TVA | PJM_ROR | Internal | Summer | B10 | 1262 | 500 | 0 | 62.22 | 58.45 | 9 | 0
2025 | TVA_2_PJM_ROR | TVA | PJM_ROR | Internal | Winter | B16 | 25 | 500 | 0 | 88.35 | 87.03 | 9 | 0
2025 | TVA_2_PJM_ROR | TVA | PJM_ROR | Internal | Winter | B17 | 100 | 500 | 0 | 78.3 | 83.05 | 9 | 0
2025 | TVA_2_PJM_ROR | TVA | PJM_ROR | Internal | Winter | B18 | 400 | 500 | 0 | 75.03 | 74.68 | 9 | 0
2025 | TVA_2_PJM_ROR | TVA | PJM_ROR | Internal | Winter | B19 | 700 | 500 | 0 | 74.86 | 72.84 | 9 | 0
2025 | TVA_2_PJM_ROR | TVA | PJM_ROR | Internal | Winter | B20 | 935 | 500 | 0 | 69.5 | 63.49 | 9 | 0
2025 | TVA_2_SOCO | TVA | SOCO | Internal | Shoulder | B11 | 25 | 500 | 500 | 88.35 | 99.2 | 9 | 1.85
2025 | TVA_2_SOCO | TVA | SOCO | Internal | Shoulder | B12 | 200 | 500 | 0 | 75.3 | 75.57 | 9 | 0
2025 | TVA_2_SOCO | TVA | SOCO | Internal | Shoulder | B13 | 600 | 500 | 0 | 72.16 | 72.62 | 9 | 0
2025 | TVA_2_SOCO | TVA | SOCO | Internal | Shoulder | B14 | 900 | 500 | 0 | 72.16 | 72.62 | 9 | 0
2025 | TVA_2_SOCO | TVA | SOCO | Internal | Shoulder | B15 | 1203 | 500 | 0 | 67.14 | 72.62 | 9 | 0
2025 | TVA_2_SOCO | TVA | SOCO | Internal | Summer | B1 | 10 | 500 | 0 | 121.36 | 128.35 | 9 | 0
2025 | TVA_2_SOCO | TVA | SOCO | Internal | Summer | B2 | 25 | 500 | 0 | 118.45 | 123.44 | 9 | 0
2025 | TVA_2_SOCO | TVA | SOCO | Internal | Summer | B3 | 75 | 500 | 0 | 115.28 | 120.44 | 9 | 0
2025 | TVA_2_SOCO | TVA | SOCO | Internal | Summer | B4 | 100 | 500 | 0 | 115.28 | 118.06 | 9 | 0
2025 | TVA_2_SOCO | TVA | SOCO | Internal | Summer | B5 | 200 | 500 | 500 | 102.06 | 118.06 | 9 | 7
2025 | TVA_2_SOCO | TVA | SOCO | Internal | Summer | B6 | 300 | 500 | 500 | 80.82 | 96.31 | 9 | 6.49
2025 | TVA_2_SOCO | TVA | SOCO | Internal | Summer | B7 | 400 | 500 | 500 | 73.87 | 85.99 | 9 | 3.12
2025 | TVA_2_SOCO | TVA | SOCO | Internal | Summer | B8 | 500 | 500 | 60.39 | 71.16 | 80.16 | 9 | 0
2025 | TVA_2_SOCO | TVA | SOCO | Internal | Summer | B9 | 800 | 500 | 0 | 69.96 | 71.22 | 9 | 0
2025 | TVA_2_SOCO | TVA | SOCO | Internal | Summer | B10 | 1262 | 500 | 303.05 | 62.22 | 71.22 | 9 | 0
2025 | TVA_2_SOCO | TVA | SOCO | Internal | Winter | B16 | 25 | 500 | 0 | 88.35 | 97.34 | 9 | 0
2025 | TVA_2_SOCO | TVA | SOCO | Internal | Winter | B17 | 100 | 500 | 0 | 78.3 | 79.31 | 9 | 0
2025 | TVA_2_SOCO | TVA | SOCO | Internal | Winter | B18 | 400 | 500 | 0 | 75.03 | 75.5 | 9 | 0
2025 | TVA_2_SOCO | TVA | SOCO | Internal | Winter | B19 | 700 | 500 | 0 | 74.86 | 75.5 | 9 | 0
2025 | TVA_2_SOCO | TVA | SOCO | Internal | Winter | B20 | 935 | 500 | 0 | 69.5 | 75.5 | 9 | 0
2025 | TVA_2_VACAR | TVA | VACAR | Internal | Shoulder | B11 | 25 | 150 | 0 | 88.35 | 92.2 | 9 | 0
2025 | TVA_2_VACAR | TVA | VACAR | Internal | Shoulder | B12 | 200 | 150 | 0 | 75.3 | 81.44 | 9 | 0
2025 | TVA_2_VACAR | TVA | VACAR | Internal | Shoulder | B13 | 600 | 150 | 0 | 72.16 | 77.23 | 9 | 0
2025 | TVA_2_VACAR | TVA | VACAR | Internal | Shoulder | B14 | 900 | 150 | 0 | 72.16 | 75.71 | 9 | 0
2025 | TVA_2_VACAR | TVA | VACAR | Internal | Shoulder | B15 | 1203 | 150 | 0 | 67.14 | 66.27 | 9 | 0
2025 | TVA_2_VACAR | TVA | VACAR | Internal | Summer | B1 | 10 | 150 | 0 | 121.36 | 121.35 | 9 | 0
2025 | TVA_2_VACAR | TVA | VACAR | Internal | Summer | B2 | 25 | 150 | 0 | 118.45 | 121.06 | 9 | 0
2025 | TVA_2_VACAR | TVA | VACAR | Internal | Summer | B3 | 75 | 150 | 0 | 115.28 | 121.06 | 9 | 0
2025 | TVA_2_VACAR | TVA | VACAR | Internal | Summer | B4 | 100 | 150 | 0 | 115.28 | 121.06 | 9 | 0
2025 | TVA_2_VACAR | TVA | VACAR | Internal | Summer | B5 | 200 | 150 | 15.58 | 102.06 | 111.06 | 9 | 0
2025 | TVA_2_VACAR | TVA | VACAR | Internal | Summer | B6 | 300 | 150 | 0 | 80.82 | 89.31 | 9 | 0
2025 | TVA_2_VACAR | TVA | VACAR | Internal | Summer | B7 | 400 | 150 | 150 | 73.87 | 85.99 | 9 | 3.12
2025 | TVA_2_VACAR | TVA | VACAR | Internal | Summer | B8 | 500 | 150 | 0 | 71.16 | 75.55 | 9 | 0
2025 | TVA_2_VACAR | TVA | VACAR | Internal | Summer | B9 | 800 | 150 | 0 | 69.96 | 72.14 | 9 | 0
2025 | TVA_2_VACAR | TVA | VACAR | Internal | Summer | B10 | 1262 | 150 | 0 | 62.22 | 64.45 | 9 | 0
2025 | TVA_2_VACAR | TVA | VACAR | Internal | Winter | B16 | 25 | 150 | 150 | 88.35 | 107.34 | 9 | 9.99
2025 | TVA_2_VACAR | TVA | VACAR | Internal | Winter | B17 | 100 | 150 | 150 | 78.3 | 89.31 | 9 | 2.01
2025 | TVA_2_VACAR | TVA | VACAR | Internal | Winter | B18 | 400 | 150 | 0 | 75.03 | 81.05 | 9 | 0
2025 | TVA_2_VACAR | TVA | VACAR | Internal | Winter | B19 | 700 | 150 | 0 | 74.86 | 79.94 | 9 | 0
2025 | TVA_2_VACAR | TVA | VACAR | Internal | Winter | B20 | 935 | 150 | 0 | 69.5 | 70.33 | 9 | 0
2025 | TVA_Transmission_2_NonRTO_Midwest | TVA_Transmission | NonRTO_Midwest | Internal | Shoulder | B11 | 25 | 700 | 0 | 88.34 | 88.33 | 9 | 0
2025 | TVA_Transmission_2_NonRTO_Midwest | TVA_Transmission | NonRTO_Midwest | Internal | Shoulder | B12 | 200 | 700 | 0 | 76.01 | 76.67 | 9 | 0
2025 | TVA_Transmission_2_NonRTO_Midwest | TVA_Transmission | NonRTO_Midwest | Internal | Shoulder | B13 | 600 | 700 | 0 | 73.63 | 75.36 | 9 | 0
2025 | TVA_Transmission_2_NonRTO_Midwest | TVA_Transmission | NonRTO_Midwest | Internal | Shoulder | B14 | 900 | 700 | 0 | 72.15 | 72.14 | 9 | 0
2025 | TVA_Transmission_2_NonRTO_Midwest | TVA_Transmission | NonRTO_Midwest | Internal | Shoulder | B15 | 1203 | 700 | 0 | 67.13 | 66.62 | 9 | 0
2025 | TVA_Transmission_2_NonRTO_Midwest | TVA_Transmission | NonRTO_Midwest | Internal | Summer | B1 | 10 | 700 | 0 | 121.35 | 116.42 | 9 | 0
2025 | TVA_Transmission_2_NonRTO_Midwest | TVA_Transmission | NonRTO_Midwest | Internal | Summer | B2 | 25 | 700 | 0 | 118.44 | 116.42 | 9 | 0
2025 | TVA_Transmission_2_NonRTO_Midwest | TVA_Transmission | NonRTO_Midwest | Internal | Summer | B3 | 75 | 700 | 0 | 115.27 | 116.42 | 9 | 0
2025 | TVA_Transmission_2_NonRTO_Midwest | TVA_Transmission | NonRTO_Midwest | Internal | Summer | B4 | 100 | 700 | 0 | 115.27 | 115.26 | 9 | 0
2025 | TVA_Transmission_2_NonRTO_Midwest | TVA_Transmission | NonRTO_Midwest | Internal | Summer | B5 | 200 | 700 | 0 | 109.06 | 101.06 | 9 | 0
2025 | TVA_Transmission_2_NonRTO_Midwest | TVA_Transmission | NonRTO_Midwest | Internal | Summer | B6 | 300 | 700 | 0 | 87.31 | 86.3 | 9 | 0
2025 | TVA_Transmission_2_NonRTO_Midwest | TVA_Transmission | NonRTO_Midwest | Internal | Summer | B7 | 400 | 700 | 0 | 76.99 | 76.98 | 9 | 0
2025 | TVA_Transmission_2_NonRTO_Midwest | TVA_Transmission | NonRTO_Midwest | Internal | Summer | B8 | 500 | 700 | 0 | 71.82 | 72.15 | 9 | 0
2025 | TVA_Transmission_2_NonRTO_Midwest | TVA_Transmission | NonRTO_Midwest | Internal | Summer | B9 | 800 | 700 | 0 | 69.95 | 68.13 | 9 | 0
2025 | TVA_Transmission_2_NonRTO_Midwest | TVA_Transmission | NonRTO_Midwest | Internal | Summer | B10 | 1262 | 700 | 0 | 63.57 | 61.46 | 9 | 0
2025 | TVA_Transmission_2_NonRTO_Midwest | TVA_Transmission | NonRTO_Midwest | Internal | Winter | B16 | 25 | 700 | 0 | 88.34 | 88.33 | 9 | 0
2025 | TVA_Transmission_2_NonRTO_Midwest | TVA_Transmission | NonRTO_Midwest | Internal | Winter | B17 | 100 | 700 | 0 | 80.67 | 81.11 | 9 | 0
2025 | TVA_Transmission_2_NonRTO_Midwest | TVA_Transmission | NonRTO_Midwest | Internal | Winter | B18 | 400 | 700 | 0 | 76.5 | 77.97 | 9 | 0
2025 | TVA_Transmission_2_NonRTO_Midwest | TVA_Transmission | NonRTO_Midwest | Internal | Winter | B19 | 700 | 700 | 0 | 74.85 | 74.84 | 9 | 0
2025 | TVA_Transmission_2_NonRTO_Midwest | TVA_Transmission | NonRTO_Midwest | Internal | Winter | B20 | 935 | 700 | 0 | 69.49 | 69.48 | 9 | 0
2025 | TVA_Transmission_2_SOCO | TVA_Transmission | SOCO | Internal | Shoulder | B11 | 25 | 3200 | 3200 | 88.34 | 99.2 | 9 | 1.86
2025 | TVA_Transmission_2_SOCO | TVA_Transmission | SOCO | Internal | Shoulder | B12 | 200 | 3200 | 0 | 76.01 | 75.57 | 9 | 0
2025 | TVA_Transmission_2_SOCO | TVA_Transmission | SOCO | Internal | Shoulder | B13 | 600 | 3200 | 0 | 73.63 | 72.62 | 9 | 0
2025 | TVA_Transmission_2_SOCO | TVA_Transmission | SOCO | Internal | Shoulder | B14 | 900 | 3200 | 0 | 72.15 | 72.62 | 9 | 0
2025 | TVA_Transmission_2_SOCO | TVA_Transmission | SOCO | Internal | Shoulder | B15 | 1203 | 3200 | 0 | 67.13 | 72.62 | 9 | 0
2025 | TVA_Transmission_2_SOCO | TVA_Transmission | SOCO | Internal | Summer | B1 | 10 | 3200 | 0 | 121.35 | 128.35 | 9 | 0
2025 | TVA_Transmission_2_SOCO | TVA_Transmission | SOCO | Internal | Summer | B2 | 25 | 3200 | 0 | 118.44 | 123.44 | 9 | 0
2025 | TVA_Transmission_2_SOCO | TVA_Transmission | SOCO | Internal | Summer | B3 | 75 | 3200 | 0 | 115.27 | 120.44 | 9 | 0
2025 | TVA_Transmission_2_SOCO | TVA_Transmission | SOCO | Internal | Summer | B4 | 100 | 3200 | 0 | 115.27 | 118.06 | 9 | 0
2025 | TVA_Transmission_2_SOCO | TVA_Transmission | SOCO | Internal | Summer | B5 | 200 | 3200 | 1535.25 | 109.06 | 118.06 | 9 | 0
2025 | TVA_Transmission_2_SOCO | TVA_Transmission | SOCO | Internal | Summer | B6 | 300 | 3200 | 3189.63 | 87.31 | 96.31 | 9 | 0
2025 | TVA_Transmission_2_SOCO | TVA_Transmission | SOCO | Internal | Summer | B7 | 400 | 3200 | 1376.81 | 76.99 | 85.99 | 9 | 0
2025 | TVA_Transmission_2_SOCO | TVA_Transmission | SOCO | Internal | Summer | B8 | 500 | 3200 | 0 | 71.82 | 80.16 | 9 | 0
2025 | TVA_Transmission_2_SOCO | TVA_Transmission | SOCO | Internal | Summer | B9 | 800 | 3200 | 0 | 69.95 | 71.22 | 9 | 0
2025 | TVA_Transmission_2_SOCO | TVA_Transmission | SOCO | Internal | Summer | B10 | 1262 | 3200 | 0 | 63.57 | 71.22 | 9 | 0
2025 | TVA_Transmission_2_SOCO | TVA_Transmission | SOCO | Internal | Winter | B16 | 25 | 3200 | 2593.11 | 88.34 | 97.34 | 9 | 0
2025 | TVA_Transmission_2_SOCO | TVA_Transmission | SOCO | Internal | Winter | B17 | 100 | 3200 | 0 | 80.67 | 79.31 | 9 | 0
2025 | TVA_Transmission_2_SOCO | TVA_Transmission | SOCO | Internal | Winter | B18 | 400 | 3200 | 0 | 76.5 | 75.5 | 9 | 0
2025 | TVA_Transmission_2_SOCO | TVA_Transmission | SOCO | Internal | Winter | B19 | 700 | 3200 | 0 | 74.85 | 75.5 | 9 | 0
2025 | TVA_Transmission_2_SOCO | TVA_Transmission | SOCO | Internal | Winter | B20 | 935 | 3200 | 0 | 69.49 | 75.5 | 9 | 0
2025 | TVA_Transmission_2_TVA | TVA_Transmission | TVA | Internal | Shoulder | B11 | 25 | 99999 | 1092.27 | 88.34 | 88.35 | 0.01 | 0
2025 | TVA_Transmission_2_TVA | TVA_Transmission | TVA | Internal | Shoulder | B12 | 200 | 99999 | 0 | 76.01 | 75.3 | 0.01 | 0
2025 | TVA_Transmission_2_TVA | TVA_Transmission | TVA | Internal | Shoulder | B13 | 600 | 99999 | 0 | 73.63 | 72.16 | 0.01 | 0
2025 | TVA_Transmission_2_TVA | TVA_Transmission | TVA | Internal | Shoulder | B14 | 900 | 99999 | 1741.67 | 72.15 | 72.16 | 0.01 | 0
2025 | TVA_Transmission_2_TVA | TVA_Transmission | TVA | Internal | Shoulder | B15 | 1203 | 99999 | 2724.82 | 67.13 | 67.14 | 0.01 | 0
2025 | TVA_Transmission_2_TVA | TVA_Transmission | TVA | Internal | Summer | B1 | 10 | 99999 | 3996.9 | 121.35 | 121.36 | 0.01 | 0
2025 | TVA_Transmission_2_TVA | TVA_Transmission | TVA | Internal | Summer | B2 | 25 | 99999 | 3238.67 | 118.44 | 118.45 | 0.01 | 0
2025 | TVA_Transmission_2_TVA | TVA_Transmission | TVA | Internal | Summer | B3 | 75 | 99999 | 1749.82 | 115.27 | 115.28 | 0.01 | 0
2025 | TVA_Transmission_2_TVA | TVA_Transmission | TVA | Internal | Summer | B4 | 100 | 99999 | 1061.86 | 115.27 | 115.28 | 0.01 | 0
2025 | TVA_Transmission_2_TVA | TVA_Transmission | TVA | Internal | Summer | B5 | 200 | 99999 | 0 | 109.06 | 102.06 | 0.01 | 0
2025 | TVA_Transmission_2_TVA | TVA_Transmission | TVA | Internal | Summer | B6 | 300 | 99999 | 0 | 87.31 | 80.82 | 0.01 | 0
2025 | TVA_Transmission_2_TVA | TVA_Transmission | TVA | Internal | Summer | B7 | 400 | 99999 | 0 | 76.99 | 73.87 | 0.01 | 0
2025 | TVA_Transmission_2_TVA | TVA_Transmission | TVA | Internal | Summer | B8 | 500 | 99999 | 0 | 71.82 | 71.16 | 0.01 | 0
2025 | TVA_Transmission_2_TVA | TVA_Transmission | TVA | Internal | Summer | B9 | 800 | 99999 | 1904.25 | 69.95 | 69.96 | 0.01 | 0
2025 | TVA_Transmission_2_TVA | TVA_Transmission | TVA | Internal | Summer | B10 | 1262 | 99999 | 0 | 63.57 | 62.22 | 0.01 | 0
2025 | TVA_Transmission_2_TVA | TVA_Transmission | TVA | Internal | Winter | B16 | 25 | 99999 | 1222.49 | 88.34 | 88.35 | 0.01 | 0
2025 | TVA_Transmission_2_TVA | TVA_Transmission | TVA | Internal | Winter | B17 | 100 | 99999 | 0 | 80.67 | 78.3 | 0.01 | 0
2025 | TVA_Transmission_2_TVA | TVA_Transmission | TVA | Internal | Winter | B18 | 400 | 99999 | 0 | 76.5 | 75.03 | 0.01 | 0
2025 | TVA_Transmission_2_TVA | TVA_Transmission | TVA | Internal | Winter | B19 | 700 | 99999 | 859.42 | 74.85 | 74.86 | 0.01 | 0
2025 | TVA_Transmission_2_TVA | TVA_Transmission | TVA | Internal | Winter | B20 | 935 | 99999 | 1113.75 | 69.49 | 69.5 | 0.01 | 0
2025 | TVA_Transmission_2_VACAR | TVA_Transmission | VACAR | Internal | Shoulder | B11 | 25 | 900 | 0 | 88.34 | 92.2 | 9 | 0
2025 | TVA_Transmission_2_VACAR | TVA_Transmission | VACAR | Internal | Shoulder | B12 | 200 | 900 | 0 | 76.01 | 81.44 | 9 | 0
2025 | TVA_Transmission_2_VACAR | TVA_Transmission | VACAR | Internal | Shoulder | B13 | 600 | 900 | 0 | 73.63 | 77.23 | 9 | 0
2025 | TVA_Transmission_2_VACAR | TVA_Transmission | VACAR | Internal | Shoulder | B14 | 900 | 900 | 0 | 72.15 | 75.71 | 9 | 0
2025 | TVA_Transmission_2_VACAR | TVA_Transmission | VACAR | Internal | Shoulder | B15 | 1203 | 900 | 0 | 67.13 | 66.27 | 9 | 0
2025 | TVA_Transmission_2_VACAR | TVA_Transmission | VACAR | Internal | Summer | B1 | 10 | 900 | 0 | 121.35 | 121.35 | 9 | 0
2025 | TVA_Transmission_2_VACAR | TVA_Transmission | VACAR | Internal | Summer | B2 | 25 | 900 | 0 | 118.44 | 121.06 | 9 | 0
2025 | TVA_Transmission_2_VACAR | TVA_Transmission | VACAR | Internal | Summer | B3 | 75 | 900 | 0 | 115.27 | 121.06 | 9 | 0
2025 | TVA_Transmission_2_VACAR | TVA_Transmission | VACAR | Internal | Summer | B4 | 100 | 900 | 0 | 115.27 | 121.06 | 9 | 0
2025 | TVA_Transmission_2_VACAR | TVA_Transmission | VACAR | Internal | Summer | B5 | 200 | 900 | 0 | 109.06 | 111.06 | 9 | 0
2025 | TVA_Transmission_2_VACAR | TVA_Transmission | VACAR | Internal | Summer | B6 | 300 | 900 | 0 | 87.31 | 89.31 | 9 | 0
2025 | TVA_Transmission_2_VACAR | TVA_Transmission | VACAR | Internal | Summer | B7 | 400 | 900 | 863.15 | 76.99 | 85.99 | 9 | 0
2025 | TVA_Transmission_2_VACAR | TVA_Transmission | VACAR | Internal | Summer | B8 | 500 | 900 | 0 | 71.82 | 75.55 | 9 | 0
2025 | TVA_Transmission_2_VACAR | TVA_Transmission | VACAR | Internal | Summer | B9 | 800 | 900 | 0 | 69.95 | 72.14 | 9 | 0
2025 | TVA_Transmission_2_VACAR | TVA_Transmission | VACAR | Internal | Summer | B10 | 1262 | 900 | 0 | 63.57 | 64.45 | 9 | 0
2025 | TVA_Transmission_2_VACAR | TVA_Transmission | VACAR | Internal | Winter | B16 | 25 | 900 | 900 | 88.34 | 107.34 | 9 | 10
2025 | TVA_Transmission_2_VACAR | TVA_Transmission | VACAR | Internal | Winter | B17 | 100 | 900 | 0 | 80.67 | 89.31 | 9 | 0
2025 | TVA_Transmission_2_VACAR | TVA_Transmission | VACAR | Internal | Winter | B18 | 400 | 900 | 0 | 76.5 | 81.05 | 9 | 0
2025 | TVA_Transmission_2_VACAR | TVA_Transmission | VACAR | Internal | Winter | B19 | 700 | 900 | 0 | 74.85 | 79.94 | 9 | 0
2025 | TVA_Transmission_2_VACAR | TVA_Transmission | VACAR | Internal | Winter | B20 | 935 | 900 | 0 | 69.49 | 70.33 | 9 | 0
2025 | VACAR_2_SOCO | VACAR | SOCO | Internal | Shoulder | B11 | 25 | 3000 | 2443.37 | 92.2 | 99.2 | 7 | 0
2025 | VACAR_2_SOCO | VACAR | SOCO | Internal | Shoulder | B12 | 200 | 3000 | 0 | 81.44 | 75.57 | 7 | 0
2025 | VACAR_2_SOCO | VACAR | SOCO | Internal | Shoulder | B13 | 600 | 3000 | 0 | 77.23 | 72.62 | 7 | 0
2025 | VACAR_2_SOCO | VACAR | SOCO | Internal | Shoulder | B14 | 900 | 3000 | 0 | 75.71 | 72.62 | 7 | 0
2025 | VACAR_2_SOCO | VACAR | SOCO | Internal | Shoulder | B15 | 1203 | 3000 | 0 | 66.27 | 72.62 | 7 | 0
2025 | VACAR_2_SOCO | VACAR | SOCO | Internal | Summer | B1 | 10 | 3000 | 884.12 | 121.35 | 128.35 | 7 | 0
2025 | VACAR_2_SOCO | VACAR | SOCO | Internal | Summer | B2 | 25 | 3000 | 0 | 121.06 | 123.44 | 7 | 0
2025 | VACAR_2_SOCO | VACAR | SOCO | Internal | Summer | B3 | 75 | 3000 | 0 | 121.06 | 120.44 | 7 | 0
2025 | VACAR_2_SOCO | VACAR | SOCO | Internal | Summer | B4 | 100 | 3000 | 0 | 121.06 | 118.06 | 7 | 0
2025 | VACAR_2_SOCO | VACAR | SOCO | Internal | Summer | B5 | 200 | 3000 | 681.23 | 111.06 | 118.06 | 7 | 0
2025 | VACAR_2_SOCO | VACAR | SOCO | Internal | Summer | B6 | 300 | 3000 | 7.71 | 89.31 | 96.31 | 7 | 0
2025 | VACAR_2_SOCO | VACAR | SOCO | Internal | Summer | B7 | 400 | 3000 | 0 | 85.99 | 85.99 | 7 | 0
2025 | VACAR_2_SOCO | VACAR | SOCO | Internal | Summer | B8 | 500 | 3000 | 0 | 75.55 | 80.16 | 7 | 0
2025 | VACAR_2_SOCO | VACAR | SOCO | Internal | Summer | B9 | 800 | 3000 | 0 | 72.14 | 71.22 | 7 | 0
2025 | VACAR_2_SOCO | VACAR | SOCO | Internal | Summer | B10 | 1262 | 3000 | 0 | 64.45 | 71.22 | 7 | 0
2025 | VACAR_2_SOCO | VACAR | SOCO | Internal | Winter | B16 | 25 | 3000 | 0 | 107.34 | 97.34 | 7 | 0
2025 | VACAR_2_SOCO | VACAR | SOCO | Internal | Winter | B17 | 100 | 3000 | 0 | 89.31 | 79.31 | 7 | 0
2025 | VACAR_2_SOCO | VACAR | SOCO | Internal | Winter | B18 | 400 | 3000 | 0 | 81.05 | 75.5 | 7 | 0
2025 | VACAR_2_SOCO | VACAR | SOCO | Internal | Winter | B19 | 700 | 3000 | 0 | 79.94 | 75.5 | 7 | 0
2025 | VACAR_2_SOCO | VACAR | SOCO | Internal | Winter | B20 | 935 | 3000 | 0 | 70.33 | 75.5 | 7 | 0
2030 | ENT_2_MISO_MO-IL | ENT | MISO_MO-IL | Internal | Shoulder | B11 | 25 | 2260 | 0 | 94.22 | 91.78 | 8 | 0
2030 | ENT_2_MISO_MO-IL | ENT | MISO_MO-IL | Internal | Shoulder | B12 | 200 | 2260 | 0 | 90.44 | 87.66 | 8 | 0
2030 | ENT_2_MISO_MO-IL | ENT | MISO_MO-IL | Internal | Shoulder | B13 | 600 | 2260 | 0 | 90.37 | 83.76 | 8 | 0
2030 | ENT_2_MISO_MO-IL | ENT | MISO_MO-IL | Internal | Shoulder | B14 | 900 | 2260 | 0 | 85.46 | 77.38 | 8 | 0
2030 | ENT_2_MISO_MO-IL | ENT | MISO_MO-IL | Internal | Shoulder | B15 | 1203 | 2260 | 0 | 83.96 | 75.96 | 8 | 0
2030 | ENT_2_MISO_MO-IL | ENT | MISO_MO-IL | Internal | Summer | B1 | 10 | 2260 | 0 | 148.93 | 143.7 | 8 | 0
2030 | ENT_2_MISO_MO-IL | ENT | MISO_MO-IL | Internal | Summer | B2 | 25 | 2260 | 0 | 141.4 | 140.86 | 8 | 0
2030 | ENT_2_MISO_MO-IL | ENT | MISO_MO-IL | Internal | Summer | B3 | 75 | 2260 | 0 | 141.4 | 140.86 | 8 | 0
2030 | ENT_2_MISO_MO-IL | ENT | MISO_MO-IL | Internal | Summer | B4 | 100 | 2260 | 0 | 141.4 | 140.86 | 8 | 0
2030 | ENT_2_MISO_MO-IL | ENT | MISO_MO-IL | Internal | Summer | B5 | 200 | 2260 | 398.97 | 127.2 | 135.2 | 8 | 0
2030 | ENT_2_MISO_MO-IL | ENT | MISO_MO-IL | Internal | Summer | B6 | 300 | 2260 | 416.1 | 92.56 | 100.56 | 8 | 0
2030 | ENT_2_MISO_MO-IL | ENT | MISO_MO-IL | Internal | Summer | B7 | 400 | 2260 | 0 | 92.56 | 88.22 | 8 | 0
2030 | ENT_2_MISO_MO-IL | ENT | MISO_MO-IL | Internal | Summer | B8 | 500 | 2260 | 0 | 90.65 | 82.65 | 8 | 0
2030 | ENT_2_MISO_MO-IL | ENT | MISO_MO-IL | Internal | Summer | B9 | 800 | 2260 | 0 | 88.77 | 75.54 | 8 | 0
2030 | ENT_2_MISO_MO-IL | ENT | MISO_MO-IL | Internal | Summer | B10 | 1262 | 2260 | 0 | 82.61 | 74.61 | 8 | 0
2030 | ENT_2_MISO_MO-IL | ENT | MISO_MO-IL | Internal | Winter | B16 | 25 | 2260 | 0 | 96.8 | 96.8 | 8 | 0
2030 | ENT_2_MISO_MO-IL | ENT | MISO_MO-IL | Internal | Winter | B17 | 100 | 2260 | 0 | 93.53 | 90.76 | 8 | 0
2030 | ENT_2_MISO_MO-IL | ENT | MISO_MO-IL | Internal | Winter | B18 | 400 | 2260 | 0 | 93.53 | 87.06 | 8 | 0
2030 | ENT_2_MISO_MO-IL | ENT | MISO_MO-IL | Internal | Winter | B19 | 700 | 2260 | 0 | 88.54 | 80.54 | 8 | 0
2030 | ENT_2_MISO_MO-IL | ENT | MISO_MO-IL | Internal | Winter | B20 | 935 | 2260 | 0 | 86.6 | 78.6 | 8 | 0
2030 | ENT_2_SOCO | ENT | SOCO | Internal | Shoulder | B11 | 25 | 2000 | 416.99 | 94.22 | 102.22 | 8 | 0
2030 | ENT_2_SOCO | ENT | SOCO | Internal | Shoulder | B12 | 200 | 2000 | 0 | 90.44 | 92.38 | 8 | 0
2030 | ENT_2_SOCO | ENT | SOCO | Internal | Shoulder | B13 | 600 | 2000 | 0 | 90.37 | 92.38 | 8 | 0
2030 | ENT_2_SOCO | ENT | SOCO | Internal | Shoulder | B14 | 900 | 2000 | 0 | 85.46 | 92.38 | 8 | 0
2030 | ENT_2_SOCO | ENT | SOCO | Internal | Shoulder | B15 | 1203 | 2000 | 0 | 83.96 | 86.65 | 8 | 0
2030 | ENT_2_SOCO | ENT | SOCO | Internal | Summer | B1 | 10 | 2000 | 1378.06 | 148.93 | 156.93 | 8 | 0
2030 | ENT_2_SOCO | ENT | SOCO | Internal | Summer | B2 | 25 | 2000 | 627.59 | 141.4 | 149.4 | 8 | 0
2030 | ENT_2_SOCO | ENT | SOCO | Internal | Summer | B3 | 75 | 2000 | 1543.24 | 141.4 | 149.4 | 8 | 0
2030 | ENT_2_SOCO | ENT | SOCO | Internal | Summer | B4 | 100 | 2000 | 1356.28 | 141.4 | 149.4 | 8 | 0
2030 | ENT_2_SOCO | ENT | SOCO | Internal | Summer | B5 | 200 | 2000 | 0 | 127.2 | 133.19 | 8 | 0
2030 | ENT_2_SOCO | ENT | SOCO | Internal | Summer | B6 | 300 | 2000 | 0 | 92.56 | 97.09 | 8 | 0
2030 | ENT_2_SOCO | ENT | SOCO | Internal | Summer | B7 | 400 | 2000 | 0 | 92.56 | 94.21 | 8 | 0
2030 | ENT_2_SOCO | ENT | SOCO | Internal | Summer | B8 | 500 | 2000 | 0 | 90.65 | 90.88 | 8 | 0
2030 | ENT_2_SOCO | ENT | SOCO | Internal | Summer | B9 | 800 | 2000 | 0 | 88.77 | 90.88 | 8 | 0
2030 | ENT_2_SOCO | ENT | SOCO | Internal | Summer | B10 | 1262 | 2000 | 0 | 82.61 | 78.7 | 8 | 0
2030 | ENT_2_SOCO | ENT | SOCO | Internal | Winter | B16 | 25 | 2000 | 0 | 96.8 | 103.81 | 8 | 0
2030 | ENT_2_SOCO | ENT | SOCO | Internal | Winter | B17 | 100 | 2000 | 0 | 93.53 | 95.54 | 8 | 0
2030 | ENT_2_SOCO | ENT | SOCO | Internal | Winter | B18 | 400 | 2000 | 0 | 93.53 | 95.54 | 8 | 0
2030 | ENT_2_SOCO | ENT | SOCO | Internal | Winter | B19 | 700 | 2000 | 0 | 88.54 | 95.54 | 8 | 0
2030 | ENT_2_SOCO | ENT | SOCO | Internal | Winter | B20 | 935 | 2000 | 0 | 86.6 | 88.98 | 8 | 0
2030 | ENT_2_SPP_N | ENT | SPP_N | Internal | Shoulder | B11 | 25 | 1300 | 0 | 94.22 | 92.29 | 8 | 0
2030 | ENT_2_SPP_N | ENT | SPP_N | Internal | Shoulder | B12 | 200 | 1300 | 0 | 90.44 | 85.44 | 8 | 0
2030 | ENT_2_SPP_N | ENT | SPP_N | Internal | Shoulder | B13 | 600 | 1300 | 0 | 90.37 | 85.06 | 8 | 0
2030 | ENT_2_SPP_N | ENT | SPP_N | Internal | Shoulder | B14 | 900 | 1300 | 0 | 85.46 | 78.82 | 8 | 0
2030 | ENT_2_SPP_N | ENT | SPP_N | Internal | Shoulder | B15 | 1203 | 1300 | 0 | 83.96 | 77.94 | 8 | 0
2030 | ENT_2_SPP_N | ENT | SPP_N | Internal | Summer | B1 | 10 | 1300 | 0 | 148.93 | 143.93 | 8 | 0
2030 | ENT_2_SPP_N | ENT | SPP_N | Internal | Summer | B2 | 25 | 1300 | 0 | 141.4 | 142.88 | 8 | 0
2030 | ENT_2_SPP_N | ENT | SPP_N | Internal | Summer | B3 | 75 | 1300 | 0 | 141.4 | 146.26 | 8 | 0
2030 | ENT_2_SPP_N | ENT | SPP_N | Internal | Summer | B4 | 100 | 1300 | 0 | 141.4 | 140.89 | 8 | 0
2030 | ENT_2_SPP_N | ENT | SPP_N | Internal | Summer | B5 | 200 | 1300 | 1007.06 | 127.2 | 135.2 | 8 | 0
2030 | ENT_2_SPP_N | ENT | SPP_N | Internal | Summer | B6 | 300 | 1300 | 659.51 | 92.56 | 100.56 | 8 | 0
2030 | ENT_2_SPP_N | ENT | SPP_N | Internal | Summer | B7 | 400 | 1300 | 0 | 92.56 | 92.83 | 8 | 0
2030 | ENT_2_SPP_N | ENT | SPP_N | Internal | Summer | B8 | 500 | 1300 | 0 | 90.65 | 88.68 | 8 | 0
2030 | ENT_2_SPP_N | ENT | SPP_N | Internal | Summer | B9 | 800 | 1300 | 0 | 88.77 | 82.53 | 8 | 0
2030 | ENT_2_SPP_N | ENT | SPP_N | Internal | Summer | B10 | 1262 | 1300 | 0 | 82.61 | 77.39 | 8 | 0
2030 | ENT_2_SPP_N | ENT | SPP_N | Internal | Winter | B16 | 25 | 1300 | 0 | 96.8 | 91.8 | 8 | 0
2030 | ENT_2_SPP_N | ENT | SPP_N | Internal | Winter | B17 | 100 | 1300 | 0 | 93.53 | 85.76 | 8 | 0
2030 | ENT_2_SPP_N | ENT | SPP_N | Internal | Winter | B18 | 400 | 1300 | 0 | 93.53 | 88.03 | 8 | 0
2030 | ENT_2_SPP_N | ENT | SPP_N | Internal | Winter | B19 | 700 | 1300 | 0 | 88.54 | 82.15 | 8 | 0
2030 | ENT_2_SPP_N | ENT | SPP_N | Internal | Winter | B20 | 935 | 1300 | 0 | 86.6 | 80.94 | 8 | 0
2030 | ENT_2_SPP_S | ENT | SPP_S | Internal | Shoulder | B11 | 25 | 1300 | 0 | 94.22 | 92.3 | 8 | 0
2030 | ENT_2_SPP_S | ENT | SPP_S | Internal | Shoulder | B12 | 200 | 1300 | 0 | 90.44 | 85.45 | 8 | 0
2030 | ENT_2_SPP_S | ENT | SPP_S | Internal | Shoulder | B13 | 600 | 1300 | 0 | 90.37 | 85.07 | 8 | 0
2030 | ENT_2_SPP_S | ENT | SPP_S | Internal | Shoulder | B14 | 900 | 1300 | 0 | 85.46 | 78.1 | 8 | 0
2030 | ENT_2_SPP_S | ENT | SPP_S | Internal | Shoulder | B15 | 1203 | 1300 | 0 | 83.96 | 77.95 | 8 | 0
2030 | ENT_2_SPP_S | ENT | SPP_S | Internal | Summer | B1 | 10 | 1300 | 0 | 148.93 | 92.84 | 8 | 0
2030 | ENT_2_SPP_S | ENT | SPP_S | Internal | Summer | B2 | 25 | 1300 | 0 | 141.4 | 128.95 | 8 | 0
2030 | ENT_2_SPP_S | ENT | SPP_S | Internal | Summer | B3 | 75 | 1300 | 0 | 141.4 | 130.05 | 8 | 0
2030 | ENT_2_SPP_S | ENT | SPP_S | Internal | Summer | B4 | 100 | 1300 | 0 | 141.4 | 128.95 | 8 | 0
2030 | ENT_2_SPP_S | ENT | SPP_S | Internal | Summer | B5 | 200 | 1300 | 0 | 127.2 | 128.95 | 8 | 0
2030 | ENT_2_SPP_S | ENT | SPP_S | Internal | Summer | B6 | 300 | 1300 | 450.2 | 92.56 | 100.56 | 8 | 0
2030 | ENT_2_SPP_S | ENT | SPP_S | Internal | Summer | B7 | 400 | 1300 | 0 | 92.56 | 92.84 | 8 | 0
2030 | ENT_2_SPP_S | ENT | SPP_S | Internal | Summer | B8 | 500 | 1300 | 0 | 90.65 | 88.69 | 8 | 0
2030 | ENT_2_SPP_S | ENT | SPP_S | Internal | Summer | B9 | 800 | 1300 | 0 | 88.77 | 88.13 | 8 | 0
2030 | ENT_2_SPP_S | ENT | SPP_S | Internal | Summer | B10 | 1262 | 1300 | 0 | 82.61 | 77.4 | 8 | 0
2030 | ENT_2_SPP_S | ENT | SPP_S | Internal | Winter | B16 | 25 | 1300 | 0 | 96.8 | 91.81 | 8 | 0
2030 | ENT_2_SPP_S | ENT | SPP_S | Internal | Winter | B17 | 100 | 1300 | 0 | 93.53 | 85.77 | 8 | 0
2030 | ENT_2_SPP_S | ENT | SPP_S | Internal | Winter | B18 | 400 | 1300 | 0 | 93.53 | 88.04 | 8 | 0
2030 | ENT_2_SPP_S | ENT | SPP_S | Internal | Winter | B19 | 700 | 1300 | 0 | 88.54 | 82.16 | 8 | 0
2030 | ENT_2_SPP_S | ENT | SPP_S | Internal | Winter | B20 | 935 | 1300 | 0 | 86.6 | 80.95 | 8 | 0
2030 | ENT_2_TVA_Transmission | ENT | TVA_Transmission | Internal | Shoulder | B11 | 25 | 2100 | 0 | 94.22 | 99.77 | 8 | 0
2030 | ENT_2_TVA_Transmission | ENT | TVA_Transmission | Internal | Shoulder | B12 | 200 | 2100 | 0 | 90.44 | 95.31 | 8 | 0
2030 | ENT_2_TVA_Transmission | ENT | TVA_Transmission | Internal | Shoulder | B13 | 600 | 2100 | 0 | 90.37 | 91.76 | 8 | 0
2030 | ENT_2_TVA_Transmission | ENT | TVA_Transmission | Internal | Shoulder | B14 | 900 | 2100 | 0 | 85.46 | 85.38 | 8 | 0
2030 | ENT_2_TVA_Transmission | ENT | TVA_Transmission | Internal | Shoulder | B15 | 1203 | 2100 | 0 | 83.96 | 81.87 | 8 | 0
2030 | ENT_2_TVA_Transmission | ENT | TVA_Transmission | Internal | Summer | B1 | 10 | 2100 | 0 | 148.93 | 151.7 | 8 | 0
2030 | ENT_2_TVA_Transmission | ENT | TVA_Transmission | Internal | Summer | B2 | 25 | 2100 | 0 | 141.4 | 148.86 | 8 | 0
2030 | ENT_2_TVA_Transmission | ENT | TVA_Transmission | Internal | Summer | B3 | 75 | 2100 | 0 | 141.4 | 146.39 | 8 | 0
2030 | ENT_2_TVA_Transmission | ENT | TVA_Transmission | Internal | Summer | B4 | 100 | 2100 | 0 | 141.4 | 146.39 | 8 | 0
2030 | ENT_2_TVA_Transmission | ENT | TVA_Transmission | Internal | Summer | B5 | 200 | 2100 | 0 | 127.2 | 132.39 | 8 | 0
2030 | ENT_2_TVA_Transmission | ENT | TVA_Transmission | Internal | Summer | B6 | 300 | 2100 | 0 | 92.56 | 99.77 | 8 | 0
2030 | ENT_2_TVA_Transmission | ENT | TVA_Transmission | Internal | Summer | B7 | 400 | 2100 | 0 | 92.56 | 93.16 | 8 | 0
2030 | ENT_2_TVA_Transmission | ENT | TVA_Transmission | Internal | Summer | B8 | 500 | 2100 | 0 | 90.65 | 90.47 | 8 | 0
2030 | ENT_2_TVA_Transmission | ENT | TVA_Transmission | Internal | Summer | B9 | 800 | 2100 | 0 | 88.77 | 83.53 | 8 | 0
2030 | ENT_2_TVA_Transmission | ENT | TVA_Transmission | Internal | Summer | B10 | 1262 | 2100 | 0 | 82.61 | 79.25 | 8 | 0
2030 | ENT_2_TVA_Transmission | ENT | TVA_Transmission | Internal | Winter | B16 | 25 | 2100 | 255.06 | 96.8 | 104.8 | 8 | 0
2030 | ENT_2_TVA_Transmission | ENT | TVA_Transmission | Internal | Winter | B17 | 100 | 2100 | 0 | 93.53 | 98.76 | 8 | 0
2030 | ENT_2_TVA_Transmission | ENT | TVA_Transmission | Internal | Winter | B18 | 400 | 2100 | 0 | 93.53 | 94.39 | 8 | 0
2030 | ENT_2_TVA_Transmission | ENT | TVA_Transmission | Internal | Winter | B19 | 700 | 2100 | 0 | 88.54 | 88.54 | 8 | 0
2030 | ENT_2_TVA_Transmission | ENT | TVA_Transmission | Internal | Winter | B20 | 935 | 2100 | 0 | 86.6 | 84.94 | 8 | 0
2030 | FRCC_2_SOCO | FRCC | SOCO | Internal | Shoulder | B11 | 25 | 900 | 0 | 112.22 | 102.22 | 8 | 0
2030 | FRCC_2_SOCO | FRCC | SOCO | Internal | Shoulder | B12 | 200 | 900 | 0 | 97.62 | 92.38 | 8 | 0
2030 | FRCC_2_SOCO | FRCC | SOCO | Internal | Shoulder | B13 | 600 | 900 | 0 | 97.62 | 92.38 | 8 | 0
2030 | FRCC_2_SOCO | FRCC | SOCO | Internal | Shoulder | B14 | 900 | 900 | 0 | 97.62 | 92.38 | 8 | 0
2030 | FRCC_2_SOCO | FRCC | SOCO | Internal | Shoulder | B15 | 1203 | 900 | 0 | 84.43 | 86.65 | 8 | 0
2030 | FRCC_2_SOCO | FRCC | SOCO | Internal | Summer | B1 | 10 | 900 | 0 | 155.87 | 156.93 | 8 | 0
2030 | FRCC_2_SOCO | FRCC | SOCO | Internal | Summer | B2 | 25 | 900 | 0 | 155.87 | 149.4 | 8 | 0
2030 | FRCC_2_SOCO | FRCC | SOCO | Internal | Summer | B3 | 75 | 900 | 0 | 155.87 | 149.4 | 8 | 0
2030 | FRCC_2_SOCO | FRCC | SOCO | Internal | Summer | B4 | 100 | 900 | 0 | 151.58 | 149.4 | 8 | 0
2030 | FRCC_2_SOCO | FRCC | SOCO | Internal | Summer | B5 | 200 | 900 | 0 | 143.19 | 133.19 | 8 | 0
2030 | FRCC_2_SOCO | FRCC | SOCO | Internal | Summer | B6 | 300 | 900 | 0 | 96.7 | 97.09 | 8 | 0
2030 | FRCC_2_SOCO | FRCC | SOCO | Internal | Summer | B7 | 400 | 900 | 0 | 96.7 | 94.21 | 8 | 0
2030 | FRCC_2_SOCO | FRCC | SOCO | Internal | Summer | B8 | 500 | 900 | 0 | 96.7 | 90.88 | 8 | 0
2030 | FRCC_2_SOCO | FRCC | SOCO | Internal | Summer | B9 | 800 | 900 | 0 | 96.7 | 90.88 | 8 | 0
2030 | FRCC_2_SOCO | FRCC | SOCO | Internal | Summer | B10 | 1262 | 900 | 0 | 83.66 | 78.7 | 8 | 0
2030 | FRCC_2_SOCO | FRCC | SOCO | Internal | Winter | B16 | 25 | 900 | 0 | 100.28 | 103.81 | 8 | 0
2030 | FRCC_2_SOCO | FRCC | SOCO | Internal | Winter | B17 | 100 | 900 | 0 | 100.28 | 95.54 | 8 | 0
2030 | FRCC_2_SOCO | FRCC | SOCO | Internal | Winter | B18 | 400 | 900 | 0 | 100.28 | 95.54 | 8 | 0
2030 | FRCC_2_SOCO | FRCC | SOCO | Internal | Winter | B19 | 700 | 900 | 0 | 93.88 | 95.54 | 8 | 0
2030 | FRCC_2_SOCO | FRCC | SOCO | Internal | Winter | B20 | 935 | 900 | 0 | 86.69 | 88.98 | 8 | 0
2030 | HQ_NEISO_2_NEISO | HQ_NEISO | NEISO | Internal | Shoulder | B11 | 25 | 99999 | 3866.9 | 73.11 | 73.12 | 0.01 | 0
2030 | HQ_NEISO_2_NEISO | HQ_NEISO | NEISO | Internal | Shoulder | B12 | 200 | 99999 | 3857.4 | 73.48 | 73.5 | 0.01 | 0
2030 | HQ_NEISO_2_NEISO | HQ_NEISO | NEISO | Internal | Shoulder | B13 | 600 | 99999 | 3820.02 | 73.11 | 73.12 | 0.01 | 0
2030 | HQ_NEISO_2_NEISO | HQ_NEISO | NEISO | Internal | Shoulder | B14 | 900 | 99999 | 3754.63 | 73.11 | 73.12 | 0.01 | 0
2030 | HQ_NEISO_2_NEISO | HQ_NEISO | NEISO | Internal | Shoulder | B15 | 1203 | 99999 | 1797.77 | 73.11 | 73.12 | 0.01 | 0
2030 | HQ_NEISO_2_NEISO | HQ_NEISO | NEISO | Internal | Summer | B1 | 10 | 99999 | 4396.59 | 101.13 | 101.14 | 0.01 | 0
2030 | HQ_NEISO_2_NEISO | HQ_NEISO | NEISO | Internal | Summer | B2 | 25 | 99999 | 4333.83 | 101.13 | 101.14 | 0.01 | 0
2030 | HQ_NEISO_2_NEISO | HQ_NEISO | NEISO | Internal | Summer | B3 | 75 | 99999 | 4208.63 | 80.89 | 80.9 | 0.01 | 0
2030 | HQ_NEISO_2_NEISO | HQ_NEISO | NEISO | Internal | Summer | B4 | 100 | 99999 | 4101.1 | 80.89 | 80.9 | 0.01 | 0
2030 | HQ_NEISO_2_NEISO | HQ_NEISO | NEISO | Internal | Summer | B5 | 200 | 99999 | 4042.61 | 80.89 | 80.9 | 0.01 | 0
2030 | HQ_NEISO_2_NEISO | HQ_NEISO | NEISO | Internal | Summer | B6 | 300 | 99999 | 3976.65 | 80.89 | 80.9 | 0.01 | 0
2030 | HQ_NEISO_2_NEISO | HQ_NEISO | NEISO | Internal | Summer | B7 | 400 | 99999 | 3901.06 | 79.25 | 79.26 | 0.01 | 0
2030 | HQ_NEISO_2_NEISO | HQ_NEISO | NEISO | Internal | Summer | B8 | 500 | 99999 | 3841.63 | 74.8 | 74.81 | 0.01 | 0
2030 | HQ_NEISO_2_NEISO | HQ_NEISO | NEISO | Internal | Summer | B9 | 800 | 99999 | 3768.83 | 74.06 | 74.07 | 0.01 | 0
2030 | HQ_NEISO_2_NEISO | HQ_NEISO | NEISO | Internal | Summer | B10 | 1262 | 99999 | 1471.96 | 74.07 | 74.09 | 0.01 | 0
2030 | HQ_NEISO_2_NEISO | HQ_NEISO | NEISO | Internal | Winter | B16 | 25 | 99999 | 3998.52 | 82.09 | 82.1 | 0.01 | 0
2030 | HQ_NEISO_2_NEISO | HQ_NEISO | NEISO | Internal | Winter | B17 | 100 | 99999 | 3945.7 | 82.09 | 82.1 | 0.01 | 0
2030 | HQ_NEISO_2_NEISO | HQ_NEISO | NEISO | Internal | Winter | B18 | 400 | 99999 | 3905.27 | 81.53 | 81.54 | 0.01 | 0
2030 | HQ_NEISO_2_NEISO | HQ_NEISO | NEISO | Internal | Winter | B19 | 700 | 99999 | 3829.95 | 81.53 | 81.54 | 0.01 | 0
2030 | HQ_NEISO_2_NEISO | HQ_NEISO | NEISO | Internal | Winter | B20 | 935 | 99999 | 1964.44 | 81.53 | 81.54 | 0.01 | 0
2030 | HQ_NY_2_NYISO_A-F | HQ_NY | NYISO_A-F | Internal | Shoulder | B11 | 25 | 99999 | 2812.27 | 83.94 | 83.95 | 0.01 | 0
2030 | HQ_NY_2_NYISO_A-F | HQ_NY | NYISO_A-F | Internal | Shoulder | B12 | 200 | 99999 | 2847.69 | 81.66 | 81.67 | 0.01 | 0
2030 | HQ_NY_2_NYISO_A-F | HQ_NY | NYISO_A-F | Internal | Shoulder | B13 | 600 | 99999 | 2781.85 | 79.81 | 79.82 | 0.01 | 0
2030 | HQ_NY_2_NYISO_A-F | HQ_NY | NYISO_A-F | Internal | Shoulder | B14 | 900 | 99999 | 2673.14 | 76.11 | 76.12 | 0.01 | 0
2030 | HQ_NY_2_NYISO_A-F | HQ_NY | NYISO_A-F | Internal | Shoulder | B15 | 1203 | 99999 | 1582.7 | 76.09 | 76.1 | 0.01 | 0
2030 | HQ_NY_2_NYISO_A-F | HQ_NY | NYISO_A-F | Internal | Summer | B1 | 10 | 99999 | 3500.1 | 98.13 | 98.14 | 0.01 | 0
2030 | HQ_NY_2_NYISO_A-F | HQ_NY | NYISO_A-F | Internal | Summer | B2 | 25 | 99999 | 3406.71 | 104.13 | 104.14 | 0.01 | 0
2030 | HQ_NY_2_NYISO_A-F | HQ_NY | NYISO_A-F | Internal | Summer | B3 | 75 | 99999 | 3266.7 | 92.9 | 92.91 | 0.01 | 0
2030 | HQ_NY_2_NYISO_A-F | HQ_NY | NYISO_A-F | Internal | Summer | B4 | 100 | 99999 | 3116.37 | 92.9 | 92.91 | 0.01 | 0
2030 | HQ_NY_2_NYISO_A-F | HQ_NY | NYISO_A-F | Internal | Summer | B5 | 200 | 99999 | 3025.49 | 86.38 | 86.39 | 0.01 | 0
2030 | HQ_NY_2_NYISO_A-F | HQ_NY | NYISO_A-F | Internal | Summer | B6 | 300 | 99999 | 2934.86 | 86.38 | 86.39 | 0.01 | 0
2030 | HQ_NY_2_NYISO_A-F | HQ_NY | NYISO_A-F | Internal | Summer | B7 | 400 | 99999 | 2830.75 | 82.25 | 82.26 | 0.01 | 0
2030 | HQ_NY_2_NYISO_A-F | HQ_NY | NYISO_A-F | Internal | Summer | B8 | 500 | 99999 | 2760.25 | 77.79 | 77.8 | 0.01 | 0
2030 | HQ_NY_2_NYISO_A-F | HQ_NY | NYISO_A-F | Internal | Summer | B9 | 800 | 99999 | 2664.71 | 77.06 | 77.07 | 0.01 | 0
2030 | HQ_NY_2_NYISO_A-F | HQ_NY | NYISO_A-F | Internal | Summer | B10 | 1262 | 99999 | 1436.31 | 77.06 | 77.07 | 0.01 | 0
2030 | HQ_NY_2_NYISO_A-F | HQ_NY | NYISO_A-F | Internal | Winter | B16 | 25 | 99999 | 3058.87 | 79.09 | 79.1 | 0.01 | 0
2030 | HQ_NY_2_NYISO_A-F | HQ_NY | NYISO_A-F | Internal | Winter | B17 | 100 | 99999 | 3001.1 | 79.09 | 79.1 | 0.01 | 0
2030 | HQ_NY_2_NYISO_A-F | HQ_NY | NYISO_A-F | Internal | Winter | B18 | 400 | 99999 | 2934.69 | 78.53 | 78.54 | 0.01 | 0
2030 | HQ_NY_2_NYISO_A-F | HQ_NY | NYISO_A-F | Internal | Winter | B19 | 700 | 99999 | 2819.07 | 78.53 | 78.54 | 0.01 | 0
2030 | HQ_NY_2_NYISO_A-F | HQ_NY | NYISO_A-F | Internal | Winter | B20 | 935 | 99999 | 1762.97 | 78.53 | 78.54 | 0.01 | 0
2030 | HQ_IESO_2_IESO | HQ_IESO | IESO | Internal | Shoulder | B11 | 25 | 99999 | 467.25 | 63.92 | 63.93 | 0.01 | 0
2030 | HQ_IESO_2_IESO | HQ_IESO | IESO | Internal | Shoulder | B12 | 200 | 99999 | 469.06 | 63.92 | 63.93 | 0.01 | 0
2030 | HQ_IESO_2_IESO | HQ_IESO | IESO | Internal | Shoulder | B13 | 600 | 99999 | 466.9 | 63.92 | 63.93 | 0.01 | 0
2030 | HQ_IESO_2_IESO | HQ_IESO | IESO | Internal | Shoulder | B14 | 900 | 99999 | 462.95 | 63.92 | 63.93 | 0.01 | 0
2030 | HQ_IESO_2_IESO | HQ_IESO | IESO | Internal | Shoulder | B15 | 1203 | 99999 | 128.57 | 63.92 | 63.93 | 0.01 | 0
2030 | HQ_IESO_2_IESO | HQ_IESO | IESO | Internal | Summer | B1 | 10 | 99999 | 488.01 | 91.13 | 91.14 | 0.01 | 0
2030 | HQ_IESO_2_IESO | HQ_IESO | IESO | Internal | Summer | B2 | 25 | 99999 | 484.21 | 97.13 | 97.14 | 0.01 | 0
2030 | HQ_IESO_2_IESO | HQ_IESO | IESO | Internal | Summer | B3 | 75 | 99999 | 478.68 | 85.9 | 85.91 | 0.01 | 0
2030 | HQ_IESO_2_IESO | HQ_IESO | IESO | Internal | Summer | B4 | 100 | 99999 | 475.18 | 85.9 | 85.91 | 0.01 | 0
2030 | HQ_IESO_2_IESO | HQ_IESO | IESO | Internal | Summer | B5 | 200 | 99999 | 472.55 | 76.62 | 76.63 | 0.01 | 0
2030 | HQ_IESO_2_IESO | HQ_IESO | IESO | Internal | Summer | B6 | 300 | 99999 | 470.41 | 61.62 | 61.63 | 0.01 | 0
2030 | HQ_IESO_2_IESO | HQ_IESO | IESO | Internal | Summer | B7 | 400 | 99999 | 467.7 | 61.62 | 61.63 | 0.01 | 0
2030 | HQ_IESO_2_IESO | HQ_IESO | IESO | Internal | Summer | B8 | 500 | 99999 | 464.74 | 61.62 | 61.63 | 0.01 | 0
2030 | HQ_IESO_2_IESO | HQ_IESO | IESO | Internal | Summer | B9 | 800 | 99999 | 461.51 | 61.62 | 61.63 | 0.01 | 0
2030 | HQ_IESO_2_IESO | HQ_IESO | IESO | Internal | Summer | B10 | 1262 | 99999 | 65.15 | 61.62 | 61.63 | 0.01 | 0
2030 | HQ_IESO_2_IESO | HQ_IESO | IESO | Internal | Winter | B16 | 25 | 99999 | 477.62 | 71.53 | 71.54 | 0.01 | 0
2030 | HQ_IESO_2_IESO | HQ_IESO | IESO | Internal | Winter | B17 | 100 | 99999 | 475.49 | 71.53 | 71.54 | 0.01 | 0
2030 | HQ_IESO_2_IESO | HQ_IESO | IESO | Internal | Winter | B18 | 400 | 99999 | 473.04 | 71.53 | 71.54 | 0.01 | 0
2030 | HQ_IESO_2_IESO | HQ_IESO | IESO | Internal | Winter | B19 | 700 | 99999 | 468.68 | 71.53 | 71.54 | 0.01 | 0
2030 | HQ_IESO_2_IESO | HQ_IESO | IESO | Internal | Winter | B20 | 935 | 99999 | 149.75 | 71.53 | 71.54 | 0.01 | 0
2030 | IESO_2_MAPP_CA | IESO | MAPP_CA | Internal | Shoulder | B11 | 25 | 262 | 131.91 | 63.93 | 70.93 | 7 | 0
2030 | IESO_2_MAPP_CA | IESO | MAPP_CA | Internal | Shoulder | B12 | 200 | 262 | 151.62 | 63.93 | 70.93 | 7 | 0
2030 | IESO_2_MAPP_CA | IESO | MAPP_CA | Internal | Shoulder | B13 | 600 | 262 | 175.03 | 63.93 | 70.93 | 7 | 0
2030 | IESO_2_MAPP_CA | IESO | MAPP_CA | Internal | Shoulder | B14 | 900 | 262 | 189.66 | 63.93 | 70.93 | 7 | 0
2030 | IESO_2_MAPP_CA | IESO | MAPP_CA | Internal | Shoulder | B15 | 1203 | 262 | 199.54 | 63.93 | 70.93 | 7 | 0
2030 | IESO_2_MAPP_CA | IESO | MAPP_CA | Internal | Summer | B1 | 10 | 262 | 0 | 91.14 | 68.63 | 7 | 0
2030 | IESO_2_MAPP_CA | IESO | MAPP_CA | Internal | Summer | B2 | 25 | 262 | 0 | 97.14 | 68.63 | 7 | 0
2030 | IESO_2_MAPP_CA | IESO | MAPP_CA | Internal | Summer | B3 | 75 | 262 | 0 | 85.91 | 68.63 | 7 | 0
2030 | IESO_2_MAPP_CA | IESO | MAPP_CA | Internal | Summer | B4 | 100 | 262 | 0 | 85.91 | 68.63 | 7 | 0
2030 | IESO_2_MAPP_CA | IESO | MAPP_CA | Internal | Summer | B5 | 200 | 262 | 0 | 76.63 | 68.63 | 7 | 0
2030 | IESO_2_MAPP_CA | IESO | MAPP_CA | Internal | Summer | B6 | 300 | 262 | 58.75 | 61.63 | 68.63 | 7 | 0
2030 | IESO_2_MAPP_CA | IESO | MAPP_CA | Internal | Summer | B7 | 400 | 262 | 72.97 | 61.63 | 68.63 | 7 | 0
2030 | IESO_2_MAPP_CA | IESO | MAPP_CA | Internal | Summer | B8 | 500 | 262 | 67.01 | 61.63 | 68.63 | 7 | 0
2030 | IESO_2_MAPP_CA | IESO | MAPP_CA | Internal | Summer | B9 | 800 | 262 | 50.22 | 61.63 | 68.63 | 7 | 0
2030 | IESO_2_MAPP_CA | IESO | MAPP_CA | Internal | Summer | B10 | 1262 | 262 | 35.86 | 61.63 | 68.63 | 7 | 0
2030 | IESO_2_MAPP_CA | IESO | MAPP_CA | Internal | Winter | B16 | 25 | 262 | 0 | 71.54 | 73.93 | 7 | 0
2030 | IESO_2_MAPP_CA | IESO | MAPP_CA | Internal | Winter | B17 | 100 | 262 | 0 | 71.54 | 73.93 | 7 | 0
2030 | IESO_2_MAPP_CA | IESO | MAPP_CA | Internal | Winter | B18 | 400 | 262 | 0 | 71.54 | 73.93 | 7 | 0
2030 | IESO_2_MAPP_CA | IESO | MAPP_CA | Internal | Winter | B19 | 700 | 262 | 0 | 71.54 | 73.93 | 7 | 0
2030 | IESO_2_MAPP_CA | IESO | MAPP_CA | Internal | Winter | B20 | 935 | 262 | 0 | 71.54 | 73.93 | 7 | 0
2030 | IESO_2_MISO_MI | IESO | MISO_MI | Internal | Shoulder | B11 | 25 | 1840 | 1840 | 63.93 | 91.78 | 7 | 20.85
2030 | IESO_2_MISO_MI | IESO | MISO_MI | Internal | Shoulder | B12 | 200 | 1840 | 1840 | 63.93 | 87.66 | 7 | 16.73
2030 | IESO_2_MISO_MI | IESO | MISO_MI | Internal | Shoulder | B13 | 600 | 1840 | 1840 | 63.93 | 84.95 | 7 | 14.02
2030 | IESO_2_MISO_MI | IESO | MISO_MI | Internal | Shoulder | B14 | 900 | 1840 | 1840 | 63.93 | 77.38 | 7 | 6.45
2030 | IESO_2_MISO_MI | IESO | MISO_MI | Internal | Shoulder | B15 | 1203 | 1840 | 1840 | 63.93 | 75.96 | 7 | 5.03
2030 | IESO_2_MISO_MI | IESO | MISO_MI | Internal | Summer | B1 | 10 | 1840 | 1840 | 91.14 | 143.4 | 7 | 45.26
2030 | IESO_2_MISO_MI | IESO | MISO_MI | Internal | Summer | B2 | 25 | 1840 | 1840 | 97.14 | 140.86 | 7 | 36.72
2030 | IESO_2_MISO_MI | IESO | MISO_MI | Internal | Summer | B3 | 75 | 1840 | 1840 | 85.91 | 139.29 | 7 | 46.38
2030 | IESO_2_MISO_MI | IESO | MISO_MI | Internal | Summer | B4 | 100 | 1840 | 1840 | 85.91 | 138.39 | 7 | 45.48
2030 | IESO_2_MISO_MI | IESO | MISO_MI | Internal | Summer | B5 | 200 | 1840 | 1840 | 76.63 | 121.07 | 7 | 37.44
2030 | IESO_2_MISO_MI | IESO | MISO_MI | Internal | Summer | B6 | 300 | 1840 | 1840 | 61.63 | 99.09 | 7 | 30.46
2030 | IESO_2_MISO_MI | IESO | MISO_MI | Internal | Summer | B7 | 400 | 1840 | 1840 | 61.63 | 88.22 | 7 | 19.59
2030 | IESO_2_MISO_MI | IESO | MISO_MI | Internal | Summer | B8 | 500 | 1840 | 1840 | 61.63 | 83.79 | 7 | 15.16
2030 | IESO_2_MISO_MI | IESO | MISO_MI | Internal | Summer | B9 | 800 | 1840 | 1840 | 61.63 | 75.53 | 7 | 6.89
2030 | IESO_2_MISO_MI | IESO | MISO_MI | Internal | Summer | B10 | 1262 | 1840 | 1840 | 61.63 | 74.61 | 7 | 5.98
2030 | IESO_2_MISO_MI | IESO | MISO_MI | Internal | Winter | B16 | 25 | 1840 | 1840 | 71.54 | 96.8 | 7 | 18.25
2030 | IESO_2_MISO_MI | IESO | MISO_MI | Internal | Winter | B17 | 100 | 1840 | 1840 | 71.54 | 90.76 | 7 | 12.22
2030 | IESO_2_MISO_MI | IESO | MISO_MI | Internal | Winter | B18 | 400 | 1840 | 1840 | 71.54 | 87.06 | 7 | 8.51
2030 | IESO_2_MISO_MI | IESO | MISO_MI | Internal | Winter | B19 | 700 | 1840 | 1840 | 71.54 | 80.54 | 7 | 2
2030 | IESO_2_MISO_MI | IESO | MISO_MI | Internal | Winter | B20 | 935 | 1840 | 1840 | 71.54 | 78.6 | 7 | 0.06
2030 | IESO_2_MISO_W | IESO | MISO_W | Internal | Shoulder | B11 | 25 | 140 | 140 | 63.93 | 91.77 | 7 | 20.84
2030 | IESO_2_MISO_W | IESO | MISO_W | Internal | Shoulder | B12 | 200 | 140 | 140 | 63.93 | 87.34 | 7 | 16.41
2030 | IESO_2_MISO_W | IESO | MISO_W | Internal | Shoulder | B13 | 600 | 140 | 140 | 63.93 | 78.15 | 7 | 7.22
2030 | IESO_2_MISO_W | IESO | MISO_W | Internal | Shoulder | B14 | 900 | 140 | 140 | 63.93 | 71.82 | 7 | 0.89
2030 | IESO_2_MISO_W | IESO | MISO_W | Internal | Shoulder | B15 | 1203 | 140 | 140 | 63.93 | 70.94 | 7 | 0.01
2030 | IESO_2_MISO_W | IESO | MISO_W | Internal | Summer | B1 | 10 | 140 | 140 | 91.14 | 143.71 | 7 | 45.57
2030 | IESO_2_MISO_W | IESO | MISO_W | Internal | Summer | B2 | 25 | 140 | 140 | 97.14 | 140.85 | 7 | 36.71
2030 | IESO_2_MISO_W | IESO | MISO_W | Internal | Summer | B3 | 75 | 140 | 140 | 85.91 | 141.53 | 7 | 48.62
2030 | IESO_2_MISO_W | IESO | MISO_W | Internal | Summer | B4 | 100 | 140 | 140 | 85.91 | 140.87 | 7 | 47.97
2030 | IESO_2_MISO_W | IESO | MISO_W | Internal | Summer | B5 | 200 | 140 | 140 | 76.63 | 135.19 | 7 | 51.56
2030 | IESO_2_MISO_W | IESO | MISO_W | Internal | Summer | B6 | 300 | 140 | 140 | 61.63 | 100.54 | 7 | 31.91
2030 | IESO_2_MISO_W | IESO | MISO_W | Internal | Summer | B7 | 400 | 140 | 140 | 61.63 | 88.21 | 7 | 19.58
2030 | IESO_2_MISO_W | IESO | MISO_W | Internal | Summer | B8 | 500 | 140 | 140 | 61.63 | 82.63 | 7 | 14
2030 | IESO_2_MISO_W | IESO | MISO_W | Internal | Summer | B9 | 800 | 140 | 140 | 61.63 | 75.53 | 7 | 6.89
2030 | IESO_2_MISO_W | IESO | MISO_W | Internal | Summer | B10 | 1262 | 140 | 140 | 61.63 | 70.39 | 7 | 1.76
2030 | IESO_2_MISO_W | IESO | MISO_W | Internal | Winter | B16 | 25 | 140 | 0 | 71.54 | 73.94 | 7 | 0
2030 | IESO_2_MISO_W | IESO | MISO_W | Internal | Winter | B17 | 100 | 140 | 0 | 71.54 | 76.61 | 7 | 0
2030 | IESO_2_MISO_W | IESO | MISO_W | Internal | Winter | B18 | 400 | 140 | 140 | 71.54 | 81.03 | 7 | 2.48
2030 | IESO_2_MISO_W | IESO | MISO_W | Internal | Winter | B19 | 700 | 140 | 140 | 71.54 | 80.46 | 7 | 1.92
2030 | IESO_2_MISO_W | IESO | MISO_W | Internal | Winter | B20 | 935 | 140 | 0 | 71.54 | 73.94 | 7 | 0
2030 | IESO_2_NYISO_A-F | IESO | NYISO_A-F | Internal | Shoulder | B11 | 25 | 1725 | 1725 | 63.93 | 83.95 | 7 | 13.02
2030 | IESO_2_NYISO_A-F | IESO | NYISO_A-F | Internal | Shoulder | B12 | 200 | 1725 | 1725 | 63.93 | 81.67 | 7 | 10.74
2030 | IESO_2_NYISO_A-F | IESO | NYISO_A-F | Internal | Shoulder | B13 | 600 | 1725 | 1725 | 63.93 | 79.82 | 7 | 8.89
2030 | IESO_2_NYISO_A-F | IESO | NYISO_A-F | Internal | Shoulder | B14 | 900 | 1725 | 1725 | 63.93 | 76.12 | 7 | 5.19
2030 | IESO_2_NYISO_A-F | IESO | NYISO_A-F | Internal | Shoulder | B15 | 1203 | 1725 | 1725 | 63.93 | 76.1 | 7 | 5.17
2030 | IESO_2_NYISO_A-F | IESO | NYISO_A-F | Internal | Summer | B1 | 10 | 1725 | 814.9 | 91.14 | 98.14 | 7 | 0
2030 | IESO_2_NYISO_A-F | IESO | NYISO_A-F | Internal | Summer | B2 | 25 | 1725 | 1262.45 | 97.14 | 104.14 | 7 | 0
2030 | IESO_2_NYISO_A-F | IESO | NYISO_A-F | Internal | Summer | B3 | 75 | 1725 | 1588.82 | 85.91 | 92.91 | 7 | 0
2030 | IESO_2_NYISO_A-F | IESO | NYISO_A-F | Internal | Summer | B4 | 100 | 1725 | 1531.3 | 85.91 | 92.91 | 7 | 0
2030 | IESO_2_NYISO_A-F | IESO | NYISO_A-F | Internal | Summer | B5 | 200 | 1725 | 1725 | 76.63 | 86.39 | 7 | 2.76
2030 | IESO_2_NYISO_A-F | IESO | NYISO_A-F | Internal | Summer | B6 | 300 | 1725 | 1725 | 61.63 | 86.39 | 7 | 17.76
2030 | IESO_2_NYISO_A-F | IESO | NYISO_A-F | Internal | Summer | B7 | 400 | 1725 | 1725 | 61.63 | 82.26 | 7 | 13.63
2030 | IESO_2_NYISO_A-F | IESO | NYISO_A-F | Internal | Summer | B8 | 500 | 1725 | 1725 | 61.63 | 77.8 | 7 | 9.17
2030 | IESO_2_NYISO_A-F | IESO | NYISO_A-F | Internal | Summer | B9 | 800 | 1725 | 1725 | 61.63 | 77.07 | 7 | 8.44
2030 | IESO_2_NYISO_A-F | IESO | NYISO_A-F | Internal | Summer | B10 | 1262 | 1725 | 1725 | 61.63 | 77.07 | 7 | 8.44
2030 | IESO_2_NYISO_A-F | IESO | NYISO_A-F | Internal | Winter | B16 | 25 | 1725 | 1725 | 71.54 | 79.1 | 7 | 0.56
2030 | IESO_2_NYISO_A-F | IESO | NYISO_A-F | Internal | Winter | B17 | 100 | 1725 | 1725 | 71.54 | 79.1 | 7 | 0.56
2030 | IESO_2_NYISO_A-F | IESO | NYISO_A-F | Internal | Winter | B18 | 400 | 1725 | 1607.07 | 71.54 | 78.54 | 7 | 0
2030 | IESO_2_NYISO_A-F | IESO | NYISO_A-F | Internal | Winter | B19 | 700 | 1725 | 1565.83 | 71.54 | 78.54 | 7 | 0
2030 | IESO_2_NYISO_A-F | IESO | NYISO_A-F | Internal | Winter | B20 | 935 | 1725 | 1571.16 | 71.54 | 78.54 | 7 | 0
2030 | MAPP_CA_2_IESO | MAPP_CA | IESO | Internal | Shoulder | B11 | 25 | 330 | 0 | 70.93 | 63.93 | 8 | 0
2030 | MAPP_CA_2_IESO | MAPP_CA | IESO | Internal | Shoulder | B12 | 200 | 330 | 0 | 70.93 | 63.93 | 8 | 0
2030 | MAPP_CA_2_IESO | MAPP_CA | IESO | Internal | Shoulder | B13 | 600 | 330 | 0 | 70.93 | 63.93 | 8 | 0
2030 | MAPP_CA_2_IESO | MAPP_CA | IESO | Internal | Shoulder | B14 | 900 | 330 | 0 | 70.93 | 63.93 | 8 | 0
2030 | MAPP_CA_2_IESO | MAPP_CA | IESO | Internal | Shoulder | B15 | 1203 | 330 | 0 | 70.93 | 63.93 | 8 | 0
2030 | MAPP_CA_2_IESO | MAPP_CA | IESO | Internal | Summer | B1 | 10 | 330 | 330 | 68.63 | 91.14 | 8 | 14.51
2030 | MAPP_CA_2_IESO | MAPP_CA | IESO | Internal | Summer | B2 | 25 | 330 | 330 | 68.63 | 97.14 | 8 | 20.51
2030 | MAPP_CA_2_IESO | MAPP_CA | IESO | Internal | Summer | B3 | 75 | 330 | 330 | 68.63 | 85.91 | 8 | 9.27
2030 | MAPP_CA_2_IESO | MAPP_CA | IESO | Internal | Summer | B4 | 100 | 330 | 330 | 68.63 | 85.91 | 8 | 9.27
2030 | MAPP_CA_2_IESO | MAPP_CA | IESO | Internal | Summer | B5 | 200 | 330 | 108.69 | 68.63 | 76.63 | 8 | 0
2030 | MAPP_CA_2_IESO | MAPP_CA | IESO | Internal | Summer | B6 | 300 | 330 | 0 | 68.63 | 61.63 | 8 | 0
2030 | MAPP_CA_2_IESO | MAPP_CA | IESO | Internal | Summer | B7 | 400 | 330 | 0 | 68.63 | 61.63 | 8 | 0
2030 | MAPP_CA_2_IESO | MAPP_CA | IESO | Internal | Summer | B8 | 500 | 330 | 0 | 68.63 | 61.63 | 8 | 0
2030 | MAPP_CA_2_IESO | MAPP_CA | IESO | Internal | Summer | B9 | 800 | 330 | 0 | 68.63 | 61.63 | 8 | 0
2030 | MAPP_CA_2_IESO | MAPP_CA | IESO | Internal | Summer | B10 | 1262 | 330 | 0 | 68.63 | 61.63 | 8 | 0
2030 | MAPP_CA_2_IESO | MAPP_CA | IESO | Internal | Winter | B16 | 25 | 330 | 0 | 73.93 | 71.54 | 8 | 0
2030 | MAPP_CA_2_IESO | MAPP_CA | IESO | Internal | Winter | B17 | 100 | 330 | 0 | 73.93 | 71.54 | 8 | 0
2030 | MAPP_CA_2_IESO | MAPP_CA | IESO | Internal | Winter | B18 | 400 | 330 | 0 | 73.93 | 71.54 | 8 | 0
2030 | MAPP_CA_2_IESO | MAPP_CA | IESO | Internal | Winter | B19 | 700 | 330 | 0 | 73.93 | 71.54 | 8 | 0
2030 | MAPP_CA_2_IESO | MAPP_CA | IESO | Internal | Winter | B20 | 935 | 330 | 0 | 73.93 | 71.54 | 8 | 0
2030 | MAPP_CA_2_MAPP_US | MAPP_CA | MAPP_US | Internal | Shoulder | B11 | 25 | 372 | 372 | 70.93 | 84.77 | 7 | 6.84
2030 | MAPP_CA_2_MAPP_US | MAPP_CA | MAPP_US | Internal | Shoulder | B12 | 200 | 372 | 372 | 70.93 | 78.43 | 7 | 0.5
2030 | MAPP_CA_2_MAPP_US | MAPP_CA | MAPP_US | Internal | Shoulder | B13 | 600 | 372 | 0 | 70.93 | 71.15 | 7 | 0
2030 | MAPP_CA_2_MAPP_US | MAPP_CA | MAPP_US | Internal | Shoulder | B14 | 900 | 372 | 0 | 70.93 | 64.82 | 7 | 0
2030 | MAPP_CA_2_MAPP_US | MAPP_CA | MAPP_US | Internal | Shoulder | B15 | 1203 | 372 | 0 | 70.93 | 63.94 | 7 | 0
2030 | MAPP_CA_2_MAPP_US | MAPP_CA | MAPP_US | Internal | Summer | B1 | 10 | 372 | 372 | 68.63 | 136.91 | 7 | 61.28
2030 | MAPP_CA_2_MAPP_US | MAPP_CA | MAPP_US | Internal | Summer | B2 | 25 | 372 | 372 | 68.63 | 133.85 | 7 | 58.22
2030 | MAPP_CA_2_MAPP_US | MAPP_CA | MAPP_US | Internal | Summer | B3 | 75 | 372 | 372 | 68.63 | 134.53 | 7 | 58.89
2030 | MAPP_CA_2_MAPP_US | MAPP_CA | MAPP_US | Internal | Summer | B4 | 100 | 372 | 372 | 68.63 | 133.87 | 7 | 58.24
2030 | MAPP_CA_2_MAPP_US | MAPP_CA | MAPP_US | Internal | Summer | B5 | 200 | 372 | 372 | 68.63 | 128.19 | 7 | 52.56
2030 | MAPP_CA_2_MAPP_US | MAPP_CA | MAPP_US | Internal | Summer | B6 | 300 | 372 | 372 | 68.63 | 93.54 | 7 | 17.91
2030 | MAPP_CA_2_MAPP_US | MAPP_CA | MAPP_US | Internal | Summer | B7 | 400 | 372 | 372 | 68.63 | 81.21 | 7 | 5.58
2030 | MAPP_CA_2_MAPP_US | MAPP_CA | MAPP_US | Internal | Summer | B8 | 500 | 372 | 107.66 | 68.63 | 75.63 | 7 | 0
2030 | MAPP_CA_2_MAPP_US | MAPP_CA | MAPP_US | Internal | Summer | B9 | 800 | 372 | 0 | 68.63 | 68.53 | 7 | 0
2030 | MAPP_CA_2_MAPP_US | MAPP_CA | MAPP_US | Internal | Summer | B10 | 1262 | 372 | 0 | 68.63 | 63.39 | 7 | 0
2030 | MAPP_CA_2_MAPP_US | MAPP_CA | MAPP_US | Internal | Winter | B16 | 25 | 372 | 0 | 73.93 | 66.94 | 7 | 0
2030 | MAPP_CA_2_MAPP_US | MAPP_CA | MAPP_US | Internal | Winter | B17 | 100 | 372 | 0 | 73.93 | 69.61 | 7 | 0
2030 | MAPP_CA_2_MAPP_US | MAPP_CA | MAPP_US | Internal | Winter | B18 | 400 | 372 | 0 | 73.93 | 74.03 | 7 | 0
2030 | MAPP_CA_2_MAPP_US | MAPP_CA | MAPP_US | Internal | Winter | B19 | 700 | 372 | 0 | 73.93 | 73.46 | 7 | 0
2030 | MAPP_CA_2_MAPP_US | MAPP_CA | MAPP_US | Internal | Winter | B20 | 935 | 372 | 0 | 73.93 | 66.94 | 7 | 0
2030 | MAPP_CA_2_MISO_W | MAPP_CA | MISO_W | Internal | Shoulder | B11 | 25 | 2196 | 2196 | 70.93 | 91.77 | 0.01 | 20.82
2030 | MAPP_CA_2_MISO_W | MAPP_CA | MISO_W | Internal | Shoulder | B12 | 200 | 2196 | 2196 | 70.93 | 87.34 | 0.01 | 16.4
2030 | MAPP_CA_2_MISO_W | MAPP_CA | MISO_W | Internal | Shoulder | B13 | 600 | 2196 | 2196 | 70.93 | 78.15 | 0.01 | 7.21
2030 | MAPP_CA_2_MISO_W | MAPP_CA | MISO_W | Internal | Shoulder | B14 | 900 | 2196 | 2196 | 70.93 | 71.82 | 0.01 | 0.88
2030 | MAPP_CA_2_MISO_W | MAPP_CA | MISO_W | Internal | Shoulder | B15 | 1203 | 2196 | 1519.29 | 70.93 | 70.94 | 0.01 | 0
2030 | MAPP_CA_2_MISO_W | MAPP_CA | MISO_W | Internal | Summer | B1 | 10 | 2196 | 2196 | 68.63 | 143.71 | 0.01 | 75.07
2030 | MAPP_CA_2_MISO_W | MAPP_CA | MISO_W | Internal | Summer | B2 | 25 | 2196 | 2196 | 68.63 | 140.85 | 0.01 | 72.21
2030 | MAPP_CA_2_MISO_W | MAPP_CA | MISO_W | Internal | Summer | B3 | 75 | 2196 | 2196 | 68.63 | 141.53 | 0.01 | 72.88
2030 | MAPP_CA_2_MISO_W | MAPP_CA | MISO_W | Internal | Summer | B4 | 100 | 2196 | 2196 | 68.63 | 140.87 | 0.01 | 72.23
2030 | MAPP_CA_2_MISO_W | MAPP_CA | MISO_W | Internal | Summer | B5 | 200 | 2196 | 2196 | 68.63 | 135.19 | 0.01 | 66.55
2030 | MAPP_CA_2_MISO_W | MAPP_CA | MISO_W | Internal | Summer | B6 | 300 | 2196 | 2196 | 68.63 | 100.54 | 0.01 | 31.9
2030 | MAPP_CA_2_MISO_W | MAPP_CA | MISO_W | Internal | Summer | B7 | 400 | 2196 | 2196 | 68.63 | 88.21 | 0.01 | 19.57
2030 | MAPP_CA_2_MISO_W | MAPP_CA | MISO_W | Internal | Summer | B8 | 500 | 2196 | 2196 | 68.63 | 82.63 | 0.01 | 13.99
2030 | MAPP_CA_2_MISO_W | MAPP_CA | MISO_W | Internal | Summer | B9 | 800 | 2196 | 2196 | 68.63 | 75.53 | 0.01 | 6.88
2030 | MAPP_CA_2_MISO_W | MAPP_CA | MISO_W | Internal | Summer | B10 | 1262 | 2196 | 2196 | 68.63 | 70.39 | 0.01 | 1.75
2030 | MAPP_CA_2_MISO_W | MAPP_CA | MISO_W | Internal | Winter | B16 | 25 | 2196 | 722.63 | 73.93 | 73.94 | 0.01 | 0
2030 | MAPP_CA_2_MISO_W | MAPP_CA | MISO_W | Internal | Winter | B17 | 100 | 2196 | 2196 | 73.93 | 76.61 | 0.01 | 2.67
2030 | MAPP_CA_2_MISO_W | MAPP_CA | MISO_W | Internal | Winter | B18 | 400 | 2196 | 2196 | 73.93 | 81.03 | 0.01 | 7.09
2030 | MAPP_CA_2_MISO_W | MAPP_CA | MISO_W | Internal | Winter | B19 | 700 | 2196 | 2196 | 73.93 | 80.46 | 0.01 | 6.52
2030 | MAPP_CA_2_MISO_W | MAPP_CA | MISO_W | Internal | Winter | B20 | 935 | 2196 | 407.8 | 73.93 | 73.94 | 0.01 | 0
2030 | MAPP_US_2_MAPP_CA | MAPP_US | MAPP_CA | Internal | Shoulder | B11 | 25 | 165 | 0 | 84.77 | 70.93 | 7 | 0
2030 | MAPP_US_2_MAPP_CA | MAPP_US | MAPP_CA | Internal | Shoulder | B12 | 200 | 165 | 0 | 78.43 | 70.93 | 7 | 0
2030 | MAPP_US_2_MAPP_CA | MAPP_US | MAPP_CA | Internal | Shoulder | B13 | 600 | 165 | 0 | 71.15 | 70.93 | 7 | 0
2030 | MAPP_US_2_MAPP_CA | MAPP_US | MAPP_CA | Internal | Shoulder | B14 | 900 | 165 | 0 | 64.82 | 70.93 | 7 | 0
2030 | MAPP_US_2_MAPP_CA | MAPP_US | MAPP_CA | Internal | Shoulder | B15 | 1203 | 165 | 0 | 63.94 | 70.93 | 7 | 0
2030 | MAPP_US_2_MAPP_CA | MAPP_US | MAPP_CA | Internal | Summer | B1 | 10 | 165 | 0 | 136.91 | 68.63 | 7 | 0
2030 | MAPP_US_2_MAPP_CA | MAPP_US | MAPP_CA | Internal | Summer | B2 | 25 | 165 | 0 | 133.85 | 68.63 | 7 | 0
2030 | MAPP_US_2_MAPP_CA | MAPP_US | MAPP_CA | Internal | Summer | B3 | 75 | 165 | 0 | 134.53 | 68.63 | 7 | 0
2030 | MAPP_US_2_MAPP_CA | MAPP_US | MAPP_CA | Internal | Summer | B4 | 100 | 165 | 0 | 133.87 | 68.63 | 7 | 0
2030 | MAPP_US_2_MAPP_CA | MAPP_US | MAPP_CA | Internal | Summer | B5 | 200 | 165 | 0 | 128.19 | 68.63 | 7 | 0
2030 | MAPP_US_2_MAPP_CA | MAPP_US | MAPP_CA | Internal | Summer | B6 | 300 | 165 | 0 | 93.54 | 68.63 | 7 | 0
2030 | MAPP_US_2_MAPP_CA | MAPP_US | MAPP_CA | Internal | Summer | B7 | 400 | 165 | 0 | 81.21 | 68.63 | 7 | 0
2030 | MAPP_US_2_MAPP_CA | MAPP_US | MAPP_CA | Internal | Summer | B8 | 500 | 165 | 0 | 75.63 | 68.63 | 7 | 0
2030 | MAPP_US_2_MAPP_CA | MAPP_US | MAPP_CA | Internal | Summer | B9 | 800 | 165 | 0 | 68.53 | 68.63 | 7 | 0
2030 | MAPP_US_2_MAPP_CA | MAPP_US | MAPP_CA | Internal | Summer | B10 | 1262 | 165 | 0 | 63.39 | 68.63 | 7 | 0
2030 | MAPP_US_2_MAPP_CA | MAPP_US | MAPP_CA | Internal | Winter | B16 | 25 | 165 | 0 | 66.94 | 73.93 | 7 | 0
2030 | MAPP_US_2_MAPP_CA | MAPP_US | MAPP_CA | Internal | Winter | B17 | 100 | 165 | 0 | 69.61 | 73.93 | 7 | 0
2030 | MAPP_US_2_MAPP_CA | MAPP_US | MAPP_CA | Internal | Winter | B18 | 400 | 165 | 0 | 74.03 | 73.93 | 7 | 0
2030 | MAPP_US_2_MAPP_CA | MAPP_US | MAPP_CA | Internal | Winter | B19 | 700 | 165 | 0 | 73.46 | 73.93 | 7 | 0
2030 | MAPP_US_2_MAPP_CA | MAPP_US | MAPP_CA | Internal | Winter | B20 | 935 | 165 | 0 | 66.94 | 73.93 | 7 | 0
2030 | MAPP_US_2_MISO_W | MAPP_US | MISO_W | Internal | Shoulder | B11 | 25 | 2635 | 1053.38 | 84.77 | 91.77 | 7 | 0
2030 | MAPP_US_2_MISO_W | MAPP_US | MISO_W | Internal | Shoulder | B12 | 200 | 2635 | 2635 | 78.43 | 87.34 | 7 | 1.91
2030 | MAPP_US_2_MISO_W | MAPP_US | MISO_W | Internal | Shoulder | B13 | 600 | 2635 | 1978.16 | 71.15 | 78.15 | 7 | 0
2030 | MAPP_US_2_MISO_W | MAPP_US | MISO_W | Internal | Shoulder | B14 | 900 | 2635 | 647.85 | 64.82 | 71.82 | 7 | 0
2030 | MAPP_US_2_MISO_W | MAPP_US | MISO_W | Internal | Shoulder | B15 | 1203 | 2635 | 1123.65 | 63.94 | 70.94 | 7 | 0
2030 | MAPP_US_2_MISO_W | MAPP_US | MISO_W | Internal | Summer | B1 | 10 | 2635 | 0 | 136.91 | 143.71 | 7 | 0
2030 | MAPP_US_2_MISO_W | MAPP_US | MISO_W | Internal | Summer | B2 | 25 | 2635 | 719.26 | 133.85 | 140.85 | 7 | 0
2030 | MAPP_US_2_MISO_W | MAPP_US | MISO_W | Internal | Summer | B3 | 75 | 2635 | 572.03 | 134.53 | 141.53 | 7 | 0
2030 | MAPP_US_2_MISO_W | MAPP_US | MISO_W | Internal | Summer | B4 | 100 | 2635 | 1399.14 | 133.87 | 140.87 | 7 | 0
2030 | MAPP_US_2_MISO_W | MAPP_US | MISO_W | Internal | Summer | B5 | 200 | 2635 | 1484.37 | 128.19 | 135.19 | 7 | 0
2030 | MAPP_US_2_MISO_W | MAPP_US | MISO_W | Internal | Summer | B6 | 300 | 2635 | 998.86 | 93.54 | 100.54 | 7 | 0
2030 | MAPP_US_2_MISO_W | MAPP_US | MISO_W | Internal | Summer | B7 | 400 | 2635 | 937.65 | 81.21 | 88.21 | 7 | 0
2030 | MAPP_US_2_MISO_W | MAPP_US | MISO_W | Internal | Summer | B8 | 500 | 2635 | 1371.62 | 75.63 | 82.63 | 7 | 0
2030 | MAPP_US_2_MISO_W | MAPP_US | MISO_W | Internal | Summer | B9 | 800 | 2635 | 753.17 | 68.53 | 75.53 | 7 | 0
2030 | MAPP_US_2_MISO_W | MAPP_US | MISO_W | Internal | Summer | B10 | 1262 | 2635 | 981.09 | 63.39 | 70.39 | 7 | 0
2030 | MAPP_US_2_MISO_W | MAPP_US | MISO_W | Internal | Winter | B16 | 25 | 2635 | 2385.04 | 66.94 | 73.94 | 7 | 0
2030 | MAPP_US_2_MISO_W | MAPP_US | MISO_W | Internal | Winter | B17 | 100 | 2635 | 1188.26 | 69.61 | 76.61 | 7 | 0
2030 | MAPP_US_2_MISO_W | MAPP_US | MISO_W | Internal | Winter | B18 | 400 | 2635 | 2372.53 | 74.03 | 81.03 | 7 | 0
2030 | MAPP_US_2_MISO_W | MAPP_US | MISO_W | Internal | Winter | B19 | 700 | 2635 | 773.41 | 73.46 | 80.46 | 7 | 0
2030 | MAPP_US_2_MISO_W | MAPP_US | MISO_W | Internal | Winter | B20 | 935 | 2635 | 1216.05 | 66.94 | 73.94 | 7 | 0
2030 | MAPP_US_2_NE | MAPP_US | NE | Internal | Shoulder | B11 | 25 | 2000 | 2000 | 84.77 | 92.28 | 7 | 0.51
2030 | MAPP_US_2_NE | MAPP_US | NE | Internal | Shoulder | B12 | 200 | 2000 | 1100.68 | 78.43 | 85.43 | 7 | 0
2030 | MAPP_US_2_NE | MAPP_US | NE | Internal | Shoulder | B13 | 600 | 2000 | 1709.17 | 71.15 | 78.15 | 7 | 0
2030 | MAPP_US_2_NE | MAPP_US | NE | Internal | Shoulder | B14 | 900 | 2000 | 2000 | 64.82 | 78.15 | 7 | 6.33
2030 | MAPP_US_2_NE | MAPP_US | NE | Internal | Shoulder | B15 | 1203 | 2000 | 2000 | 63.94 | 71.85 | 7 | 0.91
2030 | MAPP_US_2_NE | MAPP_US | NE | Internal | Summer | B1 | 10 | 2000 | 1522.37 | 136.91 | 143.91 | 7 | 0
2030 | MAPP_US_2_NE | MAPP_US | NE | Internal | Summer | B2 | 25 | 2000 | 2000 | 133.85 | 142.87 | 7 | 2.02
2030 | MAPP_US_2_NE | MAPP_US | NE | Internal | Summer | B3 | 75 | 2000 | 2000 | 134.53 | 146.25 | 7 | 4.72
2030 | MAPP_US_2_NE | MAPP_US | NE | Internal | Summer | B4 | 100 | 2000 | 1539.64 | 133.87 | 140.87 | 7 | 0
2030 | MAPP_US_2_NE | MAPP_US | NE | Internal | Summer | B5 | 200 | 2000 | 1221 | 128.19 | 135.19 | 7 | 0
2030 | MAPP_US_2_NE | MAPP_US | NE | Internal | Summer | B6 | 300 | 2000 | 1381.71 | 93.54 | 100.54 | 7 | 0
2030 | MAPP_US_2_NE | MAPP_US | NE | Internal | Summer | B7 | 400 | 2000 | 2000 | 81.21 | 92.82 | 7 | 4.61
2030 | MAPP_US_2_NE | MAPP_US | NE | Internal | Summer | B8 | 500 | 2000 | 2000 | 75.63 | 88.67 | 7 | 6.03
2030 | MAPP_US_2_NE | MAPP_US | NE | Internal | Summer | B9 | 800 | 2000 | 2000 | 68.53 | 76.59 | 7 | 1.06
2030 | MAPP_US_2_NE | MAPP_US | NE | Internal | Summer | B10 | 1262 | 2000 | 2000 | 63.39 | 76.59 | 7 | 6.2
2030 | MAPP_US_2_NE | MAPP_US | NE | Internal | Winter | B16 | 25 | 2000 | 2000 | 66.94 | 80.94 | 7 | 7
2030 | MAPP_US_2_NE | MAPP_US | NE | Internal | Winter | B17 | 100 | 2000 | 2000 | 69.61 | 81.06 | 7 | 4.45
2030 | MAPP_US_2_NE | MAPP_US | NE | Internal | Winter | B18 | 400 | 2000 | 2000 | 74.03 | 81.06 | 7 | 0.03
2030 | MAPP_US_2_NE | MAPP_US | NE | Internal | Winter | B19 | 700 | 2000 | 2000 | 73.46 | 81.06 | 7 | 0.6
2030 | MAPP_US_2_NE | MAPP_US | NE | Internal | Winter | B20 | 935 | 2000 | 1769.41 | 66.94 | 73.94 | 7 | 0
2030 | MARITIMES_2_NEISO | MARITIMES | NEISO | Internal | Shoulder | B11 | 25 | 99999 | 1720.66 | 73.11 | 73.12 | 0.01 | 0
2030 | MARITIMES_2_NEISO | MARITIMES | NEISO | Internal | Shoulder | B12 | 200 | 99999 | 1717.44 | 73.48 | 73.5 | 0.01 | 0
2030 | MARITIMES_2_NEISO | MARITIMES | NEISO | Internal | Shoulder | B13 | 600 | 99999 | 1704.78 | 73.11 | 73.12 | 0.01 | 0
2030 | MARITIMES_2_NEISO | MARITIMES | NEISO | Internal | Shoulder | B14 | 900 | 99999 | 1682.64 | 73.11 | 73.12 | 0.01 | 0
2030 | MARITIMES_2_NEISO | MARITIMES | NEISO | Internal | Shoulder | B15 | 1203 | 99999 | 648.08 | 73.11 | 73.12 | 0.01 | 0
2030 | MARITIMES_2_NEISO | MARITIMES | NEISO | Internal | Summer | B1 | 10 | 99999 | 1900.1 | 101.13 | 101.14 | 0.01 | 0
2030 | MARITIMES_2_NEISO | MARITIMES | NEISO | Internal | Summer | B2 | 25 | 99999 | 1878.84 | 101.13 | 101.14 | 0.01 | 0
2030 | MARITIMES_2_NEISO | MARITIMES | NEISO | Internal | Summer | B3 | 75 | 99999 | 1836.38 | 80.89 | 80.9 | 0.01 | 0
2030 | MARITIMES_2_NEISO | MARITIMES | NEISO | Internal | Summer | B4 | 100 | 99999 | 1799.97 | 80.89 | 80.9 | 0.01 | 0
2030 | MARITIMES_2_NEISO | MARITIMES | NEISO | Internal | Summer | B5 | 200 | 99999 | 1780.16 | 80.89 | 80.9 | 0.01 | 0
2030 | MARITIMES_2_NEISO | MARITIMES | NEISO | Internal | Summer | B6 | 300 | 99999 | 1757.82 | 80.89 | 80.9 | 0.01 | 0
2030 | MARITIMES_2_NEISO | MARITIMES | NEISO | Internal | Summer | B7 | 400 | 99999 | 1732.23 | 79.25 | 79.26 | 0.01 | 0
2030 | MARITIMES_2_NEISO | MARITIMES | NEISO | Internal | Summer | B8 | 500 | 99999 | 1712.1 | 74.8 | 74.81 | 0.01 | 0
2030 | MARITIMES_2_NEISO | MARITIMES | NEISO | Internal | Summer | B9 | 800 | 99999 | 1687.45 | 74.06 | 74.07 | 0.01 | 0
2030 | MARITIMES_2_NEISO | MARITIMES | NEISO | Internal | Summer | B10 | 1262 | 99999 | 465.06 | 74.07 | 74.09 | 0.01 | 0
2030 | MARITIMES_2_NEISO | MARITIMES | NEISO | Internal | Winter | B16 | 25 | 99999 | 1765.23 | 82.09 | 82.1 | 0.01 | 0
2030 | MARITIMES_2_NEISO | MARITIMES | NEISO | Internal | Winter | B17 | 100 | 99999 | 1747.34 | 82.09 | 82.1 | 0.01 | 0
2030 | MARITIMES_2_NEISO | MARITIMES | NEISO | Internal | Winter | B18 | 400 | 99999 | 1733.65 | 81.53 | 81.54 | 0.01 | 0
2030 | MARITIMES_2_NEISO | MARITIMES | NEISO | Internal | Winter | B19 | 700 | 99999 | 1708.15 | 81.53 | 81.54 | 0.01 | 0
2030 | MARITIMES_2_NEISO | MARITIMES | NEISO | Internal | Winter | B20 | 935 | 99999 | 723.43 | 81.53 | 81.54 | 0.01 | 0
2030 | MISO_IN_2_MISO_MI | MISO_IN | MISO_MI | Internal | Shoulder | B11 | 25 | 5021 | 3297.55 | 91.77 | 91.78 | 0.01 | 0
2030 | MISO_IN_2_MISO_MI | MISO_IN | MISO_MI | Internal | Shoulder | B12 | 200 | 5021 | 4485.56 | 87.64 | 87.66 | 0.01 | 0
2030 | MISO_IN_2_MISO_MI | MISO_IN | MISO_MI | Internal | Shoulder | B13 | 600 | 5021 | 5021 | 83.75 | 84.95 | 0.01 | 1.19
2030 | MISO_IN_2_MISO_MI | MISO_IN | MISO_MI | Internal | Shoulder | B14 | 900 | 5021 | 3683.64 | 77.37 | 77.38 | 0.01 | 0
2030 | MISO_IN_2_MISO_MI | MISO_IN | MISO_MI | Internal | Shoulder | B15 | 1203 | 5021 | 1505.28 | 75.95 | 75.96 | 0.01 | 0
2030 | MISO_IN_2_MISO_MI | MISO_IN | MISO_MI | Internal | Summer | B1 | 10 | 5021 | 2281.07 | 143.39 | 143.4 | 0.01 | 0
2030 | MISO_IN_2_MISO_MI | MISO_IN | MISO_MI | Internal | Summer | B2 | 25 | 5021 | 3564.83 | 140.85 | 140.86 | 0.01 | 0
2030 | MISO_IN_2_MISO_MI | MISO_IN | MISO_MI | Internal | Summer | B3 | 75 | 5021 | 2139.41 | 139.28 | 139.29 | 0.01 | 0
2030 | MISO_IN_2_MISO_MI | MISO_IN | MISO_MI | Internal | Summer | B4 | 100 | 5021 | 1289.48 | 138.37 | 138.39 | 0.01 | 0
2030 | MISO_IN_2_MISO_MI | MISO_IN | MISO_MI | Internal | Summer | B5 | 200 | 5021 | 1582.25 | 121.06 | 121.07 | 0.01 | 0
2030 | MISO_IN_2_MISO_MI | MISO_IN | MISO_MI | Internal | Summer | B6 | 300 | 5021 | 3083.09 | 99.08 | 99.09 | 0.01 | 0
2030 | MISO_IN_2_MISO_MI | MISO_IN | MISO_MI | Internal | Summer | B7 | 400 | 5021 | 4355.03 | 88.21 | 88.22 | 0.01 | 0
2030 | MISO_IN_2_MISO_MI | MISO_IN | MISO_MI | Internal | Summer | B8 | 500 | 5021 | 5021 | 82.63 | 83.79 | 0.01 | 1.14
2030 | MISO_IN_2_MISO_MI | MISO_IN | MISO_MI | Internal | Summer | B9 | 800 | 5021 | 5021 | 74.6 | 75.53 | 0.01 | 0.91
2030 | MISO_IN_2_MISO_MI | MISO_IN | MISO_MI | Internal | Summer | B10 | 1262 | 5021 | 4872.83 | 74.6 | 74.61 | 0.01 | 0
2030 | MISO_IN_2_MISO_MI | MISO_IN | MISO_MI | Internal | Winter | B16 | 25 | 5021 | 2787.99 | 96.79 | 96.8 | 0.01 | 0
2030 | MISO_IN_2_MISO_MI | MISO_IN | MISO_MI | Internal | Winter | B17 | 100 | 5021 | 3972.3 | 90.75 | 90.76 | 0.01 | 0
2030 | MISO_IN_2_MISO_MI | MISO_IN | MISO_MI | Internal | Winter | B18 | 400 | 5021 | 4770.21 | 87.04 | 87.06 | 0.01 | 0
2030 | MISO_IN_2_MISO_MI | MISO_IN | MISO_MI | Internal | Winter | B19 | 700 | 5021 | 3705.51 | 80.53 | 80.54 | 0.01 | 0
2030 | MISO_IN_2_MISO_MI | MISO_IN | MISO_MI | Internal | Winter | B20 | 935 | 5021 | 504.05 | 78.59 | 78.6 | 0.01 | 0
2030 | MISO_IN_2_MISO_MO-IL | MISO_IN | MISO_MO-IL | Internal | Shoulder | B11 | 25 | 5533 | 2671.22 | 91.77 | 91.78 | 0.01 | 0
2030 | MISO_IN_2_MISO_MO-IL | MISO_IN | MISO_MO-IL | Internal | Shoulder | B12 | 200 | 5533 | 1584.59 | 87.64 | 87.66 | 0.01 | 0
2030 | MISO_IN_2_MISO_MO-IL | MISO_IN | MISO_MO-IL | Internal | Shoulder | B13 | 600 | 5533 | 1605.87 | 83.75 | 83.76 | 0.01 | 0
2030 | MISO_IN_2_MISO_MO-IL | MISO_IN | MISO_MO-IL | Internal | Shoulder | B14 | 900 | 5533 | 3774.97 | 77.37 | 77.38 | 0.01 | 0
2030 | MISO_IN_2_MISO_MO-IL | MISO_IN | MISO_MO-IL | Internal | Shoulder | B15 | 1203 | 5533 | 1870.38 | 75.95 | 75.96 | 0.01 | 0
2030 | MISO_IN_2_MISO_MO-IL | MISO_IN | MISO_MO-IL | Internal | Summer | B1 | 10 | 5533 | 5533 | 143.39 | 143.7 | 0.01 | 0.3
2030 | MISO_IN_2_MISO_MO-IL | MISO_IN | MISO_MO-IL | Internal | Summer | B2 | 25 | 5533 | 4594.77 | 140.85 | 140.86 | 0.01 | 0
2030 | MISO_IN_2_MISO_MO-IL | MISO_IN | MISO_MO-IL | Internal | Summer | B3 | 75 | 5533 | 5533 | 139.28 | 140.86 | 0.01 | 1.57
2030 | MISO_IN_2_MISO_MO-IL | MISO_IN | MISO_MO-IL | Internal | Summer | B4 | 100 | 5533 | 5533 | 138.37 | 140.86 | 0.01 | 2.48
2030 | MISO_IN_2_MISO_MO-IL | MISO_IN | MISO_MO-IL | Internal | Summer | B5 | 200 | 5533 | 5533 | 121.06 | 135.2 | 0.01 | 14.13
2030 | MISO_IN_2_MISO_MO-IL | MISO_IN | MISO_MO-IL | Internal | Summer | B6 | 300 | 5533 | 5533 | 99.08 | 100.56 | 0.01 | 1.47
2030 | MISO_IN_2_MISO_MO-IL | MISO_IN | MISO_MO-IL | Internal | Summer | B7 | 400 | 5533 | 5199.06 | 88.21 | 88.22 | 0.01 | 0
2030 | MISO_IN_2_MISO_MO-IL | MISO_IN | MISO_MO-IL | Internal | Summer | B8 | 500 | 5533 | 4795.59 | 82.63 | 82.65 | 0.01 | 0
2030 | MISO_IN_2_MISO_MO-IL | MISO_IN | MISO_MO-IL | Internal | Summer | B9 | 800 | 5533 | 5533 | 74.6 | 75.54 | 0.01 | 0.93
2030 | MISO_IN_2_MISO_MO-IL | MISO_IN | MISO_MO-IL | Internal | Summer | B10 | 1262 | 5533 | 2555.22 | 74.6 | 74.61 | 0.01 | 0
2030 | MISO_IN_2_MISO_MO-IL | MISO_IN | MISO_MO-IL | Internal | Winter | B16 | 25 | 5533 | 2133.12 | 96.79 | 96.8 | 0.01 | 0
2030 | MISO_IN_2_MISO_MO-IL | MISO_IN | MISO_MO-IL | Internal | Winter | B17 | 100 | 5533 | 2090.19 | 90.75 | 90.76 | 0.01 | 0
2030 | MISO_IN_2_MISO_MO-IL | MISO_IN | MISO_MO-IL | Internal | Winter | B18 | 400 | 5533 | 2288.24 | 87.04 | 87.06 | 0.01 | 0
2030 | MISO_IN_2_MISO_MO-IL | MISO_IN | MISO_MO-IL | Internal | Winter | B19 | 700 | 5533 | 4169.45 | 80.53 | 80.54 | 0.01 | 0
2030 | MISO_IN_2_MISO_MO-IL | MISO_IN | MISO_MO-IL | Internal | Winter | B20 | 935 | 5533 | 1879.16 | 78.59 | 78.6 | 0.01 | 0
2030 | MISO_IN_2_NonRTO_Midwest | MISO_IN | NonRTO_Midwest | Internal | Shoulder | B11 | 25 | 4800 | 1634.95 | 91.77 | 99.77 | 8 | 0
2030 | MISO_IN_2_NonRTO_Midwest | MISO_IN | NonRTO_Midwest | Internal | Shoulder | B12 | 200 | 4800 | 1064.11 | 87.64 | 95.64 | 8 | 0
2030 | MISO_IN_2_NonRTO_Midwest | MISO_IN | NonRTO_Midwest | Internal | Shoulder | B13 | 600 | 4800 | 671.42 | 83.75 | 91.75 | 8 | 0
2030 | MISO_IN_2_NonRTO_Midwest | MISO_IN | NonRTO_Midwest | Internal | Shoulder | B14 | 900 | 4800 | 567.52 | 77.37 | 85.37 | 8 | 0
2030 | MISO_IN_2_NonRTO_Midwest | MISO_IN | NonRTO_Midwest | Internal | Shoulder | B15 | 1203 | 4800 | 0 | 75.95 | 79.47 | 8 | 0
2030 | MISO_IN_2_NonRTO_Midwest | MISO_IN | NonRTO_Midwest | Internal | Summer | B1 | 10 | 4800 | 0 | 143.39 | 147.28 | 8 | 0
2030 | MISO_IN_2_NonRTO_Midwest | MISO_IN | NonRTO_Midwest | Internal | Summer | B2 | 25 | 4800 | 0 | 140.85 | 147.28 | 8 | 0
2030 | MISO_IN_2_NonRTO_Midwest | MISO_IN | NonRTO_Midwest | Internal | Summer | B3 | 75 | 4800 | 1113.54 | 139.28 | 147.28 | 8 | 0
2030 | MISO_IN_2_NonRTO_Midwest | MISO_IN | NonRTO_Midwest | Internal | Summer | B4 | 100 | 4800 | 1794.39 | 138.37 | 146.37 | 8 | 0
2030 | MISO_IN_2_NonRTO_Midwest | MISO_IN | NonRTO_Midwest | Internal | Summer | B5 | 200 | 4800 | 1491.71 | 121.06 | 129.06 | 8 | 0
2030 | MISO_IN_2_NonRTO_Midwest | MISO_IN | NonRTO_Midwest | Internal | Summer | B6 | 300 | 4800 | 931.74 | 99.08 | 107.08 | 8 | 0
2030 | MISO_IN_2_NonRTO_Midwest | MISO_IN | NonRTO_Midwest | Internal | Summer | B7 | 400 | 4800 | 814.15 | 88.21 | 96.21 | 8 | 0
2030 | MISO_IN_2_NonRTO_Midwest | MISO_IN | NonRTO_Midwest | Internal | Summer | B8 | 500 | 4800 | 622.15 | 82.63 | 90.63 | 8 | 0
2030 | MISO_IN_2_NonRTO_Midwest | MISO_IN | NonRTO_Midwest | Internal | Summer | B9 | 800 | 4800 | 0 | 74.6 | 80.89 | 8 | 0
2030 | MISO_IN_2_NonRTO_Midwest | MISO_IN | NonRTO_Midwest | Internal | Summer | B10 | 1262 | 4800 | 0 | 74.6 | 78.03 | 8 | 0
2030 | MISO_IN_2_NonRTO_Midwest | MISO_IN | NonRTO_Midwest | Internal | Winter | B16 | 25 | 4800 | 2634.6 | 96.79 | 104.79 | 8 | 0
2030 | MISO_IN_2_NonRTO_Midwest | MISO_IN | NonRTO_Midwest | Internal | Winter | B17 | 100 | 4800 | 1629.06 | 90.75 | 98.75 | 8 | 0
2030 | MISO_IN_2_NonRTO_Midwest | MISO_IN | NonRTO_Midwest | Internal | Winter | B18 | 400 | 4800 | 815.5 | 87.04 | 95.04 | 8 | 0
2030 | MISO_IN_2_NonRTO_Midwest | MISO_IN | NonRTO_Midwest | Internal | Winter | B19 | 700 | 4800 | 834.08 | 80.53 | 88.53 | 8 | 0
2030 | MISO_IN_2_NonRTO_Midwest | MISO_IN | NonRTO_Midwest | Internal | Winter | B20 | 935 | 4800 | 0 | 78.59 | 82.82 | 8 | 0
2030 | MISO_IN_2_PJM_ROR | MISO_IN | PJM_ROR | Internal | Shoulder | B11 | 25 | 992 | 319.74 | 91.77 | 93.77 | 2 | 0
2030 | MISO_IN_2_PJM_ROR | MISO_IN | PJM_ROR | Internal | Shoulder | B12 | 200 | 992 | 992 | 87.64 | 89.66 | 2 | 0.01
2030 | MISO_IN_2_PJM_ROR | MISO_IN | PJM_ROR | Internal | Shoulder | B13 | 600 | 992 | 992 | 83.75 | 86.95 | 2 | 1.2
2030 | MISO_IN_2_PJM_ROR | MISO_IN | PJM_ROR | Internal | Shoulder | B14 | 900 | 992 | 992 | 77.37 | 79.38 | 2 | 0.01
2030 | MISO_IN_2_PJM_ROR | MISO_IN | PJM_ROR | Internal | Shoulder | B15 | 1203 | 992 | 0 | 75.95 | 75.87 | 2 | 0
2030 | MISO_IN_2_PJM_ROR | MISO_IN | PJM_ROR | Internal | Summer | B1 | 10 | 992 | 72.54 | 143.39 | 145.39 | 2 | 0
2030 | MISO_IN_2_PJM_ROR | MISO_IN | PJM_ROR | Internal | Summer | B2 | 25 | 992 | 0 | 140.85 | 142.84 | 2 | 0
2030 | MISO_IN_2_PJM_ROR | MISO_IN | PJM_ROR | Internal | Summer | B3 | 75 | 992 | 0 | 139.28 | 140.39 | 2 | 0
2030 | MISO_IN_2_PJM_ROR | MISO_IN | PJM_ROR | Internal | Summer | B4 | 100 | 992 | 992 | 138.37 | 140.39 | 2 | 0.01
2030 | MISO_IN_2_PJM_ROR | MISO_IN | PJM_ROR | Internal | Summer | B5 | 200 | 992 | 992 | 121.06 | 133.19 | 2 | 10.13
2030 | MISO_IN_2_PJM_ROR | MISO_IN | PJM_ROR | Internal | Summer | B6 | 300 | 992 | 992 | 99.08 | 101.09 | 2 | 0.01
2030 | MISO_IN_2_PJM_ROR | MISO_IN | PJM_ROR | Internal | Summer | B7 | 400 | 992 | 992 | 88.21 | 90.25 | 2 | 0.04
2030 | MISO_IN_2_PJM_ROR | MISO_IN | PJM_ROR | Internal | Summer | B8 | 500 | 992 | 992 | 82.63 | 85.79 | 2 | 1.16
2030 | MISO_IN_2_PJM_ROR | MISO_IN | PJM_ROR | Internal | Summer | B9 | 800 | 992 | 992 | 74.6 | 77.53 | 2 | 0.93
2030 | MISO_IN_2_PJM_ROR | MISO_IN | PJM_ROR | Internal | Summer | B10 | 1262 | 992 | 0 | 74.6 | 74.37 | 2 | 0
2030 | MISO_IN_2_PJM_ROR | MISO_IN | PJM_ROR | Internal | Winter | B16 | 25 | 992 | 992 | 96.79 | 98.8 | 2 | 0.01
2030 | MISO_IN_2_PJM_ROR | MISO_IN | PJM_ROR | Internal | Winter | B17 | 100 | 992 | 992 | 90.75 | 95.92 | 2 | 3.17
2030 | MISO_IN_2_PJM_ROR | MISO_IN | PJM_ROR | Internal | Winter | B18 | 400 | 992 | 992 | 87.04 | 91.17 | 2 | 2.12
2030 | MISO_IN_2_PJM_ROR | MISO_IN | PJM_ROR | Internal | Winter | B19 | 700 | 992 | 992 | 80.53 | 82.54 | 2 | 0.01
2030 | MISO_IN_2_PJM_ROR | MISO_IN | PJM_ROR | Internal | Winter | B20 | 935 | 992 | 0 | 78.59 | 78.94 | 2 | 0
2030 | MISO_MI_2_MISO_IN | MISO_MI | MISO_IN | Internal | Shoulder | B11 | 25 | 2066 | 0 | 91.78 | 91.77 | 0.01 | 0
2030 | MISO_MI_2_MISO_IN | MISO_MI | MISO_IN | Internal | Shoulder | B12 | 200 | 2066 | 0 | 87.66 | 87.64 | 0.01 | 0
2030 | MISO_MI_2_MISO_IN | MISO_MI | MISO_IN | Internal | Shoulder | B13 | 600 | 2066 | 0 | 84.95 | 83.75 | 0.01 | 0
2030 | MISO_MI_2_MISO_IN | MISO_MI | MISO_IN | Internal | Shoulder | B14 | 900 | 2066 | 0 | 77.38 | 77.37 | 0.01 | 0
2030 | MISO_MI_2_MISO_IN | MISO_MI | MISO_IN | Internal | Shoulder | B15 | 1203 | 2066 | 0 | 75.96 | 75.95 | 0.01 | 0
2030 | MISO_MI_2_MISO_IN | MISO_MI | MISO_IN | Internal | Summer | B1 | 10 | 2066 | 0 | 143.4 | 143.39 | 0.01 | 0
2030 | MISO_MI_2_MISO_IN | MISO_MI | MISO_IN | Internal | Summer | B2 | 25 | 2066 | 0 | 140.86 | 140.85 | 0.01 | 0
2030 | MISO_MI_2_MISO_IN | MISO_MI | MISO_IN | Internal | Summer | B3 | 75 | 2066 | 0 | 139.29 | 139.28 | 0.01 | 0
2030 | MISO_MI_2_MISO_IN | MISO_MI | MISO_IN | Internal | Summer | B4 | 100 | 2066 | 0 | 138.39 | 138.37 | 0.01 | 0
2030 | MISO_MI_2_MISO_IN | MISO_MI | MISO_IN | Internal | Summer | B5 | 200 | 2066 | 0 | 121.07 | 121.06 | 0.01 | 0
2030 | MISO_MI_2_MISO_IN | MISO_MI | MISO_IN | Internal | Summer | B6 | 300 | 2066 | 0 | 99.09 | 99.08 | 0.01 | 0
2030 | MISO_MI_2_MISO_IN | MISO_MI | MISO_IN | Internal | Summer | B7 | 400 | 2066 | 0 | 88.22 | 88.21 | 0.01 | 0
2030 | MISO_MI_2_MISO_IN | MISO_MI | MISO_IN | Internal | Summer | B8 | 500 | 2066 | 0 | 83.79 | 82.63 | 0.01 | 0
2030 | MISO_MI_2_MISO_IN | MISO_MI | MISO_IN | Internal | Summer | B9 | 800 | 2066 | 0 | 75.53 | 74.6 | 0.01 | 0
2030 | MISO_MI_2_MISO_IN | MISO_MI | MISO_IN | Internal | Summer | B10 | 1262 | 2066 | 0 | 74.61 | 74.6 | 0.01 | 0
2030 | MISO_MI_2_MISO_IN | MISO_MI | MISO_IN | Internal | Winter | B16 | 25 | 2066 | 0 | 96.8 | 96.79 | 0.01 | 0
2030 | MISO_MI_2_MISO_IN | MISO_MI | MISO_IN | Internal | Winter | B17 | 100 | 2066 | 0 | 90.76 | 90.75 | 0.01 | 0
2030 | MISO_MI_2_MISO_IN | MISO_MI | MISO_IN | Internal | Winter | B18 | 400 | 2066 | 0 | 87.06 | 87.04 | 0.01 | 0
2030 | MISO_MI_2_MISO_IN | MISO_MI | MISO_IN | Internal | Winter | B19 | 700 | 2066 | 0 | 80.54 | 80.53 | 0.01 | 0
2030 | MISO_MI_2_MISO_IN | MISO_MI | MISO_IN | Internal | Winter | B20 | 935 | 2066 | 0 | 78.6 | 78.59 | 0.01 | 0
2030 | MISO_MI_2_MISO_WUMS | MISO_MI | MISO_WUMS | Internal | Shoulder | B11 | 25 | 1440 | 0 | 91.78 | 91.75 | 0.01 | 0
2030 | MISO_MI_2_MISO_WUMS | MISO_MI | MISO_WUMS | Internal | Shoulder | B12 | 200 | 1440 | 0 | 87.66 | 87.35 | 0.01 | 0
2030 | MISO_MI_2_MISO_WUMS | MISO_MI | MISO_WUMS | Internal | Shoulder | B13 | 600 | 1440 | 0 | 84.95 | 78.16 | 0.01 | 0
2030 | MISO_MI_2_MISO_WUMS | MISO_MI | MISO_WUMS | Internal | Shoulder | B14 | 900 | 1440 | 0 | 77.38 | 75.7 | 0.01 | 0
2030 | MISO_MI_2_MISO_WUMS | MISO_MI | MISO_WUMS | Internal | Shoulder | B15 | 1203 | 1440 | 0 | 75.96 | 75.7 | 0.01 | 0
2030 | MISO_MI_2_MISO_WUMS | MISO_MI | MISO_WUMS | Internal | Summer | B1 | 10 | 1440 | 0 | 143.4 | 143.39 | 0.01 | 0
2030 | MISO_MI_2_MISO_WUMS | MISO_MI | MISO_WUMS | Internal | Summer | B2 | 25 | 1440 | 0 | 140.86 | 140.84 | 0.01 | 0
2030 | MISO_MI_2_MISO_WUMS | MISO_MI | MISO_WUMS | Internal | Summer | B3 | 75 | 1440 | 0 | 139.29 | 138.39 | 0.01 | 0
2030 | MISO_MI_2_MISO_WUMS | MISO_MI | MISO_WUMS | Internal | Summer | B4 | 100 | 1440 | 0 | 138.39 | 135.13 | 0.01 | 0
2030 | MISO_MI_2_MISO_WUMS | MISO_MI | MISO_WUMS | Internal | Summer | B5 | 200 | 1440 | 0 | 121.07 | 109.14 | 0.01 | 0
2030 | MISO_MI_2_MISO_WUMS | MISO_MI | MISO_WUMS | Internal | Summer | B6 | 300 | 1440 | 0 | 99.09 | 85.76 | 0.01 | 0
2030 | MISO_MI_2_MISO_WUMS | MISO_MI | MISO_WUMS | Internal | Summer | B7 | 400 | 1440 | 0 | 88.22 | 85.76 | 0.01 | 0
2030 | MISO_MI_2_MISO_WUMS | MISO_MI | MISO_WUMS | Internal | Summer | B8 | 500 | 1440 | 0 | 83.79 | 82.65 | 0.01 | 0
2030 | MISO_MI_2_MISO_WUMS | MISO_MI | MISO_WUMS | Internal | Summer | B9 | 800 | 1440 | 0 | 75.53 | 75.52 | 0.01 | 0
2030 | MISO_MI_2_MISO_WUMS | MISO_MI | MISO_WUMS | Internal | Summer | B10 | 1262 | 1440 | 0 | 74.61 | 74.34 | 0.01 | 0
2030 | MISO_MI_2_MISO_WUMS | MISO_MI | MISO_WUMS | Internal | Winter | B16 | 25 | 1440 | 0 | 96.8 | 90.44 | 0.01 | 0
2030 | MISO_MI_2_MISO_WUMS | MISO_MI | MISO_WUMS | Internal | Winter | B17 | 100 | 1440 | 0 | 90.76 | 80.47 | 0.01 | 0
2030 | MISO_MI_2_MISO_WUMS | MISO_MI | MISO_WUMS | Internal | Winter | B18 | 400 | 1440 | 0 | 87.06 | 81.04 | 0.01 | 0
2030 | MISO_MI_2_MISO_WUMS | MISO_MI | MISO_WUMS | Internal | Winter | B19 | 700 | 1440 | 0 | 80.54 | 80.47 | 0.01 | 0
2030 | MISO_MI_2_MISO_WUMS | MISO_MI | MISO_WUMS | Internal | Winter | B20 | 935 | 1440 | 0 | 78.6 | 78.33 | 0.01 | 0
2030 | MISO_MI_2_PJM_ROR | MISO_MI | PJM_ROR | Internal | Shoulder | B11 | 25 | 1424 | 0 | 91.78 | 93.77 | 2 | 0
2030 | MISO_MI_2_PJM_ROR | MISO_MI | PJM_ROR | Internal | Shoulder | B12 | 200 | 1424 | 1211.48 | 87.66 | 89.66 | 2 | 0
2030 | MISO_MI_2_PJM_ROR | MISO_MI | PJM_ROR | Internal | Shoulder | B13 | 600 | 1424 | 930.25 | 84.95 | 86.95 | 2 | 0
2030 | MISO_MI_2_PJM_ROR | MISO_MI | PJM_ROR | Internal | Shoulder | B14 | 900 | 1424 | 437.13 | 77.38 | 79.38 | 2 | 0
2030 | MISO_MI_2_PJM_ROR | MISO_MI | PJM_ROR | Internal | Shoulder | B15 | 1203 | 1424 | 0 | 75.96 | 75.87 | 2 | 0
2030 | MISO_MI_2_PJM_ROR | MISO_MI | PJM_ROR | Internal | Summer | B1 | 10 | 1424 | 0 | 143.4 | 145.39 | 2 | 0
2030 | MISO_MI_2_PJM_ROR | MISO_MI | PJM_ROR | Internal | Summer | B2 | 25 | 1424 | 0 | 140.86 | 142.84 | 2 | 0
2030 | MISO_MI_2_PJM_ROR | MISO_MI | PJM_ROR | Internal | Summer | B3 | 75 | 1424 | 0 | 139.29 | 140.39 | 2 | 0
2030 | MISO_MI_2_PJM_ROR | MISO_MI | PJM_ROR | Internal | Summer | B4 | 100 | 1424 | 265.68 | 138.39 | 140.39 | 2 | 0
2030 | MISO_MI_2_PJM_ROR | MISO_MI | PJM_ROR | Internal | Summer | B5 | 200 | 1424 | 1424 | 121.07 | 133.19 | 2 | 10.12
2030 | MISO_MI_2_PJM_ROR | MISO_MI | PJM_ROR | Internal | Summer | B6 | 300 | 1424 | 346.19 | 99.09 | 101.09 | 2 | 0
2030 | MISO_MI_2_PJM_ROR | MISO_MI | PJM_ROR | Internal | Summer | B7 | 400 | 1424 | 1424 | 88.22 | 90.25 | 2 | 0.03
2030 | MISO_MI_2_PJM_ROR | MISO_MI | PJM_ROR | Internal | Summer | B8 | 500 | 1424 | 1294.9 | 83.79 | 85.79 | 2 | 0
2030 | MISO_MI_2_PJM_ROR | MISO_MI | PJM_ROR | Internal | Summer | B9 | 800 | 1424 | 970.63 | 75.53 | 77.53 | 2 | 0
2030 | MISO_MI_2_PJM_ROR | MISO_MI | PJM_ROR | Internal | Summer | B10 | 1262 | 1424 | 0 | 74.61 | 74.37 | 2 | 0
2030 | MISO_MI_2_PJM_ROR | MISO_MI | PJM_ROR | Internal | Winter | B16 | 25 | 1424 | 499.38 | 96.8 | 98.8 | 2 | 0
2030 | MISO_MI_2_PJM_ROR | MISO_MI | PJM_ROR | Internal | Winter | B17 | 100 | 1424 | 1424 | 90.76 | 95.92 | 2 | 3.15
2030 | MISO_MI_2_PJM_ROR | MISO_MI | PJM_ROR | Internal | Winter | B18 | 400 | 1424 | 1424 | 87.06 | 91.17 | 2 | 2.11
2030 | MISO_MI_2_PJM_ROR | MISO_MI | PJM_ROR | Internal | Winter | B19 | 700 | 1424 | 1204.59 | 80.54 | 82.54 | 2 | 0
2030 | MISO_MI_2_PJM_ROR | MISO_MI | PJM_ROR | Internal | Winter | B20 | 935 | 1424 | 0 | 78.6 | 78.94 | 2 | 0
2030 | MISO_MO-IL_2_ENT | MISO_MO-IL | ENT | Internal | Shoulder | B11 | 25 | 2540 | 0 | 91.78 | 94.22 | 8 | 0
2030 | MISO_MO-IL_2_ENT | MISO_MO-IL | ENT | Internal | Shoulder | B12 | 200 | 2540 | 0 | 87.66 | 90.44 | 8 | 0
2030 | MISO_MO-IL_2_ENT | MISO_MO-IL | ENT | Internal | Shoulder | B13 | 600 | 2540 | 0 | 83.76 | 90.37 | 8 | 0
2030 | MISO_MO-IL_2_ENT | MISO_MO-IL | ENT | Internal | Shoulder | B14 | 900 | 2540 | 2540 | 77.38 | 85.46 | 8 | 0.08
2030 | MISO_MO-IL_2_ENT | MISO_MO-IL | ENT | Internal | Shoulder | B15 | 1203 | 2540 | 814.59 | 75.96 | 83.96 | 8 | 0
2030 | MISO_MO-IL_2_ENT | MISO_MO-IL | ENT | Internal | Summer | B1 | 10 | 2540 | 0 | 143.7 | 148.93 | 8 | 0
2030 | MISO_MO-IL_2_ENT | MISO_MO-IL | ENT | Internal | Summer | B2 | 25 | 2540 | 0 | 140.86 | 141.4 | 8 | 0
2030 | MISO_MO-IL_2_ENT | MISO_MO-IL | ENT | Internal | Summer | B3 | 75 | 2540 | 0 | 140.86 | 141.4 | 8 | 0
2030 | MISO_MO-IL_2_ENT | MISO_MO-IL | ENT | Internal | Summer | B4 | 100 | 2540 | 0 | 140.86 | 141.4 | 8 | 0
2030 | MISO_MO-IL_2_ENT | MISO_MO-IL | ENT | Internal | Summer | B5 | 200 | 2540 | 0 | 135.2 | 127.2 | 8 | 0
2030 | MISO_MO-IL_2_ENT | MISO_MO-IL | ENT | Internal | Summer | B6 | 300 | 2540 | 0 | 100.56 | 92.56 | 8 | 0
2030 | MISO_MO-IL_2_ENT | MISO_MO-IL | ENT | Internal | Summer | B7 | 400 | 2540 | 0 | 88.22 | 92.56 | 8 | 0
2030 | MISO_MO-IL_2_ENT | MISO_MO-IL | ENT | Internal | Summer | B8 | 500 | 2540 | 1381.04 | 82.65 | 90.65 | 8 | 0
2030 | MISO_MO-IL_2_ENT | MISO_MO-IL | ENT | Internal | Summer | B9 | 800 | 2540 | 2540 | 75.54 | 88.77 | 8 | 5.23
2030 | MISO_MO-IL_2_ENT | MISO_MO-IL | ENT | Internal | Summer | B10 | 1262 | 2540 | 697.4 | 74.61 | 82.61 | 8 | 0
2030 | MISO_MO-IL_2_ENT | MISO_MO-IL | ENT | Internal | Winter | B16 | 25 | 2540 | 0 | 96.8 | 96.8 | 8 | 0
2030 | MISO_MO-IL_2_ENT | MISO_MO-IL | ENT | Internal | Winter | B17 | 100 | 2540 | 0 | 90.76 | 93.53 | 8 | 0
2030 | MISO_MO-IL_2_ENT | MISO_MO-IL | ENT | Internal | Winter | B18 | 400 | 2540 | 0 | 87.06 | 93.53 | 8 | 0
2030 | MISO_MO-IL_2_ENT | MISO_MO-IL | ENT | Internal | Winter | B19 | 700 | 2540 | 1989.52 | 80.54 | 88.54 | 8 | 0
2030 | MISO_MO-IL_2_ENT | MISO_MO-IL | ENT | Internal | Winter | B20 | 935 | 2540 | 775.59 | 78.6 | 86.6 | 8 | 0
2030 | MISO_MO-IL_2_MISO_IN | MISO_MO-IL | MISO_IN | Internal | Shoulder | B11 | 25 | 2633 | 0 | 91.78 | 91.77 | 0.01 | 0
2030 | MISO_MO-IL_2_MISO_IN | MISO_MO-IL | MISO_IN | Internal | Shoulder | B12 | 200 | 2633 | 0 | 87.66 | 87.64 | 0.01 | 0
2030 | MISO_MO-IL_2_MISO_IN | MISO_MO-IL | MISO_IN | Internal | Shoulder | B13 | 600 | 2633 | 0 | 83.76 | 83.75 | 0.01 | 0
2030 | MISO_MO-IL_2_MISO_IN | MISO_MO-IL | MISO_IN | Internal | Shoulder | B14 | 900 | 2633 | 0 | 77.38 | 77.37 | 0.01 | 0
2030 | MISO_MO-IL_2_MISO_IN | MISO_MO-IL | MISO_IN | Internal | Shoulder | B15 | 1203 | 2633 | 0 | 75.96 | 75.95 | 0.01 | 0
2030 | MISO_MO-IL_2_MISO_IN | MISO_MO-IL | MISO_IN | Internal | Summer | B1 | 10 | 2633 | 0 | 143.7 | 143.39 | 0.01 | 0
2030 | MISO_MO-IL_2_MISO_IN | MISO_MO-IL | MISO_IN | Internal | Summer | B2 | 25 | 2633 | 0 | 140.86 | 140.85 | 0.01 | 0
2030 | MISO_MO-IL_2_MISO_IN | MISO_MO-IL | MISO_IN | Internal | Summer | B3 | 75 | 2633 | 0 | 140.86 | 139.28 | 0.01 | 0
2030 | MISO_MO-IL_2_MISO_IN | MISO_MO-IL | MISO_IN | Internal | Summer | B4 | 100 | 2633 | 0 | 140.86 | 138.37 | 0.01 | 0
2030 | MISO_MO-IL_2_MISO_IN | MISO_MO-IL | MISO_IN | Internal | Summer | B5 | 200 | 2633 | 0 | 135.2 | 121.06 | 0.01 | 0
2030 | MISO_MO-IL_2_MISO_IN | MISO_MO-IL | MISO_IN | Internal | Summer | B6 | 300 | 2633 | 0 | 100.56 | 99.08 | 0.01 | 0
2030 | MISO_MO-IL_2_MISO_IN | MISO_MO-IL | MISO_IN | Internal | Summer | B7 | 400 | 2633 | 0 | 88.22 | 88.21 | 0.01 | 0
2030 | MISO_MO-IL_2_MISO_IN | MISO_MO-IL | MISO_IN | Internal | Summer | B8 | 500 | 2633 | 0 | 82.65 | 82.63 | 0.01 | 0
2030 | MISO_MO-IL_2_MISO_IN | MISO_MO-IL | MISO_IN | Internal | Summer | B9 | 800 | 2633 | 0 | 75.54 | 74.6 | 0.01 | 0
2030 | MISO_MO-IL_2_MISO_IN | MISO_MO-IL | MISO_IN | Internal | Summer | B10 | 1262 | 2633 | 0 | 74.61 | 74.6 | 0.01 | 0
2030 | MISO_MO-IL_2_MISO_IN | MISO_MO-IL | MISO_IN | Internal | Winter | B16 | 25 | 2633 | 0 | 96.8 | 96.79 | 0.01 | 0
2030 | MISO_MO-IL_2_MISO_IN | MISO_MO-IL | MISO_IN | Internal | Winter | B17 | 100 | 2633 | 0 | 90.76 | 90.75 | 0.01 | 0
2030 | MISO_MO-IL_2_MISO_IN | MISO_MO-IL | MISO_IN | Internal | Winter | B18 | 400 | 2633 | 0 | 87.06 | 87.04 | 0.01 | 0
2030 | MISO_MO-IL_2_MISO_IN | MISO_MO-IL | MISO_IN | Internal | Winter | B19 | 700 | 2633 | 0 | 80.54 | 80.53 | 0.01 | 0
2030 | MISO_MO-IL_2_MISO_IN | MISO_MO-IL | MISO_IN | Internal | Winter | B20 | 935 | 2633 | 0 | 78.6 | 78.59 | 0.01 | 0
2030 | MISO_MO-IL_2_MISO_W | MISO_MO-IL | MISO_W | Internal | Shoulder | B11 | 25 | 1075 | 0 | 91.78 | 91.77 | 0.01 | 0
2030 | MISO_MO-IL_2_MISO_W | MISO_MO-IL | MISO_W | Internal | Shoulder | B12 | 200 | 1075 | 0 | 87.66 | 87.34 | 0.01 | 0
2030 | MISO_MO-IL_2_MISO_W | MISO_MO-IL | MISO_W | Internal | Shoulder | B13 | 600 | 1075 | 0 | 83.76 | 78.15 | 0.01 | 0
2030 | MISO_MO-IL_2_MISO_W | MISO_MO-IL | MISO_W | Internal | Shoulder | B14 | 900 | 1075 | 0 | 77.38 | 71.82 | 0.01 | 0
2030 | MISO_MO-IL_2_MISO_W | MISO_MO-IL | MISO_W | Internal | Shoulder | B15 | 1203 | 1075 | 0 | 75.96 | 70.94 | 0.01 | 0
2030 | MISO_MO-IL_2_MISO_W | MISO_MO-IL | MISO_W | Internal | Summer | B1 | 10 | 1075 | 124.42 | 143.7 | 143.71 | 0.01 | 0
2030 | MISO_MO-IL_2_MISO_W | MISO_MO-IL | MISO_W | Internal | Summer | B2 | 25 | 1075 | 0 | 140.86 | 140.85 | 0.01 | 0
2030 | MISO_MO-IL_2_MISO_W | MISO_MO-IL | MISO_W | Internal | Summer | B3 | 75 | 1075 | 1075 | 140.86 | 141.53 | 0.01 | 0.65
2030 | MISO_MO-IL_2_MISO_W | MISO_MO-IL | MISO_W | Internal | Summer | B4 | 100 | 1075 | 163.98 | 140.86 | 140.87 | 0.01 | 0
2030 | MISO_MO-IL_2_MISO_W | MISO_MO-IL | MISO_W | Internal | Summer | B5 | 200 | 1075 | 0 | 135.2 | 135.19 | 0.01 | 0
2030 | MISO_MO-IL_2_MISO_W | MISO_MO-IL | MISO_W | Internal | Summer | B6 | 300 | 1075 | 0 | 100.56 | 100.54 | 0.01 | 0
2030 | MISO_MO-IL_2_MISO_W | MISO_MO-IL | MISO_W | Internal | Summer | B7 | 400 | 1075 | 0 | 88.22 | 88.21 | 0.01 | 0
2030 | MISO_MO-IL_2_MISO_W | MISO_MO-IL | MISO_W | Internal | Summer | B8 | 500 | 1075 | 0 | 82.65 | 82.63 | 0.01 | 0
2030 | MISO_MO-IL_2_MISO_W | MISO_MO-IL | MISO_W | Internal | Summer | B9 | 800 | 1075 | 0 | 75.54 | 75.53 | 0.01 | 0
2030 | MISO_MO-IL_2_MISO_W | MISO_MO-IL | MISO_W | Internal | Summer | B10 | 1262 | 1075 | 0 | 74.61 | 70.39 | 0.01 | 0
2030 | MISO_MO-IL_2_MISO_W | MISO_MO-IL | MISO_W | Internal | Winter | B16 | 25 | 1075 | 0 | 96.8 | 73.94 | 0.01 | 0
2030 | MISO_MO-IL_2_MISO_W | MISO_MO-IL | MISO_W | Internal | Winter | B17 | 100 | 1075 | 0 | 90.76 | 76.61 | 0.01 | 0
2030 | MISO_MO-IL_2_MISO_W | MISO_MO-IL | MISO_W | Internal | Winter | B18 | 400 | 1075 | 0 | 87.06 | 81.03 | 0.01 | 0
2030 | MISO_MO-IL_2_MISO_W | MISO_MO-IL | MISO_W | Internal | Winter | B19 | 700 | 1075 | 0 | 80.54 | 80.46 | 0.01 | 0
2030 | MISO_MO-IL_2_MISO_W | MISO_MO-IL | MISO_W | Internal | Winter | B20 | 935 | 1075 | 0 | 78.6 | 73.94 | 0.01 | 0
2030 | MISO_MO-IL_2_PJM_ROR | MISO_MO-IL | PJM_ROR | Internal | Shoulder | B11 | 25 | 1212 | 0 | 91.78 | 93.77 | 2 | 0
2030 | MISO_MO-IL_2_PJM_ROR | MISO_MO-IL | PJM_ROR | Internal | Shoulder | B12 | 200 | 1212 | 1074.31 | 87.66 | 89.66 | 2 | 0
2030 | MISO_MO-IL_2_PJM_ROR | MISO_MO-IL | PJM_ROR | Internal | Shoulder | B13 | 600 | 1212 | 1212 | 83.76 | 86.95 | 2 | 1.19
2030 | MISO_MO-IL_2_PJM_ROR | MISO_MO-IL | PJM_ROR | Internal | Shoulder | B14 | 900 | 1212 | 436.86 | 77.38 | 79.38 | 2 | 0
2030 | MISO_MO-IL_2_PJM_ROR | MISO_MO-IL | PJM_ROR | Internal | Shoulder | B15 | 1203 | 1212 | 0 | 75.96 | 75.87 | 2 | 0
2030 | MISO_MO-IL_2_PJM_ROR | MISO_MO-IL | PJM_ROR | Internal | Summer | B1 | 10 | 1212 | 0 | 143.7 | 145.39 | 2 | 0
2030 | MISO_MO-IL_2_PJM_ROR | MISO_MO-IL | PJM_ROR | Internal | Summer | B2 | 25 | 1212 | 0 | 140.86 | 142.84 | 2 | 0
2030 | MISO_MO-IL_2_PJM_ROR | MISO_MO-IL | PJM_ROR | Internal | Summer | B3 | 75 | 1212 | 0 | 140.86 | 140.39 | 2 | 0
2030 | MISO_MO-IL_2_PJM_ROR | MISO_MO-IL | PJM_ROR | Internal | Summer | B4 | 100 | 1212 | 0 | 140.86 | 140.39 | 2 | 0
2030 | MISO_MO-IL_2_PJM_ROR | MISO_MO-IL | PJM_ROR | Internal | Summer | B5 | 200 | 1212 | 0 | 135.2 | 133.19 | 2 | 0
2030 | MISO_MO-IL_2_PJM_ROR | MISO_MO-IL | PJM_ROR | Internal | Summer | B6 | 300 | 1212 | 0 | 100.56 | 101.09 | 2 | 0
2030 | MISO_MO-IL_2_PJM_ROR | MISO_MO-IL | PJM_ROR | Internal | Summer | B7 | 400 | 1212 | 1212 | 88.22 | 90.25 | 2 | 0.03
2030 | MISO_MO-IL_2_PJM_ROR | MISO_MO-IL | PJM_ROR | Internal | Summer | B8 | 500 | 1212 | 1212 | 82.65 | 85.79 | 2 | 1.14
2030 | MISO_MO-IL_2_PJM_ROR | MISO_MO-IL | PJM_ROR | Internal | Summer | B9 | 800 | 1212 | 0 | 75.54 | 77.53 | 2 | 0
2030 | MISO_MO-IL_2_PJM_ROR | MISO_MO-IL | PJM_ROR | Internal | Summer | B10 | 1262 | 1212 | 0 | 74.61 | 74.37 | 2 | 0
2030 | MISO_MO-IL_2_PJM_ROR | MISO_MO-IL | PJM_ROR | Internal | Winter | B16 | 25 | 1212 | 494.02 | 96.8 | 98.8 | 2 | 0
2030 | MISO_MO-IL_2_PJM_ROR | MISO_MO-IL | PJM_ROR | Internal | Winter | B17 | 100 | 1212 | 1212 | 90.76 | 95.92 | 2 | 3.15
2030 | MISO_MO-IL_2_PJM_ROR | MISO_MO-IL | PJM_ROR | Internal | Winter | B18 | 400 | 1212 | 1212 | 87.06 | 91.17 | 2 | 2.11
2030 | MISO_MO-IL_2_PJM_ROR | MISO_MO-IL | PJM_ROR | Internal | Winter | B19 | 700 | 1212 | 1013.63 | 80.54 | 82.54 | 2 | 0
2030 | MISO_MO-IL_2_PJM_ROR | MISO_MO-IL | PJM_ROR | Internal | Winter | B20 | 935 | 1212 | 0 | 78.6 | 78.94 | 2 | 0
2030 | MISO_MO-IL_2_TVA_Transmission | MISO_MO-IL | TVA_Transmission | Internal | Shoulder | B11 | 25 | 4000 | 0 | 91.78 | 99.77 | 8 | 0
2030 | MISO_MO-IL_2_TVA_Transmission | MISO_MO-IL | TVA_Transmission | Internal | Shoulder | B12 | 200 | 4000 | 0 | 87.66 | 95.31 | 8 | 0
2030 | MISO_MO-IL_2_TVA_Transmission | MISO_MO-IL | TVA_Transmission | Internal | Shoulder | B13 | 600 | 4000 | 356.29 | 83.76 | 91.76 | 8 | 0
2030 | MISO_MO-IL_2_TVA_Transmission | MISO_MO-IL | TVA_Transmission | Internal | Shoulder | B14 | 900 | 4000 | 1307.56 | 77.38 | 85.38 | 8 | 0
2030 | MISO_MO-IL_2_TVA_Transmission | MISO_MO-IL | TVA_Transmission | Internal | Shoulder | B15 | 1203 | 4000 | 0 | 75.96 | 81.87 | 8 | 0
2030 | MISO_MO-IL_2_TVA_Transmission | MISO_MO-IL | TVA_Transmission | Internal | Summer | B1 | 10 | 4000 | 1678.82 | 143.7 | 151.7 | 8 | 0
2030 | MISO_MO-IL_2_TVA_Transmission | MISO_MO-IL | TVA_Transmission | Internal | Summer | B2 | 25 | 4000 | 933.12 | 140.86 | 148.86 | 8 | 0
2030 | MISO_MO-IL_2_TVA_Transmission | MISO_MO-IL | TVA_Transmission | Internal | Summer | B3 | 75 | 4000 | 0 | 140.86 | 146.39 | 8 | 0
2030 | MISO_MO-IL_2_TVA_Transmission | MISO_MO-IL | TVA_Transmission | Internal | Summer | B4 | 100 | 4000 | 0 | 140.86 | 146.39 | 8 | 0
2030 | MISO_MO-IL_2_TVA_Transmission | MISO_MO-IL | TVA_Transmission | Internal | Summer | B5 | 200 | 4000 | 0 | 135.2 | 132.39 | 8 | 0
2030 | MISO_MO-IL_2_TVA_Transmission | MISO_MO-IL | TVA_Transmission | Internal | Summer | B6 | 300 | 4000 | 0 | 100.56 | 99.77 | 8 | 0
2030 | MISO_MO-IL_2_TVA_Transmission | MISO_MO-IL | TVA_Transmission | Internal | Summer | B7 | 400 | 4000 | 0 | 88.22 | 93.16 | 8 | 0
2030 | MISO_MO-IL_2_TVA_Transmission | MISO_MO-IL | TVA_Transmission | Internal | Summer | B8 | 500 | 4000 | 0 | 82.65 | 90.47 | 8 | 0
2030 | MISO_MO-IL_2_TVA_Transmission | MISO_MO-IL | TVA_Transmission | Internal | Summer | B9 | 800 | 4000 | 0 | 75.54 | 83.53 | 8 | 0
2030 | MISO_MO-IL_2_TVA_Transmission | MISO_MO-IL | TVA_Transmission | Internal | Summer | B10 | 1262 | 4000 | 0 | 74.61 | 79.25 | 8 | 0
2030 | MISO_MO-IL_2_TVA_Transmission | MISO_MO-IL | TVA_Transmission | Internal | Winter | B16 | 25 | 4000 | 839.59 | 96.8 | 104.8 | 8 | 0
2030 | MISO_MO-IL_2_TVA_Transmission | MISO_MO-IL | TVA_Transmission | Internal | Winter | B17 | 100 | 4000 | 567.55 | 90.76 | 98.76 | 8 | 0
2030 | MISO_MO-IL_2_TVA_Transmission | MISO_MO-IL | TVA_Transmission | Internal | Winter | B18 | 400 | 4000 | 0 | 87.06 | 94.39 | 8 | 0
2030 | MISO_MO-IL_2_TVA_Transmission | MISO_MO-IL | TVA_Transmission | Internal | Winter | B19 | 700 | 4000 | 602.34 | 80.54 | 88.54 | 8 | 0
2030 | MISO_MO-IL_2_TVA_Transmission | MISO_MO-IL | TVA_Transmission | Internal | Winter | B20 | 935 | 4000 | 0 | 78.6 | 84.94 | 8 | 0
2030 | MISO_W_2_IESO | MISO_W | IESO | Internal | Shoulder | B11 | 25 | 90 | 0 | 91.77 | 63.93 | 8 | 0
2030 | MISO_W_2_IESO | MISO_W | IESO | Internal | Shoulder | B12 | 200 | 90 | 0 | 87.34 | 63.93 | 8 | 0
2030 | MISO_W_2_IESO | MISO_W | IESO | Internal | Shoulder | B13 | 600 | 90 | 0 | 78.15 | 63.93 | 8 | 0
2030 | MISO_W_2_IESO | MISO_W | IESO | Internal | Shoulder | B14 | 900 | 90 | 0 | 71.82 | 63.93 | 8 | 0
2030 | MISO_W_2_IESO | MISO_W | IESO | Internal | Shoulder | B15 | 1203 | 90 | 0 | 70.94 | 63.93 | 8 | 0
2030 | MISO_W_2_IESO | MISO_W | IESO | Internal | Summer | B1 | 10 | 90 | 0 | 143.71 | 91.14 | 8 | 0
2030 | MISO_W_2_IESO | MISO_W | IESO | Internal | Summer | B2 | 25 | 90 | 0 | 140.85 | 97.14 | 8 | 0
2030 | MISO_W_2_IESO | MISO_W | IESO | Internal | Summer | B3 | 75 | 90 | 0 | 141.53 | 85.91 | 8 | 0
2030 | MISO_W_2_IESO | MISO_W | IESO | Internal | Summer | B4 | 100 | 90 | 0 | 140.87 | 85.91 | 8 | 0
2030 | MISO_W_2_IESO | MISO_W | IESO | Internal | Summer | B5 | 200 | 90 | 0 | 135.19 | 76.63 | 8 | 0
2030 | MISO_W_2_IESO | MISO_W | IESO | Internal | Summer | B6 | 300 | 90 | 0 | 100.54 | 61.63 | 8 | 0
2030 | MISO_W_2_IESO | MISO_W | IESO | Internal | Summer | B7 | 400 | 90 | 0 | 88.21 | 61.63 | 8 | 0
2030 | MISO_W_2_IESO | MISO_W | IESO | Internal | Summer | B8 | 500 | 90 | 0 | 82.63 | 61.63 | 8 | 0
2030 | MISO_W_2_IESO | MISO_W | IESO | Internal | Summer | B9 | 800 | 90 | 0 | 75.53 | 61.63 | 8 | 0
2030 | MISO_W_2_IESO | MISO_W | IESO | Internal | Summer | B10 | 1262 | 90 | 0 | 70.39 | 61.63 | 8 | 0
2030 | MISO_W_2_IESO | MISO_W | IESO | Internal | Winter | B16 | 25 | 90 | 0 | 73.94 | 71.54 | 8 | 0
2030 | MISO_W_2_IESO | MISO_W | IESO | Internal | Winter | B17 | 100 | 90 | 0 | 76.61 | 71.54 | 8 | 0
2030 | MISO_W_2_IESO | MISO_W | IESO | Internal | Winter | B18 | 400 | 90 | 0 | 81.03 | 71.54 | 8 | 0
2030 | MISO_W_2_IESO | MISO_W | IESO | Internal | Winter | B19 | 700 | 90 | 0 | 80.46 | 71.54 | 8 | 0
2030 | MISO_W_2_IESO | MISO_W | IESO | Internal | Winter | B20 | 935 | 90 | 0 | 73.94 | 71.54 | 8 | 0
2030 | MISO_W_2_MAPP_CA | MISO_W | MAPP_CA | Internal | Shoulder | B11 | 25 | 926 | 0 | 91.77 | 70.93 | 0.01 | 0
2030 | MISO_W_2_MAPP_CA | MISO_W | MAPP_CA | Internal | Shoulder | B12 | 200 | 926 | 0 | 87.34 | 70.93 | 0.01 | 0
2030 | MISO_W_2_MAPP_CA | MISO_W | MAPP_CA | Internal | Shoulder | B13 | 600 | 926 | 0 | 78.15 | 70.93 | 0.01 | 0
2030 | MISO_W_2_MAPP_CA | MISO_W | MAPP_CA | Internal | Shoulder | B14 | 900 | 926 | 0 | 71.82 | 70.93 | 0.01 | 0
2030 | MISO_W_2_MAPP_CA | MISO_W | MAPP_CA | Internal | Shoulder | B15 | 1203 | 926 | 0 | 70.94 | 70.93 | 0.01 | 0
2030 | MISO_W_2_MAPP_CA | MISO_W | MAPP_CA | Internal | Summer | B1 | 10 | 926 | 0 | 143.71 | 68.63 | 0.01 | 0
2030 | MISO_W_2_MAPP_CA | MISO_W | MAPP_CA | Internal | Summer | B2 | 25 | 926 | 0 | 140.85 | 68.63 | 0.01 | 0
2030 | MISO_W_2_MAPP_CA | MISO_W | MAPP_CA | Internal | Summer | B3 | 75 | 926 | 0 | 141.53 | 68.63 | 0.01 | 0
2030 | MISO_W_2_MAPP_CA | MISO_W | MAPP_CA | Internal | Summer | B4 | 100 | 926 | 0 | 140.87 | 68.63 | 0.01 | 0
2030 | MISO_W_2_MAPP_CA | MISO_W | MAPP_CA | Internal | Summer | B5 | 200 | 926 | 0 | 135.19 | 68.63 | 0.01 | 0
2030 | MISO_W_2_MAPP_CA | MISO_W | MAPP_CA | Internal | Summer | B6 | 300 | 926 | 0 | 100.54 | 68.63 | 0.01 | 0
2030 | MISO_W_2_MAPP_CA | MISO_W | MAPP_CA | Internal | Summer | B7 | 400 | 926 | 0 | 88.21 | 68.63 | 0.01 | 0
2030 | MISO_W_2_MAPP_CA | MISO_W | MAPP_CA | Internal | Summer | B8 | 500 | 926 | 0 | 82.63 | 68.63 | 0.01 | 0
2030 | MISO_W_2_MAPP_CA | MISO_W | MAPP_CA | Internal | Summer | B9 | 800 | 926 | 0 | 75.53 | 68.63 | 0.01 | 0
2030 | MISO_W_2_MAPP_CA | MISO_W | MAPP_CA | Internal | Summer | B10 | 1262 | 926 | 0 | 70.39 | 68.63 | 0.01 | 0
2030 | MISO_W_2_MAPP_CA | MISO_W | MAPP_CA | Internal | Winter | B16 | 25 | 926 | 0 | 73.94 | 73.93 | 0.01 | 0
2030 | MISO_W_2_MAPP_CA | MISO_W | MAPP_CA | Internal | Winter | B17 | 100 | 926 | 0 | 76.61 | 73.93 | 0.01 | 0
2030 | MISO_W_2_MAPP_CA | MISO_W | MAPP_CA | Internal | Winter | B18 | 400 | 926 | 0 | 81.03 | 73.93 | 0.01 | 0
2030 | MISO_W_2_MAPP_CA | MISO_W | MAPP_CA | Internal | Winter | B19 | 700 | 926 | 0 | 80.46 | 73.93 | 0.01 | 0
2030 | MISO_W_2_MAPP_CA | MISO_W | MAPP_CA | Internal | Winter | B20 | 935 | 926 | 0 | 73.94 | 73.93 | 0.01 | 0
2030 | MISO_W_2_MISO_MO-IL | MISO_W | MISO_MO-IL | Internal | Shoulder | B11 | 25 | 3915 | 3019.43 | 91.77 | 91.78 | 0.01 | 0
2030 | MISO_W_2_MISO_MO-IL | MISO_W | MISO_MO-IL | Internal | Shoulder | B12 | 200 | 3915 | 3915 | 87.34 | 87.66 | 0.01 | 0.3
2030 | MISO_W_2_MISO_MO-IL | MISO_W | MISO_MO-IL | Internal | Shoulder | B13 | 600 | 3915 | 3915 | 78.15 | 83.76 | 0.01 | 5.6
2030 | MISO_W_2_MISO_MO-IL | MISO_W | MISO_MO-IL | Internal | Shoulder | B14 | 900 | 3915 | 3915 | 71.82 | 77.38 | 0.01 | 5.55
2030 | MISO_W_2_MISO_MO-IL | MISO_W | MISO_MO-IL | Internal | Shoulder | B15 | 1203 | 3915 | 3915 | 70.94 | 75.96 | 0.01 | 5.01
2030 | MISO_W_2_MISO_MO-IL | MISO_W | MISO_MO-IL | Internal | Summer | B1 | 10 | 3915 | 0 | 143.71 | 143.7 | 0.01 | 0
2030 | MISO_W_2_MISO_MO-IL | MISO_W | MISO_MO-IL | Internal | Summer | B2 | 25 | 3915 | 889.27 | 140.85 | 140.86 | 0.01 | 0
2030 | MISO_W_2_MISO_MO-IL | MISO_W | MISO_MO-IL | Internal | Summer | B3 | 75 | 3915 | 0 | 141.53 | 140.86 | 0.01 | 0
2030 | MISO_W_2_MISO_MO-IL | MISO_W | MISO_MO-IL | Internal | Summer | B4 | 100 | 3915 | 0 | 140.87 | 140.86 | 0.01 | 0
2030 | MISO_W_2_MISO_MO-IL | MISO_W | MISO_MO-IL | Internal | Summer | B5 | 200 | 3915 | 119.07 | 135.19 | 135.2 | 0.01 | 0
2030 | MISO_W_2_MISO_MO-IL | MISO_W | MISO_MO-IL | Internal | Summer | B6 | 300 | 3915 | 546.19 | 100.54 | 100.56 | 0.01 | 0
2030 | MISO_W_2_MISO_MO-IL | MISO_W | MISO_MO-IL | Internal | Summer | B7 | 400 | 3915 | 1936.07 | 88.21 | 88.22 | 0.01 | 0
2030 | MISO_W_2_MISO_MO-IL | MISO_W | MISO_MO-IL | Internal | Summer | B8 | 500 | 3915 | 3410.61 | 82.63 | 82.65 | 0.01 | 0
2030 | MISO_W_2_MISO_MO-IL | MISO_W | MISO_MO-IL | Internal | Summer | B9 | 800 | 3915 | 2967.54 | 75.53 | 75.54 | 0.01 | 0
2030 | MISO_W_2_MISO_MO-IL | MISO_W | MISO_MO-IL | Internal | Summer | B10 | 1262 | 3915 | 3915 | 70.39 | 74.61 | 0.01 | 4.21
2030 | MISO_W_2_MISO_MO-IL | MISO_W | MISO_MO-IL | Internal | Winter | B16 | 25 | 3915 | 3915 | 73.94 | 96.8 | 0.01 | 22.84
2030 | MISO_W_2_MISO_MO-IL | MISO_W | MISO_MO-IL | Internal | Winter | B17 | 100 | 3915 | 3915 | 76.61 | 90.76 | 0.01 | 14.14
2030 | MISO_W_2_MISO_MO-IL | MISO_W | MISO_MO-IL | Internal | Winter | B18 | 400 | 3915 | 3915 | 81.03 | 87.06 | 0.01 | 6.02
2030 | MISO_W_2_MISO_MO-IL | MISO_W | MISO_MO-IL | Internal | Winter | B19 | 700 | 3915 | 3915 | 80.46 | 80.54 | 0.01 | 0.07
2030 | MISO_W_2_MISO_MO-IL | MISO_W | MISO_MO-IL | Internal | Winter | B20 | 935 | 3915 | 3915 | 73.94 | 78.6 | 0.01 | 4.65
2030 | MISO_W_2_MISO_WUMS | MISO_W | MISO_WUMS | Internal | Shoulder | B11 | 25 | 1732 | 0 | 91.77 | 91.75 | 0.01 | 0
2030 | MISO_W_2_MISO_WUMS | MISO_W | MISO_WUMS | Internal | Shoulder | B12 | 200 | 1732 | 820.37 | 87.34 | 87.35 | 0.01 | 0
2030 | MISO_W_2_MISO_WUMS | MISO_W | MISO_WUMS | Internal | Shoulder | B13 | 600 | 1732 | 1132.05 | 78.15 | 78.16 | 0.01 | 0
2030 | MISO_W_2_MISO_WUMS | MISO_W | MISO_WUMS | Internal | Shoulder | B14 | 900 | 1732 | 1732 | 71.82 | 75.7 | 0.01 | 3.87
2030 | MISO_W_2_MISO_WUMS | MISO_W | MISO_WUMS | Internal | Shoulder | B15 | 1203 | 1732 | 1732 | 70.94 | 75.7 | 0.01 | 4.75
2030 | MISO_W_2_MISO_WUMS | MISO_W | MISO_WUMS | Internal | Summer | B1 | 10 | 1732 | 0 | 143.71 | 143.39 | 0.01 | 0
2030 | MISO_W_2_MISO_WUMS | MISO_W | MISO_WUMS | Internal | Summer | B2 | 25 | 1732 | 0 | 140.85 | 140.84 | 0.01 | 0
2030 | MISO_W_2_MISO_WUMS | MISO_W | MISO_WUMS | Internal | Summer | B3 | 75 | 1732 | 0 | 141.53 | 138.39 | 0.01 | 0
2030 | MISO_W_2_MISO_WUMS | MISO_W | MISO_WUMS | Internal | Summer | B4 | 100 | 1732 | 0 | 140.87 | 135.13 | 0.01 | 0
2030 | MISO_W_2_MISO_WUMS | MISO_W | MISO_WUMS | Internal | Summer | B5 | 200 | 1732 | 0 | 135.19 | 109.14 | 0.01 | 0
2030 | MISO_W_2_MISO_WUMS | MISO_W | MISO_WUMS | Internal | Summer | B6 | 300 | 1732 | 0 | 100.54 | 85.76 | 0.01 | 0
2030 | MISO_W_2_MISO_WUMS | MISO_W | MISO_WUMS | Internal | Summer | B7 | 400 | 1732 | 0 | 88.21 | 85.76 | 0.01 | 0
2030 | MISO_W_2_MISO_WUMS | MISO_W | MISO_WUMS | Internal | Summer | B8 | 500 | 1732 | 453.17 | 82.63 | 82.65 | 0.01 | 0
2030 | MISO_W_2_MISO_WUMS | MISO_W | MISO_WUMS | Internal | Summer | B9 | 800 | 1732 | 0 | 75.53 | 75.52 | 0.01 | 0
2030 | MISO_W_2_MISO_WUMS | MISO_W | MISO_WUMS | Internal | Summer | B10 | 1262 | 1732 | 1732 | 70.39 | 74.34 | 0.01 | 3.94
2030 | MISO_W_2_MISO_WUMS | MISO_W | MISO_WUMS | Internal | Winter | B16 | 25 | 1732 | 1732 | 73.94 | 90.44 | 0.01 | 16.49
2030 | MISO_W_2_MISO_WUMS | MISO_W | MISO_WUMS | Internal | Winter | B17 | 100 | 1732 | 1732 | 76.61 | 80.47 | 0.01 | 3.85
2030 | MISO_W_2_MISO_WUMS | MISO_W | MISO_WUMS | Internal | Winter | B18 | 400 | 1732 | 1451.69 | 81.03 | 81.04 | 0.01 | 0
2030 | MISO_W_2_MISO_WUMS | MISO_W | MISO_WUMS | Internal | Winter | B19 | 700 | 1732 | 1273.72 | 80.46 | 80.47 | 0.01 | 0
2030 | MISO_W_2_MISO_WUMS | MISO_W | MISO_WUMS | Internal | Winter | B20 | 935 | 1732 | 1732 | 73.94 | 78.33 | 0.01 | 4.37
2030 | MISO_W_2_NE | MISO_W | NE | Internal | Shoulder | B11 | 25 | 2800 | 0 | 91.77 | 92.28 | 7 | 0
2030 | MISO_W_2_NE | MISO_W | NE | Internal | Shoulder | B12 | 200 | 2800 | 0 | 87.34 | 85.43 | 7 | 0
2030 | MISO_W_2_NE | MISO_W | NE | Internal | Shoulder | B13 | 600 | 2800 | 0 | 78.15 | 78.15 | 7 | 0
2030 | MISO_W_2_NE | MISO_W | NE | Internal | Shoulder | B14 | 900 | 2800 | 0 | 71.82 | 78.15 | 7 | 0
2030 | MISO_W_2_NE | MISO_W | NE | Internal | Shoulder | B15 | 1203 | 2800 | 0 | 70.94 | 71.85 | 7 | 0
2030 | MISO_W_2_NE | MISO_W | NE | Internal | Summer | B1 | 10 | 2800 | 0 | 143.71 | 143.91 | 7 | 0
2030 | MISO_W_2_NE | MISO_W | NE | Internal | Summer | B2 | 25 | 2800 | 0 | 140.85 | 142.87 | 7 | 0
2030 | MISO_W_2_NE | MISO_W | NE | Internal | Summer | B3 | 75 | 2800 | 0 | 141.53 | 146.25 | 7 | 0
2030 | MISO_W_2_NE | MISO_W | NE | Internal | Summer | B4 | 100 | 2800 | 0 | 140.87 | 140.87 | 7 | 0
2030 | MISO_W_2_NE | MISO_W | NE | Internal | Summer | B5 | 200 | 2800 | 0 | 135.19 | 135.19 | 7 | 0
2030 | MISO_W_2_NE | MISO_W | NE | Internal | Summer | B6 | 300 | 2800 | 0 | 100.54 | 100.54 | 7 | 0
2030 | MISO_W_2_NE | MISO_W | NE | Internal | Summer | B7 | 400 | 2800 | 0 | 88.21 | 92.82 | 7 | 0
2030 | MISO_W_2_NE | MISO_W | NE | Internal | Summer | B8 | 500 | 2800 | 0 | 82.63 | 88.67 | 7 | 0
2030 | MISO_W_2_NE | MISO_W | NE | Internal | Summer | B9 | 800 | 2800 | 0 | 75.53 | 76.59 | 7 | 0
2030 | MISO_W_2_NE | MISO_W | NE | Internal | Summer | B10 | 1262 | 2800 | 0 | 70.39 | 76.59 | 7 | 0
2030 | MISO_W_2_NE | MISO_W | NE | Internal | Winter | B16 | 25 | 2800 | 102.78 | 73.94 | 80.94 | 7 | 0
2030 | MISO_W_2_NE | MISO_W | NE | Internal | Winter | B17 | 100 | 2800 | 0 | 76.61 | 81.06 | 7 | 0
2030 | MISO_W_2_NE | MISO_W | NE | Internal | Winter | B18 | 400 | 2800 | 0 | 81.03 | 81.06 | 7 | 0
2030 | MISO_W_2_NE | MISO_W | NE | Internal | Winter | B19 | 700 | 2800 | 0 | 80.46 | 81.06 | 7 | 0
2030 | MISO_W_2_NE | MISO_W | NE | Internal | Winter | B20 | 935 | 2800 | 0 | 73.94 | 73.94 | 7 | 0
2030 | MISO_W_2_PJM_ROR | MISO_W | PJM_ROR | Internal | Shoulder | B11 | 25 | 773 | 324.94 | 91.77 | 93.77 | 2 | 0
2030 | MISO_W_2_PJM_ROR | MISO_W | PJM_ROR | Internal | Shoulder | B12 | 200 | 773 | 773 | 87.34 | 89.66 | 2 | 0.31
2030 | MISO_W_2_PJM_ROR | MISO_W | PJM_ROR | Internal | Shoulder | B13 | 600 | 773 | 773 | 78.15 | 86.95 | 2 | 6.8
2030 | MISO_W_2_PJM_ROR | MISO_W | PJM_ROR | Internal | Shoulder | B14 | 900 | 773 | 773 | 71.82 | 79.38 | 2 | 5.56
2030 | MISO_W_2_PJM_ROR | MISO_W | PJM_ROR | Internal | Shoulder | B15 | 1203 | 773 | 773 | 70.94 | 75.87 | 2 | 2.93
2030 | MISO_W_2_PJM_ROR | MISO_W | PJM_ROR | Internal | Summer | B1 | 10 | 773 | 0 | 143.71 | 145.39 | 2 | 0
2030 | MISO_W_2_PJM_ROR | MISO_W | PJM_ROR | Internal | Summer | B2 | 25 | 773 | 0 | 140.85 | 142.84 | 2 | 0
2030 | MISO_W_2_PJM_ROR | MISO_W | PJM_ROR | Internal | Summer | B3 | 75 | 773 | 0 | 141.53 | 140.39 | 2 | 0
2030 | MISO_W_2_PJM_ROR | MISO_W | PJM_ROR | Internal | Summer | B4 | 100 | 773 | 0 | 140.87 | 140.39 | 2 | 0
2030 | MISO_W_2_PJM_ROR | MISO_W | PJM_ROR | Internal | Summer | B5 | 200 | 773 | 0 | 135.19 | 133.19 | 2 | 0
2030 | MISO_W_2_PJM_ROR | MISO_W | PJM_ROR | Internal | Summer | B6 | 300 | 773 | 0 | 100.54 | 101.09 | 2 | 0
2030 | MISO_W_2_PJM_ROR | MISO_W | PJM_ROR | Internal | Summer | B7 | 400 | 773 | 773 | 88.21 | 90.25 | 2 | 0.04
2030 | MISO_W_2_PJM_ROR | MISO_W | PJM_ROR | Internal | Summer | B8 | 500 | 773 | 773 | 82.63 | 85.79 | 2 | 1.16
2030 | MISO_W_2_PJM_ROR | MISO_W | PJM_ROR | Internal | Summer | B9 | 800 | 773 | 115.43 | 75.53 | 77.53 | 2 | 0
2030 | MISO_W_2_PJM_ROR | MISO_W | PJM_ROR | Internal | Summer | B10 | 1262 | 773 | 773 | 70.39 | 74.37 | 2 | 1.98
2030 | MISO_W_2_PJM_ROR | MISO_W | PJM_ROR | Internal | Winter | B16 | 25 | 773 | 773 | 73.94 | 98.8 | 2 | 22.86
2030 | MISO_W_2_PJM_ROR | MISO_W | PJM_ROR | Internal | Winter | B17 | 100 | 773 | 773 | 76.61 | 95.92 | 2 | 17.31
2030 | MISO_W_2_PJM_ROR | MISO_W | PJM_ROR | Internal | Winter | B18 | 400 | 773 | 773 | 81.03 | 91.17 | 2 | 8.14
2030 | MISO_W_2_PJM_ROR | MISO_W | PJM_ROR | Internal | Winter | B19 | 700 | 773 | 773 | 80.46 | 82.54 | 2 | 0.08
2030 | MISO_W_2_PJM_ROR | MISO_W | PJM_ROR | Internal | Winter | B20 | 935 | 773 | 773 | 73.94 | 78.94 | 2 | 3
2030 | MISO_W_2_SPP_N | MISO_W | SPP_N | Internal | Shoulder | B11 | 25 | 3200 | 0 | 91.77 | 92.29 | 7 | 0
2030 | MISO_W_2_SPP_N | MISO_W | SPP_N | Internal | Shoulder | B12 | 200 | 3200 | 0 | 87.34 | 85.44 | 7 | 0
2030 | MISO_W_2_SPP_N | MISO_W | SPP_N | Internal | Shoulder | B13 | 600 | 3200 | 0 | 78.15 | 85.06 | 7 | 0
2030 | MISO_W_2_SPP_N | MISO_W | SPP_N | Internal | Shoulder | B14 | 900 | 3200 | 197.69 | 71.82 | 78.82 | 7 | 0
2030 | MISO_W_2_SPP_N | MISO_W | SPP_N | Internal | Shoulder | B15 | 1203 | 3200 | 2420.85 | 70.94 | 77.94 | 7 | 0
2030 | MISO_W_2_SPP_N | MISO_W | SPP_N | Internal | Summer | B1 | 10 | 3200 | 0 | 143.71 | 143.93 | 7 | 0
2030 | MISO_W_2_SPP_N | MISO_W | SPP_N | Internal | Summer | B2 | 25 | 3200 | 0 | 140.85 | 142.88 | 7 | 0
2030 | MISO_W_2_SPP_N | MISO_W | SPP_N | Internal | Summer | B3 | 75 | 3200 | 0 | 141.53 | 146.26 | 7 | 0
2030 | MISO_W_2_SPP_N | MISO_W | SPP_N | Internal | Summer | B4 | 100 | 3200 | 0 | 140.87 | 140.89 | 7 | 0
2030 | MISO_W_2_SPP_N | MISO_W | SPP_N | Internal | Summer | B5 | 200 | 3200 | 0 | 135.19 | 135.2 | 7 | 0
2030 | MISO_W_2_SPP_N | MISO_W | SPP_N | Internal | Summer | B6 | 300 | 3200 | 0 | 100.54 | 100.56 | 7 | 0
2030 | MISO_W_2_SPP_N | MISO_W | SPP_N | Internal | Summer | B7 | 400 | 3200 | 0 | 88.21 | 92.83 | 7 | 0
2030 | MISO_W_2_SPP_N | MISO_W | SPP_N | Internal | Summer | B8 | 500 | 3200 | 0 | 82.63 | 88.68 | 7 | 0
2030 | MISO_W_2_SPP_N | MISO_W | SPP_N | Internal | Summer | B9 | 800 | 3200 | 2833.26 | 75.53 | 82.53 | 7 | 0
2030 | MISO_W_2_SPP_N | MISO_W | SPP_N | Internal | Summer | B10 | 1262 | 3200 | 2467.09 | 70.39 | 77.39 | 7 | 0
2030 | MISO_W_2_SPP_N | MISO_W | SPP_N | Internal | Winter | B16 | 25 | 3200 | 3200 | 73.94 | 91.8 | 7 | 10.86
2030 | MISO_W_2_SPP_N | MISO_W | SPP_N | Internal | Winter | B17 | 100 | 3200 | 3200 | 76.61 | 85.76 | 7 | 2.15
2030 | MISO_W_2_SPP_N | MISO_W | SPP_N | Internal | Winter | B18 | 400 | 3200 | 1858.23 | 81.03 | 88.03 | 7 | 0
2030 | MISO_W_2_SPP_N | MISO_W | SPP_N | Internal | Winter | B19 | 700 | 3200 | 0 | 80.46 | 82.15 | 7 | 0
2030 | MISO_W_2_SPP_N | MISO_W | SPP_N | Internal | Winter | B20 | 935 | 3200 | 1479.74 | 73.94 | 80.94 | 7 | 0
2030 | MISO_WUMS_2_MISO_MI | MISO_WUMS | MISO_MI | Internal | Shoulder | B11 | 25 | 1422 | 1422 | 91.75 | 91.78 | 0.01 | 0.01
2030 | MISO_WUMS_2_MISO_MI | MISO_WUMS | MISO_MI | Internal | Shoulder | B12 | 200 | 1422 | 1422 | 87.35 | 87.66 | 0.01 | 0.29
2030 | MISO_WUMS_2_MISO_MI | MISO_WUMS | MISO_MI | Internal | Shoulder | B13 | 600 | 1422 | 1422 | 78.16 | 84.95 | 0.01 | 6.78
2030 | MISO_WUMS_2_MISO_MI | MISO_WUMS | MISO_MI | Internal | Shoulder | B14 | 900 | 1422 | 1422 | 75.7 | 77.38 | 0.01 | 1.66
2030 | MISO_WUMS_2_MISO_MI | MISO_WUMS | MISO_MI | Internal | Shoulder | B15 | 1203 | 1422 | 1422 | 75.7 | 75.96 | 0.01 | 0.25
2030 | MISO_WUMS_2_MISO_MI | MISO_WUMS | MISO_MI | Internal | Summer | B1 | 10 | 1422 | 1325.22 | 143.39 | 143.4 | 0.01 | 0
2030 | MISO_WUMS_2_MISO_MI | MISO_WUMS | MISO_MI | Internal | Summer | B2 | 25 | 1422 | 1422 | 140.84 | 140.86 | 0.01 | 0.01
2030 | MISO_WUMS_2_MISO_MI | MISO_WUMS | MISO_MI | Internal | Summer | B3 | 75 | 1422 | 1422 | 138.39 | 139.29 | 0.01 | 0.89
2030 | MISO_WUMS_2_MISO_MI | MISO_WUMS | MISO_MI | Internal | Summer | B4 | 100 | 1422 | 1422 | 135.13 | 138.39 | 0.01 | 3.24
2030 | MISO_WUMS_2_MISO_MI | MISO_WUMS | MISO_MI | Internal | Summer | B5 | 200 | 1422 | 1422 | 109.14 | 121.07 | 0.01 | 11.92
2030 | MISO_WUMS_2_MISO_MI | MISO_WUMS | MISO_MI | Internal | Summer | B6 | 300 | 1422 | 1422 | 85.76 | 99.09 | 0.01 | 13.32
2030 | MISO_WUMS_2_MISO_MI | MISO_WUMS | MISO_MI | Internal | Summer | B7 | 400 | 1422 | 1422 | 85.76 | 88.22 | 0.01 | 2.46
2030 | MISO_WUMS_2_MISO_MI | MISO_WUMS | MISO_MI | Internal | Summer | B8 | 500 | 1422 | 1422 | 82.65 | 83.79 | 0.01 | 1.13
2030 | MISO_WUMS_2_MISO_MI | MISO_WUMS | MISO_MI | Internal | Summer | B9 | 800 | 1422 | 341.57 | 75.52 | 75.53 | 0.01 | 0
2030 | MISO_WUMS_2_MISO_MI | MISO_WUMS | MISO_MI | Internal | Summer | B10 | 1262 | 1422 | 1422 | 74.34 | 74.61 | 0.01 | 0.26
2030 | MISO_WUMS_2_MISO_MI | MISO_WUMS | MISO_MI | Internal | Winter | B16 | 25 | 1422 | 1422 | 90.44 | 96.8 | 0.01 | 6.35
2030 | MISO_WUMS_2_MISO_MI | MISO_WUMS | MISO_MI | Internal | Winter | B17 | 100 | 1422 | 1422 | 80.47 | 90.76 | 0.01 | 10.28
2030 | MISO_WUMS_2_MISO_MI | MISO_WUMS | MISO_MI | Internal | Winter | B18 | 400 | 1422 | 1422 | 81.04 | 87.06 | 0.01 | 6.01
2030 | MISO_WUMS_2_MISO_MI | MISO_WUMS | MISO_MI | Internal | Winter | B19 | 700 | 1422 | 1422 | 80.47 | 80.54 | 0.01 | 0.06
2030 | MISO_WUMS_2_MISO_MI | MISO_WUMS | MISO_MI | Internal | Winter | B20 | 935 | 1422 | 1422 | 78.33 | 78.6 | 0.01 | 0.26
2030 | MISO_WUMS_2_MISO_W | MISO_WUMS | MISO_W | Internal | Shoulder | B11 | 25 | 1240 | 1113.84 | 91.75 | 91.77 | 0.01 | 0
2030 | MISO_WUMS_2_MISO_W | MISO_WUMS | MISO_W | Internal | Shoulder | B12 | 200 | 1240 | 0 | 87.35 | 87.34 | 0.01 | 0
2030 | MISO_WUMS_2_MISO_W | MISO_WUMS | MISO_W | Internal | Shoulder | B13 | 600 | 1240 | 0 | 78.16 | 78.15 | 0.01 | 0
2030 | MISO_WUMS_2_MISO_W | MISO_WUMS | MISO_W | Internal | Shoulder | B14 | 900 | 1240 | 0 | 75.7 | 71.82 | 0.01 | 0
2030 | MISO_WUMS_2_MISO_W | MISO_WUMS | MISO_W | Internal | Shoulder | B15 | 1203 | 1240 | 0 | 75.7 | 70.94 | 0.01 | 0
2030 | MISO_WUMS_2_MISO_W | MISO_WUMS | MISO_W | Internal | Summer | B1 | 10 | 1240 | 1240 | 143.39 | 143.71 | 0.01 | 0.31
2030 | MISO_WUMS_2_MISO_W | MISO_WUMS | MISO_W | Internal | Summer | B2 | 25 | 1240 | 1226.31 | 140.84 | 140.85 | 0.01 | 0
2030 | MISO_WUMS_2_MISO_W | MISO_WUMS | MISO_W | Internal | Summer | B3 | 75 | 1240 | 1240 | 138.39 | 141.53 | 0.01 | 3.13
2030 | MISO_WUMS_2_MISO_W | MISO_WUMS | MISO_W | Internal | Summer | B4 | 100 | 1240 | 1240 | 135.13 | 140.87 | 0.01 | 5.73
2030 | MISO_WUMS_2_MISO_W | MISO_WUMS | MISO_W | Internal | Summer | B5 | 200 | 1240 | 1240 | 109.14 | 135.19 | 0.01 | 26.04
2030 | MISO_WUMS_2_MISO_W | MISO_WUMS | MISO_W | Internal | Summer | B6 | 300 | 1240 | 1240 | 85.76 | 100.54 | 0.01 | 14.78
2030 | MISO_WUMS_2_MISO_W | MISO_WUMS | MISO_W | Internal | Summer | B7 | 400 | 1240 | 1240 | 85.76 | 88.21 | 0.01 | 2.44
2030 | MISO_WUMS_2_MISO_W | MISO_WUMS | MISO_W | Internal | Summer | B8 | 500 | 1240 | 0 | 82.65 | 82.63 | 0.01 | 0
2030 | MISO_WUMS_2_MISO_W | MISO_WUMS | MISO_W | Internal | Summer | B9 | 800 | 1240 | 1076.83 | 75.52 | 75.53 | 0.01 | 0
2030 | MISO_WUMS_2_MISO_W | MISO_WUMS | MISO_W | Internal | Summer | B10 | 1262 | 1240 | 0 | 74.34 | 70.39 | 0.01 | 0
2030 | MISO_WUMS_2_MISO_W | MISO_WUMS | MISO_W | Internal | Winter | B16 | 25 | 1240 | 0 | 90.44 | 73.94 | 0.01 | 0
2030 | MISO_WUMS_2_MISO_W | MISO_WUMS | MISO_W | Internal | Winter | B17 | 100 | 1240 | 0 | 80.47 | 76.61 | 0.01 | 0
2030 | MISO_WUMS_2_MISO_W | MISO_WUMS | MISO_W | Internal | Winter | B18 | 400 | 1240 | 0 | 81.04 | 81.03 | 0.01 | 0
2030 | MISO_WUMS_2_MISO_W | MISO_WUMS | MISO_W | Internal | Winter | B19 | 700 | 1240 | 0 | 80.47 | 80.46 | 0.01 | 0
2030 | MISO_WUMS_2_MISO_W | MISO_WUMS | MISO_W | Internal | Winter | B20 | 935 | 1240 | 0 | 78.33 | 73.94 | 0.01 | 0
2030 | MISO_WUMS_2_PJM_ROR | MISO_WUMS | PJM_ROR | Internal | Shoulder | B11 | 25 | 1600 | 1600 | 91.75 | 93.77 | 2 | 0.01
2030 | MISO_WUMS_2_PJM_ROR | MISO_WUMS | PJM_ROR | Internal | Shoulder | B12 | 200 | 1600 | 1600 | 87.35 | 89.66 | 2 | 0.3
2030 | MISO_WUMS_2_PJM_ROR | MISO_WUMS | PJM_ROR | Internal | Shoulder | B13 | 600 | 1600 | 1600 | 78.16 | 86.95 | 2 | 6.79
2030 | MISO_WUMS_2_PJM_ROR | MISO_WUMS | PJM_ROR | Internal | Shoulder | B14 | 900 | 1600 | 1600 | 75.7 | 79.38 | 2 | 1.68
2030 | MISO_WUMS_2_PJM_ROR | MISO_WUMS | PJM_ROR | Internal | Shoulder | B15 | 1203 | 1600 | 0 | 75.7 | 75.87 | 2 | 0
2030 | MISO_WUMS_2_PJM_ROR | MISO_WUMS | PJM_ROR | Internal | Summer | B1 | 10 | 1600 | 282.67 | 143.39 | 145.39 | 2 | 0
2030 | MISO_WUMS_2_PJM_ROR | MISO_WUMS | PJM_ROR | Internal | Summer | B2 | 25 | 1600 | 270.02 | 140.84 | 142.84 | 2 | 0
2030 | MISO_WUMS_2_PJM_ROR | MISO_WUMS | PJM_ROR | Internal | Summer | B3 | 75 | 1600 | 853.23 | 138.39 | 140.39 | 2 | 0
2030 | MISO_WUMS_2_PJM_ROR | MISO_WUMS | PJM_ROR | Internal | Summer | B4 | 100 | 1600 | 1600 | 135.13 | 140.39 | 2 | 3.25
2030 | MISO_WUMS_2_PJM_ROR | MISO_WUMS | PJM_ROR | Internal | Summer | B5 | 200 | 1600 | 1600 | 109.14 | 133.19 | 2 | 22.05
2030 | MISO_WUMS_2_PJM_ROR | MISO_WUMS | PJM_ROR | Internal | Summer | B6 | 300 | 1600 | 1600 | 85.76 | 101.09 | 2 | 13.33
2030 | MISO_WUMS_2_PJM_ROR | MISO_WUMS | PJM_ROR | Internal | Summer | B7 | 400 | 1600 | 1600 | 85.76 | 90.25 | 2 | 2.5
2030 | MISO_WUMS_2_PJM_ROR | MISO_WUMS | PJM_ROR | Internal | Summer | B8 | 500 | 1600 | 1600 | 82.65 | 85.79 | 2 | 1.14
2030 | MISO_WUMS_2_PJM_ROR | MISO_WUMS | PJM_ROR | Internal | Summer | B9 | 800 | 1600 | 1600 | 75.52 | 77.53 | 2 | 0.01
2030 | MISO_WUMS_2_PJM_ROR | MISO_WUMS | PJM_ROR | Internal | Summer | B10 | 1262 | 1600 | 0 | 74.34 | 74.37 | 2 | 0
2030 | MISO_WUMS_2_PJM_ROR | MISO_WUMS | PJM_ROR | Internal | Winter | B16 | 25 | 1600 | 1600 | 90.44 | 98.8 | 2 | 6.36
2030 | MISO_WUMS_2_PJM_ROR | MISO_WUMS | PJM_ROR | Internal | Winter | B17 | 100 | 1600 | 1600 | 80.47 | 95.92 | 2 | 13.44
2030 | MISO_WUMS_2_PJM_ROR | MISO_WUMS | PJM_ROR | Internal | Winter | B18 | 400 | 1600 | 1600 | 81.04 | 91.17 | 2 | 8.13
2030 | MISO_WUMS_2_PJM_ROR | MISO_WUMS | PJM_ROR | Internal | Winter | B19 | 700 | 1600 | 1600 | 80.47 | 82.54 | 2 | 0.07
2030 | MISO_WUMS_2_PJM_ROR | MISO_WUMS | PJM_ROR | Internal | Winter | B20 | 935 | 1600 | 0 | 78.33 | 78.94 | 2 | 0
2030 | NE_2_MISO_W | NE | MISO_W | Internal | Shoulder | B11 | 25 | 1600 | 0 | 92.28 | 91.77 | 5 | 0
2030 | NE_2_MISO_W | NE | MISO_W | Internal | Shoulder | B12 | 200 | 1600 | 0 | 85.43 | 87.34 | 5 | 0
2030 | NE_2_MISO_W | NE | MISO_W | Internal | Shoulder | B13 | 600 | 1600 | 0 | 78.15 | 78.15 | 5 | 0
2030 | NE_2_MISO_W | NE | MISO_W | Internal | Shoulder | B14 | 900 | 1600 | 0 | 78.15 | 71.82 | 5 | 0
2030 | NE_2_MISO_W | NE | MISO_W | Internal | Shoulder | B15 | 1203 | 1600 | 0 | 71.85 | 70.94 | 5 | 0
2030 | NE_2_MISO_W | NE | MISO_W | Internal | Summer | B1 | 10 | 1600 | 0 | 143.91 | 143.71 | 5 | 0
2030 | NE_2_MISO_W | NE | MISO_W | Internal | Summer | B2 | 25 | 1600 | 0 | 142.87 | 140.85 | 5 | 0
2030 | NE_2_MISO_W | NE | MISO_W | Internal | Summer | B3 | 75 | 1600 | 0 | 146.25 | 141.53 | 5 | 0
2030 | NE_2_MISO_W | NE | MISO_W | Internal | Summer | B4 | 100 | 1600 | 0 | 140.87 | 140.87 | 5 | 0
2030 | NE_2_MISO_W | NE | MISO_W | Internal | Summer | B5 | 200 | 1600 | 0 | 135.19 | 135.19 | 5 | 0
2030 | NE_2_MISO_W | NE | MISO_W | Internal | Summer | B6 | 300 | 1600 | 0 | 100.54 | 100.54 | 5 | 0
2030 | NE_2_MISO_W | NE | MISO_W | Internal | Summer | B7 | 400 | 1600 | 0 | 92.82 | 88.21 | 5 | 0
2030 | NE_2_MISO_W | NE | MISO_W | Internal | Summer | B8 | 500 | 1600 | 0 | 88.67 | 82.63 | 5 | 0
2030 | NE_2_MISO_W | NE | MISO_W | Internal | Summer | B9 | 800 | 1600 | 0 | 76.59 | 75.53 | 5 | 0
2030 | NE_2_MISO_W | NE | MISO_W | Internal | Summer | B10 | 1262 | 1600 | 0 | 76.59 | 70.39 | 5 | 0
2030 | NE_2_MISO_W | NE | MISO_W | Internal | Winter | B16 | 25 | 1600 | 0 | 80.94 | 73.94 | 5 | 0
2030 | NE_2_MISO_W | NE | MISO_W | Internal | Winter | B17 | 100 | 1600 | 0 | 81.06 | 76.61 | 5 | 0
2030 | NE_2_MISO_W | NE | MISO_W | Internal | Winter | B18 | 400 | 1600 | 0 | 81.06 | 81.03 | 5 | 0
2030 | NE_2_MISO_W | NE | MISO_W | Internal | Winter | B19 | 700 | 1600 | 0 | 81.06 | 80.46 | 5 | 0
2030 | NE_2_MISO_W | NE | MISO_W | Internal | Winter | B20 | 935 | 1600 | 0 | 73.94 | 73.94 | 5 | 0
2030 | NE_2_SPP_N | NE | SPP_N | Internal | Shoulder | B11 | 25 | 1802 | 1317.16 | 92.28 | 92.29 | 0.01 | 0
2030 | NE_2_SPP_N | NE | SPP_N | Internal | Shoulder | B12 | 200 | 1802 | 1043.15 | 85.43 | 85.44 | 0.01 | 0
2030 | NE_2_SPP_N | NE | SPP_N | Internal | Shoulder | B13 | 600 | 1802 | 1802 | 78.15 | 85.06 | 0.01 | 6.9
2030 | NE_2_SPP_N | NE | SPP_N | Internal | Shoulder | B14 | 900 | 1802 | 1802 | 78.15 | 78.82 | 0.01 | 0.66
2030 | NE_2_SPP_N | NE | SPP_N | Internal | Shoulder | B15 | 1203 | 1802 | 1802 | 71.85 | 77.94 | 0.01 | 6.08
2030 | NE_2_SPP_N | NE | SPP_N | Internal | Summer | B1 | 10 | 1802 | 483.52 | 143.91 | 143.93 | 0.01 | 0
2030 | NE_2_SPP_N | NE | SPP_N | Internal | Summer | B2 | 25 | 1802 | 1385.93 | 142.87 | 142.88 | 0.01 | 0
2030 | NE_2_SPP_N | NE | SPP_N | Internal | Summer | B3 | 75 | 1802 | 1462.11 | 146.25 | 146.26 | 0.01 | 0
2030 | NE_2_SPP_N | NE | SPP_N | Internal | Summer | B4 | 100 | 1802 | 910.63 | 140.87 | 140.89 | 0.01 | 0
2030 | NE_2_SPP_N | NE | SPP_N | Internal | Summer | B5 | 200 | 1802 | 592.24 | 135.19 | 135.2 | 0.01 | 0
2030 | NE_2_SPP_N | NE | SPP_N | Internal | Summer | B6 | 300 | 1802 | 710.2 | 100.54 | 100.56 | 0.01 | 0
2030 | NE_2_SPP_N | NE | SPP_N | Internal | Summer | B7 | 400 | 1802 | 1378.99 | 92.82 | 92.83 | 0.01 | 0
2030 | NE_2_SPP_N | NE | SPP_N | Internal | Summer | B8 | 500 | 1802 | 1697.05 | 88.67 | 88.68 | 0.01 | 0
2030 | NE_2_SPP_N | NE | SPP_N | Internal | Summer | B9 | 800 | 1802 | 1802 | 76.59 | 82.53 | 0.01 | 5.92
2030 | NE_2_SPP_N | NE | SPP_N | Internal | Summer | B10 | 1262 | 1802 | 1802 | 76.59 | 77.39 | 0.01 | 0.79
2030 | NE_2_SPP_N | NE | SPP_N | Internal | Winter | B16 | 25 | 1802 | 1802 | 80.94 | 91.8 | 0.01 | 10.84
2030 | NE_2_SPP_N | NE | SPP_N | Internal | Winter | B17 | 100 | 1802 | 1802 | 81.06 | 85.76 | 0.01 | 4.69
2030 | NE_2_SPP_N | NE | SPP_N | Internal | Winter | B18 | 400 | 1802 | 1802 | 81.06 | 88.03 | 0.01 | 6.95
2030 | NE_2_SPP_N | NE | SPP_N | Internal | Winter | B19 | 700 | 1802 | 1802 | 81.06 | 82.15 | 0.01 | 1.08
2030 | NE_2_SPP_N | NE | SPP_N | Internal | Winter | B20 | 935 | 1802 | 1802 | 73.94 | 80.94 | 0.01 | 6.99
2030 | NEISO_2_NYISO_A-F | NEISO | NYISO_A-F | Internal | Shoulder | B11 | 25 | 600 | 600 | 73.12 | 83.95 | 3 | 7.82
2030 | NEISO_2_NYISO_A-F | NEISO | NYISO_A-F | Internal | Shoulder | B12 | 200 | 600 | 600 | 73.5 | 81.67 | 3 | 5.17
2030 | NEISO_2_NYISO_A-F | NEISO | NYISO_A-F | Internal | Shoulder | B13 | 600 | 600 | 600 | 73.12 | 79.82 | 3 | 3.7
2030 | NEISO_2_NYISO_A-F | NEISO | NYISO_A-F | Internal | Shoulder | B14 | 900 | 600 | 263.15 | 73.12 | 76.12 | 3 | 0
2030 | NEISO_2_NYISO_A-F | NEISO | NYISO_A-F | Internal | Shoulder | B15 | 1203 | 600 | 0 | 73.12 | 76.1 | 3 | 0
2030 | NEISO_2_NYISO_A-F | NEISO | NYISO_A-F | Internal | Summer | B1 | 10 | 600 | 0 | 101.14 | 98.14 | 3 | 0
2030 | NEISO_2_NYISO_A-F | NEISO | NYISO_A-F | Internal | Summer | B2 | 25 | 600 | 457.23 | 101.14 | 104.14 | 3 | 0
2030 | NEISO_2_NYISO_A-F | NEISO | NYISO_A-F | Internal | Summer | B3 | 75 | 600 | 600 | 80.9 | 92.91 | 3 | 9.01
2030 | NEISO_2_NYISO_A-F | NEISO | NYISO_A-F | Internal | Summer | B4 | 100 | 600 | 600 | 80.9 | 92.91 | 3 | 9.01
2030 | NEISO_2_NYISO_A-F | NEISO | NYISO_A-F | Internal | Summer | B5 | 200 | 600 | 600 | 80.9 | 86.39 | 3 | 2.49
2030 | NEISO_2_NYISO_A-F | NEISO | NYISO_A-F | Internal | Summer | B6 | 300 | 600 | 600 | 80.9 | 86.39 | 3 | 2.49
2030 | NEISO_2_NYISO_A-F | NEISO | NYISO_A-F | Internal | Summer | B7 | 400 | 600 | 440.47 | 79.26 | 82.26 | 3 | 0
2030 | NEISO_2_NYISO_A-F | NEISO | NYISO_A-F | Internal | Summer | B8 | 500 | 600 | 0 | 74.81 | 77.8 | 3 | 0
2030 | NEISO_2_NYISO_A-F | NEISO | NYISO_A-F | Internal | Summer | B9 | 800 | 600 | 67.73 | 74.07 | 77.07 | 3 | 0
2030 | NEISO_2_NYISO_A-F | NEISO | NYISO_A-F | Internal | Summer | B10 | 1262 | 600 | 0 | 74.09 | 77.07 | 3 | 0
2030 | NEISO_2_NYISO_A-F | NEISO | NYISO_A-F | Internal | Winter | B16 | 25 | 600 | 0 | 82.1 | 79.1 | 3 | 0
2030 | NEISO_2_NYISO_A-F | NEISO | NYISO_A-F | Internal | Winter | B17 | 100 | 600 | 0 | 82.1 | 79.1 | 3 | 0
2030 | NEISO_2_NYISO_A-F | NEISO | NYISO_A-F | Internal | Winter | B18 | 400 | 600 | 0 | 81.54 | 78.54 | 3 | 0
2030 | NEISO_2_NYISO_A-F | NEISO | NYISO_A-F | Internal | Winter | B19 | 700 | 600 | 0 | 81.54 | 78.54 | 3 | 0
2030 | NEISO_2_NYISO_A-F | NEISO | NYISO_A-F | Internal | Winter | B20 | 935 | 600 | 0 | 81.54 | 78.54 | 3 | 0
2030 | NEISO_2_NYISO_G-I | NEISO | NYISO_G-I | Internal | Shoulder | B11 | 25 | 600 | 600 | 73.12 | 85.77 | 3 | 9.64
2030 | NEISO_2_NYISO_G-I | NEISO | NYISO_G-I | Internal | Shoulder | B12 | 200 | 600 | 600 | 73.5 | 81.68 | 3 | 5.18
2030 | NEISO_2_NYISO_G-I | NEISO | NYISO_G-I | Internal | Shoulder | B13 | 600 | 600 | 600 | 73.12 | 79.83 | 3 | 3.71
2030 | NEISO_2_NYISO_G-I | NEISO | NYISO_G-I | Internal | Shoulder | B14 | 900 | 600 | 600 | 73.12 | 79.71 | 3 | 3.58
2030 | NEISO_2_NYISO_G-I | NEISO | NYISO_G-I | Internal | Shoulder | B15 | 1203 | 600 | 0 | 73.12 | 76.11 | 3 | 0
2030 | NEISO_2_NYISO_G-I | NEISO | NYISO_G-I | Internal | Summer | B1 | 10 | 600 | 600 | 101.14 | 182.76 | 3 | 78.62
2030 | NEISO_2_NYISO_G-I | NEISO | NYISO_G-I | Internal | Summer | B2 | 25 | 600 | 600 | 101.14 | 178.66 | 3 | 74.52
2030 | NEISO_2_NYISO_G-I | NEISO | NYISO_G-I | Internal | Summer | B3 | 75 | 600 | 600 | 80.9 | 117.28 | 3 | 33.39
2030 | NEISO_2_NYISO_G-I | NEISO | NYISO_G-I | Internal | Summer | B4 | 100 | 600 | 600 | 80.9 | 116.14 | 3 | 32.24
2030 | NEISO_2_NYISO_G-I | NEISO | NYISO_G-I | Internal | Summer | B5 | 200 | 600 | 600 | 80.9 | 116.14 | 3 | 32.24
2030 | NEISO_2_NYISO_G-I | NEISO | NYISO_G-I | Internal | Summer | B6 | 300 | 600 | 600 | 80.9 | 93.08 | 3 | 9.18
2030 | NEISO_2_NYISO_G-I | NEISO | NYISO_G-I | Internal | Summer | B7 | 400 | 600 | 600 | 79.26 | 82.28 | 3 | 0.01
2030 | NEISO_2_NYISO_G-I | NEISO | NYISO_G-I | Internal | Summer | B8 | 500 | 600 | 205.41 | 74.81 | 77.81 | 3 | 0
2030 | NEISO_2_NYISO_G-I | NEISO | NYISO_G-I | Internal | Summer | B9 | 800 | 600 | 600 | 74.07 | 77.09 | 3 | 0.01
2030 | NEISO_2_NYISO_G-I | NEISO | NYISO_G-I | Internal | Summer | B10 | 1262 | 600 | 55.13 | 74.09 | 77.09 | 3 | 0
2030 | NEISO_2_NYISO_G-I | NEISO | NYISO_G-I | Internal | Winter | B16 | 25 | 600 | 600 | 82.1 | 92.49 | 3 | 7.39
2030 | NEISO_2_NYISO_G-I | NEISO | NYISO_G-I | Internal | Winter | B17 | 100 | 600 | 600 | 82.1 | 87.92 | 3 | 2.81
2030 | NEISO_2_NYISO_G-I | NEISO | NYISO_G-I | Internal | Winter | B18 | 400 | 600 | 600 | 81.54 | 85.8 | 3 | 1.26
2030 | NEISO_2_NYISO_G-I | NEISO | NYISO_G-I | Internal | Winter | B19 | 700 | 600 | 600 | 81.54 | 85.52 | 3 | 0.98
2030 | NEISO_2_NYISO_G-I | NEISO | NYISO_G-I | Internal | Winter | B20 | 935 | 600 | 0 | 81.54 | 78.56 | 3 | 0
2030 | NEISO_2_NYISO_J-K | NEISO | NYISO_J-K | Internal | Shoulder | B11 | 25 | 777 | 777 | 73.12 | 85.78 | 3 | 9.65
2030 | NEISO_2_NYISO_J-K | NEISO | NYISO_J-K | Internal | Shoulder | B12 | 200 | 777 | 777 | 73.5 | 84.91 | 3 | 8.41
2030 | NEISO_2_NYISO_J-K | NEISO | NYISO_J-K | Internal | Shoulder | B13 | 600 | 777 | 777 | 73.12 | 84.91 | 3 | 8.79
2030 | NEISO_2_NYISO_J-K | NEISO | NYISO_J-K | Internal | Shoulder | B14 | 900 | 777 | 777 | 73.12 | 84.14 | 3 | 8.02
2030 | NEISO_2_NYISO_J-K | NEISO | NYISO_J-K | Internal | Shoulder | B15 | 1203 | 777 | 309.69 | 73.12 | 76.12 | 3 | 0
2030 | NEISO_2_NYISO_J-K | NEISO | NYISO_J-K | Internal | Summer | B1 | 10 | 777 | 777 | 101.14 | 182.77 | 3 | 78.63
2030 | NEISO_2_NYISO_J-K | NEISO | NYISO_J-K | Internal | Summer | B2 | 25 | 777 | 777 | 101.14 | 178.67 | 3 | 74.53
2030 | NEISO_2_NYISO_J-K | NEISO | NYISO_J-K | Internal | Summer | B3 | 75 | 777 | 777 | 80.9 | 117.3 | 3 | 33.4
2030 | NEISO_2_NYISO_J-K | NEISO | NYISO_J-K | Internal | Summer | B4 | 100 | 777 | 777 | 80.9 | 116.15 | 3 | 32.25
2030 | NEISO_2_NYISO_J-K | NEISO | NYISO_J-K | Internal | Summer | B5 | 200 | 777 | 777 | 80.9 | 116.15 | 3 | 32.25
2030 | NEISO_2_NYISO_J-K | NEISO | NYISO_J-K | Internal | Summer | B6 | 300 | 777 | 777 | 80.9 | 93.09 | 3 | 9.19
2030 | NEISO_2_NYISO_J-K | NEISO | NYISO_J-K | Internal | Summer | B7 | 400 | 777 | 777 | 79.26 | 86.66 | 3 | 4.4
2030 | NEISO_2_NYISO_J-K | NEISO | NYISO_J-K | Internal | Summer | B8 | 500 | 777 | 777 | 74.81 | 81.37 | 3 | 3.56
2030 | NEISO_2_NYISO_J-K | NEISO | NYISO_J-K | Internal | Summer | B9 | 800 | 777 | 777 | 74.07 | 81.37 | 3 | 4.3
2030 | NEISO_2_NYISO_J-K | NEISO | NYISO_J-K | Internal | Summer | B10 | 1262 | 777 | 777 | 74.09 | 77.1 | 3 | 0.01
2030 | NEISO_2_NYISO_J-K | NEISO | NYISO_J-K | Internal | Winter | B16 | 25 | 777 | 777 | 82.1 | 97.25 | 3 | 12.15
2030 | NEISO_2_NYISO_J-K | NEISO | NYISO_J-K | Internal | Winter | B17 | 100 | 777 | 777 | 82.1 | 97.25 | 3 | 12.15
2030 | NEISO_2_NYISO_J-K | NEISO | NYISO_J-K | Internal | Winter | B18 | 400 | 777 | 777 | 81.54 | 97.25 | 3 | 12.71
2030 | NEISO_2_NYISO_J-K | NEISO | NYISO_J-K | Internal | Winter | B19 | 700 | 777 | 777 | 81.54 | 97.25 | 3 | 12.71
2030 | NEISO_2_NYISO_J-K | NEISO | NYISO_J-K | Internal | Winter | B20 | 935 | 777 | 0 | 81.54 | 84.12 | 3 | 0
2030 | NonRTO_Midwest_2_TVA_Transmission | NonRTO_Midwest | TVA_Transmission | Internal | Shoulder | B11 | 25 | 2400 | 0 | 99.77 | 99.77 | 8 | 0
2030 | NonRTO_Midwest_2_TVA_Transmission | NonRTO_Midwest | TVA_Transmission | Internal | Shoulder | B12 | 200 | 2400 | 0 | 95.64 | 95.31 | 8 | 0
2030 | NonRTO_Midwest_2_TVA_Transmission | NonRTO_Midwest | TVA_Transmission | Internal | Shoulder | B13 | 600 | 2400 | 0 | 91.75 | 91.76 | 8 | 0
2030 | NonRTO_Midwest_2_TVA_Transmission | NonRTO_Midwest | TVA_Transmission | Internal | Shoulder | B14 | 900 | 2400 | 0 | 85.37 | 85.38 | 8 | 0
2030 | NonRTO_Midwest_2_TVA_Transmission | NonRTO_Midwest | TVA_Transmission | Internal | Shoulder | B15 | 1203 | 2400 | 0 | 79.47 | 81.87 | 8 | 0
2030 | NonRTO_Midwest_2_TVA_Transmission | NonRTO_Midwest | TVA_Transmission | Internal | Summer | B1 | 10 | 2400 | 0 | 147.28 | 151.7 | 8 | 0
2030 | NonRTO_Midwest_2_TVA_Transmission | NonRTO_Midwest | TVA_Transmission | Internal | Summer | B2 | 25 | 2400 | 0 | 147.28 | 148.86 | 8 | 0
2030 | NonRTO_Midwest_2_TVA_Transmission | NonRTO_Midwest | TVA_Transmission | Internal | Summer | B3 | 75 | 2400 | 0 | 147.28 | 146.39 | 8 | 0
2030 | NonRTO_Midwest_2_TVA_Transmission | NonRTO_Midwest | TVA_Transmission | Internal | Summer | B4 | 100 | 2400 | 0 | 146.37 | 146.39 | 8 | 0
2030 | NonRTO_Midwest_2_TVA_Transmission | NonRTO_Midwest | TVA_Transmission | Internal | Summer | B5 | 200 | 2400 | 0 | 129.06 | 132.39 | 8 | 0
2030 | NonRTO_Midwest_2_TVA_Transmission | NonRTO_Midwest | TVA_Transmission | Internal | Summer | B6 | 300 | 2400 | 0 | 107.08 | 99.77 | 8 | 0
2030 | NonRTO_Midwest_2_TVA_Transmission | NonRTO_Midwest | TVA_Transmission | Internal | Summer | B7 | 400 | 2400 | 0 | 96.21 | 93.16 | 8 | 0
2030 | NonRTO_Midwest_2_TVA_Transmission | NonRTO_Midwest | TVA_Transmission | Internal | Summer | B8 | 500 | 2400 | 0 | 90.63 | 90.47 | 8 | 0
2030 | NonRTO_Midwest_2_TVA_Transmission | NonRTO_Midwest | TVA_Transmission | Internal | Summer | B9 | 800 | 2400 | 0 | 80.89 | 83.53 | 8 | 0
2030 | NonRTO_Midwest_2_TVA_Transmission | NonRTO_Midwest | TVA_Transmission | Internal | Summer | B10 | 1262 | 2400 | 0 | 78.03 | 79.25 | 8 | 0
2030 | NonRTO_Midwest_2_TVA_Transmission | NonRTO_Midwest | TVA_Transmission | Internal | Winter | B16 | 25 | 2400 | 0 | 104.79 | 104.8 | 8 | 0
2030 | NonRTO_Midwest_2_TVA_Transmission | NonRTO_Midwest | TVA_Transmission | Internal | Winter | B17 | 100 | 2400 | 0 | 98.75 | 98.76 | 8 | 0
2030 | NonRTO_Midwest_2_TVA_Transmission | NonRTO_Midwest | TVA_Transmission | Internal | Winter | B18 | 400 | 2400 | 0 | 95.04 | 94.39 | 8 | 0
2030 | NonRTO_Midwest_2_TVA_Transmission | NonRTO_Midwest | TVA_Transmission | Internal | Winter | B19 | 700 | 2400 | 0 | 88.53 | 88.54 | 8 | 0
2030 | NonRTO_Midwest_2_TVA_Transmission | NonRTO_Midwest | TVA_Transmission | Internal | Winter | B20 | 935 | 2400 | 0 | 82.82 | 84.94 | 8 | 0
2030 | NYISO_A-F_2_NEISO | NYISO_A-F | NEISO | Internal | Shoulder | B11 | 25 | 600 | 0 | 83.95 | 73.12 | 3 | 0
2030 | NYISO_A-F_2_NEISO | NYISO_A-F | NEISO | Internal | Shoulder | B12 | 200 | 600 | 0 | 81.67 | 73.5 | 3 | 0
2030 | NYISO_A-F_2_NEISO | NYISO_A-F | NEISO | Internal | Shoulder | B13 | 600 | 600 | 0 | 79.82 | 73.12 | 3 | 0
2030 | NYISO_A-F_2_NEISO | NYISO_A-F | NEISO | Internal | Shoulder | B14 | 900 | 600 | 0 | 76.12 | 73.12 | 3 | 0
2030 | NYISO_A-F_2_NEISO | NYISO_A-F | NEISO | Internal | Shoulder | B15 | 1203 | 600 | 0 | 76.1 | 73.12 | 3 | 0
2030 | NYISO_A-F_2_NEISO | NYISO_A-F | NEISO | Internal | Summer | B1 | 10 | 600 | 325.18 | 98.14 | 101.14 | 3 | 0
2030 | NYISO_A-F_2_NEISO | NYISO_A-F | NEISO | Internal | Summer | B2 | 25 | 600 | 0 | 104.14 | 101.14 | 3 | 0
2030 | NYISO_A-F_2_NEISO | NYISO_A-F | NEISO | Internal | Summer | B3 | 75 | 600 | 0 | 92.91 | 80.9 | 3 | 0
2030 | NYISO_A-F_2_NEISO | NYISO_A-F | NEISO | Internal | Summer | B4 | 100 | 600 | 0 | 92.91 | 80.9 | 3 | 0
2030 | NYISO_A-F_2_NEISO | NYISO_A-F | NEISO | Internal | Summer | B5 | 200 | 600 | 0 | 86.39 | 80.9 | 3 | 0
2030 | NYISO_A-F_2_NEISO | NYISO_A-F | NEISO | Internal | Summer | B6 | 300 | 600 | 0 | 86.39 | 80.9 | 3 | 0
2030 | NYISO_A-F_2_NEISO | NYISO_A-F | NEISO | Internal | Summer | B7 | 400 | 600 | 0 | 82.26 | 79.26 | 3 | 0
2030 | NYISO_A-F_2_NEISO | NYISO_A-F | NEISO | Internal | Summer | B8 | 500 | 600 | 0 | 77.8 | 74.81 | 3 | 0
2030 | NYISO_A-F_2_NEISO | NYISO_A-F | NEISO | Internal | Summer | B9 | 800 | 600 | 0 | 77.07 | 74.07 | 3 | 0
2030 | NYISO_A-F_2_NEISO | NYISO_A-F | NEISO | Internal | Summer | B10 | 1262 | 600 | 0 | 77.07 | 74.09 | 3 | 0
2030 | NYISO_A-F_2_NEISO | NYISO_A-F | NEISO | Internal | Winter | B16 | 25 | 600 | 54.47 | 79.1 | 82.1 | 3 | 0
2030 | NYISO_A-F_2_NEISO | NYISO_A-F | NEISO | Internal | Winter | B17 | 100 | 600 | 155.27 | 79.1 | 82.1 | 3 | 0
2030 | NYISO_A-F_2_NEISO | NYISO_A-F | NEISO | Internal | Winter | B18 | 400 | 600 | 77.25 | 78.54 | 81.54 | 3 | 0
2030 | NYISO_A-F_2_NEISO | NYISO_A-F | NEISO | Internal | Winter | B19 | 700 | 600 | 49.35 | 78.54 | 81.54 | 3 | 0
2030 | NYISO_A-F_2_NEISO | NYISO_A-F | NEISO | Internal | Winter | B20 | 935 | 600 | 30.7 | 78.54 | 81.54 | 3 | 0
2030 | NYISO_A-F_2_NYISO_G-I | NYISO_A-F | NYISO_G-I | Internal | Shoulder | B11 | 25 | 5843 | 5843 | 83.95 | 85.77 | 0.01 | 1.81
2030 | NYISO_A-F_2_NYISO_G-I | NYISO_A-F | NYISO_G-I | Internal | Shoulder | B12 | 200 | 5843 | 5639.86 | 81.67 | 81.68 | 0.01 | 0
2030 | NYISO_A-F_2_NYISO_G-I | NYISO_A-F | NYISO_G-I | Internal | Shoulder | B13 | 600 | 5843 | 5814.73 | 79.82 | 79.83 | 0.01 | 0
2030 | NYISO_A-F_2_NYISO_G-I | NYISO_A-F | NYISO_G-I | Internal | Shoulder | B14 | 900 | 5843 | 5843 | 76.12 | 79.71 | 0.01 | 3.57
2030 | NYISO_A-F_2_NYISO_G-I | NYISO_A-F | NYISO_G-I | Internal | Shoulder | B15 | 1203 | 5843 | 4338.68 | 76.1 | 76.11 | 0.01 | 0
2030 | NYISO_A-F_2_NYISO_G-I | NYISO_A-F | NYISO_G-I | Internal | Summer | B1 | 10 | 5843 | 5843 | 98.14 | 182.76 | 0.01 | 84.61
2030 | NYISO_A-F_2_NYISO_G-I | NYISO_A-F | NYISO_G-I | Internal | Summer | B2 | 25 | 5843 | 5843 | 104.14 | 178.66 | 0.01 | 74.51
2030 | NYISO_A-F_2_NYISO_G-I | NYISO_A-F | NYISO_G-I | Internal | Summer | B3 | 75 | 5843 | 5843 | 92.91 | 117.28 | 0.01 | 24.37
2030 | NYISO_A-F_2_NYISO_G-I | NYISO_A-F | NYISO_G-I | Internal | Summer | B4 | 100 | 5843 | 5843 | 92.91 | 116.14 | 0.01 | 23.22
2030 | NYISO_A-F_2_NYISO_G-I | NYISO_A-F | NYISO_G-I | Internal | Summer | B5 | 200 | 5843 | 5843 | 86.39 | 116.14 | 0.01 | 29.73
2030 | NYISO_A-F_2_NYISO_G-I | NYISO_A-F | NYISO_G-I | Internal | Summer | B6 | 300 | 5843 | 5843 | 86.39 | 93.08 | 0.01 | 6.68
2030 | NYISO_A-F_2_NYISO_G-I | NYISO_A-F | NYISO_G-I | Internal | Summer | B7 | 400 | 5843 | 5418.22 | 82.26 | 82.28 | 0.01 | 0
2030 | NYISO_A-F_2_NYISO_G-I | NYISO_A-F | NYISO_G-I | Internal | Summer | B8 | 500 | 5843 | 5664.26 | 77.8 | 77.81 | 0.01 | 0
2030 | NYISO_A-F_2_NYISO_G-I | NYISO_A-F | NYISO_G-I | Internal | Summer | B9 | 800 | 5843 | 5057.47 | 77.07 | 77.09 | 0.01 | 0
2030 | NYISO_A-F_2_NYISO_G-I | NYISO_A-F | NYISO_G-I | Internal | Summer | B10 | 1262 | 5843 | 4041.03 | 77.07 | 77.09 | 0.01 | 0
2030 | NYISO_A-F_2_NYISO_G-I | NYISO_A-F | NYISO_G-I | Internal | Winter | B16 | 25 | 5843 | 5843 | 79.1 | 92.49 | 0.01 | 13.38
2030 | NYISO_A-F_2_NYISO_G-I | NYISO_A-F | NYISO_G-I | Internal | Winter | B17 | 100 | 5843 | 5843 | 79.1 | 87.92 | 0.01 | 8.8
2030 | NYISO_A-F_2_NYISO_G-I | NYISO_A-F | NYISO_G-I | Internal | Winter | B18 | 400 | 5843 | 5843 | 78.54 | 85.8 | 0.01 | 7.25
2030 | NYISO_A-F_2_NYISO_G-I | NYISO_A-F | NYISO_G-I | Internal | Winter | B19 | 700 | 5843 | 5843 | 78.54 | 85.52 | 0.01 | 6.97
2030 | NYISO_A-F_2_NYISO_G-I | NYISO_A-F | NYISO_G-I | Internal | Winter | B20 | 935 | 5843 | 5680.73 | 78.54 | 78.56 | 0.01 | 0
2030 | NYISO_A-F_2_PJM_ROM | NYISO_A-F | PJM_ROM | Internal | Shoulder | B11 | 25 | 1000 | 1000 | 83.95 | 93.78 | 8 | 1.83
2030 | NYISO_A-F_2_PJM_ROM | NYISO_A-F | PJM_ROM | Internal | Shoulder | B12 | 200 | 1000 | 627.38 | 81.67 | 89.67 | 8 | 0
2030 | NYISO_A-F_2_PJM_ROM | NYISO_A-F | PJM_ROM | Internal | Shoulder | B13 | 600 | 1000 | 1000 | 79.82 | 87.84 | 8 | 0.02
2030 | NYISO_A-F_2_PJM_ROM | NYISO_A-F | PJM_ROM | Internal | Shoulder | B14 | 900 | 1000 | 1000 | 76.12 | 87.72 | 8 | 3.59
2030 | NYISO_A-F_2_PJM_ROM | NYISO_A-F | PJM_ROM | Internal | Shoulder | B15 | 1203 | 1000 | 0 | 76.1 | 76.12 | 8 | 0
2030 | NYISO_A-F_2_PJM_ROM | NYISO_A-F | PJM_ROM | Internal | Summer | B1 | 10 | 1000 | 1000 | 98.14 | 194.23 | 8 | 88.09
2030 | NYISO_A-F_2_PJM_ROM | NYISO_A-F | PJM_ROM | Internal | Summer | B2 | 25 | 1000 | 1000 | 104.14 | 194.21 | 8 | 82.07
2030 | NYISO_A-F_2_PJM_ROM | NYISO_A-F | PJM_ROM | Internal | Summer | B3 | 75 | 1000 | 1000 | 92.91 | 140.4 | 8 | 39.49
2030 | NYISO_A-F_2_PJM_ROM | NYISO_A-F | PJM_ROM | Internal | Summer | B4 | 100 | 1000 | 1000 | 92.91 | 140.4 | 8 | 39.49
2030 | NYISO_A-F_2_PJM_ROM | NYISO_A-F | PJM_ROM | Internal | Summer | B5 | 200 | 1000 | 1000 | 86.39 | 133.2 | 8 | 38.81
2030 | NYISO_A-F_2_PJM_ROM | NYISO_A-F | PJM_ROM | Internal | Summer | B6 | 300 | 1000 | 1000 | 86.39 | 101.1 | 8 | 6.71
2030 | NYISO_A-F_2_PJM_ROM | NYISO_A-F | PJM_ROM | Internal | Summer | B7 | 400 | 1000 | 475.31 | 82.26 | 90.26 | 8 | 0
2030 | NYISO_A-F_2_PJM_ROM | NYISO_A-F | PJM_ROM | Internal | Summer | B8 | 500 | 1000 | 259.6 | 77.8 | 85.8 | 8 | 0
2030 | NYISO_A-F_2_PJM_ROM | NYISO_A-F | PJM_ROM | Internal | Summer | B9 | 800 | 1000 | 231.17 | 77.07 | 85.07 | 8 | 0
2030 | NYISO_A-F_2_PJM_ROM | NYISO_A-F | PJM_ROM | Internal | Summer | B10 | 1262 | 1000 | 0 | 77.07 | 74.38 | 8 | 0
2030 | NYISO_A-F_2_PJM_ROM | NYISO_A-F | PJM_ROM | Internal | Winter | B16 | 25 | 1000 | 1000 | 79.1 | 100.51 | 8 | 13.4
2030 | NYISO_A-F_2_PJM_ROM | NYISO_A-F | PJM_ROM | Internal | Winter | B17 | 100 | 1000 | 1000 | 79.1 | 95.93 | 8 | 8.82
2030 | NYISO_A-F_2_PJM_ROM | NYISO_A-F | PJM_ROM | Internal | Winter | B18 | 400 | 1000 | 1000 | 78.54 | 93.79 | 8 | 7.25
2030 | NYISO_A-F_2_PJM_ROM | NYISO_A-F | PJM_ROM | Internal | Winter | B19 | 700 | 1000 | 1000 | 78.54 | 93.51 | 8 | 6.97
2030 | NYISO_A-F_2_PJM_ROM | NYISO_A-F | PJM_ROM | Internal | Winter | B20 | 935 | 1000 | 0 | 78.54 | 81.33 | 8 | 0
2030 | NYISO_G-I_2_NEISO | NYISO_G-I | NEISO | Internal | Shoulder | B11 | 25 | 600 | 0 | 85.77 | 73.12 | 3 | 0
2030 | NYISO_G-I_2_NEISO | NYISO_G-I | NEISO | Internal | Shoulder | B12 | 200 | 600 | 0 | 81.68 | 73.5 | 3 | 0
2030 | NYISO_G-I_2_NEISO | NYISO_G-I | NEISO | Internal | Shoulder | B13 | 600 | 600 | 0 | 79.83 | 73.12 | 3 | 0
2030 | NYISO_G-I_2_NEISO | NYISO_G-I | NEISO | Internal | Shoulder | B14 | 900 | 600 | 0 | 79.71 | 73.12 | 3 | 0
2030 | NYISO_G-I_2_NEISO | NYISO_G-I | NEISO | Internal | Shoulder | B15 | 1203 | 600 | 0 | 76.11 | 73.12 | 3 | 0
2030 | NYISO_G-I_2_NEISO | NYISO_G-I | NEISO | Internal | Summer | B1 | 10 | 600 | 0 | 182.76 | 101.14 | 3 | 0
2030 | NYISO_G-I_2_NEISO | NYISO_G-I | NEISO | Internal | Summer | B2 | 25 | 600 | 0 | 178.66 | 101.14 | 3 | 0
2030 | NYISO_G-I_2_NEISO | NYISO_G-I | NEISO | Internal | Summer | B3 | 75 | 600 | 0 | 117.28 | 80.9 | 3 | 0
2030 | NYISO_G-I_2_NEISO | NYISO_G-I | NEISO | Internal | Summer | B4 | 100 | 600 | 0 | 116.14 | 80.9 | 3 | 0
2030 | NYISO_G-I_2_NEISO | NYISO_G-I | NEISO | Internal | Summer | B5 | 200 | 600 | 0 | 116.14 | 80.9 | 3 | 0
2030 | NYISO_G-I_2_NEISO | NYISO_G-I | NEISO | Internal | Summer | B6 | 300 | 600 | 0 | 93.08 | 80.9 | 3 | 0
2030 | NYISO_G-I_2_NEISO | NYISO_G-I | NEISO | Internal | Summer | B7 | 400 | 600 | 0 | 82.28 | 79.26 | 3 | 0
2030 | NYISO_G-I_2_NEISO | NYISO_G-I | NEISO | Internal | Summer | B8 | 500 | 600 | 0 | 77.81 | 74.81 | 3 | 0
2030 | NYISO_G-I_2_NEISO | NYISO_G-I | NEISO | Internal | Summer | B9 | 800 | 600 | 0 | 77.09 | 74.07 | 3 | 0
2030 | NYISO_G-I_2_NEISO | NYISO_G-I | NEISO | Internal | Summer | B10 | 1262 | 600 | 0 | 77.09 | 74.09 | 3 | 0
2030 | NYISO_G-I_2_NEISO | NYISO_G-I | NEISO | Internal | Winter | B16 | 25 | 600 | 0 | 92.49 | 82.1 | 3 | 0
2030 | NYISO_G-I_2_NEISO | NYISO_G-I | NEISO | Internal | Winter | B17 | 100 | 600 | 0 | 87.92 | 82.1 | 3 | 0
2030 | NYISO_G-I_2_NEISO | NYISO_G-I | NEISO | Internal | Winter | B18 | 400 | 600 | 0 | 85.8 | 81.54 | 3 | 0
2030 | NYISO_G-I_2_NEISO | NYISO_G-I | NEISO | Internal | Winter | B19 | 700 | 600 | 0 | 85.52 | 81.54 | 3 | 0
2030 | NYISO_G-I_2_NEISO | NYISO_G-I | NEISO | Internal | Winter | B20 | 935 | 600 | 0 | 78.56 | 81.54 | 3 | 0
2030 | NYISO_G-I_2_NYISO_J-K | NYISO_G-I | NYISO_J-K | Internal | Shoulder | B11 | 25 | 6130 | 5806.89 | 85.77 | 85.78 | 0.01 | 0
2030 | NYISO_G-I_2_NYISO_J-K | NYISO_G-I | NYISO_J-K | Internal | Shoulder | B12 | 200 | 6130 | 6130 | 81.68 | 84.91 | 0.01 | 3.22
2030 | NYISO_G-I_2_NYISO_J-K | NYISO_G-I | NYISO_J-K | Internal | Shoulder | B13 | 600 | 6130 | 6130 | 79.83 | 84.91 | 0.01 | 5.07
2030 | NYISO_G-I_2_NYISO_J-K | NYISO_G-I | NYISO_J-K | Internal | Shoulder | B14 | 900 | 6130 | 6130 | 79.71 | 84.14 | 0.01 | 4.43
2030 | NYISO_G-I_2_NYISO_J-K | NYISO_G-I | NYISO_J-K | Internal | Shoulder | B15 | 1203 | 6130 | 4907.63 | 76.11 | 76.12 | 0.01 | 0
2030 | NYISO_G-I_2_NYISO_J-K | NYISO_G-I | NYISO_J-K | Internal | Summer | B1 | 10 | 6130 | 4957.46 | 182.76 | 182.77 | 0.01 | 0
2030 | NYISO_G-I_2_NYISO_J-K | NYISO_G-I | NYISO_J-K | Internal | Summer | B2 | 25 | 6130 | 5022.88 | 178.66 | 178.67 | 0.01 | 0
2030 | NYISO_G-I_2_NYISO_J-K | NYISO_G-I | NYISO_J-K | Internal | Summer | B3 | 75 | 6130 | 5406.66 | 117.28 | 117.3 | 0.01 | 0
2030 | NYISO_G-I_2_NYISO_J-K | NYISO_G-I | NYISO_J-K | Internal | Summer | B4 | 100 | 6130 | 5645.85 | 116.14 | 116.15 | 0.01 | 0
2030 | NYISO_G-I_2_NYISO_J-K | NYISO_G-I | NYISO_J-K | Internal | Summer | B5 | 200 | 6130 | 5784.45 | 116.14 | 116.15 | 0.01 | 0
2030 | NYISO_G-I_2_NYISO_J-K | NYISO_G-I | NYISO_J-K | Internal | Summer | B6 | 300 | 6130 | 5976.37 | 93.08 | 93.09 | 0.01 | 0
2030 | NYISO_G-I_2_NYISO_J-K | NYISO_G-I | NYISO_J-K | Internal | Summer | B7 | 400 | 6130 | 6130 | 82.28 | 86.66 | 0.01 | 4.37
2030 | NYISO_G-I_2_NYISO_J-K | NYISO_G-I | NYISO_J-K | Internal | Summer | B8 | 500 | 6130 | 6130 | 77.81 | 81.37 | 0.01 | 3.55
2030 | NYISO_G-I_2_NYISO_J-K | NYISO_G-I | NYISO_J-K | Internal | Summer | B9 | 800 | 6130 | 6130 | 77.09 | 81.37 | 0.01 | 4.27
2030 | NYISO_G-I_2_NYISO_J-K | NYISO_G-I | NYISO_J-K | Internal | Summer | B10 | 1262 | 6130 | 4999.99 | 77.09 | 77.1 | 0.01 | 0
2030 | NYISO_G-I_2_NYISO_J-K | NYISO_G-I | NYISO_J-K | Internal | Winter | B16 | 25 | 6130 | 6130 | 92.49 | 97.25 | 0.01 | 4.75
2030 | NYISO_G-I_2_NYISO_J-K | NYISO_G-I | NYISO_J-K | Internal | Winter | B17 | 100 | 6130 | 6130 | 87.92 | 97.25 | 0.01 | 9.33
2030 | NYISO_G-I_2_NYISO_J-K | NYISO_G-I | NYISO_J-K | Internal | Winter | B18 | 400 | 6130 | 6130 | 85.8 | 97.25 | 0.01 | 11.44
2030 | NYISO_G-I_2_NYISO_J-K | NYISO_G-I | NYISO_J-K | Internal | Winter | B19 | 700 | 6130 | 6130 | 85.52 | 97.25 | 0.01 | 11.72
2030 | NYISO_G-I_2_NYISO_J-K | NYISO_G-I | NYISO_J-K | Internal | Winter | B20 | 935 | 6130 | 6130 | 78.56 | 84.12 | 0.01 | 5.56
2030 | NYISO_G-I_2_PJM_E | NYISO_G-I | PJM_E | Internal | Shoulder | B11 | 25 | 1500 | 491.97 | 85.77 | 93.77 | 8 | 0
2030 | NYISO_G-I_2_PJM_E | NYISO_G-I | PJM_E | Internal | Shoulder | B12 | 200 | 1500 | 0 | 81.68 | 89.66 | 8 | 0
2030 | NYISO_G-I_2_PJM_E | NYISO_G-I | PJM_E | Internal | Shoulder | B13 | 600 | 1500 | 289.45 | 79.83 | 87.83 | 8 | 0
2030 | NYISO_G-I_2_PJM_E | NYISO_G-I | PJM_E | Internal | Shoulder | B14 | 900 | 1500 | 468.29 | 79.71 | 87.71 | 8 | 0
2030 | NYISO_G-I_2_PJM_E | NYISO_G-I | PJM_E | Internal | Shoulder | B15 | 1203 | 1500 | 0 | 76.11 | 76.11 | 8 | 0
2030 | NYISO_G-I_2_PJM_E | NYISO_G-I | PJM_E | Internal | Summer | B1 | 10 | 1500 | 1500 | 182.76 | 194.22 | 8 | 3.46
2030 | NYISO_G-I_2_PJM_E | NYISO_G-I | PJM_E | Internal | Summer | B2 | 25 | 1500 | 1500 | 178.66 | 194.22 | 8 | 7.56
2030 | NYISO_G-I_2_PJM_E | NYISO_G-I | PJM_E | Internal | Summer | B3 | 75 | 1500 | 1500 | 117.28 | 140.39 | 8 | 15.1
2030 | NYISO_G-I_2_PJM_E | NYISO_G-I | PJM_E | Internal | Summer | B4 | 100 | 1500 | 1500 | 116.14 | 140.39 | 8 | 16.25
2030 | NYISO_G-I_2_PJM_E | NYISO_G-I | PJM_E | Internal | Summer | B5 | 200 | 1500 | 1500 | 116.14 | 133.19 | 8 | 9.06
2030 | NYISO_G-I_2_PJM_E | NYISO_G-I | PJM_E | Internal | Summer | B6 | 300 | 1500 | 1500 | 93.08 | 101.09 | 8 | 0.01
2030 | NYISO_G-I_2_PJM_E | NYISO_G-I | PJM_E | Internal | Summer | B7 | 400 | 1500 | 0 | 82.28 | 90.25 | 8 | 0
2030 | NYISO_G-I_2_PJM_E | NYISO_G-I | PJM_E | Internal | Summer | B8 | 500 | 1500 | 0 | 77.81 | 85.79 | 8 | 0
2030 | NYISO_G-I_2_PJM_E | NYISO_G-I | PJM_E | Internal | Summer | B9 | 800 | 1500 | 0 | 77.09 | 85.06 | 8 | 0
2030 | NYISO_G-I_2_PJM_E | NYISO_G-I | PJM_E | Internal | Summer | B10 | 1262 | 1500 | 0 | 77.09 | 74.37 | 8 | 0
2030 | NYISO_G-I_2_PJM_E | NYISO_G-I | PJM_E | Internal | Winter | B16 | 25 | 1500 | 341.26 | 92.49 | 100.49 | 8 | 0
2030 | NYISO_G-I_2_PJM_E | NYISO_G-I | PJM_E | Internal | Winter | B17 | 100 | 1500 | 456.51 | 87.92 | 95.92 | 8 | 0
2030 | NYISO_G-I_2_PJM_E | NYISO_G-I | PJM_E | Internal | Winter | B18 | 400 | 1500 | 510.7 | 85.8 | 93.8 | 8 | 0
2030 | NYISO_G-I_2_PJM_E | NYISO_G-I | PJM_E | Internal | Winter | B19 | 700 | 1500 | 672.8 | 85.52 | 93.52 | 8 | 0
2030 | NYISO_G-I_2_PJM_E | NYISO_G-I | PJM_E | Internal | Winter | B20 | 935 | 1500 | 0 | 78.56 | 81.35 | 8 | 0
2030 | NYISO_J-K_2_PJM_E | NYISO_J-K | PJM_E | Internal | Shoulder | B11 | 25 | 330 | 0 | 85.78 | 93.77 | 8 | 0
2030 | NYISO_J-K_2_PJM_E | NYISO_J-K | PJM_E | Internal | Shoulder | B12 | 200 | 330 | 0 | 84.91 | 89.66 | 8 | 0
2030 | NYISO_J-K_2_PJM_E | NYISO_J-K | PJM_E | Internal | Shoulder | B13 | 600 | 330 | 0 | 84.91 | 87.83 | 8 | 0
2030 | NYISO_J-K_2_PJM_E | NYISO_J-K | PJM_E | Internal | Shoulder | B14 | 900 | 330 | 0 | 84.14 | 87.71 | 8 | 0
2030 | NYISO_J-K_2_PJM_E | NYISO_J-K | PJM_E | Internal | Shoulder | B15 | 1203 | 330 | 0 | 76.12 | 76.11 | 8 | 0
2030 | NYISO_J-K_2_PJM_E | NYISO_J-K | PJM_E | Internal | Summer | B1 | 10 | 330 | 330 | 182.77 | 194.22 | 8 | 3.45
2030 | NYISO_J-K_2_PJM_E | NYISO_J-K | PJM_E | Internal | Summer | B2 | 25 | 330 | 330 | 178.67 | 194.22 | 8 | 7.55
2030 | NYISO_J-K_2_PJM_E | NYISO_J-K | PJM_E | Internal | Summer | B3 | 75 | 330 | 330 | 117.3 | 140.39 | 8 | 15.09
2030 | NYISO_J-K_2_PJM_E | NYISO_J-K | PJM_E | Internal | Summer | B4 | 100 | 330 | 330 | 116.15 | 140.39 | 8 | 16.24
2030 | NYISO_J-K_2_PJM_E | NYISO_J-K | PJM_E | Internal | Summer | B5 | 200 | 330 | 330 | 116.15 | 133.19 | 8 | 9.04
2030 | NYISO_J-K_2_PJM_E | NYISO_J-K | PJM_E | Internal | Summer | B6 | 300 | 330 | 111.39 | 93.09 | 101.09 | 8 | 0
2030 | NYISO_J-K_2_PJM_E | NYISO_J-K | PJM_E | Internal | Summer | B7 | 400 | 330 | 0 | 86.66 | 90.25 | 8 | 0
2030 | NYISO_J-K_2_PJM_E | NYISO_J-K | PJM_E | Internal | Summer | B8 | 500 | 330 | 0 | 81.37 | 85.79 | 8 | 0
2030 | NYISO_J-K_2_PJM_E | NYISO_J-K | PJM_E | Internal | Summer | B9 | 800 | 330 | 0 | 81.37 | 85.06 | 8 | 0
2030 | NYISO_J-K_2_PJM_E | NYISO_J-K | PJM_E | Internal | Summer | B10 | 1262 | 330 | 0 | 77.1 | 74.37 | 8 | 0
2030 | NYISO_J-K_2_PJM_E | NYISO_J-K | PJM_E | Internal | Winter | B16 | 25 | 330 | 0 | 97.25 | 100.49 | 8 | 0
2030 | NYISO_J-K_2_PJM_E | NYISO_J-K | PJM_E | Internal | Winter | B17 | 100 | 330 | 0 | 97.25 | 95.92 | 8 | 0
2030 | NYISO_J-K_2_PJM_E | NYISO_J-K | PJM_E | Internal | Winter | B18 | 400 | 330 | 0 | 97.25 | 93.8 | 8 | 0
2030 | NYISO_J-K_2_PJM_E | NYISO_J-K | PJM_E | Internal | Winter | B19 | 700 | 330 | 0 | 97.25 | 93.52 | 8 | 0
2030 | NYISO_J-K_2_PJM_E | NYISO_J-K | PJM_E | Internal | Winter | B20 | 935 | 330 | 0 | 84.12 | 81.35 | 8 | 0
2030 | PJM_E_2_NYISO_J-K | PJM_E | NYISO_J-K | Internal | Shoulder | B11 | 25 | 330 | 0 | 93.77 | 85.78 | 6 | 0
2030 | PJM_E_2_NYISO_J-K | PJM_E | NYISO_J-K | Internal | Shoulder | B12 | 200 | 330 | 0 | 89.66 | 84.91 | 6 | 0
2030 | PJM_E_2_NYISO_J-K | PJM_E | NYISO_J-K | Internal | Shoulder | B13 | 600 | 330 | 0 | 87.83 | 84.91 | 6 | 0
2030 | PJM_E_2_NYISO_J-K | PJM_E | NYISO_J-K | Internal | Shoulder | B14 | 900 | 330 | 0 | 87.71 | 84.14 | 6 | 0
2030 | PJM_E_2_NYISO_J-K | PJM_E | NYISO_J-K | Internal | Shoulder | B15 | 1203 | 330 | 0 | 76.11 | 76.12 | 6 | 0
2030 | PJM_E_2_NYISO_J-K | PJM_E | NYISO_J-K | Internal | Summer | B1 | 10 | 330 | 0 | 194.22 | 182.77 | 6 | 0
2030 | PJM_E_2_NYISO_J-K | PJM_E | NYISO_J-K | Internal | Summer | B2 | 25 | 330 | 0 | 194.22 | 178.67 | 6 | 0
2030 | PJM_E_2_NYISO_J-K | PJM_E | NYISO_J-K | Internal | Summer | B3 | 75 | 330 | 0 | 140.39 | 117.3 | 6 | 0
2030 | PJM_E_2_NYISO_J-K | PJM_E | NYISO_J-K | Internal | Summer | B4 | 100 | 330 | 0 | 140.39 | 116.15 | 6 | 0
2030 | PJM_E_2_NYISO_J-K | PJM_E | NYISO_J-K | Internal | Summer | B5 | 200 | 330 | 0 | 133.19 | 116.15 | 6 | 0
2030 | PJM_E_2_NYISO_J-K | PJM_E | NYISO_J-K | Internal | Summer | B6 | 300 | 330 | 0 | 101.09 | 93.09 | 6 | 0
2030 | PJM_E_2_NYISO_J-K | PJM_E | NYISO_J-K | Internal | Summer | B7 | 400 | 330 | 0 | 90.25 | 86.66 | 6 | 0
2030 | PJM_E_2_NYISO_J-K | PJM_E | NYISO_J-K | Internal | Summer | B8 | 500 | 330 | 0 | 85.79 | 81.37 | 6 | 0
2030 | PJM_E_2_NYISO_J-K | PJM_E | NYISO_J-K | Internal | Summer | B9 | 800 | 330 | 0 | 85.06 | 81.37 | 6 | 0
2030 | PJM_E_2_NYISO_J-K | PJM_E | NYISO_J-K | Internal | Summer | B10 | 1262 | 330 | 0 | 74.37 | 77.1 | 6 | 0
2030 | PJM_E_2_NYISO_J-K | PJM_E | NYISO_J-K | Internal | Winter | B16 | 25 | 330 | 0 | 100.49 | 97.25 | 6 | 0
2030 | PJM_E_2_NYISO_J-K | PJM_E | NYISO_J-K | Internal | Winter | B17 | 100 | 330 | 0 | 95.92 | 97.25 | 6 | 0
2030 | PJM_E_2_NYISO_J-K | PJM_E | NYISO_J-K | Internal | Winter | B18 | 400 | 330 | 0 | 93.8 | 97.25 | 6 | 0
2030 | PJM_E_2_NYISO_J-K | PJM_E | NYISO_J-K | Internal | Winter | B19 | 700 | 330 | 0 | 93.52 | 97.25 | 6 | 0
2030 | PJM_E_2_NYISO_J-K | PJM_E | NYISO_J-K | Internal | Winter | B20 | 935 | 330 | 0 | 81.35 | 84.12 | 6 | 0
2030 | PJM_E_2_PJM_ROM | PJM_E | PJM_ROM | Internal | Shoulder | B11 | 25 | 8000 | 793.59 | 93.77 | 93.78 | 0.01 | 0
2030 | PJM_E_2_PJM_ROM | PJM_E | PJM_ROM | Internal | Shoulder | B12 | 200 | 8000 | 350.66 | 89.66 | 89.67 | 0.01 | 0
2030 | PJM_E_2_PJM_ROM | PJM_E | PJM_ROM | Internal | Shoulder | B13 | 600 | 8000 | 782.42 | 87.83 | 87.84 | 0.01 | 0
2030 | PJM_E_2_PJM_ROM | PJM_E | PJM_ROM | Internal | Shoulder | B14 | 900 | 8000 | 628.58 | 87.71 | 87.72 | 0.01 | 0
2030 | PJM_E_2_PJM_ROM | PJM_E | PJM_ROM | Internal | Shoulder | B15 | 1203 | 8000 | 310.43 | 76.11 | 76.12 | 0.01 | 0
2030 | PJM_E_2_PJM_ROM | PJM_E | PJM_ROM | Internal | Summer | B1 | 10 | 8000 | 47.4 | 194.22 | 194.23 | 0.01 | 0
2030 | PJM_E_2_PJM_ROM | PJM_E | PJM_ROM | Internal | Summer | B2 | 25 | 8000 | 0 | 194.22 | 194.21 | 0.01 | 0
2030 | PJM_E_2_PJM_ROM | PJM_E | PJM_ROM | Internal | Summer | B3 | 75 | 8000 | 2113.42 | 140.39 | 140.4 | 0.01 | 0
2030 | PJM_E_2_PJM_ROM | PJM_E | PJM_ROM | Internal | Summer | B4 | 100 | 8000 | 3946.11 | 140.39 | 140.4 | 0.01 | 0
2030 | PJM_E_2_PJM_ROM | PJM_E | PJM_ROM | Internal | Summer | B5 | 200 | 8000 | 3418.4 | 133.19 | 133.2 | 0.01 | 0
2030 | PJM_E_2_PJM_ROM | PJM_E | PJM_ROM | Internal | Summer | B6 | 300 | 8000 | 2759.95 | 101.09 | 101.1 | 0.01 | 0
2030 | PJM_E_2_PJM_ROM | PJM_E | PJM_ROM | Internal | Summer | B7 | 400 | 8000 | 186.82 | 90.25 | 90.26 | 0.01 | 0
2030 | PJM_E_2_PJM_ROM | PJM_E | PJM_ROM | Internal | Summer | B8 | 500 | 8000 | 967.4 | 85.79 | 85.8 | 0.01 | 0
2030 | PJM_E_2_PJM_ROM | PJM_E | PJM_ROM | Internal | Summer | B9 | 800 | 8000 | 445.19 | 85.06 | 85.07 | 0.01 | 0
2030 | PJM_E_2_PJM_ROM | PJM_E | PJM_ROM | Internal | Summer | B10 | 1262 | 8000 | 1131.02 | 74.37 | 74.38 | 0.01 | 0
2030 | PJM_E_2_PJM_ROM | PJM_E | PJM_ROM | Internal | Winter | B16 | 25 | 8000 | 155.04 | 100.49 | 100.51 | 0.01 | 0
2030 | PJM_E_2_PJM_ROM | PJM_E | PJM_ROM | Internal | Winter | B17 | 100 | 8000 | 206.9 | 95.92 | 95.93 | 0.01 | 0
2030 | PJM_E_2_PJM_ROM | PJM_E | PJM_ROM | Internal | Winter | B18 | 400 | 8000 | 0 | 93.8 | 93.79 | 0.01 | 0
2030 | PJM_E_2_PJM_ROM | PJM_E | PJM_ROM | Internal | Winter | B19 | 700 | 8000 | 0 | 93.52 | 93.51 | 0.01 | 0
2030 | PJM_E_2_PJM_ROM | PJM_E | PJM_ROM | Internal | Winter | B20 | 935 | 8000 | 0 | 81.35 | 81.33 | 0.01 | 0
2030 | PJM_ROR_2_MISO_IN | PJM_ROR | MISO_IN | Internal | Shoulder | B11 | 25 | 909 | 0 | 93.77 | 91.77 | 2 | 0
2030 | PJM_ROR_2_MISO_IN | PJM_ROR | MISO_IN | Internal | Shoulder | B12 | 200 | 909 | 0 | 89.66 | 87.64 | 2 | 0
2030 | PJM_ROR_2_MISO_IN | PJM_ROR | MISO_IN | Internal | Shoulder | B13 | 600 | 909 | 0 | 86.95 | 83.75 | 2 | 0
2030 | PJM_ROR_2_MISO_IN | PJM_ROR | MISO_IN | Internal | Shoulder | B14 | 900 | 909 | 0 | 79.38 | 77.37 | 2 | 0
2030 | PJM_ROR_2_MISO_IN | PJM_ROR | MISO_IN | Internal | Shoulder | B15 | 1203 | 909 | 0 | 75.87 | 75.95 | 2 | 0
2030 | PJM_ROR_2_MISO_IN | PJM_ROR | MISO_IN | Internal | Summer | B1 | 10 | 909 | 0 | 145.39 | 143.39 | 2 | 0
2030 | PJM_ROR_2_MISO_IN | PJM_ROR | MISO_IN | Internal | Summer | B2 | 25 | 909 | 0 | 142.84 | 140.85 | 2 | 0
2030 | PJM_ROR_2_MISO_IN | PJM_ROR | MISO_IN | Internal | Summer | B3 | 75 | 909 | 0 | 140.39 | 139.28 | 2 | 0
2030 | PJM_ROR_2_MISO_IN | PJM_ROR | MISO_IN | Internal | Summer | B4 | 100 | 909 | 0 | 140.39 | 138.37 | 2 | 0
2030 | PJM_ROR_2_MISO_IN | PJM_ROR | MISO_IN | Internal | Summer | B5 | 200 | 909 | 0 | 133.19 | 121.06 | 2 | 0
2030 | PJM_ROR_2_MISO_IN | PJM_ROR | MISO_IN | Internal | Summer | B6 | 300 | 909 | 0 | 101.09 | 99.08 | 2 | 0
2030 | PJM_ROR_2_MISO_IN | PJM_ROR | MISO_IN | Internal | Summer | B7 | 400 | 909 | 0 | 90.25 | 88.21 | 2 | 0
2030 | PJM_ROR_2_MISO_IN | PJM_ROR | MISO_IN | Internal | Summer | B8 | 500 | 909 | 0 | 85.79 | 82.63 | 2 | 0
2030 | PJM_ROR_2_MISO_IN | PJM_ROR | MISO_IN | Internal | Summer | B9 | 800 | 909 | 0 | 77.53 | 74.6 | 2 | 0
2030 | PJM_ROR_2_MISO_IN | PJM_ROR | MISO_IN | Internal | Summer | B10 | 1262 | 909 | 0 | 74.37 | 74.6 | 2 | 0
2030 | PJM_ROR_2_MISO_IN | PJM_ROR | MISO_IN | Internal | Winter | B16 | 25 | 909 | 0 | 98.8 | 96.79 | 2 | 0
2030 | PJM_ROR_2_MISO_IN | PJM_ROR | MISO_IN | Internal | Winter | B17 | 100 | 909 | 0 | 95.92 | 90.75 | 2 | 0
2030 | PJM_ROR_2_MISO_IN | PJM_ROR | MISO_IN | Internal | Winter | B18 | 400 | 909 | 0 | 91.17 | 87.04 | 2 | 0
2030 | PJM_ROR_2_MISO_IN | PJM_ROR | MISO_IN | Internal | Winter | B19 | 700 | 909 | 0 | 82.54 | 80.53 | 2 | 0
2030 | PJM_ROR_2_MISO_IN | PJM_ROR | MISO_IN | Internal | Winter | B20 | 935 | 909 | 0 | 78.94 | 78.59 | 2 | 0
2030 | PJM_ROR_2_MISO_MO-IL | PJM_ROR | MISO_MO-IL | Internal | Shoulder | B11 | 25 | 1111 | 0 | 93.77 | 91.78 | 2 | 0
2030 | PJM_ROR_2_MISO_MO-IL | PJM_ROR | MISO_MO-IL | Internal | Shoulder | B12 | 200 | 1111 | 0 | 89.66 | 87.66 | 2 | 0
2030 | PJM_ROR_2_MISO_MO-IL | PJM_ROR | MISO_MO-IL | Internal | Shoulder | B13 | 600 | 1111 | 0 | 86.95 | 83.76 | 2 | 0
2030 | PJM_ROR_2_MISO_MO-IL | PJM_ROR | MISO_MO-IL | Internal | Shoulder | B14 | 900 | 1111 | 0 | 79.38 | 77.38 | 2 | 0
2030 | PJM_ROR_2_MISO_MO-IL | PJM_ROR | MISO_MO-IL | Internal | Shoulder | B15 | 1203 | 1111 | 0 | 75.87 | 75.96 | 2 | 0
2030 | PJM_ROR_2_MISO_MO-IL | PJM_ROR | MISO_MO-IL | Internal | Summer | B1 | 10 | 1111 | 0 | 145.39 | 143.7 | 2 | 0
2030 | PJM_ROR_2_MISO_MO-IL | PJM_ROR | MISO_MO-IL | Internal | Summer | B2 | 25 | 1111 | 0 | 142.84 | 140.86 | 2 | 0
2030 | PJM_ROR_2_MISO_MO-IL | PJM_ROR | MISO_MO-IL | Internal | Summer | B3 | 75 | 1111 | 0 | 140.39 | 140.86 | 2 | 0
2030 | PJM_ROR_2_MISO_MO-IL | PJM_ROR | MISO_MO-IL | Internal | Summer | B4 | 100 | 1111 | 0 | 140.39 | 140.86 | 2 | 0
2030 | PJM_ROR_2_MISO_MO-IL | PJM_ROR | MISO_MO-IL | Internal | Summer | B5 | 200 | 1111 | 1111 | 133.19 | 135.2 | 2 | 0.01
2030 | PJM_ROR_2_MISO_MO-IL | PJM_ROR | MISO_MO-IL | Internal | Summer | B6 | 300 | 1111 | 0 | 101.09 | 100.56 | 2 | 0
2030 | PJM_ROR_2_MISO_MO-IL | PJM_ROR | MISO_MO-IL | Internal | Summer | B7 | 400 | 1111 | 0 | 90.25 | 88.22 | 2 | 0
2030 | PJM_ROR_2_MISO_MO-IL | PJM_ROR | MISO_MO-IL | Internal | Summer | B8 | 500 | 1111 | 0 | 85.79 | 82.65 | 2 | 0
2030 | PJM_ROR_2_MISO_MO-IL | PJM_ROR | MISO_MO-IL | Internal | Summer | B9 | 800 | 1111 | 0 | 77.53 | 75.54 | 2 | 0
2030 | PJM_ROR_2_MISO_MO-IL | PJM_ROR | MISO_MO-IL | Internal | Summer | B10 | 1262 | 1111 | 0 | 74.37 | 74.61 | 2 | 0
2030 | PJM_ROR_2_MISO_MO-IL | PJM_ROR | MISO_MO-IL | Internal | Winter | B16 | 25 | 1111 | 0 | 98.8 | 96.8 | 2 | 0
2030 | PJM_ROR_2_MISO_MO-IL | PJM_ROR | MISO_MO-IL | Internal | Winter | B17 | 100 | 1111 | 0 | 95.92 | 90.76 | 2 | 0
2030 | PJM_ROR_2_MISO_MO-IL | PJM_ROR | MISO_MO-IL | Internal | Winter | B18 | 400 | 1111 | 0 | 91.17 | 87.06 | 2 | 0
2030 | PJM_ROR_2_MISO_MO-IL | PJM_ROR | MISO_MO-IL | Internal | Winter | B19 | 700 | 1111 | 0 | 82.54 | 80.54 | 2 | 0
2030 | PJM_ROR_2_MISO_MO-IL | PJM_ROR | MISO_MO-IL | Internal | Winter | B20 | 935 | 1111 | 0 | 78.94 | 78.6 | 2 | 0
2030 | PJM_ROR_2_MISO_W | PJM_ROR | MISO_W | Internal | Shoulder | B11 | 25 | 709 | 0 | 93.77 | 91.77 | 2 | 0
2030 | PJM_ROR_2_MISO_W | PJM_ROR | MISO_W | Internal | Shoulder | B12 | 200 | 709 | 0 | 89.66 | 87.34 | 2 | 0
2030 | PJM_ROR_2_MISO_W | PJM_ROR | MISO_W | Internal | Shoulder | B13 | 600 | 709 | 0 | 86.95 | 78.15 | 2 | 0
2030 | PJM_ROR_2_MISO_W | PJM_ROR | MISO_W | Internal | Shoulder | B14 | 900 | 709 | 0 | 79.38 | 71.82 | 2 | 0
2030 | PJM_ROR_2_MISO_W | PJM_ROR | MISO_W | Internal | Shoulder | B15 | 1203 | 709 | 0 | 75.87 | 70.94 | 2 | 0
2030 | PJM_ROR_2_MISO_W | PJM_ROR | MISO_W | Internal | Summer | B1 | 10 | 709 | 0 | 145.39 | 143.71 | 2 | 0
2030 | PJM_ROR_2_MISO_W | PJM_ROR | MISO_W | Internal | Summer | B2 | 25 | 709 | 0 | 142.84 | 140.85 | 2 | 0
2030 | PJM_ROR_2_MISO_W | PJM_ROR | MISO_W | Internal | Summer | B3 | 75 | 709 | 0 | 140.39 | 141.53 | 2 | 0
2030 | PJM_ROR_2_MISO_W | PJM_ROR | MISO_W | Internal | Summer | B4 | 100 | 709 | 0 | 140.39 | 140.87 | 2 | 0
2030 | PJM_ROR_2_MISO_W | PJM_ROR | MISO_W | Internal | Summer | B5 | 200 | 709 | 28.27 | 133.19 | 135.19 | 2 | 0
2030 | PJM_ROR_2_MISO_W | PJM_ROR | MISO_W | Internal | Summer | B6 | 300 | 709 | 0 | 101.09 | 100.54 | 2 | 0
2030 | PJM_ROR_2_MISO_W | PJM_ROR | MISO_W | Internal | Summer | B7 | 400 | 709 | 0 | 90.25 | 88.21 | 2 | 0
2030 | PJM_ROR_2_MISO_W | PJM_ROR | MISO_W | Internal | Summer | B8 | 500 | 709 | 0 | 85.79 | 82.63 | 2 | 0
2030 | PJM_ROR_2_MISO_W | PJM_ROR | MISO_W | Internal | Summer | B9 | 800 | 709 | 0 | 77.53 | 75.53 | 2 | 0
2030 | PJM_ROR_2_MISO_W | PJM_ROR | MISO_W | Internal | Summer | B10 | 1262 | 709 | 0 | 74.37 | 70.39 | 2 | 0
2030 | PJM_ROR_2_MISO_W | PJM_ROR | MISO_W | Internal | Winter | B16 | 25 | 709 | 0 | 98.8 | 73.94 | 2 | 0
2030 | PJM_ROR_2_MISO_W | PJM_ROR | MISO_W | Internal | Winter | B17 | 100 | 709 | 0 | 95.92 | 76.61 | 2 | 0
2030 | PJM_ROR_2_MISO_W | PJM_ROR | MISO_W | Internal | Winter | B18 | 400 | 709 | 0 | 91.17 | 81.03 | 2 | 0
2030 | PJM_ROR_2_MISO_W | PJM_ROR | MISO_W | Internal | Winter | B19 | 700 | 709 | 0 | 82.54 | 80.46 | 2 | 0
2030 | PJM_ROR_2_MISO_W | PJM_ROR | MISO_W | Internal | Winter | B20 | 935 | 709 | 0 | 78.94 | 73.94 | 2 | 0
2030 | PJM_ROR_2_PJM_ROM | PJM_ROR | PJM_ROM | Internal | Shoulder | B11 | 25 | 8000 | 7493.36 | 93.77 | 93.78 | 0.01 | 0
2030 | PJM_ROR_2_PJM_ROM | PJM_ROR | PJM_ROM | Internal | Shoulder | B12 | 200 | 8000 | 7916.67 | 89.66 | 89.67 | 0.01 | 0
2030 | PJM_ROR_2_PJM_ROM | PJM_ROR | PJM_ROM | Internal | Shoulder | B13 | 600 | 8000 | 8000 | 86.95 | 87.84 | 0.01 | 0.88
2030 | PJM_ROR_2_PJM_ROM | PJM_ROR | PJM_ROM | Internal | Shoulder | B14 | 900 | 8000 | 8000 | 79.38 | 87.72 | 0.01 | 8.33
2030 | PJM_ROR_2_PJM_ROM | PJM_ROR | PJM_ROM | Internal | Shoulder | B15 | 1203 | 8000 | 8000 | 75.87 | 76.12 | 0.01 | 0.24
2030 | PJM_ROR_2_PJM_ROM | PJM_ROR | PJM_ROM | Internal | Summer | B1 | 10 | 8000 | 8000 | 145.39 | 194.23 | 0.01 | 48.83
2030 | PJM_ROR_2_PJM_ROM | PJM_ROR | PJM_ROM | Internal | Summer | B2 | 25 | 8000 | 8000 | 142.84 | 194.21 | 0.01 | 51.36
2030 | PJM_ROR_2_PJM_ROM | PJM_ROR | PJM_ROM | Internal | Summer | B3 | 75 | 8000 | 4195.91 | 140.39 | 140.4 | 0.01 | 0
2030 | PJM_ROR_2_PJM_ROM | PJM_ROR | PJM_ROM | Internal | Summer | B4 | 100 | 8000 | 1218.11 | 140.39 | 140.4 | 0.01 | 0
2030 | PJM_ROR_2_PJM_ROM | PJM_ROR | PJM_ROM | Internal | Summer | B5 | 200 | 8000 | 2505.81 | 133.19 | 133.2 | 0.01 | 0
2030 | PJM_ROR_2_PJM_ROM | PJM_ROR | PJM_ROM | Internal | Summer | B6 | 300 | 8000 | 3888 | 101.09 | 101.1 | 0.01 | 0
2030 | PJM_ROR_2_PJM_ROM | PJM_ROR | PJM_ROM | Internal | Summer | B7 | 400 | 8000 | 7434.99 | 90.25 | 90.26 | 0.01 | 0
2030 | PJM_ROR_2_PJM_ROM | PJM_ROR | PJM_ROM | Internal | Summer | B8 | 500 | 8000 | 6401.9 | 85.79 | 85.8 | 0.01 | 0
2030 | PJM_ROR_2_PJM_ROM | PJM_ROR | PJM_ROM | Internal | Summer | B9 | 800 | 8000 | 8000 | 77.53 | 85.07 | 0.01 | 7.53
2030 | PJM_ROR_2_PJM_ROM | PJM_ROR | PJM_ROM | Internal | Summer | B10 | 1262 | 8000 | 5264.84 | 74.37 | 74.38 | 0.01 | 0
2030 | PJM_ROR_2_PJM_ROM | PJM_ROR | PJM_ROM | Internal | Winter | B16 | 25 | 8000 | 8000 | 98.8 | 100.51 | 0.01 | 1.7
2030 | PJM_ROR_2_PJM_ROM | PJM_ROR | PJM_ROM | Internal | Winter | B17 | 100 | 8000 | 7045.1 | 95.92 | 95.93 | 0.01 | 0
2030 | PJM_ROR_2_PJM_ROM | PJM_ROR | PJM_ROM | Internal | Winter | B18 | 400 | 8000 | 8000 | 91.17 | 93.79 | 0.01 | 2.61
2030 | PJM_ROR_2_PJM_ROM | PJM_ROR | PJM_ROM | Internal | Winter | B19 | 700 | 8000 | 8000 | 82.54 | 93.51 | 0.01 | 10.96
2030 | PJM_ROR_2_PJM_ROM | PJM_ROR | PJM_ROM | Internal | Winter | B20 | 935 | 8000 | 8000 | 78.94 | 81.33 | 0.01 | 2.38
2030 | PJM_ROR_2_TVA_Transmission | PJM_ROR | TVA_Transmission | Internal | Shoulder | B11 | 25 | 2500 | 325.03 | 93.77 | 99.77 | 6 | 0
2030 | PJM_ROR_2_TVA_Transmission | PJM_ROR | TVA_Transmission | Internal | Shoulder | B12 | 200 | 2500 | 0 | 89.66 | 95.31 | 6 | 0
2030 | PJM_ROR_2_TVA_Transmission | PJM_ROR | TVA_Transmission | Internal | Shoulder | B13 | 600 | 2500 | 0 | 86.95 | 91.76 | 6 | 0
2030 | PJM_ROR_2_TVA_Transmission | PJM_ROR | TVA_Transmission | Internal | Shoulder | B14 | 900 | 2500 | 1478.66 | 79.38 | 85.38 | 6 | 0
2030 | PJM_ROR_2_TVA_Transmission | PJM_ROR | TVA_Transmission | Internal | Shoulder | B15 | 1203 | 2500 | 2217.18 | 75.87 | 81.87 | 6 | 0
2030 | PJM_ROR_2_TVA_Transmission | PJM_ROR | TVA_Transmission | Internal | Summer | B1 | 10 | 2500 | 2500 | 145.39 | 151.7 | 6 | 0.31
2030 | PJM_ROR_2_TVA_Transmission | PJM_ROR | TVA_Transmission | Internal | Summer | B2 | 25 | 2500 | 2500 | 142.84 | 148.86 | 6 | 0.02
2030 | PJM_ROR_2_TVA_Transmission | PJM_ROR | TVA_Transmission | Internal | Summer | B3 | 75 | 2500 | 1969.83 | 140.39 | 146.39 | 6 | 0
2030 | PJM_ROR_2_TVA_Transmission | PJM_ROR | TVA_Transmission | Internal | Summer | B4 | 100 | 2500 | 1293.71 | 140.39 | 146.39 | 6 | 0
2030 | PJM_ROR_2_TVA_Transmission | PJM_ROR | TVA_Transmission | Internal | Summer | B5 | 200 | 2500 | 0 | 133.19 | 132.39 | 6 | 0
2030 | PJM_ROR_2_TVA_Transmission | PJM_ROR | TVA_Transmission | Internal | Summer | B6 | 300 | 2500 | 0 | 101.09 | 99.77 | 6 | 0
2030 | PJM_ROR_2_TVA_Transmission | PJM_ROR | TVA_Transmission | Internal | Summer | B7 | 400 | 2500 | 0 | 90.25 | 93.16 | 6 | 0
2030 | PJM_ROR_2_TVA_Transmission | PJM_ROR | TVA_Transmission | Internal | Summer | B8 | 500 | 2500 | 0 | 85.79 | 90.47 | 6 | 0
2030 | PJM_ROR_2_TVA_Transmission | PJM_ROR | TVA_Transmission | Internal | Summer | B9 | 800 | 2500 | 1562.93 | 77.53 | 83.53 | 6 | 0
2030 | PJM_ROR_2_TVA_Transmission | PJM_ROR | TVA_Transmission | Internal | Summer | B10 | 1262 | 2500 | 0 | 74.37 | 79.25 | 6 | 0
2030 | PJM_ROR_2_TVA_Transmission | PJM_ROR | TVA_Transmission | Internal | Winter | B16 | 25 | 2500 | 1053.01 | 98.8 | 104.8 | 6 | 0
2030 | PJM_ROR_2_TVA_Transmission | PJM_ROR | TVA_Transmission | Internal | Winter | B17 | 100 | 2500 | 0 | 95.92 | 98.76 | 6 | 0
2030 | PJM_ROR_2_TVA_Transmission | PJM_ROR | TVA_Transmission | Internal | Winter | B18 | 400 | 2500 | 0 | 91.17 | 94.39 | 6 | 0
2030 | PJM_ROR_2_TVA_Transmission | PJM_ROR | TVA_Transmission | Internal | Winter | B19 | 700 | 2500 | 182.04 | 82.54 | 88.54 | 6 | 0
2030 | PJM_ROR_2_TVA_Transmission | PJM_ROR | TVA_Transmission | Internal | Winter | B20 | 935 | 2500 | 1072.6 | 78.94 | 84.94 | 6 | 0
2030 | PJM_ROR_2_VACAR | PJM_ROR | VACAR | Internal | Shoulder | B11 | 25 | 3000 | 2538.51 | 93.77 | 99.77 | 6 | 0
2030 | PJM_ROR_2_VACAR | PJM_ROR | VACAR | Internal | Shoulder | B12 | 200 | 3000 | 2157.12 | 89.66 | 95.66 | 6 | 0
2030 | PJM_ROR_2_VACAR | PJM_ROR | VACAR | Internal | Shoulder | B13 | 600 | 3000 | 0 | 86.95 | 91.03 | 6 | 0
2030 | PJM_ROR_2_VACAR | PJM_ROR | VACAR | Internal | Shoulder | B14 | 900 | 3000 | 29.25 | 79.38 | 85.38 | 6 | 0
2030 | PJM_ROR_2_VACAR | PJM_ROR | VACAR | Internal | Shoulder | B15 | 1203 | 3000 | 3000 | 75.87 | 82.83 | 6 | 0.96
2030 | PJM_ROR_2_VACAR | PJM_ROR | VACAR | Internal | Summer | B1 | 10 | 3000 | 2552.81 | 145.39 | 151.39 | 6 | 0
2030 | PJM_ROR_2_VACAR | PJM_ROR | VACAR | Internal | Summer | B2 | 25 | 3000 | 3000 | 142.84 | 151.39 | 6 | 2.55
2030 | PJM_ROR_2_VACAR | PJM_ROR | VACAR | Internal | Summer | B3 | 75 | 3000 | 3000 | 140.39 | 151.39 | 6 | 5
2030 | PJM_ROR_2_VACAR | PJM_ROR | VACAR | Internal | Summer | B4 | 100 | 3000 | 3000 | 140.39 | 151.39 | 6 | 5
2030 | PJM_ROR_2_VACAR | PJM_ROR | VACAR | Internal | Summer | B5 | 200 | 3000 | 2255.93 | 133.19 | 139.19 | 6 | 0
2030 | PJM_ROR_2_VACAR | PJM_ROR | VACAR | Internal | Summer | B6 | 300 | 3000 | 1467.17 | 101.09 | 107.09 | 6 | 0
2030 | PJM_ROR_2_VACAR | PJM_ROR | VACAR | Internal | Summer | B7 | 400 | 3000 | 1594.88 | 90.25 | 96.25 | 6 | 0
2030 | PJM_ROR_2_VACAR | PJM_ROR | VACAR | Internal | Summer | B8 | 500 | 3000 | 657.07 | 85.79 | 91.79 | 6 | 0
2030 | PJM_ROR_2_VACAR | PJM_ROR | VACAR | Internal | Summer | B9 | 800 | 3000 | 0 | 77.53 | 81.31 | 6 | 0
2030 | PJM_ROR_2_VACAR | PJM_ROR | VACAR | Internal | Summer | B10 | 1262 | 3000 | 3000 | 74.37 | 80.87 | 6 | 0.49
2030 | PJM_ROR_2_VACAR | PJM_ROR | VACAR | Internal | Winter | B16 | 25 | 3000 | 3000 | 98.8 | 118.66 | 6 | 13.86
2030 | PJM_ROR_2_VACAR | PJM_ROR | VACAR | Internal | Winter | B17 | 100 | 3000 | 3000 | 95.92 | 105.54 | 6 | 3.63
2030 | PJM_ROR_2_VACAR | PJM_ROR | VACAR | Internal | Winter | B18 | 400 | 3000 | 517.46 | 91.17 | 97.17 | 6 | 0
2030 | PJM_ROR_2_VACAR | PJM_ROR | VACAR | Internal | Winter | B19 | 700 | 3000 | 716.58 | 82.54 | 88.54 | 6 | 0
2030 | PJM_ROR_2_VACAR | PJM_ROR | VACAR | Internal | Winter | B20 | 935 | 3000 | 3000 | 78.94 | 87.21 | 6 | 2.27
2030 | PJM_ROM_2_PJM_E | PJM_ROM | PJM_E | Internal | Shoulder | B11 | 25 | 8000 | 0 | 93.78 | 93.77 | 0.01 | 0
2030 | PJM_ROM_2_PJM_E | PJM_ROM | PJM_E | Internal | Shoulder | B12 | 200 | 8000 | 0 | 89.67 | 89.66 | 0.01 | 0
2030 | PJM_ROM_2_PJM_E | PJM_ROM | PJM_E | Internal | Shoulder | B13 | 600 | 8000 | 0 | 87.84 | 87.83 | 0.01 | 0
2030 | PJM_ROM_2_PJM_E | PJM_ROM | PJM_E | Internal | Shoulder | B14 | 900 | 8000 | 0 | 87.72 | 87.71 | 0.01 | 0
2030 | PJM_ROM_2_PJM_E | PJM_ROM | PJM_E | Internal | Shoulder | B15 | 1203 | 8000 | 0 | 76.12 | 76.11 | 0.01 | 0
2030 | PJM_ROM_2_PJM_E | PJM_ROM | PJM_E | Internal | Summer | B1 | 10 | 8000 | 0 | 194.23 | 194.22 | 0.01 | 0
2030 | PJM_ROM_2_PJM_E | PJM_ROM | PJM_E | Internal | Summer | B2 | 25 | 8000 | 448.89 | 194.21 | 194.22 | 0.01 | 0
2030 | PJM_ROM_2_PJM_E | PJM_ROM | PJM_E | Internal | Summer | B3 | 75 | 8000 | 0 | 140.4 | 140.39 | 0.01 | 0
2030 | PJM_ROM_2_PJM_E | PJM_ROM | PJM_E | Internal | Summer | B4 | 100 | 8000 | 0 | 140.4 | 140.39 | 0.01 | 0
2030 | PJM_ROM_2_PJM_E | PJM_ROM | PJM_E | Internal | Summer | B5 | 200 | 8000 | 0 | 133.2 | 133.19 | 0.01 | 0
2030 | PJM_ROM_2_PJM_E | PJM_ROM | PJM_E | Internal | Summer | B6 | 300 | 8000 | 0 | 101.1 | 101.09 | 0.01 | 0
2030 | PJM_ROM_2_PJM_E | PJM_ROM | PJM_E | Internal | Summer | B7 | 400 | 8000 | 0 | 90.26 | 90.25 | 0.01 | 0
2030 | PJM_ROM_2_PJM_E | PJM_ROM | PJM_E | Internal | Summer | B8 | 500 | 8000 | 0 | 85.8 | 85.79 | 0.01 | 0
2030 | PJM_ROM_2_PJM_E | PJM_ROM | PJM_E | Internal | Summer | B9 | 800 | 8000 | 0 | 85.07 | 85.06 | 0.01 | 0
2030 | PJM_ROM_2_PJM_E | PJM_ROM | PJM_E | Internal | Summer | B10 | 1262 | 8000 | 0 | 74.38 | 74.37 | 0.01 | 0
2030 | PJM_ROM_2_PJM_E | PJM_ROM | PJM_E | Internal | Winter | B16 | 25 | 8000 | 0 | 100.51 | 100.49 | 0.01 | 0
2030 | PJM_ROM_2_PJM_E | PJM_ROM | PJM_E | Internal | Winter | B17 | 100 | 8000 | 0 | 95.93 | 95.92 | 0.01 | 0
2030 | PJM_ROM_2_PJM_E | PJM_ROM | PJM_E | Internal | Winter | B18 | 400 | 8000 | 1902.23 | 93.79 | 93.8 | 0.01 | 0
2030 | PJM_ROM_2_PJM_E | PJM_ROM | PJM_E | Internal | Winter | B19 | 700 | 8000 | 550.29 | 93.51 | 93.52 | 0.01 | 0
2030 | PJM_ROM_2_PJM_E | PJM_ROM | PJM_E | Internal | Winter | B20 | 935 | 8000 | 1282.38 | 81.33 | 81.35 | 0.01 | 0
2030 | PJM_ROM_2_PJM_ROR | PJM_ROM | PJM_ROR | Internal | Shoulder | B11 | 25 | 8000 | 0 | 93.78 | 93.77 | 0.01 | 0
2030 | PJM_ROM_2_PJM_ROR | PJM_ROM | PJM_ROR | Internal | Shoulder | B12 | 200 | 8000 | 0 | 89.67 | 89.66 | 0.01 | 0
2030 | PJM_ROM_2_PJM_ROR | PJM_ROM | PJM_ROR | Internal | Shoulder | B13 | 600 | 8000 | 0 | 87.84 | 86.95 | 0.01 | 0
2030 | PJM_ROM_2_PJM_ROR | PJM_ROM | PJM_ROR | Internal | Shoulder | B14 | 900 | 8000 | 0 | 87.72 | 79.38 | 0.01 | 0
2030 | PJM_ROM_2_PJM_ROR | PJM_ROM | PJM_ROR | Internal | Shoulder | B15 | 1203 | 8000 | 0 | 76.12 | 75.87 | 0.01 | 0
2030 | PJM_ROM_2_PJM_ROR | PJM_ROM | PJM_ROR | Internal | Summer | B1 | 10 | 8000 | 0 | 194.23 | 145.39 | 0.01 | 0
2030 | PJM_ROM_2_PJM_ROR | PJM_ROM | PJM_ROR | Internal | Summer | B2 | 25 | 8000 | 0 | 194.21 | 142.84 | 0.01 | 0
2030 | PJM_ROM_2_PJM_ROR | PJM_ROM | PJM_ROR | Internal | Summer | B3 | 75 | 8000 | 0 | 140.4 | 140.39 | 0.01 | 0
2030 | PJM_ROM_2_PJM_ROR | PJM_ROM | PJM_ROR | Internal | Summer | B4 | 100 | 8000 | 0 | 140.4 | 140.39 | 0.01 | 0
2030 | PJM_ROM_2_PJM_ROR | PJM_ROM | PJM_ROR | Internal | Summer | B5 | 200 | 8000 | 0 | 133.2 | 133.19 | 0.01 | 0
2030 | PJM_ROM_2_PJM_ROR | PJM_ROM | PJM_ROR | Internal | Summer | B6 | 300 | 8000 | 0 | 101.1 | 101.09 | 0.01 | 0
2030 | PJM_ROM_2_PJM_ROR | PJM_ROM | PJM_ROR | Internal | Summer | B7 | 400 | 8000 | 0 | 90.26 | 90.25 | 0.01 | 0
2030 | PJM_ROM_2_PJM_ROR | PJM_ROM | PJM_ROR | Internal | Summer | B8 | 500 | 8000 | 0 | 85.8 | 85.79 | 0.01 | 0
2030 | PJM_ROM_2_PJM_ROR | PJM_ROM | PJM_ROR | Internal | Summer | B9 | 800 | 8000 | 0 | 85.07 | 77.53 | 0.01 | 0
2030 | PJM_ROM_2_PJM_ROR | PJM_ROM | PJM_ROR | Internal | Summer | B10 | 1262 | 8000 | 0 | 74.38 | 74.37 | 0.01 | 0
2030 | PJM_ROM_2_PJM_ROR | PJM_ROM | PJM_ROR | Internal | Winter | B16 | 25 | 8000 | 0 | 100.51 | 98.8 | 0.01 | 0
2030 | PJM_ROM_2_PJM_ROR | PJM_ROM | PJM_ROR | Internal | Winter | B17 | 100 | 8000 | 0 | 95.93 | 95.92 | 0.01 | 0
2030 | PJM_ROM_2_PJM_ROR | PJM_ROM | PJM_ROR | Internal | Winter | B18 | 400 | 8000 | 0 | 93.79 | 91.17 | 0.01 | 0
2030 | PJM_ROM_2_PJM_ROR | PJM_ROM | PJM_ROR | Internal | Winter | B19 | 700 | 8000 | 0 | 93.51 | 82.54 | 0.01 | 0
2030 | PJM_ROM_2_PJM_ROR | PJM_ROM | PJM_ROR | Internal | Winter | B20 | 935 | 8000 | 0 | 81.33 | 78.94 | 0.01 | 0
2030 | SOCO_2_ENT | SOCO | ENT | Internal | Shoulder | B11 | 25 | 2400 | 0 | 102.22 | 94.22 | 10 | 0
2030 | SOCO_2_ENT | SOCO | ENT | Internal | Shoulder | B12 | 200 | 2400 | 0 | 92.38 | 90.44 | 10 | 0
2030 | SOCO_2_ENT | SOCO | ENT | Internal | Shoulder | B13 | 600 | 2400 | 0 | 92.38 | 90.37 | 10 | 0
2030 | SOCO_2_ENT | SOCO | ENT | Internal | Shoulder | B14 | 900 | 2400 | 0 | 92.38 | 85.46 | 10 | 0
2030 | SOCO_2_ENT | SOCO | ENT | Internal | Shoulder | B15 | 1203 | 2400 | 0 | 86.65 | 83.96 | 10 | 0
2030 | SOCO_2_ENT | SOCO | ENT | Internal | Summer | B1 | 10 | 2400 | 0 | 156.93 | 148.93 | 10 | 0
2030 | SOCO_2_ENT | SOCO | ENT | Internal | Summer | B2 | 25 | 2400 | 0 | 149.4 | 141.4 | 10 | 0
2030 | SOCO_2_ENT | SOCO | ENT | Internal | Summer | B3 | 75 | 2400 | 0 | 149.4 | 141.4 | 10 | 0
2030 | SOCO_2_ENT | SOCO | ENT | Internal | Summer | B4 | 100 | 2400 | 0 | 149.4 | 141.4 | 10 | 0
2030 | SOCO_2_ENT | SOCO | ENT | Internal | Summer | B5 | 200 | 2400 | 0 | 133.19 | 127.2 | 10 | 0
2030 | SOCO_2_ENT | SOCO | ENT | Internal | Summer | B6 | 300 | 2400 | 0 | 97.09 | 92.56 | 10 | 0
2030 | SOCO_2_ENT | SOCO | ENT | Internal | Summer | B7 | 400 | 2400 | 0 | 94.21 | 92.56 | 10 | 0
2030 | SOCO_2_ENT | SOCO | ENT | Internal | Summer | B8 | 500 | 2400 | 0 | 90.88 | 90.65 | 10 | 0
2030 | SOCO_2_ENT | SOCO | ENT | Internal | Summer | B9 | 800 | 2400 | 0 | 90.88 | 88.77 | 10 | 0
2030 | SOCO_2_ENT | SOCO | ENT | Internal | Summer | B10 | 1262 | 2400 | 0 | 78.7 | 82.61 | 10 | 0
2030 | SOCO_2_ENT | SOCO | ENT | Internal | Winter | B16 | 25 | 2400 | 0 | 103.81 | 96.8 | 10 | 0
2030 | SOCO_2_ENT | SOCO | ENT | Internal | Winter | B17 | 100 | 2400 | 0 | 95.54 | 93.53 | 10 | 0
2030 | SOCO_2_ENT | SOCO | ENT | Internal | Winter | B18 | 400 | 2400 | 0 | 95.54 | 93.53 | 10 | 0
2030 | SOCO_2_ENT | SOCO | ENT | Internal | Winter | B19 | 700 | 2400 | 0 | 95.54 | 88.54 | 10 | 0
2030 | SOCO_2_ENT | SOCO | ENT | Internal | Winter | B20 | 935 | 2400 | 0 | 88.98 | 86.6 | 10 | 0
2030 | SOCO_2_FRCC | SOCO | FRCC | Internal | Shoulder | B11 | 25 | 3700 | 600.39 | 102.22 | 112.22 | 10 | 0
2030 | SOCO_2_FRCC | SOCO | FRCC | Internal | Shoulder | B12 | 200 | 3700 | 0 | 92.38 | 97.62 | 10 | 0
2030 | SOCO_2_FRCC | SOCO | FRCC | Internal | Shoulder | B13 | 600 | 3700 | 0 | 92.38 | 97.62 | 10 | 0
2030 | SOCO_2_FRCC | SOCO | FRCC | Internal | Shoulder | B14 | 900 | 3700 | 0 | 92.38 | 97.62 | 10 | 0
2030 | SOCO_2_FRCC | SOCO | FRCC | Internal | Shoulder | B15 | 1203 | 3700 | 0 | 86.65 | 84.43 | 10 | 0
2030 | SOCO_2_FRCC | SOCO | FRCC | Internal | Summer | B1 | 10 | 3700 | 0 | 156.93 | 155.87 | 10 | 0
2030 | SOCO_2_FRCC | SOCO | FRCC | Internal | Summer | B2 | 25 | 3700 | 0 | 149.4 | 155.87 | 10 | 0
2030 | SOCO_2_FRCC | SOCO | FRCC | Internal | Summer | B3 | 75 | 3700 | 0 | 149.4 | 155.87 | 10 | 0
2030 | SOCO_2_FRCC | SOCO | FRCC | Internal | Summer | B4 | 100 | 3700 | 0 | 149.4 | 151.58 | 10 | 0
2030 | SOCO_2_FRCC | SOCO | FRCC | Internal | Summer | B5 | 200 | 3700 | 386.46 | 133.19 | 143.19 | 10 | 0
2030 | SOCO_2_FRCC | SOCO | FRCC | Internal | Summer | B6 | 300 | 3700 | 0 | 97.09 | 96.7 | 10 | 0
2030 | SOCO_2_FRCC | SOCO | FRCC | Internal | Summer | B7 | 400 | 3700 | 0 | 94.21 | 96.7 | 10 | 0
2030 | SOCO_2_FRCC | SOCO | FRCC | Internal | Summer | B8 | 500 | 3700 | 0 | 90.88 | 96.7 | 10 | 0
2030 | SOCO_2_FRCC | SOCO | FRCC | Internal | Summer | B9 | 800 | 3700 | 0 | 90.88 | 96.7 | 10 | 0
2030 | SOCO_2_FRCC | SOCO | FRCC | Internal | Summer | B10 | 1262 | 3700 | 0 | 78.7 | 83.66 | 10 | 0
2030 | SOCO_2_FRCC | SOCO | FRCC | Internal | Winter | B16 | 25 | 3700 | 0 | 103.81 | 100.28 | 10 | 0
2030 | SOCO_2_FRCC | SOCO | FRCC | Internal | Winter | B17 | 100 | 3700 | 0 | 95.54 | 100.28 | 10 | 0
2030 | SOCO_2_FRCC | SOCO | FRCC | Internal | Winter | B18 | 400 | 3700 | 0 | 95.54 | 100.28 | 10 | 0
2030 | SOCO_2_FRCC | SOCO | FRCC | Internal | Winter | B19 | 700 | 3700 | 0 | 95.54 | 93.88 | 10 | 0
2030 | SOCO_2_FRCC | SOCO | FRCC | Internal | Winter | B20 | 935 | 3700 | 0 | 88.98 | 86.69 | 10 | 0
2030 | SOCO_2_TVA_Transmission | SOCO | TVA_Transmission | Internal | Shoulder | B11 | 25 | 2600 | 0 | 102.22 | 99.77 | 10 | 0
2030 | SOCO_2_TVA_Transmission | SOCO | TVA_Transmission | Internal | Shoulder | B12 | 200 | 2600 | 0 | 92.38 | 95.31 | 10 | 0
2030 | SOCO_2_TVA_Transmission | SOCO | TVA_Transmission | Internal | Shoulder | B13 | 600 | 2600 | 0 | 92.38 | 91.76 | 10 | 0
2030 | SOCO_2_TVA_Transmission | SOCO | TVA_Transmission | Internal | Shoulder | B14 | 900 | 2600 | 0 | 92.38 | 85.38 | 10 | 0
2030 | SOCO_2_TVA_Transmission | SOCO | TVA_Transmission | Internal | Shoulder | B15 | 1203 | 2600 | 0 | 86.65 | 81.87 | 10 | 0
2030 | SOCO_2_TVA_Transmission | SOCO | TVA_Transmission | Internal | Summer | B1 | 10 | 2600 | 0 | 156.93 | 151.7 | 10 | 0
2030 | SOCO_2_TVA_Transmission | SOCO | TVA_Transmission | Internal | Summer | B2 | 25 | 2600 | 0 | 149.4 | 148.86 | 10 | 0
2030 | SOCO_2_TVA_Transmission | SOCO | TVA_Transmission | Internal | Summer | B3 | 75 | 2600 | 0 | 149.4 | 146.39 | 10 | 0
2030 | SOCO_2_TVA_Transmission | SOCO | TVA_Transmission | Internal | Summer | B4 | 100 | 2600 | 0 | 149.4 | 146.39 | 10 | 0
2030 | SOCO_2_TVA_Transmission | SOCO | TVA_Transmission | Internal | Summer | B5 | 200 | 2600 | 0 | 133.19 | 132.39 | 10 | 0
2030 | SOCO_2_TVA_Transmission | SOCO | TVA_Transmission | Internal | Summer | B6 | 300 | 2600 | 0 | 97.09 | 99.77 | 10 | 0
2030 | SOCO_2_TVA_Transmission | SOCO | TVA_Transmission | Internal | Summer | B7 | 400 | 2600 | 0 | 94.21 | 93.16 | 10 | 0
2030 | SOCO_2_TVA_Transmission | SOCO | TVA_Transmission | Internal | Summer | B8 | 500 | 2600 | 0 | 90.88 | 90.47 | 10 | 0
2030 | SOCO_2_TVA_Transmission | SOCO | TVA_Transmission | Internal | Summer | B9 | 800 | 2600 | 0 | 90.88 | 83.53 | 10 | 0
2030 | SOCO_2_TVA_Transmission | SOCO | TVA_Transmission | Internal | Summer | B10 | 1262 | 2600 | 0 | 78.7 | 79.25 | 10 | 0
2030 | SOCO_2_TVA_Transmission | SOCO | TVA_Transmission | Internal | Winter | B16 | 25 | 2600 | 0 | 103.81 | 104.8 | 10 | 0
2030 | SOCO_2_TVA_Transmission | SOCO | TVA_Transmission | Internal | Winter | B17 | 100 | 2600 | 0 | 95.54 | 98.76 | 10 | 0
2030 | SOCO_2_TVA_Transmission | SOCO | TVA_Transmission | Internal | Winter | B18 | 400 | 2600 | 0 | 95.54 | 94.39 | 10 | 0
2030 | SOCO_2_TVA_Transmission | SOCO | TVA_Transmission | Internal | Winter | B19 | 700 | 2600 | 0 | 95.54 | 88.54 | 10 | 0
2030 | SOCO_2_TVA_Transmission | SOCO | TVA_Transmission | Internal | Winter | B20 | 935 | 2600 | 0 | 88.98 | 84.94 | 10 | 0
2030 | SOCO_2_VACAR | SOCO | VACAR | Internal | Shoulder | B11 | 25 | 2000 | 0 | 102.22 | 99.77 | 10 | 0
2030 | SOCO_2_VACAR | SOCO | VACAR | Internal | Shoulder | B12 | 200 | 2000 | 0 | 92.38 | 95.66 | 10 | 0
2030 | SOCO_2_VACAR | SOCO | VACAR | Internal | Shoulder | B13 | 600 | 2000 | 0 | 92.38 | 91.03 | 10 | 0
2030 | SOCO_2_VACAR | SOCO | VACAR | Internal | Shoulder | B14 | 900 | 2000 | 0 | 92.38 | 85.38 | 10 | 0
2030 | SOCO_2_VACAR | SOCO | VACAR | Internal | Shoulder | B15 | 1203 | 2000 | 0 | 86.65 | 82.83 | 10 | 0
2030 | SOCO_2_VACAR | SOCO | VACAR | Internal | Summer | B1 | 10 | 2000 | 0 | 156.93 | 151.39 | 10 | 0
2030 | SOCO_2_VACAR | SOCO | VACAR | Internal | Summer | B2 | 25 | 2000 | 0 | 149.4 | 151.39 | 10 | 0
2030 | SOCO_2_VACAR | SOCO | VACAR | Internal | Summer | B3 | 75 | 2000 | 0 | 149.4 | 151.39 | 10 | 0
2030 | SOCO_2_VACAR | SOCO | VACAR | Internal | Summer | B4 | 100 | 2000 | 0 | 149.4 | 151.39 | 10 | 0
2030 | SOCO_2_VACAR | SOCO | VACAR | Internal | Summer | B5 | 200 | 2000 | 0 | 133.19 | 139.19 | 10 | 0
2030 | SOCO_2_VACAR | SOCO | VACAR | Internal | Summer | B6 | 300 | 2000 | 1086.01 | 97.09 | 107.09 | 10 | 0
2030 | SOCO_2_VACAR | SOCO | VACAR | Internal | Summer | B7 | 400 | 2000 | 0 | 94.21 | 96.25 | 10 | 0
2030 | SOCO_2_VACAR | SOCO | VACAR | Internal | Summer | B8 | 500 | 2000 | 0 | 90.88 | 91.79 | 10 | 0
2030 | SOCO_2_VACAR | SOCO | VACAR | Internal | Summer | B9 | 800 | 2000 | 0 | 90.88 | 81.31 | 10 | 0
2030 | SOCO_2_VACAR | SOCO | VACAR | Internal | Summer | B10 | 1262 | 2000 | 0 | 78.7 | 80.87 | 10 | 0
2030 | SOCO_2_VACAR | SOCO | VACAR | Internal | Winter | B16 | 25 | 2000 | 2000 | 103.81 | 118.66 | 10 | 4.84
2030 | SOCO_2_VACAR | SOCO | VACAR | Internal | Winter | B17 | 100 | 2000 | 73.53 | 95.54 | 105.54 | 10 | 0
2030 | SOCO_2_VACAR | SOCO | VACAR | Internal | Winter | B18 | 400 | 2000 | 0 | 95.54 | 97.17 | 10 | 0
2030 | SOCO_2_VACAR | SOCO | VACAR | Internal | Winter | B19 | 700 | 2000 | 0 | 95.54 | 88.54 | 10 | 0
2030 | SOCO_2_VACAR | SOCO | VACAR | Internal | Winter | B20 | 935 | 2000 | 0 | 88.98 | 87.21 | 10 | 0
2030 | SPP_N_2_ENT | SPP_N | ENT | Internal | Shoulder | B11 | 25 | 1800 | 0 | 92.29 | 94.22 | 5 | 0
2030 | SPP_N_2_ENT | SPP_N | ENT | Internal | Shoulder | B12 | 200 | 1800 | 961.82 | 85.44 | 90.44 | 5 | 0
2030 | SPP_N_2_ENT | SPP_N | ENT | Internal | Shoulder | B13 | 600 | 1800 | 1800 | 85.06 | 90.37 | 5 | 0.31
2030 | SPP_N_2_ENT | SPP_N | ENT | Internal | Shoulder | B14 | 900 | 1800 | 1800 | 78.82 | 85.46 | 5 | 1.64
2030 | SPP_N_2_ENT | SPP_N | ENT | Internal | Shoulder | B15 | 1203 | 1800 | 1800 | 77.94 | 83.96 | 5 | 1.02
2030 | SPP_N_2_ENT | SPP_N | ENT | Internal | Summer | B1 | 10 | 1800 | 530.63 | 143.93 | 148.93 | 5 | 0
2030 | SPP_N_2_ENT | SPP_N | ENT | Internal | Summer | B2 | 25 | 1800 | 0 | 142.88 | 141.4 | 5 | 0
2030 | SPP_N_2_ENT | SPP_N | ENT | Internal | Summer | B3 | 75 | 1800 | 0 | 146.26 | 141.4 | 5 | 0
2030 | SPP_N_2_ENT | SPP_N | ENT | Internal | Summer | B4 | 100 | 1800 | 0 | 140.89 | 141.4 | 5 | 0
2030 | SPP_N_2_ENT | SPP_N | ENT | Internal | Summer | B5 | 200 | 1800 | 0 | 135.2 | 127.2 | 5 | 0
2030 | SPP_N_2_ENT | SPP_N | ENT | Internal | Summer | B6 | 300 | 1800 | 0 | 100.56 | 92.56 | 5 | 0
2030 | SPP_N_2_ENT | SPP_N | ENT | Internal | Summer | B7 | 400 | 1800 | 0 | 92.83 | 92.56 | 5 | 0
2030 | SPP_N_2_ENT | SPP_N | ENT | Internal | Summer | B8 | 500 | 1800 | 0 | 88.68 | 90.65 | 5 | 0
2030 | SPP_N_2_ENT | SPP_N | ENT | Internal | Summer | B9 | 800 | 1800 | 1800 | 82.53 | 88.77 | 5 | 1.25
2030 | SPP_N_2_ENT | SPP_N | ENT | Internal | Summer | B10 | 1262 | 1800 | 1800 | 77.39 | 82.61 | 5 | 0.22
2030 | SPP_N_2_ENT | SPP_N | ENT | Internal | Winter | B16 | 25 | 1800 | 1276.95 | 91.8 | 96.8 | 5 | 0
2030 | SPP_N_2_ENT | SPP_N | ENT | Internal | Winter | B17 | 100 | 1800 | 1800 | 85.76 | 93.53 | 5 | 2.77
2030 | SPP_N_2_ENT | SPP_N | ENT | Internal | Winter | B18 | 400 | 1800 | 1800 | 88.03 | 93.53 | 5 | 0.5
2030 | SPP_N_2_ENT | SPP_N | ENT | Internal | Winter | B19 | 700 | 1800 | 1800 | 82.15 | 88.54 | 5 | 1.39
2030 | SPP_N_2_ENT | SPP_N | ENT | Internal | Winter | B20 | 935 | 1800 | 1800 | 80.94 | 86.6 | 5 | 0.66
2030 | SPP_N_2_MISO_MO-IL | SPP_N | MISO_MO-IL | Internal | Shoulder | B11 | 25 | 2000 | 0 | 92.29 | 91.78 | 5 | 0
2030 | SPP_N_2_MISO_MO-IL | SPP_N | MISO_MO-IL | Internal | Shoulder | B12 | 200 | 2000 | 0 | 85.44 | 87.66 | 5 | 0
2030 | SPP_N_2_MISO_MO-IL | SPP_N | MISO_MO-IL | Internal | Shoulder | B13 | 600 | 2000 | 0 | 85.06 | 83.76 | 5 | 0
2030 | SPP_N_2_MISO_MO-IL | SPP_N | MISO_MO-IL | Internal | Shoulder | B14 | 900 | 2000 | 0 | 78.82 | 77.38 | 5 | 0
2030 | SPP_N_2_MISO_MO-IL | SPP_N | MISO_MO-IL | Internal | Shoulder | B15 | 1203 | 2000 | 0 | 77.94 | 75.96 | 5 | 0
2030 | SPP_N_2_MISO_MO-IL | SPP_N | MISO_MO-IL | Internal | Summer | B1 | 10 | 2000 | 0 | 143.93 | 143.7 | 5 | 0
2030 | SPP_N_2_MISO_MO-IL | SPP_N | MISO_MO-IL | Internal | Summer | B2 | 25 | 2000 | 0 | 142.88 | 140.86 | 5 | 0
2030 | SPP_N_2_MISO_MO-IL | SPP_N | MISO_MO-IL | Internal | Summer | B3 | 75 | 2000 | 0 | 146.26 | 140.86 | 5 | 0
2030 | SPP_N_2_MISO_MO-IL | SPP_N | MISO_MO-IL | Internal | Summer | B4 | 100 | 2000 | 0 | 140.89 | 140.86 | 5 | 0
2030 | SPP_N_2_MISO_MO-IL | SPP_N | MISO_MO-IL | Internal | Summer | B5 | 200 | 2000 | 0 | 135.2 | 135.2 | 5 | 0
2030 | SPP_N_2_MISO_MO-IL | SPP_N | MISO_MO-IL | Internal | Summer | B6 | 300 | 2000 | 0 | 100.56 | 100.56 | 5 | 0
2030 | SPP_N_2_MISO_MO-IL | SPP_N | MISO_MO-IL | Internal | Summer | B7 | 400 | 2000 | 0 | 92.83 | 88.22 | 5 | 0
2030 | SPP_N_2_MISO_MO-IL | SPP_N | MISO_MO-IL | Internal | Summer | B8 | 500 | 2000 | 0 | 88.68 | 82.65 | 5 | 0
2030 | SPP_N_2_MISO_MO-IL | SPP_N | MISO_MO-IL | Internal | Summer | B9 | 800 | 2000 | 0 | 82.53 | 75.54 | 5 | 0
2030 | SPP_N_2_MISO_MO-IL | SPP_N | MISO_MO-IL | Internal | Summer | B10 | 1262 | 2000 | 0 | 77.39 | 74.61 | 5 | 0
2030 | SPP_N_2_MISO_MO-IL | SPP_N | MISO_MO-IL | Internal | Winter | B16 | 25 | 2000 | 521.94 | 91.8 | 96.8 | 5 | 0
2030 | SPP_N_2_MISO_MO-IL | SPP_N | MISO_MO-IL | Internal | Winter | B17 | 100 | 2000 | 1372.63 | 85.76 | 90.76 | 5 | 0
2030 | SPP_N_2_MISO_MO-IL | SPP_N | MISO_MO-IL | Internal | Winter | B18 | 400 | 2000 | 0 | 88.03 | 87.06 | 5 | 0
2030 | SPP_N_2_MISO_MO-IL | SPP_N | MISO_MO-IL | Internal | Winter | B19 | 700 | 2000 | 0 | 82.15 | 80.54 | 5 | 0
2030 | SPP_N_2_MISO_MO-IL | SPP_N | MISO_MO-IL | Internal | Winter | B20 | 935 | 2000 | 0 | 80.94 | 78.6 | 5 | 0
2030 | SPP_N_2_MISO_W | SPP_N | MISO_W | Internal | Shoulder | B11 | 25 | 750 | 0 | 92.29 | 91.77 | 5 | 0
2030 | SPP_N_2_MISO_W | SPP_N | MISO_W | Internal | Shoulder | B12 | 200 | 750 | 0 | 85.44 | 87.34 | 5 | 0
2030 | SPP_N_2_MISO_W | SPP_N | MISO_W | Internal | Shoulder | B13 | 600 | 750 | 0 | 85.06 | 78.15 | 5 | 0
2030 | SPP_N_2_MISO_W | SPP_N | MISO_W | Internal | Shoulder | B14 | 900 | 750 | 0 | 78.82 | 71.82 | 5 | 0
2030 | SPP_N_2_MISO_W | SPP_N | MISO_W | Internal | Shoulder | B15 | 1203 | 750 | 0 | 77.94 | 70.94 | 5 | 0
2030 | SPP_N_2_MISO_W | SPP_N | MISO_W | Internal | Summer | B1 | 10 | 750 | 0 | 143.93 | 143.71 | 5 | 0
2030 | SPP_N_2_MISO_W | SPP_N | MISO_W | Internal | Summer | B2 | 25 | 750 | 0 | 142.88 | 140.85 | 5 | 0
2030 | SPP_N_2_MISO_W | SPP_N | MISO_W | Internal | Summer | B3 | 75 | 750 | 0 | 146.26 | 141.53 | 5 | 0
2030 | SPP_N_2_MISO_W | SPP_N | MISO_W | Internal | Summer | B4 | 100 | 750 | 0 | 140.89 | 140.87 | 5 | 0
2030 | SPP_N_2_MISO_W | SPP_N | MISO_W | Internal | Summer | B5 | 200 | 750 | 0 | 135.2 | 135.19 | 5 | 0
2030 | SPP_N_2_MISO_W | SPP_N | MISO_W | Internal | Summer | B6 | 300 | 750 | 0 | 100.56 | 100.54 | 5 | 0
2030 | SPP_N_2_MISO_W | SPP_N | MISO_W | Internal | Summer | B7 | 400 | 750 | 0 | 92.83 | 88.21 | 5 | 0
2030 | SPP_N_2_MISO_W | SPP_N | MISO_W | Internal | Summer | B8 | 500 | 750 | 0 | 88.68 | 82.63 | 5 | 0
2030 | SPP_N_2_MISO_W | SPP_N | MISO_W | Internal | Summer | B9 | 800 | 750 | 0 | 82.53 | 75.53 | 5 | 0
2030 | SPP_N_2_MISO_W | SPP_N | MISO_W | Internal | Summer | B10 | 1262 | 750 | 0 | 77.39 | 70.39 | 5 | 0
2030 | SPP_N_2_MISO_W | SPP_N | MISO_W | Internal | Winter | B16 | 25 | 750 | 0 | 91.8 | 73.94 | 5 | 0
2030 | SPP_N_2_MISO_W | SPP_N | MISO_W | Internal | Winter | B17 | 100 | 750 | 0 | 85.76 | 76.61 | 5 | 0
2030 | SPP_N_2_MISO_W | SPP_N | MISO_W | Internal | Winter | B18 | 400 | 750 | 0 | 88.03 | 81.03 | 5 | 0
2030 | SPP_N_2_MISO_W | SPP_N | MISO_W | Internal | Winter | B19 | 700 | 750 | 0 | 82.15 | 80.46 | 5 | 0
2030 | SPP_N_2_MISO_W | SPP_N | MISO_W | Internal | Winter | B20 | 935 | 750 | 0 | 80.94 | 73.94 | 5 | 0
2030 | SPP_N_2_NE | SPP_N | NE | Internal | Shoulder | B11 | 25 | 332 | 0 | 92.29 | 92.28 | 0.01 | 0
2030 | SPP_N_2_NE | SPP_N | NE | Internal | Shoulder | B12 | 200 | 332 | 0 | 85.44 | 85.43 | 0.01 | 0
2030 | SPP_N_2_NE | SPP_N | NE | Internal | Shoulder | B13 | 600 | 332 | 0 | 85.06 | 78.15 | 0.01 | 0
2030 | SPP_N_2_NE | SPP_N | NE | Internal | Shoulder | B14 | 900 | 332 | 0 | 78.82 | 78.15 | 0.01 | 0
2030 | SPP_N_2_NE | SPP_N | NE | Internal | Shoulder | B15 | 1203 | 332 | 0 | 77.94 | 71.85 | 0.01 | 0
2030 | SPP_N_2_NE | SPP_N | NE | Internal | Summer | B1 | 10 | 332 | 0 | 143.93 | 143.91 | 0.01 | 0
2030 | SPP_N_2_NE | SPP_N | NE | Internal | Summer | B2 | 25 | 332 | 0 | 142.88 | 142.87 | 0.01 | 0
2030 | SPP_N_2_NE | SPP_N | NE | Internal | Summer | B3 | 75 | 332 | 0 | 146.26 | 146.25 | 0.01 | 0
2030 | SPP_N_2_NE | SPP_N | NE | Internal | Summer | B4 | 100 | 332 | 0 | 140.89 | 140.87 | 0.01 | 0
2030 | SPP_N_2_NE | SPP_N | NE | Internal | Summer | B5 | 200 | 332 | 0 | 135.2 | 135.19 | 0.01 | 0
2030 | SPP_N_2_NE | SPP_N | NE | Internal | Summer | B6 | 300 | 332 | 0 | 100.56 | 100.54 | 0.01 | 0
2030 | SPP_N_2_NE | SPP_N | NE | Internal | Summer | B7 | 400 | 332 | 0 | 92.83 | 92.82 | 0.01 | 0
2030 | SPP_N_2_NE | SPP_N | NE | Internal | Summer | B8 | 500 | 332 | 0 | 88.68 | 88.67 | 0.01 | 0
2030 | SPP_N_2_NE | SPP_N | NE | Internal | Summer | B9 | 800 | 332 | 0 | 82.53 | 76.59 | 0.01 | 0
2030 | SPP_N_2_NE | SPP_N | NE | Internal | Summer | B10 | 1262 | 332 | 0 | 77.39 | 76.59 | 0.01 | 0
2030 | SPP_N_2_NE | SPP_N | NE | Internal | Winter | B16 | 25 | 332 | 0 | 91.8 | 80.94 | 0.01 | 0
2030 | SPP_N_2_NE | SPP_N | NE | Internal | Winter | B17 | 100 | 332 | 0 | 85.76 | 81.06 | 0.01 | 0
2030 | SPP_N_2_NE | SPP_N | NE | Internal | Winter | B18 | 400 | 332 | 0 | 88.03 | 81.06 | 0.01 | 0
2030 | SPP_N_2_NE | SPP_N | NE | Internal | Winter | B19 | 700 | 332 | 0 | 82.15 | 81.06 | 0.01 | 0
2030 | SPP_N_2_NE | SPP_N | NE | Internal | Winter | B20 | 935 | 332 | 0 | 80.94 | 73.94 | 0.01 | 0
2030 | SPP_N_2_SPP_S | SPP_N | SPP_S | Internal | Shoulder | B11 | 25 | 4000 | 705.1 | 92.29 | 92.3 | 0.01 | 0
2030 | SPP_N_2_SPP_S | SPP_N | SPP_S | Internal | Shoulder | B12 | 200 | 4000 | 1372.62 | 85.44 | 85.45 | 0.01 | 0
2030 | SPP_N_2_SPP_S | SPP_N | SPP_S | Internal | Shoulder | B13 | 600 | 4000 | 1873.23 | 85.06 | 85.07 | 0.01 | 0
2030 | SPP_N_2_SPP_S | SPP_N | SPP_S | Internal | Shoulder | B14 | 900 | 4000 | 0 | 78.82 | 78.1 | 0.01 | 0
2030 | SPP_N_2_SPP_S | SPP_N | SPP_S | Internal | Shoulder | B15 | 1203 | 4000 | 2030.93 | 77.94 | 77.95 | 0.01 | 0
2030 | SPP_N_2_SPP_S | SPP_N | SPP_S | Internal | Summer | B1 | 10 | 4000 | 0 | 143.93 | 92.84 | 0.01 | 0
2030 | SPP_N_2_SPP_S | SPP_N | SPP_S | Internal | Summer | B2 | 25 | 4000 | 0 | 142.88 | 128.95 | 0.01 | 0
2030 | SPP_N_2_SPP_S | SPP_N | SPP_S | Internal | Summer | B3 | 75 | 4000 | 0 | 146.26 | 130.05 | 0.01 | 0
2030 | SPP_N_2_SPP_S | SPP_N | SPP_S | Internal | Summer | B4 | 100 | 4000 | 0 | 140.89 | 128.95 | 0.01 | 0
2030 | SPP_N_2_SPP_S | SPP_N | SPP_S | Internal | Summer | B5 | 200 | 4000 | 0 | 135.2 | 128.95 | 0.01 | 0
2030 | SPP_N_2_SPP_S | SPP_N | SPP_S | Internal | Summer | B6 | 300 | 4000 | 0 | 100.56 | 100.56 | 0.01 | 0
2030 | SPP_N_2_SPP_S | SPP_N | SPP_S | Internal | Summer | B7 | 400 | 4000 | 1175.41 | 92.83 | 92.84 | 0.01 | 0
2030 | SPP_N_2_SPP_S | SPP_N | SPP_S | Internal | Summer | B8 | 500 | 4000 | 1527.49 | 88.68 | 88.69 | 0.01 | 0
2030 | SPP_N_2_SPP_S | SPP_N | SPP_S | Internal | Summer | B9 | 800 | 4000 | 4000 | 82.53 | 88.13 | 0.01 | 5.59
2030 | SPP_N_2_SPP_S | SPP_N | SPP_S | Internal | Summer | B10 | 1262 | 4000 | 1389.81 | 77.39 | 77.4 | 0.01 | 0
2030 | SPP_N_2_SPP_S | SPP_N | SPP_S | Internal | Winter | B16 | 25 | 4000 | 2171.77 | 91.8 | 91.81 | 0.01 | 0
2030 | SPP_N_2_SPP_S | SPP_N | SPP_S | Internal | Winter | B17 | 100 | 4000 | 2151.59 | 85.76 | 85.77 | 0.01 | 0
2030 | SPP_N_2_SPP_S | SPP_N | SPP_S | Internal | Winter | B18 | 400 | 4000 | 2148.56 | 88.03 | 88.04 | 0.01 | 0
2030 | SPP_N_2_SPP_S | SPP_N | SPP_S | Internal | Winter | B19 | 700 | 4000 | 893.32 | 82.15 | 82.16 | 0.01 | 0
2030 | SPP_N_2_SPP_S | SPP_N | SPP_S | Internal | Winter | B20 | 935 | 4000 | 971.63 | 80.94 | 80.95 | 0.01 | 0
2030 | SPP_S_2_ENT | SPP_S | ENT | Internal | Shoulder | B11 | 25 | 850 | 0 | 92.3 | 94.22 | 5 | 0
2030 | SPP_S_2_ENT | SPP_S | ENT | Internal | Shoulder | B12 | 200 | 850 | 0 | 85.45 | 90.44 | 5 | 0
2030 | SPP_S_2_ENT | SPP_S | ENT | Internal | Shoulder | B13 | 600 | 850 | 850 | 85.07 | 90.37 | 5 | 0.3
2030 | SPP_S_2_ENT | SPP_S | ENT | Internal | Shoulder | B14 | 900 | 850 | 850 | 78.1 | 85.46 | 5 | 2.36
2030 | SPP_S_2_ENT | SPP_S | ENT | Internal | Shoulder | B15 | 1203 | 850 | 850 | 77.95 | 83.96 | 5 | 1.01
2030 | SPP_S_2_ENT | SPP_S | ENT | Internal | Summer | B1 | 10 | 850 | 850 | 92.84 | 148.93 | 5 | 51.08
2030 | SPP_S_2_ENT | SPP_S | ENT | Internal | Summer | B2 | 25 | 850 | 850 | 128.95 | 141.4 | 5 | 7.46
2030 | SPP_S_2_ENT | SPP_S | ENT | Internal | Summer | B3 | 75 | 850 | 850 | 130.05 | 141.4 | 5 | 6.36
2030 | SPP_S_2_ENT | SPP_S | ENT | Internal | Summer | B4 | 100 | 850 | 850 | 128.95 | 141.4 | 5 | 7.46
2030 | SPP_S_2_ENT | SPP_S | ENT | Internal | Summer | B5 | 200 | 850 | 0 | 128.95 | 127.2 | 5 | 0
2030 | SPP_S_2_ENT | SPP_S | ENT | Internal | Summer | B6 | 300 | 850 | 0 | 100.56 | 92.56 | 5 | 0
2030 | SPP_S_2_ENT | SPP_S | ENT | Internal | Summer | B7 | 400 | 850 | 0 | 92.84 | 92.56 | 5 | 0
2030 | SPP_S_2_ENT | SPP_S | ENT | Internal | Summer | B8 | 500 | 850 | 0 | 88.69 | 90.65 | 5 | 0
2030 | SPP_S_2_ENT | SPP_S | ENT | Internal | Summer | B9 | 800 | 850 | 0 | 88.13 | 88.77 | 5 | 0
2030 | SPP_S_2_ENT | SPP_S | ENT | Internal | Summer | B10 | 1262 | 850 | 850 | 77.4 | 82.61 | 5 | 0.21
2030 | SPP_S_2_ENT | SPP_S | ENT | Internal | Winter | B16 | 25 | 850 | 0 | 91.81 | 96.8 | 5 | 0
2030 | SPP_S_2_ENT | SPP_S | ENT | Internal | Winter | B17 | 100 | 850 | 850 | 85.77 | 93.53 | 5 | 2.76
2030 | SPP_S_2_ENT | SPP_S | ENT | Internal | Winter | B18 | 400 | 850 | 850 | 88.04 | 93.53 | 5 | 0.49
2030 | SPP_S_2_ENT | SPP_S | ENT | Internal | Winter | B19 | 700 | 850 | 850 | 82.16 | 88.54 | 5 | 1.38
2030 | SPP_S_2_ENT | SPP_S | ENT | Internal | Winter | B20 | 935 | 850 | 850 | 80.95 | 86.6 | 5 | 0.65
2030 | SPP_S_2_SPP_N | SPP_S | SPP_N | Internal | Shoulder | B11 | 25 | 640 | 0 | 92.3 | 92.29 | 0.01 | 0
2030 | SPP_S_2_SPP_N | SPP_S | SPP_N | Internal | Shoulder | B12 | 200 | 640 | 0 | 85.45 | 85.44 | 0.01 | 0
2030 | SPP_S_2_SPP_N | SPP_S | SPP_N | Internal | Shoulder | B13 | 600 | 640 | 0 | 85.07 | 85.06 | 0.01 | 0
2030 | SPP_S_2_SPP_N | SPP_S | SPP_N | Internal | Shoulder | B14 | 900 | 640 | 640 | 78.1 | 78.82 | 0.01 | 0.71
2030 | SPP_S_2_SPP_N | SPP_S | SPP_N | Internal | Shoulder | B15 | 1203 | 640 | 0 | 77.95 | 77.94 | 0.01 | 0
2030 | SPP_S_2_SPP_N | SPP_S | SPP_N | Internal | Summer | B1 | 10 | 640 | 640 | 92.84 | 143.93 | 0.01 | 51.07
2030 | SPP_S_2_SPP_N | SPP_S | SPP_N | Internal | Summer | B2 | 25 | 640 | 640 | 128.95 | 142.88 | 0.01 | 13.93
2030 | SPP_S_2_SPP_N | SPP_S | SPP_N | Internal | Summer | B3 | 75 | 640 | 640 | 130.05 | 146.26 | 0.01 | 16.2
2030 | SPP_S_2_SPP_N | SPP_S | SPP_N | Internal | Summer | B4 | 100 | 640 | 640 | 128.95 | 140.89 | 0.01 | 11.93
2030 | SPP_S_2_SPP_N | SPP_S | SPP_N | Internal | Summer | B5 | 200 | 640 | 640 | 128.95 | 135.2 | 0.01 | 6.25
2030 | SPP_S_2_SPP_N | SPP_S | SPP_N | Internal | Summer | B6 | 300 | 640 | 0 | 100.56 | 100.56 | 0.01 | 0
2030 | SPP_S_2_SPP_N | SPP_S | SPP_N | Internal | Summer | B7 | 400 | 640 | 0 | 92.84 | 92.83 | 0.01 | 0
2030 | SPP_S_2_SPP_N | SPP_S | SPP_N | Internal | Summer | B8 | 500 | 640 | 0 | 88.69 | 88.68 | 0.01 | 0
2030 | SPP_S_2_SPP_N | SPP_S | SPP_N | Internal | Summer | B9 | 800 | 640 | 0 | 88.13 | 82.53 | 0.01 | 0
2030 | SPP_S_2_SPP_N | SPP_S | SPP_N | Internal | Summer | B10 | 1262 | 640 | 0 | 77.4 | 77.39 | 0.01 | 0
2030 | SPP_S_2_SPP_N | SPP_S | SPP_N | Internal | Winter | B16 | 25 | 640 | 0 | 91.81 | 91.8 | 0.01 | 0
2030 | SPP_S_2_SPP_N | SPP_S | SPP_N | Internal | Winter | B17 | 100 | 640 | 0 | 85.77 | 85.76 | 0.01 | 0
2030 | SPP_S_2_SPP_N | SPP_S | SPP_N | Internal | Winter | B18 | 400 | 640 | 0 | 88.04 | 88.03 | 0.01 | 0
2030 | SPP_S_2_SPP_N | SPP_S | SPP_N | Internal | Winter | B19 | 700 | 640 | 0 | 82.16 | 82.15 | 0.01 | 0
2030 | SPP_S_2_SPP_N | SPP_S | SPP_N | Internal | Winter | B20 | 935 | 640 | 0 | 80.95 | 80.94 | 0.01 | 0
2030 | TVA_2_ENT | TVA | ENT | Internal | Shoulder | B11 | 25 | 500 | 0 | 99.78 | 94.22 | 9 | 0
2030 | TVA_2_ENT | TVA | ENT | Internal | Shoulder | B12 | 200 | 500 | 0 | 95.15 | 90.44 | 9 | 0
2030 | TVA_2_ENT | TVA | ENT | Internal | Shoulder | B13 | 600 | 500 | 0 | 91.77 | 90.37 | 9 | 0
2030 | TVA_2_ENT | TVA | ENT | Internal | Shoulder | B14 | 900 | 500 | 0 | 85.39 | 85.46 | 9 | 0
2030 | TVA_2_ENT | TVA | ENT | Internal | Shoulder | B15 | 1203 | 500 | 0 | 81.88 | 83.96 | 9 | 0
2030 | TVA_2_ENT | TVA | ENT | Internal | Summer | B1 | 10 | 500 | 0 | 151.71 | 148.93 | 9 | 0
2030 | TVA_2_ENT | TVA | ENT | Internal | Summer | B2 | 25 | 500 | 0 | 148.87 | 141.4 | 9 | 0
2030 | TVA_2_ENT | TVA | ENT | Internal | Summer | B3 | 75 | 500 | 0 | 146.4 | 141.4 | 9 | 0
2030 | TVA_2_ENT | TVA | ENT | Internal | Summer | B4 | 100 | 500 | 0 | 146.4 | 141.4 | 9 | 0
2030 | TVA_2_ENT | TVA | ENT | Internal | Summer | B5 | 200 | 500 | 0 | 124.19 | 127.2 | 9 | 0
2030 | TVA_2_ENT | TVA | ENT | Internal | Summer | B6 | 300 | 500 | 0 | 94.3 | 92.56 | 9 | 0
2030 | TVA_2_ENT | TVA | ENT | Internal | Summer | B7 | 400 | 500 | 0 | 90.34 | 92.56 | 9 | 0
2030 | TVA_2_ENT | TVA | ENT | Internal | Summer | B8 | 500 | 500 | 0 | 90.34 | 90.65 | 9 | 0
2030 | TVA_2_ENT | TVA | ENT | Internal | Summer | B9 | 800 | 500 | 0 | 83.54 | 88.77 | 9 | 0
2030 | TVA_2_ENT | TVA | ENT | Internal | Summer | B10 | 1262 | 500 | 0 | 78.24 | 82.61 | 9 | 0
2030 | TVA_2_ENT | TVA | ENT | Internal | Winter | B16 | 25 | 500 | 0 | 104.81 | 96.8 | 9 | 0
2030 | TVA_2_ENT | TVA | ENT | Internal | Winter | B17 | 100 | 500 | 0 | 98.77 | 93.53 | 9 | 0
2030 | TVA_2_ENT | TVA | ENT | Internal | Winter | B18 | 400 | 500 | 0 | 93.78 | 93.53 | 9 | 0
2030 | TVA_2_ENT | TVA | ENT | Internal | Winter | B19 | 700 | 500 | 0 | 88.56 | 88.54 | 9 | 0
2030 | TVA_2_ENT | TVA | ENT | Internal | Winter | B20 | 935 | 500 | 0 | 84.96 | 86.6 | 9 | 0
2030 | TVA_2_MISO_MO-IL | TVA | MISO_MO-IL | Internal | Shoulder | B11 | 25 | 50 | 0 | 99.78 | 91.78 | 9 | 0
2030 | TVA_2_MISO_MO-IL | TVA | MISO_MO-IL | Internal | Shoulder | B12 | 200 | 50 | 0 | 95.15 | 87.66 | 9 | 0
2030 | TVA_2_MISO_MO-IL | TVA | MISO_MO-IL | Internal | Shoulder | B13 | 600 | 50 | 0 | 91.77 | 83.76 | 9 | 0
2030 | TVA_2_MISO_MO-IL | TVA | MISO_MO-IL | Internal | Shoulder | B14 | 900 | 50 | 0 | 85.39 | 77.38 | 9 | 0
2030 | TVA_2_MISO_MO-IL | TVA | MISO_MO-IL | Internal | Shoulder | B15 | 1203 | 50 | 0 | 81.88 | 75.96 | 9 | 0
2030 | TVA_2_MISO_MO-IL | TVA | MISO_MO-IL | Internal | Summer | B1 | 10 | 50 | 0 | 151.71 | 143.7 | 9 | 0
2030 | TVA_2_MISO_MO-IL | TVA | MISO_MO-IL | Internal | Summer | B2 | 25 | 50 | 0 | 148.87 | 140.86 | 9 | 0
2030 | TVA_2_MISO_MO-IL | TVA | MISO_MO-IL | Internal | Summer | B3 | 75 | 50 | 0 | 146.4 | 140.86 | 9 | 0
2030 | TVA_2_MISO_MO-IL | TVA | MISO_MO-IL | Internal | Summer | B4 | 100 | 50 | 0 | 146.4 | 140.86 | 9 | 0
2030 | TVA_2_MISO_MO-IL | TVA | MISO_MO-IL | Internal | Summer | B5 | 200 | 50 | 50 | 124.19 | 135.2 | 9 | 2.01
2030 | TVA_2_MISO_MO-IL | TVA | MISO_MO-IL | Internal | Summer | B6 | 300 | 50 | 0 | 94.3 | 100.56 | 9 | 0
2030 | TVA_2_MISO_MO-IL | TVA | MISO_MO-IL | Internal | Summer | B7 | 400 | 50 | 0 | 90.34 | 88.22 | 9 | 0
2030 | TVA_2_MISO_MO-IL | TVA | MISO_MO-IL | Internal | Summer | B8 | 500 | 50 | 0 | 90.34 | 82.65 | 9 | 0
2030 | TVA_2_MISO_MO-IL | TVA | MISO_MO-IL | Internal | Summer | B9 | 800 | 50 | 0 | 83.54 | 75.54 | 9 | 0
2030 | TVA_2_MISO_MO-IL | TVA | MISO_MO-IL | Internal | Summer | B10 | 1262 | 50 | 0 | 78.24 | 74.61 | 9 | 0
2030 | TVA_2_MISO_MO-IL | TVA | MISO_MO-IL | Internal | Winter | B16 | 25 | 50 | 0 | 104.81 | 96.8 | 9 | 0
2030 | TVA_2_MISO_MO-IL | TVA | MISO_MO-IL | Internal | Winter | B17 | 100 | 50 | 0 | 98.77 | 90.76 | 9 | 0
2030 | TVA_2_MISO_MO-IL | TVA | MISO_MO-IL | Internal | Winter | B18 | 400 | 50 | 0 | 93.78 | 87.06 | 9 | 0
2030 | TVA_2_MISO_MO-IL | TVA | MISO_MO-IL | Internal | Winter | B19 | 700 | 50 | 0 | 88.56 | 80.54 | 9 | 0
2030 | TVA_2_MISO_MO-IL | TVA | MISO_MO-IL | Internal | Winter | B20 | 935 | 50 | 0 | 84.96 | 78.6 | 9 | 0
2030 | TVA_2_NonRTO_Midwest | TVA | NonRTO_Midwest | Internal | Shoulder | B11 | 25 | 100 | 0 | 99.78 | 99.77 | 9 | 0
2030 | TVA_2_NonRTO_Midwest | TVA | NonRTO_Midwest | Internal | Shoulder | B12 | 200 | 100 | 0 | 95.15 | 95.64 | 9 | 0
2030 | TVA_2_NonRTO_Midwest | TVA | NonRTO_Midwest | Internal | Shoulder | B13 | 600 | 100 | 0 | 91.77 | 91.75 | 9 | 0
2030 | TVA_2_NonRTO_Midwest | TVA | NonRTO_Midwest | Internal | Shoulder | B14 | 900 | 100 | 0 | 85.39 | 85.37 | 9 | 0
2030 | TVA_2_NonRTO_Midwest | TVA | NonRTO_Midwest | Internal | Shoulder | B15 | 1203 | 100 | 0 | 81.88 | 79.47 | 9 | 0
2030 | TVA_2_NonRTO_Midwest | TVA | NonRTO_Midwest | Internal | Summer | B1 | 10 | 100 | 0 | 151.71 | 147.28 | 9 | 0
2030 | TVA_2_NonRTO_Midwest | TVA | NonRTO_Midwest | Internal | Summer | B2 | 25 | 100 | 0 | 148.87 | 147.28 | 9 | 0
2030 | TVA_2_NonRTO_Midwest | TVA | NonRTO_Midwest | Internal | Summer | B3 | 75 | 100 | 0 | 146.4 | 147.28 | 9 | 0
2030 | TVA_2_NonRTO_Midwest | TVA | NonRTO_Midwest | Internal | Summer | B4 | 100 | 100 | 0 | 146.4 | 146.37 | 9 | 0
2030 | TVA_2_NonRTO_Midwest | TVA | NonRTO_Midwest | Internal | Summer | B5 | 200 | 100 | 0 | 124.19 | 129.06 | 9 | 0
2030 | TVA_2_NonRTO_Midwest | TVA | NonRTO_Midwest | Internal | Summer | B6 | 300 | 100 | 100 | 94.3 | 107.08 | 9 | 3.78
2030 | TVA_2_NonRTO_Midwest | TVA | NonRTO_Midwest | Internal | Summer | B7 | 400 | 100 | 0 | 90.34 | 96.21 | 9 | 0
2030 | TVA_2_NonRTO_Midwest | TVA | NonRTO_Midwest | Internal | Summer | B8 | 500 | 100 | 0 | 90.34 | 90.63 | 9 | 0
2030 | TVA_2_NonRTO_Midwest | TVA | NonRTO_Midwest | Internal | Summer | B9 | 800 | 100 | 0 | 83.54 | 80.89 | 9 | 0
2030 | TVA_2_NonRTO_Midwest | TVA | NonRTO_Midwest | Internal | Summer | B10 | 1262 | 100 | 0 | 78.24 | 78.03 | 9 | 0
2030 | TVA_2_NonRTO_Midwest | TVA | NonRTO_Midwest | Internal | Winter | B16 | 25 | 100 | 0 | 104.81 | 104.79 | 9 | 0
2030 | TVA_2_NonRTO_Midwest | TVA | NonRTO_Midwest | Internal | Winter | B17 | 100 | 100 | 0 | 98.77 | 98.75 | 9 | 0
2030 | TVA_2_NonRTO_Midwest | TVA | NonRTO_Midwest | Internal | Winter | B18 | 400 | 100 | 0 | 93.78 | 95.04 | 9 | 0
2030 | TVA_2_NonRTO_Midwest | TVA | NonRTO_Midwest | Internal | Winter | B19 | 700 | 100 | 0 | 88.56 | 88.53 | 9 | 0
2030 | TVA_2_NonRTO_Midwest | TVA | NonRTO_Midwest | Internal | Winter | B20 | 935 | 100 | 0 | 84.96 | 82.82 | 9 | 0
2030 | TVA_2_PJM_ROR | TVA | PJM_ROR | Internal | Shoulder | B11 | 25 | 500 | 0 | 99.78 | 93.77 | 9 | 0
2030 | TVA_2_PJM_ROR | TVA | PJM_ROR | Internal | Shoulder | B12 | 200 | 500 | 0 | 95.15 | 89.66 | 9 | 0
2030 | TVA_2_PJM_ROR | TVA | PJM_ROR | Internal | Shoulder | B13 | 600 | 500 | 0 | 91.77 | 86.95 | 9 | 0
2030 | TVA_2_PJM_ROR | TVA | PJM_ROR | Internal | Shoulder | B14 | 900 | 500 | 0 | 85.39 | 79.38 | 9 | 0
2030 | TVA_2_PJM_ROR | TVA | PJM_ROR | Internal | Shoulder | B15 | 1203 | 500 | 0 | 81.88 | 75.87 | 9 | 0
2030 | TVA_2_PJM_ROR | TVA | PJM_ROR | Internal | Summer | B1 | 10 | 500 | 0 | 151.71 | 145.39 | 9 | 0
2030 | TVA_2_PJM_ROR | TVA | PJM_ROR | Internal | Summer | B2 | 25 | 500 | 0 | 148.87 | 142.84 | 9 | 0
2030 | TVA_2_PJM_ROR | TVA | PJM_ROR | Internal | Summer | B3 | 75 | 500 | 0 | 146.4 | 140.39 | 9 | 0
2030 | TVA_2_PJM_ROR | TVA | PJM_ROR | Internal | Summer | B4 | 100 | 500 | 0 | 146.4 | 140.39 | 9 | 0
2030 | TVA_2_PJM_ROR | TVA | PJM_ROR | Internal | Summer | B5 | 200 | 500 | 50.63 | 124.19 | 133.19 | 9 | 0
2030 | TVA_2_PJM_ROR | TVA | PJM_ROR | Internal | Summer | B6 | 300 | 500 | 0 | 94.3 | 101.09 | 9 | 0
2030 | TVA_2_PJM_ROR | TVA | PJM_ROR | Internal | Summer | B7 | 400 | 500 | 0 | 90.34 | 90.25 | 9 | 0
2030 | TVA_2_PJM_ROR | TVA | PJM_ROR | Internal | Summer | B8 | 500 | 500 | 0 | 90.34 | 85.79 | 9 | 0
2030 | TVA_2_PJM_ROR | TVA | PJM_ROR | Internal | Summer | B9 | 800 | 500 | 0 | 83.54 | 77.53 | 9 | 0
2030 | TVA_2_PJM_ROR | TVA | PJM_ROR | Internal | Summer | B10 | 1262 | 500 | 0 | 78.24 | 74.37 | 9 | 0
2030 | TVA_2_PJM_ROR | TVA | PJM_ROR | Internal | Winter | B16 | 25 | 500 | 0 | 104.81 | 98.8 | 9 | 0
2030 | TVA_2_PJM_ROR | TVA | PJM_ROR | Internal | Winter | B17 | 100 | 500 | 0 | 98.77 | 95.92 | 9 | 0
2030 | TVA_2_PJM_ROR | TVA | PJM_ROR | Internal | Winter | B18 | 400 | 500 | 0 | 93.78 | 91.17 | 9 | 0
2030 | TVA_2_PJM_ROR | TVA | PJM_ROR | Internal | Winter | B19 | 700 | 500 | 0 | 88.56 | 82.54 | 9 | 0
2030 | TVA_2_PJM_ROR | TVA | PJM_ROR | Internal | Winter | B20 | 935 | 500 | 0 | 84.96 | 78.94 | 9 | 0
2030 | TVA_2_SOCO | TVA | SOCO | Internal | Shoulder | B11 | 25 | 500 | 0 | 99.78 | 102.22 | 9 | 0
2030 | TVA_2_SOCO | TVA | SOCO | Internal | Shoulder | B12 | 200 | 500 | 0 | 95.15 | 92.38 | 9 | 0
2030 | TVA_2_SOCO | TVA | SOCO | Internal | Shoulder | B13 | 600 | 500 | 0 | 91.77 | 92.38 | 9 | 0
2030 | TVA_2_SOCO | TVA | SOCO | Internal | Shoulder | B14 | 900 | 500 | 0 | 85.39 | 92.38 | 9 | 0
2030 | TVA_2_SOCO | TVA | SOCO | Internal | Shoulder | B15 | 1203 | 500 | 0 | 81.88 | 86.65 | 9 | 0
2030 | TVA_2_SOCO | TVA | SOCO | Internal | Summer | B1 | 10 | 500 | 0 | 151.71 | 156.93 | 9 | 0
2030 | TVA_2_SOCO | TVA | SOCO | Internal | Summer | B2 | 25 | 500 | 0 | 148.87 | 149.4 | 9 | 0
2030 | TVA_2_SOCO | TVA | SOCO | Internal | Summer | B3 | 75 | 500 | 0 | 146.4 | 149.4 | 9 | 0
2030 | TVA_2_SOCO | TVA | SOCO | Internal | Summer | B4 | 100 | 500 | 0 | 146.4 | 149.4 | 9 | 0
2030 | TVA_2_SOCO | TVA | SOCO | Internal | Summer | B5 | 200 | 500 | 5.64 | 124.19 | 133.19 | 9 | 0
2030 | TVA_2_SOCO | TVA | SOCO | Internal | Summer | B6 | 300 | 500 | 0 | 94.3 | 97.09 | 9 | 0
2030 | TVA_2_SOCO | TVA | SOCO | Internal | Summer | B7 | 400 | 500 | 0 | 90.34 | 94.21 | 9 | 0
2030 | TVA_2_SOCO | TVA | SOCO | Internal | Summer | B8 | 500 | 500 | 0 | 90.34 | 90.88 | 9 | 0
2030 | TVA_2_SOCO | TVA | SOCO | Internal | Summer | B9 | 800 | 500 | 0 | 83.54 | 90.88 | 9 | 0
2030 | TVA_2_SOCO | TVA | SOCO | Internal | Summer | B10 | 1262 | 500 | 0 | 78.24 | 78.7 | 9 | 0
2030 | TVA_2_SOCO | TVA | SOCO | Internal | Winter | B16 | 25 | 500 | 0 | 104.81 | 103.81 | 9 | 0
2030 | TVA_2_SOCO | TVA | SOCO | Internal | Winter | B17 | 100 | 500 | 0 | 98.77 | 95.54 | 9 | 0
2030 | TVA_2_SOCO | TVA | SOCO | Internal | Winter | B18 | 400 | 500 | 0 | 93.78 | 95.54 | 9 | 0
2030 | TVA_2_SOCO | TVA | SOCO | Internal | Winter | B19 | 700 | 500 | 0 | 88.56 | 95.54 | 9 | 0
2030 | TVA_2_SOCO | TVA | SOCO | Internal | Winter | B20 | 935 | 500 | 0 | 84.96 | 88.98 | 9 | 0
2030 | TVA_2_VACAR | TVA | VACAR | Internal | Shoulder | B11 | 25 | 150 | 0 | 99.78 | 99.77 | 9 | 0
2030 | TVA_2_VACAR | TVA | VACAR | Internal | Shoulder | B12 | 200 | 150 | 0 | 95.15 | 95.66 | 9 | 0
2030 | TVA_2_VACAR | TVA | VACAR | Internal | Shoulder | B13 | 600 | 150 | 0 | 91.77 | 91.03 | 9 | 0
2030 | TVA_2_VACAR | TVA | VACAR | Internal | Shoulder | B14 | 900 | 150 | 0 | 85.39 | 85.38 | 9 | 0
2030 | TVA_2_VACAR | TVA | VACAR | Internal | Shoulder | B15 | 1203 | 150 | 0 | 81.88 | 82.83 | 9 | 0
2030 | TVA_2_VACAR | TVA | VACAR | Internal | Summer | B1 | 10 | 150 | 0 | 151.71 | 151.39 | 9 | 0
2030 | TVA_2_VACAR | TVA | VACAR | Internal | Summer | B2 | 25 | 150 | 0 | 148.87 | 151.39 | 9 | 0
2030 | TVA_2_VACAR | TVA | VACAR | Internal | Summer | B3 | 75 | 150 | 0 | 146.4 | 151.39 | 9 | 0
2030 | TVA_2_VACAR | TVA | VACAR | Internal | Summer | B4 | 100 | 150 | 0 | 146.4 | 151.39 | 9 | 0
2030 | TVA_2_VACAR | TVA | VACAR | Internal | Summer | B5 | 200 | 150 | 150 | 124.19 | 139.19 | 9 | 6
2030 | TVA_2_VACAR | TVA | VACAR | Internal | Summer | B6 | 300 | 150 | 150 | 94.3 | 107.09 | 9 | 3.79
2030 | TVA_2_VACAR | TVA | VACAR | Internal | Summer | B7 | 400 | 150 | 0 | 90.34 | 96.25 | 9 | 0
2030 | TVA_2_VACAR | TVA | VACAR | Internal | Summer | B8 | 500 | 150 | 0 | 90.34 | 91.79 | 9 | 0
2030 | TVA_2_VACAR | TVA | VACAR | Internal | Summer | B9 | 800 | 150 | 0 | 83.54 | 81.31 | 9 | 0
2030 | TVA_2_VACAR | TVA | VACAR | Internal | Summer | B10 | 1262 | 150 | 0 | 78.24 | 80.87 | 9 | 0
2030 | TVA_2_VACAR | TVA | VACAR | Internal | Winter | B16 | 25 | 150 | 150 | 104.81 | 118.66 | 9 | 4.85
2030 | TVA_2_VACAR | TVA | VACAR | Internal | Winter | B17 | 100 | 150 | 0 | 98.77 | 105.54 | 9 | 0
2030 | TVA_2_VACAR | TVA | VACAR | Internal | Winter | B18 | 400 | 150 | 0 | 93.78 | 97.17 | 9 | 0
2030 | TVA_2_VACAR | TVA | VACAR | Internal | Winter | B19 | 700 | 150 | 0 | 88.56 | 88.54 | 9 | 0
2030 | TVA_2_VACAR | TVA | VACAR | Internal | Winter | B20 | 935 | 150 | 0 | 84.96 | 87.21 | 9 | 0
2030 | TVA_Transmission_2_NonRTO_Midwest | TVA_Transmission | NonRTO_Midwest | Internal | Shoulder | B11 | 25 | 700 | 0 | 99.77 | 99.77 | 9 | 0
2030 | TVA_Transmission_2_NonRTO_Midwest | TVA_Transmission | NonRTO_Midwest | Internal | Shoulder | B12 | 200 | 700 | 0 | 95.31 | 95.64 | 9 | 0
2030 | TVA_Transmission_2_NonRTO_Midwest | TVA_Transmission | NonRTO_Midwest | Internal | Shoulder | B13 | 600 | 700 | 0 | 91.76 | 91.75 | 9 | 0
2030 | TVA_Transmission_2_NonRTO_Midwest | TVA_Transmission | NonRTO_Midwest | Internal | Shoulder | B14 | 900 | 700 | 0 | 85.38 | 85.37 | 9 | 0
2030 | TVA_Transmission_2_NonRTO_Midwest | TVA_Transmission | NonRTO_Midwest | Internal | Shoulder | B15 | 1203 | 700 | 0 | 81.87 | 79.47 | 9 | 0
2030 | TVA_Transmission_2_NonRTO_Midwest | TVA_Transmission | NonRTO_Midwest | Internal | Summer | B1 | 10 | 700 | 0 | 151.7 | 147.28 | 9 | 0
2030 | TVA_Transmission_2_NonRTO_Midwest | TVA_Transmission | NonRTO_Midwest | Internal | Summer | B2 | 25 | 700 | 0 | 148.86 | 147.28 | 9 | 0
2030 | TVA_Transmission_2_NonRTO_Midwest | TVA_Transmission | NonRTO_Midwest | Internal | Summer | B3 | 75 | 700 | 0 | 146.39 | 147.28 | 9 | 0
2030 | TVA_Transmission_2_NonRTO_Midwest | TVA_Transmission | NonRTO_Midwest | Internal | Summer | B4 | 100 | 700 | 0 | 146.39 | 146.37 | 9 | 0
2030 | TVA_Transmission_2_NonRTO_Midwest | TVA_Transmission | NonRTO_Midwest | Internal | Summer | B5 | 200 | 700 | 0 | 132.39 | 129.06 | 9 | 0
2030 | TVA_Transmission_2_NonRTO_Midwest | TVA_Transmission | NonRTO_Midwest | Internal | Summer | B6 | 300 | 700 | 0 | 99.77 | 107.08 | 9 | 0
2030 | TVA_Transmission_2_NonRTO_Midwest | TVA_Transmission | NonRTO_Midwest | Internal | Summer | B7 | 400 | 700 | 0 | 93.16 | 96.21 | 9 | 0
2030 | TVA_Transmission_2_NonRTO_Midwest | TVA_Transmission | NonRTO_Midwest | Internal | Summer | B8 | 500 | 700 | 0 | 90.47 | 90.63 | 9 | 0
2030 | TVA_Transmission_2_NonRTO_Midwest | TVA_Transmission | NonRTO_Midwest | Internal | Summer | B9 | 800 | 700 | 0 | 83.53 | 80.89 | 9 | 0
2030 | TVA_Transmission_2_NonRTO_Midwest | TVA_Transmission | NonRTO_Midwest | Internal | Summer | B10 | 1262 | 700 | 0 | 79.25 | 78.03 | 9 | 0
2030 | TVA_Transmission_2_NonRTO_Midwest | TVA_Transmission | NonRTO_Midwest | Internal | Winter | B16 | 25 | 700 | 0 | 104.8 | 104.79 | 9 | 0
2030 | TVA_Transmission_2_NonRTO_Midwest | TVA_Transmission | NonRTO_Midwest | Internal | Winter | B17 | 100 | 700 | 0 | 98.76 | 98.75 | 9 | 0
2030 | TVA_Transmission_2_NonRTO_Midwest | TVA_Transmission | NonRTO_Midwest | Internal | Winter | B18 | 400 | 700 | 0 | 94.39 | 95.04 | 9 | 0
2030 | TVA_Transmission_2_NonRTO_Midwest | TVA_Transmission | NonRTO_Midwest | Internal | Winter | B19 | 700 | 700 | 0 | 88.54 | 88.53 | 9 | 0
2030 | TVA_Transmission_2_NonRTO_Midwest | TVA_Transmission | NonRTO_Midwest | Internal | Winter | B20 | 935 | 700 | 0 | 84.94 | 82.82 | 9 | 0
2030 | TVA_Transmission_2_SOCO | TVA_Transmission | SOCO | Internal | Shoulder | B11 | 25 | 3200 | 0 | 99.77 | 102.22 | 9 | 0
2030 | TVA_Transmission_2_SOCO | TVA_Transmission | SOCO | Internal | Shoulder | B12 | 200 | 3200 | 0 | 95.31 | 92.38 | 9 | 0
2030 | TVA_Transmission_2_SOCO | TVA_Transmission | SOCO | Internal | Shoulder | B13 | 600 | 3200 | 0 | 91.76 | 92.38 | 9 | 0
2030 | TVA_Transmission_2_SOCO | TVA_Transmission | SOCO | Internal | Shoulder | B14 | 900 | 3200 | 0 | 85.38 | 92.38 | 9 | 0
2030 | TVA_Transmission_2_SOCO | TVA_Transmission | SOCO | Internal | Shoulder | B15 | 1203 | 3200 | 0 | 81.87 | 86.65 | 9 | 0
2030 | TVA_Transmission_2_SOCO | TVA_Transmission | SOCO | Internal | Summer | B1 | 10 | 3200 | 0 | 151.7 | 156.93 | 9 | 0
2030 | TVA_Transmission_2_SOCO | TVA_Transmission | SOCO | Internal | Summer | B2 | 25 | 3200 | 0 | 148.86 | 149.4 | 9 | 0
2030 | TVA_Transmission_2_SOCO | TVA_Transmission | SOCO | Internal | Summer | B3 | 75 | 3200 | 0 | 146.39 | 149.4 | 9 | 0
2030 | TVA_Transmission_2_SOCO | TVA_Transmission | SOCO | Internal | Summer | B4 | 100 | 3200 | 0 | 146.39 | 149.4 | 9 | 0
2030 | TVA_Transmission_2_SOCO | TVA_Transmission | SOCO | Internal | Summer | B5 | 200 | 3200 | 0 | 132.39 | 133.19 | 9 | 0
2030 | TVA_Transmission_2_SOCO | TVA_Transmission | SOCO | Internal | Summer | B6 | 300 | 3200 | 0 | 99.77 | 97.09 | 9 | 0
2030 | TVA_Transmission_2_SOCO | TVA_Transmission | SOCO | Internal | Summer | B7 | 400 | 3200 | 0 | 93.16 | 94.21 | 9 | 0
2030 | TVA_Transmission_2_SOCO | TVA_Transmission | SOCO | Internal | Summer | B8 | 500 | 3200 | 0 | 90.47 | 90.88 | 9 | 0
2030 | TVA_Transmission_2_SOCO | TVA_Transmission | SOCO | Internal | Summer | B9 | 800 | 3200 | 0 | 83.53 | 90.88 | 9 | 0
2030 | TVA_Transmission_2_SOCO | TVA_Transmission | SOCO | Internal | Summer | B10 | 1262 | 3200 | 0 | 79.25 | 78.7 | 9 | 0
2030 | TVA_Transmission_2_SOCO | TVA_Transmission | SOCO | Internal | Winter | B16 | 25 | 3200 | 0 | 104.8 | 103.81 | 9 | 0
2030 | TVA_Transmission_2_SOCO | TVA_Transmission | SOCO | Internal | Winter | B17 | 100 | 3200 | 0 | 98.76 | 95.54 | 9 | 0
2030 | TVA_Transmission_2_SOCO | TVA_Transmission | SOCO | Internal | Winter | B18 | 400 | 3200 | 0 | 94.39 | 95.54 | 9 | 0
2030 | TVA_Transmission_2_SOCO | TVA_Transmission | SOCO | Internal | Winter | B19 | 700 | 3200 | 0 | 88.54 | 95.54 | 9 | 0
2030 | TVA_Transmission_2_SOCO | TVA_Transmission | SOCO | Internal | Winter | B20 | 935 | 3200 | 0 | 84.94 | 88.98 | 9 | 0
2030 | TVA_Transmission_2_TVA | TVA_Transmission | TVA | Internal | Shoulder | B11 | 25 | 99999 | 325.03 | 99.77 | 99.78 | 0.01 | 0
2030 | TVA_Transmission_2_TVA | TVA_Transmission | TVA | Internal | Shoulder | B12 | 200 | 99999 | 0 | 95.31 | 95.15 | 0.01 | 0
2030 | TVA_Transmission_2_TVA | TVA_Transmission | TVA | Internal | Shoulder | B13 | 600 | 99999 | 356.29 | 91.76 | 91.77 | 0.01 | 0
2030 | TVA_Transmission_2_TVA | TVA_Transmission | TVA | Internal | Shoulder | B14 | 900 | 99999 | 2786.22 | 85.38 | 85.39 | 0.01 | 0
2030 | TVA_Transmission_2_TVA | TVA_Transmission | TVA | Internal | Shoulder | B15 | 1203 | 99999 | 2217.18 | 81.87 | 81.88 | 0.01 | 0
2030 | TVA_Transmission_2_TVA | TVA_Transmission | TVA | Internal | Summer | B1 | 10 | 99999 | 4178.82 | 151.7 | 151.71 | 0.01 | 0
2030 | TVA_Transmission_2_TVA | TVA_Transmission | TVA | Internal | Summer | B2 | 25 | 99999 | 3433.12 | 148.86 | 148.87 | 0.01 | 0
2030 | TVA_Transmission_2_TVA | TVA_Transmission | TVA | Internal | Summer | B3 | 75 | 99999 | 1969.83 | 146.39 | 146.4 | 0.01 | 0
2030 | TVA_Transmission_2_TVA | TVA_Transmission | TVA | Internal | Summer | B4 | 100 | 99999 | 1293.71 | 146.39 | 146.4 | 0.01 | 0
2030 | TVA_Transmission_2_TVA | TVA_Transmission | TVA | Internal | Summer | B5 | 200 | 99999 | 0 | 132.39 | 124.19 | 0.01 | 0
2030 | TVA_Transmission_2_TVA | TVA_Transmission | TVA | Internal | Summer | B6 | 300 | 99999 | 0 | 99.77 | 94.3 | 0.01 | 0
2030 | TVA_Transmission_2_TVA | TVA_Transmission | TVA | Internal | Summer | B7 | 400 | 99999 | 0 | 93.16 | 90.34 | 0.01 | 0
2030 | TVA_Transmission_2_TVA | TVA_Transmission | TVA | Internal | Summer | B8 | 500 | 99999 | 0 | 90.47 | 90.34 | 0.01 | 0
2030 | TVA_Transmission_2_TVA | TVA_Transmission | TVA | Internal | Summer | B9 | 800 | 99999 | 1562.93 | 83.53 | 83.54 | 0.01 | 0
2030 | TVA_Transmission_2_TVA | TVA_Transmission | TVA | Internal | Summer | B10 | 1262 | 99999 | 0 | 79.25 | 78.24 | 0.01 | 0
2030 | TVA_Transmission_2_TVA | TVA_Transmission | TVA | Internal | Winter | B16 | 25 | 99999 | 1247.67 | 104.8 | 104.81 | 0.01 | 0
2030 | TVA_Transmission_2_TVA | TVA_Transmission | TVA | Internal | Winter | B17 | 100 | 99999 | 567.55 | 98.76 | 98.77 | 0.01 | 0
2030 | TVA_Transmission_2_TVA | TVA_Transmission | TVA | Internal | Winter | B18 | 400 | 99999 | 0 | 94.39 | 93.78 | 0.01 | 0
2030 | TVA_Transmission_2_TVA | TVA_Transmission | TVA | Internal | Winter | B19 | 700 | 99999 | 784.38 | 88.54 | 88.56 | 0.01 | 0
2030 | TVA_Transmission_2_TVA | TVA_Transmission | TVA | Internal | Winter | B20 | 935 | 99999 | 1072.6 | 84.94 | 84.96 | 0.01 | 0
2030 | TVA_Transmission_2_VACAR | TVA_Transmission | VACAR | Internal | Shoulder | B11 | 25 | 900 | 0 | 99.77 | 99.77 | 9 | 0
2030 | TVA_Transmission_2_VACAR | TVA_Transmission | VACAR | Internal | Shoulder | B12 | 200 | 900 | 0 | 95.31 | 95.66 | 9 | 0
2030 | TVA_Transmission_2_VACAR | TVA_Transmission | VACAR | Internal | Shoulder | B13 | 600 | 900 | 0 | 91.76 | 91.03 | 9 | 0
2030 | TVA_Transmission_2_VACAR | TVA_Transmission | VACAR | Internal | Shoulder | B14 | 900 | 900 | 0 | 85.38 | 85.38 | 9 | 0
2030 | TVA_Transmission_2_VACAR | TVA_Transmission | VACAR | Internal | Shoulder | B15 | 1203 | 900 | 0 | 81.87 | 82.83 | 9 | 0
2030 | TVA_Transmission_2_VACAR | TVA_Transmission | VACAR | Internal | Summer | B1 | 10 | 900 | 0 | 151.7 | 151.39 | 9 | 0
2030 | TVA_Transmission_2_VACAR | TVA_Transmission | VACAR | Internal | Summer | B2 | 25 | 900 | 0 | 148.86 | 151.39 | 9 | 0
2030 | TVA_Transmission_2_VACAR | TVA_Transmission | VACAR | Internal | Summer | B3 | 75 | 900 | 0 | 146.39 | 151.39 | 9 | 0
2030 | TVA_Transmission_2_VACAR | TVA_Transmission | VACAR | Internal | Summer | B4 | 100 | 900 | 0 | 146.39 | 151.39 | 9 | 0
2030 | TVA_Transmission_2_VACAR | TVA_Transmission | VACAR | Internal | Summer | B5 | 200 | 900 | 0 | 132.39 | 139.19 | 9 | 0
2030 | TVA_Transmission_2_VACAR | TVA_Transmission | VACAR | Internal | Summer | B6 | 300 | 900 | 0 | 99.77 | 107.09 | 9 | 0
2030 | TVA_Transmission_2_VACAR | TVA_Transmission | VACAR | Internal | Summer | B7 | 400 | 900 | 0 | 93.16 | 96.25 | 9 | 0
2030 | TVA_Transmission_2_VACAR | TVA_Transmission | VACAR | Internal | Summer | B8 | 500 | 900 | 0 | 90.47 | 91.79 | 9 | 0
2030 | TVA_Transmission_2_VACAR | TVA_Transmission | VACAR | Internal | Summer | B9 | 800 | 900 | 0 | 83.53 | 81.31 | 9 | 0
2030 | TVA_Transmission_2_VACAR | TVA_Transmission | VACAR | Internal | Summer | B10 | 1262 | 900 | 0 | 79.25 | 80.87 | 9 | 0
2030 | TVA_Transmission_2_VACAR | TVA_Transmission | VACAR | Internal | Winter | B16 | 25 | 900 | 900 | 104.8 | 118.66 | 9 | 4.86
2030 | TVA_Transmission_2_VACAR | TVA_Transmission | VACAR | Internal | Winter | B17 | 100 | 900 | 0 | 98.76 | 105.54 | 9 | 0
2030 | TVA_Transmission_2_VACAR | TVA_Transmission | VACAR | Internal | Winter | B18 | 400 | 900 | 0 | 94.39 | 97.17 | 9 | 0
2030 | TVA_Transmission_2_VACAR | TVA_Transmission | VACAR | Internal | Winter | B19 | 700 | 900 | 0 | 88.54 | 88.54 | 9 | 0
2030 | TVA_Transmission_2_VACAR | TVA_Transmission | VACAR | Internal | Winter | B20 | 935 | 900 | 0 | 84.94 | 87.21 | 9 | 0
2030 | VACAR_2_SOCO | VACAR | SOCO | Internal | Shoulder | B11 | 25 | 3000 | 0 | 99.77 | 102.22 | 7 | 0
2030 | VACAR_2_SOCO | VACAR | SOCO | Internal | Shoulder | B12 | 200 | 3000 | 0 | 95.66 | 92.38 | 7 | 0
2030 | VACAR_2_SOCO | VACAR | SOCO | Internal | Shoulder | B13 | 600 | 3000 | 0 | 91.03 | 92.38 | 7 | 0
2030 | VACAR_2_SOCO | VACAR | SOCO | Internal | Shoulder | B14 | 900 | 3000 | 808.38 | 85.38 | 92.38 | 7 | 0
2030 | VACAR_2_SOCO | VACAR | SOCO | Internal | Shoulder | B15 | 1203 | 3000 | 0 | 82.83 | 86.65 | 7 | 0
2030 | VACAR_2_SOCO | VACAR | SOCO | Internal | Summer | B1 | 10 | 3000 | 0 | 151.39 | 156.93 | 7 | 0
2030 | VACAR_2_SOCO | VACAR | SOCO | Internal | Summer | B2 | 25 | 3000 | 0 | 151.39 | 149.4 | 7 | 0
2030 | VACAR_2_SOCO | VACAR | SOCO | Internal | Summer | B3 | 75 | 3000 | 0 | 151.39 | 149.4 | 7 | 0
2030 | VACAR_2_SOCO | VACAR | SOCO | Internal | Summer | B4 | 100 | 3000 | 0 | 151.39 | 149.4 | 7 | 0
2030 | VACAR_2_SOCO | VACAR | SOCO | Internal | Summer | B5 | 200 | 3000 | 0 | 139.19 | 133.19 | 7 | 0
2030 | VACAR_2_SOCO | VACAR | SOCO | Internal | Summer | B6 | 300 | 3000 | 0 | 107.09 | 97.09 | 7 | 0
2030 | VACAR_2_SOCO | VACAR | SOCO | Internal | Summer | B7 | 400 | 3000 | 0 | 96.25 | 94.21 | 7 | 0
2030 | VACAR_2_SOCO | VACAR | SOCO | Internal | Summer | B8 | 500 | 3000 | 0 | 91.79 | 90.88 | 7 | 0
2030 | VACAR_2_SOCO | VACAR | SOCO | Internal | Summer | B9 | 800 | 3000 | 3000 | 81.31 | 90.88 | 7 | 2.57
2030 | VACAR_2_SOCO | VACAR | SOCO | Internal | Summer | B10 | 1262 | 3000 | 0 | 80.87 | 78.7 | 7 | 0
2030 | VACAR_2_SOCO | VACAR | SOCO | Internal | Winter | B16 | 25 | 3000 | 0 | 118.66 | 103.81 | 7 | 0
2030 | VACAR_2_SOCO | VACAR | SOCO | Internal | Winter | B17 | 100 | 3000 | 0 | 105.54 | 95.54 | 7 | 0
2030 | VACAR_2_SOCO | VACAR | SOCO | Internal | Winter | B18 | 400 | 3000 | 0 | 97.17 | 95.54 | 7 | 0
2030 | VACAR_2_SOCO | VACAR | SOCO | Internal | Winter | B19 | 700 | 3000 | 1787.09 | 88.54 | 95.54 | 7 | 0
2030 | VACAR_2_SOCO | VACAR | SOCO | Internal | Winter | B20 | 935 | 3000 | 0 | 87.21 | 88.98 | 7 | 0
2035 | ENT_2_MISO_MO-IL | ENT | MISO_MO-IL | Internal | Shoulder | B11 | 25 | 2260 | 0 | 94.88 | 91.23 | 8 | 0
2035 | ENT_2_MISO_MO-IL | ENT | MISO_MO-IL | Internal | Shoulder | B12 | 200 | 2260 | 0 | 91.01 | 87.94 | 8 | 0
2035 | ENT_2_MISO_MO-IL | ENT | MISO_MO-IL | Internal | Shoulder | B13 | 600 | 2260 | 0 | 91.01 | 83.01 | 8 | 0
2035 | ENT_2_MISO_MO-IL | ENT | MISO_MO-IL | Internal | Shoulder | B14 | 900 | 2260 | 0 | 90.26 | 82.24 | 8 | 0
2035 | ENT_2_MISO_MO-IL | ENT | MISO_MO-IL | Internal | Shoulder | B15 | 1203 | 2260 | 0 | 84.28 | 76.28 | 8 | 0
2035 | ENT_2_MISO_MO-IL | ENT | MISO_MO-IL | Internal | Summer | B1 | 10 | 2260 | 0 | 146.86 | 146.6 | 8 | 0
2035 | ENT_2_MISO_MO-IL | ENT | MISO_MO-IL | Internal | Summer | B2 | 25 | 2260 | 0 | 142.62 | 142.08 | 8 | 0
2035 | ENT_2_MISO_MO-IL | ENT | MISO_MO-IL | Internal | Summer | B3 | 75 | 2260 | 0 | 142.62 | 141.54 | 8 | 0
2035 | ENT_2_MISO_MO-IL | ENT | MISO_MO-IL | Internal | Summer | B4 | 100 | 2260 | 0 | 138.77 | 141.54 | 8 | 0
2035 | ENT_2_MISO_MO-IL | ENT | MISO_MO-IL | Internal | Summer | B5 | 200 | 2260 | 1490.96 | 115.19 | 123.19 | 8 | 0
2035 | ENT_2_MISO_MO-IL | ENT | MISO_MO-IL | Internal | Summer | B6 | 300 | 2260 | 1508.4 | 93.03 | 101.03 | 8 | 0
2035 | ENT_2_MISO_MO-IL | ENT | MISO_MO-IL | Internal | Summer | B7 | 400 | 2260 | 0 | 92.34 | 87.59 | 8 | 0
2035 | ENT_2_MISO_MO-IL | ENT | MISO_MO-IL | Internal | Summer | B8 | 500 | 2260 | 0 | 92.03 | 84.03 | 8 | 0
2035 | ENT_2_MISO_MO-IL | ENT | MISO_MO-IL | Internal | Summer | B9 | 800 | 2260 | 0 | 89.23 | 77.24 | 8 | 0
2035 | ENT_2_MISO_MO-IL | ENT | MISO_MO-IL | Internal | Summer | B10 | 1262 | 2260 | 0 | 82.83 | 74.83 | 8 | 0
2035 | ENT_2_MISO_MO-IL | ENT | MISO_MO-IL | Internal | Winter | B16 | 25 | 2260 | 0 | 97.49 | 97.03 | 8 | 0
2035 | ENT_2_MISO_MO-IL | ENT | MISO_MO-IL | Internal | Winter | B17 | 100 | 2260 | 0 | 94.62 | 91.41 | 8 | 0
2035 | ENT_2_MISO_MO-IL | ENT | MISO_MO-IL | Internal | Winter | B18 | 400 | 2260 | 0 | 94.62 | 86.62 | 8 | 0
2035 | ENT_2_MISO_MO-IL | ENT | MISO_MO-IL | Internal | Winter | B19 | 700 | 2260 | 0 | 93.5 | 85.5 | 8 | 0
2035 | ENT_2_MISO_MO-IL | ENT | MISO_MO-IL | Internal | Winter | B20 | 935 | 2260 | 0 | 87.3 | 79.3 | 8 | 0
2035 | ENT_2_SOCO | ENT | SOCO | Internal | Shoulder | B11 | 25 | 2000 | 0 | 94.88 | 93.21 | 8 | 0
2035 | ENT_2_SOCO | ENT | SOCO | Internal | Shoulder | B12 | 200 | 2000 | 0 | 91.01 | 93.21 | 8 | 0
2035 | ENT_2_SOCO | ENT | SOCO | Internal | Shoulder | B13 | 600 | 2000 | 0 | 91.01 | 93.21 | 8 | 0
2035 | ENT_2_SOCO | ENT | SOCO | Internal | Shoulder | B14 | 900 | 2000 | 0 | 90.26 | 93.21 | 8 | 0
2035 | ENT_2_SOCO | ENT | SOCO | Internal | Shoulder | B15 | 1203 | 2000 | 0 | 84.28 | 80.68 | 8 | 0
2035 | ENT_2_SOCO | ENT | SOCO | Internal | Summer | B1 | 10 | 2000 | 1646.8 | 146.86 | 154.86 | 8 | 0
2035 | ENT_2_SOCO | ENT | SOCO | Internal | Summer | B2 | 25 | 2000 | 783.56 | 142.62 | 150.62 | 8 | 0
2035 | ENT_2_SOCO | ENT | SOCO | Internal | Summer | B3 | 75 | 2000 | 1610.77 | 142.62 | 150.62 | 8 | 0
2035 | ENT_2_SOCO | ENT | SOCO | Internal | Summer | B4 | 100 | 2000 | 908.83 | 138.77 | 146.77 | 8 | 0
2035 | ENT_2_SOCO | ENT | SOCO | Internal | Summer | B5 | 200 | 2000 | 0 | 115.19 | 108.17 | 8 | 0
2035 | ENT_2_SOCO | ENT | SOCO | Internal | Summer | B6 | 300 | 2000 | 0 | 93.03 | 96.25 | 8 | 0
2035 | ENT_2_SOCO | ENT | SOCO | Internal | Summer | B7 | 400 | 2000 | 0 | 92.34 | 91.64 | 8 | 0
2035 | ENT_2_SOCO | ENT | SOCO | Internal | Summer | B8 | 500 | 2000 | 0 | 92.03 | 91.64 | 8 | 0
2035 | ENT_2_SOCO | ENT | SOCO | Internal | Summer | B9 | 800 | 2000 | 0 | 89.23 | 87.37 | 8 | 0
2035 | ENT_2_SOCO | ENT | SOCO | Internal | Summer | B10 | 1262 | 2000 | 0 | 82.83 | 79.35 | 8 | 0
2035 | ENT_2_SOCO | ENT | SOCO | Internal | Winter | B16 | 25 | 2000 | 508.37 | 97.49 | 105.49 | 8 | 0
2035 | ENT_2_SOCO | ENT | SOCO | Internal | Winter | B17 | 100 | 2000 | 0 | 94.62 | 96.69 | 8 | 0
2035 | ENT_2_SOCO | ENT | SOCO | Internal | Winter | B18 | 400 | 2000 | 0 | 94.62 | 96.69 | 8 | 0
2035 | ENT_2_SOCO | ENT | SOCO | Internal | Winter | B19 | 700 | 2000 | 0 | 93.5 | 96.31 | 8 | 0
2035 | ENT_2_SOCO | ENT | SOCO | Internal | Winter | B20 | 935 | 2000 | 0 | 87.3 | 83.64 | 8 | 0
2035 | ENT_2_SPP_N | ENT | SPP_N | Internal | Shoulder | B11 | 25 | 1300 | 0 | 94.88 | 90.99 | 8 | 0
2035 | ENT_2_SPP_N | ENT | SPP_N | Internal | Shoulder | B12 | 200 | 1300 | 0 | 91.01 | 86.01 | 8 | 0
2035 | ENT_2_SPP_N | ENT | SPP_N | Internal | Shoulder | B13 | 600 | 1300 | 0 | 91.01 | 81.55 | 8 | 0
2035 | ENT_2_SPP_N | ENT | SPP_N | Internal | Shoulder | B14 | 900 | 1300 | 0 | 90.26 | 79.53 | 8 | 0
2035 | ENT_2_SPP_N | ENT | SPP_N | Internal | Shoulder | B15 | 1203 | 1300 | 0 | 84.28 | 78.62 | 8 | 0
2035 | ENT_2_SPP_N | ENT | SPP_N | Internal | Summer | B1 | 10 | 1300 | 0 | 146.86 | 141.86 | 8 | 0
2035 | ENT_2_SPP_N | ENT | SPP_N | Internal | Summer | B2 | 25 | 1300 | 0 | 142.62 | 141.86 | 8 | 0
2035 | ENT_2_SPP_N | ENT | SPP_N | Internal | Summer | B3 | 75 | 1300 | 0 | 142.62 | 146.16 | 8 | 0
2035 | ENT_2_SPP_N | ENT | SPP_N | Internal | Summer | B4 | 100 | 1300 | 0 | 138.77 | 141.86 | 8 | 0
2035 | ENT_2_SPP_N | ENT | SPP_N | Internal | Summer | B5 | 200 | 1300 | 0 | 115.19 | 118.2 | 8 | 0
2035 | ENT_2_SPP_N | ENT | SPP_N | Internal | Summer | B6 | 300 | 1300 | 0 | 93.03 | 97.15 | 8 | 0
2035 | ENT_2_SPP_N | ENT | SPP_N | Internal | Summer | B7 | 400 | 1300 | 0 | 92.34 | 92.36 | 8 | 0
2035 | ENT_2_SPP_N | ENT | SPP_N | Internal | Summer | B8 | 500 | 1300 | 0 | 92.03 | 89.14 | 8 | 0
2035 | ENT_2_SPP_N | ENT | SPP_N | Internal | Summer | B9 | 800 | 1300 | 0 | 89.23 | 84.23 | 8 | 0
2035 | ENT_2_SPP_N | ENT | SPP_N | Internal | Summer | B10 | 1262 | 1300 | 0 | 82.83 | 77.31 | 8 | 0
2035 | ENT_2_SPP_N | ENT | SPP_N | Internal | Winter | B16 | 25 | 1300 | 0 | 97.49 | 88.98 | 8 | 0
2035 | ENT_2_SPP_N | ENT | SPP_N | Internal | Winter | B17 | 100 | 1300 | 0 | 94.62 | 86.3 | 8 | 0
2035 | ENT_2_SPP_N | ENT | SPP_N | Internal | Winter | B18 | 400 | 1300 | 0 | 94.62 | 84.98 | 8 | 0
2035 | ENT_2_SPP_N | ENT | SPP_N | Internal | Winter | B19 | 700 | 1300 | 0 | 93.5 | 82.85 | 8 | 0
2035 | ENT_2_SPP_N | ENT | SPP_N | Internal | Winter | B20 | 935 | 1300 | 0 | 87.3 | 81.82 | 8 | 0
2035 | ENT_2_SPP_S | ENT | SPP_S | Internal | Shoulder | B11 | 25 | 1300 | 0 | 94.88 | 91 | 8 | 0
2035 | ENT_2_SPP_S | ENT | SPP_S | Internal | Shoulder | B12 | 200 | 1300 | 0 | 91.01 | 86.02 | 8 | 0
2035 | ENT_2_SPP_S | ENT | SPP_S | Internal | Shoulder | B13 | 600 | 1300 | 0 | 91.01 | 81.57 | 8 | 0
2035 | ENT_2_SPP_S | ENT | SPP_S | Internal | Shoulder | B14 | 900 | 1300 | 0 | 90.26 | 78.63 | 8 | 0
2035 | ENT_2_SPP_S | ENT | SPP_S | Internal | Shoulder | B15 | 1203 | 1300 | 0 | 84.28 | 78.63 | 8 | 0
2035 | ENT_2_SPP_S | ENT | SPP_S | Internal | Summer | B1 | 10 | 1300 | 0 | 146.86 | 93.32 | 8 | 0
2035 | ENT_2_SPP_S | ENT | SPP_S | Internal | Summer | B2 | 25 | 1300 | 0 | 142.62 | 129.62 | 8 | 0
2035 | ENT_2_SPP_S | ENT | SPP_S | Internal | Summer | B3 | 75 | 1300 | 0 | 142.62 | 130.73 | 8 | 0
2035 | ENT_2_SPP_S | ENT | SPP_S | Internal | Summer | B4 | 100 | 1300 | 0 | 138.77 | 129.62 | 8 | 0
2035 | ENT_2_SPP_S | ENT | SPP_S | Internal | Summer | B5 | 200 | 1300 | 0 | 115.19 | 110.19 | 8 | 0
2035 | ENT_2_SPP_S | ENT | SPP_S | Internal | Summer | B6 | 300 | 1300 | 0 | 93.03 | 97.16 | 8 | 0
2035 | ENT_2_SPP_S | ENT | SPP_S | Internal | Summer | B7 | 400 | 1300 | 0 | 92.34 | 92.37 | 8 | 0
2035 | ENT_2_SPP_S | ENT | SPP_S | Internal | Summer | B8 | 500 | 1300 | 0 | 92.03 | 89.15 | 8 | 0
2035 | ENT_2_SPP_S | ENT | SPP_S | Internal | Summer | B9 | 800 | 1300 | 0 | 89.23 | 87.41 | 8 | 0
2035 | ENT_2_SPP_S | ENT | SPP_S | Internal | Summer | B10 | 1262 | 1300 | 0 | 82.83 | 77.32 | 8 | 0
2035 | ENT_2_SPP_S | ENT | SPP_S | Internal | Winter | B16 | 25 | 1300 | 0 | 97.49 | 88.99 | 8 | 0
2035 | ENT_2_SPP_S | ENT | SPP_S | Internal | Winter | B17 | 100 | 1300 | 0 | 94.62 | 86.31 | 8 | 0
2035 | ENT_2_SPP_S | ENT | SPP_S | Internal | Winter | B18 | 400 | 1300 | 0 | 94.62 | 84.99 | 8 | 0
2035 | ENT_2_SPP_S | ENT | SPP_S | Internal | Winter | B19 | 700 | 1300 | 0 | 93.5 | 82.87 | 8 | 0
2035 | ENT_2_SPP_S | ENT | SPP_S | Internal | Winter | B20 | 935 | 1300 | 0 | 87.3 | 81.83 | 8 | 0
2035 | ENT_2_TVA_Transmission | ENT | TVA_Transmission | Internal | Shoulder | B11 | 25 | 2100 | 0 | 94.88 | 97.25 | 8 | 0
2035 | ENT_2_TVA_Transmission | ENT | TVA_Transmission | Internal | Shoulder | B12 | 200 | 2100 | 0 | 91.01 | 93.71 | 8 | 0
2035 | ENT_2_TVA_Transmission | ENT | TVA_Transmission | Internal | Shoulder | B13 | 600 | 2100 | 0 | 91.01 | 90.59 | 8 | 0
2035 | ENT_2_TVA_Transmission | ENT | TVA_Transmission | Internal | Shoulder | B14 | 900 | 2100 | 0 | 90.26 | 90.24 | 8 | 0
2035 | ENT_2_TVA_Transmission | ENT | TVA_Transmission | Internal | Shoulder | B15 | 1203 | 2100 | 0 | 84.28 | 82.21 | 8 | 0
2035 | ENT_2_TVA_Transmission | ENT | TVA_Transmission | Internal | Summer | B1 | 10 | 2100 | 0 | 146.86 | 154.6 | 8 | 0
2035 | ENT_2_TVA_Transmission | ENT | TVA_Transmission | Internal | Summer | B2 | 25 | 2100 | 0 | 142.62 | 150.08 | 8 | 0
2035 | ENT_2_TVA_Transmission | ENT | TVA_Transmission | Internal | Summer | B3 | 75 | 2100 | 0 | 142.62 | 146.77 | 8 | 0
2035 | ENT_2_TVA_Transmission | ENT | TVA_Transmission | Internal | Summer | B4 | 100 | 2100 | 514.33 | 138.77 | 146.77 | 8 | 0
2035 | ENT_2_TVA_Transmission | ENT | TVA_Transmission | Internal | Summer | B5 | 200 | 2100 | 0 | 115.19 | 118.17 | 8 | 0
2035 | ENT_2_TVA_Transmission | ENT | TVA_Transmission | Internal | Summer | B6 | 300 | 2100 | 0 | 93.03 | 100.09 | 8 | 0
2035 | ENT_2_TVA_Transmission | ENT | TVA_Transmission | Internal | Summer | B7 | 400 | 2100 | 0 | 92.34 | 92.86 | 8 | 0
2035 | ENT_2_TVA_Transmission | ENT | TVA_Transmission | Internal | Summer | B8 | 500 | 2100 | 0 | 92.03 | 90.92 | 8 | 0
2035 | ENT_2_TVA_Transmission | ENT | TVA_Transmission | Internal | Summer | B9 | 800 | 2100 | 0 | 89.23 | 85.24 | 8 | 0
2035 | ENT_2_TVA_Transmission | ENT | TVA_Transmission | Internal | Summer | B10 | 1262 | 2100 | 0 | 82.83 | 79.62 | 8 | 0
2035 | ENT_2_TVA_Transmission | ENT | TVA_Transmission | Internal | Winter | B16 | 25 | 2100 | 0 | 97.49 | 105.03 | 8 | 0
2035 | ENT_2_TVA_Transmission | ENT | TVA_Transmission | Internal | Winter | B17 | 100 | 2100 | 0 | 94.62 | 99.41 | 8 | 0
2035 | ENT_2_TVA_Transmission | ENT | TVA_Transmission | Internal | Winter | B18 | 400 | 2100 | 0 | 94.62 | 93.46 | 8 | 0
2035 | ENT_2_TVA_Transmission | ENT | TVA_Transmission | Internal | Winter | B19 | 700 | 2100 | 0 | 93.5 | 92.74 | 8 | 0
2035 | ENT_2_TVA_Transmission | ENT | TVA_Transmission | Internal | Winter | B20 | 935 | 2100 | 0 | 87.3 | 85.71 | 8 | 0
2035 | FRCC_2_SOCO | FRCC | SOCO | Internal | Shoulder | B11 | 25 | 900 | 0 | 98.41 | 93.21 | 8 | 0
2035 | FRCC_2_SOCO | FRCC | SOCO | Internal | Shoulder | B12 | 200 | 900 | 0 | 98.41 | 93.21 | 8 | 0
2035 | FRCC_2_SOCO | FRCC | SOCO | Internal | Shoulder | B13 | 600 | 900 | 0 | 98.41 | 93.21 | 8 | 0
2035 | FRCC_2_SOCO | FRCC | SOCO | Internal | Shoulder | B14 | 900 | 900 | 0 | 92.6 | 93.21 | 8 | 0
2035 | FRCC_2_SOCO | FRCC | SOCO | Internal | Shoulder | B15 | 1203 | 900 | 0 | 85.11 | 80.68 | 8 | 0
2035 | FRCC_2_SOCO | FRCC | SOCO | Internal | Summer | B1 | 10 | 900 | 0 | 156.88 | 154.86 | 8 | 0
2035 | FRCC_2_SOCO | FRCC | SOCO | Internal | Summer | B2 | 25 | 900 | 0 | 156.88 | 150.62 | 8 | 0
2035 | FRCC_2_SOCO | FRCC | SOCO | Internal | Summer | B3 | 75 | 900 | 0 | 156.88 | 150.62 | 8 | 0
2035 | FRCC_2_SOCO | FRCC | SOCO | Internal | Summer | B4 | 100 | 900 | 0 | 156.77 | 146.77 | 8 | 0
2035 | FRCC_2_SOCO | FRCC | SOCO | Internal | Summer | B5 | 200 | 900 | 900 | 97.35 | 108.17 | 8 | 2.83
2035 | FRCC_2_SOCO | FRCC | SOCO | Internal | Summer | B6 | 300 | 900 | 0 | 97.35 | 96.25 | 8 | 0
2035 | FRCC_2_SOCO | FRCC | SOCO | Internal | Summer | B7 | 400 | 900 | 0 | 97.35 | 91.64 | 8 | 0
2035 | FRCC_2_SOCO | FRCC | SOCO | Internal | Summer | B8 | 500 | 900 | 0 | 97.35 | 91.64 | 8 | 0
2035 | FRCC_2_SOCO | FRCC | SOCO | Internal | Summer | B9 | 800 | 900 | 0 | 97.35 | 87.37 | 8 | 0
2035 | FRCC_2_SOCO | FRCC | SOCO | Internal | Summer | B10 | 1262 | 900 | 0 | 84.2 | 79.35 | 8 | 0
2035 | FRCC_2_SOCO | FRCC | SOCO | Internal | Winter | B16 | 25 | 900 | 0 | 101.32 | 105.49 | 8 | 0
2035 | FRCC_2_SOCO | FRCC | SOCO | Internal | Winter | B17 | 100 | 900 | 0 | 101.32 | 96.69 | 8 | 0
2035 | FRCC_2_SOCO | FRCC | SOCO | Internal | Winter | B18 | 400 | 900 | 0 | 101.32 | 96.69 | 8 | 0
2035 | FRCC_2_SOCO | FRCC | SOCO | Internal | Winter | B19 | 700 | 900 | 640.31 | 88.31 | 96.31 | 8 | 0
2035 | FRCC_2_SOCO | FRCC | SOCO | Internal | Winter | B20 | 935 | 900 | 0 | 87.58 | 83.64 | 8 | 0
2035 | HQ_NEISO_2_NEISO | HQ_NEISO | NEISO | Internal | Shoulder | B11 | 25 | 99999 | 3866.9 | 81.52 | 81.53 | 0.01 | 0
2035 | HQ_NEISO_2_NEISO | HQ_NEISO | NEISO | Internal | Shoulder | B12 | 200 | 99999 | 3857.4 | 79.44 | 79.46 | 0.01 | 0
2035 | HQ_NEISO_2_NEISO | HQ_NEISO | NEISO | Internal | Shoulder | B13 | 600 | 99999 | 3820.02 | 79.08 | 79.09 | 0.01 | 0
2035 | HQ_NEISO_2_NEISO | HQ_NEISO | NEISO | Internal | Shoulder | B14 | 900 | 99999 | 3754.63 | 79.08 | 79.09 | 0.01 | 0
2035 | HQ_NEISO_2_NEISO | HQ_NEISO | NEISO | Internal | Shoulder | B15 | 1203 | 99999 | 1797.77 | 79.08 | 79.09 | 0.01 | 0
2035 | HQ_NEISO_2_NEISO | HQ_NEISO | NEISO | Internal | Summer | B1 | 10 | 99999 | 4396.59 | 116.57 | 116.58 | 0.01 | 0
2035 | HQ_NEISO_2_NEISO | HQ_NEISO | NEISO | Internal | Summer | B2 | 25 | 99999 | 4333.83 | 116.57 | 116.58 | 0.01 | 0
2035 | HQ_NEISO_2_NEISO | HQ_NEISO | NEISO | Internal | Summer | B3 | 75 | 99999 | 4208.73 | 106.45 | 106.46 | 0.01 | 0
2035 | HQ_NEISO_2_NEISO | HQ_NEISO | NEISO | Internal | Summer | B4 | 100 | 99999 | 4101.1 | 82.58 | 82.59 | 0.01 | 0
2035 | HQ_NEISO_2_NEISO | HQ_NEISO | NEISO | Internal | Summer | B5 | 200 | 99999 | 4042.61 | 78.06 | 78.07 | 0.01 | 0
2035 | HQ_NEISO_2_NEISO | HQ_NEISO | NEISO | Internal | Summer | B6 | 300 | 99999 | 3976.65 | 78.06 | 78.07 | 0.01 | 0
2035 | HQ_NEISO_2_NEISO | HQ_NEISO | NEISO | Internal | Summer | B7 | 400 | 99999 | 3901.06 | 78.06 | 78.07 | 0.01 | 0
2035 | HQ_NEISO_2_NEISO | HQ_NEISO | NEISO | Internal | Summer | B8 | 500 | 99999 | 3841.63 | 78.06 | 78.07 | 0.01 | 0
2035 | HQ_NEISO_2_NEISO | HQ_NEISO | NEISO | Internal | Summer | B9 | 800 | 99999 | 3768.83 | 78.06 | 78.07 | 0.01 | 0
2035 | HQ_NEISO_2_NEISO | HQ_NEISO | NEISO | Internal | Summer | B10 | 1262 | 99999 | 1471.96 | 78.06 | 78.07 | 0.01 | 0
2035 | HQ_NEISO_2_NEISO | HQ_NEISO | NEISO | Internal | Winter | B16 | 25 | 99999 | 3998.62 | 91.09 | 91.1 | 0.01 | 0
2035 | HQ_NEISO_2_NEISO | HQ_NEISO | NEISO | Internal | Winter | B17 | 100 | 99999 | 3945.7 | 89.5 | 89.51 | 0.01 | 0
2035 | HQ_NEISO_2_NEISO | HQ_NEISO | NEISO | Internal | Winter | B18 | 400 | 99999 | 3905.27 | 84.69 | 84.7 | 0.01 | 0
2035 | HQ_NEISO_2_NEISO | HQ_NEISO | NEISO | Internal | Winter | B19 | 700 | 99999 | 3829.95 | 84.69 | 84.7 | 0.01 | 0
2035 | HQ_NEISO_2_NEISO | HQ_NEISO | NEISO | Internal | Winter | B20 | 935 | 99999 | 1964.44 | 84.69 | 84.7 | 0.01 | 0
2035 | HQ_NY_2_NYISO_A-F | HQ_NY | NYISO_A-F | Internal | Shoulder | B11 | 25 | 99999 | 2812.27 | 84.51 | 84.52 | 0.01 | 0
2035 | HQ_NY_2_NYISO_A-F | HQ_NY | NYISO_A-F | Internal | Shoulder | B12 | 200 | 99999 | 2847.69 | 82.43 | 82.44 | 0.01 | 0
2035 | HQ_NY_2_NYISO_A-F | HQ_NY | NYISO_A-F | Internal | Shoulder | B13 | 600 | 99999 | 2781.85 | 78.36 | 78.37 | 0.01 | 0
2035 | HQ_NY_2_NYISO_A-F | HQ_NY | NYISO_A-F | Internal | Shoulder | B14 | 900 | 99999 | 2673.14 | 78.36 | 78.37 | 0.01 | 0
2035 | HQ_NY_2_NYISO_A-F | HQ_NY | NYISO_A-F | Internal | Shoulder | B15 | 1203 | 99999 | 1582.7 | 78.36 | 78.37 | 0.01 | 0
2035 | HQ_NY_2_NYISO_A-F | HQ_NY | NYISO_A-F | Internal | Summer | B1 | 10 | 99999 | 3500.1 | 107.26 | 107.27 | 0.01 | 0
2035 | HQ_NY_2_NYISO_A-F | HQ_NY | NYISO_A-F | Internal | Summer | B2 | 25 | 99999 | 3406.71 | 107.26 | 107.27 | 0.01 | 0
2035 | HQ_NY_2_NYISO_A-F | HQ_NY | NYISO_A-F | Internal | Summer | B3 | 75 | 99999 | 3266.7 | 107.26 | 107.27 | 0.01 | 0
2035 | HQ_NY_2_NYISO_A-F | HQ_NY | NYISO_A-F | Internal | Summer | B4 | 100 | 99999 | 3116.37 | 95.22 | 95.23 | 0.01 | 0
2035 | HQ_NY_2_NYISO_A-F | HQ_NY | NYISO_A-F | Internal | Summer | B5 | 200 | 99999 | 3025.49 | 84.06 | 84.07 | 0.01 | 0
2035 | HQ_NY_2_NYISO_A-F | HQ_NY | NYISO_A-F | Internal | Summer | B6 | 300 | 99999 | 2934.86 | 84.06 | 84.07 | 0.01 | 0
2035 | HQ_NY_2_NYISO_A-F | HQ_NY | NYISO_A-F | Internal | Summer | B7 | 400 | 99999 | 2830.75 | 81.56 | 81.57 | 0.01 | 0
2035 | HQ_NY_2_NYISO_A-F | HQ_NY | NYISO_A-F | Internal | Summer | B8 | 500 | 99999 | 2760.25 | 80.45 | 80.46 | 0.01 | 0
2035 | HQ_NY_2_NYISO_A-F | HQ_NY | NYISO_A-F | Internal | Summer | B9 | 800 | 99999 | 2664.71 | 78.66 | 78.67 | 0.01 | 0
2035 | HQ_NY_2_NYISO_A-F | HQ_NY | NYISO_A-F | Internal | Summer | B10 | 1262 | 99999 | 1436.31 | 78.66 | 78.67 | 0.01 | 0
2035 | HQ_NY_2_NYISO_A-F | HQ_NY | NYISO_A-F | Internal | Winter | B16 | 25 | 99999 | 3058.87 | 88.09 | 88.1 | 0.01 | 0
2035 | HQ_NY_2_NYISO_A-F | HQ_NY | NYISO_A-F | Internal | Winter | B17 | 100 | 99999 | 3001.1 | 86.5 | 86.51 | 0.01 | 0
2035 | HQ_NY_2_NYISO_A-F | HQ_NY | NYISO_A-F | Internal | Winter | B18 | 400 | 99999 | 2934.69 | 81.69 | 81.7 | 0.01 | 0
2035 | HQ_NY_2_NYISO_A-F | HQ_NY | NYISO_A-F | Internal | Winter | B19 | 700 | 99999 | 2819.07 | 81.69 | 81.7 | 0.01 | 0
2035 | HQ_NY_2_NYISO_A-F | HQ_NY | NYISO_A-F | Internal | Winter | B20 | 935 | 99999 | 1762.97 | 81.69 | 81.7 | 0.01 | 0
2035 | HQ_IESO_2_IESO | HQ_IESO | IESO | Internal | Shoulder | B11 | 25 | 99999 | 467.25 | 69.27 | 69.28 | 0.01 | 0
2035 | HQ_IESO_2_IESO | HQ_IESO | IESO | Internal | Shoulder | B12 | 200 | 99999 | 469.06 | 69.27 | 69.28 | 0.01 | 0
2035 | HQ_IESO_2_IESO | HQ_IESO | IESO | Internal | Shoulder | B13 | 600 | 99999 | 466.9 | 69.27 | 69.28 | 0.01 | 0
2035 | HQ_IESO_2_IESO | HQ_IESO | IESO | Internal | Shoulder | B14 | 900 | 99999 | 462.95 | 69.27 | 69.28 | 0.01 | 0
2035 | HQ_IESO_2_IESO | HQ_IESO | IESO | Internal | Shoulder | B15 | 1203 | 99999 | 128.57 | 69.27 | 69.28 | 0.01 | 0
2035 | HQ_IESO_2_IESO | HQ_IESO | IESO | Internal | Summer | B1 | 10 | 99999 | 488.01 | 100.26 | 100.27 | 0.01 | 0
2035 | HQ_IESO_2_IESO | HQ_IESO | IESO | Internal | Summer | B2 | 25 | 99999 | 484.21 | 100.26 | 100.27 | 0.01 | 0
2035 | HQ_IESO_2_IESO | HQ_IESO | IESO | Internal | Summer | B3 | 75 | 99999 | 478.68 | 88.22 | 88.23 | 0.01 | 0
2035 | HQ_IESO_2_IESO | HQ_IESO | IESO | Internal | Summer | B4 | 100 | 99999 | 475.18 | 88.22 | 88.23 | 0.01 | 0
2035 | HQ_IESO_2_IESO | HQ_IESO | IESO | Internal | Summer | B5 | 200 | 99999 | 472.55 | 71.22 | 71.23 | 0.01 | 0
2035 | HQ_IESO_2_IESO | HQ_IESO | IESO | Internal | Summer | B6 | 300 | 99999 | 470.41 | 67.8 | 67.82 | 0.01 | 0
2035 | HQ_IESO_2_IESO | HQ_IESO | IESO | Internal | Summer | B7 | 400 | 99999 | 467.7 | 67.8 | 67.82 | 0.01 | 0
2035 | HQ_IESO_2_IESO | HQ_IESO | IESO | Internal | Summer | B8 | 500 | 99999 | 464.74 | 67.8 | 67.82 | 0.01 | 0
2035 | HQ_IESO_2_IESO | HQ_IESO | IESO | Internal | Summer | B9 | 800 | 99999 | 461.51 | 67.8 | 67.82 | 0.01 | 0
2035 | HQ_IESO_2_IESO | HQ_IESO | IESO | Internal | Summer | B10 | 1262 | 99999 | 65.15 | 67.8 | 67.82 | 0.01 | 0
2035 | HQ_IESO_2_IESO | HQ_IESO | IESO | Internal | Winter | B16 | 25 | 99999 | 477.62 | 72.29 | 72.3 | 0.01 | 0
2035 | HQ_IESO_2_IESO | HQ_IESO | IESO | Internal | Winter | B17 | 100 | 99999 | 475.49 | 72.29 | 72.3 | 0.01 | 0
2035 | HQ_IESO_2_IESO | HQ_IESO | IESO | Internal | Winter | B18 | 400 | 99999 | 473.04 | 72.29 | 72.3 | 0.01 | 0
2035 | HQ_IESO_2_IESO | HQ_IESO | IESO | Internal | Winter | B19 | 700 | 99999 | 468.68 | 72.29 | 72.3 | 0.01 | 0
2035 | HQ_IESO_2_IESO | HQ_IESO | IESO | Internal | Winter | B20 | 935 | 99999 | 149.75 | 72.29 | 72.3 | 0.01 | 0
2035 | IESO_2_MAPP_CA | IESO | MAPP_CA | Internal | Shoulder | B11 | 25 | 262 | 0 | 69.28 | 71.6 | 7 | 0
2035 | IESO_2_MAPP_CA | IESO | MAPP_CA | Internal | Shoulder | B12 | 200 | 262 | 0 | 69.28 | 71.6 | 7 | 0
2035 | IESO_2_MAPP_CA | IESO | MAPP_CA | Internal | Shoulder | B13 | 600 | 262 | 0 | 69.28 | 71.6 | 7 | 0
2035 | IESO_2_MAPP_CA | IESO | MAPP_CA | Internal | Shoulder | B14 | 900 | 262 | 0 | 69.28 | 71.6 | 7 | 0
2035 | IESO_2_MAPP_CA | IESO | MAPP_CA | Internal | Shoulder | B15 | 1203 | 262 | 0 | 69.28 | 71.6 | 7 | 0
2035 | IESO_2_MAPP_CA | IESO | MAPP_CA | Internal | Summer | B1 | 10 | 262 | 0 | 100.27 | 63.23 | 7 | 0
2035 | IESO_2_MAPP_CA | IESO | MAPP_CA | Internal | Summer | B2 | 25 | 262 | 0 | 100.27 | 63.23 | 7 | 0
2035 | IESO_2_MAPP_CA | IESO | MAPP_CA | Internal | Summer | B3 | 75 | 262 | 0 | 88.23 | 63.23 | 7 | 0
2035 | IESO_2_MAPP_CA | IESO | MAPP_CA | Internal | Summer | B4 | 100 | 262 | 0 | 88.23 | 63.23 | 7 | 0
2035 | IESO_2_MAPP_CA | IESO | MAPP_CA | Internal | Summer | B5 | 200 | 262 | 0 | 71.23 | 63.23 | 7 | 0
2035 | IESO_2_MAPP_CA | IESO | MAPP_CA | Internal | Summer | B6 | 300 | 262 | 0 | 67.82 | 63.23 | 7 | 0
2035 | IESO_2_MAPP_CA | IESO | MAPP_CA | Internal | Summer | B7 | 400 | 262 | 0 | 67.82 | 63.23 | 7 | 0
2035 | IESO_2_MAPP_CA | IESO | MAPP_CA | Internal | Summer | B8 | 500 | 262 | 0 | 67.82 | 63.23 | 7 | 0
2035 | IESO_2_MAPP_CA | IESO | MAPP_CA | Internal | Summer | B9 | 800 | 262 | 0 | 67.82 | 63.23 | 7 | 0
2035 | IESO_2_MAPP_CA | IESO | MAPP_CA | Internal | Summer | B10 | 1262 | 262 | 0 | 67.82 | 63.23 | 7 | 0
2035 | IESO_2_MAPP_CA | IESO | MAPP_CA | Internal | Winter | B16 | 25 | 262 | 0 | 72.3 | 74.8 | 7 | 0
2035 | IESO_2_MAPP_CA | IESO | MAPP_CA | Internal | Winter | B17 | 100 | 262 | 0 | 72.3 | 74.8 | 7 | 0
2035 | IESO_2_MAPP_CA | IESO | MAPP_CA | Internal | Winter | B18 | 400 | 262 | 0 | 72.3 | 74.8 | 7 | 0
2035 | IESO_2_MAPP_CA | IESO | MAPP_CA | Internal | Winter | B19 | 700 | 262 | 0 | 72.3 | 74.8 | 7 | 0
2035 | IESO_2_MAPP_CA | IESO | MAPP_CA | Internal | Winter | B20 | 935 | 262 | 0 | 72.3 | 74.8 | 7 | 0
2035 | IESO_2_MISO_MI | IESO | MISO_MI | Internal | Shoulder | B11 | 25 | 1840 | 1840 | 69.28 | 91.23 | 7 | 14.94
2035 | IESO_2_MISO_MI | IESO | MISO_MI | Internal | Shoulder | B12 | 200 | 1840 | 1840 | 69.28 | 87.96 | 7 | 11.67
2035 | IESO_2_MISO_MI | IESO | MISO_MI | Internal | Shoulder | B13 | 600 | 1840 | 1840 | 69.28 | 84.37 | 7 | 8.09
2035 | IESO_2_MISO_MI | IESO | MISO_MI | Internal | Shoulder | B14 | 900 | 1840 | 1840 | 69.28 | 83.3 | 7 | 7.02
2035 | IESO_2_MISO_MI | IESO | MISO_MI | Internal | Shoulder | B15 | 1203 | 1840 | 1573.71 | 69.28 | 76.28 | 7 | 0
2035 | IESO_2_MISO_MI | IESO | MISO_MI | Internal | Summer | B1 | 10 | 1840 | 1840 | 100.27 | 146.6 | 7 | 39.33
2035 | IESO_2_MISO_MI | IESO | MISO_MI | Internal | Summer | B2 | 25 | 1840 | 1840 | 100.27 | 142.08 | 7 | 34.81
2035 | IESO_2_MISO_MI | IESO | MISO_MI | Internal | Summer | B3 | 75 | 1840 | 1840 | 88.23 | 140.07 | 7 | 44.85
2035 | IESO_2_MISO_MI | IESO | MISO_MI | Internal | Summer | B4 | 100 | 1840 | 1840 | 88.23 | 138.78 | 7 | 43.56
2035 | IESO_2_MISO_MI | IESO | MISO_MI | Internal | Summer | B5 | 200 | 1840 | 1840 | 71.23 | 119.19 | 7 | 40.96
2035 | IESO_2_MISO_MI | IESO | MISO_MI | Internal | Summer | B6 | 300 | 1840 | 1840 | 67.82 | 99.39 | 7 | 24.58
2035 | IESO_2_MISO_MI | IESO | MISO_MI | Internal | Summer | B7 | 400 | 1840 | 1840 | 67.82 | 87.58 | 7 | 12.77
2035 | IESO_2_MISO_MI | IESO | MISO_MI | Internal | Summer | B8 | 500 | 1840 | 1840 | 67.82 | 84.04 | 7 | 9.23
2035 | IESO_2_MISO_MI | IESO | MISO_MI | Internal | Summer | B9 | 800 | 1840 | 1840 | 67.82 | 77.25 | 7 | 2.44
2035 | IESO_2_MISO_MI | IESO | MISO_MI | Internal | Summer | B10 | 1262 | 1840 | 1840 | 67.82 | 75.12 | 7 | 0.31
2035 | IESO_2_MISO_MI | IESO | MISO_MI | Internal | Winter | B16 | 25 | 1840 | 1840 | 72.3 | 97.03 | 7 | 17.73
2035 | IESO_2_MISO_MI | IESO | MISO_MI | Internal | Winter | B17 | 100 | 1840 | 1840 | 72.3 | 91.44 | 7 | 12.14
2035 | IESO_2_MISO_MI | IESO | MISO_MI | Internal | Winter | B18 | 400 | 1840 | 1840 | 72.3 | 90.07 | 7 | 10.77
2035 | IESO_2_MISO_MI | IESO | MISO_MI | Internal | Winter | B19 | 700 | 1840 | 1840 | 72.3 | 85.51 | 7 | 6.21
2035 | IESO_2_MISO_MI | IESO | MISO_MI | Internal | Winter | B20 | 935 | 1840 | 1101.3 | 72.3 | 79.3 | 7 | 0
2035 | IESO_2_MISO_W | IESO | MISO_W | Internal | Shoulder | B11 | 25 | 140 | 140 | 69.28 | 91.21 | 7 | 14.93
2035 | IESO_2_MISO_W | IESO | MISO_W | Internal | Shoulder | B12 | 200 | 140 | 140 | 69.28 | 87.93 | 7 | 11.65
2035 | IESO_2_MISO_W | IESO | MISO_W | Internal | Shoulder | B13 | 600 | 140 | 140 | 69.28 | 82.99 | 7 | 6.71
2035 | IESO_2_MISO_W | IESO | MISO_W | Internal | Shoulder | B14 | 900 | 140 | 140 | 69.28 | 79.52 | 7 | 3.24
2035 | IESO_2_MISO_W | IESO | MISO_W | Internal | Shoulder | B15 | 1203 | 140 | 0 | 69.28 | 71.62 | 7 | 0
2035 | IESO_2_MISO_W | IESO | MISO_W | Internal | Summer | B1 | 10 | 140 | 140 | 100.27 | 146.61 | 7 | 39.34
2035 | IESO_2_MISO_W | IESO | MISO_W | Internal | Summer | B2 | 25 | 140 | 140 | 100.27 | 142.09 | 7 | 34.82
2035 | IESO_2_MISO_W | IESO | MISO_W | Internal | Summer | B3 | 75 | 140 | 140 | 88.23 | 142.55 | 7 | 47.33
2035 | IESO_2_MISO_W | IESO | MISO_W | Internal | Summer | B4 | 100 | 140 | 140 | 88.23 | 142.55 | 7 | 47.33
2035 | IESO_2_MISO_W | IESO | MISO_W | Internal | Summer | B5 | 200 | 140 | 140 | 71.23 | 123.2 | 7 | 44.97
2035 | IESO_2_MISO_W | IESO | MISO_W | Internal | Summer | B6 | 300 | 140 | 140 | 67.82 | 102.15 | 7 | 27.33
2035 | IESO_2_MISO_W | IESO | MISO_W | Internal | Summer | B7 | 400 | 140 | 140 | 67.82 | 87.58 | 7 | 12.77
2035 | IESO_2_MISO_W | IESO | MISO_W | Internal | Summer | B8 | 500 | 140 | 140 | 67.82 | 84.02 | 7 | 9.21
2035 | IESO_2_MISO_W | IESO | MISO_W | Internal | Summer | B9 | 800 | 140 | 140 | 67.82 | 77.23 | 7 | 2.41
2035 | IESO_2_MISO_W | IESO | MISO_W | Internal | Summer | B10 | 1262 | 140 | 0 | 67.82 | 70.31 | 7 | 0
2035 | IESO_2_MISO_W | IESO | MISO_W | Internal | Winter | B16 | 25 | 140 | 0 | 72.3 | 75.25 | 7 | 0
2035 | IESO_2_MISO_W | IESO | MISO_W | Internal | Winter | B17 | 100 | 140 | 34.93 | 72.3 | 79.3 | 7 | 0
2035 | IESO_2_MISO_W | IESO | MISO_W | Internal | Winter | B18 | 400 | 140 | 140 | 72.3 | 84.04 | 7 | 4.74
2035 | IESO_2_MISO_W | IESO | MISO_W | Internal | Winter | B19 | 700 | 140 | 140 | 72.3 | 84.04 | 7 | 4.74
2035 | IESO_2_MISO_W | IESO | MISO_W | Internal | Winter | B20 | 935 | 140 | 0 | 72.3 | 74.82 | 7 | 0
2035 | IESO_2_NYISO_A-F | IESO | NYISO_A-F | Internal | Shoulder | B11 | 25 | 1725 | 1725 | 69.28 | 84.52 | 7 | 8.23
2035 | IESO_2_NYISO_A-F | IESO | NYISO_A-F | Internal | Shoulder | B12 | 200 | 1725 | 1725 | 69.28 | 82.44 | 7 | 6.16
2035 | IESO_2_NYISO_A-F | IESO | NYISO_A-F | Internal | Shoulder | B13 | 600 | 1725 | 1725 | 69.28 | 78.37 | 7 | 2.09
2035 | IESO_2_NYISO_A-F | IESO | NYISO_A-F | Internal | Shoulder | B14 | 900 | 1725 | 1725 | 69.28 | 78.37 | 7 | 2.09
2035 | IESO_2_NYISO_A-F | IESO | NYISO_A-F | Internal | Shoulder | B15 | 1203 | 1725 | 1725 | 69.28 | 78.37 | 7 | 2.09
2035 | IESO_2_NYISO_A-F | IESO | NYISO_A-F | Internal | Summer | B1 | 10 | 1725 | 1007.58 | 100.27 | 107.27 | 7 | 0
2035 | IESO_2_NYISO_A-F | IESO | NYISO_A-F | Internal | Summer | B2 | 25 | 1725 | 1412.91 | 100.27 | 107.27 | 7 | 0
2035 | IESO_2_NYISO_A-F | IESO | NYISO_A-F | Internal | Summer | B3 | 75 | 1725 | 1725 | 88.23 | 107.27 | 7 | 12.04
2035 | IESO_2_NYISO_A-F | IESO | NYISO_A-F | Internal | Summer | B4 | 100 | 1725 | 1420.94 | 88.23 | 95.23 | 7 | 0
2035 | IESO_2_NYISO_A-F | IESO | NYISO_A-F | Internal | Summer | B5 | 200 | 1725 | 1725 | 71.23 | 84.07 | 7 | 5.84
2035 | IESO_2_NYISO_A-F | IESO | NYISO_A-F | Internal | Summer | B6 | 300 | 1725 | 1725 | 67.82 | 84.07 | 7 | 9.26
2035 | IESO_2_NYISO_A-F | IESO | NYISO_A-F | Internal | Summer | B7 | 400 | 1725 | 1725 | 67.82 | 81.57 | 7 | 6.76
2035 | IESO_2_NYISO_A-F | IESO | NYISO_A-F | Internal | Summer | B8 | 500 | 1725 | 1725 | 67.82 | 80.46 | 7 | 5.64
2035 | IESO_2_NYISO_A-F | IESO | NYISO_A-F | Internal | Summer | B9 | 800 | 1725 | 1725 | 67.82 | 78.67 | 7 | 3.86
2035 | IESO_2_NYISO_A-F | IESO | NYISO_A-F | Internal | Summer | B10 | 1262 | 1725 | 1725 | 67.82 | 78.67 | 7 | 3.86
2035 | IESO_2_NYISO_A-F | IESO | NYISO_A-F | Internal | Winter | B16 | 25 | 1725 | 1725 | 72.3 | 88.1 | 7 | 8.8
2035 | IESO_2_NYISO_A-F | IESO | NYISO_A-F | Internal | Winter | B17 | 100 | 1725 | 1725 | 72.3 | 86.51 | 7 | 7.21
2035 | IESO_2_NYISO_A-F | IESO | NYISO_A-F | Internal | Winter | B18 | 400 | 1725 | 1725 | 72.3 | 81.7 | 7 | 2.4
2035 | IESO_2_NYISO_A-F | IESO | NYISO_A-F | Internal | Winter | B19 | 700 | 1725 | 1725 | 72.3 | 81.7 | 7 | 2.4
2035 | IESO_2_NYISO_A-F | IESO | NYISO_A-F | Internal | Winter | B20 | 935 | 1725 | 1725 | 72.3 | 81.7 | 7 | 2.4
2035 | MAPP_CA_2_IESO | MAPP_CA | IESO | Internal | Shoulder | B11 | 25 | 330 | 0 | 71.6 | 69.28 | 8 | 0
2035 | MAPP_CA_2_IESO | MAPP_CA | IESO | Internal | Shoulder | B12 | 200 | 330 | 0 | 71.6 | 69.28 | 8 | 0
2035 | MAPP_CA_2_IESO | MAPP_CA | IESO | Internal | Shoulder | B13 | 600 | 330 | 0 | 71.6 | 69.28 | 8 | 0
2035 | MAPP_CA_2_IESO | MAPP_CA | IESO | Internal | Shoulder | B14 | 900 | 330 | 0 | 71.6 | 69.28 | 8 | 0
2035 | MAPP_CA_2_IESO | MAPP_CA | IESO | Internal | Shoulder | B15 | 1203 | 330 | 0 | 71.6 | 69.28 | 8 | 0
2035 | MAPP_CA_2_IESO | MAPP_CA | IESO | Internal | Summer | B1 | 10 | 330 | 330 | 63.23 | 100.27 | 8 | 29.04
2035 | MAPP_CA_2_IESO | MAPP_CA | IESO | Internal | Summer | B2 | 25 | 330 | 330 | 63.23 | 100.27 | 8 | 29.04
2035 | MAPP_CA_2_IESO | MAPP_CA | IESO | Internal | Summer | B3 | 75 | 330 | 330 | 63.23 | 88.23 | 8 | 17
2035 | MAPP_CA_2_IESO | MAPP_CA | IESO | Internal | Summer | B4 | 100 | 330 | 330 | 63.23 | 88.23 | 8 | 17
2035 | MAPP_CA_2_IESO | MAPP_CA | IESO | Internal | Summer | B5 | 200 | 330 | 211.77 | 63.23 | 71.23 | 8 | 0
2035 | MAPP_CA_2_IESO | MAPP_CA | IESO | Internal | Summer | B6 | 300 | 330 | 0 | 63.23 | 67.82 | 8 | 0
2035 | MAPP_CA_2_IESO | MAPP_CA | IESO | Internal | Summer | B7 | 400 | 330 | 0 | 63.23 | 67.82 | 8 | 0
2035 | MAPP_CA_2_IESO | MAPP_CA | IESO | Internal | Summer | B8 | 500 | 330 | 0 | 63.23 | 67.82 | 8 | 0
2035 | MAPP_CA_2_IESO | MAPP_CA | IESO | Internal | Summer | B9 | 800 | 330 | 0 | 63.23 | 67.82 | 8 | 0
2035 | MAPP_CA_2_IESO | MAPP_CA | IESO | Internal | Summer | B10 | 1262 | 330 | 0 | 63.23 | 67.82 | 8 | 0
2035 | MAPP_CA_2_IESO | MAPP_CA | IESO | Internal | Winter | B16 | 25 | 330 | 0 | 74.8 | 72.3 | 8 | 0
2035 | MAPP_CA_2_IESO | MAPP_CA | IESO | Internal | Winter | B17 | 100 | 330 | 0 | 74.8 | 72.3 | 8 | 0
2035 | MAPP_CA_2_IESO | MAPP_CA | IESO | Internal | Winter | B18 | 400 | 330 | 0 | 74.8 | 72.3 | 8 | 0
2035 | MAPP_CA_2_IESO | MAPP_CA | IESO | Internal | Winter | B19 | 700 | 330 | 0 | 74.8 | 72.3 | 8 | 0
2035 | MAPP_CA_2_IESO | MAPP_CA | IESO | Internal | Winter | B20 | 935 | 330 | 0 | 74.8 | 72.3 | 8 | 0
2035 | MAPP_CA_2_MAPP_US | MAPP_CA | MAPP_US | Internal | Shoulder | B11 | 25 | 372 | 372 | 71.6 | 84.21 | 7 | 5.61
2035 | MAPP_CA_2_MAPP_US | MAPP_CA | MAPP_US | Internal | Shoulder | B12 | 200 | 372 | 372 | 71.6 | 79.02 | 7 | 0.41
2035 | MAPP_CA_2_MAPP_US | MAPP_CA | MAPP_US | Internal | Shoulder | B13 | 600 | 372 | 0 | 71.6 | 74.54 | 7 | 0
2035 | MAPP_CA_2_MAPP_US | MAPP_CA | MAPP_US | Internal | Shoulder | B14 | 900 | 372 | 0 | 71.6 | 72.52 | 7 | 0
2035 | MAPP_CA_2_MAPP_US | MAPP_CA | MAPP_US | Internal | Shoulder | B15 | 1203 | 372 | 0 | 71.6 | 64.62 | 7 | 0
2035 | MAPP_CA_2_MAPP_US | MAPP_CA | MAPP_US | Internal | Summer | B1 | 10 | 372 | 372 | 63.23 | 139.81 | 7 | 69.58
2035 | MAPP_CA_2_MAPP_US | MAPP_CA | MAPP_US | Internal | Summer | B2 | 25 | 372 | 372 | 63.23 | 135.09 | 7 | 64.86
2035 | MAPP_CA_2_MAPP_US | MAPP_CA | MAPP_US | Internal | Summer | B3 | 75 | 372 | 372 | 63.23 | 135.55 | 7 | 65.32
2035 | MAPP_CA_2_MAPP_US | MAPP_CA | MAPP_US | Internal | Summer | B4 | 100 | 372 | 372 | 63.23 | 135.55 | 7 | 65.32
2035 | MAPP_CA_2_MAPP_US | MAPP_CA | MAPP_US | Internal | Summer | B5 | 200 | 372 | 372 | 63.23 | 116.2 | 7 | 45.97
2035 | MAPP_CA_2_MAPP_US | MAPP_CA | MAPP_US | Internal | Summer | B6 | 300 | 372 | 372 | 63.23 | 95.15 | 7 | 24.92
2035 | MAPP_CA_2_MAPP_US | MAPP_CA | MAPP_US | Internal | Summer | B7 | 400 | 372 | 372 | 63.23 | 80.58 | 7 | 10.35
2035 | MAPP_CA_2_MAPP_US | MAPP_CA | MAPP_US | Internal | Summer | B8 | 500 | 372 | 372 | 63.23 | 77.02 | 7 | 6.79
2035 | MAPP_CA_2_MAPP_US | MAPP_CA | MAPP_US | Internal | Summer | B9 | 800 | 372 | 189.92 | 63.23 | 70.23 | 7 | 0
2035 | MAPP_CA_2_MAPP_US | MAPP_CA | MAPP_US | Internal | Summer | B10 | 1262 | 372 | 0 | 63.23 | 63.31 | 7 | 0
2035 | MAPP_CA_2_MAPP_US | MAPP_CA | MAPP_US | Internal | Winter | B16 | 25 | 372 | 0 | 74.8 | 68.25 | 7 | 0
2035 | MAPP_CA_2_MAPP_US | MAPP_CA | MAPP_US | Internal | Winter | B17 | 100 | 372 | 0 | 74.8 | 72.3 | 7 | 0
2035 | MAPP_CA_2_MAPP_US | MAPP_CA | MAPP_US | Internal | Winter | B18 | 400 | 372 | 0 | 74.8 | 77.04 | 7 | 0
2035 | MAPP_CA_2_MAPP_US | MAPP_CA | MAPP_US | Internal | Winter | B19 | 700 | 372 | 0 | 74.8 | 77.04 | 7 | 0
2035 | MAPP_CA_2_MAPP_US | MAPP_CA | MAPP_US | Internal | Winter | B20 | 935 | 372 | 0 | 74.8 | 67.82 | 7 | 0
2035 | MAPP_CA_2_MISO_W | MAPP_CA | MISO_W | Internal | Shoulder | B11 | 25 | 2196 | 2196 | 71.6 | 91.21 | 0.01 | 19.6
2035 | MAPP_CA_2_MISO_W | MAPP_CA | MISO_W | Internal | Shoulder | B12 | 200 | 2196 | 2196 | 71.6 | 87.93 | 0.01 | 16.32
2035 | MAPP_CA_2_MISO_W | MAPP_CA | MISO_W | Internal | Shoulder | B13 | 600 | 2196 | 2196 | 71.6 | 82.99 | 0.01 | 11.38
2035 | MAPP_CA_2_MISO_W | MAPP_CA | MISO_W | Internal | Shoulder | B14 | 900 | 2196 | 2196 | 71.6 | 79.52 | 0.01 | 7.91
2035 | MAPP_CA_2_MISO_W | MAPP_CA | MISO_W | Internal | Shoulder | B15 | 1203 | 2196 | 1304.28 | 71.6 | 71.62 | 0.01 | 0
2035 | MAPP_CA_2_MISO_W | MAPP_CA | MISO_W | Internal | Summer | B1 | 10 | 2196 | 2196 | 63.23 | 146.61 | 0.01 | 83.37
2035 | MAPP_CA_2_MISO_W | MAPP_CA | MISO_W | Internal | Summer | B2 | 25 | 2196 | 2196 | 63.23 | 142.09 | 0.01 | 78.85
2035 | MAPP_CA_2_MISO_W | MAPP_CA | MISO_W | Internal | Summer | B3 | 75 | 2196 | 2196 | 63.23 | 142.55 | 0.01 | 79.31
2035 | MAPP_CA_2_MISO_W | MAPP_CA | MISO_W | Internal | Summer | B4 | 100 | 2196 | 2196 | 63.23 | 142.55 | 0.01 | 79.31
2035 | MAPP_CA_2_MISO_W | MAPP_CA | MISO_W | Internal | Summer | B5 | 200 | 2196 | 2196 | 63.23 | 123.2 | 0.01 | 59.96
2035 | MAPP_CA_2_MISO_W | MAPP_CA | MISO_W | Internal | Summer | B6 | 300 | 2196 | 2196 | 63.23 | 102.15 | 0.01 | 38.91
2035 | MAPP_CA_2_MISO_W | MAPP_CA | MISO_W | Internal | Summer | B7 | 400 | 2196 | 2196 | 63.23 | 87.58 | 0.01 | 24.34
2035 | MAPP_CA_2_MISO_W | MAPP_CA | MISO_W | Internal | Summer | B8 | 500 | 2196 | 2196 | 63.23 | 84.02 | 0.01 | 20.78
2035 | MAPP_CA_2_MISO_W | MAPP_CA | MISO_W | Internal | Summer | B9 | 800 | 2196 | 2196 | 63.23 | 77.23 | 0.01 | 13.99
2035 | MAPP_CA_2_MISO_W | MAPP_CA | MISO_W | Internal | Summer | B10 | 1262 | 2196 | 2196 | 63.23 | 70.31 | 0.01 | 7.07
2035 | MAPP_CA_2_MISO_W | MAPP_CA | MISO_W | Internal | Winter | B16 | 25 | 2196 | 2196 | 74.8 | 75.25 | 0.01 | 0.43
2035 | MAPP_CA_2_MISO_W | MAPP_CA | MISO_W | Internal | Winter | B17 | 100 | 2196 | 2196 | 74.8 | 79.3 | 0.01 | 4.49
2035 | MAPP_CA_2_MISO_W | MAPP_CA | MISO_W | Internal | Winter | B18 | 400 | 2196 | 2196 | 74.8 | 84.04 | 0.01 | 9.23
2035 | MAPP_CA_2_MISO_W | MAPP_CA | MISO_W | Internal | Winter | B19 | 700 | 2196 | 2196 | 74.8 | 84.04 | 0.01 | 9.23
2035 | MAPP_CA_2_MISO_W | MAPP_CA | MISO_W | Internal | Winter | B20 | 935 | 2196 | 644.08 | 74.8 | 74.82 | 0.01 | 0
2035 | MAPP_US_2_MAPP_CA | MAPP_US | MAPP_CA | Internal | Shoulder | B11 | 25 | 165 | 0 | 84.21 | 71.6 | 7 | 0
2035 | MAPP_US_2_MAPP_CA | MAPP_US | MAPP_CA | Internal | Shoulder | B12 | 200 | 165 | 0 | 79.02 | 71.6 | 7 | 0
2035 | MAPP_US_2_MAPP_CA | MAPP_US | MAPP_CA | Internal | Shoulder | B13 | 600 | 165 | 0 | 74.54 | 71.6 | 7 | 0
2035 | MAPP_US_2_MAPP_CA | MAPP_US | MAPP_CA | Internal | Shoulder | B14 | 900 | 165 | 0 | 72.52 | 71.6 | 7 | 0
2035 | MAPP_US_2_MAPP_CA | MAPP_US | MAPP_CA | Internal | Shoulder | B15 | 1203 | 165 | 0 | 64.62 | 71.6 | 7 | 0
2035 | MAPP_US_2_MAPP_CA | MAPP_US | MAPP_CA | Internal | Summer | B1 | 10 | 165 | 0 | 139.81 | 63.23 | 7 | 0
2035 | MAPP_US_2_MAPP_CA | MAPP_US | MAPP_CA | Internal | Summer | B2 | 25 | 165 | 0 | 135.09 | 63.23 | 7 | 0
2035 | MAPP_US_2_MAPP_CA | MAPP_US | MAPP_CA | Internal | Summer | B3 | 75 | 165 | 0 | 135.55 | 63.23 | 7 | 0
2035 | MAPP_US_2_MAPP_CA | MAPP_US | MAPP_CA | Internal | Summer | B4 | 100 | 165 | 0 | 135.55 | 63.23 | 7 | 0
2035 | MAPP_US_2_MAPP_CA | MAPP_US | MAPP_CA | Internal | Summer | B5 | 200 | 165 | 0 | 116.2 | 63.23 | 7 | 0
2035 | MAPP_US_2_MAPP_CA | MAPP_US | MAPP_CA | Internal | Summer | B6 | 300 | 165 | 0 | 95.15 | 63.23 | 7 | 0
2035 | MAPP_US_2_MAPP_CA | MAPP_US | MAPP_CA | Internal | Summer | B7 | 400 | 165 | 0 | 80.58 | 63.23 | 7 | 0
2035 | MAPP_US_2_MAPP_CA | MAPP_US | MAPP_CA | Internal | Summer | B8 | 500 | 165 | 0 | 77.02 | 63.23 | 7 | 0
2035 | MAPP_US_2_MAPP_CA | MAPP_US | MAPP_CA | Internal | Summer | B9 | 800 | 165 | 0 | 70.23 | 63.23 | 7 | 0
2035 | MAPP_US_2_MAPP_CA | MAPP_US | MAPP_CA | Internal | Summer | B10 | 1262 | 165 | 0 | 63.31 | 63.23 | 7 | 0
2035 | MAPP_US_2_MAPP_CA | MAPP_US | MAPP_CA | Internal | Winter | B16 | 25 | 165 | 0 | 68.25 | 74.8 | 7 | 0
2035 | MAPP_US_2_MAPP_CA | MAPP_US | MAPP_CA | Internal | Winter | B17 | 100 | 165 | 0 | 72.3 | 74.8 | 7 | 0
2035 | MAPP_US_2_MAPP_CA | MAPP_US | MAPP_CA | Internal | Winter | B18 | 400 | 165 | 0 | 77.04 | 74.8 | 7 | 0
2035 | MAPP_US_2_MAPP_CA | MAPP_US | MAPP_CA | Internal | Winter | B19 | 700 | 165 | 0 | 77.04 | 74.8 | 7 | 0
2035 | MAPP_US_2_MAPP_CA | MAPP_US | MAPP_CA | Internal | Winter | B20 | 935 | 165 | 0 | 67.82 | 74.8 | 7 | 0
2035 | MAPP_US_2_MISO_W | MAPP_US | MISO_W | Internal | Shoulder | B11 | 25 | 2635 | 1287.34 | 84.21 | 91.21 | 7 | 0
2035 | MAPP_US_2_MISO_W | MAPP_US | MISO_W | Internal | Shoulder | B12 | 200 | 2635 | 2635 | 79.02 | 87.93 | 7 | 1.91
2035 | MAPP_US_2_MISO_W | MAPP_US | MISO_W | Internal | Shoulder | B13 | 600 | 2635 | 2635 | 74.54 | 82.99 | 7 | 1.45
2035 | MAPP_US_2_MISO_W | MAPP_US | MISO_W | Internal | Shoulder | B14 | 900 | 2635 | 1011.03 | 72.52 | 79.52 | 7 | 0
2035 | MAPP_US_2_MISO_W | MAPP_US | MISO_W | Internal | Shoulder | B15 | 1203 | 2635 | 1099.34 | 64.62 | 71.62 | 7 | 0
2035 | MAPP_US_2_MISO_W | MAPP_US | MISO_W | Internal | Summer | B1 | 10 | 2635 | 0 | 139.81 | 146.61 | 7 | 0
2035 | MAPP_US_2_MISO_W | MAPP_US | MISO_W | Internal | Summer | B2 | 25 | 2635 | 900.69 | 135.09 | 142.09 | 7 | 0
2035 | MAPP_US_2_MISO_W | MAPP_US | MISO_W | Internal | Summer | B3 | 75 | 2635 | 536.9 | 135.55 | 142.55 | 7 | 0
2035 | MAPP_US_2_MISO_W | MAPP_US | MISO_W | Internal | Summer | B4 | 100 | 2635 | 1118.62 | 135.55 | 142.55 | 7 | 0
2035 | MAPP_US_2_MISO_W | MAPP_US | MISO_W | Internal | Summer | B5 | 200 | 2635 | 493.42 | 116.2 | 123.2 | 7 | 0
2035 | MAPP_US_2_MISO_W | MAPP_US | MISO_W | Internal | Summer | B6 | 300 | 2635 | 357.83 | 95.15 | 102.15 | 7 | 0
2035 | MAPP_US_2_MISO_W | MAPP_US | MISO_W | Internal | Summer | B7 | 400 | 2635 | 909.09 | 80.58 | 87.58 | 7 | 0
2035 | MAPP_US_2_MISO_W | MAPP_US | MISO_W | Internal | Summer | B8 | 500 | 2635 | 1609.59 | 77.02 | 84.02 | 7 | 0
2035 | MAPP_US_2_MISO_W | MAPP_US | MISO_W | Internal | Summer | B9 | 800 | 2635 | 918.85 | 70.23 | 77.23 | 7 | 0
2035 | MAPP_US_2_MISO_W | MAPP_US | MISO_W | Internal | Summer | B10 | 1262 | 2635 | 959.79 | 63.31 | 70.31 | 7 | 0
2035 | MAPP_US_2_MISO_W | MAPP_US | MISO_W | Internal | Winter | B16 | 25 | 2635 | 2558.12 | 68.25 | 75.25 | 7 | 0
2035 | MAPP_US_2_MISO_W | MAPP_US | MISO_W | Internal | Winter | B17 | 100 | 2635 | 1153.76 | 72.3 | 79.3 | 7 | 0
2035 | MAPP_US_2_MISO_W | MAPP_US | MISO_W | Internal | Winter | B18 | 400 | 2635 | 2187.14 | 77.04 | 84.04 | 7 | 0
2035 | MAPP_US_2_MISO_W | MAPP_US | MISO_W | Internal | Winter | B19 | 700 | 2635 | 2450.9 | 77.04 | 84.04 | 7 | 0
2035 | MAPP_US_2_MISO_W | MAPP_US | MISO_W | Internal | Winter | B20 | 935 | 2635 | 953.28 | 67.82 | 74.82 | 7 | 0
2035 | MAPP_US_2_NE | MAPP_US | NE | Internal | Shoulder | B11 | 25 | 2000 | 1759.34 | 84.21 | 91.21 | 7 | 0
2035 | MAPP_US_2_NE | MAPP_US | NE | Internal | Shoulder | B12 | 200 | 2000 | 1073.46 | 79.02 | 86.02 | 7 | 0
2035 | MAPP_US_2_NE | MAPP_US | NE | Internal | Shoulder | B13 | 600 | 2000 | 1025.76 | 74.54 | 81.54 | 7 | 0
2035 | MAPP_US_2_NE | MAPP_US | NE | Internal | Shoulder | B14 | 900 | 2000 | 1610.32 | 72.52 | 79.52 | 7 | 0
2035 | MAPP_US_2_NE | MAPP_US | NE | Internal | Shoulder | B15 | 1203 | 2000 | 2000 | 64.62 | 78.6 | 7 | 6.99
2035 | MAPP_US_2_NE | MAPP_US | NE | Internal | Summer | B1 | 10 | 2000 | 2000 | 139.81 | 147.58 | 7 | 0.76
2035 | MAPP_US_2_NE | MAPP_US | NE | Internal | Summer | B2 | 25 | 2000 | 1784.43 | 135.09 | 142.09 | 7 | 0
2035 | MAPP_US_2_NE | MAPP_US | NE | Internal | Summer | B3 | 75 | 2000 | 2000 | 135.55 | 146.17 | 7 | 3.62
2035 | MAPP_US_2_NE | MAPP_US | NE | Internal | Summer | B4 | 100 | 2000 | 1986.97 | 135.55 | 142.55 | 7 | 0
2035 | MAPP_US_2_NE | MAPP_US | NE | Internal | Summer | B5 | 200 | 2000 | 1970.11 | 116.2 | 123.2 | 7 | 0
2035 | MAPP_US_2_NE | MAPP_US | NE | Internal | Summer | B6 | 300 | 2000 | 1992.47 | 95.15 | 102.15 | 7 | 0
2035 | MAPP_US_2_NE | MAPP_US | NE | Internal | Summer | B7 | 400 | 2000 | 2000 | 80.58 | 92.37 | 7 | 4.79
2035 | MAPP_US_2_NE | MAPP_US | NE | Internal | Summer | B8 | 500 | 2000 | 2000 | 77.02 | 89.13 | 7 | 5.1
2035 | MAPP_US_2_NE | MAPP_US | NE | Internal | Summer | B9 | 800 | 2000 | 2000 | 70.23 | 84.22 | 7 | 6.99
2035 | MAPP_US_2_NE | MAPP_US | NE | Internal | Summer | B10 | 1262 | 2000 | 2000 | 63.31 | 77.3 | 7 | 6.99
2035 | MAPP_US_2_NE | MAPP_US | NE | Internal | Winter | B16 | 25 | 2000 | 2000 | 68.25 | 82.25 | 7 | 7
2035 | MAPP_US_2_NE | MAPP_US | NE | Internal | Winter | B17 | 100 | 2000 | 2000 | 72.3 | 86.29 | 7 | 6.99
2035 | MAPP_US_2_NE | MAPP_US | NE | Internal | Winter | B18 | 400 | 2000 | 2000 | 77.04 | 84.97 | 7 | 0.92
2035 | MAPP_US_2_NE | MAPP_US | NE | Internal | Winter | B19 | 700 | 2000 | 375.58 | 77.04 | 84.04 | 7 | 0
2035 | MAPP_US_2_NE | MAPP_US | NE | Internal | Winter | B20 | 935 | 2000 | 2000 | 67.82 | 81.8 | 7 | 6.99
2035 | MARITIMES_2_NEISO | MARITIMES | NEISO | Internal | Shoulder | B11 | 25 | 99999 | 1720.66 | 81.52 | 81.53 | 0.01 | 0
2035 | MARITIMES_2_NEISO | MARITIMES | NEISO | Internal | Shoulder | B12 | 200 | 99999 | 1717.44 | 79.44 | 79.46 | 0.01 | 0
2035 | MARITIMES_2_NEISO | MARITIMES | NEISO | Internal | Shoulder | B13 | 600 | 99999 | 1704.78 | 79.08 | 79.09 | 0.01 | 0
2035 | MARITIMES_2_NEISO | MARITIMES | NEISO | Internal | Shoulder | B14 | 900 | 99999 | 1682.64 | 79.08 | 79.09 | 0.01 | 0
2035 | MARITIMES_2_NEISO | MARITIMES | NEISO | Internal | Shoulder | B15 | 1203 | 99999 | 648.08 | 79.08 | 79.09 | 0.01 | 0
2035 | MARITIMES_2_NEISO | MARITIMES | NEISO | Internal | Summer | B1 | 10 | 99999 | 1900.1 | 116.57 | 116.58 | 0.01 | 0
2035 | MARITIMES_2_NEISO | MARITIMES | NEISO | Internal | Summer | B2 | 25 | 99999 | 1878.84 | 116.57 | 116.58 | 0.01 | 0
2035 | MARITIMES_2_NEISO | MARITIMES | NEISO | Internal | Summer | B3 | 75 | 99999 | 1836.48 | 106.45 | 106.46 | 0.01 | 0
2035 | MARITIMES_2_NEISO | MARITIMES | NEISO | Internal | Summer | B4 | 100 | 99999 | 1799.97 | 82.58 | 82.59 | 0.01 | 0
2035 | MARITIMES_2_NEISO | MARITIMES | NEISO | Internal | Summer | B5 | 200 | 99999 | 1780.16 | 78.06 | 78.07 | 0.01 | 0
2035 | MARITIMES_2_NEISO | MARITIMES | NEISO | Internal | Summer | B6 | 300 | 99999 | 1757.82 | 78.06 | 78.07 | 0.01 | 0
2035 | MARITIMES_2_NEISO | MARITIMES | NEISO | Internal | Summer | B7 | 400 | 99999 | 1732.23 | 78.06 | 78.07 | 0.01 | 0
2035 | MARITIMES_2_NEISO | MARITIMES | NEISO | Internal | Summer | B8 | 500 | 99999 | 1712.1 | 78.06 | 78.07 | 0.01 | 0
2035 | MARITIMES_2_NEISO | MARITIMES | NEISO | Internal | Summer | B9 | 800 | 99999 | 1687.45 | 78.06 | 78.07 | 0.01 | 0
2035 | MARITIMES_2_NEISO | MARITIMES | NEISO | Internal | Summer | B10 | 1262 | 99999 | 465.06 | 78.06 | 78.07 | 0.01 | 0
2035 | MARITIMES_2_NEISO | MARITIMES | NEISO | Internal | Winter | B16 | 25 | 99999 | 1765.33 | 91.09 | 91.1 | 0.01 | 0
2035 | MARITIMES_2_NEISO | MARITIMES | NEISO | Internal | Winter | B17 | 100 | 99999 | 1747.34 | 89.5 | 89.51 | 0.01 | 0
2035 | MARITIMES_2_NEISO | MARITIMES | NEISO | Internal | Winter | B18 | 400 | 99999 | 1733.65 | 84.69 | 84.7 | 0.01 | 0
2035 | MARITIMES_2_NEISO | MARITIMES | NEISO | Internal | Winter | B19 | 700 | 99999 | 1708.15 | 84.69 | 84.7 | 0.01 | 0
2035 | MARITIMES_2_NEISO | MARITIMES | NEISO | Internal | Winter | B20 | 935 | 99999 | 723.43 | 84.69 | 84.7 | 0.01 | 0
2035 | MISO_IN_2_MISO_MI | MISO_IN | MISO_MI | Internal | Shoulder | B11 | 25 | 5021 | 3813.76 | 91.21 | 91.23 | 0.01 | 0
2035 | MISO_IN_2_MISO_MI | MISO_IN | MISO_MI | Internal | Shoulder | B12 | 200 | 5021 | 5021 | 87.93 | 87.96 | 0.01 | 0.01
2035 | MISO_IN_2_MISO_MI | MISO_IN | MISO_MI | Internal | Shoulder | B13 | 600 | 5021 | 5021 | 82.99 | 84.37 | 0.01 | 1.37
2035 | MISO_IN_2_MISO_MI | MISO_IN | MISO_MI | Internal | Shoulder | B14 | 900 | 5021 | 5021 | 82.23 | 83.3 | 0.01 | 1.06
2035 | MISO_IN_2_MISO_MI | MISO_IN | MISO_MI | Internal | Shoulder | B15 | 1203 | 5021 | 2301.6 | 76.27 | 76.28 | 0.01 | 0
2035 | MISO_IN_2_MISO_MI | MISO_IN | MISO_MI | Internal | Summer | B1 | 10 | 5021 | 3514.93 | 146.59 | 146.6 | 0.01 | 0
2035 | MISO_IN_2_MISO_MI | MISO_IN | MISO_MI | Internal | Summer | B2 | 25 | 5021 | 3858.93 | 142.07 | 142.08 | 0.01 | 0
2035 | MISO_IN_2_MISO_MI | MISO_IN | MISO_MI | Internal | Summer | B3 | 75 | 5021 | 3190.38 | 140.06 | 140.07 | 0.01 | 0
2035 | MISO_IN_2_MISO_MI | MISO_IN | MISO_MI | Internal | Summer | B4 | 100 | 5021 | 2506.69 | 138.77 | 138.78 | 0.01 | 0
2035 | MISO_IN_2_MISO_MI | MISO_IN | MISO_MI | Internal | Summer | B5 | 200 | 5021 | 2650.61 | 119.17 | 119.19 | 0.01 | 0
2035 | MISO_IN_2_MISO_MI | MISO_IN | MISO_MI | Internal | Summer | B6 | 300 | 5021 | 4063.24 | 99.38 | 99.39 | 0.01 | 0
2035 | MISO_IN_2_MISO_MI | MISO_IN | MISO_MI | Internal | Summer | B7 | 400 | 5021 | 5021 | 86.32 | 87.58 | 0.01 | 1.25
2035 | MISO_IN_2_MISO_MI | MISO_IN | MISO_MI | Internal | Summer | B8 | 500 | 5021 | 5021 | 74.92 | 84.04 | 0.01 | 9.11
2035 | MISO_IN_2_MISO_MI | MISO_IN | MISO_MI | Internal | Summer | B9 | 800 | 5021 | 5021 | 74.82 | 77.25 | 0.01 | 2.42
2035 | MISO_IN_2_MISO_MI | MISO_IN | MISO_MI | Internal | Summer | B10 | 1262 | 5021 | 5021 | 74.82 | 75.12 | 0.01 | 0.29
2035 | MISO_IN_2_MISO_MI | MISO_IN | MISO_MI | Internal | Winter | B16 | 25 | 5021 | 3409.27 | 97.02 | 97.03 | 0.01 | 0
2035 | MISO_IN_2_MISO_MI | MISO_IN | MISO_MI | Internal | Winter | B17 | 100 | 5021 | 4866.05 | 91.43 | 91.44 | 0.01 | 0
2035 | MISO_IN_2_MISO_MI | MISO_IN | MISO_MI | Internal | Winter | B18 | 400 | 5021 | 5021 | 86.61 | 90.07 | 0.01 | 3.44
2035 | MISO_IN_2_MISO_MI | MISO_IN | MISO_MI | Internal | Winter | B19 | 700 | 5021 | 5021 | 85.49 | 85.51 | 0.01 | 0.01
2035 | MISO_IN_2_MISO_MI | MISO_IN | MISO_MI | Internal | Winter | B20 | 935 | 5021 | 1953.22 | 79.29 | 79.3 | 0.01 | 0
2035 | MISO_IN_2_MISO_MO-IL | MISO_IN | MISO_MO-IL | Internal | Shoulder | B11 | 25 | 5533 | 4555.55 | 91.21 | 91.23 | 0.01 | 0
2035 | MISO_IN_2_MISO_MO-IL | MISO_IN | MISO_MO-IL | Internal | Shoulder | B12 | 200 | 5533 | 2809.85 | 87.93 | 87.94 | 0.01 | 0
2035 | MISO_IN_2_MISO_MO-IL | MISO_IN | MISO_MO-IL | Internal | Shoulder | B13 | 600 | 5533 | 3771.74 | 82.99 | 83.01 | 0.01 | 0
2035 | MISO_IN_2_MISO_MO-IL | MISO_IN | MISO_MO-IL | Internal | Shoulder | B14 | 900 | 5533 | 4546.51 | 82.23 | 82.24 | 0.01 | 0
2035 | MISO_IN_2_MISO_MO-IL | MISO_IN | MISO_MO-IL | Internal | Shoulder | B15 | 1203 | 5533 | 1749.27 | 76.27 | 76.28 | 0.01 | 0
2035 | MISO_IN_2_MISO_MO-IL | MISO_IN | MISO_MO-IL | Internal | Summer | B1 | 10 | 5533 | 4317.44 | 146.59 | 146.6 | 0.01 | 0
2035 | MISO_IN_2_MISO_MO-IL | MISO_IN | MISO_MO-IL | Internal | Summer | B2 | 25 | 5533 | 4229.42 | 142.07 | 142.08 | 0.01 | 0
2035 | MISO_IN_2_MISO_MO-IL | MISO_IN | MISO_MO-IL | Internal | Summer | B3 | 75 | 5533 | 5533 | 140.06 | 141.54 | 0.01 | 1.47
2035 | MISO_IN_2_MISO_MO-IL | MISO_IN | MISO_MO-IL | Internal | Summer | B4 | 100 | 5533 | 5533 | 138.77 | 141.54 | 0.01 | 2.76
2035 | MISO_IN_2_MISO_MO-IL | MISO_IN | MISO_MO-IL | Internal | Summer | B5 | 200 | 5533 | 5533 | 119.17 | 123.19 | 0.01 | 4
2035 | MISO_IN_2_MISO_MO-IL | MISO_IN | MISO_MO-IL | Internal | Summer | B6 | 300 | 5533 | 5533 | 99.38 | 101.03 | 0.01 | 1.64
2035 | MISO_IN_2_MISO_MO-IL | MISO_IN | MISO_MO-IL | Internal | Summer | B7 | 400 | 5533 | 5533 | 86.32 | 87.59 | 0.01 | 1.27
2035 | MISO_IN_2_MISO_MO-IL | MISO_IN | MISO_MO-IL | Internal | Summer | B8 | 500 | 5533 | 5533 | 74.92 | 84.03 | 0.01 | 9.1
2035 | MISO_IN_2_MISO_MO-IL | MISO_IN | MISO_MO-IL | Internal | Summer | B9 | 800 | 5533 | 5533 | 74.82 | 77.24 | 0.01 | 2.41
2035 | MISO_IN_2_MISO_MO-IL | MISO_IN | MISO_MO-IL | Internal | Summer | B10 | 1262 | 5533 | 2201.92 | 74.82 | 74.83 | 0.01 | 0
2035 | MISO_IN_2_MISO_MO-IL | MISO_IN | MISO_MO-IL | Internal | Winter | B16 | 25 | 5533 | 177.38 | 97.02 | 97.03 | 0.01 | 0
2035 | MISO_IN_2_MISO_MO-IL | MISO_IN | MISO_MO-IL | Internal | Winter | B17 | 100 | 5533 | 0 | 91.43 | 91.41 | 0.01 | 0
2035 | MISO_IN_2_MISO_MO-IL | MISO_IN | MISO_MO-IL | Internal | Winter | B18 | 400 | 5533 | 972.15 | 86.61 | 86.62 | 0.01 | 0
2035 | MISO_IN_2_MISO_MO-IL | MISO_IN | MISO_MO-IL | Internal | Winter | B19 | 700 | 5533 | 1985.38 | 85.49 | 85.5 | 0.01 | 0
2035 | MISO_IN_2_MISO_MO-IL | MISO_IN | MISO_MO-IL | Internal | Winter | B20 | 935 | 5533 | 1134.84 | 79.29 | 79.3 | 0.01 | 0
2035 | MISO_IN_2_NonRTO_Midwest | MISO_IN | NonRTO_Midwest | Internal | Shoulder | B11 | 25 | 4800 | 1387.57 | 91.21 | 99.21 | 8 | 0
2035 | MISO_IN_2_NonRTO_Midwest | MISO_IN | NonRTO_Midwest | Internal | Shoulder | B12 | 200 | 4800 | 805.66 | 87.93 | 95.93 | 8 | 0
2035 | MISO_IN_2_NonRTO_Midwest | MISO_IN | NonRTO_Midwest | Internal | Shoulder | B13 | 600 | 4800 | 277.16 | 82.99 | 90.99 | 8 | 0
2035 | MISO_IN_2_NonRTO_Midwest | MISO_IN | NonRTO_Midwest | Internal | Shoulder | B14 | 900 | 4800 | 193.21 | 82.23 | 90.23 | 8 | 0
2035 | MISO_IN_2_NonRTO_Midwest | MISO_IN | NonRTO_Midwest | Internal | Shoulder | B15 | 1203 | 4800 | 0 | 76.27 | 79.96 | 8 | 0
2035 | MISO_IN_2_NonRTO_Midwest | MISO_IN | NonRTO_Midwest | Internal | Summer | B1 | 10 | 4800 | 0 | 146.59 | 148.06 | 8 | 0
2035 | MISO_IN_2_NonRTO_Midwest | MISO_IN | NonRTO_Midwest | Internal | Summer | B2 | 25 | 4800 | 0 | 142.07 | 148.06 | 8 | 0
2035 | MISO_IN_2_NonRTO_Midwest | MISO_IN | NonRTO_Midwest | Internal | Summer | B3 | 75 | 4800 | 936.79 | 140.06 | 148.06 | 8 | 0
2035 | MISO_IN_2_NonRTO_Midwest | MISO_IN | NonRTO_Midwest | Internal | Summer | B4 | 100 | 4800 | 1716.45 | 138.77 | 146.77 | 8 | 0
2035 | MISO_IN_2_NonRTO_Midwest | MISO_IN | NonRTO_Midwest | Internal | Summer | B5 | 200 | 4800 | 1226.07 | 119.17 | 127.17 | 8 | 0
2035 | MISO_IN_2_NonRTO_Midwest | MISO_IN | NonRTO_Midwest | Internal | Summer | B6 | 300 | 4800 | 833 | 99.38 | 107.38 | 8 | 0
2035 | MISO_IN_2_NonRTO_Midwest | MISO_IN | NonRTO_Midwest | Internal | Summer | B7 | 400 | 4800 | 352.54 | 86.32 | 94.32 | 8 | 0
2035 | MISO_IN_2_NonRTO_Midwest | MISO_IN | NonRTO_Midwest | Internal | Summer | B8 | 500 | 4800 | 526.73 | 74.92 | 82.92 | 8 | 0
2035 | MISO_IN_2_NonRTO_Midwest | MISO_IN | NonRTO_Midwest | Internal | Summer | B9 | 800 | 4800 | 0 | 74.82 | 78.45 | 8 | 0
2035 | MISO_IN_2_NonRTO_Midwest | MISO_IN | NonRTO_Midwest | Internal | Summer | B10 | 1262 | 4800 | 0 | 74.82 | 78.45 | 8 | 0
2035 | MISO_IN_2_NonRTO_Midwest | MISO_IN | NonRTO_Midwest | Internal | Winter | B16 | 25 | 4800 | 2853.61 | 97.02 | 105.02 | 8 | 0
2035 | MISO_IN_2_NonRTO_Midwest | MISO_IN | NonRTO_Midwest | Internal | Winter | B17 | 100 | 4800 | 1819.1 | 91.43 | 99.43 | 8 | 0
2035 | MISO_IN_2_NonRTO_Midwest | MISO_IN | NonRTO_Midwest | Internal | Winter | B18 | 400 | 4800 | 985.23 | 86.61 | 94.61 | 8 | 0
2035 | MISO_IN_2_NonRTO_Midwest | MISO_IN | NonRTO_Midwest | Internal | Winter | B19 | 700 | 4800 | 764.3 | 85.49 | 93.49 | 8 | 0
2035 | MISO_IN_2_NonRTO_Midwest | MISO_IN | NonRTO_Midwest | Internal | Winter | B20 | 935 | 4800 | 0 | 79.29 | 83.89 | 8 | 0
2035 | MISO_IN_2_PJM_ROR | MISO_IN | PJM_ROR | Internal | Shoulder | B11 | 25 | 992 | 0 | 91.21 | 92.53 | 2 | 0
2035 | MISO_IN_2_PJM_ROR | MISO_IN | PJM_ROR | Internal | Shoulder | B12 | 200 | 992 | 992 | 87.93 | 89.94 | 2 | 0.01
2035 | MISO_IN_2_PJM_ROR | MISO_IN | PJM_ROR | Internal | Shoulder | B13 | 600 | 992 | 992 | 82.99 | 86.36 | 2 | 1.37
2035 | MISO_IN_2_PJM_ROR | MISO_IN | PJM_ROR | Internal | Shoulder | B14 | 900 | 992 | 992 | 82.23 | 85.3 | 2 | 1.07
2035 | MISO_IN_2_PJM_ROR | MISO_IN | PJM_ROR | Internal | Shoulder | B15 | 1203 | 992 | 0 | 76.27 | 76.21 | 2 | 0
2035 | MISO_IN_2_PJM_ROR | MISO_IN | PJM_ROR | Internal | Summer | B1 | 10 | 992 | 992 | 146.59 | 148.6 | 2 | 0.01
2035 | MISO_IN_2_PJM_ROR | MISO_IN | PJM_ROR | Internal | Summer | B2 | 25 | 992 | 992 | 142.07 | 144.08 | 2 | 0.01
2035 | MISO_IN_2_PJM_ROR | MISO_IN | PJM_ROR | Internal | Summer | B3 | 75 | 992 | 0 | 140.06 | 140.77 | 2 | 0
2035 | MISO_IN_2_PJM_ROR | MISO_IN | PJM_ROR | Internal | Summer | B4 | 100 | 992 | 682.89 | 138.77 | 140.77 | 2 | 0
2035 | MISO_IN_2_PJM_ROR | MISO_IN | PJM_ROR | Internal | Summer | B5 | 200 | 992 | 992 | 119.17 | 121.19 | 2 | 0.01
2035 | MISO_IN_2_PJM_ROR | MISO_IN | PJM_ROR | Internal | Summer | B6 | 300 | 992 | 865.1 | 99.38 | 101.38 | 2 | 0
2035 | MISO_IN_2_PJM_ROR | MISO_IN | PJM_ROR | Internal | Summer | B7 | 400 | 992 | 992 | 86.32 | 89.58 | 2 | 1.27
2035 | MISO_IN_2_PJM_ROR | MISO_IN | PJM_ROR | Internal | Summer | B8 | 500 | 992 | 992 | 74.92 | 86.03 | 2 | 9.11
2035 | MISO_IN_2_PJM_ROR | MISO_IN | PJM_ROR | Internal | Summer | B9 | 800 | 992 | 992 | 74.82 | 79.25 | 2 | 2.43
2035 | MISO_IN_2_PJM_ROR | MISO_IN | PJM_ROR | Internal | Summer | B10 | 1262 | 992 | 0 | 74.82 | 74.58 | 2 | 0
2035 | MISO_IN_2_PJM_ROR | MISO_IN | PJM_ROR | Internal | Winter | B16 | 25 | 992 | 992 | 97.02 | 99.03 | 2 | 0.01
2035 | MISO_IN_2_PJM_ROR | MISO_IN | PJM_ROR | Internal | Winter | B17 | 100 | 992 | 992 | 91.43 | 98.22 | 2 | 4.8
2035 | MISO_IN_2_PJM_ROR | MISO_IN | PJM_ROR | Internal | Winter | B18 | 400 | 992 | 992 | 86.61 | 92.07 | 2 | 3.46
2035 | MISO_IN_2_PJM_ROR | MISO_IN | PJM_ROR | Internal | Winter | B19 | 700 | 992 | 992 | 85.49 | 87.69 | 2 | 0.19
2035 | MISO_IN_2_PJM_ROR | MISO_IN | PJM_ROR | Internal | Winter | B20 | 935 | 992 | 0 | 79.29 | 79.71 | 2 | 0
2035 | MISO_MI_2_MISO_IN | MISO_MI | MISO_IN | Internal | Shoulder | B11 | 25 | 2066 | 0 | 91.23 | 91.21 | 0.01 | 0
2035 | MISO_MI_2_MISO_IN | MISO_MI | MISO_IN | Internal | Shoulder | B12 | 200 | 2066 | 0 | 87.96 | 87.93 | 0.01 | 0
2035 | MISO_MI_2_MISO_IN | MISO_MI | MISO_IN | Internal | Shoulder | B13 | 600 | 2066 | 0 | 84.37 | 82.99 | 0.01 | 0
2035 | MISO_MI_2_MISO_IN | MISO_MI | MISO_IN | Internal | Shoulder | B14 | 900 | 2066 | 0 | 83.3 | 82.23 | 0.01 | 0
2035 | MISO_MI_2_MISO_IN | MISO_MI | MISO_IN | Internal | Shoulder | B15 | 1203 | 2066 | 0 | 76.28 | 76.27 | 0.01 | 0
2035 | MISO_MI_2_MISO_IN | MISO_MI | MISO_IN | Internal | Summer | B1 | 10 | 2066 | 0 | 146.6 | 146.59 | 0.01 | 0
2035 | MISO_MI_2_MISO_IN | MISO_MI | MISO_IN | Internal | Summer | B2 | 25 | 2066 | 0 | 142.08 | 142.07 | 0.01 | 0
2035 | MISO_MI_2_MISO_IN | MISO_MI | MISO_IN | Internal | Summer | B3 | 75 | 2066 | 0 | 140.07 | 140.06 | 0.01 | 0
2035 | MISO_MI_2_MISO_IN | MISO_MI | MISO_IN | Internal | Summer | B4 | 100 | 2066 | 0 | 138.78 | 138.77 | 0.01 | 0
2035 | MISO_MI_2_MISO_IN | MISO_MI | MISO_IN | Internal | Summer | B5 | 200 | 2066 | 0 | 119.19 | 119.17 | 0.01 | 0
2035 | MISO_MI_2_MISO_IN | MISO_MI | MISO_IN | Internal | Summer | B6 | 300 | 2066 | 0 | 99.39 | 99.38 | 0.01 | 0
2035 | MISO_MI_2_MISO_IN | MISO_MI | MISO_IN | Internal | Summer | B7 | 400 | 2066 | 0 | 87.58 | 86.32 | 0.01 | 0
2035 | MISO_MI_2_MISO_IN | MISO_MI | MISO_IN | Internal | Summer | B8 | 500 | 2066 | 0 | 84.04 | 74.92 | 0.01 | 0
2035 | MISO_MI_2_MISO_IN | MISO_MI | MISO_IN | Internal | Summer | B9 | 800 | 2066 | 0 | 77.25 | 74.82 | 0.01 | 0
2035 | MISO_MI_2_MISO_IN | MISO_MI | MISO_IN | Internal | Summer | B10 | 1262 | 2066 | 0 | 75.12 | 74.82 | 0.01 | 0
2035 | MISO_MI_2_MISO_IN | MISO_MI | MISO_IN | Internal | Winter | B16 | 25 | 2066 | 0 | 97.03 | 97.02 | 0.01 | 0
2035 | MISO_MI_2_MISO_IN | MISO_MI | MISO_IN | Internal | Winter | B17 | 100 | 2066 | 0 | 91.44 | 91.43 | 0.01 | 0
2035 | MISO_MI_2_MISO_IN | MISO_MI | MISO_IN | Internal | Winter | B18 | 400 | 2066 | 0 | 90.07 | 86.61 | 0.01 | 0
2035 | MISO_MI_2_MISO_IN | MISO_MI | MISO_IN | Internal | Winter | B19 | 700 | 2066 | 0 | 85.51 | 85.49 | 0.01 | 0
2035 | MISO_MI_2_MISO_IN | MISO_MI | MISO_IN | Internal | Winter | B20 | 935 | 2066 | 0 | 79.3 | 79.29 | 0.01 | 0
2035 | MISO_MI_2_MISO_WUMS | MISO_MI | MISO_WUMS | Internal | Shoulder | B11 | 25 | 1440 | 0 | 91.23 | 91.2 | 0.01 | 0
2035 | MISO_MI_2_MISO_WUMS | MISO_MI | MISO_WUMS | Internal | Shoulder | B12 | 200 | 1440 | 0 | 87.96 | 87.94 | 0.01 | 0
2035 | MISO_MI_2_MISO_WUMS | MISO_MI | MISO_WUMS | Internal | Shoulder | B13 | 600 | 1440 | 0 | 84.37 | 84.36 | 0.01 | 0
2035 | MISO_MI_2_MISO_WUMS | MISO_MI | MISO_WUMS | Internal | Shoulder | B14 | 900 | 1440 | 0 | 83.3 | 83.29 | 0.01 | 0
2035 | MISO_MI_2_MISO_WUMS | MISO_MI | MISO_WUMS | Internal | Shoulder | B15 | 1203 | 1440 | 0 | 76.28 | 76.21 | 0.01 | 0
2035 | MISO_MI_2_MISO_WUMS | MISO_MI | MISO_WUMS | Internal | Summer | B1 | 10 | 1440 | 0 | 146.6 | 146.6 | 0.01 | 0
2035 | MISO_MI_2_MISO_WUMS | MISO_MI | MISO_WUMS | Internal | Summer | B2 | 25 | 1440 | 0 | 142.08 | 142.08 | 0.01 | 0
2035 | MISO_MI_2_MISO_WUMS | MISO_MI | MISO_WUMS | Internal | Summer | B3 | 75 | 1440 | 0 | 140.07 | 140.06 | 0.01 | 0
2035 | MISO_MI_2_MISO_WUMS | MISO_MI | MISO_WUMS | Internal | Summer | B4 | 100 | 1440 | 0 | 138.78 | 138.77 | 0.01 | 0
2035 | MISO_MI_2_MISO_WUMS | MISO_MI | MISO_WUMS | Internal | Summer | B5 | 200 | 1440 | 0 | 119.19 | 119.17 | 0.01 | 0
2035 | MISO_MI_2_MISO_WUMS | MISO_MI | MISO_WUMS | Internal | Summer | B6 | 300 | 1440 | 0 | 99.39 | 99.38 | 0.01 | 0
2035 | MISO_MI_2_MISO_WUMS | MISO_MI | MISO_WUMS | Internal | Summer | B7 | 400 | 1440 | 0 | 87.58 | 87.57 | 0.01 | 0
2035 | MISO_MI_2_MISO_WUMS | MISO_MI | MISO_WUMS | Internal | Summer | B8 | 500 | 1440 | 0 | 84.04 | 84.03 | 0.01 | 0
2035 | MISO_MI_2_MISO_WUMS | MISO_MI | MISO_WUMS | Internal | Summer | B9 | 800 | 1440 | 0 | 77.25 | 77.24 | 0.01 | 0
2035 | MISO_MI_2_MISO_WUMS | MISO_MI | MISO_WUMS | Internal | Summer | B10 | 1262 | 1440 | 0 | 75.12 | 74.64 | 0.01 | 0
2035 | MISO_MI_2_MISO_WUMS | MISO_MI | MISO_WUMS | Internal | Winter | B16 | 25 | 1440 | 0 | 97.03 | 91.43 | 0.01 | 0
2035 | MISO_MI_2_MISO_WUMS | MISO_MI | MISO_WUMS | Internal | Winter | B17 | 100 | 1440 | 0 | 91.44 | 91.43 | 0.01 | 0
2035 | MISO_MI_2_MISO_WUMS | MISO_MI | MISO_WUMS | Internal | Winter | B18 | 400 | 1440 | 0 | 90.07 | 90.06 | 0.01 | 0
2035 | MISO_MI_2_MISO_WUMS | MISO_MI | MISO_WUMS | Internal | Winter | B19 | 700 | 1440 | 0 | 85.51 | 85.5 | 0.01 | 0
2035 | MISO_MI_2_MISO_WUMS | MISO_MI | MISO_WUMS | Internal | Winter | B20 | 935 | 1440 | 0 | 79.3 | 79.17 | 0.01 | 0
2035 | MISO_MI_2_PJM_ROR | MISO_MI | PJM_ROR | Internal | Shoulder | B11 | 25 | 1424 | 0 | 91.23 | 92.53 | 2 | 0
2035 | MISO_MI_2_PJM_ROR | MISO_MI | PJM_ROR | Internal | Shoulder | B12 | 200 | 1424 | 0 | 87.96 | 89.94 | 2 | 0
2035 | MISO_MI_2_PJM_ROR | MISO_MI | PJM_ROR | Internal | Shoulder | B13 | 600 | 1424 | 0 | 84.37 | 86.36 | 2 | 0
2035 | MISO_MI_2_PJM_ROR | MISO_MI | PJM_ROR | Internal | Shoulder | B14 | 900 | 1424 | 717.03 | 83.3 | 85.3 | 2 | 0
2035 | MISO_MI_2_PJM_ROR | MISO_MI | PJM_ROR | Internal | Shoulder | B15 | 1203 | 1424 | 0 | 76.28 | 76.21 | 2 | 0
2035 | MISO_MI_2_PJM_ROR | MISO_MI | PJM_ROR | Internal | Summer | B1 | 10 | 1424 | 118.12 | 146.6 | 148.6 | 2 | 0
2035 | MISO_MI_2_PJM_ROR | MISO_MI | PJM_ROR | Internal | Summer | B2 | 25 | 1424 | 202.47 | 142.08 | 144.08 | 2 | 0
2035 | MISO_MI_2_PJM_ROR | MISO_MI | PJM_ROR | Internal | Summer | B3 | 75 | 1424 | 0 | 140.07 | 140.77 | 2 | 0
2035 | MISO_MI_2_PJM_ROR | MISO_MI | PJM_ROR | Internal | Summer | B4 | 100 | 1424 | 0 | 138.78 | 140.77 | 2 | 0
2035 | MISO_MI_2_PJM_ROR | MISO_MI | PJM_ROR | Internal | Summer | B5 | 200 | 1424 | 516.92 | 119.19 | 121.19 | 2 | 0
2035 | MISO_MI_2_PJM_ROR | MISO_MI | PJM_ROR | Internal | Summer | B6 | 300 | 1424 | 0 | 99.39 | 101.38 | 2 | 0
2035 | MISO_MI_2_PJM_ROR | MISO_MI | PJM_ROR | Internal | Summer | B7 | 400 | 1424 | 908.86 | 87.58 | 89.58 | 2 | 0
2035 | MISO_MI_2_PJM_ROR | MISO_MI | PJM_ROR | Internal | Summer | B8 | 500 | 1424 | 0 | 84.04 | 86.03 | 2 | 0
2035 | MISO_MI_2_PJM_ROR | MISO_MI | PJM_ROR | Internal | Summer | B9 | 800 | 1424 | 15.88 | 77.25 | 79.25 | 2 | 0
2035 | MISO_MI_2_PJM_ROR | MISO_MI | PJM_ROR | Internal | Summer | B10 | 1262 | 1424 | 0 | 75.12 | 74.58 | 2 | 0
2035 | MISO_MI_2_PJM_ROR | MISO_MI | PJM_ROR | Internal | Winter | B16 | 25 | 1424 | 234.57 | 97.03 | 99.03 | 2 | 0
2035 | MISO_MI_2_PJM_ROR | MISO_MI | PJM_ROR | Internal | Winter | B17 | 100 | 1424 | 1424 | 91.44 | 98.22 | 2 | 4.78
2035 | MISO_MI_2_PJM_ROR | MISO_MI | PJM_ROR | Internal | Winter | B18 | 400 | 1424 | 760.28 | 90.07 | 92.07 | 2 | 0
2035 | MISO_MI_2_PJM_ROR | MISO_MI | PJM_ROR | Internal | Winter | B19 | 700 | 1424 | 1424 | 85.51 | 87.69 | 2 | 0.18
2035 | MISO_MI_2_PJM_ROR | MISO_MI | PJM_ROR | Internal | Winter | B20 | 935 | 1424 | 0 | 79.3 | 79.71 | 2 | 0
2035 | MISO_MO-IL_2_ENT | MISO_MO-IL | ENT | Internal | Shoulder | B11 | 25 | 2540 | 0 | 91.23 | 94.88 | 8 | 0
2035 | MISO_MO-IL_2_ENT | MISO_MO-IL | ENT | Internal | Shoulder | B12 | 200 | 2540 | 0 | 87.94 | 91.01 | 8 | 0
2035 | MISO_MO-IL_2_ENT | MISO_MO-IL | ENT | Internal | Shoulder | B13 | 600 | 2540 | 1601.47 | 83.01 | 91.01 | 8 | 0
2035 | MISO_MO-IL_2_ENT | MISO_MO-IL | ENT | Internal | Shoulder | B14 | 900 | 2540 | 2540 | 82.24 | 90.26 | 8 | 0.02
2035 | MISO_MO-IL_2_ENT | MISO_MO-IL | ENT | Internal | Shoulder | B15 | 1203 | 2540 | 1023.99 | 76.28 | 84.28 | 8 | 0
2035 | MISO_MO-IL_2_ENT | MISO_MO-IL | ENT | Internal | Summer | B1 | 10 | 2540 | 0 | 146.6 | 146.86 | 8 | 0
2035 | MISO_MO-IL_2_ENT | MISO_MO-IL | ENT | Internal | Summer | B2 | 25 | 2540 | 0 | 142.08 | 142.62 | 8 | 0
2035 | MISO_MO-IL_2_ENT | MISO_MO-IL | ENT | Internal | Summer | B3 | 75 | 2540 | 0 | 141.54 | 142.62 | 8 | 0
2035 | MISO_MO-IL_2_ENT | MISO_MO-IL | ENT | Internal | Summer | B4 | 100 | 2540 | 0 | 141.54 | 138.77 | 8 | 0
2035 | MISO_MO-IL_2_ENT | MISO_MO-IL | ENT | Internal | Summer | B5 | 200 | 2540 | 0 | 123.19 | 115.19 | 8 | 0
2035 | MISO_MO-IL_2_ENT | MISO_MO-IL | ENT | Internal | Summer | B6 | 300 | 2540 | 0 | 101.03 | 93.03 | 8 | 0
2035 | MISO_MO-IL_2_ENT | MISO_MO-IL | ENT | Internal | Summer | B7 | 400 | 2540 | 0 | 87.59 | 92.34 | 8 | 0
2035 | MISO_MO-IL_2_ENT | MISO_MO-IL | ENT | Internal | Summer | B8 | 500 | 2540 | 1142.48 | 84.03 | 92.03 | 8 | 0
2035 | MISO_MO-IL_2_ENT | MISO_MO-IL | ENT | Internal | Summer | B9 | 800 | 2540 | 2540 | 77.24 | 89.23 | 8 | 3.99
2035 | MISO_MO-IL_2_ENT | MISO_MO-IL | ENT | Internal | Summer | B10 | 1262 | 2540 | 692.74 | 74.83 | 82.83 | 8 | 0
2035 | MISO_MO-IL_2_ENT | MISO_MO-IL | ENT | Internal | Winter | B16 | 25 | 2540 | 0 | 97.03 | 97.49 | 8 | 0
2035 | MISO_MO-IL_2_ENT | MISO_MO-IL | ENT | Internal | Winter | B17 | 100 | 2540 | 0 | 91.41 | 94.62 | 8 | 0
2035 | MISO_MO-IL_2_ENT | MISO_MO-IL | ENT | Internal | Winter | B18 | 400 | 2540 | 47.1 | 86.62 | 94.62 | 8 | 0
2035 | MISO_MO-IL_2_ENT | MISO_MO-IL | ENT | Internal | Winter | B19 | 700 | 2540 | 1542.71 | 85.5 | 93.5 | 8 | 0
2035 | MISO_MO-IL_2_ENT | MISO_MO-IL | ENT | Internal | Winter | B20 | 935 | 2540 | 398.28 | 79.3 | 87.3 | 8 | 0
2035 | MISO_MO-IL_2_MISO_IN | MISO_MO-IL | MISO_IN | Internal | Shoulder | B11 | 25 | 2633 | 0 | 91.23 | 91.21 | 0.01 | 0
2035 | MISO_MO-IL_2_MISO_IN | MISO_MO-IL | MISO_IN | Internal | Shoulder | B12 | 200 | 2633 | 0 | 87.94 | 87.93 | 0.01 | 0
2035 | MISO_MO-IL_2_MISO_IN | MISO_MO-IL | MISO_IN | Internal | Shoulder | B13 | 600 | 2633 | 0 | 83.01 | 82.99 | 0.01 | 0
2035 | MISO_MO-IL_2_MISO_IN | MISO_MO-IL | MISO_IN | Internal | Shoulder | B14 | 900 | 2633 | 0 | 82.24 | 82.23 | 0.01 | 0
2035 | MISO_MO-IL_2_MISO_IN | MISO_MO-IL | MISO_IN | Internal | Shoulder | B15 | 1203 | 2633 | 0 | 76.28 | 76.27 | 0.01 | 0
2035 | MISO_MO-IL_2_MISO_IN | MISO_MO-IL | MISO_IN | Internal | Summer | B1 | 10 | 2633 | 0 | 146.6 | 146.59 | 0.01 | 0
2035 | MISO_MO-IL_2_MISO_IN | MISO_MO-IL | MISO_IN | Internal | Summer | B2 | 25 | 2633 | 0 | 142.08 | 142.07 | 0.01 | 0
2035 | MISO_MO-IL_2_MISO_IN | MISO_MO-IL | MISO_IN | Internal | Summer | B3 | 75 | 2633 | 0 | 141.54 | 140.06 | 0.01 | 0
2035 | MISO_MO-IL_2_MISO_IN | MISO_MO-IL | MISO_IN | Internal | Summer | B4 | 100 | 2633 | 0 | 141.54 | 138.77 | 0.01 | 0
2035 | MISO_MO-IL_2_MISO_IN | MISO_MO-IL | MISO_IN | Internal | Summer | B5 | 200 | 2633 | 0 | 123.19 | 119.17 | 0.01 | 0
2035 | MISO_MO-IL_2_MISO_IN | MISO_MO-IL | MISO_IN | Internal | Summer | B6 | 300 | 2633 | 0 | 101.03 | 99.38 | 0.01 | 0
2035 | MISO_MO-IL_2_MISO_IN | MISO_MO-IL | MISO_IN | Internal | Summer | B7 | 400 | 2633 | 0 | 87.59 | 86.32 | 0.01 | 0
2035 | MISO_MO-IL_2_MISO_IN | MISO_MO-IL | MISO_IN | Internal | Summer | B8 | 500 | 2633 | 0 | 84.03 | 74.92 | 0.01 | 0
2035 | MISO_MO-IL_2_MISO_IN | MISO_MO-IL | MISO_IN | Internal | Summer | B9 | 800 | 2633 | 0 | 77.24 | 74.82 | 0.01 | 0
2035 | MISO_MO-IL_2_MISO_IN | MISO_MO-IL | MISO_IN | Internal | Summer | B10 | 1262 | 2633 | 0 | 74.83 | 74.82 | 0.01 | 0
2035 | MISO_MO-IL_2_MISO_IN | MISO_MO-IL | MISO_IN | Internal | Winter | B16 | 25 | 2633 | 0 | 97.03 | 97.02 | 0.01 | 0
2035 | MISO_MO-IL_2_MISO_IN | MISO_MO-IL | MISO_IN | Internal | Winter | B17 | 100 | 2633 | 463.84 | 91.41 | 91.43 | 0.01 | 0
2035 | MISO_MO-IL_2_MISO_IN | MISO_MO-IL | MISO_IN | Internal | Winter | B18 | 400 | 2633 | 0 | 86.62 | 86.61 | 0.01 | 0
2035 | MISO_MO-IL_2_MISO_IN | MISO_MO-IL | MISO_IN | Internal | Winter | B19 | 700 | 2633 | 0 | 85.5 | 85.49 | 0.01 | 0
2035 | MISO_MO-IL_2_MISO_IN | MISO_MO-IL | MISO_IN | Internal | Winter | B20 | 935 | 2633 | 0 | 79.3 | 79.29 | 0.01 | 0
2035 | MISO_MO-IL_2_MISO_W | MISO_MO-IL | MISO_W | Internal | Shoulder | B11 | 25 | 1075 | 0 | 91.23 | 91.21 | 0.01 | 0
2035 | MISO_MO-IL_2_MISO_W | MISO_MO-IL | MISO_W | Internal | Shoulder | B12 | 200 | 1075 | 0 | 87.94 | 87.93 | 0.01 | 0
2035 | MISO_MO-IL_2_MISO_W | MISO_MO-IL | MISO_W | Internal | Shoulder | B13 | 600 | 1075 | 0 | 83.01 | 82.99 | 0.01 | 0
2035 | MISO_MO-IL_2_MISO_W | MISO_MO-IL | MISO_W | Internal | Shoulder | B14 | 900 | 1075 | 0 | 82.24 | 79.52 | 0.01 | 0
2035 | MISO_MO-IL_2_MISO_W | MISO_MO-IL | MISO_W | Internal | Shoulder | B15 | 1203 | 1075 | 0 | 76.28 | 71.62 | 0.01 | 0
2035 | MISO_MO-IL_2_MISO_W | MISO_MO-IL | MISO_W | Internal | Summer | B1 | 10 | 1075 | 138.06 | 146.6 | 146.61 | 0.01 | 0
2035 | MISO_MO-IL_2_MISO_W | MISO_MO-IL | MISO_W | Internal | Summer | B2 | 25 | 1075 | 229.2 | 142.08 | 142.09 | 0.01 | 0
2035 | MISO_MO-IL_2_MISO_W | MISO_MO-IL | MISO_W | Internal | Summer | B3 | 75 | 1075 | 1075 | 141.54 | 142.55 | 0.01 | 1
2035 | MISO_MO-IL_2_MISO_W | MISO_MO-IL | MISO_W | Internal | Summer | B4 | 100 | 1075 | 1075 | 141.54 | 142.55 | 0.01 | 1
2035 | MISO_MO-IL_2_MISO_W | MISO_MO-IL | MISO_W | Internal | Summer | B5 | 200 | 1075 | 998.82 | 123.19 | 123.2 | 0.01 | 0
2035 | MISO_MO-IL_2_MISO_W | MISO_MO-IL | MISO_W | Internal | Summer | B6 | 300 | 1075 | 1075 | 101.03 | 102.15 | 0.01 | 1.1
2035 | MISO_MO-IL_2_MISO_W | MISO_MO-IL | MISO_W | Internal | Summer | B7 | 400 | 1075 | 0 | 87.59 | 87.58 | 0.01 | 0
2035 | MISO_MO-IL_2_MISO_W | MISO_MO-IL | MISO_W | Internal | Summer | B8 | 500 | 1075 | 0 | 84.03 | 84.02 | 0.01 | 0
2035 | MISO_MO-IL_2_MISO_W | MISO_MO-IL | MISO_W | Internal | Summer | B9 | 800 | 1075 | 0 | 77.24 | 77.23 | 0.01 | 0
2035 | MISO_MO-IL_2_MISO_W | MISO_MO-IL | MISO_W | Internal | Summer | B10 | 1262 | 1075 | 0 | 74.83 | 70.31 | 0.01 | 0
2035 | MISO_MO-IL_2_MISO_W | MISO_MO-IL | MISO_W | Internal | Winter | B16 | 25 | 1075 | 0 | 97.03 | 75.25 | 0.01 | 0
2035 | MISO_MO-IL_2_MISO_W | MISO_MO-IL | MISO_W | Internal | Winter | B17 | 100 | 1075 | 0 | 91.41 | 79.3 | 0.01 | 0
2035 | MISO_MO-IL_2_MISO_W | MISO_MO-IL | MISO_W | Internal | Winter | B18 | 400 | 1075 | 0 | 86.62 | 84.04 | 0.01 | 0
2035 | MISO_MO-IL_2_MISO_W | MISO_MO-IL | MISO_W | Internal | Winter | B19 | 700 | 1075 | 0 | 85.5 | 84.04 | 0.01 | 0
2035 | MISO_MO-IL_2_MISO_W | MISO_MO-IL | MISO_W | Internal | Winter | B20 | 935 | 1075 | 0 | 79.3 | 74.82 | 0.01 | 0
2035 | MISO_MO-IL_2_PJM_ROR | MISO_MO-IL | PJM_ROR | Internal | Shoulder | B11 | 25 | 1212 | 0 | 91.23 | 92.53 | 2 | 0
2035 | MISO_MO-IL_2_PJM_ROR | MISO_MO-IL | PJM_ROR | Internal | Shoulder | B12 | 200 | 1212 | 978.16 | 87.94 | 89.94 | 2 | 0
2035 | MISO_MO-IL_2_PJM_ROR | MISO_MO-IL | PJM_ROR | Internal | Shoulder | B13 | 600 | 1212 | 1212 | 83.01 | 86.36 | 2 | 1.36
2035 | MISO_MO-IL_2_PJM_ROR | MISO_MO-IL | PJM_ROR | Internal | Shoulder | B14 | 900 | 1212 | 1212 | 82.24 | 85.3 | 2 | 1.06
2035 | MISO_MO-IL_2_PJM_ROR | MISO_MO-IL | PJM_ROR | Internal | Shoulder | B15 | 1203 | 1212 | 0 | 76.28 | 76.21 | 2 | 0
2035 | MISO_MO-IL_2_PJM_ROR | MISO_MO-IL | PJM_ROR | Internal | Summer | B1 | 10 | 1212 | 117.44 | 146.6 | 148.6 | 2 | 0
2035 | MISO_MO-IL_2_PJM_ROR | MISO_MO-IL | PJM_ROR | Internal | Summer | B2 | 25 | 1212 | 197.65 | 142.08 | 144.08 | 2 | 0
2035 | MISO_MO-IL_2_PJM_ROR | MISO_MO-IL | PJM_ROR | Internal | Summer | B3 | 75 | 1212 | 0 | 141.54 | 140.77 | 2 | 0
2035 | MISO_MO-IL_2_PJM_ROR | MISO_MO-IL | PJM_ROR | Internal | Summer | B4 | 100 | 1212 | 0 | 141.54 | 140.77 | 2 | 0
2035 | MISO_MO-IL_2_PJM_ROR | MISO_MO-IL | PJM_ROR | Internal | Summer | B5 | 200 | 1212 | 0 | 123.19 | 121.19 | 2 | 0
2035 | MISO_MO-IL_2_PJM_ROR | MISO_MO-IL | PJM_ROR | Internal | Summer | B6 | 300 | 1212 | 0 | 101.03 | 101.38 | 2 | 0
2035 | MISO_MO-IL_2_PJM_ROR | MISO_MO-IL | PJM_ROR | Internal | Summer | B7 | 400 | 1212 | 0 | 87.59 | 89.58 | 2 | 0
2035 | MISO_MO-IL_2_PJM_ROR | MISO_MO-IL | PJM_ROR | Internal | Summer | B8 | 500 | 1212 | 1046.87 | 84.03 | 86.03 | 2 | 0
2035 | MISO_MO-IL_2_PJM_ROR | MISO_MO-IL | PJM_ROR | Internal | Summer | B9 | 800 | 1212 | 1212 | 77.24 | 79.25 | 2 | 0.01
2035 | MISO_MO-IL_2_PJM_ROR | MISO_MO-IL | PJM_ROR | Internal | Summer | B10 | 1262 | 1212 | 0 | 74.83 | 74.58 | 2 | 0
2035 | MISO_MO-IL_2_PJM_ROR | MISO_MO-IL | PJM_ROR | Internal | Winter | B16 | 25 | 1212 | 874.29 | 97.03 | 99.03 | 2 | 0
2035 | MISO_MO-IL_2_PJM_ROR | MISO_MO-IL | PJM_ROR | Internal | Winter | B17 | 100 | 1212 | 1212 | 91.41 | 98.22 | 2 | 4.81
2035 | MISO_MO-IL_2_PJM_ROR | MISO_MO-IL | PJM_ROR | Internal | Winter | B18 | 400 | 1212 | 1212 | 86.62 | 92.07 | 2 | 3.44
2035 | MISO_MO-IL_2_PJM_ROR | MISO_MO-IL | PJM_ROR | Internal | Winter | B19 | 700 | 1212 | 1212 | 85.5 | 87.69 | 2 | 0.18
2035 | MISO_MO-IL_2_PJM_ROR | MISO_MO-IL | PJM_ROR | Internal | Winter | B20 | 935 | 1212 | 0 | 79.3 | 79.71 | 2 | 0
2035 | MISO_MO-IL_2_TVA_Transmission | MISO_MO-IL | TVA_Transmission | Internal | Shoulder | B11 | 25 | 4000 | 0 | 91.23 | 97.25 | 8 | 0
2035 | MISO_MO-IL_2_TVA_Transmission | MISO_MO-IL | TVA_Transmission | Internal | Shoulder | B12 | 200 | 4000 | 0 | 87.94 | 93.71 | 8 | 0
2035 | MISO_MO-IL_2_TVA_Transmission | MISO_MO-IL | TVA_Transmission | Internal | Shoulder | B13 | 600 | 4000 | 0 | 83.01 | 90.59 | 8 | 0
2035 | MISO_MO-IL_2_TVA_Transmission | MISO_MO-IL | TVA_Transmission | Internal | Shoulder | B14 | 900 | 4000 | 1013.09 | 82.24 | 90.24 | 8 | 0
2035 | MISO_MO-IL_2_TVA_Transmission | MISO_MO-IL | TVA_Transmission | Internal | Shoulder | B15 | 1203 | 4000 | 0 | 76.28 | 82.21 | 8 | 0
2035 | MISO_MO-IL_2_TVA_Transmission | MISO_MO-IL | TVA_Transmission | Internal | Summer | B1 | 10 | 4000 | 1545.55 | 146.6 | 154.6 | 8 | 0
2035 | MISO_MO-IL_2_TVA_Transmission | MISO_MO-IL | TVA_Transmission | Internal | Summer | B2 | 25 | 4000 | 909.15 | 142.08 | 150.08 | 8 | 0
2035 | MISO_MO-IL_2_TVA_Transmission | MISO_MO-IL | TVA_Transmission | Internal | Summer | B3 | 75 | 4000 | 0 | 141.54 | 146.77 | 8 | 0
2035 | MISO_MO-IL_2_TVA_Transmission | MISO_MO-IL | TVA_Transmission | Internal | Summer | B4 | 100 | 4000 | 0 | 141.54 | 146.77 | 8 | 0
2035 | MISO_MO-IL_2_TVA_Transmission | MISO_MO-IL | TVA_Transmission | Internal | Summer | B5 | 200 | 4000 | 0 | 123.19 | 118.17 | 8 | 0
2035 | MISO_MO-IL_2_TVA_Transmission | MISO_MO-IL | TVA_Transmission | Internal | Summer | B6 | 300 | 4000 | 0 | 101.03 | 100.09 | 8 | 0
2035 | MISO_MO-IL_2_TVA_Transmission | MISO_MO-IL | TVA_Transmission | Internal | Summer | B7 | 400 | 4000 | 0 | 87.59 | 92.86 | 8 | 0
2035 | MISO_MO-IL_2_TVA_Transmission | MISO_MO-IL | TVA_Transmission | Internal | Summer | B8 | 500 | 4000 | 0 | 84.03 | 90.92 | 8 | 0
2035 | MISO_MO-IL_2_TVA_Transmission | MISO_MO-IL | TVA_Transmission | Internal | Summer | B9 | 800 | 4000 | 169.46 | 77.24 | 85.24 | 8 | 0
2035 | MISO_MO-IL_2_TVA_Transmission | MISO_MO-IL | TVA_Transmission | Internal | Summer | B10 | 1262 | 4000 | 0 | 74.83 | 79.62 | 8 | 0
2035 | MISO_MO-IL_2_TVA_Transmission | MISO_MO-IL | TVA_Transmission | Internal | Winter | B16 | 25 | 4000 | 1411.5 | 97.03 | 105.03 | 8 | 0
2035 | MISO_MO-IL_2_TVA_Transmission | MISO_MO-IL | TVA_Transmission | Internal | Winter | B17 | 100 | 4000 | 29.76 | 91.41 | 99.41 | 8 | 0
2035 | MISO_MO-IL_2_TVA_Transmission | MISO_MO-IL | TVA_Transmission | Internal | Winter | B18 | 400 | 4000 | 0 | 86.62 | 93.46 | 8 | 0
2035 | MISO_MO-IL_2_TVA_Transmission | MISO_MO-IL | TVA_Transmission | Internal | Winter | B19 | 700 | 4000 | 0 | 85.5 | 92.74 | 8 | 0
2035 | MISO_MO-IL_2_TVA_Transmission | MISO_MO-IL | TVA_Transmission | Internal | Winter | B20 | 935 | 4000 | 0 | 79.3 | 85.71 | 8 | 0
2035 | MISO_W_2_IESO | MISO_W | IESO | Internal | Shoulder | B11 | 25 | 90 | 0 | 91.21 | 69.28 | 8 | 0
2035 | MISO_W_2_IESO | MISO_W | IESO | Internal | Shoulder | B12 | 200 | 90 | 0 | 87.93 | 69.28 | 8 | 0
2035 | MISO_W_2_IESO | MISO_W | IESO | Internal | Shoulder | B13 | 600 | 90 | 0 | 82.99 | 69.28 | 8 | 0
2035 | MISO_W_2_IESO | MISO_W | IESO | Internal | Shoulder | B14 | 900 | 90 | 0 | 79.52 | 69.28 | 8 | 0
2035 | MISO_W_2_IESO | MISO_W | IESO | Internal | Shoulder | B15 | 1203 | 90 | 0 | 71.62 | 69.28 | 8 | 0
2035 | MISO_W_2_IESO | MISO_W | IESO | Internal | Summer | B1 | 10 | 90 | 0 | 146.61 | 100.27 | 8 | 0
2035 | MISO_W_2_IESO | MISO_W | IESO | Internal | Summer | B2 | 25 | 90 | 0 | 142.09 | 100.27 | 8 | 0
2035 | MISO_W_2_IESO | MISO_W | IESO | Internal | Summer | B3 | 75 | 90 | 0 | 142.55 | 88.23 | 8 | 0
2035 | MISO_W_2_IESO | MISO_W | IESO | Internal | Summer | B4 | 100 | 90 | 0 | 142.55 | 88.23 | 8 | 0
2035 | MISO_W_2_IESO | MISO_W | IESO | Internal | Summer | B5 | 200 | 90 | 0 | 123.2 | 71.23 | 8 | 0
2035 | MISO_W_2_IESO | MISO_W | IESO | Internal | Summer | B6 | 300 | 90 | 0 | 102.15 | 67.82 | 8 | 0
2035 | MISO_W_2_IESO | MISO_W | IESO | Internal | Summer | B7 | 400 | 90 | 0 | 87.58 | 67.82 | 8 | 0
2035 | MISO_W_2_IESO | MISO_W | IESO | Internal | Summer | B8 | 500 | 90 | 0 | 84.02 | 67.82 | 8 | 0
2035 | MISO_W_2_IESO | MISO_W | IESO | Internal | Summer | B9 | 800 | 90 | 0 | 77.23 | 67.82 | 8 | 0
2035 | MISO_W_2_IESO | MISO_W | IESO | Internal | Summer | B10 | 1262 | 90 | 0 | 70.31 | 67.82 | 8 | 0
2035 | MISO_W_2_IESO | MISO_W | IESO | Internal | Winter | B16 | 25 | 90 | 0 | 75.25 | 72.3 | 8 | 0
2035 | MISO_W_2_IESO | MISO_W | IESO | Internal | Winter | B17 | 100 | 90 | 0 | 79.3 | 72.3 | 8 | 0
2035 | MISO_W_2_IESO | MISO_W | IESO | Internal | Winter | B18 | 400 | 90 | 0 | 84.04 | 72.3 | 8 | 0
2035 | MISO_W_2_IESO | MISO_W | IESO | Internal | Winter | B19 | 700 | 90 | 0 | 84.04 | 72.3 | 8 | 0
2035 | MISO_W_2_IESO | MISO_W | IESO | Internal | Winter | B20 | 935 | 90 | 0 | 74.82 | 72.3 | 8 | 0
2035 | MISO_W_2_MAPP_CA | MISO_W | MAPP_CA | Internal | Shoulder | B11 | 25 | 926 | 0 | 91.21 | 71.6 | 0.01 | 0
2035 | MISO_W_2_MAPP_CA | MISO_W | MAPP_CA | Internal | Shoulder | B12 | 200 | 926 | 0 | 87.93 | 71.6 | 0.01 | 0
2035 | MISO_W_2_MAPP_CA | MISO_W | MAPP_CA | Internal | Shoulder | B13 | 600 | 926 | 0 | 82.99 | 71.6 | 0.01 | 0
2035 | MISO_W_2_MAPP_CA | MISO_W | MAPP_CA | Internal | Shoulder | B14 | 900 | 926 | 0 | 79.52 | 71.6 | 0.01 | 0
2035 | MISO_W_2_MAPP_CA | MISO_W | MAPP_CA | Internal | Shoulder | B15 | 1203 | 926 | 0 | 71.62 | 71.6 | 0.01 | 0
2035 | MISO_W_2_MAPP_CA | MISO_W | MAPP_CA | Internal | Summer | B1 | 10 | 926 | 0 | 146.61 | 63.23 | 0.01 | 0
2035 | MISO_W_2_MAPP_CA | MISO_W | MAPP_CA | Internal | Summer | B2 | 25 | 926 | 0 | 142.09 | 63.23 | 0.01 | 0
2035 | MISO_W_2_MAPP_CA | MISO_W | MAPP_CA | Internal | Summer | B3 | 75 | 926 | 0 | 142.55 | 63.23 | 0.01 | 0
2035 | MISO_W_2_MAPP_CA | MISO_W | MAPP_CA | Internal | Summer | B4 | 100 | 926 | 0 | 142.55 | 63.23 | 0.01 | 0
2035 | MISO_W_2_MAPP_CA | MISO_W | MAPP_CA | Internal | Summer | B5 | 200 | 926 | 0 | 123.2 | 63.23 | 0.01 | 0
2035 | MISO_W_2_MAPP_CA | MISO_W | MAPP_CA | Internal | Summer | B6 | 300 | 926 | 0 | 102.15 | 63.23 | 0.01 | 0
2035 | MISO_W_2_MAPP_CA | MISO_W | MAPP_CA | Internal | Summer | B7 | 400 | 926 | 0 | 87.58 | 63.23 | 0.01 | 0
2035 | MISO_W_2_MAPP_CA | MISO_W | MAPP_CA | Internal | Summer | B8 | 500 | 926 | 0 | 84.02 | 63.23 | 0.01 | 0
2035 | MISO_W_2_MAPP_CA | MISO_W | MAPP_CA | Internal | Summer | B9 | 800 | 926 | 0 | 77.23 | 63.23 | 0.01 | 0
2035 | MISO_W_2_MAPP_CA | MISO_W | MAPP_CA | Internal | Summer | B10 | 1262 | 926 | 0 | 70.31 | 63.23 | 0.01 | 0
2035 | MISO_W_2_MAPP_CA | MISO_W | MAPP_CA | Internal | Winter | B16 | 25 | 926 | 0 | 75.25 | 74.8 | 0.01 | 0
2035 | MISO_W_2_MAPP_CA | MISO_W | MAPP_CA | Internal | Winter | B17 | 100 | 926 | 0 | 79.3 | 74.8 | 0.01 | 0
2035 | MISO_W_2_MAPP_CA | MISO_W | MAPP_CA | Internal | Winter | B18 | 400 | 926 | 0 | 84.04 | 74.8 | 0.01 | 0
2035 | MISO_W_2_MAPP_CA | MISO_W | MAPP_CA | Internal | Winter | B19 | 700 | 926 | 0 | 84.04 | 74.8 | 0.01 | 0
2035 | MISO_W_2_MAPP_CA | MISO_W | MAPP_CA | Internal | Winter | B20 | 935 | 926 | 0 | 74.82 | 74.8 | 0.01 | 0
2035 | MISO_W_2_MISO_MO-IL | MISO_W | MISO_MO-IL | Internal | Shoulder | B11 | 25 | 3915 | 1286.82 | 91.21 | 91.23 | 0.01 | 0
2035 | MISO_W_2_MISO_MO-IL | MISO_W | MISO_MO-IL | Internal | Shoulder | B12 | 200 | 3915 | 2833.86 | 87.93 | 87.94 | 0.01 | 0
2035 | MISO_W_2_MISO_MO-IL | MISO_W | MISO_MO-IL | Internal | Shoulder | B13 | 600 | 3915 | 3259.9 | 82.99 | 83.01 | 0.01 | 0
2035 | MISO_W_2_MISO_MO-IL | MISO_W | MISO_MO-IL | Internal | Shoulder | B14 | 900 | 3915 | 3915 | 79.52 | 82.24 | 0.01 | 2.71
2035 | MISO_W_2_MISO_MO-IL | MISO_W | MISO_MO-IL | Internal | Shoulder | B15 | 1203 | 3915 | 3915 | 71.62 | 76.28 | 0.01 | 4.66
2035 | MISO_W_2_MISO_MO-IL | MISO_W | MISO_MO-IL | Internal | Summer | B1 | 10 | 3915 | 0 | 146.61 | 146.6 | 0.01 | 0
2035 | MISO_W_2_MISO_MO-IL | MISO_W | MISO_MO-IL | Internal | Summer | B2 | 25 | 3915 | 0 | 142.09 | 142.08 | 0.01 | 0
2035 | MISO_W_2_MISO_MO-IL | MISO_W | MISO_MO-IL | Internal | Summer | B3 | 75 | 3915 | 0 | 142.55 | 141.54 | 0.01 | 0
2035 | MISO_W_2_MISO_MO-IL | MISO_W | MISO_MO-IL | Internal | Summer | B4 | 100 | 3915 | 0 | 142.55 | 141.54 | 0.01 | 0
2035 | MISO_W_2_MISO_MO-IL | MISO_W | MISO_MO-IL | Internal | Summer | B5 | 200 | 3915 | 0 | 123.2 | 123.19 | 0.01 | 0
2035 | MISO_W_2_MISO_MO-IL | MISO_W | MISO_MO-IL | Internal | Summer | B6 | 300 | 3915 | 0 | 102.15 | 101.03 | 0.01 | 0
2035 | MISO_W_2_MISO_MO-IL | MISO_W | MISO_MO-IL | Internal | Summer | B7 | 400 | 3915 | 85.98 | 87.58 | 87.59 | 0.01 | 0
2035 | MISO_W_2_MISO_MO-IL | MISO_W | MISO_MO-IL | Internal | Summer | B8 | 500 | 3915 | 1806.88 | 84.02 | 84.03 | 0.01 | 0
2035 | MISO_W_2_MISO_MO-IL | MISO_W | MISO_MO-IL | Internal | Summer | B9 | 800 | 3915 | 2338.02 | 77.23 | 77.24 | 0.01 | 0
2035 | MISO_W_2_MISO_MO-IL | MISO_W | MISO_MO-IL | Internal | Summer | B10 | 1262 | 3915 | 3915 | 70.31 | 74.83 | 0.01 | 4.51
2035 | MISO_W_2_MISO_MO-IL | MISO_W | MISO_MO-IL | Internal | Winter | B16 | 25 | 3915 | 3915 | 75.25 | 97.03 | 0.01 | 21.77
2035 | MISO_W_2_MISO_MO-IL | MISO_W | MISO_MO-IL | Internal | Winter | B17 | 100 | 3915 | 3915 | 79.3 | 91.41 | 0.01 | 12.1
2035 | MISO_W_2_MISO_MO-IL | MISO_W | MISO_MO-IL | Internal | Winter | B18 | 400 | 3915 | 3915 | 84.04 | 86.62 | 0.01 | 2.57
2035 | MISO_W_2_MISO_MO-IL | MISO_W | MISO_MO-IL | Internal | Winter | B19 | 700 | 3915 | 3915 | 84.04 | 85.5 | 0.01 | 1.45
2035 | MISO_W_2_MISO_MO-IL | MISO_W | MISO_MO-IL | Internal | Winter | B20 | 935 | 3915 | 3915 | 74.82 | 79.3 | 0.01 | 4.47
2035 | MISO_W_2_MISO_WUMS | MISO_W | MISO_WUMS | Internal | Shoulder | B11 | 25 | 1732 | 0 | 91.21 | 91.2 | 0.01 | 0
2035 | MISO_W_2_MISO_WUMS | MISO_W | MISO_WUMS | Internal | Shoulder | B12 | 200 | 1732 | 1217.51 | 87.93 | 87.94 | 0.01 | 0
2035 | MISO_W_2_MISO_WUMS | MISO_W | MISO_WUMS | Internal | Shoulder | B13 | 600 | 1732 | 1732 | 82.99 | 84.36 | 0.01 | 1.36
2035 | MISO_W_2_MISO_WUMS | MISO_W | MISO_WUMS | Internal | Shoulder | B14 | 900 | 1732 | 1732 | 79.52 | 83.29 | 0.01 | 3.76
2035 | MISO_W_2_MISO_WUMS | MISO_W | MISO_WUMS | Internal | Shoulder | B15 | 1203 | 1732 | 1732 | 71.62 | 76.21 | 0.01 | 4.58
2035 | MISO_W_2_MISO_WUMS | MISO_W | MISO_WUMS | Internal | Summer | B1 | 10 | 1732 | 0 | 146.61 | 146.6 | 0.01 | 0
2035 | MISO_W_2_MISO_WUMS | MISO_W | MISO_WUMS | Internal | Summer | B2 | 25 | 1732 | 0 | 142.09 | 142.08 | 0.01 | 0
2035 | MISO_W_2_MISO_WUMS | MISO_W | MISO_WUMS | Internal | Summer | B3 | 75 | 1732 | 0 | 142.55 | 140.06 | 0.01 | 0
2035 | MISO_W_2_MISO_WUMS | MISO_W | MISO_WUMS | Internal | Summer | B4 | 100 | 1732 | 0 | 142.55 | 138.77 | 0.01 | 0
2035 | MISO_W_2_MISO_WUMS | MISO_W | MISO_WUMS | Internal | Summer | B5 | 200 | 1732 | 0 | 123.2 | 119.17 | 0.01 | 0
2035 | MISO_W_2_MISO_WUMS | MISO_W | MISO_WUMS | Internal | Summer | B6 | 300 | 1732 | 0 | 102.15 | 99.38 | 0.01 | 0
2035 | MISO_W_2_MISO_WUMS | MISO_W | MISO_WUMS | Internal | Summer | B7 | 400 | 1732 | 0 | 87.58 | 87.57 | 0.01 | 0
2035 | MISO_W_2_MISO_WUMS | MISO_W | MISO_WUMS | Internal | Summer | B8 | 500 | 1732 | 1029.36 | 84.02 | 84.03 | 0.01 | 0
2035 | MISO_W_2_MISO_WUMS | MISO_W | MISO_WUMS | Internal | Summer | B9 | 800 | 1732 | 53.77 | 77.23 | 77.24 | 0.01 | 0
2035 | MISO_W_2_MISO_WUMS | MISO_W | MISO_WUMS | Internal | Summer | B10 | 1262 | 1732 | 1732 | 70.31 | 74.64 | 0.01 | 4.32
2035 | MISO_W_2_MISO_WUMS | MISO_W | MISO_WUMS | Internal | Winter | B16 | 25 | 1732 | 1732 | 75.25 | 91.43 | 0.01 | 16.17
2035 | MISO_W_2_MISO_WUMS | MISO_W | MISO_WUMS | Internal | Winter | B17 | 100 | 1732 | 1732 | 79.3 | 91.43 | 0.01 | 12.11
2035 | MISO_W_2_MISO_WUMS | MISO_W | MISO_WUMS | Internal | Winter | B18 | 400 | 1732 | 1732 | 84.04 | 90.06 | 0.01 | 6
2035 | MISO_W_2_MISO_WUMS | MISO_W | MISO_WUMS | Internal | Winter | B19 | 700 | 1732 | 1732 | 84.04 | 85.5 | 0.01 | 1.44
2035 | MISO_W_2_MISO_WUMS | MISO_W | MISO_WUMS | Internal | Winter | B20 | 935 | 1732 | 1732 | 74.82 | 79.17 | 0.01 | 4.34
2035 | MISO_W_2_NE | MISO_W | NE | Internal | Shoulder | B11 | 25 | 2800 | 0 | 91.21 | 91.21 | 7 | 0
2035 | MISO_W_2_NE | MISO_W | NE | Internal | Shoulder | B12 | 200 | 2800 | 0 | 87.93 | 86.02 | 7 | 0
2035 | MISO_W_2_NE | MISO_W | NE | Internal | Shoulder | B13 | 600 | 2800 | 0 | 82.99 | 81.54 | 7 | 0
2035 | MISO_W_2_NE | MISO_W | NE | Internal | Shoulder | B14 | 900 | 2800 | 0 | 79.52 | 79.52 | 7 | 0
2035 | MISO_W_2_NE | MISO_W | NE | Internal | Shoulder | B15 | 1203 | 2800 | 0 | 71.62 | 78.6 | 7 | 0
2035 | MISO_W_2_NE | MISO_W | NE | Internal | Summer | B1 | 10 | 2800 | 0 | 146.61 | 147.58 | 7 | 0
2035 | MISO_W_2_NE | MISO_W | NE | Internal | Summer | B2 | 25 | 2800 | 0 | 142.09 | 142.09 | 7 | 0
2035 | MISO_W_2_NE | MISO_W | NE | Internal | Summer | B3 | 75 | 2800 | 0 | 142.55 | 146.17 | 7 | 0
2035 | MISO_W_2_NE | MISO_W | NE | Internal | Summer | B4 | 100 | 2800 | 0 | 142.55 | 142.55 | 7 | 0
2035 | MISO_W_2_NE | MISO_W | NE | Internal | Summer | B5 | 200 | 2800 | 0 | 123.2 | 123.2 | 7 | 0
2035 | MISO_W_2_NE | MISO_W | NE | Internal | Summer | B6 | 300 | 2800 | 0 | 102.15 | 102.15 | 7 | 0
2035 | MISO_W_2_NE | MISO_W | NE | Internal | Summer | B7 | 400 | 2800 | 0 | 87.58 | 92.37 | 7 | 0
2035 | MISO_W_2_NE | MISO_W | NE | Internal | Summer | B8 | 500 | 2800 | 0 | 84.02 | 89.13 | 7 | 0
2035 | MISO_W_2_NE | MISO_W | NE | Internal | Summer | B9 | 800 | 2800 | 0 | 77.23 | 84.22 | 7 | 0
2035 | MISO_W_2_NE | MISO_W | NE | Internal | Summer | B10 | 1262 | 2800 | 0 | 70.31 | 77.3 | 7 | 0
2035 | MISO_W_2_NE | MISO_W | NE | Internal | Winter | B16 | 25 | 2800 | 957.02 | 75.25 | 82.25 | 7 | 0
2035 | MISO_W_2_NE | MISO_W | NE | Internal | Winter | B17 | 100 | 2800 | 0 | 79.3 | 86.29 | 7 | 0
2035 | MISO_W_2_NE | MISO_W | NE | Internal | Winter | B18 | 400 | 2800 | 0 | 84.04 | 84.97 | 7 | 0
2035 | MISO_W_2_NE | MISO_W | NE | Internal | Winter | B19 | 700 | 2800 | 0 | 84.04 | 84.04 | 7 | 0
2035 | MISO_W_2_NE | MISO_W | NE | Internal | Winter | B20 | 935 | 2800 | 0 | 74.82 | 81.8 | 7 | 0
2035 | MISO_W_2_PJM_ROR | MISO_W | PJM_ROR | Internal | Shoulder | B11 | 25 | 773 | 0 | 91.21 | 92.53 | 2 | 0
2035 | MISO_W_2_PJM_ROR | MISO_W | PJM_ROR | Internal | Shoulder | B12 | 200 | 773 | 773 | 87.93 | 89.94 | 2 | 0.01
2035 | MISO_W_2_PJM_ROR | MISO_W | PJM_ROR | Internal | Shoulder | B13 | 600 | 773 | 773 | 82.99 | 86.36 | 2 | 1.37
2035 | MISO_W_2_PJM_ROR | MISO_W | PJM_ROR | Internal | Shoulder | B14 | 900 | 773 | 773 | 79.52 | 85.3 | 2 | 3.78
2035 | MISO_W_2_PJM_ROR | MISO_W | PJM_ROR | Internal | Shoulder | B15 | 1203 | 773 | 773 | 71.62 | 76.21 | 2 | 2.6
2035 | MISO_W_2_PJM_ROR | MISO_W | PJM_ROR | Internal | Summer | B1 | 10 | 773 | 0 | 146.61 | 148.6 | 2 | 0
2035 | MISO_W_2_PJM_ROR | MISO_W | PJM_ROR | Internal | Summer | B2 | 25 | 773 | 0 | 142.09 | 144.08 | 2 | 0
2035 | MISO_W_2_PJM_ROR | MISO_W | PJM_ROR | Internal | Summer | B3 | 75 | 773 | 0 | 142.55 | 140.77 | 2 | 0
2035 | MISO_W_2_PJM_ROR | MISO_W | PJM_ROR | Internal | Summer | B4 | 100 | 773 | 0 | 142.55 | 140.77 | 2 | 0
2035 | MISO_W_2_PJM_ROR | MISO_W | PJM_ROR | Internal | Summer | B5 | 200 | 773 | 0 | 123.2 | 121.19 | 2 | 0
2035 | MISO_W_2_PJM_ROR | MISO_W | PJM_ROR | Internal | Summer | B6 | 300 | 773 | 0 | 102.15 | 101.38 | 2 | 0
2035 | MISO_W_2_PJM_ROR | MISO_W | PJM_ROR | Internal | Summer | B7 | 400 | 773 | 83.02 | 87.58 | 89.58 | 2 | 0
2035 | MISO_W_2_PJM_ROR | MISO_W | PJM_ROR | Internal | Summer | B8 | 500 | 773 | 773 | 84.02 | 86.03 | 2 | 0.01
2035 | MISO_W_2_PJM_ROR | MISO_W | PJM_ROR | Internal | Summer | B9 | 800 | 773 | 773 | 77.23 | 79.25 | 2 | 0.02
2035 | MISO_W_2_PJM_ROR | MISO_W | PJM_ROR | Internal | Summer | B10 | 1262 | 773 | 773 | 70.31 | 74.58 | 2 | 2.27
2035 | MISO_W_2_PJM_ROR | MISO_W | PJM_ROR | Internal | Winter | B16 | 25 | 773 | 773 | 75.25 | 99.03 | 2 | 21.78
2035 | MISO_W_2_PJM_ROR | MISO_W | PJM_ROR | Internal | Winter | B17 | 100 | 773 | 773 | 79.3 | 98.22 | 2 | 16.92
2035 | MISO_W_2_PJM_ROR | MISO_W | PJM_ROR | Internal | Winter | B18 | 400 | 773 | 773 | 84.04 | 92.07 | 2 | 6.02
2035 | MISO_W_2_PJM_ROR | MISO_W | PJM_ROR | Internal | Winter | B19 | 700 | 773 | 773 | 84.04 | 87.69 | 2 | 1.64
2035 | MISO_W_2_PJM_ROR | MISO_W | PJM_ROR | Internal | Winter | B20 | 935 | 773 | 773 | 74.82 | 79.71 | 2 | 2.9
2035 | MISO_W_2_SPP_N | MISO_W | SPP_N | Internal | Shoulder | B11 | 25 | 3200 | 0 | 91.21 | 90.99 | 7 | 0
2035 | MISO_W_2_SPP_N | MISO_W | SPP_N | Internal | Shoulder | B12 | 200 | 3200 | 0 | 87.93 | 86.01 | 7 | 0
2035 | MISO_W_2_SPP_N | MISO_W | SPP_N | Internal | Shoulder | B13 | 600 | 3200 | 0 | 82.99 | 81.55 | 7 | 0
2035 | MISO_W_2_SPP_N | MISO_W | SPP_N | Internal | Shoulder | B14 | 900 | 3200 | 0 | 79.52 | 79.53 | 7 | 0
2035 | MISO_W_2_SPP_N | MISO_W | SPP_N | Internal | Shoulder | B15 | 1203 | 3200 | 1049.1 | 71.62 | 78.62 | 7 | 0
2035 | MISO_W_2_SPP_N | MISO_W | SPP_N | Internal | Summer | B1 | 10 | 3200 | 0 | 146.61 | 141.86 | 7 | 0
2035 | MISO_W_2_SPP_N | MISO_W | SPP_N | Internal | Summer | B2 | 25 | 3200 | 0 | 142.09 | 141.86 | 7 | 0
2035 | MISO_W_2_SPP_N | MISO_W | SPP_N | Internal | Summer | B3 | 75 | 3200 | 0 | 142.55 | 146.16 | 7 | 0
2035 | MISO_W_2_SPP_N | MISO_W | SPP_N | Internal | Summer | B4 | 100 | 3200 | 0 | 142.55 | 141.86 | 7 | 0
2035 | MISO_W_2_SPP_N | MISO_W | SPP_N | Internal | Summer | B5 | 200 | 3200 | 0 | 123.2 | 118.2 | 7 | 0
2035 | MISO_W_2_SPP_N | MISO_W | SPP_N | Internal | Summer | B6 | 300 | 3200 | 0 | 102.15 | 97.15 | 7 | 0
2035 | MISO_W_2_SPP_N | MISO_W | SPP_N | Internal | Summer | B7 | 400 | 3200 | 0 | 87.58 | 92.36 | 7 | 0
2035 | MISO_W_2_SPP_N | MISO_W | SPP_N | Internal | Summer | B8 | 500 | 3200 | 0 | 84.02 | 89.14 | 7 | 0
2035 | MISO_W_2_SPP_N | MISO_W | SPP_N | Internal | Summer | B9 | 800 | 3200 | 802.33 | 77.23 | 84.23 | 7 | 0
2035 | MISO_W_2_SPP_N | MISO_W | SPP_N | Internal | Summer | B10 | 1262 | 3200 | 809.94 | 70.31 | 77.31 | 7 | 0
2035 | MISO_W_2_SPP_N | MISO_W | SPP_N | Internal | Winter | B16 | 25 | 3200 | 3200 | 75.25 | 88.98 | 7 | 6.73
2035 | MISO_W_2_SPP_N | MISO_W | SPP_N | Internal | Winter | B17 | 100 | 3200 | 2095.13 | 79.3 | 86.3 | 7 | 0
2035 | MISO_W_2_SPP_N | MISO_W | SPP_N | Internal | Winter | B18 | 400 | 3200 | 0 | 84.04 | 84.98 | 7 | 0
2035 | MISO_W_2_SPP_N | MISO_W | SPP_N | Internal | Winter | B19 | 700 | 3200 | 0 | 84.04 | 82.85 | 7 | 0
2035 | MISO_W_2_SPP_N | MISO_W | SPP_N | Internal | Winter | B20 | 935 | 3200 | 43.51 | 74.82 | 81.82 | 7 | 0
2035 | MISO_WUMS_2_MISO_MI | MISO_WUMS | MISO_MI | Internal | Shoulder | B11 | 25 | 1422 | 1422 | 91.2 | 91.23 | 0.01 | 0.01
2035 | MISO_WUMS_2_MISO_MI | MISO_WUMS | MISO_MI | Internal | Shoulder | B12 | 200 | 1422 | 191.58 | 87.94 | 87.96 | 0.01 | 0
2035 | MISO_WUMS_2_MISO_MI | MISO_WUMS | MISO_MI | Internal | Shoulder | B13 | 600 | 1422 | 1009.73 | 84.36 | 84.37 | 0.01 | 0
2035 | MISO_WUMS_2_MISO_MI | MISO_WUMS | MISO_MI | Internal | Shoulder | B14 | 900 | 1422 | 845.89 | 83.29 | 83.3 | 0.01 | 0
2035 | MISO_WUMS_2_MISO_MI | MISO_WUMS | MISO_MI | Internal | Shoulder | B15 | 1203 | 1422 | 1422 | 76.21 | 76.28 | 0.01 | 0.06
2035 | MISO_WUMS_2_MISO_MI | MISO_WUMS | MISO_MI | Internal | Summer | B1 | 10 | 1422 | 0 | 146.6 | 146.6 | 0.01 | 0
2035 | MISO_WUMS_2_MISO_MI | MISO_WUMS | MISO_MI | Internal | Summer | B2 | 25 | 1422 | 0 | 142.08 | 142.08 | 0.01 | 0
2035 | MISO_WUMS_2_MISO_MI | MISO_WUMS | MISO_MI | Internal | Summer | B3 | 75 | 1422 | 1049.66 | 140.06 | 140.07 | 0.01 | 0
2035 | MISO_WUMS_2_MISO_MI | MISO_WUMS | MISO_MI | Internal | Summer | B4 | 100 | 1422 | 622.93 | 138.77 | 138.78 | 0.01 | 0
2035 | MISO_WUMS_2_MISO_MI | MISO_WUMS | MISO_MI | Internal | Summer | B5 | 200 | 1422 | 134.15 | 119.17 | 119.19 | 0.01 | 0
2035 | MISO_WUMS_2_MISO_MI | MISO_WUMS | MISO_MI | Internal | Summer | B6 | 300 | 1422 | 786.72 | 99.38 | 99.39 | 0.01 | 0
2035 | MISO_WUMS_2_MISO_MI | MISO_WUMS | MISO_MI | Internal | Summer | B7 | 400 | 1422 | 935.8 | 87.57 | 87.58 | 0.01 | 0
2035 | MISO_WUMS_2_MISO_MI | MISO_WUMS | MISO_MI | Internal | Summer | B8 | 500 | 1422 | 825.59 | 84.03 | 84.04 | 0.01 | 0
2035 | MISO_WUMS_2_MISO_MI | MISO_WUMS | MISO_MI | Internal | Summer | B9 | 800 | 1422 | 89.08 | 77.24 | 77.25 | 0.01 | 0
2035 | MISO_WUMS_2_MISO_MI | MISO_WUMS | MISO_MI | Internal | Summer | B10 | 1262 | 1422 | 1422 | 74.64 | 75.12 | 0.01 | 0.47
2035 | MISO_WUMS_2_MISO_MI | MISO_WUMS | MISO_MI | Internal | Winter | B16 | 25 | 1422 | 1422 | 91.43 | 97.03 | 0.01 | 5.59
2035 | MISO_WUMS_2_MISO_MI | MISO_WUMS | MISO_MI | Internal | Winter | B17 | 100 | 1422 | 1222.59 | 91.43 | 91.44 | 0.01 | 0
2035 | MISO_WUMS_2_MISO_MI | MISO_WUMS | MISO_MI | Internal | Winter | B18 | 400 | 1422 | 1204.66 | 90.06 | 90.07 | 0.01 | 0
2035 | MISO_WUMS_2_MISO_MI | MISO_WUMS | MISO_MI | Internal | Winter | B19 | 700 | 1422 | 1027.41 | 85.5 | 85.51 | 0.01 | 0
2035 | MISO_WUMS_2_MISO_MI | MISO_WUMS | MISO_MI | Internal | Winter | B20 | 935 | 1422 | 1422 | 79.17 | 79.3 | 0.01 | 0.12
2035 | MISO_WUMS_2_MISO_W | MISO_WUMS | MISO_W | Internal | Shoulder | B11 | 25 | 1240 | 1209.32 | 91.2 | 91.21 | 0.01 | 0
2035 | MISO_WUMS_2_MISO_W | MISO_WUMS | MISO_W | Internal | Shoulder | B12 | 200 | 1240 | 0 | 87.94 | 87.93 | 0.01 | 0
2035 | MISO_WUMS_2_MISO_W | MISO_WUMS | MISO_W | Internal | Shoulder | B13 | 600 | 1240 | 0 | 84.36 | 82.99 | 0.01 | 0
2035 | MISO_WUMS_2_MISO_W | MISO_WUMS | MISO_W | Internal | Shoulder | B14 | 900 | 1240 | 0 | 83.29 | 79.52 | 0.01 | 0
2035 | MISO_WUMS_2_MISO_W | MISO_WUMS | MISO_W | Internal | Shoulder | B15 | 1203 | 1240 | 0 | 76.21 | 71.62 | 0.01 | 0
2035 | MISO_WUMS_2_MISO_W | MISO_WUMS | MISO_W | Internal | Summer | B1 | 10 | 1240 | 838.41 | 146.6 | 146.61 | 0.01 | 0
2035 | MISO_WUMS_2_MISO_W | MISO_WUMS | MISO_W | Internal | Summer | B2 | 25 | 1240 | 803.81 | 142.08 | 142.09 | 0.01 | 0
2035 | MISO_WUMS_2_MISO_W | MISO_WUMS | MISO_W | Internal | Summer | B3 | 75 | 1240 | 1240 | 140.06 | 142.55 | 0.01 | 2.48
2035 | MISO_WUMS_2_MISO_W | MISO_WUMS | MISO_W | Internal | Summer | B4 | 100 | 1240 | 1240 | 138.77 | 142.55 | 0.01 | 3.77
2035 | MISO_WUMS_2_MISO_W | MISO_WUMS | MISO_W | Internal | Summer | B5 | 200 | 1240 | 1240 | 119.17 | 123.2 | 0.01 | 4.01
2035 | MISO_WUMS_2_MISO_W | MISO_WUMS | MISO_W | Internal | Summer | B6 | 300 | 1240 | 1240 | 99.38 | 102.15 | 0.01 | 2.76
2035 | MISO_WUMS_2_MISO_W | MISO_WUMS | MISO_W | Internal | Summer | B7 | 400 | 1240 | 1160.32 | 87.57 | 87.58 | 0.01 | 0
2035 | MISO_WUMS_2_MISO_W | MISO_WUMS | MISO_W | Internal | Summer | B8 | 500 | 1240 | 0 | 84.03 | 84.02 | 0.01 | 0
2035 | MISO_WUMS_2_MISO_W | MISO_WUMS | MISO_W | Internal | Summer | B9 | 800 | 1240 | 0 | 77.24 | 77.23 | 0.01 | 0
2035 | MISO_WUMS_2_MISO_W | MISO_WUMS | MISO_W | Internal | Summer | B10 | 1262 | 1240 | 0 | 74.64 | 70.31 | 0.01 | 0
2035 | MISO_WUMS_2_MISO_W | MISO_WUMS | MISO_W | Internal | Winter | B16 | 25 | 1240 | 0 | 91.43 | 75.25 | 0.01 | 0
2035 | MISO_WUMS_2_MISO_W | MISO_WUMS | MISO_W | Internal | Winter | B17 | 100 | 1240 | 0 | 91.43 | 79.3 | 0.01 | 0
2035 | MISO_WUMS_2_MISO_W | MISO_WUMS | MISO_W | Internal | Winter | B18 | 400 | 1240 | 0 | 90.06 | 84.04 | 0.01 | 0
2035 | MISO_WUMS_2_MISO_W | MISO_WUMS | MISO_W | Internal | Winter | B19 | 700 | 1240 | 0 | 85.5 | 84.04 | 0.01 | 0
2035 | MISO_WUMS_2_MISO_W | MISO_WUMS | MISO_W | Internal | Winter | B20 | 935 | 1240 | 0 | 79.17 | 74.82 | 0.01 | 0
2035 | MISO_WUMS_2_PJM_ROR | MISO_WUMS | PJM_ROR | Internal | Shoulder | B11 | 25 | 1600 | 0 | 91.2 | 92.53 | 2 | 0
2035 | MISO_WUMS_2_PJM_ROR | MISO_WUMS | PJM_ROR | Internal | Shoulder | B12 | 200 | 1600 | 1352.22 | 87.94 | 89.94 | 2 | 0
2035 | MISO_WUMS_2_PJM_ROR | MISO_WUMS | PJM_ROR | Internal | Shoulder | B13 | 600 | 1600 | 1253.86 | 84.36 | 86.36 | 2 | 0
2035 | MISO_WUMS_2_PJM_ROR | MISO_WUMS | PJM_ROR | Internal | Shoulder | B14 | 900 | 1600 | 1600 | 83.29 | 85.3 | 2 | 0.01
2035 | MISO_WUMS_2_PJM_ROR | MISO_WUMS | PJM_ROR | Internal | Shoulder | B15 | 1203 | 1600 | 0 | 76.21 | 76.21 | 2 | 0
2035 | MISO_WUMS_2_PJM_ROR | MISO_WUMS | PJM_ROR | Internal | Summer | B1 | 10 | 1600 | 837.95 | 146.6 | 148.6 | 2 | 0
2035 | MISO_WUMS_2_PJM_ROR | MISO_WUMS | PJM_ROR | Internal | Summer | B2 | 25 | 1600 | 927.47 | 142.08 | 144.08 | 2 | 0
2035 | MISO_WUMS_2_PJM_ROR | MISO_WUMS | PJM_ROR | Internal | Summer | B3 | 75 | 1600 | 0 | 140.06 | 140.77 | 2 | 0
2035 | MISO_WUMS_2_PJM_ROR | MISO_WUMS | PJM_ROR | Internal | Summer | B4 | 100 | 1600 | 1144.1 | 138.77 | 140.77 | 2 | 0
2035 | MISO_WUMS_2_PJM_ROR | MISO_WUMS | PJM_ROR | Internal | Summer | B5 | 200 | 1600 | 1600 | 119.17 | 121.19 | 2 | 0.01
2035 | MISO_WUMS_2_PJM_ROR | MISO_WUMS | PJM_ROR | Internal | Summer | B6 | 300 | 1600 | 1444.41 | 99.38 | 101.38 | 2 | 0
2035 | MISO_WUMS_2_PJM_ROR | MISO_WUMS | PJM_ROR | Internal | Summer | B7 | 400 | 1600 | 1600 | 87.57 | 89.58 | 2 | 0.01
2035 | MISO_WUMS_2_PJM_ROR | MISO_WUMS | PJM_ROR | Internal | Summer | B8 | 500 | 1600 | 1415.83 | 84.03 | 86.03 | 2 | 0
2035 | MISO_WUMS_2_PJM_ROR | MISO_WUMS | PJM_ROR | Internal | Summer | B9 | 800 | 1600 | 1600 | 77.24 | 79.25 | 2 | 0.01
2035 | MISO_WUMS_2_PJM_ROR | MISO_WUMS | PJM_ROR | Internal | Summer | B10 | 1262 | 1600 | 0 | 74.64 | 74.58 | 2 | 0
2035 | MISO_WUMS_2_PJM_ROR | MISO_WUMS | PJM_ROR | Internal | Winter | B16 | 25 | 1600 | 1600 | 91.43 | 99.03 | 2 | 5.6
2035 | MISO_WUMS_2_PJM_ROR | MISO_WUMS | PJM_ROR | Internal | Winter | B17 | 100 | 1600 | 1600 | 91.43 | 98.22 | 2 | 4.8
2035 | MISO_WUMS_2_PJM_ROR | MISO_WUMS | PJM_ROR | Internal | Winter | B18 | 400 | 1600 | 1600 | 90.06 | 92.07 | 2 | 0.01
2035 | MISO_WUMS_2_PJM_ROR | MISO_WUMS | PJM_ROR | Internal | Winter | B19 | 700 | 1600 | 1600 | 85.5 | 87.69 | 2 | 0.19
2035 | MISO_WUMS_2_PJM_ROR | MISO_WUMS | PJM_ROR | Internal | Winter | B20 | 935 | 1600 | 0 | 79.17 | 79.71 | 2 | 0
2035 | NE_2_MISO_W | NE | MISO_W | Internal | Shoulder | B11 | 25 | 1600 | 0 | 91.21 | 91.21 | 5 | 0
2035 | NE_2_MISO_W | NE | MISO_W | Internal | Shoulder | B12 | 200 | 1600 | 0 | 86.02 | 87.93 | 5 | 0
2035 | NE_2_MISO_W | NE | MISO_W | Internal | Shoulder | B13 | 600 | 1600 | 0 | 81.54 | 82.99 | 5 | 0
2035 | NE_2_MISO_W | NE | MISO_W | Internal | Shoulder | B14 | 900 | 1600 | 0 | 79.52 | 79.52 | 5 | 0
2035 | NE_2_MISO_W | NE | MISO_W | Internal | Shoulder | B15 | 1203 | 1600 | 0 | 78.6 | 71.62 | 5 | 0
2035 | NE_2_MISO_W | NE | MISO_W | Internal | Summer | B1 | 10 | 1600 | 0 | 147.58 | 146.61 | 5 | 0
2035 | NE_2_MISO_W | NE | MISO_W | Internal | Summer | B2 | 25 | 1600 | 0 | 142.09 | 142.09 | 5 | 0
2035 | NE_2_MISO_W | NE | MISO_W | Internal | Summer | B3 | 75 | 1600 | 0 | 146.17 | 142.55 | 5 | 0
2035 | NE_2_MISO_W | NE | MISO_W | Internal | Summer | B4 | 100 | 1600 | 0 | 142.55 | 142.55 | 5 | 0
2035 | NE_2_MISO_W | NE | MISO_W | Internal | Summer | B5 | 200 | 1600 | 0 | 123.2 | 123.2 | 5 | 0
2035 | NE_2_MISO_W | NE | MISO_W | Internal | Summer | B6 | 300 | 1600 | 0 | 102.15 | 102.15 | 5 | 0
2035 | NE_2_MISO_W | NE | MISO_W | Internal | Summer | B7 | 400 | 1600 | 0 | 92.37 | 87.58 | 5 | 0
2035 | NE_2_MISO_W | NE | MISO_W | Internal | Summer | B8 | 500 | 1600 | 0 | 89.13 | 84.02 | 5 | 0
2035 | NE_2_MISO_W | NE | MISO_W | Internal | Summer | B9 | 800 | 1600 | 0 | 84.22 | 77.23 | 5 | 0
2035 | NE_2_MISO_W | NE | MISO_W | Internal | Summer | B10 | 1262 | 1600 | 0 | 77.3 | 70.31 | 5 | 0
2035 | NE_2_MISO_W | NE | MISO_W | Internal | Winter | B16 | 25 | 1600 | 0 | 82.25 | 75.25 | 5 | 0
2035 | NE_2_MISO_W | NE | MISO_W | Internal | Winter | B17 | 100 | 1600 | 0 | 86.29 | 79.3 | 5 | 0
2035 | NE_2_MISO_W | NE | MISO_W | Internal | Winter | B18 | 400 | 1600 | 0 | 84.97 | 84.04 | 5 | 0
2035 | NE_2_MISO_W | NE | MISO_W | Internal | Winter | B19 | 700 | 1600 | 0 | 84.04 | 84.04 | 5 | 0
2035 | NE_2_MISO_W | NE | MISO_W | Internal | Winter | B20 | 935 | 1600 | 0 | 81.8 | 74.82 | 5 | 0
2035 | NE_2_SPP_N | NE | SPP_N | Internal | Shoulder | B11 | 25 | 1802 | 0 | 91.21 | 90.99 | 0.01 | 0
2035 | NE_2_SPP_N | NE | SPP_N | Internal | Shoulder | B12 | 200 | 1802 | 0 | 86.02 | 86.01 | 0.01 | 0
2035 | NE_2_SPP_N | NE | SPP_N | Internal | Shoulder | B13 | 600 | 1802 | 57.41 | 81.54 | 81.55 | 0.01 | 0
2035 | NE_2_SPP_N | NE | SPP_N | Internal | Shoulder | B14 | 900 | 1802 | 654.25 | 79.52 | 79.53 | 0.01 | 0
2035 | NE_2_SPP_N | NE | SPP_N | Internal | Shoulder | B15 | 1203 | 1802 | 817.17 | 78.6 | 78.62 | 0.01 | 0
2035 | NE_2_SPP_N | NE | SPP_N | Internal | Summer | B1 | 10 | 1802 | 0 | 147.58 | 141.86 | 0.01 | 0
2035 | NE_2_SPP_N | NE | SPP_N | Internal | Summer | B2 | 25 | 1802 | 0 | 142.09 | 141.86 | 0.01 | 0
2035 | NE_2_SPP_N | NE | SPP_N | Internal | Summer | B3 | 75 | 1802 | 0 | 146.17 | 146.16 | 0.01 | 0
2035 | NE_2_SPP_N | NE | SPP_N | Internal | Summer | B4 | 100 | 1802 | 0 | 142.55 | 141.86 | 0.01 | 0
2035 | NE_2_SPP_N | NE | SPP_N | Internal | Summer | B5 | 200 | 1802 | 0 | 123.2 | 118.2 | 0.01 | 0
2035 | NE_2_SPP_N | NE | SPP_N | Internal | Summer | B6 | 300 | 1802 | 0 | 102.15 | 97.15 | 0.01 | 0
2035 | NE_2_SPP_N | NE | SPP_N | Internal | Summer | B7 | 400 | 1802 | 0 | 92.37 | 92.36 | 0.01 | 0
2035 | NE_2_SPP_N | NE | SPP_N | Internal | Summer | B8 | 500 | 1802 | 102.56 | 89.13 | 89.14 | 0.01 | 0
2035 | NE_2_SPP_N | NE | SPP_N | Internal | Summer | B9 | 800 | 1802 | 369.52 | 84.22 | 84.23 | 0.01 | 0
2035 | NE_2_SPP_N | NE | SPP_N | Internal | Summer | B10 | 1262 | 1802 | 1092.99 | 77.3 | 77.31 | 0.01 | 0
2035 | NE_2_SPP_N | NE | SPP_N | Internal | Winter | B16 | 25 | 1802 | 1802 | 82.25 | 88.98 | 0.01 | 6.72
2035 | NE_2_SPP_N | NE | SPP_N | Internal | Winter | B17 | 100 | 1802 | 1166.68 | 86.29 | 86.3 | 0.01 | 0
2035 | NE_2_SPP_N | NE | SPP_N | Internal | Winter | B18 | 400 | 1802 | 1373.85 | 84.97 | 84.98 | 0.01 | 0
2035 | NE_2_SPP_N | NE | SPP_N | Internal | Winter | B19 | 700 | 1802 | 0 | 84.04 | 82.85 | 0.01 | 0
2035 | NE_2_SPP_N | NE | SPP_N | Internal | Winter | B20 | 935 | 1802 | 1012.37 | 81.8 | 81.82 | 0.01 | 0
2035 | NEISO_2_NYISO_A-F | NEISO | NYISO_A-F | Internal | Shoulder | B11 | 25 | 600 | 0 | 81.53 | 84.52 | 3 | 0
2035 | NEISO_2_NYISO_A-F | NEISO | NYISO_A-F | Internal | Shoulder | B12 | 200 | 600 | 0 | 79.46 | 82.44 | 3 | 0
2035 | NEISO_2_NYISO_A-F | NEISO | NYISO_A-F | Internal | Shoulder | B13 | 600 | 600 | 0 | 79.09 | 78.37 | 3 | 0
2035 | NEISO_2_NYISO_A-F | NEISO | NYISO_A-F | Internal | Shoulder | B14 | 900 | 600 | 0 | 79.09 | 78.37 | 3 | 0
2035 | NEISO_2_NYISO_A-F | NEISO | NYISO_A-F | Internal | Shoulder | B15 | 1203 | 600 | 0 | 79.09 | 78.37 | 3 | 0
2035 | NEISO_2_NYISO_A-F | NEISO | NYISO_A-F | Internal | Summer | B1 | 10 | 600 | 0 | 116.58 | 107.27 | 3 | 0
2035 | NEISO_2_NYISO_A-F | NEISO | NYISO_A-F | Internal | Summer | B2 | 25 | 600 | 0 | 116.58 | 107.27 | 3 | 0
2035 | NEISO_2_NYISO_A-F | NEISO | NYISO_A-F | Internal | Summer | B3 | 75 | 600 | 0 | 106.46 | 107.27 | 3 | 0
2035 | NEISO_2_NYISO_A-F | NEISO | NYISO_A-F | Internal | Summer | B4 | 100 | 600 | 600 | 82.59 | 95.23 | 3 | 9.64
2035 | NEISO_2_NYISO_A-F | NEISO | NYISO_A-F | Internal | Summer | B5 | 200 | 600 | 600 | 78.07 | 84.07 | 3 | 3
2035 | NEISO_2_NYISO_A-F | NEISO | NYISO_A-F | Internal | Summer | B6 | 300 | 600 | 600 | 78.07 | 84.07 | 3 | 3
2035 | NEISO_2_NYISO_A-F | NEISO | NYISO_A-F | Internal | Summer | B7 | 400 | 600 | 600 | 78.07 | 81.57 | 3 | 0.5
2035 | NEISO_2_NYISO_A-F | NEISO | NYISO_A-F | Internal | Summer | B8 | 500 | 600 | 0 | 78.07 | 80.46 | 3 | 0
2035 | NEISO_2_NYISO_A-F | NEISO | NYISO_A-F | Internal | Summer | B9 | 800 | 600 | 0 | 78.07 | 78.67 | 3 | 0
2035 | NEISO_2_NYISO_A-F | NEISO | NYISO_A-F | Internal | Summer | B10 | 1262 | 600 | 0 | 78.07 | 78.67 | 3 | 0
2035 | NEISO_2_NYISO_A-F | NEISO | NYISO_A-F | Internal | Winter | B16 | 25 | 600 | 0 | 91.1 | 88.1 | 3 | 0
2035 | NEISO_2_NYISO_A-F | NEISO | NYISO_A-F | Internal | Winter | B17 | 100 | 600 | 0 | 89.51 | 86.51 | 3 | 0
2035 | NEISO_2_NYISO_A-F | NEISO | NYISO_A-F | Internal | Winter | B18 | 400 | 600 | 0 | 84.7 | 81.7 | 3 | 0
2035 | NEISO_2_NYISO_A-F | NEISO | NYISO_A-F | Internal | Winter | B19 | 700 | 600 | 0 | 84.7 | 81.7 | 3 | 0
2035 | NEISO_2_NYISO_A-F | NEISO | NYISO_A-F | Internal | Winter | B20 | 935 | 600 | 0 | 84.7 | 81.7 | 3 | 0
2035 | NEISO_2_NYISO_G-I | NEISO | NYISO_G-I | Internal | Shoulder | B11 | 25 | 600 | 358.56 | 81.53 | 84.53 | 3 | 0
2035 | NEISO_2_NYISO_G-I | NEISO | NYISO_G-I | Internal | Shoulder | B12 | 200 | 600 | 217.62 | 79.46 | 82.46 | 3 | 0
2035 | NEISO_2_NYISO_G-I | NEISO | NYISO_G-I | Internal | Shoulder | B13 | 600 | 600 | 532.17 | 79.09 | 82.09 | 3 | 0
2035 | NEISO_2_NYISO_G-I | NEISO | NYISO_G-I | Internal | Shoulder | B14 | 900 | 600 | 85.24 | 79.09 | 82.09 | 3 | 0
2035 | NEISO_2_NYISO_G-I | NEISO | NYISO_G-I | Internal | Shoulder | B15 | 1203 | 600 | 0 | 79.09 | 78.38 | 3 | 0
2035 | NEISO_2_NYISO_G-I | NEISO | NYISO_G-I | Internal | Summer | B1 | 10 | 600 | 600 | 116.58 | 172.89 | 3 | 53.31
2035 | NEISO_2_NYISO_G-I | NEISO | NYISO_G-I | Internal | Summer | B2 | 25 | 600 | 600 | 116.58 | 136.1 | 3 | 16.52
2035 | NEISO_2_NYISO_G-I | NEISO | NYISO_G-I | Internal | Summer | B3 | 75 | 600 | 600 | 106.46 | 113.59 | 3 | 4.13
2035 | NEISO_2_NYISO_G-I | NEISO | NYISO_G-I | Internal | Summer | B4 | 100 | 600 | 600 | 82.59 | 112.28 | 3 | 26.69
2035 | NEISO_2_NYISO_G-I | NEISO | NYISO_G-I | Internal | Summer | B5 | 200 | 600 | 600 | 78.07 | 112.28 | 3 | 31.22
2035 | NEISO_2_NYISO_G-I | NEISO | NYISO_G-I | Internal | Summer | B6 | 300 | 600 | 600 | 78.07 | 93.38 | 3 | 12.31
2035 | NEISO_2_NYISO_G-I | NEISO | NYISO_G-I | Internal | Summer | B7 | 400 | 600 | 600 | 78.07 | 81.58 | 3 | 0.52
2035 | NEISO_2_NYISO_G-I | NEISO | NYISO_G-I | Internal | Summer | B8 | 500 | 600 | 0 | 78.07 | 80.47 | 3 | 0
2035 | NEISO_2_NYISO_G-I | NEISO | NYISO_G-I | Internal | Summer | B9 | 800 | 600 | 0 | 78.07 | 78.68 | 3 | 0
2035 | NEISO_2_NYISO_G-I | NEISO | NYISO_G-I | Internal | Summer | B10 | 1262 | 600 | 0 | 78.07 | 78.68 | 3 | 0
2035 | NEISO_2_NYISO_G-I | NEISO | NYISO_G-I | Internal | Winter | B16 | 25 | 600 | 0 | 91.1 | 93.23 | 3 | 0
2035 | NEISO_2_NYISO_G-I | NEISO | NYISO_G-I | Internal | Winter | B17 | 100 | 600 | 390.89 | 89.51 | 92.51 | 3 | 0
2035 | NEISO_2_NYISO_G-I | NEISO | NYISO_G-I | Internal | Winter | B18 | 400 | 600 | 600 | 84.7 | 92.51 | 3 | 4.8
2035 | NEISO_2_NYISO_G-I | NEISO | NYISO_G-I | Internal | Winter | B19 | 700 | 600 | 568.55 | 84.7 | 87.7 | 3 | 0
2035 | NEISO_2_NYISO_G-I | NEISO | NYISO_G-I | Internal | Winter | B20 | 935 | 600 | 0 | 84.7 | 82.67 | 3 | 0
2035 | NEISO_2_NYISO_J-K | NEISO | NYISO_J-K | Internal | Shoulder | B11 | 25 | 777 | 777 | 81.53 | 84.54 | 3 | 0.01
2035 | NEISO_2_NYISO_J-K | NEISO | NYISO_J-K | Internal | Shoulder | B12 | 200 | 777 | 777 | 79.46 | 82.47 | 3 | 0.01
2035 | NEISO_2_NYISO_J-K | NEISO | NYISO_J-K | Internal | Shoulder | B13 | 600 | 777 | 777 | 79.09 | 82.47 | 3 | 0.38
2035 | NEISO_2_NYISO_J-K | NEISO | NYISO_J-K | Internal | Shoulder | B14 | 900 | 777 | 777 | 79.09 | 82.1 | 3 | 0.01
2035 | NEISO_2_NYISO_J-K | NEISO | NYISO_J-K | Internal | Shoulder | B15 | 1203 | 777 | 0 | 79.09 | 78.4 | 3 | 0
2035 | NEISO_2_NYISO_J-K | NEISO | NYISO_J-K | Internal | Summer | B1 | 10 | 777 | 777 | 116.58 | 172.9 | 3 | 53.32
2035 | NEISO_2_NYISO_J-K | NEISO | NYISO_J-K | Internal | Summer | B2 | 25 | 777 | 777 | 116.58 | 136.12 | 3 | 16.54
2035 | NEISO_2_NYISO_J-K | NEISO | NYISO_J-K | Internal | Summer | B3 | 75 | 777 | 777 | 106.46 | 113.61 | 3 | 4.14
2035 | NEISO_2_NYISO_J-K | NEISO | NYISO_J-K | Internal | Summer | B4 | 100 | 777 | 777 | 82.59 | 112.29 | 3 | 26.7
2035 | NEISO_2_NYISO_J-K | NEISO | NYISO_J-K | Internal | Summer | B5 | 200 | 777 | 777 | 78.07 | 112.29 | 3 | 31.23
2035 | NEISO_2_NYISO_J-K | NEISO | NYISO_J-K | Internal | Summer | B6 | 300 | 777 | 777 | 78.07 | 93.39 | 3 | 12.32
2035 | NEISO_2_NYISO_J-K | NEISO | NYISO_J-K | Internal | Summer | B7 | 400 | 777 | 777 | 78.07 | 83.81 | 3 | 2.74
2035 | NEISO_2_NYISO_J-K | NEISO | NYISO_J-K | Internal | Summer | B8 | 500 | 777 | 167.16 | 78.07 | 81.07 | 3 | 0
2035 | NEISO_2_NYISO_J-K | NEISO | NYISO_J-K | Internal | Summer | B9 | 800 | 777 | 0 | 78.07 | 78.69 | 3 | 0
2035 | NEISO_2_NYISO_J-K | NEISO | NYISO_J-K | Internal | Summer | B10 | 1262 | 777 | 0 | 78.07 | 78.69 | 3 | 0
2035 | NEISO_2_NYISO_J-K | NEISO | NYISO_J-K | Internal | Winter | B16 | 25 | 777 | 777 | 91.1 | 95.56 | 3 | 1.46
2035 | NEISO_2_NYISO_J-K | NEISO | NYISO_J-K | Internal | Winter | B17 | 100 | 777 | 777 | 89.51 | 95.56 | 3 | 3.06
2035 | NEISO_2_NYISO_J-K | NEISO | NYISO_J-K | Internal | Winter | B18 | 400 | 777 | 777 | 84.7 | 95.56 | 3 | 7.86
2035 | NEISO_2_NYISO_J-K | NEISO | NYISO_J-K | Internal | Winter | B19 | 700 | 777 | 777 | 84.7 | 95.56 | 3 | 7.86
2035 | NEISO_2_NYISO_J-K | NEISO | NYISO_J-K | Internal | Winter | B20 | 935 | 777 | 0 | 84.7 | 82.69 | 3 | 0
2035 | NonRTO_Midwest_2_TVA_Transmission | NonRTO_Midwest | TVA_Transmission | Internal | Shoulder | B11 | 25 | 2400 | 0 | 99.21 | 97.25 | 8 | 0
2035 | NonRTO_Midwest_2_TVA_Transmission | NonRTO_Midwest | TVA_Transmission | Internal | Shoulder | B12 | 200 | 2400 | 0 | 95.93 | 93.71 | 8 | 0
2035 | NonRTO_Midwest_2_TVA_Transmission | NonRTO_Midwest | TVA_Transmission | Internal | Shoulder | B13 | 600 | 2400 | 0 | 90.99 | 90.59 | 8 | 0
2035 | NonRTO_Midwest_2_TVA_Transmission | NonRTO_Midwest | TVA_Transmission | Internal | Shoulder | B14 | 900 | 2400 | 0 | 90.23 | 90.24 | 8 | 0
2035 | NonRTO_Midwest_2_TVA_Transmission | NonRTO_Midwest | TVA_Transmission | Internal | Shoulder | B15 | 1203 | 2400 | 0 | 79.96 | 82.21 | 8 | 0
2035 | NonRTO_Midwest_2_TVA_Transmission | NonRTO_Midwest | TVA_Transmission | Internal | Summer | B1 | 10 | 2400 | 0 | 148.06 | 154.6 | 8 | 0
2035 | NonRTO_Midwest_2_TVA_Transmission | NonRTO_Midwest | TVA_Transmission | Internal | Summer | B2 | 25 | 2400 | 0 | 148.06 | 150.08 | 8 | 0
2035 | NonRTO_Midwest_2_TVA_Transmission | NonRTO_Midwest | TVA_Transmission | Internal | Summer | B3 | 75 | 2400 | 0 | 148.06 | 146.77 | 8 | 0
2035 | NonRTO_Midwest_2_TVA_Transmission | NonRTO_Midwest | TVA_Transmission | Internal | Summer | B4 | 100 | 2400 | 0 | 146.77 | 146.77 | 8 | 0
2035 | NonRTO_Midwest_2_TVA_Transmission | NonRTO_Midwest | TVA_Transmission | Internal | Summer | B5 | 200 | 2400 | 0 | 127.17 | 118.17 | 8 | 0
2035 | NonRTO_Midwest_2_TVA_Transmission | NonRTO_Midwest | TVA_Transmission | Internal | Summer | B6 | 300 | 2400 | 0 | 107.38 | 100.09 | 8 | 0
2035 | NonRTO_Midwest_2_TVA_Transmission | NonRTO_Midwest | TVA_Transmission | Internal | Summer | B7 | 400 | 2400 | 0 | 94.32 | 92.86 | 8 | 0
2035 | NonRTO_Midwest_2_TVA_Transmission | NonRTO_Midwest | TVA_Transmission | Internal | Summer | B8 | 500 | 2400 | 157.75 | 82.92 | 90.92 | 8 | 0
2035 | NonRTO_Midwest_2_TVA_Transmission | NonRTO_Midwest | TVA_Transmission | Internal | Summer | B9 | 800 | 2400 | 0 | 78.45 | 85.24 | 8 | 0
2035 | NonRTO_Midwest_2_TVA_Transmission | NonRTO_Midwest | TVA_Transmission | Internal | Summer | B10 | 1262 | 2400 | 0 | 78.45 | 79.62 | 8 | 0
2035 | NonRTO_Midwest_2_TVA_Transmission | NonRTO_Midwest | TVA_Transmission | Internal | Winter | B16 | 25 | 2400 | 0 | 105.02 | 105.03 | 8 | 0
2035 | NonRTO_Midwest_2_TVA_Transmission | NonRTO_Midwest | TVA_Transmission | Internal | Winter | B17 | 100 | 2400 | 0 | 99.43 | 99.41 | 8 | 0
2035 | NonRTO_Midwest_2_TVA_Transmission | NonRTO_Midwest | TVA_Transmission | Internal | Winter | B18 | 400 | 2400 | 0 | 94.61 | 93.46 | 8 | 0
2035 | NonRTO_Midwest_2_TVA_Transmission | NonRTO_Midwest | TVA_Transmission | Internal | Winter | B19 | 700 | 2400 | 0 | 93.49 | 92.74 | 8 | 0
2035 | NonRTO_Midwest_2_TVA_Transmission | NonRTO_Midwest | TVA_Transmission | Internal | Winter | B20 | 935 | 2400 | 0 | 83.89 | 85.71 | 8 | 0
2035 | NYISO_A-F_2_NEISO | NYISO_A-F | NEISO | Internal | Shoulder | B11 | 25 | 600 | 0 | 84.52 | 81.53 | 3 | 0
2035 | NYISO_A-F_2_NEISO | NYISO_A-F | NEISO | Internal | Shoulder | B12 | 200 | 600 | 0 | 82.44 | 79.46 | 3 | 0
2035 | NYISO_A-F_2_NEISO | NYISO_A-F | NEISO | Internal | Shoulder | B13 | 600 | 600 | 0 | 78.37 | 79.09 | 3 | 0
2035 | NYISO_A-F_2_NEISO | NYISO_A-F | NEISO | Internal | Shoulder | B14 | 900 | 600 | 0 | 78.37 | 79.09 | 3 | 0
2035 | NYISO_A-F_2_NEISO | NYISO_A-F | NEISO | Internal | Shoulder | B15 | 1203 | 600 | 0 | 78.37 | 79.09 | 3 | 0
2035 | NYISO_A-F_2_NEISO | NYISO_A-F | NEISO | Internal | Summer | B1 | 10 | 600 | 600 | 107.27 | 116.58 | 3 | 6.31
2035 | NYISO_A-F_2_NEISO | NYISO_A-F | NEISO | Internal | Summer | B2 | 25 | 600 | 600 | 107.27 | 116.58 | 3 | 6.31
2035 | NYISO_A-F_2_NEISO | NYISO_A-F | NEISO | Internal | Summer | B3 | 75 | 600 | 0 | 107.27 | 106.46 | 3 | 0
2035 | NYISO_A-F_2_NEISO | NYISO_A-F | NEISO | Internal | Summer | B4 | 100 | 600 | 0 | 95.23 | 82.59 | 3 | 0
2035 | NYISO_A-F_2_NEISO | NYISO_A-F | NEISO | Internal | Summer | B5 | 200 | 600 | 0 | 84.07 | 78.07 | 3 | 0
2035 | NYISO_A-F_2_NEISO | NYISO_A-F | NEISO | Internal | Summer | B6 | 300 | 600 | 0 | 84.07 | 78.07 | 3 | 0
2035 | NYISO_A-F_2_NEISO | NYISO_A-F | NEISO | Internal | Summer | B7 | 400 | 600 | 0 | 81.57 | 78.07 | 3 | 0
2035 | NYISO_A-F_2_NEISO | NYISO_A-F | NEISO | Internal | Summer | B8 | 500 | 600 | 0 | 80.46 | 78.07 | 3 | 0
2035 | NYISO_A-F_2_NEISO | NYISO_A-F | NEISO | Internal | Summer | B9 | 800 | 600 | 0 | 78.67 | 78.07 | 3 | 0
2035 | NYISO_A-F_2_NEISO | NYISO_A-F | NEISO | Internal | Summer | B10 | 1262 | 600 | 0 | 78.67 | 78.07 | 3 | 0
2035 | NYISO_A-F_2_NEISO | NYISO_A-F | NEISO | Internal | Winter | B16 | 25 | 600 | 467.07 | 88.1 | 91.1 | 3 | 0
2035 | NYISO_A-F_2_NEISO | NYISO_A-F | NEISO | Internal | Winter | B17 | 100 | 600 | 343.94 | 86.51 | 89.51 | 3 | 0
2035 | NYISO_A-F_2_NEISO | NYISO_A-F | NEISO | Internal | Winter | B18 | 400 | 600 | 268.32 | 81.7 | 84.7 | 3 | 0
2035 | NYISO_A-F_2_NEISO | NYISO_A-F | NEISO | Internal | Winter | B19 | 700 | 600 | 200.67 | 81.7 | 84.7 | 3 | 0
2035 | NYISO_A-F_2_NEISO | NYISO_A-F | NEISO | Internal | Winter | B20 | 935 | 600 | 83.82 | 81.7 | 84.7 | 3 | 0
2035 | NYISO_A-F_2_NYISO_G-I | NYISO_A-F | NYISO_G-I | Internal | Shoulder | B11 | 25 | 5843 | 5141.91 | 84.52 | 84.53 | 0.01 | 0
2035 | NYISO_A-F_2_NYISO_G-I | NYISO_A-F | NYISO_G-I | Internal | Shoulder | B12 | 200 | 5843 | 5572.16 | 82.44 | 82.46 | 0.01 | 0
2035 | NYISO_A-F_2_NYISO_G-I | NYISO_A-F | NYISO_G-I | Internal | Shoulder | B13 | 600 | 5843 | 5843 | 78.37 | 82.09 | 0.01 | 3.71
2035 | NYISO_A-F_2_NYISO_G-I | NYISO_A-F | NYISO_G-I | Internal | Shoulder | B14 | 900 | 5843 | 5843 | 78.37 | 82.09 | 0.01 | 3.71
2035 | NYISO_A-F_2_NYISO_G-I | NYISO_A-F | NYISO_G-I | Internal | Shoulder | B15 | 1203 | 5843 | 4612.69 | 78.37 | 78.38 | 0.01 | 0
2035 | NYISO_A-F_2_NYISO_G-I | NYISO_A-F | NYISO_G-I | Internal | Summer | B1 | 10 | 5843 | 5843 | 107.27 | 172.89 | 0.01 | 65.61
2035 | NYISO_A-F_2_NYISO_G-I | NYISO_A-F | NYISO_G-I | Internal | Summer | B2 | 25 | 5843 | 5843 | 107.27 | 136.1 | 0.01 | 28.82
2035 | NYISO_A-F_2_NYISO_G-I | NYISO_A-F | NYISO_G-I | Internal | Summer | B3 | 75 | 5843 | 5843 | 107.27 | 113.59 | 0.01 | 6.31
2035 | NYISO_A-F_2_NYISO_G-I | NYISO_A-F | NYISO_G-I | Internal | Summer | B4 | 100 | 5843 | 5843 | 95.23 | 112.28 | 0.01 | 17.04
2035 | NYISO_A-F_2_NYISO_G-I | NYISO_A-F | NYISO_G-I | Internal | Summer | B5 | 200 | 5843 | 5843 | 84.07 | 112.28 | 0.01 | 28.2
2035 | NYISO_A-F_2_NYISO_G-I | NYISO_A-F | NYISO_G-I | Internal | Summer | B6 | 300 | 5843 | 5843 | 84.07 | 93.38 | 0.01 | 9.29
2035 | NYISO_A-F_2_NYISO_G-I | NYISO_A-F | NYISO_G-I | Internal | Summer | B7 | 400 | 5843 | 4946.81 | 81.57 | 81.58 | 0.01 | 0
2035 | NYISO_A-F_2_NYISO_G-I | NYISO_A-F | NYISO_G-I | Internal | Summer | B8 | 500 | 5843 | 5800.67 | 80.46 | 80.47 | 0.01 | 0
2035 | NYISO_A-F_2_NYISO_G-I | NYISO_A-F | NYISO_G-I | Internal | Summer | B9 | 800 | 5843 | 5567.92 | 78.67 | 78.68 | 0.01 | 0
2035 | NYISO_A-F_2_NYISO_G-I | NYISO_A-F | NYISO_G-I | Internal | Summer | B10 | 1262 | 5843 | 3463.12 | 78.67 | 78.68 | 0.01 | 0
2035 | NYISO_A-F_2_NYISO_G-I | NYISO_A-F | NYISO_G-I | Internal | Winter | B16 | 25 | 5843 | 5843 | 88.1 | 93.23 | 0.01 | 5.12
2035 | NYISO_A-F_2_NYISO_G-I | NYISO_A-F | NYISO_G-I | Internal | Winter | B17 | 100 | 5843 | 5843 | 86.51 | 92.51 | 0.01 | 5.99
2035 | NYISO_A-F_2_NYISO_G-I | NYISO_A-F | NYISO_G-I | Internal | Winter | B18 | 400 | 5843 | 5843 | 81.7 | 92.51 | 0.01 | 10.79
2035 | NYISO_A-F_2_NYISO_G-I | NYISO_A-F | NYISO_G-I | Internal | Winter | B19 | 700 | 5843 | 5843 | 81.7 | 87.7 | 0.01 | 5.99
2035 | NYISO_A-F_2_NYISO_G-I | NYISO_A-F | NYISO_G-I | Internal | Winter | B20 | 935 | 5843 | 5843 | 81.7 | 82.67 | 0.01 | 0.96
2035 | NYISO_A-F_2_PJM_ROM | NYISO_A-F | PJM_ROM | Internal | Shoulder | B11 | 25 | 1000 | 1000 | 84.52 | 92.54 | 8 | 0.02
2035 | NYISO_A-F_2_PJM_ROM | NYISO_A-F | PJM_ROM | Internal | Shoulder | B12 | 200 | 1000 | 0 | 82.44 | 89.96 | 8 | 0
2035 | NYISO_A-F_2_PJM_ROM | NYISO_A-F | PJM_ROM | Internal | Shoulder | B13 | 600 | 1000 | 191.19 | 78.37 | 86.37 | 8 | 0
2035 | NYISO_A-F_2_PJM_ROM | NYISO_A-F | PJM_ROM | Internal | Shoulder | B14 | 900 | 1000 | 0 | 78.37 | 85.32 | 8 | 0
2035 | NYISO_A-F_2_PJM_ROM | NYISO_A-F | PJM_ROM | Internal | Shoulder | B15 | 1203 | 1000 | 0 | 78.37 | 76.22 | 8 | 0
2035 | NYISO_A-F_2_PJM_ROM | NYISO_A-F | PJM_ROM | Internal | Summer | B1 | 10 | 1000 | 1000 | 107.27 | 180.88 | 8 | 65.61
2035 | NYISO_A-F_2_PJM_ROM | NYISO_A-F | PJM_ROM | Internal | Summer | B2 | 25 | 1000 | 1000 | 107.27 | 144.09 | 8 | 28.82
2035 | NYISO_A-F_2_PJM_ROM | NYISO_A-F | PJM_ROM | Internal | Summer | B3 | 75 | 1000 | 1000 | 107.27 | 140.78 | 8 | 25.52
2035 | NYISO_A-F_2_PJM_ROM | NYISO_A-F | PJM_ROM | Internal | Summer | B4 | 100 | 1000 | 1000 | 95.23 | 140.76 | 8 | 37.53
2035 | NYISO_A-F_2_PJM_ROM | NYISO_A-F | PJM_ROM | Internal | Summer | B5 | 200 | 1000 | 1000 | 84.07 | 121.2 | 8 | 29.13
2035 | NYISO_A-F_2_PJM_ROM | NYISO_A-F | PJM_ROM | Internal | Summer | B6 | 300 | 1000 | 1000 | 84.07 | 101.39 | 8 | 9.32
2035 | NYISO_A-F_2_PJM_ROM | NYISO_A-F | PJM_ROM | Internal | Summer | B7 | 400 | 1000 | 1000 | 81.57 | 89.59 | 8 | 0.02
2035 | NYISO_A-F_2_PJM_ROM | NYISO_A-F | PJM_ROM | Internal | Summer | B8 | 500 | 1000 | 0 | 80.46 | 86.04 | 8 | 0
2035 | NYISO_A-F_2_PJM_ROM | NYISO_A-F | PJM_ROM | Internal | Summer | B9 | 800 | 1000 | 0 | 78.67 | 79.27 | 8 | 0
2035 | NYISO_A-F_2_PJM_ROM | NYISO_A-F | PJM_ROM | Internal | Summer | B10 | 1262 | 1000 | 0 | 78.67 | 74.59 | 8 | 0
2035 | NYISO_A-F_2_PJM_ROM | NYISO_A-F | PJM_ROM | Internal | Winter | B16 | 25 | 1000 | 1000 | 88.1 | 99.04 | 8 | 2.94
2035 | NYISO_A-F_2_PJM_ROM | NYISO_A-F | PJM_ROM | Internal | Winter | B17 | 100 | 1000 | 1000 | 86.51 | 98.24 | 8 | 3.73
2035 | NYISO_A-F_2_PJM_ROM | NYISO_A-F | PJM_ROM | Internal | Winter | B18 | 400 | 1000 | 1000 | 81.7 | 92.08 | 8 | 2.38
2035 | NYISO_A-F_2_PJM_ROM | NYISO_A-F | PJM_ROM | Internal | Winter | B19 | 700 | 1000 | 1000 | 81.7 | 91.39 | 8 | 1.68
2035 | NYISO_A-F_2_PJM_ROM | NYISO_A-F | PJM_ROM | Internal | Winter | B20 | 935 | 1000 | 0 | 81.7 | 79.72 | 8 | 0
2035 | NYISO_G-I_2_NEISO | NYISO_G-I | NEISO | Internal | Shoulder | B11 | 25 | 600 | 0 | 84.53 | 81.53 | 3 | 0
2035 | NYISO_G-I_2_NEISO | NYISO_G-I | NEISO | Internal | Shoulder | B12 | 200 | 600 | 0 | 82.46 | 79.46 | 3 | 0
2035 | NYISO_G-I_2_NEISO | NYISO_G-I | NEISO | Internal | Shoulder | B13 | 600 | 600 | 0 | 82.09 | 79.09 | 3 | 0
2035 | NYISO_G-I_2_NEISO | NYISO_G-I | NEISO | Internal | Shoulder | B14 | 900 | 600 | 0 | 82.09 | 79.09 | 3 | 0
2035 | NYISO_G-I_2_NEISO | NYISO_G-I | NEISO | Internal | Shoulder | B15 | 1203 | 600 | 0 | 78.38 | 79.09 | 3 | 0
2035 | NYISO_G-I_2_NEISO | NYISO_G-I | NEISO | Internal | Summer | B1 | 10 | 600 | 0 | 172.89 | 116.58 | 3 | 0
2035 | NYISO_G-I_2_NEISO | NYISO_G-I | NEISO | Internal | Summer | B2 | 25 | 600 | 0 | 136.1 | 116.58 | 3 | 0
2035 | NYISO_G-I_2_NEISO | NYISO_G-I | NEISO | Internal | Summer | B3 | 75 | 600 | 0 | 113.59 | 106.46 | 3 | 0
2035 | NYISO_G-I_2_NEISO | NYISO_G-I | NEISO | Internal | Summer | B4 | 100 | 600 | 0 | 112.28 | 82.59 | 3 | 0
2035 | NYISO_G-I_2_NEISO | NYISO_G-I | NEISO | Internal | Summer | B5 | 200 | 600 | 0 | 112.28 | 78.07 | 3 | 0
2035 | NYISO_G-I_2_NEISO | NYISO_G-I | NEISO | Internal | Summer | B6 | 300 | 600 | 0 | 93.38 | 78.07 | 3 | 0
2035 | NYISO_G-I_2_NEISO | NYISO_G-I | NEISO | Internal | Summer | B7 | 400 | 600 | 0 | 81.58 | 78.07 | 3 | 0
2035 | NYISO_G-I_2_NEISO | NYISO_G-I | NEISO | Internal | Summer | B8 | 500 | 600 | 0 | 80.47 | 78.07 | 3 | 0
2035 | NYISO_G-I_2_NEISO | NYISO_G-I | NEISO | Internal | Summer | B9 | 800 | 600 | 0 | 78.68 | 78.07 | 3 | 0
2035 | NYISO_G-I_2_NEISO | NYISO_G-I | NEISO | Internal | Summer | B10 | 1262 | 600 | 0 | 78.68 | 78.07 | 3 | 0
2035 | NYISO_G-I_2_NEISO | NYISO_G-I | NEISO | Internal | Winter | B16 | 25 | 600 | 0 | 93.23 | 91.1 | 3 | 0
2035 | NYISO_G-I_2_NEISO | NYISO_G-I | NEISO | Internal | Winter | B17 | 100 | 600 | 0 | 92.51 | 89.51 | 3 | 0
2035 | NYISO_G-I_2_NEISO | NYISO_G-I | NEISO | Internal | Winter | B18 | 400 | 600 | 0 | 92.51 | 84.7 | 3 | 0
2035 | NYISO_G-I_2_NEISO | NYISO_G-I | NEISO | Internal | Winter | B19 | 700 | 600 | 0 | 87.7 | 84.7 | 3 | 0
2035 | NYISO_G-I_2_NEISO | NYISO_G-I | NEISO | Internal | Winter | B20 | 935 | 600 | 0 | 82.67 | 84.7 | 3 | 0
2035 | NYISO_G-I_2_NYISO_J-K | NYISO_G-I | NYISO_J-K | Internal | Shoulder | B11 | 25 | 6130 | 5496.8 | 84.53 | 84.54 | 0.01 | 0
2035 | NYISO_G-I_2_NYISO_J-K | NYISO_G-I | NYISO_J-K | Internal | Shoulder | B12 | 200 | 6130 | 5428.97 | 82.46 | 82.47 | 0.01 | 0
2035 | NYISO_G-I_2_NYISO_J-K | NYISO_G-I | NYISO_J-K | Internal | Shoulder | B13 | 600 | 6130 | 6130 | 82.09 | 82.47 | 0.01 | 0.36
2035 | NYISO_G-I_2_NYISO_J-K | NYISO_G-I | NYISO_J-K | Internal | Shoulder | B14 | 900 | 6130 | 5834.97 | 82.09 | 82.1 | 0.01 | 0
2035 | NYISO_G-I_2_NYISO_J-K | NYISO_G-I | NYISO_J-K | Internal | Shoulder | B15 | 1203 | 6130 | 4936.79 | 78.38 | 78.4 | 0.01 | 0
2035 | NYISO_G-I_2_NYISO_J-K | NYISO_G-I | NYISO_J-K | Internal | Summer | B1 | 10 | 6130 | 5379.44 | 172.89 | 172.9 | 0.01 | 0
2035 | NYISO_G-I_2_NYISO_J-K | NYISO_G-I | NYISO_J-K | Internal | Summer | B2 | 25 | 6130 | 5307.46 | 136.1 | 136.12 | 0.01 | 0
2035 | NYISO_G-I_2_NYISO_J-K | NYISO_G-I | NYISO_J-K | Internal | Summer | B3 | 75 | 6130 | 4907.66 | 113.59 | 113.61 | 0.01 | 0
2035 | NYISO_G-I_2_NYISO_J-K | NYISO_G-I | NYISO_J-K | Internal | Summer | B4 | 100 | 6130 | 5149.15 | 112.28 | 112.29 | 0.01 | 0
2035 | NYISO_G-I_2_NYISO_J-K | NYISO_G-I | NYISO_J-K | Internal | Summer | B5 | 200 | 6130 | 5288.9 | 112.28 | 112.29 | 0.01 | 0
2035 | NYISO_G-I_2_NYISO_J-K | NYISO_G-I | NYISO_J-K | Internal | Summer | B6 | 300 | 6130 | 5775.27 | 93.38 | 93.39 | 0.01 | 0
2035 | NYISO_G-I_2_NYISO_J-K | NYISO_G-I | NYISO_J-K | Internal | Summer | B7 | 400 | 6130 | 6130 | 81.58 | 83.81 | 0.01 | 2.21
2035 | NYISO_G-I_2_NYISO_J-K | NYISO_G-I | NYISO_J-K | Internal | Summer | B8 | 500 | 6130 | 6130 | 80.47 | 81.07 | 0.01 | 0.59
2035 | NYISO_G-I_2_NYISO_J-K | NYISO_G-I | NYISO_J-K | Internal | Summer | B9 | 800 | 6130 | 5551.29 | 78.68 | 78.69 | 0.01 | 0
2035 | NYISO_G-I_2_NYISO_J-K | NYISO_G-I | NYISO_J-K | Internal | Summer | B10 | 1262 | 6130 | 3881.69 | 78.68 | 78.69 | 0.01 | 0
2035 | NYISO_G-I_2_NYISO_J-K | NYISO_G-I | NYISO_J-K | Internal | Winter | B16 | 25 | 6130 | 6130 | 93.23 | 95.56 | 0.01 | 2.32
2035 | NYISO_G-I_2_NYISO_J-K | NYISO_G-I | NYISO_J-K | Internal | Winter | B17 | 100 | 6130 | 6130 | 92.51 | 95.56 | 0.01 | 3.04
2035 | NYISO_G-I_2_NYISO_J-K | NYISO_G-I | NYISO_J-K | Internal | Winter | B18 | 400 | 6130 | 6130 | 92.51 | 95.56 | 0.01 | 3.04
2035 | NYISO_G-I_2_NYISO_J-K | NYISO_G-I | NYISO_J-K | Internal | Winter | B19 | 700 | 6130 | 6130 | 87.7 | 95.56 | 0.01 | 7.85
2035 | NYISO_G-I_2_NYISO_J-K | NYISO_G-I | NYISO_J-K | Internal | Winter | B20 | 935 | 6130 | 5974.32 | 82.67 | 82.69 | 0.01 | 0
2035 | NYISO_G-I_2_PJM_E | NYISO_G-I | PJM_E | Internal | Shoulder | B11 | 25 | 1500 | 563 | 84.53 | 92.53 | 8 | 0
2035 | NYISO_G-I_2_PJM_E | NYISO_G-I | PJM_E | Internal | Shoulder | B12 | 200 | 1500 | 0 | 82.46 | 89.97 | 8 | 0
2035 | NYISO_G-I_2_PJM_E | NYISO_G-I | PJM_E | Internal | Shoulder | B13 | 600 | 1500 | 0 | 82.09 | 86.38 | 8 | 0
2035 | NYISO_G-I_2_PJM_E | NYISO_G-I | PJM_E | Internal | Shoulder | B14 | 900 | 1500 | 0 | 82.09 | 85.33 | 8 | 0
2035 | NYISO_G-I_2_PJM_E | NYISO_G-I | PJM_E | Internal | Shoulder | B15 | 1203 | 1500 | 0 | 78.38 | 76.23 | 8 | 0
2035 | NYISO_G-I_2_PJM_E | NYISO_G-I | PJM_E | Internal | Summer | B1 | 10 | 1500 | 512.61 | 172.89 | 180.89 | 8 | 0
2035 | NYISO_G-I_2_PJM_E | NYISO_G-I | PJM_E | Internal | Summer | B2 | 25 | 1500 | 712.93 | 136.1 | 144.1 | 8 | 0
2035 | NYISO_G-I_2_PJM_E | NYISO_G-I | PJM_E | Internal | Summer | B3 | 75 | 1500 | 1500 | 113.59 | 140.8 | 8 | 19.2
2035 | NYISO_G-I_2_PJM_E | NYISO_G-I | PJM_E | Internal | Summer | B4 | 100 | 1500 | 1500 | 112.28 | 140.75 | 8 | 20.47
2035 | NYISO_G-I_2_PJM_E | NYISO_G-I | PJM_E | Internal | Summer | B5 | 200 | 1500 | 1500 | 112.28 | 121.19 | 8 | 0.9
2035 | NYISO_G-I_2_PJM_E | NYISO_G-I | PJM_E | Internal | Summer | B6 | 300 | 1500 | 1207.21 | 93.38 | 101.38 | 8 | 0
2035 | NYISO_G-I_2_PJM_E | NYISO_G-I | PJM_E | Internal | Summer | B7 | 400 | 1500 | 104.94 | 81.58 | 89.58 | 8 | 0
2035 | NYISO_G-I_2_PJM_E | NYISO_G-I | PJM_E | Internal | Summer | B8 | 500 | 1500 | 0 | 80.47 | 86.06 | 8 | 0
2035 | NYISO_G-I_2_PJM_E | NYISO_G-I | PJM_E | Internal | Summer | B9 | 800 | 1500 | 0 | 78.68 | 79.28 | 8 | 0
2035 | NYISO_G-I_2_PJM_E | NYISO_G-I | PJM_E | Internal | Summer | B10 | 1262 | 1500 | 0 | 78.68 | 74.6 | 8 | 0
2035 | NYISO_G-I_2_PJM_E | NYISO_G-I | PJM_E | Internal | Winter | B16 | 25 | 1500 | 0 | 93.23 | 99.05 | 8 | 0
2035 | NYISO_G-I_2_PJM_E | NYISO_G-I | PJM_E | Internal | Winter | B17 | 100 | 1500 | 0 | 92.51 | 98.25 | 8 | 0
2035 | NYISO_G-I_2_PJM_E | NYISO_G-I | PJM_E | Internal | Winter | B18 | 400 | 1500 | 0 | 92.51 | 92.09 | 8 | 0
2035 | NYISO_G-I_2_PJM_E | NYISO_G-I | PJM_E | Internal | Winter | B19 | 700 | 1500 | 0 | 87.7 | 91.4 | 8 | 0
2035 | NYISO_G-I_2_PJM_E | NYISO_G-I | PJM_E | Internal | Winter | B20 | 935 | 1500 | 0 | 82.67 | 79.74 | 8 | 0
2035 | NYISO_J-K_2_PJM_E | NYISO_J-K | PJM_E | Internal | Shoulder | B11 | 25 | 330 | 0 | 84.54 | 92.53 | 8 | 0
2035 | NYISO_J-K_2_PJM_E | NYISO_J-K | PJM_E | Internal | Shoulder | B12 | 200 | 330 | 0 | 82.47 | 89.97 | 8 | 0
2035 | NYISO_J-K_2_PJM_E | NYISO_J-K | PJM_E | Internal | Shoulder | B13 | 600 | 330 | 0 | 82.47 | 86.38 | 8 | 0
2035 | NYISO_J-K_2_PJM_E | NYISO_J-K | PJM_E | Internal | Shoulder | B14 | 900 | 330 | 0 | 82.1 | 85.33 | 8 | 0
2035 | NYISO_J-K_2_PJM_E | NYISO_J-K | PJM_E | Internal | Shoulder | B15 | 1203 | 330 | 0 | 78.4 | 76.23 | 8 | 0
2035 | NYISO_J-K_2_PJM_E | NYISO_J-K | PJM_E | Internal | Summer | B1 | 10 | 330 | 0 | 172.9 | 180.89 | 8 | 0
2035 | NYISO_J-K_2_PJM_E | NYISO_J-K | PJM_E | Internal | Summer | B2 | 25 | 330 | 0 | 136.12 | 144.1 | 8 | 0
2035 | NYISO_J-K_2_PJM_E | NYISO_J-K | PJM_E | Internal | Summer | B3 | 75 | 330 | 330 | 113.61 | 140.8 | 8 | 19.19
2035 | NYISO_J-K_2_PJM_E | NYISO_J-K | PJM_E | Internal | Summer | B4 | 100 | 330 | 330 | 112.29 | 140.75 | 8 | 20.45
2035 | NYISO_J-K_2_PJM_E | NYISO_J-K | PJM_E | Internal | Summer | B5 | 200 | 330 | 330 | 112.29 | 121.19 | 8 | 0.89
2035 | NYISO_J-K_2_PJM_E | NYISO_J-K | PJM_E | Internal | Summer | B6 | 300 | 330 | 0 | 93.39 | 101.38 | 8 | 0
2035 | NYISO_J-K_2_PJM_E | NYISO_J-K | PJM_E | Internal | Summer | B7 | 400 | 330 | 0 | 83.81 | 89.58 | 8 | 0
2035 | NYISO_J-K_2_PJM_E | NYISO_J-K | PJM_E | Internal | Summer | B8 | 500 | 330 | 0 | 81.07 | 86.06 | 8 | 0
2035 | NYISO_J-K_2_PJM_E | NYISO_J-K | PJM_E | Internal | Summer | B9 | 800 | 330 | 0 | 78.69 | 79.28 | 8 | 0
2035 | NYISO_J-K_2_PJM_E | NYISO_J-K | PJM_E | Internal | Summer | B10 | 1262 | 330 | 0 | 78.69 | 74.6 | 8 | 0
2035 | NYISO_J-K_2_PJM_E | NYISO_J-K | PJM_E | Internal | Winter | B16 | 25 | 330 | 0 | 95.56 | 99.05 | 8 | 0
2035 | NYISO_J-K_2_PJM_E | NYISO_J-K | PJM_E | Internal | Winter | B17 | 100 | 330 | 0 | 95.56 | 98.25 | 8 | 0
2035 | NYISO_J-K_2_PJM_E | NYISO_J-K | PJM_E | Internal | Winter | B18 | 400 | 330 | 0 | 95.56 | 92.09 | 8 | 0
2035 | NYISO_J-K_2_PJM_E | NYISO_J-K | PJM_E | Internal | Winter | B19 | 700 | 330 | 0 | 95.56 | 91.4 | 8 | 0
2035 | NYISO_J-K_2_PJM_E | NYISO_J-K | PJM_E | Internal | Winter | B20 | 935 | 330 | 0 | 82.69 | 79.74 | 8 | 0
2035 | PJM_E_2_NYISO_J-K | PJM_E | NYISO_J-K | Internal | Shoulder | B11 | 25 | 330 | 0 | 92.53 | 84.54 | 6 | 0
2035 | PJM_E_2_NYISO_J-K | PJM_E | NYISO_J-K | Internal | Shoulder | B12 | 200 | 330 | 0 | 89.97 | 82.47 | 6 | 0
2035 | PJM_E_2_NYISO_J-K | PJM_E | NYISO_J-K | Internal | Shoulder | B13 | 600 | 330 | 0 | 86.38 | 82.47 | 6 | 0
2035 | PJM_E_2_NYISO_J-K | PJM_E | NYISO_J-K | Internal | Shoulder | B14 | 900 | 330 | 0 | 85.33 | 82.1 | 6 | 0
2035 | PJM_E_2_NYISO_J-K | PJM_E | NYISO_J-K | Internal | Shoulder | B15 | 1203 | 330 | 0 | 76.23 | 78.4 | 6 | 0
2035 | PJM_E_2_NYISO_J-K | PJM_E | NYISO_J-K | Internal | Summer | B1 | 10 | 330 | 0 | 180.89 | 172.9 | 6 | 0
2035 | PJM_E_2_NYISO_J-K | PJM_E | NYISO_J-K | Internal | Summer | B2 | 25 | 330 | 0 | 144.1 | 136.12 | 6 | 0
2035 | PJM_E_2_NYISO_J-K | PJM_E | NYISO_J-K | Internal | Summer | B3 | 75 | 330 | 0 | 140.8 | 113.61 | 6 | 0
2035 | PJM_E_2_NYISO_J-K | PJM_E | NYISO_J-K | Internal | Summer | B4 | 100 | 330 | 0 | 140.75 | 112.29 | 6 | 0
2035 | PJM_E_2_NYISO_J-K | PJM_E | NYISO_J-K | Internal | Summer | B5 | 200 | 330 | 0 | 121.19 | 112.29 | 6 | 0
2035 | PJM_E_2_NYISO_J-K | PJM_E | NYISO_J-K | Internal | Summer | B6 | 300 | 330 | 0 | 101.38 | 93.39 | 6 | 0
2035 | PJM_E_2_NYISO_J-K | PJM_E | NYISO_J-K | Internal | Summer | B7 | 400 | 330 | 0 | 89.58 | 83.81 | 6 | 0
2035 | PJM_E_2_NYISO_J-K | PJM_E | NYISO_J-K | Internal | Summer | B8 | 500 | 330 | 0 | 86.06 | 81.07 | 6 | 0
2035 | PJM_E_2_NYISO_J-K | PJM_E | NYISO_J-K | Internal | Summer | B9 | 800 | 330 | 0 | 79.28 | 78.69 | 6 | 0
2035 | PJM_E_2_NYISO_J-K | PJM_E | NYISO_J-K | Internal | Summer | B10 | 1262 | 330 | 0 | 74.6 | 78.69 | 6 | 0
2035 | PJM_E_2_NYISO_J-K | PJM_E | NYISO_J-K | Internal | Winter | B16 | 25 | 330 | 0 | 99.05 | 95.56 | 6 | 0
2035 | PJM_E_2_NYISO_J-K | PJM_E | NYISO_J-K | Internal | Winter | B17 | 100 | 330 | 0 | 98.25 | 95.56 | 6 | 0
2035 | PJM_E_2_NYISO_J-K | PJM_E | NYISO_J-K | Internal | Winter | B18 | 400 | 330 | 0 | 92.09 | 95.56 | 6 | 0
2035 | PJM_E_2_NYISO_J-K | PJM_E | NYISO_J-K | Internal | Winter | B19 | 700 | 330 | 0 | 91.4 | 95.56 | 6 | 0
2035 | PJM_E_2_NYISO_J-K | PJM_E | NYISO_J-K | Internal | Winter | B20 | 935 | 330 | 0 | 79.74 | 82.69 | 6 | 0
2035 | PJM_E_2_PJM_ROM | PJM_E | PJM_ROM | Internal | Shoulder | B11 | 25 | 8000 | 1808.68 | 92.53 | 92.54 | 0.01 | 0
2035 | PJM_E_2_PJM_ROM | PJM_E | PJM_ROM | Internal | Shoulder | B12 | 200 | 8000 | 0 | 89.97 | 89.96 | 0.01 | 0
2035 | PJM_E_2_PJM_ROM | PJM_E | PJM_ROM | Internal | Shoulder | B13 | 600 | 8000 | 0 | 86.38 | 86.37 | 0.01 | 0
2035 | PJM_E_2_PJM_ROM | PJM_E | PJM_ROM | Internal | Shoulder | B14 | 900 | 8000 | 0 | 85.33 | 85.32 | 0.01 | 0
2035 | PJM_E_2_PJM_ROM | PJM_E | PJM_ROM | Internal | Shoulder | B15 | 1203 | 8000 | 0 | 76.23 | 76.22 | 0.01 | 0
2035 | PJM_E_2_PJM_ROM | PJM_E | PJM_ROM | Internal | Summer | B1 | 10 | 8000 | 0 | 180.89 | 180.88 | 0.01 | 0
2035 | PJM_E_2_PJM_ROM | PJM_E | PJM_ROM | Internal | Summer | B2 | 25 | 8000 | 0 | 144.1 | 144.09 | 0.01 | 0
2035 | PJM_E_2_PJM_ROM | PJM_E | PJM_ROM | Internal | Summer | B3 | 75 | 8000 | 0 | 140.8 | 140.78 | 0.01 | 0
2035 | PJM_E_2_PJM_ROM | PJM_E | PJM_ROM | Internal | Summer | B4 | 100 | 8000 | 1662.79 | 140.75 | 140.76 | 0.01 | 0
2035 | PJM_E_2_PJM_ROM | PJM_E | PJM_ROM | Internal | Summer | B5 | 200 | 8000 | 356.32 | 121.19 | 121.2 | 0.01 | 0
2035 | PJM_E_2_PJM_ROM | PJM_E | PJM_ROM | Internal | Summer | B6 | 300 | 8000 | 539.45 | 101.38 | 101.39 | 0.01 | 0
2035 | PJM_E_2_PJM_ROM | PJM_E | PJM_ROM | Internal | Summer | B7 | 400 | 8000 | 861.82 | 89.58 | 89.59 | 0.01 | 0
2035 | PJM_E_2_PJM_ROM | PJM_E | PJM_ROM | Internal | Summer | B8 | 500 | 8000 | 0 | 86.06 | 86.04 | 0.01 | 0
2035 | PJM_E_2_PJM_ROM | PJM_E | PJM_ROM | Internal | Summer | B9 | 800 | 8000 | 0 | 79.28 | 79.27 | 0.01 | 0
2035 | PJM_E_2_PJM_ROM | PJM_E | PJM_ROM | Internal | Summer | B10 | 1262 | 8000 | 0 | 74.6 | 74.59 | 0.01 | 0
2035 | PJM_E_2_PJM_ROM | PJM_E | PJM_ROM | Internal | Winter | B16 | 25 | 8000 | 0 | 99.05 | 99.04 | 0.01 | 0
2035 | PJM_E_2_PJM_ROM | PJM_E | PJM_ROM | Internal | Winter | B17 | 100 | 8000 | 0 | 98.25 | 98.24 | 0.01 | 0
2035 | PJM_E_2_PJM_ROM | PJM_E | PJM_ROM | Internal | Winter | B18 | 400 | 8000 | 0 | 92.09 | 92.08 | 0.01 | 0
2035 | PJM_E_2_PJM_ROM | PJM_E | PJM_ROM | Internal | Winter | B19 | 700 | 8000 | 0 | 91.4 | 91.39 | 0.01 | 0
2035 | PJM_E_2_PJM_ROM | PJM_E | PJM_ROM | Internal | Winter | B20 | 935 | 8000 | 0 | 79.74 | 79.72 | 0.01 | 0
2035 | PJM_ROR_2_MISO_IN | PJM_ROR | MISO_IN | Internal | Shoulder | B11 | 25 | 909 | 0 | 92.53 | 91.21 | 2 | 0
2035 | PJM_ROR_2_MISO_IN | PJM_ROR | MISO_IN | Internal | Shoulder | B12 | 200 | 909 | 0 | 89.94 | 87.93 | 2 | 0
2035 | PJM_ROR_2_MISO_IN | PJM_ROR | MISO_IN | Internal | Shoulder | B13 | 600 | 909 | 0 | 86.36 | 82.99 | 2 | 0
2035 | PJM_ROR_2_MISO_IN | PJM_ROR | MISO_IN | Internal | Shoulder | B14 | 900 | 909 | 0 | 85.3 | 82.23 | 2 | 0
2035 | PJM_ROR_2_MISO_IN | PJM_ROR | MISO_IN | Internal | Shoulder | B15 | 1203 | 909 | 0 | 76.21 | 76.27 | 2 | 0
2035 | PJM_ROR_2_MISO_IN | PJM_ROR | MISO_IN | Internal | Summer | B1 | 10 | 909 | 0 | 148.6 | 146.59 | 2 | 0
2035 | PJM_ROR_2_MISO_IN | PJM_ROR | MISO_IN | Internal | Summer | B2 | 25 | 909 | 0 | 144.08 | 142.07 | 2 | 0
2035 | PJM_ROR_2_MISO_IN | PJM_ROR | MISO_IN | Internal | Summer | B3 | 75 | 909 | 0 | 140.77 | 140.06 | 2 | 0
2035 | PJM_ROR_2_MISO_IN | PJM_ROR | MISO_IN | Internal | Summer | B4 | 100 | 909 | 0 | 140.77 | 138.77 | 2 | 0
2035 | PJM_ROR_2_MISO_IN | PJM_ROR | MISO_IN | Internal | Summer | B5 | 200 | 909 | 0 | 121.19 | 119.17 | 2 | 0
2035 | PJM_ROR_2_MISO_IN | PJM_ROR | MISO_IN | Internal | Summer | B6 | 300 | 909 | 0 | 101.38 | 99.38 | 2 | 0
2035 | PJM_ROR_2_MISO_IN | PJM_ROR | MISO_IN | Internal | Summer | B7 | 400 | 909 | 0 | 89.58 | 86.32 | 2 | 0
2035 | PJM_ROR_2_MISO_IN | PJM_ROR | MISO_IN | Internal | Summer | B8 | 500 | 909 | 0 | 86.03 | 74.92 | 2 | 0
2035 | PJM_ROR_2_MISO_IN | PJM_ROR | MISO_IN | Internal | Summer | B9 | 800 | 909 | 0 | 79.25 | 74.82 | 2 | 0
2035 | PJM_ROR_2_MISO_IN | PJM_ROR | MISO_IN | Internal | Summer | B10 | 1262 | 909 | 0 | 74.58 | 74.82 | 2 | 0
2035 | PJM_ROR_2_MISO_IN | PJM_ROR | MISO_IN | Internal | Winter | B16 | 25 | 909 | 0 | 99.03 | 97.02 | 2 | 0
2035 | PJM_ROR_2_MISO_IN | PJM_ROR | MISO_IN | Internal | Winter | B17 | 100 | 909 | 0 | 98.22 | 91.43 | 2 | 0
2035 | PJM_ROR_2_MISO_IN | PJM_ROR | MISO_IN | Internal | Winter | B18 | 400 | 909 | 0 | 92.07 | 86.61 | 2 | 0
2035 | PJM_ROR_2_MISO_IN | PJM_ROR | MISO_IN | Internal | Winter | B19 | 700 | 909 | 0 | 87.69 | 85.49 | 2 | 0
2035 | PJM_ROR_2_MISO_IN | PJM_ROR | MISO_IN | Internal | Winter | B20 | 935 | 909 | 0 | 79.71 | 79.29 | 2 | 0
2035 | PJM_ROR_2_MISO_MO-IL | PJM_ROR | MISO_MO-IL | Internal | Shoulder | B11 | 25 | 1111 | 0 | 92.53 | 91.23 | 2 | 0
2035 | PJM_ROR_2_MISO_MO-IL | PJM_ROR | MISO_MO-IL | Internal | Shoulder | B12 | 200 | 1111 | 0 | 89.94 | 87.94 | 2 | 0
2035 | PJM_ROR_2_MISO_MO-IL | PJM_ROR | MISO_MO-IL | Internal | Shoulder | B13 | 600 | 1111 | 0 | 86.36 | 83.01 | 2 | 0
2035 | PJM_ROR_2_MISO_MO-IL | PJM_ROR | MISO_MO-IL | Internal | Shoulder | B14 | 900 | 1111 | 0 | 85.3 | 82.24 | 2 | 0
2035 | PJM_ROR_2_MISO_MO-IL | PJM_ROR | MISO_MO-IL | Internal | Shoulder | B15 | 1203 | 1111 | 0 | 76.21 | 76.28 | 2 | 0
2035 | PJM_ROR_2_MISO_MO-IL | PJM_ROR | MISO_MO-IL | Internal | Summer | B1 | 10 | 1111 | 0 | 148.6 | 146.6 | 2 | 0
2035 | PJM_ROR_2_MISO_MO-IL | PJM_ROR | MISO_MO-IL | Internal | Summer | B2 | 25 | 1111 | 0 | 144.08 | 142.08 | 2 | 0
2035 | PJM_ROR_2_MISO_MO-IL | PJM_ROR | MISO_MO-IL | Internal | Summer | B3 | 75 | 1111 | 0 | 140.77 | 141.54 | 2 | 0
2035 | PJM_ROR_2_MISO_MO-IL | PJM_ROR | MISO_MO-IL | Internal | Summer | B4 | 100 | 1111 | 0 | 140.77 | 141.54 | 2 | 0
2035 | PJM_ROR_2_MISO_MO-IL | PJM_ROR | MISO_MO-IL | Internal | Summer | B5 | 200 | 1111 | 571.54 | 121.19 | 123.19 | 2 | 0
2035 | PJM_ROR_2_MISO_MO-IL | PJM_ROR | MISO_MO-IL | Internal | Summer | B6 | 300 | 1111 | 0 | 101.38 | 101.03 | 2 | 0
2035 | PJM_ROR_2_MISO_MO-IL | PJM_ROR | MISO_MO-IL | Internal | Summer | B7 | 400 | 1111 | 0 | 89.58 | 87.59 | 2 | 0
2035 | PJM_ROR_2_MISO_MO-IL | PJM_ROR | MISO_MO-IL | Internal | Summer | B8 | 500 | 1111 | 0 | 86.03 | 84.03 | 2 | 0
2035 | PJM_ROR_2_MISO_MO-IL | PJM_ROR | MISO_MO-IL | Internal | Summer | B9 | 800 | 1111 | 0 | 79.25 | 77.24 | 2 | 0
2035 | PJM_ROR_2_MISO_MO-IL | PJM_ROR | MISO_MO-IL | Internal | Summer | B10 | 1262 | 1111 | 0 | 74.58 | 74.83 | 2 | 0
2035 | PJM_ROR_2_MISO_MO-IL | PJM_ROR | MISO_MO-IL | Internal | Winter | B16 | 25 | 1111 | 0 | 99.03 | 97.03 | 2 | 0
2035 | PJM_ROR_2_MISO_MO-IL | PJM_ROR | MISO_MO-IL | Internal | Winter | B17 | 100 | 1111 | 0 | 98.22 | 91.41 | 2 | 0
2035 | PJM_ROR_2_MISO_MO-IL | PJM_ROR | MISO_MO-IL | Internal | Winter | B18 | 400 | 1111 | 0 | 92.07 | 86.62 | 2 | 0
2035 | PJM_ROR_2_MISO_MO-IL | PJM_ROR | MISO_MO-IL | Internal | Winter | B19 | 700 | 1111 | 0 | 87.69 | 85.5 | 2 | 0
2035 | PJM_ROR_2_MISO_MO-IL | PJM_ROR | MISO_MO-IL | Internal | Winter | B20 | 935 | 1111 | 0 | 79.71 | 79.3 | 2 | 0
2035 | PJM_ROR_2_MISO_W | PJM_ROR | MISO_W | Internal | Shoulder | B11 | 25 | 709 | 0 | 92.53 | 91.21 | 2 | 0
2035 | PJM_ROR_2_MISO_W | PJM_ROR | MISO_W | Internal | Shoulder | B12 | 200 | 709 | 0 | 89.94 | 87.93 | 2 | 0
2035 | PJM_ROR_2_MISO_W | PJM_ROR | MISO_W | Internal | Shoulder | B13 | 600 | 709 | 0 | 86.36 | 82.99 | 2 | 0
2035 | PJM_ROR_2_MISO_W | PJM_ROR | MISO_W | Internal | Shoulder | B14 | 900 | 709 | 0 | 85.3 | 79.52 | 2 | 0
2035 | PJM_ROR_2_MISO_W | PJM_ROR | MISO_W | Internal | Shoulder | B15 | 1203 | 709 | 0 | 76.21 | 71.62 | 2 | 0
2035 | PJM_ROR_2_MISO_W | PJM_ROR | MISO_W | Internal | Summer | B1 | 10 | 709 | 0 | 148.6 | 146.61 | 2 | 0
2035 | PJM_ROR_2_MISO_W | PJM_ROR | MISO_W | Internal | Summer | B2 | 25 | 709 | 0 | 144.08 | 142.09 | 2 | 0
2035 | PJM_ROR_2_MISO_W | PJM_ROR | MISO_W | Internal | Summer | B3 | 75 | 709 | 0 | 140.77 | 142.55 | 2 | 0
2035 | PJM_ROR_2_MISO_W | PJM_ROR | MISO_W | Internal | Summer | B4 | 100 | 709 | 0 | 140.77 | 142.55 | 2 | 0
2035 | PJM_ROR_2_MISO_W | PJM_ROR | MISO_W | Internal | Summer | B5 | 200 | 709 | 709 | 121.19 | 123.2 | 2 | 0.01
2035 | PJM_ROR_2_MISO_W | PJM_ROR | MISO_W | Internal | Summer | B6 | 300 | 709 | 0 | 101.38 | 102.15 | 2 | 0
2035 | PJM_ROR_2_MISO_W | PJM_ROR | MISO_W | Internal | Summer | B7 | 400 | 709 | 0 | 89.58 | 87.58 | 2 | 0
2035 | PJM_ROR_2_MISO_W | PJM_ROR | MISO_W | Internal | Summer | B8 | 500 | 709 | 0 | 86.03 | 84.02 | 2 | 0
2035 | PJM_ROR_2_MISO_W | PJM_ROR | MISO_W | Internal | Summer | B9 | 800 | 709 | 0 | 79.25 | 77.23 | 2 | 0
2035 | PJM_ROR_2_MISO_W | PJM_ROR | MISO_W | Internal | Summer | B10 | 1262 | 709 | 0 | 74.58 | 70.31 | 2 | 0
2035 | PJM_ROR_2_MISO_W | PJM_ROR | MISO_W | Internal | Winter | B16 | 25 | 709 | 0 | 99.03 | 75.25 | 2 | 0
2035 | PJM_ROR_2_MISO_W | PJM_ROR | MISO_W | Internal | Winter | B17 | 100 | 709 | 0 | 98.22 | 79.3 | 2 | 0
2035 | PJM_ROR_2_MISO_W | PJM_ROR | MISO_W | Internal | Winter | B18 | 400 | 709 | 0 | 92.07 | 84.04 | 2 | 0
2035 | PJM_ROR_2_MISO_W | PJM_ROR | MISO_W | Internal | Winter | B19 | 700 | 709 | 0 | 87.69 | 84.04 | 2 | 0
2035 | PJM_ROR_2_MISO_W | PJM_ROR | MISO_W | Internal | Winter | B20 | 935 | 709 | 0 | 79.71 | 74.82 | 2 | 0
2035 | PJM_ROR_2_PJM_ROM | PJM_ROR | PJM_ROM | Internal | Shoulder | B11 | 25 | 8000 | 635.76 | 92.53 | 92.54 | 0.01 | 0
2035 | PJM_ROR_2_PJM_ROM | PJM_ROR | PJM_ROM | Internal | Shoulder | B12 | 200 | 8000 | 4173.07 | 89.94 | 89.96 | 0.01 | 0
2035 | PJM_ROR_2_PJM_ROM | PJM_ROR | PJM_ROM | Internal | Shoulder | B13 | 600 | 8000 | 2355.08 | 86.36 | 86.37 | 0.01 | 0
2035 | PJM_ROR_2_PJM_ROM | PJM_ROR | PJM_ROM | Internal | Shoulder | B14 | 900 | 8000 | 6161.69 | 85.3 | 85.32 | 0.01 | 0
2035 | PJM_ROR_2_PJM_ROM | PJM_ROR | PJM_ROM | Internal | Shoulder | B15 | 1203 | 8000 | 2465.63 | 76.21 | 76.22 | 0.01 | 0
2035 | PJM_ROR_2_PJM_ROM | PJM_ROR | PJM_ROM | Internal | Summer | B1 | 10 | 8000 | 8000 | 148.6 | 180.88 | 0.01 | 32.27
2035 | PJM_ROR_2_PJM_ROM | PJM_ROR | PJM_ROM | Internal | Summer | B2 | 25 | 8000 | 6904.49 | 144.08 | 144.09 | 0.01 | 0
2035 | PJM_ROR_2_PJM_ROM | PJM_ROR | PJM_ROM | Internal | Summer | B3 | 75 | 8000 | 1561.94 | 140.77 | 140.78 | 0.01 | 0
2035 | PJM_ROR_2_PJM_ROM | PJM_ROR | PJM_ROM | Internal | Summer | B4 | 100 | 8000 | 0 | 140.77 | 140.76 | 0.01 | 0
2035 | PJM_ROR_2_PJM_ROM | PJM_ROR | PJM_ROM | Internal | Summer | B5 | 200 | 8000 | 630.35 | 121.19 | 121.2 | 0.01 | 0
2035 | PJM_ROR_2_PJM_ROM | PJM_ROR | PJM_ROM | Internal | Summer | B6 | 300 | 8000 | 1165.99 | 101.38 | 101.39 | 0.01 | 0
2035 | PJM_ROR_2_PJM_ROM | PJM_ROR | PJM_ROM | Internal | Summer | B7 | 400 | 8000 | 1285.64 | 89.58 | 89.59 | 0.01 | 0
2035 | PJM_ROR_2_PJM_ROM | PJM_ROR | PJM_ROM | Internal | Summer | B8 | 500 | 8000 | 3372.14 | 86.03 | 86.04 | 0.01 | 0
2035 | PJM_ROR_2_PJM_ROM | PJM_ROR | PJM_ROM | Internal | Summer | B9 | 800 | 8000 | 6983.29 | 79.25 | 79.27 | 0.01 | 0
2035 | PJM_ROR_2_PJM_ROM | PJM_ROR | PJM_ROM | Internal | Summer | B10 | 1262 | 8000 | 2510.54 | 74.58 | 74.59 | 0.01 | 0
2035 | PJM_ROR_2_PJM_ROM | PJM_ROR | PJM_ROM | Internal | Winter | B16 | 25 | 8000 | 7595.75 | 99.03 | 99.04 | 0.01 | 0
2035 | PJM_ROR_2_PJM_ROM | PJM_ROR | PJM_ROM | Internal | Winter | B17 | 100 | 8000 | 7006.92 | 98.22 | 98.24 | 0.01 | 0
2035 | PJM_ROR_2_PJM_ROM | PJM_ROR | PJM_ROM | Internal | Winter | B18 | 400 | 8000 | 6522.15 | 92.07 | 92.08 | 0.01 | 0
2035 | PJM_ROR_2_PJM_ROM | PJM_ROR | PJM_ROM | Internal | Winter | B19 | 700 | 8000 | 8000 | 87.69 | 91.39 | 0.01 | 3.69
2035 | PJM_ROR_2_PJM_ROM | PJM_ROR | PJM_ROM | Internal | Winter | B20 | 935 | 8000 | 5953.41 | 79.71 | 79.72 | 0.01 | 0
2035 | PJM_ROR_2_TVA_Transmission | PJM_ROR | TVA_Transmission | Internal | Shoulder | B11 | 25 | 2500 | 0 | 92.53 | 97.25 | 6 | 0
2035 | PJM_ROR_2_TVA_Transmission | PJM_ROR | TVA_Transmission | Internal | Shoulder | B12 | 200 | 2500 | 0 | 89.94 | 93.71 | 6 | 0
2035 | PJM_ROR_2_TVA_Transmission | PJM_ROR | TVA_Transmission | Internal | Shoulder | B13 | 600 | 2500 | 0 | 86.36 | 90.59 | 6 | 0
2035 | PJM_ROR_2_TVA_Transmission | PJM_ROR | TVA_Transmission | Internal | Shoulder | B14 | 900 | 2500 | 0 | 85.3 | 90.24 | 6 | 0
2035 | PJM_ROR_2_TVA_Transmission | PJM_ROR | TVA_Transmission | Internal | Shoulder | B15 | 1203 | 2500 | 677.22 | 76.21 | 82.21 | 6 | 0
2035 | PJM_ROR_2_TVA_Transmission | PJM_ROR | TVA_Transmission | Internal | Summer | B1 | 10 | 2500 | 2375.42 | 148.6 | 154.6 | 6 | 0
2035 | PJM_ROR_2_TVA_Transmission | PJM_ROR | TVA_Transmission | Internal | Summer | B2 | 25 | 2500 | 2219.99 | 144.08 | 150.08 | 6 | 0
2035 | PJM_ROR_2_TVA_Transmission | PJM_ROR | TVA_Transmission | Internal | Summer | B3 | 75 | 2500 | 1575.39 | 140.77 | 146.77 | 6 | 0
2035 | PJM_ROR_2_TVA_Transmission | PJM_ROR | TVA_Transmission | Internal | Summer | B4 | 100 | 2500 | 343.13 | 140.77 | 146.77 | 6 | 0
2035 | PJM_ROR_2_TVA_Transmission | PJM_ROR | TVA_Transmission | Internal | Summer | B5 | 200 | 2500 | 0 | 121.19 | 118.17 | 6 | 0
2035 | PJM_ROR_2_TVA_Transmission | PJM_ROR | TVA_Transmission | Internal | Summer | B6 | 300 | 2500 | 0 | 101.38 | 100.09 | 6 | 0
2035 | PJM_ROR_2_TVA_Transmission | PJM_ROR | TVA_Transmission | Internal | Summer | B7 | 400 | 2500 | 0 | 89.58 | 92.86 | 6 | 0
2035 | PJM_ROR_2_TVA_Transmission | PJM_ROR | TVA_Transmission | Internal | Summer | B8 | 500 | 2500 | 0 | 86.03 | 90.92 | 6 | 0
2035 | PJM_ROR_2_TVA_Transmission | PJM_ROR | TVA_Transmission | Internal | Summer | B9 | 800 | 2500 | 0 | 79.25 | 85.24 | 6 | 0
2035 | PJM_ROR_2_TVA_Transmission | PJM_ROR | TVA_Transmission | Internal | Summer | B10 | 1262 | 2500 | 0 | 74.58 | 79.62 | 6 | 0
2035 | PJM_ROR_2_TVA_Transmission | PJM_ROR | TVA_Transmission | Internal | Winter | B16 | 25 | 2500 | 366.18 | 99.03 | 105.03 | 6 | 0
2035 | PJM_ROR_2_TVA_Transmission | PJM_ROR | TVA_Transmission | Internal | Winter | B17 | 100 | 2500 | 0 | 98.22 | 99.41 | 6 | 0
2035 | PJM_ROR_2_TVA_Transmission | PJM_ROR | TVA_Transmission | Internal | Winter | B18 | 400 | 2500 | 0 | 92.07 | 93.46 | 6 | 0
2035 | PJM_ROR_2_TVA_Transmission | PJM_ROR | TVA_Transmission | Internal | Winter | B19 | 700 | 2500 | 0 | 87.69 | 92.74 | 6 | 0
2035 | PJM_ROR_2_TVA_Transmission | PJM_ROR | TVA_Transmission | Internal | Winter | B20 | 935 | 2500 | 417.33 | 79.71 | 85.71 | 6 | 0
2035 | PJM_ROR_2_VACAR | PJM_ROR | VACAR | Internal | Shoulder | B11 | 25 | 3000 | 1874.81 | 92.53 | 98.53 | 6 | 0
2035 | PJM_ROR_2_VACAR | PJM_ROR | VACAR | Internal | Shoulder | B12 | 200 | 3000 | 0 | 89.94 | 95.34 | 6 | 0
2035 | PJM_ROR_2_VACAR | PJM_ROR | VACAR | Internal | Shoulder | B13 | 600 | 3000 | 0 | 86.36 | 86.21 | 6 | 0
2035 | PJM_ROR_2_VACAR | PJM_ROR | VACAR | Internal | Shoulder | B14 | 900 | 3000 | 0 | 85.3 | 86.21 | 6 | 0
2035 | PJM_ROR_2_VACAR | PJM_ROR | VACAR | Internal | Shoulder | B15 | 1203 | 3000 | 3000 | 76.21 | 82.49 | 6 | 0.28
2035 | PJM_ROR_2_VACAR | PJM_ROR | VACAR | Internal | Summer | B1 | 10 | 3000 | 990.58 | 148.6 | 154.6 | 6 | 0
2035 | PJM_ROR_2_VACAR | PJM_ROR | VACAR | Internal | Summer | B2 | 25 | 3000 | 3000 | 144.08 | 150.48 | 6 | 0.4
2035 | PJM_ROR_2_VACAR | PJM_ROR | VACAR | Internal | Summer | B3 | 75 | 3000 | 3000 | 140.77 | 150.48 | 6 | 3.71
2035 | PJM_ROR_2_VACAR | PJM_ROR | VACAR | Internal | Summer | B4 | 100 | 3000 | 3000 | 140.77 | 147.17 | 6 | 0.4
2035 | PJM_ROR_2_VACAR | PJM_ROR | VACAR | Internal | Summer | B5 | 200 | 3000 | 0 | 121.19 | 118.17 | 6 | 0
2035 | PJM_ROR_2_VACAR | PJM_ROR | VACAR | Internal | Summer | B6 | 300 | 3000 | 0 | 101.38 | 106.25 | 6 | 0
2035 | PJM_ROR_2_VACAR | PJM_ROR | VACAR | Internal | Summer | B7 | 400 | 3000 | 870.27 | 89.58 | 95.58 | 6 | 0
2035 | PJM_ROR_2_VACAR | PJM_ROR | VACAR | Internal | Summer | B8 | 500 | 3000 | 0 | 86.03 | 84.64 | 6 | 0
2035 | PJM_ROR_2_VACAR | PJM_ROR | VACAR | Internal | Summer | B9 | 800 | 3000 | 0 | 79.25 | 80.37 | 6 | 0
2035 | PJM_ROR_2_VACAR | PJM_ROR | VACAR | Internal | Summer | B10 | 1262 | 3000 | 0 | 74.58 | 80.37 | 6 | 0
2035 | PJM_ROR_2_VACAR | PJM_ROR | VACAR | Internal | Winter | B16 | 25 | 3000 | 3000 | 99.03 | 118.81 | 6 | 13.78
2035 | PJM_ROR_2_VACAR | PJM_ROR | VACAR | Internal | Winter | B17 | 100 | 3000 | 2483.98 | 98.22 | 104.22 | 6 | 0
2035 | PJM_ROR_2_VACAR | PJM_ROR | VACAR | Internal | Winter | B18 | 400 | 3000 | 0 | 92.07 | 93.4 | 6 | 0
2035 | PJM_ROR_2_VACAR | PJM_ROR | VACAR | Internal | Winter | B19 | 700 | 3000 | 0 | 87.69 | 89.31 | 6 | 0
2035 | PJM_ROR_2_VACAR | PJM_ROR | VACAR | Internal | Winter | B20 | 935 | 3000 | 3000 | 79.71 | 87.32 | 6 | 1.61
2035 | PJM_ROM_2_PJM_E | PJM_ROM | PJM_E | Internal | Shoulder | B11 | 25 | 8000 | 0 | 92.54 | 92.53 | 0.01 | 0
2035 | PJM_ROM_2_PJM_E | PJM_ROM | PJM_E | Internal | Shoulder | B12 | 200 | 8000 | 1122.45 | 89.96 | 89.97 | 0.01 | 0
2035 | PJM_ROM_2_PJM_E | PJM_ROM | PJM_E | Internal | Shoulder | B13 | 600 | 8000 | 423.41 | 86.37 | 86.38 | 0.01 | 0
2035 | PJM_ROM_2_PJM_E | PJM_ROM | PJM_E | Internal | Shoulder | B14 | 900 | 8000 | 2240.81 | 85.32 | 85.33 | 0.01 | 0
2035 | PJM_ROM_2_PJM_E | PJM_ROM | PJM_E | Internal | Shoulder | B15 | 1203 | 8000 | 1012.81 | 76.22 | 76.23 | 0.01 | 0
2035 | PJM_ROM_2_PJM_E | PJM_ROM | PJM_E | Internal | Summer | B1 | 10 | 8000 | 4871.18 | 180.88 | 180.89 | 0.01 | 0
2035 | PJM_ROM_2_PJM_E | PJM_ROM | PJM_E | Internal | Summer | B2 | 25 | 8000 | 3937.63 | 144.09 | 144.1 | 0.01 | 0
2035 | PJM_ROM_2_PJM_E | PJM_ROM | PJM_E | Internal | Summer | B3 | 75 | 8000 | 181.24 | 140.78 | 140.8 | 0.01 | 0
2035 | PJM_ROM_2_PJM_E | PJM_ROM | PJM_E | Internal | Summer | B4 | 100 | 8000 | 0 | 140.76 | 140.75 | 0.01 | 0
2035 | PJM_ROM_2_PJM_E | PJM_ROM | PJM_E | Internal | Summer | B5 | 200 | 8000 | 0 | 121.2 | 121.19 | 0.01 | 0
2035 | PJM_ROM_2_PJM_E | PJM_ROM | PJM_E | Internal | Summer | B6 | 300 | 8000 | 0 | 101.39 | 101.38 | 0.01 | 0
2035 | PJM_ROM_2_PJM_E | PJM_ROM | PJM_E | Internal | Summer | B7 | 400 | 8000 | 0 | 89.59 | 89.58 | 0.01 | 0
2035 | PJM_ROM_2_PJM_E | PJM_ROM | PJM_E | Internal | Summer | B8 | 500 | 8000 | 698.5 | 86.04 | 86.06 | 0.01 | 0
2035 | PJM_ROM_2_PJM_E | PJM_ROM | PJM_E | Internal | Summer | B9 | 800 | 8000 | 3268.42 | 79.27 | 79.28 | 0.01 | 0
2035 | PJM_ROM_2_PJM_E | PJM_ROM | PJM_E | Internal | Summer | B10 | 1262 | 8000 | 1090.41 | 74.59 | 74.6 | 0.01 | 0
2035 | PJM_ROM_2_PJM_E | PJM_ROM | PJM_E | Internal | Winter | B16 | 25 | 8000 | 1750.61 | 99.04 | 99.05 | 0.01 | 0
2035 | PJM_ROM_2_PJM_E | PJM_ROM | PJM_E | Internal | Winter | B17 | 100 | 8000 | 2069.55 | 98.24 | 98.25 | 0.01 | 0
2035 | PJM_ROM_2_PJM_E | PJM_ROM | PJM_E | Internal | Winter | B18 | 400 | 8000 | 2745.09 | 92.08 | 92.09 | 0.01 | 0
2035 | PJM_ROM_2_PJM_E | PJM_ROM | PJM_E | Internal | Winter | B19 | 700 | 8000 | 3963.37 | 91.39 | 91.4 | 0.01 | 0
2035 | PJM_ROM_2_PJM_E | PJM_ROM | PJM_E | Internal | Winter | B20 | 935 | 8000 | 1775.09 | 79.72 | 79.74 | 0.01 | 0
2035 | PJM_ROM_2_PJM_ROR | PJM_ROM | PJM_ROR | Internal | Shoulder | B11 | 25 | 8000 | 0 | 92.54 | 92.53 | 0.01 | 0
2035 | PJM_ROM_2_PJM_ROR | PJM_ROM | PJM_ROR | Internal | Shoulder | B12 | 200 | 8000 | 0 | 89.96 | 89.94 | 0.01 | 0
2035 | PJM_ROM_2_PJM_ROR | PJM_ROM | PJM_ROR | Internal | Shoulder | B13 | 600 | 8000 | 0 | 86.37 | 86.36 | 0.01 | 0
2035 | PJM_ROM_2_PJM_ROR | PJM_ROM | PJM_ROR | Internal | Shoulder | B14 | 900 | 8000 | 0 | 85.32 | 85.3 | 0.01 | 0
2035 | PJM_ROM_2_PJM_ROR | PJM_ROM | PJM_ROR | Internal | Shoulder | B15 | 1203 | 8000 | 0 | 76.22 | 76.21 | 0.01 | 0
2035 | PJM_ROM_2_PJM_ROR | PJM_ROM | PJM_ROR | Internal | Summer | B1 | 10 | 8000 | 0 | 180.88 | 148.6 | 0.01 | 0
2035 | PJM_ROM_2_PJM_ROR | PJM_ROM | PJM_ROR | Internal | Summer | B2 | 25 | 8000 | 0 | 144.09 | 144.08 | 0.01 | 0
2035 | PJM_ROM_2_PJM_ROR | PJM_ROM | PJM_ROR | Internal | Summer | B3 | 75 | 8000 | 0 | 140.78 | 140.77 | 0.01 | 0
2035 | PJM_ROM_2_PJM_ROR | PJM_ROM | PJM_ROR | Internal | Summer | B4 | 100 | 8000 | 1433.12 | 140.76 | 140.77 | 0.01 | 0
2035 | PJM_ROM_2_PJM_ROR | PJM_ROM | PJM_ROR | Internal | Summer | B5 | 200 | 8000 | 0 | 121.2 | 121.19 | 0.01 | 0
2035 | PJM_ROM_2_PJM_ROR | PJM_ROM | PJM_ROR | Internal | Summer | B6 | 300 | 8000 | 0 | 101.39 | 101.38 | 0.01 | 0
2035 | PJM_ROM_2_PJM_ROR | PJM_ROM | PJM_ROR | Internal | Summer | B7 | 400 | 8000 | 0 | 89.59 | 89.58 | 0.01 | 0
2035 | PJM_ROM_2_PJM_ROR | PJM_ROM | PJM_ROR | Internal | Summer | B8 | 500 | 8000 | 0 | 86.04 | 86.03 | 0.01 | 0
2035 | PJM_ROM_2_PJM_ROR | PJM_ROM | PJM_ROR | Internal | Summer | B9 | 800 | 8000 | 0 | 79.27 | 79.25 | 0.01 | 0
2035 | PJM_ROM_2_PJM_ROR | PJM_ROM | PJM_ROR | Internal | Summer | B10 | 1262 | 8000 | 0 | 74.59 | 74.58 | 0.01 | 0
2035 | PJM_ROM_2_PJM_ROR | PJM_ROM | PJM_ROR | Internal | Winter | B16 | 25 | 8000 | 0 | 99.04 | 99.03 | 0.01 | 0
2035 | PJM_ROM_2_PJM_ROR | PJM_ROM | PJM_ROR | Internal | Winter | B17 | 100 | 8000 | 0 | 98.24 | 98.22 | 0.01 | 0
2035 | PJM_ROM_2_PJM_ROR | PJM_ROM | PJM_ROR | Internal | Winter | B18 | 400 | 8000 | 0 | 92.08 | 92.07 | 0.01 | 0
2035 | PJM_ROM_2_PJM_ROR | PJM_ROM | PJM_ROR | Internal | Winter | B19 | 700 | 8000 | 0 | 91.39 | 87.69 | 0.01 | 0
2035 | PJM_ROM_2_PJM_ROR | PJM_ROM | PJM_ROR | Internal | Winter | B20 | 935 | 8000 | 0 | 79.72 | 79.71 | 0.01 | 0
2035 | SOCO_2_ENT | SOCO | ENT | Internal | Shoulder | B11 | 25 | 2400 | 0 | 93.21 | 94.88 | 10 | 0
2035 | SOCO_2_ENT | SOCO | ENT | Internal | Shoulder | B12 | 200 | 2400 | 0 | 93.21 | 91.01 | 10 | 0
2035 | SOCO_2_ENT | SOCO | ENT | Internal | Shoulder | B13 | 600 | 2400 | 0 | 93.21 | 91.01 | 10 | 0
2035 | SOCO_2_ENT | SOCO | ENT | Internal | Shoulder | B14 | 900 | 2400 | 0 | 93.21 | 90.26 | 10 | 0
2035 | SOCO_2_ENT | SOCO | ENT | Internal | Shoulder | B15 | 1203 | 2400 | 0 | 80.68 | 84.28 | 10 | 0
2035 | SOCO_2_ENT | SOCO | ENT | Internal | Summer | B1 | 10 | 2400 | 0 | 154.86 | 146.86 | 10 | 0
2035 | SOCO_2_ENT | SOCO | ENT | Internal | Summer | B2 | 25 | 2400 | 0 | 150.62 | 142.62 | 10 | 0
2035 | SOCO_2_ENT | SOCO | ENT | Internal | Summer | B3 | 75 | 2400 | 0 | 150.62 | 142.62 | 10 | 0
2035 | SOCO_2_ENT | SOCO | ENT | Internal | Summer | B4 | 100 | 2400 | 0 | 146.77 | 138.77 | 10 | 0
2035 | SOCO_2_ENT | SOCO | ENT | Internal | Summer | B5 | 200 | 2400 | 0 | 108.17 | 115.19 | 10 | 0
2035 | SOCO_2_ENT | SOCO | ENT | Internal | Summer | B6 | 300 | 2400 | 0 | 96.25 | 93.03 | 10 | 0
2035 | SOCO_2_ENT | SOCO | ENT | Internal | Summer | B7 | 400 | 2400 | 0 | 91.64 | 92.34 | 10 | 0
2035 | SOCO_2_ENT | SOCO | ENT | Internal | Summer | B8 | 500 | 2400 | 0 | 91.64 | 92.03 | 10 | 0
2035 | SOCO_2_ENT | SOCO | ENT | Internal | Summer | B9 | 800 | 2400 | 0 | 87.37 | 89.23 | 10 | 0
2035 | SOCO_2_ENT | SOCO | ENT | Internal | Summer | B10 | 1262 | 2400 | 0 | 79.35 | 82.83 | 10 | 0
2035 | SOCO_2_ENT | SOCO | ENT | Internal | Winter | B16 | 25 | 2400 | 0 | 105.49 | 97.49 | 10 | 0
2035 | SOCO_2_ENT | SOCO | ENT | Internal | Winter | B17 | 100 | 2400 | 0 | 96.69 | 94.62 | 10 | 0
2035 | SOCO_2_ENT | SOCO | ENT | Internal | Winter | B18 | 400 | 2400 | 0 | 96.69 | 94.62 | 10 | 0
2035 | SOCO_2_ENT | SOCO | ENT | Internal | Winter | B19 | 700 | 2400 | 0 | 96.31 | 93.5 | 10 | 0
2035 | SOCO_2_ENT | SOCO | ENT | Internal | Winter | B20 | 935 | 2400 | 0 | 83.64 | 87.3 | 10 | 0
2035 | SOCO_2_FRCC | SOCO | FRCC | Internal | Shoulder | B11 | 25 | 3700 | 0 | 93.21 | 98.41 | 10 | 0
2035 | SOCO_2_FRCC | SOCO | FRCC | Internal | Shoulder | B12 | 200 | 3700 | 0 | 93.21 | 98.41 | 10 | 0
2035 | SOCO_2_FRCC | SOCO | FRCC | Internal | Shoulder | B13 | 600 | 3700 | 0 | 93.21 | 98.41 | 10 | 0
2035 | SOCO_2_FRCC | SOCO | FRCC | Internal | Shoulder | B14 | 900 | 3700 | 0 | 93.21 | 92.6 | 10 | 0
2035 | SOCO_2_FRCC | SOCO | FRCC | Internal | Shoulder | B15 | 1203 | 3700 | 0 | 80.68 | 85.11 | 10 | 0
2035 | SOCO_2_FRCC | SOCO | FRCC | Internal | Summer | B1 | 10 | 3700 | 0 | 154.86 | 156.88 | 10 | 0
2035 | SOCO_2_FRCC | SOCO | FRCC | Internal | Summer | B2 | 25 | 3700 | 0 | 150.62 | 156.88 | 10 | 0
2035 | SOCO_2_FRCC | SOCO | FRCC | Internal | Summer | B3 | 75 | 3700 | 0 | 150.62 | 156.88 | 10 | 0
2035 | SOCO_2_FRCC | SOCO | FRCC | Internal | Summer | B4 | 100 | 3700 | 92.49 | 146.77 | 156.77 | 10 | 0
2035 | SOCO_2_FRCC | SOCO | FRCC | Internal | Summer | B5 | 200 | 3700 | 0 | 108.17 | 97.35 | 10 | 0
2035 | SOCO_2_FRCC | SOCO | FRCC | Internal | Summer | B6 | 300 | 3700 | 0 | 96.25 | 97.35 | 10 | 0
2035 | SOCO_2_FRCC | SOCO | FRCC | Internal | Summer | B7 | 400 | 3700 | 0 | 91.64 | 97.35 | 10 | 0
2035 | SOCO_2_FRCC | SOCO | FRCC | Internal | Summer | B8 | 500 | 3700 | 0 | 91.64 | 97.35 | 10 | 0
2035 | SOCO_2_FRCC | SOCO | FRCC | Internal | Summer | B9 | 800 | 3700 | 0 | 87.37 | 97.35 | 10 | 0
2035 | SOCO_2_FRCC | SOCO | FRCC | Internal | Summer | B10 | 1262 | 3700 | 0 | 79.35 | 84.2 | 10 | 0
2035 | SOCO_2_FRCC | SOCO | FRCC | Internal | Winter | B16 | 25 | 3700 | 0 | 105.49 | 101.32 | 10 | 0
2035 | SOCO_2_FRCC | SOCO | FRCC | Internal | Winter | B17 | 100 | 3700 | 0 | 96.69 | 101.32 | 10 | 0
2035 | SOCO_2_FRCC | SOCO | FRCC | Internal | Winter | B18 | 400 | 3700 | 0 | 96.69 | 101.32 | 10 | 0
2035 | SOCO_2_FRCC | SOCO | FRCC | Internal | Winter | B19 | 700 | 3700 | 0 | 96.31 | 88.31 | 10 | 0
2035 | SOCO_2_FRCC | SOCO | FRCC | Internal | Winter | B20 | 935 | 3700 | 0 | 83.64 | 87.58 | 10 | 0
2035 | SOCO_2_TVA_Transmission | SOCO | TVA_Transmission | Internal | Shoulder | B11 | 25 | 2600 | 0 | 93.21 | 97.25 | 10 | 0
2035 | SOCO_2_TVA_Transmission | SOCO | TVA_Transmission | Internal | Shoulder | B12 | 200 | 2600 | 0 | 93.21 | 93.71 | 10 | 0
2035 | SOCO_2_TVA_Transmission | SOCO | TVA_Transmission | Internal | Shoulder | B13 | 600 | 2600 | 0 | 93.21 | 90.59 | 10 | 0
2035 | SOCO_2_TVA_Transmission | SOCO | TVA_Transmission | Internal | Shoulder | B14 | 900 | 2600 | 0 | 93.21 | 90.24 | 10 | 0
2035 | SOCO_2_TVA_Transmission | SOCO | TVA_Transmission | Internal | Shoulder | B15 | 1203 | 2600 | 0 | 80.68 | 82.21 | 10 | 0
2035 | SOCO_2_TVA_Transmission | SOCO | TVA_Transmission | Internal | Summer | B1 | 10 | 2600 | 0 | 154.86 | 154.6 | 10 | 0
2035 | SOCO_2_TVA_Transmission | SOCO | TVA_Transmission | Internal | Summer | B2 | 25 | 2600 | 0 | 150.62 | 150.08 | 10 | 0
2035 | SOCO_2_TVA_Transmission | SOCO | TVA_Transmission | Internal | Summer | B3 | 75 | 2600 | 0 | 150.62 | 146.77 | 10 | 0
2035 | SOCO_2_TVA_Transmission | SOCO | TVA_Transmission | Internal | Summer | B4 | 100 | 2600 | 0 | 146.77 | 146.77 | 10 | 0
2035 | SOCO_2_TVA_Transmission | SOCO | TVA_Transmission | Internal | Summer | B5 | 200 | 2600 | 79.57 | 108.17 | 118.17 | 10 | 0
2035 | SOCO_2_TVA_Transmission | SOCO | TVA_Transmission | Internal | Summer | B6 | 300 | 2600 | 0 | 96.25 | 100.09 | 10 | 0
2035 | SOCO_2_TVA_Transmission | SOCO | TVA_Transmission | Internal | Summer | B7 | 400 | 2600 | 0 | 91.64 | 92.86 | 10 | 0
2035 | SOCO_2_TVA_Transmission | SOCO | TVA_Transmission | Internal | Summer | B8 | 500 | 2600 | 0 | 91.64 | 90.92 | 10 | 0
2035 | SOCO_2_TVA_Transmission | SOCO | TVA_Transmission | Internal | Summer | B9 | 800 | 2600 | 0 | 87.37 | 85.24 | 10 | 0
2035 | SOCO_2_TVA_Transmission | SOCO | TVA_Transmission | Internal | Summer | B10 | 1262 | 2600 | 0 | 79.35 | 79.62 | 10 | 0
2035 | SOCO_2_TVA_Transmission | SOCO | TVA_Transmission | Internal | Winter | B16 | 25 | 2600 | 0 | 105.49 | 105.03 | 10 | 0
2035 | SOCO_2_TVA_Transmission | SOCO | TVA_Transmission | Internal | Winter | B17 | 100 | 2600 | 0 | 96.69 | 99.41 | 10 | 0
2035 | SOCO_2_TVA_Transmission | SOCO | TVA_Transmission | Internal | Winter | B18 | 400 | 2600 | 0 | 96.69 | 93.46 | 10 | 0
2035 | SOCO_2_TVA_Transmission | SOCO | TVA_Transmission | Internal | Winter | B19 | 700 | 2600 | 0 | 96.31 | 92.74 | 10 | 0
2035 | SOCO_2_TVA_Transmission | SOCO | TVA_Transmission | Internal | Winter | B20 | 935 | 2600 | 0 | 83.64 | 85.71 | 10 | 0
2035 | SOCO_2_VACAR | SOCO | VACAR | Internal | Shoulder | B11 | 25 | 2000 | 0 | 93.21 | 98.53 | 10 | 0
2035 | SOCO_2_VACAR | SOCO | VACAR | Internal | Shoulder | B12 | 200 | 2000 | 0 | 93.21 | 95.34 | 10 | 0
2035 | SOCO_2_VACAR | SOCO | VACAR | Internal | Shoulder | B13 | 600 | 2000 | 0 | 93.21 | 86.21 | 10 | 0
2035 | SOCO_2_VACAR | SOCO | VACAR | Internal | Shoulder | B14 | 900 | 2000 | 0 | 93.21 | 86.21 | 10 | 0
2035 | SOCO_2_VACAR | SOCO | VACAR | Internal | Shoulder | B15 | 1203 | 2000 | 0 | 80.68 | 82.49 | 10 | 0
2035 | SOCO_2_VACAR | SOCO | VACAR | Internal | Summer | B1 | 10 | 2000 | 0 | 154.86 | 154.6 | 10 | 0
2035 | SOCO_2_VACAR | SOCO | VACAR | Internal | Summer | B2 | 25 | 2000 | 0 | 150.62 | 150.48 | 10 | 0
2035 | SOCO_2_VACAR | SOCO | VACAR | Internal | Summer | B3 | 75 | 2000 | 0 | 150.62 | 150.48 | 10 | 0
2035 | SOCO_2_VACAR | SOCO | VACAR | Internal | Summer | B4 | 100 | 2000 | 0 | 146.77 | 147.17 | 10 | 0
2035 | SOCO_2_VACAR | SOCO | VACAR | Internal | Summer | B5 | 200 | 2000 | 1514.02 | 108.17 | 118.17 | 10 | 0
2035 | SOCO_2_VACAR | SOCO | VACAR | Internal | Summer | B6 | 300 | 2000 | 1774.87 | 96.25 | 106.25 | 10 | 0
2035 | SOCO_2_VACAR | SOCO | VACAR | Internal | Summer | B7 | 400 | 2000 | 0 | 91.64 | 95.58 | 10 | 0
2035 | SOCO_2_VACAR | SOCO | VACAR | Internal | Summer | B8 | 500 | 2000 | 0 | 91.64 | 84.64 | 10 | 0
2035 | SOCO_2_VACAR | SOCO | VACAR | Internal | Summer | B9 | 800 | 2000 | 0 | 87.37 | 80.37 | 10 | 0
2035 | SOCO_2_VACAR | SOCO | VACAR | Internal | Summer | B10 | 1262 | 2000 | 0 | 79.35 | 80.37 | 10 | 0
2035 | SOCO_2_VACAR | SOCO | VACAR | Internal | Winter | B16 | 25 | 2000 | 2000 | 105.49 | 118.81 | 10 | 3.32
2035 | SOCO_2_VACAR | SOCO | VACAR | Internal | Winter | B17 | 100 | 2000 | 0 | 96.69 | 104.22 | 10 | 0
2035 | SOCO_2_VACAR | SOCO | VACAR | Internal | Winter | B18 | 400 | 2000 | 0 | 96.69 | 93.4 | 10 | 0
2035 | SOCO_2_VACAR | SOCO | VACAR | Internal | Winter | B19 | 700 | 2000 | 0 | 96.31 | 89.31 | 10 | 0
2035 | SOCO_2_VACAR | SOCO | VACAR | Internal | Winter | B20 | 935 | 2000 | 0 | 83.64 | 87.32 | 10 | 0
2035 | SPP_N_2_ENT | SPP_N | ENT | Internal | Shoulder | B11 | 25 | 1800 | 0 | 90.99 | 94.88 | 5 | 0
2035 | SPP_N_2_ENT | SPP_N | ENT | Internal | Shoulder | B12 | 200 | 1800 | 1413.31 | 86.01 | 91.01 | 5 | 0
2035 | SPP_N_2_ENT | SPP_N | ENT | Internal | Shoulder | B13 | 600 | 1800 | 1800 | 81.55 | 91.01 | 5 | 4.45
2035 | SPP_N_2_ENT | SPP_N | ENT | Internal | Shoulder | B14 | 900 | 1800 | 1800 | 79.53 | 90.26 | 5 | 5.72
2035 | SPP_N_2_ENT | SPP_N | ENT | Internal | Shoulder | B15 | 1203 | 1800 | 1800 | 78.62 | 84.28 | 5 | 0.67
2035 | SPP_N_2_ENT | SPP_N | ENT | Internal | Summer | B1 | 10 | 1800 | 1066.57 | 141.86 | 146.86 | 5 | 0
2035 | SPP_N_2_ENT | SPP_N | ENT | Internal | Summer | B2 | 25 | 1800 | 0 | 141.86 | 142.62 | 5 | 0
2035 | SPP_N_2_ENT | SPP_N | ENT | Internal | Summer | B3 | 75 | 1800 | 0 | 146.16 | 142.62 | 5 | 0
2035 | SPP_N_2_ENT | SPP_N | ENT | Internal | Summer | B4 | 100 | 1800 | 0 | 141.86 | 138.77 | 5 | 0
2035 | SPP_N_2_ENT | SPP_N | ENT | Internal | Summer | B5 | 200 | 1800 | 0 | 118.2 | 115.19 | 5 | 0
2035 | SPP_N_2_ENT | SPP_N | ENT | Internal | Summer | B6 | 300 | 1800 | 0 | 97.15 | 93.03 | 5 | 0
2035 | SPP_N_2_ENT | SPP_N | ENT | Internal | Summer | B7 | 400 | 1800 | 0 | 92.36 | 92.34 | 5 | 0
2035 | SPP_N_2_ENT | SPP_N | ENT | Internal | Summer | B8 | 500 | 1800 | 0 | 89.14 | 92.03 | 5 | 0
2035 | SPP_N_2_ENT | SPP_N | ENT | Internal | Summer | B9 | 800 | 1800 | 1042.2 | 84.23 | 89.23 | 5 | 0
2035 | SPP_N_2_ENT | SPP_N | ENT | Internal | Summer | B10 | 1262 | 1800 | 1800 | 77.31 | 82.83 | 5 | 0.53
2035 | SPP_N_2_ENT | SPP_N | ENT | Internal | Winter | B16 | 25 | 1800 | 1800 | 88.98 | 97.49 | 5 | 3.51
2035 | SPP_N_2_ENT | SPP_N | ENT | Internal | Winter | B17 | 100 | 1800 | 1800 | 86.3 | 94.62 | 5 | 3.32
2035 | SPP_N_2_ENT | SPP_N | ENT | Internal | Winter | B18 | 400 | 1800 | 1800 | 84.98 | 94.62 | 5 | 4.65
2035 | SPP_N_2_ENT | SPP_N | ENT | Internal | Winter | B19 | 700 | 1800 | 1800 | 82.85 | 93.5 | 5 | 5.65
2035 | SPP_N_2_ENT | SPP_N | ENT | Internal | Winter | B20 | 935 | 1800 | 1800 | 81.82 | 87.3 | 5 | 0.49
2035 | SPP_N_2_MISO_MO-IL | SPP_N | MISO_MO-IL | Internal | Shoulder | B11 | 25 | 2000 | 0 | 90.99 | 91.23 | 5 | 0
2035 | SPP_N_2_MISO_MO-IL | SPP_N | MISO_MO-IL | Internal | Shoulder | B12 | 200 | 2000 | 0 | 86.01 | 87.94 | 5 | 0
2035 | SPP_N_2_MISO_MO-IL | SPP_N | MISO_MO-IL | Internal | Shoulder | B13 | 600 | 2000 | 0 | 81.55 | 83.01 | 5 | 0
2035 | SPP_N_2_MISO_MO-IL | SPP_N | MISO_MO-IL | Internal | Shoulder | B14 | 900 | 2000 | 0 | 79.53 | 82.24 | 5 | 0
2035 | SPP_N_2_MISO_MO-IL | SPP_N | MISO_MO-IL | Internal | Shoulder | B15 | 1203 | 2000 | 0 | 78.62 | 76.28 | 5 | 0
2035 | SPP_N_2_MISO_MO-IL | SPP_N | MISO_MO-IL | Internal | Summer | B1 | 10 | 2000 | 0 | 141.86 | 146.6 | 5 | 0
2035 | SPP_N_2_MISO_MO-IL | SPP_N | MISO_MO-IL | Internal | Summer | B2 | 25 | 2000 | 0 | 141.86 | 142.08 | 5 | 0
2035 | SPP_N_2_MISO_MO-IL | SPP_N | MISO_MO-IL | Internal | Summer | B3 | 75 | 2000 | 0 | 146.16 | 141.54 | 5 | 0
2035 | SPP_N_2_MISO_MO-IL | SPP_N | MISO_MO-IL | Internal | Summer | B4 | 100 | 2000 | 0 | 141.86 | 141.54 | 5 | 0
2035 | SPP_N_2_MISO_MO-IL | SPP_N | MISO_MO-IL | Internal | Summer | B5 | 200 | 2000 | 0 | 118.2 | 123.19 | 5 | 0
2035 | SPP_N_2_MISO_MO-IL | SPP_N | MISO_MO-IL | Internal | Summer | B6 | 300 | 2000 | 0 | 97.15 | 101.03 | 5 | 0
2035 | SPP_N_2_MISO_MO-IL | SPP_N | MISO_MO-IL | Internal | Summer | B7 | 400 | 2000 | 0 | 92.36 | 87.59 | 5 | 0
2035 | SPP_N_2_MISO_MO-IL | SPP_N | MISO_MO-IL | Internal | Summer | B8 | 500 | 2000 | 0 | 89.14 | 84.03 | 5 | 0
2035 | SPP_N_2_MISO_MO-IL | SPP_N | MISO_MO-IL | Internal | Summer | B9 | 800 | 2000 | 0 | 84.23 | 77.24 | 5 | 0
2035 | SPP_N_2_MISO_MO-IL | SPP_N | MISO_MO-IL | Internal | Summer | B10 | 1262 | 2000 | 0 | 77.31 | 74.83 | 5 | 0
2035 | SPP_N_2_MISO_MO-IL | SPP_N | MISO_MO-IL | Internal | Winter | B16 | 25 | 2000 | 2000 | 88.98 | 97.03 | 5 | 3.05
2035 | SPP_N_2_MISO_MO-IL | SPP_N | MISO_MO-IL | Internal | Winter | B17 | 100 | 2000 | 2000 | 86.3 | 91.41 | 5 | 0.11
2035 | SPP_N_2_MISO_MO-IL | SPP_N | MISO_MO-IL | Internal | Winter | B18 | 400 | 2000 | 0 | 84.98 | 86.62 | 5 | 0
2035 | SPP_N_2_MISO_MO-IL | SPP_N | MISO_MO-IL | Internal | Winter | B19 | 700 | 2000 | 0 | 82.85 | 85.5 | 5 | 0
2035 | SPP_N_2_MISO_MO-IL | SPP_N | MISO_MO-IL | Internal | Winter | B20 | 935 | 2000 | 0 | 81.82 | 79.3 | 5 | 0
2035 | SPP_N_2_MISO_W | SPP_N | MISO_W | Internal | Shoulder | B11 | 25 | 750 | 0 | 90.99 | 91.21 | 5 | 0
2035 | SPP_N_2_MISO_W | SPP_N | MISO_W | Internal | Shoulder | B12 | 200 | 750 | 0 | 86.01 | 87.93 | 5 | 0
2035 | SPP_N_2_MISO_W | SPP_N | MISO_W | Internal | Shoulder | B13 | 600 | 750 | 0 | 81.55 | 82.99 | 5 | 0
2035 | SPP_N_2_MISO_W | SPP_N | MISO_W | Internal | Shoulder | B14 | 900 | 750 | 0 | 79.53 | 79.52 | 5 | 0
2035 | SPP_N_2_MISO_W | SPP_N | MISO_W | Internal | Shoulder | B15 | 1203 | 750 | 0 | 78.62 | 71.62 | 5 | 0
2035 | SPP_N_2_MISO_W | SPP_N | MISO_W | Internal | Summer | B1 | 10 | 750 | 0 | 141.86 | 146.61 | 5 | 0
2035 | SPP_N_2_MISO_W | SPP_N | MISO_W | Internal | Summer | B2 | 25 | 750 | 0 | 141.86 | 142.09 | 5 | 0
2035 | SPP_N_2_MISO_W | SPP_N | MISO_W | Internal | Summer | B3 | 75 | 750 | 0 | 146.16 | 142.55 | 5 | 0
2035 | SPP_N_2_MISO_W | SPP_N | MISO_W | Internal | Summer | B4 | 100 | 750 | 0 | 141.86 | 142.55 | 5 | 0
2035 | SPP_N_2_MISO_W | SPP_N | MISO_W | Internal | Summer | B5 | 200 | 750 | 238.92 | 118.2 | 123.2 | 5 | 0
2035 | SPP_N_2_MISO_W | SPP_N | MISO_W | Internal | Summer | B6 | 300 | 750 | 134.59 | 97.15 | 102.15 | 5 | 0
2035 | SPP_N_2_MISO_W | SPP_N | MISO_W | Internal | Summer | B7 | 400 | 750 | 0 | 92.36 | 87.58 | 5 | 0
2035 | SPP_N_2_MISO_W | SPP_N | MISO_W | Internal | Summer | B8 | 500 | 750 | 0 | 89.14 | 84.02 | 5 | 0
2035 | SPP_N_2_MISO_W | SPP_N | MISO_W | Internal | Summer | B9 | 800 | 750 | 0 | 84.23 | 77.23 | 5 | 0
2035 | SPP_N_2_MISO_W | SPP_N | MISO_W | Internal | Summer | B10 | 1262 | 750 | 0 | 77.31 | 70.31 | 5 | 0
2035 | SPP_N_2_MISO_W | SPP_N | MISO_W | Internal | Winter | B16 | 25 | 750 | 0 | 88.98 | 75.25 | 5 | 0
2035 | SPP_N_2_MISO_W | SPP_N | MISO_W | Internal | Winter | B17 | 100 | 750 | 0 | 86.3 | 79.3 | 5 | 0
2035 | SPP_N_2_MISO_W | SPP_N | MISO_W | Internal | Winter | B18 | 400 | 750 | 0 | 84.98 | 84.04 | 5 | 0
2035 | SPP_N_2_MISO_W | SPP_N | MISO_W | Internal | Winter | B19 | 700 | 750 | 0 | 82.85 | 84.04 | 5 | 0
2035 | SPP_N_2_MISO_W | SPP_N | MISO_W | Internal | Winter | B20 | 935 | 750 | 0 | 81.82 | 74.82 | 5 | 0
2035 | SPP_N_2_NE | SPP_N | NE | Internal | Shoulder | B11 | 25 | 332 | 332 | 90.99 | 91.21 | 0.01 | 0.21
2035 | SPP_N_2_NE | SPP_N | NE | Internal | Shoulder | B12 | 200 | 332 | 205.28 | 86.01 | 86.02 | 0.01 | 0
2035 | SPP_N_2_NE | SPP_N | NE | Internal | Shoulder | B13 | 600 | 332 | 0 | 81.55 | 81.54 | 0.01 | 0
2035 | SPP_N_2_NE | SPP_N | NE | Internal | Shoulder | B14 | 900 | 332 | 0 | 79.53 | 79.52 | 0.01 | 0
2035 | SPP_N_2_NE | SPP_N | NE | Internal | Shoulder | B15 | 1203 | 332 | 0 | 78.62 | 78.6 | 0.01 | 0
2035 | SPP_N_2_NE | SPP_N | NE | Internal | Summer | B1 | 10 | 332 | 332 | 141.86 | 147.58 | 0.01 | 5.71
2035 | SPP_N_2_NE | SPP_N | NE | Internal | Summer | B2 | 25 | 332 | 332 | 141.86 | 142.09 | 0.01 | 0.22
2035 | SPP_N_2_NE | SPP_N | NE | Internal | Summer | B3 | 75 | 332 | 250.85 | 146.16 | 146.17 | 0.01 | 0
2035 | SPP_N_2_NE | SPP_N | NE | Internal | Summer | B4 | 100 | 332 | 332 | 141.86 | 142.55 | 0.01 | 0.68
2035 | SPP_N_2_NE | SPP_N | NE | Internal | Summer | B5 | 200 | 332 | 332 | 118.2 | 123.2 | 0.01 | 4.99
2035 | SPP_N_2_NE | SPP_N | NE | Internal | Summer | B6 | 300 | 332 | 332 | 97.15 | 102.15 | 0.01 | 4.99
2035 | SPP_N_2_NE | SPP_N | NE | Internal | Summer | B7 | 400 | 332 | 252.27 | 92.36 | 92.37 | 0.01 | 0
2035 | SPP_N_2_NE | SPP_N | NE | Internal | Summer | B8 | 500 | 332 | 0 | 89.14 | 89.13 | 0.01 | 0
2035 | SPP_N_2_NE | SPP_N | NE | Internal | Summer | B9 | 800 | 332 | 0 | 84.23 | 84.22 | 0.01 | 0
2035 | SPP_N_2_NE | SPP_N | NE | Internal | Summer | B10 | 1262 | 332 | 0 | 77.31 | 77.3 | 0.01 | 0
2035 | SPP_N_2_NE | SPP_N | NE | Internal | Winter | B16 | 25 | 332 | 0 | 88.98 | 82.25 | 0.01 | 0
2035 | SPP_N_2_NE | SPP_N | NE | Internal | Winter | B17 | 100 | 332 | 0 | 86.3 | 86.29 | 0.01 | 0
2035 | SPP_N_2_NE | SPP_N | NE | Internal | Winter | B18 | 400 | 332 | 0 | 84.98 | 84.97 | 0.01 | 0
2035 | SPP_N_2_NE | SPP_N | NE | Internal | Winter | B19 | 700 | 332 | 332 | 82.85 | 84.04 | 0.01 | 1.18
2035 | SPP_N_2_NE | SPP_N | NE | Internal | Winter | B20 | 935 | 332 | 0 | 81.82 | 81.8 | 0.01 | 0
2035 | SPP_N_2_SPP_S | SPP_N | SPP_S | Internal | Shoulder | B11 | 25 | 4000 | 144.88 | 90.99 | 91 | 0.01 | 0
2035 | SPP_N_2_SPP_S | SPP_N | SPP_S | Internal | Shoulder | B12 | 200 | 4000 | 1270.21 | 86.01 | 86.02 | 0.01 | 0
2035 | SPP_N_2_SPP_S | SPP_N | SPP_S | Internal | Shoulder | B13 | 600 | 4000 | 1893.13 | 81.55 | 81.57 | 0.01 | 0
2035 | SPP_N_2_SPP_S | SPP_N | SPP_S | Internal | Shoulder | B14 | 900 | 4000 | 0 | 79.53 | 78.63 | 0.01 | 0
2035 | SPP_N_2_SPP_S | SPP_N | SPP_S | Internal | Shoulder | B15 | 1203 | 4000 | 1611.61 | 78.62 | 78.63 | 0.01 | 0
2035 | SPP_N_2_SPP_S | SPP_N | SPP_S | Internal | Summer | B1 | 10 | 4000 | 0 | 141.86 | 93.32 | 0.01 | 0
2035 | SPP_N_2_SPP_S | SPP_N | SPP_S | Internal | Summer | B2 | 25 | 4000 | 0 | 141.86 | 129.62 | 0.01 | 0
2035 | SPP_N_2_SPP_S | SPP_N | SPP_S | Internal | Summer | B3 | 75 | 4000 | 0 | 146.16 | 130.73 | 0.01 | 0
2035 | SPP_N_2_SPP_S | SPP_N | SPP_S | Internal | Summer | B4 | 100 | 4000 | 0 | 141.86 | 129.62 | 0.01 | 0
2035 | SPP_N_2_SPP_S | SPP_N | SPP_S | Internal | Summer | B5 | 200 | 4000 | 0 | 118.2 | 110.19 | 0.01 | 0
2035 | SPP_N_2_SPP_S | SPP_N | SPP_S | Internal | Summer | B6 | 300 | 4000 | 414.38 | 97.15 | 97.16 | 0.01 | 0
2035 | SPP_N_2_SPP_S | SPP_N | SPP_S | Internal | Summer | B7 | 400 | 4000 | 1276.52 | 92.36 | 92.37 | 0.01 | 0
2035 | SPP_N_2_SPP_S | SPP_N | SPP_S | Internal | Summer | B8 | 500 | 4000 | 2330.67 | 89.14 | 89.15 | 0.01 | 0
2035 | SPP_N_2_SPP_S | SPP_N | SPP_S | Internal | Summer | B9 | 800 | 4000 | 4000 | 84.23 | 87.41 | 0.01 | 3.17
2035 | SPP_N_2_SPP_S | SPP_N | SPP_S | Internal | Summer | B10 | 1262 | 4000 | 1181.39 | 77.31 | 77.32 | 0.01 | 0
2035 | SPP_N_2_SPP_S | SPP_N | SPP_S | Internal | Winter | B16 | 25 | 4000 | 2519.37 | 88.98 | 88.99 | 0.01 | 0
2035 | SPP_N_2_SPP_S | SPP_N | SPP_S | Internal | Winter | B17 | 100 | 4000 | 2239.24 | 86.3 | 86.31 | 0.01 | 0
2035 | SPP_N_2_SPP_S | SPP_N | SPP_S | Internal | Winter | B18 | 400 | 4000 | 2353.33 | 84.98 | 84.99 | 0.01 | 0
2035 | SPP_N_2_SPP_S | SPP_N | SPP_S | Internal | Winter | B19 | 700 | 4000 | 983.18 | 82.85 | 82.87 | 0.01 | 0
2035 | SPP_N_2_SPP_S | SPP_N | SPP_S | Internal | Winter | B20 | 935 | 4000 | 1366.59 | 81.82 | 81.83 | 0.01 | 0
2035 | SPP_S_2_ENT | SPP_S | ENT | Internal | Shoulder | B11 | 25 | 850 | 0 | 91 | 94.88 | 5 | 0
2035 | SPP_S_2_ENT | SPP_S | ENT | Internal | Shoulder | B12 | 200 | 850 | 0 | 86.02 | 91.01 | 5 | 0
2035 | SPP_S_2_ENT | SPP_S | ENT | Internal | Shoulder | B13 | 600 | 850 | 850 | 81.57 | 91.01 | 5 | 4.44
2035 | SPP_S_2_ENT | SPP_S | ENT | Internal | Shoulder | B14 | 900 | 850 | 850 | 78.63 | 90.26 | 5 | 6.63
2035 | SPP_S_2_ENT | SPP_S | ENT | Internal | Shoulder | B15 | 1203 | 850 | 850 | 78.63 | 84.28 | 5 | 0.66
2035 | SPP_S_2_ENT | SPP_S | ENT | Internal | Summer | B1 | 10 | 850 | 850 | 93.32 | 146.86 | 5 | 48.53
2035 | SPP_S_2_ENT | SPP_S | ENT | Internal | Summer | B2 | 25 | 850 | 850 | 129.62 | 142.62 | 5 | 8
2035 | SPP_S_2_ENT | SPP_S | ENT | Internal | Summer | B3 | 75 | 850 | 850 | 130.73 | 142.62 | 5 | 6.9
2035 | SPP_S_2_ENT | SPP_S | ENT | Internal | Summer | B4 | 100 | 850 | 850 | 129.62 | 138.77 | 5 | 4.15
2035 | SPP_S_2_ENT | SPP_S | ENT | Internal | Summer | B5 | 200 | 850 | 60.62 | 110.19 | 115.19 | 5 | 0
2035 | SPP_S_2_ENT | SPP_S | ENT | Internal | Summer | B6 | 300 | 850 | 0 | 97.16 | 93.03 | 5 | 0
2035 | SPP_S_2_ENT | SPP_S | ENT | Internal | Summer | B7 | 400 | 850 | 0 | 92.37 | 92.34 | 5 | 0
2035 | SPP_S_2_ENT | SPP_S | ENT | Internal | Summer | B8 | 500 | 850 | 0 | 89.15 | 92.03 | 5 | 0
2035 | SPP_S_2_ENT | SPP_S | ENT | Internal | Summer | B9 | 800 | 850 | 0 | 87.41 | 89.23 | 5 | 0
2035 | SPP_S_2_ENT | SPP_S | ENT | Internal | Summer | B10 | 1262 | 850 | 850 | 77.32 | 82.83 | 5 | 0.51
2035 | SPP_S_2_ENT | SPP_S | ENT | Internal | Winter | B16 | 25 | 850 | 850 | 88.99 | 97.49 | 5 | 3.5
2035 | SPP_S_2_ENT | SPP_S | ENT | Internal | Winter | B17 | 100 | 850 | 850 | 86.31 | 94.62 | 5 | 3.31
2035 | SPP_S_2_ENT | SPP_S | ENT | Internal | Winter | B18 | 400 | 850 | 850 | 84.99 | 94.62 | 5 | 4.63
2035 | SPP_S_2_ENT | SPP_S | ENT | Internal | Winter | B19 | 700 | 850 | 850 | 82.87 | 93.5 | 5 | 5.64
2035 | SPP_S_2_ENT | SPP_S | ENT | Internal | Winter | B20 | 935 | 850 | 850 | 81.83 | 87.3 | 5 | 0.47
2035 | SPP_S_2_SPP_N | SPP_S | SPP_N | Internal | Shoulder | B11 | 25 | 640 | 0 | 91 | 90.99 | 0.01 | 0
2035 | SPP_S_2_SPP_N | SPP_S | SPP_N | Internal | Shoulder | B12 | 200 | 640 | 0 | 86.02 | 86.01 | 0.01 | 0
2035 | SPP_S_2_SPP_N | SPP_S | SPP_N | Internal | Shoulder | B13 | 600 | 640 | 0 | 81.57 | 81.55 | 0.01 | 0
2035 | SPP_S_2_SPP_N | SPP_S | SPP_N | Internal | Shoulder | B14 | 900 | 640 | 640 | 78.63 | 79.53 | 0.01 | 0.89
2035 | SPP_S_2_SPP_N | SPP_S | SPP_N | Internal | Shoulder | B15 | 1203 | 640 | 0 | 78.63 | 78.62 | 0.01 | 0
2035 | SPP_S_2_SPP_N | SPP_S | SPP_N | Internal | Summer | B1 | 10 | 640 | 640 | 93.32 | 141.86 | 0.01 | 48.52
2035 | SPP_S_2_SPP_N | SPP_S | SPP_N | Internal | Summer | B2 | 25 | 640 | 640 | 129.62 | 141.86 | 0.01 | 12.22
2035 | SPP_S_2_SPP_N | SPP_S | SPP_N | Internal | Summer | B3 | 75 | 640 | 640 | 130.73 | 146.16 | 0.01 | 15.42
2035 | SPP_S_2_SPP_N | SPP_S | SPP_N | Internal | Summer | B4 | 100 | 640 | 640 | 129.62 | 141.86 | 0.01 | 12.22
2035 | SPP_S_2_SPP_N | SPP_S | SPP_N | Internal | Summer | B5 | 200 | 640 | 640 | 110.19 | 118.2 | 0.01 | 8
2035 | SPP_S_2_SPP_N | SPP_S | SPP_N | Internal | Summer | B6 | 300 | 640 | 0 | 97.16 | 97.15 | 0.01 | 0
2035 | SPP_S_2_SPP_N | SPP_S | SPP_N | Internal | Summer | B7 | 400 | 640 | 0 | 92.37 | 92.36 | 0.01 | 0
2035 | SPP_S_2_SPP_N | SPP_S | SPP_N | Internal | Summer | B8 | 500 | 640 | 0 | 89.15 | 89.14 | 0.01 | 0
2035 | SPP_S_2_SPP_N | SPP_S | SPP_N | Internal | Summer | B9 | 800 | 640 | 0 | 87.41 | 84.23 | 0.01 | 0
2035 | SPP_S_2_SPP_N | SPP_S | SPP_N | Internal | Summer | B10 | 1262 | 640 | 0 | 77.32 | 77.31 | 0.01 | 0
2035 | SPP_S_2_SPP_N | SPP_S | SPP_N | Internal | Winter | B16 | 25 | 640 | 0 | 88.99 | 88.98 | 0.01 | 0
2035 | SPP_S_2_SPP_N | SPP_S | SPP_N | Internal | Winter | B17 | 100 | 640 | 0 | 86.31 | 86.3 | 0.01 | 0
2035 | SPP_S_2_SPP_N | SPP_S | SPP_N | Internal | Winter | B18 | 400 | 640 | 0 | 84.99 | 84.98 | 0.01 | 0
2035 | SPP_S_2_SPP_N | SPP_S | SPP_N | Internal | Winter | B19 | 700 | 640 | 0 | 82.87 | 82.85 | 0.01 | 0
2035 | SPP_S_2_SPP_N | SPP_S | SPP_N | Internal | Winter | B20 | 935 | 640 | 0 | 81.83 | 81.82 | 0.01 | 0
2035 | TVA_2_ENT | TVA | ENT | Internal | Shoulder | B11 | 25 | 500 | 0 | 96.48 | 94.88 | 9 | 0
2035 | TVA_2_ENT | TVA | ENT | Internal | Shoulder | B12 | 200 | 500 | 0 | 92.43 | 91.01 | 9 | 0
2035 | TVA_2_ENT | TVA | ENT | Internal | Shoulder | B13 | 600 | 500 | 0 | 90.25 | 91.01 | 9 | 0
2035 | TVA_2_ENT | TVA | ENT | Internal | Shoulder | B14 | 900 | 500 | 0 | 90.25 | 90.26 | 9 | 0
2035 | TVA_2_ENT | TVA | ENT | Internal | Shoulder | B15 | 1203 | 500 | 0 | 82.22 | 84.28 | 9 | 0
2035 | TVA_2_ENT | TVA | ENT | Internal | Summer | B1 | 10 | 500 | 0 | 154.61 | 146.86 | 9 | 0
2035 | TVA_2_ENT | TVA | ENT | Internal | Summer | B2 | 25 | 500 | 0 | 150.09 | 142.62 | 9 | 0
2035 | TVA_2_ENT | TVA | ENT | Internal | Summer | B3 | 75 | 500 | 0 | 146.78 | 142.62 | 9 | 0
2035 | TVA_2_ENT | TVA | ENT | Internal | Summer | B4 | 100 | 500 | 0 | 146.78 | 138.77 | 9 | 0
2035 | TVA_2_ENT | TVA | ENT | Internal | Summer | B5 | 200 | 500 | 0 | 109.17 | 115.19 | 9 | 0
2035 | TVA_2_ENT | TVA | ENT | Internal | Summer | B6 | 300 | 500 | 0 | 94.92 | 93.03 | 9 | 0
2035 | TVA_2_ENT | TVA | ENT | Internal | Summer | B7 | 400 | 500 | 0 | 90.94 | 92.34 | 9 | 0
2035 | TVA_2_ENT | TVA | ENT | Internal | Summer | B8 | 500 | 500 | 0 | 90.94 | 92.03 | 9 | 0
2035 | TVA_2_ENT | TVA | ENT | Internal | Summer | B9 | 800 | 500 | 0 | 85.25 | 89.23 | 9 | 0
2035 | TVA_2_ENT | TVA | ENT | Internal | Summer | B10 | 1262 | 500 | 0 | 78.75 | 82.83 | 9 | 0
2035 | TVA_2_ENT | TVA | ENT | Internal | Winter | B16 | 25 | 500 | 0 | 105.04 | 97.49 | 9 | 0
2035 | TVA_2_ENT | TVA | ENT | Internal | Winter | B17 | 100 | 500 | 0 | 99.43 | 94.62 | 9 | 0
2035 | TVA_2_ENT | TVA | ENT | Internal | Winter | B18 | 400 | 500 | 0 | 92.31 | 94.62 | 9 | 0
2035 | TVA_2_ENT | TVA | ENT | Internal | Winter | B19 | 700 | 500 | 0 | 92.31 | 93.5 | 9 | 0
2035 | TVA_2_ENT | TVA | ENT | Internal | Winter | B20 | 935 | 500 | 0 | 85.72 | 87.3 | 9 | 0
2035 | TVA_2_MISO_MO-IL | TVA | MISO_MO-IL | Internal | Shoulder | B11 | 25 | 50 | 0 | 96.48 | 91.23 | 9 | 0
2035 | TVA_2_MISO_MO-IL | TVA | MISO_MO-IL | Internal | Shoulder | B12 | 200 | 50 | 0 | 92.43 | 87.94 | 9 | 0
2035 | TVA_2_MISO_MO-IL | TVA | MISO_MO-IL | Internal | Shoulder | B13 | 600 | 50 | 0 | 90.25 | 83.01 | 9 | 0
2035 | TVA_2_MISO_MO-IL | TVA | MISO_MO-IL | Internal | Shoulder | B14 | 900 | 50 | 0 | 90.25 | 82.24 | 9 | 0
2035 | TVA_2_MISO_MO-IL | TVA | MISO_MO-IL | Internal | Shoulder | B15 | 1203 | 50 | 0 | 82.22 | 76.28 | 9 | 0
2035 | TVA_2_MISO_MO-IL | TVA | MISO_MO-IL | Internal | Summer | B1 | 10 | 50 | 0 | 154.61 | 146.6 | 9 | 0
2035 | TVA_2_MISO_MO-IL | TVA | MISO_MO-IL | Internal | Summer | B2 | 25 | 50 | 0 | 150.09 | 142.08 | 9 | 0
2035 | TVA_2_MISO_MO-IL | TVA | MISO_MO-IL | Internal | Summer | B3 | 75 | 50 | 0 | 146.78 | 141.54 | 9 | 0
2035 | TVA_2_MISO_MO-IL | TVA | MISO_MO-IL | Internal | Summer | B4 | 100 | 50 | 0 | 146.78 | 141.54 | 9 | 0
2035 | TVA_2_MISO_MO-IL | TVA | MISO_MO-IL | Internal | Summer | B5 | 200 | 50 | 50 | 109.17 | 123.19 | 9 | 5.01
2035 | TVA_2_MISO_MO-IL | TVA | MISO_MO-IL | Internal | Summer | B6 | 300 | 50 | 0 | 94.92 | 101.03 | 9 | 0
2035 | TVA_2_MISO_MO-IL | TVA | MISO_MO-IL | Internal | Summer | B7 | 400 | 50 | 0 | 90.94 | 87.59 | 9 | 0
2035 | TVA_2_MISO_MO-IL | TVA | MISO_MO-IL | Internal | Summer | B8 | 500 | 50 | 0 | 90.94 | 84.03 | 9 | 0
2035 | TVA_2_MISO_MO-IL | TVA | MISO_MO-IL | Internal | Summer | B9 | 800 | 50 | 0 | 85.25 | 77.24 | 9 | 0
2035 | TVA_2_MISO_MO-IL | TVA | MISO_MO-IL | Internal | Summer | B10 | 1262 | 50 | 0 | 78.75 | 74.83 | 9 | 0
2035 | TVA_2_MISO_MO-IL | TVA | MISO_MO-IL | Internal | Winter | B16 | 25 | 50 | 0 | 105.04 | 97.03 | 9 | 0
2035 | TVA_2_MISO_MO-IL | TVA | MISO_MO-IL | Internal | Winter | B17 | 100 | 50 | 0 | 99.43 | 91.41 | 9 | 0
2035 | TVA_2_MISO_MO-IL | TVA | MISO_MO-IL | Internal | Winter | B18 | 400 | 50 | 0 | 92.31 | 86.62 | 9 | 0
2035 | TVA_2_MISO_MO-IL | TVA | MISO_MO-IL | Internal | Winter | B19 | 700 | 50 | 0 | 92.31 | 85.5 | 9 | 0
2035 | TVA_2_MISO_MO-IL | TVA | MISO_MO-IL | Internal | Winter | B20 | 935 | 50 | 0 | 85.72 | 79.3 | 9 | 0
2035 | TVA_2_NonRTO_Midwest | TVA | NonRTO_Midwest | Internal | Shoulder | B11 | 25 | 100 | 0 | 96.48 | 99.21 | 9 | 0
2035 | TVA_2_NonRTO_Midwest | TVA | NonRTO_Midwest | Internal | Shoulder | B12 | 200 | 100 | 0 | 92.43 | 95.93 | 9 | 0
2035 | TVA_2_NonRTO_Midwest | TVA | NonRTO_Midwest | Internal | Shoulder | B13 | 600 | 100 | 0 | 90.25 | 90.99 | 9 | 0
2035 | TVA_2_NonRTO_Midwest | TVA | NonRTO_Midwest | Internal | Shoulder | B14 | 900 | 100 | 0 | 90.25 | 90.23 | 9 | 0
2035 | TVA_2_NonRTO_Midwest | TVA | NonRTO_Midwest | Internal | Shoulder | B15 | 1203 | 100 | 0 | 82.22 | 79.96 | 9 | 0
2035 | TVA_2_NonRTO_Midwest | TVA | NonRTO_Midwest | Internal | Summer | B1 | 10 | 100 | 0 | 154.61 | 148.06 | 9 | 0
2035 | TVA_2_NonRTO_Midwest | TVA | NonRTO_Midwest | Internal | Summer | B2 | 25 | 100 | 0 | 150.09 | 148.06 | 9 | 0
2035 | TVA_2_NonRTO_Midwest | TVA | NonRTO_Midwest | Internal | Summer | B3 | 75 | 100 | 0 | 146.78 | 148.06 | 9 | 0
2035 | TVA_2_NonRTO_Midwest | TVA | NonRTO_Midwest | Internal | Summer | B4 | 100 | 100 | 0 | 146.78 | 146.77 | 9 | 0
2035 | TVA_2_NonRTO_Midwest | TVA | NonRTO_Midwest | Internal | Summer | B5 | 200 | 100 | 100 | 109.17 | 127.17 | 9 | 9
2035 | TVA_2_NonRTO_Midwest | TVA | NonRTO_Midwest | Internal | Summer | B6 | 300 | 100 | 100 | 94.92 | 107.38 | 9 | 3.46
2035 | TVA_2_NonRTO_Midwest | TVA | NonRTO_Midwest | Internal | Summer | B7 | 400 | 100 | 0 | 90.94 | 94.32 | 9 | 0
2035 | TVA_2_NonRTO_Midwest | TVA | NonRTO_Midwest | Internal | Summer | B8 | 500 | 100 | 0 | 90.94 | 82.92 | 9 | 0
2035 | TVA_2_NonRTO_Midwest | TVA | NonRTO_Midwest | Internal | Summer | B9 | 800 | 100 | 0 | 85.25 | 78.45 | 9 | 0
2035 | TVA_2_NonRTO_Midwest | TVA | NonRTO_Midwest | Internal | Summer | B10 | 1262 | 100 | 0 | 78.75 | 78.45 | 9 | 0
2035 | TVA_2_NonRTO_Midwest | TVA | NonRTO_Midwest | Internal | Winter | B16 | 25 | 100 | 0 | 105.04 | 105.02 | 9 | 0
2035 | TVA_2_NonRTO_Midwest | TVA | NonRTO_Midwest | Internal | Winter | B17 | 100 | 100 | 0 | 99.43 | 99.43 | 9 | 0
2035 | TVA_2_NonRTO_Midwest | TVA | NonRTO_Midwest | Internal | Winter | B18 | 400 | 100 | 0 | 92.31 | 94.61 | 9 | 0
2035 | TVA_2_NonRTO_Midwest | TVA | NonRTO_Midwest | Internal | Winter | B19 | 700 | 100 | 0 | 92.31 | 93.49 | 9 | 0
2035 | TVA_2_NonRTO_Midwest | TVA | NonRTO_Midwest | Internal | Winter | B20 | 935 | 100 | 0 | 85.72 | 83.89 | 9 | 0
2035 | TVA_2_PJM_ROR | TVA | PJM_ROR | Internal | Shoulder | B11 | 25 | 500 | 0 | 96.48 | 92.53 | 9 | 0
2035 | TVA_2_PJM_ROR | TVA | PJM_ROR | Internal | Shoulder | B12 | 200 | 500 | 0 | 92.43 | 89.94 | 9 | 0
2035 | TVA_2_PJM_ROR | TVA | PJM_ROR | Internal | Shoulder | B13 | 600 | 500 | 0 | 90.25 | 86.36 | 9 | 0
2035 | TVA_2_PJM_ROR | TVA | PJM_ROR | Internal | Shoulder | B14 | 900 | 500 | 0 | 90.25 | 85.3 | 9 | 0
2035 | TVA_2_PJM_ROR | TVA | PJM_ROR | Internal | Shoulder | B15 | 1203 | 500 | 0 | 82.22 | 76.21 | 9 | 0
2035 | TVA_2_PJM_ROR | TVA | PJM_ROR | Internal | Summer | B1 | 10 | 500 | 0 | 154.61 | 148.6 | 9 | 0
2035 | TVA_2_PJM_ROR | TVA | PJM_ROR | Internal | Summer | B2 | 25 | 500 | 0 | 150.09 | 144.08 | 9 | 0
2035 | TVA_2_PJM_ROR | TVA | PJM_ROR | Internal | Summer | B3 | 75 | 500 | 0 | 146.78 | 140.77 | 9 | 0
2035 | TVA_2_PJM_ROR | TVA | PJM_ROR | Internal | Summer | B4 | 100 | 500 | 0 | 146.78 | 140.77 | 9 | 0
2035 | TVA_2_PJM_ROR | TVA | PJM_ROR | Internal | Summer | B5 | 200 | 500 | 500 | 109.17 | 121.19 | 9 | 3.01
2035 | TVA_2_PJM_ROR | TVA | PJM_ROR | Internal | Summer | B6 | 300 | 500 | 0 | 94.92 | 101.38 | 9 | 0
2035 | TVA_2_PJM_ROR | TVA | PJM_ROR | Internal | Summer | B7 | 400 | 500 | 0 | 90.94 | 89.58 | 9 | 0
2035 | TVA_2_PJM_ROR | TVA | PJM_ROR | Internal | Summer | B8 | 500 | 500 | 0 | 90.94 | 86.03 | 9 | 0
2035 | TVA_2_PJM_ROR | TVA | PJM_ROR | Internal | Summer | B9 | 800 | 500 | 0 | 85.25 | 79.25 | 9 | 0
2035 | TVA_2_PJM_ROR | TVA | PJM_ROR | Internal | Summer | B10 | 1262 | 500 | 0 | 78.75 | 74.58 | 9 | 0
2035 | TVA_2_PJM_ROR | TVA | PJM_ROR | Internal | Winter | B16 | 25 | 500 | 0 | 105.04 | 99.03 | 9 | 0
2035 | TVA_2_PJM_ROR | TVA | PJM_ROR | Internal | Winter | B17 | 100 | 500 | 0 | 99.43 | 98.22 | 9 | 0
2035 | TVA_2_PJM_ROR | TVA | PJM_ROR | Internal | Winter | B18 | 400 | 500 | 0 | 92.31 | 92.07 | 9 | 0
2035 | TVA_2_PJM_ROR | TVA | PJM_ROR | Internal | Winter | B19 | 700 | 500 | 0 | 92.31 | 87.69 | 9 | 0
2035 | TVA_2_PJM_ROR | TVA | PJM_ROR | Internal | Winter | B20 | 935 | 500 | 0 | 85.72 | 79.71 | 9 | 0
2035 | TVA_2_SOCO | TVA | SOCO | Internal | Shoulder | B11 | 25 | 500 | 0 | 96.48 | 93.21 | 9 | 0
2035 | TVA_2_SOCO | TVA | SOCO | Internal | Shoulder | B12 | 200 | 500 | 0 | 92.43 | 93.21 | 9 | 0
2035 | TVA_2_SOCO | TVA | SOCO | Internal | Shoulder | B13 | 600 | 500 | 0 | 90.25 | 93.21 | 9 | 0
2035 | TVA_2_SOCO | TVA | SOCO | Internal | Shoulder | B14 | 900 | 500 | 0 | 90.25 | 93.21 | 9 | 0
2035 | TVA_2_SOCO | TVA | SOCO | Internal | Shoulder | B15 | 1203 | 500 | 0 | 82.22 | 80.68 | 9 | 0
2035 | TVA_2_SOCO | TVA | SOCO | Internal | Summer | B1 | 10 | 500 | 0 | 154.61 | 154.86 | 9 | 0
2035 | TVA_2_SOCO | TVA | SOCO | Internal | Summer | B2 | 25 | 500 | 0 | 150.09 | 150.62 | 9 | 0
2035 | TVA_2_SOCO | TVA | SOCO | Internal | Summer | B3 | 75 | 500 | 0 | 146.78 | 150.62 | 9 | 0
2035 | TVA_2_SOCO | TVA | SOCO | Internal | Summer | B4 | 100 | 500 | 0 | 146.78 | 146.77 | 9 | 0
2035 | TVA_2_SOCO | TVA | SOCO | Internal | Summer | B5 | 200 | 500 | 0 | 109.17 | 108.17 | 9 | 0
2035 | TVA_2_SOCO | TVA | SOCO | Internal | Summer | B6 | 300 | 500 | 0 | 94.92 | 96.25 | 9 | 0
2035 | TVA_2_SOCO | TVA | SOCO | Internal | Summer | B7 | 400 | 500 | 0 | 90.94 | 91.64 | 9 | 0
2035 | TVA_2_SOCO | TVA | SOCO | Internal | Summer | B8 | 500 | 500 | 0 | 90.94 | 91.64 | 9 | 0
2035 | TVA_2_SOCO | TVA | SOCO | Internal | Summer | B9 | 800 | 500 | 0 | 85.25 | 87.37 | 9 | 0
2035 | TVA_2_SOCO | TVA | SOCO | Internal | Summer | B10 | 1262 | 500 | 0 | 78.75 | 79.35 | 9 | 0
2035 | TVA_2_SOCO | TVA | SOCO | Internal | Winter | B16 | 25 | 500 | 0 | 105.04 | 105.49 | 9 | 0
2035 | TVA_2_SOCO | TVA | SOCO | Internal | Winter | B17 | 100 | 500 | 0 | 99.43 | 96.69 | 9 | 0
2035 | TVA_2_SOCO | TVA | SOCO | Internal | Winter | B18 | 400 | 500 | 0 | 92.31 | 96.69 | 9 | 0
2035 | TVA_2_SOCO | TVA | SOCO | Internal | Winter | B19 | 700 | 500 | 0 | 92.31 | 96.31 | 9 | 0
2035 | TVA_2_SOCO | TVA | SOCO | Internal | Winter | B20 | 935 | 500 | 0 | 85.72 | 83.64 | 9 | 0
2035 | TVA_2_VACAR | TVA | VACAR | Internal | Shoulder | B11 | 25 | 150 | 0 | 96.48 | 98.53 | 9 | 0
2035 | TVA_2_VACAR | TVA | VACAR | Internal | Shoulder | B12 | 200 | 150 | 0 | 92.43 | 95.34 | 9 | 0
2035 | TVA_2_VACAR | TVA | VACAR | Internal | Shoulder | B13 | 600 | 150 | 0 | 90.25 | 86.21 | 9 | 0
2035 | TVA_2_VACAR | TVA | VACAR | Internal | Shoulder | B14 | 900 | 150 | 0 | 90.25 | 86.21 | 9 | 0
2035 | TVA_2_VACAR | TVA | VACAR | Internal | Shoulder | B15 | 1203 | 150 | 0 | 82.22 | 82.49 | 9 | 0
2035 | TVA_2_VACAR | TVA | VACAR | Internal | Summer | B1 | 10 | 150 | 0 | 154.61 | 154.6 | 9 | 0
2035 | TVA_2_VACAR | TVA | VACAR | Internal | Summer | B2 | 25 | 150 | 0 | 150.09 | 150.48 | 9 | 0
2035 | TVA_2_VACAR | TVA | VACAR | Internal | Summer | B3 | 75 | 150 | 0 | 146.78 | 150.48 | 9 | 0
2035 | TVA_2_VACAR | TVA | VACAR | Internal | Summer | B4 | 100 | 150 | 0 | 146.78 | 147.17 | 9 | 0
2035 | TVA_2_VACAR | TVA | VACAR | Internal | Summer | B5 | 200 | 150 | 138.48 | 109.17 | 118.17 | 9 | 0
2035 | TVA_2_VACAR | TVA | VACAR | Internal | Summer | B6 | 300 | 150 | 150 | 94.92 | 106.25 | 9 | 2.32
2035 | TVA_2_VACAR | TVA | VACAR | Internal | Summer | B7 | 400 | 150 | 0 | 90.94 | 95.58 | 9 | 0
2035 | TVA_2_VACAR | TVA | VACAR | Internal | Summer | B8 | 500 | 150 | 0 | 90.94 | 84.64 | 9 | 0
2035 | TVA_2_VACAR | TVA | VACAR | Internal | Summer | B9 | 800 | 150 | 0 | 85.25 | 80.37 | 9 | 0
2035 | TVA_2_VACAR | TVA | VACAR | Internal | Summer | B10 | 1262 | 150 | 0 | 78.75 | 80.37 | 9 | 0
2035 | TVA_2_VACAR | TVA | VACAR | Internal | Winter | B16 | 25 | 150 | 150 | 105.04 | 118.81 | 9 | 4.76
2035 | TVA_2_VACAR | TVA | VACAR | Internal | Winter | B17 | 100 | 150 | 0 | 99.43 | 104.22 | 9 | 0
2035 | TVA_2_VACAR | TVA | VACAR | Internal | Winter | B18 | 400 | 150 | 0 | 92.31 | 93.4 | 9 | 0
2035 | TVA_2_VACAR | TVA | VACAR | Internal | Winter | B19 | 700 | 150 | 0 | 92.31 | 89.31 | 9 | 0
2035 | TVA_2_VACAR | TVA | VACAR | Internal | Winter | B20 | 935 | 150 | 0 | 85.72 | 87.32 | 9 | 0
2035 | TVA_Transmission_2_NonRTO_Midwest | TVA_Transmission | NonRTO_Midwest | Internal | Shoulder | B11 | 25 | 700 | 0 | 97.25 | 99.21 | 9 | 0
2035 | TVA_Transmission_2_NonRTO_Midwest | TVA_Transmission | NonRTO_Midwest | Internal | Shoulder | B12 | 200 | 700 | 0 | 93.71 | 95.93 | 9 | 0
2035 | TVA_Transmission_2_NonRTO_Midwest | TVA_Transmission | NonRTO_Midwest | Internal | Shoulder | B13 | 600 | 700 | 0 | 90.59 | 90.99 | 9 | 0
2035 | TVA_Transmission_2_NonRTO_Midwest | TVA_Transmission | NonRTO_Midwest | Internal | Shoulder | B14 | 900 | 700 | 0 | 90.24 | 90.23 | 9 | 0
2035 | TVA_Transmission_2_NonRTO_Midwest | TVA_Transmission | NonRTO_Midwest | Internal | Shoulder | B15 | 1203 | 700 | 0 | 82.21 | 79.96 | 9 | 0
2035 | TVA_Transmission_2_NonRTO_Midwest | TVA_Transmission | NonRTO_Midwest | Internal | Summer | B1 | 10 | 700 | 0 | 154.6 | 148.06 | 9 | 0
2035 | TVA_Transmission_2_NonRTO_Midwest | TVA_Transmission | NonRTO_Midwest | Internal | Summer | B2 | 25 | 700 | 0 | 150.08 | 148.06 | 9 | 0
2035 | TVA_Transmission_2_NonRTO_Midwest | TVA_Transmission | NonRTO_Midwest | Internal | Summer | B3 | 75 | 700 | 0 | 146.77 | 148.06 | 9 | 0
2035 | TVA_Transmission_2_NonRTO_Midwest | TVA_Transmission | NonRTO_Midwest | Internal | Summer | B4 | 100 | 700 | 0 | 146.77 | 146.77 | 9 | 0
2035 | TVA_Transmission_2_NonRTO_Midwest | TVA_Transmission | NonRTO_Midwest | Internal | Summer | B5 | 200 | 700 | 79.57 | 118.17 | 127.17 | 9 | 0
2035 | TVA_Transmission_2_NonRTO_Midwest | TVA_Transmission | NonRTO_Midwest | Internal | Summer | B6 | 300 | 700 | 0 | 100.09 | 107.38 | 9 | 0
2035 | TVA_Transmission_2_NonRTO_Midwest | TVA_Transmission | NonRTO_Midwest | Internal | Summer | B7 | 400 | 700 | 0 | 92.86 | 94.32 | 9 | 0
2035 | TVA_Transmission_2_NonRTO_Midwest | TVA_Transmission | NonRTO_Midwest | Internal | Summer | B8 | 500 | 700 | 0 | 90.92 | 82.92 | 9 | 0
2035 | TVA_Transmission_2_NonRTO_Midwest | TVA_Transmission | NonRTO_Midwest | Internal | Summer | B9 | 800 | 700 | 0 | 85.24 | 78.45 | 9 | 0
2035 | TVA_Transmission_2_NonRTO_Midwest | TVA_Transmission | NonRTO_Midwest | Internal | Summer | B10 | 1262 | 700 | 0 | 79.62 | 78.45 | 9 | 0
2035 | TVA_Transmission_2_NonRTO_Midwest | TVA_Transmission | NonRTO_Midwest | Internal | Winter | B16 | 25 | 700 | 0 | 105.03 | 105.02 | 9 | 0
2035 | TVA_Transmission_2_NonRTO_Midwest | TVA_Transmission | NonRTO_Midwest | Internal | Winter | B17 | 100 | 700 | 0 | 99.41 | 99.43 | 9 | 0
2035 | TVA_Transmission_2_NonRTO_Midwest | TVA_Transmission | NonRTO_Midwest | Internal | Winter | B18 | 400 | 700 | 0 | 93.46 | 94.61 | 9 | 0
2035 | TVA_Transmission_2_NonRTO_Midwest | TVA_Transmission | NonRTO_Midwest | Internal | Winter | B19 | 700 | 700 | 0 | 92.74 | 93.49 | 9 | 0
2035 | TVA_Transmission_2_NonRTO_Midwest | TVA_Transmission | NonRTO_Midwest | Internal | Winter | B20 | 935 | 700 | 0 | 85.71 | 83.89 | 9 | 0
2035 | TVA_Transmission_2_SOCO | TVA_Transmission | SOCO | Internal | Shoulder | B11 | 25 | 3200 | 0 | 97.25 | 93.21 | 9 | 0
2035 | TVA_Transmission_2_SOCO | TVA_Transmission | SOCO | Internal | Shoulder | B12 | 200 | 3200 | 0 | 93.71 | 93.21 | 9 | 0
2035 | TVA_Transmission_2_SOCO | TVA_Transmission | SOCO | Internal | Shoulder | B13 | 600 | 3200 | 0 | 90.59 | 93.21 | 9 | 0
2035 | TVA_Transmission_2_SOCO | TVA_Transmission | SOCO | Internal | Shoulder | B14 | 900 | 3200 | 0 | 90.24 | 93.21 | 9 | 0
2035 | TVA_Transmission_2_SOCO | TVA_Transmission | SOCO | Internal | Shoulder | B15 | 1203 | 3200 | 0 | 82.21 | 80.68 | 9 | 0
2035 | TVA_Transmission_2_SOCO | TVA_Transmission | SOCO | Internal | Summer | B1 | 10 | 3200 | 0 | 154.6 | 154.86 | 9 | 0
2035 | TVA_Transmission_2_SOCO | TVA_Transmission | SOCO | Internal | Summer | B2 | 25 | 3200 | 0 | 150.08 | 150.62 | 9 | 0
2035 | TVA_Transmission_2_SOCO | TVA_Transmission | SOCO | Internal | Summer | B3 | 75 | 3200 | 0 | 146.77 | 150.62 | 9 | 0
2035 | TVA_Transmission_2_SOCO | TVA_Transmission | SOCO | Internal | Summer | B4 | 100 | 3200 | 0 | 146.77 | 146.77 | 9 | 0
2035 | TVA_Transmission_2_SOCO | TVA_Transmission | SOCO | Internal | Summer | B5 | 200 | 3200 | 0 | 118.17 | 108.17 | 9 | 0
2035 | TVA_Transmission_2_SOCO | TVA_Transmission | SOCO | Internal | Summer | B6 | 300 | 3200 | 0 | 100.09 | 96.25 | 9 | 0
2035 | TVA_Transmission_2_SOCO | TVA_Transmission | SOCO | Internal | Summer | B7 | 400 | 3200 | 0 | 92.86 | 91.64 | 9 | 0
2035 | TVA_Transmission_2_SOCO | TVA_Transmission | SOCO | Internal | Summer | B8 | 500 | 3200 | 0 | 90.92 | 91.64 | 9 | 0
2035 | TVA_Transmission_2_SOCO | TVA_Transmission | SOCO | Internal | Summer | B9 | 800 | 3200 | 0 | 85.24 | 87.37 | 9 | 0
2035 | TVA_Transmission_2_SOCO | TVA_Transmission | SOCO | Internal | Summer | B10 | 1262 | 3200 | 0 | 79.62 | 79.35 | 9 | 0
2035 | TVA_Transmission_2_SOCO | TVA_Transmission | SOCO | Internal | Winter | B16 | 25 | 3200 | 0 | 105.03 | 105.49 | 9 | 0
2035 | TVA_Transmission_2_SOCO | TVA_Transmission | SOCO | Internal | Winter | B17 | 100 | 3200 | 0 | 99.41 | 96.69 | 9 | 0
2035 | TVA_Transmission_2_SOCO | TVA_Transmission | SOCO | Internal | Winter | B18 | 400 | 3200 | 0 | 93.46 | 96.69 | 9 | 0
2035 | TVA_Transmission_2_SOCO | TVA_Transmission | SOCO | Internal | Winter | B19 | 700 | 3200 | 0 | 92.74 | 96.31 | 9 | 0
2035 | TVA_Transmission_2_SOCO | TVA_Transmission | SOCO | Internal | Winter | B20 | 935 | 3200 | 0 | 85.71 | 83.64 | 9 | 0
2035 | TVA_Transmission_2_TVA | TVA_Transmission | TVA | Internal | Shoulder | B11 | 25 | 99999 | 0 | 97.25 | 96.48 | 0.01 | 0
2035 | TVA_Transmission_2_TVA | TVA_Transmission | TVA | Internal | Shoulder | B12 | 200 | 99999 | 0 | 93.71 | 92.43 | 0.01 | 0
2035 | TVA_Transmission_2_TVA | TVA_Transmission | TVA | Internal | Shoulder | B13 | 600 | 99999 | 0 | 90.59 | 90.25 | 0.01 | 0
2035 | TVA_Transmission_2_TVA | TVA_Transmission | TVA | Internal | Shoulder | B14 | 900 | 99999 | 1013.09 | 90.24 | 90.25 | 0.01 | 0
2035 | TVA_Transmission_2_TVA | TVA_Transmission | TVA | Internal | Shoulder | B15 | 1203 | 99999 | 677.22 | 82.21 | 82.22 | 0.01 | 0
2035 | TVA_Transmission_2_TVA | TVA_Transmission | TVA | Internal | Summer | B1 | 10 | 99999 | 3920.97 | 154.6 | 154.61 | 0.01 | 0
2035 | TVA_Transmission_2_TVA | TVA_Transmission | TVA | Internal | Summer | B2 | 25 | 99999 | 3129.14 | 150.08 | 150.09 | 0.01 | 0
2035 | TVA_Transmission_2_TVA | TVA_Transmission | TVA | Internal | Summer | B3 | 75 | 99999 | 1575.39 | 146.77 | 146.78 | 0.01 | 0
2035 | TVA_Transmission_2_TVA | TVA_Transmission | TVA | Internal | Summer | B4 | 100 | 99999 | 857.46 | 146.77 | 146.78 | 0.01 | 0
2035 | TVA_Transmission_2_TVA | TVA_Transmission | TVA | Internal | Summer | B5 | 200 | 99999 | 0 | 118.17 | 109.17 | 0.01 | 0
2035 | TVA_Transmission_2_TVA | TVA_Transmission | TVA | Internal | Summer | B6 | 300 | 99999 | 0 | 100.09 | 94.92 | 0.01 | 0
2035 | TVA_Transmission_2_TVA | TVA_Transmission | TVA | Internal | Summer | B7 | 400 | 99999 | 0 | 92.86 | 90.94 | 0.01 | 0
2035 | TVA_Transmission_2_TVA | TVA_Transmission | TVA | Internal | Summer | B8 | 500 | 99999 | 157.75 | 90.92 | 90.94 | 0.01 | 0
2035 | TVA_Transmission_2_TVA | TVA_Transmission | TVA | Internal | Summer | B9 | 800 | 99999 | 169.46 | 85.24 | 85.25 | 0.01 | 0
2035 | TVA_Transmission_2_TVA | TVA_Transmission | TVA | Internal | Summer | B10 | 1262 | 99999 | 0 | 79.62 | 78.75 | 0.01 | 0
2035 | TVA_Transmission_2_TVA | TVA_Transmission | TVA | Internal | Winter | B16 | 25 | 99999 | 877.67 | 105.03 | 105.04 | 0.01 | 0
2035 | TVA_Transmission_2_TVA | TVA_Transmission | TVA | Internal | Winter | B17 | 100 | 99999 | 29.76 | 99.41 | 99.43 | 0.01 | 0
2035 | TVA_Transmission_2_TVA | TVA_Transmission | TVA | Internal | Winter | B18 | 400 | 99999 | 0 | 93.46 | 92.31 | 0.01 | 0
2035 | TVA_Transmission_2_TVA | TVA_Transmission | TVA | Internal | Winter | B19 | 700 | 99999 | 0 | 92.74 | 92.31 | 0.01 | 0
2035 | TVA_Transmission_2_TVA | TVA_Transmission | TVA | Internal | Winter | B20 | 935 | 99999 | 417.33 | 85.71 | 85.72 | 0.01 | 0
2035 | TVA_Transmission_2_VACAR | TVA_Transmission | VACAR | Internal | Shoulder | B11 | 25 | 900 | 0 | 97.25 | 98.53 | 9 | 0
2035 | TVA_Transmission_2_VACAR | TVA_Transmission | VACAR | Internal | Shoulder | B12 | 200 | 900 | 0 | 93.71 | 95.34 | 9 | 0
2035 | TVA_Transmission_2_VACAR | TVA_Transmission | VACAR | Internal | Shoulder | B13 | 600 | 900 | 0 | 90.59 | 86.21 | 9 | 0
2035 | TVA_Transmission_2_VACAR | TVA_Transmission | VACAR | Internal | Shoulder | B14 | 900 | 900 | 0 | 90.24 | 86.21 | 9 | 0
2035 | TVA_Transmission_2_VACAR | TVA_Transmission | VACAR | Internal | Shoulder | B15 | 1203 | 900 | 0 | 82.21 | 82.49 | 9 | 0
2035 | TVA_Transmission_2_VACAR | TVA_Transmission | VACAR | Internal | Summer | B1 | 10 | 900 | 0 | 154.6 | 154.6 | 9 | 0
2035 | TVA_Transmission_2_VACAR | TVA_Transmission | VACAR | Internal | Summer | B2 | 25 | 900 | 0 | 150.08 | 150.48 | 9 | 0
2035 | TVA_Transmission_2_VACAR | TVA_Transmission | VACAR | Internal | Summer | B3 | 75 | 900 | 0 | 146.77 | 150.48 | 9 | 0
2035 | TVA_Transmission_2_VACAR | TVA_Transmission | VACAR | Internal | Summer | B4 | 100 | 900 | 0 | 146.77 | 147.17 | 9 | 0
2035 | TVA_Transmission_2_VACAR | TVA_Transmission | VACAR | Internal | Summer | B5 | 200 | 900 | 0 | 118.17 | 118.17 | 9 | 0
2035 | TVA_Transmission_2_VACAR | TVA_Transmission | VACAR | Internal | Summer | B6 | 300 | 900 | 0 | 100.09 | 106.25 | 9 | 0
2035 | TVA_Transmission_2_VACAR | TVA_Transmission | VACAR | Internal | Summer | B7 | 400 | 900 | 0 | 92.86 | 95.58 | 9 | 0
2035 | TVA_Transmission_2_VACAR | TVA_Transmission | VACAR | Internal | Summer | B8 | 500 | 900 | 0 | 90.92 | 84.64 | 9 | 0
2035 | TVA_Transmission_2_VACAR | TVA_Transmission | VACAR | Internal | Summer | B9 | 800 | 900 | 0 | 85.24 | 80.37 | 9 | 0
2035 | TVA_Transmission_2_VACAR | TVA_Transmission | VACAR | Internal | Summer | B10 | 1262 | 900 | 0 | 79.62 | 80.37 | 9 | 0
2035 | TVA_Transmission_2_VACAR | TVA_Transmission | VACAR | Internal | Winter | B16 | 25 | 900 | 900 | 105.03 | 118.81 | 9 | 4.78
2035 | TVA_Transmission_2_VACAR | TVA_Transmission | VACAR | Internal | Winter | B17 | 100 | 900 | 0 | 99.41 | 104.22 | 9 | 0
2035 | TVA_Transmission_2_VACAR | TVA_Transmission | VACAR | Internal | Winter | B18 | 400 | 900 | 0 | 93.46 | 93.4 | 9 | 0
2035 | TVA_Transmission_2_VACAR | TVA_Transmission | VACAR | Internal | Winter | B19 | 700 | 900 | 0 | 92.74 | 89.31 | 9 | 0
2035 | TVA_Transmission_2_VACAR | TVA_Transmission | VACAR | Internal | Winter | B20 | 935 | 900 | 0 | 85.71 | 87.32 | 9 | 0
2035 | VACAR_2_SOCO | VACAR | SOCO | Internal | Shoulder | B11 | 25 | 3000 | 0 | 98.53 | 93.21 | 7 | 0
2035 | VACAR_2_SOCO | VACAR | SOCO | Internal | Shoulder | B12 | 200 | 3000 | 0 | 95.34 | 93.21 | 7 | 0
2035 | VACAR_2_SOCO | VACAR | SOCO | Internal | Shoulder | B13 | 600 | 3000 | 602.62 | 86.21 | 93.21 | 7 | 0
2035 | VACAR_2_SOCO | VACAR | SOCO | Internal | Shoulder | B14 | 900 | 3000 | 1474.95 | 86.21 | 93.21 | 7 | 0
2035 | VACAR_2_SOCO | VACAR | SOCO | Internal | Shoulder | B15 | 1203 | 3000 | 0 | 82.49 | 80.68 | 7 | 0
2035 | VACAR_2_SOCO | VACAR | SOCO | Internal | Summer | B1 | 10 | 3000 | 0 | 154.6 | 154.86 | 7 | 0
2035 | VACAR_2_SOCO | VACAR | SOCO | Internal | Summer | B2 | 25 | 3000 | 0 | 150.48 | 150.62 | 7 | 0
2035 | VACAR_2_SOCO | VACAR | SOCO | Internal | Summer | B3 | 75 | 3000 | 0 | 150.48 | 150.62 | 7 | 0
2035 | VACAR_2_SOCO | VACAR | SOCO | Internal | Summer | B4 | 100 | 3000 | 0 | 147.17 | 146.77 | 7 | 0
2035 | VACAR_2_SOCO | VACAR | SOCO | Internal | Summer | B5 | 200 | 3000 | 0 | 118.17 | 108.17 | 7 | 0
2035 | VACAR_2_SOCO | VACAR | SOCO | Internal | Summer | B6 | 300 | 3000 | 0 | 106.25 | 96.25 | 7 | 0
2035 | VACAR_2_SOCO | VACAR | SOCO | Internal | Summer | B7 | 400 | 3000 | 0 | 95.58 | 91.64 | 7 | 0
2035 | VACAR_2_SOCO | VACAR | SOCO | Internal | Summer | B8 | 500 | 3000 | 23.82 | 84.64 | 91.64 | 7 | 0
2035 | VACAR_2_SOCO | VACAR | SOCO | Internal | Summer | B9 | 800 | 3000 | 2331.89 | 80.37 | 87.37 | 7 | 0
2035 | VACAR_2_SOCO | VACAR | SOCO | Internal | Summer | B10 | 1262 | 3000 | 0 | 80.37 | 79.35 | 7 | 0
2035 | VACAR_2_SOCO | VACAR | SOCO | Internal | Winter | B16 | 25 | 3000 | 0 | 118.81 | 105.49 | 7 | 0
2035 | VACAR_2_SOCO | VACAR | SOCO | Internal | Winter | B17 | 100 | 3000 | 0 | 104.22 | 96.69 | 7 | 0
2035 | VACAR_2_SOCO | VACAR | SOCO | Internal | Winter | B18 | 400 | 3000 | 0 | 93.4 | 96.69 | 7 | 0
2035 | VACAR_2_SOCO | VACAR | SOCO | Internal | Winter | B19 | 700 | 3000 | 1545.87 | 89.31 | 96.31 | 7 | 0
2035 | VACAR_2_SOCO | VACAR | SOCO | Internal | Winter | B20 | 935 | 3000 | 0 | 87.32 | 83.64 | 7 | 0
2040 | ENT_2_MISO_MO-IL | ENT | MISO_MO-IL | Internal | Shoulder | B11 | 25 | 2260 | 0 | 98.32 | 95.99 | 8 | 0
2040 | ENT_2_MISO_MO-IL | ENT | MISO_MO-IL | Internal | Shoulder | B12 | 200 | 2260 | 0 | 95 | 90.32 | 8 | 0
2040 | ENT_2_MISO_MO-IL | ENT | MISO_MO-IL | Internal | Shoulder | B13 | 600 | 2260 | 0 | 95 | 87 | 8 | 0
2040 | ENT_2_MISO_MO-IL | ENT | MISO_MO-IL | Internal | Shoulder | B14 | 900 | 2260 | 0 | 87.23 | 81.23 | 8 | 0
2040 | ENT_2_MISO_MO-IL | ENT | MISO_MO-IL | Internal | Shoulder | B15 | 1203 | 2260 | 0 | 82.2 | 79.47 | 8 | 0
2040 | ENT_2_MISO_MO-IL | ENT | MISO_MO-IL | Internal | Summer | B1 | 10 | 2260 | 0 | 152.54 | 152.54 | 8 | 0
2040 | ENT_2_MISO_MO-IL | ENT | MISO_MO-IL | Internal | Summer | B2 | 25 | 2260 | 0 | 149.3 | 148.25 | 8 | 0
2040 | ENT_2_MISO_MO-IL | ENT | MISO_MO-IL | Internal | Summer | B3 | 75 | 2260 | 0 | 148.93 | 147.42 | 8 | 0
2040 | ENT_2_MISO_MO-IL | ENT | MISO_MO-IL | Internal | Summer | B4 | 100 | 2260 | 0 | 140.25 | 147.42 | 8 | 0
2040 | ENT_2_MISO_MO-IL | ENT | MISO_MO-IL | Internal | Summer | B5 | 200 | 2260 | 1865.85 | 122.22 | 130.22 | 8 | 0
2040 | ENT_2_MISO_MO-IL | ENT | MISO_MO-IL | Internal | Summer | B6 | 300 | 2260 | 1948.81 | 96.3 | 104.3 | 8 | 0
2040 | ENT_2_MISO_MO-IL | ENT | MISO_MO-IL | Internal | Summer | B7 | 400 | 2260 | 0 | 93.05 | 91.35 | 8 | 0
2040 | ENT_2_MISO_MO-IL | ENT | MISO_MO-IL | Internal | Summer | B8 | 500 | 2260 | 0 | 93.05 | 85.78 | 8 | 0
2040 | ENT_2_MISO_MO-IL | ENT | MISO_MO-IL | Internal | Summer | B9 | 800 | 2260 | 0 | 87.11 | 79.11 | 8 | 0
2040 | ENT_2_MISO_MO-IL | ENT | MISO_MO-IL | Internal | Summer | B10 | 1262 | 2260 | 0 | 83.45 | 77.88 | 8 | 0
2040 | ENT_2_MISO_MO-IL | ENT | MISO_MO-IL | Internal | Winter | B16 | 25 | 2260 | 0 | 99.16 | 99.32 | 8 | 0
2040 | ENT_2_MISO_MO-IL | ENT | MISO_MO-IL | Internal | Winter | B17 | 100 | 2260 | 0 | 99.16 | 95.11 | 8 | 0
2040 | ENT_2_MISO_MO-IL | ENT | MISO_MO-IL | Internal | Winter | B18 | 400 | 2260 | 0 | 97.55 | 91.87 | 8 | 0
2040 | ENT_2_MISO_MO-IL | ENT | MISO_MO-IL | Internal | Winter | B19 | 700 | 2260 | 0 | 91.29 | 84.54 | 8 | 0
2040 | ENT_2_MISO_MO-IL | ENT | MISO_MO-IL | Internal | Winter | B20 | 935 | 2260 | 0 | 86.71 | 82.87 | 8 | 0
2040 | ENT_2_SOCO | ENT | SOCO | Internal | Shoulder | B11 | 25 | 2000 | 0 | 98.32 | 97.46 | 8 | 0
2040 | ENT_2_SOCO | ENT | SOCO | Internal | Shoulder | B12 | 200 | 2000 | 0 | 95 | 97.46 | 8 | 0
2040 | ENT_2_SOCO | ENT | SOCO | Internal | Shoulder | B13 | 600 | 2000 | 0 | 95 | 90.51 | 8 | 0
2040 | ENT_2_SOCO | ENT | SOCO | Internal | Shoulder | B14 | 900 | 2000 | 0 | 87.23 | 84.3 | 8 | 0
2040 | ENT_2_SOCO | ENT | SOCO | Internal | Shoulder | B15 | 1203 | 2000 | 0 | 82.2 | 84.3 | 8 | 0
2040 | ENT_2_SOCO | ENT | SOCO | Internal | Summer | B1 | 10 | 2000 | 1980.4 | 152.54 | 160.54 | 8 | 0
2040 | ENT_2_SOCO | ENT | SOCO | Internal | Summer | B2 | 25 | 2000 | 1827.14 | 149.3 | 157.3 | 8 | 0
2040 | ENT_2_SOCO | ENT | SOCO | Internal | Summer | B3 | 75 | 2000 | 2000 | 148.93 | 157.3 | 8 | 0.38
2040 | ENT_2_SOCO | ENT | SOCO | Internal | Summer | B4 | 100 | 2000 | 702.35 | 140.25 | 148.25 | 8 | 0
2040 | ENT_2_SOCO | ENT | SOCO | Internal | Summer | B5 | 200 | 2000 | 0 | 122.22 | 112.93 | 8 | 0
2040 | ENT_2_SOCO | ENT | SOCO | Internal | Summer | B6 | 300 | 2000 | 0 | 96.3 | 95.83 | 8 | 0
2040 | ENT_2_SOCO | ENT | SOCO | Internal | Summer | B7 | 400 | 2000 | 0 | 93.05 | 95.83 | 8 | 0
2040 | ENT_2_SOCO | ENT | SOCO | Internal | Summer | B8 | 500 | 2000 | 0 | 93.05 | 95.83 | 8 | 0
2040 | ENT_2_SOCO | ENT | SOCO | Internal | Summer | B9 | 800 | 2000 | 0 | 87.11 | 87.42 | 8 | 0
2040 | ENT_2_SOCO | ENT | SOCO | Internal | Summer | B10 | 1262 | 2000 | 0 | 83.45 | 82.91 | 8 | 0
2040 | ENT_2_SOCO | ENT | SOCO | Internal | Winter | B16 | 25 | 2000 | 0 | 99.16 | 106.16 | 8 | 0
2040 | ENT_2_SOCO | ENT | SOCO | Internal | Winter | B17 | 100 | 2000 | 0 | 99.16 | 101.28 | 8 | 0
2040 | ENT_2_SOCO | ENT | SOCO | Internal | Winter | B18 | 400 | 2000 | 0 | 97.55 | 87.55 | 8 | 0
2040 | ENT_2_SOCO | ENT | SOCO | Internal | Winter | B19 | 700 | 2000 | 0 | 91.29 | 87.55 | 8 | 0
2040 | ENT_2_SOCO | ENT | SOCO | Internal | Winter | B20 | 935 | 2000 | 0 | 86.71 | 87.55 | 8 | 0
2040 | ENT_2_SPP_N | ENT | SPP_N | Internal | Shoulder | B11 | 25 | 1300 | 0 | 98.32 | 95.02 | 8 | 0
2040 | ENT_2_SPP_N | ENT | SPP_N | Internal | Shoulder | B12 | 200 | 1300 | 0 | 95 | 89.98 | 8 | 0
2040 | ENT_2_SPP_N | ENT | SPP_N | Internal | Shoulder | B13 | 600 | 1300 | 0 | 95 | 83 | 8 | 0
2040 | ENT_2_SPP_N | ENT | SPP_N | Internal | Shoulder | B14 | 900 | 1300 | 0 | 87.23 | 82.23 | 8 | 0
2040 | ENT_2_SPP_N | ENT | SPP_N | Internal | Shoulder | B15 | 1203 | 1300 | 0 | 82.2 | 76.96 | 8 | 0
2040 | ENT_2_SPP_N | ENT | SPP_N | Internal | Summer | B1 | 10 | 1300 | 0 | 152.54 | 147.54 | 8 | 0
2040 | ENT_2_SPP_N | ENT | SPP_N | Internal | Summer | B2 | 25 | 1300 | 0 | 149.3 | 148.24 | 8 | 0
2040 | ENT_2_SPP_N | ENT | SPP_N | Internal | Summer | B3 | 75 | 1300 | 0 | 148.93 | 148.66 | 8 | 0
2040 | ENT_2_SPP_N | ENT | SPP_N | Internal | Summer | B4 | 100 | 1300 | 0 | 140.25 | 148.09 | 8 | 0
2040 | ENT_2_SPP_N | ENT | SPP_N | Internal | Summer | B5 | 200 | 1300 | 0 | 122.22 | 125.23 | 8 | 0
2040 | ENT_2_SPP_N | ENT | SPP_N | Internal | Summer | B6 | 300 | 1300 | 0 | 96.3 | 100.63 | 8 | 0
2040 | ENT_2_SPP_N | ENT | SPP_N | Internal | Summer | B7 | 400 | 1300 | 0 | 93.05 | 96.34 | 8 | 0
2040 | ENT_2_SPP_N | ENT | SPP_N | Internal | Summer | B8 | 500 | 1300 | 0 | 93.05 | 92.76 | 8 | 0
2040 | ENT_2_SPP_N | ENT | SPP_N | Internal | Summer | B9 | 800 | 1300 | 0 | 87.11 | 82.11 | 8 | 0
2040 | ENT_2_SPP_N | ENT | SPP_N | Internal | Summer | B10 | 1262 | 1300 | 0 | 83.45 | 80.3 | 8 | 0
2040 | ENT_2_SPP_N | ENT | SPP_N | Internal | Winter | B16 | 25 | 1300 | 0 | 99.16 | 94.15 | 8 | 0
2040 | ENT_2_SPP_N | ENT | SPP_N | Internal | Winter | B17 | 100 | 1300 | 0 | 99.16 | 86.78 | 8 | 0
2040 | ENT_2_SPP_N | ENT | SPP_N | Internal | Winter | B18 | 400 | 1300 | 0 | 97.55 | 88.16 | 8 | 0
2040 | ENT_2_SPP_N | ENT | SPP_N | Internal | Winter | B19 | 700 | 1300 | 0 | 91.29 | 86.29 | 8 | 0
2040 | ENT_2_SPP_N | ENT | SPP_N | Internal | Winter | B20 | 935 | 1300 | 0 | 86.71 | 81.71 | 8 | 0
2040 | ENT_2_SPP_S | ENT | SPP_S | Internal | Shoulder | B11 | 25 | 1300 | 0 | 98.32 | 95.01 | 8 | 0
2040 | ENT_2_SPP_S | ENT | SPP_S | Internal | Shoulder | B12 | 200 | 1300 | 0 | 95 | 90 | 8 | 0
2040 | ENT_2_SPP_S | ENT | SPP_S | Internal | Shoulder | B13 | 600 | 1300 | 0 | 95 | 83.01 | 8 | 0
2040 | ENT_2_SPP_S | ENT | SPP_S | Internal | Shoulder | B14 | 900 | 1300 | 0 | 87.23 | 82.03 | 8 | 0
2040 | ENT_2_SPP_S | ENT | SPP_S | Internal | Shoulder | B15 | 1203 | 1300 | 0 | 82.2 | 76.97 | 8 | 0
2040 | ENT_2_SPP_S | ENT | SPP_S | Internal | Summer | B1 | 10 | 1300 | 0 | 152.54 | 97.35 | 8 | 0
2040 | ENT_2_SPP_S | ENT | SPP_S | Internal | Summer | B2 | 25 | 1300 | 0 | 149.3 | 135.25 | 8 | 0
2040 | ENT_2_SPP_S | ENT | SPP_S | Internal | Summer | B3 | 75 | 1300 | 0 | 148.93 | 136.41 | 8 | 0
2040 | ENT_2_SPP_S | ENT | SPP_S | Internal | Summer | B4 | 100 | 1300 | 0 | 140.25 | 135.25 | 8 | 0
2040 | ENT_2_SPP_S | ENT | SPP_S | Internal | Summer | B5 | 200 | 1300 | 0 | 122.22 | 117.22 | 8 | 0
2040 | ENT_2_SPP_S | ENT | SPP_S | Internal | Summer | B6 | 300 | 1300 | 0 | 96.3 | 100.64 | 8 | 0
2040 | ENT_2_SPP_S | ENT | SPP_S | Internal | Summer | B7 | 400 | 1300 | 0 | 93.05 | 96.36 | 8 | 0
2040 | ENT_2_SPP_S | ENT | SPP_S | Internal | Summer | B8 | 500 | 1300 | 0 | 93.05 | 92.78 | 8 | 0
2040 | ENT_2_SPP_S | ENT | SPP_S | Internal | Summer | B9 | 800 | 1300 | 0 | 87.11 | 87.98 | 8 | 0
2040 | ENT_2_SPP_S | ENT | SPP_S | Internal | Summer | B10 | 1262 | 1300 | 0 | 83.45 | 80.31 | 8 | 0
2040 | ENT_2_SPP_S | ENT | SPP_S | Internal | Winter | B16 | 25 | 1300 | 0 | 99.16 | 94.16 | 8 | 0
2040 | ENT_2_SPP_S | ENT | SPP_S | Internal | Winter | B17 | 100 | 1300 | 0 | 99.16 | 86.79 | 8 | 0
2040 | ENT_2_SPP_S | ENT | SPP_S | Internal | Winter | B18 | 400 | 1300 | 0 | 97.55 | 88.18 | 8 | 0
2040 | ENT_2_SPP_S | ENT | SPP_S | Internal | Winter | B19 | 700 | 1300 | 0 | 91.29 | 86.29 | 8 | 0
2040 | ENT_2_SPP_S | ENT | SPP_S | Internal | Winter | B20 | 935 | 1300 | 0 | 86.71 | 81.72 | 8 | 0
2040 | ENT_2_TVA_Transmission | ENT | TVA_Transmission | Internal | Shoulder | B11 | 25 | 2100 | 0 | 98.32 | 100.56 | 8 | 0
2040 | ENT_2_TVA_Transmission | ENT | TVA_Transmission | Internal | Shoulder | B12 | 200 | 2100 | 0 | 95 | 97.04 | 8 | 0
2040 | ENT_2_TVA_Transmission | ENT | TVA_Transmission | Internal | Shoulder | B13 | 600 | 2100 | 0 | 95 | 90.62 | 8 | 0
2040 | ENT_2_TVA_Transmission | ENT | TVA_Transmission | Internal | Shoulder | B14 | 900 | 2100 | 0 | 87.23 | 89.08 | 8 | 0
2040 | ENT_2_TVA_Transmission | ENT | TVA_Transmission | Internal | Shoulder | B15 | 1203 | 2100 | 0 | 82.2 | 85.4 | 8 | 0
2040 | ENT_2_TVA_Transmission | ENT | TVA_Transmission | Internal | Summer | B1 | 10 | 2100 | 35.78 | 152.54 | 160.54 | 8 | 0
2040 | ENT_2_TVA_Transmission | ENT | TVA_Transmission | Internal | Summer | B2 | 25 | 2100 | 0 | 149.3 | 156.25 | 8 | 0
2040 | ENT_2_TVA_Transmission | ENT | TVA_Transmission | Internal | Summer | B3 | 75 | 2100 | 0 | 148.93 | 152.45 | 8 | 0
2040 | ENT_2_TVA_Transmission | ENT | TVA_Transmission | Internal | Summer | B4 | 100 | 2100 | 797.23 | 140.25 | 148.25 | 8 | 0
2040 | ENT_2_TVA_Transmission | ENT | TVA_Transmission | Internal | Summer | B5 | 200 | 2100 | 0 | 122.22 | 122.93 | 8 | 0
2040 | ENT_2_TVA_Transmission | ENT | TVA_Transmission | Internal | Summer | B6 | 300 | 2100 | 0 | 96.3 | 103.52 | 8 | 0
2040 | ENT_2_TVA_Transmission | ENT | TVA_Transmission | Internal | Summer | B7 | 400 | 2100 | 0 | 93.05 | 94.11 | 8 | 0
2040 | ENT_2_TVA_Transmission | ENT | TVA_Transmission | Internal | Summer | B8 | 500 | 2100 | 0 | 93.05 | 88.68 | 8 | 0
2040 | ENT_2_TVA_Transmission | ENT | TVA_Transmission | Internal | Summer | B9 | 800 | 2100 | 0 | 87.11 | 84.04 | 8 | 0
2040 | ENT_2_TVA_Transmission | ENT | TVA_Transmission | Internal | Summer | B10 | 1262 | 2100 | 0 | 83.45 | 82.76 | 8 | 0
2040 | ENT_2_TVA_Transmission | ENT | TVA_Transmission | Internal | Winter | B16 | 25 | 2100 | 1814.91 | 99.16 | 107.16 | 8 | 0
2040 | ENT_2_TVA_Transmission | ENT | TVA_Transmission | Internal | Winter | B17 | 100 | 2100 | 0 | 99.16 | 101.26 | 8 | 0
2040 | ENT_2_TVA_Transmission | ENT | TVA_Transmission | Internal | Winter | B18 | 400 | 2100 | 0 | 97.55 | 94.49 | 8 | 0
2040 | ENT_2_TVA_Transmission | ENT | TVA_Transmission | Internal | Winter | B19 | 700 | 2100 | 0 | 91.29 | 91.89 | 8 | 0
2040 | ENT_2_TVA_Transmission | ENT | TVA_Transmission | Internal | Winter | B20 | 935 | 2100 | 0 | 86.71 | 89.36 | 8 | 0
2040 | FRCC_2_SOCO | FRCC | SOCO | Internal | Shoulder | B11 | 25 | 900 | 0 | 102.44 | 97.46 | 8 | 0
2040 | FRCC_2_SOCO | FRCC | SOCO | Internal | Shoulder | B12 | 200 | 900 | 0 | 102.44 | 97.46 | 8 | 0
2040 | FRCC_2_SOCO | FRCC | SOCO | Internal | Shoulder | B13 | 600 | 900 | 0 | 100.51 | 90.51 | 8 | 0
2040 | FRCC_2_SOCO | FRCC | SOCO | Internal | Shoulder | B14 | 900 | 900 | 0 | 88.54 | 84.3 | 8 | 0
2040 | FRCC_2_SOCO | FRCC | SOCO | Internal | Shoulder | B15 | 1203 | 900 | 0 | 88.54 | 84.3 | 8 | 0
2040 | FRCC_2_SOCO | FRCC | SOCO | Internal | Summer | B1 | 10 | 900 | 0 | 162.9 | 160.54 | 8 | 0
2040 | FRCC_2_SOCO | FRCC | SOCO | Internal | Summer | B2 | 25 | 900 | 0 | 162.9 | 157.3 | 8 | 0
2040 | FRCC_2_SOCO | FRCC | SOCO | Internal | Summer | B3 | 75 | 900 | 0 | 162.9 | 157.3 | 8 | 0
2040 | FRCC_2_SOCO | FRCC | SOCO | Internal | Summer | B4 | 100 | 900 | 499.87 | 140.25 | 148.25 | 8 | 0
2040 | FRCC_2_SOCO | FRCC | SOCO | Internal | Summer | B5 | 200 | 900 | 900 | 101.2 | 112.93 | 8 | 3.73
2040 | FRCC_2_SOCO | FRCC | SOCO | Internal | Summer | B6 | 300 | 900 | 0 | 101.2 | 95.83 | 8 | 0
2040 | FRCC_2_SOCO | FRCC | SOCO | Internal | Summer | B7 | 400 | 900 | 0 | 101.2 | 95.83 | 8 | 0
2040 | FRCC_2_SOCO | FRCC | SOCO | Internal | Summer | B8 | 500 | 900 | 0 | 101.2 | 95.83 | 8 | 0
2040 | FRCC_2_SOCO | FRCC | SOCO | Internal | Summer | B9 | 800 | 900 | 0 | 87.48 | 87.42 | 8 | 0
2040 | FRCC_2_SOCO | FRCC | SOCO | Internal | Summer | B10 | 1262 | 900 | 0 | 87.48 | 82.91 | 8 | 0
2040 | FRCC_2_SOCO | FRCC | SOCO | Internal | Winter | B16 | 25 | 900 | 0 | 105.61 | 106.16 | 8 | 0
2040 | FRCC_2_SOCO | FRCC | SOCO | Internal | Winter | B17 | 100 | 900 | 0 | 105.61 | 101.28 | 8 | 0
2040 | FRCC_2_SOCO | FRCC | SOCO | Internal | Winter | B18 | 400 | 900 | 0 | 91.23 | 87.55 | 8 | 0
2040 | FRCC_2_SOCO | FRCC | SOCO | Internal | Winter | B19 | 700 | 900 | 0 | 91.23 | 87.55 | 8 | 0
2040 | FRCC_2_SOCO | FRCC | SOCO | Internal | Winter | B20 | 935 | 900 | 0 | 91.23 | 87.55 | 8 | 0
2040 | HQ_NEISO_2_NEISO | HQ_NEISO | NEISO | Internal | Shoulder | B11 | 25 | 99999 | 3866.9 | 82.29 | 82.3 | 0.01 | 0
2040 | HQ_NEISO_2_NEISO | HQ_NEISO | NEISO | Internal | Shoulder | B12 | 200 | 99999 | 3857.4 | 81.3 | 81.32 | 0.01 | 0
2040 | HQ_NEISO_2_NEISO | HQ_NEISO | NEISO | Internal | Shoulder | B13 | 600 | 99999 | 3820.02 | 80.24 | 80.25 | 0.01 | 0
2040 | HQ_NEISO_2_NEISO | HQ_NEISO | NEISO | Internal | Shoulder | B14 | 900 | 99999 | 3754.63 | 80.24 | 80.25 | 0.01 | 0
2040 | HQ_NEISO_2_NEISO | HQ_NEISO | NEISO | Internal | Shoulder | B15 | 1203 | 99999 | 1797.77 | 80.24 | 80.25 | 0.01 | 0
2040 | HQ_NEISO_2_NEISO | HQ_NEISO | NEISO | Internal | Summer | B1 | 10 | 99999 | 4396.59 | 140.46 | 140.47 | 0.01 | 0
2040 | HQ_NEISO_2_NEISO | HQ_NEISO | NEISO | Internal | Summer | B2 | 25 | 99999 | 4333.83 | 137.48 | 137.49 | 0.01 | 0
2040 | HQ_NEISO_2_NEISO | HQ_NEISO | NEISO | Internal | Summer | B3 | 75 | 99999 | 4208.73 | 106.94 | 106.95 | 0.01 | 0
2040 | HQ_NEISO_2_NEISO | HQ_NEISO | NEISO | Internal | Summer | B4 | 100 | 99999 | 4101.2 | 106.08 | 106.09 | 0.01 | 0
2040 | HQ_NEISO_2_NEISO | HQ_NEISO | NEISO | Internal | Summer | B5 | 200 | 99999 | 4042.61 | 78.42 | 78.43 | 0.01 | 0
2040 | HQ_NEISO_2_NEISO | HQ_NEISO | NEISO | Internal | Summer | B6 | 300 | 99999 | 3976.65 | 78.42 | 78.43 | 0.01 | 0
2040 | HQ_NEISO_2_NEISO | HQ_NEISO | NEISO | Internal | Summer | B7 | 400 | 99999 | 3901.06 | 78.42 | 78.43 | 0.01 | 0
2040 | HQ_NEISO_2_NEISO | HQ_NEISO | NEISO | Internal | Summer | B8 | 500 | 99999 | 3841.63 | 78.42 | 78.43 | 0.01 | 0
2040 | HQ_NEISO_2_NEISO | HQ_NEISO | NEISO | Internal | Summer | B9 | 800 | 99999 | 3768.83 | 78.42 | 78.43 | 0.01 | 0
2040 | HQ_NEISO_2_NEISO | HQ_NEISO | NEISO | Internal | Summer | B10 | 1262 | 99999 | 1471.96 | 78.42 | 78.43 | 0.01 | 0
2040 | HQ_NEISO_2_NEISO | HQ_NEISO | NEISO | Internal | Winter | B16 | 25 | 99999 | 3998.62 | 92.69 | 92.7 | 0.01 | 0
2040 | HQ_NEISO_2_NEISO | HQ_NEISO | NEISO | Internal | Winter | B17 | 100 | 99999 | 3945.79 | 92.11 | 92.12 | 0.01 | 0
2040 | HQ_NEISO_2_NEISO | HQ_NEISO | NEISO | Internal | Winter | B18 | 400 | 99999 | 3905.27 | 90.34 | 90.35 | 0.01 | 0
2040 | HQ_NEISO_2_NEISO | HQ_NEISO | NEISO | Internal | Winter | B19 | 700 | 99999 | 3829.95 | 90.34 | 90.35 | 0.01 | 0
2040 | HQ_NEISO_2_NEISO | HQ_NEISO | NEISO | Internal | Winter | B20 | 935 | 99999 | 1964.44 | 90.34 | 90.35 | 0.01 | 0
2040 | HQ_NY_2_NYISO_A-F | HQ_NY | NYISO_A-F | Internal | Shoulder | B11 | 25 | 99999 | 2812.27 | 86.31 | 86.32 | 0.01 | 0
2040 | HQ_NY_2_NYISO_A-F | HQ_NY | NYISO_A-F | Internal | Shoulder | B12 | 200 | 99999 | 2847.69 | 84.29 | 84.3 | 0.01 | 0
2040 | HQ_NY_2_NYISO_A-F | HQ_NY | NYISO_A-F | Internal | Shoulder | B13 | 600 | 99999 | 2781.85 | 83.21 | 83.22 | 0.01 | 0
2040 | HQ_NY_2_NYISO_A-F | HQ_NY | NYISO_A-F | Internal | Shoulder | B14 | 900 | 99999 | 2673.14 | 83.21 | 83.22 | 0.01 | 0
2040 | HQ_NY_2_NYISO_A-F | HQ_NY | NYISO_A-F | Internal | Shoulder | B15 | 1203 | 99999 | 1582.7 | 83.21 | 83.22 | 0.01 | 0
2040 | HQ_NY_2_NYISO_A-F | HQ_NY | NYISO_A-F | Internal | Summer | B1 | 10 | 99999 | 3500.1 | 137.46 | 137.47 | 0.01 | 0
2040 | HQ_NY_2_NYISO_A-F | HQ_NY | NYISO_A-F | Internal | Summer | B2 | 25 | 99999 | 3406.71 | 140.47 | 140.48 | 0.01 | 0
2040 | HQ_NY_2_NYISO_A-F | HQ_NY | NYISO_A-F | Internal | Summer | B3 | 75 | 99999 | 3266.7 | 110.58 | 110.59 | 0.01 | 0
2040 | HQ_NY_2_NYISO_A-F | HQ_NY | NYISO_A-F | Internal | Summer | B4 | 100 | 99999 | 3116.37 | 110.58 | 110.59 | 0.01 | 0
2040 | HQ_NY_2_NYISO_A-F | HQ_NY | NYISO_A-F | Internal | Summer | B5 | 200 | 99999 | 3025.59 | 110.58 | 110.59 | 0.01 | 0
2040 | HQ_NY_2_NYISO_A-F | HQ_NY | NYISO_A-F | Internal | Summer | B6 | 300 | 99999 | 2934.96 | 96.86 | 96.87 | 0.01 | 0
2040 | HQ_NY_2_NYISO_A-F | HQ_NY | NYISO_A-F | Internal | Summer | B7 | 400 | 99999 | 2830.75 | 83.87 | 83.88 | 0.01 | 0
2040 | HQ_NY_2_NYISO_A-F | HQ_NY | NYISO_A-F | Internal | Summer | B8 | 500 | 99999 | 2760.25 | 81.15 | 81.16 | 0.01 | 0
2040 | HQ_NY_2_NYISO_A-F | HQ_NY | NYISO_A-F | Internal | Summer | B9 | 800 | 99999 | 2664.71 | 81.15 | 81.16 | 0.01 | 0
2040 | HQ_NY_2_NYISO_A-F | HQ_NY | NYISO_A-F | Internal | Summer | B10 | 1262 | 99999 | 1436.31 | 81.15 | 81.16 | 0.01 | 0
2040 | HQ_NY_2_NYISO_A-F | HQ_NY | NYISO_A-F | Internal | Winter | B16 | 25 | 99999 | 3058.87 | 89.69 | 89.7 | 0.01 | 0
2040 | HQ_NY_2_NYISO_A-F | HQ_NY | NYISO_A-F | Internal | Winter | B17 | 100 | 99999 | 3001.1 | 89.11 | 89.12 | 0.01 | 0
2040 | HQ_NY_2_NYISO_A-F | HQ_NY | NYISO_A-F | Internal | Winter | B18 | 400 | 99999 | 2934.69 | 89.11 | 89.12 | 0.01 | 0
2040 | HQ_NY_2_NYISO_A-F | HQ_NY | NYISO_A-F | Internal | Winter | B19 | 700 | 99999 | 2819.07 | 89.11 | 89.12 | 0.01 | 0
2040 | HQ_NY_2_NYISO_A-F | HQ_NY | NYISO_A-F | Internal | Winter | B20 | 935 | 99999 | 1762.97 | 89.11 | 89.12 | 0.01 | 0
2040 | HQ_IESO_2_IESO | HQ_IESO | IESO | Internal | Shoulder | B11 | 25 | 99999 | 467.25 | 77.93 | 77.94 | 0.01 | 0
2040 | HQ_IESO_2_IESO | HQ_IESO | IESO | Internal | Shoulder | B12 | 200 | 99999 | 469.06 | 77.29 | 77.3 | 0.01 | 0
2040 | HQ_IESO_2_IESO | HQ_IESO | IESO | Internal | Shoulder | B13 | 600 | 99999 | 466.9 | 76.21 | 76.22 | 0.01 | 0
2040 | HQ_IESO_2_IESO | HQ_IESO | IESO | Internal | Shoulder | B14 | 900 | 99999 | 462.95 | 76.21 | 76.22 | 0.01 | 0
2040 | HQ_IESO_2_IESO | HQ_IESO | IESO | Internal | Shoulder | B15 | 1203 | 99999 | 128.57 | 76.21 | 76.22 | 0.01 | 0
2040 | HQ_IESO_2_IESO | HQ_IESO | IESO | Internal | Summer | B1 | 10 | 99999 | 488.01 | 130.46 | 130.47 | 0.01 | 0
2040 | HQ_IESO_2_IESO | HQ_IESO | IESO | Internal | Summer | B2 | 25 | 99999 | 484.21 | 133.47 | 133.48 | 0.01 | 0
2040 | HQ_IESO_2_IESO | HQ_IESO | IESO | Internal | Summer | B3 | 75 | 99999 | 478.77 | 103.58 | 103.59 | 0.01 | 0
2040 | HQ_IESO_2_IESO | HQ_IESO | IESO | Internal | Summer | B4 | 100 | 99999 | 475.18 | 90.9 | 90.91 | 0.01 | 0
2040 | HQ_IESO_2_IESO | HQ_IESO | IESO | Internal | Summer | B5 | 200 | 99999 | 472.55 | 90.9 | 90.91 | 0.01 | 0
2040 | HQ_IESO_2_IESO | HQ_IESO | IESO | Internal | Summer | B6 | 300 | 99999 | 470.41 | 89.86 | 89.87 | 0.01 | 0
2040 | HQ_IESO_2_IESO | HQ_IESO | IESO | Internal | Summer | B7 | 400 | 99999 | 467.7 | 72.09 | 72.11 | 0.01 | 0
2040 | HQ_IESO_2_IESO | HQ_IESO | IESO | Internal | Summer | B8 | 500 | 99999 | 464.74 | 72.09 | 72.11 | 0.01 | 0
2040 | HQ_IESO_2_IESO | HQ_IESO | IESO | Internal | Summer | B9 | 800 | 99999 | 461.51 | 72.09 | 72.11 | 0.01 | 0
2040 | HQ_IESO_2_IESO | HQ_IESO | IESO | Internal | Summer | B10 | 1262 | 99999 | 65.15 | 72.09 | 72.11 | 0.01 | 0
2040 | HQ_IESO_2_IESO | HQ_IESO | IESO | Internal | Winter | B16 | 25 | 99999 | 477.62 | 82.69 | 82.7 | 0.01 | 0
2040 | HQ_IESO_2_IESO | HQ_IESO | IESO | Internal | Winter | B17 | 100 | 99999 | 475.49 | 82.11 | 82.12 | 0.01 | 0
2040 | HQ_IESO_2_IESO | HQ_IESO | IESO | Internal | Winter | B18 | 400 | 99999 | 473.04 | 82.11 | 82.12 | 0.01 | 0
2040 | HQ_IESO_2_IESO | HQ_IESO | IESO | Internal | Winter | B19 | 700 | 99999 | 468.68 | 82.11 | 82.12 | 0.01 | 0
2040 | HQ_IESO_2_IESO | HQ_IESO | IESO | Internal | Winter | B20 | 935 | 99999 | 149.75 | 82.11 | 82.12 | 0.01 | 0
2040 | IESO_2_MAPP_CA | IESO | MAPP_CA | Internal | Shoulder | B11 | 25 | 262 | 0 | 77.94 | 69.94 | 7 | 0
2040 | IESO_2_MAPP_CA | IESO | MAPP_CA | Internal | Shoulder | B12 | 200 | 262 | 0 | 77.3 | 69.94 | 7 | 0
2040 | IESO_2_MAPP_CA | IESO | MAPP_CA | Internal | Shoulder | B13 | 600 | 262 | 0 | 76.22 | 69.94 | 7 | 0
2040 | IESO_2_MAPP_CA | IESO | MAPP_CA | Internal | Shoulder | B14 | 900 | 262 | 0 | 76.22 | 69.94 | 7 | 0
2040 | IESO_2_MAPP_CA | IESO | MAPP_CA | Internal | Shoulder | B15 | 1203 | 262 | 0 | 76.22 | 69.94 | 7 | 0
2040 | IESO_2_MAPP_CA | IESO | MAPP_CA | Internal | Summer | B1 | 10 | 262 | 0 | 130.47 | 71.76 | 7 | 0
2040 | IESO_2_MAPP_CA | IESO | MAPP_CA | Internal | Summer | B2 | 25 | 262 | 0 | 133.48 | 71.76 | 7 | 0
2040 | IESO_2_MAPP_CA | IESO | MAPP_CA | Internal | Summer | B3 | 75 | 262 | 0 | 103.59 | 71.76 | 7 | 0
2040 | IESO_2_MAPP_CA | IESO | MAPP_CA | Internal | Summer | B4 | 100 | 262 | 0 | 90.91 | 71.76 | 7 | 0
2040 | IESO_2_MAPP_CA | IESO | MAPP_CA | Internal | Summer | B5 | 200 | 262 | 0 | 90.91 | 71.76 | 7 | 0
2040 | IESO_2_MAPP_CA | IESO | MAPP_CA | Internal | Summer | B6 | 300 | 262 | 0 | 89.87 | 71.76 | 7 | 0
2040 | IESO_2_MAPP_CA | IESO | MAPP_CA | Internal | Summer | B7 | 400 | 262 | 0 | 72.11 | 71.76 | 7 | 0
2040 | IESO_2_MAPP_CA | IESO | MAPP_CA | Internal | Summer | B8 | 500 | 262 | 0 | 72.11 | 71.76 | 7 | 0
2040 | IESO_2_MAPP_CA | IESO | MAPP_CA | Internal | Summer | B9 | 800 | 262 | 0 | 72.11 | 71.76 | 7 | 0
2040 | IESO_2_MAPP_CA | IESO | MAPP_CA | Internal | Summer | B10 | 1262 | 262 | 0 | 72.11 | 71.76 | 7 | 0
2040 | IESO_2_MAPP_CA | IESO | MAPP_CA | Internal | Winter | B16 | 25 | 262 | 0 | 82.7 | 74.7 | 7 | 0
2040 | IESO_2_MAPP_CA | IESO | MAPP_CA | Internal | Winter | B17 | 100 | 262 | 0 | 82.12 | 74.7 | 7 | 0
2040 | IESO_2_MAPP_CA | IESO | MAPP_CA | Internal | Winter | B18 | 400 | 262 | 0 | 82.12 | 74.7 | 7 | 0
2040 | IESO_2_MAPP_CA | IESO | MAPP_CA | Internal | Winter | B19 | 700 | 262 | 0 | 82.12 | 74.7 | 7 | 0
2040 | IESO_2_MAPP_CA | IESO | MAPP_CA | Internal | Winter | B20 | 935 | 262 | 0 | 82.12 | 74.7 | 7 | 0
2040 | IESO_2_MISO_MI | IESO | MISO_MI | Internal | Shoulder | B11 | 25 | 1840 | 1840 | 77.94 | 95.99 | 7 | 11.04
2040 | IESO_2_MISO_MI | IESO | MISO_MI | Internal | Shoulder | B12 | 200 | 1840 | 1840 | 77.3 | 90.33 | 7 | 6.02
2040 | IESO_2_MISO_MI | IESO | MISO_MI | Internal | Shoulder | B13 | 600 | 1840 | 1840 | 76.22 | 89.24 | 7 | 6.01
2040 | IESO_2_MISO_MI | IESO | MISO_MI | Internal | Shoulder | B14 | 900 | 1840 | 1840 | 76.22 | 84.18 | 7 | 0.95
2040 | IESO_2_MISO_MI | IESO | MISO_MI | Internal | Shoulder | B15 | 1203 | 1840 | 0 | 76.22 | 79.58 | 7 | 0
2040 | IESO_2_MISO_MI | IESO | MISO_MI | Internal | Summer | B1 | 10 | 1840 | 1840 | 130.47 | 152.54 | 7 | 15.07
2040 | IESO_2_MISO_MI | IESO | MISO_MI | Internal | Summer | B2 | 25 | 1840 | 1840 | 133.48 | 148.25 | 7 | 7.78
2040 | IESO_2_MISO_MI | IESO | MISO_MI | Internal | Summer | B3 | 75 | 1840 | 1840 | 103.59 | 146.08 | 7 | 35.49
2040 | IESO_2_MISO_MI | IESO | MISO_MI | Internal | Summer | B4 | 100 | 1840 | 1840 | 90.91 | 143.44 | 7 | 45.53
2040 | IESO_2_MISO_MI | IESO | MISO_MI | Internal | Summer | B5 | 200 | 1840 | 1840 | 90.91 | 126.22 | 7 | 28.31
2040 | IESO_2_MISO_MI | IESO | MISO_MI | Internal | Summer | B6 | 300 | 1840 | 1840 | 89.87 | 103.63 | 7 | 6.77
2040 | IESO_2_MISO_MI | IESO | MISO_MI | Internal | Summer | B7 | 400 | 1840 | 1840 | 72.11 | 89.91 | 7 | 10.8
2040 | IESO_2_MISO_MI | IESO | MISO_MI | Internal | Summer | B8 | 500 | 1840 | 1840 | 72.11 | 87.14 | 7 | 8.04
2040 | IESO_2_MISO_MI | IESO | MISO_MI | Internal | Summer | B9 | 800 | 1840 | 1697.26 | 72.11 | 79.11 | 7 | 0
2040 | IESO_2_MISO_MI | IESO | MISO_MI | Internal | Summer | B10 | 1262 | 1840 | 0 | 72.11 | 78.34 | 7 | 0
2040 | IESO_2_MISO_MI | IESO | MISO_MI | Internal | Winter | B16 | 25 | 1840 | 1840 | 82.7 | 99.34 | 7 | 9.64
2040 | IESO_2_MISO_MI | IESO | MISO_MI | Internal | Winter | B17 | 100 | 1840 | 1840 | 82.12 | 95.11 | 7 | 5.99
2040 | IESO_2_MISO_MI | IESO | MISO_MI | Internal | Winter | B18 | 400 | 1840 | 1840 | 82.12 | 94.35 | 7 | 5.23
2040 | IESO_2_MISO_MI | IESO | MISO_MI | Internal | Winter | B19 | 700 | 1840 | 1261.96 | 82.12 | 89.12 | 7 | 0
2040 | IESO_2_MISO_MI | IESO | MISO_MI | Internal | Winter | B20 | 935 | 1840 | 0 | 82.12 | 82.91 | 7 | 0
2040 | IESO_2_MISO_W | IESO | MISO_W | Internal | Shoulder | B11 | 25 | 140 | 140 | 77.94 | 95.98 | 7 | 11.03
2040 | IESO_2_MISO_W | IESO | MISO_W | Internal | Shoulder | B12 | 200 | 140 | 140 | 77.3 | 90.3 | 7 | 6
2040 | IESO_2_MISO_W | IESO | MISO_W | Internal | Shoulder | B13 | 600 | 140 | 140 | 76.22 | 86.98 | 7 | 3.76
2040 | IESO_2_MISO_W | IESO | MISO_W | Internal | Shoulder | B14 | 900 | 140 | 0 | 76.22 | 79.5 | 7 | 0
2040 | IESO_2_MISO_W | IESO | MISO_W | Internal | Shoulder | B15 | 1203 | 140 | 0 | 76.22 | 69.96 | 7 | 0
2040 | IESO_2_MISO_W | IESO | MISO_W | Internal | Summer | B1 | 10 | 140 | 140 | 130.47 | 152.53 | 7 | 15.05
2040 | IESO_2_MISO_W | IESO | MISO_W | Internal | Summer | B2 | 25 | 140 | 140 | 133.48 | 148.24 | 7 | 7.76
2040 | IESO_2_MISO_W | IESO | MISO_W | Internal | Summer | B3 | 75 | 140 | 140 | 103.59 | 148.67 | 7 | 38.08
2040 | IESO_2_MISO_W | IESO | MISO_W | Internal | Summer | B4 | 100 | 140 | 140 | 90.91 | 147.43 | 7 | 49.52
2040 | IESO_2_MISO_W | IESO | MISO_W | Internal | Summer | B5 | 200 | 140 | 140 | 90.91 | 130.23 | 7 | 32.32
2040 | IESO_2_MISO_W | IESO | MISO_W | Internal | Summer | B6 | 300 | 140 | 140 | 89.87 | 104.32 | 7 | 7.45
2040 | IESO_2_MISO_W | IESO | MISO_W | Internal | Summer | B7 | 400 | 140 | 140 | 72.11 | 91.34 | 7 | 12.24
2040 | IESO_2_MISO_W | IESO | MISO_W | Internal | Summer | B8 | 500 | 140 | 140 | 72.11 | 85.76 | 7 | 6.66
2040 | IESO_2_MISO_W | IESO | MISO_W | Internal | Summer | B9 | 800 | 140 | 0 | 72.11 | 79.09 | 7 | 0
2040 | IESO_2_MISO_W | IESO | MISO_W | Internal | Summer | B10 | 1262 | 140 | 0 | 72.11 | 73.3 | 7 | 0
2040 | IESO_2_MISO_W | IESO | MISO_W | Internal | Winter | B16 | 25 | 140 | 0 | 82.7 | 74.71 | 7 | 0
2040 | IESO_2_MISO_W | IESO | MISO_W | Internal | Winter | B17 | 100 | 140 | 0 | 82.12 | 79.78 | 7 | 0
2040 | IESO_2_MISO_W | IESO | MISO_W | Internal | Winter | B18 | 400 | 140 | 0 | 82.12 | 84.53 | 7 | 0
2040 | IESO_2_MISO_W | IESO | MISO_W | Internal | Winter | B19 | 700 | 140 | 0 | 82.12 | 84.53 | 7 | 0
2040 | IESO_2_MISO_W | IESO | MISO_W | Internal | Winter | B20 | 935 | 140 | 0 | 82.12 | 74.71 | 7 | 0
2040 | IESO_2_NYISO_A-F | IESO | NYISO_A-F | Internal | Shoulder | B11 | 25 | 1725 | 1725 | 77.94 | 86.32 | 7 | 1.37
2040 | IESO_2_NYISO_A-F | IESO | NYISO_A-F | Internal | Shoulder | B12 | 200 | 1725 | 1347.36 | 77.3 | 84.3 | 7 | 0
2040 | IESO_2_NYISO_A-F | IESO | NYISO_A-F | Internal | Shoulder | B13 | 600 | 1725 | 1473.48 | 76.22 | 83.22 | 7 | 0
2040 | IESO_2_NYISO_A-F | IESO | NYISO_A-F | Internal | Shoulder | B14 | 900 | 1725 | 445.58 | 76.22 | 83.22 | 7 | 0
2040 | IESO_2_NYISO_A-F | IESO | NYISO_A-F | Internal | Shoulder | B15 | 1203 | 1725 | 429.68 | 76.22 | 83.22 | 7 | 0
2040 | IESO_2_NYISO_A-F | IESO | NYISO_A-F | Internal | Summer | B1 | 10 | 1725 | 53.71 | 130.47 | 137.47 | 7 | 0
2040 | IESO_2_NYISO_A-F | IESO | NYISO_A-F | Internal | Summer | B2 | 25 | 1725 | 458.51 | 133.48 | 140.48 | 7 | 0
2040 | IESO_2_NYISO_A-F | IESO | NYISO_A-F | Internal | Summer | B3 | 75 | 1725 | 1294.16 | 103.59 | 110.59 | 7 | 0
2040 | IESO_2_NYISO_A-F | IESO | NYISO_A-F | Internal | Summer | B4 | 100 | 1725 | 1725 | 90.91 | 110.59 | 7 | 12.68
2040 | IESO_2_NYISO_A-F | IESO | NYISO_A-F | Internal | Summer | B5 | 200 | 1725 | 1725 | 90.91 | 110.59 | 7 | 12.68
2040 | IESO_2_NYISO_A-F | IESO | NYISO_A-F | Internal | Summer | B6 | 300 | 1725 | 1585.27 | 89.87 | 96.87 | 7 | 0
2040 | IESO_2_NYISO_A-F | IESO | NYISO_A-F | Internal | Summer | B7 | 400 | 1725 | 1725 | 72.11 | 83.88 | 7 | 4.78
2040 | IESO_2_NYISO_A-F | IESO | NYISO_A-F | Internal | Summer | B8 | 500 | 1725 | 1725 | 72.11 | 81.16 | 7 | 2.06
2040 | IESO_2_NYISO_A-F | IESO | NYISO_A-F | Internal | Summer | B9 | 800 | 1725 | 1725 | 72.11 | 81.16 | 7 | 2.06
2040 | IESO_2_NYISO_A-F | IESO | NYISO_A-F | Internal | Summer | B10 | 1262 | 1725 | 1725 | 72.11 | 81.16 | 7 | 2.06
2040 | IESO_2_NYISO_A-F | IESO | NYISO_A-F | Internal | Winter | B16 | 25 | 1725 | 1162.87 | 82.7 | 89.7 | 7 | 0
2040 | IESO_2_NYISO_A-F | IESO | NYISO_A-F | Internal | Winter | B17 | 100 | 1725 | 1066.77 | 82.12 | 89.12 | 7 | 0
2040 | IESO_2_NYISO_A-F | IESO | NYISO_A-F | Internal | Winter | B18 | 400 | 1725 | 934.32 | 82.12 | 89.12 | 7 | 0
2040 | IESO_2_NYISO_A-F | IESO | NYISO_A-F | Internal | Winter | B19 | 700 | 1725 | 956.92 | 82.12 | 89.12 | 7 | 0
2040 | IESO_2_NYISO_A-F | IESO | NYISO_A-F | Internal | Winter | B20 | 935 | 1725 | 1010.2 | 82.12 | 89.12 | 7 | 0
2040 | MAPP_CA_2_IESO | MAPP_CA | IESO | Internal | Shoulder | B11 | 25 | 330 | 246.82 | 69.94 | 77.94 | 8 | 0
2040 | MAPP_CA_2_IESO | MAPP_CA | IESO | Internal | Shoulder | B12 | 200 | 330 | 0 | 69.94 | 77.3 | 8 | 0
2040 | MAPP_CA_2_IESO | MAPP_CA | IESO | Internal | Shoulder | B13 | 600 | 330 | 0 | 69.94 | 76.22 | 8 | 0
2040 | MAPP_CA_2_IESO | MAPP_CA | IESO | Internal | Shoulder | B14 | 900 | 330 | 0 | 69.94 | 76.22 | 8 | 0
2040 | MAPP_CA_2_IESO | MAPP_CA | IESO | Internal | Shoulder | B15 | 1203 | 330 | 0 | 69.94 | 76.22 | 8 | 0
2040 | MAPP_CA_2_IESO | MAPP_CA | IESO | Internal | Summer | B1 | 10 | 330 | 330 | 71.76 | 130.47 | 8 | 50.71
2040 | MAPP_CA_2_IESO | MAPP_CA | IESO | Internal | Summer | B2 | 25 | 330 | 330 | 71.76 | 133.48 | 8 | 53.71
2040 | MAPP_CA_2_IESO | MAPP_CA | IESO | Internal | Summer | B3 | 75 | 330 | 330 | 71.76 | 103.59 | 8 | 23.83
2040 | MAPP_CA_2_IESO | MAPP_CA | IESO | Internal | Summer | B4 | 100 | 330 | 330 | 71.76 | 90.91 | 8 | 11.14
2040 | MAPP_CA_2_IESO | MAPP_CA | IESO | Internal | Summer | B5 | 200 | 330 | 330 | 71.76 | 90.91 | 8 | 11.14
2040 | MAPP_CA_2_IESO | MAPP_CA | IESO | Internal | Summer | B6 | 300 | 330 | 330 | 71.76 | 89.87 | 8 | 10.1
2040 | MAPP_CA_2_IESO | MAPP_CA | IESO | Internal | Summer | B7 | 400 | 330 | 0 | 71.76 | 72.11 | 8 | 0
2040 | MAPP_CA_2_IESO | MAPP_CA | IESO | Internal | Summer | B8 | 500 | 330 | 0 | 71.76 | 72.11 | 8 | 0
2040 | MAPP_CA_2_IESO | MAPP_CA | IESO | Internal | Summer | B9 | 800 | 330 | 0 | 71.76 | 72.11 | 8 | 0
2040 | MAPP_CA_2_IESO | MAPP_CA | IESO | Internal | Summer | B10 | 1262 | 330 | 0 | 71.76 | 72.11 | 8 | 0
2040 | MAPP_CA_2_IESO | MAPP_CA | IESO | Internal | Winter | B16 | 25 | 330 | 214.75 | 74.7 | 82.7 | 8 | 0
2040 | MAPP_CA_2_IESO | MAPP_CA | IESO | Internal | Winter | B17 | 100 | 330 | 0 | 74.7 | 82.12 | 8 | 0
2040 | MAPP_CA_2_IESO | MAPP_CA | IESO | Internal | Winter | B18 | 400 | 330 | 0 | 74.7 | 82.12 | 8 | 0
2040 | MAPP_CA_2_IESO | MAPP_CA | IESO | Internal | Winter | B19 | 700 | 330 | 0 | 74.7 | 82.12 | 8 | 0
2040 | MAPP_CA_2_IESO | MAPP_CA | IESO | Internal | Winter | B20 | 935 | 330 | 0 | 74.7 | 82.12 | 8 | 0
2040 | MAPP_CA_2_MAPP_US | MAPP_CA | MAPP_US | Internal | Shoulder | B11 | 25 | 372 | 372 | 69.94 | 88.98 | 7 | 12.03
2040 | MAPP_CA_2_MAPP_US | MAPP_CA | MAPP_US | Internal | Shoulder | B12 | 200 | 372 | 372 | 69.94 | 82.97 | 7 | 6.03
2040 | MAPP_CA_2_MAPP_US | MAPP_CA | MAPP_US | Internal | Shoulder | B13 | 600 | 372 | 0 | 69.94 | 75.99 | 7 | 0
2040 | MAPP_CA_2_MAPP_US | MAPP_CA | MAPP_US | Internal | Shoulder | B14 | 900 | 372 | 0 | 69.94 | 72.5 | 7 | 0
2040 | MAPP_CA_2_MAPP_US | MAPP_CA | MAPP_US | Internal | Shoulder | B15 | 1203 | 372 | 0 | 69.94 | 62.96 | 7 | 0
2040 | MAPP_CA_2_MAPP_US | MAPP_CA | MAPP_US | Internal | Summer | B1 | 10 | 372 | 372 | 71.76 | 145.9 | 7 | 67.13
2040 | MAPP_CA_2_MAPP_US | MAPP_CA | MAPP_US | Internal | Summer | B2 | 25 | 372 | 372 | 71.76 | 141.24 | 7 | 62.48
2040 | MAPP_CA_2_MAPP_US | MAPP_CA | MAPP_US | Internal | Summer | B3 | 75 | 372 | 372 | 71.76 | 141.67 | 7 | 62.9
2040 | MAPP_CA_2_MAPP_US | MAPP_CA | MAPP_US | Internal | Summer | B4 | 100 | 372 | 372 | 71.76 | 140.43 | 7 | 61.67
2040 | MAPP_CA_2_MAPP_US | MAPP_CA | MAPP_US | Internal | Summer | B5 | 200 | 372 | 372 | 71.76 | 123.23 | 7 | 44.47
2040 | MAPP_CA_2_MAPP_US | MAPP_CA | MAPP_US | Internal | Summer | B6 | 300 | 372 | 372 | 71.76 | 97.32 | 7 | 18.55
2040 | MAPP_CA_2_MAPP_US | MAPP_CA | MAPP_US | Internal | Summer | B7 | 400 | 372 | 372 | 71.76 | 84.34 | 7 | 5.58
2040 | MAPP_CA_2_MAPP_US | MAPP_CA | MAPP_US | Internal | Summer | B8 | 500 | 372 | 229.42 | 71.76 | 78.76 | 7 | 0
2040 | MAPP_CA_2_MAPP_US | MAPP_CA | MAPP_US | Internal | Summer | B9 | 800 | 372 | 0 | 71.76 | 72.09 | 7 | 0
2040 | MAPP_CA_2_MAPP_US | MAPP_CA | MAPP_US | Internal | Summer | B10 | 1262 | 372 | 0 | 71.76 | 66.3 | 7 | 0
2040 | MAPP_CA_2_MAPP_US | MAPP_CA | MAPP_US | Internal | Winter | B16 | 25 | 372 | 0 | 74.7 | 67.71 | 7 | 0
2040 | MAPP_CA_2_MAPP_US | MAPP_CA | MAPP_US | Internal | Winter | B17 | 100 | 372 | 0 | 74.7 | 72.78 | 7 | 0
2040 | MAPP_CA_2_MAPP_US | MAPP_CA | MAPP_US | Internal | Winter | B18 | 400 | 372 | 0 | 74.7 | 77.53 | 7 | 0
2040 | MAPP_CA_2_MAPP_US | MAPP_CA | MAPP_US | Internal | Winter | B19 | 700 | 372 | 0 | 74.7 | 77.53 | 7 | 0
2040 | MAPP_CA_2_MAPP_US | MAPP_CA | MAPP_US | Internal | Winter | B20 | 935 | 372 | 0 | 74.7 | 67.71 | 7 | 0
2040 | MAPP_CA_2_MISO_W | MAPP_CA | MISO_W | Internal | Shoulder | B11 | 25 | 2196 | 2196 | 69.94 | 95.98 | 0.01 | 26.02
2040 | MAPP_CA_2_MISO_W | MAPP_CA | MISO_W | Internal | Shoulder | B12 | 200 | 2196 | 2196 | 69.94 | 90.3 | 0.01 | 20.35
2040 | MAPP_CA_2_MISO_W | MAPP_CA | MISO_W | Internal | Shoulder | B13 | 600 | 2196 | 2196 | 69.94 | 86.98 | 0.01 | 17.03
2040 | MAPP_CA_2_MISO_W | MAPP_CA | MISO_W | Internal | Shoulder | B14 | 900 | 2196 | 2196 | 69.94 | 79.5 | 0.01 | 9.54
2040 | MAPP_CA_2_MISO_W | MAPP_CA | MISO_W | Internal | Shoulder | B15 | 1203 | 2196 | 1230.64 | 69.94 | 69.96 | 0.01 | 0
2040 | MAPP_CA_2_MISO_W | MAPP_CA | MISO_W | Internal | Summer | B1 | 10 | 2196 | 2196 | 71.76 | 152.53 | 0.01 | 80.75
2040 | MAPP_CA_2_MISO_W | MAPP_CA | MISO_W | Internal | Summer | B2 | 25 | 2196 | 2196 | 71.76 | 148.24 | 0.01 | 76.47
2040 | MAPP_CA_2_MISO_W | MAPP_CA | MISO_W | Internal | Summer | B3 | 75 | 2196 | 2196 | 71.76 | 148.67 | 0.01 | 76.89
2040 | MAPP_CA_2_MISO_W | MAPP_CA | MISO_W | Internal | Summer | B4 | 100 | 2196 | 2196 | 71.76 | 147.43 | 0.01 | 75.65
2040 | MAPP_CA_2_MISO_W | MAPP_CA | MISO_W | Internal | Summer | B5 | 200 | 2196 | 2196 | 71.76 | 130.23 | 0.01 | 58.45
2040 | MAPP_CA_2_MISO_W | MAPP_CA | MISO_W | Internal | Summer | B6 | 300 | 2196 | 2196 | 71.76 | 104.32 | 0.01 | 32.54
2040 | MAPP_CA_2_MISO_W | MAPP_CA | MISO_W | Internal | Summer | B7 | 400 | 2196 | 2196 | 71.76 | 91.34 | 0.01 | 19.57
2040 | MAPP_CA_2_MISO_W | MAPP_CA | MISO_W | Internal | Summer | B8 | 500 | 2196 | 2196 | 71.76 | 85.76 | 0.01 | 13.99
2040 | MAPP_CA_2_MISO_W | MAPP_CA | MISO_W | Internal | Summer | B9 | 800 | 2196 | 2196 | 71.76 | 79.09 | 0.01 | 7.32
2040 | MAPP_CA_2_MISO_W | MAPP_CA | MISO_W | Internal | Summer | B10 | 1262 | 2196 | 2196 | 71.76 | 73.3 | 0.01 | 1.53
2040 | MAPP_CA_2_MISO_W | MAPP_CA | MISO_W | Internal | Winter | B16 | 25 | 2196 | 1916.41 | 74.7 | 74.71 | 0.01 | 0
2040 | MAPP_CA_2_MISO_W | MAPP_CA | MISO_W | Internal | Winter | B17 | 100 | 2196 | 2196 | 74.7 | 79.78 | 0.01 | 5.07
2040 | MAPP_CA_2_MISO_W | MAPP_CA | MISO_W | Internal | Winter | B18 | 400 | 2196 | 2196 | 74.7 | 84.53 | 0.01 | 9.81
2040 | MAPP_CA_2_MISO_W | MAPP_CA | MISO_W | Internal | Winter | B19 | 700 | 2196 | 2196 | 74.7 | 84.53 | 0.01 | 9.81
2040 | MAPP_CA_2_MISO_W | MAPP_CA | MISO_W | Internal | Winter | B20 | 935 | 2196 | 571.81 | 74.7 | 74.71 | 0.01 | 0
2040 | MAPP_US_2_MAPP_CA | MAPP_US | MAPP_CA | Internal | Shoulder | B11 | 25 | 165 | 0 | 88.98 | 69.94 | 7 | 0
2040 | MAPP_US_2_MAPP_CA | MAPP_US | MAPP_CA | Internal | Shoulder | B12 | 200 | 165 | 0 | 82.97 | 69.94 | 7 | 0
2040 | MAPP_US_2_MAPP_CA | MAPP_US | MAPP_CA | Internal | Shoulder | B13 | 600 | 165 | 0 | 75.99 | 69.94 | 7 | 0
2040 | MAPP_US_2_MAPP_CA | MAPP_US | MAPP_CA | Internal | Shoulder | B14 | 900 | 165 | 0 | 72.5 | 69.94 | 7 | 0
2040 | MAPP_US_2_MAPP_CA | MAPP_US | MAPP_CA | Internal | Shoulder | B15 | 1203 | 165 | 0 | 62.96 | 69.94 | 7 | 0
2040 | MAPP_US_2_MAPP_CA | MAPP_US | MAPP_CA | Internal | Summer | B1 | 10 | 165 | 0 | 145.9 | 71.76 | 7 | 0
2040 | MAPP_US_2_MAPP_CA | MAPP_US | MAPP_CA | Internal | Summer | B2 | 25 | 165 | 0 | 141.24 | 71.76 | 7 | 0
2040 | MAPP_US_2_MAPP_CA | MAPP_US | MAPP_CA | Internal | Summer | B3 | 75 | 165 | 0 | 141.67 | 71.76 | 7 | 0
2040 | MAPP_US_2_MAPP_CA | MAPP_US | MAPP_CA | Internal | Summer | B4 | 100 | 165 | 0 | 140.43 | 71.76 | 7 | 0
2040 | MAPP_US_2_MAPP_CA | MAPP_US | MAPP_CA | Internal | Summer | B5 | 200 | 165 | 0 | 123.23 | 71.76 | 7 | 0
2040 | MAPP_US_2_MAPP_CA | MAPP_US | MAPP_CA | Internal | Summer | B6 | 300 | 165 | 0 | 97.32 | 71.76 | 7 | 0
2040 | MAPP_US_2_MAPP_CA | MAPP_US | MAPP_CA | Internal | Summer | B7 | 400 | 165 | 0 | 84.34 | 71.76 | 7 | 0
2040 | MAPP_US_2_MAPP_CA | MAPP_US | MAPP_CA | Internal | Summer | B8 | 500 | 165 | 0 | 78.76 | 71.76 | 7 | 0
2040 | MAPP_US_2_MAPP_CA | MAPP_US | MAPP_CA | Internal | Summer | B9 | 800 | 165 | 0 | 72.09 | 71.76 | 7 | 0
2040 | MAPP_US_2_MAPP_CA | MAPP_US | MAPP_CA | Internal | Summer | B10 | 1262 | 165 | 0 | 66.3 | 71.76 | 7 | 0
2040 | MAPP_US_2_MAPP_CA | MAPP_US | MAPP_CA | Internal | Winter | B16 | 25 | 165 | 0 | 67.71 | 74.7 | 7 | 0
2040 | MAPP_US_2_MAPP_CA | MAPP_US | MAPP_CA | Internal | Winter | B17 | 100 | 165 | 0 | 72.78 | 74.7 | 7 | 0
2040 | MAPP_US_2_MAPP_CA | MAPP_US | MAPP_CA | Internal | Winter | B18 | 400 | 165 | 0 | 77.53 | 74.7 | 7 | 0
2040 | MAPP_US_2_MAPP_CA | MAPP_US | MAPP_CA | Internal | Winter | B19 | 700 | 165 | 0 | 77.53 | 74.7 | 7 | 0
2040 | MAPP_US_2_MAPP_CA | MAPP_US | MAPP_CA | Internal | Winter | B20 | 935 | 165 | 0 | 67.71 | 74.7 | 7 | 0
2040 | MAPP_US_2_MISO_W | MAPP_US | MISO_W | Internal | Shoulder | B11 | 25 | 2635 | 1734.41 | 88.98 | 95.98 | 7 | 0
2040 | MAPP_US_2_MISO_W | MAPP_US | MISO_W | Internal | Shoulder | B12 | 200 | 2635 | 2635 | 82.97 | 90.3 | 7 | 0.33
2040 | MAPP_US_2_MISO_W | MAPP_US | MISO_W | Internal | Shoulder | B13 | 600 | 2635 | 2635 | 75.99 | 86.98 | 7 | 4
2040 | MAPP_US_2_MISO_W | MAPP_US | MISO_W | Internal | Shoulder | B14 | 900 | 2635 | 678.65 | 72.5 | 79.5 | 7 | 0
2040 | MAPP_US_2_MISO_W | MAPP_US | MISO_W | Internal | Shoulder | B15 | 1203 | 2635 | 1167.78 | 62.96 | 69.96 | 7 | 0
2040 | MAPP_US_2_MISO_W | MAPP_US | MISO_W | Internal | Summer | B1 | 10 | 2635 | 0 | 145.9 | 152.53 | 7 | 0
2040 | MAPP_US_2_MISO_W | MAPP_US | MISO_W | Internal | Summer | B2 | 25 | 2635 | 881.28 | 141.24 | 148.24 | 7 | 0
2040 | MAPP_US_2_MISO_W | MAPP_US | MISO_W | Internal | Summer | B3 | 75 | 2635 | 689.49 | 141.67 | 148.67 | 7 | 0
2040 | MAPP_US_2_MISO_W | MAPP_US | MISO_W | Internal | Summer | B4 | 100 | 2635 | 1133.22 | 140.43 | 147.43 | 7 | 0
2040 | MAPP_US_2_MISO_W | MAPP_US | MISO_W | Internal | Summer | B5 | 200 | 2635 | 688.93 | 123.23 | 130.23 | 7 | 0
2040 | MAPP_US_2_MISO_W | MAPP_US | MISO_W | Internal | Summer | B6 | 300 | 2635 | 568.5 | 97.32 | 104.32 | 7 | 0
2040 | MAPP_US_2_MISO_W | MAPP_US | MISO_W | Internal | Summer | B7 | 400 | 2635 | 948.41 | 84.34 | 91.34 | 7 | 0
2040 | MAPP_US_2_MISO_W | MAPP_US | MISO_W | Internal | Summer | B8 | 500 | 2635 | 1514.67 | 78.76 | 85.76 | 7 | 0
2040 | MAPP_US_2_MISO_W | MAPP_US | MISO_W | Internal | Summer | B9 | 800 | 2635 | 782.69 | 72.09 | 79.09 | 7 | 0
2040 | MAPP_US_2_MISO_W | MAPP_US | MISO_W | Internal | Summer | B10 | 1262 | 2635 | 1022.72 | 66.3 | 73.3 | 7 | 0
2040 | MAPP_US_2_MISO_W | MAPP_US | MISO_W | Internal | Winter | B16 | 25 | 2635 | 2480.26 | 67.71 | 74.71 | 7 | 0
2040 | MAPP_US_2_MISO_W | MAPP_US | MISO_W | Internal | Winter | B17 | 100 | 2635 | 1233.55 | 72.78 | 79.78 | 7 | 0
2040 | MAPP_US_2_MISO_W | MAPP_US | MISO_W | Internal | Winter | B18 | 400 | 2635 | 1949.96 | 77.53 | 84.53 | 7 | 0
2040 | MAPP_US_2_MISO_W | MAPP_US | MISO_W | Internal | Winter | B19 | 700 | 2635 | 1064 | 77.53 | 84.53 | 7 | 0
2040 | MAPP_US_2_MISO_W | MAPP_US | MISO_W | Internal | Winter | B20 | 935 | 2635 | 1026.48 | 67.71 | 74.71 | 7 | 0
2040 | MAPP_US_2_NE | MAPP_US | NE | Internal | Shoulder | B11 | 25 | 2000 | 1398.74 | 88.98 | 95.98 | 7 | 0
2040 | MAPP_US_2_NE | MAPP_US | NE | Internal | Shoulder | B12 | 200 | 2000 | 1125.24 | 82.97 | 89.97 | 7 | 0
2040 | MAPP_US_2_NE | MAPP_US | NE | Internal | Shoulder | B13 | 600 | 2000 | 1082.09 | 75.99 | 82.99 | 7 | 0
2040 | MAPP_US_2_NE | MAPP_US | NE | Internal | Shoulder | B14 | 900 | 2000 | 2000 | 72.5 | 82.21 | 7 | 2.71
2040 | MAPP_US_2_NE | MAPP_US | NE | Internal | Shoulder | B15 | 1203 | 2000 | 2000 | 62.96 | 76.94 | 7 | 6.99
2040 | MAPP_US_2_NE | MAPP_US | NE | Internal | Summer | B1 | 10 | 2000 | 1993.1 | 145.9 | 152.9 | 7 | 0
2040 | MAPP_US_2_NE | MAPP_US | NE | Internal | Summer | B2 | 25 | 2000 | 1829.15 | 141.24 | 148.24 | 7 | 0
2040 | MAPP_US_2_NE | MAPP_US | NE | Internal | Summer | B3 | 75 | 2000 | 1872.12 | 141.67 | 148.67 | 7 | 0
2040 | MAPP_US_2_NE | MAPP_US | NE | Internal | Summer | B4 | 100 | 2000 | 2000 | 140.43 | 148.1 | 7 | 0.67
2040 | MAPP_US_2_NE | MAPP_US | NE | Internal | Summer | B5 | 200 | 2000 | 1797.35 | 123.23 | 130.23 | 7 | 0
2040 | MAPP_US_2_NE | MAPP_US | NE | Internal | Summer | B6 | 300 | 2000 | 1807.13 | 97.32 | 104.32 | 7 | 0
2040 | MAPP_US_2_NE | MAPP_US | NE | Internal | Summer | B7 | 400 | 2000 | 2000 | 84.34 | 96.36 | 7 | 5.01
2040 | MAPP_US_2_NE | MAPP_US | NE | Internal | Summer | B8 | 500 | 2000 | 2000 | 78.76 | 92.75 | 7 | 6.99
2040 | MAPP_US_2_NE | MAPP_US | NE | Internal | Summer | B9 | 800 | 2000 | 2000 | 72.09 | 82.09 | 7 | 3
2040 | MAPP_US_2_NE | MAPP_US | NE | Internal | Summer | B10 | 1262 | 2000 | 2000 | 66.3 | 80.29 | 7 | 6.99
2040 | MAPP_US_2_NE | MAPP_US | NE | Internal | Winter | B16 | 25 | 2000 | 2000 | 67.71 | 81.71 | 7 | 7
2040 | MAPP_US_2_NE | MAPP_US | NE | Internal | Winter | B17 | 100 | 2000 | 2000 | 72.78 | 86.77 | 7 | 6.99
2040 | MAPP_US_2_NE | MAPP_US | NE | Internal | Winter | B18 | 400 | 2000 | 2000 | 77.53 | 88.15 | 7 | 3.63
2040 | MAPP_US_2_NE | MAPP_US | NE | Internal | Winter | B19 | 700 | 2000 | 2000 | 77.53 | 86.28 | 7 | 1.76
2040 | MAPP_US_2_NE | MAPP_US | NE | Internal | Winter | B20 | 935 | 2000 | 2000 | 67.71 | 81.7 | 7 | 6.99
2040 | MARITIMES_2_NEISO | MARITIMES | NEISO | Internal | Shoulder | B11 | 25 | 99999 | 1720.66 | 82.29 | 82.3 | 0.01 | 0
2040 | MARITIMES_2_NEISO | MARITIMES | NEISO | Internal | Shoulder | B12 | 200 | 99999 | 1717.44 | 81.3 | 81.32 | 0.01 | 0
2040 | MARITIMES_2_NEISO | MARITIMES | NEISO | Internal | Shoulder | B13 | 600 | 99999 | 1704.78 | 80.24 | 80.25 | 0.01 | 0
2040 | MARITIMES_2_NEISO | MARITIMES | NEISO | Internal | Shoulder | B14 | 900 | 99999 | 1682.64 | 80.24 | 80.25 | 0.01 | 0
2040 | MARITIMES_2_NEISO | MARITIMES | NEISO | Internal | Shoulder | B15 | 1203 | 99999 | 648.08 | 80.24 | 80.25 | 0.01 | 0
2040 | MARITIMES_2_NEISO | MARITIMES | NEISO | Internal | Summer | B1 | 10 | 99999 | 1900.1 | 140.46 | 140.47 | 0.01 | 0
2040 | MARITIMES_2_NEISO | MARITIMES | NEISO | Internal | Summer | B2 | 25 | 99999 | 1878.84 | 137.48 | 137.49 | 0.01 | 0
2040 | MARITIMES_2_NEISO | MARITIMES | NEISO | Internal | Summer | B3 | 75 | 99999 | 1836.48 | 106.94 | 106.95 | 0.01 | 0
2040 | MARITIMES_2_NEISO | MARITIMES | NEISO | Internal | Summer | B4 | 100 | 99999 | 1800.07 | 106.08 | 106.09 | 0.01 | 0
2040 | MARITIMES_2_NEISO | MARITIMES | NEISO | Internal | Summer | B5 | 200 | 99999 | 1780.16 | 78.42 | 78.43 | 0.01 | 0
2040 | MARITIMES_2_NEISO | MARITIMES | NEISO | Internal | Summer | B6 | 300 | 99999 | 1757.82 | 78.42 | 78.43 | 0.01 | 0
2040 | MARITIMES_2_NEISO | MARITIMES | NEISO | Internal | Summer | B7 | 400 | 99999 | 1732.23 | 78.42 | 78.43 | 0.01 | 0
2040 | MARITIMES_2_NEISO | MARITIMES | NEISO | Internal | Summer | B8 | 500 | 99999 | 1712.1 | 78.42 | 78.43 | 0.01 | 0
2040 | MARITIMES_2_NEISO | MARITIMES | NEISO | Internal | Summer | B9 | 800 | 99999 | 1687.45 | 78.42 | 78.43 | 0.01 | 0
2040 | MARITIMES_2_NEISO | MARITIMES | NEISO | Internal | Summer | B10 | 1262 | 99999 | 465.06 | 78.42 | 78.43 | 0.01 | 0
2040 | MARITIMES_2_NEISO | MARITIMES | NEISO | Internal | Winter | B16 | 25 | 99999 | 1765.33 | 92.69 | 92.7 | 0.01 | 0
2040 | MARITIMES_2_NEISO | MARITIMES | NEISO | Internal | Winter | B17 | 100 | 99999 | 1747.44 | 92.11 | 92.12 | 0.01 | 0
2040 | MARITIMES_2_NEISO | MARITIMES | NEISO | Internal | Winter | B18 | 400 | 99999 | 1733.65 | 90.34 | 90.35 | 0.01 | 0
2040 | MARITIMES_2_NEISO | MARITIMES | NEISO | Internal | Winter | B19 | 700 | 99999 | 1708.15 | 90.34 | 90.35 | 0.01 | 0
2040 | MARITIMES_2_NEISO | MARITIMES | NEISO | Internal | Winter | B20 | 935 | 99999 | 723.43 | 90.34 | 90.35 | 0.01 | 0
2040 | MISO_IN_2_MISO_MI | MISO_IN | MISO_MI | Internal | Shoulder | B11 | 25 | 5021 | 3738.74 | 95.98 | 95.99 | 0.01 | 0
2040 | MISO_IN_2_MISO_MI | MISO_IN | MISO_MI | Internal | Shoulder | B12 | 200 | 5021 | 5021 | 90.3 | 90.33 | 0.01 | 0.01
2040 | MISO_IN_2_MISO_MI | MISO_IN | MISO_MI | Internal | Shoulder | B13 | 600 | 5021 | 5021 | 86.98 | 89.24 | 0.01 | 2.24
2040 | MISO_IN_2_MISO_MI | MISO_IN | MISO_MI | Internal | Shoulder | B14 | 900 | 5021 | 5021 | 81.22 | 84.18 | 0.01 | 2.94
2040 | MISO_IN_2_MISO_MI | MISO_IN | MISO_MI | Internal | Shoulder | B15 | 1203 | 5021 | 5021 | 79.46 | 79.58 | 0.01 | 0.11
2040 | MISO_IN_2_MISO_MI | MISO_IN | MISO_MI | Internal | Summer | B1 | 10 | 5021 | 2882.33 | 152.53 | 152.54 | 0.01 | 0
2040 | MISO_IN_2_MISO_MI | MISO_IN | MISO_MI | Internal | Summer | B2 | 25 | 5021 | 4218.3 | 148.24 | 148.25 | 0.01 | 0
2040 | MISO_IN_2_MISO_MI | MISO_IN | MISO_MI | Internal | Summer | B3 | 75 | 5021 | 2739.55 | 146.07 | 146.08 | 0.01 | 0
2040 | MISO_IN_2_MISO_MI | MISO_IN | MISO_MI | Internal | Summer | B4 | 100 | 5021 | 1590.44 | 143.43 | 143.44 | 0.01 | 0
2040 | MISO_IN_2_MISO_MI | MISO_IN | MISO_MI | Internal | Summer | B5 | 200 | 5021 | 2470.89 | 126.21 | 126.22 | 0.01 | 0
2040 | MISO_IN_2_MISO_MI | MISO_IN | MISO_MI | Internal | Summer | B6 | 300 | 5021 | 3505.21 | 103.62 | 103.63 | 0.01 | 0
2040 | MISO_IN_2_MISO_MI | MISO_IN | MISO_MI | Internal | Summer | B7 | 400 | 5021 | 4945.38 | 89.9 | 89.91 | 0.01 | 0
2040 | MISO_IN_2_MISO_MI | MISO_IN | MISO_MI | Internal | Summer | B8 | 500 | 5021 | 5021 | 85.76 | 87.14 | 0.01 | 1.37
2040 | MISO_IN_2_MISO_MI | MISO_IN | MISO_MI | Internal | Summer | B9 | 800 | 5021 | 5021 | 77.87 | 79.11 | 0.01 | 1.23
2040 | MISO_IN_2_MISO_MI | MISO_IN | MISO_MI | Internal | Summer | B10 | 1262 | 5021 | 5021 | 77.87 | 78.34 | 0.01 | 0.46
2040 | MISO_IN_2_MISO_MI | MISO_IN | MISO_MI | Internal | Winter | B16 | 25 | 5021 | 4081.94 | 99.33 | 99.34 | 0.01 | 0
2040 | MISO_IN_2_MISO_MI | MISO_IN | MISO_MI | Internal | Winter | B17 | 100 | 5021 | 4731.87 | 95.1 | 95.11 | 0.01 | 0
2040 | MISO_IN_2_MISO_MI | MISO_IN | MISO_MI | Internal | Winter | B18 | 400 | 5021 | 5021 | 91.85 | 94.35 | 0.01 | 2.49
2040 | MISO_IN_2_MISO_MI | MISO_IN | MISO_MI | Internal | Winter | B19 | 700 | 5021 | 5021 | 84.53 | 89.12 | 0.01 | 4.58
2040 | MISO_IN_2_MISO_MI | MISO_IN | MISO_MI | Internal | Winter | B20 | 935 | 5021 | 5021 | 82.85 | 82.91 | 0.01 | 0.04
2040 | MISO_IN_2_MISO_MO-IL | MISO_IN | MISO_MO-IL | Internal | Shoulder | B11 | 25 | 5533 | 3139.59 | 95.98 | 95.99 | 0.01 | 0
2040 | MISO_IN_2_MISO_MO-IL | MISO_IN | MISO_MO-IL | Internal | Shoulder | B12 | 200 | 5533 | 1383.54 | 90.3 | 90.32 | 0.01 | 0
2040 | MISO_IN_2_MISO_MO-IL | MISO_IN | MISO_MO-IL | Internal | Shoulder | B13 | 600 | 5533 | 2412.38 | 86.98 | 87 | 0.01 | 0
2040 | MISO_IN_2_MISO_MO-IL | MISO_IN | MISO_MO-IL | Internal | Shoulder | B14 | 900 | 5533 | 3370.22 | 81.22 | 81.23 | 0.01 | 0
2040 | MISO_IN_2_MISO_MO-IL | MISO_IN | MISO_MO-IL | Internal | Shoulder | B15 | 1203 | 5533 | 1033.7 | 79.46 | 79.47 | 0.01 | 0
2040 | MISO_IN_2_MISO_MO-IL | MISO_IN | MISO_MO-IL | Internal | Summer | B1 | 10 | 5533 | 4532.95 | 152.53 | 152.54 | 0.01 | 0
2040 | MISO_IN_2_MISO_MO-IL | MISO_IN | MISO_MO-IL | Internal | Summer | B2 | 25 | 5533 | 3761.3 | 148.24 | 148.25 | 0.01 | 0
2040 | MISO_IN_2_MISO_MO-IL | MISO_IN | MISO_MO-IL | Internal | Summer | B3 | 75 | 5533 | 5533 | 146.07 | 147.42 | 0.01 | 1.34
2040 | MISO_IN_2_MISO_MO-IL | MISO_IN | MISO_MO-IL | Internal | Summer | B4 | 100 | 5533 | 5533 | 143.43 | 147.42 | 0.01 | 3.98
2040 | MISO_IN_2_MISO_MO-IL | MISO_IN | MISO_MO-IL | Internal | Summer | B5 | 200 | 5533 | 5533 | 126.21 | 130.22 | 0.01 | 4
2040 | MISO_IN_2_MISO_MO-IL | MISO_IN | MISO_MO-IL | Internal | Summer | B6 | 300 | 5533 | 5533 | 103.62 | 104.3 | 0.01 | 0.67
2040 | MISO_IN_2_MISO_MO-IL | MISO_IN | MISO_MO-IL | Internal | Summer | B7 | 400 | 5533 | 5533 | 89.9 | 91.35 | 0.01 | 1.45
2040 | MISO_IN_2_MISO_MO-IL | MISO_IN | MISO_MO-IL | Internal | Summer | B8 | 500 | 5533 | 5292.24 | 85.76 | 85.78 | 0.01 | 0
2040 | MISO_IN_2_MISO_MO-IL | MISO_IN | MISO_MO-IL | Internal | Summer | B9 | 800 | 5533 | 5533 | 77.87 | 79.11 | 0.01 | 1.23
2040 | MISO_IN_2_MISO_MO-IL | MISO_IN | MISO_MO-IL | Internal | Summer | B10 | 1262 | 5533 | 1891.11 | 77.87 | 77.88 | 0.01 | 0
2040 | MISO_IN_2_MISO_MO-IL | MISO_IN | MISO_MO-IL | Internal | Winter | B16 | 25 | 5533 | 0 | 99.33 | 99.32 | 0.01 | 0
2040 | MISO_IN_2_MISO_MO-IL | MISO_IN | MISO_MO-IL | Internal | Winter | B17 | 100 | 5533 | 6.66 | 95.1 | 95.11 | 0.01 | 0
2040 | MISO_IN_2_MISO_MO-IL | MISO_IN | MISO_MO-IL | Internal | Winter | B18 | 400 | 5533 | 1396.63 | 91.85 | 91.87 | 0.01 | 0
2040 | MISO_IN_2_MISO_MO-IL | MISO_IN | MISO_MO-IL | Internal | Winter | B19 | 700 | 5533 | 2916.91 | 84.53 | 84.54 | 0.01 | 0
2040 | MISO_IN_2_MISO_MO-IL | MISO_IN | MISO_MO-IL | Internal | Winter | B20 | 935 | 5533 | 1065.26 | 82.85 | 82.87 | 0.01 | 0
2040 | MISO_IN_2_NonRTO_Midwest | MISO_IN | NonRTO_Midwest | Internal | Shoulder | B11 | 25 | 4800 | 1390.9 | 95.98 | 103.98 | 8 | 0
2040 | MISO_IN_2_NonRTO_Midwest | MISO_IN | NonRTO_Midwest | Internal | Shoulder | B12 | 200 | 4800 | 789.2 | 90.3 | 98.3 | 8 | 0
2040 | MISO_IN_2_NonRTO_Midwest | MISO_IN | NonRTO_Midwest | Internal | Shoulder | B13 | 600 | 4800 | 222.77 | 86.98 | 94.98 | 8 | 0
2040 | MISO_IN_2_NonRTO_Midwest | MISO_IN | NonRTO_Midwest | Internal | Shoulder | B14 | 900 | 4800 | 0 | 81.22 | 84.6 | 8 | 0
2040 | MISO_IN_2_NonRTO_Midwest | MISO_IN | NonRTO_Midwest | Internal | Shoulder | B15 | 1203 | 4800 | 0 | 79.46 | 83.24 | 8 | 0
2040 | MISO_IN_2_NonRTO_Midwest | MISO_IN | NonRTO_Midwest | Internal | Summer | B1 | 10 | 4800 | 0 | 152.53 | 154.07 | 8 | 0
2040 | MISO_IN_2_NonRTO_Midwest | MISO_IN | NonRTO_Midwest | Internal | Summer | B2 | 25 | 4800 | 0 | 148.24 | 154.07 | 8 | 0
2040 | MISO_IN_2_NonRTO_Midwest | MISO_IN | NonRTO_Midwest | Internal | Summer | B3 | 75 | 4800 | 342.5 | 146.07 | 154.07 | 8 | 0
2040 | MISO_IN_2_NonRTO_Midwest | MISO_IN | NonRTO_Midwest | Internal | Summer | B4 | 100 | 4800 | 1571.46 | 143.43 | 151.43 | 8 | 0
2040 | MISO_IN_2_NonRTO_Midwest | MISO_IN | NonRTO_Midwest | Internal | Summer | B5 | 200 | 4800 | 446.14 | 126.21 | 134.21 | 8 | 0
2040 | MISO_IN_2_NonRTO_Midwest | MISO_IN | NonRTO_Midwest | Internal | Summer | B6 | 300 | 4800 | 650.89 | 103.62 | 111.62 | 8 | 0
2040 | MISO_IN_2_NonRTO_Midwest | MISO_IN | NonRTO_Midwest | Internal | Summer | B7 | 400 | 4800 | 122.81 | 89.9 | 97.9 | 8 | 0
2040 | MISO_IN_2_NonRTO_Midwest | MISO_IN | NonRTO_Midwest | Internal | Summer | B8 | 500 | 4800 | 0 | 85.76 | 81.67 | 8 | 0
2040 | MISO_IN_2_NonRTO_Midwest | MISO_IN | NonRTO_Midwest | Internal | Summer | B9 | 800 | 4800 | 0 | 77.87 | 81.67 | 8 | 0
2040 | MISO_IN_2_NonRTO_Midwest | MISO_IN | NonRTO_Midwest | Internal | Summer | B10 | 1262 | 4800 | 0 | 77.87 | 81.67 | 8 | 0
2040 | MISO_IN_2_NonRTO_Midwest | MISO_IN | NonRTO_Midwest | Internal | Winter | B16 | 25 | 4800 | 2633.28 | 99.33 | 107.33 | 8 | 0
2040 | MISO_IN_2_NonRTO_Midwest | MISO_IN | NonRTO_Midwest | Internal | Winter | B17 | 100 | 4800 | 1551.03 | 95.1 | 103.1 | 8 | 0
2040 | MISO_IN_2_NonRTO_Midwest | MISO_IN | NonRTO_Midwest | Internal | Winter | B18 | 400 | 4800 | 676.94 | 91.85 | 99.85 | 8 | 0
2040 | MISO_IN_2_NonRTO_Midwest | MISO_IN | NonRTO_Midwest | Internal | Winter | B19 | 700 | 4800 | 0 | 84.53 | 89.26 | 8 | 0
2040 | MISO_IN_2_NonRTO_Midwest | MISO_IN | NonRTO_Midwest | Internal | Winter | B20 | 935 | 4800 | 0 | 82.85 | 87.1 | 8 | 0
2040 | MISO_IN_2_PJM_ROR | MISO_IN | PJM_ROR | Internal | Shoulder | B11 | 25 | 992 | 0 | 95.98 | 94.56 | 2 | 0
2040 | MISO_IN_2_PJM_ROR | MISO_IN | PJM_ROR | Internal | Shoulder | B12 | 200 | 992 | 992 | 90.3 | 92.32 | 2 | 0.01
2040 | MISO_IN_2_PJM_ROR | MISO_IN | PJM_ROR | Internal | Shoulder | B13 | 600 | 992 | 992 | 86.98 | 91.24 | 2 | 2.25
2040 | MISO_IN_2_PJM_ROR | MISO_IN | PJM_ROR | Internal | Shoulder | B14 | 900 | 992 | 992 | 81.22 | 86.18 | 2 | 2.95
2040 | MISO_IN_2_PJM_ROR | MISO_IN | PJM_ROR | Internal | Shoulder | B15 | 1203 | 992 | 0 | 79.46 | 79.4 | 2 | 0
2040 | MISO_IN_2_PJM_ROR | MISO_IN | PJM_ROR | Internal | Summer | B1 | 10 | 992 | 288.02 | 152.53 | 154.53 | 2 | 0
2040 | MISO_IN_2_PJM_ROR | MISO_IN | PJM_ROR | Internal | Summer | B2 | 25 | 992 | 0 | 148.24 | 148.47 | 2 | 0
2040 | MISO_IN_2_PJM_ROR | MISO_IN | PJM_ROR | Internal | Summer | B3 | 75 | 992 | 0 | 146.07 | 146.45 | 2 | 0
2040 | MISO_IN_2_PJM_ROR | MISO_IN | PJM_ROR | Internal | Summer | B4 | 100 | 992 | 751.69 | 143.43 | 145.43 | 2 | 0
2040 | MISO_IN_2_PJM_ROR | MISO_IN | PJM_ROR | Internal | Summer | B5 | 200 | 992 | 992 | 126.21 | 128.22 | 2 | 0.01
2040 | MISO_IN_2_PJM_ROR | MISO_IN | PJM_ROR | Internal | Summer | B6 | 300 | 992 | 703.24 | 103.62 | 105.62 | 2 | 0
2040 | MISO_IN_2_PJM_ROR | MISO_IN | PJM_ROR | Internal | Summer | B7 | 400 | 992 | 64.56 | 89.9 | 91.9 | 2 | 0
2040 | MISO_IN_2_PJM_ROR | MISO_IN | PJM_ROR | Internal | Summer | B8 | 500 | 992 | 992 | 85.76 | 89.14 | 2 | 1.38
2040 | MISO_IN_2_PJM_ROR | MISO_IN | PJM_ROR | Internal | Summer | B9 | 800 | 992 | 992 | 77.87 | 81.11 | 2 | 1.24
2040 | MISO_IN_2_PJM_ROR | MISO_IN | PJM_ROR | Internal | Summer | B10 | 1262 | 992 | 0 | 77.87 | 77.63 | 2 | 0
2040 | MISO_IN_2_PJM_ROR | MISO_IN | PJM_ROR | Internal | Winter | B16 | 25 | 992 | 992 | 99.33 | 101.34 | 2 | 0.01
2040 | MISO_IN_2_PJM_ROR | MISO_IN | PJM_ROR | Internal | Winter | B17 | 100 | 992 | 992 | 95.1 | 98.31 | 2 | 1.21
2040 | MISO_IN_2_PJM_ROR | MISO_IN | PJM_ROR | Internal | Winter | B18 | 400 | 992 | 992 | 91.85 | 96.35 | 2 | 2.5
2040 | MISO_IN_2_PJM_ROR | MISO_IN | PJM_ROR | Internal | Winter | B19 | 700 | 992 | 992 | 84.53 | 91.21 | 2 | 4.68
2040 | MISO_IN_2_PJM_ROR | MISO_IN | PJM_ROR | Internal | Winter | B20 | 935 | 992 | 0 | 82.85 | 83.36 | 2 | 0
2040 | MISO_MI_2_MISO_IN | MISO_MI | MISO_IN | Internal | Shoulder | B11 | 25 | 2066 | 0 | 95.99 | 95.98 | 0.01 | 0
2040 | MISO_MI_2_MISO_IN | MISO_MI | MISO_IN | Internal | Shoulder | B12 | 200 | 2066 | 0 | 90.33 | 90.3 | 0.01 | 0
2040 | MISO_MI_2_MISO_IN | MISO_MI | MISO_IN | Internal | Shoulder | B13 | 600 | 2066 | 0 | 89.24 | 86.98 | 0.01 | 0
2040 | MISO_MI_2_MISO_IN | MISO_MI | MISO_IN | Internal | Shoulder | B14 | 900 | 2066 | 0 | 84.18 | 81.22 | 0.01 | 0
2040 | MISO_MI_2_MISO_IN | MISO_MI | MISO_IN | Internal | Shoulder | B15 | 1203 | 2066 | 0 | 79.58 | 79.46 | 0.01 | 0
2040 | MISO_MI_2_MISO_IN | MISO_MI | MISO_IN | Internal | Summer | B1 | 10 | 2066 | 0 | 152.54 | 152.53 | 0.01 | 0
2040 | MISO_MI_2_MISO_IN | MISO_MI | MISO_IN | Internal | Summer | B2 | 25 | 2066 | 0 | 148.25 | 148.24 | 0.01 | 0
2040 | MISO_MI_2_MISO_IN | MISO_MI | MISO_IN | Internal | Summer | B3 | 75 | 2066 | 0 | 146.08 | 146.07 | 0.01 | 0
2040 | MISO_MI_2_MISO_IN | MISO_MI | MISO_IN | Internal | Summer | B4 | 100 | 2066 | 0 | 143.44 | 143.43 | 0.01 | 0
2040 | MISO_MI_2_MISO_IN | MISO_MI | MISO_IN | Internal | Summer | B5 | 200 | 2066 | 0 | 126.22 | 126.21 | 0.01 | 0
2040 | MISO_MI_2_MISO_IN | MISO_MI | MISO_IN | Internal | Summer | B6 | 300 | 2066 | 0 | 103.63 | 103.62 | 0.01 | 0
2040 | MISO_MI_2_MISO_IN | MISO_MI | MISO_IN | Internal | Summer | B7 | 400 | 2066 | 0 | 89.91 | 89.9 | 0.01 | 0
2040 | MISO_MI_2_MISO_IN | MISO_MI | MISO_IN | Internal | Summer | B8 | 500 | 2066 | 0 | 87.14 | 85.76 | 0.01 | 0
2040 | MISO_MI_2_MISO_IN | MISO_MI | MISO_IN | Internal | Summer | B9 | 800 | 2066 | 0 | 79.11 | 77.87 | 0.01 | 0
2040 | MISO_MI_2_MISO_IN | MISO_MI | MISO_IN | Internal | Summer | B10 | 1262 | 2066 | 0 | 78.34 | 77.87 | 0.01 | 0
2040 | MISO_MI_2_MISO_IN | MISO_MI | MISO_IN | Internal | Winter | B16 | 25 | 2066 | 0 | 99.34 | 99.33 | 0.01 | 0
2040 | MISO_MI_2_MISO_IN | MISO_MI | MISO_IN | Internal | Winter | B17 | 100 | 2066 | 0 | 95.11 | 95.1 | 0.01 | 0
2040 | MISO_MI_2_MISO_IN | MISO_MI | MISO_IN | Internal | Winter | B18 | 400 | 2066 | 0 | 94.35 | 91.85 | 0.01 | 0
2040 | MISO_MI_2_MISO_IN | MISO_MI | MISO_IN | Internal | Winter | B19 | 700 | 2066 | 0 | 89.12 | 84.53 | 0.01 | 0
2040 | MISO_MI_2_MISO_IN | MISO_MI | MISO_IN | Internal | Winter | B20 | 935 | 2066 | 0 | 82.91 | 82.85 | 0.01 | 0
2040 | MISO_MI_2_MISO_WUMS | MISO_MI | MISO_WUMS | Internal | Shoulder | B11 | 25 | 1440 | 0 | 95.99 | 92.56 | 0.01 | 0
2040 | MISO_MI_2_MISO_WUMS | MISO_MI | MISO_WUMS | Internal | Shoulder | B12 | 200 | 1440 | 0 | 90.33 | 90.32 | 0.01 | 0
2040 | MISO_MI_2_MISO_WUMS | MISO_MI | MISO_WUMS | Internal | Shoulder | B13 | 600 | 1440 | 0 | 89.24 | 89.22 | 0.01 | 0
2040 | MISO_MI_2_MISO_WUMS | MISO_MI | MISO_WUMS | Internal | Shoulder | B14 | 900 | 1440 | 0 | 84.18 | 84.16 | 0.01 | 0
2040 | MISO_MI_2_MISO_WUMS | MISO_MI | MISO_WUMS | Internal | Shoulder | B15 | 1203 | 1440 | 0 | 79.58 | 79.58 | 0.01 | 0
2040 | MISO_MI_2_MISO_WUMS | MISO_MI | MISO_WUMS | Internal | Summer | B1 | 10 | 1440 | 0 | 152.54 | 151.72 | 0.01 | 0
2040 | MISO_MI_2_MISO_WUMS | MISO_MI | MISO_WUMS | Internal | Summer | B2 | 25 | 1440 | 0 | 148.25 | 146.47 | 0.01 | 0
2040 | MISO_MI_2_MISO_WUMS | MISO_MI | MISO_WUMS | Internal | Summer | B3 | 75 | 1440 | 0 | 146.08 | 141.2 | 0.01 | 0
2040 | MISO_MI_2_MISO_WUMS | MISO_MI | MISO_WUMS | Internal | Summer | B4 | 100 | 1440 | 0 | 143.44 | 141.2 | 0.01 | 0
2040 | MISO_MI_2_MISO_WUMS | MISO_MI | MISO_WUMS | Internal | Summer | B5 | 200 | 1440 | 0 | 126.22 | 126.21 | 0.01 | 0
2040 | MISO_MI_2_MISO_WUMS | MISO_MI | MISO_WUMS | Internal | Summer | B6 | 300 | 1440 | 0 | 103.63 | 103.62 | 0.01 | 0
2040 | MISO_MI_2_MISO_WUMS | MISO_MI | MISO_WUMS | Internal | Summer | B7 | 400 | 1440 | 0 | 89.91 | 89.9 | 0.01 | 0
2040 | MISO_MI_2_MISO_WUMS | MISO_MI | MISO_WUMS | Internal | Summer | B8 | 500 | 1440 | 0 | 87.14 | 85.78 | 0.01 | 0
2040 | MISO_MI_2_MISO_WUMS | MISO_MI | MISO_WUMS | Internal | Summer | B9 | 800 | 1440 | 0 | 79.11 | 79.09 | 0.01 | 0
2040 | MISO_MI_2_MISO_WUMS | MISO_MI | MISO_WUMS | Internal | Summer | B10 | 1262 | 1440 | 0 | 78.34 | 77.78 | 0.01 | 0
2040 | MISO_MI_2_MISO_WUMS | MISO_MI | MISO_WUMS | Internal | Winter | B16 | 25 | 1440 | 0 | 99.34 | 95.84 | 0.01 | 0
2040 | MISO_MI_2_MISO_WUMS | MISO_MI | MISO_WUMS | Internal | Winter | B17 | 100 | 1440 | 0 | 95.11 | 95.1 | 0.01 | 0
2040 | MISO_MI_2_MISO_WUMS | MISO_MI | MISO_WUMS | Internal | Winter | B18 | 400 | 1440 | 0 | 94.35 | 91.07 | 0.01 | 0
2040 | MISO_MI_2_MISO_WUMS | MISO_MI | MISO_WUMS | Internal | Winter | B19 | 700 | 1440 | 0 | 89.12 | 89.11 | 0.01 | 0
2040 | MISO_MI_2_MISO_WUMS | MISO_MI | MISO_WUMS | Internal | Winter | B20 | 935 | 1440 | 860.96 | 82.91 | 82.92 | 0.01 | 0
2040 | MISO_MI_2_PJM_ROR | MISO_MI | PJM_ROR | Internal | Shoulder | B11 | 25 | 1424 | 0 | 95.99 | 94.56 | 2 | 0
2040 | MISO_MI_2_PJM_ROR | MISO_MI | PJM_ROR | Internal | Shoulder | B12 | 200 | 1424 | 0 | 90.33 | 92.32 | 2 | 0
2040 | MISO_MI_2_PJM_ROR | MISO_MI | PJM_ROR | Internal | Shoulder | B13 | 600 | 1424 | 143.78 | 89.24 | 91.24 | 2 | 0
2040 | MISO_MI_2_PJM_ROR | MISO_MI | PJM_ROR | Internal | Shoulder | B14 | 900 | 1424 | 1193.84 | 84.18 | 86.18 | 2 | 0
2040 | MISO_MI_2_PJM_ROR | MISO_MI | PJM_ROR | Internal | Shoulder | B15 | 1203 | 1424 | 0 | 79.58 | 79.4 | 2 | 0
2040 | MISO_MI_2_PJM_ROR | MISO_MI | PJM_ROR | Internal | Summer | B1 | 10 | 1424 | 0 | 152.54 | 154.53 | 2 | 0
2040 | MISO_MI_2_PJM_ROR | MISO_MI | PJM_ROR | Internal | Summer | B2 | 25 | 1424 | 0 | 148.25 | 148.47 | 2 | 0
2040 | MISO_MI_2_PJM_ROR | MISO_MI | PJM_ROR | Internal | Summer | B3 | 75 | 1424 | 0 | 146.08 | 146.45 | 2 | 0
2040 | MISO_MI_2_PJM_ROR | MISO_MI | PJM_ROR | Internal | Summer | B4 | 100 | 1424 | 0 | 143.44 | 145.43 | 2 | 0
2040 | MISO_MI_2_PJM_ROR | MISO_MI | PJM_ROR | Internal | Summer | B5 | 200 | 1424 | 815.11 | 126.22 | 128.22 | 2 | 0
2040 | MISO_MI_2_PJM_ROR | MISO_MI | PJM_ROR | Internal | Summer | B6 | 300 | 1424 | 0 | 103.63 | 105.62 | 2 | 0
2040 | MISO_MI_2_PJM_ROR | MISO_MI | PJM_ROR | Internal | Summer | B7 | 400 | 1424 | 0 | 89.91 | 91.9 | 2 | 0
2040 | MISO_MI_2_PJM_ROR | MISO_MI | PJM_ROR | Internal | Summer | B8 | 500 | 1424 | 823.37 | 87.14 | 89.14 | 2 | 0
2040 | MISO_MI_2_PJM_ROR | MISO_MI | PJM_ROR | Internal | Summer | B9 | 800 | 1424 | 613.75 | 79.11 | 81.11 | 2 | 0
2040 | MISO_MI_2_PJM_ROR | MISO_MI | PJM_ROR | Internal | Summer | B10 | 1262 | 1424 | 0 | 78.34 | 77.63 | 2 | 0
2040 | MISO_MI_2_PJM_ROR | MISO_MI | PJM_ROR | Internal | Winter | B16 | 25 | 1424 | 186.86 | 99.34 | 101.34 | 2 | 0
2040 | MISO_MI_2_PJM_ROR | MISO_MI | PJM_ROR | Internal | Winter | B17 | 100 | 1424 | 1424 | 95.11 | 98.31 | 2 | 1.2
2040 | MISO_MI_2_PJM_ROR | MISO_MI | PJM_ROR | Internal | Winter | B18 | 400 | 1424 | 1194.65 | 94.35 | 96.35 | 2 | 0
2040 | MISO_MI_2_PJM_ROR | MISO_MI | PJM_ROR | Internal | Winter | B19 | 700 | 1424 | 1424 | 89.12 | 91.21 | 2 | 0.09
2040 | MISO_MI_2_PJM_ROR | MISO_MI | PJM_ROR | Internal | Winter | B20 | 935 | 1424 | 0 | 82.91 | 83.36 | 2 | 0
2040 | MISO_MO-IL_2_ENT | MISO_MO-IL | ENT | Internal | Shoulder | B11 | 25 | 2540 | 0 | 95.99 | 98.32 | 8 | 0
2040 | MISO_MO-IL_2_ENT | MISO_MO-IL | ENT | Internal | Shoulder | B12 | 200 | 2540 | 0 | 90.32 | 95 | 8 | 0
2040 | MISO_MO-IL_2_ENT | MISO_MO-IL | ENT | Internal | Shoulder | B13 | 600 | 2540 | 237.53 | 87 | 95 | 8 | 0
2040 | MISO_MO-IL_2_ENT | MISO_MO-IL | ENT | Internal | Shoulder | B14 | 900 | 2540 | 0 | 81.23 | 87.23 | 8 | 0
2040 | MISO_MO-IL_2_ENT | MISO_MO-IL | ENT | Internal | Shoulder | B15 | 1203 | 2540 | 0 | 79.47 | 82.2 | 8 | 0
2040 | MISO_MO-IL_2_ENT | MISO_MO-IL | ENT | Internal | Summer | B1 | 10 | 2540 | 0 | 152.54 | 152.54 | 8 | 0
2040 | MISO_MO-IL_2_ENT | MISO_MO-IL | ENT | Internal | Summer | B2 | 25 | 2540 | 0 | 148.25 | 149.3 | 8 | 0
2040 | MISO_MO-IL_2_ENT | MISO_MO-IL | ENT | Internal | Summer | B3 | 75 | 2540 | 0 | 147.42 | 148.93 | 8 | 0
2040 | MISO_MO-IL_2_ENT | MISO_MO-IL | ENT | Internal | Summer | B4 | 100 | 2540 | 0 | 147.42 | 140.25 | 8 | 0
2040 | MISO_MO-IL_2_ENT | MISO_MO-IL | ENT | Internal | Summer | B5 | 200 | 2540 | 0 | 130.22 | 122.22 | 8 | 0
2040 | MISO_MO-IL_2_ENT | MISO_MO-IL | ENT | Internal | Summer | B6 | 300 | 2540 | 0 | 104.3 | 96.3 | 8 | 0
2040 | MISO_MO-IL_2_ENT | MISO_MO-IL | ENT | Internal | Summer | B7 | 400 | 2540 | 0 | 91.35 | 93.05 | 8 | 0
2040 | MISO_MO-IL_2_ENT | MISO_MO-IL | ENT | Internal | Summer | B8 | 500 | 2540 | 0 | 85.78 | 93.05 | 8 | 0
2040 | MISO_MO-IL_2_ENT | MISO_MO-IL | ENT | Internal | Summer | B9 | 800 | 2540 | 2059.84 | 79.11 | 87.11 | 8 | 0
2040 | MISO_MO-IL_2_ENT | MISO_MO-IL | ENT | Internal | Summer | B10 | 1262 | 2540 | 0 | 77.88 | 83.45 | 8 | 0
2040 | MISO_MO-IL_2_ENT | MISO_MO-IL | ENT | Internal | Winter | B16 | 25 | 2540 | 0 | 99.32 | 99.16 | 8 | 0
2040 | MISO_MO-IL_2_ENT | MISO_MO-IL | ENT | Internal | Winter | B17 | 100 | 2540 | 0 | 95.11 | 99.16 | 8 | 0
2040 | MISO_MO-IL_2_ENT | MISO_MO-IL | ENT | Internal | Winter | B18 | 400 | 2540 | 0 | 91.87 | 97.55 | 8 | 0
2040 | MISO_MO-IL_2_ENT | MISO_MO-IL | ENT | Internal | Winter | B19 | 700 | 2540 | 0 | 84.54 | 91.29 | 8 | 0
2040 | MISO_MO-IL_2_ENT | MISO_MO-IL | ENT | Internal | Winter | B20 | 935 | 2540 | 0 | 82.87 | 86.71 | 8 | 0
2040 | MISO_MO-IL_2_MISO_IN | MISO_MO-IL | MISO_IN | Internal | Shoulder | B11 | 25 | 2633 | 0 | 95.99 | 95.98 | 0.01 | 0
2040 | MISO_MO-IL_2_MISO_IN | MISO_MO-IL | MISO_IN | Internal | Shoulder | B12 | 200 | 2633 | 0 | 90.32 | 90.3 | 0.01 | 0
2040 | MISO_MO-IL_2_MISO_IN | MISO_MO-IL | MISO_IN | Internal | Shoulder | B13 | 600 | 2633 | 0 | 87 | 86.98 | 0.01 | 0
2040 | MISO_MO-IL_2_MISO_IN | MISO_MO-IL | MISO_IN | Internal | Shoulder | B14 | 900 | 2633 | 0 | 81.23 | 81.22 | 0.01 | 0
2040 | MISO_MO-IL_2_MISO_IN | MISO_MO-IL | MISO_IN | Internal | Shoulder | B15 | 1203 | 2633 | 0 | 79.47 | 79.46 | 0.01 | 0
2040 | MISO_MO-IL_2_MISO_IN | MISO_MO-IL | MISO_IN | Internal | Summer | B1 | 10 | 2633 | 0 | 152.54 | 152.53 | 0.01 | 0
2040 | MISO_MO-IL_2_MISO_IN | MISO_MO-IL | MISO_IN | Internal | Summer | B2 | 25 | 2633 | 0 | 148.25 | 148.24 | 0.01 | 0
2040 | MISO_MO-IL_2_MISO_IN | MISO_MO-IL | MISO_IN | Internal | Summer | B3 | 75 | 2633 | 0 | 147.42 | 146.07 | 0.01 | 0
2040 | MISO_MO-IL_2_MISO_IN | MISO_MO-IL | MISO_IN | Internal | Summer | B4 | 100 | 2633 | 0 | 147.42 | 143.43 | 0.01 | 0
2040 | MISO_MO-IL_2_MISO_IN | MISO_MO-IL | MISO_IN | Internal | Summer | B5 | 200 | 2633 | 0 | 130.22 | 126.21 | 0.01 | 0
2040 | MISO_MO-IL_2_MISO_IN | MISO_MO-IL | MISO_IN | Internal | Summer | B6 | 300 | 2633 | 0 | 104.3 | 103.62 | 0.01 | 0
2040 | MISO_MO-IL_2_MISO_IN | MISO_MO-IL | MISO_IN | Internal | Summer | B7 | 400 | 2633 | 0 | 91.35 | 89.9 | 0.01 | 0
2040 | MISO_MO-IL_2_MISO_IN | MISO_MO-IL | MISO_IN | Internal | Summer | B8 | 500 | 2633 | 0 | 85.78 | 85.76 | 0.01 | 0
2040 | MISO_MO-IL_2_MISO_IN | MISO_MO-IL | MISO_IN | Internal | Summer | B9 | 800 | 2633 | 0 | 79.11 | 77.87 | 0.01 | 0
2040 | MISO_MO-IL_2_MISO_IN | MISO_MO-IL | MISO_IN | Internal | Summer | B10 | 1262 | 2633 | 0 | 77.88 | 77.87 | 0.01 | 0
2040 | MISO_MO-IL_2_MISO_IN | MISO_MO-IL | MISO_IN | Internal | Winter | B16 | 25 | 2633 | 264.22 | 99.32 | 99.33 | 0.01 | 0
2040 | MISO_MO-IL_2_MISO_IN | MISO_MO-IL | MISO_IN | Internal | Winter | B17 | 100 | 2633 | 0 | 95.11 | 95.1 | 0.01 | 0
2040 | MISO_MO-IL_2_MISO_IN | MISO_MO-IL | MISO_IN | Internal | Winter | B18 | 400 | 2633 | 0 | 91.87 | 91.85 | 0.01 | 0
2040 | MISO_MO-IL_2_MISO_IN | MISO_MO-IL | MISO_IN | Internal | Winter | B19 | 700 | 2633 | 0 | 84.54 | 84.53 | 0.01 | 0
2040 | MISO_MO-IL_2_MISO_IN | MISO_MO-IL | MISO_IN | Internal | Winter | B20 | 935 | 2633 | 0 | 82.87 | 82.85 | 0.01 | 0
2040 | MISO_MO-IL_2_MISO_W | MISO_MO-IL | MISO_W | Internal | Shoulder | B11 | 25 | 1075 | 0 | 95.99 | 95.98 | 0.01 | 0
2040 | MISO_MO-IL_2_MISO_W | MISO_MO-IL | MISO_W | Internal | Shoulder | B12 | 200 | 1075 | 0 | 90.32 | 90.3 | 0.01 | 0
2040 | MISO_MO-IL_2_MISO_W | MISO_MO-IL | MISO_W | Internal | Shoulder | B13 | 600 | 1075 | 0 | 87 | 86.98 | 0.01 | 0
2040 | MISO_MO-IL_2_MISO_W | MISO_MO-IL | MISO_W | Internal | Shoulder | B14 | 900 | 1075 | 0 | 81.23 | 79.5 | 0.01 | 0
2040 | MISO_MO-IL_2_MISO_W | MISO_MO-IL | MISO_W | Internal | Shoulder | B15 | 1203 | 1075 | 0 | 79.47 | 69.96 | 0.01 | 0
2040 | MISO_MO-IL_2_MISO_W | MISO_MO-IL | MISO_W | Internal | Summer | B1 | 10 | 1075 | 0 | 152.54 | 152.53 | 0.01 | 0
2040 | MISO_MO-IL_2_MISO_W | MISO_MO-IL | MISO_W | Internal | Summer | B2 | 25 | 1075 | 0 | 148.25 | 148.24 | 0.01 | 0
2040 | MISO_MO-IL_2_MISO_W | MISO_MO-IL | MISO_W | Internal | Summer | B3 | 75 | 1075 | 1075 | 147.42 | 148.67 | 0.01 | 1.24
2040 | MISO_MO-IL_2_MISO_W | MISO_MO-IL | MISO_W | Internal | Summer | B4 | 100 | 1075 | 938.98 | 147.42 | 147.43 | 0.01 | 0
2040 | MISO_MO-IL_2_MISO_W | MISO_MO-IL | MISO_W | Internal | Summer | B5 | 200 | 1075 | 833.34 | 130.22 | 130.23 | 0.01 | 0
2040 | MISO_MO-IL_2_MISO_W | MISO_MO-IL | MISO_W | Internal | Summer | B6 | 300 | 1075 | 848.67 | 104.3 | 104.32 | 0.01 | 0
2040 | MISO_MO-IL_2_MISO_W | MISO_MO-IL | MISO_W | Internal | Summer | B7 | 400 | 1075 | 0 | 91.35 | 91.34 | 0.01 | 0
2040 | MISO_MO-IL_2_MISO_W | MISO_MO-IL | MISO_W | Internal | Summer | B8 | 500 | 1075 | 0 | 85.78 | 85.76 | 0.01 | 0
2040 | MISO_MO-IL_2_MISO_W | MISO_MO-IL | MISO_W | Internal | Summer | B9 | 800 | 1075 | 0 | 79.11 | 79.09 | 0.01 | 0
2040 | MISO_MO-IL_2_MISO_W | MISO_MO-IL | MISO_W | Internal | Summer | B10 | 1262 | 1075 | 0 | 77.88 | 73.3 | 0.01 | 0
2040 | MISO_MO-IL_2_MISO_W | MISO_MO-IL | MISO_W | Internal | Winter | B16 | 25 | 1075 | 0 | 99.32 | 74.71 | 0.01 | 0
2040 | MISO_MO-IL_2_MISO_W | MISO_MO-IL | MISO_W | Internal | Winter | B17 | 100 | 1075 | 0 | 95.11 | 79.78 | 0.01 | 0
2040 | MISO_MO-IL_2_MISO_W | MISO_MO-IL | MISO_W | Internal | Winter | B18 | 400 | 1075 | 0 | 91.87 | 84.53 | 0.01 | 0
2040 | MISO_MO-IL_2_MISO_W | MISO_MO-IL | MISO_W | Internal | Winter | B19 | 700 | 1075 | 0 | 84.54 | 84.53 | 0.01 | 0
2040 | MISO_MO-IL_2_MISO_W | MISO_MO-IL | MISO_W | Internal | Winter | B20 | 935 | 1075 | 0 | 82.87 | 74.71 | 0.01 | 0
2040 | MISO_MO-IL_2_PJM_ROR | MISO_MO-IL | PJM_ROR | Internal | Shoulder | B11 | 25 | 1212 | 0 | 95.99 | 94.56 | 2 | 0
2040 | MISO_MO-IL_2_PJM_ROR | MISO_MO-IL | PJM_ROR | Internal | Shoulder | B12 | 200 | 1212 | 49.52 | 90.32 | 92.32 | 2 | 0
2040 | MISO_MO-IL_2_PJM_ROR | MISO_MO-IL | PJM_ROR | Internal | Shoulder | B13 | 600 | 1212 | 1212 | 87 | 91.24 | 2 | 2.24
2040 | MISO_MO-IL_2_PJM_ROR | MISO_MO-IL | PJM_ROR | Internal | Shoulder | B14 | 900 | 1212 | 1212 | 81.23 | 86.18 | 2 | 2.94
2040 | MISO_MO-IL_2_PJM_ROR | MISO_MO-IL | PJM_ROR | Internal | Shoulder | B15 | 1203 | 1212 | 0 | 79.47 | 79.4 | 2 | 0
2040 | MISO_MO-IL_2_PJM_ROR | MISO_MO-IL | PJM_ROR | Internal | Summer | B1 | 10 | 1212 | 0 | 152.54 | 154.53 | 2 | 0
2040 | MISO_MO-IL_2_PJM_ROR | MISO_MO-IL | PJM_ROR | Internal | Summer | B2 | 25 | 1212 | 0 | 148.25 | 148.47 | 2 | 0
2040 | MISO_MO-IL_2_PJM_ROR | MISO_MO-IL | PJM_ROR | Internal | Summer | B3 | 75 | 1212 | 0 | 147.42 | 146.45 | 2 | 0
2040 | MISO_MO-IL_2_PJM_ROR | MISO_MO-IL | PJM_ROR | Internal | Summer | B4 | 100 | 1212 | 0 | 147.42 | 145.43 | 2 | 0
2040 | MISO_MO-IL_2_PJM_ROR | MISO_MO-IL | PJM_ROR | Internal | Summer | B5 | 200 | 1212 | 0 | 130.22 | 128.22 | 2 | 0
2040 | MISO_MO-IL_2_PJM_ROR | MISO_MO-IL | PJM_ROR | Internal | Summer | B6 | 300 | 1212 | 0 | 104.3 | 105.62 | 2 | 0
2040 | MISO_MO-IL_2_PJM_ROR | MISO_MO-IL | PJM_ROR | Internal | Summer | B7 | 400 | 1212 | 0 | 91.35 | 91.9 | 2 | 0
2040 | MISO_MO-IL_2_PJM_ROR | MISO_MO-IL | PJM_ROR | Internal | Summer | B8 | 500 | 1212 | 1212 | 85.78 | 89.14 | 2 | 1.37
2040 | MISO_MO-IL_2_PJM_ROR | MISO_MO-IL | PJM_ROR | Internal | Summer | B9 | 800 | 1212 | 319.7 | 79.11 | 81.11 | 2 | 0
2040 | MISO_MO-IL_2_PJM_ROR | MISO_MO-IL | PJM_ROR | Internal | Summer | B10 | 1262 | 1212 | 0 | 77.88 | 77.63 | 2 | 0
2040 | MISO_MO-IL_2_PJM_ROR | MISO_MO-IL | PJM_ROR | Internal | Winter | B16 | 25 | 1212 | 1212 | 99.32 | 101.34 | 2 | 0.02
2040 | MISO_MO-IL_2_PJM_ROR | MISO_MO-IL | PJM_ROR | Internal | Winter | B17 | 100 | 1212 | 1212 | 95.11 | 98.31 | 2 | 1.2
2040 | MISO_MO-IL_2_PJM_ROR | MISO_MO-IL | PJM_ROR | Internal | Winter | B18 | 400 | 1212 | 1212 | 91.87 | 96.35 | 2 | 2.49
2040 | MISO_MO-IL_2_PJM_ROR | MISO_MO-IL | PJM_ROR | Internal | Winter | B19 | 700 | 1212 | 1212 | 84.54 | 91.21 | 2 | 4.67
2040 | MISO_MO-IL_2_PJM_ROR | MISO_MO-IL | PJM_ROR | Internal | Winter | B20 | 935 | 1212 | 0 | 82.87 | 83.36 | 2 | 0
2040 | MISO_MO-IL_2_TVA_Transmission | MISO_MO-IL | TVA_Transmission | Internal | Shoulder | B11 | 25 | 4000 | 0 | 95.99 | 100.56 | 8 | 0
2040 | MISO_MO-IL_2_TVA_Transmission | MISO_MO-IL | TVA_Transmission | Internal | Shoulder | B12 | 200 | 4000 | 0 | 90.32 | 97.04 | 8 | 0
2040 | MISO_MO-IL_2_TVA_Transmission | MISO_MO-IL | TVA_Transmission | Internal | Shoulder | B13 | 600 | 4000 | 0 | 87 | 90.62 | 8 | 0
2040 | MISO_MO-IL_2_TVA_Transmission | MISO_MO-IL | TVA_Transmission | Internal | Shoulder | B14 | 900 | 4000 | 0 | 81.23 | 89.08 | 8 | 0
2040 | MISO_MO-IL_2_TVA_Transmission | MISO_MO-IL | TVA_Transmission | Internal | Shoulder | B15 | 1203 | 4000 | 0 | 79.47 | 85.4 | 8 | 0
2040 | MISO_MO-IL_2_TVA_Transmission | MISO_MO-IL | TVA_Transmission | Internal | Summer | B1 | 10 | 4000 | 1264.35 | 152.54 | 160.54 | 8 | 0
2040 | MISO_MO-IL_2_TVA_Transmission | MISO_MO-IL | TVA_Transmission | Internal | Summer | B2 | 25 | 4000 | 523.97 | 148.25 | 156.25 | 8 | 0
2040 | MISO_MO-IL_2_TVA_Transmission | MISO_MO-IL | TVA_Transmission | Internal | Summer | B3 | 75 | 4000 | 0 | 147.42 | 152.45 | 8 | 0
2040 | MISO_MO-IL_2_TVA_Transmission | MISO_MO-IL | TVA_Transmission | Internal | Summer | B4 | 100 | 4000 | 0 | 147.42 | 148.25 | 8 | 0
2040 | MISO_MO-IL_2_TVA_Transmission | MISO_MO-IL | TVA_Transmission | Internal | Summer | B5 | 200 | 4000 | 0 | 130.22 | 122.93 | 8 | 0
2040 | MISO_MO-IL_2_TVA_Transmission | MISO_MO-IL | TVA_Transmission | Internal | Summer | B6 | 300 | 4000 | 0 | 104.3 | 103.52 | 8 | 0
2040 | MISO_MO-IL_2_TVA_Transmission | MISO_MO-IL | TVA_Transmission | Internal | Summer | B7 | 400 | 4000 | 0 | 91.35 | 94.11 | 8 | 0
2040 | MISO_MO-IL_2_TVA_Transmission | MISO_MO-IL | TVA_Transmission | Internal | Summer | B8 | 500 | 4000 | 0 | 85.78 | 88.68 | 8 | 0
2040 | MISO_MO-IL_2_TVA_Transmission | MISO_MO-IL | TVA_Transmission | Internal | Summer | B9 | 800 | 4000 | 0 | 79.11 | 84.04 | 8 | 0
2040 | MISO_MO-IL_2_TVA_Transmission | MISO_MO-IL | TVA_Transmission | Internal | Summer | B10 | 1262 | 4000 | 0 | 77.88 | 82.76 | 8 | 0
2040 | MISO_MO-IL_2_TVA_Transmission | MISO_MO-IL | TVA_Transmission | Internal | Winter | B16 | 25 | 4000 | 0 | 99.32 | 107.16 | 8 | 0
2040 | MISO_MO-IL_2_TVA_Transmission | MISO_MO-IL | TVA_Transmission | Internal | Winter | B17 | 100 | 4000 | 0 | 95.11 | 101.26 | 8 | 0
2040 | MISO_MO-IL_2_TVA_Transmission | MISO_MO-IL | TVA_Transmission | Internal | Winter | B18 | 400 | 4000 | 0 | 91.87 | 94.49 | 8 | 0
2040 | MISO_MO-IL_2_TVA_Transmission | MISO_MO-IL | TVA_Transmission | Internal | Winter | B19 | 700 | 4000 | 0 | 84.54 | 91.89 | 8 | 0
2040 | MISO_MO-IL_2_TVA_Transmission | MISO_MO-IL | TVA_Transmission | Internal | Winter | B20 | 935 | 4000 | 0 | 82.87 | 89.36 | 8 | 0
2040 | MISO_W_2_IESO | MISO_W | IESO | Internal | Shoulder | B11 | 25 | 90 | 0 | 95.98 | 77.94 | 8 | 0
2040 | MISO_W_2_IESO | MISO_W | IESO | Internal | Shoulder | B12 | 200 | 90 | 0 | 90.3 | 77.3 | 8 | 0
2040 | MISO_W_2_IESO | MISO_W | IESO | Internal | Shoulder | B13 | 600 | 90 | 0 | 86.98 | 76.22 | 8 | 0
2040 | MISO_W_2_IESO | MISO_W | IESO | Internal | Shoulder | B14 | 900 | 90 | 0 | 79.5 | 76.22 | 8 | 0
2040 | MISO_W_2_IESO | MISO_W | IESO | Internal | Shoulder | B15 | 1203 | 90 | 0 | 69.96 | 76.22 | 8 | 0
2040 | MISO_W_2_IESO | MISO_W | IESO | Internal | Summer | B1 | 10 | 90 | 0 | 152.53 | 130.47 | 8 | 0
2040 | MISO_W_2_IESO | MISO_W | IESO | Internal | Summer | B2 | 25 | 90 | 0 | 148.24 | 133.48 | 8 | 0
2040 | MISO_W_2_IESO | MISO_W | IESO | Internal | Summer | B3 | 75 | 90 | 0 | 148.67 | 103.59 | 8 | 0
2040 | MISO_W_2_IESO | MISO_W | IESO | Internal | Summer | B4 | 100 | 90 | 0 | 147.43 | 90.91 | 8 | 0
2040 | MISO_W_2_IESO | MISO_W | IESO | Internal | Summer | B5 | 200 | 90 | 0 | 130.23 | 90.91 | 8 | 0
2040 | MISO_W_2_IESO | MISO_W | IESO | Internal | Summer | B6 | 300 | 90 | 0 | 104.32 | 89.87 | 8 | 0
2040 | MISO_W_2_IESO | MISO_W | IESO | Internal | Summer | B7 | 400 | 90 | 0 | 91.34 | 72.11 | 8 | 0
2040 | MISO_W_2_IESO | MISO_W | IESO | Internal | Summer | B8 | 500 | 90 | 0 | 85.76 | 72.11 | 8 | 0
2040 | MISO_W_2_IESO | MISO_W | IESO | Internal | Summer | B9 | 800 | 90 | 0 | 79.09 | 72.11 | 8 | 0
2040 | MISO_W_2_IESO | MISO_W | IESO | Internal | Summer | B10 | 1262 | 90 | 0 | 73.3 | 72.11 | 8 | 0
2040 | MISO_W_2_IESO | MISO_W | IESO | Internal | Winter | B16 | 25 | 90 | 0 | 74.71 | 82.7 | 8 | 0
2040 | MISO_W_2_IESO | MISO_W | IESO | Internal | Winter | B17 | 100 | 90 | 0 | 79.78 | 82.12 | 8 | 0
2040 | MISO_W_2_IESO | MISO_W | IESO | Internal | Winter | B18 | 400 | 90 | 0 | 84.53 | 82.12 | 8 | 0
2040 | MISO_W_2_IESO | MISO_W | IESO | Internal | Winter | B19 | 700 | 90 | 0 | 84.53 | 82.12 | 8 | 0
2040 | MISO_W_2_IESO | MISO_W | IESO | Internal | Winter | B20 | 935 | 90 | 0 | 74.71 | 82.12 | 8 | 0
2040 | MISO_W_2_MAPP_CA | MISO_W | MAPP_CA | Internal | Shoulder | B11 | 25 | 926 | 0 | 95.98 | 69.94 | 0.01 | 0
2040 | MISO_W_2_MAPP_CA | MISO_W | MAPP_CA | Internal | Shoulder | B12 | 200 | 926 | 0 | 90.3 | 69.94 | 0.01 | 0
2040 | MISO_W_2_MAPP_CA | MISO_W | MAPP_CA | Internal | Shoulder | B13 | 600 | 926 | 0 | 86.98 | 69.94 | 0.01 | 0
2040 | MISO_W_2_MAPP_CA | MISO_W | MAPP_CA | Internal | Shoulder | B14 | 900 | 926 | 0 | 79.5 | 69.94 | 0.01 | 0
2040 | MISO_W_2_MAPP_CA | MISO_W | MAPP_CA | Internal | Shoulder | B15 | 1203 | 926 | 0 | 69.96 | 69.94 | 0.01 | 0
2040 | MISO_W_2_MAPP_CA | MISO_W | MAPP_CA | Internal | Summer | B1 | 10 | 926 | 0 | 152.53 | 71.76 | 0.01 | 0
2040 | MISO_W_2_MAPP_CA | MISO_W | MAPP_CA | Internal | Summer | B2 | 25 | 926 | 0 | 148.24 | 71.76 | 0.01 | 0
2040 | MISO_W_2_MAPP_CA | MISO_W | MAPP_CA | Internal | Summer | B3 | 75 | 926 | 0 | 148.67 | 71.76 | 0.01 | 0
2040 | MISO_W_2_MAPP_CA | MISO_W | MAPP_CA | Internal | Summer | B4 | 100 | 926 | 0 | 147.43 | 71.76 | 0.01 | 0
2040 | MISO_W_2_MAPP_CA | MISO_W | MAPP_CA | Internal | Summer | B5 | 200 | 926 | 0 | 130.23 | 71.76 | 0.01 | 0
2040 | MISO_W_2_MAPP_CA | MISO_W | MAPP_CA | Internal | Summer | B6 | 300 | 926 | 0 | 104.32 | 71.76 | 0.01 | 0
2040 | MISO_W_2_MAPP_CA | MISO_W | MAPP_CA | Internal | Summer | B7 | 400 | 926 | 0 | 91.34 | 71.76 | 0.01 | 0
2040 | MISO_W_2_MAPP_CA | MISO_W | MAPP_CA | Internal | Summer | B8 | 500 | 926 | 0 | 85.76 | 71.76 | 0.01 | 0
2040 | MISO_W_2_MAPP_CA | MISO_W | MAPP_CA | Internal | Summer | B9 | 800 | 926 | 0 | 79.09 | 71.76 | 0.01 | 0
2040 | MISO_W_2_MAPP_CA | MISO_W | MAPP_CA | Internal | Summer | B10 | 1262 | 926 | 0 | 73.3 | 71.76 | 0.01 | 0
2040 | MISO_W_2_MAPP_CA | MISO_W | MAPP_CA | Internal | Winter | B16 | 25 | 926 | 0 | 74.71 | 74.7 | 0.01 | 0
2040 | MISO_W_2_MAPP_CA | MISO_W | MAPP_CA | Internal | Winter | B17 | 100 | 926 | 0 | 79.78 | 74.7 | 0.01 | 0
2040 | MISO_W_2_MAPP_CA | MISO_W | MAPP_CA | Internal | Winter | B18 | 400 | 926 | 0 | 84.53 | 74.7 | 0.01 | 0
2040 | MISO_W_2_MAPP_CA | MISO_W | MAPP_CA | Internal | Winter | B19 | 700 | 926 | 0 | 84.53 | 74.7 | 0.01 | 0
2040 | MISO_W_2_MAPP_CA | MISO_W | MAPP_CA | Internal | Winter | B20 | 935 | 926 | 0 | 74.71 | 74.7 | 0.01 | 0
2040 | MISO_W_2_MISO_MO-IL | MISO_W | MISO_MO-IL | Internal | Shoulder | B11 | 25 | 3915 | 3140.72 | 95.98 | 95.99 | 0.01 | 0
2040 | MISO_W_2_MISO_MO-IL | MISO_W | MISO_MO-IL | Internal | Shoulder | B12 | 200 | 3915 | 3793.02 | 90.3 | 90.32 | 0.01 | 0
2040 | MISO_W_2_MISO_MO-IL | MISO_W | MISO_MO-IL | Internal | Shoulder | B13 | 600 | 3915 | 3696.81 | 86.98 | 87 | 0.01 | 0
2040 | MISO_W_2_MISO_MO-IL | MISO_W | MISO_MO-IL | Internal | Shoulder | B14 | 900 | 3915 | 3915 | 79.5 | 81.23 | 0.01 | 1.72
2040 | MISO_W_2_MISO_MO-IL | MISO_W | MISO_MO-IL | Internal | Shoulder | B15 | 1203 | 3915 | 3915 | 69.96 | 79.47 | 0.01 | 9.5
2040 | MISO_W_2_MISO_MO-IL | MISO_W | MISO_MO-IL | Internal | Summer | B1 | 10 | 3915 | 305.59 | 152.53 | 152.54 | 0.01 | 0
2040 | MISO_W_2_MISO_MO-IL | MISO_W | MISO_MO-IL | Internal | Summer | B2 | 25 | 3915 | 474.63 | 148.24 | 148.25 | 0.01 | 0
2040 | MISO_W_2_MISO_MO-IL | MISO_W | MISO_MO-IL | Internal | Summer | B3 | 75 | 3915 | 0 | 148.67 | 147.42 | 0.01 | 0
2040 | MISO_W_2_MISO_MO-IL | MISO_W | MISO_MO-IL | Internal | Summer | B4 | 100 | 3915 | 0 | 147.43 | 147.42 | 0.01 | 0
2040 | MISO_W_2_MISO_MO-IL | MISO_W | MISO_MO-IL | Internal | Summer | B5 | 200 | 3915 | 0 | 130.23 | 130.22 | 0.01 | 0
2040 | MISO_W_2_MISO_MO-IL | MISO_W | MISO_MO-IL | Internal | Summer | B6 | 300 | 3915 | 0 | 104.32 | 104.3 | 0.01 | 0
2040 | MISO_W_2_MISO_MO-IL | MISO_W | MISO_MO-IL | Internal | Summer | B7 | 400 | 3915 | 555.06 | 91.34 | 91.35 | 0.01 | 0
2040 | MISO_W_2_MISO_MO-IL | MISO_W | MISO_MO-IL | Internal | Summer | B8 | 500 | 3915 | 1630.63 | 85.76 | 85.78 | 0.01 | 0
2040 | MISO_W_2_MISO_MO-IL | MISO_W | MISO_MO-IL | Internal | Summer | B9 | 800 | 3915 | 3280.58 | 79.09 | 79.11 | 0.01 | 0
2040 | MISO_W_2_MISO_MO-IL | MISO_W | MISO_MO-IL | Internal | Summer | B10 | 1262 | 3915 | 3915 | 73.3 | 77.88 | 0.01 | 4.56
2040 | MISO_W_2_MISO_MO-IL | MISO_W | MISO_MO-IL | Internal | Winter | B16 | 25 | 3915 | 3915 | 74.71 | 99.32 | 0.01 | 24.59
2040 | MISO_W_2_MISO_MO-IL | MISO_W | MISO_MO-IL | Internal | Winter | B17 | 100 | 3915 | 3915 | 79.78 | 95.11 | 0.01 | 15.32
2040 | MISO_W_2_MISO_MO-IL | MISO_W | MISO_MO-IL | Internal | Winter | B18 | 400 | 3915 | 3915 | 84.53 | 91.87 | 0.01 | 7.33
2040 | MISO_W_2_MISO_MO-IL | MISO_W | MISO_MO-IL | Internal | Winter | B19 | 700 | 3915 | 2821.52 | 84.53 | 84.54 | 0.01 | 0
2040 | MISO_W_2_MISO_MO-IL | MISO_W | MISO_MO-IL | Internal | Winter | B20 | 935 | 3915 | 3915 | 74.71 | 82.87 | 0.01 | 8.14
2040 | MISO_W_2_MISO_WUMS | MISO_W | MISO_WUMS | Internal | Shoulder | B11 | 25 | 1732 | 0 | 95.98 | 92.56 | 0.01 | 0
2040 | MISO_W_2_MISO_WUMS | MISO_W | MISO_WUMS | Internal | Shoulder | B12 | 200 | 1732 | 671.55 | 90.3 | 90.32 | 0.01 | 0
2040 | MISO_W_2_MISO_WUMS | MISO_W | MISO_WUMS | Internal | Shoulder | B13 | 600 | 1732 | 1732 | 86.98 | 89.22 | 0.01 | 2.23
2040 | MISO_W_2_MISO_WUMS | MISO_W | MISO_WUMS | Internal | Shoulder | B14 | 900 | 1732 | 1732 | 79.5 | 84.16 | 0.01 | 4.65
2040 | MISO_W_2_MISO_WUMS | MISO_W | MISO_WUMS | Internal | Shoulder | B15 | 1203 | 1732 | 1732 | 69.96 | 79.58 | 0.01 | 9.62
2040 | MISO_W_2_MISO_WUMS | MISO_W | MISO_WUMS | Internal | Summer | B1 | 10 | 1732 | 0 | 152.53 | 151.72 | 0.01 | 0
2040 | MISO_W_2_MISO_WUMS | MISO_W | MISO_WUMS | Internal | Summer | B2 | 25 | 1732 | 0 | 148.24 | 146.47 | 0.01 | 0
2040 | MISO_W_2_MISO_WUMS | MISO_W | MISO_WUMS | Internal | Summer | B3 | 75 | 1732 | 0 | 148.67 | 141.2 | 0.01 | 0
2040 | MISO_W_2_MISO_WUMS | MISO_W | MISO_WUMS | Internal | Summer | B4 | 100 | 1732 | 0 | 147.43 | 141.2 | 0.01 | 0
2040 | MISO_W_2_MISO_WUMS | MISO_W | MISO_WUMS | Internal | Summer | B5 | 200 | 1732 | 0 | 130.23 | 126.21 | 0.01 | 0
2040 | MISO_W_2_MISO_WUMS | MISO_W | MISO_WUMS | Internal | Summer | B6 | 300 | 1732 | 0 | 104.32 | 103.62 | 0.01 | 0
2040 | MISO_W_2_MISO_WUMS | MISO_W | MISO_WUMS | Internal | Summer | B7 | 400 | 1732 | 0 | 91.34 | 89.9 | 0.01 | 0
2040 | MISO_W_2_MISO_WUMS | MISO_W | MISO_WUMS | Internal | Summer | B8 | 500 | 1732 | 1433.96 | 85.76 | 85.78 | 0.01 | 0
2040 | MISO_W_2_MISO_WUMS | MISO_W | MISO_WUMS | Internal | Summer | B9 | 800 | 1732 | 0 | 79.09 | 79.09 | 0.01 | 0
2040 | MISO_W_2_MISO_WUMS | MISO_W | MISO_WUMS | Internal | Summer | B10 | 1262 | 1732 | 1732 | 73.3 | 77.78 | 0.01 | 4.47
2040 | MISO_W_2_MISO_WUMS | MISO_W | MISO_WUMS | Internal | Winter | B16 | 25 | 1732 | 1732 | 74.71 | 95.84 | 0.01 | 21.11
2040 | MISO_W_2_MISO_WUMS | MISO_W | MISO_WUMS | Internal | Winter | B17 | 100 | 1732 | 1732 | 79.78 | 95.1 | 0.01 | 15.31
2040 | MISO_W_2_MISO_WUMS | MISO_W | MISO_WUMS | Internal | Winter | B18 | 400 | 1732 | 1732 | 84.53 | 91.07 | 0.01 | 6.53
2040 | MISO_W_2_MISO_WUMS | MISO_W | MISO_WUMS | Internal | Winter | B19 | 700 | 1732 | 1732 | 84.53 | 89.11 | 0.01 | 4.57
2040 | MISO_W_2_MISO_WUMS | MISO_W | MISO_WUMS | Internal | Winter | B20 | 935 | 1732 | 1732 | 74.71 | 82.92 | 0.01 | 8.2
2040 | MISO_W_2_NE | MISO_W | NE | Internal | Shoulder | B11 | 25 | 2800 | 0 | 95.98 | 95.98 | 7 | 0
2040 | MISO_W_2_NE | MISO_W | NE | Internal | Shoulder | B12 | 200 | 2800 | 0 | 90.3 | 89.97 | 7 | 0
2040 | MISO_W_2_NE | MISO_W | NE | Internal | Shoulder | B13 | 600 | 2800 | 0 | 86.98 | 82.99 | 7 | 0
2040 | MISO_W_2_NE | MISO_W | NE | Internal | Shoulder | B14 | 900 | 2800 | 0 | 79.5 | 82.21 | 7 | 0
2040 | MISO_W_2_NE | MISO_W | NE | Internal | Shoulder | B15 | 1203 | 2800 | 0 | 69.96 | 76.94 | 7 | 0
2040 | MISO_W_2_NE | MISO_W | NE | Internal | Summer | B1 | 10 | 2800 | 0 | 152.53 | 152.9 | 7 | 0
2040 | MISO_W_2_NE | MISO_W | NE | Internal | Summer | B2 | 25 | 2800 | 0 | 148.24 | 148.24 | 7 | 0
2040 | MISO_W_2_NE | MISO_W | NE | Internal | Summer | B3 | 75 | 2800 | 0 | 148.67 | 148.67 | 7 | 0
2040 | MISO_W_2_NE | MISO_W | NE | Internal | Summer | B4 | 100 | 2800 | 0 | 147.43 | 148.1 | 7 | 0
2040 | MISO_W_2_NE | MISO_W | NE | Internal | Summer | B5 | 200 | 2800 | 0 | 130.23 | 130.23 | 7 | 0
2040 | MISO_W_2_NE | MISO_W | NE | Internal | Summer | B6 | 300 | 2800 | 0 | 104.32 | 104.32 | 7 | 0
2040 | MISO_W_2_NE | MISO_W | NE | Internal | Summer | B7 | 400 | 2800 | 0 | 91.34 | 96.36 | 7 | 0
2040 | MISO_W_2_NE | MISO_W | NE | Internal | Summer | B8 | 500 | 2800 | 0 | 85.76 | 92.75 | 7 | 0
2040 | MISO_W_2_NE | MISO_W | NE | Internal | Summer | B9 | 800 | 2800 | 0 | 79.09 | 82.09 | 7 | 0
2040 | MISO_W_2_NE | MISO_W | NE | Internal | Summer | B10 | 1262 | 2800 | 0 | 73.3 | 80.29 | 7 | 0
2040 | MISO_W_2_NE | MISO_W | NE | Internal | Winter | B16 | 25 | 2800 | 1124.46 | 74.71 | 81.71 | 7 | 0
2040 | MISO_W_2_NE | MISO_W | NE | Internal | Winter | B17 | 100 | 2800 | 0 | 79.78 | 86.77 | 7 | 0
2040 | MISO_W_2_NE | MISO_W | NE | Internal | Winter | B18 | 400 | 2800 | 0 | 84.53 | 88.15 | 7 | 0
2040 | MISO_W_2_NE | MISO_W | NE | Internal | Winter | B19 | 700 | 2800 | 0 | 84.53 | 86.28 | 7 | 0
2040 | MISO_W_2_NE | MISO_W | NE | Internal | Winter | B20 | 935 | 2800 | 0 | 74.71 | 81.7 | 7 | 0
2040 | MISO_W_2_PJM_ROR | MISO_W | PJM_ROR | Internal | Shoulder | B11 | 25 | 773 | 0 | 95.98 | 94.56 | 2 | 0
2040 | MISO_W_2_PJM_ROR | MISO_W | PJM_ROR | Internal | Shoulder | B12 | 200 | 773 | 773 | 90.3 | 92.32 | 2 | 0.01
2040 | MISO_W_2_PJM_ROR | MISO_W | PJM_ROR | Internal | Shoulder | B13 | 600 | 773 | 773 | 86.98 | 91.24 | 2 | 2.25
2040 | MISO_W_2_PJM_ROR | MISO_W | PJM_ROR | Internal | Shoulder | B14 | 900 | 773 | 773 | 79.5 | 86.18 | 2 | 4.68
2040 | MISO_W_2_PJM_ROR | MISO_W | PJM_ROR | Internal | Shoulder | B15 | 1203 | 773 | 773 | 69.96 | 79.4 | 2 | 7.44
2040 | MISO_W_2_PJM_ROR | MISO_W | PJM_ROR | Internal | Summer | B1 | 10 | 773 | 129.23 | 152.53 | 154.53 | 2 | 0
2040 | MISO_W_2_PJM_ROR | MISO_W | PJM_ROR | Internal | Summer | B2 | 25 | 773 | 0 | 148.24 | 148.47 | 2 | 0
2040 | MISO_W_2_PJM_ROR | MISO_W | PJM_ROR | Internal | Summer | B3 | 75 | 773 | 0 | 148.67 | 146.45 | 2 | 0
2040 | MISO_W_2_PJM_ROR | MISO_W | PJM_ROR | Internal | Summer | B4 | 100 | 773 | 0 | 147.43 | 145.43 | 2 | 0
2040 | MISO_W_2_PJM_ROR | MISO_W | PJM_ROR | Internal | Summer | B5 | 200 | 773 | 0 | 130.23 | 128.22 | 2 | 0
2040 | MISO_W_2_PJM_ROR | MISO_W | PJM_ROR | Internal | Summer | B6 | 300 | 773 | 0 | 104.32 | 105.62 | 2 | 0
2040 | MISO_W_2_PJM_ROR | MISO_W | PJM_ROR | Internal | Summer | B7 | 400 | 773 | 0 | 91.34 | 91.9 | 2 | 0
2040 | MISO_W_2_PJM_ROR | MISO_W | PJM_ROR | Internal | Summer | B8 | 500 | 773 | 773 | 85.76 | 89.14 | 2 | 1.38
2040 | MISO_W_2_PJM_ROR | MISO_W | PJM_ROR | Internal | Summer | B9 | 800 | 773 | 773 | 79.09 | 81.11 | 2 | 0.01
2040 | MISO_W_2_PJM_ROR | MISO_W | PJM_ROR | Internal | Summer | B10 | 1262 | 773 | 773 | 73.3 | 77.63 | 2 | 2.33
2040 | MISO_W_2_PJM_ROR | MISO_W | PJM_ROR | Internal | Winter | B16 | 25 | 773 | 773 | 74.71 | 101.34 | 2 | 24.63
2040 | MISO_W_2_PJM_ROR | MISO_W | PJM_ROR | Internal | Winter | B17 | 100 | 773 | 773 | 79.78 | 98.31 | 2 | 16.53
2040 | MISO_W_2_PJM_ROR | MISO_W | PJM_ROR | Internal | Winter | B18 | 400 | 773 | 773 | 84.53 | 96.35 | 2 | 9.83
2040 | MISO_W_2_PJM_ROR | MISO_W | PJM_ROR | Internal | Winter | B19 | 700 | 773 | 773 | 84.53 | 91.21 | 2 | 4.68
2040 | MISO_W_2_PJM_ROR | MISO_W | PJM_ROR | Internal | Winter | B20 | 935 | 773 | 773 | 74.71 | 83.36 | 2 | 6.64
2040 | MISO_W_2_SPP_N | MISO_W | SPP_N | Internal | Shoulder | B11 | 25 | 3200 | 0 | 95.98 | 95.02 | 7 | 0
2040 | MISO_W_2_SPP_N | MISO_W | SPP_N | Internal | Shoulder | B12 | 200 | 3200 | 0 | 90.3 | 89.98 | 7 | 0
2040 | MISO_W_2_SPP_N | MISO_W | SPP_N | Internal | Shoulder | B13 | 600 | 3200 | 0 | 86.98 | 83 | 7 | 0
2040 | MISO_W_2_SPP_N | MISO_W | SPP_N | Internal | Shoulder | B14 | 900 | 3200 | 0 | 79.5 | 82.23 | 7 | 0
2040 | MISO_W_2_SPP_N | MISO_W | SPP_N | Internal | Shoulder | B15 | 1203 | 3200 | 1577.27 | 69.96 | 76.96 | 7 | 0
2040 | MISO_W_2_SPP_N | MISO_W | SPP_N | Internal | Summer | B1 | 10 | 3200 | 0 | 152.53 | 147.54 | 7 | 0
2040 | MISO_W_2_SPP_N | MISO_W | SPP_N | Internal | Summer | B2 | 25 | 3200 | 0 | 148.24 | 148.24 | 7 | 0
2040 | MISO_W_2_SPP_N | MISO_W | SPP_N | Internal | Summer | B3 | 75 | 3200 | 0 | 148.67 | 148.66 | 7 | 0
2040 | MISO_W_2_SPP_N | MISO_W | SPP_N | Internal | Summer | B4 | 100 | 3200 | 0 | 147.43 | 148.09 | 7 | 0
2040 | MISO_W_2_SPP_N | MISO_W | SPP_N | Internal | Summer | B5 | 200 | 3200 | 0 | 130.23 | 125.23 | 7 | 0
2040 | MISO_W_2_SPP_N | MISO_W | SPP_N | Internal | Summer | B6 | 300 | 3200 | 0 | 104.32 | 100.63 | 7 | 0
2040 | MISO_W_2_SPP_N | MISO_W | SPP_N | Internal | Summer | B7 | 400 | 3200 | 0 | 91.34 | 96.34 | 7 | 0
2040 | MISO_W_2_SPP_N | MISO_W | SPP_N | Internal | Summer | B8 | 500 | 3200 | 52 | 85.76 | 92.76 | 7 | 0
2040 | MISO_W_2_SPP_N | MISO_W | SPP_N | Internal | Summer | B9 | 800 | 3200 | 0 | 79.09 | 82.11 | 7 | 0
2040 | MISO_W_2_SPP_N | MISO_W | SPP_N | Internal | Summer | B10 | 1262 | 3200 | 1369.86 | 73.3 | 80.3 | 7 | 0
2040 | MISO_W_2_SPP_N | MISO_W | SPP_N | Internal | Winter | B16 | 25 | 3200 | 3200 | 74.71 | 94.15 | 7 | 12.44
2040 | MISO_W_2_SPP_N | MISO_W | SPP_N | Internal | Winter | B17 | 100 | 3200 | 2749.66 | 79.78 | 86.78 | 7 | 0
2040 | MISO_W_2_SPP_N | MISO_W | SPP_N | Internal | Winter | B18 | 400 | 3200 | 0 | 84.53 | 88.16 | 7 | 0
2040 | MISO_W_2_SPP_N | MISO_W | SPP_N | Internal | Winter | B19 | 700 | 3200 | 0 | 84.53 | 86.29 | 7 | 0
2040 | MISO_W_2_SPP_N | MISO_W | SPP_N | Internal | Winter | B20 | 935 | 3200 | 586.49 | 74.71 | 81.71 | 7 | 0
2040 | MISO_WUMS_2_MISO_MI | MISO_WUMS | MISO_MI | Internal | Shoulder | B11 | 25 | 1422 | 1422 | 92.56 | 95.99 | 0.01 | 3.42
2040 | MISO_WUMS_2_MISO_MI | MISO_WUMS | MISO_MI | Internal | Shoulder | B12 | 200 | 1422 | 1289.27 | 90.32 | 90.33 | 0.01 | 0
2040 | MISO_WUMS_2_MISO_MI | MISO_WUMS | MISO_MI | Internal | Shoulder | B13 | 600 | 1422 | 1065.28 | 89.22 | 89.24 | 0.01 | 0
2040 | MISO_WUMS_2_MISO_MI | MISO_WUMS | MISO_MI | Internal | Shoulder | B14 | 900 | 1422 | 1203.84 | 84.16 | 84.18 | 0.01 | 0
2040 | MISO_WUMS_2_MISO_MI | MISO_WUMS | MISO_MI | Internal | Shoulder | B15 | 1203 | 1422 | 0 | 79.58 | 79.58 | 0.01 | 0
2040 | MISO_WUMS_2_MISO_MI | MISO_WUMS | MISO_MI | Internal | Summer | B1 | 10 | 1422 | 1422 | 151.72 | 152.54 | 0.01 | 0.81
2040 | MISO_WUMS_2_MISO_MI | MISO_WUMS | MISO_MI | Internal | Summer | B2 | 25 | 1422 | 1422 | 146.47 | 148.25 | 0.01 | 1.78
2040 | MISO_WUMS_2_MISO_MI | MISO_WUMS | MISO_MI | Internal | Summer | B3 | 75 | 1422 | 1422 | 141.2 | 146.08 | 0.01 | 4.86
2040 | MISO_WUMS_2_MISO_MI | MISO_WUMS | MISO_MI | Internal | Summer | B4 | 100 | 1422 | 1422 | 141.2 | 143.44 | 0.01 | 2.23
2040 | MISO_WUMS_2_MISO_MI | MISO_WUMS | MISO_MI | Internal | Summer | B5 | 200 | 1422 | 466.67 | 126.21 | 126.22 | 0.01 | 0
2040 | MISO_WUMS_2_MISO_MI | MISO_WUMS | MISO_MI | Internal | Summer | B6 | 300 | 1422 | 1173.34 | 103.62 | 103.63 | 0.01 | 0
2040 | MISO_WUMS_2_MISO_MI | MISO_WUMS | MISO_MI | Internal | Summer | B7 | 400 | 1422 | 1401.13 | 89.9 | 89.91 | 0.01 | 0
2040 | MISO_WUMS_2_MISO_MI | MISO_WUMS | MISO_MI | Internal | Summer | B8 | 500 | 1422 | 1422 | 85.78 | 87.14 | 0.01 | 1.36
2040 | MISO_WUMS_2_MISO_MI | MISO_WUMS | MISO_MI | Internal | Summer | B9 | 800 | 1422 | 427.89 | 79.09 | 79.11 | 0.01 | 0
2040 | MISO_WUMS_2_MISO_MI | MISO_WUMS | MISO_MI | Internal | Summer | B10 | 1262 | 1422 | 1422 | 77.78 | 78.34 | 0.01 | 0.55
2040 | MISO_WUMS_2_MISO_MI | MISO_WUMS | MISO_MI | Internal | Winter | B16 | 25 | 1422 | 1422 | 95.84 | 99.34 | 0.01 | 3.49
2040 | MISO_WUMS_2_MISO_MI | MISO_WUMS | MISO_MI | Internal | Winter | B17 | 100 | 1422 | 1175.78 | 95.1 | 95.11 | 0.01 | 0
2040 | MISO_WUMS_2_MISO_MI | MISO_WUMS | MISO_MI | Internal | Winter | B18 | 400 | 1422 | 1422 | 91.07 | 94.35 | 0.01 | 3.27
2040 | MISO_WUMS_2_MISO_MI | MISO_WUMS | MISO_MI | Internal | Winter | B19 | 700 | 1422 | 1356.11 | 89.11 | 89.12 | 0.01 | 0
2040 | MISO_WUMS_2_MISO_MI | MISO_WUMS | MISO_MI | Internal | Winter | B20 | 935 | 1422 | 0 | 82.92 | 82.91 | 0.01 | 0
2040 | MISO_WUMS_2_MISO_W | MISO_WUMS | MISO_W | Internal | Shoulder | B11 | 25 | 1240 | 1240 | 92.56 | 95.98 | 0.01 | 3.41
2040 | MISO_WUMS_2_MISO_W | MISO_WUMS | MISO_W | Internal | Shoulder | B12 | 200 | 1240 | 0 | 90.32 | 90.3 | 0.01 | 0
2040 | MISO_WUMS_2_MISO_W | MISO_WUMS | MISO_W | Internal | Shoulder | B13 | 600 | 1240 | 0 | 89.22 | 86.98 | 0.01 | 0
2040 | MISO_WUMS_2_MISO_W | MISO_WUMS | MISO_W | Internal | Shoulder | B14 | 900 | 1240 | 0 | 84.16 | 79.5 | 0.01 | 0
2040 | MISO_WUMS_2_MISO_W | MISO_WUMS | MISO_W | Internal | Shoulder | B15 | 1203 | 1240 | 0 | 79.58 | 69.96 | 0.01 | 0
2040 | MISO_WUMS_2_MISO_W | MISO_WUMS | MISO_W | Internal | Summer | B1 | 10 | 1240 | 1240 | 151.72 | 152.53 | 0.01 | 0.8
2040 | MISO_WUMS_2_MISO_W | MISO_WUMS | MISO_W | Internal | Summer | B2 | 25 | 1240 | 1240 | 146.47 | 148.24 | 0.01 | 1.76
2040 | MISO_WUMS_2_MISO_W | MISO_WUMS | MISO_W | Internal | Summer | B3 | 75 | 1240 | 1240 | 141.2 | 148.67 | 0.01 | 7.45
2040 | MISO_WUMS_2_MISO_W | MISO_WUMS | MISO_W | Internal | Summer | B4 | 100 | 1240 | 1240 | 141.2 | 147.43 | 0.01 | 6.22
2040 | MISO_WUMS_2_MISO_W | MISO_WUMS | MISO_W | Internal | Summer | B5 | 200 | 1240 | 1240 | 126.21 | 130.23 | 0.01 | 4.01
2040 | MISO_WUMS_2_MISO_W | MISO_WUMS | MISO_W | Internal | Summer | B6 | 300 | 1240 | 1240 | 103.62 | 104.32 | 0.01 | 0.68
2040 | MISO_WUMS_2_MISO_W | MISO_WUMS | MISO_W | Internal | Summer | B7 | 400 | 1240 | 1240 | 89.9 | 91.34 | 0.01 | 1.44
2040 | MISO_WUMS_2_MISO_W | MISO_WUMS | MISO_W | Internal | Summer | B8 | 500 | 1240 | 0 | 85.78 | 85.76 | 0.01 | 0
2040 | MISO_WUMS_2_MISO_W | MISO_WUMS | MISO_W | Internal | Summer | B9 | 800 | 1240 | 0 | 79.09 | 79.09 | 0.01 | 0
2040 | MISO_WUMS_2_MISO_W | MISO_WUMS | MISO_W | Internal | Summer | B10 | 1262 | 1240 | 0 | 77.78 | 73.3 | 0.01 | 0
2040 | MISO_WUMS_2_MISO_W | MISO_WUMS | MISO_W | Internal | Winter | B16 | 25 | 1240 | 0 | 95.84 | 74.71 | 0.01 | 0
2040 | MISO_WUMS_2_MISO_W | MISO_WUMS | MISO_W | Internal | Winter | B17 | 100 | 1240 | 0 | 95.1 | 79.78 | 0.01 | 0
2040 | MISO_WUMS_2_MISO_W | MISO_WUMS | MISO_W | Internal | Winter | B18 | 400 | 1240 | 0 | 91.07 | 84.53 | 0.01 | 0
2040 | MISO_WUMS_2_MISO_W | MISO_WUMS | MISO_W | Internal | Winter | B19 | 700 | 1240 | 0 | 89.11 | 84.53 | 0.01 | 0
2040 | MISO_WUMS_2_MISO_W | MISO_WUMS | MISO_W | Internal | Winter | B20 | 935 | 1240 | 0 | 82.92 | 74.71 | 0.01 | 0
2040 | MISO_WUMS_2_PJM_ROR | MISO_WUMS | PJM_ROR | Internal | Shoulder | B11 | 25 | 1600 | 296.25 | 92.56 | 94.56 | 2 | 0
2040 | MISO_WUMS_2_PJM_ROR | MISO_WUMS | PJM_ROR | Internal | Shoulder | B12 | 200 | 1600 | 102.75 | 90.32 | 92.32 | 2 | 0
2040 | MISO_WUMS_2_PJM_ROR | MISO_WUMS | PJM_ROR | Internal | Shoulder | B13 | 600 | 1600 | 1600 | 89.22 | 91.24 | 2 | 0.01
2040 | MISO_WUMS_2_PJM_ROR | MISO_WUMS | PJM_ROR | Internal | Shoulder | B14 | 900 | 1600 | 1600 | 84.16 | 86.18 | 2 | 0.01
2040 | MISO_WUMS_2_PJM_ROR | MISO_WUMS | PJM_ROR | Internal | Shoulder | B15 | 1203 | 1600 | 0 | 79.58 | 79.4 | 2 | 0
2040 | MISO_WUMS_2_PJM_ROR | MISO_WUMS | PJM_ROR | Internal | Summer | B1 | 10 | 1600 | 1600 | 151.72 | 154.53 | 2 | 0.81
2040 | MISO_WUMS_2_PJM_ROR | MISO_WUMS | PJM_ROR | Internal | Summer | B2 | 25 | 1600 | 1351.14 | 146.47 | 148.47 | 2 | 0
2040 | MISO_WUMS_2_PJM_ROR | MISO_WUMS | PJM_ROR | Internal | Summer | B3 | 75 | 1600 | 1600 | 141.2 | 146.45 | 2 | 3.25
2040 | MISO_WUMS_2_PJM_ROR | MISO_WUMS | PJM_ROR | Internal | Summer | B4 | 100 | 1600 | 1600 | 141.2 | 145.43 | 2 | 2.23
2040 | MISO_WUMS_2_PJM_ROR | MISO_WUMS | PJM_ROR | Internal | Summer | B5 | 200 | 1600 | 1600 | 126.21 | 128.22 | 2 | 0.01
2040 | MISO_WUMS_2_PJM_ROR | MISO_WUMS | PJM_ROR | Internal | Summer | B6 | 300 | 1600 | 1404.86 | 103.62 | 105.62 | 2 | 0
2040 | MISO_WUMS_2_PJM_ROR | MISO_WUMS | PJM_ROR | Internal | Summer | B7 | 400 | 1600 | 1510.65 | 89.9 | 91.9 | 2 | 0
2040 | MISO_WUMS_2_PJM_ROR | MISO_WUMS | PJM_ROR | Internal | Summer | B8 | 500 | 1600 | 1600 | 85.78 | 89.14 | 2 | 1.37
2040 | MISO_WUMS_2_PJM_ROR | MISO_WUMS | PJM_ROR | Internal | Summer | B9 | 800 | 1600 | 1600 | 79.09 | 81.11 | 2 | 0.01
2040 | MISO_WUMS_2_PJM_ROR | MISO_WUMS | PJM_ROR | Internal | Summer | B10 | 1262 | 1600 | 0 | 77.78 | 77.63 | 2 | 0
2040 | MISO_WUMS_2_PJM_ROR | MISO_WUMS | PJM_ROR | Internal | Winter | B16 | 25 | 1600 | 1600 | 95.84 | 101.34 | 2 | 3.5
2040 | MISO_WUMS_2_PJM_ROR | MISO_WUMS | PJM_ROR | Internal | Winter | B17 | 100 | 1600 | 1600 | 95.1 | 98.31 | 2 | 1.21
2040 | MISO_WUMS_2_PJM_ROR | MISO_WUMS | PJM_ROR | Internal | Winter | B18 | 400 | 1600 | 1600 | 91.07 | 96.35 | 2 | 3.28
2040 | MISO_WUMS_2_PJM_ROR | MISO_WUMS | PJM_ROR | Internal | Winter | B19 | 700 | 1600 | 1600 | 89.11 | 91.21 | 2 | 0.1
2040 | MISO_WUMS_2_PJM_ROR | MISO_WUMS | PJM_ROR | Internal | Winter | B20 | 935 | 1600 | 0 | 82.92 | 83.36 | 2 | 0
2040 | NE_2_MISO_W | NE | MISO_W | Internal | Shoulder | B11 | 25 | 1600 | 0 | 95.98 | 95.98 | 5 | 0
2040 | NE_2_MISO_W | NE | MISO_W | Internal | Shoulder | B12 | 200 | 1600 | 0 | 89.97 | 90.3 | 5 | 0
2040 | NE_2_MISO_W | NE | MISO_W | Internal | Shoulder | B13 | 600 | 1600 | 0 | 82.99 | 86.98 | 5 | 0
2040 | NE_2_MISO_W | NE | MISO_W | Internal | Shoulder | B14 | 900 | 1600 | 0 | 82.21 | 79.5 | 5 | 0
2040 | NE_2_MISO_W | NE | MISO_W | Internal | Shoulder | B15 | 1203 | 1600 | 0 | 76.94 | 69.96 | 5 | 0
2040 | NE_2_MISO_W | NE | MISO_W | Internal | Summer | B1 | 10 | 1600 | 0 | 152.9 | 152.53 | 5 | 0
2040 | NE_2_MISO_W | NE | MISO_W | Internal | Summer | B2 | 25 | 1600 | 0 | 148.24 | 148.24 | 5 | 0
2040 | NE_2_MISO_W | NE | MISO_W | Internal | Summer | B3 | 75 | 1600 | 0 | 148.67 | 148.67 | 5 | 0
2040 | NE_2_MISO_W | NE | MISO_W | Internal | Summer | B4 | 100 | 1600 | 0 | 148.1 | 147.43 | 5 | 0
2040 | NE_2_MISO_W | NE | MISO_W | Internal | Summer | B5 | 200 | 1600 | 0 | 130.23 | 130.23 | 5 | 0
2040 | NE_2_MISO_W | NE | MISO_W | Internal | Summer | B6 | 300 | 1600 | 0 | 104.32 | 104.32 | 5 | 0
2040 | NE_2_MISO_W | NE | MISO_W | Internal | Summer | B7 | 400 | 1600 | 0 | 96.36 | 91.34 | 5 | 0
2040 | NE_2_MISO_W | NE | MISO_W | Internal | Summer | B8 | 500 | 1600 | 0 | 92.75 | 85.76 | 5 | 0
2040 | NE_2_MISO_W | NE | MISO_W | Internal | Summer | B9 | 800 | 1600 | 0 | 82.09 | 79.09 | 5 | 0
2040 | NE_2_MISO_W | NE | MISO_W | Internal | Summer | B10 | 1262 | 1600 | 0 | 80.29 | 73.3 | 5 | 0
2040 | NE_2_MISO_W | NE | MISO_W | Internal | Winter | B16 | 25 | 1600 | 0 | 81.71 | 74.71 | 5 | 0
2040 | NE_2_MISO_W | NE | MISO_W | Internal | Winter | B17 | 100 | 1600 | 0 | 86.77 | 79.78 | 5 | 0
2040 | NE_2_MISO_W | NE | MISO_W | Internal | Winter | B18 | 400 | 1600 | 0 | 88.15 | 84.53 | 5 | 0
2040 | NE_2_MISO_W | NE | MISO_W | Internal | Winter | B19 | 700 | 1600 | 0 | 86.28 | 84.53 | 5 | 0
2040 | NE_2_MISO_W | NE | MISO_W | Internal | Winter | B20 | 935 | 1600 | 0 | 81.7 | 74.71 | 5 | 0
2040 | NE_2_SPP_N | NE | SPP_N | Internal | Shoulder | B11 | 25 | 1802 | 0 | 95.98 | 95.02 | 0.01 | 0
2040 | NE_2_SPP_N | NE | SPP_N | Internal | Shoulder | B12 | 200 | 1802 | 215.8 | 89.97 | 89.98 | 0.01 | 0
2040 | NE_2_SPP_N | NE | SPP_N | Internal | Shoulder | B13 | 600 | 1802 | 608.33 | 82.99 | 83 | 0.01 | 0
2040 | NE_2_SPP_N | NE | SPP_N | Internal | Shoulder | B14 | 900 | 1802 | 926.87 | 82.21 | 82.23 | 0.01 | 0
2040 | NE_2_SPP_N | NE | SPP_N | Internal | Shoulder | B15 | 1203 | 1802 | 1221.57 | 76.94 | 76.96 | 0.01 | 0
2040 | NE_2_SPP_N | NE | SPP_N | Internal | Summer | B1 | 10 | 1802 | 0 | 152.9 | 147.54 | 0.01 | 0
2040 | NE_2_SPP_N | NE | SPP_N | Internal | Summer | B2 | 25 | 1802 | 0 | 148.24 | 148.24 | 0.01 | 0
2040 | NE_2_SPP_N | NE | SPP_N | Internal | Summer | B3 | 75 | 1802 | 0 | 148.67 | 148.66 | 0.01 | 0
2040 | NE_2_SPP_N | NE | SPP_N | Internal | Summer | B4 | 100 | 1802 | 0 | 148.1 | 148.09 | 0.01 | 0
2040 | NE_2_SPP_N | NE | SPP_N | Internal | Summer | B5 | 200 | 1802 | 0 | 130.23 | 125.23 | 0.01 | 0
2040 | NE_2_SPP_N | NE | SPP_N | Internal | Summer | B6 | 300 | 1802 | 0 | 104.32 | 100.63 | 0.01 | 0
2040 | NE_2_SPP_N | NE | SPP_N | Internal | Summer | B7 | 400 | 1802 | 0 | 96.36 | 96.34 | 0.01 | 0
2040 | NE_2_SPP_N | NE | SPP_N | Internal | Summer | B8 | 500 | 1802 | 392.06 | 92.75 | 92.76 | 0.01 | 0
2040 | NE_2_SPP_N | NE | SPP_N | Internal | Summer | B9 | 800 | 1802 | 768.95 | 82.09 | 82.11 | 0.01 | 0
2040 | NE_2_SPP_N | NE | SPP_N | Internal | Summer | B10 | 1262 | 1802 | 565.29 | 80.29 | 80.3 | 0.01 | 0
2040 | NE_2_SPP_N | NE | SPP_N | Internal | Winter | B16 | 25 | 1802 | 1802 | 81.71 | 94.15 | 0.01 | 12.43
2040 | NE_2_SPP_N | NE | SPP_N | Internal | Winter | B17 | 100 | 1802 | 1426.35 | 86.77 | 86.78 | 0.01 | 0
2040 | NE_2_SPP_N | NE | SPP_N | Internal | Winter | B18 | 400 | 1802 | 1586.65 | 88.15 | 88.16 | 0.01 | 0
2040 | NE_2_SPP_N | NE | SPP_N | Internal | Winter | B19 | 700 | 1802 | 1226.25 | 86.28 | 86.29 | 0.01 | 0
2040 | NE_2_SPP_N | NE | SPP_N | Internal | Winter | B20 | 935 | 1802 | 1332.99 | 81.7 | 81.71 | 0.01 | 0
2040 | NEISO_2_NYISO_A-F | NEISO | NYISO_A-F | Internal | Shoulder | B11 | 25 | 600 | 600 | 82.3 | 86.32 | 3 | 1.01
2040 | NEISO_2_NYISO_A-F | NEISO | NYISO_A-F | Internal | Shoulder | B12 | 200 | 600 | 0 | 81.32 | 84.3 | 3 | 0
2040 | NEISO_2_NYISO_A-F | NEISO | NYISO_A-F | Internal | Shoulder | B13 | 600 | 600 | 0 | 80.25 | 83.22 | 3 | 0
2040 | NEISO_2_NYISO_A-F | NEISO | NYISO_A-F | Internal | Shoulder | B14 | 900 | 600 | 0 | 80.25 | 83.22 | 3 | 0
2040 | NEISO_2_NYISO_A-F | NEISO | NYISO_A-F | Internal | Shoulder | B15 | 1203 | 600 | 0 | 80.25 | 83.22 | 3 | 0
2040 | NEISO_2_NYISO_A-F | NEISO | NYISO_A-F | Internal | Summer | B1 | 10 | 600 | 0 | 140.47 | 137.47 | 3 | 0
2040 | NEISO_2_NYISO_A-F | NEISO | NYISO_A-F | Internal | Summer | B2 | 25 | 600 | 0 | 137.49 | 140.48 | 3 | 0
2040 | NEISO_2_NYISO_A-F | NEISO | NYISO_A-F | Internal | Summer | B3 | 75 | 600 | 600 | 106.95 | 110.59 | 3 | 0.64
2040 | NEISO_2_NYISO_A-F | NEISO | NYISO_A-F | Internal | Summer | B4 | 100 | 600 | 600 | 106.09 | 110.59 | 3 | 1.5
2040 | NEISO_2_NYISO_A-F | NEISO | NYISO_A-F | Internal | Summer | B5 | 200 | 600 | 600 | 78.43 | 110.59 | 3 | 29.16
2040 | NEISO_2_NYISO_A-F | NEISO | NYISO_A-F | Internal | Summer | B6 | 300 | 600 | 600 | 78.43 | 96.87 | 3 | 15.44
2040 | NEISO_2_NYISO_A-F | NEISO | NYISO_A-F | Internal | Summer | B7 | 400 | 600 | 600 | 78.43 | 83.88 | 3 | 2.45
2040 | NEISO_2_NYISO_A-F | NEISO | NYISO_A-F | Internal | Summer | B8 | 500 | 600 | 0 | 78.43 | 81.16 | 3 | 0
2040 | NEISO_2_NYISO_A-F | NEISO | NYISO_A-F | Internal | Summer | B9 | 800 | 600 | 0 | 78.43 | 81.16 | 3 | 0
2040 | NEISO_2_NYISO_A-F | NEISO | NYISO_A-F | Internal | Summer | B10 | 1262 | 600 | 0 | 78.43 | 81.16 | 3 | 0
2040 | NEISO_2_NYISO_A-F | NEISO | NYISO_A-F | Internal | Winter | B16 | 25 | 600 | 0 | 92.7 | 89.7 | 3 | 0
2040 | NEISO_2_NYISO_A-F | NEISO | NYISO_A-F | Internal | Winter | B17 | 100 | 600 | 0 | 92.12 | 89.12 | 3 | 0
2040 | NEISO_2_NYISO_A-F | NEISO | NYISO_A-F | Internal | Winter | B18 | 400 | 600 | 0 | 90.35 | 89.12 | 3 | 0
2040 | NEISO_2_NYISO_A-F | NEISO | NYISO_A-F | Internal | Winter | B19 | 700 | 600 | 0 | 90.35 | 89.12 | 3 | 0
2040 | NEISO_2_NYISO_A-F | NEISO | NYISO_A-F | Internal | Winter | B20 | 935 | 600 | 0 | 90.35 | 89.12 | 3 | 0
2040 | NEISO_2_NYISO_G-I | NEISO | NYISO_G-I | Internal | Shoulder | B11 | 25 | 600 | 600 | 82.3 | 86.33 | 3 | 1.02
2040 | NEISO_2_NYISO_G-I | NEISO | NYISO_G-I | Internal | Shoulder | B12 | 200 | 600 | 249.12 | 81.32 | 84.32 | 3 | 0
2040 | NEISO_2_NYISO_G-I | NEISO | NYISO_G-I | Internal | Shoulder | B13 | 600 | 600 | 0 | 80.25 | 83.24 | 3 | 0
2040 | NEISO_2_NYISO_G-I | NEISO | NYISO_G-I | Internal | Shoulder | B14 | 900 | 600 | 0 | 80.25 | 83.24 | 3 | 0
2040 | NEISO_2_NYISO_G-I | NEISO | NYISO_G-I | Internal | Shoulder | B15 | 1203 | 600 | 0 | 80.25 | 83.24 | 3 | 0
2040 | NEISO_2_NYISO_G-I | NEISO | NYISO_G-I | Internal | Summer | B1 | 10 | 600 | 600 | 140.47 | 146.55 | 3 | 3.08
2040 | NEISO_2_NYISO_G-I | NEISO | NYISO_G-I | Internal | Summer | B2 | 25 | 600 | 330.81 | 137.49 | 140.49 | 3 | 0
2040 | NEISO_2_NYISO_G-I | NEISO | NYISO_G-I | Internal | Summer | B3 | 75 | 600 | 600 | 106.95 | 114.34 | 3 | 4.39
2040 | NEISO_2_NYISO_G-I | NEISO | NYISO_G-I | Internal | Summer | B4 | 100 | 600 | 600 | 106.09 | 113.06 | 3 | 3.97
2040 | NEISO_2_NYISO_G-I | NEISO | NYISO_G-I | Internal | Summer | B5 | 200 | 600 | 600 | 78.43 | 113.06 | 3 | 31.63
2040 | NEISO_2_NYISO_G-I | NEISO | NYISO_G-I | Internal | Summer | B6 | 300 | 600 | 600 | 78.43 | 96.88 | 3 | 15.45
2040 | NEISO_2_NYISO_G-I | NEISO | NYISO_G-I | Internal | Summer | B7 | 400 | 600 | 600 | 78.43 | 83.9 | 3 | 2.46
2040 | NEISO_2_NYISO_G-I | NEISO | NYISO_G-I | Internal | Summer | B8 | 500 | 600 | 0 | 78.43 | 81.18 | 3 | 0
2040 | NEISO_2_NYISO_G-I | NEISO | NYISO_G-I | Internal | Summer | B9 | 800 | 600 | 0 | 78.43 | 81.18 | 3 | 0
2040 | NEISO_2_NYISO_G-I | NEISO | NYISO_G-I | Internal | Summer | B10 | 1262 | 600 | 0 | 78.43 | 81.18 | 3 | 0
2040 | NEISO_2_NYISO_G-I | NEISO | NYISO_G-I | Internal | Winter | B16 | 25 | 600 | 0 | 92.7 | 93.93 | 3 | 0
2040 | NEISO_2_NYISO_G-I | NEISO | NYISO_G-I | Internal | Winter | B17 | 100 | 600 | 0 | 92.12 | 93.93 | 3 | 0
2040 | NEISO_2_NYISO_G-I | NEISO | NYISO_G-I | Internal | Winter | B18 | 400 | 600 | 166.85 | 90.35 | 93.35 | 3 | 0
2040 | NEISO_2_NYISO_G-I | NEISO | NYISO_G-I | Internal | Winter | B19 | 700 | 600 | 0 | 90.35 | 93.21 | 3 | 0
2040 | NEISO_2_NYISO_G-I | NEISO | NYISO_G-I | Internal | Winter | B20 | 935 | 600 | 0 | 90.35 | 89.13 | 3 | 0
2040 | NEISO_2_NYISO_J-K | NEISO | NYISO_J-K | Internal | Shoulder | B11 | 25 | 777 | 777 | 82.3 | 86.34 | 3 | 1.04
2040 | NEISO_2_NYISO_J-K | NEISO | NYISO_J-K | Internal | Shoulder | B12 | 200 | 777 | 777 | 81.32 | 84.33 | 3 | 0.01
2040 | NEISO_2_NYISO_J-K | NEISO | NYISO_J-K | Internal | Shoulder | B13 | 600 | 777 | 671.94 | 80.25 | 83.25 | 3 | 0
2040 | NEISO_2_NYISO_J-K | NEISO | NYISO_J-K | Internal | Shoulder | B14 | 900 | 777 | 519.94 | 80.25 | 83.25 | 3 | 0
2040 | NEISO_2_NYISO_J-K | NEISO | NYISO_J-K | Internal | Shoulder | B15 | 1203 | 777 | 425.72 | 80.25 | 83.25 | 3 | 0
2040 | NEISO_2_NYISO_J-K | NEISO | NYISO_J-K | Internal | Summer | B1 | 10 | 777 | 777 | 140.47 | 146.56 | 3 | 3.09
2040 | NEISO_2_NYISO_J-K | NEISO | NYISO_J-K | Internal | Summer | B2 | 25 | 777 | 777 | 137.49 | 140.5 | 3 | 0.01
2040 | NEISO_2_NYISO_J-K | NEISO | NYISO_J-K | Internal | Summer | B3 | 75 | 777 | 777 | 106.95 | 114.35 | 3 | 4.4
2040 | NEISO_2_NYISO_J-K | NEISO | NYISO_J-K | Internal | Summer | B4 | 100 | 777 | 777 | 106.09 | 113.07 | 3 | 3.98
2040 | NEISO_2_NYISO_J-K | NEISO | NYISO_J-K | Internal | Summer | B5 | 200 | 777 | 777 | 78.43 | 113.07 | 3 | 31.64
2040 | NEISO_2_NYISO_J-K | NEISO | NYISO_J-K | Internal | Summer | B6 | 300 | 777 | 777 | 78.43 | 97.62 | 3 | 16.19
2040 | NEISO_2_NYISO_J-K | NEISO | NYISO_J-K | Internal | Summer | B7 | 400 | 777 | 777 | 78.43 | 84.38 | 3 | 2.95
2040 | NEISO_2_NYISO_J-K | NEISO | NYISO_J-K | Internal | Summer | B8 | 500 | 777 | 241.36 | 78.43 | 81.43 | 3 | 0
2040 | NEISO_2_NYISO_J-K | NEISO | NYISO_J-K | Internal | Summer | B9 | 800 | 777 | 0 | 78.43 | 81.19 | 3 | 0
2040 | NEISO_2_NYISO_J-K | NEISO | NYISO_J-K | Internal | Summer | B10 | 1262 | 777 | 0 | 78.43 | 81.19 | 3 | 0
2040 | NEISO_2_NYISO_J-K | NEISO | NYISO_J-K | Internal | Winter | B16 | 25 | 777 | 777 | 92.7 | 97.23 | 3 | 1.53
2040 | NEISO_2_NYISO_J-K | NEISO | NYISO_J-K | Internal | Winter | B17 | 100 | 777 | 777 | 92.12 | 97.23 | 3 | 2.11
2040 | NEISO_2_NYISO_J-K | NEISO | NYISO_J-K | Internal | Winter | B18 | 400 | 777 | 777 | 90.35 | 97.23 | 3 | 3.88
2040 | NEISO_2_NYISO_J-K | NEISO | NYISO_J-K | Internal | Winter | B19 | 700 | 777 | 777 | 90.35 | 97.23 | 3 | 3.88
2040 | NEISO_2_NYISO_J-K | NEISO | NYISO_J-K | Internal | Winter | B20 | 935 | 777 | 0 | 90.35 | 89.14 | 3 | 0
2040 | NonRTO_Midwest_2_TVA_Transmission | NonRTO_Midwest | TVA_Transmission | Internal | Shoulder | B11 | 25 | 2400 | 0 | 103.98 | 100.56 | 8 | 0
2040 | NonRTO_Midwest_2_TVA_Transmission | NonRTO_Midwest | TVA_Transmission | Internal | Shoulder | B12 | 200 | 2400 | 0 | 98.3 | 97.04 | 8 | 0
2040 | NonRTO_Midwest_2_TVA_Transmission | NonRTO_Midwest | TVA_Transmission | Internal | Shoulder | B13 | 600 | 2400 | 0 | 94.98 | 90.62 | 8 | 0
2040 | NonRTO_Midwest_2_TVA_Transmission | NonRTO_Midwest | TVA_Transmission | Internal | Shoulder | B14 | 900 | 2400 | 0 | 84.6 | 89.08 | 8 | 0
2040 | NonRTO_Midwest_2_TVA_Transmission | NonRTO_Midwest | TVA_Transmission | Internal | Shoulder | B15 | 1203 | 2400 | 0 | 83.24 | 85.4 | 8 | 0
2040 | NonRTO_Midwest_2_TVA_Transmission | NonRTO_Midwest | TVA_Transmission | Internal | Summer | B1 | 10 | 2400 | 0 | 154.07 | 160.54 | 8 | 0
2040 | NonRTO_Midwest_2_TVA_Transmission | NonRTO_Midwest | TVA_Transmission | Internal | Summer | B2 | 25 | 2400 | 0 | 154.07 | 156.25 | 8 | 0
2040 | NonRTO_Midwest_2_TVA_Transmission | NonRTO_Midwest | TVA_Transmission | Internal | Summer | B3 | 75 | 2400 | 0 | 154.07 | 152.45 | 8 | 0
2040 | NonRTO_Midwest_2_TVA_Transmission | NonRTO_Midwest | TVA_Transmission | Internal | Summer | B4 | 100 | 2400 | 0 | 151.43 | 148.25 | 8 | 0
2040 | NonRTO_Midwest_2_TVA_Transmission | NonRTO_Midwest | TVA_Transmission | Internal | Summer | B5 | 200 | 2400 | 0 | 134.21 | 122.93 | 8 | 0
2040 | NonRTO_Midwest_2_TVA_Transmission | NonRTO_Midwest | TVA_Transmission | Internal | Summer | B6 | 300 | 2400 | 0 | 111.62 | 103.52 | 8 | 0
2040 | NonRTO_Midwest_2_TVA_Transmission | NonRTO_Midwest | TVA_Transmission | Internal | Summer | B7 | 400 | 2400 | 0 | 97.9 | 94.11 | 8 | 0
2040 | NonRTO_Midwest_2_TVA_Transmission | NonRTO_Midwest | TVA_Transmission | Internal | Summer | B8 | 500 | 2400 | 0 | 81.67 | 88.68 | 8 | 0
2040 | NonRTO_Midwest_2_TVA_Transmission | NonRTO_Midwest | TVA_Transmission | Internal | Summer | B9 | 800 | 2400 | 0 | 81.67 | 84.04 | 8 | 0
2040 | NonRTO_Midwest_2_TVA_Transmission | NonRTO_Midwest | TVA_Transmission | Internal | Summer | B10 | 1262 | 2400 | 0 | 81.67 | 82.76 | 8 | 0
2040 | NonRTO_Midwest_2_TVA_Transmission | NonRTO_Midwest | TVA_Transmission | Internal | Winter | B16 | 25 | 2400 | 0 | 107.33 | 107.16 | 8 | 0
2040 | NonRTO_Midwest_2_TVA_Transmission | NonRTO_Midwest | TVA_Transmission | Internal | Winter | B17 | 100 | 2400 | 0 | 103.1 | 101.26 | 8 | 0
2040 | NonRTO_Midwest_2_TVA_Transmission | NonRTO_Midwest | TVA_Transmission | Internal | Winter | B18 | 400 | 2400 | 0 | 99.85 | 94.49 | 8 | 0
2040 | NonRTO_Midwest_2_TVA_Transmission | NonRTO_Midwest | TVA_Transmission | Internal | Winter | B19 | 700 | 2400 | 0 | 89.26 | 91.89 | 8 | 0
2040 | NonRTO_Midwest_2_TVA_Transmission | NonRTO_Midwest | TVA_Transmission | Internal | Winter | B20 | 935 | 2400 | 0 | 87.1 | 89.36 | 8 | 0
2040 | NYISO_A-F_2_NEISO | NYISO_A-F | NEISO | Internal | Shoulder | B11 | 25 | 600 | 0 | 86.32 | 82.3 | 3 | 0
2040 | NYISO_A-F_2_NEISO | NYISO_A-F | NEISO | Internal | Shoulder | B12 | 200 | 600 | 0 | 84.3 | 81.32 | 3 | 0
2040 | NYISO_A-F_2_NEISO | NYISO_A-F | NEISO | Internal | Shoulder | B13 | 600 | 600 | 0 | 83.22 | 80.25 | 3 | 0
2040 | NYISO_A-F_2_NEISO | NYISO_A-F | NEISO | Internal | Shoulder | B14 | 900 | 600 | 0 | 83.22 | 80.25 | 3 | 0
2040 | NYISO_A-F_2_NEISO | NYISO_A-F | NEISO | Internal | Shoulder | B15 | 1203 | 600 | 0 | 83.22 | 80.25 | 3 | 0
2040 | NYISO_A-F_2_NEISO | NYISO_A-F | NEISO | Internal | Summer | B1 | 10 | 600 | 463.12 | 137.47 | 140.47 | 3 | 0
2040 | NYISO_A-F_2_NEISO | NYISO_A-F | NEISO | Internal | Summer | B2 | 25 | 600 | 0 | 140.48 | 137.49 | 3 | 0
2040 | NYISO_A-F_2_NEISO | NYISO_A-F | NEISO | Internal | Summer | B3 | 75 | 600 | 0 | 110.59 | 106.95 | 3 | 0
2040 | NYISO_A-F_2_NEISO | NYISO_A-F | NEISO | Internal | Summer | B4 | 100 | 600 | 0 | 110.59 | 106.09 | 3 | 0
2040 | NYISO_A-F_2_NEISO | NYISO_A-F | NEISO | Internal | Summer | B5 | 200 | 600 | 0 | 110.59 | 78.43 | 3 | 0
2040 | NYISO_A-F_2_NEISO | NYISO_A-F | NEISO | Internal | Summer | B6 | 300 | 600 | 0 | 96.87 | 78.43 | 3 | 0
2040 | NYISO_A-F_2_NEISO | NYISO_A-F | NEISO | Internal | Summer | B7 | 400 | 600 | 0 | 83.88 | 78.43 | 3 | 0
2040 | NYISO_A-F_2_NEISO | NYISO_A-F | NEISO | Internal | Summer | B8 | 500 | 600 | 0 | 81.16 | 78.43 | 3 | 0
2040 | NYISO_A-F_2_NEISO | NYISO_A-F | NEISO | Internal | Summer | B9 | 800 | 600 | 0 | 81.16 | 78.43 | 3 | 0
2040 | NYISO_A-F_2_NEISO | NYISO_A-F | NEISO | Internal | Summer | B10 | 1262 | 600 | 0 | 81.16 | 78.43 | 3 | 0
2040 | NYISO_A-F_2_NEISO | NYISO_A-F | NEISO | Internal | Winter | B16 | 25 | 600 | 504.21 | 89.7 | 92.7 | 3 | 0
2040 | NYISO_A-F_2_NEISO | NYISO_A-F | NEISO | Internal | Winter | B17 | 100 | 600 | 27.25 | 89.12 | 92.12 | 3 | 0
2040 | NYISO_A-F_2_NEISO | NYISO_A-F | NEISO | Internal | Winter | B18 | 400 | 600 | 0 | 89.12 | 90.35 | 3 | 0
2040 | NYISO_A-F_2_NEISO | NYISO_A-F | NEISO | Internal | Winter | B19 | 700 | 600 | 0 | 89.12 | 90.35 | 3 | 0
2040 | NYISO_A-F_2_NEISO | NYISO_A-F | NEISO | Internal | Winter | B20 | 935 | 600 | 0 | 89.12 | 90.35 | 3 | 0
2040 | NYISO_A-F_2_NYISO_G-I | NYISO_A-F | NYISO_G-I | Internal | Shoulder | B11 | 25 | 5843 | 5431.68 | 86.32 | 86.33 | 0.01 | 0
2040 | NYISO_A-F_2_NYISO_G-I | NYISO_A-F | NYISO_G-I | Internal | Shoulder | B12 | 200 | 5843 | 3960.17 | 84.3 | 84.32 | 0.01 | 0
2040 | NYISO_A-F_2_NYISO_G-I | NYISO_A-F | NYISO_G-I | Internal | Shoulder | B13 | 600 | 5843 | 4713.65 | 83.22 | 83.24 | 0.01 | 0
2040 | NYISO_A-F_2_NYISO_G-I | NYISO_A-F | NYISO_G-I | Internal | Shoulder | B14 | 900 | 5843 | 3970.94 | 83.22 | 83.24 | 0.01 | 0
2040 | NYISO_A-F_2_NYISO_G-I | NYISO_A-F | NYISO_G-I | Internal | Shoulder | B15 | 1203 | 5843 | 2770.27 | 83.22 | 83.24 | 0.01 | 0
2040 | NYISO_A-F_2_NYISO_G-I | NYISO_A-F | NYISO_G-I | Internal | Summer | B1 | 10 | 5843 | 5843 | 137.47 | 146.55 | 0.01 | 9.07
2040 | NYISO_A-F_2_NYISO_G-I | NYISO_A-F | NYISO_G-I | Internal | Summer | B2 | 25 | 5843 | 5625.28 | 140.48 | 140.49 | 0.01 | 0
2040 | NYISO_A-F_2_NYISO_G-I | NYISO_A-F | NYISO_G-I | Internal | Summer | B3 | 75 | 5843 | 5843 | 110.59 | 114.34 | 0.01 | 3.73
2040 | NYISO_A-F_2_NYISO_G-I | NYISO_A-F | NYISO_G-I | Internal | Summer | B4 | 100 | 5843 | 5843 | 110.59 | 113.06 | 0.01 | 2.46
2040 | NYISO_A-F_2_NYISO_G-I | NYISO_A-F | NYISO_G-I | Internal | Summer | B5 | 200 | 5843 | 5843 | 110.59 | 113.06 | 0.01 | 2.46
2040 | NYISO_A-F_2_NYISO_G-I | NYISO_A-F | NYISO_G-I | Internal | Summer | B6 | 300 | 5843 | 5775.66 | 96.87 | 96.88 | 0.01 | 0
2040 | NYISO_A-F_2_NYISO_G-I | NYISO_A-F | NYISO_G-I | Internal | Summer | B7 | 400 | 5843 | 4494.81 | 83.88 | 83.9 | 0.01 | 0
2040 | NYISO_A-F_2_NYISO_G-I | NYISO_A-F | NYISO_G-I | Internal | Summer | B8 | 500 | 5843 | 4962.78 | 81.16 | 81.18 | 0.01 | 0
2040 | NYISO_A-F_2_NYISO_G-I | NYISO_A-F | NYISO_G-I | Internal | Summer | B9 | 800 | 5843 | 4779.3 | 81.16 | 81.18 | 0.01 | 0
2040 | NYISO_A-F_2_NYISO_G-I | NYISO_A-F | NYISO_G-I | Internal | Summer | B10 | 1262 | 5843 | 2548.66 | 81.16 | 81.18 | 0.01 | 0
2040 | NYISO_A-F_2_NYISO_G-I | NYISO_A-F | NYISO_G-I | Internal | Winter | B16 | 25 | 5843 | 5843 | 89.7 | 93.93 | 0.01 | 4.22
2040 | NYISO_A-F_2_NYISO_G-I | NYISO_A-F | NYISO_G-I | Internal | Winter | B17 | 100 | 5843 | 5843 | 89.12 | 93.93 | 0.01 | 4.8
2040 | NYISO_A-F_2_NYISO_G-I | NYISO_A-F | NYISO_G-I | Internal | Winter | B18 | 400 | 5843 | 5843 | 89.12 | 93.35 | 0.01 | 4.22
2040 | NYISO_A-F_2_NYISO_G-I | NYISO_A-F | NYISO_G-I | Internal | Winter | B19 | 700 | 5843 | 5843 | 89.12 | 93.21 | 0.01 | 4.08
2040 | NYISO_A-F_2_NYISO_G-I | NYISO_A-F | NYISO_G-I | Internal | Winter | B20 | 935 | 5843 | 5044.21 | 89.12 | 89.13 | 0.01 | 0
2040 | NYISO_A-F_2_PJM_ROM | NYISO_A-F | PJM_ROM | Internal | Shoulder | B11 | 25 | 1000 | 1000 | 86.32 | 94.55 | 8 | 0.23
2040 | NYISO_A-F_2_PJM_ROM | NYISO_A-F | PJM_ROM | Internal | Shoulder | B12 | 200 | 1000 | 712.25 | 84.3 | 92.3 | 8 | 0
2040 | NYISO_A-F_2_PJM_ROM | NYISO_A-F | PJM_ROM | Internal | Shoulder | B13 | 600 | 1000 | 435.95 | 83.22 | 91.22 | 8 | 0
2040 | NYISO_A-F_2_PJM_ROM | NYISO_A-F | PJM_ROM | Internal | Shoulder | B14 | 900 | 1000 | 0 | 83.22 | 86.16 | 8 | 0
2040 | NYISO_A-F_2_PJM_ROM | NYISO_A-F | PJM_ROM | Internal | Shoulder | B15 | 1203 | 1000 | 0 | 83.22 | 79.39 | 8 | 0
2040 | NYISO_A-F_2_PJM_ROM | NYISO_A-F | PJM_ROM | Internal | Summer | B1 | 10 | 1000 | 1000 | 137.47 | 154.54 | 8 | 9.07
2040 | NYISO_A-F_2_PJM_ROM | NYISO_A-F | PJM_ROM | Internal | Summer | B2 | 25 | 1000 | 830.58 | 140.48 | 148.48 | 8 | 0
2040 | NYISO_A-F_2_PJM_ROM | NYISO_A-F | PJM_ROM | Internal | Summer | B3 | 75 | 1000 | 1000 | 110.59 | 146.44 | 8 | 27.85
2040 | NYISO_A-F_2_PJM_ROM | NYISO_A-F | PJM_ROM | Internal | Summer | B4 | 100 | 1000 | 1000 | 110.59 | 145.42 | 8 | 26.83
2040 | NYISO_A-F_2_PJM_ROM | NYISO_A-F | PJM_ROM | Internal | Summer | B5 | 200 | 1000 | 1000 | 110.59 | 128.21 | 8 | 9.62
2040 | NYISO_A-F_2_PJM_ROM | NYISO_A-F | PJM_ROM | Internal | Summer | B6 | 300 | 1000 | 1000 | 96.87 | 105.61 | 8 | 0.74
2040 | NYISO_A-F_2_PJM_ROM | NYISO_A-F | PJM_ROM | Internal | Summer | B7 | 400 | 1000 | 677.82 | 83.88 | 91.88 | 8 | 0
2040 | NYISO_A-F_2_PJM_ROM | NYISO_A-F | PJM_ROM | Internal | Summer | B8 | 500 | 1000 | 0 | 81.16 | 89.13 | 8 | 0
2040 | NYISO_A-F_2_PJM_ROM | NYISO_A-F | PJM_ROM | Internal | Summer | B9 | 800 | 1000 | 0 | 81.16 | 81.12 | 8 | 0
2040 | NYISO_A-F_2_PJM_ROM | NYISO_A-F | PJM_ROM | Internal | Summer | B10 | 1262 | 1000 | 0 | 81.16 | 77.62 | 8 | 0
2040 | NYISO_A-F_2_PJM_ROM | NYISO_A-F | PJM_ROM | Internal | Winter | B16 | 25 | 1000 | 1000 | 89.7 | 101.35 | 8 | 3.65
2040 | NYISO_A-F_2_PJM_ROM | NYISO_A-F | PJM_ROM | Internal | Winter | B17 | 100 | 1000 | 1000 | 89.12 | 98.32 | 8 | 1.2
2040 | NYISO_A-F_2_PJM_ROM | NYISO_A-F | PJM_ROM | Internal | Winter | B18 | 400 | 1000 | 0 | 89.12 | 96.37 | 8 | 0
2040 | NYISO_A-F_2_PJM_ROM | NYISO_A-F | PJM_ROM | Internal | Winter | B19 | 700 | 1000 | 0 | 89.12 | 91.22 | 8 | 0
2040 | NYISO_A-F_2_PJM_ROM | NYISO_A-F | PJM_ROM | Internal | Winter | B20 | 935 | 1000 | 0 | 89.12 | 83.37 | 8 | 0
2040 | NYISO_G-I_2_NEISO | NYISO_G-I | NEISO | Internal | Shoulder | B11 | 25 | 600 | 0 | 86.33 | 82.3 | 3 | 0
2040 | NYISO_G-I_2_NEISO | NYISO_G-I | NEISO | Internal | Shoulder | B12 | 200 | 600 | 0 | 84.32 | 81.32 | 3 | 0
2040 | NYISO_G-I_2_NEISO | NYISO_G-I | NEISO | Internal | Shoulder | B13 | 600 | 600 | 0 | 83.24 | 80.25 | 3 | 0
2040 | NYISO_G-I_2_NEISO | NYISO_G-I | NEISO | Internal | Shoulder | B14 | 900 | 600 | 0 | 83.24 | 80.25 | 3 | 0
2040 | NYISO_G-I_2_NEISO | NYISO_G-I | NEISO | Internal | Shoulder | B15 | 1203 | 600 | 0 | 83.24 | 80.25 | 3 | 0
2040 | NYISO_G-I_2_NEISO | NYISO_G-I | NEISO | Internal | Summer | B1 | 10 | 600 | 0 | 146.55 | 140.47 | 3 | 0
2040 | NYISO_G-I_2_NEISO | NYISO_G-I | NEISO | Internal | Summer | B2 | 25 | 600 | 0 | 140.49 | 137.49 | 3 | 0
2040 | NYISO_G-I_2_NEISO | NYISO_G-I | NEISO | Internal | Summer | B3 | 75 | 600 | 0 | 114.34 | 106.95 | 3 | 0
2040 | NYISO_G-I_2_NEISO | NYISO_G-I | NEISO | Internal | Summer | B4 | 100 | 600 | 0 | 113.06 | 106.09 | 3 | 0
2040 | NYISO_G-I_2_NEISO | NYISO_G-I | NEISO | Internal | Summer | B5 | 200 | 600 | 0 | 113.06 | 78.43 | 3 | 0
2040 | NYISO_G-I_2_NEISO | NYISO_G-I | NEISO | Internal | Summer | B6 | 300 | 600 | 0 | 96.88 | 78.43 | 3 | 0
2040 | NYISO_G-I_2_NEISO | NYISO_G-I | NEISO | Internal | Summer | B7 | 400 | 600 | 0 | 83.9 | 78.43 | 3 | 0
2040 | NYISO_G-I_2_NEISO | NYISO_G-I | NEISO | Internal | Summer | B8 | 500 | 600 | 0 | 81.18 | 78.43 | 3 | 0
2040 | NYISO_G-I_2_NEISO | NYISO_G-I | NEISO | Internal | Summer | B9 | 800 | 600 | 0 | 81.18 | 78.43 | 3 | 0
2040 | NYISO_G-I_2_NEISO | NYISO_G-I | NEISO | Internal | Summer | B10 | 1262 | 600 | 0 | 81.18 | 78.43 | 3 | 0
2040 | NYISO_G-I_2_NEISO | NYISO_G-I | NEISO | Internal | Winter | B16 | 25 | 600 | 0 | 93.93 | 92.7 | 3 | 0
2040 | NYISO_G-I_2_NEISO | NYISO_G-I | NEISO | Internal | Winter | B17 | 100 | 600 | 0 | 93.93 | 92.12 | 3 | 0
2040 | NYISO_G-I_2_NEISO | NYISO_G-I | NEISO | Internal | Winter | B18 | 400 | 600 | 0 | 93.35 | 90.35 | 3 | 0
2040 | NYISO_G-I_2_NEISO | NYISO_G-I | NEISO | Internal | Winter | B19 | 700 | 600 | 0 | 93.21 | 90.35 | 3 | 0
2040 | NYISO_G-I_2_NEISO | NYISO_G-I | NEISO | Internal | Winter | B20 | 935 | 600 | 0 | 89.13 | 90.35 | 3 | 0
2040 | NYISO_G-I_2_NYISO_J-K | NYISO_G-I | NYISO_J-K | Internal | Shoulder | B11 | 25 | 6130 | 5900.6 | 86.33 | 86.34 | 0.01 | 0
2040 | NYISO_G-I_2_NYISO_J-K | NYISO_G-I | NYISO_J-K | Internal | Shoulder | B12 | 200 | 6130 | 4834.1 | 84.32 | 84.33 | 0.01 | 0
2040 | NYISO_G-I_2_NYISO_J-K | NYISO_G-I | NYISO_J-K | Internal | Shoulder | B13 | 600 | 6130 | 4759.01 | 83.24 | 83.25 | 0.01 | 0
2040 | NYISO_G-I_2_NYISO_J-K | NYISO_G-I | NYISO_J-K | Internal | Shoulder | B14 | 900 | 6130 | 4575.93 | 83.24 | 83.25 | 0.01 | 0
2040 | NYISO_G-I_2_NYISO_J-K | NYISO_G-I | NYISO_J-K | Internal | Shoulder | B15 | 1203 | 6130 | 3795.39 | 83.24 | 83.25 | 0.01 | 0
2040 | NYISO_G-I_2_NYISO_J-K | NYISO_G-I | NYISO_J-K | Internal | Summer | B1 | 10 | 6130 | 5877.13 | 146.55 | 146.56 | 0.01 | 0
2040 | NYISO_G-I_2_NYISO_J-K | NYISO_G-I | NYISO_J-K | Internal | Summer | B2 | 25 | 6130 | 5423.58 | 140.49 | 140.5 | 0.01 | 0
2040 | NYISO_G-I_2_NYISO_J-K | NYISO_G-I | NYISO_J-K | Internal | Summer | B3 | 75 | 6130 | 5618.73 | 114.34 | 114.35 | 0.01 | 0
2040 | NYISO_G-I_2_NYISO_J-K | NYISO_G-I | NYISO_J-K | Internal | Summer | B4 | 100 | 6130 | 5861.92 | 113.06 | 113.07 | 0.01 | 0
2040 | NYISO_G-I_2_NYISO_J-K | NYISO_G-I | NYISO_J-K | Internal | Summer | B5 | 200 | 6130 | 6002.53 | 113.06 | 113.07 | 0.01 | 0
2040 | NYISO_G-I_2_NYISO_J-K | NYISO_G-I | NYISO_J-K | Internal | Summer | B6 | 300 | 6130 | 6130 | 96.88 | 97.62 | 0.01 | 0.73
2040 | NYISO_G-I_2_NYISO_J-K | NYISO_G-I | NYISO_J-K | Internal | Summer | B7 | 400 | 6130 | 6130 | 83.9 | 84.38 | 0.01 | 0.47
2040 | NYISO_G-I_2_NYISO_J-K | NYISO_G-I | NYISO_J-K | Internal | Summer | B8 | 500 | 6130 | 6130 | 81.18 | 81.43 | 0.01 | 0.25
2040 | NYISO_G-I_2_NYISO_J-K | NYISO_G-I | NYISO_J-K | Internal | Summer | B9 | 800 | 6130 | 5500.57 | 81.18 | 81.19 | 0.01 | 0
2040 | NYISO_G-I_2_NYISO_J-K | NYISO_G-I | NYISO_J-K | Internal | Summer | B10 | 1262 | 6130 | 3700.03 | 81.18 | 81.19 | 0.01 | 0
2040 | NYISO_G-I_2_NYISO_J-K | NYISO_G-I | NYISO_J-K | Internal | Winter | B16 | 25 | 6130 | 6130 | 93.93 | 97.23 | 0.01 | 3.29
2040 | NYISO_G-I_2_NYISO_J-K | NYISO_G-I | NYISO_J-K | Internal | Winter | B17 | 100 | 6130 | 6130 | 93.93 | 97.23 | 0.01 | 3.29
2040 | NYISO_G-I_2_NYISO_J-K | NYISO_G-I | NYISO_J-K | Internal | Winter | B18 | 400 | 6130 | 6130 | 93.35 | 97.23 | 0.01 | 3.87
2040 | NYISO_G-I_2_NYISO_J-K | NYISO_G-I | NYISO_J-K | Internal | Winter | B19 | 700 | 6130 | 6130 | 93.21 | 97.23 | 0.01 | 4.01
2040 | NYISO_G-I_2_NYISO_J-K | NYISO_G-I | NYISO_J-K | Internal | Winter | B20 | 935 | 6130 | 5746.18 | 89.13 | 89.14 | 0.01 | 0
2040 | NYISO_G-I_2_PJM_E | NYISO_G-I | PJM_E | Internal | Shoulder | B11 | 25 | 1500 | 1500 | 86.33 | 94.53 | 8 | 0.21
2040 | NYISO_G-I_2_PJM_E | NYISO_G-I | PJM_E | Internal | Shoulder | B12 | 200 | 1500 | 0 | 84.32 | 92.29 | 8 | 0
2040 | NYISO_G-I_2_PJM_E | NYISO_G-I | PJM_E | Internal | Shoulder | B13 | 600 | 1500 | 406.74 | 83.24 | 91.24 | 8 | 0
2040 | NYISO_G-I_2_PJM_E | NYISO_G-I | PJM_E | Internal | Shoulder | B14 | 900 | 1500 | 0 | 83.24 | 86.18 | 8 | 0
2040 | NYISO_G-I_2_PJM_E | NYISO_G-I | PJM_E | Internal | Shoulder | B15 | 1203 | 1500 | 0 | 83.24 | 79.4 | 8 | 0
2040 | NYISO_G-I_2_PJM_E | NYISO_G-I | PJM_E | Internal | Summer | B1 | 10 | 1500 | 723.06 | 146.55 | 154.55 | 8 | 0
2040 | NYISO_G-I_2_PJM_E | NYISO_G-I | PJM_E | Internal | Summer | B2 | 25 | 1500 | 818.38 | 140.49 | 148.49 | 8 | 0
2040 | NYISO_G-I_2_PJM_E | NYISO_G-I | PJM_E | Internal | Summer | B3 | 75 | 1500 | 1500 | 114.34 | 146.45 | 8 | 24.11
2040 | NYISO_G-I_2_PJM_E | NYISO_G-I | PJM_E | Internal | Summer | B4 | 100 | 1500 | 1500 | 113.06 | 145.41 | 8 | 24.35
2040 | NYISO_G-I_2_PJM_E | NYISO_G-I | PJM_E | Internal | Summer | B5 | 200 | 1500 | 1500 | 113.06 | 128.22 | 8 | 7.16
2040 | NYISO_G-I_2_PJM_E | NYISO_G-I | PJM_E | Internal | Summer | B6 | 300 | 1500 | 1500 | 96.88 | 105.62 | 8 | 0.74
2040 | NYISO_G-I_2_PJM_E | NYISO_G-I | PJM_E | Internal | Summer | B7 | 400 | 1500 | 369.02 | 83.9 | 91.9 | 8 | 0
2040 | NYISO_G-I_2_PJM_E | NYISO_G-I | PJM_E | Internal | Summer | B8 | 500 | 1500 | 0 | 81.18 | 89.14 | 8 | 0
2040 | NYISO_G-I_2_PJM_E | NYISO_G-I | PJM_E | Internal | Summer | B9 | 800 | 1500 | 0 | 81.18 | 81.13 | 8 | 0
2040 | NYISO_G-I_2_PJM_E | NYISO_G-I | PJM_E | Internal | Summer | B10 | 1262 | 1500 | 0 | 81.18 | 77.63 | 8 | 0
2040 | NYISO_G-I_2_PJM_E | NYISO_G-I | PJM_E | Internal | Winter | B16 | 25 | 1500 | 0 | 93.93 | 101.36 | 8 | 0
2040 | NYISO_G-I_2_PJM_E | NYISO_G-I | PJM_E | Internal | Winter | B17 | 100 | 1500 | 0 | 93.93 | 98.33 | 8 | 0
2040 | NYISO_G-I_2_PJM_E | NYISO_G-I | PJM_E | Internal | Winter | B18 | 400 | 1500 | 0 | 93.35 | 96.38 | 8 | 0
2040 | NYISO_G-I_2_PJM_E | NYISO_G-I | PJM_E | Internal | Winter | B19 | 700 | 1500 | 0 | 93.21 | 91.23 | 8 | 0
2040 | NYISO_G-I_2_PJM_E | NYISO_G-I | PJM_E | Internal | Winter | B20 | 935 | 1500 | 0 | 89.13 | 83.38 | 8 | 0
2040 | NYISO_J-K_2_PJM_E | NYISO_J-K | PJM_E | Internal | Shoulder | B11 | 25 | 330 | 330 | 86.34 | 94.53 | 8 | 0.19
2040 | NYISO_J-K_2_PJM_E | NYISO_J-K | PJM_E | Internal | Shoulder | B12 | 200 | 330 | 0 | 84.33 | 92.29 | 8 | 0
2040 | NYISO_J-K_2_PJM_E | NYISO_J-K | PJM_E | Internal | Shoulder | B13 | 600 | 330 | 0 | 83.25 | 91.24 | 8 | 0
2040 | NYISO_J-K_2_PJM_E | NYISO_J-K | PJM_E | Internal | Shoulder | B14 | 900 | 330 | 0 | 83.25 | 86.18 | 8 | 0
2040 | NYISO_J-K_2_PJM_E | NYISO_J-K | PJM_E | Internal | Shoulder | B15 | 1203 | 330 | 0 | 83.25 | 79.4 | 8 | 0
2040 | NYISO_J-K_2_PJM_E | NYISO_J-K | PJM_E | Internal | Summer | B1 | 10 | 330 | 0 | 146.56 | 154.55 | 8 | 0
2040 | NYISO_J-K_2_PJM_E | NYISO_J-K | PJM_E | Internal | Summer | B2 | 25 | 330 | 0 | 140.5 | 148.49 | 8 | 0
2040 | NYISO_J-K_2_PJM_E | NYISO_J-K | PJM_E | Internal | Summer | B3 | 75 | 330 | 330 | 114.35 | 146.45 | 8 | 24.1
2040 | NYISO_J-K_2_PJM_E | NYISO_J-K | PJM_E | Internal | Summer | B4 | 100 | 330 | 330 | 113.07 | 145.41 | 8 | 24.34
2040 | NYISO_J-K_2_PJM_E | NYISO_J-K | PJM_E | Internal | Summer | B5 | 200 | 330 | 330 | 113.07 | 128.22 | 8 | 7.15
2040 | NYISO_J-K_2_PJM_E | NYISO_J-K | PJM_E | Internal | Summer | B6 | 300 | 330 | 268.15 | 97.62 | 105.62 | 8 | 0
2040 | NYISO_J-K_2_PJM_E | NYISO_J-K | PJM_E | Internal | Summer | B7 | 400 | 330 | 0 | 84.38 | 91.9 | 8 | 0
2040 | NYISO_J-K_2_PJM_E | NYISO_J-K | PJM_E | Internal | Summer | B8 | 500 | 330 | 0 | 81.43 | 89.14 | 8 | 0
2040 | NYISO_J-K_2_PJM_E | NYISO_J-K | PJM_E | Internal | Summer | B9 | 800 | 330 | 0 | 81.19 | 81.13 | 8 | 0
2040 | NYISO_J-K_2_PJM_E | NYISO_J-K | PJM_E | Internal | Summer | B10 | 1262 | 330 | 0 | 81.19 | 77.63 | 8 | 0
2040 | NYISO_J-K_2_PJM_E | NYISO_J-K | PJM_E | Internal | Winter | B16 | 25 | 330 | 0 | 97.23 | 101.36 | 8 | 0
2040 | NYISO_J-K_2_PJM_E | NYISO_J-K | PJM_E | Internal | Winter | B17 | 100 | 330 | 0 | 97.23 | 98.33 | 8 | 0
2040 | NYISO_J-K_2_PJM_E | NYISO_J-K | PJM_E | Internal | Winter | B18 | 400 | 330 | 0 | 97.23 | 96.38 | 8 | 0
2040 | NYISO_J-K_2_PJM_E | NYISO_J-K | PJM_E | Internal | Winter | B19 | 700 | 330 | 0 | 97.23 | 91.23 | 8 | 0
2040 | NYISO_J-K_2_PJM_E | NYISO_J-K | PJM_E | Internal | Winter | B20 | 935 | 330 | 0 | 89.14 | 83.38 | 8 | 0
2040 | PJM_E_2_NYISO_J-K | PJM_E | NYISO_J-K | Internal | Shoulder | B11 | 25 | 330 | 0 | 94.53 | 86.34 | 6 | 0
2040 | PJM_E_2_NYISO_J-K | PJM_E | NYISO_J-K | Internal | Shoulder | B12 | 200 | 330 | 0 | 92.29 | 84.33 | 6 | 0
2040 | PJM_E_2_NYISO_J-K | PJM_E | NYISO_J-K | Internal | Shoulder | B13 | 600 | 330 | 0 | 91.24 | 83.25 | 6 | 0
2040 | PJM_E_2_NYISO_J-K | PJM_E | NYISO_J-K | Internal | Shoulder | B14 | 900 | 330 | 0 | 86.18 | 83.25 | 6 | 0
2040 | PJM_E_2_NYISO_J-K | PJM_E | NYISO_J-K | Internal | Shoulder | B15 | 1203 | 330 | 0 | 79.4 | 83.25 | 6 | 0
2040 | PJM_E_2_NYISO_J-K | PJM_E | NYISO_J-K | Internal | Summer | B1 | 10 | 330 | 0 | 154.55 | 146.56 | 6 | 0
2040 | PJM_E_2_NYISO_J-K | PJM_E | NYISO_J-K | Internal | Summer | B2 | 25 | 330 | 0 | 148.49 | 140.5 | 6 | 0
2040 | PJM_E_2_NYISO_J-K | PJM_E | NYISO_J-K | Internal | Summer | B3 | 75 | 330 | 0 | 146.45 | 114.35 | 6 | 0
2040 | PJM_E_2_NYISO_J-K | PJM_E | NYISO_J-K | Internal | Summer | B4 | 100 | 330 | 0 | 145.41 | 113.07 | 6 | 0
2040 | PJM_E_2_NYISO_J-K | PJM_E | NYISO_J-K | Internal | Summer | B5 | 200 | 330 | 0 | 128.22 | 113.07 | 6 | 0
2040 | PJM_E_2_NYISO_J-K | PJM_E | NYISO_J-K | Internal | Summer | B6 | 300 | 330 | 0 | 105.62 | 97.62 | 6 | 0
2040 | PJM_E_2_NYISO_J-K | PJM_E | NYISO_J-K | Internal | Summer | B7 | 400 | 330 | 0 | 91.9 | 84.38 | 6 | 0
2040 | PJM_E_2_NYISO_J-K | PJM_E | NYISO_J-K | Internal | Summer | B8 | 500 | 330 | 0 | 89.14 | 81.43 | 6 | 0
2040 | PJM_E_2_NYISO_J-K | PJM_E | NYISO_J-K | Internal | Summer | B9 | 800 | 330 | 0 | 81.13 | 81.19 | 6 | 0
2040 | PJM_E_2_NYISO_J-K | PJM_E | NYISO_J-K | Internal | Summer | B10 | 1262 | 330 | 0 | 77.63 | 81.19 | 6 | 0
2040 | PJM_E_2_NYISO_J-K | PJM_E | NYISO_J-K | Internal | Winter | B16 | 25 | 330 | 0 | 101.36 | 97.23 | 6 | 0
2040 | PJM_E_2_NYISO_J-K | PJM_E | NYISO_J-K | Internal | Winter | B17 | 100 | 330 | 0 | 98.33 | 97.23 | 6 | 0
2040 | PJM_E_2_NYISO_J-K | PJM_E | NYISO_J-K | Internal | Winter | B18 | 400 | 330 | 0 | 96.38 | 97.23 | 6 | 0
2040 | PJM_E_2_NYISO_J-K | PJM_E | NYISO_J-K | Internal | Winter | B19 | 700 | 330 | 217.21 | 91.23 | 97.23 | 6 | 0
2040 | PJM_E_2_NYISO_J-K | PJM_E | NYISO_J-K | Internal | Winter | B20 | 935 | 330 | 0 | 83.38 | 89.14 | 6 | 0
2040 | PJM_E_2_PJM_ROM | PJM_E | PJM_ROM | Internal | Shoulder | B11 | 25 | 8000 | 2088.17 | 94.53 | 94.55 | 0.01 | 0
2040 | PJM_E_2_PJM_ROM | PJM_E | PJM_ROM | Internal | Shoulder | B12 | 200 | 8000 | 727.88 | 92.29 | 92.3 | 0.01 | 0
2040 | PJM_E_2_PJM_ROM | PJM_E | PJM_ROM | Internal | Shoulder | B13 | 600 | 8000 | 0 | 91.24 | 91.22 | 0.01 | 0
2040 | PJM_E_2_PJM_ROM | PJM_E | PJM_ROM | Internal | Shoulder | B14 | 900 | 8000 | 0 | 86.18 | 86.16 | 0.01 | 0
2040 | PJM_E_2_PJM_ROM | PJM_E | PJM_ROM | Internal | Shoulder | B15 | 1203 | 8000 | 0 | 79.4 | 79.39 | 0.01 | 0
2040 | PJM_E_2_PJM_ROM | PJM_E | PJM_ROM | Internal | Summer | B1 | 10 | 8000 | 0 | 154.55 | 154.54 | 0.01 | 0
2040 | PJM_E_2_PJM_ROM | PJM_E | PJM_ROM | Internal | Summer | B2 | 25 | 8000 | 0 | 148.49 | 148.48 | 0.01 | 0
2040 | PJM_E_2_PJM_ROM | PJM_E | PJM_ROM | Internal | Summer | B3 | 75 | 8000 | 0 | 146.45 | 146.44 | 0.01 | 0
2040 | PJM_E_2_PJM_ROM | PJM_E | PJM_ROM | Internal | Summer | B4 | 100 | 8000 | 196.48 | 145.41 | 145.42 | 0.01 | 0
2040 | PJM_E_2_PJM_ROM | PJM_E | PJM_ROM | Internal | Summer | B5 | 200 | 8000 | 0 | 128.22 | 128.21 | 0.01 | 0
2040 | PJM_E_2_PJM_ROM | PJM_E | PJM_ROM | Internal | Summer | B6 | 300 | 8000 | 0 | 105.62 | 105.61 | 0.01 | 0
2040 | PJM_E_2_PJM_ROM | PJM_E | PJM_ROM | Internal | Summer | B7 | 400 | 8000 | 0 | 91.9 | 91.88 | 0.01 | 0
2040 | PJM_E_2_PJM_ROM | PJM_E | PJM_ROM | Internal | Summer | B8 | 500 | 8000 | 0 | 89.14 | 89.13 | 0.01 | 0
2040 | PJM_E_2_PJM_ROM | PJM_E | PJM_ROM | Internal | Summer | B9 | 800 | 8000 | 0 | 81.13 | 81.12 | 0.01 | 0
2040 | PJM_E_2_PJM_ROM | PJM_E | PJM_ROM | Internal | Summer | B10 | 1262 | 8000 | 0 | 77.63 | 77.62 | 0.01 | 0
2040 | PJM_E_2_PJM_ROM | PJM_E | PJM_ROM | Internal | Winter | B16 | 25 | 8000 | 0 | 101.36 | 101.35 | 0.01 | 0
2040 | PJM_E_2_PJM_ROM | PJM_E | PJM_ROM | Internal | Winter | B17 | 100 | 8000 | 0 | 98.33 | 98.32 | 0.01 | 0
2040 | PJM_E_2_PJM_ROM | PJM_E | PJM_ROM | Internal | Winter | B18 | 400 | 8000 | 0 | 96.38 | 96.37 | 0.01 | 0
2040 | PJM_E_2_PJM_ROM | PJM_E | PJM_ROM | Internal | Winter | B19 | 700 | 8000 | 0 | 91.23 | 91.22 | 0.01 | 0
2040 | PJM_E_2_PJM_ROM | PJM_E | PJM_ROM | Internal | Winter | B20 | 935 | 8000 | 0 | 83.38 | 83.37 | 0.01 | 0
2040 | PJM_ROR_2_MISO_IN | PJM_ROR | MISO_IN | Internal | Shoulder | B11 | 25 | 909 | 0 | 94.56 | 95.98 | 2 | 0
2040 | PJM_ROR_2_MISO_IN | PJM_ROR | MISO_IN | Internal | Shoulder | B12 | 200 | 909 | 0 | 92.32 | 90.3 | 2 | 0
2040 | PJM_ROR_2_MISO_IN | PJM_ROR | MISO_IN | Internal | Shoulder | B13 | 600 | 909 | 0 | 91.24 | 86.98 | 2 | 0
2040 | PJM_ROR_2_MISO_IN | PJM_ROR | MISO_IN | Internal | Shoulder | B14 | 900 | 909 | 0 | 86.18 | 81.22 | 2 | 0
2040 | PJM_ROR_2_MISO_IN | PJM_ROR | MISO_IN | Internal | Shoulder | B15 | 1203 | 909 | 0 | 79.4 | 79.46 | 2 | 0
2040 | PJM_ROR_2_MISO_IN | PJM_ROR | MISO_IN | Internal | Summer | B1 | 10 | 909 | 0 | 154.53 | 152.53 | 2 | 0
2040 | PJM_ROR_2_MISO_IN | PJM_ROR | MISO_IN | Internal | Summer | B2 | 25 | 909 | 0 | 148.47 | 148.24 | 2 | 0
2040 | PJM_ROR_2_MISO_IN | PJM_ROR | MISO_IN | Internal | Summer | B3 | 75 | 909 | 0 | 146.45 | 146.07 | 2 | 0
2040 | PJM_ROR_2_MISO_IN | PJM_ROR | MISO_IN | Internal | Summer | B4 | 100 | 909 | 0 | 145.43 | 143.43 | 2 | 0
2040 | PJM_ROR_2_MISO_IN | PJM_ROR | MISO_IN | Internal | Summer | B5 | 200 | 909 | 0 | 128.22 | 126.21 | 2 | 0
2040 | PJM_ROR_2_MISO_IN | PJM_ROR | MISO_IN | Internal | Summer | B6 | 300 | 909 | 0 | 105.62 | 103.62 | 2 | 0
2040 | PJM_ROR_2_MISO_IN | PJM_ROR | MISO_IN | Internal | Summer | B7 | 400 | 909 | 0 | 91.9 | 89.9 | 2 | 0
2040 | PJM_ROR_2_MISO_IN | PJM_ROR | MISO_IN | Internal | Summer | B8 | 500 | 909 | 0 | 89.14 | 85.76 | 2 | 0
2040 | PJM_ROR_2_MISO_IN | PJM_ROR | MISO_IN | Internal | Summer | B9 | 800 | 909 | 0 | 81.11 | 77.87 | 2 | 0
2040 | PJM_ROR_2_MISO_IN | PJM_ROR | MISO_IN | Internal | Summer | B10 | 1262 | 909 | 0 | 77.63 | 77.87 | 2 | 0
2040 | PJM_ROR_2_MISO_IN | PJM_ROR | MISO_IN | Internal | Winter | B16 | 25 | 909 | 0 | 101.34 | 99.33 | 2 | 0
2040 | PJM_ROR_2_MISO_IN | PJM_ROR | MISO_IN | Internal | Winter | B17 | 100 | 909 | 0 | 98.31 | 95.1 | 2 | 0
2040 | PJM_ROR_2_MISO_IN | PJM_ROR | MISO_IN | Internal | Winter | B18 | 400 | 909 | 0 | 96.35 | 91.85 | 2 | 0
2040 | PJM_ROR_2_MISO_IN | PJM_ROR | MISO_IN | Internal | Winter | B19 | 700 | 909 | 0 | 91.21 | 84.53 | 2 | 0
2040 | PJM_ROR_2_MISO_IN | PJM_ROR | MISO_IN | Internal | Winter | B20 | 935 | 909 | 0 | 83.36 | 82.85 | 2 | 0
2040 | PJM_ROR_2_MISO_MO-IL | PJM_ROR | MISO_MO-IL | Internal | Shoulder | B11 | 25 | 1111 | 0 | 94.56 | 95.99 | 2 | 0
2040 | PJM_ROR_2_MISO_MO-IL | PJM_ROR | MISO_MO-IL | Internal | Shoulder | B12 | 200 | 1111 | 0 | 92.32 | 90.32 | 2 | 0
2040 | PJM_ROR_2_MISO_MO-IL | PJM_ROR | MISO_MO-IL | Internal | Shoulder | B13 | 600 | 1111 | 0 | 91.24 | 87 | 2 | 0
2040 | PJM_ROR_2_MISO_MO-IL | PJM_ROR | MISO_MO-IL | Internal | Shoulder | B14 | 900 | 1111 | 0 | 86.18 | 81.23 | 2 | 0
2040 | PJM_ROR_2_MISO_MO-IL | PJM_ROR | MISO_MO-IL | Internal | Shoulder | B15 | 1203 | 1111 | 0 | 79.4 | 79.47 | 2 | 0
2040 | PJM_ROR_2_MISO_MO-IL | PJM_ROR | MISO_MO-IL | Internal | Summer | B1 | 10 | 1111 | 0 | 154.53 | 152.54 | 2 | 0
2040 | PJM_ROR_2_MISO_MO-IL | PJM_ROR | MISO_MO-IL | Internal | Summer | B2 | 25 | 1111 | 0 | 148.47 | 148.25 | 2 | 0
2040 | PJM_ROR_2_MISO_MO-IL | PJM_ROR | MISO_MO-IL | Internal | Summer | B3 | 75 | 1111 | 0 | 146.45 | 147.42 | 2 | 0
2040 | PJM_ROR_2_MISO_MO-IL | PJM_ROR | MISO_MO-IL | Internal | Summer | B4 | 100 | 1111 | 0 | 145.43 | 147.42 | 2 | 0
2040 | PJM_ROR_2_MISO_MO-IL | PJM_ROR | MISO_MO-IL | Internal | Summer | B5 | 200 | 1111 | 757.86 | 128.22 | 130.22 | 2 | 0
2040 | PJM_ROR_2_MISO_MO-IL | PJM_ROR | MISO_MO-IL | Internal | Summer | B6 | 300 | 1111 | 0 | 105.62 | 104.3 | 2 | 0
2040 | PJM_ROR_2_MISO_MO-IL | PJM_ROR | MISO_MO-IL | Internal | Summer | B7 | 400 | 1111 | 0 | 91.9 | 91.35 | 2 | 0
2040 | PJM_ROR_2_MISO_MO-IL | PJM_ROR | MISO_MO-IL | Internal | Summer | B8 | 500 | 1111 | 0 | 89.14 | 85.78 | 2 | 0
2040 | PJM_ROR_2_MISO_MO-IL | PJM_ROR | MISO_MO-IL | Internal | Summer | B9 | 800 | 1111 | 0 | 81.11 | 79.11 | 2 | 0
2040 | PJM_ROR_2_MISO_MO-IL | PJM_ROR | MISO_MO-IL | Internal | Summer | B10 | 1262 | 1111 | 0 | 77.63 | 77.88 | 2 | 0
2040 | PJM_ROR_2_MISO_MO-IL | PJM_ROR | MISO_MO-IL | Internal | Winter | B16 | 25 | 1111 | 0 | 101.34 | 99.32 | 2 | 0
2040 | PJM_ROR_2_MISO_MO-IL | PJM_ROR | MISO_MO-IL | Internal | Winter | B17 | 100 | 1111 | 0 | 98.31 | 95.11 | 2 | 0
2040 | PJM_ROR_2_MISO_MO-IL | PJM_ROR | MISO_MO-IL | Internal | Winter | B18 | 400 | 1111 | 0 | 96.35 | 91.87 | 2 | 0
2040 | PJM_ROR_2_MISO_MO-IL | PJM_ROR | MISO_MO-IL | Internal | Winter | B19 | 700 | 1111 | 0 | 91.21 | 84.54 | 2 | 0
2040 | PJM_ROR_2_MISO_MO-IL | PJM_ROR | MISO_MO-IL | Internal | Winter | B20 | 935 | 1111 | 0 | 83.36 | 82.87 | 2 | 0
2040 | PJM_ROR_2_MISO_W | PJM_ROR | MISO_W | Internal | Shoulder | B11 | 25 | 709 | 0 | 94.56 | 95.98 | 2 | 0
2040 | PJM_ROR_2_MISO_W | PJM_ROR | MISO_W | Internal | Shoulder | B12 | 200 | 709 | 0 | 92.32 | 90.3 | 2 | 0
2040 | PJM_ROR_2_MISO_W | PJM_ROR | MISO_W | Internal | Shoulder | B13 | 600 | 709 | 0 | 91.24 | 86.98 | 2 | 0
2040 | PJM_ROR_2_MISO_W | PJM_ROR | MISO_W | Internal | Shoulder | B14 | 900 | 709 | 0 | 86.18 | 79.5 | 2 | 0
2040 | PJM_ROR_2_MISO_W | PJM_ROR | MISO_W | Internal | Shoulder | B15 | 1203 | 709 | 0 | 79.4 | 69.96 | 2 | 0
2040 | PJM_ROR_2_MISO_W | PJM_ROR | MISO_W | Internal | Summer | B1 | 10 | 709 | 0 | 154.53 | 152.53 | 2 | 0
2040 | PJM_ROR_2_MISO_W | PJM_ROR | MISO_W | Internal | Summer | B2 | 25 | 709 | 0 | 148.47 | 148.24 | 2 | 0
2040 | PJM_ROR_2_MISO_W | PJM_ROR | MISO_W | Internal | Summer | B3 | 75 | 709 | 709 | 146.45 | 148.67 | 2 | 0.22
2040 | PJM_ROR_2_MISO_W | PJM_ROR | MISO_W | Internal | Summer | B4 | 100 | 709 | 297.93 | 145.43 | 147.43 | 2 | 0
2040 | PJM_ROR_2_MISO_W | PJM_ROR | MISO_W | Internal | Summer | B5 | 200 | 709 | 709 | 128.22 | 130.23 | 2 | 0.01
2040 | PJM_ROR_2_MISO_W | PJM_ROR | MISO_W | Internal | Summer | B6 | 300 | 709 | 0 | 105.62 | 104.32 | 2 | 0
2040 | PJM_ROR_2_MISO_W | PJM_ROR | MISO_W | Internal | Summer | B7 | 400 | 709 | 0 | 91.9 | 91.34 | 2 | 0
2040 | PJM_ROR_2_MISO_W | PJM_ROR | MISO_W | Internal | Summer | B8 | 500 | 709 | 0 | 89.14 | 85.76 | 2 | 0
2040 | PJM_ROR_2_MISO_W | PJM_ROR | MISO_W | Internal | Summer | B9 | 800 | 709 | 0 | 81.11 | 79.09 | 2 | 0
2040 | PJM_ROR_2_MISO_W | PJM_ROR | MISO_W | Internal | Summer | B10 | 1262 | 709 | 0 | 77.63 | 73.3 | 2 | 0
2040 | PJM_ROR_2_MISO_W | PJM_ROR | MISO_W | Internal | Winter | B16 | 25 | 709 | 0 | 101.34 | 74.71 | 2 | 0
2040 | PJM_ROR_2_MISO_W | PJM_ROR | MISO_W | Internal | Winter | B17 | 100 | 709 | 0 | 98.31 | 79.78 | 2 | 0
2040 | PJM_ROR_2_MISO_W | PJM_ROR | MISO_W | Internal | Winter | B18 | 400 | 709 | 0 | 96.35 | 84.53 | 2 | 0
2040 | PJM_ROR_2_MISO_W | PJM_ROR | MISO_W | Internal | Winter | B19 | 700 | 709 | 0 | 91.21 | 84.53 | 2 | 0
2040 | PJM_ROR_2_MISO_W | PJM_ROR | MISO_W | Internal | Winter | B20 | 935 | 709 | 0 | 83.36 | 74.71 | 2 | 0
2040 | PJM_ROR_2_PJM_ROM | PJM_ROR | PJM_ROM | Internal | Shoulder | B11 | 25 | 8000 | 0 | 94.56 | 94.55 | 0.01 | 0
2040 | PJM_ROR_2_PJM_ROM | PJM_ROR | PJM_ROM | Internal | Shoulder | B12 | 200 | 8000 | 0 | 92.32 | 92.3 | 0.01 | 0
2040 | PJM_ROR_2_PJM_ROM | PJM_ROR | PJM_ROM | Internal | Shoulder | B13 | 600 | 8000 | 0 | 91.24 | 91.22 | 0.01 | 0
2040 | PJM_ROR_2_PJM_ROM | PJM_ROR | PJM_ROM | Internal | Shoulder | B14 | 900 | 8000 | 0 | 86.18 | 86.16 | 0.01 | 0
2040 | PJM_ROR_2_PJM_ROM | PJM_ROR | PJM_ROM | Internal | Shoulder | B15 | 1203 | 8000 | 0 | 79.4 | 79.39 | 0.01 | 0
2040 | PJM_ROR_2_PJM_ROM | PJM_ROR | PJM_ROM | Internal | Summer | B1 | 10 | 8000 | 2946.85 | 154.53 | 154.54 | 0.01 | 0
2040 | PJM_ROR_2_PJM_ROM | PJM_ROR | PJM_ROM | Internal | Summer | B2 | 25 | 8000 | 1732.29 | 148.47 | 148.48 | 0.01 | 0
2040 | PJM_ROR_2_PJM_ROM | PJM_ROR | PJM_ROM | Internal | Summer | B3 | 75 | 8000 | 0 | 146.45 | 146.44 | 0.01 | 0
2040 | PJM_ROR_2_PJM_ROM | PJM_ROR | PJM_ROM | Internal | Summer | B4 | 100 | 8000 | 0 | 145.43 | 145.42 | 0.01 | 0
2040 | PJM_ROR_2_PJM_ROM | PJM_ROR | PJM_ROM | Internal | Summer | B5 | 200 | 8000 | 0 | 128.22 | 128.21 | 0.01 | 0
2040 | PJM_ROR_2_PJM_ROM | PJM_ROR | PJM_ROM | Internal | Summer | B6 | 300 | 8000 | 0 | 105.62 | 105.61 | 0.01 | 0
2040 | PJM_ROR_2_PJM_ROM | PJM_ROR | PJM_ROM | Internal | Summer | B7 | 400 | 8000 | 0 | 91.9 | 91.88 | 0.01 | 0
2040 | PJM_ROR_2_PJM_ROM | PJM_ROR | PJM_ROM | Internal | Summer | B8 | 500 | 8000 | 0 | 89.14 | 89.13 | 0.01 | 0
2040 | PJM_ROR_2_PJM_ROM | PJM_ROR | PJM_ROM | Internal | Summer | B9 | 800 | 8000 | 1327.54 | 81.11 | 81.12 | 0.01 | 0
2040 | PJM_ROR_2_PJM_ROM | PJM_ROR | PJM_ROM | Internal | Summer | B10 | 1262 | 8000 | 0 | 77.63 | 77.62 | 0.01 | 0
2040 | PJM_ROR_2_PJM_ROM | PJM_ROR | PJM_ROM | Internal | Winter | B16 | 25 | 8000 | 4212.37 | 101.34 | 101.35 | 0.01 | 0
2040 | PJM_ROR_2_PJM_ROM | PJM_ROR | PJM_ROM | Internal | Winter | B17 | 100 | 8000 | 5434.63 | 98.31 | 98.32 | 0.01 | 0
2040 | PJM_ROR_2_PJM_ROM | PJM_ROR | PJM_ROM | Internal | Winter | B18 | 400 | 8000 | 4552.56 | 96.35 | 96.37 | 0.01 | 0
2040 | PJM_ROR_2_PJM_ROM | PJM_ROR | PJM_ROM | Internal | Winter | B19 | 700 | 8000 | 7485.41 | 91.21 | 91.22 | 0.01 | 0
2040 | PJM_ROR_2_PJM_ROM | PJM_ROR | PJM_ROM | Internal | Winter | B20 | 935 | 8000 | 2686.66 | 83.36 | 83.37 | 0.01 | 0
2040 | PJM_ROR_2_TVA_Transmission | PJM_ROR | TVA_Transmission | Internal | Shoulder | B11 | 25 | 2500 | 861.6 | 94.56 | 100.56 | 6 | 0
2040 | PJM_ROR_2_TVA_Transmission | PJM_ROR | TVA_Transmission | Internal | Shoulder | B12 | 200 | 2500 | 0 | 92.32 | 97.04 | 6 | 0
2040 | PJM_ROR_2_TVA_Transmission | PJM_ROR | TVA_Transmission | Internal | Shoulder | B13 | 600 | 2500 | 0 | 91.24 | 90.62 | 6 | 0
2040 | PJM_ROR_2_TVA_Transmission | PJM_ROR | TVA_Transmission | Internal | Shoulder | B14 | 900 | 2500 | 0 | 86.18 | 89.08 | 6 | 0
2040 | PJM_ROR_2_TVA_Transmission | PJM_ROR | TVA_Transmission | Internal | Shoulder | B15 | 1203 | 2500 | 123.52 | 79.4 | 85.4 | 6 | 0
2040 | PJM_ROR_2_TVA_Transmission | PJM_ROR | TVA_Transmission | Internal | Summer | B1 | 10 | 2500 | 2500 | 154.53 | 160.54 | 6 | 0.01
2040 | PJM_ROR_2_TVA_Transmission | PJM_ROR | TVA_Transmission | Internal | Summer | B2 | 25 | 2500 | 2500 | 148.47 | 156.25 | 6 | 1.79
2040 | PJM_ROR_2_TVA_Transmission | PJM_ROR | TVA_Transmission | Internal | Summer | B3 | 75 | 2500 | 1500.95 | 146.45 | 152.45 | 6 | 0
2040 | PJM_ROR_2_TVA_Transmission | PJM_ROR | TVA_Transmission | Internal | Summer | B4 | 100 | 2500 | 0 | 145.43 | 148.25 | 6 | 0
2040 | PJM_ROR_2_TVA_Transmission | PJM_ROR | TVA_Transmission | Internal | Summer | B5 | 200 | 2500 | 0 | 128.22 | 122.93 | 6 | 0
2040 | PJM_ROR_2_TVA_Transmission | PJM_ROR | TVA_Transmission | Internal | Summer | B6 | 300 | 2500 | 0 | 105.62 | 103.52 | 6 | 0
2040 | PJM_ROR_2_TVA_Transmission | PJM_ROR | TVA_Transmission | Internal | Summer | B7 | 400 | 2500 | 0 | 91.9 | 94.11 | 6 | 0
2040 | PJM_ROR_2_TVA_Transmission | PJM_ROR | TVA_Transmission | Internal | Summer | B8 | 500 | 2500 | 0 | 89.14 | 88.68 | 6 | 0
2040 | PJM_ROR_2_TVA_Transmission | PJM_ROR | TVA_Transmission | Internal | Summer | B9 | 800 | 2500 | 0 | 81.11 | 84.04 | 6 | 0
2040 | PJM_ROR_2_TVA_Transmission | PJM_ROR | TVA_Transmission | Internal | Summer | B10 | 1262 | 2500 | 0 | 77.63 | 82.76 | 6 | 0
2040 | PJM_ROR_2_TVA_Transmission | PJM_ROR | TVA_Transmission | Internal | Winter | B16 | 25 | 2500 | 0 | 101.34 | 107.16 | 6 | 0
2040 | PJM_ROR_2_TVA_Transmission | PJM_ROR | TVA_Transmission | Internal | Winter | B17 | 100 | 2500 | 0 | 98.31 | 101.26 | 6 | 0
2040 | PJM_ROR_2_TVA_Transmission | PJM_ROR | TVA_Transmission | Internal | Winter | B18 | 400 | 2500 | 0 | 96.35 | 94.49 | 6 | 0
2040 | PJM_ROR_2_TVA_Transmission | PJM_ROR | TVA_Transmission | Internal | Winter | B19 | 700 | 2500 | 0 | 91.21 | 91.89 | 6 | 0
2040 | PJM_ROR_2_TVA_Transmission | PJM_ROR | TVA_Transmission | Internal | Winter | B20 | 935 | 2500 | 470.37 | 83.36 | 89.36 | 6 | 0
2040 | PJM_ROR_2_VACAR | PJM_ROR | VACAR | Internal | Shoulder | B11 | 25 | 3000 | 411.85 | 94.56 | 100.56 | 6 | 0
2040 | PJM_ROR_2_VACAR | PJM_ROR | VACAR | Internal | Shoulder | B12 | 200 | 3000 | 0 | 92.32 | 96.84 | 6 | 0
2040 | PJM_ROR_2_VACAR | PJM_ROR | VACAR | Internal | Shoulder | B13 | 600 | 3000 | 0 | 91.24 | 84.79 | 6 | 0
2040 | PJM_ROR_2_VACAR | PJM_ROR | VACAR | Internal | Shoulder | B14 | 900 | 3000 | 0 | 86.18 | 84.79 | 6 | 0
2040 | PJM_ROR_2_VACAR | PJM_ROR | VACAR | Internal | Shoulder | B15 | 1203 | 3000 | 0 | 79.4 | 84.79 | 6 | 0
2040 | PJM_ROR_2_VACAR | PJM_ROR | VACAR | Internal | Summer | B1 | 10 | 3000 | 242.32 | 154.53 | 160.53 | 6 | 0
2040 | PJM_ROR_2_VACAR | PJM_ROR | VACAR | Internal | Summer | B2 | 25 | 3000 | 1322.66 | 148.47 | 154.47 | 6 | 0
2040 | PJM_ROR_2_VACAR | PJM_ROR | VACAR | Internal | Summer | B3 | 75 | 3000 | 3000 | 146.45 | 154.47 | 6 | 2.02
2040 | PJM_ROR_2_VACAR | PJM_ROR | VACAR | Internal | Summer | B4 | 100 | 3000 | 1030.27 | 145.43 | 151.43 | 6 | 0
2040 | PJM_ROR_2_VACAR | PJM_ROR | VACAR | Internal | Summer | B5 | 200 | 3000 | 0 | 128.22 | 122.78 | 6 | 0
2040 | PJM_ROR_2_VACAR | PJM_ROR | VACAR | Internal | Summer | B6 | 300 | 3000 | 0 | 105.62 | 105.83 | 6 | 0
2040 | PJM_ROR_2_VACAR | PJM_ROR | VACAR | Internal | Summer | B7 | 400 | 3000 | 0 | 91.9 | 95.38 | 6 | 0
2040 | PJM_ROR_2_VACAR | PJM_ROR | VACAR | Internal | Summer | B8 | 500 | 3000 | 0 | 89.14 | 88.83 | 6 | 0
2040 | PJM_ROR_2_VACAR | PJM_ROR | VACAR | Internal | Summer | B9 | 800 | 3000 | 0 | 81.11 | 82.53 | 6 | 0
2040 | PJM_ROR_2_VACAR | PJM_ROR | VACAR | Internal | Summer | B10 | 1262 | 3000 | 0 | 77.63 | 82.53 | 6 | 0
2040 | PJM_ROR_2_VACAR | PJM_ROR | VACAR | Internal | Winter | B16 | 25 | 3000 | 3000 | 101.34 | 116.16 | 6 | 8.83
2040 | PJM_ROR_2_VACAR | PJM_ROR | VACAR | Internal | Winter | B17 | 100 | 3000 | 53.4 | 98.31 | 104.31 | 6 | 0
2040 | PJM_ROR_2_VACAR | PJM_ROR | VACAR | Internal | Winter | B18 | 400 | 3000 | 0 | 96.35 | 90.12 | 6 | 0
2040 | PJM_ROR_2_VACAR | PJM_ROR | VACAR | Internal | Winter | B19 | 700 | 3000 | 0 | 91.21 | 90.12 | 6 | 0
2040 | PJM_ROR_2_VACAR | PJM_ROR | VACAR | Internal | Winter | B20 | 935 | 3000 | 1773.81 | 83.36 | 89.36 | 6 | 0
2040 | PJM_ROM_2_PJM_E | PJM_ROM | PJM_E | Internal | Shoulder | B11 | 25 | 8000 | 0 | 94.55 | 94.53 | 0.01 | 0
2040 | PJM_ROM_2_PJM_E | PJM_ROM | PJM_E | Internal | Shoulder | B12 | 200 | 8000 | 0 | 92.3 | 92.29 | 0.01 | 0
2040 | PJM_ROM_2_PJM_E | PJM_ROM | PJM_E | Internal | Shoulder | B13 | 600 | 8000 | 952.61 | 91.22 | 91.24 | 0.01 | 0
2040 | PJM_ROM_2_PJM_E | PJM_ROM | PJM_E | Internal | Shoulder | B14 | 900 | 8000 | 2205.97 | 86.16 | 86.18 | 0.01 | 0
2040 | PJM_ROM_2_PJM_E | PJM_ROM | PJM_E | Internal | Shoulder | B15 | 1203 | 8000 | 2046.99 | 79.39 | 79.4 | 0.01 | 0
2040 | PJM_ROM_2_PJM_E | PJM_ROM | PJM_E | Internal | Summer | B1 | 10 | 8000 | 6242.96 | 154.54 | 154.55 | 0.01 | 0
2040 | PJM_ROM_2_PJM_E | PJM_ROM | PJM_E | Internal | Summer | B2 | 25 | 8000 | 5373.86 | 148.48 | 148.49 | 0.01 | 0
2040 | PJM_ROM_2_PJM_E | PJM_ROM | PJM_E | Internal | Summer | B3 | 75 | 8000 | 1678.3 | 146.44 | 146.45 | 0.01 | 0
2040 | PJM_ROM_2_PJM_E | PJM_ROM | PJM_E | Internal | Summer | B4 | 100 | 8000 | 0 | 145.42 | 145.41 | 0.01 | 0
2040 | PJM_ROM_2_PJM_E | PJM_ROM | PJM_E | Internal | Summer | B5 | 200 | 8000 | 1119.88 | 128.21 | 128.22 | 0.01 | 0
2040 | PJM_ROM_2_PJM_E | PJM_ROM | PJM_E | Internal | Summer | B6 | 300 | 8000 | 347.79 | 105.61 | 105.62 | 0.01 | 0
2040 | PJM_ROM_2_PJM_E | PJM_ROM | PJM_E | Internal | Summer | B7 | 400 | 8000 | 290.64 | 91.88 | 91.9 | 0.01 | 0
2040 | PJM_ROM_2_PJM_E | PJM_ROM | PJM_E | Internal | Summer | B8 | 500 | 8000 | 802.09 | 89.13 | 89.14 | 0.01 | 0
2040 | PJM_ROM_2_PJM_E | PJM_ROM | PJM_E | Internal | Summer | B9 | 800 | 8000 | 4636.31 | 81.12 | 81.13 | 0.01 | 0
2040 | PJM_ROM_2_PJM_E | PJM_ROM | PJM_E | Internal | Summer | B10 | 1262 | 8000 | 2414.87 | 77.62 | 77.63 | 0.01 | 0
2040 | PJM_ROM_2_PJM_E | PJM_ROM | PJM_E | Internal | Winter | B16 | 25 | 8000 | 3338.29 | 101.35 | 101.36 | 0.01 | 0
2040 | PJM_ROM_2_PJM_E | PJM_ROM | PJM_E | Internal | Winter | B17 | 100 | 8000 | 4401.05 | 98.32 | 98.33 | 0.01 | 0
2040 | PJM_ROM_2_PJM_E | PJM_ROM | PJM_E | Internal | Winter | B18 | 400 | 8000 | 3720.93 | 96.37 | 96.38 | 0.01 | 0
2040 | PJM_ROM_2_PJM_E | PJM_ROM | PJM_E | Internal | Winter | B19 | 700 | 8000 | 5548.09 | 91.22 | 91.23 | 0.01 | 0
2040 | PJM_ROM_2_PJM_E | PJM_ROM | PJM_E | Internal | Winter | B20 | 935 | 8000 | 3104.86 | 83.37 | 83.38 | 0.01 | 0
2040 | PJM_ROM_2_PJM_ROR | PJM_ROM | PJM_ROR | Internal | Shoulder | B11 | 25 | 8000 | 7695.91 | 94.55 | 94.56 | 0.01 | 0
2040 | PJM_ROM_2_PJM_ROR | PJM_ROM | PJM_ROR | Internal | Shoulder | B12 | 200 | 8000 | 5940.07 | 92.3 | 92.32 | 0.01 | 0
2040 | PJM_ROM_2_PJM_ROR | PJM_ROM | PJM_ROR | Internal | Shoulder | B13 | 600 | 8000 | 4939.11 | 91.22 | 91.24 | 0.01 | 0
2040 | PJM_ROM_2_PJM_ROR | PJM_ROM | PJM_ROR | Internal | Shoulder | B14 | 900 | 8000 | 1113.44 | 86.16 | 86.18 | 0.01 | 0
2040 | PJM_ROM_2_PJM_ROR | PJM_ROM | PJM_ROR | Internal | Shoulder | B15 | 1203 | 8000 | 3833.11 | 79.39 | 79.4 | 0.01 | 0
2040 | PJM_ROM_2_PJM_ROR | PJM_ROM | PJM_ROR | Internal | Summer | B1 | 10 | 8000 | 0 | 154.54 | 154.53 | 0.01 | 0
2040 | PJM_ROM_2_PJM_ROR | PJM_ROM | PJM_ROR | Internal | Summer | B2 | 25 | 8000 | 0 | 148.48 | 148.47 | 0.01 | 0
2040 | PJM_ROM_2_PJM_ROR | PJM_ROM | PJM_ROR | Internal | Summer | B3 | 75 | 8000 | 3771.33 | 146.44 | 146.45 | 0.01 | 0
2040 | PJM_ROM_2_PJM_ROR | PJM_ROM | PJM_ROR | Internal | Summer | B4 | 100 | 8000 | 6837.6 | 145.42 | 145.43 | 0.01 | 0
2040 | PJM_ROM_2_PJM_ROR | PJM_ROM | PJM_ROR | Internal | Summer | B5 | 200 | 8000 | 4753.39 | 128.21 | 128.22 | 0.01 | 0
2040 | PJM_ROM_2_PJM_ROR | PJM_ROM | PJM_ROR | Internal | Summer | B6 | 300 | 8000 | 4840.71 | 105.61 | 105.62 | 0.01 | 0
2040 | PJM_ROM_2_PJM_ROR | PJM_ROM | PJM_ROR | Internal | Summer | B7 | 400 | 8000 | 5282.05 | 91.88 | 91.9 | 0.01 | 0
2040 | PJM_ROM_2_PJM_ROR | PJM_ROM | PJM_ROR | Internal | Summer | B8 | 500 | 8000 | 3505.4 | 89.13 | 89.14 | 0.01 | 0
2040 | PJM_ROM_2_PJM_ROR | PJM_ROM | PJM_ROR | Internal | Summer | B9 | 800 | 8000 | 0 | 81.12 | 81.11 | 0.01 | 0
2040 | PJM_ROM_2_PJM_ROR | PJM_ROM | PJM_ROR | Internal | Summer | B10 | 1262 | 8000 | 3286.09 | 77.62 | 77.63 | 0.01 | 0
2040 | PJM_ROM_2_PJM_ROR | PJM_ROM | PJM_ROR | Internal | Winter | B16 | 25 | 8000 | 0 | 101.35 | 101.34 | 0.01 | 0
2040 | PJM_ROM_2_PJM_ROR | PJM_ROM | PJM_ROR | Internal | Winter | B17 | 100 | 8000 | 0 | 98.32 | 98.31 | 0.01 | 0
2040 | PJM_ROM_2_PJM_ROR | PJM_ROM | PJM_ROR | Internal | Winter | B18 | 400 | 8000 | 0 | 96.37 | 96.35 | 0.01 | 0
2040 | PJM_ROM_2_PJM_ROR | PJM_ROM | PJM_ROR | Internal | Winter | B19 | 700 | 8000 | 0 | 91.22 | 91.21 | 0.01 | 0
2040 | PJM_ROM_2_PJM_ROR | PJM_ROM | PJM_ROR | Internal | Winter | B20 | 935 | 8000 | 0 | 83.37 | 83.36 | 0.01 | 0
2040 | SOCO_2_ENT | SOCO | ENT | Internal | Shoulder | B11 | 25 | 2400 | 0 | 97.46 | 98.32 | 10 | 0
2040 | SOCO_2_ENT | SOCO | ENT | Internal | Shoulder | B12 | 200 | 2400 | 0 | 97.46 | 95 | 10 | 0
2040 | SOCO_2_ENT | SOCO | ENT | Internal | Shoulder | B13 | 600 | 2400 | 0 | 90.51 | 95 | 10 | 0
2040 | SOCO_2_ENT | SOCO | ENT | Internal | Shoulder | B14 | 900 | 2400 | 0 | 84.3 | 87.23 | 10 | 0
2040 | SOCO_2_ENT | SOCO | ENT | Internal | Shoulder | B15 | 1203 | 2400 | 0 | 84.3 | 82.2 | 10 | 0
2040 | SOCO_2_ENT | SOCO | ENT | Internal | Summer | B1 | 10 | 2400 | 0 | 160.54 | 152.54 | 10 | 0
2040 | SOCO_2_ENT | SOCO | ENT | Internal | Summer | B2 | 25 | 2400 | 0 | 157.3 | 149.3 | 10 | 0
2040 | SOCO_2_ENT | SOCO | ENT | Internal | Summer | B3 | 75 | 2400 | 0 | 157.3 | 148.93 | 10 | 0
2040 | SOCO_2_ENT | SOCO | ENT | Internal | Summer | B4 | 100 | 2400 | 0 | 148.25 | 140.25 | 10 | 0
2040 | SOCO_2_ENT | SOCO | ENT | Internal | Summer | B5 | 200 | 2400 | 0 | 112.93 | 122.22 | 10 | 0
2040 | SOCO_2_ENT | SOCO | ENT | Internal | Summer | B6 | 300 | 2400 | 0 | 95.83 | 96.3 | 10 | 0
2040 | SOCO_2_ENT | SOCO | ENT | Internal | Summer | B7 | 400 | 2400 | 0 | 95.83 | 93.05 | 10 | 0
2040 | SOCO_2_ENT | SOCO | ENT | Internal | Summer | B8 | 500 | 2400 | 0 | 95.83 | 93.05 | 10 | 0
2040 | SOCO_2_ENT | SOCO | ENT | Internal | Summer | B9 | 800 | 2400 | 0 | 87.42 | 87.11 | 10 | 0
2040 | SOCO_2_ENT | SOCO | ENT | Internal | Summer | B10 | 1262 | 2400 | 0 | 82.91 | 83.45 | 10 | 0
2040 | SOCO_2_ENT | SOCO | ENT | Internal | Winter | B16 | 25 | 2400 | 0 | 106.16 | 99.16 | 10 | 0
2040 | SOCO_2_ENT | SOCO | ENT | Internal | Winter | B17 | 100 | 2400 | 0 | 101.28 | 99.16 | 10 | 0
2040 | SOCO_2_ENT | SOCO | ENT | Internal | Winter | B18 | 400 | 2400 | 8.3 | 87.55 | 97.55 | 10 | 0
2040 | SOCO_2_ENT | SOCO | ENT | Internal | Winter | B19 | 700 | 2400 | 0 | 87.55 | 91.29 | 10 | 0
2040 | SOCO_2_ENT | SOCO | ENT | Internal | Winter | B20 | 935 | 2400 | 0 | 87.55 | 86.71 | 10 | 0
2040 | SOCO_2_FRCC | SOCO | FRCC | Internal | Shoulder | B11 | 25 | 3700 | 0 | 97.46 | 102.44 | 10 | 0
2040 | SOCO_2_FRCC | SOCO | FRCC | Internal | Shoulder | B12 | 200 | 3700 | 0 | 97.46 | 102.44 | 10 | 0
2040 | SOCO_2_FRCC | SOCO | FRCC | Internal | Shoulder | B13 | 600 | 3700 | 1576.91 | 90.51 | 100.51 | 10 | 0
2040 | SOCO_2_FRCC | SOCO | FRCC | Internal | Shoulder | B14 | 900 | 3700 | 0 | 84.3 | 88.54 | 10 | 0
2040 | SOCO_2_FRCC | SOCO | FRCC | Internal | Shoulder | B15 | 1203 | 3700 | 0 | 84.3 | 88.54 | 10 | 0
2040 | SOCO_2_FRCC | SOCO | FRCC | Internal | Summer | B1 | 10 | 3700 | 0 | 160.54 | 162.9 | 10 | 0
2040 | SOCO_2_FRCC | SOCO | FRCC | Internal | Summer | B2 | 25 | 3700 | 0 | 157.3 | 162.9 | 10 | 0
2040 | SOCO_2_FRCC | SOCO | FRCC | Internal | Summer | B3 | 75 | 3700 | 0 | 157.3 | 162.9 | 10 | 0
2040 | SOCO_2_FRCC | SOCO | FRCC | Internal | Summer | B4 | 100 | 3700 | 0 | 148.25 | 140.25 | 10 | 0
2040 | SOCO_2_FRCC | SOCO | FRCC | Internal | Summer | B5 | 200 | 3700 | 0 | 112.93 | 101.2 | 10 | 0
2040 | SOCO_2_FRCC | SOCO | FRCC | Internal | Summer | B6 | 300 | 3700 | 0 | 95.83 | 101.2 | 10 | 0
2040 | SOCO_2_FRCC | SOCO | FRCC | Internal | Summer | B7 | 400 | 3700 | 0 | 95.83 | 101.2 | 10 | 0
2040 | SOCO_2_FRCC | SOCO | FRCC | Internal | Summer | B8 | 500 | 3700 | 0 | 95.83 | 101.2 | 10 | 0
2040 | SOCO_2_FRCC | SOCO | FRCC | Internal | Summer | B9 | 800 | 3700 | 0 | 87.42 | 87.48 | 10 | 0
2040 | SOCO_2_FRCC | SOCO | FRCC | Internal | Summer | B10 | 1262 | 3700 | 0 | 82.91 | 87.48 | 10 | 0
2040 | SOCO_2_FRCC | SOCO | FRCC | Internal | Winter | B16 | 25 | 3700 | 0 | 106.16 | 105.61 | 10 | 0
2040 | SOCO_2_FRCC | SOCO | FRCC | Internal | Winter | B17 | 100 | 3700 | 0 | 101.28 | 105.61 | 10 | 0
2040 | SOCO_2_FRCC | SOCO | FRCC | Internal | Winter | B18 | 400 | 3700 | 0 | 87.55 | 91.23 | 10 | 0
2040 | SOCO_2_FRCC | SOCO | FRCC | Internal | Winter | B19 | 700 | 3700 | 0 | 87.55 | 91.23 | 10 | 0
2040 | SOCO_2_FRCC | SOCO | FRCC | Internal | Winter | B20 | 935 | 3700 | 0 | 87.55 | 91.23 | 10 | 0
2040 | SOCO_2_TVA_Transmission | SOCO | TVA_Transmission | Internal | Shoulder | B11 | 25 | 2600 | 0 | 97.46 | 100.56 | 10 | 0
2040 | SOCO_2_TVA_Transmission | SOCO | TVA_Transmission | Internal | Shoulder | B12 | 200 | 2600 | 0 | 97.46 | 97.04 | 10 | 0
2040 | SOCO_2_TVA_Transmission | SOCO | TVA_Transmission | Internal | Shoulder | B13 | 600 | 2600 | 0 | 90.51 | 90.62 | 10 | 0
2040 | SOCO_2_TVA_Transmission | SOCO | TVA_Transmission | Internal | Shoulder | B14 | 900 | 2600 | 0 | 84.3 | 89.08 | 10 | 0
2040 | SOCO_2_TVA_Transmission | SOCO | TVA_Transmission | Internal | Shoulder | B15 | 1203 | 2600 | 0 | 84.3 | 85.4 | 10 | 0
2040 | SOCO_2_TVA_Transmission | SOCO | TVA_Transmission | Internal | Summer | B1 | 10 | 2600 | 0 | 160.54 | 160.54 | 10 | 0
2040 | SOCO_2_TVA_Transmission | SOCO | TVA_Transmission | Internal | Summer | B2 | 25 | 2600 | 0 | 157.3 | 156.25 | 10 | 0
2040 | SOCO_2_TVA_Transmission | SOCO | TVA_Transmission | Internal | Summer | B3 | 75 | 2600 | 0 | 157.3 | 152.45 | 10 | 0
2040 | SOCO_2_TVA_Transmission | SOCO | TVA_Transmission | Internal | Summer | B4 | 100 | 2600 | 0 | 148.25 | 148.25 | 10 | 0
2040 | SOCO_2_TVA_Transmission | SOCO | TVA_Transmission | Internal | Summer | B5 | 200 | 2600 | 700 | 112.93 | 122.93 | 10 | 0
2040 | SOCO_2_TVA_Transmission | SOCO | TVA_Transmission | Internal | Summer | B6 | 300 | 2600 | 0 | 95.83 | 103.52 | 10 | 0
2040 | SOCO_2_TVA_Transmission | SOCO | TVA_Transmission | Internal | Summer | B7 | 400 | 2600 | 0 | 95.83 | 94.11 | 10 | 0
2040 | SOCO_2_TVA_Transmission | SOCO | TVA_Transmission | Internal | Summer | B8 | 500 | 2600 | 0 | 95.83 | 88.68 | 10 | 0
2040 | SOCO_2_TVA_Transmission | SOCO | TVA_Transmission | Internal | Summer | B9 | 800 | 2600 | 0 | 87.42 | 84.04 | 10 | 0
2040 | SOCO_2_TVA_Transmission | SOCO | TVA_Transmission | Internal | Summer | B10 | 1262 | 2600 | 0 | 82.91 | 82.76 | 10 | 0
2040 | SOCO_2_TVA_Transmission | SOCO | TVA_Transmission | Internal | Winter | B16 | 25 | 2600 | 0 | 106.16 | 107.16 | 10 | 0
2040 | SOCO_2_TVA_Transmission | SOCO | TVA_Transmission | Internal | Winter | B17 | 100 | 2600 | 0 | 101.28 | 101.26 | 10 | 0
2040 | SOCO_2_TVA_Transmission | SOCO | TVA_Transmission | Internal | Winter | B18 | 400 | 2600 | 0 | 87.55 | 94.49 | 10 | 0
2040 | SOCO_2_TVA_Transmission | SOCO | TVA_Transmission | Internal | Winter | B19 | 700 | 2600 | 0 | 87.55 | 91.89 | 10 | 0
2040 | SOCO_2_TVA_Transmission | SOCO | TVA_Transmission | Internal | Winter | B20 | 935 | 2600 | 0 | 87.55 | 89.36 | 10 | 0
2040 | SOCO_2_VACAR | SOCO | VACAR | Internal | Shoulder | B11 | 25 | 2000 | 0 | 97.46 | 100.56 | 10 | 0
2040 | SOCO_2_VACAR | SOCO | VACAR | Internal | Shoulder | B12 | 200 | 2000 | 0 | 97.46 | 96.84 | 10 | 0
2040 | SOCO_2_VACAR | SOCO | VACAR | Internal | Shoulder | B13 | 600 | 2000 | 0 | 90.51 | 84.79 | 10 | 0
2040 | SOCO_2_VACAR | SOCO | VACAR | Internal | Shoulder | B14 | 900 | 2000 | 0 | 84.3 | 84.79 | 10 | 0
2040 | SOCO_2_VACAR | SOCO | VACAR | Internal | Shoulder | B15 | 1203 | 2000 | 0 | 84.3 | 84.79 | 10 | 0
2040 | SOCO_2_VACAR | SOCO | VACAR | Internal | Summer | B1 | 10 | 2000 | 0 | 160.54 | 160.53 | 10 | 0
2040 | SOCO_2_VACAR | SOCO | VACAR | Internal | Summer | B2 | 25 | 2000 | 0 | 157.3 | 154.47 | 10 | 0
2040 | SOCO_2_VACAR | SOCO | VACAR | Internal | Summer | B3 | 75 | 2000 | 0 | 157.3 | 154.47 | 10 | 0
2040 | SOCO_2_VACAR | SOCO | VACAR | Internal | Summer | B4 | 100 | 2000 | 0 | 148.25 | 151.43 | 10 | 0
2040 | SOCO_2_VACAR | SOCO | VACAR | Internal | Summer | B5 | 200 | 2000 | 0 | 112.93 | 122.78 | 10 | 0
2040 | SOCO_2_VACAR | SOCO | VACAR | Internal | Summer | B6 | 300 | 2000 | 339.19 | 95.83 | 105.83 | 10 | 0
2040 | SOCO_2_VACAR | SOCO | VACAR | Internal | Summer | B7 | 400 | 2000 | 0 | 95.83 | 95.38 | 10 | 0
2040 | SOCO_2_VACAR | SOCO | VACAR | Internal | Summer | B8 | 500 | 2000 | 0 | 95.83 | 88.83 | 10 | 0
2040 | SOCO_2_VACAR | SOCO | VACAR | Internal | Summer | B9 | 800 | 2000 | 0 | 87.42 | 82.53 | 10 | 0
2040 | SOCO_2_VACAR | SOCO | VACAR | Internal | Summer | B10 | 1262 | 2000 | 0 | 82.91 | 82.53 | 10 | 0
2040 | SOCO_2_VACAR | SOCO | VACAR | Internal | Winter | B16 | 25 | 2000 | 678.2 | 106.16 | 116.16 | 10 | 0
2040 | SOCO_2_VACAR | SOCO | VACAR | Internal | Winter | B17 | 100 | 2000 | 0 | 101.28 | 104.31 | 10 | 0
2040 | SOCO_2_VACAR | SOCO | VACAR | Internal | Winter | B18 | 400 | 2000 | 0 | 87.55 | 90.12 | 10 | 0
2040 | SOCO_2_VACAR | SOCO | VACAR | Internal | Winter | B19 | 700 | 2000 | 0 | 87.55 | 90.12 | 10 | 0
2040 | SOCO_2_VACAR | SOCO | VACAR | Internal | Winter | B20 | 935 | 2000 | 0 | 87.55 | 89.36 | 10 | 0
2040 | SPP_N_2_ENT | SPP_N | ENT | Internal | Shoulder | B11 | 25 | 1800 | 0 | 95.02 | 98.32 | 5 | 0
2040 | SPP_N_2_ENT | SPP_N | ENT | Internal | Shoulder | B12 | 200 | 1800 | 1800 | 89.98 | 95 | 5 | 0.01
2040 | SPP_N_2_ENT | SPP_N | ENT | Internal | Shoulder | B13 | 600 | 1800 | 1800 | 83 | 95 | 5 | 7
2040 | SPP_N_2_ENT | SPP_N | ENT | Internal | Shoulder | B14 | 900 | 1800 | 1456.44 | 82.23 | 87.23 | 5 | 0
2040 | SPP_N_2_ENT | SPP_N | ENT | Internal | Shoulder | B15 | 1203 | 1800 | 1800 | 76.96 | 82.2 | 5 | 0.25
2040 | SPP_N_2_ENT | SPP_N | ENT | Internal | Summer | B1 | 10 | 1800 | 569.23 | 147.54 | 152.54 | 5 | 0
2040 | SPP_N_2_ENT | SPP_N | ENT | Internal | Summer | B2 | 25 | 1800 | 0 | 148.24 | 149.3 | 5 | 0
2040 | SPP_N_2_ENT | SPP_N | ENT | Internal | Summer | B3 | 75 | 1800 | 0 | 148.66 | 148.93 | 5 | 0
2040 | SPP_N_2_ENT | SPP_N | ENT | Internal | Summer | B4 | 100 | 1800 | 0 | 148.09 | 140.25 | 5 | 0
2040 | SPP_N_2_ENT | SPP_N | ENT | Internal | Summer | B5 | 200 | 1800 | 0 | 125.23 | 122.22 | 5 | 0
2040 | SPP_N_2_ENT | SPP_N | ENT | Internal | Summer | B6 | 300 | 1800 | 0 | 100.63 | 96.3 | 5 | 0
2040 | SPP_N_2_ENT | SPP_N | ENT | Internal | Summer | B7 | 400 | 1800 | 0 | 96.34 | 93.05 | 5 | 0
2040 | SPP_N_2_ENT | SPP_N | ENT | Internal | Summer | B8 | 500 | 1800 | 0 | 92.76 | 93.05 | 5 | 0
2040 | SPP_N_2_ENT | SPP_N | ENT | Internal | Summer | B9 | 800 | 1800 | 554.84 | 82.11 | 87.11 | 5 | 0
2040 | SPP_N_2_ENT | SPP_N | ENT | Internal | Summer | B10 | 1262 | 1800 | 0 | 80.3 | 83.45 | 5 | 0
2040 | SPP_N_2_ENT | SPP_N | ENT | Internal | Winter | B16 | 25 | 1800 | 1800 | 94.15 | 99.16 | 5 | 0.01
2040 | SPP_N_2_ENT | SPP_N | ENT | Internal | Winter | B17 | 100 | 1800 | 1800 | 86.78 | 99.16 | 5 | 7.38
2040 | SPP_N_2_ENT | SPP_N | ENT | Internal | Winter | B18 | 400 | 1800 | 1800 | 88.16 | 97.55 | 5 | 4.38
2040 | SPP_N_2_ENT | SPP_N | ENT | Internal | Winter | B19 | 700 | 1800 | 1203.76 | 86.29 | 91.29 | 5 | 0
2040 | SPP_N_2_ENT | SPP_N | ENT | Internal | Winter | B20 | 935 | 1800 | 510.63 | 81.71 | 86.71 | 5 | 0
2040 | SPP_N_2_MISO_MO-IL | SPP_N | MISO_MO-IL | Internal | Shoulder | B11 | 25 | 2000 | 0 | 95.02 | 95.99 | 5 | 0
2040 | SPP_N_2_MISO_MO-IL | SPP_N | MISO_MO-IL | Internal | Shoulder | B12 | 200 | 2000 | 0 | 89.98 | 90.32 | 5 | 0
2040 | SPP_N_2_MISO_MO-IL | SPP_N | MISO_MO-IL | Internal | Shoulder | B13 | 600 | 2000 | 0 | 83 | 87 | 5 | 0
2040 | SPP_N_2_MISO_MO-IL | SPP_N | MISO_MO-IL | Internal | Shoulder | B14 | 900 | 2000 | 0 | 82.23 | 81.23 | 5 | 0
2040 | SPP_N_2_MISO_MO-IL | SPP_N | MISO_MO-IL | Internal | Shoulder | B15 | 1203 | 2000 | 0 | 76.96 | 79.47 | 5 | 0
2040 | SPP_N_2_MISO_MO-IL | SPP_N | MISO_MO-IL | Internal | Summer | B1 | 10 | 2000 | 36.09 | 147.54 | 152.54 | 5 | 0
2040 | SPP_N_2_MISO_MO-IL | SPP_N | MISO_MO-IL | Internal | Summer | B2 | 25 | 2000 | 0 | 148.24 | 148.25 | 5 | 0
2040 | SPP_N_2_MISO_MO-IL | SPP_N | MISO_MO-IL | Internal | Summer | B3 | 75 | 2000 | 0 | 148.66 | 147.42 | 5 | 0
2040 | SPP_N_2_MISO_MO-IL | SPP_N | MISO_MO-IL | Internal | Summer | B4 | 100 | 2000 | 0 | 148.09 | 147.42 | 5 | 0
2040 | SPP_N_2_MISO_MO-IL | SPP_N | MISO_MO-IL | Internal | Summer | B5 | 200 | 2000 | 0 | 125.23 | 130.22 | 5 | 0
2040 | SPP_N_2_MISO_MO-IL | SPP_N | MISO_MO-IL | Internal | Summer | B6 | 300 | 2000 | 0 | 100.63 | 104.3 | 5 | 0
2040 | SPP_N_2_MISO_MO-IL | SPP_N | MISO_MO-IL | Internal | Summer | B7 | 400 | 2000 | 0 | 96.34 | 91.35 | 5 | 0
2040 | SPP_N_2_MISO_MO-IL | SPP_N | MISO_MO-IL | Internal | Summer | B8 | 500 | 2000 | 0 | 92.76 | 85.78 | 5 | 0
2040 | SPP_N_2_MISO_MO-IL | SPP_N | MISO_MO-IL | Internal | Summer | B9 | 800 | 2000 | 0 | 82.11 | 79.11 | 5 | 0
2040 | SPP_N_2_MISO_MO-IL | SPP_N | MISO_MO-IL | Internal | Summer | B10 | 1262 | 2000 | 0 | 80.3 | 77.88 | 5 | 0
2040 | SPP_N_2_MISO_MO-IL | SPP_N | MISO_MO-IL | Internal | Winter | B16 | 25 | 2000 | 2000 | 94.15 | 99.32 | 5 | 0.16
2040 | SPP_N_2_MISO_MO-IL | SPP_N | MISO_MO-IL | Internal | Winter | B17 | 100 | 2000 | 2000 | 86.78 | 95.11 | 5 | 3.33
2040 | SPP_N_2_MISO_MO-IL | SPP_N | MISO_MO-IL | Internal | Winter | B18 | 400 | 2000 | 0 | 88.16 | 91.87 | 5 | 0
2040 | SPP_N_2_MISO_MO-IL | SPP_N | MISO_MO-IL | Internal | Winter | B19 | 700 | 2000 | 0 | 86.29 | 84.54 | 5 | 0
2040 | SPP_N_2_MISO_MO-IL | SPP_N | MISO_MO-IL | Internal | Winter | B20 | 935 | 2000 | 0 | 81.71 | 82.87 | 5 | 0
2040 | SPP_N_2_MISO_W | SPP_N | MISO_W | Internal | Shoulder | B11 | 25 | 750 | 0 | 95.02 | 95.98 | 5 | 0
2040 | SPP_N_2_MISO_W | SPP_N | MISO_W | Internal | Shoulder | B12 | 200 | 750 | 0 | 89.98 | 90.3 | 5 | 0
2040 | SPP_N_2_MISO_W | SPP_N | MISO_W | Internal | Shoulder | B13 | 600 | 750 | 0 | 83 | 86.98 | 5 | 0
2040 | SPP_N_2_MISO_W | SPP_N | MISO_W | Internal | Shoulder | B14 | 900 | 750 | 0 | 82.23 | 79.5 | 5 | 0
2040 | SPP_N_2_MISO_W | SPP_N | MISO_W | Internal | Shoulder | B15 | 1203 | 750 | 0 | 76.96 | 69.96 | 5 | 0
2040 | SPP_N_2_MISO_W | SPP_N | MISO_W | Internal | Summer | B1 | 10 | 750 | 0 | 147.54 | 152.53 | 5 | 0
2040 | SPP_N_2_MISO_W | SPP_N | MISO_W | Internal | Summer | B2 | 25 | 750 | 0 | 148.24 | 148.24 | 5 | 0
2040 | SPP_N_2_MISO_W | SPP_N | MISO_W | Internal | Summer | B3 | 75 | 750 | 0 | 148.66 | 148.67 | 5 | 0
2040 | SPP_N_2_MISO_W | SPP_N | MISO_W | Internal | Summer | B4 | 100 | 750 | 0 | 148.09 | 147.43 | 5 | 0
2040 | SPP_N_2_MISO_W | SPP_N | MISO_W | Internal | Summer | B5 | 200 | 750 | 59.15 | 125.23 | 130.23 | 5 | 0
2040 | SPP_N_2_MISO_W | SPP_N | MISO_W | Internal | Summer | B6 | 300 | 750 | 0 | 100.63 | 104.32 | 5 | 0
2040 | SPP_N_2_MISO_W | SPP_N | MISO_W | Internal | Summer | B7 | 400 | 750 | 0 | 96.34 | 91.34 | 5 | 0
2040 | SPP_N_2_MISO_W | SPP_N | MISO_W | Internal | Summer | B8 | 500 | 750 | 0 | 92.76 | 85.76 | 5 | 0
2040 | SPP_N_2_MISO_W | SPP_N | MISO_W | Internal | Summer | B9 | 800 | 750 | 0 | 82.11 | 79.09 | 5 | 0
2040 | SPP_N_2_MISO_W | SPP_N | MISO_W | Internal | Summer | B10 | 1262 | 750 | 0 | 80.3 | 73.3 | 5 | 0
2040 | SPP_N_2_MISO_W | SPP_N | MISO_W | Internal | Winter | B16 | 25 | 750 | 0 | 94.15 | 74.71 | 5 | 0
2040 | SPP_N_2_MISO_W | SPP_N | MISO_W | Internal | Winter | B17 | 100 | 750 | 0 | 86.78 | 79.78 | 5 | 0
2040 | SPP_N_2_MISO_W | SPP_N | MISO_W | Internal | Winter | B18 | 400 | 750 | 0 | 88.16 | 84.53 | 5 | 0
2040 | SPP_N_2_MISO_W | SPP_N | MISO_W | Internal | Winter | B19 | 700 | 750 | 0 | 86.29 | 84.53 | 5 | 0
2040 | SPP_N_2_MISO_W | SPP_N | MISO_W | Internal | Winter | B20 | 935 | 750 | 0 | 81.71 | 74.71 | 5 | 0
2040 | SPP_N_2_NE | SPP_N | NE | Internal | Shoulder | B11 | 25 | 332 | 332 | 95.02 | 95.98 | 0.01 | 0.95
2040 | SPP_N_2_NE | SPP_N | NE | Internal | Shoulder | B12 | 200 | 332 | 0 | 89.98 | 89.97 | 0.01 | 0
2040 | SPP_N_2_NE | SPP_N | NE | Internal | Shoulder | B13 | 600 | 332 | 0 | 83 | 82.99 | 0.01 | 0
2040 | SPP_N_2_NE | SPP_N | NE | Internal | Shoulder | B14 | 900 | 332 | 0 | 82.23 | 82.21 | 0.01 | 0
2040 | SPP_N_2_NE | SPP_N | NE | Internal | Shoulder | B15 | 1203 | 332 | 0 | 76.96 | 76.94 | 0.01 | 0
2040 | SPP_N_2_NE | SPP_N | NE | Internal | Summer | B1 | 10 | 332 | 332 | 147.54 | 152.9 | 0.01 | 5.35
2040 | SPP_N_2_NE | SPP_N | NE | Internal | Summer | B2 | 25 | 332 | 0 | 148.24 | 148.24 | 0.01 | 0
2040 | SPP_N_2_NE | SPP_N | NE | Internal | Summer | B3 | 75 | 332 | 196.3 | 148.66 | 148.67 | 0.01 | 0
2040 | SPP_N_2_NE | SPP_N | NE | Internal | Summer | B4 | 100 | 332 | 158.22 | 148.09 | 148.1 | 0.01 | 0
2040 | SPP_N_2_NE | SPP_N | NE | Internal | Summer | B5 | 200 | 332 | 332 | 125.23 | 130.23 | 0.01 | 4.99
2040 | SPP_N_2_NE | SPP_N | NE | Internal | Summer | B6 | 300 | 332 | 332 | 100.63 | 104.32 | 0.01 | 3.68
2040 | SPP_N_2_NE | SPP_N | NE | Internal | Summer | B7 | 400 | 332 | 25.51 | 96.34 | 96.36 | 0.01 | 0
2040 | SPP_N_2_NE | SPP_N | NE | Internal | Summer | B8 | 500 | 332 | 0 | 92.76 | 92.75 | 0.01 | 0
2040 | SPP_N_2_NE | SPP_N | NE | Internal | Summer | B9 | 800 | 332 | 0 | 82.11 | 82.09 | 0.01 | 0
2040 | SPP_N_2_NE | SPP_N | NE | Internal | Summer | B10 | 1262 | 332 | 0 | 80.3 | 80.29 | 0.01 | 0
2040 | SPP_N_2_NE | SPP_N | NE | Internal | Winter | B16 | 25 | 332 | 0 | 94.15 | 81.71 | 0.01 | 0
2040 | SPP_N_2_NE | SPP_N | NE | Internal | Winter | B17 | 100 | 332 | 0 | 86.78 | 86.77 | 0.01 | 0
2040 | SPP_N_2_NE | SPP_N | NE | Internal | Winter | B18 | 400 | 332 | 0 | 88.16 | 88.15 | 0.01 | 0
2040 | SPP_N_2_NE | SPP_N | NE | Internal | Winter | B19 | 700 | 332 | 0 | 86.29 | 86.28 | 0.01 | 0
2040 | SPP_N_2_NE | SPP_N | NE | Internal | Winter | B20 | 935 | 332 | 0 | 81.71 | 81.7 | 0.01 | 0
2040 | SPP_N_2_SPP_S | SPP_N | SPP_S | Internal | Shoulder | B11 | 25 | 4000 | 0 | 95.02 | 95.01 | 0.01 | 0
2040 | SPP_N_2_SPP_S | SPP_N | SPP_S | Internal | Shoulder | B12 | 200 | 4000 | 1319.95 | 89.98 | 90 | 0.01 | 0
2040 | SPP_N_2_SPP_S | SPP_N | SPP_S | Internal | Shoulder | B13 | 600 | 4000 | 1556.14 | 83 | 83.01 | 0.01 | 0
2040 | SPP_N_2_SPP_S | SPP_N | SPP_S | Internal | Shoulder | B14 | 900 | 4000 | 0 | 82.23 | 82.03 | 0.01 | 0
2040 | SPP_N_2_SPP_S | SPP_N | SPP_S | Internal | Shoulder | B15 | 1203 | 4000 | 2448.42 | 76.96 | 76.97 | 0.01 | 0
2040 | SPP_N_2_SPP_S | SPP_N | SPP_S | Internal | Summer | B1 | 10 | 4000 | 0 | 147.54 | 97.35 | 0.01 | 0
2040 | SPP_N_2_SPP_S | SPP_N | SPP_S | Internal | Summer | B2 | 25 | 4000 | 0 | 148.24 | 135.25 | 0.01 | 0
2040 | SPP_N_2_SPP_S | SPP_N | SPP_S | Internal | Summer | B3 | 75 | 4000 | 0 | 148.66 | 136.41 | 0.01 | 0
2040 | SPP_N_2_SPP_S | SPP_N | SPP_S | Internal | Summer | B4 | 100 | 4000 | 0 | 148.09 | 135.25 | 0.01 | 0
2040 | SPP_N_2_SPP_S | SPP_N | SPP_S | Internal | Summer | B5 | 200 | 4000 | 0 | 125.23 | 117.22 | 0.01 | 0
2040 | SPP_N_2_SPP_S | SPP_N | SPP_S | Internal | Summer | B6 | 300 | 4000 | 392.77 | 100.63 | 100.64 | 0.01 | 0
2040 | SPP_N_2_SPP_S | SPP_N | SPP_S | Internal | Summer | B7 | 400 | 4000 | 1365.78 | 96.34 | 96.36 | 0.01 | 0
2040 | SPP_N_2_SPP_S | SPP_N | SPP_S | Internal | Summer | B8 | 500 | 4000 | 2559.01 | 92.76 | 92.78 | 0.01 | 0
2040 | SPP_N_2_SPP_S | SPP_N | SPP_S | Internal | Summer | B9 | 800 | 4000 | 4000 | 82.11 | 87.98 | 0.01 | 5.87
2040 | SPP_N_2_SPP_S | SPP_N | SPP_S | Internal | Summer | B10 | 1262 | 4000 | 2964.93 | 80.3 | 80.31 | 0.01 | 0
2040 | SPP_N_2_SPP_S | SPP_N | SPP_S | Internal | Winter | B16 | 25 | 4000 | 2391.86 | 94.15 | 94.16 | 0.01 | 0
2040 | SPP_N_2_SPP_S | SPP_N | SPP_S | Internal | Winter | B17 | 100 | 4000 | 2416.87 | 86.78 | 86.79 | 0.01 | 0
2040 | SPP_N_2_SPP_S | SPP_N | SPP_S | Internal | Winter | B18 | 400 | 4000 | 2480.36 | 88.16 | 88.18 | 0.01 | 0
2040 | SPP_N_2_SPP_S | SPP_N | SPP_S | Internal | Winter | B19 | 700 | 4000 | 0 | 86.29 | 86.29 | 0.01 | 0
2040 | SPP_N_2_SPP_S | SPP_N | SPP_S | Internal | Winter | B20 | 935 | 4000 | 3471.76 | 81.71 | 81.72 | 0.01 | 0
2040 | SPP_S_2_ENT | SPP_S | ENT | Internal | Shoulder | B11 | 25 | 850 | 0 | 95.01 | 98.32 | 5 | 0
2040 | SPP_S_2_ENT | SPP_S | ENT | Internal | Shoulder | B12 | 200 | 850 | 451.3 | 90 | 95 | 5 | 0
2040 | SPP_S_2_ENT | SPP_S | ENT | Internal | Shoulder | B13 | 600 | 850 | 850 | 83.01 | 95 | 5 | 6.98
2040 | SPP_S_2_ENT | SPP_S | ENT | Internal | Shoulder | B14 | 900 | 850 | 850 | 82.03 | 87.23 | 5 | 0.2
2040 | SPP_S_2_ENT | SPP_S | ENT | Internal | Shoulder | B15 | 1203 | 850 | 850 | 76.97 | 82.2 | 5 | 0.24
2040 | SPP_S_2_ENT | SPP_S | ENT | Internal | Summer | B1 | 10 | 850 | 850 | 97.35 | 152.54 | 5 | 50.19
2040 | SPP_S_2_ENT | SPP_S | ENT | Internal | Summer | B2 | 25 | 850 | 850 | 135.25 | 149.3 | 5 | 9.05
2040 | SPP_S_2_ENT | SPP_S | ENT | Internal | Summer | B3 | 75 | 850 | 850 | 136.41 | 148.93 | 5 | 7.52
2040 | SPP_S_2_ENT | SPP_S | ENT | Internal | Summer | B4 | 100 | 850 | 688.49 | 135.25 | 140.25 | 5 | 0
2040 | SPP_S_2_ENT | SPP_S | ENT | Internal | Summer | B5 | 200 | 850 | 145.26 | 117.22 | 122.22 | 5 | 0
2040 | SPP_S_2_ENT | SPP_S | ENT | Internal | Summer | B6 | 300 | 850 | 0 | 100.64 | 96.3 | 5 | 0
2040 | SPP_S_2_ENT | SPP_S | ENT | Internal | Summer | B7 | 400 | 850 | 0 | 96.36 | 93.05 | 5 | 0
2040 | SPP_S_2_ENT | SPP_S | ENT | Internal | Summer | B8 | 500 | 850 | 0 | 92.78 | 93.05 | 5 | 0
2040 | SPP_S_2_ENT | SPP_S | ENT | Internal | Summer | B9 | 800 | 850 | 0 | 87.98 | 87.11 | 5 | 0
2040 | SPP_S_2_ENT | SPP_S | ENT | Internal | Summer | B10 | 1262 | 850 | 0 | 80.31 | 83.45 | 5 | 0
2040 | SPP_S_2_ENT | SPP_S | ENT | Internal | Winter | B16 | 25 | 850 | 705.11 | 94.16 | 99.16 | 5 | 0
2040 | SPP_S_2_ENT | SPP_S | ENT | Internal | Winter | B17 | 100 | 850 | 850 | 86.79 | 99.16 | 5 | 7.37
2040 | SPP_S_2_ENT | SPP_S | ENT | Internal | Winter | B18 | 400 | 850 | 850 | 88.18 | 97.55 | 5 | 4.37
2040 | SPP_S_2_ENT | SPP_S | ENT | Internal | Winter | B19 | 700 | 850 | 507.13 | 86.29 | 91.29 | 5 | 0
2040 | SPP_S_2_ENT | SPP_S | ENT | Internal | Winter | B20 | 935 | 850 | 0 | 81.72 | 86.71 | 5 | 0
2040 | SPP_S_2_SPP_N | SPP_S | SPP_N | Internal | Shoulder | B11 | 25 | 640 | 16.7 | 95.01 | 95.02 | 0.01 | 0
2040 | SPP_S_2_SPP_N | SPP_S | SPP_N | Internal | Shoulder | B12 | 200 | 640 | 0 | 90 | 89.98 | 0.01 | 0
2040 | SPP_S_2_SPP_N | SPP_S | SPP_N | Internal | Shoulder | B13 | 600 | 640 | 0 | 83.01 | 83 | 0.01 | 0
2040 | SPP_S_2_SPP_N | SPP_S | SPP_N | Internal | Shoulder | B14 | 900 | 640 | 640 | 82.03 | 82.23 | 0.01 | 0.19
2040 | SPP_S_2_SPP_N | SPP_S | SPP_N | Internal | Shoulder | B15 | 1203 | 640 | 0 | 76.97 | 76.96 | 0.01 | 0
2040 | SPP_S_2_SPP_N | SPP_S | SPP_N | Internal | Summer | B1 | 10 | 640 | 640 | 97.35 | 147.54 | 0.01 | 50.18
2040 | SPP_S_2_SPP_N | SPP_S | SPP_N | Internal | Summer | B2 | 25 | 640 | 640 | 135.25 | 148.24 | 0.01 | 12.98
2040 | SPP_S_2_SPP_N | SPP_S | SPP_N | Internal | Summer | B3 | 75 | 640 | 640 | 136.41 | 148.66 | 0.01 | 12.24
2040 | SPP_S_2_SPP_N | SPP_S | SPP_N | Internal | Summer | B4 | 100 | 640 | 640 | 135.25 | 148.09 | 0.01 | 12.82
2040 | SPP_S_2_SPP_N | SPP_S | SPP_N | Internal | Summer | B5 | 200 | 640 | 640 | 117.22 | 125.23 | 0.01 | 8
2040 | SPP_S_2_SPP_N | SPP_S | SPP_N | Internal | Summer | B6 | 300 | 640 | 0 | 100.64 | 100.63 | 0.01 | 0
2040 | SPP_S_2_SPP_N | SPP_S | SPP_N | Internal | Summer | B7 | 400 | 640 | 0 | 96.36 | 96.34 | 0.01 | 0
2040 | SPP_S_2_SPP_N | SPP_S | SPP_N | Internal | Summer | B8 | 500 | 640 | 0 | 92.78 | 92.76 | 0.01 | 0
2040 | SPP_S_2_SPP_N | SPP_S | SPP_N | Internal | Summer | B9 | 800 | 640 | 0 | 87.98 | 82.11 | 0.01 | 0
2040 | SPP_S_2_SPP_N | SPP_S | SPP_N | Internal | Summer | B10 | 1262 | 640 | 0 | 80.31 | 80.3 | 0.01 | 0
2040 | SPP_S_2_SPP_N | SPP_S | SPP_N | Internal | Winter | B16 | 25 | 640 | 0 | 94.16 | 94.15 | 0.01 | 0
2040 | SPP_S_2_SPP_N | SPP_S | SPP_N | Internal | Winter | B17 | 100 | 640 | 0 | 86.79 | 86.78 | 0.01 | 0
2040 | SPP_S_2_SPP_N | SPP_S | SPP_N | Internal | Winter | B18 | 400 | 640 | 0 | 88.18 | 88.16 | 0.01 | 0
2040 | SPP_S_2_SPP_N | SPP_S | SPP_N | Internal | Winter | B19 | 700 | 640 | 0 | 86.29 | 86.29 | 0.01 | 0
2040 | SPP_S_2_SPP_N | SPP_S | SPP_N | Internal | Winter | B20 | 935 | 640 | 0 | 81.72 | 81.71 | 0.01 | 0
2040 | TVA_2_ENT | TVA | ENT | Internal | Shoulder | B11 | 25 | 500 | 0 | 100.57 | 98.32 | 9 | 0
2040 | TVA_2_ENT | TVA | ENT | Internal | Shoulder | B12 | 200 | 500 | 0 | 96.39 | 95 | 9 | 0
2040 | TVA_2_ENT | TVA | ENT | Internal | Shoulder | B13 | 600 | 500 | 0 | 88.97 | 95 | 9 | 0
2040 | TVA_2_ENT | TVA | ENT | Internal | Shoulder | B14 | 900 | 500 | 0 | 88.97 | 87.23 | 9 | 0
2040 | TVA_2_ENT | TVA | ENT | Internal | Shoulder | B15 | 1203 | 500 | 0 | 85.41 | 82.2 | 9 | 0
2040 | TVA_2_ENT | TVA | ENT | Internal | Summer | B1 | 10 | 500 | 0 | 160.55 | 152.54 | 9 | 0
2040 | TVA_2_ENT | TVA | ENT | Internal | Summer | B2 | 25 | 500 | 0 | 156.27 | 149.3 | 9 | 0
2040 | TVA_2_ENT | TVA | ENT | Internal | Summer | B3 | 75 | 500 | 0 | 152.46 | 148.93 | 9 | 0
2040 | TVA_2_ENT | TVA | ENT | Internal | Summer | B4 | 100 | 500 | 0 | 148.26 | 140.25 | 9 | 0
2040 | TVA_2_ENT | TVA | ENT | Internal | Summer | B5 | 200 | 500 | 16.11 | 113.22 | 122.22 | 9 | 0
2040 | TVA_2_ENT | TVA | ENT | Internal | Summer | B6 | 300 | 500 | 0 | 98.99 | 96.3 | 9 | 0
2040 | TVA_2_ENT | TVA | ENT | Internal | Summer | B7 | 400 | 500 | 0 | 88.9 | 93.05 | 9 | 0
2040 | TVA_2_ENT | TVA | ENT | Internal | Summer | B8 | 500 | 500 | 0 | 86.83 | 93.05 | 9 | 0
2040 | TVA_2_ENT | TVA | ENT | Internal | Summer | B9 | 800 | 500 | 0 | 82.06 | 87.11 | 9 | 0
2040 | TVA_2_ENT | TVA | ENT | Internal | Summer | B10 | 1262 | 500 | 0 | 82.06 | 83.45 | 9 | 0
2040 | TVA_2_ENT | TVA | ENT | Internal | Winter | B16 | 25 | 500 | 0 | 107.18 | 99.16 | 9 | 0
2040 | TVA_2_ENT | TVA | ENT | Internal | Winter | B17 | 100 | 500 | 0 | 99.89 | 99.16 | 9 | 0
2040 | TVA_2_ENT | TVA | ENT | Internal | Winter | B18 | 400 | 500 | 0 | 91.41 | 97.55 | 9 | 0
2040 | TVA_2_ENT | TVA | ENT | Internal | Winter | B19 | 700 | 500 | 0 | 91.41 | 91.29 | 9 | 0
2040 | TVA_2_ENT | TVA | ENT | Internal | Winter | B20 | 935 | 500 | 0 | 89.37 | 86.71 | 9 | 0
2040 | TVA_2_MISO_MO-IL | TVA | MISO_MO-IL | Internal | Shoulder | B11 | 25 | 50 | 0 | 100.57 | 95.99 | 9 | 0
2040 | TVA_2_MISO_MO-IL | TVA | MISO_MO-IL | Internal | Shoulder | B12 | 200 | 50 | 0 | 96.39 | 90.32 | 9 | 0
2040 | TVA_2_MISO_MO-IL | TVA | MISO_MO-IL | Internal | Shoulder | B13 | 600 | 50 | 0 | 88.97 | 87 | 9 | 0
2040 | TVA_2_MISO_MO-IL | TVA | MISO_MO-IL | Internal | Shoulder | B14 | 900 | 50 | 0 | 88.97 | 81.23 | 9 | 0
2040 | TVA_2_MISO_MO-IL | TVA | MISO_MO-IL | Internal | Shoulder | B15 | 1203 | 50 | 0 | 85.41 | 79.47 | 9 | 0
2040 | TVA_2_MISO_MO-IL | TVA | MISO_MO-IL | Internal | Summer | B1 | 10 | 50 | 0 | 160.55 | 152.54 | 9 | 0
2040 | TVA_2_MISO_MO-IL | TVA | MISO_MO-IL | Internal | Summer | B2 | 25 | 50 | 0 | 156.27 | 148.25 | 9 | 0
2040 | TVA_2_MISO_MO-IL | TVA | MISO_MO-IL | Internal | Summer | B3 | 75 | 50 | 0 | 152.46 | 147.42 | 9 | 0
2040 | TVA_2_MISO_MO-IL | TVA | MISO_MO-IL | Internal | Summer | B4 | 100 | 50 | 0 | 148.26 | 147.42 | 9 | 0
2040 | TVA_2_MISO_MO-IL | TVA | MISO_MO-IL | Internal | Summer | B5 | 200 | 50 | 50 | 113.22 | 130.22 | 9 | 8
2040 | TVA_2_MISO_MO-IL | TVA | MISO_MO-IL | Internal | Summer | B6 | 300 | 50 | 0 | 98.99 | 104.3 | 9 | 0
2040 | TVA_2_MISO_MO-IL | TVA | MISO_MO-IL | Internal | Summer | B7 | 400 | 50 | 0 | 88.9 | 91.35 | 9 | 0
2040 | TVA_2_MISO_MO-IL | TVA | MISO_MO-IL | Internal | Summer | B8 | 500 | 50 | 0 | 86.83 | 85.78 | 9 | 0
2040 | TVA_2_MISO_MO-IL | TVA | MISO_MO-IL | Internal | Summer | B9 | 800 | 50 | 0 | 82.06 | 79.11 | 9 | 0
2040 | TVA_2_MISO_MO-IL | TVA | MISO_MO-IL | Internal | Summer | B10 | 1262 | 50 | 0 | 82.06 | 77.88 | 9 | 0
2040 | TVA_2_MISO_MO-IL | TVA | MISO_MO-IL | Internal | Winter | B16 | 25 | 50 | 0 | 107.18 | 99.32 | 9 | 0
2040 | TVA_2_MISO_MO-IL | TVA | MISO_MO-IL | Internal | Winter | B17 | 100 | 50 | 0 | 99.89 | 95.11 | 9 | 0
2040 | TVA_2_MISO_MO-IL | TVA | MISO_MO-IL | Internal | Winter | B18 | 400 | 50 | 0 | 91.41 | 91.87 | 9 | 0
2040 | TVA_2_MISO_MO-IL | TVA | MISO_MO-IL | Internal | Winter | B19 | 700 | 50 | 0 | 91.41 | 84.54 | 9 | 0
2040 | TVA_2_MISO_MO-IL | TVA | MISO_MO-IL | Internal | Winter | B20 | 935 | 50 | 0 | 89.37 | 82.87 | 9 | 0
2040 | TVA_2_NonRTO_Midwest | TVA | NonRTO_Midwest | Internal | Shoulder | B11 | 25 | 100 | 0 | 100.57 | 103.98 | 9 | 0
2040 | TVA_2_NonRTO_Midwest | TVA | NonRTO_Midwest | Internal | Shoulder | B12 | 200 | 100 | 0 | 96.39 | 98.3 | 9 | 0
2040 | TVA_2_NonRTO_Midwest | TVA | NonRTO_Midwest | Internal | Shoulder | B13 | 600 | 100 | 0 | 88.97 | 94.98 | 9 | 0
2040 | TVA_2_NonRTO_Midwest | TVA | NonRTO_Midwest | Internal | Shoulder | B14 | 900 | 100 | 0 | 88.97 | 84.6 | 9 | 0
2040 | TVA_2_NonRTO_Midwest | TVA | NonRTO_Midwest | Internal | Shoulder | B15 | 1203 | 100 | 0 | 85.41 | 83.24 | 9 | 0
2040 | TVA_2_NonRTO_Midwest | TVA | NonRTO_Midwest | Internal | Summer | B1 | 10 | 100 | 0 | 160.55 | 154.07 | 9 | 0
2040 | TVA_2_NonRTO_Midwest | TVA | NonRTO_Midwest | Internal | Summer | B2 | 25 | 100 | 0 | 156.27 | 154.07 | 9 | 0
2040 | TVA_2_NonRTO_Midwest | TVA | NonRTO_Midwest | Internal | Summer | B3 | 75 | 100 | 0 | 152.46 | 154.07 | 9 | 0
2040 | TVA_2_NonRTO_Midwest | TVA | NonRTO_Midwest | Internal | Summer | B4 | 100 | 100 | 0 | 148.26 | 151.43 | 9 | 0
2040 | TVA_2_NonRTO_Midwest | TVA | NonRTO_Midwest | Internal | Summer | B5 | 200 | 100 | 100 | 113.22 | 134.21 | 9 | 11.99
2040 | TVA_2_NonRTO_Midwest | TVA | NonRTO_Midwest | Internal | Summer | B6 | 300 | 100 | 100 | 98.99 | 111.62 | 9 | 3.64
2040 | TVA_2_NonRTO_Midwest | TVA | NonRTO_Midwest | Internal | Summer | B7 | 400 | 100 | 20.35 | 88.9 | 97.9 | 9 | 0
2040 | TVA_2_NonRTO_Midwest | TVA | NonRTO_Midwest | Internal | Summer | B8 | 500 | 100 | 0 | 86.83 | 81.67 | 9 | 0
2040 | TVA_2_NonRTO_Midwest | TVA | NonRTO_Midwest | Internal | Summer | B9 | 800 | 100 | 0 | 82.06 | 81.67 | 9 | 0
2040 | TVA_2_NonRTO_Midwest | TVA | NonRTO_Midwest | Internal | Summer | B10 | 1262 | 100 | 0 | 82.06 | 81.67 | 9 | 0
2040 | TVA_2_NonRTO_Midwest | TVA | NonRTO_Midwest | Internal | Winter | B16 | 25 | 100 | 0 | 107.18 | 107.33 | 9 | 0
2040 | TVA_2_NonRTO_Midwest | TVA | NonRTO_Midwest | Internal | Winter | B17 | 100 | 100 | 0 | 99.89 | 103.1 | 9 | 0
2040 | TVA_2_NonRTO_Midwest | TVA | NonRTO_Midwest | Internal | Winter | B18 | 400 | 100 | 0 | 91.41 | 99.85 | 9 | 0
2040 | TVA_2_NonRTO_Midwest | TVA | NonRTO_Midwest | Internal | Winter | B19 | 700 | 100 | 0 | 91.41 | 89.26 | 9 | 0
2040 | TVA_2_NonRTO_Midwest | TVA | NonRTO_Midwest | Internal | Winter | B20 | 935 | 100 | 0 | 89.37 | 87.1 | 9 | 0
2040 | TVA_2_PJM_ROR | TVA | PJM_ROR | Internal | Shoulder | B11 | 25 | 500 | 0 | 100.57 | 94.56 | 9 | 0
2040 | TVA_2_PJM_ROR | TVA | PJM_ROR | Internal | Shoulder | B12 | 200 | 500 | 0 | 96.39 | 92.32 | 9 | 0
2040 | TVA_2_PJM_ROR | TVA | PJM_ROR | Internal | Shoulder | B13 | 600 | 500 | 0 | 88.97 | 91.24 | 9 | 0
2040 | TVA_2_PJM_ROR | TVA | PJM_ROR | Internal | Shoulder | B14 | 900 | 500 | 0 | 88.97 | 86.18 | 9 | 0
2040 | TVA_2_PJM_ROR | TVA | PJM_ROR | Internal | Shoulder | B15 | 1203 | 500 | 0 | 85.41 | 79.4 | 9 | 0
2040 | TVA_2_PJM_ROR | TVA | PJM_ROR | Internal | Summer | B1 | 10 | 500 | 0 | 160.55 | 154.53 | 9 | 0
2040 | TVA_2_PJM_ROR | TVA | PJM_ROR | Internal | Summer | B2 | 25 | 500 | 0 | 156.27 | 148.47 | 9 | 0
2040 | TVA_2_PJM_ROR | TVA | PJM_ROR | Internal | Summer | B3 | 75 | 500 | 0 | 152.46 | 146.45 | 9 | 0
2040 | TVA_2_PJM_ROR | TVA | PJM_ROR | Internal | Summer | B4 | 100 | 500 | 0 | 148.26 | 145.43 | 9 | 0
2040 | TVA_2_PJM_ROR | TVA | PJM_ROR | Internal | Summer | B5 | 200 | 500 | 500 | 113.22 | 128.22 | 9 | 6
2040 | TVA_2_PJM_ROR | TVA | PJM_ROR | Internal | Summer | B6 | 300 | 500 | 0 | 98.99 | 105.62 | 9 | 0
2040 | TVA_2_PJM_ROR | TVA | PJM_ROR | Internal | Summer | B7 | 400 | 500 | 0 | 88.9 | 91.9 | 9 | 0
2040 | TVA_2_PJM_ROR | TVA | PJM_ROR | Internal | Summer | B8 | 500 | 500 | 0 | 86.83 | 89.14 | 9 | 0
2040 | TVA_2_PJM_ROR | TVA | PJM_ROR | Internal | Summer | B9 | 800 | 500 | 0 | 82.06 | 81.11 | 9 | 0
2040 | TVA_2_PJM_ROR | TVA | PJM_ROR | Internal | Summer | B10 | 1262 | 500 | 0 | 82.06 | 77.63 | 9 | 0
2040 | TVA_2_PJM_ROR | TVA | PJM_ROR | Internal | Winter | B16 | 25 | 500 | 0 | 107.18 | 101.34 | 9 | 0
2040 | TVA_2_PJM_ROR | TVA | PJM_ROR | Internal | Winter | B17 | 100 | 500 | 0 | 99.89 | 98.31 | 9 | 0
2040 | TVA_2_PJM_ROR | TVA | PJM_ROR | Internal | Winter | B18 | 400 | 500 | 0 | 91.41 | 96.35 | 9 | 0
2040 | TVA_2_PJM_ROR | TVA | PJM_ROR | Internal | Winter | B19 | 700 | 500 | 0 | 91.41 | 91.21 | 9 | 0
2040 | TVA_2_PJM_ROR | TVA | PJM_ROR | Internal | Winter | B20 | 935 | 500 | 0 | 89.37 | 83.36 | 9 | 0
2040 | TVA_2_SOCO | TVA | SOCO | Internal | Shoulder | B11 | 25 | 500 | 0 | 100.57 | 97.46 | 9 | 0
2040 | TVA_2_SOCO | TVA | SOCO | Internal | Shoulder | B12 | 200 | 500 | 0 | 96.39 | 97.46 | 9 | 0
2040 | TVA_2_SOCO | TVA | SOCO | Internal | Shoulder | B13 | 600 | 500 | 0 | 88.97 | 90.51 | 9 | 0
2040 | TVA_2_SOCO | TVA | SOCO | Internal | Shoulder | B14 | 900 | 500 | 0 | 88.97 | 84.3 | 9 | 0
2040 | TVA_2_SOCO | TVA | SOCO | Internal | Shoulder | B15 | 1203 | 500 | 0 | 85.41 | 84.3 | 9 | 0
2040 | TVA_2_SOCO | TVA | SOCO | Internal | Summer | B1 | 10 | 500 | 0 | 160.55 | 160.54 | 9 | 0
2040 | TVA_2_SOCO | TVA | SOCO | Internal | Summer | B2 | 25 | 500 | 0 | 156.27 | 157.3 | 9 | 0
2040 | TVA_2_SOCO | TVA | SOCO | Internal | Summer | B3 | 75 | 500 | 0 | 152.46 | 157.3 | 9 | 0
2040 | TVA_2_SOCO | TVA | SOCO | Internal | Summer | B4 | 100 | 500 | 0 | 148.26 | 148.25 | 9 | 0
2040 | TVA_2_SOCO | TVA | SOCO | Internal | Summer | B5 | 200 | 500 | 0 | 113.22 | 112.93 | 9 | 0
2040 | TVA_2_SOCO | TVA | SOCO | Internal | Summer | B6 | 300 | 500 | 0 | 98.99 | 95.83 | 9 | 0
2040 | TVA_2_SOCO | TVA | SOCO | Internal | Summer | B7 | 400 | 500 | 0 | 88.9 | 95.83 | 9 | 0
2040 | TVA_2_SOCO | TVA | SOCO | Internal | Summer | B8 | 500 | 500 | 59.81 | 86.83 | 95.83 | 9 | 0
2040 | TVA_2_SOCO | TVA | SOCO | Internal | Summer | B9 | 800 | 500 | 0 | 82.06 | 87.42 | 9 | 0
2040 | TVA_2_SOCO | TVA | SOCO | Internal | Summer | B10 | 1262 | 500 | 0 | 82.06 | 82.91 | 9 | 0
2040 | TVA_2_SOCO | TVA | SOCO | Internal | Winter | B16 | 25 | 500 | 0 | 107.18 | 106.16 | 9 | 0
2040 | TVA_2_SOCO | TVA | SOCO | Internal | Winter | B17 | 100 | 500 | 0 | 99.89 | 101.28 | 9 | 0
2040 | TVA_2_SOCO | TVA | SOCO | Internal | Winter | B18 | 400 | 500 | 0 | 91.41 | 87.55 | 9 | 0
2040 | TVA_2_SOCO | TVA | SOCO | Internal | Winter | B19 | 700 | 500 | 0 | 91.41 | 87.55 | 9 | 0
2040 | TVA_2_SOCO | TVA | SOCO | Internal | Winter | B20 | 935 | 500 | 0 | 89.37 | 87.55 | 9 | 0
2040 | TVA_2_VACAR | TVA | VACAR | Internal | Shoulder | B11 | 25 | 150 | 0 | 100.57 | 100.56 | 9 | 0
2040 | TVA_2_VACAR | TVA | VACAR | Internal | Shoulder | B12 | 200 | 150 | 0 | 96.39 | 96.84 | 9 | 0
2040 | TVA_2_VACAR | TVA | VACAR | Internal | Shoulder | B13 | 600 | 150 | 0 | 88.97 | 84.79 | 9 | 0
2040 | TVA_2_VACAR | TVA | VACAR | Internal | Shoulder | B14 | 900 | 150 | 0 | 88.97 | 84.79 | 9 | 0
2040 | TVA_2_VACAR | TVA | VACAR | Internal | Shoulder | B15 | 1203 | 150 | 0 | 85.41 | 84.79 | 9 | 0
2040 | TVA_2_VACAR | TVA | VACAR | Internal | Summer | B1 | 10 | 150 | 0 | 160.55 | 160.53 | 9 | 0
2040 | TVA_2_VACAR | TVA | VACAR | Internal | Summer | B2 | 25 | 150 | 0 | 156.27 | 154.47 | 9 | 0
2040 | TVA_2_VACAR | TVA | VACAR | Internal | Summer | B3 | 75 | 150 | 0 | 152.46 | 154.47 | 9 | 0
2040 | TVA_2_VACAR | TVA | VACAR | Internal | Summer | B4 | 100 | 150 | 0 | 148.26 | 151.43 | 9 | 0
2040 | TVA_2_VACAR | TVA | VACAR | Internal | Summer | B5 | 200 | 150 | 150 | 113.22 | 122.78 | 9 | 0.57
2040 | TVA_2_VACAR | TVA | VACAR | Internal | Summer | B6 | 300 | 150 | 0 | 98.99 | 105.83 | 9 | 0
2040 | TVA_2_VACAR | TVA | VACAR | Internal | Summer | B7 | 400 | 150 | 0 | 88.9 | 95.38 | 9 | 0
2040 | TVA_2_VACAR | TVA | VACAR | Internal | Summer | B8 | 500 | 150 | 0 | 86.83 | 88.83 | 9 | 0
2040 | TVA_2_VACAR | TVA | VACAR | Internal | Summer | B9 | 800 | 150 | 0 | 82.06 | 82.53 | 9 | 0
2040 | TVA_2_VACAR | TVA | VACAR | Internal | Summer | B10 | 1262 | 150 | 0 | 82.06 | 82.53 | 9 | 0
2040 | TVA_2_VACAR | TVA | VACAR | Internal | Winter | B16 | 25 | 150 | 0 | 107.18 | 116.16 | 9 | 0
2040 | TVA_2_VACAR | TVA | VACAR | Internal | Winter | B17 | 100 | 150 | 0 | 99.89 | 104.31 | 9 | 0
2040 | TVA_2_VACAR | TVA | VACAR | Internal | Winter | B18 | 400 | 150 | 0 | 91.41 | 90.12 | 9 | 0
2040 | TVA_2_VACAR | TVA | VACAR | Internal | Winter | B19 | 700 | 150 | 0 | 91.41 | 90.12 | 9 | 0
2040 | TVA_2_VACAR | TVA | VACAR | Internal | Winter | B20 | 935 | 150 | 0 | 89.37 | 89.36 | 9 | 0
2040 | TVA_Transmission_2_NonRTO_Midwest | TVA_Transmission | NonRTO_Midwest | Internal | Shoulder | B11 | 25 | 700 | 0 | 100.56 | 103.98 | 9 | 0
2040 | TVA_Transmission_2_NonRTO_Midwest | TVA_Transmission | NonRTO_Midwest | Internal | Shoulder | B12 | 200 | 700 | 0 | 97.04 | 98.3 | 9 | 0
2040 | TVA_Transmission_2_NonRTO_Midwest | TVA_Transmission | NonRTO_Midwest | Internal | Shoulder | B13 | 600 | 700 | 0 | 90.62 | 94.98 | 9 | 0
2040 | TVA_Transmission_2_NonRTO_Midwest | TVA_Transmission | NonRTO_Midwest | Internal | Shoulder | B14 | 900 | 700 | 0 | 89.08 | 84.6 | 9 | 0
2040 | TVA_Transmission_2_NonRTO_Midwest | TVA_Transmission | NonRTO_Midwest | Internal | Shoulder | B15 | 1203 | 700 | 0 | 85.4 | 83.24 | 9 | 0
2040 | TVA_Transmission_2_NonRTO_Midwest | TVA_Transmission | NonRTO_Midwest | Internal | Summer | B1 | 10 | 700 | 0 | 160.54 | 154.07 | 9 | 0
2040 | TVA_Transmission_2_NonRTO_Midwest | TVA_Transmission | NonRTO_Midwest | Internal | Summer | B2 | 25 | 700 | 0 | 156.25 | 154.07 | 9 | 0
2040 | TVA_Transmission_2_NonRTO_Midwest | TVA_Transmission | NonRTO_Midwest | Internal | Summer | B3 | 75 | 700 | 0 | 152.45 | 154.07 | 9 | 0
2040 | TVA_Transmission_2_NonRTO_Midwest | TVA_Transmission | NonRTO_Midwest | Internal | Summer | B4 | 100 | 700 | 0 | 148.25 | 151.43 | 9 | 0
2040 | TVA_Transmission_2_NonRTO_Midwest | TVA_Transmission | NonRTO_Midwest | Internal | Summer | B5 | 200 | 700 | 700 | 122.93 | 134.21 | 9 | 2.28
2040 | TVA_Transmission_2_NonRTO_Midwest | TVA_Transmission | NonRTO_Midwest | Internal | Summer | B6 | 300 | 700 | 0 | 103.52 | 111.62 | 9 | 0
2040 | TVA_Transmission_2_NonRTO_Midwest | TVA_Transmission | NonRTO_Midwest | Internal | Summer | B7 | 400 | 700 | 0 | 94.11 | 97.9 | 9 | 0
2040 | TVA_Transmission_2_NonRTO_Midwest | TVA_Transmission | NonRTO_Midwest | Internal | Summer | B8 | 500 | 700 | 0 | 88.68 | 81.67 | 9 | 0
2040 | TVA_Transmission_2_NonRTO_Midwest | TVA_Transmission | NonRTO_Midwest | Internal | Summer | B9 | 800 | 700 | 0 | 84.04 | 81.67 | 9 | 0
2040 | TVA_Transmission_2_NonRTO_Midwest | TVA_Transmission | NonRTO_Midwest | Internal | Summer | B10 | 1262 | 700 | 0 | 82.76 | 81.67 | 9 | 0
2040 | TVA_Transmission_2_NonRTO_Midwest | TVA_Transmission | NonRTO_Midwest | Internal | Winter | B16 | 25 | 700 | 0 | 107.16 | 107.33 | 9 | 0
2040 | TVA_Transmission_2_NonRTO_Midwest | TVA_Transmission | NonRTO_Midwest | Internal | Winter | B17 | 100 | 700 | 0 | 101.26 | 103.1 | 9 | 0
2040 | TVA_Transmission_2_NonRTO_Midwest | TVA_Transmission | NonRTO_Midwest | Internal | Winter | B18 | 400 | 700 | 0 | 94.49 | 99.85 | 9 | 0
2040 | TVA_Transmission_2_NonRTO_Midwest | TVA_Transmission | NonRTO_Midwest | Internal | Winter | B19 | 700 | 700 | 0 | 91.89 | 89.26 | 9 | 0
2040 | TVA_Transmission_2_NonRTO_Midwest | TVA_Transmission | NonRTO_Midwest | Internal | Winter | B20 | 935 | 700 | 0 | 89.36 | 87.1 | 9 | 0
2040 | TVA_Transmission_2_SOCO | TVA_Transmission | SOCO | Internal | Shoulder | B11 | 25 | 3200 | 0 | 100.56 | 97.46 | 9 | 0
2040 | TVA_Transmission_2_SOCO | TVA_Transmission | SOCO | Internal | Shoulder | B12 | 200 | 3200 | 0 | 97.04 | 97.46 | 9 | 0
2040 | TVA_Transmission_2_SOCO | TVA_Transmission | SOCO | Internal | Shoulder | B13 | 600 | 3200 | 0 | 90.62 | 90.51 | 9 | 0
2040 | TVA_Transmission_2_SOCO | TVA_Transmission | SOCO | Internal | Shoulder | B14 | 900 | 3200 | 0 | 89.08 | 84.3 | 9 | 0
2040 | TVA_Transmission_2_SOCO | TVA_Transmission | SOCO | Internal | Shoulder | B15 | 1203 | 3200 | 0 | 85.4 | 84.3 | 9 | 0
2040 | TVA_Transmission_2_SOCO | TVA_Transmission | SOCO | Internal | Summer | B1 | 10 | 3200 | 0 | 160.54 | 160.54 | 9 | 0
2040 | TVA_Transmission_2_SOCO | TVA_Transmission | SOCO | Internal | Summer | B2 | 25 | 3200 | 0 | 156.25 | 157.3 | 9 | 0
2040 | TVA_Transmission_2_SOCO | TVA_Transmission | SOCO | Internal | Summer | B3 | 75 | 3200 | 0 | 152.45 | 157.3 | 9 | 0
2040 | TVA_Transmission_2_SOCO | TVA_Transmission | SOCO | Internal | Summer | B4 | 100 | 3200 | 0 | 148.25 | 148.25 | 9 | 0
2040 | TVA_Transmission_2_SOCO | TVA_Transmission | SOCO | Internal | Summer | B5 | 200 | 3200 | 0 | 122.93 | 112.93 | 9 | 0
2040 | TVA_Transmission_2_SOCO | TVA_Transmission | SOCO | Internal | Summer | B6 | 300 | 3200 | 0 | 103.52 | 95.83 | 9 | 0
2040 | TVA_Transmission_2_SOCO | TVA_Transmission | SOCO | Internal | Summer | B7 | 400 | 3200 | 0 | 94.11 | 95.83 | 9 | 0
2040 | TVA_Transmission_2_SOCO | TVA_Transmission | SOCO | Internal | Summer | B8 | 500 | 3200 | 0 | 88.68 | 95.83 | 9 | 0
2040 | TVA_Transmission_2_SOCO | TVA_Transmission | SOCO | Internal | Summer | B9 | 800 | 3200 | 0 | 84.04 | 87.42 | 9 | 0
2040 | TVA_Transmission_2_SOCO | TVA_Transmission | SOCO | Internal | Summer | B10 | 1262 | 3200 | 0 | 82.76 | 82.91 | 9 | 0
2040 | TVA_Transmission_2_SOCO | TVA_Transmission | SOCO | Internal | Winter | B16 | 25 | 3200 | 0 | 107.16 | 106.16 | 9 | 0
2040 | TVA_Transmission_2_SOCO | TVA_Transmission | SOCO | Internal | Winter | B17 | 100 | 3200 | 0 | 101.26 | 101.28 | 9 | 0
2040 | TVA_Transmission_2_SOCO | TVA_Transmission | SOCO | Internal | Winter | B18 | 400 | 3200 | 0 | 94.49 | 87.55 | 9 | 0
2040 | TVA_Transmission_2_SOCO | TVA_Transmission | SOCO | Internal | Winter | B19 | 700 | 3200 | 0 | 91.89 | 87.55 | 9 | 0
2040 | TVA_Transmission_2_SOCO | TVA_Transmission | SOCO | Internal | Winter | B20 | 935 | 3200 | 0 | 89.36 | 87.55 | 9 | 0
2040 | TVA_Transmission_2_TVA | TVA_Transmission | TVA | Internal | Shoulder | B11 | 25 | 99999 | 861.6 | 100.56 | 100.57 | 0.01 | 0
2040 | TVA_Transmission_2_TVA | TVA_Transmission | TVA | Internal | Shoulder | B12 | 200 | 99999 | 0 | 97.04 | 96.39 | 0.01 | 0
2040 | TVA_Transmission_2_TVA | TVA_Transmission | TVA | Internal | Shoulder | B13 | 600 | 99999 | 0 | 90.62 | 88.97 | 0.01 | 0
2040 | TVA_Transmission_2_TVA | TVA_Transmission | TVA | Internal | Shoulder | B14 | 900 | 99999 | 0 | 89.08 | 88.97 | 0.01 | 0
2040 | TVA_Transmission_2_TVA | TVA_Transmission | TVA | Internal | Shoulder | B15 | 1203 | 99999 | 123.52 | 85.4 | 85.41 | 0.01 | 0
2040 | TVA_Transmission_2_TVA | TVA_Transmission | TVA | Internal | Summer | B1 | 10 | 99999 | 3800.12 | 160.54 | 160.55 | 0.01 | 0
2040 | TVA_Transmission_2_TVA | TVA_Transmission | TVA | Internal | Summer | B2 | 25 | 99999 | 3023.97 | 156.25 | 156.27 | 0.01 | 0
2040 | TVA_Transmission_2_TVA | TVA_Transmission | TVA | Internal | Summer | B3 | 75 | 99999 | 1500.95 | 152.45 | 152.46 | 0.01 | 0
2040 | TVA_Transmission_2_TVA | TVA_Transmission | TVA | Internal | Summer | B4 | 100 | 99999 | 797.23 | 148.25 | 148.26 | 0.01 | 0
2040 | TVA_Transmission_2_TVA | TVA_Transmission | TVA | Internal | Summer | B5 | 200 | 99999 | 0 | 122.93 | 113.22 | 0.01 | 0
2040 | TVA_Transmission_2_TVA | TVA_Transmission | TVA | Internal | Summer | B6 | 300 | 99999 | 0 | 103.52 | 98.99 | 0.01 | 0
2040 | TVA_Transmission_2_TVA | TVA_Transmission | TVA | Internal | Summer | B7 | 400 | 99999 | 0 | 94.11 | 88.9 | 0.01 | 0
2040 | TVA_Transmission_2_TVA | TVA_Transmission | TVA | Internal | Summer | B8 | 500 | 99999 | 0 | 88.68 | 86.83 | 0.01 | 0
2040 | TVA_Transmission_2_TVA | TVA_Transmission | TVA | Internal | Summer | B9 | 800 | 99999 | 0 | 84.04 | 82.06 | 0.01 | 0
2040 | TVA_Transmission_2_TVA | TVA_Transmission | TVA | Internal | Summer | B10 | 1262 | 99999 | 0 | 82.76 | 82.06 | 0.01 | 0
2040 | TVA_Transmission_2_TVA | TVA_Transmission | TVA | Internal | Winter | B16 | 25 | 99999 | 1092.73 | 107.16 | 107.18 | 0.01 | 0
2040 | TVA_Transmission_2_TVA | TVA_Transmission | TVA | Internal | Winter | B17 | 100 | 99999 | 0 | 101.26 | 99.89 | 0.01 | 0
2040 | TVA_Transmission_2_TVA | TVA_Transmission | TVA | Internal | Winter | B18 | 400 | 99999 | 0 | 94.49 | 91.41 | 0.01 | 0
2040 | TVA_Transmission_2_TVA | TVA_Transmission | TVA | Internal | Winter | B19 | 700 | 99999 | 0 | 91.89 | 91.41 | 0.01 | 0
2040 | TVA_Transmission_2_TVA | TVA_Transmission | TVA | Internal | Winter | B20 | 935 | 99999 | 470.37 | 89.36 | 89.37 | 0.01 | 0
2040 | TVA_Transmission_2_VACAR | TVA_Transmission | VACAR | Internal | Shoulder | B11 | 25 | 900 | 0 | 100.56 | 100.56 | 9 | 0
2040 | TVA_Transmission_2_VACAR | TVA_Transmission | VACAR | Internal | Shoulder | B12 | 200 | 900 | 0 | 97.04 | 96.84 | 9 | 0
2040 | TVA_Transmission_2_VACAR | TVA_Transmission | VACAR | Internal | Shoulder | B13 | 600 | 900 | 0 | 90.62 | 84.79 | 9 | 0
2040 | TVA_Transmission_2_VACAR | TVA_Transmission | VACAR | Internal | Shoulder | B14 | 900 | 900 | 0 | 89.08 | 84.79 | 9 | 0
2040 | TVA_Transmission_2_VACAR | TVA_Transmission | VACAR | Internal | Shoulder | B15 | 1203 | 900 | 0 | 85.4 | 84.79 | 9 | 0
2040 | TVA_Transmission_2_VACAR | TVA_Transmission | VACAR | Internal | Summer | B1 | 10 | 900 | 0 | 160.54 | 160.53 | 9 | 0
2040 | TVA_Transmission_2_VACAR | TVA_Transmission | VACAR | Internal | Summer | B2 | 25 | 900 | 0 | 156.25 | 154.47 | 9 | 0
2040 | TVA_Transmission_2_VACAR | TVA_Transmission | VACAR | Internal | Summer | B3 | 75 | 900 | 0 | 152.45 | 154.47 | 9 | 0
2040 | TVA_Transmission_2_VACAR | TVA_Transmission | VACAR | Internal | Summer | B4 | 100 | 900 | 0 | 148.25 | 151.43 | 9 | 0
2040 | TVA_Transmission_2_VACAR | TVA_Transmission | VACAR | Internal | Summer | B5 | 200 | 900 | 0 | 122.93 | 122.78 | 9 | 0
2040 | TVA_Transmission_2_VACAR | TVA_Transmission | VACAR | Internal | Summer | B6 | 300 | 900 | 0 | 103.52 | 105.83 | 9 | 0
2040 | TVA_Transmission_2_VACAR | TVA_Transmission | VACAR | Internal | Summer | B7 | 400 | 900 | 0 | 94.11 | 95.38 | 9 | 0
2040 | TVA_Transmission_2_VACAR | TVA_Transmission | VACAR | Internal | Summer | B8 | 500 | 900 | 0 | 88.68 | 88.83 | 9 | 0
2040 | TVA_Transmission_2_VACAR | TVA_Transmission | VACAR | Internal | Summer | B9 | 800 | 900 | 0 | 84.04 | 82.53 | 9 | 0
2040 | TVA_Transmission_2_VACAR | TVA_Transmission | VACAR | Internal | Summer | B10 | 1262 | 900 | 0 | 82.76 | 82.53 | 9 | 0
2040 | TVA_Transmission_2_VACAR | TVA_Transmission | VACAR | Internal | Winter | B16 | 25 | 900 | 722.17 | 107.16 | 116.16 | 9 | 0
2040 | TVA_Transmission_2_VACAR | TVA_Transmission | VACAR | Internal | Winter | B17 | 100 | 900 | 0 | 101.26 | 104.31 | 9 | 0
2040 | TVA_Transmission_2_VACAR | TVA_Transmission | VACAR | Internal | Winter | B18 | 400 | 900 | 0 | 94.49 | 90.12 | 9 | 0
2040 | TVA_Transmission_2_VACAR | TVA_Transmission | VACAR | Internal | Winter | B19 | 700 | 900 | 0 | 91.89 | 90.12 | 9 | 0
2040 | TVA_Transmission_2_VACAR | TVA_Transmission | VACAR | Internal | Winter | B20 | 935 | 900 | 0 | 89.36 | 89.36 | 9 | 0
2040 | VACAR_2_SOCO | VACAR | SOCO | Internal | Shoulder | B11 | 25 | 3000 | 0 | 100.56 | 97.46 | 7 | 0
2040 | VACAR_2_SOCO | VACAR | SOCO | Internal | Shoulder | B12 | 200 | 3000 | 0 | 96.84 | 97.46 | 7 | 0
2040 | VACAR_2_SOCO | VACAR | SOCO | Internal | Shoulder | B13 | 600 | 3000 | 0 | 84.79 | 90.51 | 7 | 0
2040 | VACAR_2_SOCO | VACAR | SOCO | Internal | Shoulder | B14 | 900 | 3000 | 0 | 84.79 | 84.3 | 7 | 0
2040 | VACAR_2_SOCO | VACAR | SOCO | Internal | Shoulder | B15 | 1203 | 3000 | 0 | 84.79 | 84.3 | 7 | 0
2040 | VACAR_2_SOCO | VACAR | SOCO | Internal | Summer | B1 | 10 | 3000 | 0 | 160.53 | 160.54 | 7 | 0
2040 | VACAR_2_SOCO | VACAR | SOCO | Internal | Summer | B2 | 25 | 3000 | 0 | 154.47 | 157.3 | 7 | 0
2040 | VACAR_2_SOCO | VACAR | SOCO | Internal | Summer | B3 | 75 | 3000 | 0 | 154.47 | 157.3 | 7 | 0
2040 | VACAR_2_SOCO | VACAR | SOCO | Internal | Summer | B4 | 100 | 3000 | 0 | 151.43 | 148.25 | 7 | 0
2040 | VACAR_2_SOCO | VACAR | SOCO | Internal | Summer | B5 | 200 | 3000 | 0 | 122.78 | 112.93 | 7 | 0
2040 | VACAR_2_SOCO | VACAR | SOCO | Internal | Summer | B6 | 300 | 3000 | 0 | 105.83 | 95.83 | 7 | 0
2040 | VACAR_2_SOCO | VACAR | SOCO | Internal | Summer | B7 | 400 | 3000 | 0 | 95.38 | 95.83 | 7 | 0
2040 | VACAR_2_SOCO | VACAR | SOCO | Internal | Summer | B8 | 500 | 3000 | 2503.74 | 88.83 | 95.83 | 7 | 0
2040 | VACAR_2_SOCO | VACAR | SOCO | Internal | Summer | B9 | 800 | 3000 | 0 | 82.53 | 87.42 | 7 | 0
2040 | VACAR_2_SOCO | VACAR | SOCO | Internal | Summer | B10 | 1262 | 3000 | 0 | 82.53 | 82.91 | 7 | 0
2040 | VACAR_2_SOCO | VACAR | SOCO | Internal | Winter | B16 | 25 | 3000 | 0 | 116.16 | 106.16 | 7 | 0
2040 | VACAR_2_SOCO | VACAR | SOCO | Internal | Winter | B17 | 100 | 3000 | 0 | 104.31 | 101.28 | 7 | 0
2040 | VACAR_2_SOCO | VACAR | SOCO | Internal | Winter | B18 | 400 | 3000 | 0 | 90.12 | 87.55 | 7 | 0
2040 | VACAR_2_SOCO | VACAR | SOCO | Internal | Winter | B19 | 700 | 3000 | 0 | 90.12 | 87.55 | 7 | 0
2040 | VACAR_2_SOCO | VACAR | SOCO | Internal | Winter | B20 | 935 | 3000 | 0 | 89.36 | 87.55 | 7 | 0
2015 | AZ_NM_SNV_Coal_2_SPP_S | AZ_NM_SNV_Coal | SPP_S | External | Shoulder | B11 | 25 | 400 | 400 | 57.72 | 83.05 | 8.17 | 17.17
2015 | AZ_NM_SNV_Coal_2_SPP_S | AZ_NM_SNV_Coal | SPP_S | External | Shoulder | B12 | 200 | 400 | 0 | 57.72 | 60.04 | 8.17 | 0
2015 | AZ_NM_SNV_Coal_2_SPP_S | AZ_NM_SNV_Coal | SPP_S | External | Shoulder | B13 | 600 | 400 | 0 | 57.72 | 58.32 | 8.17 | 0
2015 | AZ_NM_SNV_Coal_2_SPP_S | AZ_NM_SNV_Coal | SPP_S | External | Shoulder | B14 | 900 | 400 | 0 | 57.72 | 57.39 | 8.17 | 0
2015 | AZ_NM_SNV_Coal_2_SPP_S | AZ_NM_SNV_Coal | SPP_S | External | Shoulder | B15 | 1203 | 400 | 0 | 57.72 | 57.39 | 8.17 | 0
2015 | AZ_NM_SNV_Coal_2_SPP_S | AZ_NM_SNV_Coal | SPP_S | External | Summer | B1 | 10 | 400 | 400 | 78.26 | 90.44 | 8.17 | 4.01
2015 | AZ_NM_SNV_Coal_2_SPP_S | AZ_NM_SNV_Coal | SPP_S | External | Summer | B2 | 25 | 400 | 400 | 75.62 | 90.44 | 8.17 | 6.65
2015 | AZ_NM_SNV_Coal_2_SPP_S | AZ_NM_SNV_Coal | SPP_S | External | Summer | B3 | 75 | 400 | 400 | 75.62 | 90.44 | 8.17 | 6.65
2015 | AZ_NM_SNV_Coal_2_SPP_S | AZ_NM_SNV_Coal | SPP_S | External | Summer | B4 | 100 | 400 | 400 | 75.62 | 84.87 | 8.17 | 1.08
2015 | AZ_NM_SNV_Coal_2_SPP_S | AZ_NM_SNV_Coal | SPP_S | External | Summer | B5 | 200 | 400 | 400 | 62.58 | 81.19 | 8.17 | 10.45
2015 | AZ_NM_SNV_Coal_2_SPP_S | AZ_NM_SNV_Coal | SPP_S | External | Summer | B6 | 300 | 400 | 400 | 56.97 | 72.59 | 8.17 | 7.46
2015 | AZ_NM_SNV_Coal_2_SPP_S | AZ_NM_SNV_Coal | SPP_S | External | Summer | B7 | 400 | 400 | 0 | 56.79 | 62.45 | 8.17 | 0
2015 | AZ_NM_SNV_Coal_2_SPP_S | AZ_NM_SNV_Coal | SPP_S | External | Summer | B8 | 500 | 400 | 0 | 56.79 | 58.71 | 8.17 | 0
2015 | AZ_NM_SNV_Coal_2_SPP_S | AZ_NM_SNV_Coal | SPP_S | External | Summer | B9 | 800 | 400 | 0 | 56.77 | 56.13 | 8.17 | 0
2015 | AZ_NM_SNV_Coal_2_SPP_S | AZ_NM_SNV_Coal | SPP_S | External | Summer | B10 | 1262 | 400 | 0 | 56.31 | 56 | 8.17 | 0
2015 | AZ_NM_SNV_Coal_2_SPP_S | AZ_NM_SNV_Coal | SPP_S | External | Winter | B16 | 25 | 400 | 400 | 60.36 | 70.08 | 8.17 | 1.55
2015 | AZ_NM_SNV_Coal_2_SPP_S | AZ_NM_SNV_Coal | SPP_S | External | Winter | B17 | 100 | 400 | 0 | 60.36 | 60.81 | 8.17 | 0
2015 | AZ_NM_SNV_Coal_2_SPP_S | AZ_NM_SNV_Coal | SPP_S | External | Winter | B18 | 400 | 400 | 0 | 60.36 | 59.87 | 8.17 | 0
2015 | AZ_NM_SNV_Coal_2_SPP_S | AZ_NM_SNV_Coal | SPP_S | External | Winter | B19 | 700 | 400 | 0 | 60.36 | 59.74 | 8.17 | 0
2015 | AZ_NM_SNV_Coal_2_SPP_S | AZ_NM_SNV_Coal | SPP_S | External | Winter | B20 | 935 | 400 | 0 | 60.36 | 59.74 | 8.17 | 0
2015 | ERCOT_2_SPP_S | ERCOT | SPP_S | External | Shoulder | B11 | 25 | 800 | 0 | 84 | 83.05 | 8 | 0
2015 | ERCOT_2_SPP_S | ERCOT | SPP_S | External | Shoulder | B12 | 200 | 800 | 0 | 57.25 | 60.04 | 8 | 0
2015 | ERCOT_2_SPP_S | ERCOT | SPP_S | External | Shoulder | B13 | 600 | 800 | 0 | 57.25 | 58.32 | 8 | 0
2015 | ERCOT_2_SPP_S | ERCOT | SPP_S | External | Shoulder | B14 | 900 | 800 | 0 | 57.25 | 57.39 | 8 | 0
2015 | ERCOT_2_SPP_S | ERCOT | SPP_S | External | Shoulder | B15 | 1203 | 800 | 0 | 57.25 | 57.39 | 8 | 0
2015 | ERCOT_2_SPP_S | ERCOT | SPP_S | External | Summer | B1 | 10 | 800 | 563.69 | 82.44 | 90.44 | 8 | 0
2015 | ERCOT_2_SPP_S | ERCOT | SPP_S | External | Summer | B2 | 25 | 800 | 731.35 | 82.44 | 90.44 | 8 | 0
2015 | ERCOT_2_SPP_S | ERCOT | SPP_S | External | Summer | B3 | 75 | 800 | 90.78 | 82.44 | 90.44 | 8 | 0
2015 | ERCOT_2_SPP_S | ERCOT | SPP_S | External | Summer | B4 | 100 | 800 | 0 | 82.44 | 84.87 | 8 | 0
2015 | ERCOT_2_SPP_S | ERCOT | SPP_S | External | Summer | B5 | 200 | 800 | 0 | 82.44 | 81.19 | 8 | 0
2015 | ERCOT_2_SPP_S | ERCOT | SPP_S | External | Summer | B6 | 300 | 800 | 800 | 61.33 | 72.59 | 8 | 3.26
2015 | ERCOT_2_SPP_S | ERCOT | SPP_S | External | Summer | B7 | 400 | 800 | 0 | 56.2 | 62.45 | 8 | 0
2015 | ERCOT_2_SPP_S | ERCOT | SPP_S | External | Summer | B8 | 500 | 800 | 0 | 56.2 | 58.71 | 8 | 0
2015 | ERCOT_2_SPP_S | ERCOT | SPP_S | External | Summer | B9 | 800 | 800 | 0 | 56.2 | 56.13 | 8 | 0
2015 | ERCOT_2_SPP_S | ERCOT | SPP_S | External | Summer | B10 | 1262 | 800 | 0 | 56.2 | 56 | 8 | 0
2015 | ERCOT_2_SPP_S | ERCOT | SPP_S | External | Winter | B16 | 25 | 800 | 664.77 | 62.08 | 70.08 | 8 | 0
2015 | ERCOT_2_SPP_S | ERCOT | SPP_S | External | Winter | B17 | 100 | 800 | 0 | 59.45 | 60.81 | 8 | 0
2015 | ERCOT_2_SPP_S | ERCOT | SPP_S | External | Winter | B18 | 400 | 800 | 0 | 59.45 | 59.87 | 8 | 0
2015 | ERCOT_2_SPP_S | ERCOT | SPP_S | External | Winter | B19 | 700 | 800 | 0 | 59.45 | 59.74 | 8 | 0
2015 | ERCOT_2_SPP_S | ERCOT | SPP_S | External | Winter | B20 | 935 | 800 | 0 | 59.14 | 59.74 | 8 | 0
2015 | MAPP_US_2_RMPA | MAPP_US | RMPA | External | Shoulder | B11 | 25 | 200 | 0 | 74.67 | 65.39 | 8 | 0
2015 | MAPP_US_2_RMPA | MAPP_US | RMPA | External | Shoulder | B12 | 200 | 200 | 0 | 58.04 | 60.8 | 8 | 0
2015 | MAPP_US_2_RMPA | MAPP_US | RMPA | External | Shoulder | B13 | 600 | 200 | 0 | 55.45 | 60.8 | 8 | 0
2015 | MAPP_US_2_RMPA | MAPP_US | RMPA | External | Shoulder | B14 | 900 | 200 | 0 | 55.45 | 60.8 | 8 | 0
2015 | MAPP_US_2_RMPA | MAPP_US | RMPA | External | Shoulder | B15 | 1203 | 200 | 0 | 55.45 | 60.8 | 8 | 0
2015 | MAPP_US_2_RMPA | MAPP_US | RMPA | External | Summer | B1 | 10 | 200 | 0 | 84.76 | 86.43 | 8 | 0
2015 | MAPP_US_2_RMPA | MAPP_US | RMPA | External | Summer | B2 | 25 | 200 | 0 | 84.38 | 83.79 | 8 | 0
2015 | MAPP_US_2_RMPA | MAPP_US | RMPA | External | Summer | B3 | 75 | 200 | 0 | 83.56 | 83.26 | 8 | 0
2015 | MAPP_US_2_RMPA | MAPP_US | RMPA | External | Summer | B4 | 100 | 200 | 0 | 79.86 | 78.87 | 8 | 0
2015 | MAPP_US_2_RMPA | MAPP_US | RMPA | External | Summer | B5 | 200 | 200 | 0 | 71.11 | 64.94 | 8 | 0
2015 | MAPP_US_2_RMPA | MAPP_US | RMPA | External | Summer | B6 | 300 | 200 | 0 | 60.27 | 59.27 | 8 | 0
2015 | MAPP_US_2_RMPA | MAPP_US | RMPA | External | Summer | B7 | 400 | 200 | 0 | 52.68 | 59.27 | 8 | 0
2015 | MAPP_US_2_RMPA | MAPP_US | RMPA | External | Summer | B8 | 500 | 200 | 0 | 52.46 | 59.27 | 8 | 0
2015 | MAPP_US_2_RMPA | MAPP_US | RMPA | External | Summer | B9 | 800 | 200 | 0 | 52.46 | 59.27 | 8 | 0
2015 | MAPP_US_2_RMPA | MAPP_US | RMPA | External | Summer | B10 | 1262 | 200 | 0 | 52.46 | 59.27 | 8 | 0
2015 | MAPP_US_2_RMPA | MAPP_US | RMPA | External | Winter | B16 | 25 | 200 | 0 | 68.06 | 68.1 | 8 | 0
2015 | MAPP_US_2_RMPA | MAPP_US | RMPA | External | Winter | B17 | 100 | 200 | 0 | 58.79 | 63.71 | 8 | 0
2015 | MAPP_US_2_RMPA | MAPP_US | RMPA | External | Winter | B18 | 400 | 200 | 0 | 58.29 | 63.71 | 8 | 0
2015 | MAPP_US_2_RMPA | MAPP_US | RMPA | External | Winter | B19 | 700 | 200 | 0 | 58.29 | 63.71 | 8 | 0
2015 | MAPP_US_2_RMPA | MAPP_US | RMPA | External | Winter | B20 | 935 | 200 | 0 | 58.29 | 60.19 | 8 | 0
2015 | NE_2_RMPA | NE | RMPA | External | Shoulder | B11 | 25 | 310 | 0 | 81.67 | 65.39 | 5 | 0
2015 | NE_2_RMPA | NE | RMPA | External | Shoulder | B12 | 200 | 310 | 0 | 60.04 | 60.8 | 5 | 0
2015 | NE_2_RMPA | NE | RMPA | External | Shoulder | B13 | 600 | 310 | 0 | 58.29 | 60.8 | 5 | 0
2015 | NE_2_RMPA | NE | RMPA | External | Shoulder | B14 | 900 | 310 | 0 | 57.37 | 60.8 | 5 | 0
2015 | NE_2_RMPA | NE | RMPA | External | Shoulder | B15 | 1203 | 310 | 0 | 57.37 | 60.8 | 5 | 0
2015 | NE_2_RMPA | NE | RMPA | External | Summer | B1 | 10 | 310 | 0 | 91.76 | 86.43 | 5 | 0
2015 | NE_2_RMPA | NE | RMPA | External | Summer | B2 | 25 | 310 | 0 | 91.38 | 83.79 | 5 | 0
2015 | NE_2_RMPA | NE | RMPA | External | Summer | B3 | 75 | 310 | 0 | 90.56 | 83.26 | 5 | 0
2015 | NE_2_RMPA | NE | RMPA | External | Summer | B4 | 100 | 310 | 0 | 86.86 | 78.87 | 5 | 0
2015 | NE_2_RMPA | NE | RMPA | External | Summer | B5 | 200 | 310 | 0 | 78.11 | 64.94 | 5 | 0
2015 | NE_2_RMPA | NE | RMPA | External | Summer | B6 | 300 | 310 | 0 | 67.27 | 59.27 | 5 | 0
2015 | NE_2_RMPA | NE | RMPA | External | Summer | B7 | 400 | 310 | 0 | 59.68 | 59.27 | 5 | 0
2015 | NE_2_RMPA | NE | RMPA | External | Summer | B8 | 500 | 310 | 0 | 58.69 | 59.27 | 5 | 0
2015 | NE_2_RMPA | NE | RMPA | External | Summer | B9 | 800 | 310 | 0 | 56.1 | 59.27 | 5 | 0
2015 | NE_2_RMPA | NE | RMPA | External | Summer | B10 | 1262 | 310 | 304.1 | 54.27 | 59.27 | 5 | 0
2015 | NE_2_RMPA | NE | RMPA | External | Winter | B16 | 25 | 310 | 0 | 70.06 | 68.1 | 5 | 0
2015 | NE_2_RMPA | NE | RMPA | External | Winter | B17 | 100 | 310 | 0 | 60.79 | 63.71 | 5 | 0
2015 | NE_2_RMPA | NE | RMPA | External | Winter | B18 | 400 | 310 | 0 | 59.85 | 63.71 | 5 | 0
2015 | NE_2_RMPA | NE | RMPA | External | Winter | B19 | 700 | 310 | 0 | 59.71 | 63.71 | 5 | 0
2015 | NE_2_RMPA | NE | RMPA | External | Winter | B20 | 935 | 310 | 116.55 | 55.19 | 60.19 | 5 | 0
2015 | NWPP_Coal_2_MAPP_US | NWPP_Coal | MAPP_US | External | Shoulder | B11 | 25 | 150 | 150 | 56.79 | 74.67 | 8 | 9.88
2015 | NWPP_Coal_2_MAPP_US | NWPP_Coal | MAPP_US | External | Shoulder | B12 | 200 | 150 | 0 | 56.79 | 58.04 | 8 | 0
2015 | NWPP_Coal_2_MAPP_US | NWPP_Coal | MAPP_US | External | Shoulder | B13 | 600 | 150 | 0 | 56.79 | 55.45 | 8 | 0
2015 | NWPP_Coal_2_MAPP_US | NWPP_Coal | MAPP_US | External | Shoulder | B14 | 900 | 150 | 0 | 56.79 | 55.45 | 8 | 0
2015 | NWPP_Coal_2_MAPP_US | NWPP_Coal | MAPP_US | External | Shoulder | B15 | 1203 | 150 | 0 | 56.79 | 55.45 | 8 | 0
2015 | NWPP_Coal_2_MAPP_US | NWPP_Coal | MAPP_US | External | Summer | B1 | 10 | 150 | 150 | 58.33 | 84.76 | 8 | 18.43
2015 | NWPP_Coal_2_MAPP_US | NWPP_Coal | MAPP_US | External | Summer | B2 | 25 | 150 | 150 | 58.33 | 84.38 | 8 | 18.05
2015 | NWPP_Coal_2_MAPP_US | NWPP_Coal | MAPP_US | External | Summer | B3 | 75 | 150 | 150 | 56.78 | 83.56 | 8 | 18.78
2015 | NWPP_Coal_2_MAPP_US | NWPP_Coal | MAPP_US | External | Summer | B4 | 100 | 150 | 150 | 56.78 | 79.86 | 8 | 15.08
2015 | NWPP_Coal_2_MAPP_US | NWPP_Coal | MAPP_US | External | Summer | B5 | 200 | 150 | 150 | 56.78 | 71.11 | 8 | 6.33
2015 | NWPP_Coal_2_MAPP_US | NWPP_Coal | MAPP_US | External | Summer | B6 | 300 | 150 | 0 | 56.78 | 60.27 | 8 | 0
2015 | NWPP_Coal_2_MAPP_US | NWPP_Coal | MAPP_US | External | Summer | B7 | 400 | 150 | 0 | 56.78 | 52.68 | 8 | 0
2015 | NWPP_Coal_2_MAPP_US | NWPP_Coal | MAPP_US | External | Summer | B8 | 500 | 150 | 0 | 56.78 | 52.46 | 8 | 0
2015 | NWPP_Coal_2_MAPP_US | NWPP_Coal | MAPP_US | External | Summer | B9 | 800 | 150 | 0 | 56.78 | 52.46 | 8 | 0
2015 | NWPP_Coal_2_MAPP_US | NWPP_Coal | MAPP_US | External | Summer | B10 | 1262 | 150 | 0 | 56.78 | 52.46 | 8 | 0
2015 | NWPP_Coal_2_MAPP_US | NWPP_Coal | MAPP_US | External | Winter | B16 | 25 | 150 | 150 | 59.94 | 68.06 | 8 | 0.12
2015 | NWPP_Coal_2_MAPP_US | NWPP_Coal | MAPP_US | External | Winter | B17 | 100 | 150 | 0 | 59.94 | 58.79 | 8 | 0
2015 | NWPP_Coal_2_MAPP_US | NWPP_Coal | MAPP_US | External | Winter | B18 | 400 | 150 | 0 | 59.94 | 58.29 | 8 | 0
2015 | NWPP_Coal_2_MAPP_US | NWPP_Coal | MAPP_US | External | Winter | B19 | 700 | 150 | 0 | 59.94 | 58.29 | 8 | 0
2015 | NWPP_Coal_2_MAPP_US | NWPP_Coal | MAPP_US | External | Winter | B20 | 935 | 150 | 0 | 59.94 | 58.29 | 8 | 0
2015 | RMPA_2_MAPP_US | RMPA | MAPP_US | External | Shoulder | B11 | 25 | 200 | 200 | 65.39 | 74.67 | 8 | 1.28
2015 | RMPA_2_MAPP_US | RMPA | MAPP_US | External | Shoulder | B12 | 200 | 200 | 0 | 60.8 | 58.04 | 8 | 0
2015 | RMPA_2_MAPP_US | RMPA | MAPP_US | External | Shoulder | B13 | 600 | 200 | 0 | 60.8 | 55.45 | 8 | 0
2015 | RMPA_2_MAPP_US | RMPA | MAPP_US | External | Shoulder | B14 | 900 | 200 | 0 | 60.8 | 55.45 | 8 | 0
2015 | RMPA_2_MAPP_US | RMPA | MAPP_US | External | Shoulder | B15 | 1203 | 200 | 0 | 60.8 | 55.45 | 8 | 0
2015 | RMPA_2_MAPP_US | RMPA | MAPP_US | External | Summer | B1 | 10 | 200 | 0 | 86.43 | 84.76 | 8 | 0
2015 | RMPA_2_MAPP_US | RMPA | MAPP_US | External | Summer | B2 | 25 | 200 | 0 | 83.79 | 84.38 | 8 | 0
2015 | RMPA_2_MAPP_US | RMPA | MAPP_US | External | Summer | B3 | 75 | 200 | 0 | 83.26 | 83.56 | 8 | 0
2015 | RMPA_2_MAPP_US | RMPA | MAPP_US | External | Summer | B4 | 100 | 200 | 0 | 78.87 | 79.86 | 8 | 0
2015 | RMPA_2_MAPP_US | RMPA | MAPP_US | External | Summer | B5 | 200 | 200 | 0 | 64.94 | 71.11 | 8 | 0
2015 | RMPA_2_MAPP_US | RMPA | MAPP_US | External | Summer | B6 | 300 | 200 | 0 | 59.27 | 60.27 | 8 | 0
2015 | RMPA_2_MAPP_US | RMPA | MAPP_US | External | Summer | B7 | 400 | 200 | 0 | 59.27 | 52.68 | 8 | 0
2015 | RMPA_2_MAPP_US | RMPA | MAPP_US | External | Summer | B8 | 500 | 200 | 0 | 59.27 | 52.46 | 8 | 0
2015 | RMPA_2_MAPP_US | RMPA | MAPP_US | External | Summer | B9 | 800 | 200 | 0 | 59.27 | 52.46 | 8 | 0
2015 | RMPA_2_MAPP_US | RMPA | MAPP_US | External | Summer | B10 | 1262 | 200 | 0 | 59.27 | 52.46 | 8 | 0
2015 | RMPA_2_MAPP_US | RMPA | MAPP_US | External | Winter | B16 | 25 | 200 | 0 | 68.1 | 68.06 | 8 | 0
2015 | RMPA_2_MAPP_US | RMPA | MAPP_US | External | Winter | B17 | 100 | 200 | 0 | 63.71 | 58.79 | 8 | 0
2015 | RMPA_2_MAPP_US | RMPA | MAPP_US | External | Winter | B18 | 400 | 200 | 0 | 63.71 | 58.29 | 8 | 0
2015 | RMPA_2_MAPP_US | RMPA | MAPP_US | External | Winter | B19 | 700 | 200 | 0 | 63.71 | 58.29 | 8 | 0
2015 | RMPA_2_MAPP_US | RMPA | MAPP_US | External | Winter | B20 | 935 | 200 | 0 | 60.19 | 58.29 | 8 | 0
2015 | RMPA_2_NE | RMPA | NE | External | Shoulder | B11 | 25 | 310 | 310 | 65.39 | 81.67 | 8 | 8.28
2015 | RMPA_2_NE | RMPA | NE | External | Shoulder | B12 | 200 | 310 | 0 | 60.8 | 60.04 | 8 | 0
2015 | RMPA_2_NE | RMPA | NE | External | Shoulder | B13 | 600 | 310 | 0 | 60.8 | 58.29 | 8 | 0
2015 | RMPA_2_NE | RMPA | NE | External | Shoulder | B14 | 900 | 310 | 0 | 60.8 | 57.37 | 8 | 0
2015 | RMPA_2_NE | RMPA | NE | External | Shoulder | B15 | 1203 | 310 | 0 | 60.8 | 57.37 | 8 | 0
2015 | RMPA_2_NE | RMPA | NE | External | Summer | B1 | 10 | 310 | 0 | 86.43 | 91.76 | 8 | 0
2015 | RMPA_2_NE | RMPA | NE | External | Summer | B2 | 25 | 310 | 0 | 83.79 | 91.38 | 8 | 0
2015 | RMPA_2_NE | RMPA | NE | External | Summer | B3 | 75 | 310 | 0 | 83.26 | 90.56 | 8 | 0
2015 | RMPA_2_NE | RMPA | NE | External | Summer | B4 | 100 | 310 | 0 | 78.87 | 86.86 | 8 | 0
2015 | RMPA_2_NE | RMPA | NE | External | Summer | B5 | 200 | 310 | 310 | 64.94 | 78.11 | 8 | 5.17
2015 | RMPA_2_NE | RMPA | NE | External | Summer | B6 | 300 | 310 | 13.68 | 59.27 | 67.27 | 8 | 0
2015 | RMPA_2_NE | RMPA | NE | External | Summer | B7 | 400 | 310 | 0 | 59.27 | 59.68 | 8 | 0
2015 | RMPA_2_NE | RMPA | NE | External | Summer | B8 | 500 | 310 | 0 | 59.27 | 58.69 | 8 | 0
2015 | RMPA_2_NE | RMPA | NE | External | Summer | B9 | 800 | 310 | 0 | 59.27 | 56.1 | 8 | 0
2015 | RMPA_2_NE | RMPA | NE | External | Summer | B10 | 1262 | 310 | 0 | 59.27 | 54.27 | 8 | 0
2015 | RMPA_2_NE | RMPA | NE | External | Winter | B16 | 25 | 310 | 0 | 68.1 | 70.06 | 8 | 0
2015 | RMPA_2_NE | RMPA | NE | External | Winter | B17 | 100 | 310 | 0 | 63.71 | 60.79 | 8 | 0
2015 | RMPA_2_NE | RMPA | NE | External | Winter | B18 | 400 | 310 | 0 | 63.71 | 59.85 | 8 | 0
2015 | RMPA_2_NE | RMPA | NE | External | Winter | B19 | 700 | 310 | 0 | 63.71 | 59.71 | 8 | 0
2015 | RMPA_2_NE | RMPA | NE | External | Winter | B20 | 935 | 310 | 0 | 60.19 | 55.19 | 8 | 0
2015 | RMPA_2_SPP_N | RMPA | SPP_N | External | Shoulder | B11 | 25 | 210 | 210 | 65.39 | 83.06 | 8 | 9.68
2015 | RMPA_2_SPP_N | RMPA | SPP_N | External | Shoulder | B12 | 200 | 210 | 0 | 60.8 | 60.05 | 8 | 0
2015 | RMPA_2_SPP_N | RMPA | SPP_N | External | Shoulder | B13 | 600 | 210 | 0 | 60.8 | 58.31 | 8 | 0
2015 | RMPA_2_SPP_N | RMPA | SPP_N | External | Shoulder | B14 | 900 | 210 | 0 | 60.8 | 57.38 | 8 | 0
2015 | RMPA_2_SPP_N | RMPA | SPP_N | External | Shoulder | B15 | 1203 | 210 | 0 | 60.8 | 57.38 | 8 | 0
2015 | RMPA_2_SPP_N | RMPA | SPP_N | External | Summer | B1 | 10 | 210 | 0 | 86.43 | 92.6 | 8 | 0
2015 | RMPA_2_SPP_N | RMPA | SPP_N | External | Summer | B2 | 25 | 210 | 165.22 | 83.79 | 91.79 | 8 | 0
2015 | RMPA_2_SPP_N | RMPA | SPP_N | External | Summer | B3 | 75 | 210 | 0 | 83.26 | 90.57 | 8 | 0
2015 | RMPA_2_SPP_N | RMPA | SPP_N | External | Summer | B4 | 100 | 210 | 42.77 | 78.87 | 86.87 | 8 | 0
2015 | RMPA_2_SPP_N | RMPA | SPP_N | External | Summer | B5 | 200 | 210 | 210 | 64.94 | 81.21 | 8 | 8.26
2015 | RMPA_2_SPP_N | RMPA | SPP_N | External | Summer | B6 | 300 | 210 | 210 | 59.27 | 72.58 | 8 | 5.31
2015 | RMPA_2_SPP_N | RMPA | SPP_N | External | Summer | B7 | 400 | 210 | 0 | 59.27 | 62.44 | 8 | 0
2015 | RMPA_2_SPP_N | RMPA | SPP_N | External | Summer | B8 | 500 | 210 | 0 | 59.27 | 58.7 | 8 | 0
2015 | RMPA_2_SPP_N | RMPA | SPP_N | External | Summer | B9 | 800 | 210 | 0 | 59.27 | 56.11 | 8 | 0
2015 | RMPA_2_SPP_N | RMPA | SPP_N | External | Summer | B10 | 1262 | 210 | 0 | 59.27 | 54.59 | 8 | 0
2015 | RMPA_2_SPP_N | RMPA | SPP_N | External | Winter | B16 | 25 | 210 | 0 | 68.1 | 70.07 | 8 | 0
2015 | RMPA_2_SPP_N | RMPA | SPP_N | External | Winter | B17 | 100 | 210 | 0 | 63.71 | 60.8 | 8 | 0
2015 | RMPA_2_SPP_N | RMPA | SPP_N | External | Winter | B18 | 400 | 210 | 0 | 63.71 | 59.86 | 8 | 0
2015 | RMPA_2_SPP_N | RMPA | SPP_N | External | Winter | B19 | 700 | 210 | 0 | 63.71 | 59.72 | 8 | 0
2015 | RMPA_2_SPP_N | RMPA | SPP_N | External | Winter | B20 | 935 | 210 | 0 | 60.19 | 56.75 | 8 | 0
2015 | SPP_N_2_RMPA | SPP_N | RMPA | External | Shoulder | B11 | 25 | 210 | 0 | 83.06 | 65.39 | 5 | 0
2015 | SPP_N_2_RMPA | SPP_N | RMPA | External | Shoulder | B12 | 200 | 210 | 0 | 60.05 | 60.8 | 5 | 0
2015 | SPP_N_2_RMPA | SPP_N | RMPA | External | Shoulder | B13 | 600 | 210 | 0 | 58.31 | 60.8 | 5 | 0
2015 | SPP_N_2_RMPA | SPP_N | RMPA | External | Shoulder | B14 | 900 | 210 | 0 | 57.38 | 60.8 | 5 | 0
2015 | SPP_N_2_RMPA | SPP_N | RMPA | External | Shoulder | B15 | 1203 | 210 | 0 | 57.38 | 60.8 | 5 | 0
2015 | SPP_N_2_RMPA | SPP_N | RMPA | External | Summer | B1 | 10 | 210 | 0 | 92.6 | 86.43 | 5 | 0
2015 | SPP_N_2_RMPA | SPP_N | RMPA | External | Summer | B2 | 25 | 210 | 0 | 91.79 | 83.79 | 5 | 0
2015 | SPP_N_2_RMPA | SPP_N | RMPA | External | Summer | B3 | 75 | 210 | 0 | 90.57 | 83.26 | 5 | 0
2015 | SPP_N_2_RMPA | SPP_N | RMPA | External | Summer | B4 | 100 | 210 | 0 | 86.87 | 78.87 | 5 | 0
2015 | SPP_N_2_RMPA | SPP_N | RMPA | External | Summer | B5 | 200 | 210 | 0 | 81.21 | 64.94 | 5 | 0
2015 | SPP_N_2_RMPA | SPP_N | RMPA | External | Summer | B6 | 300 | 210 | 0 | 72.58 | 59.27 | 5 | 0
2015 | SPP_N_2_RMPA | SPP_N | RMPA | External | Summer | B7 | 400 | 210 | 0 | 62.44 | 59.27 | 5 | 0
2015 | SPP_N_2_RMPA | SPP_N | RMPA | External | Summer | B8 | 500 | 210 | 0 | 58.7 | 59.27 | 5 | 0
2015 | SPP_N_2_RMPA | SPP_N | RMPA | External | Summer | B9 | 800 | 210 | 0 | 56.11 | 59.27 | 5 | 0
2015 | SPP_N_2_RMPA | SPP_N | RMPA | External | Summer | B10 | 1262 | 210 | 0 | 54.59 | 59.27 | 5 | 0
2015 | SPP_N_2_RMPA | SPP_N | RMPA | External | Winter | B16 | 25 | 210 | 0 | 70.07 | 68.1 | 5 | 0
2015 | SPP_N_2_RMPA | SPP_N | RMPA | External | Winter | B17 | 100 | 210 | 0 | 60.8 | 63.71 | 5 | 0
2015 | SPP_N_2_RMPA | SPP_N | RMPA | External | Winter | B18 | 400 | 210 | 0 | 59.86 | 63.71 | 5 | 0
2015 | SPP_N_2_RMPA | SPP_N | RMPA | External | Winter | B19 | 700 | 210 | 0 | 59.72 | 63.71 | 5 | 0
2015 | SPP_N_2_RMPA | SPP_N | RMPA | External | Winter | B20 | 935 | 210 | 0 | 56.75 | 60.19 | 5 | 0
2015 | SPP_S_2_ERCOT | SPP_S | ERCOT | External | Shoulder | B11 | 25 | 800 | 0 | 83.05 | 84 | 5 | 0
2015 | SPP_S_2_ERCOT | SPP_S | ERCOT | External | Shoulder | B12 | 200 | 800 | 0 | 60.04 | 57.25 | 5 | 0
2015 | SPP_S_2_ERCOT | SPP_S | ERCOT | External | Shoulder | B13 | 600 | 800 | 0 | 58.32 | 57.25 | 5 | 0
2015 | SPP_S_2_ERCOT | SPP_S | ERCOT | External | Shoulder | B14 | 900 | 800 | 0 | 57.39 | 57.25 | 5 | 0
2015 | SPP_S_2_ERCOT | SPP_S | ERCOT | External | Shoulder | B15 | 1203 | 800 | 0 | 57.39 | 57.25 | 5 | 0
2015 | SPP_S_2_ERCOT | SPP_S | ERCOT | External | Summer | B1 | 10 | 800 | 0 | 90.44 | 82.44 | 5 | 0
2015 | SPP_S_2_ERCOT | SPP_S | ERCOT | External | Summer | B2 | 25 | 800 | 0 | 90.44 | 82.44 | 5 | 0
2015 | SPP_S_2_ERCOT | SPP_S | ERCOT | External | Summer | B3 | 75 | 800 | 0 | 90.44 | 82.44 | 5 | 0
2015 | SPP_S_2_ERCOT | SPP_S | ERCOT | External | Summer | B4 | 100 | 800 | 0 | 84.87 | 82.44 | 5 | 0
2015 | SPP_S_2_ERCOT | SPP_S | ERCOT | External | Summer | B5 | 200 | 800 | 0 | 81.19 | 82.44 | 5 | 0
2015 | SPP_S_2_ERCOT | SPP_S | ERCOT | External | Summer | B6 | 300 | 800 | 0 | 72.59 | 61.33 | 5 | 0
2015 | SPP_S_2_ERCOT | SPP_S | ERCOT | External | Summer | B7 | 400 | 800 | 0 | 62.45 | 56.2 | 5 | 0
2015 | SPP_S_2_ERCOT | SPP_S | ERCOT | External | Summer | B8 | 500 | 800 | 0 | 58.71 | 56.2 | 5 | 0
2015 | SPP_S_2_ERCOT | SPP_S | ERCOT | External | Summer | B9 | 800 | 800 | 0 | 56.13 | 56.2 | 5 | 0
2015 | SPP_S_2_ERCOT | SPP_S | ERCOT | External | Summer | B10 | 1262 | 800 | 0 | 56 | 56.2 | 5 | 0
2015 | SPP_S_2_ERCOT | SPP_S | ERCOT | External | Winter | B16 | 25 | 800 | 0 | 70.08 | 62.08 | 5 | 0
2015 | SPP_S_2_ERCOT | SPP_S | ERCOT | External | Winter | B17 | 100 | 800 | 0 | 60.81 | 59.45 | 5 | 0
2015 | SPP_S_2_ERCOT | SPP_S | ERCOT | External | Winter | B18 | 400 | 800 | 0 | 59.87 | 59.45 | 5 | 0
2015 | SPP_S_2_ERCOT | SPP_S | ERCOT | External | Winter | B19 | 700 | 800 | 0 | 59.74 | 59.45 | 5 | 0
2015 | SPP_S_2_ERCOT | SPP_S | ERCOT | External | Winter | B20 | 935 | 800 | 0 | 59.74 | 59.14 | 5 | 0
2020 | AZ_NM_SNV_Coal_2_SPP_S | AZ_NM_SNV_Coal | SPP_S | External | Shoulder | B11 | 25 | 400 | 0 | 66.85 | 68.53 | 8.17 | 0
2020 | AZ_NM_SNV_Coal_2_SPP_S | AZ_NM_SNV_Coal | SPP_S | External | Shoulder | B12 | 200 | 400 | 0 | 66.85 | 64.39 | 8.17 | 0
2020 | AZ_NM_SNV_Coal_2_SPP_S | AZ_NM_SNV_Coal | SPP_S | External | Shoulder | B13 | 600 | 400 | 0 | 66.85 | 60.9 | 8.17 | 0
2020 | AZ_NM_SNV_Coal_2_SPP_S | AZ_NM_SNV_Coal | SPP_S | External | Shoulder | B14 | 900 | 400 | 0 | 66.85 | 56.99 | 8.17 | 0
2020 | AZ_NM_SNV_Coal_2_SPP_S | AZ_NM_SNV_Coal | SPP_S | External | Shoulder | B15 | 1203 | 400 | 0 | 66.34 | 56.99 | 8.17 | 0
2020 | AZ_NM_SNV_Coal_2_SPP_S | AZ_NM_SNV_Coal | SPP_S | External | Summer | B1 | 10 | 400 | 0 | 89.19 | 64.09 | 8.17 | 0
2020 | AZ_NM_SNV_Coal_2_SPP_S | AZ_NM_SNV_Coal | SPP_S | External | Summer | B2 | 25 | 400 | 0 | 89.19 | 92.88 | 8.17 | 0
2020 | AZ_NM_SNV_Coal_2_SPP_S | AZ_NM_SNV_Coal | SPP_S | External | Summer | B3 | 75 | 400 | 0 | 84.82 | 92.88 | 8.17 | 0
2020 | AZ_NM_SNV_Coal_2_SPP_S | AZ_NM_SNV_Coal | SPP_S | External | Summer | B4 | 100 | 400 | 400 | 80.96 | 92.88 | 8.17 | 3.76
2020 | AZ_NM_SNV_Coal_2_SPP_S | AZ_NM_SNV_Coal | SPP_S | External | Summer | B5 | 200 | 400 | 400 | 72.8 | 89.24 | 8.17 | 8.28
2020 | AZ_NM_SNV_Coal_2_SPP_S | AZ_NM_SNV_Coal | SPP_S | External | Summer | B6 | 300 | 400 | 0 | 69.48 | 72.03 | 8.17 | 0
2020 | AZ_NM_SNV_Coal_2_SPP_S | AZ_NM_SNV_Coal | SPP_S | External | Summer | B7 | 400 | 400 | 0 | 65.35 | 65.48 | 8.17 | 0
2020 | AZ_NM_SNV_Coal_2_SPP_S | AZ_NM_SNV_Coal | SPP_S | External | Summer | B8 | 500 | 400 | 0 | 65.23 | 63.95 | 8.17 | 0
2020 | AZ_NM_SNV_Coal_2_SPP_S | AZ_NM_SNV_Coal | SPP_S | External | Summer | B9 | 800 | 400 | 0 | 65.23 | 62.72 | 8.17 | 0
2020 | AZ_NM_SNV_Coal_2_SPP_S | AZ_NM_SNV_Coal | SPP_S | External | Summer | B10 | 1262 | 400 | 0 | 65.23 | 58.75 | 8.17 | 0
2020 | AZ_NM_SNV_Coal_2_SPP_S | AZ_NM_SNV_Coal | SPP_S | External | Winter | B16 | 25 | 400 | 0 | 69.88 | 68.1 | 8.17 | 0
2020 | AZ_NM_SNV_Coal_2_SPP_S | AZ_NM_SNV_Coal | SPP_S | External | Winter | B17 | 100 | 400 | 0 | 69.88 | 63.84 | 8.17 | 0
2020 | AZ_NM_SNV_Coal_2_SPP_S | AZ_NM_SNV_Coal | SPP_S | External | Winter | B18 | 400 | 400 | 0 | 69.07 | 63.07 | 8.17 | 0
2020 | AZ_NM_SNV_Coal_2_SPP_S | AZ_NM_SNV_Coal | SPP_S | External | Winter | B19 | 700 | 400 | 0 | 69.07 | 62.39 | 8.17 | 0
2020 | AZ_NM_SNV_Coal_2_SPP_S | AZ_NM_SNV_Coal | SPP_S | External | Winter | B20 | 935 | 400 | 0 | 68.34 | 59.33 | 8.17 | 0
2020 | ERCOT_2_SPP_S | ERCOT | SPP_S | External | Shoulder | B11 | 25 | 800 | 0 | 95.94 | 68.53 | 8 | 0
2020 | ERCOT_2_SPP_S | ERCOT | SPP_S | External | Shoulder | B12 | 200 | 800 | 0 | 65.28 | 64.39 | 8 | 0
2020 | ERCOT_2_SPP_S | ERCOT | SPP_S | External | Shoulder | B13 | 600 | 800 | 0 | 65.28 | 60.9 | 8 | 0
2020 | ERCOT_2_SPP_S | ERCOT | SPP_S | External | Shoulder | B14 | 900 | 800 | 0 | 65.28 | 56.99 | 8 | 0
2020 | ERCOT_2_SPP_S | ERCOT | SPP_S | External | Shoulder | B15 | 1203 | 800 | 0 | 65.28 | 56.99 | 8 | 0
2020 | ERCOT_2_SPP_S | ERCOT | SPP_S | External | Summer | B1 | 10 | 800 | 0 | 108.25 | 64.09 | 8 | 0
2020 | ERCOT_2_SPP_S | ERCOT | SPP_S | External | Summer | B2 | 25 | 800 | 0 | 97.88 | 92.88 | 8 | 0
2020 | ERCOT_2_SPP_S | ERCOT | SPP_S | External | Summer | B3 | 75 | 800 | 0 | 94.24 | 92.88 | 8 | 0
2020 | ERCOT_2_SPP_S | ERCOT | SPP_S | External | Summer | B4 | 100 | 800 | 0 | 94.24 | 92.88 | 8 | 0
2020 | ERCOT_2_SPP_S | ERCOT | SPP_S | External | Summer | B5 | 200 | 800 | 0 | 94.24 | 89.24 | 8 | 0
2020 | ERCOT_2_SPP_S | ERCOT | SPP_S | External | Summer | B6 | 300 | 800 | 0 | 77.03 | 72.03 | 8 | 0
2020 | ERCOT_2_SPP_S | ERCOT | SPP_S | External | Summer | B7 | 400 | 800 | 0 | 70.02 | 65.48 | 8 | 0
2020 | ERCOT_2_SPP_S | ERCOT | SPP_S | External | Summer | B8 | 500 | 800 | 0 | 64.14 | 63.95 | 8 | 0
2020 | ERCOT_2_SPP_S | ERCOT | SPP_S | External | Summer | B9 | 800 | 800 | 0 | 64.14 | 62.72 | 8 | 0
2020 | ERCOT_2_SPP_S | ERCOT | SPP_S | External | Summer | B10 | 1262 | 800 | 0 | 64.14 | 58.75 | 8 | 0
2020 | ERCOT_2_SPP_S | ERCOT | SPP_S | External | Winter | B16 | 25 | 800 | 0 | 73.1 | 68.1 | 8 | 0
2020 | ERCOT_2_SPP_S | ERCOT | SPP_S | External | Winter | B17 | 100 | 800 | 0 | 67.74 | 63.84 | 8 | 0
2020 | ERCOT_2_SPP_S | ERCOT | SPP_S | External | Winter | B18 | 400 | 800 | 0 | 67.74 | 63.07 | 8 | 0
2020 | ERCOT_2_SPP_S | ERCOT | SPP_S | External | Winter | B19 | 700 | 800 | 0 | 67.74 | 62.39 | 8 | 0
2020 | ERCOT_2_SPP_S | ERCOT | SPP_S | External | Winter | B20 | 935 | 800 | 0 | 67.35 | 59.33 | 8 | 0
2020 | MAPP_US_2_RMPA | MAPP_US | RMPA | External | Shoulder | B11 | 25 | 200 | 0 | 72.31 | 70.35 | 8 | 0
2020 | MAPP_US_2_RMPA | MAPP_US | RMPA | External | Shoulder | B12 | 200 | 200 | 0 | 62.38 | 70.35 | 8 | 0
2020 | MAPP_US_2_RMPA | MAPP_US | RMPA | External | Shoulder | B13 | 600 | 200 | 0 | 58.09 | 65.89 | 8 | 0
2020 | MAPP_US_2_RMPA | MAPP_US | RMPA | External | Shoulder | B14 | 900 | 200 | 56.15 | 57.22 | 65.22 | 8 | 0
2020 | MAPP_US_2_RMPA | MAPP_US | RMPA | External | Shoulder | B15 | 1203 | 200 | 200 | 56.05 | 64.62 | 8 | 0.57
2020 | MAPP_US_2_RMPA | MAPP_US | RMPA | External | Summer | B1 | 10 | 200 | 0 | 98.87 | 97.35 | 8 | 0
2020 | MAPP_US_2_RMPA | MAPP_US | RMPA | External | Summer | B2 | 25 | 200 | 0 | 98.11 | 97.11 | 8 | 0
2020 | MAPP_US_2_RMPA | MAPP_US | RMPA | External | Summer | B3 | 75 | 200 | 0 | 96.86 | 92.99 | 8 | 0
2020 | MAPP_US_2_RMPA | MAPP_US | RMPA | External | Summer | B4 | 100 | 200 | 0 | 95.35 | 87.35 | 8 | 0
2020 | MAPP_US_2_RMPA | MAPP_US | RMPA | External | Summer | B5 | 200 | 200 | 0 | 94.89 | 80.96 | 8 | 0
2020 | MAPP_US_2_RMPA | MAPP_US | RMPA | External | Summer | B6 | 300 | 200 | 0 | 70.88 | 68.58 | 8 | 0
2020 | MAPP_US_2_RMPA | MAPP_US | RMPA | External | Summer | B7 | 400 | 200 | 0 | 61.11 | 68.58 | 8 | 0
2020 | MAPP_US_2_RMPA | MAPP_US | RMPA | External | Summer | B8 | 500 | 200 | 200 | 56.58 | 68.58 | 8 | 4
2020 | MAPP_US_2_RMPA | MAPP_US | RMPA | External | Summer | B9 | 800 | 200 | 200 | 55.7 | 67.31 | 8 | 3.61
2020 | MAPP_US_2_RMPA | MAPP_US | RMPA | External | Summer | B10 | 1262 | 200 | 200 | 55.67 | 63.73 | 8 | 0.06
2020 | MAPP_US_2_RMPA | MAPP_US | RMPA | External | Winter | B16 | 25 | 200 | 200 | 65.58 | 73.69 | 8 | 0.11
2020 | MAPP_US_2_RMPA | MAPP_US | RMPA | External | Winter | B17 | 100 | 200 | 200 | 63.47 | 73.69 | 8 | 2.22
2020 | MAPP_US_2_RMPA | MAPP_US | RMPA | External | Winter | B18 | 400 | 200 | 0 | 61.08 | 68.34 | 8 | 0
2020 | MAPP_US_2_RMPA | MAPP_US | RMPA | External | Winter | B19 | 700 | 200 | 0 | 60.41 | 68.34 | 8 | 0
2020 | MAPP_US_2_RMPA | MAPP_US | RMPA | External | Winter | B20 | 935 | 200 | 0 | 57.32 | 61.07 | 8 | 0
2020 | NE_2_RMPA | NE | RMPA | External | Shoulder | B11 | 25 | 310 | 0 | 74.31 | 70.35 | 5 | 0
2020 | NE_2_RMPA | NE | RMPA | External | Shoulder | B12 | 200 | 310 | 310 | 64.39 | 70.35 | 5 | 0.96
2020 | NE_2_RMPA | NE | RMPA | External | Shoulder | B13 | 600 | 310 | 310 | 60.87 | 65.89 | 5 | 0.01
2020 | NE_2_RMPA | NE | RMPA | External | Shoulder | B14 | 900 | 310 | 310 | 59.22 | 65.22 | 5 | 1
2020 | NE_2_RMPA | NE | RMPA | External | Shoulder | B15 | 1203 | 310 | 310 | 58.05 | 64.62 | 5 | 1.57
2020 | NE_2_RMPA | NE | RMPA | External | Summer | B1 | 10 | 310 | 0 | 105.11 | 97.35 | 5 | 0
2020 | NE_2_RMPA | NE | RMPA | External | Summer | B2 | 25 | 310 | 0 | 105.11 | 97.11 | 5 | 0
2020 | NE_2_RMPA | NE | RMPA | External | Summer | B3 | 75 | 310 | 0 | 103.86 | 92.99 | 5 | 0
2020 | NE_2_RMPA | NE | RMPA | External | Summer | B4 | 100 | 310 | 0 | 102.35 | 87.35 | 5 | 0
2020 | NE_2_RMPA | NE | RMPA | External | Summer | B5 | 200 | 310 | 0 | 101.89 | 80.96 | 5 | 0
2020 | NE_2_RMPA | NE | RMPA | External | Summer | B6 | 300 | 310 | 0 | 76.58 | 68.58 | 5 | 0
2020 | NE_2_RMPA | NE | RMPA | External | Summer | B7 | 400 | 310 | 0 | 67.97 | 68.58 | 5 | 0
2020 | NE_2_RMPA | NE | RMPA | External | Summer | B8 | 500 | 310 | 209.78 | 63.58 | 68.58 | 5 | 0
2020 | NE_2_RMPA | NE | RMPA | External | Summer | B9 | 800 | 310 | 0 | 62.7 | 67.31 | 5 | 0
2020 | NE_2_RMPA | NE | RMPA | External | Summer | B10 | 1262 | 310 | 310 | 58.72 | 63.73 | 5 | 0.01
2020 | NE_2_RMPA | NE | RMPA | External | Winter | B16 | 25 | 310 | 0 | 72.58 | 73.69 | 5 | 0
2020 | NE_2_RMPA | NE | RMPA | External | Winter | B17 | 100 | 310 | 310 | 65.47 | 73.69 | 5 | 3.22
2020 | NE_2_RMPA | NE | RMPA | External | Winter | B18 | 400 | 310 | 310 | 63.08 | 68.34 | 5 | 0.26
2020 | NE_2_RMPA | NE | RMPA | External | Winter | B19 | 700 | 310 | 310 | 62.41 | 68.34 | 5 | 0.93
2020 | NE_2_RMPA | NE | RMPA | External | Winter | B20 | 935 | 310 | 0 | 59.32 | 61.07 | 5 | 0
2020 | NWPP_Coal_2_MAPP_US | NWPP_Coal | MAPP_US | External | Shoulder | B11 | 25 | 150 | 0 | 72.83 | 72.31 | 8 | 0
2020 | NWPP_Coal_2_MAPP_US | NWPP_Coal | MAPP_US | External | Shoulder | B12 | 200 | 150 | 0 | 72.83 | 62.38 | 8 | 0
2020 | NWPP_Coal_2_MAPP_US | NWPP_Coal | MAPP_US | External | Shoulder | B13 | 600 | 150 | 0 | 72.83 | 58.09 | 8 | 0
2020 | NWPP_Coal_2_MAPP_US | NWPP_Coal | MAPP_US | External | Shoulder | B14 | 900 | 150 | 0 | 72.83 | 57.22 | 8 | 0
2020 | NWPP_Coal_2_MAPP_US | NWPP_Coal | MAPP_US | External | Shoulder | B15 | 1203 | 150 | 0 | 72.83 | 56.05 | 8 | 0
2020 | NWPP_Coal_2_MAPP_US | NWPP_Coal | MAPP_US | External | Summer | B1 | 10 | 150 | 150 | 76.9 | 98.87 | 8 | 13.97
2020 | NWPP_Coal_2_MAPP_US | NWPP_Coal | MAPP_US | External | Summer | B2 | 25 | 150 | 150 | 76.9 | 98.11 | 8 | 13.21
2020 | NWPP_Coal_2_MAPP_US | NWPP_Coal | MAPP_US | External | Summer | B3 | 75 | 150 | 150 | 72.79 | 96.86 | 8 | 16.07
2020 | NWPP_Coal_2_MAPP_US | NWPP_Coal | MAPP_US | External | Summer | B4 | 100 | 150 | 150 | 72.79 | 95.35 | 8 | 14.56
2020 | NWPP_Coal_2_MAPP_US | NWPP_Coal | MAPP_US | External | Summer | B5 | 200 | 150 | 150 | 72.79 | 94.89 | 8 | 14.1
2020 | NWPP_Coal_2_MAPP_US | NWPP_Coal | MAPP_US | External | Summer | B6 | 300 | 150 | 0 | 72.79 | 70.88 | 8 | 0
2020 | NWPP_Coal_2_MAPP_US | NWPP_Coal | MAPP_US | External | Summer | B7 | 400 | 150 | 0 | 72.79 | 61.11 | 8 | 0
2020 | NWPP_Coal_2_MAPP_US | NWPP_Coal | MAPP_US | External | Summer | B8 | 500 | 150 | 0 | 72.79 | 56.58 | 8 | 0
2020 | NWPP_Coal_2_MAPP_US | NWPP_Coal | MAPP_US | External | Summer | B9 | 800 | 150 | 0 | 72.79 | 55.7 | 8 | 0
2020 | NWPP_Coal_2_MAPP_US | NWPP_Coal | MAPP_US | External | Summer | B10 | 1262 | 150 | 0 | 72.79 | 55.67 | 8 | 0
2020 | NWPP_Coal_2_MAPP_US | NWPP_Coal | MAPP_US | External | Winter | B16 | 25 | 150 | 0 | 76.5 | 65.58 | 8 | 0
2020 | NWPP_Coal_2_MAPP_US | NWPP_Coal | MAPP_US | External | Winter | B17 | 100 | 150 | 0 | 76.5 | 63.47 | 8 | 0
2020 | NWPP_Coal_2_MAPP_US | NWPP_Coal | MAPP_US | External | Winter | B18 | 400 | 150 | 0 | 76.5 | 61.08 | 8 | 0
2020 | NWPP_Coal_2_MAPP_US | NWPP_Coal | MAPP_US | External | Winter | B19 | 700 | 150 | 0 | 76.5 | 60.41 | 8 | 0
2020 | NWPP_Coal_2_MAPP_US | NWPP_Coal | MAPP_US | External | Winter | B20 | 935 | 150 | 0 | 76.5 | 57.32 | 8 | 0
2020 | RMPA_2_MAPP_US | RMPA | MAPP_US | External | Shoulder | B11 | 25 | 200 | 0 | 70.35 | 72.31 | 8 | 0
2020 | RMPA_2_MAPP_US | RMPA | MAPP_US | External | Shoulder | B12 | 200 | 200 | 0 | 70.35 | 62.38 | 8 | 0
2020 | RMPA_2_MAPP_US | RMPA | MAPP_US | External | Shoulder | B13 | 600 | 200 | 0 | 65.89 | 58.09 | 8 | 0
2020 | RMPA_2_MAPP_US | RMPA | MAPP_US | External | Shoulder | B14 | 900 | 200 | 0 | 65.22 | 57.22 | 8 | 0
2020 | RMPA_2_MAPP_US | RMPA | MAPP_US | External | Shoulder | B15 | 1203 | 200 | 0 | 64.62 | 56.05 | 8 | 0
2020 | RMPA_2_MAPP_US | RMPA | MAPP_US | External | Summer | B1 | 10 | 200 | 0 | 97.35 | 98.87 | 8 | 0
2020 | RMPA_2_MAPP_US | RMPA | MAPP_US | External | Summer | B2 | 25 | 200 | 0 | 97.11 | 98.11 | 8 | 0
2020 | RMPA_2_MAPP_US | RMPA | MAPP_US | External | Summer | B3 | 75 | 200 | 0 | 92.99 | 96.86 | 8 | 0
2020 | RMPA_2_MAPP_US | RMPA | MAPP_US | External | Summer | B4 | 100 | 200 | 23.4 | 87.35 | 95.35 | 8 | 0
2020 | RMPA_2_MAPP_US | RMPA | MAPP_US | External | Summer | B5 | 200 | 200 | 200 | 80.96 | 94.89 | 8 | 5.93
2020 | RMPA_2_MAPP_US | RMPA | MAPP_US | External | Summer | B6 | 300 | 200 | 0 | 68.58 | 70.88 | 8 | 0
2020 | RMPA_2_MAPP_US | RMPA | MAPP_US | External | Summer | B7 | 400 | 200 | 0 | 68.58 | 61.11 | 8 | 0
2020 | RMPA_2_MAPP_US | RMPA | MAPP_US | External | Summer | B8 | 500 | 200 | 0 | 68.58 | 56.58 | 8 | 0
2020 | RMPA_2_MAPP_US | RMPA | MAPP_US | External | Summer | B9 | 800 | 200 | 0 | 67.31 | 55.7 | 8 | 0
2020 | RMPA_2_MAPP_US | RMPA | MAPP_US | External | Summer | B10 | 1262 | 200 | 0 | 63.73 | 55.67 | 8 | 0
2020 | RMPA_2_MAPP_US | RMPA | MAPP_US | External | Winter | B16 | 25 | 200 | 0 | 73.69 | 65.58 | 8 | 0
2020 | RMPA_2_MAPP_US | RMPA | MAPP_US | External | Winter | B17 | 100 | 200 | 0 | 73.69 | 63.47 | 8 | 0
2020 | RMPA_2_MAPP_US | RMPA | MAPP_US | External | Winter | B18 | 400 | 200 | 0 | 68.34 | 61.08 | 8 | 0
2020 | RMPA_2_MAPP_US | RMPA | MAPP_US | External | Winter | B19 | 700 | 200 | 0 | 68.34 | 60.41 | 8 | 0
2020 | RMPA_2_MAPP_US | RMPA | MAPP_US | External | Winter | B20 | 935 | 200 | 0 | 61.07 | 57.32 | 8 | 0
2020 | RMPA_2_NE | RMPA | NE | External | Shoulder | B11 | 25 | 310 | 0 | 70.35 | 74.31 | 8 | 0
2020 | RMPA_2_NE | RMPA | NE | External | Shoulder | B12 | 200 | 310 | 0 | 70.35 | 64.39 | 8 | 0
2020 | RMPA_2_NE | RMPA | NE | External | Shoulder | B13 | 600 | 310 | 0 | 65.89 | 60.87 | 8 | 0
2020 | RMPA_2_NE | RMPA | NE | External | Shoulder | B14 | 900 | 310 | 0 | 65.22 | 59.22 | 8 | 0
2020 | RMPA_2_NE | RMPA | NE | External | Shoulder | B15 | 1203 | 310 | 0 | 64.62 | 58.05 | 8 | 0
2020 | RMPA_2_NE | RMPA | NE | External | Summer | B1 | 10 | 310 | 0 | 97.35 | 105.11 | 8 | 0
2020 | RMPA_2_NE | RMPA | NE | External | Summer | B2 | 25 | 310 | 240.12 | 97.11 | 105.11 | 8 | 0
2020 | RMPA_2_NE | RMPA | NE | External | Summer | B3 | 75 | 310 | 310 | 92.99 | 103.86 | 8 | 2.87
2020 | RMPA_2_NE | RMPA | NE | External | Summer | B4 | 100 | 310 | 310 | 87.35 | 102.35 | 8 | 7
2020 | RMPA_2_NE | RMPA | NE | External | Summer | B5 | 200 | 310 | 310 | 80.96 | 101.89 | 8 | 12.93
2020 | RMPA_2_NE | RMPA | NE | External | Summer | B6 | 300 | 310 | 211.34 | 68.58 | 76.58 | 8 | 0
2020 | RMPA_2_NE | RMPA | NE | External | Summer | B7 | 400 | 310 | 0 | 68.58 | 67.97 | 8 | 0
2020 | RMPA_2_NE | RMPA | NE | External | Summer | B8 | 500 | 310 | 0 | 68.58 | 63.58 | 8 | 0
2020 | RMPA_2_NE | RMPA | NE | External | Summer | B9 | 800 | 310 | 0 | 67.31 | 62.7 | 8 | 0
2020 | RMPA_2_NE | RMPA | NE | External | Summer | B10 | 1262 | 310 | 0 | 63.73 | 58.72 | 8 | 0
2020 | RMPA_2_NE | RMPA | NE | External | Winter | B16 | 25 | 310 | 0 | 73.69 | 72.58 | 8 | 0
2020 | RMPA_2_NE | RMPA | NE | External | Winter | B17 | 100 | 310 | 0 | 73.69 | 65.47 | 8 | 0
2020 | RMPA_2_NE | RMPA | NE | External | Winter | B18 | 400 | 310 | 0 | 68.34 | 63.08 | 8 | 0
2020 | RMPA_2_NE | RMPA | NE | External | Winter | B19 | 700 | 310 | 0 | 68.34 | 62.41 | 8 | 0
2020 | RMPA_2_NE | RMPA | NE | External | Winter | B20 | 935 | 310 | 0 | 61.07 | 59.32 | 8 | 0
2020 | RMPA_2_SPP_N | RMPA | SPP_N | External | Shoulder | B11 | 25 | 210 | 0 | 70.35 | 74.3 | 8 | 0
2020 | RMPA_2_SPP_N | RMPA | SPP_N | External | Shoulder | B12 | 200 | 210 | 0 | 70.35 | 64.38 | 8 | 0
2020 | RMPA_2_SPP_N | RMPA | SPP_N | External | Shoulder | B13 | 600 | 210 | 0 | 65.89 | 60.89 | 8 | 0
2020 | RMPA_2_SPP_N | RMPA | SPP_N | External | Shoulder | B14 | 900 | 210 | 0 | 65.22 | 59.21 | 8 | 0
2020 | RMPA_2_SPP_N | RMPA | SPP_N | External | Shoulder | B15 | 1203 | 210 | 0 | 64.62 | 57 | 8 | 0
2020 | RMPA_2_SPP_N | RMPA | SPP_N | External | Summer | B1 | 10 | 210 | 0 | 97.35 | 100.28 | 8 | 0
2020 | RMPA_2_SPP_N | RMPA | SPP_N | External | Summer | B2 | 25 | 210 | 0 | 97.11 | 100.28 | 8 | 0
2020 | RMPA_2_SPP_N | RMPA | SPP_N | External | Summer | B3 | 75 | 210 | 210 | 92.99 | 103.85 | 8 | 2.86
2020 | RMPA_2_SPP_N | RMPA | SPP_N | External | Summer | B4 | 100 | 210 | 210 | 87.35 | 100.28 | 8 | 4.92
2020 | RMPA_2_SPP_N | RMPA | SPP_N | External | Summer | B5 | 200 | 210 | 210 | 80.96 | 96.89 | 8 | 7.93
2020 | RMPA_2_SPP_N | RMPA | SPP_N | External | Summer | B6 | 300 | 210 | 0 | 68.58 | 72.14 | 8 | 0
2020 | RMPA_2_SPP_N | RMPA | SPP_N | External | Summer | B7 | 400 | 210 | 0 | 68.58 | 65.47 | 8 | 0
2020 | RMPA_2_SPP_N | RMPA | SPP_N | External | Summer | B8 | 500 | 210 | 0 | 68.58 | 63.94 | 8 | 0
2020 | RMPA_2_SPP_N | RMPA | SPP_N | External | Summer | B9 | 800 | 210 | 0 | 67.31 | 62.71 | 8 | 0
2020 | RMPA_2_SPP_N | RMPA | SPP_N | External | Summer | B10 | 1262 | 210 | 0 | 63.73 | 58.73 | 8 | 0
2020 | RMPA_2_SPP_N | RMPA | SPP_N | External | Winter | B16 | 25 | 210 | 0 | 73.69 | 72.57 | 8 | 0
2020 | RMPA_2_SPP_N | RMPA | SPP_N | External | Winter | B17 | 100 | 210 | 0 | 73.69 | 65.47 | 8 | 0
2020 | RMPA_2_SPP_N | RMPA | SPP_N | External | Winter | B18 | 400 | 210 | 0 | 68.34 | 63.08 | 8 | 0
2020 | RMPA_2_SPP_N | RMPA | SPP_N | External | Winter | B19 | 700 | 210 | 0 | 68.34 | 62.4 | 8 | 0
2020 | RMPA_2_SPP_N | RMPA | SPP_N | External | Winter | B20 | 935 | 210 | 0 | 61.07 | 59.33 | 8 | 0
2020 | SPP_N_2_RMPA | SPP_N | RMPA | External | Shoulder | B11 | 25 | 210 | 0 | 74.3 | 70.35 | 5 | 0
2020 | SPP_N_2_RMPA | SPP_N | RMPA | External | Shoulder | B12 | 200 | 210 | 210 | 64.38 | 70.35 | 5 | 0.97
2020 | SPP_N_2_RMPA | SPP_N | RMPA | External | Shoulder | B13 | 600 | 210 | 80.05 | 60.89 | 65.89 | 5 | 0
2020 | SPP_N_2_RMPA | SPP_N | RMPA | External | Shoulder | B14 | 900 | 210 | 210 | 59.21 | 65.22 | 5 | 1.01
2020 | SPP_N_2_RMPA | SPP_N | RMPA | External | Shoulder | B15 | 1203 | 210 | 210 | 57 | 64.62 | 5 | 2.61
2020 | SPP_N_2_RMPA | SPP_N | RMPA | External | Summer | B1 | 10 | 210 | 0 | 100.28 | 97.35 | 5 | 0
2020 | SPP_N_2_RMPA | SPP_N | RMPA | External | Summer | B2 | 25 | 210 | 0 | 100.28 | 97.11 | 5 | 0
2020 | SPP_N_2_RMPA | SPP_N | RMPA | External | Summer | B3 | 75 | 210 | 0 | 103.85 | 92.99 | 5 | 0
2020 | SPP_N_2_RMPA | SPP_N | RMPA | External | Summer | B4 | 100 | 210 | 0 | 100.28 | 87.35 | 5 | 0
2020 | SPP_N_2_RMPA | SPP_N | RMPA | External | Summer | B5 | 200 | 210 | 0 | 96.89 | 80.96 | 5 | 0
2020 | SPP_N_2_RMPA | SPP_N | RMPA | External | Summer | B6 | 300 | 210 | 0 | 72.14 | 68.58 | 5 | 0
2020 | SPP_N_2_RMPA | SPP_N | RMPA | External | Summer | B7 | 400 | 210 | 0 | 65.47 | 68.58 | 5 | 0
2020 | SPP_N_2_RMPA | SPP_N | RMPA | External | Summer | B8 | 500 | 210 | 0 | 63.94 | 68.58 | 5 | 0
2020 | SPP_N_2_RMPA | SPP_N | RMPA | External | Summer | B9 | 800 | 210 | 0 | 62.71 | 67.31 | 5 | 0
2020 | SPP_N_2_RMPA | SPP_N | RMPA | External | Summer | B10 | 1262 | 210 | 142.45 | 58.73 | 63.73 | 5 | 0
2020 | SPP_N_2_RMPA | SPP_N | RMPA | External | Winter | B16 | 25 | 210 | 0 | 72.57 | 73.69 | 5 | 0
2020 | SPP_N_2_RMPA | SPP_N | RMPA | External | Winter | B17 | 100 | 210 | 210 | 65.47 | 73.69 | 5 | 3.22
2020 | SPP_N_2_RMPA | SPP_N | RMPA | External | Winter | B18 | 400 | 210 | 210 | 63.08 | 68.34 | 5 | 0.26
2020 | SPP_N_2_RMPA | SPP_N | RMPA | External | Winter | B19 | 700 | 210 | 210 | 62.4 | 68.34 | 5 | 0.94
2020 | SPP_N_2_RMPA | SPP_N | RMPA | External | Winter | B20 | 935 | 210 | 0 | 59.33 | 61.07 | 5 | 0
2020 | SPP_S_2_ERCOT | SPP_S | ERCOT | External | Shoulder | B11 | 25 | 800 | 800 | 68.53 | 95.94 | 5 | 22.41
2020 | SPP_S_2_ERCOT | SPP_S | ERCOT | External | Shoulder | B12 | 200 | 800 | 0 | 64.39 | 65.28 | 5 | 0
2020 | SPP_S_2_ERCOT | SPP_S | ERCOT | External | Shoulder | B13 | 600 | 800 | 0 | 60.9 | 65.28 | 5 | 0
2020 | SPP_S_2_ERCOT | SPP_S | ERCOT | External | Shoulder | B14 | 900 | 800 | 800 | 56.99 | 65.28 | 5 | 3.29
2020 | SPP_S_2_ERCOT | SPP_S | ERCOT | External | Shoulder | B15 | 1203 | 800 | 800 | 56.99 | 65.28 | 5 | 3.29
2020 | SPP_S_2_ERCOT | SPP_S | ERCOT | External | Summer | B1 | 10 | 800 | 800 | 64.09 | 108.25 | 5 | 39.15
2020 | SPP_S_2_ERCOT | SPP_S | ERCOT | External | Summer | B2 | 25 | 800 | 431.03 | 92.88 | 97.88 | 5 | 0
2020 | SPP_S_2_ERCOT | SPP_S | ERCOT | External | Summer | B3 | 75 | 800 | 0 | 92.88 | 94.24 | 5 | 0
2020 | SPP_S_2_ERCOT | SPP_S | ERCOT | External | Summer | B4 | 100 | 800 | 0 | 92.88 | 94.24 | 5 | 0
2020 | SPP_S_2_ERCOT | SPP_S | ERCOT | External | Summer | B5 | 200 | 800 | 630.15 | 89.24 | 94.24 | 5 | 0
2020 | SPP_S_2_ERCOT | SPP_S | ERCOT | External | Summer | B6 | 300 | 800 | 359.93 | 72.03 | 77.03 | 5 | 0
2020 | SPP_S_2_ERCOT | SPP_S | ERCOT | External | Summer | B7 | 400 | 800 | 0 | 65.48 | 70.02 | 5 | 0
2020 | SPP_S_2_ERCOT | SPP_S | ERCOT | External | Summer | B8 | 500 | 800 | 0 | 63.95 | 64.14 | 5 | 0
2020 | SPP_S_2_ERCOT | SPP_S | ERCOT | External | Summer | B9 | 800 | 800 | 0 | 62.72 | 64.14 | 5 | 0
2020 | SPP_S_2_ERCOT | SPP_S | ERCOT | External | Summer | B10 | 1262 | 800 | 800 | 58.75 | 64.14 | 5 | 0.39
2020 | SPP_S_2_ERCOT | SPP_S | ERCOT | External | Winter | B16 | 25 | 800 | 377.99 | 68.1 | 73.1 | 5 | 0
2020 | SPP_S_2_ERCOT | SPP_S | ERCOT | External | Winter | B17 | 100 | 800 | 0 | 63.84 | 67.74 | 5 | 0
2020 | SPP_S_2_ERCOT | SPP_S | ERCOT | External | Winter | B18 | 400 | 800 | 0 | 63.07 | 67.74 | 5 | 0
2020 | SPP_S_2_ERCOT | SPP_S | ERCOT | External | Winter | B19 | 700 | 800 | 800 | 62.39 | 67.74 | 5 | 0.36
2020 | SPP_S_2_ERCOT | SPP_S | ERCOT | External | Winter | B20 | 935 | 800 | 800 | 59.33 | 67.35 | 5 | 3.02
2025 | AZ_NM_SNV_Coal_2_SPP_S | AZ_NM_SNV_Coal | SPP_S | External | Shoulder | B11 | 25 | 400 | 0 | 72.49 | 73.95 | 8.17 | 0
2025 | AZ_NM_SNV_Coal_2_SPP_S | AZ_NM_SNV_Coal | SPP_S | External | Shoulder | B12 | 200 | 400 | 0 | 72.49 | 68.15 | 8.17 | 0
2025 | AZ_NM_SNV_Coal_2_SPP_S | AZ_NM_SNV_Coal | SPP_S | External | Shoulder | B13 | 600 | 400 | 0 | 72.49 | 65.69 | 8.17 | 0
2025 | AZ_NM_SNV_Coal_2_SPP_S | AZ_NM_SNV_Coal | SPP_S | External | Shoulder | B14 | 900 | 400 | 0 | 72.49 | 61.37 | 8.17 | 0
2025 | AZ_NM_SNV_Coal_2_SPP_S | AZ_NM_SNV_Coal | SPP_S | External | Shoulder | B15 | 1203 | 400 | 0 | 72.49 | 61.37 | 8.17 | 0
2025 | AZ_NM_SNV_Coal_2_SPP_S | AZ_NM_SNV_Coal | SPP_S | External | Summer | B1 | 10 | 400 | 0 | 104.45 | 72.32 | 8.17 | 0
2025 | AZ_NM_SNV_Coal_2_SPP_S | AZ_NM_SNV_Coal | SPP_S | External | Summer | B2 | 25 | 400 | 0 | 97.41 | 100.23 | 8.17 | 0
2025 | AZ_NM_SNV_Coal_2_SPP_S | AZ_NM_SNV_Coal | SPP_S | External | Summer | B3 | 75 | 400 | 0 | 97.41 | 100.23 | 8.17 | 0
2025 | AZ_NM_SNV_Coal_2_SPP_S | AZ_NM_SNV_Coal | SPP_S | External | Summer | B4 | 100 | 400 | 400 | 89.95 | 100.23 | 8.17 | 2.12
2025 | AZ_NM_SNV_Coal_2_SPP_S | AZ_NM_SNV_Coal | SPP_S | External | Summer | B5 | 200 | 400 | 400 | 82.6 | 98.64 | 8.17 | 7.87
2025 | AZ_NM_SNV_Coal_2_SPP_S | AZ_NM_SNV_Coal | SPP_S | External | Summer | B6 | 300 | 400 | 0 | 80.88 | 82.32 | 8.17 | 0
2025 | AZ_NM_SNV_Coal_2_SPP_S | AZ_NM_SNV_Coal | SPP_S | External | Summer | B7 | 400 | 400 | 0 | 74.42 | 72.32 | 8.17 | 0
2025 | AZ_NM_SNV_Coal_2_SPP_S | AZ_NM_SNV_Coal | SPP_S | External | Summer | B8 | 500 | 400 | 0 | 73.73 | 69.11 | 8.17 | 0
2025 | AZ_NM_SNV_Coal_2_SPP_S | AZ_NM_SNV_Coal | SPP_S | External | Summer | B9 | 800 | 400 | 0 | 73.15 | 68.95 | 8.17 | 0
2025 | AZ_NM_SNV_Coal_2_SPP_S | AZ_NM_SNV_Coal | SPP_S | External | Summer | B10 | 1262 | 400 | 0 | 70.69 | 60.37 | 8.17 | 0
2025 | AZ_NM_SNV_Coal_2_SPP_S | AZ_NM_SNV_Coal | SPP_S | External | Winter | B16 | 25 | 400 | 0 | 75.85 | 73.55 | 8.17 | 0
2025 | AZ_NM_SNV_Coal_2_SPP_S | AZ_NM_SNV_Coal | SPP_S | External | Winter | B17 | 100 | 400 | 0 | 75.85 | 68.13 | 8.17 | 0
2025 | AZ_NM_SNV_Coal_2_SPP_S | AZ_NM_SNV_Coal | SPP_S | External | Winter | B18 | 400 | 400 | 0 | 75.85 | 68.78 | 8.17 | 0
2025 | AZ_NM_SNV_Coal_2_SPP_S | AZ_NM_SNV_Coal | SPP_S | External | Winter | B19 | 700 | 400 | 0 | 75.85 | 65.12 | 8.17 | 0
2025 | AZ_NM_SNV_Coal_2_SPP_S | AZ_NM_SNV_Coal | SPP_S | External | Winter | B20 | 935 | 400 | 0 | 75.85 | 63.96 | 8.17 | 0
2025 | ERCOT_2_SPP_S | ERCOT | SPP_S | External | Shoulder | B11 | 25 | 800 | 0 | 76.9 | 73.95 | 8 | 0
2025 | ERCOT_2_SPP_S | ERCOT | SPP_S | External | Shoulder | B12 | 200 | 800 | 0 | 70.42 | 68.15 | 8 | 0
2025 | ERCOT_2_SPP_S | ERCOT | SPP_S | External | Shoulder | B13 | 600 | 800 | 0 | 70.42 | 65.69 | 8 | 0
2025 | ERCOT_2_SPP_S | ERCOT | SPP_S | External | Shoulder | B14 | 900 | 800 | 0 | 70.42 | 61.37 | 8 | 0
2025 | ERCOT_2_SPP_S | ERCOT | SPP_S | External | Shoulder | B15 | 1203 | 800 | 0 | 61.3 | 61.37 | 8 | 0
2025 | ERCOT_2_SPP_S | ERCOT | SPP_S | External | Summer | B1 | 10 | 800 | 0 | 110.2 | 72.32 | 8 | 0
2025 | ERCOT_2_SPP_S | ERCOT | SPP_S | External | Summer | B2 | 25 | 800 | 0 | 101.72 | 100.23 | 8 | 0
2025 | ERCOT_2_SPP_S | ERCOT | SPP_S | External | Summer | B3 | 75 | 800 | 0 | 101.72 | 100.23 | 8 | 0
2025 | ERCOT_2_SPP_S | ERCOT | SPP_S | External | Summer | B4 | 100 | 800 | 0 | 101.72 | 100.23 | 8 | 0
2025 | ERCOT_2_SPP_S | ERCOT | SPP_S | External | Summer | B5 | 200 | 800 | 800 | 89.57 | 98.64 | 8 | 1.07
2025 | ERCOT_2_SPP_S | ERCOT | SPP_S | External | Summer | B6 | 300 | 800 | 0 | 75.53 | 82.32 | 8 | 0
2025 | ERCOT_2_SPP_S | ERCOT | SPP_S | External | Summer | B7 | 400 | 800 | 0 | 69.16 | 72.32 | 8 | 0
2025 | ERCOT_2_SPP_S | ERCOT | SPP_S | External | Summer | B8 | 500 | 800 | 0 | 69.16 | 69.11 | 8 | 0
2025 | ERCOT_2_SPP_S | ERCOT | SPP_S | External | Summer | B9 | 800 | 800 | 0 | 69.16 | 68.95 | 8 | 0
2025 | ERCOT_2_SPP_S | ERCOT | SPP_S | External | Summer | B10 | 1262 | 800 | 0 | 65.37 | 60.37 | 8 | 0
2025 | ERCOT_2_SPP_S | ERCOT | SPP_S | External | Winter | B16 | 25 | 800 | 0 | 75.36 | 73.55 | 8 | 0
2025 | ERCOT_2_SPP_S | ERCOT | SPP_S | External | Winter | B17 | 100 | 800 | 0 | 73.13 | 68.13 | 8 | 0
2025 | ERCOT_2_SPP_S | ERCOT | SPP_S | External | Winter | B18 | 400 | 800 | 0 | 73.13 | 68.78 | 8 | 0
2025 | ERCOT_2_SPP_S | ERCOT | SPP_S | External | Winter | B19 | 700 | 800 | 0 | 73.13 | 65.12 | 8 | 0
2025 | ERCOT_2_SPP_S | ERCOT | SPP_S | External | Winter | B20 | 935 | 800 | 0 | 63.61 | 63.96 | 8 | 0
2025 | MAPP_US_2_RMPA | MAPP_US | RMPA | External | Shoulder | B11 | 25 | 200 | 200 | 68.33 | 76.45 | 8 | 0.12
2025 | MAPP_US_2_RMPA | MAPP_US | RMPA | External | Shoulder | B12 | 200 | 200 | 200 | 60.39 | 76.45 | 8 | 8.06
2025 | MAPP_US_2_RMPA | MAPP_US | RMPA | External | Shoulder | B13 | 600 | 200 | 200 | 56.29 | 76.45 | 8 | 12.16
2025 | MAPP_US_2_RMPA | MAPP_US | RMPA | External | Shoulder | B14 | 900 | 200 | 200 | 49.3 | 76.45 | 8 | 19.15
2025 | MAPP_US_2_RMPA | MAPP_US | RMPA | External | Shoulder | B15 | 1203 | 200 | 200 | 47.7 | 76.45 | 8 | 20.75
2025 | MAPP_US_2_RMPA | MAPP_US | RMPA | External | Summer | B1 | 10 | 200 | 0 | 106.34 | 112.01 | 8 | 0
2025 | MAPP_US_2_RMPA | MAPP_US | RMPA | External | Summer | B2 | 25 | 200 | 0 | 103.43 | 105.57 | 8 | 0
2025 | MAPP_US_2_RMPA | MAPP_US | RMPA | External | Summer | B3 | 75 | 200 | 0 | 103.43 | 105.57 | 8 | 0
2025 | MAPP_US_2_RMPA | MAPP_US | RMPA | External | Summer | B4 | 100 | 200 | 0 | 101.82 | 100.82 | 8 | 0
2025 | MAPP_US_2_RMPA | MAPP_US | RMPA | External | Summer | B5 | 200 | 200 | 0 | 96.13 | 90.76 | 8 | 0
2025 | MAPP_US_2_RMPA | MAPP_US | RMPA | External | Summer | B6 | 300 | 200 | 200 | 72.3 | 84.58 | 8 | 4.28
2025 | MAPP_US_2_RMPA | MAPP_US | RMPA | External | Summer | B7 | 400 | 200 | 200 | 61.98 | 74.45 | 8 | 4.48
2025 | MAPP_US_2_RMPA | MAPP_US | RMPA | External | Summer | B8 | 500 | 200 | 200 | 57.15 | 74.45 | 8 | 9.3
2025 | MAPP_US_2_RMPA | MAPP_US | RMPA | External | Summer | B9 | 800 | 200 | 200 | 54.94 | 74.45 | 8 | 11.52
2025 | MAPP_US_2_RMPA | MAPP_US | RMPA | External | Summer | B10 | 1262 | 200 | 200 | 49.45 | 74.45 | 8 | 17
2025 | MAPP_US_2_RMPA | MAPP_US | RMPA | External | Winter | B16 | 25 | 200 | 200 | 54.1 | 80.18 | 8 | 18.09
2025 | MAPP_US_2_RMPA | MAPP_US | RMPA | External | Winter | B17 | 100 | 200 | 200 | 54.12 | 80.18 | 8 | 18.06
2025 | MAPP_US_2_RMPA | MAPP_US | RMPA | External | Winter | B18 | 400 | 200 | 200 | 56.55 | 80.18 | 8 | 15.63
2025 | MAPP_US_2_RMPA | MAPP_US | RMPA | External | Winter | B19 | 700 | 200 | 200 | 56.55 | 80.18 | 8 | 15.63
2025 | MAPP_US_2_RMPA | MAPP_US | RMPA | External | Winter | B20 | 935 | 200 | 200 | 51.61 | 78.52 | 8 | 18.91
2025 | NE_2_RMPA | NE | RMPA | External | Shoulder | B11 | 25 | 310 | 0 | 75.33 | 76.45 | 5 | 0
2025 | NE_2_RMPA | NE | RMPA | External | Shoulder | B12 | 200 | 310 | 310 | 67.39 | 76.45 | 5 | 4.06
2025 | NE_2_RMPA | NE | RMPA | External | Shoulder | B13 | 600 | 310 | 310 | 63.29 | 76.45 | 5 | 8.16
2025 | NE_2_RMPA | NE | RMPA | External | Shoulder | B14 | 900 | 310 | 310 | 60.92 | 76.45 | 5 | 10.53
2025 | NE_2_RMPA | NE | RMPA | External | Shoulder | B15 | 1203 | 310 | 310 | 60.1 | 76.45 | 5 | 11.35
2025 | NE_2_RMPA | NE | RMPA | External | Summer | B1 | 10 | 310 | 0 | 113.34 | 112.01 | 5 | 0
2025 | NE_2_RMPA | NE | RMPA | External | Summer | B2 | 25 | 310 | 0 | 110.43 | 105.57 | 5 | 0
2025 | NE_2_RMPA | NE | RMPA | External | Summer | B3 | 75 | 310 | 0 | 113.56 | 105.57 | 5 | 0
2025 | NE_2_RMPA | NE | RMPA | External | Summer | B4 | 100 | 310 | 0 | 108.82 | 100.82 | 5 | 0
2025 | NE_2_RMPA | NE | RMPA | External | Summer | B5 | 200 | 310 | 0 | 103.13 | 90.76 | 5 | 0
2025 | NE_2_RMPA | NE | RMPA | External | Summer | B6 | 300 | 310 | 47.52 | 79.58 | 84.58 | 5 | 0
2025 | NE_2_RMPA | NE | RMPA | External | Summer | B7 | 400 | 310 | 0 | 71.93 | 74.45 | 5 | 0
2025 | NE_2_RMPA | NE | RMPA | External | Summer | B8 | 500 | 310 | 310 | 64.15 | 74.45 | 5 | 5.3
2025 | NE_2_RMPA | NE | RMPA | External | Summer | B9 | 800 | 310 | 310 | 63.91 | 74.45 | 5 | 5.54
2025 | NE_2_RMPA | NE | RMPA | External | Summer | B10 | 1262 | 310 | 310 | 59.49 | 74.45 | 5 | 9.97
2025 | NE_2_RMPA | NE | RMPA | External | Winter | B16 | 25 | 310 | 310 | 61.49 | 80.18 | 5 | 13.69
2025 | NE_2_RMPA | NE | RMPA | External | Winter | B17 | 100 | 310 | 310 | 61.49 | 80.18 | 5 | 13.69
2025 | NE_2_RMPA | NE | RMPA | External | Winter | B18 | 400 | 310 | 310 | 63.55 | 80.18 | 5 | 11.63
2025 | NE_2_RMPA | NE | RMPA | External | Winter | B19 | 700 | 310 | 310 | 63.55 | 80.18 | 5 | 11.63
2025 | NE_2_RMPA | NE | RMPA | External | Winter | B20 | 935 | 310 | 310 | 59.39 | 78.52 | 5 | 14.13
2025 | NWPP_Coal_2_MAPP_US | NWPP_Coal | MAPP_US | External | Shoulder | B11 | 25 | 150 | 0 | 82.82 | 68.33 | 8 | 0
2025 | NWPP_Coal_2_MAPP_US | NWPP_Coal | MAPP_US | External | Shoulder | B12 | 200 | 150 | 0 | 82.82 | 60.39 | 8 | 0
2025 | NWPP_Coal_2_MAPP_US | NWPP_Coal | MAPP_US | External | Shoulder | B13 | 600 | 150 | 0 | 82.82 | 56.29 | 8 | 0
2025 | NWPP_Coal_2_MAPP_US | NWPP_Coal | MAPP_US | External | Shoulder | B14 | 900 | 150 | 0 | 82.82 | 49.3 | 8 | 0
2025 | NWPP_Coal_2_MAPP_US | NWPP_Coal | MAPP_US | External | Shoulder | B15 | 1203 | 150 | 0 | 82.82 | 47.7 | 8 | 0
2025 | NWPP_Coal_2_MAPP_US | NWPP_Coal | MAPP_US | External | Summer | B1 | 10 | 150 | 150 | 96.28 | 106.34 | 8 | 2.06
2025 | NWPP_Coal_2_MAPP_US | NWPP_Coal | MAPP_US | External | Summer | B2 | 25 | 150 | 150 | 91.98 | 103.43 | 8 | 3.45
2025 | NWPP_Coal_2_MAPP_US | NWPP_Coal | MAPP_US | External | Summer | B3 | 75 | 150 | 150 | 89.24 | 103.43 | 8 | 6.19
2025 | NWPP_Coal_2_MAPP_US | NWPP_Coal | MAPP_US | External | Summer | B4 | 100 | 150 | 150 | 82.59 | 101.82 | 8 | 11.23
2025 | NWPP_Coal_2_MAPP_US | NWPP_Coal | MAPP_US | External | Summer | B5 | 200 | 150 | 150 | 82.59 | 96.13 | 8 | 5.55
2025 | NWPP_Coal_2_MAPP_US | NWPP_Coal | MAPP_US | External | Summer | B6 | 300 | 150 | 0 | 82.59 | 72.3 | 8 | 0
2025 | NWPP_Coal_2_MAPP_US | NWPP_Coal | MAPP_US | External | Summer | B7 | 400 | 150 | 0 | 82.59 | 61.98 | 8 | 0
2025 | NWPP_Coal_2_MAPP_US | NWPP_Coal | MAPP_US | External | Summer | B8 | 500 | 150 | 0 | 82.59 | 57.15 | 8 | 0
2025 | NWPP_Coal_2_MAPP_US | NWPP_Coal | MAPP_US | External | Summer | B9 | 800 | 150 | 0 | 82.59 | 54.94 | 8 | 0
2025 | NWPP_Coal_2_MAPP_US | NWPP_Coal | MAPP_US | External | Summer | B10 | 1262 | 150 | 0 | 82.59 | 49.45 | 8 | 0
2025 | NWPP_Coal_2_MAPP_US | NWPP_Coal | MAPP_US | External | Winter | B16 | 25 | 150 | 0 | 86.69 | 54.1 | 8 | 0
2025 | NWPP_Coal_2_MAPP_US | NWPP_Coal | MAPP_US | External | Winter | B17 | 100 | 150 | 0 | 86.69 | 54.12 | 8 | 0
2025 | NWPP_Coal_2_MAPP_US | NWPP_Coal | MAPP_US | External | Winter | B18 | 400 | 150 | 0 | 86.69 | 56.55 | 8 | 0
2025 | NWPP_Coal_2_MAPP_US | NWPP_Coal | MAPP_US | External | Winter | B19 | 700 | 150 | 0 | 86.69 | 56.55 | 8 | 0
2025 | NWPP_Coal_2_MAPP_US | NWPP_Coal | MAPP_US | External | Winter | B20 | 935 | 150 | 0 | 86.69 | 51.61 | 8 | 0
2025 | RMPA_2_MAPP_US | RMPA | MAPP_US | External | Shoulder | B11 | 25 | 200 | 0 | 76.45 | 68.33 | 8 | 0
2025 | RMPA_2_MAPP_US | RMPA | MAPP_US | External | Shoulder | B12 | 200 | 200 | 0 | 76.45 | 60.39 | 8 | 0
2025 | RMPA_2_MAPP_US | RMPA | MAPP_US | External | Shoulder | B13 | 600 | 200 | 0 | 76.45 | 56.29 | 8 | 0
2025 | RMPA_2_MAPP_US | RMPA | MAPP_US | External | Shoulder | B14 | 900 | 200 | 0 | 76.45 | 49.3 | 8 | 0
2025 | RMPA_2_MAPP_US | RMPA | MAPP_US | External | Shoulder | B15 | 1203 | 200 | 0 | 76.45 | 47.7 | 8 | 0
2025 | RMPA_2_MAPP_US | RMPA | MAPP_US | External | Summer | B1 | 10 | 200 | 0 | 112.01 | 106.34 | 8 | 0
2025 | RMPA_2_MAPP_US | RMPA | MAPP_US | External | Summer | B2 | 25 | 200 | 0 | 105.57 | 103.43 | 8 | 0
2025 | RMPA_2_MAPP_US | RMPA | MAPP_US | External | Summer | B3 | 75 | 200 | 0 | 105.57 | 103.43 | 8 | 0
2025 | RMPA_2_MAPP_US | RMPA | MAPP_US | External | Summer | B4 | 100 | 200 | 0 | 100.82 | 101.82 | 8 | 0
2025 | RMPA_2_MAPP_US | RMPA | MAPP_US | External | Summer | B5 | 200 | 200 | 0 | 90.76 | 96.13 | 8 | 0
2025 | RMPA_2_MAPP_US | RMPA | MAPP_US | External | Summer | B6 | 300 | 200 | 0 | 84.58 | 72.3 | 8 | 0
2025 | RMPA_2_MAPP_US | RMPA | MAPP_US | External | Summer | B7 | 400 | 200 | 0 | 74.45 | 61.98 | 8 | 0
2025 | RMPA_2_MAPP_US | RMPA | MAPP_US | External | Summer | B8 | 500 | 200 | 0 | 74.45 | 57.15 | 8 | 0
2025 | RMPA_2_MAPP_US | RMPA | MAPP_US | External | Summer | B9 | 800 | 200 | 0 | 74.45 | 54.94 | 8 | 0
2025 | RMPA_2_MAPP_US | RMPA | MAPP_US | External | Summer | B10 | 1262 | 200 | 0 | 74.45 | 49.45 | 8 | 0
2025 | RMPA_2_MAPP_US | RMPA | MAPP_US | External | Winter | B16 | 25 | 200 | 0 | 80.18 | 54.1 | 8 | 0
2025 | RMPA_2_MAPP_US | RMPA | MAPP_US | External | Winter | B17 | 100 | 200 | 0 | 80.18 | 54.12 | 8 | 0
2025 | RMPA_2_MAPP_US | RMPA | MAPP_US | External | Winter | B18 | 400 | 200 | 0 | 80.18 | 56.55 | 8 | 0
2025 | RMPA_2_MAPP_US | RMPA | MAPP_US | External | Winter | B19 | 700 | 200 | 0 | 80.18 | 56.55 | 8 | 0
2025 | RMPA_2_MAPP_US | RMPA | MAPP_US | External | Winter | B20 | 935 | 200 | 0 | 78.52 | 51.61 | 8 | 0
2025 | RMPA_2_NE | RMPA | NE | External | Shoulder | B11 | 25 | 310 | 0 | 76.45 | 75.33 | 8 | 0
2025 | RMPA_2_NE | RMPA | NE | External | Shoulder | B12 | 200 | 310 | 0 | 76.45 | 67.39 | 8 | 0
2025 | RMPA_2_NE | RMPA | NE | External | Shoulder | B13 | 600 | 310 | 0 | 76.45 | 63.29 | 8 | 0
2025 | RMPA_2_NE | RMPA | NE | External | Shoulder | B14 | 900 | 310 | 0 | 76.45 | 60.92 | 8 | 0
2025 | RMPA_2_NE | RMPA | NE | External | Shoulder | B15 | 1203 | 310 | 0 | 76.45 | 60.1 | 8 | 0
2025 | RMPA_2_NE | RMPA | NE | External | Summer | B1 | 10 | 310 | 0 | 112.01 | 113.34 | 8 | 0
2025 | RMPA_2_NE | RMPA | NE | External | Summer | B2 | 25 | 310 | 0 | 105.57 | 110.43 | 8 | 0
2025 | RMPA_2_NE | RMPA | NE | External | Summer | B3 | 75 | 310 | 0 | 105.57 | 113.56 | 8 | 0
2025 | RMPA_2_NE | RMPA | NE | External | Summer | B4 | 100 | 310 | 284.91 | 100.82 | 108.82 | 8 | 0
2025 | RMPA_2_NE | RMPA | NE | External | Summer | B5 | 200 | 310 | 310 | 90.76 | 103.13 | 8 | 4.37
2025 | RMPA_2_NE | RMPA | NE | External | Summer | B6 | 300 | 310 | 0 | 84.58 | 79.58 | 8 | 0
2025 | RMPA_2_NE | RMPA | NE | External | Summer | B7 | 400 | 310 | 0 | 74.45 | 71.93 | 8 | 0
2025 | RMPA_2_NE | RMPA | NE | External | Summer | B8 | 500 | 310 | 0 | 74.45 | 64.15 | 8 | 0
2025 | RMPA_2_NE | RMPA | NE | External | Summer | B9 | 800 | 310 | 0 | 74.45 | 63.91 | 8 | 0
2025 | RMPA_2_NE | RMPA | NE | External | Summer | B10 | 1262 | 310 | 0 | 74.45 | 59.49 | 8 | 0
2025 | RMPA_2_NE | RMPA | NE | External | Winter | B16 | 25 | 310 | 0 | 80.18 | 61.49 | 8 | 0
2025 | RMPA_2_NE | RMPA | NE | External | Winter | B17 | 100 | 310 | 0 | 80.18 | 61.49 | 8 | 0
2025 | RMPA_2_NE | RMPA | NE | External | Winter | B18 | 400 | 310 | 0 | 80.18 | 63.55 | 8 | 0
2025 | RMPA_2_NE | RMPA | NE | External | Winter | B19 | 700 | 310 | 0 | 80.18 | 63.55 | 8 | 0
2025 | RMPA_2_NE | RMPA | NE | External | Winter | B20 | 935 | 310 | 0 | 78.52 | 59.39 | 8 | 0
2025 | RMPA_2_SPP_N | RMPA | SPP_N | External | Shoulder | B11 | 25 | 210 | 0 | 76.45 | 75.34 | 8 | 0
2025 | RMPA_2_SPP_N | RMPA | SPP_N | External | Shoulder | B12 | 200 | 210 | 0 | 76.45 | 68.14 | 8 | 0
2025 | RMPA_2_SPP_N | RMPA | SPP_N | External | Shoulder | B13 | 600 | 210 | 0 | 76.45 | 65.68 | 8 | 0
2025 | RMPA_2_SPP_N | RMPA | SPP_N | External | Shoulder | B14 | 900 | 210 | 0 | 76.45 | 61.7 | 8 | 0
2025 | RMPA_2_SPP_N | RMPA | SPP_N | External | Shoulder | B15 | 1203 | 210 | 0 | 76.45 | 61.7 | 8 | 0
2025 | RMPA_2_SPP_N | RMPA | SPP_N | External | Summer | B1 | 10 | 210 | 0 | 112.01 | 112.69 | 8 | 0
2025 | RMPA_2_SPP_N | RMPA | SPP_N | External | Summer | B2 | 25 | 210 | 0 | 105.57 | 110.44 | 8 | 0
2025 | RMPA_2_SPP_N | RMPA | SPP_N | External | Summer | B3 | 75 | 210 | 161.09 | 105.57 | 113.57 | 8 | 0
2025 | RMPA_2_SPP_N | RMPA | SPP_N | External | Summer | B4 | 100 | 210 | 210 | 100.82 | 108.83 | 8 | 0.01
2025 | RMPA_2_SPP_N | RMPA | SPP_N | External | Summer | B5 | 200 | 210 | 210 | 90.76 | 105.06 | 8 | 6.3
2025 | RMPA_2_SPP_N | RMPA | SPP_N | External | Summer | B6 | 300 | 210 | 0 | 84.58 | 82.31 | 8 | 0
2025 | RMPA_2_SPP_N | RMPA | SPP_N | External | Summer | B7 | 400 | 210 | 0 | 74.45 | 72.3 | 8 | 0
2025 | RMPA_2_SPP_N | RMPA | SPP_N | External | Summer | B8 | 500 | 210 | 0 | 74.45 | 69.09 | 8 | 0
2025 | RMPA_2_SPP_N | RMPA | SPP_N | External | Summer | B9 | 800 | 210 | 0 | 74.45 | 68.94 | 8 | 0
2025 | RMPA_2_SPP_N | RMPA | SPP_N | External | Summer | B10 | 1262 | 210 | 0 | 74.45 | 60.36 | 8 | 0
2025 | RMPA_2_SPP_N | RMPA | SPP_N | External | Winter | B16 | 25 | 210 | 0 | 80.18 | 73.56 | 8 | 0
2025 | RMPA_2_SPP_N | RMPA | SPP_N | External | Winter | B17 | 100 | 210 | 0 | 80.18 | 68.12 | 8 | 0
2025 | RMPA_2_SPP_N | RMPA | SPP_N | External | Winter | B18 | 400 | 210 | 0 | 80.18 | 68.76 | 8 | 0
2025 | RMPA_2_SPP_N | RMPA | SPP_N | External | Winter | B19 | 700 | 210 | 0 | 80.18 | 65.11 | 8 | 0
2025 | RMPA_2_SPP_N | RMPA | SPP_N | External | Winter | B20 | 935 | 210 | 0 | 78.52 | 64.3 | 8 | 0
2025 | SPP_N_2_RMPA | SPP_N | RMPA | External | Shoulder | B11 | 25 | 210 | 0 | 75.34 | 76.45 | 5 | 0
2025 | SPP_N_2_RMPA | SPP_N | RMPA | External | Shoulder | B12 | 200 | 210 | 210 | 68.14 | 76.45 | 5 | 3.31
2025 | SPP_N_2_RMPA | SPP_N | RMPA | External | Shoulder | B13 | 600 | 210 | 210 | 65.68 | 76.45 | 5 | 5.77
2025 | SPP_N_2_RMPA | SPP_N | RMPA | External | Shoulder | B14 | 900 | 210 | 210 | 61.7 | 76.45 | 5 | 9.75
2025 | SPP_N_2_RMPA | SPP_N | RMPA | External | Shoulder | B15 | 1203 | 210 | 210 | 61.7 | 76.45 | 5 | 9.75
2025 | SPP_N_2_RMPA | SPP_N | RMPA | External | Summer | B1 | 10 | 210 | 0 | 112.69 | 112.01 | 5 | 0
2025 | SPP_N_2_RMPA | SPP_N | RMPA | External | Summer | B2 | 25 | 210 | 0 | 110.44 | 105.57 | 5 | 0
2025 | SPP_N_2_RMPA | SPP_N | RMPA | External | Summer | B3 | 75 | 210 | 0 | 113.57 | 105.57 | 5 | 0
2025 | SPP_N_2_RMPA | SPP_N | RMPA | External | Summer | B4 | 100 | 210 | 0 | 108.83 | 100.82 | 5 | 0
2025 | SPP_N_2_RMPA | SPP_N | RMPA | External | Summer | B5 | 200 | 210 | 0 | 105.06 | 90.76 | 5 | 0
2025 | SPP_N_2_RMPA | SPP_N | RMPA | External | Summer | B6 | 300 | 210 | 0 | 82.31 | 84.58 | 5 | 0
2025 | SPP_N_2_RMPA | SPP_N | RMPA | External | Summer | B7 | 400 | 210 | 0 | 72.3 | 74.45 | 5 | 0
2025 | SPP_N_2_RMPA | SPP_N | RMPA | External | Summer | B8 | 500 | 210 | 210 | 69.09 | 74.45 | 5 | 0.36
2025 | SPP_N_2_RMPA | SPP_N | RMPA | External | Summer | B9 | 800 | 210 | 210 | 68.94 | 74.45 | 5 | 0.52
2025 | SPP_N_2_RMPA | SPP_N | RMPA | External | Summer | B10 | 1262 | 210 | 210 | 60.36 | 74.45 | 5 | 9.09
2025 | SPP_N_2_RMPA | SPP_N | RMPA | External | Winter | B16 | 25 | 210 | 210 | 73.56 | 80.18 | 5 | 1.63
2025 | SPP_N_2_RMPA | SPP_N | RMPA | External | Winter | B17 | 100 | 210 | 210 | 68.12 | 80.18 | 5 | 7.06
2025 | SPP_N_2_RMPA | SPP_N | RMPA | External | Winter | B18 | 400 | 210 | 210 | 68.76 | 80.18 | 5 | 6.42
2025 | SPP_N_2_RMPA | SPP_N | RMPA | External | Winter | B19 | 700 | 210 | 210 | 65.11 | 80.18 | 5 | 10.07
2025 | SPP_N_2_RMPA | SPP_N | RMPA | External | Winter | B20 | 935 | 210 | 210 | 64.3 | 78.52 | 5 | 9.22
2025 | SPP_S_2_ERCOT | SPP_S | ERCOT | External | Shoulder | B11 | 25 | 800 | 0 | 73.95 | 76.9 | 5 | 0
2025 | SPP_S_2_ERCOT | SPP_S | ERCOT | External | Shoulder | B12 | 200 | 800 | 0 | 68.15 | 70.42 | 5 | 0
2025 | SPP_S_2_ERCOT | SPP_S | ERCOT | External | Shoulder | B13 | 600 | 800 | 0 | 65.69 | 70.42 | 5 | 0
2025 | SPP_S_2_ERCOT | SPP_S | ERCOT | External | Shoulder | B14 | 900 | 800 | 800 | 61.37 | 70.42 | 5 | 4.04
2025 | SPP_S_2_ERCOT | SPP_S | ERCOT | External | Shoulder | B15 | 1203 | 800 | 0 | 61.37 | 61.3 | 5 | 0
2025 | SPP_S_2_ERCOT | SPP_S | ERCOT | External | Summer | B1 | 10 | 800 | 800 | 72.32 | 110.2 | 5 | 32.89
2025 | SPP_S_2_ERCOT | SPP_S | ERCOT | External | Summer | B2 | 25 | 800 | 0 | 100.23 | 101.72 | 5 | 0
2025 | SPP_S_2_ERCOT | SPP_S | ERCOT | External | Summer | B3 | 75 | 800 | 0 | 100.23 | 101.72 | 5 | 0
2025 | SPP_S_2_ERCOT | SPP_S | ERCOT | External | Summer | B4 | 100 | 800 | 0 | 100.23 | 101.72 | 5 | 0
2025 | SPP_S_2_ERCOT | SPP_S | ERCOT | External | Summer | B5 | 200 | 800 | 0 | 98.64 | 89.57 | 5 | 0
2025 | SPP_S_2_ERCOT | SPP_S | ERCOT | External | Summer | B6 | 300 | 800 | 0 | 82.32 | 75.53 | 5 | 0
2025 | SPP_S_2_ERCOT | SPP_S | ERCOT | External | Summer | B7 | 400 | 800 | 0 | 72.32 | 69.16 | 5 | 0
2025 | SPP_S_2_ERCOT | SPP_S | ERCOT | External | Summer | B8 | 500 | 800 | 0 | 69.11 | 69.16 | 5 | 0
2025 | SPP_S_2_ERCOT | SPP_S | ERCOT | External | Summer | B9 | 800 | 800 | 0 | 68.95 | 69.16 | 5 | 0
2025 | SPP_S_2_ERCOT | SPP_S | ERCOT | External | Summer | B10 | 1262 | 800 | 639.02 | 60.37 | 65.37 | 5 | 0
2025 | SPP_S_2_ERCOT | SPP_S | ERCOT | External | Winter | B16 | 25 | 800 | 0 | 73.55 | 75.36 | 5 | 0
2025 | SPP_S_2_ERCOT | SPP_S | ERCOT | External | Winter | B17 | 100 | 800 | 615.98 | 68.13 | 73.13 | 5 | 0
2025 | SPP_S_2_ERCOT | SPP_S | ERCOT | External | Winter | B18 | 400 | 800 | 0 | 68.78 | 73.13 | 5 | 0
2025 | SPP_S_2_ERCOT | SPP_S | ERCOT | External | Winter | B19 | 700 | 800 | 800 | 65.12 | 73.13 | 5 | 3.01
2025 | SPP_S_2_ERCOT | SPP_S | ERCOT | External | Winter | B20 | 935 | 800 | 0 | 63.96 | 63.61 | 5 | 0
2030 | AZ_NM_SNV_Coal_2_SPP_S | AZ_NM_SNV_Coal | SPP_S | External | Shoulder | B11 | 25 | 400 | 0 | 92.7 | 92.3 | 8.17 | 0
2030 | AZ_NM_SNV_Coal_2_SPP_S | AZ_NM_SNV_Coal | SPP_S | External | Shoulder | B12 | 200 | 400 | 0 | 92.7 | 85.45 | 8.17 | 0
2030 | AZ_NM_SNV_Coal_2_SPP_S | AZ_NM_SNV_Coal | SPP_S | External | Shoulder | B13 | 600 | 400 | 0 | 92.7 | 85.07 | 8.17 | 0
2030 | AZ_NM_SNV_Coal_2_SPP_S | AZ_NM_SNV_Coal | SPP_S | External | Shoulder | B14 | 900 | 400 | 0 | 92.7 | 78.1 | 8.17 | 0
2030 | AZ_NM_SNV_Coal_2_SPP_S | AZ_NM_SNV_Coal | SPP_S | External | Shoulder | B15 | 1203 | 400 | 0 | 87.4 | 77.95 | 8.17 | 0
2030 | AZ_NM_SNV_Coal_2_SPP_S | AZ_NM_SNV_Coal | SPP_S | External | Summer | B1 | 10 | 400 | 0 | 130.67 | 92.84 | 8.17 | 0
2030 | AZ_NM_SNV_Coal_2_SPP_S | AZ_NM_SNV_Coal | SPP_S | External | Summer | B2 | 25 | 400 | 0 | 126.72 | 128.95 | 8.17 | 0
2030 | AZ_NM_SNV_Coal_2_SPP_S | AZ_NM_SNV_Coal | SPP_S | External | Summer | B3 | 75 | 400 | 400 | 119.05 | 130.05 | 8.17 | 2.83
2030 | AZ_NM_SNV_Coal_2_SPP_S | AZ_NM_SNV_Coal | SPP_S | External | Summer | B4 | 100 | 400 | 400 | 103.59 | 128.95 | 8.17 | 17.19
2030 | AZ_NM_SNV_Coal_2_SPP_S | AZ_NM_SNV_Coal | SPP_S | External | Summer | B5 | 200 | 400 | 400 | 95.43 | 128.95 | 8.17 | 25.35
2030 | AZ_NM_SNV_Coal_2_SPP_S | AZ_NM_SNV_Coal | SPP_S | External | Summer | B6 | 300 | 400 | 0 | 95.43 | 100.56 | 8.17 | 0
2030 | AZ_NM_SNV_Coal_2_SPP_S | AZ_NM_SNV_Coal | SPP_S | External | Summer | B7 | 400 | 400 | 0 | 90.73 | 92.84 | 8.17 | 0
2030 | AZ_NM_SNV_Coal_2_SPP_S | AZ_NM_SNV_Coal | SPP_S | External | Summer | B8 | 500 | 400 | 0 | 90.73 | 88.69 | 8.17 | 0
2030 | AZ_NM_SNV_Coal_2_SPP_S | AZ_NM_SNV_Coal | SPP_S | External | Summer | B9 | 800 | 400 | 0 | 90.73 | 88.13 | 8.17 | 0
2030 | AZ_NM_SNV_Coal_2_SPP_S | AZ_NM_SNV_Coal | SPP_S | External | Summer | B10 | 1262 | 400 | 0 | 90.73 | 77.4 | 8.17 | 0
2030 | AZ_NM_SNV_Coal_2_SPP_S | AZ_NM_SNV_Coal | SPP_S | External | Winter | B16 | 25 | 400 | 0 | 96.45 | 91.81 | 8.17 | 0
2030 | AZ_NM_SNV_Coal_2_SPP_S | AZ_NM_SNV_Coal | SPP_S | External | Winter | B17 | 100 | 400 | 0 | 96.45 | 85.77 | 8.17 | 0
2030 | AZ_NM_SNV_Coal_2_SPP_S | AZ_NM_SNV_Coal | SPP_S | External | Winter | B18 | 400 | 400 | 0 | 91.32 | 88.04 | 8.17 | 0
2030 | AZ_NM_SNV_Coal_2_SPP_S | AZ_NM_SNV_Coal | SPP_S | External | Winter | B19 | 700 | 400 | 0 | 91.32 | 82.16 | 8.17 | 0
2030 | AZ_NM_SNV_Coal_2_SPP_S | AZ_NM_SNV_Coal | SPP_S | External | Winter | B20 | 935 | 400 | 0 | 91.32 | 80.95 | 8.17 | 0
2030 | ERCOT_2_SPP_S | ERCOT | SPP_S | External | Shoulder | B11 | 25 | 800 | 0 | 98.43 | 92.3 | 8 | 0
2030 | ERCOT_2_SPP_S | ERCOT | SPP_S | External | Shoulder | B12 | 200 | 800 | 0 | 90.07 | 85.45 | 8 | 0
2030 | ERCOT_2_SPP_S | ERCOT | SPP_S | External | Shoulder | B13 | 600 | 800 | 0 | 90.07 | 85.07 | 8 | 0
2030 | ERCOT_2_SPP_S | ERCOT | SPP_S | External | Shoulder | B14 | 900 | 800 | 0 | 90.07 | 78.1 | 8 | 0
2030 | ERCOT_2_SPP_S | ERCOT | SPP_S | External | Shoulder | B15 | 1203 | 800 | 0 | 78.02 | 77.95 | 8 | 0
2030 | ERCOT_2_SPP_S | ERCOT | SPP_S | External | Summer | B1 | 10 | 800 | 0 | 147.98 | 92.84 | 8 | 0
2030 | ERCOT_2_SPP_S | ERCOT | SPP_S | External | Summer | B2 | 25 | 800 | 0 | 147.98 | 128.95 | 8 | 0
2030 | ERCOT_2_SPP_S | ERCOT | SPP_S | External | Summer | B3 | 75 | 800 | 0 | 130.77 | 130.05 | 8 | 0
2030 | ERCOT_2_SPP_S | ERCOT | SPP_S | External | Summer | B4 | 100 | 800 | 0 | 130.77 | 128.95 | 8 | 0
2030 | ERCOT_2_SPP_S | ERCOT | SPP_S | External | Summer | B5 | 200 | 800 | 0 | 130.77 | 128.95 | 8 | 0
2030 | ERCOT_2_SPP_S | ERCOT | SPP_S | External | Summer | B6 | 300 | 800 | 0 | 96.92 | 100.56 | 8 | 0
2030 | ERCOT_2_SPP_S | ERCOT | SPP_S | External | Summer | B7 | 400 | 800 | 0 | 88.69 | 92.84 | 8 | 0
2030 | ERCOT_2_SPP_S | ERCOT | SPP_S | External | Summer | B8 | 500 | 800 | 0 | 88.69 | 88.69 | 8 | 0
2030 | ERCOT_2_SPP_S | ERCOT | SPP_S | External | Summer | B9 | 800 | 800 | 0 | 88.69 | 88.13 | 8 | 0
2030 | ERCOT_2_SPP_S | ERCOT | SPP_S | External | Summer | B10 | 1262 | 800 | 0 | 82.4 | 77.4 | 8 | 0
2030 | ERCOT_2_SPP_S | ERCOT | SPP_S | External | Winter | B16 | 25 | 800 | 0 | 99.21 | 91.81 | 8 | 0
2030 | ERCOT_2_SPP_S | ERCOT | SPP_S | External | Winter | B17 | 100 | 800 | 0 | 93.04 | 85.77 | 8 | 0
2030 | ERCOT_2_SPP_S | ERCOT | SPP_S | External | Winter | B18 | 400 | 800 | 0 | 93.04 | 88.04 | 8 | 0
2030 | ERCOT_2_SPP_S | ERCOT | SPP_S | External | Winter | B19 | 700 | 800 | 0 | 93.04 | 82.16 | 8 | 0
2030 | ERCOT_2_SPP_S | ERCOT | SPP_S | External | Winter | B20 | 935 | 800 | 0 | 80.57 | 80.95 | 8 | 0
2030 | MAPP_US_2_RMPA | MAPP_US | RMPA | External | Shoulder | B11 | 25 | 200 | 200 | 84.77 | 97.28 | 8 | 4.51
2030 | MAPP_US_2_RMPA | MAPP_US | RMPA | External | Shoulder | B12 | 200 | 200 | 200 | 78.43 | 90.43 | 8 | 4
2030 | MAPP_US_2_RMPA | MAPP_US | RMPA | External | Shoulder | B13 | 600 | 200 | 200 | 71.15 | 87.4 | 8 | 8.25
2030 | MAPP_US_2_RMPA | MAPP_US | RMPA | External | Shoulder | B14 | 900 | 200 | 200 | 64.82 | 87.4 | 8 | 14.58
2030 | MAPP_US_2_RMPA | MAPP_US | RMPA | External | Shoulder | B15 | 1203 | 200 | 200 | 63.94 | 87.4 | 8 | 15.46
2030 | MAPP_US_2_RMPA | MAPP_US | RMPA | External | Summer | B1 | 10 | 200 | 0 | 136.91 | 138.84 | 8 | 0
2030 | MAPP_US_2_RMPA | MAPP_US | RMPA | External | Summer | B2 | 25 | 200 | 0 | 133.85 | 134.88 | 8 | 0
2030 | MAPP_US_2_RMPA | MAPP_US | RMPA | External | Summer | B3 | 75 | 200 | 0 | 134.53 | 138.25 | 8 | 0
2030 | MAPP_US_2_RMPA | MAPP_US | RMPA | External | Summer | B4 | 100 | 200 | 0 | 133.87 | 126.41 | 8 | 0
2030 | MAPP_US_2_RMPA | MAPP_US | RMPA | External | Summer | B5 | 200 | 200 | 0 | 128.19 | 103.6 | 8 | 0
2030 | MAPP_US_2_RMPA | MAPP_US | RMPA | External | Summer | B6 | 300 | 200 | 0 | 93.54 | 95.67 | 8 | 0
2030 | MAPP_US_2_RMPA | MAPP_US | RMPA | External | Summer | B7 | 400 | 200 | 200 | 81.21 | 95.67 | 8 | 6.46
2030 | MAPP_US_2_RMPA | MAPP_US | RMPA | External | Summer | B8 | 500 | 200 | 200 | 75.63 | 95.67 | 8 | 12.04
2030 | MAPP_US_2_RMPA | MAPP_US | RMPA | External | Summer | B9 | 800 | 200 | 200 | 68.53 | 93.03 | 8 | 16.5
2030 | MAPP_US_2_RMPA | MAPP_US | RMPA | External | Summer | B10 | 1262 | 200 | 200 | 63.39 | 93.03 | 8 | 21.63
2030 | MAPP_US_2_RMPA | MAPP_US | RMPA | External | Winter | B16 | 25 | 200 | 200 | 66.94 | 102.01 | 8 | 27.07
2030 | MAPP_US_2_RMPA | MAPP_US | RMPA | External | Winter | B17 | 100 | 200 | 200 | 69.61 | 102.01 | 8 | 24.4
2030 | MAPP_US_2_RMPA | MAPP_US | RMPA | External | Winter | B18 | 400 | 200 | 200 | 74.03 | 91.32 | 8 | 9.29
2030 | MAPP_US_2_RMPA | MAPP_US | RMPA | External | Winter | B19 | 700 | 200 | 200 | 73.46 | 91.32 | 8 | 9.86
2030 | MAPP_US_2_RMPA | MAPP_US | RMPA | External | Winter | B20 | 935 | 200 | 200 | 66.94 | 83.91 | 8 | 8.96
2030 | NE_2_RMPA | NE | RMPA | External | Shoulder | B11 | 25 | 310 | 51.33 | 92.28 | 97.28 | 5 | 0
2030 | NE_2_RMPA | NE | RMPA | External | Shoulder | B12 | 200 | 310 | 198.37 | 85.43 | 90.43 | 5 | 0
2030 | NE_2_RMPA | NE | RMPA | External | Shoulder | B13 | 600 | 310 | 310 | 78.15 | 87.4 | 5 | 4.25
2030 | NE_2_RMPA | NE | RMPA | External | Shoulder | B14 | 900 | 310 | 310 | 78.15 | 87.4 | 5 | 4.25
2030 | NE_2_RMPA | NE | RMPA | External | Shoulder | B15 | 1203 | 310 | 310 | 71.85 | 87.4 | 5 | 10.55
2030 | NE_2_RMPA | NE | RMPA | External | Summer | B1 | 10 | 310 | 0 | 143.91 | 138.84 | 5 | 0
2030 | NE_2_RMPA | NE | RMPA | External | Summer | B2 | 25 | 310 | 0 | 142.87 | 134.88 | 5 | 0
2030 | NE_2_RMPA | NE | RMPA | External | Summer | B3 | 75 | 310 | 0 | 146.25 | 138.25 | 5 | 0
2030 | NE_2_RMPA | NE | RMPA | External | Summer | B4 | 100 | 310 | 0 | 140.87 | 126.41 | 5 | 0
2030 | NE_2_RMPA | NE | RMPA | External | Summer | B5 | 200 | 310 | 0 | 135.19 | 103.6 | 5 | 0
2030 | NE_2_RMPA | NE | RMPA | External | Summer | B6 | 300 | 310 | 0 | 100.54 | 95.67 | 5 | 0
2030 | NE_2_RMPA | NE | RMPA | External | Summer | B7 | 400 | 310 | 0 | 92.82 | 95.67 | 5 | 0
2030 | NE_2_RMPA | NE | RMPA | External | Summer | B8 | 500 | 310 | 310 | 88.67 | 95.67 | 5 | 2.01
2030 | NE_2_RMPA | NE | RMPA | External | Summer | B9 | 800 | 310 | 310 | 76.59 | 93.03 | 5 | 11.43
2030 | NE_2_RMPA | NE | RMPA | External | Summer | B10 | 1262 | 310 | 310 | 76.59 | 93.03 | 5 | 11.43
2030 | NE_2_RMPA | NE | RMPA | External | Winter | B16 | 25 | 310 | 310 | 80.94 | 102.01 | 5 | 16.07
2030 | NE_2_RMPA | NE | RMPA | External | Winter | B17 | 100 | 310 | 310 | 81.06 | 102.01 | 5 | 15.95
2030 | NE_2_RMPA | NE | RMPA | External | Winter | B18 | 400 | 310 | 310 | 81.06 | 91.32 | 5 | 5.26
2030 | NE_2_RMPA | NE | RMPA | External | Winter | B19 | 700 | 310 | 310 | 81.06 | 91.32 | 5 | 5.26
2030 | NE_2_RMPA | NE | RMPA | External | Winter | B20 | 935 | 310 | 310 | 73.94 | 83.91 | 5 | 4.96
2030 | NWPP_Coal_2_MAPP_US | NWPP_Coal | MAPP_US | External | Shoulder | B11 | 25 | 150 | 0 | 95.56 | 84.77 | 8 | 0
2030 | NWPP_Coal_2_MAPP_US | NWPP_Coal | MAPP_US | External | Shoulder | B12 | 200 | 150 | 0 | 95.56 | 78.43 | 8 | 0
2030 | NWPP_Coal_2_MAPP_US | NWPP_Coal | MAPP_US | External | Shoulder | B13 | 600 | 150 | 0 | 95.56 | 71.15 | 8 | 0
2030 | NWPP_Coal_2_MAPP_US | NWPP_Coal | MAPP_US | External | Shoulder | B14 | 900 | 150 | 0 | 95.56 | 64.82 | 8 | 0
2030 | NWPP_Coal_2_MAPP_US | NWPP_Coal | MAPP_US | External | Shoulder | B15 | 1203 | 150 | 0 | 95.56 | 63.94 | 8 | 0
2030 | NWPP_Coal_2_MAPP_US | NWPP_Coal | MAPP_US | External | Summer | B1 | 10 | 150 | 150 | 119.67 | 136.91 | 8 | 9.24
2030 | NWPP_Coal_2_MAPP_US | NWPP_Coal | MAPP_US | External | Summer | B2 | 25 | 150 | 150 | 106.44 | 133.85 | 8 | 19.41
2030 | NWPP_Coal_2_MAPP_US | NWPP_Coal | MAPP_US | External | Summer | B3 | 75 | 150 | 150 | 95.42 | 134.53 | 8 | 31.11
2030 | NWPP_Coal_2_MAPP_US | NWPP_Coal | MAPP_US | External | Summer | B4 | 100 | 150 | 150 | 95.42 | 133.87 | 8 | 30.45
2030 | NWPP_Coal_2_MAPP_US | NWPP_Coal | MAPP_US | External | Summer | B5 | 200 | 150 | 150 | 95.42 | 128.19 | 8 | 24.77
2030 | NWPP_Coal_2_MAPP_US | NWPP_Coal | MAPP_US | External | Summer | B6 | 300 | 150 | 0 | 95.42 | 93.54 | 8 | 0
2030 | NWPP_Coal_2_MAPP_US | NWPP_Coal | MAPP_US | External | Summer | B7 | 400 | 150 | 0 | 95.42 | 81.21 | 8 | 0
2030 | NWPP_Coal_2_MAPP_US | NWPP_Coal | MAPP_US | External | Summer | B8 | 500 | 150 | 0 | 95.42 | 75.63 | 8 | 0
2030 | NWPP_Coal_2_MAPP_US | NWPP_Coal | MAPP_US | External | Summer | B9 | 800 | 150 | 0 | 95.42 | 68.53 | 8 | 0
2030 | NWPP_Coal_2_MAPP_US | NWPP_Coal | MAPP_US | External | Summer | B10 | 1262 | 150 | 0 | 95.42 | 63.39 | 8 | 0
2030 | NWPP_Coal_2_MAPP_US | NWPP_Coal | MAPP_US | External | Winter | B16 | 25 | 150 | 0 | 99.49 | 66.94 | 8 | 0
2030 | NWPP_Coal_2_MAPP_US | NWPP_Coal | MAPP_US | External | Winter | B17 | 100 | 150 | 0 | 99.49 | 69.61 | 8 | 0
2030 | NWPP_Coal_2_MAPP_US | NWPP_Coal | MAPP_US | External | Winter | B18 | 400 | 150 | 0 | 99.49 | 74.03 | 8 | 0
2030 | NWPP_Coal_2_MAPP_US | NWPP_Coal | MAPP_US | External | Winter | B19 | 700 | 150 | 0 | 99.49 | 73.46 | 8 | 0
2030 | NWPP_Coal_2_MAPP_US | NWPP_Coal | MAPP_US | External | Winter | B20 | 935 | 150 | 0 | 99.49 | 66.94 | 8 | 0
2030 | RMPA_2_MAPP_US | RMPA | MAPP_US | External | Shoulder | B11 | 25 | 200 | 0 | 97.28 | 84.77 | 8 | 0
2030 | RMPA_2_MAPP_US | RMPA | MAPP_US | External | Shoulder | B12 | 200 | 200 | 0 | 90.43 | 78.43 | 8 | 0
2030 | RMPA_2_MAPP_US | RMPA | MAPP_US | External | Shoulder | B13 | 600 | 200 | 0 | 87.4 | 71.15 | 8 | 0
2030 | RMPA_2_MAPP_US | RMPA | MAPP_US | External | Shoulder | B14 | 900 | 200 | 0 | 87.4 | 64.82 | 8 | 0
2030 | RMPA_2_MAPP_US | RMPA | MAPP_US | External | Shoulder | B15 | 1203 | 200 | 0 | 87.4 | 63.94 | 8 | 0
2030 | RMPA_2_MAPP_US | RMPA | MAPP_US | External | Summer | B1 | 10 | 200 | 0 | 138.84 | 136.91 | 8 | 0
2030 | RMPA_2_MAPP_US | RMPA | MAPP_US | External | Summer | B2 | 25 | 200 | 0 | 134.88 | 133.85 | 8 | 0
2030 | RMPA_2_MAPP_US | RMPA | MAPP_US | External | Summer | B3 | 75 | 200 | 0 | 138.25 | 134.53 | 8 | 0
2030 | RMPA_2_MAPP_US | RMPA | MAPP_US | External | Summer | B4 | 100 | 200 | 0 | 126.41 | 133.87 | 8 | 0
2030 | RMPA_2_MAPP_US | RMPA | MAPP_US | External | Summer | B5 | 200 | 200 | 200 | 103.6 | 128.19 | 8 | 16.59
2030 | RMPA_2_MAPP_US | RMPA | MAPP_US | External | Summer | B6 | 300 | 200 | 0 | 95.67 | 93.54 | 8 | 0
2030 | RMPA_2_MAPP_US | RMPA | MAPP_US | External | Summer | B7 | 400 | 200 | 0 | 95.67 | 81.21 | 8 | 0
2030 | RMPA_2_MAPP_US | RMPA | MAPP_US | External | Summer | B8 | 500 | 200 | 0 | 95.67 | 75.63 | 8 | 0
2030 | RMPA_2_MAPP_US | RMPA | MAPP_US | External | Summer | B9 | 800 | 200 | 0 | 93.03 | 68.53 | 8 | 0
2030 | RMPA_2_MAPP_US | RMPA | MAPP_US | External | Summer | B10 | 1262 | 200 | 0 | 93.03 | 63.39 | 8 | 0
2030 | RMPA_2_MAPP_US | RMPA | MAPP_US | External | Winter | B16 | 25 | 200 | 0 | 102.01 | 66.94 | 8 | 0
2030 | RMPA_2_MAPP_US | RMPA | MAPP_US | External | Winter | B17 | 100 | 200 | 0 | 102.01 | 69.61 | 8 | 0
2030 | RMPA_2_MAPP_US | RMPA | MAPP_US | External | Winter | B18 | 400 | 200 | 0 | 91.32 | 74.03 | 8 | 0
2030 | RMPA_2_MAPP_US | RMPA | MAPP_US | External | Winter | B19 | 700 | 200 | 0 | 91.32 | 73.46 | 8 | 0
2030 | RMPA_2_MAPP_US | RMPA | MAPP_US | External | Winter | B20 | 935 | 200 | 0 | 83.91 | 66.94 | 8 | 0
2030 | RMPA_2_NE | RMPA | NE | External | Shoulder | B11 | 25 | 310 | 0 | 97.28 | 92.28 | 8 | 0
2030 | RMPA_2_NE | RMPA | NE | External | Shoulder | B12 | 200 | 310 | 0 | 90.43 | 85.43 | 8 | 0
2030 | RMPA_2_NE | RMPA | NE | External | Shoulder | B13 | 600 | 310 | 0 | 87.4 | 78.15 | 8 | 0
2030 | RMPA_2_NE | RMPA | NE | External | Shoulder | B14 | 900 | 310 | 0 | 87.4 | 78.15 | 8 | 0
2030 | RMPA_2_NE | RMPA | NE | External | Shoulder | B15 | 1203 | 310 | 0 | 87.4 | 71.85 | 8 | 0
2030 | RMPA_2_NE | RMPA | NE | External | Summer | B1 | 10 | 310 | 0 | 138.84 | 143.91 | 8 | 0
2030 | RMPA_2_NE | RMPA | NE | External | Summer | B2 | 25 | 310 | 0 | 134.88 | 142.87 | 8 | 0
2030 | RMPA_2_NE | RMPA | NE | External | Summer | B3 | 75 | 310 | 122.07 | 138.25 | 146.25 | 8 | 0
2030 | RMPA_2_NE | RMPA | NE | External | Summer | B4 | 100 | 310 | 310 | 126.41 | 140.87 | 8 | 6.47
2030 | RMPA_2_NE | RMPA | NE | External | Summer | B5 | 200 | 310 | 310 | 103.6 | 135.19 | 8 | 23.59
2030 | RMPA_2_NE | RMPA | NE | External | Summer | B6 | 300 | 310 | 0 | 95.67 | 100.54 | 8 | 0
2030 | RMPA_2_NE | RMPA | NE | External | Summer | B7 | 400 | 310 | 0 | 95.67 | 92.82 | 8 | 0
2030 | RMPA_2_NE | RMPA | NE | External | Summer | B8 | 500 | 310 | 0 | 95.67 | 88.67 | 8 | 0
2030 | RMPA_2_NE | RMPA | NE | External | Summer | B9 | 800 | 310 | 0 | 93.03 | 76.59 | 8 | 0
2030 | RMPA_2_NE | RMPA | NE | External | Summer | B10 | 1262 | 310 | 0 | 93.03 | 76.59 | 8 | 0
2030 | RMPA_2_NE | RMPA | NE | External | Winter | B16 | 25 | 310 | 0 | 102.01 | 80.94 | 8 | 0
2030 | RMPA_2_NE | RMPA | NE | External | Winter | B17 | 100 | 310 | 0 | 102.01 | 81.06 | 8 | 0
2030 | RMPA_2_NE | RMPA | NE | External | Winter | B18 | 400 | 310 | 0 | 91.32 | 81.06 | 8 | 0
2030 | RMPA_2_NE | RMPA | NE | External | Winter | B19 | 700 | 310 | 0 | 91.32 | 81.06 | 8 | 0
2030 | RMPA_2_NE | RMPA | NE | External | Winter | B20 | 935 | 310 | 0 | 83.91 | 73.94 | 8 | 0
2030 | RMPA_2_SPP_N | RMPA | SPP_N | External | Shoulder | B11 | 25 | 210 | 0 | 97.28 | 92.29 | 8 | 0
2030 | RMPA_2_SPP_N | RMPA | SPP_N | External | Shoulder | B12 | 200 | 210 | 0 | 90.43 | 85.44 | 8 | 0
2030 | RMPA_2_SPP_N | RMPA | SPP_N | External | Shoulder | B13 | 600 | 210 | 0 | 87.4 | 85.06 | 8 | 0
2030 | RMPA_2_SPP_N | RMPA | SPP_N | External | Shoulder | B14 | 900 | 210 | 0 | 87.4 | 78.82 | 8 | 0
2030 | RMPA_2_SPP_N | RMPA | SPP_N | External | Shoulder | B15 | 1203 | 210 | 0 | 87.4 | 77.94 | 8 | 0
2030 | RMPA_2_SPP_N | RMPA | SPP_N | External | Summer | B1 | 10 | 210 | 0 | 138.84 | 143.93 | 8 | 0
2030 | RMPA_2_SPP_N | RMPA | SPP_N | External | Summer | B2 | 25 | 210 | 198.24 | 134.88 | 142.88 | 8 | 0
2030 | RMPA_2_SPP_N | RMPA | SPP_N | External | Summer | B3 | 75 | 210 | 210 | 138.25 | 146.26 | 8 | 0.01
2030 | RMPA_2_SPP_N | RMPA | SPP_N | External | Summer | B4 | 100 | 210 | 210 | 126.41 | 140.89 | 8 | 6.48
2030 | RMPA_2_SPP_N | RMPA | SPP_N | External | Summer | B5 | 200 | 210 | 210 | 103.6 | 135.2 | 8 | 23.6
2030 | RMPA_2_SPP_N | RMPA | SPP_N | External | Summer | B6 | 300 | 210 | 0 | 95.67 | 100.56 | 8 | 0
2030 | RMPA_2_SPP_N | RMPA | SPP_N | External | Summer | B7 | 400 | 210 | 0 | 95.67 | 92.83 | 8 | 0
2030 | RMPA_2_SPP_N | RMPA | SPP_N | External | Summer | B8 | 500 | 210 | 0 | 95.67 | 88.68 | 8 | 0
2030 | RMPA_2_SPP_N | RMPA | SPP_N | External | Summer | B9 | 800 | 210 | 0 | 93.03 | 82.53 | 8 | 0
2030 | RMPA_2_SPP_N | RMPA | SPP_N | External | Summer | B10 | 1262 | 210 | 0 | 93.03 | 77.39 | 8 | 0
2030 | RMPA_2_SPP_N | RMPA | SPP_N | External | Winter | B16 | 25 | 210 | 0 | 102.01 | 91.8 | 8 | 0
2030 | RMPA_2_SPP_N | RMPA | SPP_N | External | Winter | B17 | 100 | 210 | 0 | 102.01 | 85.76 | 8 | 0
2030 | RMPA_2_SPP_N | RMPA | SPP_N | External | Winter | B18 | 400 | 210 | 0 | 91.32 | 88.03 | 8 | 0
2030 | RMPA_2_SPP_N | RMPA | SPP_N | External | Winter | B19 | 700 | 210 | 0 | 91.32 | 82.15 | 8 | 0
2030 | RMPA_2_SPP_N | RMPA | SPP_N | External | Winter | B20 | 935 | 210 | 0 | 83.91 | 80.94 | 8 | 0
2030 | SPP_N_2_RMPA | SPP_N | RMPA | External | Shoulder | B11 | 25 | 210 | 0 | 92.29 | 97.28 | 5 | 0
2030 | SPP_N_2_RMPA | SPP_N | RMPA | External | Shoulder | B12 | 200 | 210 | 0 | 85.44 | 90.43 | 5 | 0
2030 | SPP_N_2_RMPA | SPP_N | RMPA | External | Shoulder | B13 | 600 | 210 | 0 | 85.06 | 87.4 | 5 | 0
2030 | SPP_N_2_RMPA | SPP_N | RMPA | External | Shoulder | B14 | 900 | 210 | 210 | 78.82 | 87.4 | 5 | 3.58
2030 | SPP_N_2_RMPA | SPP_N | RMPA | External | Shoulder | B15 | 1203 | 210 | 210 | 77.94 | 87.4 | 5 | 4.46
2030 | SPP_N_2_RMPA | SPP_N | RMPA | External | Summer | B1 | 10 | 210 | 0 | 143.93 | 138.84 | 5 | 0
2030 | SPP_N_2_RMPA | SPP_N | RMPA | External | Summer | B2 | 25 | 210 | 0 | 142.88 | 134.88 | 5 | 0
2030 | SPP_N_2_RMPA | SPP_N | RMPA | External | Summer | B3 | 75 | 210 | 0 | 146.26 | 138.25 | 5 | 0
2030 | SPP_N_2_RMPA | SPP_N | RMPA | External | Summer | B4 | 100 | 210 | 0 | 140.89 | 126.41 | 5 | 0
2030 | SPP_N_2_RMPA | SPP_N | RMPA | External | Summer | B5 | 200 | 210 | 0 | 135.2 | 103.6 | 5 | 0
2030 | SPP_N_2_RMPA | SPP_N | RMPA | External | Summer | B6 | 300 | 210 | 0 | 100.56 | 95.67 | 5 | 0
2030 | SPP_N_2_RMPA | SPP_N | RMPA | External | Summer | B7 | 400 | 210 | 0 | 92.83 | 95.67 | 5 | 0
2030 | SPP_N_2_RMPA | SPP_N | RMPA | External | Summer | B8 | 500 | 210 | 210 | 88.68 | 95.67 | 5 | 2
2030 | SPP_N_2_RMPA | SPP_N | RMPA | External | Summer | B9 | 800 | 210 | 210 | 82.53 | 93.03 | 5 | 5.5
2030 | SPP_N_2_RMPA | SPP_N | RMPA | External | Summer | B10 | 1262 | 210 | 210 | 77.39 | 93.03 | 5 | 10.63
2030 | SPP_N_2_RMPA | SPP_N | RMPA | External | Winter | B16 | 25 | 210 | 210 | 91.8 | 102.01 | 5 | 5.21
2030 | SPP_N_2_RMPA | SPP_N | RMPA | External | Winter | B17 | 100 | 210 | 210 | 85.76 | 102.01 | 5 | 11.25
2030 | SPP_N_2_RMPA | SPP_N | RMPA | External | Winter | B18 | 400 | 210 | 0 | 88.03 | 91.32 | 5 | 0
2030 | SPP_N_2_RMPA | SPP_N | RMPA | External | Winter | B19 | 700 | 210 | 210 | 82.15 | 91.32 | 5 | 4.17
2030 | SPP_N_2_RMPA | SPP_N | RMPA | External | Winter | B20 | 935 | 210 | 0 | 80.94 | 83.91 | 5 | 0
2030 | SPP_S_2_ERCOT | SPP_S | ERCOT | External | Shoulder | B11 | 25 | 800 | 800 | 92.3 | 98.43 | 5 | 1.13
2030 | SPP_S_2_ERCOT | SPP_S | ERCOT | External | Shoulder | B12 | 200 | 800 | 0 | 85.45 | 90.07 | 5 | 0
2030 | SPP_S_2_ERCOT | SPP_S | ERCOT | External | Shoulder | B13 | 600 | 800 | 679.07 | 85.07 | 90.07 | 5 | 0
2030 | SPP_S_2_ERCOT | SPP_S | ERCOT | External | Shoulder | B14 | 900 | 800 | 800 | 78.1 | 90.07 | 5 | 6.97
2030 | SPP_S_2_ERCOT | SPP_S | ERCOT | External | Shoulder | B15 | 1203 | 800 | 0 | 77.95 | 78.02 | 5 | 0
2030 | SPP_S_2_ERCOT | SPP_S | ERCOT | External | Summer | B1 | 10 | 800 | 800 | 92.84 | 147.98 | 5 | 50.14
2030 | SPP_S_2_ERCOT | SPP_S | ERCOT | External | Summer | B2 | 25 | 800 | 800 | 128.95 | 147.98 | 5 | 14.04
2030 | SPP_S_2_ERCOT | SPP_S | ERCOT | External | Summer | B3 | 75 | 800 | 0 | 130.05 | 130.77 | 5 | 0
2030 | SPP_S_2_ERCOT | SPP_S | ERCOT | External | Summer | B4 | 100 | 800 | 0 | 128.95 | 130.77 | 5 | 0
2030 | SPP_S_2_ERCOT | SPP_S | ERCOT | External | Summer | B5 | 200 | 800 | 0 | 128.95 | 130.77 | 5 | 0
2030 | SPP_S_2_ERCOT | SPP_S | ERCOT | External | Summer | B6 | 300 | 800 | 0 | 100.56 | 96.92 | 5 | 0
2030 | SPP_S_2_ERCOT | SPP_S | ERCOT | External | Summer | B7 | 400 | 800 | 0 | 92.84 | 88.69 | 5 | 0
2030 | SPP_S_2_ERCOT | SPP_S | ERCOT | External | Summer | B8 | 500 | 800 | 0 | 88.69 | 88.69 | 5 | 0
2030 | SPP_S_2_ERCOT | SPP_S | ERCOT | External | Summer | B9 | 800 | 800 | 0 | 88.13 | 88.69 | 5 | 0
2030 | SPP_S_2_ERCOT | SPP_S | ERCOT | External | Summer | B10 | 1262 | 800 | 189.28 | 77.4 | 82.4 | 5 | 0
2030 | SPP_S_2_ERCOT | SPP_S | ERCOT | External | Winter | B16 | 25 | 800 | 800 | 91.81 | 99.21 | 5 | 2.4
2030 | SPP_S_2_ERCOT | SPP_S | ERCOT | External | Winter | B17 | 100 | 800 | 800 | 85.77 | 93.04 | 5 | 2.27
2030 | SPP_S_2_ERCOT | SPP_S | ERCOT | External | Winter | B18 | 400 | 800 | 759.59 | 88.04 | 93.04 | 5 | 0
2030 | SPP_S_2_ERCOT | SPP_S | ERCOT | External | Winter | B19 | 700 | 800 | 800 | 82.16 | 93.04 | 5 | 5.88
2030 | SPP_S_2_ERCOT | SPP_S | ERCOT | External | Winter | B20 | 935 | 800 | 0 | 80.95 | 80.57 | 5 | 0
2035 | AZ_NM_SNV_Coal_2_SPP_S | AZ_NM_SNV_Coal | SPP_S | External | Shoulder | B11 | 25 | 400 | 0 | 93.09 | 91 | 8.17 | 0
2035 | AZ_NM_SNV_Coal_2_SPP_S | AZ_NM_SNV_Coal | SPP_S | External | Shoulder | B12 | 200 | 400 | 0 | 87.98 | 86.02 | 8.17 | 0
2035 | AZ_NM_SNV_Coal_2_SPP_S | AZ_NM_SNV_Coal | SPP_S | External | Shoulder | B13 | 600 | 400 | 0 | 87.98 | 81.57 | 8.17 | 0
2035 | AZ_NM_SNV_Coal_2_SPP_S | AZ_NM_SNV_Coal | SPP_S | External | Shoulder | B14 | 900 | 400 | 0 | 87.98 | 78.63 | 8.17 | 0
2035 | AZ_NM_SNV_Coal_2_SPP_S | AZ_NM_SNV_Coal | SPP_S | External | Shoulder | B15 | 1203 | 400 | 0 | 82.54 | 78.63 | 8.17 | 0
2035 | AZ_NM_SNV_Coal_2_SPP_S | AZ_NM_SNV_Coal | SPP_S | External | Summer | B1 | 10 | 400 | 0 | 128.16 | 93.32 | 8.17 | 0
2035 | AZ_NM_SNV_Coal_2_SPP_S | AZ_NM_SNV_Coal | SPP_S | External | Summer | B2 | 25 | 400 | 0 | 125.93 | 129.62 | 8.17 | 0
2035 | AZ_NM_SNV_Coal_2_SPP_S | AZ_NM_SNV_Coal | SPP_S | External | Summer | B3 | 75 | 400 | 400 | 120.02 | 130.73 | 8.17 | 2.54
2035 | AZ_NM_SNV_Coal_2_SPP_S | AZ_NM_SNV_Coal | SPP_S | External | Summer | B4 | 100 | 400 | 400 | 102.76 | 129.62 | 8.17 | 18.7
2035 | AZ_NM_SNV_Coal_2_SPP_S | AZ_NM_SNV_Coal | SPP_S | External | Summer | B5 | 200 | 400 | 400 | 94.6 | 110.19 | 8.17 | 7.42
2035 | AZ_NM_SNV_Coal_2_SPP_S | AZ_NM_SNV_Coal | SPP_S | External | Summer | B6 | 300 | 400 | 0 | 94.25 | 97.16 | 8.17 | 0
2035 | AZ_NM_SNV_Coal_2_SPP_S | AZ_NM_SNV_Coal | SPP_S | External | Summer | B7 | 400 | 400 | 0 | 90.96 | 92.37 | 8.17 | 0
2035 | AZ_NM_SNV_Coal_2_SPP_S | AZ_NM_SNV_Coal | SPP_S | External | Summer | B8 | 500 | 400 | 0 | 90.96 | 89.15 | 8.17 | 0
2035 | AZ_NM_SNV_Coal_2_SPP_S | AZ_NM_SNV_Coal | SPP_S | External | Summer | B9 | 800 | 400 | 0 | 90.96 | 87.41 | 8.17 | 0
2035 | AZ_NM_SNV_Coal_2_SPP_S | AZ_NM_SNV_Coal | SPP_S | External | Summer | B10 | 1262 | 400 | 0 | 90.96 | 77.32 | 8.17 | 0
2035 | AZ_NM_SNV_Coal_2_SPP_S | AZ_NM_SNV_Coal | SPP_S | External | Winter | B16 | 25 | 400 | 0 | 94.72 | 88.99 | 8.17 | 0
2035 | AZ_NM_SNV_Coal_2_SPP_S | AZ_NM_SNV_Coal | SPP_S | External | Winter | B17 | 100 | 400 | 0 | 91.88 | 86.31 | 8.17 | 0
2035 | AZ_NM_SNV_Coal_2_SPP_S | AZ_NM_SNV_Coal | SPP_S | External | Winter | B18 | 400 | 400 | 0 | 91.88 | 84.99 | 8.17 | 0
2035 | AZ_NM_SNV_Coal_2_SPP_S | AZ_NM_SNV_Coal | SPP_S | External | Winter | B19 | 700 | 400 | 0 | 91.88 | 82.87 | 8.17 | 0
2035 | AZ_NM_SNV_Coal_2_SPP_S | AZ_NM_SNV_Coal | SPP_S | External | Winter | B20 | 935 | 400 | 0 | 84.26 | 81.83 | 8.17 | 0
2035 | ERCOT_2_SPP_S | ERCOT | SPP_S | External | Shoulder | B11 | 25 | 800 | 0 | 90.72 | 91 | 8 | 0
2035 | ERCOT_2_SPP_S | ERCOT | SPP_S | External | Shoulder | B12 | 200 | 800 | 0 | 90.72 | 86.02 | 8 | 0
2035 | ERCOT_2_SPP_S | ERCOT | SPP_S | External | Shoulder | B13 | 600 | 800 | 0 | 90.72 | 81.57 | 8 | 0
2035 | ERCOT_2_SPP_S | ERCOT | SPP_S | External | Shoulder | B14 | 900 | 800 | 0 | 89.88 | 78.63 | 8 | 0
2035 | ERCOT_2_SPP_S | ERCOT | SPP_S | External | Shoulder | B15 | 1203 | 800 | 0 | 78.57 | 78.63 | 8 | 0
2035 | ERCOT_2_SPP_S | ERCOT | SPP_S | External | Summer | B1 | 10 | 800 | 0 | 148.74 | 93.32 | 8 | 0
2035 | ERCOT_2_SPP_S | ERCOT | SPP_S | External | Summer | B2 | 25 | 800 | 0 | 148.74 | 129.62 | 8 | 0
2035 | ERCOT_2_SPP_S | ERCOT | SPP_S | External | Summer | B3 | 75 | 800 | 0 | 131.47 | 130.73 | 8 | 0
2035 | ERCOT_2_SPP_S | ERCOT | SPP_S | External | Summer | B4 | 100 | 800 | 575.92 | 121.62 | 129.62 | 8 | 0
2035 | ERCOT_2_SPP_S | ERCOT | SPP_S | External | Summer | B5 | 200 | 800 | 800 | 97.43 | 110.19 | 8 | 4.76
2035 | ERCOT_2_SPP_S | ERCOT | SPP_S | External | Summer | B6 | 300 | 800 | 6.94 | 89.16 | 97.16 | 8 | 0
2035 | ERCOT_2_SPP_S | ERCOT | SPP_S | External | Summer | B7 | 400 | 800 | 0 | 89.16 | 92.37 | 8 | 0
2035 | ERCOT_2_SPP_S | ERCOT | SPP_S | External | Summer | B8 | 500 | 800 | 0 | 89.16 | 89.15 | 8 | 0
2035 | ERCOT_2_SPP_S | ERCOT | SPP_S | External | Summer | B9 | 800 | 800 | 0 | 89.16 | 87.41 | 8 | 0
2035 | ERCOT_2_SPP_S | ERCOT | SPP_S | External | Summer | B10 | 1262 | 800 | 0 | 77.24 | 77.32 | 8 | 0
2035 | ERCOT_2_SPP_S | ERCOT | SPP_S | External | Winter | B16 | 25 | 800 | 0 | 93.99 | 88.99 | 8 | 0
2035 | ERCOT_2_SPP_S | ERCOT | SPP_S | External | Winter | B17 | 100 | 800 | 0 | 93.99 | 86.31 | 8 | 0
2035 | ERCOT_2_SPP_S | ERCOT | SPP_S | External | Winter | B18 | 400 | 800 | 0 | 93.99 | 84.99 | 8 | 0
2035 | ERCOT_2_SPP_S | ERCOT | SPP_S | External | Winter | B19 | 700 | 800 | 0 | 93.16 | 82.87 | 8 | 0
2035 | ERCOT_2_SPP_S | ERCOT | SPP_S | External | Winter | B20 | 935 | 800 | 0 | 81.34 | 81.83 | 8 | 0
2035 | MAPP_US_2_RMPA | MAPP_US | RMPA | External | Shoulder | B11 | 25 | 200 | 180.73 | 84.21 | 92.21 | 8 | 0
2035 | MAPP_US_2_RMPA | MAPP_US | RMPA | External | Shoulder | B12 | 200 | 200 | 200 | 79.02 | 91.01 | 8 | 3.99
2035 | MAPP_US_2_RMPA | MAPP_US | RMPA | External | Shoulder | B13 | 600 | 200 | 200 | 74.54 | 86.54 | 8 | 4
2035 | MAPP_US_2_RMPA | MAPP_US | RMPA | External | Shoulder | B14 | 900 | 200 | 200 | 72.52 | 86.54 | 8 | 6.02
2035 | MAPP_US_2_RMPA | MAPP_US | RMPA | External | Shoulder | B15 | 1203 | 200 | 200 | 64.62 | 83.62 | 8 | 11
2035 | MAPP_US_2_RMPA | MAPP_US | RMPA | External | Summer | B1 | 10 | 200 | 0 | 139.81 | 139.58 | 8 | 0
2035 | MAPP_US_2_RMPA | MAPP_US | RMPA | External | Summer | B2 | 25 | 200 | 0 | 135.09 | 134.09 | 8 | 0
2035 | MAPP_US_2_RMPA | MAPP_US | RMPA | External | Summer | B3 | 75 | 200 | 0 | 135.55 | 138.16 | 8 | 0
2035 | MAPP_US_2_RMPA | MAPP_US | RMPA | External | Summer | B4 | 100 | 200 | 0 | 135.55 | 121.33 | 8 | 0
2035 | MAPP_US_2_RMPA | MAPP_US | RMPA | External | Summer | B5 | 200 | 200 | 0 | 116.2 | 102.77 | 8 | 0
2035 | MAPP_US_2_RMPA | MAPP_US | RMPA | External | Summer | B6 | 300 | 200 | 0 | 95.15 | 96.16 | 8 | 0
2035 | MAPP_US_2_RMPA | MAPP_US | RMPA | External | Summer | B7 | 400 | 200 | 200 | 80.58 | 96.16 | 8 | 7.57
2035 | MAPP_US_2_RMPA | MAPP_US | RMPA | External | Summer | B8 | 500 | 200 | 200 | 77.02 | 96.16 | 8 | 11.13
2035 | MAPP_US_2_RMPA | MAPP_US | RMPA | External | Summer | B9 | 800 | 200 | 200 | 70.23 | 89.22 | 8 | 10.99
2035 | MAPP_US_2_RMPA | MAPP_US | RMPA | External | Summer | B10 | 1262 | 200 | 200 | 63.31 | 89.22 | 8 | 17.91
2035 | MAPP_US_2_RMPA | MAPP_US | RMPA | External | Winter | B16 | 25 | 200 | 200 | 68.25 | 103.26 | 8 | 27.01
2035 | MAPP_US_2_RMPA | MAPP_US | RMPA | External | Winter | B17 | 100 | 200 | 200 | 72.3 | 102.87 | 8 | 22.57
2035 | MAPP_US_2_RMPA | MAPP_US | RMPA | External | Winter | B18 | 400 | 200 | 200 | 77.04 | 87.85 | 8 | 2.81
2035 | MAPP_US_2_RMPA | MAPP_US | RMPA | External | Winter | B19 | 700 | 200 | 200 | 77.04 | 87.85 | 8 | 2.81
2035 | MAPP_US_2_RMPA | MAPP_US | RMPA | External | Winter | B20 | 935 | 200 | 200 | 67.82 | 84.91 | 8 | 9.1
2035 | NE_2_RMPA | NE | RMPA | External | Shoulder | B11 | 25 | 310 | 0 | 91.21 | 92.21 | 5 | 0
2035 | NE_2_RMPA | NE | RMPA | External | Shoulder | B12 | 200 | 310 | 0 | 86.02 | 91.01 | 5 | 0
2035 | NE_2_RMPA | NE | RMPA | External | Shoulder | B13 | 600 | 310 | 1.83 | 81.54 | 86.54 | 5 | 0
2035 | NE_2_RMPA | NE | RMPA | External | Shoulder | B14 | 900 | 310 | 310 | 79.52 | 86.54 | 5 | 2.02
2035 | NE_2_RMPA | NE | RMPA | External | Shoulder | B15 | 1203 | 310 | 310 | 78.6 | 83.62 | 5 | 0.01
2035 | NE_2_RMPA | NE | RMPA | External | Summer | B1 | 10 | 310 | 0 | 147.58 | 139.58 | 5 | 0
2035 | NE_2_RMPA | NE | RMPA | External | Summer | B2 | 25 | 310 | 0 | 142.09 | 134.09 | 5 | 0
2035 | NE_2_RMPA | NE | RMPA | External | Summer | B3 | 75 | 310 | 0 | 146.17 | 138.16 | 5 | 0
2035 | NE_2_RMPA | NE | RMPA | External | Summer | B4 | 100 | 310 | 0 | 142.55 | 121.33 | 5 | 0
2035 | NE_2_RMPA | NE | RMPA | External | Summer | B5 | 200 | 310 | 0 | 123.2 | 102.77 | 5 | 0
2035 | NE_2_RMPA | NE | RMPA | External | Summer | B6 | 300 | 310 | 0 | 102.15 | 96.16 | 5 | 0
2035 | NE_2_RMPA | NE | RMPA | External | Summer | B7 | 400 | 310 | 0 | 92.37 | 96.16 | 5 | 0
2035 | NE_2_RMPA | NE | RMPA | External | Summer | B8 | 500 | 310 | 310 | 89.13 | 96.16 | 5 | 2.03
2035 | NE_2_RMPA | NE | RMPA | External | Summer | B9 | 800 | 310 | 297.85 | 84.22 | 89.22 | 5 | 0
2035 | NE_2_RMPA | NE | RMPA | External | Summer | B10 | 1262 | 310 | 310 | 77.3 | 89.22 | 5 | 6.92
2035 | NE_2_RMPA | NE | RMPA | External | Winter | B16 | 25 | 310 | 310 | 82.25 | 103.26 | 5 | 16.01
2035 | NE_2_RMPA | NE | RMPA | External | Winter | B17 | 100 | 310 | 310 | 86.29 | 102.87 | 5 | 11.58
2035 | NE_2_RMPA | NE | RMPA | External | Winter | B18 | 400 | 310 | 0 | 84.97 | 87.85 | 5 | 0
2035 | NE_2_RMPA | NE | RMPA | External | Winter | B19 | 700 | 310 | 0 | 84.04 | 87.85 | 5 | 0
2035 | NE_2_RMPA | NE | RMPA | External | Winter | B20 | 935 | 310 | 0 | 81.8 | 84.91 | 5 | 0
2035 | NWPP_Coal_2_MAPP_US | NWPP_Coal | MAPP_US | External | Shoulder | B11 | 25 | 150 | 0 | 94.71 | 84.21 | 8 | 0
2035 | NWPP_Coal_2_MAPP_US | NWPP_Coal | MAPP_US | External | Shoulder | B12 | 200 | 150 | 0 | 94.71 | 79.02 | 8 | 0
2035 | NWPP_Coal_2_MAPP_US | NWPP_Coal | MAPP_US | External | Shoulder | B13 | 600 | 150 | 0 | 94.71 | 74.54 | 8 | 0
2035 | NWPP_Coal_2_MAPP_US | NWPP_Coal | MAPP_US | External | Shoulder | B14 | 900 | 150 | 0 | 94.71 | 72.52 | 8 | 0
2035 | NWPP_Coal_2_MAPP_US | NWPP_Coal | MAPP_US | External | Shoulder | B15 | 1203 | 150 | 0 | 94.71 | 64.62 | 8 | 0
2035 | NWPP_Coal_2_MAPP_US | NWPP_Coal | MAPP_US | External | Summer | B1 | 10 | 150 | 150 | 120 | 139.81 | 8 | 11.82
2035 | NWPP_Coal_2_MAPP_US | NWPP_Coal | MAPP_US | External | Summer | B2 | 25 | 150 | 150 | 101.24 | 135.09 | 8 | 25.85
2035 | NWPP_Coal_2_MAPP_US | NWPP_Coal | MAPP_US | External | Summer | B3 | 75 | 150 | 150 | 94.59 | 135.55 | 8 | 32.96
2035 | NWPP_Coal_2_MAPP_US | NWPP_Coal | MAPP_US | External | Summer | B4 | 100 | 150 | 150 | 94.59 | 135.55 | 8 | 32.96
2035 | NWPP_Coal_2_MAPP_US | NWPP_Coal | MAPP_US | External | Summer | B5 | 200 | 150 | 150 | 94.59 | 116.2 | 8 | 13.61
2035 | NWPP_Coal_2_MAPP_US | NWPP_Coal | MAPP_US | External | Summer | B6 | 300 | 150 | 0 | 94.59 | 95.15 | 8 | 0
2035 | NWPP_Coal_2_MAPP_US | NWPP_Coal | MAPP_US | External | Summer | B7 | 400 | 150 | 0 | 94.59 | 80.58 | 8 | 0
2035 | NWPP_Coal_2_MAPP_US | NWPP_Coal | MAPP_US | External | Summer | B8 | 500 | 150 | 0 | 94.59 | 77.02 | 8 | 0
2035 | NWPP_Coal_2_MAPP_US | NWPP_Coal | MAPP_US | External | Summer | B9 | 800 | 150 | 0 | 94.59 | 70.23 | 8 | 0
2035 | NWPP_Coal_2_MAPP_US | NWPP_Coal | MAPP_US | External | Summer | B10 | 1262 | 150 | 0 | 94.59 | 63.31 | 8 | 0
2035 | NWPP_Coal_2_MAPP_US | NWPP_Coal | MAPP_US | External | Winter | B16 | 25 | 150 | 0 | 94.71 | 68.25 | 8 | 0
2035 | NWPP_Coal_2_MAPP_US | NWPP_Coal | MAPP_US | External | Winter | B17 | 100 | 150 | 0 | 94.71 | 72.3 | 8 | 0
2035 | NWPP_Coal_2_MAPP_US | NWPP_Coal | MAPP_US | External | Winter | B18 | 400 | 150 | 0 | 94.71 | 77.04 | 8 | 0
2035 | NWPP_Coal_2_MAPP_US | NWPP_Coal | MAPP_US | External | Winter | B19 | 700 | 150 | 0 | 94.71 | 77.04 | 8 | 0
2035 | NWPP_Coal_2_MAPP_US | NWPP_Coal | MAPP_US | External | Winter | B20 | 935 | 150 | 0 | 94.71 | 67.82 | 8 | 0
2035 | RMPA_2_MAPP_US | RMPA | MAPP_US | External | Shoulder | B11 | 25 | 200 | 0 | 92.21 | 84.21 | 8 | 0
2035 | RMPA_2_MAPP_US | RMPA | MAPP_US | External | Shoulder | B12 | 200 | 200 | 0 | 91.01 | 79.02 | 8 | 0
2035 | RMPA_2_MAPP_US | RMPA | MAPP_US | External | Shoulder | B13 | 600 | 200 | 0 | 86.54 | 74.54 | 8 | 0
2035 | RMPA_2_MAPP_US | RMPA | MAPP_US | External | Shoulder | B14 | 900 | 200 | 0 | 86.54 | 72.52 | 8 | 0
2035 | RMPA_2_MAPP_US | RMPA | MAPP_US | External | Shoulder | B15 | 1203 | 200 | 0 | 83.62 | 64.62 | 8 | 0
2035 | RMPA_2_MAPP_US | RMPA | MAPP_US | External | Summer | B1 | 10 | 200 | 0 | 139.58 | 139.81 | 8 | 0
2035 | RMPA_2_MAPP_US | RMPA | MAPP_US | External | Summer | B2 | 25 | 200 | 0 | 134.09 | 135.09 | 8 | 0
2035 | RMPA_2_MAPP_US | RMPA | MAPP_US | External | Summer | B3 | 75 | 200 | 0 | 138.16 | 135.55 | 8 | 0
2035 | RMPA_2_MAPP_US | RMPA | MAPP_US | External | Summer | B4 | 100 | 200 | 200 | 121.33 | 135.55 | 8 | 6.22
2035 | RMPA_2_MAPP_US | RMPA | MAPP_US | External | Summer | B5 | 200 | 200 | 200 | 102.77 | 116.2 | 8 | 5.43
2035 | RMPA_2_MAPP_US | RMPA | MAPP_US | External | Summer | B6 | 300 | 200 | 0 | 96.16 | 95.15 | 8 | 0
2035 | RMPA_2_MAPP_US | RMPA | MAPP_US | External | Summer | B7 | 400 | 200 | 0 | 96.16 | 80.58 | 8 | 0
2035 | RMPA_2_MAPP_US | RMPA | MAPP_US | External | Summer | B8 | 500 | 200 | 0 | 96.16 | 77.02 | 8 | 0
2035 | RMPA_2_MAPP_US | RMPA | MAPP_US | External | Summer | B9 | 800 | 200 | 0 | 89.22 | 70.23 | 8 | 0
2035 | RMPA_2_MAPP_US | RMPA | MAPP_US | External | Summer | B10 | 1262 | 200 | 0 | 89.22 | 63.31 | 8 | 0
2035 | RMPA_2_MAPP_US | RMPA | MAPP_US | External | Winter | B16 | 25 | 200 | 0 | 103.26 | 68.25 | 8 | 0
2035 | RMPA_2_MAPP_US | RMPA | MAPP_US | External | Winter | B17 | 100 | 200 | 0 | 102.87 | 72.3 | 8 | 0
2035 | RMPA_2_MAPP_US | RMPA | MAPP_US | External | Winter | B18 | 400 | 200 | 0 | 87.85 | 77.04 | 8 | 0
2035 | RMPA_2_MAPP_US | RMPA | MAPP_US | External | Winter | B19 | 700 | 200 | 0 | 87.85 | 77.04 | 8 | 0
2035 | RMPA_2_MAPP_US | RMPA | MAPP_US | External | Winter | B20 | 935 | 200 | 0 | 84.91 | 67.82 | 8 | 0
2035 | RMPA_2_NE | RMPA | NE | External | Shoulder | B11 | 25 | 310 | 0 | 92.21 | 91.21 | 8 | 0
2035 | RMPA_2_NE | RMPA | NE | External | Shoulder | B12 | 200 | 310 | 0 | 91.01 | 86.02 | 8 | 0
2035 | RMPA_2_NE | RMPA | NE | External | Shoulder | B13 | 600 | 310 | 0 | 86.54 | 81.54 | 8 | 0
2035 | RMPA_2_NE | RMPA | NE | External | Shoulder | B14 | 900 | 310 | 0 | 86.54 | 79.52 | 8 | 0
2035 | RMPA_2_NE | RMPA | NE | External | Shoulder | B15 | 1203 | 310 | 0 | 83.62 | 78.6 | 8 | 0
2035 | RMPA_2_NE | RMPA | NE | External | Summer | B1 | 10 | 310 | 243.25 | 139.58 | 147.58 | 8 | 0
2035 | RMPA_2_NE | RMPA | NE | External | Summer | B2 | 25 | 310 | 195.78 | 134.09 | 142.09 | 8 | 0
2035 | RMPA_2_NE | RMPA | NE | External | Summer | B3 | 75 | 310 | 310 | 138.16 | 146.17 | 8 | 0.01
2035 | RMPA_2_NE | RMPA | NE | External | Summer | B4 | 100 | 310 | 310 | 121.33 | 142.55 | 8 | 13.22
2035 | RMPA_2_NE | RMPA | NE | External | Summer | B5 | 200 | 310 | 310 | 102.77 | 123.2 | 8 | 12.43
2035 | RMPA_2_NE | RMPA | NE | External | Summer | B6 | 300 | 310 | 0 | 96.16 | 102.15 | 8 | 0
2035 | RMPA_2_NE | RMPA | NE | External | Summer | B7 | 400 | 310 | 0 | 96.16 | 92.37 | 8 | 0
2035 | RMPA_2_NE | RMPA | NE | External | Summer | B8 | 500 | 310 | 0 | 96.16 | 89.13 | 8 | 0
2035 | RMPA_2_NE | RMPA | NE | External | Summer | B9 | 800 | 310 | 0 | 89.22 | 84.22 | 8 | 0
2035 | RMPA_2_NE | RMPA | NE | External | Summer | B10 | 1262 | 310 | 0 | 89.22 | 77.3 | 8 | 0
2035 | RMPA_2_NE | RMPA | NE | External | Winter | B16 | 25 | 310 | 0 | 103.26 | 82.25 | 8 | 0
2035 | RMPA_2_NE | RMPA | NE | External | Winter | B17 | 100 | 310 | 0 | 102.87 | 86.29 | 8 | 0
2035 | RMPA_2_NE | RMPA | NE | External | Winter | B18 | 400 | 310 | 0 | 87.85 | 84.97 | 8 | 0
2035 | RMPA_2_NE | RMPA | NE | External | Winter | B19 | 700 | 310 | 0 | 87.85 | 84.04 | 8 | 0
2035 | RMPA_2_NE | RMPA | NE | External | Winter | B20 | 935 | 310 | 0 | 84.91 | 81.8 | 8 | 0
2035 | RMPA_2_SPP_N | RMPA | SPP_N | External | Shoulder | B11 | 25 | 210 | 0 | 92.21 | 90.99 | 8 | 0
2035 | RMPA_2_SPP_N | RMPA | SPP_N | External | Shoulder | B12 | 200 | 210 | 0 | 91.01 | 86.01 | 8 | 0
2035 | RMPA_2_SPP_N | RMPA | SPP_N | External | Shoulder | B13 | 600 | 210 | 0 | 86.54 | 81.55 | 8 | 0
2035 | RMPA_2_SPP_N | RMPA | SPP_N | External | Shoulder | B14 | 900 | 210 | 0 | 86.54 | 79.53 | 8 | 0
2035 | RMPA_2_SPP_N | RMPA | SPP_N | External | Shoulder | B15 | 1203 | 210 | 0 | 83.62 | 78.62 | 8 | 0
2035 | RMPA_2_SPP_N | RMPA | SPP_N | External | Summer | B1 | 10 | 210 | 0 | 139.58 | 141.86 | 8 | 0
2035 | RMPA_2_SPP_N | RMPA | SPP_N | External | Summer | B2 | 25 | 210 | 0 | 134.09 | 141.86 | 8 | 0
2035 | RMPA_2_SPP_N | RMPA | SPP_N | External | Summer | B3 | 75 | 210 | 115.26 | 138.16 | 146.16 | 8 | 0
2035 | RMPA_2_SPP_N | RMPA | SPP_N | External | Summer | B4 | 100 | 210 | 210 | 121.33 | 141.86 | 8 | 12.52
2035 | RMPA_2_SPP_N | RMPA | SPP_N | External | Summer | B5 | 200 | 210 | 210 | 102.77 | 118.2 | 8 | 7.43
2035 | RMPA_2_SPP_N | RMPA | SPP_N | External | Summer | B6 | 300 | 210 | 0 | 96.16 | 97.15 | 8 | 0
2035 | RMPA_2_SPP_N | RMPA | SPP_N | External | Summer | B7 | 400 | 210 | 0 | 96.16 | 92.36 | 8 | 0
2035 | RMPA_2_SPP_N | RMPA | SPP_N | External | Summer | B8 | 500 | 210 | 0 | 96.16 | 89.14 | 8 | 0
2035 | RMPA_2_SPP_N | RMPA | SPP_N | External | Summer | B9 | 800 | 210 | 0 | 89.22 | 84.23 | 8 | 0
2035 | RMPA_2_SPP_N | RMPA | SPP_N | External | Summer | B10 | 1262 | 210 | 0 | 89.22 | 77.31 | 8 | 0
2035 | RMPA_2_SPP_N | RMPA | SPP_N | External | Winter | B16 | 25 | 210 | 0 | 103.26 | 88.98 | 8 | 0
2035 | RMPA_2_SPP_N | RMPA | SPP_N | External | Winter | B17 | 100 | 210 | 0 | 102.87 | 86.3 | 8 | 0
2035 | RMPA_2_SPP_N | RMPA | SPP_N | External | Winter | B18 | 400 | 210 | 0 | 87.85 | 84.98 | 8 | 0
2035 | RMPA_2_SPP_N | RMPA | SPP_N | External | Winter | B19 | 700 | 210 | 0 | 87.85 | 82.85 | 8 | 0
2035 | RMPA_2_SPP_N | RMPA | SPP_N | External | Winter | B20 | 935 | 210 | 0 | 84.91 | 81.82 | 8 | 0
2035 | SPP_N_2_RMPA | SPP_N | RMPA | External | Shoulder | B11 | 25 | 210 | 0 | 90.99 | 92.21 | 5 | 0
2035 | SPP_N_2_RMPA | SPP_N | RMPA | External | Shoulder | B12 | 200 | 210 | 127.77 | 86.01 | 91.01 | 5 | 0
2035 | SPP_N_2_RMPA | SPP_N | RMPA | External | Shoulder | B13 | 600 | 210 | 0 | 81.55 | 86.54 | 5 | 0
2035 | SPP_N_2_RMPA | SPP_N | RMPA | External | Shoulder | B14 | 900 | 210 | 210 | 79.53 | 86.54 | 5 | 2.01
2035 | SPP_N_2_RMPA | SPP_N | RMPA | External | Shoulder | B15 | 1203 | 210 | 174.87 | 78.62 | 83.62 | 5 | 0
2035 | SPP_N_2_RMPA | SPP_N | RMPA | External | Summer | B1 | 10 | 210 | 0 | 141.86 | 139.58 | 5 | 0
2035 | SPP_N_2_RMPA | SPP_N | RMPA | External | Summer | B2 | 25 | 210 | 0 | 141.86 | 134.09 | 5 | 0
2035 | SPP_N_2_RMPA | SPP_N | RMPA | External | Summer | B3 | 75 | 210 | 0 | 146.16 | 138.16 | 5 | 0
2035 | SPP_N_2_RMPA | SPP_N | RMPA | External | Summer | B4 | 100 | 210 | 0 | 141.86 | 121.33 | 5 | 0
2035 | SPP_N_2_RMPA | SPP_N | RMPA | External | Summer | B5 | 200 | 210 | 0 | 118.2 | 102.77 | 5 | 0
2035 | SPP_N_2_RMPA | SPP_N | RMPA | External | Summer | B6 | 300 | 210 | 0 | 97.15 | 96.16 | 5 | 0
2035 | SPP_N_2_RMPA | SPP_N | RMPA | External | Summer | B7 | 400 | 210 | 0 | 92.36 | 96.16 | 5 | 0
2035 | SPP_N_2_RMPA | SPP_N | RMPA | External | Summer | B8 | 500 | 210 | 210 | 89.14 | 96.16 | 5 | 2.02
2035 | SPP_N_2_RMPA | SPP_N | RMPA | External | Summer | B9 | 800 | 210 | 0 | 84.23 | 89.22 | 5 | 0
2035 | SPP_N_2_RMPA | SPP_N | RMPA | External | Summer | B10 | 1262 | 210 | 210 | 77.31 | 89.22 | 5 | 6.91
2035 | SPP_N_2_RMPA | SPP_N | RMPA | External | Winter | B16 | 25 | 210 | 210 | 88.98 | 103.26 | 5 | 9.28
2035 | SPP_N_2_RMPA | SPP_N | RMPA | External | Winter | B17 | 100 | 210 | 210 | 86.3 | 102.87 | 5 | 11.57
2035 | SPP_N_2_RMPA | SPP_N | RMPA | External | Winter | B18 | 400 | 210 | 0 | 84.98 | 87.85 | 5 | 0
2035 | SPP_N_2_RMPA | SPP_N | RMPA | External | Winter | B19 | 700 | 210 | 204.34 | 82.85 | 87.85 | 5 | 0
2035 | SPP_N_2_RMPA | SPP_N | RMPA | External | Winter | B20 | 935 | 210 | 0 | 81.82 | 84.91 | 5 | 0
2035 | SPP_S_2_ERCOT | SPP_S | ERCOT | External | Shoulder | B11 | 25 | 800 | 0 | 91 | 90.72 | 5 | 0
2035 | SPP_S_2_ERCOT | SPP_S | ERCOT | External | Shoulder | B12 | 200 | 800 | 0 | 86.02 | 90.72 | 5 | 0
2035 | SPP_S_2_ERCOT | SPP_S | ERCOT | External | Shoulder | B13 | 600 | 800 | 800 | 81.57 | 90.72 | 5 | 4.16
2035 | SPP_S_2_ERCOT | SPP_S | ERCOT | External | Shoulder | B14 | 900 | 800 | 800 | 78.63 | 89.88 | 5 | 6.25
2035 | SPP_S_2_ERCOT | SPP_S | ERCOT | External | Shoulder | B15 | 1203 | 800 | 0 | 78.63 | 78.57 | 5 | 0
2035 | SPP_S_2_ERCOT | SPP_S | ERCOT | External | Summer | B1 | 10 | 800 | 800 | 93.32 | 148.74 | 5 | 50.41
2035 | SPP_S_2_ERCOT | SPP_S | ERCOT | External | Summer | B2 | 25 | 800 | 800 | 129.62 | 148.74 | 5 | 14.12
2035 | SPP_S_2_ERCOT | SPP_S | ERCOT | External | Summer | B3 | 75 | 800 | 0 | 130.73 | 131.47 | 5 | 0
2035 | SPP_S_2_ERCOT | SPP_S | ERCOT | External | Summer | B4 | 100 | 800 | 0 | 129.62 | 121.62 | 5 | 0
2035 | SPP_S_2_ERCOT | SPP_S | ERCOT | External | Summer | B5 | 200 | 800 | 0 | 110.19 | 97.43 | 5 | 0
2035 | SPP_S_2_ERCOT | SPP_S | ERCOT | External | Summer | B6 | 300 | 800 | 0 | 97.16 | 89.16 | 5 | 0
2035 | SPP_S_2_ERCOT | SPP_S | ERCOT | External | Summer | B7 | 400 | 800 | 0 | 92.37 | 89.16 | 5 | 0
2035 | SPP_S_2_ERCOT | SPP_S | ERCOT | External | Summer | B8 | 500 | 800 | 0 | 89.15 | 89.16 | 5 | 0
2035 | SPP_S_2_ERCOT | SPP_S | ERCOT | External | Summer | B9 | 800 | 800 | 0 | 87.41 | 89.16 | 5 | 0
2035 | SPP_S_2_ERCOT | SPP_S | ERCOT | External | Summer | B10 | 1262 | 800 | 0 | 77.32 | 77.24 | 5 | 0
2035 | SPP_S_2_ERCOT | SPP_S | ERCOT | External | Winter | B16 | 25 | 800 | 178.02 | 88.99 | 93.99 | 5 | 0
2035 | SPP_S_2_ERCOT | SPP_S | ERCOT | External | Winter | B17 | 100 | 800 | 800 | 86.31 | 93.99 | 5 | 2.67
2035 | SPP_S_2_ERCOT | SPP_S | ERCOT | External | Winter | B18 | 400 | 800 | 800 | 84.99 | 93.99 | 5 | 4
2035 | SPP_S_2_ERCOT | SPP_S | ERCOT | External | Winter | B19 | 700 | 800 | 800 | 82.87 | 93.16 | 5 | 5.29
2035 | SPP_S_2_ERCOT | SPP_S | ERCOT | External | Winter | B20 | 935 | 800 | 0 | 81.83 | 81.34 | 5 | 0
2040 | AZ_NM_SNV_Coal_2_SPP_S | AZ_NM_SNV_Coal | SPP_S | External | Shoulder | B11 | 25 | 400 | 0 | 94.66 | 95.01 | 8.17 | 0
2040 | AZ_NM_SNV_Coal_2_SPP_S | AZ_NM_SNV_Coal | SPP_S | External | Shoulder | B12 | 200 | 400 | 0 | 92.06 | 90 | 8.17 | 0
2040 | AZ_NM_SNV_Coal_2_SPP_S | AZ_NM_SNV_Coal | SPP_S | External | Shoulder | B13 | 600 | 400 | 0 | 92.06 | 83.01 | 8.17 | 0
2040 | AZ_NM_SNV_Coal_2_SPP_S | AZ_NM_SNV_Coal | SPP_S | External | Shoulder | B14 | 900 | 400 | 0 | 92.06 | 82.03 | 8.17 | 0
2040 | AZ_NM_SNV_Coal_2_SPP_S | AZ_NM_SNV_Coal | SPP_S | External | Shoulder | B15 | 1203 | 400 | 0 | 83.67 | 76.97 | 8.17 | 0
2040 | AZ_NM_SNV_Coal_2_SPP_S | AZ_NM_SNV_Coal | SPP_S | External | Summer | B1 | 10 | 400 | 0 | 133.46 | 97.35 | 8.17 | 0
2040 | AZ_NM_SNV_Coal_2_SPP_S | AZ_NM_SNV_Coal | SPP_S | External | Summer | B2 | 25 | 400 | 0 | 133.46 | 135.25 | 8.17 | 0
2040 | AZ_NM_SNV_Coal_2_SPP_S | AZ_NM_SNV_Coal | SPP_S | External | Summer | B3 | 75 | 400 | 0 | 132.5 | 136.41 | 8.17 | 0
2040 | AZ_NM_SNV_Coal_2_SPP_S | AZ_NM_SNV_Coal | SPP_S | External | Summer | B4 | 100 | 400 | 400 | 111.15 | 135.25 | 8.17 | 15.93
2040 | AZ_NM_SNV_Coal_2_SPP_S | AZ_NM_SNV_Coal | SPP_S | External | Summer | B5 | 200 | 400 | 400 | 98.51 | 117.22 | 8.17 | 10.55
2040 | AZ_NM_SNV_Coal_2_SPP_S | AZ_NM_SNV_Coal | SPP_S | External | Summer | B6 | 300 | 400 | 0 | 94.6 | 100.64 | 8.17 | 0
2040 | AZ_NM_SNV_Coal_2_SPP_S | AZ_NM_SNV_Coal | SPP_S | External | Summer | B7 | 400 | 400 | 0 | 94.43 | 96.36 | 8.17 | 0
2040 | AZ_NM_SNV_Coal_2_SPP_S | AZ_NM_SNV_Coal | SPP_S | External | Summer | B8 | 500 | 400 | 0 | 94.43 | 92.78 | 8.17 | 0
2040 | AZ_NM_SNV_Coal_2_SPP_S | AZ_NM_SNV_Coal | SPP_S | External | Summer | B9 | 800 | 400 | 0 | 94.43 | 87.98 | 8.17 | 0
2040 | AZ_NM_SNV_Coal_2_SPP_S | AZ_NM_SNV_Coal | SPP_S | External | Summer | B10 | 1262 | 400 | 0 | 90.11 | 80.31 | 8.17 | 0
2040 | AZ_NM_SNV_Coal_2_SPP_S | AZ_NM_SNV_Coal | SPP_S | External | Winter | B16 | 25 | 400 | 0 | 96.4 | 94.16 | 8.17 | 0
2040 | AZ_NM_SNV_Coal_2_SPP_S | AZ_NM_SNV_Coal | SPP_S | External | Winter | B17 | 100 | 400 | 0 | 94.88 | 86.79 | 8.17 | 0
2040 | AZ_NM_SNV_Coal_2_SPP_S | AZ_NM_SNV_Coal | SPP_S | External | Winter | B18 | 400 | 400 | 0 | 94.88 | 88.18 | 8.17 | 0
2040 | AZ_NM_SNV_Coal_2_SPP_S | AZ_NM_SNV_Coal | SPP_S | External | Winter | B19 | 700 | 400 | 0 | 94.88 | 86.29 | 8.17 | 0
2040 | AZ_NM_SNV_Coal_2_SPP_S | AZ_NM_SNV_Coal | SPP_S | External | Winter | B20 | 935 | 400 | 0 | 82.17 | 81.72 | 8.17 | 0
2040 | ERCOT_2_SPP_S | ERCOT | SPP_S | External | Shoulder | B11 | 25 | 800 | 0 | 94.72 | 95.01 | 8 | 0
2040 | ERCOT_2_SPP_S | ERCOT | SPP_S | External | Shoulder | B12 | 200 | 800 | 0 | 94.72 | 90 | 8 | 0
2040 | ERCOT_2_SPP_S | ERCOT | SPP_S | External | Shoulder | B13 | 600 | 800 | 0 | 94.72 | 83.01 | 8 | 0
2040 | ERCOT_2_SPP_S | ERCOT | SPP_S | External | Shoulder | B14 | 900 | 800 | 0 | 81.97 | 82.03 | 8 | 0
2040 | ERCOT_2_SPP_S | ERCOT | SPP_S | External | Shoulder | B15 | 1203 | 800 | 0 | 81.97 | 76.97 | 8 | 0
2040 | ERCOT_2_SPP_S | ERCOT | SPP_S | External | Summer | B1 | 10 | 800 | 0 | 154.93 | 97.35 | 8 | 0
2040 | ERCOT_2_SPP_S | ERCOT | SPP_S | External | Summer | B2 | 25 | 800 | 0 | 150.56 | 135.25 | 8 | 0
2040 | ERCOT_2_SPP_S | ERCOT | SPP_S | External | Summer | B3 | 75 | 800 | 517.41 | 128.41 | 136.41 | 8 | 0
2040 | ERCOT_2_SPP_S | ERCOT | SPP_S | External | Summer | B4 | 100 | 800 | 800 | 101.62 | 135.25 | 8 | 25.63
2040 | ERCOT_2_SPP_S | ERCOT | SPP_S | External | Summer | B5 | 200 | 800 | 800 | 92.98 | 117.22 | 8 | 16.23
2040 | ERCOT_2_SPP_S | ERCOT | SPP_S | External | Summer | B6 | 300 | 800 | 0 | 92.98 | 100.64 | 8 | 0
2040 | ERCOT_2_SPP_S | ERCOT | SPP_S | External | Summer | B7 | 400 | 800 | 0 | 92.98 | 96.36 | 8 | 0
2040 | ERCOT_2_SPP_S | ERCOT | SPP_S | External | Summer | B8 | 500 | 800 | 0 | 92.98 | 92.78 | 8 | 0
2040 | ERCOT_2_SPP_S | ERCOT | SPP_S | External | Summer | B9 | 800 | 800 | 0 | 92.98 | 87.98 | 8 | 0
2040 | ERCOT_2_SPP_S | ERCOT | SPP_S | External | Summer | B10 | 1262 | 800 | 0 | 80.49 | 80.31 | 8 | 0
2040 | ERCOT_2_SPP_S | ERCOT | SPP_S | External | Winter | B16 | 25 | 800 | 0 | 98.33 | 94.16 | 8 | 0
2040 | ERCOT_2_SPP_S | ERCOT | SPP_S | External | Winter | B17 | 100 | 800 | 0 | 98.33 | 86.79 | 8 | 0
2040 | ERCOT_2_SPP_S | ERCOT | SPP_S | External | Winter | B18 | 400 | 800 | 0 | 98.33 | 88.18 | 8 | 0
2040 | ERCOT_2_SPP_S | ERCOT | SPP_S | External | Winter | B19 | 700 | 800 | 0 | 86.16 | 86.29 | 8 | 0
2040 | ERCOT_2_SPP_S | ERCOT | SPP_S | External | Winter | B20 | 935 | 800 | 0 | 85.04 | 81.72 | 8 | 0
2040 | MAPP_US_2_RMPA | MAPP_US | RMPA | External | Shoulder | B11 | 25 | 200 | 133.23 | 88.98 | 96.98 | 8 | 0
2040 | MAPP_US_2_RMPA | MAPP_US | RMPA | External | Shoulder | B12 | 200 | 200 | 200 | 82.97 | 94.97 | 8 | 4
2040 | MAPP_US_2_RMPA | MAPP_US | RMPA | External | Shoulder | B13 | 600 | 200 | 200 | 75.99 | 87.2 | 8 | 3.21
2040 | MAPP_US_2_RMPA | MAPP_US | RMPA | External | Shoulder | B14 | 900 | 200 | 200 | 72.5 | 87.2 | 8 | 6.7
2040 | MAPP_US_2_RMPA | MAPP_US | RMPA | External | Shoulder | B15 | 1203 | 200 | 200 | 62.96 | 84.51 | 8 | 13.55
2040 | MAPP_US_2_RMPA | MAPP_US | RMPA | External | Summer | B1 | 10 | 200 | 0 | 145.9 | 144.9 | 8 | 0
2040 | MAPP_US_2_RMPA | MAPP_US | RMPA | External | Summer | B2 | 25 | 200 | 0 | 141.24 | 140.24 | 8 | 0
2040 | MAPP_US_2_RMPA | MAPP_US | RMPA | External | Summer | B3 | 75 | 200 | 0 | 141.67 | 140.67 | 8 | 0
2040 | MAPP_US_2_RMPA | MAPP_US | RMPA | External | Summer | B4 | 100 | 200 | 0 | 140.43 | 119.32 | 8 | 0
2040 | MAPP_US_2_RMPA | MAPP_US | RMPA | External | Summer | B5 | 200 | 200 | 0 | 123.23 | 106.67 | 8 | 0
2040 | MAPP_US_2_RMPA | MAPP_US | RMPA | External | Summer | B6 | 300 | 200 | 0 | 97.32 | 100.01 | 8 | 0
2040 | MAPP_US_2_RMPA | MAPP_US | RMPA | External | Summer | B7 | 400 | 200 | 200 | 84.34 | 100.01 | 8 | 7.67
2040 | MAPP_US_2_RMPA | MAPP_US | RMPA | External | Summer | B8 | 500 | 200 | 200 | 78.76 | 100.01 | 8 | 13.25
2040 | MAPP_US_2_RMPA | MAPP_US | RMPA | External | Summer | B9 | 800 | 200 | 200 | 72.09 | 87.09 | 8 | 7
2040 | MAPP_US_2_RMPA | MAPP_US | RMPA | External | Summer | B10 | 1262 | 200 | 200 | 66.3 | 86.43 | 8 | 12.12
2040 | MAPP_US_2_RMPA | MAPP_US | RMPA | External | Winter | B16 | 25 | 200 | 200 | 67.71 | 107.94 | 8 | 32.23
2040 | MAPP_US_2_RMPA | MAPP_US | RMPA | External | Winter | B17 | 100 | 200 | 200 | 72.78 | 103.03 | 8 | 22.25
2040 | MAPP_US_2_RMPA | MAPP_US | RMPA | External | Winter | B18 | 400 | 200 | 200 | 77.53 | 91.28 | 8 | 5.76
2040 | MAPP_US_2_RMPA | MAPP_US | RMPA | External | Winter | B19 | 700 | 200 | 200 | 77.53 | 91.28 | 8 | 5.76
2040 | MAPP_US_2_RMPA | MAPP_US | RMPA | External | Winter | B20 | 935 | 200 | 200 | 67.71 | 86.7 | 8 | 10.99
2040 | NE_2_RMPA | NE | RMPA | External | Shoulder | B11 | 25 | 310 | 0 | 95.98 | 96.98 | 5 | 0
2040 | NE_2_RMPA | NE | RMPA | External | Shoulder | B12 | 200 | 310 | 83.21 | 89.97 | 94.97 | 5 | 0
2040 | NE_2_RMPA | NE | RMPA | External | Shoulder | B13 | 600 | 310 | 0 | 82.99 | 87.2 | 5 | 0
2040 | NE_2_RMPA | NE | RMPA | External | Shoulder | B14 | 900 | 310 | 0 | 82.21 | 87.2 | 5 | 0
2040 | NE_2_RMPA | NE | RMPA | External | Shoulder | B15 | 1203 | 310 | 310 | 76.94 | 84.51 | 5 | 2.56
2040 | NE_2_RMPA | NE | RMPA | External | Summer | B1 | 10 | 310 | 0 | 152.9 | 144.9 | 5 | 0
2040 | NE_2_RMPA | NE | RMPA | External | Summer | B2 | 25 | 310 | 0 | 148.24 | 140.24 | 5 | 0
2040 | NE_2_RMPA | NE | RMPA | External | Summer | B3 | 75 | 310 | 0 | 148.67 | 140.67 | 5 | 0
2040 | NE_2_RMPA | NE | RMPA | External | Summer | B4 | 100 | 310 | 0 | 148.1 | 119.32 | 5 | 0
2040 | NE_2_RMPA | NE | RMPA | External | Summer | B5 | 200 | 310 | 0 | 130.23 | 106.67 | 5 | 0
2040 | NE_2_RMPA | NE | RMPA | External | Summer | B6 | 300 | 310 | 0 | 104.32 | 100.01 | 5 | 0
2040 | NE_2_RMPA | NE | RMPA | External | Summer | B7 | 400 | 310 | 0 | 96.36 | 100.01 | 5 | 0
2040 | NE_2_RMPA | NE | RMPA | External | Summer | B8 | 500 | 310 | 310 | 92.75 | 100.01 | 5 | 2.26
2040 | NE_2_RMPA | NE | RMPA | External | Summer | B9 | 800 | 310 | 183.75 | 82.09 | 87.09 | 5 | 0
2040 | NE_2_RMPA | NE | RMPA | External | Summer | B10 | 1262 | 310 | 310 | 80.29 | 86.43 | 5 | 1.13
2040 | NE_2_RMPA | NE | RMPA | External | Winter | B16 | 25 | 310 | 310 | 81.71 | 107.94 | 5 | 21.23
2040 | NE_2_RMPA | NE | RMPA | External | Winter | B17 | 100 | 310 | 310 | 86.77 | 103.03 | 5 | 11.26
2040 | NE_2_RMPA | NE | RMPA | External | Winter | B18 | 400 | 310 | 0 | 88.15 | 91.28 | 5 | 0
2040 | NE_2_RMPA | NE | RMPA | External | Winter | B19 | 700 | 310 | 40.4 | 86.28 | 91.28 | 5 | 0
2040 | NE_2_RMPA | NE | RMPA | External | Winter | B20 | 935 | 310 | 98.83 | 81.7 | 86.7 | 5 | 0
2040 | NWPP_Coal_2_MAPP_US | NWPP_Coal | MAPP_US | External | Shoulder | B11 | 25 | 150 | 0 | 94.65 | 88.98 | 8 | 0
2040 | NWPP_Coal_2_MAPP_US | NWPP_Coal | MAPP_US | External | Shoulder | B12 | 200 | 150 | 0 | 94.65 | 82.97 | 8 | 0
2040 | NWPP_Coal_2_MAPP_US | NWPP_Coal | MAPP_US | External | Shoulder | B13 | 600 | 150 | 0 | 94.65 | 75.99 | 8 | 0
2040 | NWPP_Coal_2_MAPP_US | NWPP_Coal | MAPP_US | External | Shoulder | B14 | 900 | 150 | 0 | 94.65 | 72.5 | 8 | 0
2040 | NWPP_Coal_2_MAPP_US | NWPP_Coal | MAPP_US | External | Shoulder | B15 | 1203 | 150 | 0 | 94.65 | 62.96 | 8 | 0
2040 | NWPP_Coal_2_MAPP_US | NWPP_Coal | MAPP_US | External | Summer | B1 | 10 | 150 | 150 | 100.67 | 145.9 | 8 | 37.23
2040 | NWPP_Coal_2_MAPP_US | NWPP_Coal | MAPP_US | External | Summer | B2 | 25 | 150 | 150 | 100.67 | 141.24 | 8 | 32.58
2040 | NWPP_Coal_2_MAPP_US | NWPP_Coal | MAPP_US | External | Summer | B3 | 75 | 150 | 150 | 94.59 | 141.67 | 8 | 39.08
2040 | NWPP_Coal_2_MAPP_US | NWPP_Coal | MAPP_US | External | Summer | B4 | 100 | 150 | 150 | 94.59 | 140.43 | 8 | 37.84
2040 | NWPP_Coal_2_MAPP_US | NWPP_Coal | MAPP_US | External | Summer | B5 | 200 | 150 | 150 | 94.59 | 123.23 | 8 | 20.64
2040 | NWPP_Coal_2_MAPP_US | NWPP_Coal | MAPP_US | External | Summer | B6 | 300 | 150 | 0 | 94.59 | 97.32 | 8 | 0
2040 | NWPP_Coal_2_MAPP_US | NWPP_Coal | MAPP_US | External | Summer | B7 | 400 | 150 | 0 | 94.59 | 84.34 | 8 | 0
2040 | NWPP_Coal_2_MAPP_US | NWPP_Coal | MAPP_US | External | Summer | B8 | 500 | 150 | 0 | 94.59 | 78.76 | 8 | 0
2040 | NWPP_Coal_2_MAPP_US | NWPP_Coal | MAPP_US | External | Summer | B9 | 800 | 150 | 0 | 94.59 | 72.09 | 8 | 0
2040 | NWPP_Coal_2_MAPP_US | NWPP_Coal | MAPP_US | External | Summer | B10 | 1262 | 150 | 0 | 94.59 | 66.3 | 8 | 0
2040 | NWPP_Coal_2_MAPP_US | NWPP_Coal | MAPP_US | External | Winter | B16 | 25 | 150 | 0 | 94.87 | 67.71 | 8 | 0
2040 | NWPP_Coal_2_MAPP_US | NWPP_Coal | MAPP_US | External | Winter | B17 | 100 | 150 | 0 | 94.87 | 72.78 | 8 | 0
2040 | NWPP_Coal_2_MAPP_US | NWPP_Coal | MAPP_US | External | Winter | B18 | 400 | 150 | 0 | 94.87 | 77.53 | 8 | 0
2040 | NWPP_Coal_2_MAPP_US | NWPP_Coal | MAPP_US | External | Winter | B19 | 700 | 150 | 0 | 94.87 | 77.53 | 8 | 0
2040 | NWPP_Coal_2_MAPP_US | NWPP_Coal | MAPP_US | External | Winter | B20 | 935 | 150 | 0 | 94.87 | 67.71 | 8 | 0
2040 | RMPA_2_MAPP_US | RMPA | MAPP_US | External | Shoulder | B11 | 25 | 200 | 0 | 96.98 | 88.98 | 8 | 0
2040 | RMPA_2_MAPP_US | RMPA | MAPP_US | External | Shoulder | B12 | 200 | 200 | 0 | 94.97 | 82.97 | 8 | 0
2040 | RMPA_2_MAPP_US | RMPA | MAPP_US | External | Shoulder | B13 | 600 | 200 | 0 | 87.2 | 75.99 | 8 | 0
2040 | RMPA_2_MAPP_US | RMPA | MAPP_US | External | Shoulder | B14 | 900 | 200 | 0 | 87.2 | 72.5 | 8 | 0
2040 | RMPA_2_MAPP_US | RMPA | MAPP_US | External | Shoulder | B15 | 1203 | 200 | 0 | 84.51 | 62.96 | 8 | 0
2040 | RMPA_2_MAPP_US | RMPA | MAPP_US | External | Summer | B1 | 10 | 200 | 0 | 144.9 | 145.9 | 8 | 0
2040 | RMPA_2_MAPP_US | RMPA | MAPP_US | External | Summer | B2 | 25 | 200 | 0 | 140.24 | 141.24 | 8 | 0
2040 | RMPA_2_MAPP_US | RMPA | MAPP_US | External | Summer | B3 | 75 | 200 | 0 | 140.67 | 141.67 | 8 | 0
2040 | RMPA_2_MAPP_US | RMPA | MAPP_US | External | Summer | B4 | 100 | 200 | 200 | 119.32 | 140.43 | 8 | 13.11
2040 | RMPA_2_MAPP_US | RMPA | MAPP_US | External | Summer | B5 | 200 | 200 | 200 | 106.67 | 123.23 | 8 | 8.56
2040 | RMPA_2_MAPP_US | RMPA | MAPP_US | External | Summer | B6 | 300 | 200 | 0 | 100.01 | 97.32 | 8 | 0
2040 | RMPA_2_MAPP_US | RMPA | MAPP_US | External | Summer | B7 | 400 | 200 | 0 | 100.01 | 84.34 | 8 | 0
2040 | RMPA_2_MAPP_US | RMPA | MAPP_US | External | Summer | B8 | 500 | 200 | 0 | 100.01 | 78.76 | 8 | 0
2040 | RMPA_2_MAPP_US | RMPA | MAPP_US | External | Summer | B9 | 800 | 200 | 0 | 87.09 | 72.09 | 8 | 0
2040 | RMPA_2_MAPP_US | RMPA | MAPP_US | External | Summer | B10 | 1262 | 200 | 0 | 86.43 | 66.3 | 8 | 0
2040 | RMPA_2_MAPP_US | RMPA | MAPP_US | External | Winter | B16 | 25 | 200 | 0 | 107.94 | 67.71 | 8 | 0
2040 | RMPA_2_MAPP_US | RMPA | MAPP_US | External | Winter | B17 | 100 | 200 | 0 | 103.03 | 72.78 | 8 | 0
2040 | RMPA_2_MAPP_US | RMPA | MAPP_US | External | Winter | B18 | 400 | 200 | 0 | 91.28 | 77.53 | 8 | 0
2040 | RMPA_2_MAPP_US | RMPA | MAPP_US | External | Winter | B19 | 700 | 200 | 0 | 91.28 | 77.53 | 8 | 0
2040 | RMPA_2_MAPP_US | RMPA | MAPP_US | External | Winter | B20 | 935 | 200 | 0 | 86.7 | 67.71 | 8 | 0
2040 | RMPA_2_NE | RMPA | NE | External | Shoulder | B11 | 25 | 310 | 0 | 96.98 | 95.98 | 8 | 0
2040 | RMPA_2_NE | RMPA | NE | External | Shoulder | B12 | 200 | 310 | 0 | 94.97 | 89.97 | 8 | 0
2040 | RMPA_2_NE | RMPA | NE | External | Shoulder | B13 | 600 | 310 | 0 | 87.2 | 82.99 | 8 | 0
2040 | RMPA_2_NE | RMPA | NE | External | Shoulder | B14 | 900 | 310 | 0 | 87.2 | 82.21 | 8 | 0
2040 | RMPA_2_NE | RMPA | NE | External | Shoulder | B15 | 1203 | 310 | 0 | 84.51 | 76.94 | 8 | 0
2040 | RMPA_2_NE | RMPA | NE | External | Summer | B1 | 10 | 310 | 246.98 | 144.9 | 152.9 | 8 | 0
2040 | RMPA_2_NE | RMPA | NE | External | Summer | B2 | 25 | 310 | 208.98 | 140.24 | 148.24 | 8 | 0
2040 | RMPA_2_NE | RMPA | NE | External | Summer | B3 | 75 | 310 | 285.23 | 140.67 | 148.67 | 8 | 0
2040 | RMPA_2_NE | RMPA | NE | External | Summer | B4 | 100 | 310 | 310 | 119.32 | 148.1 | 8 | 20.78
2040 | RMPA_2_NE | RMPA | NE | External | Summer | B5 | 200 | 310 | 310 | 106.67 | 130.23 | 8 | 15.56
2040 | RMPA_2_NE | RMPA | NE | External | Summer | B6 | 300 | 310 | 0 | 100.01 | 104.32 | 8 | 0
2040 | RMPA_2_NE | RMPA | NE | External | Summer | B7 | 400 | 310 | 0 | 100.01 | 96.36 | 8 | 0
2040 | RMPA_2_NE | RMPA | NE | External | Summer | B8 | 500 | 310 | 0 | 100.01 | 92.75 | 8 | 0
2040 | RMPA_2_NE | RMPA | NE | External | Summer | B9 | 800 | 310 | 0 | 87.09 | 82.09 | 8 | 0
2040 | RMPA_2_NE | RMPA | NE | External | Summer | B10 | 1262 | 310 | 0 | 86.43 | 80.29 | 8 | 0
2040 | RMPA_2_NE | RMPA | NE | External | Winter | B16 | 25 | 310 | 0 | 107.94 | 81.71 | 8 | 0
2040 | RMPA_2_NE | RMPA | NE | External | Winter | B17 | 100 | 310 | 0 | 103.03 | 86.77 | 8 | 0
2040 | RMPA_2_NE | RMPA | NE | External | Winter | B18 | 400 | 310 | 0 | 91.28 | 88.15 | 8 | 0
2040 | RMPA_2_NE | RMPA | NE | External | Winter | B19 | 700 | 310 | 0 | 91.28 | 86.28 | 8 | 0
2040 | RMPA_2_NE | RMPA | NE | External | Winter | B20 | 935 | 310 | 0 | 86.7 | 81.7 | 8 | 0
2040 | RMPA_2_SPP_N | RMPA | SPP_N | External | Shoulder | B11 | 25 | 210 | 0 | 96.98 | 95.02 | 8 | 0
2040 | RMPA_2_SPP_N | RMPA | SPP_N | External | Shoulder | B12 | 200 | 210 | 0 | 94.97 | 89.98 | 8 | 0
2040 | RMPA_2_SPP_N | RMPA | SPP_N | External | Shoulder | B13 | 600 | 210 | 0 | 87.2 | 83 | 8 | 0
2040 | RMPA_2_SPP_N | RMPA | SPP_N | External | Shoulder | B14 | 900 | 210 | 0 | 87.2 | 82.23 | 8 | 0
2040 | RMPA_2_SPP_N | RMPA | SPP_N | External | Shoulder | B15 | 1203 | 210 | 0 | 84.51 | 76.96 | 8 | 0
2040 | RMPA_2_SPP_N | RMPA | SPP_N | External | Summer | B1 | 10 | 210 | 0 | 144.9 | 147.54 | 8 | 0
2040 | RMPA_2_SPP_N | RMPA | SPP_N | External | Summer | B2 | 25 | 210 | 112.97 | 140.24 | 148.24 | 8 | 0
2040 | RMPA_2_SPP_N | RMPA | SPP_N | External | Summer | B3 | 75 | 210 | 0 | 140.67 | 148.66 | 8 | 0
2040 | RMPA_2_SPP_N | RMPA | SPP_N | External | Summer | B4 | 100 | 210 | 210 | 119.32 | 148.09 | 8 | 20.77
2040 | RMPA_2_SPP_N | RMPA | SPP_N | External | Summer | B5 | 200 | 210 | 210 | 106.67 | 125.23 | 8 | 10.56
2040 | RMPA_2_SPP_N | RMPA | SPP_N | External | Summer | B6 | 300 | 210 | 0 | 100.01 | 100.63 | 8 | 0
2040 | RMPA_2_SPP_N | RMPA | SPP_N | External | Summer | B7 | 400 | 210 | 0 | 100.01 | 96.34 | 8 | 0
2040 | RMPA_2_SPP_N | RMPA | SPP_N | External | Summer | B8 | 500 | 210 | 0 | 100.01 | 92.76 | 8 | 0
2040 | RMPA_2_SPP_N | RMPA | SPP_N | External | Summer | B9 | 800 | 210 | 0 | 87.09 | 82.11 | 8 | 0
2040 | RMPA_2_SPP_N | RMPA | SPP_N | External | Summer | B10 | 1262 | 210 | 0 | 86.43 | 80.3 | 8 | 0
2040 | RMPA_2_SPP_N | RMPA | SPP_N | External | Winter | B16 | 25 | 210 | 0 | 107.94 | 94.15 | 8 | 0
2040 | RMPA_2_SPP_N | RMPA | SPP_N | External | Winter | B17 | 100 | 210 | 0 | 103.03 | 86.78 | 8 | 0
2040 | RMPA_2_SPP_N | RMPA | SPP_N | External | Winter | B18 | 400 | 210 | 0 | 91.28 | 88.16 | 8 | 0
2040 | RMPA_2_SPP_N | RMPA | SPP_N | External | Winter | B19 | 700 | 210 | 0 | 91.28 | 86.29 | 8 | 0
2040 | RMPA_2_SPP_N | RMPA | SPP_N | External | Winter | B20 | 935 | 210 | 0 | 86.7 | 81.71 | 8 | 0
2040 | SPP_N_2_RMPA | SPP_N | RMPA | External | Shoulder | B11 | 25 | 210 | 0 | 95.02 | 96.98 | 5 | 0
2040 | SPP_N_2_RMPA | SPP_N | RMPA | External | Shoulder | B12 | 200 | 210 | 0 | 89.98 | 94.97 | 5 | 0
2040 | SPP_N_2_RMPA | SPP_N | RMPA | External | Shoulder | B13 | 600 | 210 | 0 | 83 | 87.2 | 5 | 0
2040 | SPP_N_2_RMPA | SPP_N | RMPA | External | Shoulder | B14 | 900 | 210 | 0 | 82.23 | 87.2 | 5 | 0
2040 | SPP_N_2_RMPA | SPP_N | RMPA | External | Shoulder | B15 | 1203 | 210 | 210 | 76.96 | 84.51 | 5 | 2.55
2040 | SPP_N_2_RMPA | SPP_N | RMPA | External | Summer | B1 | 10 | 210 | 0 | 147.54 | 144.9 | 5 | 0
2040 | SPP_N_2_RMPA | SPP_N | RMPA | External | Summer | B2 | 25 | 210 | 0 | 148.24 | 140.24 | 5 | 0
2040 | SPP_N_2_RMPA | SPP_N | RMPA | External | Summer | B3 | 75 | 210 | 0 | 148.66 | 140.67 | 5 | 0
2040 | SPP_N_2_RMPA | SPP_N | RMPA | External | Summer | B4 | 100 | 210 | 0 | 148.09 | 119.32 | 5 | 0
2040 | SPP_N_2_RMPA | SPP_N | RMPA | External | Summer | B5 | 200 | 210 | 0 | 125.23 | 106.67 | 5 | 0
2040 | SPP_N_2_RMPA | SPP_N | RMPA | External | Summer | B6 | 300 | 210 | 0 | 100.63 | 100.01 | 5 | 0
2040 | SPP_N_2_RMPA | SPP_N | RMPA | External | Summer | B7 | 400 | 210 | 0 | 96.34 | 100.01 | 5 | 0
2040 | SPP_N_2_RMPA | SPP_N | RMPA | External | Summer | B8 | 500 | 210 | 210 | 92.76 | 100.01 | 5 | 2.25
2040 | SPP_N_2_RMPA | SPP_N | RMPA | External | Summer | B9 | 800 | 210 | 0 | 82.11 | 87.09 | 5 | 0
2040 | SPP_N_2_RMPA | SPP_N | RMPA | External | Summer | B10 | 1262 | 210 | 210 | 80.3 | 86.43 | 5 | 1.12
2040 | SPP_N_2_RMPA | SPP_N | RMPA | External | Winter | B16 | 25 | 210 | 210 | 94.15 | 107.94 | 5 | 8.79
2040 | SPP_N_2_RMPA | SPP_N | RMPA | External | Winter | B17 | 100 | 210 | 210 | 86.78 | 103.03 | 5 | 11.25
2040 | SPP_N_2_RMPA | SPP_N | RMPA | External | Winter | B18 | 400 | 210 | 0 | 88.16 | 91.28 | 5 | 0
2040 | SPP_N_2_RMPA | SPP_N | RMPA | External | Winter | B19 | 700 | 210 | 0 | 86.29 | 91.28 | 5 | 0
2040 | SPP_N_2_RMPA | SPP_N | RMPA | External | Winter | B20 | 935 | 210 | 0 | 81.71 | 86.7 | 5 | 0
2040 | SPP_S_2_ERCOT | SPP_S | ERCOT | External | Shoulder | B11 | 25 | 800 | 0 | 95.01 | 94.72 | 5 | 0
2040 | SPP_S_2_ERCOT | SPP_S | ERCOT | External | Shoulder | B12 | 200 | 800 | 0 | 90 | 94.72 | 5 | 0
2040 | SPP_S_2_ERCOT | SPP_S | ERCOT | External | Shoulder | B13 | 600 | 800 | 800 | 83.01 | 94.72 | 5 | 6.71
2040 | SPP_S_2_ERCOT | SPP_S | ERCOT | External | Shoulder | B14 | 900 | 800 | 0 | 82.03 | 81.97 | 5 | 0
2040 | SPP_S_2_ERCOT | SPP_S | ERCOT | External | Shoulder | B15 | 1203 | 800 | 553.5 | 76.97 | 81.97 | 5 | 0
2040 | SPP_S_2_ERCOT | SPP_S | ERCOT | External | Summer | B1 | 10 | 800 | 800 | 97.35 | 154.93 | 5 | 52.58
2040 | SPP_S_2_ERCOT | SPP_S | ERCOT | External | Summer | B2 | 25 | 800 | 800 | 135.25 | 150.56 | 5 | 10.31
2040 | SPP_S_2_ERCOT | SPP_S | ERCOT | External | Summer | B3 | 75 | 800 | 0 | 136.41 | 128.41 | 5 | 0
2040 | SPP_S_2_ERCOT | SPP_S | ERCOT | External | Summer | B4 | 100 | 800 | 0 | 135.25 | 101.62 | 5 | 0
2040 | SPP_S_2_ERCOT | SPP_S | ERCOT | External | Summer | B5 | 200 | 800 | 0 | 117.22 | 92.98 | 5 | 0
2040 | SPP_S_2_ERCOT | SPP_S | ERCOT | External | Summer | B6 | 300 | 800 | 0 | 100.64 | 92.98 | 5 | 0
2040 | SPP_S_2_ERCOT | SPP_S | ERCOT | External | Summer | B7 | 400 | 800 | 0 | 96.36 | 92.98 | 5 | 0
2040 | SPP_S_2_ERCOT | SPP_S | ERCOT | External | Summer | B8 | 500 | 800 | 0 | 92.78 | 92.98 | 5 | 0
2040 | SPP_S_2_ERCOT | SPP_S | ERCOT | External | Summer | B9 | 800 | 800 | 173.83 | 87.98 | 92.98 | 5 | 0
2040 | SPP_S_2_ERCOT | SPP_S | ERCOT | External | Summer | B10 | 1262 | 800 | 0 | 80.31 | 80.49 | 5 | 0
2040 | SPP_S_2_ERCOT | SPP_S | ERCOT | External | Winter | B16 | 25 | 800 | 0 | 94.16 | 98.33 | 5 | 0
2040 | SPP_S_2_ERCOT | SPP_S | ERCOT | External | Winter | B17 | 100 | 800 | 800 | 86.79 | 98.33 | 5 | 6.54
2040 | SPP_S_2_ERCOT | SPP_S | ERCOT | External | Winter | B18 | 400 | 800 | 800 | 88.18 | 98.33 | 5 | 5.15
2040 | SPP_S_2_ERCOT | SPP_S | ERCOT | External | Winter | B19 | 700 | 800 | 0 | 86.29 | 86.16 | 5 | 0
2040 | SPP_S_2_ERCOT | SPP_S | ERCOT | External | Winter | B20 | 935 | 800 | 0 | 81.72 | 85.04 | 5 | 0