## Title
Future 3 Sensitivity 9: Federal Carbon at State/Regional Implementation, Limited New/Upgraded Nuclear
"The results presented herein use modeling assumptions developed by EIPC, EIPC stakeholders and CRA for purposes of EIPC capacity expansion modeling. As such, these results do not necessarily reflect the opinions or views of CRA or any individual EIPC stakeholder."

## Build Summary
EI New Build Summary
EI New Builds by Type
|  | Additions |  |  | Retirements
| 2010 | 2015 | 2020 | 2030 | 2015 | 2020 | 2030 | Total
Coal | 271.9154 | 8.4766 | 0 | 0 | 151.5602 | 71.8242 | 17.8733 | 39.1343
Nuclear | 99.849 | 2.7406 | 4.53 | 0.01234 | 0 | 0.6145 | 1.4882 | 105.0292
CC | 132.682 | 92.6655 | 56.5182 | 3.1602 | 7.2126 | 3.0269 | 5.6812 | 269.1051
CT | 120.329 | 4.6917 | 0.3 | 1.0189 | 5.2545 | 0 | 5.2536 | 115.8316
Steam Oil/Gas | 74.547 | 0 | 0 | 0 | 46.315 | 0 | 9.8791 | 18.3529
Hydro | 44.6048 | 0 | 1.199 | 5.78 | 0 | 0 | 0 | 51.5838
On-Shore Wind | 18.707 | 22.1949 | 57.2386 | 99.8155 | 0 | 0 | 0 | 197.956
Off-Shore Wind | 0 | 0.469 | 0 | 1.1 | 0 | 0 | 0 | 1.569
Other Renewable | 3.613 | 2.3484 | 3.2576 | 3.7905 | 0 | 0 | 0 | 13.0095
New HQ/Maritimes | 0 | 0 | 0 | 4.5644 | 0 | 0 | 0 | 4.5644
Other | 17.054 | 0 | 0 | 0 | 0 | 0 | 0 | 17.054
Total w/o DR | 783.3012 | 133.5866 | 123.0434 | 119.2418 | 210.3423 | 75.4656 | 40.1754 | 833.1898
DR | 33.1 | -1.344 | 16.8375 | 22.1146 | 0 | 0 | 0 | 70.7081
Total w/DR | 816.4013 | 132.2426 | 139.8809 | 141.3564 | 210.3423 | 75.4656 | 40.1754 | 903.8979
EI New Builds by Region
| EI Cumulative New Builds |  |  |  | EI Cumulative New CCs |  |  |  | EI Cumulative New On-Shore Wind |  |  |  | EI Cumulative Coal Retirements
| 2015 | 2020 | 2030 |  |  | 2015 | 2020 | 2030 |  | 2015 | 2020 | 2030 |  | 2015 | 2020 | 2030
ENT | 3856.27 | 8900.84 | 9037.63 |  | ENT | 2965.98 | 7949.02 | 7949.02 | ENT | 0 | 0 | 0 | ENT | 1013.95 | 8308.9 | 8308.9
FRCC | 16506.14 | 16506.15 | 18400.49 |  | FRCC | 13796.81 | 13796.82 | 15480.82 | FRCC | 0 | 0 | 0 | FRCC | 6770.15 | 7874.15 | 7874.15
IESO | 5144.99 | 5144.99 | 5145.49 |  | IESO | 1263 | 1263 | 1263 | IESO | 2105.9 | 2105.9 | 2105.9 | IESO | 6416 | 6416 | 6416
MAPP_CA | 584.16 | 1279.16 | 5234.16 |  | MAPP_CA | 281.76 | 281.76 | 281.76 | MAPP_CA | 302.4 | 302.4 | 302.4 | MAPP_CA | 1076.84 | 1637.17 | 1745.9
MAPP_US | 729.6 | 8633.37 | 12271.6 |  | MAPP_US | 0 | 0 | 0 | MAPP_US | 421.3 | 8325.07 | 11736.67 | MAPP_US | 1891.09 | 2809.1 | 3546.5
MISO_IN | 3839.72 | 21814.55 | 21894.67 |  | MISO_IN | 3221.72 | 20970.72 | 20970.72 | MISO_IN | 0 | 0 | 0 | MISO_IN | 6932.7 | 9985.7 | 9985.7
MISO_MI | 3441.11 | 3704.22 | 3864.47 |  | MISO_MI | 1441.11 | 1441.11 | 1441.11 | MISO_MI | 2000 | 2263.11 | 2263.11 | MISO_MI | 6340 | 10792 | 10792
MISO_MO-IL | 2090 | 3858.28 | 9961.61 |  | MISO_MO-IL | 0 | 1768.28 | 1768.28 | MISO_MO-IL | 300 | 300 | 5900 | MISO_MO-IL | 4837.14 | 12967.7 | 12967.7
MISO_W | 2894.83 | 2894.83 | 40197.43 |  | MISO_W | 0 | 0 | 0 | MISO_W | 2800.5 | 2800.5 | 40031.43 | MISO_W | 4076.19 | 9540.82 | 10835.19
MISO_WUMS | 7359.54 | 9904.77 | 10992.08 |  | MISO_WUMS | 5540.64 | 8084.87 | 8084.88 | MISO_WUMS | 968.9 | 968.9 | 968.9 | MISO_WUMS | 4191.1 | 6393.2 | 6393.2
NE | 666.74 | 2537.58 | 2609.25 |  | NE | 232.64 | 2103.48 | 2103.48 | NE | 202 | 202 | 202 | NE | 0 | 3195.8 | 3195.8
NEISO | 3384.16 | 6229.33 | 8798.2 |  | NEISO | 2049.5 | 2049.5 | 2049.5 | NEISO | 231.2 | 2783.87 | 5280 | NEISO | 2250.13 | 2570.13 | 2570.13
NonRTO_Midwest | 3030.65 | 5851.07 | 6757.32 |  | NonRTO_Midwest | 3030.65 | 5851.07 | 5851.07 | NonRTO_Midwest | 0 | 0 | 0 | NonRTO_Midwest | 4347.3 | 7277.43 | 8642.29
NYISO_A-F | 3289.7 | 3999.5 | 9491.68 |  | NYISO_A-F | 639 | 639 | 639 | NYISO_A-F | 2476.3 | 3186.1 | 8610.35 | NYISO_A-F | 2251.9 | 2251.9 | 2251.9
NYISO_G-I | 0 | 60 | 434.33 |  | NYISO_G-I | 0 | 0 | 0 | NYISO_G-I | 0 | 60 | 360 | NYISO_G-I | 368.2 | 368.2 | 368.2
NYISO_J-K | 1207.4 | 1207.4 | 1451.73 |  | NYISO_J-K | 1175.4 | 1175.4 | 1175.4 | NYISO_J-K | 0 | 0 | 170 | NYISO_J-K | 0 | 0 | 0
PJM_E | 5940.05 | 6072.95 | 7172.95 |  | PJM_E | 4634.3 | 4634.3 | 4634.3 | PJM_E | 1150 | 1150 | 1150 | PJM_E | 2804 | 3372 | 3372
PJM_ROM | 2243.7 | 4614.2 | 6220.77 |  | PJM_ROM | 1678.5 | 1678.5 | 1678.5 | PJM_ROM | 479.8 | 1230 | 1230 | PJM_ROM | 14248.51 | 15482.51 | 16003.51
PJM_ROR | 29560.1 | 36767.08 | 82068.41 |  | PJM_ROR | 18561 | 24559.57 | 24559.57 | PJM_ROR | 8325.7 | 8517.4 | 53600 | PJM_ROR | 34753.02 | 45819.4 | 51555.53
SOCO | 7987.95 | 16613.22 | 16820.62 |  | SOCO | 7862.95 | 14288.22 | 14288.22 | SOCO | 0 | 0 | 100 | SOCO | 17725.37 | 23374.07 | 23374.07
SPP_N | 1859.17 | 16767.8 | 17041.1 |  | SPP_N | 1394.13 | 4548.28 | 4726.58 | SPP_N | 0 | 11754.48 | 11754.48 | SPP_N | 621 | 2744.16 | 4898.12
SPP_S | 1830.99 | 36036.09 | 37519.96 |  | SPP_S | 0 | 4351.32 | 5649.19 | SPP_S | 430 | 29983.78 | 29983.78 | SPP_S | 3109.5 | 10693.93 | 13065.98
TVA | 6334.54 | 11159.98 | 11294.38 |  | TVA | 4636.65 | 9462.09 | 9462.09 | TVA | 0 | 0 | 0 | TVA | 10428.13 | 12532.13 | 15159
VACAR | 19805.15 | 26072.69 | 26627.12 |  | VACAR | 18259.79 | 18287.35 | 18287.35 | VACAR | 0.9 | 3500 | 3500 | VACAR | 15107.99 | 16978.03 | 17936
| 133586.66 | 256630.05 | 371307.45 |  |  | 92665.53 | 149183.66 | 152343.84 |  | 22194.9 | 79433.51 | 179249.02 |  | 151560.21 | 223384.43 | 241257.77

## Generation
#1 | Total Generation (GWh)
Total Generation by Reporting Type: Entergy
ReportingType | 2015 | 2020 | 2025 | 2030 | 2035 | 2040
BM | 0 | 0 | 0 | 0 | 12580.77 | 75221.06
CC | 71934.4 | 107723.01 | 107036.17 | 94275.19 | 44454.55 | 8851.41
CSP | 0 | 0 | 0 | 0 | 0 | 0
CT | 0 | 0 | 0 | 0 | 0 | 0
Coal | 60148.45 | 5536.46 | 591.23 | 6.94 | 0 | 0
Geo | 0 | 0 | 0 | 0 | 0 | 0
H | 153 | 153 | 153 | 153 | 3824.34 | 3824.34
LFG | 63.07 | 63.07 | 909.81 | 909.81 | 909.81 | 909.81
Nuc | 42234.08 | 42234.08 | 42234.08 | 42234.08 | 73736.87 | 65970.85
PS | 24.19 | 24.19 | 24.19 | 24.19 | 12.39 | 150.45
PV | 0.57 | 119.14 | 175.77 | 175.77 | 175.77 | 178.45
PeakG | 0 | 0 | 4.31 | 0.44 | 0 | 0
PeakO | 0 | 0 | 0 | 0 | 0 | 0
ST | 0 | 0 | 0 | 0 | 0 | 0
STOG | 289.96 | 566.11 | 0 | 0 | 0 | 0
STWD | 34.9 | 76.01 | 131.63 | 887.43 | 1443.65 | 1125.38
WT | 315.27 | 315.27 | 315.27 | 315.27 | 315.27 | 315.27
IGCC | 0 | 0 | 0 | 0 | 0 | 0
DemandResponse | 0 | 0 | 0 | 0 | 0 | 0
IGCC-CCS | 0 | 0 | 0 | 0 | 0 | 0
WT_off | 0 | 0 | 0 | 0 | 0 | 0
PseudoUnit | 0 | 0 | 0 | 0 | 0 | 0
FixedInterchange | 0 | 0 | 0 | 0 | 0 | 0
Total Generation by Reporting Type: FRCC
ReportingType | 2015 | 2020 | 2025 | 2030 | 2035 | 2040
BM | 0 | 0 | 0 | 0 | 0 | 10869.8
CC | 195177.81 | 203363.5 | 219647.07 | 219540.39 | 48775.58 | 30944.04
CSP | 0 | 0 | 0 | 0 | 0 | 0
CT | 476.84 | 593.79 | 949.79 | 949.79 | 0 | 0
Coal | 17665.24 | 5960.59 | 1117.16 | 2025.74 | 2809.8 | 4387.67
Geo | 0 | 0 | 0 | 0 | 0 | 0
H | 27.85 | 27.85 | 27.85 | 27.85 | 27.85 | 27.85
LFG | 3831.62 | 3831.62 | 5392.66 | 5392.66 | 5392.66 | 5392.66
Nuc | 32180.57 | 32180.57 | 32180.57 | 32276.69 | 195219.54 | 210977.93
PS | 0 | 0 | 0 | 0 | 0 | 0
PV | 134.03 | 134.03 | 134.03 | 134.03 | 134.03 | 134.03
PeakG | 120.4 | 344.27 | 549.31 | 714.7 | 281.74 | 250.82
PeakO | 0 | 0 | 0 | 0 | 0 | 0
ST | 0 | 0 | 0 | 0 | 0 | 0
STOG | 0 | 0 | 0 | 0 | 0 | 0
STWD | 78.75 | 149.47 | 1366.56 | 1366.56 | 1366.56 | 843.8
WT | 0 | 0 | 0 | 0 | 0 | 0
IGCC | 0 | 0 | 0 | 0 | 0 | 0
DemandResponse | 0 | 0 | 0 | 0 | 0 | 0
IGCC-CCS | 0 | 0 | 0 | 0 | 0 | 0
WT_off | 0 | 0 | 0 | 0 | 0 | 0
PseudoUnit | 0 | 0 | 0 | 0 | 0 | 0
FixedInterchange | 0 | 0 | 0 | 0 | 0 | 0
Total Generation by Reporting Type: MAPP_US
ReportingType | 2015 | 2020 | 2025 | 2030 | 2035 | 2040
BM | 0 | 0 | 0 | 0 | 261.07 | 213.02
CC | 907.5 | 199.29 | 305.21 | 192.67 | 190.7 | 109.29
CSP | 0 | 0 | 0 | 0 | 0 | 0
CT | 0 | 0 | 0 | 0 | 4.33 | 4.33
Coal | 11343.78 | 4220.85 | 0 | 0 | 0 | 0
Geo | 354.6 | 354.6 | 354.6 | 354.6 | 354.6 | 354.6
H | 10150.02 | 10150.02 | 10150.02 | 10150.02 | 10150.02 | 10150.02
LFG | 15.77 | 15.77 | 15.77 | 580.79 | 580.79 | 580.79
Nuc | 0.01 | 0.04 | 0.04 | 0.07 | 0.78 | 0.48
PS | 0 | 0 | 0 | 0 | 0 | 0
PV | 0 | 0 | 0 | 0 | 0 | 0
PeakG | 68.21 | 132.12 | 68.21 | 177.82 | 53.36 | 67.68
PeakO | 0 | 0 | 0 | 0 | 0 | 0
ST | 0 | 0 | 0 | 0 | 0 | 0
STOG | 0 | 0 | 0 | 0 | 0 | 0
STWD | 0 | 0 | 0 | 0 | 0 | 0
WT | 5908.78 | 33554.36 | 45487.34 | 45487.34 | 44328.28 | 45941.82
IGCC | 0 | 0 | 0 | 0 | 0 | 0
DemandResponse | 0 | 0 | 0 | 0 | 0 | 0
IGCC-CCS | 0 | 0 | 0 | 0 | 0 | 0
WT_off | 0 | 0 | 0 | 0 | 0 | 0
PseudoUnit | 0 | 0 | 0 | 0 | 0 | 0
FixedInterchange | 0 | 0 | 0 | 0 | 0 | 0
Total Generation by Reporting Type: MISO_IN
ReportingType | 2015 | 2020 | 2025 | 2030 | 2035 | 2040
BM | 0 | 0 | 0 | 0 | 0 | 45875.85
CC | 28629.7 | 163338.96 | 165831.08 | 158874.94 | 131409.26 | 28667.66
CSP | 0 | 0 | 0 | 0 | 0 | 0
CT | 0 | 0 | 0 | 0 | 0 | 0
Coal | 51696.7 | 21132.56 | 3913.35 | 4892.15 | 16765.79 | 17333.28
Geo | 0 | 0 | 0 | 0 | 0 | 0
H | 417.2 | 417.2 | 417.2 | 417.2 | 417.2 | 417.2
LFG | 291.71 | 291.71 | 923.41 | 923.41 | 923.41 | 923.41
Nuc | 0.02 | 0.02 | 0.04 | 0.12 | 0.78 | 2550.56
PS | 0 | 0 | 0 | 0 | 0 | 0
PV | 0 | 375.88 | 375.88 | 375.88 | 375.88 | 375.88
PeakG | 0 | 0 | 0 | 0 | 0 | 0
PeakO | 0 | 0 | 0 | 0 | 0 | 0
ST | 0 | 0 | 0 | 0 | 0 | 0
STOG | 28.64 | 28.64 | 28.64 | 28.64 | 2.6 | 0
STWD | 0 | 0 | 0 | 0 | 0 | 0
WT | 1553.06 | 1553.06 | 1553.06 | 1553.06 | 1553.06 | 1553.06
IGCC | 4427.31 | 4427.31 | 665.6 | 5.56 | 0 | 0
DemandResponse | 0 | 0 | 0 | 0 | 0 | 0
IGCC-CCS | 0 | 0 | 0 | 0 | 0 | 0
WT_off | 0 | 0 | 0 | 0 | 0 | 0
PseudoUnit | 0 | 0 | 0 | 0 | 0 | 0
FixedInterchange | 0 | 0 | 0 | 0 | 0 | 0
Total Generation by Reporting Type: MISO_MI
ReportingType | 2015 | 2020 | 2025 | 2030 | 2035 | 2040
BM | 0 | 0 | 0 | 0 | 0 | 13175.79
CC | 21804.52 | 19040.26 | 20804.06 | 14773.11 | 10087.34 | 361.3
CSP | 0 | 0 | 0 | 0 | 0 | 0
CT | 0 | 0 | 0 | 0 | 0 | 0
Coal | 24458.74 | 0 | 0 | 0 | 0 | 0
Geo | 0 | 0 | 0 | 0 | 0 | 0
H | 410 | 410 | 410 | 410 | 410 | 410
LFG | 1285.09 | 1285.09 | 2548.5 | 2548.5 | 2548.5 | 2548.5
Nuc | 14714.16 | 14714.16 | 14714.16 | 14714.16 | 20356.88 | 56009.65
PS | 767.62 | 393.12 | 1329.12 | 1329.12 | 733.11 | 4773.6
PV | 0 | 0 | 0 | 0 | 0 | 0
PeakG | 15.41 | 5.95 | 20.43 | 0 | 0 | 0
PeakO | 0 | 0 | 0 | 0 | 0 | 0
ST | 0 | 0 | 0 | 0 | 0 | 0
STOG | 283.11 | 90.08 | 90.08 | 111.96 | 0 | 0
STWD | 1142.3 | 1142.3 | 469.2 | 702.19 | 1142.3 | 1142.3
WT | 5161.16 | 5868.18 | 5868.18 | 5868.18 | 5868.18 | 5868.18
IGCC | 0 | 0 | 0 | 0 | 0 | 0
DemandResponse | 0 | 0 | 0 | 0 | 0 | 0
IGCC-CCS | 0 | 0 | 0 | 0 | 0 | 0
WT_off | 0 | 0 | 0 | 0 | 0 | 0
PseudoUnit | 0 | 0 | 0 | 0 | 0 | 0
FixedInterchange | 0 | 0 | 0 | 0 | 0 | 0
Total Generation by Reporting Type: MISO_MO-IL
ReportingType | 2015 | 2020 | 2025 | 2030 | 2035 | 2040
BM | 0 | 0 | 0 | 0 | 0 | 7336.31
CC | 2769.34 | 17184.85 | 16703.21 | 9627.79 | 5297.38 | 2180.91
CSP | 0 | 0 | 0 | 0 | 0 | 0
CT | 0 | 0 | 0 | 0 | 0 | 0
Coal | 74474.21 | 16793.4 | 3705.42 | 898.95 | 3266.27 | 3266.27
Geo | 0 | 0 | 0 | 0 | 0 | 0
H | 1317.1 | 1317.1 | 2690.42 | 2690.42 | 2690.42 | 2690.42
LFG | 141.91 | 141.91 | 760.86 | 1902.67 | 1902.67 | 1902.67
Nuc | 17393.71 | 17393.71 | 17393.71 | 17393.71 | 17393.71 | 17393.71
PS | 202.4 | 180.4 | 312.4 | 312.4 | 180.4 | 1122
PV | 0 | 0 | 0 | 0 | 0 | 0
PeakG | 221.71 | 570.54 | 111.84 | 931.2 | 437.3 | 300.49
PeakO | 0 | 0 | 0 | 0 | 0 | 0
ST | 0 | 0 | 0 | 0 | 0 | 0
STOG | 5.26 | 18.42 | 5.26 | 0 | 0 | 0
STWD | 0 | 0 | 0 | 0 | 0 | 0
WT | 2075.16 | 2075.16 | 19215.14 | 19215.14 | 19215.14 | 19215.14
IGCC | 0 | 0 | 0 | 0 | 0 | 0
DemandResponse | 0 | 0 | 0 | 0 | 0 | 0
IGCC-CCS | 0 | 0 | 0 | 0 | 0 | 0
WT_off | 0 | 0 | 0 | 0 | 0 | 0
PseudoUnit | 0 | 0 | 0 | 0 | 0 | 0
FixedInterchange | 0 | 0 | 0 | 0 | 0 | 0
Total Generation by Reporting Type: MISO_W
ReportingType | 2015 | 2020 | 2025 | 2030 | 2035 | 2040
BM | 0 | 0 | 0 | 0 | 0 | 0
CC | 8815.09 | 10672.83 | 3177.62 | 3147.01 | 2086.86 | 1661.28
CSP | 0 | 0 | 0 | 0 | 0 | 0
CT | 0 | 0 | 0 | 0 | 0 | 0
Coal | 71830.13 | 29038.51 | 4210.86 | 3123.75 | 3123.75 | 3123.75
Geo | 0 | 0 | 0 | 0 | 0 | 0
H | 1643.73 | 1643.73 | 1643.73 | 1643.73 | 1643.73 | 1643.73
LFG | 1616.22 | 1616.22 | 1616.22 | 2181.24 | 2181.24 | 2181.24
Nuc | 18393.35 | 18393.35 | 18393.35 | 18393.35 | 0.78 | 0.78
PS | 0 | 0 | 0 | 0 | 0 | 0
PV | 0 | 0 | 0 | 0 | 0 | 0
PeakG | 254.36 | 452.24 | 36.85 | 195.21 | 192.36 | 11.1
PeakO | 0 | 0 | 0 | 0 | 0 | 0
ST | 0 | 0 | 0 | 0 | 0 | 0
STOG | 0.18 | 0.18 | 0 | 0 | 0 | 0
STWD | 59.16 | 209.58 | 319.73 | 1097.01 | 2193.5 | 1967.27
WT | 27590.66 | 27590.66 | 150486.62 | 150486.62 | 150486.62 | 156231.27
IGCC | 0 | 0 | 0 | 0 | 0 | 0
DemandResponse | 0 | 0 | 0 | 0 | 0 | 0
IGCC-CCS | 0 | 0 | 0 | 0 | 0 | 0
WT_off | 0 | 0 | 0 | 0 | 0 | 0
PseudoUnit | 0 | 0 | 0 | 0 | 0 | 0
FixedInterchange | 0 | 0 | 0 | 0 | 0 | 0
Total Generation by Reporting Type: MISO_WUMS
ReportingType | 2015 | 2020 | 2025 | 2030 | 2035 | 2040
BM | 0 | 0 | 0 | 0 | 0 | 23897.6
CC | 54167.35 | 71898.02 | 64376.4 | 56288.56 | 54091.66 | 5887.78
CSP | 0 | 0 | 0 | 0 | 0 | 0
CT | 0 | 0 | 0 | 330.89 | 88.77 | 28.25
Coal | 11611.08 | 1497.31 | 1148.04 | 688.11 | 2450.01 | 3679.78
Geo | 0 | 0 | 0 | 0 | 0 | 0
H | 1018.41 | 1023.31 | 1023.31 | 1023.31 | 1023.31 | 1023.31
LFG | 559.76 | 559.76 | 559.76 | 2320.52 | 2320.52 | 2320.52
Nuc | 14153.33 | 14153.33 | 14153.33 | 14153.33 | 10171.16 | 26326.63
PS | 0 | 0 | 0 | 0 | 0 | 0
PV | 0 | 0 | 0 | 0 | 0 | 0
PeakG | 0 | 0 | 0 | 0 | 0 | 0
PeakO | 0 | 0 | 0 | 0 | 0 | 0
ST | 0 | 0 | 0 | 0 | 0 | 0
STOG | 0 | 0 | 0 | 0 | 0 | 0
STWD | 22.21 | 23.78 | 38.74 | 234.85 | 735.84 | 571.59
WT | 4109.61 | 4109.61 | 4109.61 | 4109.61 | 4109.61 | 4197.83
IGCC | 0 | 0 | 0 | 0 | 0 | 0
DemandResponse | 0 | 0 | 0 | 0 | 0 | 0
IGCC-CCS | 0 | 0 | 0 | 0 | 0 | 0
WT_off | 0 | 0 | 0 | 0 | 0 | 0
PseudoUnit | 0 | 0 | 0 | 0 | 0 | 0
FixedInterchange | 0 | 0 | 0 | 0 | 0 | 0
Total Generation by Reporting Type: Nebraska
ReportingType | 2015 | 2020 | 2025 | 2030 | 2035 | 2040
BM | 0 | 0 | 0 | 0 | 955.85 | 8991.79
CC | 2331.02 | 16437.2 | 16385.35 | 14460.09 | 7566.29 | 3479.03
CSP | 0 | 0 | 0 | 0 | 0 | 0
CT | 0 | 0 | 0 | 0 | 0 | 0
Coal | 30719.51 | 4417.15 | 2913.05 | 2750.77 | 2659 | 2659
Geo | 0 | 0 | 0 | 0 | 0 | 0
H | 591 | 591 | 591 | 591 | 591 | 591
LFG | 47.3 | 47.3 | 612.32 | 612.32 | 612.32 | 612.32
Nuc | 9752.32 | 9752.32 | 9752.32 | 9752.32 | 1.56 | 1.56
PS | 0 | 0 | 0 | 0 | 0 | 0
PV | 0 | 0 | 0 | 0 | 0 | 0
PeakG | 45.42 | 4.01 | 0 | 59.96 | 3.6 | 0
PeakO | 0 | 0 | 0 | 0 | 0 | 0
ST | 0 | 0 | 0 | 0 | 0 | 0
STOG | 0 | 0 | 0 | 0 | 0 | 0
STWD | 0 | 0 | 0 | 0 | 0 | 0
WT | 1220.72 | 1220.72 | 1220.72 | 1220.72 | 1220.72 | 1220.72
IGCC | 0 | 0 | 0 | 0 | 0 | 0
DemandResponse | 0 | 0 | 0 | 0 | 0 | 0
IGCC-CCS | 0 | 0 | 0 | 0 | 0 | 0
WT_off | 0 | 0 | 0 | 0 | 0 | 0
PseudoUnit | 0 | 0 | 0 | 0 | 0 | 0
FixedInterchange | 0 | 0 | 0 | 0 | 0 | 0
Total Generation by Reporting Type: NEISO
ReportingType | 2015 | 2020 | 2025 | 2030 | 2035 | 2040
BM | 1882.96 | 1077.86 | 77.91 | 1357.47 | 853.94 | 1358.77
CC | 43316.14 | 29471.39 | 24939.71 | 12549.43 | 6928.89 | 3977.67
CSP | 0 | 0 | 0 | 0 | 0 | 0
CT | 0.62 | 7.33 | 10.92 | 0 | 0 | 0
Coal | 32.27 | 0 | 0 | 0 | 0 | 0
Geo | 0 | 0 | 0 | 0 | 0 | 0
H | 12289.94 | 12289.94 | 12289.94 | 12303.66 | 12303.66 | 12303.66
LFG | 4582.65 | 4582.65 | 4582.65 | 5132.48 | 5132.48 | 5132.48
Nuc | 36181.73 | 36181.73 | 36181.73 | 36181.73 | 26141.23 | 19310.53
PS | 100.73 | 184.14 | 184.14 | 65.31 | 55.86 | 46.71
PV | 5.26 | 517.71 | 517.71 | 517.71 | 517.71 | 517.71
PeakG | 8.52 | 32.3 | 38.51 | 0 | 3.12 | 3.01
PeakO | 0 | 0 | 0 | 0 | 0 | 0
ST | 0 | 0 | 0 | 0 | 0 | 0
STOG | 0 | 0 | 0 | 0 | 0 | 0
STWD | 4274.88 | 1224.49 | 111.55 | 790.12 | 2015.93 | 2112.21
WT | 1283.3 | 8827.83 | 13510.6 | 16205.23 | 38476.77 | 43627.39
IGCC | 0 | 0 | 0 | 0 | 0 | 0
DemandResponse | 0 | 0 | 0 | 0 | 0 | 0
IGCC-CCS | 0 | 0 | 0 | 0 | 0 | 0
WT_off | 1870.13 | 1870.13 | 1870.13 | 1870.13 | 1870.13 | 1870.13
PseudoUnit | 0 | 0 | 0 | 0 | 0 | 0
FixedInterchange | 0 | 0 | 0 | 0 | 0 | 0
Total Generation by Reporting Type: NonRTO_Midwest
ReportingType | 2015 | 2020 | 2025 | 2030 | 2035 | 2040
BM | 0 | 0 | 0 | 0 | 5065.35 | 45875.85
CC | 23129.07 | 44653.66 | 44653.66 | 44250.88 | 37600.24 | 1940.32
CSP | 0 | 0 | 0 | 0 | 0 | 0
CT | 0 | 0 | 0 | 0 | 0 | 0
Coal | 37101.5 | 16208.93 | 3676.58 | 5538.53 | 6320.07 | 6320.07
Geo | 0 | 0 | 0 | 0 | 0 | 0
H | 457.8 | 457.8 | 3593.25 | 3593.25 | 3593.25 | 3593.25
LFG | 110.38 | 110.38 | 1373.79 | 1373.79 | 1373.79 | 1373.79
Nuc | 0.04 | 0.04 | 0.07 | 0.48 | 7106.49 | 7106.49
PS | 0 | 0 | 0 | 0 | 0 | 0
PV | 0 | 0 | 0 | 0 | 0 | 0
PeakG | 143.73 | 57.19 | 193.27 | 236.08 | 44.37 | 0
PeakO | 0 | 0 | 0 | 0 | 0 | 0
ST | 0 | 0 | 0 | 0 | 0 | 0
STOG | 0 | 0 | 0 | 0 | 0 | 0
STWD | 0 | 0 | 0 | 0 | 0 | 0
WT | 151.43 | 151.43 | 151.43 | 151.43 | 151.43 | 151.43
IGCC | 0 | 0 | 0 | 0 | 0 | 0
DemandResponse | 0 | 0 | 0 | 0 | 0 | 0
IGCC-CCS | 0 | 0 | 0 | 0 | 0 | 0
WT_off | 0 | 0 | 0 | 0 | 0 | 0
PseudoUnit | 0 | 0 | 0 | 0 | 0 | 0
FixedInterchange | 0 | 0 | 0 | 0 | 0 | 0
Total Generation by Reporting Type: NYISO_A-F
ReportingType | 2015 | 2020 | 2025 | 2030 | 2035 | 2040
BM | 0 | 0 | 0 | 0 | 0 | 0
CC | 8224.35 | 10275.31 | 6341.82 | 4553.59 | 878.42 | 441.06
CSP | 0 | 0 | 0 | 0 | 0 | 0
CT | 0 | 0 | 0 | 0 | 0 | 0
Coal | 0 | 0 | 0 | 0 | 0 | 0
Geo | 0 | 0 | 0 | 0 | 0 | 0
H | 27149.99 | 27149.99 | 27149.99 | 27149.99 | 27149.99 | 27149.99
LFG | 1359.2 | 1359.2 | 1359.2 | 1894.79 | 1894.79 | 1894.79
Nuc | 26211.3 | 26211.3 | 26211.3 | 21372.53 | 16850.79 | 10212.67
PS | 150.13 | 113.67 | 124.25 | 7.93 | 0 | 366.42
PV | 0 | 0 | 0 | 0 | 0 | 0
PeakG | 1.88 | 5.22 | 0 | 0 | 0 | 0
PeakO | 0 | 0 | 0 | 0 | 0 | 0
ST | 0 | 0 | 0 | 0 | 0 | 0
STOG | 0 | 0 | 0 | 0 | 0 | 0
STWD | 0.77 | 8.51 | 16.25 | 85.91 | 284.21 | 417.76
WT | 10101.82 | 11933.66 | 11933.66 | 25290.54 | 37306.4 | 37306.4
IGCC | 0 | 0 | 0 | 0 | 0 | 0
DemandResponse | 0 | 0 | 0 | 0 | 0 | 0
IGCC-CCS | 0 | 0 | 0 | 0 | 0 | 0
WT_off | 0 | 0 | 0 | 0 | 0 | 0
PseudoUnit | 0 | 0 | 0 | 0 | 0 | 0
FixedInterchange | 0 | 0 | 0 | 0 | 0 | 0
Total Generation by Reporting Type: NYISO_G-I
ReportingType | 2015 | 2020 | 2025 | 2030 | 2035 | 2040
BM | 0 | 0 | 0 | 0 | 4624.67 | 5972.92
CC | 3859.88 | 6443.93 | 3236.03 | 1216.59 | 1075.03 | 503.62
CSP | 0 | 0 | 0 | 0 | 0 | 0
CT | 0 | 0 | 0 | 0 | 0 | 0
Coal | 0 | 0 | 0 | 0 | 0 | 0
Geo | 0 | 0 | 0 | 0 | 0 | 0
H | 266.56 | 266.56 | 266.56 | 266.56 | 266.56 | 266.56
LFG | 504.58 | 504.58 | 1090.62 | 1090.62 | 1090.62 | 1090.62
Nuc | 15929.31 | 15929.31 | 15929.31 | 15929.31 | 7987.24 | 16013.11
PS | 0 | 0 | 0 | 0 | 0 | 0
PV | 0 | 0 | 0 | 0 | 0 | 0
PeakG | 0 | 0.03 | 0.67 | 0.67 | 0.67 | 0.03
PeakO | 0 | 0 | 0 | 0 | 0 | 0
ST | 0 | 0 | 0 | 0 | 0 | 0
STOG | 0 | 0 | 0 | 0 | 0 | 0
STWD | 0 | 0 | 0 | 0 | 0 | 0
WT | 0 | 178.23 | 178.23 | 909.97 | 909.97 | 909.97
IGCC | 0 | 0 | 0 | 0 | 0 | 0
DemandResponse | 0 | 0 | 0 | 0 | 0 | 0
IGCC-CCS | 0 | 0 | 0 | 0 | 0 | 0
WT_off | 0 | 0 | 0 | 0 | 0 | 0
PseudoUnit | 0 | 0 | 0 | 0 | 0 | 0
FixedInterchange | 0 | 0 | 0 | 0 | 0 | 0
Total Generation by Reporting Type: NYISO_J-K
ReportingType | 2015 | 2020 | 2025 | 2030 | 2035 | 2040
BM | 0 | 0 | 0 | 0 | 0 | 0
CC | 23642.76 | 25405.3 | 22952.14 | 14000.04 | 12606.11 | 9525.51
CSP | 0 | 0 | 0 | 0 | 0 | 0
CT | 0 | 0 | 0 | 0 | 0 | 0
Coal | 0 | 0 | 0 | 0 | 0 | 0
Geo | 0 | 0 | 0 | 0 | 0 | 0
H | 0 | 0 | 0 | 0 | 0 | 0
LFG | 977.62 | 977.62 | 977.62 | 1563.66 | 1563.66 | 1563.66
Nuc | 0 | 0.01 | 0.04 | 0.19 | 0.78 | 0.6
PS | 0 | 0 | 0 | 0 | 0 | 0
PV | 53.26 | 53.26 | 53.26 | 53.26 | 53.26 | 53.26
PeakG | 53.23 | 86.36 | 121.72 | 116.75 | 355.44 | 263.21
PeakO | 0 | 0 | 0 | 0 | 0 | 0
ST | 0 | 0 | 0 | 0 | 0 | 0
STOG | 457.49 | 658.15 | 952.76 | 908.2 | 402.53 | 215.23
STWD | 0 | 0 | 0 | 0 | 0 | 0
WT | 0 | 0 | 0 | 469.54 | 861.26 | 861.26
IGCC | 0 | 0 | 0 | 0 | 0 | 0
DemandResponse | 0 | 0 | 0 | 0 | 0 | 0
IGCC-CCS | 0 | 0 | 0 | 0 | 0 | 0
WT_off | 0 | 0 | 0 | 0 | 0 | 0
PseudoUnit | 0 | 0 | 0 | 0 | 0 | 0
FixedInterchange | 0 | 0 | 0 | 0 | 0 | 0
Total Generation by Reporting Type: PJM_E
ReportingType | 2015 | 2020 | 2025 | 2030 | 2035 | 2040
BM | 12.57 | 223.98 | 223.98 | 223.98 | 223.98 | 223.98
CC | 48163.15 | 52468.5 | 58592.99 | 48344.61 | 39698.18 | 17673.22
CSP | 0 | 0 | 0 | 0 | 0 | 0
CT | 0.24 | 2.69 | 5.14 | 0 | 0 | 0
Coal | 639.41 | 423.83 | 207.6 | 32.68 | 647.17 | 1370.24
Geo | 0 | 0 | 0 | 0 | 0 | 0
H | 1839.27 | 1839.27 | 1839.27 | 1839.27 | 1839.27 | 1839.27
LFG | 3714.15 | 4761.94 | 4761.94 | 4761.94 | 4761.94 | 4761.94
Nuc | 66287.73 | 61501.14 | 61501.14 | 61501.14 | 44177.54 | 35032.79
PS | 174 | 174 | 195.84 | 284 | 164 | 1020
PV | 102.4 | 102.4 | 102.4 | 102.4 | 102.4 | 102.4
PeakG | 38.75 | 252.23 | 487.68 | 948.3 | 259.44 | 252.23
PeakO | 0 | 0 | 0 | 0 | 0 | 0
ST | 0 | 0 | 0 | 0 | 0 | 0
STOG | 268.49 | 474.45 | 0 | 0 | 0 | 0
STWD | 0 | 0 | 0 | 0 | 0 | 0
WT | 2143.36 | 2143.36 | 2143.36 | 2143.36 | 2183.19 | 2183.19
IGCC | 0 | 0 | 0 | 0 | 0 | 0
DemandResponse | 0 | 0 | 0 | 0 | 0 | 0
IGCC-CCS | 0 | 0 | 0 | 0 | 0 | 0
WT_off | 0 | 0 | 3990.52 | 3990.52 | 17509.57 | 34826.4
PseudoUnit | 0 | 0 | 0 | 0 | 0 | 0
FixedInterchange | 0 | 0 | 0 | 0 | 0 | 0
Total Generation by Reporting Type: PJM_ROM
ReportingType | 2015 | 2020 | 2025 | 2030 | 2035 | 2040
BM | 7.54 | 134.39 | 134.39 | 134.39 | 17603.64 | 17603.64
CC | 21928.53 | 24295.68 | 27615.75 | 24060.76 | 17089.15 | 3072.1
CSP | 0 | 0 | 0 | 0 | 0 | 0
CT | 0.15 | 1.64 | 3.14 | 6.13 | 0 | 0
Coal | 11795.49 | 2573.02 | 291.84 | 748.73 | 1414.89 | 1413.79
Geo | 0 | 0 | 0 | 0 | 0 | 0
H | 3645.46 | 3645.46 | 6490.47 | 6490.47 | 6490.47 | 6490.47
LFG | 2813.8 | 4903.85 | 4903.85 | 4903.85 | 4903.85 | 4903.85
Nuc | 39227.38 | 39227.38 | 39227.38 | 39227.38 | 25736.15 | 51358.34
PS | 658.15 | 624.7 | 620.33 | 1074.23 | 620.33 | 3858.15
PV | 10.51 | 2384.82 | 3714.14 | 4011.67 | 4034.1 | 4141.11
PeakG | 0 | 13.86 | 51.56 | 301.75 | 163.15 | 152.46
PeakO | 0 | 0 | 0 | 0 | 0 | 0
ST | 0 | 0 | 0 | 0 | 0 | 0
STOG | 691.59 | 1117.54 | 114.91 | 0 | 0 | 0
STWD | 15.86 | 490.56 | 490.56 | 490.56 | 490.56 | 490.56
WT | 3032.09 | 4910.74 | 4910.74 | 4910.74 | 17226.14 | 17226.14
IGCC | 0 | 0 | 0 | 0 | 0 | 0
DemandResponse | 0 | 0 | 0 | 0 | 0 | 0
IGCC-CCS | 0 | 0 | 0 | 0 | 0 | 0
WT_off | 0 | 0 | 0 | 0 | 0 | 37660.08
PseudoUnit | 0 | 0 | 0 | 0 | 0 | 0
FixedInterchange | 0 | 0 | 0 | 0 | 0 | 0
Total Generation by Reporting Type: PJM_ROR
ReportingType | 2015 | 2020 | 2025 | 2030 | 2035 | 2040
BM | 161.29 | 2874.47 | 2426.45 | 2874.47 | 17922.6 | 78815.17
CC | 175125.78 | 222498.53 | 234055.3 | 214089.67 | 173942.74 | 12218.34
CSP | 0 | 0 | 0 | 0 | 0 | 0
CT | 2.98 | 2.98 | 5.69 | 11.11 | 0 | 0
Coal | 190201.7 | 104424.18 | 16736.91 | 17527.9 | 31196.78 | 31196.78
Geo | 0 | 0 | 0 | 0 | 0 | 0
H | 4602.26 | 6925.78 | 6925.78 | 6925.78 | 6925.78 | 6925.78
LFG | 4252.63 | 8302.71 | 8302.71 | 8302.71 | 8302.71 | 8302.71
Nuc | 156083.84 | 156083.84 | 156083.84 | 149330.43 | 134742.81 | 231730.71
PS | 1340.23 | 1340.23 | 1312.82 | 2187.51 | 1263.21 | 7856.55
PV | 63.07 | 63.07 | 432.58 | 446.3 | 446.3 | 446.3
PeakG | 835.17 | 1019.83 | 1767.25 | 1647.76 | 1055.81 | 379.08
PeakO | 0 | 0 | 0 | 0 | 0 | 0
ST | 0 | 0 | 0 | 0 | 0 | 0
STOG | 408.99 | 798.51 | 477.66 | 0 | 0 | 0
STWD | 36.67 | 1359.55 | 1139.21 | 998.99 | 1359.55 | 1359.55
WT | 28147.97 | 28682.04 | 44463.42 | 134931.36 | 134931.36 | 134931.36
IGCC | 0 | 0 | 0 | 0 | 0 | 0
DemandResponse | 0 | 0 | 0 | 0 | 0 | 0
IGCC-CCS | 0 | 0 | 0 | 0 | 0 | 0
WT_off | 0 | 0 | 0 | 0 | 0 | 0
PseudoUnit | 0 | 0 | 0 | 0 | 0 | 0
FixedInterchange | 0 | 0 | 0 | 0 | 0 | 0
Total Generation by Reporting Type: SOCO
ReportingType | 2015 | 2020 | 2025 | 2030 | 2035 | 2040
BM | 38.26 | 83.9 | 200.02 | 410.64 | 410.64 | 48942.4
CC | 153605.1 | 182663.47 | 187577.13 | 165826.56 | 52744.27 | 9630.74
CSP | 0 | 0 | 0 | 0 | 0 | 0
CT | 0 | 0 | 0 | 0 | 0 | 0
Coal | 34359.42 | 10368.1 | 4960.83 | 7348.41 | 7348.41 | 7348.41
Geo | 0 | 0 | 0 | 0 | 0 | 0
H | 10893.11 | 10893.11 | 10893.11 | 10893.11 | 10893.11 | 10893.11
LFG | 291.71 | 291.71 | 1138.45 | 1138.45 | 1138.45 | 1138.45
Nuc | 45497.84 | 62634.5 | 62634.5 | 62634.5 | 194525.86 | 195169.43
PS | 760.54 | 687.32 | 809.14 | 686.75 | 351.75 | 4271.25
PV | 0 | 0 | 0 | 0 | 0 | 0
PeakG | 681.96 | 948.53 | 1420.85 | 1832.98 | 27.48 | 46.42
PeakO | 0 | 0 | 0 | 0 | 0 | 0
ST | 0 | 0 | 0 | 0 | 0 | 0
STOG | 0 | 0 | 0 | 0 | 0 | 0
STWD | 246.49 | 451.92 | 692.4 | 4681.34 | 4681.34 | 2890.57
WT | 0 | 0 | 0 | 209.15 | 209.15 | 209.15
IGCC | 0 | 0 | 0 | 0 | 0 | 0
DemandResponse | 0 | 0 | 0 | 0 | 0 | 0
IGCC-CCS | 0 | 0 | 0 | 0 | 0 | 0
WT_off | 0 | 0 | 0 | 0 | 0 | 0
PseudoUnit | 0 | 0 | 0 | 0 | 0 | 0
FixedInterchange | 0 | 0 | 0 | 0 | 0 | 0
Total Generation by Reporting Type: SPP_N
ReportingType | 2015 | 2020 | 2025 | 2030 | 2035 | 2040
BM | 0 | 0 | 0 | 0 | 46937.38 | 46146.64
CC | 14015.66 | 33794.6 | 28605.01 | 27243.83 | 8623.43 | 6064.41
CSP | 0 | 0 | 0 | 0 | 0 | 0
CT | 0 | 0 | 0 | 0 | 0 | 0
Coal | 56941.3 | 19583.73 | 2034.16 | 2285.13 | 6018.04 | 6018.04
Geo | 0 | 0 | 0 | 0 | 0 | 0
H | 60 | 60 | 60 | 60 | 60 | 60
LFG | 55.19 | 55.19 | 804.17 | 804.17 | 804.17 | 804.17
Nuc | 9035.69 | 9035.69 | 9035.69 | 9035.69 | 9035.69 | 9035.69
PS | 0 | 0 | 0 | 0 | 0 | 0
PV | 0 | 0 | 0 | 0 | 0 | 0
PeakG | 19.93 | 0 | 0 | 14.15 | 0 | 0
PeakO | 0 | 0 | 0 | 0 | 0 | 0
ST | 0 | 0 | 0 | 0 | 0 | 0
STOG | 172.89 | 2.03 | 71.24 | 337.55 | 0 | 0
STWD | 0 | 0 | 0 | 0 | 0 | 0
WT | 4213.48 | 44578 | 44578 | 44578 | 44578 | 46663.79
IGCC | 0 | 0 | 0 | 0 | 0 | 0
DemandResponse | 0 | 0 | 0 | 0 | 0 | 0
IGCC-CCS | 0 | 0 | 0 | 0 | 0 | 0
WT_off | 0 | 0 | 0 | 0 | 0 | 0
PseudoUnit | 0 | 0 | 0 | 0 | 0 | 0
FixedInterchange | 0 | 0 | 0 | 0 | 0 | 0
Total Generation by Reporting Type: SPP_S
ReportingType | 2015 | 2020 | 2025 | 2030 | 2035 | 2040
BM | 0 | 0 | 0 | 0 | 21582.97 | 30073.48
CC | 41569.75 | 44055.18 | 49496.46 | 56110.86 | 23282.97 | 17527.84
CSP | 0 | 0 | 0 | 0 | 0 | 0
CT | 13.52 | 0 | 0 | 0 | 0 | 28.93
Coal | 81276.21 | 8760.01 | 697.01 | 0 | 0 | 0
Geo | 0 | 0 | 0 | 0 | 0 | 0
H | 10050.79 | 10050.79 | 10050.79 | 10336.52 | 10336.52 | 10336.52
LFG | 149.8 | 149.8 | 898.78 | 898.78 | 898.78 | 898.78
Nuc | 0.02 | 0.04 | 0.04 | 0.11 | 0.78 | 0.48
PS | 194.01 | 178.4 | 178.4 | 312.2 | 89.2 | 1137.3
PV | 0 | 0 | 0 | 0 | 0 | 0
PeakG | 0 | 0 | 0 | 0 | 0 | 0
PeakO | 0 | 0 | 0 | 0 | 0 | 0
ST | 0 | 0 | 0 | 0 | 0 | 0
STOG | 2124.8 | 674.1 | 1190.2 | 1392.91 | 206.76 | 41.99
STWD | 55.57 | 30.24 | 30.24 | 216.86 | 588.67 | 361.86
WT | 9404.55 | 111326.09 | 111326.09 | 111326.09 | 111570.16 | 112908.15
IGCC | 0 | 0 | 0 | 0 | 0 | 0
DemandResponse | 0 | 0 | 0 | 0 | 0 | 0
IGCC-CCS | 0 | 0 | 0 | 0 | 0 | 0
WT_off | 0 | 0 | 0 | 0 | 0 | 0
PseudoUnit | 0 | 0 | 0 | 0 | 0 | 0
FixedInterchange | 0 | 0 | 0 | 0 | 0 | 0
Total Generation by Reporting Type: TVA
ReportingType | 2015 | 2020 | 2025 | 2030 | 2035 | 2040
BM | 0 | 0 | 0 | 0 | 55206.83 | 55206.83
CC | 50276.16 | 77372.64 | 84137.89 | 80342.24 | 38629.83 | 3501.2
CSP | 0 | 0 | 0 | 0 | 0 | 0
CT | 0 | 0 | 0 | 0 | 0 | 0
Coal | 34777.7 | 14000.64 | 385.24 | 0 | 0 | 0
Geo | 0 | 0 | 0 | 0 | 0 | 0
H | 17444.8 | 17444.8 | 17545.57 | 17545.57 | 17545.57 | 17545.57
LFG | 102.49 | 102.49 | 949.23 | 949.23 | 949.23 | 949.23
Nuc | 65391.09 | 65391.09 | 65391.09 | 65391.09 | 65600.68 | 92207.54
PS | 642.89 | 651.88 | 714.63 | 714.63 | 366.03 | 4444.65
PV | 0 | 0 | 0 | 0 | 0 | 0
PeakG | 0 | 0 | 0 | 0 | 0 | 0
PeakO | 0 | 0 | 0 | 0 | 0 | 0
ST | 0 | 0 | 0 | 0 | 0 | 0
STOG | 0 | 0 | 0 | 0 | 0 | 0
STWD | 1.06 | 2.03 | 3.38 | 29.36 | 35.04 | 35.04
WT | 73.94 | 73.94 | 73.94 | 73.94 | 283.09 | 283.09
IGCC | 0 | 0 | 0 | 0 | 0 | 0
DemandResponse | 0 | 0 | 0 | 0 | 0 | 0
IGCC-CCS | 0 | 0 | 0 | 0 | 0 | 0
WT_off | 0 | 0 | 0 | 0 | 0 | 0
PseudoUnit | 0 | 0 | 0 | 0 | 0 | 0
FixedInterchange | 0 | 0 | 0 | 0 | 0 | 0
Total Generation by Reporting Type: TVA_Transmission
ReportingType | 2015 | 2020 | 2025 | 2030 | 2035 | 2040
BM | 0 | 0 | 0 | 0 | 0 | 0
CC | 0 | 0 | 0 | 0 | 0 | 0
CSP | 0 | 0 | 0 | 0 | 0 | 0
CT | 0 | 0 | 0 | 0 | 0 | 0
Coal | 0 | 0 | 0 | 0 | 0 | 0
Geo | 0 | 0 | 0 | 0 | 0 | 0
H | 0 | 0 | 0 | 0 | 0 | 0
LFG | 0 | 0 | 0 | 0 | 0 | 0
Nuc | 0 | 0 | 0 | 0 | 0 | 0
PS | 0 | 0 | 0 | 0 | 0 | 0
PV | 0 | 0 | 0 | 0 | 0 | 0
PeakG | 0 | 0 | 0 | 0 | 0 | 0
PeakO | 0 | 0 | 0 | 0 | 0 | 0
ST | 0 | 0 | 0 | 0 | 0 | 0
STOG | 0 | 0 | 0 | 0 | 0 | 0
STWD | 0 | 0 | 0 | 0 | 0 | 0
WT | 0 | 0 | 0 | 0 | 0 | 0
IGCC | 0 | 0 | 0 | 0 | 0 | 0
DemandResponse | 0 | 0 | 0 | 0 | 0 | 0
IGCC-CCS | 0 | 0 | 0 | 0 | 0 | 0
WT_off | 0 | 0 | 0 | 0 | 0 | 0
PseudoUnit | 0 | 0 | 0 | 0 | 0 | 0
FixedInterchange | 0 | 0 | 0 | 0 | 0 | 0
Total Generation by Reporting Type: VACAR
ReportingType | 2015 | 2020 | 2025 | 2030 | 2035 | 2040
BM | 6.84 | 1277.68 | 5298.64 | 5393.73 | 5393.73 | 51627.69
CC | 139058.63 | 134889.1 | 139331.3 | 142231.74 | 49082.01 | 11168.52
CSP | 0 | 0 | 0 | 0 | 0 | 0
CT | 73.69 | 73.69 | 140.69 | 273.92 | 23.38 | 0
Coal | 17519.39 | 7619.82 | 3231.63 | 2697.26 | 3879.08 | 4029.72
Geo | 0 | 0 | 0 | 0 | 0 | 0
H | 4325 | 4325 | 4325 | 4325 | 4325 | 4325
LFG | 499.37 | 1343.43 | 1343.43 | 1343.43 | 1343.43 | 1343.43
Nuc | 89032.75 | 107182.03 | 107182.03 | 107182.03 | 81882.09 | 78953.4
PS | 1203.36 | 1838.5 | 1983.28 | 1950.6 | 549.36 | 6670.8
PV | 42.05 | 299.54 | 304.04 | 305.59 | 305.59 | 2611.65
PeakG | 101.29 | 226.02 | 405.38 | 582.32 | 71.96 | 130.79
PeakO | 0 | 0 | 0 | 0 | 0 | 0
ST | 0 | 0 | 0 | 0 | 0 | 0
STOG | 0 | 0 | 0 | 0 | 0 | 0
STWD | 1969.25 | 1969.25 | 1969.25 | 1969.25 | 1969.25 | 1535.1
WT | 2.34 | 7866.99 | 7866.99 | 7866.99 | 7866.99 | 7866.99
IGCC | 0 | 0 | 0 | 0 | 0 | 0
DemandResponse | 0 | 0 | 0 | 0 | 0 | 0
IGCC-CCS | 0 | 0 | 0 | 0 | 0 | 0
WT_off | 3.46 | 3.46 | 3.46 | 3.46 | 118066.63 | 135662.52
PseudoUnit | 0 | 0 | 0 | 0 | 0 | 0
FixedInterchange | 0 | 0 | 0 | 0 | 0 | 0
Total Generation by Reporting Type: IESO
ReportingType | 2015 | 2020 | 2025 | 2030 | 2035 | 2040
BM | 0 | 1.43 | 0 | 7.52 | 33.1 | 63.19
CC | 6189.54 | 551.36 | 101.88 | 110.79 | 41.85 | 99.76
CSP | 0 | 0 | 0 | 0 | 0 | 0
CT | 0 | 3.44 | 0 | 0 | 0 | 0
Coal | 0 | 0 | 0 | 0 | 0 | 0
Geo | 0 | 0 | 0 | 0 | 0 | 0
H | 46189.03 | 46189.03 | 46189.03 | 46189.03 | 47737.94 | 47737.94
LFG | 926.37 | 926.37 | 926.37 | 930.31 | 930.31 | 930.31
Nuc | 101402.31 | 100508.51 | 99352.65 | 101402.31 | 93379.23 | 81383.57
PS | 13.53 | 25.83 | 25.83 | 13.53 | 18.06 | 25.83
PV | 78.84 | 78.84 | 78.84 | 78.84 | 78.84 | 78.84
PeakG | 0 | 0 | 0 | 0 | 0 | 0
PeakO | 0 | 0 | 0 | 0 | 0 | 0
ST | 0 | 0 | 0 | 0 | 0 | 0
STOG | 0 | 0 | 0 | 0 | 0 | 0
STWD | 4.38 | 5.1 | 4.38 | 51.29 | 26.27 | 974.11
WT | 8479.75 | 8479.75 | 8479.75 | 8479.75 | 8479.75 | 8479.75
IGCC | 0 | 0 | 0 | 0 | 0 | 0
DemandResponse | 0 | 0 | 0 | 0 | 0 | 0
IGCC-CCS | 0 | 0 | 0 | 0 | 0 | 0
WT_off | 0 | 0 | 0 | 0 | 0 | 0
PseudoUnit | 0 | 0 | 0 | 0 | 0 | 0
FixedInterchange | 0 | 0 | 0 | 0 | 0 | 0
Total Generation by Reporting Type: MAPP_CA
ReportingType | 2015 | 2020 | 2025 | 2030 | 2035 | 2040
BM | 0 | 0 | 0 | 0 | 0 | 0
CC | 7729.06 | 7729.06 | 775.54 | 0 | 0 | 0
CSP | 0 | 0 | 0 | 0 | 0 | 0
CT | 0 | 0 | 0 | 0 | 0 | 0
Coal | 278.56 | 44.17 | 0 | 0 | 0 | 0
Geo | 0 | 0 | 0 | 0 | 0 | 0
H | 41520.42 | 45597.02 | 54366.11 | 68795.52 | 68795.52 | 68795.52
LFG | 0 | 0 | 0 | 0 | 0 | 0
Nuc | 0 | 0.04 | 0 | 0 | 0.49 | 0
PS | 0 | 0 | 0 | 0 | 0 | 0
PV | 0 | 0 | 0 | 0 | 0 | 0
PeakG | 64.9 | 106.35 | 0 | 0 | 0 | 0
PeakO | 0 | 0 | 0 | 0 | 0 | 0
ST | 0 | 0 | 0 | 0 | 0 | 0
STOG | 12.93 | 1.43 | 0 | 0 | 0 | 0
STWD | 0 | 0 | 0 | 0 | 0 | 0
WT | 1446.06 | 1446.06 | 1446.06 | 1446.06 | 472.32 | 688.72
IGCC | 0 | 0 | 0 | 0 | 0 | 0
DemandResponse | 0 | 0 | 0 | 0 | 0 | 0
IGCC-CCS | 0 | 0 | 0 | 0 | 0 | 0
WT_off | 0 | 0 | 0 | 0 | 0 | 0
PseudoUnit | 0 | 0 | 0 | 0 | 0 | 0
FixedInterchange | 0 | 0 | 0 | 0 | 0 | 0
Total Generation by Reporting Type: AZ_NM_SNV_Coal
ReportingType | 2015 | 2020 | 2025 | 2030 | 2035 | 2040
BM | 0 | 0 | 0 | 0 | 0 | 0
CC | 0 | 0 | 0 | 0 | 0 | 0
CSP | 0 | 0 | 0 | 0 | 0 | 0
CT | 0 | 0 | 0 | 0 | 0 | 0
Coal | 51755.21 | 42718.05 | 6803.56 | 322.48 | 3145.05 | 2280.35
Geo | 0 | 0 | 0 | 0 | 0 | 0
H | 0 | 0 | 0 | 0 | 0 | 0
LFG | 0 | 0 | 0 | 0 | 0 | 0
Nuc | 0 | 0 | 0 | 0 | 0 | 0
PS | 0 | 0 | 0 | 0 | 0 | 0
PV | 0 | 0 | 0 | 0 | 0 | 0
PeakG | 0 | 0 | 0 | 0 | 0 | 0
PeakO | 0 | 0 | 0 | 0 | 0 | 0
ST | 0 | 0 | 0 | 0 | 0 | 0
STOG | 0 | 0 | 0 | 0 | 0 | 0
STWD | 0 | 0 | 0 | 0 | 0 | 0
WT | 0 | 0 | 0 | 0 | 0 | 0
IGCC | 0 | 0 | 0 | 0 | 0 | 0
DemandResponse | 0 | 0 | 0 | 0 | 0 | 0
IGCC-CCS | 0 | 0 | 0 | 0 | 0 | 0
WT_off | 0 | 0 | 0 | 0 | 0 | 0
PseudoUnit | 0 | 0 | 0 | 0 | 0 | 0
FixedInterchange | 0 | 0 | 0 | 0 | 0 | 0
Total Generation by Reporting Type: AZ_NM_SNV_Gas
ReportingType | 2015 | 2020 | 2025 | 2030 | 2035 | 2040
BM | 0 | 0 | 0 | 0 | 0 | 0
CC | 65679.21 | 59525.6 | 85229.86 | 71256.54 | 13950.05 | 10512.42
CSP | 0 | 0 | 0 | 0 | 0 | 0
CT | 0 | 0 | 0 | 6.87 | 0 | 0
Coal | 0 | 0 | 0 | 0 | 0 | 0
Geo | 0 | 0 | 0 | 0 | 0 | 0
H | 0 | 0 | 0 | 0 | 0 | 0
LFG | 0 | 0 | 0 | 0 | 0 | 0
Nuc | 0 | 0 | 0 | 0 | 0 | 0
PS | 0 | 0 | 0 | 0 | 0 | 0
PV | 0 | 0 | 0 | 0 | 0 | 0
PeakG | 0 | 0 | 0 | 0 | 0 | 0
PeakO | 0 | 0 | 0 | 0 | 0 | 0
ST | 0 | 0 | 0 | 0 | 0 | 0
STOG | 0 | 0 | 0 | 0 | 0 | 0
STWD | 0 | 0 | 0 | 0 | 0 | 0
WT | 0 | 0 | 0 | 0 | 0 | 0
IGCC | 0 | 0 | 0 | 0 | 0 | 0
DemandResponse | 0 | 0 | 0 | 0 | 0 | 0
IGCC-CCS | 0 | 0 | 0 | 0 | 0 | 0
WT_off | 0 | 0 | 0 | 0 | 0 | 0
PseudoUnit | 0 | 0 | 0 | 0 | 0 | 0
FixedInterchange | 0 | 0 | 0 | 0 | 0 | 0
Total Generation by Reporting Type: AZ_NM_SNV_NucRenew
ReportingType | 2015 | 2020 | 2025 | 2030 | 2035 | 2040
BM | 0 | 0 | 0 | 0 | 0 | 0
CC | 0 | 0 | 0 | 0 | 0 | 0
CSP | 0 | 0 | 0 | 0 | 0 | 0
CT | 0 | 0 | 0 | 0 | 0 | 0
Coal | 0 | 0 | 0 | 0 | 0 | 0
Geo | 0 | 0 | 12066.9 | 12066.9 | 12066.9 | 12066.9
H | 8952 | 8952 | 8952 | 8952 | 8952 | 8952
LFG | 55.19 | 55.19 | 533.48 | 533.48 | 533.48 | 533.48
Nuc | 30183.89 | 30183.89 | 30183.89 | 31887.72 | 151040.68 | 160319.8
PS | 2.16 | 0 | 23.76 | 23.76 | 23.76 | 50.76
PV | 365.63 | 365.63 | 365.63 | 365.63 | 365.63 | 365.63
PeakG | 0 | 0 | 0 | 0 | 0 | 0
PeakO | 0 | 0 | 0 | 0 | 0 | 0
ST | 981.12 | 2542.54 | 3340.66 | 3802.41 | 5630.71 | 5630.71
STOG | 0 | 0 | 0 | 0 | 0 | 0
STWD | 182.21 | 182.21 | 182.21 | 182.21 | 182.21 | 182.21
WT | 1407.73 | 33014.92 | 33014.92 | 33014.92 | 33014.92 | 33014.92
IGCC | 0 | 0 | 0 | 0 | 0 | 0
DemandResponse | 0 | 0 | 0 | 0 | 0 | 0
IGCC-CCS | 0 | 0 | 0 | 0 | 0 | 0
WT_off | 0 | 0 | 0 | 0 | 0 | 0
PseudoUnit | 0 | 0 | 0 | 0 | 0 | 0
FixedInterchange | 0 | 0 | 0 | 0 | 0 | 0
Total Generation by Reporting Type: ERCOT
ReportingType | 2015 | 2020 | 2025 | 2030 | 2035 | 2040
BM | 58.16 | 100.59 | 151.75 | 1082.59 | 1082.59 | 23411.7
CC | 219136.28 | 235576.26 | 205274.86 | 198067.1 | 83021.95 | 52302.53
CSP | 0 | 0 | 0 | 0 | 0 | 0
CT | 0 | 2.34 | 1.45 | 8.17 | 0 | 0
Coal | 42880.06 | 27956.87 | 3948.25 | 5147.02 | 5963.51 | 5963.51
Geo | 0 | 0 | 0 | 0 | 0 | 0
H | 607.38 | 607.38 | 607.38 | 607.38 | 607.38 | 607.38
LFG | 591.3 | 591.3 | 3382.24 | 3382.24 | 3382.24 | 3382.24
Nuc | 39655.79 | 39655.79 | 39655.79 | 39655.79 | 156797.09 | 168561
PS | 0 | 0 | 0 | 0 | 0 | 0
PV | 30.84 | 30.84 | 30.84 | 30.84 | 2.64 | 2.63
PeakG | 0 | 6.29 | 0 | 43.08 | 34.09 | 39.31
PeakO | 0 | 0 | 0 | 0 | 0 | 0
ST | 0 | 0 | 0 | 0 | 0 | 0
STOG | 2008.72 | 3279.39 | 964.52 | 1492.4 | 0 | 0
STWD | 0 | 0 | 0 | 0 | 0 | 0
WT | 27080.39 | 27080.39 | 83850.29 | 83850.29 | 83850.3 | 84590.33
IGCC | 0 | 0 | 0 | 0 | 0 | 0
DemandResponse | 0 | 0 | 0 | 0 | 0 | 0
IGCC-CCS | 0 | 0 | 0 | 0 | 0 | 0
WT_off | 0 | 0 | 0 | 0 | 0 | 0
PseudoUnit | 0 | 0 | 0 | 0 | 0 | 0
FixedInterchange | 0 | 0 | 0 | 0 | 0 | 0
Total Generation by Reporting Type: NP15
ReportingType | 2015 | 2020 | 2025 | 2030 | 2035 | 2040
BM | 0 | 0 | 0 | 0 | 0 | 0
CC | 59910.23 | 63436.88 | 63109.03 | 53705.59 | 25000.49 | 10443.71
CSP | 0 | 0 | 0 | 0 | 0 | 0
CT | 0 | 0 | 0 | 0 | 0 | 0
Coal | 1435.64 | 0 | 0 | 0 | 0 | 0
Geo | 9050.48 | 11028.88 | 14043.68 | 14043.68 | 14043.68 | 14043.68
H | 24182 | 24182 | 24182 | 24182 | 24182 | 24182
LFG | 670.14 | 3653.69 | 5124.6 | 5124.6 | 5124.6 | 5124.6
Nuc | 17915.6 | 17915.6 | 17915.6 | 17915.6 | 34350.86 | 59623.63
PS | 0 | 0 | 0 | 39.29 | 33.09 | 18.06
PV | 153.52 | 153.52 | 153.52 | 153.52 | 153.52 | 153.52
PeakG | 0 | 0 | 0 | 0 | 0 | 0
PeakO | 0 | 0 | 0 | 0 | 0 | 0
ST | 99.08 | 99.08 | 99.08 | 99.08 | 99.08 | 99.08
STOG | 81.1 | 33.67 | 68.03 | 7.55 | 8.87 | 0
STWD | 3097.54 | 3097.54 | 1510.6 | 3097.54 | 3097.54 | 3097.54
WT | 3102.31 | 11679.16 | 11679.16 | 32748.71 | 33576.2 | 35449.32
IGCC | 0 | 0 | 0 | 0 | 0 | 0
DemandResponse | 0 | 0 | 0 | 0 | 0 | 0
IGCC-CCS | 0 | 0 | 0 | 0 | 0 | 0
WT_off | 0 | 0 | 0 | 0 | 0 | 0
PseudoUnit | 0 | 0 | 0 | 0 | 0 | 0
FixedInterchange | 0 | 0 | 0 | 0 | 0 | 0
Total Generation by Reporting Type: NWPP_Coal
ReportingType | 2015 | 2020 | 2025 | 2030 | 2035 | 2040
BM | 0 | 0 | 0 | 0 | 0 | 0
CC | 0 | 0 | 0 | 0 | 0 | 0
CSP | 0 | 0 | 0 | 0 | 0 | 0
CT | 0 | 0 | 0 | 0 | 0 | 0
Coal | 48746.4 | 36895.86 | 1282.61 | 1282.61 | 1282.61 | 1282.61
Geo | 0 | 0 | 0 | 0 | 0 | 0
H | 0 | 0 | 0 | 0 | 0 | 0
LFG | 0 | 0 | 0 | 0 | 0 | 0
Nuc | 0 | 0 | 0 | 0 | 0 | 0
PS | 0 | 0 | 0 | 0 | 0 | 0
PV | 0 | 0 | 0 | 0 | 0 | 0
PeakG | 0 | 0 | 0 | 0 | 0 | 0
PeakO | 0 | 0 | 0 | 0 | 0 | 0
ST | 0 | 0 | 0 | 0 | 0 | 0
STOG | 0 | 0 | 0 | 0 | 0 | 0
STWD | 0 | 0 | 0 | 0 | 0 | 0
WT | 0 | 0 | 0 | 0 | 0 | 0
IGCC | 0 | 0 | 0 | 0 | 0 | 0
DemandResponse | 0 | 0 | 0 | 0 | 0 | 0
IGCC-CCS | 0 | 0 | 0 | 0 | 0 | 0
WT_off | 0 | 0 | 0 | 0 | 0 | 0
PseudoUnit | 0 | 0 | 0 | 0 | 0 | 0
FixedInterchange | 0 | 0 | 0 | 0 | 0 | 0
Total Generation by Reporting Type: NWPP_Gas
ReportingType | 2015 | 2020 | 2025 | 2030 | 2035 | 2040
BM | 0 | 0 | 0 | 0 | 0 | 0
CC | 50575.36 | 63729.26 | 63729.26 | 46059.51 | 6977.34 | 5942.93
CSP | 0 | 0 | 0 | 0 | 0 | 0
CT | 0 | 0 | 0 | 0 | 0 | 0
Coal | 0 | 0 | 0 | 0 | 0 | 0
Geo | 0 | 0 | 0 | 0 | 0 | 0
H | 0 | 0 | 0 | 0 | 0 | 0
LFG | 0 | 0 | 0 | 0 | 0 | 0
Nuc | 0 | 0 | 0 | 0 | 0 | 0
PS | 0 | 0 | 0 | 0 | 0 | 0
PV | 0 | 0 | 0 | 0 | 0 | 0
PeakG | 0 | 0 | 0 | 0 | 0 | 0
PeakO | 0 | 0 | 0 | 0 | 0 | 0
ST | 0 | 0 | 0 | 0 | 0 | 0
STOG | 0 | 0 | 0 | 0 | 0 | 0
STWD | 0 | 0 | 0 | 0 | 0 | 0
WT | 0 | 0 | 0 | 0 | 0 | 0
IGCC | 0 | 0 | 0 | 0 | 0 | 0
DemandResponse | 0 | 0 | 0 | 0 | 0 | 0
IGCC-CCS | 0 | 0 | 0 | 0 | 0 | 0
WT_off | 0 | 0 | 0 | 0 | 0 | 0
PseudoUnit | 0 | 0 | 0 | 0 | 0 | 0
FixedInterchange | 0 | 0 | 0 | 0 | 0 | 0
Total Generation by Reporting Type: NWPP_NucRenew
ReportingType | 2015 | 2020 | 2025 | 2030 | 2035 | 2040
BM | 0 | 65.88 | 243.02 | 243.02 | 243.02 | 25374.62
CC | 0 | 0 | 0 | 0 | 0 | 0
CSP | 0 | 0 | 0 | 0 | 0 | 0
CT | 0 | 0 | 0 | 0 | 0 | 0
Coal | 0 | 0 | 0 | 0 | 0 | 0
Geo | 3280.13 | 3280.13 | 6891.88 | 6891.88 | 6891.88 | 6891.88
H | 133486 | 133486 | 133486 | 133486 | 134577.8 | 134577.8
LFG | 1013.09 | 1013.09 | 2940.73 | 2940.73 | 2940.73 | 2940.73
Nuc | 8809.8 | 8809.8 | 8809.8 | 8809.8 | 38757.5 | 38757.5
PS | 0 | 0 | 0 | 0 | 0 | 0
PV | 7.88 | 7.88 | 7.88 | 7.88 | 7.88 | 7.88
PeakG | 0 | 0 | 0 | 0 | 0 | 0
PeakO | 0 | 0 | 0 | 0 | 0 | 0
ST | 0 | 0 | 0 | 0 | 0 | 0
STOG | 0 | 0 | 0 | 0 | 0 | 0
STWD | 0 | 0 | 3931.49 | 3931.49 | 3931.49 | 3931.49
WT | 15874.4 | 15874.4 | 15874.4 | 65216 | 65216.01 | 70575.94
IGCC | 0 | 0 | 0 | 0 | 0 | 0
DemandResponse | 0 | 0 | 0 | 0 | 0 | 0
IGCC-CCS | 0 | 0 | 0 | 0 | 0 | 0
WT_off | 0 | 0 | 0 | 0 | 0 | 0
PseudoUnit | 0 | 0 | 0 | 0 | 0 | 0
FixedInterchange | 0 | 0 | 0 | 0 | 0 | 0
Total Generation by Reporting Type: RMPA
ReportingType | 2015 | 2020 | 2025 | 2030 | 2035 | 2040
BM | 0 | 0 | 0 | 0 | 14827.25 | 17466.84
CC | 10624.48 | 15212.69 | 21350.84 | 16587.29 | 6473.42 | 4486.66
CSP | 0 | 0 | 0 | 0 | 0 | 0
CT | 0 | 0 | 0 | 0 | 0 | 0
Coal | 50094.85 | 35831.04 | 6399.39 | 3264.9 | 3258.26 | 3055.44
Geo | 0 | 3222.85 | 21387.54 | 21387.54 | 21387.54 | 21387.54
H | 4353 | 4353 | 4353 | 4353 | 4353 | 4353
LFG | 58.34 | 58.34 | 286.45 | 286.45 | 286.45 | 286.45
Nuc | 0.01 | 0.02 | 0.04 | 9160.15 | 9160.44 | 9160.26
PS | 61.93 | 85.78 | 67.23 | 107.04 | 118.23 | 193.88
PV | 54.93 | 54.93 | 54.93 | 54.93 | 54.93 | 54.93
PeakG | 0 | 0 | 6.18 | 7.7 | 5.01 | 2.12
PeakO | 0 | 0 | 0 | 0 | 0 | 0
ST | 9.83 | 1213.6 | 1213.6 | 1231.5 | 1231.5 | 1231.5
STOG | 0 | 0 | 0 | 0 | 0 | 0
STWD | 0 | 0 | 0 | 0 | 0 | 0
WT | 6354.34 | 17013.67 | 17013.67 | 18626.99 | 18626.99 | 19035.09
IGCC | 0 | 0 | 0 | 0 | 0 | 0
DemandResponse | 0 | 0 | 0 | 0 | 0 | 0
IGCC-CCS | 0 | 0 | 0 | 0 | 0 | 0
WT_off | 0 | 0 | 0 | 0 | 0 | 0
PseudoUnit | 0 | 0 | 0 | 0 | 0 | 0
FixedInterchange | 0 | 0 | 0 | 0 | 0 | 0
Total Generation by Reporting Type: SP15
ReportingType | 2015 | 2020 | 2025 | 2030 | 2035 | 2040
BM | 44.8 | 44.8 | 44.8 | 44.8 | 44.8 | 5036.6
CC | 82652.63 | 75428.17 | 75903.18 | 67109.87 | 30894.71 | 16139.61
CSP | 0 | 0 | 0 | 0 | 0 | 0
CT | 0 | 0 | 0 | 0 | 0 | 0
Coal | 1392.49 | 761.6 | 0 | 0 | 0 | 0
Geo | 7774.15 | 19841.05 | 19841.05 | 19841.05 | 19841.05 | 19841.05
H | 5920 | 5920 | 5920 | 5920 | 5920 | 5920
LFG | 1759.71 | 6141.64 | 6141.64 | 6141.64 | 6141.64 | 6141.64
Nuc | 17526.13 | 17526.13 | 17526.13 | 17526.13 | 17526.13 | 17526.13
PS | 7.51 | 172.97 | 14.05 | 302.4 | 158.4 | 163.63
PV | 331.57 | 331.57 | 331.57 | 331.57 | 331.57 | 331.57
PeakG | 0 | 0 | 0 | 0 | 0 | 0
PeakO | 0 | 0 | 0 | 0 | 0 | 0
ST | 1569.79 | 1569.79 | 1569.79 | 8718.19 | 10012.5 | 12942.33
STOG | 474.33 | 234.9 | 361.58 | 356.01 | 157.73 | 302.98
STWD | 833.95 | 833.95 | 833.95 | 833.95 | 833.95 | 833.95
WT | 5740.26 | 8074.16 | 39368.94 | 42569.13 | 42569.13 | 42569.13
IGCC | 0 | 0 | 0 | 0 | 0 | 0
DemandResponse | 0 | 0 | 0 | 0 | 0 | 0
IGCC-CCS | 0 | 0 | 0 | 0 | 0 | 0
WT_off | 0 | 0 | 0 | 0 | 0 | 0
PseudoUnit | 0 | 0 | 0 | 0 | 0 | 0
FixedInterchange | 0 | 0 | 0 | 0 | 0 | 0
Total Generation by Reporting Type: ALB
ReportingType | 2015 | 2020 | 2025 | 2030 | 2035 | 2040
BM | 0 | 0 | 0 | 0 | 0 | 0
CC | 15932.53 | 17117.18 | 17528.82 | 1925.07 | 2.14 | 8.36
CSP | 0 | 0 | 0 | 0 | 0 | 0
CT | 0 | 0 | 0 | 0 | 0 | 0
Coal | 46350.59 | 46350.59 | 45291.21 | 0 | 0 | 0
Geo | 0 | 0 | 0 | 0 | 0 | 0
H | 1979.87 | 1979.87 | 1979.87 | 1979.87 | 1979.87 | 1979.87
LFG | 78.84 | 78.84 | 78.84 | 78.84 | 78.84 | 78.84
Nuc | 0 | 0 | 0.12 | 64852.54 | 69870.62 | 69973.46
PS | 0 | 0 | 0 | 0 | 0 | 0
PV | 0 | 0 | 0 | 0 | 0 | 0
PeakG | 0 | 0 | 0 | 0 | 0 | 0
PeakO | 0 | 0 | 0 | 0 | 0 | 0
ST | 0 | 0 | 0 | 0 | 0 | 0
STOG | 0 | 0 | 0 | 0 | 0 | 0
STWD | 0 | 708.22 | 1219.39 | 1219.39 | 1219.39 | 1219.39
WT | 1553.84 | 1553.84 | 1553.84 | 1764.26 | 1764.26 | 1764.26
IGCC | 0 | 0 | 0 | 0 | 0 | 0
DemandResponse | 0 | 0 | 0 | 0 | 0 | 0
IGCC-CCS | 0 | 0 | 0 | 0 | 0 | 0
WT_off | 0 | 0 | 0 | 0 | 0 | 0
PseudoUnit | 0 | 0 | 0 | 0 | 0 | 0
FixedInterchange | 0 | 0 | 0 | 0 | 0 | 0
Total Generation by Reporting Type: BC
ReportingType | 2015 | 2020 | 2025 | 2030 | 2035 | 2040
BM | 0 | 0 | 0 | 0 | 0 | 0
CC | 5207.96 | 5207.96 | 5207.96 | 3801.77 | 0 | 0
CSP | 0 | 0 | 0 | 0 | 0 | 0
CT | 0 | 0 | 0 | 0 | 0 | 0
Coal | 0 | 0 | 0 | 0 | 0 | 0
Geo | 0 | 0 | 0 | 0 | 0 | 0
H | 54411.22 | 54411.22 | 54411.22 | 54411.22 | 54411.22 | 54411.22
LFG | 189.22 | 189.22 | 189.22 | 189.22 | 189.22 | 189.22
Nuc | 0 | 0 | 0.21 | 1505.71 | 2485.92 | 9340.28
PS | 0 | 0 | 0 | 0 | 0 | 0
PV | 0 | 0 | 0 | 0 | 0 | 0
PeakG | 0 | 0 | 0 | 0 | 0 | 0
PeakO | 0 | 0 | 0 | 0 | 0 | 0
ST | 0 | 0 | 0 | 0 | 0 | 0
STOG | 0 | 0 | 0 | 0 | 0 | 0
STWD | 0 | 991.44 | 3574.08 | 3574.08 | 3574.08 | 3574.08
WT | 568.82 | 568.82 | 568.82 | 929.53 | 929.53 | 929.53
IGCC | 0 | 0 | 0 | 0 | 0 | 0
DemandResponse | 0 | 0 | 0 | 0 | 0 | 0
IGCC-CCS | 0 | 0 | 0 | 0 | 0 | 0
WT_off | 0 | 0 | 0 | 0 | 0 | 0
PseudoUnit | 0 | 0 | 0 | 0 | 0 | 0
FixedInterchange | 0 | 0 | 0 | 0 | 0 | 0
Total Generation by Reporting Type: HQ_IESO
ReportingType | 2015 | 2020 | 2025 | 2030 | 2035 | 2040
BM | 0 | 0 | 0 | 0 | 0 | 0
CC | 0 | 0 | 0 | 0 | 0 | 0
CSP | 0 | 0 | 0 | 0 | 0 | 0
CT | 0 | 0 | 0 | 0 | 0 | 0
Coal | 0 | 0 | 0 | 0 | 0 | 0
Geo | 0 | 0 | 0 | 0 | 0 | 0
H | 0 | 0 | 0 | 0 | 0 | 0
LFG | 0 | 0 | 0 | 0 | 0 | 0
Nuc | 0 | 0 | 0 | 0 | 0.01 | 0.02
PS | 0 | 0 | 0 | 0 | 0 | 0
PV | 0 | 0 | 0 | 0 | 0 | 0
PeakG | 0 | 0 | 0 | 0 | 0 | 0
PeakO | 0 | 0 | 0 | 0 | 0 | 0
ST | 0 | 0 | 0 | 0 | 0 | 0
STOG | 0 | 0 | 0 | 0 | 0 | 0
STWD | 0 | 0 | 0 | 0 | 0 | 0
WT | 0 | 0 | 0 | 0 | 0 | 0
IGCC | 0 | 0 | 0 | 0 | 0 | 0
DemandResponse | 0 | 0 | 0 | 0 | 0 | 0
IGCC-CCS | 0 | 0 | 0 | 0 | 0 | 0
WT_off | 0 | 0 | 0 | 0 | 0 | 0
PseudoUnit | 0 | 0 | 0 | 544.66 | 544.66 | 544.66
FixedInterchange | 2336 | 2336 | 2336 | 2336 | 2336 | 2336
Total Generation by Reporting Type: HQ_NEISO
ReportingType | 2015 | 2020 | 2025 | 2030 | 2035 | 2040
BM | 0 | 0 | 0 | 0 | 0 | 0
CC | 0 | 0 | 0 | 0 | 0 | 0
CSP | 0 | 0 | 0 | 0 | 0 | 0
CT | 0 | 0 | 0 | 0 | 0 | 0
Coal | 0 | 0 | 0 | 0 | 0 | 0
Geo | 0 | 0 | 0 | 0 | 0 | 0
H | 0 | 0 | 0 | 0 | 0 | 0
LFG | 0 | 0 | 0 | 0 | 0 | 0
Nuc | 0 | 0 | 0 | 0.01 | 0.36 | 0.36
PS | 0 | 0 | 0 | 0 | 0 | 0
PV | 0 | 0 | 0 | 0 | 0 | 0
PeakG | 0 | 0 | 0 | 0 | 0 | 0
PeakO | 0 | 0 | 0 | 0 | 0 | 0
ST | 0 | 0 | 0 | 0 | 0 | 0
STOG | 0 | 0 | 0 | 0 | 0 | 0
STWD | 0 | 0 | 0 | 0 | 0 | 0
WT | 0 | 0 | 0 | 0 | 0 | 0
IGCC | 0 | 0 | 0 | 0 | 0 | 0
DemandResponse | 0 | 0 | 0 | 0 | 0 | 0
IGCC-CCS | 0 | 0 | 0 | 0 | 0 | 0
WT_off | 0 | 0 | 0 | 0 | 0 | 0
PseudoUnit | 0 | 0 | 0 | 7325.51 | 7325.51 | 7325.51
FixedInterchange | 19184.4 | 19184.4 | 19184.4 | 19184.4 | 19184.4 | 19184.4
Total Generation by Reporting Type: HQ_NY
ReportingType | 2015 | 2020 | 2025 | 2030 | 2035 | 2040
BM | 0 | 0 | 0 | 0 | 0 | 0
CC | 0 | 0 | 0 | 0 | 0 | 0
CSP | 0 | 0 | 0 | 0 | 0 | 0
CT | 0 | 0 | 0 | 0 | 0 | 0
Coal | 0 | 0 | 0 | 0 | 0 | 0
Geo | 0 | 0 | 0 | 0 | 0 | 0
H | 0 | 0 | 0 | 0 | 0 | 0
LFG | 0 | 0 | 0 | 0 | 0 | 0
Nuc | 0 | 0.01 | 0 | 0.01 | 0.36 | 0.52
PS | 0 | 0 | 0 | 0 | 0 | 0
PV | 0 | 0 | 0 | 0 | 0 | 0
PeakG | 0 | 0 | 0 | 0 | 0 | 0
PeakO | 0 | 0 | 0 | 0 | 0 | 0
ST | 0 | 0 | 0 | 0 | 0 | 0
STOG | 0 | 0 | 0 | 0 | 0 | 0
STWD | 0 | 0 | 0 | 0 | 0 | 0
WT | 0 | 0 | 0 | 0 | 0 | 0
IGCC | 0 | 0 | 0 | 0 | 0 | 0
DemandResponse | 0 | 0 | 0 | 0 | 0 | 0
IGCC-CCS | 0 | 0 | 0 | 0 | 0 | 0
WT_off | 0 | 0 | 0 | 0 | 0 | 0
PseudoUnit | 0 | 0 | 14570.11 | 14570.11 | 14570.11 | 14570.11
FixedInterchange | 5840 | 5840 | 5840 | 5840 | 5840 | 5840
Total Generation by Reporting Type: MARITIMES
ReportingType | 2015 | 2020 | 2025 | 2030 | 2035 | 2040
BM | 0 | 0 | 0 | 0 | 0 | 0
CC | 0 | 0 | 0 | 0 | 0 | 0
CSP | 0 | 0 | 0 | 0 | 0 | 0
CT | 0 | 0 | 0 | 0 | 0 | 0
Coal | 0 | 0 | 0 | 0 | 0 | 0
Geo | 0 | 0 | 0 | 0 | 0 | 0
H | 0 | 0 | 0 | 0 | 0 | 0
LFG | 0 | 0 | 0 | 0 | 0 | 0
Nuc | 0 | 0 | 0 | 0.01 | 0.36 | 0.36
PS | 0 | 0 | 0 | 0 | 0 | 0
PV | 0 | 0 | 0 | 0 | 0 | 0
PeakG | 0 | 0 | 0 | 0 | 0 | 0
PeakO | 0 | 0 | 0 | 0 | 0 | 0
ST | 0 | 0 | 0 | 0 | 0 | 0
STOG | 0 | 0 | 0 | 0 | 0 | 0
STWD | 0 | 0 | 0 | 0 | 0 | 0
WT | 0 | 0 | 0 | 0 | 0 | 0
IGCC | 0 | 0 | 0 | 0 | 0 | 0
DemandResponse | 0 | 0 | 0 | 0 | 0 | 0
IGCC-CCS | 0 | 0 | 0 | 0 | 0 | 0
WT_off | 0 | 0 | 0 | 0 | 0 | 0
PseudoUnit | 0 | 0 | 0 | 2480.72 | 2480.72 | 2480.72
FixedInterchange | 8760 | 8760 | 8760 | 8760 | 8760 | 8760
Total Generation by Reporting Type: All
ReportingType | 2015 | 2020 | 2025 | 2030 | 2035 | 2040
BM | 2212.42 | 5884.98 | 8800.96 | 11772.61 | 205854.18 | 638781.53
CC | 1656088.97 | 2041659.63 | 2064012.61 | 1864624.1 | 932502.83 | 279323.21
CSP | 0 | 0 | 0 | 0 | 0 | 0
CT | 568.05 | 687.91 | 1116.82 | 1586.88 | 116.49 | 61.51
Coal | 1061526.05 | 463117.25 | 113545.92 | 60582.05 | 101548.5 | 104728.7
Geo | 20459.37 | 37727.52 | 74585.65 | 74585.65 | 74585.65 | 74585.65
H | 430354.22 | 436759.24 | 452982.88 | 467711.74 | 474023.79 | 474023.79
LFG | 32608.22 | 48005.68 | 65429.32 | 71137.33 | 71137.33 | 71137.33
Nuc | 913193.82 | 942799.51 | 941644.03 | 1009420.25 | 1504040.24 | 1740010.82
PS | 6303.39 | 6675.14 | 7919.42 | 9434.89 | 4737.18 | 36170.04
PV | 1434.35 | 5073.06 | 6833.02 | 7145.81 | 7140.04 | 9555.78
PeakG | 2674.87 | 4263.35 | 5284.03 | 7810.88 | 2988.92 | 1898.76
PeakO | 0 | 0 | 0 | 0 | 0 | 0
ST | 2659.82 | 5425.01 | 6223.13 | 13851.17 | 16973.78 | 19903.62
STOG | 7308.49 | 7977.6 | 4324.89 | 4635.22 | 778.49 | 560.21
STWD | 12055.94 | 12956.16 | 18034.81 | 26440.38 | 31171.34 | 28665.77
WT | 178096.59 | 421744.49 | 682242.25 | 865967.92 | 912150.2 | 936768.59
IGCC | 4427.31 | 4427.31 | 665.6 | 5.56 | 0 | 0
DemandResponse | 0 | 0 | 0 | 0 | 0 | 0
IGCC-CCS | 0 | 0 | 0 | 0 | 0 | 0
WT_off | 1873.58 | 1873.58 | 5864.11 | 5864.11 | 137446.33 | 210019.13
PseudoUnit | 0 | 0 | 14570.11 | 24920.99 | 24920.99 | 24920.99
FixedInterchange | 36120.4 | 36120.4 | 36120.4 | 36120.4 | 36120.4 | 36120.4
Total Generation by Reporting Type: EI_US
ReportingType | 2015 | 2020 | 2025 | 2030 | 2035 | 2040
BM | 2109.46 | 5672.29 | 8361.39 | 10394.68 | 189623.42 | 567428.59
CC | 1132451.7 | 1498145.21 | 1525801.38 | 1406000.57 | 766140.87 | 179387.23
CSP | 0 | 0 | 0 | 0 | 0 | 0
CT | 568.05 | 682.14 | 1115.37 | 1571.84 | 116.49 | 61.51
Coal | 818592.23 | 272559.08 | 49820.89 | 50565.05 | 87899.06 | 92146.8
Geo | 354.6 | 354.6 | 354.6 | 354.6 | 354.6 | 354.6
H | 108753.3 | 111081.72 | 118536.27 | 118835.72 | 122507.06 | 122507.06
LFG | 27266.03 | 35298 | 45825.75 | 51529.82 | 51529.82 | 51529.82
Nuc | 697700.28 | 728199.71 | 728199.78 | 716704.48 | 930671.26 | 1125365.18
PS | 6218.26 | 6390.56 | 7788.55 | 8948.87 | 4385.64 | 35717.88
PV | 411.15 | 4049.86 | 5809.81 | 6122.61 | 6145.04 | 8560.78
PeakG | 2609.97 | 4150.7 | 5277.85 | 7760.1 | 2949.82 | 1857.33
PeakO | 0 | 0 | 0 | 0 | 0 | 0
ST | 0 | 0 | 0 | 0 | 0 | 0
STOG | 4731.41 | 4428.21 | 2930.76 | 2779.25 | 611.89 | 257.23
STWD | 7937.86 | 7137.7 | 6778.71 | 13550.44 | 18306.41 | 14853
WT | 106488.69 | 296959.33 | 469392.4 | 577322.28 | 623650.78 | 639671.6
IGCC | 4427.31 | 4427.31 | 665.6 | 5.56 | 0 | 0
DemandResponse | 0 | 0 | 0 | 0 | 0 | 0
IGCC-CCS | 0 | 0 | 0 | 0 | 0 | 0
WT_off | 1873.58 | 1873.58 | 5864.11 | 5864.11 | 137446.33 | 210019.13
PseudoUnit | 0 | 0 | 14570.11 | 24376.33 | 24376.33 | 24376.33
FixedInterchange | 33784.4 | 33784.4 | 33784.4 | 33784.4 | 33784.4 | 33784.4
Total Generation by Reporting Type: EI_Canada
ReportingType | 2015 | 2020 | 2025 | 2030 | 2035 | 2040
BM | 0 | 1.43 | 0 | 7.52 | 33.1 | 63.19
CC | 13918.6 | 8280.41 | 877.42 | 110.79 | 41.85 | 99.76
CSP | 0 | 0 | 0 | 0 | 0 | 0
CT | 0 | 3.44 | 0 | 0 | 0 | 0
Coal | 278.56 | 44.17 | 0 | 0 | 0 | 0
Geo | 0 | 0 | 0 | 0 | 0 | 0
H | 87709.45 | 91786.05 | 100555.14 | 114984.55 | 116533.45 | 116533.45
LFG | 926.37 | 926.37 | 926.37 | 930.31 | 930.31 | 930.31
Nuc | 101402.31 | 100508.55 | 99352.66 | 101402.31 | 93379.73 | 81383.59
PS | 13.53 | 25.83 | 25.83 | 13.53 | 18.06 | 25.83
PV | 78.84 | 78.84 | 78.84 | 78.84 | 78.84 | 78.84
PeakG | 64.9 | 106.35 | 0 | 0 | 0 | 0
PeakO | 0 | 0 | 0 | 0 | 0 | 0
ST | 0 | 0 | 0 | 0 | 0 | 0
STOG | 12.93 | 1.43 | 0 | 0 | 0 | 0
STWD | 4.38 | 5.1 | 4.38 | 51.29 | 26.27 | 974.11
WT | 9925.81 | 9925.81 | 9925.81 | 9925.81 | 8952.07 | 9168.47
IGCC | 0 | 0 | 0 | 0 | 0 | 0
DemandResponse | 0 | 0 | 0 | 0 | 0 | 0
IGCC-CCS | 0 | 0 | 0 | 0 | 0 | 0
WT_off | 0 | 0 | 0 | 0 | 0 | 0
PseudoUnit | 0 | 0 | 0 | 544.66 | 544.66 | 544.66
FixedInterchange | 2336 | 2336 | 2336 | 2336 | 2336 | 2336
Total Generation by Reporting Type: EI
ReportingType | 2015 | 2020 | 2025 | 2030 | 2035 | 2040
BM | 2109.46 | 5673.72 | 8361.39 | 10402.2 | 189656.52 | 567491.78
CC | 1146370.29 | 1506425.62 | 1526678.8 | 1406111.36 | 766182.72 | 179486.99
CSP | 0 | 0 | 0 | 0 | 0 | 0
CT | 568.05 | 685.57 | 1115.37 | 1571.84 | 116.49 | 61.51
Coal | 818870.79 | 272603.25 | 49820.89 | 50565.05 | 87899.06 | 92146.8
Geo | 354.6 | 354.6 | 354.6 | 354.6 | 354.6 | 354.6
H | 196462.75 | 202867.77 | 219091.41 | 233820.27 | 239040.51 | 239040.51
LFG | 28192.4 | 36224.37 | 46752.12 | 52460.14 | 52460.14 | 52460.14
Nuc | 799102.58 | 828708.27 | 827552.44 | 818106.79 | 1024051 | 1206748.76
PS | 6231.79 | 6416.39 | 7814.38 | 8962.4 | 4403.69 | 35743.71
PV | 489.99 | 4128.7 | 5888.65 | 6201.45 | 6223.88 | 8639.62
PeakG | 2674.87 | 4257.05 | 5277.85 | 7760.1 | 2949.82 | 1857.33
PeakO | 0 | 0 | 0 | 0 | 0 | 0
ST | 0 | 0 | 0 | 0 | 0 | 0
STOG | 4744.34 | 4429.64 | 2930.76 | 2779.25 | 611.89 | 257.23
STWD | 7942.24 | 7142.8 | 6783.09 | 13601.73 | 18332.68 | 15827.11
WT | 116414.5 | 306885.13 | 479318.21 | 587248.09 | 632602.86 | 648840.07
IGCC | 4427.31 | 4427.31 | 665.6 | 5.56 | 0 | 0
DemandResponse | 0 | 0 | 0 | 0 | 0 | 0
IGCC-CCS | 0 | 0 | 0 | 0 | 0 | 0
WT_off | 1873.58 | 1873.58 | 5864.11 | 5864.11 | 137446.33 | 210019.13
PseudoUnit | 0 | 0 | 14570.11 | 24920.99 | 24920.99 | 24920.99
FixedInterchange | 36120.4 | 36120.4 | 36120.4 | 36120.4 | 36120.4 | 36120.4
Total Generation by Reporting Type: Outside_EI
ReportingType | 2015 | 2020 | 2025 | 2030 | 2035 | 2040
BM | 102.96 | 211.27 | 439.57 | 1370.41 | 16197.66 | 71289.75
CC | 509718.67 | 535234 | 537333.81 | 458512.75 | 166320.11 | 99836.23
CSP | 0 | 0 | 0 | 0 | 0 | 0
CT | 0 | 2.34 | 1.45 | 15.05 | 0 | 0
Coal | 242655.25 | 190514 | 63725.03 | 10017 | 13649.43 | 12581.9
Geo | 20104.76 | 37372.91 | 74231.05 | 74231.05 | 74231.05 | 74231.05
H | 233891.47 | 233891.47 | 233891.47 | 233891.47 | 234983.28 | 234983.28
LFG | 4415.83 | 11781.31 | 18677.2 | 18677.2 | 18677.2 | 18677.2
Nuc | 114091.24 | 114091.25 | 114091.59 | 191313.46 | 479989.24 | 533262.05
PS | 71.6 | 258.75 | 105.04 | 472.49 | 333.48 | 426.33
PV | 944.36 | 944.36 | 944.36 | 944.36 | 916.17 | 916.16
PeakG | 0 | 6.29 | 6.18 | 50.78 | 39.1 | 41.43
PeakO | 0 | 0 | 0 | 0 | 0 | 0
ST | 2659.82 | 5425.01 | 6223.13 | 13851.17 | 16973.78 | 19903.62
STOG | 2564.15 | 3547.97 | 1394.13 | 1855.96 | 166.6 | 302.98
STWD | 4113.7 | 5813.36 | 11251.72 | 12838.66 | 12838.66 | 12838.66
WT | 61682.09 | 114859.36 | 202924.04 | 278719.83 | 279547.34 | 287928.52
IGCC | 0 | 0 | 0 | 0 | 0 | 0
DemandResponse | 0 | 0 | 0 | 0 | 0 | 0
IGCC-CCS | 0 | 0 | 0 | 0 | 0 | 0
WT_off | 0 | 0 | 0 | 0 | 0 | 0
PseudoUnit | 0 | 0 | 0 | 0 | 0 | 0
FixedInterchange | 0 | 0 | 0 | 0 | 0 | 0
#2 | Energy Demand (TWh)
Energy Demand by Pool & Region:
Pool/Region | 2015 | 2020 | 2025 | 2030 | 2035 | 2040
ENT | 172.04 | 166.74 | 164.88 | 154.81 | 147.07 | 153.28
FRCC | 249.96 | 246.95 | 261.68 | 262.87 | 254.14 | 272.55
MAPP_US | 27.78 | 29.68 | 29.34 | 30.48 | 30.71 | 30.93
MISO_IN | 95.89 | 93.98 | 102.22 | 102.37 | 97.12 | 103.39
MISO_MI | 96.15 | 92.37 | 98.36 | 99.38 | 98.95 | 102.19
MISO_MO-IL | 91.24 | 95.37 | 100.15 | 101 | 97.44 | 102.52
MISO_W | 132.19 | 133.58 | 149.08 | 151.71 | 143.5 | 145.36
MISO_WUMS | 63.63 | 67.24 | 67.88 | 70.14 | 66.93 | 68.95
NE | 32.16 | 33.86 | 31.52 | 33.21 | 36.12 | 36.55
NEISO | 131.59 | 120.9 | 118.42 | 115.69 | 119.21 | 114.97
NonRTO_Midwest | 61.62 | 62.5 | 64.21 | 59.2 | 60.85 | 63.79
NYISO_A-F | 56.62 | 61.14 | 61.61 | 63.5 | 59.88 | 59.47
NYISO_G-I | 17.49 | 18.44 | 18.84 | 18.49 | 18.66 | 18.78
NYISO_J-K | 66.04 | 70.45 | 71.92 | 72.55 | 71.94 | 72.49
PJM_E | 126.8 | 116.78 | 115.88 | 117.67 | 118.39 | 120.37
PJM_ROM | 141.95 | 146.23 | 145.59 | 148.64 | 149.36 | 154.32
PJM_ROR | 504.4 | 506.61 | 479.54 | 485.04 | 480.97 | 484.96
SOCO | 249.18 | 271.67 | 273.18 | 275.14 | 272.37 | 268.11
SPP_N | 78.23 | 82.77 | 77.83 | 84.33 | 90.04 | 91.71
SPP_S | 164.81 | 179.45 | 178.88 | 177.98 | 177.8 | 179.27
TVA | 170.32 | 173.78 | 169.8 | 166.86 | 177.18 | 173.67
TVA_Transmission | 0 | 0 | 0 | 0 | 0 | 0
VACAR | 254.08 | 268.15 | 273.97 | 275.09 | 271.21 | 280.29
IESO | 130.96 | 124.35 | 122.73 | 128.04 | 123.12 | 123.05
MAPP_CA | 49.66 | 51.49 | 51.1 | 53.6 | 51.82 | 52.08
AZ_NM_SNV_Coal | 129.29 | 143.69 | 147.15 | 148.73 | 156.05 | 156.05
AZ_NM_SNV_Gas | 0 | 0 | 0 | 0 | 0 | 0
AZ_NM_SNV_NucRenew | 0 | 0 | 0 | 0 | 0 | 0
ERCOT | 332.03 | 338.01 | 338.59 | 335.52 | 335.41 | 338.37
NP15 | 114.42 | 120.12 | 123.34 | 132.01 | 135.32 | 142.81
NWPP_Coal | 234.02 | 249.71 | 256.35 | 260.9 | 260.9 | 282.34
NWPP_Gas | 0 | 0 | 0 | 0 | 0 | 0
NWPP_NucRenew | 0 | 0 | 0 | 0 | 0 | 0
RMPA | 71.95 | 78.55 | 73.13 | 79.65 | 79.65 | 81.29
SP15 | 189.17 | 200.62 | 201.73 | 206.48 | 211.65 | 223.37
ALB | 63.97 | 66.3 | 67.87 | 73.44 | 73.24 | 75.91
BC | 61.93 | 62.79 | 62.87 | 66.55 | 64.92 | 65.83
HQ_IESO | 0 | 0 | 0 | 0 | 0 | 0
HQ_NEISO | 0 | 0 | 0 | 0 | 0 | 0
HQ_NY | 0 | 0 | 0 | 0 | 0 | 0
MARITIMES | 0 | 0 | 0 | 0 | 0 | 0
All | 4361.56 | 4474.28 | 4499.64 | 4551.04 | 4531.92 | 4639.01
EI_US | 2984.17 | 3038.65 | 3054.77 | 3066.13 | 3039.84 | 3097.93
EI_Canada | 180.62 | 175.84 | 173.83 | 181.64 | 174.95 | 175.12
EI | 3164.79 | 3214.49 | 3228.6 | 3247.77 | 3214.78 | 3273.05
Outside_EI | 1196.77 | 1259.79 | 1271.04 | 1303.27 | 1317.14 | 1365.96
#3 | Generation Minus Energy (TWh)
Generation Minus Energy by Pool & Region:
Pool/Region | 2015 | 2020 | 2025 | 2030 | 2035 | 2040
ENT | 3.16 | -9.93 | -13.3 | -15.83 | -9.62 | 3.26
FRCC | -0.27 | -0.37 | -0.31 | -0.44 | -0.13 | -8.72
MAPP_US | 0.97 | 18.95 | 27.04 | 26.46 | 25.21 | 26.49
MISO_IN | -8.84 | 97.58 | 71.49 | 64.7 | 54.33 | -5.69
MISO_MI | -26.11 | -49.43 | -52.1 | -58.92 | -57.8 | -17.9
MISO_MO-IL | 7.36 | -39.7 | -39.25 | -48.03 | -47.05 | -47.11
MISO_W | -1.99 | -43.96 | 30.81 | 28.56 | 18.41 | 21.46
MISO_WUMS | 22.02 | 26.03 | 17.53 | 9.01 | 8.06 | -1.02
NE | 12.55 | -1.39 | -0.05 | -3.76 | -22.51 | -19
NEISO | -25.76 | -24.63 | -24.1 | -28.72 | -24.91 | -24.71
NonRTO_Midwest | -0.53 | -0.86 | -10.57 | -4.05 | 0.41 | 2.57
NYISO_A-F | 16.58 | 15.92 | 11.53 | 16.85 | 24.48 | 18.32
NYISO_G-I | 3.07 | 4.88 | 1.86 | 0.92 | -2.7 | 5.98
NYISO_J-K | -40.85 | -43.27 | -46.87 | -55.44 | -56.09 | -60
PJM_E | -3.41 | 7.58 | 18.17 | 6.51 | -6.83 | -21.08
PJM_ROM | -58.13 | -61.91 | -57.02 | -62.28 | -53.59 | -5.95
PJM_ROR | 56.86 | 27.76 | -5.41 | 54.24 | 31.12 | 29.2
SOCO | -2.81 | -2.64 | -2.85 | -19.48 | -0.04 | 12.43
SPP_N | 6.29 | 24.34 | 7.36 | 0.02 | 26.02 | 23.09
SPP_S | -19.98 | -4.22 | -5.02 | 2.61 | -9.24 | -5.96
TVA | -1.61 | 1.26 | -0.6 | -1.81 | 1.44 | 0.5
TVA_Transmission | 0 | 0 | 0 | 0 | 0 | 0
VACAR | -0.24 | 0.76 | -0.59 | 1.04 | 3.55 | 25.64
IESO | 32.33 | 32.42 | 32.43 | 29.22 | 27.6 | 16.73
MAPP_CA | 1.39 | 3.43 | 5.49 | 16.64 | 17.44 | 17.41
AZ_NM_SNV_Coal | -77.53 | -100.97 | -140.35 | -148.41 | -152.9 | -153.76
AZ_NM_SNV_Gas | 65.68 | 59.53 | 85.23 | 71.26 | 13.95 | 10.51
AZ_NM_SNV_NucRenew | 42.13 | 75.3 | 88.66 | 90.83 | 211.81 | 221.12
ERCOT | 0.02 | -3.12 | -0.72 | -2.16 | -0.67 | 0.49
NP15 | 5.27 | 15.16 | 14.55 | 19.11 | 4.35 | 9.43
NWPP_Coal | -185.27 | -212.81 | -255.07 | -259.61 | -259.61 | -281.05
NWPP_Gas | 50.58 | 63.73 | 63.73 | 46.06 | 6.98 | 5.94
NWPP_NucRenew | 162.47 | 162.54 | 172.19 | 221.53 | 252.57 | 283.06
RMPA | -0.34 | -1.5 | -1 | -4.59 | 0.13 | -0.57
SP15 | -63.14 | -63.74 | -33.87 | -36.78 | -77.22 | -95.62
ALB | 1.92 | 1.48 | -0.22 | -1.62 | 1.67 | -0.89
BC | -1.55 | -1.42 | 1.08 | -2.13 | -3.33 | 2.62
HQ_IESO | 2.34 | 2.34 | 2.34 | 2.88 | 2.88 | 2.88
HQ_NEISO | 19.18 | 19.18 | 19.18 | 26.51 | 26.51 | 26.51
HQ_NY | 5.84 | 5.84 | 20.41 | 20.41 | 20.41 | 20.41
MARITIMES | 8.76 | 8.76 | 8.76 | 11.24 | 11.24 | 11.24
All | 8.4 | 8.9 | 10.56 | 12.58 | 6.32 | 48.23
EI_US | -27.89 | -23.46 | -23.89 | -29.66 | -39.34 | 9.95
EI_Canada | 36.05 | 38.19 | 40.25 | 48.75 | 47.93 | 37.01
EI | 8.16 | 14.74 | 16.36 | 19.09 | 8.59 | 46.97
Outside_EI | 0.24 | -5.84 | -5.8 | -6.51 | -2.27 | 1.26
#4 | Fuel Use (TBtu)
Total Fuel Consumption by Reporting Type: Entergy
ReportingType | 2015 | 2020 | 2025 | 2030 | 2035 | 2040
BM | 0 | 0 | 0 | 0 | 163.55 | 977.87
CC | 496 | 713.01 | 708.5 | 615.32 | 276.29 | 55.14
CSP | 0 | 0 | 0 | 0 | 0 | 0
CT | 0 | 0 | 0 | 0 | 0 | 0
Coal | 603.43 | 50.94 | 5.44 | 0.06 | 0 | 0
Geo | 0 | 0 | 0 | 0 | 0 | 0
H | 0 | 0 | 0 | 0 | 0 | 0
LFG | 0 | 0 | 11.56 | 11.56 | 11.56 | 11.56
Nuc | 464.87 | 464.87 | 464.87 | 464.87 | 789.81 | 704.33
PS | 0 | 0 | 0 | 0 | 0 | 0
PV | 0 | 0 | 0 | 0 | 0 | 0
PeakG | 0 | 0 | 0.05 | 0.01 | 0 | 0
PeakO | 0 | 0 | 0 | 0 | 0 | 0
ST | 0 | 0 | 0 | 0 | 0 | 0
STOG | 3.12 | 6.09 | 0 | 0 | 0 | 0
STWD | 0.46 | 1 | 1.73 | 11.64 | 18.94 | 14.76
WT | 0 | 0 | 0 | 0 | 0 | 0
IGCC | 0 | 0 | 0 | 0 | 0 | 0
DemandResponse | 0 | 0 | 0 | 0 | 0 | 0
IGCC-CCS | 0 | 0 | 0 | 0 | 0 | 0
WT_off | 0 | 0 | 0 | 0 | 0 | 0
PseudoUnit | 0 | 0 | 0 | 0 | 0 | 0
FixedInterchange | 0 | 0 | 0 | 0 | 0 | 0
Total Fuel Consumption by Reporting Type: FRCC
ReportingType | 2015 | 2020 | 2025 | 2030 | 2035 | 2040
BM | 0 | 0 | 0 | 0 | 0 | 141.31
CC | 1293.32 | 1352.72 | 1457 | 1456.17 | 299.37 | 190.08
CSP | 0 | 0 | 0 | 0 | 0 | 0
CT | 5.15 | 6.42 | 10.27 | 10.27 | 0 | 0
Coal | 182.5 | 63.63 | 11.78 | 27.95 | 38.69 | 60.15
Geo | 0 | 0 | 0 | 0 | 0 | 0
H | 0 | 0 | 0 | 0 | 0 | 0
LFG | 0 | 0 | 21.31 | 21.31 | 21.31 | 21.31
Nuc | 352.09 | 352.09 | 352.09 | 353.09 | 2046.86 | 2204.66
PS | 0 | 0 | 0 | 0 | 0 | 0
PV | 0 | 0 | 0 | 0 | 0 | 0
PeakG | 1.36 | 3.88 | 6.18 | 8.05 | 3.17 | 2.82
PeakO | 0 | 0 | 0 | 0 | 0 | 0
ST | 0 | 0 | 0 | 0 | 0 | 0
STOG | 0 | 0 | 0 | 0 | 0 | 0
STWD | 0.89 | 1.69 | 15.45 | 15.45 | 15.45 | 9.54
WT | 0 | 0 | 0 | 0 | 0 | 0
IGCC | 0 | 0 | 0 | 0 | 0 | 0
DemandResponse | 0 | 0 | 0 | 0 | 0 | 0
IGCC-CCS | 0 | 0 | 0 | 0 | 0 | 0
WT_off | 0 | 0 | 0 | 0 | 0 | 0
PseudoUnit | 0 | 0 | 0 | 0 | 0 | 0
FixedInterchange | 0 | 0 | 0 | 0 | 0 | 0
Total Fuel Consumption by Reporting Type: MAPP_US
ReportingType | 2015 | 2020 | 2025 | 2030 | 2035 | 2040
BM | 0 | 0 | 0 | 0 | 3.39 | 2.77
CC | 6.53 | 1.44 | 2.2 | 1.39 | 1.37 | 0.79
CSP | 0 | 0 | 0 | 0 | 0 | 0
CT | 0 | 0 | 0 | 0 | 0.05 | 0.05
Coal | 119.25 | 43.37 | 0 | 0 | 0 | 0
Geo | 0 | 0 | 0 | 0 | 0 | 0
H | 0 | 0 | 0 | 0 | 0 | 0
LFG | 0 | 0 | 0 | 7.71 | 7.71 | 7.71
Nuc | 0 | 0 | 0 | 0.01 | 0.08 | 0.05
PS | 0 | 0 | 0 | 0 | 0 | 0
PV | 0 | 0 | 0 | 0 | 0 | 0
PeakG | 0.68 | 1.31 | 0.68 | 1.77 | 0.53 | 0.69
PeakO | 0 | 0 | 0 | 0 | 0 | 0
ST | 0 | 0 | 0 | 0 | 0 | 0
STOG | 0 | 0 | 0 | 0 | 0 | 0
STWD | 0 | 0 | 0 | 0 | 0 | 0
WT | 0.01 | 0.03 | 0.05 | 0.05 | 0.04 | 0.05
IGCC | 0 | 0 | 0 | 0 | 0 | 0
DemandResponse | 0 | 0 | 0 | 0 | 0 | 0
IGCC-CCS | 0 | 0 | 0 | 0 | 0 | 0
WT_off | 0 | 0 | 0 | 0 | 0 | 0
PseudoUnit | 0 | 0 | 0 | 0 | 0 | 0
FixedInterchange | 0 | 0 | 0 | 0 | 0 | 0
Total Fuel Consumption by Reporting Type: MISO_IN
ReportingType | 2015 | 2020 | 2025 | 2030 | 2035 | 2040
BM | 0 | 0 | 0 | 0 | 0 | 596.39
CC | 179.71 | 1003.32 | 1021.51 | 974.93 | 805.21 | 175.72
CSP | 0 | 0 | 0 | 0 | 0 | 0
CT | 0 | 0 | 0 | 0 | 0 | 0
Coal | 512.05 | 206.34 | 45.02 | 62.36 | 214.3 | 221.86
Geo | 0 | 0 | 0 | 0 | 0 | 0
H | 0 | 0 | 0 | 0 | 0 | 0
LFG | 0 | 0 | 8.62 | 8.62 | 8.62 | 8.62
Nuc | 0 | 0 | 0 | 0.01 | 0.08 | 26.68
PS | 0 | 0 | 0 | 0 | 0 | 0
PV | 0 | 0 | 0 | 0 | 0 | 0
PeakG | 0 | 0 | 0 | 0 | 0 | 0
PeakO | 0 | 0 | 0 | 0 | 0 | 0
ST | 0 | 0 | 0 | 0 | 0 | 0
STOG | 0.34 | 0.34 | 0.34 | 0.34 | 0.03 | 0
STWD | 0 | 0 | 0 | 0 | 0 | 0
WT | 0 | 0 | 0 | 0 | 0 | 0
IGCC | 40.45 | 40.45 | 6.08 | 0.05 | 0 | 0
DemandResponse | 0 | 0 | 0 | 0 | 0 | 0
IGCC-CCS | 0 | 0 | 0 | 0 | 0 | 0
WT_off | 0 | 0 | 0 | 0 | 0 | 0
PseudoUnit | 0 | 0 | 0 | 0 | 0 | 0
FixedInterchange | 0 | 0 | 0 | 0 | 0 | 0
Total Fuel Consumption by Reporting Type: MISO_MI
ReportingType | 2015 | 2020 | 2025 | 2030 | 2035 | 2040
BM | 0 | 0 | 0 | 0 | 0 | 171.29
CC | 147.82 | 127.2 | 140.88 | 97.27 | 64.53 | 2.75
CSP | 0 | 0 | 0 | 0 | 0 | 0
CT | 0 | 0 | 0 | 0 | 0 | 0
Coal | 240.02 | 0 | 0 | 0 | 0 | 0
Geo | 0 | 0 | 0 | 0 | 0 | 0
H | 0 | 0 | 0 | 0 | 0 | 0
LFG | 0 | 0 | 17.24 | 17.24 | 17.24 | 17.24
Nuc | 174.19 | 174.19 | 174.19 | 174.19 | 224.55 | 596.55
PS | 0 | 0 | 0 | 0 | 0 | 0
PV | 0 | 0 | 0 | 0 | 0 | 0
PeakG | 0.18 | 0.07 | 0.24 | 0 | 0 | 0
PeakO | 0 | 0 | 0 | 0 | 0 | 0
ST | 0 | 0 | 0 | 0 | 0 | 0
STOG | 3.38 | 1.07 | 1.07 | 1.34 | 0 | 0
STWD | 13.39 | 13.39 | 5.5 | 8.23 | 13.39 | 13.39
WT | 0.01 | 0.01 | 0.01 | 0.01 | 0.01 | 0.01
IGCC | 0 | 0 | 0 | 0 | 0 | 0
DemandResponse | 0 | 0 | 0 | 0 | 0 | 0
IGCC-CCS | 0 | 0 | 0 | 0 | 0 | 0
WT_off | 0 | 0 | 0 | 0 | 0 | 0
PseudoUnit | 0 | 0 | 0 | 0 | 0 | 0
FixedInterchange | 0 | 0 | 0 | 0 | 0 | 0
Total Fuel Consumption by Reporting Type: MISO_MO-IL
ReportingType | 2015 | 2020 | 2025 | 2030 | 2035 | 2040
BM | 0 | 0 | 0 | 0 | 0 | 95.37
CC | 20.14 | 109.43 | 105.96 | 60.5 | 33.45 | 13.75
CSP | 0 | 0 | 0 | 0 | 0 | 0
CT | 0 | 0 | 0 | 0 | 0 | 0
Coal | 735.82 | 156.93 | 35.51 | 11.64 | 42.57 | 42.57
Geo | 0 | 0 | 0 | 0 | 0 | 0
H | 0 | 0 | 0 | 0 | 0 | 0
LFG | 0 | 0 | 8.45 | 24.03 | 24.03 | 24.03
Nuc | 178.81 | 178.81 | 178.81 | 178.81 | 178.81 | 178.81
PS | 0 | 0 | 0 | 0 | 0 | 0
PV | 0 | 0 | 0 | 0 | 0 | 0
PeakG | 2.49 | 6.42 | 1.26 | 10.48 | 4.92 | 3.38
PeakO | 0 | 0 | 0 | 0 | 0 | 0
ST | 0 | 0 | 0 | 0 | 0 | 0
STOG | 0.06 | 0.22 | 0.06 | 0 | 0 | 0
STWD | 0 | 0 | 0 | 0 | 0 | 0
WT | 0 | 0 | 0.02 | 0.02 | 0.02 | 0.02
IGCC | 0 | 0 | 0 | 0 | 0 | 0
DemandResponse | 0 | 0 | 0 | 0 | 0 | 0
IGCC-CCS | 0 | 0 | 0 | 0 | 0 | 0
WT_off | 0 | 0 | 0 | 0 | 0 | 0
PseudoUnit | 0 | 0 | 0 | 0 | 0 | 0
FixedInterchange | 0 | 0 | 0 | 0 | 0 | 0
Total Fuel Consumption by Reporting Type: MISO_W
ReportingType | 2015 | 2020 | 2025 | 2030 | 2035 | 2040
BM | 0 | 0 | 0 | 0 | 0 | 0
CC | 63.66 | 77.03 | 23.02 | 22.78 | 15.09 | 11.99
CSP | 0 | 0 | 0 | 0 | 0 | 0
CT | 0 | 0 | 0 | 0 | 0 | 0
Coal | 737.31 | 291.33 | 49.8 | 38.98 | 38.98 | 38.98
Geo | 0 | 0 | 0 | 0 | 0 | 0
H | 0 | 0 | 0 | 0 | 0 | 0
LFG | 0 | 0 | 0 | 7.71 | 7.71 | 7.71
Nuc | 190.11 | 190.11 | 190.11 | 190.11 | 0.01 | 0.01
PS | 0 | 0 | 0 | 0 | 0 | 0
PV | 0 | 0 | 0 | 0 | 0 | 0
PeakG | 2.84 | 5.08 | 0.41 | 2.18 | 2.15 | 0.12
PeakO | 0 | 0 | 0 | 0 | 0 | 0
ST | 0 | 0 | 0 | 0 | 0 | 0
STOG | 0 | 0 | 0 | 0 | 0 | 0
STWD | 0.67 | 2.38 | 3.64 | 12.47 | 24.94 | 22.37
WT | 0.03 | 0.03 | 0.15 | 0.15 | 0.15 | 0.16
IGCC | 0 | 0 | 0 | 0 | 0 | 0
DemandResponse | 0 | 0 | 0 | 0 | 0 | 0
IGCC-CCS | 0 | 0 | 0 | 0 | 0 | 0
WT_off | 0 | 0 | 0 | 0 | 0 | 0
PseudoUnit | 0 | 0 | 0 | 0 | 0 | 0
FixedInterchange | 0 | 0 | 0 | 0 | 0 | 0
Total Fuel Consumption by Reporting Type: MISO_WUMS
ReportingType | 2015 | 2020 | 2025 | 2030 | 2035 | 2040
BM | 0 | 0 | 0 | 0 | 0 | 310.67
CC | 344.4 | 451.09 | 401.22 | 348.95 | 334 | 36.96
CSP | 0 | 0 | 0 | 0 | 0 | 0
CT | 0 | 0 | 0 | 3.58 | 0.96 | 0.31
Coal | 115.39 | 14.63 | 13.02 | 8.59 | 30.91 | 47.14
Geo | 0 | 0 | 0 | 0 | 0 | 0
H | 0 | 0 | 0 | 0 | 0 | 0
LFG | 0 | 0 | 0 | 24.03 | 24.03 | 24.03
Nuc | 150.68 | 150.68 | 150.68 | 150.68 | 106.13 | 274.69
PS | 0 | 0 | 0 | 0 | 0 | 0
PV | 0 | 0 | 0 | 0 | 0 | 0
PeakG | 0 | 0 | 0 | 0 | 0 | 0
PeakO | 0 | 0 | 0 | 0 | 0 | 0
ST | 0 | 0 | 0 | 0 | 0 | 0
STOG | 0 | 0 | 0 | 0 | 0 | 0
STWD | 0.29 | 0.31 | 0.51 | 3.1 | 9.7 | 7.54
WT | 0 | 0 | 0 | 0 | 0 | 0
IGCC | 0 | 0 | 0 | 0 | 0 | 0
DemandResponse | 0 | 0 | 0 | 0 | 0 | 0
IGCC-CCS | 0 | 0 | 0 | 0 | 0 | 0
WT_off | 0 | 0 | 0 | 0 | 0 | 0
PseudoUnit | 0 | 0 | 0 | 0 | 0 | 0
FixedInterchange | 0 | 0 | 0 | 0 | 0 | 0
Total Fuel Consumption by Reporting Type: Nebraska
ReportingType | 2015 | 2020 | 2025 | 2030 | 2035 | 2040
BM | 0 | 0 | 0 | 0 | 12.43 | 116.89
CC | 15.21 | 101.25 | 100.93 | 89.13 | 46.63 | 21.35
CSP | 0 | 0 | 0 | 0 | 0 | 0
CT | 0 | 0 | 0 | 0 | 0 | 0
Coal | 332.69 | 51.33 | 38.55 | 37.05 | 36.21 | 36.21
Geo | 0 | 0 | 0 | 0 | 0 | 0
H | 0 | 0 | 0 | 0 | 0 | 0
LFG | 0 | 0 | 7.71 | 7.71 | 7.71 | 7.71
Nuc | 104.28 | 104.28 | 104.28 | 104.28 | 0.02 | 0.02
PS | 0 | 0 | 0 | 0 | 0 | 0
PV | 0 | 0 | 0 | 0 | 0 | 0
PeakG | 0.52 | 0.05 | 0 | 0.69 | 0.04 | 0
PeakO | 0 | 0 | 0 | 0 | 0 | 0
ST | 0 | 0 | 0 | 0 | 0 | 0
STOG | 0 | 0 | 0 | 0 | 0 | 0
STWD | 0 | 0 | 0 | 0 | 0 | 0
WT | 0 | 0 | 0 | 0 | 0 | 0
IGCC | 0 | 0 | 0 | 0 | 0 | 0
DemandResponse | 0 | 0 | 0 | 0 | 0 | 0
IGCC-CCS | 0 | 0 | 0 | 0 | 0 | 0
WT_off | 0 | 0 | 0 | 0 | 0 | 0
PseudoUnit | 0 | 0 | 0 | 0 | 0 | 0
FixedInterchange | 0 | 0 | 0 | 0 | 0 | 0
Total Fuel Consumption by Reporting Type: NEISO
ReportingType | 2015 | 2020 | 2025 | 2030 | 2035 | 2040
BM | 24.48 | 14.01 | 1.01 | 17.65 | 11.1 | 17.66
CC | 295.07 | 195.25 | 162.64 | 78.68 | 43.9 | 25.77
CSP | 0 | 0 | 0 | 0 | 0 | 0
CT | 0.01 | 0.08 | 0.12 | 0 | 0 | 0
Coal | 0.36 | 0 | 0 | 0 | 0 | 0
Geo | 0 | 0 | 0 | 0 | 0 | 0
H | 0 | 0 | 0 | 0 | 0 | 0
LFG | 5.3 | 5.3 | 5.3 | 12.81 | 12.81 | 12.81
Nuc | 365.51 | 365.51 | 365.51 | 365.51 | 264.08 | 195.08
PS | 0 | 0 | 0 | 0 | 0 | 0
PV | 0 | 0 | 0 | 0 | 0 | 0
PeakG | 0.09 | 0.33 | 0.4 | 0 | 0.03 | 0.03
PeakO | 0 | 0 | 0 | 0 | 0 | 0
ST | 0 | 0 | 0 | 0 | 0 | 0
STOG | 0 | 0 | 0 | 0 | 0 | 0
STWD | 51.79 | 14.62 | 1.34 | 9.04 | 24.42 | 25.46
WT | 0 | 0.01 | 0.01 | 0.02 | 0.04 | 0.04
IGCC | 0 | 0 | 0 | 0 | 0 | 0
DemandResponse | 0 | 0 | 0 | 0 | 0 | 0
IGCC-CCS | 0 | 0 | 0 | 0 | 0 | 0
WT_off | 0 | 0 | 0 | 0 | 0 | 0
PseudoUnit | 0 | 0 | 0 | 0 | 0 | 0
FixedInterchange | 0 | 0 | 0 | 0 | 0 | 0
Total Fuel Consumption by Reporting Type: NonRTO_Midwest
ReportingType | 2015 | 2020 | 2025 | 2030 | 2035 | 2040
BM | 0 | 0 | 0 | 0 | 65.85 | 596.39
CC | 141.55 | 273.28 | 273.28 | 270.82 | 230.11 | 11.87
CSP | 0 | 0 | 0 | 0 | 0 | 0
CT | 0 | 0 | 0 | 0 | 0 | 0
Coal | 365.83 | 158.61 | 36.03 | 70.84 | 81.14 | 81.14
Geo | 0 | 0 | 0 | 0 | 0 | 0
H | 0 | 0 | 0 | 0 | 0 | 0
LFG | 0 | 0 | 17.24 | 17.24 | 17.24 | 17.24
Nuc | 0 | 0 | 0.01 | 0.05 | 74.22 | 74.22
PS | 0 | 0 | 0 | 0 | 0 | 0
PV | 0 | 0 | 0 | 0 | 0 | 0
PeakG | 1.64 | 0.65 | 2.2 | 2.69 | 0.51 | 0
PeakO | 0 | 0 | 0 | 0 | 0 | 0
ST | 0 | 0 | 0 | 0 | 0 | 0
STOG | 0 | 0 | 0 | 0 | 0 | 0
STWD | 0 | 0 | 0 | 0 | 0 | 0
WT | 0 | 0 | 0 | 0 | 0 | 0
IGCC | 0 | 0 | 0 | 0 | 0 | 0
DemandResponse | 0 | 0 | 0 | 0 | 0 | 0
IGCC-CCS | 0 | 0 | 0 | 0 | 0 | 0
WT_off | 0 | 0 | 0 | 0 | 0 | 0
PseudoUnit | 0 | 0 | 0 | 0 | 0 | 0
FixedInterchange | 0 | 0 | 0 | 0 | 0 | 0
Total Fuel Consumption by Reporting Type: NYISO_A-F
ReportingType | 2015 | 2020 | 2025 | 2030 | 2035 | 2040
BM | 0 | 0 | 0 | 0 | 0 | 0
CC | 54.57 | 69.56 | 40.45 | 28.55 | 5.49 | 2.91
CSP | 0 | 0 | 0 | 0 | 0 | 0
CT | 0 | 0 | 0 | 0 | 0 | 0
Coal | 0 | 0 | 0 | 0 | 0 | 0
Geo | 0 | 0 | 0 | 0 | 0 | 0
H | 0 | 0 | 0 | 0 | 0 | 0
LFG | 0.69 | 0.69 | 0.69 | 8 | 8 | 8
Nuc | 270.5 | 270.5 | 270.5 | 220.56 | 173.9 | 105.39
PS | 0 | 0 | 0 | 0 | 0 | 0
PV | 0 | 0 | 0 | 0 | 0 | 0
PeakG | 0.02 | 0.05 | 0 | 0 | 0 | 0
PeakO | 0 | 0 | 0 | 0 | 0 | 0
ST | 0 | 0 | 0 | 0 | 0 | 0
STOG | 0 | 0 | 0 | 0 | 0 | 0
STWD | 0.01 | 0.11 | 0.2 | 1.07 | 3.55 | 5.22
WT | 0.01 | 0.01 | 0.01 | 0.03 | 0.04 | 0.04
IGCC | 0 | 0 | 0 | 0 | 0 | 0
DemandResponse | 0 | 0 | 0 | 0 | 0 | 0
IGCC-CCS | 0 | 0 | 0 | 0 | 0 | 0
WT_off | 0 | 0 | 0 | 0 | 0 | 0
PseudoUnit | 0 | 0 | 0 | 0 | 0 | 0
FixedInterchange | 0 | 0 | 0 | 0 | 0 | 0
Total Fuel Consumption by Reporting Type: NYISO_G-I
ReportingType | 2015 | 2020 | 2025 | 2030 | 2035 | 2040
BM | 0 | 0 | 0 | 0 | 60.12 | 77.65
CC | 27.78 | 46.38 | 23.3 | 8.76 | 7.74 | 3.63
CSP | 0 | 0 | 0 | 0 | 0 | 0
CT | 0 | 0 | 0 | 0 | 0 | 0
Coal | 0 | 0 | 0 | 0 | 0 | 0
Geo | 0 | 0 | 0 | 0 | 0 | 0
H | 0 | 0 | 0 | 0 | 0 | 0
LFG | 0 | 0 | 8 | 8 | 8 | 8
Nuc | 162.83 | 162.83 | 162.83 | 162.83 | 81.65 | 167.08
PS | 0 | 0 | 0 | 0 | 0 | 0
PV | 0 | 0 | 0 | 0 | 0 | 0
PeakG | 0 | 0 | 0.01 | 0.01 | 0.01 | 0
PeakO | 0 | 0 | 0 | 0 | 0 | 0
ST | 0 | 0 | 0 | 0 | 0 | 0
STOG | 0 | 0 | 0 | 0 | 0 | 0
STWD | 0 | 0 | 0 | 0 | 0 | 0
WT | 0 | 0 | 0 | 0 | 0 | 0
IGCC | 0 | 0 | 0 | 0 | 0 | 0
DemandResponse | 0 | 0 | 0 | 0 | 0 | 0
IGCC-CCS | 0 | 0 | 0 | 0 | 0 | 0
WT_off | 0 | 0 | 0 | 0 | 0 | 0
PseudoUnit | 0 | 0 | 0 | 0 | 0 | 0
FixedInterchange | 0 | 0 | 0 | 0 | 0 | 0
Total Fuel Consumption by Reporting Type: NYISO_J-K
ReportingType | 2015 | 2020 | 2025 | 2030 | 2035 | 2040
BM | 0 | 0 | 0 | 0 | 0 | 0
CC | 160.95 | 173.72 | 156.26 | 92.68 | 83.75 | 63.24
CSP | 0 | 0 | 0 | 0 | 0 | 0
CT | 0 | 0 | 0 | 0 | 0 | 0
Coal | 0 | 0 | 0 | 0 | 0 | 0
Geo | 0 | 0 | 0 | 0 | 0 | 0
H | 0 | 0 | 0 | 0 | 0 | 0
LFG | 0 | 0 | 0 | 8 | 8 | 8
Nuc | 0 | 0 | 0 | 0.02 | 0.08 | 0.06
PS | 0 | 0 | 0 | 0 | 0 | 0
PV | 0 | 0 | 0 | 0 | 0 | 0
PeakG | 0.53 | 0.86 | 1.28 | 1.28 | 3.68 | 2.61
PeakO | 0 | 0 | 0 | 0 | 0 | 0
ST | 0 | 0 | 0 | 0 | 0 | 0
STOG | 4.74 | 6.82 | 9.87 | 9.41 | 4.17 | 2.23
STWD | 0 | 0 | 0 | 0 | 0 | 0
WT | 0 | 0 | 0 | 0 | 0 | 0
IGCC | 0 | 0 | 0 | 0 | 0 | 0
DemandResponse | 0 | 0 | 0 | 0 | 0 | 0
IGCC-CCS | 0 | 0 | 0 | 0 | 0 | 0
WT_off | 0 | 0 | 0 | 0 | 0 | 0
PseudoUnit | 0 | 0 | 0 | 0 | 0 | 0
FixedInterchange | 0 | 0 | 0 | 0 | 0 | 0
Total Fuel Consumption by Reporting Type: PJM_E
ReportingType | 2015 | 2020 | 2025 | 2030 | 2035 | 2040
BM | 0.16 | 2.91 | 2.91 | 2.91 | 2.91 | 2.91
CC | 316.61 | 347.71 | 393.68 | 318.9 | 254.14 | 111.99
CSP | 0 | 0 | 0 | 0 | 0 | 0
CT | 0 | 0.03 | 0.06 | 0 | 0 | 0
Coal | 6.61 | 4.16 | 2.05 | 0.42 | 8.38 | 17.76
Geo | 0 | 0 | 0 | 0 | 0 | 0
H | 0 | 0 | 0 | 0 | 0 | 0
LFG | 0.98 | 15.28 | 15.28 | 15.28 | 15.28 | 15.28
Nuc | 702.72 | 651.97 | 651.97 | 651.97 | 468.33 | 371.38
PS | 0 | 0 | 0 | 0 | 0 | 0
PV | 0 | 0 | 0 | 0 | 0 | 0
PeakG | 0.42 | 2.74 | 5.33 | 10.35 | 2.86 | 2.74
PeakO | 0 | 0 | 0 | 0 | 0 | 0
ST | 0 | 0 | 0 | 0 | 0 | 0
STOG | 3.02 | 5.33 | 0 | 0 | 0 | 0
STWD | 0 | 0 | 0 | 0 | 0 | 0
WT | 0 | 0 | 0 | 0 | 0 | 0
IGCC | 0 | 0 | 0 | 0 | 0 | 0
DemandResponse | 0 | 0 | 0 | 0 | 0 | 0
IGCC-CCS | 0 | 0 | 0 | 0 | 0 | 0
WT_off | 0 | 0 | 0 | 0 | 0.02 | 0.03
PseudoUnit | 0 | 0 | 0 | 0 | 0 | 0
FixedInterchange | 0 | 0 | 0 | 0 | 0 | 0
Total Fuel Consumption by Reporting Type: PJM_ROM
ReportingType | 2015 | 2020 | 2025 | 2030 | 2035 | 2040
BM | 0.1 | 1.75 | 1.75 | 1.75 | 228.85 | 228.85
CC | 144.95 | 161.99 | 186.86 | 160.36 | 109.73 | 20.74
CSP | 0 | 0 | 0 | 0 | 0 | 0
CT | 0 | 0.02 | 0.03 | 0.07 | 0 | 0
Coal | 114.58 | 24.96 | 2.91 | 9.48 | 17.92 | 17.91
Geo | 0 | 0 | 0 | 0 | 0 | 0
H | 0 | 0 | 0 | 0 | 0 | 0
LFG | 2.04 | 30.56 | 30.56 | 30.56 | 30.56 | 30.56
Nuc | 420.79 | 420.79 | 420.79 | 420.79 | 276.07 | 541.36
PS | 0 | 0 | 0 | 0 | 0 | 0
PV | 0 | 0 | 0 | 0 | 0 | 0
PeakG | 0 | 0.16 | 0.6 | 3.49 | 1.9 | 1.74
PeakO | 0 | 0 | 0 | 0 | 0 | 0
ST | 0 | 0 | 0 | 0 | 0 | 0
STOG | 7.33 | 11.84 | 1.22 | 0 | 0 | 0
STWD | 0.17 | 5.38 | 5.38 | 5.38 | 5.38 | 5.38
WT | 0 | 0 | 0 | 0 | 0.02 | 0.02
IGCC | 0 | 0 | 0 | 0 | 0 | 0
DemandResponse | 0 | 0 | 0 | 0 | 0 | 0
IGCC-CCS | 0 | 0 | 0 | 0 | 0 | 0
WT_off | 0 | 0 | 0 | 0 | 0 | 0.04
PseudoUnit | 0 | 0 | 0 | 0 | 0 | 0
FixedInterchange | 0 | 0 | 0 | 0 | 0 | 0
Total Fuel Consumption by Reporting Type: PJM_ROR
ReportingType | 2015 | 2020 | 2025 | 2030 | 2035 | 2040
BM | 2.1 | 37.37 | 31.54 | 37.37 | 232.99 | 1024.6
CC | 1114.22 | 1405.67 | 1491.4 | 1343.3 | 1075.65 | 77.87
CSP | 0 | 0 | 0 | 0 | 0 | 0
CT | 0.03 | 0.03 | 0.06 | 0.12 | 0 | 0
Coal | 1845.71 | 999.58 | 169.51 | 218.64 | 392.32 | 392.32
Geo | 0 | 0 | 0 | 0 | 0 | 0
H | 0 | 0 | 0 | 0 | 0 | 0
LFG | 6.18 | 61.46 | 61.46 | 61.46 | 61.46 | 61.46
Nuc | 1644.81 | 1644.81 | 1644.81 | 1573.64 | 1417.97 | 2425.99
PS | 0 | 0 | 0 | 0 | 0 | 0
PV | 0 | 0 | 0 | 0 | 0 | 0
PeakG | 9.52 | 11.62 | 20.14 | 18.77 | 12.03 | 4.32
PeakO | 0 | 0 | 0 | 0 | 0 | 0
ST | 0 | 0 | 0 | 0 | 0 | 0
STOG | 4.28 | 8.36 | 5 | 0 | 0 | 0
STWD | 0.43 | 15.91 | 13.33 | 11.69 | 15.91 | 15.91
WT | 0.03 | 0.03 | 0.04 | 0.13 | 0.13 | 0.13
IGCC | 0 | 0 | 0 | 0 | 0 | 0
DemandResponse | 0 | 0 | 0 | 0 | 0 | 0
IGCC-CCS | 0 | 0 | 0 | 0 | 0 | 0
WT_off | 0 | 0 | 0 | 0 | 0 | 0
PseudoUnit | 0 | 0 | 0 | 0 | 0 | 0
FixedInterchange | 0 | 0 | 0 | 0 | 0 | 0
Total Fuel Consumption by Reporting Type: SOCO
ReportingType | 2015 | 2020 | 2025 | 2030 | 2035 | 2040
BM | 0.5 | 1.09 | 2.6 | 5.34 | 5.34 | 636.25
CC | 1042.7 | 1198.18 | 1233.58 | 1076.99 | 324.23 | 59.59
CSP | 0 | 0 | 0 | 0 | 0 | 0
CT | 0 | 0 | 0 | 0 | 0 | 0
Coal | 346.73 | 103.05 | 64.31 | 95.6 | 95.6 | 95.6
Geo | 0 | 0 | 0 | 0 | 0 | 0
H | 0 | 0 | 0 | 0 | 0 | 0
LFG | 0 | 0 | 11.56 | 11.56 | 11.56 | 11.56
Nuc | 494.38 | 673.18 | 673.18 | 673.18 | 2049.34 | 2047.15
PS | 0 | 0 | 0 | 0 | 0 | 0
PV | 0 | 0 | 0 | 0 | 0 | 0
PeakG | 7.82 | 10.89 | 16.31 | 21.03 | 0.32 | 0.53
PeakO | 0 | 0 | 0 | 0 | 0 | 0
ST | 0 | 0 | 0 | 0 | 0 | 0
STOG | 0 | 0 | 0 | 0 | 0 | 0
STWD | 3.17 | 5.8 | 8.89 | 60.13 | 60.13 | 37.13
WT | 0 | 0 | 0 | 0 | 0 | 0
IGCC | 0 | 0 | 0 | 0 | 0 | 0
DemandResponse | 0 | 0 | 0 | 0 | 0 | 0
IGCC-CCS | 0 | 0 | 0 | 0 | 0 | 0
WT_off | 0 | 0 | 0 | 0 | 0 | 0
PseudoUnit | 0 | 0 | 0 | 0 | 0 | 0
FixedInterchange | 0 | 0 | 0 | 0 | 0 | 0
Total Fuel Consumption by Reporting Type: SPP_N
ReportingType | 2015 | 2020 | 2025 | 2030 | 2035 | 2040
BM | 0 | 0 | 0 | 0 | 610.19 | 599.91
CC | 89.92 | 208.36 | 177.17 | 168.77 | 53.55 | 37.57
CSP | 0 | 0 | 0 | 0 | 0 | 0
CT | 0 | 0 | 0 | 0 | 0 | 0
Coal | 592.06 | 196.15 | 20.32 | 29.27 | 77.7 | 77.7
Geo | 0 | 0 | 0 | 0 | 0 | 0
H | 0 | 0 | 0 | 0 | 0 | 0
LFG | 0 | 0 | 10.22 | 10.22 | 10.22 | 10.22
Nuc | 93.19 | 93.19 | 93.19 | 93.19 | 93.19 | 93.19
PS | 0 | 0 | 0 | 0 | 0 | 0
PV | 0 | 0 | 0 | 0 | 0 | 0
PeakG | 0.23 | 0 | 0 | 0.16 | 0 | 0
PeakO | 0 | 0 | 0 | 0 | 0 | 0
ST | 0 | 0 | 0 | 0 | 0 | 0
STOG | 1.98 | 0.02 | 0.82 | 3.86 | 0 | 0
STWD | 0 | 0 | 0 | 0 | 0 | 0
WT | 0 | 0.04 | 0.04 | 0.04 | 0.04 | 0.05
IGCC | 0 | 0 | 0 | 0 | 0 | 0
DemandResponse | 0 | 0 | 0 | 0 | 0 | 0
IGCC-CCS | 0 | 0 | 0 | 0 | 0 | 0
WT_off | 0 | 0 | 0 | 0 | 0 | 0
PseudoUnit | 0 | 0 | 0 | 0 | 0 | 0
FixedInterchange | 0 | 0 | 0 | 0 | 0 | 0
Total Fuel Consumption by Reporting Type: SPP_S
ReportingType | 2015 | 2020 | 2025 | 2030 | 2035 | 2040
BM | 0 | 0 | 0 | 0 | 280.58 | 390.96
CC | 301.59 | 283.32 | 325.15 | 363.99 | 150.96 | 112.28
CSP | 0 | 0 | 0 | 0 | 0 | 0
CT | 0.15 | 0 | 0 | 0 | 0 | 0.31
Coal | 816.48 | 84.12 | 6.43 | 0 | 0 | 0
Geo | 0 | 0 | 0 | 0 | 0 | 0
H | 0 | 0 | 0 | 0 | 0 | 0
LFG | 0 | 0 | 10.22 | 10.22 | 10.22 | 10.22
Nuc | 0 | 0 | 0 | 0.01 | 0.08 | 0.05
PS | 0 | 0 | 0 | 0 | 0 | 0
PV | 0 | 0 | 0 | 0 | 0 | 0
PeakG | 0 | 0 | 0 | 0 | 0 | 0
PeakO | 0 | 0 | 0 | 0 | 0 | 0
ST | 0 | 0 | 0 | 0 | 0 | 0
STOG | 22.5 | 7.13 | 12.6 | 14.74 | 2.19 | 0.44
STWD | 0.72 | 0.39 | 0.39 | 2.82 | 7.67 | 4.71
WT | 0.01 | 0.11 | 0.11 | 0.11 | 0.11 | 0.11
IGCC | 0 | 0 | 0 | 0 | 0 | 0
DemandResponse | 0 | 0 | 0 | 0 | 0 | 0
IGCC-CCS | 0 | 0 | 0 | 0 | 0 | 0
WT_off | 0 | 0 | 0 | 0 | 0 | 0
PseudoUnit | 0 | 0 | 0 | 0 | 0 | 0
FixedInterchange | 0 | 0 | 0 | 0 | 0 | 0
Total Fuel Consumption by Reporting Type: TVA
ReportingType | 2015 | 2020 | 2025 | 2030 | 2035 | 2040
BM | 0 | 0 | 0 | 0 | 717.69 | 717.69
CC | 327.07 | 482.2 | 531.02 | 503.75 | 236.79 | 21.62
CSP | 0 | 0 | 0 | 0 | 0 | 0
CT | 0 | 0 | 0 | 0 | 0 | 0
Coal | 346.81 | 138.35 | 4.08 | 0 | 0 | 0
Geo | 0 | 0 | 0 | 0 | 0 | 0
H | 0 | 0 | 0 | 0 | 0 | 0
LFG | 0 | 0 | 11.56 | 11.56 | 11.56 | 11.56
Nuc | 676.63 | 676.63 | 676.63 | 676.63 | 680.8 | 959.42
PS | 0 | 0 | 0 | 0 | 0 | 0
PV | 0 | 0 | 0 | 0 | 0 | 0
PeakG | 0 | 0 | 0 | 0 | 0 | 0
PeakO | 0 | 0 | 0 | 0 | 0 | 0
ST | 0 | 0 | 0 | 0 | 0 | 0
STOG | 0 | 0 | 0 | 0 | 0 | 0
STWD | 0.01 | 0.02 | 0.04 | 0.35 | 0.42 | 0.42
WT | 0 | 0 | 0 | 0 | 0 | 0
IGCC | 0 | 0 | 0 | 0 | 0 | 0
DemandResponse | 0 | 0 | 0 | 0 | 0 | 0
IGCC-CCS | 0 | 0 | 0 | 0 | 0 | 0
WT_off | 0 | 0 | 0 | 0 | 0 | 0
PseudoUnit | 0 | 0 | 0 | 0 | 0 | 0
FixedInterchange | 0 | 0 | 0 | 0 | 0 | 0
Total Fuel Consumption by Reporting Type: TVA_Transmission
ReportingType | 2015 | 2020 | 2025 | 2030 | 2035 | 2040
BM | 0 | 0 | 0 | 0 | 0 | 0
CC | 0 | 0 | 0 | 0 | 0 | 0
CSP | 0 | 0 | 0 | 0 | 0 | 0
CT | 0 | 0 | 0 | 0 | 0 | 0
Coal | 0 | 0 | 0 | 0 | 0 | 0
Geo | 0 | 0 | 0 | 0 | 0 | 0
H | 0 | 0 | 0 | 0 | 0 | 0
LFG | 0 | 0 | 0 | 0 | 0 | 0
Nuc | 0 | 0 | 0 | 0 | 0 | 0
PS | 0 | 0 | 0 | 0 | 0 | 0
PV | 0 | 0 | 0 | 0 | 0 | 0
PeakG | 0 | 0 | 0 | 0 | 0 | 0
PeakO | 0 | 0 | 0 | 0 | 0 | 0
ST | 0 | 0 | 0 | 0 | 0 | 0
STOG | 0 | 0 | 0 | 0 | 0 | 0
STWD | 0 | 0 | 0 | 0 | 0 | 0
WT | 0 | 0 | 0 | 0 | 0 | 0
IGCC | 0 | 0 | 0 | 0 | 0 | 0
DemandResponse | 0 | 0 | 0 | 0 | 0 | 0
IGCC-CCS | 0 | 0 | 0 | 0 | 0 | 0
WT_off | 0 | 0 | 0 | 0 | 0 | 0
PseudoUnit | 0 | 0 | 0 | 0 | 0 | 0
FixedInterchange | 0 | 0 | 0 | 0 | 0 | 0
Total Fuel Consumption by Reporting Type: VACAR
ReportingType | 2015 | 2020 | 2025 | 2030 | 2035 | 2040
BM | 0.09 | 16.61 | 68.88 | 70.12 | 70.12 | 671.16
CC | 857.61 | 833.33 | 864.84 | 877.02 | 300.38 | 68.35
CSP | 0 | 0 | 0 | 0 | 0 | 0
CT | 0.8 | 0.8 | 1.52 | 2.96 | 0.25 | 0
Coal | 167.51 | 72.86 | 36.51 | 34.81 | 52.02 | 53.9
Geo | 0 | 0 | 0 | 0 | 0 | 0
H | 0 | 0 | 0 | 0 | 0 | 0
LFG | 0.04 | 11.56 | 11.56 | 11.56 | 11.56 | 11.56
Nuc | 910.72 | 1100.09 | 1100.09 | 1100.09 | 841.29 | 813.7
PS | 0 | 0 | 0 | 0 | 0 | 0
PV | 0 | 0 | 0 | 0 | 0 | 0
PeakG | 1.15 | 2.56 | 4.58 | 6.58 | 0.81 | 1.48
PeakO | 0 | 0 | 0 | 0 | 0 | 0
ST | 0 | 0 | 0 | 0 | 0 | 0
STOG | 0 | 0 | 0 | 0 | 0 | 0
STWD | 24.47 | 24.47 | 24.47 | 24.47 | 24.47 | 19.07
WT | 0 | 0.01 | 0.01 | 0.01 | 0.01 | 0.01
IGCC | 0 | 0 | 0 | 0 | 0 | 0
DemandResponse | 0 | 0 | 0 | 0 | 0 | 0
IGCC-CCS | 0 | 0 | 0 | 0 | 0 | 0
WT_off | 0 | 0 | 0 | 0 | 0.12 | 0.14
PseudoUnit | 0 | 0 | 0 | 0 | 0 | 0
FixedInterchange | 0 | 0 | 0 | 0 | 0 | 0
Total Fuel Consumption by Reporting Type: IESO
ReportingType | 2015 | 2020 | 2025 | 2030 | 2035 | 2040
BM | 0 | 0.02 | 0 | 0.1 | 0.43 | 0.82
CC | 37.88 | 3.37 | 0.62 | 0.68 | 0.26 | 0.61
CSP | 0 | 0 | 0 | 0 | 0 | 0
CT | 0 | 0.04 | 0 | 0 | 0 | 0
Coal | 0 | 0 | 0 | 0 | 0 | 0
Geo | 0 | 0 | 0 | 0 | 0 | 0
H | 0 | 0 | 0 | 0 | 0 | 0
LFG | 1.56 | 1.56 | 1.56 | 1.61 | 1.61 | 1.61
Nuc | 1064.72 | 1055.34 | 1043.2 | 1064.72 | 980.48 | 854.53
PS | 0 | 0 | 0 | 0 | 0 | 0
PV | 0 | 0 | 0 | 0 | 0 | 0
PeakG | 0 | 0 | 0 | 0 | 0 | 0
PeakO | 0 | 0 | 0 | 0 | 0 | 0
ST | 0 | 0 | 0 | 0 | 0 | 0
STOG | 0 | 0 | 0 | 0 | 0 | 0
STWD | 0.05 | 0.05 | 0.05 | 0.54 | 0.28 | 10.32
WT | 0.01 | 0.01 | 0.01 | 0.01 | 0.01 | 0.01
IGCC | 0 | 0 | 0 | 0 | 0 | 0
DemandResponse | 0 | 0 | 0 | 0 | 0 | 0
IGCC-CCS | 0 | 0 | 0 | 0 | 0 | 0
WT_off | 0 | 0 | 0 | 0 | 0 | 0
PseudoUnit | 0 | 0 | 0 | 0 | 0 | 0
FixedInterchange | 0 | 0 | 0 | 0 | 0 | 0
Total Fuel Consumption by Reporting Type: MAPP_CA
ReportingType | 2015 | 2020 | 2025 | 2030 | 2035 | 2040
BM | 0 | 0 | 0 | 0 | 0 | 0
CC | 55.51 | 55.51 | 4.75 | 0 | 0 | 0
CSP | 0 | 0 | 0 | 0 | 0 | 0
CT | 0 | 0 | 0 | 0 | 0 | 0
Coal | 2.79 | 0.44 | 0 | 0 | 0 | 0
Geo | 0 | 0 | 0 | 0 | 0 | 0
H | 0 | 0 | 0.01 | 0.03 | 0.03 | 0.03
LFG | 0 | 0 | 0 | 0 | 0 | 0
Nuc | 0 | 0 | 0 | 0 | 0.05 | 0
PS | 0 | 0 | 0 | 0 | 0 | 0
PV | 0 | 0 | 0 | 0 | 0 | 0
PeakG | 0.74 | 1.22 | 0 | 0 | 0 | 0
PeakO | 0 | 0 | 0 | 0 | 0 | 0
ST | 0 | 0 | 0 | 0 | 0 | 0
STOG | 0.16 | 0.02 | 0 | 0 | 0 | 0
STWD | 0 | 0 | 0 | 0 | 0 | 0
WT | 0 | 0 | 0 | 0 | 0 | 0
IGCC | 0 | 0 | 0 | 0 | 0 | 0
DemandResponse | 0 | 0 | 0 | 0 | 0 | 0
IGCC-CCS | 0 | 0 | 0 | 0 | 0 | 0
WT_off | 0 | 0 | 0 | 0 | 0 | 0
PseudoUnit | 0 | 0 | 0 | 0 | 0 | 0
FixedInterchange | 0 | 0 | 0 | 0 | 0 | 0
Total Fuel Consumption by Reporting Type: AZ_NM_SNV_Coal
ReportingType | 2015 | 2020 | 2025 | 2030 | 2035 | 2040
BM | 0 | 0 | 0 | 0 | 0 | 0
CC | 0 | 0 | 0 | 0 | 0 | 0
CSP | 0 | 0 | 0 | 0 | 0 | 0
CT | 0 | 0 | 0 | 0 | 0 | 0
Coal | 510.59 | 417.34 | 66.07 | 4.16 | 40.55 | 29.28
Geo | 0 | 0 | 0 | 0 | 0 | 0
H | 0 | 0 | 0 | 0 | 0 | 0
LFG | 0 | 0 | 0 | 0 | 0 | 0
Nuc | 0 | 0 | 0 | 0 | 0 | 0
PS | 0 | 0 | 0 | 0 | 0 | 0
PV | 0 | 0 | 0 | 0 | 0 | 0
PeakG | 0 | 0 | 0 | 0 | 0 | 0
PeakO | 0 | 0 | 0 | 0 | 0 | 0
ST | 0 | 0 | 0 | 0 | 0 | 0
STOG | 0 | 0 | 0 | 0 | 0 | 0
STWD | 0 | 0 | 0 | 0 | 0 | 0
WT | 0 | 0 | 0 | 0 | 0 | 0
IGCC | 0 | 0 | 0 | 0 | 0 | 0
DemandResponse | 0 | 0 | 0 | 0 | 0 | 0
IGCC-CCS | 0 | 0 | 0 | 0 | 0 | 0
WT_off | 0 | 0 | 0 | 0 | 0 | 0
PseudoUnit | 0 | 0 | 0 | 0 | 0 | 0
FixedInterchange | 0 | 0 | 0 | 0 | 0 | 0
Total Fuel Consumption by Reporting Type: AZ_NM_SNV_Gas
ReportingType | 2015 | 2020 | 2025 | 2030 | 2035 | 2040
BM | 0 | 0 | 0 | 0 | 0 | 0
CC | 467.6 | 406.98 | 587.24 | 486.14 | 87.62 | 65.57
CSP | 0 | 0 | 0 | 0 | 0 | 0
CT | 0 | 0 | 0 | 0.07 | 0 | 0
Coal | 0 | 0 | 0 | 0 | 0 | 0
Geo | 0 | 0 | 0 | 0 | 0 | 0
H | 0 | 0 | 0 | 0 | 0 | 0
LFG | 0 | 0 | 0 | 0 | 0 | 0
Nuc | 0 | 0 | 0 | 0 | 0 | 0
PS | 0 | 0 | 0 | 0 | 0 | 0
PV | 0 | 0 | 0 | 0 | 0 | 0
PeakG | 0 | 0 | 0 | 0 | 0 | 0
PeakO | 0 | 0 | 0 | 0 | 0 | 0
ST | 0 | 0 | 0 | 0 | 0 | 0
STOG | 0 | 0 | 0 | 0 | 0 | 0
STWD | 0 | 0 | 0 | 0 | 0 | 0
WT | 0 | 0 | 0 | 0 | 0 | 0
IGCC | 0 | 0 | 0 | 0 | 0 | 0
DemandResponse | 0 | 0 | 0 | 0 | 0 | 0
IGCC-CCS | 0 | 0 | 0 | 0 | 0 | 0
WT_off | 0 | 0 | 0 | 0 | 0 | 0
PseudoUnit | 0 | 0 | 0 | 0 | 0 | 0
FixedInterchange | 0 | 0 | 0 | 0 | 0 | 0
Total Fuel Consumption by Reporting Type: AZ_NM_SNV_NucRenew
ReportingType | 2015 | 2020 | 2025 | 2030 | 2035 | 2040
BM | 0 | 0 | 0 | 0 | 0 | 0
CC | 0 | 0 | 0 | 0 | 0 | 0
CSP | 0 | 0 | 0 | 0 | 0 | 0
CT | 0 | 0 | 0 | 0 | 0 | 0
Coal | 0 | 0 | 0 | 0 | 0 | 0
Geo | 0 | 0 | 0.01 | 0.01 | 0.01 | 0.01
H | 0 | 0 | 0 | 0 | 0 | 0
LFG | 0 | 0 | 6.53 | 6.53 | 6.53 | 6.53
Nuc | 317.72 | 317.72 | 317.72 | 335.49 | 1578.74 | 1675.55
PS | 0 | 0 | 0 | 0 | 0 | 0
PV | 0 | 0 | 0 | 0 | 0 | 0
PeakG | 0 | 0 | 0 | 0 | 0 | 0
PeakO | 0 | 0 | 0 | 0 | 0 | 0
ST | 0 | 0 | 0 | 0 | 0.01 | 0.01
STOG | 0 | 0 | 0 | 0 | 0 | 0
STWD | 1.77 | 1.77 | 1.77 | 1.77 | 1.77 | 1.77
WT | 0 | 0.03 | 0.03 | 0.03 | 0.03 | 0.03
IGCC | 0 | 0 | 0 | 0 | 0 | 0
DemandResponse | 0 | 0 | 0 | 0 | 0 | 0
IGCC-CCS | 0 | 0 | 0 | 0 | 0 | 0
WT_off | 0 | 0 | 0 | 0 | 0 | 0
PseudoUnit | 0 | 0 | 0 | 0 | 0 | 0
FixedInterchange | 0 | 0 | 0 | 0 | 0 | 0
Total Fuel Consumption by Reporting Type: ERCOT
ReportingType | 2015 | 2020 | 2025 | 2030 | 2035 | 2040
BM | 0.76 | 1.31 | 1.97 | 14.07 | 14.07 | 304.35
CC | 1443.43 | 1562.77 | 1344.53 | 1293.33 | 525.3 | 328.7
CSP | 0 | 0 | 0 | 0 | 0 | 0
CT | 0 | 0.03 | 0.02 | 0.09 | 0 | 0
Coal | 421.36 | 267.75 | 49.49 | 68.62 | 78.9 | 78.9
Geo | 0 | 0 | 0 | 0 | 0 | 0
H | 0 | 0 | 0 | 0 | 0 | 0
LFG | 0 | 0 | 38.09 | 38.09 | 38.09 | 38.09
Nuc | 422.69 | 422.69 | 422.69 | 422.69 | 1644.94 | 1767.69
PS | 0 | 0 | 0 | 0 | 0 | 0
PV | 0 | 0 | 0 | 0 | 0 | 0
PeakG | 0 | 0.07 | 0 | 0.5 | 0.4 | 0.46
PeakO | 0 | 0 | 0 | 0 | 0 | 0
ST | 0 | 0 | 0 | 0 | 0 | 0
STOG | 21.5 | 35.1 | 10.32 | 15.97 | 0 | 0
STWD | 0 | 0 | 0 | 0 | 0 | 0
WT | 0.03 | 0.03 | 0.08 | 0.08 | 0.08 | 0.08
IGCC | 0 | 0 | 0 | 0 | 0 | 0
DemandResponse | 0 | 0 | 0 | 0 | 0 | 0
IGCC-CCS | 0 | 0 | 0 | 0 | 0 | 0
WT_off | 0 | 0 | 0 | 0 | 0 | 0
PseudoUnit | 0 | 0 | 0 | 0 | 0 | 0
FixedInterchange | 0 | 0 | 0 | 0 | 0 | 0
Total Fuel Consumption by Reporting Type: NP15
ReportingType | 2015 | 2020 | 2025 | 2030 | 2035 | 2040
BM | 0 | 0 | 0 | 0 | 0 | 0
CC | 424.03 | 436.88 | 434.46 | 364.44 | 161.26 | 64.19
CSP | 0 | 0 | 0 | 0 | 0 | 0
CT | 0 | 0 | 0 | 0 | 0 | 0
Coal | 16.77 | 0 | 0 | 0 | 0 | 0
Geo | 0.01 | 0.01 | 0.01 | 0.01 | 0.01 | 0.01
H | 0 | 0 | 0 | 0 | 0 | 0
LFG | 0 | 40.72 | 60.8 | 60.8 | 60.8 | 60.8
Nuc | 187.74 | 187.74 | 187.74 | 187.74 | 359.22 | 622.92
PS | 0 | 0 | 0 | 0 | 0 | 0
PV | 0 | 0 | 0 | 0 | 0 | 0
PeakG | 0 | 0 | 0 | 0 | 0 | 0
PeakO | 0 | 0 | 0 | 0 | 0 | 0
ST | 0 | 0 | 0 | 0 | 0 | 0
STOG | 0.8 | 0.33 | 0.67 | 0.07 | 0.09 | 0
STWD | 37.44 | 37.44 | 18.26 | 37.44 | 37.44 | 37.44
WT | 0 | 0.01 | 0.01 | 0.03 | 0.03 | 0.04
IGCC | 0 | 0 | 0 | 0 | 0 | 0
DemandResponse | 0 | 0 | 0 | 0 | 0 | 0
IGCC-CCS | 0 | 0 | 0 | 0 | 0 | 0
WT_off | 0 | 0 | 0 | 0 | 0 | 0
PseudoUnit | 0 | 0 | 0 | 0 | 0 | 0
FixedInterchange | 0 | 0 | 0 | 0 | 0 | 0
Total Fuel Consumption by Reporting Type: NWPP_Coal
ReportingType | 2015 | 2020 | 2025 | 2030 | 2035 | 2040
BM | 0 | 0 | 0 | 0 | 0 | 0
CC | 0 | 0 | 0 | 0 | 0 | 0
CSP | 0 | 0 | 0 | 0 | 0 | 0
CT | 0 | 0 | 0 | 0 | 0 | 0
Coal | 517.75 | 388.75 | 16.32 | 16.32 | 16.32 | 16.32
Geo | 0 | 0 | 0 | 0 | 0 | 0
H | 0 | 0 | 0 | 0 | 0 | 0
LFG | 0 | 0 | 0 | 0 | 0 | 0
Nuc | 0 | 0 | 0 | 0 | 0 | 0
PS | 0 | 0 | 0 | 0 | 0 | 0
PV | 0 | 0 | 0 | 0 | 0 | 0
PeakG | 0 | 0 | 0 | 0 | 0 | 0
PeakO | 0 | 0 | 0 | 0 | 0 | 0
ST | 0 | 0 | 0 | 0 | 0 | 0
STOG | 0 | 0 | 0 | 0 | 0 | 0
STWD | 0 | 0 | 0 | 0 | 0 | 0
WT | 0 | 0 | 0 | 0 | 0 | 0
IGCC | 0 | 0 | 0 | 0 | 0 | 0
DemandResponse | 0 | 0 | 0 | 0 | 0 | 0
IGCC-CCS | 0 | 0 | 0 | 0 | 0 | 0
WT_off | 0 | 0 | 0 | 0 | 0 | 0
PseudoUnit | 0 | 0 | 0 | 0 | 0 | 0
FixedInterchange | 0 | 0 | 0 | 0 | 0 | 0
Total Fuel Consumption by Reporting Type: NWPP_Gas
ReportingType | 2015 | 2020 | 2025 | 2030 | 2035 | 2040
BM | 0 | 0 | 0 | 0 | 0 | 0
CC | 361.48 | 441.98 | 441.98 | 314.83 | 42.7 | 36.37
CSP | 0 | 0 | 0 | 0 | 0 | 0
CT | 0 | 0 | 0 | 0 | 0 | 0
Coal | 0 | 0 | 0 | 0 | 0 | 0
Geo | 0 | 0 | 0 | 0 | 0 | 0
H | 0 | 0 | 0 | 0 | 0 | 0
LFG | 0 | 0 | 0 | 0 | 0 | 0
Nuc | 0 | 0 | 0 | 0 | 0 | 0
PS | 0 | 0 | 0 | 0 | 0 | 0
PV | 0 | 0 | 0 | 0 | 0 | 0
PeakG | 0 | 0 | 0 | 0 | 0 | 0
PeakO | 0 | 0 | 0 | 0 | 0 | 0
ST | 0 | 0 | 0 | 0 | 0 | 0
STOG | 0 | 0 | 0 | 0 | 0 | 0
STWD | 0 | 0 | 0 | 0 | 0 | 0
WT | 0 | 0 | 0 | 0 | 0 | 0
IGCC | 0 | 0 | 0 | 0 | 0 | 0
DemandResponse | 0 | 0 | 0 | 0 | 0 | 0
IGCC-CCS | 0 | 0 | 0 | 0 | 0 | 0
WT_off | 0 | 0 | 0 | 0 | 0 | 0
PseudoUnit | 0 | 0 | 0 | 0 | 0 | 0
FixedInterchange | 0 | 0 | 0 | 0 | 0 | 0
Total Fuel Consumption by Reporting Type: NWPP_NucRenew
ReportingType | 2015 | 2020 | 2025 | 2030 | 2035 | 2040
BM | 0 | 0.86 | 3.16 | 3.16 | 3.16 | 329.87
CC | 0 | 0 | 0 | 0 | 0 | 0
CSP | 0 | 0 | 0 | 0 | 0 | 0
CT | 0 | 0 | 0 | 0 | 0 | 0
Coal | 0 | 0 | 0 | 0 | 0 | 0
Geo | 0 | 0 | 0.01 | 0.01 | 0.01 | 0.01
H | 0 | 0 | 0 | 0 | 0 | 0
LFG | 2.74 | 2.74 | 29.05 | 29.05 | 29.05 | 29.05
Nuc | 88.66 | 88.66 | 88.66 | 88.66 | 401.14 | 401.14
PS | 0 | 0 | 0 | 0 | 0 | 0
PV | 0 | 0 | 0 | 0 | 0 | 0
PeakG | 0 | 0 | 0 | 0 | 0 | 0
PeakO | 0 | 0 | 0 | 0 | 0 | 0
ST | 0 | 0 | 0 | 0 | 0 | 0
STOG | 0 | 0 | 0 | 0 | 0 | 0
STWD | 0 | 0 | 46.18 | 46.18 | 46.18 | 46.18
WT | 0.02 | 0.02 | 0.02 | 0.07 | 0.07 | 0.07
IGCC | 0 | 0 | 0 | 0 | 0 | 0
DemandResponse | 0 | 0 | 0 | 0 | 0 | 0
IGCC-CCS | 0 | 0 | 0 | 0 | 0 | 0
WT_off | 0 | 0 | 0 | 0 | 0 | 0
PseudoUnit | 0 | 0 | 0 | 0 | 0 | 0
FixedInterchange | 0 | 0 | 0 | 0 | 0 | 0
Total Fuel Consumption by Reporting Type: RMPA
ReportingType | 2015 | 2020 | 2025 | 2030 | 2035 | 2040
BM | 0 | 0 | 0 | 0 | 192.75 | 227.07
CC | 80.5 | 97.24 | 143.75 | 107.66 | 40.41 | 27.77
CSP | 0 | 0 | 0 | 0 | 0 | 0
CT | 0 | 0 | 0 | 0 | 0 | 0
Coal | 516.91 | 366.01 | 74.51 | 45.54 | 45.48 | 42.65
Geo | 0 | 0 | 0.02 | 0.02 | 0.02 | 0.02
H | 0 | 0 | 0 | 0 | 0 | 0
LFG | 0.15 | 0.15 | 3.26 | 3.26 | 3.26 | 3.26
Nuc | 0 | 0 | 0 | 95.62 | 95.65 | 95.63
PS | 0 | 0 | 0 | 0 | 0 | 0
PV | 0 | 0 | 0 | 0 | 0 | 0
PeakG | 0 | 0 | 0.07 | 0.08 | 0.05 | 0.02
PeakO | 0 | 0 | 0 | 0 | 0 | 0
ST | 0 | 0 | 0 | 0 | 0 | 0
STOG | 0 | 0 | 0 | 0 | 0 | 0
STWD | 0 | 0 | 0 | 0 | 0 | 0
WT | 0.01 | 0.02 | 0.02 | 0.02 | 0.02 | 0.02
IGCC | 0 | 0 | 0 | 0 | 0 | 0
DemandResponse | 0 | 0 | 0 | 0 | 0 | 0
IGCC-CCS | 0 | 0 | 0 | 0 | 0 | 0
WT_off | 0 | 0 | 0 | 0 | 0 | 0
PseudoUnit | 0 | 0 | 0 | 0 | 0 | 0
FixedInterchange | 0 | 0 | 0 | 0 | 0 | 0
Total Fuel Consumption by Reporting Type: SP15
ReportingType | 2015 | 2020 | 2025 | 2030 | 2035 | 2040
BM | 0.58 | 0.58 | 0.58 | 0.58 | 0.58 | 65.48
CC | 583.28 | 526.84 | 527.66 | 463.12 | 205.96 | 106.28
CSP | 0 | 0 | 0 | 0 | 0 | 0
CT | 0 | 0 | 0 | 0 | 0 | 0
Coal | 15.7 | 8.42 | 0 | 0 | 0 | 0
Geo | 0.01 | 0.02 | 0.02 | 0.02 | 0.02 | 0.02
H | 0 | 0 | 0 | 0 | 0 | 0
LFG | 0.99 | 60.8 | 60.8 | 60.8 | 60.8 | 60.8
Nuc | 173.28 | 173.28 | 173.28 | 173.28 | 173.28 | 173.28
PS | 0 | 0 | 0 | 0 | 0 | 0
PV | 0 | 0 | 0 | 0 | 0 | 0
PeakG | 0 | 0 | 0 | 0 | 0 | 0
PeakO | 0 | 0 | 0 | 0 | 0 | 0
ST | 0 | 0 | 0 | 0.01 | 0.01 | 0.01
STOG | 4.96 | 2.45 | 3.78 | 3.72 | 1.65 | 3.17
STWD | 9.59 | 9.59 | 9.59 | 9.59 | 9.59 | 9.59
WT | 0.01 | 0.01 | 0.04 | 0.04 | 0.04 | 0.04
IGCC | 0 | 0 | 0 | 0 | 0 | 0
DemandResponse | 0 | 0 | 0 | 0 | 0 | 0
IGCC-CCS | 0 | 0 | 0 | 0 | 0 | 0
WT_off | 0 | 0 | 0 | 0 | 0 | 0
PseudoUnit | 0 | 0 | 0 | 0 | 0 | 0
FixedInterchange | 0 | 0 | 0 | 0 | 0 | 0
Total Fuel Consumption by Reporting Type: ALB
ReportingType | 2015 | 2020 | 2025 | 2030 | 2035 | 2040
BM | 0 | 0 | 0 | 0 | 0 | 0
CC | 122.6 | 130.61 | 133.81 | 13.07 | 0.01 | 0.06
CSP | 0 | 0 | 0 | 0 | 0 | 0
CT | 0 | 0 | 0 | 0 | 0 | 0
Coal | 470.15 | 470.15 | 458.89 | 0 | 0 | 0
Geo | 0 | 0 | 0 | 0 | 0 | 0
H | 0 | 0 | 0 | 0 | 0 | 0
LFG | 0 | 0 | 0 | 0 | 0 | 0
Nuc | 0 | 0 | 0.01 | 676.74 | 729.1 | 730.17
PS | 0 | 0 | 0 | 0 | 0 | 0
PV | 0 | 0 | 0 | 0 | 0 | 0
PeakG | 0 | 0 | 0 | 0 | 0 | 0
PeakO | 0 | 0 | 0 | 0 | 0 | 0
ST | 0 | 0 | 0 | 0 | 0 | 0
STOG | 0 | 0 | 0 | 0 | 0 | 0
STWD | 0 | 7.56 | 13.02 | 13.02 | 13.02 | 13.02
WT | 0 | 0 | 0 | 0 | 0 | 0
IGCC | 0 | 0 | 0 | 0 | 0 | 0
DemandResponse | 0 | 0 | 0 | 0 | 0 | 0
IGCC-CCS | 0 | 0 | 0 | 0 | 0 | 0
WT_off | 0 | 0 | 0 | 0 | 0 | 0
PseudoUnit | 0 | 0 | 0 | 0 | 0 | 0
FixedInterchange | 0 | 0 | 0 | 0 | 0 | 0
Total Fuel Consumption by Reporting Type: BC
ReportingType | 2015 | 2020 | 2025 | 2030 | 2035 | 2040
BM | 0 | 0 | 0 | 0 | 0 | 0
CC | 33.56 | 33.56 | 33.56 | 23.44 | 0 | 0
CSP | 0 | 0 | 0 | 0 | 0 | 0
CT | 0 | 0 | 0 | 0 | 0 | 0
Coal | 0 | 0 | 0 | 0 | 0 | 0
Geo | 0 | 0 | 0 | 0 | 0 | 0
H | 0 | 0 | 0 | 0 | 0 | 0
LFG | 0 | 0 | 0 | 0 | 0 | 0
Nuc | 0 | 0 | 0.02 | 15.78 | 26.01 | 97.53
PS | 0 | 0 | 0 | 0 | 0 | 0
PV | 0 | 0 | 0 | 0 | 0 | 0
PeakG | 0 | 0 | 0 | 0 | 0 | 0
PeakO | 0 | 0 | 0 | 0 | 0 | 0
ST | 0 | 0 | 0 | 0 | 0 | 0
STOG | 0 | 0 | 0 | 0 | 0 | 0
STWD | 0 | 11.53 | 41.58 | 41.58 | 41.58 | 41.58
WT | 0 | 0 | 0 | 0 | 0 | 0
IGCC | 0 | 0 | 0 | 0 | 0 | 0
DemandResponse | 0 | 0 | 0 | 0 | 0 | 0
IGCC-CCS | 0 | 0 | 0 | 0 | 0 | 0
WT_off | 0 | 0 | 0 | 0 | 0 | 0
PseudoUnit | 0 | 0 | 0 | 0 | 0 | 0
FixedInterchange | 0 | 0 | 0 | 0 | 0 | 0
Total Fuel Consumption by Reporting Type: HQ_IESO
ReportingType | 2015 | 2020 | 2025 | 2030 | 2035 | 2040
BM | 0 | 0 | 0 | 0 | 0 | 0
CC | 0 | 0 | 0 | 0 | 0 | 0
CSP | 0 | 0 | 0 | 0 | 0 | 0
CT | 0 | 0 | 0 | 0 | 0 | 0
Coal | 0 | 0 | 0 | 0 | 0 | 0
Geo | 0 | 0 | 0 | 0 | 0 | 0
H | 0 | 0 | 0 | 0 | 0 | 0
LFG | 0 | 0 | 0 | 0 | 0 | 0
Nuc | 0 | 0 | 0 | 0 | 0 | 0
PS | 0 | 0 | 0 | 0 | 0 | 0
PV | 0 | 0 | 0 | 0 | 0 | 0
PeakG | 0 | 0 | 0 | 0 | 0 | 0
PeakO | 0 | 0 | 0 | 0 | 0 | 0
ST | 0 | 0 | 0 | 0 | 0 | 0
STOG | 0 | 0 | 0 | 0 | 0 | 0
STWD | 0 | 0 | 0 | 0 | 0 | 0
WT | 0 | 0 | 0 | 0 | 0 | 0
IGCC | 0 | 0 | 0 | 0 | 0 | 0
DemandResponse | 0 | 0 | 0 | 0 | 0 | 0
IGCC-CCS | 0 | 0 | 0 | 0 | 0 | 0
WT_off | 0 | 0 | 0 | 0 | 0 | 0
PseudoUnit | 0 | 0 | 0 | 0 | 0 | 0
FixedInterchange | 0 | 0 | 0 | 0 | 0 | 0
Total Fuel Consumption by Reporting Type: HQ_NEISO
ReportingType | 2015 | 2020 | 2025 | 2030 | 2035 | 2040
BM | 0 | 0 | 0 | 0 | 0 | 0
CC | 0 | 0 | 0 | 0 | 0 | 0
CSP | 0 | 0 | 0 | 0 | 0 | 0
CT | 0 | 0 | 0 | 0 | 0 | 0
Coal | 0 | 0 | 0 | 0 | 0 | 0
Geo | 0 | 0 | 0 | 0 | 0 | 0
H | 0 | 0 | 0 | 0 | 0 | 0
LFG | 0 | 0 | 0 | 0 | 0 | 0
Nuc | 0 | 0 | 0 | 0 | 0.04 | 0.04
PS | 0 | 0 | 0 | 0 | 0 | 0
PV | 0 | 0 | 0 | 0 | 0 | 0
PeakG | 0 | 0 | 0 | 0 | 0 | 0
PeakO | 0 | 0 | 0 | 0 | 0 | 0
ST | 0 | 0 | 0 | 0 | 0 | 0
STOG | 0 | 0 | 0 | 0 | 0 | 0
STWD | 0 | 0 | 0 | 0 | 0 | 0
WT | 0 | 0 | 0 | 0 | 0 | 0
IGCC | 0 | 0 | 0 | 0 | 0 | 0
DemandResponse | 0 | 0 | 0 | 0 | 0 | 0
IGCC-CCS | 0 | 0 | 0 | 0 | 0 | 0
WT_off | 0 | 0 | 0 | 0 | 0 | 0
PseudoUnit | 0 | 0 | 0 | 0.01 | 0.01 | 0.01
FixedInterchange | 0.02 | 0.02 | 0.02 | 0.02 | 0.02 | 0.02
Total Fuel Consumption by Reporting Type: HQ_NY
ReportingType | 2015 | 2020 | 2025 | 2030 | 2035 | 2040
BM | 0 | 0 | 0 | 0 | 0 | 0
CC | 0 | 0 | 0 | 0 | 0 | 0
CSP | 0 | 0 | 0 | 0 | 0 | 0
CT | 0 | 0 | 0 | 0 | 0 | 0
Coal | 0 | 0 | 0 | 0 | 0 | 0
Geo | 0 | 0 | 0 | 0 | 0 | 0
H | 0 | 0 | 0 | 0 | 0 | 0
LFG | 0 | 0 | 0 | 0 | 0 | 0
Nuc | 0 | 0 | 0 | 0 | 0.04 | 0.05
PS | 0 | 0 | 0 | 0 | 0 | 0
PV | 0 | 0 | 0 | 0 | 0 | 0
PeakG | 0 | 0 | 0 | 0 | 0 | 0
PeakO | 0 | 0 | 0 | 0 | 0 | 0
ST | 0 | 0 | 0 | 0 | 0 | 0
STOG | 0 | 0 | 0 | 0 | 0 | 0
STWD | 0 | 0 | 0 | 0 | 0 | 0
WT | 0 | 0 | 0 | 0 | 0 | 0
IGCC | 0 | 0 | 0 | 0 | 0 | 0
DemandResponse | 0 | 0 | 0 | 0 | 0 | 0
IGCC-CCS | 0 | 0 | 0 | 0 | 0 | 0
WT_off | 0 | 0 | 0 | 0 | 0 | 0
PseudoUnit | 0 | 0 | 0.01 | 0.01 | 0.01 | 0.01
FixedInterchange | 0.01 | 0.01 | 0.01 | 0.01 | 0.01 | 0.01
Total Fuel Consumption by Reporting Type: MARITIMES
ReportingType | 2015 | 2020 | 2025 | 2030 | 2035 | 2040
BM | 0 | 0 | 0 | 0 | 0 | 0
CC | 0 | 0 | 0 | 0 | 0 | 0
CSP | 0 | 0 | 0 | 0 | 0 | 0
CT | 0 | 0 | 0 | 0 | 0 | 0
Coal | 0 | 0 | 0 | 0 | 0 | 0
Geo | 0 | 0 | 0 | 0 | 0 | 0
H | 0 | 0 | 0 | 0 | 0 | 0
LFG | 0 | 0 | 0 | 0 | 0 | 0
Nuc | 0 | 0 | 0 | 0 | 0.04 | 0.04
PS | 0 | 0 | 0 | 0 | 0 | 0
PV | 0 | 0 | 0 | 0 | 0 | 0
PeakG | 0 | 0 | 0 | 0 | 0 | 0
PeakO | 0 | 0 | 0 | 0 | 0 | 0
ST | 0 | 0 | 0 | 0 | 0 | 0
STOG | 0 | 0 | 0 | 0 | 0 | 0
STWD | 0 | 0 | 0 | 0 | 0 | 0
WT | 0 | 0 | 0 | 0 | 0 | 0
IGCC | 0 | 0 | 0 | 0 | 0 | 0
DemandResponse | 0 | 0 | 0 | 0 | 0 | 0
IGCC-CCS | 0 | 0 | 0 | 0 | 0 | 0
WT_off | 0 | 0 | 0 | 0 | 0 | 0
PseudoUnit | 0 | 0 | 0 | 0 | 0 | 0
FixedInterchange | 0.01 | 0.01 | 0.01 | 0.01 | 0.01 | 0.01
Total Fuel Consumption by Reporting Type: All
ReportingType | 2015 | 2020 | 2025 | 2030 | 2035 | 2040
BM | 28.76 | 76.5 | 114.41 | 153.04 | 2676.1 | 8304.16
CC | 11051.26 | 13311.17 | 13473.19 | 12025.72 | 5815.88 | 1755.51
CSP | 0 | 0 | 0 | 0 | 0 | 0
CT | 6.14 | 7.44 | 12.07 | 17.15 | 1.26 | 0.66
Coal | 10653.15 | 4579.19 | 1206.56 | 780.34 | 1308.01 | 1350.39
Geo | 0.02 | 0.04 | 0.07 | 0.07 | 0.07 | 0.07
H | 0 | 0.01 | 0.02 | 0.04 | 0.04 | 0.04
LFG | 20.69 | 230.83 | 468.63 | 546.54 | 546.54 | 546.54
Nuc | 9611.92 | 9919.98 | 9907.88 | 10615.26 | 15756.04 | 18198.43
PS | 0 | 0 | 0 | 0 | 0 | 0
PV | 0 | 0.01 | 0.01 | 0.01 | 0.01 | 0.01
PeakG | 30.23 | 47.95 | 59.75 | 88.13 | 33.41 | 20.96
PeakO | 0 | 0 | 0 | 0 | 0 | 0
ST | 0 | 0.01 | 0.01 | 0.01 | 0.02 | 0.02
STOG | 78.17 | 85.14 | 45.76 | 49.46 | 8.13 | 5.84
STWD | 145.32 | 153.43 | 211.31 | 315.96 | 374.22 | 340.8
WT | 0.18 | 0.42 | 0.68 | 0.87 | 0.91 | 0.94
IGCC | 40.45 | 40.45 | 6.08 | 0.05 | 0 | 0
DemandResponse | 0 | 0 | 0 | 0 | 0 | 0
IGCC-CCS | 0 | 0 | 0 | 0 | 0 | 0
WT_off | 0 | 0 | 0.01 | 0.01 | 0.14 | 0.21
PseudoUnit | 0 | 0 | 0.01 | 0.02 | 0.02 | 0.02
FixedInterchange | 0.04 | 0.04 | 0.04 | 0.04 | 0.04 | 0.04
Total Fuel Consumption by Reporting Type: EI_US
ReportingType | 2015 | 2020 | 2025 | 2030 | 2035 | 2040
BM | 27.42 | 73.74 | 108.7 | 135.13 | 2465.1 | 7376.57
CC | 7441.38 | 9615.43 | 9820.85 | 8959.01 | 4752.36 | 1125.96
CSP | 0 | 0 | 0 | 0 | 0 | 0
CT | 6.14 | 7.37 | 12.06 | 16.99 | 1.26 | 0.66
Coal | 8181.13 | 2660.32 | 541.27 | 645.7 | 1126.76 | 1183.24
Geo | 0 | 0 | 0 | 0 | 0 | 0
H | 0 | 0 | 0.01 | 0.01 | 0.01 | 0.01
LFG | 15.24 | 124.86 | 268.54 | 346.39 | 346.39 | 346.39
Nuc | 7357.1 | 7674.54 | 7674.55 | 7554.53 | 9767.43 | 11779.99
PS | 0 | 0 | 0 | 0 | 0 | 0
PV | 0 | 0 | 0.01 | 0.01 | 0.01 | 0.01
PeakG | 29.48 | 46.65 | 59.68 | 87.55 | 32.96 | 20.48
PeakO | 0 | 0 | 0 | 0 | 0 | 0
ST | 0 | 0 | 0 | 0 | 0 | 0
STOG | 50.75 | 47.24 | 30.98 | 29.69 | 6.39 | 2.67
STWD | 96.47 | 85.48 | 80.87 | 165.84 | 224.36 | 180.9
WT | 0.11 | 0.3 | 0.47 | 0.58 | 0.62 | 0.64
IGCC | 40.45 | 40.45 | 6.08 | 0.05 | 0 | 0
DemandResponse | 0 | 0 | 0 | 0 | 0 | 0
IGCC-CCS | 0 | 0 | 0 | 0 | 0 | 0
WT_off | 0 | 0 | 0.01 | 0.01 | 0.14 | 0.21
PseudoUnit | 0 | 0 | 0.01 | 0.02 | 0.02 | 0.02
FixedInterchange | 0.03 | 0.03 | 0.03 | 0.03 | 0.03 | 0.03
Total Fuel Consumption by Reporting Type: EI_Canada
ReportingType | 2015 | 2020 | 2025 | 2030 | 2035 | 2040
BM | 0 | 0.02 | 0 | 0.1 | 0.43 | 0.82
CC | 93.39 | 58.89 | 5.37 | 0.68 | 0.26 | 0.61
CSP | 0 | 0 | 0 | 0 | 0 | 0
CT | 0 | 0.04 | 0 | 0 | 0 | 0
Coal | 2.79 | 0.44 | 0 | 0 | 0 | 0
Geo | 0 | 0 | 0 | 0 | 0 | 0
H | 0 | 0 | 0.01 | 0.03 | 0.03 | 0.03
LFG | 1.56 | 1.56 | 1.56 | 1.61 | 1.61 | 1.61
Nuc | 1064.72 | 1055.34 | 1043.2 | 1064.72 | 980.53 | 854.53
PS | 0 | 0 | 0 | 0 | 0 | 0
PV | 0 | 0 | 0 | 0 | 0 | 0
PeakG | 0.74 | 1.22 | 0 | 0 | 0 | 0
PeakO | 0 | 0 | 0 | 0 | 0 | 0
ST | 0 | 0 | 0 | 0 | 0 | 0
STOG | 0.16 | 0.02 | 0 | 0 | 0 | 0
STWD | 0.05 | 0.05 | 0.05 | 0.54 | 0.28 | 10.32
WT | 0.01 | 0.01 | 0.01 | 0.01 | 0.01 | 0.01
IGCC | 0 | 0 | 0 | 0 | 0 | 0
DemandResponse | 0 | 0 | 0 | 0 | 0 | 0
IGCC-CCS | 0 | 0 | 0 | 0 | 0 | 0
WT_off | 0 | 0 | 0 | 0 | 0 | 0
PseudoUnit | 0 | 0 | 0 | 0 | 0 | 0
FixedInterchange | 0 | 0 | 0 | 0 | 0 | 0
Total Fuel Consumption by Reporting Type: EI
ReportingType | 2015 | 2020 | 2025 | 2030 | 2035 | 2040
BM | 27.42 | 73.76 | 108.7 | 135.23 | 2465.53 | 7377.39
CC | 7534.78 | 9674.32 | 9826.22 | 8959.69 | 4752.62 | 1126.57
CSP | 0 | 0 | 0 | 0 | 0 | 0
CT | 6.14 | 7.41 | 12.06 | 16.99 | 1.26 | 0.66
Coal | 8183.92 | 2660.76 | 541.27 | 645.7 | 1126.76 | 1183.24
Geo | 0 | 0 | 0 | 0 | 0 | 0
H | 0 | 0.01 | 0.02 | 0.04 | 0.04 | 0.04
LFG | 16.8 | 126.42 | 270.11 | 348.01 | 348.01 | 348.01
Nuc | 8421.83 | 8729.89 | 8717.75 | 8619.25 | 10747.96 | 12634.52
PS | 0 | 0 | 0 | 0 | 0 | 0
PV | 0 | 0 | 0.01 | 0.01 | 0.01 | 0.01
PeakG | 30.23 | 47.87 | 59.68 | 87.55 | 32.96 | 20.48
PeakO | 0 | 0 | 0 | 0 | 0 | 0
ST | 0 | 0 | 0 | 0 | 0 | 0
STOG | 50.91 | 47.25 | 30.98 | 29.69 | 6.39 | 2.67
STWD | 96.52 | 85.53 | 80.91 | 166.38 | 224.64 | 191.22
WT | 0.12 | 0.31 | 0.48 | 0.59 | 0.63 | 0.65
IGCC | 40.45 | 40.45 | 6.08 | 0.05 | 0 | 0
DemandResponse | 0 | 0 | 0 | 0 | 0 | 0
IGCC-CCS | 0 | 0 | 0 | 0 | 0 | 0
WT_off | 0 | 0 | 0.01 | 0.01 | 0.14 | 0.21
PseudoUnit | 0 | 0 | 0.01 | 0.02 | 0.02 | 0.02
FixedInterchange | 0.04 | 0.04 | 0.04 | 0.04 | 0.04 | 0.04
Total Fuel Consumption by Reporting Type: Outside_EI
ReportingType | 2015 | 2020 | 2025 | 2030 | 2035 | 2040
BM | 1.34 | 2.75 | 5.71 | 17.82 | 210.57 | 926.77
CC | 3516.49 | 3636.85 | 3646.97 | 3066.03 | 1063.26 | 628.94
CSP | 0 | 0 | 0 | 0 | 0 | 0
CT | 0 | 0.03 | 0.02 | 0.16 | 0 | 0
Coal | 2469.23 | 1918.42 | 665.29 | 134.64 | 181.25 | 167.15
Geo | 0.02 | 0.04 | 0.07 | 0.07 | 0.07 | 0.07
H | 0 | 0 | 0 | 0 | 0 | 0
LFG | 3.89 | 104.41 | 198.53 | 198.53 | 198.53 | 198.53
Nuc | 1190.09 | 1190.09 | 1190.12 | 1996.01 | 5008.08 | 5563.91
PS | 0 | 0 | 0 | 0 | 0 | 0
PV | 0 | 0 | 0 | 0 | 0 | 0
PeakG | 0 | 0.07 | 0.07 | 0.59 | 0.45 | 0.48
PeakO | 0 | 0 | 0 | 0 | 0 | 0
ST | 0 | 0.01 | 0.01 | 0.01 | 0.02 | 0.02
STOG | 27.26 | 37.89 | 14.77 | 19.77 | 1.74 | 3.17
STWD | 48.8 | 67.9 | 130.39 | 149.58 | 149.58 | 149.58
WT | 0.06 | 0.11 | 0.2 | 0.28 | 0.28 | 0.29
IGCC | 0 | 0 | 0 | 0 | 0 | 0
DemandResponse | 0 | 0 | 0 | 0 | 0 | 0
IGCC-CCS | 0 | 0 | 0 | 0 | 0 | 0
WT_off | 0 | 0 | 0 | 0 | 0 | 0
PseudoUnit | 0 | 0 | 0 | 0 | 0 | 0
FixedInterchange | 0 | 0 | 0 | 0 | 0 | 0
#5 | Annual Emmission Levels
SO2 Emissions (MMshortTons): Entergy
ReportingType | 2015 | 2020 | 2025 | 2030 | 2035 | 2040
BM | 0 | 0 | 0 | 0 | 0 | 0
CC | 0 | 0 | 0 | 0 | 0 | 0
CSP | 0 | 0 | 0 | 0 | 0 | 0
CT | 0 | 0 | 0 | 0 | 0 | 0
Coal | 0.38 | 0 | 0 | 0 | 0 | 0
Geo | 0 | 0 | 0 | 0 | 0 | 0
H | 0 | 0 | 0 | 0 | 0 | 0
LFG | 0 | 0 | 0 | 0 | 0 | 0
Nuc | 0 | 0 | 0 | 0 | 0 | 0
PS | 0 | 0 | 0 | 0 | 0 | 0
PV | 0 | 0 | 0 | 0 | 0 | 0
PeakG | 0 | 0 | 0 | 0 | 0 | 0
PeakO | 0 | 0 | 0 | 0 | 0 | 0
ST | 0 | 0 | 0 | 0 | 0 | 0
STOG | 0 | 0 | 0 | 0 | 0 | 0
STWD | 0 | 0 | 0 | 0 | 0 | 0
WT | 0 | 0 | 0 | 0 | 0 | 0
IGCC | 0 | 0 | 0 | 0 | 0 | 0
DemandResponse | 0 | 0 | 0 | 0 | 0 | 0
IGCC-CCS | 0 | 0 | 0 | 0 | 0 | 0
WT_off | 0 | 0 | 0 | 0 | 0 | 0
PseudoUnit | 0 | 0 | 0 | 0 | 0 | 0
FixedInterchange | 0 | 0 | 0 | 0 | 0 | 0
SO2 Emissions (MMshortTons): FRCC
ReportingType | 2015 | 2020 | 2025 | 2030 | 2035 | 2040
BM | 0 | 0 | 0 | 0 | 0 | 0
CC | 0 | 0 | 0 | 0 | 0 | 0
CSP | 0 | 0 | 0 | 0 | 0 | 0
CT | 0 | 0 | 0 | 0 | 0 | 0
Coal | 0.04 | 0 | 0 | 0 | 0 | 0
Geo | 0 | 0 | 0 | 0 | 0 | 0
H | 0 | 0 | 0 | 0 | 0 | 0
LFG | 0 | 0 | 0 | 0 | 0 | 0
Nuc | 0 | 0 | 0 | 0 | 0 | 0
PS | 0 | 0 | 0 | 0 | 0 | 0
PV | 0 | 0 | 0 | 0 | 0 | 0
PeakG | 0 | 0 | 0 | 0 | 0 | 0
PeakO | 0 | 0 | 0 | 0 | 0 | 0
ST | 0 | 0 | 0 | 0 | 0 | 0
STOG | 0 | 0 | 0 | 0 | 0 | 0
STWD | 0 | 0 | 0 | 0 | 0 | 0
WT | 0 | 0 | 0 | 0 | 0 | 0
IGCC | 0 | 0 | 0 | 0 | 0 | 0
DemandResponse | 0 | 0 | 0 | 0 | 0 | 0
IGCC-CCS | 0 | 0 | 0 | 0 | 0 | 0
WT_off | 0 | 0 | 0 | 0 | 0 | 0
PseudoUnit | 0 | 0 | 0 | 0 | 0 | 0
FixedInterchange | 0 | 0 | 0 | 0 | 0 | 0
SO2 Emissions (MMshortTons): MAPP_US
ReportingType | 2015 | 2020 | 2025 | 2030 | 2035 | 2040
BM | 0 | 0 | 0 | 0 | 0 | 0
CC | 0 | 0 | 0 | 0 | 0 | 0
CSP | 0 | 0 | 0 | 0 | 0 | 0
CT | 0 | 0 | 0 | 0 | 0 | 0
Coal | 0.03 | 0 | 0 | 0 | 0 | 0
Geo | 0 | 0 | 0 | 0 | 0 | 0
H | 0 | 0 | 0 | 0 | 0 | 0
LFG | 0 | 0 | 0 | 0 | 0 | 0
Nuc | 0 | 0 | 0 | 0 | 0 | 0
PS | 0 | 0 | 0 | 0 | 0 | 0
PV | 0 | 0 | 0 | 0 | 0 | 0
PeakG | 0 | 0 | 0 | 0 | 0 | 0
PeakO | 0 | 0 | 0 | 0 | 0 | 0
ST | 0 | 0 | 0 | 0 | 0 | 0
STOG | 0 | 0 | 0 | 0 | 0 | 0
STWD | 0 | 0 | 0 | 0 | 0 | 0
WT | 0 | 0 | 0 | 0 | 0 | 0
IGCC | 0 | 0 | 0 | 0 | 0 | 0
DemandResponse | 0 | 0 | 0 | 0 | 0 | 0
IGCC-CCS | 0 | 0 | 0 | 0 | 0 | 0
WT_off | 0 | 0 | 0 | 0 | 0 | 0
PseudoUnit | 0 | 0 | 0 | 0 | 0 | 0
FixedInterchange | 0 | 0 | 0 | 0 | 0 | 0
SO2 Emissions (MMshortTons): MISO_IN
ReportingType | 2015 | 2020 | 2025 | 2030 | 2035 | 2040
BM | 0 | 0 | 0 | 0 | 0 | 0
CC | 0 | 0 | 0 | 0 | 0 | 0
CSP | 0 | 0 | 0 | 0 | 0 | 0
CT | 0 | 0 | 0 | 0 | 0 | 0
Coal | 0.23 | 0.02 | 0.01 | 0.01 | 0.02 | 0.03
Geo | 0 | 0 | 0 | 0 | 0 | 0
H | 0 | 0 | 0 | 0 | 0 | 0
LFG | 0 | 0 | 0 | 0 | 0 | 0
Nuc | 0 | 0 | 0 | 0 | 0 | 0
PS | 0 | 0 | 0 | 0 | 0 | 0
PV | 0 | 0 | 0 | 0 | 0 | 0
PeakG | 0 | 0 | 0 | 0 | 0 | 0
PeakO | 0 | 0 | 0 | 0 | 0 | 0
ST | 0 | 0 | 0 | 0 | 0 | 0
STOG | 0 | 0 | 0 | 0 | 0 | 0
STWD | 0 | 0 | 0 | 0 | 0 | 0
WT | 0 | 0 | 0 | 0 | 0 | 0
IGCC | 0 | 0 | 0 | 0 | 0 | 0
DemandResponse | 0 | 0 | 0 | 0 | 0 | 0
IGCC-CCS | 0 | 0 | 0 | 0 | 0 | 0
WT_off | 0 | 0 | 0 | 0 | 0 | 0
PseudoUnit | 0 | 0 | 0 | 0 | 0 | 0
FixedInterchange | 0 | 0 | 0 | 0 | 0 | 0
SO2 Emissions (MMshortTons): MISO_MI
ReportingType | 2015 | 2020 | 2025 | 2030 | 2035 | 2040
BM | 0 | 0 | 0 | 0 | 0 | 0
CC | 0 | 0 | 0 | 0 | 0 | 0
CSP | 0 | 0 | 0 | 0 | 0 | 0
CT | 0 | 0 | 0 | 0 | 0 | 0
Coal | 0.11 | 0 | 0 | 0 | 0 | 0
Geo | 0 | 0 | 0 | 0 | 0 | 0
H | 0 | 0 | 0 | 0 | 0 | 0
LFG | 0 | 0 | 0 | 0 | 0 | 0
Nuc | 0 | 0 | 0 | 0 | 0 | 0
PS | 0 | 0 | 0 | 0 | 0 | 0
PV | 0 | 0 | 0 | 0 | 0 | 0
PeakG | 0 | 0 | 0 | 0 | 0 | 0
PeakO | 0 | 0 | 0 | 0 | 0 | 0
ST | 0 | 0 | 0 | 0 | 0 | 0
STOG | 0 | 0 | 0 | 0 | 0 | 0
STWD | 0 | 0 | 0 | 0 | 0 | 0
WT | 0 | 0 | 0 | 0 | 0 | 0
IGCC | 0 | 0 | 0 | 0 | 0 | 0
DemandResponse | 0 | 0 | 0 | 0 | 0 | 0
IGCC-CCS | 0 | 0 | 0 | 0 | 0 | 0
WT_off | 0 | 0 | 0 | 0 | 0 | 0
PseudoUnit | 0 | 0 | 0 | 0 | 0 | 0
FixedInterchange | 0 | 0 | 0 | 0 | 0 | 0
SO2 Emissions (MMshortTons): MISO_MO-IL
ReportingType | 2015 | 2020 | 2025 | 2030 | 2035 | 2040
BM | 0 | 0 | 0 | 0 | 0 | 0
CC | 0 | 0 | 0 | 0 | 0 | 0
CSP | 0 | 0 | 0 | 0 | 0 | 0
CT | 0 | 0 | 0 | 0 | 0 | 0
Coal | 0.35 | 0 | 0 | 0 | 0 | 0
Geo | 0 | 0 | 0 | 0 | 0 | 0
H | 0 | 0 | 0 | 0 | 0 | 0
LFG | 0 | 0 | 0 | 0 | 0 | 0
Nuc | 0 | 0 | 0 | 0 | 0 | 0
PS | 0 | 0 | 0 | 0 | 0 | 0
PV | 0 | 0 | 0 | 0 | 0 | 0
PeakG | 0 | 0 | 0 | 0 | 0 | 0
PeakO | 0 | 0 | 0 | 0 | 0 | 0
ST | 0 | 0 | 0 | 0 | 0 | 0
STOG | 0 | 0 | 0 | 0 | 0 | 0
STWD | 0 | 0 | 0 | 0 | 0 | 0
WT | 0 | 0 | 0 | 0 | 0 | 0
IGCC | 0 | 0 | 0 | 0 | 0 | 0
DemandResponse | 0 | 0 | 0 | 0 | 0 | 0
IGCC-CCS | 0 | 0 | 0 | 0 | 0 | 0
WT_off | 0 | 0 | 0 | 0 | 0 | 0
PseudoUnit | 0 | 0 | 0 | 0 | 0 | 0
FixedInterchange | 0 | 0 | 0 | 0 | 0 | 0
SO2 Emissions (MMshortTons): MISO_W
ReportingType | 2015 | 2020 | 2025 | 2030 | 2035 | 2040
BM | 0 | 0 | 0 | 0 | 0 | 0
CC | 0 | 0 | 0 | 0 | 0 | 0
CSP | 0 | 0 | 0 | 0 | 0 | 0
CT | 0 | 0 | 0 | 0 | 0 | 0
Coal | 0.2 | 0.01 | 0 | 0 | 0 | 0
Geo | 0 | 0 | 0 | 0 | 0 | 0
H | 0 | 0 | 0 | 0 | 0 | 0
LFG | 0 | 0 | 0 | 0 | 0 | 0
Nuc | 0 | 0 | 0 | 0 | 0 | 0
PS | 0 | 0 | 0 | 0 | 0 | 0
PV | 0 | 0 | 0 | 0 | 0 | 0
PeakG | 0 | 0 | 0 | 0 | 0 | 0
PeakO | 0 | 0 | 0 | 0 | 0 | 0
ST | 0 | 0 | 0 | 0 | 0 | 0
STOG | 0 | 0 | 0 | 0 | 0 | 0
STWD | 0 | 0 | 0 | 0 | 0 | 0
WT | 0 | 0 | 0 | 0 | 0 | 0
IGCC | 0 | 0 | 0 | 0 | 0 | 0
DemandResponse | 0 | 0 | 0 | 0 | 0 | 0
IGCC-CCS | 0 | 0 | 0 | 0 | 0 | 0
WT_off | 0 | 0 | 0 | 0 | 0 | 0
PseudoUnit | 0 | 0 | 0 | 0 | 0 | 0
FixedInterchange | 0 | 0 | 0 | 0 | 0 | 0
SO2 Emissions (MMshortTons): MISO_WUMS
ReportingType | 2015 | 2020 | 2025 | 2030 | 2035 | 2040
BM | 0 | 0 | 0 | 0 | 0 | 0
CC | 0 | 0 | 0 | 0 | 0 | 0
CSP | 0 | 0 | 0 | 0 | 0 | 0
CT | 0 | 0 | 0 | 0 | 0 | 0
Coal | 0.02 | 0 | 0 | 0 | 0 | 0
Geo | 0 | 0 | 0 | 0 | 0 | 0
H | 0 | 0 | 0 | 0 | 0 | 0
LFG | 0 | 0 | 0 | 0 | 0 | 0
Nuc | 0 | 0 | 0 | 0 | 0 | 0
PS | 0 | 0 | 0 | 0 | 0 | 0
PV | 0 | 0 | 0 | 0 | 0 | 0
PeakG | 0 | 0 | 0 | 0 | 0 | 0
PeakO | 0 | 0 | 0 | 0 | 0 | 0
ST | 0 | 0 | 0 | 0 | 0 | 0
STOG | 0 | 0 | 0 | 0 | 0 | 0
STWD | 0 | 0 | 0 | 0 | 0 | 0
WT | 0 | 0 | 0 | 0 | 0 | 0
IGCC | 0 | 0 | 0 | 0 | 0 | 0
DemandResponse | 0 | 0 | 0 | 0 | 0 | 0
IGCC-CCS | 0 | 0 | 0 | 0 | 0 | 0
WT_off | 0 | 0 | 0 | 0 | 0 | 0
PseudoUnit | 0 | 0 | 0 | 0 | 0 | 0
FixedInterchange | 0 | 0 | 0 | 0 | 0 | 0
SO2 Emissions (MMshortTons): Nebraska
ReportingType | 2015 | 2020 | 2025 | 2030 | 2035 | 2040
BM | 0 | 0 | 0 | 0 | 0 | 0
CC | 0 | 0 | 0 | 0 | 0 | 0
CSP | 0 | 0 | 0 | 0 | 0 | 0
CT | 0 | 0 | 0 | 0 | 0 | 0
Coal | 0.1 | 0 | 0 | 0 | 0 | 0
Geo | 0 | 0 | 0 | 0 | 0 | 0
H | 0 | 0 | 0 | 0 | 0 | 0
LFG | 0 | 0 | 0 | 0 | 0 | 0
Nuc | 0 | 0 | 0 | 0 | 0 | 0
PS | 0 | 0 | 0 | 0 | 0 | 0
PV | 0 | 0 | 0 | 0 | 0 | 0
PeakG | 0 | 0 | 0 | 0 | 0 | 0
PeakO | 0 | 0 | 0 | 0 | 0 | 0
ST | 0 | 0 | 0 | 0 | 0 | 0
STOG | 0 | 0 | 0 | 0 | 0 | 0
STWD | 0 | 0 | 0 | 0 | 0 | 0
WT | 0 | 0 | 0 | 0 | 0 | 0
IGCC | 0 | 0 | 0 | 0 | 0 | 0
DemandResponse | 0 | 0 | 0 | 0 | 0 | 0
IGCC-CCS | 0 | 0 | 0 | 0 | 0 | 0
WT_off | 0 | 0 | 0 | 0 | 0 | 0
PseudoUnit | 0 | 0 | 0 | 0 | 0 | 0
FixedInterchange | 0 | 0 | 0 | 0 | 0 | 0
SO2 Emissions (MMshortTons): NEISO
ReportingType | 2015 | 2020 | 2025 | 2030 | 2035 | 2040
BM | 0 | 0 | 0 | 0 | 0 | 0
CC | 0 | 0 | 0 | 0 | 0 | 0
CSP | 0 | 0 | 0 | 0 | 0 | 0
CT | 0 | 0 | 0 | 0 | 0 | 0
Coal | 0 | 0 | 0 | 0 | 0 | 0
Geo | 0 | 0 | 0 | 0 | 0 | 0
H | 0 | 0 | 0 | 0 | 0 | 0
LFG | 0 | 0 | 0 | 0 | 0 | 0
Nuc | 0 | 0 | 0 | 0 | 0 | 0
PS | 0 | 0 | 0 | 0 | 0 | 0
PV | 0 | 0 | 0 | 0 | 0 | 0
PeakG | 0 | 0 | 0 | 0 | 0 | 0
PeakO | 0 | 0 | 0 | 0 | 0 | 0
ST | 0 | 0 | 0 | 0 | 0 | 0
STOG | 0 | 0 | 0 | 0 | 0 | 0
STWD | 0 | 0 | 0 | 0 | 0 | 0
WT | 0 | 0 | 0 | 0 | 0 | 0
IGCC | 0 | 0 | 0 | 0 | 0 | 0
DemandResponse | 0 | 0 | 0 | 0 | 0 | 0
IGCC-CCS | 0 | 0 | 0 | 0 | 0 | 0
WT_off | 0 | 0 | 0 | 0 | 0 | 0
PseudoUnit | 0 | 0 | 0 | 0 | 0 | 0
FixedInterchange | 0 | 0 | 0 | 0 | 0 | 0
SO2 Emissions (MMshortTons): NonRTO_Midwest
ReportingType | 2015 | 2020 | 2025 | 2030 | 2035 | 2040
BM | 0 | 0 | 0 | 0 | 0 | 0
CC | 0 | 0 | 0 | 0 | 0 | 0
CSP | 0 | 0 | 0 | 0 | 0 | 0
CT | 0 | 0 | 0 | 0 | 0 | 0
Coal | 0.12 | 0.02 | 0.01 | 0.01 | 0.01 | 0.01
Geo | 0 | 0 | 0 | 0 | 0 | 0
H | 0 | 0 | 0 | 0 | 0 | 0
LFG | 0 | 0 | 0 | 0 | 0 | 0
Nuc | 0 | 0 | 0 | 0 | 0 | 0
PS | 0 | 0 | 0 | 0 | 0 | 0
PV | 0 | 0 | 0 | 0 | 0 | 0
PeakG | 0 | 0 | 0 | 0 | 0 | 0
PeakO | 0 | 0 | 0 | 0 | 0 | 0
ST | 0 | 0 | 0 | 0 | 0 | 0
STOG | 0 | 0 | 0 | 0 | 0 | 0
STWD | 0 | 0 | 0 | 0 | 0 | 0
WT | 0 | 0 | 0 | 0 | 0 | 0
IGCC | 0 | 0 | 0 | 0 | 0 | 0
DemandResponse | 0 | 0 | 0 | 0 | 0 | 0
IGCC-CCS | 0 | 0 | 0 | 0 | 0 | 0
WT_off | 0 | 0 | 0 | 0 | 0 | 0
PseudoUnit | 0 | 0 | 0 | 0 | 0 | 0
FixedInterchange | 0 | 0 | 0 | 0 | 0 | 0
SO2 Emissions (MMshortTons): NYISO_A-F
ReportingType | 2015 | 2020 | 2025 | 2030 | 2035 | 2040
BM | 0 | 0 | 0 | 0 | 0 | 0
CC | 0 | 0 | 0 | 0 | 0 | 0
CSP | 0 | 0 | 0 | 0 | 0 | 0
CT | 0 | 0 | 0 | 0 | 0 | 0
Coal | 0 | 0 | 0 | 0 | 0 | 0
Geo | 0 | 0 | 0 | 0 | 0 | 0
H | 0 | 0 | 0 | 0 | 0 | 0
LFG | 0 | 0 | 0 | 0 | 0 | 0
Nuc | 0 | 0 | 0 | 0 | 0 | 0
PS | 0 | 0 | 0 | 0 | 0 | 0
PV | 0 | 0 | 0 | 0 | 0 | 0
PeakG | 0 | 0 | 0 | 0 | 0 | 0
PeakO | 0 | 0 | 0 | 0 | 0 | 0
ST | 0 | 0 | 0 | 0 | 0 | 0
STOG | 0 | 0 | 0 | 0 | 0 | 0
STWD | 0 | 0 | 0 | 0 | 0 | 0
WT | 0 | 0 | 0 | 0 | 0 | 0
IGCC | 0 | 0 | 0 | 0 | 0 | 0
DemandResponse | 0 | 0 | 0 | 0 | 0 | 0
IGCC-CCS | 0 | 0 | 0 | 0 | 0 | 0
WT_off | 0 | 0 | 0 | 0 | 0 | 0
PseudoUnit | 0 | 0 | 0 | 0 | 0 | 0
FixedInterchange | 0 | 0 | 0 | 0 | 0 | 0
SO2 Emissions (MMshortTons): NYISO_G-I
ReportingType | 2015 | 2020 | 2025 | 2030 | 2035 | 2040
BM | 0 | 0 | 0 | 0 | 0 | 0
CC | 0 | 0 | 0 | 0 | 0 | 0
CSP | 0 | 0 | 0 | 0 | 0 | 0
CT | 0 | 0 | 0 | 0 | 0 | 0
Coal | 0 | 0 | 0 | 0 | 0 | 0
Geo | 0 | 0 | 0 | 0 | 0 | 0
H | 0 | 0 | 0 | 0 | 0 | 0
LFG | 0 | 0 | 0 | 0 | 0 | 0
Nuc | 0 | 0 | 0 | 0 | 0 | 0
PS | 0 | 0 | 0 | 0 | 0 | 0
PV | 0 | 0 | 0 | 0 | 0 | 0
PeakG | 0 | 0 | 0 | 0 | 0 | 0
PeakO | 0 | 0 | 0 | 0 | 0 | 0
ST | 0 | 0 | 0 | 0 | 0 | 0
STOG | 0 | 0 | 0 | 0 | 0 | 0
STWD | 0 | 0 | 0 | 0 | 0 | 0
WT | 0 | 0 | 0 | 0 | 0 | 0
IGCC | 0 | 0 | 0 | 0 | 0 | 0
DemandResponse | 0 | 0 | 0 | 0 | 0 | 0
IGCC-CCS | 0 | 0 | 0 | 0 | 0 | 0
WT_off | 0 | 0 | 0 | 0 | 0 | 0
PseudoUnit | 0 | 0 | 0 | 0 | 0 | 0
FixedInterchange | 0 | 0 | 0 | 0 | 0 | 0
SO2 Emissions (MMshortTons): NYISO_J-K
ReportingType | 2015 | 2020 | 2025 | 2030 | 2035 | 2040
BM | 0 | 0 | 0 | 0 | 0 | 0
CC | 0 | 0 | 0 | 0 | 0 | 0
CSP | 0 | 0 | 0 | 0 | 0 | 0
CT | 0 | 0 | 0 | 0 | 0 | 0
Coal | 0 | 0 | 0 | 0 | 0 | 0
Geo | 0 | 0 | 0 | 0 | 0 | 0
H | 0 | 0 | 0 | 0 | 0 | 0
LFG | 0 | 0 | 0 | 0 | 0 | 0
Nuc | 0 | 0 | 0 | 0 | 0 | 0
PS | 0 | 0 | 0 | 0 | 0 | 0
PV | 0 | 0 | 0 | 0 | 0 | 0
PeakG | 0 | 0 | 0 | 0 | 0 | 0
PeakO | 0 | 0 | 0 | 0 | 0 | 0
ST | 0 | 0 | 0 | 0 | 0 | 0
STOG | 0 | 0 | 0 | 0 | 0 | 0
STWD | 0 | 0 | 0 | 0 | 0 | 0
WT | 0 | 0 | 0 | 0 | 0 | 0
IGCC | 0 | 0 | 0 | 0 | 0 | 0
DemandResponse | 0 | 0 | 0 | 0 | 0 | 0
IGCC-CCS | 0 | 0 | 0 | 0 | 0 | 0
WT_off | 0 | 0 | 0 | 0 | 0 | 0
PseudoUnit | 0 | 0 | 0 | 0 | 0 | 0
FixedInterchange | 0 | 0 | 0 | 0 | 0 | 0
SO2 Emissions (MMshortTons): PJM_E
ReportingType | 2015 | 2020 | 2025 | 2030 | 2035 | 2040
BM | 0 | 0 | 0 | 0 | 0 | 0
CC | 0 | 0 | 0 | 0 | 0 | 0
CSP | 0 | 0 | 0 | 0 | 0 | 0
CT | 0 | 0 | 0 | 0 | 0 | 0
Coal | 0 | 0 | 0 | 0 | 0 | 0
Geo | 0 | 0 | 0 | 0 | 0 | 0
H | 0 | 0 | 0 | 0 | 0 | 0
LFG | 0 | 0 | 0 | 0 | 0 | 0
Nuc | 0 | 0 | 0 | 0 | 0 | 0
PS | 0 | 0 | 0 | 0 | 0 | 0
PV | 0 | 0 | 0 | 0 | 0 | 0
PeakG | 0 | 0 | 0 | 0 | 0 | 0
PeakO | 0 | 0 | 0 | 0 | 0 | 0
ST | 0 | 0 | 0 | 0 | 0 | 0
STOG | 0 | 0 | 0 | 0 | 0 | 0
STWD | 0 | 0 | 0 | 0 | 0 | 0
WT | 0 | 0 | 0 | 0 | 0 | 0
IGCC | 0 | 0 | 0 | 0 | 0 | 0
DemandResponse | 0 | 0 | 0 | 0 | 0 | 0
IGCC-CCS | 0 | 0 | 0 | 0 | 0 | 0
WT_off | 0 | 0 | 0 | 0 | 0 | 0
PseudoUnit | 0 | 0 | 0 | 0 | 0 | 0
FixedInterchange | 0 | 0 | 0 | 0 | 0 | 0
SO2 Emissions (MMshortTons): PJM_ROM
ReportingType | 2015 | 2020 | 2025 | 2030 | 2035 | 2040
BM | 0 | 0 | 0 | 0 | 0 | 0
CC | 0 | 0 | 0 | 0 | 0 | 0
CSP | 0 | 0 | 0 | 0 | 0 | 0
CT | 0 | 0 | 0 | 0 | 0 | 0
Coal | 0.15 | 0.01 | 0 | 0 | 0 | 0
Geo | 0 | 0 | 0 | 0 | 0 | 0
H | 0 | 0 | 0 | 0 | 0 | 0
LFG | 0 | 0 | 0 | 0 | 0 | 0
Nuc | 0 | 0 | 0 | 0 | 0 | 0
PS | 0 | 0 | 0 | 0 | 0 | 0
PV | 0 | 0 | 0 | 0 | 0 | 0
PeakG | 0 | 0 | 0 | 0 | 0 | 0
PeakO | 0 | 0 | 0 | 0 | 0 | 0
ST | 0 | 0 | 0 | 0 | 0 | 0
STOG | 0 | 0 | 0 | 0 | 0 | 0
STWD | 0 | 0 | 0 | 0 | 0 | 0
WT | 0 | 0 | 0 | 0 | 0 | 0
IGCC | 0 | 0 | 0 | 0 | 0 | 0
DemandResponse | 0 | 0 | 0 | 0 | 0 | 0
IGCC-CCS | 0 | 0 | 0 | 0 | 0 | 0
WT_off | 0 | 0 | 0 | 0 | 0 | 0
PseudoUnit | 0 | 0 | 0 | 0 | 0 | 0
FixedInterchange | 0 | 0 | 0 | 0 | 0 | 0
SO2 Emissions (MMshortTons): PJM_ROR
ReportingType | 2015 | 2020 | 2025 | 2030 | 2035 | 2040
BM | 0 | 0 | 0 | 0 | 0 | 0
CC | 0 | 0 | 0 | 0 | 0 | 0
CSP | 0 | 0 | 0 | 0 | 0 | 0
CT | 0 | 0 | 0 | 0 | 0 | 0
Coal | 0.97 | 0.09 | 0.01 | 0.02 | 0.04 | 0.04
Geo | 0 | 0 | 0 | 0 | 0 | 0
H | 0 | 0 | 0 | 0 | 0 | 0
LFG | 0 | 0 | 0 | 0 | 0 | 0
Nuc | 0 | 0 | 0 | 0 | 0 | 0
PS | 0 | 0 | 0 | 0 | 0 | 0
PV | 0 | 0 | 0 | 0 | 0 | 0
PeakG | 0 | 0 | 0 | 0 | 0 | 0
PeakO | 0 | 0 | 0 | 0 | 0 | 0
ST | 0 | 0 | 0 | 0 | 0 | 0
STOG | 0 | 0 | 0 | 0 | 0 | 0
STWD | 0 | 0 | 0 | 0 | 0 | 0
WT | 0 | 0 | 0 | 0 | 0 | 0
IGCC | 0 | 0 | 0 | 0 | 0 | 0
DemandResponse | 0 | 0 | 0 | 0 | 0 | 0
IGCC-CCS | 0 | 0 | 0 | 0 | 0 | 0
WT_off | 0 | 0 | 0 | 0 | 0 | 0
PseudoUnit | 0 | 0 | 0 | 0 | 0 | 0
FixedInterchange | 0 | 0 | 0 | 0 | 0 | 0
SO2 Emissions (MMshortTons): SOCO
ReportingType | 2015 | 2020 | 2025 | 2030 | 2035 | 2040
BM | 0 | 0 | 0 | 0 | 0 | 0
CC | 0 | 0 | 0 | 0 | 0 | 0
CSP | 0 | 0 | 0 | 0 | 0 | 0
CT | 0 | 0 | 0 | 0 | 0 | 0
Coal | 0.21 | 0.01 | 0 | 0.01 | 0.01 | 0.01
Geo | 0 | 0 | 0 | 0 | 0 | 0
H | 0 | 0 | 0 | 0 | 0 | 0
LFG | 0 | 0 | 0 | 0 | 0 | 0
Nuc | 0 | 0 | 0 | 0 | 0 | 0
PS | 0 | 0 | 0 | 0 | 0 | 0
PV | 0 | 0 | 0 | 0 | 0 | 0
PeakG | 0 | 0 | 0 | 0 | 0 | 0
PeakO | 0 | 0 | 0 | 0 | 0 | 0
ST | 0 | 0 | 0 | 0 | 0 | 0
STOG | 0 | 0 | 0 | 0 | 0 | 0
STWD | 0 | 0 | 0 | 0 | 0 | 0
WT | 0 | 0 | 0 | 0 | 0 | 0
IGCC | 0 | 0 | 0 | 0 | 0 | 0
DemandResponse | 0 | 0 | 0 | 0 | 0 | 0
IGCC-CCS | 0 | 0 | 0 | 0 | 0 | 0
WT_off | 0 | 0 | 0 | 0 | 0 | 0
PseudoUnit | 0 | 0 | 0 | 0 | 0 | 0
FixedInterchange | 0 | 0 | 0 | 0 | 0 | 0
SO2 Emissions (MMshortTons): SPP_N
ReportingType | 2015 | 2020 | 2025 | 2030 | 2035 | 2040
BM | 0 | 0 | 0 | 0 | 0 | 0
CC | 0 | 0 | 0 | 0 | 0 | 0
CSP | 0 | 0 | 0 | 0 | 0 | 0
CT | 0 | 0 | 0 | 0 | 0 | 0
Coal | 0.07 | 0.01 | 0 | 0 | 0 | 0
Geo | 0 | 0 | 0 | 0 | 0 | 0
H | 0 | 0 | 0 | 0 | 0 | 0
LFG | 0 | 0 | 0 | 0 | 0 | 0
Nuc | 0 | 0 | 0 | 0 | 0 | 0
PS | 0 | 0 | 0 | 0 | 0 | 0
PV | 0 | 0 | 0 | 0 | 0 | 0
PeakG | 0 | 0 | 0 | 0 | 0 | 0
PeakO | 0 | 0 | 0 | 0 | 0 | 0
ST | 0 | 0 | 0 | 0 | 0 | 0
STOG | 0 | 0 | 0 | 0 | 0 | 0
STWD | 0 | 0 | 0 | 0 | 0 | 0
WT | 0 | 0 | 0 | 0 | 0 | 0
IGCC | 0 | 0 | 0 | 0 | 0 | 0
DemandResponse | 0 | 0 | 0 | 0 | 0 | 0
IGCC-CCS | 0 | 0 | 0 | 0 | 0 | 0
WT_off | 0 | 0 | 0 | 0 | 0 | 0
PseudoUnit | 0 | 0 | 0 | 0 | 0 | 0
FixedInterchange | 0 | 0 | 0 | 0 | 0 | 0
SO2 Emissions (MMshortTons): SPP_S
ReportingType | 2015 | 2020 | 2025 | 2030 | 2035 | 2040
BM | 0 | 0 | 0 | 0 | 0 | 0
CC | 0 | 0 | 0 | 0 | 0 | 0
CSP | 0 | 0 | 0 | 0 | 0 | 0
CT | 0 | 0 | 0 | 0 | 0 | 0
Coal | 0.3 | 0.01 | 0 | 0 | 0 | 0
Geo | 0 | 0 | 0 | 0 | 0 | 0
H | 0 | 0 | 0 | 0 | 0 | 0
LFG | 0 | 0 | 0 | 0 | 0 | 0
Nuc | 0 | 0 | 0 | 0 | 0 | 0
PS | 0 | 0 | 0 | 0 | 0 | 0
PV | 0 | 0 | 0 | 0 | 0 | 0
PeakG | 0 | 0 | 0 | 0 | 0 | 0
PeakO | 0 | 0 | 0 | 0 | 0 | 0
ST | 0 | 0 | 0 | 0 | 0 | 0
STOG | 0 | 0 | 0 | 0 | 0 | 0
STWD | 0 | 0 | 0 | 0 | 0 | 0
WT | 0 | 0 | 0 | 0 | 0 | 0
IGCC | 0 | 0 | 0 | 0 | 0 | 0
DemandResponse | 0 | 0 | 0 | 0 | 0 | 0
IGCC-CCS | 0 | 0 | 0 | 0 | 0 | 0
WT_off | 0 | 0 | 0 | 0 | 0 | 0
PseudoUnit | 0 | 0 | 0 | 0 | 0 | 0
FixedInterchange | 0 | 0 | 0 | 0 | 0 | 0
SO2 Emissions (MMshortTons): TVA
ReportingType | 2015 | 2020 | 2025 | 2030 | 2035 | 2040
BM | 0 | 0 | 0 | 0 | 0 | 0
CC | 0 | 0 | 0 | 0 | 0 | 0
CSP | 0 | 0 | 0 | 0 | 0 | 0
CT | 0 | 0 | 0 | 0 | 0 | 0
Coal | 0.21 | 0.01 | 0 | 0 | 0 | 0
Geo | 0 | 0 | 0 | 0 | 0 | 0
H | 0 | 0 | 0 | 0 | 0 | 0
LFG | 0 | 0 | 0 | 0 | 0 | 0
Nuc | 0 | 0 | 0 | 0 | 0 | 0
PS | 0 | 0 | 0 | 0 | 0 | 0
PV | 0 | 0 | 0 | 0 | 0 | 0
PeakG | 0 | 0 | 0 | 0 | 0 | 0
PeakO | 0 | 0 | 0 | 0 | 0 | 0
ST | 0 | 0 | 0 | 0 | 0 | 0
STOG | 0 | 0 | 0 | 0 | 0 | 0
STWD | 0 | 0 | 0 | 0 | 0 | 0
WT | 0 | 0 | 0 | 0 | 0 | 0
IGCC | 0 | 0 | 0 | 0 | 0 | 0
DemandResponse | 0 | 0 | 0 | 0 | 0 | 0
IGCC-CCS | 0 | 0 | 0 | 0 | 0 | 0
WT_off | 0 | 0 | 0 | 0 | 0 | 0
PseudoUnit | 0 | 0 | 0 | 0 | 0 | 0
FixedInterchange | 0 | 0 | 0 | 0 | 0 | 0
SO2 Emissions (MMshortTons): TVA_Transmission
ReportingType | 2015 | 2020 | 2025 | 2030 | 2035 | 2040
BM | 0 | 0 | 0 | 0 | 0 | 0
CC | 0 | 0 | 0 | 0 | 0 | 0
CSP | 0 | 0 | 0 | 0 | 0 | 0
CT | 0 | 0 | 0 | 0 | 0 | 0
Coal | 0 | 0 | 0 | 0 | 0 | 0
Geo | 0 | 0 | 0 | 0 | 0 | 0
H | 0 | 0 | 0 | 0 | 0 | 0
LFG | 0 | 0 | 0 | 0 | 0 | 0
Nuc | 0 | 0 | 0 | 0 | 0 | 0
PS | 0 | 0 | 0 | 0 | 0 | 0
PV | 0 | 0 | 0 | 0 | 0 | 0
PeakG | 0 | 0 | 0 | 0 | 0 | 0
PeakO | 0 | 0 | 0 | 0 | 0 | 0
ST | 0 | 0 | 0 | 0 | 0 | 0
STOG | 0 | 0 | 0 | 0 | 0 | 0
STWD | 0 | 0 | 0 | 0 | 0 | 0
WT | 0 | 0 | 0 | 0 | 0 | 0
IGCC | 0 | 0 | 0 | 0 | 0 | 0
DemandResponse | 0 | 0 | 0 | 0 | 0 | 0
IGCC-CCS | 0 | 0 | 0 | 0 | 0 | 0
WT_off | 0 | 0 | 0 | 0 | 0 | 0
PseudoUnit | 0 | 0 | 0 | 0 | 0 | 0
FixedInterchange | 0 | 0 | 0 | 0 | 0 | 0
SO2 Emissions (MMshortTons): VACAR
ReportingType | 2015 | 2020 | 2025 | 2030 | 2035 | 2040
BM | 0 | 0 | 0 | 0 | 0 | 0
CC | 0 | 0 | 0 | 0 | 0 | 0
CSP | 0 | 0 | 0 | 0 | 0 | 0
CT | 0 | 0 | 0 | 0 | 0 | 0
Coal | 0.01 | 0 | 0 | 0 | 0 | 0
Geo | 0 | 0 | 0 | 0 | 0 | 0
H | 0 | 0 | 0 | 0 | 0 | 0
LFG | 0 | 0 | 0 | 0 | 0 | 0
Nuc | 0 | 0 | 0 | 0 | 0 | 0
PS | 0 | 0 | 0 | 0 | 0 | 0
PV | 0 | 0 | 0 | 0 | 0 | 0
PeakG | 0 | 0 | 0 | 0 | 0 | 0
PeakO | 0 | 0 | 0 | 0 | 0 | 0
ST | 0 | 0 | 0 | 0 | 0 | 0
STOG | 0 | 0 | 0 | 0 | 0 | 0
STWD | 0 | 0 | 0 | 0 | 0 | 0
WT | 0 | 0 | 0 | 0 | 0 | 0
IGCC | 0 | 0 | 0 | 0 | 0 | 0
DemandResponse | 0 | 0 | 0 | 0 | 0 | 0
IGCC-CCS | 0 | 0 | 0 | 0 | 0 | 0
WT_off | 0 | 0 | 0 | 0 | 0 | 0
PseudoUnit | 0 | 0 | 0 | 0 | 0 | 0
FixedInterchange | 0 | 0 | 0 | 0 | 0 | 0
SO2 Emissions (MMshortTons): IESO
ReportingType | 2015 | 2020 | 2025 | 2030 | 2035 | 2040
BM | 0 | 0 | 0 | 0 | 0 | 0
CC | 0 | 0 | 0 | 0 | 0 | 0
CSP | 0 | 0 | 0 | 0 | 0 | 0
CT | 0 | 0 | 0 | 0 | 0 | 0
Coal | 0 | 0 | 0 | 0 | 0 | 0
Geo | 0 | 0 | 0 | 0 | 0 | 0
H | 0 | 0 | 0 | 0 | 0 | 0
LFG | 0 | 0 | 0 | 0 | 0 | 0
Nuc | 0 | 0 | 0 | 0 | 0 | 0
PS | 0 | 0 | 0 | 0 | 0 | 0
PV | 0 | 0 | 0 | 0 | 0 | 0
PeakG | 0 | 0 | 0 | 0 | 0 | 0
PeakO | 0 | 0 | 0 | 0 | 0 | 0
ST | 0 | 0 | 0 | 0 | 0 | 0
STOG | 0 | 0 | 0 | 0 | 0 | 0
STWD | 0 | 0 | 0 | 0 | 0 | 0
WT | 0 | 0 | 0 | 0 | 0 | 0
IGCC | 0 | 0 | 0 | 0 | 0 | 0
DemandResponse | 0 | 0 | 0 | 0 | 0 | 0
IGCC-CCS | 0 | 0 | 0 | 0 | 0 | 0
WT_off | 0 | 0 | 0 | 0 | 0 | 0
PseudoUnit | 0 | 0 | 0 | 0 | 0 | 0
FixedInterchange | 0 | 0 | 0 | 0 | 0 | 0
SO2 Emissions (MMshortTons): MAPP_CA
ReportingType | 2015 | 2020 | 2025 | 2030 | 2035 | 2040
BM | 0 | 0 | 0 | 0 | 0 | 0
CC | 0 | 0 | 0 | 0 | 0 | 0
CSP | 0 | 0 | 0 | 0 | 0 | 0
CT | 0 | 0 | 0 | 0 | 0 | 0
Coal | 0.01 | 0 | 0 | 0 | 0 | 0
Geo | 0 | 0 | 0 | 0 | 0 | 0
H | 0 | 0 | 0 | 0 | 0 | 0
LFG | 0 | 0 | 0 | 0 | 0 | 0
Nuc | 0 | 0 | 0 | 0 | 0 | 0
PS | 0 | 0 | 0 | 0 | 0 | 0
PV | 0 | 0 | 0 | 0 | 0 | 0
PeakG | 0 | 0 | 0 | 0 | 0 | 0
PeakO | 0 | 0 | 0 | 0 | 0 | 0
ST | 0 | 0 | 0 | 0 | 0 | 0
STOG | 0 | 0 | 0 | 0 | 0 | 0
STWD | 0 | 0 | 0 | 0 | 0 | 0
WT | 0 | 0 | 0 | 0 | 0 | 0
IGCC | 0 | 0 | 0 | 0 | 0 | 0
DemandResponse | 0 | 0 | 0 | 0 | 0 | 0
IGCC-CCS | 0 | 0 | 0 | 0 | 0 | 0
WT_off | 0 | 0 | 0 | 0 | 0 | 0
PseudoUnit | 0 | 0 | 0 | 0 | 0 | 0
FixedInterchange | 0 | 0 | 0 | 0 | 0 | 0
SO2 Emissions (MMshortTons): AZ_NM_SNV_Coal
ReportingType | 2015 | 2020 | 2025 | 2030 | 2035 | 2040
BM | 0 | 0 | 0 | 0 | 0 | 0
CC | 0 | 0 | 0 | 0 | 0 | 0
CSP | 0 | 0 | 0 | 0 | 0 | 0
CT | 0 | 0 | 0 | 0 | 0 | 0
Coal | 0.02 | 0.01 | 0 | 0 | 0 | 0
Geo | 0 | 0 | 0 | 0 | 0 | 0
H | 0 | 0 | 0 | 0 | 0 | 0
LFG | 0 | 0 | 0 | 0 | 0 | 0
Nuc | 0 | 0 | 0 | 0 | 0 | 0
PS | 0 | 0 | 0 | 0 | 0 | 0
PV | 0 | 0 | 0 | 0 | 0 | 0
PeakG | 0 | 0 | 0 | 0 | 0 | 0
PeakO | 0 | 0 | 0 | 0 | 0 | 0
ST | 0 | 0 | 0 | 0 | 0 | 0
STOG | 0 | 0 | 0 | 0 | 0 | 0
STWD | 0 | 0 | 0 | 0 | 0 | 0
WT | 0 | 0 | 0 | 0 | 0 | 0
IGCC | 0 | 0 | 0 | 0 | 0 | 0
DemandResponse | 0 | 0 | 0 | 0 | 0 | 0
IGCC-CCS | 0 | 0 | 0 | 0 | 0 | 0
WT_off | 0 | 0 | 0 | 0 | 0 | 0
PseudoUnit | 0 | 0 | 0 | 0 | 0 | 0
FixedInterchange | 0 | 0 | 0 | 0 | 0 | 0
SO2 Emissions (MMshortTons): AZ_NM_SNV_Gas
ReportingType | 2015 | 2020 | 2025 | 2030 | 2035 | 2040
BM | 0 | 0 | 0 | 0 | 0 | 0
CC | 0 | 0 | 0 | 0 | 0 | 0
CSP | 0 | 0 | 0 | 0 | 0 | 0
CT | 0 | 0 | 0 | 0 | 0 | 0
Coal | 0 | 0 | 0 | 0 | 0 | 0
Geo | 0 | 0 | 0 | 0 | 0 | 0
H | 0 | 0 | 0 | 0 | 0 | 0
LFG | 0 | 0 | 0 | 0 | 0 | 0
Nuc | 0 | 0 | 0 | 0 | 0 | 0
PS | 0 | 0 | 0 | 0 | 0 | 0
PV | 0 | 0 | 0 | 0 | 0 | 0
PeakG | 0 | 0 | 0 | 0 | 0 | 0
PeakO | 0 | 0 | 0 | 0 | 0 | 0
ST | 0 | 0 | 0 | 0 | 0 | 0
STOG | 0 | 0 | 0 | 0 | 0 | 0
STWD | 0 | 0 | 0 | 0 | 0 | 0
WT | 0 | 0 | 0 | 0 | 0 | 0
IGCC | 0 | 0 | 0 | 0 | 0 | 0
DemandResponse | 0 | 0 | 0 | 0 | 0 | 0
IGCC-CCS | 0 | 0 | 0 | 0 | 0 | 0
WT_off | 0 | 0 | 0 | 0 | 0 | 0
PseudoUnit | 0 | 0 | 0 | 0 | 0 | 0
FixedInterchange | 0 | 0 | 0 | 0 | 0 | 0
SO2 Emissions (MMshortTons): AZ_NM_SNV_NucRenew
ReportingType | 2015 | 2020 | 2025 | 2030 | 2035 | 2040
BM | 0 | 0 | 0 | 0 | 0 | 0
CC | 0 | 0 | 0 | 0 | 0 | 0
CSP | 0 | 0 | 0 | 0 | 0 | 0
CT | 0 | 0 | 0 | 0 | 0 | 0
Coal | 0 | 0 | 0 | 0 | 0 | 0
Geo | 0 | 0 | 0 | 0 | 0 | 0
H | 0 | 0 | 0 | 0 | 0 | 0
LFG | 0 | 0 | 0 | 0 | 0 | 0
Nuc | 0 | 0 | 0 | 0 | 0 | 0
PS | 0 | 0 | 0 | 0 | 0 | 0
PV | 0 | 0 | 0 | 0 | 0 | 0
PeakG | 0 | 0 | 0 | 0 | 0 | 0
PeakO | 0 | 0 | 0 | 0 | 0 | 0
ST | 0 | 0 | 0 | 0 | 0 | 0
STOG | 0 | 0 | 0 | 0 | 0 | 0
STWD | 0 | 0 | 0 | 0 | 0 | 0
WT | 0 | 0 | 0 | 0 | 0 | 0
IGCC | 0 | 0 | 0 | 0 | 0 | 0
DemandResponse | 0 | 0 | 0 | 0 | 0 | 0
IGCC-CCS | 0 | 0 | 0 | 0 | 0 | 0
WT_off | 0 | 0 | 0 | 0 | 0 | 0
PseudoUnit | 0 | 0 | 0 | 0 | 0 | 0
FixedInterchange | 0 | 0 | 0 | 0 | 0 | 0
SO2 Emissions (MMshortTons): ERCOT
ReportingType | 2015 | 2020 | 2025 | 2030 | 2035 | 2040
BM | 0 | 0 | 0 | 0 | 0 | 0
CC | 0 | 0 | 0 | 0 | 0 | 0
CSP | 0 | 0 | 0 | 0 | 0 | 0
CT | 0 | 0 | 0 | 0 | 0 | 0
Coal | 0.07 | 0.03 | 0 | 0.01 | 0.01 | 0.01
Geo | 0 | 0 | 0 | 0 | 0 | 0
H | 0 | 0 | 0 | 0 | 0 | 0
LFG | 0 | 0 | 0 | 0 | 0 | 0
Nuc | 0 | 0 | 0 | 0 | 0 | 0
PS | 0 | 0 | 0 | 0 | 0 | 0
PV | 0 | 0 | 0 | 0 | 0 | 0
PeakG | 0 | 0 | 0 | 0 | 0 | 0
PeakO | 0 | 0 | 0 | 0 | 0 | 0
ST | 0 | 0 | 0 | 0 | 0 | 0
STOG | 0 | 0 | 0 | 0 | 0 | 0
STWD | 0 | 0 | 0 | 0 | 0 | 0
WT | 0 | 0 | 0 | 0 | 0 | 0
IGCC | 0 | 0 | 0 | 0 | 0 | 0
DemandResponse | 0 | 0 | 0 | 0 | 0 | 0
IGCC-CCS | 0 | 0 | 0 | 0 | 0 | 0
WT_off | 0 | 0 | 0 | 0 | 0 | 0
PseudoUnit | 0 | 0 | 0 | 0 | 0 | 0
FixedInterchange | 0 | 0 | 0 | 0 | 0 | 0
SO2 Emissions (MMshortTons): NP15
ReportingType | 2015 | 2020 | 2025 | 2030 | 2035 | 2040
BM | 0 | 0 | 0 | 0 | 0 | 0
CC | 0 | 0 | 0 | 0 | 0 | 0
CSP | 0 | 0 | 0 | 0 | 0 | 0
CT | 0 | 0 | 0 | 0 | 0 | 0
Coal | 0.01 | 0 | 0 | 0 | 0 | 0
Geo | 0 | 0 | 0 | 0 | 0 | 0
H | 0 | 0 | 0 | 0 | 0 | 0
LFG | 0 | 0 | 0 | 0 | 0 | 0
Nuc | 0 | 0 | 0 | 0 | 0 | 0
PS | 0 | 0 | 0 | 0 | 0 | 0
PV | 0 | 0 | 0 | 0 | 0 | 0
PeakG | 0 | 0 | 0 | 0 | 0 | 0
PeakO | 0 | 0 | 0 | 0 | 0 | 0
ST | 0 | 0 | 0 | 0 | 0 | 0
STOG | 0 | 0 | 0 | 0 | 0 | 0
STWD | 0 | 0 | 0 | 0 | 0 | 0
WT | 0 | 0 | 0 | 0 | 0 | 0
IGCC | 0 | 0 | 0 | 0 | 0 | 0
DemandResponse | 0 | 0 | 0 | 0 | 0 | 0
IGCC-CCS | 0 | 0 | 0 | 0 | 0 | 0
WT_off | 0 | 0 | 0 | 0 | 0 | 0
PseudoUnit | 0 | 0 | 0 | 0 | 0 | 0
FixedInterchange | 0 | 0 | 0 | 0 | 0 | 0
SO2 Emissions (MMshortTons): NWPP_Coal
ReportingType | 2015 | 2020 | 2025 | 2030 | 2035 | 2040
BM | 0 | 0 | 0 | 0 | 0 | 0
CC | 0 | 0 | 0 | 0 | 0 | 0
CSP | 0 | 0 | 0 | 0 | 0 | 0
CT | 0 | 0 | 0 | 0 | 0 | 0
Coal | 0.07 | 0.01 | 0 | 0 | 0 | 0
Geo | 0 | 0 | 0 | 0 | 0 | 0
H | 0 | 0 | 0 | 0 | 0 | 0
LFG | 0 | 0 | 0 | 0 | 0 | 0
Nuc | 0 | 0 | 0 | 0 | 0 | 0
PS | 0 | 0 | 0 | 0 | 0 | 0
PV | 0 | 0 | 0 | 0 | 0 | 0
PeakG | 0 | 0 | 0 | 0 | 0 | 0
PeakO | 0 | 0 | 0 | 0 | 0 | 0
ST | 0 | 0 | 0 | 0 | 0 | 0
STOG | 0 | 0 | 0 | 0 | 0 | 0
STWD | 0 | 0 | 0 | 0 | 0 | 0
WT | 0 | 0 | 0 | 0 | 0 | 0
IGCC | 0 | 0 | 0 | 0 | 0 | 0
DemandResponse | 0 | 0 | 0 | 0 | 0 | 0
IGCC-CCS | 0 | 0 | 0 | 0 | 0 | 0
WT_off | 0 | 0 | 0 | 0 | 0 | 0
PseudoUnit | 0 | 0 | 0 | 0 | 0 | 0
FixedInterchange | 0 | 0 | 0 | 0 | 0 | 0
SO2 Emissions (MMshortTons): NWPP_Gas
ReportingType | 2015 | 2020 | 2025 | 2030 | 2035 | 2040
BM | 0 | 0 | 0 | 0 | 0 | 0
CC | 0 | 0 | 0 | 0 | 0 | 0
CSP | 0 | 0 | 0 | 0 | 0 | 0
CT | 0 | 0 | 0 | 0 | 0 | 0
Coal | 0 | 0 | 0 | 0 | 0 | 0
Geo | 0 | 0 | 0 | 0 | 0 | 0
H | 0 | 0 | 0 | 0 | 0 | 0
LFG | 0 | 0 | 0 | 0 | 0 | 0
Nuc | 0 | 0 | 0 | 0 | 0 | 0
PS | 0 | 0 | 0 | 0 | 0 | 0
PV | 0 | 0 | 0 | 0 | 0 | 0
PeakG | 0 | 0 | 0 | 0 | 0 | 0
PeakO | 0 | 0 | 0 | 0 | 0 | 0
ST | 0 | 0 | 0 | 0 | 0 | 0
STOG | 0 | 0 | 0 | 0 | 0 | 0
STWD | 0 | 0 | 0 | 0 | 0 | 0
WT | 0 | 0 | 0 | 0 | 0 | 0
IGCC | 0 | 0 | 0 | 0 | 0 | 0
DemandResponse | 0 | 0 | 0 | 0 | 0 | 0
IGCC-CCS | 0 | 0 | 0 | 0 | 0 | 0
WT_off | 0 | 0 | 0 | 0 | 0 | 0
PseudoUnit | 0 | 0 | 0 | 0 | 0 | 0
FixedInterchange | 0 | 0 | 0 | 0 | 0 | 0
SO2 Emissions (MMshortTons): NWPP_NucRenew
ReportingType | 2015 | 2020 | 2025 | 2030 | 2035 | 2040
BM | 0 | 0 | 0 | 0 | 0 | 0
CC | 0 | 0 | 0 | 0 | 0 | 0
CSP | 0 | 0 | 0 | 0 | 0 | 0
CT | 0 | 0 | 0 | 0 | 0 | 0
Coal | 0 | 0 | 0 | 0 | 0 | 0
Geo | 0 | 0 | 0 | 0 | 0 | 0
H | 0 | 0 | 0 | 0 | 0 | 0
LFG | 0 | 0 | 0 | 0 | 0 | 0
Nuc | 0 | 0 | 0 | 0 | 0 | 0
PS | 0 | 0 | 0 | 0 | 0 | 0
PV | 0 | 0 | 0 | 0 | 0 | 0
PeakG | 0 | 0 | 0 | 0 | 0 | 0
PeakO | 0 | 0 | 0 | 0 | 0 | 0
ST | 0 | 0 | 0 | 0 | 0 | 0
STOG | 0 | 0 | 0 | 0 | 0 | 0
STWD | 0 | 0 | 0 | 0 | 0 | 0
WT | 0 | 0 | 0 | 0 | 0 | 0
IGCC | 0 | 0 | 0 | 0 | 0 | 0
DemandResponse | 0 | 0 | 0 | 0 | 0 | 0
IGCC-CCS | 0 | 0 | 0 | 0 | 0 | 0
WT_off | 0 | 0 | 0 | 0 | 0 | 0
PseudoUnit | 0 | 0 | 0 | 0 | 0 | 0
FixedInterchange | 0 | 0 | 0 | 0 | 0 | 0
SO2 Emissions (MMshortTons): RMPA
ReportingType | 2015 | 2020 | 2025 | 2030 | 2035 | 2040
BM | 0 | 0 | 0 | 0 | 0 | 0
CC | 0 | 0 | 0 | 0 | 0 | 0
CSP | 0 | 0 | 0 | 0 | 0 | 0
CT | 0 | 0 | 0 | 0 | 0 | 0
Coal | 0.06 | 0.01 | 0 | 0 | 0 | 0
Geo | 0 | 0 | 0 | 0 | 0 | 0
H | 0 | 0 | 0 | 0 | 0 | 0
LFG | 0 | 0 | 0 | 0 | 0 | 0
Nuc | 0 | 0 | 0 | 0 | 0 | 0
PS | 0 | 0 | 0 | 0 | 0 | 0
PV | 0 | 0 | 0 | 0 | 0 | 0
PeakG | 0 | 0 | 0 | 0 | 0 | 0
PeakO | 0 | 0 | 0 | 0 | 0 | 0
ST | 0 | 0 | 0 | 0 | 0 | 0
STOG | 0 | 0 | 0 | 0 | 0 | 0
STWD | 0 | 0 | 0 | 0 | 0 | 0
WT | 0 | 0 | 0 | 0 | 0 | 0
IGCC | 0 | 0 | 0 | 0 | 0 | 0
DemandResponse | 0 | 0 | 0 | 0 | 0 | 0
IGCC-CCS | 0 | 0 | 0 | 0 | 0 | 0
WT_off | 0 | 0 | 0 | 0 | 0 | 0
PseudoUnit | 0 | 0 | 0 | 0 | 0 | 0
FixedInterchange | 0 | 0 | 0 | 0 | 0 | 0
SO2 Emissions (MMshortTons): SP15
ReportingType | 2015 | 2020 | 2025 | 2030 | 2035 | 2040
BM | 0 | 0 | 0 | 0 | 0 | 0
CC | 0 | 0 | 0 | 0 | 0 | 0
CSP | 0 | 0 | 0 | 0 | 0 | 0
CT | 0 | 0 | 0 | 0 | 0 | 0
Coal | 0 | 0 | 0 | 0 | 0 | 0
Geo | 0 | 0 | 0 | 0 | 0 | 0
H | 0 | 0 | 0 | 0 | 0 | 0
LFG | 0 | 0 | 0 | 0 | 0 | 0
Nuc | 0 | 0 | 0 | 0 | 0 | 0
PS | 0 | 0 | 0 | 0 | 0 | 0
PV | 0 | 0 | 0 | 0 | 0 | 0
PeakG | 0 | 0 | 0 | 0 | 0 | 0
PeakO | 0 | 0 | 0 | 0 | 0 | 0
ST | 0 | 0 | 0 | 0 | 0 | 0
STOG | 0 | 0 | 0 | 0 | 0 | 0
STWD | 0 | 0 | 0 | 0 | 0 | 0
WT | 0 | 0 | 0 | 0 | 0 | 0
IGCC | 0 | 0 | 0 | 0 | 0 | 0
DemandResponse | 0 | 0 | 0 | 0 | 0 | 0
IGCC-CCS | 0 | 0 | 0 | 0 | 0 | 0
WT_off | 0 | 0 | 0 | 0 | 0 | 0
PseudoUnit | 0 | 0 | 0 | 0 | 0 | 0
FixedInterchange | 0 | 0 | 0 | 0 | 0 | 0
SO2 Emissions (MMshortTons): ALB
ReportingType | 2015 | 2020 | 2025 | 2030 | 2035 | 2040
BM | 0 | 0 | 0 | 0 | 0 | 0
CC | 0 | 0 | 0 | 0 | 0 | 0
CSP | 0 | 0 | 0 | 0 | 0 | 0
CT | 0 | 0 | 0 | 0 | 0 | 0
Coal | 0.14 | 0.14 | 0.14 | 0 | 0 | 0
Geo | 0 | 0 | 0 | 0 | 0 | 0
H | 0 | 0 | 0 | 0 | 0 | 0
LFG | 0 | 0 | 0 | 0 | 0 | 0
Nuc | 0 | 0 | 0 | 0 | 0 | 0
PS | 0 | 0 | 0 | 0 | 0 | 0
PV | 0 | 0 | 0 | 0 | 0 | 0
PeakG | 0 | 0 | 0 | 0 | 0 | 0
PeakO | 0 | 0 | 0 | 0 | 0 | 0
ST | 0 | 0 | 0 | 0 | 0 | 0
STOG | 0 | 0 | 0 | 0 | 0 | 0
STWD | 0 | 0 | 0 | 0 | 0 | 0
WT | 0 | 0 | 0 | 0 | 0 | 0
IGCC | 0 | 0 | 0 | 0 | 0 | 0
DemandResponse | 0 | 0 | 0 | 0 | 0 | 0
IGCC-CCS | 0 | 0 | 0 | 0 | 0 | 0
WT_off | 0 | 0 | 0 | 0 | 0 | 0
PseudoUnit | 0 | 0 | 0 | 0 | 0 | 0
FixedInterchange | 0 | 0 | 0 | 0 | 0 | 0
SO2 Emissions (MMshortTons): BC
ReportingType | 2015 | 2020 | 2025 | 2030 | 2035 | 2040
BM | 0 | 0 | 0 | 0 | 0 | 0
CC | 0 | 0 | 0 | 0 | 0 | 0
CSP | 0 | 0 | 0 | 0 | 0 | 0
CT | 0 | 0 | 0 | 0 | 0 | 0
Coal | 0 | 0 | 0 | 0 | 0 | 0
Geo | 0 | 0 | 0 | 0 | 0 | 0
H | 0 | 0 | 0 | 0 | 0 | 0
LFG | 0 | 0 | 0 | 0 | 0 | 0
Nuc | 0 | 0 | 0 | 0 | 0 | 0
PS | 0 | 0 | 0 | 0 | 0 | 0
PV | 0 | 0 | 0 | 0 | 0 | 0
PeakG | 0 | 0 | 0 | 0 | 0 | 0
PeakO | 0 | 0 | 0 | 0 | 0 | 0
ST | 0 | 0 | 0 | 0 | 0 | 0
STOG | 0 | 0 | 0 | 0 | 0 | 0
STWD | 0 | 0 | 0 | 0 | 0 | 0
WT | 0 | 0 | 0 | 0 | 0 | 0
IGCC | 0 | 0 | 0 | 0 | 0 | 0
DemandResponse | 0 | 0 | 0 | 0 | 0 | 0
IGCC-CCS | 0 | 0 | 0 | 0 | 0 | 0
WT_off | 0 | 0 | 0 | 0 | 0 | 0
PseudoUnit | 0 | 0 | 0 | 0 | 0 | 0
FixedInterchange | 0 | 0 | 0 | 0 | 0 | 0
SO2 Emissions (MMshortTons): HQ_IESO
ReportingType | 2015 | 2020 | 2025 | 2030 | 2035 | 2040
BM | 0 | 0 | 0 | 0 | 0 | 0
CC | 0 | 0 | 0 | 0 | 0 | 0
CSP | 0 | 0 | 0 | 0 | 0 | 0
CT | 0 | 0 | 0 | 0 | 0 | 0
Coal | 0 | 0 | 0 | 0 | 0 | 0
Geo | 0 | 0 | 0 | 0 | 0 | 0
H | 0 | 0 | 0 | 0 | 0 | 0
LFG | 0 | 0 | 0 | 0 | 0 | 0
Nuc | 0 | 0 | 0 | 0 | 0 | 0
PS | 0 | 0 | 0 | 0 | 0 | 0
PV | 0 | 0 | 0 | 0 | 0 | 0
PeakG | 0 | 0 | 0 | 0 | 0 | 0
PeakO | 0 | 0 | 0 | 0 | 0 | 0
ST | 0 | 0 | 0 | 0 | 0 | 0
STOG | 0 | 0 | 0 | 0 | 0 | 0
STWD | 0 | 0 | 0 | 0 | 0 | 0
WT | 0 | 0 | 0 | 0 | 0 | 0
IGCC | 0 | 0 | 0 | 0 | 0 | 0
DemandResponse | 0 | 0 | 0 | 0 | 0 | 0
IGCC-CCS | 0 | 0 | 0 | 0 | 0 | 0
WT_off | 0 | 0 | 0 | 0 | 0 | 0
PseudoUnit | 0 | 0 | 0 | 0 | 0 | 0
FixedInterchange | 0 | 0 | 0 | 0 | 0 | 0
SO2 Emissions (MMshortTons): HQ_NEISO
ReportingType | 2015 | 2020 | 2025 | 2030 | 2035 | 2040
BM | 0 | 0 | 0 | 0 | 0 | 0
CC | 0 | 0 | 0 | 0 | 0 | 0
CSP | 0 | 0 | 0 | 0 | 0 | 0
CT | 0 | 0 | 0 | 0 | 0 | 0
Coal | 0 | 0 | 0 | 0 | 0 | 0
Geo | 0 | 0 | 0 | 0 | 0 | 0
H | 0 | 0 | 0 | 0 | 0 | 0
LFG | 0 | 0 | 0 | 0 | 0 | 0
Nuc | 0 | 0 | 0 | 0 | 0 | 0
PS | 0 | 0 | 0 | 0 | 0 | 0
PV | 0 | 0 | 0 | 0 | 0 | 0
PeakG | 0 | 0 | 0 | 0 | 0 | 0
PeakO | 0 | 0 | 0 | 0 | 0 | 0
ST | 0 | 0 | 0 | 0 | 0 | 0
STOG | 0 | 0 | 0 | 0 | 0 | 0
STWD | 0 | 0 | 0 | 0 | 0 | 0
WT | 0 | 0 | 0 | 0 | 0 | 0
IGCC | 0 | 0 | 0 | 0 | 0 | 0
DemandResponse | 0 | 0 | 0 | 0 | 0 | 0
IGCC-CCS | 0 | 0 | 0 | 0 | 0 | 0
WT_off | 0 | 0 | 0 | 0 | 0 | 0
PseudoUnit | 0 | 0 | 0 | 0 | 0 | 0
FixedInterchange | 0 | 0 | 0 | 0 | 0 | 0
SO2 Emissions (MMshortTons): HQ_NY
ReportingType | 2015 | 2020 | 2025 | 2030 | 2035 | 2040
BM | 0 | 0 | 0 | 0 | 0 | 0
CC | 0 | 0 | 0 | 0 | 0 | 0
CSP | 0 | 0 | 0 | 0 | 0 | 0
CT | 0 | 0 | 0 | 0 | 0 | 0
Coal | 0 | 0 | 0 | 0 | 0 | 0
Geo | 0 | 0 | 0 | 0 | 0 | 0
H | 0 | 0 | 0 | 0 | 0 | 0
LFG | 0 | 0 | 0 | 0 | 0 | 0
Nuc | 0 | 0 | 0 | 0 | 0 | 0
PS | 0 | 0 | 0 | 0 | 0 | 0
PV | 0 | 0 | 0 | 0 | 0 | 0
PeakG | 0 | 0 | 0 | 0 | 0 | 0
PeakO | 0 | 0 | 0 | 0 | 0 | 0
ST | 0 | 0 | 0 | 0 | 0 | 0
STOG | 0 | 0 | 0 | 0 | 0 | 0
STWD | 0 | 0 | 0 | 0 | 0 | 0
WT | 0 | 0 | 0 | 0 | 0 | 0
IGCC | 0 | 0 | 0 | 0 | 0 | 0
DemandResponse | 0 | 0 | 0 | 0 | 0 | 0
IGCC-CCS | 0 | 0 | 0 | 0 | 0 | 0
WT_off | 0 | 0 | 0 | 0 | 0 | 0
PseudoUnit | 0 | 0 | 0 | 0 | 0 | 0
FixedInterchange | 0 | 0 | 0 | 0 | 0 | 0
SO2 Emissions (MMshortTons): MARITIMES
ReportingType | 2015 | 2020 | 2025 | 2030 | 2035 | 2040
BM | 0 | 0 | 0 | 0 | 0 | 0
CC | 0 | 0 | 0 | 0 | 0 | 0
CSP | 0 | 0 | 0 | 0 | 0 | 0
CT | 0 | 0 | 0 | 0 | 0 | 0
Coal | 0 | 0 | 0 | 0 | 0 | 0
Geo | 0 | 0 | 0 | 0 | 0 | 0
H | 0 | 0 | 0 | 0 | 0 | 0
LFG | 0 | 0 | 0 | 0 | 0 | 0
Nuc | 0 | 0 | 0 | 0 | 0 | 0
PS | 0 | 0 | 0 | 0 | 0 | 0
PV | 0 | 0 | 0 | 0 | 0 | 0
PeakG | 0 | 0 | 0 | 0 | 0 | 0
PeakO | 0 | 0 | 0 | 0 | 0 | 0
ST | 0 | 0 | 0 | 0 | 0 | 0
STOG | 0 | 0 | 0 | 0 | 0 | 0
STWD | 0 | 0 | 0 | 0 | 0 | 0
WT | 0 | 0 | 0 | 0 | 0 | 0
IGCC | 0 | 0 | 0 | 0 | 0 | 0
DemandResponse | 0 | 0 | 0 | 0 | 0 | 0
IGCC-CCS | 0 | 0 | 0 | 0 | 0 | 0
WT_off | 0 | 0 | 0 | 0 | 0 | 0
PseudoUnit | 0 | 0 | 0 | 0 | 0 | 0
FixedInterchange | 0 | 0 | 0 | 0 | 0 | 0
SO2 Emissions (MMshortTons): All
ReportingType | 2015 | 2020 | 2025 | 2030 | 2035 | 2040
BM | 0 | 0 | 0 | 0 | 0 | 0
CC | 0 | 0 | 0 | 0 | 0 | 0
CSP | 0 | 0 | 0 | 0 | 0 | 0
CT | 0 | 0 | 0 | 0 | 0 | 0
Coal | 3.88 | 0.42 | 0.19 | 0.06 | 0.11 | 0.11
Geo | 0 | 0 | 0 | 0 | 0 | 0
H | 0 | 0 | 0 | 0 | 0 | 0
LFG | 0 | 0 | 0 | 0 | 0 | 0
Nuc | 0 | 0 | 0 | 0 | 0 | 0
PS | 0 | 0 | 0 | 0 | 0 | 0
PV | 0 | 0 | 0 | 0 | 0 | 0
PeakG | 0 | 0 | 0 | 0 | 0 | 0
PeakO | 0 | 0 | 0 | 0 | 0 | 0
ST | 0 | 0 | 0 | 0 | 0 | 0
STOG | 0 | 0 | 0 | 0 | 0 | 0
STWD | 0 | 0 | 0 | 0 | 0 | 0
WT | 0 | 0 | 0 | 0 | 0 | 0
IGCC | 0 | 0 | 0 | 0 | 0 | 0
DemandResponse | 0 | 0 | 0 | 0 | 0 | 0
IGCC-CCS | 0 | 0 | 0 | 0 | 0 | 0
WT_off | 0 | 0 | 0 | 0 | 0 | 0
PseudoUnit | 0 | 0 | 0 | 0 | 0 | 0
FixedInterchange | 0 | 0 | 0 | 0 | 0 | 0
SO2 Emissions (MMshortTons): EI_US
ReportingType | 2015 | 2020 | 2025 | 2030 | 2035 | 2040
BM | 0 | 0 | 0 | 0 | 0 | 0
CC | 0 | 0 | 0 | 0 | 0 | 0
CSP | 0 | 0 | 0 | 0 | 0 | 0
CT | 0 | 0 | 0 | 0 | 0 | 0
Coal | 3.5 | 0.21 | 0.04 | 0.05 | 0.1 | 0.11
Geo | 0 | 0 | 0 | 0 | 0 | 0
H | 0 | 0 | 0 | 0 | 0 | 0
LFG | 0 | 0 | 0 | 0 | 0 | 0
Nuc | 0 | 0 | 0 | 0 | 0 | 0
PS | 0 | 0 | 0 | 0 | 0 | 0
PV | 0 | 0 | 0 | 0 | 0 | 0
PeakG | 0 | 0 | 0 | 0 | 0 | 0
PeakO | 0 | 0 | 0 | 0 | 0 | 0
ST | 0 | 0 | 0 | 0 | 0 | 0
STOG | 0 | 0 | 0 | 0 | 0 | 0
STWD | 0 | 0 | 0 | 0 | 0 | 0
WT | 0 | 0 | 0 | 0 | 0 | 0
IGCC | 0 | 0 | 0 | 0 | 0 | 0
DemandResponse | 0 | 0 | 0 | 0 | 0 | 0
IGCC-CCS | 0 | 0 | 0 | 0 | 0 | 0
WT_off | 0 | 0 | 0 | 0 | 0 | 0
PseudoUnit | 0 | 0 | 0 | 0 | 0 | 0
FixedInterchange | 0 | 0 | 0 | 0 | 0 | 0
SO2 Emissions (MMshortTons): EI_Canada
ReportingType | 2015 | 2020 | 2025 | 2030 | 2035 | 2040
BM | 0 | 0 | 0 | 0 | 0 | 0
CC | 0 | 0 | 0 | 0 | 0 | 0
CSP | 0 | 0 | 0 | 0 | 0 | 0
CT | 0 | 0 | 0 | 0 | 0 | 0
Coal | 0.01 | 0 | 0 | 0 | 0 | 0
Geo | 0 | 0 | 0 | 0 | 0 | 0
H | 0 | 0 | 0 | 0 | 0 | 0
LFG | 0 | 0 | 0 | 0 | 0 | 0
Nuc | 0 | 0 | 0 | 0 | 0 | 0
PS | 0 | 0 | 0 | 0 | 0 | 0
PV | 0 | 0 | 0 | 0 | 0 | 0
PeakG | 0 | 0 | 0 | 0 | 0 | 0
PeakO | 0 | 0 | 0 | 0 | 0 | 0
ST | 0 | 0 | 0 | 0 | 0 | 0
STOG | 0 | 0 | 0 | 0 | 0 | 0
STWD | 0 | 0 | 0 | 0 | 0 | 0
WT | 0 | 0 | 0 | 0 | 0 | 0
IGCC | 0 | 0 | 0 | 0 | 0 | 0
DemandResponse | 0 | 0 | 0 | 0 | 0 | 0
IGCC-CCS | 0 | 0 | 0 | 0 | 0 | 0
WT_off | 0 | 0 | 0 | 0 | 0 | 0
PseudoUnit | 0 | 0 | 0 | 0 | 0 | 0
FixedInterchange | 0 | 0 | 0 | 0 | 0 | 0
SO2 Emissions (MMshortTons): EI
ReportingType | 2015 | 2020 | 2025 | 2030 | 2035 | 2040
BM | 0 | 0 | 0 | 0 | 0 | 0
CC | 0 | 0 | 0 | 0 | 0 | 0
CSP | 0 | 0 | 0 | 0 | 0 | 0
CT | 0 | 0 | 0 | 0 | 0 | 0
Coal | 3.51 | 0.21 | 0.04 | 0.05 | 0.1 | 0.11
Geo | 0 | 0 | 0 | 0 | 0 | 0
H | 0 | 0 | 0 | 0 | 0 | 0
LFG | 0 | 0 | 0 | 0 | 0 | 0
Nuc | 0 | 0 | 0 | 0 | 0 | 0
PS | 0 | 0 | 0 | 0 | 0 | 0
PV | 0 | 0 | 0 | 0 | 0 | 0
PeakG | 0 | 0 | 0 | 0 | 0 | 0
PeakO | 0 | 0 | 0 | 0 | 0 | 0
ST | 0 | 0 | 0 | 0 | 0 | 0
STOG | 0 | 0 | 0 | 0 | 0 | 0
STWD | 0 | 0 | 0 | 0 | 0 | 0
WT | 0 | 0 | 0 | 0 | 0 | 0
IGCC | 0 | 0 | 0 | 0 | 0 | 0
DemandResponse | 0 | 0 | 0 | 0 | 0 | 0
IGCC-CCS | 0 | 0 | 0 | 0 | 0 | 0
WT_off | 0 | 0 | 0 | 0 | 0 | 0
PseudoUnit | 0 | 0 | 0 | 0 | 0 | 0
FixedInterchange | 0 | 0 | 0 | 0 | 0 | 0
SO2 Emissions (MMshortTons): Outside_EI
ReportingType | 2015 | 2020 | 2025 | 2030 | 2035 | 2040
BM | 0 | 0 | 0 | 0 | 0 | 0
CC | 0 | 0 | 0 | 0 | 0 | 0
CSP | 0 | 0 | 0 | 0 | 0 | 0
CT | 0 | 0 | 0 | 0 | 0 | 0
Coal | 0.37 | 0.21 | 0.15 | 0.01 | 0.01 | 0.01
Geo | 0 | 0 | 0 | 0 | 0 | 0
H | 0 | 0 | 0 | 0 | 0 | 0
LFG | 0 | 0 | 0 | 0 | 0 | 0
Nuc | 0 | 0 | 0 | 0 | 0 | 0
PS | 0 | 0 | 0 | 0 | 0 | 0
PV | 0 | 0 | 0 | 0 | 0 | 0
PeakG | 0 | 0 | 0 | 0 | 0 | 0
PeakO | 0 | 0 | 0 | 0 | 0 | 0
ST | 0 | 0 | 0 | 0 | 0 | 0
STOG | 0 | 0 | 0 | 0 | 0 | 0
STWD | 0 | 0 | 0 | 0 | 0 | 0
WT | 0 | 0 | 0 | 0 | 0 | 0
IGCC | 0 | 0 | 0 | 0 | 0 | 0
DemandResponse | 0 | 0 | 0 | 0 | 0 | 0
IGCC-CCS | 0 | 0 | 0 | 0 | 0 | 0
WT_off | 0 | 0 | 0 | 0 | 0 | 0
PseudoUnit | 0 | 0 | 0 | 0 | 0 | 0
FixedInterchange | 0 | 0 | 0 | 0 | 0 | 0
NOx Emissions (MMshortTons): Entergy
ReportingType | 2015 | 2020 | 2025 | 2030 | 2035 | 2040
BM | 0 | 0 | 0 | 0 | 0 | 0
CC | 0 | 0.01 | 0.01 | 0.01 | 0 | 0
CSP | 0 | 0 | 0 | 0 | 0 | 0
CT | 0 | 0 | 0 | 0 | 0 | 0
Coal | 0.05 | 0 | 0 | 0 | 0 | 0
Geo | 0 | 0 | 0 | 0 | 0 | 0
H | 0 | 0 | 0 | 0 | 0 | 0
LFG | 0 | 0 | 0 | 0 | 0 | 0
Nuc | 0 | 0 | 0 | 0 | 0 | 0
PS | 0 | 0 | 0 | 0 | 0 | 0
PV | 0 | 0 | 0 | 0 | 0 | 0
PeakG | 0 | 0 | 0 | 0 | 0 | 0
PeakO | 0 | 0 | 0 | 0 | 0 | 0
ST | 0 | 0 | 0 | 0 | 0 | 0
STOG | 0 | 0 | 0 | 0 | 0 | 0
STWD | 0 | 0 | 0 | 0 | 0 | 0
WT | 0 | 0 | 0 | 0 | 0 | 0
IGCC | 0 | 0 | 0 | 0 | 0 | 0
DemandResponse | 0 | 0 | 0 | 0 | 0 | 0
IGCC-CCS | 0 | 0 | 0 | 0 | 0 | 0
WT_off | 0 | 0 | 0 | 0 | 0 | 0
PseudoUnit | 0 | 0 | 0 | 0 | 0 | 0
FixedInterchange | 0 | 0 | 0 | 0 | 0 | 0
NOx Emissions (MMshortTons): FRCC
ReportingType | 2015 | 2020 | 2025 | 2030 | 2035 | 2040
BM | 0 | 0 | 0 | 0 | 0 | 0
CC | 0.01 | 0.01 | 0.01 | 0.01 | 0 | 0
CSP | 0 | 0 | 0 | 0 | 0 | 0
CT | 0 | 0 | 0 | 0 | 0 | 0
Coal | 0.02 | 0 | 0 | 0 | 0 | 0
Geo | 0 | 0 | 0 | 0 | 0 | 0
H | 0 | 0 | 0 | 0 | 0 | 0
LFG | 0 | 0 | 0 | 0 | 0 | 0
Nuc | 0 | 0 | 0 | 0 | 0 | 0
PS | 0 | 0 | 0 | 0 | 0 | 0
PV | 0 | 0 | 0 | 0 | 0 | 0
PeakG | 0 | 0 | 0 | 0 | 0 | 0
PeakO | 0 | 0 | 0 | 0 | 0 | 0
ST | 0 | 0 | 0 | 0 | 0 | 0
STOG | 0 | 0 | 0 | 0 | 0 | 0
STWD | 0 | 0 | 0 | 0 | 0 | 0
WT | 0 | 0 | 0 | 0 | 0 | 0
IGCC | 0 | 0 | 0 | 0 | 0 | 0
DemandResponse | 0 | 0 | 0 | 0 | 0 | 0
IGCC-CCS | 0 | 0 | 0 | 0 | 0 | 0
WT_off | 0 | 0 | 0 | 0 | 0 | 0
PseudoUnit | 0 | 0 | 0 | 0 | 0 | 0
FixedInterchange | 0 | 0 | 0 | 0 | 0 | 0
NOx Emissions (MMshortTons): MAPP_US
ReportingType | 2015 | 2020 | 2025 | 2030 | 2035 | 2040
BM | 0 | 0 | 0 | 0 | 0 | 0
CC | 0 | 0 | 0 | 0 | 0 | 0
CSP | 0 | 0 | 0 | 0 | 0 | 0
CT | 0 | 0 | 0 | 0 | 0 | 0
Coal | 0.02 | 0 | 0 | 0 | 0 | 0
Geo | 0 | 0 | 0 | 0 | 0 | 0
H | 0 | 0 | 0 | 0 | 0 | 0
LFG | 0 | 0 | 0 | 0 | 0 | 0
Nuc | 0 | 0 | 0 | 0 | 0 | 0
PS | 0 | 0 | 0 | 0 | 0 | 0
PV | 0 | 0 | 0 | 0 | 0 | 0
PeakG | 0 | 0 | 0 | 0 | 0 | 0
PeakO | 0 | 0 | 0 | 0 | 0 | 0
ST | 0 | 0 | 0 | 0 | 0 | 0
STOG | 0 | 0 | 0 | 0 | 0 | 0
STWD | 0 | 0 | 0 | 0 | 0 | 0
WT | 0 | 0 | 0 | 0 | 0 | 0
IGCC | 0 | 0 | 0 | 0 | 0 | 0
DemandResponse | 0 | 0 | 0 | 0 | 0 | 0
IGCC-CCS | 0 | 0 | 0 | 0 | 0 | 0
WT_off | 0 | 0 | 0 | 0 | 0 | 0
PseudoUnit | 0 | 0 | 0 | 0 | 0 | 0
FixedInterchange | 0 | 0 | 0 | 0 | 0 | 0
NOx Emissions (MMshortTons): MISO_IN
ReportingType | 2015 | 2020 | 2025 | 2030 | 2035 | 2040
BM | 0 | 0 | 0 | 0 | 0 | 0
CC | 0 | 0.01 | 0.01 | 0.01 | 0.01 | 0
CSP | 0 | 0 | 0 | 0 | 0 | 0
CT | 0 | 0 | 0 | 0 | 0 | 0
Coal | 0.04 | 0.01 | 0 | 0 | 0.01 | 0.01
Geo | 0 | 0 | 0 | 0 | 0 | 0
H | 0 | 0 | 0 | 0 | 0 | 0
LFG | 0 | 0 | 0 | 0 | 0 | 0
Nuc | 0 | 0 | 0 | 0 | 0 | 0
PS | 0 | 0 | 0 | 0 | 0 | 0
PV | 0 | 0 | 0 | 0 | 0 | 0
PeakG | 0 | 0 | 0 | 0 | 0 | 0
PeakO | 0 | 0 | 0 | 0 | 0 | 0
ST | 0 | 0 | 0 | 0 | 0 | 0
STOG | 0 | 0 | 0 | 0 | 0 | 0
STWD | 0 | 0 | 0 | 0 | 0 | 0
WT | 0 | 0 | 0 | 0 | 0 | 0
IGCC | 0 | 0 | 0 | 0 | 0 | 0
DemandResponse | 0 | 0 | 0 | 0 | 0 | 0
IGCC-CCS | 0 | 0 | 0 | 0 | 0 | 0
WT_off | 0 | 0 | 0 | 0 | 0 | 0
PseudoUnit | 0 | 0 | 0 | 0 | 0 | 0
FixedInterchange | 0 | 0 | 0 | 0 | 0 | 0
NOx Emissions (MMshortTons): MISO_MI
ReportingType | 2015 | 2020 | 2025 | 2030 | 2035 | 2040
BM | 0 | 0 | 0 | 0 | 0 | 0
CC | 0 | 0 | 0 | 0 | 0 | 0
CSP | 0 | 0 | 0 | 0 | 0 | 0
CT | 0 | 0 | 0 | 0 | 0 | 0
Coal | 0.03 | 0 | 0 | 0 | 0 | 0
Geo | 0 | 0 | 0 | 0 | 0 | 0
H | 0 | 0 | 0 | 0 | 0 | 0
LFG | 0 | 0 | 0 | 0 | 0 | 0
Nuc | 0 | 0 | 0 | 0 | 0 | 0
PS | 0 | 0 | 0 | 0 | 0 | 0
PV | 0 | 0 | 0 | 0 | 0 | 0
PeakG | 0 | 0 | 0 | 0 | 0 | 0
PeakO | 0 | 0 | 0 | 0 | 0 | 0
ST | 0 | 0 | 0 | 0 | 0 | 0
STOG | 0 | 0 | 0 | 0 | 0 | 0
STWD | 0 | 0 | 0 | 0 | 0 | 0
WT | 0 | 0 | 0 | 0 | 0 | 0
IGCC | 0 | 0 | 0 | 0 | 0 | 0
DemandResponse | 0 | 0 | 0 | 0 | 0 | 0
IGCC-CCS | 0 | 0 | 0 | 0 | 0 | 0
WT_off | 0 | 0 | 0 | 0 | 0 | 0
PseudoUnit | 0 | 0 | 0 | 0 | 0 | 0
FixedInterchange | 0 | 0 | 0 | 0 | 0 | 0
NOx Emissions (MMshortTons): MISO_MO-IL
ReportingType | 2015 | 2020 | 2025 | 2030 | 2035 | 2040
BM | 0 | 0 | 0 | 0 | 0 | 0
CC | 0 | 0 | 0 | 0 | 0 | 0
CSP | 0 | 0 | 0 | 0 | 0 | 0
CT | 0 | 0 | 0 | 0 | 0 | 0
Coal | 0.04 | 0 | 0 | 0 | 0 | 0
Geo | 0 | 0 | 0 | 0 | 0 | 0
H | 0 | 0 | 0 | 0 | 0 | 0
LFG | 0 | 0 | 0 | 0 | 0 | 0
Nuc | 0 | 0 | 0 | 0 | 0 | 0
PS | 0 | 0 | 0 | 0 | 0 | 0
PV | 0 | 0 | 0 | 0 | 0 | 0
PeakG | 0 | 0 | 0 | 0 | 0 | 0
PeakO | 0 | 0 | 0 | 0 | 0 | 0
ST | 0 | 0 | 0 | 0 | 0 | 0
STOG | 0 | 0 | 0 | 0 | 0 | 0
STWD | 0 | 0 | 0 | 0 | 0 | 0
WT | 0 | 0 | 0 | 0 | 0 | 0
IGCC | 0 | 0 | 0 | 0 | 0 | 0
DemandResponse | 0 | 0 | 0 | 0 | 0 | 0
IGCC-CCS | 0 | 0 | 0 | 0 | 0 | 0
WT_off | 0 | 0 | 0 | 0 | 0 | 0
PseudoUnit | 0 | 0 | 0 | 0 | 0 | 0
FixedInterchange | 0 | 0 | 0 | 0 | 0 | 0
NOx Emissions (MMshortTons): MISO_W
ReportingType | 2015 | 2020 | 2025 | 2030 | 2035 | 2040
BM | 0 | 0 | 0 | 0 | 0 | 0
CC | 0 | 0 | 0 | 0 | 0 | 0
CSP | 0 | 0 | 0 | 0 | 0 | 0
CT | 0 | 0 | 0 | 0 | 0 | 0
Coal | 0.09 | 0.02 | 0 | 0 | 0 | 0
Geo | 0 | 0 | 0 | 0 | 0 | 0
H | 0 | 0 | 0 | 0 | 0 | 0
LFG | 0 | 0 | 0 | 0 | 0 | 0
Nuc | 0 | 0 | 0 | 0 | 0 | 0
PS | 0 | 0 | 0 | 0 | 0 | 0
PV | 0 | 0 | 0 | 0 | 0 | 0
PeakG | 0 | 0 | 0 | 0 | 0 | 0
PeakO | 0 | 0 | 0 | 0 | 0 | 0
ST | 0 | 0 | 0 | 0 | 0 | 0
STOG | 0 | 0 | 0 | 0 | 0 | 0
STWD | 0 | 0 | 0 | 0 | 0 | 0
WT | 0 | 0 | 0 | 0 | 0 | 0
IGCC | 0 | 0 | 0 | 0 | 0 | 0
DemandResponse | 0 | 0 | 0 | 0 | 0 | 0
IGCC-CCS | 0 | 0 | 0 | 0 | 0 | 0
WT_off | 0 | 0 | 0 | 0 | 0 | 0
PseudoUnit | 0 | 0 | 0 | 0 | 0 | 0
FixedInterchange | 0 | 0 | 0 | 0 | 0 | 0
NOx Emissions (MMshortTons): MISO_WUMS
ReportingType | 2015 | 2020 | 2025 | 2030 | 2035 | 2040
BM | 0 | 0 | 0 | 0 | 0 | 0
CC | 0 | 0 | 0 | 0 | 0 | 0
CSP | 0 | 0 | 0 | 0 | 0 | 0
CT | 0 | 0 | 0 | 0 | 0 | 0
Coal | 0 | 0 | 0 | 0 | 0 | 0
Geo | 0 | 0 | 0 | 0 | 0 | 0
H | 0 | 0 | 0 | 0 | 0 | 0
LFG | 0 | 0 | 0 | 0 | 0 | 0
Nuc | 0 | 0 | 0 | 0 | 0 | 0
PS | 0 | 0 | 0 | 0 | 0 | 0
PV | 0 | 0 | 0 | 0 | 0 | 0
PeakG | 0 | 0 | 0 | 0 | 0 | 0
PeakO | 0 | 0 | 0 | 0 | 0 | 0
ST | 0 | 0 | 0 | 0 | 0 | 0
STOG | 0 | 0 | 0 | 0 | 0 | 0
STWD | 0 | 0 | 0 | 0 | 0 | 0
WT | 0 | 0 | 0 | 0 | 0 | 0
IGCC | 0 | 0 | 0 | 0 | 0 | 0
DemandResponse | 0 | 0 | 0 | 0 | 0 | 0
IGCC-CCS | 0 | 0 | 0 | 0 | 0 | 0
WT_off | 0 | 0 | 0 | 0 | 0 | 0
PseudoUnit | 0 | 0 | 0 | 0 | 0 | 0
FixedInterchange | 0 | 0 | 0 | 0 | 0 | 0
NOx Emissions (MMshortTons): Nebraska
ReportingType | 2015 | 2020 | 2025 | 2030 | 2035 | 2040
BM | 0 | 0 | 0 | 0 | 0 | 0
CC | 0 | 0 | 0 | 0 | 0 | 0
CSP | 0 | 0 | 0 | 0 | 0 | 0
CT | 0 | 0 | 0 | 0 | 0 | 0
Coal | 0.04 | 0 | 0 | 0 | 0 | 0
Geo | 0 | 0 | 0 | 0 | 0 | 0
H | 0 | 0 | 0 | 0 | 0 | 0
LFG | 0 | 0 | 0 | 0 | 0 | 0
Nuc | 0 | 0 | 0 | 0 | 0 | 0
PS | 0 | 0 | 0 | 0 | 0 | 0
PV | 0 | 0 | 0 | 0 | 0 | 0
PeakG | 0 | 0 | 0 | 0 | 0 | 0
PeakO | 0 | 0 | 0 | 0 | 0 | 0
ST | 0 | 0 | 0 | 0 | 0 | 0
STOG | 0 | 0 | 0 | 0 | 0 | 0
STWD | 0 | 0 | 0 | 0 | 0 | 0
WT | 0 | 0 | 0 | 0 | 0 | 0
IGCC | 0 | 0 | 0 | 0 | 0 | 0
DemandResponse | 0 | 0 | 0 | 0 | 0 | 0
IGCC-CCS | 0 | 0 | 0 | 0 | 0 | 0
WT_off | 0 | 0 | 0 | 0 | 0 | 0
PseudoUnit | 0 | 0 | 0 | 0 | 0 | 0
FixedInterchange | 0 | 0 | 0 | 0 | 0 | 0
NOx Emissions (MMshortTons): NEISO
ReportingType | 2015 | 2020 | 2025 | 2030 | 2035 | 2040
BM | 0 | 0 | 0 | 0 | 0 | 0
CC | 0 | 0 | 0 | 0 | 0 | 0
CSP | 0 | 0 | 0 | 0 | 0 | 0
CT | 0 | 0 | 0 | 0 | 0 | 0
Coal | 0 | 0 | 0 | 0 | 0 | 0
Geo | 0 | 0 | 0 | 0 | 0 | 0
H | 0 | 0 | 0 | 0 | 0 | 0
LFG | 0 | 0 | 0 | 0 | 0 | 0
Nuc | 0 | 0 | 0 | 0 | 0 | 0
PS | 0 | 0 | 0 | 0 | 0 | 0
PV | 0 | 0 | 0 | 0 | 0 | 0
PeakG | 0 | 0 | 0 | 0 | 0 | 0
PeakO | 0 | 0 | 0 | 0 | 0 | 0
ST | 0 | 0 | 0 | 0 | 0 | 0
STOG | 0 | 0 | 0 | 0 | 0 | 0
STWD | 0 | 0 | 0 | 0 | 0 | 0
WT | 0 | 0 | 0 | 0 | 0 | 0
IGCC | 0 | 0 | 0 | 0 | 0 | 0
DemandResponse | 0 | 0 | 0 | 0 | 0 | 0
IGCC-CCS | 0 | 0 | 0 | 0 | 0 | 0
WT_off | 0 | 0 | 0 | 0 | 0 | 0
PseudoUnit | 0 | 0 | 0 | 0 | 0 | 0
FixedInterchange | 0 | 0 | 0 | 0 | 0 | 0
NOx Emissions (MMshortTons): NonRTO_Midwest
ReportingType | 2015 | 2020 | 2025 | 2030 | 2035 | 2040
BM | 0 | 0 | 0 | 0 | 0 | 0
CC | 0 | 0 | 0 | 0 | 0 | 0
CSP | 0 | 0 | 0 | 0 | 0 | 0
CT | 0 | 0 | 0 | 0 | 0 | 0
Coal | 0.03 | 0.01 | 0 | 0 | 0 | 0
Geo | 0 | 0 | 0 | 0 | 0 | 0
H | 0 | 0 | 0 | 0 | 0 | 0
LFG | 0 | 0 | 0 | 0 | 0 | 0
Nuc | 0 | 0 | 0 | 0 | 0 | 0
PS | 0 | 0 | 0 | 0 | 0 | 0
PV | 0 | 0 | 0 | 0 | 0 | 0
PeakG | 0 | 0 | 0 | 0 | 0 | 0
PeakO | 0 | 0 | 0 | 0 | 0 | 0
ST | 0 | 0 | 0 | 0 | 0 | 0
STOG | 0 | 0 | 0 | 0 | 0 | 0
STWD | 0 | 0 | 0 | 0 | 0 | 0
WT | 0 | 0 | 0 | 0 | 0 | 0
IGCC | 0 | 0 | 0 | 0 | 0 | 0
DemandResponse | 0 | 0 | 0 | 0 | 0 | 0
IGCC-CCS | 0 | 0 | 0 | 0 | 0 | 0
WT_off | 0 | 0 | 0 | 0 | 0 | 0
PseudoUnit | 0 | 0 | 0 | 0 | 0 | 0
FixedInterchange | 0 | 0 | 0 | 0 | 0 | 0
NOx Emissions (MMshortTons): NYISO_A-F
ReportingType | 2015 | 2020 | 2025 | 2030 | 2035 | 2040
BM | 0 | 0 | 0 | 0 | 0 | 0
CC | 0 | 0 | 0 | 0 | 0 | 0
CSP | 0 | 0 | 0 | 0 | 0 | 0
CT | 0 | 0 | 0 | 0 | 0 | 0
Coal | 0 | 0 | 0 | 0 | 0 | 0
Geo | 0 | 0 | 0 | 0 | 0 | 0
H | 0 | 0 | 0 | 0 | 0 | 0
LFG | 0 | 0 | 0 | 0 | 0 | 0
Nuc | 0 | 0 | 0 | 0 | 0 | 0
PS | 0 | 0 | 0 | 0 | 0 | 0
PV | 0 | 0 | 0 | 0 | 0 | 0
PeakG | 0 | 0 | 0 | 0 | 0 | 0
PeakO | 0 | 0 | 0 | 0 | 0 | 0
ST | 0 | 0 | 0 | 0 | 0 | 0
STOG | 0 | 0 | 0 | 0 | 0 | 0
STWD | 0 | 0 | 0 | 0 | 0 | 0
WT | 0 | 0 | 0 | 0 | 0 | 0
IGCC | 0 | 0 | 0 | 0 | 0 | 0
DemandResponse | 0 | 0 | 0 | 0 | 0 | 0
IGCC-CCS | 0 | 0 | 0 | 0 | 0 | 0
WT_off | 0 | 0 | 0 | 0 | 0 | 0
PseudoUnit | 0 | 0 | 0 | 0 | 0 | 0
FixedInterchange | 0 | 0 | 0 | 0 | 0 | 0
NOx Emissions (MMshortTons): NYISO_G-I
ReportingType | 2015 | 2020 | 2025 | 2030 | 2035 | 2040
BM | 0 | 0 | 0 | 0 | 0 | 0
CC | 0 | 0 | 0 | 0 | 0 | 0
CSP | 0 | 0 | 0 | 0 | 0 | 0
CT | 0 | 0 | 0 | 0 | 0 | 0
Coal | 0 | 0 | 0 | 0 | 0 | 0
Geo | 0 | 0 | 0 | 0 | 0 | 0
H | 0 | 0 | 0 | 0 | 0 | 0
LFG | 0 | 0 | 0 | 0 | 0 | 0
Nuc | 0 | 0 | 0 | 0 | 0 | 0
PS | 0 | 0 | 0 | 0 | 0 | 0
PV | 0 | 0 | 0 | 0 | 0 | 0
PeakG | 0 | 0 | 0 | 0 | 0 | 0
PeakO | 0 | 0 | 0 | 0 | 0 | 0
ST | 0 | 0 | 0 | 0 | 0 | 0
STOG | 0 | 0 | 0 | 0 | 0 | 0
STWD | 0 | 0 | 0 | 0 | 0 | 0
WT | 0 | 0 | 0 | 0 | 0 | 0
IGCC | 0 | 0 | 0 | 0 | 0 | 0
DemandResponse | 0 | 0 | 0 | 0 | 0 | 0
IGCC-CCS | 0 | 0 | 0 | 0 | 0 | 0
WT_off | 0 | 0 | 0 | 0 | 0 | 0
PseudoUnit | 0 | 0 | 0 | 0 | 0 | 0
FixedInterchange | 0 | 0 | 0 | 0 | 0 | 0
NOx Emissions (MMshortTons): NYISO_J-K
ReportingType | 2015 | 2020 | 2025 | 2030 | 2035 | 2040
BM | 0 | 0 | 0 | 0 | 0 | 0
CC | 0 | 0 | 0 | 0 | 0 | 0
CSP | 0 | 0 | 0 | 0 | 0 | 0
CT | 0 | 0 | 0 | 0 | 0 | 0
Coal | 0 | 0 | 0 | 0 | 0 | 0
Geo | 0 | 0 | 0 | 0 | 0 | 0
H | 0 | 0 | 0 | 0 | 0 | 0
LFG | 0 | 0 | 0 | 0 | 0 | 0
Nuc | 0 | 0 | 0 | 0 | 0 | 0
PS | 0 | 0 | 0 | 0 | 0 | 0
PV | 0 | 0 | 0 | 0 | 0 | 0
PeakG | 0 | 0 | 0 | 0 | 0 | 0
PeakO | 0 | 0 | 0 | 0 | 0 | 0
ST | 0 | 0 | 0 | 0 | 0 | 0
STOG | 0 | 0 | 0 | 0 | 0 | 0
STWD | 0 | 0 | 0 | 0 | 0 | 0
WT | 0 | 0 | 0 | 0 | 0 | 0
IGCC | 0 | 0 | 0 | 0 | 0 | 0
DemandResponse | 0 | 0 | 0 | 0 | 0 | 0
IGCC-CCS | 0 | 0 | 0 | 0 | 0 | 0
WT_off | 0 | 0 | 0 | 0 | 0 | 0
PseudoUnit | 0 | 0 | 0 | 0 | 0 | 0
FixedInterchange | 0 | 0 | 0 | 0 | 0 | 0
NOx Emissions (MMshortTons): PJM_E
ReportingType | 2015 | 2020 | 2025 | 2030 | 2035 | 2040
BM | 0 | 0 | 0 | 0 | 0 | 0
CC | 0 | 0 | 0 | 0 | 0 | 0
CSP | 0 | 0 | 0 | 0 | 0 | 0
CT | 0 | 0 | 0 | 0 | 0 | 0
Coal | 0 | 0 | 0 | 0 | 0 | 0
Geo | 0 | 0 | 0 | 0 | 0 | 0
H | 0 | 0 | 0 | 0 | 0 | 0
LFG | 0 | 0 | 0 | 0 | 0 | 0
Nuc | 0 | 0 | 0 | 0 | 0 | 0
PS | 0 | 0 | 0 | 0 | 0 | 0
PV | 0 | 0 | 0 | 0 | 0 | 0
PeakG | 0 | 0 | 0 | 0 | 0 | 0
PeakO | 0 | 0 | 0 | 0 | 0 | 0
ST | 0 | 0 | 0 | 0 | 0 | 0
STOG | 0 | 0 | 0 | 0 | 0 | 0
STWD | 0 | 0 | 0 | 0 | 0 | 0
WT | 0 | 0 | 0 | 0 | 0 | 0
IGCC | 0 | 0 | 0 | 0 | 0 | 0
DemandResponse | 0 | 0 | 0 | 0 | 0 | 0
IGCC-CCS | 0 | 0 | 0 | 0 | 0 | 0
WT_off | 0 | 0 | 0 | 0 | 0 | 0
PseudoUnit | 0 | 0 | 0 | 0 | 0 | 0
FixedInterchange | 0 | 0 | 0 | 0 | 0 | 0
NOx Emissions (MMshortTons): PJM_ROM
ReportingType | 2015 | 2020 | 2025 | 2030 | 2035 | 2040
BM | 0 | 0 | 0 | 0 | 0 | 0
CC | 0 | 0 | 0 | 0 | 0 | 0
CSP | 0 | 0 | 0 | 0 | 0 | 0
CT | 0 | 0 | 0 | 0 | 0 | 0
Coal | 0.01 | 0 | 0 | 0 | 0 | 0
Geo | 0 | 0 | 0 | 0 | 0 | 0
H | 0 | 0 | 0 | 0 | 0 | 0
LFG | 0 | 0 | 0 | 0 | 0 | 0
Nuc | 0 | 0 | 0 | 0 | 0 | 0
PS | 0 | 0 | 0 | 0 | 0 | 0
PV | 0 | 0 | 0 | 0 | 0 | 0
PeakG | 0 | 0 | 0 | 0 | 0 | 0
PeakO | 0 | 0 | 0 | 0 | 0 | 0
ST | 0 | 0 | 0 | 0 | 0 | 0
STOG | 0 | 0 | 0 | 0 | 0 | 0
STWD | 0 | 0 | 0 | 0 | 0 | 0
WT | 0 | 0 | 0 | 0 | 0 | 0
IGCC | 0 | 0 | 0 | 0 | 0 | 0
DemandResponse | 0 | 0 | 0 | 0 | 0 | 0
IGCC-CCS | 0 | 0 | 0 | 0 | 0 | 0
WT_off | 0 | 0 | 0 | 0 | 0 | 0
PseudoUnit | 0 | 0 | 0 | 0 | 0 | 0
FixedInterchange | 0 | 0 | 0 | 0 | 0 | 0
NOx Emissions (MMshortTons): PJM_ROR
ReportingType | 2015 | 2020 | 2025 | 2030 | 2035 | 2040
BM | 0 | 0 | 0 | 0 | 0 | 0
CC | 0.01 | 0.01 | 0.01 | 0.01 | 0.01 | 0
CSP | 0 | 0 | 0 | 0 | 0 | 0
CT | 0 | 0 | 0 | 0 | 0 | 0
Coal | 0.14 | 0.04 | 0.01 | 0.01 | 0.02 | 0.02
Geo | 0 | 0 | 0 | 0 | 0 | 0
H | 0 | 0 | 0 | 0 | 0 | 0
LFG | 0 | 0 | 0 | 0 | 0 | 0
Nuc | 0 | 0 | 0 | 0 | 0 | 0
PS | 0 | 0 | 0 | 0 | 0 | 0
PV | 0 | 0 | 0 | 0 | 0 | 0
PeakG | 0 | 0 | 0 | 0 | 0 | 0
PeakO | 0 | 0 | 0 | 0 | 0 | 0
ST | 0 | 0 | 0 | 0 | 0 | 0
STOG | 0 | 0 | 0 | 0 | 0 | 0
STWD | 0 | 0 | 0 | 0 | 0 | 0
WT | 0 | 0 | 0 | 0 | 0 | 0
IGCC | 0 | 0 | 0 | 0 | 0 | 0
DemandResponse | 0 | 0 | 0 | 0 | 0 | 0
IGCC-CCS | 0 | 0 | 0 | 0 | 0 | 0
WT_off | 0 | 0 | 0 | 0 | 0 | 0
PseudoUnit | 0 | 0 | 0 | 0 | 0 | 0
FixedInterchange | 0 | 0 | 0 | 0 | 0 | 0
NOx Emissions (MMshortTons): SOCO
ReportingType | 2015 | 2020 | 2025 | 2030 | 2035 | 2040
BM | 0 | 0 | 0 | 0 | 0 | 0
CC | 0.01 | 0.01 | 0.01 | 0.01 | 0 | 0
CSP | 0 | 0 | 0 | 0 | 0 | 0
CT | 0 | 0 | 0 | 0 | 0 | 0
Coal | 0.03 | 0 | 0 | 0 | 0 | 0
Geo | 0 | 0 | 0 | 0 | 0 | 0
H | 0 | 0 | 0 | 0 | 0 | 0
LFG | 0 | 0 | 0 | 0 | 0 | 0
Nuc | 0 | 0 | 0 | 0 | 0 | 0
PS | 0 | 0 | 0 | 0 | 0 | 0
PV | 0 | 0 | 0 | 0 | 0 | 0
PeakG | 0 | 0 | 0 | 0 | 0 | 0
PeakO | 0 | 0 | 0 | 0 | 0 | 0
ST | 0 | 0 | 0 | 0 | 0 | 0
STOG | 0 | 0 | 0 | 0 | 0 | 0
STWD | 0 | 0 | 0 | 0 | 0 | 0
WT | 0 | 0 | 0 | 0 | 0 | 0
IGCC | 0 | 0 | 0 | 0 | 0 | 0
DemandResponse | 0 | 0 | 0 | 0 | 0 | 0
IGCC-CCS | 0 | 0 | 0 | 0 | 0 | 0
WT_off | 0 | 0 | 0 | 0 | 0 | 0
PseudoUnit | 0 | 0 | 0 | 0 | 0 | 0
FixedInterchange | 0 | 0 | 0 | 0 | 0 | 0
NOx Emissions (MMshortTons): SPP_N
ReportingType | 2015 | 2020 | 2025 | 2030 | 2035 | 2040
BM | 0 | 0 | 0 | 0 | 0 | 0
CC | 0 | 0 | 0 | 0 | 0 | 0
CSP | 0 | 0 | 0 | 0 | 0 | 0
CT | 0 | 0 | 0 | 0 | 0 | 0
Coal | 0.06 | 0.02 | 0 | 0 | 0 | 0
Geo | 0 | 0 | 0 | 0 | 0 | 0
H | 0 | 0 | 0 | 0 | 0 | 0
LFG | 0 | 0 | 0 | 0 | 0 | 0
Nuc | 0 | 0 | 0 | 0 | 0 | 0
PS | 0 | 0 | 0 | 0 | 0 | 0
PV | 0 | 0 | 0 | 0 | 0 | 0
PeakG | 0 | 0 | 0 | 0 | 0 | 0
PeakO | 0 | 0 | 0 | 0 | 0 | 0
ST | 0 | 0 | 0 | 0 | 0 | 0
STOG | 0 | 0 | 0 | 0 | 0 | 0
STWD | 0 | 0 | 0 | 0 | 0 | 0
WT | 0 | 0 | 0 | 0 | 0 | 0
IGCC | 0 | 0 | 0 | 0 | 0 | 0
DemandResponse | 0 | 0 | 0 | 0 | 0 | 0
IGCC-CCS | 0 | 0 | 0 | 0 | 0 | 0
WT_off | 0 | 0 | 0 | 0 | 0 | 0
PseudoUnit | 0 | 0 | 0 | 0 | 0 | 0
FixedInterchange | 0 | 0 | 0 | 0 | 0 | 0
NOx Emissions (MMshortTons): SPP_S
ReportingType | 2015 | 2020 | 2025 | 2030 | 2035 | 2040
BM | 0 | 0 | 0 | 0 | 0 | 0
CC | 0 | 0 | 0 | 0 | 0 | 0
CSP | 0 | 0 | 0 | 0 | 0 | 0
CT | 0 | 0 | 0 | 0 | 0 | 0
Coal | 0.09 | 0.01 | 0 | 0 | 0 | 0
Geo | 0 | 0 | 0 | 0 | 0 | 0
H | 0 | 0 | 0 | 0 | 0 | 0
LFG | 0 | 0 | 0 | 0 | 0 | 0
Nuc | 0 | 0 | 0 | 0 | 0 | 0
PS | 0 | 0 | 0 | 0 | 0 | 0
PV | 0 | 0 | 0 | 0 | 0 | 0
PeakG | 0 | 0 | 0 | 0 | 0 | 0
PeakO | 0 | 0 | 0 | 0 | 0 | 0
ST | 0 | 0 | 0 | 0 | 0 | 0
STOG | 0 | 0 | 0 | 0 | 0 | 0
STWD | 0 | 0 | 0 | 0 | 0 | 0
WT | 0 | 0 | 0 | 0 | 0 | 0
IGCC | 0 | 0 | 0 | 0 | 0 | 0
DemandResponse | 0 | 0 | 0 | 0 | 0 | 0
IGCC-CCS | 0 | 0 | 0 | 0 | 0 | 0
WT_off | 0 | 0 | 0 | 0 | 0 | 0
PseudoUnit | 0 | 0 | 0 | 0 | 0 | 0
FixedInterchange | 0 | 0 | 0 | 0 | 0 | 0
NOx Emissions (MMshortTons): TVA
ReportingType | 2015 | 2020 | 2025 | 2030 | 2035 | 2040
BM | 0 | 0 | 0 | 0 | 0 | 0
CC | 0 | 0 | 0.01 | 0.01 | 0 | 0
CSP | 0 | 0 | 0 | 0 | 0 | 0
CT | 0 | 0 | 0 | 0 | 0 | 0
Coal | 0.02 | 0.01 | 0 | 0 | 0 | 0
Geo | 0 | 0 | 0 | 0 | 0 | 0
H | 0 | 0 | 0 | 0 | 0 | 0
LFG | 0 | 0 | 0 | 0 | 0 | 0
Nuc | 0 | 0 | 0 | 0 | 0 | 0
PS | 0 | 0 | 0 | 0 | 0 | 0
PV | 0 | 0 | 0 | 0 | 0 | 0
PeakG | 0 | 0 | 0 | 0 | 0 | 0
PeakO | 0 | 0 | 0 | 0 | 0 | 0
ST | 0 | 0 | 0 | 0 | 0 | 0
STOG | 0 | 0 | 0 | 0 | 0 | 0
STWD | 0 | 0 | 0 | 0 | 0 | 0
WT | 0 | 0 | 0 | 0 | 0 | 0
IGCC | 0 | 0 | 0 | 0 | 0 | 0
DemandResponse | 0 | 0 | 0 | 0 | 0 | 0
IGCC-CCS | 0 | 0 | 0 | 0 | 0 | 0
WT_off | 0 | 0 | 0 | 0 | 0 | 0
PseudoUnit | 0 | 0 | 0 | 0 | 0 | 0
FixedInterchange | 0 | 0 | 0 | 0 | 0 | 0
NOx Emissions (MMshortTons): TVA_Transmission
ReportingType | 2015 | 2020 | 2025 | 2030 | 2035 | 2040
BM | 0 | 0 | 0 | 0 | 0 | 0
CC | 0 | 0 | 0 | 0 | 0 | 0
CSP | 0 | 0 | 0 | 0 | 0 | 0
CT | 0 | 0 | 0 | 0 | 0 | 0
Coal | 0 | 0 | 0 | 0 | 0 | 0
Geo | 0 | 0 | 0 | 0 | 0 | 0
H | 0 | 0 | 0 | 0 | 0 | 0
LFG | 0 | 0 | 0 | 0 | 0 | 0
Nuc | 0 | 0 | 0 | 0 | 0 | 0
PS | 0 | 0 | 0 | 0 | 0 | 0
PV | 0 | 0 | 0 | 0 | 0 | 0
PeakG | 0 | 0 | 0 | 0 | 0 | 0
PeakO | 0 | 0 | 0 | 0 | 0 | 0
ST | 0 | 0 | 0 | 0 | 0 | 0
STOG | 0 | 0 | 0 | 0 | 0 | 0
STWD | 0 | 0 | 0 | 0 | 0 | 0
WT | 0 | 0 | 0 | 0 | 0 | 0
IGCC | 0 | 0 | 0 | 0 | 0 | 0
DemandResponse | 0 | 0 | 0 | 0 | 0 | 0
IGCC-CCS | 0 | 0 | 0 | 0 | 0 | 0
WT_off | 0 | 0 | 0 | 0 | 0 | 0
PseudoUnit | 0 | 0 | 0 | 0 | 0 | 0
FixedInterchange | 0 | 0 | 0 | 0 | 0 | 0
NOx Emissions (MMshortTons): VACAR
ReportingType | 2015 | 2020 | 2025 | 2030 | 2035 | 2040
BM | 0 | 0 | 0 | 0 | 0 | 0
CC | 0.01 | 0.01 | 0.01 | 0.01 | 0 | 0
CSP | 0 | 0 | 0 | 0 | 0 | 0
CT | 0 | 0 | 0 | 0 | 0 | 0
Coal | 0 | 0 | 0 | 0 | 0 | 0
Geo | 0 | 0 | 0 | 0 | 0 | 0
H | 0 | 0 | 0 | 0 | 0 | 0
LFG | 0 | 0 | 0 | 0 | 0 | 0
Nuc | 0 | 0 | 0 | 0 | 0 | 0
PS | 0 | 0 | 0 | 0 | 0 | 0
PV | 0 | 0 | 0 | 0 | 0 | 0
PeakG | 0 | 0 | 0 | 0 | 0 | 0
PeakO | 0 | 0 | 0 | 0 | 0 | 0
ST | 0 | 0 | 0 | 0 | 0 | 0
STOG | 0 | 0 | 0 | 0 | 0 | 0
STWD | 0 | 0 | 0 | 0 | 0 | 0
WT | 0 | 0 | 0 | 0 | 0 | 0
IGCC | 0 | 0 | 0 | 0 | 0 | 0
DemandResponse | 0 | 0 | 0 | 0 | 0 | 0
IGCC-CCS | 0 | 0 | 0 | 0 | 0 | 0
WT_off | 0 | 0 | 0 | 0 | 0 | 0
PseudoUnit | 0 | 0 | 0 | 0 | 0 | 0
FixedInterchange | 0 | 0 | 0 | 0 | 0 | 0
NOx Emissions (MMshortTons): IESO
ReportingType | 2015 | 2020 | 2025 | 2030 | 2035 | 2040
BM | 0 | 0 | 0 | 0 | 0 | 0
CC | 0 | 0 | 0 | 0 | 0 | 0
CSP | 0 | 0 | 0 | 0 | 0 | 0
CT | 0 | 0 | 0 | 0 | 0 | 0
Coal | 0 | 0 | 0 | 0 | 0 | 0
Geo | 0 | 0 | 0 | 0 | 0 | 0
H | 0 | 0 | 0 | 0 | 0 | 0
LFG | 0 | 0 | 0 | 0 | 0 | 0
Nuc | 0 | 0 | 0 | 0 | 0 | 0
PS | 0 | 0 | 0 | 0 | 0 | 0
PV | 0 | 0 | 0 | 0 | 0 | 0
PeakG | 0 | 0 | 0 | 0 | 0 | 0
PeakO | 0 | 0 | 0 | 0 | 0 | 0
ST | 0 | 0 | 0 | 0 | 0 | 0
STOG | 0 | 0 | 0 | 0 | 0 | 0
STWD | 0 | 0 | 0 | 0 | 0 | 0
WT | 0 | 0 | 0 | 0 | 0 | 0
IGCC | 0 | 0 | 0 | 0 | 0 | 0
DemandResponse | 0 | 0 | 0 | 0 | 0 | 0
IGCC-CCS | 0 | 0 | 0 | 0 | 0 | 0
WT_off | 0 | 0 | 0 | 0 | 0 | 0
PseudoUnit | 0 | 0 | 0 | 0 | 0 | 0
FixedInterchange | 0 | 0 | 0 | 0 | 0 | 0
NOx Emissions (MMshortTons): MAPP_CA
ReportingType | 2015 | 2020 | 2025 | 2030 | 2035 | 2040
BM | 0 | 0 | 0 | 0 | 0 | 0
CC | 0 | 0 | 0 | 0 | 0 | 0
CSP | 0 | 0 | 0 | 0 | 0 | 0
CT | 0 | 0 | 0 | 0 | 0 | 0
Coal | 0 | 0 | 0 | 0 | 0 | 0
Geo | 0 | 0 | 0 | 0 | 0 | 0
H | 0 | 0 | 0 | 0 | 0 | 0
LFG | 0 | 0 | 0 | 0 | 0 | 0
Nuc | 0 | 0 | 0 | 0 | 0 | 0
PS | 0 | 0 | 0 | 0 | 0 | 0
PV | 0 | 0 | 0 | 0 | 0 | 0
PeakG | 0 | 0 | 0 | 0 | 0 | 0
PeakO | 0 | 0 | 0 | 0 | 0 | 0
ST | 0 | 0 | 0 | 0 | 0 | 0
STOG | 0 | 0 | 0 | 0 | 0 | 0
STWD | 0 | 0 | 0 | 0 | 0 | 0
WT | 0 | 0 | 0 | 0 | 0 | 0
IGCC | 0 | 0 | 0 | 0 | 0 | 0
DemandResponse | 0 | 0 | 0 | 0 | 0 | 0
IGCC-CCS | 0 | 0 | 0 | 0 | 0 | 0
WT_off | 0 | 0 | 0 | 0 | 0 | 0
PseudoUnit | 0 | 0 | 0 | 0 | 0 | 0
FixedInterchange | 0 | 0 | 0 | 0 | 0 | 0
NOx Emissions (MMshortTons): AZ_NM_SNV_Coal
ReportingType | 2015 | 2020 | 2025 | 2030 | 2035 | 2040
BM | 0 | 0 | 0 | 0 | 0 | 0
CC | 0 | 0 | 0 | 0 | 0 | 0
CSP | 0 | 0 | 0 | 0 | 0 | 0
CT | 0 | 0 | 0 | 0 | 0 | 0
Coal | 0.08 | 0.07 | 0.01 | 0 | 0 | 0
Geo | 0 | 0 | 0 | 0 | 0 | 0
H | 0 | 0 | 0 | 0 | 0 | 0
LFG | 0 | 0 | 0 | 0 | 0 | 0
Nuc | 0 | 0 | 0 | 0 | 0 | 0
PS | 0 | 0 | 0 | 0 | 0 | 0
PV | 0 | 0 | 0 | 0 | 0 | 0
PeakG | 0 | 0 | 0 | 0 | 0 | 0
PeakO | 0 | 0 | 0 | 0 | 0 | 0
ST | 0 | 0 | 0 | 0 | 0 | 0
STOG | 0 | 0 | 0 | 0 | 0 | 0
STWD | 0 | 0 | 0 | 0 | 0 | 0
WT | 0 | 0 | 0 | 0 | 0 | 0
IGCC | 0 | 0 | 0 | 0 | 0 | 0
DemandResponse | 0 | 0 | 0 | 0 | 0 | 0
IGCC-CCS | 0 | 0 | 0 | 0 | 0 | 0
WT_off | 0 | 0 | 0 | 0 | 0 | 0
PseudoUnit | 0 | 0 | 0 | 0 | 0 | 0
FixedInterchange | 0 | 0 | 0 | 0 | 0 | 0
NOx Emissions (MMshortTons): AZ_NM_SNV_Gas
ReportingType | 2015 | 2020 | 2025 | 2030 | 2035 | 2040
BM | 0 | 0 | 0 | 0 | 0 | 0
CC | 0 | 0 | 0.01 | 0 | 0 | 0
CSP | 0 | 0 | 0 | 0 | 0 | 0
CT | 0 | 0 | 0 | 0 | 0 | 0
Coal | 0 | 0 | 0 | 0 | 0 | 0
Geo | 0 | 0 | 0 | 0 | 0 | 0
H | 0 | 0 | 0 | 0 | 0 | 0
LFG | 0 | 0 | 0 | 0 | 0 | 0
Nuc | 0 | 0 | 0 | 0 | 0 | 0
PS | 0 | 0 | 0 | 0 | 0 | 0
PV | 0 | 0 | 0 | 0 | 0 | 0
PeakG | 0 | 0 | 0 | 0 | 0 | 0
PeakO | 0 | 0 | 0 | 0 | 0 | 0
ST | 0 | 0 | 0 | 0 | 0 | 0
STOG | 0 | 0 | 0 | 0 | 0 | 0
STWD | 0 | 0 | 0 | 0 | 0 | 0
WT | 0 | 0 | 0 | 0 | 0 | 0
IGCC | 0 | 0 | 0 | 0 | 0 | 0
DemandResponse | 0 | 0 | 0 | 0 | 0 | 0
IGCC-CCS | 0 | 0 | 0 | 0 | 0 | 0
WT_off | 0 | 0 | 0 | 0 | 0 | 0
PseudoUnit | 0 | 0 | 0 | 0 | 0 | 0
FixedInterchange | 0 | 0 | 0 | 0 | 0 | 0
NOx Emissions (MMshortTons): AZ_NM_SNV_NucRenew
ReportingType | 2015 | 2020 | 2025 | 2030 | 2035 | 2040
BM | 0 | 0 | 0 | 0 | 0 | 0
CC | 0 | 0 | 0 | 0 | 0 | 0
CSP | 0 | 0 | 0 | 0 | 0 | 0
CT | 0 | 0 | 0 | 0 | 0 | 0
Coal | 0 | 0 | 0 | 0 | 0 | 0
Geo | 0 | 0 | 0 | 0 | 0 | 0
H | 0 | 0 | 0 | 0 | 0 | 0
LFG | 0 | 0 | 0 | 0 | 0 | 0
Nuc | 0 | 0 | 0 | 0 | 0 | 0
PS | 0 | 0 | 0 | 0 | 0 | 0
PV | 0 | 0 | 0 | 0 | 0 | 0
PeakG | 0 | 0 | 0 | 0 | 0 | 0
PeakO | 0 | 0 | 0 | 0 | 0 | 0
ST | 0 | 0 | 0 | 0 | 0 | 0
STOG | 0 | 0 | 0 | 0 | 0 | 0
STWD | 0 | 0 | 0 | 0 | 0 | 0
WT | 0 | 0 | 0 | 0 | 0 | 0
IGCC | 0 | 0 | 0 | 0 | 0 | 0
DemandResponse | 0 | 0 | 0 | 0 | 0 | 0
IGCC-CCS | 0 | 0 | 0 | 0 | 0 | 0
WT_off | 0 | 0 | 0 | 0 | 0 | 0
PseudoUnit | 0 | 0 | 0 | 0 | 0 | 0
FixedInterchange | 0 | 0 | 0 | 0 | 0 | 0
NOx Emissions (MMshortTons): ERCOT
ReportingType | 2015 | 2020 | 2025 | 2030 | 2035 | 2040
BM | 0 | 0 | 0 | 0 | 0 | 0
CC | 0.01 | 0.02 | 0.01 | 0.01 | 0.01 | 0
CSP | 0 | 0 | 0 | 0 | 0 | 0
CT | 0 | 0 | 0 | 0 | 0 | 0
Coal | 0.02 | 0.01 | 0 | 0 | 0 | 0
Geo | 0 | 0 | 0 | 0 | 0 | 0
H | 0 | 0 | 0 | 0 | 0 | 0
LFG | 0 | 0 | 0 | 0 | 0 | 0
Nuc | 0 | 0 | 0 | 0 | 0 | 0
PS | 0 | 0 | 0 | 0 | 0 | 0
PV | 0 | 0 | 0 | 0 | 0 | 0
PeakG | 0 | 0 | 0 | 0 | 0 | 0
PeakO | 0 | 0 | 0 | 0 | 0 | 0
ST | 0 | 0 | 0 | 0 | 0 | 0
STOG | 0 | 0 | 0 | 0 | 0 | 0
STWD | 0 | 0 | 0 | 0 | 0 | 0
WT | 0 | 0 | 0 | 0 | 0 | 0
IGCC | 0 | 0 | 0 | 0 | 0 | 0
DemandResponse | 0 | 0 | 0 | 0 | 0 | 0
IGCC-CCS | 0 | 0 | 0 | 0 | 0 | 0
WT_off | 0 | 0 | 0 | 0 | 0 | 0
PseudoUnit | 0 | 0 | 0 | 0 | 0 | 0
FixedInterchange | 0 | 0 | 0 | 0 | 0 | 0
NOx Emissions (MMshortTons): NP15
ReportingType | 2015 | 2020 | 2025 | 2030 | 2035 | 2040
BM | 0 | 0 | 0 | 0 | 0 | 0
CC | 0 | 0 | 0 | 0 | 0 | 0
CSP | 0 | 0 | 0 | 0 | 0 | 0
CT | 0 | 0 | 0 | 0 | 0 | 0
Coal | 0 | 0 | 0 | 0 | 0 | 0
Geo | 0 | 0 | 0 | 0 | 0 | 0
H | 0 | 0 | 0 | 0 | 0 | 0
LFG | 0 | 0 | 0 | 0 | 0 | 0
Nuc | 0 | 0 | 0 | 0 | 0 | 0
PS | 0 | 0 | 0 | 0 | 0 | 0
PV | 0 | 0 | 0 | 0 | 0 | 0
PeakG | 0 | 0 | 0 | 0 | 0 | 0
PeakO | 0 | 0 | 0 | 0 | 0 | 0
ST | 0 | 0 | 0 | 0 | 0 | 0
STOG | 0 | 0 | 0 | 0 | 0 | 0
STWD | 0 | 0 | 0 | 0 | 0 | 0
WT | 0 | 0 | 0 | 0 | 0 | 0
IGCC | 0 | 0 | 0 | 0 | 0 | 0
DemandResponse | 0 | 0 | 0 | 0 | 0 | 0
IGCC-CCS | 0 | 0 | 0 | 0 | 0 | 0
WT_off | 0 | 0 | 0 | 0 | 0 | 0
PseudoUnit | 0 | 0 | 0 | 0 | 0 | 0
FixedInterchange | 0 | 0 | 0 | 0 | 0 | 0
NOx Emissions (MMshortTons): NWPP_Coal
ReportingType | 2015 | 2020 | 2025 | 2030 | 2035 | 2040
BM | 0 | 0 | 0 | 0 | 0 | 0
CC | 0 | 0 | 0 | 0 | 0 | 0
CSP | 0 | 0 | 0 | 0 | 0 | 0
CT | 0 | 0 | 0 | 0 | 0 | 0
Coal | 0.07 | 0.05 | 0 | 0 | 0 | 0
Geo | 0 | 0 | 0 | 0 | 0 | 0
H | 0 | 0 | 0 | 0 | 0 | 0
LFG | 0 | 0 | 0 | 0 | 0 | 0
Nuc | 0 | 0 | 0 | 0 | 0 | 0
PS | 0 | 0 | 0 | 0 | 0 | 0
PV | 0 | 0 | 0 | 0 | 0 | 0
PeakG | 0 | 0 | 0 | 0 | 0 | 0
PeakO | 0 | 0 | 0 | 0 | 0 | 0
ST | 0 | 0 | 0 | 0 | 0 | 0
STOG | 0 | 0 | 0 | 0 | 0 | 0
STWD | 0 | 0 | 0 | 0 | 0 | 0
WT | 0 | 0 | 0 | 0 | 0 | 0
IGCC | 0 | 0 | 0 | 0 | 0 | 0
DemandResponse | 0 | 0 | 0 | 0 | 0 | 0
IGCC-CCS | 0 | 0 | 0 | 0 | 0 | 0
WT_off | 0 | 0 | 0 | 0 | 0 | 0
PseudoUnit | 0 | 0 | 0 | 0 | 0 | 0
FixedInterchange | 0 | 0 | 0 | 0 | 0 | 0
NOx Emissions (MMshortTons): NWPP_Gas
ReportingType | 2015 | 2020 | 2025 | 2030 | 2035 | 2040
BM | 0 | 0 | 0 | 0 | 0 | 0
CC | 0 | 0 | 0 | 0 | 0 | 0
CSP | 0 | 0 | 0 | 0 | 0 | 0
CT | 0 | 0 | 0 | 0 | 0 | 0
Coal | 0 | 0 | 0 | 0 | 0 | 0
Geo | 0 | 0 | 0 | 0 | 0 | 0
H | 0 | 0 | 0 | 0 | 0 | 0
LFG | 0 | 0 | 0 | 0 | 0 | 0
Nuc | 0 | 0 | 0 | 0 | 0 | 0
PS | 0 | 0 | 0 | 0 | 0 | 0
PV | 0 | 0 | 0 | 0 | 0 | 0
PeakG | 0 | 0 | 0 | 0 | 0 | 0
PeakO | 0 | 0 | 0 | 0 | 0 | 0
ST | 0 | 0 | 0 | 0 | 0 | 0
STOG | 0 | 0 | 0 | 0 | 0 | 0
STWD | 0 | 0 | 0 | 0 | 0 | 0
WT | 0 | 0 | 0 | 0 | 0 | 0
IGCC | 0 | 0 | 0 | 0 | 0 | 0
DemandResponse | 0 | 0 | 0 | 0 | 0 | 0
IGCC-CCS | 0 | 0 | 0 | 0 | 0 | 0
WT_off | 0 | 0 | 0 | 0 | 0 | 0
PseudoUnit | 0 | 0 | 0 | 0 | 0 | 0
FixedInterchange | 0 | 0 | 0 | 0 | 0 | 0
NOx Emissions (MMshortTons): NWPP_NucRenew
ReportingType | 2015 | 2020 | 2025 | 2030 | 2035 | 2040
BM | 0 | 0 | 0 | 0 | 0 | 0
CC | 0 | 0 | 0 | 0 | 0 | 0
CSP | 0 | 0 | 0 | 0 | 0 | 0
CT | 0 | 0 | 0 | 0 | 0 | 0
Coal | 0 | 0 | 0 | 0 | 0 | 0
Geo | 0 | 0 | 0 | 0 | 0 | 0
H | 0 | 0 | 0 | 0 | 0 | 0
LFG | 0 | 0 | 0 | 0 | 0 | 0
Nuc | 0 | 0 | 0 | 0 | 0 | 0
PS | 0 | 0 | 0 | 0 | 0 | 0
PV | 0 | 0 | 0 | 0 | 0 | 0
PeakG | 0 | 0 | 0 | 0 | 0 | 0
PeakO | 0 | 0 | 0 | 0 | 0 | 0
ST | 0 | 0 | 0 | 0 | 0 | 0
STOG | 0 | 0 | 0 | 0 | 0 | 0
STWD | 0 | 0 | 0 | 0 | 0 | 0
WT | 0 | 0 | 0 | 0 | 0 | 0
IGCC | 0 | 0 | 0 | 0 | 0 | 0
DemandResponse | 0 | 0 | 0 | 0 | 0 | 0
IGCC-CCS | 0 | 0 | 0 | 0 | 0 | 0
WT_off | 0 | 0 | 0 | 0 | 0 | 0
PseudoUnit | 0 | 0 | 0 | 0 | 0 | 0
FixedInterchange | 0 | 0 | 0 | 0 | 0 | 0
NOx Emissions (MMshortTons): RMPA
ReportingType | 2015 | 2020 | 2025 | 2030 | 2035 | 2040
BM | 0 | 0 | 0 | 0 | 0 | 0
CC | 0 | 0 | 0 | 0 | 0 | 0
CSP | 0 | 0 | 0 | 0 | 0 | 0
CT | 0 | 0 | 0 | 0 | 0 | 0
Coal | 0.05 | 0.03 | 0 | 0 | 0 | 0
Geo | 0 | 0 | 0 | 0 | 0 | 0
H | 0 | 0 | 0 | 0 | 0 | 0
LFG | 0 | 0 | 0 | 0 | 0 | 0
Nuc | 0 | 0 | 0 | 0 | 0 | 0
PS | 0 | 0 | 0 | 0 | 0 | 0
PV | 0 | 0 | 0 | 0 | 0 | 0
PeakG | 0 | 0 | 0 | 0 | 0 | 0
PeakO | 0 | 0 | 0 | 0 | 0 | 0
ST | 0 | 0 | 0 | 0 | 0 | 0
STOG | 0 | 0 | 0 | 0 | 0 | 0
STWD | 0 | 0 | 0 | 0 | 0 | 0
WT | 0 | 0 | 0 | 0 | 0 | 0
IGCC | 0 | 0 | 0 | 0 | 0 | 0
DemandResponse | 0 | 0 | 0 | 0 | 0 | 0
IGCC-CCS | 0 | 0 | 0 | 0 | 0 | 0
WT_off | 0 | 0 | 0 | 0 | 0 | 0
PseudoUnit | 0 | 0 | 0 | 0 | 0 | 0
FixedInterchange | 0 | 0 | 0 | 0 | 0 | 0
NOx Emissions (MMshortTons): SP15
ReportingType | 2015 | 2020 | 2025 | 2030 | 2035 | 2040
BM | 0 | 0 | 0 | 0 | 0 | 0
CC | 0.01 | 0.01 | 0.01 | 0 | 0 | 0
CSP | 0 | 0 | 0 | 0 | 0 | 0
CT | 0 | 0 | 0 | 0 | 0 | 0
Coal | 0 | 0 | 0 | 0 | 0 | 0
Geo | 0 | 0 | 0 | 0 | 0 | 0
H | 0 | 0 | 0 | 0 | 0 | 0
LFG | 0 | 0 | 0 | 0 | 0 | 0
Nuc | 0 | 0 | 0 | 0 | 0 | 0
PS | 0 | 0 | 0 | 0 | 0 | 0
PV | 0 | 0 | 0 | 0 | 0 | 0
PeakG | 0 | 0 | 0 | 0 | 0 | 0
PeakO | 0 | 0 | 0 | 0 | 0 | 0
ST | 0 | 0 | 0 | 0 | 0 | 0
STOG | 0 | 0 | 0 | 0 | 0 | 0
STWD | 0 | 0 | 0 | 0 | 0 | 0
WT | 0 | 0 | 0 | 0 | 0 | 0
IGCC | 0 | 0 | 0 | 0 | 0 | 0
DemandResponse | 0 | 0 | 0 | 0 | 0 | 0
IGCC-CCS | 0 | 0 | 0 | 0 | 0 | 0
WT_off | 0 | 0 | 0 | 0 | 0 | 0
PseudoUnit | 0 | 0 | 0 | 0 | 0 | 0
FixedInterchange | 0 | 0 | 0 | 0 | 0 | 0
NOx Emissions (MMshortTons): ALB
ReportingType | 2015 | 2020 | 2025 | 2030 | 2035 | 2040
BM | 0 | 0 | 0 | 0 | 0 | 0
CC | 0 | 0 | 0 | 0 | 0 | 0
CSP | 0 | 0 | 0 | 0 | 0 | 0
CT | 0 | 0 | 0 | 0 | 0 | 0
Coal | 0.01 | 0.01 | 0.01 | 0 | 0 | 0
Geo | 0 | 0 | 0 | 0 | 0 | 0
H | 0 | 0 | 0 | 0 | 0 | 0
LFG | 0 | 0 | 0 | 0 | 0 | 0
Nuc | 0 | 0 | 0 | 0 | 0 | 0
PS | 0 | 0 | 0 | 0 | 0 | 0
PV | 0 | 0 | 0 | 0 | 0 | 0
PeakG | 0 | 0 | 0 | 0 | 0 | 0
PeakO | 0 | 0 | 0 | 0 | 0 | 0
ST | 0 | 0 | 0 | 0 | 0 | 0
STOG | 0 | 0 | 0 | 0 | 0 | 0
STWD | 0 | 0 | 0 | 0 | 0 | 0
WT | 0 | 0 | 0 | 0 | 0 | 0
IGCC | 0 | 0 | 0 | 0 | 0 | 0
DemandResponse | 0 | 0 | 0 | 0 | 0 | 0
IGCC-CCS | 0 | 0 | 0 | 0 | 0 | 0
WT_off | 0 | 0 | 0 | 0 | 0 | 0
PseudoUnit | 0 | 0 | 0 | 0 | 0 | 0
FixedInterchange | 0 | 0 | 0 | 0 | 0 | 0
NOx Emissions (MMshortTons): BC
ReportingType | 2015 | 2020 | 2025 | 2030 | 2035 | 2040
BM | 0 | 0 | 0 | 0 | 0 | 0
CC | 0 | 0 | 0 | 0 | 0 | 0
CSP | 0 | 0 | 0 | 0 | 0 | 0
CT | 0 | 0 | 0 | 0 | 0 | 0
Coal | 0 | 0 | 0 | 0 | 0 | 0
Geo | 0 | 0 | 0 | 0 | 0 | 0
H | 0 | 0 | 0 | 0 | 0 | 0
LFG | 0 | 0 | 0 | 0 | 0 | 0
Nuc | 0 | 0 | 0 | 0 | 0 | 0
PS | 0 | 0 | 0 | 0 | 0 | 0
PV | 0 | 0 | 0 | 0 | 0 | 0
PeakG | 0 | 0 | 0 | 0 | 0 | 0
PeakO | 0 | 0 | 0 | 0 | 0 | 0
ST | 0 | 0 | 0 | 0 | 0 | 0
STOG | 0 | 0 | 0 | 0 | 0 | 0
STWD | 0 | 0 | 0 | 0 | 0 | 0
WT | 0 | 0 | 0 | 0 | 0 | 0
IGCC | 0 | 0 | 0 | 0 | 0 | 0
DemandResponse | 0 | 0 | 0 | 0 | 0 | 0
IGCC-CCS | 0 | 0 | 0 | 0 | 0 | 0
WT_off | 0 | 0 | 0 | 0 | 0 | 0
PseudoUnit | 0 | 0 | 0 | 0 | 0 | 0
FixedInterchange | 0 | 0 | 0 | 0 | 0 | 0
NOx Emissions (MMshortTons): HQ_IESO
ReportingType | 2015 | 2020 | 2025 | 2030 | 2035 | 2040
BM | 0 | 0 | 0 | 0 | 0 | 0
CC | 0 | 0 | 0 | 0 | 0 | 0
CSP | 0 | 0 | 0 | 0 | 0 | 0
CT | 0 | 0 | 0 | 0 | 0 | 0
Coal | 0 | 0 | 0 | 0 | 0 | 0
Geo | 0 | 0 | 0 | 0 | 0 | 0
H | 0 | 0 | 0 | 0 | 0 | 0
LFG | 0 | 0 | 0 | 0 | 0 | 0
Nuc | 0 | 0 | 0 | 0 | 0 | 0
PS | 0 | 0 | 0 | 0 | 0 | 0
PV | 0 | 0 | 0 | 0 | 0 | 0
PeakG | 0 | 0 | 0 | 0 | 0 | 0
PeakO | 0 | 0 | 0 | 0 | 0 | 0
ST | 0 | 0 | 0 | 0 | 0 | 0
STOG | 0 | 0 | 0 | 0 | 0 | 0
STWD | 0 | 0 | 0 | 0 | 0 | 0
WT | 0 | 0 | 0 | 0 | 0 | 0
IGCC | 0 | 0 | 0 | 0 | 0 | 0
DemandResponse | 0 | 0 | 0 | 0 | 0 | 0
IGCC-CCS | 0 | 0 | 0 | 0 | 0 | 0
WT_off | 0 | 0 | 0 | 0 | 0 | 0
PseudoUnit | 0 | 0 | 0 | 0 | 0 | 0
FixedInterchange | 0 | 0 | 0 | 0 | 0 | 0
NOx Emissions (MMshortTons): HQ_NEISO
ReportingType | 2015 | 2020 | 2025 | 2030 | 2035 | 2040
BM | 0 | 0 | 0 | 0 | 0 | 0
CC | 0 | 0 | 0 | 0 | 0 | 0
CSP | 0 | 0 | 0 | 0 | 0 | 0
CT | 0 | 0 | 0 | 0 | 0 | 0
Coal | 0 | 0 | 0 | 0 | 0 | 0
Geo | 0 | 0 | 0 | 0 | 0 | 0
H | 0 | 0 | 0 | 0 | 0 | 0
LFG | 0 | 0 | 0 | 0 | 0 | 0
Nuc | 0 | 0 | 0 | 0 | 0 | 0
PS | 0 | 0 | 0 | 0 | 0 | 0
PV | 0 | 0 | 0 | 0 | 0 | 0
PeakG | 0 | 0 | 0 | 0 | 0 | 0
PeakO | 0 | 0 | 0 | 0 | 0 | 0
ST | 0 | 0 | 0 | 0 | 0 | 0
STOG | 0 | 0 | 0 | 0 | 0 | 0
STWD | 0 | 0 | 0 | 0 | 0 | 0
WT | 0 | 0 | 0 | 0 | 0 | 0
IGCC | 0 | 0 | 0 | 0 | 0 | 0
DemandResponse | 0 | 0 | 0 | 0 | 0 | 0
IGCC-CCS | 0 | 0 | 0 | 0 | 0 | 0
WT_off | 0 | 0 | 0 | 0 | 0 | 0
PseudoUnit | 0 | 0 | 0 | 0 | 0 | 0
FixedInterchange | 0 | 0 | 0 | 0 | 0 | 0
NOx Emissions (MMshortTons): HQ_NY
ReportingType | 2015 | 2020 | 2025 | 2030 | 2035 | 2040
BM | 0 | 0 | 0 | 0 | 0 | 0
CC | 0 | 0 | 0 | 0 | 0 | 0
CSP | 0 | 0 | 0 | 0 | 0 | 0
CT | 0 | 0 | 0 | 0 | 0 | 0
Coal | 0 | 0 | 0 | 0 | 0 | 0
Geo | 0 | 0 | 0 | 0 | 0 | 0
H | 0 | 0 | 0 | 0 | 0 | 0
LFG | 0 | 0 | 0 | 0 | 0 | 0
Nuc | 0 | 0 | 0 | 0 | 0 | 0
PS | 0 | 0 | 0 | 0 | 0 | 0
PV | 0 | 0 | 0 | 0 | 0 | 0
PeakG | 0 | 0 | 0 | 0 | 0 | 0
PeakO | 0 | 0 | 0 | 0 | 0 | 0
ST | 0 | 0 | 0 | 0 | 0 | 0
STOG | 0 | 0 | 0 | 0 | 0 | 0
STWD | 0 | 0 | 0 | 0 | 0 | 0
WT | 0 | 0 | 0 | 0 | 0 | 0
IGCC | 0 | 0 | 0 | 0 | 0 | 0
DemandResponse | 0 | 0 | 0 | 0 | 0 | 0
IGCC-CCS | 0 | 0 | 0 | 0 | 0 | 0
WT_off | 0 | 0 | 0 | 0 | 0 | 0
PseudoUnit | 0 | 0 | 0 | 0 | 0 | 0
FixedInterchange | 0 | 0 | 0 | 0 | 0 | 0
NOx Emissions (MMshortTons): MARITIMES
ReportingType | 2015 | 2020 | 2025 | 2030 | 2035 | 2040
BM | 0 | 0 | 0 | 0 | 0 | 0
CC | 0 | 0 | 0 | 0 | 0 | 0
CSP | 0 | 0 | 0 | 0 | 0 | 0
CT | 0 | 0 | 0 | 0 | 0 | 0
Coal | 0 | 0 | 0 | 0 | 0 | 0
Geo | 0 | 0 | 0 | 0 | 0 | 0
H | 0 | 0 | 0 | 0 | 0 | 0
LFG | 0 | 0 | 0 | 0 | 0 | 0
Nuc | 0 | 0 | 0 | 0 | 0 | 0
PS | 0 | 0 | 0 | 0 | 0 | 0
PV | 0 | 0 | 0 | 0 | 0 | 0
PeakG | 0 | 0 | 0 | 0 | 0 | 0
PeakO | 0 | 0 | 0 | 0 | 0 | 0
ST | 0 | 0 | 0 | 0 | 0 | 0
STOG | 0 | 0 | 0 | 0 | 0 | 0
STWD | 0 | 0 | 0 | 0 | 0 | 0
WT | 0 | 0 | 0 | 0 | 0 | 0
IGCC | 0 | 0 | 0 | 0 | 0 | 0
DemandResponse | 0 | 0 | 0 | 0 | 0 | 0
IGCC-CCS | 0 | 0 | 0 | 0 | 0 | 0
WT_off | 0 | 0 | 0 | 0 | 0 | 0
PseudoUnit | 0 | 0 | 0 | 0 | 0 | 0
FixedInterchange | 0 | 0 | 0 | 0 | 0 | 0
NOx Emissions (MMshortTons): All
ReportingType | 2015 | 2020 | 2025 | 2030 | 2035 | 2040
BM | 0 | 0 | 0 | 0 | 0 | 0
CC | 0.11 | 0.13 | 0.13 | 0.12 | 0.06 | 0.02
CSP | 0 | 0 | 0 | 0 | 0 | 0
CT | 0 | 0 | 0 | 0 | 0 | 0
Coal | 0.93 | 0.3 | 0.04 | 0.03 | 0.05 | 0.05
Geo | 0 | 0 | 0 | 0 | 0 | 0
H | 0 | 0 | 0 | 0 | 0 | 0
LFG | 0 | 0 | 0 | 0 | 0 | 0
Nuc | 0 | 0 | 0 | 0 | 0 | 0
PS | 0 | 0 | 0 | 0 | 0 | 0
PV | 0 | 0 | 0 | 0 | 0 | 0
PeakG | 0 | 0 | 0 | 0 | 0 | 0
PeakO | 0 | 0 | 0 | 0 | 0 | 0
ST | 0 | 0 | 0 | 0 | 0 | 0
STOG | 0.01 | 0.01 | 0 | 0 | 0 | 0
STWD | 0 | 0 | 0 | 0 | 0 | 0
WT | 0 | 0 | 0 | 0 | 0 | 0
IGCC | 0 | 0 | 0 | 0 | 0 | 0
DemandResponse | 0 | 0 | 0 | 0 | 0 | 0
IGCC-CCS | 0 | 0 | 0 | 0 | 0 | 0
WT_off | 0 | 0 | 0 | 0 | 0 | 0
PseudoUnit | 0 | 0 | 0 | 0 | 0 | 0
FixedInterchange | 0 | 0 | 0 | 0 | 0 | 0
NOx Emissions (MMshortTons): EI_US
ReportingType | 2015 | 2020 | 2025 | 2030 | 2035 | 2040
BM | 0 | 0 | 0 | 0 | 0 | 0
CC | 0.07 | 0.1 | 0.1 | 0.09 | 0.05 | 0.01
CSP | 0 | 0 | 0 | 0 | 0 | 0
CT | 0 | 0 | 0 | 0 | 0 | 0
Coal | 0.7 | 0.13 | 0.02 | 0.02 | 0.04 | 0.05
Geo | 0 | 0 | 0 | 0 | 0 | 0
H | 0 | 0 | 0 | 0 | 0 | 0
LFG | 0 | 0 | 0 | 0 | 0 | 0
Nuc | 0 | 0 | 0 | 0 | 0 | 0
PS | 0 | 0 | 0 | 0 | 0 | 0
PV | 0 | 0 | 0 | 0 | 0 | 0
PeakG | 0 | 0 | 0 | 0 | 0 | 0
PeakO | 0 | 0 | 0 | 0 | 0 | 0
ST | 0 | 0 | 0 | 0 | 0 | 0
STOG | 0 | 0 | 0 | 0 | 0 | 0
STWD | 0 | 0 | 0 | 0 | 0 | 0
WT | 0 | 0 | 0 | 0 | 0 | 0
IGCC | 0 | 0 | 0 | 0 | 0 | 0
DemandResponse | 0 | 0 | 0 | 0 | 0 | 0
IGCC-CCS | 0 | 0 | 0 | 0 | 0 | 0
WT_off | 0 | 0 | 0 | 0 | 0 | 0
PseudoUnit | 0 | 0 | 0 | 0 | 0 | 0
FixedInterchange | 0 | 0 | 0 | 0 | 0 | 0
NOx Emissions (MMshortTons): EI_Canada
ReportingType | 2015 | 2020 | 2025 | 2030 | 2035 | 2040
BM | 0 | 0 | 0 | 0 | 0 | 0
CC | 0 | 0 | 0 | 0 | 0 | 0
CSP | 0 | 0 | 0 | 0 | 0 | 0
CT | 0 | 0 | 0 | 0 | 0 | 0
Coal | 0 | 0 | 0 | 0 | 0 | 0
Geo | 0 | 0 | 0 | 0 | 0 | 0
H | 0 | 0 | 0 | 0 | 0 | 0
LFG | 0 | 0 | 0 | 0 | 0 | 0
Nuc | 0 | 0 | 0 | 0 | 0 | 0
PS | 0 | 0 | 0 | 0 | 0 | 0
PV | 0 | 0 | 0 | 0 | 0 | 0
PeakG | 0 | 0 | 0 | 0 | 0 | 0
PeakO | 0 | 0 | 0 | 0 | 0 | 0
ST | 0 | 0 | 0 | 0 | 0 | 0
STOG | 0 | 0 | 0 | 0 | 0 | 0
STWD | 0 | 0 | 0 | 0 | 0 | 0
WT | 0 | 0 | 0 | 0 | 0 | 0
IGCC | 0 | 0 | 0 | 0 | 0 | 0
DemandResponse | 0 | 0 | 0 | 0 | 0 | 0
IGCC-CCS | 0 | 0 | 0 | 0 | 0 | 0
WT_off | 0 | 0 | 0 | 0 | 0 | 0
PseudoUnit | 0 | 0 | 0 | 0 | 0 | 0
FixedInterchange | 0 | 0 | 0 | 0 | 0 | 0
NOx Emissions (MMshortTons): EI
ReportingType | 2015 | 2020 | 2025 | 2030 | 2035 | 2040
BM | 0 | 0 | 0 | 0 | 0 | 0
CC | 0.08 | 0.1 | 0.1 | 0.09 | 0.05 | 0.01
CSP | 0 | 0 | 0 | 0 | 0 | 0
CT | 0 | 0 | 0 | 0 | 0 | 0
Coal | 0.7 | 0.13 | 0.02 | 0.02 | 0.04 | 0.05
Geo | 0 | 0 | 0 | 0 | 0 | 0
H | 0 | 0 | 0 | 0 | 0 | 0
LFG | 0 | 0 | 0 | 0 | 0 | 0
Nuc | 0 | 0 | 0 | 0 | 0 | 0
PS | 0 | 0 | 0 | 0 | 0 | 0
PV | 0 | 0 | 0 | 0 | 0 | 0
PeakG | 0 | 0 | 0 | 0 | 0 | 0
PeakO | 0 | 0 | 0 | 0 | 0 | 0
ST | 0 | 0 | 0 | 0 | 0 | 0
STOG | 0 | 0 | 0 | 0 | 0 | 0
STWD | 0 | 0 | 0 | 0 | 0 | 0
WT | 0 | 0 | 0 | 0 | 0 | 0
IGCC | 0 | 0 | 0 | 0 | 0 | 0
DemandResponse | 0 | 0 | 0 | 0 | 0 | 0
IGCC-CCS | 0 | 0 | 0 | 0 | 0 | 0
WT_off | 0 | 0 | 0 | 0 | 0 | 0
PseudoUnit | 0 | 0 | 0 | 0 | 0 | 0
FixedInterchange | 0 | 0 | 0 | 0 | 0 | 0
NOx Emissions (MMshortTons): Outside_EI
ReportingType | 2015 | 2020 | 2025 | 2030 | 2035 | 2040
BM | 0 | 0 | 0 | 0 | 0 | 0
CC | 0.04 | 0.04 | 0.04 | 0.03 | 0.01 | 0.01
CSP | 0 | 0 | 0 | 0 | 0 | 0
CT | 0 | 0 | 0 | 0 | 0 | 0
Coal | 0.24 | 0.17 | 0.02 | 0 | 0 | 0
Geo | 0 | 0 | 0 | 0 | 0 | 0
H | 0 | 0 | 0 | 0 | 0 | 0
LFG | 0 | 0 | 0 | 0 | 0 | 0
Nuc | 0 | 0 | 0 | 0 | 0 | 0
PS | 0 | 0 | 0 | 0 | 0 | 0
PV | 0 | 0 | 0 | 0 | 0 | 0
PeakG | 0 | 0 | 0 | 0 | 0 | 0
PeakO | 0 | 0 | 0 | 0 | 0 | 0
ST | 0 | 0 | 0 | 0 | 0 | 0
STOG | 0 | 0 | 0 | 0 | 0 | 0
STWD | 0 | 0 | 0 | 0 | 0 | 0
WT | 0 | 0 | 0 | 0 | 0 | 0
IGCC | 0 | 0 | 0 | 0 | 0 | 0
DemandResponse | 0 | 0 | 0 | 0 | 0 | 0
IGCC-CCS | 0 | 0 | 0 | 0 | 0 | 0
WT_off | 0 | 0 | 0 | 0 | 0 | 0
PseudoUnit | 0 | 0 | 0 | 0 | 0 | 0
FixedInterchange | 0 | 0 | 0 | 0 | 0 | 0
CO2 Emissions (MMshortTons): Entergy
ReportingType | 2015 | 2020 | 2025 | 2030 | 2035 | 2040
BM | 0 | 0 | 0 | 0 | 0 | 0
CC | 28.94 | 41.6 | 41.34 | 35.9 | 16.12 | 3.22
CSP | 0 | 0 | 0 | 0 | 0 | 0
CT | 0 | 0 | 0 | 0 | 0 | 0
Coal | 63.66 | 5.41 | 0.58 | 0.01 | 0 | 0
Geo | 0 | 0 | 0 | 0 | 0 | 0
H | 0 | 0 | 0 | 0 | 0 | 0
LFG | 0 | 0 | 0 | 0 | 0 | 0
Nuc | 0 | 0 | 0 | 0 | 0 | 0
PS | 0 | 0 | 0 | 0 | 0 | 0
PV | 0 | 0 | 0 | 0 | 0 | 0
PeakG | 0 | 0 | 0 | 0 | 0 | 0
PeakO | 0 | 0 | 0 | 0 | 0 | 0
ST | 0 | 0 | 0 | 0 | 0 | 0
STOG | 0.18 | 0.36 | 0 | 0 | 0 | 0
STWD | 0 | 0 | 0 | 0 | 0 | 0
WT | 0 | 0 | 0 | 0 | 0 | 0
IGCC | 0 | 0 | 0 | 0 | 0 | 0
DemandResponse | 0 | 0 | 0 | 0 | 0 | 0
IGCC-CCS | 0 | 0 | 0 | 0 | 0 | 0
WT_off | 0 | 0 | 0 | 0 | 0 | 0
PseudoUnit | 0 | 0 | 0 | 0 | 0 | 0
FixedInterchange | 0 | 0 | 0 | 0 | 0 | 0
CO2 Emissions (MMshortTons): FRCC
ReportingType | 2015 | 2020 | 2025 | 2030 | 2035 | 2040
BM | 0 | 0 | 0 | 0 | 0 | 0
CC | 75.46 | 78.93 | 85.01 | 84.97 | 17.47 | 11.09
CSP | 0 | 0 | 0 | 0 | 0 | 0
CT | 0.3 | 0.37 | 0.6 | 0.6 | 0 | 0
Coal | 18.73 | 6.53 | 1.21 | 0.29 | 0.4 | 0.62
Geo | 0 | 0 | 0 | 0 | 0 | 0
H | 0 | 0 | 0 | 0 | 0 | 0
LFG | 0 | 0 | 0 | 0 | 0 | 0
Nuc | 0 | 0 | 0 | 0 | 0 | 0
PS | 0 | 0 | 0 | 0 | 0 | 0
PV | 0 | 0 | 0 | 0 | 0 | 0
PeakG | 0.08 | 0.23 | 0.36 | 0.47 | 0.19 | 0.16
PeakO | 0 | 0 | 0 | 0 | 0 | 0
ST | 0 | 0 | 0 | 0 | 0 | 0
STOG | 0 | 0 | 0 | 0 | 0 | 0
STWD | 0 | 0 | 0 | 0 | 0 | 0
WT | 0 | 0 | 0 | 0 | 0 | 0
IGCC | 0 | 0 | 0 | 0 | 0 | 0
DemandResponse | 0 | 0 | 0 | 0 | 0 | 0
IGCC-CCS | 0 | 0 | 0 | 0 | 0 | 0
WT_off | 0 | 0 | 0 | 0 | 0 | 0
PseudoUnit | 0 | 0 | 0 | 0 | 0 | 0
FixedInterchange | 0 | 0 | 0 | 0 | 0 | 0
CO2 Emissions (MMshortTons): MAPP_US
ReportingType | 2015 | 2020 | 2025 | 2030 | 2035 | 2040
BM | 0 | 0 | 0 | 0 | 0 | 0
CC | 0.38 | 0.08 | 0.13 | 0.08 | 0.08 | 0.05
CSP | 0 | 0 | 0 | 0 | 0 | 0
CT | 0 | 0 | 0 | 0 | 0 | 0
Coal | 12.77 | 4.61 | 0 | 0 | 0 | 0
Geo | 0 | 0 | 0 | 0 | 0 | 0
H | 0 | 0 | 0 | 0 | 0 | 0
LFG | 0 | 0 | 0 | 0 | 0 | 0
Nuc | 0 | 0 | 0 | 0 | 0 | 0
PS | 0 | 0 | 0 | 0 | 0 | 0
PV | 0 | 0 | 0 | 0 | 0 | 0
PeakG | 0.04 | 0.08 | 0.04 | 0.1 | 0.03 | 0.04
PeakO | 0 | 0 | 0 | 0 | 0 | 0
ST | 0 | 0 | 0 | 0 | 0 | 0
STOG | 0 | 0 | 0 | 0 | 0 | 0
STWD | 0 | 0 | 0 | 0 | 0 | 0
WT | 0 | 0 | 0 | 0 | 0 | 0
IGCC | 0 | 0 | 0 | 0 | 0 | 0
DemandResponse | 0 | 0 | 0 | 0 | 0 | 0
IGCC-CCS | 0 | 0 | 0 | 0 | 0 | 0
WT_off | 0 | 0 | 0 | 0 | 0 | 0
PseudoUnit | 0 | 0 | 0 | 0 | 0 | 0
FixedInterchange | 0 | 0 | 0 | 0 | 0 | 0
CO2 Emissions (MMshortTons): MISO_IN
ReportingType | 2015 | 2020 | 2025 | 2030 | 2035 | 2040
BM | 0 | 0 | 0 | 0 | 0 | 0
CC | 10.49 | 58.54 | 59.6 | 56.89 | 46.98 | 10.25
CSP | 0 | 0 | 0 | 0 | 0 | 0
CT | 0 | 0 | 0 | 0 | 0 | 0
Coal | 52.8 | 21.18 | 1.9 | 0.64 | 2.2 | 2.28
Geo | 0 | 0 | 0 | 0 | 0 | 0
H | 0 | 0 | 0 | 0 | 0 | 0
LFG | 0 | 0 | 0 | 0 | 0 | 0
Nuc | 0 | 0 | 0 | 0 | 0 | 0
PS | 0 | 0 | 0 | 0 | 0 | 0
PV | 0 | 0 | 0 | 0 | 0 | 0
PeakG | 0 | 0 | 0 | 0 | 0 | 0
PeakO | 0 | 0 | 0 | 0 | 0 | 0
ST | 0 | 0 | 0 | 0 | 0 | 0
STOG | 0.02 | 0.02 | 0.02 | 0.02 | 0 | 0
STWD | 0 | 0 | 0 | 0 | 0 | 0
WT | 0 | 0 | 0 | 0 | 0 | 0
IGCC | 4.15 | 4.15 | 0.62 | 0.01 | 0 | 0
DemandResponse | 0 | 0 | 0 | 0 | 0 | 0
IGCC-CCS | 0 | 0 | 0 | 0 | 0 | 0
WT_off | 0 | 0 | 0 | 0 | 0 | 0
PseudoUnit | 0 | 0 | 0 | 0 | 0 | 0
FixedInterchange | 0 | 0 | 0 | 0 | 0 | 0
CO2 Emissions (MMshortTons): MISO_MI
ReportingType | 2015 | 2020 | 2025 | 2030 | 2035 | 2040
BM | 0 | 0 | 0 | 0 | 0 | 0
CC | 8.63 | 7.42 | 8.22 | 5.68 | 3.77 | 0.16
CSP | 0 | 0 | 0 | 0 | 0 | 0
CT | 0 | 0 | 0 | 0 | 0 | 0
Coal | 25.53 | 0 | 0 | 0 | 0 | 0
Geo | 0 | 0 | 0 | 0 | 0 | 0
H | 0 | 0 | 0 | 0 | 0 | 0
LFG | 0 | 0 | 0 | 0 | 0 | 0
Nuc | 0 | 0 | 0 | 0 | 0 | 0
PS | 0 | 0 | 0 | 0 | 0 | 0
PV | 0 | 0 | 0 | 0 | 0 | 0
PeakG | 0.01 | 0 | 0.01 | 0 | 0 | 0
PeakO | 0 | 0 | 0 | 0 | 0 | 0
ST | 0 | 0 | 0 | 0 | 0 | 0
STOG | 0.2 | 0.06 | 0.06 | 0.08 | 0 | 0
STWD | 0 | 0 | 0 | 0 | 0 | 0
WT | 0 | 0 | 0 | 0 | 0 | 0
IGCC | 0 | 0 | 0 | 0 | 0 | 0
DemandResponse | 0 | 0 | 0 | 0 | 0 | 0
IGCC-CCS | 0 | 0 | 0 | 0 | 0 | 0
WT_off | 0 | 0 | 0 | 0 | 0 | 0
PseudoUnit | 0 | 0 | 0 | 0 | 0 | 0
FixedInterchange | 0 | 0 | 0 | 0 | 0 | 0
CO2 Emissions (MMshortTons): MISO_MO-IL
ReportingType | 2015 | 2020 | 2025 | 2030 | 2035 | 2040
BM | 0 | 0 | 0 | 0 | 0 | 0
CC | 1.18 | 6.38 | 6.18 | 3.53 | 1.95 | 0.8
CSP | 0 | 0 | 0 | 0 | 0 | 0
CT | 0 | 0 | 0 | 0 | 0 | 0
Coal | 77.69 | 16.62 | 3.37 | 0.14 | 0.44 | 0.44
Geo | 0 | 0 | 0 | 0 | 0 | 0
H | 0 | 0 | 0 | 0 | 0 | 0
LFG | 0 | 0 | 0 | 0 | 0 | 0
Nuc | 0 | 0 | 0 | 0 | 0 | 0
PS | 0 | 0 | 0 | 0 | 0 | 0
PV | 0 | 0 | 0 | 0 | 0 | 0
PeakG | 0.15 | 0.37 | 0.07 | 0.61 | 0.29 | 0.2
PeakO | 0 | 0 | 0 | 0 | 0 | 0
ST | 0 | 0 | 0 | 0 | 0 | 0
STOG | 0 | 0.01 | 0 | 0 | 0 | 0
STWD | 0 | 0 | 0 | 0 | 0 | 0
WT | 0 | 0 | 0 | 0 | 0 | 0
IGCC | 0 | 0 | 0 | 0 | 0 | 0
DemandResponse | 0 | 0 | 0 | 0 | 0 | 0
IGCC-CCS | 0 | 0 | 0 | 0 | 0 | 0
WT_off | 0 | 0 | 0 | 0 | 0 | 0
PseudoUnit | 0 | 0 | 0 | 0 | 0 | 0
FixedInterchange | 0 | 0 | 0 | 0 | 0 | 0
CO2 Emissions (MMshortTons): MISO_W
ReportingType | 2015 | 2020 | 2025 | 2030 | 2035 | 2040
BM | 0 | 0 | 0 | 0 | 0 | 0
CC | 3.71 | 4.49 | 1.34 | 1.33 | 0.88 | 0.7
CSP | 0 | 0 | 0 | 0 | 0 | 0
CT | 0 | 0 | 0 | 0 | 0 | 0
Coal | 78.54 | 31.07 | 1.56 | 0.41 | 0.41 | 0.41
Geo | 0 | 0 | 0 | 0 | 0 | 0
H | 0 | 0 | 0 | 0 | 0 | 0
LFG | 0 | 0 | 0 | 0 | 0 | 0
Nuc | 0 | 0 | 0 | 0 | 0 | 0
PS | 0 | 0 | 0 | 0 | 0 | 0
PV | 0 | 0 | 0 | 0 | 0 | 0
PeakG | 0.17 | 0.3 | 0.02 | 0.13 | 0.13 | 0.01
PeakO | 0 | 0 | 0 | 0 | 0 | 0
ST | 0 | 0 | 0 | 0 | 0 | 0
STOG | 0 | 0 | 0 | 0 | 0 | 0
STWD | 0 | 0 | 0 | 0 | 0 | 0
WT | 0 | 0 | 0 | 0 | 0 | 0
IGCC | 0 | 0 | 0 | 0 | 0 | 0
DemandResponse | 0 | 0 | 0 | 0 | 0 | 0
IGCC-CCS | 0 | 0 | 0 | 0 | 0 | 0
WT_off | 0 | 0 | 0 | 0 | 0 | 0
PseudoUnit | 0 | 0 | 0 | 0 | 0 | 0
FixedInterchange | 0 | 0 | 0 | 0 | 0 | 0
CO2 Emissions (MMshortTons): MISO_WUMS
ReportingType | 2015 | 2020 | 2025 | 2030 | 2035 | 2040
BM | 0 | 0 | 0 | 0 | 0 | 0
CC | 20.1 | 26.32 | 23.41 | 20.36 | 19.49 | 2.16
CSP | 0 | 0 | 0 | 0 | 0 | 0
CT | 0 | 0 | 0 | 0.21 | 0.06 | 0.02
Coal | 12.25 | 1.54 | 0.54 | 0.09 | 0.32 | 0.49
Geo | 0 | 0 | 0 | 0 | 0 | 0
H | 0 | 0 | 0 | 0 | 0 | 0
LFG | 0 | 0 | 0 | 0 | 0 | 0
Nuc | 0 | 0 | 0 | 0 | 0 | 0
PS | 0 | 0 | 0 | 0 | 0 | 0
PV | 0 | 0 | 0 | 0 | 0 | 0
PeakG | 0 | 0 | 0 | 0 | 0 | 0
PeakO | 0 | 0 | 0 | 0 | 0 | 0
ST | 0 | 0 | 0 | 0 | 0 | 0
STOG | 0 | 0 | 0 | 0 | 0 | 0
STWD | 0 | 0 | 0 | 0 | 0 | 0
WT | 0 | 0 | 0 | 0 | 0 | 0
IGCC | 0 | 0 | 0 | 0 | 0 | 0
DemandResponse | 0 | 0 | 0 | 0 | 0 | 0
IGCC-CCS | 0 | 0 | 0 | 0 | 0 | 0
WT_off | 0 | 0 | 0 | 0 | 0 | 0
PseudoUnit | 0 | 0 | 0 | 0 | 0 | 0
FixedInterchange | 0 | 0 | 0 | 0 | 0 | 0
CO2 Emissions (MMshortTons): Nebraska
ReportingType | 2015 | 2020 | 2025 | 2030 | 2035 | 2040
BM | 0 | 0 | 0 | 0 | 0 | 0
CC | 0.89 | 5.91 | 5.89 | 5.2 | 2.72 | 1.25
CSP | 0 | 0 | 0 | 0 | 0 | 0
CT | 0 | 0 | 0 | 0 | 0 | 0
Coal | 35.38 | 2.42 | 0.63 | 0.47 | 0.39 | 0.39
Geo | 0 | 0 | 0 | 0 | 0 | 0
H | 0 | 0 | 0 | 0 | 0 | 0
LFG | 0 | 0 | 0 | 0 | 0 | 0
Nuc | 0 | 0 | 0 | 0 | 0 | 0
PS | 0 | 0 | 0 | 0 | 0 | 0
PV | 0 | 0 | 0 | 0 | 0 | 0
PeakG | 0.03 | 0 | 0 | 0.04 | 0 | 0
PeakO | 0 | 0 | 0 | 0 | 0 | 0
ST | 0 | 0 | 0 | 0 | 0 | 0
STOG | 0 | 0 | 0 | 0 | 0 | 0
STWD | 0 | 0 | 0 | 0 | 0 | 0
WT | 0 | 0 | 0 | 0 | 0 | 0
IGCC | 0 | 0 | 0 | 0 | 0 | 0
DemandResponse | 0 | 0 | 0 | 0 | 0 | 0
IGCC-CCS | 0 | 0 | 0 | 0 | 0 | 0
WT_off | 0 | 0 | 0 | 0 | 0 | 0
PseudoUnit | 0 | 0 | 0 | 0 | 0 | 0
FixedInterchange | 0 | 0 | 0 | 0 | 0 | 0
CO2 Emissions (MMshortTons): NEISO
ReportingType | 2015 | 2020 | 2025 | 2030 | 2035 | 2040
BM | 0 | 0 | 0 | 0 | 0 | 0
CC | 17.22 | 11.39 | 9.49 | 4.59 | 2.56 | 1.5
CSP | 0 | 0 | 0 | 0 | 0 | 0
CT | 0 | 0 | 0.01 | 0 | 0 | 0
Coal | 0.04 | 0 | 0 | 0 | 0 | 0
Geo | 0 | 0 | 0 | 0 | 0 | 0
H | 0 | 0 | 0 | 0 | 0 | 0
LFG | 0 | 0 | 0 | 0 | 0 | 0
Nuc | 0 | 0 | 0 | 0 | 0 | 0
PS | 0 | 0 | 0 | 0 | 0 | 0
PV | 0 | 0 | 0 | 0 | 0 | 0
PeakG | 0.01 | 0.02 | 0.02 | 0 | 0 | 0
PeakO | 0 | 0 | 0 | 0 | 0 | 0
ST | 0 | 0 | 0 | 0 | 0 | 0
STOG | 0 | 0 | 0 | 0 | 0 | 0
STWD | 0 | 0 | 0 | 0 | 0 | 0
WT | 0 | 0 | 0 | 0 | 0 | 0
IGCC | 0 | 0 | 0 | 0 | 0 | 0
DemandResponse | 0 | 0 | 0 | 0 | 0 | 0
IGCC-CCS | 0 | 0 | 0 | 0 | 0 | 0
WT_off | 0 | 0 | 0 | 0 | 0 | 0
PseudoUnit | 0 | 0 | 0 | 0 | 0 | 0
FixedInterchange | 0 | 0 | 0 | 0 | 0 | 0
CO2 Emissions (MMshortTons): NonRTO_Midwest
ReportingType | 2015 | 2020 | 2025 | 2030 | 2035 | 2040
BM | 0 | 0 | 0 | 0 | 0 | 0
CC | 8.26 | 15.95 | 15.95 | 15.8 | 13.43 | 0.69
CSP | 0 | 0 | 0 | 0 | 0 | 0
CT | 0 | 0 | 0 | 0 | 0 | 0
Coal | 37.55 | 16.28 | 3.63 | 0.73 | 0.83 | 0.83
Geo | 0 | 0 | 0 | 0 | 0 | 0
H | 0 | 0 | 0 | 0 | 0 | 0
LFG | 0 | 0 | 0 | 0 | 0 | 0
Nuc | 0 | 0 | 0 | 0 | 0 | 0
PS | 0 | 0 | 0 | 0 | 0 | 0
PV | 0 | 0 | 0 | 0 | 0 | 0
PeakG | 0.1 | 0.04 | 0.13 | 0.16 | 0.03 | 0
PeakO | 0 | 0 | 0 | 0 | 0 | 0
ST | 0 | 0 | 0 | 0 | 0 | 0
STOG | 0 | 0 | 0 | 0 | 0 | 0
STWD | 0 | 0 | 0 | 0 | 0 | 0
WT | 0 | 0 | 0 | 0 | 0 | 0
IGCC | 0 | 0 | 0 | 0 | 0 | 0
DemandResponse | 0 | 0 | 0 | 0 | 0 | 0
IGCC-CCS | 0 | 0 | 0 | 0 | 0 | 0
WT_off | 0 | 0 | 0 | 0 | 0 | 0
PseudoUnit | 0 | 0 | 0 | 0 | 0 | 0
FixedInterchange | 0 | 0 | 0 | 0 | 0 | 0
CO2 Emissions (MMshortTons): NYISO_A-F
ReportingType | 2015 | 2020 | 2025 | 2030 | 2035 | 2040
BM | 0 | 0 | 0 | 0 | 0 | 0
CC | 3.18 | 4.06 | 2.36 | 1.67 | 0.32 | 0.17
CSP | 0 | 0 | 0 | 0 | 0 | 0
CT | 0 | 0 | 0 | 0 | 0 | 0
Coal | 0 | 0 | 0 | 0 | 0 | 0
Geo | 0 | 0 | 0 | 0 | 0 | 0
H | 0 | 0 | 0 | 0 | 0 | 0
LFG | 0 | 0 | 0 | 0 | 0 | 0
Nuc | 0 | 0 | 0 | 0 | 0 | 0
PS | 0 | 0 | 0 | 0 | 0 | 0
PV | 0 | 0 | 0 | 0 | 0 | 0
PeakG | 0 | 0 | 0 | 0 | 0 | 0
PeakO | 0 | 0 | 0 | 0 | 0 | 0
ST | 0 | 0 | 0 | 0 | 0 | 0
STOG | 0 | 0 | 0 | 0 | 0 | 0
STWD | 0 | 0 | 0 | 0 | 0 | 0
WT | 0 | 0 | 0 | 0 | 0 | 0
IGCC | 0 | 0 | 0 | 0 | 0 | 0
DemandResponse | 0 | 0 | 0 | 0 | 0 | 0
IGCC-CCS | 0 | 0 | 0 | 0 | 0 | 0
WT_off | 0 | 0 | 0 | 0 | 0 | 0
PseudoUnit | 0 | 0 | 0 | 0 | 0 | 0
FixedInterchange | 0 | 0 | 0 | 0 | 0 | 0
CO2 Emissions (MMshortTons): NYISO_G-I
ReportingType | 2015 | 2020 | 2025 | 2030 | 2035 | 2040
BM | 0 | 0 | 0 | 0 | 0 | 0
CC | 1.62 | 2.71 | 1.36 | 0.51 | 0.45 | 0.21
CSP | 0 | 0 | 0 | 0 | 0 | 0
CT | 0 | 0 | 0 | 0 | 0 | 0
Coal | 0 | 0 | 0 | 0 | 0 | 0
Geo | 0 | 0 | 0 | 0 | 0 | 0
H | 0 | 0 | 0 | 0 | 0 | 0
LFG | 0 | 0 | 0 | 0 | 0 | 0
Nuc | 0 | 0 | 0 | 0 | 0 | 0
PS | 0 | 0 | 0 | 0 | 0 | 0
PV | 0 | 0 | 0 | 0 | 0 | 0
PeakG | 0 | 0 | 0 | 0 | 0 | 0
PeakO | 0 | 0 | 0 | 0 | 0 | 0
ST | 0 | 0 | 0 | 0 | 0 | 0
STOG | 0 | 0 | 0 | 0 | 0 | 0
STWD | 0 | 0 | 0 | 0 | 0 | 0
WT | 0 | 0 | 0 | 0 | 0 | 0
IGCC | 0 | 0 | 0 | 0 | 0 | 0
DemandResponse | 0 | 0 | 0 | 0 | 0 | 0
IGCC-CCS | 0 | 0 | 0 | 0 | 0 | 0
WT_off | 0 | 0 | 0 | 0 | 0 | 0
PseudoUnit | 0 | 0 | 0 | 0 | 0 | 0
FixedInterchange | 0 | 0 | 0 | 0 | 0 | 0
CO2 Emissions (MMshortTons): NYISO_J-K
ReportingType | 2015 | 2020 | 2025 | 2030 | 2035 | 2040
BM | 0 | 0 | 0 | 0 | 0 | 0
CC | 9.39 | 10.14 | 9.12 | 5.41 | 4.89 | 3.69
CSP | 0 | 0 | 0 | 0 | 0 | 0
CT | 0 | 0 | 0 | 0 | 0 | 0
Coal | 0 | 0 | 0 | 0 | 0 | 0
Geo | 0 | 0 | 0 | 0 | 0 | 0
H | 0 | 0 | 0 | 0 | 0 | 0
LFG | 0 | 0 | 0 | 0 | 0 | 0
Nuc | 0 | 0 | 0 | 0 | 0 | 0
PS | 0 | 0 | 0 | 0 | 0 | 0
PV | 0 | 0 | 0 | 0 | 0 | 0
PeakG | 0.03 | 0.05 | 0.07 | 0.07 | 0.21 | 0.15
PeakO | 0 | 0 | 0 | 0 | 0 | 0
ST | 0 | 0 | 0 | 0 | 0 | 0
STOG | 0.28 | 0.4 | 0.58 | 0.55 | 0.24 | 0.13
STWD | 0 | 0 | 0 | 0 | 0 | 0
WT | 0 | 0 | 0 | 0 | 0 | 0
IGCC | 0 | 0 | 0 | 0 | 0 | 0
DemandResponse | 0 | 0 | 0 | 0 | 0 | 0
IGCC-CCS | 0 | 0 | 0 | 0 | 0 | 0
WT_off | 0 | 0 | 0 | 0 | 0 | 0
PseudoUnit | 0 | 0 | 0 | 0 | 0 | 0
FixedInterchange | 0 | 0 | 0 | 0 | 0 | 0
CO2 Emissions (MMshortTons): PJM_E
ReportingType | 2015 | 2020 | 2025 | 2030 | 2035 | 2040
BM | 0 | 0 | 0 | 0 | 0 | 0
CC | 18.47 | 20.29 | 22.97 | 18.61 | 14.83 | 6.53
CSP | 0 | 0 | 0 | 0 | 0 | 0
CT | 0 | 0 | 0 | 0 | 0 | 0
Coal | 0.68 | 0.43 | 0.21 | 0.01 | 0.09 | 0.18
Geo | 0 | 0 | 0 | 0 | 0 | 0
H | 0 | 0 | 0 | 0 | 0 | 0
LFG | 0 | 0 | 0 | 0 | 0 | 0
Nuc | 0 | 0 | 0 | 0 | 0 | 0
PS | 0 | 0 | 0 | 0 | 0 | 0
PV | 0 | 0 | 0 | 0 | 0 | 0
PeakG | 0.02 | 0.16 | 0.31 | 0.6 | 0.17 | 0.16
PeakO | 0 | 0 | 0 | 0 | 0 | 0
ST | 0 | 0 | 0 | 0 | 0 | 0
STOG | 0.18 | 0.31 | 0 | 0 | 0 | 0
STWD | 0 | 0 | 0 | 0 | 0 | 0
WT | 0 | 0 | 0 | 0 | 0 | 0
IGCC | 0 | 0 | 0 | 0 | 0 | 0
DemandResponse | 0 | 0 | 0 | 0 | 0 | 0
IGCC-CCS | 0 | 0 | 0 | 0 | 0 | 0
WT_off | 0 | 0 | 0 | 0 | 0 | 0
PseudoUnit | 0 | 0 | 0 | 0 | 0 | 0
FixedInterchange | 0 | 0 | 0 | 0 | 0 | 0
CO2 Emissions (MMshortTons): PJM_ROM
ReportingType | 2015 | 2020 | 2025 | 2030 | 2035 | 2040
BM | 0 | 0 | 0 | 0 | 0 | 0
CC | 8.46 | 9.45 | 10.9 | 9.36 | 6.4 | 1.21
CSP | 0 | 0 | 0 | 0 | 0 | 0
CT | 0 | 0 | 0 | 0 | 0 | 0
Coal | 11.76 | 2.56 | 0.27 | 0.1 | 0.18 | 0.18
Geo | 0 | 0 | 0 | 0 | 0 | 0
H | 0 | 0 | 0 | 0 | 0 | 0
LFG | 0 | 0 | 0 | 0 | 0 | 0
Nuc | 0 | 0 | 0 | 0 | 0 | 0
PS | 0 | 0 | 0 | 0 | 0 | 0
PV | 0 | 0 | 0 | 0 | 0 | 0
PeakG | 0 | 0.01 | 0.04 | 0.2 | 0.11 | 0.1
PeakO | 0 | 0 | 0 | 0 | 0 | 0
ST | 0 | 0 | 0 | 0 | 0 | 0
STOG | 0.43 | 0.69 | 0.07 | 0 | 0 | 0
STWD | 0 | 0 | 0 | 0 | 0 | 0
WT | 0 | 0 | 0 | 0 | 0 | 0
IGCC | 0 | 0 | 0 | 0 | 0 | 0
DemandResponse | 0 | 0 | 0 | 0 | 0 | 0
IGCC-CCS | 0 | 0 | 0 | 0 | 0 | 0
WT_off | 0 | 0 | 0 | 0 | 0 | 0
PseudoUnit | 0 | 0 | 0 | 0 | 0 | 0
FixedInterchange | 0 | 0 | 0 | 0 | 0 | 0
CO2 Emissions (MMshortTons): PJM_ROR
ReportingType | 2015 | 2020 | 2025 | 2030 | 2035 | 2040
BM | 0 | 0 | 0 | 0 | 0 | 0
CC | 65.01 | 82.02 | 87.02 | 78.38 | 62.76 | 4.54
CSP | 0 | 0 | 0 | 0 | 0 | 0
CT | 0 | 0 | 0 | 0.01 | 0 | 0
Coal | 190.08 | 102.59 | 12.7 | 2.62 | 4.03 | 4.03
Geo | 0 | 0 | 0 | 0 | 0 | 0
H | 0 | 0 | 0 | 0 | 0 | 0
LFG | 0 | 0 | 0 | 0 | 0 | 0
Nuc | 0 | 0 | 0 | 0 | 0 | 0
PS | 0 | 0 | 0 | 0 | 0 | 0
PV | 0 | 0 | 0 | 0 | 0 | 0
PeakG | 0.56 | 0.68 | 1.17 | 1.1 | 0.7 | 0.25
PeakO | 0 | 0 | 0 | 0 | 0 | 0
ST | 0 | 0 | 0 | 0 | 0 | 0
STOG | 0.25 | 0.49 | 0.29 | 0 | 0 | 0
STWD | 0 | 0 | 0 | 0 | 0 | 0
WT | 0 | 0 | 0 | 0 | 0 | 0
IGCC | 0 | 0 | 0 | 0 | 0 | 0
DemandResponse | 0 | 0 | 0 | 0 | 0 | 0
IGCC-CCS | 0 | 0 | 0 | 0 | 0 | 0
WT_off | 0 | 0 | 0 | 0 | 0 | 0
PseudoUnit | 0 | 0 | 0 | 0 | 0 | 0
FixedInterchange | 0 | 0 | 0 | 0 | 0 | 0
CO2 Emissions (MMshortTons): SOCO
ReportingType | 2015 | 2020 | 2025 | 2030 | 2035 | 2040
BM | 0 | 0 | 0 | 0 | 0 | 0
CC | 60.84 | 69.91 | 71.98 | 62.84 | 18.92 | 3.48
CSP | 0 | 0 | 0 | 0 | 0 | 0
CT | 0 | 0 | 0 | 0 | 0 | 0
Coal | 35.59 | 10.58 | 0.66 | 0.98 | 0.98 | 0.98
Geo | 0 | 0 | 0 | 0 | 0 | 0
H | 0 | 0 | 0 | 0 | 0 | 0
LFG | 0 | 0 | 0 | 0 | 0 | 0
Nuc | 0 | 0 | 0 | 0 | 0 | 0
PS | 0 | 0 | 0 | 0 | 0 | 0
PV | 0 | 0 | 0 | 0 | 0 | 0
PeakG | 0.46 | 0.64 | 0.95 | 1.23 | 0.02 | 0.03
PeakO | 0 | 0 | 0 | 0 | 0 | 0
ST | 0 | 0 | 0 | 0 | 0 | 0
STOG | 0 | 0 | 0 | 0 | 0 | 0
STWD | 0 | 0 | 0 | 0 | 0 | 0
WT | 0 | 0 | 0 | 0 | 0 | 0
IGCC | 0 | 0 | 0 | 0 | 0 | 0
DemandResponse | 0 | 0 | 0 | 0 | 0 | 0
IGCC-CCS | 0 | 0 | 0 | 0 | 0 | 0
WT_off | 0 | 0 | 0 | 0 | 0 | 0
PseudoUnit | 0 | 0 | 0 | 0 | 0 | 0
FixedInterchange | 0 | 0 | 0 | 0 | 0 | 0
CO2 Emissions (MMshortTons): SPP_N
ReportingType | 2015 | 2020 | 2025 | 2030 | 2035 | 2040
BM | 0 | 0 | 0 | 0 | 0 | 0
CC | 5.25 | 12.16 | 10.34 | 9.85 | 3.12 | 2.19
CSP | 0 | 0 | 0 | 0 | 0 | 0
CT | 0 | 0 | 0 | 0 | 0 | 0
Coal | 62.96 | 20.86 | 2.05 | 0.35 | 0.83 | 0.83
Geo | 0 | 0 | 0 | 0 | 0 | 0
H | 0 | 0 | 0 | 0 | 0 | 0
LFG | 0 | 0 | 0 | 0 | 0 | 0
Nuc | 0 | 0 | 0 | 0 | 0 | 0
PS | 0 | 0 | 0 | 0 | 0 | 0
PV | 0 | 0 | 0 | 0 | 0 | 0
PeakG | 0.01 | 0 | 0 | 0.01 | 0 | 0
PeakO | 0 | 0 | 0 | 0 | 0 | 0
ST | 0 | 0 | 0 | 0 | 0 | 0
STOG | 0.12 | 0 | 0.05 | 0.23 | 0 | 0
STWD | 0 | 0 | 0 | 0 | 0 | 0
WT | 0 | 0 | 0 | 0 | 0 | 0
IGCC | 0 | 0 | 0 | 0 | 0 | 0
DemandResponse | 0 | 0 | 0 | 0 | 0 | 0
IGCC-CCS | 0 | 0 | 0 | 0 | 0 | 0
WT_off | 0 | 0 | 0 | 0 | 0 | 0
PseudoUnit | 0 | 0 | 0 | 0 | 0 | 0
FixedInterchange | 0 | 0 | 0 | 0 | 0 | 0
CO2 Emissions (MMshortTons): SPP_S
ReportingType | 2015 | 2020 | 2025 | 2030 | 2035 | 2040
BM | 0 | 0 | 0 | 0 | 0 | 0
CC | 17.6 | 16.53 | 18.97 | 21.24 | 8.81 | 6.55
CSP | 0 | 0 | 0 | 0 | 0 | 0
CT | 0.01 | 0 | 0 | 0 | 0 | 0.02
Coal | 86.84 | 8.95 | 0.68 | 0 | 0 | 0
Geo | 0 | 0 | 0 | 0 | 0 | 0
H | 0 | 0 | 0 | 0 | 0 | 0
LFG | 0 | 0 | 0 | 0 | 0 | 0
Nuc | 0 | 0 | 0 | 0 | 0 | 0
PS | 0 | 0 | 0 | 0 | 0 | 0
PV | 0 | 0 | 0 | 0 | 0 | 0
PeakG | 0 | 0 | 0 | 0 | 0 | 0
PeakO | 0 | 0 | 0 | 0 | 0 | 0
ST | 0 | 0 | 0 | 0 | 0 | 0
STOG | 1.31 | 0.42 | 0.74 | 0.86 | 0.13 | 0.03
STWD | 0 | 0 | 0 | 0 | 0 | 0
WT | 0 | 0 | 0 | 0 | 0 | 0
IGCC | 0 | 0 | 0 | 0 | 0 | 0
DemandResponse | 0 | 0 | 0 | 0 | 0 | 0
IGCC-CCS | 0 | 0 | 0 | 0 | 0 | 0
WT_off | 0 | 0 | 0 | 0 | 0 | 0
PseudoUnit | 0 | 0 | 0 | 0 | 0 | 0
FixedInterchange | 0 | 0 | 0 | 0 | 0 | 0
CO2 Emissions (MMshortTons): TVA
ReportingType | 2015 | 2020 | 2025 | 2030 | 2035 | 2040
BM | 0 | 0 | 0 | 0 | 0 | 0
CC | 19.08 | 28.14 | 30.98 | 29.39 | 13.82 | 1.26
CSP | 0 | 0 | 0 | 0 | 0 | 0
CT | 0 | 0 | 0 | 0 | 0 | 0
Coal | 35.76 | 14.21 | 0.43 | 0 | 0 | 0
Geo | 0 | 0 | 0 | 0 | 0 | 0
H | 0 | 0 | 0 | 0 | 0 | 0
LFG | 0 | 0 | 0 | 0 | 0 | 0
Nuc | 0 | 0 | 0 | 0 | 0 | 0
PS | 0 | 0 | 0 | 0 | 0 | 0
PV | 0 | 0 | 0 | 0 | 0 | 0
PeakG | 0 | 0 | 0 | 0 | 0 | 0
PeakO | 0 | 0 | 0 | 0 | 0 | 0
ST | 0 | 0 | 0 | 0 | 0 | 0
STOG | 0 | 0 | 0 | 0 | 0 | 0
STWD | 0 | 0 | 0 | 0 | 0 | 0
WT | 0 | 0 | 0 | 0 | 0 | 0
IGCC | 0 | 0 | 0 | 0 | 0 | 0
DemandResponse | 0 | 0 | 0 | 0 | 0 | 0
IGCC-CCS | 0 | 0 | 0 | 0 | 0 | 0
WT_off | 0 | 0 | 0 | 0 | 0 | 0
PseudoUnit | 0 | 0 | 0 | 0 | 0 | 0
FixedInterchange | 0 | 0 | 0 | 0 | 0 | 0
CO2 Emissions (MMshortTons): TVA_Transmission
ReportingType | 2015 | 2020 | 2025 | 2030 | 2035 | 2040
BM | 0 | 0 | 0 | 0 | 0 | 0
CC | 0 | 0 | 0 | 0 | 0 | 0
CSP | 0 | 0 | 0 | 0 | 0 | 0
CT | 0 | 0 | 0 | 0 | 0 | 0
Coal | 0 | 0 | 0 | 0 | 0 | 0
Geo | 0 | 0 | 0 | 0 | 0 | 0
H | 0 | 0 | 0 | 0 | 0 | 0
LFG | 0 | 0 | 0 | 0 | 0 | 0
Nuc | 0 | 0 | 0 | 0 | 0 | 0
PS | 0 | 0 | 0 | 0 | 0 | 0
PV | 0 | 0 | 0 | 0 | 0 | 0
PeakG | 0 | 0 | 0 | 0 | 0 | 0
PeakO | 0 | 0 | 0 | 0 | 0 | 0
ST | 0 | 0 | 0 | 0 | 0 | 0
STOG | 0 | 0 | 0 | 0 | 0 | 0
STWD | 0 | 0 | 0 | 0 | 0 | 0
WT | 0 | 0 | 0 | 0 | 0 | 0
IGCC | 0 | 0 | 0 | 0 | 0 | 0
DemandResponse | 0 | 0 | 0 | 0 | 0 | 0
IGCC-CCS | 0 | 0 | 0 | 0 | 0 | 0
WT_off | 0 | 0 | 0 | 0 | 0 | 0
PseudoUnit | 0 | 0 | 0 | 0 | 0 | 0
FixedInterchange | 0 | 0 | 0 | 0 | 0 | 0
CO2 Emissions (MMshortTons): VACAR
ReportingType | 2015 | 2020 | 2025 | 2030 | 2035 | 2040
BM | 0 | 0 | 0 | 0 | 0 | 0
CC | 50.04 | 48.62 | 50.46 | 51.17 | 17.53 | 3.99
CSP | 0 | 0 | 0 | 0 | 0 | 0
CT | 0.05 | 0.05 | 0.09 | 0.17 | 0.01 | 0
Coal | 17.19 | 7.48 | 1.83 | 0.56 | 0.53 | 0.55
Geo | 0 | 0 | 0 | 0 | 0 | 0
H | 0 | 0 | 0 | 0 | 0 | 0
LFG | 0 | 0 | 0 | 0 | 0 | 0
Nuc | 0 | 0 | 0 | 0 | 0 | 0
PS | 0 | 0 | 0 | 0 | 0 | 0
PV | 0 | 0 | 0 | 0 | 0 | 0
PeakG | 0.07 | 0.15 | 0.27 | 0.38 | 0.05 | 0.09
PeakO | 0 | 0 | 0 | 0 | 0 | 0
ST | 0 | 0 | 0 | 0 | 0 | 0
STOG | 0 | 0 | 0 | 0 | 0 | 0
STWD | 0 | 0 | 0 | 0 | 0 | 0
WT | 0 | 0 | 0 | 0 | 0 | 0
IGCC | 0 | 0 | 0 | 0 | 0 | 0
DemandResponse | 0 | 0 | 0 | 0 | 0 | 0
IGCC-CCS | 0 | 0 | 0 | 0 | 0 | 0
WT_off | 0 | 0 | 0 | 0 | 0 | 0
PseudoUnit | 0 | 0 | 0 | 0 | 0 | 0
FixedInterchange | 0 | 0 | 0 | 0 | 0 | 0
CO2 Emissions (MMshortTons): IESO
ReportingType | 2015 | 2020 | 2025 | 2030 | 2035 | 2040
BM | 0 | 0 | 0 | 0 | 0 | 0
CC | 2.21 | 0.2 | 0.04 | 0.04 | 0.01 | 0.04
CSP | 0 | 0 | 0 | 0 | 0 | 0
CT | 0 | 0 | 0 | 0 | 0 | 0
Coal | 0 | 0 | 0 | 0 | 0 | 0
Geo | 0 | 0 | 0 | 0 | 0 | 0
H | 0 | 0 | 0 | 0 | 0 | 0
LFG | 0 | 0 | 0 | 0 | 0 | 0
Nuc | 0 | 0 | 0 | 0 | 0 | 0
PS | 0 | 0 | 0 | 0 | 0 | 0
PV | 0 | 0 | 0 | 0 | 0 | 0
PeakG | 0 | 0 | 0 | 0 | 0 | 0
PeakO | 0 | 0 | 0 | 0 | 0 | 0
ST | 0 | 0 | 0 | 0 | 0 | 0
STOG | 0 | 0 | 0 | 0 | 0 | 0
STWD | 0 | 0 | 0 | 0 | 0 | 0
WT | 0 | 0 | 0 | 0 | 0 | 0
IGCC | 0 | 0 | 0 | 0 | 0 | 0
DemandResponse | 0 | 0 | 0 | 0 | 0 | 0
IGCC-CCS | 0 | 0 | 0 | 0 | 0 | 0
WT_off | 0 | 0 | 0 | 0 | 0 | 0
PseudoUnit | 0 | 0 | 0 | 0 | 0 | 0
FixedInterchange | 0 | 0 | 0 | 0 | 0 | 0
CO2 Emissions (MMshortTons): MAPP_CA
ReportingType | 2015 | 2020 | 2025 | 2030 | 2035 | 2040
BM | 0 | 0 | 0 | 0 | 0 | 0
CC | 3.24 | 3.24 | 0.28 | 0 | 0 | 0
CSP | 0 | 0 | 0 | 0 | 0 | 0
CT | 0 | 0 | 0 | 0 | 0 | 0
Coal | 0.29 | 0.05 | 0 | 0 | 0 | 0
Geo | 0 | 0 | 0 | 0 | 0 | 0
H | 0 | 0 | 0 | 0 | 0 | 0
LFG | 0 | 0 | 0 | 0 | 0 | 0
Nuc | 0 | 0 | 0 | 0 | 0 | 0
PS | 0 | 0 | 0 | 0 | 0 | 0
PV | 0 | 0 | 0 | 0 | 0 | 0
PeakG | 0.04 | 0.07 | 0 | 0 | 0 | 0
PeakO | 0 | 0 | 0 | 0 | 0 | 0
ST | 0 | 0 | 0 | 0 | 0 | 0
STOG | 0.01 | 0 | 0 | 0 | 0 | 0
STWD | 0 | 0 | 0 | 0 | 0 | 0
WT | 0 | 0 | 0 | 0 | 0 | 0
IGCC | 0 | 0 | 0 | 0 | 0 | 0
DemandResponse | 0 | 0 | 0 | 0 | 0 | 0
IGCC-CCS | 0 | 0 | 0 | 0 | 0 | 0
WT_off | 0 | 0 | 0 | 0 | 0 | 0
PseudoUnit | 0 | 0 | 0 | 0 | 0 | 0
FixedInterchange | 0 | 0 | 0 | 0 | 0 | 0
CO2 Emissions (MMshortTons): AZ_NM_SNV_Coal
ReportingType | 2015 | 2020 | 2025 | 2030 | 2035 | 2040
BM | 0 | 0 | 0 | 0 | 0 | 0
CC | 0 | 0 | 0 | 0 | 0 | 0
CSP | 0 | 0 | 0 | 0 | 0 | 0
CT | 0 | 0 | 0 | 0 | 0 | 0
Coal | 52.44 | 42.84 | 6.78 | 0.04 | 0.42 | 0.3
Geo | 0 | 0 | 0 | 0 | 0 | 0
H | 0 | 0 | 0 | 0 | 0 | 0
LFG | 0 | 0 | 0 | 0 | 0 | 0
Nuc | 0 | 0 | 0 | 0 | 0 | 0
PS | 0 | 0 | 0 | 0 | 0 | 0
PV | 0 | 0 | 0 | 0 | 0 | 0
PeakG | 0 | 0 | 0 | 0 | 0 | 0
PeakO | 0 | 0 | 0 | 0 | 0 | 0
ST | 0 | 0 | 0 | 0 | 0 | 0
STOG | 0 | 0 | 0 | 0 | 0 | 0
STWD | 0 | 0 | 0 | 0 | 0 | 0
WT | 0 | 0 | 0 | 0 | 0 | 0
IGCC | 0 | 0 | 0 | 0 | 0 | 0
DemandResponse | 0 | 0 | 0 | 0 | 0 | 0
IGCC-CCS | 0 | 0 | 0 | 0 | 0 | 0
WT_off | 0 | 0 | 0 | 0 | 0 | 0
PseudoUnit | 0 | 0 | 0 | 0 | 0 | 0
FixedInterchange | 0 | 0 | 0 | 0 | 0 | 0
CO2 Emissions (MMshortTons): AZ_NM_SNV_Gas
ReportingType | 2015 | 2020 | 2025 | 2030 | 2035 | 2040
BM | 0 | 0 | 0 | 0 | 0 | 0
CC | 27.28 | 23.75 | 34.26 | 28.37 | 5.11 | 3.83
CSP | 0 | 0 | 0 | 0 | 0 | 0
CT | 0 | 0 | 0 | 0 | 0 | 0
Coal | 0 | 0 | 0 | 0 | 0 | 0
Geo | 0 | 0 | 0 | 0 | 0 | 0
H | 0 | 0 | 0 | 0 | 0 | 0
LFG | 0 | 0 | 0 | 0 | 0 | 0
Nuc | 0 | 0 | 0 | 0 | 0 | 0
PS | 0 | 0 | 0 | 0 | 0 | 0
PV | 0 | 0 | 0 | 0 | 0 | 0
PeakG | 0 | 0 | 0 | 0 | 0 | 0
PeakO | 0 | 0 | 0 | 0 | 0 | 0
ST | 0 | 0 | 0 | 0 | 0 | 0
STOG | 0 | 0 | 0 | 0 | 0 | 0
STWD | 0 | 0 | 0 | 0 | 0 | 0
WT | 0 | 0 | 0 | 0 | 0 | 0
IGCC | 0 | 0 | 0 | 0 | 0 | 0
DemandResponse | 0 | 0 | 0 | 0 | 0 | 0
IGCC-CCS | 0 | 0 | 0 | 0 | 0 | 0
WT_off | 0 | 0 | 0 | 0 | 0 | 0
PseudoUnit | 0 | 0 | 0 | 0 | 0 | 0
FixedInterchange | 0 | 0 | 0 | 0 | 0 | 0
CO2 Emissions (MMshortTons): AZ_NM_SNV_NucRenew
ReportingType | 2015 | 2020 | 2025 | 2030 | 2035 | 2040
BM | 0 | 0 | 0 | 0 | 0 | 0
CC | 0 | 0 | 0 | 0 | 0 | 0
CSP | 0 | 0 | 0 | 0 | 0 | 0
CT | 0 | 0 | 0 | 0 | 0 | 0
Coal | 0 | 0 | 0 | 0 | 0 | 0
Geo | 0 | 0 | 0 | 0 | 0 | 0
H | 0 | 0 | 0 | 0 | 0 | 0
LFG | 0 | 0 | 0 | 0 | 0 | 0
Nuc | 0 | 0 | 0 | 0 | 0 | 0
PS | 0 | 0 | 0 | 0 | 0 | 0
PV | 0 | 0 | 0 | 0 | 0 | 0
PeakG | 0 | 0 | 0 | 0 | 0 | 0
PeakO | 0 | 0 | 0 | 0 | 0 | 0
ST | 0 | 0 | 0 | 0 | 0 | 0
STOG | 0 | 0 | 0 | 0 | 0 | 0
STWD | 0 | 0 | 0 | 0 | 0 | 0
WT | 0 | 0 | 0 | 0 | 0 | 0
IGCC | 0 | 0 | 0 | 0 | 0 | 0
DemandResponse | 0 | 0 | 0 | 0 | 0 | 0
IGCC-CCS | 0 | 0 | 0 | 0 | 0 | 0
WT_off | 0 | 0 | 0 | 0 | 0 | 0
PseudoUnit | 0 | 0 | 0 | 0 | 0 | 0
FixedInterchange | 0 | 0 | 0 | 0 | 0 | 0
CO2 Emissions (MMshortTons): ERCOT
ReportingType | 2015 | 2020 | 2025 | 2030 | 2035 | 2040
BM | 0 | 0 | 0 | 0 | 0 | 0
CC | 84.22 | 91.19 | 78.45 | 75.46 | 30.65 | 19.18
CSP | 0 | 0 | 0 | 0 | 0 | 0
CT | 0 | 0 | 0 | 0.01 | 0 | 0
Coal | 45.02 | 28.62 | 1.23 | 0.74 | 0.85 | 0.85
Geo | 0 | 0 | 0 | 0 | 0 | 0
H | 0 | 0 | 0 | 0 | 0 | 0
LFG | 0 | 0 | 0 | 0 | 0 | 0
Nuc | 0 | 0 | 0 | 0 | 0 | 0
PS | 0 | 0 | 0 | 0 | 0 | 0
PV | 0 | 0 | 0 | 0 | 0 | 0
PeakG | 0 | 0 | 0 | 0.03 | 0.02 | 0.03
PeakO | 0 | 0 | 0 | 0 | 0 | 0
ST | 0 | 0 | 0 | 0 | 0 | 0
STOG | 1.25 | 2.05 | 0.6 | 0.93 | 0 | 0
STWD | 0 | 0 | 0 | 0 | 0 | 0
WT | 0 | 0 | 0 | 0 | 0 | 0
IGCC | 0 | 0 | 0 | 0 | 0 | 0
DemandResponse | 0 | 0 | 0 | 0 | 0 | 0
IGCC-CCS | 0 | 0 | 0 | 0 | 0 | 0
WT_off | 0 | 0 | 0 | 0 | 0 | 0
PseudoUnit | 0 | 0 | 0 | 0 | 0 | 0
FixedInterchange | 0 | 0 | 0 | 0 | 0 | 0
CO2 Emissions (MMshortTons): NP15
ReportingType | 2015 | 2020 | 2025 | 2030 | 2035 | 2040
BM | 0 | 0 | 0 | 0 | 0 | 0
CC | 24.74 | 25.49 | 25.35 | 21.26 | 9.41 | 3.75
CSP | 0 | 0 | 0 | 0 | 0 | 0
CT | 0 | 0 | 0 | 0 | 0 | 0
Coal | 1.73 | 0 | 0 | 0 | 0 | 0
Geo | 0 | 0 | 0 | 0 | 0 | 0
H | 0 | 0 | 0 | 0 | 0 | 0
LFG | 0 | 0 | 0 | 0 | 0 | 0
Nuc | 0 | 0 | 0 | 0 | 0 | 0
PS | 0 | 0 | 0 | 0 | 0 | 0
PV | 0 | 0 | 0 | 0 | 0 | 0
PeakG | 0 | 0 | 0 | 0 | 0 | 0
PeakO | 0 | 0 | 0 | 0 | 0 | 0
ST | 0 | 0 | 0 | 0 | 0 | 0
STOG | 0.05 | 0.02 | 0.04 | 0 | 0.01 | 0
STWD | 0 | 0 | 0 | 0 | 0 | 0
WT | 0 | 0 | 0 | 0 | 0 | 0
IGCC | 0 | 0 | 0 | 0 | 0 | 0
DemandResponse | 0 | 0 | 0 | 0 | 0 | 0
IGCC-CCS | 0 | 0 | 0 | 0 | 0 | 0
WT_off | 0 | 0 | 0 | 0 | 0 | 0
PseudoUnit | 0 | 0 | 0 | 0 | 0 | 0
FixedInterchange | 0 | 0 | 0 | 0 | 0 | 0
CO2 Emissions (MMshortTons): NWPP_Coal
ReportingType | 2015 | 2020 | 2025 | 2030 | 2035 | 2040
BM | 0 | 0 | 0 | 0 | 0 | 0
CC | 0 | 0 | 0 | 0 | 0 | 0
CSP | 0 | 0 | 0 | 0 | 0 | 0
CT | 0 | 0 | 0 | 0 | 0 | 0
Coal | 54.89 | 41.22 | 0.17 | 0.17 | 0.17 | 0.17
Geo | 0 | 0 | 0 | 0 | 0 | 0
H | 0 | 0 | 0 | 0 | 0 | 0
LFG | 0 | 0 | 0 | 0 | 0 | 0
Nuc | 0 | 0 | 0 | 0 | 0 | 0
PS | 0 | 0 | 0 | 0 | 0 | 0
PV | 0 | 0 | 0 | 0 | 0 | 0
PeakG | 0 | 0 | 0 | 0 | 0 | 0
PeakO | 0 | 0 | 0 | 0 | 0 | 0
ST | 0 | 0 | 0 | 0 | 0 | 0
STOG | 0 | 0 | 0 | 0 | 0 | 0
STWD | 0 | 0 | 0 | 0 | 0 | 0
WT | 0 | 0 | 0 | 0 | 0 | 0
IGCC | 0 | 0 | 0 | 0 | 0 | 0
DemandResponse | 0 | 0 | 0 | 0 | 0 | 0
IGCC-CCS | 0 | 0 | 0 | 0 | 0 | 0
WT_off | 0 | 0 | 0 | 0 | 0 | 0
PseudoUnit | 0 | 0 | 0 | 0 | 0 | 0
FixedInterchange | 0 | 0 | 0 | 0 | 0 | 0
CO2 Emissions (MMshortTons): NWPP_Gas
ReportingType | 2015 | 2020 | 2025 | 2030 | 2035 | 2040
BM | 0 | 0 | 0 | 0 | 0 | 0
CC | 21.09 | 25.79 | 25.79 | 18.37 | 2.49 | 2.12
CSP | 0 | 0 | 0 | 0 | 0 | 0
CT | 0 | 0 | 0 | 0 | 0 | 0
Coal | 0 | 0 | 0 | 0 | 0 | 0
Geo | 0 | 0 | 0 | 0 | 0 | 0
H | 0 | 0 | 0 | 0 | 0 | 0
LFG | 0 | 0 | 0 | 0 | 0 | 0
Nuc | 0 | 0 | 0 | 0 | 0 | 0
PS | 0 | 0 | 0 | 0 | 0 | 0
PV | 0 | 0 | 0 | 0 | 0 | 0
PeakG | 0 | 0 | 0 | 0 | 0 | 0
PeakO | 0 | 0 | 0 | 0 | 0 | 0
ST | 0 | 0 | 0 | 0 | 0 | 0
STOG | 0 | 0 | 0 | 0 | 0 | 0
STWD | 0 | 0 | 0 | 0 | 0 | 0
WT | 0 | 0 | 0 | 0 | 0 | 0
IGCC | 0 | 0 | 0 | 0 | 0 | 0
DemandResponse | 0 | 0 | 0 | 0 | 0 | 0
IGCC-CCS | 0 | 0 | 0 | 0 | 0 | 0
WT_off | 0 | 0 | 0 | 0 | 0 | 0
PseudoUnit | 0 | 0 | 0 | 0 | 0 | 0
FixedInterchange | 0 | 0 | 0 | 0 | 0 | 0
CO2 Emissions (MMshortTons): NWPP_NucRenew
ReportingType | 2015 | 2020 | 2025 | 2030 | 2035 | 2040
BM | 0 | 0 | 0 | 0 | 0 | 0
CC | 0 | 0 | 0 | 0 | 0 | 0
CSP | 0 | 0 | 0 | 0 | 0 | 0
CT | 0 | 0 | 0 | 0 | 0 | 0
Coal | 0 | 0 | 0 | 0 | 0 | 0
Geo | 0 | 0 | 0 | 0 | 0 | 0
H | 0 | 0 | 0 | 0 | 0 | 0
LFG | 0 | 0 | 0 | 0 | 0 | 0
Nuc | 0 | 0 | 0 | 0 | 0 | 0
PS | 0 | 0 | 0 | 0 | 0 | 0
PV | 0 | 0 | 0 | 0 | 0 | 0
PeakG | 0 | 0 | 0 | 0 | 0 | 0
PeakO | 0 | 0 | 0 | 0 | 0 | 0
ST | 0 | 0 | 0 | 0 | 0 | 0
STOG | 0 | 0 | 0 | 0 | 0 | 0
STWD | 0 | 0 | 0 | 0 | 0 | 0
WT | 0 | 0 | 0 | 0 | 0 | 0
IGCC | 0 | 0 | 0 | 0 | 0 | 0
DemandResponse | 0 | 0 | 0 | 0 | 0 | 0
IGCC-CCS | 0 | 0 | 0 | 0 | 0 | 0
WT_off | 0 | 0 | 0 | 0 | 0 | 0
PseudoUnit | 0 | 0 | 0 | 0 | 0 | 0
FixedInterchange | 0 | 0 | 0 | 0 | 0 | 0
CO2 Emissions (MMshortTons): RMPA
ReportingType | 2015 | 2020 | 2025 | 2030 | 2035 | 2040
BM | 0 | 0 | 0 | 0 | 0 | 0
CC | 4.7 | 5.67 | 8.39 | 6.28 | 2.36 | 1.62
CSP | 0 | 0 | 0 | 0 | 0 | 0
CT | 0 | 0 | 0 | 0 | 0 | 0
Coal | 54.89 | 38.92 | 3.57 | 0.49 | 0.48 | 0.45
Geo | 0 | 0 | 0 | 0 | 0 | 0
H | 0 | 0 | 0 | 0 | 0 | 0
LFG | 0 | 0 | 0 | 0 | 0 | 0
Nuc | 0 | 0 | 0 | 0 | 0 | 0
PS | 0 | 0 | 0 | 0 | 0 | 0
PV | 0 | 0 | 0 | 0 | 0 | 0
PeakG | 0 | 0 | 0 | 0 | 0 | 0
PeakO | 0 | 0 | 0 | 0 | 0 | 0
ST | 0 | 0 | 0 | 0 | 0 | 0
STOG | 0 | 0 | 0 | 0 | 0 | 0
STWD | 0 | 0 | 0 | 0 | 0 | 0
WT | 0 | 0 | 0 | 0 | 0 | 0
IGCC | 0 | 0 | 0 | 0 | 0 | 0
DemandResponse | 0 | 0 | 0 | 0 | 0 | 0
IGCC-CCS | 0 | 0 | 0 | 0 | 0 | 0
WT_off | 0 | 0 | 0 | 0 | 0 | 0
PseudoUnit | 0 | 0 | 0 | 0 | 0 | 0
FixedInterchange | 0 | 0 | 0 | 0 | 0 | 0
CO2 Emissions (MMshortTons): SP15
ReportingType | 2015 | 2020 | 2025 | 2030 | 2035 | 2040
BM | 0 | 0 | 0 | 0 | 0 | 0
CC | 34.03 | 30.74 | 30.79 | 27.02 | 12.02 | 6.2
CSP | 0 | 0 | 0 | 0 | 0 | 0
CT | 0 | 0 | 0 | 0 | 0 | 0
Coal | 1.64 | 0.9 | 0 | 0 | 0 | 0
Geo | 0 | 0 | 0 | 0 | 0 | 0
H | 0 | 0 | 0 | 0 | 0 | 0
LFG | 0 | 0 | 0 | 0 | 0 | 0
Nuc | 0 | 0 | 0 | 0 | 0 | 0
PS | 0 | 0 | 0 | 0 | 0 | 0
PV | 0 | 0 | 0 | 0 | 0 | 0
PeakG | 0 | 0 | 0 | 0 | 0 | 0
PeakO | 0 | 0 | 0 | 0 | 0 | 0
ST | 0 | 0 | 0 | 0 | 0 | 0
STOG | 0.29 | 0.14 | 0.22 | 0.22 | 0.1 | 0.18
STWD | 0 | 0 | 0 | 0 | 0 | 0
WT | 0 | 0 | 0 | 0 | 0 | 0
IGCC | 0 | 0 | 0 | 0 | 0 | 0
DemandResponse | 0 | 0 | 0 | 0 | 0 | 0
IGCC-CCS | 0 | 0 | 0 | 0 | 0 | 0
WT_off | 0 | 0 | 0 | 0 | 0 | 0
PseudoUnit | 0 | 0 | 0 | 0 | 0 | 0
FixedInterchange | 0 | 0 | 0 | 0 | 0 | 0
CO2 Emissions (MMshortTons): ALB
ReportingType | 2015 | 2020 | 2025 | 2030 | 2035 | 2040
BM | 0 | 0 | 0 | 0 | 0 | 0
CC | 7.15 | 7.62 | 7.81 | 0.76 | 0 | 0
CSP | 0 | 0 | 0 | 0 | 0 | 0
CT | 0 | 0 | 0 | 0 | 0 | 0
Coal | 50 | 50 | 48.8 | 0 | 0 | 0
Geo | 0 | 0 | 0 | 0 | 0 | 0
H | 0 | 0 | 0 | 0 | 0 | 0
LFG | 0 | 0 | 0 | 0 | 0 | 0
Nuc | 0 | 0 | 0 | 0 | 0 | 0
PS | 0 | 0 | 0 | 0 | 0 | 0
PV | 0 | 0 | 0 | 0 | 0 | 0
PeakG | 0 | 0 | 0 | 0 | 0 | 0
PeakO | 0 | 0 | 0 | 0 | 0 | 0
ST | 0 | 0 | 0 | 0 | 0 | 0
STOG | 0 | 0 | 0 | 0 | 0 | 0
STWD | 0 | 0 | 0 | 0 | 0 | 0
WT | 0 | 0 | 0 | 0 | 0 | 0
IGCC | 0 | 0 | 0 | 0 | 0 | 0
DemandResponse | 0 | 0 | 0 | 0 | 0 | 0
IGCC-CCS | 0 | 0 | 0 | 0 | 0 | 0
WT_off | 0 | 0 | 0 | 0 | 0 | 0
PseudoUnit | 0 | 0 | 0 | 0 | 0 | 0
FixedInterchange | 0 | 0 | 0 | 0 | 0 | 0
CO2 Emissions (MMshortTons): BC
ReportingType | 2015 | 2020 | 2025 | 2030 | 2035 | 2040
BM | 0 | 0 | 0 | 0 | 0 | 0
CC | 1.96 | 1.96 | 1.96 | 1.37 | 0 | 0
CSP | 0 | 0 | 0 | 0 | 0 | 0
CT | 0 | 0 | 0 | 0 | 0 | 0
Coal | 0 | 0 | 0 | 0 | 0 | 0
Geo | 0 | 0 | 0 | 0 | 0 | 0
H | 0 | 0 | 0 | 0 | 0 | 0
LFG | 0 | 0 | 0 | 0 | 0 | 0
Nuc | 0 | 0 | 0 | 0 | 0 | 0
PS | 0 | 0 | 0 | 0 | 0 | 0
PV | 0 | 0 | 0 | 0 | 0 | 0
PeakG | 0 | 0 | 0 | 0 | 0 | 0
PeakO | 0 | 0 | 0 | 0 | 0 | 0
ST | 0 | 0 | 0 | 0 | 0 | 0
STOG | 0 | 0 | 0 | 0 | 0 | 0
STWD | 0 | 0 | 0 | 0 | 0 | 0
WT | 0 | 0 | 0 | 0 | 0 | 0
IGCC | 0 | 0 | 0 | 0 | 0 | 0
DemandResponse | 0 | 0 | 0 | 0 | 0 | 0
IGCC-CCS | 0 | 0 | 0 | 0 | 0 | 0
WT_off | 0 | 0 | 0 | 0 | 0 | 0
PseudoUnit | 0 | 0 | 0 | 0 | 0 | 0
FixedInterchange | 0 | 0 | 0 | 0 | 0 | 0
CO2 Emissions (MMshortTons): HQ_IESO
ReportingType | 2015 | 2020 | 2025 | 2030 | 2035 | 2040
BM | 0 | 0 | 0 | 0 | 0 | 0
CC | 0 | 0 | 0 | 0 | 0 | 0
CSP | 0 | 0 | 0 | 0 | 0 | 0
CT | 0 | 0 | 0 | 0 | 0 | 0
Coal | 0 | 0 | 0 | 0 | 0 | 0
Geo | 0 | 0 | 0 | 0 | 0 | 0
H | 0 | 0 | 0 | 0 | 0 | 0
LFG | 0 | 0 | 0 | 0 | 0 | 0
Nuc | 0 | 0 | 0 | 0 | 0 | 0
PS | 0 | 0 | 0 | 0 | 0 | 0
PV | 0 | 0 | 0 | 0 | 0 | 0
PeakG | 0 | 0 | 0 | 0 | 0 | 0
PeakO | 0 | 0 | 0 | 0 | 0 | 0
ST | 0 | 0 | 0 | 0 | 0 | 0
STOG | 0 | 0 | 0 | 0 | 0 | 0
STWD | 0 | 0 | 0 | 0 | 0 | 0
WT | 0 | 0 | 0 | 0 | 0 | 0
IGCC | 0 | 0 | 0 | 0 | 0 | 0
DemandResponse | 0 | 0 | 0 | 0 | 0 | 0
IGCC-CCS | 0 | 0 | 0 | 0 | 0 | 0
WT_off | 0 | 0 | 0 | 0 | 0 | 0
PseudoUnit | 0 | 0 | 0 | 0 | 0 | 0
FixedInterchange | 0 | 0 | 0 | 0 | 0 | 0
CO2 Emissions (MMshortTons): HQ_NEISO
ReportingType | 2015 | 2020 | 2025 | 2030 | 2035 | 2040
BM | 0 | 0 | 0 | 0 | 0 | 0
CC | 0 | 0 | 0 | 0 | 0 | 0
CSP | 0 | 0 | 0 | 0 | 0 | 0
CT | 0 | 0 | 0 | 0 | 0 | 0
Coal | 0 | 0 | 0 | 0 | 0 | 0
Geo | 0 | 0 | 0 | 0 | 0 | 0
H | 0 | 0 | 0 | 0 | 0 | 0
LFG | 0 | 0 | 0 | 0 | 0 | 0
Nuc | 0 | 0 | 0 | 0 | 0 | 0
PS | 0 | 0 | 0 | 0 | 0 | 0
PV | 0 | 0 | 0 | 0 | 0 | 0
PeakG | 0 | 0 | 0 | 0 | 0 | 0
PeakO | 0 | 0 | 0 | 0 | 0 | 0
ST | 0 | 0 | 0 | 0 | 0 | 0
STOG | 0 | 0 | 0 | 0 | 0 | 0
STWD | 0 | 0 | 0 | 0 | 0 | 0
WT | 0 | 0 | 0 | 0 | 0 | 0
IGCC | 0 | 0 | 0 | 0 | 0 | 0
DemandResponse | 0 | 0 | 0 | 0 | 0 | 0
IGCC-CCS | 0 | 0 | 0 | 0 | 0 | 0
WT_off | 0 | 0 | 0 | 0 | 0 | 0
PseudoUnit | 0 | 0 | 0 | 0 | 0 | 0
FixedInterchange | 0 | 0 | 0 | 0 | 0 | 0
CO2 Emissions (MMshortTons): HQ_NY
ReportingType | 2015 | 2020 | 2025 | 2030 | 2035 | 2040
BM | 0 | 0 | 0 | 0 | 0 | 0
CC | 0 | 0 | 0 | 0 | 0 | 0
CSP | 0 | 0 | 0 | 0 | 0 | 0
CT | 0 | 0 | 0 | 0 | 0 | 0
Coal | 0 | 0 | 0 | 0 | 0 | 0
Geo | 0 | 0 | 0 | 0 | 0 | 0
H | 0 | 0 | 0 | 0 | 0 | 0
LFG | 0 | 0 | 0 | 0 | 0 | 0
Nuc | 0 | 0 | 0 | 0 | 0 | 0
PS | 0 | 0 | 0 | 0 | 0 | 0
PV | 0 | 0 | 0 | 0 | 0 | 0
PeakG | 0 | 0 | 0 | 0 | 0 | 0
PeakO | 0 | 0 | 0 | 0 | 0 | 0
ST | 0 | 0 | 0 | 0 | 0 | 0
STOG | 0 | 0 | 0 | 0 | 0 | 0
STWD | 0 | 0 | 0 | 0 | 0 | 0
WT | 0 | 0 | 0 | 0 | 0 | 0
IGCC | 0 | 0 | 0 | 0 | 0 | 0
DemandResponse | 0 | 0 | 0 | 0 | 0 | 0
IGCC-CCS | 0 | 0 | 0 | 0 | 0 | 0
WT_off | 0 | 0 | 0 | 0 | 0 | 0
PseudoUnit | 0 | 0 | 0 | 0 | 0 | 0
FixedInterchange | 0 | 0 | 0 | 0 | 0 | 0
CO2 Emissions (MMshortTons): MARITIMES
ReportingType | 2015 | 2020 | 2025 | 2030 | 2035 | 2040
BM | 0 | 0 | 0 | 0 | 0 | 0
CC | 0 | 0 | 0 | 0 | 0 | 0
CSP | 0 | 0 | 0 | 0 | 0 | 0
CT | 0 | 0 | 0 | 0 | 0 | 0
Coal | 0 | 0 | 0 | 0 | 0 | 0
Geo | 0 | 0 | 0 | 0 | 0 | 0
H | 0 | 0 | 0 | 0 | 0 | 0
LFG | 0 | 0 | 0 | 0 | 0 | 0
Nuc | 0 | 0 | 0 | 0 | 0 | 0
PS | 0 | 0 | 0 | 0 | 0 | 0
PV | 0 | 0 | 0 | 0 | 0 | 0
PeakG | 0 | 0 | 0 | 0 | 0 | 0
PeakO | 0 | 0 | 0 | 0 | 0 | 0
ST | 0 | 0 | 0 | 0 | 0 | 0
STOG | 0 | 0 | 0 | 0 | 0 | 0
STWD | 0 | 0 | 0 | 0 | 0 | 0
WT | 0 | 0 | 0 | 0 | 0 | 0
IGCC | 0 | 0 | 0 | 0 | 0 | 0
DemandResponse | 0 | 0 | 0 | 0 | 0 | 0
IGCC-CCS | 0 | 0 | 0 | 0 | 0 | 0
WT_off | 0 | 0 | 0 | 0 | 0 | 0
PseudoUnit | 0 | 0 | 0 | 0 | 0 | 0
FixedInterchange | 0 | 0 | 0 | 0 | 0 | 0
CO2 Emissions (MMshortTons): All
ReportingType | 2015 | 2020 | 2025 | 2030 | 2035 | 2040
BM | 0 | 0 | 0 | 0 | 0 | 0
CC | 644.83 | 776.7 | 786.15 | 701.69 | 339.35 | 102.43
CSP | 0 | 0 | 0 | 0 | 0 | 0
CT | 0.36 | 0.43 | 0.7 | 1 | 0.07 | 0.04
Coal | 1116.7 | 475.85 | 92.81 | 8.83 | 13.55 | 13.99
Geo | 0 | 0 | 0 | 0 | 0 | 0
H | 0 | 0 | 0 | 0 | 0 | 0
LFG | 0 | 0 | 0 | 0 | 0 | 0
Nuc | 0 | 0 | 0 | 0 | 0 | 0
PS | 0 | 0 | 0 | 0 | 0 | 0
PV | 0 | 0 | 0 | 0 | 0 | 0
PeakG | 1.76 | 2.8 | 3.49 | 5.14 | 1.95 | 1.22
PeakO | 0 | 0 | 0 | 0 | 0 | 0
ST | 0 | 0 | 0 | 0 | 0 | 0
STOG | 4.56 | 4.97 | 2.67 | 2.89 | 0.47 | 0.34
STWD | 0 | 0 | 0 | 0 | 0 | 0
WT | 0 | 0 | 0 | 0 | 0 | 0
IGCC | 4.15 | 4.15 | 0.62 | 0.01 | 0 | 0
DemandResponse | 0 | 0 | 0 | 0 | 0 | 0
IGCC-CCS | 0 | 0 | 0 | 0 | 0 | 0
WT_off | 0 | 0 | 0 | 0 | 0 | 0
PseudoUnit | 0 | 0 | 0 | 0 | 0 | 0
FixedInterchange | 0 | 0 | 0 | 0 | 0 | 0
CO2 Emissions (MMshortTons): EI_US
ReportingType | 2015 | 2020 | 2025 | 2030 | 2035 | 2040
BM | 0 | 0 | 0 | 0 | 0 | 0
CC | 434.2 | 561.05 | 573.04 | 522.75 | 277.3 | 65.7
CSP | 0 | 0 | 0 | 0 | 0 | 0
CT | 0.36 | 0.43 | 0.7 | 0.99 | 0.07 | 0.04
Coal | 855.8 | 273.31 | 32.25 | 7.39 | 11.63 | 12.22
Geo | 0 | 0 | 0 | 0 | 0 | 0
H | 0 | 0 | 0 | 0 | 0 | 0
LFG | 0 | 0 | 0 | 0 | 0 | 0
Nuc | 0 | 0 | 0 | 0 | 0 | 0
PS | 0 | 0 | 0 | 0 | 0 | 0
PV | 0 | 0 | 0 | 0 | 0 | 0
PeakG | 1.72 | 2.72 | 3.48 | 5.11 | 1.92 | 1.2
PeakO | 0 | 0 | 0 | 0 | 0 | 0
ST | 0 | 0 | 0 | 0 | 0 | 0
STOG | 2.96 | 2.76 | 1.81 | 1.73 | 0.37 | 0.16
STWD | 0 | 0 | 0 | 0 | 0 | 0
WT | 0 | 0 | 0 | 0 | 0 | 0
IGCC | 4.15 | 4.15 | 0.62 | 0.01 | 0 | 0
DemandResponse | 0 | 0 | 0 | 0 | 0 | 0
IGCC-CCS | 0 | 0 | 0 | 0 | 0 | 0
WT_off | 0 | 0 | 0 | 0 | 0 | 0
PseudoUnit | 0 | 0 | 0 | 0 | 0 | 0
FixedInterchange | 0 | 0 | 0 | 0 | 0 | 0
CO2 Emissions (MMshortTons): EI_Canada
ReportingType | 2015 | 2020 | 2025 | 2030 | 2035 | 2040
BM | 0 | 0 | 0 | 0 | 0 | 0
CC | 5.45 | 3.44 | 0.31 | 0.04 | 0.01 | 0.04
CSP | 0 | 0 | 0 | 0 | 0 | 0
CT | 0 | 0 | 0 | 0 | 0 | 0
Coal | 0.29 | 0.05 | 0 | 0 | 0 | 0
Geo | 0 | 0 | 0 | 0 | 0 | 0
H | 0 | 0 | 0 | 0 | 0 | 0
LFG | 0 | 0 | 0 | 0 | 0 | 0
Nuc | 0 | 0 | 0 | 0 | 0 | 0
PS | 0 | 0 | 0 | 0 | 0 | 0
PV | 0 | 0 | 0 | 0 | 0 | 0
PeakG | 0.04 | 0.07 | 0 | 0 | 0 | 0
PeakO | 0 | 0 | 0 | 0 | 0 | 0
ST | 0 | 0 | 0 | 0 | 0 | 0
STOG | 0.01 | 0 | 0 | 0 | 0 | 0
STWD | 0 | 0 | 0 | 0 | 0 | 0
WT | 0 | 0 | 0 | 0 | 0 | 0
IGCC | 0 | 0 | 0 | 0 | 0 | 0
DemandResponse | 0 | 0 | 0 | 0 | 0 | 0
IGCC-CCS | 0 | 0 | 0 | 0 | 0 | 0
WT_off | 0 | 0 | 0 | 0 | 0 | 0
PseudoUnit | 0 | 0 | 0 | 0 | 0 | 0
FixedInterchange | 0 | 0 | 0 | 0 | 0 | 0
CO2 Emissions (MMshortTons): EI
ReportingType | 2015 | 2020 | 2025 | 2030 | 2035 | 2040
BM | 0 | 0 | 0 | 0 | 0 | 0
CC | 439.65 | 564.49 | 573.35 | 522.79 | 277.31 | 65.73
CSP | 0 | 0 | 0 | 0 | 0 | 0
CT | 0.36 | 0.43 | 0.7 | 0.99 | 0.07 | 0.04
Coal | 856.08 | 273.36 | 32.25 | 7.39 | 11.63 | 12.22
Geo | 0 | 0 | 0 | 0 | 0 | 0
H | 0 | 0 | 0 | 0 | 0 | 0
LFG | 0 | 0 | 0 | 0 | 0 | 0
Nuc | 0 | 0 | 0 | 0 | 0 | 0
PS | 0 | 0 | 0 | 0 | 0 | 0
PV | 0 | 0 | 0 | 0 | 0 | 0
PeakG | 1.76 | 2.79 | 3.48 | 5.11 | 1.92 | 1.2
PeakO | 0 | 0 | 0 | 0 | 0 | 0
ST | 0 | 0 | 0 | 0 | 0 | 0
STOG | 2.97 | 2.76 | 1.81 | 1.73 | 0.37 | 0.16
STWD | 0 | 0 | 0 | 0 | 0 | 0
WT | 0 | 0 | 0 | 0 | 0 | 0
IGCC | 4.15 | 4.15 | 0.62 | 0.01 | 0 | 0
DemandResponse | 0 | 0 | 0 | 0 | 0 | 0
IGCC-CCS | 0 | 0 | 0 | 0 | 0 | 0
WT_off | 0 | 0 | 0 | 0 | 0 | 0
PseudoUnit | 0 | 0 | 0 | 0 | 0 | 0
FixedInterchange | 0 | 0 | 0 | 0 | 0 | 0
CO2 Emissions (MMshortTons): Outside_EI
ReportingType | 2015 | 2020 | 2025 | 2030 | 2035 | 2040
BM | 0 | 0 | 0 | 0 | 0 | 0
CC | 205.18 | 212.21 | 212.8 | 178.9 | 62.04 | 36.7
CSP | 0 | 0 | 0 | 0 | 0 | 0
CT | 0 | 0 | 0 | 0.01 | 0 | 0
Coal | 260.62 | 202.49 | 60.56 | 1.44 | 1.92 | 1.77
Geo | 0 | 0 | 0 | 0 | 0 | 0
H | 0 | 0 | 0 | 0 | 0 | 0
LFG | 0 | 0 | 0 | 0 | 0 | 0
Nuc | 0 | 0 | 0 | 0 | 0 | 0
PS | 0 | 0 | 0 | 0 | 0 | 0
PV | 0 | 0 | 0 | 0 | 0 | 0
PeakG | 0 | 0 | 0 | 0.03 | 0.03 | 0.03
PeakO | 0 | 0 | 0 | 0 | 0 | 0
ST | 0 | 0 | 0 | 0 | 0 | 0
STOG | 1.59 | 2.21 | 0.86 | 1.15 | 0.1 | 0.18
STWD | 0 | 0 | 0 | 0 | 0 | 0
WT | 0 | 0 | 0 | 0 | 0 | 0
IGCC | 0 | 0 | 0 | 0 | 0 | 0
DemandResponse | 0 | 0 | 0 | 0 | 0 | 0
IGCC-CCS | 0 | 0 | 0 | 0 | 0 | 0
WT_off | 0 | 0 | 0 | 0 | 0 | 0
PseudoUnit | 0 | 0 | 0 | 0 | 0 | 0
FixedInterchange | 0 | 0 | 0 | 0 | 0 | 0
CO2 Emissions (MMmetricTons): Entergy
ReportingType | 2015 | 2020 | 2025 | 2030 | 2035 | 2040
BM | 0 | 0 | 0 | 0 | 0 | 0
CC | 26.26 | 37.74 | 37.5 | 32.57 | 14.62 | 2.92
CSP | 0 | 0 | 0 | 0 | 0 | 0
CT | 0 | 0 | 0 | 0 | 0 | 0
Coal | 57.75 | 4.91 | 0.52 | 0.01 | 0 | 0
Geo | 0 | 0 | 0 | 0 | 0 | 0
H | 0 | 0 | 0 | 0 | 0 | 0
LFG | 0 | 0 | 0 | 0 | 0 | 0
Nuc | 0 | 0 | 0 | 0 | 0 | 0
PS | 0 | 0 | 0 | 0 | 0 | 0
PV | 0 | 0 | 0 | 0 | 0 | 0
PeakG | 0 | 0 | 0 | 0 | 0 | 0
PeakO | 0 | 0 | 0 | 0 | 0 | 0
ST | 0 | 0 | 0 | 0 | 0 | 0
STOG | 0.17 | 0.32 | 0 | 0 | 0 | 0
STWD | 0 | 0 | 0 | 0 | 0 | 0
WT | 0 | 0 | 0 | 0 | 0 | 0
IGCC | 0 | 0 | 0 | 0 | 0 | 0
DemandResponse | 0 | 0 | 0 | 0 | 0 | 0
IGCC-CCS | 0 | 0 | 0 | 0 | 0 | 0
WT_off | 0 | 0 | 0 | 0 | 0 | 0
PseudoUnit | 0 | 0 | 0 | 0 | 0 | 0
FixedInterchange | 0 | 0 | 0 | 0 | 0 | 0
CO2 Emissions (MMmetricTons): FRCC
ReportingType | 2015 | 2020 | 2025 | 2030 | 2035 | 2040
BM | 0 | 0 | 0 | 0 | 0 | 0
CC | 68.46 | 71.6 | 77.12 | 77.08 | 15.85 | 10.06
CSP | 0 | 0 | 0 | 0 | 0 | 0
CT | 0.27 | 0.34 | 0.54 | 0.54 | 0 | 0
Coal | 17 | 5.93 | 1.1 | 0.26 | 0.36 | 0.56
Geo | 0 | 0 | 0 | 0 | 0 | 0
H | 0 | 0 | 0 | 0 | 0 | 0
LFG | 0 | 0 | 0 | 0 | 0 | 0
Nuc | 0 | 0 | 0 | 0 | 0 | 0
PS | 0 | 0 | 0 | 0 | 0 | 0
PV | 0 | 0 | 0 | 0 | 0 | 0
PeakG | 0.07 | 0.21 | 0.33 | 0.43 | 0.17 | 0.15
PeakO | 0 | 0 | 0 | 0 | 0 | 0
ST | 0 | 0 | 0 | 0 | 0 | 0
STOG | 0 | 0 | 0 | 0 | 0 | 0
STWD | 0 | 0 | 0 | 0 | 0 | 0
WT | 0 | 0 | 0 | 0 | 0 | 0
IGCC | 0 | 0 | 0 | 0 | 0 | 0
DemandResponse | 0 | 0 | 0 | 0 | 0 | 0
IGCC-CCS | 0 | 0 | 0 | 0 | 0 | 0
WT_off | 0 | 0 | 0 | 0 | 0 | 0
PseudoUnit | 0 | 0 | 0 | 0 | 0 | 0
FixedInterchange | 0 | 0 | 0 | 0 | 0 | 0
CO2 Emissions (MMmetricTons): MAPP_US
ReportingType | 2015 | 2020 | 2025 | 2030 | 2035 | 2040
BM | 0 | 0 | 0 | 0 | 0 | 0
CC | 0.35 | 0.08 | 0.12 | 0.07 | 0.07 | 0.04
CSP | 0 | 0 | 0 | 0 | 0 | 0
CT | 0 | 0 | 0 | 0 | 0 | 0
Coal | 11.58 | 4.19 | 0 | 0 | 0 | 0
Geo | 0 | 0 | 0 | 0 | 0 | 0
H | 0 | 0 | 0 | 0 | 0 | 0
LFG | 0 | 0 | 0 | 0 | 0 | 0
Nuc | 0 | 0 | 0 | 0 | 0 | 0
PS | 0 | 0 | 0 | 0 | 0 | 0
PV | 0 | 0 | 0 | 0 | 0 | 0
PeakG | 0.04 | 0.07 | 0.04 | 0.09 | 0.03 | 0.04
PeakO | 0 | 0 | 0 | 0 | 0 | 0
ST | 0 | 0 | 0 | 0 | 0 | 0
STOG | 0 | 0 | 0 | 0 | 0 | 0
STWD | 0 | 0 | 0 | 0 | 0 | 0
WT | 0 | 0 | 0 | 0 | 0 | 0
IGCC | 0 | 0 | 0 | 0 | 0 | 0
DemandResponse | 0 | 0 | 0 | 0 | 0 | 0
IGCC-CCS | 0 | 0 | 0 | 0 | 0 | 0
WT_off | 0 | 0 | 0 | 0 | 0 | 0
PseudoUnit | 0 | 0 | 0 | 0 | 0 | 0
FixedInterchange | 0 | 0 | 0 | 0 | 0 | 0
CO2 Emissions (MMmetricTons): MISO_IN
ReportingType | 2015 | 2020 | 2025 | 2030 | 2035 | 2040
BM | 0 | 0 | 0 | 0 | 0 | 0
CC | 9.51 | 53.11 | 54.07 | 51.61 | 42.62 | 9.3
CSP | 0 | 0 | 0 | 0 | 0 | 0
CT | 0 | 0 | 0 | 0 | 0 | 0
Coal | 47.9 | 19.21 | 1.73 | 0.58 | 2 | 2.07
Geo | 0 | 0 | 0 | 0 | 0 | 0
H | 0 | 0 | 0 | 0 | 0 | 0
LFG | 0 | 0 | 0 | 0 | 0 | 0
Nuc | 0 | 0 | 0 | 0 | 0 | 0
PS | 0 | 0 | 0 | 0 | 0 | 0
PV | 0 | 0 | 0 | 0 | 0 | 0
PeakG | 0 | 0 | 0 | 0 | 0 | 0
PeakO | 0 | 0 | 0 | 0 | 0 | 0
ST | 0 | 0 | 0 | 0 | 0 | 0
STOG | 0.02 | 0.02 | 0.02 | 0.02 | 0 | 0
STWD | 0 | 0 | 0 | 0 | 0 | 0
WT | 0 | 0 | 0 | 0 | 0 | 0
IGCC | 3.76 | 3.76 | 0.57 | 0 | 0 | 0
DemandResponse | 0 | 0 | 0 | 0 | 0 | 0
IGCC-CCS | 0 | 0 | 0 | 0 | 0 | 0
WT_off | 0 | 0 | 0 | 0 | 0 | 0
PseudoUnit | 0 | 0 | 0 | 0 | 0 | 0
FixedInterchange | 0 | 0 | 0 | 0 | 0 | 0
CO2 Emissions (MMmetricTons): MISO_MI
ReportingType | 2015 | 2020 | 2025 | 2030 | 2035 | 2040
BM | 0 | 0 | 0 | 0 | 0 | 0
CC | 7.82 | 6.73 | 7.46 | 5.15 | 3.42 | 0.15
CSP | 0 | 0 | 0 | 0 | 0 | 0
CT | 0 | 0 | 0 | 0 | 0 | 0
Coal | 23.16 | 0 | 0 | 0 | 0 | 0
Geo | 0 | 0 | 0 | 0 | 0 | 0
H | 0 | 0 | 0 | 0 | 0 | 0
LFG | 0 | 0 | 0 | 0 | 0 | 0
Nuc | 0 | 0 | 0 | 0 | 0 | 0
PS | 0 | 0 | 0 | 0 | 0 | 0
PV | 0 | 0 | 0 | 0 | 0 | 0
PeakG | 0.01 | 0 | 0.01 | 0 | 0 | 0
PeakO | 0 | 0 | 0 | 0 | 0 | 0
ST | 0 | 0 | 0 | 0 | 0 | 0
STOG | 0.18 | 0.06 | 0.06 | 0.07 | 0 | 0
STWD | 0 | 0 | 0 | 0 | 0 | 0
WT | 0 | 0 | 0 | 0 | 0 | 0
IGCC | 0 | 0 | 0 | 0 | 0 | 0
DemandResponse | 0 | 0 | 0 | 0 | 0 | 0
IGCC-CCS | 0 | 0 | 0 | 0 | 0 | 0
WT_off | 0 | 0 | 0 | 0 | 0 | 0
PseudoUnit | 0 | 0 | 0 | 0 | 0 | 0
FixedInterchange | 0 | 0 | 0 | 0 | 0 | 0
CO2 Emissions (MMmetricTons): MISO_MO-IL
ReportingType | 2015 | 2020 | 2025 | 2030 | 2035 | 2040
BM | 0 | 0 | 0 | 0 | 0 | 0
CC | 1.07 | 5.79 | 5.61 | 3.2 | 1.77 | 0.73
CSP | 0 | 0 | 0 | 0 | 0 | 0
CT | 0 | 0 | 0 | 0 | 0 | 0
Coal | 70.48 | 15.07 | 3.05 | 0.12 | 0.4 | 0.4
Geo | 0 | 0 | 0 | 0 | 0 | 0
H | 0 | 0 | 0 | 0 | 0 | 0
LFG | 0 | 0 | 0 | 0 | 0 | 0
Nuc | 0 | 0 | 0 | 0 | 0 | 0
PS | 0 | 0 | 0 | 0 | 0 | 0
PV | 0 | 0 | 0 | 0 | 0 | 0
PeakG | 0.13 | 0.34 | 0.07 | 0.55 | 0.26 | 0.18
PeakO | 0 | 0 | 0 | 0 | 0 | 0
ST | 0 | 0 | 0 | 0 | 0 | 0
STOG | 0 | 0.01 | 0 | 0 | 0 | 0
STWD | 0 | 0 | 0 | 0 | 0 | 0
WT | 0 | 0 | 0 | 0 | 0 | 0
IGCC | 0 | 0 | 0 | 0 | 0 | 0
DemandResponse | 0 | 0 | 0 | 0 | 0 | 0
IGCC-CCS | 0 | 0 | 0 | 0 | 0 | 0
WT_off | 0 | 0 | 0 | 0 | 0 | 0
PseudoUnit | 0 | 0 | 0 | 0 | 0 | 0
FixedInterchange | 0 | 0 | 0 | 0 | 0 | 0
CO2 Emissions (MMmetricTons): MISO_W
ReportingType | 2015 | 2020 | 2025 | 2030 | 2035 | 2040
BM | 0 | 0 | 0 | 0 | 0 | 0
CC | 3.37 | 4.08 | 1.22 | 1.21 | 0.8 | 0.63
CSP | 0 | 0 | 0 | 0 | 0 | 0
CT | 0 | 0 | 0 | 0 | 0 | 0
Coal | 71.25 | 28.19 | 1.42 | 0.38 | 0.38 | 0.38
Geo | 0 | 0 | 0 | 0 | 0 | 0
H | 0 | 0 | 0 | 0 | 0 | 0
LFG | 0 | 0 | 0 | 0 | 0 | 0
Nuc | 0 | 0 | 0 | 0 | 0 | 0
PS | 0 | 0 | 0 | 0 | 0 | 0
PV | 0 | 0 | 0 | 0 | 0 | 0
PeakG | 0.15 | 0.27 | 0.02 | 0.12 | 0.11 | 0.01
PeakO | 0 | 0 | 0 | 0 | 0 | 0
ST | 0 | 0 | 0 | 0 | 0 | 0
STOG | 0 | 0 | 0 | 0 | 0 | 0
STWD | 0 | 0 | 0 | 0 | 0 | 0
WT | 0 | 0 | 0 | 0 | 0 | 0
IGCC | 0 | 0 | 0 | 0 | 0 | 0
DemandResponse | 0 | 0 | 0 | 0 | 0 | 0
IGCC-CCS | 0 | 0 | 0 | 0 | 0 | 0
WT_off | 0 | 0 | 0 | 0 | 0 | 0
PseudoUnit | 0 | 0 | 0 | 0 | 0 | 0
FixedInterchange | 0 | 0 | 0 | 0 | 0 | 0
CO2 Emissions (MMmetricTons): MISO_WUMS
ReportingType | 2015 | 2020 | 2025 | 2030 | 2035 | 2040
BM | 0 | 0 | 0 | 0 | 0 | 0
CC | 18.23 | 23.88 | 21.24 | 18.47 | 17.68 | 1.96
CSP | 0 | 0 | 0 | 0 | 0 | 0
CT | 0 | 0 | 0 | 0.19 | 0.05 | 0.02
Coal | 11.12 | 1.4 | 0.49 | 0.08 | 0.29 | 0.45
Geo | 0 | 0 | 0 | 0 | 0 | 0
H | 0 | 0 | 0 | 0 | 0 | 0
LFG | 0 | 0 | 0 | 0 | 0 | 0
Nuc | 0 | 0 | 0 | 0 | 0 | 0
PS | 0 | 0 | 0 | 0 | 0 | 0
PV | 0 | 0 | 0 | 0 | 0 | 0
PeakG | 0 | 0 | 0 | 0 | 0 | 0
PeakO | 0 | 0 | 0 | 0 | 0 | 0
ST | 0 | 0 | 0 | 0 | 0 | 0
STOG | 0 | 0 | 0 | 0 | 0 | 0
STWD | 0 | 0 | 0 | 0 | 0 | 0
WT | 0 | 0 | 0 | 0 | 0 | 0
IGCC | 0 | 0 | 0 | 0 | 0 | 0
DemandResponse | 0 | 0 | 0 | 0 | 0 | 0
IGCC-CCS | 0 | 0 | 0 | 0 | 0 | 0
WT_off | 0 | 0 | 0 | 0 | 0 | 0
PseudoUnit | 0 | 0 | 0 | 0 | 0 | 0
FixedInterchange | 0 | 0 | 0 | 0 | 0 | 0
CO2 Emissions (MMmetricTons): Nebraska
ReportingType | 2015 | 2020 | 2025 | 2030 | 2035 | 2040
BM | 0 | 0 | 0 | 0 | 0 | 0
CC | 0.81 | 5.36 | 5.34 | 4.72 | 2.47 | 1.13
CSP | 0 | 0 | 0 | 0 | 0 | 0
CT | 0 | 0 | 0 | 0 | 0 | 0
Coal | 32.1 | 2.19 | 0.57 | 0.43 | 0.35 | 0.35
Geo | 0 | 0 | 0 | 0 | 0 | 0
H | 0 | 0 | 0 | 0 | 0 | 0
LFG | 0 | 0 | 0 | 0 | 0 | 0
Nuc | 0 | 0 | 0 | 0 | 0 | 0
PS | 0 | 0 | 0 | 0 | 0 | 0
PV | 0 | 0 | 0 | 0 | 0 | 0
PeakG | 0.03 | 0 | 0 | 0.04 | 0 | 0
PeakO | 0 | 0 | 0 | 0 | 0 | 0
ST | 0 | 0 | 0 | 0 | 0 | 0
STOG | 0 | 0 | 0 | 0 | 0 | 0
STWD | 0 | 0 | 0 | 0 | 0 | 0
WT | 0 | 0 | 0 | 0 | 0 | 0
IGCC | 0 | 0 | 0 | 0 | 0 | 0
DemandResponse | 0 | 0 | 0 | 0 | 0 | 0
IGCC-CCS | 0 | 0 | 0 | 0 | 0 | 0
WT_off | 0 | 0 | 0 | 0 | 0 | 0
PseudoUnit | 0 | 0 | 0 | 0 | 0 | 0
FixedInterchange | 0 | 0 | 0 | 0 | 0 | 0
CO2 Emissions (MMmetricTons): NEISO
ReportingType | 2015 | 2020 | 2025 | 2030 | 2035 | 2040
BM | 0 | 0 | 0 | 0 | 0 | 0
CC | 15.62 | 10.34 | 8.61 | 4.16 | 2.32 | 1.36
CSP | 0 | 0 | 0 | 0 | 0 | 0
CT | 0 | 0 | 0.01 | 0 | 0 | 0
Coal | 0.03 | 0 | 0 | 0 | 0 | 0
Geo | 0 | 0 | 0 | 0 | 0 | 0
H | 0 | 0 | 0 | 0 | 0 | 0
LFG | 0 | 0 | 0 | 0 | 0 | 0
Nuc | 0 | 0 | 0 | 0 | 0 | 0
PS | 0 | 0 | 0 | 0 | 0 | 0
PV | 0 | 0 | 0 | 0 | 0 | 0
PeakG | 0 | 0.02 | 0.02 | 0 | 0 | 0
PeakO | 0 | 0 | 0 | 0 | 0 | 0
ST | 0 | 0 | 0 | 0 | 0 | 0
STOG | 0 | 0 | 0 | 0 | 0 | 0
STWD | 0 | 0 | 0 | 0 | 0 | 0
WT | 0 | 0 | 0 | 0 | 0 | 0
IGCC | 0 | 0 | 0 | 0 | 0 | 0
DemandResponse | 0 | 0 | 0 | 0 | 0 | 0
IGCC-CCS | 0 | 0 | 0 | 0 | 0 | 0
WT_off | 0 | 0 | 0 | 0 | 0 | 0
PseudoUnit | 0 | 0 | 0 | 0 | 0 | 0
FixedInterchange | 0 | 0 | 0 | 0 | 0 | 0
CO2 Emissions (MMmetricTons): NonRTO_Midwest
ReportingType | 2015 | 2020 | 2025 | 2030 | 2035 | 2040
BM | 0 | 0 | 0 | 0 | 0 | 0
CC | 7.49 | 14.47 | 14.47 | 14.34 | 12.18 | 0.63
CSP | 0 | 0 | 0 | 0 | 0 | 0
CT | 0 | 0 | 0 | 0 | 0 | 0
Coal | 34.07 | 14.77 | 3.29 | 0.66 | 0.76 | 0.76
Geo | 0 | 0 | 0 | 0 | 0 | 0
H | 0 | 0 | 0 | 0 | 0 | 0
LFG | 0 | 0 | 0 | 0 | 0 | 0
Nuc | 0 | 0 | 0 | 0 | 0 | 0
PS | 0 | 0 | 0 | 0 | 0 | 0
PV | 0 | 0 | 0 | 0 | 0 | 0
PeakG | 0.09 | 0.03 | 0.12 | 0.14 | 0.03 | 0
PeakO | 0 | 0 | 0 | 0 | 0 | 0
ST | 0 | 0 | 0 | 0 | 0 | 0
STOG | 0 | 0 | 0 | 0 | 0 | 0
STWD | 0 | 0 | 0 | 0 | 0 | 0
WT | 0 | 0 | 0 | 0 | 0 | 0
IGCC | 0 | 0 | 0 | 0 | 0 | 0
DemandResponse | 0 | 0 | 0 | 0 | 0 | 0
IGCC-CCS | 0 | 0 | 0 | 0 | 0 | 0
WT_off | 0 | 0 | 0 | 0 | 0 | 0
PseudoUnit | 0 | 0 | 0 | 0 | 0 | 0
FixedInterchange | 0 | 0 | 0 | 0 | 0 | 0
CO2 Emissions (MMmetricTons): NYISO_A-F
ReportingType | 2015 | 2020 | 2025 | 2030 | 2035 | 2040
BM | 0 | 0 | 0 | 0 | 0 | 0
CC | 2.89 | 3.68 | 2.14 | 1.51 | 0.29 | 0.15
CSP | 0 | 0 | 0 | 0 | 0 | 0
CT | 0 | 0 | 0 | 0 | 0 | 0
Coal | 0 | 0 | 0 | 0 | 0 | 0
Geo | 0 | 0 | 0 | 0 | 0 | 0
H | 0 | 0 | 0 | 0 | 0 | 0
LFG | 0 | 0 | 0 | 0 | 0 | 0
Nuc | 0 | 0 | 0 | 0 | 0 | 0
PS | 0 | 0 | 0 | 0 | 0 | 0
PV | 0 | 0 | 0 | 0 | 0 | 0
PeakG | 0 | 0 | 0 | 0 | 0 | 0
PeakO | 0 | 0 | 0 | 0 | 0 | 0
ST | 0 | 0 | 0 | 0 | 0 | 0
STOG | 0 | 0 | 0 | 0 | 0 | 0
STWD | 0 | 0 | 0 | 0 | 0 | 0
WT | 0 | 0 | 0 | 0 | 0 | 0
IGCC | 0 | 0 | 0 | 0 | 0 | 0
DemandResponse | 0 | 0 | 0 | 0 | 0 | 0
IGCC-CCS | 0 | 0 | 0 | 0 | 0 | 0
WT_off | 0 | 0 | 0 | 0 | 0 | 0
PseudoUnit | 0 | 0 | 0 | 0 | 0 | 0
FixedInterchange | 0 | 0 | 0 | 0 | 0 | 0
CO2 Emissions (MMmetricTons): NYISO_G-I
ReportingType | 2015 | 2020 | 2025 | 2030 | 2035 | 2040
BM | 0 | 0 | 0 | 0 | 0 | 0
CC | 1.47 | 2.46 | 1.23 | 0.46 | 0.41 | 0.19
CSP | 0 | 0 | 0 | 0 | 0 | 0
CT | 0 | 0 | 0 | 0 | 0 | 0
Coal | 0 | 0 | 0 | 0 | 0 | 0
Geo | 0 | 0 | 0 | 0 | 0 | 0
H | 0 | 0 | 0 | 0 | 0 | 0
LFG | 0 | 0 | 0 | 0 | 0 | 0
Nuc | 0 | 0 | 0 | 0 | 0 | 0
PS | 0 | 0 | 0 | 0 | 0 | 0
PV | 0 | 0 | 0 | 0 | 0 | 0
PeakG | 0 | 0 | 0 | 0 | 0 | 0
PeakO | 0 | 0 | 0 | 0 | 0 | 0
ST | 0 | 0 | 0 | 0 | 0 | 0
STOG | 0 | 0 | 0 | 0 | 0 | 0
STWD | 0 | 0 | 0 | 0 | 0 | 0
WT | 0 | 0 | 0 | 0 | 0 | 0
IGCC | 0 | 0 | 0 | 0 | 0 | 0
DemandResponse | 0 | 0 | 0 | 0 | 0 | 0
IGCC-CCS | 0 | 0 | 0 | 0 | 0 | 0
WT_off | 0 | 0 | 0 | 0 | 0 | 0
PseudoUnit | 0 | 0 | 0 | 0 | 0 | 0
FixedInterchange | 0 | 0 | 0 | 0 | 0 | 0
CO2 Emissions (MMmetricTons): NYISO_J-K
ReportingType | 2015 | 2020 | 2025 | 2030 | 2035 | 2040
BM | 0 | 0 | 0 | 0 | 0 | 0
CC | 8.52 | 9.2 | 8.27 | 4.91 | 4.43 | 3.35
CSP | 0 | 0 | 0 | 0 | 0 | 0
CT | 0 | 0 | 0 | 0 | 0 | 0
Coal | 0 | 0 | 0 | 0 | 0 | 0
Geo | 0 | 0 | 0 | 0 | 0 | 0
H | 0 | 0 | 0 | 0 | 0 | 0
LFG | 0 | 0 | 0 | 0 | 0 | 0
Nuc | 0 | 0 | 0 | 0 | 0 | 0
PS | 0 | 0 | 0 | 0 | 0 | 0
PV | 0 | 0 | 0 | 0 | 0 | 0
PeakG | 0.03 | 0.05 | 0.07 | 0.07 | 0.19 | 0.14
PeakO | 0 | 0 | 0 | 0 | 0 | 0
ST | 0 | 0 | 0 | 0 | 0 | 0
STOG | 0.25 | 0.36 | 0.52 | 0.5 | 0.22 | 0.12
STWD | 0 | 0 | 0 | 0 | 0 | 0
WT | 0 | 0 | 0 | 0 | 0 | 0
IGCC | 0 | 0 | 0 | 0 | 0 | 0
DemandResponse | 0 | 0 | 0 | 0 | 0 | 0
IGCC-CCS | 0 | 0 | 0 | 0 | 0 | 0
WT_off | 0 | 0 | 0 | 0 | 0 | 0
PseudoUnit | 0 | 0 | 0 | 0 | 0 | 0
FixedInterchange | 0 | 0 | 0 | 0 | 0 | 0
CO2 Emissions (MMmetricTons): PJM_E
ReportingType | 2015 | 2020 | 2025 | 2030 | 2035 | 2040
BM | 0 | 0 | 0 | 0 | 0 | 0
CC | 16.76 | 18.41 | 20.84 | 16.88 | 13.45 | 5.93
CSP | 0 | 0 | 0 | 0 | 0 | 0
CT | 0 | 0 | 0 | 0 | 0 | 0
Coal | 0.62 | 0.39 | 0.19 | 0 | 0.08 | 0.17
Geo | 0 | 0 | 0 | 0 | 0 | 0
H | 0 | 0 | 0 | 0 | 0 | 0
LFG | 0 | 0 | 0 | 0 | 0 | 0
Nuc | 0 | 0 | 0 | 0 | 0 | 0
PS | 0 | 0 | 0 | 0 | 0 | 0
PV | 0 | 0 | 0 | 0 | 0 | 0
PeakG | 0.02 | 0.15 | 0.28 | 0.55 | 0.15 | 0.15
PeakO | 0 | 0 | 0 | 0 | 0 | 0
ST | 0 | 0 | 0 | 0 | 0 | 0
STOG | 0.16 | 0.28 | 0 | 0 | 0 | 0
STWD | 0 | 0 | 0 | 0 | 0 | 0
WT | 0 | 0 | 0 | 0 | 0 | 0
IGCC | 0 | 0 | 0 | 0 | 0 | 0
DemandResponse | 0 | 0 | 0 | 0 | 0 | 0
IGCC-CCS | 0 | 0 | 0 | 0 | 0 | 0
WT_off | 0 | 0 | 0 | 0 | 0 | 0
PseudoUnit | 0 | 0 | 0 | 0 | 0 | 0
FixedInterchange | 0 | 0 | 0 | 0 | 0 | 0
CO2 Emissions (MMmetricTons): PJM_ROM
ReportingType | 2015 | 2020 | 2025 | 2030 | 2035 | 2040
BM | 0 | 0 | 0 | 0 | 0 | 0
CC | 7.67 | 8.57 | 9.89 | 8.49 | 5.81 | 1.1
CSP | 0 | 0 | 0 | 0 | 0 | 0
CT | 0 | 0 | 0 | 0 | 0 | 0
Coal | 10.67 | 2.32 | 0.24 | 0.09 | 0.17 | 0.17
Geo | 0 | 0 | 0 | 0 | 0 | 0
H | 0 | 0 | 0 | 0 | 0 | 0
LFG | 0 | 0 | 0 | 0 | 0 | 0
Nuc | 0 | 0 | 0 | 0 | 0 | 0
PS | 0 | 0 | 0 | 0 | 0 | 0
PV | 0 | 0 | 0 | 0 | 0 | 0
PeakG | 0 | 0.01 | 0.03 | 0.18 | 0.1 | 0.09
PeakO | 0 | 0 | 0 | 0 | 0 | 0
ST | 0 | 0 | 0 | 0 | 0 | 0
STOG | 0.39 | 0.63 | 0.06 | 0 | 0 | 0
STWD | 0 | 0 | 0 | 0 | 0 | 0
WT | 0 | 0 | 0 | 0 | 0 | 0
IGCC | 0 | 0 | 0 | 0 | 0 | 0
DemandResponse | 0 | 0 | 0 | 0 | 0 | 0
IGCC-CCS | 0 | 0 | 0 | 0 | 0 | 0
WT_off | 0 | 0 | 0 | 0 | 0 | 0
PseudoUnit | 0 | 0 | 0 | 0 | 0 | 0
FixedInterchange | 0 | 0 | 0 | 0 | 0 | 0
CO2 Emissions (MMmetricTons): PJM_ROR
ReportingType | 2015 | 2020 | 2025 | 2030 | 2035 | 2040
BM | 0 | 0 | 0 | 0 | 0 | 0
CC | 58.98 | 74.41 | 78.95 | 71.11 | 56.94 | 4.12
CSP | 0 | 0 | 0 | 0 | 0 | 0
CT | 0 | 0 | 0 | 0.01 | 0 | 0
Coal | 172.44 | 93.07 | 11.52 | 2.37 | 3.65 | 3.65
Geo | 0 | 0 | 0 | 0 | 0 | 0
H | 0 | 0 | 0 | 0 | 0 | 0
LFG | 0 | 0 | 0 | 0 | 0 | 0
Nuc | 0 | 0 | 0 | 0 | 0 | 0
PS | 0 | 0 | 0 | 0 | 0 | 0
PV | 0 | 0 | 0 | 0 | 0 | 0
PeakG | 0.5 | 0.62 | 1.07 | 0.99 | 0.64 | 0.23
PeakO | 0 | 0 | 0 | 0 | 0 | 0
ST | 0 | 0 | 0 | 0 | 0 | 0
STOG | 0.23 | 0.44 | 0.26 | 0 | 0 | 0
STWD | 0 | 0 | 0 | 0 | 0 | 0
WT | 0 | 0 | 0 | 0 | 0 | 0
IGCC | 0 | 0 | 0 | 0 | 0 | 0
DemandResponse | 0 | 0 | 0 | 0 | 0 | 0
IGCC-CCS | 0 | 0 | 0 | 0 | 0 | 0
WT_off | 0 | 0 | 0 | 0 | 0 | 0
PseudoUnit | 0 | 0 | 0 | 0 | 0 | 0
FixedInterchange | 0 | 0 | 0 | 0 | 0 | 0
CO2 Emissions (MMmetricTons): SOCO
ReportingType | 2015 | 2020 | 2025 | 2030 | 2035 | 2040
BM | 0 | 0 | 0 | 0 | 0 | 0
CC | 55.19 | 63.42 | 65.3 | 57.01 | 17.16 | 3.15
CSP | 0 | 0 | 0 | 0 | 0 | 0
CT | 0 | 0 | 0 | 0 | 0 | 0
Coal | 32.29 | 9.6 | 0.6 | 0.89 | 0.89 | 0.89
Geo | 0 | 0 | 0 | 0 | 0 | 0
H | 0 | 0 | 0 | 0 | 0 | 0
LFG | 0 | 0 | 0 | 0 | 0 | 0
Nuc | 0 | 0 | 0 | 0 | 0 | 0
PS | 0 | 0 | 0 | 0 | 0 | 0
PV | 0 | 0 | 0 | 0 | 0 | 0
PeakG | 0.41 | 0.58 | 0.86 | 1.11 | 0.02 | 0.03
PeakO | 0 | 0 | 0 | 0 | 0 | 0
ST | 0 | 0 | 0 | 0 | 0 | 0
STOG | 0 | 0 | 0 | 0 | 0 | 0
STWD | 0 | 0 | 0 | 0 | 0 | 0
WT | 0 | 0 | 0 | 0 | 0 | 0
IGCC | 0 | 0 | 0 | 0 | 0 | 0
DemandResponse | 0 | 0 | 0 | 0 | 0 | 0
IGCC-CCS | 0 | 0 | 0 | 0 | 0 | 0
WT_off | 0 | 0 | 0 | 0 | 0 | 0
PseudoUnit | 0 | 0 | 0 | 0 | 0 | 0
FixedInterchange | 0 | 0 | 0 | 0 | 0 | 0
CO2 Emissions (MMmetricTons): SPP_N
ReportingType | 2015 | 2020 | 2025 | 2030 | 2035 | 2040
BM | 0 | 0 | 0 | 0 | 0 | 0
CC | 4.76 | 11.03 | 9.38 | 8.93 | 2.83 | 1.99
CSP | 0 | 0 | 0 | 0 | 0 | 0
CT | 0 | 0 | 0 | 0 | 0 | 0
Coal | 57.12 | 18.92 | 1.86 | 0.32 | 0.75 | 0.75
Geo | 0 | 0 | 0 | 0 | 0 | 0
H | 0 | 0 | 0 | 0 | 0 | 0
LFG | 0 | 0 | 0 | 0 | 0 | 0
Nuc | 0 | 0 | 0 | 0 | 0 | 0
PS | 0 | 0 | 0 | 0 | 0 | 0
PV | 0 | 0 | 0 | 0 | 0 | 0
PeakG | 0.01 | 0 | 0 | 0.01 | 0 | 0
PeakO | 0 | 0 | 0 | 0 | 0 | 0
ST | 0 | 0 | 0 | 0 | 0 | 0
STOG | 0.1 | 0 | 0.04 | 0.2 | 0 | 0
STWD | 0 | 0 | 0 | 0 | 0 | 0
WT | 0 | 0 | 0 | 0 | 0 | 0
IGCC | 0 | 0 | 0 | 0 | 0 | 0
DemandResponse | 0 | 0 | 0 | 0 | 0 | 0
IGCC-CCS | 0 | 0 | 0 | 0 | 0 | 0
WT_off | 0 | 0 | 0 | 0 | 0 | 0
PseudoUnit | 0 | 0 | 0 | 0 | 0 | 0
FixedInterchange | 0 | 0 | 0 | 0 | 0 | 0
CO2 Emissions (MMmetricTons): SPP_S
ReportingType | 2015 | 2020 | 2025 | 2030 | 2035 | 2040
BM | 0 | 0 | 0 | 0 | 0 | 0
CC | 15.96 | 15 | 17.21 | 19.27 | 7.99 | 5.94
CSP | 0 | 0 | 0 | 0 | 0 | 0
CT | 0.01 | 0 | 0 | 0 | 0 | 0.02
Coal | 78.78 | 8.12 | 0.62 | 0 | 0 | 0
Geo | 0 | 0 | 0 | 0 | 0 | 0
H | 0 | 0 | 0 | 0 | 0 | 0
LFG | 0 | 0 | 0 | 0 | 0 | 0
Nuc | 0 | 0 | 0 | 0 | 0 | 0
PS | 0 | 0 | 0 | 0 | 0 | 0
PV | 0 | 0 | 0 | 0 | 0 | 0
PeakG | 0 | 0 | 0 | 0 | 0 | 0
PeakO | 0 | 0 | 0 | 0 | 0 | 0
ST | 0 | 0 | 0 | 0 | 0 | 0
STOG | 1.19 | 0.38 | 0.67 | 0.78 | 0.12 | 0.02
STWD | 0 | 0 | 0 | 0 | 0 | 0
WT | 0 | 0 | 0 | 0 | 0 | 0
IGCC | 0 | 0 | 0 | 0 | 0 | 0
DemandResponse | 0 | 0 | 0 | 0 | 0 | 0
IGCC-CCS | 0 | 0 | 0 | 0 | 0 | 0
WT_off | 0 | 0 | 0 | 0 | 0 | 0
PseudoUnit | 0 | 0 | 0 | 0 | 0 | 0
FixedInterchange | 0 | 0 | 0 | 0 | 0 | 0
CO2 Emissions (MMmetricTons): TVA
ReportingType | 2015 | 2020 | 2025 | 2030 | 2035 | 2040
BM | 0 | 0 | 0 | 0 | 0 | 0
CC | 17.31 | 25.52 | 28.11 | 26.67 | 12.53 | 1.14
CSP | 0 | 0 | 0 | 0 | 0 | 0
CT | 0 | 0 | 0 | 0 | 0 | 0
Coal | 32.45 | 12.89 | 0.39 | 0 | 0 | 0
Geo | 0 | 0 | 0 | 0 | 0 | 0
H | 0 | 0 | 0 | 0 | 0 | 0
LFG | 0 | 0 | 0 | 0 | 0 | 0
Nuc | 0 | 0 | 0 | 0 | 0 | 0
PS | 0 | 0 | 0 | 0 | 0 | 0
PV | 0 | 0 | 0 | 0 | 0 | 0
PeakG | 0 | 0 | 0 | 0 | 0 | 0
PeakO | 0 | 0 | 0 | 0 | 0 | 0
ST | 0 | 0 | 0 | 0 | 0 | 0
STOG | 0 | 0 | 0 | 0 | 0 | 0
STWD | 0 | 0 | 0 | 0 | 0 | 0
WT | 0 | 0 | 0 | 0 | 0 | 0
IGCC | 0 | 0 | 0 | 0 | 0 | 0
DemandResponse | 0 | 0 | 0 | 0 | 0 | 0
IGCC-CCS | 0 | 0 | 0 | 0 | 0 | 0
WT_off | 0 | 0 | 0 | 0 | 0 | 0
PseudoUnit | 0 | 0 | 0 | 0 | 0 | 0
FixedInterchange | 0 | 0 | 0 | 0 | 0 | 0
CO2 Emissions (MMmetricTons): TVA_Transmission
ReportingType | 2015 | 2020 | 2025 | 2030 | 2035 | 2040
BM | 0 | 0 | 0 | 0 | 0 | 0
CC | 0 | 0 | 0 | 0 | 0 | 0
CSP | 0 | 0 | 0 | 0 | 0 | 0
CT | 0 | 0 | 0 | 0 | 0 | 0
Coal | 0 | 0 | 0 | 0 | 0 | 0
Geo | 0 | 0 | 0 | 0 | 0 | 0
H | 0 | 0 | 0 | 0 | 0 | 0
LFG | 0 | 0 | 0 | 0 | 0 | 0
Nuc | 0 | 0 | 0 | 0 | 0 | 0
PS | 0 | 0 | 0 | 0 | 0 | 0
PV | 0 | 0 | 0 | 0 | 0 | 0
PeakG | 0 | 0 | 0 | 0 | 0 | 0
PeakO | 0 | 0 | 0 | 0 | 0 | 0
ST | 0 | 0 | 0 | 0 | 0 | 0
STOG | 0 | 0 | 0 | 0 | 0 | 0
STWD | 0 | 0 | 0 | 0 | 0 | 0
WT | 0 | 0 | 0 | 0 | 0 | 0
IGCC | 0 | 0 | 0 | 0 | 0 | 0
DemandResponse | 0 | 0 | 0 | 0 | 0 | 0
IGCC-CCS | 0 | 0 | 0 | 0 | 0 | 0
WT_off | 0 | 0 | 0 | 0 | 0 | 0
PseudoUnit | 0 | 0 | 0 | 0 | 0 | 0
FixedInterchange | 0 | 0 | 0 | 0 | 0 | 0
CO2 Emissions (MMmetricTons): VACAR
ReportingType | 2015 | 2020 | 2025 | 2030 | 2035 | 2040
BM | 0 | 0 | 0 | 0 | 0 | 0
CC | 45.4 | 44.11 | 45.78 | 46.42 | 15.9 | 3.62
CSP | 0 | 0 | 0 | 0 | 0 | 0
CT | 0.04 | 0.04 | 0.08 | 0.16 | 0.01 | 0
Coal | 15.6 | 6.78 | 1.66 | 0.51 | 0.48 | 0.5
Geo | 0 | 0 | 0 | 0 | 0 | 0
H | 0 | 0 | 0 | 0 | 0 | 0
LFG | 0 | 0 | 0 | 0 | 0 | 0
Nuc | 0 | 0 | 0 | 0 | 0 | 0
PS | 0 | 0 | 0 | 0 | 0 | 0
PV | 0 | 0 | 0 | 0 | 0 | 0
PeakG | 0.06 | 0.14 | 0.24 | 0.35 | 0.04 | 0.08
PeakO | 0 | 0 | 0 | 0 | 0 | 0
ST | 0 | 0 | 0 | 0 | 0 | 0
STOG | 0 | 0 | 0 | 0 | 0 | 0
STWD | 0 | 0 | 0 | 0 | 0 | 0
WT | 0 | 0 | 0 | 0 | 0 | 0
IGCC | 0 | 0 | 0 | 0 | 0 | 0
DemandResponse | 0 | 0 | 0 | 0 | 0 | 0
IGCC-CCS | 0 | 0 | 0 | 0 | 0 | 0
WT_off | 0 | 0 | 0 | 0 | 0 | 0
PseudoUnit | 0 | 0 | 0 | 0 | 0 | 0
FixedInterchange | 0 | 0 | 0 | 0 | 0 | 0
CO2 Emissions (MMmetricTons): IESO
ReportingType | 2015 | 2020 | 2025 | 2030 | 2035 | 2040
BM | 0 | 0 | 0 | 0 | 0 | 0
CC | 2.01 | 0.18 | 0.03 | 0.04 | 0.01 | 0.03
CSP | 0 | 0 | 0 | 0 | 0 | 0
CT | 0 | 0 | 0 | 0 | 0 | 0
Coal | 0 | 0 | 0 | 0 | 0 | 0
Geo | 0 | 0 | 0 | 0 | 0 | 0
H | 0 | 0 | 0 | 0 | 0 | 0
LFG | 0 | 0 | 0 | 0 | 0 | 0
Nuc | 0 | 0 | 0 | 0 | 0 | 0
PS | 0 | 0 | 0 | 0 | 0 | 0
PV | 0 | 0 | 0 | 0 | 0 | 0
PeakG | 0 | 0 | 0 | 0 | 0 | 0
PeakO | 0 | 0 | 0 | 0 | 0 | 0
ST | 0 | 0 | 0 | 0 | 0 | 0
STOG | 0 | 0 | 0 | 0 | 0 | 0
STWD | 0 | 0 | 0 | 0 | 0 | 0
WT | 0 | 0 | 0 | 0 | 0 | 0
IGCC | 0 | 0 | 0 | 0 | 0 | 0
DemandResponse | 0 | 0 | 0 | 0 | 0 | 0
IGCC-CCS | 0 | 0 | 0 | 0 | 0 | 0
WT_off | 0 | 0 | 0 | 0 | 0 | 0
PseudoUnit | 0 | 0 | 0 | 0 | 0 | 0
FixedInterchange | 0 | 0 | 0 | 0 | 0 | 0
CO2 Emissions (MMmetricTons): MAPP_CA
ReportingType | 2015 | 2020 | 2025 | 2030 | 2035 | 2040
BM | 0 | 0 | 0 | 0 | 0 | 0
CC | 2.94 | 2.94 | 0.25 | 0 | 0 | 0
CSP | 0 | 0 | 0 | 0 | 0 | 0
CT | 0 | 0 | 0 | 0 | 0 | 0
Coal | 0.26 | 0.04 | 0 | 0 | 0 | 0
Geo | 0 | 0 | 0 | 0 | 0 | 0
H | 0 | 0 | 0 | 0 | 0 | 0
LFG | 0 | 0 | 0 | 0 | 0 | 0
Nuc | 0 | 0 | 0 | 0 | 0 | 0
PS | 0 | 0 | 0 | 0 | 0 | 0
PV | 0 | 0 | 0 | 0 | 0 | 0
PeakG | 0.04 | 0.06 | 0 | 0 | 0 | 0
PeakO | 0 | 0 | 0 | 0 | 0 | 0
ST | 0 | 0 | 0 | 0 | 0 | 0
STOG | 0.01 | 0 | 0 | 0 | 0 | 0
STWD | 0 | 0 | 0 | 0 | 0 | 0
WT | 0 | 0 | 0 | 0 | 0 | 0
IGCC | 0 | 0 | 0 | 0 | 0 | 0
DemandResponse | 0 | 0 | 0 | 0 | 0 | 0
IGCC-CCS | 0 | 0 | 0 | 0 | 0 | 0
WT_off | 0 | 0 | 0 | 0 | 0 | 0
PseudoUnit | 0 | 0 | 0 | 0 | 0 | 0
FixedInterchange | 0 | 0 | 0 | 0 | 0 | 0
CO2 Emissions (MMmetricTons): AZ_NM_SNV_Coal
ReportingType | 2015 | 2020 | 2025 | 2030 | 2035 | 2040
BM | 0 | 0 | 0 | 0 | 0 | 0
CC | 0 | 0 | 0 | 0 | 0 | 0
CSP | 0 | 0 | 0 | 0 | 0 | 0
CT | 0 | 0 | 0 | 0 | 0 | 0
Coal | 47.57 | 38.86 | 6.15 | 0.04 | 0.38 | 0.27
Geo | 0 | 0 | 0 | 0 | 0 | 0
H | 0 | 0 | 0 | 0 | 0 | 0
LFG | 0 | 0 | 0 | 0 | 0 | 0
Nuc | 0 | 0 | 0 | 0 | 0 | 0
PS | 0 | 0 | 0 | 0 | 0 | 0
PV | 0 | 0 | 0 | 0 | 0 | 0
PeakG | 0 | 0 | 0 | 0 | 0 | 0
PeakO | 0 | 0 | 0 | 0 | 0 | 0
ST | 0 | 0 | 0 | 0 | 0 | 0
STOG | 0 | 0 | 0 | 0 | 0 | 0
STWD | 0 | 0 | 0 | 0 | 0 | 0
WT | 0 | 0 | 0 | 0 | 0 | 0
IGCC | 0 | 0 | 0 | 0 | 0 | 0
DemandResponse | 0 | 0 | 0 | 0 | 0 | 0
IGCC-CCS | 0 | 0 | 0 | 0 | 0 | 0
WT_off | 0 | 0 | 0 | 0 | 0 | 0
PseudoUnit | 0 | 0 | 0 | 0 | 0 | 0
FixedInterchange | 0 | 0 | 0 | 0 | 0 | 0
CO2 Emissions (MMmetricTons): AZ_NM_SNV_Gas
ReportingType | 2015 | 2020 | 2025 | 2030 | 2035 | 2040
BM | 0 | 0 | 0 | 0 | 0 | 0
CC | 24.75 | 21.54 | 31.08 | 25.73 | 4.64 | 3.47
CSP | 0 | 0 | 0 | 0 | 0 | 0
CT | 0 | 0 | 0 | 0 | 0 | 0
Coal | 0 | 0 | 0 | 0 | 0 | 0
Geo | 0 | 0 | 0 | 0 | 0 | 0
H | 0 | 0 | 0 | 0 | 0 | 0
LFG | 0 | 0 | 0 | 0 | 0 | 0
Nuc | 0 | 0 | 0 | 0 | 0 | 0
PS | 0 | 0 | 0 | 0 | 0 | 0
PV | 0 | 0 | 0 | 0 | 0 | 0
PeakG | 0 | 0 | 0 | 0 | 0 | 0
PeakO | 0 | 0 | 0 | 0 | 0 | 0
ST | 0 | 0 | 0 | 0 | 0 | 0
STOG | 0 | 0 | 0 | 0 | 0 | 0
STWD | 0 | 0 | 0 | 0 | 0 | 0
WT | 0 | 0 | 0 | 0 | 0 | 0
IGCC | 0 | 0 | 0 | 0 | 0 | 0
DemandResponse | 0 | 0 | 0 | 0 | 0 | 0
IGCC-CCS | 0 | 0 | 0 | 0 | 0 | 0
WT_off | 0 | 0 | 0 | 0 | 0 | 0
PseudoUnit | 0 | 0 | 0 | 0 | 0 | 0
FixedInterchange | 0 | 0 | 0 | 0 | 0 | 0
CO2 Emissions (MMmetricTons): AZ_NM_SNV_NucRenew
ReportingType | 2015 | 2020 | 2025 | 2030 | 2035 | 2040
BM | 0 | 0 | 0 | 0 | 0 | 0
CC | 0 | 0 | 0 | 0 | 0 | 0
CSP | 0 | 0 | 0 | 0 | 0 | 0
CT | 0 | 0 | 0 | 0 | 0 | 0
Coal | 0 | 0 | 0 | 0 | 0 | 0
Geo | 0 | 0 | 0 | 0 | 0 | 0
H | 0 | 0 | 0 | 0 | 0 | 0
LFG | 0 | 0 | 0 | 0 | 0 | 0
Nuc | 0 | 0 | 0 | 0 | 0 | 0
PS | 0 | 0 | 0 | 0 | 0 | 0
PV | 0 | 0 | 0 | 0 | 0 | 0
PeakG | 0 | 0 | 0 | 0 | 0 | 0
PeakO | 0 | 0 | 0 | 0 | 0 | 0
ST | 0 | 0 | 0 | 0 | 0 | 0
STOG | 0 | 0 | 0 | 0 | 0 | 0
STWD | 0 | 0 | 0 | 0 | 0 | 0
WT | 0 | 0 | 0 | 0 | 0 | 0
IGCC | 0 | 0 | 0 | 0 | 0 | 0
DemandResponse | 0 | 0 | 0 | 0 | 0 | 0
IGCC-CCS | 0 | 0 | 0 | 0 | 0 | 0
WT_off | 0 | 0 | 0 | 0 | 0 | 0
PseudoUnit | 0 | 0 | 0 | 0 | 0 | 0
FixedInterchange | 0 | 0 | 0 | 0 | 0 | 0
CO2 Emissions (MMmetricTons): ERCOT
ReportingType | 2015 | 2020 | 2025 | 2030 | 2035 | 2040
BM | 0 | 0 | 0 | 0 | 0 | 0
CC | 76.41 | 82.72 | 71.17 | 68.46 | 27.81 | 17.4
CSP | 0 | 0 | 0 | 0 | 0 | 0
CT | 0 | 0 | 0 | 0 | 0 | 0
Coal | 40.84 | 25.96 | 1.12 | 0.67 | 0.77 | 0.77
Geo | 0 | 0 | 0 | 0 | 0 | 0
H | 0 | 0 | 0 | 0 | 0 | 0
LFG | 0 | 0 | 0 | 0 | 0 | 0
Nuc | 0 | 0 | 0 | 0 | 0 | 0
PS | 0 | 0 | 0 | 0 | 0 | 0
PV | 0 | 0 | 0 | 0 | 0 | 0
PeakG | 0 | 0 | 0 | 0.03 | 0.02 | 0.02
PeakO | 0 | 0 | 0 | 0 | 0 | 0
ST | 0 | 0 | 0 | 0 | 0 | 0
STOG | 1.14 | 1.86 | 0.55 | 0.85 | 0 | 0
STWD | 0 | 0 | 0 | 0 | 0 | 0
WT | 0 | 0 | 0 | 0 | 0 | 0
IGCC | 0 | 0 | 0 | 0 | 0 | 0
DemandResponse | 0 | 0 | 0 | 0 | 0 | 0
IGCC-CCS | 0 | 0 | 0 | 0 | 0 | 0
WT_off | 0 | 0 | 0 | 0 | 0 | 0
PseudoUnit | 0 | 0 | 0 | 0 | 0 | 0
FixedInterchange | 0 | 0 | 0 | 0 | 0 | 0
CO2 Emissions (MMmetricTons): NP15
ReportingType | 2015 | 2020 | 2025 | 2030 | 2035 | 2040
BM | 0 | 0 | 0 | 0 | 0 | 0
CC | 22.45 | 23.13 | 23 | 19.29 | 8.54 | 3.4
CSP | 0 | 0 | 0 | 0 | 0 | 0
CT | 0 | 0 | 0 | 0 | 0 | 0
Coal | 1.57 | 0 | 0 | 0 | 0 | 0
Geo | 0 | 0 | 0 | 0 | 0 | 0
H | 0 | 0 | 0 | 0 | 0 | 0
LFG | 0 | 0 | 0 | 0 | 0 | 0
Nuc | 0 | 0 | 0 | 0 | 0 | 0
PS | 0 | 0 | 0 | 0 | 0 | 0
PV | 0 | 0 | 0 | 0 | 0 | 0
PeakG | 0 | 0 | 0 | 0 | 0 | 0
PeakO | 0 | 0 | 0 | 0 | 0 | 0
ST | 0 | 0 | 0 | 0 | 0 | 0
STOG | 0.04 | 0.02 | 0.04 | 0 | 0 | 0
STWD | 0 | 0 | 0 | 0 | 0 | 0
WT | 0 | 0 | 0 | 0 | 0 | 0
IGCC | 0 | 0 | 0 | 0 | 0 | 0
DemandResponse | 0 | 0 | 0 | 0 | 0 | 0
IGCC-CCS | 0 | 0 | 0 | 0 | 0 | 0
WT_off | 0 | 0 | 0 | 0 | 0 | 0
PseudoUnit | 0 | 0 | 0 | 0 | 0 | 0
FixedInterchange | 0 | 0 | 0 | 0 | 0 | 0
CO2 Emissions (MMmetricTons): NWPP_Coal
ReportingType | 2015 | 2020 | 2025 | 2030 | 2035 | 2040
BM | 0 | 0 | 0 | 0 | 0 | 0
CC | 0 | 0 | 0 | 0 | 0 | 0
CSP | 0 | 0 | 0 | 0 | 0 | 0
CT | 0 | 0 | 0 | 0 | 0 | 0
Coal | 49.8 | 37.39 | 0.16 | 0.16 | 0.16 | 0.16
Geo | 0 | 0 | 0 | 0 | 0 | 0
H | 0 | 0 | 0 | 0 | 0 | 0
LFG | 0 | 0 | 0 | 0 | 0 | 0
Nuc | 0 | 0 | 0 | 0 | 0 | 0
PS | 0 | 0 | 0 | 0 | 0 | 0
PV | 0 | 0 | 0 | 0 | 0 | 0
PeakG | 0 | 0 | 0 | 0 | 0 | 0
PeakO | 0 | 0 | 0 | 0 | 0 | 0
ST | 0 | 0 | 0 | 0 | 0 | 0
STOG | 0 | 0 | 0 | 0 | 0 | 0
STWD | 0 | 0 | 0 | 0 | 0 | 0
WT | 0 | 0 | 0 | 0 | 0 | 0
IGCC | 0 | 0 | 0 | 0 | 0 | 0
DemandResponse | 0 | 0 | 0 | 0 | 0 | 0
IGCC-CCS | 0 | 0 | 0 | 0 | 0 | 0
WT_off | 0 | 0 | 0 | 0 | 0 | 0
PseudoUnit | 0 | 0 | 0 | 0 | 0 | 0
FixedInterchange | 0 | 0 | 0 | 0 | 0 | 0
CO2 Emissions (MMmetricTons): NWPP_Gas
ReportingType | 2015 | 2020 | 2025 | 2030 | 2035 | 2040
BM | 0 | 0 | 0 | 0 | 0 | 0
CC | 19.13 | 23.4 | 23.4 | 16.66 | 2.26 | 1.93
CSP | 0 | 0 | 0 | 0 | 0 | 0
CT | 0 | 0 | 0 | 0 | 0 | 0
Coal | 0 | 0 | 0 | 0 | 0 | 0
Geo | 0 | 0 | 0 | 0 | 0 | 0
H | 0 | 0 | 0 | 0 | 0 | 0
LFG | 0 | 0 | 0 | 0 | 0 | 0
Nuc | 0 | 0 | 0 | 0 | 0 | 0
PS | 0 | 0 | 0 | 0 | 0 | 0
PV | 0 | 0 | 0 | 0 | 0 | 0
PeakG | 0 | 0 | 0 | 0 | 0 | 0
PeakO | 0 | 0 | 0 | 0 | 0 | 0
ST | 0 | 0 | 0 | 0 | 0 | 0
STOG | 0 | 0 | 0 | 0 | 0 | 0
STWD | 0 | 0 | 0 | 0 | 0 | 0
WT | 0 | 0 | 0 | 0 | 0 | 0
IGCC | 0 | 0 | 0 | 0 | 0 | 0
DemandResponse | 0 | 0 | 0 | 0 | 0 | 0
IGCC-CCS | 0 | 0 | 0 | 0 | 0 | 0
WT_off | 0 | 0 | 0 | 0 | 0 | 0
PseudoUnit | 0 | 0 | 0 | 0 | 0 | 0
FixedInterchange | 0 | 0 | 0 | 0 | 0 | 0
CO2 Emissions (MMmetricTons): NWPP_NucRenew
ReportingType | 2015 | 2020 | 2025 | 2030 | 2035 | 2040
BM | 0 | 0 | 0 | 0 | 0 | 0
CC | 0 | 0 | 0 | 0 | 0 | 0
CSP | 0 | 0 | 0 | 0 | 0 | 0
CT | 0 | 0 | 0 | 0 | 0 | 0
Coal | 0 | 0 | 0 | 0 | 0 | 0
Geo | 0 | 0 | 0 | 0 | 0 | 0
H | 0 | 0 | 0 | 0 | 0 | 0
LFG | 0 | 0 | 0 | 0 | 0 | 0
Nuc | 0 | 0 | 0 | 0 | 0 | 0
PS | 0 | 0 | 0 | 0 | 0 | 0
PV | 0 | 0 | 0 | 0 | 0 | 0
PeakG | 0 | 0 | 0 | 0 | 0 | 0
PeakO | 0 | 0 | 0 | 0 | 0 | 0
ST | 0 | 0 | 0 | 0 | 0 | 0
STOG | 0 | 0 | 0 | 0 | 0 | 0
STWD | 0 | 0 | 0 | 0 | 0 | 0
WT | 0 | 0 | 0 | 0 | 0 | 0
IGCC | 0 | 0 | 0 | 0 | 0 | 0
DemandResponse | 0 | 0 | 0 | 0 | 0 | 0
IGCC-CCS | 0 | 0 | 0 | 0 | 0 | 0
WT_off | 0 | 0 | 0 | 0 | 0 | 0
PseudoUnit | 0 | 0 | 0 | 0 | 0 | 0
FixedInterchange | 0 | 0 | 0 | 0 | 0 | 0
CO2 Emissions (MMmetricTons): RMPA
ReportingType | 2015 | 2020 | 2025 | 2030 | 2035 | 2040
BM | 0 | 0 | 0 | 0 | 0 | 0
CC | 4.26 | 5.15 | 7.61 | 5.7 | 2.14 | 1.47
CSP | 0 | 0 | 0 | 0 | 0 | 0
CT | 0 | 0 | 0 | 0 | 0 | 0
Coal | 49.8 | 35.31 | 3.24 | 0.44 | 0.44 | 0.41
Geo | 0 | 0 | 0 | 0 | 0 | 0
H | 0 | 0 | 0 | 0 | 0 | 0
LFG | 0 | 0 | 0 | 0 | 0 | 0
Nuc | 0 | 0 | 0 | 0 | 0 | 0
PS | 0 | 0 | 0 | 0 | 0 | 0
PV | 0 | 0 | 0 | 0 | 0 | 0
PeakG | 0 | 0 | 0 | 0 | 0 | 0
PeakO | 0 | 0 | 0 | 0 | 0 | 0
ST | 0 | 0 | 0 | 0 | 0 | 0
STOG | 0 | 0 | 0 | 0 | 0 | 0
STWD | 0 | 0 | 0 | 0 | 0 | 0
WT | 0 | 0 | 0 | 0 | 0 | 0
IGCC | 0 | 0 | 0 | 0 | 0 | 0
DemandResponse | 0 | 0 | 0 | 0 | 0 | 0
IGCC-CCS | 0 | 0 | 0 | 0 | 0 | 0
WT_off | 0 | 0 | 0 | 0 | 0 | 0
PseudoUnit | 0 | 0 | 0 | 0 | 0 | 0
FixedInterchange | 0 | 0 | 0 | 0 | 0 | 0
CO2 Emissions (MMmetricTons): SP15
ReportingType | 2015 | 2020 | 2025 | 2030 | 2035 | 2040
BM | 0 | 0 | 0 | 0 | 0 | 0
CC | 30.88 | 27.89 | 27.93 | 24.51 | 10.9 | 5.63
CSP | 0 | 0 | 0 | 0 | 0 | 0
CT | 0 | 0 | 0 | 0 | 0 | 0
Coal | 1.49 | 0.81 | 0 | 0 | 0 | 0
Geo | 0 | 0 | 0 | 0 | 0 | 0
H | 0 | 0 | 0 | 0 | 0 | 0
LFG | 0 | 0 | 0 | 0 | 0 | 0
Nuc | 0 | 0 | 0 | 0 | 0 | 0
PS | 0 | 0 | 0 | 0 | 0 | 0
PV | 0 | 0 | 0 | 0 | 0 | 0
PeakG | 0 | 0 | 0 | 0 | 0 | 0
PeakO | 0 | 0 | 0 | 0 | 0 | 0
ST | 0 | 0 | 0 | 0 | 0 | 0
STOG | 0.26 | 0.13 | 0.2 | 0.2 | 0.09 | 0.17
STWD | 0 | 0 | 0 | 0 | 0 | 0
WT | 0 | 0 | 0 | 0 | 0 | 0
IGCC | 0 | 0 | 0 | 0 | 0 | 0
DemandResponse | 0 | 0 | 0 | 0 | 0 | 0
IGCC-CCS | 0 | 0 | 0 | 0 | 0 | 0
WT_off | 0 | 0 | 0 | 0 | 0 | 0
PseudoUnit | 0 | 0 | 0 | 0 | 0 | 0
FixedInterchange | 0 | 0 | 0 | 0 | 0 | 0
CO2 Emissions (MMmetricTons): ALB
ReportingType | 2015 | 2020 | 2025 | 2030 | 2035 | 2040
BM | 0 | 0 | 0 | 0 | 0 | 0
CC | 6.49 | 6.91 | 7.08 | 0.69 | 0 | 0
CSP | 0 | 0 | 0 | 0 | 0 | 0
CT | 0 | 0 | 0 | 0 | 0 | 0
Coal | 45.36 | 45.36 | 44.27 | 0 | 0 | 0
Geo | 0 | 0 | 0 | 0 | 0 | 0
H | 0 | 0 | 0 | 0 | 0 | 0
LFG | 0 | 0 | 0 | 0 | 0 | 0
Nuc | 0 | 0 | 0 | 0 | 0 | 0
PS | 0 | 0 | 0 | 0 | 0 | 0
PV | 0 | 0 | 0 | 0 | 0 | 0
PeakG | 0 | 0 | 0 | 0 | 0 | 0
PeakO | 0 | 0 | 0 | 0 | 0 | 0
ST | 0 | 0 | 0 | 0 | 0 | 0
STOG | 0 | 0 | 0 | 0 | 0 | 0
STWD | 0 | 0 | 0 | 0 | 0 | 0
WT | 0 | 0 | 0 | 0 | 0 | 0
IGCC | 0 | 0 | 0 | 0 | 0 | 0
DemandResponse | 0 | 0 | 0 | 0 | 0 | 0
IGCC-CCS | 0 | 0 | 0 | 0 | 0 | 0
WT_off | 0 | 0 | 0 | 0 | 0 | 0
PseudoUnit | 0 | 0 | 0 | 0 | 0 | 0
FixedInterchange | 0 | 0 | 0 | 0 | 0 | 0
CO2 Emissions (MMmetricTons): BC
ReportingType | 2015 | 2020 | 2025 | 2030 | 2035 | 2040
BM | 0 | 0 | 0 | 0 | 0 | 0
CC | 1.78 | 1.78 | 1.78 | 1.24 | 0 | 0
CSP | 0 | 0 | 0 | 0 | 0 | 0
CT | 0 | 0 | 0 | 0 | 0 | 0
Coal | 0 | 0 | 0 | 0 | 0 | 0
Geo | 0 | 0 | 0 | 0 | 0 | 0
H | 0 | 0 | 0 | 0 | 0 | 0
LFG | 0 | 0 | 0 | 0 | 0 | 0
Nuc | 0 | 0 | 0 | 0 | 0 | 0
PS | 0 | 0 | 0 | 0 | 0 | 0
PV | 0 | 0 | 0 | 0 | 0 | 0
PeakG | 0 | 0 | 0 | 0 | 0 | 0
PeakO | 0 | 0 | 0 | 0 | 0 | 0
ST | 0 | 0 | 0 | 0 | 0 | 0
STOG | 0 | 0 | 0 | 0 | 0 | 0
STWD | 0 | 0 | 0 | 0 | 0 | 0
WT | 0 | 0 | 0 | 0 | 0 | 0
IGCC | 0 | 0 | 0 | 0 | 0 | 0
DemandResponse | 0 | 0 | 0 | 0 | 0 | 0
IGCC-CCS | 0 | 0 | 0 | 0 | 0 | 0
WT_off | 0 | 0 | 0 | 0 | 0 | 0
PseudoUnit | 0 | 0 | 0 | 0 | 0 | 0
FixedInterchange | 0 | 0 | 0 | 0 | 0 | 0
CO2 Emissions (MMmetricTons): HQ_IESO
ReportingType | 2015 | 2020 | 2025 | 2030 | 2035 | 2040
BM | 0 | 0 | 0 | 0 | 0 | 0
CC | 0 | 0 | 0 | 0 | 0 | 0
CSP | 0 | 0 | 0 | 0 | 0 | 0
CT | 0 | 0 | 0 | 0 | 0 | 0
Coal | 0 | 0 | 0 | 0 | 0 | 0
Geo | 0 | 0 | 0 | 0 | 0 | 0
H | 0 | 0 | 0 | 0 | 0 | 0
LFG | 0 | 0 | 0 | 0 | 0 | 0
Nuc | 0 | 0 | 0 | 0 | 0 | 0
PS | 0 | 0 | 0 | 0 | 0 | 0
PV | 0 | 0 | 0 | 0 | 0 | 0
PeakG | 0 | 0 | 0 | 0 | 0 | 0
PeakO | 0 | 0 | 0 | 0 | 0 | 0
ST | 0 | 0 | 0 | 0 | 0 | 0
STOG | 0 | 0 | 0 | 0 | 0 | 0
STWD | 0 | 0 | 0 | 0 | 0 | 0
WT | 0 | 0 | 0 | 0 | 0 | 0
IGCC | 0 | 0 | 0 | 0 | 0 | 0
DemandResponse | 0 | 0 | 0 | 0 | 0 | 0
IGCC-CCS | 0 | 0 | 0 | 0 | 0 | 0
WT_off | 0 | 0 | 0 | 0 | 0 | 0
PseudoUnit | 0 | 0 | 0 | 0 | 0 | 0
FixedInterchange | 0 | 0 | 0 | 0 | 0 | 0
CO2 Emissions (MMmetricTons): HQ_NEISO
ReportingType | 2015 | 2020 | 2025 | 2030 | 2035 | 2040
BM | 0 | 0 | 0 | 0 | 0 | 0
CC | 0 | 0 | 0 | 0 | 0 | 0
CSP | 0 | 0 | 0 | 0 | 0 | 0
CT | 0 | 0 | 0 | 0 | 0 | 0
Coal | 0 | 0 | 0 | 0 | 0 | 0
Geo | 0 | 0 | 0 | 0 | 0 | 0
H | 0 | 0 | 0 | 0 | 0 | 0
LFG | 0 | 0 | 0 | 0 | 0 | 0
Nuc | 0 | 0 | 0 | 0 | 0 | 0
PS | 0 | 0 | 0 | 0 | 0 | 0
PV | 0 | 0 | 0 | 0 | 0 | 0
PeakG | 0 | 0 | 0 | 0 | 0 | 0
PeakO | 0 | 0 | 0 | 0 | 0 | 0
ST | 0 | 0 | 0 | 0 | 0 | 0
STOG | 0 | 0 | 0 | 0 | 0 | 0
STWD | 0 | 0 | 0 | 0 | 0 | 0
WT | 0 | 0 | 0 | 0 | 0 | 0
IGCC | 0 | 0 | 0 | 0 | 0 | 0
DemandResponse | 0 | 0 | 0 | 0 | 0 | 0
IGCC-CCS | 0 | 0 | 0 | 0 | 0 | 0
WT_off | 0 | 0 | 0 | 0 | 0 | 0
PseudoUnit | 0 | 0 | 0 | 0 | 0 | 0
FixedInterchange | 0 | 0 | 0 | 0 | 0 | 0
CO2 Emissions (MMmetricTons): HQ_NY
ReportingType | 2015 | 2020 | 2025 | 2030 | 2035 | 2040
BM | 0 | 0 | 0 | 0 | 0 | 0
CC | 0 | 0 | 0 | 0 | 0 | 0
CSP | 0 | 0 | 0 | 0 | 0 | 0
CT | 0 | 0 | 0 | 0 | 0 | 0
Coal | 0 | 0 | 0 | 0 | 0 | 0
Geo | 0 | 0 | 0 | 0 | 0 | 0
H | 0 | 0 | 0 | 0 | 0 | 0
LFG | 0 | 0 | 0 | 0 | 0 | 0
Nuc | 0 | 0 | 0 | 0 | 0 | 0
PS | 0 | 0 | 0 | 0 | 0 | 0
PV | 0 | 0 | 0 | 0 | 0 | 0
PeakG | 0 | 0 | 0 | 0 | 0 | 0
PeakO | 0 | 0 | 0 | 0 | 0 | 0
ST | 0 | 0 | 0 | 0 | 0 | 0
STOG | 0 | 0 | 0 | 0 | 0 | 0
STWD | 0 | 0 | 0 | 0 | 0 | 0
WT | 0 | 0 | 0 | 0 | 0 | 0
IGCC | 0 | 0 | 0 | 0 | 0 | 0
DemandResponse | 0 | 0 | 0 | 0 | 0 | 0
IGCC-CCS | 0 | 0 | 0 | 0 | 0 | 0
WT_off | 0 | 0 | 0 | 0 | 0 | 0
PseudoUnit | 0 | 0 | 0 | 0 | 0 | 0
FixedInterchange | 0 | 0 | 0 | 0 | 0 | 0
CO2 Emissions (MMmetricTons): MARITIMES
ReportingType | 2015 | 2020 | 2025 | 2030 | 2035 | 2040
BM | 0 | 0 | 0 | 0 | 0 | 0
CC | 0 | 0 | 0 | 0 | 0 | 0
CSP | 0 | 0 | 0 | 0 | 0 | 0
CT | 0 | 0 | 0 | 0 | 0 | 0
Coal | 0 | 0 | 0 | 0 | 0 | 0
Geo | 0 | 0 | 0 | 0 | 0 | 0
H | 0 | 0 | 0 | 0 | 0 | 0
LFG | 0 | 0 | 0 | 0 | 0 | 0
Nuc | 0 | 0 | 0 | 0 | 0 | 0
PS | 0 | 0 | 0 | 0 | 0 | 0
PV | 0 | 0 | 0 | 0 | 0 | 0
PeakG | 0 | 0 | 0 | 0 | 0 | 0
PeakO | 0 | 0 | 0 | 0 | 0 | 0
ST | 0 | 0 | 0 | 0 | 0 | 0
STOG | 0 | 0 | 0 | 0 | 0 | 0
STWD | 0 | 0 | 0 | 0 | 0 | 0
WT | 0 | 0 | 0 | 0 | 0 | 0
IGCC | 0 | 0 | 0 | 0 | 0 | 0
DemandResponse | 0 | 0 | 0 | 0 | 0 | 0
IGCC-CCS | 0 | 0 | 0 | 0 | 0 | 0
WT_off | 0 | 0 | 0 | 0 | 0 | 0
PseudoUnit | 0 | 0 | 0 | 0 | 0 | 0
FixedInterchange | 0 | 0 | 0 | 0 | 0 | 0
CO2 Emissions (MMmetricTons): All
ReportingType | 2015 | 2020 | 2025 | 2030 | 2035 | 2040
BM | 0 | 0 | 0 | 0 | 0 | 0
CC | 584.99 | 704.61 | 713.19 | 636.57 | 307.86 | 92.93
CSP | 0 | 0 | 0 | 0 | 0 | 0
CT | 0.33 | 0.39 | 0.64 | 0.91 | 0.07 | 0.04
Coal | 1013.06 | 431.68 | 84.19 | 8.01 | 12.3 | 12.69
Geo | 0 | 0 | 0 | 0 | 0 | 0
H | 0 | 0 | 0 | 0 | 0 | 0
LFG | 0 | 0 | 0 | 0 | 0 | 0
Nuc | 0 | 0 | 0 | 0 | 0 | 0
PS | 0 | 0 | 0 | 0 | 0 | 0
PV | 0 | 0 | 0 | 0 | 0 | 0
PeakG | 1.6 | 2.54 | 3.16 | 4.67 | 1.77 | 1.11
PeakO | 0 | 0 | 0 | 0 | 0 | 0
ST | 0 | 0 | 0 | 0 | 0 | 0
STOG | 4.14 | 4.51 | 2.42 | 2.62 | 0.43 | 0.31
STWD | 0 | 0 | 0 | 0 | 0 | 0
WT | 0 | 0 | 0 | 0 | 0 | 0
IGCC | 3.76 | 3.76 | 0.57 | 0 | 0 | 0
DemandResponse | 0 | 0 | 0 | 0 | 0 | 0
IGCC-CCS | 0 | 0 | 0 | 0 | 0 | 0
WT_off | 0 | 0 | 0 | 0 | 0 | 0
PseudoUnit | 0 | 0 | 0 | 0 | 0 | 0
FixedInterchange | 0 | 0 | 0 | 0 | 0 | 0
CO2 Emissions (MMmetricTons): EI_US
ReportingType | 2015 | 2020 | 2025 | 2030 | 2035 | 2040
BM | 0 | 0 | 0 | 0 | 0 | 0
CC | 393.9 | 508.98 | 519.85 | 474.23 | 251.56 | 59.6
CSP | 0 | 0 | 0 | 0 | 0 | 0
CT | 0.33 | 0.39 | 0.64 | 0.9 | 0.07 | 0.04
Coal | 776.37 | 247.95 | 29.26 | 6.7 | 10.55 | 11.08
Geo | 0 | 0 | 0 | 0 | 0 | 0
H | 0 | 0 | 0 | 0 | 0 | 0
LFG | 0 | 0 | 0 | 0 | 0 | 0
Nuc | 0 | 0 | 0 | 0 | 0 | 0
PS | 0 | 0 | 0 | 0 | 0 | 0
PV | 0 | 0 | 0 | 0 | 0 | 0
PeakG | 1.56 | 2.47 | 3.16 | 4.63 | 1.74 | 1.08
PeakO | 0 | 0 | 0 | 0 | 0 | 0
ST | 0 | 0 | 0 | 0 | 0 | 0
STOG | 2.69 | 2.5 | 1.64 | 1.57 | 0.34 | 0.14
STWD | 0 | 0 | 0 | 0 | 0 | 0
WT | 0 | 0 | 0 | 0 | 0 | 0
IGCC | 3.76 | 3.76 | 0.57 | 0 | 0 | 0
DemandResponse | 0 | 0 | 0 | 0 | 0 | 0
IGCC-CCS | 0 | 0 | 0 | 0 | 0 | 0
WT_off | 0 | 0 | 0 | 0 | 0 | 0
PseudoUnit | 0 | 0 | 0 | 0 | 0 | 0
FixedInterchange | 0 | 0 | 0 | 0 | 0 | 0
CO2 Emissions (MMmetricTons): EI_Canada
ReportingType | 2015 | 2020 | 2025 | 2030 | 2035 | 2040
BM | 0 | 0 | 0 | 0 | 0 | 0
CC | 4.94 | 3.12 | 0.28 | 0.04 | 0.01 | 0.03
CSP | 0 | 0 | 0 | 0 | 0 | 0
CT | 0 | 0 | 0 | 0 | 0 | 0
Coal | 0.26 | 0.04 | 0 | 0 | 0 | 0
Geo | 0 | 0 | 0 | 0 | 0 | 0
H | 0 | 0 | 0 | 0 | 0 | 0
LFG | 0 | 0 | 0 | 0 | 0 | 0
Nuc | 0 | 0 | 0 | 0 | 0 | 0
PS | 0 | 0 | 0 | 0 | 0 | 0
PV | 0 | 0 | 0 | 0 | 0 | 0
PeakG | 0.04 | 0.06 | 0 | 0 | 0 | 0
PeakO | 0 | 0 | 0 | 0 | 0 | 0
ST | 0 | 0 | 0 | 0 | 0 | 0
STOG | 0.01 | 0 | 0 | 0 | 0 | 0
STWD | 0 | 0 | 0 | 0 | 0 | 0
WT | 0 | 0 | 0 | 0 | 0 | 0
IGCC | 0 | 0 | 0 | 0 | 0 | 0
DemandResponse | 0 | 0 | 0 | 0 | 0 | 0
IGCC-CCS | 0 | 0 | 0 | 0 | 0 | 0
WT_off | 0 | 0 | 0 | 0 | 0 | 0
PseudoUnit | 0 | 0 | 0 | 0 | 0 | 0
FixedInterchange | 0 | 0 | 0 | 0 | 0 | 0
CO2 Emissions (MMmetricTons): EI
ReportingType | 2015 | 2020 | 2025 | 2030 | 2035 | 2040
BM | 0 | 0 | 0 | 0 | 0 | 0
CC | 398.84 | 512.1 | 520.14 | 474.27 | 251.57 | 59.63
CSP | 0 | 0 | 0 | 0 | 0 | 0
CT | 0.33 | 0.39 | 0.64 | 0.9 | 0.07 | 0.04
Coal | 776.63 | 247.99 | 29.26 | 6.7 | 10.55 | 11.08
Geo | 0 | 0 | 0 | 0 | 0 | 0
H | 0 | 0 | 0 | 0 | 0 | 0
LFG | 0 | 0 | 0 | 0 | 0 | 0
Nuc | 0 | 0 | 0 | 0 | 0 | 0
PS | 0 | 0 | 0 | 0 | 0 | 0
PV | 0 | 0 | 0 | 0 | 0 | 0
PeakG | 1.6 | 2.53 | 3.16 | 4.63 | 1.74 | 1.08
PeakO | 0 | 0 | 0 | 0 | 0 | 0
ST | 0 | 0 | 0 | 0 | 0 | 0
STOG | 2.69 | 2.5 | 1.64 | 1.57 | 0.34 | 0.14
STWD | 0 | 0 | 0 | 0 | 0 | 0
WT | 0 | 0 | 0 | 0 | 0 | 0
IGCC | 3.76 | 3.76 | 0.57 | 0 | 0 | 0
DemandResponse | 0 | 0 | 0 | 0 | 0 | 0
IGCC-CCS | 0 | 0 | 0 | 0 | 0 | 0
WT_off | 0 | 0 | 0 | 0 | 0 | 0
PseudoUnit | 0 | 0 | 0 | 0 | 0 | 0
FixedInterchange | 0 | 0 | 0 | 0 | 0 | 0
CO2 Emissions (MMmetricTons): Outside_EI
ReportingType | 2015 | 2020 | 2025 | 2030 | 2035 | 2040
BM | 0 | 0 | 0 | 0 | 0 | 0
CC | 186.14 | 192.51 | 193.05 | 162.3 | 56.28 | 33.29
CSP | 0 | 0 | 0 | 0 | 0 | 0
CT | 0 | 0 | 0 | 0.01 | 0 | 0
Coal | 236.43 | 183.7 | 54.94 | 1.31 | 1.74 | 1.61
Geo | 0 | 0 | 0 | 0 | 0 | 0
H | 0 | 0 | 0 | 0 | 0 | 0
LFG | 0 | 0 | 0 | 0 | 0 | 0
Nuc | 0 | 0 | 0 | 0 | 0 | 0
PS | 0 | 0 | 0 | 0 | 0 | 0
PV | 0 | 0 | 0 | 0 | 0 | 0
PeakG | 0 | 0 | 0 | 0.03 | 0.02 | 0.03
PeakO | 0 | 0 | 0 | 0 | 0 | 0
ST | 0 | 0 | 0 | 0 | 0 | 0
STOG | 1.44 | 2.01 | 0.78 | 1.05 | 0.09 | 0.17
STWD | 0 | 0 | 0 | 0 | 0 | 0
WT | 0 | 0 | 0 | 0 | 0 | 0
IGCC | 0 | 0 | 0 | 0 | 0 | 0
DemandResponse | 0 | 0 | 0 | 0 | 0 | 0
IGCC-CCS | 0 | 0 | 0 | 0 | 0 | 0
WT_off | 0 | 0 | 0 | 0 | 0 | 0
PseudoUnit | 0 | 0 | 0 | 0 | 0 | 0
FixedInterchange | 0 | 0 | 0 | 0 | 0 | 0
#6 | Fuel Cost [includes coal shadow price] ($million)
Fuel Cost by Reporting Type: Entergy
ReportingType | 2015 | 2020 | 2025 | 2030 | 2035 | 2040
BM | 0 | 0 | 0 | 0 | 861.78 | 5152.61
CC | 3078.91 | 4794.71 | 4371.44 | 2944.85 | 1334.25 | 288.38
CSP | 0 | 0 | 0 | 0 | 0 | 0
CT | 0 | 0 | 0 | 0 | 0 | 0
Coal | 1301.24 | 114.98 | 12.28 | 0.14 | 0 | 0
Geo | 0 | 0 | 0 | 0 | 0 | 0
H | 0 | 0 | 0 | 0 | 0 | 0
LFG | 0 | 0 | 0.14 | 0.14 | 0.14 | 0.14
Nuc | 372.97 | 380.57 | 404.36 | 412.26 | 700.42 | 624.62
PS | 0 | 0 | 0 | 0 | 0 | 0
PV | 0 | 0 | 0 | 0 | 0 | 0
PeakG | 0 | 0 | 0.3 | 0.02 | 0 | 0
PeakO | 0 | 0 | 0 | 0 | 0 | 0
ST | 0 | 0 | 0 | 0 | 0 | 0
STOG | 18.97 | 40.06 | 0 | 0 | 0 | 0
STWD | 2.99 | 6.51 | 11.27 | 76 | 123.64 | 96.38
WT | 0 | 0 | 0 | 0 | 0 | 0
IGCC | 0 | 0 | 0 | 0 | 0 | 0
DemandResponse | 0 | 0 | 0 | 0 | 0 | 0
IGCC-CCS | 0 | 0 | 0 | 0 | 0 | 0
WT_off | 0 | 0 | 0 | 0 | 0 | 0
PseudoUnit | 0 | 0 | 0 | 0 | 0 | 0
FixedInterchange | 0 | 0 | 0 | 0 | 0 | 0
Fuel Cost by Reporting Type: FRCC
ReportingType | 2015 | 2020 | 2025 | 2030 | 2035 | 2040
BM | 0 | 0 | 0 | 0 | 0 | 744.58
CC | 9275.36 | 10433.26 | 10492.8 | 8522.39 | 1771.66 | 1215.08
CSP | 0 | 0 | 0 | 0 | 0 | 0
CT | 36.44 | 48.78 | 72.62 | 58.65 | 0 | 0
Coal | 484.91 | 161.66 | 31.26 | 72.54 | 99.92 | 161.52
Geo | 0 | 0 | 0 | 0 | 0 | 0
H | 0 | 0 | 0 | 0 | 0 | 0
LFG | 0 | 0 | 0.25 | 0.25 | 0.25 | 0.25
Nuc | 282.48 | 288.24 | 306.26 | 313.13 | 1815.2 | 1955.14
PS | 0 | 0 | 0 | 0 | 0 | 0
PV | 0 | 0 | 0 | 0 | 0 | 0
PeakG | 9.58 | 29.45 | 43.74 | 45.96 | 18.4 | 17.89
PeakO | 0 | 0 | 0 | 0 | 0 | 0
ST | 0 | 0 | 0 | 0 | 0 | 0
STOG | 0 | 0 | 0 | 0 | 0 | 0
STWD | 5.81 | 11.03 | 100.84 | 100.84 | 100.84 | 62.27
WT | 0 | 0 | 0 | 0 | 0 | 0
IGCC | 0 | 0 | 0 | 0 | 0 | 0
DemandResponse | 0 | 0 | 0 | 0 | 0 | 0
IGCC-CCS | 0 | 0 | 0 | 0 | 0 | 0
WT_off | 0 | 0 | 0 | 0 | 0 | 0
PseudoUnit | 0 | 0 | 0 | 0 | 0 | 0
FixedInterchange | 0 | 0 | 0 | 0 | 0 | 0
Fuel Cost by Reporting Type: MAPP_US
ReportingType | 2015 | 2020 | 2025 | 2030 | 2035 | 2040
BM | 0 | 0 | 0 | 0 | 17.88 | 14.59
CC | 39.76 | 9.14 | 12.83 | 6.28 | 6.35 | 4.08
CSP | 0 | 0 | 0 | 0 | 0 | 0
CT | 0 | 0 | 0 | 0 | 0.22 | 0.24
Coal | 140.18 | 38.93 | 0 | 0 | 0 | 0
Geo | 0 | 0 | 0 | 0 | 0 | 0
H | 0 | 0 | 0 | 0 | 0 | 0
LFG | 0 | 0 | 0 | 0.09 | 0.09 | 0.09
Nuc | 0 | 0 | 0 | 0.01 | 0.07 | 0.04
PS | 0 | 0 | 0 | 0 | 0 | 0
PV | 0 | 0 | 0 | 0 | 0 | 0
PeakG | 3.9 | 8.32 | 3.94 | 8.01 | 2.46 | 3.59
PeakO | 0 | 0 | 0 | 0 | 0 | 0
ST | 0 | 0 | 0 | 0 | 0 | 0
STOG | 0 | 0 | 0 | 0 | 0 | 0
STWD | 0 | 0 | 0 | 0 | 0 | 0
WT | 0 | 0 | 0 | 0 | 0 | 0
IGCC | 0 | 0 | 0 | 0 | 0 | 0
DemandResponse | 0 | 0 | 0 | 0 | 0 | 0
IGCC-CCS | 0 | 0 | 0 | 0 | 0 | 0
WT_off | 0 | 0 | 0 | 0 | 0 | 0
PseudoUnit | 0 | 0 | 0 | 0 | 0 | 0
FixedInterchange | 0 | 0 | 0 | 0 | 0 | 0
Fuel Cost by Reporting Type: MISO_IN
ReportingType | 2015 | 2020 | 2025 | 2030 | 2035 | 2040
BM | 0 | 0 | 0 | 0 | 0 | 3142.48
CC | 1058.15 | 6360.08 | 5929.68 | 4342.15 | 3619.37 | 847.04
CSP | 0 | 0 | 0 | 0 | 0 | 0
CT | 0 | 0 | 0 | 0 | 0 | 0
Coal | 966.46 | 333.92 | 66.24 | 93.23 | 330.16 | 342.61
Geo | 0 | 0 | 0 | 0 | 0 | 0
H | 0 | 0 | 0 | 0 | 0 | 0
LFG | 0 | 0 | 0.1 | 0.1 | 0.1 | 0.1
Nuc | 0 | 0 | 0 | 0.01 | 0.07 | 23.66
PS | 0 | 0 | 0 | 0 | 0 | 0
PV | 0 | 0 | 0 | 0 | 0 | 0
PeakG | 0 | 0 | 0 | 0 | 0 | 0
PeakO | 0 | 0 | 0 | 0 | 0 | 0
ST | 0 | 0 | 0 | 0 | 0 | 0
STOG | 1.94 | 2.09 | 1.89 | 1.43 | 0.13 | 0
STWD | 0 | 0 | 0 | 0 | 0 | 0
WT | 0 | 0 | 0 | 0 | 0 | 0
IGCC | 87.33 | 80.75 | 9.96 | 0.09 | 0 | 0
DemandResponse | 0 | 0 | 0 | 0 | 0 | 0
IGCC-CCS | 0 | 0 | 0 | 0 | 0 | 0
WT_off | 0 | 0 | 0 | 0 | 0 | 0
PseudoUnit | 0 | 0 | 0 | 0 | 0 | 0
FixedInterchange | 0 | 0 | 0 | 0 | 0 | 0
Fuel Cost by Reporting Type: MISO_MI
ReportingType | 2015 | 2020 | 2025 | 2030 | 2035 | 2040
BM | 0 | 0 | 0 | 0 | 0 | 902.54
CC | 851.57 | 802.53 | 808.05 | 427.69 | 292.14 | 13.34
CSP | 0 | 0 | 0 | 0 | 0 | 0
CT | 0 | 0 | 0 | 0 | 0 | 0
Coal | 555.94 | 0 | 0 | 0 | 0 | 0
Geo | 0 | 0 | 0 | 0 | 0 | 0
H | 0 | 0 | 0 | 0 | 0 | 0
LFG | 0 | 0 | 0.2 | 0.2 | 0.2 | 0.2
Nuc | 139.75 | 142.6 | 151.51 | 154.47 | 199.14 | 529.04
PS | 0 | 0 | 0 | 0 | 0 | 0
PV | 0 | 0 | 0 | 0 | 0 | 0
PeakG | 1.03 | 0.43 | 1.35 | 0 | 0 | 0
PeakO | 0 | 0 | 0 | 0 | 0 | 0
ST | 0 | 0 | 0 | 0 | 0 | 0
STOG | 19.08 | 6.62 | 6.01 | 5.69 | 0 | 0
STWD | 87.42 | 87.42 | 35.91 | 53.74 | 87.42 | 87.42
WT | 0 | 0 | 0 | 0 | 0 | 0
IGCC | 0 | 0 | 0 | 0 | 0 | 0
DemandResponse | 0 | 0 | 0 | 0 | 0 | 0
IGCC-CCS | 0 | 0 | 0 | 0 | 0 | 0
WT_off | 0 | 0 | 0 | 0 | 0 | 0
PseudoUnit | 0 | 0 | 0 | 0 | 0 | 0
FixedInterchange | 0 | 0 | 0 | 0 | 0 | 0
Fuel Cost by Reporting Type: MISO_MO-IL
ReportingType | 2015 | 2020 | 2025 | 2030 | 2035 | 2040
BM | 0 | 0 | 0 | 0 | 0 | 502.53
CC | 119.02 | 697.64 | 624.01 | 275.94 | 154.56 | 68.34
CSP | 0 | 0 | 0 | 0 | 0 | 0
CT | 0 | 0 | 0 | 0 | 0 | 0
Coal | 1392.55 | 266.46 | 58.51 | 18.74 | 74.15 | 73.29
Geo | 0 | 0 | 0 | 0 | 0 | 0
H | 0 | 0 | 0 | 0 | 0 | 0
LFG | 0 | 0 | 0.1 | 0.29 | 0.29 | 0.29
Nuc | 143.46 | 146.38 | 155.53 | 158.57 | 158.57 | 158.57
PS | 0 | 0 | 0 | 0 | 0 | 0
PV | 0 | 0 | 0 | 0 | 0 | 0
PeakG | 14.29 | 39.81 | 7.17 | 45.95 | 21.87 | 16.8
PeakO | 0 | 0 | 0 | 0 | 0 | 0
ST | 0 | 0 | 0 | 0 | 0 | 0
STOG | 0.37 | 1.39 | 0.36 | 0 | 0 | 0
STWD | 0 | 0 | 0 | 0 | 0 | 0
WT | 0 | 0 | 0 | 0 | 0 | 0
IGCC | 0 | 0 | 0 | 0 | 0 | 0
DemandResponse | 0 | 0 | 0 | 0 | 0 | 0
IGCC-CCS | 0 | 0 | 0 | 0 | 0 | 0
WT_off | 0 | 0 | 0 | 0 | 0 | 0
PseudoUnit | 0 | 0 | 0 | 0 | 0 | 0
FixedInterchange | 0 | 0 | 0 | 0 | 0 | 0
Fuel Cost by Reporting Type: MISO_W
ReportingType | 2015 | 2020 | 2025 | 2030 | 2035 | 2040
BM | 0 | 0 | 0 | 0 | 0 | 0
CC | 377.82 | 502.94 | 134.6 | 103.38 | 69.77 | 61.98
CSP | 0 | 0 | 0 | 0 | 0 | 0
CT | 0 | 0 | 0 | 0 | 0 | 0
Coal | 1184.01 | 441.19 | 70.24 | 52.66 | 52.66 | 52.66
Geo | 0 | 0 | 0 | 0 | 0 | 0
H | 0 | 0 | 0 | 0 | 0 | 0
LFG | 0 | 0 | 0 | 0.09 | 0.09 | 0.09
Nuc | 152.53 | 155.64 | 165.37 | 168.6 | 0.01 | 0.01
PS | 0 | 0 | 0 | 0 | 0 | 0
PV | 0 | 0 | 0 | 0 | 0 | 0
PeakG | 16.41 | 32.29 | 2.42 | 9.89 | 9.94 | 0.64
PeakO | 0 | 0 | 0 | 0 | 0 | 0
ST | 0 | 0 | 0 | 0 | 0 | 0
STOG | 0.01 | 0.01 | 0 | 0 | 0 | 0
STWD | 4.39 | 15.56 | 23.74 | 81.44 | 162.84 | 146.04
WT | 0 | 0 | 0 | 0 | 0 | 0
IGCC | 0 | 0 | 0 | 0 | 0 | 0
DemandResponse | 0 | 0 | 0 | 0 | 0 | 0
IGCC-CCS | 0 | 0 | 0 | 0 | 0 | 0
WT_off | 0 | 0 | 0 | 0 | 0 | 0
PseudoUnit | 0 | 0 | 0 | 0 | 0 | 0
FixedInterchange | 0 | 0 | 0 | 0 | 0 | 0
Fuel Cost by Reporting Type: MISO_WUMS
ReportingType | 2015 | 2020 | 2025 | 2030 | 2035 | 2040
BM | 0 | 0 | 0 | 0 | 0 | 1636.97
CC | 1978.72 | 2835.29 | 2295.63 | 1536.04 | 1492.21 | 175.7
CSP | 0 | 0 | 0 | 0 | 0 | 0
CT | 0 | 0 | 0 | 14.99 | 4.07 | 1.45
Coal | 254.63 | 37.22 | 30.65 | 19.18 | 72.52 | 104.86
Geo | 0 | 0 | 0 | 0 | 0 | 0
H | 0 | 0 | 0 | 0 | 0 | 0
LFG | 0 | 0 | 0 | 0.29 | 0.29 | 0.29
Nuc | 120.89 | 123.35 | 131.06 | 133.62 | 94.11 | 243.6
PS | 0 | 0 | 0 | 0 | 0 | 0
PV | 0 | 0 | 0 | 0 | 0 | 0
PeakG | 0 | 0 | 0 | 0 | 0 | 0
PeakO | 0 | 0 | 0 | 0 | 0 | 0
ST | 0 | 0 | 0 | 0 | 0 | 0
STOG | 0 | 0 | 0 | 0 | 0 | 0
STWD | 1.91 | 2.05 | 3.33 | 20.21 | 63.34 | 49.2
WT | 0 | 0 | 0 | 0 | 0 | 0
IGCC | 0 | 0 | 0 | 0 | 0 | 0
DemandResponse | 0 | 0 | 0 | 0 | 0 | 0
IGCC-CCS | 0 | 0 | 0 | 0 | 0 | 0
WT_off | 0 | 0 | 0 | 0 | 0 | 0
PseudoUnit | 0 | 0 | 0 | 0 | 0 | 0
FixedInterchange | 0 | 0 | 0 | 0 | 0 | 0
Fuel Cost by Reporting Type: Nebraska
ReportingType | 2015 | 2020 | 2025 | 2030 | 2035 | 2040
BM | 0 | 0 | 0 | 0 | 65.48 | 615.93
CC | 89.69 | 663.96 | 613.56 | 426.59 | 225.57 | 112.18
CSP | 0 | 0 | 0 | 0 | 0 | 0
CT | 0 | 0 | 0 | 0 | 0 | 0
Coal | 414.89 | 71.12 | 54.02 | 52.02 | 50.88 | 50.88
Geo | 0 | 0 | 0 | 0 | 0 | 0
H | 0 | 0 | 0 | 0 | 0 | 0
LFG | 0 | 0 | 0.09 | 0.09 | 0.09 | 0.09
Nuc | 83.67 | 85.37 | 90.71 | 92.48 | 0.01 | 0.01
PS | 0 | 0 | 0 | 0 | 0 | 0
PV | 0 | 0 | 0 | 0 | 0 | 0
PeakG | 3.03 | 0.29 | 0 | 3.15 | 0.19 | 0
PeakO | 0 | 0 | 0 | 0 | 0 | 0
ST | 0 | 0 | 0 | 0 | 0 | 0
STOG | 0 | 0 | 0 | 0 | 0 | 0
STWD | 0 | 0 | 0 | 0 | 0 | 0
WT | 0 | 0 | 0 | 0 | 0 | 0
IGCC | 0 | 0 | 0 | 0 | 0 | 0
DemandResponse | 0 | 0 | 0 | 0 | 0 | 0
IGCC-CCS | 0 | 0 | 0 | 0 | 0 | 0
WT_off | 0 | 0 | 0 | 0 | 0 | 0
PseudoUnit | 0 | 0 | 0 | 0 | 0 | 0
FixedInterchange | 0 | 0 | 0 | 0 | 0 | 0
Fuel Cost by Reporting Type: NEISO
ReportingType | 2015 | 2020 | 2025 | 2030 | 2035 | 2040
BM | 128.98 | 73.83 | 5.34 | 92.99 | 58.49 | 93.07
CC | 1783.93 | 1186.65 | 882.44 | 287.52 | 137.06 | 81.76
CSP | 0 | 0 | 0 | 0 | 0 | 0
CT | 0.04 | 0.46 | 0.6 | 0 | 0 | 0
Coal | 1.1 | 0 | 0 | 0 | 0 | 0
Geo | 0 | 0 | 0 | 0 | 0 | 0
H | 0 | 0 | 0 | 0 | 0 | 0
LFG | 0.06 | 0.06 | 0.06 | 0.15 | 0.15 | 0.15
Nuc | 293.25 | 299.23 | 317.93 | 324.14 | 234.19 | 173
PS | 0 | 0 | 0 | 0 | 0 | 0
PV | 0 | 0 | 0 | 0 | 0 | 0
PeakG | 0.49 | 1.94 | 2.04 | 0 | 0.1 | 0.1
PeakO | 0 | 0 | 0 | 0 | 0 | 0
ST | 0 | 0 | 0 | 0 | 0 | 0
STOG | 0 | 0 | 0 | 0 | 0 | 0
STWD | 338.09 | 95.44 | 8.76 | 59.01 | 159.44 | 166.25
WT | 0 | 0 | 0 | 0 | 0 | 0
IGCC | 0 | 0 | 0 | 0 | 0 | 0
DemandResponse | 0 | 0 | 0 | 0 | 0 | 0
IGCC-CCS | 0 | 0 | 0 | 0 | 0 | 0
WT_off | 0 | 0 | 0 | 0 | 0 | 0
PseudoUnit | 0 | 0 | 0 | 0 | 0 | 0
FixedInterchange | 0 | 0 | 0 | 0 | 0 | 0
Fuel Cost by Reporting Type: NonRTO_Midwest
ReportingType | 2015 | 2020 | 2025 | 2030 | 2035 | 2040
BM | 0 | 0 | 0 | 0 | 346.97 | 3142.48
CC | 914.63 | 1903.11 | 1743.73 | 1361.18 | 1180.82 | 65.38
CSP | 0 | 0 | 0 | 0 | 0 | 0
CT | 0 | 0 | 0 | 0 | 0 | 0
Coal | 791.29 | 310.06 | 58.62 | 117.95 | 151.97 | 154.27
Geo | 0 | 0 | 0 | 0 | 0 | 0
H | 0 | 0 | 0 | 0 | 0 | 0
LFG | 0 | 0 | 0.2 | 0.2 | 0.2 | 0.2
Nuc | 0 | 0 | 0.01 | 0.04 | 65.82 | 65.82
PS | 0 | 0 | 0 | 0 | 0 | 0
PV | 0 | 0 | 0 | 0 | 0 | 0
PeakG | 10.31 | 4.41 | 13.62 | 12.9 | 2.46 | 0
PeakO | 0 | 0 | 0 | 0 | 0 | 0
ST | 0 | 0 | 0 | 0 | 0 | 0
STOG | 0 | 0 | 0 | 0 | 0 | 0
STWD | 0 | 0 | 0 | 0 | 0 | 0
WT | 0 | 0 | 0 | 0 | 0 | 0
IGCC | 0 | 0 | 0 | 0 | 0 | 0
DemandResponse | 0 | 0 | 0 | 0 | 0 | 0
IGCC-CCS | 0 | 0 | 0 | 0 | 0 | 0
WT_off | 0 | 0 | 0 | 0 | 0 | 0
PseudoUnit | 0 | 0 | 0 | 0 | 0 | 0
FixedInterchange | 0 | 0 | 0 | 0 | 0 | 0
Fuel Cost by Reporting Type: NYISO_A-F
ReportingType | 2015 | 2020 | 2025 | 2030 | 2035 | 2040
BM | 0 | 0 | 0 | 0 | 0 | 0
CC | 353.6 | 457.17 | 236.85 | 122.18 | 21.36 | 11.72
CSP | 0 | 0 | 0 | 0 | 0 | 0
CT | 0 | 0 | 0 | 0 | 0 | 0
Coal | 0 | 0 | 0 | 0 | 0 | 0
Geo | 0 | 0 | 0 | 0 | 0 | 0
H | 0 | 0 | 0 | 0 | 0 | 0
LFG | 0.01 | 0.01 | 0.01 | 0.09 | 0.09 | 0.09
Nuc | 217.02 | 221.45 | 235.29 | 195.6 | 154.22 | 93.47
PS | 0 | 0 | 0 | 0 | 0 | 0
PV | 0 | 0 | 0 | 0 | 0 | 0
PeakG | 0.12 | 0.33 | 0 | 0 | 0 | 0
PeakO | 0 | 0 | 0 | 0 | 0 | 0
ST | 0 | 0 | 0 | 0 | 0 | 0
STOG | 0 | 0 | 0 | 0 | 0 | 0
STWD | 0.06 | 0.69 | 1.33 | 7.01 | 23.18 | 34.08
WT | 0 | 0 | 0 | 0 | 0 | 0
IGCC | 0 | 0 | 0 | 0 | 0 | 0
DemandResponse | 0 | 0 | 0 | 0 | 0 | 0
IGCC-CCS | 0 | 0 | 0 | 0 | 0 | 0
WT_off | 0 | 0 | 0 | 0 | 0 | 0
PseudoUnit | 0 | 0 | 0 | 0 | 0 | 0
FixedInterchange | 0 | 0 | 0 | 0 | 0 | 0
Fuel Cost by Reporting Type: NYISO_G-I
ReportingType | 2015 | 2020 | 2025 | 2030 | 2035 | 2040
BM | 0 | 0 | 0 | 0 | 316.79 | 409.14
CC | 171.02 | 289.07 | 132.6 | 33.43 | 28.44 | 12.88
CSP | 0 | 0 | 0 | 0 | 0 | 0
CT | 0 | 0 | 0 | 0 | 0 | 0
Coal | 0 | 0 | 0 | 0 | 0 | 0
Geo | 0 | 0 | 0 | 0 | 0 | 0
H | 0 | 0 | 0 | 0 | 0 | 0
LFG | 0 | 0 | 0.09 | 0.09 | 0.09 | 0.09
Nuc | 130.64 | 133.3 | 141.63 | 144.4 | 72.41 | 148.17
PS | 0 | 0 | 0 | 0 | 0 | 0
PV | 0 | 0 | 0 | 0 | 0 | 0
PeakG | 0 | 0 | 0.06 | 0.04 | 0.04 | 0
PeakO | 0 | 0 | 0 | 0 | 0 | 0
ST | 0 | 0 | 0 | 0 | 0 | 0
STOG | 0 | 0 | 0 | 0 | 0 | 0
STWD | 0 | 0 | 0 | 0 | 0 | 0
WT | 0 | 0 | 0 | 0 | 0 | 0
IGCC | 0 | 0 | 0 | 0 | 0 | 0
DemandResponse | 0 | 0 | 0 | 0 | 0 | 0
IGCC-CCS | 0 | 0 | 0 | 0 | 0 | 0
WT_off | 0 | 0 | 0 | 0 | 0 | 0
PseudoUnit | 0 | 0 | 0 | 0 | 0 | 0
FixedInterchange | 0 | 0 | 0 | 0 | 0 | 0
Fuel Cost by Reporting Type: NYISO_J-K
ReportingType | 2015 | 2020 | 2025 | 2030 | 2035 | 2040
BM | 0 | 0 | 0 | 0 | 0 | 0
CC | 980.96 | 1076.99 | 855.73 | 367.37 | 299.6 | 234.46
CSP | 0 | 0 | 0 | 0 | 0 | 0
CT | 0 | 0 | 0 | 0 | 0 | 0
Coal | 0 | 0 | 0 | 0 | 0 | 0
Geo | 0 | 0 | 0 | 0 | 0 | 0
H | 0 | 0 | 0 | 0 | 0 | 0
LFG | 0 | 0 | 0 | 0.09 | 0.09 | 0.09
Nuc | 0 | 0 | 0 | 0.02 | 0.07 | 0.05
PS | 0 | 0 | 0 | 0 | 0 | 0
PV | 0 | 0 | 0 | 0 | 0 | 0
PeakG | 3.04 | 4.99 | 6.54 | 4.57 | 11.8 | 8.58
PeakO | 0 | 0 | 0 | 0 | 0 | 0
ST | 0 | 0 | 0 | 0 | 0 | 0
STOG | 27.3 | 39.67 | 50.51 | 33.71 | 13.39 | 7.33
STWD | 0 | 0 | 0 | 0 | 0 | 0
WT | 0 | 0 | 0 | 0 | 0 | 0
IGCC | 0 | 0 | 0 | 0 | 0 | 0
DemandResponse | 0 | 0 | 0 | 0 | 0 | 0
IGCC-CCS | 0 | 0 | 0 | 0 | 0 | 0
WT_off | 0 | 0 | 0 | 0 | 0 | 0
PseudoUnit | 0 | 0 | 0 | 0 | 0 | 0
FixedInterchange | 0 | 0 | 0 | 0 | 0 | 0
Fuel Cost by Reporting Type: PJM_E
ReportingType | 2015 | 2020 | 2025 | 2030 | 2035 | 2040
BM | 0.86 | 15.34 | 15.34 | 15.34 | 15.34 | 15.34
CC | 2020.79 | 2270.81 | 2326.33 | 1386.04 | 1031.19 | 448.73
CSP | 0 | 0 | 0 | 0 | 0 | 0
CT | 0.02 | 0.18 | 0.31 | 0 | 0 | 0
Coal | 19.94 | 12.05 | 5.28 | 1.07 | 23.83 | 50.49
Geo | 0 | 0 | 0 | 0 | 0 | 0
H | 0 | 0 | 0 | 0 | 0 | 0
LFG | 0.01 | 0.18 | 0.18 | 0.18 | 0.18 | 0.18
Nuc | 563.79 | 533.75 | 567.11 | 578.18 | 415.32 | 329.35
PS | 0 | 0 | 0 | 0 | 0 | 0
PV | 0 | 0 | 0 | 0 | 0 | 0
PeakG | 2.58 | 17.14 | 29.87 | 42.37 | 10.73 | 10.59
PeakO | 0 | 0 | 0 | 0 | 0 | 0
ST | 0 | 0 | 0 | 0 | 0 | 0
STOG | 18.46 | 33.32 | 0 | 0 | 0 | 0
STWD | 0 | 0 | 0 | 0 | 0 | 0
WT | 0 | 0 | 0 | 0 | 0 | 0
IGCC | 0 | 0 | 0 | 0 | 0 | 0
DemandResponse | 0 | 0 | 0 | 0 | 0 | 0
IGCC-CCS | 0 | 0 | 0 | 0 | 0 | 0
WT_off | 0 | 0 | 0 | 0 | 0 | 0
PseudoUnit | 0 | 0 | 0 | 0 | 0 | 0
FixedInterchange | 0 | 0 | 0 | 0 | 0 | 0
Fuel Cost by Reporting Type: PJM_ROM
ReportingType | 2015 | 2020 | 2025 | 2030 | 2035 | 2040
BM | 0.52 | 9.21 | 9.21 | 9.21 | 1205.84 | 1205.84
CC | 939.73 | 1066.93 | 1107.94 | 713.72 | 450.37 | 82.24
CSP | 0 | 0 | 0 | 0 | 0 | 0
CT | 0.01 | 0.11 | 0.19 | 0.27 | 0 | 0
Coal | 262.9 | 52.63 | 5.07 | 15.37 | 35.17 | 34.72
Geo | 0 | 0 | 0 | 0 | 0 | 0
H | 0 | 0 | 0 | 0 | 0 | 0
LFG | 0.02 | 0.36 | 0.36 | 0.36 | 0.36 | 0.36
Nuc | 337.6 | 344.49 | 366.02 | 373.17 | 244.83 | 480.09
PS | 0 | 0 | 0 | 0 | 0 | 0
PV | 0 | 0 | 0 | 0 | 0 | 0
PeakG | 0 | 1 | 3.39 | 14.43 | 7.21 | 6.77
PeakO | 0 | 0 | 0 | 0 | 0 | 0
ST | 0 | 0 | 0 | 0 | 0 | 0
STOG | 45.13 | 74.48 | 6.87 | 0 | 0 | 0
STWD | 1.13 | 35.1 | 35.1 | 35.1 | 35.1 | 35.1
WT | 0 | 0 | 0 | 0 | 0 | 0
IGCC | 0 | 0 | 0 | 0 | 0 | 0
DemandResponse | 0 | 0 | 0 | 0 | 0 | 0
IGCC-CCS | 0 | 0 | 0 | 0 | 0 | 0
WT_off | 0 | 0 | 0 | 0 | 0 | 0
PseudoUnit | 0 | 0 | 0 | 0 | 0 | 0
FixedInterchange | 0 | 0 | 0 | 0 | 0 | 0
Fuel Cost by Reporting Type: PJM_ROR
ReportingType | 2015 | 2020 | 2025 | 2030 | 2035 | 2040
BM | 11.05 | 196.9 | 166.21 | 196.9 | 1227.69 | 5398.8
CC | 6546.04 | 8892.96 | 8630.47 | 5954.55 | 4788.27 | 369.87
CSP | 0 | 0 | 0 | 0 | 0 | 0
CT | 0.18 | 0.2 | 0.34 | 0.5 | 0 | 0
Coal | 3808.56 | 1864.34 | 263.09 | 341.63 | 714.53 | 714.07
Geo | 0 | 0 | 0 | 0 | 0 | 0
H | 0 | 0 | 0 | 0 | 0 | 0
LFG | 0.07 | 0.73 | 0.73 | 0.73 | 0.73 | 0.73
Nuc | 1319.64 | 1346.55 | 1430.71 | 1395.54 | 1257.49 | 2151.42
PS | 0 | 0 | 0 | 0 | 0 | 0
PV | 0 | 0 | 0 | 0 | 0 | 0
PeakG | 54.31 | 71.25 | 111.92 | 78.76 | 50.87 | 20.42
PeakO | 0 | 0 | 0 | 0 | 0 | 0
ST | 0 | 0 | 0 | 0 | 0 | 0
STOG | 24.44 | 51.28 | 27.81 | 0 | 0 | 0
STWD | 2.8 | 103.87 | 87.03 | 76.32 | 103.87 | 103.87
WT | 0 | 0 | 0 | 0 | 0 | 0
IGCC | 0 | 0 | 0 | 0 | 0 | 0
DemandResponse | 0 | 0 | 0 | 0 | 0 | 0
IGCC-CCS | 0 | 0 | 0 | 0 | 0 | 0
WT_off | 0 | 0 | 0 | 0 | 0 | 0
PseudoUnit | 0 | 0 | 0 | 0 | 0 | 0
FixedInterchange | 0 | 0 | 0 | 0 | 0 | 0
Fuel Cost by Reporting Type: SOCO
ReportingType | 2015 | 2020 | 2025 | 2030 | 2035 | 2040
BM | 2.62 | 5.75 | 13.7 | 28.13 | 28.13 | 3352.53
CC | 6823.11 | 8394.84 | 7961.31 | 5496.37 | 1665.34 | 334.27
CSP | 0 | 0 | 0 | 0 | 0 | 0
CT | 0 | 0 | 0 | 0 | 0 | 0
Coal | 865.43 | 234.06 | 123.08 | 184.74 | 203.65 | 202.08
Geo | 0 | 0 | 0 | 0 | 0 | 0
H | 0 | 0 | 0 | 0 | 0 | 0
LFG | 0 | 0 | 0.14 | 0.14 | 0.14 | 0.14
Nuc | 396.64 | 551.11 | 585.56 | 596.99 | 1817.4 | 1815.46
PS | 0 | 0 | 0 | 0 | 0 | 0
PV | 0 | 0 | 0 | 0 | 0 | 0
PeakG | 49.97 | 74.46 | 102.16 | 103.12 | 1.58 | 2.98
PeakO | 0 | 0 | 0 | 0 | 0 | 0
ST | 0 | 0 | 0 | 0 | 0 | 0
STOG | 0 | 0 | 0 | 0 | 0 | 0
STWD | 20.67 | 37.89 | 58.06 | 392.54 | 392.54 | 242.38
WT | 0 | 0 | 0 | 0 | 0 | 0
IGCC | 0 | 0 | 0 | 0 | 0 | 0
DemandResponse | 0 | 0 | 0 | 0 | 0 | 0
IGCC-CCS | 0 | 0 | 0 | 0 | 0 | 0
WT_off | 0 | 0 | 0 | 0 | 0 | 0
PseudoUnit | 0 | 0 | 0 | 0 | 0 | 0
FixedInterchange | 0 | 0 | 0 | 0 | 0 | 0
Fuel Cost by Reporting Type: SPP_N
ReportingType | 2015 | 2020 | 2025 | 2030 | 2035 | 2040
BM | 0 | 0 | 0 | 0 | 3215.19 | 3161.02
CC | 547.07 | 1398.08 | 1091.37 | 823.47 | 257.03 | 201.14
CSP | 0 | 0 | 0 | 0 | 0 | 0
CT | 0 | 0 | 0 | 0 | 0 | 0
Coal | 930.18 | 309.48 | 33.89 | 46.5 | 122.29 | 122.29
Geo | 0 | 0 | 0 | 0 | 0 | 0
H | 0 | 0 | 0 | 0 | 0 | 0
LFG | 0 | 0 | 0.12 | 0.12 | 0.12 | 0.12
Nuc | 74.76 | 76.29 | 81.06 | 82.64 | 82.64 | 82.64
PS | 0 | 0 | 0 | 0 | 0 | 0
PV | 0 | 0 | 0 | 0 | 0 | 0
PeakG | 1.36 | 0 | 0 | 0.76 | 0 | 0
PeakO | 0 | 0 | 0 | 0 | 0 | 0
ST | 0 | 0 | 0 | 0 | 0 | 0
STOG | 11.76 | 0.15 | 4.89 | 18.11 | 0 | 0
STWD | 0 | 0 | 0 | 0 | 0 | 0
WT | 0 | 0 | 0 | 0 | 0 | 0
IGCC | 0 | 0 | 0 | 0 | 0 | 0
DemandResponse | 0 | 0 | 0 | 0 | 0 | 0
IGCC-CCS | 0 | 0 | 0 | 0 | 0 | 0
WT_off | 0 | 0 | 0 | 0 | 0 | 0
PseudoUnit | 0 | 0 | 0 | 0 | 0 | 0
FixedInterchange | 0 | 0 | 0 | 0 | 0 | 0
Fuel Cost by Reporting Type: SPP_S
ReportingType | 2015 | 2020 | 2025 | 2030 | 2035 | 2040
BM | 0 | 0 | 0 | 0 | 1478.42 | 2060.02
CC | 1853.97 | 1894.78 | 1979.65 | 1721.15 | 706.96 | 580.73
CSP | 0 | 0 | 0 | 0 | 0 | 0
CT | 0.88 | 0 | 0 | 0 | 0 | 1.62
Coal | 1541.61 | 165.64 | 15.71 | 0 | 0 | 0
Geo | 0 | 0 | 0 | 0 | 0 | 0
H | 0 | 0 | 0 | 0 | 0 | 0
LFG | 0 | 0 | 0.12 | 0.12 | 0.12 | 0.12
Nuc | 0 | 0 | 0 | 0.01 | 0.07 | 0.04
PS | 0 | 0 | 0 | 0 | 0 | 0
PV | 0 | 0 | 0 | 0 | 0 | 0
PeakG | 0 | 0 | 0 | 0 | 0 | 0
PeakO | 0 | 0 | 0 | 0 | 0 | 0
ST | 0 | 0 | 0 | 0 | 0 | 0
STOG | 135.84 | 46.63 | 74.95 | 67.37 | 10.13 | 2.29
STWD | 4.73 | 2.57 | 2.57 | 18.44 | 50.06 | 30.77
WT | 0 | 0 | 0 | 0 | 0 | 0
IGCC | 0 | 0 | 0 | 0 | 0 | 0
DemandResponse | 0 | 0 | 0 | 0 | 0 | 0
IGCC-CCS | 0 | 0 | 0 | 0 | 0 | 0
WT_off | 0 | 0 | 0 | 0 | 0 | 0
PseudoUnit | 0 | 0 | 0 | 0 | 0 | 0
FixedInterchange | 0 | 0 | 0 | 0 | 0 | 0
Fuel Cost by Reporting Type: TVA
ReportingType | 2015 | 2020 | 2025 | 2030 | 2035 | 2040
BM | 0 | 0 | 0 | 0 | 3781.64 | 3781.64
CC | 2111.04 | 3354.64 | 3395.29 | 2532.11 | 1209.69 | 118.73
CSP | 0 | 0 | 0 | 0 | 0 | 0
CT | 0 | 0 | 0 | 0 | 0 | 0
Coal | 714.19 | 269.37 | 6.76 | 0 | 0 | 0
Geo | 0 | 0 | 0 | 0 | 0 | 0
H | 0 | 0 | 0 | 0 | 0 | 0
LFG | 0 | 0 | 0.14 | 0.14 | 0.14 | 0.14
Nuc | 542.87 | 553.94 | 588.56 | 600.05 | 603.75 | 850.83
PS | 0 | 0 | 0 | 0 | 0 | 0
PV | 0 | 0 | 0 | 0 | 0 | 0
PeakG | 0 | 0 | 0 | 0 | 0 | 0
PeakO | 0 | 0 | 0 | 0 | 0 | 0
ST | 0 | 0 | 0 | 0 | 0 | 0
STOG | 0 | 0 | 0 | 0 | 0 | 0
STWD | 0.08 | 0.16 | 0.27 | 2.3 | 2.75 | 2.75
WT | 0 | 0 | 0 | 0 | 0 | 0
IGCC | 0 | 0 | 0 | 0 | 0 | 0
DemandResponse | 0 | 0 | 0 | 0 | 0 | 0
IGCC-CCS | 0 | 0 | 0 | 0 | 0 | 0
WT_off | 0 | 0 | 0 | 0 | 0 | 0
PseudoUnit | 0 | 0 | 0 | 0 | 0 | 0
FixedInterchange | 0 | 0 | 0 | 0 | 0 | 0
Fuel Cost by Reporting Type: TVA_Transmission
ReportingType | 2015 | 2020 | 2025 | 2030 | 2035 | 2040
BM | 0 | 0 | 0 | 0 | 0 | 0
CC | 0 | 0 | 0 | 0 | 0 | 0
CSP | 0 | 0 | 0 | 0 | 0 | 0
CT | 0 | 0 | 0 | 0 | 0 | 0
Coal | 0 | 0 | 0 | 0 | 0 | 0
Geo | 0 | 0 | 0 | 0 | 0 | 0
H | 0 | 0 | 0 | 0 | 0 | 0
LFG | 0 | 0 | 0 | 0 | 0 | 0
Nuc | 0 | 0 | 0 | 0 | 0 | 0
PS | 0 | 0 | 0 | 0 | 0 | 0
PV | 0 | 0 | 0 | 0 | 0 | 0
PeakG | 0 | 0 | 0 | 0 | 0 | 0
PeakO | 0 | 0 | 0 | 0 | 0 | 0
ST | 0 | 0 | 0 | 0 | 0 | 0
STOG | 0 | 0 | 0 | 0 | 0 | 0
STWD | 0 | 0 | 0 | 0 | 0 | 0
WT | 0 | 0 | 0 | 0 | 0 | 0
IGCC | 0 | 0 | 0 | 0 | 0 | 0
DemandResponse | 0 | 0 | 0 | 0 | 0 | 0
IGCC-CCS | 0 | 0 | 0 | 0 | 0 | 0
WT_off | 0 | 0 | 0 | 0 | 0 | 0
PseudoUnit | 0 | 0 | 0 | 0 | 0 | 0
FixedInterchange | 0 | 0 | 0 | 0 | 0 | 0
Fuel Cost by Reporting Type: VACAR
ReportingType | 2015 | 2020 | 2025 | 2030 | 2035 | 2040
BM | 0.47 | 87.52 | 362.95 | 369.47 | 369.47 | 3536.47
CC | 6005.99 | 6247.86 | 6033.15 | 4883.31 | 1604.98 | 378.28
CSP | 0 | 0 | 0 | 0 | 0 | 0
CT | 5.38 | 5.75 | 10.14 | 15.56 | 1.31 | 0
Coal | 497.24 | 218.84 | 102.06 | 98.39 | 157.22 | 161.5
Geo | 0 | 0 | 0 | 0 | 0 | 0
H | 0 | 0 | 0 | 0 | 0 | 0
LFG | 0 | 0.14 | 0.14 | 0.14 | 0.14 | 0.14
Nuc | 730.67 | 900.6 | 956.89 | 975.58 | 746.08 | 721.61
PS | 0 | 0 | 0 | 0 | 0 | 0
PV | 0 | 0 | 0 | 0 | 0 | 0
PeakG | 7.73 | 18.46 | 30.57 | 34.61 | 4.21 | 8.18
PeakO | 0 | 0 | 0 | 0 | 0 | 0
ST | 0 | 0 | 0 | 0 | 0 | 0
STOG | 0 | 0 | 0 | 0 | 0 | 0
STWD | 159.73 | 159.73 | 159.73 | 159.73 | 159.73 | 124.51
WT | 0 | 0 | 0 | 0 | 0 | 0
IGCC | 0 | 0 | 0 | 0 | 0 | 0
DemandResponse | 0 | 0 | 0 | 0 | 0 | 0
IGCC-CCS | 0 | 0 | 0 | 0 | 0 | 0
WT_off | 0 | 0 | 0 | 0 | 0 | 0
PseudoUnit | 0 | 0 | 0 | 0 | 0 | 0
FixedInterchange | 0 | 0 | 0 | 0 | 0 | 0
Fuel Cost by Reporting Type: IESO
ReportingType | 2015 | 2020 | 2025 | 2030 | 2035 | 2040
BM | 0 | 0.12 | 0 | 0.64 | 2.81 | 5.36
CC | 197.18 | 18.29 | 3.51 | 4.12 | 1.65 | 4.21
CSP | 0 | 0 | 0 | 0 | 0 | 0
CT | 0 | 0.19 | 0 | 0 | 0 | 0
Coal | 0 | 0 | 0 | 0 | 0 | 0
Geo | 0 | 0 | 0 | 0 | 0 | 0
H | 0 | 0 | 0 | 0 | 0 | 0
LFG | 0.02 | 0.02 | 0.02 | 0.02 | 0.02 | 0.02
Nuc | 854.23 | 863.97 | 907.41 | 944.22 | 869.51 | 757.81
PS | 0 | 0 | 0 | 0 | 0 | 0
PV | 0 | 0 | 0 | 0 | 0 | 0
PeakG | 0 | 0 | 0 | 0 | 0 | 0
PeakO | 0 | 0 | 0 | 0 | 0 | 0
ST | 0 | 0 | 0 | 0 | 0 | 0
STOG | 0 | 0 | 0 | 0 | 0 | 0
STWD | 0.3 | 0.35 | 0.3 | 3.55 | 1.82 | 67.38
WT | 0 | 0 | 0 | 0 | 0 | 0
IGCC | 0 | 0 | 0 | 0 | 0 | 0
DemandResponse | 0 | 0 | 0 | 0 | 0 | 0
IGCC-CCS | 0 | 0 | 0 | 0 | 0 | 0
WT_off | 0 | 0 | 0 | 0 | 0 | 0
PseudoUnit | 0 | 0 | 0 | 0 | 0 | 0
FixedInterchange | 0 | 0 | 0 | 0 | 0 | 0
Fuel Cost by Reporting Type: MAPP_CA
ReportingType | 2015 | 2020 | 2025 | 2030 | 2035 | 2040
BM | 0 | 0 | 0 | 0 | 0 | 0
CC | 257.74 | 295.18 | 29.06 | 0 | 0 | 0
CSP | 0 | 0 | 0 | 0 | 0 | 0
CT | 0 | 0 | 0 | 0 | 0 | 0
Coal | 11.82 | 1.79 | 0 | 0 | 0 | 0
Geo | 0 | 0 | 0 | 0 | 0 | 0
H | 0 | 0 | 0 | 0 | 0 | 0
LFG | 0 | 0 | 0 | 0 | 0 | 0
Nuc | 0 | 0 | 0 | 0 | 0.04 | 0
PS | 0 | 0 | 0 | 0 | 0 | 0
PV | 0 | 0 | 0 | 0 | 0 | 0
PeakG | 3.32 | 6.22 | 0 | 0 | 0 | 0
PeakO | 0 | 0 | 0 | 0 | 0 | 0
ST | 0 | 0 | 0 | 0 | 0 | 0
STOG | 0.73 | 0.09 | 0 | 0 | 0 | 0
STWD | 0 | 0 | 0 | 0 | 0 | 0
WT | 0 | 0 | 0 | 0 | 0 | 0
IGCC | 0 | 0 | 0 | 0 | 0 | 0
DemandResponse | 0 | 0 | 0 | 0 | 0 | 0
IGCC-CCS | 0 | 0 | 0 | 0 | 0 | 0
WT_off | 0 | 0 | 0 | 0 | 0 | 0
PseudoUnit | 0 | 0 | 0 | 0 | 0 | 0
FixedInterchange | 0 | 0 | 0 | 0 | 0 | 0
Fuel Cost by Reporting Type: AZ_NM_SNV_Coal
ReportingType | 2015 | 2020 | 2025 | 2030 | 2035 | 2040
BM | 0 | 0 | 0 | 0 | 0 | 0
CC | 0 | 0 | 0 | 0 | 0 | 0
CSP | 0 | 0 | 0 | 0 | 0 | 0
CT | 0 | 0 | 0 | 0 | 0 | 0
Coal | 813.19 | 568.51 | 61.09 | 8.16 | 79.58 | 57.45
Geo | 0 | 0 | 0 | 0 | 0 | 0
H | 0 | 0 | 0 | 0 | 0 | 0
LFG | 0 | 0 | 0 | 0 | 0 | 0
Nuc | 0 | 0 | 0 | 0 | 0 | 0
PS | 0 | 0 | 0 | 0 | 0 | 0
PV | 0 | 0 | 0 | 0 | 0 | 0
PeakG | 0 | 0 | 0 | 0 | 0 | 0
PeakO | 0 | 0 | 0 | 0 | 0 | 0
ST | 0 | 0 | 0 | 0 | 0 | 0
STOG | 0 | 0 | 0 | 0 | 0 | 0
STWD | 0 | 0 | 0 | 0 | 0 | 0
WT | 0 | 0 | 0 | 0 | 0 | 0
IGCC | 0 | 0 | 0 | 0 | 0 | 0
DemandResponse | 0 | 0 | 0 | 0 | 0 | 0
IGCC-CCS | 0 | 0 | 0 | 0 | 0 | 0
WT_off | 0 | 0 | 0 | 0 | 0 | 0
PseudoUnit | 0 | 0 | 0 | 0 | 0 | 0
FixedInterchange | 0 | 0 | 0 | 0 | 0 | 0
Fuel Cost by Reporting Type: AZ_NM_SNV_Gas
ReportingType | 2015 | 2020 | 2025 | 2030 | 2035 | 2040
BM | 0 | 0 | 0 | 0 | 0 | 0
CC | 2901.73 | 2773.88 | 3717.85 | 2439.63 | 430.72 | 353.65
CSP | 0 | 0 | 0 | 0 | 0 | 0
CT | 0 | 0 | 0 | 0.36 | 0 | 0
Coal | 0 | 0 | 0 | 0 | 0 | 0
Geo | 0 | 0 | 0 | 0 | 0 | 0
H | 0 | 0 | 0 | 0 | 0 | 0
LFG | 0 | 0 | 0 | 0 | 0 | 0
Nuc | 0 | 0 | 0 | 0 | 0 | 0
PS | 0 | 0 | 0 | 0 | 0 | 0
PV | 0 | 0 | 0 | 0 | 0 | 0
PeakG | 0 | 0 | 0 | 0 | 0 | 0
PeakO | 0 | 0 | 0 | 0 | 0 | 0
ST | 0 | 0 | 0 | 0 | 0 | 0
STOG | 0 | 0 | 0 | 0 | 0 | 0
STWD | 0 | 0 | 0 | 0 | 0 | 0
WT | 0 | 0 | 0 | 0 | 0 | 0
IGCC | 0 | 0 | 0 | 0 | 0 | 0
DemandResponse | 0 | 0 | 0 | 0 | 0 | 0
IGCC-CCS | 0 | 0 | 0 | 0 | 0 | 0
WT_off | 0 | 0 | 0 | 0 | 0 | 0
PseudoUnit | 0 | 0 | 0 | 0 | 0 | 0
FixedInterchange | 0 | 0 | 0 | 0 | 0 | 0
Fuel Cost by Reporting Type: AZ_NM_SNV_NucRenew
ReportingType | 2015 | 2020 | 2025 | 2030 | 2035 | 2040
BM | 0 | 0 | 0 | 0 | 0 | 0
CC | 0 | 0 | 0 | 0 | 0 | 0
CSP | 0 | 0 | 0 | 0 | 0 | 0
CT | 0 | 0 | 0 | 0 | 0 | 0
Coal | 0 | 0 | 0 | 0 | 0 | 0
Geo | 0 | 0 | 0 | 0 | 0 | 0
H | 0 | 0 | 0 | 0 | 0 | 0
LFG | 0 | 0 | 0.08 | 0.08 | 0.08 | 0.08
Nuc | 254.91 | 260.1 | 276.36 | 297.52 | 1400.06 | 1485.92
PS | 0 | 0 | 0 | 0 | 0 | 0
PV | 0 | 0 | 0 | 0 | 0 | 0
PeakG | 0 | 0 | 0 | 0 | 0 | 0
PeakO | 0 | 0 | 0 | 0 | 0 | 0
ST | 0 | 0 | 0 | 0 | 0 | 0
STOG | 0 | 0 | 0 | 0 | 0 | 0
STWD | 11.54 | 11.54 | 11.54 | 11.54 | 11.54 | 11.54
WT | 0 | 0 | 0 | 0 | 0 | 0
IGCC | 0 | 0 | 0 | 0 | 0 | 0
DemandResponse | 0 | 0 | 0 | 0 | 0 | 0
IGCC-CCS | 0 | 0 | 0 | 0 | 0 | 0
WT_off | 0 | 0 | 0 | 0 | 0 | 0
PseudoUnit | 0 | 0 | 0 | 0 | 0 | 0
FixedInterchange | 0 | 0 | 0 | 0 | 0 | 0
Fuel Cost by Reporting Type: ERCOT
ReportingType | 2015 | 2020 | 2025 | 2030 | 2035 | 2040
BM | 3.98 | 6.89 | 10.4 | 74.16 | 74.16 | 1603.69
CC | 8929 | 10484.76 | 8243.16 | 6161.01 | 2511.45 | 1741.51
CSP | 0 | 0 | 0 | 0 | 0 | 0
CT | 0 | 0.17 | 0.09 | 0.41 | 0 | 0
Coal | 784.26 | 491.99 | 95.79 | 127.91 | 155.2 | 155.2
Geo | 0 | 0 | 0 | 0 | 0 | 0
H | 0 | 0 | 0 | 0 | 0 | 0
LFG | 0 | 0 | 0.45 | 0.45 | 0.45 | 0.45
Nuc | 339.13 | 346.04 | 367.67 | 374.85 | 1458.77 | 1567.62
PS | 0 | 0 | 0 | 0 | 0 | 0
PV | 0 | 0 | 0 | 0 | 0 | 0
PeakG | 0 | 0.48 | 0 | 2.31 | 1.85 | 2.38
PeakO | 0 | 0 | 0 | 0 | 0 | 0
ST | 0 | 0 | 0 | 0 | 0 | 0
STOG | 130.42 | 230.62 | 61.72 | 73.46 | 0 | 0
STWD | 0 | 0 | 0 | 0 | 0 | 0
WT | 0 | 0 | 0 | 0 | 0 | 0
IGCC | 0 | 0 | 0 | 0 | 0 | 0
DemandResponse | 0 | 0 | 0 | 0 | 0 | 0
IGCC-CCS | 0 | 0 | 0 | 0 | 0 | 0
WT_off | 0 | 0 | 0 | 0 | 0 | 0
PseudoUnit | 0 | 0 | 0 | 0 | 0 | 0
FixedInterchange | 0 | 0 | 0 | 0 | 0 | 0
Fuel Cost by Reporting Type: NP15
ReportingType | 2015 | 2020 | 2025 | 2030 | 2035 | 2040
BM | 0 | 0 | 0 | 0 | 0 | 0
CC | 2775.78 | 3174.44 | 2953.24 | 2015.91 | 892.56 | 382.43
CSP | 0 | 0 | 0 | 0 | 0 | 0
CT | 0 | 0 | 0 | 0 | 0 | 0
Coal | 35.53 | 0 | 0 | 0 | 0 | 0
Geo | 0 | 0 | 0 | 0 | 0 | 0
H | 0 | 0 | 0 | 0 | 0 | 0
LFG | 0 | 0.48 | 0.72 | 0.72 | 0.72 | 0.72
Nuc | 150.62 | 153.69 | 163.3 | 166.49 | 318.57 | 552.42
PS | 0 | 0 | 0 | 0 | 0 | 0
PV | 0 | 0 | 0 | 0 | 0 | 0
PeakG | 0 | 0 | 0 | 0 | 0 | 0
PeakO | 0 | 0 | 0 | 0 | 0 | 0
ST | 0 | 0 | 0 | 0 | 0 | 0
STOG | 5.12 | 2.36 | 4.43 | 0.4 | 0.47 | 0
STWD | 244.45 | 244.45 | 119.21 | 244.45 | 244.45 | 244.45
WT | 0 | 0 | 0 | 0 | 0 | 0
IGCC | 0 | 0 | 0 | 0 | 0 | 0
DemandResponse | 0 | 0 | 0 | 0 | 0 | 0
IGCC-CCS | 0 | 0 | 0 | 0 | 0 | 0
WT_off | 0 | 0 | 0 | 0 | 0 | 0
PseudoUnit | 0 | 0 | 0 | 0 | 0 | 0
FixedInterchange | 0 | 0 | 0 | 0 | 0 | 0
Fuel Cost by Reporting Type: NWPP_Coal
ReportingType | 2015 | 2020 | 2025 | 2030 | 2035 | 2040
BM | 0 | 0 | 0 | 0 | 0 | 0
CC | 0 | 0 | 0 | 0 | 0 | 0
CSP | 0 | 0 | 0 | 0 | 0 | 0
CT | 0 | 0 | 0 | 0 | 0 | 0
Coal | 542.69 | 355.18 | 21.69 | 21.69 | 21.69 | 21.69
Geo | 0 | 0 | 0 | 0 | 0 | 0
H | 0 | 0 | 0 | 0 | 0 | 0
LFG | 0 | 0 | 0 | 0 | 0 | 0
Nuc | 0 | 0 | 0 | 0 | 0 | 0
PS | 0 | 0 | 0 | 0 | 0 | 0
PV | 0 | 0 | 0 | 0 | 0 | 0
PeakG | 0 | 0 | 0 | 0 | 0 | 0
PeakO | 0 | 0 | 0 | 0 | 0 | 0
ST | 0 | 0 | 0 | 0 | 0 | 0
STOG | 0 | 0 | 0 | 0 | 0 | 0
STWD | 0 | 0 | 0 | 0 | 0 | 0
WT | 0 | 0 | 0 | 0 | 0 | 0
IGCC | 0 | 0 | 0 | 0 | 0 | 0
DemandResponse | 0 | 0 | 0 | 0 | 0 | 0
IGCC-CCS | 0 | 0 | 0 | 0 | 0 | 0
WT_off | 0 | 0 | 0 | 0 | 0 | 0
PseudoUnit | 0 | 0 | 0 | 0 | 0 | 0
FixedInterchange | 0 | 0 | 0 | 0 | 0 | 0
Fuel Cost by Reporting Type: NWPP_Gas
ReportingType | 2015 | 2020 | 2025 | 2030 | 2035 | 2040
BM | 0 | 0 | 0 | 0 | 0 | 0
CC | 2204.49 | 3012.91 | 2796.6 | 1579.29 | 210.9 | 203.1
CSP | 0 | 0 | 0 | 0 | 0 | 0
CT | 0 | 0 | 0 | 0 | 0 | 0
Coal | 0 | 0 | 0 | 0 | 0 | 0
Geo | 0 | 0 | 0 | 0 | 0 | 0
H | 0 | 0 | 0 | 0 | 0 | 0
LFG | 0 | 0 | 0 | 0 | 0 | 0
Nuc | 0 | 0 | 0 | 0 | 0 | 0
PS | 0 | 0 | 0 | 0 | 0 | 0
PV | 0 | 0 | 0 | 0 | 0 | 0
PeakG | 0 | 0 | 0 | 0 | 0 | 0
PeakO | 0 | 0 | 0 | 0 | 0 | 0
ST | 0 | 0 | 0 | 0 | 0 | 0
STOG | 0 | 0 | 0 | 0 | 0 | 0
STWD | 0 | 0 | 0 | 0 | 0 | 0
WT | 0 | 0 | 0 | 0 | 0 | 0
IGCC | 0 | 0 | 0 | 0 | 0 | 0
DemandResponse | 0 | 0 | 0 | 0 | 0 | 0
IGCC-CCS | 0 | 0 | 0 | 0 | 0 | 0
WT_off | 0 | 0 | 0 | 0 | 0 | 0
PseudoUnit | 0 | 0 | 0 | 0 | 0 | 0
FixedInterchange | 0 | 0 | 0 | 0 | 0 | 0
Fuel Cost by Reporting Type: NWPP_NucRenew
ReportingType | 2015 | 2020 | 2025 | 2030 | 2035 | 2040
BM | 0 | 4.51 | 16.65 | 16.65 | 16.65 | 1738.15
CC | 0 | 0 | 0 | 0 | 0 | 0
CSP | 0 | 0 | 0 | 0 | 0 | 0
CT | 0 | 0 | 0 | 0 | 0 | 0
Coal | 0 | 0 | 0 | 0 | 0 | 0
Geo | 0 | 0 | 0 | 0 | 0 | 0
H | 0 | 0 | 0 | 0 | 0 | 0
LFG | 0.03 | 0.03 | 0.34 | 0.34 | 0.34 | 0.34
Nuc | 71.13 | 72.58 | 77.12 | 78.63 | 355.74 | 355.74
PS | 0 | 0 | 0 | 0 | 0 | 0
PV | 0 | 0 | 0 | 0 | 0 | 0
PeakG | 0 | 0 | 0 | 0 | 0 | 0
PeakO | 0 | 0 | 0 | 0 | 0 | 0
ST | 0 | 0 | 0 | 0 | 0 | 0
STOG | 0 | 0 | 0 | 0 | 0 | 0
STWD | 0 | 0 | 301.46 | 301.46 | 301.46 | 301.46
WT | 0 | 0 | 0 | 0 | 0 | 0
IGCC | 0 | 0 | 0 | 0 | 0 | 0
DemandResponse | 0 | 0 | 0 | 0 | 0 | 0
IGCC-CCS | 0 | 0 | 0 | 0 | 0 | 0
WT_off | 0 | 0 | 0 | 0 | 0 | 0
PseudoUnit | 0 | 0 | 0 | 0 | 0 | 0
FixedInterchange | 0 | 0 | 0 | 0 | 0 | 0
Fuel Cost by Reporting Type: RMPA
ReportingType | 2015 | 2020 | 2025 | 2030 | 2035 | 2040
BM | 0 | 0 | 0 | 0 | 1015.66 | 1196.47
CC | 505.02 | 670.37 | 921.34 | 551.47 | 203.66 | 152.48
CSP | 0 | 0 | 0 | 0 | 0 | 0
CT | 0 | 0 | 0 | 0 | 0 | 0
Coal | 563.13 | 411.29 | 89.69 | 55.95 | 55.88 | 52.41
Geo | 0 | 0 | 0 | 0 | 0 | 0
H | 0 | 0 | 0 | 0 | 0 | 0
LFG | 0 | 0 | 0.04 | 0.04 | 0.04 | 0.04
Nuc | 0 | 0 | 0 | 84.8 | 84.82 | 84.81
PS | 0 | 0 | 0 | 0 | 0 | 0
PV | 0 | 0 | 0 | 0 | 0 | 0
PeakG | 0 | 0 | 0.42 | 0.41 | 0.27 | 0.13
PeakO | 0 | 0 | 0 | 0 | 0 | 0
ST | 0 | 0 | 0 | 0 | 0 | 0
STOG | 0 | 0 | 0 | 0 | 0 | 0
STWD | 0 | 0 | 0 | 0 | 0 | 0
WT | 0 | 0 | 0 | 0 | 0 | 0
IGCC | 0 | 0 | 0 | 0 | 0 | 0
DemandResponse | 0 | 0 | 0 | 0 | 0 | 0
IGCC-CCS | 0 | 0 | 0 | 0 | 0 | 0
WT_off | 0 | 0 | 0 | 0 | 0 | 0
PseudoUnit | 0 | 0 | 0 | 0 | 0 | 0
FixedInterchange | 0 | 0 | 0 | 0 | 0 | 0
Fuel Cost by Reporting Type: SP15
ReportingType | 2015 | 2020 | 2025 | 2030 | 2035 | 2040
BM | 3.07 | 3.07 | 3.07 | 3.07 | 3.07 | 345
CC | 3807.03 | 3816.34 | 3576.61 | 2529.04 | 1123.81 | 630.1
CSP | 0 | 0 | 0 | 0 | 0 | 0
CT | 0 | 0 | 0 | 0 | 0 | 0
Coal | 20.36 | 3.9 | 0 | 0 | 0 | 0
Geo | 0 | 0 | 0 | 0 | 0 | 0
H | 0 | 0 | 0 | 0 | 0 | 0
LFG | 0.01 | 0.72 | 0.72 | 0.72 | 0.72 | 0.72
Nuc | 139.02 | 141.86 | 150.73 | 153.67 | 153.67 | 153.67
PS | 0 | 0 | 0 | 0 | 0 | 0
PV | 0 | 0 | 0 | 0 | 0 | 0
PeakG | 0 | 0 | 0 | 0 | 0 | 0
PeakO | 0 | 0 | 0 | 0 | 0 | 0
ST | 0 | 0 | 0 | 0 | 0 | 0
STOG | 31.57 | 17.36 | 24.83 | 19.66 | 8.88 | 18.77
STWD | 62.63 | 62.63 | 62.63 | 62.63 | 62.63 | 62.63
WT | 0 | 0 | 0 | 0 | 0 | 0
IGCC | 0 | 0 | 0 | 0 | 0 | 0
DemandResponse | 0 | 0 | 0 | 0 | 0 | 0
IGCC-CCS | 0 | 0 | 0 | 0 | 0 | 0
WT_off | 0 | 0 | 0 | 0 | 0 | 0
PseudoUnit | 0 | 0 | 0 | 0 | 0 | 0
FixedInterchange | 0 | 0 | 0 | 0 | 0 | 0
Fuel Cost by Reporting Type: ALB
ReportingType | 2015 | 2020 | 2025 | 2030 | 2035 | 2040
BM | 0 | 0 | 0 | 0 | 0 | 0
CC | 593.77 | 729.3 | 836.43 | 91.02 | 0.1 | 0.55
CSP | 0 | 0 | 0 | 0 | 0 | 0
CT | 0 | 0 | 0 | 0 | 0 | 0
Coal | 217.7 | 217.7 | 212.49 | 0 | 0 | 0
Geo | 0 | 0 | 0 | 0 | 0 | 0
H | 0 | 0 | 0 | 0 | 0 | 0
LFG | 0 | 0 | 0 | 0 | 0 | 0
Nuc | 0 | 0 | 0.01 | 600.15 | 646.58 | 647.53
PS | 0 | 0 | 0 | 0 | 0 | 0
PV | 0 | 0 | 0 | 0 | 0 | 0
PeakG | 0 | 0 | 0 | 0 | 0 | 0
PeakO | 0 | 0 | 0 | 0 | 0 | 0
ST | 0 | 0 | 0 | 0 | 0 | 0
STOG | 0 | 0 | 0 | 0 | 0 | 0
STWD | 0 | 49.37 | 85 | 85 | 85 | 85
WT | 0 | 0 | 0 | 0 | 0 | 0
IGCC | 0 | 0 | 0 | 0 | 0 | 0
DemandResponse | 0 | 0 | 0 | 0 | 0 | 0
IGCC-CCS | 0 | 0 | 0 | 0 | 0 | 0
WT_off | 0 | 0 | 0 | 0 | 0 | 0
PseudoUnit | 0 | 0 | 0 | 0 | 0 | 0
FixedInterchange | 0 | 0 | 0 | 0 | 0 | 0
Fuel Cost by Reporting Type: BC
ReportingType | 2015 | 2020 | 2025 | 2030 | 2035 | 2040
BM | 0 | 0 | 0 | 0 | 0 | 0
CC | 163.04 | 188.59 | 210.4 | 162.82 | 0 | 0
CSP | 0 | 0 | 0 | 0 | 0 | 0
CT | 0 | 0 | 0 | 0 | 0 | 0
Coal | 0 | 0 | 0 | 0 | 0 | 0
Geo | 0 | 0 | 0 | 0 | 0 | 0
H | 0 | 0 | 0 | 0 | 0 | 0
LFG | 0 | 0 | 0 | 0 | 0 | 0
Nuc | 0 | 0 | 0.02 | 13.99 | 23.06 | 86.49
PS | 0 | 0 | 0 | 0 | 0 | 0
PV | 0 | 0 | 0 | 0 | 0 | 0
PeakG | 0 | 0 | 0 | 0 | 0 | 0
PeakO | 0 | 0 | 0 | 0 | 0 | 0
ST | 0 | 0 | 0 | 0 | 0 | 0
STOG | 0 | 0 | 0 | 0 | 0 | 0
STWD | 0 | 75.3 | 271.44 | 271.44 | 271.44 | 271.44
WT | 0 | 0 | 0 | 0 | 0 | 0
IGCC | 0 | 0 | 0 | 0 | 0 | 0
DemandResponse | 0 | 0 | 0 | 0 | 0 | 0
IGCC-CCS | 0 | 0 | 0 | 0 | 0 | 0
WT_off | 0 | 0 | 0 | 0 | 0 | 0
PseudoUnit | 0 | 0 | 0 | 0 | 0 | 0
FixedInterchange | 0 | 0 | 0 | 0 | 0 | 0
Fuel Cost by Reporting Type: HQ_IESO
ReportingType | 2015 | 2020 | 2025 | 2030 | 2035 | 2040
BM | 0 | 0 | 0 | 0 | 0 | 0
CC | 0 | 0 | 0 | 0 | 0 | 0
CSP | 0 | 0 | 0 | 0 | 0 | 0
CT | 0 | 0 | 0 | 0 | 0 | 0
Coal | 0 | 0 | 0 | 0 | 0 | 0
Geo | 0 | 0 | 0 | 0 | 0 | 0
H | 0 | 0 | 0 | 0 | 0 | 0
LFG | 0 | 0 | 0 | 0 | 0 | 0
Nuc | 0 | 0 | 0 | 0 | 0 | 0
PS | 0 | 0 | 0 | 0 | 0 | 0
PV | 0 | 0 | 0 | 0 | 0 | 0
PeakG | 0 | 0 | 0 | 0 | 0 | 0
PeakO | 0 | 0 | 0 | 0 | 0 | 0
ST | 0 | 0 | 0 | 0 | 0 | 0
STOG | 0 | 0 | 0 | 0 | 0 | 0
STWD | 0 | 0 | 0 | 0 | 0 | 0
WT | 0 | 0 | 0 | 0 | 0 | 0
IGCC | 0 | 0 | 0 | 0 | 0 | 0
DemandResponse | 0 | 0 | 0 | 0 | 0 | 0
IGCC-CCS | 0 | 0 | 0 | 0 | 0 | 0
WT_off | 0 | 0 | 0 | 0 | 0 | 0
PseudoUnit | 0 | 0 | 0 | 0 | 0 | 0
FixedInterchange | 0 | 0 | 0 | 0 | 0 | 0
Fuel Cost by Reporting Type: HQ_NEISO
ReportingType | 2015 | 2020 | 2025 | 2030 | 2035 | 2040
BM | 0 | 0 | 0 | 0 | 0 | 0
CC | 0 | 0 | 0 | 0 | 0 | 0
CSP | 0 | 0 | 0 | 0 | 0 | 0
CT | 0 | 0 | 0 | 0 | 0 | 0
Coal | 0 | 0 | 0 | 0 | 0 | 0
Geo | 0 | 0 | 0 | 0 | 0 | 0
H | 0 | 0 | 0 | 0 | 0 | 0
LFG | 0 | 0 | 0 | 0 | 0 | 0
Nuc | 0 | 0 | 0 | 0 | 0.03 | 0.03
PS | 0 | 0 | 0 | 0 | 0 | 0
PV | 0 | 0 | 0 | 0 | 0 | 0
PeakG | 0 | 0 | 0 | 0 | 0 | 0
PeakO | 0 | 0 | 0 | 0 | 0 | 0
ST | 0 | 0 | 0 | 0 | 0 | 0
STOG | 0 | 0 | 0 | 0 | 0 | 0
STWD | 0 | 0 | 0 | 0 | 0 | 0
WT | 0 | 0 | 0 | 0 | 0 | 0
IGCC | 0 | 0 | 0 | 0 | 0 | 0
DemandResponse | 0 | 0 | 0 | 0 | 0 | 0
IGCC-CCS | 0 | 0 | 0 | 0 | 0 | 0
WT_off | 0 | 0 | 0 | 0 | 0 | 0
PseudoUnit | 0 | 0 | 0 | 0 | 0 | 0
FixedInterchange | 0 | 0 | 0 | 0 | 0 | 0
Fuel Cost by Reporting Type: HQ_NY
ReportingType | 2015 | 2020 | 2025 | 2030 | 2035 | 2040
BM | 0 | 0 | 0 | 0 | 0 | 0
CC | 0 | 0 | 0 | 0 | 0 | 0
CSP | 0 | 0 | 0 | 0 | 0 | 0
CT | 0 | 0 | 0 | 0 | 0 | 0
Coal | 0 | 0 | 0 | 0 | 0 | 0
Geo | 0 | 0 | 0 | 0 | 0 | 0
H | 0 | 0 | 0 | 0 | 0 | 0
LFG | 0 | 0 | 0 | 0 | 0 | 0
Nuc | 0 | 0 | 0 | 0 | 0.03 | 0.05
PS | 0 | 0 | 0 | 0 | 0 | 0
PV | 0 | 0 | 0 | 0 | 0 | 0
PeakG | 0 | 0 | 0 | 0 | 0 | 0
PeakO | 0 | 0 | 0 | 0 | 0 | 0
ST | 0 | 0 | 0 | 0 | 0 | 0
STOG | 0 | 0 | 0 | 0 | 0 | 0
STWD | 0 | 0 | 0 | 0 | 0 | 0
WT | 0 | 0 | 0 | 0 | 0 | 0
IGCC | 0 | 0 | 0 | 0 | 0 | 0
DemandResponse | 0 | 0 | 0 | 0 | 0 | 0
IGCC-CCS | 0 | 0 | 0 | 0 | 0 | 0
WT_off | 0 | 0 | 0 | 0 | 0 | 0
PseudoUnit | 0 | 0 | 0 | 0 | 0 | 0
FixedInterchange | 0 | 0 | 0 | 0 | 0 | 0
Fuel Cost by Reporting Type: MARITIMES
ReportingType | 2015 | 2020 | 2025 | 2030 | 2035 | 2040
BM | 0 | 0 | 0 | 0 | 0 | 0
CC | 0 | 0 | 0 | 0 | 0 | 0
CSP | 0 | 0 | 0 | 0 | 0 | 0
CT | 0 | 0 | 0 | 0 | 0 | 0
Coal | 0 | 0 | 0 | 0 | 0 | 0
Geo | 0 | 0 | 0 | 0 | 0 | 0
H | 0 | 0 | 0 | 0 | 0 | 0
LFG | 0 | 0 | 0 | 0 | 0 | 0
Nuc | 0 | 0 | 0 | 0 | 0.03 | 0.03
PS | 0 | 0 | 0 | 0 | 0 | 0
PV | 0 | 0 | 0 | 0 | 0 | 0
PeakG | 0 | 0 | 0 | 0 | 0 | 0
PeakO | 0 | 0 | 0 | 0 | 0 | 0
ST | 0 | 0 | 0 | 0 | 0 | 0
STOG | 0 | 0 | 0 | 0 | 0 | 0
STWD | 0 | 0 | 0 | 0 | 0 | 0
WT | 0 | 0 | 0 | 0 | 0 | 0
IGCC | 0 | 0 | 0 | 0 | 0 | 0
DemandResponse | 0 | 0 | 0 | 0 | 0 | 0
IGCC-CCS | 0 | 0 | 0 | 0 | 0 | 0
WT_off | 0 | 0 | 0 | 0 | 0 | 0
PseudoUnit | 0 | 0 | 0 | 0 | 0 | 0
FixedInterchange | 0 | 0 | 0 | 0 | 0 | 0
Fuel Cost by Reporting Type: All
ReportingType | 2015 | 2020 | 2025 | 2030 | 2035 | 2040
BM | 151.55 | 403.14 | 602.86 | 806.54 | 14101.46 | 43757.29
CC | 70255.66 | 90697.51 | 84947.68 | 59802 | 27721.85 | 9174.32
CSP | 0 | 0 | 0 | 0 | 0 | 0
CT | 42.94 | 55.84 | 84.3 | 90.75 | 5.59 | 3.31
Coal | 19115.91 | 6952.32 | 1417.5 | 1327.87 | 2401.3 | 2511.99
Geo | 0 | 0 | 0 | 0 | 0 | 0
H | 0 | 0 | 0 | 0 | 0 | 0
LFG | 0.25 | 2.74 | 5.56 | 6.49 | 6.49 | 6.49
Nuc | 7711.7 | 8121.16 | 8618.18 | 9413.84 | 13972.79 | 16138.76
PS | 0 | 0 | 0 | 0 | 0 | 0
PV | 0 | 0 | 0 | 0 | 0 | 0
PeakG | 181.47 | 311.29 | 359.51 | 407.25 | 143.98 | 99.03
PeakO | 0 | 0 | 0 | 0 | 0 | 0
ST | 0 | 0 | 0 | 0 | 0 | 0
STOG | 471.13 | 546.11 | 264.28 | 219.82 | 33 | 28.39
STWD | 948.75 | 1001.66 | 1379.51 | 2062.74 | 2443.06 | 2224.9
WT | 0 | 0.01 | 0.01 | 0.01 | 0.01 | 0.01
IGCC | 87.33 | 80.75 | 9.96 | 0.09 | 0 | 0
DemandResponse | 0 | 0 | 0 | 0 | 0 | 0
IGCC-CCS | 0 | 0 | 0 | 0 | 0 | 0
WT_off | 0 | 0 | 0 | 0 | 0 | 0
PseudoUnit | 0 | 0 | 0 | 0 | 0 | 0
FixedInterchange | 0 | 0 | 0 | 0 | 0 | 0
Fuel Cost by Reporting Type: EI_US
ReportingType | 2015 | 2020 | 2025 | 2030 | 2035 | 2040
BM | 144.5 | 388.55 | 572.75 | 712.03 | 12989.12 | 38868.61
CC | 47920.89 | 65533.44 | 61659.47 | 44267.7 | 22346.99 | 5706.31
CSP | 0 | 0 | 0 | 0 | 0 | 0
CT | 42.94 | 55.49 | 84.21 | 89.98 | 5.59 | 3.31
Coal | 16127.23 | 4901.95 | 936.76 | 1114.16 | 2088.94 | 2225.24
Geo | 0 | 0 | 0 | 0 | 0 | 0
H | 0 | 0 | 0 | 0 | 0 | 0
LFG | 0.18 | 1.48 | 3.19 | 4.11 | 4.11 | 4.11
Nuc | 5902.65 | 6282.89 | 6675.56 | 6699.52 | 8661.97 | 10446.75
PS | 0 | 0 | 0 | 0 | 0 | 0
PV | 0 | 0 | 0 | 0 | 0 | 0
PeakG | 178.15 | 304.59 | 359.09 | 404.53 | 141.86 | 96.52
PeakO | 0 | 0 | 0 | 0 | 0 | 0
ST | 0 | 0 | 0 | 0 | 0 | 0
STOG | 303.3 | 295.69 | 173.29 | 126.31 | 23.65 | 9.62
STWD | 629.82 | 558.02 | 527.93 | 1082.68 | 1464.73 | 1181.01
WT | 0 | 0 | 0.01 | 0.01 | 0.01 | 0.01
IGCC | 87.33 | 80.75 | 9.96 | 0.09 | 0 | 0
DemandResponse | 0 | 0 | 0 | 0 | 0 | 0
IGCC-CCS | 0 | 0 | 0 | 0 | 0 | 0
WT_off | 0 | 0 | 0 | 0 | 0 | 0
PseudoUnit | 0 | 0 | 0 | 0 | 0 | 0
FixedInterchange | 0 | 0 | 0 | 0 | 0 | 0
Fuel Cost by Reporting Type: EI_Canada
ReportingType | 2015 | 2020 | 2025 | 2030 | 2035 | 2040
BM | 0 | 0.12 | 0 | 0.64 | 2.81 | 5.36
CC | 454.92 | 313.47 | 32.57 | 4.12 | 1.65 | 4.21
CSP | 0 | 0 | 0 | 0 | 0 | 0
CT | 0 | 0.19 | 0 | 0 | 0 | 0
Coal | 11.82 | 1.79 | 0 | 0 | 0 | 0
Geo | 0 | 0 | 0 | 0 | 0 | 0
H | 0 | 0 | 0 | 0 | 0 | 0
LFG | 0.02 | 0.02 | 0.02 | 0.02 | 0.02 | 0.02
Nuc | 854.23 | 863.98 | 907.41 | 944.22 | 869.56 | 757.82
PS | 0 | 0 | 0 | 0 | 0 | 0
PV | 0 | 0 | 0 | 0 | 0 | 0
PeakG | 3.32 | 6.22 | 0 | 0 | 0 | 0
PeakO | 0 | 0 | 0 | 0 | 0 | 0
ST | 0 | 0 | 0 | 0 | 0 | 0
STOG | 0.73 | 0.09 | 0 | 0 | 0 | 0
STWD | 0.3 | 0.35 | 0.3 | 3.55 | 1.82 | 67.38
WT | 0 | 0 | 0 | 0 | 0 | 0
IGCC | 0 | 0 | 0 | 0 | 0 | 0
DemandResponse | 0 | 0 | 0 | 0 | 0 | 0
IGCC-CCS | 0 | 0 | 0 | 0 | 0 | 0
WT_off | 0 | 0 | 0 | 0 | 0 | 0
PseudoUnit | 0 | 0 | 0 | 0 | 0 | 0
FixedInterchange | 0 | 0 | 0 | 0 | 0 | 0
Fuel Cost by Reporting Type: EI
ReportingType | 2015 | 2020 | 2025 | 2030 | 2035 | 2040
BM | 144.5 | 388.67 | 572.75 | 712.67 | 12991.93 | 38873.97
CC | 48375.8 | 65846.91 | 61692.03 | 44271.82 | 22348.65 | 5710.52
CSP | 0 | 0 | 0 | 0 | 0 | 0
CT | 42.94 | 55.68 | 84.21 | 89.98 | 5.59 | 3.31
Coal | 16139.05 | 4903.75 | 936.76 | 1114.16 | 2088.94 | 2225.24
Geo | 0 | 0 | 0 | 0 | 0 | 0
H | 0 | 0 | 0 | 0 | 0 | 0
LFG | 0.2 | 1.5 | 3.21 | 4.13 | 4.13 | 4.13
Nuc | 6756.88 | 7146.87 | 7582.98 | 7643.74 | 9531.52 | 11204.57
PS | 0 | 0 | 0 | 0 | 0 | 0
PV | 0 | 0 | 0 | 0 | 0 | 0
PeakG | 181.47 | 310.8 | 359.09 | 404.53 | 141.86 | 96.52
PeakO | 0 | 0 | 0 | 0 | 0 | 0
ST | 0 | 0 | 0 | 0 | 0 | 0
STOG | 304.03 | 295.78 | 173.29 | 126.31 | 23.65 | 9.62
STWD | 630.13 | 558.38 | 528.24 | 1086.23 | 1466.55 | 1248.39
WT | 0 | 0 | 0.01 | 0.01 | 0.01 | 0.01
IGCC | 87.33 | 80.75 | 9.96 | 0.09 | 0 | 0
DemandResponse | 0 | 0 | 0 | 0 | 0 | 0
IGCC-CCS | 0 | 0 | 0 | 0 | 0 | 0
WT_off | 0 | 0 | 0 | 0 | 0 | 0
PseudoUnit | 0 | 0 | 0 | 0 | 0 | 0
FixedInterchange | 0 | 0 | 0 | 0 | 0 | 0
Fuel Cost by Reporting Type: Outside_EI
ReportingType | 2015 | 2020 | 2025 | 2030 | 2035 | 2040
BM | 7.05 | 14.47 | 30.11 | 93.87 | 1109.53 | 4883.32
CC | 21879.86 | 24850.6 | 23255.65 | 15530.18 | 5373.2 | 3463.81
CSP | 0 | 0 | 0 | 0 | 0 | 0
CT | 0 | 0.17 | 0.09 | 0.77 | 0 | 0
Coal | 2976.86 | 2048.57 | 480.74 | 213.71 | 312.35 | 286.75
Geo | 0 | 0 | 0 | 0 | 0 | 0
H | 0 | 0 | 0 | 0 | 0 | 0
LFG | 0.05 | 1.24 | 2.36 | 2.36 | 2.36 | 2.36
Nuc | 954.81 | 974.29 | 1035.21 | 1770.1 | 4441.27 | 4934.2
PS | 0 | 0 | 0 | 0 | 0 | 0
PV | 0 | 0 | 0 | 0 | 0 | 0
PeakG | 0 | 0.48 | 0.42 | 2.72 | 2.12 | 2.5
PeakO | 0 | 0 | 0 | 0 | 0 | 0
ST | 0 | 0 | 0 | 0 | 0 | 0
STOG | 167.11 | 250.33 | 90.99 | 93.51 | 9.35 | 18.77
STWD | 318.62 | 443.28 | 851.28 | 976.51 | 976.51 | 976.51
WT | 0 | 0 | 0 | 0 | 0 | 0
IGCC | 0 | 0 | 0 | 0 | 0 | 0
DemandResponse | 0 | 0 | 0 | 0 | 0 | 0
IGCC-CCS | 0 | 0 | 0 | 0 | 0 | 0
WT_off | 0 | 0 | 0 | 0 | 0 | 0
PseudoUnit | 0 | 0 | 0 | 0 | 0 | 0
FixedInterchange | 0 | 0 | 0 | 0 | 0 | 0
#7 | Emission Cost ($million)
==== Emission Program: TitleIV_CAIRSO2 : (SO2) ====
Emission Cost by Reporting Type: Entergy
ReportingType | 2015 | 2020 | 2025 | 2030 | 2035 | 2040
BM | 0 | 0 | 0 | 0 | 0 | 0
CC | 0 | 0 | 0 | 0 | 0 | 0
CSP | 0 | 0 | 0 | 0 | 0 | 0
CT | 0 | 0 | 0 | 0 | 0 | 0
Coal | 27.82 | 0 | 0 | 0 | 0 | 0
Geo | 0 | 0 | 0 | 0 | 0 | 0
H | 0 | 0 | 0 | 0 | 0 | 0
LFG | 0 | 0 | 0 | 0 | 0 | 0
Nuc | 0 | 0 | 0 | 0 | 0 | 0
PS | 0 | 0 | 0 | 0 | 0 | 0
PV | 0 | 0 | 0 | 0 | 0 | 0
PeakG | 0 | 0 | 0 | 0 | 0 | 0
PeakO | 0 | 0 | 0 | 0 | 0 | 0
ST | 0 | 0 | 0 | 0 | 0 | 0
STOG | 0 | 0 | 0 | 0 | 0 | 0
STWD | 0 | 0 | 0 | 0 | 0 | 0
WT | 0 | 0 | 0 | 0 | 0 | 0
IGCC | 0 | 0 | 0 | 0 | 0 | 0
DemandResponse | 0 | 0 | 0 | 0 | 0 | 0
IGCC-CCS | 0 | 0 | 0 | 0 | 0 | 0
WT_off | 0 | 0 | 0 | 0 | 0 | 0
PseudoUnit | 0 | 0 | 0 | 0 | 0 | 0
FixedInterchange | 0 | 0 | 0 | 0 | 0 | 0
Emission Cost by Reporting Type: FRCC
ReportingType | 2015 | 2020 | 2025 | 2030 | 2035 | 2040
BM | 0 | 0 | 0 | 0 | 0 | 0
CC | 0 | 0 | 0 | 0 | 0 | 0
CSP | 0 | 0 | 0 | 0 | 0 | 0
CT | 0 | 0 | 0 | 0 | 0 | 0
Coal | 3.81 | 0 | 0 | 0 | 0 | 0
Geo | 0 | 0 | 0 | 0 | 0 | 0
H | 0 | 0 | 0 | 0 | 0 | 0
LFG | 0 | 0 | 0 | 0 | 0 | 0
Nuc | 0 | 0 | 0 | 0 | 0 | 0
PS | 0 | 0 | 0 | 0 | 0 | 0
PV | 0 | 0 | 0 | 0 | 0 | 0
PeakG | 0 | 0 | 0 | 0 | 0 | 0
PeakO | 0 | 0 | 0 | 0 | 0 | 0
ST | 0 | 0 | 0 | 0 | 0 | 0
STOG | 0 | 0 | 0 | 0 | 0 | 0
STWD | 0 | 0 | 0 | 0 | 0 | 0
WT | 0 | 0 | 0 | 0 | 0 | 0
IGCC | 0 | 0 | 0 | 0 | 0 | 0
DemandResponse | 0 | 0 | 0 | 0 | 0 | 0
IGCC-CCS | 0 | 0 | 0 | 0 | 0 | 0
WT_off | 0 | 0 | 0 | 0 | 0 | 0
PseudoUnit | 0 | 0 | 0 | 0 | 0 | 0
FixedInterchange | 0 | 0 | 0 | 0 | 0 | 0
Emission Cost by Reporting Type: MAPP_US
ReportingType | 2015 | 2020 | 2025 | 2030 | 2035 | 2040
BM | 0 | 0 | 0 | 0 | 0 | 0
CC | 0 | 0 | 0 | 0 | 0 | 0
CSP | 0 | 0 | 0 | 0 | 0 | 0
CT | 0 | 0 | 0 | 0 | 0 | 0
Coal | 0.84 | 0 | 0 | 0 | 0 | 0
Geo | 0 | 0 | 0 | 0 | 0 | 0
H | 0 | 0 | 0 | 0 | 0 | 0
LFG | 0 | 0 | 0 | 0 | 0 | 0
Nuc | 0 | 0 | 0 | 0 | 0 | 0
PS | 0 | 0 | 0 | 0 | 0 | 0
PV | 0 | 0 | 0 | 0 | 0 | 0
PeakG | 0 | 0 | 0 | 0 | 0 | 0
PeakO | 0 | 0 | 0 | 0 | 0 | 0
ST | 0 | 0 | 0 | 0 | 0 | 0
STOG | 0 | 0 | 0 | 0 | 0 | 0
STWD | 0 | 0 | 0 | 0 | 0 | 0
WT | 0 | 0 | 0 | 0 | 0 | 0
IGCC | 0 | 0 | 0 | 0 | 0 | 0
DemandResponse | 0 | 0 | 0 | 0 | 0 | 0
IGCC-CCS | 0 | 0 | 0 | 0 | 0 | 0
WT_off | 0 | 0 | 0 | 0 | 0 | 0
PseudoUnit | 0 | 0 | 0 | 0 | 0 | 0
FixedInterchange | 0 | 0 | 0 | 0 | 0 | 0
Emission Cost by Reporting Type: MISO_IN
ReportingType | 2015 | 2020 | 2025 | 2030 | 2035 | 2040
BM | 0 | 0 | 0 | 0 | 0 | 0
CC | 0 | 0 | 0 | 0 | 0 | 0
CSP | 0 | 0 | 0 | 0 | 0 | 0
CT | 0 | 0 | 0 | 0 | 0 | 0
Coal | 20.05 | 0 | 0 | 0 | 0 | 0
Geo | 0 | 0 | 0 | 0 | 0 | 0
H | 0 | 0 | 0 | 0 | 0 | 0
LFG | 0 | 0 | 0 | 0 | 0 | 0
Nuc | 0 | 0 | 0 | 0 | 0 | 0
PS | 0 | 0 | 0 | 0 | 0 | 0
PV | 0 | 0 | 0 | 0 | 0 | 0
PeakG | 0 | 0 | 0 | 0 | 0 | 0
PeakO | 0 | 0 | 0 | 0 | 0 | 0
ST | 0 | 0 | 0 | 0 | 0 | 0
STOG | 0 | 0 | 0 | 0 | 0 | 0
STWD | 0 | 0 | 0 | 0 | 0 | 0
WT | 0 | 0 | 0 | 0 | 0 | 0
IGCC | 0.18 | 0 | 0 | 0 | 0 | 0
DemandResponse | 0 | 0 | 0 | 0 | 0 | 0
IGCC-CCS | 0 | 0 | 0 | 0 | 0 | 0
WT_off | 0 | 0 | 0 | 0 | 0 | 0
PseudoUnit | 0 | 0 | 0 | 0 | 0 | 0
FixedInterchange | 0 | 0 | 0 | 0 | 0 | 0
Emission Cost by Reporting Type: MISO_MI
ReportingType | 2015 | 2020 | 2025 | 2030 | 2035 | 2040
BM | 0 | 0 | 0 | 0 | 0 | 0
CC | 0 | 0 | 0 | 0 | 0 | 0
CSP | 0 | 0 | 0 | 0 | 0 | 0
CT | 0 | 0 | 0 | 0 | 0 | 0
Coal | 9.99 | 0 | 0 | 0 | 0 | 0
Geo | 0 | 0 | 0 | 0 | 0 | 0
H | 0 | 0 | 0 | 0 | 0 | 0
LFG | 0 | 0 | 0 | 0 | 0 | 0
Nuc | 0 | 0 | 0 | 0 | 0 | 0
PS | 0 | 0 | 0 | 0 | 0 | 0
PV | 0 | 0 | 0 | 0 | 0 | 0
PeakG | 0 | 0 | 0 | 0 | 0 | 0
PeakO | 0 | 0 | 0 | 0 | 0 | 0
ST | 0 | 0 | 0 | 0 | 0 | 0
STOG | 0 | 0 | 0 | 0 | 0 | 0
STWD | 0 | 0 | 0 | 0 | 0 | 0
WT | 0 | 0 | 0 | 0 | 0 | 0
IGCC | 0 | 0 | 0 | 0 | 0 | 0
DemandResponse | 0 | 0 | 0 | 0 | 0 | 0
IGCC-CCS | 0 | 0 | 0 | 0 | 0 | 0
WT_off | 0 | 0 | 0 | 0 | 0 | 0
PseudoUnit | 0 | 0 | 0 | 0 | 0 | 0
FixedInterchange | 0 | 0 | 0 | 0 | 0 | 0
Emission Cost by Reporting Type: MISO_MO-IL
ReportingType | 2015 | 2020 | 2025 | 2030 | 2035 | 2040
BM | 0 | 0 | 0 | 0 | 0 | 0
CC | 0 | 0 | 0 | 0 | 0 | 0
CSP | 0 | 0 | 0 | 0 | 0 | 0
CT | 0 | 0 | 0 | 0 | 0 | 0
Coal | 31.27 | 0 | 0 | 0 | 0 | 0
Geo | 0 | 0 | 0 | 0 | 0 | 0
H | 0 | 0 | 0 | 0 | 0 | 0
LFG | 0 | 0 | 0 | 0 | 0 | 0
Nuc | 0 | 0 | 0 | 0 | 0 | 0
PS | 0 | 0 | 0 | 0 | 0 | 0
PV | 0 | 0 | 0 | 0 | 0 | 0
PeakG | 0 | 0 | 0 | 0 | 0 | 0
PeakO | 0 | 0 | 0 | 0 | 0 | 0
ST | 0 | 0 | 0 | 0 | 0 | 0
STOG | 0 | 0 | 0 | 0 | 0 | 0
STWD | 0 | 0 | 0 | 0 | 0 | 0
WT | 0 | 0 | 0 | 0 | 0 | 0
IGCC | 0 | 0 | 0 | 0 | 0 | 0
DemandResponse | 0 | 0 | 0 | 0 | 0 | 0
IGCC-CCS | 0 | 0 | 0 | 0 | 0 | 0
WT_off | 0 | 0 | 0 | 0 | 0 | 0
PseudoUnit | 0 | 0 | 0 | 0 | 0 | 0
FixedInterchange | 0 | 0 | 0 | 0 | 0 | 0
Emission Cost by Reporting Type: MISO_W
ReportingType | 2015 | 2020 | 2025 | 2030 | 2035 | 2040
BM | 0 | 0 | 0 | 0 | 0 | 0
CC | 0 | 0 | 0 | 0 | 0 | 0
CSP | 0 | 0 | 0 | 0 | 0 | 0
CT | 0 | 0 | 0 | 0 | 0 | 0
Coal | 17.68 | 0 | 0 | 0 | 0 | 0
Geo | 0 | 0 | 0 | 0 | 0 | 0
H | 0 | 0 | 0 | 0 | 0 | 0
LFG | 0 | 0 | 0 | 0 | 0 | 0
Nuc | 0 | 0 | 0 | 0 | 0 | 0
PS | 0 | 0 | 0 | 0 | 0 | 0
PV | 0 | 0 | 0 | 0 | 0 | 0
PeakG | 0 | 0 | 0 | 0 | 0 | 0
PeakO | 0 | 0 | 0 | 0 | 0 | 0
ST | 0 | 0 | 0 | 0 | 0 | 0
STOG | 0 | 0 | 0 | 0 | 0 | 0
STWD | 0 | 0 | 0 | 0 | 0 | 0
WT | 0 | 0 | 0 | 0 | 0 | 0
IGCC | 0 | 0 | 0 | 0 | 0 | 0
DemandResponse | 0 | 0 | 0 | 0 | 0 | 0
IGCC-CCS | 0 | 0 | 0 | 0 | 0 | 0
WT_off | 0 | 0 | 0 | 0 | 0 | 0
PseudoUnit | 0 | 0 | 0 | 0 | 0 | 0
FixedInterchange | 0 | 0 | 0 | 0 | 0 | 0
Emission Cost by Reporting Type: MISO_WUMS
ReportingType | 2015 | 2020 | 2025 | 2030 | 2035 | 2040
BM | 0 | 0 | 0 | 0 | 0 | 0
CC | 0 | 0 | 0 | 0 | 0 | 0
CSP | 0 | 0 | 0 | 0 | 0 | 0
CT | 0 | 0 | 0 | 0 | 0 | 0
Coal | 2.1 | 0 | 0 | 0 | 0 | 0
Geo | 0 | 0 | 0 | 0 | 0 | 0
H | 0 | 0 | 0 | 0 | 0 | 0
LFG | 0 | 0 | 0 | 0 | 0 | 0
Nuc | 0 | 0 | 0 | 0 | 0 | 0
PS | 0 | 0 | 0 | 0 | 0 | 0
PV | 0 | 0 | 0 | 0 | 0 | 0
PeakG | 0 | 0 | 0 | 0 | 0 | 0
PeakO | 0 | 0 | 0 | 0 | 0 | 0
ST | 0 | 0 | 0 | 0 | 0 | 0
STOG | 0 | 0 | 0 | 0 | 0 | 0
STWD | 0 | 0 | 0 | 0 | 0 | 0
WT | 0 | 0 | 0 | 0 | 0 | 0
IGCC | 0 | 0 | 0 | 0 | 0 | 0
DemandResponse | 0 | 0 | 0 | 0 | 0 | 0
IGCC-CCS | 0 | 0 | 0 | 0 | 0 | 0
WT_off | 0 | 0 | 0 | 0 | 0 | 0
PseudoUnit | 0 | 0 | 0 | 0 | 0 | 0
FixedInterchange | 0 | 0 | 0 | 0 | 0 | 0
Emission Cost by Reporting Type: Nebraska
ReportingType | 2015 | 2020 | 2025 | 2030 | 2035 | 2040
BM | 0 | 0 | 0 | 0 | 0 | 0
CC | 0 | 0 | 0 | 0 | 0 | 0
CSP | 0 | 0 | 0 | 0 | 0 | 0
CT | 0 | 0 | 0 | 0 | 0 | 0
Coal | 3.24 | 0 | 0 | 0 | 0 | 0
Geo | 0 | 0 | 0 | 0 | 0 | 0
H | 0 | 0 | 0 | 0 | 0 | 0
LFG | 0 | 0 | 0 | 0 | 0 | 0
Nuc | 0 | 0 | 0 | 0 | 0 | 0
PS | 0 | 0 | 0 | 0 | 0 | 0
PV | 0 | 0 | 0 | 0 | 0 | 0
PeakG | 0 | 0 | 0 | 0 | 0 | 0
PeakO | 0 | 0 | 0 | 0 | 0 | 0
ST | 0 | 0 | 0 | 0 | 0 | 0
STOG | 0 | 0 | 0 | 0 | 0 | 0
STWD | 0 | 0 | 0 | 0 | 0 | 0
WT | 0 | 0 | 0 | 0 | 0 | 0
IGCC | 0 | 0 | 0 | 0 | 0 | 0
DemandResponse | 0 | 0 | 0 | 0 | 0 | 0
IGCC-CCS | 0 | 0 | 0 | 0 | 0 | 0
WT_off | 0 | 0 | 0 | 0 | 0 | 0
PseudoUnit | 0 | 0 | 0 | 0 | 0 | 0
FixedInterchange | 0 | 0 | 0 | 0 | 0 | 0
Emission Cost by Reporting Type: NEISO
ReportingType | 2015 | 2020 | 2025 | 2030 | 2035 | 2040
BM | 0 | 0 | 0 | 0 | 0 | 0
CC | 0 | 0 | 0 | 0 | 0 | 0
CSP | 0 | 0 | 0 | 0 | 0 | 0
CT | 0 | 0 | 0 | 0 | 0 | 0
Coal | 0 | 0 | 0 | 0 | 0 | 0
Geo | 0 | 0 | 0 | 0 | 0 | 0
H | 0 | 0 | 0 | 0 | 0 | 0
LFG | 0 | 0 | 0 | 0 | 0 | 0
Nuc | 0 | 0 | 0 | 0 | 0 | 0
PS | 0 | 0 | 0 | 0 | 0 | 0
PV | 0 | 0 | 0 | 0 | 0 | 0
PeakG | 0 | 0 | 0 | 0 | 0 | 0
PeakO | 0 | 0 | 0 | 0 | 0 | 0
ST | 0 | 0 | 0 | 0 | 0 | 0
STOG | 0 | 0 | 0 | 0 | 0 | 0
STWD | 0 | 0 | 0 | 0 | 0 | 0
WT | 0 | 0 | 0 | 0 | 0 | 0
IGCC | 0 | 0 | 0 | 0 | 0 | 0
DemandResponse | 0 | 0 | 0 | 0 | 0 | 0
IGCC-CCS | 0 | 0 | 0 | 0 | 0 | 0
WT_off | 0 | 0 | 0 | 0 | 0 | 0
PseudoUnit | 0 | 0 | 0 | 0 | 0 | 0
FixedInterchange | 0 | 0 | 0 | 0 | 0 | 0
Emission Cost by Reporting Type: NonRTO_Midwest
ReportingType | 2015 | 2020 | 2025 | 2030 | 2035 | 2040
BM | 0 | 0 | 0 | 0 | 0 | 0
CC | 0 | 0 | 0 | 0 | 0 | 0
CSP | 0 | 0 | 0 | 0 | 0 | 0
CT | 0 | 0 | 0 | 0 | 0 | 0
Coal | 10.26 | 0 | 0 | 0 | 0 | 0
Geo | 0 | 0 | 0 | 0 | 0 | 0
H | 0 | 0 | 0 | 0 | 0 | 0
LFG | 0 | 0 | 0 | 0 | 0 | 0
Nuc | 0 | 0 | 0 | 0 | 0 | 0
PS | 0 | 0 | 0 | 0 | 0 | 0
PV | 0 | 0 | 0 | 0 | 0 | 0
PeakG | 0 | 0 | 0 | 0 | 0 | 0
PeakO | 0 | 0 | 0 | 0 | 0 | 0
ST | 0 | 0 | 0 | 0 | 0 | 0
STOG | 0 | 0 | 0 | 0 | 0 | 0
STWD | 0 | 0 | 0 | 0 | 0 | 0
WT | 0 | 0 | 0 | 0 | 0 | 0
IGCC | 0 | 0 | 0 | 0 | 0 | 0
DemandResponse | 0 | 0 | 0 | 0 | 0 | 0
IGCC-CCS | 0 | 0 | 0 | 0 | 0 | 0
WT_off | 0 | 0 | 0 | 0 | 0 | 0
PseudoUnit | 0 | 0 | 0 | 0 | 0 | 0
FixedInterchange | 0 | 0 | 0 | 0 | 0 | 0
Emission Cost by Reporting Type: NYISO_A-F
ReportingType | 2015 | 2020 | 2025 | 2030 | 2035 | 2040
BM | 0 | 0 | 0 | 0 | 0 | 0
CC | 0 | 0 | 0 | 0 | 0 | 0
CSP | 0 | 0 | 0 | 0 | 0 | 0
CT | 0 | 0 | 0 | 0 | 0 | 0
Coal | 0 | 0 | 0 | 0 | 0 | 0
Geo | 0 | 0 | 0 | 0 | 0 | 0
H | 0 | 0 | 0 | 0 | 0 | 0
LFG | 0 | 0 | 0 | 0 | 0 | 0
Nuc | 0 | 0 | 0 | 0 | 0 | 0
PS | 0 | 0 | 0 | 0 | 0 | 0
PV | 0 | 0 | 0 | 0 | 0 | 0
PeakG | 0 | 0 | 0 | 0 | 0 | 0
PeakO | 0 | 0 | 0 | 0 | 0 | 0
ST | 0 | 0 | 0 | 0 | 0 | 0
STOG | 0 | 0 | 0 | 0 | 0 | 0
STWD | 0 | 0 | 0 | 0 | 0 | 0
WT | 0 | 0 | 0 | 0 | 0 | 0
IGCC | 0 | 0 | 0 | 0 | 0 | 0
DemandResponse | 0 | 0 | 0 | 0 | 0 | 0
IGCC-CCS | 0 | 0 | 0 | 0 | 0 | 0
WT_off | 0 | 0 | 0 | 0 | 0 | 0
PseudoUnit | 0 | 0 | 0 | 0 | 0 | 0
FixedInterchange | 0 | 0 | 0 | 0 | 0 | 0
Emission Cost by Reporting Type: NYISO_G-I
ReportingType | 2015 | 2020 | 2025 | 2030 | 2035 | 2040
BM | 0 | 0 | 0 | 0 | 0 | 0
CC | 0 | 0 | 0 | 0 | 0 | 0
CSP | 0 | 0 | 0 | 0 | 0 | 0
CT | 0 | 0 | 0 | 0 | 0 | 0
Coal | 0 | 0 | 0 | 0 | 0 | 0
Geo | 0 | 0 | 0 | 0 | 0 | 0
H | 0 | 0 | 0 | 0 | 0 | 0
LFG | 0 | 0 | 0 | 0 | 0 | 0
Nuc | 0 | 0 | 0 | 0 | 0 | 0
PS | 0 | 0 | 0 | 0 | 0 | 0
PV | 0 | 0 | 0 | 0 | 0 | 0
PeakG | 0 | 0 | 0 | 0 | 0 | 0
PeakO | 0 | 0 | 0 | 0 | 0 | 0
ST | 0 | 0 | 0 | 0 | 0 | 0
STOG | 0 | 0 | 0 | 0 | 0 | 0
STWD | 0 | 0 | 0 | 0 | 0 | 0
WT | 0 | 0 | 0 | 0 | 0 | 0
IGCC | 0 | 0 | 0 | 0 | 0 | 0
DemandResponse | 0 | 0 | 0 | 0 | 0 | 0
IGCC-CCS | 0 | 0 | 0 | 0 | 0 | 0
WT_off | 0 | 0 | 0 | 0 | 0 | 0
PseudoUnit | 0 | 0 | 0 | 0 | 0 | 0
FixedInterchange | 0 | 0 | 0 | 0 | 0 | 0
Emission Cost by Reporting Type: NYISO_J-K
ReportingType | 2015 | 2020 | 2025 | 2030 | 2035 | 2040
BM | 0 | 0 | 0 | 0 | 0 | 0
CC | 0 | 0 | 0 | 0 | 0 | 0
CSP | 0 | 0 | 0 | 0 | 0 | 0
CT | 0 | 0 | 0 | 0 | 0 | 0
Coal | 0 | 0 | 0 | 0 | 0 | 0
Geo | 0 | 0 | 0 | 0 | 0 | 0
H | 0 | 0 | 0 | 0 | 0 | 0
LFG | 0 | 0 | 0 | 0 | 0 | 0
Nuc | 0 | 0 | 0 | 0 | 0 | 0
PS | 0 | 0 | 0 | 0 | 0 | 0
PV | 0 | 0 | 0 | 0 | 0 | 0
PeakG | 0 | 0 | 0 | 0 | 0 | 0
PeakO | 0 | 0 | 0 | 0 | 0 | 0
ST | 0 | 0 | 0 | 0 | 0 | 0
STOG | 0 | 0 | 0 | 0 | 0 | 0
STWD | 0 | 0 | 0 | 0 | 0 | 0
WT | 0 | 0 | 0 | 0 | 0 | 0
IGCC | 0 | 0 | 0 | 0 | 0 | 0
DemandResponse | 0 | 0 | 0 | 0 | 0 | 0
IGCC-CCS | 0 | 0 | 0 | 0 | 0 | 0
WT_off | 0 | 0 | 0 | 0 | 0 | 0
PseudoUnit | 0 | 0 | 0 | 0 | 0 | 0
FixedInterchange | 0 | 0 | 0 | 0 | 0 | 0
Emission Cost by Reporting Type: PJM_E
ReportingType | 2015 | 2020 | 2025 | 2030 | 2035 | 2040
BM | 0 | 0 | 0 | 0 | 0 | 0
CC | 0 | 0 | 0 | 0 | 0 | 0
CSP | 0 | 0 | 0 | 0 | 0 | 0
CT | 0 | 0 | 0 | 0 | 0 | 0
Coal | 0.06 | 0 | 0 | 0 | 0 | 0
Geo | 0 | 0 | 0 | 0 | 0 | 0
H | 0 | 0 | 0 | 0 | 0 | 0
LFG | 0 | 0 | 0 | 0 | 0 | 0
Nuc | 0 | 0 | 0 | 0 | 0 | 0
PS | 0 | 0 | 0 | 0 | 0 | 0
PV | 0 | 0 | 0 | 0 | 0 | 0
PeakG | 0 | 0 | 0 | 0 | 0 | 0
PeakO | 0 | 0 | 0 | 0 | 0 | 0
ST | 0 | 0 | 0 | 0 | 0 | 0
STOG | 0 | 0 | 0 | 0 | 0 | 0
STWD | 0 | 0 | 0 | 0 | 0 | 0
WT | 0 | 0 | 0 | 0 | 0 | 0
IGCC | 0 | 0 | 0 | 0 | 0 | 0
DemandResponse | 0 | 0 | 0 | 0 | 0 | 0
IGCC-CCS | 0 | 0 | 0 | 0 | 0 | 0
WT_off | 0 | 0 | 0 | 0 | 0 | 0
PseudoUnit | 0 | 0 | 0 | 0 | 0 | 0
FixedInterchange | 0 | 0 | 0 | 0 | 0 | 0
Emission Cost by Reporting Type: PJM_ROM
ReportingType | 2015 | 2020 | 2025 | 2030 | 2035 | 2040
BM | 0 | 0 | 0 | 0 | 0 | 0
CC | 0 | 0 | 0 | 0 | 0 | 0
CSP | 0 | 0 | 0 | 0 | 0 | 0
CT | 0 | 0 | 0 | 0 | 0 | 0
Coal | 13.15 | 0 | 0 | 0 | 0 | 0
Geo | 0 | 0 | 0 | 0 | 0 | 0
H | 0 | 0 | 0 | 0 | 0 | 0
LFG | 0 | 0 | 0 | 0 | 0 | 0
Nuc | 0 | 0 | 0 | 0 | 0 | 0
PS | 0 | 0 | 0 | 0 | 0 | 0
PV | 0 | 0 | 0 | 0 | 0 | 0
PeakG | 0 | 0 | 0 | 0 | 0 | 0
PeakO | 0 | 0 | 0 | 0 | 0 | 0
ST | 0 | 0 | 0 | 0 | 0 | 0
STOG | 0 | 0 | 0 | 0 | 0 | 0
STWD | 0 | 0 | 0 | 0 | 0 | 0
WT | 0 | 0 | 0 | 0 | 0 | 0
IGCC | 0 | 0 | 0 | 0 | 0 | 0
DemandResponse | 0 | 0 | 0 | 0 | 0 | 0
IGCC-CCS | 0 | 0 | 0 | 0 | 0 | 0
WT_off | 0 | 0 | 0 | 0 | 0 | 0
PseudoUnit | 0 | 0 | 0 | 0 | 0 | 0
FixedInterchange | 0 | 0 | 0 | 0 | 0 | 0
Emission Cost by Reporting Type: PJM_ROR
ReportingType | 2015 | 2020 | 2025 | 2030 | 2035 | 2040
BM | 0 | 0 | 0 | 0 | 0 | 0
CC | 0 | 0 | 0 | 0 | 0 | 0
CSP | 0 | 0 | 0 | 0 | 0 | 0
CT | 0 | 0 | 0 | 0 | 0 | 0
Coal | 85.96 | 0 | 0 | 0 | 0 | 0
Geo | 0 | 0 | 0 | 0 | 0 | 0
H | 0 | 0 | 0 | 0 | 0 | 0
LFG | 0 | 0 | 0 | 0 | 0 | 0
Nuc | 0 | 0 | 0 | 0 | 0 | 0
PS | 0 | 0 | 0 | 0 | 0 | 0
PV | 0 | 0 | 0 | 0 | 0 | 0
PeakG | 0 | 0 | 0 | 0 | 0 | 0
PeakO | 0 | 0 | 0 | 0 | 0 | 0
ST | 0 | 0 | 0 | 0 | 0 | 0
STOG | 0 | 0 | 0 | 0 | 0 | 0
STWD | 0 | 0 | 0 | 0 | 0 | 0
WT | 0 | 0 | 0 | 0 | 0 | 0
IGCC | 0 | 0 | 0 | 0 | 0 | 0
DemandResponse | 0 | 0 | 0 | 0 | 0 | 0
IGCC-CCS | 0 | 0 | 0 | 0 | 0 | 0
WT_off | 0 | 0 | 0 | 0 | 0 | 0
PseudoUnit | 0 | 0 | 0 | 0 | 0 | 0
FixedInterchange | 0 | 0 | 0 | 0 | 0 | 0
Emission Cost by Reporting Type: SOCO
ReportingType | 2015 | 2020 | 2025 | 2030 | 2035 | 2040
BM | 0 | 0 | 0 | 0 | 0 | 0
CC | 0 | 0 | 0 | 0 | 0 | 0
CSP | 0 | 0 | 0 | 0 | 0 | 0
CT | 0 | 0 | 0 | 0 | 0 | 0
Coal | 18.61 | 0 | 0 | 0 | 0 | 0
Geo | 0 | 0 | 0 | 0 | 0 | 0
H | 0 | 0 | 0 | 0 | 0 | 0
LFG | 0 | 0 | 0 | 0 | 0 | 0
Nuc | 0 | 0 | 0 | 0 | 0 | 0
PS | 0 | 0 | 0 | 0 | 0 | 0
PV | 0 | 0 | 0 | 0 | 0 | 0
PeakG | 0 | 0 | 0 | 0 | 0 | 0
PeakO | 0 | 0 | 0 | 0 | 0 | 0
ST | 0 | 0 | 0 | 0 | 0 | 0
STOG | 0 | 0 | 0 | 0 | 0 | 0
STWD | 0 | 0 | 0 | 0 | 0 | 0
WT | 0 | 0 | 0 | 0 | 0 | 0
IGCC | 0 | 0 | 0 | 0 | 0 | 0
DemandResponse | 0 | 0 | 0 | 0 | 0 | 0
IGCC-CCS | 0 | 0 | 0 | 0 | 0 | 0
WT_off | 0 | 0 | 0 | 0 | 0 | 0
PseudoUnit | 0 | 0 | 0 | 0 | 0 | 0
FixedInterchange | 0 | 0 | 0 | 0 | 0 | 0
Emission Cost by Reporting Type: SPP_N
ReportingType | 2015 | 2020 | 2025 | 2030 | 2035 | 2040
BM | 0 | 0 | 0 | 0 | 0 | 0
CC | 0 | 0 | 0 | 0 | 0 | 0
CSP | 0 | 0 | 0 | 0 | 0 | 0
CT | 0 | 0 | 0 | 0 | 0 | 0
Coal | 4.31 | 0 | 0 | 0 | 0 | 0
Geo | 0 | 0 | 0 | 0 | 0 | 0
H | 0 | 0 | 0 | 0 | 0 | 0
LFG | 0 | 0 | 0 | 0 | 0 | 0
Nuc | 0 | 0 | 0 | 0 | 0 | 0
PS | 0 | 0 | 0 | 0 | 0 | 0
PV | 0 | 0 | 0 | 0 | 0 | 0
PeakG | 0 | 0 | 0 | 0 | 0 | 0
PeakO | 0 | 0 | 0 | 0 | 0 | 0
ST | 0 | 0 | 0 | 0 | 0 | 0
STOG | 0 | 0 | 0 | 0 | 0 | 0
STWD | 0 | 0 | 0 | 0 | 0 | 0
WT | 0 | 0 | 0 | 0 | 0 | 0
IGCC | 0 | 0 | 0 | 0 | 0 | 0
DemandResponse | 0 | 0 | 0 | 0 | 0 | 0
IGCC-CCS | 0 | 0 | 0 | 0 | 0 | 0
WT_off | 0 | 0 | 0 | 0 | 0 | 0
PseudoUnit | 0 | 0 | 0 | 0 | 0 | 0
FixedInterchange | 0 | 0 | 0 | 0 | 0 | 0
Emission Cost by Reporting Type: SPP_S
ReportingType | 2015 | 2020 | 2025 | 2030 | 2035 | 2040
BM | 0 | 0 | 0 | 0 | 0 | 0
CC | 0 | 0 | 0 | 0 | 0 | 0
CSP | 0 | 0 | 0 | 0 | 0 | 0
CT | 0 | 0 | 0 | 0 | 0 | 0
Coal | 14.44 | 0 | 0 | 0 | 0 | 0
Geo | 0 | 0 | 0 | 0 | 0 | 0
H | 0 | 0 | 0 | 0 | 0 | 0
LFG | 0 | 0 | 0 | 0 | 0 | 0
Nuc | 0 | 0 | 0 | 0 | 0 | 0
PS | 0 | 0 | 0 | 0 | 0 | 0
PV | 0 | 0 | 0 | 0 | 0 | 0
PeakG | 0 | 0 | 0 | 0 | 0 | 0
PeakO | 0 | 0 | 0 | 0 | 0 | 0
ST | 0 | 0 | 0 | 0 | 0 | 0
STOG | 0 | 0 | 0 | 0 | 0 | 0
STWD | 0 | 0 | 0 | 0 | 0 | 0
WT | 0 | 0 | 0 | 0 | 0 | 0
IGCC | 0 | 0 | 0 | 0 | 0 | 0
DemandResponse | 0 | 0 | 0 | 0 | 0 | 0
IGCC-CCS | 0 | 0 | 0 | 0 | 0 | 0
WT_off | 0 | 0 | 0 | 0 | 0 | 0
PseudoUnit | 0 | 0 | 0 | 0 | 0 | 0
FixedInterchange | 0 | 0 | 0 | 0 | 0 | 0
Emission Cost by Reporting Type: TVA
ReportingType | 2015 | 2020 | 2025 | 2030 | 2035 | 2040
BM | 0 | 0 | 0 | 0 | 0 | 0
CC | 0 | 0 | 0 | 0 | 0 | 0
CSP | 0 | 0 | 0 | 0 | 0 | 0
CT | 0 | 0 | 0 | 0 | 0 | 0
Coal | 18.86 | 0 | 0 | 0 | 0 | 0
Geo | 0 | 0 | 0 | 0 | 0 | 0
H | 0 | 0 | 0 | 0 | 0 | 0
LFG | 0 | 0 | 0 | 0 | 0 | 0
Nuc | 0 | 0 | 0 | 0 | 0 | 0
PS | 0 | 0 | 0 | 0 | 0 | 0
PV | 0 | 0 | 0 | 0 | 0 | 0
PeakG | 0 | 0 | 0 | 0 | 0 | 0
PeakO | 0 | 0 | 0 | 0 | 0 | 0
ST | 0 | 0 | 0 | 0 | 0 | 0
STOG | 0 | 0 | 0 | 0 | 0 | 0
STWD | 0 | 0 | 0 | 0 | 0 | 0
WT | 0 | 0 | 0 | 0 | 0 | 0
IGCC | 0 | 0 | 0 | 0 | 0 | 0
DemandResponse | 0 | 0 | 0 | 0 | 0 | 0
IGCC-CCS | 0 | 0 | 0 | 0 | 0 | 0
WT_off | 0 | 0 | 0 | 0 | 0 | 0
PseudoUnit | 0 | 0 | 0 | 0 | 0 | 0
FixedInterchange | 0 | 0 | 0 | 0 | 0 | 0
Emission Cost by Reporting Type: TVA_Transmission
ReportingType | 2015 | 2020 | 2025 | 2030 | 2035 | 2040
BM | 0 | 0 | 0 | 0 | 0 | 0
CC | 0 | 0 | 0 | 0 | 0 | 0
CSP | 0 | 0 | 0 | 0 | 0 | 0
CT | 0 | 0 | 0 | 0 | 0 | 0
Coal | 0 | 0 | 0 | 0 | 0 | 0
Geo | 0 | 0 | 0 | 0 | 0 | 0
H | 0 | 0 | 0 | 0 | 0 | 0
LFG | 0 | 0 | 0 | 0 | 0 | 0
Nuc | 0 | 0 | 0 | 0 | 0 | 0
PS | 0 | 0 | 0 | 0 | 0 | 0
PV | 0 | 0 | 0 | 0 | 0 | 0
PeakG | 0 | 0 | 0 | 0 | 0 | 0
PeakO | 0 | 0 | 0 | 0 | 0 | 0
ST | 0 | 0 | 0 | 0 | 0 | 0
STOG | 0 | 0 | 0 | 0 | 0 | 0
STWD | 0 | 0 | 0 | 0 | 0 | 0
WT | 0 | 0 | 0 | 0 | 0 | 0
IGCC | 0 | 0 | 0 | 0 | 0 | 0
DemandResponse | 0 | 0 | 0 | 0 | 0 | 0
IGCC-CCS | 0 | 0 | 0 | 0 | 0 | 0
WT_off | 0 | 0 | 0 | 0 | 0 | 0
PseudoUnit | 0 | 0 | 0 | 0 | 0 | 0
FixedInterchange | 0 | 0 | 0 | 0 | 0 | 0
Emission Cost by Reporting Type: VACAR
ReportingType | 2015 | 2020 | 2025 | 2030 | 2035 | 2040
BM | 0 | 0 | 0 | 0 | 0 | 0
CC | 0 | 0 | 0 | 0 | 0 | 0
CSP | 0 | 0 | 0 | 0 | 0 | 0
CT | 0 | 0 | 0 | 0 | 0 | 0
Coal | 0.76 | 0 | 0 | 0 | 0 | 0
Geo | 0 | 0 | 0 | 0 | 0 | 0
H | 0 | 0 | 0 | 0 | 0 | 0
LFG | 0 | 0 | 0 | 0 | 0 | 0
Nuc | 0 | 0 | 0 | 0 | 0 | 0
PS | 0 | 0 | 0 | 0 | 0 | 0
PV | 0 | 0 | 0 | 0 | 0 | 0
PeakG | 0 | 0 | 0 | 0 | 0 | 0
PeakO | 0 | 0 | 0 | 0 | 0 | 0
ST | 0 | 0 | 0 | 0 | 0 | 0
STOG | 0 | 0 | 0 | 0 | 0 | 0
STWD | 0 | 0 | 0 | 0 | 0 | 0
WT | 0 | 0 | 0 | 0 | 0 | 0
IGCC | 0 | 0 | 0 | 0 | 0 | 0
DemandResponse | 0 | 0 | 0 | 0 | 0 | 0
IGCC-CCS | 0 | 0 | 0 | 0 | 0 | 0
WT_off | 0 | 0 | 0 | 0 | 0 | 0
PseudoUnit | 0 | 0 | 0 | 0 | 0 | 0
FixedInterchange | 0 | 0 | 0 | 0 | 0 | 0
Emission Cost by Reporting Type: IESO
ReportingType | 2015 | 2020 | 2025 | 2030 | 2035 | 2040
BM | 0 | 0 | 0 | 0 | 0 | 0
CC | 0 | 0 | 0 | 0 | 0 | 0
CSP | 0 | 0 | 0 | 0 | 0 | 0
CT | 0 | 0 | 0 | 0 | 0 | 0
Coal | 0 | 0 | 0 | 0 | 0 | 0
Geo | 0 | 0 | 0 | 0 | 0 | 0
H | 0 | 0 | 0 | 0 | 0 | 0
LFG | 0 | 0 | 0 | 0 | 0 | 0
Nuc | 0 | 0 | 0 | 0 | 0 | 0
PS | 0 | 0 | 0 | 0 | 0 | 0
PV | 0 | 0 | 0 | 0 | 0 | 0
PeakG | 0 | 0 | 0 | 0 | 0 | 0
PeakO | 0 | 0 | 0 | 0 | 0 | 0
ST | 0 | 0 | 0 | 0 | 0 | 0
STOG | 0 | 0 | 0 | 0 | 0 | 0
STWD | 0 | 0 | 0 | 0 | 0 | 0
WT | 0 | 0 | 0 | 0 | 0 | 0
IGCC | 0 | 0 | 0 | 0 | 0 | 0
DemandResponse | 0 | 0 | 0 | 0 | 0 | 0
IGCC-CCS | 0 | 0 | 0 | 0 | 0 | 0
WT_off | 0 | 0 | 0 | 0 | 0 | 0
PseudoUnit | 0 | 0 | 0 | 0 | 0 | 0
FixedInterchange | 0 | 0 | 0 | 0 | 0 | 0
Emission Cost by Reporting Type: MAPP_CA
ReportingType | 2015 | 2020 | 2025 | 2030 | 2035 | 2040
BM | 0 | 0 | 0 | 0 | 0 | 0
CC | 0 | 0 | 0 | 0 | 0 | 0
CSP | 0 | 0 | 0 | 0 | 0 | 0
CT | 0 | 0 | 0 | 0 | 0 | 0
Coal | 0 | 0 | 0 | 0 | 0 | 0
Geo | 0 | 0 | 0 | 0 | 0 | 0
H | 0 | 0 | 0 | 0 | 0 | 0
LFG | 0 | 0 | 0 | 0 | 0 | 0
Nuc | 0 | 0 | 0 | 0 | 0 | 0
PS | 0 | 0 | 0 | 0 | 0 | 0
PV | 0 | 0 | 0 | 0 | 0 | 0
PeakG | 0 | 0 | 0 | 0 | 0 | 0
PeakO | 0 | 0 | 0 | 0 | 0 | 0
ST | 0 | 0 | 0 | 0 | 0 | 0
STOG | 0 | 0 | 0 | 0 | 0 | 0
STWD | 0 | 0 | 0 | 0 | 0 | 0
WT | 0 | 0 | 0 | 0 | 0 | 0
IGCC | 0 | 0 | 0 | 0 | 0 | 0
DemandResponse | 0 | 0 | 0 | 0 | 0 | 0
IGCC-CCS | 0 | 0 | 0 | 0 | 0 | 0
WT_off | 0 | 0 | 0 | 0 | 0 | 0
PseudoUnit | 0 | 0 | 0 | 0 | 0 | 0
FixedInterchange | 0 | 0 | 0 | 0 | 0 | 0
Emission Cost by Reporting Type: AZ_NM_SNV_Coal
ReportingType | 2015 | 2020 | 2025 | 2030 | 2035 | 2040
BM | 0 | 0 | 0 | 0 | 0 | 0
CC | 0 | 0 | 0 | 0 | 0 | 0
CSP | 0 | 0 | 0 | 0 | 0 | 0
CT | 0 | 0 | 0 | 0 | 0 | 0
Coal | 0.73 | 0 | 0 | 0 | 0 | 0
Geo | 0 | 0 | 0 | 0 | 0 | 0
H | 0 | 0 | 0 | 0 | 0 | 0
LFG | 0 | 0 | 0 | 0 | 0 | 0
Nuc | 0 | 0 | 0 | 0 | 0 | 0
PS | 0 | 0 | 0 | 0 | 0 | 0
PV | 0 | 0 | 0 | 0 | 0 | 0
PeakG | 0 | 0 | 0 | 0 | 0 | 0
PeakO | 0 | 0 | 0 | 0 | 0 | 0
ST | 0 | 0 | 0 | 0 | 0 | 0
STOG | 0 | 0 | 0 | 0 | 0 | 0
STWD | 0 | 0 | 0 | 0 | 0 | 0
WT | 0 | 0 | 0 | 0 | 0 | 0
IGCC | 0 | 0 | 0 | 0 | 0 | 0
DemandResponse | 0 | 0 | 0 | 0 | 0 | 0
IGCC-CCS | 0 | 0 | 0 | 0 | 0 | 0
WT_off | 0 | 0 | 0 | 0 | 0 | 0
PseudoUnit | 0 | 0 | 0 | 0 | 0 | 0
FixedInterchange | 0 | 0 | 0 | 0 | 0 | 0
Emission Cost by Reporting Type: AZ_NM_SNV_Gas
ReportingType | 2015 | 2020 | 2025 | 2030 | 2035 | 2040
BM | 0 | 0 | 0 | 0 | 0 | 0
CC | 0 | 0 | 0 | 0 | 0 | 0
CSP | 0 | 0 | 0 | 0 | 0 | 0
CT | 0 | 0 | 0 | 0 | 0 | 0
Coal | 0 | 0 | 0 | 0 | 0 | 0
Geo | 0 | 0 | 0 | 0 | 0 | 0
H | 0 | 0 | 0 | 0 | 0 | 0
LFG | 0 | 0 | 0 | 0 | 0 | 0
Nuc | 0 | 0 | 0 | 0 | 0 | 0
PS | 0 | 0 | 0 | 0 | 0 | 0
PV | 0 | 0 | 0 | 0 | 0 | 0
PeakG | 0 | 0 | 0 | 0 | 0 | 0
PeakO | 0 | 0 | 0 | 0 | 0 | 0
ST | 0 | 0 | 0 | 0 | 0 | 0
STOG | 0 | 0 | 0 | 0 | 0 | 0
STWD | 0 | 0 | 0 | 0 | 0 | 0
WT | 0 | 0 | 0 | 0 | 0 | 0
IGCC | 0 | 0 | 0 | 0 | 0 | 0
DemandResponse | 0 | 0 | 0 | 0 | 0 | 0
IGCC-CCS | 0 | 0 | 0 | 0 | 0 | 0
WT_off | 0 | 0 | 0 | 0 | 0 | 0
PseudoUnit | 0 | 0 | 0 | 0 | 0 | 0
FixedInterchange | 0 | 0 | 0 | 0 | 0 | 0
Emission Cost by Reporting Type: AZ_NM_SNV_NucRenew
ReportingType | 2015 | 2020 | 2025 | 2030 | 2035 | 2040
BM | 0 | 0 | 0 | 0 | 0 | 0
CC | 0 | 0 | 0 | 0 | 0 | 0
CSP | 0 | 0 | 0 | 0 | 0 | 0
CT | 0 | 0 | 0 | 0 | 0 | 0
Coal | 0 | 0 | 0 | 0 | 0 | 0
Geo | 0 | 0 | 0 | 0 | 0 | 0
H | 0 | 0 | 0 | 0 | 0 | 0
LFG | 0 | 0 | 0 | 0 | 0 | 0
Nuc | 0 | 0 | 0 | 0 | 0 | 0
PS | 0 | 0 | 0 | 0 | 0 | 0
PV | 0 | 0 | 0 | 0 | 0 | 0
PeakG | 0 | 0 | 0 | 0 | 0 | 0
PeakO | 0 | 0 | 0 | 0 | 0 | 0
ST | 0 | 0 | 0 | 0 | 0 | 0
STOG | 0 | 0 | 0 | 0 | 0 | 0
STWD | 0 | 0 | 0 | 0 | 0 | 0
WT | 0 | 0 | 0 | 0 | 0 | 0
IGCC | 0 | 0 | 0 | 0 | 0 | 0
DemandResponse | 0 | 0 | 0 | 0 | 0 | 0
IGCC-CCS | 0 | 0 | 0 | 0 | 0 | 0
WT_off | 0 | 0 | 0 | 0 | 0 | 0
PseudoUnit | 0 | 0 | 0 | 0 | 0 | 0
FixedInterchange | 0 | 0 | 0 | 0 | 0 | 0
Emission Cost by Reporting Type: ERCOT
ReportingType | 2015 | 2020 | 2025 | 2030 | 2035 | 2040
BM | 0 | 0 | 0 | 0 | 0 | 0
CC | 0 | 0 | 0 | 0 | 0 | 0
CSP | 0 | 0 | 0 | 0 | 0 | 0
CT | 0 | 0 | 0 | 0 | 0 | 0
Coal | 6.21 | 0 | 0 | 0 | 0 | 0
Geo | 0 | 0 | 0 | 0 | 0 | 0
H | 0 | 0 | 0 | 0 | 0 | 0
LFG | 0 | 0 | 0 | 0 | 0 | 0
Nuc | 0 | 0 | 0 | 0 | 0 | 0
PS | 0 | 0 | 0 | 0 | 0 | 0
PV | 0 | 0 | 0 | 0 | 0 | 0
PeakG | 0 | 0 | 0 | 0 | 0 | 0
PeakO | 0 | 0 | 0 | 0 | 0 | 0
ST | 0 | 0 | 0 | 0 | 0 | 0
STOG | 0 | 0 | 0 | 0 | 0 | 0
STWD | 0 | 0 | 0 | 0 | 0 | 0
WT | 0 | 0 | 0 | 0 | 0 | 0
IGCC | 0 | 0 | 0 | 0 | 0 | 0
DemandResponse | 0 | 0 | 0 | 0 | 0 | 0
IGCC-CCS | 0 | 0 | 0 | 0 | 0 | 0
WT_off | 0 | 0 | 0 | 0 | 0 | 0
PseudoUnit | 0 | 0 | 0 | 0 | 0 | 0
FixedInterchange | 0 | 0 | 0 | 0 | 0 | 0
Emission Cost by Reporting Type: NP15
ReportingType | 2015 | 2020 | 2025 | 2030 | 2035 | 2040
BM | 0 | 0 | 0 | 0 | 0 | 0
CC | 0 | 0 | 0 | 0 | 0 | 0
CSP | 0 | 0 | 0 | 0 | 0 | 0
CT | 0 | 0 | 0 | 0 | 0 | 0
Coal | 0.29 | 0 | 0 | 0 | 0 | 0
Geo | 0 | 0 | 0 | 0 | 0 | 0
H | 0 | 0 | 0 | 0 | 0 | 0
LFG | 0 | 0 | 0 | 0 | 0 | 0
Nuc | 0 | 0 | 0 | 0 | 0 | 0
PS | 0 | 0 | 0 | 0 | 0 | 0
PV | 0 | 0 | 0 | 0 | 0 | 0
PeakG | 0 | 0 | 0 | 0 | 0 | 0
PeakO | 0 | 0 | 0 | 0 | 0 | 0
ST | 0 | 0 | 0 | 0 | 0 | 0
STOG | 0 | 0 | 0 | 0 | 0 | 0
STWD | 0 | 0 | 0 | 0 | 0 | 0
WT | 0 | 0 | 0 | 0 | 0 | 0
IGCC | 0 | 0 | 0 | 0 | 0 | 0
DemandResponse | 0 | 0 | 0 | 0 | 0 | 0
IGCC-CCS | 0 | 0 | 0 | 0 | 0 | 0
WT_off | 0 | 0 | 0 | 0 | 0 | 0
PseudoUnit | 0 | 0 | 0 | 0 | 0 | 0
FixedInterchange | 0 | 0 | 0 | 0 | 0 | 0
Emission Cost by Reporting Type: NWPP_Coal
ReportingType | 2015 | 2020 | 2025 | 2030 | 2035 | 2040
BM | 0 | 0 | 0 | 0 | 0 | 0
CC | 0 | 0 | 0 | 0 | 0 | 0
CSP | 0 | 0 | 0 | 0 | 0 | 0
CT | 0 | 0 | 0 | 0 | 0 | 0
Coal | 2.07 | 0 | 0 | 0 | 0 | 0
Geo | 0 | 0 | 0 | 0 | 0 | 0
H | 0 | 0 | 0 | 0 | 0 | 0
LFG | 0 | 0 | 0 | 0 | 0 | 0
Nuc | 0 | 0 | 0 | 0 | 0 | 0
PS | 0 | 0 | 0 | 0 | 0 | 0
PV | 0 | 0 | 0 | 0 | 0 | 0
PeakG | 0 | 0 | 0 | 0 | 0 | 0
PeakO | 0 | 0 | 0 | 0 | 0 | 0
ST | 0 | 0 | 0 | 0 | 0 | 0
STOG | 0 | 0 | 0 | 0 | 0 | 0
STWD | 0 | 0 | 0 | 0 | 0 | 0
WT | 0 | 0 | 0 | 0 | 0 | 0
IGCC | 0 | 0 | 0 | 0 | 0 | 0
DemandResponse | 0 | 0 | 0 | 0 | 0 | 0
IGCC-CCS | 0 | 0 | 0 | 0 | 0 | 0
WT_off | 0 | 0 | 0 | 0 | 0 | 0
PseudoUnit | 0 | 0 | 0 | 0 | 0 | 0
FixedInterchange | 0 | 0 | 0 | 0 | 0 | 0
Emission Cost by Reporting Type: NWPP_Gas
ReportingType | 2015 | 2020 | 2025 | 2030 | 2035 | 2040
BM | 0 | 0 | 0 | 0 | 0 | 0
CC | 0 | 0 | 0 | 0 | 0 | 0
CSP | 0 | 0 | 0 | 0 | 0 | 0
CT | 0 | 0 | 0 | 0 | 0 | 0
Coal | 0 | 0 | 0 | 0 | 0 | 0
Geo | 0 | 0 | 0 | 0 | 0 | 0
H | 0 | 0 | 0 | 0 | 0 | 0
LFG | 0 | 0 | 0 | 0 | 0 | 0
Nuc | 0 | 0 | 0 | 0 | 0 | 0
PS | 0 | 0 | 0 | 0 | 0 | 0
PV | 0 | 0 | 0 | 0 | 0 | 0
PeakG | 0 | 0 | 0 | 0 | 0 | 0
PeakO | 0 | 0 | 0 | 0 | 0 | 0
ST | 0 | 0 | 0 | 0 | 0 | 0
STOG | 0 | 0 | 0 | 0 | 0 | 0
STWD | 0 | 0 | 0 | 0 | 0 | 0
WT | 0 | 0 | 0 | 0 | 0 | 0
IGCC | 0 | 0 | 0 | 0 | 0 | 0
DemandResponse | 0 | 0 | 0 | 0 | 0 | 0
IGCC-CCS | 0 | 0 | 0 | 0 | 0 | 0
WT_off | 0 | 0 | 0 | 0 | 0 | 0
PseudoUnit | 0 | 0 | 0 | 0 | 0 | 0
FixedInterchange | 0 | 0 | 0 | 0 | 0 | 0
Emission Cost by Reporting Type: NWPP_NucRenew
ReportingType | 2015 | 2020 | 2025 | 2030 | 2035 | 2040
BM | 0 | 0 | 0 | 0 | 0 | 0
CC | 0 | 0 | 0 | 0 | 0 | 0
CSP | 0 | 0 | 0 | 0 | 0 | 0
CT | 0 | 0 | 0 | 0 | 0 | 0
Coal | 0 | 0 | 0 | 0 | 0 | 0
Geo | 0 | 0 | 0 | 0 | 0 | 0
H | 0 | 0 | 0 | 0 | 0 | 0
LFG | 0 | 0 | 0 | 0 | 0 | 0
Nuc | 0 | 0 | 0 | 0 | 0 | 0
PS | 0 | 0 | 0 | 0 | 0 | 0
PV | 0 | 0 | 0 | 0 | 0 | 0
PeakG | 0 | 0 | 0 | 0 | 0 | 0
PeakO | 0 | 0 | 0 | 0 | 0 | 0
ST | 0 | 0 | 0 | 0 | 0 | 0
STOG | 0 | 0 | 0 | 0 | 0 | 0
STWD | 0 | 0 | 0 | 0 | 0 | 0
WT | 0 | 0 | 0 | 0 | 0 | 0
IGCC | 0 | 0 | 0 | 0 | 0 | 0
DemandResponse | 0 | 0 | 0 | 0 | 0 | 0
IGCC-CCS | 0 | 0 | 0 | 0 | 0 | 0
WT_off | 0 | 0 | 0 | 0 | 0 | 0
PseudoUnit | 0 | 0 | 0 | 0 | 0 | 0
FixedInterchange | 0 | 0 | 0 | 0 | 0 | 0
Emission Cost by Reporting Type: RMPA
ReportingType | 2015 | 2020 | 2025 | 2030 | 2035 | 2040
BM | 0 | 0 | 0 | 0 | 0 | 0
CC | 0 | 0 | 0 | 0 | 0 | 0
CSP | 0 | 0 | 0 | 0 | 0 | 0
CT | 0 | 0 | 0 | 0 | 0 | 0
Coal | 1.74 | 0 | 0 | 0 | 0 | 0
Geo | 0 | 0 | 0 | 0 | 0 | 0
H | 0 | 0 | 0 | 0 | 0 | 0
LFG | 0 | 0 | 0 | 0 | 0 | 0
Nuc | 0 | 0 | 0 | 0 | 0 | 0
PS | 0 | 0 | 0 | 0 | 0 | 0
PV | 0 | 0 | 0 | 0 | 0 | 0
PeakG | 0 | 0 | 0 | 0 | 0 | 0
PeakO | 0 | 0 | 0 | 0 | 0 | 0
ST | 0 | 0 | 0 | 0 | 0 | 0
STOG | 0 | 0 | 0 | 0 | 0 | 0
STWD | 0 | 0 | 0 | 0 | 0 | 0
WT | 0 | 0 | 0 | 0 | 0 | 0
IGCC | 0 | 0 | 0 | 0 | 0 | 0
DemandResponse | 0 | 0 | 0 | 0 | 0 | 0
IGCC-CCS | 0 | 0 | 0 | 0 | 0 | 0
WT_off | 0 | 0 | 0 | 0 | 0 | 0
PseudoUnit | 0 | 0 | 0 | 0 | 0 | 0
FixedInterchange | 0 | 0 | 0 | 0 | 0 | 0
Emission Cost by Reporting Type: SP15
ReportingType | 2015 | 2020 | 2025 | 2030 | 2035 | 2040
BM | 0 | 0 | 0 | 0 | 0 | 0
CC | 0 | 0 | 0 | 0 | 0 | 0
CSP | 0 | 0 | 0 | 0 | 0 | 0
CT | 0 | 0 | 0 | 0 | 0 | 0
Coal | 0.15 | 0 | 0 | 0 | 0 | 0
Geo | 0 | 0 | 0 | 0 | 0 | 0
H | 0 | 0 | 0 | 0 | 0 | 0
LFG | 0 | 0 | 0 | 0 | 0 | 0
Nuc | 0 | 0 | 0 | 0 | 0 | 0
PS | 0 | 0 | 0 | 0 | 0 | 0
PV | 0 | 0 | 0 | 0 | 0 | 0
PeakG | 0 | 0 | 0 | 0 | 0 | 0
PeakO | 0 | 0 | 0 | 0 | 0 | 0
ST | 0 | 0 | 0 | 0 | 0 | 0
STOG | 0 | 0 | 0 | 0 | 0 | 0
STWD | 0 | 0 | 0 | 0 | 0 | 0
WT | 0 | 0 | 0 | 0 | 0 | 0
IGCC | 0 | 0 | 0 | 0 | 0 | 0
DemandResponse | 0 | 0 | 0 | 0 | 0 | 0
IGCC-CCS | 0 | 0 | 0 | 0 | 0 | 0
WT_off | 0 | 0 | 0 | 0 | 0 | 0
PseudoUnit | 0 | 0 | 0 | 0 | 0 | 0
FixedInterchange | 0 | 0 | 0 | 0 | 0 | 0
Emission Cost by Reporting Type: ALB
ReportingType | 2015 | 2020 | 2025 | 2030 | 2035 | 2040
BM | 0 | 0 | 0 | 0 | 0 | 0
CC | 0 | 0 | 0 | 0 | 0 | 0
CSP | 0 | 0 | 0 | 0 | 0 | 0
CT | 0 | 0 | 0 | 0 | 0 | 0
Coal | 0 | 0 | 0 | 0 | 0 | 0
Geo | 0 | 0 | 0 | 0 | 0 | 0
H | 0 | 0 | 0 | 0 | 0 | 0
LFG | 0 | 0 | 0 | 0 | 0 | 0
Nuc | 0 | 0 | 0 | 0 | 0 | 0
PS | 0 | 0 | 0 | 0 | 0 | 0
PV | 0 | 0 | 0 | 0 | 0 | 0
PeakG | 0 | 0 | 0 | 0 | 0 | 0
PeakO | 0 | 0 | 0 | 0 | 0 | 0
ST | 0 | 0 | 0 | 0 | 0 | 0
STOG | 0 | 0 | 0 | 0 | 0 | 0
STWD | 0 | 0 | 0 | 0 | 0 | 0
WT | 0 | 0 | 0 | 0 | 0 | 0
IGCC | 0 | 0 | 0 | 0 | 0 | 0
DemandResponse | 0 | 0 | 0 | 0 | 0 | 0
IGCC-CCS | 0 | 0 | 0 | 0 | 0 | 0
WT_off | 0 | 0 | 0 | 0 | 0 | 0
PseudoUnit | 0 | 0 | 0 | 0 | 0 | 0
FixedInterchange | 0 | 0 | 0 | 0 | 0 | 0
Emission Cost by Reporting Type: BC
ReportingType | 2015 | 2020 | 2025 | 2030 | 2035 | 2040
BM | 0 | 0 | 0 | 0 | 0 | 0
CC | 0 | 0 | 0 | 0 | 0 | 0
CSP | 0 | 0 | 0 | 0 | 0 | 0
CT | 0 | 0 | 0 | 0 | 0 | 0
Coal | 0 | 0 | 0 | 0 | 0 | 0
Geo | 0 | 0 | 0 | 0 | 0 | 0
H | 0 | 0 | 0 | 0 | 0 | 0
LFG | 0 | 0 | 0 | 0 | 0 | 0
Nuc | 0 | 0 | 0 | 0 | 0 | 0
PS | 0 | 0 | 0 | 0 | 0 | 0
PV | 0 | 0 | 0 | 0 | 0 | 0
PeakG | 0 | 0 | 0 | 0 | 0 | 0
PeakO | 0 | 0 | 0 | 0 | 0 | 0
ST | 0 | 0 | 0 | 0 | 0 | 0
STOG | 0 | 0 | 0 | 0 | 0 | 0
STWD | 0 | 0 | 0 | 0 | 0 | 0
WT | 0 | 0 | 0 | 0 | 0 | 0
IGCC | 0 | 0 | 0 | 0 | 0 | 0
DemandResponse | 0 | 0 | 0 | 0 | 0 | 0
IGCC-CCS | 0 | 0 | 0 | 0 | 0 | 0
WT_off | 0 | 0 | 0 | 0 | 0 | 0
PseudoUnit | 0 | 0 | 0 | 0 | 0 | 0
FixedInterchange | 0 | 0 | 0 | 0 | 0 | 0
Emission Cost by Reporting Type: HQ_IESO
ReportingType | 2015 | 2020 | 2025 | 2030 | 2035 | 2040
BM | 0 | 0 | 0 | 0 | 0 | 0
CC | 0 | 0 | 0 | 0 | 0 | 0
CSP | 0 | 0 | 0 | 0 | 0 | 0
CT | 0 | 0 | 0 | 0 | 0 | 0
Coal | 0 | 0 | 0 | 0 | 0 | 0
Geo | 0 | 0 | 0 | 0 | 0 | 0
H | 0 | 0 | 0 | 0 | 0 | 0
LFG | 0 | 0 | 0 | 0 | 0 | 0
Nuc | 0 | 0 | 0 | 0 | 0 | 0
PS | 0 | 0 | 0 | 0 | 0 | 0
PV | 0 | 0 | 0 | 0 | 0 | 0
PeakG | 0 | 0 | 0 | 0 | 0 | 0
PeakO | 0 | 0 | 0 | 0 | 0 | 0
ST | 0 | 0 | 0 | 0 | 0 | 0
STOG | 0 | 0 | 0 | 0 | 0 | 0
STWD | 0 | 0 | 0 | 0 | 0 | 0
WT | 0 | 0 | 0 | 0 | 0 | 0
IGCC | 0 | 0 | 0 | 0 | 0 | 0
DemandResponse | 0 | 0 | 0 | 0 | 0 | 0
IGCC-CCS | 0 | 0 | 0 | 0 | 0 | 0
WT_off | 0 | 0 | 0 | 0 | 0 | 0
PseudoUnit | 0 | 0 | 0 | 0 | 0 | 0
FixedInterchange | 0 | 0 | 0 | 0 | 0 | 0
Emission Cost by Reporting Type: HQ_NEISO
ReportingType | 2015 | 2020 | 2025 | 2030 | 2035 | 2040
BM | 0 | 0 | 0 | 0 | 0 | 0
CC | 0 | 0 | 0 | 0 | 0 | 0
CSP | 0 | 0 | 0 | 0 | 0 | 0
CT | 0 | 0 | 0 | 0 | 0 | 0
Coal | 0 | 0 | 0 | 0 | 0 | 0
Geo | 0 | 0 | 0 | 0 | 0 | 0
H | 0 | 0 | 0 | 0 | 0 | 0
LFG | 0 | 0 | 0 | 0 | 0 | 0
Nuc | 0 | 0 | 0 | 0 | 0 | 0
PS | 0 | 0 | 0 | 0 | 0 | 0
PV | 0 | 0 | 0 | 0 | 0 | 0
PeakG | 0 | 0 | 0 | 0 | 0 | 0
PeakO | 0 | 0 | 0 | 0 | 0 | 0
ST | 0 | 0 | 0 | 0 | 0 | 0
STOG | 0 | 0 | 0 | 0 | 0 | 0
STWD | 0 | 0 | 0 | 0 | 0 | 0
WT | 0 | 0 | 0 | 0 | 0 | 0
IGCC | 0 | 0 | 0 | 0 | 0 | 0
DemandResponse | 0 | 0 | 0 | 0 | 0 | 0
IGCC-CCS | 0 | 0 | 0 | 0 | 0 | 0
WT_off | 0 | 0 | 0 | 0 | 0 | 0
PseudoUnit | 0 | 0 | 0 | 0 | 0 | 0
FixedInterchange | 0 | 0 | 0 | 0 | 0 | 0
Emission Cost by Reporting Type: HQ_NY
ReportingType | 2015 | 2020 | 2025 | 2030 | 2035 | 2040
BM | 0 | 0 | 0 | 0 | 0 | 0
CC | 0 | 0 | 0 | 0 | 0 | 0
CSP | 0 | 0 | 0 | 0 | 0 | 0
CT | 0 | 0 | 0 | 0 | 0 | 0
Coal | 0 | 0 | 0 | 0 | 0 | 0
Geo | 0 | 0 | 0 | 0 | 0 | 0
H | 0 | 0 | 0 | 0 | 0 | 0
LFG | 0 | 0 | 0 | 0 | 0 | 0
Nuc | 0 | 0 | 0 | 0 | 0 | 0
PS | 0 | 0 | 0 | 0 | 0 | 0
PV | 0 | 0 | 0 | 0 | 0 | 0
PeakG | 0 | 0 | 0 | 0 | 0 | 0
PeakO | 0 | 0 | 0 | 0 | 0 | 0
ST | 0 | 0 | 0 | 0 | 0 | 0
STOG | 0 | 0 | 0 | 0 | 0 | 0
STWD | 0 | 0 | 0 | 0 | 0 | 0
WT | 0 | 0 | 0 | 0 | 0 | 0
IGCC | 0 | 0 | 0 | 0 | 0 | 0
DemandResponse | 0 | 0 | 0 | 0 | 0 | 0
IGCC-CCS | 0 | 0 | 0 | 0 | 0 | 0
WT_off | 0 | 0 | 0 | 0 | 0 | 0
PseudoUnit | 0 | 0 | 0 | 0 | 0 | 0
FixedInterchange | 0 | 0 | 0 | 0 | 0 | 0
Emission Cost by Reporting Type: MARITIMES
ReportingType | 2015 | 2020 | 2025 | 2030 | 2035 | 2040
BM | 0 | 0 | 0 | 0 | 0 | 0
CC | 0 | 0 | 0 | 0 | 0 | 0
CSP | 0 | 0 | 0 | 0 | 0 | 0
CT | 0 | 0 | 0 | 0 | 0 | 0
Coal | 0 | 0 | 0 | 0 | 0 | 0
Geo | 0 | 0 | 0 | 0 | 0 | 0
H | 0 | 0 | 0 | 0 | 0 | 0
LFG | 0 | 0 | 0 | 0 | 0 | 0
Nuc | 0 | 0 | 0 | 0 | 0 | 0
PS | 0 | 0 | 0 | 0 | 0 | 0
PV | 0 | 0 | 0 | 0 | 0 | 0
PeakG | 0 | 0 | 0 | 0 | 0 | 0
PeakO | 0 | 0 | 0 | 0 | 0 | 0
ST | 0 | 0 | 0 | 0 | 0 | 0
STOG | 0 | 0 | 0 | 0 | 0 | 0
STWD | 0 | 0 | 0 | 0 | 0 | 0
WT | 0 | 0 | 0 | 0 | 0 | 0
IGCC | 0 | 0 | 0 | 0 | 0 | 0
DemandResponse | 0 | 0 | 0 | 0 | 0 | 0
IGCC-CCS | 0 | 0 | 0 | 0 | 0 | 0
WT_off | 0 | 0 | 0 | 0 | 0 | 0
PseudoUnit | 0 | 0 | 0 | 0 | 0 | 0
FixedInterchange | 0 | 0 | 0 | 0 | 0 | 0
Emission Cost by Reporting Type: All
ReportingType | 2015 | 2020 | 2025 | 2030 | 2035 | 2040
BM | 0 | 0 | 0 | 0 | 0 | 0
CC | 0 | 0 | 0 | 0 | 0 | 0
CSP | 0 | 0 | 0 | 0 | 0 | 0
CT | 0 | 0 | 0 | 0 | 0 | 0
Coal | 294.41 | 0 | 0 | 0 | 0 | 0
Geo | 0 | 0 | 0 | 0 | 0 | 0
H | 0 | 0 | 0 | 0 | 0 | 0
LFG | 0 | 0 | 0 | 0 | 0 | 0
Nuc | 0 | 0 | 0 | 0 | 0 | 0
PS | 0 | 0 | 0 | 0 | 0 | 0
PV | 0 | 0 | 0 | 0 | 0 | 0
PeakG | 0 | 0 | 0 | 0 | 0 | 0
PeakO | 0 | 0 | 0 | 0 | 0 | 0
ST | 0 | 0 | 0 | 0 | 0 | 0
STOG | 0 | 0 | 0 | 0 | 0 | 0
STWD | 0 | 0 | 0 | 0 | 0 | 0
WT | 0 | 0 | 0 | 0 | 0 | 0
IGCC | 0.18 | 0 | 0 | 0 | 0 | 0
DemandResponse | 0 | 0 | 0 | 0 | 0 | 0
IGCC-CCS | 0 | 0 | 0 | 0 | 0 | 0
WT_off | 0 | 0 | 0 | 0 | 0 | 0
PseudoUnit | 0 | 0 | 0 | 0 | 0 | 0
FixedInterchange | 0 | 0 | 0 | 0 | 0 | 0
Emission Cost by Reporting Type: EI_US
ReportingType | 2015 | 2020 | 2025 | 2030 | 2035 | 2040
BM | 0 | 0 | 0 | 0 | 0 | 0
CC | 0 | 0 | 0 | 0 | 0 | 0
CSP | 0 | 0 | 0 | 0 | 0 | 0
CT | 0 | 0 | 0 | 0 | 0 | 0
Coal | 283.22 | 0 | 0 | 0 | 0 | 0
Geo | 0 | 0 | 0 | 0 | 0 | 0
H | 0 | 0 | 0 | 0 | 0 | 0
LFG | 0 | 0 | 0 | 0 | 0 | 0
Nuc | 0 | 0 | 0 | 0 | 0 | 0
PS | 0 | 0 | 0 | 0 | 0 | 0
PV | 0 | 0 | 0 | 0 | 0 | 0
PeakG | 0 | 0 | 0 | 0 | 0 | 0
PeakO | 0 | 0 | 0 | 0 | 0 | 0
ST | 0 | 0 | 0 | 0 | 0 | 0
STOG | 0 | 0 | 0 | 0 | 0 | 0
STWD | 0 | 0 | 0 | 0 | 0 | 0
WT | 0 | 0 | 0 | 0 | 0 | 0
IGCC | 0.18 | 0 | 0 | 0 | 0 | 0
DemandResponse | 0 | 0 | 0 | 0 | 0 | 0
IGCC-CCS | 0 | 0 | 0 | 0 | 0 | 0
WT_off | 0 | 0 | 0 | 0 | 0 | 0
PseudoUnit | 0 | 0 | 0 | 0 | 0 | 0
FixedInterchange | 0 | 0 | 0 | 0 | 0 | 0
Emission Cost by Reporting Type: EI_Canada
ReportingType | 2015 | 2020 | 2025 | 2030 | 2035 | 2040
BM | 0 | 0 | 0 | 0 | 0 | 0
CC | 0 | 0 | 0 | 0 | 0 | 0
CSP | 0 | 0 | 0 | 0 | 0 | 0
CT | 0 | 0 | 0 | 0 | 0 | 0
Coal | 0 | 0 | 0 | 0 | 0 | 0
Geo | 0 | 0 | 0 | 0 | 0 | 0
H | 0 | 0 | 0 | 0 | 0 | 0
LFG | 0 | 0 | 0 | 0 | 0 | 0
Nuc | 0 | 0 | 0 | 0 | 0 | 0
PS | 0 | 0 | 0 | 0 | 0 | 0
PV | 0 | 0 | 0 | 0 | 0 | 0
PeakG | 0 | 0 | 0 | 0 | 0 | 0
PeakO | 0 | 0 | 0 | 0 | 0 | 0
ST | 0 | 0 | 0 | 0 | 0 | 0
STOG | 0 | 0 | 0 | 0 | 0 | 0
STWD | 0 | 0 | 0 | 0 | 0 | 0
WT | 0 | 0 | 0 | 0 | 0 | 0
IGCC | 0 | 0 | 0 | 0 | 0 | 0
DemandResponse | 0 | 0 | 0 | 0 | 0 | 0
IGCC-CCS | 0 | 0 | 0 | 0 | 0 | 0
WT_off | 0 | 0 | 0 | 0 | 0 | 0
PseudoUnit | 0 | 0 | 0 | 0 | 0 | 0
FixedInterchange | 0 | 0 | 0 | 0 | 0 | 0
Emission Cost by Reporting Type: EI
ReportingType | 2015 | 2020 | 2025 | 2030 | 2035 | 2040
BM | 0 | 0 | 0 | 0 | 0 | 0
CC | 0 | 0 | 0 | 0 | 0 | 0
CSP | 0 | 0 | 0 | 0 | 0 | 0
CT | 0 | 0 | 0 | 0 | 0 | 0
Coal | 283.22 | 0 | 0 | 0 | 0 | 0
Geo | 0 | 0 | 0 | 0 | 0 | 0
H | 0 | 0 | 0 | 0 | 0 | 0
LFG | 0 | 0 | 0 | 0 | 0 | 0
Nuc | 0 | 0 | 0 | 0 | 0 | 0
PS | 0 | 0 | 0 | 0 | 0 | 0
PV | 0 | 0 | 0 | 0 | 0 | 0
PeakG | 0 | 0 | 0 | 0 | 0 | 0
PeakO | 0 | 0 | 0 | 0 | 0 | 0
ST | 0 | 0 | 0 | 0 | 0 | 0
STOG | 0 | 0 | 0 | 0 | 0 | 0
STWD | 0 | 0 | 0 | 0 | 0 | 0
WT | 0 | 0 | 0 | 0 | 0 | 0
IGCC | 0.18 | 0 | 0 | 0 | 0 | 0
DemandResponse | 0 | 0 | 0 | 0 | 0 | 0
IGCC-CCS | 0 | 0 | 0 | 0 | 0 | 0
WT_off | 0 | 0 | 0 | 0 | 0 | 0
PseudoUnit | 0 | 0 | 0 | 0 | 0 | 0
FixedInterchange | 0 | 0 | 0 | 0 | 0 | 0
Emission Cost by Reporting Type: Outside_EI
ReportingType | 2015 | 2020 | 2025 | 2030 | 2035 | 2040
BM | 0 | 0 | 0 | 0 | 0 | 0
CC | 0 | 0 | 0 | 0 | 0 | 0
CSP | 0 | 0 | 0 | 0 | 0 | 0
CT | 0 | 0 | 0 | 0 | 0 | 0
Coal | 11.18 | 0 | 0 | 0 | 0 | 0
Geo | 0 | 0 | 0 | 0 | 0 | 0
H | 0 | 0 | 0 | 0 | 0 | 0
LFG | 0 | 0 | 0 | 0 | 0 | 0
Nuc | 0 | 0 | 0 | 0 | 0 | 0
PS | 0 | 0 | 0 | 0 | 0 | 0
PV | 0 | 0 | 0 | 0 | 0 | 0
PeakG | 0 | 0 | 0 | 0 | 0 | 0
PeakO | 0 | 0 | 0 | 0 | 0 | 0
ST | 0 | 0 | 0 | 0 | 0 | 0
STOG | 0 | 0 | 0 | 0 | 0 | 0
STWD | 0 | 0 | 0 | 0 | 0 | 0
WT | 0 | 0 | 0 | 0 | 0 | 0
IGCC | 0 | 0 | 0 | 0 | 0 | 0
DemandResponse | 0 | 0 | 0 | 0 | 0 | 0
IGCC-CCS | 0 | 0 | 0 | 0 | 0 | 0
WT_off | 0 | 0 | 0 | 0 | 0 | 0
PseudoUnit | 0 | 0 | 0 | 0 | 0 | 0
FixedInterchange | 0 | 0 | 0 | 0 | 0 | 0
==== Emission Program: CAIRNoxSeasonal : (NOx) ====
Emission Cost by Reporting Type: Entergy
ReportingType | 2015 | 2020 | 2025 | 2030 | 2035 | 2040
BM | 0 | 0 | 0 | 0 | 0 | 0
CC | 0 | 0 | 0 | 0 | 0 | 0
CSP | 0 | 0 | 0 | 0 | 0 | 0
CT | 0 | 0 | 0 | 0 | 0 | 0
Coal | 0 | 0 | 0 | 0 | 0 | 0
Geo | 0 | 0 | 0 | 0 | 0 | 0
H | 0 | 0 | 0 | 0 | 0 | 0
LFG | 0 | 0 | 0 | 0 | 0 | 0
Nuc | 0 | 0 | 0 | 0 | 0 | 0
PS | 0 | 0 | 0 | 0 | 0 | 0
PV | 0 | 0 | 0 | 0 | 0 | 0
PeakG | 0 | 0 | 0 | 0 | 0 | 0
PeakO | 0 | 0 | 0 | 0 | 0 | 0
ST | 0 | 0 | 0 | 0 | 0 | 0
STOG | 0 | 0 | 0 | 0 | 0 | 0
STWD | 0 | 0 | 0 | 0 | 0 | 0
WT | 0 | 0 | 0 | 0 | 0 | 0
IGCC | 0 | 0 | 0 | 0 | 0 | 0
DemandResponse | 0 | 0 | 0 | 0 | 0 | 0
IGCC-CCS | 0 | 0 | 0 | 0 | 0 | 0
WT_off | 0 | 0 | 0 | 0 | 0 | 0
PseudoUnit | 0 | 0 | 0 | 0 | 0 | 0
FixedInterchange | 0 | 0 | 0 | 0 | 0 | 0
Emission Cost by Reporting Type: FRCC
ReportingType | 2015 | 2020 | 2025 | 2030 | 2035 | 2040
BM | 0 | 0 | 0 | 0 | 0 | 0
CC | 0 | 0 | 0 | 0 | 0 | 0
CSP | 0 | 0 | 0 | 0 | 0 | 0
CT | 0 | 0 | 0 | 0 | 0 | 0
Coal | 0 | 0 | 0 | 0 | 0 | 0
Geo | 0 | 0 | 0 | 0 | 0 | 0
H | 0 | 0 | 0 | 0 | 0 | 0
LFG | 0 | 0 | 0 | 0 | 0 | 0
Nuc | 0 | 0 | 0 | 0 | 0 | 0
PS | 0 | 0 | 0 | 0 | 0 | 0
PV | 0 | 0 | 0 | 0 | 0 | 0
PeakG | 0 | 0 | 0 | 0 | 0 | 0
PeakO | 0 | 0 | 0 | 0 | 0 | 0
ST | 0 | 0 | 0 | 0 | 0 | 0
STOG | 0 | 0 | 0 | 0 | 0 | 0
STWD | 0 | 0 | 0 | 0 | 0 | 0
WT | 0 | 0 | 0 | 0 | 0 | 0
IGCC | 0 | 0 | 0 | 0 | 0 | 0
DemandResponse | 0 | 0 | 0 | 0 | 0 | 0
IGCC-CCS | 0 | 0 | 0 | 0 | 0 | 0
WT_off | 0 | 0 | 0 | 0 | 0 | 0
PseudoUnit | 0 | 0 | 0 | 0 | 0 | 0
FixedInterchange | 0 | 0 | 0 | 0 | 0 | 0
Emission Cost by Reporting Type: MAPP_US
ReportingType | 2015 | 2020 | 2025 | 2030 | 2035 | 2040
BM | 0 | 0 | 0 | 0 | 0 | 0
CC | 0 | 0 | 0 | 0 | 0 | 0
CSP | 0 | 0 | 0 | 0 | 0 | 0
CT | 0 | 0 | 0 | 0 | 0 | 0
Coal | 0 | 0 | 0 | 0 | 0 | 0
Geo | 0 | 0 | 0 | 0 | 0 | 0
H | 0 | 0 | 0 | 0 | 0 | 0
LFG | 0 | 0 | 0 | 0 | 0 | 0
Nuc | 0 | 0 | 0 | 0 | 0 | 0
PS | 0 | 0 | 0 | 0 | 0 | 0
PV | 0 | 0 | 0 | 0 | 0 | 0
PeakG | 0 | 0 | 0 | 0 | 0 | 0
PeakO | 0 | 0 | 0 | 0 | 0 | 0
ST | 0 | 0 | 0 | 0 | 0 | 0
STOG | 0 | 0 | 0 | 0 | 0 | 0
STWD | 0 | 0 | 0 | 0 | 0 | 0
WT | 0 | 0 | 0 | 0 | 0 | 0
IGCC | 0 | 0 | 0 | 0 | 0 | 0
DemandResponse | 0 | 0 | 0 | 0 | 0 | 0
IGCC-CCS | 0 | 0 | 0 | 0 | 0 | 0
WT_off | 0 | 0 | 0 | 0 | 0 | 0
PseudoUnit | 0 | 0 | 0 | 0 | 0 | 0
FixedInterchange | 0 | 0 | 0 | 0 | 0 | 0
Emission Cost by Reporting Type: MISO_IN
ReportingType | 2015 | 2020 | 2025 | 2030 | 2035 | 2040
BM | 0 | 0 | 0 | 0 | 0 | 0
CC | 0 | 0 | 0 | 0 | 0 | 0
CSP | 0 | 0 | 0 | 0 | 0 | 0
CT | 0 | 0 | 0 | 0 | 0 | 0
Coal | 0 | 0 | 0 | 0 | 0 | 0
Geo | 0 | 0 | 0 | 0 | 0 | 0
H | 0 | 0 | 0 | 0 | 0 | 0
LFG | 0 | 0 | 0 | 0 | 0 | 0
Nuc | 0 | 0 | 0 | 0 | 0 | 0
PS | 0 | 0 | 0 | 0 | 0 | 0
PV | 0 | 0 | 0 | 0 | 0 | 0
PeakG | 0 | 0 | 0 | 0 | 0 | 0
PeakO | 0 | 0 | 0 | 0 | 0 | 0
ST | 0 | 0 | 0 | 0 | 0 | 0
STOG | 0 | 0 | 0 | 0 | 0 | 0
STWD | 0 | 0 | 0 | 0 | 0 | 0
WT | 0 | 0 | 0 | 0 | 0 | 0
IGCC | 0 | 0 | 0 | 0 | 0 | 0
DemandResponse | 0 | 0 | 0 | 0 | 0 | 0
IGCC-CCS | 0 | 0 | 0 | 0 | 0 | 0
WT_off | 0 | 0 | 0 | 0 | 0 | 0
PseudoUnit | 0 | 0 | 0 | 0 | 0 | 0
FixedInterchange | 0 | 0 | 0 | 0 | 0 | 0
Emission Cost by Reporting Type: MISO_MI
ReportingType | 2015 | 2020 | 2025 | 2030 | 2035 | 2040
BM | 0 | 0 | 0 | 0 | 0 | 0
CC | 0 | 0 | 0 | 0 | 0 | 0
CSP | 0 | 0 | 0 | 0 | 0 | 0
CT | 0 | 0 | 0 | 0 | 0 | 0
Coal | 0 | 0 | 0 | 0 | 0 | 0
Geo | 0 | 0 | 0 | 0 | 0 | 0
H | 0 | 0 | 0 | 0 | 0 | 0
LFG | 0 | 0 | 0 | 0 | 0 | 0
Nuc | 0 | 0 | 0 | 0 | 0 | 0
PS | 0 | 0 | 0 | 0 | 0 | 0
PV | 0 | 0 | 0 | 0 | 0 | 0
PeakG | 0 | 0 | 0 | 0 | 0 | 0
PeakO | 0 | 0 | 0 | 0 | 0 | 0
ST | 0 | 0 | 0 | 0 | 0 | 0
STOG | 0 | 0 | 0 | 0 | 0 | 0
STWD | 0 | 0 | 0 | 0 | 0 | 0
WT | 0 | 0 | 0 | 0 | 0 | 0
IGCC | 0 | 0 | 0 | 0 | 0 | 0
DemandResponse | 0 | 0 | 0 | 0 | 0 | 0
IGCC-CCS | 0 | 0 | 0 | 0 | 0 | 0
WT_off | 0 | 0 | 0 | 0 | 0 | 0
PseudoUnit | 0 | 0 | 0 | 0 | 0 | 0
FixedInterchange | 0 | 0 | 0 | 0 | 0 | 0
Emission Cost by Reporting Type: MISO_MO-IL
ReportingType | 2015 | 2020 | 2025 | 2030 | 2035 | 2040
BM | 0 | 0 | 0 | 0 | 0 | 0
CC | 0 | 0 | 0 | 0 | 0 | 0
CSP | 0 | 0 | 0 | 0 | 0 | 0
CT | 0 | 0 | 0 | 0 | 0 | 0
Coal | 0 | 0 | 0 | 0 | 0 | 0
Geo | 0 | 0 | 0 | 0 | 0 | 0
H | 0 | 0 | 0 | 0 | 0 | 0
LFG | 0 | 0 | 0 | 0 | 0 | 0
Nuc | 0 | 0 | 0 | 0 | 0 | 0
PS | 0 | 0 | 0 | 0 | 0 | 0
PV | 0 | 0 | 0 | 0 | 0 | 0
PeakG | 0 | 0 | 0 | 0 | 0 | 0
PeakO | 0 | 0 | 0 | 0 | 0 | 0
ST | 0 | 0 | 0 | 0 | 0 | 0
STOG | 0 | 0 | 0 | 0 | 0 | 0
STWD | 0 | 0 | 0 | 0 | 0 | 0
WT | 0 | 0 | 0 | 0 | 0 | 0
IGCC | 0 | 0 | 0 | 0 | 0 | 0
DemandResponse | 0 | 0 | 0 | 0 | 0 | 0
IGCC-CCS | 0 | 0 | 0 | 0 | 0 | 0
WT_off | 0 | 0 | 0 | 0 | 0 | 0
PseudoUnit | 0 | 0 | 0 | 0 | 0 | 0
FixedInterchange | 0 | 0 | 0 | 0 | 0 | 0
Emission Cost by Reporting Type: MISO_W
ReportingType | 2015 | 2020 | 2025 | 2030 | 2035 | 2040
BM | 0 | 0 | 0 | 0 | 0 | 0
CC | 0 | 0 | 0 | 0 | 0 | 0
CSP | 0 | 0 | 0 | 0 | 0 | 0
CT | 0 | 0 | 0 | 0 | 0 | 0
Coal | 0 | 0 | 0 | 0 | 0 | 0
Geo | 0 | 0 | 0 | 0 | 0 | 0
H | 0 | 0 | 0 | 0 | 0 | 0
LFG | 0 | 0 | 0 | 0 | 0 | 0
Nuc | 0 | 0 | 0 | 0 | 0 | 0
PS | 0 | 0 | 0 | 0 | 0 | 0
PV | 0 | 0 | 0 | 0 | 0 | 0
PeakG | 0 | 0 | 0 | 0 | 0 | 0
PeakO | 0 | 0 | 0 | 0 | 0 | 0
ST | 0 | 0 | 0 | 0 | 0 | 0
STOG | 0 | 0 | 0 | 0 | 0 | 0
STWD | 0 | 0 | 0 | 0 | 0 | 0
WT | 0 | 0 | 0 | 0 | 0 | 0
IGCC | 0 | 0 | 0 | 0 | 0 | 0
DemandResponse | 0 | 0 | 0 | 0 | 0 | 0
IGCC-CCS | 0 | 0 | 0 | 0 | 0 | 0
WT_off | 0 | 0 | 0 | 0 | 0 | 0
PseudoUnit | 0 | 0 | 0 | 0 | 0 | 0
FixedInterchange | 0 | 0 | 0 | 0 | 0 | 0
Emission Cost by Reporting Type: MISO_WUMS
ReportingType | 2015 | 2020 | 2025 | 2030 | 2035 | 2040
BM | 0 | 0 | 0 | 0 | 0 | 0
CC | 0 | 0 | 0 | 0 | 0 | 0
CSP | 0 | 0 | 0 | 0 | 0 | 0
CT | 0 | 0 | 0 | 0 | 0 | 0
Coal | 0 | 0 | 0 | 0 | 0 | 0
Geo | 0 | 0 | 0 | 0 | 0 | 0
H | 0 | 0 | 0 | 0 | 0 | 0
LFG | 0 | 0 | 0 | 0 | 0 | 0
Nuc | 0 | 0 | 0 | 0 | 0 | 0
PS | 0 | 0 | 0 | 0 | 0 | 0
PV | 0 | 0 | 0 | 0 | 0 | 0
PeakG | 0 | 0 | 0 | 0 | 0 | 0
PeakO | 0 | 0 | 0 | 0 | 0 | 0
ST | 0 | 0 | 0 | 0 | 0 | 0
STOG | 0 | 0 | 0 | 0 | 0 | 0
STWD | 0 | 0 | 0 | 0 | 0 | 0
WT | 0 | 0 | 0 | 0 | 0 | 0
IGCC | 0 | 0 | 0 | 0 | 0 | 0
DemandResponse | 0 | 0 | 0 | 0 | 0 | 0
IGCC-CCS | 0 | 0 | 0 | 0 | 0 | 0
WT_off | 0 | 0 | 0 | 0 | 0 | 0
PseudoUnit | 0 | 0 | 0 | 0 | 0 | 0
FixedInterchange | 0 | 0 | 0 | 0 | 0 | 0
Emission Cost by Reporting Type: Nebraska
ReportingType | 2015 | 2020 | 2025 | 2030 | 2035 | 2040
BM | 0 | 0 | 0 | 0 | 0 | 0
CC | 0 | 0 | 0 | 0 | 0 | 0
CSP | 0 | 0 | 0 | 0 | 0 | 0
CT | 0 | 0 | 0 | 0 | 0 | 0
Coal | 0 | 0 | 0 | 0 | 0 | 0
Geo | 0 | 0 | 0 | 0 | 0 | 0
H | 0 | 0 | 0 | 0 | 0 | 0
LFG | 0 | 0 | 0 | 0 | 0 | 0
Nuc | 0 | 0 | 0 | 0 | 0 | 0
PS | 0 | 0 | 0 | 0 | 0 | 0
PV | 0 | 0 | 0 | 0 | 0 | 0
PeakG | 0 | 0 | 0 | 0 | 0 | 0
PeakO | 0 | 0 | 0 | 0 | 0 | 0
ST | 0 | 0 | 0 | 0 | 0 | 0
STOG | 0 | 0 | 0 | 0 | 0 | 0
STWD | 0 | 0 | 0 | 0 | 0 | 0
WT | 0 | 0 | 0 | 0 | 0 | 0
IGCC | 0 | 0 | 0 | 0 | 0 | 0
DemandResponse | 0 | 0 | 0 | 0 | 0 | 0
IGCC-CCS | 0 | 0 | 0 | 0 | 0 | 0
WT_off | 0 | 0 | 0 | 0 | 0 | 0
PseudoUnit | 0 | 0 | 0 | 0 | 0 | 0
FixedInterchange | 0 | 0 | 0 | 0 | 0 | 0
Emission Cost by Reporting Type: NEISO
ReportingType | 2015 | 2020 | 2025 | 2030 | 2035 | 2040
BM | 0 | 0 | 0 | 0 | 0 | 0
CC | 0 | 0 | 0 | 0 | 0 | 0
CSP | 0 | 0 | 0 | 0 | 0 | 0
CT | 0 | 0 | 0 | 0 | 0 | 0
Coal | 0 | 0 | 0 | 0 | 0 | 0
Geo | 0 | 0 | 0 | 0 | 0 | 0
H | 0 | 0 | 0 | 0 | 0 | 0
LFG | 0 | 0 | 0 | 0 | 0 | 0
Nuc | 0 | 0 | 0 | 0 | 0 | 0
PS | 0 | 0 | 0 | 0 | 0 | 0
PV | 0 | 0 | 0 | 0 | 0 | 0
PeakG | 0 | 0 | 0 | 0 | 0 | 0
PeakO | 0 | 0 | 0 | 0 | 0 | 0
ST | 0 | 0 | 0 | 0 | 0 | 0
STOG | 0 | 0 | 0 | 0 | 0 | 0
STWD | 0 | 0 | 0 | 0 | 0 | 0
WT | 0 | 0 | 0 | 0 | 0 | 0
IGCC | 0 | 0 | 0 | 0 | 0 | 0
DemandResponse | 0 | 0 | 0 | 0 | 0 | 0
IGCC-CCS | 0 | 0 | 0 | 0 | 0 | 0
WT_off | 0 | 0 | 0 | 0 | 0 | 0
PseudoUnit | 0 | 0 | 0 | 0 | 0 | 0
FixedInterchange | 0 | 0 | 0 | 0 | 0 | 0
Emission Cost by Reporting Type: NonRTO_Midwest
ReportingType | 2015 | 2020 | 2025 | 2030 | 2035 | 2040
BM | 0 | 0 | 0 | 0 | 0 | 0
CC | 0 | 0 | 0 | 0 | 0 | 0
CSP | 0 | 0 | 0 | 0 | 0 | 0
CT | 0 | 0 | 0 | 0 | 0 | 0
Coal | 0 | 0 | 0 | 0 | 0 | 0
Geo | 0 | 0 | 0 | 0 | 0 | 0
H | 0 | 0 | 0 | 0 | 0 | 0
LFG | 0 | 0 | 0 | 0 | 0 | 0
Nuc | 0 | 0 | 0 | 0 | 0 | 0
PS | 0 | 0 | 0 | 0 | 0 | 0
PV | 0 | 0 | 0 | 0 | 0 | 0
PeakG | 0 | 0 | 0 | 0 | 0 | 0
PeakO | 0 | 0 | 0 | 0 | 0 | 0
ST | 0 | 0 | 0 | 0 | 0 | 0
STOG | 0 | 0 | 0 | 0 | 0 | 0
STWD | 0 | 0 | 0 | 0 | 0 | 0
WT | 0 | 0 | 0 | 0 | 0 | 0
IGCC | 0 | 0 | 0 | 0 | 0 | 0
DemandResponse | 0 | 0 | 0 | 0 | 0 | 0
IGCC-CCS | 0 | 0 | 0 | 0 | 0 | 0
WT_off | 0 | 0 | 0 | 0 | 0 | 0
PseudoUnit | 0 | 0 | 0 | 0 | 0 | 0
FixedInterchange | 0 | 0 | 0 | 0 | 0 | 0
Emission Cost by Reporting Type: NYISO_A-F
ReportingType | 2015 | 2020 | 2025 | 2030 | 2035 | 2040
BM | 0 | 0 | 0 | 0 | 0 | 0
CC | 0 | 0 | 0 | 0 | 0 | 0
CSP | 0 | 0 | 0 | 0 | 0 | 0
CT | 0 | 0 | 0 | 0 | 0 | 0
Coal | 0 | 0 | 0 | 0 | 0 | 0
Geo | 0 | 0 | 0 | 0 | 0 | 0
H | 0 | 0 | 0 | 0 | 0 | 0
LFG | 0 | 0 | 0 | 0 | 0 | 0
Nuc | 0 | 0 | 0 | 0 | 0 | 0
PS | 0 | 0 | 0 | 0 | 0 | 0
PV | 0 | 0 | 0 | 0 | 0 | 0
PeakG | 0 | 0 | 0 | 0 | 0 | 0
PeakO | 0 | 0 | 0 | 0 | 0 | 0
ST | 0 | 0 | 0 | 0 | 0 | 0
STOG | 0 | 0 | 0 | 0 | 0 | 0
STWD | 0 | 0 | 0 | 0 | 0 | 0
WT | 0 | 0 | 0 | 0 | 0 | 0
IGCC | 0 | 0 | 0 | 0 | 0 | 0
DemandResponse | 0 | 0 | 0 | 0 | 0 | 0
IGCC-CCS | 0 | 0 | 0 | 0 | 0 | 0
WT_off | 0 | 0 | 0 | 0 | 0 | 0
PseudoUnit | 0 | 0 | 0 | 0 | 0 | 0
FixedInterchange | 0 | 0 | 0 | 0 | 0 | 0
Emission Cost by Reporting Type: NYISO_G-I
ReportingType | 2015 | 2020 | 2025 | 2030 | 2035 | 2040
BM | 0 | 0 | 0 | 0 | 0 | 0
CC | 0 | 0 | 0 | 0 | 0 | 0
CSP | 0 | 0 | 0 | 0 | 0 | 0
CT | 0 | 0 | 0 | 0 | 0 | 0
Coal | 0 | 0 | 0 | 0 | 0 | 0
Geo | 0 | 0 | 0 | 0 | 0 | 0
H | 0 | 0 | 0 | 0 | 0 | 0
LFG | 0 | 0 | 0 | 0 | 0 | 0
Nuc | 0 | 0 | 0 | 0 | 0 | 0
PS | 0 | 0 | 0 | 0 | 0 | 0
PV | 0 | 0 | 0 | 0 | 0 | 0
PeakG | 0 | 0 | 0 | 0 | 0 | 0
PeakO | 0 | 0 | 0 | 0 | 0 | 0
ST | 0 | 0 | 0 | 0 | 0 | 0
STOG | 0 | 0 | 0 | 0 | 0 | 0
STWD | 0 | 0 | 0 | 0 | 0 | 0
WT | 0 | 0 | 0 | 0 | 0 | 0
IGCC | 0 | 0 | 0 | 0 | 0 | 0
DemandResponse | 0 | 0 | 0 | 0 | 0 | 0
IGCC-CCS | 0 | 0 | 0 | 0 | 0 | 0
WT_off | 0 | 0 | 0 | 0 | 0 | 0
PseudoUnit | 0 | 0 | 0 | 0 | 0 | 0
FixedInterchange | 0 | 0 | 0 | 0 | 0 | 0
Emission Cost by Reporting Type: NYISO_J-K
ReportingType | 2015 | 2020 | 2025 | 2030 | 2035 | 2040
BM | 0 | 0 | 0 | 0 | 0 | 0
CC | 0 | 0 | 0 | 0 | 0 | 0
CSP | 0 | 0 | 0 | 0 | 0 | 0
CT | 0 | 0 | 0 | 0 | 0 | 0
Coal | 0 | 0 | 0 | 0 | 0 | 0
Geo | 0 | 0 | 0 | 0 | 0 | 0
H | 0 | 0 | 0 | 0 | 0 | 0
LFG | 0 | 0 | 0 | 0 | 0 | 0
Nuc | 0 | 0 | 0 | 0 | 0 | 0
PS | 0 | 0 | 0 | 0 | 0 | 0
PV | 0 | 0 | 0 | 0 | 0 | 0
PeakG | 0 | 0 | 0 | 0 | 0 | 0
PeakO | 0 | 0 | 0 | 0 | 0 | 0
ST | 0 | 0 | 0 | 0 | 0 | 0
STOG | 0 | 0 | 0 | 0 | 0 | 0
STWD | 0 | 0 | 0 | 0 | 0 | 0
WT | 0 | 0 | 0 | 0 | 0 | 0
IGCC | 0 | 0 | 0 | 0 | 0 | 0
DemandResponse | 0 | 0 | 0 | 0 | 0 | 0
IGCC-CCS | 0 | 0 | 0 | 0 | 0 | 0
WT_off | 0 | 0 | 0 | 0 | 0 | 0
PseudoUnit | 0 | 0 | 0 | 0 | 0 | 0
FixedInterchange | 0 | 0 | 0 | 0 | 0 | 0
Emission Cost by Reporting Type: PJM_E
ReportingType | 2015 | 2020 | 2025 | 2030 | 2035 | 2040
BM | 0 | 0 | 0 | 0 | 0 | 0
CC | 0 | 0 | 0 | 0 | 0 | 0
CSP | 0 | 0 | 0 | 0 | 0 | 0
CT | 0 | 0 | 0 | 0 | 0 | 0
Coal | 0 | 0 | 0 | 0 | 0 | 0
Geo | 0 | 0 | 0 | 0 | 0 | 0
H | 0 | 0 | 0 | 0 | 0 | 0
LFG | 0 | 0 | 0 | 0 | 0 | 0
Nuc | 0 | 0 | 0 | 0 | 0 | 0
PS | 0 | 0 | 0 | 0 | 0 | 0
PV | 0 | 0 | 0 | 0 | 0 | 0
PeakG | 0 | 0 | 0 | 0 | 0 | 0
PeakO | 0 | 0 | 0 | 0 | 0 | 0
ST | 0 | 0 | 0 | 0 | 0 | 0
STOG | 0 | 0 | 0 | 0 | 0 | 0
STWD | 0 | 0 | 0 | 0 | 0 | 0
WT | 0 | 0 | 0 | 0 | 0 | 0
IGCC | 0 | 0 | 0 | 0 | 0 | 0
DemandResponse | 0 | 0 | 0 | 0 | 0 | 0
IGCC-CCS | 0 | 0 | 0 | 0 | 0 | 0
WT_off | 0 | 0 | 0 | 0 | 0 | 0
PseudoUnit | 0 | 0 | 0 | 0 | 0 | 0
FixedInterchange | 0 | 0 | 0 | 0 | 0 | 0
Emission Cost by Reporting Type: PJM_ROM
ReportingType | 2015 | 2020 | 2025 | 2030 | 2035 | 2040
BM | 0 | 0 | 0 | 0 | 0 | 0
CC | 0 | 0 | 0 | 0 | 0 | 0
CSP | 0 | 0 | 0 | 0 | 0 | 0
CT | 0 | 0 | 0 | 0 | 0 | 0
Coal | 0 | 0 | 0 | 0 | 0 | 0
Geo | 0 | 0 | 0 | 0 | 0 | 0
H | 0 | 0 | 0 | 0 | 0 | 0
LFG | 0 | 0 | 0 | 0 | 0 | 0
Nuc | 0 | 0 | 0 | 0 | 0 | 0
PS | 0 | 0 | 0 | 0 | 0 | 0
PV | 0 | 0 | 0 | 0 | 0 | 0
PeakG | 0 | 0 | 0 | 0 | 0 | 0
PeakO | 0 | 0 | 0 | 0 | 0 | 0
ST | 0 | 0 | 0 | 0 | 0 | 0
STOG | 0 | 0 | 0 | 0 | 0 | 0
STWD | 0 | 0 | 0 | 0 | 0 | 0
WT | 0 | 0 | 0 | 0 | 0 | 0
IGCC | 0 | 0 | 0 | 0 | 0 | 0
DemandResponse | 0 | 0 | 0 | 0 | 0 | 0
IGCC-CCS | 0 | 0 | 0 | 0 | 0 | 0
WT_off | 0 | 0 | 0 | 0 | 0 | 0
PseudoUnit | 0 | 0 | 0 | 0 | 0 | 0
FixedInterchange | 0 | 0 | 0 | 0 | 0 | 0
Emission Cost by Reporting Type: PJM_ROR
ReportingType | 2015 | 2020 | 2025 | 2030 | 2035 | 2040
BM | 0 | 0 | 0 | 0 | 0 | 0
CC | 0 | 0 | 0 | 0 | 0 | 0
CSP | 0 | 0 | 0 | 0 | 0 | 0
CT | 0 | 0 | 0 | 0 | 0 | 0
Coal | 0 | 0 | 0 | 0 | 0 | 0
Geo | 0 | 0 | 0 | 0 | 0 | 0
H | 0 | 0 | 0 | 0 | 0 | 0
LFG | 0 | 0 | 0 | 0 | 0 | 0
Nuc | 0 | 0 | 0 | 0 | 0 | 0
PS | 0 | 0 | 0 | 0 | 0 | 0
PV | 0 | 0 | 0 | 0 | 0 | 0
PeakG | 0 | 0 | 0 | 0 | 0 | 0
PeakO | 0 | 0 | 0 | 0 | 0 | 0
ST | 0 | 0 | 0 | 0 | 0 | 0
STOG | 0 | 0 | 0 | 0 | 0 | 0
STWD | 0 | 0 | 0 | 0 | 0 | 0
WT | 0 | 0 | 0 | 0 | 0 | 0
IGCC | 0 | 0 | 0 | 0 | 0 | 0
DemandResponse | 0 | 0 | 0 | 0 | 0 | 0
IGCC-CCS | 0 | 0 | 0 | 0 | 0 | 0
WT_off | 0 | 0 | 0 | 0 | 0 | 0
PseudoUnit | 0 | 0 | 0 | 0 | 0 | 0
FixedInterchange | 0 | 0 | 0 | 0 | 0 | 0
Emission Cost by Reporting Type: SOCO
ReportingType | 2015 | 2020 | 2025 | 2030 | 2035 | 2040
BM | 0 | 0 | 0 | 0 | 0 | 0
CC | 0 | 0 | 0 | 0 | 0 | 0
CSP | 0 | 0 | 0 | 0 | 0 | 0
CT | 0 | 0 | 0 | 0 | 0 | 0
Coal | 0 | 0 | 0 | 0 | 0 | 0
Geo | 0 | 0 | 0 | 0 | 0 | 0
H | 0 | 0 | 0 | 0 | 0 | 0
LFG | 0 | 0 | 0 | 0 | 0 | 0
Nuc | 0 | 0 | 0 | 0 | 0 | 0
PS | 0 | 0 | 0 | 0 | 0 | 0
PV | 0 | 0 | 0 | 0 | 0 | 0
PeakG | 0 | 0 | 0 | 0 | 0 | 0
PeakO | 0 | 0 | 0 | 0 | 0 | 0
ST | 0 | 0 | 0 | 0 | 0 | 0
STOG | 0 | 0 | 0 | 0 | 0 | 0
STWD | 0 | 0 | 0 | 0 | 0 | 0
WT | 0 | 0 | 0 | 0 | 0 | 0
IGCC | 0 | 0 | 0 | 0 | 0 | 0
DemandResponse | 0 | 0 | 0 | 0 | 0 | 0
IGCC-CCS | 0 | 0 | 0 | 0 | 0 | 0
WT_off | 0 | 0 | 0 | 0 | 0 | 0
PseudoUnit | 0 | 0 | 0 | 0 | 0 | 0
FixedInterchange | 0 | 0 | 0 | 0 | 0 | 0
Emission Cost by Reporting Type: SPP_N
ReportingType | 2015 | 2020 | 2025 | 2030 | 2035 | 2040
BM | 0 | 0 | 0 | 0 | 0 | 0
CC | 0 | 0 | 0 | 0 | 0 | 0
CSP | 0 | 0 | 0 | 0 | 0 | 0
CT | 0 | 0 | 0 | 0 | 0 | 0
Coal | 0 | 0 | 0 | 0 | 0 | 0
Geo | 0 | 0 | 0 | 0 | 0 | 0
H | 0 | 0 | 0 | 0 | 0 | 0
LFG | 0 | 0 | 0 | 0 | 0 | 0
Nuc | 0 | 0 | 0 | 0 | 0 | 0
PS | 0 | 0 | 0 | 0 | 0 | 0
PV | 0 | 0 | 0 | 0 | 0 | 0
PeakG | 0 | 0 | 0 | 0 | 0 | 0
PeakO | 0 | 0 | 0 | 0 | 0 | 0
ST | 0 | 0 | 0 | 0 | 0 | 0
STOG | 0 | 0 | 0 | 0 | 0 | 0
STWD | 0 | 0 | 0 | 0 | 0 | 0
WT | 0 | 0 | 0 | 0 | 0 | 0
IGCC | 0 | 0 | 0 | 0 | 0 | 0
DemandResponse | 0 | 0 | 0 | 0 | 0 | 0
IGCC-CCS | 0 | 0 | 0 | 0 | 0 | 0
WT_off | 0 | 0 | 0 | 0 | 0 | 0
PseudoUnit | 0 | 0 | 0 | 0 | 0 | 0
FixedInterchange | 0 | 0 | 0 | 0 | 0 | 0
Emission Cost by Reporting Type: SPP_S
ReportingType | 2015 | 2020 | 2025 | 2030 | 2035 | 2040
BM | 0 | 0 | 0 | 0 | 0 | 0
CC | 0 | 0 | 0 | 0 | 0 | 0
CSP | 0 | 0 | 0 | 0 | 0 | 0
CT | 0 | 0 | 0 | 0 | 0 | 0
Coal | 0 | 0 | 0 | 0 | 0 | 0
Geo | 0 | 0 | 0 | 0 | 0 | 0
H | 0 | 0 | 0 | 0 | 0 | 0
LFG | 0 | 0 | 0 | 0 | 0 | 0
Nuc | 0 | 0 | 0 | 0 | 0 | 0
PS | 0 | 0 | 0 | 0 | 0 | 0
PV | 0 | 0 | 0 | 0 | 0 | 0
PeakG | 0 | 0 | 0 | 0 | 0 | 0
PeakO | 0 | 0 | 0 | 0 | 0 | 0
ST | 0 | 0 | 0 | 0 | 0 | 0
STOG | 0 | 0 | 0 | 0 | 0 | 0
STWD | 0 | 0 | 0 | 0 | 0 | 0
WT | 0 | 0 | 0 | 0 | 0 | 0
IGCC | 0 | 0 | 0 | 0 | 0 | 0
DemandResponse | 0 | 0 | 0 | 0 | 0 | 0
IGCC-CCS | 0 | 0 | 0 | 0 | 0 | 0
WT_off | 0 | 0 | 0 | 0 | 0 | 0
PseudoUnit | 0 | 0 | 0 | 0 | 0 | 0
FixedInterchange | 0 | 0 | 0 | 0 | 0 | 0
Emission Cost by Reporting Type: TVA
ReportingType | 2015 | 2020 | 2025 | 2030 | 2035 | 2040
BM | 0 | 0 | 0 | 0 | 0 | 0
CC | 0 | 0 | 0 | 0 | 0 | 0
CSP | 0 | 0 | 0 | 0 | 0 | 0
CT | 0 | 0 | 0 | 0 | 0 | 0
Coal | 0 | 0 | 0 | 0 | 0 | 0
Geo | 0 | 0 | 0 | 0 | 0 | 0
H | 0 | 0 | 0 | 0 | 0 | 0
LFG | 0 | 0 | 0 | 0 | 0 | 0
Nuc | 0 | 0 | 0 | 0 | 0 | 0
PS | 0 | 0 | 0 | 0 | 0 | 0
PV | 0 | 0 | 0 | 0 | 0 | 0
PeakG | 0 | 0 | 0 | 0 | 0 | 0
PeakO | 0 | 0 | 0 | 0 | 0 | 0
ST | 0 | 0 | 0 | 0 | 0 | 0
STOG | 0 | 0 | 0 | 0 | 0 | 0
STWD | 0 | 0 | 0 | 0 | 0 | 0
WT | 0 | 0 | 0 | 0 | 0 | 0
IGCC | 0 | 0 | 0 | 0 | 0 | 0
DemandResponse | 0 | 0 | 0 | 0 | 0 | 0
IGCC-CCS | 0 | 0 | 0 | 0 | 0 | 0
WT_off | 0 | 0 | 0 | 0 | 0 | 0
PseudoUnit | 0 | 0 | 0 | 0 | 0 | 0
FixedInterchange | 0 | 0 | 0 | 0 | 0 | 0
Emission Cost by Reporting Type: TVA_Transmission
ReportingType | 2015 | 2020 | 2025 | 2030 | 2035 | 2040
BM | 0 | 0 | 0 | 0 | 0 | 0
CC | 0 | 0 | 0 | 0 | 0 | 0
CSP | 0 | 0 | 0 | 0 | 0 | 0
CT | 0 | 0 | 0 | 0 | 0 | 0
Coal | 0 | 0 | 0 | 0 | 0 | 0
Geo | 0 | 0 | 0 | 0 | 0 | 0
H | 0 | 0 | 0 | 0 | 0 | 0
LFG | 0 | 0 | 0 | 0 | 0 | 0
Nuc | 0 | 0 | 0 | 0 | 0 | 0
PS | 0 | 0 | 0 | 0 | 0 | 0
PV | 0 | 0 | 0 | 0 | 0 | 0
PeakG | 0 | 0 | 0 | 0 | 0 | 0
PeakO | 0 | 0 | 0 | 0 | 0 | 0
ST | 0 | 0 | 0 | 0 | 0 | 0
STOG | 0 | 0 | 0 | 0 | 0 | 0
STWD | 0 | 0 | 0 | 0 | 0 | 0
WT | 0 | 0 | 0 | 0 | 0 | 0
IGCC | 0 | 0 | 0 | 0 | 0 | 0
DemandResponse | 0 | 0 | 0 | 0 | 0 | 0
IGCC-CCS | 0 | 0 | 0 | 0 | 0 | 0
WT_off | 0 | 0 | 0 | 0 | 0 | 0
PseudoUnit | 0 | 0 | 0 | 0 | 0 | 0
FixedInterchange | 0 | 0 | 0 | 0 | 0 | 0
Emission Cost by Reporting Type: VACAR
ReportingType | 2015 | 2020 | 2025 | 2030 | 2035 | 2040
BM | 0 | 0 | 0 | 0 | 0 | 0
CC | 0 | 0 | 0 | 0 | 0 | 0
CSP | 0 | 0 | 0 | 0 | 0 | 0
CT | 0 | 0 | 0 | 0 | 0 | 0
Coal | 0 | 0 | 0 | 0 | 0 | 0
Geo | 0 | 0 | 0 | 0 | 0 | 0
H | 0 | 0 | 0 | 0 | 0 | 0
LFG | 0 | 0 | 0 | 0 | 0 | 0
Nuc | 0 | 0 | 0 | 0 | 0 | 0
PS | 0 | 0 | 0 | 0 | 0 | 0
PV | 0 | 0 | 0 | 0 | 0 | 0
PeakG | 0 | 0 | 0 | 0 | 0 | 0
PeakO | 0 | 0 | 0 | 0 | 0 | 0
ST | 0 | 0 | 0 | 0 | 0 | 0
STOG | 0 | 0 | 0 | 0 | 0 | 0
STWD | 0 | 0 | 0 | 0 | 0 | 0
WT | 0 | 0 | 0 | 0 | 0 | 0
IGCC | 0 | 0 | 0 | 0 | 0 | 0
DemandResponse | 0 | 0 | 0 | 0 | 0 | 0
IGCC-CCS | 0 | 0 | 0 | 0 | 0 | 0
WT_off | 0 | 0 | 0 | 0 | 0 | 0
PseudoUnit | 0 | 0 | 0 | 0 | 0 | 0
FixedInterchange | 0 | 0 | 0 | 0 | 0 | 0
Emission Cost by Reporting Type: IESO
ReportingType | 2015 | 2020 | 2025 | 2030 | 2035 | 2040
BM | 0 | 0 | 0 | 0 | 0 | 0
CC | 0 | 0 | 0 | 0 | 0 | 0
CSP | 0 | 0 | 0 | 0 | 0 | 0
CT | 0 | 0 | 0 | 0 | 0 | 0
Coal | 0 | 0 | 0 | 0 | 0 | 0
Geo | 0 | 0 | 0 | 0 | 0 | 0
H | 0 | 0 | 0 | 0 | 0 | 0
LFG | 0 | 0 | 0 | 0 | 0 | 0
Nuc | 0 | 0 | 0 | 0 | 0 | 0
PS | 0 | 0 | 0 | 0 | 0 | 0
PV | 0 | 0 | 0 | 0 | 0 | 0
PeakG | 0 | 0 | 0 | 0 | 0 | 0
PeakO | 0 | 0 | 0 | 0 | 0 | 0
ST | 0 | 0 | 0 | 0 | 0 | 0
STOG | 0 | 0 | 0 | 0 | 0 | 0
STWD | 0 | 0 | 0 | 0 | 0 | 0
WT | 0 | 0 | 0 | 0 | 0 | 0
IGCC | 0 | 0 | 0 | 0 | 0 | 0
DemandResponse | 0 | 0 | 0 | 0 | 0 | 0
IGCC-CCS | 0 | 0 | 0 | 0 | 0 | 0
WT_off | 0 | 0 | 0 | 0 | 0 | 0
PseudoUnit | 0 | 0 | 0 | 0 | 0 | 0
FixedInterchange | 0 | 0 | 0 | 0 | 0 | 0
Emission Cost by Reporting Type: MAPP_CA
ReportingType | 2015 | 2020 | 2025 | 2030 | 2035 | 2040
BM | 0 | 0 | 0 | 0 | 0 | 0
CC | 0 | 0 | 0 | 0 | 0 | 0
CSP | 0 | 0 | 0 | 0 | 0 | 0
CT | 0 | 0 | 0 | 0 | 0 | 0
Coal | 0 | 0 | 0 | 0 | 0 | 0
Geo | 0 | 0 | 0 | 0 | 0 | 0
H | 0 | 0 | 0 | 0 | 0 | 0
LFG | 0 | 0 | 0 | 0 | 0 | 0
Nuc | 0 | 0 | 0 | 0 | 0 | 0
PS | 0 | 0 | 0 | 0 | 0 | 0
PV | 0 | 0 | 0 | 0 | 0 | 0
PeakG | 0 | 0 | 0 | 0 | 0 | 0
PeakO | 0 | 0 | 0 | 0 | 0 | 0
ST | 0 | 0 | 0 | 0 | 0 | 0
STOG | 0 | 0 | 0 | 0 | 0 | 0
STWD | 0 | 0 | 0 | 0 | 0 | 0
WT | 0 | 0 | 0 | 0 | 0 | 0
IGCC | 0 | 0 | 0 | 0 | 0 | 0
DemandResponse | 0 | 0 | 0 | 0 | 0 | 0
IGCC-CCS | 0 | 0 | 0 | 0 | 0 | 0
WT_off | 0 | 0 | 0 | 0 | 0 | 0
PseudoUnit | 0 | 0 | 0 | 0 | 0 | 0
FixedInterchange | 0 | 0 | 0 | 0 | 0 | 0
Emission Cost by Reporting Type: AZ_NM_SNV_Coal
ReportingType | 2015 | 2020 | 2025 | 2030 | 2035 | 2040
BM | 0 | 0 | 0 | 0 | 0 | 0
CC | 0 | 0 | 0 | 0 | 0 | 0
CSP | 0 | 0 | 0 | 0 | 0 | 0
CT | 0 | 0 | 0 | 0 | 0 | 0
Coal | 0 | 0 | 0 | 0 | 0 | 0
Geo | 0 | 0 | 0 | 0 | 0 | 0
H | 0 | 0 | 0 | 0 | 0 | 0
LFG | 0 | 0 | 0 | 0 | 0 | 0
Nuc | 0 | 0 | 0 | 0 | 0 | 0
PS | 0 | 0 | 0 | 0 | 0 | 0
PV | 0 | 0 | 0 | 0 | 0 | 0
PeakG | 0 | 0 | 0 | 0 | 0 | 0
PeakO | 0 | 0 | 0 | 0 | 0 | 0
ST | 0 | 0 | 0 | 0 | 0 | 0
STOG | 0 | 0 | 0 | 0 | 0 | 0
STWD | 0 | 0 | 0 | 0 | 0 | 0
WT | 0 | 0 | 0 | 0 | 0 | 0
IGCC | 0 | 0 | 0 | 0 | 0 | 0
DemandResponse | 0 | 0 | 0 | 0 | 0 | 0
IGCC-CCS | 0 | 0 | 0 | 0 | 0 | 0
WT_off | 0 | 0 | 0 | 0 | 0 | 0
PseudoUnit | 0 | 0 | 0 | 0 | 0 | 0
FixedInterchange | 0 | 0 | 0 | 0 | 0 | 0
Emission Cost by Reporting Type: AZ_NM_SNV_Gas
ReportingType | 2015 | 2020 | 2025 | 2030 | 2035 | 2040
BM | 0 | 0 | 0 | 0 | 0 | 0
CC | 0 | 0 | 0 | 0 | 0 | 0
CSP | 0 | 0 | 0 | 0 | 0 | 0
CT | 0 | 0 | 0 | 0 | 0 | 0
Coal | 0 | 0 | 0 | 0 | 0 | 0
Geo | 0 | 0 | 0 | 0 | 0 | 0
H | 0 | 0 | 0 | 0 | 0 | 0
LFG | 0 | 0 | 0 | 0 | 0 | 0
Nuc | 0 | 0 | 0 | 0 | 0 | 0
PS | 0 | 0 | 0 | 0 | 0 | 0
PV | 0 | 0 | 0 | 0 | 0 | 0
PeakG | 0 | 0 | 0 | 0 | 0 | 0
PeakO | 0 | 0 | 0 | 0 | 0 | 0
ST | 0 | 0 | 0 | 0 | 0 | 0
STOG | 0 | 0 | 0 | 0 | 0 | 0
STWD | 0 | 0 | 0 | 0 | 0 | 0
WT | 0 | 0 | 0 | 0 | 0 | 0
IGCC | 0 | 0 | 0 | 0 | 0 | 0
DemandResponse | 0 | 0 | 0 | 0 | 0 | 0
IGCC-CCS | 0 | 0 | 0 | 0 | 0 | 0
WT_off | 0 | 0 | 0 | 0 | 0 | 0
PseudoUnit | 0 | 0 | 0 | 0 | 0 | 0
FixedInterchange | 0 | 0 | 0 | 0 | 0 | 0
Emission Cost by Reporting Type: AZ_NM_SNV_NucRenew
ReportingType | 2015 | 2020 | 2025 | 2030 | 2035 | 2040
BM | 0 | 0 | 0 | 0 | 0 | 0
CC | 0 | 0 | 0 | 0 | 0 | 0
CSP | 0 | 0 | 0 | 0 | 0 | 0
CT | 0 | 0 | 0 | 0 | 0 | 0
Coal | 0 | 0 | 0 | 0 | 0 | 0
Geo | 0 | 0 | 0 | 0 | 0 | 0
H | 0 | 0 | 0 | 0 | 0 | 0
LFG | 0 | 0 | 0 | 0 | 0 | 0
Nuc | 0 | 0 | 0 | 0 | 0 | 0
PS | 0 | 0 | 0 | 0 | 0 | 0
PV | 0 | 0 | 0 | 0 | 0 | 0
PeakG | 0 | 0 | 0 | 0 | 0 | 0
PeakO | 0 | 0 | 0 | 0 | 0 | 0
ST | 0 | 0 | 0 | 0 | 0 | 0
STOG | 0 | 0 | 0 | 0 | 0 | 0
STWD | 0 | 0 | 0 | 0 | 0 | 0
WT | 0 | 0 | 0 | 0 | 0 | 0
IGCC | 0 | 0 | 0 | 0 | 0 | 0
DemandResponse | 0 | 0 | 0 | 0 | 0 | 0
IGCC-CCS | 0 | 0 | 0 | 0 | 0 | 0
WT_off | 0 | 0 | 0 | 0 | 0 | 0
PseudoUnit | 0 | 0 | 0 | 0 | 0 | 0
FixedInterchange | 0 | 0 | 0 | 0 | 0 | 0
Emission Cost by Reporting Type: ERCOT
ReportingType | 2015 | 2020 | 2025 | 2030 | 2035 | 2040
BM | 0 | 0 | 0 | 0 | 0 | 0
CC | 0 | 0 | 0 | 0 | 0 | 0
CSP | 0 | 0 | 0 | 0 | 0 | 0
CT | 0 | 0 | 0 | 0 | 0 | 0
Coal | 0 | 0 | 0 | 0 | 0 | 0
Geo | 0 | 0 | 0 | 0 | 0 | 0
H | 0 | 0 | 0 | 0 | 0 | 0
LFG | 0 | 0 | 0 | 0 | 0 | 0
Nuc | 0 | 0 | 0 | 0 | 0 | 0
PS | 0 | 0 | 0 | 0 | 0 | 0
PV | 0 | 0 | 0 | 0 | 0 | 0
PeakG | 0 | 0 | 0 | 0 | 0 | 0
PeakO | 0 | 0 | 0 | 0 | 0 | 0
ST | 0 | 0 | 0 | 0 | 0 | 0
STOG | 0 | 0 | 0 | 0 | 0 | 0
STWD | 0 | 0 | 0 | 0 | 0 | 0
WT | 0 | 0 | 0 | 0 | 0 | 0
IGCC | 0 | 0 | 0 | 0 | 0 | 0
DemandResponse | 0 | 0 | 0 | 0 | 0 | 0
IGCC-CCS | 0 | 0 | 0 | 0 | 0 | 0
WT_off | 0 | 0 | 0 | 0 | 0 | 0
PseudoUnit | 0 | 0 | 0 | 0 | 0 | 0
FixedInterchange | 0 | 0 | 0 | 0 | 0 | 0
Emission Cost by Reporting Type: NP15
ReportingType | 2015 | 2020 | 2025 | 2030 | 2035 | 2040
BM | 0 | 0 | 0 | 0 | 0 | 0
CC | 0 | 0 | 0 | 0 | 0 | 0
CSP | 0 | 0 | 0 | 0 | 0 | 0
CT | 0 | 0 | 0 | 0 | 0 | 0
Coal | 0 | 0 | 0 | 0 | 0 | 0
Geo | 0 | 0 | 0 | 0 | 0 | 0
H | 0 | 0 | 0 | 0 | 0 | 0
LFG | 0 | 0 | 0 | 0 | 0 | 0
Nuc | 0 | 0 | 0 | 0 | 0 | 0
PS | 0 | 0 | 0 | 0 | 0 | 0
PV | 0 | 0 | 0 | 0 | 0 | 0
PeakG | 0 | 0 | 0 | 0 | 0 | 0
PeakO | 0 | 0 | 0 | 0 | 0 | 0
ST | 0 | 0 | 0 | 0 | 0 | 0
STOG | 0 | 0 | 0 | 0 | 0 | 0
STWD | 0 | 0 | 0 | 0 | 0 | 0
WT | 0 | 0 | 0 | 0 | 0 | 0
IGCC | 0 | 0 | 0 | 0 | 0 | 0
DemandResponse | 0 | 0 | 0 | 0 | 0 | 0
IGCC-CCS | 0 | 0 | 0 | 0 | 0 | 0
WT_off | 0 | 0 | 0 | 0 | 0 | 0
PseudoUnit | 0 | 0 | 0 | 0 | 0 | 0
FixedInterchange | 0 | 0 | 0 | 0 | 0 | 0
Emission Cost by Reporting Type: NWPP_Coal
ReportingType | 2015 | 2020 | 2025 | 2030 | 2035 | 2040
BM | 0 | 0 | 0 | 0 | 0 | 0
CC | 0 | 0 | 0 | 0 | 0 | 0
CSP | 0 | 0 | 0 | 0 | 0 | 0
CT | 0 | 0 | 0 | 0 | 0 | 0
Coal | 0 | 0 | 0 | 0 | 0 | 0
Geo | 0 | 0 | 0 | 0 | 0 | 0
H | 0 | 0 | 0 | 0 | 0 | 0
LFG | 0 | 0 | 0 | 0 | 0 | 0
Nuc | 0 | 0 | 0 | 0 | 0 | 0
PS | 0 | 0 | 0 | 0 | 0 | 0
PV | 0 | 0 | 0 | 0 | 0 | 0
PeakG | 0 | 0 | 0 | 0 | 0 | 0
PeakO | 0 | 0 | 0 | 0 | 0 | 0
ST | 0 | 0 | 0 | 0 | 0 | 0
STOG | 0 | 0 | 0 | 0 | 0 | 0
STWD | 0 | 0 | 0 | 0 | 0 | 0
WT | 0 | 0 | 0 | 0 | 0 | 0
IGCC | 0 | 0 | 0 | 0 | 0 | 0
DemandResponse | 0 | 0 | 0 | 0 | 0 | 0
IGCC-CCS | 0 | 0 | 0 | 0 | 0 | 0
WT_off | 0 | 0 | 0 | 0 | 0 | 0
PseudoUnit | 0 | 0 | 0 | 0 | 0 | 0
FixedInterchange | 0 | 0 | 0 | 0 | 0 | 0
Emission Cost by Reporting Type: NWPP_Gas
ReportingType | 2015 | 2020 | 2025 | 2030 | 2035 | 2040
BM | 0 | 0 | 0 | 0 | 0 | 0
CC | 0 | 0 | 0 | 0 | 0 | 0
CSP | 0 | 0 | 0 | 0 | 0 | 0
CT | 0 | 0 | 0 | 0 | 0 | 0
Coal | 0 | 0 | 0 | 0 | 0 | 0
Geo | 0 | 0 | 0 | 0 | 0 | 0
H | 0 | 0 | 0 | 0 | 0 | 0
LFG | 0 | 0 | 0 | 0 | 0 | 0
Nuc | 0 | 0 | 0 | 0 | 0 | 0
PS | 0 | 0 | 0 | 0 | 0 | 0
PV | 0 | 0 | 0 | 0 | 0 | 0
PeakG | 0 | 0 | 0 | 0 | 0 | 0
PeakO | 0 | 0 | 0 | 0 | 0 | 0
ST | 0 | 0 | 0 | 0 | 0 | 0
STOG | 0 | 0 | 0 | 0 | 0 | 0
STWD | 0 | 0 | 0 | 0 | 0 | 0
WT | 0 | 0 | 0 | 0 | 0 | 0
IGCC | 0 | 0 | 0 | 0 | 0 | 0
DemandResponse | 0 | 0 | 0 | 0 | 0 | 0
IGCC-CCS | 0 | 0 | 0 | 0 | 0 | 0
WT_off | 0 | 0 | 0 | 0 | 0 | 0
PseudoUnit | 0 | 0 | 0 | 0 | 0 | 0
FixedInterchange | 0 | 0 | 0 | 0 | 0 | 0
Emission Cost by Reporting Type: NWPP_NucRenew
ReportingType | 2015 | 2020 | 2025 | 2030 | 2035 | 2040
BM | 0 | 0 | 0 | 0 | 0 | 0
CC | 0 | 0 | 0 | 0 | 0 | 0
CSP | 0 | 0 | 0 | 0 | 0 | 0
CT | 0 | 0 | 0 | 0 | 0 | 0
Coal | 0 | 0 | 0 | 0 | 0 | 0
Geo | 0 | 0 | 0 | 0 | 0 | 0
H | 0 | 0 | 0 | 0 | 0 | 0
LFG | 0 | 0 | 0 | 0 | 0 | 0
Nuc | 0 | 0 | 0 | 0 | 0 | 0
PS | 0 | 0 | 0 | 0 | 0 | 0
PV | 0 | 0 | 0 | 0 | 0 | 0
PeakG | 0 | 0 | 0 | 0 | 0 | 0
PeakO | 0 | 0 | 0 | 0 | 0 | 0
ST | 0 | 0 | 0 | 0 | 0 | 0
STOG | 0 | 0 | 0 | 0 | 0 | 0
STWD | 0 | 0 | 0 | 0 | 0 | 0
WT | 0 | 0 | 0 | 0 | 0 | 0
IGCC | 0 | 0 | 0 | 0 | 0 | 0
DemandResponse | 0 | 0 | 0 | 0 | 0 | 0
IGCC-CCS | 0 | 0 | 0 | 0 | 0 | 0
WT_off | 0 | 0 | 0 | 0 | 0 | 0
PseudoUnit | 0 | 0 | 0 | 0 | 0 | 0
FixedInterchange | 0 | 0 | 0 | 0 | 0 | 0
Emission Cost by Reporting Type: RMPA
ReportingType | 2015 | 2020 | 2025 | 2030 | 2035 | 2040
BM | 0 | 0 | 0 | 0 | 0 | 0
CC | 0 | 0 | 0 | 0 | 0 | 0
CSP | 0 | 0 | 0 | 0 | 0 | 0
CT | 0 | 0 | 0 | 0 | 0 | 0
Coal | 0 | 0 | 0 | 0 | 0 | 0
Geo | 0 | 0 | 0 | 0 | 0 | 0
H | 0 | 0 | 0 | 0 | 0 | 0
LFG | 0 | 0 | 0 | 0 | 0 | 0
Nuc | 0 | 0 | 0 | 0 | 0 | 0
PS | 0 | 0 | 0 | 0 | 0 | 0
PV | 0 | 0 | 0 | 0 | 0 | 0
PeakG | 0 | 0 | 0 | 0 | 0 | 0
PeakO | 0 | 0 | 0 | 0 | 0 | 0
ST | 0 | 0 | 0 | 0 | 0 | 0
STOG | 0 | 0 | 0 | 0 | 0 | 0
STWD | 0 | 0 | 0 | 0 | 0 | 0
WT | 0 | 0 | 0 | 0 | 0 | 0
IGCC | 0 | 0 | 0 | 0 | 0 | 0
DemandResponse | 0 | 0 | 0 | 0 | 0 | 0
IGCC-CCS | 0 | 0 | 0 | 0 | 0 | 0
WT_off | 0 | 0 | 0 | 0 | 0 | 0
PseudoUnit | 0 | 0 | 0 | 0 | 0 | 0
FixedInterchange | 0 | 0 | 0 | 0 | 0 | 0
Emission Cost by Reporting Type: SP15
ReportingType | 2015 | 2020 | 2025 | 2030 | 2035 | 2040
BM | 0 | 0 | 0 | 0 | 0 | 0
CC | 0 | 0 | 0 | 0 | 0 | 0
CSP | 0 | 0 | 0 | 0 | 0 | 0
CT | 0 | 0 | 0 | 0 | 0 | 0
Coal | 0 | 0 | 0 | 0 | 0 | 0
Geo | 0 | 0 | 0 | 0 | 0 | 0
H | 0 | 0 | 0 | 0 | 0 | 0
LFG | 0 | 0 | 0 | 0 | 0 | 0
Nuc | 0 | 0 | 0 | 0 | 0 | 0
PS | 0 | 0 | 0 | 0 | 0 | 0
PV | 0 | 0 | 0 | 0 | 0 | 0
PeakG | 0 | 0 | 0 | 0 | 0 | 0
PeakO | 0 | 0 | 0 | 0 | 0 | 0
ST | 0 | 0 | 0 | 0 | 0 | 0
STOG | 0 | 0 | 0 | 0 | 0 | 0
STWD | 0 | 0 | 0 | 0 | 0 | 0
WT | 0 | 0 | 0 | 0 | 0 | 0
IGCC | 0 | 0 | 0 | 0 | 0 | 0
DemandResponse | 0 | 0 | 0 | 0 | 0 | 0
IGCC-CCS | 0 | 0 | 0 | 0 | 0 | 0
WT_off | 0 | 0 | 0 | 0 | 0 | 0
PseudoUnit | 0 | 0 | 0 | 0 | 0 | 0
FixedInterchange | 0 | 0 | 0 | 0 | 0 | 0
Emission Cost by Reporting Type: ALB
ReportingType | 2015 | 2020 | 2025 | 2030 | 2035 | 2040
BM | 0 | 0 | 0 | 0 | 0 | 0
CC | 0 | 0 | 0 | 0 | 0 | 0
CSP | 0 | 0 | 0 | 0 | 0 | 0
CT | 0 | 0 | 0 | 0 | 0 | 0
Coal | 0 | 0 | 0 | 0 | 0 | 0
Geo | 0 | 0 | 0 | 0 | 0 | 0
H | 0 | 0 | 0 | 0 | 0 | 0
LFG | 0 | 0 | 0 | 0 | 0 | 0
Nuc | 0 | 0 | 0 | 0 | 0 | 0
PS | 0 | 0 | 0 | 0 | 0 | 0
PV | 0 | 0 | 0 | 0 | 0 | 0
PeakG | 0 | 0 | 0 | 0 | 0 | 0
PeakO | 0 | 0 | 0 | 0 | 0 | 0
ST | 0 | 0 | 0 | 0 | 0 | 0
STOG | 0 | 0 | 0 | 0 | 0 | 0
STWD | 0 | 0 | 0 | 0 | 0 | 0
WT | 0 | 0 | 0 | 0 | 0 | 0
IGCC | 0 | 0 | 0 | 0 | 0 | 0
DemandResponse | 0 | 0 | 0 | 0 | 0 | 0
IGCC-CCS | 0 | 0 | 0 | 0 | 0 | 0
WT_off | 0 | 0 | 0 | 0 | 0 | 0
PseudoUnit | 0 | 0 | 0 | 0 | 0 | 0
FixedInterchange | 0 | 0 | 0 | 0 | 0 | 0
Emission Cost by Reporting Type: BC
ReportingType | 2015 | 2020 | 2025 | 2030 | 2035 | 2040
BM | 0 | 0 | 0 | 0 | 0 | 0
CC | 0 | 0 | 0 | 0 | 0 | 0
CSP | 0 | 0 | 0 | 0 | 0 | 0
CT | 0 | 0 | 0 | 0 | 0 | 0
Coal | 0 | 0 | 0 | 0 | 0 | 0
Geo | 0 | 0 | 0 | 0 | 0 | 0
H | 0 | 0 | 0 | 0 | 0 | 0
LFG | 0 | 0 | 0 | 0 | 0 | 0
Nuc | 0 | 0 | 0 | 0 | 0 | 0
PS | 0 | 0 | 0 | 0 | 0 | 0
PV | 0 | 0 | 0 | 0 | 0 | 0
PeakG | 0 | 0 | 0 | 0 | 0 | 0
PeakO | 0 | 0 | 0 | 0 | 0 | 0
ST | 0 | 0 | 0 | 0 | 0 | 0
STOG | 0 | 0 | 0 | 0 | 0 | 0
STWD | 0 | 0 | 0 | 0 | 0 | 0
WT | 0 | 0 | 0 | 0 | 0 | 0
IGCC | 0 | 0 | 0 | 0 | 0 | 0
DemandResponse | 0 | 0 | 0 | 0 | 0 | 0
IGCC-CCS | 0 | 0 | 0 | 0 | 0 | 0
WT_off | 0 | 0 | 0 | 0 | 0 | 0
PseudoUnit | 0 | 0 | 0 | 0 | 0 | 0
FixedInterchange | 0 | 0 | 0 | 0 | 0 | 0
Emission Cost by Reporting Type: HQ_IESO
ReportingType | 2015 | 2020 | 2025 | 2030 | 2035 | 2040
BM | 0 | 0 | 0 | 0 | 0 | 0
CC | 0 | 0 | 0 | 0 | 0 | 0
CSP | 0 | 0 | 0 | 0 | 0 | 0
CT | 0 | 0 | 0 | 0 | 0 | 0
Coal | 0 | 0 | 0 | 0 | 0 | 0
Geo | 0 | 0 | 0 | 0 | 0 | 0
H | 0 | 0 | 0 | 0 | 0 | 0
LFG | 0 | 0 | 0 | 0 | 0 | 0
Nuc | 0 | 0 | 0 | 0 | 0 | 0
PS | 0 | 0 | 0 | 0 | 0 | 0
PV | 0 | 0 | 0 | 0 | 0 | 0
PeakG | 0 | 0 | 0 | 0 | 0 | 0
PeakO | 0 | 0 | 0 | 0 | 0 | 0
ST | 0 | 0 | 0 | 0 | 0 | 0
STOG | 0 | 0 | 0 | 0 | 0 | 0
STWD | 0 | 0 | 0 | 0 | 0 | 0
WT | 0 | 0 | 0 | 0 | 0 | 0
IGCC | 0 | 0 | 0 | 0 | 0 | 0
DemandResponse | 0 | 0 | 0 | 0 | 0 | 0
IGCC-CCS | 0 | 0 | 0 | 0 | 0 | 0
WT_off | 0 | 0 | 0 | 0 | 0 | 0
PseudoUnit | 0 | 0 | 0 | 0 | 0 | 0
FixedInterchange | 0 | 0 | 0 | 0 | 0 | 0
Emission Cost by Reporting Type: HQ_NEISO
ReportingType | 2015 | 2020 | 2025 | 2030 | 2035 | 2040
BM | 0 | 0 | 0 | 0 | 0 | 0
CC | 0 | 0 | 0 | 0 | 0 | 0
CSP | 0 | 0 | 0 | 0 | 0 | 0
CT | 0 | 0 | 0 | 0 | 0 | 0
Coal | 0 | 0 | 0 | 0 | 0 | 0
Geo | 0 | 0 | 0 | 0 | 0 | 0
H | 0 | 0 | 0 | 0 | 0 | 0
LFG | 0 | 0 | 0 | 0 | 0 | 0
Nuc | 0 | 0 | 0 | 0 | 0 | 0
PS | 0 | 0 | 0 | 0 | 0 | 0
PV | 0 | 0 | 0 | 0 | 0 | 0
PeakG | 0 | 0 | 0 | 0 | 0 | 0
PeakO | 0 | 0 | 0 | 0 | 0 | 0
ST | 0 | 0 | 0 | 0 | 0 | 0
STOG | 0 | 0 | 0 | 0 | 0 | 0
STWD | 0 | 0 | 0 | 0 | 0 | 0
WT | 0 | 0 | 0 | 0 | 0 | 0
IGCC | 0 | 0 | 0 | 0 | 0 | 0
DemandResponse | 0 | 0 | 0 | 0 | 0 | 0
IGCC-CCS | 0 | 0 | 0 | 0 | 0 | 0
WT_off | 0 | 0 | 0 | 0 | 0 | 0
PseudoUnit | 0 | 0 | 0 | 0 | 0 | 0
FixedInterchange | 0 | 0 | 0 | 0 | 0 | 0
Emission Cost by Reporting Type: HQ_NY
ReportingType | 2015 | 2020 | 2025 | 2030 | 2035 | 2040
BM | 0 | 0 | 0 | 0 | 0 | 0
CC | 0 | 0 | 0 | 0 | 0 | 0
CSP | 0 | 0 | 0 | 0 | 0 | 0
CT | 0 | 0 | 0 | 0 | 0 | 0
Coal | 0 | 0 | 0 | 0 | 0 | 0
Geo | 0 | 0 | 0 | 0 | 0 | 0
H | 0 | 0 | 0 | 0 | 0 | 0
LFG | 0 | 0 | 0 | 0 | 0 | 0
Nuc | 0 | 0 | 0 | 0 | 0 | 0
PS | 0 | 0 | 0 | 0 | 0 | 0
PV | 0 | 0 | 0 | 0 | 0 | 0
PeakG | 0 | 0 | 0 | 0 | 0 | 0
PeakO | 0 | 0 | 0 | 0 | 0 | 0
ST | 0 | 0 | 0 | 0 | 0 | 0
STOG | 0 | 0 | 0 | 0 | 0 | 0
STWD | 0 | 0 | 0 | 0 | 0 | 0
WT | 0 | 0 | 0 | 0 | 0 | 0
IGCC | 0 | 0 | 0 | 0 | 0 | 0
DemandResponse | 0 | 0 | 0 | 0 | 0 | 0
IGCC-CCS | 0 | 0 | 0 | 0 | 0 | 0
WT_off | 0 | 0 | 0 | 0 | 0 | 0
PseudoUnit | 0 | 0 | 0 | 0 | 0 | 0
FixedInterchange | 0 | 0 | 0 | 0 | 0 | 0
Emission Cost by Reporting Type: MARITIMES
ReportingType | 2015 | 2020 | 2025 | 2030 | 2035 | 2040
BM | 0 | 0 | 0 | 0 | 0 | 0
CC | 0 | 0 | 0 | 0 | 0 | 0
CSP | 0 | 0 | 0 | 0 | 0 | 0
CT | 0 | 0 | 0 | 0 | 0 | 0
Coal | 0 | 0 | 0 | 0 | 0 | 0
Geo | 0 | 0 | 0 | 0 | 0 | 0
H | 0 | 0 | 0 | 0 | 0 | 0
LFG | 0 | 0 | 0 | 0 | 0 | 0
Nuc | 0 | 0 | 0 | 0 | 0 | 0
PS | 0 | 0 | 0 | 0 | 0 | 0
PV | 0 | 0 | 0 | 0 | 0 | 0
PeakG | 0 | 0 | 0 | 0 | 0 | 0
PeakO | 0 | 0 | 0 | 0 | 0 | 0
ST | 0 | 0 | 0 | 0 | 0 | 0
STOG | 0 | 0 | 0 | 0 | 0 | 0
STWD | 0 | 0 | 0 | 0 | 0 | 0
WT | 0 | 0 | 0 | 0 | 0 | 0
IGCC | 0 | 0 | 0 | 0 | 0 | 0
DemandResponse | 0 | 0 | 0 | 0 | 0 | 0
IGCC-CCS | 0 | 0 | 0 | 0 | 0 | 0
WT_off | 0 | 0 | 0 | 0 | 0 | 0
PseudoUnit | 0 | 0 | 0 | 0 | 0 | 0
FixedInterchange | 0 | 0 | 0 | 0 | 0 | 0
Emission Cost by Reporting Type: All
ReportingType | 2015 | 2020 | 2025 | 2030 | 2035 | 2040
BM | 0 | 0 | 0 | 0 | 0 | 0
CC | 0 | 0 | 0 | 0 | 0 | 0
CSP | 0 | 0 | 0 | 0 | 0 | 0
CT | 0 | 0 | 0 | 0 | 0 | 0
Coal | 0 | 0 | 0 | 0 | 0 | 0
Geo | 0 | 0 | 0 | 0 | 0 | 0
H | 0 | 0 | 0 | 0 | 0 | 0
LFG | 0 | 0 | 0 | 0 | 0 | 0
Nuc | 0 | 0 | 0 | 0 | 0 | 0
PS | 0 | 0 | 0 | 0 | 0 | 0
PV | 0 | 0 | 0 | 0 | 0 | 0
PeakG | 0 | 0 | 0 | 0 | 0 | 0
PeakO | 0 | 0 | 0 | 0 | 0 | 0
ST | 0 | 0 | 0 | 0 | 0 | 0
STOG | 0 | 0 | 0 | 0 | 0 | 0
STWD | 0 | 0 | 0 | 0 | 0 | 0
WT | 0 | 0 | 0 | 0 | 0 | 0
IGCC | 0 | 0 | 0 | 0 | 0 | 0
DemandResponse | 0 | 0 | 0 | 0 | 0 | 0
IGCC-CCS | 0 | 0 | 0 | 0 | 0 | 0
WT_off | 0 | 0 | 0 | 0 | 0 | 0
PseudoUnit | 0 | 0 | 0 | 0 | 0 | 0
FixedInterchange | 0 | 0 | 0 | 0 | 0 | 0
Emission Cost by Reporting Type: EI_US
ReportingType | 2015 | 2020 | 2025 | 2030 | 2035 | 2040
BM | 0 | 0 | 0 | 0 | 0 | 0
CC | 0 | 0 | 0 | 0 | 0 | 0
CSP | 0 | 0 | 0 | 0 | 0 | 0
CT | 0 | 0 | 0 | 0 | 0 | 0
Coal | 0 | 0 | 0 | 0 | 0 | 0
Geo | 0 | 0 | 0 | 0 | 0 | 0
H | 0 | 0 | 0 | 0 | 0 | 0
LFG | 0 | 0 | 0 | 0 | 0 | 0
Nuc | 0 | 0 | 0 | 0 | 0 | 0
PS | 0 | 0 | 0 | 0 | 0 | 0
PV | 0 | 0 | 0 | 0 | 0 | 0
PeakG | 0 | 0 | 0 | 0 | 0 | 0
PeakO | 0 | 0 | 0 | 0 | 0 | 0
ST | 0 | 0 | 0 | 0 | 0 | 0
STOG | 0 | 0 | 0 | 0 | 0 | 0
STWD | 0 | 0 | 0 | 0 | 0 | 0
WT | 0 | 0 | 0 | 0 | 0 | 0
IGCC | 0 | 0 | 0 | 0 | 0 | 0
DemandResponse | 0 | 0 | 0 | 0 | 0 | 0
IGCC-CCS | 0 | 0 | 0 | 0 | 0 | 0
WT_off | 0 | 0 | 0 | 0 | 0 | 0
PseudoUnit | 0 | 0 | 0 | 0 | 0 | 0
FixedInterchange | 0 | 0 | 0 | 0 | 0 | 0
Emission Cost by Reporting Type: EI_Canada
ReportingType | 2015 | 2020 | 2025 | 2030 | 2035 | 2040
BM | 0 | 0 | 0 | 0 | 0 | 0
CC | 0 | 0 | 0 | 0 | 0 | 0
CSP | 0 | 0 | 0 | 0 | 0 | 0
CT | 0 | 0 | 0 | 0 | 0 | 0
Coal | 0 | 0 | 0 | 0 | 0 | 0
Geo | 0 | 0 | 0 | 0 | 0 | 0
H | 0 | 0 | 0 | 0 | 0 | 0
LFG | 0 | 0 | 0 | 0 | 0 | 0
Nuc | 0 | 0 | 0 | 0 | 0 | 0
PS | 0 | 0 | 0 | 0 | 0 | 0
PV | 0 | 0 | 0 | 0 | 0 | 0
PeakG | 0 | 0 | 0 | 0 | 0 | 0
PeakO | 0 | 0 | 0 | 0 | 0 | 0
ST | 0 | 0 | 0 | 0 | 0 | 0
STOG | 0 | 0 | 0 | 0 | 0 | 0
STWD | 0 | 0 | 0 | 0 | 0 | 0
WT | 0 | 0 | 0 | 0 | 0 | 0
IGCC | 0 | 0 | 0 | 0 | 0 | 0
DemandResponse | 0 | 0 | 0 | 0 | 0 | 0
IGCC-CCS | 0 | 0 | 0 | 0 | 0 | 0
WT_off | 0 | 0 | 0 | 0 | 0 | 0
PseudoUnit | 0 | 0 | 0 | 0 | 0 | 0
FixedInterchange | 0 | 0 | 0 | 0 | 0 | 0
Emission Cost by Reporting Type: EI
ReportingType | 2015 | 2020 | 2025 | 2030 | 2035 | 2040
BM | 0 | 0 | 0 | 0 | 0 | 0
CC | 0 | 0 | 0 | 0 | 0 | 0
CSP | 0 | 0 | 0 | 0 | 0 | 0
CT | 0 | 0 | 0 | 0 | 0 | 0
Coal | 0 | 0 | 0 | 0 | 0 | 0
Geo | 0 | 0 | 0 | 0 | 0 | 0
H | 0 | 0 | 0 | 0 | 0 | 0
LFG | 0 | 0 | 0 | 0 | 0 | 0
Nuc | 0 | 0 | 0 | 0 | 0 | 0
PS | 0 | 0 | 0 | 0 | 0 | 0
PV | 0 | 0 | 0 | 0 | 0 | 0
PeakG | 0 | 0 | 0 | 0 | 0 | 0
PeakO | 0 | 0 | 0 | 0 | 0 | 0
ST | 0 | 0 | 0 | 0 | 0 | 0
STOG | 0 | 0 | 0 | 0 | 0 | 0
STWD | 0 | 0 | 0 | 0 | 0 | 0
WT | 0 | 0 | 0 | 0 | 0 | 0
IGCC | 0 | 0 | 0 | 0 | 0 | 0
DemandResponse | 0 | 0 | 0 | 0 | 0 | 0
IGCC-CCS | 0 | 0 | 0 | 0 | 0 | 0
WT_off | 0 | 0 | 0 | 0 | 0 | 0
PseudoUnit | 0 | 0 | 0 | 0 | 0 | 0
FixedInterchange | 0 | 0 | 0 | 0 | 0 | 0
Emission Cost by Reporting Type: Outside_EI
ReportingType | 2015 | 2020 | 2025 | 2030 | 2035 | 2040
BM | 0 | 0 | 0 | 0 | 0 | 0
CC | 0 | 0 | 0 | 0 | 0 | 0
CSP | 0 | 0 | 0 | 0 | 0 | 0
CT | 0 | 0 | 0 | 0 | 0 | 0
Coal | 0 | 0 | 0 | 0 | 0 | 0
Geo | 0 | 0 | 0 | 0 | 0 | 0
H | 0 | 0 | 0 | 0 | 0 | 0
LFG | 0 | 0 | 0 | 0 | 0 | 0
Nuc | 0 | 0 | 0 | 0 | 0 | 0
PS | 0 | 0 | 0 | 0 | 0 | 0
PV | 0 | 0 | 0 | 0 | 0 | 0
PeakG | 0 | 0 | 0 | 0 | 0 | 0
PeakO | 0 | 0 | 0 | 0 | 0 | 0
ST | 0 | 0 | 0 | 0 | 0 | 0
STOG | 0 | 0 | 0 | 0 | 0 | 0
STWD | 0 | 0 | 0 | 0 | 0 | 0
WT | 0 | 0 | 0 | 0 | 0 | 0
IGCC | 0 | 0 | 0 | 0 | 0 | 0
DemandResponse | 0 | 0 | 0 | 0 | 0 | 0
IGCC-CCS | 0 | 0 | 0 | 0 | 0 | 0
WT_off | 0 | 0 | 0 | 0 | 0 | 0
PseudoUnit | 0 | 0 | 0 | 0 | 0 | 0
FixedInterchange | 0 | 0 | 0 | 0 | 0 | 0
==== Emission Program: CAMR : (Hg) ====
Emission Cost by Reporting Type: Entergy
ReportingType | 2015 | 2020 | 2025 | 2030 | 2035 | 2040
BM | 0 | 0 | 0 | 0 | 0 | 0
CC | 0 | 0 | 0 | 0 | 0 | 0
CSP | 0 | 0 | 0 | 0 | 0 | 0
CT | 0 | 0 | 0 | 0 | 0 | 0
Coal | 0 | 0 | 0 | 0 | 0 | 0
Geo | 0 | 0 | 0 | 0 | 0 | 0
H | 0 | 0 | 0 | 0 | 0 | 0
LFG | 0 | 0 | 0 | 0 | 0 | 0
Nuc | 0 | 0 | 0 | 0 | 0 | 0
PS | 0 | 0 | 0 | 0 | 0 | 0
PV | 0 | 0 | 0 | 0 | 0 | 0
PeakG | 0 | 0 | 0 | 0 | 0 | 0
PeakO | 0 | 0 | 0 | 0 | 0 | 0
ST | 0 | 0 | 0 | 0 | 0 | 0
STOG | 0 | 0 | 0 | 0 | 0 | 0
STWD | 0 | 0 | 0 | 0 | 0 | 0
WT | 0 | 0 | 0 | 0 | 0 | 0
IGCC | 0 | 0 | 0 | 0 | 0 | 0
DemandResponse | 0 | 0 | 0 | 0 | 0 | 0
IGCC-CCS | 0 | 0 | 0 | 0 | 0 | 0
WT_off | 0 | 0 | 0 | 0 | 0 | 0
PseudoUnit | 0 | 0 | 0 | 0 | 0 | 0
FixedInterchange | 0 | 0 | 0 | 0 | 0 | 0
Emission Cost by Reporting Type: FRCC
ReportingType | 2015 | 2020 | 2025 | 2030 | 2035 | 2040
BM | 0 | 0 | 0 | 0 | 0 | 0
CC | 0 | 0 | 0 | 0 | 0 | 0
CSP | 0 | 0 | 0 | 0 | 0 | 0
CT | 0 | 0 | 0 | 0 | 0 | 0
Coal | 0 | 0 | 0 | 0 | 0 | 0
Geo | 0 | 0 | 0 | 0 | 0 | 0
H | 0 | 0 | 0 | 0 | 0 | 0
LFG | 0 | 0 | 0 | 0 | 0 | 0
Nuc | 0 | 0 | 0 | 0 | 0 | 0
PS | 0 | 0 | 0 | 0 | 0 | 0
PV | 0 | 0 | 0 | 0 | 0 | 0
PeakG | 0 | 0 | 0 | 0 | 0 | 0
PeakO | 0 | 0 | 0 | 0 | 0 | 0
ST | 0 | 0 | 0 | 0 | 0 | 0
STOG | 0 | 0 | 0 | 0 | 0 | 0
STWD | 0 | 0 | 0 | 0 | 0 | 0
WT | 0 | 0 | 0 | 0 | 0 | 0
IGCC | 0 | 0 | 0 | 0 | 0 | 0
DemandResponse | 0 | 0 | 0 | 0 | 0 | 0
IGCC-CCS | 0 | 0 | 0 | 0 | 0 | 0
WT_off | 0 | 0 | 0 | 0 | 0 | 0
PseudoUnit | 0 | 0 | 0 | 0 | 0 | 0
FixedInterchange | 0 | 0 | 0 | 0 | 0 | 0
Emission Cost by Reporting Type: MAPP_US
ReportingType | 2015 | 2020 | 2025 | 2030 | 2035 | 2040
BM | 0 | 0 | 0 | 0 | 0 | 0
CC | 0 | 0 | 0 | 0 | 0 | 0
CSP | 0 | 0 | 0 | 0 | 0 | 0
CT | 0 | 0 | 0 | 0 | 0 | 0
Coal | 0 | 0 | 0 | 0 | 0 | 0
Geo | 0 | 0 | 0 | 0 | 0 | 0
H | 0 | 0 | 0 | 0 | 0 | 0
LFG | 0 | 0 | 0 | 0 | 0 | 0
Nuc | 0 | 0 | 0 | 0 | 0 | 0
PS | 0 | 0 | 0 | 0 | 0 | 0
PV | 0 | 0 | 0 | 0 | 0 | 0
PeakG | 0 | 0 | 0 | 0 | 0 | 0
PeakO | 0 | 0 | 0 | 0 | 0 | 0
ST | 0 | 0 | 0 | 0 | 0 | 0
STOG | 0 | 0 | 0 | 0 | 0 | 0
STWD | 0 | 0 | 0 | 0 | 0 | 0
WT | 0 | 0 | 0 | 0 | 0 | 0
IGCC | 0 | 0 | 0 | 0 | 0 | 0
DemandResponse | 0 | 0 | 0 | 0 | 0 | 0
IGCC-CCS | 0 | 0 | 0 | 0 | 0 | 0
WT_off | 0 | 0 | 0 | 0 | 0 | 0
PseudoUnit | 0 | 0 | 0 | 0 | 0 | 0
FixedInterchange | 0 | 0 | 0 | 0 | 0 | 0
Emission Cost by Reporting Type: MISO_IN
ReportingType | 2015 | 2020 | 2025 | 2030 | 2035 | 2040
BM | 0 | 0 | 0 | 0 | 0 | 0
CC | 0 | 0 | 0 | 0 | 0 | 0
CSP | 0 | 0 | 0 | 0 | 0 | 0
CT | 0 | 0 | 0 | 0 | 0 | 0
Coal | 0 | 0 | 0 | 0 | 0 | 0
Geo | 0 | 0 | 0 | 0 | 0 | 0
H | 0 | 0 | 0 | 0 | 0 | 0
LFG | 0 | 0 | 0 | 0 | 0 | 0
Nuc | 0 | 0 | 0 | 0 | 0 | 0
PS | 0 | 0 | 0 | 0 | 0 | 0
PV | 0 | 0 | 0 | 0 | 0 | 0
PeakG | 0 | 0 | 0 | 0 | 0 | 0
PeakO | 0 | 0 | 0 | 0 | 0 | 0
ST | 0 | 0 | 0 | 0 | 0 | 0
STOG | 0 | 0 | 0 | 0 | 0 | 0
STWD | 0 | 0 | 0 | 0 | 0 | 0
WT | 0 | 0 | 0 | 0 | 0 | 0
IGCC | 0 | 0 | 0 | 0 | 0 | 0
DemandResponse | 0 | 0 | 0 | 0 | 0 | 0
IGCC-CCS | 0 | 0 | 0 | 0 | 0 | 0
WT_off | 0 | 0 | 0 | 0 | 0 | 0
PseudoUnit | 0 | 0 | 0 | 0 | 0 | 0
FixedInterchange | 0 | 0 | 0 | 0 | 0 | 0
Emission Cost by Reporting Type: MISO_MI
ReportingType | 2015 | 2020 | 2025 | 2030 | 2035 | 2040
BM | 0 | 0 | 0 | 0 | 0 | 0
CC | 0 | 0 | 0 | 0 | 0 | 0
CSP | 0 | 0 | 0 | 0 | 0 | 0
CT | 0 | 0 | 0 | 0 | 0 | 0
Coal | 0 | 0 | 0 | 0 | 0 | 0
Geo | 0 | 0 | 0 | 0 | 0 | 0
H | 0 | 0 | 0 | 0 | 0 | 0
LFG | 0 | 0 | 0 | 0 | 0 | 0
Nuc | 0 | 0 | 0 | 0 | 0 | 0
PS | 0 | 0 | 0 | 0 | 0 | 0
PV | 0 | 0 | 0 | 0 | 0 | 0
PeakG | 0 | 0 | 0 | 0 | 0 | 0
PeakO | 0 | 0 | 0 | 0 | 0 | 0
ST | 0 | 0 | 0 | 0 | 0 | 0
STOG | 0 | 0 | 0 | 0 | 0 | 0
STWD | 0 | 0 | 0 | 0 | 0 | 0
WT | 0 | 0 | 0 | 0 | 0 | 0
IGCC | 0 | 0 | 0 | 0 | 0 | 0
DemandResponse | 0 | 0 | 0 | 0 | 0 | 0
IGCC-CCS | 0 | 0 | 0 | 0 | 0 | 0
WT_off | 0 | 0 | 0 | 0 | 0 | 0
PseudoUnit | 0 | 0 | 0 | 0 | 0 | 0
FixedInterchange | 0 | 0 | 0 | 0 | 0 | 0
Emission Cost by Reporting Type: MISO_MO-IL
ReportingType | 2015 | 2020 | 2025 | 2030 | 2035 | 2040
BM | 0 | 0 | 0 | 0 | 0 | 0
CC | 0 | 0 | 0 | 0 | 0 | 0
CSP | 0 | 0 | 0 | 0 | 0 | 0
CT | 0 | 0 | 0 | 0 | 0 | 0
Coal | 0 | 0 | 0 | 0 | 0 | 0
Geo | 0 | 0 | 0 | 0 | 0 | 0
H | 0 | 0 | 0 | 0 | 0 | 0
LFG | 0 | 0 | 0 | 0 | 0 | 0
Nuc | 0 | 0 | 0 | 0 | 0 | 0
PS | 0 | 0 | 0 | 0 | 0 | 0
PV | 0 | 0 | 0 | 0 | 0 | 0
PeakG | 0 | 0 | 0 | 0 | 0 | 0
PeakO | 0 | 0 | 0 | 0 | 0 | 0
ST | 0 | 0 | 0 | 0 | 0 | 0
STOG | 0 | 0 | 0 | 0 | 0 | 0
STWD | 0 | 0 | 0 | 0 | 0 | 0
WT | 0 | 0 | 0 | 0 | 0 | 0
IGCC | 0 | 0 | 0 | 0 | 0 | 0
DemandResponse | 0 | 0 | 0 | 0 | 0 | 0
IGCC-CCS | 0 | 0 | 0 | 0 | 0 | 0
WT_off | 0 | 0 | 0 | 0 | 0 | 0
PseudoUnit | 0 | 0 | 0 | 0 | 0 | 0
FixedInterchange | 0 | 0 | 0 | 0 | 0 | 0
Emission Cost by Reporting Type: MISO_W
ReportingType | 2015 | 2020 | 2025 | 2030 | 2035 | 2040
BM | 0 | 0 | 0 | 0 | 0 | 0
CC | 0 | 0 | 0 | 0 | 0 | 0
CSP | 0 | 0 | 0 | 0 | 0 | 0
CT | 0 | 0 | 0 | 0 | 0 | 0
Coal | 0 | 0 | 0 | 0 | 0 | 0
Geo | 0 | 0 | 0 | 0 | 0 | 0
H | 0 | 0 | 0 | 0 | 0 | 0
LFG | 0 | 0 | 0 | 0 | 0 | 0
Nuc | 0 | 0 | 0 | 0 | 0 | 0
PS | 0 | 0 | 0 | 0 | 0 | 0
PV | 0 | 0 | 0 | 0 | 0 | 0
PeakG | 0 | 0 | 0 | 0 | 0 | 0
PeakO | 0 | 0 | 0 | 0 | 0 | 0
ST | 0 | 0 | 0 | 0 | 0 | 0
STOG | 0 | 0 | 0 | 0 | 0 | 0
STWD | 0 | 0 | 0 | 0 | 0 | 0
WT | 0 | 0 | 0 | 0 | 0 | 0
IGCC | 0 | 0 | 0 | 0 | 0 | 0
DemandResponse | 0 | 0 | 0 | 0 | 0 | 0
IGCC-CCS | 0 | 0 | 0 | 0 | 0 | 0
WT_off | 0 | 0 | 0 | 0 | 0 | 0
PseudoUnit | 0 | 0 | 0 | 0 | 0 | 0
FixedInterchange | 0 | 0 | 0 | 0 | 0 | 0
Emission Cost by Reporting Type: MISO_WUMS
ReportingType | 2015 | 2020 | 2025 | 2030 | 2035 | 2040
BM | 0 | 0 | 0 | 0 | 0 | 0
CC | 0 | 0 | 0 | 0 | 0 | 0
CSP | 0 | 0 | 0 | 0 | 0 | 0
CT | 0 | 0 | 0 | 0 | 0 | 0
Coal | 0 | 0 | 0 | 0 | 0 | 0
Geo | 0 | 0 | 0 | 0 | 0 | 0
H | 0 | 0 | 0 | 0 | 0 | 0
LFG | 0 | 0 | 0 | 0 | 0 | 0
Nuc | 0 | 0 | 0 | 0 | 0 | 0
PS | 0 | 0 | 0 | 0 | 0 | 0
PV | 0 | 0 | 0 | 0 | 0 | 0
PeakG | 0 | 0 | 0 | 0 | 0 | 0
PeakO | 0 | 0 | 0 | 0 | 0 | 0
ST | 0 | 0 | 0 | 0 | 0 | 0
STOG | 0 | 0 | 0 | 0 | 0 | 0
STWD | 0 | 0 | 0 | 0 | 0 | 0
WT | 0 | 0 | 0 | 0 | 0 | 0
IGCC | 0 | 0 | 0 | 0 | 0 | 0
DemandResponse | 0 | 0 | 0 | 0 | 0 | 0
IGCC-CCS | 0 | 0 | 0 | 0 | 0 | 0
WT_off | 0 | 0 | 0 | 0 | 0 | 0
PseudoUnit | 0 | 0 | 0 | 0 | 0 | 0
FixedInterchange | 0 | 0 | 0 | 0 | 0 | 0
Emission Cost by Reporting Type: Nebraska
ReportingType | 2015 | 2020 | 2025 | 2030 | 2035 | 2040
BM | 0 | 0 | 0 | 0 | 0 | 0
CC | 0 | 0 | 0 | 0 | 0 | 0
CSP | 0 | 0 | 0 | 0 | 0 | 0
CT | 0 | 0 | 0 | 0 | 0 | 0
Coal | 0 | 0 | 0 | 0 | 0 | 0
Geo | 0 | 0 | 0 | 0 | 0 | 0
H | 0 | 0 | 0 | 0 | 0 | 0
LFG | 0 | 0 | 0 | 0 | 0 | 0
Nuc | 0 | 0 | 0 | 0 | 0 | 0
PS | 0 | 0 | 0 | 0 | 0 | 0
PV | 0 | 0 | 0 | 0 | 0 | 0
PeakG | 0 | 0 | 0 | 0 | 0 | 0
PeakO | 0 | 0 | 0 | 0 | 0 | 0
ST | 0 | 0 | 0 | 0 | 0 | 0
STOG | 0 | 0 | 0 | 0 | 0 | 0
STWD | 0 | 0 | 0 | 0 | 0 | 0
WT | 0 | 0 | 0 | 0 | 0 | 0
IGCC | 0 | 0 | 0 | 0 | 0 | 0
DemandResponse | 0 | 0 | 0 | 0 | 0 | 0
IGCC-CCS | 0 | 0 | 0 | 0 | 0 | 0
WT_off | 0 | 0 | 0 | 0 | 0 | 0
PseudoUnit | 0 | 0 | 0 | 0 | 0 | 0
FixedInterchange | 0 | 0 | 0 | 0 | 0 | 0
Emission Cost by Reporting Type: NEISO
ReportingType | 2015 | 2020 | 2025 | 2030 | 2035 | 2040
BM | 0 | 0 | 0 | 0 | 0 | 0
CC | 0 | 0 | 0 | 0 | 0 | 0
CSP | 0 | 0 | 0 | 0 | 0 | 0
CT | 0 | 0 | 0 | 0 | 0 | 0
Coal | 0 | 0 | 0 | 0 | 0 | 0
Geo | 0 | 0 | 0 | 0 | 0 | 0
H | 0 | 0 | 0 | 0 | 0 | 0
LFG | 0 | 0 | 0 | 0 | 0 | 0
Nuc | 0 | 0 | 0 | 0 | 0 | 0
PS | 0 | 0 | 0 | 0 | 0 | 0
PV | 0 | 0 | 0 | 0 | 0 | 0
PeakG | 0 | 0 | 0 | 0 | 0 | 0
PeakO | 0 | 0 | 0 | 0 | 0 | 0
ST | 0 | 0 | 0 | 0 | 0 | 0
STOG | 0 | 0 | 0 | 0 | 0 | 0
STWD | 0 | 0 | 0 | 0 | 0 | 0
WT | 0 | 0 | 0 | 0 | 0 | 0
IGCC | 0 | 0 | 0 | 0 | 0 | 0
DemandResponse | 0 | 0 | 0 | 0 | 0 | 0
IGCC-CCS | 0 | 0 | 0 | 0 | 0 | 0
WT_off | 0 | 0 | 0 | 0 | 0 | 0
PseudoUnit | 0 | 0 | 0 | 0 | 0 | 0
FixedInterchange | 0 | 0 | 0 | 0 | 0 | 0
Emission Cost by Reporting Type: NonRTO_Midwest
ReportingType | 2015 | 2020 | 2025 | 2030 | 2035 | 2040
BM | 0 | 0 | 0 | 0 | 0 | 0
CC | 0 | 0 | 0 | 0 | 0 | 0
CSP | 0 | 0 | 0 | 0 | 0 | 0
CT | 0 | 0 | 0 | 0 | 0 | 0
Coal | 0 | 0 | 0 | 0 | 0 | 0
Geo | 0 | 0 | 0 | 0 | 0 | 0
H | 0 | 0 | 0 | 0 | 0 | 0
LFG | 0 | 0 | 0 | 0 | 0 | 0
Nuc | 0 | 0 | 0 | 0 | 0 | 0
PS | 0 | 0 | 0 | 0 | 0 | 0
PV | 0 | 0 | 0 | 0 | 0 | 0
PeakG | 0 | 0 | 0 | 0 | 0 | 0
PeakO | 0 | 0 | 0 | 0 | 0 | 0
ST | 0 | 0 | 0 | 0 | 0 | 0
STOG | 0 | 0 | 0 | 0 | 0 | 0
STWD | 0 | 0 | 0 | 0 | 0 | 0
WT | 0 | 0 | 0 | 0 | 0 | 0
IGCC | 0 | 0 | 0 | 0 | 0 | 0
DemandResponse | 0 | 0 | 0 | 0 | 0 | 0
IGCC-CCS | 0 | 0 | 0 | 0 | 0 | 0
WT_off | 0 | 0 | 0 | 0 | 0 | 0
PseudoUnit | 0 | 0 | 0 | 0 | 0 | 0
FixedInterchange | 0 | 0 | 0 | 0 | 0 | 0
Emission Cost by Reporting Type: NYISO_A-F
ReportingType | 2015 | 2020 | 2025 | 2030 | 2035 | 2040
BM | 0 | 0 | 0 | 0 | 0 | 0
CC | 0 | 0 | 0 | 0 | 0 | 0
CSP | 0 | 0 | 0 | 0 | 0 | 0
CT | 0 | 0 | 0 | 0 | 0 | 0
Coal | 0 | 0 | 0 | 0 | 0 | 0
Geo | 0 | 0 | 0 | 0 | 0 | 0
H | 0 | 0 | 0 | 0 | 0 | 0
LFG | 0 | 0 | 0 | 0 | 0 | 0
Nuc | 0 | 0 | 0 | 0 | 0 | 0
PS | 0 | 0 | 0 | 0 | 0 | 0
PV | 0 | 0 | 0 | 0 | 0 | 0
PeakG | 0 | 0 | 0 | 0 | 0 | 0
PeakO | 0 | 0 | 0 | 0 | 0 | 0
ST | 0 | 0 | 0 | 0 | 0 | 0
STOG | 0 | 0 | 0 | 0 | 0 | 0
STWD | 0 | 0 | 0 | 0 | 0 | 0
WT | 0 | 0 | 0 | 0 | 0 | 0
IGCC | 0 | 0 | 0 | 0 | 0 | 0
DemandResponse | 0 | 0 | 0 | 0 | 0 | 0
IGCC-CCS | 0 | 0 | 0 | 0 | 0 | 0
WT_off | 0 | 0 | 0 | 0 | 0 | 0
PseudoUnit | 0 | 0 | 0 | 0 | 0 | 0
FixedInterchange | 0 | 0 | 0 | 0 | 0 | 0
Emission Cost by Reporting Type: NYISO_G-I
ReportingType | 2015 | 2020 | 2025 | 2030 | 2035 | 2040
BM | 0 | 0 | 0 | 0 | 0 | 0
CC | 0 | 0 | 0 | 0 | 0 | 0
CSP | 0 | 0 | 0 | 0 | 0 | 0
CT | 0 | 0 | 0 | 0 | 0 | 0
Coal | 0 | 0 | 0 | 0 | 0 | 0
Geo | 0 | 0 | 0 | 0 | 0 | 0
H | 0 | 0 | 0 | 0 | 0 | 0
LFG | 0 | 0 | 0 | 0 | 0 | 0
Nuc | 0 | 0 | 0 | 0 | 0 | 0
PS | 0 | 0 | 0 | 0 | 0 | 0
PV | 0 | 0 | 0 | 0 | 0 | 0
PeakG | 0 | 0 | 0 | 0 | 0 | 0
PeakO | 0 | 0 | 0 | 0 | 0 | 0
ST | 0 | 0 | 0 | 0 | 0 | 0
STOG | 0 | 0 | 0 | 0 | 0 | 0
STWD | 0 | 0 | 0 | 0 | 0 | 0
WT | 0 | 0 | 0 | 0 | 0 | 0
IGCC | 0 | 0 | 0 | 0 | 0 | 0
DemandResponse | 0 | 0 | 0 | 0 | 0 | 0
IGCC-CCS | 0 | 0 | 0 | 0 | 0 | 0
WT_off | 0 | 0 | 0 | 0 | 0 | 0
PseudoUnit | 0 | 0 | 0 | 0 | 0 | 0
FixedInterchange | 0 | 0 | 0 | 0 | 0 | 0
Emission Cost by Reporting Type: NYISO_J-K
ReportingType | 2015 | 2020 | 2025 | 2030 | 2035 | 2040
BM | 0 | 0 | 0 | 0 | 0 | 0
CC | 0 | 0 | 0 | 0 | 0 | 0
CSP | 0 | 0 | 0 | 0 | 0 | 0
CT | 0 | 0 | 0 | 0 | 0 | 0
Coal | 0 | 0 | 0 | 0 | 0 | 0
Geo | 0 | 0 | 0 | 0 | 0 | 0
H | 0 | 0 | 0 | 0 | 0 | 0
LFG | 0 | 0 | 0 | 0 | 0 | 0
Nuc | 0 | 0 | 0 | 0 | 0 | 0
PS | 0 | 0 | 0 | 0 | 0 | 0
PV | 0 | 0 | 0 | 0 | 0 | 0
PeakG | 0 | 0 | 0 | 0 | 0 | 0
PeakO | 0 | 0 | 0 | 0 | 0 | 0
ST | 0 | 0 | 0 | 0 | 0 | 0
STOG | 0 | 0 | 0 | 0 | 0 | 0
STWD | 0 | 0 | 0 | 0 | 0 | 0
WT | 0 | 0 | 0 | 0 | 0 | 0
IGCC | 0 | 0 | 0 | 0 | 0 | 0
DemandResponse | 0 | 0 | 0 | 0 | 0 | 0
IGCC-CCS | 0 | 0 | 0 | 0 | 0 | 0
WT_off | 0 | 0 | 0 | 0 | 0 | 0
PseudoUnit | 0 | 0 | 0 | 0 | 0 | 0
FixedInterchange | 0 | 0 | 0 | 0 | 0 | 0
Emission Cost by Reporting Type: PJM_E
ReportingType | 2015 | 2020 | 2025 | 2030 | 2035 | 2040
BM | 0 | 0 | 0 | 0 | 0 | 0
CC | 0 | 0 | 0 | 0 | 0 | 0
CSP | 0 | 0 | 0 | 0 | 0 | 0
CT | 0 | 0 | 0 | 0 | 0 | 0
Coal | 0 | 0 | 0 | 0 | 0 | 0
Geo | 0 | 0 | 0 | 0 | 0 | 0
H | 0 | 0 | 0 | 0 | 0 | 0
LFG | 0 | 0 | 0 | 0 | 0 | 0
Nuc | 0 | 0 | 0 | 0 | 0 | 0
PS | 0 | 0 | 0 | 0 | 0 | 0
PV | 0 | 0 | 0 | 0 | 0 | 0
PeakG | 0 | 0 | 0 | 0 | 0 | 0
PeakO | 0 | 0 | 0 | 0 | 0 | 0
ST | 0 | 0 | 0 | 0 | 0 | 0
STOG | 0 | 0 | 0 | 0 | 0 | 0
STWD | 0 | 0 | 0 | 0 | 0 | 0
WT | 0 | 0 | 0 | 0 | 0 | 0
IGCC | 0 | 0 | 0 | 0 | 0 | 0
DemandResponse | 0 | 0 | 0 | 0 | 0 | 0
IGCC-CCS | 0 | 0 | 0 | 0 | 0 | 0
WT_off | 0 | 0 | 0 | 0 | 0 | 0
PseudoUnit | 0 | 0 | 0 | 0 | 0 | 0
FixedInterchange | 0 | 0 | 0 | 0 | 0 | 0
Emission Cost by Reporting Type: PJM_ROM
ReportingType | 2015 | 2020 | 2025 | 2030 | 2035 | 2040
BM | 0 | 0 | 0 | 0 | 0 | 0
CC | 0 | 0 | 0 | 0 | 0 | 0
CSP | 0 | 0 | 0 | 0 | 0 | 0
CT | 0 | 0 | 0 | 0 | 0 | 0
Coal | 0 | 0 | 0 | 0 | 0 | 0
Geo | 0 | 0 | 0 | 0 | 0 | 0
H | 0 | 0 | 0 | 0 | 0 | 0
LFG | 0 | 0 | 0 | 0 | 0 | 0
Nuc | 0 | 0 | 0 | 0 | 0 | 0
PS | 0 | 0 | 0 | 0 | 0 | 0
PV | 0 | 0 | 0 | 0 | 0 | 0
PeakG | 0 | 0 | 0 | 0 | 0 | 0
PeakO | 0 | 0 | 0 | 0 | 0 | 0
ST | 0 | 0 | 0 | 0 | 0 | 0
STOG | 0 | 0 | 0 | 0 | 0 | 0
STWD | 0 | 0 | 0 | 0 | 0 | 0
WT | 0 | 0 | 0 | 0 | 0 | 0
IGCC | 0 | 0 | 0 | 0 | 0 | 0
DemandResponse | 0 | 0 | 0 | 0 | 0 | 0
IGCC-CCS | 0 | 0 | 0 | 0 | 0 | 0
WT_off | 0 | 0 | 0 | 0 | 0 | 0
PseudoUnit | 0 | 0 | 0 | 0 | 0 | 0
FixedInterchange | 0 | 0 | 0 | 0 | 0 | 0
Emission Cost by Reporting Type: PJM_ROR
ReportingType | 2015 | 2020 | 2025 | 2030 | 2035 | 2040
BM | 0 | 0 | 0 | 0 | 0 | 0
CC | 0 | 0 | 0 | 0 | 0 | 0
CSP | 0 | 0 | 0 | 0 | 0 | 0
CT | 0 | 0 | 0 | 0 | 0 | 0
Coal | 0 | 0 | 0 | 0 | 0 | 0
Geo | 0 | 0 | 0 | 0 | 0 | 0
H | 0 | 0 | 0 | 0 | 0 | 0
LFG | 0 | 0 | 0 | 0 | 0 | 0
Nuc | 0 | 0 | 0 | 0 | 0 | 0
PS | 0 | 0 | 0 | 0 | 0 | 0
PV | 0 | 0 | 0 | 0 | 0 | 0
PeakG | 0 | 0 | 0 | 0 | 0 | 0
PeakO | 0 | 0 | 0 | 0 | 0 | 0
ST | 0 | 0 | 0 | 0 | 0 | 0
STOG | 0 | 0 | 0 | 0 | 0 | 0
STWD | 0 | 0 | 0 | 0 | 0 | 0
WT | 0 | 0 | 0 | 0 | 0 | 0
IGCC | 0 | 0 | 0 | 0 | 0 | 0
DemandResponse | 0 | 0 | 0 | 0 | 0 | 0
IGCC-CCS | 0 | 0 | 0 | 0 | 0 | 0
WT_off | 0 | 0 | 0 | 0 | 0 | 0
PseudoUnit | 0 | 0 | 0 | 0 | 0 | 0
FixedInterchange | 0 | 0 | 0 | 0 | 0 | 0
Emission Cost by Reporting Type: SOCO
ReportingType | 2015 | 2020 | 2025 | 2030 | 2035 | 2040
BM | 0 | 0 | 0 | 0 | 0 | 0
CC | 0 | 0 | 0 | 0 | 0 | 0
CSP | 0 | 0 | 0 | 0 | 0 | 0
CT | 0 | 0 | 0 | 0 | 0 | 0
Coal | 0 | 0 | 0 | 0 | 0 | 0
Geo | 0 | 0 | 0 | 0 | 0 | 0
H | 0 | 0 | 0 | 0 | 0 | 0
LFG | 0 | 0 | 0 | 0 | 0 | 0
Nuc | 0 | 0 | 0 | 0 | 0 | 0
PS | 0 | 0 | 0 | 0 | 0 | 0
PV | 0 | 0 | 0 | 0 | 0 | 0
PeakG | 0 | 0 | 0 | 0 | 0 | 0
PeakO | 0 | 0 | 0 | 0 | 0 | 0
ST | 0 | 0 | 0 | 0 | 0 | 0
STOG | 0 | 0 | 0 | 0 | 0 | 0
STWD | 0 | 0 | 0 | 0 | 0 | 0
WT | 0 | 0 | 0 | 0 | 0 | 0
IGCC | 0 | 0 | 0 | 0 | 0 | 0
DemandResponse | 0 | 0 | 0 | 0 | 0 | 0
IGCC-CCS | 0 | 0 | 0 | 0 | 0 | 0
WT_off | 0 | 0 | 0 | 0 | 0 | 0
PseudoUnit | 0 | 0 | 0 | 0 | 0 | 0
FixedInterchange | 0 | 0 | 0 | 0 | 0 | 0
Emission Cost by Reporting Type: SPP_N
ReportingType | 2015 | 2020 | 2025 | 2030 | 2035 | 2040
BM | 0 | 0 | 0 | 0 | 0 | 0
CC | 0 | 0 | 0 | 0 | 0 | 0
CSP | 0 | 0 | 0 | 0 | 0 | 0
CT | 0 | 0 | 0 | 0 | 0 | 0
Coal | 0 | 0 | 0 | 0 | 0 | 0
Geo | 0 | 0 | 0 | 0 | 0 | 0
H | 0 | 0 | 0 | 0 | 0 | 0
LFG | 0 | 0 | 0 | 0 | 0 | 0
Nuc | 0 | 0 | 0 | 0 | 0 | 0
PS | 0 | 0 | 0 | 0 | 0 | 0
PV | 0 | 0 | 0 | 0 | 0 | 0
PeakG | 0 | 0 | 0 | 0 | 0 | 0
PeakO | 0 | 0 | 0 | 0 | 0 | 0
ST | 0 | 0 | 0 | 0 | 0 | 0
STOG | 0 | 0 | 0 | 0 | 0 | 0
STWD | 0 | 0 | 0 | 0 | 0 | 0
WT | 0 | 0 | 0 | 0 | 0 | 0
IGCC | 0 | 0 | 0 | 0 | 0 | 0
DemandResponse | 0 | 0 | 0 | 0 | 0 | 0
IGCC-CCS | 0 | 0 | 0 | 0 | 0 | 0
WT_off | 0 | 0 | 0 | 0 | 0 | 0
PseudoUnit | 0 | 0 | 0 | 0 | 0 | 0
FixedInterchange | 0 | 0 | 0 | 0 | 0 | 0
Emission Cost by Reporting Type: SPP_S
ReportingType | 2015 | 2020 | 2025 | 2030 | 2035 | 2040
BM | 0 | 0 | 0 | 0 | 0 | 0
CC | 0 | 0 | 0 | 0 | 0 | 0
CSP | 0 | 0 | 0 | 0 | 0 | 0
CT | 0 | 0 | 0 | 0 | 0 | 0
Coal | 0 | 0 | 0 | 0 | 0 | 0
Geo | 0 | 0 | 0 | 0 | 0 | 0
H | 0 | 0 | 0 | 0 | 0 | 0
LFG | 0 | 0 | 0 | 0 | 0 | 0
Nuc | 0 | 0 | 0 | 0 | 0 | 0
PS | 0 | 0 | 0 | 0 | 0 | 0
PV | 0 | 0 | 0 | 0 | 0 | 0
PeakG | 0 | 0 | 0 | 0 | 0 | 0
PeakO | 0 | 0 | 0 | 0 | 0 | 0
ST | 0 | 0 | 0 | 0 | 0 | 0
STOG | 0 | 0 | 0 | 0 | 0 | 0
STWD | 0 | 0 | 0 | 0 | 0 | 0
WT | 0 | 0 | 0 | 0 | 0 | 0
IGCC | 0 | 0 | 0 | 0 | 0 | 0
DemandResponse | 0 | 0 | 0 | 0 | 0 | 0
IGCC-CCS | 0 | 0 | 0 | 0 | 0 | 0
WT_off | 0 | 0 | 0 | 0 | 0 | 0
PseudoUnit | 0 | 0 | 0 | 0 | 0 | 0
FixedInterchange | 0 | 0 | 0 | 0 | 0 | 0
Emission Cost by Reporting Type: TVA
ReportingType | 2015 | 2020 | 2025 | 2030 | 2035 | 2040
BM | 0 | 0 | 0 | 0 | 0 | 0
CC | 0 | 0 | 0 | 0 | 0 | 0
CSP | 0 | 0 | 0 | 0 | 0 | 0
CT | 0 | 0 | 0 | 0 | 0 | 0
Coal | 0 | 0 | 0 | 0 | 0 | 0
Geo | 0 | 0 | 0 | 0 | 0 | 0
H | 0 | 0 | 0 | 0 | 0 | 0
LFG | 0 | 0 | 0 | 0 | 0 | 0
Nuc | 0 | 0 | 0 | 0 | 0 | 0
PS | 0 | 0 | 0 | 0 | 0 | 0
PV | 0 | 0 | 0 | 0 | 0 | 0
PeakG | 0 | 0 | 0 | 0 | 0 | 0
PeakO | 0 | 0 | 0 | 0 | 0 | 0
ST | 0 | 0 | 0 | 0 | 0 | 0
STOG | 0 | 0 | 0 | 0 | 0 | 0
STWD | 0 | 0 | 0 | 0 | 0 | 0
WT | 0 | 0 | 0 | 0 | 0 | 0
IGCC | 0 | 0 | 0 | 0 | 0 | 0
DemandResponse | 0 | 0 | 0 | 0 | 0 | 0
IGCC-CCS | 0 | 0 | 0 | 0 | 0 | 0
WT_off | 0 | 0 | 0 | 0 | 0 | 0
PseudoUnit | 0 | 0 | 0 | 0 | 0 | 0
FixedInterchange | 0 | 0 | 0 | 0 | 0 | 0
Emission Cost by Reporting Type: TVA_Transmission
ReportingType | 2015 | 2020 | 2025 | 2030 | 2035 | 2040
BM | 0 | 0 | 0 | 0 | 0 | 0
CC | 0 | 0 | 0 | 0 | 0 | 0
CSP | 0 | 0 | 0 | 0 | 0 | 0
CT | 0 | 0 | 0 | 0 | 0 | 0
Coal | 0 | 0 | 0 | 0 | 0 | 0
Geo | 0 | 0 | 0 | 0 | 0 | 0
H | 0 | 0 | 0 | 0 | 0 | 0
LFG | 0 | 0 | 0 | 0 | 0 | 0
Nuc | 0 | 0 | 0 | 0 | 0 | 0
PS | 0 | 0 | 0 | 0 | 0 | 0
PV | 0 | 0 | 0 | 0 | 0 | 0
PeakG | 0 | 0 | 0 | 0 | 0 | 0
PeakO | 0 | 0 | 0 | 0 | 0 | 0
ST | 0 | 0 | 0 | 0 | 0 | 0
STOG | 0 | 0 | 0 | 0 | 0 | 0
STWD | 0 | 0 | 0 | 0 | 0 | 0
WT | 0 | 0 | 0 | 0 | 0 | 0
IGCC | 0 | 0 | 0 | 0 | 0 | 0
DemandResponse | 0 | 0 | 0 | 0 | 0 | 0
IGCC-CCS | 0 | 0 | 0 | 0 | 0 | 0
WT_off | 0 | 0 | 0 | 0 | 0 | 0
PseudoUnit | 0 | 0 | 0 | 0 | 0 | 0
FixedInterchange | 0 | 0 | 0 | 0 | 0 | 0
Emission Cost by Reporting Type: VACAR
ReportingType | 2015 | 2020 | 2025 | 2030 | 2035 | 2040
BM | 0 | 0 | 0 | 0 | 0 | 0
CC | 0 | 0 | 0 | 0 | 0 | 0
CSP | 0 | 0 | 0 | 0 | 0 | 0
CT | 0 | 0 | 0 | 0 | 0 | 0
Coal | 0 | 0 | 0 | 0 | 0 | 0
Geo | 0 | 0 | 0 | 0 | 0 | 0
H | 0 | 0 | 0 | 0 | 0 | 0
LFG | 0 | 0 | 0 | 0 | 0 | 0
Nuc | 0 | 0 | 0 | 0 | 0 | 0
PS | 0 | 0 | 0 | 0 | 0 | 0
PV | 0 | 0 | 0 | 0 | 0 | 0
PeakG | 0 | 0 | 0 | 0 | 0 | 0
PeakO | 0 | 0 | 0 | 0 | 0 | 0
ST | 0 | 0 | 0 | 0 | 0 | 0
STOG | 0 | 0 | 0 | 0 | 0 | 0
STWD | 0 | 0 | 0 | 0 | 0 | 0
WT | 0 | 0 | 0 | 0 | 0 | 0
IGCC | 0 | 0 | 0 | 0 | 0 | 0
DemandResponse | 0 | 0 | 0 | 0 | 0 | 0
IGCC-CCS | 0 | 0 | 0 | 0 | 0 | 0
WT_off | 0 | 0 | 0 | 0 | 0 | 0
PseudoUnit | 0 | 0 | 0 | 0 | 0 | 0
FixedInterchange | 0 | 0 | 0 | 0 | 0 | 0
Emission Cost by Reporting Type: IESO
ReportingType | 2015 | 2020 | 2025 | 2030 | 2035 | 2040
BM | 0 | 0 | 0 | 0 | 0 | 0
CC | 0 | 0 | 0 | 0 | 0 | 0
CSP | 0 | 0 | 0 | 0 | 0 | 0
CT | 0 | 0 | 0 | 0 | 0 | 0
Coal | 0 | 0 | 0 | 0 | 0 | 0
Geo | 0 | 0 | 0 | 0 | 0 | 0
H | 0 | 0 | 0 | 0 | 0 | 0
LFG | 0 | 0 | 0 | 0 | 0 | 0
Nuc | 0 | 0 | 0 | 0 | 0 | 0
PS | 0 | 0 | 0 | 0 | 0 | 0
PV | 0 | 0 | 0 | 0 | 0 | 0
PeakG | 0 | 0 | 0 | 0 | 0 | 0
PeakO | 0 | 0 | 0 | 0 | 0 | 0
ST | 0 | 0 | 0 | 0 | 0 | 0
STOG | 0 | 0 | 0 | 0 | 0 | 0
STWD | 0 | 0 | 0 | 0 | 0 | 0
WT | 0 | 0 | 0 | 0 | 0 | 0
IGCC | 0 | 0 | 0 | 0 | 0 | 0
DemandResponse | 0 | 0 | 0 | 0 | 0 | 0
IGCC-CCS | 0 | 0 | 0 | 0 | 0 | 0
WT_off | 0 | 0 | 0 | 0 | 0 | 0
PseudoUnit | 0 | 0 | 0 | 0 | 0 | 0
FixedInterchange | 0 | 0 | 0 | 0 | 0 | 0
Emission Cost by Reporting Type: MAPP_CA
ReportingType | 2015 | 2020 | 2025 | 2030 | 2035 | 2040
BM | 0 | 0 | 0 | 0 | 0 | 0
CC | 0 | 0 | 0 | 0 | 0 | 0
CSP | 0 | 0 | 0 | 0 | 0 | 0
CT | 0 | 0 | 0 | 0 | 0 | 0
Coal | 0 | 0 | 0 | 0 | 0 | 0
Geo | 0 | 0 | 0 | 0 | 0 | 0
H | 0 | 0 | 0 | 0 | 0 | 0
LFG | 0 | 0 | 0 | 0 | 0 | 0
Nuc | 0 | 0 | 0 | 0 | 0 | 0
PS | 0 | 0 | 0 | 0 | 0 | 0
PV | 0 | 0 | 0 | 0 | 0 | 0
PeakG | 0 | 0 | 0 | 0 | 0 | 0
PeakO | 0 | 0 | 0 | 0 | 0 | 0
ST | 0 | 0 | 0 | 0 | 0 | 0
STOG | 0 | 0 | 0 | 0 | 0 | 0
STWD | 0 | 0 | 0 | 0 | 0 | 0
WT | 0 | 0 | 0 | 0 | 0 | 0
IGCC | 0 | 0 | 0 | 0 | 0 | 0
DemandResponse | 0 | 0 | 0 | 0 | 0 | 0
IGCC-CCS | 0 | 0 | 0 | 0 | 0 | 0
WT_off | 0 | 0 | 0 | 0 | 0 | 0
PseudoUnit | 0 | 0 | 0 | 0 | 0 | 0
FixedInterchange | 0 | 0 | 0 | 0 | 0 | 0
Emission Cost by Reporting Type: AZ_NM_SNV_Coal
ReportingType | 2015 | 2020 | 2025 | 2030 | 2035 | 2040
BM | 0 | 0 | 0 | 0 | 0 | 0
CC | 0 | 0 | 0 | 0 | 0 | 0
CSP | 0 | 0 | 0 | 0 | 0 | 0
CT | 0 | 0 | 0 | 0 | 0 | 0
Coal | 0 | 0 | 0 | 0 | 0 | 0
Geo | 0 | 0 | 0 | 0 | 0 | 0
H | 0 | 0 | 0 | 0 | 0 | 0
LFG | 0 | 0 | 0 | 0 | 0 | 0
Nuc | 0 | 0 | 0 | 0 | 0 | 0
PS | 0 | 0 | 0 | 0 | 0 | 0
PV | 0 | 0 | 0 | 0 | 0 | 0
PeakG | 0 | 0 | 0 | 0 | 0 | 0
PeakO | 0 | 0 | 0 | 0 | 0 | 0
ST | 0 | 0 | 0 | 0 | 0 | 0
STOG | 0 | 0 | 0 | 0 | 0 | 0
STWD | 0 | 0 | 0 | 0 | 0 | 0
WT | 0 | 0 | 0 | 0 | 0 | 0
IGCC | 0 | 0 | 0 | 0 | 0 | 0
DemandResponse | 0 | 0 | 0 | 0 | 0 | 0
IGCC-CCS | 0 | 0 | 0 | 0 | 0 | 0
WT_off | 0 | 0 | 0 | 0 | 0 | 0
PseudoUnit | 0 | 0 | 0 | 0 | 0 | 0
FixedInterchange | 0 | 0 | 0 | 0 | 0 | 0
Emission Cost by Reporting Type: AZ_NM_SNV_Gas
ReportingType | 2015 | 2020 | 2025 | 2030 | 2035 | 2040
BM | 0 | 0 | 0 | 0 | 0 | 0
CC | 0 | 0 | 0 | 0 | 0 | 0
CSP | 0 | 0 | 0 | 0 | 0 | 0
CT | 0 | 0 | 0 | 0 | 0 | 0
Coal | 0 | 0 | 0 | 0 | 0 | 0
Geo | 0 | 0 | 0 | 0 | 0 | 0
H | 0 | 0 | 0 | 0 | 0 | 0
LFG | 0 | 0 | 0 | 0 | 0 | 0
Nuc | 0 | 0 | 0 | 0 | 0 | 0
PS | 0 | 0 | 0 | 0 | 0 | 0
PV | 0 | 0 | 0 | 0 | 0 | 0
PeakG | 0 | 0 | 0 | 0 | 0 | 0
PeakO | 0 | 0 | 0 | 0 | 0 | 0
ST | 0 | 0 | 0 | 0 | 0 | 0
STOG | 0 | 0 | 0 | 0 | 0 | 0
STWD | 0 | 0 | 0 | 0 | 0 | 0
WT | 0 | 0 | 0 | 0 | 0 | 0
IGCC | 0 | 0 | 0 | 0 | 0 | 0
DemandResponse | 0 | 0 | 0 | 0 | 0 | 0
IGCC-CCS | 0 | 0 | 0 | 0 | 0 | 0
WT_off | 0 | 0 | 0 | 0 | 0 | 0
PseudoUnit | 0 | 0 | 0 | 0 | 0 | 0
FixedInterchange | 0 | 0 | 0 | 0 | 0 | 0
Emission Cost by Reporting Type: AZ_NM_SNV_NucRenew
ReportingType | 2015 | 2020 | 2025 | 2030 | 2035 | 2040
BM | 0 | 0 | 0 | 0 | 0 | 0
CC | 0 | 0 | 0 | 0 | 0 | 0
CSP | 0 | 0 | 0 | 0 | 0 | 0
CT | 0 | 0 | 0 | 0 | 0 | 0
Coal | 0 | 0 | 0 | 0 | 0 | 0
Geo | 0 | 0 | 0 | 0 | 0 | 0
H | 0 | 0 | 0 | 0 | 0 | 0
LFG | 0 | 0 | 0 | 0 | 0 | 0
Nuc | 0 | 0 | 0 | 0 | 0 | 0
PS | 0 | 0 | 0 | 0 | 0 | 0
PV | 0 | 0 | 0 | 0 | 0 | 0
PeakG | 0 | 0 | 0 | 0 | 0 | 0
PeakO | 0 | 0 | 0 | 0 | 0 | 0
ST | 0 | 0 | 0 | 0 | 0 | 0
STOG | 0 | 0 | 0 | 0 | 0 | 0
STWD | 0 | 0 | 0 | 0 | 0 | 0
WT | 0 | 0 | 0 | 0 | 0 | 0
IGCC | 0 | 0 | 0 | 0 | 0 | 0
DemandResponse | 0 | 0 | 0 | 0 | 0 | 0
IGCC-CCS | 0 | 0 | 0 | 0 | 0 | 0
WT_off | 0 | 0 | 0 | 0 | 0 | 0
PseudoUnit | 0 | 0 | 0 | 0 | 0 | 0
FixedInterchange | 0 | 0 | 0 | 0 | 0 | 0
Emission Cost by Reporting Type: ERCOT
ReportingType | 2015 | 2020 | 2025 | 2030 | 2035 | 2040
BM | 0 | 0 | 0 | 0 | 0 | 0
CC | 0 | 0 | 0 | 0 | 0 | 0
CSP | 0 | 0 | 0 | 0 | 0 | 0
CT | 0 | 0 | 0 | 0 | 0 | 0
Coal | 0 | 0 | 0 | 0 | 0 | 0
Geo | 0 | 0 | 0 | 0 | 0 | 0
H | 0 | 0 | 0 | 0 | 0 | 0
LFG | 0 | 0 | 0 | 0 | 0 | 0
Nuc | 0 | 0 | 0 | 0 | 0 | 0
PS | 0 | 0 | 0 | 0 | 0 | 0
PV | 0 | 0 | 0 | 0 | 0 | 0
PeakG | 0 | 0 | 0 | 0 | 0 | 0
PeakO | 0 | 0 | 0 | 0 | 0 | 0
ST | 0 | 0 | 0 | 0 | 0 | 0
STOG | 0 | 0 | 0 | 0 | 0 | 0
STWD | 0 | 0 | 0 | 0 | 0 | 0
WT | 0 | 0 | 0 | 0 | 0 | 0
IGCC | 0 | 0 | 0 | 0 | 0 | 0
DemandResponse | 0 | 0 | 0 | 0 | 0 | 0
IGCC-CCS | 0 | 0 | 0 | 0 | 0 | 0
WT_off | 0 | 0 | 0 | 0 | 0 | 0
PseudoUnit | 0 | 0 | 0 | 0 | 0 | 0
FixedInterchange | 0 | 0 | 0 | 0 | 0 | 0
Emission Cost by Reporting Type: NP15
ReportingType | 2015 | 2020 | 2025 | 2030 | 2035 | 2040
BM | 0 | 0 | 0 | 0 | 0 | 0
CC | 0 | 0 | 0 | 0 | 0 | 0
CSP | 0 | 0 | 0 | 0 | 0 | 0
CT | 0 | 0 | 0 | 0 | 0 | 0
Coal | 0 | 0 | 0 | 0 | 0 | 0
Geo | 0 | 0 | 0 | 0 | 0 | 0
H | 0 | 0 | 0 | 0 | 0 | 0
LFG | 0 | 0 | 0 | 0 | 0 | 0
Nuc | 0 | 0 | 0 | 0 | 0 | 0
PS | 0 | 0 | 0 | 0 | 0 | 0
PV | 0 | 0 | 0 | 0 | 0 | 0
PeakG | 0 | 0 | 0 | 0 | 0 | 0
PeakO | 0 | 0 | 0 | 0 | 0 | 0
ST | 0 | 0 | 0 | 0 | 0 | 0
STOG | 0 | 0 | 0 | 0 | 0 | 0
STWD | 0 | 0 | 0 | 0 | 0 | 0
WT | 0 | 0 | 0 | 0 | 0 | 0
IGCC | 0 | 0 | 0 | 0 | 0 | 0
DemandResponse | 0 | 0 | 0 | 0 | 0 | 0
IGCC-CCS | 0 | 0 | 0 | 0 | 0 | 0
WT_off | 0 | 0 | 0 | 0 | 0 | 0
PseudoUnit | 0 | 0 | 0 | 0 | 0 | 0
FixedInterchange | 0 | 0 | 0 | 0 | 0 | 0
Emission Cost by Reporting Type: NWPP_Coal
ReportingType | 2015 | 2020 | 2025 | 2030 | 2035 | 2040
BM | 0 | 0 | 0 | 0 | 0 | 0
CC | 0 | 0 | 0 | 0 | 0 | 0
CSP | 0 | 0 | 0 | 0 | 0 | 0
CT | 0 | 0 | 0 | 0 | 0 | 0
Coal | 0 | 0 | 0 | 0 | 0 | 0
Geo | 0 | 0 | 0 | 0 | 0 | 0
H | 0 | 0 | 0 | 0 | 0 | 0
LFG | 0 | 0 | 0 | 0 | 0 | 0
Nuc | 0 | 0 | 0 | 0 | 0 | 0
PS | 0 | 0 | 0 | 0 | 0 | 0
PV | 0 | 0 | 0 | 0 | 0 | 0
PeakG | 0 | 0 | 0 | 0 | 0 | 0
PeakO | 0 | 0 | 0 | 0 | 0 | 0
ST | 0 | 0 | 0 | 0 | 0 | 0
STOG | 0 | 0 | 0 | 0 | 0 | 0
STWD | 0 | 0 | 0 | 0 | 0 | 0
WT | 0 | 0 | 0 | 0 | 0 | 0
IGCC | 0 | 0 | 0 | 0 | 0 | 0
DemandResponse | 0 | 0 | 0 | 0 | 0 | 0
IGCC-CCS | 0 | 0 | 0 | 0 | 0 | 0
WT_off | 0 | 0 | 0 | 0 | 0 | 0
PseudoUnit | 0 | 0 | 0 | 0 | 0 | 0
FixedInterchange | 0 | 0 | 0 | 0 | 0 | 0
Emission Cost by Reporting Type: NWPP_Gas
ReportingType | 2015 | 2020 | 2025 | 2030 | 2035 | 2040
BM | 0 | 0 | 0 | 0 | 0 | 0
CC | 0 | 0 | 0 | 0 | 0 | 0
CSP | 0 | 0 | 0 | 0 | 0 | 0
CT | 0 | 0 | 0 | 0 | 0 | 0
Coal | 0 | 0 | 0 | 0 | 0 | 0
Geo | 0 | 0 | 0 | 0 | 0 | 0
H | 0 | 0 | 0 | 0 | 0 | 0
LFG | 0 | 0 | 0 | 0 | 0 | 0
Nuc | 0 | 0 | 0 | 0 | 0 | 0
PS | 0 | 0 | 0 | 0 | 0 | 0
PV | 0 | 0 | 0 | 0 | 0 | 0
PeakG | 0 | 0 | 0 | 0 | 0 | 0
PeakO | 0 | 0 | 0 | 0 | 0 | 0
ST | 0 | 0 | 0 | 0 | 0 | 0
STOG | 0 | 0 | 0 | 0 | 0 | 0
STWD | 0 | 0 | 0 | 0 | 0 | 0
WT | 0 | 0 | 0 | 0 | 0 | 0
IGCC | 0 | 0 | 0 | 0 | 0 | 0
DemandResponse | 0 | 0 | 0 | 0 | 0 | 0
IGCC-CCS | 0 | 0 | 0 | 0 | 0 | 0
WT_off | 0 | 0 | 0 | 0 | 0 | 0
PseudoUnit | 0 | 0 | 0 | 0 | 0 | 0
FixedInterchange | 0 | 0 | 0 | 0 | 0 | 0
Emission Cost by Reporting Type: NWPP_NucRenew
ReportingType | 2015 | 2020 | 2025 | 2030 | 2035 | 2040
BM | 0 | 0 | 0 | 0 | 0 | 0
CC | 0 | 0 | 0 | 0 | 0 | 0
CSP | 0 | 0 | 0 | 0 | 0 | 0
CT | 0 | 0 | 0 | 0 | 0 | 0
Coal | 0 | 0 | 0 | 0 | 0 | 0
Geo | 0 | 0 | 0 | 0 | 0 | 0
H | 0 | 0 | 0 | 0 | 0 | 0
LFG | 0 | 0 | 0 | 0 | 0 | 0
Nuc | 0 | 0 | 0 | 0 | 0 | 0
PS | 0 | 0 | 0 | 0 | 0 | 0
PV | 0 | 0 | 0 | 0 | 0 | 0
PeakG | 0 | 0 | 0 | 0 | 0 | 0
PeakO | 0 | 0 | 0 | 0 | 0 | 0
ST | 0 | 0 | 0 | 0 | 0 | 0
STOG | 0 | 0 | 0 | 0 | 0 | 0
STWD | 0 | 0 | 0 | 0 | 0 | 0
WT | 0 | 0 | 0 | 0 | 0 | 0
IGCC | 0 | 0 | 0 | 0 | 0 | 0
DemandResponse | 0 | 0 | 0 | 0 | 0 | 0
IGCC-CCS | 0 | 0 | 0 | 0 | 0 | 0
WT_off | 0 | 0 | 0 | 0 | 0 | 0
PseudoUnit | 0 | 0 | 0 | 0 | 0 | 0
FixedInterchange | 0 | 0 | 0 | 0 | 0 | 0
Emission Cost by Reporting Type: RMPA
ReportingType | 2015 | 2020 | 2025 | 2030 | 2035 | 2040
BM | 0 | 0 | 0 | 0 | 0 | 0
CC | 0 | 0 | 0 | 0 | 0 | 0
CSP | 0 | 0 | 0 | 0 | 0 | 0
CT | 0 | 0 | 0 | 0 | 0 | 0
Coal | 0 | 0 | 0 | 0 | 0 | 0
Geo | 0 | 0 | 0 | 0 | 0 | 0
H | 0 | 0 | 0 | 0 | 0 | 0
LFG | 0 | 0 | 0 | 0 | 0 | 0
Nuc | 0 | 0 | 0 | 0 | 0 | 0
PS | 0 | 0 | 0 | 0 | 0 | 0
PV | 0 | 0 | 0 | 0 | 0 | 0
PeakG | 0 | 0 | 0 | 0 | 0 | 0
PeakO | 0 | 0 | 0 | 0 | 0 | 0
ST | 0 | 0 | 0 | 0 | 0 | 0
STOG | 0 | 0 | 0 | 0 | 0 | 0
STWD | 0 | 0 | 0 | 0 | 0 | 0
WT | 0 | 0 | 0 | 0 | 0 | 0
IGCC | 0 | 0 | 0 | 0 | 0 | 0
DemandResponse | 0 | 0 | 0 | 0 | 0 | 0
IGCC-CCS | 0 | 0 | 0 | 0 | 0 | 0
WT_off | 0 | 0 | 0 | 0 | 0 | 0
PseudoUnit | 0 | 0 | 0 | 0 | 0 | 0
FixedInterchange | 0 | 0 | 0 | 0 | 0 | 0
Emission Cost by Reporting Type: SP15
ReportingType | 2015 | 2020 | 2025 | 2030 | 2035 | 2040
BM | 0 | 0 | 0 | 0 | 0 | 0
CC | 0 | 0 | 0 | 0 | 0 | 0
CSP | 0 | 0 | 0 | 0 | 0 | 0
CT | 0 | 0 | 0 | 0 | 0 | 0
Coal | 0 | 0 | 0 | 0 | 0 | 0
Geo | 0 | 0 | 0 | 0 | 0 | 0
H | 0 | 0 | 0 | 0 | 0 | 0
LFG | 0 | 0 | 0 | 0 | 0 | 0
Nuc | 0 | 0 | 0 | 0 | 0 | 0
PS | 0 | 0 | 0 | 0 | 0 | 0
PV | 0 | 0 | 0 | 0 | 0 | 0
PeakG | 0 | 0 | 0 | 0 | 0 | 0
PeakO | 0 | 0 | 0 | 0 | 0 | 0
ST | 0 | 0 | 0 | 0 | 0 | 0
STOG | 0 | 0 | 0 | 0 | 0 | 0
STWD | 0 | 0 | 0 | 0 | 0 | 0
WT | 0 | 0 | 0 | 0 | 0 | 0
IGCC | 0 | 0 | 0 | 0 | 0 | 0
DemandResponse | 0 | 0 | 0 | 0 | 0 | 0
IGCC-CCS | 0 | 0 | 0 | 0 | 0 | 0
WT_off | 0 | 0 | 0 | 0 | 0 | 0
PseudoUnit | 0 | 0 | 0 | 0 | 0 | 0
FixedInterchange | 0 | 0 | 0 | 0 | 0 | 0
Emission Cost by Reporting Type: ALB
ReportingType | 2015 | 2020 | 2025 | 2030 | 2035 | 2040
BM | 0 | 0 | 0 | 0 | 0 | 0
CC | 0 | 0 | 0 | 0 | 0 | 0
CSP | 0 | 0 | 0 | 0 | 0 | 0
CT | 0 | 0 | 0 | 0 | 0 | 0
Coal | 0 | 0 | 0 | 0 | 0 | 0
Geo | 0 | 0 | 0 | 0 | 0 | 0
H | 0 | 0 | 0 | 0 | 0 | 0
LFG | 0 | 0 | 0 | 0 | 0 | 0
Nuc | 0 | 0 | 0 | 0 | 0 | 0
PS | 0 | 0 | 0 | 0 | 0 | 0
PV | 0 | 0 | 0 | 0 | 0 | 0
PeakG | 0 | 0 | 0 | 0 | 0 | 0
PeakO | 0 | 0 | 0 | 0 | 0 | 0
ST | 0 | 0 | 0 | 0 | 0 | 0
STOG | 0 | 0 | 0 | 0 | 0 | 0
STWD | 0 | 0 | 0 | 0 | 0 | 0
WT | 0 | 0 | 0 | 0 | 0 | 0
IGCC | 0 | 0 | 0 | 0 | 0 | 0
DemandResponse | 0 | 0 | 0 | 0 | 0 | 0
IGCC-CCS | 0 | 0 | 0 | 0 | 0 | 0
WT_off | 0 | 0 | 0 | 0 | 0 | 0
PseudoUnit | 0 | 0 | 0 | 0 | 0 | 0
FixedInterchange | 0 | 0 | 0 | 0 | 0 | 0
Emission Cost by Reporting Type: BC
ReportingType | 2015 | 2020 | 2025 | 2030 | 2035 | 2040
BM | 0 | 0 | 0 | 0 | 0 | 0
CC | 0 | 0 | 0 | 0 | 0 | 0
CSP | 0 | 0 | 0 | 0 | 0 | 0
CT | 0 | 0 | 0 | 0 | 0 | 0
Coal | 0 | 0 | 0 | 0 | 0 | 0
Geo | 0 | 0 | 0 | 0 | 0 | 0
H | 0 | 0 | 0 | 0 | 0 | 0
LFG | 0 | 0 | 0 | 0 | 0 | 0
Nuc | 0 | 0 | 0 | 0 | 0 | 0
PS | 0 | 0 | 0 | 0 | 0 | 0
PV | 0 | 0 | 0 | 0 | 0 | 0
PeakG | 0 | 0 | 0 | 0 | 0 | 0
PeakO | 0 | 0 | 0 | 0 | 0 | 0
ST | 0 | 0 | 0 | 0 | 0 | 0
STOG | 0 | 0 | 0 | 0 | 0 | 0
STWD | 0 | 0 | 0 | 0 | 0 | 0
WT | 0 | 0 | 0 | 0 | 0 | 0
IGCC | 0 | 0 | 0 | 0 | 0 | 0
DemandResponse | 0 | 0 | 0 | 0 | 0 | 0
IGCC-CCS | 0 | 0 | 0 | 0 | 0 | 0
WT_off | 0 | 0 | 0 | 0 | 0 | 0
PseudoUnit | 0 | 0 | 0 | 0 | 0 | 0
FixedInterchange | 0 | 0 | 0 | 0 | 0 | 0
Emission Cost by Reporting Type: HQ_IESO
ReportingType | 2015 | 2020 | 2025 | 2030 | 2035 | 2040
BM | 0 | 0 | 0 | 0 | 0 | 0
CC | 0 | 0 | 0 | 0 | 0 | 0
CSP | 0 | 0 | 0 | 0 | 0 | 0
CT | 0 | 0 | 0 | 0 | 0 | 0
Coal | 0 | 0 | 0 | 0 | 0 | 0
Geo | 0 | 0 | 0 | 0 | 0 | 0
H | 0 | 0 | 0 | 0 | 0 | 0
LFG | 0 | 0 | 0 | 0 | 0 | 0
Nuc | 0 | 0 | 0 | 0 | 0 | 0
PS | 0 | 0 | 0 | 0 | 0 | 0
PV | 0 | 0 | 0 | 0 | 0 | 0
PeakG | 0 | 0 | 0 | 0 | 0 | 0
PeakO | 0 | 0 | 0 | 0 | 0 | 0
ST | 0 | 0 | 0 | 0 | 0 | 0
STOG | 0 | 0 | 0 | 0 | 0 | 0
STWD | 0 | 0 | 0 | 0 | 0 | 0
WT | 0 | 0 | 0 | 0 | 0 | 0
IGCC | 0 | 0 | 0 | 0 | 0 | 0
DemandResponse | 0 | 0 | 0 | 0 | 0 | 0
IGCC-CCS | 0 | 0 | 0 | 0 | 0 | 0
WT_off | 0 | 0 | 0 | 0 | 0 | 0
PseudoUnit | 0 | 0 | 0 | 0 | 0 | 0
FixedInterchange | 0 | 0 | 0 | 0 | 0 | 0
Emission Cost by Reporting Type: HQ_NEISO
ReportingType | 2015 | 2020 | 2025 | 2030 | 2035 | 2040
BM | 0 | 0 | 0 | 0 | 0 | 0
CC | 0 | 0 | 0 | 0 | 0 | 0
CSP | 0 | 0 | 0 | 0 | 0 | 0
CT | 0 | 0 | 0 | 0 | 0 | 0
Coal | 0 | 0 | 0 | 0 | 0 | 0
Geo | 0 | 0 | 0 | 0 | 0 | 0
H | 0 | 0 | 0 | 0 | 0 | 0
LFG | 0 | 0 | 0 | 0 | 0 | 0
Nuc | 0 | 0 | 0 | 0 | 0 | 0
PS | 0 | 0 | 0 | 0 | 0 | 0
PV | 0 | 0 | 0 | 0 | 0 | 0
PeakG | 0 | 0 | 0 | 0 | 0 | 0
PeakO | 0 | 0 | 0 | 0 | 0 | 0
ST | 0 | 0 | 0 | 0 | 0 | 0
STOG | 0 | 0 | 0 | 0 | 0 | 0
STWD | 0 | 0 | 0 | 0 | 0 | 0
WT | 0 | 0 | 0 | 0 | 0 | 0
IGCC | 0 | 0 | 0 | 0 | 0 | 0
DemandResponse | 0 | 0 | 0 | 0 | 0 | 0
IGCC-CCS | 0 | 0 | 0 | 0 | 0 | 0
WT_off | 0 | 0 | 0 | 0 | 0 | 0
PseudoUnit | 0 | 0 | 0 | 0 | 0 | 0
FixedInterchange | 0 | 0 | 0 | 0 | 0 | 0
Emission Cost by Reporting Type: HQ_NY
ReportingType | 2015 | 2020 | 2025 | 2030 | 2035 | 2040
BM | 0 | 0 | 0 | 0 | 0 | 0
CC | 0 | 0 | 0 | 0 | 0 | 0
CSP | 0 | 0 | 0 | 0 | 0 | 0
CT | 0 | 0 | 0 | 0 | 0 | 0
Coal | 0 | 0 | 0 | 0 | 0 | 0
Geo | 0 | 0 | 0 | 0 | 0 | 0
H | 0 | 0 | 0 | 0 | 0 | 0
LFG | 0 | 0 | 0 | 0 | 0 | 0
Nuc | 0 | 0 | 0 | 0 | 0 | 0
PS | 0 | 0 | 0 | 0 | 0 | 0
PV | 0 | 0 | 0 | 0 | 0 | 0
PeakG | 0 | 0 | 0 | 0 | 0 | 0
PeakO | 0 | 0 | 0 | 0 | 0 | 0
ST | 0 | 0 | 0 | 0 | 0 | 0
STOG | 0 | 0 | 0 | 0 | 0 | 0
STWD | 0 | 0 | 0 | 0 | 0 | 0
WT | 0 | 0 | 0 | 0 | 0 | 0
IGCC | 0 | 0 | 0 | 0 | 0 | 0
DemandResponse | 0 | 0 | 0 | 0 | 0 | 0
IGCC-CCS | 0 | 0 | 0 | 0 | 0 | 0
WT_off | 0 | 0 | 0 | 0 | 0 | 0
PseudoUnit | 0 | 0 | 0 | 0 | 0 | 0
FixedInterchange | 0 | 0 | 0 | 0 | 0 | 0
Emission Cost by Reporting Type: MARITIMES
ReportingType | 2015 | 2020 | 2025 | 2030 | 2035 | 2040
BM | 0 | 0 | 0 | 0 | 0 | 0
CC | 0 | 0 | 0 | 0 | 0 | 0
CSP | 0 | 0 | 0 | 0 | 0 | 0
CT | 0 | 0 | 0 | 0 | 0 | 0
Coal | 0 | 0 | 0 | 0 | 0 | 0
Geo | 0 | 0 | 0 | 0 | 0 | 0
H | 0 | 0 | 0 | 0 | 0 | 0
LFG | 0 | 0 | 0 | 0 | 0 | 0
Nuc | 0 | 0 | 0 | 0 | 0 | 0
PS | 0 | 0 | 0 | 0 | 0 | 0
PV | 0 | 0 | 0 | 0 | 0 | 0
PeakG | 0 | 0 | 0 | 0 | 0 | 0
PeakO | 0 | 0 | 0 | 0 | 0 | 0
ST | 0 | 0 | 0 | 0 | 0 | 0
STOG | 0 | 0 | 0 | 0 | 0 | 0
STWD | 0 | 0 | 0 | 0 | 0 | 0
WT | 0 | 0 | 0 | 0 | 0 | 0
IGCC | 0 | 0 | 0 | 0 | 0 | 0
DemandResponse | 0 | 0 | 0 | 0 | 0 | 0
IGCC-CCS | 0 | 0 | 0 | 0 | 0 | 0
WT_off | 0 | 0 | 0 | 0 | 0 | 0
PseudoUnit | 0 | 0 | 0 | 0 | 0 | 0
FixedInterchange | 0 | 0 | 0 | 0 | 0 | 0
Emission Cost by Reporting Type: All
ReportingType | 2015 | 2020 | 2025 | 2030 | 2035 | 2040
BM | 0 | 0 | 0 | 0 | 0 | 0
CC | 0 | 0 | 0 | 0 | 0 | 0
CSP | 0 | 0 | 0 | 0 | 0 | 0
CT | 0 | 0 | 0 | 0 | 0 | 0
Coal | 0 | 0 | 0 | 0 | 0 | 0
Geo | 0 | 0 | 0 | 0 | 0 | 0
H | 0 | 0 | 0 | 0 | 0 | 0
LFG | 0 | 0 | 0 | 0 | 0 | 0
Nuc | 0 | 0 | 0 | 0 | 0 | 0
PS | 0 | 0 | 0 | 0 | 0 | 0
PV | 0 | 0 | 0 | 0 | 0 | 0
PeakG | 0 | 0 | 0 | 0 | 0 | 0
PeakO | 0 | 0 | 0 | 0 | 0 | 0
ST | 0 | 0 | 0 | 0 | 0 | 0
STOG | 0 | 0 | 0 | 0 | 0 | 0
STWD | 0 | 0 | 0 | 0 | 0 | 0
WT | 0 | 0 | 0 | 0 | 0 | 0
IGCC | 0 | 0 | 0 | 0 | 0 | 0
DemandResponse | 0 | 0 | 0 | 0 | 0 | 0
IGCC-CCS | 0 | 0 | 0 | 0 | 0 | 0
WT_off | 0 | 0 | 0 | 0 | 0 | 0
PseudoUnit | 0 | 0 | 0 | 0 | 0 | 0
FixedInterchange | 0 | 0 | 0 | 0 | 0 | 0
Emission Cost by Reporting Type: EI_US
ReportingType | 2015 | 2020 | 2025 | 2030 | 2035 | 2040
BM | 0 | 0 | 0 | 0 | 0 | 0
CC | 0 | 0 | 0 | 0 | 0 | 0
CSP | 0 | 0 | 0 | 0 | 0 | 0
CT | 0 | 0 | 0 | 0 | 0 | 0
Coal | 0 | 0 | 0 | 0 | 0 | 0
Geo | 0 | 0 | 0 | 0 | 0 | 0
H | 0 | 0 | 0 | 0 | 0 | 0
LFG | 0 | 0 | 0 | 0 | 0 | 0
Nuc | 0 | 0 | 0 | 0 | 0 | 0
PS | 0 | 0 | 0 | 0 | 0 | 0
PV | 0 | 0 | 0 | 0 | 0 | 0
PeakG | 0 | 0 | 0 | 0 | 0 | 0
PeakO | 0 | 0 | 0 | 0 | 0 | 0
ST | 0 | 0 | 0 | 0 | 0 | 0
STOG | 0 | 0 | 0 | 0 | 0 | 0
STWD | 0 | 0 | 0 | 0 | 0 | 0
WT | 0 | 0 | 0 | 0 | 0 | 0
IGCC | 0 | 0 | 0 | 0 | 0 | 0
DemandResponse | 0 | 0 | 0 | 0 | 0 | 0
IGCC-CCS | 0 | 0 | 0 | 0 | 0 | 0
WT_off | 0 | 0 | 0 | 0 | 0 | 0
PseudoUnit | 0 | 0 | 0 | 0 | 0 | 0
FixedInterchange | 0 | 0 | 0 | 0 | 0 | 0
Emission Cost by Reporting Type: EI_Canada
ReportingType | 2015 | 2020 | 2025 | 2030 | 2035 | 2040
BM | 0 | 0 | 0 | 0 | 0 | 0
CC | 0 | 0 | 0 | 0 | 0 | 0
CSP | 0 | 0 | 0 | 0 | 0 | 0
CT | 0 | 0 | 0 | 0 | 0 | 0
Coal | 0 | 0 | 0 | 0 | 0 | 0
Geo | 0 | 0 | 0 | 0 | 0 | 0
H | 0 | 0 | 0 | 0 | 0 | 0
LFG | 0 | 0 | 0 | 0 | 0 | 0
Nuc | 0 | 0 | 0 | 0 | 0 | 0
PS | 0 | 0 | 0 | 0 | 0 | 0
PV | 0 | 0 | 0 | 0 | 0 | 0
PeakG | 0 | 0 | 0 | 0 | 0 | 0
PeakO | 0 | 0 | 0 | 0 | 0 | 0
ST | 0 | 0 | 0 | 0 | 0 | 0
STOG | 0 | 0 | 0 | 0 | 0 | 0
STWD | 0 | 0 | 0 | 0 | 0 | 0
WT | 0 | 0 | 0 | 0 | 0 | 0
IGCC | 0 | 0 | 0 | 0 | 0 | 0
DemandResponse | 0 | 0 | 0 | 0 | 0 | 0
IGCC-CCS | 0 | 0 | 0 | 0 | 0 | 0
WT_off | 0 | 0 | 0 | 0 | 0 | 0
PseudoUnit | 0 | 0 | 0 | 0 | 0 | 0
FixedInterchange | 0 | 0 | 0 | 0 | 0 | 0
Emission Cost by Reporting Type: EI
ReportingType | 2015 | 2020 | 2025 | 2030 | 2035 | 2040
BM | 0 | 0 | 0 | 0 | 0 | 0
CC | 0 | 0 | 0 | 0 | 0 | 0
CSP | 0 | 0 | 0 | 0 | 0 | 0
CT | 0 | 0 | 0 | 0 | 0 | 0
Coal | 0 | 0 | 0 | 0 | 0 | 0
Geo | 0 | 0 | 0 | 0 | 0 | 0
H | 0 | 0 | 0 | 0 | 0 | 0
LFG | 0 | 0 | 0 | 0 | 0 | 0
Nuc | 0 | 0 | 0 | 0 | 0 | 0
PS | 0 | 0 | 0 | 0 | 0 | 0
PV | 0 | 0 | 0 | 0 | 0 | 0
PeakG | 0 | 0 | 0 | 0 | 0 | 0
PeakO | 0 | 0 | 0 | 0 | 0 | 0
ST | 0 | 0 | 0 | 0 | 0 | 0
STOG | 0 | 0 | 0 | 0 | 0 | 0
STWD | 0 | 0 | 0 | 0 | 0 | 0
WT | 0 | 0 | 0 | 0 | 0 | 0
IGCC | 0 | 0 | 0 | 0 | 0 | 0
DemandResponse | 0 | 0 | 0 | 0 | 0 | 0
IGCC-CCS | 0 | 0 | 0 | 0 | 0 | 0
WT_off | 0 | 0 | 0 | 0 | 0 | 0
PseudoUnit | 0 | 0 | 0 | 0 | 0 | 0
FixedInterchange | 0 | 0 | 0 | 0 | 0 | 0
Emission Cost by Reporting Type: Outside_EI
ReportingType | 2015 | 2020 | 2025 | 2030 | 2035 | 2040
BM | 0 | 0 | 0 | 0 | 0 | 0
CC | 0 | 0 | 0 | 0 | 0 | 0
CSP | 0 | 0 | 0 | 0 | 0 | 0
CT | 0 | 0 | 0 | 0 | 0 | 0
Coal | 0 | 0 | 0 | 0 | 0 | 0
Geo | 0 | 0 | 0 | 0 | 0 | 0
H | 0 | 0 | 0 | 0 | 0 | 0
LFG | 0 | 0 | 0 | 0 | 0 | 0
Nuc | 0 | 0 | 0 | 0 | 0 | 0
PS | 0 | 0 | 0 | 0 | 0 | 0
PV | 0 | 0 | 0 | 0 | 0 | 0
PeakG | 0 | 0 | 0 | 0 | 0 | 0
PeakO | 0 | 0 | 0 | 0 | 0 | 0
ST | 0 | 0 | 0 | 0 | 0 | 0
STOG | 0 | 0 | 0 | 0 | 0 | 0
STWD | 0 | 0 | 0 | 0 | 0 | 0
WT | 0 | 0 | 0 | 0 | 0 | 0
IGCC | 0 | 0 | 0 | 0 | 0 | 0
DemandResponse | 0 | 0 | 0 | 0 | 0 | 0
IGCC-CCS | 0 | 0 | 0 | 0 | 0 | 0
WT_off | 0 | 0 | 0 | 0 | 0 | 0
PseudoUnit | 0 | 0 | 0 | 0 | 0 | 0
FixedInterchange | 0 | 0 | 0 | 0 | 0 | 0
==== Emission Program: CAIRNOxAnnual : (NOx) ====
Emission Cost by Reporting Type: Entergy
ReportingType | 2015 | 2020 | 2025 | 2030 | 2035 | 2040
BM | 0 | 0 | 0 | 0 | 0 | 0
CC | 0 | 0 | 0 | 0 | 0 | 0
CSP | 0 | 0 | 0 | 0 | 0 | 0
CT | 0 | 0 | 0 | 0 | 0 | 0
Coal | 0 | 0 | 0 | 0 | 0 | 0
Geo | 0 | 0 | 0 | 0 | 0 | 0
H | 0 | 0 | 0 | 0 | 0 | 0
LFG | 0 | 0 | 0 | 0 | 0 | 0
Nuc | 0 | 0 | 0 | 0 | 0 | 0
PS | 0 | 0 | 0 | 0 | 0 | 0
PV | 0 | 0 | 0 | 0 | 0 | 0
PeakG | 0 | 0 | 0 | 0 | 0 | 0
PeakO | 0 | 0 | 0 | 0 | 0 | 0
ST | 0 | 0 | 0 | 0 | 0 | 0
STOG | 0 | 0 | 0 | 0 | 0 | 0
STWD | 0 | 0 | 0 | 0 | 0 | 0
WT | 0 | 0 | 0 | 0 | 0 | 0
IGCC | 0 | 0 | 0 | 0 | 0 | 0
DemandResponse | 0 | 0 | 0 | 0 | 0 | 0
IGCC-CCS | 0 | 0 | 0 | 0 | 0 | 0
WT_off | 0 | 0 | 0 | 0 | 0 | 0
PseudoUnit | 0 | 0 | 0 | 0 | 0 | 0
FixedInterchange | 0 | 0 | 0 | 0 | 0 | 0
Emission Cost by Reporting Type: FRCC
ReportingType | 2015 | 2020 | 2025 | 2030 | 2035 | 2040
BM | 0 | 0 | 0 | 0 | 0 | 0
CC | 0 | 0 | 0 | 0 | 0 | 0
CSP | 0 | 0 | 0 | 0 | 0 | 0
CT | 0 | 0 | 0 | 0 | 0 | 0
Coal | 0 | 0 | 0 | 0 | 0 | 0
Geo | 0 | 0 | 0 | 0 | 0 | 0
H | 0 | 0 | 0 | 0 | 0 | 0
LFG | 0 | 0 | 0 | 0 | 0 | 0
Nuc | 0 | 0 | 0 | 0 | 0 | 0
PS | 0 | 0 | 0 | 0 | 0 | 0
PV | 0 | 0 | 0 | 0 | 0 | 0
PeakG | 0 | 0 | 0 | 0 | 0 | 0
PeakO | 0 | 0 | 0 | 0 | 0 | 0
ST | 0 | 0 | 0 | 0 | 0 | 0
STOG | 0 | 0 | 0 | 0 | 0 | 0
STWD | 0 | 0 | 0 | 0 | 0 | 0
WT | 0 | 0 | 0 | 0 | 0 | 0
IGCC | 0 | 0 | 0 | 0 | 0 | 0
DemandResponse | 0 | 0 | 0 | 0 | 0 | 0
IGCC-CCS | 0 | 0 | 0 | 0 | 0 | 0
WT_off | 0 | 0 | 0 | 0 | 0 | 0
PseudoUnit | 0 | 0 | 0 | 0 | 0 | 0
FixedInterchange | 0 | 0 | 0 | 0 | 0 | 0
Emission Cost by Reporting Type: MAPP_US
ReportingType | 2015 | 2020 | 2025 | 2030 | 2035 | 2040
BM | 0 | 0 | 0 | 0 | 0 | 0
CC | 0 | 0 | 0 | 0 | 0 | 0
CSP | 0 | 0 | 0 | 0 | 0 | 0
CT | 0 | 0 | 0 | 0 | 0 | 0
Coal | 0 | 0 | 0 | 0 | 0 | 0
Geo | 0 | 0 | 0 | 0 | 0 | 0
H | 0 | 0 | 0 | 0 | 0 | 0
LFG | 0 | 0 | 0 | 0 | 0 | 0
Nuc | 0 | 0 | 0 | 0 | 0 | 0
PS | 0 | 0 | 0 | 0 | 0 | 0
PV | 0 | 0 | 0 | 0 | 0 | 0
PeakG | 0 | 0 | 0 | 0 | 0 | 0
PeakO | 0 | 0 | 0 | 0 | 0 | 0
ST | 0 | 0 | 0 | 0 | 0 | 0
STOG | 0 | 0 | 0 | 0 | 0 | 0
STWD | 0 | 0 | 0 | 0 | 0 | 0
WT | 0 | 0 | 0 | 0 | 0 | 0
IGCC | 0 | 0 | 0 | 0 | 0 | 0
DemandResponse | 0 | 0 | 0 | 0 | 0 | 0
IGCC-CCS | 0 | 0 | 0 | 0 | 0 | 0
WT_off | 0 | 0 | 0 | 0 | 0 | 0
PseudoUnit | 0 | 0 | 0 | 0 | 0 | 0
FixedInterchange | 0 | 0 | 0 | 0 | 0 | 0
Emission Cost by Reporting Type: MISO_IN
ReportingType | 2015 | 2020 | 2025 | 2030 | 2035 | 2040
BM | 0 | 0 | 0 | 0 | 0 | 0
CC | 0 | 0 | 0 | 0 | 0 | 0
CSP | 0 | 0 | 0 | 0 | 0 | 0
CT | 0 | 0 | 0 | 0 | 0 | 0
Coal | 0 | 0 | 0 | 0 | 0 | 0
Geo | 0 | 0 | 0 | 0 | 0 | 0
H | 0 | 0 | 0 | 0 | 0 | 0
LFG | 0 | 0 | 0 | 0 | 0 | 0
Nuc | 0 | 0 | 0 | 0 | 0 | 0
PS | 0 | 0 | 0 | 0 | 0 | 0
PV | 0 | 0 | 0 | 0 | 0 | 0
PeakG | 0 | 0 | 0 | 0 | 0 | 0
PeakO | 0 | 0 | 0 | 0 | 0 | 0
ST | 0 | 0 | 0 | 0 | 0 | 0
STOG | 0 | 0 | 0 | 0 | 0 | 0
STWD | 0 | 0 | 0 | 0 | 0 | 0
WT | 0 | 0 | 0 | 0 | 0 | 0
IGCC | 0 | 0 | 0 | 0 | 0 | 0
DemandResponse | 0 | 0 | 0 | 0 | 0 | 0
IGCC-CCS | 0 | 0 | 0 | 0 | 0 | 0
WT_off | 0 | 0 | 0 | 0 | 0 | 0
PseudoUnit | 0 | 0 | 0 | 0 | 0 | 0
FixedInterchange | 0 | 0 | 0 | 0 | 0 | 0
Emission Cost by Reporting Type: MISO_MI
ReportingType | 2015 | 2020 | 2025 | 2030 | 2035 | 2040
BM | 0 | 0 | 0 | 0 | 0 | 0
CC | 0 | 0 | 0 | 0 | 0 | 0
CSP | 0 | 0 | 0 | 0 | 0 | 0
CT | 0 | 0 | 0 | 0 | 0 | 0
Coal | 0 | 0 | 0 | 0 | 0 | 0
Geo | 0 | 0 | 0 | 0 | 0 | 0
H | 0 | 0 | 0 | 0 | 0 | 0
LFG | 0 | 0 | 0 | 0 | 0 | 0
Nuc | 0 | 0 | 0 | 0 | 0 | 0
PS | 0 | 0 | 0 | 0 | 0 | 0
PV | 0 | 0 | 0 | 0 | 0 | 0
PeakG | 0 | 0 | 0 | 0 | 0 | 0
PeakO | 0 | 0 | 0 | 0 | 0 | 0
ST | 0 | 0 | 0 | 0 | 0 | 0
STOG | 0 | 0 | 0 | 0 | 0 | 0
STWD | 0 | 0 | 0 | 0 | 0 | 0
WT | 0 | 0 | 0 | 0 | 0 | 0
IGCC | 0 | 0 | 0 | 0 | 0 | 0
DemandResponse | 0 | 0 | 0 | 0 | 0 | 0
IGCC-CCS | 0 | 0 | 0 | 0 | 0 | 0
WT_off | 0 | 0 | 0 | 0 | 0 | 0
PseudoUnit | 0 | 0 | 0 | 0 | 0 | 0
FixedInterchange | 0 | 0 | 0 | 0 | 0 | 0
Emission Cost by Reporting Type: MISO_MO-IL
ReportingType | 2015 | 2020 | 2025 | 2030 | 2035 | 2040
BM | 0 | 0 | 0 | 0 | 0 | 0
CC | 0 | 0 | 0 | 0 | 0 | 0
CSP | 0 | 0 | 0 | 0 | 0 | 0
CT | 0 | 0 | 0 | 0 | 0 | 0
Coal | 0 | 0 | 0 | 0 | 0 | 0
Geo | 0 | 0 | 0 | 0 | 0 | 0
H | 0 | 0 | 0 | 0 | 0 | 0
LFG | 0 | 0 | 0 | 0 | 0 | 0
Nuc | 0 | 0 | 0 | 0 | 0 | 0
PS | 0 | 0 | 0 | 0 | 0 | 0
PV | 0 | 0 | 0 | 0 | 0 | 0
PeakG | 0 | 0 | 0 | 0 | 0 | 0
PeakO | 0 | 0 | 0 | 0 | 0 | 0
ST | 0 | 0 | 0 | 0 | 0 | 0
STOG | 0 | 0 | 0 | 0 | 0 | 0
STWD | 0 | 0 | 0 | 0 | 0 | 0
WT | 0 | 0 | 0 | 0 | 0 | 0
IGCC | 0 | 0 | 0 | 0 | 0 | 0
DemandResponse | 0 | 0 | 0 | 0 | 0 | 0
IGCC-CCS | 0 | 0 | 0 | 0 | 0 | 0
WT_off | 0 | 0 | 0 | 0 | 0 | 0
PseudoUnit | 0 | 0 | 0 | 0 | 0 | 0
FixedInterchange | 0 | 0 | 0 | 0 | 0 | 0
Emission Cost by Reporting Type: MISO_W
ReportingType | 2015 | 2020 | 2025 | 2030 | 2035 | 2040
BM | 0 | 0 | 0 | 0 | 0 | 0
CC | 0 | 0 | 0 | 0 | 0 | 0
CSP | 0 | 0 | 0 | 0 | 0 | 0
CT | 0 | 0 | 0 | 0 | 0 | 0
Coal | 0 | 0 | 0 | 0 | 0 | 0
Geo | 0 | 0 | 0 | 0 | 0 | 0
H | 0 | 0 | 0 | 0 | 0 | 0
LFG | 0 | 0 | 0 | 0 | 0 | 0
Nuc | 0 | 0 | 0 | 0 | 0 | 0
PS | 0 | 0 | 0 | 0 | 0 | 0
PV | 0 | 0 | 0 | 0 | 0 | 0
PeakG | 0 | 0 | 0 | 0 | 0 | 0
PeakO | 0 | 0 | 0 | 0 | 0 | 0
ST | 0 | 0 | 0 | 0 | 0 | 0
STOG | 0 | 0 | 0 | 0 | 0 | 0
STWD | 0 | 0 | 0 | 0 | 0 | 0
WT | 0 | 0 | 0 | 0 | 0 | 0
IGCC | 0 | 0 | 0 | 0 | 0 | 0
DemandResponse | 0 | 0 | 0 | 0 | 0 | 0
IGCC-CCS | 0 | 0 | 0 | 0 | 0 | 0
WT_off | 0 | 0 | 0 | 0 | 0 | 0
PseudoUnit | 0 | 0 | 0 | 0 | 0 | 0
FixedInterchange | 0 | 0 | 0 | 0 | 0 | 0
Emission Cost by Reporting Type: MISO_WUMS
ReportingType | 2015 | 2020 | 2025 | 2030 | 2035 | 2040
BM | 0 | 0 | 0 | 0 | 0 | 0
CC | 0 | 0 | 0 | 0 | 0 | 0
CSP | 0 | 0 | 0 | 0 | 0 | 0
CT | 0 | 0 | 0 | 0 | 0 | 0
Coal | 0 | 0 | 0 | 0 | 0 | 0
Geo | 0 | 0 | 0 | 0 | 0 | 0
H | 0 | 0 | 0 | 0 | 0 | 0
LFG | 0 | 0 | 0 | 0 | 0 | 0
Nuc | 0 | 0 | 0 | 0 | 0 | 0
PS | 0 | 0 | 0 | 0 | 0 | 0
PV | 0 | 0 | 0 | 0 | 0 | 0
PeakG | 0 | 0 | 0 | 0 | 0 | 0
PeakO | 0 | 0 | 0 | 0 | 0 | 0
ST | 0 | 0 | 0 | 0 | 0 | 0
STOG | 0 | 0 | 0 | 0 | 0 | 0
STWD | 0 | 0 | 0 | 0 | 0 | 0
WT | 0 | 0 | 0 | 0 | 0 | 0
IGCC | 0 | 0 | 0 | 0 | 0 | 0
DemandResponse | 0 | 0 | 0 | 0 | 0 | 0
IGCC-CCS | 0 | 0 | 0 | 0 | 0 | 0
WT_off | 0 | 0 | 0 | 0 | 0 | 0
PseudoUnit | 0 | 0 | 0 | 0 | 0 | 0
FixedInterchange | 0 | 0 | 0 | 0 | 0 | 0
Emission Cost by Reporting Type: Nebraska
ReportingType | 2015 | 2020 | 2025 | 2030 | 2035 | 2040
BM | 0 | 0 | 0 | 0 | 0 | 0
CC | 0 | 0 | 0 | 0 | 0 | 0
CSP | 0 | 0 | 0 | 0 | 0 | 0
CT | 0 | 0 | 0 | 0 | 0 | 0
Coal | 0 | 0 | 0 | 0 | 0 | 0
Geo | 0 | 0 | 0 | 0 | 0 | 0
H | 0 | 0 | 0 | 0 | 0 | 0
LFG | 0 | 0 | 0 | 0 | 0 | 0
Nuc | 0 | 0 | 0 | 0 | 0 | 0
PS | 0 | 0 | 0 | 0 | 0 | 0
PV | 0 | 0 | 0 | 0 | 0 | 0
PeakG | 0 | 0 | 0 | 0 | 0 | 0
PeakO | 0 | 0 | 0 | 0 | 0 | 0
ST | 0 | 0 | 0 | 0 | 0 | 0
STOG | 0 | 0 | 0 | 0 | 0 | 0
STWD | 0 | 0 | 0 | 0 | 0 | 0
WT | 0 | 0 | 0 | 0 | 0 | 0
IGCC | 0 | 0 | 0 | 0 | 0 | 0
DemandResponse | 0 | 0 | 0 | 0 | 0 | 0
IGCC-CCS | 0 | 0 | 0 | 0 | 0 | 0
WT_off | 0 | 0 | 0 | 0 | 0 | 0
PseudoUnit | 0 | 0 | 0 | 0 | 0 | 0
FixedInterchange | 0 | 0 | 0 | 0 | 0 | 0
Emission Cost by Reporting Type: NEISO
ReportingType | 2015 | 2020 | 2025 | 2030 | 2035 | 2040
BM | 0 | 0 | 0 | 0 | 0 | 0
CC | 0 | 0 | 0 | 0 | 0 | 0
CSP | 0 | 0 | 0 | 0 | 0 | 0
CT | 0 | 0 | 0 | 0 | 0 | 0
Coal | 0 | 0 | 0 | 0 | 0 | 0
Geo | 0 | 0 | 0 | 0 | 0 | 0
H | 0 | 0 | 0 | 0 | 0 | 0
LFG | 0 | 0 | 0 | 0 | 0 | 0
Nuc | 0 | 0 | 0 | 0 | 0 | 0
PS | 0 | 0 | 0 | 0 | 0 | 0
PV | 0 | 0 | 0 | 0 | 0 | 0
PeakG | 0 | 0 | 0 | 0 | 0 | 0
PeakO | 0 | 0 | 0 | 0 | 0 | 0
ST | 0 | 0 | 0 | 0 | 0 | 0
STOG | 0 | 0 | 0 | 0 | 0 | 0
STWD | 0 | 0 | 0 | 0 | 0 | 0
WT | 0 | 0 | 0 | 0 | 0 | 0
IGCC | 0 | 0 | 0 | 0 | 0 | 0
DemandResponse | 0 | 0 | 0 | 0 | 0 | 0
IGCC-CCS | 0 | 0 | 0 | 0 | 0 | 0
WT_off | 0 | 0 | 0 | 0 | 0 | 0
PseudoUnit | 0 | 0 | 0 | 0 | 0 | 0
FixedInterchange | 0 | 0 | 0 | 0 | 0 | 0
Emission Cost by Reporting Type: NonRTO_Midwest
ReportingType | 2015 | 2020 | 2025 | 2030 | 2035 | 2040
BM | 0 | 0 | 0 | 0 | 0 | 0
CC | 0 | 0 | 0 | 0 | 0 | 0
CSP | 0 | 0 | 0 | 0 | 0 | 0
CT | 0 | 0 | 0 | 0 | 0 | 0
Coal | 0 | 0 | 0 | 0 | 0 | 0
Geo | 0 | 0 | 0 | 0 | 0 | 0
H | 0 | 0 | 0 | 0 | 0 | 0
LFG | 0 | 0 | 0 | 0 | 0 | 0
Nuc | 0 | 0 | 0 | 0 | 0 | 0
PS | 0 | 0 | 0 | 0 | 0 | 0
PV | 0 | 0 | 0 | 0 | 0 | 0
PeakG | 0 | 0 | 0 | 0 | 0 | 0
PeakO | 0 | 0 | 0 | 0 | 0 | 0
ST | 0 | 0 | 0 | 0 | 0 | 0
STOG | 0 | 0 | 0 | 0 | 0 | 0
STWD | 0 | 0 | 0 | 0 | 0 | 0
WT | 0 | 0 | 0 | 0 | 0 | 0
IGCC | 0 | 0 | 0 | 0 | 0 | 0
DemandResponse | 0 | 0 | 0 | 0 | 0 | 0
IGCC-CCS | 0 | 0 | 0 | 0 | 0 | 0
WT_off | 0 | 0 | 0 | 0 | 0 | 0
PseudoUnit | 0 | 0 | 0 | 0 | 0 | 0
FixedInterchange | 0 | 0 | 0 | 0 | 0 | 0
Emission Cost by Reporting Type: NYISO_A-F
ReportingType | 2015 | 2020 | 2025 | 2030 | 2035 | 2040
BM | 0 | 0 | 0 | 0 | 0 | 0
CC | 0 | 0 | 0 | 0 | 0 | 0
CSP | 0 | 0 | 0 | 0 | 0 | 0
CT | 0 | 0 | 0 | 0 | 0 | 0
Coal | 0 | 0 | 0 | 0 | 0 | 0
Geo | 0 | 0 | 0 | 0 | 0 | 0
H | 0 | 0 | 0 | 0 | 0 | 0
LFG | 0 | 0 | 0 | 0 | 0 | 0
Nuc | 0 | 0 | 0 | 0 | 0 | 0
PS | 0 | 0 | 0 | 0 | 0 | 0
PV | 0 | 0 | 0 | 0 | 0 | 0
PeakG | 0 | 0 | 0 | 0 | 0 | 0
PeakO | 0 | 0 | 0 | 0 | 0 | 0
ST | 0 | 0 | 0 | 0 | 0 | 0
STOG | 0 | 0 | 0 | 0 | 0 | 0
STWD | 0 | 0 | 0 | 0 | 0 | 0
WT | 0 | 0 | 0 | 0 | 0 | 0
IGCC | 0 | 0 | 0 | 0 | 0 | 0
DemandResponse | 0 | 0 | 0 | 0 | 0 | 0
IGCC-CCS | 0 | 0 | 0 | 0 | 0 | 0
WT_off | 0 | 0 | 0 | 0 | 0 | 0
PseudoUnit | 0 | 0 | 0 | 0 | 0 | 0
FixedInterchange | 0 | 0 | 0 | 0 | 0 | 0
Emission Cost by Reporting Type: NYISO_G-I
ReportingType | 2015 | 2020 | 2025 | 2030 | 2035 | 2040
BM | 0 | 0 | 0 | 0 | 0 | 0
CC | 0 | 0 | 0 | 0 | 0 | 0
CSP | 0 | 0 | 0 | 0 | 0 | 0
CT | 0 | 0 | 0 | 0 | 0 | 0
Coal | 0 | 0 | 0 | 0 | 0 | 0
Geo | 0 | 0 | 0 | 0 | 0 | 0
H | 0 | 0 | 0 | 0 | 0 | 0
LFG | 0 | 0 | 0 | 0 | 0 | 0
Nuc | 0 | 0 | 0 | 0 | 0 | 0
PS | 0 | 0 | 0 | 0 | 0 | 0
PV | 0 | 0 | 0 | 0 | 0 | 0
PeakG | 0 | 0 | 0 | 0 | 0 | 0
PeakO | 0 | 0 | 0 | 0 | 0 | 0
ST | 0 | 0 | 0 | 0 | 0 | 0
STOG | 0 | 0 | 0 | 0 | 0 | 0
STWD | 0 | 0 | 0 | 0 | 0 | 0
WT | 0 | 0 | 0 | 0 | 0 | 0
IGCC | 0 | 0 | 0 | 0 | 0 | 0
DemandResponse | 0 | 0 | 0 | 0 | 0 | 0
IGCC-CCS | 0 | 0 | 0 | 0 | 0 | 0
WT_off | 0 | 0 | 0 | 0 | 0 | 0
PseudoUnit | 0 | 0 | 0 | 0 | 0 | 0
FixedInterchange | 0 | 0 | 0 | 0 | 0 | 0
Emission Cost by Reporting Type: NYISO_J-K
ReportingType | 2015 | 2020 | 2025 | 2030 | 2035 | 2040
BM | 0 | 0 | 0 | 0 | 0 | 0
CC | 0 | 0 | 0 | 0 | 0 | 0
CSP | 0 | 0 | 0 | 0 | 0 | 0
CT | 0 | 0 | 0 | 0 | 0 | 0
Coal | 0 | 0 | 0 | 0 | 0 | 0
Geo | 0 | 0 | 0 | 0 | 0 | 0
H | 0 | 0 | 0 | 0 | 0 | 0
LFG | 0 | 0 | 0 | 0 | 0 | 0
Nuc | 0 | 0 | 0 | 0 | 0 | 0
PS | 0 | 0 | 0 | 0 | 0 | 0
PV | 0 | 0 | 0 | 0 | 0 | 0
PeakG | 0 | 0 | 0 | 0 | 0 | 0
PeakO | 0 | 0 | 0 | 0 | 0 | 0
ST | 0 | 0 | 0 | 0 | 0 | 0
STOG | 0 | 0 | 0 | 0 | 0 | 0
STWD | 0 | 0 | 0 | 0 | 0 | 0
WT | 0 | 0 | 0 | 0 | 0 | 0
IGCC | 0 | 0 | 0 | 0 | 0 | 0
DemandResponse | 0 | 0 | 0 | 0 | 0 | 0
IGCC-CCS | 0 | 0 | 0 | 0 | 0 | 0
WT_off | 0 | 0 | 0 | 0 | 0 | 0
PseudoUnit | 0 | 0 | 0 | 0 | 0 | 0
FixedInterchange | 0 | 0 | 0 | 0 | 0 | 0
Emission Cost by Reporting Type: PJM_E
ReportingType | 2015 | 2020 | 2025 | 2030 | 2035 | 2040
BM | 0 | 0 | 0 | 0 | 0 | 0
CC | 0 | 0 | 0 | 0 | 0 | 0
CSP | 0 | 0 | 0 | 0 | 0 | 0
CT | 0 | 0 | 0 | 0 | 0 | 0
Coal | 0 | 0 | 0 | 0 | 0 | 0
Geo | 0 | 0 | 0 | 0 | 0 | 0
H | 0 | 0 | 0 | 0 | 0 | 0
LFG | 0 | 0 | 0 | 0 | 0 | 0
Nuc | 0 | 0 | 0 | 0 | 0 | 0
PS | 0 | 0 | 0 | 0 | 0 | 0
PV | 0 | 0 | 0 | 0 | 0 | 0
PeakG | 0 | 0 | 0 | 0 | 0 | 0
PeakO | 0 | 0 | 0 | 0 | 0 | 0
ST | 0 | 0 | 0 | 0 | 0 | 0
STOG | 0 | 0 | 0 | 0 | 0 | 0
STWD | 0 | 0 | 0 | 0 | 0 | 0
WT | 0 | 0 | 0 | 0 | 0 | 0
IGCC | 0 | 0 | 0 | 0 | 0 | 0
DemandResponse | 0 | 0 | 0 | 0 | 0 | 0
IGCC-CCS | 0 | 0 | 0 | 0 | 0 | 0
WT_off | 0 | 0 | 0 | 0 | 0 | 0
PseudoUnit | 0 | 0 | 0 | 0 | 0 | 0
FixedInterchange | 0 | 0 | 0 | 0 | 0 | 0
Emission Cost by Reporting Type: PJM_ROM
ReportingType | 2015 | 2020 | 2025 | 2030 | 2035 | 2040
BM | 0 | 0 | 0 | 0 | 0 | 0
CC | 0 | 0 | 0 | 0 | 0 | 0
CSP | 0 | 0 | 0 | 0 | 0 | 0
CT | 0 | 0 | 0 | 0 | 0 | 0
Coal | 0 | 0 | 0 | 0 | 0 | 0
Geo | 0 | 0 | 0 | 0 | 0 | 0
H | 0 | 0 | 0 | 0 | 0 | 0
LFG | 0 | 0 | 0 | 0 | 0 | 0
Nuc | 0 | 0 | 0 | 0 | 0 | 0
PS | 0 | 0 | 0 | 0 | 0 | 0
PV | 0 | 0 | 0 | 0 | 0 | 0
PeakG | 0 | 0 | 0 | 0 | 0 | 0
PeakO | 0 | 0 | 0 | 0 | 0 | 0
ST | 0 | 0 | 0 | 0 | 0 | 0
STOG | 0 | 0 | 0 | 0 | 0 | 0
STWD | 0 | 0 | 0 | 0 | 0 | 0
WT | 0 | 0 | 0 | 0 | 0 | 0
IGCC | 0 | 0 | 0 | 0 | 0 | 0
DemandResponse | 0 | 0 | 0 | 0 | 0 | 0
IGCC-CCS | 0 | 0 | 0 | 0 | 0 | 0
WT_off | 0 | 0 | 0 | 0 | 0 | 0
PseudoUnit | 0 | 0 | 0 | 0 | 0 | 0
FixedInterchange | 0 | 0 | 0 | 0 | 0 | 0
Emission Cost by Reporting Type: PJM_ROR
ReportingType | 2015 | 2020 | 2025 | 2030 | 2035 | 2040
BM | 0 | 0 | 0 | 0 | 0 | 0
CC | 0 | 0 | 0 | 0 | 0 | 0
CSP | 0 | 0 | 0 | 0 | 0 | 0
CT | 0 | 0 | 0 | 0 | 0 | 0
Coal | 0 | 0 | 0 | 0 | 0 | 0
Geo | 0 | 0 | 0 | 0 | 0 | 0
H | 0 | 0 | 0 | 0 | 0 | 0
LFG | 0 | 0 | 0 | 0 | 0 | 0
Nuc | 0 | 0 | 0 | 0 | 0 | 0
PS | 0 | 0 | 0 | 0 | 0 | 0
PV | 0 | 0 | 0 | 0 | 0 | 0
PeakG | 0 | 0 | 0 | 0 | 0 | 0
PeakO | 0 | 0 | 0 | 0 | 0 | 0
ST | 0 | 0 | 0 | 0 | 0 | 0
STOG | 0 | 0 | 0 | 0 | 0 | 0
STWD | 0 | 0 | 0 | 0 | 0 | 0
WT | 0 | 0 | 0 | 0 | 0 | 0
IGCC | 0 | 0 | 0 | 0 | 0 | 0
DemandResponse | 0 | 0 | 0 | 0 | 0 | 0
IGCC-CCS | 0 | 0 | 0 | 0 | 0 | 0
WT_off | 0 | 0 | 0 | 0 | 0 | 0
PseudoUnit | 0 | 0 | 0 | 0 | 0 | 0
FixedInterchange | 0 | 0 | 0 | 0 | 0 | 0
Emission Cost by Reporting Type: SOCO
ReportingType | 2015 | 2020 | 2025 | 2030 | 2035 | 2040
BM | 0 | 0 | 0 | 0 | 0 | 0
CC | 0 | 0 | 0 | 0 | 0 | 0
CSP | 0 | 0 | 0 | 0 | 0 | 0
CT | 0 | 0 | 0 | 0 | 0 | 0
Coal | 0 | 0 | 0 | 0 | 0 | 0
Geo | 0 | 0 | 0 | 0 | 0 | 0
H | 0 | 0 | 0 | 0 | 0 | 0
LFG | 0 | 0 | 0 | 0 | 0 | 0
Nuc | 0 | 0 | 0 | 0 | 0 | 0
PS | 0 | 0 | 0 | 0 | 0 | 0
PV | 0 | 0 | 0 | 0 | 0 | 0
PeakG | 0 | 0 | 0 | 0 | 0 | 0
PeakO | 0 | 0 | 0 | 0 | 0 | 0
ST | 0 | 0 | 0 | 0 | 0 | 0
STOG | 0 | 0 | 0 | 0 | 0 | 0
STWD | 0 | 0 | 0 | 0 | 0 | 0
WT | 0 | 0 | 0 | 0 | 0 | 0
IGCC | 0 | 0 | 0 | 0 | 0 | 0
DemandResponse | 0 | 0 | 0 | 0 | 0 | 0
IGCC-CCS | 0 | 0 | 0 | 0 | 0 | 0
WT_off | 0 | 0 | 0 | 0 | 0 | 0
PseudoUnit | 0 | 0 | 0 | 0 | 0 | 0
FixedInterchange | 0 | 0 | 0 | 0 | 0 | 0
Emission Cost by Reporting Type: SPP_N
ReportingType | 2015 | 2020 | 2025 | 2030 | 2035 | 2040
BM | 0 | 0 | 0 | 0 | 0 | 0
CC | 0 | 0 | 0 | 0 | 0 | 0
CSP | 0 | 0 | 0 | 0 | 0 | 0
CT | 0 | 0 | 0 | 0 | 0 | 0
Coal | 0 | 0 | 0 | 0 | 0 | 0
Geo | 0 | 0 | 0 | 0 | 0 | 0
H | 0 | 0 | 0 | 0 | 0 | 0
LFG | 0 | 0 | 0 | 0 | 0 | 0
Nuc | 0 | 0 | 0 | 0 | 0 | 0
PS | 0 | 0 | 0 | 0 | 0 | 0
PV | 0 | 0 | 0 | 0 | 0 | 0
PeakG | 0 | 0 | 0 | 0 | 0 | 0
PeakO | 0 | 0 | 0 | 0 | 0 | 0
ST | 0 | 0 | 0 | 0 | 0 | 0
STOG | 0 | 0 | 0 | 0 | 0 | 0
STWD | 0 | 0 | 0 | 0 | 0 | 0
WT | 0 | 0 | 0 | 0 | 0 | 0
IGCC | 0 | 0 | 0 | 0 | 0 | 0
DemandResponse | 0 | 0 | 0 | 0 | 0 | 0
IGCC-CCS | 0 | 0 | 0 | 0 | 0 | 0
WT_off | 0 | 0 | 0 | 0 | 0 | 0
PseudoUnit | 0 | 0 | 0 | 0 | 0 | 0
FixedInterchange | 0 | 0 | 0 | 0 | 0 | 0
Emission Cost by Reporting Type: SPP_S
ReportingType | 2015 | 2020 | 2025 | 2030 | 2035 | 2040
BM | 0 | 0 | 0 | 0 | 0 | 0
CC | 0 | 0 | 0 | 0 | 0 | 0
CSP | 0 | 0 | 0 | 0 | 0 | 0
CT | 0 | 0 | 0 | 0 | 0 | 0
Coal | 0 | 0 | 0 | 0 | 0 | 0
Geo | 0 | 0 | 0 | 0 | 0 | 0
H | 0 | 0 | 0 | 0 | 0 | 0
LFG | 0 | 0 | 0 | 0 | 0 | 0
Nuc | 0 | 0 | 0 | 0 | 0 | 0
PS | 0 | 0 | 0 | 0 | 0 | 0
PV | 0 | 0 | 0 | 0 | 0 | 0
PeakG | 0 | 0 | 0 | 0 | 0 | 0
PeakO | 0 | 0 | 0 | 0 | 0 | 0
ST | 0 | 0 | 0 | 0 | 0 | 0
STOG | 0 | 0 | 0 | 0 | 0 | 0
STWD | 0 | 0 | 0 | 0 | 0 | 0
WT | 0 | 0 | 0 | 0 | 0 | 0
IGCC | 0 | 0 | 0 | 0 | 0 | 0
DemandResponse | 0 | 0 | 0 | 0 | 0 | 0
IGCC-CCS | 0 | 0 | 0 | 0 | 0 | 0
WT_off | 0 | 0 | 0 | 0 | 0 | 0
PseudoUnit | 0 | 0 | 0 | 0 | 0 | 0
FixedInterchange | 0 | 0 | 0 | 0 | 0 | 0
Emission Cost by Reporting Type: TVA
ReportingType | 2015 | 2020 | 2025 | 2030 | 2035 | 2040
BM | 0 | 0 | 0 | 0 | 0 | 0
CC | 0 | 0 | 0 | 0 | 0 | 0
CSP | 0 | 0 | 0 | 0 | 0 | 0
CT | 0 | 0 | 0 | 0 | 0 | 0
Coal | 0 | 0 | 0 | 0 | 0 | 0
Geo | 0 | 0 | 0 | 0 | 0 | 0
H | 0 | 0 | 0 | 0 | 0 | 0
LFG | 0 | 0 | 0 | 0 | 0 | 0
Nuc | 0 | 0 | 0 | 0 | 0 | 0
PS | 0 | 0 | 0 | 0 | 0 | 0
PV | 0 | 0 | 0 | 0 | 0 | 0
PeakG | 0 | 0 | 0 | 0 | 0 | 0
PeakO | 0 | 0 | 0 | 0 | 0 | 0
ST | 0 | 0 | 0 | 0 | 0 | 0
STOG | 0 | 0 | 0 | 0 | 0 | 0
STWD | 0 | 0 | 0 | 0 | 0 | 0
WT | 0 | 0 | 0 | 0 | 0 | 0
IGCC | 0 | 0 | 0 | 0 | 0 | 0
DemandResponse | 0 | 0 | 0 | 0 | 0 | 0
IGCC-CCS | 0 | 0 | 0 | 0 | 0 | 0
WT_off | 0 | 0 | 0 | 0 | 0 | 0
PseudoUnit | 0 | 0 | 0 | 0 | 0 | 0
FixedInterchange | 0 | 0 | 0 | 0 | 0 | 0
Emission Cost by Reporting Type: TVA_Transmission
ReportingType | 2015 | 2020 | 2025 | 2030 | 2035 | 2040
BM | 0 | 0 | 0 | 0 | 0 | 0
CC | 0 | 0 | 0 | 0 | 0 | 0
CSP | 0 | 0 | 0 | 0 | 0 | 0
CT | 0 | 0 | 0 | 0 | 0 | 0
Coal | 0 | 0 | 0 | 0 | 0 | 0
Geo | 0 | 0 | 0 | 0 | 0 | 0
H | 0 | 0 | 0 | 0 | 0 | 0
LFG | 0 | 0 | 0 | 0 | 0 | 0
Nuc | 0 | 0 | 0 | 0 | 0 | 0
PS | 0 | 0 | 0 | 0 | 0 | 0
PV | 0 | 0 | 0 | 0 | 0 | 0
PeakG | 0 | 0 | 0 | 0 | 0 | 0
PeakO | 0 | 0 | 0 | 0 | 0 | 0
ST | 0 | 0 | 0 | 0 | 0 | 0
STOG | 0 | 0 | 0 | 0 | 0 | 0
STWD | 0 | 0 | 0 | 0 | 0 | 0
WT | 0 | 0 | 0 | 0 | 0 | 0
IGCC | 0 | 0 | 0 | 0 | 0 | 0
DemandResponse | 0 | 0 | 0 | 0 | 0 | 0
IGCC-CCS | 0 | 0 | 0 | 0 | 0 | 0
WT_off | 0 | 0 | 0 | 0 | 0 | 0
PseudoUnit | 0 | 0 | 0 | 0 | 0 | 0
FixedInterchange | 0 | 0 | 0 | 0 | 0 | 0
Emission Cost by Reporting Type: VACAR
ReportingType | 2015 | 2020 | 2025 | 2030 | 2035 | 2040
BM | 0 | 0 | 0 | 0 | 0 | 0
CC | 0 | 0 | 0 | 0 | 0 | 0
CSP | 0 | 0 | 0 | 0 | 0 | 0
CT | 0 | 0 | 0 | 0 | 0 | 0
Coal | 0 | 0 | 0 | 0 | 0 | 0
Geo | 0 | 0 | 0 | 0 | 0 | 0
H | 0 | 0 | 0 | 0 | 0 | 0
LFG | 0 | 0 | 0 | 0 | 0 | 0
Nuc | 0 | 0 | 0 | 0 | 0 | 0
PS | 0 | 0 | 0 | 0 | 0 | 0
PV | 0 | 0 | 0 | 0 | 0 | 0
PeakG | 0 | 0 | 0 | 0 | 0 | 0
PeakO | 0 | 0 | 0 | 0 | 0 | 0
ST | 0 | 0 | 0 | 0 | 0 | 0
STOG | 0 | 0 | 0 | 0 | 0 | 0
STWD | 0 | 0 | 0 | 0 | 0 | 0
WT | 0 | 0 | 0 | 0 | 0 | 0
IGCC | 0 | 0 | 0 | 0 | 0 | 0
DemandResponse | 0 | 0 | 0 | 0 | 0 | 0
IGCC-CCS | 0 | 0 | 0 | 0 | 0 | 0
WT_off | 0 | 0 | 0 | 0 | 0 | 0
PseudoUnit | 0 | 0 | 0 | 0 | 0 | 0
FixedInterchange | 0 | 0 | 0 | 0 | 0 | 0
Emission Cost by Reporting Type: IESO
ReportingType | 2015 | 2020 | 2025 | 2030 | 2035 | 2040
BM | 0 | 0 | 0 | 0 | 0 | 0
CC | 0 | 0 | 0 | 0 | 0 | 0
CSP | 0 | 0 | 0 | 0 | 0 | 0
CT | 0 | 0 | 0 | 0 | 0 | 0
Coal | 0 | 0 | 0 | 0 | 0 | 0
Geo | 0 | 0 | 0 | 0 | 0 | 0
H | 0 | 0 | 0 | 0 | 0 | 0
LFG | 0 | 0 | 0 | 0 | 0 | 0
Nuc | 0 | 0 | 0 | 0 | 0 | 0
PS | 0 | 0 | 0 | 0 | 0 | 0
PV | 0 | 0 | 0 | 0 | 0 | 0
PeakG | 0 | 0 | 0 | 0 | 0 | 0
PeakO | 0 | 0 | 0 | 0 | 0 | 0
ST | 0 | 0 | 0 | 0 | 0 | 0
STOG | 0 | 0 | 0 | 0 | 0 | 0
STWD | 0 | 0 | 0 | 0 | 0 | 0
WT | 0 | 0 | 0 | 0 | 0 | 0
IGCC | 0 | 0 | 0 | 0 | 0 | 0
DemandResponse | 0 | 0 | 0 | 0 | 0 | 0
IGCC-CCS | 0 | 0 | 0 | 0 | 0 | 0
WT_off | 0 | 0 | 0 | 0 | 0 | 0
PseudoUnit | 0 | 0 | 0 | 0 | 0 | 0
FixedInterchange | 0 | 0 | 0 | 0 | 0 | 0
Emission Cost by Reporting Type: MAPP_CA
ReportingType | 2015 | 2020 | 2025 | 2030 | 2035 | 2040
BM | 0 | 0 | 0 | 0 | 0 | 0
CC | 0 | 0 | 0 | 0 | 0 | 0
CSP | 0 | 0 | 0 | 0 | 0 | 0
CT | 0 | 0 | 0 | 0 | 0 | 0
Coal | 0 | 0 | 0 | 0 | 0 | 0
Geo | 0 | 0 | 0 | 0 | 0 | 0
H | 0 | 0 | 0 | 0 | 0 | 0
LFG | 0 | 0 | 0 | 0 | 0 | 0
Nuc | 0 | 0 | 0 | 0 | 0 | 0
PS | 0 | 0 | 0 | 0 | 0 | 0
PV | 0 | 0 | 0 | 0 | 0 | 0
PeakG | 0 | 0 | 0 | 0 | 0 | 0
PeakO | 0 | 0 | 0 | 0 | 0 | 0
ST | 0 | 0 | 0 | 0 | 0 | 0
STOG | 0 | 0 | 0 | 0 | 0 | 0
STWD | 0 | 0 | 0 | 0 | 0 | 0
WT | 0 | 0 | 0 | 0 | 0 | 0
IGCC | 0 | 0 | 0 | 0 | 0 | 0
DemandResponse | 0 | 0 | 0 | 0 | 0 | 0
IGCC-CCS | 0 | 0 | 0 | 0 | 0 | 0
WT_off | 0 | 0 | 0 | 0 | 0 | 0
PseudoUnit | 0 | 0 | 0 | 0 | 0 | 0
FixedInterchange | 0 | 0 | 0 | 0 | 0 | 0
Emission Cost by Reporting Type: AZ_NM_SNV_Coal
ReportingType | 2015 | 2020 | 2025 | 2030 | 2035 | 2040
BM | 0 | 0 | 0 | 0 | 0 | 0
CC | 0 | 0 | 0 | 0 | 0 | 0
CSP | 0 | 0 | 0 | 0 | 0 | 0
CT | 0 | 0 | 0 | 0 | 0 | 0
Coal | 0 | 0 | 0 | 0 | 0 | 0
Geo | 0 | 0 | 0 | 0 | 0 | 0
H | 0 | 0 | 0 | 0 | 0 | 0
LFG | 0 | 0 | 0 | 0 | 0 | 0
Nuc | 0 | 0 | 0 | 0 | 0 | 0
PS | 0 | 0 | 0 | 0 | 0 | 0
PV | 0 | 0 | 0 | 0 | 0 | 0
PeakG | 0 | 0 | 0 | 0 | 0 | 0
PeakO | 0 | 0 | 0 | 0 | 0 | 0
ST | 0 | 0 | 0 | 0 | 0 | 0
STOG | 0 | 0 | 0 | 0 | 0 | 0
STWD | 0 | 0 | 0 | 0 | 0 | 0
WT | 0 | 0 | 0 | 0 | 0 | 0
IGCC | 0 | 0 | 0 | 0 | 0 | 0
DemandResponse | 0 | 0 | 0 | 0 | 0 | 0
IGCC-CCS | 0 | 0 | 0 | 0 | 0 | 0
WT_off | 0 | 0 | 0 | 0 | 0 | 0
PseudoUnit | 0 | 0 | 0 | 0 | 0 | 0
FixedInterchange | 0 | 0 | 0 | 0 | 0 | 0
Emission Cost by Reporting Type: AZ_NM_SNV_Gas
ReportingType | 2015 | 2020 | 2025 | 2030 | 2035 | 2040
BM | 0 | 0 | 0 | 0 | 0 | 0
CC | 0 | 0 | 0 | 0 | 0 | 0
CSP | 0 | 0 | 0 | 0 | 0 | 0
CT | 0 | 0 | 0 | 0 | 0 | 0
Coal | 0 | 0 | 0 | 0 | 0 | 0
Geo | 0 | 0 | 0 | 0 | 0 | 0
H | 0 | 0 | 0 | 0 | 0 | 0
LFG | 0 | 0 | 0 | 0 | 0 | 0
Nuc | 0 | 0 | 0 | 0 | 0 | 0
PS | 0 | 0 | 0 | 0 | 0 | 0
PV | 0 | 0 | 0 | 0 | 0 | 0
PeakG | 0 | 0 | 0 | 0 | 0 | 0
PeakO | 0 | 0 | 0 | 0 | 0 | 0
ST | 0 | 0 | 0 | 0 | 0 | 0
STOG | 0 | 0 | 0 | 0 | 0 | 0
STWD | 0 | 0 | 0 | 0 | 0 | 0
WT | 0 | 0 | 0 | 0 | 0 | 0
IGCC | 0 | 0 | 0 | 0 | 0 | 0
DemandResponse | 0 | 0 | 0 | 0 | 0 | 0
IGCC-CCS | 0 | 0 | 0 | 0 | 0 | 0
WT_off | 0 | 0 | 0 | 0 | 0 | 0
PseudoUnit | 0 | 0 | 0 | 0 | 0 | 0
FixedInterchange | 0 | 0 | 0 | 0 | 0 | 0
Emission Cost by Reporting Type: AZ_NM_SNV_NucRenew
ReportingType | 2015 | 2020 | 2025 | 2030 | 2035 | 2040
BM | 0 | 0 | 0 | 0 | 0 | 0
CC | 0 | 0 | 0 | 0 | 0 | 0
CSP | 0 | 0 | 0 | 0 | 0 | 0
CT | 0 | 0 | 0 | 0 | 0 | 0
Coal | 0 | 0 | 0 | 0 | 0 | 0
Geo | 0 | 0 | 0 | 0 | 0 | 0
H | 0 | 0 | 0 | 0 | 0 | 0
LFG | 0 | 0 | 0 | 0 | 0 | 0
Nuc | 0 | 0 | 0 | 0 | 0 | 0
PS | 0 | 0 | 0 | 0 | 0 | 0
PV | 0 | 0 | 0 | 0 | 0 | 0
PeakG | 0 | 0 | 0 | 0 | 0 | 0
PeakO | 0 | 0 | 0 | 0 | 0 | 0
ST | 0 | 0 | 0 | 0 | 0 | 0
STOG | 0 | 0 | 0 | 0 | 0 | 0
STWD | 0 | 0 | 0 | 0 | 0 | 0
WT | 0 | 0 | 0 | 0 | 0 | 0
IGCC | 0 | 0 | 0 | 0 | 0 | 0
DemandResponse | 0 | 0 | 0 | 0 | 0 | 0
IGCC-CCS | 0 | 0 | 0 | 0 | 0 | 0
WT_off | 0 | 0 | 0 | 0 | 0 | 0
PseudoUnit | 0 | 0 | 0 | 0 | 0 | 0
FixedInterchange | 0 | 0 | 0 | 0 | 0 | 0
Emission Cost by Reporting Type: ERCOT
ReportingType | 2015 | 2020 | 2025 | 2030 | 2035 | 2040
BM | 0 | 0 | 0 | 0 | 0 | 0
CC | 0 | 0 | 0 | 0 | 0 | 0
CSP | 0 | 0 | 0 | 0 | 0 | 0
CT | 0 | 0 | 0 | 0 | 0 | 0
Coal | 0 | 0 | 0 | 0 | 0 | 0
Geo | 0 | 0 | 0 | 0 | 0 | 0
H | 0 | 0 | 0 | 0 | 0 | 0
LFG | 0 | 0 | 0 | 0 | 0 | 0
Nuc | 0 | 0 | 0 | 0 | 0 | 0
PS | 0 | 0 | 0 | 0 | 0 | 0
PV | 0 | 0 | 0 | 0 | 0 | 0
PeakG | 0 | 0 | 0 | 0 | 0 | 0
PeakO | 0 | 0 | 0 | 0 | 0 | 0
ST | 0 | 0 | 0 | 0 | 0 | 0
STOG | 0 | 0 | 0 | 0 | 0 | 0
STWD | 0 | 0 | 0 | 0 | 0 | 0
WT | 0 | 0 | 0 | 0 | 0 | 0
IGCC | 0 | 0 | 0 | 0 | 0 | 0
DemandResponse | 0 | 0 | 0 | 0 | 0 | 0
IGCC-CCS | 0 | 0 | 0 | 0 | 0 | 0
WT_off | 0 | 0 | 0 | 0 | 0 | 0
PseudoUnit | 0 | 0 | 0 | 0 | 0 | 0
FixedInterchange | 0 | 0 | 0 | 0 | 0 | 0
Emission Cost by Reporting Type: NP15
ReportingType | 2015 | 2020 | 2025 | 2030 | 2035 | 2040
BM | 0 | 0 | 0 | 0 | 0 | 0
CC | 0 | 0 | 0 | 0 | 0 | 0
CSP | 0 | 0 | 0 | 0 | 0 | 0
CT | 0 | 0 | 0 | 0 | 0 | 0
Coal | 0 | 0 | 0 | 0 | 0 | 0
Geo | 0 | 0 | 0 | 0 | 0 | 0
H | 0 | 0 | 0 | 0 | 0 | 0
LFG | 0 | 0 | 0 | 0 | 0 | 0
Nuc | 0 | 0 | 0 | 0 | 0 | 0
PS | 0 | 0 | 0 | 0 | 0 | 0
PV | 0 | 0 | 0 | 0 | 0 | 0
PeakG | 0 | 0 | 0 | 0 | 0 | 0
PeakO | 0 | 0 | 0 | 0 | 0 | 0
ST | 0 | 0 | 0 | 0 | 0 | 0
STOG | 0 | 0 | 0 | 0 | 0 | 0
STWD | 0 | 0 | 0 | 0 | 0 | 0
WT | 0 | 0 | 0 | 0 | 0 | 0
IGCC | 0 | 0 | 0 | 0 | 0 | 0
DemandResponse | 0 | 0 | 0 | 0 | 0 | 0
IGCC-CCS | 0 | 0 | 0 | 0 | 0 | 0
WT_off | 0 | 0 | 0 | 0 | 0 | 0
PseudoUnit | 0 | 0 | 0 | 0 | 0 | 0
FixedInterchange | 0 | 0 | 0 | 0 | 0 | 0
Emission Cost by Reporting Type: NWPP_Coal
ReportingType | 2015 | 2020 | 2025 | 2030 | 2035 | 2040
BM | 0 | 0 | 0 | 0 | 0 | 0
CC | 0 | 0 | 0 | 0 | 0 | 0
CSP | 0 | 0 | 0 | 0 | 0 | 0
CT | 0 | 0 | 0 | 0 | 0 | 0
Coal | 0 | 0 | 0 | 0 | 0 | 0
Geo | 0 | 0 | 0 | 0 | 0 | 0
H | 0 | 0 | 0 | 0 | 0 | 0
LFG | 0 | 0 | 0 | 0 | 0 | 0
Nuc | 0 | 0 | 0 | 0 | 0 | 0
PS | 0 | 0 | 0 | 0 | 0 | 0
PV | 0 | 0 | 0 | 0 | 0 | 0
PeakG | 0 | 0 | 0 | 0 | 0 | 0
PeakO | 0 | 0 | 0 | 0 | 0 | 0
ST | 0 | 0 | 0 | 0 | 0 | 0
STOG | 0 | 0 | 0 | 0 | 0 | 0
STWD | 0 | 0 | 0 | 0 | 0 | 0
WT | 0 | 0 | 0 | 0 | 0 | 0
IGCC | 0 | 0 | 0 | 0 | 0 | 0
DemandResponse | 0 | 0 | 0 | 0 | 0 | 0
IGCC-CCS | 0 | 0 | 0 | 0 | 0 | 0
WT_off | 0 | 0 | 0 | 0 | 0 | 0
PseudoUnit | 0 | 0 | 0 | 0 | 0 | 0
FixedInterchange | 0 | 0 | 0 | 0 | 0 | 0
Emission Cost by Reporting Type: NWPP_Gas
ReportingType | 2015 | 2020 | 2025 | 2030 | 2035 | 2040
BM | 0 | 0 | 0 | 0 | 0 | 0
CC | 0 | 0 | 0 | 0 | 0 | 0
CSP | 0 | 0 | 0 | 0 | 0 | 0
CT | 0 | 0 | 0 | 0 | 0 | 0
Coal | 0 | 0 | 0 | 0 | 0 | 0
Geo | 0 | 0 | 0 | 0 | 0 | 0
H | 0 | 0 | 0 | 0 | 0 | 0
LFG | 0 | 0 | 0 | 0 | 0 | 0
Nuc | 0 | 0 | 0 | 0 | 0 | 0
PS | 0 | 0 | 0 | 0 | 0 | 0
PV | 0 | 0 | 0 | 0 | 0 | 0
PeakG | 0 | 0 | 0 | 0 | 0 | 0
PeakO | 0 | 0 | 0 | 0 | 0 | 0
ST | 0 | 0 | 0 | 0 | 0 | 0
STOG | 0 | 0 | 0 | 0 | 0 | 0
STWD | 0 | 0 | 0 | 0 | 0 | 0
WT | 0 | 0 | 0 | 0 | 0 | 0
IGCC | 0 | 0 | 0 | 0 | 0 | 0
DemandResponse | 0 | 0 | 0 | 0 | 0 | 0
IGCC-CCS | 0 | 0 | 0 | 0 | 0 | 0
WT_off | 0 | 0 | 0 | 0 | 0 | 0
PseudoUnit | 0 | 0 | 0 | 0 | 0 | 0
FixedInterchange | 0 | 0 | 0 | 0 | 0 | 0
Emission Cost by Reporting Type: NWPP_NucRenew
ReportingType | 2015 | 2020 | 2025 | 2030 | 2035 | 2040
BM | 0 | 0 | 0 | 0 | 0 | 0
CC | 0 | 0 | 0 | 0 | 0 | 0
CSP | 0 | 0 | 0 | 0 | 0 | 0
CT | 0 | 0 | 0 | 0 | 0 | 0
Coal | 0 | 0 | 0 | 0 | 0 | 0
Geo | 0 | 0 | 0 | 0 | 0 | 0
H | 0 | 0 | 0 | 0 | 0 | 0
LFG | 0 | 0 | 0 | 0 | 0 | 0
Nuc | 0 | 0 | 0 | 0 | 0 | 0
PS | 0 | 0 | 0 | 0 | 0 | 0
PV | 0 | 0 | 0 | 0 | 0 | 0
PeakG | 0 | 0 | 0 | 0 | 0 | 0
PeakO | 0 | 0 | 0 | 0 | 0 | 0
ST | 0 | 0 | 0 | 0 | 0 | 0
STOG | 0 | 0 | 0 | 0 | 0 | 0
STWD | 0 | 0 | 0 | 0 | 0 | 0
WT | 0 | 0 | 0 | 0 | 0 | 0
IGCC | 0 | 0 | 0 | 0 | 0 | 0
DemandResponse | 0 | 0 | 0 | 0 | 0 | 0
IGCC-CCS | 0 | 0 | 0 | 0 | 0 | 0
WT_off | 0 | 0 | 0 | 0 | 0 | 0
PseudoUnit | 0 | 0 | 0 | 0 | 0 | 0
FixedInterchange | 0 | 0 | 0 | 0 | 0 | 0
Emission Cost by Reporting Type: RMPA
ReportingType | 2015 | 2020 | 2025 | 2030 | 2035 | 2040
BM | 0 | 0 | 0 | 0 | 0 | 0
CC | 0 | 0 | 0 | 0 | 0 | 0
CSP | 0 | 0 | 0 | 0 | 0 | 0
CT | 0 | 0 | 0 | 0 | 0 | 0
Coal | 0 | 0 | 0 | 0 | 0 | 0
Geo | 0 | 0 | 0 | 0 | 0 | 0
H | 0 | 0 | 0 | 0 | 0 | 0
LFG | 0 | 0 | 0 | 0 | 0 | 0
Nuc | 0 | 0 | 0 | 0 | 0 | 0
PS | 0 | 0 | 0 | 0 | 0 | 0
PV | 0 | 0 | 0 | 0 | 0 | 0
PeakG | 0 | 0 | 0 | 0 | 0 | 0
PeakO | 0 | 0 | 0 | 0 | 0 | 0
ST | 0 | 0 | 0 | 0 | 0 | 0
STOG | 0 | 0 | 0 | 0 | 0 | 0
STWD | 0 | 0 | 0 | 0 | 0 | 0
WT | 0 | 0 | 0 | 0 | 0 | 0
IGCC | 0 | 0 | 0 | 0 | 0 | 0
DemandResponse | 0 | 0 | 0 | 0 | 0 | 0
IGCC-CCS | 0 | 0 | 0 | 0 | 0 | 0
WT_off | 0 | 0 | 0 | 0 | 0 | 0
PseudoUnit | 0 | 0 | 0 | 0 | 0 | 0
FixedInterchange | 0 | 0 | 0 | 0 | 0 | 0
Emission Cost by Reporting Type: SP15
ReportingType | 2015 | 2020 | 2025 | 2030 | 2035 | 2040
BM | 0 | 0 | 0 | 0 | 0 | 0
CC | 0 | 0 | 0 | 0 | 0 | 0
CSP | 0 | 0 | 0 | 0 | 0 | 0
CT | 0 | 0 | 0 | 0 | 0 | 0
Coal | 0 | 0 | 0 | 0 | 0 | 0
Geo | 0 | 0 | 0 | 0 | 0 | 0
H | 0 | 0 | 0 | 0 | 0 | 0
LFG | 0 | 0 | 0 | 0 | 0 | 0
Nuc | 0 | 0 | 0 | 0 | 0 | 0
PS | 0 | 0 | 0 | 0 | 0 | 0
PV | 0 | 0 | 0 | 0 | 0 | 0
PeakG | 0 | 0 | 0 | 0 | 0 | 0
PeakO | 0 | 0 | 0 | 0 | 0 | 0
ST | 0 | 0 | 0 | 0 | 0 | 0
STOG | 0 | 0 | 0 | 0 | 0 | 0
STWD | 0 | 0 | 0 | 0 | 0 | 0
WT | 0 | 0 | 0 | 0 | 0 | 0
IGCC | 0 | 0 | 0 | 0 | 0 | 0
DemandResponse | 0 | 0 | 0 | 0 | 0 | 0
IGCC-CCS | 0 | 0 | 0 | 0 | 0 | 0
WT_off | 0 | 0 | 0 | 0 | 0 | 0
PseudoUnit | 0 | 0 | 0 | 0 | 0 | 0
FixedInterchange | 0 | 0 | 0 | 0 | 0 | 0
Emission Cost by Reporting Type: ALB
ReportingType | 2015 | 2020 | 2025 | 2030 | 2035 | 2040
BM | 0 | 0 | 0 | 0 | 0 | 0
CC | 0 | 0 | 0 | 0 | 0 | 0
CSP | 0 | 0 | 0 | 0 | 0 | 0
CT | 0 | 0 | 0 | 0 | 0 | 0
Coal | 0 | 0 | 0 | 0 | 0 | 0
Geo | 0 | 0 | 0 | 0 | 0 | 0
H | 0 | 0 | 0 | 0 | 0 | 0
LFG | 0 | 0 | 0 | 0 | 0 | 0
Nuc | 0 | 0 | 0 | 0 | 0 | 0
PS | 0 | 0 | 0 | 0 | 0 | 0
PV | 0 | 0 | 0 | 0 | 0 | 0
PeakG | 0 | 0 | 0 | 0 | 0 | 0
PeakO | 0 | 0 | 0 | 0 | 0 | 0
ST | 0 | 0 | 0 | 0 | 0 | 0
STOG | 0 | 0 | 0 | 0 | 0 | 0
STWD | 0 | 0 | 0 | 0 | 0 | 0
WT | 0 | 0 | 0 | 0 | 0 | 0
IGCC | 0 | 0 | 0 | 0 | 0 | 0
DemandResponse | 0 | 0 | 0 | 0 | 0 | 0
IGCC-CCS | 0 | 0 | 0 | 0 | 0 | 0
WT_off | 0 | 0 | 0 | 0 | 0 | 0
PseudoUnit | 0 | 0 | 0 | 0 | 0 | 0
FixedInterchange | 0 | 0 | 0 | 0 | 0 | 0
Emission Cost by Reporting Type: BC
ReportingType | 2015 | 2020 | 2025 | 2030 | 2035 | 2040
BM | 0 | 0 | 0 | 0 | 0 | 0
CC | 0 | 0 | 0 | 0 | 0 | 0
CSP | 0 | 0 | 0 | 0 | 0 | 0
CT | 0 | 0 | 0 | 0 | 0 | 0
Coal | 0 | 0 | 0 | 0 | 0 | 0
Geo | 0 | 0 | 0 | 0 | 0 | 0
H | 0 | 0 | 0 | 0 | 0 | 0
LFG | 0 | 0 | 0 | 0 | 0 | 0
Nuc | 0 | 0 | 0 | 0 | 0 | 0
PS | 0 | 0 | 0 | 0 | 0 | 0
PV | 0 | 0 | 0 | 0 | 0 | 0
PeakG | 0 | 0 | 0 | 0 | 0 | 0
PeakO | 0 | 0 | 0 | 0 | 0 | 0
ST | 0 | 0 | 0 | 0 | 0 | 0
STOG | 0 | 0 | 0 | 0 | 0 | 0
STWD | 0 | 0 | 0 | 0 | 0 | 0
WT | 0 | 0 | 0 | 0 | 0 | 0
IGCC | 0 | 0 | 0 | 0 | 0 | 0
DemandResponse | 0 | 0 | 0 | 0 | 0 | 0
IGCC-CCS | 0 | 0 | 0 | 0 | 0 | 0
WT_off | 0 | 0 | 0 | 0 | 0 | 0
PseudoUnit | 0 | 0 | 0 | 0 | 0 | 0
FixedInterchange | 0 | 0 | 0 | 0 | 0 | 0
Emission Cost by Reporting Type: HQ_IESO
ReportingType | 2015 | 2020 | 2025 | 2030 | 2035 | 2040
BM | 0 | 0 | 0 | 0 | 0 | 0
CC | 0 | 0 | 0 | 0 | 0 | 0
CSP | 0 | 0 | 0 | 0 | 0 | 0
CT | 0 | 0 | 0 | 0 | 0 | 0
Coal | 0 | 0 | 0 | 0 | 0 | 0
Geo | 0 | 0 | 0 | 0 | 0 | 0
H | 0 | 0 | 0 | 0 | 0 | 0
LFG | 0 | 0 | 0 | 0 | 0 | 0
Nuc | 0 | 0 | 0 | 0 | 0 | 0
PS | 0 | 0 | 0 | 0 | 0 | 0
PV | 0 | 0 | 0 | 0 | 0 | 0
PeakG | 0 | 0 | 0 | 0 | 0 | 0
PeakO | 0 | 0 | 0 | 0 | 0 | 0
ST | 0 | 0 | 0 | 0 | 0 | 0
STOG | 0 | 0 | 0 | 0 | 0 | 0
STWD | 0 | 0 | 0 | 0 | 0 | 0
WT | 0 | 0 | 0 | 0 | 0 | 0
IGCC | 0 | 0 | 0 | 0 | 0 | 0
DemandResponse | 0 | 0 | 0 | 0 | 0 | 0
IGCC-CCS | 0 | 0 | 0 | 0 | 0 | 0
WT_off | 0 | 0 | 0 | 0 | 0 | 0
PseudoUnit | 0 | 0 | 0 | 0 | 0 | 0
FixedInterchange | 0 | 0 | 0 | 0 | 0 | 0
Emission Cost by Reporting Type: HQ_NEISO
ReportingType | 2015 | 2020 | 2025 | 2030 | 2035 | 2040
BM | 0 | 0 | 0 | 0 | 0 | 0
CC | 0 | 0 | 0 | 0 | 0 | 0
CSP | 0 | 0 | 0 | 0 | 0 | 0
CT | 0 | 0 | 0 | 0 | 0 | 0
Coal | 0 | 0 | 0 | 0 | 0 | 0
Geo | 0 | 0 | 0 | 0 | 0 | 0
H | 0 | 0 | 0 | 0 | 0 | 0
LFG | 0 | 0 | 0 | 0 | 0 | 0
Nuc | 0 | 0 | 0 | 0 | 0 | 0
PS | 0 | 0 | 0 | 0 | 0 | 0
PV | 0 | 0 | 0 | 0 | 0 | 0
PeakG | 0 | 0 | 0 | 0 | 0 | 0
PeakO | 0 | 0 | 0 | 0 | 0 | 0
ST | 0 | 0 | 0 | 0 | 0 | 0
STOG | 0 | 0 | 0 | 0 | 0 | 0
STWD | 0 | 0 | 0 | 0 | 0 | 0
WT | 0 | 0 | 0 | 0 | 0 | 0
IGCC | 0 | 0 | 0 | 0 | 0 | 0
DemandResponse | 0 | 0 | 0 | 0 | 0 | 0
IGCC-CCS | 0 | 0 | 0 | 0 | 0 | 0
WT_off | 0 | 0 | 0 | 0 | 0 | 0
PseudoUnit | 0 | 0 | 0 | 0 | 0 | 0
FixedInterchange | 0 | 0 | 0 | 0 | 0 | 0
Emission Cost by Reporting Type: HQ_NY
ReportingType | 2015 | 2020 | 2025 | 2030 | 2035 | 2040
BM | 0 | 0 | 0 | 0 | 0 | 0
CC | 0 | 0 | 0 | 0 | 0 | 0
CSP | 0 | 0 | 0 | 0 | 0 | 0
CT | 0 | 0 | 0 | 0 | 0 | 0
Coal | 0 | 0 | 0 | 0 | 0 | 0
Geo | 0 | 0 | 0 | 0 | 0 | 0
H | 0 | 0 | 0 | 0 | 0 | 0
LFG | 0 | 0 | 0 | 0 | 0 | 0
Nuc | 0 | 0 | 0 | 0 | 0 | 0
PS | 0 | 0 | 0 | 0 | 0 | 0
PV | 0 | 0 | 0 | 0 | 0 | 0
PeakG | 0 | 0 | 0 | 0 | 0 | 0
PeakO | 0 | 0 | 0 | 0 | 0 | 0
ST | 0 | 0 | 0 | 0 | 0 | 0
STOG | 0 | 0 | 0 | 0 | 0 | 0
STWD | 0 | 0 | 0 | 0 | 0 | 0
WT | 0 | 0 | 0 | 0 | 0 | 0
IGCC | 0 | 0 | 0 | 0 | 0 | 0
DemandResponse | 0 | 0 | 0 | 0 | 0 | 0
IGCC-CCS | 0 | 0 | 0 | 0 | 0 | 0
WT_off | 0 | 0 | 0 | 0 | 0 | 0
PseudoUnit | 0 | 0 | 0 | 0 | 0 | 0
FixedInterchange | 0 | 0 | 0 | 0 | 0 | 0
Emission Cost by Reporting Type: MARITIMES
ReportingType | 2015 | 2020 | 2025 | 2030 | 2035 | 2040
BM | 0 | 0 | 0 | 0 | 0 | 0
CC | 0 | 0 | 0 | 0 | 0 | 0
CSP | 0 | 0 | 0 | 0 | 0 | 0
CT | 0 | 0 | 0 | 0 | 0 | 0
Coal | 0 | 0 | 0 | 0 | 0 | 0
Geo | 0 | 0 | 0 | 0 | 0 | 0
H | 0 | 0 | 0 | 0 | 0 | 0
LFG | 0 | 0 | 0 | 0 | 0 | 0
Nuc | 0 | 0 | 0 | 0 | 0 | 0
PS | 0 | 0 | 0 | 0 | 0 | 0
PV | 0 | 0 | 0 | 0 | 0 | 0
PeakG | 0 | 0 | 0 | 0 | 0 | 0
PeakO | 0 | 0 | 0 | 0 | 0 | 0
ST | 0 | 0 | 0 | 0 | 0 | 0
STOG | 0 | 0 | 0 | 0 | 0 | 0
STWD | 0 | 0 | 0 | 0 | 0 | 0
WT | 0 | 0 | 0 | 0 | 0 | 0
IGCC | 0 | 0 | 0 | 0 | 0 | 0
DemandResponse | 0 | 0 | 0 | 0 | 0 | 0
IGCC-CCS | 0 | 0 | 0 | 0 | 0 | 0
WT_off | 0 | 0 | 0 | 0 | 0 | 0
PseudoUnit | 0 | 0 | 0 | 0 | 0 | 0
FixedInterchange | 0 | 0 | 0 | 0 | 0 | 0
Emission Cost by Reporting Type: All
ReportingType | 2015 | 2020 | 2025 | 2030 | 2035 | 2040
BM | 0 | 0 | 0 | 0 | 0 | 0
CC | 0 | 0 | 0 | 0 | 0 | 0
CSP | 0 | 0 | 0 | 0 | 0 | 0
CT | 0 | 0 | 0 | 0 | 0 | 0
Coal | 0 | 0 | 0 | 0 | 0 | 0
Geo | 0 | 0 | 0 | 0 | 0 | 0
H | 0 | 0 | 0 | 0 | 0 | 0
LFG | 0 | 0 | 0 | 0 | 0 | 0
Nuc | 0 | 0 | 0 | 0 | 0 | 0
PS | 0 | 0 | 0 | 0 | 0 | 0
PV | 0 | 0 | 0 | 0 | 0 | 0
PeakG | 0 | 0 | 0 | 0 | 0 | 0
PeakO | 0 | 0 | 0 | 0 | 0 | 0
ST | 0 | 0 | 0 | 0 | 0 | 0
STOG | 0 | 0 | 0 | 0 | 0 | 0
STWD | 0 | 0 | 0 | 0 | 0 | 0
WT | 0 | 0 | 0 | 0 | 0 | 0
IGCC | 0 | 0 | 0 | 0 | 0 | 0
DemandResponse | 0 | 0 | 0 | 0 | 0 | 0
IGCC-CCS | 0 | 0 | 0 | 0 | 0 | 0
WT_off | 0 | 0 | 0 | 0 | 0 | 0
PseudoUnit | 0 | 0 | 0 | 0 | 0 | 0
FixedInterchange | 0 | 0 | 0 | 0 | 0 | 0
Emission Cost by Reporting Type: EI_US
ReportingType | 2015 | 2020 | 2025 | 2030 | 2035 | 2040
BM | 0 | 0 | 0 | 0 | 0 | 0
CC | 0 | 0 | 0 | 0 | 0 | 0
CSP | 0 | 0 | 0 | 0 | 0 | 0
CT | 0 | 0 | 0 | 0 | 0 | 0
Coal | 0 | 0 | 0 | 0 | 0 | 0
Geo | 0 | 0 | 0 | 0 | 0 | 0
H | 0 | 0 | 0 | 0 | 0 | 0
LFG | 0 | 0 | 0 | 0 | 0 | 0
Nuc | 0 | 0 | 0 | 0 | 0 | 0
PS | 0 | 0 | 0 | 0 | 0 | 0
PV | 0 | 0 | 0 | 0 | 0 | 0
PeakG | 0 | 0 | 0 | 0 | 0 | 0
PeakO | 0 | 0 | 0 | 0 | 0 | 0
ST | 0 | 0 | 0 | 0 | 0 | 0
STOG | 0 | 0 | 0 | 0 | 0 | 0
STWD | 0 | 0 | 0 | 0 | 0 | 0
WT | 0 | 0 | 0 | 0 | 0 | 0
IGCC | 0 | 0 | 0 | 0 | 0 | 0
DemandResponse | 0 | 0 | 0 | 0 | 0 | 0
IGCC-CCS | 0 | 0 | 0 | 0 | 0 | 0
WT_off | 0 | 0 | 0 | 0 | 0 | 0
PseudoUnit | 0 | 0 | 0 | 0 | 0 | 0
FixedInterchange | 0 | 0 | 0 | 0 | 0 | 0
Emission Cost by Reporting Type: EI_Canada
ReportingType | 2015 | 2020 | 2025 | 2030 | 2035 | 2040
BM | 0 | 0 | 0 | 0 | 0 | 0
CC | 0 | 0 | 0 | 0 | 0 | 0
CSP | 0 | 0 | 0 | 0 | 0 | 0
CT | 0 | 0 | 0 | 0 | 0 | 0
Coal | 0 | 0 | 0 | 0 | 0 | 0
Geo | 0 | 0 | 0 | 0 | 0 | 0
H | 0 | 0 | 0 | 0 | 0 | 0
LFG | 0 | 0 | 0 | 0 | 0 | 0
Nuc | 0 | 0 | 0 | 0 | 0 | 0
PS | 0 | 0 | 0 | 0 | 0 | 0
PV | 0 | 0 | 0 | 0 | 0 | 0
PeakG | 0 | 0 | 0 | 0 | 0 | 0
PeakO | 0 | 0 | 0 | 0 | 0 | 0
ST | 0 | 0 | 0 | 0 | 0 | 0
STOG | 0 | 0 | 0 | 0 | 0 | 0
STWD | 0 | 0 | 0 | 0 | 0 | 0
WT | 0 | 0 | 0 | 0 | 0 | 0
IGCC | 0 | 0 | 0 | 0 | 0 | 0
DemandResponse | 0 | 0 | 0 | 0 | 0 | 0
IGCC-CCS | 0 | 0 | 0 | 0 | 0 | 0
WT_off | 0 | 0 | 0 | 0 | 0 | 0
PseudoUnit | 0 | 0 | 0 | 0 | 0 | 0
FixedInterchange | 0 | 0 | 0 | 0 | 0 | 0
Emission Cost by Reporting Type: EI
ReportingType | 2015 | 2020 | 2025 | 2030 | 2035 | 2040
BM | 0 | 0 | 0 | 0 | 0 | 0
CC | 0 | 0 | 0 | 0 | 0 | 0
CSP | 0 | 0 | 0 | 0 | 0 | 0
CT | 0 | 0 | 0 | 0 | 0 | 0
Coal | 0 | 0 | 0 | 0 | 0 | 0
Geo | 0 | 0 | 0 | 0 | 0 | 0
H | 0 | 0 | 0 | 0 | 0 | 0
LFG | 0 | 0 | 0 | 0 | 0 | 0
Nuc | 0 | 0 | 0 | 0 | 0 | 0
PS | 0 | 0 | 0 | 0 | 0 | 0
PV | 0 | 0 | 0 | 0 | 0 | 0
PeakG | 0 | 0 | 0 | 0 | 0 | 0
PeakO | 0 | 0 | 0 | 0 | 0 | 0
ST | 0 | 0 | 0 | 0 | 0 | 0
STOG | 0 | 0 | 0 | 0 | 0 | 0
STWD | 0 | 0 | 0 | 0 | 0 | 0
WT | 0 | 0 | 0 | 0 | 0 | 0
IGCC | 0 | 0 | 0 | 0 | 0 | 0
DemandResponse | 0 | 0 | 0 | 0 | 0 | 0
IGCC-CCS | 0 | 0 | 0 | 0 | 0 | 0
WT_off | 0 | 0 | 0 | 0 | 0 | 0
PseudoUnit | 0 | 0 | 0 | 0 | 0 | 0
FixedInterchange | 0 | 0 | 0 | 0 | 0 | 0
Emission Cost by Reporting Type: Outside_EI
ReportingType | 2015 | 2020 | 2025 | 2030 | 2035 | 2040
BM | 0 | 0 | 0 | 0 | 0 | 0
CC | 0 | 0 | 0 | 0 | 0 | 0
CSP | 0 | 0 | 0 | 0 | 0 | 0
CT | 0 | 0 | 0 | 0 | 0 | 0
Coal | 0 | 0 | 0 | 0 | 0 | 0
Geo | 0 | 0 | 0 | 0 | 0 | 0
H | 0 | 0 | 0 | 0 | 0 | 0
LFG | 0 | 0 | 0 | 0 | 0 | 0
Nuc | 0 | 0 | 0 | 0 | 0 | 0
PS | 0 | 0 | 0 | 0 | 0 | 0
PV | 0 | 0 | 0 | 0 | 0 | 0
PeakG | 0 | 0 | 0 | 0 | 0 | 0
PeakO | 0 | 0 | 0 | 0 | 0 | 0
ST | 0 | 0 | 0 | 0 | 0 | 0
STOG | 0 | 0 | 0 | 0 | 0 | 0
STWD | 0 | 0 | 0 | 0 | 0 | 0
WT | 0 | 0 | 0 | 0 | 0 | 0
IGCC | 0 | 0 | 0 | 0 | 0 | 0
DemandResponse | 0 | 0 | 0 | 0 | 0 | 0
IGCC-CCS | 0 | 0 | 0 | 0 | 0 | 0
WT_off | 0 | 0 | 0 | 0 | 0 | 0
PseudoUnit | 0 | 0 | 0 | 0 | 0 | 0
FixedInterchange | 0 | 0 | 0 | 0 | 0 | 0
==== Emission Program: Carbon : (CO2) ====
Emission Cost by Reporting Type: Entergy
ReportingType | 2015 | 2020 | 2025 | 2030 | 2035 | 2040
BM | 0 | 0 | 0 | 0 | 0 | 0
CC | 704.4 | 1437.86 | 2339.77 | 4551.38 | 3785.25 | 1078.35
CSP | 0 | 0 | 0 | 0 | 0 | 0
CT | 0 | 0 | 0 | 0 | 0 | 0
Coal | 1549.3 | 187.03 | 32.71 | 0.86 | 0 | 0
Geo | 0 | 0 | 0 | 0 | 0 | 0
H | 0 | 0 | 0 | 0 | 0 | 0
LFG | 0 | 0 | 0 | 0 | 0 | 0
Nuc | 0 | 0 | 0 | 0 | 0 | 0
PS | 0 | 0 | 0 | 0 | 0 | 0
PV | 0 | 0 | 0 | 0 | 0 | 0
PeakG | 0 | 0 | 0.17 | 0.04 | 0 | 0
PeakO | 0 | 0 | 0 | 0 | 0 | 0
ST | 0 | 0 | 0 | 0 | 0 | 0
STOG | 4.43 | 12.29 | 0 | 0 | 0 | 0
STWD | 0 | 0 | 0 | 0 | 0 | 0
WT | 0 | 0 | 0 | 0 | 0 | 0
IGCC | 0 | 0 | 0 | 0 | 0 | 0
DemandResponse | 0 | 0 | 0 | 0 | 0 | 0
IGCC-CCS | 0 | 0 | 0 | 0 | 0 | 0
WT_off | 0 | 0 | 0 | 0 | 0 | 0
PseudoUnit | 0 | 0 | 0 | 0 | 0 | 0
FixedInterchange | 0 | 0 | 0 | 0 | 0 | 0
Emission Cost by Reporting Type: FRCC
ReportingType | 2015 | 2020 | 2025 | 2030 | 2035 | 2040
BM | 0 | 0 | 0 | 0 | 0 | 0
CC | 1836.72 | 2727.93 | 4811.64 | 10771.02 | 4101.52 | 3717.63
CSP | 0 | 0 | 0 | 0 | 0 | 0
CT | 7.32 | 12.94 | 33.91 | 75.94 | 0 | 0
Coal | 455.96 | 225.74 | 68.44 | 36.37 | 93.26 | 206.95
Geo | 0 | 0 | 0 | 0 | 0 | 0
H | 0 | 0 | 0 | 0 | 0 | 0
LFG | 0 | 0 | 0 | 0 | 0 | 0
Nuc | 0 | 0 | 0 | 0 | 0 | 0
PS | 0 | 0 | 0 | 0 | 0 | 0
PV | 0 | 0 | 0 | 0 | 0 | 0
PeakG | 1.92 | 7.82 | 20.42 | 59.51 | 43.45 | 55.22
PeakO | 0 | 0 | 0 | 0 | 0 | 0
ST | 0 | 0 | 0 | 0 | 0 | 0
STOG | 0 | 0 | 0 | 0 | 0 | 0
STWD | 0 | 0 | 0 | 0 | 0 | 0
WT | 0 | 0 | 0 | 0 | 0 | 0
IGCC | 0 | 0 | 0 | 0 | 0 | 0
DemandResponse | 0 | 0 | 0 | 0 | 0 | 0
IGCC-CCS | 0 | 0 | 0 | 0 | 0 | 0
WT_off | 0 | 0 | 0 | 0 | 0 | 0
PseudoUnit | 0 | 0 | 0 | 0 | 0 | 0
FixedInterchange | 0 | 0 | 0 | 0 | 0 | 0
Emission Cost by Reporting Type: MAPP_US
ReportingType | 2015 | 2020 | 2025 | 2030 | 2035 | 2040
BM | 0 | 0 | 0 | 0 | 0 | 0
CC | 9.28 | 2.9 | 7.27 | 10.28 | 18.83 | 15.39
CSP | 0 | 0 | 0 | 0 | 0 | 0
CT | 0 | 0 | 0 | 0 | 0.64 | 0.91
Coal | 310.8 | 159.47 | 0 | 0 | 0 | 0
Geo | 0 | 0 | 0 | 0 | 0 | 0
H | 0 | 0 | 0 | 0 | 0 | 0
LFG | 0 | 0 | 0 | 0 | 0 | 0
Nuc | 0 | 0 | 0 | 0 | 0 | 0
PS | 0 | 0 | 0 | 0 | 0 | 0
PV | 0 | 0 | 0 | 0 | 0 | 0
PeakG | 0.96 | 2.64 | 2.23 | 13.11 | 7.29 | 13.53
PeakO | 0 | 0 | 0 | 0 | 0 | 0
ST | 0 | 0 | 0 | 0 | 0 | 0
STOG | 0 | 0 | 0 | 0 | 0 | 0
STWD | 0 | 0 | 0 | 0 | 0 | 0
WT | 0 | 0 | 0 | 0 | 0 | 0
IGCC | 0 | 0 | 0 | 0 | 0 | 0
DemandResponse | 0 | 0 | 0 | 0 | 0 | 0
IGCC-CCS | 0 | 0 | 0 | 0 | 0 | 0
WT_off | 0 | 0 | 0 | 0 | 0 | 0
PseudoUnit | 0 | 0 | 0 | 0 | 0 | 0
FixedInterchange | 0 | 0 | 0 | 0 | 0 | 0
Emission Cost by Reporting Type: MISO_IN
ReportingType | 2015 | 2020 | 2025 | 2030 | 2035 | 2040
BM | 0 | 0 | 0 | 0 | 0 | 0
CC | 255.22 | 2023.32 | 3373.45 | 7211.35 | 11031.67 | 3436.78
CSP | 0 | 0 | 0 | 0 | 0 | 0
CT | 0 | 0 | 0 | 0 | 0 | 0
Coal | 1285.05 | 732.02 | 107.65 | 81.15 | 516.51 | 763.36
Geo | 0 | 0 | 0 | 0 | 0 | 0
H | 0 | 0 | 0 | 0 | 0 | 0
LFG | 0 | 0 | 0 | 0 | 0 | 0
Nuc | 0 | 0 | 0 | 0 | 0 | 0
PS | 0 | 0 | 0 | 0 | 0 | 0
PV | 0 | 0 | 0 | 0 | 0 | 0
PeakG | 0 | 0 | 0 | 0 | 0 | 0
PeakO | 0 | 0 | 0 | 0 | 0 | 0
ST | 0 | 0 | 0 | 0 | 0 | 0
STOG | 0.48 | 0.68 | 1.12 | 2.51 | 0.42 | 0
STWD | 0 | 0 | 0 | 0 | 0 | 0
WT | 0 | 0 | 0 | 0 | 0 | 0
IGCC | 100.97 | 143.38 | 35.3 | 0.66 | 0 | 0
DemandResponse | 0 | 0 | 0 | 0 | 0 | 0
IGCC-CCS | 0 | 0 | 0 | 0 | 0 | 0
WT_off | 0 | 0 | 0 | 0 | 0 | 0
PseudoUnit | 0 | 0 | 0 | 0 | 0 | 0
FixedInterchange | 0 | 0 | 0 | 0 | 0 | 0
Emission Cost by Reporting Type: MISO_MI
ReportingType | 2015 | 2020 | 2025 | 2030 | 2035 | 2040
BM | 0 | 0 | 0 | 0 | 0 | 0
CC | 209.93 | 256.51 | 465.26 | 719.49 | 884.13 | 53.88
CSP | 0 | 0 | 0 | 0 | 0 | 0
CT | 0 | 0 | 0 | 0 | 0 | 0
Coal | 621.27 | 0 | 0 | 0 | 0 | 0
Geo | 0 | 0 | 0 | 0 | 0 | 0
H | 0 | 0 | 0 | 0 | 0 | 0
LFG | 0 | 0 | 0 | 0 | 0 | 0
Nuc | 0 | 0 | 0 | 0 | 0 | 0
PS | 0 | 0 | 0 | 0 | 0 | 0
PV | 0 | 0 | 0 | 0 | 0 | 0
PeakG | 0.26 | 0.14 | 0.8 | 0 | 0 | 0
PeakO | 0 | 0 | 0 | 0 | 0 | 0
ST | 0 | 0 | 0 | 0 | 0 | 0
STOG | 4.8 | 2.17 | 3.55 | 9.88 | 0 | 0
STWD | 0 | 0 | 0 | 0 | 0 | 0
WT | 0 | 0 | 0 | 0 | 0 | 0
IGCC | 0 | 0 | 0 | 0 | 0 | 0
DemandResponse | 0 | 0 | 0 | 0 | 0 | 0
IGCC-CCS | 0 | 0 | 0 | 0 | 0 | 0
WT_off | 0 | 0 | 0 | 0 | 0 | 0
PseudoUnit | 0 | 0 | 0 | 0 | 0 | 0
FixedInterchange | 0 | 0 | 0 | 0 | 0 | 0
Emission Cost by Reporting Type: MISO_MO-IL
ReportingType | 2015 | 2020 | 2025 | 2030 | 2035 | 2040
BM | 0 | 0 | 0 | 0 | 0 | 0
CC | 28.61 | 220.67 | 349.93 | 447.48 | 458.33 | 269
CSP | 0 | 0 | 0 | 0 | 0 | 0
CT | 0 | 0 | 0 | 0 | 0 | 0
Coal | 1890.85 | 574.25 | 190.49 | 17.17 | 104.08 | 148.58
Geo | 0 | 0 | 0 | 0 | 0 | 0
H | 0 | 0 | 0 | 0 | 0 | 0
LFG | 0 | 0 | 0 | 0 | 0 | 0
Nuc | 0 | 0 | 0 | 0 | 0 | 0
PS | 0 | 0 | 0 | 0 | 0 | 0
PV | 0 | 0 | 0 | 0 | 0 | 0
PeakG | 3.54 | 12.94 | 4.16 | 77.49 | 67.4 | 66.12
PeakO | 0 | 0 | 0 | 0 | 0 | 0
ST | 0 | 0 | 0 | 0 | 0 | 0
STOG | 0.09 | 0.45 | 0.21 | 0 | 0 | 0
STWD | 0 | 0 | 0 | 0 | 0 | 0
WT | 0 | 0 | 0 | 0 | 0 | 0
IGCC | 0 | 0 | 0 | 0 | 0 | 0
DemandResponse | 0 | 0 | 0 | 0 | 0 | 0
IGCC-CCS | 0 | 0 | 0 | 0 | 0 | 0
WT_off | 0 | 0 | 0 | 0 | 0 | 0
PseudoUnit | 0 | 0 | 0 | 0 | 0 | 0
FixedInterchange | 0 | 0 | 0 | 0 | 0 | 0
Emission Cost by Reporting Type: MISO_W
ReportingType | 2015 | 2020 | 2025 | 2030 | 2035 | 2040
BM | 0 | 0 | 0 | 0 | 0 | 0
CC | 90.4 | 155.34 | 76.03 | 168.52 | 206.75 | 234.42
CSP | 0 | 0 | 0 | 0 | 0 | 0
CT | 0 | 0 | 0 | 0 | 0 | 0
Coal | 1911.51 | 1073.85 | 88.56 | 52.56 | 97.35 | 138.97
Geo | 0 | 0 | 0 | 0 | 0 | 0
H | 0 | 0 | 0 | 0 | 0 | 0
LFG | 0 | 0 | 0 | 0 | 0 | 0
Nuc | 0 | 0 | 0 | 0 | 0 | 0
PS | 0 | 0 | 0 | 0 | 0 | 0
PV | 0 | 0 | 0 | 0 | 0 | 0
PeakG | 4.04 | 10.24 | 1.37 | 16.14 | 29.46 | 2.43
PeakO | 0 | 0 | 0 | 0 | 0 | 0
ST | 0 | 0 | 0 | 0 | 0 | 0
STOG | 0 | 0 | 0 | 0 | 0 | 0
STWD | 0 | 0 | 0 | 0 | 0 | 0
WT | 0 | 0 | 0 | 0 | 0 | 0
IGCC | 0 | 0 | 0 | 0 | 0 | 0
DemandResponse | 0 | 0 | 0 | 0 | 0 | 0
IGCC-CCS | 0 | 0 | 0 | 0 | 0 | 0
WT_off | 0 | 0 | 0 | 0 | 0 | 0
PseudoUnit | 0 | 0 | 0 | 0 | 0 | 0
FixedInterchange | 0 | 0 | 0 | 0 | 0 | 0
Emission Cost by Reporting Type: MISO_WUMS
ReportingType | 2015 | 2020 | 2025 | 2030 | 2035 | 2040
BM | 0 | 0 | 0 | 0 | 0 | 0
CC | 489.09 | 909.69 | 1325.01 | 2581.09 | 4575.91 | 722.84
CSP | 0 | 0 | 0 | 0 | 0 | 0
CT | 0 | 0 | 0 | 26.46 | 13.15 | 5.97
Coal | 298.23 | 53.23 | 30.75 | 11.17 | 75.05 | 164.97
Geo | 0 | 0 | 0 | 0 | 0 | 0
H | 0 | 0 | 0 | 0 | 0 | 0
LFG | 0 | 0 | 0 | 0 | 0 | 0
Nuc | 0 | 0 | 0 | 0 | 0 | 0
PS | 0 | 0 | 0 | 0 | 0 | 0
PV | 0 | 0 | 0 | 0 | 0 | 0
PeakG | 0 | 0 | 0 | 0 | 0 | 0
PeakO | 0 | 0 | 0 | 0 | 0 | 0
ST | 0 | 0 | 0 | 0 | 0 | 0
STOG | 0 | 0 | 0 | 0 | 0 | 0
STWD | 0 | 0 | 0 | 0 | 0 | 0
WT | 0 | 0 | 0 | 0 | 0 | 0
IGCC | 0 | 0 | 0 | 0 | 0 | 0
DemandResponse | 0 | 0 | 0 | 0 | 0 | 0
IGCC-CCS | 0 | 0 | 0 | 0 | 0 | 0
WT_off | 0 | 0 | 0 | 0 | 0 | 0
PseudoUnit | 0 | 0 | 0 | 0 | 0 | 0
FixedInterchange | 0 | 0 | 0 | 0 | 0 | 0
Emission Cost by Reporting Type: Nebraska
ReportingType | 2015 | 2020 | 2025 | 2030 | 2035 | 2040
BM | 0 | 0 | 0 | 0 | 0 | 0
CC | 21.6 | 204.18 | 333.3 | 659.27 | 638.79 | 417.65
CSP | 0 | 0 | 0 | 0 | 0 | 0
CT | 0 | 0 | 0 | 0 | 0 | 0
Coal | 861.1 | 83.49 | 35.85 | 60.19 | 90.42 | 129.07
Geo | 0 | 0 | 0 | 0 | 0 | 0
H | 0 | 0 | 0 | 0 | 0 | 0
LFG | 0 | 0 | 0 | 0 | 0 | 0
Nuc | 0 | 0 | 0 | 0 | 0 | 0
PS | 0 | 0 | 0 | 0 | 0 | 0
PV | 0 | 0 | 0 | 0 | 0 | 0
PeakG | 0.74 | 0.09 | 0 | 5.12 | 0.57 | 0
PeakO | 0 | 0 | 0 | 0 | 0 | 0
ST | 0 | 0 | 0 | 0 | 0 | 0
STOG | 0 | 0 | 0 | 0 | 0 | 0
STWD | 0 | 0 | 0 | 0 | 0 | 0
WT | 0 | 0 | 0 | 0 | 0 | 0
IGCC | 0 | 0 | 0 | 0 | 0 | 0
DemandResponse | 0 | 0 | 0 | 0 | 0 | 0
IGCC-CCS | 0 | 0 | 0 | 0 | 0 | 0
WT_off | 0 | 0 | 0 | 0 | 0 | 0
PseudoUnit | 0 | 0 | 0 | 0 | 0 | 0
FixedInterchange | 0 | 0 | 0 | 0 | 0 | 0
Emission Cost by Reporting Type: NEISO
ReportingType | 2015 | 2020 | 2025 | 2030 | 2035 | 2040
BM | 0 | 0 | 0 | 0 | 0 | 0
CC | 419.04 | 393.74 | 537.09 | 581.96 | 601.45 | 503.97
CSP | 0 | 0 | 0 | 0 | 0 | 0
CT | 0.01 | 0.16 | 0.39 | 0 | 0 | 0
Coal | 0.9 | 0 | 0 | 0 | 0 | 0
Geo | 0 | 0 | 0 | 0 | 0 | 0
H | 0 | 0 | 0 | 0 | 0 | 0
LFG | 0 | 0 | 0 | 0 | 0 | 0
Nuc | 0 | 0 | 0 | 0 | 0 | 0
PS | 0 | 0 | 0 | 0 | 0 | 0
PV | 0 | 0 | 0 | 0 | 0 | 0
PeakG | 0.12 | 0.67 | 1.33 | 0 | 0.44 | 0.61
PeakO | 0 | 0 | 0 | 0 | 0 | 0
ST | 0 | 0 | 0 | 0 | 0 | 0
STOG | 0 | 0 | 0 | 0 | 0 | 0
STWD | 0 | 0 | 0 | 0 | 0 | 0
WT | 0 | 0 | 0 | 0 | 0 | 0
IGCC | 0 | 0 | 0 | 0 | 0 | 0
DemandResponse | 0 | 0 | 0 | 0 | 0 | 0
IGCC-CCS | 0 | 0 | 0 | 0 | 0 | 0
WT_off | 0 | 0 | 0 | 0 | 0 | 0
PseudoUnit | 0 | 0 | 0 | 0 | 0 | 0
FixedInterchange | 0 | 0 | 0 | 0 | 0 | 0
Emission Cost by Reporting Type: NonRTO_Midwest
ReportingType | 2015 | 2020 | 2025 | 2030 | 2035 | 2040
BM | 0 | 0 | 0 | 0 | 0 | 0
CC | 201.02 | 551.1 | 902.49 | 2003.17 | 3152.64 | 232.24
CSP | 0 | 0 | 0 | 0 | 0 | 0
CT | 0 | 0 | 0 | 0 | 0 | 0
Coal | 913.99 | 562.72 | 205.43 | 92.18 | 195.57 | 279.18
Geo | 0 | 0 | 0 | 0 | 0 | 0
H | 0 | 0 | 0 | 0 | 0 | 0
LFG | 0 | 0 | 0 | 0 | 0 | 0
Nuc | 0 | 0 | 0 | 0 | 0 | 0
PS | 0 | 0 | 0 | 0 | 0 | 0
PV | 0 | 0 | 0 | 0 | 0 | 0
PeakG | 2.33 | 1.31 | 7.28 | 19.91 | 6.93 | 0
PeakO | 0 | 0 | 0 | 0 | 0 | 0
ST | 0 | 0 | 0 | 0 | 0 | 0
STOG | 0 | 0 | 0 | 0 | 0 | 0
STWD | 0 | 0 | 0 | 0 | 0 | 0
WT | 0 | 0 | 0 | 0 | 0 | 0
IGCC | 0 | 0 | 0 | 0 | 0 | 0
DemandResponse | 0 | 0 | 0 | 0 | 0 | 0
IGCC-CCS | 0 | 0 | 0 | 0 | 0 | 0
WT_off | 0 | 0 | 0 | 0 | 0 | 0
PseudoUnit | 0 | 0 | 0 | 0 | 0 | 0
FixedInterchange | 0 | 0 | 0 | 0 | 0 | 0
Emission Cost by Reporting Type: NYISO_A-F
ReportingType | 2015 | 2020 | 2025 | 2030 | 2035 | 2040
BM | 0 | 0 | 0 | 0 | 0 | 0
CC | 77.49 | 140.28 | 133.58 | 211.19 | 75.22 | 56.97
CSP | 0 | 0 | 0 | 0 | 0 | 0
CT | 0 | 0 | 0 | 0 | 0 | 0
Coal | 0 | 0 | 0 | 0 | 0 | 0
Geo | 0 | 0 | 0 | 0 | 0 | 0
H | 0 | 0 | 0 | 0 | 0 | 0
LFG | 0 | 0 | 0 | 0 | 0 | 0
Nuc | 0 | 0 | 0 | 0 | 0 | 0
PS | 0 | 0 | 0 | 0 | 0 | 0
PV | 0 | 0 | 0 | 0 | 0 | 0
PeakG | 0.03 | 0.11 | 0 | 0 | 0 | 0
PeakO | 0 | 0 | 0 | 0 | 0 | 0
ST | 0 | 0 | 0 | 0 | 0 | 0
STOG | 0 | 0 | 0 | 0 | 0 | 0
STWD | 0 | 0 | 0 | 0 | 0 | 0
WT | 0 | 0 | 0 | 0 | 0 | 0
IGCC | 0 | 0 | 0 | 0 | 0 | 0
DemandResponse | 0 | 0 | 0 | 0 | 0 | 0
IGCC-CCS | 0 | 0 | 0 | 0 | 0 | 0
WT_off | 0 | 0 | 0 | 0 | 0 | 0
PseudoUnit | 0 | 0 | 0 | 0 | 0 | 0
FixedInterchange | 0 | 0 | 0 | 0 | 0 | 0
Emission Cost by Reporting Type: NYISO_G-I
ReportingType | 2015 | 2020 | 2025 | 2030 | 2035 | 2040
BM | 0 | 0 | 0 | 0 | 0 | 0
CC | 39.45 | 93.53 | 76.93 | 64.82 | 106.05 | 70.9
CSP | 0 | 0 | 0 | 0 | 0 | 0
CT | 0 | 0 | 0 | 0 | 0 | 0
Coal | 0 | 0 | 0 | 0 | 0 | 0
Geo | 0 | 0 | 0 | 0 | 0 | 0
H | 0 | 0 | 0 | 0 | 0 | 0
LFG | 0 | 0 | 0 | 0 | 0 | 0
Nuc | 0 | 0 | 0 | 0 | 0 | 0
PS | 0 | 0 | 0 | 0 | 0 | 0
PV | 0 | 0 | 0 | 0 | 0 | 0
PeakG | 0 | 0 | 0.03 | 0.08 | 0.14 | 0.01
PeakO | 0 | 0 | 0 | 0 | 0 | 0
ST | 0 | 0 | 0 | 0 | 0 | 0
STOG | 0 | 0 | 0 | 0 | 0 | 0
STWD | 0 | 0 | 0 | 0 | 0 | 0
WT | 0 | 0 | 0 | 0 | 0 | 0
IGCC | 0 | 0 | 0 | 0 | 0 | 0
DemandResponse | 0 | 0 | 0 | 0 | 0 | 0
IGCC-CCS | 0 | 0 | 0 | 0 | 0 | 0
WT_off | 0 | 0 | 0 | 0 | 0 | 0
PseudoUnit | 0 | 0 | 0 | 0 | 0 | 0
FixedInterchange | 0 | 0 | 0 | 0 | 0 | 0
Emission Cost by Reporting Type: NYISO_J-K
ReportingType | 2015 | 2020 | 2025 | 2030 | 2035 | 2040
BM | 0 | 0 | 0 | 0 | 0 | 0
CC | 228.57 | 350.33 | 516.03 | 685.57 | 1147.35 | 1236.79
CSP | 0 | 0 | 0 | 0 | 0 | 0
CT | 0 | 0 | 0 | 0 | 0 | 0
Coal | 0 | 0 | 0 | 0 | 0 | 0
Geo | 0 | 0 | 0 | 0 | 0 | 0
H | 0 | 0 | 0 | 0 | 0 | 0
LFG | 0 | 0 | 0 | 0 | 0 | 0
Nuc | 0 | 0 | 0 | 0 | 0 | 0
PS | 0 | 0 | 0 | 0 | 0 | 0
PV | 0 | 0 | 0 | 0 | 0 | 0
PeakG | 0.75 | 1.73 | 4.22 | 9.44 | 50.36 | 51.11
PeakO | 0 | 0 | 0 | 0 | 0 | 0
ST | 0 | 0 | 0 | 0 | 0 | 0
STOG | 6.73 | 13.76 | 32.61 | 69.62 | 57.16 | 43.63
STWD | 0 | 0 | 0 | 0 | 0 | 0
WT | 0 | 0 | 0 | 0 | 0 | 0
IGCC | 0 | 0 | 0 | 0 | 0 | 0
DemandResponse | 0 | 0 | 0 | 0 | 0 | 0
IGCC-CCS | 0 | 0 | 0 | 0 | 0 | 0
WT_off | 0 | 0 | 0 | 0 | 0 | 0
PseudoUnit | 0 | 0 | 0 | 0 | 0 | 0
FixedInterchange | 0 | 0 | 0 | 0 | 0 | 0
Emission Cost by Reporting Type: PJM_E
ReportingType | 2015 | 2020 | 2025 | 2030 | 2035 | 2040
BM | 0 | 0 | 0 | 0 | 0 | 0
CC | 449.64 | 701.19 | 1300.09 | 2358.8 | 3481.86 | 2190.2
CSP | 0 | 0 | 0 | 0 | 0 | 0
CT | 0 | 0.06 | 0.18 | 0 | 0 | 0
Coal | 16.51 | 14.74 | 11.92 | 0.64 | 20.39 | 61.1
Geo | 0 | 0 | 0 | 0 | 0 | 0
H | 0 | 0 | 0 | 0 | 0 | 0
LFG | 0 | 0 | 0 | 0 | 0 | 0
Nuc | 0 | 0 | 0 | 0 | 0 | 0
PS | 0 | 0 | 0 | 0 | 0 | 0
PV | 0 | 0 | 0 | 0 | 0 | 0
PeakG | 0.6 | 5.53 | 17.61 | 76.55 | 39.15 | 53.61
PeakO | 0 | 0 | 0 | 0 | 0 | 0
ST | 0 | 0 | 0 | 0 | 0 | 0
STOG | 4.28 | 10.75 | 0 | 0 | 0 | 0
STWD | 0 | 0 | 0 | 0 | 0 | 0
WT | 0 | 0 | 0 | 0 | 0 | 0
IGCC | 0 | 0 | 0 | 0 | 0 | 0
DemandResponse | 0 | 0 | 0 | 0 | 0 | 0
IGCC-CCS | 0 | 0 | 0 | 0 | 0 | 0
WT_off | 0 | 0 | 0 | 0 | 0 | 0
PseudoUnit | 0 | 0 | 0 | 0 | 0 | 0
FixedInterchange | 0 | 0 | 0 | 0 | 0 | 0
Emission Cost by Reporting Type: PJM_ROM
ReportingType | 2015 | 2020 | 2025 | 2030 | 2035 | 2040
BM | 0 | 0 | 0 | 0 | 0 | 0
CC | 205.85 | 326.66 | 617.08 | 1186.15 | 1503.3 | 405.58
CSP | 0 | 0 | 0 | 0 | 0 | 0
CT | 0 | 0.04 | 0.11 | 0.49 | 0 | 0
Coal | 286.25 | 88.53 | 15.14 | 12.45 | 43.4 | 61.61
Geo | 0 | 0 | 0 | 0 | 0 | 0
H | 0 | 0 | 0 | 0 | 0 | 0
LFG | 0 | 0 | 0 | 0 | 0 | 0
Nuc | 0 | 0 | 0 | 0 | 0 | 0
PS | 0 | 0 | 0 | 0 | 0 | 0
PV | 0 | 0 | 0 | 0 | 0 | 0
PeakG | 0 | 0.32 | 1.98 | 25.81 | 26.08 | 34.11
PeakO | 0 | 0 | 0 | 0 | 0 | 0
ST | 0 | 0 | 0 | 0 | 0 | 0
STOG | 10.4 | 23.87 | 4.02 | 0 | 0 | 0
STWD | 0 | 0 | 0 | 0 | 0 | 0
WT | 0 | 0 | 0 | 0 | 0 | 0
IGCC | 0 | 0 | 0 | 0 | 0 | 0
DemandResponse | 0 | 0 | 0 | 0 | 0 | 0
IGCC-CCS | 0 | 0 | 0 | 0 | 0 | 0
WT_off | 0 | 0 | 0 | 0 | 0 | 0
PseudoUnit | 0 | 0 | 0 | 0 | 0 | 0
FixedInterchange | 0 | 0 | 0 | 0 | 0 | 0
Emission Cost by Reporting Type: PJM_ROR
ReportingType | 2015 | 2020 | 2025 | 2030 | 2035 | 2040
BM | 0 | 0 | 0 | 0 | 0 | 0
CC | 1582.36 | 2834.7 | 4925.24 | 9936.12 | 14736.84 | 1522.99
CSP | 0 | 0 | 0 | 0 | 0 | 0
CT | 0.05 | 0.06 | 0.2 | 0.89 | 0 | 0
Coal | 4626.37 | 3545.67 | 718.63 | 331.68 | 945.59 | 1349.86
Geo | 0 | 0 | 0 | 0 | 0 | 0
H | 0 | 0 | 0 | 0 | 0 | 0
LFG | 0 | 0 | 0 | 0 | 0 | 0
Nuc | 0 | 0 | 0 | 0 | 0 | 0
PS | 0 | 0 | 0 | 0 | 0 | 0
PV | 0 | 0 | 0 | 0 | 0 | 0
PeakG | 13.51 | 23.43 | 66.5 | 138.87 | 164.81 | 84.47
PeakO | 0 | 0 | 0 | 0 | 0 | 0
ST | 0 | 0 | 0 | 0 | 0 | 0
STOG | 6.08 | 16.86 | 16.52 | 0 | 0 | 0
STWD | 0 | 0 | 0 | 0 | 0 | 0
WT | 0 | 0 | 0 | 0 | 0 | 0
IGCC | 0 | 0 | 0 | 0 | 0 | 0
DemandResponse | 0 | 0 | 0 | 0 | 0 | 0
IGCC-CCS | 0 | 0 | 0 | 0 | 0 | 0
WT_off | 0 | 0 | 0 | 0 | 0 | 0
PseudoUnit | 0 | 0 | 0 | 0 | 0 | 0
FixedInterchange | 0 | 0 | 0 | 0 | 0 | 0
Emission Cost by Reporting Type: SOCO
ReportingType | 2015 | 2020 | 2025 | 2030 | 2035 | 2040
BM | 0 | 0 | 0 | 0 | 0 | 0
CC | 1480.79 | 2416.27 | 4073.81 | 7966.3 | 4442.04 | 1165.47
CSP | 0 | 0 | 0 | 0 | 0 | 0
CT | 0 | 0 | 0 | 0 | 0 | 0
Coal | 866.26 | 365.58 | 37.36 | 124.4 | 230.41 | 328.92
Geo | 0 | 0 | 0 | 0 | 0 | 0
H | 0 | 0 | 0 | 0 | 0 | 0
LFG | 0 | 0 | 0 | 0 | 0 | 0
Nuc | 0 | 0 | 0 | 0 | 0 | 0
PS | 0 | 0 | 0 | 0 | 0 | 0
PV | 0 | 0 | 0 | 0 | 0 | 0
PeakG | 11.11 | 21.95 | 53.86 | 155.59 | 4.32 | 10.41
PeakO | 0 | 0 | 0 | 0 | 0 | 0
ST | 0 | 0 | 0 | 0 | 0 | 0
STOG | 0 | 0 | 0 | 0 | 0 | 0
STWD | 0 | 0 | 0 | 0 | 0 | 0
WT | 0 | 0 | 0 | 0 | 0 | 0
IGCC | 0 | 0 | 0 | 0 | 0 | 0
DemandResponse | 0 | 0 | 0 | 0 | 0 | 0
IGCC-CCS | 0 | 0 | 0 | 0 | 0 | 0
WT_off | 0 | 0 | 0 | 0 | 0 | 0
PseudoUnit | 0 | 0 | 0 | 0 | 0 | 0
FixedInterchange | 0 | 0 | 0 | 0 | 0 | 0
Emission Cost by Reporting Type: SPP_N
ReportingType | 2015 | 2020 | 2025 | 2030 | 2035 | 2040
BM | 0 | 0 | 0 | 0 | 0 | 0
CC | 127.7 | 420.18 | 585.08 | 1248.38 | 733.6 | 734.78
CSP | 0 | 0 | 0 | 0 | 0 | 0
CT | 0 | 0 | 0 | 0 | 0 | 0
Coal | 1532.43 | 720.86 | 115.97 | 44.46 | 194.02 | 276.97
Geo | 0 | 0 | 0 | 0 | 0 | 0
H | 0 | 0 | 0 | 0 | 0 | 0
LFG | 0 | 0 | 0 | 0 | 0 | 0
Nuc | 0 | 0 | 0 | 0 | 0 | 0
PS | 0 | 0 | 0 | 0 | 0 | 0
PV | 0 | 0 | 0 | 0 | 0 | 0
PeakG | 0.32 | 0 | 0 | 1.2 | 0 | 0
PeakO | 0 | 0 | 0 | 0 | 0 | 0
ST | 0 | 0 | 0 | 0 | 0 | 0
STOG | 2.81 | 0.05 | 2.69 | 28.57 | 0 | 0
STWD | 0 | 0 | 0 | 0 | 0 | 0
WT | 0 | 0 | 0 | 0 | 0 | 0
IGCC | 0 | 0 | 0 | 0 | 0 | 0
DemandResponse | 0 | 0 | 0 | 0 | 0 | 0
IGCC-CCS | 0 | 0 | 0 | 0 | 0 | 0
WT_off | 0 | 0 | 0 | 0 | 0 | 0
PseudoUnit | 0 | 0 | 0 | 0 | 0 | 0
FixedInterchange | 0 | 0 | 0 | 0 | 0 | 0
Emission Cost by Reporting Type: SPP_S
ReportingType | 2015 | 2020 | 2025 | 2030 | 2035 | 2040
BM | 0 | 0 | 0 | 0 | 0 | 0
CC | 428.31 | 571.36 | 1073.77 | 2692.4 | 2068.18 | 2195.93
CSP | 0 | 0 | 0 | 0 | 0 | 0
CT | 0.21 | 0 | 0 | 0 | 0 | 6.12
Coal | 2113.5 | 309.27 | 38.66 | 0 | 0 | 0
Geo | 0 | 0 | 0 | 0 | 0 | 0
H | 0 | 0 | 0 | 0 | 0 | 0
LFG | 0 | 0 | 0 | 0 | 0 | 0
Nuc | 0 | 0 | 0 | 0 | 0 | 0
PS | 0 | 0 | 0 | 0 | 0 | 0
PV | 0 | 0 | 0 | 0 | 0 | 0
PeakG | 0 | 0 | 0 | 0 | 0 | 0
PeakO | 0 | 0 | 0 | 0 | 0 | 0
ST | 0 | 0 | 0 | 0 | 0 | 0
STOG | 31.95 | 14.38 | 41.6 | 109.04 | 29.96 | 8.69
STWD | 0 | 0 | 0 | 0 | 0 | 0
WT | 0 | 0 | 0 | 0 | 0 | 0
IGCC | 0 | 0 | 0 | 0 | 0 | 0
DemandResponse | 0 | 0 | 0 | 0 | 0 | 0
IGCC-CCS | 0 | 0 | 0 | 0 | 0 | 0
WT_off | 0 | 0 | 0 | 0 | 0 | 0
PseudoUnit | 0 | 0 | 0 | 0 | 0 | 0
FixedInterchange | 0 | 0 | 0 | 0 | 0 | 0
Emission Cost by Reporting Type: TVA
ReportingType | 2015 | 2020 | 2025 | 2030 | 2035 | 2040
BM | 0 | 0 | 0 | 0 | 0 | 0
CC | 464.49 | 972.41 | 1753.65 | 3726.13 | 3244.06 | 422.78
CSP | 0 | 0 | 0 | 0 | 0 | 0
CT | 0 | 0 | 0 | 0 | 0 | 0
Coal | 870.47 | 491.21 | 24.28 | 0 | 0 | 0
Geo | 0 | 0 | 0 | 0 | 0 | 0
H | 0 | 0 | 0 | 0 | 0 | 0
LFG | 0 | 0 | 0 | 0 | 0 | 0
Nuc | 0 | 0 | 0 | 0 | 0 | 0
PS | 0 | 0 | 0 | 0 | 0 | 0
PV | 0 | 0 | 0 | 0 | 0 | 0
PeakG | 0 | 0 | 0 | 0 | 0 | 0
PeakO | 0 | 0 | 0 | 0 | 0 | 0
ST | 0 | 0 | 0 | 0 | 0 | 0
STOG | 0 | 0 | 0 | 0 | 0 | 0
STWD | 0 | 0 | 0 | 0 | 0 | 0
WT | 0 | 0 | 0 | 0 | 0 | 0
IGCC | 0 | 0 | 0 | 0 | 0 | 0
DemandResponse | 0 | 0 | 0 | 0 | 0 | 0
IGCC-CCS | 0 | 0 | 0 | 0 | 0 | 0
WT_off | 0 | 0 | 0 | 0 | 0 | 0
PseudoUnit | 0 | 0 | 0 | 0 | 0 | 0
FixedInterchange | 0 | 0 | 0 | 0 | 0 | 0
Emission Cost by Reporting Type: TVA_Transmission
ReportingType | 2015 | 2020 | 2025 | 2030 | 2035 | 2040
BM | 0 | 0 | 0 | 0 | 0 | 0
CC | 0 | 0 | 0 | 0 | 0 | 0
CSP | 0 | 0 | 0 | 0 | 0 | 0
CT | 0 | 0 | 0 | 0 | 0 | 0
Coal | 0 | 0 | 0 | 0 | 0 | 0
Geo | 0 | 0 | 0 | 0 | 0 | 0
H | 0 | 0 | 0 | 0 | 0 | 0
LFG | 0 | 0 | 0 | 0 | 0 | 0
Nuc | 0 | 0 | 0 | 0 | 0 | 0
PS | 0 | 0 | 0 | 0 | 0 | 0
PV | 0 | 0 | 0 | 0 | 0 | 0
PeakG | 0 | 0 | 0 | 0 | 0 | 0
PeakO | 0 | 0 | 0 | 0 | 0 | 0
ST | 0 | 0 | 0 | 0 | 0 | 0
STOG | 0 | 0 | 0 | 0 | 0 | 0
STWD | 0 | 0 | 0 | 0 | 0 | 0
WT | 0 | 0 | 0 | 0 | 0 | 0
IGCC | 0 | 0 | 0 | 0 | 0 | 0
DemandResponse | 0 | 0 | 0 | 0 | 0 | 0
IGCC-CCS | 0 | 0 | 0 | 0 | 0 | 0
WT_off | 0 | 0 | 0 | 0 | 0 | 0
PseudoUnit | 0 | 0 | 0 | 0 | 0 | 0
FixedInterchange | 0 | 0 | 0 | 0 | 0 | 0
Emission Cost by Reporting Type: VACAR
ReportingType | 2015 | 2020 | 2025 | 2030 | 2035 | 2040
BM | 0 | 0 | 0 | 0 | 0 | 0
CC | 1217.93 | 1680.52 | 2856.07 | 6487.16 | 4115.34 | 1336.8
CSP | 0 | 0 | 0 | 0 | 0 | 0
CT | 1.13 | 1.61 | 5.02 | 21.9 | 3.46 | 0
Coal | 418.4 | 258.39 | 103.45 | 71.16 | 125.38 | 185.45
Geo | 0 | 0 | 0 | 0 | 0 | 0
H | 0 | 0 | 0 | 0 | 0 | 0
LFG | 0 | 0 | 0 | 0 | 0 | 0
Nuc | 0 | 0 | 0 | 0 | 0 | 0
PS | 0 | 0 | 0 | 0 | 0 | 0
PV | 0 | 0 | 0 | 0 | 0 | 0
PeakG | 1.63 | 5.15 | 15.14 | 48.71 | 11.15 | 28.93
PeakO | 0 | 0 | 0 | 0 | 0 | 0
ST | 0 | 0 | 0 | 0 | 0 | 0
STOG | 0 | 0 | 0 | 0 | 0 | 0
STWD | 0 | 0 | 0 | 0 | 0 | 0
WT | 0 | 0 | 0 | 0 | 0 | 0
IGCC | 0 | 0 | 0 | 0 | 0 | 0
DemandResponse | 0 | 0 | 0 | 0 | 0 | 0
IGCC-CCS | 0 | 0 | 0 | 0 | 0 | 0
WT_off | 0 | 0 | 0 | 0 | 0 | 0
PseudoUnit | 0 | 0 | 0 | 0 | 0 | 0
FixedInterchange | 0 | 0 | 0 | 0 | 0 | 0
Emission Cost by Reporting Type: IESO
ReportingType | 2015 | 2020 | 2025 | 2030 | 2035 | 2040
BM | 0 | 0 | 0 | 0 | 0 | 0
CC | 53.8 | 6.8 | 2.06 | 5.02 | 3.51 | 11.94
CSP | 0 | 0 | 0 | 0 | 0 | 0
CT | 0 | 0.07 | 0 | 0 | 0 | 0
Coal | 0 | 0 | 0 | 0 | 0 | 0
Geo | 0 | 0 | 0 | 0 | 0 | 0
H | 0 | 0 | 0 | 0 | 0 | 0
LFG | 0 | 0 | 0 | 0 | 0 | 0
Nuc | 0 | 0 | 0 | 0 | 0 | 0
PS | 0 | 0 | 0 | 0 | 0 | 0
PV | 0 | 0 | 0 | 0 | 0 | 0
PeakG | 0 | 0 | 0 | 0 | 0 | 0
PeakO | 0 | 0 | 0 | 0 | 0 | 0
ST | 0 | 0 | 0 | 0 | 0 | 0
STOG | 0 | 0 | 0 | 0 | 0 | 0
STWD | 0 | 0 | 0 | 0 | 0 | 0
WT | 0 | 0 | 0 | 0 | 0 | 0
IGCC | 0 | 0 | 0 | 0 | 0 | 0
DemandResponse | 0 | 0 | 0 | 0 | 0 | 0
IGCC-CCS | 0 | 0 | 0 | 0 | 0 | 0
WT_off | 0 | 0 | 0 | 0 | 0 | 0
PseudoUnit | 0 | 0 | 0 | 0 | 0 | 0
FixedInterchange | 0 | 0 | 0 | 0 | 0 | 0
Emission Cost by Reporting Type: MAPP_CA
ReportingType | 2015 | 2020 | 2025 | 2030 | 2035 | 2040
BM | 0 | 0 | 0 | 0 | 0 | 0
CC | 78.84 | 111.95 | 15.67 | 0 | 0 | 0
CSP | 0 | 0 | 0 | 0 | 0 | 0
CT | 0 | 0 | 0 | 0 | 0 | 0
Coal | 6.96 | 1.57 | 0 | 0 | 0 | 0
Geo | 0 | 0 | 0 | 0 | 0 | 0
H | 0 | 0 | 0 | 0 | 0 | 0
LFG | 0 | 0 | 0 | 0 | 0 | 0
Nuc | 0 | 0 | 0 | 0 | 0 | 0
PS | 0 | 0 | 0 | 0 | 0 | 0
PV | 0 | 0 | 0 | 0 | 0 | 0
PeakG | 1.06 | 2.46 | 0 | 0 | 0 | 0
PeakO | 0 | 0 | 0 | 0 | 0 | 0
ST | 0 | 0 | 0 | 0 | 0 | 0
STOG | 0.23 | 0.04 | 0 | 0 | 0 | 0
STWD | 0 | 0 | 0 | 0 | 0 | 0
WT | 0 | 0 | 0 | 0 | 0 | 0
IGCC | 0 | 0 | 0 | 0 | 0 | 0
DemandResponse | 0 | 0 | 0 | 0 | 0 | 0
IGCC-CCS | 0 | 0 | 0 | 0 | 0 | 0
WT_off | 0 | 0 | 0 | 0 | 0 | 0
PseudoUnit | 0 | 0 | 0 | 0 | 0 | 0
FixedInterchange | 0 | 0 | 0 | 0 | 0 | 0
Emission Cost by Reporting Type: AZ_NM_SNV_Coal
ReportingType | 2015 | 2020 | 2025 | 2030 | 2035 | 2040
BM | 0 | 0 | 0 | 0 | 0 | 0
CC | 0 | 0 | 0 | 0 | 0 | 0
CSP | 0 | 0 | 0 | 0 | 0 | 0
CT | 0 | 0 | 0 | 0 | 0 | 0
Coal | 1276.3 | 1480.61 | 383.86 | 5.41 | 97.74 | 100.73
Geo | 0 | 0 | 0 | 0 | 0 | 0
H | 0 | 0 | 0 | 0 | 0 | 0
LFG | 0 | 0 | 0 | 0 | 0 | 0
Nuc | 0 | 0 | 0 | 0 | 0 | 0
PS | 0 | 0 | 0 | 0 | 0 | 0
PV | 0 | 0 | 0 | 0 | 0 | 0
PeakG | 0 | 0 | 0 | 0 | 0 | 0
PeakO | 0 | 0 | 0 | 0 | 0 | 0
ST | 0 | 0 | 0 | 0 | 0 | 0
STOG | 0 | 0 | 0 | 0 | 0 | 0
STWD | 0 | 0 | 0 | 0 | 0 | 0
WT | 0 | 0 | 0 | 0 | 0 | 0
IGCC | 0 | 0 | 0 | 0 | 0 | 0
DemandResponse | 0 | 0 | 0 | 0 | 0 | 0
IGCC-CCS | 0 | 0 | 0 | 0 | 0 | 0
WT_off | 0 | 0 | 0 | 0 | 0 | 0
PseudoUnit | 0 | 0 | 0 | 0 | 0 | 0
FixedInterchange | 0 | 0 | 0 | 0 | 0 | 0
Emission Cost by Reporting Type: AZ_NM_SNV_Gas
ReportingType | 2015 | 2020 | 2025 | 2030 | 2035 | 2040
BM | 0 | 0 | 0 | 0 | 0 | 0
CC | 664.07 | 820.72 | 1939.31 | 3595.89 | 1200.43 | 1282.35
CSP | 0 | 0 | 0 | 0 | 0 | 0
CT | 0 | 0 | 0 | 0.55 | 0 | 0
Coal | 0 | 0 | 0 | 0 | 0 | 0
Geo | 0 | 0 | 0 | 0 | 0 | 0
H | 0 | 0 | 0 | 0 | 0 | 0
LFG | 0 | 0 | 0 | 0 | 0 | 0
Nuc | 0 | 0 | 0 | 0 | 0 | 0
PS | 0 | 0 | 0 | 0 | 0 | 0
PV | 0 | 0 | 0 | 0 | 0 | 0
PeakG | 0 | 0 | 0 | 0 | 0 | 0
PeakO | 0 | 0 | 0 | 0 | 0 | 0
ST | 0 | 0 | 0 | 0 | 0 | 0
STOG | 0 | 0 | 0 | 0 | 0 | 0
STWD | 0 | 0 | 0 | 0 | 0 | 0
WT | 0 | 0 | 0 | 0 | 0 | 0
IGCC | 0 | 0 | 0 | 0 | 0 | 0
DemandResponse | 0 | 0 | 0 | 0 | 0 | 0
IGCC-CCS | 0 | 0 | 0 | 0 | 0 | 0
WT_off | 0 | 0 | 0 | 0 | 0 | 0
PseudoUnit | 0 | 0 | 0 | 0 | 0 | 0
FixedInterchange | 0 | 0 | 0 | 0 | 0 | 0
Emission Cost by Reporting Type: AZ_NM_SNV_NucRenew
ReportingType | 2015 | 2020 | 2025 | 2030 | 2035 | 2040
BM | 0 | 0 | 0 | 0 | 0 | 0
CC | 0 | 0 | 0 | 0 | 0 | 0
CSP | 0 | 0 | 0 | 0 | 0 | 0
CT | 0 | 0 | 0 | 0 | 0 | 0
Coal | 0 | 0 | 0 | 0 | 0 | 0
Geo | 0 | 0 | 0 | 0 | 0 | 0
H | 0 | 0 | 0 | 0 | 0 | 0
LFG | 0 | 0 | 0 | 0 | 0 | 0
Nuc | 0 | 0 | 0 | 0 | 0 | 0
PS | 0 | 0 | 0 | 0 | 0 | 0
PV | 0 | 0 | 0 | 0 | 0 | 0
PeakG | 0 | 0 | 0 | 0 | 0 | 0
PeakO | 0 | 0 | 0 | 0 | 0 | 0
ST | 0 | 0 | 0 | 0 | 0 | 0
STOG | 0 | 0 | 0 | 0 | 0 | 0
STWD | 0 | 0 | 0 | 0 | 0 | 0
WT | 0 | 0 | 0 | 0 | 0 | 0
IGCC | 0 | 0 | 0 | 0 | 0 | 0
DemandResponse | 0 | 0 | 0 | 0 | 0 | 0
IGCC-CCS | 0 | 0 | 0 | 0 | 0 | 0
WT_off | 0 | 0 | 0 | 0 | 0 | 0
PseudoUnit | 0 | 0 | 0 | 0 | 0 | 0
FixedInterchange | 0 | 0 | 0 | 0 | 0 | 0
Emission Cost by Reporting Type: ERCOT
ReportingType | 2015 | 2020 | 2025 | 2030 | 2035 | 2040
BM | 0 | 0 | 0 | 0 | 0 | 0
CC | 2049.9 | 3151.51 | 4440.2 | 9566.53 | 7196.81 | 6428.72
CSP | 0 | 0 | 0 | 0 | 0 | 0
CT | 0 | 0.05 | 0.05 | 0.65 | 0 | 0
Coal | 1095.79 | 989.09 | 69.86 | 93.5 | 198.86 | 283.88
Geo | 0 | 0 | 0 | 0 | 0 | 0
H | 0 | 0 | 0 | 0 | 0 | 0
LFG | 0 | 0 | 0 | 0 | 0 | 0
Nuc | 0 | 0 | 0 | 0 | 0 | 0
PS | 0 | 0 | 0 | 0 | 0 | 0
PV | 0 | 0 | 0 | 0 | 0 | 0
PeakG | 0 | 0.15 | 0 | 3.71 | 5.44 | 8.95
PeakO | 0 | 0 | 0 | 0 | 0 | 0
ST | 0 | 0 | 0 | 0 | 0 | 0
STOG | 30.54 | 70.79 | 34.09 | 118.16 | 0 | 0
STWD | 0 | 0 | 0 | 0 | 0 | 0
WT | 0 | 0 | 0 | 0 | 0 | 0
IGCC | 0 | 0 | 0 | 0 | 0 | 0
DemandResponse | 0 | 0 | 0 | 0 | 0 | 0
IGCC-CCS | 0 | 0 | 0 | 0 | 0 | 0
WT_off | 0 | 0 | 0 | 0 | 0 | 0
PseudoUnit | 0 | 0 | 0 | 0 | 0 | 0
FixedInterchange | 0 | 0 | 0 | 0 | 0 | 0
Emission Cost by Reporting Type: NP15
ReportingType | 2015 | 2020 | 2025 | 2030 | 2035 | 2040
BM | 0 | 0 | 0 | 0 | 0 | 0
CC | 602.18 | 881.03 | 1434.76 | 2695.7 | 2209.29 | 1255.39
CSP | 0 | 0 | 0 | 0 | 0 | 0
CT | 0 | 0 | 0 | 0 | 0 | 0
Coal | 42.12 | 0 | 0 | 0 | 0 | 0
Geo | 0 | 0 | 0 | 0 | 0 | 0
H | 0 | 0 | 0 | 0 | 0 | 0
LFG | 0 | 0 | 0 | 0 | 0 | 0
Nuc | 0 | 0 | 0 | 0 | 0 | 0
PS | 0 | 0 | 0 | 0 | 0 | 0
PV | 0 | 0 | 0 | 0 | 0 | 0
PeakG | 0 | 0 | 0 | 0 | 0 | 0
PeakO | 0 | 0 | 0 | 0 | 0 | 0
ST | 0 | 0 | 0 | 0 | 0 | 0
STOG | 1.14 | 0.67 | 2.22 | 0.55 | 1.2 | 0
STWD | 0 | 0 | 0 | 0 | 0 | 0
WT | 0 | 0 | 0 | 0 | 0 | 0
IGCC | 0 | 0 | 0 | 0 | 0 | 0
DemandResponse | 0 | 0 | 0 | 0 | 0 | 0
IGCC-CCS | 0 | 0 | 0 | 0 | 0 | 0
WT_off | 0 | 0 | 0 | 0 | 0 | 0
PseudoUnit | 0 | 0 | 0 | 0 | 0 | 0
FixedInterchange | 0 | 0 | 0 | 0 | 0 | 0
Emission Cost by Reporting Type: NWPP_Coal
ReportingType | 2015 | 2020 | 2025 | 2030 | 2035 | 2040
BM | 0 | 0 | 0 | 0 | 0 | 0
CC | 0 | 0 | 0 | 0 | 0 | 0
CSP | 0 | 0 | 0 | 0 | 0 | 0
CT | 0 | 0 | 0 | 0 | 0 | 0
Coal | 1335.96 | 1424.45 | 9.82 | 22.01 | 40.76 | 58.18
Geo | 0 | 0 | 0 | 0 | 0 | 0
H | 0 | 0 | 0 | 0 | 0 | 0
LFG | 0 | 0 | 0 | 0 | 0 | 0
Nuc | 0 | 0 | 0 | 0 | 0 | 0
PS | 0 | 0 | 0 | 0 | 0 | 0
PV | 0 | 0 | 0 | 0 | 0 | 0
PeakG | 0 | 0 | 0 | 0 | 0 | 0
PeakO | 0 | 0 | 0 | 0 | 0 | 0
ST | 0 | 0 | 0 | 0 | 0 | 0
STOG | 0 | 0 | 0 | 0 | 0 | 0
STWD | 0 | 0 | 0 | 0 | 0 | 0
WT | 0 | 0 | 0 | 0 | 0 | 0
IGCC | 0 | 0 | 0 | 0 | 0 | 0
DemandResponse | 0 | 0 | 0 | 0 | 0 | 0
IGCC-CCS | 0 | 0 | 0 | 0 | 0 | 0
WT_off | 0 | 0 | 0 | 0 | 0 | 0
PseudoUnit | 0 | 0 | 0 | 0 | 0 | 0
FixedInterchange | 0 | 0 | 0 | 0 | 0 | 0
Emission Cost by Reporting Type: NWPP_Gas
ReportingType | 2015 | 2020 | 2025 | 2030 | 2035 | 2040
BM | 0 | 0 | 0 | 0 | 0 | 0
CC | 513.35 | 891.3 | 1459.6 | 2328.71 | 585.02 | 711.33
CSP | 0 | 0 | 0 | 0 | 0 | 0
CT | 0 | 0 | 0 | 0 | 0 | 0
Coal | 0 | 0 | 0 | 0 | 0 | 0
Geo | 0 | 0 | 0 | 0 | 0 | 0
H | 0 | 0 | 0 | 0 | 0 | 0
LFG | 0 | 0 | 0 | 0 | 0 | 0
Nuc | 0 | 0 | 0 | 0 | 0 | 0
PS | 0 | 0 | 0 | 0 | 0 | 0
PV | 0 | 0 | 0 | 0 | 0 | 0
PeakG | 0 | 0 | 0 | 0 | 0 | 0
PeakO | 0 | 0 | 0 | 0 | 0 | 0
ST | 0 | 0 | 0 | 0 | 0 | 0
STOG | 0 | 0 | 0 | 0 | 0 | 0
STWD | 0 | 0 | 0 | 0 | 0 | 0
WT | 0 | 0 | 0 | 0 | 0 | 0
IGCC | 0 | 0 | 0 | 0 | 0 | 0
DemandResponse | 0 | 0 | 0 | 0 | 0 | 0
IGCC-CCS | 0 | 0 | 0 | 0 | 0 | 0
WT_off | 0 | 0 | 0 | 0 | 0 | 0
PseudoUnit | 0 | 0 | 0 | 0 | 0 | 0
FixedInterchange | 0 | 0 | 0 | 0 | 0 | 0
Emission Cost by Reporting Type: NWPP_NucRenew
ReportingType | 2015 | 2020 | 2025 | 2030 | 2035 | 2040
BM | 0 | 0 | 0 | 0 | 0 | 0
CC | 0 | 0 | 0 | 0 | 0 | 0
CSP | 0 | 0 | 0 | 0 | 0 | 0
CT | 0 | 0 | 0 | 0 | 0 | 0
Coal | 0 | 0 | 0 | 0 | 0 | 0
Geo | 0 | 0 | 0 | 0 | 0 | 0
H | 0 | 0 | 0 | 0 | 0 | 0
LFG | 0 | 0 | 0 | 0 | 0 | 0
Nuc | 0 | 0 | 0 | 0 | 0 | 0
PS | 0 | 0 | 0 | 0 | 0 | 0
PV | 0 | 0 | 0 | 0 | 0 | 0
PeakG | 0 | 0 | 0 | 0 | 0 | 0
PeakO | 0 | 0 | 0 | 0 | 0 | 0
ST | 0 | 0 | 0 | 0 | 0 | 0
STOG | 0 | 0 | 0 | 0 | 0 | 0
STWD | 0 | 0 | 0 | 0 | 0 | 0
WT | 0 | 0 | 0 | 0 | 0 | 0
IGCC | 0 | 0 | 0 | 0 | 0 | 0
DemandResponse | 0 | 0 | 0 | 0 | 0 | 0
IGCC-CCS | 0 | 0 | 0 | 0 | 0 | 0
WT_off | 0 | 0 | 0 | 0 | 0 | 0
PseudoUnit | 0 | 0 | 0 | 0 | 0 | 0
FixedInterchange | 0 | 0 | 0 | 0 | 0 | 0
Emission Cost by Reporting Type: RMPA
ReportingType | 2015 | 2020 | 2025 | 2030 | 2035 | 2040
BM | 0 | 0 | 0 | 0 | 0 | 0
CC | 114.32 | 196.1 | 474.72 | 796.31 | 553.57 | 543.17
CSP | 0 | 0 | 0 | 0 | 0 | 0
CT | 0 | 0 | 0 | 0 | 0 | 0
Coal | 1336.07 | 1345.19 | 201.96 | 62.14 | 113.57 | 152.03
Geo | 0 | 0 | 0 | 0 | 0 | 0
H | 0 | 0 | 0 | 0 | 0 | 0
LFG | 0 | 0 | 0 | 0 | 0 | 0
Nuc | 0 | 0 | 0 | 0 | 0 | 0
PS | 0 | 0 | 0 | 0 | 0 | 0
PV | 0 | 0 | 0 | 0 | 0 | 0
PeakG | 0 | 0 | 0.22 | 0.62 | 0.75 | 0.45
PeakO | 0 | 0 | 0 | 0 | 0 | 0
ST | 0 | 0 | 0 | 0 | 0 | 0
STOG | 0 | 0 | 0 | 0 | 0 | 0
STWD | 0 | 0 | 0 | 0 | 0 | 0
WT | 0 | 0 | 0 | 0 | 0 | 0
IGCC | 0 | 0 | 0 | 0 | 0 | 0
DemandResponse | 0 | 0 | 0 | 0 | 0 | 0
IGCC-CCS | 0 | 0 | 0 | 0 | 0 | 0
WT_off | 0 | 0 | 0 | 0 | 0 | 0
PseudoUnit | 0 | 0 | 0 | 0 | 0 | 0
FixedInterchange | 0 | 0 | 0 | 0 | 0 | 0
Emission Cost by Reporting Type: SP15
ReportingType | 2015 | 2020 | 2025 | 2030 | 2035 | 2040
BM | 0 | 0 | 0 | 0 | 0 | 0
CC | 828.35 | 1062.43 | 1742.54 | 3425.62 | 2821.73 | 2078.59
CSP | 0 | 0 | 0 | 0 | 0 | 0
CT | 0 | 0 | 0 | 0 | 0 | 0
Coal | 39.99 | 30.93 | 0 | 0 | 0 | 0
Geo | 0 | 0 | 0 | 0 | 0 | 0
H | 0 | 0 | 0 | 0 | 0 | 0
LFG | 0 | 0 | 0 | 0 | 0 | 0
Nuc | 0 | 0 | 0 | 0 | 0 | 0
PS | 0 | 0 | 0 | 0 | 0 | 0
PV | 0 | 0 | 0 | 0 | 0 | 0
PeakG | 0 | 0 | 0 | 0 | 0 | 0
PeakO | 0 | 0 | 0 | 0 | 0 | 0
ST | 0 | 0 | 0 | 0 | 0 | 0
STOG | 7.04 | 4.95 | 12.48 | 27.52 | 22.58 | 61.92
STWD | 0 | 0 | 0 | 0 | 0 | 0
WT | 0 | 0 | 0 | 0 | 0 | 0
IGCC | 0 | 0 | 0 | 0 | 0 | 0
DemandResponse | 0 | 0 | 0 | 0 | 0 | 0
IGCC-CCS | 0 | 0 | 0 | 0 | 0 | 0
WT_off | 0 | 0 | 0 | 0 | 0 | 0
PseudoUnit | 0 | 0 | 0 | 0 | 0 | 0
FixedInterchange | 0 | 0 | 0 | 0 | 0 | 0
Emission Cost by Reporting Type: ALB
ReportingType | 2015 | 2020 | 2025 | 2030 | 2035 | 2040
BM | 0 | 0 | 0 | 0 | 0 | 0
CC | 174.11 | 263.39 | 441.88 | 96.71 | 0.18 | 1.13
CSP | 0 | 0 | 0 | 0 | 0 | 0
CT | 0 | 0 | 0 | 0 | 0 | 0
Coal | 1216.87 | 1727.96 | 2761.93 | 0 | 0 | 0
Geo | 0 | 0 | 0 | 0 | 0 | 0
H | 0 | 0 | 0 | 0 | 0 | 0
LFG | 0 | 0 | 0 | 0 | 0 | 0
Nuc | 0 | 0 | 0 | 0 | 0 | 0
PS | 0 | 0 | 0 | 0 | 0 | 0
PV | 0 | 0 | 0 | 0 | 0 | 0
PeakG | 0 | 0 | 0 | 0 | 0 | 0
PeakO | 0 | 0 | 0 | 0 | 0 | 0
ST | 0 | 0 | 0 | 0 | 0 | 0
STOG | 0 | 0 | 0 | 0 | 0 | 0
STWD | 0 | 0 | 0 | 0 | 0 | 0
WT | 0 | 0 | 0 | 0 | 0 | 0
IGCC | 0 | 0 | 0 | 0 | 0 | 0
DemandResponse | 0 | 0 | 0 | 0 | 0 | 0
IGCC-CCS | 0 | 0 | 0 | 0 | 0 | 0
WT_off | 0 | 0 | 0 | 0 | 0 | 0
PseudoUnit | 0 | 0 | 0 | 0 | 0 | 0
FixedInterchange | 0 | 0 | 0 | 0 | 0 | 0
Emission Cost by Reporting Type: BC
ReportingType | 2015 | 2020 | 2025 | 2030 | 2035 | 2040
BM | 0 | 0 | 0 | 0 | 0 | 0
CC | 47.65 | 67.67 | 110.82 | 173.36 | 0 | 0
CSP | 0 | 0 | 0 | 0 | 0 | 0
CT | 0 | 0 | 0 | 0 | 0 | 0
Coal | 0 | 0 | 0 | 0 | 0 | 0
Geo | 0 | 0 | 0 | 0 | 0 | 0
H | 0 | 0 | 0 | 0 | 0 | 0
LFG | 0 | 0 | 0 | 0 | 0 | 0
Nuc | 0 | 0 | 0 | 0 | 0 | 0
PS | 0 | 0 | 0 | 0 | 0 | 0
PV | 0 | 0 | 0 | 0 | 0 | 0
PeakG | 0 | 0 | 0 | 0 | 0 | 0
PeakO | 0 | 0 | 0 | 0 | 0 | 0
ST | 0 | 0 | 0 | 0 | 0 | 0
STOG | 0 | 0 | 0 | 0 | 0 | 0
STWD | 0 | 0 | 0 | 0 | 0 | 0
WT | 0 | 0 | 0 | 0 | 0 | 0
IGCC | 0 | 0 | 0 | 0 | 0 | 0
DemandResponse | 0 | 0 | 0 | 0 | 0 | 0
IGCC-CCS | 0 | 0 | 0 | 0 | 0 | 0
WT_off | 0 | 0 | 0 | 0 | 0 | 0
PseudoUnit | 0 | 0 | 0 | 0 | 0 | 0
FixedInterchange | 0 | 0 | 0 | 0 | 0 | 0
Emission Cost by Reporting Type: HQ_IESO
ReportingType | 2015 | 2020 | 2025 | 2030 | 2035 | 2040
BM | 0 | 0 | 0 | 0 | 0 | 0
CC | 0 | 0 | 0 | 0 | 0 | 0
CSP | 0 | 0 | 0 | 0 | 0 | 0
CT | 0 | 0 | 0 | 0 | 0 | 0
Coal | 0 | 0 | 0 | 0 | 0 | 0
Geo | 0 | 0 | 0 | 0 | 0 | 0
H | 0 | 0 | 0 | 0 | 0 | 0
LFG | 0 | 0 | 0 | 0 | 0 | 0
Nuc | 0 | 0 | 0 | 0 | 0 | 0
PS | 0 | 0 | 0 | 0 | 0 | 0
PV | 0 | 0 | 0 | 0 | 0 | 0
PeakG | 0 | 0 | 0 | 0 | 0 | 0
PeakO | 0 | 0 | 0 | 0 | 0 | 0
ST | 0 | 0 | 0 | 0 | 0 | 0
STOG | 0 | 0 | 0 | 0 | 0 | 0
STWD | 0 | 0 | 0 | 0 | 0 | 0
WT | 0 | 0 | 0 | 0 | 0 | 0
IGCC | 0 | 0 | 0 | 0 | 0 | 0
DemandResponse | 0 | 0 | 0 | 0 | 0 | 0
IGCC-CCS | 0 | 0 | 0 | 0 | 0 | 0
WT_off | 0 | 0 | 0 | 0 | 0 | 0
PseudoUnit | 0 | 0 | 0 | 0 | 0 | 0
FixedInterchange | 0 | 0 | 0 | 0 | 0 | 0
Emission Cost by Reporting Type: HQ_NEISO
ReportingType | 2015 | 2020 | 2025 | 2030 | 2035 | 2040
BM | 0 | 0 | 0 | 0 | 0 | 0
CC | 0 | 0 | 0 | 0 | 0 | 0
CSP | 0 | 0 | 0 | 0 | 0 | 0
CT | 0 | 0 | 0 | 0 | 0 | 0
Coal | 0 | 0 | 0 | 0 | 0 | 0
Geo | 0 | 0 | 0 | 0 | 0 | 0
H | 0 | 0 | 0 | 0 | 0 | 0
LFG | 0 | 0 | 0 | 0 | 0 | 0
Nuc | 0 | 0 | 0 | 0 | 0 | 0
PS | 0 | 0 | 0 | 0 | 0 | 0
PV | 0 | 0 | 0 | 0 | 0 | 0
PeakG | 0 | 0 | 0 | 0 | 0 | 0
PeakO | 0 | 0 | 0 | 0 | 0 | 0
ST | 0 | 0 | 0 | 0 | 0 | 0
STOG | 0 | 0 | 0 | 0 | 0 | 0
STWD | 0 | 0 | 0 | 0 | 0 | 0
WT | 0 | 0 | 0 | 0 | 0 | 0
IGCC | 0 | 0 | 0 | 0 | 0 | 0
DemandResponse | 0 | 0 | 0 | 0 | 0 | 0
IGCC-CCS | 0 | 0 | 0 | 0 | 0 | 0
WT_off | 0 | 0 | 0 | 0 | 0 | 0
PseudoUnit | 0 | 0 | 0 | 0 | 0 | 0
FixedInterchange | 0 | 0 | 0 | 0 | 0 | 0
Emission Cost by Reporting Type: HQ_NY
ReportingType | 2015 | 2020 | 2025 | 2030 | 2035 | 2040
BM | 0 | 0 | 0 | 0 | 0 | 0
CC | 0 | 0 | 0 | 0 | 0 | 0
CSP | 0 | 0 | 0 | 0 | 0 | 0
CT | 0 | 0 | 0 | 0 | 0 | 0
Coal | 0 | 0 | 0 | 0 | 0 | 0
Geo | 0 | 0 | 0 | 0 | 0 | 0
H | 0 | 0 | 0 | 0 | 0 | 0
LFG | 0 | 0 | 0 | 0 | 0 | 0
Nuc | 0 | 0 | 0 | 0 | 0 | 0
PS | 0 | 0 | 0 | 0 | 0 | 0
PV | 0 | 0 | 0 | 0 | 0 | 0
PeakG | 0 | 0 | 0 | 0 | 0 | 0
PeakO | 0 | 0 | 0 | 0 | 0 | 0
ST | 0 | 0 | 0 | 0 | 0 | 0
STOG | 0 | 0 | 0 | 0 | 0 | 0
STWD | 0 | 0 | 0 | 0 | 0 | 0
WT | 0 | 0 | 0 | 0 | 0 | 0
IGCC | 0 | 0 | 0 | 0 | 0 | 0
DemandResponse | 0 | 0 | 0 | 0 | 0 | 0
IGCC-CCS | 0 | 0 | 0 | 0 | 0 | 0
WT_off | 0 | 0 | 0 | 0 | 0 | 0
PseudoUnit | 0 | 0 | 0 | 0 | 0 | 0
FixedInterchange | 0 | 0 | 0 | 0 | 0 | 0
Emission Cost by Reporting Type: MARITIMES
ReportingType | 2015 | 2020 | 2025 | 2030 | 2035 | 2040
BM | 0 | 0 | 0 | 0 | 0 | 0
CC | 0 | 0 | 0 | 0 | 0 | 0
CSP | 0 | 0 | 0 | 0 | 0 | 0
CT | 0 | 0 | 0 | 0 | 0 | 0
Coal | 0 | 0 | 0 | 0 | 0 | 0
Geo | 0 | 0 | 0 | 0 | 0 | 0
H | 0 | 0 | 0 | 0 | 0 | 0
LFG | 0 | 0 | 0 | 0 | 0 | 0
Nuc | 0 | 0 | 0 | 0 | 0 | 0
PS | 0 | 0 | 0 | 0 | 0 | 0
PV | 0 | 0 | 0 | 0 | 0 | 0
PeakG | 0 | 0 | 0 | 0 | 0 | 0
PeakO | 0 | 0 | 0 | 0 | 0 | 0
ST | 0 | 0 | 0 | 0 | 0 | 0
STOG | 0 | 0 | 0 | 0 | 0 | 0
STWD | 0 | 0 | 0 | 0 | 0 | 0
WT | 0 | 0 | 0 | 0 | 0 | 0
IGCC | 0 | 0 | 0 | 0 | 0 | 0
DemandResponse | 0 | 0 | 0 | 0 | 0 | 0
IGCC-CCS | 0 | 0 | 0 | 0 | 0 | 0
WT_off | 0 | 0 | 0 | 0 | 0 | 0
PseudoUnit | 0 | 0 | 0 | 0 | 0 | 0
FixedInterchange | 0 | 0 | 0 | 0 | 0 | 0
Emission Cost by Reporting Type: All
ReportingType | 2015 | 2020 | 2025 | 2030 | 2035 | 2040
BM | 0 | 0 | 0 | 0 | 0 | 0
CC | 15694.49 | 26843.56 | 44494.15 | 88951.88 | 79679.65 | 34333.97
CSP | 0 | 0 | 0 | 0 | 0 | 0
CT | 8.72 | 15 | 39.87 | 126.89 | 17.25 | 13
Coal | 27179.22 | 16445.85 | 5252.71 | 1119.51 | 3182.36 | 4689.83
Geo | 0 | 0 | 0 | 0 | 0 | 0
H | 0 | 0 | 0 | 0 | 0 | 0
LFG | 0 | 0 | 0 | 0 | 0 | 0
Nuc | 0 | 0 | 0 | 0 | 0 | 0
PS | 0 | 0 | 0 | 0 | 0 | 0
PV | 0 | 0 | 0 | 0 | 0 | 0
PeakG | 42.93 | 96.69 | 197.32 | 651.89 | 457.76 | 409.95
PeakO | 0 | 0 | 0 | 0 | 0 | 0
ST | 0 | 0 | 0 | 0 | 0 | 0
STOG | 111.01 | 171.7 | 151.11 | 365.85 | 111.32 | 114.23
STWD | 0 | 0 | 0 | 0 | 0 | 0
WT | 0 | 0 | 0 | 0 | 0 | 0
IGCC | 100.97 | 143.38 | 35.3 | 0.66 | 0 | 0
DemandResponse | 0 | 0 | 0 | 0 | 0 | 0
IGCC-CCS | 0 | 0 | 0 | 0 | 0 | 0
WT_off | 0 | 0 | 0 | 0 | 0 | 0
PseudoUnit | 0 | 0 | 0 | 0 | 0 | 0
FixedInterchange | 0 | 0 | 0 | 0 | 0 | 0
Emission Cost by Reporting Type: EI_US
ReportingType | 2015 | 2020 | 2025 | 2030 | 2035 | 2040
BM | 0 | 0 | 0 | 0 | 0 | 0
CC | 10567.91 | 19390.66 | 32432.58 | 66268.04 | 65109.11 | 22021.34
CSP | 0 | 0 | 0 | 0 | 0 | 0
CT | 8.72 | 14.87 | 39.82 | 125.68 | 17.25 | 13
Coal | 20829.15 | 9446.05 | 1825.28 | 936.46 | 2731.44 | 4095
Geo | 0 | 0 | 0 | 0 | 0 | 0
H | 0 | 0 | 0 | 0 | 0 | 0
LFG | 0 | 0 | 0 | 0 | 0 | 0
Nuc | 0 | 0 | 0 | 0 | 0 | 0
PS | 0 | 0 | 0 | 0 | 0 | 0
PV | 0 | 0 | 0 | 0 | 0 | 0
PeakG | 41.87 | 94.08 | 197.1 | 647.56 | 451.57 | 400.55
PeakO | 0 | 0 | 0 | 0 | 0 | 0
ST | 0 | 0 | 0 | 0 | 0 | 0
STOG | 72.07 | 95.26 | 102.32 | 219.62 | 87.54 | 52.31
STWD | 0 | 0 | 0 | 0 | 0 | 0
WT | 0 | 0 | 0 | 0 | 0 | 0
IGCC | 100.97 | 143.38 | 35.3 | 0.66 | 0 | 0
DemandResponse | 0 | 0 | 0 | 0 | 0 | 0
IGCC-CCS | 0 | 0 | 0 | 0 | 0 | 0
WT_off | 0 | 0 | 0 | 0 | 0 | 0
PseudoUnit | 0 | 0 | 0 | 0 | 0 | 0
FixedInterchange | 0 | 0 | 0 | 0 | 0 | 0
Emission Cost by Reporting Type: EI_Canada
ReportingType | 2015 | 2020 | 2025 | 2030 | 2035 | 2040
BM | 0 | 0 | 0 | 0 | 0 | 0
CC | 132.63 | 118.75 | 17.73 | 5.02 | 3.51 | 11.94
CSP | 0 | 0 | 0 | 0 | 0 | 0
CT | 0 | 0.07 | 0 | 0 | 0 | 0
Coal | 6.96 | 1.57 | 0 | 0 | 0 | 0
Geo | 0 | 0 | 0 | 0 | 0 | 0
H | 0 | 0 | 0 | 0 | 0 | 0
LFG | 0 | 0 | 0 | 0 | 0 | 0
Nuc | 0 | 0 | 0 | 0 | 0 | 0
PS | 0 | 0 | 0 | 0 | 0 | 0
PV | 0 | 0 | 0 | 0 | 0 | 0
PeakG | 1.06 | 2.46 | 0 | 0 | 0 | 0
PeakO | 0 | 0 | 0 | 0 | 0 | 0
ST | 0 | 0 | 0 | 0 | 0 | 0
STOG | 0.23 | 0.04 | 0 | 0 | 0 | 0
STWD | 0 | 0 | 0 | 0 | 0 | 0
WT | 0 | 0 | 0 | 0 | 0 | 0
IGCC | 0 | 0 | 0 | 0 | 0 | 0
DemandResponse | 0 | 0 | 0 | 0 | 0 | 0
IGCC-CCS | 0 | 0 | 0 | 0 | 0 | 0
WT_off | 0 | 0 | 0 | 0 | 0 | 0
PseudoUnit | 0 | 0 | 0 | 0 | 0 | 0
FixedInterchange | 0 | 0 | 0 | 0 | 0 | 0
Emission Cost by Reporting Type: EI
ReportingType | 2015 | 2020 | 2025 | 2030 | 2035 | 2040
BM | 0 | 0 | 0 | 0 | 0 | 0
CC | 10700.54 | 19509.42 | 32450.32 | 66273.05 | 65112.62 | 22033.28
CSP | 0 | 0 | 0 | 0 | 0 | 0
CT | 8.72 | 14.95 | 39.82 | 125.68 | 17.25 | 13
Coal | 20836.1 | 9447.61 | 1825.28 | 936.46 | 2731.44 | 4095
Geo | 0 | 0 | 0 | 0 | 0 | 0
H | 0 | 0 | 0 | 0 | 0 | 0
LFG | 0 | 0 | 0 | 0 | 0 | 0
Nuc | 0 | 0 | 0 | 0 | 0 | 0
PS | 0 | 0 | 0 | 0 | 0 | 0
PV | 0 | 0 | 0 | 0 | 0 | 0
PeakG | 42.93 | 96.54 | 197.1 | 647.56 | 451.57 | 400.55
PeakO | 0 | 0 | 0 | 0 | 0 | 0
ST | 0 | 0 | 0 | 0 | 0 | 0
STOG | 72.3 | 95.29 | 102.32 | 219.62 | 87.54 | 52.31
STWD | 0 | 0 | 0 | 0 | 0 | 0
WT | 0 | 0 | 0 | 0 | 0 | 0
IGCC | 100.97 | 143.38 | 35.3 | 0.66 | 0 | 0
DemandResponse | 0 | 0 | 0 | 0 | 0 | 0
IGCC-CCS | 0 | 0 | 0 | 0 | 0 | 0
WT_off | 0 | 0 | 0 | 0 | 0 | 0
PseudoUnit | 0 | 0 | 0 | 0 | 0 | 0
FixedInterchange | 0 | 0 | 0 | 0 | 0 | 0
Emission Cost by Reporting Type: Outside_EI
ReportingType | 2015 | 2020 | 2025 | 2030 | 2035 | 2040
BM | 0 | 0 | 0 | 0 | 0 | 0
CC | 4993.95 | 7334.15 | 12043.83 | 22678.83 | 14567.03 | 12300.68
CSP | 0 | 0 | 0 | 0 | 0 | 0
CT | 0 | 0.05 | 0.05 | 1.2 | 0 | 0
Coal | 6343.12 | 6998.23 | 3427.42 | 183.05 | 450.92 | 594.82
Geo | 0 | 0 | 0 | 0 | 0 | 0
H | 0 | 0 | 0 | 0 | 0 | 0
LFG | 0 | 0 | 0 | 0 | 0 | 0
Nuc | 0 | 0 | 0 | 0 | 0 | 0
PS | 0 | 0 | 0 | 0 | 0 | 0
PV | 0 | 0 | 0 | 0 | 0 | 0
PeakG | 0 | 0.15 | 0.22 | 4.33 | 6.19 | 9.4
PeakO | 0 | 0 | 0 | 0 | 0 | 0
ST | 0 | 0 | 0 | 0 | 0 | 0
STOG | 38.71 | 76.41 | 48.79 | 146.23 | 23.78 | 61.92
STWD | 0 | 0 | 0 | 0 | 0 | 0
WT | 0 | 0 | 0 | 0 | 0 | 0
IGCC | 0 | 0 | 0 | 0 | 0 | 0
DemandResponse | 0 | 0 | 0 | 0 | 0 | 0
IGCC-CCS | 0 | 0 | 0 | 0 | 0 | 0
WT_off | 0 | 0 | 0 | 0 | 0 | 0
PseudoUnit | 0 | 0 | 0 | 0 | 0 | 0
FixedInterchange | 0 | 0 | 0 | 0 | 0 | 0
#8 | Base VOM Costs ($million)
Base VOM Costs by Reporting Type: Entergy
ReportingType | 2015 | 2020 | 2025 | 2030 | 2035 | 2040
BM | 0 | 0 | 0 | 0 | 62.87 | 375.9
CC | 194.69 | 319.82 | 318.19 | 287.9 | 148.35 | 29.42
CSP | 0 | 0 | 0 | 0 | 0 | 0
CT | 0 | 0 | 0 | 0 | 0 | 0
Coal | 230.76 | 23.53 | 2.51 | 0.03 | 0 | 0
Geo | 0 | 0 | 0 | 0 | 0 | 0
H | 0 | 0 | 0 | 0 | 0.04 | 0.04
LFG | 0 | 0 | 0.01 | 0.01 | 0.01 | 0.01
Nuc | 100.26 | 100.26 | 100.26 | 100.26 | 162.4 | 143.96
PS | 0 | 0 | 0 | 0 | 0 | 0
PV | 0 | 0 | 0 | 0 | 0 | 0
PeakG | 0 | 0 | 0.04 | 0 | 0 | 0
PeakO | 0 | 0 | 0 | 0 | 0 | 0
ST | 0 | 0 | 0 | 0 | 0 | 0
STOG | 0.69 | 1.34 | 0 | 0 | 0 | 0
STWD | 0.08 | 0.18 | 0.31 | 2.11 | 3.43 | 2.67
WT | 0 | 0 | 0 | 0 | 0 | 0
IGCC | 0 | 0 | 0 | 0 | 0 | 0
DemandResponse | 0 | 0 | 0 | 0 | 0 | 0
IGCC-CCS | 0 | 0 | 0 | 0 | 0 | 0
WT_off | 0 | 0 | 0 | 0 | 0 | 0
PseudoUnit | 0 | 0 | 0 | 0 | 0 | 0
FixedInterchange | 0 | 0 | 0 | 0 | 0 | 0
Base VOM Costs by Reporting Type: FRCC
ReportingType | 2015 | 2020 | 2025 | 2030 | 2035 | 2040
BM | 0 | 0 | 0 | 0 | 0 | 54.32
CC | 574.59 | 594.02 | 646.25 | 646 | 166.47 | 105.46
CSP | 0 | 0 | 0 | 0 | 0 | 0
CT | 4.71 | 5.86 | 9.38 | 9.38 | 0 | 0
Coal | 67.03 | 24.98 | 4.68 | 8.49 | 11.78 | 18.39
Geo | 0 | 0 | 0 | 0 | 0 | 0
H | 0 | 0 | 0 | 0 | 0 | 0
LFG | 0.04 | 0.04 | 0.06 | 0.06 | 0.06 | 0.06
Nuc | 76.4 | 76.4 | 76.4 | 76.59 | 405.08 | 432.91
PS | 0 | 0 | 0 | 0 | 0 | 0
PV | 0 | 0 | 0 | 0 | 0 | 0
PeakG | 1 | 2.86 | 4.56 | 5.94 | 2.34 | 2.08
PeakO | 0 | 0 | 0 | 0 | 0 | 0
ST | 0 | 0 | 0 | 0 | 0 | 0
STOG | 0 | 0 | 0 | 0 | 0 | 0
STWD | 0.19 | 0.35 | 3.24 | 3.24 | 3.24 | 2
WT | 0 | 0 | 0 | 0 | 0 | 0
IGCC | 0 | 0 | 0 | 0 | 0 | 0
DemandResponse | 0 | 0 | 0 | 0 | 0 | 0
IGCC-CCS | 0 | 0 | 0 | 0 | 0 | 0
WT_off | 0 | 0 | 0 | 0 | 0 | 0
PseudoUnit | 0 | 0 | 0 | 0 | 0 | 0
FixedInterchange | 0 | 0 | 0 | 0 | 0 | 0
Base VOM Costs by Reporting Type: MAPP_US
ReportingType | 2015 | 2020 | 2025 | 2030 | 2035 | 2040
BM | 0 | 0 | 0 | 0 | 1.3 | 1.06
CC | 2.15 | 0.47 | 0.72 | 0.46 | 0.45 | 0.26
CSP | 0 | 0 | 0 | 0 | 0 | 0
CT | 0 | 0 | 0 | 0 | 0.04 | 0.04
Coal | 43.05 | 17.69 | 0 | 0 | 0 | 0
Geo | 0 | 0 | 0 | 0 | 0 | 0
H | 0 | 0 | 0 | 0 | 0 | 0
LFG | 0 | 0 | 0 | 0.01 | 0.01 | 0.01
Nuc | 0 | 0 | 0 | 0 | 0 | 0
PS | 0 | 0 | 0 | 0 | 0 | 0
PV | 0 | 0 | 0 | 0 | 0 | 0
PeakG | 0.57 | 1.1 | 0.57 | 1.48 | 0.44 | 0.56
PeakO | 0 | 0 | 0 | 0 | 0 | 0
ST | 0 | 0 | 0 | 0 | 0 | 0
STOG | 0 | 0 | 0 | 0 | 0 | 0
STWD | 0 | 0 | 0 | 0 | 0 | 0
WT | 0.07 | 0.36 | 0.49 | 0.49 | 0.48 | 0.49
IGCC | 0 | 0 | 0 | 0 | 0 | 0
DemandResponse | 0 | 0 | 0 | 0 | 0 | 0
IGCC-CCS | 0 | 0 | 0 | 0 | 0 | 0
WT_off | 0 | 0 | 0 | 0 | 0 | 0
PseudoUnit | 0 | 0 | 0 | 0 | 0 | 0
FixedInterchange | 0 | 0 | 0 | 0 | 0 | 0
Base VOM Costs by Reporting Type: MISO_IN
ReportingType | 2015 | 2020 | 2025 | 2030 | 2035 | 2040
BM | 0 | 0 | 0 | 0 | 0 | 229.25
CC | 93.94 | 556.84 | 562.76 | 542.6 | 449.88 | 98.08
CSP | 0 | 0 | 0 | 0 | 0 | 0
CT | 0 | 0 | 0 | 0 | 0 | 0
Coal | 196.17 | 88.57 | 16.4 | 20.5 | 70.27 | 72.64
Geo | 0 | 0 | 0 | 0 | 0 | 0
H | 0 | 0 | 0 | 0 | 0 | 0
LFG | 0 | 0 | 0.01 | 0.01 | 0.01 | 0.01
Nuc | 0 | 0 | 0 | 0 | 0 | 5.21
PS | 0 | 0 | 0 | 0 | 0 | 0
PV | 0 | 0 | 0 | 0 | 0 | 0
PeakG | 0 | 0 | 0 | 0 | 0 | 0
PeakO | 0 | 0 | 0 | 0 | 0 | 0
ST | 0 | 0 | 0 | 0 | 0 | 0
STOG | 0.07 | 0.07 | 0.07 | 0.07 | 0.01 | 0
STWD | 0 | 0 | 0 | 0 | 0 | 0
WT | 0.02 | 0.02 | 0.02 | 0.02 | 0.02 | 0.02
IGCC | 30.43 | 30.43 | 4.57 | 0.04 | 0 | 0
DemandResponse | 0 | 0 | 0 | 0 | 0 | 0
IGCC-CCS | 0 | 0 | 0 | 0 | 0 | 0
WT_off | 0 | 0 | 0 | 0 | 0 | 0
PseudoUnit | 0 | 0 | 0 | 0 | 0 | 0
FixedInterchange | 0 | 0 | 0 | 0 | 0 | 0
Base VOM Costs by Reporting Type: MISO_MI
ReportingType | 2015 | 2020 | 2025 | 2030 | 2035 | 2040
BM | 0 | 0 | 0 | 0 | 0 | 65.84
CC | 63.38 | 56.82 | 61.01 | 45.47 | 32.62 | 0.86
CSP | 0 | 0 | 0 | 0 | 0 | 0
CT | 0 | 0 | 0 | 0 | 0 | 0
Coal | 92.81 | 0 | 0 | 0 | 0 | 0
Geo | 0 | 0 | 0 | 0 | 0 | 0
H | 0 | 0 | 0 | 0 | 0 | 0
LFG | 0.01 | 0.01 | 0.03 | 0.03 | 0.03 | 0.03
Nuc | 34.93 | 34.93 | 34.93 | 34.93 | 44.44 | 117.23
PS | 0 | 0 | 0 | 0 | 0 | 0
PV | 0 | 0 | 0 | 0 | 0 | 0
PeakG | 0.13 | 0.05 | 0.17 | 0 | 0 | 0
PeakO | 0 | 0 | 0 | 0 | 0 | 0
ST | 0 | 0 | 0 | 0 | 0 | 0
STOG | 0.67 | 0.21 | 0.21 | 0.27 | 0 | 0
STWD | 2.71 | 2.71 | 1.11 | 1.67 | 2.71 | 2.71
WT | 0.06 | 0.06 | 0.06 | 0.06 | 0.06 | 0.06
IGCC | 0 | 0 | 0 | 0 | 0 | 0
DemandResponse | 0 | 0 | 0 | 0 | 0 | 0
IGCC-CCS | 0 | 0 | 0 | 0 | 0 | 0
WT_off | 0 | 0 | 0 | 0 | 0 | 0
PseudoUnit | 0 | 0 | 0 | 0 | 0 | 0
FixedInterchange | 0 | 0 | 0 | 0 | 0 | 0
Base VOM Costs by Reporting Type: MISO_MO-IL
ReportingType | 2015 | 2020 | 2025 | 2030 | 2035 | 2040
BM | 0 | 0 | 0 | 0 | 0 | 36.66
CC | 6.57 | 55.05 | 53.91 | 31.63 | 17.24 | 7.12
CSP | 0 | 0 | 0 | 0 | 0 | 0
CT | 0 | 0 | 0 | 0 | 0 | 0
Coal | 288.87 | 71.19 | 15.71 | 3.77 | 13.69 | 13.69
Geo | 0 | 0 | 0 | 0 | 0 | 0
H | 0 | 0 | 0.02 | 0.02 | 0.02 | 0.02
LFG | 0 | 0 | 0.01 | 0.02 | 0.02 | 0.02
Nuc | 41.29 | 41.29 | 41.29 | 41.29 | 41.29 | 41.29
PS | 0 | 0 | 0 | 0 | 0 | 0
PV | 0 | 0 | 0 | 0 | 0 | 0
PeakG | 1.84 | 4.74 | 0.93 | 7.74 | 3.63 | 2.5
PeakO | 0 | 0 | 0 | 0 | 0 | 0
ST | 0 | 0 | 0 | 0 | 0 | 0
STOG | 0.01 | 0.04 | 0.01 | 0 | 0 | 0
STWD | 0 | 0 | 0 | 0 | 0 | 0
WT | 0.02 | 0.02 | 0.21 | 0.21 | 0.21 | 0.21
IGCC | 0 | 0 | 0 | 0 | 0 | 0
DemandResponse | 0 | 0 | 0 | 0 | 0 | 0
IGCC-CCS | 0 | 0 | 0 | 0 | 0 | 0
WT_off | 0 | 0 | 0 | 0 | 0 | 0
PseudoUnit | 0 | 0 | 0 | 0 | 0 | 0
FixedInterchange | 0 | 0 | 0 | 0 | 0 | 0
Base VOM Costs by Reporting Type: MISO_W
ReportingType | 2015 | 2020 | 2025 | 2030 | 2035 | 2040
BM | 0 | 0 | 0 | 0 | 0 | 0
CC | 20.93 | 25.34 | 7.54 | 7.47 | 4.95 | 3.94
CSP | 0 | 0 | 0 | 0 | 0 | 0
CT | 0 | 0 | 0 | 0 | 0 | 0
Coal | 272.58 | 121.7 | 17.65 | 13.09 | 13.09 | 13.09
Geo | 0 | 0 | 0 | 0 | 0 | 0
H | 0 | 0 | 0 | 0 | 0 | 0
LFG | 0.02 | 0.02 | 0.02 | 0.02 | 0.02 | 0.02
Nuc | 43.67 | 43.67 | 43.67 | 43.67 | 0 | 0
PS | 0 | 0 | 0 | 0 | 0 | 0
PV | 0 | 0 | 0 | 0 | 0 | 0
PeakG | 2.11 | 3.76 | 0.31 | 1.62 | 1.6 | 0.09
PeakO | 0 | 0 | 0 | 0 | 0 | 0
ST | 0 | 0 | 0 | 0 | 0 | 0
STOG | 0 | 0 | 0 | 0 | 0 | 0
STWD | 0.14 | 0.5 | 0.76 | 2.6 | 5.21 | 4.67
WT | 0.32 | 0.32 | 1.62 | 1.62 | 1.62 | 1.68
IGCC | 0 | 0 | 0 | 0 | 0 | 0
DemandResponse | 0 | 0 | 0 | 0 | 0 | 0
IGCC-CCS | 0 | 0 | 0 | 0 | 0 | 0
WT_off | 0 | 0 | 0 | 0 | 0 | 0
PseudoUnit | 0 | 0 | 0 | 0 | 0 | 0
FixedInterchange | 0 | 0 | 0 | 0 | 0 | 0
Base VOM Costs by Reporting Type: MISO_WUMS
ReportingType | 2015 | 2020 | 2025 | 2030 | 2035 | 2040
BM | 0 | 0 | 0 | 0 | 0 | 119.42
CC | 173.26 | 235.87 | 213.85 | 188.79 | 182.7 | 19.3
CSP | 0 | 0 | 0 | 0 | 0 | 0
CT | 0 | 0 | 0 | 3.27 | 0.88 | 0.28
Coal | 44.3 | 6.3 | 4.83 | 2.88 | 10.27 | 15.42
Geo | 0 | 0 | 0 | 0 | 0 | 0
H | 0 | 0 | 0 | 0 | 0 | 0
LFG | 0.01 | 0.01 | 0.01 | 0.03 | 0.03 | 0.03
Nuc | 33.6 | 33.6 | 33.6 | 33.6 | 20.77 | 53.75
PS | 0 | 0 | 0 | 0 | 0 | 0
PV | 0 | 0 | 0 | 0 | 0 | 0
PeakG | 0 | 0 | 0 | 0 | 0 | 0
PeakO | 0 | 0 | 0 | 0 | 0 | 0
ST | 0 | 0 | 0 | 0 | 0 | 0
STOG | 0 | 0 | 0 | 0 | 0 | 0
STWD | 0.05 | 0.06 | 0.09 | 0.56 | 1.75 | 1.36
WT | 0.05 | 0.05 | 0.05 | 0.05 | 0.05 | 0.05
IGCC | 0 | 0 | 0 | 0 | 0 | 0
DemandResponse | 0 | 0 | 0 | 0 | 0 | 0
IGCC-CCS | 0 | 0 | 0 | 0 | 0 | 0
WT_off | 0 | 0 | 0 | 0 | 0 | 0
PseudoUnit | 0 | 0 | 0 | 0 | 0 | 0
FixedInterchange | 0 | 0 | 0 | 0 | 0 | 0
Base VOM Costs by Reporting Type: Nebraska
ReportingType | 2015 | 2020 | 2025 | 2030 | 2035 | 2040
BM | 0 | 0 | 0 | 0 | 4.78 | 44.93
CC | 7.41 | 55.98 | 55.81 | 49.21 | 25.76 | 11.9
CSP | 0 | 0 | 0 | 0 | 0 | 0
CT | 0 | 0 | 0 | 0 | 0 | 0
Coal | 117.38 | 18.62 | 12.22 | 11.53 | 11.14 | 11.14
Geo | 0 | 0 | 0 | 0 | 0 | 0
H | 0 | 0 | 0 | 0 | 0 | 0
LFG | 0 | 0 | 0.01 | 0.01 | 0.01 | 0.01
Nuc | 23.15 | 23.15 | 23.15 | 23.15 | 0 | 0
PS | 0 | 0 | 0 | 0 | 0 | 0
PV | 0 | 0 | 0 | 0 | 0 | 0
PeakG | 0.38 | 0.03 | 0 | 0.5 | 0.03 | 0
PeakO | 0 | 0 | 0 | 0 | 0 | 0
ST | 0 | 0 | 0 | 0 | 0 | 0
STOG | 0 | 0 | 0 | 0 | 0 | 0
STWD | 0 | 0 | 0 | 0 | 0 | 0
WT | 0.01 | 0.01 | 0.01 | 0.01 | 0.01 | 0.01
IGCC | 0 | 0 | 0 | 0 | 0 | 0
DemandResponse | 0 | 0 | 0 | 0 | 0 | 0
IGCC-CCS | 0 | 0 | 0 | 0 | 0 | 0
WT_off | 0 | 0 | 0 | 0 | 0 | 0
PseudoUnit | 0 | 0 | 0 | 0 | 0 | 0
FixedInterchange | 0 | 0 | 0 | 0 | 0 | 0
Base VOM Costs by Reporting Type: NEISO
ReportingType | 2015 | 2020 | 2025 | 2030 | 2035 | 2040
BM | 9.41 | 5.39 | 0.39 | 6.78 | 4.27 | 6.79
CC | 119.36 | 86.49 | 75.73 | 41.21 | 22.3 | 12.25
CSP | 0 | 0 | 0 | 0 | 0 | 0
CT | 0.01 | 0.07 | 0.11 | 0 | 0 | 0
Coal | 0.12 | 0 | 0 | 0 | 0 | 0
Geo | 0 | 0 | 0 | 0 | 0 | 0
H | 0 | 0 | 0 | 0 | 0 | 0
LFG | 0.05 | 0.05 | 0.05 | 0.06 | 0.06 | 0.06
Nuc | 85.9 | 85.9 | 85.9 | 85.9 | 62.06 | 45.84
PS | 0 | 0 | 0 | 0 | 0 | 0
PV | 0 | 0.01 | 0.01 | 0.01 | 0.01 | 0.01
PeakG | 0.07 | 0.27 | 0.32 | 0 | 0.03 | 0.03
PeakO | 0 | 0 | 0 | 0 | 0 | 0
ST | 0 | 0 | 0 | 0 | 0 | 0
STOG | 0 | 0 | 0 | 0 | 0 | 0
STWD | 10.15 | 2.91 | 0.26 | 1.88 | 4.79 | 5.01
WT | 0.01 | 0.09 | 0.14 | 0.17 | 0.41 | 0.46
IGCC | 0 | 0 | 0 | 0 | 0 | 0
DemandResponse | 0 | 0 | 0 | 0 | 0 | 0
IGCC-CCS | 0 | 0 | 0 | 0 | 0 | 0
WT_off | 0.02 | 0.02 | 0.02 | 0.02 | 0.02 | 0.02
PseudoUnit | 0 | 0 | 0 | 0 | 0 | 0
FixedInterchange | 0 | 0 | 0 | 0 | 0 | 0
Base VOM Costs by Reporting Type: NonRTO_Midwest
ReportingType | 2015 | 2020 | 2025 | 2030 | 2035 | 2040
BM | 0 | 0 | 0 | 0 | 25.31 | 229.25
CC | 79.34 | 153.18 | 153.18 | 151.8 | 128.98 | 6.66
CSP | 0 | 0 | 0 | 0 | 0 | 0
CT | 0 | 0 | 0 | 0 | 0 | 0
Coal | 140.79 | 67.93 | 15.41 | 23.21 | 26.49 | 26.49
Geo | 0 | 0 | 0 | 0 | 0 | 0
H | 0 | 0 | 0.04 | 0.04 | 0.04 | 0.04
LFG | 0 | 0 | 0.01 | 0.01 | 0.01 | 0.01
Nuc | 0 | 0 | 0 | 0 | 14.51 | 14.51
PS | 0 | 0 | 0 | 0 | 0 | 0
PV | 0 | 0 | 0 | 0 | 0 | 0
PeakG | 1.19 | 0.48 | 1.61 | 1.96 | 0.37 | 0
PeakO | 0 | 0 | 0 | 0 | 0 | 0
ST | 0 | 0 | 0 | 0 | 0 | 0
STOG | 0 | 0 | 0 | 0 | 0 | 0
STWD | 0 | 0 | 0 | 0 | 0 | 0
WT | 0 | 0 | 0 | 0 | 0 | 0
IGCC | 0 | 0 | 0 | 0 | 0 | 0
DemandResponse | 0 | 0 | 0 | 0 | 0 | 0
IGCC-CCS | 0 | 0 | 0 | 0 | 0 | 0
WT_off | 0 | 0 | 0 | 0 | 0 | 0
PseudoUnit | 0 | 0 | 0 | 0 | 0 | 0
FixedInterchange | 0 | 0 | 0 | 0 | 0 | 0
Base VOM Costs by Reporting Type: NYISO_A-F
ReportingType | 2015 | 2020 | 2025 | 2030 | 2035 | 2040
BM | 0 | 0 | 0 | 0 | 0 | 0
CC | 24.68 | 29.55 | 20.21 | 14.97 | 2.91 | 1.31
CSP | 0 | 0 | 0 | 0 | 0 | 0
CT | 0 | 0 | 0 | 0 | 0 | 0
Coal | 0 | 0 | 0 | 0 | 0 | 0
Geo | 0 | 0 | 0 | 0 | 0 | 0
H | 0 | 0 | 0 | 0 | 0 | 0
LFG | 0.02 | 0.02 | 0.02 | 0.02 | 0.02 | 0.02
Nuc | 62.23 | 62.23 | 62.23 | 50.74 | 40 | 24.24
PS | 0 | 0 | 0 | 0 | 0 | 0
PV | 0 | 0 | 0 | 0 | 0 | 0
PeakG | 0.02 | 0.04 | 0 | 0 | 0 | 0
PeakO | 0 | 0 | 0 | 0 | 0 | 0
ST | 0 | 0 | 0 | 0 | 0 | 0
STOG | 0 | 0 | 0 | 0 | 0 | 0
STWD | 0 | 0.02 | 0.04 | 0.2 | 0.67 | 0.99
WT | 0.11 | 0.13 | 0.13 | 0.27 | 0.4 | 0.4
IGCC | 0 | 0 | 0 | 0 | 0 | 0
DemandResponse | 0 | 0 | 0 | 0 | 0 | 0
IGCC-CCS | 0 | 0 | 0 | 0 | 0 | 0
WT_off | 0 | 0 | 0 | 0 | 0 | 0
PseudoUnit | 0 | 0 | 0 | 0 | 0 | 0
FixedInterchange | 0 | 0 | 0 | 0 | 0 | 0
Base VOM Costs by Reporting Type: NYISO_G-I
ReportingType | 2015 | 2020 | 2025 | 2030 | 2035 | 2040
BM | 0 | 0 | 0 | 0 | 23.11 | 29.85
CC | 9.16 | 15.3 | 7.68 | 2.89 | 2.55 | 1.2
CSP | 0 | 0 | 0 | 0 | 0 | 0
CT | 0 | 0 | 0 | 0 | 0 | 0
Coal | 0 | 0 | 0 | 0 | 0 | 0
Geo | 0 | 0 | 0 | 0 | 0 | 0
H | 0 | 0 | 0 | 0 | 0 | 0
LFG | 0.01 | 0.01 | 0.01 | 0.01 | 0.01 | 0.01
Nuc | 37.82 | 37.82 | 37.82 | 37.82 | 18.96 | 32.69
PS | 0 | 0 | 0 | 0 | 0 | 0
PV | 0 | 0 | 0 | 0 | 0 | 0
PeakG | 0 | 0 | 0.01 | 0.01 | 0.01 | 0
PeakO | 0 | 0 | 0 | 0 | 0 | 0
ST | 0 | 0 | 0 | 0 | 0 | 0
STOG | 0 | 0 | 0 | 0 | 0 | 0
STWD | 0 | 0 | 0 | 0 | 0 | 0
WT | 0 | 0 | 0 | 0.01 | 0.01 | 0.01
IGCC | 0 | 0 | 0 | 0 | 0 | 0
DemandResponse | 0 | 0 | 0 | 0 | 0 | 0
IGCC-CCS | 0 | 0 | 0 | 0 | 0 | 0
WT_off | 0 | 0 | 0 | 0 | 0 | 0
PseudoUnit | 0 | 0 | 0 | 0 | 0 | 0
FixedInterchange | 0 | 0 | 0 | 0 | 0 | 0
Base VOM Costs by Reporting Type: NYISO_J-K
ReportingType | 2015 | 2020 | 2025 | 2030 | 2035 | 2040
BM | 0 | 0 | 0 | 0 | 0 | 0
CC | 65.6 | 69.79 | 63.96 | 41.62 | 37.22 | 28.18
CSP | 0 | 0 | 0 | 0 | 0 | 0
CT | 0 | 0 | 0 | 0 | 0 | 0
Coal | 0 | 0 | 0 | 0 | 0 | 0
Geo | 0 | 0 | 0 | 0 | 0 | 0
H | 0 | 0 | 0 | 0 | 0 | 0
LFG | 0.01 | 0.01 | 0.01 | 0.02 | 0.02 | 0.02
Nuc | 0 | 0 | 0 | 0 | 0 | 0
PS | 0 | 0 | 0 | 0 | 0 | 0
PV | 0 | 0 | 0 | 0 | 0 | 0
PeakG | 0.44 | 0.72 | 1.01 | 0.97 | 2.95 | 2.19
PeakO | 0 | 0 | 0 | 0 | 0 | 0
ST | 0 | 0 | 0 | 0 | 0 | 0
STOG | 1.09 | 1.56 | 2.26 | 2.16 | 0.96 | 0.51
STWD | 0 | 0 | 0 | 0 | 0 | 0
WT | 0 | 0 | 0 | 0 | 0.01 | 0.01
IGCC | 0 | 0 | 0 | 0 | 0 | 0
DemandResponse | 0 | 0 | 0 | 0 | 0 | 0
IGCC-CCS | 0 | 0 | 0 | 0 | 0 | 0
WT_off | 0 | 0 | 0 | 0 | 0 | 0
PseudoUnit | 0 | 0 | 0 | 0 | 0 | 0
FixedInterchange | 0 | 0 | 0 | 0 | 0 | 0
Base VOM Costs by Reporting Type: PJM_E
ReportingType | 2015 | 2020 | 2025 | 2030 | 2035 | 2040
BM | 0.06 | 1.12 | 1.12 | 1.12 | 1.12 | 1.12
CC | 147.03 | 158.96 | 174.24 | 147.07 | 126.62 | 57.29
CSP | 0 | 0 | 0 | 0 | 0 | 0
CT | 0 | 0.03 | 0.05 | 0 | 0 | 0
Coal | 2.5 | 1.78 | 0.87 | 0.14 | 2.71 | 5.74
Geo | 0 | 0 | 0 | 0 | 0 | 0
H | 0 | 0 | 0 | 0 | 0 | 0
LFG | 0.04 | 0.05 | 0.05 | 0.05 | 0.05 | 0.05
Nuc | 157.37 | 146 | 146 | 146 | 104.88 | 83.17
PS | 0 | 0 | 0 | 0 | 0 | 0
PV | 0 | 0 | 0 | 0 | 0 | 0
PeakG | 0.32 | 2.1 | 4.05 | 7.88 | 2.16 | 2.1
PeakO | 0 | 0 | 0 | 0 | 0 | 0
ST | 0 | 0 | 0 | 0 | 0 | 0
STOG | 0.64 | 1.13 | 0 | 0 | 0 | 0
STWD | 0 | 0 | 0 | 0 | 0 | 0
WT | 0.02 | 0.02 | 0.02 | 0.02 | 0.02 | 0.02
IGCC | 0 | 0 | 0 | 0 | 0 | 0
DemandResponse | 0 | 0 | 0 | 0 | 0 | 0
IGCC-CCS | 0 | 0 | 0 | 0 | 0 | 0
WT_off | 0 | 0 | 0.04 | 0.04 | 0.19 | 0.37
PseudoUnit | 0 | 0 | 0 | 0 | 0 | 0
FixedInterchange | 0 | 0 | 0 | 0 | 0 | 0
Base VOM Costs by Reporting Type: PJM_ROM
ReportingType | 2015 | 2020 | 2025 | 2030 | 2035 | 2040
BM | 0.04 | 0.67 | 0.67 | 0.67 | 87.97 | 87.97
CC | 65.59 | 71.21 | 79.09 | 70.65 | 54.1 | 8.67
CSP | 0 | 0 | 0 | 0 | 0 | 0
CT | 0 | 0.02 | 0.03 | 0.06 | 0 | 0
Coal | 44.84 | 10.79 | 1.22 | 3.14 | 5.93 | 5.93
Geo | 0 | 0 | 0 | 0 | 0 | 0
H | 0 | 0 | 0.03 | 0.03 | 0.03 | 0.03
LFG | 0.03 | 0.05 | 0.05 | 0.05 | 0.05 | 0.05
Nuc | 93.13 | 93.13 | 93.13 | 93.13 | 61.1 | 111.08
PS | 0 | 0 | 0 | 0 | 0 | 0
PV | 0 | 0.03 | 0.04 | 0.04 | 0.04 | 0.04
PeakG | 0 | 0.12 | 0.43 | 2.51 | 1.36 | 1.27
PeakO | 0 | 0 | 0 | 0 | 0 | 0
ST | 0 | 0 | 0 | 0 | 0 | 0
STOG | 1.64 | 2.65 | 0.27 | 0 | 0 | 0
STWD | 0.04 | 1.16 | 1.16 | 1.16 | 1.16 | 1.16
WT | 0.03 | 0.05 | 0.05 | 0.05 | 0.19 | 0.19
IGCC | 0 | 0 | 0 | 0 | 0 | 0
DemandResponse | 0 | 0 | 0 | 0 | 0 | 0
IGCC-CCS | 0 | 0 | 0 | 0 | 0 | 0
WT_off | 0 | 0 | 0 | 0 | 0 | 0.4
PseudoUnit | 0 | 0 | 0 | 0 | 0 | 0
FixedInterchange | 0 | 0 | 0 | 0 | 0 | 0
Base VOM Costs by Reporting Type: PJM_ROR
ReportingType | 2015 | 2020 | 2025 | 2030 | 2035 | 2040
BM | 0.81 | 14.36 | 12.13 | 14.36 | 89.56 | 393.86
CC | 564.72 | 725.54 | 753.12 | 705.18 | 587.34 | 39.08
CSP | 0 | 0 | 0 | 0 | 0 | 0
CT | 0.03 | 0.03 | 0.06 | 0.11 | 0 | 0
Coal | 729.33 | 438.61 | 70.64 | 73.48 | 130.74 | 130.74
Geo | 0 | 0 | 0 | 0 | 0 | 0
H | 0 | 0.03 | 0.03 | 0.03 | 0.03 | 0.03
LFG | 0.05 | 0.09 | 0.09 | 0.09 | 0.09 | 0.09
Nuc | 370.54 | 370.54 | 370.54 | 354.51 | 313.66 | 499.03
PS | 0 | 0 | 0 | 0 | 0 | 0
PV | 0 | 0 | 0 | 0 | 0 | 0
PeakG | 6.94 | 8.47 | 14.68 | 13.69 | 8.77 | 3.15
PeakO | 0 | 0 | 0 | 0 | 0 | 0
ST | 0 | 0 | 0 | 0 | 0 | 0
STOG | 0.97 | 1.9 | 1.13 | 0 | 0 | 0
STWD | 0.09 | 3.23 | 2.7 | 2.37 | 3.23 | 3.23
WT | 0.31 | 0.31 | 0.48 | 1.44 | 1.44 | 1.44
IGCC | 0 | 0 | 0 | 0 | 0 | 0
DemandResponse | 0 | 0 | 0 | 0 | 0 | 0
IGCC-CCS | 0 | 0 | 0 | 0 | 0 | 0
WT_off | 0 | 0 | 0 | 0 | 0 | 0
PseudoUnit | 0 | 0 | 0 | 0 | 0 | 0
FixedInterchange | 0 | 0 | 0 | 0 | 0 | 0
Base VOM Costs by Reporting Type: SOCO
ReportingType | 2015 | 2020 | 2025 | 2030 | 2035 | 2040
BM | 0.19 | 0.42 | 1 | 2.05 | 2.05 | 244.58
CC | 428.05 | 548.84 | 560.5 | 508.87 | 179.53 | 32.4
CSP | 0 | 0 | 0 | 0 | 0 | 0
CT | 0 | 0 | 0 | 0 | 0 | 0
Coal | 130.38 | 43.45 | 20.79 | 30.8 | 30.8 | 30.8
Geo | 0 | 0 | 0 | 0 | 0 | 0
H | 0 | 0 | 0 | 0 | 0 | 0
LFG | 0 | 0 | 0.01 | 0.01 | 0.01 | 0.01
Nuc | 108.01 | 143 | 143 | 143 | 412.27 | 406.74
PS | 0 | 0 | 0 | 0 | 0 | 0
PV | 0 | 0 | 0 | 0 | 0 | 0
PeakG | 5.67 | 7.88 | 11.81 | 15.23 | 0.23 | 0.39
PeakO | 0 | 0 | 0 | 0 | 0 | 0
ST | 0 | 0 | 0 | 0 | 0 | 0
STOG | 0 | 0 | 0 | 0 | 0 | 0
STWD | 0.59 | 1.07 | 1.64 | 11.11 | 11.11 | 6.86
WT | 0 | 0 | 0 | 0 | 0 | 0
IGCC | 0 | 0 | 0 | 0 | 0 | 0
DemandResponse | 0 | 0 | 0 | 0 | 0 | 0
IGCC-CCS | 0 | 0 | 0 | 0 | 0 | 0
WT_off | 0 | 0 | 0 | 0 | 0 | 0
PseudoUnit | 0 | 0 | 0 | 0 | 0 | 0
FixedInterchange | 0 | 0 | 0 | 0 | 0 | 0
Base VOM Costs by Reporting Type: SPP_N
ReportingType | 2015 | 2020 | 2025 | 2030 | 2035 | 2040
BM | 0 | 0 | 0 | 0 | 234.56 | 230.61
CC | 44.51 | 114.6 | 96.31 | 91.7 | 28.92 | 20.41
CSP | 0 | 0 | 0 | 0 | 0 | 0
CT | 0 | 0 | 0 | 0 | 0 | 0
Coal | 217.7 | 82.28 | 8.55 | 9.58 | 25.22 | 25.22
Geo | 0 | 0 | 0 | 0 | 0 | 0
H | 0 | 0 | 0 | 0 | 0 | 0
LFG | 0 | 0 | 0.01 | 0.01 | 0.01 | 0.01
Nuc | 21.45 | 21.45 | 21.45 | 21.45 | 21.45 | 21.45
PS | 0 | 0 | 0 | 0 | 0 | 0
PV | 0 | 0 | 0 | 0 | 0 | 0
PeakG | 0.17 | 0 | 0 | 0.12 | 0 | 0
PeakO | 0 | 0 | 0 | 0 | 0 | 0
ST | 0 | 0 | 0 | 0 | 0 | 0
STOG | 0.41 | 0 | 0.17 | 0.8 | 0 | 0
STWD | 0 | 0 | 0 | 0 | 0 | 0
WT | 0.05 | 0.48 | 0.48 | 0.48 | 0.48 | 0.5
IGCC | 0 | 0 | 0 | 0 | 0 | 0
DemandResponse | 0 | 0 | 0 | 0 | 0 | 0
IGCC-CCS | 0 | 0 | 0 | 0 | 0 | 0
WT_off | 0 | 0 | 0 | 0 | 0 | 0
PseudoUnit | 0 | 0 | 0 | 0 | 0 | 0
FixedInterchange | 0 | 0 | 0 | 0 | 0 | 0
Base VOM Costs by Reporting Type: SPP_S
ReportingType | 2015 | 2020 | 2025 | 2030 | 2035 | 2040
BM | 0 | 0 | 0 | 0 | 107.86 | 150.29
CC | 98.69 | 138.89 | 149.98 | 174.15 | 72.16 | 55.47
CSP | 0 | 0 | 0 | 0 | 0 | 0
CT | 0.13 | 0 | 0 | 0 | 0 | 0.29
Coal | 311.88 | 36.95 | 2.96 | 0 | 0 | 0
Geo | 0 | 0 | 0 | 0 | 0 | 0
H | 0 | 0 | 0 | 0 | 0 | 0
LFG | 0 | 0 | 0.01 | 0.01 | 0.01 | 0.01
Nuc | 0 | 0 | 0 | 0 | 0 | 0
PS | 0 | 0 | 0 | 0 | 0 | 0
PV | 0 | 0 | 0 | 0 | 0 | 0
PeakG | 0 | 0 | 0 | 0 | 0 | 0
PeakO | 0 | 0 | 0 | 0 | 0 | 0
ST | 0 | 0 | 0 | 0 | 0 | 0
STOG | 5.04 | 1.6 | 2.83 | 3.31 | 0.49 | 0.1
STWD | 0.13 | 0.07 | 0.07 | 0.51 | 1.4 | 0.86
WT | 0.11 | 1.19 | 1.19 | 1.19 | 1.2 | 1.21
IGCC | 0 | 0 | 0 | 0 | 0 | 0
DemandResponse | 0 | 0 | 0 | 0 | 0 | 0
IGCC-CCS | 0 | 0 | 0 | 0 | 0 | 0
WT_off | 0 | 0 | 0 | 0 | 0 | 0
PseudoUnit | 0 | 0 | 0 | 0 | 0 | 0
FixedInterchange | 0 | 0 | 0 | 0 | 0 | 0
Base VOM Costs by Reporting Type: TVA
ReportingType | 2015 | 2020 | 2025 | 2030 | 2035 | 2040
BM | 0 | 0 | 0 | 0 | 275.88 | 275.88
CC | 156.12 | 257.64 | 273.9 | 264.71 | 132.15 | 11.82
CSP | 0 | 0 | 0 | 0 | 0 | 0
CT | 0 | 0 | 0 | 0 | 0 | 0
Coal | 131.97 | 58.68 | 1.61 | 0 | 0 | 0
Geo | 0 | 0 | 0 | 0 | 0 | 0
H | 0 | 0 | 0 | 0 | 0 | 0
LFG | 0 | 0 | 0.01 | 0.01 | 0.01 | 0.01
Nuc | 152.12 | 152.12 | 152.12 | 152.12 | 146.05 | 197.06
PS | 0 | 0 | 0 | 0 | 0 | 0
PV | 0 | 0 | 0 | 0 | 0 | 0
PeakG | 0 | 0 | 0 | 0 | 0 | 0
PeakO | 0 | 0 | 0 | 0 | 0 | 0
ST | 0 | 0 | 0 | 0 | 0 | 0
STOG | 0 | 0 | 0 | 0 | 0 | 0
STWD | 0 | 0 | 0.01 | 0.07 | 0.08 | 0.08
WT | 0 | 0 | 0 | 0 | 0 | 0
IGCC | 0 | 0 | 0 | 0 | 0 | 0
DemandResponse | 0 | 0 | 0 | 0 | 0 | 0
IGCC-CCS | 0 | 0 | 0 | 0 | 0 | 0
WT_off | 0 | 0 | 0 | 0 | 0 | 0
PseudoUnit | 0 | 0 | 0 | 0 | 0 | 0
FixedInterchange | 0 | 0 | 0 | 0 | 0 | 0
Base VOM Costs by Reporting Type: TVA_Transmission
ReportingType | 2015 | 2020 | 2025 | 2030 | 2035 | 2040
BM | 0 | 0 | 0 | 0 | 0 | 0
CC | 0 | 0 | 0 | 0 | 0 | 0
CSP | 0 | 0 | 0 | 0 | 0 | 0
CT | 0 | 0 | 0 | 0 | 0 | 0
Coal | 0 | 0 | 0 | 0 | 0 | 0
Geo | 0 | 0 | 0 | 0 | 0 | 0
H | 0 | 0 | 0 | 0 | 0 | 0
LFG | 0 | 0 | 0 | 0 | 0 | 0
Nuc | 0 | 0 | 0 | 0 | 0 | 0
PS | 0 | 0 | 0 | 0 | 0 | 0
PV | 0 | 0 | 0 | 0 | 0 | 0
PeakG | 0 | 0 | 0 | 0 | 0 | 0
PeakO | 0 | 0 | 0 | 0 | 0 | 0
ST | 0 | 0 | 0 | 0 | 0 | 0
STOG | 0 | 0 | 0 | 0 | 0 | 0
STWD | 0 | 0 | 0 | 0 | 0 | 0
WT | 0 | 0 | 0 | 0 | 0 | 0
IGCC | 0 | 0 | 0 | 0 | 0 | 0
DemandResponse | 0 | 0 | 0 | 0 | 0 | 0
IGCC-CCS | 0 | 0 | 0 | 0 | 0 | 0
WT_off | 0 | 0 | 0 | 0 | 0 | 0
PseudoUnit | 0 | 0 | 0 | 0 | 0 | 0
FixedInterchange | 0 | 0 | 0 | 0 | 0 | 0
Base VOM Costs by Reporting Type: VACAR
ReportingType | 2015 | 2020 | 2025 | 2030 | 2035 | 2040
BM | 0.03 | 6.38 | 26.48 | 26.95 | 26.95 | 258
CC | 471.1 | 455.83 | 467.1 | 482.23 | 168.37 | 38.31
CSP | 0 | 0 | 0 | 0 | 0 | 0
CT | 0.73 | 0.73 | 1.39 | 2.71 | 0.23 | 0
Coal | 68.59 | 32.13 | 13.62 | 11.32 | 16.26 | 16.89
Geo | 0 | 0 | 0 | 0 | 0 | 0
H | 0 | 0 | 0 | 0 | 0 | 0
LFG | 0.01 | 0.01 | 0.01 | 0.01 | 0.01 | 0.01
Nuc | 211.36 | 248.42 | 248.42 | 248.42 | 188.36 | 177.57
PS | 0 | 0 | 0 | 0 | 0 | 0
PV | 0 | 0 | 0 | 0 | 0 | 0.03
PeakG | 0.84 | 1.88 | 3.37 | 4.84 | 0.6 | 1.09
PeakO | 0 | 0 | 0 | 0 | 0 | 0
ST | 0 | 0 | 0 | 0 | 0 | 0
STOG | 0 | 0 | 0 | 0 | 0 | 0
STWD | 4.67 | 4.67 | 4.67 | 4.67 | 4.67 | 3.64
WT | 0 | 0.08 | 0.08 | 0.08 | 0.08 | 0.08
IGCC | 0 | 0 | 0 | 0 | 0 | 0
DemandResponse | 0 | 0 | 0 | 0 | 0 | 0
IGCC-CCS | 0 | 0 | 0 | 0 | 0 | 0
WT_off | 0 | 0 | 0 | 0 | 1.25 | 1.44
PseudoUnit | 0 | 0 | 0 | 0 | 0 | 0
FixedInterchange | 0 | 0 | 0 | 0 | 0 | 0
Base VOM Costs by Reporting Type: IESO
ReportingType | 2015 | 2020 | 2025 | 2030 | 2035 | 2040
BM | 0 | 0.01 | 0 | 0.04 | 0.17 | 0.32
CC | 21.23 | 1.89 | 0.35 | 0.38 | 0.14 | 0.34
CSP | 0 | 0 | 0 | 0 | 0 | 0
CT | 0 | 0.03 | 0 | 0 | 0 | 0
Coal | 0 | 0 | 0 | 0 | 0 | 0
Geo | 0 | 0 | 0 | 0 | 0 | 0
H | 0 | 0 | 0 | 0 | 0.02 | 0.02
LFG | 0.01 | 0.01 | 0.01 | 0.01 | 0.01 | 0.01
Nuc | 240.73 | 238.61 | 235.86 | 240.73 | 221.68 | 193.2
PS | 0 | 0 | 0 | 0 | 0 | 0
PV | 0 | 0 | 0 | 0 | 0 | 0
PeakG | 0 | 0 | 0 | 0 | 0 | 0
PeakO | 0 | 0 | 0 | 0 | 0 | 0
ST | 0 | 0 | 0 | 0 | 0 | 0
STOG | 0 | 0 | 0 | 0 | 0 | 0
STWD | 0.01 | 0.01 | 0.01 | 0.12 | 0.06 | 2.31
WT | 0.09 | 0.09 | 0.09 | 0.09 | 0.09 | 0.09
IGCC | 0 | 0 | 0 | 0 | 0 | 0
DemandResponse | 0 | 0 | 0 | 0 | 0 | 0
IGCC-CCS | 0 | 0 | 0 | 0 | 0 | 0
WT_off | 0 | 0 | 0 | 0 | 0 | 0
PseudoUnit | 0 | 0 | 0 | 0 | 0 | 0
FixedInterchange | 0 | 0 | 0 | 0 | 0 | 0
Base VOM Costs by Reporting Type: MAPP_CA
ReportingType | 2015 | 2020 | 2025 | 2030 | 2035 | 2040
BM | 0 | 0 | 0 | 0 | 0 | 0
CC | 20.62 | 20.62 | 2.66 | 0 | 0 | 0
CSP | 0 | 0 | 0 | 0 | 0 | 0
CT | 0 | 0 | 0 | 0 | 0 | 0
Coal | 0.99 | 0.16 | 0 | 0 | 0 | 0
Geo | 0 | 0 | 0 | 0 | 0 | 0
H | 0 | 0.05 | 0.15 | 0.32 | 0.32 | 0.32
LFG | 0 | 0 | 0 | 0 | 0 | 0
Nuc | 0 | 0 | 0 | 0 | 0 | 0
PS | 0 | 0 | 0 | 0 | 0 | 0
PV | 0 | 0 | 0 | 0 | 0 | 0
PeakG | 0.54 | 0.88 | 0 | 0 | 0 | 0
PeakO | 0 | 0 | 0 | 0 | 0 | 0
ST | 0 | 0 | 0 | 0 | 0 | 0
STOG | 0.03 | 0 | 0 | 0 | 0 | 0
STWD | 0 | 0 | 0 | 0 | 0 | 0
WT | 0.02 | 0.02 | 0.02 | 0.02 | 0.01 | 0.01
IGCC | 0 | 0 | 0 | 0 | 0 | 0
DemandResponse | 0 | 0 | 0 | 0 | 0 | 0
IGCC-CCS | 0 | 0 | 0 | 0 | 0 | 0
WT_off | 0 | 0 | 0 | 0 | 0 | 0
PseudoUnit | 0 | 0 | 0 | 0 | 0 | 0
FixedInterchange | 0 | 0 | 0 | 0 | 0 | 0
Base VOM Costs by Reporting Type: AZ_NM_SNV_Coal
ReportingType | 2015 | 2020 | 2025 | 2030 | 2035 | 2040
BM | 0 | 0 | 0 | 0 | 0 | 0
CC | 0 | 0 | 0 | 0 | 0 | 0
CSP | 0 | 0 | 0 | 0 | 0 | 0
CT | 0 | 0 | 0 | 0 | 0 | 0
Coal | 196.4 | 179.03 | 28.51 | 1.35 | 13.18 | 9.56
Geo | 0 | 0 | 0 | 0 | 0 | 0
H | 0 | 0 | 0 | 0 | 0 | 0
LFG | 0 | 0 | 0 | 0 | 0 | 0
Nuc | 0 | 0 | 0 | 0 | 0 | 0
PS | 0 | 0 | 0 | 0 | 0 | 0
PV | 0 | 0 | 0 | 0 | 0 | 0
PeakG | 0 | 0 | 0 | 0 | 0 | 0
PeakO | 0 | 0 | 0 | 0 | 0 | 0
ST | 0 | 0 | 0 | 0 | 0 | 0
STOG | 0 | 0 | 0 | 0 | 0 | 0
STWD | 0 | 0 | 0 | 0 | 0 | 0
WT | 0 | 0 | 0 | 0 | 0 | 0
IGCC | 0 | 0 | 0 | 0 | 0 | 0
DemandResponse | 0 | 0 | 0 | 0 | 0 | 0
IGCC-CCS | 0 | 0 | 0 | 0 | 0 | 0
WT_off | 0 | 0 | 0 | 0 | 0 | 0
PseudoUnit | 0 | 0 | 0 | 0 | 0 | 0
FixedInterchange | 0 | 0 | 0 | 0 | 0 | 0
Base VOM Costs by Reporting Type: AZ_NM_SNV_Gas
ReportingType | 2015 | 2020 | 2025 | 2030 | 2035 | 2040
BM | 0 | 0 | 0 | 0 | 0 | 0
CC | 161.31 | 162.98 | 229.63 | 196.45 | 45.65 | 34.85
CSP | 0 | 0 | 0 | 0 | 0 | 0
CT | 0 | 0 | 0 | 0.07 | 0 | 0
Coal | 0 | 0 | 0 | 0 | 0 | 0
Geo | 0 | 0 | 0 | 0 | 0 | 0
H | 0 | 0 | 0 | 0 | 0 | 0
LFG | 0 | 0 | 0 | 0 | 0 | 0
Nuc | 0 | 0 | 0 | 0 | 0 | 0
PS | 0 | 0 | 0 | 0 | 0 | 0
PV | 0 | 0 | 0 | 0 | 0 | 0
PeakG | 0 | 0 | 0 | 0 | 0 | 0
PeakO | 0 | 0 | 0 | 0 | 0 | 0
ST | 0 | 0 | 0 | 0 | 0 | 0
STOG | 0 | 0 | 0 | 0 | 0 | 0
STWD | 0 | 0 | 0 | 0 | 0 | 0
WT | 0 | 0 | 0 | 0 | 0 | 0
IGCC | 0 | 0 | 0 | 0 | 0 | 0
DemandResponse | 0 | 0 | 0 | 0 | 0 | 0
IGCC-CCS | 0 | 0 | 0 | 0 | 0 | 0
WT_off | 0 | 0 | 0 | 0 | 0 | 0
PseudoUnit | 0 | 0 | 0 | 0 | 0 | 0
FixedInterchange | 0 | 0 | 0 | 0 | 0 | 0
Base VOM Costs by Reporting Type: AZ_NM_SNV_NucRenew
ReportingType | 2015 | 2020 | 2025 | 2030 | 2035 | 2040
BM | 0 | 0 | 0 | 0 | 0 | 0
CC | 0 | 0 | 0 | 0 | 0 | 0
CSP | 0 | 0 | 0 | 0 | 0 | 0
CT | 0 | 0 | 0 | 0 | 0 | 0
Coal | 0 | 0 | 0 | 0 | 0 | 0
Geo | 0 | 0 | 116.31 | 116.31 | 116.31 | 116.31
H | 0 | 0 | 0 | 0 | 0 | 0
LFG | 0 | 0 | 0.01 | 0.01 | 0.01 | 0.01
Nuc | 71.66 | 71.66 | 71.66 | 75.14 | 318.4 | 337.35
PS | 0 | 0 | 0 | 0 | 0 | 0
PV | 0 | 0 | 0 | 0 | 0 | 0
PeakG | 0 | 0 | 0 | 0 | 0 | 0
PeakO | 0 | 0 | 0 | 0 | 0 | 0
ST | 0.01 | 0.03 | 0.04 | 0.04 | 0.06 | 0.06
STOG | 0 | 0 | 0 | 0 | 0 | 0
STWD | 0.43 | 0.43 | 0.43 | 0.43 | 0.43 | 0.43
WT | 0.02 | 0.35 | 0.35 | 0.35 | 0.35 | 0.35
IGCC | 0 | 0 | 0 | 0 | 0 | 0
DemandResponse | 0 | 0 | 0 | 0 | 0 | 0
IGCC-CCS | 0 | 0 | 0 | 0 | 0 | 0
WT_off | 0 | 0 | 0 | 0 | 0 | 0
PseudoUnit | 0 | 0 | 0 | 0 | 0 | 0
FixedInterchange | 0 | 0 | 0 | 0 | 0 | 0
Base VOM Costs by Reporting Type: ERCOT
ReportingType | 2015 | 2020 | 2025 | 2030 | 2035 | 2040
BM | 0.29 | 0.5 | 0.76 | 5.41 | 5.41 | 116.99
CC | 653.96 | 692.99 | 620.17 | 602.21 | 267.91 | 170.96
CSP | 0 | 0 | 0 | 0 | 0 | 0
CT | 0 | 0.02 | 0.01 | 0.08 | 0 | 0
Coal | 169.78 | 118.07 | 16.59 | 21.57 | 24.99 | 24.99
Geo | 0 | 0 | 0 | 0 | 0 | 0
H | 0 | 0 | 0 | 0 | 0 | 0
LFG | 0.01 | 0.01 | 0.04 | 0.04 | 0.04 | 0.04
Nuc | 94.14 | 94.14 | 94.14 | 94.14 | 333.3 | 357.32
PS | 0 | 0 | 0 | 0 | 0 | 0
PV | 0 | 0 | 0 | 0 | 0 | 0
PeakG | 0 | 0.05 | 0 | 0.36 | 0.28 | 0.33
PeakO | 0 | 0 | 0 | 0 | 0 | 0
ST | 0 | 0 | 0 | 0 | 0 | 0
STOG | 4.77 | 7.79 | 2.29 | 3.54 | 0 | 0
STWD | 0 | 0 | 0 | 0 | 0 | 0
WT | 0.32 | 0.32 | 0.92 | 0.92 | 0.92 | 0.93
IGCC | 0 | 0 | 0 | 0 | 0 | 0
DemandResponse | 0 | 0 | 0 | 0 | 0 | 0
IGCC-CCS | 0 | 0 | 0 | 0 | 0 | 0
WT_off | 0 | 0 | 0 | 0 | 0 | 0
PseudoUnit | 0 | 0 | 0 | 0 | 0 | 0
FixedInterchange | 0 | 0 | 0 | 0 | 0 | 0
Base VOM Costs by Reporting Type: NP15
ReportingType | 2015 | 2020 | 2025 | 2030 | 2035 | 2040
BM | 0 | 0 | 0 | 0 | 0 | 0
CC | 156.72 | 174.46 | 173.68 | 151.36 | 77.71 | 35.57
CSP | 0 | 0 | 0 | 0 | 0 | 0
CT | 0 | 0 | 0 | 0 | 0 | 0
Coal | 5.45 | 0 | 0 | 0 | 0 | 0
Geo | 0.11 | 19.18 | 48.23 | 48.23 | 48.23 | 48.23
H | 0 | 0 | 0 | 0 | 0 | 0
LFG | 0.01 | 0.04 | 0.06 | 0.06 | 0.06 | 0.06
Nuc | 42.53 | 42.53 | 42.53 | 42.53 | 76.09 | 127.68
PS | 0 | 0 | 0 | 0 | 0 | 0
PV | 0 | 0 | 0 | 0 | 0 | 0
PeakG | 0 | 0 | 0 | 0 | 0 | 0
PeakO | 0 | 0 | 0 | 0 | 0 | 0
ST | 0 | 0 | 0 | 0 | 0 | 0
STOG | 0.19 | 0.08 | 0.16 | 0.02 | 0.02 | 0
STWD | 7.35 | 7.35 | 3.59 | 7.35 | 7.35 | 7.35
WT | 0.04 | 0.13 | 0.13 | 0.35 | 0.36 | 0.38
IGCC | 0 | 0 | 0 | 0 | 0 | 0
DemandResponse | 0 | 0 | 0 | 0 | 0 | 0
IGCC-CCS | 0 | 0 | 0 | 0 | 0 | 0
WT_off | 0 | 0 | 0 | 0 | 0 | 0
PseudoUnit | 0 | 0 | 0 | 0 | 0 | 0
FixedInterchange | 0 | 0 | 0 | 0 | 0 | 0
Base VOM Costs by Reporting Type: NWPP_Coal
ReportingType | 2015 | 2020 | 2025 | 2030 | 2035 | 2040
BM | 0 | 0 | 0 | 0 | 0 | 0
CC | 0 | 0 | 0 | 0 | 0 | 0
CSP | 0 | 0 | 0 | 0 | 0 | 0
CT | 0 | 0 | 0 | 0 | 0 | 0
Coal | 184.98 | 154.63 | 5.38 | 5.38 | 5.38 | 5.38
Geo | 0 | 0 | 0 | 0 | 0 | 0
H | 0 | 0 | 0 | 0 | 0 | 0
LFG | 0 | 0 | 0 | 0 | 0 | 0
Nuc | 0 | 0 | 0 | 0 | 0 | 0
PS | 0 | 0 | 0 | 0 | 0 | 0
PV | 0 | 0 | 0 | 0 | 0 | 0
PeakG | 0 | 0 | 0 | 0 | 0 | 0
PeakO | 0 | 0 | 0 | 0 | 0 | 0
ST | 0 | 0 | 0 | 0 | 0 | 0
STOG | 0 | 0 | 0 | 0 | 0 | 0
STWD | 0 | 0 | 0 | 0 | 0 | 0
WT | 0 | 0 | 0 | 0 | 0 | 0
IGCC | 0 | 0 | 0 | 0 | 0 | 0
DemandResponse | 0 | 0 | 0 | 0 | 0 | 0
IGCC-CCS | 0 | 0 | 0 | 0 | 0 | 0
WT_off | 0 | 0 | 0 | 0 | 0 | 0
PseudoUnit | 0 | 0 | 0 | 0 | 0 | 0
FixedInterchange | 0 | 0 | 0 | 0 | 0 | 0
Base VOM Costs by Reporting Type: NWPP_Gas
ReportingType | 2015 | 2020 | 2025 | 2030 | 2035 | 2040
BM | 0 | 0 | 0 | 0 | 0 | 0
CC | 122.48 | 167.61 | 167.61 | 125.66 | 23.94 | 20.39
CSP | 0 | 0 | 0 | 0 | 0 | 0
CT | 0 | 0 | 0 | 0 | 0 | 0
Coal | 0 | 0 | 0 | 0 | 0 | 0
Geo | 0 | 0 | 0 | 0 | 0 | 0
H | 0 | 0 | 0 | 0 | 0 | 0
LFG | 0 | 0 | 0 | 0 | 0 | 0
Nuc | 0 | 0 | 0 | 0 | 0 | 0
PS | 0 | 0 | 0 | 0 | 0 | 0
PV | 0 | 0 | 0 | 0 | 0 | 0
PeakG | 0 | 0 | 0 | 0 | 0 | 0
PeakO | 0 | 0 | 0 | 0 | 0 | 0
ST | 0 | 0 | 0 | 0 | 0 | 0
STOG | 0 | 0 | 0 | 0 | 0 | 0
STWD | 0 | 0 | 0 | 0 | 0 | 0
WT | 0 | 0 | 0 | 0 | 0 | 0
IGCC | 0 | 0 | 0 | 0 | 0 | 0
DemandResponse | 0 | 0 | 0 | 0 | 0 | 0
IGCC-CCS | 0 | 0 | 0 | 0 | 0 | 0
WT_off | 0 | 0 | 0 | 0 | 0 | 0
PseudoUnit | 0 | 0 | 0 | 0 | 0 | 0
FixedInterchange | 0 | 0 | 0 | 0 | 0 | 0
Base VOM Costs by Reporting Type: NWPP_NucRenew
ReportingType | 2015 | 2020 | 2025 | 2030 | 2035 | 2040
BM | 0 | 0.33 | 1.21 | 1.21 | 1.21 | 126.8
CC | 0 | 0 | 0 | 0 | 0 | 0
CSP | 0 | 0 | 0 | 0 | 0 | 0
CT | 0 | 0 | 0 | 0 | 0 | 0
Coal | 0 | 0 | 0 | 0 | 0 | 0
Geo | 6.93 | 6.93 | 41.74 | 41.74 | 41.74 | 41.74
H | 0 | 0 | 0 | 0 | 0.01 | 0.01
LFG | 0.01 | 0.01 | 0.03 | 0.03 | 0.03 | 0.03
Nuc | 20.91 | 20.91 | 20.91 | 20.91 | 82.06 | 82.06
PS | 0 | 0 | 0 | 0 | 0 | 0
PV | 0 | 0 | 0 | 0 | 0 | 0
PeakG | 0 | 0 | 0 | 0 | 0 | 0
PeakO | 0 | 0 | 0 | 0 | 0 | 0
ST | 0 | 0 | 0 | 0 | 0 | 0
STOG | 0 | 0 | 0 | 0 | 0 | 0
STWD | 0 | 0 | 9.33 | 9.33 | 9.33 | 9.33
WT | 0.19 | 0.19 | 0.19 | 0.71 | 0.71 | 0.77
IGCC | 0 | 0 | 0 | 0 | 0 | 0
DemandResponse | 0 | 0 | 0 | 0 | 0 | 0
IGCC-CCS | 0 | 0 | 0 | 0 | 0 | 0
WT_off | 0 | 0 | 0 | 0 | 0 | 0
PseudoUnit | 0 | 0 | 0 | 0 | 0 | 0
FixedInterchange | 0 | 0 | 0 | 0 | 0 | 0
Base VOM Costs by Reporting Type: RMPA
ReportingType | 2015 | 2020 | 2025 | 2030 | 2035 | 2040
BM | 0 | 0 | 0 | 0 | 74.1 | 87.29
CC | 25.22 | 49.19 | 63.76 | 52.45 | 21.64 | 15.16
CSP | 0 | 0 | 0 | 0 | 0 | 0
CT | 0 | 0 | 0 | 0 | 0 | 0
Coal | 191.46 | 150.34 | 27 | 13.68 | 13.66 | 12.81
Geo | 0 | 31.06 | 206.14 | 206.14 | 206.14 | 206.14
H | 0 | 0 | 0 | 0 | 0 | 0
LFG | 0 | 0 | 0 | 0 | 0 | 0
Nuc | 0 | 0 | 0 | 18.7 | 18.7 | 18.7
PS | 0 | 0 | 0 | 0 | 0 | 0
PV | 0 | 0 | 0 | 0 | 0 | 0
PeakG | 0 | 0 | 0.05 | 0.06 | 0.04 | 0.02
PeakO | 0 | 0 | 0 | 0 | 0 | 0
ST | 0 | 0.01 | 0.01 | 0.01 | 0.01 | 0.01
STOG | 0 | 0 | 0 | 0 | 0 | 0
STWD | 0 | 0 | 0 | 0 | 0 | 0
WT | 0.07 | 0.19 | 0.19 | 0.2 | 0.2 | 0.21
IGCC | 0 | 0 | 0 | 0 | 0 | 0
DemandResponse | 0 | 0 | 0 | 0 | 0 | 0
IGCC-CCS | 0 | 0 | 0 | 0 | 0 | 0
WT_off | 0 | 0 | 0 | 0 | 0 | 0
PseudoUnit | 0 | 0 | 0 | 0 | 0 | 0
FixedInterchange | 0 | 0 | 0 | 0 | 0 | 0
Base VOM Costs by Reporting Type: SP15
ReportingType | 2015 | 2020 | 2025 | 2030 | 2035 | 2040
BM | 0.22 | 0.22 | 0.22 | 0.22 | 0.22 | 25.17
CC | 216.71 | 199.56 | 202.59 | 181.71 | 89.94 | 48.43
CSP | 0 | 0 | 0 | 0 | 0 | 0
CT | 0 | 0 | 0 | 0 | 0 | 0
Coal | 5.28 | 3.19 | 0 | 0 | 0 | 0
Geo | 4.1 | 120.4 | 120.4 | 120.4 | 120.4 | 120.4
H | 0 | 0 | 0 | 0 | 0 | 0
LFG | 0.02 | 0.07 | 0.07 | 0.07 | 0.07 | 0.07
Nuc | 41.61 | 41.61 | 41.61 | 41.61 | 41.61 | 41.61
PS | 0 | 0 | 0 | 0 | 0 | 0
PV | 0 | 0 | 0 | 0 | 0 | 0
PeakG | 0 | 0 | 0 | 0 | 0 | 0
PeakO | 0 | 0 | 0 | 0 | 0 | 0
ST | 0.02 | 0.02 | 0.02 | 0.09 | 0.11 | 0.14
STOG | 1.13 | 0.56 | 0.86 | 0.85 | 0.37 | 0.72
STWD | 1.98 | 1.98 | 1.98 | 1.98 | 1.98 | 1.98
WT | 0.07 | 0.09 | 0.42 | 0.46 | 0.46 | 0.46
IGCC | 0 | 0 | 0 | 0 | 0 | 0
DemandResponse | 0 | 0 | 0 | 0 | 0 | 0
IGCC-CCS | 0 | 0 | 0 | 0 | 0 | 0
WT_off | 0 | 0 | 0 | 0 | 0 | 0
PseudoUnit | 0 | 0 | 0 | 0 | 0 | 0
FixedInterchange | 0 | 0 | 0 | 0 | 0 | 0
Base VOM Costs by Reporting Type: ALB
ReportingType | 2015 | 2020 | 2025 | 2030 | 2035 | 2040
BM | 0 | 0 | 0 | 0 | 0 | 0
CC | 37.82 | 41.4 | 42.38 | 5.33 | 0.01 | 0.02
CSP | 0 | 0 | 0 | 0 | 0 | 0
CT | 0 | 0 | 0 | 0 | 0 | 0
Coal | 167.67 | 167.67 | 163.9 | 0 | 0 | 0
Geo | 0 | 0 | 0 | 0 | 0 | 0
H | 0 | 0 | 0 | 0 | 0 | 0
LFG | 0 | 0 | 0 | 0 | 0 | 0
Nuc | 0 | 0 | 0 | 132.41 | 142.65 | 142.86
PS | 0 | 0 | 0 | 0 | 0 | 0
PV | 0 | 0 | 0 | 0 | 0 | 0
PeakG | 0 | 0 | 0 | 0 | 0 | 0
PeakO | 0 | 0 | 0 | 0 | 0 | 0
ST | 0 | 0 | 0 | 0 | 0 | 0
STOG | 0 | 0 | 0 | 0 | 0 | 0
STWD | 0 | 1.68 | 2.89 | 2.89 | 2.89 | 2.89
WT | 0.02 | 0.02 | 0.02 | 0.02 | 0.02 | 0.02
IGCC | 0 | 0 | 0 | 0 | 0 | 0
DemandResponse | 0 | 0 | 0 | 0 | 0 | 0
IGCC-CCS | 0 | 0 | 0 | 0 | 0 | 0
WT_off | 0 | 0 | 0 | 0 | 0 | 0
PseudoUnit | 0 | 0 | 0 | 0 | 0 | 0
FixedInterchange | 0 | 0 | 0 | 0 | 0 | 0
Base VOM Costs by Reporting Type: BC
ReportingType | 2015 | 2020 | 2025 | 2030 | 2035 | 2040
BM | 0 | 0 | 0 | 0 | 0 | 0
CC | 16.21 | 16.21 | 16.21 | 12.87 | 0 | 0
CSP | 0 | 0 | 0 | 0 | 0 | 0
CT | 0 | 0 | 0 | 0 | 0 | 0
Coal | 0 | 0 | 0 | 0 | 0 | 0
Geo | 0 | 0 | 0 | 0 | 0 | 0
H | 0 | 0 | 0 | 0 | 0 | 0
LFG | 0 | 0 | 0 | 0 | 0 | 0
Nuc | 0 | 0 | 0 | 3.07 | 5.08 | 19.07
PS | 0 | 0 | 0 | 0 | 0 | 0
PV | 0 | 0 | 0 | 0 | 0 | 0
PeakG | 0 | 0 | 0 | 0 | 0 | 0
PeakO | 0 | 0 | 0 | 0 | 0 | 0
ST | 0 | 0 | 0 | 0 | 0 | 0
STOG | 0 | 0 | 0 | 0 | 0 | 0
STWD | 0 | 2.35 | 8.48 | 8.48 | 8.48 | 8.48
WT | 0.01 | 0.01 | 0.01 | 0.01 | 0.01 | 0.01
IGCC | 0 | 0 | 0 | 0 | 0 | 0
DemandResponse | 0 | 0 | 0 | 0 | 0 | 0
IGCC-CCS | 0 | 0 | 0 | 0 | 0 | 0
WT_off | 0 | 0 | 0 | 0 | 0 | 0
PseudoUnit | 0 | 0 | 0 | 0 | 0 | 0
FixedInterchange | 0 | 0 | 0 | 0 | 0 | 0
Base VOM Costs by Reporting Type: HQ_IESO
ReportingType | 2015 | 2020 | 2025 | 2030 | 2035 | 2040
BM | 0 | 0 | 0 | 0 | 0 | 0
CC | 0 | 0 | 0 | 0 | 0 | 0
CSP | 0 | 0 | 0 | 0 | 0 | 0
CT | 0 | 0 | 0 | 0 | 0 | 0
Coal | 0 | 0 | 0 | 0 | 0 | 0
Geo | 0 | 0 | 0 | 0 | 0 | 0
H | 0 | 0 | 0 | 0 | 0 | 0
LFG | 0 | 0 | 0 | 0 | 0 | 0
Nuc | 0 | 0 | 0 | 0 | 0 | 0
PS | 0 | 0 | 0 | 0 | 0 | 0
PV | 0 | 0 | 0 | 0 | 0 | 0
PeakG | 0 | 0 | 0 | 0 | 0 | 0
PeakO | 0 | 0 | 0 | 0 | 0 | 0
ST | 0 | 0 | 0 | 0 | 0 | 0
STOG | 0 | 0 | 0 | 0 | 0 | 0
STWD | 0 | 0 | 0 | 0 | 0 | 0
WT | 0 | 0 | 0 | 0 | 0 | 0
IGCC | 0 | 0 | 0 | 0 | 0 | 0
DemandResponse | 0 | 0 | 0 | 0 | 0 | 0
IGCC-CCS | 0 | 0 | 0 | 0 | 0 | 0
WT_off | 0 | 0 | 0 | 0 | 0 | 0
PseudoUnit | 0 | 0 | 0 | 3.81 | 3.81 | 3.81
FixedInterchange | 0 | 0 | 0 | 0 | 0 | 0
Base VOM Costs by Reporting Type: HQ_NEISO
ReportingType | 2015 | 2020 | 2025 | 2030 | 2035 | 2040
BM | 0 | 0 | 0 | 0 | 0 | 0
CC | 0 | 0 | 0 | 0 | 0 | 0
CSP | 0 | 0 | 0 | 0 | 0 | 0
CT | 0 | 0 | 0 | 0 | 0 | 0
Coal | 0 | 0 | 0 | 0 | 0 | 0
Geo | 0 | 0 | 0 | 0 | 0 | 0
H | 0 | 0 | 0 | 0 | 0 | 0
LFG | 0 | 0 | 0 | 0 | 0 | 0
Nuc | 0 | 0 | 0 | 0 | 0 | 0
PS | 0 | 0 | 0 | 0 | 0 | 0
PV | 0 | 0 | 0 | 0 | 0 | 0
PeakG | 0 | 0 | 0 | 0 | 0 | 0
PeakO | 0 | 0 | 0 | 0 | 0 | 0
ST | 0 | 0 | 0 | 0 | 0 | 0
STOG | 0 | 0 | 0 | 0 | 0 | 0
STWD | 0 | 0 | 0 | 0 | 0 | 0
WT | 0 | 0 | 0 | 0 | 0 | 0
IGCC | 0 | 0 | 0 | 0 | 0 | 0
DemandResponse | 0 | 0 | 0 | 0 | 0 | 0
IGCC-CCS | 0 | 0 | 0 | 0 | 0 | 0
WT_off | 0 | 0 | 0 | 0 | 0 | 0
PseudoUnit | 0 | 0 | 0 | 51.28 | 51.28 | 51.28
FixedInterchange | 0 | 0 | 0 | 0 | 0 | 0
Base VOM Costs by Reporting Type: HQ_NY
ReportingType | 2015 | 2020 | 2025 | 2030 | 2035 | 2040
BM | 0 | 0 | 0 | 0 | 0 | 0
CC | 0 | 0 | 0 | 0 | 0 | 0
CSP | 0 | 0 | 0 | 0 | 0 | 0
CT | 0 | 0 | 0 | 0 | 0 | 0
Coal | 0 | 0 | 0 | 0 | 0 | 0
Geo | 0 | 0 | 0 | 0 | 0 | 0
H | 0 | 0 | 0 | 0 | 0 | 0
LFG | 0 | 0 | 0 | 0 | 0 | 0
Nuc | 0 | 0 | 0 | 0 | 0 | 0
PS | 0 | 0 | 0 | 0 | 0 | 0
PV | 0 | 0 | 0 | 0 | 0 | 0
PeakG | 0 | 0 | 0 | 0 | 0 | 0
PeakO | 0 | 0 | 0 | 0 | 0 | 0
ST | 0 | 0 | 0 | 0 | 0 | 0
STOG | 0 | 0 | 0 | 0 | 0 | 0
STWD | 0 | 0 | 0 | 0 | 0 | 0
WT | 0 | 0 | 0 | 0 | 0 | 0
IGCC | 0 | 0 | 0 | 0 | 0 | 0
DemandResponse | 0 | 0 | 0 | 0 | 0 | 0
IGCC-CCS | 0 | 0 | 0 | 0 | 0 | 0
WT_off | 0 | 0 | 0 | 0 | 0 | 0
PseudoUnit | 0 | 0 | 101.99 | 101.99 | 101.99 | 101.99
FixedInterchange | 0 | 0 | 0 | 0 | 0 | 0
Base VOM Costs by Reporting Type: MARITIMES
ReportingType | 2015 | 2020 | 2025 | 2030 | 2035 | 2040
BM | 0 | 0 | 0 | 0 | 0 | 0
CC | 0 | 0 | 0 | 0 | 0 | 0
CSP | 0 | 0 | 0 | 0 | 0 | 0
CT | 0 | 0 | 0 | 0 | 0 | 0
Coal | 0 | 0 | 0 | 0 | 0 | 0
Geo | 0 | 0 | 0 | 0 | 0 | 0
H | 0 | 0 | 0 | 0 | 0 | 0
LFG | 0 | 0 | 0 | 0 | 0 | 0
Nuc | 0 | 0 | 0 | 0 | 0 | 0
PS | 0 | 0 | 0 | 0 | 0 | 0
PV | 0 | 0 | 0 | 0 | 0 | 0
PeakG | 0 | 0 | 0 | 0 | 0 | 0
PeakO | 0 | 0 | 0 | 0 | 0 | 0
ST | 0 | 0 | 0 | 0 | 0 | 0
STOG | 0 | 0 | 0 | 0 | 0 | 0
STWD | 0 | 0 | 0 | 0 | 0 | 0
WT | 0 | 0 | 0 | 0 | 0 | 0
IGCC | 0 | 0 | 0 | 0 | 0 | 0
DemandResponse | 0 | 0 | 0 | 0 | 0 | 0
IGCC-CCS | 0 | 0 | 0 | 0 | 0 | 0
WT_off | 0 | 0 | 0 | 0 | 0 | 0
PseudoUnit | 0 | 0 | 0 | 17.37 | 17.37 | 17.37
FixedInterchange | 0 | 0 | 0 | 0 | 0 | 0
Base VOM Costs by Reporting Type: All
ReportingType | 2015 | 2020 | 2025 | 2030 | 2035 | 2040
BM | 11.06 | 29.41 | 43.98 | 58.83 | 1028.71 | 3192.16
CC | 4843.19 | 6252.93 | 6314.09 | 5825.03 | 3098.51 | 915.11
CSP | 0 | 0 | 0 | 0 | 0 | 0
CT | 5.61 | 6.79 | 11.03 | 15.67 | 1.15 | 0.61
Coal | 4053.08 | 1918.27 | 451.07 | 253.95 | 425.59 | 438.92
Geo | 11.14 | 177.58 | 532.83 | 532.83 | 532.83 | 532.83
H | 0 | 0.08 | 0.27 | 0.44 | 0.52 | 0.52
LFG | 0.38 | 0.54 | 0.73 | 0.79 | 0.79 | 0.79
Nuc | 2164.81 | 2223.36 | 2220.62 | 2355.82 | 3296.86 | 3727.61
PS | 0 | 0 | 0 | 0 | 0 | 0
PV | 0.02 | 0.06 | 0.07 | 0.08 | 0.08 | 0.1
PeakG | 22.23 | 35.42 | 43.91 | 64.9 | 24.83 | 15.78
PeakO | 0 | 0 | 0 | 0 | 0 | 0
ST | 0.03 | 0.06 | 0.07 | 0.15 | 0.18 | 0.21
STOG | 17.35 | 18.94 | 10.27 | 11 | 1.85 | 1.33
STWD | 28.62 | 30.76 | 42.81 | 62.77 | 74 | 68.05
WT | 2.03 | 4.62 | 7.39 | 9.34 | 9.83 | 10.09
IGCC | 30.43 | 30.43 | 4.57 | 0.04 | 0 | 0
DemandResponse | 0 | 0 | 0 | 0 | 0 | 0
IGCC-CCS | 0 | 0 | 0 | 0 | 0 | 0
WT_off | 0.02 | 0.02 | 0.06 | 0.06 | 1.46 | 2.23
PseudoUnit | 0 | 0 | 101.99 | 174.45 | 174.45 | 174.45
FixedInterchange | 0 | 0 | 0 | 0 | 0 | 0
Base VOM Costs by Reporting Type: EI_US
ReportingType | 2015 | 2020 | 2025 | 2030 | 2035 | 2040
BM | 10.54 | 28.35 | 41.78 | 51.95 | 947.6 | 2835.59
CC | 3410.89 | 4726.03 | 4795.06 | 4496.59 | 2571.58 | 589.37
CSP | 0 | 0 | 0 | 0 | 0 | 0
CT | 5.61 | 6.74 | 11.02 | 15.52 | 1.15 | 0.61
Coal | 3131.07 | 1145.17 | 209.68 | 211.97 | 368.38 | 386.18
Geo | 0 | 0 | 0 | 0 | 0 | 0
H | 0 | 0.03 | 0.12 | 0.12 | 0.16 | 0.16
LFG | 0.32 | 0.4 | 0.51 | 0.57 | 0.57 | 0.57
Nuc | 1653.22 | 1713.9 | 1713.9 | 1686.58 | 2057.29 | 2407.75
PS | 0 | 0 | 0 | 0 | 0 | 0
PV | 0 | 0.04 | 0.06 | 0.07 | 0.07 | 0.09
PeakG | 21.69 | 34.49 | 43.85 | 64.48 | 24.51 | 15.43
PeakO | 0 | 0 | 0 | 0 | 0 | 0
ST | 0 | 0 | 0 | 0 | 0 | 0
STOG | 11.23 | 10.51 | 6.96 | 6.6 | 1.45 | 0.61
STWD | 18.84 | 16.94 | 16.09 | 32.17 | 43.46 | 35.26
WT | 1.2 | 3.22 | 5.05 | 6.2 | 6.69 | 6.86
IGCC | 30.43 | 30.43 | 4.57 | 0.04 | 0 | 0
DemandResponse | 0 | 0 | 0 | 0 | 0 | 0
IGCC-CCS | 0 | 0 | 0 | 0 | 0 | 0
WT_off | 0.02 | 0.02 | 0.06 | 0.06 | 1.46 | 2.23
PseudoUnit | 0 | 0 | 101.99 | 170.63 | 170.63 | 170.63
FixedInterchange | 0 | 0 | 0 | 0 | 0 | 0
Base VOM Costs by Reporting Type: EI_Canada
ReportingType | 2015 | 2020 | 2025 | 2030 | 2035 | 2040
BM | 0 | 0.01 | 0 | 0.04 | 0.17 | 0.32
CC | 41.85 | 22.51 | 3.01 | 0.38 | 0.14 | 0.34
CSP | 0 | 0 | 0 | 0 | 0 | 0
CT | 0 | 0.03 | 0 | 0 | 0 | 0
Coal | 0.99 | 0.16 | 0 | 0 | 0 | 0
Geo | 0 | 0 | 0 | 0 | 0 | 0
H | 0 | 0.05 | 0.15 | 0.32 | 0.34 | 0.34
LFG | 0.01 | 0.01 | 0.01 | 0.01 | 0.01 | 0.01
Nuc | 240.73 | 238.61 | 235.86 | 240.73 | 221.68 | 193.2
PS | 0 | 0 | 0 | 0 | 0 | 0
PV | 0 | 0 | 0 | 0 | 0 | 0
PeakG | 0.54 | 0.88 | 0 | 0 | 0 | 0
PeakO | 0 | 0 | 0 | 0 | 0 | 0
ST | 0 | 0 | 0 | 0 | 0 | 0
STOG | 0.03 | 0 | 0 | 0 | 0 | 0
STWD | 0.01 | 0.01 | 0.01 | 0.12 | 0.06 | 2.31
WT | 0.11 | 0.11 | 0.11 | 0.11 | 0.1 | 0.1
IGCC | 0 | 0 | 0 | 0 | 0 | 0
DemandResponse | 0 | 0 | 0 | 0 | 0 | 0
IGCC-CCS | 0 | 0 | 0 | 0 | 0 | 0
WT_off | 0 | 0 | 0 | 0 | 0 | 0
PseudoUnit | 0 | 0 | 0 | 3.81 | 3.81 | 3.81
FixedInterchange | 0 | 0 | 0 | 0 | 0 | 0
Base VOM Costs by Reporting Type: EI
ReportingType | 2015 | 2020 | 2025 | 2030 | 2035 | 2040
BM | 10.54 | 28.35 | 41.78 | 51.98 | 947.76 | 2835.91
CC | 3452.74 | 4748.54 | 4798.07 | 4496.97 | 2571.72 | 589.72
CSP | 0 | 0 | 0 | 0 | 0 | 0
CT | 5.61 | 6.77 | 11.02 | 15.52 | 1.15 | 0.61
Coal | 3132.06 | 1145.33 | 209.68 | 211.97 | 368.38 | 386.18
Geo | 0 | 0 | 0 | 0 | 0 | 0
H | 0 | 0.08 | 0.27 | 0.44 | 0.51 | 0.51
LFG | 0.33 | 0.41 | 0.52 | 0.58 | 0.58 | 0.58
Nuc | 1893.95 | 1952.51 | 1949.77 | 1927.31 | 2278.97 | 2600.96
PS | 0 | 0 | 0 | 0 | 0 | 0
PV | 0.01 | 0.04 | 0.06 | 0.07 | 0.07 | 0.09
PeakG | 22.23 | 35.37 | 43.85 | 64.48 | 24.51 | 15.43
PeakO | 0 | 0 | 0 | 0 | 0 | 0
ST | 0 | 0 | 0 | 0 | 0 | 0
STOG | 11.26 | 10.52 | 6.96 | 6.6 | 1.45 | 0.61
STWD | 18.85 | 16.96 | 16.1 | 32.29 | 43.52 | 37.57
WT | 1.31 | 3.33 | 5.16 | 6.31 | 6.79 | 6.97
IGCC | 30.43 | 30.43 | 4.57 | 0.04 | 0 | 0
DemandResponse | 0 | 0 | 0 | 0 | 0 | 0
IGCC-CCS | 0 | 0 | 0 | 0 | 0 | 0
WT_off | 0.02 | 0.02 | 0.06 | 0.06 | 1.46 | 2.23
PseudoUnit | 0 | 0 | 101.99 | 174.45 | 174.45 | 174.45
FixedInterchange | 0 | 0 | 0 | 0 | 0 | 0
Base VOM Costs by Reporting Type: Outside_EI
ReportingType | 2015 | 2020 | 2025 | 2030 | 2035 | 2040
BM | 0.51 | 1.06 | 2.2 | 6.85 | 80.94 | 356.25
CC | 1390.44 | 1504.39 | 1516.02 | 1328.06 | 526.79 | 325.4
CSP | 0 | 0 | 0 | 0 | 0 | 0
CT | 0 | 0.02 | 0.01 | 0.15 | 0 | 0
Coal | 921.02 | 772.94 | 241.38 | 41.98 | 57.2 | 52.73
Geo | 11.13 | 177.57 | 532.83 | 532.83 | 532.83 | 532.83
H | 0 | 0 | 0 | 0 | 0.01 | 0.01
LFG | 0.05 | 0.13 | 0.2 | 0.2 | 0.2 | 0.2
Nuc | 270.85 | 270.85 | 270.85 | 428.51 | 1017.89 | 1126.65
PS | 0 | 0 | 0 | 0 | 0 | 0
PV | 0.01 | 0.01 | 0.01 | 0.01 | 0.01 | 0.01
PeakG | 0 | 0.05 | 0.05 | 0.42 | 0.32 | 0.34
PeakO | 0 | 0 | 0 | 0 | 0 | 0
ST | 0.03 | 0.06 | 0.07 | 0.15 | 0.18 | 0.21
STOG | 6.09 | 8.42 | 3.31 | 4.41 | 0.4 | 0.72
STWD | 9.77 | 13.8 | 26.71 | 30.48 | 30.48 | 30.48
WT | 0.72 | 1.29 | 2.22 | 3.03 | 3.04 | 3.13
IGCC | 0 | 0 | 0 | 0 | 0 | 0
DemandResponse | 0 | 0 | 0 | 0 | 0 | 0
IGCC-CCS | 0 | 0 | 0 | 0 | 0 | 0
WT_off | 0 | 0 | 0 | 0 | 0 | 0
PseudoUnit | 0 | 0 | 0 | 0 | 0 | 0
FixedInterchange | 0 | 0 | 0 | 0 | 0 | 0
#9 | Retrofit VOM Costs ($million)
Retrofit VOM Costs by Reporting Type: Entergy
ReportingType | 2015 | 2020 | 2025 | 2030 | 2035 | 2040
BM | 0 | 0 | 0 | 0 | 0 | 0
CC | 0 | 0 | 0 | 0 | 0 | 0
CSP | 0 | 0 | 0 | 0 | 0 | 0
CT | 0 | 0 | 0 | 0 | 0 | 0
Coal | 13.08 | 0 | 0 | 0 | 0 | 0
Geo | 0 | 0 | 0 | 0 | 0 | 0
H | 0 | 0 | 0 | 0 | 0 | 0
LFG | 0 | 0 | 0 | 0 | 0 | 0
Nuc | 0 | 0 | 0 | 0 | 0 | 0
PS | 0 | 0 | 0 | 0 | 0 | 0
PV | 0 | 0 | 0 | 0 | 0 | 0
PeakG | 0 | 0 | 0 | 0 | 0 | 0
PeakO | 0 | 0 | 0 | 0 | 0 | 0
ST | 0 | 0 | 0 | 0 | 0 | 0
STOG | 0 | 0 | 0 | 0 | 0 | 0
STWD | 0 | 0 | 0 | 0 | 0 | 0
WT | 0 | 0 | 0 | 0 | 0 | 0
IGCC | 0 | 0 | 0 | 0 | 0 | 0
DemandResponse | 0 | 0 | 0 | 0 | 0 | 0
IGCC-CCS | 0 | 0 | 0 | 0 | 0 | 0
WT_off | 0 | 0 | 0 | 0 | 0 | 0
PseudoUnit | 0 | 0 | 0 | 0 | 0 | 0
FixedInterchange | 0 | 0 | 0 | 0 | 0 | 0
Retrofit VOM Costs by Reporting Type: FRCC
ReportingType | 2015 | 2020 | 2025 | 2030 | 2035 | 2040
BM | 0 | 0 | 0 | 0 | 0 | 0
CC | 0 | 0 | 0 | 0 | 0 | 0
CSP | 0 | 0 | 0 | 0 | 0 | 0
CT | 0 | 0 | 0 | 0 | 0 | 0
Coal | 30.44 | 22.76 | 4.39 | 13.52 | 18.69 | 29.5
Geo | 0 | 0 | 0 | 0 | 0 | 0
H | 0 | 0 | 0 | 0 | 0 | 0
LFG | 0 | 0 | 0 | 0 | 0 | 0
Nuc | 0 | 0 | 0 | 0 | 0 | 0
PS | 0 | 0 | 0 | 0 | 0 | 0
PV | 0 | 0 | 0 | 0 | 0 | 0
PeakG | 0 | 0 | 0 | 0 | 0 | 0
PeakO | 0 | 0 | 0 | 0 | 0 | 0
ST | 0 | 0 | 0 | 0 | 0 | 0
STOG | 0 | 0 | 0 | 0 | 0 | 0
STWD | 0 | 0 | 0 | 0 | 0 | 0
WT | 0 | 0 | 0 | 0 | 0 | 0
IGCC | 0 | 0 | 0 | 0 | 0 | 0
DemandResponse | 0 | 0 | 0 | 0 | 0 | 0
IGCC-CCS | 0 | 0 | 0 | 0 | 0 | 0
WT_off | 0 | 0 | 0 | 0 | 0 | 0
PseudoUnit | 0 | 0 | 0 | 0 | 0 | 0
FixedInterchange | 0 | 0 | 0 | 0 | 0 | 0
Retrofit VOM Costs by Reporting Type: MAPP_US
ReportingType | 2015 | 2020 | 2025 | 2030 | 2035 | 2040
BM | 0 | 0 | 0 | 0 | 0 | 0
CC | 0 | 0 | 0 | 0 | 0 | 0
CSP | 0 | 0 | 0 | 0 | 0 | 0
CT | 0 | 0 | 0 | 0 | 0 | 0
Coal | 39.11 | 19.15 | 0 | 0 | 0 | 0
Geo | 0 | 0 | 0 | 0 | 0 | 0
H | 0 | 0 | 0 | 0 | 0 | 0
LFG | 0 | 0 | 0 | 0 | 0 | 0
Nuc | 0 | 0 | 0 | 0 | 0 | 0
PS | 0 | 0 | 0 | 0 | 0 | 0
PV | 0 | 0 | 0 | 0 | 0 | 0
PeakG | 0 | 0 | 0 | 0 | 0 | 0
PeakO | 0 | 0 | 0 | 0 | 0 | 0
ST | 0 | 0 | 0 | 0 | 0 | 0
STOG | 0 | 0 | 0 | 0 | 0 | 0
STWD | 0 | 0 | 0 | 0 | 0 | 0
WT | 0 | 0 | 0 | 0 | 0 | 0
IGCC | 0 | 0 | 0 | 0 | 0 | 0
DemandResponse | 0 | 0 | 0 | 0 | 0 | 0
IGCC-CCS | 0 | 0 | 0 | 0 | 0 | 0
WT_off | 0 | 0 | 0 | 0 | 0 | 0
PseudoUnit | 0 | 0 | 0 | 0 | 0 | 0
FixedInterchange | 0 | 0 | 0 | 0 | 0 | 0
Retrofit VOM Costs by Reporting Type: MISO_IN
ReportingType | 2015 | 2020 | 2025 | 2030 | 2035 | 2040
BM | 0 | 0 | 0 | 0 | 0 | 0
CC | 0 | 0 | 0 | 0 | 0 | 0
CSP | 0 | 0 | 0 | 0 | 0 | 0
CT | 0 | 0 | 0 | 0 | 0 | 0
Coal | 160.14 | 95.14 | 25.07 | 37.97 | 126.5 | 134.9
Geo | 0 | 0 | 0 | 0 | 0 | 0
H | 0 | 0 | 0 | 0 | 0 | 0
LFG | 0 | 0 | 0 | 0 | 0 | 0
Nuc | 0 | 0 | 0 | 0 | 0 | 0
PS | 0 | 0 | 0 | 0 | 0 | 0
PV | 0 | 0 | 0 | 0 | 0 | 0
PeakG | 0 | 0 | 0 | 0 | 0 | 0
PeakO | 0 | 0 | 0 | 0 | 0 | 0
ST | 0 | 0 | 0 | 0 | 0 | 0
STOG | 0 | 0 | 0 | 0 | 0 | 0
STWD | 0 | 0 | 0 | 0 | 0 | 0
WT | 0 | 0 | 0 | 0 | 0 | 0
IGCC | 0 | 0 | 0 | 0 | 0 | 0
DemandResponse | 0 | 0 | 0 | 0 | 0 | 0
IGCC-CCS | 0 | 0 | 0 | 0 | 0 | 0
WT_off | 0 | 0 | 0 | 0 | 0 | 0
PseudoUnit | 0 | 0 | 0 | 0 | 0 | 0
FixedInterchange | 0 | 0 | 0 | 0 | 0 | 0
Retrofit VOM Costs by Reporting Type: MISO_MI
ReportingType | 2015 | 2020 | 2025 | 2030 | 2035 | 2040
BM | 0 | 0 | 0 | 0 | 0 | 0
CC | 0 | 0 | 0 | 0 | 0 | 0
CSP | 0 | 0 | 0 | 0 | 0 | 0
CT | 0 | 0 | 0 | 0 | 0 | 0
Coal | 6.43 | 0 | 0 | 0 | 0 | 0
Geo | 0 | 0 | 0 | 0 | 0 | 0
H | 0 | 0 | 0 | 0 | 0 | 0
LFG | 0 | 0 | 0 | 0 | 0 | 0
Nuc | 0 | 0 | 0 | 0 | 0 | 0
PS | 0 | 0 | 0 | 0 | 0 | 0
PV | 0 | 0 | 0 | 0 | 0 | 0
PeakG | 0 | 0 | 0 | 0 | 0 | 0
PeakO | 0 | 0 | 0 | 0 | 0 | 0
ST | 0 | 0 | 0 | 0 | 0 | 0
STOG | 0 | 0 | 0 | 0 | 0 | 0
STWD | 0 | 0 | 0 | 0 | 0 | 0
WT | 0 | 0 | 0 | 0 | 0 | 0
IGCC | 0 | 0 | 0 | 0 | 0 | 0
DemandResponse | 0 | 0 | 0 | 0 | 0 | 0
IGCC-CCS | 0 | 0 | 0 | 0 | 0 | 0
WT_off | 0 | 0 | 0 | 0 | 0 | 0
PseudoUnit | 0 | 0 | 0 | 0 | 0 | 0
FixedInterchange | 0 | 0 | 0 | 0 | 0 | 0
Retrofit VOM Costs by Reporting Type: MISO_MO-IL
ReportingType | 2015 | 2020 | 2025 | 2030 | 2035 | 2040
BM | 0 | 0 | 0 | 0 | 0 | 0
CC | 0 | 0 | 0 | 0 | 0 | 0
CSP | 0 | 0 | 0 | 0 | 0 | 0
CT | 0 | 0 | 0 | 0 | 0 | 0
Coal | 59.11 | 15.89 | 4.15 | 7.46 | 27.54 | 27.54
Geo | 0 | 0 | 0 | 0 | 0 | 0
H | 0 | 0 | 0 | 0 | 0 | 0
LFG | 0 | 0 | 0 | 0 | 0 | 0
Nuc | 0 | 0 | 0 | 0 | 0 | 0
PS | 0 | 0 | 0 | 0 | 0 | 0
PV | 0 | 0 | 0 | 0 | 0 | 0
PeakG | 0 | 0 | 0 | 0 | 0 | 0
PeakO | 0 | 0 | 0 | 0 | 0 | 0
ST | 0 | 0 | 0 | 0 | 0 | 0
STOG | 0 | 0 | 0 | 0 | 0 | 0
STWD | 0 | 0 | 0 | 0 | 0 | 0
WT | 0 | 0 | 0 | 0 | 0 | 0
IGCC | 0 | 0 | 0 | 0 | 0 | 0
DemandResponse | 0 | 0 | 0 | 0 | 0 | 0
IGCC-CCS | 0 | 0 | 0 | 0 | 0 | 0
WT_off | 0 | 0 | 0 | 0 | 0 | 0
PseudoUnit | 0 | 0 | 0 | 0 | 0 | 0
FixedInterchange | 0 | 0 | 0 | 0 | 0 | 0
Retrofit VOM Costs by Reporting Type: MISO_W
ReportingType | 2015 | 2020 | 2025 | 2030 | 2035 | 2040
BM | 0 | 0 | 0 | 0 | 0 | 0
CC | 0 | 0 | 0 | 0 | 0 | 0
CSP | 0 | 0 | 0 | 0 | 0 | 0
CT | 0 | 0 | 0 | 0 | 0 | 0
Coal | 103.39 | 102.12 | 21.94 | 18.66 | 18.66 | 18.66
Geo | 0 | 0 | 0 | 0 | 0 | 0
H | 0 | 0 | 0 | 0 | 0 | 0
LFG | 0 | 0 | 0 | 0 | 0 | 0
Nuc | 0 | 0 | 0 | 0 | 0 | 0
PS | 0 | 0 | 0 | 0 | 0 | 0
PV | 0 | 0 | 0 | 0 | 0 | 0
PeakG | 0 | 0 | 0 | 0 | 0 | 0
PeakO | 0 | 0 | 0 | 0 | 0 | 0
ST | 0 | 0 | 0 | 0 | 0 | 0
STOG | 0 | 0 | 0 | 0 | 0 | 0
STWD | 0 | 0 | 0 | 0 | 0 | 0
WT | 0 | 0 | 0 | 0 | 0 | 0
IGCC | 0 | 0 | 0 | 0 | 0 | 0
DemandResponse | 0 | 0 | 0 | 0 | 0 | 0
IGCC-CCS | 0 | 0 | 0 | 0 | 0 | 0
WT_off | 0 | 0 | 0 | 0 | 0 | 0
PseudoUnit | 0 | 0 | 0 | 0 | 0 | 0
FixedInterchange | 0 | 0 | 0 | 0 | 0 | 0
Retrofit VOM Costs by Reporting Type: MISO_WUMS
ReportingType | 2015 | 2020 | 2025 | 2030 | 2035 | 2040
BM | 0 | 0 | 0 | 0 | 0 | 0
CC | 0 | 0 | 0 | 0 | 0 | 0
CSP | 0 | 0 | 0 | 0 | 0 | 0
CT | 0 | 0 | 0 | 0 | 0 | 0
Coal | 27.78 | 5.48 | 8.15 | 7.15 | 24.04 | 33.1
Geo | 0 | 0 | 0 | 0 | 0 | 0
H | 0 | 0 | 0 | 0 | 0 | 0
LFG | 0 | 0 | 0 | 0 | 0 | 0
Nuc | 0 | 0 | 0 | 0 | 0 | 0
PS | 0 | 0 | 0 | 0 | 0 | 0
PV | 0 | 0 | 0 | 0 | 0 | 0
PeakG | 0 | 0 | 0 | 0 | 0 | 0
PeakO | 0 | 0 | 0 | 0 | 0 | 0
ST | 0 | 0 | 0 | 0 | 0 | 0
STOG | 0 | 0 | 0 | 0 | 0 | 0
STWD | 0 | 0 | 0 | 0 | 0 | 0
WT | 0 | 0 | 0 | 0 | 0 | 0
IGCC | 0 | 0 | 0 | 0 | 0 | 0
DemandResponse | 0 | 0 | 0 | 0 | 0 | 0
IGCC-CCS | 0 | 0 | 0 | 0 | 0 | 0
WT_off | 0 | 0 | 0 | 0 | 0 | 0
PseudoUnit | 0 | 0 | 0 | 0 | 0 | 0
FixedInterchange | 0 | 0 | 0 | 0 | 0 | 0
Retrofit VOM Costs by Reporting Type: Nebraska
ReportingType | 2015 | 2020 | 2025 | 2030 | 2035 | 2040
BM | 0 | 0 | 0 | 0 | 0 | 0
CC | 0 | 0 | 0 | 0 | 0 | 0
CSP | 0 | 0 | 0 | 0 | 0 | 0
CT | 0 | 0 | 0 | 0 | 0 | 0
Coal | 16.57 | 14.89 | 15.88 | 15.88 | 15.88 | 15.88
Geo | 0 | 0 | 0 | 0 | 0 | 0
H | 0 | 0 | 0 | 0 | 0 | 0
LFG | 0 | 0 | 0 | 0 | 0 | 0
Nuc | 0 | 0 | 0 | 0 | 0 | 0
PS | 0 | 0 | 0 | 0 | 0 | 0
PV | 0 | 0 | 0 | 0 | 0 | 0
PeakG | 0 | 0 | 0 | 0 | 0 | 0
PeakO | 0 | 0 | 0 | 0 | 0 | 0
ST | 0 | 0 | 0 | 0 | 0 | 0
STOG | 0 | 0 | 0 | 0 | 0 | 0
STWD | 0 | 0 | 0 | 0 | 0 | 0
WT | 0 | 0 | 0 | 0 | 0 | 0
IGCC | 0 | 0 | 0 | 0 | 0 | 0
DemandResponse | 0 | 0 | 0 | 0 | 0 | 0
IGCC-CCS | 0 | 0 | 0 | 0 | 0 | 0
WT_off | 0 | 0 | 0 | 0 | 0 | 0
PseudoUnit | 0 | 0 | 0 | 0 | 0 | 0
FixedInterchange | 0 | 0 | 0 | 0 | 0 | 0
Retrofit VOM Costs by Reporting Type: NEISO
ReportingType | 2015 | 2020 | 2025 | 2030 | 2035 | 2040
BM | 0 | 0 | 0 | 0 | 0 | 0
CC | 0 | 0 | 0 | 0 | 0 | 0
CSP | 0 | 0 | 0 | 0 | 0 | 0
CT | 0 | 0 | 0 | 0 | 0 | 0
Coal | 0.16 | 0 | 0 | 0 | 0 | 0
Geo | 0 | 0 | 0 | 0 | 0 | 0
H | 0 | 0 | 0 | 0 | 0 | 0
LFG | 0 | 0 | 0 | 0 | 0 | 0
Nuc | 0 | 0 | 0 | 0 | 0 | 0
PS | 0 | 0 | 0 | 0 | 0 | 0
PV | 0 | 0 | 0 | 0 | 0 | 0
PeakG | 0 | 0 | 0 | 0 | 0 | 0
PeakO | 0 | 0 | 0 | 0 | 0 | 0
ST | 0 | 0 | 0 | 0 | 0 | 0
STOG | 0 | 0 | 0 | 0 | 0 | 0
STWD | 0 | 0 | 0 | 0 | 0 | 0
WT | 0 | 0 | 0 | 0 | 0 | 0
IGCC | 0 | 0 | 0 | 0 | 0 | 0
DemandResponse | 0 | 0 | 0 | 0 | 0 | 0
IGCC-CCS | 0 | 0 | 0 | 0 | 0 | 0
WT_off | 0 | 0 | 0 | 0 | 0 | 0
PseudoUnit | 0 | 0 | 0 | 0 | 0 | 0
FixedInterchange | 0 | 0 | 0 | 0 | 0 | 0
Retrofit VOM Costs by Reporting Type: NonRTO_Midwest
ReportingType | 2015 | 2020 | 2025 | 2030 | 2035 | 2040
BM | 0 | 0 | 0 | 0 | 0 | 0
CC | 0 | 0 | 0 | 0 | 0 | 0
CSP | 0 | 0 | 0 | 0 | 0 | 0
CT | 0 | 0 | 0 | 0 | 0 | 0
Coal | 139.92 | 80.63 | 18.91 | 40.18 | 45.94 | 45.94
Geo | 0 | 0 | 0 | 0 | 0 | 0
H | 0 | 0 | 0 | 0 | 0 | 0
LFG | 0 | 0 | 0 | 0 | 0 | 0
Nuc | 0 | 0 | 0 | 0 | 0 | 0
PS | 0 | 0 | 0 | 0 | 0 | 0
PV | 0 | 0 | 0 | 0 | 0 | 0
PeakG | 0 | 0 | 0 | 0 | 0 | 0
PeakO | 0 | 0 | 0 | 0 | 0 | 0
ST | 0 | 0 | 0 | 0 | 0 | 0
STOG | 0 | 0 | 0 | 0 | 0 | 0
STWD | 0 | 0 | 0 | 0 | 0 | 0
WT | 0 | 0 | 0 | 0 | 0 | 0
IGCC | 0 | 0 | 0 | 0 | 0 | 0
DemandResponse | 0 | 0 | 0 | 0 | 0 | 0
IGCC-CCS | 0 | 0 | 0 | 0 | 0 | 0
WT_off | 0 | 0 | 0 | 0 | 0 | 0
PseudoUnit | 0 | 0 | 0 | 0 | 0 | 0
FixedInterchange | 0 | 0 | 0 | 0 | 0 | 0
Retrofit VOM Costs by Reporting Type: NYISO_A-F
ReportingType | 2015 | 2020 | 2025 | 2030 | 2035 | 2040
BM | 0 | 0 | 0 | 0 | 0 | 0
CC | 0 | 0 | 0 | 0 | 0 | 0
CSP | 0 | 0 | 0 | 0 | 0 | 0
CT | 0 | 0 | 0 | 0 | 0 | 0
Coal | 0 | 0 | 0 | 0 | 0 | 0
Geo | 0 | 0 | 0 | 0 | 0 | 0
H | 0 | 0 | 0 | 0 | 0 | 0
LFG | 0 | 0 | 0 | 0 | 0 | 0
Nuc | 0 | 0 | 0 | 0 | 0 | 0
PS | 0 | 0 | 0 | 0 | 0 | 0
PV | 0 | 0 | 0 | 0 | 0 | 0
PeakG | 0 | 0 | 0 | 0 | 0 | 0
PeakO | 0 | 0 | 0 | 0 | 0 | 0
ST | 0 | 0 | 0 | 0 | 0 | 0
STOG | 0 | 0 | 0 | 0 | 0 | 0
STWD | 0 | 0 | 0 | 0 | 0 | 0
WT | 0 | 0 | 0 | 0 | 0 | 0
IGCC | 0 | 0 | 0 | 0 | 0 | 0
DemandResponse | 0 | 0 | 0 | 0 | 0 | 0
IGCC-CCS | 0 | 0 | 0 | 0 | 0 | 0
WT_off | 0 | 0 | 0 | 0 | 0 | 0
PseudoUnit | 0 | 0 | 0 | 0 | 0 | 0
FixedInterchange | 0 | 0 | 0 | 0 | 0 | 0
Retrofit VOM Costs by Reporting Type: NYISO_G-I
ReportingType | 2015 | 2020 | 2025 | 2030 | 2035 | 2040
BM | 0 | 0 | 0 | 0 | 0 | 0
CC | 0 | 0 | 0 | 0 | 0 | 0
CSP | 0 | 0 | 0 | 0 | 0 | 0
CT | 0 | 0 | 0 | 0 | 0 | 0
Coal | 0 | 0 | 0 | 0 | 0 | 0
Geo | 0 | 0 | 0 | 0 | 0 | 0
H | 0 | 0 | 0 | 0 | 0 | 0
LFG | 0 | 0 | 0 | 0 | 0 | 0
Nuc | 0 | 0 | 0 | 0 | 0 | 0
PS | 0 | 0 | 0 | 0 | 0 | 0
PV | 0 | 0 | 0 | 0 | 0 | 0
PeakG | 0 | 0 | 0 | 0 | 0 | 0
PeakO | 0 | 0 | 0 | 0 | 0 | 0
ST | 0 | 0 | 0 | 0 | 0 | 0
STOG | 0 | 0 | 0 | 0 | 0 | 0
STWD | 0 | 0 | 0 | 0 | 0 | 0
WT | 0 | 0 | 0 | 0 | 0 | 0
IGCC | 0 | 0 | 0 | 0 | 0 | 0
DemandResponse | 0 | 0 | 0 | 0 | 0 | 0
IGCC-CCS | 0 | 0 | 0 | 0 | 0 | 0
WT_off | 0 | 0 | 0 | 0 | 0 | 0
PseudoUnit | 0 | 0 | 0 | 0 | 0 | 0
FixedInterchange | 0 | 0 | 0 | 0 | 0 | 0
Retrofit VOM Costs by Reporting Type: NYISO_J-K
ReportingType | 2015 | 2020 | 2025 | 2030 | 2035 | 2040
BM | 0 | 0 | 0 | 0 | 0 | 0
CC | 0 | 0 | 0 | 0 | 0 | 0
CSP | 0 | 0 | 0 | 0 | 0 | 0
CT | 0 | 0 | 0 | 0 | 0 | 0
Coal | 0 | 0 | 0 | 0 | 0 | 0
Geo | 0 | 0 | 0 | 0 | 0 | 0
H | 0 | 0 | 0 | 0 | 0 | 0
LFG | 0 | 0 | 0 | 0 | 0 | 0
Nuc | 0 | 0 | 0 | 0 | 0 | 0
PS | 0 | 0 | 0 | 0 | 0 | 0
PV | 0 | 0 | 0 | 0 | 0 | 0
PeakG | 0 | 0 | 0 | 0 | 0 | 0
PeakO | 0 | 0 | 0 | 0 | 0 | 0
ST | 0 | 0 | 0 | 0 | 0 | 0
STOG | 0 | 0 | 0 | 0 | 0 | 0
STWD | 0 | 0 | 0 | 0 | 0 | 0
WT | 0 | 0 | 0 | 0 | 0 | 0
IGCC | 0 | 0 | 0 | 0 | 0 | 0
DemandResponse | 0 | 0 | 0 | 0 | 0 | 0
IGCC-CCS | 0 | 0 | 0 | 0 | 0 | 0
WT_off | 0 | 0 | 0 | 0 | 0 | 0
PseudoUnit | 0 | 0 | 0 | 0 | 0 | 0
FixedInterchange | 0 | 0 | 0 | 0 | 0 | 0
Retrofit VOM Costs by Reporting Type: PJM_E
ReportingType | 2015 | 2020 | 2025 | 2030 | 2035 | 2040
BM | 0 | 0 | 0 | 0 | 0 | 0
CC | 0 | 0 | 0 | 0 | 0 | 0
CSP | 0 | 0 | 0 | 0 | 0 | 0
CT | 0 | 0 | 0 | 0 | 0 | 0
Coal | 3.7 | 2.51 | 1.41 | 0.33 | 6.72 | 14.25
Geo | 0 | 0 | 0 | 0 | 0 | 0
H | 0 | 0 | 0 | 0 | 0 | 0
LFG | 0 | 0 | 0 | 0 | 0 | 0
Nuc | 0 | 0 | 0 | 0 | 0 | 0
PS | 0 | 0 | 0 | 0 | 0 | 0
PV | 0 | 0 | 0 | 0 | 0 | 0
PeakG | 0 | 0 | 0 | 0 | 0 | 0
PeakO | 0 | 0 | 0 | 0 | 0 | 0
ST | 0 | 0 | 0 | 0 | 0 | 0
STOG | 0 | 0 | 0 | 0 | 0 | 0
STWD | 0 | 0 | 0 | 0 | 0 | 0
WT | 0 | 0 | 0 | 0 | 0 | 0
IGCC | 0 | 0 | 0 | 0 | 0 | 0
DemandResponse | 0 | 0 | 0 | 0 | 0 | 0
IGCC-CCS | 0 | 0 | 0 | 0 | 0 | 0
WT_off | 0 | 0 | 0 | 0 | 0 | 0
PseudoUnit | 0 | 0 | 0 | 0 | 0 | 0
FixedInterchange | 0 | 0 | 0 | 0 | 0 | 0
Retrofit VOM Costs by Reporting Type: PJM_ROM
ReportingType | 2015 | 2020 | 2025 | 2030 | 2035 | 2040
BM | 0 | 0 | 0 | 0 | 0 | 0
CC | 0 | 0 | 0 | 0 | 0 | 0
CSP | 0 | 0 | 0 | 0 | 0 | 0
CT | 0 | 0 | 0 | 0 | 0 | 0
Coal | 29.07 | 15.89 | 1.25 | 5.4 | 10.21 | 10.21
Geo | 0 | 0 | 0 | 0 | 0 | 0
H | 0 | 0 | 0 | 0 | 0 | 0
LFG | 0 | 0 | 0 | 0 | 0 | 0
Nuc | 0 | 0 | 0 | 0 | 0 | 0
PS | 0 | 0 | 0 | 0 | 0 | 0
PV | 0 | 0 | 0 | 0 | 0 | 0
PeakG | 0 | 0 | 0 | 0 | 0 | 0
PeakO | 0 | 0 | 0 | 0 | 0 | 0
ST | 0 | 0 | 0 | 0 | 0 | 0
STOG | 0 | 0 | 0 | 0 | 0 | 0
STWD | 0 | 0 | 0 | 0 | 0 | 0
WT | 0 | 0 | 0 | 0 | 0 | 0
IGCC | 0 | 0 | 0 | 0 | 0 | 0
DemandResponse | 0 | 0 | 0 | 0 | 0 | 0
IGCC-CCS | 0 | 0 | 0 | 0 | 0 | 0
WT_off | 0 | 0 | 0 | 0 | 0 | 0
PseudoUnit | 0 | 0 | 0 | 0 | 0 | 0
FixedInterchange | 0 | 0 | 0 | 0 | 0 | 0
Retrofit VOM Costs by Reporting Type: PJM_ROR
ReportingType | 2015 | 2020 | 2025 | 2030 | 2035 | 2040
BM | 0 | 0 | 0 | 0 | 0 | 0
CC | 0 | 0 | 0 | 0 | 0 | 0
CSP | 0 | 0 | 0 | 0 | 0 | 0
CT | 0 | 0 | 0 | 0 | 0 | 0
Coal | 428.49 | 384.59 | 47.31 | 122.84 | 224.4 | 224.4
Geo | 0 | 0 | 0 | 0 | 0 | 0
H | 0 | 0 | 0 | 0 | 0 | 0
LFG | 0 | 0 | 0 | 0 | 0 | 0
Nuc | 0 | 0 | 0 | 0 | 0 | 0
PS | 0 | 0 | 0 | 0 | 0 | 0
PV | 0 | 0 | 0 | 0 | 0 | 0
PeakG | 0 | 0 | 0 | 0 | 0 | 0
PeakO | 0 | 0 | 0 | 0 | 0 | 0
ST | 0 | 0 | 0 | 0 | 0 | 0
STOG | 0 | 0 | 0 | 0 | 0 | 0
STWD | 0 | 0 | 0 | 0 | 0 | 0
WT | 0 | 0 | 0 | 0 | 0 | 0
IGCC | 0 | 0 | 0 | 0 | 0 | 0
DemandResponse | 0 | 0 | 0 | 0 | 0 | 0
IGCC-CCS | 0 | 0 | 0 | 0 | 0 | 0
WT_off | 0 | 0 | 0 | 0 | 0 | 0
PseudoUnit | 0 | 0 | 0 | 0 | 0 | 0
FixedInterchange | 0 | 0 | 0 | 0 | 0 | 0
Retrofit VOM Costs by Reporting Type: SOCO
ReportingType | 2015 | 2020 | 2025 | 2030 | 2035 | 2040
BM | 0 | 0 | 0 | 0 | 0 | 0
CC | 0 | 0 | 0 | 0 | 0 | 0
CSP | 0 | 0 | 0 | 0 | 0 | 0
CT | 0 | 0 | 0 | 0 | 0 | 0
Coal | 108.21 | 46.59 | 36.24 | 53.77 | 53.77 | 53.77
Geo | 0 | 0 | 0 | 0 | 0 | 0
H | 0 | 0 | 0 | 0 | 0 | 0
LFG | 0 | 0 | 0 | 0 | 0 | 0
Nuc | 0 | 0 | 0 | 0 | 0 | 0
PS | 0 | 0 | 0 | 0 | 0 | 0
PV | 0 | 0 | 0 | 0 | 0 | 0
PeakG | 0 | 0 | 0 | 0 | 0 | 0
PeakO | 0 | 0 | 0 | 0 | 0 | 0
ST | 0 | 0 | 0 | 0 | 0 | 0
STOG | 0 | 0 | 0 | 0 | 0 | 0
STWD | 0 | 0 | 0 | 0 | 0 | 0
WT | 0 | 0 | 0 | 0 | 0 | 0
IGCC | 0 | 0 | 0 | 0 | 0 | 0
DemandResponse | 0 | 0 | 0 | 0 | 0 | 0
IGCC-CCS | 0 | 0 | 0 | 0 | 0 | 0
WT_off | 0 | 0 | 0 | 0 | 0 | 0
PseudoUnit | 0 | 0 | 0 | 0 | 0 | 0
FixedInterchange | 0 | 0 | 0 | 0 | 0 | 0
Retrofit VOM Costs by Reporting Type: SPP_N
ReportingType | 2015 | 2020 | 2025 | 2030 | 2035 | 2040
BM | 0 | 0 | 0 | 0 | 0 | 0
CC | 0 | 0 | 0 | 0 | 0 | 0
CSP | 0 | 0 | 0 | 0 | 0 | 0
CT | 0 | 0 | 0 | 0 | 0 | 0
Coal | 171.35 | 72.44 | 7.97 | 17.58 | 48.4 | 48.4
Geo | 0 | 0 | 0 | 0 | 0 | 0
H | 0 | 0 | 0 | 0 | 0 | 0
LFG | 0 | 0 | 0 | 0 | 0 | 0
Nuc | 0 | 0 | 0 | 0 | 0 | 0
PS | 0 | 0 | 0 | 0 | 0 | 0
PV | 0 | 0 | 0 | 0 | 0 | 0
PeakG | 0 | 0 | 0 | 0 | 0 | 0
PeakO | 0 | 0 | 0 | 0 | 0 | 0
ST | 0 | 0 | 0 | 0 | 0 | 0
STOG | 0 | 0 | 0 | 0 | 0 | 0
STWD | 0 | 0 | 0 | 0 | 0 | 0
WT | 0 | 0 | 0 | 0 | 0 | 0
IGCC | 0 | 0 | 0 | 0 | 0 | 0
DemandResponse | 0 | 0 | 0 | 0 | 0 | 0
IGCC-CCS | 0 | 0 | 0 | 0 | 0 | 0
WT_off | 0 | 0 | 0 | 0 | 0 | 0
PseudoUnit | 0 | 0 | 0 | 0 | 0 | 0
FixedInterchange | 0 | 0 | 0 | 0 | 0 | 0
Retrofit VOM Costs by Reporting Type: SPP_S
ReportingType | 2015 | 2020 | 2025 | 2030 | 2035 | 2040
BM | 0 | 0 | 0 | 0 | 0 | 0
CC | 0 | 0 | 0 | 0 | 0 | 0
CSP | 0 | 0 | 0 | 0 | 0 | 0
CT | 0 | 0 | 0 | 0 | 0 | 0
Coal | 40.23 | 33.89 | 0.22 | 0 | 0 | 0
Geo | 0 | 0 | 0 | 0 | 0 | 0
H | 0 | 0 | 0 | 0 | 0 | 0
LFG | 0 | 0 | 0 | 0 | 0 | 0
Nuc | 0 | 0 | 0 | 0 | 0 | 0
PS | 0 | 0 | 0 | 0 | 0 | 0
PV | 0 | 0 | 0 | 0 | 0 | 0
PeakG | 0 | 0 | 0 | 0 | 0 | 0
PeakO | 0 | 0 | 0 | 0 | 0 | 0
ST | 0 | 0 | 0 | 0 | 0 | 0
STOG | 0 | 0 | 0 | 0 | 0 | 0
STWD | 0 | 0 | 0 | 0 | 0 | 0
WT | 0 | 0 | 0 | 0 | 0 | 0
IGCC | 0 | 0 | 0 | 0 | 0 | 0
DemandResponse | 0 | 0 | 0 | 0 | 0 | 0
IGCC-CCS | 0 | 0 | 0 | 0 | 0 | 0
WT_off | 0 | 0 | 0 | 0 | 0 | 0
PseudoUnit | 0 | 0 | 0 | 0 | 0 | 0
FixedInterchange | 0 | 0 | 0 | 0 | 0 | 0
Retrofit VOM Costs by Reporting Type: TVA
ReportingType | 2015 | 2020 | 2025 | 2030 | 2035 | 2040
BM | 0 | 0 | 0 | 0 | 0 | 0
CC | 0 | 0 | 0 | 0 | 0 | 0
CSP | 0 | 0 | 0 | 0 | 0 | 0
CT | 0 | 0 | 0 | 0 | 0 | 0
Coal | 119.6 | 63.05 | 2.23 | 0 | 0 | 0
Geo | 0 | 0 | 0 | 0 | 0 | 0
H | 0 | 0 | 0 | 0 | 0 | 0
LFG | 0 | 0 | 0 | 0 | 0 | 0
Nuc | 0 | 0 | 0 | 0 | 0 | 0
PS | 0 | 0 | 0 | 0 | 0 | 0
PV | 0 | 0 | 0 | 0 | 0 | 0
PeakG | 0 | 0 | 0 | 0 | 0 | 0
PeakO | 0 | 0 | 0 | 0 | 0 | 0
ST | 0 | 0 | 0 | 0 | 0 | 0
STOG | 0 | 0 | 0 | 0 | 0 | 0
STWD | 0 | 0 | 0 | 0 | 0 | 0
WT | 0 | 0 | 0 | 0 | 0 | 0
IGCC | 0 | 0 | 0 | 0 | 0 | 0
DemandResponse | 0 | 0 | 0 | 0 | 0 | 0
IGCC-CCS | 0 | 0 | 0 | 0 | 0 | 0
WT_off | 0 | 0 | 0 | 0 | 0 | 0
PseudoUnit | 0 | 0 | 0 | 0 | 0 | 0
FixedInterchange | 0 | 0 | 0 | 0 | 0 | 0
Retrofit VOM Costs by Reporting Type: TVA_Transmission
ReportingType | 2015 | 2020 | 2025 | 2030 | 2035 | 2040
BM | 0 | 0 | 0 | 0 | 0 | 0
CC | 0 | 0 | 0 | 0 | 0 | 0
CSP | 0 | 0 | 0 | 0 | 0 | 0
CT | 0 | 0 | 0 | 0 | 0 | 0
Coal | 0 | 0 | 0 | 0 | 0 | 0
Geo | 0 | 0 | 0 | 0 | 0 | 0
H | 0 | 0 | 0 | 0 | 0 | 0
LFG | 0 | 0 | 0 | 0 | 0 | 0
Nuc | 0 | 0 | 0 | 0 | 0 | 0
PS | 0 | 0 | 0 | 0 | 0 | 0
PV | 0 | 0 | 0 | 0 | 0 | 0
PeakG | 0 | 0 | 0 | 0 | 0 | 0
PeakO | 0 | 0 | 0 | 0 | 0 | 0
ST | 0 | 0 | 0 | 0 | 0 | 0
STOG | 0 | 0 | 0 | 0 | 0 | 0
STWD | 0 | 0 | 0 | 0 | 0 | 0
WT | 0 | 0 | 0 | 0 | 0 | 0
IGCC | 0 | 0 | 0 | 0 | 0 | 0
DemandResponse | 0 | 0 | 0 | 0 | 0 | 0
IGCC-CCS | 0 | 0 | 0 | 0 | 0 | 0
WT_off | 0 | 0 | 0 | 0 | 0 | 0
PseudoUnit | 0 | 0 | 0 | 0 | 0 | 0
FixedInterchange | 0 | 0 | 0 | 0 | 0 | 0
Retrofit VOM Costs by Reporting Type: VACAR
ReportingType | 2015 | 2020 | 2025 | 2030 | 2035 | 2040
BM | 0 | 0 | 0 | 0 | 0 | 0
CC | 0 | 0 | 0 | 0 | 0 | 0
CSP | 0 | 0 | 0 | 0 | 0 | 0
CT | 0 | 0 | 0 | 0 | 0 | 0
Coal | 58.42 | 20.49 | 14.05 | 18.61 | 29.37 | 30.94
Geo | 0 | 0 | 0 | 0 | 0 | 0
H | 0 | 0 | 0 | 0 | 0 | 0
LFG | 0 | 0 | 0 | 0 | 0 | 0
Nuc | 0 | 0 | 0 | 0 | 0 | 0
PS | 0 | 0 | 0 | 0 | 0 | 0
PV | 0 | 0 | 0 | 0 | 0 | 0
PeakG | 0 | 0 | 0 | 0 | 0 | 0
PeakO | 0 | 0 | 0 | 0 | 0 | 0
ST | 0 | 0 | 0 | 0 | 0 | 0
STOG | 0 | 0 | 0 | 0 | 0 | 0
STWD | 0 | 0 | 0 | 0 | 0 | 0
WT | 0 | 0 | 0 | 0 | 0 | 0
IGCC | 0 | 0 | 0 | 0 | 0 | 0
DemandResponse | 0 | 0 | 0 | 0 | 0 | 0
IGCC-CCS | 0 | 0 | 0 | 0 | 0 | 0
WT_off | 0 | 0 | 0 | 0 | 0 | 0
PseudoUnit | 0 | 0 | 0 | 0 | 0 | 0
FixedInterchange | 0 | 0 | 0 | 0 | 0 | 0
Retrofit VOM Costs by Reporting Type: IESO
ReportingType | 2015 | 2020 | 2025 | 2030 | 2035 | 2040
BM | 0 | 0 | 0 | 0 | 0 | 0
CC | 0 | 0 | 0 | 0 | 0 | 0
CSP | 0 | 0 | 0 | 0 | 0 | 0
CT | 0 | 0 | 0 | 0 | 0 | 0
Coal | 0 | 0 | 0 | 0 | 0 | 0
Geo | 0 | 0 | 0 | 0 | 0 | 0
H | 0 | 0 | 0 | 0 | 0 | 0
LFG | 0 | 0 | 0 | 0 | 0 | 0
Nuc | 0 | 0 | 0 | 0 | 0 | 0
PS | 0 | 0 | 0 | 0 | 0 | 0
PV | 0 | 0 | 0 | 0 | 0 | 0
PeakG | 0 | 0 | 0 | 0 | 0 | 0
PeakO | 0 | 0 | 0 | 0 | 0 | 0
ST | 0 | 0 | 0 | 0 | 0 | 0
STOG | 0 | 0 | 0 | 0 | 0 | 0
STWD | 0 | 0 | 0 | 0 | 0 | 0
WT | 0 | 0 | 0 | 0 | 0 | 0
IGCC | 0 | 0 | 0 | 0 | 0 | 0
DemandResponse | 0 | 0 | 0 | 0 | 0 | 0
IGCC-CCS | 0 | 0 | 0 | 0 | 0 | 0
WT_off | 0 | 0 | 0 | 0 | 0 | 0
PseudoUnit | 0 | 0 | 0 | 0 | 0 | 0
FixedInterchange | 0 | 0 | 0 | 0 | 0 | 0
Retrofit VOM Costs by Reporting Type: MAPP_CA
ReportingType | 2015 | 2020 | 2025 | 2030 | 2035 | 2040
BM | 0 | 0 | 0 | 0 | 0 | 0
CC | 0 | 0 | 0 | 0 | 0 | 0
CSP | 0 | 0 | 0 | 0 | 0 | 0
CT | 0 | 0 | 0 | 0 | 0 | 0
Coal | 0 | 0 | 0 | 0 | 0 | 0
Geo | 0 | 0 | 0 | 0 | 0 | 0
H | 0 | 0 | 0 | 0 | 0 | 0
LFG | 0 | 0 | 0 | 0 | 0 | 0
Nuc | 0 | 0 | 0 | 0 | 0 | 0
PS | 0 | 0 | 0 | 0 | 0 | 0
PV | 0 | 0 | 0 | 0 | 0 | 0
PeakG | 0 | 0 | 0 | 0 | 0 | 0
PeakO | 0 | 0 | 0 | 0 | 0 | 0
ST | 0 | 0 | 0 | 0 | 0 | 0
STOG | 0 | 0 | 0 | 0 | 0 | 0
STWD | 0 | 0 | 0 | 0 | 0 | 0
WT | 0 | 0 | 0 | 0 | 0 | 0
IGCC | 0 | 0 | 0 | 0 | 0 | 0
DemandResponse | 0 | 0 | 0 | 0 | 0 | 0
IGCC-CCS | 0 | 0 | 0 | 0 | 0 | 0
WT_off | 0 | 0 | 0 | 0 | 0 | 0
PseudoUnit | 0 | 0 | 0 | 0 | 0 | 0
FixedInterchange | 0 | 0 | 0 | 0 | 0 | 0
Retrofit VOM Costs by Reporting Type: AZ_NM_SNV_Coal
ReportingType | 2015 | 2020 | 2025 | 2030 | 2035 | 2040
BM | 0 | 0 | 0 | 0 | 0 | 0
CC | 0 | 0 | 0 | 0 | 0 | 0
CSP | 0 | 0 | 0 | 0 | 0 | 0
CT | 0 | 0 | 0 | 0 | 0 | 0
Coal | 211.99 | 194.82 | 30.18 | 3.46 | 33.7 | 24.65
Geo | 0 | 0 | 0 | 0 | 0 | 0
H | 0 | 0 | 0 | 0 | 0 | 0
LFG | 0 | 0 | 0 | 0 | 0 | 0
Nuc | 0 | 0 | 0 | 0 | 0 | 0
PS | 0 | 0 | 0 | 0 | 0 | 0
PV | 0 | 0 | 0 | 0 | 0 | 0
PeakG | 0 | 0 | 0 | 0 | 0 | 0
PeakO | 0 | 0 | 0 | 0 | 0 | 0
ST | 0 | 0 | 0 | 0 | 0 | 0
STOG | 0 | 0 | 0 | 0 | 0 | 0
STWD | 0 | 0 | 0 | 0 | 0 | 0
WT | 0 | 0 | 0 | 0 | 0 | 0
IGCC | 0 | 0 | 0 | 0 | 0 | 0
DemandResponse | 0 | 0 | 0 | 0 | 0 | 0
IGCC-CCS | 0 | 0 | 0 | 0 | 0 | 0
WT_off | 0 | 0 | 0 | 0 | 0 | 0
PseudoUnit | 0 | 0 | 0 | 0 | 0 | 0
FixedInterchange | 0 | 0 | 0 | 0 | 0 | 0
Retrofit VOM Costs by Reporting Type: AZ_NM_SNV_Gas
ReportingType | 2015 | 2020 | 2025 | 2030 | 2035 | 2040
BM | 0 | 0 | 0 | 0 | 0 | 0
CC | 0 | 0 | 0 | 0 | 0 | 0
CSP | 0 | 0 | 0 | 0 | 0 | 0
CT | 0 | 0 | 0 | 0 | 0 | 0
Coal | 0 | 0 | 0 | 0 | 0 | 0
Geo | 0 | 0 | 0 | 0 | 0 | 0
H | 0 | 0 | 0 | 0 | 0 | 0
LFG | 0 | 0 | 0 | 0 | 0 | 0
Nuc | 0 | 0 | 0 | 0 | 0 | 0
PS | 0 | 0 | 0 | 0 | 0 | 0
PV | 0 | 0 | 0 | 0 | 0 | 0
PeakG | 0 | 0 | 0 | 0 | 0 | 0
PeakO | 0 | 0 | 0 | 0 | 0 | 0
ST | 0 | 0 | 0 | 0 | 0 | 0
STOG | 0 | 0 | 0 | 0 | 0 | 0
STWD | 0 | 0 | 0 | 0 | 0 | 0
WT | 0 | 0 | 0 | 0 | 0 | 0
IGCC | 0 | 0 | 0 | 0 | 0 | 0
DemandResponse | 0 | 0 | 0 | 0 | 0 | 0
IGCC-CCS | 0 | 0 | 0 | 0 | 0 | 0
WT_off | 0 | 0 | 0 | 0 | 0 | 0
PseudoUnit | 0 | 0 | 0 | 0 | 0 | 0
FixedInterchange | 0 | 0 | 0 | 0 | 0 | 0
Retrofit VOM Costs by Reporting Type: AZ_NM_SNV_NucRenew
ReportingType | 2015 | 2020 | 2025 | 2030 | 2035 | 2040
BM | 0 | 0 | 0 | 0 | 0 | 0
CC | 0 | 0 | 0 | 0 | 0 | 0
CSP | 0 | 0 | 0 | 0 | 0 | 0
CT | 0 | 0 | 0 | 0 | 0 | 0
Coal | 0 | 0 | 0 | 0 | 0 | 0
Geo | 0 | 0 | 0 | 0 | 0 | 0
H | 0 | 0 | 0 | 0 | 0 | 0
LFG | 0 | 0 | 0 | 0 | 0 | 0
Nuc | 0 | 0 | 0 | 0 | 0 | 0
PS | 0 | 0 | 0 | 0 | 0 | 0
PV | 0 | 0 | 0 | 0 | 0 | 0
PeakG | 0 | 0 | 0 | 0 | 0 | 0
PeakO | 0 | 0 | 0 | 0 | 0 | 0
ST | 0 | 0 | 0 | 0 | 0 | 0
STOG | 0 | 0 | 0 | 0 | 0 | 0
STWD | 0 | 0 | 0 | 0 | 0 | 0
WT | 0 | 0 | 0 | 0 | 0 | 0
IGCC | 0 | 0 | 0 | 0 | 0 | 0
DemandResponse | 0 | 0 | 0 | 0 | 0 | 0
IGCC-CCS | 0 | 0 | 0 | 0 | 0 | 0
WT_off | 0 | 0 | 0 | 0 | 0 | 0
PseudoUnit | 0 | 0 | 0 | 0 | 0 | 0
FixedInterchange | 0 | 0 | 0 | 0 | 0 | 0
Retrofit VOM Costs by Reporting Type: ERCOT
ReportingType | 2015 | 2020 | 2025 | 2030 | 2035 | 2040
BM | 0 | 0 | 0 | 0 | 0 | 0
CC | 0 | 0 | 0 | 0 | 0 | 0
CSP | 0 | 0 | 0 | 0 | 0 | 0
CT | 0 | 0 | 0 | 0 | 0 | 0
Coal | 113.47 | 70.85 | 23.38 | 38.14 | 44.02 | 44.02
Geo | 0 | 0 | 0 | 0 | 0 | 0
H | 0 | 0 | 0 | 0 | 0 | 0
LFG | 0 | 0 | 0 | 0 | 0 | 0
Nuc | 0 | 0 | 0 | 0 | 0 | 0
PS | 0 | 0 | 0 | 0 | 0 | 0
PV | 0 | 0 | 0 | 0 | 0 | 0
PeakG | 0 | 0 | 0 | 0 | 0 | 0
PeakO | 0 | 0 | 0 | 0 | 0 | 0
ST | 0 | 0 | 0 | 0 | 0 | 0
STOG | 0 | 0 | 0 | 0 | 0 | 0
STWD | 0 | 0 | 0 | 0 | 0 | 0
WT | 0 | 0 | 0 | 0 | 0 | 0
IGCC | 0 | 0 | 0 | 0 | 0 | 0
DemandResponse | 0 | 0 | 0 | 0 | 0 | 0
IGCC-CCS | 0 | 0 | 0 | 0 | 0 | 0
WT_off | 0 | 0 | 0 | 0 | 0 | 0
PseudoUnit | 0 | 0 | 0 | 0 | 0 | 0
FixedInterchange | 0 | 0 | 0 | 0 | 0 | 0
Retrofit VOM Costs by Reporting Type: NP15
ReportingType | 2015 | 2020 | 2025 | 2030 | 2035 | 2040
BM | 0 | 0 | 0 | 0 | 0 | 0
CC | 0 | 0 | 0 | 0 | 0 | 0
CSP | 0 | 0 | 0 | 0 | 0 | 0
CT | 0 | 0 | 0 | 0 | 0 | 0
Coal | 1.46 | 0 | 0 | 0 | 0 | 0
Geo | 0 | 0 | 0 | 0 | 0 | 0
H | 0 | 0 | 0 | 0 | 0 | 0
LFG | 0 | 0 | 0 | 0 | 0 | 0
Nuc | 0 | 0 | 0 | 0 | 0 | 0
PS | 0 | 0 | 0 | 0 | 0 | 0
PV | 0 | 0 | 0 | 0 | 0 | 0
PeakG | 0 | 0 | 0 | 0 | 0 | 0
PeakO | 0 | 0 | 0 | 0 | 0 | 0
ST | 0 | 0 | 0 | 0 | 0 | 0
STOG | 0 | 0 | 0 | 0 | 0 | 0
STWD | 0 | 0 | 0 | 0 | 0 | 0
WT | 0 | 0 | 0 | 0 | 0 | 0
IGCC | 0 | 0 | 0 | 0 | 0 | 0
DemandResponse | 0 | 0 | 0 | 0 | 0 | 0
IGCC-CCS | 0 | 0 | 0 | 0 | 0 | 0
WT_off | 0 | 0 | 0 | 0 | 0 | 0
PseudoUnit | 0 | 0 | 0 | 0 | 0 | 0
FixedInterchange | 0 | 0 | 0 | 0 | 0 | 0
Retrofit VOM Costs by Reporting Type: NWPP_Coal
ReportingType | 2015 | 2020 | 2025 | 2030 | 2035 | 2040
BM | 0 | 0 | 0 | 0 | 0 | 0
CC | 0 | 0 | 0 | 0 | 0 | 0
CSP | 0 | 0 | 0 | 0 | 0 | 0
CT | 0 | 0 | 0 | 0 | 0 | 0
Coal | 171.54 | 170.6 | 13.34 | 13.34 | 13.34 | 13.34
Geo | 0 | 0 | 0 | 0 | 0 | 0
H | 0 | 0 | 0 | 0 | 0 | 0
LFG | 0 | 0 | 0 | 0 | 0 | 0
Nuc | 0 | 0 | 0 | 0 | 0 | 0
PS | 0 | 0 | 0 | 0 | 0 | 0
PV | 0 | 0 | 0 | 0 | 0 | 0
PeakG | 0 | 0 | 0 | 0 | 0 | 0
PeakO | 0 | 0 | 0 | 0 | 0 | 0
ST | 0 | 0 | 0 | 0 | 0 | 0
STOG | 0 | 0 | 0 | 0 | 0 | 0
STWD | 0 | 0 | 0 | 0 | 0 | 0
WT | 0 | 0 | 0 | 0 | 0 | 0
IGCC | 0 | 0 | 0 | 0 | 0 | 0
DemandResponse | 0 | 0 | 0 | 0 | 0 | 0
IGCC-CCS | 0 | 0 | 0 | 0 | 0 | 0
WT_off | 0 | 0 | 0 | 0 | 0 | 0
PseudoUnit | 0 | 0 | 0 | 0 | 0 | 0
FixedInterchange | 0 | 0 | 0 | 0 | 0 | 0
Retrofit VOM Costs by Reporting Type: NWPP_Gas
ReportingType | 2015 | 2020 | 2025 | 2030 | 2035 | 2040
BM | 0 | 0 | 0 | 0 | 0 | 0
CC | 0 | 0 | 0 | 0 | 0 | 0
CSP | 0 | 0 | 0 | 0 | 0 | 0
CT | 0 | 0 | 0 | 0 | 0 | 0
Coal | 0 | 0 | 0 | 0 | 0 | 0
Geo | 0 | 0 | 0 | 0 | 0 | 0
H | 0 | 0 | 0 | 0 | 0 | 0
LFG | 0 | 0 | 0 | 0 | 0 | 0
Nuc | 0 | 0 | 0 | 0 | 0 | 0
PS | 0 | 0 | 0 | 0 | 0 | 0
PV | 0 | 0 | 0 | 0 | 0 | 0
PeakG | 0 | 0 | 0 | 0 | 0 | 0
PeakO | 0 | 0 | 0 | 0 | 0 | 0
ST | 0 | 0 | 0 | 0 | 0 | 0
STOG | 0 | 0 | 0 | 0 | 0 | 0
STWD | 0 | 0 | 0 | 0 | 0 | 0
WT | 0 | 0 | 0 | 0 | 0 | 0
IGCC | 0 | 0 | 0 | 0 | 0 | 0
DemandResponse | 0 | 0 | 0 | 0 | 0 | 0
IGCC-CCS | 0 | 0 | 0 | 0 | 0 | 0
WT_off | 0 | 0 | 0 | 0 | 0 | 0
PseudoUnit | 0 | 0 | 0 | 0 | 0 | 0
FixedInterchange | 0 | 0 | 0 | 0 | 0 | 0
Retrofit VOM Costs by Reporting Type: NWPP_NucRenew
ReportingType | 2015 | 2020 | 2025 | 2030 | 2035 | 2040
BM | 0 | 0 | 0 | 0 | 0 | 0
CC | 0 | 0 | 0 | 0 | 0 | 0
CSP | 0 | 0 | 0 | 0 | 0 | 0
CT | 0 | 0 | 0 | 0 | 0 | 0
Coal | 0 | 0 | 0 | 0 | 0 | 0
Geo | 0 | 0 | 0 | 0 | 0 | 0
H | 0 | 0 | 0 | 0 | 0 | 0
LFG | 0 | 0 | 0 | 0 | 0 | 0
Nuc | 0 | 0 | 0 | 0 | 0 | 0
PS | 0 | 0 | 0 | 0 | 0 | 0
PV | 0 | 0 | 0 | 0 | 0 | 0
PeakG | 0 | 0 | 0 | 0 | 0 | 0
PeakO | 0 | 0 | 0 | 0 | 0 | 0
ST | 0 | 0 | 0 | 0 | 0 | 0
STOG | 0 | 0 | 0 | 0 | 0 | 0
STWD | 0 | 0 | 0 | 0 | 0 | 0
WT | 0 | 0 | 0 | 0 | 0 | 0
IGCC | 0 | 0 | 0 | 0 | 0 | 0
DemandResponse | 0 | 0 | 0 | 0 | 0 | 0
IGCC-CCS | 0 | 0 | 0 | 0 | 0 | 0
WT_off | 0 | 0 | 0 | 0 | 0 | 0
PseudoUnit | 0 | 0 | 0 | 0 | 0 | 0
FixedInterchange | 0 | 0 | 0 | 0 | 0 | 0
Retrofit VOM Costs by Reporting Type: RMPA
ReportingType | 2015 | 2020 | 2025 | 2030 | 2035 | 2040
BM | 0 | 0 | 0 | 0 | 0 | 0
CC | 0 | 0 | 0 | 0 | 0 | 0
CSP | 0 | 0 | 0 | 0 | 0 | 0
CT | 0 | 0 | 0 | 0 | 0 | 0
Coal | 228.26 | 185.51 | 20.44 | 19.46 | 19.46 | 18.25
Geo | 0 | 0 | 0 | 0 | 0 | 0
H | 0 | 0 | 0 | 0 | 0 | 0
LFG | 0 | 0 | 0 | 0 | 0 | 0
Nuc | 0 | 0 | 0 | 0 | 0 | 0
PS | 0 | 0 | 0 | 0 | 0 | 0
PV | 0 | 0 | 0 | 0 | 0 | 0
PeakG | 0 | 0 | 0 | 0 | 0 | 0
PeakO | 0 | 0 | 0 | 0 | 0 | 0
ST | 0 | 0 | 0 | 0 | 0 | 0
STOG | 0 | 0 | 0 | 0 | 0 | 0
STWD | 0 | 0 | 0 | 0 | 0 | 0
WT | 0 | 0 | 0 | 0 | 0 | 0
IGCC | 0 | 0 | 0 | 0 | 0 | 0
DemandResponse | 0 | 0 | 0 | 0 | 0 | 0
IGCC-CCS | 0 | 0 | 0 | 0 | 0 | 0
WT_off | 0 | 0 | 0 | 0 | 0 | 0
PseudoUnit | 0 | 0 | 0 | 0 | 0 | 0
FixedInterchange | 0 | 0 | 0 | 0 | 0 | 0
Retrofit VOM Costs by Reporting Type: SP15
ReportingType | 2015 | 2020 | 2025 | 2030 | 2035 | 2040
BM | 0 | 0 | 0 | 0 | 0 | 0
CC | 0 | 0 | 0 | 0 | 0 | 0
CSP | 0 | 0 | 0 | 0 | 0 | 0
CT | 0 | 0 | 0 | 0 | 0 | 0
Coal | 5.19 | 5.66 | 0 | 0 | 0 | 0
Geo | 0 | 0 | 0 | 0 | 0 | 0
H | 0 | 0 | 0 | 0 | 0 | 0
LFG | 0 | 0 | 0 | 0 | 0 | 0
Nuc | 0 | 0 | 0 | 0 | 0 | 0
PS | 0 | 0 | 0 | 0 | 0 | 0
PV | 0 | 0 | 0 | 0 | 0 | 0
PeakG | 0 | 0 | 0 | 0 | 0 | 0
PeakO | 0 | 0 | 0 | 0 | 0 | 0
ST | 0 | 0 | 0 | 0 | 0 | 0
STOG | 0 | 0 | 0 | 0 | 0 | 0
STWD | 0 | 0 | 0 | 0 | 0 | 0
WT | 0 | 0 | 0 | 0 | 0 | 0
IGCC | 0 | 0 | 0 | 0 | 0 | 0
DemandResponse | 0 | 0 | 0 | 0 | 0 | 0
IGCC-CCS | 0 | 0 | 0 | 0 | 0 | 0
WT_off | 0 | 0 | 0 | 0 | 0 | 0
PseudoUnit | 0 | 0 | 0 | 0 | 0 | 0
FixedInterchange | 0 | 0 | 0 | 0 | 0 | 0
Retrofit VOM Costs by Reporting Type: ALB
ReportingType | 2015 | 2020 | 2025 | 2030 | 2035 | 2040
BM | 0 | 0 | 0 | 0 | 0 | 0
CC | 0 | 0 | 0 | 0 | 0 | 0
CSP | 0 | 0 | 0 | 0 | 0 | 0
CT | 0 | 0 | 0 | 0 | 0 | 0
Coal | 21.2 | 21.2 | 15.71 | 0 | 0 | 0
Geo | 0 | 0 | 0 | 0 | 0 | 0
H | 0 | 0 | 0 | 0 | 0 | 0
LFG | 0 | 0 | 0 | 0 | 0 | 0
Nuc | 0 | 0 | 0 | 0 | 0 | 0
PS | 0 | 0 | 0 | 0 | 0 | 0
PV | 0 | 0 | 0 | 0 | 0 | 0
PeakG | 0 | 0 | 0 | 0 | 0 | 0
PeakO | 0 | 0 | 0 | 0 | 0 | 0
ST | 0 | 0 | 0 | 0 | 0 | 0
STOG | 0 | 0 | 0 | 0 | 0 | 0
STWD | 0 | 0 | 0 | 0 | 0 | 0
WT | 0 | 0 | 0 | 0 | 0 | 0
IGCC | 0 | 0 | 0 | 0 | 0 | 0
DemandResponse | 0 | 0 | 0 | 0 | 0 | 0
IGCC-CCS | 0 | 0 | 0 | 0 | 0 | 0
WT_off | 0 | 0 | 0 | 0 | 0 | 0
PseudoUnit | 0 | 0 | 0 | 0 | 0 | 0
FixedInterchange | 0 | 0 | 0 | 0 | 0 | 0
Retrofit VOM Costs by Reporting Type: BC
ReportingType | 2015 | 2020 | 2025 | 2030 | 2035 | 2040
BM | 0 | 0 | 0 | 0 | 0 | 0
CC | 0 | 0 | 0 | 0 | 0 | 0
CSP | 0 | 0 | 0 | 0 | 0 | 0
CT | 0 | 0 | 0 | 0 | 0 | 0
Coal | 0 | 0 | 0 | 0 | 0 | 0
Geo | 0 | 0 | 0 | 0 | 0 | 0
H | 0 | 0 | 0 | 0 | 0 | 0
LFG | 0 | 0 | 0 | 0 | 0 | 0
Nuc | 0 | 0 | 0 | 0 | 0 | 0
PS | 0 | 0 | 0 | 0 | 0 | 0
PV | 0 | 0 | 0 | 0 | 0 | 0
PeakG | 0 | 0 | 0 | 0 | 0 | 0
PeakO | 0 | 0 | 0 | 0 | 0 | 0
ST | 0 | 0 | 0 | 0 | 0 | 0
STOG | 0 | 0 | 0 | 0 | 0 | 0
STWD | 0 | 0 | 0 | 0 | 0 | 0
WT | 0 | 0 | 0 | 0 | 0 | 0
IGCC | 0 | 0 | 0 | 0 | 0 | 0
DemandResponse | 0 | 0 | 0 | 0 | 0 | 0
IGCC-CCS | 0 | 0 | 0 | 0 | 0 | 0
WT_off | 0 | 0 | 0 | 0 | 0 | 0
PseudoUnit | 0 | 0 | 0 | 0 | 0 | 0
FixedInterchange | 0 | 0 | 0 | 0 | 0 | 0
Retrofit VOM Costs by Reporting Type: HQ_IESO
ReportingType | 2015 | 2020 | 2025 | 2030 | 2035 | 2040
BM | 0 | 0 | 0 | 0 | 0 | 0
CC | 0 | 0 | 0 | 0 | 0 | 0
CSP | 0 | 0 | 0 | 0 | 0 | 0
CT | 0 | 0 | 0 | 0 | 0 | 0
Coal | 0 | 0 | 0 | 0 | 0 | 0
Geo | 0 | 0 | 0 | 0 | 0 | 0
H | 0 | 0 | 0 | 0 | 0 | 0
LFG | 0 | 0 | 0 | 0 | 0 | 0
Nuc | 0 | 0 | 0 | 0 | 0 | 0
PS | 0 | 0 | 0 | 0 | 0 | 0
PV | 0 | 0 | 0 | 0 | 0 | 0
PeakG | 0 | 0 | 0 | 0 | 0 | 0
PeakO | 0 | 0 | 0 | 0 | 0 | 0
ST | 0 | 0 | 0 | 0 | 0 | 0
STOG | 0 | 0 | 0 | 0 | 0 | 0
STWD | 0 | 0 | 0 | 0 | 0 | 0
WT | 0 | 0 | 0 | 0 | 0 | 0
IGCC | 0 | 0 | 0 | 0 | 0 | 0
DemandResponse | 0 | 0 | 0 | 0 | 0 | 0
IGCC-CCS | 0 | 0 | 0 | 0 | 0 | 0
WT_off | 0 | 0 | 0 | 0 | 0 | 0
PseudoUnit | 0 | 0 | 0 | 0 | 0 | 0
FixedInterchange | 0 | 0 | 0 | 0 | 0 | 0
Retrofit VOM Costs by Reporting Type: HQ_NEISO
ReportingType | 2015 | 2020 | 2025 | 2030 | 2035 | 2040
BM | 0 | 0 | 0 | 0 | 0 | 0
CC | 0 | 0 | 0 | 0 | 0 | 0
CSP | 0 | 0 | 0 | 0 | 0 | 0
CT | 0 | 0 | 0 | 0 | 0 | 0
Coal | 0 | 0 | 0 | 0 | 0 | 0
Geo | 0 | 0 | 0 | 0 | 0 | 0
H | 0 | 0 | 0 | 0 | 0 | 0
LFG | 0 | 0 | 0 | 0 | 0 | 0
Nuc | 0 | 0 | 0 | 0 | 0 | 0
PS | 0 | 0 | 0 | 0 | 0 | 0
PV | 0 | 0 | 0 | 0 | 0 | 0
PeakG | 0 | 0 | 0 | 0 | 0 | 0
PeakO | 0 | 0 | 0 | 0 | 0 | 0
ST | 0 | 0 | 0 | 0 | 0 | 0
STOG | 0 | 0 | 0 | 0 | 0 | 0
STWD | 0 | 0 | 0 | 0 | 0 | 0
WT | 0 | 0 | 0 | 0 | 0 | 0
IGCC | 0 | 0 | 0 | 0 | 0 | 0
DemandResponse | 0 | 0 | 0 | 0 | 0 | 0
IGCC-CCS | 0 | 0 | 0 | 0 | 0 | 0
WT_off | 0 | 0 | 0 | 0 | 0 | 0
PseudoUnit | 0 | 0 | 0 | 0 | 0 | 0
FixedInterchange | 0 | 0 | 0 | 0 | 0 | 0
Retrofit VOM Costs by Reporting Type: HQ_NY
ReportingType | 2015 | 2020 | 2025 | 2030 | 2035 | 2040
BM | 0 | 0 | 0 | 0 | 0 | 0
CC | 0 | 0 | 0 | 0 | 0 | 0
CSP | 0 | 0 | 0 | 0 | 0 | 0
CT | 0 | 0 | 0 | 0 | 0 | 0
Coal | 0 | 0 | 0 | 0 | 0 | 0
Geo | 0 | 0 | 0 | 0 | 0 | 0
H | 0 | 0 | 0 | 0 | 0 | 0
LFG | 0 | 0 | 0 | 0 | 0 | 0
Nuc | 0 | 0 | 0 | 0 | 0 | 0
PS | 0 | 0 | 0 | 0 | 0 | 0
PV | 0 | 0 | 0 | 0 | 0 | 0
PeakG | 0 | 0 | 0 | 0 | 0 | 0
PeakO | 0 | 0 | 0 | 0 | 0 | 0
ST | 0 | 0 | 0 | 0 | 0 | 0
STOG | 0 | 0 | 0 | 0 | 0 | 0
STWD | 0 | 0 | 0 | 0 | 0 | 0
WT | 0 | 0 | 0 | 0 | 0 | 0
IGCC | 0 | 0 | 0 | 0 | 0 | 0
DemandResponse | 0 | 0 | 0 | 0 | 0 | 0
IGCC-CCS | 0 | 0 | 0 | 0 | 0 | 0
WT_off | 0 | 0 | 0 | 0 | 0 | 0
PseudoUnit | 0 | 0 | 0 | 0 | 0 | 0
FixedInterchange | 0 | 0 | 0 | 0 | 0 | 0
Retrofit VOM Costs by Reporting Type: MARITIMES
ReportingType | 2015 | 2020 | 2025 | 2030 | 2035 | 2040
BM | 0 | 0 | 0 | 0 | 0 | 0
CC | 0 | 0 | 0 | 0 | 0 | 0
CSP | 0 | 0 | 0 | 0 | 0 | 0
CT | 0 | 0 | 0 | 0 | 0 | 0
Coal | 0 | 0 | 0 | 0 | 0 | 0
Geo | 0 | 0 | 0 | 0 | 0 | 0
H | 0 | 0 | 0 | 0 | 0 | 0
LFG | 0 | 0 | 0 | 0 | 0 | 0
Nuc | 0 | 0 | 0 | 0 | 0 | 0
PS | 0 | 0 | 0 | 0 | 0 | 0
PV | 0 | 0 | 0 | 0 | 0 | 0
PeakG | 0 | 0 | 0 | 0 | 0 | 0
PeakO | 0 | 0 | 0 | 0 | 0 | 0
ST | 0 | 0 | 0 | 0 | 0 | 0
STOG | 0 | 0 | 0 | 0 | 0 | 0
STWD | 0 | 0 | 0 | 0 | 0 | 0
WT | 0 | 0 | 0 | 0 | 0 | 0
IGCC | 0 | 0 | 0 | 0 | 0 | 0
DemandResponse | 0 | 0 | 0 | 0 | 0 | 0
IGCC-CCS | 0 | 0 | 0 | 0 | 0 | 0
WT_off | 0 | 0 | 0 | 0 | 0 | 0
PseudoUnit | 0 | 0 | 0 | 0 | 0 | 0
FixedInterchange | 0 | 0 | 0 | 0 | 0 | 0
retrofit VOM Costs by Reporting Type: All
ReportingType | 2015 | 2020 | 2025 | 2030 | 2035 | 2040
BM | 0 | 0 | 0 | 0 | 0 | 0
CC | 0 | 0 | 0 | 0 | 0 | 0
CSP | 0 | 0 | 0 | 0 | 0 | 0
CT | 0 | 0 | 0 | 0 | 0 | 0
Coal | 2308.33 | 1644.15 | 312.21 | 433.75 | 760.63 | 787.76
Geo | 0 | 0 | 0 | 0 | 0 | 0
H | 0 | 0 | 0 | 0 | 0 | 0
LFG | 0 | 0 | 0 | 0 | 0 | 0
Nuc | 0 | 0 | 0 | 0 | 0 | 0
PS | 0 | 0 | 0 | 0 | 0 | 0
PV | 0 | 0 | 0 | 0 | 0 | 0
PeakG | 0 | 0 | 0 | 0 | 0 | 0
PeakO | 0 | 0 | 0 | 0 | 0 | 0
ST | 0 | 0 | 0 | 0 | 0 | 0
STOG | 0 | 0 | 0 | 0 | 0 | 0
STWD | 0 | 0 | 0 | 0 | 0 | 0
WT | 0 | 0 | 0 | 0 | 0 | 0
IGCC | 0 | 0 | 0 | 0 | 0 | 0
DemandResponse | 0 | 0 | 0 | 0 | 0 | 0
IGCC-CCS | 0 | 0 | 0 | 0 | 0 | 0
WT_off | 0 | 0 | 0 | 0 | 0 | 0
PseudoUnit | 0 | 0 | 0 | 0 | 0 | 0
FixedInterchange | 0 | 0 | 0 | 0 | 0 | 0
retrofit VOM Costs by Reporting Type: EI_US
ReportingType | 2015 | 2020 | 2025 | 2030 | 2035 | 2040
BM | 0 | 0 | 0 | 0 | 0 | 0
CC | 0 | 0 | 0 | 0 | 0 | 0
CSP | 0 | 0 | 0 | 0 | 0 | 0
CT | 0 | 0 | 0 | 0 | 0 | 0
Coal | 1555.21 | 995.5 | 209.16 | 359.35 | 650.12 | 687.5
Geo | 0 | 0 | 0 | 0 | 0 | 0
H | 0 | 0 | 0 | 0 | 0 | 0
LFG | 0 | 0 | 0 | 0 | 0 | 0
Nuc | 0 | 0 | 0 | 0 | 0 | 0
PS | 0 | 0 | 0 | 0 | 0 | 0
PV | 0 | 0 | 0 | 0 | 0 | 0
PeakG | 0 | 0 | 0 | 0 | 0 | 0
PeakO | 0 | 0 | 0 | 0 | 0 | 0
ST | 0 | 0 | 0 | 0 | 0 | 0
STOG | 0 | 0 | 0 | 0 | 0 | 0
STWD | 0 | 0 | 0 | 0 | 0 | 0
WT | 0 | 0 | 0 | 0 | 0 | 0
IGCC | 0 | 0 | 0 | 0 | 0 | 0
DemandResponse | 0 | 0 | 0 | 0 | 0 | 0
IGCC-CCS | 0 | 0 | 0 | 0 | 0 | 0
WT_off | 0 | 0 | 0 | 0 | 0 | 0
PseudoUnit | 0 | 0 | 0 | 0 | 0 | 0
FixedInterchange | 0 | 0 | 0 | 0 | 0 | 0
retrofit VOM Costs by Reporting Type: EI_Canada
ReportingType | 2015 | 2020 | 2025 | 2030 | 2035 | 2040
BM | 0 | 0 | 0 | 0 | 0 | 0
CC | 0 | 0 | 0 | 0 | 0 | 0
CSP | 0 | 0 | 0 | 0 | 0 | 0
CT | 0 | 0 | 0 | 0 | 0 | 0
Coal | 0 | 0 | 0 | 0 | 0 | 0
Geo | 0 | 0 | 0 | 0 | 0 | 0
H | 0 | 0 | 0 | 0 | 0 | 0
LFG | 0 | 0 | 0 | 0 | 0 | 0
Nuc | 0 | 0 | 0 | 0 | 0 | 0
PS | 0 | 0 | 0 | 0 | 0 | 0
PV | 0 | 0 | 0 | 0 | 0 | 0
PeakG | 0 | 0 | 0 | 0 | 0 | 0
PeakO | 0 | 0 | 0 | 0 | 0 | 0
ST | 0 | 0 | 0 | 0 | 0 | 0
STOG | 0 | 0 | 0 | 0 | 0 | 0
STWD | 0 | 0 | 0 | 0 | 0 | 0
WT | 0 | 0 | 0 | 0 | 0 | 0
IGCC | 0 | 0 | 0 | 0 | 0 | 0
DemandResponse | 0 | 0 | 0 | 0 | 0 | 0
IGCC-CCS | 0 | 0 | 0 | 0 | 0 | 0
WT_off | 0 | 0 | 0 | 0 | 0 | 0
PseudoUnit | 0 | 0 | 0 | 0 | 0 | 0
FixedInterchange | 0 | 0 | 0 | 0 | 0 | 0
retrofit VOM Costs by Reporting Type: EI
ReportingType | 2015 | 2020 | 2025 | 2030 | 2035 | 2040
BM | 0 | 0 | 0 | 0 | 0 | 0
CC | 0 | 0 | 0 | 0 | 0 | 0
CSP | 0 | 0 | 0 | 0 | 0 | 0
CT | 0 | 0 | 0 | 0 | 0 | 0
Coal | 1555.21 | 995.5 | 209.16 | 359.35 | 650.12 | 687.5
Geo | 0 | 0 | 0 | 0 | 0 | 0
H | 0 | 0 | 0 | 0 | 0 | 0
LFG | 0 | 0 | 0 | 0 | 0 | 0
Nuc | 0 | 0 | 0 | 0 | 0 | 0
PS | 0 | 0 | 0 | 0 | 0 | 0
PV | 0 | 0 | 0 | 0 | 0 | 0
PeakG | 0 | 0 | 0 | 0 | 0 | 0
PeakO | 0 | 0 | 0 | 0 | 0 | 0
ST | 0 | 0 | 0 | 0 | 0 | 0
STOG | 0 | 0 | 0 | 0 | 0 | 0
STWD | 0 | 0 | 0 | 0 | 0 | 0
WT | 0 | 0 | 0 | 0 | 0 | 0
IGCC | 0 | 0 | 0 | 0 | 0 | 0
DemandResponse | 0 | 0 | 0 | 0 | 0 | 0
IGCC-CCS | 0 | 0 | 0 | 0 | 0 | 0
WT_off | 0 | 0 | 0 | 0 | 0 | 0
PseudoUnit | 0 | 0 | 0 | 0 | 0 | 0
FixedInterchange | 0 | 0 | 0 | 0 | 0 | 0
retrofit VOM Costs by Reporting Type: Outside_EI
ReportingType | 2015 | 2020 | 2025 | 2030 | 2035 | 2040
BM | 0 | 0 | 0 | 0 | 0 | 0
CC | 0 | 0 | 0 | 0 | 0 | 0
CSP | 0 | 0 | 0 | 0 | 0 | 0
CT | 0 | 0 | 0 | 0 | 0 | 0
Coal | 753.11 | 648.64 | 103.05 | 74.4 | 110.52 | 100.26
Geo | 0 | 0 | 0 | 0 | 0 | 0
H | 0 | 0 | 0 | 0 | 0 | 0
LFG | 0 | 0 | 0 | 0 | 0 | 0
Nuc | 0 | 0 | 0 | 0 | 0 | 0
PS | 0 | 0 | 0 | 0 | 0 | 0
PV | 0 | 0 | 0 | 0 | 0 | 0
PeakG | 0 | 0 | 0 | 0 | 0 | 0
PeakO | 0 | 0 | 0 | 0 | 0 | 0
ST | 0 | 0 | 0 | 0 | 0 | 0
STOG | 0 | 0 | 0 | 0 | 0 | 0
STWD | 0 | 0 | 0 | 0 | 0 | 0
WT | 0 | 0 | 0 | 0 | 0 | 0
IGCC | 0 | 0 | 0 | 0 | 0 | 0
DemandResponse | 0 | 0 | 0 | 0 | 0 | 0
IGCC-CCS | 0 | 0 | 0 | 0 | 0 | 0
WT_off | 0 | 0 | 0 | 0 | 0 | 0
PseudoUnit | 0 | 0 | 0 | 0 | 0 | 0
FixedInterchange | 0 | 0 | 0 | 0 | 0 | 0
#10 | Base FOM Costs ($million)
Base FOM Costs by Reporting Type: Entergy
ReportingType | 2015 | 2020 | 2025 | 2030 | 2035 | 2040
BM | 0 | 0 | 0 | 0 | 169.35 | 1012.57
CC | 456.13 | 639.64 | 530.3 | 556.81 | 328.48 | 166.95
CSP | 0 | 0 | 0 | 0 | 0 | 0
CT | 0 | 0 | 0 | 0 | 0 | 0
Coal | 509.72 | 21.37 | 21.37 | 21.37 | 21.37 | 21.37
Geo | 0 | 0 | 0 | 0 | 0 | 0
H | 10.6 | 10.6 | 10.6 | 10.6 | 26.39 | 26.39
LFG | 0.97 | 0.97 | 13.89 | 13.89 | 13.89 | 13.89
Nuc | 789.41 | 804.93 | 789.41 | 789.41 | 1100.49 | 1679.92
PS | 1.4 | 1.4 | 1.4 | 1.4 | 1.4 | 1.4
PV | 0 | 1.03 | 1.52 | 1.52 | 1.52 | 1.55
PeakG | 47.54 | 69.98 | 49.29 | 14.35 | 0 | 0
PeakO | 4.42 | 5.87 | 0 | 0 | 0 | 0
ST | 0 | 0 | 0 | 0 | 0 | 0
STOG | 65.02 | 76.94 | 0 | 0 | 0 | 0
STWD | 6.6 | 8.26 | 6.73 | 6.73 | 6.73 | 6.73
WT | 3.66 | 3.66 | 3.66 | 3.66 | 3.66 | 3.66
IGCC | 0 | 0 | 0 | 0 | 0 | 0
DemandResponse | 0 | 0 | 0 | 0 | 0 | 0
IGCC-CCS | 0 | 0 | 0 | 0 | 0 | 0
WT_off | 0 | 0 | 0 | 0 | 0 | 0
PseudoUnit | 0 | 0 | 0 | 0 | 0 | 0
FixedInterchange | 0 | 0 | 0 | 0 | 0 | 0
Base FOM Costs by Reporting Type: FRCC
ReportingType | 2015 | 2020 | 2025 | 2030 | 2035 | 2040
BM | 0 | 0 | 0 | 0 | 0 | 201.2
CC | 851.6 | 1027.04 | 889.55 | 917.27 | 292.91 | 293.31
CSP | 0 | 0 | 0 | 0 | 0 | 0
CT | 16.6 | 16.6 | 16.6 | 16.6 | 0 | 0
Coal | 157.85 | 93.15 | 97.47 | 104.67 | 105.82 | 106.69
Geo | 0 | 0 | 0 | 0 | 0 | 0
H | 0.78 | 0.78 | 0.78 | 0.78 | 0.78 | 0.78
LFG | 58.63 | 58.63 | 82.46 | 82.46 | 82.46 | 82.46
Nuc | 601.49 | 635.55 | 601.49 | 602.59 | 3062.98 | 2748.96
PS | 0 | 0 | 0 | 0 | 0 | 0
PV | 0.75 | 0.75 | 0.75 | 0.75 | 0.75 | 0.75
PeakG | 149.81 | 217.71 | 155.12 | 202.68 | 202.68 | 202.68
PeakO | 23.43 | 30.95 | 26.37 | 26.37 | 0 | 0
ST | 0 | 0 | 0 | 0 | 0 | 0
STOG | 0 | 0 | 0 | 0 | 0 | 0
STWD | 6.25 | 7.82 | 6.37 | 6.37 | 6.37 | 6.37
WT | 0 | 0 | 0 | 0 | 0 | 0
IGCC | 0 | 0 | 0 | 0 | 0 | 0
DemandResponse | 0 | 0 | 0 | 0 | 0 | 0
IGCC-CCS | 0 | 0 | 0 | 0 | 0 | 0
WT_off | 0 | 0 | 0 | 0 | 0 | 0
PseudoUnit | 0 | 0 | 0 | 0 | 0 | 0
FixedInterchange | 0 | 0 | 0 | 0 | 0 | 0
Base FOM Costs by Reporting Type: MAPP_US
ReportingType | 2015 | 2020 | 2025 | 2030 | 2035 | 2040
BM | 0 | 0 | 0 | 0 | 3.51 | 4.67
CC | 8.58 | 10.9 | 8.79 | 8.81 | 9.52 | 10.72
CSP | 0 | 0 | 0 | 0 | 0 | 0
CT | 2.06 | 2.06 | 2.06 | 3.1 | 3.1 | 3.1
Coal | 114.15 | 51.72 | 0 | 0 | 0 | 0
Geo | 3.95 | 3.95 | 3.95 | 3.95 | 3.95 | 3.95
H | 31.14 | 31.14 | 31.14 | 31.14 | 31.14 | 31.14
LFG | 0.24 | 0.24 | 0.24 | 8.86 | 8.86 | 8.86
Nuc | 0.01 | 0.01 | 0.01 | 0.01 | 0.01 | 0.01
PS | 0 | 0 | 0 | 0 | 0 | 0
PV | 0 | 0 | 0 | 0 | 0 | 0
PeakG | 12.29 | 19.13 | 14.16 | 16.07 | 17.04 | 17.04
PeakO | 9.49 | 12.94 | 10.37 | 10.37 | 10.37 | 10.37
ST | 0 | 0 | 0 | 0 | 0 | 0
STOG | 0 | 0 | 0 | 0 | 0 | 0
STWD | 0 | 0 | 0 | 0 | 0 | 0
WT | 55.22 | 277.1 | 372.87 | 372.87 | 372.87 | 376.52
IGCC | 0 | 0 | 0 | 0 | 0 | 0
DemandResponse | 0 | 0 | 0 | 0 | 0 | 0
IGCC-CCS | 0 | 0 | 0 | 0 | 0 | 0
WT_off | 0 | 0 | 0 | 0 | 0 | 0
PseudoUnit | 0 | 0 | 0 | 0 | 0 | 0
FixedInterchange | 0 | 0 | 0 | 0 | 0 | 0
Base FOM Costs by Reporting Type: MISO_IN
ReportingType | 2015 | 2020 | 2025 | 2030 | 2035 | 2040
BM | 0 | 0 | 0 | 0 | 0 | 617.54
CC | 87.78 | 354.36 | 344 | 347.52 | 353.48 | 307.13
CSP | 0 | 0 | 0 | 0 | 0 | 0
CT | 0 | 0 | 0 | 0 | 0 | 0
Coal | 542.86 | 381.67 | 351.71 | 379.99 | 467.47 | 538.96
Geo | 0 | 0 | 0 | 0 | 0 | 0
H | 1.07 | 1.07 | 1.07 | 1.07 | 1.07 | 1.07
LFG | 4.46 | 4.46 | 14.11 | 14.11 | 14.11 | 14.11
Nuc | 0.01 | 0.01 | 0.01 | 0.01 | 0.01 | 29.06
PS | 0 | 0 | 0 | 0 | 0 | 0
PV | 0 | 3.77 | 3.77 | 3.77 | 3.77 | 3.77
PeakG | 52.35 | 76.94 | 54.27 | 73.39 | 73.39 | 73.39
PeakO | 10.59 | 13.5 | 10.82 | 10.82 | 10.82 | 10.82
ST | 0 | 0 | 0 | 0 | 0 | 0
STOG | 12.26 | 14.51 | 12.44 | 12.44 | 12.44 | 0
STWD | 0 | 0 | 0 | 0 | 0 | 0
WT | 18.31 | 18.31 | 18.31 | 18.31 | 18.31 | 18.31
IGCC | 30.22 | 30.22 | 30.22 | 30.22 | 30.22 | 30.22
DemandResponse | 0 | 0 | 0 | 0 | 0 | 0
IGCC-CCS | 0 | 0 | 0 | 0 | 0 | 0
WT_off | 0 | 0 | 0 | 0 | 0 | 0
PseudoUnit | 0 | 0 | 0 | 0 | 0 | 0
FixedInterchange | 0 | 0 | 0 | 0 | 0 | 0
Base FOM Costs by Reporting Type: MISO_MI
ReportingType | 2015 | 2020 | 2025 | 2030 | 2035 | 2040
BM | 0 | 0 | 0 | 0 | 0 | 177.36
CC | 149.61 | 192.9 | 163.06 | 169.45 | 181.66 | 121.11
CSP | 0 | 0 | 0 | 0 | 0 | 0
CT | 0 | 0 | 0 | 0 | 0 | 0
Coal | 311.31 | 0 | 0 | 0 | 0 | 0
Geo | 0 | 0 | 0 | 0 | 0 | 0
H | 2.01 | 2.01 | 2.01 | 2.01 | 2.01 | 2.01
LFG | 19.67 | 19.67 | 38.95 | 38.95 | 38.95 | 38.95
Nuc | 275.03 | 275.03 | 275.03 | 275.03 | 295.1 | 1008.5
PS | 44.44 | 44.44 | 44.44 | 44.44 | 44.44 | 44.44
PV | 0 | 0 | 0 | 0 | 0 | 0
PeakG | 61.2 | 89.88 | 71.67 | 85.63 | 85.63 | 85.63
PeakO | 15.67 | 19.97 | 16.01 | 16.01 | 16.01 | 16.01
ST | 0 | 0 | 0 | 0 | 0 | 0
STOG | 125.33 | 148.3 | 127.13 | 127.13 | 127.13 | 0
STWD | 5.22 | 6.54 | 5.33 | 5.33 | 5.33 | 5.33
WT | 61.65 | 69.04 | 69.04 | 69.04 | 69.04 | 69.04
IGCC | 0 | 0 | 0 | 0 | 0 | 0
DemandResponse | 0 | 0 | 0 | 0 | 0 | 0
IGCC-CCS | 0 | 0 | 0 | 0 | 0 | 0
WT_off | 0 | 0 | 0 | 0 | 0 | 0
PseudoUnit | 0 | 0 | 0 | 0 | 0 | 0
FixedInterchange | 0 | 0 | 0 | 0 | 0 | 0
Base FOM Costs by Reporting Type: MISO_MO-IL
ReportingType | 2015 | 2020 | 2025 | 2030 | 2035 | 2040
BM | 0 | 0 | 0 | 0 | 0 | 98.76
CC | 31.4 | 65.36 | 57.5 | 60.66 | 64.69 | 64.69
CSP | 0 | 0 | 0 | 0 | 0 | 0
CT | 0 | 0 | 0 | 0 | 0 | 0
Coal | 697.7 | 122.83 | 120.17 | 120.59 | 140.35 | 158.47
Geo | 0 | 0 | 0 | 0 | 0 | 0
H | 5.01 | 5.01 | 9 | 9 | 9 | 9
LFG | 2.17 | 2.17 | 11.62 | 29.04 | 29.04 | 29.04
Nuc | 308.98 | 325.11 | 325.11 | 325.11 | 325.11 | 325.11
PS | 10.45 | 10.45 | 10.45 | 10.45 | 10.45 | 10.45
PV | 0 | 0 | 0 | 0 | 0 | 0
PeakG | 77.83 | 114.84 | 80.73 | 103.92 | 110.46 | 110.46
PeakO | 21.48 | 28.65 | 22.96 | 22.96 | 22.96 | 22.96
ST | 0 | 0 | 0 | 0 | 0 | 0
STOG | 26.02 | 30.78 | 26.39 | 26.39 | 26.39 | 0
STWD | 0 | 0 | 0 | 0 | 0 | 0
WT | 21.36 | 21.36 | 178.56 | 178.56 | 178.56 | 178.56
IGCC | 0 | 0 | 0 | 0 | 0 | 0
DemandResponse | 0 | 0 | 0 | 0 | 0 | 0
IGCC-CCS | 0 | 0 | 0 | 0 | 0 | 0
WT_off | 0 | 0 | 0 | 0 | 0 | 0
PseudoUnit | 0 | 0 | 0 | 0 | 0 | 0
FixedInterchange | 0 | 0 | 0 | 0 | 0 | 0
Base FOM Costs by Reporting Type: MISO_W
ReportingType | 2015 | 2020 | 2025 | 2030 | 2035 | 2040
BM | 0 | 0 | 0 | 0 | 0 | 0
CC | 90.43 | 114.8 | 92.68 | 92.68 | 109.48 | 111.81
CSP | 0 | 0 | 0 | 0 | 0 | 0
CT | 0 | 0 | 0 | 0 | 0 | 0
Coal | 639.01 | 279.57 | 188.8 | 193.12 | 42.57 | 48.3
Geo | 0 | 0 | 0 | 0 | 0 | 0
H | 7.08 | 7.08 | 7.08 | 7.08 | 7.08 | 7.08
LFG | 24.73 | 24.73 | 24.73 | 33.36 | 33.36 | 33.36
Nuc | 343.79 | 343.79 | 343.79 | 654.32 | 0.05 | 0.05
PS | 0 | 0 | 0 | 0 | 0 | 0
PV | 0 | 0 | 0 | 0 | 0 | 0
PeakG | 87.12 | 123.54 | 89.97 | 105.17 | 108.71 | 108.71
PeakO | 56.38 | 79.08 | 64.57 | 64.57 | 64.57 | 64.57
ST | 0 | 0 | 0 | 0 | 0 | 0
STOG | 7.56 | 8.94 | 7.67 | 7.67 | 7.67 | 0
STWD | 10.03 | 12.55 | 10.23 | 10.23 | 10.23 | 10.23
WT | 268.82 | 268.82 | 1313.99 | 1313.99 | 1313.99 | 1362.84
IGCC | 0 | 0 | 0 | 0 | 0 | 0
DemandResponse | 0 | 0 | 0 | 0 | 0 | 0
IGCC-CCS | 0 | 0 | 0 | 0 | 0 | 0
WT_off | 0 | 0 | 0 | 0 | 0 | 0
PseudoUnit | 0 | 0 | 0 | 0 | 0 | 0
FixedInterchange | 0 | 0 | 0 | 0 | 0 | 0
Base FOM Costs by Reporting Type: MISO_WUMS
ReportingType | 2015 | 2020 | 2025 | 2030 | 2035 | 2040
BM | 0 | 0 | 0 | 0 | 0 | 321.69
CC | 160.54 | 219.09 | 198.86 | 198.86 | 213.55 | 137.65
CSP | 0 | 0 | 0 | 0 | 0 | 0
CT | 0 | 0 | 0 | 5.78 | 5.78 | 5.78
Coal | 235.74 | 86.95 | 80.28 | 82.21 | 83.6 | 94.06
Geo | 0 | 0 | 0 | 0 | 0 | 0
H | 4.79 | 4.8 | 4.8 | 4.8 | 4.8 | 4.8
LFG | 8.57 | 8.57 | 8.57 | 35.44 | 35.44 | 35.44
Nuc | 264.54 | 287.77 | 264.54 | 631.99 | 115.93 | 300.01
PS | 0 | 0 | 0 | 0 | 0 | 0
PV | 0 | 0 | 0 | 0 | 0 | 0
PeakG | 55.64 | 81.65 | 65.08 | 77.65 | 77.65 | 77.65
PeakO | 13.52 | 17.78 | 14.69 | 14.69 | 14.69 | 14.69
ST | 0 | 0 | 0 | 0 | 0 | 0
STOG | 13.21 | 15.63 | 13.39 | 13.39 | 13.39 | 0
STWD | 3.37 | 4.21 | 3.43 | 3.43 | 3.43 | 3.43
WT | 46.36 | 46.36 | 46.36 | 46.36 | 46.36 | 47.23
IGCC | 0 | 0 | 0 | 0 | 0 | 0
DemandResponse | 0 | 0 | 0 | 0 | 0 | 0
IGCC-CCS | 0 | 0 | 0 | 0 | 0 | 0
WT_off | 0 | 0 | 0 | 0 | 0 | 0
PseudoUnit | 0 | 0 | 0 | 0 | 0 | 0
FixedInterchange | 0 | 0 | 0 | 0 | 0 | 0
Base FOM Costs by Reporting Type: Nebraska
ReportingType | 2015 | 2020 | 2025 | 2030 | 2035 | 2040
BM | 0 | 0 | 0 | 0 | 12.87 | 121.04
CC | 13.97 | 43.77 | 41.11 | 41.11 | 43.01 | 43.54
CSP | 0 | 0 | 0 | 0 | 0 | 0
CT | 0 | 0 | 0 | 0 | 0 | 0
Coal | 257.61 | 38.62 | 38.62 | 40.06 | 40.06 | 47.82
Geo | 0 | 0 | 0 | 0 | 0 | 0
H | 2.38 | 2.38 | 2.38 | 2.38 | 2.38 | 2.38
LFG | 0.72 | 0.72 | 9.35 | 9.35 | 9.35 | 9.35
Nuc | 182.28 | 198.29 | 182.28 | 262.6 | 0.1 | 0.1
PS | 0 | 0 | 0 | 0 | 0 | 0
PV | 0 | 0 | 0 | 0 | 0 | 0
PeakG | 21.82 | 37.31 | 31.37 | 31.37 | 31.37 | 31.37
PeakO | 9.57 | 12.19 | 9.77 | 9.77 | 9.77 | 9.77
ST | 0 | 0 | 0 | 0 | 0 | 0
STOG | 0 | 0 | 0 | 0 | 0 | 0
STWD | 0 | 0 | 0 | 0 | 0 | 0
WT | 10.53 | 10.53 | 10.53 | 10.53 | 10.53 | 10.53
IGCC | 0 | 0 | 0 | 0 | 0 | 0
DemandResponse | 0 | 0 | 0 | 0 | 0 | 0
IGCC-CCS | 0 | 0 | 0 | 0 | 0 | 0
WT_off | 0 | 0 | 0 | 0 | 0 | 0
PseudoUnit | 0 | 0 | 0 | 0 | 0 | 0
FixedInterchange | 0 | 0 | 0 | 0 | 0 | 0
Base FOM Costs by Reporting Type: NEISO
ReportingType | 2015 | 2020 | 2025 | 2030 | 2035 | 2040
BM | 25.35 | 25.35 | 25.35 | 25.35 | 25.35 | 25.35
CC | 338.91 | 308.69 | 214.38 | 178.03 | 197.36 | 191.75
CSP | 0 | 0 | 0 | 0 | 0 | 0
CT | 2.24 | 2.24 | 2.24 | 2.17 | 0.9 | 0.9
Coal | 22.84 | 0 | 0 | 0 | 0 | 0
Geo | 0 | 0 | 0 | 0 | 0 | 0
H | 46.4 | 46.4 | 46.4 | 46.45 | 46.45 | 46.45
LFG | 70.11 | 70.11 | 70.11 | 78.5 | 78.5 | 78.5
Nuc | 676.28 | 735.67 | 676.28 | 676.28 | 488.61 | 1046.38
PS | 39.74 | 39.74 | 39.74 | 39.74 | 39.74 | 39.74
PV | 0.03 | 4.91 | 4.91 | 4.91 | 4.91 | 4.91
PeakG | 19.94 | 29.61 | 20.7 | 22.52 | 28.85 | 28.85
PeakO | 0 | 0 | 0 | 0 | 0 | 0
ST | 0 | 0 | 0 | 0 | 0 | 0
STOG | 0 | 0 | 0 | 0 | 0 | 0
STWD | 19.55 | 24.46 | 19.93 | 19.93 | 19.93 | 19.93
WT | 13.44 | 85.1 | 129.58 | 155.17 | 411.58 | 470.88
IGCC | 0 | 0 | 0 | 0 | 0 | 0
DemandResponse | 0 | 0 | 0 | 0 | 0 | 0
IGCC-CCS | 0 | 0 | 0 | 0 | 0 | 0
WT_off | 24.96 | 24.96 | 24.96 | 24.96 | 24.96 | 24.96
PseudoUnit | 0 | 0 | 0 | 0 | 0 | 0
FixedInterchange | 0 | 0 | 0 | 0 | 0 | 0
Base FOM Costs by Reporting Type: NonRTO_Midwest
ReportingType | 2015 | 2020 | 2025 | 2030 | 2035 | 2040
BM | 0 | 0 | 0 | 0 | 68.19 | 617.54
CC | 43.6 | 84.18 | 84.18 | 84.18 | 84.18 | 40.58
CSP | 0 | 0 | 0 | 0 | 0 | 0
CT | 0 | 0 | 0 | 0 | 0 | 0
Coal | 473.55 | 210.9 | 158.97 | 133.57 | 134.59 | 151.75
Geo | 0 | 0 | 0 | 0 | 0 | 0
H | 2.04 | 2.04 | 12.66 | 12.66 | 12.66 | 12.66
LFG | 1.69 | 1.69 | 20.97 | 20.97 | 20.97 | 20.97
Nuc | 0.01 | 0.01 | 0.01 | 0.01 | 80.97 | 80.97
PS | 0 | 0 | 0 | 0 | 0 | 0
PV | 0 | 0 | 0 | 0 | 0 | 0
PeakG | 56.39 | 83.4 | 58.5 | 64.83 | 44.26 | 0.19
PeakO | 0.35 | 0.45 | 0.36 | 0 | 0 | 0
ST | 0 | 0 | 0 | 0 | 0 | 0
STOG | 0 | 0 | 0 | 0 | 0 | 0
STWD | 0 | 0 | 0 | 0 | 0 | 0
WT | 2.26 | 2.26 | 2.26 | 2.26 | 2.26 | 2.26
IGCC | 0 | 0 | 0 | 0 | 0 | 0
DemandResponse | 0 | 0 | 0 | 0 | 0 | 0
IGCC-CCS | 0 | 0 | 0 | 0 | 0 | 0
WT_off | 0 | 0 | 0 | 0 | 0 | 0
PseudoUnit | 0 | 0 | 0 | 0 | 0 | 0
FixedInterchange | 0 | 0 | 0 | 0 | 0 | 0
Base FOM Costs by Reporting Type: NYISO_A-F
ReportingType | 2015 | 2020 | 2025 | 2030 | 2035 | 2040
BM | 0 | 0 | 0 | 0 | 0 | 0
CC | 114.43 | 146.16 | 60.11 | 71.52 | 40.56 | 34.81
CSP | 0 | 0 | 0 | 0 | 0 | 0
CT | 0 | 0 | 0 | 0 | 0 | 0
Coal | 0 | 0 | 0 | 0 | 0 | 0
Geo | 0 | 0 | 0 | 0 | 0 | 0
H | 62.6 | 62.6 | 62.6 | 62.6 | 62.6 | 62.6
LFG | 20.8 | 20.8 | 20.8 | 28.97 | 28.97 | 28.97
Nuc | 489.92 | 509.2 | 489.92 | 399.48 | 599.45 | 655.62
PS | 33.52 | 33.52 | 33.52 | 33.52 | 33.52 | 33.52
PV | 0 | 0 | 0 | 0 | 0 | 0
PeakG | 3.78 | 5.56 | 5.31 | 5.31 | 5.31 | 5.31
PeakO | 1.14 | 1.46 | 1.17 | 1.17 | 1.17 | 1.17
ST | 0 | 0 | 0 | 0 | 0 | 0
STOG | 0 | 0 | 0 | 0 | 0 | 0
STWD | 2.76 | 3.45 | 2.81 | 2.81 | 2.81 | 2.81
WT | 113.42 | 133.35 | 133.35 | 285.62 | 422.6 | 422.6
IGCC | 0 | 0 | 0 | 0 | 0 | 0
DemandResponse | 0 | 0 | 0 | 0 | 0 | 0
IGCC-CCS | 0 | 0 | 0 | 0 | 0 | 0
WT_off | 0 | 0 | 0 | 0 | 0 | 0
PseudoUnit | 0 | 0 | 0 | 0 | 0 | 0
FixedInterchange | 0 | 0 | 0 | 0 | 0 | 0
Base FOM Costs by Reporting Type: NYISO_G-I
ReportingType | 2015 | 2020 | 2025 | 2030 | 2035 | 2040
BM | 0 | 0 | 0 | 0 | 62.25 | 80.4
CC | 34.33 | 43.65 | 35.09 | 35.19 | 42.92 | 42.92
CSP | 0 | 0 | 0 | 0 | 0 | 0
CT | 0 | 0 | 0 | 0 | 0 | 0
Coal | 0 | 0 | 0 | 0 | 0 | 0
Geo | 0 | 0 | 0 | 0 | 0 | 0
H | 0.46 | 0.46 | 0.46 | 0.46 | 0.46 | 0.46
LFG | 7.72 | 7.72 | 16.67 | 16.67 | 16.67 | 16.67
Nuc | 297.74 | 323.88 | 297.74 | 297.74 | 512.76 | 182.62
PS | 0 | 0 | 0 | 0 | 0 | 0
PV | 0 | 0 | 0 | 0 | 0 | 0
PeakG | 1.51 | 2.04 | 1.56 | 1.56 | 1.56 | 1.56
PeakO | 2.55 | 3.25 | 2.61 | 2.61 | 2.61 | 2.61
ST | 0 | 0 | 0 | 0 | 0 | 0
STOG | 0 | 0 | 0 | 0 | 0 | 0
STWD | 0 | 0 | 0 | 0 | 0 | 0
WT | 0 | 1.68 | 1.68 | 10.11 | 10.11 | 10.11
IGCC | 0 | 0 | 0 | 0 | 0 | 0
DemandResponse | 0 | 0 | 0 | 0 | 0 | 0
IGCC-CCS | 0 | 0 | 0 | 0 | 0 | 0
WT_off | 0 | 0 | 0 | 0 | 0 | 0
PseudoUnit | 0 | 0 | 0 | 0 | 0 | 0
FixedInterchange | 0 | 0 | 0 | 0 | 0 | 0
Base FOM Costs by Reporting Type: NYISO_J-K
ReportingType | 2015 | 2020 | 2025 | 2030 | 2035 | 2040
BM | 0 | 0 | 0 | 0 | 0 | 0
CC | 125.46 | 154.92 | 127.77 | 138.94 | 152.61 | 152.61
CSP | 0 | 0 | 0 | 0 | 0 | 0
CT | 0 | 0 | 0 | 0 | 0 | 0
Coal | 0 | 0 | 0 | 0 | 0 | 0
Geo | 0 | 0 | 0 | 0 | 0 | 0
H | 0 | 0 | 0 | 0 | 0 | 0
LFG | 14.96 | 14.96 | 14.96 | 23.9 | 23.9 | 23.9
Nuc | 0.01 | 0.01 | 0.01 | 0.01 | 0.01 | 0.01
PS | 0 | 0 | 0 | 0 | 0 | 0
PV | 0.53 | 0.53 | 0.53 | 0.53 | 0.53 | 0.53
PeakG | 54.7 | 77.08 | 56.45 | 62.35 | 66.78 | 66.78
PeakO | 61.69 | 79.16 | 63.78 | 65.02 | 65.02 | 65.02
ST | 0 | 0 | 0 | 0 | 0 | 0
STOG | 147.09 | 174.05 | 149.2 | 149.2 | 149.2 | 149.2
STWD | 0 | 0 | 0 | 0 | 0 | 0
WT | 0 | 0 | 0 | 4.77 | 9.26 | 9.26
IGCC | 0 | 0 | 0 | 0 | 0 | 0
DemandResponse | 0 | 0 | 0 | 0 | 0 | 0
IGCC-CCS | 0 | 0 | 0 | 0 | 0 | 0
WT_off | 0 | 0 | 0 | 0 | 0 | 0
PseudoUnit | 0 | 0 | 0 | 0 | 0 | 0
FixedInterchange | 0 | 0 | 0 | 0 | 0 | 0
Base FOM Costs by Reporting Type: PJM_E
ReportingType | 2015 | 2020 | 2025 | 2030 | 2035 | 2040
BM | 3.02 | 3.02 | 3.02 | 3.02 | 3.02 | 3.02
CC | 297.21 | 359.4 | 312.87 | 330.19 | 341.53 | 322.13
CSP | 0 | 0 | 0 | 0 | 0 | 0
CT | 0.18 | 0.18 | 0.18 | 0 | 0 | 0
Coal | 67.42 | 27.04 | 31.97 | 32.26 | 34.91 | 34.91
Geo | 0 | 0 | 0 | 0 | 0 | 0
H | 3.85 | 3.85 | 3.85 | 3.85 | 3.85 | 3.85
LFG | 56.83 | 72.83 | 72.83 | 72.83 | 72.83 | 72.83
Nuc | 1239 | 1184.31 | 1149.53 | 1149.53 | 825.73 | 2249
PS | 9.5 | 9.5 | 9.5 | 9.5 | 9.5 | 9.5
PV | 0.75 | 0.75 | 0.75 | 0.75 | 0.75 | 0.75
PeakG | 75.2 | 106.43 | 77.64 | 89.79 | 93.22 | 93.22
PeakO | 75.92 | 100.78 | 82.41 | 82.41 | 82.41 | 82.41
ST | 0 | 0 | 0 | 0 | 0 | 0
STOG | 115.25 | 136.37 | 0 | 0 | 0 | 0
STWD | 0 | 0 | 0 | 0 | 0 | 0
WT | 32.63 | 32.63 | 32.63 | 32.63 | 33.19 | 33.19
IGCC | 0 | 0 | 0 | 0 | 0 | 0
DemandResponse | 0 | 0 | 0 | 0 | 0 | 0
IGCC-CCS | 0 | 0 | 0 | 0 | 0 | 0
WT_off | 0 | 0 | 58.67 | 58.67 | 257.41 | 511.99
PseudoUnit | 0 | 0 | 0 | 0 | 0 | 0
FixedInterchange | 0 | 0 | 0 | 0 | 0 | 0
Base FOM Costs by Reporting Type: PJM_ROM
ReportingType | 2015 | 2020 | 2025 | 2030 | 2035 | 2040
BM | 1.81 | 1.81 | 1.81 | 1.81 | 236.97 | 236.97
CC | 142.43 | 174.53 | 145.82 | 151.1 | 172.02 | 117.59
CSP | 0 | 0 | 0 | 0 | 0 | 0
CT | 0.11 | 0.11 | 0.11 | 0.11 | 0 | 0
Coal | 143.16 | 56.31 | 28.91 | 28.91 | 38.53 | 45.78
Geo | 0 | 0 | 0 | 0 | 0 | 0
H | 19.83 | 19.83 | 29.48 | 29.48 | 29.48 | 29.48
LFG | 43.05 | 74.95 | 74.95 | 74.95 | 74.95 | 74.95
Nuc | 733.21 | 756.8 | 733.21 | 733.21 | 692.99 | 1574.36
PS | 35.92 | 35.92 | 35.92 | 35.92 | 35.92 | 35.92
PV | 0.06 | 22.69 | 35.36 | 38.2 | 38.41 | 39.43
PeakG | 30.83 | 44.67 | 41.32 | 41.32 | 41.32 | 41.32
PeakO | 45.95 | 58.57 | 46.94 | 43.12 | 43.12 | 0
ST | 0 | 0 | 0 | 0 | 0 | 0
STOG | 155.08 | 183.5 | 13.39 | 0 | 0 | 0
STWD | 2.24 | 2.81 | 2.29 | 2.29 | 2.29 | 2.29
WT | 38.48 | 59.54 | 59.54 | 59.54 | 222.65 | 222.65
IGCC | 0 | 0 | 0 | 0 | 0 | 0
DemandResponse | 0 | 0 | 0 | 0 | 0 | 0
IGCC-CCS | 0 | 0 | 0 | 0 | 0 | 0
WT_off | 0 | 0 | 0 | 0 | 0 | 576.78
PseudoUnit | 0 | 0 | 0 | 0 | 0 | 0
FixedInterchange | 0 | 0 | 0 | 0 | 0 | 0
Base FOM Costs by Reporting Type: PJM_ROR
ReportingType | 2015 | 2020 | 2025 | 2030 | 2035 | 2040
BM | 38.69 | 38.69 | 38.69 | 38.69 | 241.26 | 1060.95
CC | 579.83 | 754.3 | 681.61 | 707.77 | 741.86 | 429.07
CSP | 0 | 0 | 0 | 0 | 0 | 0
CT | 0.19 | 0.19 | 0.19 | 0.19 | 0 | 0
Coal | 1860.2 | 1101.47 | 686.19 | 711.06 | 834.96 | 1007.7
Geo | 0 | 0 | 0 | 0 | 0 | 0
H | 26.17 | 33.33 | 33.33 | 33.33 | 33.33 | 33.33
LFG | 65.06 | 126.87 | 126.87 | 126.87 | 126.87 | 126.87
Nuc | 2917.4 | 3014.07 | 2917.4 | 2791.17 | 2381.96 | 6758.65
PS | 73.14 | 73.14 | 73.14 | 73.14 | 73.14 | 73.14
PV | 0.35 | 0.35 | 3.87 | 4 | 4 | 4
PeakG | 325.76 | 481.29 | 337.93 | 436.45 | 464.24 | 464.24
PeakO | 48.69 | 65.15 | 52.22 | 48.37 | 48.37 | 0
ST | 0 | 0 | 0 | 0 | 0 | 0
STOG | 93.25 | 110.34 | 55.65 | 0 | 0 | 0
STWD | 6.22 | 7.78 | 6.34 | 6.34 | 6.34 | 6.34
WT | 322.6 | 327.98 | 515.96 | 1593.56 | 1593.56 | 1593.56
IGCC | 0 | 0 | 0 | 0 | 0 | 0
DemandResponse | 0 | 0 | 0 | 0 | 0 | 0
IGCC-CCS | 0 | 0 | 0 | 0 | 0 | 0
WT_off | 0 | 0 | 0 | 0 | 0 | 0
PseudoUnit | 0 | 0 | 0 | 0 | 0 | 0
FixedInterchange | 0 | 0 | 0 | 0 | 0 | 0
Base FOM Costs by Reporting Type: SOCO
ReportingType | 2015 | 2020 | 2025 | 2030 | 2035 | 2040
BM | 5.53 | 5.53 | 5.53 | 5.53 | 5.53 | 658.82
CC | 547.15 | 757.38 | 648.8 | 669.22 | 333.86 | 220.74
CSP | 0 | 0 | 0 | 0 | 0 | 0
CT | 0 | 0 | 0 | 0 | 0 | 0
Coal | 491.91 | 134.76 | 138.16 | 144.68 | 172.37 | 172.37
Geo | 0 | 0 | 0 | 0 | 0 | 0
H | 59.74 | 59.74 | 59.74 | 59.74 | 59.74 | 59.74
LFG | 4.46 | 4.46 | 17.39 | 17.39 | 17.39 | 17.39
Nuc | 850.41 | 1045.67 | 1045.67 | 1045.67 | 2548.43 | 3051.73
PS | 39.76 | 39.76 | 39.76 | 39.76 | 39.76 | 39.76
PV | 0 | 0 | 0 | 0 | 0 | 0
PeakG | 178.03 | 264.31 | 154.13 | 201.47 | 53.87 | 53.87
PeakO | 0 | 0 | 0 | 0 | 0 | 0
ST | 0 | 0 | 0 | 0 | 0 | 0
STOG | 0 | 0 | 0 | 0 | 0 | 0
STWD | 21.41 | 26.79 | 21.83 | 21.83 | 21.83 | 21.83
WT | 0 | 0 | 0 | 2.81 | 2.81 | 2.81
IGCC | 0 | 0 | 0 | 0 | 0 | 0
DemandResponse | 0 | 0 | 0 | 0 | 0 | 0
IGCC-CCS | 0 | 0 | 0 | 0 | 0 | 0
WT_off | 0 | 0 | 0 | 0 | 0 | 0
PseudoUnit | 0 | 0 | 0 | 0 | 0 | 0
FixedInterchange | 0 | 0 | 0 | 0 | 0 | 0
Base FOM Costs by Reporting Type: SPP_N
ReportingType | 2015 | 2020 | 2025 | 2030 | 2035 | 2040
BM | 0 | 0 | 0 | 0 | 631.83 | 631.83
CC | 61.19 | 117.73 | 107.44 | 114.53 | 119.42 | 119.42
CSP | 0 | 0 | 0 | 0 | 0 | 0
CT | 0 | 0 | 0 | 0 | 0 | 0
Coal | 520.3 | 403.87 | 232.61 | 265.46 | 215.6 | 244.72
Geo | 0 | 0 | 0 | 0 | 0 | 0
H | 0.3 | 0.3 | 0.3 | 0.3 | 0.3 | 0.3
LFG | 0.84 | 0.84 | 12.28 | 12.28 | 12.28 | 12.28
Nuc | 160.51 | 168.89 | 168.89 | 168.89 | 168.89 | 168.89
PS | 0 | 0 | 0 | 0 | 0 | 0
PV | 0 | 0 | 0 | 0 | 0 | 0
PeakG | 74.97 | 117.69 | 105.7 | 105.7 | 105.7 | 105.7
PeakO | 34.89 | 44.84 | 35.94 | 35.94 | 35.94 | 35.94
ST | 0 | 0 | 0 | 0 | 0 | 0
STOG | 38.77 | 45.87 | 39.33 | 39.33 | 0 | 0
STWD | 0 | 0 | 0 | 0 | 0 | 0
WT | 41.99 | 371.97 | 371.97 | 371.97 | 371.97 | 389.02
IGCC | 0 | 0 | 0 | 0 | 0 | 0
DemandResponse | 0 | 0 | 0 | 0 | 0 | 0
IGCC-CCS | 0 | 0 | 0 | 0 | 0 | 0
WT_off | 0 | 0 | 0 | 0 | 0 | 0
PseudoUnit | 0 | 0 | 0 | 0 | 0 | 0
FixedInterchange | 0 | 0 | 0 | 0 | 0 | 0
Base FOM Costs by Reporting Type: SPP_S
ReportingType | 2015 | 2020 | 2025 | 2030 | 2035 | 2040
BM | 0 | 0 | 0 | 0 | 290.53 | 453
CC | 327.42 | 477.94 | 399.36 | 446.56 | 482.62 | 486.26
CSP | 0 | 0 | 0 | 0 | 0 | 0
CT | 2.76 | 4.77 | 4.77 | 4.77 | 4.77 | 2.76
Coal | 693.3 | 198.53 | 34.59 | 34.69 | 29.32 | 29.32
Geo | 0 | 0 | 0 | 0 | 0 | 0
H | 30.03 | 30.03 | 30.03 | 31.32 | 31.32 | 31.32
LFG | 2.29 | 2.29 | 13.72 | 13.72 | 13.72 | 13.72
Nuc | 0.01 | 0.01 | 0.01 | 0.01 | 0.01 | 0.01
PS | 10.59 | 10.59 | 10.59 | 10.59 | 10.59 | 10.59
PV | 0 | 0 | 0 | 0 | 0 | 0
PeakG | 60.2 | 87.93 | 62.37 | 76.78 | 82.77 | 82.77
PeakO | 3.36 | 4.54 | 3.63 | 3.63 | 3.64 | 3.66
ST | 0 | 0 | 0 | 0 | 0 | 0
STOG | 295.18 | 349.28 | 299.41 | 299.41 | 112.99 | 26.75
STWD | 2.69 | 3.37 | 2.75 | 2.75 | 2.75 | 2.75
WT | 90.68 | 920.33 | 920.33 | 920.33 | 922.31 | 933.21
IGCC | 0 | 0 | 0 | 0 | 0 | 0
DemandResponse | 0 | 0 | 0 | 0 | 0 | 0
IGCC-CCS | 0 | 0 | 0 | 0 | 0 | 0
WT_off | 0 | 0 | 0 | 0 | 0 | 0
PseudoUnit | 0 | 0 | 0 | 0 | 0 | 0
FixedInterchange | 0 | 0 | 0 | 0 | 0 | 0
Base FOM Costs by Reporting Type: TVA
ReportingType | 2015 | 2020 | 2025 | 2030 | 2035 | 2040
BM | 0 | 0 | 0 | 0 | 743.15 | 743.15
CC | 199.14 | 304.51 | 271.38 | 277.24 | 164.65 | 102.54
CSP | 0 | 0 | 0 | 0 | 0 | 0
CT | 0 | 0 | 0 | 0 | 0 | 0
Coal | 349.95 | 199.34 | 48.66 | 0 | 0 | 0
Geo | 0 | 0 | 0 | 0 | 0 | 0
H | 72.8 | 72.8 | 73.19 | 73.19 | 73.19 | 73.19
LFG | 1.57 | 1.57 | 14.49 | 14.49 | 14.49 | 14.49
Nuc | 1153.81 | 1199.07 | 1153.81 | 1153.81 | 1013.39 | 2183.93
PS | 41.38 | 41.38 | 41.38 | 41.38 | 41.38 | 41.38
PV | 0 | 0 | 0 | 0 | 0 | 0
PeakG | 99.24 | 153.37 | 140.99 | 140.99 | 113.36 | 113.36
PeakO | 1.87 | 2.54 | 1.92 | 2.49 | 0 | 0
ST | 0 | 0 | 0 | 0 | 0 | 0
STOG | 0 | 0 | 0 | 0 | 0 | 0
STWD | 0.16 | 0.2 | 0.16 | 0.16 | 0.16 | 0.16
WT | 0.99 | 0.99 | 0.99 | 0.99 | 3.8 | 3.8
IGCC | 0 | 0 | 0 | 0 | 0 | 0
DemandResponse | 0 | 0 | 0 | 0 | 0 | 0
IGCC-CCS | 0 | 0 | 0 | 0 | 0 | 0
WT_off | 0 | 0 | 0 | 0 | 0 | 0
PseudoUnit | 0 | 0 | 0 | 0 | 0 | 0
FixedInterchange | 0 | 0 | 0 | 0 | 0 | 0
Base FOM Costs by Reporting Type: TVA_Transmission
ReportingType | 2015 | 2020 | 2025 | 2030 | 2035 | 2040
BM | 0 | 0 | 0 | 0 | 0 | 0
CC | 0 | 0 | 0 | 0 | 0 | 0
CSP | 0 | 0 | 0 | 0 | 0 | 0
CT | 0 | 0 | 0 | 0 | 0 | 0
Coal | 0 | 0 | 0 | 0 | 0 | 0
Geo | 0 | 0 | 0 | 0 | 0 | 0
H | 0 | 0 | 0 | 0 | 0 | 0
LFG | 0 | 0 | 0 | 0 | 0 | 0
Nuc | 0 | 0 | 0 | 0 | 0 | 0
PS | 0 | 0 | 0 | 0 | 0 | 0
PV | 0 | 0 | 0 | 0 | 0 | 0
PeakG | 0 | 0 | 0 | 0 | 0 | 0
PeakO | 0 | 0 | 0 | 0 | 0 | 0
ST | 0 | 0 | 0 | 0 | 0 | 0
STOG | 0 | 0 | 0 | 0 | 0 | 0
STWD | 0 | 0 | 0 | 0 | 0 | 0
WT | 0 | 0 | 0 | 0 | 0 | 0
IGCC | 0 | 0 | 0 | 0 | 0 | 0
DemandResponse | 0 | 0 | 0 | 0 | 0 | 0
IGCC-CCS | 0 | 0 | 0 | 0 | 0 | 0
WT_off | 0 | 0 | 0 | 0 | 0 | 0
PseudoUnit | 0 | 0 | 0 | 0 | 0 | 0
FixedInterchange | 0 | 0 | 0 | 0 | 0 | 0
Base FOM Costs by Reporting Type: VACAR
ReportingType | 2015 | 2020 | 2025 | 2030 | 2035 | 2040
BM | 0.09 | 17.2 | 71.33 | 72.61 | 72.61 | 702.15
CC | 367.53 | 397.34 | 371.17 | 379.83 | 263.09 | 153.16
CSP | 0 | 0 | 0 | 0 | 0 | 0
CT | 4.8 | 4.8 | 4.8 | 4.79 | 4.79 | 0
Coal | 355.15 | 214.83 | 153.31 | 158.7 | 121.86 | 132.6
Geo | 0 | 0 | 0 | 0 | 0 | 0
H | 30.23 | 30.23 | 30.23 | 30.23 | 30.23 | 30.23
LFG | 7.64 | 20.52 | 20.52 | 20.52 | 20.52 | 20.52
Nuc | 1664.13 | 1955.26 | 1870.92 | 1870.92 | 1398.04 | 3500.68
PS | 62.1 | 62.1 | 62.1 | 62.1 | 62.1 | 62.1
PV | 0.23 | 2.47 | 2.51 | 2.52 | 2.52 | 22.5
PeakG | 142.93 | 209.84 | 148.17 | 188.38 | 192.94 | 192.94
PeakO | 36.13 | 46.34 | 37.33 | 38.01 | 0 | 0
ST | 0 | 0 | 0 | 0 | 0 | 0
STOG | 4.04 | 4.78 | 4.1 | 4.1 | 0 | 0
STWD | 9.01 | 11.27 | 9.18 | 9.18 | 9.18 | 9.18
WT | 0.03 | 98.25 | 98.25 | 98.25 | 98.25 | 98.25
IGCC | 0 | 0 | 0 | 0 | 0 | 0
DemandResponse | 0 | 0 | 0 | 0 | 0 | 0
IGCC-CCS | 0 | 0 | 0 | 0 | 0 | 0
WT_off | 0.05 | 0.05 | 0.05 | 0.05 | 1821.77 | 2093.28
PseudoUnit | 0 | 0 | 0 | 0 | 0 | 0
FixedInterchange | 0 | 0 | 0 | 0 | 0 | 0
Base FOM Costs by Reporting Type: IESO
ReportingType | 2015 | 2020 | 2025 | 2030 | 2035 | 2040
BM | 32.8 | 32.8 | 32.8 | 32.8 | 32.8 | 32.8
CC | 18.17 | 18.17 | 18.17 | 18.17 | 18.17 | 18.17
CSP | 0 | 0 | 0 | 0 | 0 | 0
CT | 2.46 | 2.46 | 2.46 | 2.46 | 0 | 0
Coal | 0 | 0 | 0 | 0 | 0 | 0
Geo | 0 | 0 | 0 | 0 | 0 | 0
H | 123.83 | 123.83 | 123.83 | 123.83 | 127.39 | 127.39
LFG | 14.17 | 14.17 | 14.17 | 14.23 | 14.23 | 14.23
Nuc | 1895.33 | 1895.33 | 1895.33 | 1895.33 | 1745.37 | 2191.39
PS | 2.92 | 2.92 | 2.92 | 2.92 | 2.92 | 2.92
PV | 18.26 | 18.26 | 18.26 | 18.26 | 0.44 | 0.44
PeakG | 0 | 0 | 0 | 0 | 0 | 0
PeakO | 0 | 0 | 0 | 0 | 0 | 0
ST | 0 | 0 | 0 | 0 | 0 | 0
STOG | 0 | 0 | 0 | 0 | 0 | 0
STWD | 4.45 | 4.45 | 4.45 | 4.45 | 4.45 | 4.45
WT | 102.92 | 102.92 | 102.92 | 102.92 | 102.92 | 102.92
IGCC | 0 | 0 | 0 | 0 | 0 | 0
DemandResponse | 0 | 0 | 0 | 0 | 0 | 0
IGCC-CCS | 0 | 0 | 0 | 0 | 0 | 0
WT_off | 0 | 0 | 0 | 0 | 0 | 0
PseudoUnit | 0 | 0 | 0 | 0 | 0 | 0
FixedInterchange | 0 | 0 | 0 | 0 | 0 | 0
Base FOM Costs by Reporting Type: MAPP_CA
ReportingType | 2015 | 2020 | 2025 | 2030 | 2035 | 2040
BM | 0 | 0 | 0 | 0 | 0 | 0
CC | 25.75 | 25.75 | 4.05 | 4.05 | 4.05 | 0
CSP | 0 | 0 | 0 | 0 | 0 | 0
CT | 0 | 0 | 0 | 0 | 0 | 0
Coal | 44.25 | 7.31 | 0 | 0 | 0 | 0
Geo | 0 | 0 | 0 | 0 | 0 | 0
H | 92.24 | 102.13 | 123.42 | 158.45 | 158.45 | 158.45
LFG | 0 | 0 | 0 | 0 | 0 | 0
Nuc | 0.01 | 0.01 | 0.01 | 0.01 | 0.01 | 0.01
PS | 0 | 0 | 0 | 0 | 0 | 0
PV | 0 | 0 | 0 | 0 | 0 | 0
PeakG | 9.88 | 9.88 | 0 | 0 | 0 | 0
PeakO | 0.09 | 0.09 | 0 | 0 | 0 | 0
ST | 0 | 0 | 0 | 0 | 0 | 0
STOG | 5.54 | 5.54 | 0 | 0 | 0 | 0
STWD | 0 | 0 | 0 | 0 | 0 | 0
WT | 17.9 | 17.9 | 17.9 | 17.9 | 9.41 | 9.41
IGCC | 0 | 0 | 0 | 0 | 0 | 0
DemandResponse | 0 | 0 | 0 | 0 | 0 | 0
IGCC-CCS | 0 | 0 | 0 | 0 | 0 | 0
WT_off | 0 | 0 | 0 | 0 | 0 | 0
PseudoUnit | 0 | 0 | 0 | 0 | 0 | 0
FixedInterchange | 0 | 0 | 0 | 0 | 0 | 0
Base FOM Costs by Reporting Type: AZ_NM_SNV_Coal
ReportingType | 2015 | 2020 | 2025 | 2030 | 2035 | 2040
BM | 0 | 0 | 0 | 0 | 0 | 0
CC | 0 | 0 | 0 | 0 | 0 | 0
CSP | 0 | 0 | 0 | 0 | 0 | 0
CT | 0 | 0 | 0 | 0 | 0 | 0
Coal | 518.41 | 458.3 | 178.51 | 181.31 | 46.98 | 53.61
Geo | 0 | 0 | 0 | 0 | 0 | 0
H | 0 | 0 | 0 | 0 | 0 | 0
LFG | 0 | 0 | 0 | 0 | 0 | 0
Nuc | 0 | 0 | 0 | 0 | 0 | 0
PS | 0 | 0 | 0 | 0 | 0 | 0
PV | 0 | 0 | 0 | 0 | 0 | 0
PeakG | 0 | 0 | 0 | 0 | 0 | 0
PeakO | 5.77 | 7.38 | 6 | 6 | 6 | 6
ST | 0 | 0 | 0 | 0 | 0 | 0
STOG | 0 | 0 | 0 | 0 | 0 | 0
STWD | 0 | 0 | 0 | 0 | 0 | 0
WT | 0 | 0 | 0 | 0 | 0 | 0
IGCC | 0 | 0 | 0 | 0 | 0 | 0
DemandResponse | 0 | 0 | 0 | 0 | 0 | 0
IGCC-CCS | 0 | 0 | 0 | 0 | 0 | 0
WT_off | 0 | 0 | 0 | 0 | 0 | 0
PseudoUnit | 0 | 0 | 0 | 0 | 0 | 0
FixedInterchange | 0 | 0 | 0 | 0 | 0 | 0
Base FOM Costs by Reporting Type: AZ_NM_SNV_Gas
ReportingType | 2015 | 2020 | 2025 | 2030 | 2035 | 2040
BM | 0 | 0 | 0 | 0 | 0 | 0
CC | 442.18 | 588.63 | 490.45 | 517.13 | 163.9 | 129.4
CSP | 0 | 0 | 0 | 0 | 0 | 0
CT | 4.93 | 4.93 | 4.93 | 4.93 | 0 | 0
Coal | 0 | 0 | 0 | 0 | 0 | 0
Geo | 0 | 0 | 0 | 0 | 0 | 0
H | 0 | 0 | 0 | 0 | 0 | 0
LFG | 0 | 0 | 0 | 0 | 0 | 0
Nuc | 0 | 0 | 0 | 0 | 0 | 0
PS | 0 | 0 | 0 | 0 | 0 | 0
PV | 0 | 0 | 0 | 0 | 0 | 0
PeakG | 63.97 | 93.45 | 74.33 | 87.99 | 87.99 | 87.99
PeakO | 0 | 0 | 0 | 0 | 0 | 0
ST | 0 | 0 | 0 | 0 | 0 | 0
STOG | 0 | 0 | 0 | 0 | 0 | 0
STWD | 0 | 0 | 0 | 0 | 0 | 0
WT | 0 | 0 | 0 | 0 | 0 | 0
IGCC | 0 | 0 | 0 | 0 | 0 | 0
DemandResponse | 0 | 0 | 0 | 0 | 0 | 0
IGCC-CCS | 0 | 0 | 0 | 0 | 0 | 0
WT_off | 0 | 0 | 0 | 0 | 0 | 0
PseudoUnit | 0 | 0 | 0 | 0 | 0 | 0
FixedInterchange | 0 | 0 | 0 | 0 | 0 | 0
Base FOM Costs by Reporting Type: AZ_NM_SNV_NucRenew
ReportingType | 2015 | 2020 | 2025 | 2030 | 2035 | 2040
BM | 0 | 0 | 0 | 0 | 0 | 0
CC | 0 | 0 | 0 | 0 | 0 | 0
CSP | 0 | 0 | 0 | 0 | 0 | 0
CT | 0 | 0 | 0 | 0 | 0 | 0
Coal | 0 | 0 | 0 | 0 | 0 | 0
Geo | 0 | 0 | 122.18 | 122.18 | 122.18 | 122.18
H | 44.6 | 44.6 | 44.6 | 44.6 | 44.6 | 44.6
LFG | 0.84 | 0.84 | 8.14 | 8.14 | 8.14 | 8.14
Nuc | 484.16 | 564.17 | 564.17 | 583.59 | 1941.21 | 2046.94
PS | 5.13 | 5.13 | 5.13 | 5.13 | 5.13 | 5.13
PV | 2.38 | 2.38 | 2.38 | 2.38 | 2.38 | 2.38
PeakG | 0 | 0 | 0 | 0 | 0 | 0
PeakO | 0 | 0 | 0 | 0 | 0 | 0
ST | 17.92 | 46.44 | 61.02 | 69.45 | 102.85 | 102.85
STOG | 0 | 0 | 0 | 0 | 0 | 0
STWD | 0.83 | 1.04 | 0.85 | 0.85 | 0.85 | 0.85
WT | 17.57 | 348.54 | 348.54 | 348.54 | 348.54 | 348.54
IGCC | 0 | 0 | 0 | 0 | 0 | 0
DemandResponse | 0 | 0 | 0 | 0 | 0 | 0
IGCC-CCS | 0 | 0 | 0 | 0 | 0 | 0
WT_off | 0 | 0 | 0 | 0 | 0 | 0
PseudoUnit | 0 | 0 | 0 | 0 | 0 | 0
FixedInterchange | 0 | 0 | 0 | 0 | 0 | 0
Base FOM Costs by Reporting Type: ERCOT
ReportingType | 2015 | 2020 | 2025 | 2030 | 2035 | 2040
BM | 14.57 | 14.57 | 14.57 | 14.57 | 14.57 | 408.54
CC | 1097.41 | 1336.8 | 1147.1 | 1176.7 | 1032.97 | 847.32
CSP | 0 | 0 | 0 | 0 | 0 | 0
CT | 1.67 | 1.67 | 1.67 | 1.67 | 0 | 0
Coal | 317.86 | 235.38 | 188.83 | 190.49 | 190.49 | 233.75
Geo | 0 | 0 | 0 | 0 | 0 | 0
H | 8.05 | 8.05 | 8.05 | 8.05 | 8.05 | 8.05
LFG | 9.05 | 9.05 | 51.64 | 51.64 | 51.64 | 51.64
Nuc | 574.09 | 734.71 | 741.22 | 741.22 | 2075.92 | 2209.96
PS | 0 | 0 | 0 | 0 | 0 | 0
PV | 0.25 | 0.25 | 0.25 | 0.25 | 0.01 | 0.01
PeakG | 80.63 | 119.03 | 114.62 | 114.62 | 114.62 | 114.62
PeakO | 1.29 | 1.86 | 1.53 | 1.53 | 1.53 | 1.53
ST | 0 | 0 | 0 | 0 | 0 | 0
STOG | 560.65 | 663.4 | 373.27 | 336.23 | 0 | 0
STWD | 0 | 0 | 0 | 0 | 0 | 0
WT | 315.42 | 315.42 | 861.56 | 861.56 | 861.56 | 868.68
IGCC | 0 | 0 | 0 | 0 | 0 | 0
DemandResponse | 0 | 0 | 0 | 0 | 0 | 0
IGCC-CCS | 0 | 0 | 0 | 0 | 0 | 0
WT_off | 0 | 0 | 0 | 0 | 0 | 0
PseudoUnit | 0 | 0 | 0 | 0 | 0 | 0
FixedInterchange | 0 | 0 | 0 | 0 | 0 | 0
Base FOM Costs by Reporting Type: NP15
ReportingType | 2015 | 2020 | 2025 | 2030 | 2035 | 2040
BM | 0 | 0 | 0 | 0 | 0 | 0
CC | 217.74 | 287.09 | 241.3 | 255.91 | 282.38 | 282.38
CSP | 0 | 0 | 0 | 0 | 0 | 0
CT | 1.42 | 1.42 | 1.42 | 1.42 | 0 | 0
Coal | 10.94 | 0 | 0 | 0 | 0 | 0
Geo | 100.8 | 120.83 | 151.36 | 151.36 | 151.36 | 151.36
H | 125.7 | 125.7 | 125.7 | 125.7 | 125.7 | 125.7
LFG | 10.26 | 55.79 | 78.24 | 78.24 | 78.24 | 78.24
Nuc | 302.44 | 364.27 | 334.86 | 334.86 | 522.13 | 810.08
PS | 53.58 | 53.58 | 53.58 | 53.58 | 53.58 | 53.58
PV | 0.89 | 0.89 | 0.89 | 0.89 | 0.89 | 0.89
PeakG | 56.04 | 82.34 | 58.1 | 74.01 | 78.49 | 78.49
PeakO | 10.26 | 13.08 | 10.48 | 10.49 | 10.49 | 10.49
ST | 1.86 | 1.86 | 1.86 | 1.86 | 1.86 | 1.86
STOG | 167.55 | 198.25 | 169.95 | 169.95 | 169.95 | 169.95
STWD | 14.17 | 17.73 | 14.44 | 14.44 | 14.44 | 14.44
WT | 40.21 | 132.82 | 132.82 | 360.31 | 369.24 | 389.47
IGCC | 0 | 0 | 0 | 0 | 0 | 0
DemandResponse | 0 | 0 | 0 | 0 | 0 | 0
IGCC-CCS | 0 | 0 | 0 | 0 | 0 | 0
WT_off | 0 | 0 | 0 | 0 | 0 | 0
PseudoUnit | 0 | 0 | 0 | 0 | 0 | 0
FixedInterchange | 0 | 0 | 0 | 0 | 0 | 0
Base FOM Costs by Reporting Type: NWPP_Coal
ReportingType | 2015 | 2020 | 2025 | 2030 | 2035 | 2040
BM | 0 | 0 | 0 | 0 | 0 | 0
CC | 0 | 0 | 0 | 0 | 0 | 0
CSP | 0 | 0 | 0 | 0 | 0 | 0
CT | 0 | 0 | 0 | 0 | 0 | 0
Coal | 436.59 | 339.26 | 11.72 | 12.11 | 12.58 | 14.69
Geo | 0 | 0 | 0 | 0 | 0 | 0
H | 0 | 0 | 0 | 0 | 0 | 0
LFG | 0 | 0 | 0 | 0 | 0 | 0
Nuc | 0 | 0 | 0 | 0 | 0 | 0
PS | 0 | 0 | 0 | 0 | 0 | 0
PV | 0 | 0 | 0 | 0 | 0 | 0
PeakG | 0 | 0 | 0 | 0 | 0 | 0
PeakO | 0 | 0 | 0 | 0 | 0 | 0
ST | 0 | 0 | 0 | 0 | 0 | 0
STOG | 0 | 0 | 0 | 0 | 0 | 0
STWD | 0 | 0 | 0 | 0 | 0 | 0
WT | 0 | 0 | 0 | 0 | 0 | 0
IGCC | 0 | 0 | 0 | 0 | 0 | 0
DemandResponse | 0 | 0 | 0 | 0 | 0 | 0
IGCC-CCS | 0 | 0 | 0 | 0 | 0 | 0
WT_off | 0 | 0 | 0 | 0 | 0 | 0
PseudoUnit | 0 | 0 | 0 | 0 | 0 | 0
FixedInterchange | 0 | 0 | 0 | 0 | 0 | 0
Base FOM Costs by Reporting Type: NWPP_Gas
ReportingType | 2015 | 2020 | 2025 | 2030 | 2035 | 2040
BM | 0 | 0 | 0 | 0 | 0 | 0
CC | 192.07 | 267.82 | 220.85 | 202.83 | 29.11 | 24.8
CSP | 0 | 0 | 0 | 0 | 0 | 0
CT | 1 | 1 | 1 | 1 | 0 | 0
Coal | 0 | 0 | 0 | 0 | 0 | 0
Geo | 0 | 0 | 0 | 0 | 0 | 0
H | 0 | 0 | 0 | 0 | 0 | 0
LFG | 0 | 0 | 0 | 0 | 0 | 0
Nuc | 0 | 0 | 0 | 0 | 0 | 0
PS | 0 | 0 | 0 | 0 | 0 | 0
PV | 0 | 0 | 0 | 0 | 0 | 0
PeakG | 0 | 0 | 0 | 0 | 0 | 0
PeakO | 0 | 0 | 0 | 0 | 0 | 0
ST | 0 | 0 | 0 | 0 | 0 | 0
STOG | 0 | 0 | 0 | 0 | 0 | 0
STWD | 0 | 0 | 0 | 0 | 0 | 0
WT | 0 | 0 | 0 | 0 | 0 | 0
IGCC | 0 | 0 | 0 | 0 | 0 | 0
DemandResponse | 0 | 0 | 0 | 0 | 0 | 0
IGCC-CCS | 0 | 0 | 0 | 0 | 0 | 0
WT_off | 0 | 0 | 0 | 0 | 0 | 0
PseudoUnit | 0 | 0 | 0 | 0 | 0 | 0
FixedInterchange | 0 | 0 | 0 | 0 | 0 | 0
Base FOM Costs by Reporting Type: NWPP_NucRenew
ReportingType | 2015 | 2020 | 2025 | 2030 | 2035 | 2040
BM | 3.27 | 3.27 | 3.27 | 3.27 | 3.27 | 341.57
CC | 0 | 0 | 0 | 0 | 0 | 0
CSP | 0 | 0 | 0 | 0 | 0 | 0
CT | 0 | 0 | 0 | 0 | 0 | 0
Coal | 0 | 0 | 0 | 0 | 0 | 0
Geo | 35.81 | 35.81 | 72.38 | 72.38 | 72.38 | 72.38
H | 480.54 | 480.54 | 480.54 | 480.54 | 485.31 | 485.31
LFG | 15.5 | 15.5 | 44.91 | 44.91 | 44.91 | 44.91
Nuc | 164.67 | 164.67 | 164.67 | 164.67 | 505.89 | 578.44
PS | 6.12 | 6.12 | 6.12 | 6.12 | 6.12 | 6.12
PV | 0.04 | 0.04 | 0.04 | 0.04 | 0.04 | 0.04
PeakG | 0 | 0 | 0 | 0 | 0 | 0
PeakO | 0 | 0 | 0 | 0 | 0 | 0
ST | 0 | 0 | 0 | 0 | 0 | 0
STOG | 0 | 0 | 0 | 0 | 0 | 0
STWD | 17.98 | 22.5 | 18.33 | 18.33 | 18.33 | 18.33
WT | 228.93 | 228.93 | 228.93 | 827.97 | 827.97 | 893.05
IGCC | 0 | 0 | 0 | 0 | 0 | 0
DemandResponse | 0 | 0 | 0 | 0 | 0 | 0
IGCC-CCS | 0 | 0 | 0 | 0 | 0 | 0
WT_off | 0 | 0 | 0 | 0 | 0 | 0
PseudoUnit | 0 | 0 | 0 | 0 | 0 | 0
FixedInterchange | 0 | 0 | 0 | 0 | 0 | 0
Base FOM Costs by Reporting Type: RMPA
ReportingType | 2015 | 2020 | 2025 | 2030 | 2035 | 2040
BM | 0 | 0 | 0 | 0 | 199.59 | 235.12
CC | 79.71 | 124.66 | 104.72 | 122.96 | 66.62 | 63.88
CSP | 0 | 0 | 0 | 0 | 0 | 0
CT | 1.02 | 1.02 | 1.02 | 1.02 | 0 | 0
Coal | 439.16 | 314.02 | 75.06 | 76.34 | 50.04 | 57
Geo | 0 | 32.63 | 216.56 | 216.56 | 216.56 | 216.56
H | 13.99 | 13.99 | 13.99 | 13.99 | 13.99 | 13.99
LFG | 0.89 | 0.89 | 4.37 | 4.37 | 4.37 | 4.37
Nuc | 0.01 | 0.01 | 0.01 | 104.38 | 104.38 | 104.38
PS | 13.37 | 13.37 | 13.37 | 13.37 | 13.37 | 13.37
PV | 0.31 | 0.31 | 0.31 | 0.31 | 0.31 | 0.31
PeakG | 48.87 | 72.26 | 50.7 | 61.6 | 69.81 | 69.81
PeakO | 0 | 0 | 0 | 0 | 0 | 0
ST | 0.19 | 23.71 | 23.71 | 24.06 | 24.06 | 24.06
STOG | 0 | 0 | 0 | 0 | 0 | 0
STWD | 0 | 0 | 0 | 0 | 0 | 0
WT | 67.62 | 167.14 | 167.14 | 182.2 | 182.2 | 186.01
IGCC | 0 | 0 | 0 | 0 | 0 | 0
DemandResponse | 0 | 0 | 0 | 0 | 0 | 0
IGCC-CCS | 0 | 0 | 0 | 0 | 0 | 0
WT_off | 0 | 0 | 0 | 0 | 0 | 0
PseudoUnit | 0 | 0 | 0 | 0 | 0 | 0
FixedInterchange | 0 | 0 | 0 | 0 | 0 | 0
Base FOM Costs by Reporting Type: SP15
ReportingType | 2015 | 2020 | 2025 | 2030 | 2035 | 2040
BM | 0.6 | 0.6 | 0.6 | 0.6 | 0.6 | 67.8
CC | 330.42 | 408.31 | 345.57 | 355.16 | 389.14 | 398.73
CSP | 0 | 0 | 0 | 0 | 0 | 0
CT | 0 | 0 | 0 | 0 | 0 | 0
Coal | 11.02 | 8.11 | 0 | 0 | 0 | 0
Geo | 86.16 | 208.35 | 208.35 | 208.35 | 208.35 | 208.35
H | 16.57 | 16.57 | 16.57 | 16.57 | 16.57 | 16.57
LFG | 26.93 | 93.8 | 93.8 | 93.8 | 93.8 | 93.8
Nuc | 327.58 | 356.35 | 327.58 | 327.58 | 327.58 | 471.92
PS | 34.19 | 34.19 | 34.19 | 34.19 | 34.19 | 34.19
PV | 1.87 | 1.87 | 1.87 | 1.87 | 1.87 | 1.87
PeakG | 76.73 | 111.44 | 93.22 | 103.59 | 103.59 | 103.59
PeakO | 1.47 | 1.91 | 1.53 | 1.53 | 1.53 | 1.53
ST | 28.67 | 28.67 | 28.67 | 159.24 | 182.89 | 236.4
STOG | 304.36 | 360.14 | 308.72 | 308.72 | 308.72 | 308.72
STWD | 3.81 | 4.77 | 3.89 | 3.89 | 3.89 | 3.89
WT | 71.03 | 96.23 | 434.13 | 468.68 | 468.68 | 468.68
IGCC | 0 | 0 | 0 | 0 | 0 | 0
DemandResponse | 0 | 0 | 0 | 0 | 0 | 0
IGCC-CCS | 0 | 0 | 0 | 0 | 0 | 0
WT_off | 0 | 0 | 0 | 0 | 0 | 0
PseudoUnit | 0 | 0 | 0 | 0 | 0 | 0
FixedInterchange | 0 | 0 | 0 | 0 | 0 | 0
Base FOM Costs by Reporting Type: ALB
ReportingType | 2015 | 2020 | 2025 | 2030 | 2035 | 2040
BM | 0 | 0 | 0 | 0 | 0 | 0
CC | 65.34 | 66.71 | 69.11 | 16.91 | 18.3 | 18.3
CSP | 0 | 0 | 0 | 0 | 0 | 0
CT | 1.35 | 1.35 | 1.35 | 1.35 | 0 | 0
Coal | 380.9 | 399.22 | 410.41 | 14.69 | 14.69 | 14.69
Geo | 0 | 0 | 0 | 0 | 0 | 0
H | 12.99 | 12.99 | 12.99 | 12.99 | 12.99 | 12.99
LFG | 1.21 | 1.21 | 1.21 | 1.21 | 1.21 | 1.21
Nuc | 0.01 | 0.01 | 0.01 | 738.93 | 796.11 | 797.28
PS | 0 | 0 | 0 | 0 | 0 | 0
PV | 0 | 0 | 0 | 0 | 0 | 0
PeakG | 14.92 | 14.92 | 14.92 | 14.92 | 21.02 | 21.02
PeakO | 0 | 0 | 0 | 0 | 0 | 0
ST | 0 | 0 | 0 | 0 | 0 | 0
STOG | 0 | 0 | 0 | 0 | 0 | 0
STWD | 5.58 | 5.58 | 5.58 | 5.58 | 5.58 | 5.58
WT | 22.94 | 22.94 | 22.94 | 25.5 | 25.5 | 25.5
IGCC | 0 | 0 | 0 | 0 | 0 | 0
DemandResponse | 0 | 0 | 0 | 0 | 0 | 0
IGCC-CCS | 0 | 0 | 0 | 0 | 0 | 0
WT_off | 0 | 0 | 0 | 0 | 0 | 0
PseudoUnit | 0 | 0 | 0 | 0 | 0 | 0
FixedInterchange | 0 | 0 | 0 | 0 | 0 | 0
Base FOM Costs by Reporting Type: BC
ReportingType | 2015 | 2020 | 2025 | 2030 | 2035 | 2040
BM | 0 | 0 | 0 | 0 | 0 | 0
CC | 12.95 | 12.95 | 12.95 | 13.47 | 12.97 | 6.1
CSP | 0 | 0 | 0 | 0 | 0 | 0
CT | 0 | 0 | 0 | 0 | 0 | 0
Coal | 0 | 0 | 0 | 0 | 0 | 0
Geo | 0 | 0 | 0 | 0 | 0 | 0
H | 173.22 | 173.22 | 173.22 | 173.22 | 173.22 | 173.22
LFG | 2.9 | 2.9 | 2.9 | 2.9 | 2.9 | 2.9
Nuc | 0.01 | 0.01 | 0.01 | 17.16 | 28.33 | 106.43
PS | 0 | 0 | 0 | 0 | 0 | 0
PV | 0 | 0 | 0 | 0 | 0 | 0
PeakG | 0 | 0 | 0 | 0 | 0 | 0
PeakO | 0 | 0 | 0 | 0 | 0 | 0
ST | 0 | 0 | 0 | 0 | 0 | 0
STOG | 0 | 0 | 0 | 0 | 0 | 0
STWD | 16.34 | 16.34 | 16.34 | 16.34 | 16.34 | 16.34
WT | 7.53 | 7.53 | 7.53 | 11.91 | 11.91 | 11.91
IGCC | 0 | 0 | 0 | 0 | 0 | 0
DemandResponse | 0 | 0 | 0 | 0 | 0 | 0
IGCC-CCS | 0 | 0 | 0 | 0 | 0 | 0
WT_off | 0 | 0 | 0 | 0 | 0 | 0
PseudoUnit | 0 | 0 | 0 | 0 | 0 | 0
FixedInterchange | 0 | 0 | 0 | 0 | 0 | 0
Base FOM Costs by Reporting Type: HQ_IESO
ReportingType | 2015 | 2020 | 2025 | 2030 | 2035 | 2040
BM | 0 | 0 | 0 | 0 | 0 | 0
CC | 0 | 0 | 0 | 0 | 0 | 0
CSP | 0 | 0 | 0 | 0 | 0 | 0
CT | 0 | 0 | 0 | 0 | 0 | 0
Coal | 0 | 0 | 0 | 0 | 0 | 0
Geo | 0 | 0 | 0 | 0 | 0 | 0
H | 0 | 0 | 0 | 0 | 0 | 0
LFG | 0 | 0 | 0 | 0 | 0 | 0
Nuc | 0.01 | 0.01 | 0.01 | 0.01 | 0.01 | 0.01
PS | 0 | 0 | 0 | 0 | 0 | 0
PV | 0 | 0 | 0 | 0 | 0 | 0
PeakG | 0 | 0 | 0 | 0 | 0 | 0
PeakO | 0 | 0 | 0 | 0 | 0 | 0
ST | 0 | 0 | 0 | 0 | 0 | 0
STOG | 0 | 0 | 0 | 0 | 0 | 0
STWD | 0 | 0 | 0 | 0 | 0 | 0
WT | 0 | 0 | 0 | 0 | 0 | 0
IGCC | 0 | 0 | 0 | 0 | 0 | 0
DemandResponse | 0 | 0 | 0 | 0 | 0 | 0
IGCC-CCS | 0 | 0 | 0 | 0 | 0 | 0
WT_off | 0 | 0 | 0 | 0 | 0 | 0
PseudoUnit | 0 | 0 | 0 | 1.25 | 1.25 | 1.25
FixedInterchange | 0 | 0 | 0 | 0 | 0 | 0
Base FOM Costs by Reporting Type: HQ_NEISO
ReportingType | 2015 | 2020 | 2025 | 2030 | 2035 | 2040
BM | 0 | 0 | 0 | 0 | 0 | 0
CC | 0 | 0 | 0 | 0 | 0 | 0
CSP | 0 | 0 | 0 | 0 | 0 | 0
CT | 0 | 0 | 0 | 0 | 0 | 0
Coal | 0 | 0 | 0 | 0 | 0 | 0
Geo | 0 | 0 | 0 | 0 | 0 | 0
H | 0 | 0 | 0 | 0 | 0 | 0
LFG | 0 | 0 | 0 | 0 | 0 | 0
Nuc | 0.01 | 0.01 | 0.01 | 0.01 | 0.01 | 0.01
PS | 0 | 0 | 0 | 0 | 0 | 0
PV | 0 | 0 | 0 | 0 | 0 | 0
PeakG | 0 | 0 | 0 | 0 | 0 | 0
PeakO | 0 | 0 | 0 | 0 | 0 | 0
ST | 0 | 0 | 0 | 0 | 0 | 0
STOG | 0 | 0 | 0 | 0 | 0 | 0
STWD | 0 | 0 | 0 | 0 | 0 | 0
WT | 0 | 0 | 0 | 0 | 0 | 0
IGCC | 0 | 0 | 0 | 0 | 0 | 0
DemandResponse | 0 | 0 | 0 | 0 | 0 | 0
IGCC-CCS | 0 | 0 | 0 | 0 | 0 | 0
WT_off | 0 | 0 | 0 | 0 | 0 | 0
PseudoUnit | 0 | 0 | 0 | 21.03 | 21.03 | 21.03
FixedInterchange | 0 | 0 | 0 | 0 | 0 | 0
Base FOM Costs by Reporting Type: HQ_NY
ReportingType | 2015 | 2020 | 2025 | 2030 | 2035 | 2040
BM | 0 | 0 | 0 | 0 | 0 | 0
CC | 0 | 0 | 0 | 0 | 0 | 0
CSP | 0 | 0 | 0 | 0 | 0 | 0
CT | 0 | 0 | 0 | 0 | 0 | 0
Coal | 0 | 0 | 0 | 0 | 0 | 0
Geo | 0 | 0 | 0 | 0 | 0 | 0
H | 0 | 0 | 0 | 0 | 0 | 0
LFG | 0 | 0 | 0 | 0 | 0 | 0
Nuc | 0.01 | 0.01 | 0.01 | 0.01 | 0.01 | 0.01
PS | 0 | 0 | 0 | 0 | 0 | 0
PV | 0 | 0 | 0 | 0 | 0 | 0
PeakG | 0 | 0 | 0 | 0 | 0 | 0
PeakO | 0 | 0 | 0 | 0 | 0 | 0
ST | 0 | 0 | 0 | 0 | 0 | 0
STOG | 0 | 0 | 0 | 0 | 0 | 0
STWD | 0 | 0 | 0 | 0 | 0 | 0
WT | 0 | 0 | 0 | 0 | 0 | 0
IGCC | 0 | 0 | 0 | 0 | 0 | 0
DemandResponse | 0 | 0 | 0 | 0 | 0 | 0
IGCC-CCS | 0 | 0 | 0 | 0 | 0 | 0
WT_off | 0 | 0 | 0 | 0 | 0 | 0
PseudoUnit | 0 | 0 | 35.6 | 35.6 | 35.6 | 35.6
FixedInterchange | 0 | 0 | 0 | 0 | 0 | 0
Base FOM Costs by Reporting Type: MARITIMES
ReportingType | 2015 | 2020 | 2025 | 2030 | 2035 | 2040
BM | 0 | 0 | 0 | 0 | 0 | 0
CC | 0 | 0 | 0 | 0 | 0 | 0
CSP | 0 | 0 | 0 | 0 | 0 | 0
CT | 0 | 0 | 0 | 0 | 0 | 0
Coal | 0 | 0 | 0 | 0 | 0 | 0
Geo | 0 | 0 | 0 | 0 | 0 | 0
H | 0 | 0 | 0 | 0 | 0 | 0
LFG | 0 | 0 | 0 | 0 | 0 | 0
Nuc | 0.01 | 0.01 | 0.01 | 0.01 | 0.01 | 0.01
PS | 0 | 0 | 0 | 0 | 0 | 0
PV | 0 | 0 | 0 | 0 | 0 | 0
PeakG | 0 | 0 | 0 | 0 | 0 | 0
PeakO | 0 | 0 | 0 | 0 | 0 | 0
ST | 0 | 0 | 0 | 0 | 0 | 0
STOG | 0 | 0 | 0 | 0 | 0 | 0
STWD | 0 | 0 | 0 | 0 | 0 | 0
WT | 0 | 0 | 0 | 0 | 0 | 0
IGCC | 0 | 0 | 0 | 0 | 0 | 0
DemandResponse | 0 | 0 | 0 | 0 | 0 | 0
IGCC-CCS | 0 | 0 | 0 | 0 | 0 | 0
WT_off | 0 | 0 | 0 | 0 | 0 | 0
PseudoUnit | 0 | 0 | 0 | 7.12 | 7.12 | 7.12
FixedInterchange | 0 | 0 | 0 | 0 | 0 | 0
Base FOM Costs by Reporting Type: All
ReportingType | 2015 | 2020 | 2025 | 2030 | 2035 | 2040
BM | 125.73 | 142.84 | 196.96 | 198.24 | 2817.25 | 8853.84
CC | 7510.4 | 9885.49 | 8440.09 | 8660.76 | 6751.08 | 5459.59
CSP | 0 | 0 | 0 | 0 | 0 | 0
CT | 42.8 | 44.81 | 44.81 | 51.38 | 19.35 | 12.55
Coal | 10602.88 | 5384.52 | 3276.31 | 2926.27 | 2798.15 | 3208.55
Geo | 226.72 | 401.57 | 774.79 | 774.79 | 774.79 | 774.79
H | 1511 | 1528.07 | 1574.01 | 1610.38 | 1634.5 | 1634.5
LFG | 498.94 | 733.94 | 999.86 | 1086.97 | 1086.97 | 1086.97
Nuc | 16696.36 | 17842.96 | 17313.01 | 18735.57 | 23657.99 | 36861.43
PS | 517.25 | 517.25 | 517.25 | 517.25 | 517.25 | 517.25
PV | 26.7 | 61.25 | 77.98 | 80.96 | 63.11 | 84.14
PeakG | 2040.15 | 2997.53 | 2228.36 | 2604.44 | 2476.66 | 2432.59
PeakO | 495.97 | 652.31 | 523.4 | 517.85 | 451 | 359.53
ST | 48.64 | 100.68 | 115.26 | 254.61 | 311.65 | 365.16
STOG | 2136.14 | 2526.62 | 1600.03 | 1493.95 | 927.88 | 654.61
STWD | 158.67 | 191.92 | 161.28 | 161.28 | 161.28 | 161.28
WT | 2034.5 | 4189.63 | 6604.27 | 8758.82 | 9325.61 | 9562.45
IGCC | 30.22 | 30.22 | 30.22 | 30.22 | 30.22 | 30.22
DemandResponse | 0 | 0 | 0 | 0 | 0 | 0
IGCC-CCS | 0 | 0 | 0 | 0 | 0 | 0
WT_off | 25.01 | 25.01 | 83.68 | 83.68 | 2104.14 | 3207
PseudoUnit | 0 | 0 | 35.6 | 65 | 65 | 65
FixedInterchange | 0 | 0 | 0 | 0 | 0 | 0
Base FOM Costs by Reporting Type: EI_US
ReportingType | 2015 | 2020 | 2025 | 2030 | 2035 | 2040
BM | 74.48 | 91.59 | 145.72 | 147 | 2566.41 | 7768.01
CC | 5028.66 | 6748.6 | 5785.8 | 5977.46 | 4733.45 | 3670.52
CSP | 0 | 0 | 0 | 0 | 0 | 0
CT | 28.95 | 30.95 | 30.95 | 37.52 | 19.35 | 12.55
Coal | 8443.75 | 3622.92 | 2411.78 | 2451.33 | 2483.38 | 2834.81
Geo | 3.95 | 3.95 | 3.95 | 3.95 | 3.95 | 3.95
H | 419.29 | 426.46 | 451.11 | 452.45 | 468.24 | 468.24
LFG | 417.2 | 539.79 | 700.46 | 787.52 | 787.52 | 787.52
Nuc | 12948.03 | 13763.39 | 13285.11 | 13827.83 | 15611.06 | 27544.6
PS | 401.94 | 401.94 | 401.94 | 401.94 | 401.94 | 401.94
PV | 2.71 | 37.26 | 53.98 | 56.96 | 57.18 | 78.2
PeakG | 1689.1 | 2494.21 | 1822.46 | 2147.71 | 2001.14 | 1957.07
PeakO | 477.09 | 627.99 | 503.86 | 498.31 | 431.46 | 339.99
ST | 0 | 0 | 0 | 0 | 0 | 0
STOG | 1098.06 | 1299.3 | 748.09 | 679.05 | 449.21 | 175.95
STWD | 95.51 | 119.51 | 97.38 | 97.38 | 97.38 | 97.38
WT | 1142.42 | 2749.26 | 4279.86 | 5551.33 | 6117.68 | 6258.29
IGCC | 30.22 | 30.22 | 30.22 | 30.22 | 30.22 | 30.22
DemandResponse | 0 | 0 | 0 | 0 | 0 | 0
IGCC-CCS | 0 | 0 | 0 | 0 | 0 | 0
WT_off | 25.01 | 25.01 | 83.68 | 83.68 | 2104.14 | 3207
PseudoUnit | 0 | 0 | 35.6 | 63.75 | 63.75 | 63.75
FixedInterchange | 0 | 0 | 0 | 0 | 0 | 0
Base FOM Costs by Reporting Type: EI_Canada
ReportingType | 2015 | 2020 | 2025 | 2030 | 2035 | 2040
BM | 32.8 | 32.8 | 32.8 | 32.8 | 32.8 | 32.8
CC | 43.92 | 43.92 | 22.22 | 22.22 | 22.22 | 18.17
CSP | 0 | 0 | 0 | 0 | 0 | 0
CT | 2.46 | 2.46 | 2.46 | 2.46 | 0 | 0
Coal | 44.25 | 7.31 | 0 | 0 | 0 | 0
Geo | 0 | 0 | 0 | 0 | 0 | 0
H | 216.06 | 225.96 | 247.25 | 282.28 | 285.84 | 285.84
LFG | 14.17 | 14.17 | 14.17 | 14.23 | 14.23 | 14.23
Nuc | 1895.36 | 1895.36 | 1895.36 | 1895.36 | 1745.4 | 2191.41
PS | 2.92 | 2.92 | 2.92 | 2.92 | 2.92 | 2.92
PV | 18.26 | 18.26 | 18.26 | 18.26 | 0.44 | 0.44
PeakG | 9.88 | 9.88 | 0 | 0 | 0 | 0
PeakO | 0.09 | 0.09 | 0 | 0 | 0 | 0
ST | 0 | 0 | 0 | 0 | 0 | 0
STOG | 5.54 | 5.54 | 0 | 0 | 0 | 0
STWD | 4.45 | 4.45 | 4.45 | 4.45 | 4.45 | 4.45
WT | 120.82 | 120.82 | 120.82 | 120.82 | 112.33 | 112.33
IGCC | 0 | 0 | 0 | 0 | 0 | 0
DemandResponse | 0 | 0 | 0 | 0 | 0 | 0
IGCC-CCS | 0 | 0 | 0 | 0 | 0 | 0
WT_off | 0 | 0 | 0 | 0 | 0 | 0
PseudoUnit | 0 | 0 | 0 | 1.25 | 1.25 | 1.25
FixedInterchange | 0 | 0 | 0 | 0 | 0 | 0
Base FOM Costs by Reporting Type: EI
ReportingType | 2015 | 2020 | 2025 | 2030 | 2035 | 2040
BM | 107.28 | 124.39 | 178.52 | 179.8 | 2599.21 | 7800.8
CC | 5072.57 | 6792.52 | 5808.02 | 5999.69 | 4755.68 | 3688.69
CSP | 0 | 0 | 0 | 0 | 0 | 0
CT | 31.41 | 33.42 | 33.42 | 39.99 | 19.35 | 12.55
Coal | 8488 | 3630.23 | 2411.78 | 2451.33 | 2483.38 | 2834.81
Geo | 3.95 | 3.95 | 3.95 | 3.95 | 3.95 | 3.95
H | 635.35 | 652.42 | 698.36 | 734.73 | 754.08 | 754.08
LFG | 431.38 | 553.96 | 714.64 | 801.75 | 801.75 | 801.75
Nuc | 14843.39 | 15658.74 | 15180.47 | 15723.19 | 17356.45 | 29736.01
PS | 404.86 | 404.86 | 404.86 | 404.86 | 404.86 | 404.86
PV | 20.97 | 55.52 | 72.25 | 75.23 | 57.62 | 78.64
PeakG | 1698.98 | 2504.09 | 1822.46 | 2147.71 | 2001.14 | 1957.07
PeakO | 477.18 | 628.08 | 503.86 | 498.31 | 431.46 | 339.99
ST | 0 | 0 | 0 | 0 | 0 | 0
STOG | 1103.59 | 1304.84 | 748.09 | 679.05 | 449.21 | 175.95
STWD | 99.96 | 123.96 | 101.84 | 101.84 | 101.84 | 101.84
WT | 1263.24 | 2870.08 | 4400.68 | 5672.15 | 6230.01 | 6370.62
IGCC | 30.22 | 30.22 | 30.22 | 30.22 | 30.22 | 30.22
DemandResponse | 0 | 0 | 0 | 0 | 0 | 0
IGCC-CCS | 0 | 0 | 0 | 0 | 0 | 0
WT_off | 25.01 | 25.01 | 83.68 | 83.68 | 2104.14 | 3207
PseudoUnit | 0 | 0 | 35.6 | 65 | 65 | 65
FixedInterchange | 0 | 0 | 0 | 0 | 0 | 0
Base FOM Costs by Reporting Type: Outside_EI
ReportingType | 2015 | 2020 | 2025 | 2030 | 2035 | 2040
BM | 18.45 | 18.45 | 18.45 | 18.45 | 218.04 | 1053.04
CC | 2437.83 | 3092.97 | 2632.06 | 2661.07 | 1995.4 | 1770.89
CSP | 0 | 0 | 0 | 0 | 0 | 0
CT | 11.39 | 11.39 | 11.39 | 11.39 | 0 | 0
Coal | 2114.88 | 1754.29 | 864.53 | 474.94 | 314.77 | 373.73
Geo | 222.78 | 397.63 | 770.84 | 770.84 | 770.84 | 770.84
H | 875.65 | 875.65 | 875.65 | 875.65 | 880.42 | 880.42
LFG | 67.56 | 179.98 | 285.22 | 285.22 | 285.22 | 285.22
Nuc | 1852.97 | 2184.21 | 2132.54 | 3012.38 | 6301.54 | 7125.42
PS | 112.39 | 112.39 | 112.39 | 112.39 | 112.39 | 112.39
PV | 5.73 | 5.73 | 5.73 | 5.73 | 5.5 | 5.5
PeakG | 341.17 | 493.44 | 405.9 | 456.73 | 475.52 | 475.52
PeakO | 18.79 | 24.23 | 19.54 | 19.54 | 19.54 | 19.54
ST | 48.64 | 100.68 | 115.26 | 254.61 | 311.65 | 365.16
STOG | 1032.55 | 1221.79 | 851.94 | 814.9 | 478.67 | 478.67
STWD | 58.71 | 67.96 | 59.44 | 59.44 | 59.44 | 59.44
WT | 771.26 | 1319.56 | 2203.58 | 3086.67 | 3095.6 | 3191.83
IGCC | 0 | 0 | 0 | 0 | 0 | 0
DemandResponse | 0 | 0 | 0 | 0 | 0 | 0
IGCC-CCS | 0 | 0 | 0 | 0 | 0 | 0
WT_off | 0 | 0 | 0 | 0 | 0 | 0
PseudoUnit | 0 | 0 | 0 | 0 | 0 | 0
FixedInterchange | 0 | 0 | 0 | 0 | 0 | 0
#11 | Retrofit FOM Costs ($million)
Retrofit FOM Costs by Reporting Type: Entergy
ReportingType | 2015 | 2020 | 2025 | 2030 | 2035 | 2040
BM | 0 | 0 | 0 | 0 | 0 | 0
CC | 0 | 0 | 0 | 0 | 0 | 0
CSP | 0 | 0 | 0 | 0 | 0 | 0
CT | 0 | 0 | 0 | 0 | 0 | 0
Coal | 3.17 | 0 | 0 | 0 | 0 | 0
Geo | 0 | 0 | 0 | 0 | 0 | 0
H | 0 | 0 | 0 | 0 | 0 | 0
LFG | 0 | 0 | 0 | 0 | 0 | 0
Nuc | 0 | 0 | 0 | 0 | 0 | 0
PS | 0 | 0 | 0 | 0 | 0 | 0
PV | 0 | 0 | 0 | 0 | 0 | 0
PeakG | 0 | 0 | 0 | 0 | 0 | 0
PeakO | 0 | 0 | 0 | 0 | 0 | 0
ST | 0 | 0 | 0 | 0 | 0 | 0
STOG | 0 | 0 | 0 | 0 | 0 | 0
STWD | 0 | 0 | 0 | 0 | 0 | 0
WT | 0 | 0 | 0 | 0 | 0 | 0
IGCC | 0 | 0 | 0 | 0 | 0 | 0
DemandResponse | 0 | 0 | 0 | 0 | 0 | 0
IGCC-CCS | 0 | 0 | 0 | 0 | 0 | 0
WT_off | 0 | 0 | 0 | 0 | 0 | 0
PseudoUnit | 0 | 0 | 0 | 0 | 0 | 0
FixedInterchange | 0 | 0 | 0 | 0 | 0 | 0
Retrofit FOM Costs by Reporting Type: FRCC
ReportingType | 2015 | 2020 | 2025 | 2030 | 2035 | 2040
BM | 0 | 0 | 0 | 0 | 0 | 0
CC | 0 | 0 | 0 | 0 | 0 | 0
CSP | 0 | 0 | 0 | 0 | 0 | 0
CT | 0 | 0 | 0 | 0 | 0 | 0
Coal | 12.76 | 13.4 | 13.4 | 13.98 | 14.2 | 14.66
Geo | 0 | 0 | 0 | 0 | 0 | 0
H | 0 | 0 | 0 | 0 | 0 | 0
LFG | 0 | 0 | 0 | 0 | 0 | 0
Nuc | 0 | 0 | 0 | 0 | 0 | 0
PS | 0 | 0 | 0 | 0 | 0 | 0
PV | 0 | 0 | 0 | 0 | 0 | 0
PeakG | 0 | 0 | 0 | 0 | 0 | 0
PeakO | 0 | 0 | 0 | 0 | 0 | 0
ST | 0 | 0 | 0 | 0 | 0 | 0
STOG | 0 | 0 | 0 | 0 | 0 | 0
STWD | 0 | 0 | 0 | 0 | 0 | 0
WT | 0 | 0 | 0 | 0 | 0 | 0
IGCC | 0 | 0 | 0 | 0 | 0 | 0
DemandResponse | 0 | 0 | 0 | 0 | 0 | 0
IGCC-CCS | 0 | 0 | 0 | 0 | 0 | 0
WT_off | 0 | 0 | 0 | 0 | 0 | 0
PseudoUnit | 0 | 0 | 0 | 0 | 0 | 0
FixedInterchange | 0 | 0 | 0 | 0 | 0 | 0
Retrofit FOM Costs by Reporting Type: MAPP_US
ReportingType | 2015 | 2020 | 2025 | 2030 | 2035 | 2040
BM | 0 | 0 | 0 | 0 | 0 | 0
CC | 0 | 0 | 0 | 0 | 0 | 0
CSP | 0 | 0 | 0 | 0 | 0 | 0
CT | 0 | 0 | 0 | 0 | 0 | 0
Coal | 12.4 | 5.49 | 0 | 0 | 0 | 0
Geo | 0 | 0 | 0 | 0 | 0 | 0
H | 0 | 0 | 0 | 0 | 0 | 0
LFG | 0 | 0 | 0 | 0 | 0 | 0
Nuc | 0 | 0 | 0 | 0 | 0 | 0
PS | 0 | 0 | 0 | 0 | 0 | 0
PV | 0 | 0 | 0 | 0 | 0 | 0
PeakG | 0 | 0 | 0 | 0 | 0 | 0
PeakO | 0 | 0 | 0 | 0 | 0 | 0
ST | 0 | 0 | 0 | 0 | 0 | 0
STOG | 0 | 0 | 0 | 0 | 0 | 0
STWD | 0 | 0 | 0 | 0 | 0 | 0
WT | 0 | 0 | 0 | 0 | 0 | 0
IGCC | 0 | 0 | 0 | 0 | 0 | 0
DemandResponse | 0 | 0 | 0 | 0 | 0 | 0
IGCC-CCS | 0 | 0 | 0 | 0 | 0 | 0
WT_off | 0 | 0 | 0 | 0 | 0 | 0
PseudoUnit | 0 | 0 | 0 | 0 | 0 | 0
FixedInterchange | 0 | 0 | 0 | 0 | 0 | 0
Retrofit FOM Costs by Reporting Type: MISO_IN
ReportingType | 2015 | 2020 | 2025 | 2030 | 2035 | 2040
BM | 0 | 0 | 0 | 0 | 0 | 0
CC | 0 | 0 | 0 | 0 | 0 | 0
CSP | 0 | 0 | 0 | 0 | 0 | 0
CT | 0 | 0 | 0 | 0 | 0 | 0
Coal | 53.34 | 45.85 | 46.53 | 47.26 | 50.67 | 50.83
Geo | 0 | 0 | 0 | 0 | 0 | 0
H | 0 | 0 | 0 | 0 | 0 | 0
LFG | 0 | 0 | 0 | 0 | 0 | 0
Nuc | 0 | 0 | 0 | 0 | 0 | 0
PS | 0 | 0 | 0 | 0 | 0 | 0
PV | 0 | 0 | 0 | 0 | 0 | 0
PeakG | 0 | 0 | 0 | 0 | 0 | 0
PeakO | 0 | 0 | 0 | 0 | 0 | 0
ST | 0 | 0 | 0 | 0 | 0 | 0
STOG | 0 | 0 | 0 | 0 | 0 | 0
STWD | 0 | 0 | 0 | 0 | 0 | 0
WT | 0 | 0 | 0 | 0 | 0 | 0
IGCC | 0 | 0 | 0 | 0 | 0 | 0
DemandResponse | 0 | 0 | 0 | 0 | 0 | 0
IGCC-CCS | 0 | 0 | 0 | 0 | 0 | 0
WT_off | 0 | 0 | 0 | 0 | 0 | 0
PseudoUnit | 0 | 0 | 0 | 0 | 0 | 0
FixedInterchange | 0 | 0 | 0 | 0 | 0 | 0
Retrofit FOM Costs by Reporting Type: MISO_MI
ReportingType | 2015 | 2020 | 2025 | 2030 | 2035 | 2040
BM | 0 | 0 | 0 | 0 | 0 | 0
CC | 0 | 0 | 0 | 0 | 0 | 0
CSP | 0 | 0 | 0 | 0 | 0 | 0
CT | 0 | 0 | 0 | 0 | 0 | 0
Coal | 1.92 | 0 | 0 | 0 | 0 | 0
Geo | 0 | 0 | 0 | 0 | 0 | 0
H | 0 | 0 | 0 | 0 | 0 | 0
LFG | 0 | 0 | 0 | 0 | 0 | 0
Nuc | 0 | 0 | 0 | 0 | 0 | 0
PS | 0 | 0 | 0 | 0 | 0 | 0
PV | 0 | 0 | 0 | 0 | 0 | 0
PeakG | 0 | 0 | 0 | 0 | 0 | 0
PeakO | 0 | 0 | 0 | 0 | 0 | 0
ST | 0 | 0 | 0 | 0 | 0 | 0
STOG | 0 | 0 | 0 | 0 | 0 | 0
STWD | 0 | 0 | 0 | 0 | 0 | 0
WT | 0 | 0 | 0 | 0 | 0 | 0
IGCC | 0 | 0 | 0 | 0 | 0 | 0
DemandResponse | 0 | 0 | 0 | 0 | 0 | 0
IGCC-CCS | 0 | 0 | 0 | 0 | 0 | 0
WT_off | 0 | 0 | 0 | 0 | 0 | 0
PseudoUnit | 0 | 0 | 0 | 0 | 0 | 0
FixedInterchange | 0 | 0 | 0 | 0 | 0 | 0
Retrofit FOM Costs by Reporting Type: MISO_MO-IL
ReportingType | 2015 | 2020 | 2025 | 2030 | 2035 | 2040
BM | 0 | 0 | 0 | 0 | 0 | 0
CC | 0 | 0 | 0 | 0 | 0 | 0
CSP | 0 | 0 | 0 | 0 | 0 | 0
CT | 0 | 0 | 0 | 0 | 0 | 0
Coal | 18.38 | 8.5 | 8.59 | 8.75 | 9.43 | 9.43
Geo | 0 | 0 | 0 | 0 | 0 | 0
H | 0 | 0 | 0 | 0 | 0 | 0
LFG | 0 | 0 | 0 | 0 | 0 | 0
Nuc | 0 | 0 | 0 | 0 | 0 | 0
PS | 0 | 0 | 0 | 0 | 0 | 0
PV | 0 | 0 | 0 | 0 | 0 | 0
PeakG | 0 | 0 | 0 | 0 | 0 | 0
PeakO | 0 | 0 | 0 | 0 | 0 | 0
ST | 0 | 0 | 0 | 0 | 0 | 0
STOG | 0 | 0 | 0 | 0 | 0 | 0
STWD | 0 | 0 | 0 | 0 | 0 | 0
WT | 0 | 0 | 0 | 0 | 0 | 0
IGCC | 0 | 0 | 0 | 0 | 0 | 0
DemandResponse | 0 | 0 | 0 | 0 | 0 | 0
IGCC-CCS | 0 | 0 | 0 | 0 | 0 | 0
WT_off | 0 | 0 | 0 | 0 | 0 | 0
PseudoUnit | 0 | 0 | 0 | 0 | 0 | 0
FixedInterchange | 0 | 0 | 0 | 0 | 0 | 0
Retrofit FOM Costs by Reporting Type: MISO_W
ReportingType | 2015 | 2020 | 2025 | 2030 | 2035 | 2040
BM | 0 | 0 | 0 | 0 | 0 | 0
CC | 0 | 0 | 0 | 0 | 0 | 0
CSP | 0 | 0 | 0 | 0 | 0 | 0
CT | 0 | 0 | 0 | 0 | 0 | 0
Coal | 28.63 | 28.08 | 19.59 | 19.59 | 6.25 | 6.25
Geo | 0 | 0 | 0 | 0 | 0 | 0
H | 0 | 0 | 0 | 0 | 0 | 0
LFG | 0 | 0 | 0 | 0 | 0 | 0
Nuc | 0 | 0 | 0 | 0 | 0 | 0
PS | 0 | 0 | 0 | 0 | 0 | 0
PV | 0 | 0 | 0 | 0 | 0 | 0
PeakG | 0 | 0 | 0 | 0 | 0 | 0
PeakO | 0 | 0 | 0 | 0 | 0 | 0
ST | 0 | 0 | 0 | 0 | 0 | 0
STOG | 0 | 0 | 0 | 0 | 0 | 0
STWD | 0 | 0 | 0 | 0 | 0 | 0
WT | 0 | 0 | 0 | 0 | 0 | 0
IGCC | 0 | 0 | 0 | 0 | 0 | 0
DemandResponse | 0 | 0 | 0 | 0 | 0 | 0
IGCC-CCS | 0 | 0 | 0 | 0 | 0 | 0
WT_off | 0 | 0 | 0 | 0 | 0 | 0
PseudoUnit | 0 | 0 | 0 | 0 | 0 | 0
FixedInterchange | 0 | 0 | 0 | 0 | 0 | 0
Retrofit FOM Costs by Reporting Type: MISO_WUMS
ReportingType | 2015 | 2020 | 2025 | 2030 | 2035 | 2040
BM | 0 | 0 | 0 | 0 | 0 | 0
CC | 0 | 0 | 0 | 0 | 0 | 0
CSP | 0 | 0 | 0 | 0 | 0 | 0
CT | 0 | 0 | 0 | 0 | 0 | 0
Coal | 23.13 | 7.09 | 7.29 | 7.29 | 7.81 | 8.16
Geo | 0 | 0 | 0 | 0 | 0 | 0
H | 0 | 0 | 0 | 0 | 0 | 0
LFG | 0 | 0 | 0 | 0 | 0 | 0
Nuc | 0 | 0 | 0 | 0 | 0 | 0
PS | 0 | 0 | 0 | 0 | 0 | 0
PV | 0 | 0 | 0 | 0 | 0 | 0
PeakG | 0 | 0 | 0 | 0 | 0 | 0
PeakO | 0 | 0 | 0 | 0 | 0 | 0
ST | 0 | 0 | 0 | 0 | 0 | 0
STOG | 0 | 0 | 0 | 0 | 0 | 0
STWD | 0 | 0 | 0 | 0 | 0 | 0
WT | 0 | 0 | 0 | 0 | 0 | 0
IGCC | 0 | 0 | 0 | 0 | 0 | 0
DemandResponse | 0 | 0 | 0 | 0 | 0 | 0
IGCC-CCS | 0 | 0 | 0 | 0 | 0 | 0
WT_off | 0 | 0 | 0 | 0 | 0 | 0
PseudoUnit | 0 | 0 | 0 | 0 | 0 | 0
FixedInterchange | 0 | 0 | 0 | 0 | 0 | 0
Retrofit FOM Costs by Reporting Type: Nebraska
ReportingType | 2015 | 2020 | 2025 | 2030 | 2035 | 2040
BM | 0 | 0 | 0 | 0 | 0 | 0
CC | 0 | 0 | 0 | 0 | 0 | 0
CSP | 0 | 0 | 0 | 0 | 0 | 0
CT | 0 | 0 | 0 | 0 | 0 | 0
Coal | 4.88 | 5.52 | 5.61 | 5.61 | 5.61 | 5.61
Geo | 0 | 0 | 0 | 0 | 0 | 0
H | 0 | 0 | 0 | 0 | 0 | 0
LFG | 0 | 0 | 0 | 0 | 0 | 0
Nuc | 0 | 0 | 0 | 0 | 0 | 0
PS | 0 | 0 | 0 | 0 | 0 | 0
PV | 0 | 0 | 0 | 0 | 0 | 0
PeakG | 0 | 0 | 0 | 0 | 0 | 0
PeakO | 0 | 0 | 0 | 0 | 0 | 0
ST | 0 | 0 | 0 | 0 | 0 | 0
STOG | 0 | 0 | 0 | 0 | 0 | 0
STWD | 0 | 0 | 0 | 0 | 0 | 0
WT | 0 | 0 | 0 | 0 | 0 | 0
IGCC | 0 | 0 | 0 | 0 | 0 | 0
DemandResponse | 0 | 0 | 0 | 0 | 0 | 0
IGCC-CCS | 0 | 0 | 0 | 0 | 0 | 0
WT_off | 0 | 0 | 0 | 0 | 0 | 0
PseudoUnit | 0 | 0 | 0 | 0 | 0 | 0
FixedInterchange | 0 | 0 | 0 | 0 | 0 | 0
Retrofit FOM Costs by Reporting Type: NEISO
ReportingType | 2015 | 2020 | 2025 | 2030 | 2035 | 2040
BM | 0 | 0 | 0 | 0 | 0 | 0
CC | 0 | 0 | 0 | 0 | 0 | 0
CSP | 0 | 0 | 0 | 0 | 0 | 0
CT | 0 | 0 | 0 | 0 | 0 | 0
Coal | 4.08 | 0 | 0 | 0 | 0 | 0
Geo | 0 | 0 | 0 | 0 | 0 | 0
H | 0 | 0 | 0 | 0 | 0 | 0
LFG | 0 | 0 | 0 | 0 | 0 | 0
Nuc | 0 | 0 | 0 | 0 | 0 | 0
PS | 0 | 0 | 0 | 0 | 0 | 0
PV | 0 | 0 | 0 | 0 | 0 | 0
PeakG | 0 | 0 | 0 | 0 | 0 | 0
PeakO | 0 | 0 | 0 | 0 | 0 | 0
ST | 0 | 0 | 0 | 0 | 0 | 0
STOG | 0 | 0 | 0 | 0 | 0 | 0
STWD | 0 | 0 | 0 | 0 | 0 | 0
WT | 0 | 0 | 0 | 0 | 0 | 0
IGCC | 0 | 0 | 0 | 0 | 0 | 0
DemandResponse | 0 | 0 | 0 | 0 | 0 | 0
IGCC-CCS | 0 | 0 | 0 | 0 | 0 | 0
WT_off | 0 | 0 | 0 | 0 | 0 | 0
PseudoUnit | 0 | 0 | 0 | 0 | 0 | 0
FixedInterchange | 0 | 0 | 0 | 0 | 0 | 0
Retrofit FOM Costs by Reporting Type: NonRTO_Midwest
ReportingType | 2015 | 2020 | 2025 | 2030 | 2035 | 2040
BM | 0 | 0 | 0 | 0 | 0 | 0
CC | 0 | 0 | 0 | 0 | 0 | 0
CSP | 0 | 0 | 0 | 0 | 0 | 0
CT | 0 | 0 | 0 | 0 | 0 | 0
Coal | 57.91 | 29.83 | 20.85 | 21.5 | 21.73 | 21.73
Geo | 0 | 0 | 0 | 0 | 0 | 0
H | 0 | 0 | 0 | 0 | 0 | 0
LFG | 0 | 0 | 0 | 0 | 0 | 0
Nuc | 0 | 0 | 0 | 0 | 0 | 0
PS | 0 | 0 | 0 | 0 | 0 | 0
PV | 0 | 0 | 0 | 0 | 0 | 0
PeakG | 0 | 0 | 0 | 0 | 0 | 0
PeakO | 0 | 0 | 0 | 0 | 0 | 0
ST | 0 | 0 | 0 | 0 | 0 | 0
STOG | 0 | 0 | 0 | 0 | 0 | 0
STWD | 0 | 0 | 0 | 0 | 0 | 0
WT | 0 | 0 | 0 | 0 | 0 | 0
IGCC | 0 | 0 | 0 | 0 | 0 | 0
DemandResponse | 0 | 0 | 0 | 0 | 0 | 0
IGCC-CCS | 0 | 0 | 0 | 0 | 0 | 0
WT_off | 0 | 0 | 0 | 0 | 0 | 0
PseudoUnit | 0 | 0 | 0 | 0 | 0 | 0
FixedInterchange | 0 | 0 | 0 | 0 | 0 | 0
Retrofit FOM Costs by Reporting Type: NYISO_A-F
ReportingType | 2015 | 2020 | 2025 | 2030 | 2035 | 2040
BM | 0 | 0 | 0 | 0 | 0 | 0
CC | 0 | 0 | 0 | 0 | 0 | 0
CSP | 0 | 0 | 0 | 0 | 0 | 0
CT | 0 | 0 | 0 | 0 | 0 | 0
Coal | 0 | 0 | 0 | 0 | 0 | 0
Geo | 0 | 0 | 0 | 0 | 0 | 0
H | 0 | 0 | 0 | 0 | 0 | 0
LFG | 0 | 0 | 0 | 0 | 0 | 0
Nuc | 0 | 0 | 0 | 0 | 0 | 0
PS | 0 | 0 | 0 | 0 | 0 | 0
PV | 0 | 0 | 0 | 0 | 0 | 0
PeakG | 0 | 0 | 0 | 0 | 0 | 0
PeakO | 0 | 0 | 0 | 0 | 0 | 0
ST | 0 | 0 | 0 | 0 | 0 | 0
STOG | 0 | 0 | 0 | 0 | 0 | 0
STWD | 0 | 0 | 0 | 0 | 0 | 0
WT | 0 | 0 | 0 | 0 | 0 | 0
IGCC | 0 | 0 | 0 | 0 | 0 | 0
DemandResponse | 0 | 0 | 0 | 0 | 0 | 0
IGCC-CCS | 0 | 0 | 0 | 0 | 0 | 0
WT_off | 0 | 0 | 0 | 0 | 0 | 0
PseudoUnit | 0 | 0 | 0 | 0 | 0 | 0
FixedInterchange | 0 | 0 | 0 | 0 | 0 | 0
Retrofit FOM Costs by Reporting Type: NYISO_G-I
ReportingType | 2015 | 2020 | 2025 | 2030 | 2035 | 2040
BM | 0 | 0 | 0 | 0 | 0 | 0
CC | 0 | 0 | 0 | 0 | 0 | 0
CSP | 0 | 0 | 0 | 0 | 0 | 0
CT | 0 | 0 | 0 | 0 | 0 | 0
Coal | 0 | 0 | 0 | 0 | 0 | 0
Geo | 0 | 0 | 0 | 0 | 0 | 0
H | 0 | 0 | 0 | 0 | 0 | 0
LFG | 0 | 0 | 0 | 0 | 0 | 0
Nuc | 0 | 0 | 0 | 0 | 0 | 0
PS | 0 | 0 | 0 | 0 | 0 | 0
PV | 0 | 0 | 0 | 0 | 0 | 0
PeakG | 0 | 0 | 0 | 0 | 0 | 0
PeakO | 0 | 0 | 0 | 0 | 0 | 0
ST | 0 | 0 | 0 | 0 | 0 | 0
STOG | 0 | 0 | 0 | 0 | 0 | 0
STWD | 0 | 0 | 0 | 0 | 0 | 0
WT | 0 | 0 | 0 | 0 | 0 | 0
IGCC | 0 | 0 | 0 | 0 | 0 | 0
DemandResponse | 0 | 0 | 0 | 0 | 0 | 0
IGCC-CCS | 0 | 0 | 0 | 0 | 0 | 0
WT_off | 0 | 0 | 0 | 0 | 0 | 0
PseudoUnit | 0 | 0 | 0 | 0 | 0 | 0
FixedInterchange | 0 | 0 | 0 | 0 | 0 | 0
Retrofit FOM Costs by Reporting Type: NYISO_J-K
ReportingType | 2015 | 2020 | 2025 | 2030 | 2035 | 2040
BM | 0 | 0 | 0 | 0 | 0 | 0
CC | 0 | 0 | 0 | 0 | 0 | 0
CSP | 0 | 0 | 0 | 0 | 0 | 0
CT | 0 | 0 | 0 | 0 | 0 | 0
Coal | 0 | 0 | 0 | 0 | 0 | 0
Geo | 0 | 0 | 0 | 0 | 0 | 0
H | 0 | 0 | 0 | 0 | 0 | 0
LFG | 0 | 0 | 0 | 0 | 0 | 0
Nuc | 0 | 0 | 0 | 0 | 0 | 0
PS | 0 | 0 | 0 | 0 | 0 | 0
PV | 0 | 0 | 0 | 0 | 0 | 0
PeakG | 0 | 0 | 0 | 0 | 0 | 0
PeakO | 0 | 0 | 0 | 0 | 0 | 0
ST | 0 | 0 | 0 | 0 | 0 | 0
STOG | 0 | 0 | 0 | 0 | 0 | 0
STWD | 0 | 0 | 0 | 0 | 0 | 0
WT | 0 | 0 | 0 | 0 | 0 | 0
IGCC | 0 | 0 | 0 | 0 | 0 | 0
DemandResponse | 0 | 0 | 0 | 0 | 0 | 0
IGCC-CCS | 0 | 0 | 0 | 0 | 0 | 0
WT_off | 0 | 0 | 0 | 0 | 0 | 0
PseudoUnit | 0 | 0 | 0 | 0 | 0 | 0
FixedInterchange | 0 | 0 | 0 | 0 | 0 | 0
Retrofit FOM Costs by Reporting Type: PJM_E
ReportingType | 2015 | 2020 | 2025 | 2030 | 2035 | 2040
BM | 0 | 0 | 0 | 0 | 0 | 0
CC | 0 | 0 | 0 | 0 | 0 | 0
CSP | 0 | 0 | 0 | 0 | 0 | 0
CT | 0 | 0 | 0 | 0 | 0 | 0
Coal | 2.35 | 1.28 | 1.28 | 1.29 | 1.46 | 1.66
Geo | 0 | 0 | 0 | 0 | 0 | 0
H | 0 | 0 | 0 | 0 | 0 | 0
LFG | 0 | 0 | 0 | 0 | 0 | 0
Nuc | 0 | 0 | 0 | 0 | 0 | 0
PS | 0 | 0 | 0 | 0 | 0 | 0
PV | 0 | 0 | 0 | 0 | 0 | 0
PeakG | 0 | 0 | 0 | 0 | 0 | 0
PeakO | 0 | 0 | 0 | 0 | 0 | 0
ST | 0 | 0 | 0 | 0 | 0 | 0
STOG | 0 | 0 | 0 | 0 | 0 | 0
STWD | 0 | 0 | 0 | 0 | 0 | 0
WT | 0 | 0 | 0 | 0 | 0 | 0
IGCC | 0 | 0 | 0 | 0 | 0 | 0
DemandResponse | 0 | 0 | 0 | 0 | 0 | 0
IGCC-CCS | 0 | 0 | 0 | 0 | 0 | 0
WT_off | 0 | 0 | 0 | 0 | 0 | 0
PseudoUnit | 0 | 0 | 0 | 0 | 0 | 0
FixedInterchange | 0 | 0 | 0 | 0 | 0 | 0
Retrofit FOM Costs by Reporting Type: PJM_ROM
ReportingType | 2015 | 2020 | 2025 | 2030 | 2035 | 2040
BM | 0 | 0 | 0 | 0 | 0 | 0
CC | 0 | 0 | 0 | 0 | 0 | 0
CSP | 0 | 0 | 0 | 0 | 0 | 0
CT | 0 | 0 | 0 | 0 | 0 | 0
Coal | 5.61 | 4.17 | 3.66 | 3.86 | 4.05 | 4.05
Geo | 0 | 0 | 0 | 0 | 0 | 0
H | 0 | 0 | 0 | 0 | 0 | 0
LFG | 0 | 0 | 0 | 0 | 0 | 0
Nuc | 0 | 0 | 0 | 0 | 0 | 0
PS | 0 | 0 | 0 | 0 | 0 | 0
PV | 0 | 0 | 0 | 0 | 0 | 0
PeakG | 0 | 0 | 0 | 0 | 0 | 0
PeakO | 0 | 0 | 0 | 0 | 0 | 0
ST | 0 | 0 | 0 | 0 | 0 | 0
STOG | 0 | 0 | 0 | 0 | 0 | 0
STWD | 0 | 0 | 0 | 0 | 0 | 0
WT | 0 | 0 | 0 | 0 | 0 | 0
IGCC | 0 | 0 | 0 | 0 | 0 | 0
DemandResponse | 0 | 0 | 0 | 0 | 0 | 0
IGCC-CCS | 0 | 0 | 0 | 0 | 0 | 0
WT_off | 0 | 0 | 0 | 0 | 0 | 0
PseudoUnit | 0 | 0 | 0 | 0 | 0 | 0
FixedInterchange | 0 | 0 | 0 | 0 | 0 | 0
Retrofit FOM Costs by Reporting Type: PJM_ROR
ReportingType | 2015 | 2020 | 2025 | 2030 | 2035 | 2040
BM | 0 | 0 | 0 | 0 | 0 | 0
CC | 0 | 0 | 0 | 0 | 0 | 0
CSP | 0 | 0 | 0 | 0 | 0 | 0
CT | 0 | 0 | 0 | 0 | 0 | 0
Coal | 115.77 | 115.4 | 68.02 | 71.75 | 75.79 | 75.79
Geo | 0 | 0 | 0 | 0 | 0 | 0
H | 0 | 0 | 0 | 0 | 0 | 0
LFG | 0 | 0 | 0 | 0 | 0 | 0
Nuc | 0 | 0 | 0 | 0 | 0 | 0
PS | 0 | 0 | 0 | 0 | 0 | 0
PV | 0 | 0 | 0 | 0 | 0 | 0
PeakG | 0 | 0 | 0 | 0 | 0 | 0
PeakO | 0 | 0 | 0 | 0 | 0 | 0
ST | 0 | 0 | 0 | 0 | 0 | 0
STOG | 0 | 0 | 0 | 0 | 0 | 0
STWD | 0 | 0 | 0 | 0 | 0 | 0
WT | 0 | 0 | 0 | 0 | 0 | 0
IGCC | 0 | 0 | 0 | 0 | 0 | 0
DemandResponse | 0 | 0 | 0 | 0 | 0 | 0
IGCC-CCS | 0 | 0 | 0 | 0 | 0 | 0
WT_off | 0 | 0 | 0 | 0 | 0 | 0
PseudoUnit | 0 | 0 | 0 | 0 | 0 | 0
FixedInterchange | 0 | 0 | 0 | 0 | 0 | 0
Retrofit FOM Costs by Reporting Type: SOCO
ReportingType | 2015 | 2020 | 2025 | 2030 | 2035 | 2040
BM | 0 | 0 | 0 | 0 | 0 | 0
CC | 0 | 0 | 0 | 0 | 0 | 0
CSP | 0 | 0 | 0 | 0 | 0 | 0
CT | 0 | 0 | 0 | 0 | 0 | 0
Coal | 52.49 | 17.87 | 19.27 | 19.95 | 19.95 | 19.95
Geo | 0 | 0 | 0 | 0 | 0 | 0
H | 0 | 0 | 0 | 0 | 0 | 0
LFG | 0 | 0 | 0 | 0 | 0 | 0
Nuc | 0 | 0 | 0 | 0 | 0 | 0
PS | 0 | 0 | 0 | 0 | 0 | 0
PV | 0 | 0 | 0 | 0 | 0 | 0
PeakG | 0 | 0 | 0 | 0 | 0 | 0
PeakO | 0 | 0 | 0 | 0 | 0 | 0
ST | 0 | 0 | 0 | 0 | 0 | 0
STOG | 0 | 0 | 0 | 0 | 0 | 0
STWD | 0 | 0 | 0 | 0 | 0 | 0
WT | 0 | 0 | 0 | 0 | 0 | 0
IGCC | 0 | 0 | 0 | 0 | 0 | 0
DemandResponse | 0 | 0 | 0 | 0 | 0 | 0
IGCC-CCS | 0 | 0 | 0 | 0 | 0 | 0
WT_off | 0 | 0 | 0 | 0 | 0 | 0
PseudoUnit | 0 | 0 | 0 | 0 | 0 | 0
FixedInterchange | 0 | 0 | 0 | 0 | 0 | 0
Retrofit FOM Costs by Reporting Type: SPP_N
ReportingType | 2015 | 2020 | 2025 | 2030 | 2035 | 2040
BM | 0 | 0 | 0 | 0 | 0 | 0
CC | 0 | 0 | 0 | 0 | 0 | 0
CSP | 0 | 0 | 0 | 0 | 0 | 0
CT | 0 | 0 | 0 | 0 | 0 | 0
Coal | 35.72 | 36.57 | 18.79 | 19.41 | 15.81 | 15.81
Geo | 0 | 0 | 0 | 0 | 0 | 0
H | 0 | 0 | 0 | 0 | 0 | 0
LFG | 0 | 0 | 0 | 0 | 0 | 0
Nuc | 0 | 0 | 0 | 0 | 0 | 0
PS | 0 | 0 | 0 | 0 | 0 | 0
PV | 0 | 0 | 0 | 0 | 0 | 0
PeakG | 0 | 0 | 0 | 0 | 0 | 0
PeakO | 0 | 0 | 0 | 0 | 0 | 0
ST | 0 | 0 | 0 | 0 | 0 | 0
STOG | 0 | 0 | 0 | 0 | 0 | 0
STWD | 0 | 0 | 0 | 0 | 0 | 0
WT | 0 | 0 | 0 | 0 | 0 | 0
IGCC | 0 | 0 | 0 | 0 | 0 | 0
DemandResponse | 0 | 0 | 0 | 0 | 0 | 0
IGCC-CCS | 0 | 0 | 0 | 0 | 0 | 0
WT_off | 0 | 0 | 0 | 0 | 0 | 0
PseudoUnit | 0 | 0 | 0 | 0 | 0 | 0
FixedInterchange | 0 | 0 | 0 | 0 | 0 | 0
Retrofit FOM Costs by Reporting Type: SPP_S
ReportingType | 2015 | 2020 | 2025 | 2030 | 2035 | 2040
BM | 0 | 0 | 0 | 0 | 0 | 0
CC | 0 | 0 | 0 | 0 | 0 | 0
CSP | 0 | 0 | 0 | 0 | 0 | 0
CT | 0 | 0 | 0 | 0 | 0 | 0
Coal | 10.97 | 7.55 | 0.06 | 0.06 | 0 | 0
Geo | 0 | 0 | 0 | 0 | 0 | 0
H | 0 | 0 | 0 | 0 | 0 | 0
LFG | 0 | 0 | 0 | 0 | 0 | 0
Nuc | 0 | 0 | 0 | 0 | 0 | 0
PS | 0 | 0 | 0 | 0 | 0 | 0
PV | 0 | 0 | 0 | 0 | 0 | 0
PeakG | 0 | 0 | 0 | 0 | 0 | 0
PeakO | 0 | 0 | 0 | 0 | 0 | 0
ST | 0 | 0 | 0 | 0 | 0 | 0
STOG | 0 | 0 | 0 | 0 | 0 | 0
STWD | 0 | 0 | 0 | 0 | 0 | 0
WT | 0 | 0 | 0 | 0 | 0 | 0
IGCC | 0 | 0 | 0 | 0 | 0 | 0
DemandResponse | 0 | 0 | 0 | 0 | 0 | 0
IGCC-CCS | 0 | 0 | 0 | 0 | 0 | 0
WT_off | 0 | 0 | 0 | 0 | 0 | 0
PseudoUnit | 0 | 0 | 0 | 0 | 0 | 0
FixedInterchange | 0 | 0 | 0 | 0 | 0 | 0
Retrofit FOM Costs by Reporting Type: TVA
ReportingType | 2015 | 2020 | 2025 | 2030 | 2035 | 2040
BM | 0 | 0 | 0 | 0 | 0 | 0
CC | 0 | 0 | 0 | 0 | 0 | 0
CSP | 0 | 0 | 0 | 0 | 0 | 0
CT | 0 | 0 | 0 | 0 | 0 | 0
Coal | 24.27 | 16.85 | 3.03 | 0 | 0 | 0
Geo | 0 | 0 | 0 | 0 | 0 | 0
H | 0 | 0 | 0 | 0 | 0 | 0
LFG | 0 | 0 | 0 | 0 | 0 | 0
Nuc | 0 | 0 | 0 | 0 | 0 | 0
PS | 0 | 0 | 0 | 0 | 0 | 0
PV | 0 | 0 | 0 | 0 | 0 | 0
PeakG | 0 | 0 | 0 | 0 | 0 | 0
PeakO | 0 | 0 | 0 | 0 | 0 | 0
ST | 0 | 0 | 0 | 0 | 0 | 0
STOG | 0 | 0 | 0 | 0 | 0 | 0
STWD | 0 | 0 | 0 | 0 | 0 | 0
WT | 0 | 0 | 0 | 0 | 0 | 0
IGCC | 0 | 0 | 0 | 0 | 0 | 0
DemandResponse | 0 | 0 | 0 | 0 | 0 | 0
IGCC-CCS | 0 | 0 | 0 | 0 | 0 | 0
WT_off | 0 | 0 | 0 | 0 | 0 | 0
PseudoUnit | 0 | 0 | 0 | 0 | 0 | 0
FixedInterchange | 0 | 0 | 0 | 0 | 0 | 0
Retrofit FOM Costs by Reporting Type: TVA_Transmission
ReportingType | 2015 | 2020 | 2025 | 2030 | 2035 | 2040
BM | 0 | 0 | 0 | 0 | 0 | 0
CC | 0 | 0 | 0 | 0 | 0 | 0
CSP | 0 | 0 | 0 | 0 | 0 | 0
CT | 0 | 0 | 0 | 0 | 0 | 0
Coal | 0 | 0 | 0 | 0 | 0 | 0
Geo | 0 | 0 | 0 | 0 | 0 | 0
H | 0 | 0 | 0 | 0 | 0 | 0
LFG | 0 | 0 | 0 | 0 | 0 | 0
Nuc | 0 | 0 | 0 | 0 | 0 | 0
PS | 0 | 0 | 0 | 0 | 0 | 0
PV | 0 | 0 | 0 | 0 | 0 | 0
PeakG | 0 | 0 | 0 | 0 | 0 | 0
PeakO | 0 | 0 | 0 | 0 | 0 | 0
ST | 0 | 0 | 0 | 0 | 0 | 0
STOG | 0 | 0 | 0 | 0 | 0 | 0
STWD | 0 | 0 | 0 | 0 | 0 | 0
WT | 0 | 0 | 0 | 0 | 0 | 0
IGCC | 0 | 0 | 0 | 0 | 0 | 0
DemandResponse | 0 | 0 | 0 | 0 | 0 | 0
IGCC-CCS | 0 | 0 | 0 | 0 | 0 | 0
WT_off | 0 | 0 | 0 | 0 | 0 | 0
PseudoUnit | 0 | 0 | 0 | 0 | 0 | 0
FixedInterchange | 0 | 0 | 0 | 0 | 0 | 0
Retrofit FOM Costs by Reporting Type: VACAR
ReportingType | 2015 | 2020 | 2025 | 2030 | 2035 | 2040
BM | 0 | 0 | 0 | 0 | 0 | 0
CC | 0 | 0 | 0 | 0 | 0 | 0
CSP | 0 | 0 | 0 | 0 | 0 | 0
CT | 0 | 0 | 0 | 0 | 0 | 0
Coal | 42.6 | 29.56 | 19.7 | 19.97 | 14.11 | 14.15
Geo | 0 | 0 | 0 | 0 | 0 | 0
H | 0 | 0 | 0 | 0 | 0 | 0
LFG | 0 | 0 | 0 | 0 | 0 | 0
Nuc | 0 | 0 | 0 | 0 | 0 | 0
PS | 0 | 0 | 0 | 0 | 0 | 0
PV | 0 | 0 | 0 | 0 | 0 | 0
PeakG | 0 | 0 | 0 | 0 | 0 | 0
PeakO | 0 | 0 | 0 | 0 | 0 | 0
ST | 0 | 0 | 0 | 0 | 0 | 0
STOG | 0 | 0 | 0 | 0 | 0 | 0
STWD | 0 | 0 | 0 | 0 | 0 | 0
WT | 0 | 0 | 0 | 0 | 0 | 0
IGCC | 0 | 0 | 0 | 0 | 0 | 0
DemandResponse | 0 | 0 | 0 | 0 | 0 | 0
IGCC-CCS | 0 | 0 | 0 | 0 | 0 | 0
WT_off | 0 | 0 | 0 | 0 | 0 | 0
PseudoUnit | 0 | 0 | 0 | 0 | 0 | 0
FixedInterchange | 0 | 0 | 0 | 0 | 0 | 0
Retrofit FOM Costs by Reporting Type: IESO
ReportingType | 2015 | 2020 | 2025 | 2030 | 2035 | 2040
BM | 0 | 0 | 0 | 0 | 0 | 0
CC | 0 | 0 | 0 | 0 | 0 | 0
CSP | 0 | 0 | 0 | 0 | 0 | 0
CT | 0 | 0 | 0 | 0 | 0 | 0
Coal | 0 | 0 | 0 | 0 | 0 | 0
Geo | 0 | 0 | 0 | 0 | 0 | 0
H | 0 | 0 | 0 | 0 | 0 | 0
LFG | 0 | 0 | 0 | 0 | 0 | 0
Nuc | 0 | 0 | 0 | 0 | 0 | 0
PS | 0 | 0 | 0 | 0 | 0 | 0
PV | 0 | 0 | 0 | 0 | 0 | 0
PeakG | 0 | 0 | 0 | 0 | 0 | 0
PeakO | 0 | 0 | 0 | 0 | 0 | 0
ST | 0 | 0 | 0 | 0 | 0 | 0
STOG | 0 | 0 | 0 | 0 | 0 | 0
STWD | 0 | 0 | 0 | 0 | 0 | 0
WT | 0 | 0 | 0 | 0 | 0 | 0
IGCC | 0 | 0 | 0 | 0 | 0 | 0
DemandResponse | 0 | 0 | 0 | 0 | 0 | 0
IGCC-CCS | 0 | 0 | 0 | 0 | 0 | 0
WT_off | 0 | 0 | 0 | 0 | 0 | 0
PseudoUnit | 0 | 0 | 0 | 0 | 0 | 0
FixedInterchange | 0 | 0 | 0 | 0 | 0 | 0
Retrofit FOM Costs by Reporting Type: MAPP_CA
ReportingType | 2015 | 2020 | 2025 | 2030 | 2035 | 2040
BM | 0 | 0 | 0 | 0 | 0 | 0
CC | 0 | 0 | 0 | 0 | 0 | 0
CSP | 0 | 0 | 0 | 0 | 0 | 0
CT | 0 | 0 | 0 | 0 | 0 | 0
Coal | 0 | 0 | 0 | 0 | 0 | 0
Geo | 0 | 0 | 0 | 0 | 0 | 0
H | 0 | 0 | 0 | 0 | 0 | 0
LFG | 0 | 0 | 0 | 0 | 0 | 0
Nuc | 0 | 0 | 0 | 0 | 0 | 0
PS | 0 | 0 | 0 | 0 | 0 | 0
PV | 0 | 0 | 0 | 0 | 0 | 0
PeakG | 0 | 0 | 0 | 0 | 0 | 0
PeakO | 0 | 0 | 0 | 0 | 0 | 0
ST | 0 | 0 | 0 | 0 | 0 | 0
STOG | 0 | 0 | 0 | 0 | 0 | 0
STWD | 0 | 0 | 0 | 0 | 0 | 0
WT | 0 | 0 | 0 | 0 | 0 | 0
IGCC | 0 | 0 | 0 | 0 | 0 | 0
DemandResponse | 0 | 0 | 0 | 0 | 0 | 0
IGCC-CCS | 0 | 0 | 0 | 0 | 0 | 0
WT_off | 0 | 0 | 0 | 0 | 0 | 0
PseudoUnit | 0 | 0 | 0 | 0 | 0 | 0
FixedInterchange | 0 | 0 | 0 | 0 | 0 | 0
Retrofit FOM Costs by Reporting Type: AZ_NM_SNV_Coal
ReportingType | 2015 | 2020 | 2025 | 2030 | 2035 | 2040
BM | 0 | 0 | 0 | 0 | 0 | 0
CC | 0 | 0 | 0 | 0 | 0 | 0
CSP | 0 | 0 | 0 | 0 | 0 | 0
CT | 0 | 0 | 0 | 0 | 0 | 0
Coal | 52.47 | 44.34 | 14.17 | 14.26 | 2.81 | 2.81
Geo | 0 | 0 | 0 | 0 | 0 | 0
H | 0 | 0 | 0 | 0 | 0 | 0
LFG | 0 | 0 | 0 | 0 | 0 | 0
Nuc | 0 | 0 | 0 | 0 | 0 | 0
PS | 0 | 0 | 0 | 0 | 0 | 0
PV | 0 | 0 | 0 | 0 | 0 | 0
PeakG | 0 | 0 | 0 | 0 | 0 | 0
PeakO | 0 | 0 | 0 | 0 | 0 | 0
ST | 0 | 0 | 0 | 0 | 0 | 0
STOG | 0 | 0 | 0 | 0 | 0 | 0
STWD | 0 | 0 | 0 | 0 | 0 | 0
WT | 0 | 0 | 0 | 0 | 0 | 0
IGCC | 0 | 0 | 0 | 0 | 0 | 0
DemandResponse | 0 | 0 | 0 | 0 | 0 | 0
IGCC-CCS | 0 | 0 | 0 | 0 | 0 | 0
WT_off | 0 | 0 | 0 | 0 | 0 | 0
PseudoUnit | 0 | 0 | 0 | 0 | 0 | 0
FixedInterchange | 0 | 0 | 0 | 0 | 0 | 0
Retrofit FOM Costs by Reporting Type: AZ_NM_SNV_Gas
ReportingType | 2015 | 2020 | 2025 | 2030 | 2035 | 2040
BM | 0 | 0 | 0 | 0 | 0 | 0
CC | 0 | 0 | 0 | 0 | 0 | 0
CSP | 0 | 0 | 0 | 0 | 0 | 0
CT | 0 | 0 | 0 | 0 | 0 | 0
Coal | 0 | 0 | 0 | 0 | 0 | 0
Geo | 0 | 0 | 0 | 0 | 0 | 0
H | 0 | 0 | 0 | 0 | 0 | 0
LFG | 0 | 0 | 0 | 0 | 0 | 0
Nuc | 0 | 0 | 0 | 0 | 0 | 0
PS | 0 | 0 | 0 | 0 | 0 | 0
PV | 0 | 0 | 0 | 0 | 0 | 0
PeakG | 0 | 0 | 0 | 0 | 0 | 0
PeakO | 0 | 0 | 0 | 0 | 0 | 0
ST | 0 | 0 | 0 | 0 | 0 | 0
STOG | 0 | 0 | 0 | 0 | 0 | 0
STWD | 0 | 0 | 0 | 0 | 0 | 0
WT | 0 | 0 | 0 | 0 | 0 | 0
IGCC | 0 | 0 | 0 | 0 | 0 | 0
DemandResponse | 0 | 0 | 0 | 0 | 0 | 0
IGCC-CCS | 0 | 0 | 0 | 0 | 0 | 0
WT_off | 0 | 0 | 0 | 0 | 0 | 0
PseudoUnit | 0 | 0 | 0 | 0 | 0 | 0
FixedInterchange | 0 | 0 | 0 | 0 | 0 | 0
Retrofit FOM Costs by Reporting Type: AZ_NM_SNV_NucRenew
ReportingType | 2015 | 2020 | 2025 | 2030 | 2035 | 2040
BM | 0 | 0 | 0 | 0 | 0 | 0
CC | 0 | 0 | 0 | 0 | 0 | 0
CSP | 0 | 0 | 0 | 0 | 0 | 0
CT | 0 | 0 | 0 | 0 | 0 | 0
Coal | 0 | 0 | 0 | 0 | 0 | 0
Geo | 0 | 0 | 0 | 0 | 0 | 0
H | 0 | 0 | 0 | 0 | 0 | 0
LFG | 0 | 0 | 0 | 0 | 0 | 0
Nuc | 0 | 0 | 0 | 0 | 0 | 0
PS | 0 | 0 | 0 | 0 | 0 | 0
PV | 0 | 0 | 0 | 0 | 0 | 0
PeakG | 0 | 0 | 0 | 0 | 0 | 0
PeakO | 0 | 0 | 0 | 0 | 0 | 0
ST | 0 | 0 | 0 | 0 | 0 | 0
STOG | 0 | 0 | 0 | 0 | 0 | 0
STWD | 0 | 0 | 0 | 0 | 0 | 0
WT | 0 | 0 | 0 | 0 | 0 | 0
IGCC | 0 | 0 | 0 | 0 | 0 | 0
DemandResponse | 0 | 0 | 0 | 0 | 0 | 0
IGCC-CCS | 0 | 0 | 0 | 0 | 0 | 0
WT_off | 0 | 0 | 0 | 0 | 0 | 0
PseudoUnit | 0 | 0 | 0 | 0 | 0 | 0
FixedInterchange | 0 | 0 | 0 | 0 | 0 | 0
Retrofit FOM Costs by Reporting Type: ERCOT
ReportingType | 2015 | 2020 | 2025 | 2030 | 2035 | 2040
BM | 0 | 0 | 0 | 0 | 0 | 0
CC | 0 | 0 | 0 | 0 | 0 | 0
CSP | 0 | 0 | 0 | 0 | 0 | 0
CT | 0 | 0 | 0 | 0 | 0 | 0
Coal | 19.61 | 19.06 | 19.56 | 20.13 | 20.36 | 20.36
Geo | 0 | 0 | 0 | 0 | 0 | 0
H | 0 | 0 | 0 | 0 | 0 | 0
LFG | 0 | 0 | 0 | 0 | 0 | 0
Nuc | 0 | 0 | 0 | 0 | 0 | 0
PS | 0 | 0 | 0 | 0 | 0 | 0
PV | 0 | 0 | 0 | 0 | 0 | 0
PeakG | 0 | 0 | 0 | 0 | 0 | 0
PeakO | 0 | 0 | 0 | 0 | 0 | 0
ST | 0 | 0 | 0 | 0 | 0 | 0
STOG | 0 | 0 | 0 | 0 | 0 | 0
STWD | 0 | 0 | 0 | 0 | 0 | 0
WT | 0 | 0 | 0 | 0 | 0 | 0
IGCC | 0 | 0 | 0 | 0 | 0 | 0
DemandResponse | 0 | 0 | 0 | 0 | 0 | 0
IGCC-CCS | 0 | 0 | 0 | 0 | 0 | 0
WT_off | 0 | 0 | 0 | 0 | 0 | 0
PseudoUnit | 0 | 0 | 0 | 0 | 0 | 0
FixedInterchange | 0 | 0 | 0 | 0 | 0 | 0
Retrofit FOM Costs by Reporting Type: NP15
ReportingType | 2015 | 2020 | 2025 | 2030 | 2035 | 2040
BM | 0 | 0 | 0 | 0 | 0 | 0
CC | 0 | 0 | 0 | 0 | 0 | 0
CSP | 0 | 0 | 0 | 0 | 0 | 0
CT | 0 | 0 | 0 | 0 | 0 | 0
Coal | 0.19 | 0 | 0 | 0 | 0 | 0
Geo | 0 | 0 | 0 | 0 | 0 | 0
H | 0 | 0 | 0 | 0 | 0 | 0
LFG | 0 | 0 | 0 | 0 | 0 | 0
Nuc | 0 | 0 | 0 | 0 | 0 | 0
PS | 0 | 0 | 0 | 0 | 0 | 0
PV | 0 | 0 | 0 | 0 | 0 | 0
PeakG | 0 | 0 | 0 | 0 | 0 | 0
PeakO | 0 | 0 | 0 | 0 | 0 | 0
ST | 0 | 0 | 0 | 0 | 0 | 0
STOG | 0 | 0 | 0 | 0 | 0 | 0
STWD | 0 | 0 | 0 | 0 | 0 | 0
WT | 0 | 0 | 0 | 0 | 0 | 0
IGCC | 0 | 0 | 0 | 0 | 0 | 0
DemandResponse | 0 | 0 | 0 | 0 | 0 | 0
IGCC-CCS | 0 | 0 | 0 | 0 | 0 | 0
WT_off | 0 | 0 | 0 | 0 | 0 | 0
PseudoUnit | 0 | 0 | 0 | 0 | 0 | 0
FixedInterchange | 0 | 0 | 0 | 0 | 0 | 0
Retrofit FOM Costs by Reporting Type: NWPP_Coal
ReportingType | 2015 | 2020 | 2025 | 2030 | 2035 | 2040
BM | 0 | 0 | 0 | 0 | 0 | 0
CC | 0 | 0 | 0 | 0 | 0 | 0
CSP | 0 | 0 | 0 | 0 | 0 | 0
CT | 0 | 0 | 0 | 0 | 0 | 0
Coal | 36.98 | 37.75 | 0.98 | 0.98 | 0.98 | 0.98
Geo | 0 | 0 | 0 | 0 | 0 | 0
H | 0 | 0 | 0 | 0 | 0 | 0
LFG | 0 | 0 | 0 | 0 | 0 | 0
Nuc | 0 | 0 | 0 | 0 | 0 | 0
PS | 0 | 0 | 0 | 0 | 0 | 0
PV | 0 | 0 | 0 | 0 | 0 | 0
PeakG | 0 | 0 | 0 | 0 | 0 | 0
PeakO | 0 | 0 | 0 | 0 | 0 | 0
ST | 0 | 0 | 0 | 0 | 0 | 0
STOG | 0 | 0 | 0 | 0 | 0 | 0
STWD | 0 | 0 | 0 | 0 | 0 | 0
WT | 0 | 0 | 0 | 0 | 0 | 0
IGCC | 0 | 0 | 0 | 0 | 0 | 0
DemandResponse | 0 | 0 | 0 | 0 | 0 | 0
IGCC-CCS | 0 | 0 | 0 | 0 | 0 | 0
WT_off | 0 | 0 | 0 | 0 | 0 | 0
PseudoUnit | 0 | 0 | 0 | 0 | 0 | 0
FixedInterchange | 0 | 0 | 0 | 0 | 0 | 0
Retrofit FOM Costs by Reporting Type: NWPP_Gas
ReportingType | 2015 | 2020 | 2025 | 2030 | 2035 | 2040
BM | 0 | 0 | 0 | 0 | 0 | 0
CC | 0 | 0 | 0 | 0 | 0 | 0
CSP | 0 | 0 | 0 | 0 | 0 | 0
CT | 0 | 0 | 0 | 0 | 0 | 0
Coal | 0 | 0 | 0 | 0 | 0 | 0
Geo | 0 | 0 | 0 | 0 | 0 | 0
H | 0 | 0 | 0 | 0 | 0 | 0
LFG | 0 | 0 | 0 | 0 | 0 | 0
Nuc | 0 | 0 | 0 | 0 | 0 | 0
PS | 0 | 0 | 0 | 0 | 0 | 0
PV | 0 | 0 | 0 | 0 | 0 | 0
PeakG | 0 | 0 | 0 | 0 | 0 | 0
PeakO | 0 | 0 | 0 | 0 | 0 | 0
ST | 0 | 0 | 0 | 0 | 0 | 0
STOG | 0 | 0 | 0 | 0 | 0 | 0
STWD | 0 | 0 | 0 | 0 | 0 | 0
WT | 0 | 0 | 0 | 0 | 0 | 0
IGCC | 0 | 0 | 0 | 0 | 0 | 0
DemandResponse | 0 | 0 | 0 | 0 | 0 | 0
IGCC-CCS | 0 | 0 | 0 | 0 | 0 | 0
WT_off | 0 | 0 | 0 | 0 | 0 | 0
PseudoUnit | 0 | 0 | 0 | 0 | 0 | 0
FixedInterchange | 0 | 0 | 0 | 0 | 0 | 0
Retrofit FOM Costs by Reporting Type: NWPP_NucRenew
ReportingType | 2015 | 2020 | 2025 | 2030 | 2035 | 2040
BM | 0 | 0 | 0 | 0 | 0 | 0
CC | 0 | 0 | 0 | 0 | 0 | 0
CSP | 0 | 0 | 0 | 0 | 0 | 0
CT | 0 | 0 | 0 | 0 | 0 | 0
Coal | 0 | 0 | 0 | 0 | 0 | 0
Geo | 0 | 0 | 0 | 0 | 0 | 0
H | 0 | 0 | 0 | 0 | 0 | 0
LFG | 0 | 0 | 0 | 0 | 0 | 0
Nuc | 0 | 0 | 0 | 0 | 0 | 0
PS | 0 | 0 | 0 | 0 | 0 | 0
PV | 0 | 0 | 0 | 0 | 0 | 0
PeakG | 0 | 0 | 0 | 0 | 0 | 0
PeakO | 0 | 0 | 0 | 0 | 0 | 0
ST | 0 | 0 | 0 | 0 | 0 | 0
STOG | 0 | 0 | 0 | 0 | 0 | 0
STWD | 0 | 0 | 0 | 0 | 0 | 0
WT | 0 | 0 | 0 | 0 | 0 | 0
IGCC | 0 | 0 | 0 | 0 | 0 | 0
DemandResponse | 0 | 0 | 0 | 0 | 0 | 0
IGCC-CCS | 0 | 0 | 0 | 0 | 0 | 0
WT_off | 0 | 0 | 0 | 0 | 0 | 0
PseudoUnit | 0 | 0 | 0 | 0 | 0 | 0
FixedInterchange | 0 | 0 | 0 | 0 | 0 | 0
Retrofit FOM Costs by Reporting Type: RMPA
ReportingType | 2015 | 2020 | 2025 | 2030 | 2035 | 2040
BM | 0 | 0 | 0 | 0 | 0 | 0
CC | 0 | 0 | 0 | 0 | 0 | 0
CSP | 0 | 0 | 0 | 0 | 0 | 0
CT | 0 | 0 | 0 | 0 | 0 | 0
Coal | 21.06 | 21.31 | 6.54 | 6.54 | 6.23 | 6.23
Geo | 0 | 0 | 0 | 0 | 0 | 0
H | 0 | 0 | 0 | 0 | 0 | 0
LFG | 0 | 0 | 0 | 0 | 0 | 0
Nuc | 0 | 0 | 0 | 0 | 0 | 0
PS | 0 | 0 | 0 | 0 | 0 | 0
PV | 0 | 0 | 0 | 0 | 0 | 0
PeakG | 0 | 0 | 0 | 0 | 0 | 0
PeakO | 0 | 0 | 0 | 0 | 0 | 0
ST | 0 | 0 | 0 | 0 | 0 | 0
STOG | 0 | 0 | 0 | 0 | 0 | 0
STWD | 0 | 0 | 0 | 0 | 0 | 0
WT | 0 | 0 | 0 | 0 | 0 | 0
IGCC | 0 | 0 | 0 | 0 | 0 | 0
DemandResponse | 0 | 0 | 0 | 0 | 0 | 0
IGCC-CCS | 0 | 0 | 0 | 0 | 0 | 0
WT_off | 0 | 0 | 0 | 0 | 0 | 0
PseudoUnit | 0 | 0 | 0 | 0 | 0 | 0
FixedInterchange | 0 | 0 | 0 | 0 | 0 | 0
Retrofit FOM Costs by Reporting Type: SP15
ReportingType | 2015 | 2020 | 2025 | 2030 | 2035 | 2040
BM | 0 | 0 | 0 | 0 | 0 | 0
CC | 0 | 0 | 0 | 0 | 0 | 0
CSP | 0 | 0 | 0 | 0 | 0 | 0
CT | 0 | 0 | 0 | 0 | 0 | 0
Coal | 0.23 | 0.41 | 0 | 0 | 0 | 0
Geo | 0 | 0 | 0 | 0 | 0 | 0
H | 0 | 0 | 0 | 0 | 0 | 0
LFG | 0 | 0 | 0 | 0 | 0 | 0
Nuc | 0 | 0 | 0 | 0 | 0 | 0
PS | 0 | 0 | 0 | 0 | 0 | 0
PV | 0 | 0 | 0 | 0 | 0 | 0
PeakG | 0 | 0 | 0 | 0 | 0 | 0
PeakO | 0 | 0 | 0 | 0 | 0 | 0
ST | 0 | 0 | 0 | 0 | 0 | 0
STOG | 0 | 0 | 0 | 0 | 0 | 0
STWD | 0 | 0 | 0 | 0 | 0 | 0
WT | 0 | 0 | 0 | 0 | 0 | 0
IGCC | 0 | 0 | 0 | 0 | 0 | 0
DemandResponse | 0 | 0 | 0 | 0 | 0 | 0
IGCC-CCS | 0 | 0 | 0 | 0 | 0 | 0
WT_off | 0 | 0 | 0 | 0 | 0 | 0
PseudoUnit | 0 | 0 | 0 | 0 | 0 | 0
FixedInterchange | 0 | 0 | 0 | 0 | 0 | 0
Retrofit FOM Costs by Reporting Type: ALB
ReportingType | 2015 | 2020 | 2025 | 2030 | 2035 | 2040
BM | 0 | 0 | 0 | 0 | 0 | 0
CC | 0 | 0 | 0 | 0 | 0 | 0
CSP | 0 | 0 | 0 | 0 | 0 | 0
CT | 0 | 0 | 0 | 0 | 0 | 0
Coal | 0.29 | 0.29 | 0.29 | 0 | 0 | 0
Geo | 0 | 0 | 0 | 0 | 0 | 0
H | 0 | 0 | 0 | 0 | 0 | 0
LFG | 0 | 0 | 0 | 0 | 0 | 0
Nuc | 0 | 0 | 0 | 0 | 0 | 0
PS | 0 | 0 | 0 | 0 | 0 | 0
PV | 0 | 0 | 0 | 0 | 0 | 0
PeakG | 0 | 0 | 0 | 0 | 0 | 0
PeakO | 0 | 0 | 0 | 0 | 0 | 0
ST | 0 | 0 | 0 | 0 | 0 | 0
STOG | 0 | 0 | 0 | 0 | 0 | 0
STWD | 0 | 0 | 0 | 0 | 0 | 0
WT | 0 | 0 | 0 | 0 | 0 | 0
IGCC | 0 | 0 | 0 | 0 | 0 | 0
DemandResponse | 0 | 0 | 0 | 0 | 0 | 0
IGCC-CCS | 0 | 0 | 0 | 0 | 0 | 0
WT_off | 0 | 0 | 0 | 0 | 0 | 0
PseudoUnit | 0 | 0 | 0 | 0 | 0 | 0
FixedInterchange | 0 | 0 | 0 | 0 | 0 | 0
Retrofit FOM Costs by Reporting Type: BC
ReportingType | 2015 | 2020 | 2025 | 2030 | 2035 | 2040
BM | 0 | 0 | 0 | 0 | 0 | 0
CC | 0 | 0 | 0 | 0 | 0 | 0
CSP | 0 | 0 | 0 | 0 | 0 | 0
CT | 0 | 0 | 0 | 0 | 0 | 0
Coal | 0 | 0 | 0 | 0 | 0 | 0
Geo | 0 | 0 | 0 | 0 | 0 | 0
H | 0 | 0 | 0 | 0 | 0 | 0
LFG | 0 | 0 | 0 | 0 | 0 | 0
Nuc | 0 | 0 | 0 | 0 | 0 | 0
PS | 0 | 0 | 0 | 0 | 0 | 0
PV | 0 | 0 | 0 | 0 | 0 | 0
PeakG | 0 | 0 | 0 | 0 | 0 | 0
PeakO | 0 | 0 | 0 | 0 | 0 | 0
ST | 0 | 0 | 0 | 0 | 0 | 0
STOG | 0 | 0 | 0 | 0 | 0 | 0
STWD | 0 | 0 | 0 | 0 | 0 | 0
WT | 0 | 0 | 0 | 0 | 0 | 0
IGCC | 0 | 0 | 0 | 0 | 0 | 0
DemandResponse | 0 | 0 | 0 | 0 | 0 | 0
IGCC-CCS | 0 | 0 | 0 | 0 | 0 | 0
WT_off | 0 | 0 | 0 | 0 | 0 | 0
PseudoUnit | 0 | 0 | 0 | 0 | 0 | 0
FixedInterchange | 0 | 0 | 0 | 0 | 0 | 0
Retrofit FOM Costs by Reporting Type: HQ_IESO
ReportingType | 2015 | 2020 | 2025 | 2030 | 2035 | 2040
BM | 0 | 0 | 0 | 0 | 0 | 0
CC | 0 | 0 | 0 | 0 | 0 | 0
CSP | 0 | 0 | 0 | 0 | 0 | 0
CT | 0 | 0 | 0 | 0 | 0 | 0
Coal | 0 | 0 | 0 | 0 | 0 | 0
Geo | 0 | 0 | 0 | 0 | 0 | 0
H | 0 | 0 | 0 | 0 | 0 | 0
LFG | 0 | 0 | 0 | 0 | 0 | 0
Nuc | 0 | 0 | 0 | 0 | 0 | 0
PS | 0 | 0 | 0 | 0 | 0 | 0
PV | 0 | 0 | 0 | 0 | 0 | 0
PeakG | 0 | 0 | 0 | 0 | 0 | 0
PeakO | 0 | 0 | 0 | 0 | 0 | 0
ST | 0 | 0 | 0 | 0 | 0 | 0
STOG | 0 | 0 | 0 | 0 | 0 | 0
STWD | 0 | 0 | 0 | 0 | 0 | 0
WT | 0 | 0 | 0 | 0 | 0 | 0
IGCC | 0 | 0 | 0 | 0 | 0 | 0
DemandResponse | 0 | 0 | 0 | 0 | 0 | 0
IGCC-CCS | 0 | 0 | 0 | 0 | 0 | 0
WT_off | 0 | 0 | 0 | 0 | 0 | 0
PseudoUnit | 0 | 0 | 0 | 0 | 0 | 0
FixedInterchange | 0 | 0 | 0 | 0 | 0 | 0
Retrofit FOM Costs by Reporting Type: HQ_NEISO
ReportingType | 2015 | 2020 | 2025 | 2030 | 2035 | 2040
BM | 0 | 0 | 0 | 0 | 0 | 0
CC | 0 | 0 | 0 | 0 | 0 | 0
CSP | 0 | 0 | 0 | 0 | 0 | 0
CT | 0 | 0 | 0 | 0 | 0 | 0
Coal | 0 | 0 | 0 | 0 | 0 | 0
Geo | 0 | 0 | 0 | 0 | 0 | 0
H | 0 | 0 | 0 | 0 | 0 | 0
LFG | 0 | 0 | 0 | 0 | 0 | 0
Nuc | 0 | 0 | 0 | 0 | 0 | 0
PS | 0 | 0 | 0 | 0 | 0 | 0
PV | 0 | 0 | 0 | 0 | 0 | 0
PeakG | 0 | 0 | 0 | 0 | 0 | 0
PeakO | 0 | 0 | 0 | 0 | 0 | 0
ST | 0 | 0 | 0 | 0 | 0 | 0
STOG | 0 | 0 | 0 | 0 | 0 | 0
STWD | 0 | 0 | 0 | 0 | 0 | 0
WT | 0 | 0 | 0 | 0 | 0 | 0
IGCC | 0 | 0 | 0 | 0 | 0 | 0
DemandResponse | 0 | 0 | 0 | 0 | 0 | 0
IGCC-CCS | 0 | 0 | 0 | 0 | 0 | 0
WT_off | 0 | 0 | 0 | 0 | 0 | 0
PseudoUnit | 0 | 0 | 0 | 0 | 0 | 0
FixedInterchange | 0 | 0 | 0 | 0 | 0 | 0
Retrofit FOM Costs by Reporting Type: HQ_NY
ReportingType | 2015 | 2020 | 2025 | 2030 | 2035 | 2040
BM | 0 | 0 | 0 | 0 | 0 | 0
CC | 0 | 0 | 0 | 0 | 0 | 0
CSP | 0 | 0 | 0 | 0 | 0 | 0
CT | 0 | 0 | 0 | 0 | 0 | 0
Coal | 0 | 0 | 0 | 0 | 0 | 0
Geo | 0 | 0 | 0 | 0 | 0 | 0
H | 0 | 0 | 0 | 0 | 0 | 0
LFG | 0 | 0 | 0 | 0 | 0 | 0
Nuc | 0 | 0 | 0 | 0 | 0 | 0
PS | 0 | 0 | 0 | 0 | 0 | 0
PV | 0 | 0 | 0 | 0 | 0 | 0
PeakG | 0 | 0 | 0 | 0 | 0 | 0
PeakO | 0 | 0 | 0 | 0 | 0 | 0
ST | 0 | 0 | 0 | 0 | 0 | 0
STOG | 0 | 0 | 0 | 0 | 0 | 0
STWD | 0 | 0 | 0 | 0 | 0 | 0
WT | 0 | 0 | 0 | 0 | 0 | 0
IGCC | 0 | 0 | 0 | 0 | 0 | 0
DemandResponse | 0 | 0 | 0 | 0 | 0 | 0
IGCC-CCS | 0 | 0 | 0 | 0 | 0 | 0
WT_off | 0 | 0 | 0 | 0 | 0 | 0
PseudoUnit | 0 | 0 | 0 | 0 | 0 | 0
FixedInterchange | 0 | 0 | 0 | 0 | 0 | 0
Retrofit FOM Costs by Reporting Type: MARITIMES
ReportingType | 2015 | 2020 | 2025 | 2030 | 2035 | 2040
BM | 0 | 0 | 0 | 0 | 0 | 0
CC | 0 | 0 | 0 | 0 | 0 | 0
CSP | 0 | 0 | 0 | 0 | 0 | 0
CT | 0 | 0 | 0 | 0 | 0 | 0
Coal | 0 | 0 | 0 | 0 | 0 | 0
Geo | 0 | 0 | 0 | 0 | 0 | 0
H | 0 | 0 | 0 | 0 | 0 | 0
LFG | 0 | 0 | 0 | 0 | 0 | 0
Nuc | 0 | 0 | 0 | 0 | 0 | 0
PS | 0 | 0 | 0 | 0 | 0 | 0
PV | 0 | 0 | 0 | 0 | 0 | 0
PeakG | 0 | 0 | 0 | 0 | 0 | 0
PeakO | 0 | 0 | 0 | 0 | 0 | 0
ST | 0 | 0 | 0 | 0 | 0 | 0
STOG | 0 | 0 | 0 | 0 | 0 | 0
STWD | 0 | 0 | 0 | 0 | 0 | 0
WT | 0 | 0 | 0 | 0 | 0 | 0
IGCC | 0 | 0 | 0 | 0 | 0 | 0
DemandResponse | 0 | 0 | 0 | 0 | 0 | 0
IGCC-CCS | 0 | 0 | 0 | 0 | 0 | 0
WT_off | 0 | 0 | 0 | 0 | 0 | 0
PseudoUnit | 0 | 0 | 0 | 0 | 0 | 0
FixedInterchange | 0 | 0 | 0 | 0 | 0 | 0
Retrofit FOM Costs by Reporting Type: All
ReportingType | 2015 | 2020 | 2025 | 2030 | 2035 | 2040
BM | 0 | 0 | 0 | 0 | 0 | 0
CC | 0 | 0 | 0 | 0 | 0 | 0
CSP | 0 | 0 | 0 | 0 | 0 | 0
CT | 0 | 0 | 0 | 0 | 0 | 0
Coal | 641.2 | 496.16 | 297.2 | 302.18 | 277.25 | 278.46
Geo | 0 | 0 | 0 | 0 | 0 | 0
H | 0 | 0 | 0 | 0 | 0 | 0
LFG | 0 | 0 | 0 | 0 | 0 | 0
Nuc | 0 | 0 | 0 | 0 | 0 | 0
PS | 0 | 0 | 0 | 0 | 0 | 0
PV | 0 | 0 | 0 | 0 | 0 | 0
PeakG | 0 | 0 | 0 | 0 | 0 | 0
PeakO | 0 | 0 | 0 | 0 | 0 | 0
ST | 0 | 0 | 0 | 0 | 0 | 0
STOG | 0 | 0 | 0 | 0 | 0 | 0
STWD | 0 | 0 | 0 | 0 | 0 | 0
WT | 0 | 0 | 0 | 0 | 0 | 0
IGCC | 0 | 0 | 0 | 0 | 0 | 0
DemandResponse | 0 | 0 | 0 | 0 | 0 | 0
IGCC-CCS | 0 | 0 | 0 | 0 | 0 | 0
WT_off | 0 | 0 | 0 | 0 | 0 | 0
PseudoUnit | 0 | 0 | 0 | 0 | 0 | 0
FixedInterchange | 0 | 0 | 0 | 0 | 0 | 0
Retrofit FOM Costs by Reporting Type: EI_US
ReportingType | 2015 | 2020 | 2025 | 2030 | 2035 | 2040
BM | 0 | 0 | 0 | 0 | 0 | 0
CC | 0 | 0 | 0 | 0 | 0 | 0
CSP | 0 | 0 | 0 | 0 | 0 | 0
CT | 0 | 0 | 0 | 0 | 0 | 0
Coal | 510.38 | 373.01 | 255.66 | 260.27 | 246.87 | 248.08
Geo | 0 | 0 | 0 | 0 | 0 | 0
H | 0 | 0 | 0 | 0 | 0 | 0
LFG | 0 | 0 | 0 | 0 | 0 | 0
Nuc | 0 | 0 | 0 | 0 | 0 | 0
PS | 0 | 0 | 0 | 0 | 0 | 0
PV | 0 | 0 | 0 | 0 | 0 | 0
PeakG | 0 | 0 | 0 | 0 | 0 | 0
PeakO | 0 | 0 | 0 | 0 | 0 | 0
ST | 0 | 0 | 0 | 0 | 0 | 0
STOG | 0 | 0 | 0 | 0 | 0 | 0
STWD | 0 | 0 | 0 | 0 | 0 | 0
WT | 0 | 0 | 0 | 0 | 0 | 0
IGCC | 0 | 0 | 0 | 0 | 0 | 0
DemandResponse | 0 | 0 | 0 | 0 | 0 | 0
IGCC-CCS | 0 | 0 | 0 | 0 | 0 | 0
WT_off | 0 | 0 | 0 | 0 | 0 | 0
PseudoUnit | 0 | 0 | 0 | 0 | 0 | 0
FixedInterchange | 0 | 0 | 0 | 0 | 0 | 0
Retrofit FOM Costs by Reporting Type: EI_Canada
ReportingType | 2015 | 2020 | 2025 | 2030 | 2035 | 2040
BM | 0 | 0 | 0 | 0 | 0 | 0
CC | 0 | 0 | 0 | 0 | 0 | 0
CSP | 0 | 0 | 0 | 0 | 0 | 0
CT | 0 | 0 | 0 | 0 | 0 | 0
Coal | 0 | 0 | 0 | 0 | 0 | 0
Geo | 0 | 0 | 0 | 0 | 0 | 0
H | 0 | 0 | 0 | 0 | 0 | 0
LFG | 0 | 0 | 0 | 0 | 0 | 0
Nuc | 0 | 0 | 0 | 0 | 0 | 0
PS | 0 | 0 | 0 | 0 | 0 | 0
PV | 0 | 0 | 0 | 0 | 0 | 0
PeakG | 0 | 0 | 0 | 0 | 0 | 0
PeakO | 0 | 0 | 0 | 0 | 0 | 0
ST | 0 | 0 | 0 | 0 | 0 | 0
STOG | 0 | 0 | 0 | 0 | 0 | 0
STWD | 0 | 0 | 0 | 0 | 0 | 0
WT | 0 | 0 | 0 | 0 | 0 | 0
IGCC | 0 | 0 | 0 | 0 | 0 | 0
DemandResponse | 0 | 0 | 0 | 0 | 0 | 0
IGCC-CCS | 0 | 0 | 0 | 0 | 0 | 0
WT_off | 0 | 0 | 0 | 0 | 0 | 0
PseudoUnit | 0 | 0 | 0 | 0 | 0 | 0
FixedInterchange | 0 | 0 | 0 | 0 | 0 | 0
Retrofit FOM Costs by Reporting Type: EI
ReportingType | 2015 | 2020 | 2025 | 2030 | 2035 | 2040
BM | 0 | 0 | 0 | 0 | 0 | 0
CC | 0 | 0 | 0 | 0 | 0 | 0
CSP | 0 | 0 | 0 | 0 | 0 | 0
CT | 0 | 0 | 0 | 0 | 0 | 0
Coal | 510.38 | 373.01 | 255.66 | 260.27 | 246.87 | 248.08
Geo | 0 | 0 | 0 | 0 | 0 | 0
H | 0 | 0 | 0 | 0 | 0 | 0
LFG | 0 | 0 | 0 | 0 | 0 | 0
Nuc | 0 | 0 | 0 | 0 | 0 | 0
PS | 0 | 0 | 0 | 0 | 0 | 0
PV | 0 | 0 | 0 | 0 | 0 | 0
PeakG | 0 | 0 | 0 | 0 | 0 | 0
PeakO | 0 | 0 | 0 | 0 | 0 | 0
ST | 0 | 0 | 0 | 0 | 0 | 0
STOG | 0 | 0 | 0 | 0 | 0 | 0
STWD | 0 | 0 | 0 | 0 | 0 | 0
WT | 0 | 0 | 0 | 0 | 0 | 0
IGCC | 0 | 0 | 0 | 0 | 0 | 0
DemandResponse | 0 | 0 | 0 | 0 | 0 | 0
IGCC-CCS | 0 | 0 | 0 | 0 | 0 | 0
WT_off | 0 | 0 | 0 | 0 | 0 | 0
PseudoUnit | 0 | 0 | 0 | 0 | 0 | 0
FixedInterchange | 0 | 0 | 0 | 0 | 0 | 0
Retrofit FOM Costs by Reporting Type: Outside_EI
ReportingType | 2015 | 2020 | 2025 | 2030 | 2035 | 2040
BM | 0 | 0 | 0 | 0 | 0 | 0
CC | 0 | 0 | 0 | 0 | 0 | 0
CSP | 0 | 0 | 0 | 0 | 0 | 0
CT | 0 | 0 | 0 | 0 | 0 | 0
Coal | 130.83 | 123.15 | 41.54 | 41.91 | 30.38 | 30.38
Geo | 0 | 0 | 0 | 0 | 0 | 0
H | 0 | 0 | 0 | 0 | 0 | 0
LFG | 0 | 0 | 0 | 0 | 0 | 0
Nuc | 0 | 0 | 0 | 0 | 0 | 0
PS | 0 | 0 | 0 | 0 | 0 | 0
PV | 0 | 0 | 0 | 0 | 0 | 0
PeakG | 0 | 0 | 0 | 0 | 0 | 0
PeakO | 0 | 0 | 0 | 0 | 0 | 0
ST | 0 | 0 | 0 | 0 | 0 | 0
STOG | 0 | 0 | 0 | 0 | 0 | 0
STWD | 0 | 0 | 0 | 0 | 0 | 0
WT | 0 | 0 | 0 | 0 | 0 | 0
IGCC | 0 | 0 | 0 | 0 | 0 | 0
DemandResponse | 0 | 0 | 0 | 0 | 0 | 0
IGCC-CCS | 0 | 0 | 0 | 0 | 0 | 0
WT_off | 0 | 0 | 0 | 0 | 0 | 0
PseudoUnit | 0 | 0 | 0 | 0 | 0 | 0
FixedInterchange | 0 | 0 | 0 | 0 | 0 | 0
#12 | Levelized Capital Costs ($million)
Levelized Capital Costs by Reporting Type: Entergy
ReportingType | 2015 | 2020 | 2025 | 2030 | 2035 | 2040
BM | 0 | 0 | 0 | 0 | 561.64 | 3358.05
CC | 320.27 | 848.97 | 848.97 | 848.97 | 848.97 | 528.7
CSP | 0 | 0 | 0 | 0 | 0 | 0
CT | 0 | 0 | 0 | 0 | 0 | 0
Coal | 202.06 | 202.06 | 202.06 | 202.06 | 202.06 | 202.06
Geo | 0 | 0 | 0 | 0 | 0 | 0
H | 0 | 0 | 0 | 0 | 365.55 | 365.55
LFG | 0 | 0 | 20.14 | 20.14 | 20.14 | 20.14
Nuc | 0 | 0 | 0 | 0 | 3255.4 | 3255.4
PS | 0 | 0 | 0 | 0 | 0 | 0
PV | 0.11 | 20.78 | 29.85 | 29.85 | 29.74 | 9.5
PeakG | 0 | 0 | 0 | 0 | 0 | 0
PeakO | 0 | 0 | 0 | 0 | 0 | 0
ST | 0 | 0 | 0 | 0 | 0 | 0
STOG | 0 | 0 | 0 | 0 | 0 | 0
STWD | 0 | 0 | 0 | 0 | 0 | 0
WT | 0 | 0 | 0 | 0 | 0 | 0
IGCC | 0 | 0 | 0 | 0 | 0 | 0
DemandResponse | 0 | 0 | 0 | 0 | 0 | 0
IGCC-CCS | 0 | 0 | 0 | 0 | 0 | 0
WT_off | 0 | 0 | 0 | 0 | 0 | 0
PseudoUnit | 0 | 0 | 0 | 0 | 0 | 0
FixedInterchange | 0 | 0 | 0 | 0 | 0 | 0
Levelized Capital Costs by Reporting Type: FRCC
ReportingType | 2015 | 2020 | 2025 | 2030 | 2035 | 2040
BM | 0 | 0 | 0 | 0 | 0 | 684.68
CC | 1504.18 | 1504.18 | 1681.29 | 1681.29 | 1681.29 | 177.11
CSP | 0 | 0 | 0 | 0 | 0 | 0
CT | 196.14 | 196.14 | 196.14 | 196.14 | 0 | 0
Coal | 0 | 0 | 0 | 0 | 0 | 0
Geo | 0 | 0 | 0 | 0 | 0 | 0
H | 0 | 0 | 0 | 0 | 0 | 0
LFG | 0 | 0 | 37.91 | 37.91 | 37.91 | 37.91
Nuc | 0 | 0 | 0 | 8.25 | 15082.52 | 17557.71
PS | 0 | 0 | 0 | 0 | 0 | 0
PV | 0 | 0 | 0 | 0 | 0 | 0
PeakG | 0 | 0 | 0 | 0 | 0 | 0
PeakO | 0 | 0 | 0 | 0 | 0 | 0
ST | 0 | 0 | 0 | 0 | 0 | 0
STOG | 0 | 0 | 0 | 0 | 0 | 0
STWD | 0 | 0 | 0 | 0 | 0 | 0
WT | 0 | 0 | 0 | 0 | 0 | 0
IGCC | 0 | 0 | 0 | 0 | 0 | 0
DemandResponse | 0 | 0 | 0 | 0 | 0 | 0
IGCC-CCS | 0 | 0 | 0 | 0 | 0 | 0
WT_off | 0 | 0 | 0 | 0 | 0 | 0
PseudoUnit | 0 | 0 | 0 | 0 | 0 | 0
FixedInterchange | 0 | 0 | 0 | 0 | 0 | 0
Levelized Capital Costs by Reporting Type: MAPP_US
ReportingType | 2015 | 2020 | 2025 | 2030 | 2035 | 2040
BM | 0 | 0 | 0 | 0 | 11.45 | 15.22
CC | 0 | 0 | 0 | 0 | 0 | 0
CSP | 0 | 0 | 0 | 0 | 0 | 0
CT | 25.9 | 25.9 | 25.9 | 37.77 | 12.57 | 12.57
Coal | 0 | 0 | 0 | 0 | 0 | 0
Geo | 0 | 0 | 0 | 0 | 0 | 0
H | 0 | 0 | 0 | 0 | 0 | 0
LFG | 0 | 0 | 0 | 13.26 | 13.26 | 13.26
Nuc | 0 | 0 | 0 | 0 | 0 | 0
PS | 0 | 0 | 0 | 0 | 0 | 0
PV | 0 | 0 | 0 | 0 | 0 | 0
PeakG | 0 | 0 | 0 | 0 | 0 | 0
PeakO | 0 | 0 | 0 | 0 | 0 | 0
ST | 0 | 0 | 0 | 0 | 0 | 0
STOG | 0 | 0 | 0 | 0 | 0 | 0
STWD | 0 | 0 | 0 | 0 | 0 | 0
WT | 91.97 | 1707.42 | 2369.04 | 2331.66 | 2277.08 | 686.83
IGCC | 0 | 0 | 0 | 0 | 0 | 0
DemandResponse | 0 | 0 | 0 | 0 | 0 | 0
IGCC-CCS | 0 | 0 | 0 | 0 | 0 | 0
WT_off | 0 | 0 | 0 | 0 | 0 | 0
PseudoUnit | 0 | 0 | 0 | 0 | 0 | 0
FixedInterchange | 0 | 0 | 0 | 0 | 0 | 0
Levelized Capital Costs by Reporting Type: MISO_IN
ReportingType | 2015 | 2020 | 2025 | 2030 | 2035 | 2040
BM | 0 | 0 | 0 | 0 | 0 | 2261.94
CC | 376.23 | 2412.77 | 2412.77 | 2412.77 | 2412.77 | 2036.55
CSP | 0 | 0 | 0 | 0 | 0 | 0
CT | 0 | 0 | 0 | 0 | 0 | 0
Coal | 0 | 0 | 0 | 0 | 0 | 0
Geo | 0 | 0 | 0 | 0 | 0 | 0
H | 0 | 0 | 0 | 0 | 0 | 0
LFG | 0 | 0 | 15.89 | 15.89 | 15.89 | 15.89
Nuc | 0 | 0 | 0 | 0 | 0 | 228.15
PS | 0 | 0 | 0 | 0 | 0 | 0
PV | 0 | 80.17 | 80.17 | 80.17 | 80.17 | 0
PeakG | 0 | 0 | 0 | 0 | 0 | 0
PeakO | 0 | 0 | 0 | 0 | 0 | 0
ST | 0 | 0 | 0 | 0 | 0 | 0
STOG | 0 | 0 | 0 | 0 | 0 | 0
STWD | 0 | 0 | 0 | 0 | 0 | 0
WT | 0 | 0 | 0 | 0 | 0 | 0
IGCC | 215.26 | 215.26 | 215.26 | 215.26 | 215.26 | 215.26
DemandResponse | 0 | 0 | 0 | 0 | 0 | 0
IGCC-CCS | 0 | 0 | 0 | 0 | 0 | 0
WT_off | 0 | 0 | 0 | 0 | 0 | 0
PseudoUnit | 0 | 0 | 0 | 0 | 0 | 0
FixedInterchange | 0 | 0 | 0 | 0 | 0 | 0
Levelized Capital Costs by Reporting Type: MISO_MI
ReportingType | 2015 | 2020 | 2025 | 2030 | 2035 | 2040
BM | 0 | 0 | 0 | 0 | 0 | 665
CC | 175.46 | 175.46 | 175.46 | 175.46 | 175.46 | 0
CSP | 0 | 0 | 0 | 0 | 0 | 0
CT | 0 | 0 | 0 | 0 | 0 | 0
Coal | 0 | 0 | 0 | 0 | 0 | 0
Geo | 0 | 0 | 0 | 0 | 0 | 0
H | 0 | 0 | 0 | 0 | 0 | 0
LFG | 0 | 0 | 33.41 | 33.41 | 33.41 | 33.41
Nuc | 0 | 0 | 0 | 0 | 1043.04 | 4220.65
PS | 0 | 0 | 0 | 0 | 0 | 0
PV | 0 | 0 | 0 | 0 | 0 | 0
PeakG | 0 | 0 | 0 | 0 | 0 | 0
PeakO | 0 | 0 | 0 | 0 | 0 | 0
ST | 0 | 0 | 0 | 0 | 0 | 0
STOG | 0 | 0 | 0 | 0 | 0 | 0
STWD | 0 | 0 | 0 | 0 | 0 | 0
WT | 480.98 | 539.66 | 539.66 | 539.66 | 58.69 | 0
IGCC | 0 | 0 | 0 | 0 | 0 | 0
DemandResponse | 0 | 0 | 0 | 0 | 0 | 0
IGCC-CCS | 0 | 0 | 0 | 0 | 0 | 0
WT_off | 0 | 0 | 0 | 0 | 0 | 0
PseudoUnit | 0 | 0 | 0 | 0 | 0 | 0
FixedInterchange | 0 | 0 | 0 | 0 | 0 | 0
Levelized Capital Costs by Reporting Type: MISO_MO-IL
ReportingType | 2015 | 2020 | 2025 | 2030 | 2035 | 2040
BM | 0 | 0 | 0 | 0 | 0 | 373.13
CC | 0 | 211.94 | 211.94 | 211.94 | 211.94 | 211.94
CSP | 0 | 0 | 0 | 0 | 0 | 0
CT | 0 | 0 | 0 | 0 | 0 | 0
Coal | 574.94 | 574.94 | 574.94 | 574.94 | 574.94 | 574.94
Geo | 0 | 0 | 0 | 0 | 0 | 0
H | 0 | 0 | 92.29 | 92.29 | 92.29 | 92.29
LFG | 0 | 0 | 16.44 | 46.76 | 46.76 | 46.76
Nuc | 0 | 0 | 0 | 0 | 0 | 0
PS | 0 | 0 | 0 | 0 | 0 | 0
PV | 0 | 0 | 0 | 0 | 0 | 0
PeakG | 0 | 0 | 0 | 0 | 0 | 0
PeakO | 0 | 0 | 0 | 0 | 0 | 0
ST | 0 | 0 | 0 | 0 | 0 | 0
STOG | 0 | 0 | 0 | 0 | 0 | 0
STWD | 0 | 0 | 0 | 0 | 0 | 0
WT | 68.52 | 68.52 | 1227.96 | 1227.96 | 1159.44 | 1159.44
IGCC | 0 | 0 | 0 | 0 | 0 | 0
DemandResponse | 0 | 0 | 0 | 0 | 0 | 0
IGCC-CCS | 0 | 0 | 0 | 0 | 0 | 0
WT_off | 0 | 0 | 0 | 0 | 0 | 0
PseudoUnit | 0 | 0 | 0 | 0 | 0 | 0
FixedInterchange | 0 | 0 | 0 | 0 | 0 | 0
Levelized Capital Costs by Reporting Type: MISO_W
ReportingType | 2015 | 2020 | 2025 | 2030 | 2035 | 2040
BM | 0 | 0 | 0 | 0 | 0 | 0
CC | 0 | 0 | 0 | 0 | 0 | 0
CSP | 0 | 0 | 0 | 0 | 0 | 0
CT | 0 | 0 | 0 | 0 | 0 | 0
Coal | 0 | 0 | 0 | 0 | 0 | 0
Geo | 0 | 0 | 0 | 0 | 0 | 0
H | 0 | 0 | 0 | 0 | 0 | 0
LFG | 0 | 0 | 0 | 14.86 | 14.86 | 14.86
Nuc | 0 | 0 | 0 | 0 | 0 | 0
PS | 0 | 0 | 0 | 0 | 0 | 0
PV | 0 | 0 | 0 | 0 | 0 | 0
PeakG | 0 | 0 | 0 | 0 | 0 | 0
PeakO | 0 | 0 | 0 | 0 | 0 | 0
ST | 0 | 0 | 0 | 0 | 0 | 0
STOG | 0 | 0 | 0 | 0 | 0 | 0
STWD | 0 | 0 | 0 | 0 | 0 | 0
WT | 658.73 | 658.73 | 8559.56 | 8494.24 | 7900.84 | 8270.15
IGCC | 0 | 0 | 0 | 0 | 0 | 0
DemandResponse | 0 | 0 | 0 | 0 | 0 | 0
IGCC-CCS | 0 | 0 | 0 | 0 | 0 | 0
WT_off | 0 | 0 | 0 | 0 | 0 | 0
PseudoUnit | 0 | 0 | 0 | 0 | 0 | 0
FixedInterchange | 0 | 0 | 0 | 0 | 0 | 0
Levelized Capital Costs by Reporting Type: MISO_WUMS
ReportingType | 2015 | 2020 | 2025 | 2030 | 2035 | 2040
BM | 0 | 0 | 0 | 0 | 0 | 1149.27
CC | 632.92 | 918.48 | 918.48 | 918.48 | 918.48 | 285.56
CSP | 0 | 0 | 0 | 0 | 0 | 0
CT | 0 | 0 | 0 | 65.6 | 65.6 | 65.6
Coal | 184.51 | 184.51 | 184.51 | 184.51 | 184.51 | 184.51
Geo | 0 | 0 | 0 | 0 | 0 | 0
H | 0 | 0.35 | 0.35 | 0.35 | 0.35 | 0.35
LFG | 0 | 0 | 0 | 43.4 | 43.4 | 43.4
Nuc | 0 | 0 | 0 | 0 | 901.1 | 2332.48
PS | 0 | 0 | 0 | 0 | 0 | 0
PV | 0 | 0 | 0 | 0 | 0 | 0
PeakG | 0 | 0 | 0 | 0 | 0 | 0
PeakO | 0 | 0 | 0 | 0 | 0 | 0
ST | 0 | 0 | 0 | 0 | 0 | 0
STOG | 0 | 0 | 0 | 0 | 0 | 0
STWD | 0 | 0 | 0 | 0 | 0 | 0
WT | 218.37 | 218.37 | 218.37 | 218.37 | 0 | 6.13
IGCC | 0 | 0 | 0 | 0 | 0 | 0
DemandResponse | 0 | 0 | 0 | 0 | 0 | 0
IGCC-CCS | 0 | 0 | 0 | 0 | 0 | 0
WT_off | 0 | 0 | 0 | 0 | 0 | 0
PseudoUnit | 0 | 0 | 0 | 0 | 0 | 0
FixedInterchange | 0 | 0 | 0 | 0 | 0 | 0
Levelized Capital Costs by Reporting Type: Nebraska
ReportingType | 2015 | 2020 | 2025 | 2030 | 2035 | 2040
BM | 0 | 0 | 0 | 0 | 44.06 | 414.52
CC | 26.55 | 236.32 | 236.32 | 236.32 | 236.32 | 209.77
CSP | 0 | 0 | 0 | 0 | 0 | 0
CT | 0 | 0 | 0 | 0 | 0 | 0
Coal | 66.52 | 66.52 | 66.52 | 66.52 | 66.52 | 66.52
Geo | 0 | 0 | 0 | 0 | 0 | 0
H | 0 | 0 | 0 | 0 | 0 | 0
LFG | 0 | 0 | 13.78 | 13.78 | 13.78 | 13.78
Nuc | 0 | 0 | 0 | 0 | 0 | 0
PS | 0 | 0 | 0 | 0 | 0 | 0
PV | 0 | 0 | 0 | 0 | 0 | 0
PeakG | 0 | 0 | 0 | 0 | 0 | 0
PeakO | 0 | 0 | 0 | 0 | 0 | 0
ST | 0 | 0 | 0 | 0 | 0 | 0
STOG | 0 | 0 | 0 | 0 | 0 | 0
STWD | 0 | 0 | 0 | 0 | 0 | 0
WT | 44.36 | 44.36 | 44.36 | 34.86 | 0 | 0
IGCC | 0 | 0 | 0 | 0 | 0 | 0
DemandResponse | 0 | 0 | 0 | 0 | 0 | 0
IGCC-CCS | 0 | 0 | 0 | 0 | 0 | 0
WT_off | 0 | 0 | 0 | 0 | 0 | 0
PseudoUnit | 0 | 0 | 0 | 0 | 0 | 0
FixedInterchange | 0 | 0 | 0 | 0 | 0 | 0
Levelized Capital Costs by Reporting Type: NEISO
ReportingType | 2015 | 2020 | 2025 | 2030 | 2035 | 2040
BM | 115.57 | 115.57 | 115.57 | 115.57 | 115.57 | 115.57
CC | 273.49 | 273.49 | 273.49 | 273.49 | 273.49 | 0
CSP | 0 | 0 | 0 | 0 | 0 | 0
CT | 30 | 30 | 30 | 29.13 | 0 | 0
Coal | 0 | 0 | 0 | 0 | 0 | 0
Geo | 0 | 0 | 0 | 0 | 0 | 0
H | 0 | 0 | 0 | 0.99 | 0.99 | 0.99
LFG | 10.64 | 10.64 | 10.64 | 24.97 | 14.32 | 14.32
Nuc | 0 | 0 | 0 | 0 | 0 | 0
PS | 0 | 0 | 0 | 0 | 0 | 0
PV | 0 | 108.46 | 108.46 | 108.46 | 108.46 | 0
PeakG | 0 | 0 | 0 | 0 | 0 | 0
PeakO | 0 | 0 | 0 | 0 | 0 | 0
ST | 0 | 0 | 0 | 0 | 0 | 0
STOG | 0 | 0 | 0 | 0 | 0 | 0
STWD | 0 | 0 | 0 | 0 | 0 | 0
WT | 54.49 | 625.45 | 962.79 | 1149.62 | 3146.42 | 3048.17
IGCC | 0 | 0 | 0 | 0 | 0 | 0
DemandResponse | 0 | 0 | 0 | 0 | 0 | 0
IGCC-CCS | 0 | 0 | 0 | 0 | 0 | 0
WT_off | 283.24 | 283.24 | 283.24 | 283.24 | 0 | 0
PseudoUnit | 0 | 0 | 0 | 0 | 0 | 0
FixedInterchange | 0 | 0 | 0 | 0 | 0 | 0
Levelized Capital Costs by Reporting Type: NonRTO_Midwest
ReportingType | 2015 | 2020 | 2025 | 2030 | 2035 | 2040
BM | 0 | 0 | 0 | 0 | 227.36 | 2059.15
CC | 332.52 | 636.57 | 636.57 | 636.57 | 636.57 | 304.05
CSP | 0 | 0 | 0 | 0 | 0 | 0
CT | 0 | 0 | 0 | 0 | 0 | 0
Coal | 0 | 0 | 0 | 0 | 0 | 0
Geo | 0 | 0 | 0 | 0 | 0 | 0
H | 0 | 0 | 245.9 | 245.9 | 245.9 | 245.9
LFG | 0 | 0 | 30 | 30 | 30 | 30
Nuc | 0 | 0 | 0 | 0 | 608.37 | 608.37
PS | 0 | 0 | 0 | 0 | 0 | 0
PV | 0 | 0 | 0 | 0 | 0 | 0
PeakG | 0 | 0 | 0 | 0 | 0 | 0
PeakO | 0 | 0 | 0 | 0 | 0 | 0
ST | 0 | 0 | 0 | 0 | 0 | 0
STOG | 0 | 0 | 0 | 0 | 0 | 0
STWD | 0 | 0 | 0 | 0 | 0 | 0
WT | 0 | 0 | 0 | 0 | 0 | 0
IGCC | 0 | 0 | 0 | 0 | 0 | 0
DemandResponse | 0 | 0 | 0 | 0 | 0 | 0
IGCC-CCS | 0 | 0 | 0 | 0 | 0 | 0
WT_off | 0 | 0 | 0 | 0 | 0 | 0
PseudoUnit | 0 | 0 | 0 | 0 | 0 | 0
FixedInterchange | 0 | 0 | 0 | 0 | 0 | 0
Levelized Capital Costs by Reporting Type: NYISO_A-F
ReportingType | 2015 | 2020 | 2025 | 2030 | 2035 | 2040
BM | 0 | 0 | 0 | 0 | 0 | 0
CC | 85.71 | 85.71 | 85.71 | 85.71 | 85.71 | 0
CSP | 0 | 0 | 0 | 0 | 0 | 0
CT | 0 | 0 | 0 | 0 | 0 | 0
Coal | 0 | 0 | 0 | 0 | 0 | 0
Geo | 0 | 0 | 0 | 0 | 0 | 0
H | 0 | 0 | 0 | 0 | 0 | 0
LFG | 1.35 | 1.35 | 1.35 | 14.91 | 13.57 | 13.57
Nuc | 0 | 0 | 0 | 0 | 0 | 0
PS | 0 | 0 | 0 | 0 | 0 | 0
PV | 0 | 0 | 0 | 0 | 0 | 0
PeakG | 0 | 0 | 0 | 0 | 0 | 0
PeakO | 0 | 0 | 0 | 0 | 0 | 0
ST | 0 | 0 | 0 | 0 | 0 | 0
STOG | 0 | 0 | 0 | 0 | 0 | 0
STWD | 0 | 0 | 0 | 0 | 0 | 0
WT | 571.17 | 727.41 | 727.41 | 1878.84 | 2343.49 | 2187.25
IGCC | 0 | 0 | 0 | 0 | 0 | 0
DemandResponse | 0 | 0 | 0 | 0 | 0 | 0
IGCC-CCS | 0 | 0 | 0 | 0 | 0 | 0
WT_off | 0 | 0 | 0 | 0 | 0 | 0
PseudoUnit | 0 | 0 | 0 | 0 | 0 | 0
FixedInterchange | 0 | 0 | 0 | 0 | 0 | 0
Levelized Capital Costs by Reporting Type: NYISO_G-I
ReportingType | 2015 | 2020 | 2025 | 2030 | 2035 | 2040
BM | 0 | 0 | 0 | 0 | 241.5 | 311.91
CC | 0 | 0 | 0 | 0 | 0 | 0
CSP | 0 | 0 | 0 | 0 | 0 | 0
CT | 0 | 0 | 0 | 0 | 0 | 0
Coal | 0 | 0 | 0 | 0 | 0 | 0
Geo | 0 | 0 | 0 | 0 | 0 | 0
H | 0 | 0 | 0 | 0 | 0 | 0
LFG | 0 | 0 | 14.85 | 14.85 | 14.85 | 14.85
Nuc | 0 | 0 | 0 | 0 | 0 | 1497.14
PS | 0 | 0 | 0 | 0 | 0 | 0
PV | 0 | 0 | 0 | 0 | 0 | 0
PeakG | 0 | 0 | 0 | 0 | 0 | 0
PeakO | 0 | 0 | 0 | 0 | 0 | 0
ST | 0 | 0 | 0 | 0 | 0 | 0
STOG | 0 | 0 | 0 | 0 | 0 | 0
STWD | 0 | 0 | 0 | 0 | 0 | 0
WT | 0 | 12.72 | 12.72 | 76.54 | 76.54 | 63.83
IGCC | 0 | 0 | 0 | 0 | 0 | 0
DemandResponse | 0 | 0 | 0 | 0 | 0 | 0
IGCC-CCS | 0 | 0 | 0 | 0 | 0 | 0
WT_off | 0 | 0 | 0 | 0 | 0 | 0
PseudoUnit | 0 | 0 | 0 | 0 | 0 | 0
FixedInterchange | 0 | 0 | 0 | 0 | 0 | 0
Levelized Capital Costs by Reporting Type: NYISO_J-K
ReportingType | 2015 | 2020 | 2025 | 2030 | 2035 | 2040
BM | 0 | 0 | 0 | 0 | 0 | 0
CC | 226.37 | 226.37 | 226.37 | 226.37 | 226.37 | 0
CSP | 0 | 0 | 0 | 0 | 0 | 0
CT | 0 | 0 | 0 | 0 | 0 | 0
Coal | 0 | 0 | 0 | 0 | 0 | 0
Geo | 0 | 0 | 0 | 0 | 0 | 0
H | 0 | 0 | 0 | 0 | 0 | 0
LFG | 0 | 0 | 0 | 20.47 | 20.47 | 20.47
Nuc | 0 | 0 | 0 | 0 | 0 | 0
PS | 0 | 0 | 0 | 0 | 0 | 0
PV | 16.99 | 16.99 | 16.99 | 16.99 | 0 | 0
PeakG | 0 | 0 | 0 | 0 | 0 | 0
PeakO | 0 | 0 | 0 | 0 | 0 | 0
ST | 0 | 0 | 0 | 0 | 0 | 0
STOG | 0 | 0 | 0 | 0 | 0 | 0
STWD | 0 | 0 | 0 | 0 | 0 | 0
WT | 0 | 0 | 0 | 45.61 | 89.6 | 89.6
IGCC | 0 | 0 | 0 | 0 | 0 | 0
DemandResponse | 0 | 0 | 0 | 0 | 0 | 0
IGCC-CCS | 0 | 0 | 0 | 0 | 0 | 0
WT_off | 0 | 0 | 0 | 0 | 0 | 0
PseudoUnit | 0 | 0 | 0 | 0 | 0 | 0
FixedInterchange | 0 | 0 | 0 | 0 | 0 | 0
Levelized Capital Costs by Reporting Type: PJM_E
ReportingType | 2015 | 2020 | 2025 | 2030 | 2035 | 2040
BM | 14.48 | 14.48 | 14.48 | 14.48 | 14.48 | 14.48
CC | 673.31 | 673.31 | 673.31 | 673.31 | 582.39 | 0
CSP | 0 | 0 | 0 | 0 | 0 | 0
CT | 2.28 | 2.28 | 2.28 | 0 | 0 | 0
Coal | 9.09 | 9.09 | 9.09 | 9.09 | 9.09 | 9.09
Geo | 0 | 0 | 0 | 0 | 0 | 0
H | 0 | 0 | 0 | 0 | 0 | 0
LFG | 2.19 | 32.86 | 32.86 | 30.67 | 30.67 | 0
Nuc | 0 | 0 | 0 | 0 | 0 | 0
PS | 0 | 0 | 0 | 0 | 0 | 0
PV | 11.04 | 11.04 | 11.04 | 11.04 | 0 | 0
PeakG | 0 | 0 | 0 | 0 | 0 | 0
PeakO | 0 | 0 | 0 | 0 | 0 | 0
ST | 0 | 0 | 0 | 0 | 0 | 0
STOG | 0 | 0 | 0 | 0 | 0 | 0
STWD | 0 | 0 | 0 | 0 | 0 | 0
WT | 300.12 | 300.12 | 300.12 | 300.12 | 4.72 | 4.72
IGCC | 0 | 0 | 0 | 0 | 0 | 0
DemandResponse | 0 | 0 | 0 | 0 | 0 | 0
IGCC-CCS | 0 | 0 | 0 | 0 | 0 | 0
WT_off | 0 | 0 | 540.35 | 540.35 | 2370.94 | 4715.77
PseudoUnit | 0 | 0 | 0 | 0 | 0 | 0
FixedInterchange | 0 | 0 | 0 | 0 | 0 | 0
Levelized Capital Costs by Reporting Type: PJM_ROM
ReportingType | 2015 | 2020 | 2025 | 2030 | 2035 | 2040
BM | 7.8 | 7.8 | 7.8 | 7.8 | 869.99 | 869.99
CC | 232.92 | 232.92 | 232.92 | 232.92 | 232.92 | 0
CSP | 0 | 0 | 0 | 0 | 0 | 0
CT | 1.4 | 1.4 | 1.4 | 1.4 | 0 | 0
Coal | 10.21 | 10.21 | 10.21 | 10.21 | 10.21 | 10.21
Geo | 0 | 0 | 0 | 0 | 0 | 0
H | 0 | 0 | 223.48 | 223.48 | 223.48 | 223.48
LFG | 3.93 | 57.29 | 57.29 | 55.71 | 53.36 | 0
Nuc | 0 | 0 | 0 | 0 | 0 | 2959.26
PS | 0 | 0 | 0 | 0 | 0 | 0
PV | 0 | 474.3 | 718.2 | 772.8 | 776.91 | 322.25
PeakG | 0 | 0 | 0 | 0 | 0 | 0
PeakO | 0 | 0 | 0 | 0 | 0 | 0
ST | 0 | 0 | 0 | 0 | 0 | 0
STOG | 0 | 0 | 0 | 0 | 0 | 0
STWD | 0 | 0 | 0 | 0 | 0 | 0
WT | 113.55 | 281.73 | 281.73 | 254.32 | 1457 | 1288.83
IGCC | 0 | 0 | 0 | 0 | 0 | 0
DemandResponse | 0 | 0 | 0 | 0 | 0 | 0
IGCC-CCS | 0 | 0 | 0 | 0 | 0 | 0
WT_off | 0 | 0 | 0 | 0 | 0 | 5216.77
PseudoUnit | 0 | 0 | 0 | 0 | 0 | 0
FixedInterchange | 0 | 0 | 0 | 0 | 0 | 0
Levelized Capital Costs by Reporting Type: PJM_ROR
ReportingType | 2015 | 2020 | 2025 | 2030 | 2035 | 2040
BM | 165.77 | 165.77 | 165.77 | 165.77 | 882.14 | 3695.9
CC | 2114.09 | 2785.33 | 2785.33 | 2785.33 | 2765.23 | 671.23
CSP | 0 | 0 | 0 | 0 | 0 | 0
CT | 2.4 | 2.4 | 2.4 | 2.4 | 0 | 0
Coal | 648.6 | 648.6 | 648.6 | 648.6 | 648.6 | 648.6
Geo | 0 | 0 | 0 | 0 | 0 | 0
H | 0 | 174.52 | 174.52 | 174.52 | 174.52 | 174.52
LFG | 11.72 | 113.04 | 113.04 | 107.38 | 101.31 | 0
Nuc | 0 | 0 | 0 | 0 | 1654.61 | 13594.15
PS | 0 | 0 | 0 | 0 | 0 | 0
PV | 0 | 0 | 66.41 | 68.87 | 68.87 | 68.87
PeakG | 0 | 0 | 0 | 0 | 0 | 0
PeakO | 0 | 0 | 0 | 0 | 0 | 0
ST | 0 | 0 | 0 | 0 | 0 | 0
STOG | 0 | 0 | 0 | 0 | 0 | 0
STWD | 0 | 0 | 0 | 0 | 0 | 0
WT | 1894.89 | 1934.85 | 3323.79 | 10499.14 | 9391.1 | 9351.14
IGCC | 0 | 0 | 0 | 0 | 0 | 0
DemandResponse | 0 | 0 | 0 | 0 | 0 | 0
IGCC-CCS | 0 | 0 | 0 | 0 | 0 | 0
WT_off | 0 | 0 | 0 | 0 | 0 | 0
PseudoUnit | 0 | 0 | 0 | 0 | 0 | 0
FixedInterchange | 0 | 0 | 0 | 0 | 0 | 0
Levelized Capital Costs by Reporting Type: SOCO
ReportingType | 2015 | 2020 | 2025 | 2030 | 2035 | 2040
BM | 21 | 21 | 21 | 21 | 21 | 2130.99
CC | 852.7 | 1537.34 | 1537.34 | 1537.34 | 1537.34 | 684.64
CSP | 0 | 0 | 0 | 0 | 0 | 0
CT | 0 | 0 | 0 | 0 | 0 | 0
Coal | 0 | 0 | 0 | 0 | 0 | 0
Geo | 0 | 0 | 0 | 0 | 0 | 0
H | 0 | 0 | 0 | 0 | 0 | 0
LFG | 0 | 0 | 19.65 | 19.65 | 19.65 | 19.65
Nuc | 0 | 1505.05 | 1505.05 | 1505.05 | 12670.01 | 14468.62
PS | 0 | 0 | 0 | 0 | 0 | 0
PV | 0 | 0 | 0 | 0 | 0 | 0
PeakG | 0 | 0 | 0 | 0 | 0 | 0
PeakO | 0 | 0 | 0 | 0 | 0 | 0
ST | 0 | 0 | 0 | 0 | 0 | 0
STOG | 0 | 0 | 0 | 0 | 0 | 0
STWD | 0 | 0 | 0 | 0 | 0 | 0
WT | 0 | 0 | 0 | 20.78 | 20.78 | 20.78
IGCC | 0 | 0 | 0 | 0 | 0 | 0
DemandResponse | 0 | 0 | 0 | 0 | 0 | 0
IGCC-CCS | 0 | 0 | 0 | 0 | 0 | 0
WT_off | 0 | 0 | 0 | 0 | 0 | 0
PseudoUnit | 0 | 0 | 0 | 0 | 0 | 0
FixedInterchange | 0 | 0 | 0 | 0 | 0 | 0
Levelized Capital Costs by Reporting Type: SPP_N
ReportingType | 2015 | 2020 | 2025 | 2030 | 2035 | 2040
BM | 0 | 0 | 0 | 0 | 2072.6 | 2072.6
CC | 154.41 | 497.67 | 497.67 | 516.73 | 516.73 | 362.31
CSP | 0 | 0 | 0 | 0 | 0 | 0
CT | 0 | 0 | 0 | 0 | 0 | 0
Coal | 128.56 | 128.56 | 128.56 | 128.56 | 128.56 | 128.56
Geo | 0 | 0 | 0 | 0 | 0 | 0
H | 0 | 0 | 0 | 0 | 0 | 0
LFG | 0 | 0 | 17.63 | 17.63 | 17.63 | 17.63
Nuc | 0 | 0 | 0 | 0 | 0 | 0
PS | 0 | 0 | 0 | 0 | 0 | 0
PV | 0 | 0 | 0 | 0 | 0 | 0
PeakG | 0 | 0 | 0 | 0 | 0 | 0
PeakO | 0 | 0 | 0 | 0 | 0 | 0
ST | 0 | 0 | 0 | 0 | 0 | 0
STOG | 0 | 0 | 0 | 0 | 0 | 0
STWD | 0 | 0 | 0 | 0 | 0 | 0
WT | 0 | 2411.85 | 2411.85 | 2411.85 | 2411.85 | 118.29
IGCC | 0 | 0 | 0 | 0 | 0 | 0
DemandResponse | 0 | 0 | 0 | 0 | 0 | 0
IGCC-CCS | 0 | 0 | 0 | 0 | 0 | 0
WT_off | 0 | 0 | 0 | 0 | 0 | 0
PseudoUnit | 0 | 0 | 0 | 0 | 0 | 0
FixedInterchange | 0 | 0 | 0 | 0 | 0 | 0
Levelized Capital Costs by Reporting Type: SPP_S
ReportingType | 2015 | 2020 | 2025 | 2030 | 2035 | 2040
BM | 0 | 0 | 0 | 0 | 953.03 | 1485.98
CC | 0 | 473.55 | 473.55 | 612.22 | 612.22 | 612.22
CSP | 0 | 0 | 0 | 0 | 0 | 0
CT | 33.21 | 56.93 | 56.93 | 56.93 | 23.72 | 0
Coal | 273.14 | 273.14 | 273.14 | 273.14 | 273.14 | 273.14
Geo | 0 | 0 | 0 | 0 | 0 | 0
H | 0 | 0 | 0 | 30 | 30 | 30
LFG | 0 | 0 | 17.63 | 17.63 | 17.63 | 17.63
Nuc | 0 | 0 | 0 | 0 | 0 | 0
PS | 0 | 0 | 0 | 0 | 0 | 0
PV | 0 | 0 | 0 | 0 | 0 | 0
PeakG | 0 | 0 | 0 | 0 | 0 | 0
PeakO | 0 | 0 | 0 | 0 | 0 | 0
ST | 0 | 0 | 0 | 0 | 0 | 0
STOG | 0 | 0 | 0 | 0 | 0 | 0
STWD | 0 | 0 | 0 | 0 | 0 | 0
WT | 92.65 | 6147.53 | 6147.53 | 6147.53 | 6068.64 | 89.2
IGCC | 0 | 0 | 0 | 0 | 0 | 0
DemandResponse | 0 | 0 | 0 | 0 | 0 | 0
IGCC-CCS | 0 | 0 | 0 | 0 | 0 | 0
WT_off | 0 | 0 | 0 | 0 | 0 | 0
PseudoUnit | 0 | 0 | 0 | 0 | 0 | 0
FixedInterchange | 0 | 0 | 0 | 0 | 0 | 0
Levelized Capital Costs by Reporting Type: TVA
ReportingType | 2015 | 2020 | 2025 | 2030 | 2035 | 2040
BM | 0 | 0 | 0 | 0 | 2368.02 | 2368.02
CC | 493.1 | 996.84 | 996.84 | 996.84 | 962.37 | 503.74
CSP | 0 | 0 | 0 | 0 | 0 | 0
CT | 0 | 0 | 0 | 0 | 0 | 0
Coal | 0 | 0 | 0 | 0 | 0 | 0
Geo | 0 | 0 | 0 | 0 | 0 | 0
H | 0 | 0 | 8.9 | 8.9 | 8.9 | 8.9
LFG | 0 | 0 | 19.35 | 19.35 | 19.35 | 19.35
Nuc | 821.89 | 821.89 | 821.89 | 821.89 | 2492.78 | 5581.85
PS | 0 | 0 | 0 | 0 | 0 | 0
PV | 0 | 0 | 0 | 0 | 0 | 0
PeakG | 0 | 0 | 0 | 0 | 0 | 0
PeakO | 0 | 0 | 0 | 0 | 0 | 0
ST | 0 | 0 | 0 | 0 | 0 | 0
STOG | 0 | 0 | 0 | 0 | 0 | 0
STWD | 0 | 0 | 0 | 0 | 0 | 0
WT | 0 | 0 | 0 | 0 | 20.59 | 20.59
IGCC | 0 | 0 | 0 | 0 | 0 | 0
DemandResponse | 0 | 0 | 0 | 0 | 0 | 0
IGCC-CCS | 0 | 0 | 0 | 0 | 0 | 0
WT_off | 0 | 0 | 0 | 0 | 0 | 0
PseudoUnit | 0 | 0 | 0 | 0 | 0 | 0
FixedInterchange | 0 | 0 | 0 | 0 | 0 | 0
Levelized Capital Costs by Reporting Type: TVA_Transmission
ReportingType | 2015 | 2020 | 2025 | 2030 | 2035 | 2040
BM | 0 | 0 | 0 | 0 | 0 | 0
CC | 0 | 0 | 0 | 0 | 0 | 0
CSP | 0 | 0 | 0 | 0 | 0 | 0
CT | 0 | 0 | 0 | 0 | 0 | 0
Coal | 0 | 0 | 0 | 0 | 0 | 0
Geo | 0 | 0 | 0 | 0 | 0 | 0
H | 0 | 0 | 0 | 0 | 0 | 0
LFG | 0 | 0 | 0 | 0 | 0 | 0
Nuc | 0 | 0 | 0 | 0 | 0 | 0
PS | 0 | 0 | 0 | 0 | 0 | 0
PV | 0 | 0 | 0 | 0 | 0 | 0
PeakG | 0 | 0 | 0 | 0 | 0 | 0
PeakO | 0 | 0 | 0 | 0 | 0 | 0
ST | 0 | 0 | 0 | 0 | 0 | 0
STOG | 0 | 0 | 0 | 0 | 0 | 0
STWD | 0 | 0 | 0 | 0 | 0 | 0
WT | 0 | 0 | 0 | 0 | 0 | 0
IGCC | 0 | 0 | 0 | 0 | 0 | 0
DemandResponse | 0 | 0 | 0 | 0 | 0 | 0
IGCC-CCS | 0 | 0 | 0 | 0 | 0 | 0
WT_off | 0 | 0 | 0 | 0 | 0 | 0
PseudoUnit | 0 | 0 | 0 | 0 | 0 | 0
FixedInterchange | 0 | 0 | 0 | 0 | 0 | 0
Levelized Capital Costs by Reporting Type: VACAR
ReportingType | 2015 | 2020 | 2025 | 2030 | 2035 | 2040
BM | 0.34 | 58.51 | 227.66 | 231.66 | 231.66 | 2199.05
CC | 1921.02 | 1923.86 | 1923.86 | 1923.86 | 1923.86 | 2.85
CSP | 0 | 0 | 0 | 0 | 0 | 0
CT | 60.99 | 60.99 | 60.99 | 0 | 0 | 0
Coal | 220.45 | 220.45 | 220.45 | 220.45 | 220.45 | 220.45
Geo | 0 | 0 | 0 | 0 | 0 | 0
H | 0 | 0 | 0 | 0 | 0 | 0
LFG | 0.06 | 19.57 | 19.57 | 19.57 | 19.51 | 0
Nuc | 0 | 1584.07 | 1584.07 | 1584.07 | 1584.07 | 2555.23
PS | 0 | 0 | 0 | 0 | 0 | 0
PV | 0 | 42.44 | 43.12 | 43.36 | 43.36 | 350.03
PeakG | 0 | 0 | 0 | 0 | 0 | 0
PeakO | 0 | 0 | 0 | 0 | 0 | 0
ST | 0 | 0 | 0 | 0 | 0 | 0
STOG | 0 | 0 | 0 | 0 | 0 | 0
STWD | 0 | 0 | 0 | 0 | 0 | 0
WT | 0.19 | 740.59 | 740.59 | 740.59 | 740.4 | 0
IGCC | 0 | 0 | 0 | 0 | 0 | 0
DemandResponse | 0 | 0 | 0 | 0 | 0 | 0
IGCC-CCS | 0 | 0 | 0 | 0 | 0 | 0
WT_off | 0.53 | 0.53 | 0.53 | 0.53 | 15099.82 | 17350.26
PseudoUnit | 0 | 0 | 0 | 0 | 0 | 0
FixedInterchange | 0 | 0 | 0 | 0 | 0 | 0
Levelized Capital Costs by Reporting Type: IESO
ReportingType | 2015 | 2020 | 2025 | 2030 | 2035 | 2040
BM | 144.8 | 144.8 | 144.8 | 144.8 | 144.8 | 144.8
CC | 175.41 | 175.41 | 175.41 | 175.41 | 175.41 | 0
CSP | 0 | 0 | 0 | 0 | 0 | 0
CT | 41.8 | 41.8 | 41.8 | 41.8 | 0 | 0
Coal | 0 | 0 | 0 | 0 | 0 | 0
Geo | 0 | 0 | 0 | 0 | 0 | 0
H | 0 | 0 | 0 | 0 | 98.84 | 98.84
LFG | 5.12 | 5.12 | 5.12 | 5.29 | 0.17 | 0.17
Nuc | 0 | 0 | 0 | 0 | 0 | 0
PS | 0 | 0 | 0 | 0 | 0 | 0
PV | 539.74 | 539.74 | 539.74 | 539.74 | 0 | 0
PeakG | 0 | 0 | 0 | 0 | 0 | 0
PeakO | 0 | 0 | 0 | 0 | 0 | 0
ST | 0 | 0 | 0 | 0 | 0 | 0
STOG | 0 | 0 | 0 | 0 | 0 | 0
STWD | 0 | 0 | 0 | 0 | 0 | 0
WT | 660.4 | 660.4 | 660.4 | 660.4 | 0 | 0
IGCC | 0 | 0 | 0 | 0 | 0 | 0
DemandResponse | 0 | 0 | 0 | 0 | 0 | 0
IGCC-CCS | 0 | 0 | 0 | 0 | 0 | 0
WT_off | 0 | 0 | 0 | 0 | 0 | 0
PseudoUnit | 0 | 0 | 0 | 0 | 0 | 0
FixedInterchange | 0 | 0 | 0 | 0 | 0 | 0
Levelized Capital Costs by Reporting Type: MAPP_CA
ReportingType | 2015 | 2020 | 2025 | 2030 | 2035 | 2040
BM | 0 | 0 | 0 | 0 | 0 | 0
CC | 30.91 | 30.91 | 30.91 | 30.91 | 30.91 | 0
CSP | 0 | 0 | 0 | 0 | 0 | 0
CT | 0 | 0 | 0 | 0 | 0 | 0
Coal | 0 | 0 | 0 | 0 | 0 | 0
Geo | 0 | 0 | 0 | 0 | 0 | 0
H | 0 | 241.14 | 733.92 | 1544.78 | 1544.78 | 1544.78
LFG | 0 | 0 | 0 | 0 | 0 | 0
Nuc | 0 | 0 | 0 | 0 | 0 | 0
PS | 0 | 0 | 0 | 0 | 0 | 0
PV | 0 | 0 | 0 | 0 | 0 | 0
PeakG | 0 | 0 | 0 | 0 | 0 | 0
PeakO | 0 | 0 | 0 | 0 | 0 | 0
ST | 0 | 0 | 0 | 0 | 0 | 0
STOG | 0 | 0 | 0 | 0 | 0 | 0
STWD | 0 | 0 | 0 | 0 | 0 | 0
WT | 87.23 | 87.23 | 87.23 | 87.23 | 0 | 0
IGCC | 0 | 0 | 0 | 0 | 0 | 0
DemandResponse | 0 | 0 | 0 | 0 | 0 | 0
IGCC-CCS | 0 | 0 | 0 | 0 | 0 | 0
WT_off | 0 | 0 | 0 | 0 | 0 | 0
PseudoUnit | 0 | 0 | 0 | 0 | 0 | 0
FixedInterchange | 0 | 0 | 0 | 0 | 0 | 0
Levelized Capital Costs by Reporting Type: AZ_NM_SNV_Coal
ReportingType | 2015 | 2020 | 2025 | 2030 | 2035 | 2040
BM | 0 | 0 | 0 | 0 | 0 | 0
CC | 0 | 0 | 0 | 0 | 0 | 0
CSP | 0 | 0 | 0 | 0 | 0 | 0
CT | 0 | 0 | 0 | 0 | 0 | 0
Coal | 0 | 0 | 0 | 0 | 0 | 0
Geo | 0 | 0 | 0 | 0 | 0 | 0
H | 0 | 0 | 0 | 0 | 0 | 0
LFG | 0 | 0 | 0 | 0 | 0 | 0
Nuc | 0 | 0 | 0 | 0 | 0 | 0
PS | 0 | 0 | 0 | 0 | 0 | 0
PV | 0 | 0 | 0 | 0 | 0 | 0
PeakG | 0 | 0 | 0 | 0 | 0 | 0
PeakO | 0 | 0 | 0 | 0 | 0 | 0
ST | 0 | 0 | 0 | 0 | 0 | 0
STOG | 0 | 0 | 0 | 0 | 0 | 0
STWD | 0 | 0 | 0 | 0 | 0 | 0
WT | 0 | 0 | 0 | 0 | 0 | 0
IGCC | 0 | 0 | 0 | 0 | 0 | 0
DemandResponse | 0 | 0 | 0 | 0 | 0 | 0
IGCC-CCS | 0 | 0 | 0 | 0 | 0 | 0
WT_off | 0 | 0 | 0 | 0 | 0 | 0
PseudoUnit | 0 | 0 | 0 | 0 | 0 | 0
FixedInterchange | 0 | 0 | 0 | 0 | 0 | 0
Levelized Capital Costs by Reporting Type: AZ_NM_SNV_Gas
ReportingType | 2015 | 2020 | 2025 | 2030 | 2035 | 2040
BM | 0 | 0 | 0 | 0 | 0 | 0
CC | 79.32 | 314.86 | 394.84 | 394.84 | 394.84 | 315.52
CSP | 0 | 0 | 0 | 0 | 0 | 0
CT | 63.7 | 63.7 | 63.7 | 63.7 | 0 | 0
Coal | 0 | 0 | 0 | 0 | 0 | 0
Geo | 0 | 0 | 0 | 0 | 0 | 0
H | 0 | 0 | 0 | 0 | 0 | 0
LFG | 0 | 0 | 0 | 0 | 0 | 0
Nuc | 0 | 0 | 0 | 0 | 0 | 0
PS | 0 | 0 | 0 | 0 | 0 | 0
PV | 0 | 0 | 0 | 0 | 0 | 0
PeakG | 0 | 0 | 0 | 0 | 0 | 0
PeakO | 0 | 0 | 0 | 0 | 0 | 0
ST | 0 | 0 | 0 | 0 | 0 | 0
STOG | 0 | 0 | 0 | 0 | 0 | 0
STWD | 0 | 0 | 0 | 0 | 0 | 0
WT | 0 | 0 | 0 | 0 | 0 | 0
IGCC | 0 | 0 | 0 | 0 | 0 | 0
DemandResponse | 0 | 0 | 0 | 0 | 0 | 0
IGCC-CCS | 0 | 0 | 0 | 0 | 0 | 0
WT_off | 0 | 0 | 0 | 0 | 0 | 0
PseudoUnit | 0 | 0 | 0 | 0 | 0 | 0
FixedInterchange | 0 | 0 | 0 | 0 | 0 | 0
Levelized Capital Costs by Reporting Type: AZ_NM_SNV_NucRenew
ReportingType | 2015 | 2020 | 2025 | 2030 | 2035 | 2040
BM | 0 | 0 | 0 | 0 | 0 | 0
CC | 0 | 0 | 0 | 0 | 0 | 0
CSP | 0 | 0 | 0 | 0 | 0 | 0
CT | 0 | 0 | 0 | 0 | 0 | 0
Coal | 0 | 0 | 0 | 0 | 0 | 0
Geo | 0 | 0 | 369.64 | 369.64 | 369.64 | 369.64
H | 0 | 0 | 0 | 0 | 0 | 0
LFG | 0 | 0 | 11.41 | 11.41 | 11.41 | 11.41
Nuc | 0 | 0 | 0 | 145.88 | 10347.48 | 11141.94
PS | 0 | 0 | 0 | 0 | 0 | 0
PV | 34.88 | 34.88 | 34.88 | 34.88 | 0 | 0
PeakG | 0 | 0 | 0 | 0 | 0 | 0
PeakO | 0 | 0 | 0 | 0 | 0 | 0
ST | 101.35 | 245.31 | 312.9 | 289.93 | 405.49 | 261.53
STOG | 0 | 0 | 0 | 0 | 0 | 0
STWD | 0 | 0 | 0 | 0 | 0 | 0
WT | 14.28 | 2481.9 | 2481.9 | 2481.9 | 2467.61 | 0
IGCC | 0 | 0 | 0 | 0 | 0 | 0
DemandResponse | 0 | 0 | 0 | 0 | 0 | 0
IGCC-CCS | 0 | 0 | 0 | 0 | 0 | 0
WT_off | 0 | 0 | 0 | 0 | 0 | 0
PseudoUnit | 0 | 0 | 0 | 0 | 0 | 0
FixedInterchange | 0 | 0 | 0 | 0 | 0 | 0
Levelized Capital Costs by Reporting Type: ERCOT
ReportingType | 2015 | 2020 | 2025 | 2030 | 2035 | 2040
BM | 54.69 | 54.69 | 54.69 | 54.69 | 54.69 | 1311.48
CC | 1756.57 | 1756.57 | 1756.57 | 1756.57 | 1756.57 | 0
CSP | 0 | 0 | 0 | 0 | 0 | 0
CT | 20.97 | 20.97 | 20.97 | 20.97 | 0 | 0
Coal | 540.38 | 540.38 | 540.38 | 540.38 | 540.38 | 540.38
Geo | 0 | 0 | 0 | 0 | 0 | 0
H | 0 | 0 | 0 | 0 | 0 | 0
LFG | 0 | 0 | 63.77 | 63.77 | 63.77 | 63.77
Nuc | 0 | 0 | 0 | 0 | 9875.23 | 10866.95
PS | 0 | 0 | 0 | 0 | 0 | 0
PV | 4.89 | 4.89 | 4.89 | 4.89 | 0 | 0
PeakG | 0 | 0 | 0 | 0 | 0 | 0
PeakO | 0 | 0 | 0 | 0 | 0 | 0
ST | 0 | 0 | 0 | 0 | 0 | 0
STOG | 0 | 0 | 0 | 0 | 0 | 0
STWD | 0 | 0 | 0 | 0 | 0 | 0
WT | 72.7 | 72.7 | 3730.85 | 3730.85 | 3658.15 | 3705.84
IGCC | 0 | 0 | 0 | 0 | 0 | 0
DemandResponse | 0 | 0 | 0 | 0 | 0 | 0
IGCC-CCS | 0 | 0 | 0 | 0 | 0 | 0
WT_off | 0 | 0 | 0 | 0 | 0 | 0
PseudoUnit | 0 | 0 | 0 | 0 | 0 | 0
FixedInterchange | 0 | 0 | 0 | 0 | 0 | 0
Levelized Capital Costs by Reporting Type: NP15
ReportingType | 2015 | 2020 | 2025 | 2030 | 2035 | 2040
BM | 0 | 0 | 0 | 0 | 0 | 0
CC | 249.52 | 407.91 | 407.91 | 407.91 | 407.91 | 158.39
CSP | 0 | 0 | 0 | 0 | 0 | 0
CT | 17.85 | 17.85 | 17.85 | 17.85 | 0 | 0
Coal | 0 | 0 | 0 | 0 | 0 | 0
Geo | 0 | 73.84 | 179.67 | 179.67 | 179.67 | 105.83
H | 0 | 0 | 0 | 0 | 0 | 0
LFG | 0 | 84.26 | 124.75 | 124.75 | 124.75 | 40.49
Nuc | 0 | 0 | 0 | 0 | 1535.47 | 3896.57
PS | 0 | 0 | 0 | 0 | 0 | 0
PV | 2.79 | 2.79 | 2.79 | 2.79 | 0 | 0
PeakG | 0 | 0 | 0 | 0 | 0 | 0
PeakO | 0 | 0 | 0 | 0 | 0 | 0
ST | 12.6 | 12.6 | 12.6 | 12.6 | 0 | 0
STOG | 0 | 0 | 0 | 0 | 0 | 0
STWD | 0 | 0 | 0 | 0 | 0 | 0
WT | 26.07 | 837.92 | 837.92 | 3182.88 | 3249.12 | 2645.76
IGCC | 0 | 0 | 0 | 0 | 0 | 0
DemandResponse | 0 | 0 | 0 | 0 | 0 | 0
IGCC-CCS | 0 | 0 | 0 | 0 | 0 | 0
WT_off | 0 | 0 | 0 | 0 | 0 | 0
PseudoUnit | 0 | 0 | 0 | 0 | 0 | 0
FixedInterchange | 0 | 0 | 0 | 0 | 0 | 0
Levelized Capital Costs by Reporting Type: NWPP_Coal
ReportingType | 2015 | 2020 | 2025 | 2030 | 2035 | 2040
BM | 0 | 0 | 0 | 0 | 0 | 0
CC | 0 | 0 | 0 | 0 | 0 | 0
CSP | 0 | 0 | 0 | 0 | 0 | 0
CT | 0 | 0 | 0 | 0 | 0 | 0
Coal | 0 | 0 | 0 | 0 | 0 | 0
Geo | 0 | 0 | 0 | 0 | 0 | 0
H | 0 | 0 | 0 | 0 | 0 | 0
LFG | 0 | 0 | 0 | 0 | 0 | 0
Nuc | 0 | 0 | 0 | 0 | 0 | 0
PS | 0 | 0 | 0 | 0 | 0 | 0
PV | 0 | 0 | 0 | 0 | 0 | 0
PeakG | 0 | 0 | 0 | 0 | 0 | 0
PeakO | 0 | 0 | 0 | 0 | 0 | 0
ST | 0 | 0 | 0 | 0 | 0 | 0
STOG | 0 | 0 | 0 | 0 | 0 | 0
STWD | 0 | 0 | 0 | 0 | 0 | 0
WT | 0 | 0 | 0 | 0 | 0 | 0
IGCC | 0 | 0 | 0 | 0 | 0 | 0
DemandResponse | 0 | 0 | 0 | 0 | 0 | 0
IGCC-CCS | 0 | 0 | 0 | 0 | 0 | 0
WT_off | 0 | 0 | 0 | 0 | 0 | 0
PseudoUnit | 0 | 0 | 0 | 0 | 0 | 0
FixedInterchange | 0 | 0 | 0 | 0 | 0 | 0
Levelized Capital Costs by Reporting Type: NWPP_Gas
ReportingType | 2015 | 2020 | 2025 | 2030 | 2035 | 2040
BM | 0 | 0 | 0 | 0 | 0 | 0
CC | 33.4 | 221.96 | 221.96 | 221.96 | 221.96 | 188.55
CSP | 0 | 0 | 0 | 0 | 0 | 0
CT | 13.02 | 13.02 | 13.02 | 13.02 | 0 | 0
Coal | 0 | 0 | 0 | 0 | 0 | 0
Geo | 0 | 0 | 0 | 0 | 0 | 0
H | 0 | 0 | 0 | 0 | 0 | 0
LFG | 0 | 0 | 0 | 0 | 0 | 0
Nuc | 0 | 0 | 0 | 0 | 0 | 0
PS | 0 | 0 | 0 | 0 | 0 | 0
PV | 0 | 0 | 0 | 0 | 0 | 0
PeakG | 0 | 0 | 0 | 0 | 0 | 0
PeakO | 0 | 0 | 0 | 0 | 0 | 0
ST | 0 | 0 | 0 | 0 | 0 | 0
STOG | 0 | 0 | 0 | 0 | 0 | 0
STWD | 0 | 0 | 0 | 0 | 0 | 0
WT | 0 | 0 | 0 | 0 | 0 | 0
IGCC | 0 | 0 | 0 | 0 | 0 | 0
DemandResponse | 0 | 0 | 0 | 0 | 0 | 0
IGCC-CCS | 0 | 0 | 0 | 0 | 0 | 0
WT_off | 0 | 0 | 0 | 0 | 0 | 0
PseudoUnit | 0 | 0 | 0 | 0 | 0 | 0
FixedInterchange | 0 | 0 | 0 | 0 | 0 | 0
Levelized Capital Costs by Reporting Type: NWPP_NucRenew
ReportingType | 2015 | 2020 | 2025 | 2030 | 2035 | 2040
BM | 13.89 | 13.89 | 13.89 | 13.89 | 13.89 | 1234.71
CC | 0 | 0 | 0 | 0 | 0 | 0
CSP | 0 | 0 | 0 | 0 | 0 | 0
CT | 0 | 0 | 0 | 0 | 0 | 0
Coal | 0 | 0 | 0 | 0 | 0 | 0
Geo | 24.88 | 24.88 | 135.71 | 135.71 | 110.83 | 110.83
H | 0 | 0 | 0 | 0 | 110.42 | 110.42
LFG | 5.02 | 5.02 | 50.73 | 50.73 | 45.71 | 45.71
Nuc | 0 | 0 | 0 | 0 | 2587.7 | 2587.7
PS | 0 | 0 | 0 | 0 | 0 | 0
PV | 0 | 0 | 0 | 0 | 0 | 0
PeakG | 0 | 0 | 0 | 0 | 0 | 0
PeakO | 0 | 0 | 0 | 0 | 0 | 0
ST | 0 | 0 | 0 | 0 | 0 | 0
STOG | 0 | 0 | 0 | 0 | 0 | 0
STWD | 0 | 0 | 0 | 0 | 0 | 0
WT | 238.86 | 238.86 | 238.86 | 4997.97 | 4759.11 | 5276.08
IGCC | 0 | 0 | 0 | 0 | 0 | 0
DemandResponse | 0 | 0 | 0 | 0 | 0 | 0
IGCC-CCS | 0 | 0 | 0 | 0 | 0 | 0
WT_off | 0 | 0 | 0 | 0 | 0 | 0
PseudoUnit | 0 | 0 | 0 | 0 | 0 | 0
FixedInterchange | 0 | 0 | 0 | 0 | 0 | 0
Levelized Capital Costs by Reporting Type: RMPA
ReportingType | 2015 | 2020 | 2025 | 2030 | 2035 | 2040
BM | 0 | 0 | 0 | 0 | 661.2 | 778.91
CC | 0 | 188.22 | 188.22 | 188.22 | 188.22 | 188.22
CSP | 0 | 0 | 0 | 0 | 0 | 0
CT | 15.2 | 15.2 | 15.2 | 15.2 | 0 | 0
Coal | 108.63 | 108.63 | 108.63 | 108.63 | 108.63 | 108.63
Geo | 0 | 105.85 | 665.17 | 665.17 | 665.17 | 559.33
H | 0 | 0 | 0 | 0 | 0 | 0
LFG | 0.28 | 0.28 | 5.7 | 5.7 | 5.43 | 5.43
Nuc | 0 | 0 | 0 | 782.62 | 782.62 | 782.62
PS | 0 | 0 | 0 | 0 | 0 | 0
PV | 0.37 | 0.37 | 0.37 | 0.37 | 0 | 0
PeakG | 0 | 0 | 0 | 0 | 0 | 0
PeakO | 0 | 0 | 0 | 0 | 0 | 0
ST | 1.07 | 121.85 | 121.85 | 123.5 | 122.43 | 1.65
STOG | 0 | 0 | 0 | 0 | 0 | 0
STWD | 0 | 0 | 0 | 0 | 0 | 0
WT | 172.66 | 934.8 | 934.8 | 1044.53 | 871.87 | 137.49
IGCC | 0 | 0 | 0 | 0 | 0 | 0
DemandResponse | 0 | 0 | 0 | 0 | 0 | 0
IGCC-CCS | 0 | 0 | 0 | 0 | 0 | 0
WT_off | 0 | 0 | 0 | 0 | 0 | 0
PseudoUnit | 0 | 0 | 0 | 0 | 0 | 0
FixedInterchange | 0 | 0 | 0 | 0 | 0 | 0
Levelized Capital Costs by Reporting Type: SP15
ReportingType | 2015 | 2020 | 2025 | 2030 | 2035 | 2040
BM | 2.9 | 2.9 | 2.9 | 2.9 | 2.9 | 277.88
CC | 377.06 | 377.06 | 410.89 | 410.89 | 410.89 | 33.83
CSP | 0 | 0 | 0 | 0 | 0 | 0
CT | 0 | 0 | 0 | 0 | 0 | 0
Coal | 0 | 0 | 0 | 0 | 0 | 0
Geo | 14.26 | 385.19 | 385.19 | 370.93 | 370.93 | 0
H | 0 | 0 | 0 | 0 | 0 | 0
LFG | 2.09 | 125.04 | 125.04 | 124.8 | 122.95 | 0
Nuc | 0 | 0 | 0 | 0 | 0 | 0
PS | 0 | 0 | 0 | 0 | 0 | 0
PV | 1.62 | 1.62 | 1.62 | 1.62 | 0 | 0
PeakG | 0 | 0 | 0 | 0 | 0 | 0
PeakO | 0 | 0 | 0 | 0 | 0 | 0
ST | 191.39 | 191.39 | 191.39 | 931.68 | 874.33 | 1177.74
STOG | 0 | 0 | 0 | 0 | 0 | 0
STWD | 0 | 0 | 0 | 0 | 0 | 0
WT | 193.26 | 418.82 | 3304.76 | 3599.87 | 3406.61 | 3181.05
IGCC | 0 | 0 | 0 | 0 | 0 | 0
DemandResponse | 0 | 0 | 0 | 0 | 0 | 0
IGCC-CCS | 0 | 0 | 0 | 0 | 0 | 0
WT_off | 0 | 0 | 0 | 0 | 0 | 0
PseudoUnit | 0 | 0 | 0 | 0 | 0 | 0
FixedInterchange | 0 | 0 | 0 | 0 | 0 | 0
Levelized Capital Costs by Reporting Type: ALB
ReportingType | 2015 | 2020 | 2025 | 2030 | 2035 | 2040
BM | 0 | 0 | 0 | 0 | 0 | 0
CC | 0 | 10.78 | 10.78 | 10.78 | 10.78 | 10.78
CSP | 0 | 0 | 0 | 0 | 0 | 0
CT | 16.7 | 16.7 | 16.7 | 16.7 | 0 | 0
Coal | 147.62 | 147.62 | 147.62 | 147.62 | 147.62 | 147.62
Geo | 0 | 0 | 0 | 0 | 0 | 0
H | 0 | 0 | 0 | 0 | 0 | 0
LFG | 0 | 0 | 0 | 0 | 0 | 0
Nuc | 0 | 0 | 0 | 5688.99 | 6129.19 | 6138.22
PS | 0 | 0 | 0 | 0 | 0 | 0
PV | 0 | 0 | 0 | 0 | 0 | 0
PeakG | 0 | 0 | 0 | 0 | 0 | 0
PeakO | 0 | 0 | 0 | 0 | 0 | 0
ST | 0 | 0 | 0 | 0 | 0 | 0
STOG | 0 | 0 | 0 | 0 | 0 | 0
STWD | 0 | 0 | 0 | 0 | 0 | 0
WT | 2.54 | 2.54 | 2.54 | 26.38 | 23.83 | 23.83
IGCC | 0 | 0 | 0 | 0 | 0 | 0
DemandResponse | 0 | 0 | 0 | 0 | 0 | 0
IGCC-CCS | 0 | 0 | 0 | 0 | 0 | 0
WT_off | 0 | 0 | 0 | 0 | 0 | 0
PseudoUnit | 0 | 0 | 0 | 0 | 0 | 0
FixedInterchange | 0 | 0 | 0 | 0 | 0 | 0
Levelized Capital Costs by Reporting Type: BC
ReportingType | 2015 | 2020 | 2025 | 2030 | 2035 | 2040
BM | 0 | 0 | 0 | 0 | 0 | 0
CC | 55.25 | 55.25 | 55.25 | 55.25 | 55.25 | 0
CSP | 0 | 0 | 0 | 0 | 0 | 0
CT | 0 | 0 | 0 | 0 | 0 | 0
Coal | 0 | 0 | 0 | 0 | 0 | 0
Geo | 0 | 0 | 0 | 0 | 0 | 0
H | 0 | 0 | 0 | 0 | 0 | 0
LFG | 0 | 0 | 0 | 0 | 0 | 0
Nuc | 0 | 0 | 0 | 132.02 | 218 | 819.29
PS | 0 | 0 | 0 | 0 | 0 | 0
PV | 0 | 0 | 0 | 0 | 0 | 0
PeakG | 0 | 0 | 0 | 0 | 0 | 0
PeakO | 0 | 0 | 0 | 0 | 0 | 0
ST | 0 | 0 | 0 | 0 | 0 | 0
STOG | 0 | 0 | 0 | 0 | 0 | 0
STWD | 0 | 0 | 0 | 0 | 0 | 0
WT | 40.68 | 40.68 | 40.68 | 81.54 | 40.86 | 40.86
IGCC | 0 | 0 | 0 | 0 | 0 | 0
DemandResponse | 0 | 0 | 0 | 0 | 0 | 0
IGCC-CCS | 0 | 0 | 0 | 0 | 0 | 0
WT_off | 0 | 0 | 0 | 0 | 0 | 0
PseudoUnit | 0 | 0 | 0 | 0 | 0 | 0
FixedInterchange | 0 | 0 | 0 | 0 | 0 | 0
Levelized Capital Costs by Reporting Type: HQ_IESO
ReportingType | 2015 | 2020 | 2025 | 2030 | 2035 | 2040
BM | 0 | 0 | 0 | 0 | 0 | 0
CC | 0 | 0 | 0 | 0 | 0 | 0
CSP | 0 | 0 | 0 | 0 | 0 | 0
CT | 0 | 0 | 0 | 0 | 0 | 0
Coal | 0 | 0 | 0 | 0 | 0 | 0
Geo | 0 | 0 | 0 | 0 | 0 | 0
H | 0 | 0 | 0 | 0 | 0 | 0
LFG | 0 | 0 | 0 | 0 | 0 | 0
Nuc | 0 | 0 | 0 | 0 | 0 | 0
PS | 0 | 0 | 0 | 0 | 0 | 0
PV | 0 | 0 | 0 | 0 | 0 | 0
PeakG | 0 | 0 | 0 | 0 | 0 | 0
PeakO | 0 | 0 | 0 | 0 | 0 | 0
ST | 0 | 0 | 0 | 0 | 0 | 0
STOG | 0 | 0 | 0 | 0 | 0 | 0
STWD | 0 | 0 | 0 | 0 | 0 | 0
WT | 0 | 0 | 0 | 0 | 0 | 0
IGCC | 0 | 0 | 0 | 0 | 0 | 0
DemandResponse | 0 | 0 | 0 | 0 | 0 | 0
IGCC-CCS | 0 | 0 | 0 | 0 | 0 | 0
WT_off | 0 | 0 | 0 | 0 | 0 | 0
PseudoUnit | 0 | 0 | 0 | 28.98 | 28.98 | 28.98
FixedInterchange | 0 | 0 | 0 | 0 | 0 | 0
Levelized Capital Costs by Reporting Type: HQ_NEISO
ReportingType | 2015 | 2020 | 2025 | 2030 | 2035 | 2040
BM | 0 | 0 | 0 | 0 | 0 | 0
CC | 0 | 0 | 0 | 0 | 0 | 0
CSP | 0 | 0 | 0 | 0 | 0 | 0
CT | 0 | 0 | 0 | 0 | 0 | 0
Coal | 0 | 0 | 0 | 0 | 0 | 0
Geo | 0 | 0 | 0 | 0 | 0 | 0
H | 0 | 0 | 0 | 0 | 0 | 0
LFG | 0 | 0 | 0 | 0 | 0 | 0
Nuc | 0 | 0 | 0 | 0 | 0 | 0
PS | 0 | 0 | 0 | 0 | 0 | 0
PV | 0 | 0 | 0 | 0 | 0 | 0
PeakG | 0 | 0 | 0 | 0 | 0 | 0
PeakO | 0 | 0 | 0 | 0 | 0 | 0
ST | 0 | 0 | 0 | 0 | 0 | 0
STOG | 0 | 0 | 0 | 0 | 0 | 0
STWD | 0 | 0 | 0 | 0 | 0 | 0
WT | 0 | 0 | 0 | 0 | 0 | 0
IGCC | 0 | 0 | 0 | 0 | 0 | 0
DemandResponse | 0 | 0 | 0 | 0 | 0 | 0
IGCC-CCS | 0 | 0 | 0 | 0 | 0 | 0
WT_off | 0 | 0 | 0 | 0 | 0 | 0
PseudoUnit | 0 | 0 | 0 | 486.68 | 486.68 | 486.68
FixedInterchange | 0 | 0 | 0 | 0 | 0 | 0
Levelized Capital Costs by Reporting Type: HQ_NY
ReportingType | 2015 | 2020 | 2025 | 2030 | 2035 | 2040
BM | 0 | 0 | 0 | 0 | 0 | 0
CC | 0 | 0 | 0 | 0 | 0 | 0
CSP | 0 | 0 | 0 | 0 | 0 | 0
CT | 0 | 0 | 0 | 0 | 0 | 0
Coal | 0 | 0 | 0 | 0 | 0 | 0
Geo | 0 | 0 | 0 | 0 | 0 | 0
H | 0 | 0 | 0 | 0 | 0 | 0
LFG | 0 | 0 | 0 | 0 | 0 | 0
Nuc | 0 | 0 | 0 | 0 | 0 | 0
PS | 0 | 0 | 0 | 0 | 0 | 0
PV | 0 | 0 | 0 | 0 | 0 | 0
PeakG | 0 | 0 | 0 | 0 | 0 | 0
PeakO | 0 | 0 | 0 | 0 | 0 | 0
ST | 0 | 0 | 0 | 0 | 0 | 0
STOG | 0 | 0 | 0 | 0 | 0 | 0
STWD | 0 | 0 | 0 | 0 | 0 | 0
WT | 0 | 0 | 0 | 0 | 0 | 0
IGCC | 0 | 0 | 0 | 0 | 0 | 0
DemandResponse | 0 | 0 | 0 | 0 | 0 | 0
IGCC-CCS | 0 | 0 | 0 | 0 | 0 | 0
WT_off | 0 | 0 | 0 | 0 | 0 | 0
PseudoUnit | 0 | 0 | 824.05 | 824.05 | 824.05 | 824.05
FixedInterchange | 0 | 0 | 0 | 0 | 0 | 0
Levelized Capital Costs by Reporting Type: MARITIMES
ReportingType | 2015 | 2020 | 2025 | 2030 | 2035 | 2040
BM | 0 | 0 | 0 | 0 | 0 | 0
CC | 0 | 0 | 0 | 0 | 0 | 0
CSP | 0 | 0 | 0 | 0 | 0 | 0
CT | 0 | 0 | 0 | 0 | 0 | 0
Coal | 0 | 0 | 0 | 0 | 0 | 0
Geo | 0 | 0 | 0 | 0 | 0 | 0
H | 0 | 0 | 0 | 0 | 0 | 0
LFG | 0 | 0 | 0 | 0 | 0 | 0
Nuc | 0 | 0 | 0 | 0 | 0 | 0
PS | 0 | 0 | 0 | 0 | 0 | 0
PV | 0 | 0 | 0 | 0 | 0 | 0
PeakG | 0 | 0 | 0 | 0 | 0 | 0
PeakO | 0 | 0 | 0 | 0 | 0 | 0
ST | 0 | 0 | 0 | 0 | 0 | 0
STOG | 0 | 0 | 0 | 0 | 0 | 0
STWD | 0 | 0 | 0 | 0 | 0 | 0
WT | 0 | 0 | 0 | 0 | 0 | 0
IGCC | 0 | 0 | 0 | 0 | 0 | 0
DemandResponse | 0 | 0 | 0 | 0 | 0 | 0
IGCC-CCS | 0 | 0 | 0 | 0 | 0 | 0
WT_off | 0 | 0 | 0 | 0 | 0 | 0
PseudoUnit | 0 | 0 | 0 | 164.81 | 164.81 | 164.81
FixedInterchange | 0 | 0 | 0 | 0 | 0 | 0
Levelized Capital Costs by Reporting Type: All
ReportingType | 2015 | 2020 | 2025 | 2030 | 2035 | 2040
BM | 541.24 | 599.41 | 768.56 | 772.56 | 9491.98 | 29993.22
CC | 13152.71 | 20190.05 | 20480.97 | 20638.69 | 20493.21 | 7485.98
CSP | 0 | 0 | 0 | 0 | 0 | 0
CT | 541.57 | 565.29 | 565.29 | 578.63 | 101.89 | 78.18
Coal | 3114.71 | 3114.71 | 3114.71 | 3114.71 | 3114.71 | 3114.71
Geo | 39.14 | 589.75 | 1735.38 | 1721.12 | 1696.24 | 1145.63
H | 0 | 416.01 | 1479.36 | 2321.21 | 2896.01 | 2896.01
LFG | 42.41 | 454.45 | 877.93 | 1018.64 | 985.9 | 573.85
Nuc | 821.89 | 3911.01 | 3911.01 | 10668.77 | 70767.58 | 105092.27
PS | 0 | 0 | 0 | 0 | 0 | 0
PV | 612.43 | 1338.48 | 1658.54 | 1715.83 | 1107.52 | 750.64
PeakG | 0 | 0 | 0 | 0 | 0 | 0
PeakO | 0 | 0 | 0 | 0 | 0 | 0
ST | 306.41 | 571.15 | 638.75 | 1357.7 | 1402.25 | 1440.92
STOG | 0 | 0 | 0 | 0 | 0 | 0
STWD | 0 | 0 | 0 | 0 | 0 | 0
WT | 6098.69 | 22195.14 | 40187.42 | 56265.22 | 55644.32 | 41415.86
IGCC | 215.26 | 215.26 | 215.26 | 215.26 | 215.26 | 215.26
DemandResponse | 0 | 0 | 0 | 0 | 0 | 0
IGCC-CCS | 0 | 0 | 0 | 0 | 0 | 0
WT_off | 283.77 | 283.77 | 824.12 | 824.12 | 17470.75 | 27282.8
PseudoUnit | 0 | 0 | 824.05 | 1504.51 | 1504.51 | 1504.51
FixedInterchange | 0 | 0 | 0 | 0 | 0 | 0
Levelized Capital Costs by Reporting Type: EI_US
ReportingType | 2015 | 2020 | 2025 | 2030 | 2035 | 2040
BM | 324.96 | 383.12 | 552.28 | 556.28 | 8614.49 | 26245.43
CC | 10395.26 | 16651.1 | 16828.21 | 16985.94 | 16840.46 | 6590.68
CSP | 0 | 0 | 0 | 0 | 0 | 0
CT | 352.32 | 376.04 | 376.04 | 389.38 | 101.89 | 78.18
Coal | 2318.08 | 2318.08 | 2318.08 | 2318.08 | 2318.08 | 2318.08
Geo | 0 | 0 | 0 | 0 | 0 | 0
H | 0 | 174.87 | 745.44 | 776.43 | 1141.97 | 1141.97
LFG | 29.9 | 234.74 | 491.42 | 632.19 | 611.72 | 406.88
Nuc | 821.89 | 3911.01 | 3911.01 | 3919.26 | 39291.89 | 68858.99
PS | 0 | 0 | 0 | 0 | 0 | 0
PV | 28.13 | 754.18 | 1074.24 | 1131.53 | 1107.52 | 750.64
PeakG | 0 | 0 | 0 | 0 | 0 | 0
PeakO | 0 | 0 | 0 | 0 | 0 | 0
ST | 0 | 0 | 0 | 0 | 0 | 0
STOG | 0 | 0 | 0 | 0 | 0 | 0
STWD | 0 | 0 | 0 | 0 | 0 | 0
WT | 4589.99 | 16419.29 | 27867.48 | 36371.69 | 37167.17 | 26404.95
IGCC | 215.26 | 215.26 | 215.26 | 215.26 | 215.26 | 215.26
DemandResponse | 0 | 0 | 0 | 0 | 0 | 0
IGCC-CCS | 0 | 0 | 0 | 0 | 0 | 0
WT_off | 283.77 | 283.77 | 824.12 | 824.12 | 17470.75 | 27282.8
PseudoUnit | 0 | 0 | 824.05 | 1475.53 | 1475.53 | 1475.53
FixedInterchange | 0 | 0 | 0 | 0 | 0 | 0
Levelized Capital Costs by Reporting Type: EI_Canada
ReportingType | 2015 | 2020 | 2025 | 2030 | 2035 | 2040
BM | 144.8 | 144.8 | 144.8 | 144.8 | 144.8 | 144.8
CC | 206.32 | 206.32 | 206.32 | 206.32 | 206.32 | 0
CSP | 0 | 0 | 0 | 0 | 0 | 0
CT | 41.8 | 41.8 | 41.8 | 41.8 | 0 | 0
Coal | 0 | 0 | 0 | 0 | 0 | 0
Geo | 0 | 0 | 0 | 0 | 0 | 0
H | 0 | 241.14 | 733.92 | 1544.78 | 1643.62 | 1643.62
LFG | 5.12 | 5.12 | 5.12 | 5.29 | 0.17 | 0.17
Nuc | 0 | 0 | 0 | 0 | 0 | 0
PS | 0 | 0 | 0 | 0 | 0 | 0
PV | 539.74 | 539.74 | 539.74 | 539.74 | 0 | 0
PeakG | 0 | 0 | 0 | 0 | 0 | 0
PeakO | 0 | 0 | 0 | 0 | 0 | 0
ST | 0 | 0 | 0 | 0 | 0 | 0
STOG | 0 | 0 | 0 | 0 | 0 | 0
STWD | 0 | 0 | 0 | 0 | 0 | 0
WT | 747.62 | 747.62 | 747.62 | 747.62 | 0 | 0
IGCC | 0 | 0 | 0 | 0 | 0 | 0
DemandResponse | 0 | 0 | 0 | 0 | 0 | 0
IGCC-CCS | 0 | 0 | 0 | 0 | 0 | 0
WT_off | 0 | 0 | 0 | 0 | 0 | 0
PseudoUnit | 0 | 0 | 0 | 28.98 | 28.98 | 28.98
FixedInterchange | 0 | 0 | 0 | 0 | 0 | 0
Levelized Capital Costs by Reporting Type: EI
ReportingType | 2015 | 2020 | 2025 | 2030 | 2035 | 2040
BM | 469.76 | 527.93 | 697.08 | 701.08 | 8759.3 | 26390.24
CC | 10601.58 | 16857.43 | 17034.54 | 17192.26 | 17046.78 | 6590.68
CSP | 0 | 0 | 0 | 0 | 0 | 0
CT | 394.12 | 417.84 | 417.84 | 431.17 | 101.89 | 78.18
Coal | 2318.08 | 2318.08 | 2318.08 | 2318.08 | 2318.08 | 2318.08
Geo | 0 | 0 | 0 | 0 | 0 | 0
H | 0 | 416.01 | 1479.36 | 2321.21 | 2785.59 | 2785.59
LFG | 35.02 | 239.86 | 496.53 | 637.48 | 611.89 | 407.05
Nuc | 821.89 | 3911.01 | 3911.01 | 3919.26 | 39291.89 | 68858.99
PS | 0 | 0 | 0 | 0 | 0 | 0
PV | 567.88 | 1293.93 | 1613.99 | 1671.28 | 1107.52 | 750.64
PeakG | 0 | 0 | 0 | 0 | 0 | 0
PeakO | 0 | 0 | 0 | 0 | 0 | 0
ST | 0 | 0 | 0 | 0 | 0 | 0
STOG | 0 | 0 | 0 | 0 | 0 | 0
STWD | 0 | 0 | 0 | 0 | 0 | 0
WT | 5337.61 | 17166.92 | 28615.11 | 37119.31 | 37167.17 | 26404.95
IGCC | 215.26 | 215.26 | 215.26 | 215.26 | 215.26 | 215.26
DemandResponse | 0 | 0 | 0 | 0 | 0 | 0
IGCC-CCS | 0 | 0 | 0 | 0 | 0 | 0
WT_off | 283.77 | 283.77 | 824.12 | 824.12 | 17470.75 | 27282.8
PseudoUnit | 0 | 0 | 824.05 | 1504.51 | 1504.51 | 1504.51
FixedInterchange | 0 | 0 | 0 | 0 | 0 | 0
Levelized Capital Costs by Reporting Type: Outside_EI
ReportingType | 2015 | 2020 | 2025 | 2030 | 2035 | 2040
BM | 71.48 | 71.48 | 71.48 | 71.48 | 732.68 | 3602.99
CC | 2551.13 | 3332.62 | 3446.43 | 3446.43 | 3446.43 | 895.3
CSP | 0 | 0 | 0 | 0 | 0 | 0
CT | 147.45 | 147.45 | 147.45 | 147.45 | 0 | 0
Coal | 796.63 | 796.63 | 796.63 | 796.63 | 796.63 | 796.63
Geo | 39.14 | 589.75 | 1735.38 | 1721.12 | 1696.24 | 1145.63
H | 0 | 0 | 0 | 0 | 110.42 | 110.42
LFG | 7.39 | 214.59 | 381.4 | 381.16 | 374.01 | 166.8
Nuc | 0 | 0 | 0 | 6749.51 | 31475.69 | 36233.28
PS | 0 | 0 | 0 | 0 | 0 | 0
PV | 44.56 | 44.56 | 44.56 | 44.56 | 0 | 0
PeakG | 0 | 0 | 0 | 0 | 0 | 0
PeakO | 0 | 0 | 0 | 0 | 0 | 0
ST | 306.41 | 571.15 | 638.75 | 1357.7 | 1402.25 | 1440.92
STOG | 0 | 0 | 0 | 0 | 0 | 0
STWD | 0 | 0 | 0 | 0 | 0 | 0
WT | 761.07 | 5028.23 | 11572.31 | 19145.91 | 18477.15 | 15010.91
IGCC | 0 | 0 | 0 | 0 | 0 | 0
DemandResponse | 0 | 0 | 0 | 0 | 0 | 0
IGCC-CCS | 0 | 0 | 0 | 0 | 0 | 0
WT_off | 0 | 0 | 0 | 0 | 0 | 0
PseudoUnit | 0 | 0 | 0 | 0 | 0 | 0
FixedInterchange | 0 | 0 | 0 | 0 | 0 | 0
#13 | Levelized Retrofit Capital Costs ($million)
Levelized Retrofit Capital Costs by Reporting Type: Entergy
ReportingType | 2015 | 2020 | 2025 | 2030 | 2035 | 2040
BM | 0 | 0 | 0 | 0 | 0 | 0
CC | 0 | 0 | 0 | 0 | 0 | 0
CSP | 0 | 0 | 0 | 0 | 0 | 0
CT | 0 | 0 | 0 | 0 | 0 | 0
Coal | 0 | 0 | 0 | 0 | 0 | 0
Geo | 0 | 0 | 0 | 0 | 0 | 0
H | 0 | 0 | 0 | 0 | 0 | 0
LFG | 0 | 0 | 0 | 0 | 0 | 0
Nuc | 0 | 0 | 0 | 0 | 0 | 0
PS | 0 | 0 | 0 | 0 | 0 | 0
PV | 0 | 0 | 0 | 0 | 0 | 0
PeakG | 0 | 0 | 0 | 0 | 0 | 0
PeakO | 0 | 0 | 0 | 0 | 0 | 0
ST | 0 | 0 | 0 | 0 | 0 | 0
STOG | 0 | 0 | 0 | 0 | 0 | 0
STWD | 0 | 0 | 0 | 0 | 0 | 0
WT | 0 | 0 | 0 | 0 | 0 | 0
IGCC | 0 | 0 | 0 | 0 | 0 | 0
DemandResponse | 0 | 0 | 0 | 0 | 0 | 0
IGCC-CCS | 0 | 0 | 0 | 0 | 0 | 0
WT_off | 0 | 0 | 0 | 0 | 0 | 0
PseudoUnit | 0 | 0 | 0 | 0 | 0 | 0
FixedInterchange | 0 | 0 | 0 | 0 | 0 | 0
Levelized Retrofit Capital Costs by Reporting Type: FRCC
ReportingType | 2015 | 2020 | 2025 | 2030 | 2035 | 2040
BM | 0 | 0 | 0 | 0 | 0 | 0
CC | 0 | 0 | 0 | 0 | 0 | 0
CSP | 0 | 0 | 0 | 0 | 0 | 0
CT | 0 | 0 | 0 | 0 | 0 | 0
Coal | 73.1 | 17.85 | 17.85 | 115.35 | 159.88 | 134.92
Geo | 0 | 0 | 0 | 0 | 0 | 0
H | 0 | 0 | 0 | 0 | 0 | 0
LFG | 0 | 0 | 0 | 0 | 0 | 0
Nuc | 0 | 0 | 0 | 0 | 0 | 0
PS | 0 | 0 | 0 | 0 | 0 | 0
PV | 0 | 0 | 0 | 0 | 0 | 0
PeakG | 0 | 0 | 0 | 0 | 0 | 0
PeakO | 0 | 0 | 0 | 0 | 0 | 0
ST | 0 | 0 | 0 | 0 | 0 | 0
STOG | 0 | 0 | 0 | 0 | 0 | 0
STWD | 0 | 0 | 0 | 0 | 0 | 0
WT | 0 | 0 | 0 | 0 | 0 | 0
IGCC | 0 | 0 | 0 | 0 | 0 | 0
DemandResponse | 0 | 0 | 0 | 0 | 0 | 0
IGCC-CCS | 0 | 0 | 0 | 0 | 0 | 0
WT_off | 0 | 0 | 0 | 0 | 0 | 0
PseudoUnit | 0 | 0 | 0 | 0 | 0 | 0
FixedInterchange | 0 | 0 | 0 | 0 | 0 | 0
Levelized Retrofit Capital Costs by Reporting Type: MAPP_US
ReportingType | 2015 | 2020 | 2025 | 2030 | 2035 | 2040
BM | 0 | 0 | 0 | 0 | 0 | 0
CC | 0 | 0 | 0 | 0 | 0 | 0
CSP | 0 | 0 | 0 | 0 | 0 | 0
CT | 0 | 0 | 0 | 0 | 0 | 0
Coal | 22.36 | 29.02 | 6.66 | 0 | 0 | 0
Geo | 0 | 0 | 0 | 0 | 0 | 0
H | 0 | 0 | 0 | 0 | 0 | 0
LFG | 0 | 0 | 0 | 0 | 0 | 0
Nuc | 0 | 0 | 0 | 0 | 0 | 0
PS | 0 | 0 | 0 | 0 | 0 | 0
PV | 0 | 0 | 0 | 0 | 0 | 0
PeakG | 0 | 0 | 0 | 0 | 0 | 0
PeakO | 0 | 0 | 0 | 0 | 0 | 0
ST | 0 | 0 | 0 | 0 | 0 | 0
STOG | 0 | 0 | 0 | 0 | 0 | 0
STWD | 0 | 0 | 0 | 0 | 0 | 0
WT | 0 | 0 | 0 | 0 | 0 | 0
IGCC | 0 | 0 | 0 | 0 | 0 | 0
DemandResponse | 0 | 0 | 0 | 0 | 0 | 0
IGCC-CCS | 0 | 0 | 0 | 0 | 0 | 0
WT_off | 0 | 0 | 0 | 0 | 0 | 0
PseudoUnit | 0 | 0 | 0 | 0 | 0 | 0
FixedInterchange | 0 | 0 | 0 | 0 | 0 | 0
Levelized Retrofit Capital Costs by Reporting Type: MISO_IN
ReportingType | 2015 | 2020 | 2025 | 2030 | 2035 | 2040
BM | 0 | 0 | 0 | 0 | 0 | 0
CC | 0 | 0 | 0 | 0 | 0 | 0
CSP | 0 | 0 | 0 | 0 | 0 | 0
CT | 0 | 0 | 0 | 0 | 0 | 0
Coal | 0 | 53.54 | 187.36 | 277.97 | 819.35 | 706.57
Geo | 0 | 0 | 0 | 0 | 0 | 0
H | 0 | 0 | 0 | 0 | 0 | 0
LFG | 0 | 0 | 0 | 0 | 0 | 0
Nuc | 0 | 0 | 0 | 0 | 0 | 0
PS | 0 | 0 | 0 | 0 | 0 | 0
PV | 0 | 0 | 0 | 0 | 0 | 0
PeakG | 0 | 0 | 0 | 0 | 0 | 0
PeakO | 0 | 0 | 0 | 0 | 0 | 0
ST | 0 | 0 | 0 | 0 | 0 | 0
STOG | 0 | 0 | 0 | 0 | 0 | 0
STWD | 0 | 0 | 0 | 0 | 0 | 0
WT | 0 | 0 | 0 | 0 | 0 | 0
IGCC | 0 | 0 | 0 | 0 | 0 | 0
DemandResponse | 0 | 0 | 0 | 0 | 0 | 0
IGCC-CCS | 0 | 0 | 0 | 0 | 0 | 0
WT_off | 0 | 0 | 0 | 0 | 0 | 0
PseudoUnit | 0 | 0 | 0 | 0 | 0 | 0
FixedInterchange | 0 | 0 | 0 | 0 | 0 | 0
Levelized Retrofit Capital Costs by Reporting Type: MISO_MI
ReportingType | 2015 | 2020 | 2025 | 2030 | 2035 | 2040
BM | 0 | 0 | 0 | 0 | 0 | 0
CC | 0 | 0 | 0 | 0 | 0 | 0
CSP | 0 | 0 | 0 | 0 | 0 | 0
CT | 0 | 0 | 0 | 0 | 0 | 0
Coal | 15.14 | 15.14 | 0 | 0 | 0 | 0
Geo | 0 | 0 | 0 | 0 | 0 | 0
H | 0 | 0 | 0 | 0 | 0 | 0
LFG | 0 | 0 | 0 | 0 | 0 | 0
Nuc | 0 | 0 | 0 | 0 | 0 | 0
PS | 0 | 0 | 0 | 0 | 0 | 0
PV | 0 | 0 | 0 | 0 | 0 | 0
PeakG | 0 | 0 | 0 | 0 | 0 | 0
PeakO | 0 | 0 | 0 | 0 | 0 | 0
ST | 0 | 0 | 0 | 0 | 0 | 0
STOG | 0 | 0 | 0 | 0 | 0 | 0
STWD | 0 | 0 | 0 | 0 | 0 | 0
WT | 0 | 0 | 0 | 0 | 0 | 0
IGCC | 0 | 0 | 0 | 0 | 0 | 0
DemandResponse | 0 | 0 | 0 | 0 | 0 | 0
IGCC-CCS | 0 | 0 | 0 | 0 | 0 | 0
WT_off | 0 | 0 | 0 | 0 | 0 | 0
PseudoUnit | 0 | 0 | 0 | 0 | 0 | 0
FixedInterchange | 0 | 0 | 0 | 0 | 0 | 0
Levelized Retrofit Capital Costs by Reporting Type: MISO_MO-IL
ReportingType | 2015 | 2020 | 2025 | 2030 | 2035 | 2040
BM | 0 | 0 | 0 | 0 | 0 | 0
CC | 0 | 0 | 0 | 0 | 0 | 0
CSP | 0 | 0 | 0 | 0 | 0 | 0
CT | 0 | 0 | 0 | 0 | 0 | 0
Coal | 9.29 | 4.72 | 22.61 | 49.8 | 166.67 | 134.76
Geo | 0 | 0 | 0 | 0 | 0 | 0
H | 0 | 0 | 0 | 0 | 0 | 0
LFG | 0 | 0 | 0 | 0 | 0 | 0
Nuc | 0 | 0 | 0 | 0 | 0 | 0
PS | 0 | 0 | 0 | 0 | 0 | 0
PV | 0 | 0 | 0 | 0 | 0 | 0
PeakG | 0 | 0 | 0 | 0 | 0 | 0
PeakO | 0 | 0 | 0 | 0 | 0 | 0
ST | 0 | 0 | 0 | 0 | 0 | 0
STOG | 0 | 0 | 0 | 0 | 0 | 0
STWD | 0 | 0 | 0 | 0 | 0 | 0
WT | 0 | 0 | 0 | 0 | 0 | 0
IGCC | 0 | 0 | 0 | 0 | 0 | 0
DemandResponse | 0 | 0 | 0 | 0 | 0 | 0
IGCC-CCS | 0 | 0 | 0 | 0 | 0 | 0
WT_off | 0 | 0 | 0 | 0 | 0 | 0
PseudoUnit | 0 | 0 | 0 | 0 | 0 | 0
FixedInterchange | 0 | 0 | 0 | 0 | 0 | 0
Levelized Retrofit Capital Costs by Reporting Type: MISO_W
ReportingType | 2015 | 2020 | 2025 | 2030 | 2035 | 2040
BM | 0 | 0 | 0 | 0 | 0 | 0
CC | 0 | 0 | 0 | 0 | 0 | 0
CSP | 0 | 0 | 0 | 0 | 0 | 0
CT | 0 | 0 | 0 | 0 | 0 | 0
Coal | 26.68 | 12.92 | 183.05 | 170.13 | 0 | 0
Geo | 0 | 0 | 0 | 0 | 0 | 0
H | 0 | 0 | 0 | 0 | 0 | 0
LFG | 0 | 0 | 0 | 0 | 0 | 0
Nuc | 0 | 0 | 0 | 0 | 0 | 0
PS | 0 | 0 | 0 | 0 | 0 | 0
PV | 0 | 0 | 0 | 0 | 0 | 0
PeakG | 0 | 0 | 0 | 0 | 0 | 0
PeakO | 0 | 0 | 0 | 0 | 0 | 0
ST | 0 | 0 | 0 | 0 | 0 | 0
STOG | 0 | 0 | 0 | 0 | 0 | 0
STWD | 0 | 0 | 0 | 0 | 0 | 0
WT | 0 | 0 | 0 | 0 | 0 | 0
IGCC | 0 | 0 | 0 | 0 | 0 | 0
DemandResponse | 0 | 0 | 0 | 0 | 0 | 0
IGCC-CCS | 0 | 0 | 0 | 0 | 0 | 0
WT_off | 0 | 0 | 0 | 0 | 0 | 0
PseudoUnit | 0 | 0 | 0 | 0 | 0 | 0
FixedInterchange | 0 | 0 | 0 | 0 | 0 | 0
Levelized Retrofit Capital Costs by Reporting Type: MISO_WUMS
ReportingType | 2015 | 2020 | 2025 | 2030 | 2035 | 2040
BM | 0 | 0 | 0 | 0 | 0 | 0
CC | 0 | 0 | 0 | 0 | 0 | 0
CSP | 0 | 0 | 0 | 0 | 0 | 0
CT | 0 | 0 | 0 | 0 | 0 | 0
Coal | 197.26 | 173.27 | 39.88 | 39.88 | 101.57 | 171.41
Geo | 0 | 0 | 0 | 0 | 0 | 0
H | 0 | 0 | 0 | 0 | 0 | 0
LFG | 0 | 0 | 0 | 0 | 0 | 0
Nuc | 0 | 0 | 0 | 0 | 0 | 0
PS | 0 | 0 | 0 | 0 | 0 | 0
PV | 0 | 0 | 0 | 0 | 0 | 0
PeakG | 0 | 0 | 0 | 0 | 0 | 0
PeakO | 0 | 0 | 0 | 0 | 0 | 0
ST | 0 | 0 | 0 | 0 | 0 | 0
STOG | 0 | 0 | 0 | 0 | 0 | 0
STWD | 0 | 0 | 0 | 0 | 0 | 0
WT | 0 | 0 | 0 | 0 | 0 | 0
IGCC | 0 | 0 | 0 | 0 | 0 | 0
DemandResponse | 0 | 0 | 0 | 0 | 0 | 0
IGCC-CCS | 0 | 0 | 0 | 0 | 0 | 0
WT_off | 0 | 0 | 0 | 0 | 0 | 0
PseudoUnit | 0 | 0 | 0 | 0 | 0 | 0
FixedInterchange | 0 | 0 | 0 | 0 | 0 | 0
Levelized Retrofit Capital Costs by Reporting Type: Nebraska
ReportingType | 2015 | 2020 | 2025 | 2030 | 2035 | 2040
BM | 0 | 0 | 0 | 0 | 0 | 0
CC | 0 | 0 | 0 | 0 | 0 | 0
CSP | 0 | 0 | 0 | 0 | 0 | 0
CT | 0 | 0 | 0 | 0 | 0 | 0
Coal | 0 | 126.94 | 144.67 | 17.73 | 0 | 0
Geo | 0 | 0 | 0 | 0 | 0 | 0
H | 0 | 0 | 0 | 0 | 0 | 0
LFG | 0 | 0 | 0 | 0 | 0 | 0
Nuc | 0 | 0 | 0 | 0 | 0 | 0
PS | 0 | 0 | 0 | 0 | 0 | 0
PV | 0 | 0 | 0 | 0 | 0 | 0
PeakG | 0 | 0 | 0 | 0 | 0 | 0
PeakO | 0 | 0 | 0 | 0 | 0 | 0
ST | 0 | 0 | 0 | 0 | 0 | 0
STOG | 0 | 0 | 0 | 0 | 0 | 0
STWD | 0 | 0 | 0 | 0 | 0 | 0
WT | 0 | 0 | 0 | 0 | 0 | 0
IGCC | 0 | 0 | 0 | 0 | 0 | 0
DemandResponse | 0 | 0 | 0 | 0 | 0 | 0
IGCC-CCS | 0 | 0 | 0 | 0 | 0 | 0
WT_off | 0 | 0 | 0 | 0 | 0 | 0
PseudoUnit | 0 | 0 | 0 | 0 | 0 | 0
FixedInterchange | 0 | 0 | 0 | 0 | 0 | 0
Levelized Retrofit Capital Costs by Reporting Type: NEISO
ReportingType | 2015 | 2020 | 2025 | 2030 | 2035 | 2040
BM | 0 | 0 | 0 | 0 | 0 | 0
CC | 0 | 0 | 0 | 0 | 0 | 0
CSP | 0 | 0 | 0 | 0 | 0 | 0
CT | 0 | 0 | 0 | 0 | 0 | 0
Coal | 29.15 | 29.15 | 0 | 0 | 0 | 0
Geo | 0 | 0 | 0 | 0 | 0 | 0
H | 0 | 0 | 0 | 0 | 0 | 0
LFG | 0 | 0 | 0 | 0 | 0 | 0
Nuc | 0 | 0 | 0 | 0 | 0 | 0
PS | 0 | 0 | 0 | 0 | 0 | 0
PV | 0 | 0 | 0 | 0 | 0 | 0
PeakG | 0 | 0 | 0 | 0 | 0 | 0
PeakO | 0 | 0 | 0 | 0 | 0 | 0
ST | 0 | 0 | 0 | 0 | 0 | 0
STOG | 0 | 0 | 0 | 0 | 0 | 0
STWD | 0 | 0 | 0 | 0 | 0 | 0
WT | 0 | 0 | 0 | 0 | 0 | 0
IGCC | 0 | 0 | 0 | 0 | 0 | 0
DemandResponse | 0 | 0 | 0 | 0 | 0 | 0
IGCC-CCS | 0 | 0 | 0 | 0 | 0 | 0
WT_off | 0 | 0 | 0 | 0 | 0 | 0
PseudoUnit | 0 | 0 | 0 | 0 | 0 | 0
FixedInterchange | 0 | 0 | 0 | 0 | 0 | 0
Levelized Retrofit Capital Costs by Reporting Type: NonRTO_Midwest
ReportingType | 2015 | 2020 | 2025 | 2030 | 2035 | 2040
BM | 0 | 0 | 0 | 0 | 0 | 0
CC | 0 | 0 | 0 | 0 | 0 | 0
CSP | 0 | 0 | 0 | 0 | 0 | 0
CT | 0 | 0 | 0 | 0 | 0 | 0
Coal | 165.72 | 162.72 | 27.84 | 319.33 | 360.81 | 44.62
Geo | 0 | 0 | 0 | 0 | 0 | 0
H | 0 | 0 | 0 | 0 | 0 | 0
LFG | 0 | 0 | 0 | 0 | 0 | 0
Nuc | 0 | 0 | 0 | 0 | 0 | 0
PS | 0 | 0 | 0 | 0 | 0 | 0
PV | 0 | 0 | 0 | 0 | 0 | 0
PeakG | 0 | 0 | 0 | 0 | 0 | 0
PeakO | 0 | 0 | 0 | 0 | 0 | 0
ST | 0 | 0 | 0 | 0 | 0 | 0
STOG | 0 | 0 | 0 | 0 | 0 | 0
STWD | 0 | 0 | 0 | 0 | 0 | 0
WT | 0 | 0 | 0 | 0 | 0 | 0
IGCC | 0 | 0 | 0 | 0 | 0 | 0
DemandResponse | 0 | 0 | 0 | 0 | 0 | 0
IGCC-CCS | 0 | 0 | 0 | 0 | 0 | 0
WT_off | 0 | 0 | 0 | 0 | 0 | 0
PseudoUnit | 0 | 0 | 0 | 0 | 0 | 0
FixedInterchange | 0 | 0 | 0 | 0 | 0 | 0
Levelized Retrofit Capital Costs by Reporting Type: NYISO_A-F
ReportingType | 2015 | 2020 | 2025 | 2030 | 2035 | 2040
BM | 0 | 0 | 0 | 0 | 0 | 0
CC | 0 | 0 | 0 | 0 | 0 | 0
CSP | 0 | 0 | 0 | 0 | 0 | 0
CT | 0 | 0 | 0 | 0 | 0 | 0
Coal | 0 | 0 | 0 | 0 | 0 | 0
Geo | 0 | 0 | 0 | 0 | 0 | 0
H | 0 | 0 | 0 | 0 | 0 | 0
LFG | 0 | 0 | 0 | 0 | 0 | 0
Nuc | 0 | 0 | 0 | 0 | 0 | 0
PS | 0 | 0 | 0 | 0 | 0 | 0
PV | 0 | 0 | 0 | 0 | 0 | 0
PeakG | 0 | 0 | 0 | 0 | 0 | 0
PeakO | 0 | 0 | 0 | 0 | 0 | 0
ST | 0 | 0 | 0 | 0 | 0 | 0
STOG | 0 | 0 | 0 | 0 | 0 | 0
STWD | 0 | 0 | 0 | 0 | 0 | 0
WT | 0 | 0 | 0 | 0 | 0 | 0
IGCC | 0 | 0 | 0 | 0 | 0 | 0
DemandResponse | 0 | 0 | 0 | 0 | 0 | 0
IGCC-CCS | 0 | 0 | 0 | 0 | 0 | 0
WT_off | 0 | 0 | 0 | 0 | 0 | 0
PseudoUnit | 0 | 0 | 0 | 0 | 0 | 0
FixedInterchange | 0 | 0 | 0 | 0 | 0 | 0
Levelized Retrofit Capital Costs by Reporting Type: NYISO_G-I
ReportingType | 2015 | 2020 | 2025 | 2030 | 2035 | 2040
BM | 0 | 0 | 0 | 0 | 0 | 0
CC | 0 | 0 | 0 | 0 | 0 | 0
CSP | 0 | 0 | 0 | 0 | 0 | 0
CT | 0 | 0 | 0 | 0 | 0 | 0
Coal | 0 | 0 | 0 | 0 | 0 | 0
Geo | 0 | 0 | 0 | 0 | 0 | 0
H | 0 | 0 | 0 | 0 | 0 | 0
LFG | 0 | 0 | 0 | 0 | 0 | 0
Nuc | 0 | 0 | 0 | 0 | 0 | 0
PS | 0 | 0 | 0 | 0 | 0 | 0
PV | 0 | 0 | 0 | 0 | 0 | 0
PeakG | 0 | 0 | 0 | 0 | 0 | 0
PeakO | 0 | 0 | 0 | 0 | 0 | 0
ST | 0 | 0 | 0 | 0 | 0 | 0
STOG | 0 | 0 | 0 | 0 | 0 | 0
STWD | 0 | 0 | 0 | 0 | 0 | 0
WT | 0 | 0 | 0 | 0 | 0 | 0
IGCC | 0 | 0 | 0 | 0 | 0 | 0
DemandResponse | 0 | 0 | 0 | 0 | 0 | 0
IGCC-CCS | 0 | 0 | 0 | 0 | 0 | 0
WT_off | 0 | 0 | 0 | 0 | 0 | 0
PseudoUnit | 0 | 0 | 0 | 0 | 0 | 0
FixedInterchange | 0 | 0 | 0 | 0 | 0 | 0
Levelized Retrofit Capital Costs by Reporting Type: NYISO_J-K
ReportingType | 2015 | 2020 | 2025 | 2030 | 2035 | 2040
BM | 0 | 0 | 0 | 0 | 0 | 0
CC | 0 | 0 | 0 | 0 | 0 | 0
CSP | 0 | 0 | 0 | 0 | 0 | 0
CT | 0 | 0 | 0 | 0 | 0 | 0
Coal | 0 | 0 | 0 | 0 | 0 | 0
Geo | 0 | 0 | 0 | 0 | 0 | 0
H | 0 | 0 | 0 | 0 | 0 | 0
LFG | 0 | 0 | 0 | 0 | 0 | 0
Nuc | 0 | 0 | 0 | 0 | 0 | 0
PS | 0 | 0 | 0 | 0 | 0 | 0
PV | 0 | 0 | 0 | 0 | 0 | 0
PeakG | 0 | 0 | 0 | 0 | 0 | 0
PeakO | 0 | 0 | 0 | 0 | 0 | 0
ST | 0 | 0 | 0 | 0 | 0 | 0
STOG | 0 | 0 | 0 | 0 | 0 | 0
STWD | 0 | 0 | 0 | 0 | 0 | 0
WT | 0 | 0 | 0 | 0 | 0 | 0
IGCC | 0 | 0 | 0 | 0 | 0 | 0
DemandResponse | 0 | 0 | 0 | 0 | 0 | 0
IGCC-CCS | 0 | 0 | 0 | 0 | 0 | 0
WT_off | 0 | 0 | 0 | 0 | 0 | 0
PseudoUnit | 0 | 0 | 0 | 0 | 0 | 0
FixedInterchange | 0 | 0 | 0 | 0 | 0 | 0
Levelized Retrofit Capital Costs by Reporting Type: PJM_E
ReportingType | 2015 | 2020 | 2025 | 2030 | 2035 | 2040
BM | 0 | 0 | 0 | 0 | 0 | 0
CC | 0 | 0 | 0 | 0 | 0 | 0
CSP | 0 | 0 | 0 | 0 | 0 | 0
CT | 0 | 0 | 0 | 0 | 0 | 0
Coal | 22.45 | 22.45 | 0 | 2.35 | 35.72 | 73.39
Geo | 0 | 0 | 0 | 0 | 0 | 0
H | 0 | 0 | 0 | 0 | 0 | 0
LFG | 0 | 0 | 0 | 0 | 0 | 0
Nuc | 0 | 0 | 0 | 0 | 0 | 0
PS | 0 | 0 | 0 | 0 | 0 | 0
PV | 0 | 0 | 0 | 0 | 0 | 0
PeakG | 0 | 0 | 0 | 0 | 0 | 0
PeakO | 0 | 0 | 0 | 0 | 0 | 0
ST | 0 | 0 | 0 | 0 | 0 | 0
STOG | 0 | 0 | 0 | 0 | 0 | 0
STWD | 0 | 0 | 0 | 0 | 0 | 0
WT | 0 | 0 | 0 | 0 | 0 | 0
IGCC | 0 | 0 | 0 | 0 | 0 | 0
DemandResponse | 0 | 0 | 0 | 0 | 0 | 0
IGCC-CCS | 0 | 0 | 0 | 0 | 0 | 0
WT_off | 0 | 0 | 0 | 0 | 0 | 0
PseudoUnit | 0 | 0 | 0 | 0 | 0 | 0
FixedInterchange | 0 | 0 | 0 | 0 | 0 | 0
Levelized Retrofit Capital Costs by Reporting Type: PJM_ROM
ReportingType | 2015 | 2020 | 2025 | 2030 | 2035 | 2040
BM | 0 | 0 | 0 | 0 | 0 | 0
CC | 0 | 0 | 0 | 0 | 0 | 0
CSP | 0 | 0 | 0 | 0 | 0 | 0
CT | 0 | 0 | 0 | 0 | 0 | 0
Coal | 14.63 | 4.36 | 5.85 | 42.46 | 78.81 | 37.83
Geo | 0 | 0 | 0 | 0 | 0 | 0
H | 0 | 0 | 0 | 0 | 0 | 0
LFG | 0 | 0 | 0 | 0 | 0 | 0
Nuc | 0 | 0 | 0 | 0 | 0 | 0
PS | 0 | 0 | 0 | 0 | 0 | 0
PV | 0 | 0 | 0 | 0 | 0 | 0
PeakG | 0 | 0 | 0 | 0 | 0 | 0
PeakO | 0 | 0 | 0 | 0 | 0 | 0
ST | 0 | 0 | 0 | 0 | 0 | 0
STOG | 0 | 0 | 0 | 0 | 0 | 0
STWD | 0 | 0 | 0 | 0 | 0 | 0
WT | 0 | 0 | 0 | 0 | 0 | 0
IGCC | 0 | 0 | 0 | 0 | 0 | 0
DemandResponse | 0 | 0 | 0 | 0 | 0 | 0
IGCC-CCS | 0 | 0 | 0 | 0 | 0 | 0
WT_off | 0 | 0 | 0 | 0 | 0 | 0
PseudoUnit | 0 | 0 | 0 | 0 | 0 | 0
FixedInterchange | 0 | 0 | 0 | 0 | 0 | 0
Levelized Retrofit Capital Costs by Reporting Type: PJM_ROR
ReportingType | 2015 | 2020 | 2025 | 2030 | 2035 | 2040
BM | 0 | 0 | 0 | 0 | 0 | 0
CC | 0 | 0 | 0 | 0 | 0 | 0
CSP | 0 | 0 | 0 | 0 | 0 | 0
CT | 0 | 0 | 0 | 0 | 0 | 0
Coal | 46.99 | 158.51 | 380 | 959.95 | 1538.21 | 799.74
Geo | 0 | 0 | 0 | 0 | 0 | 0
H | 0 | 0 | 0 | 0 | 0 | 0
LFG | 0 | 0 | 0 | 0 | 0 | 0
Nuc | 0 | 0 | 0 | 0 | 0 | 0
PS | 0 | 0 | 0 | 0 | 0 | 0
PV | 0 | 0 | 0 | 0 | 0 | 0
PeakG | 0 | 0 | 0 | 0 | 0 | 0
PeakO | 0 | 0 | 0 | 0 | 0 | 0
ST | 0 | 0 | 0 | 0 | 0 | 0
STOG | 0 | 0 | 0 | 0 | 0 | 0
STWD | 0 | 0 | 0 | 0 | 0 | 0
WT | 0 | 0 | 0 | 0 | 0 | 0
IGCC | 0 | 0 | 0 | 0 | 0 | 0
DemandResponse | 0 | 0 | 0 | 0 | 0 | 0
IGCC-CCS | 0 | 0 | 0 | 0 | 0 | 0
WT_off | 0 | 0 | 0 | 0 | 0 | 0
PseudoUnit | 0 | 0 | 0 | 0 | 0 | 0
FixedInterchange | 0 | 0 | 0 | 0 | 0 | 0
Levelized Retrofit Capital Costs by Reporting Type: SOCO
ReportingType | 2015 | 2020 | 2025 | 2030 | 2035 | 2040
BM | 0 | 0 | 0 | 0 | 0 | 0
CC | 0 | 0 | 0 | 0 | 0 | 0
CSP | 0 | 0 | 0 | 0 | 0 | 0
CT | 0 | 0 | 0 | 0 | 0 | 0
Coal | 400.34 | 420.31 | 297.81 | 412.07 | 134.23 | 0
Geo | 0 | 0 | 0 | 0 | 0 | 0
H | 0 | 0 | 0 | 0 | 0 | 0
LFG | 0 | 0 | 0 | 0 | 0 | 0
Nuc | 0 | 0 | 0 | 0 | 0 | 0
PS | 0 | 0 | 0 | 0 | 0 | 0
PV | 0 | 0 | 0 | 0 | 0 | 0
PeakG | 0 | 0 | 0 | 0 | 0 | 0
PeakO | 0 | 0 | 0 | 0 | 0 | 0
ST | 0 | 0 | 0 | 0 | 0 | 0
STOG | 0 | 0 | 0 | 0 | 0 | 0
STWD | 0 | 0 | 0 | 0 | 0 | 0
WT | 0 | 0 | 0 | 0 | 0 | 0
IGCC | 0 | 0 | 0 | 0 | 0 | 0
DemandResponse | 0 | 0 | 0 | 0 | 0 | 0
IGCC-CCS | 0 | 0 | 0 | 0 | 0 | 0
WT_off | 0 | 0 | 0 | 0 | 0 | 0
PseudoUnit | 0 | 0 | 0 | 0 | 0 | 0
FixedInterchange | 0 | 0 | 0 | 0 | 0 | 0
Levelized Retrofit Capital Costs by Reporting Type: SPP_N
ReportingType | 2015 | 2020 | 2025 | 2030 | 2035 | 2040
BM | 0 | 0 | 0 | 0 | 0 | 0
CC | 0 | 0 | 0 | 0 | 0 | 0
CSP | 0 | 0 | 0 | 0 | 0 | 0
CT | 0 | 0 | 0 | 0 | 0 | 0
Coal | 0 | 46.8 | 52.01 | 127.73 | 338.37 | 215.84
Geo | 0 | 0 | 0 | 0 | 0 | 0
H | 0 | 0 | 0 | 0 | 0 | 0
LFG | 0 | 0 | 0 | 0 | 0 | 0
Nuc | 0 | 0 | 0 | 0 | 0 | 0
PS | 0 | 0 | 0 | 0 | 0 | 0
PV | 0 | 0 | 0 | 0 | 0 | 0
PeakG | 0 | 0 | 0 | 0 | 0 | 0
PeakO | 0 | 0 | 0 | 0 | 0 | 0
ST | 0 | 0 | 0 | 0 | 0 | 0
STOG | 0 | 0 | 0 | 0 | 0 | 0
STWD | 0 | 0 | 0 | 0 | 0 | 0
WT | 0 | 0 | 0 | 0 | 0 | 0
IGCC | 0 | 0 | 0 | 0 | 0 | 0
DemandResponse | 0 | 0 | 0 | 0 | 0 | 0
IGCC-CCS | 0 | 0 | 0 | 0 | 0 | 0
WT_off | 0 | 0 | 0 | 0 | 0 | 0
PseudoUnit | 0 | 0 | 0 | 0 | 0 | 0
FixedInterchange | 0 | 0 | 0 | 0 | 0 | 0
Levelized Retrofit Capital Costs by Reporting Type: SPP_S
ReportingType | 2015 | 2020 | 2025 | 2030 | 2035 | 2040
BM | 0 | 0 | 0 | 0 | 0 | 0
CC | 0 | 0 | 0 | 0 | 0 | 0
CSP | 0 | 0 | 0 | 0 | 0 | 0
CT | 0 | 0 | 0 | 0 | 0 | 0
Coal | 0 | 20.71 | 20.71 | 0 | 0 | 0
Geo | 0 | 0 | 0 | 0 | 0 | 0
H | 0 | 0 | 0 | 0 | 0 | 0
LFG | 0 | 0 | 0 | 0 | 0 | 0
Nuc | 0 | 0 | 0 | 0 | 0 | 0
PS | 0 | 0 | 0 | 0 | 0 | 0
PV | 0 | 0 | 0 | 0 | 0 | 0
PeakG | 0 | 0 | 0 | 0 | 0 | 0
PeakO | 0 | 0 | 0 | 0 | 0 | 0
ST | 0 | 0 | 0 | 0 | 0 | 0
STOG | 0 | 0 | 0 | 0 | 0 | 0
STWD | 0 | 0 | 0 | 0 | 0 | 0
WT | 0 | 0 | 0 | 0 | 0 | 0
IGCC | 0 | 0 | 0 | 0 | 0 | 0
DemandResponse | 0 | 0 | 0 | 0 | 0 | 0
IGCC-CCS | 0 | 0 | 0 | 0 | 0 | 0
WT_off | 0 | 0 | 0 | 0 | 0 | 0
PseudoUnit | 0 | 0 | 0 | 0 | 0 | 0
FixedInterchange | 0 | 0 | 0 | 0 | 0 | 0
Levelized Retrofit Capital Costs by Reporting Type: TVA
ReportingType | 2015 | 2020 | 2025 | 2030 | 2035 | 2040
BM | 0 | 0 | 0 | 0 | 0 | 0
CC | 0 | 0 | 0 | 0 | 0 | 0
CSP | 0 | 0 | 0 | 0 | 0 | 0
CT | 0 | 0 | 0 | 0 | 0 | 0
Coal | 0 | 22.78 | 22.78 | 0 | 0 | 0
Geo | 0 | 0 | 0 | 0 | 0 | 0
H | 0 | 0 | 0 | 0 | 0 | 0
LFG | 0 | 0 | 0 | 0 | 0 | 0
Nuc | 0 | 0 | 0 | 0 | 0 | 0
PS | 0 | 0 | 0 | 0 | 0 | 0
PV | 0 | 0 | 0 | 0 | 0 | 0
PeakG | 0 | 0 | 0 | 0 | 0 | 0
PeakO | 0 | 0 | 0 | 0 | 0 | 0
ST | 0 | 0 | 0 | 0 | 0 | 0
STOG | 0 | 0 | 0 | 0 | 0 | 0
STWD | 0 | 0 | 0 | 0 | 0 | 0
WT | 0 | 0 | 0 | 0 | 0 | 0
IGCC | 0 | 0 | 0 | 0 | 0 | 0
DemandResponse | 0 | 0 | 0 | 0 | 0 | 0
IGCC-CCS | 0 | 0 | 0 | 0 | 0 | 0
WT_off | 0 | 0 | 0 | 0 | 0 | 0
PseudoUnit | 0 | 0 | 0 | 0 | 0 | 0
FixedInterchange | 0 | 0 | 0 | 0 | 0 | 0
Levelized Retrofit Capital Costs by Reporting Type: TVA_Transmission
ReportingType | 2015 | 2020 | 2025 | 2030 | 2035 | 2040
BM | 0 | 0 | 0 | 0 | 0 | 0
CC | 0 | 0 | 0 | 0 | 0 | 0
CSP | 0 | 0 | 0 | 0 | 0 | 0
CT | 0 | 0 | 0 | 0 | 0 | 0
Coal | 0 | 0 | 0 | 0 | 0 | 0
Geo | 0 | 0 | 0 | 0 | 0 | 0
H | 0 | 0 | 0 | 0 | 0 | 0
LFG | 0 | 0 | 0 | 0 | 0 | 0
Nuc | 0 | 0 | 0 | 0 | 0 | 0
PS | 0 | 0 | 0 | 0 | 0 | 0
PV | 0 | 0 | 0 | 0 | 0 | 0
PeakG | 0 | 0 | 0 | 0 | 0 | 0
PeakO | 0 | 0 | 0 | 0 | 0 | 0
ST | 0 | 0 | 0 | 0 | 0 | 0
STOG | 0 | 0 | 0 | 0 | 0 | 0
STWD | 0 | 0 | 0 | 0 | 0 | 0
WT | 0 | 0 | 0 | 0 | 0 | 0
IGCC | 0 | 0 | 0 | 0 | 0 | 0
DemandResponse | 0 | 0 | 0 | 0 | 0 | 0
IGCC-CCS | 0 | 0 | 0 | 0 | 0 | 0
WT_off | 0 | 0 | 0 | 0 | 0 | 0
PseudoUnit | 0 | 0 | 0 | 0 | 0 | 0
FixedInterchange | 0 | 0 | 0 | 0 | 0 | 0
Levelized Retrofit Capital Costs by Reporting Type: VACAR
ReportingType | 2015 | 2020 | 2025 | 2030 | 2035 | 2040
BM | 0 | 0 | 0 | 0 | 0 | 0
CC | 0 | 0 | 0 | 0 | 0 | 0
CSP | 0 | 0 | 0 | 0 | 0 | 0
CT | 0 | 0 | 0 | 0 | 0 | 0
Coal | 0 | 24.71 | 115.5 | 144.12 | 134.04 | 89.45
Geo | 0 | 0 | 0 | 0 | 0 | 0
H | 0 | 0 | 0 | 0 | 0 | 0
LFG | 0 | 0 | 0 | 0 | 0 | 0
Nuc | 0 | 0 | 0 | 0 | 0 | 0
PS | 0 | 0 | 0 | 0 | 0 | 0
PV | 0 | 0 | 0 | 0 | 0 | 0
PeakG | 0 | 0 | 0 | 0 | 0 | 0
PeakO | 0 | 0 | 0 | 0 | 0 | 0
ST | 0 | 0 | 0 | 0 | 0 | 0
STOG | 0 | 0 | 0 | 0 | 0 | 0
STWD | 0 | 0 | 0 | 0 | 0 | 0
WT | 0 | 0 | 0 | 0 | 0 | 0
IGCC | 0 | 0 | 0 | 0 | 0 | 0
DemandResponse | 0 | 0 | 0 | 0 | 0 | 0
IGCC-CCS | 0 | 0 | 0 | 0 | 0 | 0
WT_off | 0 | 0 | 0 | 0 | 0 | 0
PseudoUnit | 0 | 0 | 0 | 0 | 0 | 0
FixedInterchange | 0 | 0 | 0 | 0 | 0 | 0
Levelized Retrofit Capital Costs by Reporting Type: IESO
ReportingType | 2015 | 2020 | 2025 | 2030 | 2035 | 2040
BM | 0 | 0 | 0 | 0 | 0 | 0
CC | 0 | 0 | 0 | 0 | 0 | 0
CSP | 0 | 0 | 0 | 0 | 0 | 0
CT | 0 | 0 | 0 | 0 | 0 | 0
Coal | 0 | 0 | 0 | 0 | 0 | 0
Geo | 0 | 0 | 0 | 0 | 0 | 0
H | 0 | 0 | 0 | 0 | 0 | 0
LFG | 0 | 0 | 0 | 0 | 0 | 0
Nuc | 0 | 0 | 0 | 0 | 0 | 0
PS | 0 | 0 | 0 | 0 | 0 | 0
PV | 0 | 0 | 0 | 0 | 0 | 0
PeakG | 0 | 0 | 0 | 0 | 0 | 0
PeakO | 0 | 0 | 0 | 0 | 0 | 0
ST | 0 | 0 | 0 | 0 | 0 | 0
STOG | 0 | 0 | 0 | 0 | 0 | 0
STWD | 0 | 0 | 0 | 0 | 0 | 0
WT | 0 | 0 | 0 | 0 | 0 | 0
IGCC | 0 | 0 | 0 | 0 | 0 | 0
DemandResponse | 0 | 0 | 0 | 0 | 0 | 0
IGCC-CCS | 0 | 0 | 0 | 0 | 0 | 0
WT_off | 0 | 0 | 0 | 0 | 0 | 0
PseudoUnit | 0 | 0 | 0 | 0 | 0 | 0
FixedInterchange | 0 | 0 | 0 | 0 | 0 | 0
Levelized Retrofit Capital Costs by Reporting Type: MAPP_CA
ReportingType | 2015 | 2020 | 2025 | 2030 | 2035 | 2040
BM | 0 | 0 | 0 | 0 | 0 | 0
CC | 0 | 0 | 0 | 0 | 0 | 0
CSP | 0 | 0 | 0 | 0 | 0 | 0
CT | 0 | 0 | 0 | 0 | 0 | 0
Coal | 0 | 0 | 0 | 0 | 0 | 0
Geo | 0 | 0 | 0 | 0 | 0 | 0
H | 0 | 0 | 0 | 0 | 0 | 0
LFG | 0 | 0 | 0 | 0 | 0 | 0
Nuc | 0 | 0 | 0 | 0 | 0 | 0
PS | 0 | 0 | 0 | 0 | 0 | 0
PV | 0 | 0 | 0 | 0 | 0 | 0
PeakG | 0 | 0 | 0 | 0 | 0 | 0
PeakO | 0 | 0 | 0 | 0 | 0 | 0
ST | 0 | 0 | 0 | 0 | 0 | 0
STOG | 0 | 0 | 0 | 0 | 0 | 0
STWD | 0 | 0 | 0 | 0 | 0 | 0
WT | 0 | 0 | 0 | 0 | 0 | 0
IGCC | 0 | 0 | 0 | 0 | 0 | 0
DemandResponse | 0 | 0 | 0 | 0 | 0 | 0
IGCC-CCS | 0 | 0 | 0 | 0 | 0 | 0
WT_off | 0 | 0 | 0 | 0 | 0 | 0
PseudoUnit | 0 | 0 | 0 | 0 | 0 | 0
FixedInterchange | 0 | 0 | 0 | 0 | 0 | 0
Levelized Retrofit Capital Costs by Reporting Type: AZ_NM_SNV_Coal
ReportingType | 2015 | 2020 | 2025 | 2030 | 2035 | 2040
BM | 0 | 0 | 0 | 0 | 0 | 0
CC | 0 | 0 | 0 | 0 | 0 | 0
CSP | 0 | 0 | 0 | 0 | 0 | 0
CT | 0 | 0 | 0 | 0 | 0 | 0
Coal | 49.67 | 60.14 | 27.21 | 18.69 | 182.29 | 163.6
Geo | 0 | 0 | 0 | 0 | 0 | 0
H | 0 | 0 | 0 | 0 | 0 | 0
LFG | 0 | 0 | 0 | 0 | 0 | 0
Nuc | 0 | 0 | 0 | 0 | 0 | 0
PS | 0 | 0 | 0 | 0 | 0 | 0
PV | 0 | 0 | 0 | 0 | 0 | 0
PeakG | 0 | 0 | 0 | 0 | 0 | 0
PeakO | 0 | 0 | 0 | 0 | 0 | 0
ST | 0 | 0 | 0 | 0 | 0 | 0
STOG | 0 | 0 | 0 | 0 | 0 | 0
STWD | 0 | 0 | 0 | 0 | 0 | 0
WT | 0 | 0 | 0 | 0 | 0 | 0
IGCC | 0 | 0 | 0 | 0 | 0 | 0
DemandResponse | 0 | 0 | 0 | 0 | 0 | 0
IGCC-CCS | 0 | 0 | 0 | 0 | 0 | 0
WT_off | 0 | 0 | 0 | 0 | 0 | 0
PseudoUnit | 0 | 0 | 0 | 0 | 0 | 0
FixedInterchange | 0 | 0 | 0 | 0 | 0 | 0
Levelized Retrofit Capital Costs by Reporting Type: AZ_NM_SNV_Gas
ReportingType | 2015 | 2020 | 2025 | 2030 | 2035 | 2040
BM | 0 | 0 | 0 | 0 | 0 | 0
CC | 0 | 0 | 0 | 0 | 0 | 0
CSP | 0 | 0 | 0 | 0 | 0 | 0
CT | 0 | 0 | 0 | 0 | 0 | 0
Coal | 0 | 0 | 0 | 0 | 0 | 0
Geo | 0 | 0 | 0 | 0 | 0 | 0
H | 0 | 0 | 0 | 0 | 0 | 0
LFG | 0 | 0 | 0 | 0 | 0 | 0
Nuc | 0 | 0 | 0 | 0 | 0 | 0
PS | 0 | 0 | 0 | 0 | 0 | 0
PV | 0 | 0 | 0 | 0 | 0 | 0
PeakG | 0 | 0 | 0 | 0 | 0 | 0
PeakO | 0 | 0 | 0 | 0 | 0 | 0
ST | 0 | 0 | 0 | 0 | 0 | 0
STOG | 0 | 0 | 0 | 0 | 0 | 0
STWD | 0 | 0 | 0 | 0 | 0 | 0
WT | 0 | 0 | 0 | 0 | 0 | 0
IGCC | 0 | 0 | 0 | 0 | 0 | 0
DemandResponse | 0 | 0 | 0 | 0 | 0 | 0
IGCC-CCS | 0 | 0 | 0 | 0 | 0 | 0
WT_off | 0 | 0 | 0 | 0 | 0 | 0
PseudoUnit | 0 | 0 | 0 | 0 | 0 | 0
FixedInterchange | 0 | 0 | 0 | 0 | 0 | 0
Levelized Retrofit Capital Costs by Reporting Type: AZ_NM_SNV_NucRenew
ReportingType | 2015 | 2020 | 2025 | 2030 | 2035 | 2040
BM | 0 | 0 | 0 | 0 | 0 | 0
CC | 0 | 0 | 0 | 0 | 0 | 0
CSP | 0 | 0 | 0 | 0 | 0 | 0
CT | 0 | 0 | 0 | 0 | 0 | 0
Coal | 0 | 0 | 0 | 0 | 0 | 0
Geo | 0 | 0 | 0 | 0 | 0 | 0
H | 0 | 0 | 0 | 0 | 0 | 0
LFG | 0 | 0 | 0 | 0 | 0 | 0
Nuc | 0 | 0 | 0 | 0 | 0 | 0
PS | 0 | 0 | 0 | 0 | 0 | 0
PV | 0 | 0 | 0 | 0 | 0 | 0
PeakG | 0 | 0 | 0 | 0 | 0 | 0
PeakO | 0 | 0 | 0 | 0 | 0 | 0
ST | 0 | 0 | 0 | 0 | 0 | 0
STOG | 0 | 0 | 0 | 0 | 0 | 0
STWD | 0 | 0 | 0 | 0 | 0 | 0
WT | 0 | 0 | 0 | 0 | 0 | 0
IGCC | 0 | 0 | 0 | 0 | 0 | 0
DemandResponse | 0 | 0 | 0 | 0 | 0 | 0
IGCC-CCS | 0 | 0 | 0 | 0 | 0 | 0
WT_off | 0 | 0 | 0 | 0 | 0 | 0
PseudoUnit | 0 | 0 | 0 | 0 | 0 | 0
FixedInterchange | 0 | 0 | 0 | 0 | 0 | 0
Levelized Retrofit Capital Costs by Reporting Type: ERCOT
ReportingType | 2015 | 2020 | 2025 | 2030 | 2035 | 2040
BM | 0 | 0 | 0 | 0 | 0 | 0
CC | 0 | 0 | 0 | 0 | 0 | 0
CSP | 0 | 0 | 0 | 0 | 0 | 0
CT | 0 | 0 | 0 | 0 | 0 | 0
Coal | 82.51 | 5.82 | 181.97 | 288.56 | 158.78 | 46.37
Geo | 0 | 0 | 0 | 0 | 0 | 0
H | 0 | 0 | 0 | 0 | 0 | 0
LFG | 0 | 0 | 0 | 0 | 0 | 0
Nuc | 0 | 0 | 0 | 0 | 0 | 0
PS | 0 | 0 | 0 | 0 | 0 | 0
PV | 0 | 0 | 0 | 0 | 0 | 0
PeakG | 0 | 0 | 0 | 0 | 0 | 0
PeakO | 0 | 0 | 0 | 0 | 0 | 0
ST | 0 | 0 | 0 | 0 | 0 | 0
STOG | 0 | 0 | 0 | 0 | 0 | 0
STWD | 0 | 0 | 0 | 0 | 0 | 0
WT | 0 | 0 | 0 | 0 | 0 | 0
IGCC | 0 | 0 | 0 | 0 | 0 | 0
DemandResponse | 0 | 0 | 0 | 0 | 0 | 0
IGCC-CCS | 0 | 0 | 0 | 0 | 0 | 0
WT_off | 0 | 0 | 0 | 0 | 0 | 0
PseudoUnit | 0 | 0 | 0 | 0 | 0 | 0
FixedInterchange | 0 | 0 | 0 | 0 | 0 | 0
Levelized Retrofit Capital Costs by Reporting Type: NP15
ReportingType | 2015 | 2020 | 2025 | 2030 | 2035 | 2040
BM | 0 | 0 | 0 | 0 | 0 | 0
CC | 0 | 0 | 0 | 0 | 0 | 0
CSP | 0 | 0 | 0 | 0 | 0 | 0
CT | 0 | 0 | 0 | 0 | 0 | 0
Coal | 0 | 0 | 0 | 0 | 0 | 0
Geo | 0 | 0 | 0 | 0 | 0 | 0
H | 0 | 0 | 0 | 0 | 0 | 0
LFG | 0 | 0 | 0 | 0 | 0 | 0
Nuc | 0 | 0 | 0 | 0 | 0 | 0
PS | 0 | 0 | 0 | 0 | 0 | 0
PV | 0 | 0 | 0 | 0 | 0 | 0
PeakG | 0 | 0 | 0 | 0 | 0 | 0
PeakO | 0 | 0 | 0 | 0 | 0 | 0
ST | 0 | 0 | 0 | 0 | 0 | 0
STOG | 0 | 0 | 0 | 0 | 0 | 0
STWD | 0 | 0 | 0 | 0 | 0 | 0
WT | 0 | 0 | 0 | 0 | 0 | 0
IGCC | 0 | 0 | 0 | 0 | 0 | 0
DemandResponse | 0 | 0 | 0 | 0 | 0 | 0
IGCC-CCS | 0 | 0 | 0 | 0 | 0 | 0
WT_off | 0 | 0 | 0 | 0 | 0 | 0
PseudoUnit | 0 | 0 | 0 | 0 | 0 | 0
FixedInterchange | 0 | 0 | 0 | 0 | 0 | 0
Levelized Retrofit Capital Costs by Reporting Type: NWPP_Coal
ReportingType | 2015 | 2020 | 2025 | 2030 | 2035 | 2040
BM | 0 | 0 | 0 | 0 | 0 | 0
CC | 0 | 0 | 0 | 0 | 0 | 0
CSP | 0 | 0 | 0 | 0 | 0 | 0
CT | 0 | 0 | 0 | 0 | 0 | 0
Coal | 0 | 50.24 | 121.14 | 70.9 | 0 | 0
Geo | 0 | 0 | 0 | 0 | 0 | 0
H | 0 | 0 | 0 | 0 | 0 | 0
LFG | 0 | 0 | 0 | 0 | 0 | 0
Nuc | 0 | 0 | 0 | 0 | 0 | 0
PS | 0 | 0 | 0 | 0 | 0 | 0
PV | 0 | 0 | 0 | 0 | 0 | 0
PeakG | 0 | 0 | 0 | 0 | 0 | 0
PeakO | 0 | 0 | 0 | 0 | 0 | 0
ST | 0 | 0 | 0 | 0 | 0 | 0
STOG | 0 | 0 | 0 | 0 | 0 | 0
STWD | 0 | 0 | 0 | 0 | 0 | 0
WT | 0 | 0 | 0 | 0 | 0 | 0
IGCC | 0 | 0 | 0 | 0 | 0 | 0
DemandResponse | 0 | 0 | 0 | 0 | 0 | 0
IGCC-CCS | 0 | 0 | 0 | 0 | 0 | 0
WT_off | 0 | 0 | 0 | 0 | 0 | 0
PseudoUnit | 0 | 0 | 0 | 0 | 0 | 0
FixedInterchange | 0 | 0 | 0 | 0 | 0 | 0
Levelized Retrofit Capital Costs by Reporting Type: NWPP_Gas
ReportingType | 2015 | 2020 | 2025 | 2030 | 2035 | 2040
BM | 0 | 0 | 0 | 0 | 0 | 0
CC | 0 | 0 | 0 | 0 | 0 | 0
CSP | 0 | 0 | 0 | 0 | 0 | 0
CT | 0 | 0 | 0 | 0 | 0 | 0
Coal | 0 | 0 | 0 | 0 | 0 | 0
Geo | 0 | 0 | 0 | 0 | 0 | 0
H | 0 | 0 | 0 | 0 | 0 | 0
LFG | 0 | 0 | 0 | 0 | 0 | 0
Nuc | 0 | 0 | 0 | 0 | 0 | 0
PS | 0 | 0 | 0 | 0 | 0 | 0
PV | 0 | 0 | 0 | 0 | 0 | 0
PeakG | 0 | 0 | 0 | 0 | 0 | 0
PeakO | 0 | 0 | 0 | 0 | 0 | 0
ST | 0 | 0 | 0 | 0 | 0 | 0
STOG | 0 | 0 | 0 | 0 | 0 | 0
STWD | 0 | 0 | 0 | 0 | 0 | 0
WT | 0 | 0 | 0 | 0 | 0 | 0
IGCC | 0 | 0 | 0 | 0 | 0 | 0
DemandResponse | 0 | 0 | 0 | 0 | 0 | 0
IGCC-CCS | 0 | 0 | 0 | 0 | 0 | 0
WT_off | 0 | 0 | 0 | 0 | 0 | 0
PseudoUnit | 0 | 0 | 0 | 0 | 0 | 0
FixedInterchange | 0 | 0 | 0 | 0 | 0 | 0
Levelized Retrofit Capital Costs by Reporting Type: NWPP_NucRenew
ReportingType | 2015 | 2020 | 2025 | 2030 | 2035 | 2040
BM | 0 | 0 | 0 | 0 | 0 | 0
CC | 0 | 0 | 0 | 0 | 0 | 0
CSP | 0 | 0 | 0 | 0 | 0 | 0
CT | 0 | 0 | 0 | 0 | 0 | 0
Coal | 0 | 0 | 0 | 0 | 0 | 0
Geo | 0 | 0 | 0 | 0 | 0 | 0
H | 0 | 0 | 0 | 0 | 0 | 0
LFG | 0 | 0 | 0 | 0 | 0 | 0
Nuc | 0 | 0 | 0 | 0 | 0 | 0
PS | 0 | 0 | 0 | 0 | 0 | 0
PV | 0 | 0 | 0 | 0 | 0 | 0
PeakG | 0 | 0 | 0 | 0 | 0 | 0
PeakO | 0 | 0 | 0 | 0 | 0 | 0
ST | 0 | 0 | 0 | 0 | 0 | 0
STOG | 0 | 0 | 0 | 0 | 0 | 0
STWD | 0 | 0 | 0 | 0 | 0 | 0
WT | 0 | 0 | 0 | 0 | 0 | 0
IGCC | 0 | 0 | 0 | 0 | 0 | 0
DemandResponse | 0 | 0 | 0 | 0 | 0 | 0
IGCC-CCS | 0 | 0 | 0 | 0 | 0 | 0
WT_off | 0 | 0 | 0 | 0 | 0 | 0
PseudoUnit | 0 | 0 | 0 | 0 | 0 | 0
FixedInterchange | 0 | 0 | 0 | 0 | 0 | 0
Levelized Retrofit Capital Costs by Reporting Type: RMPA
ReportingType | 2015 | 2020 | 2025 | 2030 | 2035 | 2040
BM | 0 | 0 | 0 | 0 | 0 | 0
CC | 0 | 0 | 0 | 0 | 0 | 0
CSP | 0 | 0 | 0 | 0 | 0 | 0
CT | 0 | 0 | 0 | 0 | 0 | 0
Coal | 29.1 | 13.5 | 198.55 | 185.05 | 0 | 0
Geo | 0 | 0 | 0 | 0 | 0 | 0
H | 0 | 0 | 0 | 0 | 0 | 0
LFG | 0 | 0 | 0 | 0 | 0 | 0
Nuc | 0 | 0 | 0 | 0 | 0 | 0
PS | 0 | 0 | 0 | 0 | 0 | 0
PV | 0 | 0 | 0 | 0 | 0 | 0
PeakG | 0 | 0 | 0 | 0 | 0 | 0
PeakO | 0 | 0 | 0 | 0 | 0 | 0
ST | 0 | 0 | 0 | 0 | 0 | 0
STOG | 0 | 0 | 0 | 0 | 0 | 0
STWD | 0 | 0 | 0 | 0 | 0 | 0
WT | 0 | 0 | 0 | 0 | 0 | 0
IGCC | 0 | 0 | 0 | 0 | 0 | 0
DemandResponse | 0 | 0 | 0 | 0 | 0 | 0
IGCC-CCS | 0 | 0 | 0 | 0 | 0 | 0
WT_off | 0 | 0 | 0 | 0 | 0 | 0
PseudoUnit | 0 | 0 | 0 | 0 | 0 | 0
FixedInterchange | 0 | 0 | 0 | 0 | 0 | 0
Levelized Retrofit Capital Costs by Reporting Type: SP15
ReportingType | 2015 | 2020 | 2025 | 2030 | 2035 | 2040
BM | 0 | 0 | 0 | 0 | 0 | 0
CC | 0 | 0 | 0 | 0 | 0 | 0
CSP | 0 | 0 | 0 | 0 | 0 | 0
CT | 0 | 0 | 0 | 0 | 0 | 0
Coal | 0 | 2.92 | 2.92 | 0 | 0 | 0
Geo | 0 | 0 | 0 | 0 | 0 | 0
H | 0 | 0 | 0 | 0 | 0 | 0
LFG | 0 | 0 | 0 | 0 | 0 | 0
Nuc | 0 | 0 | 0 | 0 | 0 | 0
PS | 0 | 0 | 0 | 0 | 0 | 0
PV | 0 | 0 | 0 | 0 | 0 | 0
PeakG | 0 | 0 | 0 | 0 | 0 | 0
PeakO | 0 | 0 | 0 | 0 | 0 | 0
ST | 0 | 0 | 0 | 0 | 0 | 0
STOG | 0 | 0 | 0 | 0 | 0 | 0
STWD | 0 | 0 | 0 | 0 | 0 | 0
WT | 0 | 0 | 0 | 0 | 0 | 0
IGCC | 0 | 0 | 0 | 0 | 0 | 0
DemandResponse | 0 | 0 | 0 | 0 | 0 | 0
IGCC-CCS | 0 | 0 | 0 | 0 | 0 | 0
WT_off | 0 | 0 | 0 | 0 | 0 | 0
PseudoUnit | 0 | 0 | 0 | 0 | 0 | 0
FixedInterchange | 0 | 0 | 0 | 0 | 0 | 0
Levelized Retrofit Capital Costs by Reporting Type: ALB
ReportingType | 2015 | 2020 | 2025 | 2030 | 2035 | 2040
BM | 0 | 0 | 0 | 0 | 0 | 0
CC | 0 | 0 | 0 | 0 | 0 | 0
CSP | 0 | 0 | 0 | 0 | 0 | 0
CT | 0 | 0 | 0 | 0 | 0 | 0
Coal | 0 | 0 | 0 | 0 | 0 | 0
Geo | 0 | 0 | 0 | 0 | 0 | 0
H | 0 | 0 | 0 | 0 | 0 | 0
LFG | 0 | 0 | 0 | 0 | 0 | 0
Nuc | 0 | 0 | 0 | 0 | 0 | 0
PS | 0 | 0 | 0 | 0 | 0 | 0
PV | 0 | 0 | 0 | 0 | 0 | 0
PeakG | 0 | 0 | 0 | 0 | 0 | 0
PeakO | 0 | 0 | 0 | 0 | 0 | 0
ST | 0 | 0 | 0 | 0 | 0 | 0
STOG | 0 | 0 | 0 | 0 | 0 | 0
STWD | 0 | 0 | 0 | 0 | 0 | 0
WT | 0 | 0 | 0 | 0 | 0 | 0
IGCC | 0 | 0 | 0 | 0 | 0 | 0
DemandResponse | 0 | 0 | 0 | 0 | 0 | 0
IGCC-CCS | 0 | 0 | 0 | 0 | 0 | 0
WT_off | 0 | 0 | 0 | 0 | 0 | 0
PseudoUnit | 0 | 0 | 0 | 0 | 0 | 0
FixedInterchange | 0 | 0 | 0 | 0 | 0 | 0
Levelized Retrofit Capital Costs by Reporting Type: BC
ReportingType | 2015 | 2020 | 2025 | 2030 | 2035 | 2040
BM | 0 | 0 | 0 | 0 | 0 | 0
CC | 0 | 0 | 0 | 0 | 0 | 0
CSP | 0 | 0 | 0 | 0 | 0 | 0
CT | 0 | 0 | 0 | 0 | 0 | 0
Coal | 0 | 0 | 0 | 0 | 0 | 0
Geo | 0 | 0 | 0 | 0 | 0 | 0
H | 0 | 0 | 0 | 0 | 0 | 0
LFG | 0 | 0 | 0 | 0 | 0 | 0
Nuc | 0 | 0 | 0 | 0 | 0 | 0
PS | 0 | 0 | 0 | 0 | 0 | 0
PV | 0 | 0 | 0 | 0 | 0 | 0
PeakG | 0 | 0 | 0 | 0 | 0 | 0
PeakO | 0 | 0 | 0 | 0 | 0 | 0
ST | 0 | 0 | 0 | 0 | 0 | 0
STOG | 0 | 0 | 0 | 0 | 0 | 0
STWD | 0 | 0 | 0 | 0 | 0 | 0
WT | 0 | 0 | 0 | 0 | 0 | 0
IGCC | 0 | 0 | 0 | 0 | 0 | 0
DemandResponse | 0 | 0 | 0 | 0 | 0 | 0
IGCC-CCS | 0 | 0 | 0 | 0 | 0 | 0
WT_off | 0 | 0 | 0 | 0 | 0 | 0
PseudoUnit | 0 | 0 | 0 | 0 | 0 | 0
FixedInterchange | 0 | 0 | 0 | 0 | 0 | 0
Levelized Retrofit Capital Costs by Reporting Type: HQ_IESO
ReportingType | 2015 | 2020 | 2025 | 2030 | 2035 | 2040
BM | 0 | 0 | 0 | 0 | 0 | 0
CC | 0 | 0 | 0 | 0 | 0 | 0
CSP | 0 | 0 | 0 | 0 | 0 | 0
CT | 0 | 0 | 0 | 0 | 0 | 0
Coal | 0 | 0 | 0 | 0 | 0 | 0
Geo | 0 | 0 | 0 | 0 | 0 | 0
H | 0 | 0 | 0 | 0 | 0 | 0
LFG | 0 | 0 | 0 | 0 | 0 | 0
Nuc | 0 | 0 | 0 | 0 | 0 | 0
PS | 0 | 0 | 0 | 0 | 0 | 0
PV | 0 | 0 | 0 | 0 | 0 | 0
PeakG | 0 | 0 | 0 | 0 | 0 | 0
PeakO | 0 | 0 | 0 | 0 | 0 | 0
ST | 0 | 0 | 0 | 0 | 0 | 0
STOG | 0 | 0 | 0 | 0 | 0 | 0
STWD | 0 | 0 | 0 | 0 | 0 | 0
WT | 0 | 0 | 0 | 0 | 0 | 0
IGCC | 0 | 0 | 0 | 0 | 0 | 0
DemandResponse | 0 | 0 | 0 | 0 | 0 | 0
IGCC-CCS | 0 | 0 | 0 | 0 | 0 | 0
WT_off | 0 | 0 | 0 | 0 | 0 | 0
PseudoUnit | 0 | 0 | 0 | 0 | 0 | 0
FixedInterchange | 0 | 0 | 0 | 0 | 0 | 0
Levelized Retrofit Capital Costs by Reporting Type: HQ_NEISO
ReportingType | 2015 | 2020 | 2025 | 2030 | 2035 | 2040
BM | 0 | 0 | 0 | 0 | 0 | 0
CC | 0 | 0 | 0 | 0 | 0 | 0
CSP | 0 | 0 | 0 | 0 | 0 | 0
CT | 0 | 0 | 0 | 0 | 0 | 0
Coal | 0 | 0 | 0 | 0 | 0 | 0
Geo | 0 | 0 | 0 | 0 | 0 | 0
H | 0 | 0 | 0 | 0 | 0 | 0
LFG | 0 | 0 | 0 | 0 | 0 | 0
Nuc | 0 | 0 | 0 | 0 | 0 | 0
PS | 0 | 0 | 0 | 0 | 0 | 0
PV | 0 | 0 | 0 | 0 | 0 | 0
PeakG | 0 | 0 | 0 | 0 | 0 | 0
PeakO | 0 | 0 | 0 | 0 | 0 | 0
ST | 0 | 0 | 0 | 0 | 0 | 0
STOG | 0 | 0 | 0 | 0 | 0 | 0
STWD | 0 | 0 | 0 | 0 | 0 | 0
WT | 0 | 0 | 0 | 0 | 0 | 0
IGCC | 0 | 0 | 0 | 0 | 0 | 0
DemandResponse | 0 | 0 | 0 | 0 | 0 | 0
IGCC-CCS | 0 | 0 | 0 | 0 | 0 | 0
WT_off | 0 | 0 | 0 | 0 | 0 | 0
PseudoUnit | 0 | 0 | 0 | 0 | 0 | 0
FixedInterchange | 0 | 0 | 0 | 0 | 0 | 0
Levelized Retrofit Capital Costs by Reporting Type: HQ_NY
ReportingType | 2015 | 2020 | 2025 | 2030 | 2035 | 2040
BM | 0 | 0 | 0 | 0 | 0 | 0
CC | 0 | 0 | 0 | 0 | 0 | 0
CSP | 0 | 0 | 0 | 0 | 0 | 0
CT | 0 | 0 | 0 | 0 | 0 | 0
Coal | 0 | 0 | 0 | 0 | 0 | 0
Geo | 0 | 0 | 0 | 0 | 0 | 0
H | 0 | 0 | 0 | 0 | 0 | 0
LFG | 0 | 0 | 0 | 0 | 0 | 0
Nuc | 0 | 0 | 0 | 0 | 0 | 0
PS | 0 | 0 | 0 | 0 | 0 | 0
PV | 0 | 0 | 0 | 0 | 0 | 0
PeakG | 0 | 0 | 0 | 0 | 0 | 0
PeakO | 0 | 0 | 0 | 0 | 0 | 0
ST | 0 | 0 | 0 | 0 | 0 | 0
STOG | 0 | 0 | 0 | 0 | 0 | 0
STWD | 0 | 0 | 0 | 0 | 0 | 0
WT | 0 | 0 | 0 | 0 | 0 | 0
IGCC | 0 | 0 | 0 | 0 | 0 | 0
DemandResponse | 0 | 0 | 0 | 0 | 0 | 0
IGCC-CCS | 0 | 0 | 0 | 0 | 0 | 0
WT_off | 0 | 0 | 0 | 0 | 0 | 0
PseudoUnit | 0 | 0 | 0 | 0 | 0 | 0
FixedInterchange | 0 | 0 | 0 | 0 | 0 | 0
Levelized Retrofit Capital Costs by Reporting Type: MARITIMES
ReportingType | 2015 | 2020 | 2025 | 2030 | 2035 | 2040
BM | 0 | 0 | 0 | 0 | 0 | 0
CC | 0 | 0 | 0 | 0 | 0 | 0
CSP | 0 | 0 | 0 | 0 | 0 | 0
CT | 0 | 0 | 0 | 0 | 0 | 0
Coal | 0 | 0 | 0 | 0 | 0 | 0
Geo | 0 | 0 | 0 | 0 | 0 | 0
H | 0 | 0 | 0 | 0 | 0 | 0
LFG | 0 | 0 | 0 | 0 | 0 | 0
Nuc | 0 | 0 | 0 | 0 | 0 | 0
PS | 0 | 0 | 0 | 0 | 0 | 0
PV | 0 | 0 | 0 | 0 | 0 | 0
PeakG | 0 | 0 | 0 | 0 | 0 | 0
PeakO | 0 | 0 | 0 | 0 | 0 | 0
ST | 0 | 0 | 0 | 0 | 0 | 0
STOG | 0 | 0 | 0 | 0 | 0 | 0
STWD | 0 | 0 | 0 | 0 | 0 | 0
WT | 0 | 0 | 0 | 0 | 0 | 0
IGCC | 0 | 0 | 0 | 0 | 0 | 0
DemandResponse | 0 | 0 | 0 | 0 | 0 | 0
IGCC-CCS | 0 | 0 | 0 | 0 | 0 | 0
WT_off | 0 | 0 | 0 | 0 | 0 | 0
PseudoUnit | 0 | 0 | 0 | 0 | 0 | 0
FixedInterchange | 0 | 0 | 0 | 0 | 0 | 0
Levelized Retrofit Capital Costs by Reporting Type: All
ReportingType | 2015 | 2020 | 2025 | 2030 | 2035 | 2040
BM | 0 | 0 | 0 | 0 | 0 | 0
CC | 0 | 0 | 0 | 0 | 0 | 0
CSP | 0 | 0 | 0 | 0 | 0 | 0
CT | 0 | 0 | 0 | 0 | 0 | 0
Coal | 1184.41 | 1478.52 | 2056.36 | 3242.08 | 4208.72 | 2618.51
Geo | 0 | 0 | 0 | 0 | 0 | 0
H | 0 | 0 | 0 | 0 | 0 | 0
LFG | 0 | 0 | 0 | 0 | 0 | 0
Nuc | 0 | 0 | 0 | 0 | 0 | 0
PS | 0 | 0 | 0 | 0 | 0 | 0
PV | 0 | 0 | 0 | 0 | 0 | 0
PeakG | 0 | 0 | 0 | 0 | 0 | 0
PeakO | 0 | 0 | 0 | 0 | 0 | 0
ST | 0 | 0 | 0 | 0 | 0 | 0
STOG | 0 | 0 | 0 | 0 | 0 | 0
STWD | 0 | 0 | 0 | 0 | 0 | 0
WT | 0 | 0 | 0 | 0 | 0 | 0
IGCC | 0 | 0 | 0 | 0 | 0 | 0
DemandResponse | 0 | 0 | 0 | 0 | 0 | 0
IGCC-CCS | 0 | 0 | 0 | 0 | 0 | 0
WT_off | 0 | 0 | 0 | 0 | 0 | 0
PseudoUnit | 0 | 0 | 0 | 0 | 0 | 0
FixedInterchange | 0 | 0 | 0 | 0 | 0 | 0
Levelized Retrofit Capital Costs by Reporting Type: EI_US
ReportingType | 2015 | 2020 | 2025 | 2030 | 2035 | 2040
BM | 0 | 0 | 0 | 0 | 0 | 0
CC | 0 | 0 | 0 | 0 | 0 | 0
CSP | 0 | 0 | 0 | 0 | 0 | 0
CT | 0 | 0 | 0 | 0 | 0 | 0
Coal | 1023.13 | 1345.9 | 1524.58 | 2678.88 | 3867.65 | 2408.54
Geo | 0 | 0 | 0 | 0 | 0 | 0
H | 0 | 0 | 0 | 0 | 0 | 0
LFG | 0 | 0 | 0 | 0 | 0 | 0
Nuc | 0 | 0 | 0 | 0 | 0 | 0
PS | 0 | 0 | 0 | 0 | 0 | 0
PV | 0 | 0 | 0 | 0 | 0 | 0
PeakG | 0 | 0 | 0 | 0 | 0 | 0
PeakO | 0 | 0 | 0 | 0 | 0 | 0
ST | 0 | 0 | 0 | 0 | 0 | 0
STOG | 0 | 0 | 0 | 0 | 0 | 0
STWD | 0 | 0 | 0 | 0 | 0 | 0
WT | 0 | 0 | 0 | 0 | 0 | 0
IGCC | 0 | 0 | 0 | 0 | 0 | 0
DemandResponse | 0 | 0 | 0 | 0 | 0 | 0
IGCC-CCS | 0 | 0 | 0 | 0 | 0 | 0
WT_off | 0 | 0 | 0 | 0 | 0 | 0
PseudoUnit | 0 | 0 | 0 | 0 | 0 | 0
FixedInterchange | 0 | 0 | 0 | 0 | 0 | 0
Levelized Retrofit Capital Costs by Reporting Type: EI_Canada
ReportingType | 2015 | 2020 | 2025 | 2030 | 2035 | 2040
BM | 0 | 0 | 0 | 0 | 0 | 0
CC | 0 | 0 | 0 | 0 | 0 | 0
CSP | 0 | 0 | 0 | 0 | 0 | 0
CT | 0 | 0 | 0 | 0 | 0 | 0
Coal | 0 | 0 | 0 | 0 | 0 | 0
Geo | 0 | 0 | 0 | 0 | 0 | 0
H | 0 | 0 | 0 | 0 | 0 | 0
LFG | 0 | 0 | 0 | 0 | 0 | 0
Nuc | 0 | 0 | 0 | 0 | 0 | 0
PS | 0 | 0 | 0 | 0 | 0 | 0
PV | 0 | 0 | 0 | 0 | 0 | 0
PeakG | 0 | 0 | 0 | 0 | 0 | 0
PeakO | 0 | 0 | 0 | 0 | 0 | 0
ST | 0 | 0 | 0 | 0 | 0 | 0
STOG | 0 | 0 | 0 | 0 | 0 | 0
STWD | 0 | 0 | 0 | 0 | 0 | 0
WT | 0 | 0 | 0 | 0 | 0 | 0
IGCC | 0 | 0 | 0 | 0 | 0 | 0
DemandResponse | 0 | 0 | 0 | 0 | 0 | 0
IGCC-CCS | 0 | 0 | 0 | 0 | 0 | 0
WT_off | 0 | 0 | 0 | 0 | 0 | 0
PseudoUnit | 0 | 0 | 0 | 0 | 0 | 0
FixedInterchange | 0 | 0 | 0 | 0 | 0 | 0
Levelized Retrofit Capital Costs by Reporting Type: EI
ReportingType | 2015 | 2020 | 2025 | 2030 | 2035 | 2040
BM | 0 | 0 | 0 | 0 | 0 | 0
CC | 0 | 0 | 0 | 0 | 0 | 0
CSP | 0 | 0 | 0 | 0 | 0 | 0
CT | 0 | 0 | 0 | 0 | 0 | 0
Coal | 1023.13 | 1345.9 | 1524.58 | 2678.88 | 3867.65 | 2408.54
Geo | 0 | 0 | 0 | 0 | 0 | 0
H | 0 | 0 | 0 | 0 | 0 | 0
LFG | 0 | 0 | 0 | 0 | 0 | 0
Nuc | 0 | 0 | 0 | 0 | 0 | 0
PS | 0 | 0 | 0 | 0 | 0 | 0
PV | 0 | 0 | 0 | 0 | 0 | 0
PeakG | 0 | 0 | 0 | 0 | 0 | 0
PeakO | 0 | 0 | 0 | 0 | 0 | 0
ST | 0 | 0 | 0 | 0 | 0 | 0
STOG | 0 | 0 | 0 | 0 | 0 | 0
STWD | 0 | 0 | 0 | 0 | 0 | 0
WT | 0 | 0 | 0 | 0 | 0 | 0
IGCC | 0 | 0 | 0 | 0 | 0 | 0
DemandResponse | 0 | 0 | 0 | 0 | 0 | 0
IGCC-CCS | 0 | 0 | 0 | 0 | 0 | 0
WT_off | 0 | 0 | 0 | 0 | 0 | 0
PseudoUnit | 0 | 0 | 0 | 0 | 0 | 0
FixedInterchange | 0 | 0 | 0 | 0 | 0 | 0
Levelized Retrofit Capital Costs by Reporting Type: Outside_EI
ReportingType | 2015 | 2020 | 2025 | 2030 | 2035 | 2040
BM | 0 | 0 | 0 | 0 | 0 | 0
CC | 0 | 0 | 0 | 0 | 0 | 0
CSP | 0 | 0 | 0 | 0 | 0 | 0
CT | 0 | 0 | 0 | 0 | 0 | 0
Coal | 161.28 | 132.61 | 531.78 | 563.2 | 341.07 | 209.97
Geo | 0 | 0 | 0 | 0 | 0 | 0
H | 0 | 0 | 0 | 0 | 0 | 0
LFG | 0 | 0 | 0 | 0 | 0 | 0
Nuc | 0 | 0 | 0 | 0 | 0 | 0
PS | 0 | 0 | 0 | 0 | 0 | 0
PV | 0 | 0 | 0 | 0 | 0 | 0
PeakG | 0 | 0 | 0 | 0 | 0 | 0
PeakO | 0 | 0 | 0 | 0 | 0 | 0
ST | 0 | 0 | 0 | 0 | 0 | 0
STOG | 0 | 0 | 0 | 0 | 0 | 0
STWD | 0 | 0 | 0 | 0 | 0 | 0
WT | 0 | 0 | 0 | 0 | 0 | 0
IGCC | 0 | 0 | 0 | 0 | 0 | 0
DemandResponse | 0 | 0 | 0 | 0 | 0 | 0
IGCC-CCS | 0 | 0 | 0 | 0 | 0 | 0
WT_off | 0 | 0 | 0 | 0 | 0 | 0
PseudoUnit | 0 | 0 | 0 | 0 | 0 | 0
FixedInterchange | 0 | 0 | 0 | 0 | 0 | 0
#14 | Total Costs ($million)
Total Costs by Reporting Type: Entergy
ReportingType | 2015 | 2020 | 2025 | 2030 | 2035 | 2040
BM | 0 | 0 | 0 | 0 | 1655.63 | 9899.12
CC | 4754.39 | 8041 | 8408.67 | 9189.92 | 6445.3 | 2091.8
CSP | 0 | 0 | 0 | 0 | 0 | 0
CT | 0 | 0 | 0 | 0 | 0 | 0
Coal | 3837.15 | 548.96 | 270.92 | 224.46 | 223.42 | 223.42
Geo | 0 | 0 | 0 | 0 | 0 | 0
H | 10.6 | 10.6 | 10.6 | 10.6 | 391.98 | 391.98
LFG | 0.97 | 0.97 | 34.17 | 34.17 | 34.17 | 34.17
Nuc | 1262.64 | 1285.77 | 1294.03 | 1301.93 | 5218.71 | 5703.9
PS | 1.4 | 1.4 | 1.4 | 1.4 | 1.4 | 1.4
PV | 0.11 | 21.81 | 31.37 | 31.37 | 31.26 | 11.04
PeakG | 47.54 | 69.98 | 49.8 | 14.42 | 0 | 0
PeakO | 4.42 | 5.87 | 0 | 0 | 0 | 0
ST | 0 | 0 | 0 | 0 | 0 | 0
STOG | 89.11 | 130.63 | 0 | 0 | 0 | 0
STWD | 9.67 | 14.95 | 18.32 | 84.84 | 133.79 | 105.78
WT | 3.67 | 3.67 | 3.67 | 3.67 | 3.67 | 3.67
IGCC | 0 | 0 | 0 | 0 | 0 | 0
DemandResponse | 0 | 0 | 0 | 0 | 0 | 0
IGCC-CCS | 0 | 0 | 0 | 0 | 0 | 0
WT_off | 0 | 0 | 0 | 0 | 0 | 0
PseudoUnit | 0 | 0 | 0 | 0 | 0 | 0
FixedInterchange | 0 | 0 | 0 | 0 | 0 | 0
Total Costs by Reporting Type: FRCC
ReportingType | 2015 | 2020 | 2025 | 2030 | 2035 | 2040
BM | 0 | 0 | 0 | 0 | 0 | 1684.77
CC | 14042.45 | 16286.43 | 18521.53 | 22537.98 | 8013.86 | 5508.59
CSP | 0 | 0 | 0 | 0 | 0 | 0
CT | 261.21 | 280.34 | 328.66 | 356.72 | 0 | 0
Coal | 1285.87 | 559.54 | 237.48 | 364.91 | 503.55 | 672.63
Geo | 0 | 0 | 0 | 0 | 0 | 0
H | 0.78 | 0.78 | 0.78 | 0.78 | 0.78 | 0.78
LFG | 58.68 | 58.68 | 120.69 | 120.69 | 120.69 | 120.69
Nuc | 960.37 | 1000.19 | 984.15 | 1000.57 | 20365.78 | 22694.72
PS | 0 | 0 | 0 | 0 | 0 | 0
PV | 0.75 | 0.75 | 0.75 | 0.75 | 0.75 | 0.75
PeakG | 162.32 | 257.84 | 223.85 | 314.09 | 266.87 | 277.88
PeakO | 23.43 | 30.95 | 26.37 | 26.37 | 0 | 0
ST | 0 | 0 | 0 | 0 | 0 | 0
STOG | 0 | 0 | 0 | 0 | 0 | 0
STWD | 12.25 | 19.2 | 110.46 | 110.46 | 110.46 | 70.64
WT | 0 | 0 | 0 | 0 | 0 | 0
IGCC | 0 | 0 | 0 | 0 | 0 | 0
DemandResponse | 0 | 0 | 0 | 0 | 0 | 0
IGCC-CCS | 0 | 0 | 0 | 0 | 0 | 0
WT_off | 0 | 0 | 0 | 0 | 0 | 0
PseudoUnit | 0 | 0 | 0 | 0 | 0 | 0
FixedInterchange | 0 | 0 | 0 | 0 | 0 | 0
Total Costs by Reporting Type: MAPP_US
ReportingType | 2015 | 2020 | 2025 | 2030 | 2035 | 2040
BM | 0 | 0 | 0 | 0 | 34.15 | 35.55
CC | 59.77 | 23.42 | 29.6 | 25.83 | 35.15 | 30.45
CSP | 0 | 0 | 0 | 0 | 0 | 0
CT | 27.96 | 27.96 | 27.96 | 40.87 | 16.57 | 16.87
Coal | 682.9 | 321.48 | 6.66 | 0 | 0 | 0
Geo | 3.95 | 3.95 | 3.95 | 3.95 | 3.95 | 3.95
H | 31.14 | 31.14 | 31.14 | 31.14 | 31.14 | 31.14
LFG | 0.24 | 0.24 | 0.24 | 22.22 | 22.22 | 22.22
Nuc | 0.01 | 0.01 | 0.01 | 0.02 | 0.08 | 0.05
PS | 0 | 0 | 0 | 0 | 0 | 0
PV | 0 | 0 | 0 | 0 | 0 | 0
PeakG | 17.71 | 31.19 | 20.9 | 38.66 | 27.24 | 34.72
PeakO | 9.49 | 12.94 | 10.37 | 10.37 | 10.37 | 10.37
ST | 0 | 0 | 0 | 0 | 0 | 0
STOG | 0 | 0 | 0 | 0 | 0 | 0
STWD | 0 | 0 | 0 | 0 | 0 | 0
WT | 147.25 | 1984.88 | 2742.4 | 2705.02 | 2650.43 | 1063.84
IGCC | 0 | 0 | 0 | 0 | 0 | 0
DemandResponse | 0 | 0 | 0 | 0 | 0 | 0
IGCC-CCS | 0 | 0 | 0 | 0 | 0 | 0
WT_off | 0 | 0 | 0 | 0 | 0 | 0
PseudoUnit | 0 | 0 | 0 | 0 | 0 | 0
FixedInterchange | 0 | 0 | 0 | 0 | 0 | 0
Total Costs by Reporting Type: MISO_IN
ReportingType | 2015 | 2020 | 2025 | 2030 | 2035 | 2040
BM | 0 | 0 | 0 | 0 | 0 | 6251.22
CC | 1871.32 | 11707.38 | 12622.66 | 14856.39 | 17867.17 | 6725.59
CSP | 0 | 0 | 0 | 0 | 0 | 0
CT | 0 | 0 | 0 | 0 | 0 | 0
Coal | 3224.08 | 1730.71 | 800.96 | 938.07 | 2380.91 | 2609.87
Geo | 0 | 0 | 0 | 0 | 0 | 0
H | 1.07 | 1.07 | 1.07 | 1.07 | 1.07 | 1.07
LFG | 4.47 | 4.47 | 30.11 | 30.11 | 30.11 | 30.11
Nuc | 0.01 | 0.01 | 0.01 | 0.02 | 0.08 | 286.08
PS | 0 | 0 | 0 | 0 | 0 | 0
PV | 0 | 83.95 | 83.95 | 83.95 | 83.95 | 3.78
PeakG | 52.35 | 76.94 | 54.27 | 73.39 | 73.39 | 73.39
PeakO | 10.59 | 13.5 | 10.82 | 10.82 | 10.82 | 10.82
ST | 0 | 0 | 0 | 0 | 0 | 0
STOG | 14.75 | 17.35 | 15.52 | 16.44 | 13 | 0
STWD | 0 | 0 | 0 | 0 | 0 | 0
WT | 18.33 | 18.33 | 18.33 | 18.33 | 18.33 | 18.33
IGCC | 464.39 | 500.04 | 295.32 | 246.27 | 245.48 | 245.48
DemandResponse | 0 | 0 | 0 | 0 | 0 | 0
IGCC-CCS | 0 | 0 | 0 | 0 | 0 | 0
WT_off | 0 | 0 | 0 | 0 | 0 | 0
PseudoUnit | 0 | 0 | 0 | 0 | 0 | 0
FixedInterchange | 0 | 0 | 0 | 0 | 0 | 0
Total Costs by Reporting Type: MISO_MI
ReportingType | 2015 | 2020 | 2025 | 2030 | 2035 | 2040
BM | 0 | 0 | 0 | 0 | 0 | 1810.74
CC | 1449.95 | 1484.24 | 1672.84 | 1537.56 | 1566.01 | 189.19
CSP | 0 | 0 | 0 | 0 | 0 | 0
CT | 0 | 0 | 0 | 0 | 0 | 0
Coal | 1614.81 | 15.14 | 0 | 0 | 0 | 0
Geo | 0 | 0 | 0 | 0 | 0 | 0
H | 2.01 | 2.01 | 2.01 | 2.01 | 2.01 | 2.01
LFG | 19.68 | 19.68 | 72.59 | 72.59 | 72.59 | 72.59
Nuc | 449.71 | 452.56 | 461.47 | 464.43 | 1581.71 | 5875.41
PS | 44.44 | 44.44 | 44.44 | 44.44 | 44.44 | 44.44
PV | 0 | 0 | 0 | 0 | 0 | 0
PeakG | 62.61 | 90.51 | 73.99 | 85.63 | 85.63 | 85.63
PeakO | 15.67 | 19.97 | 16.01 | 16.01 | 16.01 | 16.01
ST | 0 | 0 | 0 | 0 | 0 | 0
STOG | 149.88 | 157.3 | 136.9 | 142.96 | 127.13 | 0
STWD | 95.36 | 96.67 | 42.35 | 60.73 | 95.46 | 95.46
WT | 542.69 | 608.77 | 608.77 | 608.77 | 127.79 | 69.1
IGCC | 0 | 0 | 0 | 0 | 0 | 0
DemandResponse | 0 | 0 | 0 | 0 | 0 | 0
IGCC-CCS | 0 | 0 | 0 | 0 | 0 | 0
WT_off | 0 | 0 | 0 | 0 | 0 | 0
PseudoUnit | 0 | 0 | 0 | 0 | 0 | 0
FixedInterchange | 0 | 0 | 0 | 0 | 0 | 0
Total Costs by Reporting Type: MISO_MO-IL
ReportingType | 2015 | 2020 | 2025 | 2030 | 2035 | 2040
BM | 0 | 0 | 0 | 0 | 0 | 1011.08
CC | 185.6 | 1250.66 | 1297.3 | 1027.65 | 906.76 | 621.09
CSP | 0 | 0 | 0 | 0 | 0 | 0
CT | 0 | 0 | 0 | 0 | 0 | 0
Coal | 4962.96 | 1638.76 | 995.15 | 801.22 | 1110.86 | 1140.7
Geo | 0 | 0 | 0 | 0 | 0 | 0
H | 5.01 | 5.01 | 101.31 | 101.31 | 101.31 | 101.31
LFG | 2.17 | 2.17 | 28.16 | 76.11 | 76.11 | 76.11
Nuc | 493.74 | 512.79 | 521.93 | 524.97 | 524.97 | 524.97
PS | 10.45 | 10.45 | 10.45 | 10.45 | 10.45 | 10.45
PV | 0 | 0 | 0 | 0 | 0 | 0
PeakG | 97.51 | 172.34 | 92.98 | 235.09 | 203.37 | 195.87
PeakO | 21.48 | 28.65 | 22.96 | 22.96 | 22.96 | 22.96
ST | 0 | 0 | 0 | 0 | 0 | 0
STOG | 26.49 | 32.67 | 26.98 | 26.39 | 26.39 | 0
STWD | 0 | 0 | 0 | 0 | 0 | 0
WT | 89.9 | 89.9 | 1406.73 | 1406.73 | 1338.21 | 1338.21
IGCC | 0 | 0 | 0 | 0 | 0 | 0
DemandResponse | 0 | 0 | 0 | 0 | 0 | 0
IGCC-CCS | 0 | 0 | 0 | 0 | 0 | 0
WT_off | 0 | 0 | 0 | 0 | 0 | 0
PseudoUnit | 0 | 0 | 0 | 0 | 0 | 0
FixedInterchange | 0 | 0 | 0 | 0 | 0 | 0
Total Costs by Reporting Type: MISO_W
ReportingType | 2015 | 2020 | 2025 | 2030 | 2035 | 2040
BM | 0 | 0 | 0 | 0 | 0 | 0
CC | 579.58 | 798.41 | 310.85 | 372.05 | 390.96 | 412.16
CSP | 0 | 0 | 0 | 0 | 0 | 0
CT | 0 | 0 | 0 | 0 | 0 | 0
Coal | 4183.48 | 2059.43 | 589.82 | 519.81 | 230.58 | 277.92
Geo | 0 | 0 | 0 | 0 | 0 | 0
H | 7.08 | 7.08 | 7.08 | 7.08 | 7.08 | 7.08
LFG | 24.75 | 24.75 | 24.75 | 48.33 | 48.33 | 48.33
Nuc | 539.99 | 543.1 | 552.83 | 866.58 | 0.06 | 0.06
PS | 0 | 0 | 0 | 0 | 0 | 0
PV | 0 | 0 | 0 | 0 | 0 | 0
PeakG | 109.69 | 169.83 | 94.07 | 132.82 | 149.71 | 111.87
PeakO | 56.38 | 79.08 | 64.57 | 64.57 | 64.57 | 64.57
ST | 0 | 0 | 0 | 0 | 0 | 0
STOG | 7.57 | 8.96 | 7.67 | 7.67 | 7.67 | 0
STWD | 14.56 | 28.61 | 34.72 | 94.27 | 178.27 | 160.94
WT | 927.86 | 927.86 | 9875.17 | 9809.85 | 9216.45 | 9634.68
IGCC | 0 | 0 | 0 | 0 | 0 | 0
DemandResponse | 0 | 0 | 0 | 0 | 0 | 0
IGCC-CCS | 0 | 0 | 0 | 0 | 0 | 0
WT_off | 0 | 0 | 0 | 0 | 0 | 0
PseudoUnit | 0 | 0 | 0 | 0 | 0 | 0
FixedInterchange | 0 | 0 | 0 | 0 | 0 | 0
Total Costs by Reporting Type: MISO_WUMS
ReportingType | 2015 | 2020 | 2025 | 2030 | 2035 | 2040
BM | 0 | 0 | 0 | 0 | 0 | 3227.36
CC | 3434.54 | 5118.42 | 4951.83 | 5423.27 | 7382.85 | 1341.06
CSP | 0 | 0 | 0 | 0 | 0 | 0
CT | 0 | 0 | 0 | 116.1 | 89.48 | 79.09
Coal | 1267.68 | 554.05 | 386.34 | 354.29 | 559.37 | 776.5
Geo | 0 | 0 | 0 | 0 | 0 | 0
H | 4.79 | 5.15 | 5.15 | 5.15 | 5.15 | 5.15
LFG | 8.57 | 8.57 | 8.57 | 79.15 | 79.15 | 79.15
Nuc | 419.03 | 444.73 | 429.21 | 799.22 | 1131.91 | 2929.84
PS | 0 | 0 | 0 | 0 | 0 | 0
PV | 0 | 0 | 0 | 0 | 0 | 0
PeakG | 55.64 | 81.65 | 65.08 | 77.65 | 77.65 | 77.65
PeakO | 13.52 | 17.78 | 14.69 | 14.69 | 14.69 | 14.69
ST | 0 | 0 | 0 | 0 | 0 | 0
STOG | 13.21 | 15.63 | 13.39 | 13.39 | 13.39 | 0
STWD | 5.33 | 6.31 | 6.86 | 24.2 | 68.51 | 53.99
WT | 264.78 | 264.78 | 264.78 | 264.78 | 46.41 | 53.41
IGCC | 0 | 0 | 0 | 0 | 0 | 0
DemandResponse | 0 | 0 | 0 | 0 | 0 | 0
IGCC-CCS | 0 | 0 | 0 | 0 | 0 | 0
WT_off | 0 | 0 | 0 | 0 | 0 | 0
PseudoUnit | 0 | 0 | 0 | 0 | 0 | 0
FixedInterchange | 0 | 0 | 0 | 0 | 0 | 0
Total Costs by Reporting Type: Nebraska
ReportingType | 2015 | 2020 | 2025 | 2030 | 2035 | 2040
BM | 0 | 0 | 0 | 0 | 127.18 | 1196.43
CC | 159.22 | 1204.21 | 1280.1 | 1412.5 | 1169.44 | 795.04
CSP | 0 | 0 | 0 | 0 | 0 | 0
CT | 0 | 0 | 0 | 0 | 0 | 0
Coal | 1742.2 | 425.71 | 373.4 | 269.54 | 280.51 | 326.93
Geo | 0 | 0 | 0 | 0 | 0 | 0
H | 2.38 | 2.38 | 2.38 | 2.38 | 2.38 | 2.38
LFG | 0.72 | 0.72 | 23.23 | 23.23 | 23.23 | 23.23
Nuc | 289.1 | 306.81 | 296.14 | 378.23 | 0.12 | 0.12
PS | 0 | 0 | 0 | 0 | 0 | 0
PV | 0 | 0 | 0 | 0 | 0 | 0
PeakG | 25.97 | 37.73 | 31.37 | 40.14 | 32.17 | 31.37
PeakO | 9.57 | 12.19 | 9.77 | 9.77 | 9.77 | 9.77
ST | 0 | 0 | 0 | 0 | 0 | 0
STOG | 0 | 0 | 0 | 0 | 0 | 0
STWD | 0 | 0 | 0 | 0 | 0 | 0
WT | 54.91 | 54.91 | 54.91 | 45.4 | 10.54 | 10.54
IGCC | 0 | 0 | 0 | 0 | 0 | 0
DemandResponse | 0 | 0 | 0 | 0 | 0 | 0
IGCC-CCS | 0 | 0 | 0 | 0 | 0 | 0
WT_off | 0 | 0 | 0 | 0 | 0 | 0
PseudoUnit | 0 | 0 | 0 | 0 | 0 | 0
FixedInterchange | 0 | 0 | 0 | 0 | 0 | 0
Total Costs by Reporting Type: NEISO
ReportingType | 2015 | 2020 | 2025 | 2030 | 2035 | 2040
BM | 279.31 | 220.13 | 146.64 | 240.68 | 203.68 | 240.78
CC | 2934.74 | 2249.05 | 1983.14 | 1362.21 | 1231.66 | 789.72
CSP | 0 | 0 | 0 | 0 | 0 | 0
CT | 32.29 | 32.93 | 33.33 | 31.31 | 0.9 | 0.9
Coal | 58.34 | 29.15 | 0 | 0 | 0 | 0
Geo | 0 | 0 | 0 | 0 | 0 | 0
H | 46.4 | 46.4 | 46.4 | 47.43 | 47.43 | 47.43
LFG | 80.87 | 80.87 | 80.87 | 103.68 | 93.04 | 93.04
Nuc | 1055.43 | 1120.79 | 1080.11 | 1086.32 | 784.86 | 1265.22
PS | 39.74 | 39.74 | 39.74 | 39.74 | 39.74 | 39.74
PV | 0.03 | 113.38 | 113.38 | 113.38 | 113.38 | 4.92
PeakG | 20.63 | 32.49 | 24.39 | 22.52 | 29.41 | 29.58
PeakO | 0 | 0 | 0 | 0 | 0 | 0
ST | 0 | 0 | 0 | 0 | 0 | 0
STOG | 0 | 0 | 0 | 0 | 0 | 0
STWD | 367.79 | 122.81 | 28.96 | 80.82 | 184.16 | 191.19
WT | 67.94 | 710.64 | 1092.51 | 1304.96 | 3558.41 | 3519.51
IGCC | 0 | 0 | 0 | 0 | 0 | 0
DemandResponse | 0 | 0 | 0 | 0 | 0 | 0
IGCC-CCS | 0 | 0 | 0 | 0 | 0 | 0
WT_off | 308.22 | 308.22 | 308.22 | 308.22 | 24.98 | 24.98
PseudoUnit | 0 | 0 | 0 | 0 | 0 | 0
FixedInterchange | 0 | 0 | 0 | 0 | 0 | 0
Total Costs by Reporting Type: NonRTO_Midwest
ReportingType | 2015 | 2020 | 2025 | 2030 | 2035 | 2040
BM | 0 | 0 | 0 | 0 | 667.83 | 6048.42
CC | 1571.11 | 3328.14 | 3520.14 | 4236.9 | 5183.19 | 648.91
CSP | 0 | 0 | 0 | 0 | 0 | 0
CT | 0 | 0 | 0 | 0 | 0 | 0
Coal | 2693.43 | 1424.79 | 506.02 | 747.93 | 937.09 | 723.98
Geo | 0 | 0 | 0 | 0 | 0 | 0
H | 2.04 | 2.04 | 258.59 | 258.59 | 258.59 | 258.59
LFG | 1.69 | 1.69 | 51.19 | 51.19 | 51.19 | 51.19
Nuc | 0.01 | 0.01 | 0.02 | 0.05 | 769.68 | 769.68
PS | 0 | 0 | 0 | 0 | 0 | 0
PV | 0 | 0 | 0 | 0 | 0 | 0
PeakG | 70.23 | 89.6 | 81.01 | 99.6 | 54.02 | 0.19
PeakO | 0.35 | 0.45 | 0.36 | 0 | 0 | 0
ST | 0 | 0 | 0 | 0 | 0 | 0
STOG | 0 | 0 | 0 | 0 | 0 | 0
STWD | 0 | 0 | 0 | 0 | 0 | 0
WT | 2.26 | 2.26 | 2.26 | 2.26 | 2.26 | 2.26
IGCC | 0 | 0 | 0 | 0 | 0 | 0
DemandResponse | 0 | 0 | 0 | 0 | 0 | 0
IGCC-CCS | 0 | 0 | 0 | 0 | 0 | 0
WT_off | 0 | 0 | 0 | 0 | 0 | 0
PseudoUnit | 0 | 0 | 0 | 0 | 0 | 0
FixedInterchange | 0 | 0 | 0 | 0 | 0 | 0
Total Costs by Reporting Type: NYISO_A-F
ReportingType | 2015 | 2020 | 2025 | 2030 | 2035 | 2040
BM | 0 | 0 | 0 | 0 | 0 | 0
CC | 655.92 | 858.87 | 536.46 | 505.58 | 225.76 | 104.82
CSP | 0 | 0 | 0 | 0 | 0 | 0
CT | 0 | 0 | 0 | 0 | 0 | 0
Coal | 0 | 0 | 0 | 0 | 0 | 0
Geo | 0 | 0 | 0 | 0 | 0 | 0
H | 62.6 | 62.6 | 62.6 | 62.6 | 62.6 | 62.6
LFG | 22.17 | 22.17 | 22.17 | 44 | 42.66 | 42.66
Nuc | 769.17 | 792.88 | 787.44 | 645.82 | 793.67 | 773.33
PS | 33.52 | 33.52 | 33.52 | 33.52 | 33.52 | 33.52
PV | 0 | 0 | 0 | 0 | 0 | 0
PeakG | 3.94 | 6.04 | 5.31 | 5.31 | 5.31 | 5.31
PeakO | 1.14 | 1.46 | 1.17 | 1.17 | 1.17 | 1.17
ST | 0 | 0 | 0 | 0 | 0 | 0
STOG | 0 | 0 | 0 | 0 | 0 | 0
STWD | 2.82 | 4.16 | 4.17 | 10.02 | 26.67 | 37.88
WT | 684.71 | 860.89 | 860.89 | 2164.73 | 2766.49 | 2610.26
IGCC | 0 | 0 | 0 | 0 | 0 | 0
DemandResponse | 0 | 0 | 0 | 0 | 0 | 0
IGCC-CCS | 0 | 0 | 0 | 0 | 0 | 0
WT_off | 0 | 0 | 0 | 0 | 0 | 0
PseudoUnit | 0 | 0 | 0 | 0 | 0 | 0
FixedInterchange | 0 | 0 | 0 | 0 | 0 | 0
Total Costs by Reporting Type: NYISO_G-I
ReportingType | 2015 | 2020 | 2025 | 2030 | 2035 | 2040
BM | 0 | 0 | 0 | 0 | 643.65 | 831.3
CC | 253.97 | 441.55 | 252.3 | 136.33 | 179.97 | 127.9
CSP | 0 | 0 | 0 | 0 | 0 | 0
CT | 0 | 0 | 0 | 0 | 0 | 0
Coal | 0 | 0 | 0 | 0 | 0 | 0
Geo | 0 | 0 | 0 | 0 | 0 | 0
H | 0.46 | 0.46 | 0.46 | 0.46 | 0.46 | 0.46
LFG | 7.73 | 7.73 | 31.62 | 31.62 | 31.62 | 31.62
Nuc | 466.19 | 495 | 477.19 | 479.96 | 604.12 | 1860.62
PS | 0 | 0 | 0 | 0 | 0 | 0
PV | 0 | 0 | 0 | 0 | 0 | 0
PeakG | 1.51 | 2.04 | 1.65 | 1.68 | 1.75 | 1.57
PeakO | 2.55 | 3.25 | 2.61 | 2.61 | 2.61 | 2.61
ST | 0 | 0 | 0 | 0 | 0 | 0
STOG | 0 | 0 | 0 | 0 | 0 | 0
STWD | 0 | 0 | 0 | 0 | 0 | 0
WT | 0 | 14.4 | 14.4 | 86.66 | 86.66 | 73.94
IGCC | 0 | 0 | 0 | 0 | 0 | 0
DemandResponse | 0 | 0 | 0 | 0 | 0 | 0
IGCC-CCS | 0 | 0 | 0 | 0 | 0 | 0
WT_off | 0 | 0 | 0 | 0 | 0 | 0
PseudoUnit | 0 | 0 | 0 | 0 | 0 | 0
FixedInterchange | 0 | 0 | 0 | 0 | 0 | 0
Total Costs by Reporting Type: NYISO_J-K
ReportingType | 2015 | 2020 | 2025 | 2030 | 2035 | 2040
BM | 0 | 0 | 0 | 0 | 0 | 0
CC | 1626.97 | 1878.39 | 1789.85 | 1459.86 | 1863.15 | 1652.04
CSP | 0 | 0 | 0 | 0 | 0 | 0
CT | 0 | 0 | 0 | 0 | 0 | 0
Coal | 0 | 0 | 0 | 0 | 0 | 0
Geo | 0 | 0 | 0 | 0 | 0 | 0
H | 0 | 0 | 0 | 0 | 0 | 0
LFG | 14.97 | 14.97 | 14.97 | 44.49 | 44.49 | 44.49
Nuc | 0.01 | 0.01 | 0.01 | 0.03 | 0.08 | 0.07
PS | 0 | 0 | 0 | 0 | 0 | 0
PV | 17.52 | 17.52 | 17.52 | 17.52 | 0.54 | 0.54
PeakG | 58.94 | 84.51 | 68.23 | 77.32 | 131.9 | 128.66
PeakO | 61.69 | 79.16 | 63.78 | 65.02 | 65.02 | 65.02
ST | 0 | 0 | 0 | 0 | 0 | 0
STOG | 182.21 | 229.04 | 234.58 | 254.69 | 220.7 | 200.66
STWD | 0 | 0 | 0 | 0 | 0 | 0
WT | 0 | 0 | 0 | 50.39 | 98.87 | 98.87
IGCC | 0 | 0 | 0 | 0 | 0 | 0
DemandResponse | 0 | 0 | 0 | 0 | 0 | 0
IGCC-CCS | 0 | 0 | 0 | 0 | 0 | 0
WT_off | 0 | 0 | 0 | 0 | 0 | 0
PseudoUnit | 0 | 0 | 0 | 0 | 0 | 0
FixedInterchange | 0 | 0 | 0 | 0 | 0 | 0
Total Costs by Reporting Type: PJM_E
ReportingType | 2015 | 2020 | 2025 | 2030 | 2035 | 2040
BM | 18.42 | 33.95 | 33.95 | 33.95 | 33.95 | 33.95
CC | 3587.98 | 4163.66 | 4786.84 | 4895.42 | 5563.59 | 3018.35
CSP | 0 | 0 | 0 | 0 | 0 | 0
CT | 2.48 | 2.73 | 3 | 0 | 0 | 0
Coal | 144.02 | 90.94 | 61.83 | 47.18 | 134.83 | 250.64
Geo | 0 | 0 | 0 | 0 | 0 | 0
H | 3.85 | 3.85 | 3.85 | 3.85 | 3.85 | 3.85
LFG | 59.08 | 105.92 | 105.92 | 103.73 | 103.73 | 73.06
Nuc | 1960.16 | 1864.06 | 1862.64 | 1873.72 | 1345.93 | 2661.52
PS | 9.5 | 9.5 | 9.5 | 9.5 | 9.5 | 9.5
PV | 11.79 | 11.79 | 11.79 | 11.79 | 0.75 | 0.75
PeakG | 78.7 | 131.19 | 129.17 | 216.59 | 145.25 | 159.51
PeakO | 75.92 | 100.78 | 82.41 | 82.41 | 82.41 | 82.41
ST | 0 | 0 | 0 | 0 | 0 | 0
STOG | 138.63 | 181.56 | 0 | 0 | 0 | 0
STWD | 0 | 0 | 0 | 0 | 0 | 0
WT | 332.76 | 332.76 | 332.76 | 332.76 | 37.93 | 37.93
IGCC | 0 | 0 | 0 | 0 | 0 | 0
DemandResponse | 0 | 0 | 0 | 0 | 0 | 0
IGCC-CCS | 0 | 0 | 0 | 0 | 0 | 0
WT_off | 0 | 0 | 599.06 | 599.06 | 2628.53 | 5228.13
PseudoUnit | 0 | 0 | 0 | 0 | 0 | 0
FixedInterchange | 0 | 0 | 0 | 0 | 0 | 0
Total Costs by Reporting Type: PJM_ROM
ReportingType | 2015 | 2020 | 2025 | 2030 | 2035 | 2040
BM | 10.17 | 19.49 | 19.49 | 19.49 | 2400.76 | 2400.76
CC | 1586.53 | 1872.27 | 2182.86 | 2354.54 | 2412.72 | 614.08
CSP | 0 | 0 | 0 | 0 | 0 | 0
CT | 1.52 | 1.67 | 1.84 | 2.33 | 0 | 0
Coal | 809.83 | 242.9 | 71.31 | 121.8 | 226.31 | 210.33
Geo | 0 | 0 | 0 | 0 | 0 | 0
H | 19.83 | 19.83 | 253 | 253 | 253 | 253
LFG | 47.04 | 132.66 | 132.66 | 131.08 | 128.72 | 75.37
Nuc | 1163.94 | 1194.41 | 1192.35 | 1199.5 | 998.91 | 5124.79
PS | 35.92 | 35.92 | 35.92 | 35.92 | 35.92 | 35.92
PV | 0.06 | 497.02 | 753.61 | 811.04 | 815.37 | 361.72
PeakG | 30.83 | 46.11 | 47.13 | 84.07 | 75.97 | 83.47
PeakO | 45.95 | 58.57 | 46.94 | 43.12 | 43.12 | 0
ST | 0 | 0 | 0 | 0 | 0 | 0
STOG | 212.25 | 284.51 | 24.55 | 0 | 0 | 0
STWD | 3.42 | 39.07 | 38.55 | 38.55 | 38.55 | 38.55
WT | 152.07 | 341.33 | 341.33 | 313.91 | 1679.83 | 1511.66
IGCC | 0 | 0 | 0 | 0 | 0 | 0
DemandResponse | 0 | 0 | 0 | 0 | 0 | 0
IGCC-CCS | 0 | 0 | 0 | 0 | 0 | 0
WT_off | 0 | 0 | 0 | 0 | 0 | 5793.95
PseudoUnit | 0 | 0 | 0 | 0 | 0 | 0
FixedInterchange | 0 | 0 | 0 | 0 | 0 | 0
Total Costs by Reporting Type: PJM_ROR
ReportingType | 2015 | 2020 | 2025 | 2030 | 2035 | 2040
BM | 216.32 | 415.73 | 382.8 | 415.73 | 2440.66 | 10549.51
CC | 11387.04 | 15992.83 | 17775.76 | 20088.96 | 23619.55 | 3032.25
CSP | 0 | 0 | 0 | 0 | 0 | 0
CT | 2.85 | 2.89 | 3.19 | 4.09 | 0 | 0
Coal | 12350.26 | 8257.18 | 2882.48 | 3261 | 5112.82 | 4950.91
Geo | 0 | 0 | 0 | 0 | 0 | 0
H | 26.17 | 207.89 | 207.89 | 207.89 | 207.89 | 207.89
LFG | 76.9 | 240.73 | 240.73 | 235.07 | 229.01 | 127.69
Nuc | 4607.58 | 4731.16 | 4718.65 | 4541.22 | 5607.72 | 23003.25
PS | 73.14 | 73.14 | 73.14 | 73.14 | 73.14 | 73.14
PV | 0.35 | 0.35 | 70.29 | 72.88 | 72.88 | 72.88
PeakG | 400.52 | 584.44 | 531.03 | 667.77 | 688.7 | 572.28
PeakO | 48.69 | 65.15 | 52.22 | 48.37 | 48.37 | 0
ST | 0 | 0 | 0 | 0 | 0 | 0
STOG | 124.75 | 180.38 | 101.11 | 0 | 0 | 0
STWD | 9.11 | 114.87 | 96.08 | 85.03 | 113.43 | 113.43
WT | 2217.8 | 2263.14 | 3840.23 | 12094.15 | 10986.11 | 10946.15
IGCC | 0 | 0 | 0 | 0 | 0 | 0
DemandResponse | 0 | 0 | 0 | 0 | 0 | 0
IGCC-CCS | 0 | 0 | 0 | 0 | 0 | 0
WT_off | 0 | 0 | 0 | 0 | 0 | 0
PseudoUnit | 0 | 0 | 0 | 0 | 0 | 0
FixedInterchange | 0 | 0 | 0 | 0 | 0 | 0
Total Costs by Reporting Type: SOCO
ReportingType | 2015 | 2020 | 2025 | 2030 | 2035 | 2040
BM | 29.34 | 32.7 | 41.23 | 56.71 | 56.71 | 6386.93
CC | 10131.79 | 13654.66 | 14781.76 | 16178.09 | 8158.11 | 2437.52
CSP | 0 | 0 | 0 | 0 | 0 | 0
CT | 0 | 0 | 0 | 0 | 0 | 0
Coal | 2933.62 | 1262.61 | 672.71 | 970.41 | 845.19 | 807.89
Geo | 0 | 0 | 0 | 0 | 0 | 0
H | 59.74 | 59.74 | 59.74 | 59.74 | 59.74 | 59.74
LFG | 4.47 | 4.47 | 37.19 | 37.19 | 37.19 | 37.19
Nuc | 1355.07 | 3244.82 | 3279.27 | 3290.71 | 17448.11 | 19742.55
PS | 39.76 | 39.76 | 39.76 | 39.76 | 39.76 | 39.76
PV | 0 | 0 | 0 | 0 | 0 | 0
PeakG | 244.77 | 368.6 | 321.95 | 475.41 | 60 | 67.65
PeakO | 0 | 0 | 0 | 0 | 0 | 0
ST | 0 | 0 | 0 | 0 | 0 | 0
STOG | 0 | 0 | 0 | 0 | 0 | 0
STWD | 42.66 | 65.76 | 81.53 | 425.48 | 425.48 | 271.07
WT | 0 | 0 | 0 | 23.58 | 23.58 | 23.58
IGCC | 0 | 0 | 0 | 0 | 0 | 0
DemandResponse | 0 | 0 | 0 | 0 | 0 | 0
IGCC-CCS | 0 | 0 | 0 | 0 | 0 | 0
WT_off | 0 | 0 | 0 | 0 | 0 | 0
PseudoUnit | 0 | 0 | 0 | 0 | 0 | 0
FixedInterchange | 0 | 0 | 0 | 0 | 0 | 0
Total Costs by Reporting Type: SPP_N
ReportingType | 2015 | 2020 | 2025 | 2030 | 2035 | 2040
BM | 0 | 0 | 0 | 0 | 6154.18 | 6096.06
CC | 934.89 | 2548.26 | 2377.87 | 2794.8 | 1655.69 | 1438.05
CSP | 0 | 0 | 0 | 0 | 0 | 0
CT | 0 | 0 | 0 | 0 | 0 | 0
Coal | 3540.56 | 1800.86 | 598.35 | 659.27 | 1088.27 | 1077.82
Geo | 0 | 0 | 0 | 0 | 0 | 0
H | 0.3 | 0.3 | 0.3 | 0.3 | 0.3 | 0.3
LFG | 0.85 | 0.85 | 30.03 | 30.03 | 30.03 | 30.03
Nuc | 256.73 | 266.63 | 271.39 | 272.98 | 272.98 | 272.98
PS | 0 | 0 | 0 | 0 | 0 | 0
PV | 0 | 0 | 0 | 0 | 0 | 0
PeakG | 76.82 | 117.69 | 105.7 | 107.78 | 105.7 | 105.7
PeakO | 34.89 | 44.84 | 35.94 | 35.94 | 35.94 | 35.94
ST | 0 | 0 | 0 | 0 | 0 | 0
STOG | 53.75 | 46.08 | 47.08 | 86.81 | 0 | 0
STWD | 0 | 0 | 0 | 0 | 0 | 0
WT | 42.04 | 2784.3 | 2784.3 | 2784.3 | 2784.3 | 507.81
IGCC | 0 | 0 | 0 | 0 | 0 | 0
DemandResponse | 0 | 0 | 0 | 0 | 0 | 0
IGCC-CCS | 0 | 0 | 0 | 0 | 0 | 0
WT_off | 0 | 0 | 0 | 0 | 0 | 0
PseudoUnit | 0 | 0 | 0 | 0 | 0 | 0
FixedInterchange | 0 | 0 | 0 | 0 | 0 | 0
Total Costs by Reporting Type: SPP_S
ReportingType | 2015 | 2020 | 2025 | 2030 | 2035 | 2040
BM | 0 | 0 | 0 | 0 | 2829.84 | 4149.29
CC | 2708.39 | 3556.52 | 4076.32 | 5646.47 | 3942.13 | 3930.61
CSP | 0 | 0 | 0 | 0 | 0 | 0
CT | 37.2 | 61.7 | 61.7 | 61.7 | 28.49 | 10.78
Coal | 4999.08 | 1045.68 | 386.05 | 307.89 | 302.46 | 302.46
Geo | 0 | 0 | 0 | 0 | 0 | 0
H | 30.03 | 30.03 | 30.03 | 61.32 | 61.32 | 61.32
LFG | 2.29 | 2.29 | 31.48 | 31.48 | 31.48 | 31.48
Nuc | 0.01 | 0.01 | 0.01 | 0.02 | 0.08 | 0.05
PS | 10.59 | 10.59 | 10.59 | 10.59 | 10.59 | 10.59
PV | 0 | 0 | 0 | 0 | 0 | 0
PeakG | 60.2 | 87.93 | 62.37 | 76.78 | 82.77 | 82.77
PeakO | 3.36 | 4.54 | 3.63 | 3.63 | 3.64 | 3.66
ST | 0 | 0 | 0 | 0 | 0 | 0
STOG | 468.02 | 411.89 | 418.79 | 479.13 | 153.58 | 37.83
STWD | 7.55 | 6.01 | 5.39 | 21.7 | 54.2 | 34.38
WT | 183.43 | 7069.05 | 7069.05 | 7069.05 | 6992.15 | 1023.62
IGCC | 0 | 0 | 0 | 0 | 0 | 0
DemandResponse | 0 | 0 | 0 | 0 | 0 | 0
IGCC-CCS | 0 | 0 | 0 | 0 | 0 | 0
WT_off | 0 | 0 | 0 | 0 | 0 | 0
PseudoUnit | 0 | 0 | 0 | 0 | 0 | 0
FixedInterchange | 0 | 0 | 0 | 0 | 0 | 0
Total Costs by Reporting Type: TVA
ReportingType | 2015 | 2020 | 2025 | 2030 | 2035 | 2040
BM | 0 | 0 | 0 | 0 | 7168.7 | 7168.7
CC | 3423.89 | 5886.04 | 6691.06 | 7797.02 | 5712.92 | 1159.62
CSP | 0 | 0 | 0 | 0 | 0 | 0
CT | 0 | 0 | 0 | 0 | 0 | 0
Coal | 2229.31 | 1121.29 | 109.35 | 0 | 0 | 0
Geo | 0 | 0 | 0 | 0 | 0 | 0
H | 72.8 | 72.8 | 82.09 | 82.09 | 82.09 | 82.09
LFG | 1.57 | 1.57 | 33.99 | 33.99 | 33.99 | 33.99
Nuc | 2670.69 | 2727.02 | 2716.38 | 2727.87 | 4255.96 | 8813.67
PS | 41.38 | 41.38 | 41.38 | 41.38 | 41.38 | 41.38
PV | 0 | 0 | 0 | 0 | 0 | 0
PeakG | 99.24 | 153.37 | 140.99 | 140.99 | 113.36 | 113.36
PeakO | 1.87 | 2.54 | 1.92 | 2.49 | 0 | 0
ST | 0 | 0 | 0 | 0 | 0 | 0
STOG | 0 | 0 | 0 | 0 | 0 | 0
STWD | 0.25 | 0.36 | 0.44 | 2.54 | 3 | 3
WT | 0.99 | 0.99 | 0.99 | 0.99 | 24.39 | 24.39
IGCC | 0 | 0 | 0 | 0 | 0 | 0
DemandResponse | 0 | 0 | 0 | 0 | 0 | 0
IGCC-CCS | 0 | 0 | 0 | 0 | 0 | 0
WT_off | 0 | 0 | 0 | 0 | 0 | 0
PseudoUnit | 0 | 0 | 0 | 0 | 0 | 0
FixedInterchange | 0 | 0 | 0 | 0 | 0 | 0
Total Costs by Reporting Type: TVA_Transmission
ReportingType | 2015 | 2020 | 2025 | 2030 | 2035 | 2040
BM | 0 | 0 | 0 | 0 | 0 | 0
CC | 0 | 0 | 0 | 0 | 0 | 0
CSP | 0 | 0 | 0 | 0 | 0 | 0
CT | 0 | 0 | 0 | 0 | 0 | 0
Coal | 0 | 0 | 0 | 0 | 0 | 0
Geo | 0 | 0 | 0 | 0 | 0 | 0
H | 0 | 0 | 0 | 0 | 0 | 0
LFG | 0 | 0 | 0 | 0 | 0 | 0
Nuc | 0 | 0 | 0 | 0 | 0 | 0
PS | 0 | 0 | 0 | 0 | 0 | 0
PV | 0 | 0 | 0 | 0 | 0 | 0
PeakG | 0 | 0 | 0 | 0 | 0 | 0
PeakO | 0 | 0 | 0 | 0 | 0 | 0
ST | 0 | 0 | 0 | 0 | 0 | 0
STOG | 0 | 0 | 0 | 0 | 0 | 0
STWD | 0 | 0 | 0 | 0 | 0 | 0
WT | 0 | 0 | 0 | 0 | 0 | 0
IGCC | 0 | 0 | 0 | 0 | 0 | 0
DemandResponse | 0 | 0 | 0 | 0 | 0 | 0
IGCC-CCS | 0 | 0 | 0 | 0 | 0 | 0
WT_off | 0 | 0 | 0 | 0 | 0 | 0
PseudoUnit | 0 | 0 | 0 | 0 | 0 | 0
FixedInterchange | 0 | 0 | 0 | 0 | 0 | 0
Total Costs by Reporting Type: VACAR
ReportingType | 2015 | 2020 | 2025 | 2030 | 2035 | 2040
BM | 0.93 | 169.61 | 688.42 | 700.69 | 700.69 | 6695.67
CC | 9983.57 | 10705.4 | 11651.36 | 14156.39 | 8075.65 | 1909.4
CSP | 0 | 0 | 0 | 0 | 0 | 0
CT | 73.03 | 73.88 | 82.34 | 44.96 | 9.79 | 0
Coal | 1661.63 | 1019.39 | 742.15 | 742.72 | 818.7 | 851.44
Geo | 0 | 0 | 0 | 0 | 0 | 0
H | 30.23 | 30.23 | 30.23 | 30.23 | 30.23 | 30.23
LFG | 7.71 | 40.25 | 40.25 | 40.25 | 40.18 | 20.68
Nuc | 2606.17 | 4688.35 | 4660.3 | 4678.99 | 3916.54 | 6955.08
PS | 62.1 | 62.1 | 62.1 | 62.1 | 62.1 | 62.1
PV | 0.24 | 44.91 | 45.63 | 45.88 | 45.88 | 372.56
PeakG | 153.13 | 235.34 | 197.24 | 276.54 | 208.9 | 231.13
PeakO | 36.13 | 46.34 | 37.33 | 38.01 | 0 | 0
ST | 0 | 0 | 0 | 0 | 0 | 0
STOG | 4.04 | 4.78 | 4.1 | 4.1 | 0 | 0
STWD | 173.41 | 175.67 | 173.58 | 173.58 | 173.58 | 137.34
WT | 0.22 | 838.93 | 838.93 | 838.93 | 838.73 | 98.34
IGCC | 0 | 0 | 0 | 0 | 0 | 0
DemandResponse | 0 | 0 | 0 | 0 | 0 | 0
IGCC-CCS | 0 | 0 | 0 | 0 | 0 | 0
WT_off | 0.59 | 0.59 | 0.59 | 0.59 | 16922.84 | 19444.98
PseudoUnit | 0 | 0 | 0 | 0 | 0 | 0
FixedInterchange | 0 | 0 | 0 | 0 | 0 | 0
Total Costs by Reporting Type: IESO
ReportingType | 2015 | 2020 | 2025 | 2030 | 2035 | 2040
BM | 177.6 | 177.73 | 177.6 | 178.28 | 180.58 | 183.28
CC | 465.79 | 220.56 | 199.5 | 203.1 | 198.89 | 34.66
CSP | 0 | 0 | 0 | 0 | 0 | 0
CT | 44.26 | 44.56 | 44.26 | 44.26 | 0 | 0
Coal | 0 | 0 | 0 | 0 | 0 | 0
Geo | 0 | 0 | 0 | 0 | 0 | 0
H | 123.83 | 123.83 | 123.83 | 123.83 | 226.24 | 226.24
LFG | 19.32 | 19.32 | 19.32 | 19.55 | 14.43 | 14.43
Nuc | 2990.3 | 2997.91 | 3038.61 | 3080.28 | 2836.57 | 3142.4
PS | 2.92 | 2.92 | 2.92 | 2.92 | 2.92 | 2.92
PV | 558.01 | 558.01 | 558.01 | 558.01 | 0.44 | 0.44
PeakG | 0 | 0 | 0 | 0 | 0 | 0
PeakO | 0 | 0 | 0 | 0 | 0 | 0
ST | 0 | 0 | 0 | 0 | 0 | 0
STOG | 0 | 0 | 0 | 0 | 0 | 0
STWD | 4.77 | 4.82 | 4.77 | 8.12 | 6.33 | 74.15
WT | 763.41 | 763.41 | 763.41 | 763.41 | 103.02 | 103.02
IGCC | 0 | 0 | 0 | 0 | 0 | 0
DemandResponse | 0 | 0 | 0 | 0 | 0 | 0
IGCC-CCS | 0 | 0 | 0 | 0 | 0 | 0
WT_off | 0 | 0 | 0 | 0 | 0 | 0
PseudoUnit | 0 | 0 | 0 | 0 | 0 | 0
FixedInterchange | 0 | 0 | 0 | 0 | 0 | 0
Total Costs by Reporting Type: MAPP_CA
ReportingType | 2015 | 2020 | 2025 | 2030 | 2035 | 2040
BM | 0 | 0 | 0 | 0 | 0 | 0
CC | 413.86 | 484.41 | 82.36 | 34.97 | 34.97 | 0
CSP | 0 | 0 | 0 | 0 | 0 | 0
CT | 0 | 0 | 0 | 0 | 0 | 0
Coal | 64.02 | 10.82 | 0 | 0 | 0 | 0
Geo | 0 | 0 | 0 | 0 | 0 | 0
H | 92.24 | 343.32 | 857.5 | 1703.56 | 1703.56 | 1703.56
LFG | 0 | 0 | 0 | 0 | 0 | 0
Nuc | 0.01 | 0.01 | 0.01 | 0.01 | 0.06 | 0.01
PS | 0 | 0 | 0 | 0 | 0 | 0
PV | 0 | 0 | 0 | 0 | 0 | 0
PeakG | 14.8 | 19.44 | 0 | 0 | 0 | 0
PeakO | 0.09 | 0.09 | 0 | 0 | 0 | 0
ST | 0 | 0 | 0 | 0 | 0 | 0
STOG | 6.53 | 5.67 | 0 | 0 | 0 | 0
STWD | 0 | 0 | 0 | 0 | 0 | 0
WT | 105.14 | 105.14 | 105.14 | 105.14 | 9.42 | 9.42
IGCC | 0 | 0 | 0 | 0 | 0 | 0
DemandResponse | 0 | 0 | 0 | 0 | 0 | 0
IGCC-CCS | 0 | 0 | 0 | 0 | 0 | 0
WT_off | 0 | 0 | 0 | 0 | 0 | 0
PseudoUnit | 0 | 0 | 0 | 0 | 0 | 0
FixedInterchange | 0 | 0 | 0 | 0 | 0 | 0
Total Costs by Reporting Type: AZ_NM_SNV_Coal
ReportingType | 2015 | 2020 | 2025 | 2030 | 2035 | 2040
BM | 0 | 0 | 0 | 0 | 0 | 0
CC | 0 | 0 | 0 | 0 | 0 | 0
CSP | 0 | 0 | 0 | 0 | 0 | 0
CT | 0 | 0 | 0 | 0 | 0 | 0
Coal | 3119.17 | 2985.75 | 723.53 | 232.64 | 456.28 | 412.42
Geo | 0 | 0 | 0 | 0 | 0 | 0
H | 0 | 0 | 0 | 0 | 0 | 0
LFG | 0 | 0 | 0 | 0 | 0 | 0
Nuc | 0 | 0 | 0 | 0 | 0 | 0
PS | 0 | 0 | 0 | 0 | 0 | 0
PV | 0 | 0 | 0 | 0 | 0 | 0
PeakG | 0 | 0 | 0 | 0 | 0 | 0
PeakO | 5.77 | 7.38 | 6 | 6 | 6 | 6
ST | 0 | 0 | 0 | 0 | 0 | 0
STOG | 0 | 0 | 0 | 0 | 0 | 0
STWD | 0 | 0 | 0 | 0 | 0 | 0
WT | 0 | 0 | 0 | 0 | 0 | 0
IGCC | 0 | 0 | 0 | 0 | 0 | 0
DemandResponse | 0 | 0 | 0 | 0 | 0 | 0
IGCC-CCS | 0 | 0 | 0 | 0 | 0 | 0
WT_off | 0 | 0 | 0 | 0 | 0 | 0
PseudoUnit | 0 | 0 | 0 | 0 | 0 | 0
FixedInterchange | 0 | 0 | 0 | 0 | 0 | 0
Total Costs by Reporting Type: AZ_NM_SNV_Gas
ReportingType | 2015 | 2020 | 2025 | 2030 | 2035 | 2040
BM | 0 | 0 | 0 | 0 | 0 | 0
CC | 4248.61 | 4661.07 | 6772.09 | 7143.94 | 2235.54 | 2115.77
CSP | 0 | 0 | 0 | 0 | 0 | 0
CT | 68.63 | 68.63 | 68.63 | 69.61 | 0 | 0
Coal | 0 | 0 | 0 | 0 | 0 | 0
Geo | 0 | 0 | 0 | 0 | 0 | 0
H | 0 | 0 | 0 | 0 | 0 | 0
LFG | 0 | 0 | 0 | 0 | 0 | 0
Nuc | 0 | 0 | 0 | 0 | 0 | 0
PS | 0 | 0 | 0 | 0 | 0 | 0
PV | 0 | 0 | 0 | 0 | 0 | 0
PeakG | 63.97 | 93.45 | 74.33 | 87.99 | 87.99 | 87.99
PeakO | 0 | 0 | 0 | 0 | 0 | 0
ST | 0 | 0 | 0 | 0 | 0 | 0
STOG | 0 | 0 | 0 | 0 | 0 | 0
STWD | 0 | 0 | 0 | 0 | 0 | 0
WT | 0 | 0 | 0 | 0 | 0 | 0
IGCC | 0 | 0 | 0 | 0 | 0 | 0
DemandResponse | 0 | 0 | 0 | 0 | 0 | 0
IGCC-CCS | 0 | 0 | 0 | 0 | 0 | 0
WT_off | 0 | 0 | 0 | 0 | 0 | 0
PseudoUnit | 0 | 0 | 0 | 0 | 0 | 0
FixedInterchange | 0 | 0 | 0 | 0 | 0 | 0
Total Costs by Reporting Type: AZ_NM_SNV_NucRenew
ReportingType | 2015 | 2020 | 2025 | 2030 | 2035 | 2040
BM | 0 | 0 | 0 | 0 | 0 | 0
CC | 0 | 0 | 0 | 0 | 0 | 0
CSP | 0 | 0 | 0 | 0 | 0 | 0
CT | 0 | 0 | 0 | 0 | 0 | 0
Coal | 0 | 0 | 0 | 0 | 0 | 0
Geo | 0 | 0 | 608.13 | 608.13 | 608.13 | 608.13
H | 44.6 | 44.6 | 44.6 | 44.6 | 44.6 | 44.6
LFG | 0.85 | 0.85 | 19.64 | 19.64 | 19.64 | 19.64
Nuc | 810.72 | 895.93 | 912.19 | 1102.12 | 14007.15 | 15012.14
PS | 5.13 | 5.13 | 5.13 | 5.13 | 5.13 | 5.13
PV | 37.26 | 37.26 | 37.26 | 37.26 | 2.38 | 2.38
PeakG | 0 | 0 | 0 | 0 | 0 | 0
PeakO | 0 | 0 | 0 | 0 | 0 | 0
ST | 119.29 | 291.78 | 373.96 | 359.42 | 508.4 | 364.44
STOG | 0 | 0 | 0 | 0 | 0 | 0
STWD | 12.81 | 13.02 | 12.82 | 12.82 | 12.82 | 12.82
WT | 31.87 | 2830.79 | 2830.79 | 2830.79 | 2816.5 | 348.89
IGCC | 0 | 0 | 0 | 0 | 0 | 0
DemandResponse | 0 | 0 | 0 | 0 | 0 | 0
IGCC-CCS | 0 | 0 | 0 | 0 | 0 | 0
WT_off | 0 | 0 | 0 | 0 | 0 | 0
PseudoUnit | 0 | 0 | 0 | 0 | 0 | 0
FixedInterchange | 0 | 0 | 0 | 0 | 0 | 0
Total Costs by Reporting Type: ERCOT
ReportingType | 2015 | 2020 | 2025 | 2030 | 2035 | 2040
BM | 73.54 | 76.66 | 80.42 | 148.83 | 148.83 | 3440.71
CC | 14486.83 | 17422.62 | 16207.2 | 19263.02 | 12765.7 | 9188.51
CSP | 0 | 0 | 0 | 0 | 0 | 0
CT | 22.65 | 22.89 | 22.81 | 23.79 | 0 | 0
Coal | 3129.86 | 2470.64 | 1136.36 | 1320.67 | 1333.08 | 1348.95
Geo | 0 | 0 | 0 | 0 | 0 | 0
H | 8.05 | 8.05 | 8.05 | 8.05 | 8.05 | 8.05
LFG | 9.06 | 9.06 | 115.9 | 115.9 | 115.9 | 115.9
Nuc | 1007.36 | 1174.9 | 1203.03 | 1210.21 | 13743.22 | 15001.85
PS | 0 | 0 | 0 | 0 | 0 | 0
PV | 5.14 | 5.14 | 5.14 | 5.14 | 0.01 | 0.01
PeakG | 80.63 | 119.71 | 114.62 | 121 | 122.19 | 126.28
PeakO | 1.29 | 1.86 | 1.53 | 1.53 | 1.53 | 1.53
ST | 0 | 0 | 0 | 0 | 0 | 0
STOG | 726.37 | 972.59 | 471.38 | 531.39 | 0 | 0
STWD | 0 | 0 | 0 | 0 | 0 | 0
WT | 388.45 | 388.45 | 4593.33 | 4593.33 | 4520.63 | 4575.44
IGCC | 0 | 0 | 0 | 0 | 0 | 0
DemandResponse | 0 | 0 | 0 | 0 | 0 | 0
IGCC-CCS | 0 | 0 | 0 | 0 | 0 | 0
WT_off | 0 | 0 | 0 | 0 | 0 | 0
PseudoUnit | 0 | 0 | 0 | 0 | 0 | 0
FixedInterchange | 0 | 0 | 0 | 0 | 0 | 0
Total Costs by Reporting Type: NP15
ReportingType | 2015 | 2020 | 2025 | 2030 | 2035 | 2040
BM | 0 | 0 | 0 | 0 | 0 | 0
CC | 4001.95 | 4924.93 | 5210.9 | 5526.8 | 3869.85 | 2114.15
CSP | 0 | 0 | 0 | 0 | 0 | 0
CT | 19.28 | 19.28 | 19.28 | 19.28 | 0 | 0
Coal | 95.97 | 0 | 0 | 0 | 0 | 0
Geo | 100.91 | 213.85 | 379.27 | 379.27 | 379.27 | 305.43
H | 125.7 | 125.7 | 125.7 | 125.7 | 125.7 | 125.7
LFG | 10.26 | 140.57 | 203.76 | 203.76 | 203.76 | 119.5
Nuc | 495.59 | 560.5 | 540.7 | 543.89 | 2452.25 | 5386.76
PS | 53.58 | 53.58 | 53.58 | 53.58 | 53.58 | 53.58
PV | 3.68 | 3.68 | 3.68 | 3.68 | 0.89 | 0.89
PeakG | 56.04 | 82.34 | 58.1 | 74.01 | 78.49 | 78.49
PeakO | 10.26 | 13.08 | 10.48 | 10.49 | 10.49 | 10.49
ST | 14.46 | 14.46 | 14.46 | 14.46 | 1.86 | 1.86
STOG | 173.99 | 201.36 | 176.76 | 170.91 | 171.64 | 169.95
STWD | 265.97 | 269.53 | 137.24 | 266.24 | 266.24 | 266.24
WT | 66.32 | 970.87 | 970.87 | 3543.54 | 3618.72 | 3035.61
IGCC | 0 | 0 | 0 | 0 | 0 | 0
DemandResponse | 0 | 0 | 0 | 0 | 0 | 0
IGCC-CCS | 0 | 0 | 0 | 0 | 0 | 0
WT_off | 0 | 0 | 0 | 0 | 0 | 0
PseudoUnit | 0 | 0 | 0 | 0 | 0 | 0
FixedInterchange | 0 | 0 | 0 | 0 | 0 | 0
Total Costs by Reporting Type: NWPP_Coal
ReportingType | 2015 | 2020 | 2025 | 2030 | 2035 | 2040
BM | 0 | 0 | 0 | 0 | 0 | 0
CC | 0 | 0 | 0 | 0 | 0 | 0
CSP | 0 | 0 | 0 | 0 | 0 | 0
CT | 0 | 0 | 0 | 0 | 0 | 0
Coal | 2710.81 | 2532.11 | 184.06 | 146.39 | 94.71 | 114.25
Geo | 0 | 0 | 0 | 0 | 0 | 0
H | 0 | 0 | 0 | 0 | 0 | 0
LFG | 0 | 0 | 0 | 0 | 0 | 0
Nuc | 0 | 0 | 0 | 0 | 0 | 0
PS | 0 | 0 | 0 | 0 | 0 | 0
PV | 0 | 0 | 0 | 0 | 0 | 0
PeakG | 0 | 0 | 0 | 0 | 0 | 0
PeakO | 0 | 0 | 0 | 0 | 0 | 0
ST | 0 | 0 | 0 | 0 | 0 | 0
STOG | 0 | 0 | 0 | 0 | 0 | 0
STWD | 0 | 0 | 0 | 0 | 0 | 0
WT | 0 | 0 | 0 | 0 | 0 | 0
IGCC | 0 | 0 | 0 | 0 | 0 | 0
DemandResponse | 0 | 0 | 0 | 0 | 0 | 0
IGCC-CCS | 0 | 0 | 0 | 0 | 0 | 0
WT_off | 0 | 0 | 0 | 0 | 0 | 0
PseudoUnit | 0 | 0 | 0 | 0 | 0 | 0
FixedInterchange | 0 | 0 | 0 | 0 | 0 | 0
Total Costs by Reporting Type: NWPP_Gas
ReportingType | 2015 | 2020 | 2025 | 2030 | 2035 | 2040
BM | 0 | 0 | 0 | 0 | 0 | 0
CC | 3065.8 | 4561.6 | 4866.62 | 4458.45 | 1070.93 | 1148.16
CSP | 0 | 0 | 0 | 0 | 0 | 0
CT | 14.02 | 14.02 | 14.02 | 14.02 | 0 | 0
Coal | 0 | 0 | 0 | 0 | 0 | 0
Geo | 0 | 0 | 0 | 0 | 0 | 0
H | 0 | 0 | 0 | 0 | 0 | 0
LFG | 0 | 0 | 0 | 0 | 0 | 0
Nuc | 0 | 0 | 0 | 0 | 0 | 0
PS | 0 | 0 | 0 | 0 | 0 | 0
PV | 0 | 0 | 0 | 0 | 0 | 0
PeakG | 0 | 0 | 0 | 0 | 0 | 0
PeakO | 0 | 0 | 0 | 0 | 0 | 0
ST | 0 | 0 | 0 | 0 | 0 | 0
STOG | 0 | 0 | 0 | 0 | 0 | 0
STWD | 0 | 0 | 0 | 0 | 0 | 0
WT | 0 | 0 | 0 | 0 | 0 | 0
IGCC | 0 | 0 | 0 | 0 | 0 | 0
DemandResponse | 0 | 0 | 0 | 0 | 0 | 0
IGCC-CCS | 0 | 0 | 0 | 0 | 0 | 0
WT_off | 0 | 0 | 0 | 0 | 0 | 0
PseudoUnit | 0 | 0 | 0 | 0 | 0 | 0
FixedInterchange | 0 | 0 | 0 | 0 | 0 | 0
Total Costs by Reporting Type: NWPP_NucRenew
ReportingType | 2015 | 2020 | 2025 | 2030 | 2035 | 2040
BM | 17.16 | 22 | 35.02 | 35.02 | 35.02 | 3441.23
CC | 0 | 0 | 0 | 0 | 0 | 0
CSP | 0 | 0 | 0 | 0 | 0 | 0
CT | 0 | 0 | 0 | 0 | 0 | 0
Coal | 0 | 0 | 0 | 0 | 0 | 0
Geo | 67.62 | 67.62 | 249.83 | 249.83 | 224.95 | 224.95
H | 480.54 | 480.54 | 480.54 | 480.54 | 595.74 | 595.74
LFG | 20.56 | 20.56 | 96.02 | 96.02 | 91 | 91
Nuc | 256.71 | 258.17 | 262.7 | 264.21 | 3531.38 | 3603.93
PS | 6.12 | 6.12 | 6.12 | 6.12 | 6.12 | 6.12
PV | 0.04 | 0.04 | 0.04 | 0.04 | 0.04 | 0.04
PeakG | 0 | 0 | 0 | 0 | 0 | 0
PeakO | 0 | 0 | 0 | 0 | 0 | 0
ST | 0 | 0 | 0 | 0 | 0 | 0
STOG | 0 | 0 | 0 | 0 | 0 | 0
STWD | 17.98 | 22.5 | 329.12 | 329.12 | 329.12 | 329.12
WT | 467.97 | 467.97 | 467.97 | 5826.65 | 5587.79 | 6169.9
IGCC | 0 | 0 | 0 | 0 | 0 | 0
DemandResponse | 0 | 0 | 0 | 0 | 0 | 0
IGCC-CCS | 0 | 0 | 0 | 0 | 0 | 0
WT_off | 0 | 0 | 0 | 0 | 0 | 0
PseudoUnit | 0 | 0 | 0 | 0 | 0 | 0
FixedInterchange | 0 | 0 | 0 | 0 | 0 | 0
Total Costs by Reporting Type: RMPA
ReportingType | 2015 | 2020 | 2025 | 2030 | 2035 | 2040
BM | 0 | 0 | 0 | 0 | 1950.55 | 2297.79
CC | 724.27 | 1228.53 | 1752.76 | 1711.41 | 1033.71 | 962.91
CSP | 0 | 0 | 0 | 0 | 0 | 0
CT | 16.21 | 16.21 | 16.21 | 16.21 | 0 | 0
Coal | 2918.62 | 2549.79 | 727.87 | 527.81 | 367.47 | 407.35
Geo | 0 | 169.54 | 1087.88 | 1087.88 | 1087.88 | 982.03
H | 13.99 | 13.99 | 13.99 | 13.99 | 13.99 | 13.99
LFG | 1.17 | 1.17 | 10.12 | 10.12 | 9.84 | 9.84
Nuc | 0.01 | 0.01 | 0.01 | 990.5 | 990.53 | 990.51
PS | 13.37 | 13.37 | 13.37 | 13.37 | 13.37 | 13.37
PV | 0.68 | 0.68 | 0.68 | 0.68 | 0.31 | 0.31
PeakG | 48.87 | 72.26 | 51.39 | 62.7 | 70.87 | 70.41
PeakO | 0 | 0 | 0 | 0 | 0 | 0
ST | 1.26 | 145.57 | 145.57 | 147.57 | 146.5 | 25.72
STOG | 0 | 0 | 0 | 0 | 0 | 0
STWD | 0 | 0 | 0 | 0 | 0 | 0
WT | 240.35 | 1102.12 | 1102.12 | 1226.94 | 1054.28 | 323.71
IGCC | 0 | 0 | 0 | 0 | 0 | 0
DemandResponse | 0 | 0 | 0 | 0 | 0 | 0
IGCC-CCS | 0 | 0 | 0 | 0 | 0 | 0
WT_off | 0 | 0 | 0 | 0 | 0 | 0
PseudoUnit | 0 | 0 | 0 | 0 | 0 | 0
FixedInterchange | 0 | 0 | 0 | 0 | 0 | 0
Total Costs by Reporting Type: SP15
ReportingType | 2015 | 2020 | 2025 | 2030 | 2035 | 2040
BM | 6.8 | 6.8 | 6.8 | 6.8 | 6.8 | 715.86
CC | 5559.57 | 5863.7 | 6278.21 | 6902.43 | 4835.52 | 3189.68
CSP | 0 | 0 | 0 | 0 | 0 | 0
CT | 0 | 0 | 0 | 0 | 0 | 0
Coal | 82.23 | 55.13 | 2.92 | 0 | 0 | 0
Geo | 104.52 | 713.94 | 713.94 | 699.68 | 699.68 | 328.75
H | 16.57 | 16.57 | 16.57 | 16.57 | 16.57 | 16.57
LFG | 29.05 | 219.63 | 219.63 | 219.4 | 217.54 | 94.59
Nuc | 508.22 | 539.82 | 519.92 | 522.86 | 522.86 | 667.2
PS | 34.19 | 34.19 | 34.19 | 34.19 | 34.19 | 34.19
PV | 3.49 | 3.49 | 3.49 | 3.49 | 1.87 | 1.87
PeakG | 76.73 | 111.44 | 93.22 | 103.59 | 103.59 | 103.59
PeakO | 1.47 | 1.91 | 1.53 | 1.53 | 1.53 | 1.53
ST | 220.08 | 220.08 | 220.08 | 1091.01 | 1057.32 | 1414.28
STOG | 344.09 | 383 | 346.89 | 356.74 | 340.55 | 390.13
STWD | 68.43 | 69.39 | 68.5 | 68.5 | 68.5 | 68.5
WT | 264.36 | 515.15 | 3739.31 | 4069.01 | 3875.75 | 3650.19
IGCC | 0 | 0 | 0 | 0 | 0 | 0
DemandResponse | 0 | 0 | 0 | 0 | 0 | 0
IGCC-CCS | 0 | 0 | 0 | 0 | 0 | 0
WT_off | 0 | 0 | 0 | 0 | 0 | 0
PseudoUnit | 0 | 0 | 0 | 0 | 0 | 0
FixedInterchange | 0 | 0 | 0 | 0 | 0 | 0
Total Costs by Reporting Type: ALB
ReportingType | 2015 | 2020 | 2025 | 2030 | 2035 | 2040
BM | 0 | 0 | 0 | 0 | 0 | 0
CC | 871.05 | 1111.59 | 1400.58 | 220.75 | 29.37 | 30.79
CSP | 0 | 0 | 0 | 0 | 0 | 0
CT | 18.05 | 18.05 | 18.05 | 18.05 | 0 | 0
Coal | 2152.26 | 2681.67 | 3712.34 | 162.31 | 162.31 | 162.31
Geo | 0 | 0 | 0 | 0 | 0 | 0
H | 12.99 | 12.99 | 12.99 | 12.99 | 12.99 | 12.99
LFG | 1.21 | 1.21 | 1.21 | 1.21 | 1.21 | 1.21
Nuc | 0.01 | 0.01 | 0.02 | 7160.48 | 7714.53 | 7725.89
PS | 0 | 0 | 0 | 0 | 0 | 0
PV | 0 | 0 | 0 | 0 | 0 | 0
PeakG | 14.92 | 14.92 | 14.92 | 14.92 | 21.02 | 21.02
PeakO | 0 | 0 | 0 | 0 | 0 | 0
ST | 0 | 0 | 0 | 0 | 0 | 0
STOG | 0 | 0 | 0 | 0 | 0 | 0
STWD | 5.58 | 56.62 | 93.47 | 93.47 | 93.47 | 93.47
WT | 25.5 | 25.5 | 25.5 | 51.89 | 49.35 | 49.35
IGCC | 0 | 0 | 0 | 0 | 0 | 0
DemandResponse | 0 | 0 | 0 | 0 | 0 | 0
IGCC-CCS | 0 | 0 | 0 | 0 | 0 | 0
WT_off | 0 | 0 | 0 | 0 | 0 | 0
PseudoUnit | 0 | 0 | 0 | 0 | 0 | 0
FixedInterchange | 0 | 0 | 0 | 0 | 0 | 0
Total Costs by Reporting Type: BC
ReportingType | 2015 | 2020 | 2025 | 2030 | 2035 | 2040
BM | 0 | 0 | 0 | 0 | 0 | 0
CC | 295.12 | 340.68 | 405.64 | 417.77 | 68.23 | 6.1
CSP | 0 | 0 | 0 | 0 | 0 | 0
CT | 0 | 0 | 0 | 0 | 0 | 0
Coal | 0 | 0 | 0 | 0 | 0 | 0
Geo | 0 | 0 | 0 | 0 | 0 | 0
H | 173.22 | 173.22 | 173.22 | 173.22 | 173.22 | 173.22
LFG | 2.9 | 2.9 | 2.9 | 2.9 | 2.9 | 2.9
Nuc | 0.01 | 0.01 | 0.03 | 166.24 | 274.47 | 1031.27
PS | 0 | 0 | 0 | 0 | 0 | 0
PV | 0 | 0 | 0 | 0 | 0 | 0
PeakG | 0 | 0 | 0 | 0 | 0 | 0
PeakO | 0 | 0 | 0 | 0 | 0 | 0
ST | 0 | 0 | 0 | 0 | 0 | 0
STOG | 0 | 0 | 0 | 0 | 0 | 0
STWD | 16.34 | 93.99 | 296.27 | 296.27 | 296.27 | 296.27
WT | 48.22 | 48.22 | 48.22 | 93.46 | 52.78 | 52.78
IGCC | 0 | 0 | 0 | 0 | 0 | 0
DemandResponse | 0 | 0 | 0 | 0 | 0 | 0
IGCC-CCS | 0 | 0 | 0 | 0 | 0 | 0
WT_off | 0 | 0 | 0 | 0 | 0 | 0
PseudoUnit | 0 | 0 | 0 | 0 | 0 | 0
FixedInterchange | 0 | 0 | 0 | 0 | 0 | 0
Total Costs by Reporting Type: HQ_IESO
ReportingType | 2015 | 2020 | 2025 | 2030 | 2035 | 2040
BM | 0 | 0 | 0 | 0 | 0 | 0
CC | 0 | 0 | 0 | 0 | 0 | 0
CSP | 0 | 0 | 0 | 0 | 0 | 0
CT | 0 | 0 | 0 | 0 | 0 | 0
Coal | 0 | 0 | 0 | 0 | 0 | 0
Geo | 0 | 0 | 0 | 0 | 0 | 0
H | 0 | 0 | 0 | 0 | 0 | 0
LFG | 0 | 0 | 0 | 0 | 0 | 0
Nuc | 0.01 | 0.01 | 0.01 | 0.01 | 0.01 | 0.01
PS | 0 | 0 | 0 | 0 | 0 | 0
PV | 0 | 0 | 0 | 0 | 0 | 0
PeakG | 0 | 0 | 0 | 0 | 0 | 0
PeakO | 0 | 0 | 0 | 0 | 0 | 0
ST | 0 | 0 | 0 | 0 | 0 | 0
STOG | 0 | 0 | 0 | 0 | 0 | 0
STWD | 0 | 0 | 0 | 0 | 0 | 0
WT | 0 | 0 | 0 | 0 | 0 | 0
IGCC | 0 | 0 | 0 | 0 | 0 | 0
DemandResponse | 0 | 0 | 0 | 0 | 0 | 0
IGCC-CCS | 0 | 0 | 0 | 0 | 0 | 0
WT_off | 0 | 0 | 0 | 0 | 0 | 0
PseudoUnit | 0 | 0 | 0 | 34.04 | 34.04 | 34.04
FixedInterchange | 0 | 0 | 0 | 0 | 0 | 0
Total Costs by Reporting Type: HQ_NEISO
ReportingType | 2015 | 2020 | 2025 | 2030 | 2035 | 2040
BM | 0 | 0 | 0 | 0 | 0 | 0
CC | 0 | 0 | 0 | 0 | 0 | 0
CSP | 0 | 0 | 0 | 0 | 0 | 0
CT | 0 | 0 | 0 | 0 | 0 | 0
Coal | 0 | 0 | 0 | 0 | 0 | 0
Geo | 0 | 0 | 0 | 0 | 0 | 0
H | 0 | 0 | 0 | 0 | 0 | 0
LFG | 0 | 0 | 0 | 0 | 0 | 0
Nuc | 0.01 | 0.01 | 0.01 | 0.01 | 0.04 | 0.04
PS | 0 | 0 | 0 | 0 | 0 | 0
PV | 0 | 0 | 0 | 0 | 0 | 0
PeakG | 0 | 0 | 0 | 0 | 0 | 0
PeakO | 0 | 0 | 0 | 0 | 0 | 0
ST | 0 | 0 | 0 | 0 | 0 | 0
STOG | 0 | 0 | 0 | 0 | 0 | 0
STWD | 0 | 0 | 0 | 0 | 0 | 0
WT | 0 | 0 | 0 | 0 | 0 | 0
IGCC | 0 | 0 | 0 | 0 | 0 | 0
DemandResponse | 0 | 0 | 0 | 0 | 0 | 0
IGCC-CCS | 0 | 0 | 0 | 0 | 0 | 0
WT_off | 0 | 0 | 0 | 0 | 0 | 0
PseudoUnit | 0 | 0 | 0 | 558.98 | 558.98 | 558.98
FixedInterchange | 0 | 0 | 0 | 0 | 0 | 0
Total Costs by Reporting Type: HQ_NY
ReportingType | 2015 | 2020 | 2025 | 2030 | 2035 | 2040
BM | 0 | 0 | 0 | 0 | 0 | 0
CC | 0 | 0 | 0 | 0 | 0 | 0
CSP | 0 | 0 | 0 | 0 | 0 | 0
CT | 0 | 0 | 0 | 0 | 0 | 0
Coal | 0 | 0 | 0 | 0 | 0 | 0
Geo | 0 | 0 | 0 | 0 | 0 | 0
H | 0 | 0 | 0 | 0 | 0 | 0
LFG | 0 | 0 | 0 | 0 | 0 | 0
Nuc | 0.01 | 0.01 | 0.01 | 0.01 | 0.04 | 0.06
PS | 0 | 0 | 0 | 0 | 0 | 0
PV | 0 | 0 | 0 | 0 | 0 | 0
PeakG | 0 | 0 | 0 | 0 | 0 | 0
PeakO | 0 | 0 | 0 | 0 | 0 | 0
ST | 0 | 0 | 0 | 0 | 0 | 0
STOG | 0 | 0 | 0 | 0 | 0 | 0
STWD | 0 | 0 | 0 | 0 | 0 | 0
WT | 0 | 0 | 0 | 0 | 0 | 0
IGCC | 0 | 0 | 0 | 0 | 0 | 0
DemandResponse | 0 | 0 | 0 | 0 | 0 | 0
IGCC-CCS | 0 | 0 | 0 | 0 | 0 | 0
WT_off | 0 | 0 | 0 | 0 | 0 | 0
PseudoUnit | 0 | 0 | 961.64 | 961.64 | 961.64 | 961.64
FixedInterchange | 0 | 0 | 0 | 0 | 0 | 0
Total Costs by Reporting Type: MARITIMES
ReportingType | 2015 | 2020 | 2025 | 2030 | 2035 | 2040
BM | 0 | 0 | 0 | 0 | 0 | 0
CC | 0 | 0 | 0 | 0 | 0 | 0
CSP | 0 | 0 | 0 | 0 | 0 | 0
CT | 0 | 0 | 0 | 0 | 0 | 0
Coal | 0 | 0 | 0 | 0 | 0 | 0
Geo | 0 | 0 | 0 | 0 | 0 | 0
H | 0 | 0 | 0 | 0 | 0 | 0
LFG | 0 | 0 | 0 | 0 | 0 | 0
Nuc | 0.01 | 0.01 | 0.01 | 0.01 | 0.04 | 0.04
PS | 0 | 0 | 0 | 0 | 0 | 0
PV | 0 | 0 | 0 | 0 | 0 | 0
PeakG | 0 | 0 | 0 | 0 | 0 | 0
PeakO | 0 | 0 | 0 | 0 | 0 | 0
ST | 0 | 0 | 0 | 0 | 0 | 0
STOG | 0 | 0 | 0 | 0 | 0 | 0
STWD | 0 | 0 | 0 | 0 | 0 | 0
WT | 0 | 0 | 0 | 0 | 0 | 0
IGCC | 0 | 0 | 0 | 0 | 0 | 0
DemandResponse | 0 | 0 | 0 | 0 | 0 | 0
IGCC-CCS | 0 | 0 | 0 | 0 | 0 | 0
WT_off | 0 | 0 | 0 | 0 | 0 | 0
PseudoUnit | 0 | 0 | 0 | 189.29 | 189.29 | 189.29
FixedInterchange | 0 | 0 | 0 | 0 | 0 | 0
Total Costs by Reporting Type: All
ReportingType | 2015 | 2020 | 2025 | 2030 | 2035 | 2040
BM | 829.58 | 1174.8 | 1612.37 | 1836.18 | 27439.4 | 85796.52
CC | 111456.45 | 153869.54 | 164676.98 | 183878.37 | 137744.3 | 57368.97
CSP | 0 | 0 | 0 | 0 | 0 | 0
CT | 641.65 | 687.74 | 745.3 | 863.31 | 145.24 | 107.65
Coal | 68494.15 | 37434.49 | 16178.06 | 12720.32 | 17168.71 | 17648.73
Geo | 277 | 1168.91 | 3043 | 3028.74 | 3003.86 | 2453.24
H | 1511 | 1944.16 | 3053.64 | 3932.03 | 4531.04 | 4531.04
LFG | 541.97 | 1191.67 | 1884.08 | 2112.89 | 2080.14 | 1668.1
Nuc | 27394.75 | 32098.48 | 32062.82 | 41174.01 | 111695.23 | 161820.07
PS | 517.25 | 517.25 | 517.25 | 517.25 | 517.25 | 517.25
PV | 639.15 | 1399.79 | 1736.59 | 1796.87 | 1170.71 | 834.88
PeakG | 2286.77 | 3440.92 | 2829.09 | 3728.48 | 3103.23 | 2957.35
PeakO | 495.97 | 652.31 | 523.4 | 517.85 | 451 | 359.53
ST | 355.08 | 671.89 | 754.07 | 1612.46 | 1714.08 | 1806.3
STOG | 2735.64 | 3263.38 | 2025.69 | 2090.62 | 1074.04 | 798.56
STWD | 1136.04 | 1224.34 | 1583.6 | 2286.79 | 2678.34 | 2454.23
WT | 8135.22 | 26389.4 | 46799.08 | 65033.39 | 64979.77 | 50988.41
IGCC | 464.39 | 500.04 | 295.32 | 246.27 | 245.48 | 245.48
DemandResponse | 0 | 0 | 0 | 0 | 0 | 0
IGCC-CCS | 0 | 0 | 0 | 0 | 0 | 0
WT_off | 308.81 | 308.81 | 907.86 | 907.86 | 19576.36 | 30492.04
PseudoUnit | 0 | 0 | 961.64 | 1743.96 | 1743.96 | 1743.96
FixedInterchange | 0 | 0 | 0 | 0 | 0 | 0
Total Costs by Reporting Type: EI_US
ReportingType | 2015 | 2020 | 2025 | 2030 | 2035 | 2040
BM | 554.48 | 891.61 | 1312.53 | 1467.25 | 25117.62 | 75717.64
CC | 77323.6 | 113049.84 | 121501.13 | 137995.72 | 111601.6 | 38578.23
CSP | 0 | 0 | 0 | 0 | 0 | 0
CT | 438.54 | 484.09 | 542.04 | 658.08 | 145.24 | 107.65
Coal | 54221.22 | 24148.58 | 9690.99 | 10330.49 | 14754.87 | 15203.45
Geo | 3.95 | 3.95 | 3.95 | 3.95 | 3.95 | 3.95
H | 419.29 | 601.36 | 1196.67 | 1229 | 1610.38 | 1610.38
LFG | 447.6 | 776.41 | 1195.58 | 1424.4 | 1403.92 | 1199.08
Nuc | 21325.79 | 25671.19 | 25585.59 | 26133.19 | 65622.21 | 109258.1
PS | 401.94 | 401.94 | 401.94 | 401.94 | 401.94 | 401.94
PV | 30.85 | 791.48 | 1128.29 | 1188.56 | 1164.76 | 828.93
PeakG | 1930.8 | 2927.37 | 2422.5 | 3264.28 | 2619.08 | 2469.57
PeakO | 477.09 | 627.99 | 503.86 | 498.31 | 431.46 | 339.99
ST | 0 | 0 | 0 | 0 | 0 | 0
STOG | 1484.66 | 1700.76 | 1030.66 | 1031.58 | 561.85 | 238.49
STWD | 744.17 | 694.48 | 641.41 | 1212.23 | 1605.58 | 1313.66
WT | 5733.61 | 19171.78 | 32152.4 | 41929.23 | 43291.55 | 32670.1
IGCC | 464.39 | 500.04 | 295.32 | 246.27 | 245.48 | 245.48
DemandResponse | 0 | 0 | 0 | 0 | 0 | 0
IGCC-CCS | 0 | 0 | 0 | 0 | 0 | 0
WT_off | 308.81 | 308.81 | 907.86 | 907.86 | 19576.36 | 30492.04
PseudoUnit | 0 | 0 | 961.64 | 1709.91 | 1709.91 | 1709.91
FixedInterchange | 0 | 0 | 0 | 0 | 0 | 0
Total Costs by Reporting Type: EI_Canada
ReportingType | 2015 | 2020 | 2025 | 2030 | 2035 | 2040
BM | 177.6 | 177.73 | 177.6 | 178.28 | 180.58 | 183.28
CC | 879.64 | 704.98 | 281.86 | 238.07 | 233.85 | 34.66
CSP | 0 | 0 | 0 | 0 | 0 | 0
CT | 44.26 | 44.56 | 44.26 | 44.26 | 0 | 0
Coal | 64.02 | 10.82 | 0 | 0 | 0 | 0
Geo | 0 | 0 | 0 | 0 | 0 | 0
H | 216.06 | 467.15 | 981.32 | 1827.39 | 1929.8 | 1929.8
LFG | 19.32 | 19.32 | 19.32 | 19.55 | 14.43 | 14.43
Nuc | 2990.32 | 2997.94 | 3038.63 | 3080.31 | 2836.64 | 3142.43
PS | 2.92 | 2.92 | 2.92 | 2.92 | 2.92 | 2.92
PV | 558.01 | 558.01 | 558.01 | 558.01 | 0.44 | 0.44
PeakG | 14.8 | 19.44 | 0 | 0 | 0 | 0
PeakO | 0.09 | 0.09 | 0 | 0 | 0 | 0
ST | 0 | 0 | 0 | 0 | 0 | 0
STOG | 6.53 | 5.67 | 0 | 0 | 0 | 0
STWD | 4.77 | 4.82 | 4.77 | 8.12 | 6.33 | 74.15
WT | 868.55 | 868.55 | 868.55 | 868.55 | 112.43 | 112.43
IGCC | 0 | 0 | 0 | 0 | 0 | 0
DemandResponse | 0 | 0 | 0 | 0 | 0 | 0
IGCC-CCS | 0 | 0 | 0 | 0 | 0 | 0
WT_off | 0 | 0 | 0 | 0 | 0 | 0
PseudoUnit | 0 | 0 | 0 | 34.04 | 34.04 | 34.04
FixedInterchange | 0 | 0 | 0 | 0 | 0 | 0
Total Costs by Reporting Type: EI
ReportingType | 2015 | 2020 | 2025 | 2030 | 2035 | 2040
BM | 732.08 | 1069.34 | 1490.13 | 1645.53 | 25298.2 | 75900.92
CC | 78203.24 | 113754.82 | 121782.98 | 138233.79 | 111835.45 | 38612.89
CSP | 0 | 0 | 0 | 0 | 0 | 0
CT | 482.8 | 528.65 | 586.3 | 702.34 | 145.24 | 107.65
Coal | 54285.24 | 24159.41 | 9690.99 | 10330.49 | 14754.87 | 15203.45
Geo | 3.95 | 3.95 | 3.95 | 3.95 | 3.95 | 3.95
H | 635.35 | 1068.51 | 2177.99 | 3056.39 | 3540.18 | 3540.18
LFG | 466.92 | 795.73 | 1214.9 | 1443.95 | 1418.35 | 1213.51
Nuc | 24316.12 | 28669.13 | 28624.22 | 29213.5 | 68458.84 | 112400.53
PS | 404.86 | 404.86 | 404.86 | 404.86 | 404.86 | 404.86
PV | 588.85 | 1349.49 | 1686.29 | 1746.57 | 1165.2 | 829.37
PeakG | 1945.6 | 2946.8 | 2422.5 | 3264.28 | 2619.08 | 2469.57
PeakO | 477.18 | 628.08 | 503.86 | 498.31 | 431.46 | 339.99
ST | 0 | 0 | 0 | 0 | 0 | 0
STOG | 1491.18 | 1706.43 | 1030.66 | 1031.58 | 561.85 | 238.49
STWD | 748.94 | 699.29 | 646.18 | 1220.36 | 1611.91 | 1387.8
WT | 6602.17 | 20040.33 | 33020.96 | 42797.78 | 43403.98 | 32782.54
IGCC | 464.39 | 500.04 | 295.32 | 246.27 | 245.48 | 245.48
DemandResponse | 0 | 0 | 0 | 0 | 0 | 0
IGCC-CCS | 0 | 0 | 0 | 0 | 0 | 0
WT_off | 308.81 | 308.81 | 907.86 | 907.86 | 19576.36 | 30492.04
PseudoUnit | 0 | 0 | 961.64 | 1743.96 | 1743.96 | 1743.96
FixedInterchange | 0 | 0 | 0 | 0 | 0 | 0
Total Costs by Reporting Type: Outside_EI
ReportingType | 2015 | 2020 | 2025 | 2030 | 2035 | 2040
BM | 97.5 | 105.46 | 122.24 | 190.65 | 2141.2 | 9895.6
CC | 33253.21 | 40114.73 | 42893.99 | 45644.58 | 25908.84 | 18756.09
CSP | 0 | 0 | 0 | 0 | 0 | 0
CT | 158.85 | 159.09 | 159.01 | 160.97 | 0 | 0
Coal | 14208.92 | 13275.08 | 6487.08 | 2389.83 | 2413.85 | 2445.28
Geo | 273.05 | 1164.95 | 3039.04 | 3024.78 | 2999.91 | 2449.29
H | 875.65 | 875.65 | 875.65 | 875.65 | 990.86 | 990.86
LFG | 75.05 | 395.94 | 669.18 | 668.95 | 661.79 | 454.58
Nuc | 3078.63 | 3429.35 | 3438.6 | 11960.51 | 43236.38 | 49419.54
PS | 112.39 | 112.39 | 112.39 | 112.39 | 112.39 | 112.39
PV | 50.3 | 50.3 | 50.3 | 50.3 | 5.51 | 5.51
PeakG | 341.17 | 494.12 | 406.59 | 464.2 | 484.16 | 487.77
PeakO | 18.79 | 24.23 | 19.54 | 19.54 | 19.54 | 19.54
ST | 355.08 | 671.89 | 754.07 | 1612.46 | 1714.08 | 1806.3
STOG | 1244.46 | 1556.95 | 995.03 | 1059.04 | 512.19 | 560.07
STWD | 387.1 | 525.04 | 937.42 | 1066.43 | 1066.43 | 1066.43
WT | 1533.05 | 6349.07 | 13778.12 | 22235.61 | 21575.8 | 18205.87
IGCC | 0 | 0 | 0 | 0 | 0 | 0
DemandResponse | 0 | 0 | 0 | 0 | 0 | 0
IGCC-CCS | 0 | 0 | 0 | 0 | 0 | 0
WT_off | 0 | 0 | 0 | 0 | 0 | 0
PseudoUnit | 0 | 0 | 0 | 0 | 0 | 0
FixedInterchange | 0 | 0 | 0 | 0 | 0 | 0
#15 A | RPS Generation Compliance Payments ($)
RPS Program | 2015 | 2020 | 2025 | 2030 | 2035 | 2040
NEISO | 2.16 | 0 | 0 | 0 | 0 | 0
CA | 1658.41 | 0 | 0 | 0 | 0 | 0
NWPP | 0 | 0 | 0 | 0 | 0 | 0
PJM | 0 | 221.95 | 0 | 0 | 0 | 0
US | 0 | 0 | 0 | 0 | 0 | 0
PJM_Solar | 361.86 | 0 | 0 | 0 | 0 | 0
MA_Solar | 160.47 | 0 | 0 | 0 | 0 | 0
NH_Solar | 10.81 | 0 | 0 | 0 | 0 | 0
MRETS_Solar | 0 | 0 | 0 | 0 | 0 | 0
AZNMSNV | 211.66 | 0 | 0 | 0 | 0 | 0
AZNMSNV_Solar | 52.24 | 0 | 0 | 0 | 0 | 0
MRETS | 0 | 0 | 0 | 0 | 0 | 0
MI | 37.21 | 0 | 0 | 0 | 0 | 0
Ohio | 0 | 0 | 0 | 0 | 0 | 0
Ohio_Solar | 52.28 | 0 | 0 | 0 | 0 | 0
MOKSOKNE | 162.16 | 0 | 0 | 0 | 0 | 0
MO_Solar | 28.72 | 0 | 0 | 0 | 0 | 0
NC | 785.41 | 0 | 0 | 0 | 0 | 0
NC_Solar | 26.33 | 0 | 0 | 0 | 0 | 0
CO | 21.39 | 0 | 0 | 0 | 0 | 0
CO_Solar | 183.92 | 0 | 0 | 0 | 0 | 0
NY | 0 | 0 | 0 | 0 | 0 | 0
TX | 0 | 0 | 0 | 0 | 0 | 0
#15 B | RPS Capacity Compliance Payments ($)
RPS Program | 2015 | 2020 | 2025 | 2030 | 2035 | 2040
NEISO | 0 | 0 | 0 | 0 | 0 | 0
CA | 0 | 0 | 0 | 0 | 0 | 0
NWPP | 0 | 0 | 0 | 0 | 0 | 0
PJM | 0 | 0 | 0 | 0 | 0 | 0
US | 0 | 0 | 0 | 0 | 0 | 0
PJM_Solar | 0 | 0 | 0 | 0 | 0 | 0
MA_Solar | 0 | 0 | 0 | 0 | 0 | 0
NH_Solar | 0 | 0 | 0 | 0 | 0 | 0
MRETS_Solar | 0 | 0 | 0 | 0 | 0 | 0
AZNMSNV | 0 | 0 | 0 | 0 | 0 | 0
AZNMSNV_Solar | 0 | 0 | 0 | 0 | 0 | 0
MRETS | 0 | 0 | 0 | 0 | 0 | 0
MI | 0 | 0 | 0 | 0 | 0 | 0
Ohio | 0 | 0 | 0 | 0 | 0 | 0
Ohio_Solar | 0 | 0 | 0 | 0 | 0 | 0
MOKSOKNE | 0 | 0 | 0 | 0 | 0 | 0
MO_Solar | 0 | 0 | 0 | 0 | 0 | 0
NC | 0 | 0 | 0 | 0 | 0 | 0
NC_Solar | 0 | 0 | 0 | 0 | 0 | 0
CO | 0 | 0 | 0 | 0 | 0 | 0
CO_Solar | 0 | 0 | 0 | 0 | 0 | 0
NY | 0 | 0 | 0 | 0 | 0 | 0
TX | 0 | 0 | 0 | 0 | 0 | 0
#16a | Transmission Costs ($million) [excludes shadow cost]
Transmission Costs: Entergy
Cost | 2015 | 2020 | 2025 | 2030 | 2035 | 2040
a. Wheel Share | 4.75 | 15.88 | 24.32 | 46.46 | 11.79 | 27.01
b. Friction Share | 7.91 | 24.27 | 29.89 | 53.06 | 17.12 | 43.09
Transmission Costs: FRCC
Cost | 2015 | 2020 | 2025 | 2030 | 2035 | 2040
a. Wheel Share | 0.67 | 0.91 | 0.78 | 1.09 | 0.36 | 26.34
b. Friction Share | 0.67 | 0.91 | 0.78 | 1.09 | 0.36 | 27.47
Transmission Costs: MAPP_US
Cost | 2015 | 2020 | 2025 | 2030 | 2035 | 2040
a. Wheel Share | 2.32 | 38.88 | 56.68 | 58.77 | 59.57 | 64.03
b. Friction Share | 1.85 | 28.83 | 41.94 | 43.6 | 44.2 | 48.59
Transmission Costs: MISO_IN
Cost | 2015 | 2020 | 2025 | 2030 | 2035 | 2040
a. Wheel Share | 1.33 | 2.84 | 26.31 | 10.09 | 1.03 | 1.88
b. Friction Share | 1.1 | 10.89 | 24.63 | 8.86 | 5.92 | 8.48
Transmission Costs: MISO_MI
Cost | 2015 | 2020 | 2025 | 2030 | 2035 | 2040
a. Wheel Share | 16.12 | 16.12 | 16.12 | 16.12 | 16.12 | 15.47
b. Friction Share | 41.16 | 50.22 | 49.52 | 41.22 | 41.48 | 46.09
Transmission Costs: MISO_MO-IL
Cost | 2015 | 2020 | 2025 | 2030 | 2035 | 2040
a. Wheel Share | 1 | 1.16 | 16.79 | 23 | 6.18 | 23.33
b. Friction Share | 3 | 4.86 | 20.69 | 18.42 | 11.99 | 39.39
Transmission Costs: MISO_W
Cost | 2015 | 2020 | 2025 | 2030 | 2035 | 2040
a. Wheel Share | 2.84 | 33.74 | 19.83 | 33.4 | 26.87 | 31.21
b. Friction Share | 6.15 | 32.58 | 24.06 | 33.09 | 28.99 | 30.98
Transmission Costs: MISO_WUMS
Cost | 2015 | 2020 | 2025 | 2030 | 2035 | 2040
a. Wheel Share | 0 | 0 | 0 | 0 | 0 | 0
b. Friction Share | 6.77 | 12.32 | 14.07 | 7.47 | 7.11 | 4.81
Transmission Costs: Nebraska
Cost | 2015 | 2020 | 2025 | 2030 | 2035 | 2040
a. Wheel Share | 2.14 | 6 | 36.02 | 36.53 | 42.32 | 39.04
b. Friction Share | 2.17 | 5.74 | 28.79 | 29.36 | 32.02 | 31.04
Transmission Costs: NEISO
Cost | 2015 | 2020 | 2025 | 2030 | 2035 | 2040
a. Wheel Share | 0 | 0 | 0 | 0 | 0 | 0
b. Friction Share | 3.23 | 4.91 | 6.6 | 15.04 | 19.5 | 20.87
Transmission Costs: NonRTO_Midwest
Cost | 2015 | 2020 | 2025 | 2030 | 2035 | 2040
a. Wheel Share | 1.4 | 3.31 | 26.39 | 10.13 | 1.32 | 4.76
b. Friction Share | 0.9 | 2.48 | 15.89 | 6.1 | 1.83 | 7.65
Transmission Costs: NYISO_A-F
Cost | 2015 | 2020 | 2025 | 2030 | 2035 | 2040
a. Wheel Share | 17.01 | 17.09 | 21.91 | 25.8 | 29.81 | 25.49
b. Friction Share | 39.57 | 40.14 | 43.56 | 45.46 | 40.5 | 36.98
Transmission Costs: NYISO_G-I
Cost | 2015 | 2020 | 2025 | 2030 | 2035 | 2040
a. Wheel Share | 1.59 | 1.29 | 6 | 4.06 | 6.91 | 8.43
b. Friction Share | 2.37 | 2.49 | 5.37 | 7.76 | 12.61 | 11.68
Transmission Costs: NYISO_J-K
Cost | 2015 | 2020 | 2025 | 2030 | 2035 | 2040
a. Wheel Share | 0.17 | 0.19 | 0.85 | 0.32 | 0.73 | 2.68
b. Friction Share | 1.86 | 2.9 | 4.63 | 8.66 | 11.18 | 12.33
Transmission Costs: PJM_E
Cost | 2015 | 2020 | 2025 | 2030 | 2035 | 2040
a. Wheel Share | 1.75 | 1.48 | 6.85 | 4.38 | 7.64 | 11.11
b. Friction Share | 1.09 | 0.95 | 4.23 | 2.7 | 4.89 | 8.22
Transmission Costs: PJM_ROM
Cost | 2015 | 2020 | 2025 | 2030 | 2035 | 2040
a. Wheel Share | 1.99 | 1.99 | 6.81 | 11.24 | 18.74 | 14.43
b. Friction Share | 1.6 | 1.57 | 4.42 | 7.12 | 11.62 | 10.49
Transmission Costs: PJM_ROR
Cost | 2015 | 2020 | 2025 | 2030 | 2035 | 2040
a. Wheel Share | 7.5 | 4.41 | 6.33 | 26.45 | 7.36 | 16.79
b. Friction Share | 19.48 | 41.15 | 52.4 | 45.8 | 34.04 | 59.86
Transmission Costs: SOCO
Cost | 2015 | 2020 | 2025 | 2030 | 2035 | 2040
a. Wheel Share | 6.64 | 7.29 | 8.11 | 28.77 | 1.6 | 47.14
b. Friction Share | 10.91 | 11.35 | 12.31 | 53.42 | 2.73 | 58.64
Transmission Costs: SPP_N
Cost | 2015 | 2020 | 2025 | 2030 | 2035 | 2040
a. Wheel Share | 1.2 | 13.29 | 15.51 | 27.58 | 13.67 | 23.27
b. Friction Share | 1.31 | 20.05 | 22.13 | 30.93 | 19.84 | 31.49
Transmission Costs: SPP_S
Cost | 2015 | 2020 | 2025 | 2030 | 2035 | 2040
a. Wheel Share | 0.67 | 6.66 | 4.07 | 8.13 | 4.1 | 10.78
b. Friction Share | 1.23 | 10.08 | 6.2 | 12.38 | 6.33 | 17.3
Transmission Costs: TVA
Cost | 2015 | 2020 | 2025 | 2030 | 2035 | 2040
a. Wheel Share | 0.83 | 1.99 | 2.14 | 2.75 | 2.16 | 3.02
b. Friction Share | 1.05 | 2.49 | 2.69 | 3.46 | 2.7 | 3.82
Transmission Costs: TVA_Transmission
Cost | 2015 | 2020 | 2025 | 2030 | 2035 | 2040
a. Wheel Share | 4.79 | 2 | 7.59 | 13.44 | 1.61 | 24.21
b. Friction Share | 4.49 | 2.47 | 5.48 | 14.42 | 2.54 | 34.6
Transmission Costs: VACAR
Cost | 2015 | 2020 | 2025 | 2030 | 2035 | 2040
a. Wheel Share | 4.64 | 5 | 7.07 | 29.11 | 6.92 | 25.27
b. Friction Share | 5.77 | 6.43 | 8.33 | 45.2 | 13.61 | 54.13
Transmission Costs: IESO
Cost | 2015 | 2020 | 2025 | 2030 | 2035 | 2040
a. Wheel Share | 34.65 | 34.73 | 34.73 | 32.33 | 30.7 | 31.9
b. Friction Share | 86.63 | 86.83 | 86.84 | 80.52 | 76.45 | 64.15
Transmission Costs: MAPP_CA
Cost | 2015 | 2020 | 2025 | 2030 | 2035 | 2040
a. Wheel Share | 2.34 | 3.58 | 4.25 | 3.08 | 6.31 | 8.51
b. Friction Share | 5.81 | 6.76 | 7.27 | 3.33 | 8.52 | 5.85
Transmission Costs: AZ_NM_SNV_Coal
Cost | 2015 | 2020 | 2025 | 2030 | 2035 | 2040
a. Wheel Share | 20.89 | 20.59 | 22.32 | 2.14 | 7.15 | 14.2
b. Friction Share | 35.35 | 35 | 38.12 | 4.44 | 12.84 | 24.62
Transmission Costs: AZ_NM_SNV_Gas
Cost | 2015 | 2020 | 2025 | 2030 | 2035 | 2040
a. Wheel Share | 7.96 | 10.32 | 8.88 | 4.65 | 8.53 | 6.98
b. Friction Share | 13.62 | 17.51 | 15.27 | 8.16 | 14.26 | 11.67
Transmission Costs: AZ_NM_SNV_NucRenew
Cost | 2015 | 2020 | 2025 | 2030 | 2035 | 2040
a. Wheel Share | 18.56 | 21.96 | 20.8 | 16.99 | 98.44 | 102.5
b. Friction Share | 31.11 | 36.96 | 35.11 | 28.79 | 164.94 | 171.75
Transmission Costs: ERCOT
Cost | 2015 | 2020 | 2025 | 2030 | 2035 | 2040
a. Wheel Share | 0.04 | 3.12 | 0.76 | 2.76 | 1.42 | 5.44
b. Friction Share | 0.06 | 4.68 | 1.14 | 4.2 | 2.2 | 8.76
Transmission Costs: NP15
Cost | 2015 | 2020 | 2025 | 2030 | 2035 | 2040
a. Wheel Share | 5.67 | 1.45 | 4.42 | 1.25 | 1.33 | 13.42
b. Friction Share | 9.5 | 2.52 | 7.46 | 2.21 | 2.3 | 22.43
Transmission Costs: NWPP_Coal
Cost | 2015 | 2020 | 2025 | 2030 | 2035 | 2040
a. Wheel Share | 43.65 | 30.39 | 39.55 | 14.54 | 23.71 | 83.58
b. Friction Share | 74.02 | 52 | 67.32 | 25.82 | 41.06 | 141.02
Transmission Costs: NWPP_Gas
Cost | 2015 | 2020 | 2025 | 2030 | 2035 | 2040
a. Wheel Share | 0 | 0 | 0 | 0 | 0 | 0
b. Friction Share | 0.3 | 0.38 | 0.38 | 0.27 | 0.04 | 0.04
Transmission Costs: NWPP_NucRenew
Cost | 2015 | 2020 | 2025 | 2030 | 2035 | 2040
a. Wheel Share | 0 | 0 | 0 | 0 | 0 | 0
b. Friction Share | 0.96 | 0.96 | 1.02 | 1.31 | 1.5 | 1.68
Transmission Costs: RMPA
Cost | 2015 | 2020 | 2025 | 2030 | 2035 | 2040
a. Wheel Share | 1.19 | 8.79 | 14.72 | 10.39 | 9.23 | 16.45
b. Friction Share | 1.91 | 10.99 | 19.61 | 12.38 | 10.98 | 24.05
Transmission Costs: SP15
Cost | 2015 | 2020 | 2025 | 2030 | 2035 | 2040
a. Wheel Share | 82.94 | 73.28 | 38.56 | 26.5 | 114.41 | 147.28
b. Friction Share | 138.28 | 122.23 | 64.34 | 44.29 | 190.78 | 245.52
Transmission Costs: ALB
Cost | 2015 | 2020 | 2025 | 2030 | 2035 | 2040
a. Wheel Share | 2.94 | 2.3 | 1.46 | 2.48 | 2.6 | 10.25
b. Friction Share | 4.91 | 3.84 | 2.43 | 4.13 | 4.33 | 17.08
Transmission Costs: BC
Cost | 2015 | 2020 | 2025 | 2030 | 2035 | 2040
a. Wheel Share | 3.51 | 2.4 | 2.77 | 8.53 | 8.08 | 25.68
b. Friction Share | 5.85 | 4 | 4.61 | 14.22 | 13.46 | 42.81
Transmission Costs: HQ_IESO
Cost | 2015 | 2020 | 2025 | 2030 | 2035 | 2040
a. Wheel Share | 0 | 0 | 0 | 0 | 0 | 0
b. Friction Share | 0.01 | 0.01 | 0.01 | 0.02 | 0.02 | 0.02
Transmission Costs: HQ_NEISO
Cost | 2015 | 2020 | 2025 | 2030 | 2035 | 2040
a. Wheel Share | 0 | 0 | 0 | 0 | 0 | 0
b. Friction Share | 0.11 | 0.11 | 0.11 | 0.16 | 0.16 | 0.16
Transmission Costs: HQ_NY
Cost | 2015 | 2020 | 2025 | 2030 | 2035 | 2040
a. Wheel Share | 0 | 0 | 0 | 0 | 0 | 0
b. Friction Share | 0.03 | 0.03 | 0.12 | 0.12 | 0.12 | 0.12
Transmission Costs: MARITIMES
Cost | 2015 | 2020 | 2025 | 2030 | 2035 | 2040
a. Wheel Share | 0 | 0 | 0 | 0 | 0 | 0
b. Friction Share | 0.05 | 0.05 | 0.05 | 0.07 | 0.07 | 0.07
Transmission Costs: All
Cost | 2015 | 2020 | 2025 | 2030 | 2035 | 2040
a. Wheel Share | 305.66 | 394.43 | 509.7 | 543.27 | 578.73 | 911.9
b. Friction Share | 574.18 | 704.96 | 779.83 | 769.08 | 917.13 | 1429.77
Transmission Costs: EI_US
Cost | 2015 | 2020 | 2025 | 2030 | 2035 | 2040
a. Wheel Share | 81.33 | 181.51 | 316.48 | 417.62 | 266.81 | 445.71
b. Friction Share | 165.86 | 320.29 | 428.89 | 534.98 | 373.43 | 648.34
Transmission Costs: EI_Canada
Cost | 2015 | 2020 | 2025 | 2030 | 2035 | 2040
a. Wheel Share | 36.98 | 38.31 | 38.98 | 35.41 | 37.01 | 40.41
b. Friction Share | 92.46 | 93.6 | 94.12 | 83.87 | 84.99 | 70.02
Transmission Costs: EI
Cost | 2015 | 2020 | 2025 | 2030 | 2035 | 2040
a. Wheel Share | 118.32 | 219.82 | 355.46 | 453.03 | 303.83 | 486.12
b. Friction Share | 258.31 | 413.89 | 523.01 | 618.85 | 458.42 | 718.36
Transmission Costs: Outside_EI
Cost | 2015 | 2020 | 2025 | 2030 | 2035 | 2040
a. Wheel Share | 187.34 | 174.62 | 154.24 | 90.24 | 274.9 | 425.79
b. Friction Share | 315.87 | 291.07 | 256.83 | 150.24 | 458.72 | 711.41

## Capacity
#1 | New Build Capacity (MW)
New Build Capacity by Reporting Type: Entergy
ReportingType | 2015 | 2020 | 2025 | 2030 | 2035 | 2040
BM | 0 | 0 | 0 | 0 | 1685.04 | 8389.91
CC | 2965.98 | 4983.05 | 0 | 0 | 0 | 0
CSP | 0 | 0 | 0 | 0 | 0 | 0
CT | 0 | 0 | 0 | 0 | 0 | 0
Coal | 720 | 0 | 0 | 0 | 0 | 0
Geo | 0 | 0 | 0 | 0 | 0 | 0
H | 0 | 0 | 0 | 0 | 1109 | 0
LFG | 0 | 0 | 107.4 | 0 | 0 | 0
Nuc | 170 | 0 | 0 | 0 | 4886.32 | 0
PS | 0 | 0 | 0 | 0 | 0 | 0
PV | 0.29 | 61.53 | 29.38 | 0 | 0 | 1.39
PeakG | 0 | 0 | 0 | 0 | 0 | 0
PeakO | 0 | 0 | 0 | 0 | 0 | 0
ST | 0 | 0 | 0 | 0 | 0 | 0
STOG | 0 | 0 | 0 | 0 | 0 | 0
STWD | 0 | 0 | 0 | 0 | 0 | 0
WT | 0 | 0 | 0 | 0 | 0 | 0
IGCC | 0 | 0 | 0 | 0 | 0 | 0
DemandResponse | 0 | 0 | 0 | 0 | 0 | 0
IGCC-CCS | 0 | 0 | 0 | 0 | 0 | 0
WT_off | 0 | 0 | 0 | 0 | 0 | 0
PseudoUnit | 0 | 0 | 0 | 0 | 0 | 0
FixedInterchange | 0 | 0 | 0 | 0 | 0 | 0
New Build Capacity by Reporting Type: FRCC
ReportingType | 2015 | 2020 | 2025 | 2030 | 2035 | 2040
BM | 0 | 0 | 0 | 0 | 0 | 2001.91
CC | 13796.81 | 0.01 | 1684 | 0 | 0 | 0
CSP | 0 | 0 | 0 | 0 | 0 | 0
CT | 2480 | 0 | 0 | 0 | 0 | 0
Coal | 0 | 0 | 0 | 0 | 0 | 0
Geo | 0 | 0 | 0 | 0 | 0 | 0
H | 0 | 0 | 0 | 0 | 0 | 0
LFG | 0 | 0 | 198 | 0 | 0 | 0
Nuc | 229.33 | 0 | 0 | 12.34 | 22533.89 | 3700.06
PS | 0 | 0 | 0 | 0 | 0 | 0
PV | 0 | 0 | 0 | 0 | 0 | 0
PeakG | 0 | 0 | 0 | 0 | 0 | 0
PeakO | 0 | 0 | 0 | 0 | 0 | 0
ST | 0 | 0 | 0 | 0 | 0 | 0
STOG | 0 | 0 | 0 | 0 | 0 | 0
STWD | 0 | 0 | 0 | 0 | 0 | 0
WT | 0 | 0 | 0 | 0 | 0 | 0
IGCC | 0 | 0 | 0 | 0 | 0 | 0
DemandResponse | 0 | 0 | 0 | 0 | 0 | 0
IGCC-CCS | 0 | 0 | 0 | 0 | 0 | 0
WT_off | 0 | 0 | 0 | 0 | 0 | 0
PseudoUnit | 0 | 0 | 0 | 0 | 0 | 0
FixedInterchange | 0 | 0 | 0 | 0 | 0 | 0
New Build Capacity by Reporting Type: MAPP_US
ReportingType | 2015 | 2020 | 2025 | 2030 | 2035 | 2040
BM | 0 | 0 | 0 | 0 | 34.97 | 11.52
CC | 0 | 0 | 0 | 0 | 0 | 0
CSP | 0 | 0 | 0 | 0 | 0 | 0
CT | 308.3 | 0 | 0 | 154.96 | 0 | 0
Coal | 0 | 0 | 0 | 0 | 0 | 0
Geo | 0 | 0 | 0 | 0 | 0 | 0
H | 0 | 0 | 0 | 0 | 0 | 0
LFG | 0 | 0 | 0 | 71.67 | 0 | 0
Nuc | 0 | 0 | 0 | 0 | 0 | 0
PS | 0 | 0 | 0 | 0 | 0 | 0
PV | 0 | 0 | 0 | 0 | 0 | 0
PeakG | 0 | 0 | 0 | 0 | 0 | 0
PeakO | 0 | 0 | 0 | 0 | 0 | 0
ST | 0 | 0 | 0 | 0 | 0 | 0
STOG | 0 | 0 | 0 | 0 | 0 | 0
STWD | 0 | 0 | 0 | 0 | 0 | 0
WT | 421.3 | 7903.77 | 3411.6 | 0 | 0 | 129.93
IGCC | 0 | 0 | 0 | 0 | 0 | 0
DemandResponse | 0 | 0 | 0 | 0 | 0 | 0
IGCC-CCS | 0 | 0 | 0 | 0 | 0 | 0
WT_off | 0 | 0 | 0 | 0 | 0 | 0
PseudoUnit | 0 | 0 | 0 | 0 | 0 | 0
FixedInterchange | 0 | 0 | 0 | 0 | 0 | 0
New Build Capacity by Reporting Type: MISO_IN
ReportingType | 2015 | 2020 | 2025 | 2030 | 2035 | 2040
BM | 0 | 0 | 0 | 0 | 0 | 6144.51
CC | 3221.72 | 17749.01 | 0 | 0 | 0 | 0
CSP | 0 | 0 | 0 | 0 | 0 | 0
CT | 0 | 0 | 0 | 0 | 0 | 0
Coal | 0 | 0 | 0 | 0 | 0 | 0
Geo | 0 | 0 | 0 | 0 | 0 | 0
H | 0 | 0 | 0 | 0 | 0 | 0
LFG | 0 | 0 | 80.12 | 0 | 0 | 0
Nuc | 0 | 0 | 0 | 0 | 0 | 327.34
PS | 0 | 0 | 0 | 0 | 0 | 0
PV | 0 | 225.83 | 0 | 0 | 0 | 0
PeakG | 0 | 0 | 0 | 0 | 0 | 0
PeakO | 0 | 0 | 0 | 0 | 0 | 0
ST | 0 | 0 | 0 | 0 | 0 | 0
STOG | 0 | 0 | 0 | 0 | 0 | 0
STWD | 0 | 0 | 0 | 0 | 0 | 0
WT | 0 | 0 | 0 | 0 | 0 | 0
IGCC | 618 | 0 | 0 | 0 | 0 | 0
DemandResponse | 0 | 0 | 0 | 0 | 0 | 0
IGCC-CCS | 0 | 0 | 0 | 0 | 0 | 0
WT_off | 0 | 0 | 0 | 0 | 0 | 0
PseudoUnit | 0 | 0 | 0 | 0 | 0 | 0
FixedInterchange | 0 | 0 | 0 | 0 | 0 | 0
New Build Capacity by Reporting Type: MISO_MI
ReportingType | 2015 | 2020 | 2025 | 2030 | 2035 | 2040
BM | 0 | 0 | 0 | 0 | 0 | 1764.74
CC | 1441.11 | 0 | 0 | 0 | 0 | 0
CSP | 0 | 0 | 0 | 0 | 0 | 0
CT | 0 | 0 | 0 | 0 | 0 | 0
Coal | 0 | 0 | 0 | 0 | 0 | 0
Geo | 0 | 0 | 0 | 0 | 0 | 0
H | 0 | 0 | 0 | 0 | 0 | 0
LFG | 0 | 0 | 160.25 | 0 | 0 | 0
Nuc | 0 | 0 | 0 | 0 | 1502.41 | 4577.09
PS | 0 | 0 | 0 | 0 | 0 | 0
PV | 0 | 0 | 0 | 0 | 0 | 0
PeakG | 0 | 0 | 0 | 0 | 0 | 0
PeakO | 0 | 0 | 0 | 0 | 0 | 0
ST | 0 | 0 | 0 | 0 | 0 | 0
STOG | 0 | 0 | 0 | 0 | 0 | 0
STWD | 0 | 0 | 0 | 0 | 0 | 0
WT | 2000 | 263.11 | 0 | 0 | 0 | 0
IGCC | 0 | 0 | 0 | 0 | 0 | 0
DemandResponse | 0 | 0 | 0 | 0 | 0 | 0
IGCC-CCS | 0 | 0 | 0 | 0 | 0 | 0
WT_off | 0 | 0 | 0 | 0 | 0 | 0
PseudoUnit | 0 | 0 | 0 | 0 | 0 | 0
FixedInterchange | 0 | 0 | 0 | 0 | 0 | 0
New Build Capacity by Reporting Type: MISO_MO-IL
ReportingType | 2015 | 2020 | 2025 | 2030 | 2035 | 2040
BM | 0 | 0 | 0 | 0 | 0 | 982.61
CC | 0 | 1768.28 | 0 | 0 | 0 | 0
CSP | 0 | 0 | 0 | 0 | 0 | 0
CT | 0 | 0 | 0 | 0 | 0 | 0
Coal | 1790 | 0 | 0 | 0 | 0 | 0
Geo | 0 | 0 | 0 | 0 | 0 | 0
H | 0 | 0 | 280 | 0 | 0 | 0
LFG | 0 | 0 | 78.51 | 144.83 | 0 | 0
Nuc | 0 | 0 | 0 | 0 | 0 | 0
PS | 0 | 0 | 0 | 0 | 0 | 0
PV | 0 | 0 | 0 | 0 | 0 | 0
PeakG | 0 | 0 | 0 | 0 | 0 | 0
PeakO | 0 | 0 | 0 | 0 | 0 | 0
ST | 0 | 0 | 0 | 0 | 0 | 0
STOG | 0 | 0 | 0 | 0 | 0 | 0
STWD | 0 | 0 | 0 | 0 | 0 | 0
WT | 300 | 0 | 5600 | 0 | 0 | 0
IGCC | 0 | 0 | 0 | 0 | 0 | 0
DemandResponse | 0 | 0 | 0 | 0 | 0 | 0
IGCC-CCS | 0 | 0 | 0 | 0 | 0 | 0
WT_off | 0 | 0 | 0 | 0 | 0 | 0
PseudoUnit | 0 | 0 | 0 | 0 | 0 | 0
FixedInterchange | 0 | 0 | 0 | 0 | 0 | 0
New Build Capacity by Reporting Type: MISO_W
ReportingType | 2015 | 2020 | 2025 | 2030 | 2035 | 2040
BM | 0 | 0 | 0 | 0 | 0 | 0
CC | 0 | 0 | 0 | 0 | 0 | 0
CSP | 0 | 0 | 0 | 0 | 0 | 0
CT | 0 | 0 | 0 | 0 | 0 | 0
Coal | 0 | 0 | 0 | 0 | 0 | 0
Geo | 0 | 0 | 0 | 0 | 0 | 0
H | 0 | 0 | 0 | 0 | 0 | 0
LFG | 0 | 0 | 0 | 71.67 | 0 | 0
Nuc | 94.33 | 0 | 0 | 0 | 0 | 0
PS | 0 | 0 | 0 | 0 | 0 | 0
PV | 0 | 0 | 0 | 0 | 0 | 0
PeakG | 0 | 0 | 0 | 0 | 0 | 0
PeakO | 0 | 0 | 0 | 0 | 0 | 0
ST | 0 | 0 | 0 | 0 | 0 | 0
STOG | 0 | 0 | 0 | 0 | 0 | 0
STWD | 0 | 0 | 0 | 0 | 0 | 0
WT | 2800.5 | 0 | 37230.93 | 0 | 0 | 1740.32
IGCC | 0 | 0 | 0 | 0 | 0 | 0
DemandResponse | 0 | 0 | 0 | 0 | 0 | 0
IGCC-CCS | 0 | 0 | 0 | 0 | 0 | 0
WT_off | 0 | 0 | 0 | 0 | 0 | 0
PseudoUnit | 0 | 0 | 0 | 0 | 0 | 0
FixedInterchange | 0 | 0 | 0 | 0 | 0 | 0
New Build Capacity by Reporting Type: MISO_WUMS
ReportingType | 2015 | 2020 | 2025 | 2030 | 2035 | 2040
BM | 0 | 0 | 0 | 0 | 0 | 3200.79
CC | 5540.64 | 2544.23 | 0 | 0.01 | 0 | 0
CSP | 0 | 0 | 0 | 0 | 0 | 0
CT | 0 | 0 | 0 | 863.97 | 0 | 0
Coal | 615 | 0 | 0 | 0 | 0 | 0
Geo | 0 | 0 | 0 | 0 | 0 | 0
H | 0 | 1 | 0 | 0 | 0 | 0
LFG | 0 | 0 | 0 | 223.33 | 0 | 0
Nuc | 235 | 0 | 0 | 0 | 1305.67 | 2074.03
PS | 0 | 0 | 0 | 0 | 0 | 0
PV | 0 | 0 | 0 | 0 | 0 | 0
PeakG | 0 | 0 | 0 | 0 | 0 | 0
PeakO | 0 | 0 | 0 | 0 | 0 | 0
ST | 0 | 0 | 0 | 0 | 0 | 0
STOG | 0 | 0 | 0 | 0 | 0 | 0
STWD | 0 | 0 | 0 | 0 | 0 | 0
WT | 968.9 | 0 | 0 | 0 | 0 | 30.8
IGCC | 0 | 0 | 0 | 0 | 0 | 0
DemandResponse | 0 | 0 | 0 | 0 | 0 | 0
IGCC-CCS | 0 | 0 | 0 | 0 | 0 | 0
WT_off | 0 | 0 | 0 | 0 | 0 | 0
PseudoUnit | 0 | 0 | 0 | 0 | 0 | 0
FixedInterchange | 0 | 0 | 0 | 0 | 0 | 0
New Build Capacity by Reporting Type: Nebraska
ReportingType | 2015 | 2020 | 2025 | 2030 | 2035 | 2040
BM | 0 | 0 | 0 | 0 | 128.02 | 1076.32
CC | 232.64 | 1870.84 | 0 | 0 | 0 | 0
CSP | 0 | 0 | 0 | 0 | 0 | 0
CT | 0 | 0 | 0 | 0 | 0 | 0
Coal | 232.1 | 0 | 0 | 0 | 0 | 0
Geo | 0 | 0 | 0 | 0 | 0 | 0
H | 0 | 0 | 0 | 0 | 0 | 0
LFG | 0 | 0 | 71.67 | 0 | 0 | 0
Nuc | 0 | 0 | 0 | 0 | 0 | 0
PS | 0 | 0 | 0 | 0 | 0 | 0
PV | 0 | 0 | 0 | 0 | 0 | 0
PeakG | 0 | 0 | 0 | 0 | 0 | 0
PeakO | 0 | 0 | 0 | 0 | 0 | 0
ST | 0 | 0 | 0 | 0 | 0 | 0
STOG | 0 | 0 | 0 | 0 | 0 | 0
STWD | 0 | 0 | 0 | 0 | 0 | 0
WT | 202 | 0 | 0 | 0 | 0 | 0
IGCC | 0 | 0 | 0 | 0 | 0 | 0
DemandResponse | 0 | 0 | 0 | 0 | 0 | 0
IGCC-CCS | 0 | 0 | 0 | 0 | 0 | 0
WT_off | 0 | 0 | 0 | 0 | 0 | 0
PseudoUnit | 0 | 0 | 0 | 0 | 0 | 0
FixedInterchange | 0 | 0 | 0 | 0 | 0 | 0
New Build Capacity by Reporting Type: NEISO
ReportingType | 2015 | 2020 | 2025 | 2030 | 2035 | 2040
BM | 252.2 | 0 | 0 | 0 | 0 | 0
CC | 2049.5 | 0 | 0 | 0 | 0 | 0
CSP | 0 | 0 | 0 | 0 | 0 | 0
CT | 334 | 0 | 0 | 0 | 0 | 0
Coal | 0 | 0 | 0 | 0 | 0 | 0
Geo | 0 | 0 | 0 | 0 | 0 | 0
H | 0 | 0 | 0 | 3 | 0 | 0
LFG | 49.26 | 0 | 0 | 69.74 | 0 | 0
Nuc | 0 | 0 | 0 | 0 | 0 | 0
PS | 0 | 0 | 0 | 0 | 0 | 0
PV | 0 | 292.5 | 0 | 0 | 0 | 0
PeakG | 0 | 0 | 0 | 0 | 0 | 0
PeakO | 0 | 0 | 0 | 0 | 0 | 0
ST | 0 | 0 | 0 | 0 | 0 | 0
STOG | 0 | 0 | 0 | 0 | 0 | 0
STWD | 0 | 0 | 0 | 0 | 0 | 0
WT | 231.2 | 2552.67 | 1584.41 | 911.72 | 9133.93 | 2112.36
IGCC | 0 | 0 | 0 | 0 | 0 | 0
DemandResponse | 0 | 0 | 0 | 0 | 0 | 0
IGCC-CCS | 0 | 0 | 0 | 0 | 0 | 0
WT_off | 468 | 0 | 0 | 0 | 0 | 0
PseudoUnit | 0 | 0 | 0 | 0 | 0 | 0
FixedInterchange | 0 | 0 | 0 | 0 | 0 | 0
New Build Capacity by Reporting Type: NonRTO_Midwest
ReportingType | 2015 | 2020 | 2025 | 2030 | 2035 | 2040
BM | 0 | 0 | 0 | 0 | 678.44 | 5466.07
CC | 3030.65 | 2820.41 | 0 | 0 | 0 | 0
CSP | 0 | 0 | 0 | 0 | 0 | 0
CT | 0 | 0 | 0 | 0 | 0 | 0
Coal | 0 | 0 | 0 | 0 | 0 | 0
Geo | 0 | 0 | 0 | 0 | 0 | 0
H | 0 | 0 | 746 | 0 | 0 | 0
LFG | 0 | 0 | 160.25 | 0 | 0 | 0
Nuc | 0 | 0 | 0 | 0 | 912.23 | 0
PS | 0 | 0 | 0 | 0 | 0 | 0
PV | 0 | 0 | 0 | 0 | 0 | 0
PeakG | 0 | 0 | 0 | 0 | 0 | 0
PeakO | 0 | 0 | 0 | 0 | 0 | 0
ST | 0 | 0 | 0 | 0 | 0 | 0
STOG | 0 | 0 | 0 | 0 | 0 | 0
STWD | 0 | 0 | 0 | 0 | 0 | 0
WT | 0 | 0 | 0 | 0 | 0 | 0
IGCC | 0 | 0 | 0 | 0 | 0 | 0
DemandResponse | 0 | 0 | 0 | 0 | 0 | 0
IGCC-CCS | 0 | 0 | 0 | 0 | 0 | 0
WT_off | 0 | 0 | 0 | 0 | 0 | 0
PseudoUnit | 0 | 0 | 0 | 0 | 0 | 0
FixedInterchange | 0 | 0 | 0 | 0 | 0 | 0
New Build Capacity by Reporting Type: NYISO_A-F
ReportingType | 2015 | 2020 | 2025 | 2030 | 2035 | 2040
BM | 0 | 0 | 0 | 0 | 0 | 0
CC | 639 | 0 | 0 | 0 | 0 | 0
CSP | 0 | 0 | 0 | 0 | 0 | 0
CT | 0 | 0 | 0 | 0 | 0 | 0
Coal | 0 | 0 | 0 | 0 | 0 | 0
Geo | 0 | 0 | 0 | 0 | 0 | 0
H | 0 | 0 | 0 | 0 | 0 | 0
LFG | 6.4 | 0 | 0 | 67.93 | 0 | 0
Nuc | 168 | 0 | 0 | 0 | 0 | 0
PS | 0 | 0 | 0 | 0 | 0 | 0
PV | 0 | 0 | 0 | 0 | 0 | 0
PeakG | 0 | 0 | 0 | 0 | 0 | 0
PeakO | 0 | 0 | 0 | 0 | 0 | 0
ST | 0 | 0 | 0 | 0 | 0 | 0
STOG | 0 | 0 | 0 | 0 | 0 | 0
STWD | 0 | 0 | 0 | 0 | 0 | 0
WT | 2476.3 | 709.8 | 0 | 5424.25 | 4879.65 | 0
IGCC | 0 | 0 | 0 | 0 | 0 | 0
DemandResponse | 0 | 0 | 0 | 0 | 0 | 0
IGCC-CCS | 0 | 0 | 0 | 0 | 0 | 0
WT_off | 0 | 0 | 0 | 0 | 0 | 0
PseudoUnit | 0 | 0 | 0 | 0 | 0 | 0
FixedInterchange | 0 | 0 | 0 | 0 | 0 | 0
New Build Capacity by Reporting Type: NYISO_G-I
ReportingType | 2015 | 2020 | 2025 | 2030 | 2035 | 2040
BM | 0 | 0 | 0 | 0 | 619.42 | 180.58
CC | 0 | 0 | 0 | 0 | 0 | 0
CSP | 0 | 0 | 0 | 0 | 0 | 0
CT | 0 | 0 | 0 | 0 | 0 | 0
Coal | 0 | 0 | 0 | 0 | 0 | 0
Geo | 0 | 0 | 0 | 0 | 0 | 0
H | 0 | 0 | 0 | 0 | 0 | 0
LFG | 0 | 0 | 74.33 | 0 | 0 | 0
Nuc | 0 | 0 | 0 | 0 | 0 | 2055.36
PS | 0 | 0 | 0 | 0 | 0 | 0
PV | 0 | 0 | 0 | 0 | 0 | 0
PeakG | 0 | 0 | 0 | 0 | 0 | 0
PeakO | 0 | 0 | 0 | 0 | 0 | 0
ST | 0 | 0 | 0 | 0 | 0 | 0
STOG | 0 | 0 | 0 | 0 | 0 | 0
STWD | 0 | 0 | 0 | 0 | 0 | 0
WT | 0 | 60 | 0 | 300 | 0 | 0
IGCC | 0 | 0 | 0 | 0 | 0 | 0
DemandResponse | 0 | 0 | 0 | 0 | 0 | 0
IGCC-CCS | 0 | 0 | 0 | 0 | 0 | 0
WT_off | 0 | 0 | 0 | 0 | 0 | 0
PseudoUnit | 0 | 0 | 0 | 0 | 0 | 0
FixedInterchange | 0 | 0 | 0 | 0 | 0 | 0
New Build Capacity by Reporting Type: NYISO_J-K
ReportingType | 2015 | 2020 | 2025 | 2030 | 2035 | 2040
BM | 0 | 0 | 0 | 0 | 0 | 0
CC | 1175.4 | 0 | 0 | 0 | 0 | 0
CSP | 0 | 0 | 0 | 0 | 0 | 0
CT | 0 | 0 | 0 | 0 | 0 | 0
Coal | 0 | 0 | 0 | 0 | 0 | 0
Geo | 0 | 0 | 0 | 0 | 0 | 0
H | 0 | 0 | 0 | 0 | 0 | 0
LFG | 0 | 0 | 0 | 74.33 | 0 | 0
Nuc | 0 | 0 | 0 | 0 | 0 | 0
PS | 0 | 0 | 0 | 0 | 0 | 0
PV | 32 | 0 | 0 | 0 | 0 | 0
PeakG | 0 | 0 | 0 | 0 | 0 | 0
PeakO | 0 | 0 | 0 | 0 | 0 | 0
ST | 0 | 0 | 0 | 0 | 0 | 0
STOG | 0 | 0 | 0 | 0 | 0 | 0
STWD | 0 | 0 | 0 | 0 | 0 | 0
WT | 0 | 0 | 0 | 170 | 160 | 0
IGCC | 0 | 0 | 0 | 0 | 0 | 0
DemandResponse | 0 | 0 | 0 | 0 | 0 | 0
IGCC-CCS | 0 | 0 | 0 | 0 | 0 | 0
WT_off | 0 | 0 | 0 | 0 | 0 | 0
PseudoUnit | 0 | 0 | 0 | 0 | 0 | 0
FixedInterchange | 0 | 0 | 0 | 0 | 0 | 0
New Build Capacity by Reporting Type: PJM_E
ReportingType | 2015 | 2020 | 2025 | 2030 | 2035 | 2040
BM | 30 | 0 | 0 | 0 | 0 | 0
CC | 4634.3 | 0 | 0 | 0 | 0 | 0
CSP | 0 | 0 | 0 | 0 | 0 | 0
CT | 26.2 | 0 | 0 | 0 | 0 | 0
Coal | 27 | 0 | 0 | 0 | 0 | 0
Geo | 0 | 0 | 0 | 0 | 0 | 0
H | 0 | 0 | 0 | 0 | 0 | 0
LFG | 9.1 | 132.9 | 0 | 0 | 0 | 0
Nuc | 38 | 0 | 0 | 0 | 0 | 0
PS | 0 | 0 | 0 | 0 | 0 | 0
PV | 25.45 | 0 | 0 | 0 | 0 | 0
PeakG | 0 | 0 | 0 | 0 | 0 | 0
PeakO | 0 | 0 | 0 | 0 | 0 | 0
ST | 0 | 0 | 0 | 0 | 0 | 0
STOG | 0 | 0 | 0 | 0 | 0 | 0
STWD | 0 | 0 | 0 | 0 | 0 | 0
WT | 1150 | 0 | 0 | 0 | 20 | 0
IGCC | 0 | 0 | 0 | 0 | 0 | 0
DemandResponse | 0 | 0 | 0 | 0 | 0 | 0
IGCC-CCS | 0 | 0 | 0 | 0 | 0 | 0
WT_off | 0 | 0 | 1100 | 0 | 3726.56 | 4773.44
PseudoUnit | 0 | 0 | 0 | 0 | 0 | 0
FixedInterchange | 0 | 0 | 0 | 0 | 0 | 0
New Build Capacity by Reporting Type: PJM_ROM
ReportingType | 2015 | 2020 | 2025 | 2030 | 2035 | 2040
BM | 18 | 0 | 0 | 0 | 2339.79 | 0
CC | 1678.5 | 0 | 0 | 0 | 0 | 0
CSP | 0 | 0 | 0 | 0 | 0 | 0
CT | 16 | 0 | 0 | 0 | 0 | 0
Coal | 32.5 | 0 | 0 | 0 | 0 | 0
Geo | 0 | 0 | 0 | 0 | 0 | 0
H | 0 | 0 | 678 | 0 | 0 | 0
LFG | 18.9 | 265.1 | 0 | 0 | 0 | 0
Nuc | 0 | 0 | 0 | 0 | 0 | 4188.37
PS | 0 | 0 | 0 | 0 | 0 | 0
PV | 0 | 1355.2 | 758.74 | 169.83 | 12.8 | 61.08
PeakG | 0 | 0 | 0 | 0 | 0 | 0
PeakO | 0 | 0 | 0 | 0 | 0 | 0
ST | 0 | 0 | 0 | 0 | 0 | 0
STOG | 0 | 0 | 0 | 0 | 0 | 0
STWD | 0 | 0 | 0 | 0 | 0 | 0
WT | 479.8 | 750.2 | 0 | 0 | 5810 | 0
IGCC | 0 | 0 | 0 | 0 | 0 | 0
DemandResponse | 0 | 0 | 0 | 0 | 0 | 0
IGCC-CCS | 0 | 0 | 0 | 0 | 0 | 0
WT_off | 0 | 0 | 0 | 0 | 0 | 10814.93
PseudoUnit | 0 | 0 | 0 | 0 | 0 | 0
FixedInterchange | 0 | 0 | 0 | 0 | 0 | 0
New Build Capacity by Reporting Type: PJM_ROR
ReportingType | 2015 | 2020 | 2025 | 2030 | 2035 | 2040
BM | 385 | 0 | 0 | 0 | 2015.51 | 8155.82
CC | 18561 | 5998.58 | 0 | 0 | 0 | 0
CSP | 0 | 0 | 0 | 0 | 0 | 0
CT | 29 | 0 | 0 | 0 | 0 | 0
Coal | 2164 | 0 | 0 | 0 | 0 | 0
Geo | 0 | 0 | 0 | 0 | 0 | 0
H | 0 | 503 | 0 | 0 | 0 | 0
LFG | 57.4 | 513.71 | 0 | 0 | 0 | 0
Nuc | 38 | 0 | 0 | 0 | 2402.25 | 17334.44
PS | 0 | 0 | 0 | 0 | 0 | 0
PV | 0 | 0 | 210.91 | 7.83 | 0 | 0
PeakG | 0 | 0 | 0 | 0 | 0 | 0
PeakO | 0 | 0 | 0 | 0 | 0 | 0
ST | 0 | 0 | 0 | 0 | 0 | 0
STOG | 0 | 0 | 0 | 0 | 0 | 0
STWD | 0 | 0 | 0 | 0 | 0 | 0
WT | 8325.7 | 191.7 | 6696.19 | 38386.41 | 0 | 0
IGCC | 0 | 0 | 0 | 0 | 0 | 0
DemandResponse | 0 | 0 | 0 | 0 | 0 | 0
IGCC-CCS | 0 | 0 | 0 | 0 | 0 | 0
WT_off | 0 | 0 | 0 | 0 | 0 | 0
PseudoUnit | 0 | 0 | 0 | 0 | 0 | 0
FixedInterchange | 0 | 0 | 0 | 0 | 0 | 0
New Build Capacity by Reporting Type: SOCO
ReportingType | 2015 | 2020 | 2025 | 2030 | 2035 | 2040
BM | 55 | 0 | 0 | 0 | 0 | 6500.24
CC | 7862.95 | 6425.27 | 0 | 0 | 0 | 0
CSP | 0 | 0 | 0 | 0 | 0 | 0
CT | 0 | 0 | 0 | 0 | 0 | 0
Coal | 0 | 0 | 0 | 0 | 0 | 0
Geo | 0 | 0 | 0 | 0 | 0 | 0
H | 0 | 0 | 0 | 0 | 0 | 0
LFG | 0 | 0 | 107.4 | 0 | 0 | 0
Nuc | 70 | 2200 | 0 | 0 | 16932.18 | 2727.67
PS | 0 | 0 | 0 | 0 | 0 | 0
PV | 0 | 0 | 0 | 0 | 0 | 0
PeakG | 0 | 0 | 0 | 0 | 0 | 0
PeakO | 0 | 0 | 0 | 0 | 0 | 0
ST | 0 | 0 | 0 | 0 | 0 | 0
STOG | 0 | 0 | 0 | 0 | 0 | 0
STWD | 0 | 0 | 0 | 0 | 0 | 0
WT | 0 | 0 | 0 | 100 | 0 | 0
IGCC | 0 | 0 | 0 | 0 | 0 | 0
DemandResponse | 0 | 0 | 0 | 0 | 0 | 0
IGCC-CCS | 0 | 0 | 0 | 0 | 0 | 0
WT_off | 0 | 0 | 0 | 0 | 0 | 0
PseudoUnit | 0 | 0 | 0 | 0 | 0 | 0
FixedInterchange | 0 | 0 | 0 | 0 | 0 | 0
New Build Capacity by Reporting Type: SPP_N
ReportingType | 2015 | 2020 | 2025 | 2030 | 2035 | 2040
BM | 0 | 0 | 0 | 0 | 6286.69 | 0
CC | 1394.13 | 3154.16 | 0 | 178.3 | 0 | 0
CSP | 0 | 0 | 0 | 0 | 0 | 0
CT | 0 | 0 | 0 | 0 | 0 | 0
Coal | 465.04 | 0 | 0 | 0 | 0 | 0
Geo | 0 | 0 | 0 | 0 | 0 | 0
H | 0 | 0 | 0 | 0 | 0 | 0
LFG | 0 | 0 | 95 | 0 | 0 | 0
Nuc | 0 | 0 | 0 | 0 | 0 | 0
PS | 0 | 0 | 0 | 0 | 0 | 0
PV | 0 | 0 | 0 | 0 | 0 | 0
PeakG | 0 | 0 | 0 | 0 | 0 | 0
PeakO | 0 | 0 | 0 | 0 | 0 | 0
ST | 0 | 0 | 0 | 0 | 0 | 0
STOG | 0 | 0 | 0 | 0 | 0 | 0
STWD | 0 | 0 | 0 | 0 | 0 | 0
WT | 0 | 11754.48 | 0 | 0 | 0 | 607.4
IGCC | 0 | 0 | 0 | 0 | 0 | 0
DemandResponse | 0 | 0 | 0 | 0 | 0 | 0
IGCC-CCS | 0 | 0 | 0 | 0 | 0 | 0
WT_off | 0 | 0 | 0 | 0 | 0 | 0
PseudoUnit | 0 | 0 | 0 | 0 | 0 | 0
FixedInterchange | 0 | 0 | 0 | 0 | 0 | 0
New Build Capacity by Reporting Type: SPP_S
ReportingType | 2015 | 2020 | 2025 | 2030 | 2035 | 2040
BM | 0 | 0 | 0 | 0 | 2890.78 | 1616.56
CC | 0 | 4351.32 | 0 | 1297.87 | 0 | 0
CSP | 0 | 0 | 0 | 0 | 0 | 0
CT | 412.99 | 300 | 0 | 0 | 0 | 0
Coal | 988 | 0 | 0 | 0 | 0 | 0
Geo | 0 | 0 | 0 | 0 | 0 | 0
H | 0 | 0 | 0 | 91 | 0 | 0
LFG | 0 | 0 | 95 | 0 | 0 | 0
Nuc | 0 | 0 | 0 | 0 | 0 | 0
PS | 0 | 0 | 0 | 0 | 0 | 0
PV | 0 | 0 | 0 | 0 | 0 | 0
PeakG | 0 | 0 | 0 | 0 | 0 | 0
PeakO | 0 | 0 | 0 | 0 | 0 | 0
ST | 0 | 0 | 0 | 0 | 0 | 0
STOG | 0 | 0 | 0 | 0 | 0 | 0
STWD | 0 | 0 | 0 | 0 | 0 | 0
WT | 430 | 29553.78 | 0 | 0 | 70.77 | 387.97
IGCC | 0 | 0 | 0 | 0 | 0 | 0
DemandResponse | 0 | 0 | 0 | 0 | 0 | 0
IGCC-CCS | 0 | 0 | 0 | 0 | 0 | 0
WT_off | 0 | 0 | 0 | 0 | 0 | 0
PseudoUnit | 0 | 0 | 0 | 0 | 0 | 0
FixedInterchange | 0 | 0 | 0 | 0 | 0 | 0
New Build Capacity by Reporting Type: TVA
ReportingType | 2015 | 2020 | 2025 | 2030 | 2035 | 2040
BM | 0 | 0 | 0 | 0 | 7394.28 | 0
CC | 4636.65 | 4825.44 | 0 | 0 | 0 | 0
CSP | 0 | 0 | 0 | 0 | 0 | 0
CT | 0 | 0 | 0 | 0 | 0 | 0
Coal | 0 | 0 | 0 | 0 | 0 | 0
Geo | 0 | 0 | 0 | 0 | 0 | 0
H | 0 | 0 | 27 | 0 | 0 | 0
LFG | 0 | 0 | 107.4 | 0 | 0 | 0
Nuc | 1697.89 | 0 | 0 | 0 | 2539.24 | 4694.45
PS | 0 | 0 | 0 | 0 | 0 | 0
PV | 0 | 0 | 0 | 0 | 0 | 0
PeakG | 0 | 0 | 0 | 0 | 0 | 0
PeakO | 0 | 0 | 0 | 0 | 0 | 0
ST | 0 | 0 | 0 | 0 | 0 | 0
STOG | 0 | 0 | 0 | 0 | 0 | 0
STWD | 0 | 0 | 0 | 0 | 0 | 0
WT | 0 | 0 | 0 | 0 | 100 | 0
IGCC | 0 | 0 | 0 | 0 | 0 | 0
DemandResponse | 0 | 0 | 0 | 0 | 0 | 0
IGCC-CCS | 0 | 0 | 0 | 0 | 0 | 0
WT_off | 0 | 0 | 0 | 0 | 0 | 0
PseudoUnit | 0 | 0 | 0 | 0 | 0 | 0
FixedInterchange | 0 | 0 | 0 | 0 | 0 | 0
New Build Capacity by Reporting Type: TVA_Transmission
ReportingType | 2015 | 2020 | 2025 | 2030 | 2035 | 2040
BM | 0 | 0 | 0 | 0 | 0 | 0
CC | 0 | 0 | 0 | 0 | 0 | 0
CSP | 0 | 0 | 0 | 0 | 0 | 0
CT | 0 | 0 | 0 | 0 | 0 | 0
Coal | 0 | 0 | 0 | 0 | 0 | 0
Geo | 0 | 0 | 0 | 0 | 0 | 0
H | 0 | 0 | 0 | 0 | 0 | 0
LFG | 0 | 0 | 0 | 0 | 0 | 0
Nuc | 0 | 0 | 0 | 0 | 0 | 0
PS | 0 | 0 | 0 | 0 | 0 | 0
PV | 0 | 0 | 0 | 0 | 0 | 0
PeakG | 0 | 0 | 0 | 0 | 0 | 0
PeakO | 0 | 0 | 0 | 0 | 0 | 0
ST | 0 | 0 | 0 | 0 | 0 | 0
STOG | 0 | 0 | 0 | 0 | 0 | 0
STWD | 0 | 0 | 0 | 0 | 0 | 0
WT | 0 | 0 | 0 | 0 | 0 | 0
IGCC | 0 | 0 | 0 | 0 | 0 | 0
DemandResponse | 0 | 0 | 0 | 0 | 0 | 0
IGCC-CCS | 0 | 0 | 0 | 0 | 0 | 0
WT_off | 0 | 0 | 0 | 0 | 0 | 0
PseudoUnit | 0 | 0 | 0 | 0 | 0 | 0
FixedInterchange | 0 | 0 | 0 | 0 | 0 | 0
New Build Capacity by Reporting Type: VACAR
ReportingType | 2015 | 2020 | 2025 | 2030 | 2035 | 2040
BM | 0.92 | 170.21 | 538.56 | 12.74 | 0 | 6263.89
CC | 18259.79 | 27.56 | 0 | 0 | 0 | 0
CSP | 0 | 0 | 0 | 0 | 0 | 0
CT | 717.2 | 0 | 0 | 0 | 0 | 0
Coal | 825 | 0 | 0 | 0 | 0 | 0
Geo | 0 | 0 | 0 | 0 | 0 | 0
H | 0 | 0 | 0 | 0 | 0 | 0
LFG | 0.34 | 107.06 | 0 | 0 | 0 | 0
Nuc | 0 | 2330 | 0 | 0 | 0 | 1482.02
PS | 0 | 0 | 0 | 0 | 0 | 0
PV | 0 | 133.61 | 2.34 | 0.8 | 0 | 1196.58
PeakG | 0 | 0 | 0 | 0 | 0 | 0
PeakO | 0 | 0 | 0 | 0 | 0 | 0
ST | 0 | 0 | 0 | 0 | 0 | 0
STOG | 0 | 0 | 0 | 0 | 0 | 0
STWD | 0 | 0 | 0 | 0 | 0 | 0
WT | 0.9 | 3499.1 | 0 | 0 | 0 | 0
IGCC | 0 | 0 | 0 | 0 | 0 | 0
DemandResponse | 0 | 0 | 0 | 0 | 0 | 0
IGCC-CCS | 0 | 0 | 0 | 0 | 0 | 0
WT_off | 1 | 0 | 0 | 0 | 34158.14 | 5090.86
PseudoUnit | 0 | 0 | 0 | 0 | 0 | 0
FixedInterchange | 0 | 0 | 0 | 0 | 0 | 0
New Build Capacity by Reporting Type: IESO
ReportingType | 2015 | 2020 | 2025 | 2030 | 2035 | 2040
BM | 326.33 | 0 | 0 | 0 | 0 | 0
CC | 1263 | 0 | 0 | 0 | 0 | 0
CSP | 0 | 0 | 0 | 0 | 0 | 0
CT | 368 | 0 | 0 | 0 | 0 | 0
Coal | 0 | 0 | 0 | 0 | 0 | 0
Geo | 0 | 0 | 0 | 0 | 0 | 0
H | 0 | 0 | 0 | 0 | 250 | 0
LFG | 14.5 | 0 | 0 | 0.5 | 0 | 0
Nuc | 0 | 0 | 0 | 0 | 0 | 0
PS | 0 | 0 | 0 | 0 | 0 | 0
PV | 1067.26 | 0 | 0 | 0 | 0 | 0
PeakG | 0 | 0 | 0 | 0 | 0 | 0
PeakO | 0 | 0 | 0 | 0 | 0 | 0
ST | 0 | 0 | 0 | 0 | 0 | 0
STOG | 0 | 0 | 0 | 0 | 0 | 0
STWD | 0 | 0 | 0 | 0 | 0 | 0
WT | 2105.9 | 0 | 0 | 0 | 0 | 0
IGCC | 0 | 0 | 0 | 0 | 0 | 0
DemandResponse | 0 | 0 | 0 | 0 | 0 | 0
IGCC-CCS | 0 | 0 | 0 | 0 | 0 | 0
WT_off | 0 | 0 | 0 | 0 | 0 | 0
PseudoUnit | 0 | 0 | 0 | 0 | 0 | 0
FixedInterchange | 0 | 0 | 0 | 0 | 0 | 0
New Build Capacity by Reporting Type: MAPP_CA
ReportingType | 2015 | 2020 | 2025 | 2030 | 2035 | 2040
BM | 0 | 0 | 0 | 0 | 0 | 0
CC | 281.76 | 0 | 0 | 0 | 0 | 0
CSP | 0 | 0 | 0 | 0 | 0 | 0
CT | 0 | 0 | 0 | 0 | 0 | 0
Coal | 0 | 0 | 0 | 0 | 0 | 0
Geo | 0 | 0 | 0 | 0 | 0 | 0
H | 0 | 695 | 1495 | 2460 | 0 | 0
LFG | 0 | 0 | 0 | 0 | 0 | 0
Nuc | 0 | 0 | 0 | 0 | 0 | 0
PS | 0 | 0 | 0 | 0 | 0 | 0
PV | 0 | 0 | 0 | 0 | 0 | 0
PeakG | 0 | 0 | 0 | 0 | 0 | 0
PeakO | 0 | 0 | 0 | 0 | 0 | 0
ST | 0 | 0 | 0 | 0 | 0 | 0
STOG | 0 | 0 | 0 | 0 | 0 | 0
STWD | 0 | 0 | 0 | 0 | 0 | 0
WT | 302.4 | 0 | 0 | 0 | 0 | 0
IGCC | 0 | 0 | 0 | 0 | 0 | 0
DemandResponse | 0 | 0 | 0 | 0 | 0 | 0
IGCC-CCS | 0 | 0 | 0 | 0 | 0 | 0
WT_off | 0 | 0 | 0 | 0 | 0 | 0
PseudoUnit | 0 | 0 | 0 | 0 | 0 | 0
FixedInterchange | 0 | 0 | 0 | 0 | 0 | 0
New Build Capacity by Reporting Type: AZ_NM_SNV_Coal
ReportingType | 2015 | 2020 | 2025 | 2030 | 2035 | 2040
BM | 0 | 0 | 0 | 0 | 0 | 0
CC | 0 | 0 | 0 | 0 | 0 | 0
CSP | 0 | 0 | 0 | 0 | 0 | 0
CT | 0 | 0 | 0 | 0 | 0 | 0
Coal | 0 | 0 | 0 | 0 | 0 | 0
Geo | 0 | 0 | 0 | 0 | 0 | 0
H | 0 | 0 | 0 | 0 | 0 | 0
LFG | 0 | 0 | 0 | 0 | 0 | 0
Nuc | 0 | 0 | 0 | 0 | 0 | 0
PS | 0 | 0 | 0 | 0 | 0 | 0
PV | 0 | 0 | 0 | 0 | 0 | 0
PeakG | 0 | 0 | 0 | 0 | 0 | 0
PeakO | 0 | 0 | 0 | 0 | 0 | 0
ST | 0 | 0 | 0 | 0 | 0 | 0
STOG | 0 | 0 | 0 | 0 | 0 | 0
STWD | 0 | 0 | 0 | 0 | 0 | 0
WT | 0 | 0 | 0 | 0 | 0 | 0
IGCC | 0 | 0 | 0 | 0 | 0 | 0
DemandResponse | 0 | 0 | 0 | 0 | 0 | 0
IGCC-CCS | 0 | 0 | 0 | 0 | 0 | 0
WT_off | 0 | 0 | 0 | 0 | 0 | 0
PseudoUnit | 0 | 0 | 0 | 0 | 0 | 0
FixedInterchange | 0 | 0 | 0 | 0 | 0 | 0
New Build Capacity by Reporting Type: AZ_NM_SNV_Gas
ReportingType | 2015 | 2020 | 2025 | 2030 | 2035 | 2040
BM | 0 | 0 | 0 | 0 | 0 | 0
CC | 668 | 2018.79 | 698.21 | 0 | 0 | 0
CSP | 0 | 0 | 0 | 0 | 0 | 0
CT | 736 | 0 | 0 | 0 | 0 | 0
Coal | 0 | 0 | 0 | 0 | 0 | 0
Geo | 0 | 0 | 0 | 0 | 0 | 0
H | 0 | 0 | 0 | 0 | 0 | 0
LFG | 0 | 0 | 0 | 0 | 0 | 0
Nuc | 0 | 0 | 0 | 0 | 0 | 0
PS | 0 | 0 | 0 | 0 | 0 | 0
PV | 0 | 0 | 0 | 0 | 0 | 0
PeakG | 0 | 0 | 0 | 0 | 0 | 0
PeakO | 0 | 0 | 0 | 0 | 0 | 0
ST | 0 | 0 | 0 | 0 | 0 | 0
STOG | 0 | 0 | 0 | 0 | 0 | 0
STWD | 0 | 0 | 0 | 0 | 0 | 0
WT | 0 | 0 | 0 | 0 | 0 | 0
IGCC | 0 | 0 | 0 | 0 | 0 | 0
DemandResponse | 0 | 0 | 0 | 0 | 0 | 0
IGCC-CCS | 0 | 0 | 0 | 0 | 0 | 0
WT_off | 0 | 0 | 0 | 0 | 0 | 0
PseudoUnit | 0 | 0 | 0 | 0 | 0 | 0
FixedInterchange | 0 | 0 | 0 | 0 | 0 | 0
New Build Capacity by Reporting Type: AZ_NM_SNV_NucRenew
ReportingType | 2015 | 2020 | 2025 | 2030 | 2035 | 2040
BM | 0 | 0 | 0 | 0 | 0 | 0
CC | 0 | 0 | 0 | 0 | 0 | 0
CSP | 0 | 0 | 0 | 0 | 0 | 0
CT | 0 | 0 | 0 | 0 | 0 | 0
Coal | 0 | 0 | 0 | 0 | 0 | 0
Geo | 0 | 0 | 1450 | 0 | 0 | 0
H | 0 | 0 | 0 | 0 | 0 | 0
LFG | 0 | 0 | 60.67 | 0 | 0 | 0
Nuc | 0 | 0 | 0 | 218.74 | 15296.82 | 1191.25
PS | 0 | 0 | 0 | 0 | 0 | 0
PV | 95.7 | 0 | 0 | 0 | 0 | 0
PeakG | 0 | 0 | 0 | 0 | 0 | 0
PeakO | 0 | 0 | 0 | 0 | 0 | 0
ST | 280 | 445.61 | 227.78 | 131.78 | 521.78 | 0
STOG | 0 | 0 | 0 | 0 | 0 | 0
STWD | 0 | 0 | 0 | 0 | 0 | 0
WT | 65.1 | 11789.82 | 0 | 0 | 0 | 0
IGCC | 0 | 0 | 0 | 0 | 0 | 0
DemandResponse | 0 | 0 | 0 | 0 | 0 | 0
IGCC-CCS | 0 | 0 | 0 | 0 | 0 | 0
WT_off | 0 | 0 | 0 | 0 | 0 | 0
PseudoUnit | 0 | 0 | 0 | 0 | 0 | 0
FixedInterchange | 0 | 0 | 0 | 0 | 0 | 0
New Build Capacity by Reporting Type: ERCOT
ReportingType | 2015 | 2020 | 2025 | 2030 | 2035 | 2040
BM | 145 | 0 | 0 | 0 | 0 | 3919.97
CC | 16587.19 | 0 | 0 | 0 | 0 | 0
CSP | 0 | 0 | 0 | 0 | 0 | 0
CT | 250 | 0 | 0 | 0 | 0 | 0
Coal | 2020 | 0 | 0 | 0 | 0 | 0
Geo | 0 | 0 | 0 | 0 | 0 | 0
H | 0 | 0 | 0 | 0 | 0 | 0
LFG | 0 | 0 | 354 | 0 | 0 | 0
Nuc | 0 | 0 | 0 | 0 | 15038.57 | 1510.25
PS | 0 | 0 | 0 | 0 | 0 | 0
PV | 14 | 0 | 0 | 0 | 0 | 0
PeakG | 0 | 0 | 0 | 0 | 0 | 0
PeakO | 0 | 0 | 0 | 0 | 0 | 0
ST | 0 | 0 | 0 | 0 | 0 | 0
STOG | 0 | 0 | 0 | 0 | 0 | 0
STWD | 0 | 0 | 0 | 0 | 0 | 0
WT | 350.1 | 0 | 19454.31 | 0 | 0 | 253.6
IGCC | 0 | 0 | 0 | 0 | 0 | 0
DemandResponse | 0 | 0 | 0 | 0 | 0 | 0
IGCC-CCS | 0 | 0 | 0 | 0 | 0 | 0
WT_off | 0 | 0 | 0 | 0 | 0 | 0
PseudoUnit | 0 | 0 | 0 | 0 | 0 | 0
FixedInterchange | 0 | 0 | 0 | 0 | 0 | 0
New Build Capacity by Reporting Type: NP15
ReportingType | 2015 | 2020 | 2025 | 2030 | 2035 | 2040
BM | 0 | 0 | 0 | 0 | 0 | 0
CC | 1798.12 | 1161.63 | 0 | 0 | 0 | 0
CSP | 0 | 0 | 0 | 0 | 0 | 0
CT | 212.6 | 0 | 0 | 0 | 0 | 0
Coal | 0 | 0 | 0 | 0 | 0 | 0
Geo | 0 | 237.73 | 362.27 | 0 | 0 | 0
H | 0 | 0 | 0 | 0 | 0 | 0
LFG | 0 | 378.43 | 186.57 | 0 | 0 | 0
Nuc | 0 | 0 | 0 | 0 | 2109.95 | 3244.51
PS | 0 | 0 | 0 | 0 | 0 | 0
PV | 6.5 | 0 | 0 | 0 | 0 | 0
PeakG | 0 | 0 | 0 | 0 | 0 | 0
PeakO | 0 | 0 | 0 | 0 | 0 | 0
ST | 29 | 0 | 0 | 0 | 0 | 0
STOG | 0 | 0 | 0 | 0 | 0 | 0
STWD | 0 | 0 | 0 | 0 | 0 | 0
WT | 101.2 | 3298.8 | 0 | 8103.7 | 318.26 | 720.43
IGCC | 0 | 0 | 0 | 0 | 0 | 0
DemandResponse | 0 | 0 | 0 | 0 | 0 | 0
IGCC-CCS | 0 | 0 | 0 | 0 | 0 | 0
WT_off | 0 | 0 | 0 | 0 | 0 | 0
PseudoUnit | 0 | 0 | 0 | 0 | 0 | 0
FixedInterchange | 0 | 0 | 0 | 0 | 0 | 0
New Build Capacity by Reporting Type: NWPP_Coal
ReportingType | 2015 | 2020 | 2025 | 2030 | 2035 | 2040
BM | 0 | 0 | 0 | 0 | 0 | 0
CC | 0 | 0 | 0 | 0 | 0 | 0
CSP | 0 | 0 | 0 | 0 | 0 | 0
CT | 0 | 0 | 0 | 0 | 0 | 0
Coal | 0 | 0 | 0 | 0 | 0 | 0
Geo | 0 | 0 | 0 | 0 | 0 | 0
H | 0 | 0 | 0 | 0 | 0 | 0
LFG | 0 | 0 | 0 | 0 | 0 | 0
Nuc | 0 | 0 | 0 | 0 | 0 | 0
PS | 0 | 0 | 0 | 0 | 0 | 0
PV | 0 | 0 | 0 | 0 | 0 | 0
PeakG | 0 | 0 | 0 | 0 | 0 | 0
PeakO | 0 | 0 | 0 | 0 | 0 | 0
ST | 0 | 0 | 0 | 0 | 0 | 0
STOG | 0 | 0 | 0 | 0 | 0 | 0
STWD | 0 | 0 | 0 | 0 | 0 | 0
WT | 0 | 0 | 0 | 0 | 0 | 0
IGCC | 0 | 0 | 0 | 0 | 0 | 0
DemandResponse | 0 | 0 | 0 | 0 | 0 | 0
IGCC-CCS | 0 | 0 | 0 | 0 | 0 | 0
WT_off | 0 | 0 | 0 | 0 | 0 | 0
PseudoUnit | 0 | 0 | 0 | 0 | 0 | 0
FixedInterchange | 0 | 0 | 0 | 0 | 0 | 0
New Build Capacity by Reporting Type: NWPP_Gas
ReportingType | 2015 | 2020 | 2025 | 2030 | 2035 | 2040
BM | 0 | 0 | 0 | 0 | 0 | 0
CC | 300 | 1723.58 | 0 | 0 | 0 | 0
CSP | 0 | 0 | 0 | 0 | 0 | 0
CT | 150 | 0 | 0 | 0 | 0 | 0
Coal | 0 | 0 | 0 | 0 | 0 | 0
Geo | 0 | 0 | 0 | 0 | 0 | 0
H | 0 | 0 | 0 | 0 | 0 | 0
LFG | 0 | 0 | 0 | 0 | 0 | 0
Nuc | 0 | 0 | 0 | 0 | 0 | 0
PS | 0 | 0 | 0 | 0 | 0 | 0
PV | 0 | 0 | 0 | 0 | 0 | 0
PeakG | 0 | 0 | 0 | 0 | 0 | 0
PeakO | 0 | 0 | 0 | 0 | 0 | 0
ST | 0 | 0 | 0 | 0 | 0 | 0
STOG | 0 | 0 | 0 | 0 | 0 | 0
STWD | 0 | 0 | 0 | 0 | 0 | 0
WT | 0 | 0 | 0 | 0 | 0 | 0
IGCC | 0 | 0 | 0 | 0 | 0 | 0
DemandResponse | 0 | 0 | 0 | 0 | 0 | 0
IGCC-CCS | 0 | 0 | 0 | 0 | 0 | 0
WT_off | 0 | 0 | 0 | 0 | 0 | 0
PseudoUnit | 0 | 0 | 0 | 0 | 0 | 0
FixedInterchange | 0 | 0 | 0 | 0 | 0 | 0
New Build Capacity by Reporting Type: NWPP_NucRenew
ReportingType | 2015 | 2020 | 2025 | 2030 | 2035 | 2040
BM | 32.55 | 0 | 0 | 0 | 0 | 3366.07
CC | 0 | 0 | 0 | 0 | 0 | 0
CSP | 0 | 0 | 0 | 0 | 0 | 0
CT | 0 | 0 | 0 | 0 | 0 | 0
Coal | 0 | 0 | 0 | 0 | 0 | 0
Geo | 86 | 0 | 434 | 0 | 0 | 0
H | 0 | 0 | 0 | 0 | 335 | 0
LFG | 25.5 | 0 | 244.5 | 0 | 0 | 0
Nuc | 0 | 0 | 0 | 0 | 3844.68 | 0
PS | 0 | 0 | 0 | 0 | 0 | 0
PV | 0 | 0 | 0 | 0 | 0 | 0
PeakG | 0 | 0 | 0 | 0 | 0 | 0
PeakO | 0 | 0 | 0 | 0 | 0 | 0
ST | 0 | 0 | 0 | 0 | 0 | 0
STOG | 0 | 0 | 0 | 0 | 0 | 0
STWD | 0 | 0 | 0 | 0 | 0 | 0
WT | 977.3 | 0 | 0 | 21339.06 | 0 | 2318.04
IGCC | 0 | 0 | 0 | 0 | 0 | 0
DemandResponse | 0 | 0 | 0 | 0 | 0 | 0
IGCC-CCS | 0 | 0 | 0 | 0 | 0 | 0
WT_off | 0 | 0 | 0 | 0 | 0 | 0
PseudoUnit | 0 | 0 | 0 | 0 | 0 | 0
FixedInterchange | 0 | 0 | 0 | 0 | 0 | 0
New Build Capacity by Reporting Type: RMPA
ReportingType | 2015 | 2020 | 2025 | 2030 | 2035 | 2040
BM | 0 | 0 | 0 | 0 | 1985.93 | 353.54
CC | 0 | 1621.13 | 0 | 0 | 0 | 0
CSP | 0 | 0 | 0 | 0 | 0 | 0
CT | 152 | 0 | 0 | 0 | 0 | 0
Coal | 390 | 0 | 0 | 0 | 0 | 0
Geo | 0 | 387.27 | 2182.73 | 0 | 0 | 0
H | 0 | 0 | 0 | 0 | 0 | 0
LFG | 1.4 | 0 | 28.93 | 0 | 0 | 0
Nuc | 0 | 0 | 0 | 1175.92 | 0 | 0
PS | 0 | 0 | 0 | 0 | 0 | 0
PV | 1 | 0 | 0 | 0 | 0 | 0
PeakG | 0 | 0 | 0 | 0 | 0 | 0
PeakO | 0 | 0 | 0 | 0 | 0 | 0
ST | 3 | 367.43 | 0 | 5.46 | 0 | 0
STOG | 0 | 0 | 0 | 0 | 0 | 0
STWD | 0 | 0 | 0 | 0 | 0 | 0
WT | 765.4 | 3545.21 | 0 | 536.58 | 0 | 135.73
IGCC | 0 | 0 | 0 | 0 | 0 | 0
DemandResponse | 0 | 0 | 0 | 0 | 0 | 0
IGCC-CCS | 0 | 0 | 0 | 0 | 0 | 0
WT_off | 0 | 0 | 0 | 0 | 0 | 0
PseudoUnit | 0 | 0 | 0 | 0 | 0 | 0
FixedInterchange | 0 | 0 | 0 | 0 | 0 | 0
New Build Capacity by Reporting Type: SP15
ReportingType | 2015 | 2020 | 2025 | 2030 | 2035 | 2040
BM | 6 | 0 | 0 | 0 | 0 | 668.59
CC | 2541.28 | 0 | 236.37 | 0 | 0 | 0
CSP | 0 | 0 | 0 | 0 | 0 | 0
CT | 0 | 0 | 0 | 0 | 0 | 0
Coal | 0 | 0 | 0 | 0 | 0 | 0
Geo | 50 | 1450 | 0 | 0 | 0 | 0
H | 0 | 0 | 0 | 0 | 0 | 0
LFG | 9.2 | 555.8 | 0 | 0 | 0 | 0
Nuc | 0 | 0 | 0 | 0 | 0 | 0
PS | 0 | 0 | 0 | 0 | 0 | 0
PV | 3.8 | 0 | 0 | 0 | 0 | 0
PeakG | 0 | 0 | 0 | 0 | 0 | 0
PeakO | 0 | 0 | 0 | 0 | 0 | 0
ST | 448 | 0 | 0 | 2040.07 | 369.38 | 836.14
STOG | 0 | 0 | 0 | 0 | 0 | 0
STWD | 0 | 0 | 0 | 0 | 0 | 0
WT | 735 | 897.66 | 12036.49 | 1230.85 | 0 | 0
IGCC | 0 | 0 | 0 | 0 | 0 | 0
DemandResponse | 0 | 0 | 0 | 0 | 0 | 0
IGCC-CCS | 0 | 0 | 0 | 0 | 0 | 0
WT_off | 0 | 0 | 0 | 0 | 0 | 0
PseudoUnit | 0 | 0 | 0 | 0 | 0 | 0
FixedInterchange | 0 | 0 | 0 | 0 | 0 | 0
New Build Capacity by Reporting Type: ALB
ReportingType | 2015 | 2020 | 2025 | 2030 | 2035 | 2040
BM | 0 | 0 | 0 | 0 | 0 | 0
CC | 0 | 94.84 | 0 | 0 | 0 | 0
CSP | 0 | 0 | 0 | 0 | 0 | 0
CT | 201.5 | 0 | 0 | 0 | 0 | 0
Coal | 495 | 0 | 0 | 0 | 0 | 0
Geo | 0 | 0 | 0 | 0 | 0 | 0
H | 0 | 0 | 0 | 0 | 0 | 0
LFG | 0 | 0 | 0 | 0 | 0 | 0
Nuc | 0 | 0 | 0 | 8325.65 | 644.22 | 13.2
PS | 0 | 0 | 0 | 0 | 0 | 0
PV | 0 | 0 | 0 | 0 | 0 | 0
PeakG | 0 | 0 | 0 | 0 | 0 | 0
PeakO | 0 | 0 | 0 | 0 | 0 | 0
ST | 0 | 0 | 0 | 0 | 0 | 0
STOG | 0 | 0 | 0 | 0 | 0 | 0
STWD | 0 | 0 | 0 | 0 | 0 | 0
WT | 9 | 0 | 0 | 91 | 0 | 0
IGCC | 0 | 0 | 0 | 0 | 0 | 0
DemandResponse | 0 | 0 | 0 | 0 | 0 | 0
IGCC-CCS | 0 | 0 | 0 | 0 | 0 | 0
WT_off | 0 | 0 | 0 | 0 | 0 | 0
PseudoUnit | 0 | 0 | 0 | 0 | 0 | 0
FixedInterchange | 0 | 0 | 0 | 0 | 0 | 0
New Build Capacity by Reporting Type: BC
ReportingType | 2015 | 2020 | 2025 | 2030 | 2035 | 2040
BM | 0 | 0 | 0 | 0 | 0 | 0
CC | 477.41 | 0 | 0 | 0 | 0 | 0
CSP | 0 | 0 | 0 | 0 | 0 | 0
CT | 0 | 0 | 0 | 0 | 0 | 0
Coal | 0 | 0 | 0 | 0 | 0 | 0
Geo | 0 | 0 | 0 | 0 | 0 | 0
H | 0 | 0 | 0 | 0 | 0 | 0
LFG | 0 | 0 | 0 | 0 | 0 | 0
Nuc | 0 | 0 | 0 | 193.2 | 125.84 | 879.96
PS | 0 | 0 | 0 | 0 | 0 | 0
PV | 0 | 0 | 0 | 0 | 0 | 0
PeakG | 0 | 0 | 0 | 0 | 0 | 0
PeakO | 0 | 0 | 0 | 0 | 0 | 0
ST | 0 | 0 | 0 | 0 | 0 | 0
STOG | 0 | 0 | 0 | 0 | 0 | 0
STWD | 0 | 0 | 0 | 0 | 0 | 0
WT | 144 | 0 | 0 | 156 | 0 | 0
IGCC | 0 | 0 | 0 | 0 | 0 | 0
DemandResponse | 0 | 0 | 0 | 0 | 0 | 0
IGCC-CCS | 0 | 0 | 0 | 0 | 0 | 0
WT_off | 0 | 0 | 0 | 0 | 0 | 0
PseudoUnit | 0 | 0 | 0 | 0 | 0 | 0
FixedInterchange | 0 | 0 | 0 | 0 | 0 | 0
New Build Capacity by Reporting Type: HQ_IESO
ReportingType | 2015 | 2020 | 2025 | 2030 | 2035 | 2040
BM | 0 | 0 | 0 | 0 | 0 | 0
CC | 0 | 0 | 0 | 0 | 0 | 0
CSP | 0 | 0 | 0 | 0 | 0 | 0
CT | 0 | 0 | 0 | 0 | 0 | 0
Coal | 0 | 0 | 0 | 0 | 0 | 0
Geo | 0 | 0 | 0 | 0 | 0 | 0
H | 0 | 0 | 0 | 0 | 0 | 0
LFG | 0 | 0 | 0 | 0 | 0 | 0
Nuc | 0 | 0 | 0 | 0 | 0 | 0
PS | 0 | 0 | 0 | 0 | 0 | 0
PV | 0 | 0 | 0 | 0 | 0 | 0
PeakG | 0 | 0 | 0 | 0 | 0 | 0
PeakO | 0 | 0 | 0 | 0 | 0 | 0
ST | 0 | 0 | 0 | 0 | 0 | 0
STOG | 0 | 0 | 0 | 0 | 0 | 0
STWD | 0 | 0 | 0 | 0 | 0 | 0
WT | 0 | 0 | 0 | 0 | 0 | 0
IGCC | 0 | 0 | 0 | 0 | 0 | 0
DemandResponse | 0 | 0 | 0 | 0 | 0 | 0
IGCC-CCS | 0 | 0 | 0 | 0 | 0 | 0
WT_off | 0 | 0 | 0 | 0 | 0 | 0
PseudoUnit | 0 | 0 | 0 | 87.91 | 0 | 0
FixedInterchange | 0 | 0 | 0 | 0 | 0 | 0
New Build Capacity by Reporting Type: HQ_NEISO
ReportingType | 2015 | 2020 | 2025 | 2030 | 2035 | 2040
BM | 0 | 0 | 0 | 0 | 0 | 0
CC | 0 | 0 | 0 | 0 | 0 | 0
CSP | 0 | 0 | 0 | 0 | 0 | 0
CT | 0 | 0 | 0 | 0 | 0 | 0
Coal | 0 | 0 | 0 | 0 | 0 | 0
Geo | 0 | 0 | 0 | 0 | 0 | 0
H | 0 | 0 | 0 | 0 | 0 | 0
LFG | 0 | 0 | 0 | 0 | 0 | 0
Nuc | 0 | 0 | 0 | 0 | 0 | 0
PS | 0 | 0 | 0 | 0 | 0 | 0
PV | 0 | 0 | 0 | 0 | 0 | 0
PeakG | 0 | 0 | 0 | 0 | 0 | 0
PeakO | 0 | 0 | 0 | 0 | 0 | 0
ST | 0 | 0 | 0 | 0 | 0 | 0
STOG | 0 | 0 | 0 | 0 | 0 | 0
STWD | 0 | 0 | 0 | 0 | 0 | 0
WT | 0 | 0 | 0 | 0 | 0 | 0
IGCC | 0 | 0 | 0 | 0 | 0 | 0
DemandResponse | 0 | 0 | 0 | 0 | 0 | 0
IGCC-CCS | 0 | 0 | 0 | 0 | 0 | 0
WT_off | 0 | 0 | 0 | 0 | 0 | 0
PseudoUnit | 0 | 0 | 0 | 1476.49 | 0 | 0
FixedInterchange | 0 | 0 | 0 | 0 | 0 | 0
New Build Capacity by Reporting Type: HQ_NY
ReportingType | 2015 | 2020 | 2025 | 2030 | 2035 | 2040
BM | 0 | 0 | 0 | 0 | 0 | 0
CC | 0 | 0 | 0 | 0 | 0 | 0
CSP | 0 | 0 | 0 | 0 | 0 | 0
CT | 0 | 0 | 0 | 0 | 0 | 0
Coal | 0 | 0 | 0 | 0 | 0 | 0
Geo | 0 | 0 | 0 | 0 | 0 | 0
H | 0 | 0 | 0 | 0 | 0 | 0
LFG | 0 | 0 | 0 | 0 | 0 | 0
Nuc | 0 | 0 | 0 | 0 | 0 | 0
PS | 0 | 0 | 0 | 0 | 0 | 0
PV | 0 | 0 | 0 | 0 | 0 | 0
PeakG | 0 | 0 | 0 | 0 | 0 | 0
PeakO | 0 | 0 | 0 | 0 | 0 | 0
ST | 0 | 0 | 0 | 0 | 0 | 0
STOG | 0 | 0 | 0 | 0 | 0 | 0
STWD | 0 | 0 | 0 | 0 | 0 | 0
WT | 0 | 0 | 0 | 0 | 0 | 0
IGCC | 0 | 0 | 0 | 0 | 0 | 0
DemandResponse | 0 | 0 | 0 | 0 | 0 | 0
IGCC-CCS | 0 | 0 | 0 | 0 | 0 | 0
WT_off | 0 | 0 | 0 | 0 | 0 | 0
PseudoUnit | 0 | 0 | 2500 | 0 | 0 | 0
FixedInterchange | 0 | 0 | 0 | 0 | 0 | 0
New Build Capacity by Reporting Type: MARITIMES
ReportingType | 2015 | 2020 | 2025 | 2030 | 2035 | 2040
BM | 0 | 0 | 0 | 0 | 0 | 0
CC | 0 | 0 | 0 | 0 | 0 | 0
CSP | 0 | 0 | 0 | 0 | 0 | 0
CT | 0 | 0 | 0 | 0 | 0 | 0
Coal | 0 | 0 | 0 | 0 | 0 | 0
Geo | 0 | 0 | 0 | 0 | 0 | 0
H | 0 | 0 | 0 | 0 | 0 | 0
LFG | 0 | 0 | 0 | 0 | 0 | 0
Nuc | 0 | 0 | 0 | 0 | 0 | 0
PS | 0 | 0 | 0 | 0 | 0 | 0
PV | 0 | 0 | 0 | 0 | 0 | 0
PeakG | 0 | 0 | 0 | 0 | 0 | 0
PeakO | 0 | 0 | 0 | 0 | 0 | 0
ST | 0 | 0 | 0 | 0 | 0 | 0
STOG | 0 | 0 | 0 | 0 | 0 | 0
STWD | 0 | 0 | 0 | 0 | 0 | 0
WT | 0 | 0 | 0 | 0 | 0 | 0
IGCC | 0 | 0 | 0 | 0 | 0 | 0
DemandResponse | 0 | 0 | 0 | 0 | 0 | 0
IGCC-CCS | 0 | 0 | 0 | 0 | 0 | 0
WT_off | 0 | 0 | 0 | 0 | 0 | 0
PseudoUnit | 0 | 0 | 0 | 500 | 0 | 0
FixedInterchange | 0 | 0 | 0 | 0 | 0 | 0
New Build Capacity by Reporting Type: All
ReportingType | 2015 | 2020 | 2025 | 2030 | 2035 | 2040
BM | 1251 | 170.21 | 538.56 | 12.74 | 26058.89 | 60063.66
CC | 115037.52 | 63138.13 | 2618.58 | 1476.18 | 0 | 0
CSP | 0 | 0 | 0 | 0 | 0 | 0
CT | 6393.79 | 300 | 0 | 1018.94 | 0 | 0
Coal | 10763.64 | 0 | 0 | 0 | 0 | 0
Geo | 136 | 2075 | 4429 | 0 | 0 | 0
H | 0 | 1199 | 3226 | 2554 | 1694 | 0
LFG | 192 | 1953 | 2210 | 724 | 0 | 0
Nuc | 2740.56 | 4530 | 0 | 9925.85 | 90074.26 | 50000
PS | 0 | 0 | 0 | 0 | 0 | 0
PV | 1246 | 2068.67 | 1001.37 | 178.45 | 12.8 | 1259.05
PeakG | 0 | 0 | 0 | 0 | 0 | 0
PeakO | 0 | 0 | 0 | 0 | 0 | 0
ST | 760 | 813.04 | 227.78 | 2177.31 | 891.16 | 836.14
STOG | 0 | 0 | 0 | 0 | 0 | 0
STWD | 0 | 0 | 0 | 0 | 0 | 0
WT | 25342 | 76770.1 | 86013.93 | 76749.57 | 20492.63 | 8436.59
IGCC | 618 | 0 | 0 | 0 | 0 | 0
DemandResponse | 0 | 0 | 0 | 0 | 0 | 0
IGCC-CCS | 0 | 0 | 0 | 0 | 0 | 0
WT_off | 469 | 0 | 1100 | 0 | 37884.71 | 20679.23
PseudoUnit | 0 | 0 | 2500 | 2064.4 | 0 | 0
FixedInterchange | 0 | 0 | 0 | 0 | 0 | 0
New Build Capacity by Reporting Type: EI_US
ReportingType | 2015 | 2020 | 2025 | 2030 | 2035 | 2040
BM | 741.12 | 170.21 | 538.56 | 12.74 | 24072.96 | 51755.48
CC | 91120.76 | 56518.16 | 1684 | 1476.18 | 0 | 0
CSP | 0 | 0 | 0 | 0 | 0 | 0
CT | 4323.69 | 300 | 0 | 1018.94 | 0 | 0
Coal | 7858.64 | 0 | 0 | 0 | 0 | 0
Geo | 0 | 0 | 0 | 0 | 0 | 0
H | 0 | 504 | 1731 | 94 | 1109 | 0
LFG | 141.4 | 1018.77 | 1335.33 | 723.5 | 0 | 0
Nuc | 2740.56 | 4530 | 0 | 12.34 | 53014.18 | 43160.83
PS | 0 | 0 | 0 | 0 | 0 | 0
PV | 57.74 | 2068.67 | 1001.37 | 178.45 | 12.8 | 1259.05
PeakG | 0 | 0 | 0 | 0 | 0 | 0
PeakO | 0 | 0 | 0 | 0 | 0 | 0
ST | 0 | 0 | 0 | 0 | 0 | 0
STOG | 0 | 0 | 0 | 0 | 0 | 0
STWD | 0 | 0 | 0 | 0 | 0 | 0
WT | 19786.6 | 57238.62 | 54523.13 | 45292.38 | 20174.36 | 5008.78
IGCC | 618 | 0 | 0 | 0 | 0 | 0
DemandResponse | 0 | 0 | 0 | 0 | 0 | 0
IGCC-CCS | 0 | 0 | 0 | 0 | 0 | 0
WT_off | 469 | 0 | 1100 | 0 | 37884.71 | 20679.23
PseudoUnit | 0 | 0 | 2500 | 1976.49 | 0 | 0
FixedInterchange | 0 | 0 | 0 | 0 | 0 | 0
New Build Capacity by Reporting Type: EI_Canada
ReportingType | 2015 | 2020 | 2025 | 2030 | 2035 | 2040
BM | 326.33 | 0 | 0 | 0 | 0 | 0
CC | 1544.75 | 0 | 0 | 0 | 0 | 0
CSP | 0 | 0 | 0 | 0 | 0 | 0
CT | 368 | 0 | 0 | 0 | 0 | 0
Coal | 0 | 0 | 0 | 0 | 0 | 0
Geo | 0 | 0 | 0 | 0 | 0 | 0
H | 0 | 695 | 1495 | 2460 | 250 | 0
LFG | 14.5 | 0 | 0 | 0.5 | 0 | 0
Nuc | 0 | 0 | 0 | 0 | 0 | 0
PS | 0 | 0 | 0 | 0 | 0 | 0
PV | 1067.26 | 0 | 0 | 0 | 0 | 0
PeakG | 0 | 0 | 0 | 0 | 0 | 0
PeakO | 0 | 0 | 0 | 0 | 0 | 0
ST | 0 | 0 | 0 | 0 | 0 | 0
STOG | 0 | 0 | 0 | 0 | 0 | 0
STWD | 0 | 0 | 0 | 0 | 0 | 0
WT | 2408.3 | 0 | 0 | 0 | 0 | 0
IGCC | 0 | 0 | 0 | 0 | 0 | 0
DemandResponse | 0 | 0 | 0 | 0 | 0 | 0
IGCC-CCS | 0 | 0 | 0 | 0 | 0 | 0
WT_off | 0 | 0 | 0 | 0 | 0 | 0
PseudoUnit | 0 | 0 | 0 | 87.91 | 0 | 0
FixedInterchange | 0 | 0 | 0 | 0 | 0 | 0
New Build Capacity by Reporting Type: EI
ReportingType | 2015 | 2020 | 2025 | 2030 | 2035 | 2040
BM | 1067.45 | 170.21 | 538.56 | 12.74 | 24072.96 | 51755.48
CC | 92665.51 | 56518.16 | 1684 | 1476.18 | 0 | 0
CSP | 0 | 0 | 0 | 0 | 0 | 0
CT | 4691.69 | 300 | 0 | 1018.94 | 0 | 0
Coal | 7858.64 | 0 | 0 | 0 | 0 | 0
Geo | 0 | 0 | 0 | 0 | 0 | 0
H | 0 | 1199 | 3226 | 2554 | 1359 | 0
LFG | 155.9 | 1018.77 | 1335.33 | 724 | 0 | 0
Nuc | 2740.56 | 4530 | 0 | 12.34 | 53014.18 | 43160.83
PS | 0 | 0 | 0 | 0 | 0 | 0
PV | 1125 | 2068.67 | 1001.37 | 178.45 | 12.8 | 1259.05
PeakG | 0 | 0 | 0 | 0 | 0 | 0
PeakO | 0 | 0 | 0 | 0 | 0 | 0
ST | 0 | 0 | 0 | 0 | 0 | 0
STOG | 0 | 0 | 0 | 0 | 0 | 0
STWD | 0 | 0 | 0 | 0 | 0 | 0
WT | 22194.9 | 57238.62 | 54523.13 | 45292.38 | 20174.36 | 5008.78
IGCC | 618 | 0 | 0 | 0 | 0 | 0
DemandResponse | 0 | 0 | 0 | 0 | 0 | 0
IGCC-CCS | 0 | 0 | 0 | 0 | 0 | 0
WT_off | 469 | 0 | 1100 | 0 | 37884.71 | 20679.23
PseudoUnit | 0 | 0 | 2500 | 2064.4 | 0 | 0
FixedInterchange | 0 | 0 | 0 | 0 | 0 | 0
New Build Capacity by Reporting Type: Outside_EI
ReportingType | 2015 | 2020 | 2025 | 2030 | 2035 | 2040
BM | 183.55 | 0 | 0 | 0 | 1985.93 | 8308.18
CC | 22372 | 6619.97 | 934.59 | 0 | 0 | 0
CSP | 0 | 0 | 0 | 0 | 0 | 0
CT | 1702.1 | 0 | 0 | 0 | 0 | 0
Coal | 2905 | 0 | 0 | 0 | 0 | 0
Geo | 136 | 2075 | 4429 | 0 | 0 | 0
H | 0 | 0 | 0 | 0 | 335 | 0
LFG | 36.1 | 934.23 | 874.67 | 0 | 0 | 0
Nuc | 0 | 0 | 0 | 9913.51 | 37060.08 | 6839.17
PS | 0 | 0 | 0 | 0 | 0 | 0
PV | 121 | 0 | 0 | 0 | 0 | 0
PeakG | 0 | 0 | 0 | 0 | 0 | 0
PeakO | 0 | 0 | 0 | 0 | 0 | 0
ST | 760 | 813.04 | 227.78 | 2177.31 | 891.16 | 836.14
STOG | 0 | 0 | 0 | 0 | 0 | 0
STWD | 0 | 0 | 0 | 0 | 0 | 0
WT | 3147.1 | 19531.49 | 31490.81 | 31457.19 | 318.27 | 3427.8
IGCC | 0 | 0 | 0 | 0 | 0 | 0
DemandResponse | 0 | 0 | 0 | 0 | 0 | 0
IGCC-CCS | 0 | 0 | 0 | 0 | 0 | 0
WT_off | 0 | 0 | 0 | 0 | 0 | 0
PseudoUnit | 0 | 0 | 0 | 0 | 0 | 0
FixedInterchange | 0 | 0 | 0 | 0 | 0 | 0
#2 | Cumulative New Build Capacity (MW)
Cumulative New Build Capacity by Reporting Type: Entergy
ReportingType | 2015 | 2020 | 2025 | 2030 | 2035 | 2040
BM | 0 | 0 | 0 | 0 | 1685.04 | 10074.95
CC | 2965.98 | 7949.02 | 7949.02 | 7949.02 | 7949.02 | 7949.02
CSP | 0 | 0 | 0 | 0 | 0 | 0
CT | 0 | 0 | 0 | 0 | 0 | 0
Coal | 720 | 720 | 720 | 720 | 720 | 720
Geo | 0 | 0 | 0 | 0 | 0 | 0
H | 0 | 0 | 0 | 0 | 1109 | 1109
LFG | 0 | 0 | 107.4 | 107.4 | 107.4 | 107.4
Nuc | 170 | 170 | 170 | 170 | 5056.32 | 5056.32
PS | 0 | 0 | 0 | 0 | 0 | 0
PV | 0.29 | 61.82 | 91.21 | 91.21 | 91.21 | 92.59
PeakG | 0 | 0 | 0 | 0 | 0 | 0
PeakO | 0 | 0 | 0 | 0 | 0 | 0
ST | 0 | 0 | 0 | 0 | 0 | 0
STOG | 0 | 0 | 0 | 0 | 0 | 0
STWD | 0 | 0 | 0 | 0 | 0 | 0
WT | 0 | 0 | 0 | 0 | 0 | 0
IGCC | 0 | 0 | 0 | 0 | 0 | 0
DemandResponse | 0 | 0 | 0 | 0 | 0 | 0
IGCC-CCS | 0 | 0 | 0 | 0 | 0 | 0
WT_off | 0 | 0 | 0 | 0 | 0 | 0
PseudoUnit | 0 | 0 | 0 | 0 | 0 | 0
FixedInterchange | 0 | 0 | 0 | 0 | 0 | 0
Cumulative New Build Capacity by Reporting Type: FRCC
ReportingType | 2015 | 2020 | 2025 | 2030 | 2035 | 2040
BM | 0 | 0 | 0 | 0 | 0 | 2001.91
CC | 13796.81 | 13796.82 | 15480.82 | 15480.82 | 15480.82 | 15480.82
CSP | 0 | 0 | 0 | 0 | 0 | 0
CT | 2480 | 2480 | 2480 | 2480 | 2480 | 2480
Coal | 0 | 0 | 0 | 0 | 0 | 0
Geo | 0 | 0 | 0 | 0 | 0 | 0
H | 0 | 0 | 0 | 0 | 0 | 0
LFG | 0 | 0 | 198 | 198 | 198 | 198
Nuc | 229.33 | 229.33 | 229.33 | 241.67 | 22775.56 | 26475.62
PS | 0 | 0 | 0 | 0 | 0 | 0
PV | 0 | 0 | 0 | 0 | 0 | 0
PeakG | 0 | 0 | 0 | 0 | 0 | 0
PeakO | 0 | 0 | 0 | 0 | 0 | 0
ST | 0 | 0 | 0 | 0 | 0 | 0
STOG | 0 | 0 | 0 | 0 | 0 | 0
STWD | 0 | 0 | 0 | 0 | 0 | 0
WT | 0 | 0 | 0 | 0 | 0 | 0
IGCC | 0 | 0 | 0 | 0 | 0 | 0
DemandResponse | 0 | 0 | 0 | 0 | 0 | 0
IGCC-CCS | 0 | 0 | 0 | 0 | 0 | 0
WT_off | 0 | 0 | 0 | 0 | 0 | 0
PseudoUnit | 0 | 0 | 0 | 0 | 0 | 0
FixedInterchange | 0 | 0 | 0 | 0 | 0 | 0
Cumulative New Build Capacity by Reporting Type: MAPP_US
ReportingType | 2015 | 2020 | 2025 | 2030 | 2035 | 2040
BM | 0 | 0 | 0 | 0 | 34.97 | 46.49
CC | 0 | 0 | 0 | 0 | 0 | 0
CSP | 0 | 0 | 0 | 0 | 0 | 0
CT | 308.3 | 308.3 | 308.3 | 463.26 | 463.26 | 463.26
Coal | 0 | 0 | 0 | 0 | 0 | 0
Geo | 0 | 0 | 0 | 0 | 0 | 0
H | 0 | 0 | 0 | 0 | 0 | 0
LFG | 0 | 0 | 0 | 71.67 | 71.67 | 71.67
Nuc | 0 | 0 | 0 | 0 | 0 | 0
PS | 0 | 0 | 0 | 0 | 0 | 0
PV | 0 | 0 | 0 | 0 | 0 | 0
PeakG | 0 | 0 | 0 | 0 | 0 | 0
PeakO | 0 | 0 | 0 | 0 | 0 | 0
ST | 0 | 0 | 0 | 0 | 0 | 0
STOG | 0 | 0 | 0 | 0 | 0 | 0
STWD | 0 | 0 | 0 | 0 | 0 | 0
WT | 421.3 | 8325.07 | 11736.67 | 11736.67 | 11736.67 | 11866.6
IGCC | 0 | 0 | 0 | 0 | 0 | 0
DemandResponse | 0 | 0 | 0 | 0 | 0 | 0
IGCC-CCS | 0 | 0 | 0 | 0 | 0 | 0
WT_off | 0 | 0 | 0 | 0 | 0 | 0
PseudoUnit | 0 | 0 | 0 | 0 | 0 | 0
FixedInterchange | 0 | 0 | 0 | 0 | 0 | 0
Cumulative New Build Capacity by Reporting Type: MISO_IN
ReportingType | 2015 | 2020 | 2025 | 2030 | 2035 | 2040
BM | 0 | 0 | 0 | 0 | 0 | 6144.51
CC | 3221.72 | 20970.72 | 20970.72 | 20970.72 | 20970.72 | 20970.72
CSP | 0 | 0 | 0 | 0 | 0 | 0
CT | 0 | 0 | 0 | 0 | 0 | 0
Coal | 0 | 0 | 0 | 0 | 0 | 0
Geo | 0 | 0 | 0 | 0 | 0 | 0
H | 0 | 0 | 0 | 0 | 0 | 0
LFG | 0 | 0 | 80.12 | 80.12 | 80.12 | 80.12
Nuc | 0 | 0 | 0 | 0 | 0 | 327.34
PS | 0 | 0 | 0 | 0 | 0 | 0
PV | 0 | 225.83 | 225.83 | 225.83 | 225.83 | 225.83
PeakG | 0 | 0 | 0 | 0 | 0 | 0
PeakO | 0 | 0 | 0 | 0 | 0 | 0
ST | 0 | 0 | 0 | 0 | 0 | 0
STOG | 0 | 0 | 0 | 0 | 0 | 0
STWD | 0 | 0 | 0 | 0 | 0 | 0
WT | 0 | 0 | 0 | 0 | 0 | 0
IGCC | 618 | 618 | 618 | 618 | 618 | 618
DemandResponse | 0 | 0 | 0 | 0 | 0 | 0
IGCC-CCS | 0 | 0 | 0 | 0 | 0 | 0
WT_off | 0 | 0 | 0 | 0 | 0 | 0
PseudoUnit | 0 | 0 | 0 | 0 | 0 | 0
FixedInterchange | 0 | 0 | 0 | 0 | 0 | 0
Cumulative New Build Capacity by Reporting Type: MISO_MI
ReportingType | 2015 | 2020 | 2025 | 2030 | 2035 | 2040
BM | 0 | 0 | 0 | 0 | 0 | 1764.74
CC | 1441.11 | 1441.11 | 1441.11 | 1441.11 | 1441.11 | 1441.11
CSP | 0 | 0 | 0 | 0 | 0 | 0
CT | 0 | 0 | 0 | 0 | 0 | 0
Coal | 0 | 0 | 0 | 0 | 0 | 0
Geo | 0 | 0 | 0 | 0 | 0 | 0
H | 0 | 0 | 0 | 0 | 0 | 0
LFG | 0 | 0 | 160.25 | 160.25 | 160.25 | 160.25
Nuc | 0 | 0 | 0 | 0 | 1502.41 | 6079.5
PS | 0 | 0 | 0 | 0 | 0 | 0
PV | 0 | 0 | 0 | 0 | 0 | 0
PeakG | 0 | 0 | 0 | 0 | 0 | 0
PeakO | 0 | 0 | 0 | 0 | 0 | 0
ST | 0 | 0 | 0 | 0 | 0 | 0
STOG | 0 | 0 | 0 | 0 | 0 | 0
STWD | 0 | 0 | 0 | 0 | 0 | 0
WT | 2000 | 2263.11 | 2263.11 | 2263.11 | 2263.11 | 2263.11
IGCC | 0 | 0 | 0 | 0 | 0 | 0
DemandResponse | 0 | 0 | 0 | 0 | 0 | 0
IGCC-CCS | 0 | 0 | 0 | 0 | 0 | 0
WT_off | 0 | 0 | 0 | 0 | 0 | 0
PseudoUnit | 0 | 0 | 0 | 0 | 0 | 0
FixedInterchange | 0 | 0 | 0 | 0 | 0 | 0
Cumulative New Build Capacity by Reporting Type: MISO_MO-IL
ReportingType | 2015 | 2020 | 2025 | 2030 | 2035 | 2040
BM | 0 | 0 | 0 | 0 | 0 | 982.61
CC | 0 | 1768.28 | 1768.28 | 1768.28 | 1768.28 | 1768.28
CSP | 0 | 0 | 0 | 0 | 0 | 0
CT | 0 | 0 | 0 | 0 | 0 | 0
Coal | 1790 | 1790 | 1790 | 1790 | 1790 | 1790
Geo | 0 | 0 | 0 | 0 | 0 | 0
H | 0 | 0 | 280 | 280 | 280 | 280
LFG | 0 | 0 | 78.51 | 223.33 | 223.33 | 223.33
Nuc | 0 | 0 | 0 | 0 | 0 | 0
PS | 0 | 0 | 0 | 0 | 0 | 0
PV | 0 | 0 | 0 | 0 | 0 | 0
PeakG | 0 | 0 | 0 | 0 | 0 | 0
PeakO | 0 | 0 | 0 | 0 | 0 | 0
ST | 0 | 0 | 0 | 0 | 0 | 0
STOG | 0 | 0 | 0 | 0 | 0 | 0
STWD | 0 | 0 | 0 | 0 | 0 | 0
WT | 300 | 300 | 5900 | 5900 | 5900 | 5900
IGCC | 0 | 0 | 0 | 0 | 0 | 0
DemandResponse | 0 | 0 | 0 | 0 | 0 | 0
IGCC-CCS | 0 | 0 | 0 | 0 | 0 | 0
WT_off | 0 | 0 | 0 | 0 | 0 | 0
PseudoUnit | 0 | 0 | 0 | 0 | 0 | 0
FixedInterchange | 0 | 0 | 0 | 0 | 0 | 0
Cumulative New Build Capacity by Reporting Type: MISO_W
ReportingType | 2015 | 2020 | 2025 | 2030 | 2035 | 2040
BM | 0 | 0 | 0 | 0 | 0 | 0
CC | 0 | 0 | 0 | 0 | 0 | 0
CSP | 0 | 0 | 0 | 0 | 0 | 0
CT | 0 | 0 | 0 | 0 | 0 | 0
Coal | 0 | 0 | 0 | 0 | 0 | 0
Geo | 0 | 0 | 0 | 0 | 0 | 0
H | 0 | 0 | 0 | 0 | 0 | 0
LFG | 0 | 0 | 0 | 71.67 | 71.67 | 71.67
Nuc | 94.33 | 94.33 | 94.33 | 94.33 | 94.33 | 94.33
PS | 0 | 0 | 0 | 0 | 0 | 0
PV | 0 | 0 | 0 | 0 | 0 | 0
PeakG | 0 | 0 | 0 | 0 | 0 | 0
PeakO | 0 | 0 | 0 | 0 | 0 | 0
ST | 0 | 0 | 0 | 0 | 0 | 0
STOG | 0 | 0 | 0 | 0 | 0 | 0
STWD | 0 | 0 | 0 | 0 | 0 | 0
WT | 2800.5 | 2800.5 | 40031.43 | 40031.43 | 40031.43 | 41771.76
IGCC | 0 | 0 | 0 | 0 | 0 | 0
DemandResponse | 0 | 0 | 0 | 0 | 0 | 0
IGCC-CCS | 0 | 0 | 0 | 0 | 0 | 0
WT_off | 0 | 0 | 0 | 0 | 0 | 0
PseudoUnit | 0 | 0 | 0 | 0 | 0 | 0
FixedInterchange | 0 | 0 | 0 | 0 | 0 | 0
Cumulative New Build Capacity by Reporting Type: MISO_WUMS
ReportingType | 2015 | 2020 | 2025 | 2030 | 2035 | 2040
BM | 0 | 0 | 0 | 0 | 0 | 3200.79
CC | 5540.64 | 8084.87 | 8084.87 | 8084.88 | 8084.88 | 8084.88
CSP | 0 | 0 | 0 | 0 | 0 | 0
CT | 0 | 0 | 0 | 863.97 | 863.97 | 863.97
Coal | 615 | 615 | 615 | 615 | 615 | 615
Geo | 0 | 0 | 0 | 0 | 0 | 0
H | 0 | 1 | 1 | 1 | 1 | 1
LFG | 0 | 0 | 0 | 223.33 | 223.33 | 223.33
Nuc | 235 | 235 | 235 | 235 | 1540.67 | 3614.71
PS | 0 | 0 | 0 | 0 | 0 | 0
PV | 0 | 0 | 0 | 0 | 0 | 0
PeakG | 0 | 0 | 0 | 0 | 0 | 0
PeakO | 0 | 0 | 0 | 0 | 0 | 0
ST | 0 | 0 | 0 | 0 | 0 | 0
STOG | 0 | 0 | 0 | 0 | 0 | 0
STWD | 0 | 0 | 0 | 0 | 0 | 0
WT | 968.9 | 968.9 | 968.9 | 968.9 | 968.9 | 999.7
IGCC | 0 | 0 | 0 | 0 | 0 | 0
DemandResponse | 0 | 0 | 0 | 0 | 0 | 0
IGCC-CCS | 0 | 0 | 0 | 0 | 0 | 0
WT_off | 0 | 0 | 0 | 0 | 0 | 0
PseudoUnit | 0 | 0 | 0 | 0 | 0 | 0
FixedInterchange | 0 | 0 | 0 | 0 | 0 | 0
Cumulative New Build Capacity by Reporting Type: Nebraska
ReportingType | 2015 | 2020 | 2025 | 2030 | 2035 | 2040
BM | 0 | 0 | 0 | 0 | 128.02 | 1204.34
CC | 232.64 | 2103.48 | 2103.48 | 2103.48 | 2103.48 | 2103.48
CSP | 0 | 0 | 0 | 0 | 0 | 0
CT | 0 | 0 | 0 | 0 | 0 | 0
Coal | 232.1 | 232.1 | 232.1 | 232.1 | 232.1 | 232.1
Geo | 0 | 0 | 0 | 0 | 0 | 0
H | 0 | 0 | 0 | 0 | 0 | 0
LFG | 0 | 0 | 71.67 | 71.67 | 71.67 | 71.67
Nuc | 0 | 0 | 0 | 0 | 0 | 0
PS | 0 | 0 | 0 | 0 | 0 | 0
PV | 0 | 0 | 0 | 0 | 0 | 0
PeakG | 0 | 0 | 0 | 0 | 0 | 0
PeakO | 0 | 0 | 0 | 0 | 0 | 0
ST | 0 | 0 | 0 | 0 | 0 | 0
STOG | 0 | 0 | 0 | 0 | 0 | 0
STWD | 0 | 0 | 0 | 0 | 0 | 0
WT | 202 | 202 | 202 | 202 | 202 | 202
IGCC | 0 | 0 | 0 | 0 | 0 | 0
DemandResponse | 0 | 0 | 0 | 0 | 0 | 0
IGCC-CCS | 0 | 0 | 0 | 0 | 0 | 0
WT_off | 0 | 0 | 0 | 0 | 0 | 0
PseudoUnit | 0 | 0 | 0 | 0 | 0 | 0
FixedInterchange | 0 | 0 | 0 | 0 | 0 | 0
Cumulative New Build Capacity by Reporting Type: NEISO
ReportingType | 2015 | 2020 | 2025 | 2030 | 2035 | 2040
BM | 252.2 | 252.2 | 252.2 | 252.2 | 252.2 | 252.2
CC | 2049.5 | 2049.5 | 2049.5 | 2049.5 | 2049.5 | 2049.5
CSP | 0 | 0 | 0 | 0 | 0 | 0
CT | 334 | 334 | 334 | 334 | 334 | 334
Coal | 0 | 0 | 0 | 0 | 0 | 0
Geo | 0 | 0 | 0 | 0 | 0 | 0
H | 0 | 0 | 0 | 3 | 3 | 3
LFG | 49.26 | 49.26 | 49.26 | 119 | 119 | 119
Nuc | 0 | 0 | 0 | 0 | 0 | 0
PS | 0 | 0 | 0 | 0 | 0 | 0
PV | 0 | 292.5 | 292.5 | 292.5 | 292.5 | 292.5
PeakG | 0 | 0 | 0 | 0 | 0 | 0
PeakO | 0 | 0 | 0 | 0 | 0 | 0
ST | 0 | 0 | 0 | 0 | 0 | 0
STOG | 0 | 0 | 0 | 0 | 0 | 0
STWD | 0 | 0 | 0 | 0 | 0 | 0
WT | 231.2 | 2783.87 | 4368.28 | 5280 | 14413.93 | 16526.29
IGCC | 0 | 0 | 0 | 0 | 0 | 0
DemandResponse | 0 | 0 | 0 | 0 | 0 | 0
IGCC-CCS | 0 | 0 | 0 | 0 | 0 | 0
WT_off | 468 | 468 | 468 | 468 | 468 | 468
PseudoUnit | 0 | 0 | 0 | 0 | 0 | 0
FixedInterchange | 0 | 0 | 0 | 0 | 0 | 0
Cumulative New Build Capacity by Reporting Type: NonRTO_Midwest
ReportingType | 2015 | 2020 | 2025 | 2030 | 2035 | 2040
BM | 0 | 0 | 0 | 0 | 678.44 | 6144.51
CC | 3030.65 | 5851.07 | 5851.07 | 5851.07 | 5851.07 | 5851.07
CSP | 0 | 0 | 0 | 0 | 0 | 0
CT | 0 | 0 | 0 | 0 | 0 | 0
Coal | 0 | 0 | 0 | 0 | 0 | 0
Geo | 0 | 0 | 0 | 0 | 0 | 0
H | 0 | 0 | 746 | 746 | 746 | 746
LFG | 0 | 0 | 160.25 | 160.25 | 160.25 | 160.25
Nuc | 0 | 0 | 0 | 0 | 912.23 | 912.23
PS | 0 | 0 | 0 | 0 | 0 | 0
PV | 0 | 0 | 0 | 0 | 0 | 0
PeakG | 0 | 0 | 0 | 0 | 0 | 0
PeakO | 0 | 0 | 0 | 0 | 0 | 0
ST | 0 | 0 | 0 | 0 | 0 | 0
STOG | 0 | 0 | 0 | 0 | 0 | 0
STWD | 0 | 0 | 0 | 0 | 0 | 0
WT | 0 | 0 | 0 | 0 | 0 | 0
IGCC | 0 | 0 | 0 | 0 | 0 | 0
DemandResponse | 0 | 0 | 0 | 0 | 0 | 0
IGCC-CCS | 0 | 0 | 0 | 0 | 0 | 0
WT_off | 0 | 0 | 0 | 0 | 0 | 0
PseudoUnit | 0 | 0 | 0 | 0 | 0 | 0
FixedInterchange | 0 | 0 | 0 | 0 | 0 | 0
Cumulative New Build Capacity by Reporting Type: NYISO_A-F
ReportingType | 2015 | 2020 | 2025 | 2030 | 2035 | 2040
BM | 0 | 0 | 0 | 0 | 0 | 0
CC | 639 | 639 | 639 | 639 | 639 | 639
CSP | 0 | 0 | 0 | 0 | 0 | 0
CT | 0 | 0 | 0 | 0 | 0 | 0
Coal | 0 | 0 | 0 | 0 | 0 | 0
Geo | 0 | 0 | 0 | 0 | 0 | 0
H | 0 | 0 | 0 | 0 | 0 | 0
LFG | 6.4 | 6.4 | 6.4 | 74.33 | 74.33 | 74.33
Nuc | 168 | 168 | 168 | 168 | 168 | 168
PS | 0 | 0 | 0 | 0 | 0 | 0
PV | 0 | 0 | 0 | 0 | 0 | 0
PeakG | 0 | 0 | 0 | 0 | 0 | 0
PeakO | 0 | 0 | 0 | 0 | 0 | 0
ST | 0 | 0 | 0 | 0 | 0 | 0
STOG | 0 | 0 | 0 | 0 | 0 | 0
STWD | 0 | 0 | 0 | 0 | 0 | 0
WT | 2476.3 | 3186.1 | 3186.1 | 8610.35 | 13490 | 13490
IGCC | 0 | 0 | 0 | 0 | 0 | 0
DemandResponse | 0 | 0 | 0 | 0 | 0 | 0
IGCC-CCS | 0 | 0 | 0 | 0 | 0 | 0
WT_off | 0 | 0 | 0 | 0 | 0 | 0
PseudoUnit | 0 | 0 | 0 | 0 | 0 | 0
FixedInterchange | 0 | 0 | 0 | 0 | 0 | 0
Cumulative New Build Capacity by Reporting Type: NYISO_G-I
ReportingType | 2015 | 2020 | 2025 | 2030 | 2035 | 2040
BM | 0 | 0 | 0 | 0 | 619.42 | 800
CC | 0 | 0 | 0 | 0 | 0 | 0
CSP | 0 | 0 | 0 | 0 | 0 | 0
CT | 0 | 0 | 0 | 0 | 0 | 0
Coal | 0 | 0 | 0 | 0 | 0 | 0
Geo | 0 | 0 | 0 | 0 | 0 | 0
H | 0 | 0 | 0 | 0 | 0 | 0
LFG | 0 | 0 | 74.33 | 74.33 | 74.33 | 74.33
Nuc | 0 | 0 | 0 | 0 | 0 | 2055.36
PS | 0 | 0 | 0 | 0 | 0 | 0
PV | 0 | 0 | 0 | 0 | 0 | 0
PeakG | 0 | 0 | 0 | 0 | 0 | 0
PeakO | 0 | 0 | 0 | 0 | 0 | 0
ST | 0 | 0 | 0 | 0 | 0 | 0
STOG | 0 | 0 | 0 | 0 | 0 | 0
STWD | 0 | 0 | 0 | 0 | 0 | 0
WT | 0 | 60 | 60 | 360 | 360 | 360
IGCC | 0 | 0 | 0 | 0 | 0 | 0
DemandResponse | 0 | 0 | 0 | 0 | 0 | 0
IGCC-CCS | 0 | 0 | 0 | 0 | 0 | 0
WT_off | 0 | 0 | 0 | 0 | 0 | 0
PseudoUnit | 0 | 0 | 0 | 0 | 0 | 0
FixedInterchange | 0 | 0 | 0 | 0 | 0 | 0
Cumulative New Build Capacity by Reporting Type: NYISO_J-K
ReportingType | 2015 | 2020 | 2025 | 2030 | 2035 | 2040
BM | 0 | 0 | 0 | 0 | 0 | 0
CC | 1175.4 | 1175.4 | 1175.4 | 1175.4 | 1175.4 | 1175.4
CSP | 0 | 0 | 0 | 0 | 0 | 0
CT | 0 | 0 | 0 | 0 | 0 | 0
Coal | 0 | 0 | 0 | 0 | 0 | 0
Geo | 0 | 0 | 0 | 0 | 0 | 0
H | 0 | 0 | 0 | 0 | 0 | 0
LFG | 0 | 0 | 0 | 74.33 | 74.33 | 74.33
Nuc | 0 | 0 | 0 | 0 | 0 | 0
PS | 0 | 0 | 0 | 0 | 0 | 0
PV | 32 | 32 | 32 | 32 | 32 | 32
PeakG | 0 | 0 | 0 | 0 | 0 | 0
PeakO | 0 | 0 | 0 | 0 | 0 | 0
ST | 0 | 0 | 0 | 0 | 0 | 0
STOG | 0 | 0 | 0 | 0 | 0 | 0
STWD | 0 | 0 | 0 | 0 | 0 | 0
WT | 0 | 0 | 0 | 170 | 330 | 330
IGCC | 0 | 0 | 0 | 0 | 0 | 0
DemandResponse | 0 | 0 | 0 | 0 | 0 | 0
IGCC-CCS | 0 | 0 | 0 | 0 | 0 | 0
WT_off | 0 | 0 | 0 | 0 | 0 | 0
PseudoUnit | 0 | 0 | 0 | 0 | 0 | 0
FixedInterchange | 0 | 0 | 0 | 0 | 0 | 0
Cumulative New Build Capacity by Reporting Type: PJM_E
ReportingType | 2015 | 2020 | 2025 | 2030 | 2035 | 2040
BM | 30 | 30 | 30 | 30 | 30 | 30
CC | 4634.3 | 4634.3 | 4634.3 | 4634.3 | 4634.3 | 4634.3
CSP | 0 | 0 | 0 | 0 | 0 | 0
CT | 26.2 | 26.2 | 26.2 | 26.2 | 26.2 | 26.2
Coal | 27 | 27 | 27 | 27 | 27 | 27
Geo | 0 | 0 | 0 | 0 | 0 | 0
H | 0 | 0 | 0 | 0 | 0 | 0
LFG | 9.1 | 142 | 142 | 142 | 142 | 142
Nuc | 38 | 38 | 38 | 38 | 38 | 38
PS | 0 | 0 | 0 | 0 | 0 | 0
PV | 25.45 | 25.45 | 25.45 | 25.45 | 25.45 | 25.45
PeakG | 0 | 0 | 0 | 0 | 0 | 0
PeakO | 0 | 0 | 0 | 0 | 0 | 0
ST | 0 | 0 | 0 | 0 | 0 | 0
STOG | 0 | 0 | 0 | 0 | 0 | 0
STWD | 0 | 0 | 0 | 0 | 0 | 0
WT | 1150 | 1150 | 1150 | 1150 | 1170 | 1170
IGCC | 0 | 0 | 0 | 0 | 0 | 0
DemandResponse | 0 | 0 | 0 | 0 | 0 | 0
IGCC-CCS | 0 | 0 | 0 | 0 | 0 | 0
WT_off | 0 | 0 | 1100 | 1100 | 4826.56 | 9600
PseudoUnit | 0 | 0 | 0 | 0 | 0 | 0
FixedInterchange | 0 | 0 | 0 | 0 | 0 | 0
Cumulative New Build Capacity by Reporting Type: PJM_ROM
ReportingType | 2015 | 2020 | 2025 | 2030 | 2035 | 2040
BM | 18 | 18 | 18 | 18 | 2357.79 | 2357.79
CC | 1678.5 | 1678.5 | 1678.5 | 1678.5 | 1678.5 | 1678.5
CSP | 0 | 0 | 0 | 0 | 0 | 0
CT | 16 | 16 | 16 | 16 | 16 | 16
Coal | 32.5 | 32.5 | 32.5 | 32.5 | 32.5 | 32.5
Geo | 0 | 0 | 0 | 0 | 0 | 0
H | 0 | 0 | 678 | 678 | 678 | 678
LFG | 18.9 | 284 | 284 | 284 | 284 | 284
Nuc | 0 | 0 | 0 | 0 | 0 | 4188.37
PS | 0 | 0 | 0 | 0 | 0 | 0
PV | 0 | 1355.2 | 2113.94 | 2283.77 | 2296.57 | 2357.65
PeakG | 0 | 0 | 0 | 0 | 0 | 0
PeakO | 0 | 0 | 0 | 0 | 0 | 0
ST | 0 | 0 | 0 | 0 | 0 | 0
STOG | 0 | 0 | 0 | 0 | 0 | 0
STWD | 0 | 0 | 0 | 0 | 0 | 0
WT | 479.8 | 1230 | 1230 | 1230 | 7040 | 7040
IGCC | 0 | 0 | 0 | 0 | 0 | 0
DemandResponse | 0 | 0 | 0 | 0 | 0 | 0
IGCC-CCS | 0 | 0 | 0 | 0 | 0 | 0
WT_off | 0 | 0 | 0 | 0 | 0 | 10814.93
PseudoUnit | 0 | 0 | 0 | 0 | 0 | 0
FixedInterchange | 0 | 0 | 0 | 0 | 0 | 0
Cumulative New Build Capacity by Reporting Type: PJM_ROR
ReportingType | 2015 | 2020 | 2025 | 2030 | 2035 | 2040
BM | 385 | 385 | 385 | 385 | 2400.51 | 10556.34
CC | 18561 | 24559.57 | 24559.57 | 24559.57 | 24559.57 | 24559.57
CSP | 0 | 0 | 0 | 0 | 0 | 0
CT | 29 | 29 | 29 | 29 | 29 | 29
Coal | 2164 | 2164 | 2164 | 2164 | 2164 | 2164
Geo | 0 | 0 | 0 | 0 | 0 | 0
H | 0 | 503 | 503 | 503 | 503 | 503
LFG | 57.4 | 571.11 | 571.11 | 571.11 | 571.11 | 571.11
Nuc | 38 | 38 | 38 | 38 | 2440.25 | 19774.69
PS | 0 | 0 | 0 | 0 | 0 | 0
PV | 0 | 0 | 210.91 | 218.73 | 218.73 | 218.73
PeakG | 0 | 0 | 0 | 0 | 0 | 0
PeakO | 0 | 0 | 0 | 0 | 0 | 0
ST | 0 | 0 | 0 | 0 | 0 | 0
STOG | 0 | 0 | 0 | 0 | 0 | 0
STWD | 0 | 0 | 0 | 0 | 0 | 0
WT | 8325.7 | 8517.4 | 15213.59 | 53600 | 53600 | 53600
IGCC | 0 | 0 | 0 | 0 | 0 | 0
DemandResponse | 0 | 0 | 0 | 0 | 0 | 0
IGCC-CCS | 0 | 0 | 0 | 0 | 0 | 0
WT_off | 0 | 0 | 0 | 0 | 0 | 0
PseudoUnit | 0 | 0 | 0 | 0 | 0 | 0
FixedInterchange | 0 | 0 | 0 | 0 | 0 | 0
Cumulative New Build Capacity by Reporting Type: SOCO
ReportingType | 2015 | 2020 | 2025 | 2030 | 2035 | 2040
BM | 55 | 55 | 55 | 55 | 55 | 6555.24
CC | 7862.95 | 14288.22 | 14288.22 | 14288.22 | 14288.22 | 14288.22
CSP | 0 | 0 | 0 | 0 | 0 | 0
CT | 0 | 0 | 0 | 0 | 0 | 0
Coal | 0 | 0 | 0 | 0 | 0 | 0
Geo | 0 | 0 | 0 | 0 | 0 | 0
H | 0 | 0 | 0 | 0 | 0 | 0
LFG | 0 | 0 | 107.4 | 107.4 | 107.4 | 107.4
Nuc | 70 | 2270 | 2270 | 2270 | 19202.18 | 21929.85
PS | 0 | 0 | 0 | 0 | 0 | 0
PV | 0 | 0 | 0 | 0 | 0 | 0
PeakG | 0 | 0 | 0 | 0 | 0 | 0
PeakO | 0 | 0 | 0 | 0 | 0 | 0
ST | 0 | 0 | 0 | 0 | 0 | 0
STOG | 0 | 0 | 0 | 0 | 0 | 0
STWD | 0 | 0 | 0 | 0 | 0 | 0
WT | 0 | 0 | 0 | 100 | 100 | 100
IGCC | 0 | 0 | 0 | 0 | 0 | 0
DemandResponse | 0 | 0 | 0 | 0 | 0 | 0
IGCC-CCS | 0 | 0 | 0 | 0 | 0 | 0
WT_off | 0 | 0 | 0 | 0 | 0 | 0
PseudoUnit | 0 | 0 | 0 | 0 | 0 | 0
FixedInterchange | 0 | 0 | 0 | 0 | 0 | 0
Cumulative New Build Capacity by Reporting Type: SPP_N
ReportingType | 2015 | 2020 | 2025 | 2030 | 2035 | 2040
BM | 0 | 0 | 0 | 0 | 6286.69 | 6286.69
CC | 1394.13 | 4548.28 | 4548.28 | 4726.58 | 4726.58 | 4726.58
CSP | 0 | 0 | 0 | 0 | 0 | 0
CT | 0 | 0 | 0 | 0 | 0 | 0
Coal | 465.04 | 465.04 | 465.04 | 465.04 | 465.04 | 465.04
Geo | 0 | 0 | 0 | 0 | 0 | 0
H | 0 | 0 | 0 | 0 | 0 | 0
LFG | 0 | 0 | 95 | 95 | 95 | 95
Nuc | 0 | 0 | 0 | 0 | 0 | 0
PS | 0 | 0 | 0 | 0 | 0 | 0
PV | 0 | 0 | 0 | 0 | 0 | 0
PeakG | 0 | 0 | 0 | 0 | 0 | 0
PeakO | 0 | 0 | 0 | 0 | 0 | 0
ST | 0 | 0 | 0 | 0 | 0 | 0
STOG | 0 | 0 | 0 | 0 | 0 | 0
STWD | 0 | 0 | 0 | 0 | 0 | 0
WT | 0 | 11754.48 | 11754.48 | 11754.48 | 11754.48 | 12361.88
IGCC | 0 | 0 | 0 | 0 | 0 | 0
DemandResponse | 0 | 0 | 0 | 0 | 0 | 0
IGCC-CCS | 0 | 0 | 0 | 0 | 0 | 0
WT_off | 0 | 0 | 0 | 0 | 0 | 0
PseudoUnit | 0 | 0 | 0 | 0 | 0 | 0
FixedInterchange | 0 | 0 | 0 | 0 | 0 | 0
Cumulative New Build Capacity by Reporting Type: SPP_S
ReportingType | 2015 | 2020 | 2025 | 2030 | 2035 | 2040
BM | 0 | 0 | 0 | 0 | 2890.78 | 4507.34
CC | 0 | 4351.32 | 4351.32 | 5649.19 | 5649.19 | 5649.19
CSP | 0 | 0 | 0 | 0 | 0 | 0
CT | 412.99 | 712.99 | 712.99 | 712.99 | 712.99 | 712.99
Coal | 988 | 988 | 988 | 988 | 988 | 988
Geo | 0 | 0 | 0 | 0 | 0 | 0
H | 0 | 0 | 0 | 91 | 91 | 91
LFG | 0 | 0 | 95 | 95 | 95 | 95
Nuc | 0 | 0 | 0 | 0 | 0 | 0
PS | 0 | 0 | 0 | 0 | 0 | 0
PV | 0 | 0 | 0 | 0 | 0 | 0
PeakG | 0 | 0 | 0 | 0 | 0 | 0
PeakO | 0 | 0 | 0 | 0 | 0 | 0
ST | 0 | 0 | 0 | 0 | 0 | 0
STOG | 0 | 0 | 0 | 0 | 0 | 0
STWD | 0 | 0 | 0 | 0 | 0 | 0
WT | 430 | 29983.78 | 29983.78 | 29983.78 | 30054.55 | 30442.53
IGCC | 0 | 0 | 0 | 0 | 0 | 0
DemandResponse | 0 | 0 | 0 | 0 | 0 | 0
IGCC-CCS | 0 | 0 | 0 | 0 | 0 | 0
WT_off | 0 | 0 | 0 | 0 | 0 | 0
PseudoUnit | 0 | 0 | 0 | 0 | 0 | 0
FixedInterchange | 0 | 0 | 0 | 0 | 0 | 0
Cumulative New Build Capacity by Reporting Type: TVA
ReportingType | 2015 | 2020 | 2025 | 2030 | 2035 | 2040
BM | 0 | 0 | 0 | 0 | 7394.28 | 7394.28
CC | 4636.65 | 9462.09 | 9462.09 | 9462.09 | 9462.09 | 9462.09
CSP | 0 | 0 | 0 | 0 | 0 | 0
CT | 0 | 0 | 0 | 0 | 0 | 0
Coal | 0 | 0 | 0 | 0 | 0 | 0
Geo | 0 | 0 | 0 | 0 | 0 | 0
H | 0 | 0 | 27 | 27 | 27 | 27
LFG | 0 | 0 | 107.4 | 107.4 | 107.4 | 107.4
Nuc | 1697.89 | 1697.89 | 1697.89 | 1697.89 | 4237.13 | 8931.58
PS | 0 | 0 | 0 | 0 | 0 | 0
PV | 0 | 0 | 0 | 0 | 0 | 0
PeakG | 0 | 0 | 0 | 0 | 0 | 0
PeakO | 0 | 0 | 0 | 0 | 0 | 0
ST | 0 | 0 | 0 | 0 | 0 | 0
STOG | 0 | 0 | 0 | 0 | 0 | 0
STWD | 0 | 0 | 0 | 0 | 0 | 0
WT | 0 | 0 | 0 | 0 | 100 | 100
IGCC | 0 | 0 | 0 | 0 | 0 | 0
DemandResponse | 0 | 0 | 0 | 0 | 0 | 0
IGCC-CCS | 0 | 0 | 0 | 0 | 0 | 0
WT_off | 0 | 0 | 0 | 0 | 0 | 0
PseudoUnit | 0 | 0 | 0 | 0 | 0 | 0
FixedInterchange | 0 | 0 | 0 | 0 | 0 | 0
Cumulative New Build Capacity by Reporting Type: TVA_Transmission
ReportingType | 2015 | 2020 | 2025 | 2030 | 2035 | 2040
BM | 0 | 0 | 0 | 0 | 0 | 0
CC | 0 | 0 | 0 | 0 | 0 | 0
CSP | 0 | 0 | 0 | 0 | 0 | 0
CT | 0 | 0 | 0 | 0 | 0 | 0
Coal | 0 | 0 | 0 | 0 | 0 | 0
Geo | 0 | 0 | 0 | 0 | 0 | 0
H | 0 | 0 | 0 | 0 | 0 | 0
LFG | 0 | 0 | 0 | 0 | 0 | 0
Nuc | 0 | 0 | 0 | 0 | 0 | 0
PS | 0 | 0 | 0 | 0 | 0 | 0
PV | 0 | 0 | 0 | 0 | 0 | 0
PeakG | 0 | 0 | 0 | 0 | 0 | 0
PeakO | 0 | 0 | 0 | 0 | 0 | 0
ST | 0 | 0 | 0 | 0 | 0 | 0
STOG | 0 | 0 | 0 | 0 | 0 | 0
STWD | 0 | 0 | 0 | 0 | 0 | 0
WT | 0 | 0 | 0 | 0 | 0 | 0
IGCC | 0 | 0 | 0 | 0 | 0 | 0
DemandResponse | 0 | 0 | 0 | 0 | 0 | 0
IGCC-CCS | 0 | 0 | 0 | 0 | 0 | 0
WT_off | 0 | 0 | 0 | 0 | 0 | 0
PseudoUnit | 0 | 0 | 0 | 0 | 0 | 0
FixedInterchange | 0 | 0 | 0 | 0 | 0 | 0
Cumulative New Build Capacity by Reporting Type: VACAR
ReportingType | 2015 | 2020 | 2025 | 2030 | 2035 | 2040
BM | 0.92 | 171.13 | 709.69 | 722.42 | 722.42 | 6986.31
CC | 18259.79 | 18287.35 | 18287.35 | 18287.35 | 18287.35 | 18287.35
CSP | 0 | 0 | 0 | 0 | 0 | 0
CT | 717.2 | 717.2 | 717.2 | 717.2 | 717.2 | 717.2
Coal | 825 | 825 | 825 | 825 | 825 | 825
Geo | 0 | 0 | 0 | 0 | 0 | 0
H | 0 | 0 | 0 | 0 | 0 | 0
LFG | 0.34 | 107.4 | 107.4 | 107.4 | 107.4 | 107.4
Nuc | 0 | 2330 | 2330 | 2330 | 2330 | 3812.02
PS | 0 | 0 | 0 | 0 | 0 | 0
PV | 0 | 133.61 | 135.95 | 136.75 | 136.75 | 1333.33
PeakG | 0 | 0 | 0 | 0 | 0 | 0
PeakO | 0 | 0 | 0 | 0 | 0 | 0
ST | 0 | 0 | 0 | 0 | 0 | 0
STOG | 0 | 0 | 0 | 0 | 0 | 0
STWD | 0 | 0 | 0 | 0 | 0 | 0
WT | 0.9 | 3500 | 3500 | 3500 | 3500 | 3500
IGCC | 0 | 0 | 0 | 0 | 0 | 0
DemandResponse | 0 | 0 | 0 | 0 | 0 | 0
IGCC-CCS | 0 | 0 | 0 | 0 | 0 | 0
WT_off | 1 | 1 | 1 | 1 | 34159.14 | 39250
PseudoUnit | 0 | 0 | 0 | 0 | 0 | 0
FixedInterchange | 0 | 0 | 0 | 0 | 0 | 0
Cumulative New Build Capacity by Reporting Type: IESO
ReportingType | 2015 | 2020 | 2025 | 2030 | 2035 | 2040
BM | 326.33 | 326.33 | 326.33 | 326.33 | 326.33 | 326.33
CC | 1263 | 1263 | 1263 | 1263 | 1263 | 1263
CSP | 0 | 0 | 0 | 0 | 0 | 0
CT | 368 | 368 | 368 | 368 | 368 | 368
Coal | 0 | 0 | 0 | 0 | 0 | 0
Geo | 0 | 0 | 0 | 0 | 0 | 0
H | 0 | 0 | 0 | 0 | 250 | 250
LFG | 14.5 | 14.5 | 14.5 | 15 | 15 | 15
Nuc | 0 | 0 | 0 | 0 | 0 | 0
PS | 0 | 0 | 0 | 0 | 0 | 0
PV | 1067.26 | 1067.26 | 1067.26 | 1067.26 | 1067.26 | 1067.26
PeakG | 0 | 0 | 0 | 0 | 0 | 0
PeakO | 0 | 0 | 0 | 0 | 0 | 0
ST | 0 | 0 | 0 | 0 | 0 | 0
STOG | 0 | 0 | 0 | 0 | 0 | 0
STWD | 0 | 0 | 0 | 0 | 0 | 0
WT | 2105.9 | 2105.9 | 2105.9 | 2105.9 | 2105.9 | 2105.9
IGCC | 0 | 0 | 0 | 0 | 0 | 0
DemandResponse | 0 | 0 | 0 | 0 | 0 | 0
IGCC-CCS | 0 | 0 | 0 | 0 | 0 | 0
WT_off | 0 | 0 | 0 | 0 | 0 | 0
PseudoUnit | 0 | 0 | 0 | 0 | 0 | 0
FixedInterchange | 0 | 0 | 0 | 0 | 0 | 0
Cumulative New Build Capacity by Reporting Type: MAPP_CA
ReportingType | 2015 | 2020 | 2025 | 2030 | 2035 | 2040
BM | 0 | 0 | 0 | 0 | 0 | 0
CC | 281.76 | 281.76 | 281.76 | 281.76 | 281.76 | 281.76
CSP | 0 | 0 | 0 | 0 | 0 | 0
CT | 0 | 0 | 0 | 0 | 0 | 0
Coal | 0 | 0 | 0 | 0 | 0 | 0
Geo | 0 | 0 | 0 | 0 | 0 | 0
H | 0 | 695 | 2190 | 4650 | 4650 | 4650
LFG | 0 | 0 | 0 | 0 | 0 | 0
Nuc | 0 | 0 | 0 | 0 | 0 | 0
PS | 0 | 0 | 0 | 0 | 0 | 0
PV | 0 | 0 | 0 | 0 | 0 | 0
PeakG | 0 | 0 | 0 | 0 | 0 | 0
PeakO | 0 | 0 | 0 | 0 | 0 | 0
ST | 0 | 0 | 0 | 0 | 0 | 0
STOG | 0 | 0 | 0 | 0 | 0 | 0
STWD | 0 | 0 | 0 | 0 | 0 | 0
WT | 302.4 | 302.4 | 302.4 | 302.4 | 302.4 | 302.4
IGCC | 0 | 0 | 0 | 0 | 0 | 0
DemandResponse | 0 | 0 | 0 | 0 | 0 | 0
IGCC-CCS | 0 | 0 | 0 | 0 | 0 | 0
WT_off | 0 | 0 | 0 | 0 | 0 | 0
PseudoUnit | 0 | 0 | 0 | 0 | 0 | 0
FixedInterchange | 0 | 0 | 0 | 0 | 0 | 0
Cumulative New Build Capacity by Reporting Type: AZ_NM_SNV_Coal
ReportingType | 2015 | 2020 | 2025 | 2030 | 2035 | 2040
BM | 0 | 0 | 0 | 0 | 0 | 0
CC | 0 | 0 | 0 | 0 | 0 | 0
CSP | 0 | 0 | 0 | 0 | 0 | 0
CT | 0 | 0 | 0 | 0 | 0 | 0
Coal | 0 | 0 | 0 | 0 | 0 | 0
Geo | 0 | 0 | 0 | 0 | 0 | 0
H | 0 | 0 | 0 | 0 | 0 | 0
LFG | 0 | 0 | 0 | 0 | 0 | 0
Nuc | 0 | 0 | 0 | 0 | 0 | 0
PS | 0 | 0 | 0 | 0 | 0 | 0
PV | 0 | 0 | 0 | 0 | 0 | 0
PeakG | 0 | 0 | 0 | 0 | 0 | 0
PeakO | 0 | 0 | 0 | 0 | 0 | 0
ST | 0 | 0 | 0 | 0 | 0 | 0
STOG | 0 | 0 | 0 | 0 | 0 | 0
STWD | 0 | 0 | 0 | 0 | 0 | 0
WT | 0 | 0 | 0 | 0 | 0 | 0
IGCC | 0 | 0 | 0 | 0 | 0 | 0
DemandResponse | 0 | 0 | 0 | 0 | 0 | 0
IGCC-CCS | 0 | 0 | 0 | 0 | 0 | 0
WT_off | 0 | 0 | 0 | 0 | 0 | 0
PseudoUnit | 0 | 0 | 0 | 0 | 0 | 0
FixedInterchange | 0 | 0 | 0 | 0 | 0 | 0
Cumulative New Build Capacity by Reporting Type: AZ_NM_SNV_Gas
ReportingType | 2015 | 2020 | 2025 | 2030 | 2035 | 2040
BM | 0 | 0 | 0 | 0 | 0 | 0
CC | 668 | 2686.79 | 3385 | 3385 | 3385 | 3385
CSP | 0 | 0 | 0 | 0 | 0 | 0
CT | 736 | 736 | 736 | 736 | 736 | 736
Coal | 0 | 0 | 0 | 0 | 0 | 0
Geo | 0 | 0 | 0 | 0 | 0 | 0
H | 0 | 0 | 0 | 0 | 0 | 0
LFG | 0 | 0 | 0 | 0 | 0 | 0
Nuc | 0 | 0 | 0 | 0 | 0 | 0
PS | 0 | 0 | 0 | 0 | 0 | 0
PV | 0 | 0 | 0 | 0 | 0 | 0
PeakG | 0 | 0 | 0 | 0 | 0 | 0
PeakO | 0 | 0 | 0 | 0 | 0 | 0
ST | 0 | 0 | 0 | 0 | 0 | 0
STOG | 0 | 0 | 0 | 0 | 0 | 0
STWD | 0 | 0 | 0 | 0 | 0 | 0
WT | 0 | 0 | 0 | 0 | 0 | 0
IGCC | 0 | 0 | 0 | 0 | 0 | 0
DemandResponse | 0 | 0 | 0 | 0 | 0 | 0
IGCC-CCS | 0 | 0 | 0 | 0 | 0 | 0
WT_off | 0 | 0 | 0 | 0 | 0 | 0
PseudoUnit | 0 | 0 | 0 | 0 | 0 | 0
FixedInterchange | 0 | 0 | 0 | 0 | 0 | 0
Cumulative New Build Capacity by Reporting Type: AZ_NM_SNV_NucRenew
ReportingType | 2015 | 2020 | 2025 | 2030 | 2035 | 2040
BM | 0 | 0 | 0 | 0 | 0 | 0
CC | 0 | 0 | 0 | 0 | 0 | 0
CSP | 0 | 0 | 0 | 0 | 0 | 0
CT | 0 | 0 | 0 | 0 | 0 | 0
Coal | 0 | 0 | 0 | 0 | 0 | 0
Geo | 0 | 0 | 1450 | 1450 | 1450 | 1450
H | 0 | 0 | 0 | 0 | 0 | 0
LFG | 0 | 0 | 60.67 | 60.67 | 60.67 | 60.67
Nuc | 0 | 0 | 0 | 218.74 | 15515.56 | 16706.81
PS | 0 | 0 | 0 | 0 | 0 | 0
PV | 95.7 | 95.7 | 95.7 | 95.7 | 95.7 | 95.7
PeakG | 0 | 0 | 0 | 0 | 0 | 0
PeakO | 0 | 0 | 0 | 0 | 0 | 0
ST | 280 | 725.61 | 953.39 | 1085.16 | 1606.94 | 1606.94
STOG | 0 | 0 | 0 | 0 | 0 | 0
STWD | 0 | 0 | 0 | 0 | 0 | 0
WT | 65.1 | 11854.92 | 11854.92 | 11854.92 | 11854.92 | 11854.92
IGCC | 0 | 0 | 0 | 0 | 0 | 0
DemandResponse | 0 | 0 | 0 | 0 | 0 | 0
IGCC-CCS | 0 | 0 | 0 | 0 | 0 | 0
WT_off | 0 | 0 | 0 | 0 | 0 | 0
PseudoUnit | 0 | 0 | 0 | 0 | 0 | 0
FixedInterchange | 0 | 0 | 0 | 0 | 0 | 0
Cumulative New Build Capacity by Reporting Type: ERCOT
ReportingType | 2015 | 2020 | 2025 | 2030 | 2035 | 2040
BM | 145 | 145 | 145 | 145 | 145 | 4064.97
CC | 16587.19 | 16587.19 | 16587.19 | 16587.19 | 16587.19 | 16587.19
CSP | 0 | 0 | 0 | 0 | 0 | 0
CT | 250 | 250 | 250 | 250 | 250 | 250
Coal | 2020 | 2020 | 2020 | 2020 | 2020 | 2020
Geo | 0 | 0 | 0 | 0 | 0 | 0
H | 0 | 0 | 0 | 0 | 0 | 0
LFG | 0 | 0 | 354 | 354 | 354 | 354
Nuc | 0 | 0 | 0 | 0 | 15038.57 | 16548.81
PS | 0 | 0 | 0 | 0 | 0 | 0
PV | 14 | 14 | 14 | 14 | 14 | 14
PeakG | 0 | 0 | 0 | 0 | 0 | 0
PeakO | 0 | 0 | 0 | 0 | 0 | 0
ST | 0 | 0 | 0 | 0 | 0 | 0
STOG | 0 | 0 | 0 | 0 | 0 | 0
STWD | 0 | 0 | 0 | 0 | 0 | 0
WT | 350.1 | 350.1 | 19804.41 | 19804.41 | 19804.41 | 20058.01
IGCC | 0 | 0 | 0 | 0 | 0 | 0
DemandResponse | 0 | 0 | 0 | 0 | 0 | 0
IGCC-CCS | 0 | 0 | 0 | 0 | 0 | 0
WT_off | 0 | 0 | 0 | 0 | 0 | 0
PseudoUnit | 0 | 0 | 0 | 0 | 0 | 0
FixedInterchange | 0 | 0 | 0 | 0 | 0 | 0
Cumulative New Build Capacity by Reporting Type: NP15
ReportingType | 2015 | 2020 | 2025 | 2030 | 2035 | 2040
BM | 0 | 0 | 0 | 0 | 0 | 0
CC | 1798.12 | 2959.75 | 2959.75 | 2959.75 | 2959.75 | 2959.75
CSP | 0 | 0 | 0 | 0 | 0 | 0
CT | 212.6 | 212.6 | 212.6 | 212.6 | 212.6 | 212.6
Coal | 0 | 0 | 0 | 0 | 0 | 0
Geo | 0 | 237.73 | 600 | 600 | 600 | 600
H | 0 | 0 | 0 | 0 | 0 | 0
LFG | 0 | 378.43 | 565 | 565 | 565 | 565
Nuc | 0 | 0 | 0 | 0 | 2109.95 | 5354.47
PS | 0 | 0 | 0 | 0 | 0 | 0
PV | 6.5 | 6.5 | 6.5 | 6.5 | 6.5 | 6.5
PeakG | 0 | 0 | 0 | 0 | 0 | 0
PeakO | 0 | 0 | 0 | 0 | 0 | 0
ST | 29 | 29 | 29 | 29 | 29 | 29
STOG | 0 | 0 | 0 | 0 | 0 | 0
STWD | 0 | 0 | 0 | 0 | 0 | 0
WT | 101.2 | 3400 | 3400 | 11503.7 | 11821.97 | 12542.4
IGCC | 0 | 0 | 0 | 0 | 0 | 0
DemandResponse | 0 | 0 | 0 | 0 | 0 | 0
IGCC-CCS | 0 | 0 | 0 | 0 | 0 | 0
WT_off | 0 | 0 | 0 | 0 | 0 | 0
PseudoUnit | 0 | 0 | 0 | 0 | 0 | 0
FixedInterchange | 0 | 0 | 0 | 0 | 0 | 0
Cumulative New Build Capacity by Reporting Type: NWPP_Coal
ReportingType | 2015 | 2020 | 2025 | 2030 | 2035 | 2040
BM | 0 | 0 | 0 | 0 | 0 | 0
CC | 0 | 0 | 0 | 0 | 0 | 0
CSP | 0 | 0 | 0 | 0 | 0 | 0
CT | 0 | 0 | 0 | 0 | 0 | 0
Coal | 0 | 0 | 0 | 0 | 0 | 0
Geo | 0 | 0 | 0 | 0 | 0 | 0
H | 0 | 0 | 0 | 0 | 0 | 0
LFG | 0 | 0 | 0 | 0 | 0 | 0
Nuc | 0 | 0 | 0 | 0 | 0 | 0
PS | 0 | 0 | 0 | 0 | 0 | 0
PV | 0 | 0 | 0 | 0 | 0 | 0
PeakG | 0 | 0 | 0 | 0 | 0 | 0
PeakO | 0 | 0 | 0 | 0 | 0 | 0
ST | 0 | 0 | 0 | 0 | 0 | 0
STOG | 0 | 0 | 0 | 0 | 0 | 0
STWD | 0 | 0 | 0 | 0 | 0 | 0
WT | 0 | 0 | 0 | 0 | 0 | 0
IGCC | 0 | 0 | 0 | 0 | 0 | 0
DemandResponse | 0 | 0 | 0 | 0 | 0 | 0
IGCC-CCS | 0 | 0 | 0 | 0 | 0 | 0
WT_off | 0 | 0 | 0 | 0 | 0 | 0
PseudoUnit | 0 | 0 | 0 | 0 | 0 | 0
FixedInterchange | 0 | 0 | 0 | 0 | 0 | 0
Cumulative New Build Capacity by Reporting Type: NWPP_Gas
ReportingType | 2015 | 2020 | 2025 | 2030 | 2035 | 2040
BM | 0 | 0 | 0 | 0 | 0 | 0
CC | 300 | 2023.58 | 2023.58 | 2023.58 | 2023.58 | 2023.58
CSP | 0 | 0 | 0 | 0 | 0 | 0
CT | 150 | 150 | 150 | 150 | 150 | 150
Coal | 0 | 0 | 0 | 0 | 0 | 0
Geo | 0 | 0 | 0 | 0 | 0 | 0
H | 0 | 0 | 0 | 0 | 0 | 0
LFG | 0 | 0 | 0 | 0 | 0 | 0
Nuc | 0 | 0 | 0 | 0 | 0 | 0
PS | 0 | 0 | 0 | 0 | 0 | 0
PV | 0 | 0 | 0 | 0 | 0 | 0
PeakG | 0 | 0 | 0 | 0 | 0 | 0
PeakO | 0 | 0 | 0 | 0 | 0 | 0
ST | 0 | 0 | 0 | 0 | 0 | 0
STOG | 0 | 0 | 0 | 0 | 0 | 0
STWD | 0 | 0 | 0 | 0 | 0 | 0
WT | 0 | 0 | 0 | 0 | 0 | 0
IGCC | 0 | 0 | 0 | 0 | 0 | 0
DemandResponse | 0 | 0 | 0 | 0 | 0 | 0
IGCC-CCS | 0 | 0 | 0 | 0 | 0 | 0
WT_off | 0 | 0 | 0 | 0 | 0 | 0
PseudoUnit | 0 | 0 | 0 | 0 | 0 | 0
FixedInterchange | 0 | 0 | 0 | 0 | 0 | 0
Cumulative New Build Capacity by Reporting Type: NWPP_NucRenew
ReportingType | 2015 | 2020 | 2025 | 2030 | 2035 | 2040
BM | 32.55 | 32.55 | 32.55 | 32.55 | 32.55 | 3398.62
CC | 0 | 0 | 0 | 0 | 0 | 0
CSP | 0 | 0 | 0 | 0 | 0 | 0
CT | 0 | 0 | 0 | 0 | 0 | 0
Coal | 0 | 0 | 0 | 0 | 0 | 0
Geo | 86 | 86 | 520 | 520 | 520 | 520
H | 0 | 0 | 0 | 0 | 335 | 335
LFG | 25.5 | 25.5 | 270 | 270 | 270 | 270
Nuc | 0 | 0 | 0 | 0 | 3844.68 | 3844.68
PS | 0 | 0 | 0 | 0 | 0 | 0
PV | 0 | 0 | 0 | 0 | 0 | 0
PeakG | 0 | 0 | 0 | 0 | 0 | 0
PeakO | 0 | 0 | 0 | 0 | 0 | 0
ST | 0 | 0 | 0 | 0 | 0 | 0
STOG | 0 | 0 | 0 | 0 | 0 | 0
STWD | 0 | 0 | 0 | 0 | 0 | 0
WT | 977.3 | 977.3 | 977.3 | 22316.36 | 22316.37 | 24634.41
IGCC | 0 | 0 | 0 | 0 | 0 | 0
DemandResponse | 0 | 0 | 0 | 0 | 0 | 0
IGCC-CCS | 0 | 0 | 0 | 0 | 0 | 0
WT_off | 0 | 0 | 0 | 0 | 0 | 0
PseudoUnit | 0 | 0 | 0 | 0 | 0 | 0
FixedInterchange | 0 | 0 | 0 | 0 | 0 | 0
Cumulative New Build Capacity by Reporting Type: RMPA
ReportingType | 2015 | 2020 | 2025 | 2030 | 2035 | 2040
BM | 0 | 0 | 0 | 0 | 1985.93 | 2339.47
CC | 0 | 1621.13 | 1621.13 | 1621.13 | 1621.13 | 1621.13
CSP | 0 | 0 | 0 | 0 | 0 | 0
CT | 152 | 152 | 152 | 152 | 152 | 152
Coal | 390 | 390 | 390 | 390 | 390 | 390
Geo | 0 | 387.27 | 2570 | 2570 | 2570 | 2570
H | 0 | 0 | 0 | 0 | 0 | 0
LFG | 1.4 | 1.4 | 30.33 | 30.33 | 30.33 | 30.33
Nuc | 0 | 0 | 0 | 1175.92 | 1175.92 | 1175.92
PS | 0 | 0 | 0 | 0 | 0 | 0
PV | 1 | 1 | 1 | 1 | 1 | 1
PeakG | 0 | 0 | 0 | 0 | 0 | 0
PeakO | 0 | 0 | 0 | 0 | 0 | 0
ST | 3 | 370.43 | 370.43 | 375.89 | 375.89 | 375.89
STOG | 0 | 0 | 0 | 0 | 0 | 0
STWD | 0 | 0 | 0 | 0 | 0 | 0
WT | 765.4 | 4310.61 | 4310.61 | 4847.18 | 4847.18 | 4982.91
IGCC | 0 | 0 | 0 | 0 | 0 | 0
DemandResponse | 0 | 0 | 0 | 0 | 0 | 0
IGCC-CCS | 0 | 0 | 0 | 0 | 0 | 0
WT_off | 0 | 0 | 0 | 0 | 0 | 0
PseudoUnit | 0 | 0 | 0 | 0 | 0 | 0
FixedInterchange | 0 | 0 | 0 | 0 | 0 | 0
Cumulative New Build Capacity by Reporting Type: SP15
ReportingType | 2015 | 2020 | 2025 | 2030 | 2035 | 2040
BM | 6 | 6 | 6 | 6 | 6 | 674.59
CC | 2541.28 | 2541.28 | 2777.66 | 2777.66 | 2777.66 | 2777.66
CSP | 0 | 0 | 0 | 0 | 0 | 0
CT | 0 | 0 | 0 | 0 | 0 | 0
Coal | 0 | 0 | 0 | 0 | 0 | 0
Geo | 50 | 1500 | 1500 | 1500 | 1500 | 1500
H | 0 | 0 | 0 | 0 | 0 | 0
LFG | 9.2 | 565 | 565 | 565 | 565 | 565
Nuc | 0 | 0 | 0 | 0 | 0 | 0
PS | 0 | 0 | 0 | 0 | 0 | 0
PV | 3.8 | 3.8 | 3.8 | 3.8 | 3.8 | 3.8
PeakG | 0 | 0 | 0 | 0 | 0 | 0
PeakO | 0 | 0 | 0 | 0 | 0 | 0
ST | 448 | 448 | 448 | 2488.07 | 2857.45 | 3693.59
STOG | 0 | 0 | 0 | 0 | 0 | 0
STWD | 0 | 0 | 0 | 0 | 0 | 0
WT | 735 | 1632.66 | 13669.15 | 14900 | 14900 | 14900
IGCC | 0 | 0 | 0 | 0 | 0 | 0
DemandResponse | 0 | 0 | 0 | 0 | 0 | 0
IGCC-CCS | 0 | 0 | 0 | 0 | 0 | 0
WT_off | 0 | 0 | 0 | 0 | 0 | 0
PseudoUnit | 0 | 0 | 0 | 0 | 0 | 0
FixedInterchange | 0 | 0 | 0 | 0 | 0 | 0
Cumulative New Build Capacity by Reporting Type: ALB
ReportingType | 2015 | 2020 | 2025 | 2030 | 2035 | 2040
BM | 0 | 0 | 0 | 0 | 0 | 0
CC | 0 | 94.84 | 94.84 | 94.84 | 94.84 | 94.84
CSP | 0 | 0 | 0 | 0 | 0 | 0
CT | 201.5 | 201.5 | 201.5 | 201.5 | 201.5 | 201.5
Coal | 495 | 495 | 495 | 495 | 495 | 495
Geo | 0 | 0 | 0 | 0 | 0 | 0
H | 0 | 0 | 0 | 0 | 0 | 0
LFG | 0 | 0 | 0 | 0 | 0 | 0
Nuc | 0 | 0 | 0 | 8325.65 | 8969.87 | 8983.07
PS | 0 | 0 | 0 | 0 | 0 | 0
PV | 0 | 0 | 0 | 0 | 0 | 0
PeakG | 0 | 0 | 0 | 0 | 0 | 0
PeakO | 0 | 0 | 0 | 0 | 0 | 0
ST | 0 | 0 | 0 | 0 | 0 | 0
STOG | 0 | 0 | 0 | 0 | 0 | 0
STWD | 0 | 0 | 0 | 0 | 0 | 0
WT | 9 | 9 | 9 | 100 | 100 | 100
IGCC | 0 | 0 | 0 | 0 | 0 | 0
DemandResponse | 0 | 0 | 0 | 0 | 0 | 0
IGCC-CCS | 0 | 0 | 0 | 0 | 0 | 0
WT_off | 0 | 0 | 0 | 0 | 0 | 0
PseudoUnit | 0 | 0 | 0 | 0 | 0 | 0
FixedInterchange | 0 | 0 | 0 | 0 | 0 | 0
Cumulative New Build Capacity by Reporting Type: BC
ReportingType | 2015 | 2020 | 2025 | 2030 | 2035 | 2040
BM | 0 | 0 | 0 | 0 | 0 | 0
CC | 477.41 | 477.41 | 477.41 | 477.41 | 477.41 | 477.41
CSP | 0 | 0 | 0 | 0 | 0 | 0
CT | 0 | 0 | 0 | 0 | 0 | 0
Coal | 0 | 0 | 0 | 0 | 0 | 0
Geo | 0 | 0 | 0 | 0 | 0 | 0
H | 0 | 0 | 0 | 0 | 0 | 0
LFG | 0 | 0 | 0 | 0 | 0 | 0
Nuc | 0 | 0 | 0 | 193.2 | 319.04 | 1199
PS | 0 | 0 | 0 | 0 | 0 | 0
PV | 0 | 0 | 0 | 0 | 0 | 0
PeakG | 0 | 0 | 0 | 0 | 0 | 0
PeakO | 0 | 0 | 0 | 0 | 0 | 0
ST | 0 | 0 | 0 | 0 | 0 | 0
STOG | 0 | 0 | 0 | 0 | 0 | 0
STWD | 0 | 0 | 0 | 0 | 0 | 0
WT | 144 | 144 | 144 | 300 | 300 | 300
IGCC | 0 | 0 | 0 | 0 | 0 | 0
DemandResponse | 0 | 0 | 0 | 0 | 0 | 0
IGCC-CCS | 0 | 0 | 0 | 0 | 0 | 0
WT_off | 0 | 0 | 0 | 0 | 0 | 0
PseudoUnit | 0 | 0 | 0 | 0 | 0 | 0
FixedInterchange | 0 | 0 | 0 | 0 | 0 | 0
Cumulative New Build Capacity by Reporting Type: HQ_IESO
ReportingType | 2015 | 2020 | 2025 | 2030 | 2035 | 2040
BM | 0 | 0 | 0 | 0 | 0 | 0
CC | 0 | 0 | 0 | 0 | 0 | 0
CSP | 0 | 0 | 0 | 0 | 0 | 0
CT | 0 | 0 | 0 | 0 | 0 | 0
Coal | 0 | 0 | 0 | 0 | 0 | 0
Geo | 0 | 0 | 0 | 0 | 0 | 0
H | 0 | 0 | 0 | 0 | 0 | 0
LFG | 0 | 0 | 0 | 0 | 0 | 0
Nuc | 0 | 0 | 0 | 0 | 0 | 0
PS | 0 | 0 | 0 | 0 | 0 | 0
PV | 0 | 0 | 0 | 0 | 0 | 0
PeakG | 0 | 0 | 0 | 0 | 0 | 0
PeakO | 0 | 0 | 0 | 0 | 0 | 0
ST | 0 | 0 | 0 | 0 | 0 | 0
STOG | 0 | 0 | 0 | 0 | 0 | 0
STWD | 0 | 0 | 0 | 0 | 0 | 0
WT | 0 | 0 | 0 | 0 | 0 | 0
IGCC | 0 | 0 | 0 | 0 | 0 | 0
DemandResponse | 0 | 0 | 0 | 0 | 0 | 0
IGCC-CCS | 0 | 0 | 0 | 0 | 0 | 0
WT_off | 0 | 0 | 0 | 0 | 0 | 0
PseudoUnit | 0 | 0 | 0 | 87.91 | 87.91 | 87.91
FixedInterchange | 0 | 0 | 0 | 0 | 0 | 0
Cumulative New Build Capacity by Reporting Type: HQ_NEISO
ReportingType | 2015 | 2020 | 2025 | 2030 | 2035 | 2040
BM | 0 | 0 | 0 | 0 | 0 | 0
CC | 0 | 0 | 0 | 0 | 0 | 0
CSP | 0 | 0 | 0 | 0 | 0 | 0
CT | 0 | 0 | 0 | 0 | 0 | 0
Coal | 0 | 0 | 0 | 0 | 0 | 0
Geo | 0 | 0 | 0 | 0 | 0 | 0
H | 0 | 0 | 0 | 0 | 0 | 0
LFG | 0 | 0 | 0 | 0 | 0 | 0
Nuc | 0 | 0 | 0 | 0 | 0 | 0
PS | 0 | 0 | 0 | 0 | 0 | 0
PV | 0 | 0 | 0 | 0 | 0 | 0
PeakG | 0 | 0 | 0 | 0 | 0 | 0
PeakO | 0 | 0 | 0 | 0 | 0 | 0
ST | 0 | 0 | 0 | 0 | 0 | 0
STOG | 0 | 0 | 0 | 0 | 0 | 0
STWD | 0 | 0 | 0 | 0 | 0 | 0
WT | 0 | 0 | 0 | 0 | 0 | 0
IGCC | 0 | 0 | 0 | 0 | 0 | 0
DemandResponse | 0 | 0 | 0 | 0 | 0 | 0
IGCC-CCS | 0 | 0 | 0 | 0 | 0 | 0
WT_off | 0 | 0 | 0 | 0 | 0 | 0
PseudoUnit | 0 | 0 | 0 | 1476.49 | 1476.49 | 1476.49
FixedInterchange | 0 | 0 | 0 | 0 | 0 | 0
Cumulative New Build Capacity by Reporting Type: HQ_NY
ReportingType | 2015 | 2020 | 2025 | 2030 | 2035 | 2040
BM | 0 | 0 | 0 | 0 | 0 | 0
CC | 0 | 0 | 0 | 0 | 0 | 0
CSP | 0 | 0 | 0 | 0 | 0 | 0
CT | 0 | 0 | 0 | 0 | 0 | 0
Coal | 0 | 0 | 0 | 0 | 0 | 0
Geo | 0 | 0 | 0 | 0 | 0 | 0
H | 0 | 0 | 0 | 0 | 0 | 0
LFG | 0 | 0 | 0 | 0 | 0 | 0
Nuc | 0 | 0 | 0 | 0 | 0 | 0
PS | 0 | 0 | 0 | 0 | 0 | 0
PV | 0 | 0 | 0 | 0 | 0 | 0
PeakG | 0 | 0 | 0 | 0 | 0 | 0
PeakO | 0 | 0 | 0 | 0 | 0 | 0
ST | 0 | 0 | 0 | 0 | 0 | 0
STOG | 0 | 0 | 0 | 0 | 0 | 0
STWD | 0 | 0 | 0 | 0 | 0 | 0
WT | 0 | 0 | 0 | 0 | 0 | 0
IGCC | 0 | 0 | 0 | 0 | 0 | 0
DemandResponse | 0 | 0 | 0 | 0 | 0 | 0
IGCC-CCS | 0 | 0 | 0 | 0 | 0 | 0
WT_off | 0 | 0 | 0 | 0 | 0 | 0
PseudoUnit | 0 | 0 | 2500 | 2500 | 2500 | 2500
FixedInterchange | 0 | 0 | 0 | 0 | 0 | 0
Cumulative New Build Capacity by Reporting Type: MARITIMES
ReportingType | 2015 | 2020 | 2025 | 2030 | 2035 | 2040
BM | 0 | 0 | 0 | 0 | 0 | 0
CC | 0 | 0 | 0 | 0 | 0 | 0
CSP | 0 | 0 | 0 | 0 | 0 | 0
CT | 0 | 0 | 0 | 0 | 0 | 0
Coal | 0 | 0 | 0 | 0 | 0 | 0
Geo | 0 | 0 | 0 | 0 | 0 | 0
H | 0 | 0 | 0 | 0 | 0 | 0
LFG | 0 | 0 | 0 | 0 | 0 | 0
Nuc | 0 | 0 | 0 | 0 | 0 | 0
PS | 0 | 0 | 0 | 0 | 0 | 0
PV | 0 | 0 | 0 | 0 | 0 | 0
PeakG | 0 | 0 | 0 | 0 | 0 | 0
PeakO | 0 | 0 | 0 | 0 | 0 | 0
ST | 0 | 0 | 0 | 0 | 0 | 0
STOG | 0 | 0 | 0 | 0 | 0 | 0
STWD | 0 | 0 | 0 | 0 | 0 | 0
WT | 0 | 0 | 0 | 0 | 0 | 0
IGCC | 0 | 0 | 0 | 0 | 0 | 0
DemandResponse | 0 | 0 | 0 | 0 | 0 | 0
IGCC-CCS | 0 | 0 | 0 | 0 | 0 | 0
WT_off | 0 | 0 | 0 | 0 | 0 | 0
PseudoUnit | 0 | 0 | 0 | 500 | 500 | 500
FixedInterchange | 0 | 0 | 0 | 0 | 0 | 0
Cumulative New Build Capacity by Reporting Type: All
ReportingType | 2015 | 2020 | 2025 | 2030 | 2035 | 2040
BM | 1251 | 1421.21 | 1959.77 | 1972.51 | 28031.4 | 88095.06
CC | 115037.52 | 178175.65 | 180794.23 | 182270.41 | 182270.41 | 182270.41
CSP | 0 | 0 | 0 | 0 | 0 | 0
CT | 6393.79 | 6693.79 | 6693.79 | 7712.73 | 7712.73 | 7712.73
Coal | 10763.64 | 10763.64 | 10763.64 | 10763.64 | 10763.64 | 10763.64
Geo | 136 | 2211 | 6640 | 6640 | 6640 | 6640
H | 0 | 1199 | 4425 | 6979 | 8673 | 8673
LFG | 192 | 2145 | 4355 | 5079 | 5079 | 5079
Nuc | 2740.56 | 7270.56 | 7270.56 | 17196.4 | 107270.67 | 157270.67
PS | 0 | 0 | 0 | 0 | 0 | 0
PV | 1246 | 3314.67 | 4316.04 | 4494.49 | 4507.29 | 5766.35
PeakG | 0 | 0 | 0 | 0 | 0 | 0
PeakO | 0 | 0 | 0 | 0 | 0 | 0
ST | 760 | 1573.04 | 1800.81 | 3978.12 | 4869.27 | 5705.41
STOG | 0 | 0 | 0 | 0 | 0 | 0
STWD | 0 | 0 | 0 | 0 | 0 | 0
WT | 25342 | 102112.1 | 188126.04 | 264875.6 | 285368.23 | 293804.82
IGCC | 618 | 618 | 618 | 618 | 618 | 618
DemandResponse | 0 | 0 | 0 | 0 | 0 | 0
IGCC-CCS | 0 | 0 | 0 | 0 | 0 | 0
WT_off | 469 | 469 | 1569 | 1569 | 39453.71 | 60132.93
PseudoUnit | 0 | 0 | 2500 | 4564.4 | 4564.4 | 4564.4
FixedInterchange | 0 | 0 | 0 | 0 | 0 | 0
Cumulative New Build Capacity by Reporting Type: EI_US
ReportingType | 2015 | 2020 | 2025 | 2030 | 2035 | 2040
BM | 741.12 | 911.33 | 1449.89 | 1462.62 | 25535.58 | 77291.07
CC | 91120.76 | 147638.92 | 149322.91 | 150799.09 | 150799.09 | 150799.09
CSP | 0 | 0 | 0 | 0 | 0 | 0
CT | 4323.69 | 4623.69 | 4623.69 | 5642.63 | 5642.63 | 5642.63
Coal | 7858.64 | 7858.64 | 7858.64 | 7858.64 | 7858.64 | 7858.64
Geo | 0 | 0 | 0 | 0 | 0 | 0
H | 0 | 504 | 2235 | 2329 | 3438 | 3438
LFG | 141.4 | 1160.17 | 2495.5 | 3219 | 3219 | 3219
Nuc | 2740.56 | 7270.56 | 7270.56 | 7282.9 | 60297.08 | 103457.91
PS | 0 | 0 | 0 | 0 | 0 | 0
PV | 57.74 | 2126.41 | 3127.78 | 3306.23 | 3319.04 | 4578.09
PeakG | 0 | 0 | 0 | 0 | 0 | 0
PeakO | 0 | 0 | 0 | 0 | 0 | 0
ST | 0 | 0 | 0 | 0 | 0 | 0
STOG | 0 | 0 | 0 | 0 | 0 | 0
STWD | 0 | 0 | 0 | 0 | 0 | 0
WT | 19786.6 | 77025.22 | 131548.34 | 176840.72 | 197015.08 | 202023.86
IGCC | 618 | 618 | 618 | 618 | 618 | 618
DemandResponse | 0 | 0 | 0 | 0 | 0 | 0
IGCC-CCS | 0 | 0 | 0 | 0 | 0 | 0
WT_off | 469 | 469 | 1569 | 1569 | 39453.71 | 60132.93
PseudoUnit | 0 | 0 | 2500 | 4476.49 | 4476.49 | 4476.49
FixedInterchange | 0 | 0 | 0 | 0 | 0 | 0
Cumulative New Build Capacity by Reporting Type: EI_Canada
ReportingType | 2015 | 2020 | 2025 | 2030 | 2035 | 2040
BM | 326.33 | 326.33 | 326.33 | 326.33 | 326.33 | 326.33
CC | 1544.75 | 1544.75 | 1544.75 | 1544.75 | 1544.75 | 1544.75
CSP | 0 | 0 | 0 | 0 | 0 | 0
CT | 368 | 368 | 368 | 368 | 368 | 368
Coal | 0 | 0 | 0 | 0 | 0 | 0
Geo | 0 | 0 | 0 | 0 | 0 | 0
H | 0 | 695 | 2190 | 4650 | 4900 | 4900
LFG | 14.5 | 14.5 | 14.5 | 15 | 15 | 15
Nuc | 0 | 0 | 0 | 0 | 0 | 0
PS | 0 | 0 | 0 | 0 | 0 | 0
PV | 1067.26 | 1067.26 | 1067.26 | 1067.26 | 1067.26 | 1067.26
PeakG | 0 | 0 | 0 | 0 | 0 | 0
PeakO | 0 | 0 | 0 | 0 | 0 | 0
ST | 0 | 0 | 0 | 0 | 0 | 0
STOG | 0 | 0 | 0 | 0 | 0 | 0
STWD | 0 | 0 | 0 | 0 | 0 | 0
WT | 2408.3 | 2408.3 | 2408.3 | 2408.3 | 2408.3 | 2408.3
IGCC | 0 | 0 | 0 | 0 | 0 | 0
DemandResponse | 0 | 0 | 0 | 0 | 0 | 0
IGCC-CCS | 0 | 0 | 0 | 0 | 0 | 0
WT_off | 0 | 0 | 0 | 0 | 0 | 0
PseudoUnit | 0 | 0 | 0 | 87.91 | 87.91 | 87.91
FixedInterchange | 0 | 0 | 0 | 0 | 0 | 0
Cumulative New Build Capacity by Reporting Type: EI
ReportingType | 2015 | 2020 | 2025 | 2030 | 2035 | 2040
BM | 1067.45 | 1237.66 | 1776.22 | 1788.96 | 25861.92 | 77617.4
CC | 92665.51 | 149183.67 | 150867.67 | 152343.84 | 152343.84 | 152343.84
CSP | 0 | 0 | 0 | 0 | 0 | 0
CT | 4691.69 | 4991.69 | 4991.69 | 6010.63 | 6010.63 | 6010.63
Coal | 7858.64 | 7858.64 | 7858.64 | 7858.64 | 7858.64 | 7858.64
Geo | 0 | 0 | 0 | 0 | 0 | 0
H | 0 | 1199 | 4425 | 6979 | 8338 | 8338
LFG | 155.9 | 1174.67 | 2510 | 3234 | 3234 | 3234
Nuc | 2740.56 | 7270.56 | 7270.56 | 7282.9 | 60297.08 | 103457.91
PS | 0 | 0 | 0 | 0 | 0 | 0
PV | 1125 | 3193.67 | 4195.04 | 4373.49 | 4386.29 | 5645.35
PeakG | 0 | 0 | 0 | 0 | 0 | 0
PeakO | 0 | 0 | 0 | 0 | 0 | 0
ST | 0 | 0 | 0 | 0 | 0 | 0
STOG | 0 | 0 | 0 | 0 | 0 | 0
STWD | 0 | 0 | 0 | 0 | 0 | 0
WT | 22194.9 | 79433.52 | 133956.64 | 179249.02 | 199423.38 | 204432.16
IGCC | 618 | 618 | 618 | 618 | 618 | 618
DemandResponse | 0 | 0 | 0 | 0 | 0 | 0
IGCC-CCS | 0 | 0 | 0 | 0 | 0 | 0
WT_off | 469 | 469 | 1569 | 1569 | 39453.71 | 60132.93
PseudoUnit | 0 | 0 | 2500 | 4564.4 | 4564.4 | 4564.4
FixedInterchange | 0 | 0 | 0 | 0 | 0 | 0
Cumulative New Build Capacity by Reporting Type: Outside_EI
ReportingType | 2015 | 2020 | 2025 | 2030 | 2035 | 2040
BM | 183.55 | 183.55 | 183.55 | 183.55 | 2169.48 | 10477.66
CC | 22372 | 28991.98 | 29926.56 | 29926.56 | 29926.56 | 29926.56
CSP | 0 | 0 | 0 | 0 | 0 | 0
CT | 1702.1 | 1702.1 | 1702.1 | 1702.1 | 1702.1 | 1702.1
Coal | 2905 | 2905 | 2905 | 2905 | 2905 | 2905
Geo | 136 | 2211 | 6640 | 6640 | 6640 | 6640
H | 0 | 0 | 0 | 0 | 335 | 335
LFG | 36.1 | 970.33 | 1845 | 1845 | 1845 | 1845
Nuc | 0 | 0 | 0 | 9913.51 | 46973.59 | 53812.76
PS | 0 | 0 | 0 | 0 | 0 | 0
PV | 121 | 121 | 121 | 121 | 121 | 121
PeakG | 0 | 0 | 0 | 0 | 0 | 0
PeakO | 0 | 0 | 0 | 0 | 0 | 0
ST | 760 | 1573.04 | 1800.81 | 3978.12 | 4869.27 | 5705.41
STOG | 0 | 0 | 0 | 0 | 0 | 0
STWD | 0 | 0 | 0 | 0 | 0 | 0
WT | 3147.1 | 22678.59 | 54169.39 | 85626.58 | 85944.85 | 89372.66
IGCC | 0 | 0 | 0 | 0 | 0 | 0
DemandResponse | 0 | 0 | 0 | 0 | 0 | 0
IGCC-CCS | 0 | 0 | 0 | 0 | 0 | 0
WT_off | 0 | 0 | 0 | 0 | 0 | 0
PseudoUnit | 0 | 0 | 0 | 0 | 0 | 0
FixedInterchange | 0 | 0 | 0 | 0 | 0 | 0
#3 | Retirements of Capacity (MW)
Retirements of Capacity by Reporting Type: Entergy
ReportingType | 2015 | 2020 | 2025 | 2030 | 2035 | 2040
BM | 0 | 0 | 0 | 0 | 0 | 0
CC | 0 | 0 | 168.89 | 40.11 | 7903.99 | 6170
CSP | 0 | 0 | 0 | 0 | 0 | 0
CT | 0 | 0 | 0 | 0 | 0 | 0
Coal | 1013.95 | 7294.95 | 0 | 0 | 0 | 0
Geo | 0 | 0 | 0 | 0 | 0 | 0
H | 0 | 0 | 0 | 0 | 0 | 0
LFG | 0 | 0 | 0 | 0 | 0 | 0
Nuc | 0 | 0 | 0 | 0 | 842 | 997
PS | 0 | 0 | 0 | 0 | 0 | 0
PV | 0 | 0 | 0 | 0 | 0 | 0
PeakG | 0 | 0 | 0 | 2150.31 | 636.69 | 0
PeakO | 0 | 0 | 174 | 0 | 0 | 0
ST | 0 | 0 | 0 | 0 | 0 | 0
STOG | 13385.39 | 0 | 1479.61 | 0 | 0 | 0
STWD | 0 | 0 | 0 | 0 | 0 | 0
WT | 0 | 0 | 0 | 0 | 0 | 0
IGCC | 0 | 0 | 0 | 0 | 0 | 0
DemandResponse | 0 | 0 | 0 | 0 | 0 | 0
IGCC-CCS | 0 | 0 | 0 | 0 | 0 | 0
WT_off | 0 | 0 | 0 | 0 | 0 | 0
PseudoUnit | 0 | 0 | 0 | 0 | 0 | 0
FixedInterchange | 0 | 0 | 0 | 0 | 0 | 0
Retirements of Capacity by Reporting Type: FRCC
ReportingType | 2015 | 2020 | 2025 | 2030 | 2035 | 2040
BM | 0 | 0 | 0 | 0 | 0 | 0
CC | 0 | 0 | 0 | 0 | 19812.29 | 176.88
CSP | 0 | 0 | 0 | 0 | 0 | 0
CT | 0 | 0 | 0 | 0 | 2480 | 0
Coal | 6770.15 | 1104 | 0 | 0 | 0 | 0
Geo | 0 | 0 | 0 | 0 | 0 | 0
H | 0 | 0 | 0 | 0 | 0 | 0
LFG | 0 | 0 | 0 | 0 | 0 | 0
Nuc | 0 | 0 | 0 | 0 | 1615.33 | 1677
PS | 0 | 0 | 0 | 0 | 0 | 0
PV | 0 | 0 | 0 | 0 | 0 | 0
PeakG | 0 | 0 | 0 | 0 | 0 | 0
PeakO | 1403.27 | 0 | 0 | 0 | 879.73 | 0
ST | 0 | 0 | 0 | 0 | 0 | 0
STOG | 9833 | 0 | 0 | 0 | 0 | 0
STWD | 0 | 0 | 0 | 0 | 0 | 0
WT | 0 | 0 | 0 | 0 | 0 | 0
IGCC | 0 | 0 | 0 | 0 | 0 | 0
DemandResponse | 0 | 0 | 0 | 0 | 0 | 0
IGCC-CCS | 0 | 0 | 0 | 0 | 0 | 0
WT_off | 0 | 0 | 0 | 0 | 0 | 0
PseudoUnit | 0 | 0 | 0 | 0 | 0 | 0
FixedInterchange | 0 | 0 | 0 | 0 | 0 | 0
Retirements of Capacity by Reporting Type: MAPP_US
ReportingType | 2015 | 2020 | 2025 | 2030 | 2035 | 2040
BM | 0 | 0 | 0 | 0 | 0 | 0
CC | 0 | 0 | 0 | 0 | 0 | 0
CSP | 0 | 0 | 0 | 0 | 0 | 0
CT | 0 | 0 | 0 | 0 | 0 | 0
Coal | 1891.09 | 918 | 737.41 | 0 | 0 | 0
Geo | 0 | 0 | 0 | 0 | 0 | 0
H | 0 | 0 | 0 | 0 | 0 | 0
LFG | 0 | 0 | 0 | 0 | 0 | 0
Nuc | 0 | 0 | 0 | 0 | 0 | 0
PS | 0 | 0 | 0 | 0 | 0 | 0
PV | 0 | 0 | 0 | 0 | 0 | 0
PeakG | 0 | 0 | 0 | 0 | 0 | 0
PeakO | 0 | 0 | 0 | 0 | 0 | 0
ST | 0 | 0 | 0 | 0 | 0 | 0
STOG | 36 | 0 | 0 | 0 | 0 | 0
STWD | 0 | 0 | 0 | 0 | 0 | 0
WT | 0 | 0 | 0 | 0 | 0 | 0
IGCC | 0 | 0 | 0 | 0 | 0 | 0
DemandResponse | 0 | 0 | 0 | 0 | 0 | 0
IGCC-CCS | 0 | 0 | 0 | 0 | 0 | 0
WT_off | 0 | 0 | 0 | 0 | 0 | 0
PseudoUnit | 0 | 0 | 0 | 0 | 0 | 0
FixedInterchange | 0 | 0 | 0 | 0 | 0 | 0
Retirements of Capacity by Reporting Type: MISO_IN
ReportingType | 2015 | 2020 | 2025 | 2030 | 2035 | 2040
BM | 0 | 0 | 0 | 0 | 0 | 0
CC | 0 | 0 | 0 | 0 | 0 | 3221.72
CSP | 0 | 0 | 0 | 0 | 0 | 0
CT | 0 | 0 | 0 | 0 | 0 | 0
Coal | 6932.7 | 3053 | 0 | 0 | 0 | 0
Geo | 0 | 0 | 0 | 0 | 0 | 0
H | 0 | 0 | 0 | 0 | 0 | 0
LFG | 0 | 0 | 0 | 0 | 0 | 0
Nuc | 0 | 0 | 0 | 0 | 0 | 0
PS | 0 | 0 | 0 | 0 | 0 | 0
PV | 0 | 0 | 0 | 0 | 0 | 0
PeakG | 0 | 0 | 0 | 0 | 0 | 0
PeakO | 0 | 0 | 0 | 0 | 0 | 0
ST | 0 | 0 | 0 | 0 | 0 | 0
STOG | 0 | 0 | 0 | 0 | 0 | 279
STWD | 0 | 0 | 0 | 0 | 0 | 0
WT | 0 | 0 | 0 | 0 | 0 | 0
IGCC | 0 | 0 | 0 | 0 | 0 | 0
DemandResponse | 0 | 0 | 0 | 0 | 0 | 0
IGCC-CCS | 0 | 0 | 0 | 0 | 0 | 0
WT_off | 0 | 0 | 0 | 0 | 0 | 0
PseudoUnit | 0 | 0 | 0 | 0 | 0 | 0
FixedInterchange | 0 | 0 | 0 | 0 | 0 | 0
Retirements of Capacity by Reporting Type: MISO_MI
ReportingType | 2015 | 2020 | 2025 | 2030 | 2035 | 2040
BM | 0 | 0 | 0 | 0 | 0 | 0
CC | 0 | 0 | 0 | 0 | 0 | 2514.32
CSP | 0 | 0 | 0 | 0 | 0 | 0
CT | 0 | 0 | 0 | 0 | 0 | 0
Coal | 6340 | 4452 | 0 | 0 | 0 | 0
Geo | 0 | 0 | 0 | 0 | 0 | 0
H | 0 | 0 | 0 | 0 | 0 | 0
LFG | 0 | 0 | 0 | 0 | 0 | 0
Nuc | 0 | 0 | 0 | 0 | 778 | 0
PS | 0 | 0 | 0 | 0 | 0 | 0
PV | 0 | 0 | 0 | 0 | 0 | 0
PeakG | 0 | 0 | 0 | 0 | 0 | 0
PeakO | 0 | 0 | 0 | 0 | 0 | 0
ST | 0 | 0 | 0 | 0 | 0 | 0
STOG | 0 | 0 | 0 | 0 | 0 | 2852
STWD | 0 | 0 | 0 | 0 | 0 | 0
WT | 0 | 0 | 0 | 0 | 0 | 0
IGCC | 0 | 0 | 0 | 0 | 0 | 0
DemandResponse | 0 | 0 | 0 | 0 | 0 | 0
IGCC-CCS | 0 | 0 | 0 | 0 | 0 | 0
WT_off | 0 | 0 | 0 | 0 | 0 | 0
PseudoUnit | 0 | 0 | 0 | 0 | 0 | 0
FixedInterchange | 0 | 0 | 0 | 0 | 0 | 0
Retirements of Capacity by Reporting Type: MISO_MO-IL
ReportingType | 2015 | 2020 | 2025 | 2030 | 2035 | 2040
BM | 0 | 0 | 0 | 0 | 0 | 0
CC | 0 | 0 | 0 | 0 | 0 | 0
CSP | 0 | 0 | 0 | 0 | 0 | 0
CT | 0 | 0 | 0 | 0 | 0 | 0
Coal | 4837.14 | 8130.56 | 0 | 0 | 0 | 0
Geo | 0 | 0 | 0 | 0 | 0 | 0
H | 0 | 0 | 0 | 0 | 0 | 0
LFG | 0 | 0 | 0 | 0 | 0 | 0
Nuc | 0 | 0 | 0 | 0 | 0 | 0
PS | 0 | 0 | 0 | 0 | 0 | 0
PV | 0 | 0 | 0 | 0 | 0 | 0
PeakG | 0 | 0 | 0 | 0 | 0 | 0
PeakO | 0 | 0 | 0 | 0 | 0 | 0
ST | 0 | 0 | 0 | 0 | 0 | 0
STOG | 0 | 0 | 0 | 0 | 0 | 592
STWD | 0 | 0 | 0 | 0 | 0 | 0
WT | 0 | 0 | 0 | 0 | 0 | 0
IGCC | 0 | 0 | 0 | 0 | 0 | 0
DemandResponse | 0 | 0 | 0 | 0 | 0 | 0
IGCC-CCS | 0 | 0 | 0 | 0 | 0 | 0
WT_off | 0 | 0 | 0 | 0 | 0 | 0
PseudoUnit | 0 | 0 | 0 | 0 | 0 | 0
FixedInterchange | 0 | 0 | 0 | 0 | 0 | 0
Retirements of Capacity by Reporting Type: MISO_W
ReportingType | 2015 | 2020 | 2025 | 2030 | 2035 | 2040
BM | 0 | 0 | 0 | 0 | 0 | 0
CC | 0 | 0 | 0 | 0 | 0 | 11
CSP | 0 | 0 | 0 | 0 | 0 | 0
CT | 0 | 0 | 0 | 0 | 0 | 0
Coal | 4076.19 | 5464.63 | 1294.37 | 0 | 2299.4 | 0
Geo | 0 | 0 | 0 | 0 | 0 | 0
H | 0 | 0 | 0 | 0 | 0 | 0
LFG | 0 | 0 | 0 | 0 | 0 | 0
Nuc | 0 | 0 | 0 | 0 | 2361.23 | 0
PS | 0 | 0 | 0 | 0 | 0 | 0
PV | 0 | 0 | 0 | 0 | 0 | 0
PeakG | 0 | 0 | 0 | 0 | 0 | 0
PeakO | 0 | 0 | 0 | 0 | 0 | 0
ST | 0 | 0 | 0 | 0 | 0 | 0
STOG | 0 | 0 | 0 | 0 | 0 | 172
STWD | 0 | 0 | 0 | 0 | 0 | 0
WT | 0 | 0 | 0 | 0 | 0 | 0
IGCC | 0 | 0 | 0 | 0 | 0 | 0
DemandResponse | 0 | 0 | 0 | 0 | 0 | 0
IGCC-CCS | 0 | 0 | 0 | 0 | 0 | 0
WT_off | 0 | 0 | 0 | 0 | 0 | 0
PseudoUnit | 0 | 0 | 0 | 0 | 0 | 0
FixedInterchange | 0 | 0 | 0 | 0 | 0 | 0
Retirements of Capacity by Reporting Type: MISO_WUMS
ReportingType | 2015 | 2020 | 2025 | 2030 | 2035 | 2040
BM | 0 | 0 | 0 | 0 | 0 | 0
CC | 0 | 0 | 0 | 0 | 0 | 5540.64
CSP | 0 | 0 | 0 | 0 | 0 | 0
CT | 0 | 0 | 0 | 0 | 0 | 0
Coal | 4191.1 | 2202.1 | 0 | 0 | 0 | 0
Geo | 0 | 0 | 0 | 0 | 0 | 0
H | 0 | 0 | 0 | 0 | 0 | 0
LFG | 0 | 0 | 0 | 0 | 0 | 0
Nuc | 0 | 0 | 0 | 0 | 1816.9 | 0
PS | 0 | 0 | 0 | 0 | 0 | 0
PV | 0 | 0 | 0 | 0 | 0 | 0
PeakG | 0 | 0 | 0 | 0 | 0 | 0
PeakO | 0 | 0 | 0 | 0 | 0 | 0
ST | 0 | 0 | 0 | 0 | 0 | 0
STOG | 59.5 | 0 | 0 | 0 | 0 | 300.5
STWD | 0 | 0 | 0 | 0 | 0 | 0
WT | 0 | 0 | 0 | 0 | 0 | 0
IGCC | 0 | 0 | 0 | 0 | 0 | 0
DemandResponse | 0 | 0 | 0 | 0 | 0 | 0
IGCC-CCS | 0 | 0 | 0 | 0 | 0 | 0
WT_off | 0 | 0 | 0 | 0 | 0 | 0
PseudoUnit | 0 | 0 | 0 | 0 | 0 | 0
FixedInterchange | 0 | 0 | 0 | 0 | 0 | 0
Retirements of Capacity by Reporting Type: Nebraska
ReportingType | 2015 | 2020 | 2025 | 2030 | 2035 | 2040
BM | 0 | 0 | 0 | 0 | 0 | 0
CC | 0 | 0 | 0 | 0 | 0 | 0
CSP | 0 | 0 | 0 | 0 | 0 | 0
CT | 0 | 0 | 0 | 0 | 0 | 0
Coal | 0 | 3195.8 | 0 | 0 | 0 | 0
Geo | 0 | 0 | 0 | 0 | 0 | 0
H | 0 | 0 | 0 | 0 | 0 | 0
LFG | 0 | 0 | 0 | 0 | 0 | 0
Nuc | 0 | 0 | 0 | 0 | 1251.8 | 0
PS | 0 | 0 | 0 | 0 | 0 | 0
PV | 0 | 0 | 0 | 0 | 0 | 0
PeakG | 0 | 0 | 0 | 0 | 0 | 0
PeakO | 0 | 0 | 0 | 0 | 0 | 0
ST | 0 | 0 | 0 | 0 | 0 | 0
STOG | 270 | 0 | 0 | 0 | 0 | 0
STWD | 0 | 0 | 0 | 0 | 0 | 0
WT | 0 | 0 | 0 | 0 | 0 | 0
IGCC | 0 | 0 | 0 | 0 | 0 | 0
DemandResponse | 0 | 0 | 0 | 0 | 0 | 0
IGCC-CCS | 0 | 0 | 0 | 0 | 0 | 0
WT_off | 0 | 0 | 0 | 0 | 0 | 0
PseudoUnit | 0 | 0 | 0 | 0 | 0 | 0
FixedInterchange | 0 | 0 | 0 | 0 | 0 | 0
Retirements of Capacity by Reporting Type: NEISO
ReportingType | 2015 | 2020 | 2025 | 2030 | 2035 | 2040
BM | 0 | 0 | 0 | 0 | 0 | 0
CC | 1035.91 | 3026.92 | 1298.95 | 1575.96 | 0 | 389.86
CSP | 0 | 0 | 0 | 0 | 0 | 0
CT | 0 | 0 | 0 | 9.5 | 189.92 | 0
Coal | 2250.13 | 320 | 0 | 0 | 0 | 0
Geo | 0 | 0 | 0 | 0 | 0 | 0
H | 0 | 0 | 0 | 0 | 0 | 0
LFG | 0 | 0 | 0 | 0 | 0 | 0
Nuc | 0 | 0 | 0 | 0 | 1289 | 876.92
PS | 0 | 0 | 0 | 0 | 0 | 0
PV | 0 | 0 | 0 | 0 | 0 | 0
PeakG | 0 | 0 | 0 | 0 | 0 | 0
PeakO | 1183 | 0 | 0 | 0 | 0 | 0
ST | 0 | 0 | 0 | 0 | 0 | 0
STOG | 6237 | 0 | 0 | 0 | 0 | 0
STWD | 0 | 0 | 0 | 0 | 0 | 0
WT | 0 | 0 | 0 | 0 | 0 | 0
IGCC | 0 | 0 | 0 | 0 | 0 | 0
DemandResponse | 0 | 0 | 0 | 0 | 0 | 0
IGCC-CCS | 0 | 0 | 0 | 0 | 0 | 0
WT_off | 0 | 0 | 0 | 0 | 0 | 0
PseudoUnit | 0 | 0 | 0 | 0 | 0 | 0
FixedInterchange | 0 | 0 | 0 | 0 | 0 | 0
Retirements of Capacity by Reporting Type: NonRTO_Midwest
ReportingType | 2015 | 2020 | 2025 | 2030 | 2035 | 2040
BM | 0 | 0 | 0 | 0 | 0 | 0
CC | 0 | 0 | 0 | 0 | 0 | 3030.65
CSP | 0 | 0 | 0 | 0 | 0 | 0
CT | 0 | 0 | 0 | 0 | 0 | 0
Coal | 4347.3 | 2930.13 | 818.87 | 546 | 0 | 0
Geo | 0 | 0 | 0 | 0 | 0 | 0
H | 0 | 0 | 0 | 0 | 0 | 0
LFG | 0 | 0 | 0 | 0 | 0 | 0
Nuc | 0 | 0 | 0 | 0 | 0 | 0
PS | 0 | 0 | 0 | 0 | 0 | 0
PV | 0 | 0 | 0 | 0 | 0 | 0
PeakG | 0 | 0 | 0 | 283.78 | 1228.16 | 1833.15
PeakO | 0 | 0 | 0 | 12 | 0 | 0
ST | 0 | 0 | 0 | 0 | 0 | 0
STOG | 0 | 0 | 0 | 0 | 0 | 0
STWD | 0 | 0 | 0 | 0 | 0 | 0
WT | 0 | 0 | 0 | 0 | 0 | 0
IGCC | 0 | 0 | 0 | 0 | 0 | 0
DemandResponse | 0 | 0 | 0 | 0 | 0 | 0
IGCC-CCS | 0 | 0 | 0 | 0 | 0 | 0
WT_off | 0 | 0 | 0 | 0 | 0 | 0
PseudoUnit | 0 | 0 | 0 | 0 | 0 | 0
FixedInterchange | 0 | 0 | 0 | 0 | 0 | 0
Retirements of Capacity by Reporting Type: NYISO_A-F
ReportingType | 2015 | 2020 | 2025 | 2030 | 2035 | 2040
BM | 0 | 0 | 0 | 0 | 0 | 0
CC | 47.7 | 0 | 1866.3 | 0 | 834.52 | 399.3
CSP | 0 | 0 | 0 | 0 | 0 | 0
CT | 0 | 0 | 0 | 0 | 0 | 0
Coal | 2251.9 | 0 | 0 | 0 | 0 | 0
Geo | 0 | 0 | 0 | 0 | 0 | 0
H | 0 | 0 | 0 | 0 | 0 | 0
LFG | 0 | 0 | 0 | 0 | 0 | 0
Nuc | 0 | 0 | 0 | 621.2 | 580.5 | 852.2
PS | 0 | 0 | 0 | 0 | 0 | 0
PV | 0 | 0 | 0 | 0 | 0 | 0
PeakG | 0 | 0 | 0 | 0 | 0 | 0
PeakO | 0 | 0 | 0 | 0 | 0 | 0
ST | 0 | 0 | 0 | 0 | 0 | 0
STOG | 1701 | 0 | 0 | 0 | 0 | 0
STWD | 0 | 0 | 0 | 0 | 0 | 0
WT | 0 | 0 | 0 | 0 | 0 | 0
IGCC | 0 | 0 | 0 | 0 | 0 | 0
DemandResponse | 0 | 0 | 0 | 0 | 0 | 0
IGCC-CCS | 0 | 0 | 0 | 0 | 0 | 0
WT_off | 0 | 0 | 0 | 0 | 0 | 0
PseudoUnit | 0 | 0 | 0 | 0 | 0 | 0
FixedInterchange | 0 | 0 | 0 | 0 | 0 | 0
Retirements of Capacity by Reporting Type: NYISO_G-I
ReportingType | 2015 | 2020 | 2025 | 2030 | 2035 | 2040
BM | 0 | 0 | 0 | 0 | 0 | 0
CC | 0 | 0 | 0 | 0 | 0 | 0
CSP | 0 | 0 | 0 | 0 | 0 | 0
CT | 0 | 0 | 0 | 0 | 0 | 0
Coal | 368.2 | 0 | 0 | 0 | 0 | 0
Geo | 0 | 0 | 0 | 0 | 0 | 0
H | 0 | 0 | 0 | 0 | 0 | 0
LFG | 0 | 0 | 0 | 0 | 0 | 0
Nuc | 0 | 0 | 0 | 0 | 1019.6 | 1025
PS | 0 | 0 | 0 | 0 | 0 | 0
PV | 0 | 0 | 0 | 0 | 0 | 0
PeakG | 0 | 0 | 0 | 0 | 0 | 0
PeakO | 0 | 0 | 0 | 0 | 0 | 0
ST | 0 | 0 | 0 | 0 | 0 | 0
STOG | 2431 | 0 | 0 | 0 | 0 | 0
STWD | 0 | 0 | 0 | 0 | 0 | 0
WT | 0 | 0 | 0 | 0 | 0 | 0
IGCC | 0 | 0 | 0 | 0 | 0 | 0
DemandResponse | 0 | 0 | 0 | 0 | 0 | 0
IGCC-CCS | 0 | 0 | 0 | 0 | 0 | 0
WT_off | 0 | 0 | 0 | 0 | 0 | 0
PseudoUnit | 0 | 0 | 0 | 0 | 0 | 0
FixedInterchange | 0 | 0 | 0 | 0 | 0 | 0
Retirements of Capacity by Reporting Type: NYISO_J-K
ReportingType | 2015 | 2020 | 2025 | 2030 | 2035 | 2040
BM | 0 | 0 | 0 | 0 | 0 | 0
CC | 0 | 0 | 0 | 0 | 0 | 0
CSP | 0 | 0 | 0 | 0 | 0 | 0
CT | 0 | 0 | 0 | 0 | 0 | 0
Coal | 0 | 0 | 0 | 0 | 0 | 0
Geo | 0 | 0 | 0 | 0 | 0 | 0
H | 0 | 0 | 0 | 0 | 0 | 0
LFG | 0 | 0 | 0 | 0 | 0 | 0
Nuc | 0 | 0 | 0 | 0 | 0 | 0
PS | 0 | 0 | 0 | 0 | 0 | 0
PV | 0 | 0 | 0 | 0 | 0 | 0
PeakG | 0 | 0 | 0 | 0 | 0 | 0
PeakO | 0 | 0 | 0 | 0 | 0 | 0
ST | 0 | 0 | 0 | 0 | 0 | 0
STOG | 3451.84 | 0 | 0 | 0 | 0 | 0
STWD | 0 | 0 | 0 | 0 | 0 | 0
WT | 0 | 0 | 0 | 0 | 0 | 0
IGCC | 0 | 0 | 0 | 0 | 0 | 0
DemandResponse | 0 | 0 | 0 | 0 | 0 | 0
IGCC-CCS | 0 | 0 | 0 | 0 | 0 | 0
WT_off | 0 | 0 | 0 | 0 | 0 | 0
PseudoUnit | 0 | 0 | 0 | 0 | 0 | 0
FixedInterchange | 0 | 0 | 0 | 0 | 0 | 0
Retirements of Capacity by Reporting Type: PJM_E
ReportingType | 2015 | 2020 | 2025 | 2030 | 2035 | 2040
BM | 0 | 0 | 0 | 0 | 0 | 0
CC | 0 | 0 | 0 | 0 | 618.3 | 523
CSP | 0 | 0 | 0 | 0 | 0 | 0
CT | 0 | 0 | 0 | 26.2 | 0 | 0
Coal | 2804 | 568 | 0 | 0 | 0 | 0
Geo | 0 | 0 | 0 | 0 | 0 | 0
H | 0 | 0 | 0 | 0 | 0 | 0
LFG | 0 | 0 | 0 | 0 | 0 | 0
Nuc | 0 | 614.5 | 0 | 0 | 2224 | 1174
PS | 0 | 0 | 0 | 0 | 0 | 0
PV | 0 | 0 | 0 | 0 | 0 | 0
PeakG | 268.5 | 0 | 0 | 0 | 0 | 0
PeakO | 2.7 | 0 | 0 | 0 | 0 | 0
ST | 0 | 0 | 0 | 0 | 0 | 0
STOG | 629.5 | 0 | 2622.5 | 0 | 0 | 0
STWD | 0 | 0 | 0 | 0 | 0 | 0
WT | 0 | 0 | 0 | 0 | 0 | 0
IGCC | 0 | 0 | 0 | 0 | 0 | 0
DemandResponse | 0 | 0 | 0 | 0 | 0 | 0
IGCC-CCS | 0 | 0 | 0 | 0 | 0 | 0
WT_off | 0 | 0 | 0 | 0 | 0 | 0
PseudoUnit | 0 | 0 | 0 | 0 | 0 | 0
FixedInterchange | 0 | 0 | 0 | 0 | 0 | 0
Retirements of Capacity by Reporting Type: PJM_ROM
ReportingType | 2015 | 2020 | 2025 | 2030 | 2035 | 2040
BM | 0 | 0 | 0 | 0 | 0 | 0
CC | 0 | 0 | 0 | 0 | 0 | 2259.36
CSP | 0 | 0 | 0 | 0 | 0 | 0
CT | 0 | 0 | 0 | 0 | 16 | 0
Coal | 14248.51 | 1234 | 521 | 0 | 0 | 0
Geo | 0 | 0 | 0 | 0 | 0 | 0
H | 0 | 0 | 0 | 0 | 0 | 0
LFG | 0 | 0 | 0 | 0 | 0 | 0
Nuc | 0 | 0 | 0 | 0 | 1732 | 899
PS | 0 | 0 | 0 | 0 | 0 | 0
PV | 0 | 0 | 0 | 0 | 0 | 0
PeakG | 0 | 0 | 0 | 0 | 0 | 0
PeakO | 270 | 0 | 0 | 127.55 | 0 | 1438.45
ST | 0 | 0 | 0 | 0 | 0 | 0
STOG | 580 | 0 | 3228.66 | 300.34 | 0 | 0
STWD | 0 | 0 | 0 | 0 | 0 | 0
WT | 0 | 0 | 0 | 0 | 0 | 0
IGCC | 0 | 0 | 0 | 0 | 0 | 0
DemandResponse | 0 | 0 | 0 | 0 | 0 | 0
IGCC-CCS | 0 | 0 | 0 | 0 | 0 | 0
WT_off | 0 | 0 | 0 | 0 | 0 | 0
PseudoUnit | 0 | 0 | 0 | 0 | 0 | 0
FixedInterchange | 0 | 0 | 0 | 0 | 0 | 0
Retirements of Capacity by Reporting Type: PJM_ROR
ReportingType | 2015 | 2020 | 2025 | 2030 | 2035 | 2040
BM | 0 | 0 | 0 | 0 | 0 | 0
CC | 0 | 0 | 0 | 0 | 174 | 19688
CSP | 0 | 0 | 0 | 0 | 0 | 0
CT | 0 | 0 | 0 | 0 | 29 | 0
Coal | 34753.02 | 11066.38 | 5736.13 | 0 | 0 | 0
Geo | 0 | 0 | 0 | 0 | 0 | 0
H | 0 | 0 | 0 | 0 | 0 | 0
LFG | 0 | 0 | 0 | 0 | 0 | 0
Nuc | 0 | 0 | 0 | 867 | 4275 | 4883.16
PS | 0 | 0 | 0 | 0 | 0 | 0
PV | 0 | 0 | 0 | 0 | 0 | 0
PeakG | 0 | 0 | 0 | 0 | 0 | 0
PeakO | 19 | 0 | 0 | 128.34 | 0 | 1613.66
ST | 0 | 0 | 0 | 0 | 0 | 0
STOG | 0 | 0 | 873.59 | 1248.41 | 0 | 0
STWD | 0 | 0 | 0 | 0 | 0 | 0
WT | 0 | 0 | 0 | 0 | 0 | 0
IGCC | 0 | 0 | 0 | 0 | 0 | 0
DemandResponse | 0 | 0 | 0 | 0 | 0 | 0
IGCC-CCS | 0 | 0 | 0 | 0 | 0 | 0
WT_off | 0 | 0 | 0 | 0 | 0 | 0
PseudoUnit | 0 | 0 | 0 | 0 | 0 | 0
FixedInterchange | 0 | 0 | 0 | 0 | 0 | 0
Retirements of Capacity by Reporting Type: SOCO
ReportingType | 2015 | 2020 | 2025 | 2030 | 2035 | 2040
BM | 0 | 0 | 0 | 0 | 0 | 0
CC | 186 | 0 | 0 | 0 | 11167.35 | 7862.95
CSP | 0 | 0 | 0 | 0 | 0 | 0
CT | 0 | 0 | 0 | 0 | 0 | 0
Coal | 17725.37 | 5648.7 | 0 | 0 | 0 | 0
Geo | 0 | 0 | 0 | 0 | 0 | 0
H | 0 | 0 | 0 | 0 | 0 | 0
LFG | 0 | 0 | 0 | 0 | 0 | 0
Nuc | 0 | 0 | 0 | 0 | 0 | 2645.05
PS | 0 | 0 | 0 | 0 | 0 | 0
PV | 0 | 0 | 0 | 0 | 0 | 0
PeakG | 210 | 0 | 1776.93 | 0 | 6695.14 | 0
PeakO | 1139 | 0 | 0 | 0 | 0 | 0
ST | 0 | 0 | 0 | 0 | 0 | 0
STOG | 854 | 0 | 0 | 0 | 0 | 0
STWD | 0 | 0 | 0 | 0 | 0 | 0
WT | 0 | 0 | 0 | 0 | 0 | 0
IGCC | 0 | 0 | 0 | 0 | 0 | 0
DemandResponse | 0 | 0 | 0 | 0 | 0 | 0
IGCC-CCS | 0 | 0 | 0 | 0 | 0 | 0
WT_off | 0 | 0 | 0 | 0 | 0 | 0
PseudoUnit | 0 | 0 | 0 | 0 | 0 | 0
FixedInterchange | 0 | 0 | 0 | 0 | 0 | 0
Retirements of Capacity by Reporting Type: SPP_N
ReportingType | 2015 | 2020 | 2025 | 2030 | 2035 | 2040
BM | 0 | 0 | 0 | 0 | 0 | 0
CC | 0 | 0 | 0 | 0 | 0 | 0
CSP | 0 | 0 | 0 | 0 | 0 | 0
CT | 0 | 0 | 0 | 0 | 0 | 0
Coal | 621 | 2123.16 | 2153.96 | 0 | 1034.38 | 0
Geo | 0 | 0 | 0 | 0 | 0 | 0
H | 0 | 0 | 0 | 0 | 0 | 0
LFG | 0 | 0 | 0 | 0 | 0 | 0
Nuc | 0 | 0 | 0 | 0 | 0 | 0
PS | 0 | 0 | 0 | 0 | 0 | 0
PV | 0 | 0 | 0 | 0 | 0 | 0
PeakG | 0 | 0 | 0 | 0 | 0 | 0
PeakO | 0 | 0 | 0 | 0 | 0 | 0
ST | 0 | 0 | 0 | 0 | 0 | 0
STOG | 866.77 | 0 | 0 | 0 | 882.23 | 0
STWD | 0 | 0 | 0 | 0 | 0 | 0
WT | 0 | 0 | 0 | 0 | 0 | 0
IGCC | 0 | 0 | 0 | 0 | 0 | 0
DemandResponse | 0 | 0 | 0 | 0 | 0 | 0
IGCC-CCS | 0 | 0 | 0 | 0 | 0 | 0
WT_off | 0 | 0 | 0 | 0 | 0 | 0
PseudoUnit | 0 | 0 | 0 | 0 | 0 | 0
FixedInterchange | 0 | 0 | 0 | 0 | 0 | 0
Retirements of Capacity by Reporting Type: SPP_S
ReportingType | 2015 | 2020 | 2025 | 2030 | 2035 | 2040
BM | 0 | 0 | 0 | 0 | 0 | 0
CC | 0 | 0 | 0 | 0 | 0 | 0
CSP | 0 | 0 | 0 | 0 | 0 | 0
CT | 0 | 0 | 0 | 0 | 0 | 300
Coal | 3109.5 | 7584.43 | 2372.05 | 0 | 73.95 | 0
Geo | 0 | 0 | 0 | 0 | 0 | 0
H | 0 | 0 | 0 | 0 | 0 | 0
LFG | 0 | 0 | 0 | 0 | 0 | 0
Nuc | 0 | 0 | 0 | 0 | 0 | 0
PS | 0 | 0 | 0 | 0 | 0 | 0
PV | 0 | 0 | 0 | 0 | 0 | 0
PeakG | 0 | 0 | 0 | 0 | 0 | 0
PeakO | 0 | 0 | 0 | 0 | 0 | 0
ST | 0 | 0 | 0 | 0 | 0 | 0
STOG | 3854.02 | 0 | 0 | 0 | 4182.07 | 1934.91
STWD | 0 | 0 | 0 | 0 | 0 | 0
WT | 0 | 0 | 0 | 0 | 0 | 0
IGCC | 0 | 0 | 0 | 0 | 0 | 0
DemandResponse | 0 | 0 | 0 | 0 | 0 | 0
IGCC-CCS | 0 | 0 | 0 | 0 | 0 | 0
WT_off | 0 | 0 | 0 | 0 | 0 | 0
PseudoUnit | 0 | 0 | 0 | 0 | 0 | 0
FixedInterchange | 0 | 0 | 0 | 0 | 0 | 0
Retirements of Capacity by Reporting Type: TVA
ReportingType | 2015 | 2020 | 2025 | 2030 | 2035 | 2040
BM | 0 | 0 | 0 | 0 | 0 | 0
CC | 0 | 0 | 0 | 0 | 3890.12 | 4316.65
CSP | 0 | 0 | 0 | 0 | 0 | 0
CT | 0 | 0 | 0 | 0 | 0 | 0
Coal | 10428.13 | 2104 | 1861.27 | 765.61 | 0 | 0
Geo | 0 | 0 | 0 | 0 | 0 | 0
H | 0 | 0 | 0 | 0 | 0 | 0
LFG | 0 | 0 | 0 | 0 | 0 | 0
Nuc | 0 | 0 | 0 | 0 | 2512.33 | 1278.67
PS | 0 | 0 | 0 | 0 | 0 | 0
PV | 0 | 0 | 0 | 0 | 0 | 0
PeakG | 0 | 0 | 0 | 0 | 1149.4 | 0
PeakO | 0 | 0 | 0 | 0 | 83 | 0
ST | 0 | 0 | 0 | 0 | 0 | 0
STOG | 0 | 0 | 0 | 0 | 0 | 0
STWD | 0 | 0 | 0 | 0 | 0 | 0
WT | 0 | 0 | 0 | 0 | 0 | 0
IGCC | 0 | 0 | 0 | 0 | 0 | 0
DemandResponse | 0 | 0 | 0 | 0 | 0 | 0
IGCC-CCS | 0 | 0 | 0 | 0 | 0 | 0
WT_off | 0 | 0 | 0 | 0 | 0 | 0
PseudoUnit | 0 | 0 | 0 | 0 | 0 | 0
FixedInterchange | 0 | 0 | 0 | 0 | 0 | 0
Retirements of Capacity by Reporting Type: TVA_Transmission
ReportingType | 2015 | 2020 | 2025 | 2030 | 2035 | 2040
BM | 0 | 0 | 0 | 0 | 0 | 0
CC | 0 | 0 | 0 | 0 | 0 | 0
CSP | 0 | 0 | 0 | 0 | 0 | 0
CT | 0 | 0 | 0 | 0 | 0 | 0
Coal | 0 | 0 | 0 | 0 | 0 | 0
Geo | 0 | 0 | 0 | 0 | 0 | 0
H | 0 | 0 | 0 | 0 | 0 | 0
LFG | 0 | 0 | 0 | 0 | 0 | 0
Nuc | 0 | 0 | 0 | 0 | 0 | 0
PS | 0 | 0 | 0 | 0 | 0 | 0
PV | 0 | 0 | 0 | 0 | 0 | 0
PeakG | 0 | 0 | 0 | 0 | 0 | 0
PeakO | 0 | 0 | 0 | 0 | 0 | 0
ST | 0 | 0 | 0 | 0 | 0 | 0
STOG | 0 | 0 | 0 | 0 | 0 | 0
STWD | 0 | 0 | 0 | 0 | 0 | 0
WT | 0 | 0 | 0 | 0 | 0 | 0
IGCC | 0 | 0 | 0 | 0 | 0 | 0
DemandResponse | 0 | 0 | 0 | 0 | 0 | 0
IGCC-CCS | 0 | 0 | 0 | 0 | 0 | 0
WT_off | 0 | 0 | 0 | 0 | 0 | 0
PseudoUnit | 0 | 0 | 0 | 0 | 0 | 0
FixedInterchange | 0 | 0 | 0 | 0 | 0 | 0
Retirements of Capacity by Reporting Type: VACAR
ReportingType | 2015 | 2020 | 2025 | 2030 | 2035 | 2040
BM | 0 | 0 | 0 | 0 | 0 | 0
CC | 0 | 0 | 0 | 0 | 3525 | 7641.05
CSP | 0 | 0 | 0 | 0 | 0 | 0
CT | 0 | 0 | 0 | 1.96 | 0 | 715.24
Coal | 15107.99 | 1870.04 | 957.97 | 0 | 620 | 0
Geo | 0 | 0 | 0 | 0 | 0 | 0
H | 0 | 0 | 0 | 0 | 0 | 0
LFG | 0 | 0 | 0 | 0 | 0 | 0
Nuc | 0 | 0 | 0 | 0 | 3248 | 1858
PS | 0 | 0 | 0 | 0 | 0 | 0
PV | 0 | 0 | 0 | 0 | 0 | 0
PeakG | 0 | 0 | 0 | 0 | 282.16 | 0
PeakO | 0 | 0 | 0 | 0 | 1268 | 0
ST | 0 | 0 | 0 | 0 | 0 | 0
STOG | 0 | 0 | 0 | 0 | 92 | 0
STWD | 0 | 0 | 0 | 0 | 0 | 0
WT | 0 | 0 | 0 | 0 | 0 | 0
IGCC | 0 | 0 | 0 | 0 | 0 | 0
DemandResponse | 0 | 0 | 0 | 0 | 0 | 0
IGCC-CCS | 0 | 0 | 0 | 0 | 0 | 0
WT_off | 0 | 0 | 0 | 0 | 0 | 0
PseudoUnit | 0 | 0 | 0 | 0 | 0 | 0
FixedInterchange | 0 | 0 | 0 | 0 | 0 | 0
Retirements of Capacity by Reporting Type: IESO
ReportingType | 2015 | 2020 | 2025 | 2030 | 2035 | 2040
BM | 0 | 0 | 0 | 0 | 0 | 0
CC | 5943 | 0 | 0 | 0 | 0 | 0
CSP | 0 | 0 | 0 | 0 | 0 | 0
CT | 0 | 0 | 0 | 0 | 368 | 0
Coal | 6416 | 0 | 0 | 0 | 0 | 0
Geo | 0 | 0 | 0 | 0 | 0 | 0
H | 0 | 0 | 0 | 0 | 0 | 0
LFG | 0 | 0 | 0 | 0 | 0 | 0
Nuc | 0 | 0 | 0 | 0 | 1030 | 1540
PS | 0 | 0 | 0 | 0 | 0 | 0
PV | 0 | 0 | 0 | 0 | 1067.26 | 0
PeakG | 584 | 0 | 0 | 0 | 0 | 0
PeakO | 175 | 0 | 0 | 0 | 0 | 0
ST | 0 | 0 | 0 | 0 | 0 | 0
STOG | 2126 | 0 | 0 | 0 | 0 | 0
STWD | 0 | 0 | 0 | 0 | 0 | 0
WT | 0 | 0 | 0 | 0 | 0 | 0
IGCC | 0 | 0 | 0 | 0 | 0 | 0
DemandResponse | 0 | 0 | 0 | 0 | 0 | 0
IGCC-CCS | 0 | 0 | 0 | 0 | 0 | 0
WT_off | 0 | 0 | 0 | 0 | 0 | 0
PseudoUnit | 0 | 0 | 0 | 0 | 0 | 0
FixedInterchange | 0 | 0 | 0 | 0 | 0 | 0
Retirements of Capacity by Reporting Type: MAPP_CA
ReportingType | 2015 | 2020 | 2025 | 2030 | 2035 | 2040
BM | 0 | 0 | 0 | 0 | 0 | 0
CC | 0 | 0 | 731 | 0 | 0 | 281.76
CSP | 0 | 0 | 0 | 0 | 0 | 0
CT | 0 | 0 | 0 | 0 | 0 | 0
Coal | 1076.84 | 560.33 | 108.73 | 0 | 0 | 0
Geo | 0 | 0 | 0 | 0 | 0 | 0
H | 0 | 0 | 0 | 0 | 0 | 0
LFG | 0 | 0 | 0 | 0 | 0 | 0
Nuc | 0 | 0 | 0 | 0 | 0 | 0
PS | 0 | 0 | 0 | 0 | 0 | 0
PV | 0 | 0 | 0 | 0 | 0 | 0
PeakG | 0 | 0 | 559 | 0 | 0 | 0
PeakO | 0 | 0 | 4 | 0 | 0 | 0
ST | 0 | 0 | 0 | 0 | 0 | 0
STOG | 0 | 0 | 126 | 0 | 0 | 0
STWD | 0 | 0 | 0 | 0 | 0 | 0
WT | 0 | 0 | 0 | 0 | 302.4 | 0
IGCC | 0 | 0 | 0 | 0 | 0 | 0
DemandResponse | 0 | 0 | 0 | 0 | 0 | 0
IGCC-CCS | 0 | 0 | 0 | 0 | 0 | 0
WT_off | 0 | 0 | 0 | 0 | 0 | 0
PseudoUnit | 0 | 0 | 0 | 0 | 0 | 0
FixedInterchange | 0 | 0 | 0 | 0 | 0 | 0
Retirements of Capacity by Reporting Type: AZ_NM_SNV_Coal
ReportingType | 2015 | 2020 | 2025 | 2030 | 2035 | 2040
BM | 0 | 0 | 0 | 0 | 0 | 0
CC | 0 | 0 | 0 | 0 | 0 | 0
CSP | 0 | 0 | 0 | 0 | 0 | 0
CT | 0 | 0 | 0 | 0 | 0 | 0
Coal | 2984.87 | 1254.31 | 3571.3 | 0 | 1837.52 | 0
Geo | 0 | 0 | 0 | 0 | 0 | 0
H | 0 | 0 | 0 | 0 | 0 | 0
LFG | 0 | 0 | 0 | 0 | 0 | 0
Nuc | 0 | 0 | 0 | 0 | 0 | 0
PS | 0 | 0 | 0 | 0 | 0 | 0
PV | 0 | 0 | 0 | 0 | 0 | 0
PeakG | 0 | 0 | 0 | 0 | 0 | 0
PeakO | 0 | 0 | 0 | 0 | 0 | 0
ST | 0 | 0 | 0 | 0 | 0 | 0
STOG | 0 | 0 | 0 | 0 | 0 | 0
STWD | 0 | 0 | 0 | 0 | 0 | 0
WT | 0 | 0 | 0 | 0 | 0 | 0
IGCC | 0 | 0 | 0 | 0 | 0 | 0
DemandResponse | 0 | 0 | 0 | 0 | 0 | 0
IGCC-CCS | 0 | 0 | 0 | 0 | 0 | 0
WT_off | 0 | 0 | 0 | 0 | 0 | 0
PseudoUnit | 0 | 0 | 0 | 0 | 0 | 0
FixedInterchange | 0 | 0 | 0 | 0 | 0 | 0
Retirements of Capacity by Reporting Type: AZ_NM_SNV_Gas
ReportingType | 2015 | 2020 | 2025 | 2030 | 2035 | 2040
BM | 0 | 0 | 0 | 0 | 0 | 0
CC | 1095 | 0 | 0 | 0 | 11471.61 | 1338.97
CSP | 0 | 0 | 0 | 0 | 0 | 0
CT | 0 | 0 | 0 | 0 | 736 | 0
Coal | 0 | 0 | 0 | 0 | 0 | 0
Geo | 0 | 0 | 0 | 0 | 0 | 0
H | 0 | 0 | 0 | 0 | 0 | 0
LFG | 0 | 0 | 0 | 0 | 0 | 0
Nuc | 0 | 0 | 0 | 0 | 0 | 0
PS | 0 | 0 | 0 | 0 | 0 | 0
PV | 0 | 0 | 0 | 0 | 0 | 0
PeakG | 0 | 0 | 0 | 0 | 0 | 0
PeakO | 0 | 0 | 0 | 0 | 0 | 0
ST | 0 | 0 | 0 | 0 | 0 | 0
STOG | 2064 | 0 | 0 | 0 | 0 | 0
STWD | 0 | 0 | 0 | 0 | 0 | 0
WT | 0 | 0 | 0 | 0 | 0 | 0
IGCC | 0 | 0 | 0 | 0 | 0 | 0
DemandResponse | 0 | 0 | 0 | 0 | 0 | 0
IGCC-CCS | 0 | 0 | 0 | 0 | 0 | 0
WT_off | 0 | 0 | 0 | 0 | 0 | 0
PseudoUnit | 0 | 0 | 0 | 0 | 0 | 0
FixedInterchange | 0 | 0 | 0 | 0 | 0 | 0
Retirements of Capacity by Reporting Type: AZ_NM_SNV_NucRenew
ReportingType | 2015 | 2020 | 2025 | 2030 | 2035 | 2040
BM | 0 | 0 | 0 | 0 | 0 | 0
CC | 0 | 0 | 0 | 0 | 0 | 0
CSP | 65 | 0 | 0 | 0 | 0 | 0
CT | 0 | 0 | 0 | 0 | 0 | 0
Coal | 0 | 0 | 0 | 0 | 0 | 0
Geo | 0 | 0 | 0 | 0 | 0 | 0
H | 0 | 0 | 0 | 0 | 0 | 0
LFG | 0 | 0 | 0 | 0 | 0 | 0
Nuc | 0 | 0 | 0 | 0 | 0 | 0
PS | 0 | 0 | 0 | 0 | 0 | 0
PV | 0 | 0 | 0 | 0 | 0 | 0
PeakG | 0 | 0 | 0 | 0 | 0 | 0
PeakO | 0 | 0 | 0 | 0 | 0 | 0
ST | 0 | 0 | 0 | 0 | 0 | 0
STOG | 0 | 0 | 0 | 0 | 0 | 0
STWD | 0 | 0 | 0 | 0 | 0 | 0
WT | 0 | 0 | 0 | 0 | 0 | 0
IGCC | 0 | 0 | 0 | 0 | 0 | 0
DemandResponse | 0 | 0 | 0 | 0 | 0 | 0
IGCC-CCS | 0 | 0 | 0 | 0 | 0 | 0
WT_off | 0 | 0 | 0 | 0 | 0 | 0
PseudoUnit | 0 | 0 | 0 | 0 | 0 | 0
FixedInterchange | 0 | 0 | 0 | 0 | 0 | 0
Retirements of Capacity by Reporting Type: ERCOT
ReportingType | 2015 | 2020 | 2025 | 2030 | 2035 | 2040
BM | 0 | 0 | 0 | 0 | 0 | 0
CC | 0 | 0 | 0 | 0 | 7462.58 | 5004.49
CSP | 0 | 0 | 0 | 0 | 0 | 0
CT | 0 | 0 | 0 | 0 | 250 | 0
Coal | 13999.48 | 1502.39 | 560 | 0 | 0 | 0
Geo | 0 | 0 | 0 | 0 | 0 | 0
H | 0 | 0 | 0 | 0 | 0 | 0
LFG | 0 | 0 | 0 | 0 | 0 | 0
Nuc | 0 | 0 | 0 | 0 | 0 | 0
PS | 0 | 0 | 0 | 0 | 0 | 0
PV | 0 | 0 | 0 | 0 | 13.99 | 0
PeakG | 0 | 0 | 0 | 0 | 0 | 0
PeakO | 0 | 0 | 0 | 0 | 0 | 0
ST | 0 | 0 | 0 | 0 | 0 | 0
STOG | 6175.14 | 0 | 4383.86 | 831.02 | 7542.98 | 0
STWD | 0 | 0 | 0 | 0 | 0 | 0
WT | 0 | 0 | 0 | 0 | 0 | 0
IGCC | 0 | 0 | 0 | 0 | 0 | 0
DemandResponse | 0 | 0 | 0 | 0 | 0 | 0
IGCC-CCS | 0 | 0 | 0 | 0 | 0 | 0
WT_off | 0 | 0 | 0 | 0 | 0 | 0
PseudoUnit | 0 | 0 | 0 | 0 | 0 | 0
FixedInterchange | 0 | 0 | 0 | 0 | 0 | 0
Retirements of Capacity by Reporting Type: NP15
ReportingType | 2015 | 2020 | 2025 | 2030 | 2035 | 2040
BM | 0 | 0 | 0 | 0 | 0 | 0
CC | 0 | 0 | 0 | 0 | 0 | 0
CSP | 0 | 0 | 0 | 0 | 0 | 0
CT | 0 | 0 | 0 | 0 | 212.6 | 0
Coal | 0 | 191.9 | 0 | 0 | 0 | 0
Geo | 0 | 0 | 0 | 0 | 0 | 0
H | 0 | 0 | 0 | 0 | 0 | 0
LFG | 0 | 0 | 0 | 0 | 0 | 0
Nuc | 0 | 0 | 0 | 0 | 0 | 0
PS | 0 | 0 | 0 | 0 | 0 | 0
PV | 0 | 0 | 0 | 0 | 0 | 0
PeakG | 0 | 0 | 0 | 0 | 0 | 0
PeakO | 156 | 0 | 0 | 0 | 0 | 0
ST | 0 | 0 | 0 | 0 | 0 | 0
STOG | 1046.4 | 0 | 0 | 0 | 0 | 0
STWD | 0 | 0 | 0 | 0 | 0 | 0
WT | 0 | 0 | 0 | 0 | 0 | 0
IGCC | 0 | 0 | 0 | 0 | 0 | 0
DemandResponse | 0 | 0 | 0 | 0 | 0 | 0
IGCC-CCS | 0 | 0 | 0 | 0 | 0 | 0
WT_off | 0 | 0 | 0 | 0 | 0 | 0
PseudoUnit | 0 | 0 | 0 | 0 | 0 | 0
FixedInterchange | 0 | 0 | 0 | 0 | 0 | 0
Retirements of Capacity by Reporting Type: NWPP_Coal
ReportingType | 2015 | 2020 | 2025 | 2030 | 2035 | 2040
BM | 0 | 0 | 0 | 0 | 0 | 0
CC | 0 | 0 | 0 | 0 | 0 | 0
CSP | 0 | 0 | 0 | 0 | 0 | 0
CT | 0 | 0 | 0 | 0 | 0 | 0
Coal | 7292.24 | 1582.46 | 4682 | 0 | 0 | 0
Geo | 0 | 0 | 0 | 0 | 0 | 0
H | 0 | 0 | 0 | 0 | 0 | 0
LFG | 0 | 0 | 0 | 0 | 0 | 0
Nuc | 0 | 0 | 0 | 0 | 0 | 0
PS | 0 | 0 | 0 | 0 | 0 | 0
PV | 0 | 0 | 0 | 0 | 0 | 0
PeakG | 0 | 0 | 0 | 0 | 0 | 0
PeakO | 183 | 0 | 0 | 0 | 0 | 0
ST | 0 | 0 | 0 | 0 | 0 | 0
STOG | 0 | 0 | 0 | 0 | 0 | 0
STWD | 0 | 0 | 0 | 0 | 0 | 0
WT | 0 | 0 | 0 | 0 | 0 | 0
IGCC | 0 | 0 | 0 | 0 | 0 | 0
DemandResponse | 0 | 0 | 0 | 0 | 0 | 0
IGCC-CCS | 0 | 0 | 0 | 0 | 0 | 0
WT_off | 0 | 0 | 0 | 0 | 0 | 0
PseudoUnit | 0 | 0 | 0 | 0 | 0 | 0
FixedInterchange | 0 | 0 | 0 | 0 | 0 | 0
Retirements of Capacity by Reporting Type: NWPP_Gas
ReportingType | 2015 | 2020 | 2025 | 2030 | 2035 | 2040
BM | 0 | 0 | 0 | 0 | 0 | 0
CC | 1678 | 0 | 0 | 594.64 | 5732.36 | 300
CSP | 0 | 0 | 0 | 0 | 0 | 0
CT | 0 | 0 | 0 | 0 | 150 | 0
Coal | 0 | 0 | 0 | 0 | 0 | 0
Geo | 0 | 0 | 0 | 0 | 0 | 0
H | 0 | 0 | 0 | 0 | 0 | 0
LFG | 0 | 0 | 0 | 0 | 0 | 0
Nuc | 0 | 0 | 0 | 0 | 0 | 0
PS | 0 | 0 | 0 | 0 | 0 | 0
PV | 0 | 0 | 0 | 0 | 0 | 0
PeakG | 2623 | 0 | 0 | 0 | 0 | 0
PeakO | 0 | 0 | 0 | 0 | 0 | 0
ST | 0 | 0 | 0 | 0 | 0 | 0
STOG | 786 | 0 | 0 | 0 | 0 | 0
STWD | 0 | 0 | 0 | 0 | 0 | 0
WT | 0 | 0 | 0 | 0 | 0 | 0
IGCC | 0 | 0 | 0 | 0 | 0 | 0
DemandResponse | 0 | 0 | 0 | 0 | 0 | 0
IGCC-CCS | 0 | 0 | 0 | 0 | 0 | 0
WT_off | 0 | 0 | 0 | 0 | 0 | 0
PseudoUnit | 0 | 0 | 0 | 0 | 0 | 0
FixedInterchange | 0 | 0 | 0 | 0 | 0 | 0
Retirements of Capacity by Reporting Type: NWPP_NucRenew
ReportingType | 2015 | 2020 | 2025 | 2030 | 2035 | 2040
BM | 0 | 0 | 0 | 0 | 0 | 0
CC | 0 | 0 | 0 | 0 | 0 | 0
CSP | 0 | 0 | 0 | 0 | 0 | 0
CT | 0 | 0 | 0 | 0 | 0 | 0
Coal | 0 | 0 | 0 | 0 | 0 | 0
Geo | 4.8 | 0 | 0 | 0 | 0 | 0
H | 0 | 0 | 0 | 0 | 0 | 0
LFG | 0 | 0 | 0 | 0 | 0 | 0
Nuc | 0 | 0 | 0 | 0 | 0 | 0
PS | 0 | 0 | 0 | 0 | 0 | 0
PV | 0 | 0 | 0 | 0 | 0 | 0
PeakG | 0 | 0 | 0 | 0 | 0 | 0
PeakO | 0 | 0 | 0 | 0 | 0 | 0
ST | 0 | 0 | 0 | 0 | 0 | 0
STOG | 0 | 0 | 0 | 0 | 0 | 0
STWD | 0 | 0 | 0 | 0 | 0 | 0
WT | 0 | 0 | 0 | 0 | 0 | 0
IGCC | 0 | 0 | 0 | 0 | 0 | 0
DemandResponse | 0 | 0 | 0 | 0 | 0 | 0
IGCC-CCS | 0 | 0 | 0 | 0 | 0 | 0
WT_off | 0 | 0 | 0 | 0 | 0 | 0
PseudoUnit | 0 | 0 | 0 | 0 | 0 | 0
FixedInterchange | 0 | 0 | 0 | 0 | 0 | 0
Retirements of Capacity by Reporting Type: RMPA
ReportingType | 2015 | 2020 | 2025 | 2030 | 2035 | 2040
BM | 0 | 0 | 0 | 0 | 0 | 0
CC | 0 | 0 | 0 | 0 | 1518.73 | 74.09
CSP | 1 | 0 | 0 | 0 | 0 | 0
CT | 0 | 0 | 0 | 0 | 152 | 0
Coal | 1186 | 1882.44 | 3348.67 | 0 | 370.89 | 0
Geo | 0 | 0 | 0 | 0 | 0 | 0
H | 0 | 0 | 0 | 0 | 0 | 0
LFG | 0 | 0 | 0 | 0 | 0 | 0
Nuc | 0 | 0 | 0 | 0 | 0 | 0
PS | 0 | 0 | 0 | 0 | 0 | 0
PV | 0 | 0 | 0 | 0 | 0 | 0
PeakG | 0 | 0 | 0 | 0 | 0 | 0
PeakO | 187 | 0 | 0 | 0 | 0 | 0
ST | 0 | 0 | 0 | 0 | 0 | 0
STOG | 217 | 0 | 0 | 0 | 0 | 0
STWD | 0 | 0 | 0 | 0 | 0 | 0
WT | 0 | 0 | 0 | 0 | 0 | 0
IGCC | 0 | 0 | 0 | 0 | 0 | 0
DemandResponse | 0 | 0 | 0 | 0 | 0 | 0
IGCC-CCS | 0 | 0 | 0 | 0 | 0 | 0
WT_off | 0 | 0 | 0 | 0 | 0 | 0
PseudoUnit | 0 | 0 | 0 | 0 | 0 | 0
FixedInterchange | 0 | 0 | 0 | 0 | 0 | 0
Retirements of Capacity by Reporting Type: SP15
ReportingType | 2015 | 2020 | 2025 | 2030 | 2035 | 2040
BM | 0 | 0 | 0 | 0 | 0 | 0
CC | 0 | 0 | 0 | 0 | 0 | 0
CSP | 409 | 0 | 0 | 0 | 0 | 0
CT | 0 | 0 | 0 | 0 | 0 | 0
Coal | 57 | 84.5 | 101.2 | 0 | 0 | 0
Geo | 0 | 0 | 0 | 0 | 0 | 0
H | 0 | 0 | 0 | 0 | 0 | 0
LFG | 0 | 0 | 0 | 0 | 0 | 0
Nuc | 0 | 0 | 0 | 0 | 0 | 0
PS | 0 | 0 | 0 | 0 | 0 | 0
PV | 0 | 0 | 0 | 0 | 0 | 0
PeakG | 44 | 0 | 0 | 0 | 0 | 0
PeakO | 15 | 0 | 0 | 0 | 0 | 0
ST | 0 | 0 | 0 | 0 | 0 | 0
STOG | 4274.15 | 0 | 0 | 0 | 0 | 0
STWD | 0 | 0 | 0 | 0 | 0 | 0
WT | 126.2 | 0 | 0 | 0 | 0 | 0
IGCC | 0 | 0 | 0 | 0 | 0 | 0
DemandResponse | 0 | 0 | 0 | 0 | 0 | 0
IGCC-CCS | 0 | 0 | 0 | 0 | 0 | 0
WT_off | 0 | 0 | 0 | 0 | 0 | 0
PseudoUnit | 0 | 0 | 0 | 0 | 0 | 0
FixedInterchange | 0 | 0 | 0 | 0 | 0 | 0
Retirements of Capacity by Reporting Type: ALB
ReportingType | 2015 | 2020 | 2025 | 2030 | 2035 | 2040
BM | 0 | 0 | 0 | 0 | 0 | 0
CC | 0 | 0 | 0 | 1737.52 | 0 | 0
CSP | 0 | 0 | 0 | 0 | 0 | 0
CT | 0 | 0 | 0 | 0 | 201.5 | 0
Coal | 0 | 0 | 33.99 | 5711.84 | 0 | 0
Geo | 0 | 0 | 0 | 0 | 0 | 0
H | 0 | 0 | 0 | 0 | 0 | 0
LFG | 0 | 0 | 0 | 0 | 0 | 0
Nuc | 0 | 0 | 0 | 0 | 0 | 0
PS | 0 | 0 | 0 | 0 | 0 | 0
PV | 0 | 0 | 0 | 0 | 0 | 0
PeakG | 1470.09 | 0 | 0 | 0 | 0 | 0
PeakO | 6 | 0 | 0 | 0 | 0 | 0
ST | 0 | 0 | 0 | 0 | 0 | 0
STOG | 186 | 0 | 0 | 0 | 0 | 0
STWD | 0 | 0 | 0 | 0 | 0 | 0
WT | 0 | 0 | 0 | 0 | 0 | 0
IGCC | 0 | 0 | 0 | 0 | 0 | 0
DemandResponse | 0 | 0 | 0 | 0 | 0 | 0
IGCC-CCS | 0 | 0 | 0 | 0 | 0 | 0
WT_off | 0 | 0 | 0 | 0 | 0 | 0
PseudoUnit | 0 | 0 | 0 | 0 | 0 | 0
FixedInterchange | 0 | 0 | 0 | 0 | 0 | 0
Retirements of Capacity by Reporting Type: BC
ReportingType | 2015 | 2020 | 2025 | 2030 | 2035 | 2040
BM | 0 | 0 | 0 | 0 | 0 | 0
CC | 0 | 0 | 0 | 0 | 37.62 | 477.41
CSP | 0 | 0 | 0 | 0 | 0 | 0
CT | 0 | 0 | 0 | 0 | 0 | 0
Coal | 0 | 0 | 0 | 0 | 0 | 0
Geo | 0 | 0 | 0 | 0 | 0 | 0
H | 0 | 0 | 0 | 0 | 0 | 0
LFG | 0 | 0 | 0 | 0 | 0 | 0
Nuc | 0 | 0 | 0 | 0 | 0 | 0
PS | 0 | 0 | 0 | 0 | 0 | 0
PV | 0 | 0 | 0 | 0 | 0 | 0
PeakG | 141 | 0 | 0 | 0 | 0 | 0
PeakO | 44 | 0 | 0 | 0 | 0 | 0
ST | 0 | 0 | 0 | 0 | 0 | 0
STOG | 938 | 0 | 0 | 0 | 0 | 0
STWD | 0 | 0 | 0 | 0 | 0 | 0
WT | 0 | 0 | 0 | 0 | 0 | 0
IGCC | 0 | 0 | 0 | 0 | 0 | 0
DemandResponse | 0 | 0 | 0 | 0 | 0 | 0
IGCC-CCS | 0 | 0 | 0 | 0 | 0 | 0
WT_off | 0 | 0 | 0 | 0 | 0 | 0
PseudoUnit | 0 | 0 | 0 | 0 | 0 | 0
FixedInterchange | 0 | 0 | 0 | 0 | 0 | 0
Retirements of Capacity by Reporting Type: HQ_IESO
ReportingType | 2015 | 2020 | 2025 | 2030 | 2035 | 2040
BM | 0 | 0 | 0 | 0 | 0 | 0
CC | 0 | 0 | 0 | 0 | 0 | 0
CSP | 0 | 0 | 0 | 0 | 0 | 0
CT | 0 | 0 | 0 | 0 | 0 | 0
Coal | 0 | 0 | 0 | 0 | 0 | 0
Geo | 0 | 0 | 0 | 0 | 0 | 0
H | 0 | 0 | 0 | 0 | 0 | 0
LFG | 0 | 0 | 0 | 0 | 0 | 0
Nuc | 0 | 0 | 0 | 0 | 0 | 0
PS | 0 | 0 | 0 | 0 | 0 | 0
PV | 0 | 0 | 0 | 0 | 0 | 0
PeakG | 0 | 0 | 0 | 0 | 0 | 0
PeakO | 0 | 0 | 0 | 0 | 0 | 0
ST | 0 | 0 | 0 | 0 | 0 | 0
STOG | 0 | 0 | 0 | 0 | 0 | 0
STWD | 0 | 0 | 0 | 0 | 0 | 0
WT | 0 | 0 | 0 | 0 | 0 | 0
IGCC | 0 | 0 | 0 | 0 | 0 | 0
DemandResponse | 0 | 0 | 0 | 0 | 0 | 0
IGCC-CCS | 0 | 0 | 0 | 0 | 0 | 0
WT_off | 0 | 0 | 0 | 0 | 0 | 0
PseudoUnit | 0 | 0 | 0 | 0 | 0 | 0
FixedInterchange | 0 | 0 | 0 | 0 | 0 | 0
Retirements of Capacity by Reporting Type: HQ_NEISO
ReportingType | 2015 | 2020 | 2025 | 2030 | 2035 | 2040
BM | 0 | 0 | 0 | 0 | 0 | 0
CC | 0 | 0 | 0 | 0 | 0 | 0
CSP | 0 | 0 | 0 | 0 | 0 | 0
CT | 0 | 0 | 0 | 0 | 0 | 0
Coal | 0 | 0 | 0 | 0 | 0 | 0
Geo | 0 | 0 | 0 | 0 | 0 | 0
H | 0 | 0 | 0 | 0 | 0 | 0
LFG | 0 | 0 | 0 | 0 | 0 | 0
Nuc | 0 | 0 | 0 | 0 | 0 | 0
PS | 0 | 0 | 0 | 0 | 0 | 0
PV | 0 | 0 | 0 | 0 | 0 | 0
PeakG | 0 | 0 | 0 | 0 | 0 | 0
PeakO | 0 | 0 | 0 | 0 | 0 | 0
ST | 0 | 0 | 0 | 0 | 0 | 0
STOG | 0 | 0 | 0 | 0 | 0 | 0
STWD | 0 | 0 | 0 | 0 | 0 | 0
WT | 0 | 0 | 0 | 0 | 0 | 0
IGCC | 0 | 0 | 0 | 0 | 0 | 0
DemandResponse | 0 | 0 | 0 | 0 | 0 | 0
IGCC-CCS | 0 | 0 | 0 | 0 | 0 | 0
WT_off | 0 | 0 | 0 | 0 | 0 | 0
PseudoUnit | 0 | 0 | 0 | 0 | 0 | 0
FixedInterchange | 0 | 0 | 0 | 0 | 0 | 0
Retirements of Capacity by Reporting Type: HQ_NY
ReportingType | 2015 | 2020 | 2025 | 2030 | 2035 | 2040
BM | 0 | 0 | 0 | 0 | 0 | 0
CC | 0 | 0 | 0 | 0 | 0 | 0
CSP | 0 | 0 | 0 | 0 | 0 | 0
CT | 0 | 0 | 0 | 0 | 0 | 0
Coal | 0 | 0 | 0 | 0 | 0 | 0
Geo | 0 | 0 | 0 | 0 | 0 | 0
H | 0 | 0 | 0 | 0 | 0 | 0
LFG | 0 | 0 | 0 | 0 | 0 | 0
Nuc | 0 | 0 | 0 | 0 | 0 | 0
PS | 0 | 0 | 0 | 0 | 0 | 0
PV | 0 | 0 | 0 | 0 | 0 | 0
PeakG | 0 | 0 | 0 | 0 | 0 | 0
PeakO | 0 | 0 | 0 | 0 | 0 | 0
ST | 0 | 0 | 0 | 0 | 0 | 0
STOG | 0 | 0 | 0 | 0 | 0 | 0
STWD | 0 | 0 | 0 | 0 | 0 | 0
WT | 0 | 0 | 0 | 0 | 0 | 0
IGCC | 0 | 0 | 0 | 0 | 0 | 0
DemandResponse | 0 | 0 | 0 | 0 | 0 | 0
IGCC-CCS | 0 | 0 | 0 | 0 | 0 | 0
WT_off | 0 | 0 | 0 | 0 | 0 | 0
PseudoUnit | 0 | 0 | 0 | 0 | 0 | 0
FixedInterchange | 0 | 0 | 0 | 0 | 0 | 0
Retirements of Capacity by Reporting Type: MARITIMES
ReportingType | 2015 | 2020 | 2025 | 2030 | 2035 | 2040
BM | 0 | 0 | 0 | 0 | 0 | 0
CC | 0 | 0 | 0 | 0 | 0 | 0
CSP | 0 | 0 | 0 | 0 | 0 | 0
CT | 0 | 0 | 0 | 0 | 0 | 0
Coal | 0 | 0 | 0 | 0 | 0 | 0
Geo | 0 | 0 | 0 | 0 | 0 | 0
H | 0 | 0 | 0 | 0 | 0 | 0
LFG | 0 | 0 | 0 | 0 | 0 | 0
Nuc | 0 | 0 | 0 | 0 | 0 | 0
PS | 0 | 0 | 0 | 0 | 0 | 0
PV | 0 | 0 | 0 | 0 | 0 | 0
PeakG | 0 | 0 | 0 | 0 | 0 | 0
PeakO | 0 | 0 | 0 | 0 | 0 | 0
ST | 0 | 0 | 0 | 0 | 0 | 0
STOG | 0 | 0 | 0 | 0 | 0 | 0
STWD | 0 | 0 | 0 | 0 | 0 | 0
WT | 0 | 0 | 0 | 0 | 0 | 0
IGCC | 0 | 0 | 0 | 0 | 0 | 0
DemandResponse | 0 | 0 | 0 | 0 | 0 | 0
IGCC-CCS | 0 | 0 | 0 | 0 | 0 | 0
WT_off | 0 | 0 | 0 | 0 | 0 | 0
PseudoUnit | 0 | 0 | 0 | 0 | 0 | 0
FixedInterchange | 0 | 0 | 0 | 0 | 0 | 0
Retirements of Capacity by Reporting Type: All
ReportingType | 2015 | 2020 | 2025 | 2030 | 2035 | 2040
BM | 0 | 0 | 0 | 0 | 0 | 0
CC | 9985.61 | 3026.92 | 4065.14 | 3948.23 | 74148.46 | 71222.09
CSP | 475 | 0 | 0 | 0 | 0 | 0
CT | 0 | 0 | 0 | 37.66 | 4785.02 | 1015.24
Coal | 177079.8 | 78322.21 | 28858.91 | 7023.45 | 6236.14 | 0
Geo | 4.8 | 0 | 0 | 0 | 0 | 0
H | 0 | 0 | 0 | 0 | 0 | 0
LFG | 0 | 0 | 0 | 0 | 0 | 0
Nuc | 0 | 614.5 | 0 | 1488.2 | 26575.7 | 19706
PS | 0 | 0 | 0 | 0 | 0 | 0
PV | 0 | 0 | 0 | 0 | 1081.25 | 0
PeakG | 5340.59 | 0 | 2335.93 | 2434.08 | 9991.55 | 1833.15
PeakO | 4782.97 | 0 | 178 | 267.89 | 2230.73 | 3052.11
ST | 0 | 0 | 0 | 0 | 0 | 0
STOG | 62001.72 | 0 | 12714.22 | 2379.76 | 12699.27 | 6130.41
STWD | 0 | 0 | 0 | 0 | 0 | 0
WT | 126.2 | 0 | 0 | 0 | 302.4 | 0
IGCC | 0 | 0 | 0 | 0 | 0 | 0
DemandResponse | 0 | 0 | 0 | 0 | 0 | 0
IGCC-CCS | 0 | 0 | 0 | 0 | 0 | 0
WT_off | 0 | 0 | 0 | 0 | 0 | 0
PseudoUnit | 0 | 0 | 0 | 0 | 0 | 0
FixedInterchange | 0 | 0 | 0 | 0 | 0 | 0
Retirements of Capacity by Reporting Type: EI_US
ReportingType | 2015 | 2020 | 2025 | 2030 | 2035 | 2040
BM | 0 | 0 | 0 | 0 | 0 | 0
CC | 1269.61 | 3026.92 | 3334.14 | 1616.07 | 47925.56 | 63745.37
CSP | 0 | 0 | 0 | 0 | 0 | 0
CT | 0 | 0 | 0 | 37.66 | 2714.93 | 1015.24
Coal | 144067.37 | 71263.88 | 16453.02 | 1311.61 | 4027.74 | 0
Geo | 0 | 0 | 0 | 0 | 0 | 0
H | 0 | 0 | 0 | 0 | 0 | 0
LFG | 0 | 0 | 0 | 0 | 0 | 0
Nuc | 0 | 614.5 | 0 | 1488.2 | 25545.7 | 18166
PS | 0 | 0 | 0 | 0 | 0 | 0
PV | 0 | 0 | 0 | 0 | 0 | 0
PeakG | 478.5 | 0 | 1776.93 | 2434.08 | 9991.55 | 1833.15
PeakO | 4016.97 | 0 | 174 | 267.89 | 2230.73 | 3052.11
ST | 0 | 0 | 0 | 0 | 0 | 0
STOG | 44189.03 | 0 | 8204.36 | 1548.74 | 5156.29 | 6130.41
STWD | 0 | 0 | 0 | 0 | 0 | 0
WT | 0 | 0 | 0 | 0 | 0 | 0
IGCC | 0 | 0 | 0 | 0 | 0 | 0
DemandResponse | 0 | 0 | 0 | 0 | 0 | 0
IGCC-CCS | 0 | 0 | 0 | 0 | 0 | 0
WT_off | 0 | 0 | 0 | 0 | 0 | 0
PseudoUnit | 0 | 0 | 0 | 0 | 0 | 0
FixedInterchange | 0 | 0 | 0 | 0 | 0 | 0
Retirements of Capacity by Reporting Type: EI_Canada
ReportingType | 2015 | 2020 | 2025 | 2030 | 2035 | 2040
BM | 0 | 0 | 0 | 0 | 0 | 0
CC | 5943 | 0 | 731 | 0 | 0 | 281.76
CSP | 0 | 0 | 0 | 0 | 0 | 0
CT | 0 | 0 | 0 | 0 | 368 | 0
Coal | 7492.84 | 560.33 | 108.73 | 0 | 0 | 0
Geo | 0 | 0 | 0 | 0 | 0 | 0
H | 0 | 0 | 0 | 0 | 0 | 0
LFG | 0 | 0 | 0 | 0 | 0 | 0
Nuc | 0 | 0 | 0 | 0 | 1030 | 1540
PS | 0 | 0 | 0 | 0 | 0 | 0
PV | 0 | 0 | 0 | 0 | 1067.26 | 0
PeakG | 584 | 0 | 559 | 0 | 0 | 0
PeakO | 175 | 0 | 4 | 0 | 0 | 0
ST | 0 | 0 | 0 | 0 | 0 | 0
STOG | 2126 | 0 | 126 | 0 | 0 | 0
STWD | 0 | 0 | 0 | 0 | 0 | 0
WT | 0 | 0 | 0 | 0 | 302.4 | 0
IGCC | 0 | 0 | 0 | 0 | 0 | 0
DemandResponse | 0 | 0 | 0 | 0 | 0 | 0
IGCC-CCS | 0 | 0 | 0 | 0 | 0 | 0
WT_off | 0 | 0 | 0 | 0 | 0 | 0
PseudoUnit | 0 | 0 | 0 | 0 | 0 | 0
FixedInterchange | 0 | 0 | 0 | 0 | 0 | 0
Retirements of Capacity by Reporting Type: EI
ReportingType | 2015 | 2020 | 2025 | 2030 | 2035 | 2040
BM | 0 | 0 | 0 | 0 | 0 | 0
CC | 7212.61 | 3026.92 | 4065.14 | 1616.07 | 47925.56 | 64027.12
CSP | 0 | 0 | 0 | 0 | 0 | 0
CT | 0 | 0 | 0 | 37.66 | 3082.92 | 1015.24
Coal | 151560.21 | 71824.21 | 16561.75 | 1311.61 | 4027.74 | 0
Geo | 0 | 0 | 0 | 0 | 0 | 0
H | 0 | 0 | 0 | 0 | 0 | 0
LFG | 0 | 0 | 0 | 0 | 0 | 0
Nuc | 0 | 614.5 | 0 | 1488.2 | 26575.7 | 19706
PS | 0 | 0 | 0 | 0 | 0 | 0
PV | 0 | 0 | 0 | 0 | 1067.26 | 0
PeakG | 1062.5 | 0 | 2335.93 | 2434.08 | 9991.55 | 1833.15
PeakO | 4191.97 | 0 | 178 | 267.89 | 2230.73 | 3052.11
ST | 0 | 0 | 0 | 0 | 0 | 0
STOG | 46315.03 | 0 | 8330.36 | 1548.74 | 5156.29 | 6130.41
STWD | 0 | 0 | 0 | 0 | 0 | 0
WT | 0 | 0 | 0 | 0 | 302.4 | 0
IGCC | 0 | 0 | 0 | 0 | 0 | 0
DemandResponse | 0 | 0 | 0 | 0 | 0 | 0
IGCC-CCS | 0 | 0 | 0 | 0 | 0 | 0
WT_off | 0 | 0 | 0 | 0 | 0 | 0
PseudoUnit | 0 | 0 | 0 | 0 | 0 | 0
FixedInterchange | 0 | 0 | 0 | 0 | 0 | 0
Retirements of Capacity by Reporting Type: Outside_EI
ReportingType | 2015 | 2020 | 2025 | 2030 | 2035 | 2040
BM | 0 | 0 | 0 | 0 | 0 | 0
CC | 2773 | 0 | 0 | 2332.16 | 26222.89 | 7194.97
CSP | 475 | 0 | 0 | 0 | 0 | 0
CT | 0 | 0 | 0 | 0 | 1702.1 | 0
Coal | 25519.59 | 6498 | 12297.16 | 5711.84 | 2208.41 | 0
Geo | 4.8 | 0 | 0 | 0 | 0 | 0
H | 0 | 0 | 0 | 0 | 0 | 0
LFG | 0 | 0 | 0 | 0 | 0 | 0
Nuc | 0 | 0 | 0 | 0 | 0 | 0
PS | 0 | 0 | 0 | 0 | 0 | 0
PV | 0 | 0 | 0 | 0 | 13.99 | 0
PeakG | 4278.09 | 0 | 0 | 0 | 0 | 0
PeakO | 591 | 0 | 0 | 0 | 0 | 0
ST | 0 | 0 | 0 | 0 | 0 | 0
STOG | 15686.7 | 0 | 4383.86 | 831.02 | 7542.98 | 0
STWD | 0 | 0 | 0 | 0 | 0 | 0
WT | 126.2 | 0 | 0 | 0 | 0 | 0
IGCC | 0 | 0 | 0 | 0 | 0 | 0
DemandResponse | 0 | 0 | 0 | 0 | 0 | 0
IGCC-CCS | 0 | 0 | 0 | 0 | 0 | 0
WT_off | 0 | 0 | 0 | 0 | 0 | 0
PseudoUnit | 0 | 0 | 0 | 0 | 0 | 0
FixedInterchange | 0 | 0 | 0 | 0 | 0 | 0
#4 | Cumulative Retirements of Capacity (MW)
Cumulative Retirements of Capacity by Reporting Type: Entergy
ReportingType | 2015 | 2020 | 2025 | 2030 | 2035 | 2040
BM | 0 | 0 | 0 | 0 | 0 | 0
CC | 0 | 0 | 168.89 | 209 | 8112.99 | 14282.98
CSP | 0 | 0 | 0 | 0 | 0 | 0
CT | 0 | 0 | 0 | 0 | 0 | 0
Coal | 1013.95 | 8308.9 | 8308.9 | 8308.9 | 8308.9 | 8308.9
Geo | 0 | 0 | 0 | 0 | 0 | 0
H | 0 | 0 | 0 | 0 | 0 | 0
LFG | 0 | 0 | 0 | 0 | 0 | 0
Nuc | 0 | 0 | 0 | 0 | 842 | 1839
PS | 0 | 0 | 0 | 0 | 0 | 0
PV | 0 | 0 | 0 | 0 | 0 | 0
PeakG | 0 | 0 | 0 | 2150.31 | 2787 | 2787
PeakO | 0 | 0 | 174 | 174 | 174 | 174
ST | 0 | 0 | 0 | 0 | 0 | 0
STOG | 13385.39 | 13385.39 | 14865 | 14865 | 14865 | 14865
STWD | 0 | 0 | 0 | 0 | 0 | 0
WT | 0 | 0 | 0 | 0 | 0 | 0
IGCC | 0 | 0 | 0 | 0 | 0 | 0
DemandResponse | 0 | 0 | 0 | 0 | 0 | 0
IGCC-CCS | 0 | 0 | 0 | 0 | 0 | 0
WT_off | 0 | 0 | 0 | 0 | 0 | 0
PseudoUnit | 0 | 0 | 0 | 0 | 0 | 0
FixedInterchange | 0 | 0 | 0 | 0 | 0 | 0
Cumulative Retirements of Capacity by Reporting Type: FRCC
ReportingType | 2015 | 2020 | 2025 | 2030 | 2035 | 2040
BM | 0 | 0 | 0 | 0 | 0 | 0
CC | 0 | 0 | 0 | 0 | 19812.29 | 19989.17
CSP | 0 | 0 | 0 | 0 | 0 | 0
CT | 0 | 0 | 0 | 0 | 2480 | 2480
Coal | 6770.15 | 7874.15 | 7874.15 | 7874.15 | 7874.15 | 7874.15
Geo | 0 | 0 | 0 | 0 | 0 | 0
H | 0 | 0 | 0 | 0 | 0 | 0
LFG | 0 | 0 | 0 | 0 | 0 | 0
Nuc | 0 | 0 | 0 | 0 | 1615.33 | 3292.33
PS | 0 | 0 | 0 | 0 | 0 | 0
PV | 0 | 0 | 0 | 0 | 0 | 0
PeakG | 0 | 0 | 0 | 0 | 0 | 0
PeakO | 1403.27 | 1403.27 | 1403.27 | 1403.27 | 2283 | 2283
ST | 0 | 0 | 0 | 0 | 0 | 0
STOG | 9833 | 9833 | 9833 | 9833 | 9833 | 9833
STWD | 0 | 0 | 0 | 0 | 0 | 0
WT | 0 | 0 | 0 | 0 | 0 | 0
IGCC | 0 | 0 | 0 | 0 | 0 | 0
DemandResponse | 0 | 0 | 0 | 0 | 0 | 0
IGCC-CCS | 0 | 0 | 0 | 0 | 0 | 0
WT_off | 0 | 0 | 0 | 0 | 0 | 0
PseudoUnit | 0 | 0 | 0 | 0 | 0 | 0
FixedInterchange | 0 | 0 | 0 | 0 | 0 | 0
Cumulative Retirements of Capacity by Reporting Type: MAPP_US
ReportingType | 2015 | 2020 | 2025 | 2030 | 2035 | 2040
BM | 0 | 0 | 0 | 0 | 0 | 0
CC | 0 | 0 | 0 | 0 | 0 | 0
CSP | 0 | 0 | 0 | 0 | 0 | 0
CT | 0 | 0 | 0 | 0 | 0 | 0
Coal | 1891.09 | 2809.1 | 3546.5 | 3546.5 | 3546.5 | 3546.5
Geo | 0 | 0 | 0 | 0 | 0 | 0
H | 0 | 0 | 0 | 0 | 0 | 0
LFG | 0 | 0 | 0 | 0 | 0 | 0
Nuc | 0 | 0 | 0 | 0 | 0 | 0
PS | 0 | 0 | 0 | 0 | 0 | 0
PV | 0 | 0 | 0 | 0 | 0 | 0
PeakG | 0 | 0 | 0 | 0 | 0 | 0
PeakO | 0 | 0 | 0 | 0 | 0 | 0
ST | 0 | 0 | 0 | 0 | 0 | 0
STOG | 36 | 36 | 36 | 36 | 36 | 36
STWD | 0 | 0 | 0 | 0 | 0 | 0
WT | 0 | 0 | 0 | 0 | 0 | 0
IGCC | 0 | 0 | 0 | 0 | 0 | 0
DemandResponse | 0 | 0 | 0 | 0 | 0 | 0
IGCC-CCS | 0 | 0 | 0 | 0 | 0 | 0
WT_off | 0 | 0 | 0 | 0 | 0 | 0
PseudoUnit | 0 | 0 | 0 | 0 | 0 | 0
FixedInterchange | 0 | 0 | 0 | 0 | 0 | 0
Cumulative Retirements of Capacity by Reporting Type: MISO_IN
ReportingType | 2015 | 2020 | 2025 | 2030 | 2035 | 2040
BM | 0 | 0 | 0 | 0 | 0 | 0
CC | 0 | 0 | 0 | 0 | 0 | 3221.72
CSP | 0 | 0 | 0 | 0 | 0 | 0
CT | 0 | 0 | 0 | 0 | 0 | 0
Coal | 6932.7 | 9985.7 | 9985.7 | 9985.7 | 9985.7 | 9985.7
Geo | 0 | 0 | 0 | 0 | 0 | 0
H | 0 | 0 | 0 | 0 | 0 | 0
LFG | 0 | 0 | 0 | 0 | 0 | 0
Nuc | 0 | 0 | 0 | 0 | 0 | 0
PS | 0 | 0 | 0 | 0 | 0 | 0
PV | 0 | 0 | 0 | 0 | 0 | 0
PeakG | 0 | 0 | 0 | 0 | 0 | 0
PeakO | 0 | 0 | 0 | 0 | 0 | 0
ST | 0 | 0 | 0 | 0 | 0 | 0
STOG | 0 | 0 | 0 | 0 | 0 | 279
STWD | 0 | 0 | 0 | 0 | 0 | 0
WT | 0 | 0 | 0 | 0 | 0 | 0
IGCC | 0 | 0 | 0 | 0 | 0 | 0
DemandResponse | 0 | 0 | 0 | 0 | 0 | 0
IGCC-CCS | 0 | 0 | 0 | 0 | 0 | 0
WT_off | 0 | 0 | 0 | 0 | 0 | 0
PseudoUnit | 0 | 0 | 0 | 0 | 0 | 0
FixedInterchange | 0 | 0 | 0 | 0 | 0 | 0
Cumulative Retirements of Capacity by Reporting Type: MISO_MI
ReportingType | 2015 | 2020 | 2025 | 2030 | 2035 | 2040
BM | 0 | 0 | 0 | 0 | 0 | 0
CC | 0 | 0 | 0 | 0 | 0 | 2514.32
CSP | 0 | 0 | 0 | 0 | 0 | 0
CT | 0 | 0 | 0 | 0 | 0 | 0
Coal | 6340 | 10792 | 10792 | 10792 | 10792 | 10792
Geo | 0 | 0 | 0 | 0 | 0 | 0
H | 0 | 0 | 0 | 0 | 0 | 0
LFG | 0 | 0 | 0 | 0 | 0 | 0
Nuc | 0 | 0 | 0 | 0 | 778 | 778
PS | 0 | 0 | 0 | 0 | 0 | 0
PV | 0 | 0 | 0 | 0 | 0 | 0
PeakG | 0 | 0 | 0 | 0 | 0 | 0
PeakO | 0 | 0 | 0 | 0 | 0 | 0
ST | 0 | 0 | 0 | 0 | 0 | 0
STOG | 0 | 0 | 0 | 0 | 0 | 2852
STWD | 0 | 0 | 0 | 0 | 0 | 0
WT | 0 | 0 | 0 | 0 | 0 | 0
IGCC | 0 | 0 | 0 | 0 | 0 | 0
DemandResponse | 0 | 0 | 0 | 0 | 0 | 0
IGCC-CCS | 0 | 0 | 0 | 0 | 0 | 0
WT_off | 0 | 0 | 0 | 0 | 0 | 0
PseudoUnit | 0 | 0 | 0 | 0 | 0 | 0
FixedInterchange | 0 | 0 | 0 | 0 | 0 | 0
Cumulative Retirements of Capacity by Reporting Type: MISO_MO-IL
ReportingType | 2015 | 2020 | 2025 | 2030 | 2035 | 2040
BM | 0 | 0 | 0 | 0 | 0 | 0
CC | 0 | 0 | 0 | 0 | 0 | 0
CSP | 0 | 0 | 0 | 0 | 0 | 0
CT | 0 | 0 | 0 | 0 | 0 | 0
Coal | 4837.14 | 12967.7 | 12967.7 | 12967.7 | 12967.7 | 12967.7
Geo | 0 | 0 | 0 | 0 | 0 | 0
H | 0 | 0 | 0 | 0 | 0 | 0
LFG | 0 | 0 | 0 | 0 | 0 | 0
Nuc | 0 | 0 | 0 | 0 | 0 | 0
PS | 0 | 0 | 0 | 0 | 0 | 0
PV | 0 | 0 | 0 | 0 | 0 | 0
PeakG | 0 | 0 | 0 | 0 | 0 | 0
PeakO | 0 | 0 | 0 | 0 | 0 | 0
ST | 0 | 0 | 0 | 0 | 0 | 0
STOG | 0 | 0 | 0 | 0 | 0 | 592
STWD | 0 | 0 | 0 | 0 | 0 | 0
WT | 0 | 0 | 0 | 0 | 0 | 0
IGCC | 0 | 0 | 0 | 0 | 0 | 0
DemandResponse | 0 | 0 | 0 | 0 | 0 | 0
IGCC-CCS | 0 | 0 | 0 | 0 | 0 | 0
WT_off | 0 | 0 | 0 | 0 | 0 | 0
PseudoUnit | 0 | 0 | 0 | 0 | 0 | 0
FixedInterchange | 0 | 0 | 0 | 0 | 0 | 0
Cumulative Retirements of Capacity by Reporting Type: MISO_W
ReportingType | 2015 | 2020 | 2025 | 2030 | 2035 | 2040
BM | 0 | 0 | 0 | 0 | 0 | 0
CC | 0 | 0 | 0 | 0 | 0 | 11
CSP | 0 | 0 | 0 | 0 | 0 | 0
CT | 0 | 0 | 0 | 0 | 0 | 0
Coal | 4076.19 | 9540.82 | 10835.19 | 10835.19 | 13134.59 | 13134.59
Geo | 0 | 0 | 0 | 0 | 0 | 0
H | 0 | 0 | 0 | 0 | 0 | 0
LFG | 0 | 0 | 0 | 0 | 0 | 0
Nuc | 0 | 0 | 0 | 0 | 2361.23 | 2361.23
PS | 0 | 0 | 0 | 0 | 0 | 0
PV | 0 | 0 | 0 | 0 | 0 | 0
PeakG | 0 | 0 | 0 | 0 | 0 | 0
PeakO | 0 | 0 | 0 | 0 | 0 | 0
ST | 0 | 0 | 0 | 0 | 0 | 0
STOG | 0 | 0 | 0 | 0 | 0 | 172
STWD | 0 | 0 | 0 | 0 | 0 | 0
WT | 0 | 0 | 0 | 0 | 0 | 0
IGCC | 0 | 0 | 0 | 0 | 0 | 0
DemandResponse | 0 | 0 | 0 | 0 | 0 | 0
IGCC-CCS | 0 | 0 | 0 | 0 | 0 | 0
WT_off | 0 | 0 | 0 | 0 | 0 | 0
PseudoUnit | 0 | 0 | 0 | 0 | 0 | 0
FixedInterchange | 0 | 0 | 0 | 0 | 0 | 0
Cumulative Retirements of Capacity by Reporting Type: MISO_WUMS
ReportingType | 2015 | 2020 | 2025 | 2030 | 2035 | 2040
BM | 0 | 0 | 0 | 0 | 0 | 0
CC | 0 | 0 | 0 | 0 | 0 | 5540.64
CSP | 0 | 0 | 0 | 0 | 0 | 0
CT | 0 | 0 | 0 | 0 | 0 | 0
Coal | 4191.1 | 6393.2 | 6393.2 | 6393.2 | 6393.2 | 6393.2
Geo | 0 | 0 | 0 | 0 | 0 | 0
H | 0 | 0 | 0 | 0 | 0 | 0
LFG | 0 | 0 | 0 | 0 | 0 | 0
Nuc | 0 | 0 | 0 | 0 | 1816.9 | 1816.9
PS | 0 | 0 | 0 | 0 | 0 | 0
PV | 0 | 0 | 0 | 0 | 0 | 0
PeakG | 0 | 0 | 0 | 0 | 0 | 0
PeakO | 0 | 0 | 0 | 0 | 0 | 0
ST | 0 | 0 | 0 | 0 | 0 | 0
STOG | 59.5 | 59.5 | 59.5 | 59.5 | 59.5 | 360
STWD | 0 | 0 | 0 | 0 | 0 | 0
WT | 0 | 0 | 0 | 0 | 0 | 0
IGCC | 0 | 0 | 0 | 0 | 0 | 0
DemandResponse | 0 | 0 | 0 | 0 | 0 | 0
IGCC-CCS | 0 | 0 | 0 | 0 | 0 | 0
WT_off | 0 | 0 | 0 | 0 | 0 | 0
PseudoUnit | 0 | 0 | 0 | 0 | 0 | 0
FixedInterchange | 0 | 0 | 0 | 0 | 0 | 0
Cumulative Retirements of Capacity by Reporting Type: Nebraska
ReportingType | 2015 | 2020 | 2025 | 2030 | 2035 | 2040
BM | 0 | 0 | 0 | 0 | 0 | 0
CC | 0 | 0 | 0 | 0 | 0 | 0
CSP | 0 | 0 | 0 | 0 | 0 | 0
CT | 0 | 0 | 0 | 0 | 0 | 0
Coal | 0 | 3195.8 | 3195.8 | 3195.8 | 3195.8 | 3195.8
Geo | 0 | 0 | 0 | 0 | 0 | 0
H | 0 | 0 | 0 | 0 | 0 | 0
LFG | 0 | 0 | 0 | 0 | 0 | 0
Nuc | 0 | 0 | 0 | 0 | 1251.8 | 1251.8
PS | 0 | 0 | 0 | 0 | 0 | 0
PV | 0 | 0 | 0 | 0 | 0 | 0
PeakG | 0 | 0 | 0 | 0 | 0 | 0
PeakO | 0 | 0 | 0 | 0 | 0 | 0
ST | 0 | 0 | 0 | 0 | 0 | 0
STOG | 270 | 270 | 270 | 270 | 270 | 270
STWD | 0 | 0 | 0 | 0 | 0 | 0
WT | 0 | 0 | 0 | 0 | 0 | 0
IGCC | 0 | 0 | 0 | 0 | 0 | 0
DemandResponse | 0 | 0 | 0 | 0 | 0 | 0
IGCC-CCS | 0 | 0 | 0 | 0 | 0 | 0
WT_off | 0 | 0 | 0 | 0 | 0 | 0
PseudoUnit | 0 | 0 | 0 | 0 | 0 | 0
FixedInterchange | 0 | 0 | 0 | 0 | 0 | 0
Cumulative Retirements of Capacity by Reporting Type: NEISO
ReportingType | 2015 | 2020 | 2025 | 2030 | 2035 | 2040
BM | 0 | 0 | 0 | 0 | 0 | 0
CC | 1035.91 | 4062.83 | 5361.78 | 6937.73 | 6937.73 | 7327.59
CSP | 0 | 0 | 0 | 0 | 0 | 0
CT | 0 | 0 | 0 | 9.5 | 199.42 | 199.42
Coal | 2250.13 | 2570.13 | 2570.13 | 2570.13 | 2570.13 | 2570.13
Geo | 0 | 0 | 0 | 0 | 0 | 0
H | 0 | 0 | 0 | 0 | 0 | 0
LFG | 0 | 0 | 0 | 0 | 0 | 0
Nuc | 0 | 0 | 0 | 0 | 1289 | 2165.92
PS | 0 | 0 | 0 | 0 | 0 | 0
PV | 0 | 0 | 0 | 0 | 0 | 0
PeakG | 0 | 0 | 0 | 0 | 0 | 0
PeakO | 1183 | 1183 | 1183 | 1183 | 1183 | 1183
ST | 0 | 0 | 0 | 0 | 0 | 0
STOG | 6237 | 6237 | 6237 | 6237 | 6237 | 6237
STWD | 0 | 0 | 0 | 0 | 0 | 0
WT | 0 | 0 | 0 | 0 | 0 | 0
IGCC | 0 | 0 | 0 | 0 | 0 | 0
DemandResponse | 0 | 0 | 0 | 0 | 0 | 0
IGCC-CCS | 0 | 0 | 0 | 0 | 0 | 0
WT_off | 0 | 0 | 0 | 0 | 0 | 0
PseudoUnit | 0 | 0 | 0 | 0 | 0 | 0
FixedInterchange | 0 | 0 | 0 | 0 | 0 | 0
Cumulative Retirements of Capacity by Reporting Type: NonRTO_Midwest
ReportingType | 2015 | 2020 | 2025 | 2030 | 2035 | 2040
BM | 0 | 0 | 0 | 0 | 0 | 0
CC | 0 | 0 | 0 | 0 | 0 | 3030.65
CSP | 0 | 0 | 0 | 0 | 0 | 0
CT | 0 | 0 | 0 | 0 | 0 | 0
Coal | 4347.3 | 7277.43 | 8096.29 | 8642.29 | 8642.29 | 8642.29
Geo | 0 | 0 | 0 | 0 | 0 | 0
H | 0 | 0 | 0 | 0 | 0 | 0
LFG | 0 | 0 | 0 | 0 | 0 | 0
Nuc | 0 | 0 | 0 | 0 | 0 | 0
PS | 0 | 0 | 0 | 0 | 0 | 0
PV | 0 | 0 | 0 | 0 | 0 | 0
PeakG | 0 | 0 | 0 | 283.78 | 1511.94 | 3345.09
PeakO | 0 | 0 | 0 | 12 | 12 | 12
ST | 0 | 0 | 0 | 0 | 0 | 0
STOG | 0 | 0 | 0 | 0 | 0 | 0
STWD | 0 | 0 | 0 | 0 | 0 | 0
WT | 0 | 0 | 0 | 0 | 0 | 0
IGCC | 0 | 0 | 0 | 0 | 0 | 0
DemandResponse | 0 | 0 | 0 | 0 | 0 | 0
IGCC-CCS | 0 | 0 | 0 | 0 | 0 | 0
WT_off | 0 | 0 | 0 | 0 | 0 | 0
PseudoUnit | 0 | 0 | 0 | 0 | 0 | 0
FixedInterchange | 0 | 0 | 0 | 0 | 0 | 0
Cumulative Retirements of Capacity by Reporting Type: NYISO_A-F
ReportingType | 2015 | 2020 | 2025 | 2030 | 2035 | 2040
BM | 0 | 0 | 0 | 0 | 0 | 0
CC | 47.7 | 47.7 | 1914 | 1914 | 2748.52 | 3147.83
CSP | 0 | 0 | 0 | 0 | 0 | 0
CT | 0 | 0 | 0 | 0 | 0 | 0
Coal | 2251.9 | 2251.9 | 2251.9 | 2251.9 | 2251.9 | 2251.9
Geo | 0 | 0 | 0 | 0 | 0 | 0
H | 0 | 0 | 0 | 0 | 0 | 0
LFG | 0 | 0 | 0 | 0 | 0 | 0
Nuc | 0 | 0 | 0 | 621.2 | 1201.7 | 2053.9
PS | 0 | 0 | 0 | 0 | 0 | 0
PV | 0 | 0 | 0 | 0 | 0 | 0
PeakG | 0 | 0 | 0 | 0 | 0 | 0
PeakO | 0 | 0 | 0 | 0 | 0 | 0
ST | 0 | 0 | 0 | 0 | 0 | 0
STOG | 1701 | 1701 | 1701 | 1701 | 1701 | 1701
STWD | 0 | 0 | 0 | 0 | 0 | 0
WT | 0 | 0 | 0 | 0 | 0 | 0
IGCC | 0 | 0 | 0 | 0 | 0 | 0
DemandResponse | 0 | 0 | 0 | 0 | 0 | 0
IGCC-CCS | 0 | 0 | 0 | 0 | 0 | 0
WT_off | 0 | 0 | 0 | 0 | 0 | 0
PseudoUnit | 0 | 0 | 0 | 0 | 0 | 0
FixedInterchange | 0 | 0 | 0 | 0 | 0 | 0
Cumulative Retirements of Capacity by Reporting Type: NYISO_G-I
ReportingType | 2015 | 2020 | 2025 | 2030 | 2035 | 2040
BM | 0 | 0 | 0 | 0 | 0 | 0
CC | 0 | 0 | 0 | 0 | 0 | 0
CSP | 0 | 0 | 0 | 0 | 0 | 0
CT | 0 | 0 | 0 | 0 | 0 | 0
Coal | 368.2 | 368.2 | 368.2 | 368.2 | 368.2 | 368.2
Geo | 0 | 0 | 0 | 0 | 0 | 0
H | 0 | 0 | 0 | 0 | 0 | 0
LFG | 0 | 0 | 0 | 0 | 0 | 0
Nuc | 0 | 0 | 0 | 0 | 1019.6 | 2044.6
PS | 0 | 0 | 0 | 0 | 0 | 0
PV | 0 | 0 | 0 | 0 | 0 | 0
PeakG | 0 | 0 | 0 | 0 | 0 | 0
PeakO | 0 | 0 | 0 | 0 | 0 | 0
ST | 0 | 0 | 0 | 0 | 0 | 0
STOG | 2431 | 2431 | 2431 | 2431 | 2431 | 2431
STWD | 0 | 0 | 0 | 0 | 0 | 0
WT | 0 | 0 | 0 | 0 | 0 | 0
IGCC | 0 | 0 | 0 | 0 | 0 | 0
DemandResponse | 0 | 0 | 0 | 0 | 0 | 0
IGCC-CCS | 0 | 0 | 0 | 0 | 0 | 0
WT_off | 0 | 0 | 0 | 0 | 0 | 0
PseudoUnit | 0 | 0 | 0 | 0 | 0 | 0
FixedInterchange | 0 | 0 | 0 | 0 | 0 | 0
Cumulative Retirements of Capacity by Reporting Type: NYISO_J-K
ReportingType | 2015 | 2020 | 2025 | 2030 | 2035 | 2040
BM | 0 | 0 | 0 | 0 | 0 | 0
CC | 0 | 0 | 0 | 0 | 0 | 0
CSP | 0 | 0 | 0 | 0 | 0 | 0
CT | 0 | 0 | 0 | 0 | 0 | 0
Coal | 0 | 0 | 0 | 0 | 0 | 0
Geo | 0 | 0 | 0 | 0 | 0 | 0
H | 0 | 0 | 0 | 0 | 0 | 0
LFG | 0 | 0 | 0 | 0 | 0 | 0
Nuc | 0 | 0 | 0 | 0 | 0 | 0
PS | 0 | 0 | 0 | 0 | 0 | 0
PV | 0 | 0 | 0 | 0 | 0 | 0
PeakG | 0 | 0 | 0 | 0 | 0 | 0
PeakO | 0 | 0 | 0 | 0 | 0 | 0
ST | 0 | 0 | 0 | 0 | 0 | 0
STOG | 3451.84 | 3451.84 | 3451.84 | 3451.84 | 3451.84 | 3451.84
STWD | 0 | 0 | 0 | 0 | 0 | 0
WT | 0 | 0 | 0 | 0 | 0 | 0
IGCC | 0 | 0 | 0 | 0 | 0 | 0
DemandResponse | 0 | 0 | 0 | 0 | 0 | 0
IGCC-CCS | 0 | 0 | 0 | 0 | 0 | 0
WT_off | 0 | 0 | 0 | 0 | 0 | 0
PseudoUnit | 0 | 0 | 0 | 0 | 0 | 0
FixedInterchange | 0 | 0 | 0 | 0 | 0 | 0
Cumulative Retirements of Capacity by Reporting Type: PJM_E
ReportingType | 2015 | 2020 | 2025 | 2030 | 2035 | 2040
BM | 0 | 0 | 0 | 0 | 0 | 0
CC | 0 | 0 | 0 | 0 | 618.3 | 1141.3
CSP | 0 | 0 | 0 | 0 | 0 | 0
CT | 0 | 0 | 0 | 26.2 | 26.2 | 26.2
Coal | 2804 | 3372 | 3372 | 3372 | 3372 | 3372
Geo | 0 | 0 | 0 | 0 | 0 | 0
H | 0 | 0 | 0 | 0 | 0 | 0
LFG | 0 | 0 | 0 | 0 | 0 | 0
Nuc | 0 | 614.5 | 614.5 | 614.5 | 2838.5 | 4012.5
PS | 0 | 0 | 0 | 0 | 0 | 0
PV | 0 | 0 | 0 | 0 | 0 | 0
PeakG | 268.5 | 268.5 | 268.5 | 268.5 | 268.5 | 268.5
PeakO | 2.7 | 2.7 | 2.7 | 2.7 | 2.7 | 2.7
ST | 0 | 0 | 0 | 0 | 0 | 0
STOG | 629.5 | 629.5 | 3252 | 3252 | 3252 | 3252
STWD | 0 | 0 | 0 | 0 | 0 | 0
WT | 0 | 0 | 0 | 0 | 0 | 0
IGCC | 0 | 0 | 0 | 0 | 0 | 0
DemandResponse | 0 | 0 | 0 | 0 | 0 | 0
IGCC-CCS | 0 | 0 | 0 | 0 | 0 | 0
WT_off | 0 | 0 | 0 | 0 | 0 | 0
PseudoUnit | 0 | 0 | 0 | 0 | 0 | 0
FixedInterchange | 0 | 0 | 0 | 0 | 0 | 0
Cumulative Retirements of Capacity by Reporting Type: PJM_ROM
ReportingType | 2015 | 2020 | 2025 | 2030 | 2035 | 2040
BM | 0 | 0 | 0 | 0 | 0 | 0
CC | 0 | 0 | 0 | 0 | 0 | 2259.36
CSP | 0 | 0 | 0 | 0 | 0 | 0
CT | 0 | 0 | 0 | 0 | 16 | 16
Coal | 14248.51 | 15482.51 | 16003.51 | 16003.51 | 16003.51 | 16003.51
Geo | 0 | 0 | 0 | 0 | 0 | 0
H | 0 | 0 | 0 | 0 | 0 | 0
LFG | 0 | 0 | 0 | 0 | 0 | 0
Nuc | 0 | 0 | 0 | 0 | 1732 | 2631
PS | 0 | 0 | 0 | 0 | 0 | 0
PV | 0 | 0 | 0 | 0 | 0 | 0
PeakG | 0 | 0 | 0 | 0 | 0 | 0
PeakO | 270 | 270 | 270 | 397.55 | 397.55 | 1836
ST | 0 | 0 | 0 | 0 | 0 | 0
STOG | 580 | 580 | 3808.66 | 4109 | 4109 | 4109
STWD | 0 | 0 | 0 | 0 | 0 | 0
WT | 0 | 0 | 0 | 0 | 0 | 0
IGCC | 0 | 0 | 0 | 0 | 0 | 0
DemandResponse | 0 | 0 | 0 | 0 | 0 | 0
IGCC-CCS | 0 | 0 | 0 | 0 | 0 | 0
WT_off | 0 | 0 | 0 | 0 | 0 | 0
PseudoUnit | 0 | 0 | 0 | 0 | 0 | 0
FixedInterchange | 0 | 0 | 0 | 0 | 0 | 0
Cumulative Retirements of Capacity by Reporting Type: PJM_ROR
ReportingType | 2015 | 2020 | 2025 | 2030 | 2035 | 2040
BM | 0 | 0 | 0 | 0 | 0 | 0
CC | 0 | 0 | 0 | 0 | 174 | 19862
CSP | 0 | 0 | 0 | 0 | 0 | 0
CT | 0 | 0 | 0 | 0 | 29 | 29
Coal | 34753.02 | 45819.4 | 51555.53 | 51555.53 | 51555.53 | 51555.53
Geo | 0 | 0 | 0 | 0 | 0 | 0
H | 0 | 0 | 0 | 0 | 0 | 0
LFG | 0 | 0 | 0 | 0 | 0 | 0
Nuc | 0 | 0 | 0 | 867 | 5142 | 10025.16
PS | 0 | 0 | 0 | 0 | 0 | 0
PV | 0 | 0 | 0 | 0 | 0 | 0
PeakG | 0 | 0 | 0 | 0 | 0 | 0
PeakO | 19 | 19 | 19 | 147.34 | 147.34 | 1761
ST | 0 | 0 | 0 | 0 | 0 | 0
STOG | 0 | 0 | 873.59 | 2122 | 2122 | 2122
STWD | 0 | 0 | 0 | 0 | 0 | 0
WT | 0 | 0 | 0 | 0 | 0 | 0
IGCC | 0 | 0 | 0 | 0 | 0 | 0
DemandResponse | 0 | 0 | 0 | 0 | 0 | 0
IGCC-CCS | 0 | 0 | 0 | 0 | 0 | 0
WT_off | 0 | 0 | 0 | 0 | 0 | 0
PseudoUnit | 0 | 0 | 0 | 0 | 0 | 0
FixedInterchange | 0 | 0 | 0 | 0 | 0 | 0
Cumulative Retirements of Capacity by Reporting Type: SOCO
ReportingType | 2015 | 2020 | 2025 | 2030 | 2035 | 2040
BM | 0 | 0 | 0 | 0 | 0 | 0
CC | 186 | 186 | 186 | 186 | 11353.35 | 19216.29
CSP | 0 | 0 | 0 | 0 | 0 | 0
CT | 0 | 0 | 0 | 0 | 0 | 0
Coal | 17725.37 | 23374.07 | 23374.07 | 23374.07 | 23374.07 | 23374.07
Geo | 0 | 0 | 0 | 0 | 0 | 0
H | 0 | 0 | 0 | 0 | 0 | 0
LFG | 0 | 0 | 0 | 0 | 0 | 0
Nuc | 0 | 0 | 0 | 0 | 0 | 2645.05
PS | 0 | 0 | 0 | 0 | 0 | 0
PV | 0 | 0 | 0 | 0 | 0 | 0
PeakG | 210 | 210 | 1986.93 | 1986.93 | 8682.07 | 8682.07
PeakO | 1139 | 1139 | 1139 | 1139 | 1139 | 1139
ST | 0 | 0 | 0 | 0 | 0 | 0
STOG | 854 | 854 | 854 | 854 | 854 | 854
STWD | 0 | 0 | 0 | 0 | 0 | 0
WT | 0 | 0 | 0 | 0 | 0 | 0
IGCC | 0 | 0 | 0 | 0 | 0 | 0
DemandResponse | 0 | 0 | 0 | 0 | 0 | 0
IGCC-CCS | 0 | 0 | 0 | 0 | 0 | 0
WT_off | 0 | 0 | 0 | 0 | 0 | 0
PseudoUnit | 0 | 0 | 0 | 0 | 0 | 0
FixedInterchange | 0 | 0 | 0 | 0 | 0 | 0
Cumulative Retirements of Capacity by Reporting Type: SPP_N
ReportingType | 2015 | 2020 | 2025 | 2030 | 2035 | 2040
BM | 0 | 0 | 0 | 0 | 0 | 0
CC | 0 | 0 | 0 | 0 | 0 | 0
CSP | 0 | 0 | 0 | 0 | 0 | 0
CT | 0 | 0 | 0 | 0 | 0 | 0
Coal | 621 | 2744.16 | 4898.12 | 4898.12 | 5932.5 | 5932.5
Geo | 0 | 0 | 0 | 0 | 0 | 0
H | 0 | 0 | 0 | 0 | 0 | 0
LFG | 0 | 0 | 0 | 0 | 0 | 0
Nuc | 0 | 0 | 0 | 0 | 0 | 0
PS | 0 | 0 | 0 | 0 | 0 | 0
PV | 0 | 0 | 0 | 0 | 0 | 0
PeakG | 0 | 0 | 0 | 0 | 0 | 0
PeakO | 0 | 0 | 0 | 0 | 0 | 0
ST | 0 | 0 | 0 | 0 | 0 | 0
STOG | 866.77 | 866.77 | 866.77 | 866.77 | 1749 | 1749
STWD | 0 | 0 | 0 | 0 | 0 | 0
WT | 0 | 0 | 0 | 0 | 0 | 0
IGCC | 0 | 0 | 0 | 0 | 0 | 0
DemandResponse | 0 | 0 | 0 | 0 | 0 | 0
IGCC-CCS | 0 | 0 | 0 | 0 | 0 | 0
WT_off | 0 | 0 | 0 | 0 | 0 | 0
PseudoUnit | 0 | 0 | 0 | 0 | 0 | 0
FixedInterchange | 0 | 0 | 0 | 0 | 0 | 0
Cumulative Retirements of Capacity by Reporting Type: SPP_S
ReportingType | 2015 | 2020 | 2025 | 2030 | 2035 | 2040
BM | 0 | 0 | 0 | 0 | 0 | 0
CC | 0 | 0 | 0 | 0 | 0 | 0
CSP | 0 | 0 | 0 | 0 | 0 | 0
CT | 0 | 0 | 0 | 0 | 0 | 300
Coal | 3109.5 | 10693.93 | 13065.98 | 13065.98 | 13139.93 | 13139.93
Geo | 0 | 0 | 0 | 0 | 0 | 0
H | 0 | 0 | 0 | 0 | 0 | 0
LFG | 0 | 0 | 0 | 0 | 0 | 0
Nuc | 0 | 0 | 0 | 0 | 0 | 0
PS | 0 | 0 | 0 | 0 | 0 | 0
PV | 0 | 0 | 0 | 0 | 0 | 0
PeakG | 0 | 0 | 0 | 0 | 0 | 0
PeakO | 0 | 0 | 0 | 0 | 0 | 0
ST | 0 | 0 | 0 | 0 | 0 | 0
STOG | 3854.02 | 3854.02 | 3854.02 | 3854.02 | 8036.09 | 9970.99
STWD | 0 | 0 | 0 | 0 | 0 | 0
WT | 0 | 0 | 0 | 0 | 0 | 0
IGCC | 0 | 0 | 0 | 0 | 0 | 0
DemandResponse | 0 | 0 | 0 | 0 | 0 | 0
IGCC-CCS | 0 | 0 | 0 | 0 | 0 | 0
WT_off | 0 | 0 | 0 | 0 | 0 | 0
PseudoUnit | 0 | 0 | 0 | 0 | 0 | 0
FixedInterchange | 0 | 0 | 0 | 0 | 0 | 0
Cumulative Retirements of Capacity by Reporting Type: TVA
ReportingType | 2015 | 2020 | 2025 | 2030 | 2035 | 2040
BM | 0 | 0 | 0 | 0 | 0 | 0
CC | 0 | 0 | 0 | 0 | 3890.12 | 8206.76
CSP | 0 | 0 | 0 | 0 | 0 | 0
CT | 0 | 0 | 0 | 0 | 0 | 0
Coal | 10428.13 | 12532.13 | 14393.39 | 15159 | 15159 | 15159
Geo | 0 | 0 | 0 | 0 | 0 | 0
H | 0 | 0 | 0 | 0 | 0 | 0
LFG | 0 | 0 | 0 | 0 | 0 | 0
Nuc | 0 | 0 | 0 | 0 | 2512.33 | 3791
PS | 0 | 0 | 0 | 0 | 0 | 0
PV | 0 | 0 | 0 | 0 | 0 | 0
PeakG | 0 | 0 | 0 | 0 | 1149.4 | 1149.4
PeakO | 0 | 0 | 0 | 0 | 83 | 83
ST | 0 | 0 | 0 | 0 | 0 | 0
STOG | 0 | 0 | 0 | 0 | 0 | 0
STWD | 0 | 0 | 0 | 0 | 0 | 0
WT | 0 | 0 | 0 | 0 | 0 | 0
IGCC | 0 | 0 | 0 | 0 | 0 | 0
DemandResponse | 0 | 0 | 0 | 0 | 0 | 0
IGCC-CCS | 0 | 0 | 0 | 0 | 0 | 0
WT_off | 0 | 0 | 0 | 0 | 0 | 0
PseudoUnit | 0 | 0 | 0 | 0 | 0 | 0
FixedInterchange | 0 | 0 | 0 | 0 | 0 | 0
Cumulative Retirements of Capacity by Reporting Type: TVA_Transmission
ReportingType | 2015 | 2020 | 2025 | 2030 | 2035 | 2040
BM | 0 | 0 | 0 | 0 | 0 | 0
CC | 0 | 0 | 0 | 0 | 0 | 0
CSP | 0 | 0 | 0 | 0 | 0 | 0
CT | 0 | 0 | 0 | 0 | 0 | 0
Coal | 0 | 0 | 0 | 0 | 0 | 0
Geo | 0 | 0 | 0 | 0 | 0 | 0
H | 0 | 0 | 0 | 0 | 0 | 0
LFG | 0 | 0 | 0 | 0 | 0 | 0
Nuc | 0 | 0 | 0 | 0 | 0 | 0
PS | 0 | 0 | 0 | 0 | 0 | 0
PV | 0 | 0 | 0 | 0 | 0 | 0
PeakG | 0 | 0 | 0 | 0 | 0 | 0
PeakO | 0 | 0 | 0 | 0 | 0 | 0
ST | 0 | 0 | 0 | 0 | 0 | 0
STOG | 0 | 0 | 0 | 0 | 0 | 0
STWD | 0 | 0 | 0 | 0 | 0 | 0
WT | 0 | 0 | 0 | 0 | 0 | 0
IGCC | 0 | 0 | 0 | 0 | 0 | 0
DemandResponse | 0 | 0 | 0 | 0 | 0 | 0
IGCC-CCS | 0 | 0 | 0 | 0 | 0 | 0
WT_off | 0 | 0 | 0 | 0 | 0 | 0
PseudoUnit | 0 | 0 | 0 | 0 | 0 | 0
FixedInterchange | 0 | 0 | 0 | 0 | 0 | 0
Cumulative Retirements of Capacity by Reporting Type: VACAR
ReportingType | 2015 | 2020 | 2025 | 2030 | 2035 | 2040
BM | 0 | 0 | 0 | 0 | 0 | 0
CC | 0 | 0 | 0 | 0 | 3525 | 11166.05
CSP | 0 | 0 | 0 | 0 | 0 | 0
CT | 0 | 0 | 0 | 1.96 | 1.96 | 717.2
Coal | 15107.99 | 16978.03 | 17936 | 17936 | 18556 | 18556
Geo | 0 | 0 | 0 | 0 | 0 | 0
H | 0 | 0 | 0 | 0 | 0 | 0
LFG | 0 | 0 | 0 | 0 | 0 | 0
Nuc | 0 | 0 | 0 | 0 | 3248 | 5106
PS | 0 | 0 | 0 | 0 | 0 | 0
PV | 0 | 0 | 0 | 0 | 0 | 0
PeakG | 0 | 0 | 0 | 0 | 282.16 | 282.16
PeakO | 0 | 0 | 0 | 0 | 1268 | 1268
ST | 0 | 0 | 0 | 0 | 0 | 0
STOG | 0 | 0 | 0 | 0 | 92 | 92
STWD | 0 | 0 | 0 | 0 | 0 | 0
WT | 0 | 0 | 0 | 0 | 0 | 0
IGCC | 0 | 0 | 0 | 0 | 0 | 0
DemandResponse | 0 | 0 | 0 | 0 | 0 | 0
IGCC-CCS | 0 | 0 | 0 | 0 | 0 | 0
WT_off | 0 | 0 | 0 | 0 | 0 | 0
PseudoUnit | 0 | 0 | 0 | 0 | 0 | 0
FixedInterchange | 0 | 0 | 0 | 0 | 0 | 0
Cumulative Retirements of Capacity by Reporting Type: IESO
ReportingType | 2015 | 2020 | 2025 | 2030 | 2035 | 2040
BM | 0 | 0 | 0 | 0 | 0 | 0
CC | 5943 | 5943 | 5943 | 5943 | 5943 | 5943
CSP | 0 | 0 | 0 | 0 | 0 | 0
CT | 0 | 0 | 0 | 0 | 368 | 368
Coal | 6416 | 6416 | 6416 | 6416 | 6416 | 6416
Geo | 0 | 0 | 0 | 0 | 0 | 0
H | 0 | 0 | 0 | 0 | 0 | 0
LFG | 0 | 0 | 0 | 0 | 0 | 0
Nuc | 0 | 0 | 0 | 0 | 1030 | 2570
PS | 0 | 0 | 0 | 0 | 0 | 0
PV | 0 | 0 | 0 | 0 | 1067.26 | 1067.26
PeakG | 584 | 584 | 584 | 584 | 584 | 584
PeakO | 175 | 175 | 175 | 175 | 175 | 175
ST | 0 | 0 | 0 | 0 | 0 | 0
STOG | 2126 | 2126 | 2126 | 2126 | 2126 | 2126
STWD | 0 | 0 | 0 | 0 | 0 | 0
WT | 0 | 0 | 0 | 0 | 0 | 0
IGCC | 0 | 0 | 0 | 0 | 0 | 0
DemandResponse | 0 | 0 | 0 | 0 | 0 | 0
IGCC-CCS | 0 | 0 | 0 | 0 | 0 | 0
WT_off | 0 | 0 | 0 | 0 | 0 | 0
PseudoUnit | 0 | 0 | 0 | 0 | 0 | 0
FixedInterchange | 0 | 0 | 0 | 0 | 0 | 0
Cumulative Retirements of Capacity by Reporting Type: MAPP_CA
ReportingType | 2015 | 2020 | 2025 | 2030 | 2035 | 2040
BM | 0 | 0 | 0 | 0 | 0 | 0
CC | 0 | 0 | 731 | 731 | 731 | 1012.76
CSP | 0 | 0 | 0 | 0 | 0 | 0
CT | 0 | 0 | 0 | 0 | 0 | 0
Coal | 1076.84 | 1637.17 | 1745.9 | 1745.9 | 1745.9 | 1745.9
Geo | 0 | 0 | 0 | 0 | 0 | 0
H | 0 | 0 | 0 | 0 | 0 | 0
LFG | 0 | 0 | 0 | 0 | 0 | 0
Nuc | 0 | 0 | 0 | 0 | 0 | 0
PS | 0 | 0 | 0 | 0 | 0 | 0
PV | 0 | 0 | 0 | 0 | 0 | 0
PeakG | 0 | 0 | 559 | 559 | 559 | 559
PeakO | 0 | 0 | 4 | 4 | 4 | 4
ST | 0 | 0 | 0 | 0 | 0 | 0
STOG | 0 | 0 | 126 | 126 | 126 | 126
STWD | 0 | 0 | 0 | 0 | 0 | 0
WT | 0 | 0 | 0 | 0 | 302.4 | 302.4
IGCC | 0 | 0 | 0 | 0 | 0 | 0
DemandResponse | 0 | 0 | 0 | 0 | 0 | 0
IGCC-CCS | 0 | 0 | 0 | 0 | 0 | 0
WT_off | 0 | 0 | 0 | 0 | 0 | 0
PseudoUnit | 0 | 0 | 0 | 0 | 0 | 0
FixedInterchange | 0 | 0 | 0 | 0 | 0 | 0
Cumulative Retirements of Capacity by Reporting Type: AZ_NM_SNV_Coal
ReportingType | 2015 | 2020 | 2025 | 2030 | 2035 | 2040
BM | 0 | 0 | 0 | 0 | 0 | 0
CC | 0 | 0 | 0 | 0 | 0 | 0
CSP | 0 | 0 | 0 | 0 | 0 | 0
CT | 0 | 0 | 0 | 0 | 0 | 0
Coal | 2984.87 | 4239.18 | 7810.48 | 7810.48 | 9648 | 9648
Geo | 0 | 0 | 0 | 0 | 0 | 0
H | 0 | 0 | 0 | 0 | 0 | 0
LFG | 0 | 0 | 0 | 0 | 0 | 0
Nuc | 0 | 0 | 0 | 0 | 0 | 0
PS | 0 | 0 | 0 | 0 | 0 | 0
PV | 0 | 0 | 0 | 0 | 0 | 0
PeakG | 0 | 0 | 0 | 0 | 0 | 0
PeakO | 0 | 0 | 0 | 0 | 0 | 0
ST | 0 | 0 | 0 | 0 | 0 | 0
STOG | 0 | 0 | 0 | 0 | 0 | 0
STWD | 0 | 0 | 0 | 0 | 0 | 0
WT | 0 | 0 | 0 | 0 | 0 | 0
IGCC | 0 | 0 | 0 | 0 | 0 | 0
DemandResponse | 0 | 0 | 0 | 0 | 0 | 0
IGCC-CCS | 0 | 0 | 0 | 0 | 0 | 0
WT_off | 0 | 0 | 0 | 0 | 0 | 0
PseudoUnit | 0 | 0 | 0 | 0 | 0 | 0
FixedInterchange | 0 | 0 | 0 | 0 | 0 | 0
Cumulative Retirements of Capacity by Reporting Type: AZ_NM_SNV_Gas
ReportingType | 2015 | 2020 | 2025 | 2030 | 2035 | 2040
BM | 0 | 0 | 0 | 0 | 0 | 0
CC | 1095 | 1095 | 1095 | 1095 | 12566.61 | 13905.58
CSP | 0 | 0 | 0 | 0 | 0 | 0
CT | 0 | 0 | 0 | 0 | 736 | 736
Coal | 0 | 0 | 0 | 0 | 0 | 0
Geo | 0 | 0 | 0 | 0 | 0 | 0
H | 0 | 0 | 0 | 0 | 0 | 0
LFG | 0 | 0 | 0 | 0 | 0 | 0
Nuc | 0 | 0 | 0 | 0 | 0 | 0
PS | 0 | 0 | 0 | 0 | 0 | 0
PV | 0 | 0 | 0 | 0 | 0 | 0
PeakG | 0 | 0 | 0 | 0 | 0 | 0
PeakO | 0 | 0 | 0 | 0 | 0 | 0
ST | 0 | 0 | 0 | 0 | 0 | 0
STOG | 2064 | 2064 | 2064 | 2064 | 2064 | 2064
STWD | 0 | 0 | 0 | 0 | 0 | 0
WT | 0 | 0 | 0 | 0 | 0 | 0
IGCC | 0 | 0 | 0 | 0 | 0 | 0
DemandResponse | 0 | 0 | 0 | 0 | 0 | 0
IGCC-CCS | 0 | 0 | 0 | 0 | 0 | 0
WT_off | 0 | 0 | 0 | 0 | 0 | 0
PseudoUnit | 0 | 0 | 0 | 0 | 0 | 0
FixedInterchange | 0 | 0 | 0 | 0 | 0 | 0
Cumulative Retirements of Capacity by Reporting Type: AZ_NM_SNV_NucRenew
ReportingType | 2015 | 2020 | 2025 | 2030 | 2035 | 2040
BM | 0 | 0 | 0 | 0 | 0 | 0
CC | 0 | 0 | 0 | 0 | 0 | 0
CSP | 65 | 65 | 65 | 65 | 65 | 65
CT | 0 | 0 | 0 | 0 | 0 | 0
Coal | 0 | 0 | 0 | 0 | 0 | 0
Geo | 0 | 0 | 0 | 0 | 0 | 0
H | 0 | 0 | 0 | 0 | 0 | 0
LFG | 0 | 0 | 0 | 0 | 0 | 0
Nuc | 0 | 0 | 0 | 0 | 0 | 0
PS | 0 | 0 | 0 | 0 | 0 | 0
PV | 0 | 0 | 0 | 0 | 0 | 0
PeakG | 0 | 0 | 0 | 0 | 0 | 0
PeakO | 0 | 0 | 0 | 0 | 0 | 0
ST | 0 | 0 | 0 | 0 | 0 | 0
STOG | 0 | 0 | 0 | 0 | 0 | 0
STWD | 0 | 0 | 0 | 0 | 0 | 0
WT | 0 | 0 | 0 | 0 | 0 | 0
IGCC | 0 | 0 | 0 | 0 | 0 | 0
DemandResponse | 0 | 0 | 0 | 0 | 0 | 0
IGCC-CCS | 0 | 0 | 0 | 0 | 0 | 0
WT_off | 0 | 0 | 0 | 0 | 0 | 0
PseudoUnit | 0 | 0 | 0 | 0 | 0 | 0
FixedInterchange | 0 | 0 | 0 | 0 | 0 | 0
Cumulative Retirements of Capacity by Reporting Type: ERCOT
ReportingType | 2015 | 2020 | 2025 | 2030 | 2035 | 2040
BM | 0 | 0 | 0 | 0 | 0 | 0
CC | 0 | 0 | 0 | 0 | 7462.58 | 12467.07
CSP | 0 | 0 | 0 | 0 | 0 | 0
CT | 0 | 0 | 0 | 0 | 250 | 250
Coal | 13999.48 | 15501.87 | 16061.87 | 16061.87 | 16061.87 | 16061.87
Geo | 0 | 0 | 0 | 0 | 0 | 0
H | 0 | 0 | 0 | 0 | 0 | 0
LFG | 0 | 0 | 0 | 0 | 0 | 0
Nuc | 0 | 0 | 0 | 0 | 0 | 0
PS | 0 | 0 | 0 | 0 | 0 | 0
PV | 0 | 0 | 0 | 0 | 13.99 | 13.99
PeakG | 0 | 0 | 0 | 0 | 0 | 0
PeakO | 0 | 0 | 0 | 0 | 0 | 0
ST | 0 | 0 | 0 | 0 | 0 | 0
STOG | 6175.14 | 6175.14 | 10559 | 11390.02 | 18933 | 18933
STWD | 0 | 0 | 0 | 0 | 0 | 0
WT | 0 | 0 | 0 | 0 | 0 | 0
IGCC | 0 | 0 | 0 | 0 | 0 | 0
DemandResponse | 0 | 0 | 0 | 0 | 0 | 0
IGCC-CCS | 0 | 0 | 0 | 0 | 0 | 0
WT_off | 0 | 0 | 0 | 0 | 0 | 0
PseudoUnit | 0 | 0 | 0 | 0 | 0 | 0
FixedInterchange | 0 | 0 | 0 | 0 | 0 | 0
Cumulative Retirements of Capacity by Reporting Type: NP15
ReportingType | 2015 | 2020 | 2025 | 2030 | 2035 | 2040
BM | 0 | 0 | 0 | 0 | 0 | 0
CC | 0 | 0 | 0 | 0 | 0 | 0
CSP | 0 | 0 | 0 | 0 | 0 | 0
CT | 0 | 0 | 0 | 0 | 212.6 | 212.6
Coal | 0 | 191.9 | 191.9 | 191.9 | 191.9 | 191.9
Geo | 0 | 0 | 0 | 0 | 0 | 0
H | 0 | 0 | 0 | 0 | 0 | 0
LFG | 0 | 0 | 0 | 0 | 0 | 0
Nuc | 0 | 0 | 0 | 0 | 0 | 0
PS | 0 | 0 | 0 | 0 | 0 | 0
PV | 0 | 0 | 0 | 0 | 0 | 0
PeakG | 0 | 0 | 0 | 0 | 0 | 0
PeakO | 156 | 156 | 156 | 156 | 156 | 156
ST | 0 | 0 | 0 | 0 | 0 | 0
STOG | 1046.4 | 1046.4 | 1046.4 | 1046.4 | 1046.4 | 1046.4
STWD | 0 | 0 | 0 | 0 | 0 | 0
WT | 0 | 0 | 0 | 0 | 0 | 0
IGCC | 0 | 0 | 0 | 0 | 0 | 0
DemandResponse | 0 | 0 | 0 | 0 | 0 | 0
IGCC-CCS | 0 | 0 | 0 | 0 | 0 | 0
WT_off | 0 | 0 | 0 | 0 | 0 | 0
PseudoUnit | 0 | 0 | 0 | 0 | 0 | 0
FixedInterchange | 0 | 0 | 0 | 0 | 0 | 0
Cumulative Retirements of Capacity by Reporting Type: NWPP_Coal
ReportingType | 2015 | 2020 | 2025 | 2030 | 2035 | 2040
BM | 0 | 0 | 0 | 0 | 0 | 0
CC | 0 | 0 | 0 | 0 | 0 | 0
CSP | 0 | 0 | 0 | 0 | 0 | 0
CT | 0 | 0 | 0 | 0 | 0 | 0
Coal | 7292.24 | 8874.7 | 13556.7 | 13556.7 | 13556.7 | 13556.7
Geo | 0 | 0 | 0 | 0 | 0 | 0
H | 0 | 0 | 0 | 0 | 0 | 0
LFG | 0 | 0 | 0 | 0 | 0 | 0
Nuc | 0 | 0 | 0 | 0 | 0 | 0
PS | 0 | 0 | 0 | 0 | 0 | 0
PV | 0 | 0 | 0 | 0 | 0 | 0
PeakG | 0 | 0 | 0 | 0 | 0 | 0
PeakO | 183 | 183 | 183 | 183 | 183 | 183
ST | 0 | 0 | 0 | 0 | 0 | 0
STOG | 0 | 0 | 0 | 0 | 0 | 0
STWD | 0 | 0 | 0 | 0 | 0 | 0
WT | 0 | 0 | 0 | 0 | 0 | 0
IGCC | 0 | 0 | 0 | 0 | 0 | 0
DemandResponse | 0 | 0 | 0 | 0 | 0 | 0
IGCC-CCS | 0 | 0 | 0 | 0 | 0 | 0
WT_off | 0 | 0 | 0 | 0 | 0 | 0
PseudoUnit | 0 | 0 | 0 | 0 | 0 | 0
FixedInterchange | 0 | 0 | 0 | 0 | 0 | 0
Cumulative Retirements of Capacity by Reporting Type: NWPP_Gas
ReportingType | 2015 | 2020 | 2025 | 2030 | 2035 | 2040
BM | 0 | 0 | 0 | 0 | 0 | 0
CC | 1678 | 1678 | 1678 | 2272.64 | 8005 | 8305
CSP | 0 | 0 | 0 | 0 | 0 | 0
CT | 0 | 0 | 0 | 0 | 150 | 150
Coal | 0 | 0 | 0 | 0 | 0 | 0
Geo | 0 | 0 | 0 | 0 | 0 | 0
H | 0 | 0 | 0 | 0 | 0 | 0
LFG | 0 | 0 | 0 | 0 | 0 | 0
Nuc | 0 | 0 | 0 | 0 | 0 | 0
PS | 0 | 0 | 0 | 0 | 0 | 0
PV | 0 | 0 | 0 | 0 | 0 | 0
PeakG | 2623 | 2623 | 2623 | 2623 | 2623 | 2623
PeakO | 0 | 0 | 0 | 0 | 0 | 0
ST | 0 | 0 | 0 | 0 | 0 | 0
STOG | 786 | 786 | 786 | 786 | 786 | 786
STWD | 0 | 0 | 0 | 0 | 0 | 0
WT | 0 | 0 | 0 | 0 | 0 | 0
IGCC | 0 | 0 | 0 | 0 | 0 | 0
DemandResponse | 0 | 0 | 0 | 0 | 0 | 0
IGCC-CCS | 0 | 0 | 0 | 0 | 0 | 0
WT_off | 0 | 0 | 0 | 0 | 0 | 0
PseudoUnit | 0 | 0 | 0 | 0 | 0 | 0
FixedInterchange | 0 | 0 | 0 | 0 | 0 | 0
Cumulative Retirements of Capacity by Reporting Type: NWPP_NucRenew
ReportingType | 2015 | 2020 | 2025 | 2030 | 2035 | 2040
BM | 0 | 0 | 0 | 0 | 0 | 0
CC | 0 | 0 | 0 | 0 | 0 | 0
CSP | 0 | 0 | 0 | 0 | 0 | 0
CT | 0 | 0 | 0 | 0 | 0 | 0
Coal | 0 | 0 | 0 | 0 | 0 | 0
Geo | 4.8 | 4.8 | 4.8 | 4.8 | 4.8 | 4.8
H | 0 | 0 | 0 | 0 | 0 | 0
LFG | 0 | 0 | 0 | 0 | 0 | 0
Nuc | 0 | 0 | 0 | 0 | 0 | 0
PS | 0 | 0 | 0 | 0 | 0 | 0
PV | 0 | 0 | 0 | 0 | 0 | 0
PeakG | 0 | 0 | 0 | 0 | 0 | 0
PeakO | 0 | 0 | 0 | 0 | 0 | 0
ST | 0 | 0 | 0 | 0 | 0 | 0
STOG | 0 | 0 | 0 | 0 | 0 | 0
STWD | 0 | 0 | 0 | 0 | 0 | 0
WT | 0 | 0 | 0 | 0 | 0 | 0
IGCC | 0 | 0 | 0 | 0 | 0 | 0
DemandResponse | 0 | 0 | 0 | 0 | 0 | 0
IGCC-CCS | 0 | 0 | 0 | 0 | 0 | 0
WT_off | 0 | 0 | 0 | 0 | 0 | 0
PseudoUnit | 0 | 0 | 0 | 0 | 0 | 0
FixedInterchange | 0 | 0 | 0 | 0 | 0 | 0
Cumulative Retirements of Capacity by Reporting Type: RMPA
ReportingType | 2015 | 2020 | 2025 | 2030 | 2035 | 2040
BM | 0 | 0 | 0 | 0 | 0 | 0
CC | 0 | 0 | 0 | 0 | 1518.73 | 1592.82
CSP | 1 | 1 | 1 | 1 | 1 | 1
CT | 0 | 0 | 0 | 0 | 152 | 152
Coal | 1186 | 3068.44 | 6417.11 | 6417.11 | 6788 | 6788
Geo | 0 | 0 | 0 | 0 | 0 | 0
H | 0 | 0 | 0 | 0 | 0 | 0
LFG | 0 | 0 | 0 | 0 | 0 | 0
Nuc | 0 | 0 | 0 | 0 | 0 | 0
PS | 0 | 0 | 0 | 0 | 0 | 0
PV | 0 | 0 | 0 | 0 | 0 | 0
PeakG | 0 | 0 | 0 | 0 | 0 | 0
PeakO | 187 | 187 | 187 | 187 | 187 | 187
ST | 0 | 0 | 0 | 0 | 0 | 0
STOG | 217 | 217 | 217 | 217 | 217 | 217
STWD | 0 | 0 | 0 | 0 | 0 | 0
WT | 0 | 0 | 0 | 0 | 0 | 0
IGCC | 0 | 0 | 0 | 0 | 0 | 0
DemandResponse | 0 | 0 | 0 | 0 | 0 | 0
IGCC-CCS | 0 | 0 | 0 | 0 | 0 | 0
WT_off | 0 | 0 | 0 | 0 | 0 | 0
PseudoUnit | 0 | 0 | 0 | 0 | 0 | 0
FixedInterchange | 0 | 0 | 0 | 0 | 0 | 0
Cumulative Retirements of Capacity by Reporting Type: SP15
ReportingType | 2015 | 2020 | 2025 | 2030 | 2035 | 2040
BM | 0 | 0 | 0 | 0 | 0 | 0
CC | 0 | 0 | 0 | 0 | 0 | 0
CSP | 409 | 409 | 409 | 409 | 409 | 409
CT | 0 | 0 | 0 | 0 | 0 | 0
Coal | 57 | 141.5 | 242.7 | 242.7 | 242.7 | 242.7
Geo | 0 | 0 | 0 | 0 | 0 | 0
H | 0 | 0 | 0 | 0 | 0 | 0
LFG | 0 | 0 | 0 | 0 | 0 | 0
Nuc | 0 | 0 | 0 | 0 | 0 | 0
PS | 0 | 0 | 0 | 0 | 0 | 0
PV | 0 | 0 | 0 | 0 | 0 | 0
PeakG | 44 | 44 | 44 | 44 | 44 | 44
PeakO | 15 | 15 | 15 | 15 | 15 | 15
ST | 0 | 0 | 0 | 0 | 0 | 0
STOG | 4274.15 | 4274.15 | 4274.15 | 4274.15 | 4274.15 | 4274.15
STWD | 0 | 0 | 0 | 0 | 0 | 0
WT | 126.2 | 126.2 | 126.2 | 126.2 | 126.2 | 126.2
IGCC | 0 | 0 | 0 | 0 | 0 | 0
DemandResponse | 0 | 0 | 0 | 0 | 0 | 0
IGCC-CCS | 0 | 0 | 0 | 0 | 0 | 0
WT_off | 0 | 0 | 0 | 0 | 0 | 0
PseudoUnit | 0 | 0 | 0 | 0 | 0 | 0
FixedInterchange | 0 | 0 | 0 | 0 | 0 | 0
Cumulative Retirements of Capacity by Reporting Type: ALB
ReportingType | 2015 | 2020 | 2025 | 2030 | 2035 | 2040
BM | 0 | 0 | 0 | 0 | 0 | 0
CC | 0 | 0 | 0 | 1737.52 | 1737.52 | 1737.52
CSP | 0 | 0 | 0 | 0 | 0 | 0
CT | 0 | 0 | 0 | 0 | 201.5 | 201.5
Coal | 0 | 0 | 33.99 | 5745.83 | 5745.83 | 5745.83
Geo | 0 | 0 | 0 | 0 | 0 | 0
H | 0 | 0 | 0 | 0 | 0 | 0
LFG | 0 | 0 | 0 | 0 | 0 | 0
Nuc | 0 | 0 | 0 | 0 | 0 | 0
PS | 0 | 0 | 0 | 0 | 0 | 0
PV | 0 | 0 | 0 | 0 | 0 | 0
PeakG | 1470.09 | 1470.09 | 1470.09 | 1470.09 | 1470.09 | 1470.09
PeakO | 6 | 6 | 6 | 6 | 6 | 6
ST | 0 | 0 | 0 | 0 | 0 | 0
STOG | 186 | 186 | 186 | 186 | 186 | 186
STWD | 0 | 0 | 0 | 0 | 0 | 0
WT | 0 | 0 | 0 | 0 | 0 | 0
IGCC | 0 | 0 | 0 | 0 | 0 | 0
DemandResponse | 0 | 0 | 0 | 0 | 0 | 0
IGCC-CCS | 0 | 0 | 0 | 0 | 0 | 0
WT_off | 0 | 0 | 0 | 0 | 0 | 0
PseudoUnit | 0 | 0 | 0 | 0 | 0 | 0
FixedInterchange | 0 | 0 | 0 | 0 | 0 | 0
Cumulative Retirements of Capacity by Reporting Type: BC
ReportingType | 2015 | 2020 | 2025 | 2030 | 2035 | 2040
BM | 0 | 0 | 0 | 0 | 0 | 0
CC | 0 | 0 | 0 | 0 | 37.62 | 515.03
CSP | 0 | 0 | 0 | 0 | 0 | 0
CT | 0 | 0 | 0 | 0 | 0 | 0
Coal | 0 | 0 | 0 | 0 | 0 | 0
Geo | 0 | 0 | 0 | 0 | 0 | 0
H | 0 | 0 | 0 | 0 | 0 | 0
LFG | 0 | 0 | 0 | 0 | 0 | 0
Nuc | 0 | 0 | 0 | 0 | 0 | 0
PS | 0 | 0 | 0 | 0 | 0 | 0
PV | 0 | 0 | 0 | 0 | 0 | 0
PeakG | 141 | 141 | 141 | 141 | 141 | 141
PeakO | 44 | 44 | 44 | 44 | 44 | 44
ST | 0 | 0 | 0 | 0 | 0 | 0
STOG | 938 | 938 | 938 | 938 | 938 | 938
STWD | 0 | 0 | 0 | 0 | 0 | 0
WT | 0 | 0 | 0 | 0 | 0 | 0
IGCC | 0 | 0 | 0 | 0 | 0 | 0
DemandResponse | 0 | 0 | 0 | 0 | 0 | 0
IGCC-CCS | 0 | 0 | 0 | 0 | 0 | 0
WT_off | 0 | 0 | 0 | 0 | 0 | 0
PseudoUnit | 0 | 0 | 0 | 0 | 0 | 0
FixedInterchange | 0 | 0 | 0 | 0 | 0 | 0
Cumulative Retirements of Capacity by Reporting Type: HQ_IESO
ReportingType | 2015 | 2020 | 2025 | 2030 | 2035 | 2040
BM | 0 | 0 | 0 | 0 | 0 | 0
CC | 0 | 0 | 0 | 0 | 0 | 0
CSP | 0 | 0 | 0 | 0 | 0 | 0
CT | 0 | 0 | 0 | 0 | 0 | 0
Coal | 0 | 0 | 0 | 0 | 0 | 0
Geo | 0 | 0 | 0 | 0 | 0 | 0
H | 0 | 0 | 0 | 0 | 0 | 0
LFG | 0 | 0 | 0 | 0 | 0 | 0
Nuc | 0 | 0 | 0 | 0 | 0 | 0
PS | 0 | 0 | 0 | 0 | 0 | 0
PV | 0 | 0 | 0 | 0 | 0 | 0
PeakG | 0 | 0 | 0 | 0 | 0 | 0
PeakO | 0 | 0 | 0 | 0 | 0 | 0
ST | 0 | 0 | 0 | 0 | 0 | 0
STOG | 0 | 0 | 0 | 0 | 0 | 0
STWD | 0 | 0 | 0 | 0 | 0 | 0
WT | 0 | 0 | 0 | 0 | 0 | 0
IGCC | 0 | 0 | 0 | 0 | 0 | 0
DemandResponse | 0 | 0 | 0 | 0 | 0 | 0
IGCC-CCS | 0 | 0 | 0 | 0 | 0 | 0
WT_off | 0 | 0 | 0 | 0 | 0 | 0
PseudoUnit | 0 | 0 | 0 | 0 | 0 | 0
FixedInterchange | 0 | 0 | 0 | 0 | 0 | 0
Cumulative Retirements of Capacity by Reporting Type: HQ_NEISO
ReportingType | 2015 | 2020 | 2025 | 2030 | 2035 | 2040
BM | 0 | 0 | 0 | 0 | 0 | 0
CC | 0 | 0 | 0 | 0 | 0 | 0
CSP | 0 | 0 | 0 | 0 | 0 | 0
CT | 0 | 0 | 0 | 0 | 0 | 0
Coal | 0 | 0 | 0 | 0 | 0 | 0
Geo | 0 | 0 | 0 | 0 | 0 | 0
H | 0 | 0 | 0 | 0 | 0 | 0
LFG | 0 | 0 | 0 | 0 | 0 | 0
Nuc | 0 | 0 | 0 | 0 | 0 | 0
PS | 0 | 0 | 0 | 0 | 0 | 0
PV | 0 | 0 | 0 | 0 | 0 | 0
PeakG | 0 | 0 | 0 | 0 | 0 | 0
PeakO | 0 | 0 | 0 | 0 | 0 | 0
ST | 0 | 0 | 0 | 0 | 0 | 0
STOG | 0 | 0 | 0 | 0 | 0 | 0
STWD | 0 | 0 | 0 | 0 | 0 | 0
WT | 0 | 0 | 0 | 0 | 0 | 0
IGCC | 0 | 0 | 0 | 0 | 0 | 0
DemandResponse | 0 | 0 | 0 | 0 | 0 | 0
IGCC-CCS | 0 | 0 | 0 | 0 | 0 | 0
WT_off | 0 | 0 | 0 | 0 | 0 | 0
PseudoUnit | 0 | 0 | 0 | 0 | 0 | 0
FixedInterchange | 0 | 0 | 0 | 0 | 0 | 0
Cumulative Retirements of Capacity by Reporting Type: HQ_NY
ReportingType | 2015 | 2020 | 2025 | 2030 | 2035 | 2040
BM | 0 | 0 | 0 | 0 | 0 | 0
CC | 0 | 0 | 0 | 0 | 0 | 0
CSP | 0 | 0 | 0 | 0 | 0 | 0
CT | 0 | 0 | 0 | 0 | 0 | 0
Coal | 0 | 0 | 0 | 0 | 0 | 0
Geo | 0 | 0 | 0 | 0 | 0 | 0
H | 0 | 0 | 0 | 0 | 0 | 0
LFG | 0 | 0 | 0 | 0 | 0 | 0
Nuc | 0 | 0 | 0 | 0 | 0 | 0
PS | 0 | 0 | 0 | 0 | 0 | 0
PV | 0 | 0 | 0 | 0 | 0 | 0
PeakG | 0 | 0 | 0 | 0 | 0 | 0
PeakO | 0 | 0 | 0 | 0 | 0 | 0
ST | 0 | 0 | 0 | 0 | 0 | 0
STOG | 0 | 0 | 0 | 0 | 0 | 0
STWD | 0 | 0 | 0 | 0 | 0 | 0
WT | 0 | 0 | 0 | 0 | 0 | 0
IGCC | 0 | 0 | 0 | 0 | 0 | 0
DemandResponse | 0 | 0 | 0 | 0 | 0 | 0
IGCC-CCS | 0 | 0 | 0 | 0 | 0 | 0
WT_off | 0 | 0 | 0 | 0 | 0 | 0
PseudoUnit | 0 | 0 | 0 | 0 | 0 | 0
FixedInterchange | 0 | 0 | 0 | 0 | 0 | 0
Cumulative Retirements of Capacity by Reporting Type: MARITIMES
ReportingType | 2015 | 2020 | 2025 | 2030 | 2035 | 2040
BM | 0 | 0 | 0 | 0 | 0 | 0
CC | 0 | 0 | 0 | 0 | 0 | 0
CSP | 0 | 0 | 0 | 0 | 0 | 0
CT | 0 | 0 | 0 | 0 | 0 | 0
Coal | 0 | 0 | 0 | 0 | 0 | 0
Geo | 0 | 0 | 0 | 0 | 0 | 0
H | 0 | 0 | 0 | 0 | 0 | 0
LFG | 0 | 0 | 0 | 0 | 0 | 0
Nuc | 0 | 0 | 0 | 0 | 0 | 0
PS | 0 | 0 | 0 | 0 | 0 | 0
PV | 0 | 0 | 0 | 0 | 0 | 0
PeakG | 0 | 0 | 0 | 0 | 0 | 0
PeakO | 0 | 0 | 0 | 0 | 0 | 0
ST | 0 | 0 | 0 | 0 | 0 | 0
STOG | 0 | 0 | 0 | 0 | 0 | 0
STWD | 0 | 0 | 0 | 0 | 0 | 0
WT | 0 | 0 | 0 | 0 | 0 | 0
IGCC | 0 | 0 | 0 | 0 | 0 | 0
DemandResponse | 0 | 0 | 0 | 0 | 0 | 0
IGCC-CCS | 0 | 0 | 0 | 0 | 0 | 0
WT_off | 0 | 0 | 0 | 0 | 0 | 0
PseudoUnit | 0 | 0 | 0 | 0 | 0 | 0
FixedInterchange | 0 | 0 | 0 | 0 | 0 | 0
Cumulative Retirements of Capacity by Reporting Type: All
ReportingType | 2015 | 2020 | 2025 | 2030 | 2035 | 2040
BM | 0 | 0 | 0 | 0 | 0 | 0
CC | 9985.61 | 13012.52 | 17077.67 | 21025.9 | 95174.35 | 166396.44
CSP | 475 | 475 | 475 | 475 | 475 | 475
CT | 0 | 0 | 0 | 37.66 | 4822.68 | 5837.92
Coal | 177079.8 | 255402.01 | 284260.92 | 291284.37 | 297520.51 | 297520.51
Geo | 4.8 | 4.8 | 4.8 | 4.8 | 4.8 | 4.8
H | 0 | 0 | 0 | 0 | 0 | 0
LFG | 0 | 0 | 0 | 0 | 0 | 0
Nuc | 0 | 614.5 | 614.5 | 2102.7 | 28678.4 | 48384.39
PS | 0 | 0 | 0 | 0 | 0 | 0
PV | 0 | 0 | 0 | 0 | 1081.25 | 1081.25
PeakG | 5340.59 | 5340.59 | 7676.52 | 10110.61 | 20102.16 | 21935.3
PeakO | 4782.97 | 4782.97 | 4960.97 | 5228.85 | 7459.59 | 10511.7
ST | 0 | 0 | 0 | 0 | 0 | 0
STOG | 62001.72 | 62001.72 | 74715.95 | 77095.71 | 89794.98 | 95925.39
STWD | 0 | 0 | 0 | 0 | 0 | 0
WT | 126.2 | 126.2 | 126.2 | 126.2 | 428.6 | 428.6
IGCC | 0 | 0 | 0 | 0 | 0 | 0
DemandResponse | 0 | 0 | 0 | 0 | 0 | 0
IGCC-CCS | 0 | 0 | 0 | 0 | 0 | 0
WT_off | 0 | 0 | 0 | 0 | 0 | 0
PseudoUnit | 0 | 0 | 0 | 0 | 0 | 0
FixedInterchange | 0 | 0 | 0 | 0 | 0 | 0
Cumulative Retirements of Capacity by Reporting Type: EI_US
ReportingType | 2015 | 2020 | 2025 | 2030 | 2035 | 2040
BM | 0 | 0 | 0 | 0 | 0 | 0
CC | 1269.61 | 4296.52 | 7630.67 | 9246.73 | 57172.3 | 120917.66
CSP | 0 | 0 | 0 | 0 | 0 | 0
CT | 0 | 0 | 0 | 37.66 | 2752.59 | 3767.83
Coal | 144067.37 | 215331.25 | 231784.27 | 233095.87 | 237123.61 | 237123.61
Geo | 0 | 0 | 0 | 0 | 0 | 0
H | 0 | 0 | 0 | 0 | 0 | 0
LFG | 0 | 0 | 0 | 0 | 0 | 0
Nuc | 0 | 614.5 | 614.5 | 2102.7 | 27648.4 | 45814.39
PS | 0 | 0 | 0 | 0 | 0 | 0
PV | 0 | 0 | 0 | 0 | 0 | 0
PeakG | 478.5 | 478.5 | 2255.43 | 4689.52 | 14681.06 | 16514.21
PeakO | 4016.97 | 4016.97 | 4190.97 | 4458.85 | 6689.59 | 9741.7
ST | 0 | 0 | 0 | 0 | 0 | 0
STOG | 44189.03 | 44189.03 | 52393.39 | 53942.13 | 59098.42 | 65228.83
STWD | 0 | 0 | 0 | 0 | 0 | 0
WT | 0 | 0 | 0 | 0 | 0 | 0
IGCC | 0 | 0 | 0 | 0 | 0 | 0
DemandResponse | 0 | 0 | 0 | 0 | 0 | 0
IGCC-CCS | 0 | 0 | 0 | 0 | 0 | 0
WT_off | 0 | 0 | 0 | 0 | 0 | 0
PseudoUnit | 0 | 0 | 0 | 0 | 0 | 0
FixedInterchange | 0 | 0 | 0 | 0 | 0 | 0
Cumulative Retirements of Capacity by Reporting Type: EI_Canada
ReportingType | 2015 | 2020 | 2025 | 2030 | 2035 | 2040
BM | 0 | 0 | 0 | 0 | 0 | 0
CC | 5943 | 5943 | 6674 | 6674 | 6674 | 6955.76
CSP | 0 | 0 | 0 | 0 | 0 | 0
CT | 0 | 0 | 0 | 0 | 368 | 368
Coal | 7492.84 | 8053.17 | 8161.9 | 8161.9 | 8161.9 | 8161.9
Geo | 0 | 0 | 0 | 0 | 0 | 0
H | 0 | 0 | 0 | 0 | 0 | 0
LFG | 0 | 0 | 0 | 0 | 0 | 0
Nuc | 0 | 0 | 0 | 0 | 1030 | 2570
PS | 0 | 0 | 0 | 0 | 0 | 0
PV | 0 | 0 | 0 | 0 | 1067.26 | 1067.26
PeakG | 584 | 584 | 1143 | 1143 | 1143 | 1143
PeakO | 175 | 175 | 179 | 179 | 179 | 179
ST | 0 | 0 | 0 | 0 | 0 | 0
STOG | 2126 | 2126 | 2252 | 2252 | 2252 | 2252
STWD | 0 | 0 | 0 | 0 | 0 | 0
WT | 0 | 0 | 0 | 0 | 302.4 | 302.4
IGCC | 0 | 0 | 0 | 0 | 0 | 0
DemandResponse | 0 | 0 | 0 | 0 | 0 | 0
IGCC-CCS | 0 | 0 | 0 | 0 | 0 | 0
WT_off | 0 | 0 | 0 | 0 | 0 | 0
PseudoUnit | 0 | 0 | 0 | 0 | 0 | 0
FixedInterchange | 0 | 0 | 0 | 0 | 0 | 0
Cumulative Retirements of Capacity by Reporting Type: EI
ReportingType | 2015 | 2020 | 2025 | 2030 | 2035 | 2040
BM | 0 | 0 | 0 | 0 | 0 | 0
CC | 7212.61 | 10239.52 | 14304.67 | 15920.73 | 63846.3 | 127873.42
CSP | 0 | 0 | 0 | 0 | 0 | 0
CT | 0 | 0 | 0 | 37.66 | 3120.59 | 4135.83
Coal | 151560.21 | 223384.42 | 239946.17 | 241257.77 | 245285.51 | 245285.51
Geo | 0 | 0 | 0 | 0 | 0 | 0
H | 0 | 0 | 0 | 0 | 0 | 0
LFG | 0 | 0 | 0 | 0 | 0 | 0
Nuc | 0 | 614.5 | 614.5 | 2102.7 | 28678.4 | 48384.39
PS | 0 | 0 | 0 | 0 | 0 | 0
PV | 0 | 0 | 0 | 0 | 1067.26 | 1067.26
PeakG | 1062.5 | 1062.5 | 3398.43 | 5832.52 | 15824.06 | 17657.21
PeakO | 4191.97 | 4191.97 | 4369.97 | 4637.85 | 6868.59 | 9920.7
ST | 0 | 0 | 0 | 0 | 0 | 0
STOG | 46315.03 | 46315.03 | 54645.39 | 56194.13 | 61350.42 | 67480.83
STWD | 0 | 0 | 0 | 0 | 0 | 0
WT | 0 | 0 | 0 | 0 | 302.4 | 302.4
IGCC | 0 | 0 | 0 | 0 | 0 | 0
DemandResponse | 0 | 0 | 0 | 0 | 0 | 0
IGCC-CCS | 0 | 0 | 0 | 0 | 0 | 0
WT_off | 0 | 0 | 0 | 0 | 0 | 0
PseudoUnit | 0 | 0 | 0 | 0 | 0 | 0
FixedInterchange | 0 | 0 | 0 | 0 | 0 | 0
Cumulative Retirements of Capacity by Reporting Type: Outside_EI
ReportingType | 2015 | 2020 | 2025 | 2030 | 2035 | 2040
BM | 0 | 0 | 0 | 0 | 0 | 0
CC | 2773 | 2773 | 2773 | 5105.16 | 31328.06 | 38523.03
CSP | 475 | 475 | 475 | 475 | 475 | 475
CT | 0 | 0 | 0 | 0 | 1702.1 | 1702.1
Coal | 25519.59 | 32017.59 | 44314.75 | 50026.59 | 52235 | 52235
Geo | 4.8 | 4.8 | 4.8 | 4.8 | 4.8 | 4.8
H | 0 | 0 | 0 | 0 | 0 | 0
LFG | 0 | 0 | 0 | 0 | 0 | 0
Nuc | 0 | 0 | 0 | 0 | 0 | 0
PS | 0 | 0 | 0 | 0 | 0 | 0
PV | 0 | 0 | 0 | 0 | 13.99 | 13.99
PeakG | 4278.09 | 4278.09 | 4278.09 | 4278.09 | 4278.09 | 4278.09
PeakO | 591 | 591 | 591 | 591 | 591 | 591
ST | 0 | 0 | 0 | 0 | 0 | 0
STOG | 15686.7 | 15686.7 | 20070.56 | 20901.58 | 28444.55 | 28444.55
STWD | 0 | 0 | 0 | 0 | 0 | 0
WT | 126.2 | 126.2 | 126.2 | 126.2 | 126.2 | 126.2
IGCC | 0 | 0 | 0 | 0 | 0 | 0
DemandResponse | 0 | 0 | 0 | 0 | 0 | 0
IGCC-CCS | 0 | 0 | 0 | 0 | 0 | 0
WT_off | 0 | 0 | 0 | 0 | 0 | 0
PseudoUnit | 0 | 0 | 0 | 0 | 0 | 0
FixedInterchange | 0 | 0 | 0 | 0 | 0 | 0
#5 | Total Installed ACTIVE Capacity (MW)
Total Installed Capacity by Reporting Type: Entergy
ReportingType | 2015 | 2020 | 2025 | 2030 | 2035 | 2040
BM | 0 | 0 | 0 | 0 | 1685.04 | 10074.95
CC | 16850.98 | 21834.02 | 21665.14 | 21625.02 | 13721.04 | 7551.04
CSP | 0 | 0 | 0 | 0 | 0 | 0
CT | 0 | 0 | 0 | 0 | 0 | 0
Coal | 8014.95 | 720 | 720 | 720 | 720 | 720
Geo | 0 | 0 | 0 | 0 | 0 | 0
H | 744 | 744 | 744 | 744 | 1853 | 1853
LFG | 8 | 8 | 115.4 | 115.4 | 115.4 | 115.4
Nuc | 5422 | 5422 | 5422 | 5422 | 9466.32 | 8469.32
PS | 59 | 59 | 59 | 59 | 59 | 59
PV | 0.29 | 61.82 | 91.21 | 91.21 | 91.21 | 92.59
PeakG | 2787 | 2787 | 2787 | 636.69 | 0 | 0
PeakO | 174 | 174 | 0 | 0 | 0 | 0
ST | 0 | 0 | 0 | 0 | 0 | 0
STOG | 1479.61 | 1479.61 | 0 | 0 | 0 | 0
STWD | 206 | 206 | 206 | 206 | 206 | 206
WT | 107 | 107 | 107 | 107 | 107 | 107
IGCC | 0 | 0 | 0 | 0 | 0 | 0
DemandResponse | 301.55 | 1538.95 | 2854.33 | 2930.78 | 3009.27 | 3089.87
IGCC-CCS | 0 | 0 | 0 | 0 | 0 | 0
WT_off | 0 | 0 | 0 | 0 | 0 | 0
PseudoUnit | 0 | 0 | 0 | 0 | 0 | 0
FixedInterchange | 0 | 0 | 0 | 0 | 0 | 0
Total Installed Capacity by Reporting Type: FRCC
ReportingType | 2015 | 2020 | 2025 | 2030 | 2035 | 2040
BM | 0 | 0 | 0 | 0 | 0 | 2001.91
CC | 35580.81 | 35580.82 | 37264.82 | 37264.82 | 17452.53 | 17275.65
CSP | 0 | 0 | 0 | 0 | 0 | 0
CT | 2480 | 2480 | 2480 | 2480 | 0 | 0
Coal | 2693.25 | 1589.25 | 1589.25 | 1589.25 | 1589.25 | 1589.25
Geo | 0 | 0 | 0 | 0 | 0 | 0
H | 55 | 55 | 55 | 55 | 55 | 55
LFG | 486 | 486 | 684 | 684 | 684 | 684
Nuc | 4131.33 | 4131.33 | 4131.33 | 4143.67 | 25062.23 | 27085.29
PS | 0 | 0 | 0 | 0 | 0 | 0
PV | 51 | 51 | 51 | 51 | 51 | 51
PeakG | 8431 | 8431 | 8431 | 8431 | 8431 | 8431
PeakO | 879.73 | 879.73 | 879.73 | 879.73 | 0 | 0
ST | 0 | 0 | 0 | 0 | 0 | 0
STOG | 0 | 0 | 0 | 0 | 0 | 0
STWD | 195 | 195 | 195 | 195 | 195 | 195
WT | 0 | 0 | 0 | 0 | 0 | 0
IGCC | 0 | 0 | 0 | 0 | 0 | 0
DemandResponse | 2734.45 | 3962.85 | 5527.63 | 5878.95 | 6252.59 | 6649.99
IGCC-CCS | 0 | 0 | 0 | 0 | 0 | 0
WT_off | 0 | 0 | 0 | 0 | 0 | 0
PseudoUnit | 0 | 0 | 0 | 0 | 0 | 0
FixedInterchange | 0 | 0 | 0 | 0 | 0 | 0
Total Installed Capacity by Reporting Type: MAPP_US
ReportingType | 2015 | 2020 | 2025 | 2030 | 2035 | 2040
BM | 0 | 0 | 0 | 0 | 34.97 | 46.49
CC | 289 | 289 | 289 | 289 | 289 | 289
CSP | 0 | 0 | 0 | 0 | 0 | 0
CT | 308.3 | 308.3 | 308.3 | 463.26 | 463.26 | 463.26
Coal | 1655.41 | 737.41 | 0 | 0 | 0 | 0
Geo | 44 | 44 | 44 | 44 | 44 | 44
H | 2186 | 2186 | 2186 | 2186 | 2186 | 2186
LFG | 2 | 2 | 2 | 73.67 | 73.67 | 73.67
Nuc | 0.1 | 0.1 | 0.1 | 0.1 | 0.1 | 0.1
PS | 0 | 0 | 0 | 0 | 0 | 0
PV | 0 | 0 | 0 | 0 | 0 | 0
PeakG | 709 | 709 | 709 | 709 | 709 | 709
PeakO | 346 | 346 | 346 | 346 | 346 | 346
ST | 0 | 0 | 0 | 0 | 0 | 0
STOG | 0 | 0 | 0 | 0 | 0 | 0
STWD | 0 | 0 | 0 | 0 | 0 | 0
WT | 1689.3 | 9593.07 | 13004.67 | 13004.67 | 13004.67 | 13134.6
IGCC | 0 | 0 | 0 | 0 | 0 | 0
DemandResponse | 59 | 199.4 | 353.8 | 367.81 | 382.38 | 397.53
IGCC-CCS | 0 | 0 | 0 | 0 | 0 | 0
WT_off | 0 | 0 | 0 | 0 | 0 | 0
PseudoUnit | 0 | 0 | 0 | 0 | 0 | 0
FixedInterchange | 0 | 0 | 0 | 0 | 0 | 0
Total Installed Capacity by Reporting Type: MISO_IN
ReportingType | 2015 | 2020 | 2025 | 2030 | 2035 | 2040
BM | 0 | 0 | 0 | 0 | 0 | 6144.51
CC | 4617.72 | 22366.72 | 22366.72 | 22366.72 | 22366.72 | 19145.01
CSP | 0 | 0 | 0 | 0 | 0 | 0
CT | 0 | 0 | 0 | 0 | 0 | 0
Coal | 7814 | 4761 | 4761 | 4761 | 4761 | 4761
Geo | 0 | 0 | 0 | 0 | 0 | 0
H | 75 | 75 | 75 | 75 | 75 | 75
LFG | 37 | 37 | 117.13 | 117.13 | 117.13 | 117.13
Nuc | 0.1 | 0.1 | 0.1 | 0.1 | 0.1 | 327.44
PS | 0 | 0 | 0 | 0 | 0 | 0
PV | 0 | 225.83 | 225.83 | 225.83 | 225.83 | 225.83
PeakG | 3053 | 3053 | 3053 | 3053 | 3053 | 3053
PeakO | 361 | 361 | 361 | 361 | 361 | 361
ST | 0 | 0 | 0 | 0 | 0 | 0
STOG | 279 | 279 | 279 | 279 | 279 | 0
STWD | 0 | 0 | 0 | 0 | 0 | 0
WT | 535 | 535 | 535 | 535 | 535 | 535
IGCC | 618 | 618 | 618 | 618 | 618 | 618
DemandResponse | 1068.55 | 1287.74 | 1545.09 | 1592.8 | 1641.97 | 1692.67
IGCC-CCS | 0 | 0 | 0 | 0 | 0 | 0
WT_off | 0 | 0 | 0 | 0 | 0 | 0
PseudoUnit | 0 | 0 | 0 | 0 | 0 | 0
FixedInterchange | 0 | 0 | 0 | 0 | 0 | 0
Total Installed Capacity by Reporting Type: MISO_MI
ReportingType | 2015 | 2020 | 2025 | 2030 | 2035 | 2040
BM | 0 | 0 | 0 | 0 | 0 | 1764.74
CC | 5779.11 | 5779.11 | 5779.11 | 5779.11 | 5779.11 | 3264.79
CSP | 0 | 0 | 0 | 0 | 0 | 0
CT | 0 | 0 | 0 | 0 | 0 | 0
Coal | 4452 | 0 | 0 | 0 | 0 | 0
Geo | 0 | 0 | 0 | 0 | 0 | 0
H | 141 | 141 | 141 | 141 | 141 | 141
LFG | 163 | 163 | 323.25 | 323.25 | 323.25 | 323.25
Nuc | 1889 | 1889 | 1889 | 1889 | 2613.41 | 7190.5
PS | 1872 | 1872 | 1872 | 1872 | 1872 | 1872
PV | 0 | 0 | 0 | 0 | 0 | 0
PeakG | 3562 | 3562 | 3562 | 3562 | 3562 | 3562
PeakO | 534 | 534 | 534 | 534 | 534 | 534
ST | 0 | 0 | 0 | 0 | 0 | 0
STOG | 2852 | 2852 | 2852 | 2852 | 2852 | 0
STWD | 163 | 163 | 163 | 163 | 163 | 163
WT | 2161 | 2424.11 | 2424.11 | 2424.11 | 2424.11 | 2424.11
IGCC | 0 | 0 | 0 | 0 | 0 | 0
DemandResponse | 1838.88 | 2351.35 | 3000.3 | 3120.7 | 3245.93 | 3376.18
IGCC-CCS | 0 | 0 | 0 | 0 | 0 | 0
WT_off | 0 | 0 | 0 | 0 | 0 | 0
PseudoUnit | 0 | 0 | 0 | 0 | 0 | 0
FixedInterchange | 0 | 0 | 0 | 0 | 0 | 0
Total Installed Capacity by Reporting Type: MISO_MO-IL
ReportingType | 2015 | 2020 | 2025 | 2030 | 2035 | 2040
BM | 0 | 0 | 0 | 0 | 0 | 982.61
CC | 1058 | 2826.28 | 2826.28 | 2826.28 | 2826.28 | 2826.28
CSP | 0 | 0 | 0 | 0 | 0 | 0
CT | 0 | 0 | 0 | 0 | 0 | 0
Coal | 10916.56 | 2786 | 2786 | 2786 | 2786 | 2786
Geo | 0 | 0 | 0 | 0 | 0 | 0
H | 352 | 352 | 632 | 632 | 632 | 632
LFG | 18 | 18 | 96.51 | 241.33 | 241.33 | 241.33
Nuc | 2233 | 2233 | 2233 | 2233 | 2233 | 2233
PS | 440 | 440 | 440 | 440 | 440 | 440
PV | 0 | 0 | 0 | 0 | 0 | 0
PeakG | 4595 | 4595 | 4595 | 4595 | 4595 | 4595
PeakO | 766 | 766 | 766 | 766 | 766 | 766
ST | 0 | 0 | 0 | 0 | 0 | 0
STOG | 592 | 592 | 592 | 592 | 592 | 0
STWD | 0 | 0 | 0 | 0 | 0 | 0
WT | 678 | 678 | 6278 | 6278 | 6278 | 6278
IGCC | 0 | 0 | 0 | 0 | 0 | 0
DemandResponse | 301.14 | 1139.8 | 2067.65 | 2153.82 | 2243.59 | 2337.1
IGCC-CCS | 0 | 0 | 0 | 0 | 0 | 0
WT_off | 0 | 0 | 0 | 0 | 0 | 0
PseudoUnit | 0 | 0 | 0 | 0 | 0 | 0
FixedInterchange | 0 | 0 | 0 | 0 | 0 | 0
Total Installed Capacity by Reporting Type: MISO_W
ReportingType | 2015 | 2020 | 2025 | 2030 | 2035 | 2040
BM | 0 | 0 | 0 | 0 | 0 | 0
CC | 3025 | 3025 | 3025 | 3025 | 3025 | 3014
CSP | 0 | 0 | 0 | 0 | 0 | 0
CT | 0 | 0 | 0 | 0 | 0 | 0
Coal | 9858.4 | 4393.77 | 3099.4 | 3099.4 | 800 | 800
Geo | 0 | 0 | 0 | 0 | 0 | 0
H | 497 | 497 | 497 | 497 | 497 | 497
LFG | 205 | 205 | 205 | 276.67 | 276.67 | 276.67
Nuc | 2361.33 | 2361.33 | 2361.33 | 2361.33 | 0.1 | 0.1
PS | 0 | 0 | 0 | 0 | 0 | 0
PV | 0 | 0 | 0 | 0 | 0 | 0
PeakG | 4522 | 4522 | 4522 | 4522 | 4522 | 4522
PeakO | 2154 | 2154 | 2154 | 2154 | 2154 | 2154
ST | 0 | 0 | 0 | 0 | 0 | 0
STOG | 172 | 172 | 172 | 172 | 172 | 0
STWD | 313 | 313 | 313 | 313 | 313 | 313
WT | 8358.5 | 8358.5 | 45589.43 | 45589.43 | 45589.43 | 47329.76
IGCC | 0 | 0 | 0 | 0 | 0 | 0
DemandResponse | 2622.87 | 2885.77 | 3318.4 | 3449.86 | 3586.51 | 3728.59
IGCC-CCS | 0 | 0 | 0 | 0 | 0 | 0
WT_off | 0 | 0 | 0 | 0 | 0 | 0
PseudoUnit | 0 | 0 | 0 | 0 | 0 | 0
FixedInterchange | 0 | 0 | 0 | 0 | 0 | 0
Total Installed Capacity by Reporting Type: MISO_WUMS
ReportingType | 2015 | 2020 | 2025 | 2030 | 2035 | 2040
BM | 0 | 0 | 0 | 0 | 0 | 3200.79
CC | 8264.64 | 10808.87 | 10808.87 | 10808.88 | 10808.88 | 5268.24
CSP | 0 | 0 | 0 | 0 | 0 | 0
CT | 0 | 0 | 0 | 863.97 | 863.97 | 863.97
Coal | 3969.1 | 1767 | 1767 | 1767 | 1767 | 1767
Geo | 0 | 0 | 0 | 0 | 0 | 0
H | 336 | 337 | 337 | 337 | 337 | 337
LFG | 71 | 71 | 71 | 294.33 | 294.33 | 294.33
Nuc | 1817 | 1817 | 1817 | 1817 | 1305.77 | 3379.81
PS | 0 | 0 | 0 | 0 | 0 | 0
PV | 0 | 0 | 0 | 0 | 0 | 0
PeakG | 3230 | 3230 | 3230 | 3230 | 3230 | 3230
PeakO | 490 | 490 | 490 | 490 | 490 | 490
ST | 0 | 0 | 0 | 0 | 0 | 0
STOG | 300.5 | 300.5 | 300.5 | 300.5 | 300.5 | 0
STWD | 105 | 105 | 105 | 105 | 105 | 105
WT | 1528.9 | 1528.9 | 1528.9 | 1528.9 | 1528.9 | 1559.7
IGCC | 0 | 0 | 0 | 0 | 0 | 0
DemandResponse | 193.34 | 453.12 | 737.75 | 762.42 | 787.92 | 814.26
IGCC-CCS | 0 | 0 | 0 | 0 | 0 | 0
WT_off | 0 | 0 | 0 | 0 | 0 | 0
PseudoUnit | 0 | 0 | 0 | 0 | 0 | 0
FixedInterchange | 0 | 0 | 0 | 0 | 0 | 0
Total Installed Capacity by Reporting Type: Nebraska
ReportingType | 2015 | 2020 | 2025 | 2030 | 2035 | 2040
BM | 0 | 0 | 0 | 0 | 128.02 | 1204.34
CC | 590.64 | 2461.48 | 2461.48 | 2461.48 | 2461.48 | 2461.48
CSP | 0 | 0 | 0 | 0 | 0 | 0
CT | 0 | 0 | 0 | 0 | 0 | 0
Coal | 4110.1 | 914.3 | 914.3 | 914.3 | 914.3 | 914.3
Geo | 0 | 0 | 0 | 0 | 0 | 0
H | 167 | 167 | 167 | 167 | 167 | 167
LFG | 6 | 6 | 77.67 | 77.67 | 77.67 | 77.67
Nuc | 1252 | 1252 | 1252 | 1252 | 0.2 | 0.2
PS | 0 | 0 | 0 | 0 | 0 | 0
PV | 0 | 0 | 0 | 0 | 0 | 0
PeakG | 1305 | 1305 | 1305 | 1305 | 1305 | 1305
PeakO | 326 | 326 | 326 | 326 | 326 | 326
ST | 0 | 0 | 0 | 0 | 0 | 0
STOG | 0 | 0 | 0 | 0 | 0 | 0
STWD | 0 | 0 | 0 | 0 | 0 | 0
WT | 344 | 344 | 344 | 344 | 344 | 344
IGCC | 0 | 0 | 0 | 0 | 0 | 0
DemandResponse | 624.42 | 756.13 | 918.4 | 954.78 | 992.6 | 1031.92
IGCC-CCS | 0 | 0 | 0 | 0 | 0 | 0
WT_off | 0 | 0 | 0 | 0 | 0 | 0
PseudoUnit | 0 | 0 | 0 | 0 | 0 | 0
FixedInterchange | 0 | 0 | 0 | 0 | 0 | 0
Total Installed Capacity by Reporting Type: NEISO
ReportingType | 2015 | 2020 | 2025 | 2030 | 2035 | 2040
BM | 252.2 | 252.2 | 252.2 | 252.2 | 252.2 | 252.2
CC | 12476.59 | 9449.67 | 8150.72 | 6574.77 | 6574.77 | 6184.91
CSP | 0 | 0 | 0 | 0 | 0 | 0
CT | 334 | 334 | 334 | 324.5 | 134.58 | 134.58
Coal | 320 | 0 | 0 | 0 | 0 | 0
Geo | 0 | 0 | 0 | 0 | 0 | 0
H | 3257.7 | 3257.7 | 3257.7 | 3260.7 | 3260.7 | 3260.7
LFG | 581.26 | 581.26 | 581.26 | 651 | 651 | 651
Nuc | 4645 | 4645 | 4645 | 4645 | 3356 | 2479.08
PS | 1674 | 1674 | 1674 | 1674 | 1674 | 1674
PV | 2 | 294.5 | 294.5 | 294.5 | 294.5 | 294.5
PeakG | 1200 | 1200 | 1200 | 1200 | 1200 | 1200
PeakO | 0 | 0 | 0 | 0 | 0 | 0
ST | 0 | 0 | 0 | 0 | 0 | 0
STOG | 0 | 0 | 0 | 0 | 0 | 0
STWD | 610 | 610 | 610 | 610 | 610 | 610
WT | 434.2 | 2986.87 | 4571.28 | 5483 | 14616.93 | 16729.29
IGCC | 0 | 0 | 0 | 0 | 0 | 0
DemandResponse | 3092.4 | 3627.72 | 4230.66 | 4257.78 | 4282.5 | 4307.35
IGCC-CCS | 0 | 0 | 0 | 0 | 0 | 0
WT_off | 468 | 468 | 468 | 468 | 468 | 468
PseudoUnit | 0 | 0 | 0 | 0 | 0 | 0
FixedInterchange | 0 | 0 | 0 | 0 | 0 | 0
Total Installed Capacity by Reporting Type: NonRTO_Midwest
ReportingType | 2015 | 2020 | 2025 | 2030 | 2035 | 2040
BM | 0 | 0 | 0 | 0 | 678.44 | 6144.51
CC | 3030.65 | 5851.07 | 5851.07 | 5851.07 | 5851.07 | 2820.41
CSP | 0 | 0 | 0 | 0 | 0 | 0
CT | 0 | 0 | 0 | 0 | 0 | 0
Coal | 6282.9 | 3352.78 | 2533.91 | 1987.91 | 1987.91 | 1987.91
Geo | 0 | 0 | 0 | 0 | 0 | 0
H | 143 | 143 | 889 | 889 | 889 | 889
LFG | 14 | 14 | 174.25 | 174.25 | 174.25 | 174.25
Nuc | 0.1 | 0.1 | 0.1 | 0.1 | 912.33 | 912.33
PS | 0 | 0 | 0 | 0 | 0 | 0
PV | 0 | 0 | 0 | 0 | 0 | 0
PeakG | 3353 | 3353 | 3353 | 3069.22 | 1841.06 | 7.91
PeakO | 12 | 12 | 12 | 0 | 0 | 0
ST | 0 | 0 | 0 | 0 | 0 | 0
STOG | 0 | 0 | 0 | 0 | 0 | 0
STWD | 0 | 0 | 0 | 0 | 0 | 0
WT | 66 | 66 | 66 | 66 | 66 | 66
IGCC | 0 | 0 | 0 | 0 | 0 | 0
DemandResponse | 193.98 | 453.37 | 727.88 | 745.89 | 764.35 | 783.26
IGCC-CCS | 0 | 0 | 0 | 0 | 0 | 0
WT_off | 0 | 0 | 0 | 0 | 0 | 0
PseudoUnit | 0 | 0 | 0 | 0 | 0 | 0
FixedInterchange | 0 | 0 | 0 | 0 | 0 | 0
Total Installed Capacity by Reporting Type: NYISO_A-F
ReportingType | 2015 | 2020 | 2025 | 2030 | 2035 | 2040
BM | 0 | 0 | 0 | 0 | 0 | 0
CC | 4185.3 | 4185.3 | 2319 | 2319 | 1484.48 | 1085.17
CSP | 0 | 0 | 0 | 0 | 0 | 0
CT | 0 | 0 | 0 | 0 | 0 | 0
Coal | 0 | 0 | 0 | 0 | 0 | 0
Geo | 0 | 0 | 0 | 0 | 0 | 0
H | 4395 | 4395 | 4395 | 4395 | 4395 | 4395
LFG | 172.4 | 172.4 | 172.4 | 240.33 | 240.33 | 240.33
Nuc | 3365 | 3365 | 3365 | 2743.8 | 2163.3 | 1311.1
PS | 1412 | 1412 | 1412 | 1412 | 1412 | 1412
PV | 0 | 0 | 0 | 0 | 0 | 0
PeakG | 221 | 221 | 221 | 221 | 221 | 221
PeakO | 39 | 39 | 39 | 39 | 39 | 39
ST | 0 | 0 | 0 | 0 | 0 | 0
STOG | 0 | 0 | 0 | 0 | 0 | 0
STWD | 86 | 86 | 86 | 86 | 86 | 86
WT | 3759.3 | 4469.1 | 4469.1 | 9893.35 | 14773 | 14773
IGCC | 0 | 0 | 0 | 0 | 0 | 0
DemandResponse | 907.2 | 1018.15 | 1143.28 | 1172.73 | 1202.95 | 1233.94
IGCC-CCS | 0 | 0 | 0 | 0 | 0 | 0
WT_off | 0 | 0 | 0 | 0 | 0 | 0
PseudoUnit | 0 | 0 | 0 | 0 | 0 | 0
FixedInterchange | 0 | 0 | 0 | 0 | 0 | 0
Total Installed Capacity by Reporting Type: NYISO_G-I
ReportingType | 2015 | 2020 | 2025 | 2030 | 2035 | 2040
BM | 0 | 0 | 0 | 0 | 619.42 | 800
CC | 1157 | 1157 | 1157 | 1157 | 1157 | 1157
CSP | 0 | 0 | 0 | 0 | 0 | 0
CT | 0 | 0 | 0 | 0 | 0 | 0
Coal | 0 | 0 | 0 | 0 | 0 | 0
Geo | 0 | 0 | 0 | 0 | 0 | 0
H | 32 | 32 | 32 | 32 | 32 | 32
LFG | 64 | 64 | 138.33 | 138.33 | 138.33 | 138.33
Nuc | 2045 | 2045 | 2045 | 2045 | 1025.4 | 2055.76
PS | 0 | 0 | 0 | 0 | 0 | 0
PV | 0 | 0 | 0 | 0 | 0 | 0
PeakG | 65 | 65 | 65 | 65 | 65 | 65
PeakO | 87 | 87 | 87 | 87 | 87 | 87
ST | 0 | 0 | 0 | 0 | 0 | 0
STOG | 0 | 0 | 0 | 0 | 0 | 0
STWD | 0 | 0 | 0 | 0 | 0 | 0
WT | 0 | 60 | 60 | 360 | 360 | 360
IGCC | 0 | 0 | 0 | 0 | 0 | 0
DemandResponse | 339.56 | 380.32 | 434.34 | 453.11 | 472.7 | 493.13
IGCC-CCS | 0 | 0 | 0 | 0 | 0 | 0
WT_off | 0 | 0 | 0 | 0 | 0 | 0
PseudoUnit | 0 | 0 | 0 | 0 | 0 | 0
FixedInterchange | 0 | 0 | 0 | 0 | 0 | 0
Total Installed Capacity by Reporting Type: NYISO_J-K
ReportingType | 2015 | 2020 | 2025 | 2030 | 2035 | 2040
BM | 0 | 0 | 0 | 0 | 0 | 0
CC | 4833.4 | 4833.4 | 4833.4 | 4833.4 | 4833.4 | 4833.4
CSP | 0 | 0 | 0 | 0 | 0 | 0
CT | 0 | 0 | 0 | 0 | 0 | 0
Coal | 0 | 0 | 0 | 0 | 0 | 0
Geo | 0 | 0 | 0 | 0 | 0 | 0
H | 0 | 0 | 0 | 0 | 0 | 0
LFG | 124 | 124 | 124 | 198.33 | 198.33 | 198.33
Nuc | 0.1 | 0.1 | 0.1 | 0.1 | 0.1 | 0.1
PS | 0 | 0 | 0 | 0 | 0 | 0
PV | 32 | 32 | 32 | 32 | 32 | 32
PeakG | 2778 | 2778 | 2778 | 2778 | 2778 | 2778
PeakO | 2169 | 2169 | 2169 | 2169 | 2169 | 2169
ST | 0 | 0 | 0 | 0 | 0 | 0
STOG | 3347.16 | 3347.16 | 3347.16 | 3347.16 | 3347.16 | 3347.16
STWD | 0 | 0 | 0 | 0 | 0 | 0
WT | 0 | 0 | 0 | 170 | 330 | 330
IGCC | 0 | 0 | 0 | 0 | 0 | 0
DemandResponse | 1319.07 | 1502.66 | 1718.62 | 1795.58 | 1875.99 | 1960
IGCC-CCS | 0 | 0 | 0 | 0 | 0 | 0
WT_off | 0 | 0 | 0 | 0 | 0 | 0
PseudoUnit | 0 | 0 | 0 | 0 | 0 | 0
FixedInterchange | 0 | 0 | 0 | 0 | 0 | 0
Total Installed Capacity by Reporting Type: PJM_E
ReportingType | 2015 | 2020 | 2025 | 2030 | 2035 | 2040
BM | 30 | 30 | 30 | 30 | 30 | 30
CC | 12283.3 | 12283.3 | 12283.3 | 12283.3 | 11665 | 11142
CSP | 0 | 0 | 0 | 0 | 0 | 0
CT | 26.2 | 26.2 | 26.2 | 0 | 0 | 0
Coal | 1076 | 508 | 508 | 508 | 508 | 508
Geo | 0 | 0 | 0 | 0 | 0 | 0
H | 269.99 | 269.99 | 269.99 | 269.99 | 269.99 | 269.99
LFG | 471.1 | 604 | 604 | 604 | 604 | 604
Nuc | 8510 | 7895.5 | 7895.5 | 7895.5 | 5671.5 | 4497.5
PS | 400 | 400 | 400 | 400 | 400 | 400
PV | 47.45 | 47.45 | 47.45 | 47.45 | 47.45 | 47.45
PeakG | 3877.5 | 3877.5 | 3877.5 | 3877.5 | 3877.5 | 3877.5
PeakO | 2749.3 | 2749.3 | 2749.3 | 2749.3 | 2749.3 | 2749.3
ST | 0 | 0 | 0 | 0 | 0 | 0
STOG | 2622.5 | 2622.5 | 0 | 0 | 0 | 0
STWD | 0 | 0 | 0 | 0 | 0 | 0
WT | 1160 | 1160 | 1160 | 1160 | 1180 | 1180
IGCC | 0 | 0 | 0 | 0 | 0 | 0
DemandResponse | 1256.73 | 1718.17 | 2388.62 | 2469.72 | 2553.57 | 2640.27
IGCC-CCS | 0 | 0 | 0 | 0 | 0 | 0
WT_off | 0 | 0 | 1100 | 1100 | 4826.56 | 9600
PseudoUnit | 0 | 0 | 0 | 0 | 0 | 0
FixedInterchange | 0 | 0 | 0 | 0 | 0 | 0
Total Installed Capacity by Reporting Type: PJM_ROM
ReportingType | 2015 | 2020 | 2025 | 2030 | 2035 | 2040
BM | 18 | 18 | 18 | 18 | 2357.79 | 2357.79
CC | 5664.5 | 5664.5 | 5664.5 | 5664.5 | 5664.5 | 3405.14
CSP | 0 | 0 | 0 | 0 | 0 | 0
CT | 16 | 16 | 16 | 16 | 0 | 0
Coal | 2164.49 | 930.49 | 409.49 | 409.48 | 409.48 | 409.48
Geo | 0 | 0 | 0 | 0 | 0 | 0
H | 1392 | 1392 | 2070 | 2070 | 2070 | 2070
LFG | 356.9 | 622 | 622 | 622 | 622 | 622
Nuc | 5036 | 5036 | 5036 | 5036 | 3304 | 6593.37
PS | 1513 | 1513 | 1513 | 1513 | 1513 | 1513
PV | 4 | 1359.2 | 2117.94 | 2287.77 | 2300.57 | 2361.65
PeakG | 1719 | 1719 | 1719 | 1719 | 1719 | 1719
PeakO | 1566 | 1566 | 1566 | 1438.45 | 1438.45 | 0
ST | 0 | 0 | 0 | 0 | 0 | 0
STOG | 3529 | 3529 | 300.34 | 0 | 0 | 0
STWD | 70 | 70 | 70 | 70 | 70 | 70
WT | 1210.8 | 1961 | 1961 | 1961 | 7771 | 7771
IGCC | 0 | 0 | 0 | 0 | 0 | 0
DemandResponse | 2307.31 | 2787.75 | 3373.93 | 3488.48 | 3606.92 | 3729.38
IGCC-CCS | 0 | 0 | 0 | 0 | 0 | 0
WT_off | 0 | 0 | 0 | 0 | 0 | 10814.93
PseudoUnit | 0 | 0 | 0 | 0 | 0 | 0
FixedInterchange | 0 | 0 | 0 | 0 | 0 | 0
Total Installed Capacity by Reporting Type: PJM_ROR
ReportingType | 2015 | 2020 | 2025 | 2030 | 2035 | 2040
BM | 385 | 385 | 385 | 385 | 2400.51 | 10556.34
CC | 29102 | 35100.57 | 35100.57 | 35100.57 | 34926.57 | 15238.58
CSP | 0 | 0 | 0 | 0 | 0 | 0
CT | 29 | 29 | 29 | 29 | 0 | 0
Coal | 27279.18 | 16212.8 | 10476.67 | 10476.67 | 10476.67 | 10476.67
Geo | 0 | 0 | 0 | 0 | 0 | 0
H | 1837.4 | 2340.4 | 2340.4 | 2340.4 | 2340.4 | 2340.4
LFG | 539.4 | 1053.11 | 1053.11 | 1053.11 | 1053.11 | 1053.11
Nuc | 20038 | 20038 | 20038 | 19171 | 17298.25 | 29749.53
PS | 3081 | 3081 | 3081 | 3081 | 3081 | 3081
PV | 24 | 24 | 234.91 | 242.73 | 242.73 | 242.73
PeakG | 19311 | 19311 | 19311 | 19311 | 19311 | 19311
PeakO | 1742 | 1742 | 1742 | 1613.66 | 1613.66 | 0
ST | 0 | 0 | 0 | 0 | 0 | 0
STOG | 2122 | 2122 | 1248.41 | 0 | 0 | 0
STWD | 194 | 194 | 194 | 194 | 194 | 194
WT | 10922.7 | 11114.4 | 17810.59 | 56197 | 56197 | 56197
IGCC | 0 | 0 | 0 | 0 | 0 | 0
DemandResponse | 3324.65 | 6282.21 | 9765.55 | 10067.05 | 10377.87 | 10698.28
IGCC-CCS | 0 | 0 | 0 | 0 | 0 | 0
WT_off | 0 | 0 | 0 | 0 | 0 | 0
PseudoUnit | 0 | 0 | 0 | 0 | 0 | 0
FixedInterchange | 0 | 0 | 0 | 0 | 0 | 0
Total Installed Capacity by Reporting Type: SOCO
ReportingType | 2015 | 2020 | 2025 | 2030 | 2035 | 2040
BM | 55 | 55 | 55 | 55 | 55 | 6555.24
CC | 22488.95 | 28914.22 | 28914.22 | 28914.22 | 17746.87 | 9883.92
CSP | 0 | 0 | 0 | 0 | 0 | 0
CT | 0 | 0 | 0 | 0 | 0 | 0
Coal | 7609.63 | 1960.93 | 1960.93 | 1960.93 | 1960.93 | 1960.93
Geo | 0 | 0 | 0 | 0 | 0 | 0
H | 4194 | 4194 | 4194 | 4194 | 4194 | 4194
LFG | 37 | 37 | 144.4 | 144.4 | 144.4 | 144.4
Nuc | 5841 | 8041 | 8041 | 8041 | 24973.18 | 25055.8
PS | 1675 | 1675 | 1675 | 1675 | 1675 | 1675
PV | 0 | 0 | 0 | 0 | 0 | 0
PeakG | 10713 | 10713 | 8936.07 | 8936.07 | 2240.93 | 2240.93
PeakO | 0 | 0 | 0 | 0 | 0 | 0
ST | 0 | 0 | 0 | 0 | 0 | 0
STOG | 0 | 0 | 0 | 0 | 0 | 0
STWD | 668 | 668 | 668 | 668 | 668 | 668
WT | 0 | 0 | 0 | 100 | 100 | 100
IGCC | 0 | 0 | 0 | 0 | 0 | 0
DemandResponse | 2570.49 | 4773.97 | 7215.46 | 7512.46 | 7821.68 | 8143.63
IGCC-CCS | 0 | 0 | 0 | 0 | 0 | 0
WT_off | 0 | 0 | 0 | 0 | 0 | 0
PseudoUnit | 0 | 0 | 0 | 0 | 0 | 0
FixedInterchange | 0 | 0 | 0 | 0 | 0 | 0
Total Installed Capacity by Reporting Type: SPP_N
ReportingType | 2015 | 2020 | 2025 | 2030 | 2035 | 2040
BM | 0 | 0 | 0 | 0 | 6286.69 | 6286.69
CC | 2780.13 | 5934.28 | 5934.28 | 6112.58 | 6112.58 | 6112.58
CSP | 0 | 0 | 0 | 0 | 0 | 0
CT | 0 | 0 | 0 | 0 | 0 | 0
Coal | 7726.53 | 5603.38 | 3449.42 | 3449.42 | 2415.03 | 2415.03
Geo | 0 | 0 | 0 | 0 | 0 | 0
H | 21 | 21 | 21 | 21 | 21 | 21
LFG | 7 | 7 | 102 | 102 | 102 | 102
Nuc | 1160 | 1160 | 1160 | 1160 | 1160 | 1160
PS | 0 | 0 | 0 | 0 | 0 | 0
PV | 0 | 0 | 0 | 0 | 0 | 0
PeakG | 4397 | 4397 | 4397 | 4397 | 4397 | 4397
PeakO | 1199 | 1199 | 1199 | 1199 | 1199 | 1199
ST | 0 | 0 | 0 | 0 | 0 | 0
STOG | 882.23 | 882.23 | 882.23 | 882.23 | 0 | 0
STWD | 0 | 0 | 0 | 0 | 0 | 0
WT | 1227 | 12981.48 | 12981.48 | 12981.48 | 12981.48 | 13588.88
IGCC | 0 | 0 | 0 | 0 | 0 | 0
DemandResponse | 446.68 | 920.58 | 1432.75 | 1499.14 | 1568.6 | 1641.28
IGCC-CCS | 0 | 0 | 0 | 0 | 0 | 0
WT_off | 0 | 0 | 0 | 0 | 0 | 0
PseudoUnit | 0 | 0 | 0 | 0 | 0 | 0
FixedInterchange | 0 | 0 | 0 | 0 | 0 | 0
Total Installed Capacity by Reporting Type: SPP_S
ReportingType | 2015 | 2020 | 2025 | 2030 | 2035 | 2040
BM | 0 | 0 | 0 | 0 | 2890.78 | 4507.34
CC | 10917 | 15268.32 | 15268.32 | 16566.19 | 16566.19 | 16566.19
CSP | 0 | 0 | 0 | 0 | 0 | 0
CT | 412.99 | 712.99 | 712.99 | 712.99 | 712.99 | 412.99
Coal | 11018.43 | 3434 | 1061.95 | 1061.95 | 988 | 988
Geo | 0 | 0 | 0 | 0 | 0 | 0
H | 2108 | 2108 | 2108 | 2199 | 2199 | 2199
LFG | 19 | 19 | 114 | 114 | 114 | 114
Nuc | 0.1 | 0.1 | 0.1 | 0.1 | 0.1 | 0.1
PS | 446 | 446 | 446 | 446 | 446 | 446
PV | 0 | 0 | 0 | 0 | 0 | 0
PeakG | 3443 | 3443 | 3443 | 3443 | 3443 | 3443
PeakO | 122 | 122 | 122 | 122 | 122 | 122
ST | 0 | 0 | 0 | 0 | 0 | 0
STOG | 6716.98 | 6716.98 | 6716.98 | 6716.98 | 2534.91 | 600.01
STWD | 84 | 84 | 84 | 84 | 84 | 84
WT | 2727 | 32280.78 | 32280.78 | 32280.78 | 32351.55 | 32739.53
IGCC | 0 | 0 | 0 | 0 | 0 | 0
DemandResponse | 61.11 | 1754.28 | 3560.21 | 3675.61 | 3794.74 | 3917.74
IGCC-CCS | 0 | 0 | 0 | 0 | 0 | 0
WT_off | 0 | 0 | 0 | 0 | 0 | 0
PseudoUnit | 0 | 0 | 0 | 0 | 0 | 0
FixedInterchange | 0 | 0 | 0 | 0 | 0 | 0
Total Installed Capacity by Reporting Type: TVA
ReportingType | 2015 | 2020 | 2025 | 2030 | 2035 | 2040
BM | 0 | 0 | 0 | 0 | 7394.28 | 7394.28
CC | 9099.65 | 13925.09 | 13925.09 | 13925.09 | 10034.97 | 5718.32
CSP | 0 | 0 | 0 | 0 | 0 | 0
CT | 0 | 0 | 0 | 0 | 0 | 0
Coal | 4730.87 | 2626.87 | 765.61 | 0 | 0 | 0
Geo | 0 | 0 | 0 | 0 | 0 | 0
H | 5111 | 5111 | 5138 | 5138 | 5138 | 5138
LFG | 13 | 13 | 120.4 | 120.4 | 120.4 | 120.4
Nuc | 8394.89 | 8394.89 | 8394.89 | 8394.89 | 8421.8 | 11837.58
PS | 1743 | 1743 | 1743 | 1743 | 1743 | 1743
PV | 0 | 0 | 0 | 0 | 0 | 0
PeakG | 5865 | 5865 | 5865 | 5865 | 4715.6 | 4715.6
PeakO | 83 | 83 | 83 | 83 | 0 | 0
ST | 0 | 0 | 0 | 0 | 0 | 0
STOG | 0 | 0 | 0 | 0 | 0 | 0
STWD | 5 | 5 | 5 | 5 | 5 | 5
WT | 29 | 29 | 29 | 29 | 129 | 129
IGCC | 0 | 0 | 0 | 0 | 0 | 0
DemandResponse | 1805 | 2555.95 | 3357.9 | 3440.97 | 3526.11 | 3613.35
IGCC-CCS | 0 | 0 | 0 | 0 | 0 | 0
WT_off | 0 | 0 | 0 | 0 | 0 | 0
PseudoUnit | 0 | 0 | 0 | 0 | 0 | 0
FixedInterchange | 0 | 0 | 0 | 0 | 0 | 0
Total Installed Capacity by Reporting Type: TVA_Transmission
ReportingType | 2015 | 2020 | 2025 | 2030 | 2035 | 2040
BM | 0 | 0 | 0 | 0 | 0 | 0
CC | 0 | 0 | 0 | 0 | 0 | 0
CSP | 0 | 0 | 0 | 0 | 0 | 0
CT | 0 | 0 | 0 | 0 | 0 | 0
Coal | 0 | 0 | 0 | 0 | 0 | 0
Geo | 0 | 0 | 0 | 0 | 0 | 0
H | 0 | 0 | 0 | 0 | 0 | 0
LFG | 0 | 0 | 0 | 0 | 0 | 0
Nuc | 0 | 0 | 0 | 0 | 0 | 0
PS | 0 | 0 | 0 | 0 | 0 | 0
PV | 0 | 0 | 0 | 0 | 0 | 0
PeakG | 0 | 0 | 0 | 0 | 0 | 0
PeakO | 0 | 0 | 0 | 0 | 0 | 0
ST | 0 | 0 | 0 | 0 | 0 | 0
STOG | 0 | 0 | 0 | 0 | 0 | 0
STWD | 0 | 0 | 0 | 0 | 0 | 0
WT | 0 | 0 | 0 | 0 | 0 | 0
IGCC | 0 | 0 | 0 | 0 | 0 | 0
DemandResponse | 0 | 0 | 0 | 0 | 0 | 0
IGCC-CCS | 0 | 0 | 0 | 0 | 0 | 0
WT_off | 0 | 0 | 0 | 0 | 0 | 0
PseudoUnit | 0 | 0 | 0 | 0 | 0 | 0
FixedInterchange | 0 | 0 | 0 | 0 | 0 | 0
Total Installed Capacity by Reporting Type: VACAR
ReportingType | 2015 | 2020 | 2025 | 2030 | 2035 | 2040
BM | 0.92 | 171.13 | 709.69 | 722.42 | 722.42 | 6986.31
CC | 21784.79 | 21812.35 | 21812.35 | 21812.35 | 18287.35 | 10646.3
CSP | 0 | 0 | 0 | 0 | 0 | 0
CT | 717.2 | 717.2 | 717.2 | 715.24 | 715.24 | 0
Coal | 5853.01 | 3982.97 | 3025 | 3025 | 2405 | 2405
Geo | 0 | 0 | 0 | 0 | 0 | 0
H | 2122 | 2122 | 2122 | 2122 | 2122 | 2122
LFG | 63.34 | 170.4 | 170.4 | 170.4 | 170.4 | 170.4
Nuc | 11430 | 13760 | 13760 | 13760 | 10512 | 10136.02
PS | 2616 | 2616 | 2616 | 2616 | 2616 | 2616
PV | 16 | 149.61 | 151.95 | 152.75 | 152.75 | 1349.33
PeakG | 8308 | 8308 | 8308 | 8308 | 8025.84 | 8025.84
PeakO | 1268 | 1268 | 1268 | 1268 | 0 | 0
ST | 0 | 0 | 0 | 0 | 0 | 0
STOG | 92 | 92 | 92 | 92 | 0 | 0
STWD | 281 | 281 | 281 | 281 | 281 | 281
WT | 0.9 | 3500 | 3500 | 3500 | 3500 | 3500
IGCC | 0 | 0 | 0 | 0 | 0 | 0
DemandResponse | 2339.28 | 3868.22 | 5651.52 | 5928.05 | 6218.12 | 6522.37
IGCC-CCS | 0 | 0 | 0 | 0 | 0 | 0
WT_off | 1 | 1 | 1 | 1 | 34159.14 | 39250
PseudoUnit | 0 | 0 | 0 | 0 | 0 | 0
FixedInterchange | 0 | 0 | 0 | 0 | 0 | 0
Total Installed Capacity by Reporting Type: IESO
ReportingType | 2015 | 2020 | 2025 | 2030 | 2035 | 2040
BM | 326.33 | 326.33 | 326.33 | 326.33 | 326.33 | 326.33
CC | 1263 | 1263 | 1263 | 1263 | 1263 | 1263
CSP | 0 | 0 | 0 | 0 | 0 | 0
CT | 368 | 368 | 368 | 368 | 0 | 0
Coal | 0 | 0 | 0 | 0 | 0 | 0
Geo | 0 | 0 | 0 | 0 | 0 | 0
H | 8693.3 | 8693.3 | 8693.3 | 8693.3 | 8943.3 | 8943.3
LFG | 117.5 | 117.5 | 117.5 | 118 | 118 | 118
Nuc | 13018 | 13018 | 13018 | 13018 | 11988 | 10448
PS | 123 | 123 | 123 | 123 | 123 | 123
PV | 1097.26 | 1097.26 | 1097.26 | 1097.26 | 30 | 30
PeakG | 0 | 0 | 0 | 0 | 0 | 0
PeakO | 0 | 0 | 0 | 0 | 0 | 0
ST | 0 | 0 | 0 | 0 | 0 | 0
STOG | 0 | 0 | 0 | 0 | 0 | 0
STWD | 139 | 139 | 139 | 139 | 139 | 139
WT | 3385.9 | 3385.9 | 3385.9 | 3385.9 | 3385.9 | 3385.9
IGCC | 0 | 0 | 0 | 0 | 0 | 0
DemandResponse | 1958.79 | 2066.83 | 2340.54 | 2421.21 | 2504.65 | 2590.98
IGCC-CCS | 0 | 0 | 0 | 0 | 0 | 0
WT_off | 0 | 0 | 0 | 0 | 0 | 0
PseudoUnit | 0 | 0 | 0 | 0 | 0 | 0
FixedInterchange | 0 | 0 | 0 | 0 | 0 | 0
Total Installed Capacity by Reporting Type: MAPP_CA
ReportingType | 2015 | 2020 | 2025 | 2030 | 2035 | 2040
BM | 0 | 0 | 0 | 0 | 0 | 0
CC | 1012.76 | 1012.76 | 281.76 | 281.76 | 281.76 | 0
CSP | 0 | 0 | 0 | 0 | 0 | 0
CT | 0 | 0 | 0 | 0 | 0 | 0
Coal | 669.06 | 108.73 | 0 | 0 | 0 | 0
Geo | 0 | 0 | 0 | 0 | 0 | 0
H | 6475.4 | 7170.4 | 8665.4 | 11125.4 | 11125.4 | 11125.4
LFG | 0 | 0 | 0 | 0 | 0 | 0
Nuc | 0.1 | 0.1 | 0.1 | 0.1 | 0.1 | 0.1
PS | 0 | 0 | 0 | 0 | 0 | 0
PV | 0 | 0 | 0 | 0 | 0 | 0
PeakG | 559 | 559 | 0 | 0 | 0 | 0
PeakO | 4 | 4 | 0 | 0 | 0 | 0
ST | 0 | 0 | 0 | 0 | 0 | 0
STOG | 126 | 126 | 0 | 0 | 0 | 0
STWD | 0 | 0 | 0 | 0 | 0 | 0
WT | 577.4 | 577.4 | 577.4 | 577.4 | 275 | 275
IGCC | 0 | 0 | 0 | 0 | 0 | 0
DemandResponse | 89.5 | 308.14 | 546.73 | 568.39 | 590.9 | 614.31
IGCC-CCS | 0 | 0 | 0 | 0 | 0 | 0
WT_off | 0 | 0 | 0 | 0 | 0 | 0
PseudoUnit | 0 | 0 | 0 | 0 | 0 | 0
FixedInterchange | 0 | 0 | 0 | 0 | 0 | 0
Total Installed Capacity by Reporting Type: AZ_NM_SNV_Coal
ReportingType | 2015 | 2020 | 2025 | 2030 | 2035 | 2040
BM | 0 | 0 | 0 | 0 | 0 | 0
CC | 0 | 0 | 0 | 0 | 0 | 0
CSP | 0 | 0 | 0 | 0 | 0 | 0
CT | 0 | 0 | 0 | 0 | 0 | 0
Coal | 7481.13 | 6226.82 | 2655.52 | 2655.52 | 818 | 818
Geo | 0 | 0 | 0 | 0 | 0 | 0
H | 0 | 0 | 0 | 0 | 0 | 0
LFG | 0 | 0 | 0 | 0 | 0 | 0
Nuc | 0 | 0 | 0 | 0 | 0 | 0
PS | 0 | 0 | 0 | 0 | 0 | 0
PV | 0 | 0 | 0 | 0 | 0 | 0
PeakG | 0 | 0 | 0 | 0 | 0 | 0
PeakO | 200 | 200 | 200 | 200 | 200 | 200
ST | 0 | 0 | 0 | 0 | 0 | 0
STOG | 0 | 0 | 0 | 0 | 0 | 0
STWD | 0 | 0 | 0 | 0 | 0 | 0
WT | 0 | 0 | 0 | 0 | 0 | 0
IGCC | 0 | 0 | 0 | 0 | 0 | 0
DemandResponse | 0 | 0 | 0 | 0 | 0 | 0
IGCC-CCS | 0 | 0 | 0 | 0 | 0 | 0
WT_off | 0 | 0 | 0 | 0 | 0 | 0
PseudoUnit | 0 | 0 | 0 | 0 | 0 | 0
FixedInterchange | 0 | 0 | 0 | 0 | 0 | 0
Total Installed Capacity by Reporting Type: AZ_NM_SNV_Gas
ReportingType | 2015 | 2020 | 2025 | 2030 | 2035 | 2040
BM | 0 | 0 | 0 | 0 | 0 | 0
CC | 15245 | 17263.79 | 17962 | 17962 | 6490.39 | 5151.42
CSP | 0 | 0 | 0 | 0 | 0 | 0
CT | 736 | 736 | 736 | 736 | 0 | 0
Coal | 0 | 0 | 0 | 0 | 0 | 0
Geo | 0 | 0 | 0 | 0 | 0 | 0
H | 0 | 0 | 0 | 0 | 0 | 0
LFG | 0 | 0 | 0 | 0 | 0 | 0
Nuc | 0 | 0 | 0 | 0 | 0 | 0
PS | 0 | 0 | 0 | 0 | 0 | 0
PV | 0 | 0 | 0 | 0 | 0 | 0
PeakG | 3660 | 3660 | 3660 | 3660 | 3660 | 3660
PeakO | 0 | 0 | 0 | 0 | 0 | 0
ST | 0 | 0 | 0 | 0 | 0 | 0
STOG | 0 | 0 | 0 | 0 | 0 | 0
STWD | 0 | 0 | 0 | 0 | 0 | 0
WT | 0 | 0 | 0 | 0 | 0 | 0
IGCC | 0 | 0 | 0 | 0 | 0 | 0
DemandResponse | 334.55 | 1076.71 | 1928.33 | 2059.84 | 2196.64 | 2344.36
IGCC-CCS | 0 | 0 | 0 | 0 | 0 | 0
WT_off | 0 | 0 | 0 | 0 | 0 | 0
PseudoUnit | 0 | 0 | 0 | 0 | 0 | 0
FixedInterchange | 0 | 0 | 0 | 0 | 0 | 0
Total Installed Capacity by Reporting Type: AZ_NM_SNV_NucRenew
ReportingType | 2015 | 2020 | 2025 | 2030 | 2035 | 2040
BM | 0 | 0 | 0 | 0 | 0 | 0
CC | 0 | 0 | 0 | 0 | 0 | 0
CSP | 0 | 0 | 0 | 0 | 0 | 0
CT | 0 | 0 | 0 | 0 | 0 | 0
Coal | 0 | 0 | 0 | 0 | 0 | 0
Geo | 0 | 0 | 1450 | 1450 | 1450 | 1450
H | 3131 | 3131 | 3131 | 3131 | 3131 | 3131
LFG | 7 | 7 | 67.67 | 67.67 | 67.67 | 67.67
Nuc | 3875 | 3875 | 3875 | 4093.74 | 19390.56 | 20581.81
PS | 216 | 216 | 216 | 216 | 216 | 216
PV | 148.7 | 148.7 | 148.7 | 148.7 | 148.7 | 148.7
PeakG | 0 | 0 | 0 | 0 | 0 | 0
PeakO | 0 | 0 | 0 | 0 | 0 | 0
ST | 280 | 725.61 | 953.39 | 1085.16 | 1606.94 | 1606.94
STOG | 0 | 0 | 0 | 0 | 0 | 0
STWD | 26 | 26 | 26 | 26 | 26 | 26
WT | 525.1 | 12314.92 | 12314.92 | 12314.92 | 12314.92 | 12314.92
IGCC | 0 | 0 | 0 | 0 | 0 | 0
DemandResponse | 0 | 0 | 0 | 0 | 0 | 0
IGCC-CCS | 0 | 0 | 0 | 0 | 0 | 0
WT_off | 0 | 0 | 0 | 0 | 0 | 0
PseudoUnit | 0 | 0 | 0 | 0 | 0 | 0
FixedInterchange | 0 | 0 | 0 | 0 | 0 | 0
Total Installed Capacity by Reporting Type: ERCOT
ReportingType | 2015 | 2020 | 2025 | 2030 | 2035 | 2040
BM | 145 | 145 | 145 | 145 | 145 | 4064.97
CC | 45462.19 | 45462.19 | 45462.19 | 45462.19 | 37999.61 | 32995.12
CSP | 0 | 0 | 0 | 0 | 0 | 0
CT | 250 | 250 | 250 | 250 | 0 | 0
Coal | 6012.39 | 4510 | 3950 | 3950 | 3950 | 3950
Geo | 0 | 0 | 0 | 0 | 0 | 0
H | 565 | 565 | 565 | 565 | 565 | 565
LFG | 75 | 75 | 429 | 429 | 429 | 429
Nuc | 5091 | 5091 | 5091 | 5091 | 20129.57 | 21639.81
PS | 0 | 0 | 0 | 0 | 0 | 0
PV | 15 | 15 | 15 | 15 | 1.01 | 1
PeakG | 4768 | 4768 | 4768 | 4768 | 4768 | 4768
PeakO | 51 | 51 | 51 | 51 | 51 | 51
ST | 0 | 0 | 0 | 0 | 0 | 0
STOG | 12757.86 | 12757.86 | 8374 | 7542.98 | 0 | 0
STWD | 0 | 0 | 0 | 0 | 0 | 0
WT | 9280.1 | 9280.1 | 28734.41 | 28734.41 | 28734.42 | 28988.02
IGCC | 0 | 0 | 0 | 0 | 0 | 0
DemandResponse | 740.81 | 3617.73 | 6720.3 | 6926.25 | 7155.61 | 7391.29
IGCC-CCS | 0 | 0 | 0 | 0 | 0 | 0
WT_off | 0 | 0 | 0 | 0 | 0 | 0
PseudoUnit | 0 | 0 | 0 | 0 | 0 | 0
FixedInterchange | 0 | 0 | 0 | 0 | 0 | 0
Total Installed Capacity by Reporting Type: NP15
ReportingType | 2015 | 2020 | 2025 | 2030 | 2035 | 2040
BM | 0 | 0 | 0 | 0 | 0 | 0
CC | 8262.12 | 9423.75 | 9423.75 | 9423.75 | 9423.75 | 9423.75
CSP | 0 | 0 | 0 | 0 | 0 | 0
CT | 212.6 | 212.6 | 212.6 | 212.6 | 0 | 0
Coal | 191.9 | 0 | 0 | 0 | 0 | 0
Geo | 1123 | 1360.73 | 1723 | 1723 | 1723 | 1723
H | 8825 | 8825 | 8825 | 8825 | 8825 | 8825
LFG | 85 | 463.43 | 650 | 650 | 650 | 650
Nuc | 2300 | 2300 | 2300 | 2300 | 4409.95 | 7654.47
PS | 2257 | 2257 | 2257 | 2257 | 2257 | 2257
PV | 59.5 | 59.5 | 59.5 | 59.5 | 59.5 | 59.5
PeakG | 3265 | 3265 | 3265 | 3265 | 3265 | 3265
PeakO | 350 | 350 | 350 | 350 | 350 | 350
ST | 29 | 29 | 29 | 29 | 29 | 29
STOG | 3812.6 | 3812.6 | 3812.6 | 3812.6 | 3812.6 | 3812.6
STWD | 442 | 442 | 442 | 442 | 442 | 442
WT | 1193.2 | 4492 | 4492 | 12595.7 | 12913.97 | 13634.4
IGCC | 0 | 0 | 0 | 0 | 0 | 0
DemandResponse | 1828.06 | 1875.2 | 2034.02 | 2149.8 | 2261.58 | 2376.93
IGCC-CCS | 0 | 0 | 0 | 0 | 0 | 0
WT_off | 0 | 0 | 0 | 0 | 0 | 0
PseudoUnit | 0 | 0 | 0 | 0 | 0 | 0
FixedInterchange | 0 | 0 | 0 | 0 | 0 | 0
Total Installed Capacity by Reporting Type: NWPP_Coal
ReportingType | 2015 | 2020 | 2025 | 2030 | 2035 | 2040
BM | 0 | 0 | 0 | 0 | 0 | 0
CC | 0 | 0 | 0 | 0 | 0 | 0
CSP | 0 | 0 | 0 | 0 | 0 | 0
CT | 0 | 0 | 0 | 0 | 0 | 0
Coal | 6491.26 | 4908.8 | 226.8 | 226.8 | 226.8 | 226.8
Geo | 0 | 0 | 0 | 0 | 0 | 0
H | 0 | 0 | 0 | 0 | 0 | 0
LFG | 0 | 0 | 0 | 0 | 0 | 0
Nuc | 0 | 0 | 0 | 0 | 0 | 0
PS | 0 | 0 | 0 | 0 | 0 | 0
PV | 0 | 0 | 0 | 0 | 0 | 0
PeakG | 0 | 0 | 0 | 0 | 0 | 0
PeakO | 0 | 0 | 0 | 0 | 0 | 0
ST | 0 | 0 | 0 | 0 | 0 | 0
STOG | 0 | 0 | 0 | 0 | 0 | 0
STWD | 0 | 0 | 0 | 0 | 0 | 0
WT | 0 | 0 | 0 | 0 | 0 | 0
IGCC | 0 | 0 | 0 | 0 | 0 | 0
DemandResponse | 0 | 0 | 0 | 0 | 0 | 0
IGCC-CCS | 0 | 0 | 0 | 0 | 0 | 0
WT_off | 0 | 0 | 0 | 0 | 0 | 0
PseudoUnit | 0 | 0 | 0 | 0 | 0 | 0
FixedInterchange | 0 | 0 | 0 | 0 | 0 | 0
Total Installed Capacity by Reporting Type: NWPP_Gas
ReportingType | 2015 | 2020 | 2025 | 2030 | 2035 | 2040
BM | 0 | 0 | 0 | 0 | 0 | 0
CC | 6627 | 8350.58 | 8350.58 | 7755.94 | 2023.58 | 1723.58
CSP | 0 | 0 | 0 | 0 | 0 | 0
CT | 150 | 150 | 150 | 150 | 0 | 0
Coal | 0 | 0 | 0 | 0 | 0 | 0
Geo | 0 | 0 | 0 | 0 | 0 | 0
H | 0 | 0 | 0 | 0 | 0 | 0
LFG | 0 | 0 | 0 | 0 | 0 | 0
Nuc | 0 | 0 | 0 | 0 | 0 | 0
PS | 0 | 0 | 0 | 0 | 0 | 0
PV | 0 | 0 | 0 | 0 | 0 | 0
PeakG | 0 | 0 | 0 | 0 | 0 | 0
PeakO | 0 | 0 | 0 | 0 | 0 | 0
ST | 0 | 0 | 0 | 0 | 0 | 0
STOG | 0 | 0 | 0 | 0 | 0 | 0
STWD | 0 | 0 | 0 | 0 | 0 | 0
WT | 0 | 0 | 0 | 0 | 0 | 0
IGCC | 0 | 0 | 0 | 0 | 0 | 0
DemandResponse | 0.01 | 953.34 | 1988.72 | 2091.14 | 2193.74 | 2298.72
IGCC-CCS | 0 | 0 | 0 | 0 | 0 | 0
WT_off | 0 | 0 | 0 | 0 | 0 | 0
PseudoUnit | 0 | 0 | 0 | 0 | 0 | 0
FixedInterchange | 0 | 0 | 0 | 0 | 0 | 0
Total Installed Capacity by Reporting Type: NWPP_NucRenew
ReportingType | 2015 | 2020 | 2025 | 2030 | 2035 | 2040
BM | 32.55 | 32.55 | 32.55 | 32.55 | 32.55 | 3398.62
CC | 0 | 0 | 0 | 0 | 0 | 0
CSP | 0 | 0 | 0 | 0 | 0 | 0
CT | 0 | 0 | 0 | 0 | 0 | 0
Coal | 0 | 0 | 0 | 0 | 0 | 0
Geo | 404.2 | 404.2 | 838.2 | 838.2 | 838.2 | 838.2
H | 33736 | 33736 | 33736 | 33736 | 34071 | 34071
LFG | 128.5 | 128.5 | 373 | 373 | 373 | 373
Nuc | 1131 | 1131 | 1131 | 1131 | 4975.68 | 4975.68
PS | 258 | 258 | 258 | 258 | 258 | 258
PV | 3 | 3 | 3 | 3 | 3 | 3
PeakG | 0 | 0 | 0 | 0 | 0 | 0
PeakO | 0 | 0 | 0 | 0 | 0 | 0
ST | 0 | 0 | 0 | 0 | 0 | 0
STOG | 0 | 0 | 0 | 0 | 0 | 0
STWD | 561 | 561 | 561 | 561 | 561 | 561
WT | 6865.3 | 6865.3 | 6865.3 | 28204.36 | 28204.37 | 30522.41
IGCC | 0 | 0 | 0 | 0 | 0 | 0
DemandResponse | 0 | 0 | 0 | 0 | 0 | 0
IGCC-CCS | 0 | 0 | 0 | 0 | 0 | 0
WT_off | 0 | 0 | 0 | 0 | 0 | 0
PseudoUnit | 0 | 0 | 0 | 0 | 0 | 0
FixedInterchange | 0 | 0 | 0 | 0 | 0 | 0
Total Installed Capacity by Reporting Type: RMPA
ReportingType | 2015 | 2020 | 2025 | 2030 | 2035 | 2040
BM | 0 | 0 | 0 | 0 | 1985.93 | 2339.47
CC | 2686 | 4307.13 | 4307.13 | 4307.13 | 2788.4 | 2714.3
CSP | 0 | 0 | 0 | 0 | 0 | 0
CT | 152 | 152 | 152 | 152 | 0 | 0
Coal | 6769.3 | 4886.86 | 1538.19 | 1538.19 | 1167.3 | 1167.3
Geo | 0 | 387.27 | 2570 | 2570 | 2570 | 2570
H | 982 | 982 | 982 | 982 | 982 | 982
LFG | 7.4 | 7.4 | 36.33 | 36.33 | 36.33 | 36.33
Nuc | 0.1 | 0.1 | 0.1 | 1176.02 | 1176.02 | 1176.02
PS | 563 | 563 | 563 | 563 | 563 | 563
PV | 21 | 21 | 21 | 21 | 21 | 21
PeakG | 2904 | 2904 | 2904 | 2904 | 2904 | 2904
PeakO | 0 | 0 | 0 | 0 | 0 | 0
ST | 3 | 370.43 | 370.43 | 375.89 | 375.89 | 375.89
STOG | 0 | 0 | 0 | 0 | 0 | 0
STWD | 0 | 0 | 0 | 0 | 0 | 0
WT | 2113.4 | 5658.61 | 5658.61 | 6195.18 | 6195.18 | 6330.91
IGCC | 0 | 0 | 0 | 0 | 0 | 0
DemandResponse | 486.05 | 622.89 | 804.5 | 856.88 | 912.57 | 971.91
IGCC-CCS | 0 | 0 | 0 | 0 | 0 | 0
WT_off | 0 | 0 | 0 | 0 | 0 | 0
PseudoUnit | 0 | 0 | 0 | 0 | 0 | 0
FixedInterchange | 0 | 0 | 0 | 0 | 0 | 0
Total Installed Capacity by Reporting Type: SP15
ReportingType | 2015 | 2020 | 2025 | 2030 | 2035 | 2040
BM | 6 | 6 | 6 | 6 | 6 | 674.59
CC | 12212.28 | 12212.28 | 12448.66 | 12448.66 | 12448.66 | 12448.66
CSP | 0 | 0 | 0 | 0 | 0 | 0
CT | 0 | 0 | 0 | 0 | 0 | 0
Coal | 185.7 | 101.2 | 0 | 0 | 0 | 0
Geo | 963 | 2413 | 2413 | 2413 | 2413 | 2413
H | 1163 | 1163 | 1163 | 1163 | 1163 | 1163
LFG | 223.2 | 779 | 779 | 779 | 779 | 779
Nuc | 2250 | 2250 | 2250 | 2250 | 2250 | 2250
PS | 1440 | 1440 | 1440 | 1440 | 1440 | 1440
PV | 126.8 | 126.8 | 126.8 | 126.8 | 126.8 | 126.8
PeakG | 4309 | 4309 | 4309 | 4309 | 4309 | 4309
PeakO | 51 | 51 | 51 | 51 | 51 | 51
ST | 448 | 448 | 448 | 2488.07 | 2857.45 | 3693.59
STOG | 6925.85 | 6925.85 | 6925.85 | 6925.85 | 6925.85 | 6925.85
STWD | 119 | 119 | 119 | 119 | 119 | 119
WT | 2207.8 | 3105.46 | 15141.95 | 16372.8 | 16372.8 | 16372.8
IGCC | 0 | 0 | 0 | 0 | 0 | 0
DemandResponse | 2613.15 | 2728.17 | 2959.23 | 3127.67 | 3290.3 | 3458.12
IGCC-CCS | 0 | 0 | 0 | 0 | 0 | 0
WT_off | 0 | 0 | 0 | 0 | 0 | 0
PseudoUnit | 0 | 0 | 0 | 0 | 0 | 0
FixedInterchange | 0 | 0 | 0 | 0 | 0 | 0
Total Installed Capacity by Reporting Type: ALB
ReportingType | 2015 | 2020 | 2025 | 2030 | 2035 | 2040
BM | 0 | 0 | 0 | 0 | 0 | 0
CC | 2202 | 2296.84 | 2296.84 | 559.32 | 559.32 | 559.32
CSP | 0 | 0 | 0 | 0 | 0 | 0
CT | 201.5 | 201.5 | 201.5 | 201.5 | 0 | 0
Coal | 6240.83 | 6240.83 | 6206.84 | 495 | 495 | 495
Geo | 0 | 0 | 0 | 0 | 0 | 0
H | 912 | 912 | 912 | 912 | 912 | 912
LFG | 10 | 10 | 10 | 10 | 10 | 10
Nuc | 0.1 | 0.1 | 0.1 | 8325.75 | 8969.97 | 8983.17
PS | 0 | 0 | 0 | 0 | 0 | 0
PV | 0 | 0 | 0 | 0 | 0 | 0
PeakG | 897.91 | 897.91 | 897.91 | 897.91 | 897.91 | 897.91
PeakO | 0 | 0 | 0 | 0 | 0 | 0
ST | 0 | 0 | 0 | 0 | 0 | 0
STOG | 0 | 0 | 0 | 0 | 0 | 0
STWD | 174 | 174 | 174 | 174 | 174 | 174
WT | 672 | 672 | 672 | 763 | 763 | 763
IGCC | 0 | 0 | 0 | 0 | 0 | 0
DemandResponse | 105.16 | 361.08 | 660.83 | 708.64 | 759.9 | 814.88
IGCC-CCS | 0 | 0 | 0 | 0 | 0 | 0
WT_off | 0 | 0 | 0 | 0 | 0 | 0
PseudoUnit | 0 | 0 | 0 | 0 | 0 | 0
FixedInterchange | 0 | 0 | 0 | 0 | 0 | 0
Total Installed Capacity by Reporting Type: BC
ReportingType | 2015 | 2020 | 2025 | 2030 | 2035 | 2040
BM | 0 | 0 | 0 | 0 | 0 | 0
CC | 682.41 | 682.41 | 682.41 | 682.41 | 644.79 | 167.38
CSP | 0 | 0 | 0 | 0 | 0 | 0
CT | 0 | 0 | 0 | 0 | 0 | 0
Coal | 0 | 0 | 0 | 0 | 0 | 0
Geo | 0 | 0 | 0 | 0 | 0 | 0
H | 12161 | 12161 | 12161 | 12161 | 12161 | 12161
LFG | 24 | 24 | 24 | 24 | 24 | 24
Nuc | 0.1 | 0.1 | 0.1 | 193.3 | 319.14 | 1199.1
PS | 0 | 0 | 0 | 0 | 0 | 0
PV | 0 | 0 | 0 | 0 | 0 | 0
PeakG | 0 | 0 | 0 | 0 | 0 | 0
PeakO | 0 | 0 | 0 | 0 | 0 | 0
ST | 0 | 0 | 0 | 0 | 0 | 0
STOG | 0 | 0 | 0 | 0 | 0 | 0
STWD | 510 | 510 | 510 | 510 | 510 | 510
WT | 246 | 246 | 246 | 402 | 402 | 402
IGCC | 0 | 0 | 0 | 0 | 0 | 0
DemandResponse | 0.01 | 264.69 | 555.31 | 582.51 | 611.05 | 640.98
IGCC-CCS | 0 | 0 | 0 | 0 | 0 | 0
WT_off | 0 | 0 | 0 | 0 | 0 | 0
PseudoUnit | 0 | 0 | 0 | 0 | 0 | 0
FixedInterchange | 0 | 0 | 0 | 0 | 0 | 0
Total Installed Capacity by Reporting Type: HQ_IESO
ReportingType | 2015 | 2020 | 2025 | 2030 | 2035 | 2040
BM | 0 | 0 | 0 | 0 | 0 | 0
CC | 0 | 0 | 0 | 0 | 0 | 0
CSP | 0 | 0 | 0 | 0 | 0 | 0
CT | 0 | 0 | 0 | 0 | 0 | 0
Coal | 0 | 0 | 0 | 0 | 0 | 0
Geo | 0 | 0 | 0 | 0 | 0 | 0
H | 0 | 0 | 0 | 0 | 0 | 0
LFG | 0 | 0 | 0 | 0 | 0 | 0
Nuc | 0.1 | 0.1 | 0.1 | 0.1 | 0.1 | 0.1
PS | 0 | 0 | 0 | 0 | 0 | 0
PV | 0 | 0 | 0 | 0 | 0 | 0
PeakG | 0 | 0 | 0 | 0 | 0 | 0
PeakO | 0 | 0 | 0 | 0 | 0 | 0
ST | 0 | 0 | 0 | 0 | 0 | 0
STOG | 0 | 0 | 0 | 0 | 0 | 0
STWD | 0 | 0 | 0 | 0 | 0 | 0
WT | 0 | 0 | 0 | 0 | 0 | 0
IGCC | 0 | 0 | 0 | 0 | 0 | 0
DemandResponse | 0 | 0 | 0 | 0 | 0 | 0
IGCC-CCS | 0 | 0 | 0 | 0 | 0 | 0
WT_off | 0 | 0 | 0 | 0 | 0 | 0
PseudoUnit | 0 | 0 | 0 | 87.91 | 87.91 | 87.91
FixedInterchange | 3000 | 3000 | 3000 | 3000 | 3000 | 3000
Total Installed Capacity by Reporting Type: HQ_NEISO
ReportingType | 2015 | 2020 | 2025 | 2030 | 2035 | 2040
BM | 0 | 0 | 0 | 0 | 0 | 0
CC | 0 | 0 | 0 | 0 | 0 | 0
CSP | 0 | 0 | 0 | 0 | 0 | 0
CT | 0 | 0 | 0 | 0 | 0 | 0
Coal | 0 | 0 | 0 | 0 | 0 | 0
Geo | 0 | 0 | 0 | 0 | 0 | 0
H | 0 | 0 | 0 | 0 | 0 | 0
LFG | 0 | 0 | 0 | 0 | 0 | 0
Nuc | 0.1 | 0.1 | 0.1 | 0.1 | 0.1 | 0.1
PS | 0 | 0 | 0 | 0 | 0 | 0
PV | 0 | 0 | 0 | 0 | 0 | 0
PeakG | 0 | 0 | 0 | 0 | 0 | 0
PeakO | 0 | 0 | 0 | 0 | 0 | 0
ST | 0 | 0 | 0 | 0 | 0 | 0
STOG | 0 | 0 | 0 | 0 | 0 | 0
STWD | 0 | 0 | 0 | 0 | 0 | 0
WT | 0 | 0 | 0 | 0 | 0 | 0
IGCC | 0 | 0 | 0 | 0 | 0 | 0
DemandResponse | 0 | 0 | 0 | 0 | 0 | 0
IGCC-CCS | 0 | 0 | 0 | 0 | 0 | 0
WT_off | 0 | 0 | 0 | 0 | 0 | 0
PseudoUnit | 0 | 0 | 0 | 1476.49 | 1476.49 | 1476.49
FixedInterchange | 2920 | 2920 | 2920 | 2920 | 2920 | 2920
Total Installed Capacity by Reporting Type: HQ_NY
ReportingType | 2015 | 2020 | 2025 | 2030 | 2035 | 2040
BM | 0 | 0 | 0 | 0 | 0 | 0
CC | 0 | 0 | 0 | 0 | 0 | 0
CSP | 0 | 0 | 0 | 0 | 0 | 0
CT | 0 | 0 | 0 | 0 | 0 | 0
Coal | 0 | 0 | 0 | 0 | 0 | 0
Geo | 0 | 0 | 0 | 0 | 0 | 0
H | 0 | 0 | 0 | 0 | 0 | 0
LFG | 0 | 0 | 0 | 0 | 0 | 0
Nuc | 0.1 | 0.1 | 0.1 | 0.1 | 0.1 | 0.1
PS | 0 | 0 | 0 | 0 | 0 | 0
PV | 0 | 0 | 0 | 0 | 0 | 0
PeakG | 0 | 0 | 0 | 0 | 0 | 0
PeakO | 0 | 0 | 0 | 0 | 0 | 0
ST | 0 | 0 | 0 | 0 | 0 | 0
STOG | 0 | 0 | 0 | 0 | 0 | 0
STWD | 0 | 0 | 0 | 0 | 0 | 0
WT | 0 | 0 | 0 | 0 | 0 | 0
IGCC | 0 | 0 | 0 | 0 | 0 | 0
DemandResponse | 0 | 0 | 0 | 0 | 0 | 0
IGCC-CCS | 0 | 0 | 0 | 0 | 0 | 0
WT_off | 0 | 0 | 0 | 0 | 0 | 0
PseudoUnit | 0 | 0 | 2500 | 2500 | 2500 | 2500
FixedInterchange | 1500 | 1500 | 1500 | 1500 | 1500 | 1500
Total Installed Capacity by Reporting Type: MARITIMES
ReportingType | 2015 | 2020 | 2025 | 2030 | 2035 | 2040
BM | 0 | 0 | 0 | 0 | 0 | 0
CC | 0 | 0 | 0 | 0 | 0 | 0
CSP | 0 | 0 | 0 | 0 | 0 | 0
CT | 0 | 0 | 0 | 0 | 0 | 0
Coal | 0 | 0 | 0 | 0 | 0 | 0
Geo | 0 | 0 | 0 | 0 | 0 | 0
H | 0 | 0 | 0 | 0 | 0 | 0
LFG | 0 | 0 | 0 | 0 | 0 | 0
Nuc | 0.1 | 0.1 | 0.1 | 0.1 | 0.1 | 0.1
PS | 0 | 0 | 0 | 0 | 0 | 0
PV | 0 | 0 | 0 | 0 | 0 | 0
PeakG | 0 | 0 | 0 | 0 | 0 | 0
PeakO | 0 | 0 | 0 | 0 | 0 | 0
ST | 0 | 0 | 0 | 0 | 0 | 0
STOG | 0 | 0 | 0 | 0 | 0 | 0
STWD | 0 | 0 | 0 | 0 | 0 | 0
WT | 0 | 0 | 0 | 0 | 0 | 0
IGCC | 0 | 0 | 0 | 0 | 0 | 0
DemandResponse | 0 | 0 | 0 | 0 | 0 | 0
IGCC-CCS | 0 | 0 | 0 | 0 | 0 | 0
WT_off | 0 | 0 | 0 | 0 | 0 | 0
PseudoUnit | 0 | 0 | 0 | 500 | 500 | 500
FixedInterchange | 1400 | 1400 | 1400 | 1400 | 1400 | 1400
Total Installed Capacity by Reporting Type: All
ReportingType | 2015 | 2020 | 2025 | 2030 | 2035 | 2040
BM | 1251 | 1421.21 | 1959.77 | 1972.51 | 28031.4 | 88095.06
CC | 311513.91 | 371625.12 | 370178.56 | 367706.51 | 293558.06 | 222335.97
CSP | 0 | 0 | 0 | 0 | 0 | 0
CT | 6393.79 | 6693.79 | 6693.79 | 7675.06 | 2890.04 | 1874.8
Coal | 161586.39 | 83264.18 | 54405.26 | 47381.82 | 41145.68 | 41145.68
Geo | 2534.2 | 4609.2 | 9038.2 | 9038.2 | 9038.2 | 9038.2
H | 106079.79 | 107278.79 | 110504.79 | 113058.79 | 114752.79 | 114752.79
LFG | 4136 | 6089 | 8299 | 9023 | 9023 | 9023
Nuc | 117236.86 | 121152.36 | 121152.36 | 129590 | 193088.57 | 223382.57
PS | 21788 | 21788 | 21788 | 21788 | 21788 | 21788
PV | 1648 | 3716.67 | 4718.04 | 4896.49 | 3828.04 | 5087.09
PeakG | 117807.41 | 117807.41 | 115471.48 | 113037.39 | 103045.84 | 101212.7
PeakO | 17723.03 | 17723.03 | 17545.03 | 17277.15 | 15046.41 | 11994.3
ST | 760 | 1573.04 | 1800.81 | 3978.12 | 4869.27 | 5705.41
STOG | 48609.28 | 48609.28 | 35895.05 | 33515.29 | 20816.02 | 14685.61
STWD | 4951 | 4951 | 4951 | 4951 | 4951 | 4951
WT | 64004.8 | 140774.9 | 226788.84 | 303538.4 | 323728.63 | 332165.22
IGCC | 618 | 618 | 618 | 618 | 618 | 618
DemandResponse | 37863.74 | 60093.26 | 85862.57 | 89210.8 | 92685.8 | 96304.58
IGCC-CCS | 0 | 0 | 0 | 0 | 0 | 0
WT_off | 469 | 469 | 1569 | 1569 | 39453.71 | 60132.93
PseudoUnit | 0 | 0 | 2500 | 4564.4 | 4564.4 | 4564.4
FixedInterchange | 8820 | 8820 | 8820 | 8820 | 8820 | 8820
Total Installed Capacity by Reporting Type: EI_US
ReportingType | 2015 | 2020 | 2025 | 2030 | 2035 | 2040
BM | 741.12 | 911.33 | 1449.89 | 1462.62 | 25535.58 | 77291.07
CC | 215859.15 | 269350.39 | 267700.25 | 267560.36 | 219634.79 | 155889.43
CSP | 0 | 0 | 0 | 0 | 0 | 0
CT | 4323.69 | 4623.69 | 4623.69 | 5604.97 | 2890.04 | 1874.8
Coal | 127544.82 | 56280.94 | 39827.92 | 38516.31 | 34488.58 | 34488.58
Geo | 44 | 44 | 44 | 44 | 44 | 44
H | 29436.09 | 29940.09 | 31671.09 | 31765.09 | 32874.09 | 32874.09
LFG | 3458.4 | 4477.17 | 5812.5 | 6536 | 6536 | 6536
Nuc | 89571.36 | 93486.86 | 93486.86 | 92011 | 119479.48 | 144474.31
PS | 16931 | 16931 | 16931 | 16931 | 16931 | 16931
PV | 176.74 | 2245.41 | 3246.78 | 3425.23 | 3438.04 | 4697.09
PeakG | 97444.5 | 97444.5 | 95667.57 | 93233.48 | 83241.94 | 81408.79
PeakO | 17067.03 | 17067.03 | 16893.03 | 16625.15 | 14394.41 | 11342.3
ST | 0 | 0 | 0 | 0 | 0 | 0
STOG | 24986.97 | 24986.97 | 16782.61 | 15233.87 | 10077.58 | 3947.17
STWD | 2980 | 2980 | 2980 | 2980 | 2980 | 2980
WT | 36938.6 | 94177.22 | 148700.34 | 193992.72 | 214167.08 | 219175.86
IGCC | 618 | 618 | 618 | 618 | 618 | 618
DemandResponse | 29707.66 | 46218.47 | 65324.07 | 67718.5 | 70208.86 | 72802.09
IGCC-CCS | 0 | 0 | 0 | 0 | 0 | 0
WT_off | 469 | 469 | 1569 | 1569 | 39453.71 | 60132.93
PseudoUnit | 0 | 0 | 2500 | 4476.49 | 4476.49 | 4476.49
FixedInterchange | 5820 | 5820 | 5820 | 5820 | 5820 | 5820
Total Installed Capacity by Reporting Type: EI_Canada
ReportingType | 2015 | 2020 | 2025 | 2030 | 2035 | 2040
BM | 326.33 | 326.33 | 326.33 | 326.33 | 326.33 | 326.33
CC | 2275.75 | 2275.75 | 1544.75 | 1544.75 | 1544.75 | 1263
CSP | 0 | 0 | 0 | 0 | 0 | 0
CT | 368 | 368 | 368 | 368 | 0 | 0
Coal | 669.06 | 108.73 | 0 | 0 | 0 | 0
Geo | 0 | 0 | 0 | 0 | 0 | 0
H | 15168.7 | 15863.7 | 17358.7 | 19818.7 | 20068.7 | 20068.7
LFG | 117.5 | 117.5 | 117.5 | 118 | 118 | 118
Nuc | 13018.2 | 13018.2 | 13018.2 | 13018.2 | 11988.2 | 10448.2
PS | 123 | 123 | 123 | 123 | 123 | 123
PV | 1097.26 | 1097.26 | 1097.26 | 1097.26 | 30 | 30
PeakG | 559 | 559 | 0 | 0 | 0 | 0
PeakO | 4 | 4 | 0 | 0 | 0 | 0
ST | 0 | 0 | 0 | 0 | 0 | 0
STOG | 126 | 126 | 0 | 0 | 0 | 0
STWD | 139 | 139 | 139 | 139 | 139 | 139
WT | 3963.3 | 3963.3 | 3963.3 | 3963.3 | 3660.9 | 3660.9
IGCC | 0 | 0 | 0 | 0 | 0 | 0
DemandResponse | 2048.29 | 2374.97 | 2887.27 | 2989.59 | 3095.56 | 3205.29
IGCC-CCS | 0 | 0 | 0 | 0 | 0 | 0
WT_off | 0 | 0 | 0 | 0 | 0 | 0
PseudoUnit | 0 | 0 | 0 | 87.91 | 87.91 | 87.91
FixedInterchange | 3000 | 3000 | 3000 | 3000 | 3000 | 3000
Total Installed Capacity by Reporting Type: EI
ReportingType | 2015 | 2020 | 2025 | 2030 | 2035 | 2040
BM | 1067.45 | 1237.66 | 1776.22 | 1788.96 | 25861.92 | 77617.4
CC | 218134.91 | 271626.15 | 269245 | 269105.11 | 221179.55 | 157152.43
CSP | 0 | 0 | 0 | 0 | 0 | 0
CT | 4691.69 | 4991.69 | 4991.69 | 5972.97 | 2890.04 | 1874.8
Coal | 128213.88 | 56389.67 | 39827.92 | 38516.31 | 34488.58 | 34488.58
Geo | 44 | 44 | 44 | 44 | 44 | 44
H | 44604.79 | 45803.79 | 49029.79 | 51583.79 | 52942.79 | 52942.79
LFG | 3575.9 | 4594.67 | 5930 | 6654 | 6654 | 6654
Nuc | 102589.56 | 106505.06 | 106505.06 | 105029.2 | 131467.68 | 154922.51
PS | 17054 | 17054 | 17054 | 17054 | 17054 | 17054
PV | 1274 | 3342.67 | 4344.04 | 4522.49 | 3468.04 | 4727.09
PeakG | 98003.5 | 98003.5 | 95667.57 | 93233.48 | 83241.94 | 81408.79
PeakO | 17071.03 | 17071.03 | 16893.03 | 16625.15 | 14394.41 | 11342.3
ST | 0 | 0 | 0 | 0 | 0 | 0
STOG | 25112.97 | 25112.97 | 16782.61 | 15233.87 | 10077.58 | 3947.17
STWD | 3119 | 3119 | 3119 | 3119 | 3119 | 3119
WT | 40901.9 | 98140.52 | 152663.64 | 197956.02 | 217827.98 | 222836.76
IGCC | 618 | 618 | 618 | 618 | 618 | 618
DemandResponse | 31755.95 | 48593.44 | 68211.33 | 70708.09 | 73304.41 | 76007.38
IGCC-CCS | 0 | 0 | 0 | 0 | 0 | 0
WT_off | 469 | 469 | 1569 | 1569 | 39453.71 | 60132.93
PseudoUnit | 0 | 0 | 2500 | 4564.4 | 4564.4 | 4564.4
FixedInterchange | 8820 | 8820 | 8820 | 8820 | 8820 | 8820
Total Installed Capacity by Reporting Type: Outside_EI
ReportingType | 2015 | 2020 | 2025 | 2030 | 2035 | 2040
BM | 183.55 | 183.55 | 183.55 | 183.55 | 2169.48 | 10477.66
CC | 93379 | 99998.98 | 100933.56 | 98601.4 | 72378.51 | 65183.54
CSP | 0 | 0 | 0 | 0 | 0 | 0
CT | 1702.1 | 1702.1 | 1702.1 | 1702.1 | 0 | 0
Coal | 33372.51 | 26874.51 | 14577.34 | 8865.51 | 6657.1 | 6657.1
Geo | 2490.2 | 4565.2 | 8994.2 | 8994.2 | 8994.2 | 8994.2
H | 61475 | 61475 | 61475 | 61475 | 61810 | 61810
LFG | 560.1 | 1494.33 | 2369 | 2369 | 2369 | 2369
Nuc | 14647.3 | 14647.3 | 14647.3 | 24560.81 | 61620.89 | 68460.06
PS | 4734 | 4734 | 4734 | 4734 | 4734 | 4734
PV | 374 | 374 | 374 | 374 | 360.01 | 360
PeakG | 19803.91 | 19803.91 | 19803.91 | 19803.91 | 19803.91 | 19803.91
PeakO | 652 | 652 | 652 | 652 | 652 | 652
ST | 760 | 1573.04 | 1800.81 | 3978.12 | 4869.27 | 5705.41
STOG | 23496.3 | 23496.3 | 19112.44 | 18281.42 | 10738.45 | 10738.45
STWD | 1832 | 1832 | 1832 | 1832 | 1832 | 1832
WT | 23102.9 | 42634.39 | 74125.19 | 105582.38 | 105900.66 | 109328.46
IGCC | 0 | 0 | 0 | 0 | 0 | 0
DemandResponse | 6107.8 | 11499.81 | 17651.23 | 18502.71 | 19381.39 | 20297.2
IGCC-CCS | 0 | 0 | 0 | 0 | 0 | 0
WT_off | 0 | 0 | 0 | 0 | 0 | 0
PseudoUnit | 0 | 0 | 0 | 0 | 0 | 0
FixedInterchange | 0 | 0 | 0 | 0 | 0 | 0
#6 | Retrofit Capacity (MW)
Retrofit Capacity by Reporting Type: Entergy
ReportingType | 2015 | 2020 | 2025 | 2030 | 2035 | 2040
FGD | 0 | 0 | 0 | 0 | 0 | 0
SNCR | 0 | 0 | 0 | 0 | 0 | 0
SCR | 0 | 0 | 0 | 0 | 0 | 0
ACI90 | 0 | 0 | 0 | 0 | 0 | 0
RPJ90 | 0 | 0 | 0 | 0 | 0 | 0
PCSEQ | 0 | 0 | 0 | 0 | 0 | 0
Retrofit Capacity by Reporting Type: FRCC
ReportingType | 2015 | 2020 | 2025 | 2030 | 2035 | 2040
FGD | 0 | 0 | 0 | 0 | 0 | 0
SNCR | 0 | 0 | 0 | 0 | 0 | 0
SCR | 1898 | 0 | 0 | 0 | 0 | 0
ACI90 | 0 | 0 | 0 | 0 | 0 | 0
RPJ90 | 0 | 1589.25 | 1589.25 | 1589.25 | 1589.25 | 1589.25
PCSEQ | 0 | 0 | 0 | 368.98 | 511.43 | 800.55
Retrofit Capacity by Reporting Type: MAPP_US
ReportingType | 2015 | 2020 | 2025 | 2030 | 2035 | 2040
FGD | 221 | 0 | 0 | 0 | 0 | 0
SNCR | 0 | 0 | 0 | 0 | 0 | 0
SCR | 0 | 0 | 0 | 0 | 0 | 0
ACI90 | 0 | 0 | 0 | 0 | 0 | 0
RPJ90 | 0 | 737.41 | 0 | 0 | 0 | 0
PCSEQ | 0 | 0 | 0 | 0 | 0 | 0
Retrofit Capacity by Reporting Type: MISO_IN
ReportingType | 2015 | 2020 | 2025 | 2030 | 2035 | 2040
FGD | 0 | 0 | 0 | 0 | 0 | 0
SNCR | 0 | 0 | 0 | 0 | 0 | 0
SCR | 0 | 0 | 0 | 0 | 0 | 0
ACI90 | 0 | 0 | 0 | 0 | 0 | 0
RPJ90 | 0.02 | 4491.03 | 4492.89 | 4510.72 | 4587.93 | 4587.94
PCSEQ | 0 | 0 | 428.07 | 889.17 | 3049.03 | 3149.37
Retrofit Capacity by Reporting Type: MISO_MI
ReportingType | 2015 | 2020 | 2025 | 2030 | 2035 | 2040
FGD | 0 | 0 | 0 | 0 | 0 | 0
SNCR | 0 | 0 | 0 | 0 | 0 | 0
SCR | 355 | 0 | 0 | 0 | 0 | 0
ACI90 | 0 | 0 | 0 | 0 | 0 | 0
RPJ90 | 0 | 0 | 0 | 0 | 0 | 0
PCSEQ | 0 | 0 | 0 | 0 | 0 | 0
Retrofit Capacity by Reporting Type: MISO_MO-IL
ReportingType | 2015 | 2020 | 2025 | 2030 | 2035 | 2040
FGD | 0 | 0 | 0 | 0 | 0 | 0
SNCR | 0 | 0 | 0 | 0 | 0 | 0
SCR | 400 | 200 | 200 | 200 | 200 | 200
ACI90 | 0 | 0 | 0 | 0 | 0 | 0
RPJ90 | 1683.01 | 796.06 | 796.08 | 796.1 | 796.13 | 796.15
PCSEQ | 0 | 0 | 57.22 | 159.31 | 590.38 | 590.38
Retrofit Capacity by Reporting Type: MISO_W
ReportingType | 2015 | 2020 | 2025 | 2030 | 2035 | 2040
FGD | 0 | 0 | 0 | 0 | 0 | 0
SNCR | 0 | 0 | 0 | 0 | 0 | 0
SCR | 612.63 | 0 | 0 | 0 | 0 | 0
ACI90 | 0 | 0 | 0 | 0 | 0 | 0
RPJ90 | 2301.83 | 4393.77 | 3099.4 | 3099.4 | 800 | 800
PCSEQ | 0 | 0 | 544.21 | 544.21 | 544.21 | 544.21
Retrofit Capacity by Reporting Type: MISO_WUMS
ReportingType | 2015 | 2020 | 2025 | 2030 | 2035 | 2040
FGD | 1135 | 0 | 0 | 0 | 0 | 0
SNCR | 0 | 0 | 0 | 0 | 0 | 0
SCR | 2778.6 | 615 | 615 | 615 | 615 | 615
ACI90 | 0 | 0 | 0 | 0 | 0 | 0
RPJ90 | 1740.22 | 537.03 | 537.05 | 537.06 | 537.08 | 537.12
PCSEQ | 0 | 0 | 127.58 | 127.58 | 452.48 | 675.9
Retrofit Capacity by Reporting Type: Nebraska
ReportingType | 2015 | 2020 | 2025 | 2030 | 2035 | 2040
FGD | 0 | 0 | 0 | 0 | 0 | 0
SNCR | 0 | 0 | 0 | 0 | 0 | 0
SCR | 0 | 0 | 0 | 0 | 0 | 0
ACI90 | 0 | 0 | 0 | 0 | 0 | 0
RPJ90 | 1364.4 | 682.2 | 682.2 | 682.2 | 682.2 | 682.2
PCSEQ | 0 | 406.06 | 462.77 | 462.77 | 462.77 | 462.77
Retrofit Capacity by Reporting Type: NEISO
ReportingType | 2015 | 2020 | 2025 | 2030 | 2035 | 2040
FGD | 320 | 0 | 0 | 0 | 0 | 0
SNCR | 0 | 0 | 0 | 0 | 0 | 0
SCR | 0 | 0 | 0 | 0 | 0 | 0
ACI90 | 0 | 0 | 0 | 0 | 0 | 0
RPJ90 | 870.93 | 0 | 0 | 0 | 0 | 0
PCSEQ | 0 | 0 | 0 | 0 | 0 | 0
Retrofit Capacity by Reporting Type: NonRTO_Midwest
ReportingType | 2015 | 2020 | 2025 | 2030 | 2035 | 2040
FGD | 1403 | 0 | 0 | 0 | 0 | 0
SNCR | 0 | 0 | 0 | 0 | 0 | 0
SCR | 1463.8 | 731.9 | 731.9 | 731.9 | 731.9 | 731.9
ACI90 | 0 | 0 | 0 | 0 | 0 | 0
RPJ90 | 0.03 | 2620.94 | 1802.09 | 1256.11 | 1256.15 | 1256.16
PCSEQ | 0 | 0 | 10.06 | 1021.47 | 1164.21 | 1164.21
Retrofit Capacity by Reporting Type: NYISO_A-F
ReportingType | 2015 | 2020 | 2025 | 2030 | 2035 | 2040
FGD | 0 | 0 | 0 | 0 | 0 | 0
SNCR | 0 | 0 | 0 | 0 | 0 | 0
SCR | 0 | 0 | 0 | 0 | 0 | 0
ACI90 | 0 | 0 | 0 | 0 | 0 | 0
RPJ90 | 486.3 | 0 | 0 | 0 | 0 | 0
PCSEQ | 0 | 0 | 0 | 0 | 0 | 0
Retrofit Capacity by Reporting Type: NYISO_G-I
ReportingType | 2015 | 2020 | 2025 | 2030 | 2035 | 2040
FGD | 0 | 0 | 0 | 0 | 0 | 0
SNCR | 0 | 0 | 0 | 0 | 0 | 0
SCR | 0 | 0 | 0 | 0 | 0 | 0
ACI90 | 0 | 0 | 0 | 0 | 0 | 0
RPJ90 | 0 | 0 | 0 | 0 | 0 | 0
PCSEQ | 0 | 0 | 0 | 0 | 0 | 0
Retrofit Capacity by Reporting Type: NYISO_J-K
ReportingType | 2015 | 2020 | 2025 | 2030 | 2035 | 2040
FGD | 0 | 0 | 0 | 0 | 0 | 0
SNCR | 0 | 0 | 0 | 0 | 0 | 0
SCR | 0 | 0 | 0 | 0 | 0 | 0
ACI90 | 0 | 0 | 0 | 0 | 0 | 0
RPJ90 | 0 | 0 | 0 | 0 | 0 | 0
PCSEQ | 0 | 0 | 0 | 0 | 0 | 0
Retrofit Capacity by Reporting Type: PJM_E
ReportingType | 2015 | 2020 | 2025 | 2030 | 2035 | 2040
FGD | 0 | 0 | 0 | 0 | 0 | 0
SNCR | 0 | 0 | 0 | 0 | 0 | 0
SCR | 568 | 0 | 0 | 0 | 0 | 0
ACI90 | 0 | 0 | 0 | 0 | 0 | 0
RPJ90 | 1784.05 | 0.08 | 0.09 | 3.92 | 59.66 | 133.6
PCSEQ | 0 | 0 | 0 | 7.53 | 114.28 | 242.29
Retrofit Capacity by Reporting Type: PJM_ROM
ReportingType | 2015 | 2020 | 2025 | 2030 | 2035 | 2040
FGD | 0 | 0 | 0 | 0 | 0 | 0
SNCR | 0 | 0 | 0 | 0 | 0 | 0
SCR | 341 | 0 | 0 | 0 | 0 | 0
ACI90 | 0 | 0 | 0 | 0 | 0 | 0
RPJ90 | 1286 | 897.99 | 376.99 | 376.98 | 376.98 | 376.98
PCSEQ | 0 | 0 | 4.77 | 135.83 | 256.85 | 256.85
Retrofit Capacity by Reporting Type: PJM_ROR
ReportingType | 2015 | 2020 | 2025 | 2030 | 2035 | 2040
FGD | 0 | 0 | 0 | 0 | 0 | 0
SNCR | 0 | 0 | 0 | 0 | 0 | 0
SCR | 1200 | 0 | 0 | 0 | 0 | 0
ACI90 | 0 | 0 | 0 | 0 | 0 | 0
RPJ90 | 0.02 | 13811.02 | 8312.67 | 8312.67 | 8312.67 | 8312.67
PCSEQ | 0 | 0 | 708.51 | 3070.72 | 5628.96 | 5628.96
Retrofit Capacity by Reporting Type: SOCO
ReportingType | 2015 | 2020 | 2025 | 2030 | 2035 | 2040
FGD | 4088.7 | 0 | 0 | 0 | 0 | 0
SNCR | 0 | 0 | 0 | 0 | 0 | 0
SCR | 3404.7 | 0 | 0 | 0 | 0 | 0
ACI90 | 0 | 0 | 0 | 0 | 0 | 0
RPJ90 | 6809.4 | 1960.93 | 1960.93 | 1960.93 | 1960.93 | 1960.93
PCSEQ | 0 | 0 | 888.77 | 1318.14 | 1318.14 | 1318.14
Retrofit Capacity by Reporting Type: SPP_N
ReportingType | 2015 | 2020 | 2025 | 2030 | 2035 | 2040
FGD | 0 | 0 | 0 | 0 | 0 | 0
SNCR | 0 | 0 | 0 | 0 | 0 | 0
SCR | 0 | 0 | 0 | 0 | 0 | 0
ACI90 | 0 | 0 | 0 | 0 | 0 | 0
RPJ90 | 1302.02 | 4575.37 | 2421.41 | 2464.25 | 1542.01 | 1542.02
PCSEQ | 0 | 0 | 16.66 | 408.6 | 1099.04 | 1099.04
Retrofit Capacity by Reporting Type: SPP_S
ReportingType | 2015 | 2020 | 2025 | 2030 | 2035 | 2040
FGD | 0 | 1774 | 73.95 | 73.95 | 0 | 0
SNCR | 0 | 0 | 0 | 0 | 0 | 0
SCR | 0 | 0 | 0 | 0 | 0 | 0
ACI90 | 0 | 0 | 0 | 0 | 0 | 0
RPJ90 | 0 | 2446 | 73.95 | 73.95 | 0 | 0
PCSEQ | 0 | 0 | 0 | 0 | 0 | 0
Retrofit Capacity by Reporting Type: TVA
ReportingType | 2015 | 2020 | 2025 | 2030 | 2035 | 2040
FGD | 0 | 0 | 0 | 0 | 0 | 0
SNCR | 0 | 0 | 0 | 0 | 0 | 0
SCR | 0 | 0 | 0 | 0 | 0 | 0
ACI90 | 0 | 0 | 0 | 0 | 0 | 0
RPJ90 | 0 | 2626.87 | 765.61 | 0 | 0 | 0
PCSEQ | 0 | 0 | 0 | 0 | 0 | 0
Retrofit Capacity by Reporting Type: TVA_Transmission
ReportingType | 2015 | 2020 | 2025 | 2030 | 2035 | 2040
FGD | 0 | 0 | 0 | 0 | 0 | 0
SNCR | 0 | 0 | 0 | 0 | 0 | 0
SCR | 0 | 0 | 0 | 0 | 0 | 0
ACI90 | 0 | 0 | 0 | 0 | 0 | 0
RPJ90 | 0 | 0 | 0 | 0 | 0 | 0
PCSEQ | 0 | 0 | 0 | 0 | 0 | 0
Retrofit Capacity by Reporting Type: VACAR
ReportingType | 2015 | 2020 | 2025 | 2030 | 2035 | 2040
FGD | 0 | 0 | 0 | 0 | 0 | 0
SNCR | 0 | 0 | 0 | 0 | 0 | 0
SCR | 0 | 0 | 0 | 0 | 0 | 0
ACI90 | 0 | 0 | 0 | 0 | 0 | 0
RPJ90 | 0.04 | 2388.03 | 1780.05 | 1795.89 | 1175.9 | 1190.05
PCSEQ | 0 | 0 | 290.43 | 461.02 | 719.21 | 747.14
Retrofit Capacity by Reporting Type: IESO
ReportingType | 2015 | 2020 | 2025 | 2030 | 2035 | 2040
FGD | 0 | 0 | 0 | 0 | 0 | 0
SNCR | 0 | 0 | 0 | 0 | 0 | 0
SCR | 0 | 0 | 0 | 0 | 0 | 0
ACI90 | 0 | 0 | 0 | 0 | 0 | 0
RPJ90 | 0 | 0 | 0 | 0 | 0 | 0
PCSEQ | 0 | 0 | 0 | 0 | 0 | 0
Retrofit Capacity by Reporting Type: MAPP_CA
ReportingType | 2015 | 2020 | 2025 | 2030 | 2035 | 2040
FGD | 0 | 0 | 0 | 0 | 0 | 0
SNCR | 0 | 0 | 0 | 0 | 0 | 0
SCR | 0 | 0 | 0 | 0 | 0 | 0
ACI90 | 0 | 0 | 0 | 0 | 0 | 0
RPJ90 | 0 | 0 | 0 | 0 | 0 | 0
PCSEQ | 0 | 0 | 0 | 0 | 0 | 0
Retrofit Capacity by Reporting Type: AZ_NM_SNV_Coal
ReportingType | 2015 | 2020 | 2025 | 2030 | 2035 | 2040
FGD | 384 | 0 | 0 | 0 | 0 | 0
SNCR | 0 | 0 | 0 | 0 | 0 | 0
SCR | 800 | 400 | 400 | 400 | 400 | 400
ACI90 | 0 | 0 | 0 | 0 | 0 | 0
RPJ90 | 3193.62 | 5826.84 | 2255.56 | 2255.58 | 418.09 | 418.1
PCSEQ | 0 | 0 | 0 | 59.79 | 583.12 | 583.12
Retrofit Capacity by Reporting Type: AZ_NM_SNV_Gas
ReportingType | 2015 | 2020 | 2025 | 2030 | 2035 | 2040
FGD | 0 | 0 | 0 | 0 | 0 | 0
SNCR | 0 | 0 | 0 | 0 | 0 | 0
SCR | 0 | 0 | 0 | 0 | 0 | 0
ACI90 | 0 | 0 | 0 | 0 | 0 | 0
RPJ90 | 0 | 0 | 0 | 0 | 0 | 0
PCSEQ | 0 | 0 | 0 | 0 | 0 | 0
Retrofit Capacity by Reporting Type: AZ_NM_SNV_NucRenew
ReportingType | 2015 | 2020 | 2025 | 2030 | 2035 | 2040
FGD | 0 | 0 | 0 | 0 | 0 | 0
SNCR | 0 | 0 | 0 | 0 | 0 | 0
SCR | 0 | 0 | 0 | 0 | 0 | 0
ACI90 | 0 | 0 | 0 | 0 | 0 | 0
RPJ90 | 0 | 0 | 0 | 0 | 0 | 0
PCSEQ | 0 | 0 | 0 | 0 | 0 | 0
Retrofit Capacity by Reporting Type: ERCOT
ReportingType | 2015 | 2020 | 2025 | 2030 | 2035 | 2040
FGD | 0 | 0 | 0 | 0 | 0 | 0
SNCR | 0 | 0 | 0 | 0 | 0 | 0
SCR | 3515 | 1330 | 1330 | 1330 | 1330 | 1330
ACI90 | 0 | 0 | 0 | 0 | 0 | 0
RPJ90 | 7133.41 | 1890.03 | 1382.09 | 1420.97 | 1502.22 | 1502.23
PCSEQ | 0 | 0 | 563.47 | 923.04 | 1071.38 | 1071.38
Retrofit Capacity by Reporting Type: NP15
ReportingType | 2015 | 2020 | 2025 | 2030 | 2035 | 2040
FGD | 0 | 0 | 0 | 0 | 0 | 0
SNCR | 0 | 0 | 0 | 0 | 0 | 0
SCR | 0 | 0 | 0 | 0 | 0 | 0
ACI90 | 0 | 0 | 0 | 0 | 0 | 0
RPJ90 | 0 | 0 | 0 | 0 | 0 | 0
PCSEQ | 0 | 0 | 0 | 0 | 0 | 0
Retrofit Capacity by Reporting Type: NWPP_Coal
ReportingType | 2015 | 2020 | 2025 | 2030 | 2035 | 2040
FGD | 0 | 0 | 0 | 0 | 0 | 0
SNCR | 0 | 0 | 0 | 0 | 0 | 0
SCR | 0 | 0 | 0 | 0 | 0 | 0
ACI90 | 0 | 0 | 0 | 0 | 0 | 0
RPJ90 | 453.6 | 4908.8 | 226.8 | 226.8 | 226.8 | 226.8
PCSEQ | 0 | 0 | 226.8 | 226.8 | 226.8 | 226.8
Retrofit Capacity by Reporting Type: NWPP_Gas
ReportingType | 2015 | 2020 | 2025 | 2030 | 2035 | 2040
FGD | 0 | 0 | 0 | 0 | 0 | 0
SNCR | 0 | 0 | 0 | 0 | 0 | 0
SCR | 0 | 0 | 0 | 0 | 0 | 0
ACI90 | 0 | 0 | 0 | 0 | 0 | 0
RPJ90 | 0 | 0 | 0 | 0 | 0 | 0
PCSEQ | 0 | 0 | 0 | 0 | 0 | 0
Retrofit Capacity by Reporting Type: NWPP_NucRenew
ReportingType | 2015 | 2020 | 2025 | 2030 | 2035 | 2040
FGD | 0 | 0 | 0 | 0 | 0 | 0
SNCR | 0 | 0 | 0 | 0 | 0 | 0
SCR | 0 | 0 | 0 | 0 | 0 | 0
ACI90 | 0 | 0 | 0 | 0 | 0 | 0
RPJ90 | 0 | 0 | 0 | 0 | 0 | 0
PCSEQ | 0 | 0 | 0 | 0 | 0 | 0
Retrofit Capacity by Reporting Type: RMPA
ReportingType | 2015 | 2020 | 2025 | 2030 | 2035 | 2040
FGD | 0 | 585.56 | 0 | 0 | 0 | 0
SNCR | 0 | 0 | 0 | 0 | 0 | 0
SCR | 1554.6 | 777.3 | 777.3 | 777.3 | 777.3 | 777.3
ACI90 | 0 | 0 | 0 | 0 | 0 | 0
RPJ90 | 2874.6 | 4496.86 | 1148.19 | 1148.19 | 777.3 | 777.3
PCSEQ | 0 | 0 | 591.95 | 591.95 | 591.95 | 591.95
Retrofit Capacity by Reporting Type: SP15
ReportingType | 2015 | 2020 | 2025 | 2030 | 2035 | 2040
FGD | 0 | 0 | 0 | 0 | 0 | 0
SNCR | 0 | 0 | 0 | 0 | 0 | 0
SCR | 0 | 0 | 0 | 0 | 0 | 0
ACI90 | 0 | 0 | 0 | 0 | 0 | 0
RPJ90 | 0 | 101.2 | 0 | 0 | 0 | 0
PCSEQ | 0 | 0 | 0 | 0 | 0 | 0
Retrofit Capacity by Reporting Type: ALB
ReportingType | 2015 | 2020 | 2025 | 2030 | 2035 | 2040
FGD | 0 | 0 | 0 | 0 | 0 | 0
SNCR | 0 | 0 | 0 | 0 | 0 | 0
SCR | 0 | 0 | 0 | 0 | 0 | 0
ACI90 | 0 | 0 | 0 | 0 | 0 | 0
RPJ90 | 0 | 0 | 0 | 0 | 0 | 0
PCSEQ | 0 | 0 | 0 | 0 | 0 | 0
Retrofit Capacity by Reporting Type: BC
ReportingType | 2015 | 2020 | 2025 | 2030 | 2035 | 2040
FGD | 0 | 0 | 0 | 0 | 0 | 0
SNCR | 0 | 0 | 0 | 0 | 0 | 0
SCR | 0 | 0 | 0 | 0 | 0 | 0
ACI90 | 0 | 0 | 0 | 0 | 0 | 0
RPJ90 | 0 | 0 | 0 | 0 | 0 | 0
PCSEQ | 0 | 0 | 0 | 0 | 0 | 0
Retrofit Capacity by Reporting Type: HQ_IESO
ReportingType | 2015 | 2020 | 2025 | 2030 | 2035 | 2040
FGD | 0 | 0 | 0 | 0 | 0 | 0
SNCR | 0 | 0 | 0 | 0 | 0 | 0
SCR | 0 | 0 | 0 | 0 | 0 | 0
ACI90 | 0 | 0 | 0 | 0 | 0 | 0
RPJ90 | 0 | 0 | 0 | 0 | 0 | 0
PCSEQ | 0 | 0 | 0 | 0 | 0 | 0
Retrofit Capacity by Reporting Type: HQ_NEISO
ReportingType | 2015 | 2020 | 2025 | 2030 | 2035 | 2040
FGD | 0 | 0 | 0 | 0 | 0 | 0
SNCR | 0 | 0 | 0 | 0 | 0 | 0
SCR | 0 | 0 | 0 | 0 | 0 | 0
ACI90 | 0 | 0 | 0 | 0 | 0 | 0
RPJ90 | 0 | 0 | 0 | 0 | 0 | 0
PCSEQ | 0 | 0 | 0 | 0 | 0 | 0
Retrofit Capacity by Reporting Type: HQ_NY
ReportingType | 2015 | 2020 | 2025 | 2030 | 2035 | 2040
FGD | 0 | 0 | 0 | 0 | 0 | 0
SNCR | 0 | 0 | 0 | 0 | 0 | 0
SCR | 0 | 0 | 0 | 0 | 0 | 0
ACI90 | 0 | 0 | 0 | 0 | 0 | 0
RPJ90 | 0 | 0 | 0 | 0 | 0 | 0
PCSEQ | 0 | 0 | 0 | 0 | 0 | 0
Retrofit Capacity by Reporting Type: MARITIMES
ReportingType | 2015 | 2020 | 2025 | 2030 | 2035 | 2040
FGD | 0 | 0 | 0 | 0 | 0 | 0
SNCR | 0 | 0 | 0 | 0 | 0 | 0
SCR | 0 | 0 | 0 | 0 | 0 | 0
ACI90 | 0 | 0 | 0 | 0 | 0 | 0
RPJ90 | 0 | 0 | 0 | 0 | 0 | 0
PCSEQ | 0 | 0 | 0 | 0 | 0 | 0
Retrofit Capacity by Reporting Type: All
ReportingType | 2015 | 2020 | 2025 | 2030 | 2035 | 2040
FGD | 7551.7 | 2359.56 | 73.95 | 73.95 | 0 | 0
SNCR | 0 | 0 | 0 | 0 | 0 | 0
SCR | 18891.33 | 4054.2 | 4054.2 | 4054.2 | 4054.2 | 4054.2
ACI90 | 0 | 0 | 0 | 0 | 0 | 0
RPJ90 | 33283.48 | 61777.71 | 33703.29 | 32510.98 | 26601.31 | 26689.5
PCSEQ | 0 | 406.06 | 4921.26 | 10776.9 | 18384.22 | 19153.06
Retrofit Capacity by Reporting Type: EI_US
ReportingType | 2015 | 2020 | 2025 | 2030 | 2035 | 2040
FGD | 7167.7 | 1774 | 73.95 | 73.95 | 0 | 0
SNCR | 0 | 0 | 0 | 0 | 0 | 0
SCR | 13021.73 | 1546.9 | 1546.9 | 1546.9 | 1546.9 | 1546.9
ACI90 | 0 | 0 | 0 | 0 | 0 | 0
RPJ90 | 19628.26 | 44553.98 | 28690.65 | 27459.44 | 23676.91 | 23765.07
PCSEQ | 0 | 406.06 | 3539.05 | 8975.33 | 15910.98 | 16679.82
Retrofit Capacity by Reporting Type: EI_Canada
ReportingType | 2015 | 2020 | 2025 | 2030 | 2035 | 2040
FGD | 0 | 0 | 0 | 0 | 0 | 0
SNCR | 0 | 0 | 0 | 0 | 0 | 0
SCR | 0 | 0 | 0 | 0 | 0 | 0
ACI90 | 0 | 0 | 0 | 0 | 0 | 0
RPJ90 | 0 | 0 | 0 | 0 | 0 | 0
PCSEQ | 0 | 0 | 0 | 0 | 0 | 0
Retrofit Capacity by Reporting Type: EI
ReportingType | 2015 | 2020 | 2025 | 2030 | 2035 | 2040
FGD | 7167.7 | 1774 | 73.95 | 73.95 | 0 | 0
SNCR | 0 | 0 | 0 | 0 | 0 | 0
SCR | 13021.73 | 1546.9 | 1546.9 | 1546.9 | 1546.9 | 1546.9
ACI90 | 0 | 0 | 0 | 0 | 0 | 0
RPJ90 | 19628.26 | 44553.98 | 28690.65 | 27459.44 | 23676.91 | 23765.07
PCSEQ | 0 | 406.06 | 3539.05 | 8975.33 | 15910.98 | 16679.82
Retrofit Capacity by Reporting Type: Outside_EI
ReportingType | 2015 | 2020 | 2025 | 2030 | 2035 | 2040
FGD | 384 | 585.56 | 0 | 0 | 0 | 0
SNCR | 0 | 0 | 0 | 0 | 0 | 0
SCR | 5869.6 | 2507.3 | 2507.3 | 2507.3 | 2507.3 | 2507.3
ACI90 | 0 | 0 | 0 | 0 | 0 | 0
RPJ90 | 13655.23 | 17223.73 | 5012.64 | 5051.54 | 2924.41 | 2924.43
PCSEQ | 0 | 0 | 1382.21 | 1801.58 | 2473.24 | 2473.24
#7 | Reserve Margin (MW)
Reserve Margin Data: ALB
| 2015 | 2020 | 2025 | 2030 | 2035 | 2040
a. Peak Demand | 9181.37 | 9515.81 | 9741.03 | 10539.59 | 10511.17 | 10894.89
b. Peak Demand + Reserve Margin | 10834.02 | 11228.65 | 11494.41 | 12436.71 | 12403.18 | 12855.97
c. DR MW | 105.16 | 361.08 | 660.83 | 708.64 | 759.9 | 814.88
d. Capacity Credit | 10877.9 | 11228.65 | 11494.41 | 12436.71 | 12930.7 | 12998.88
Reserve Margin Data: BC
| 2015 | 2020 | 2025 | 2030 | 2035 | 2040
a. Peak Demand | 11225.55 | 11381.05 | 11396.67 | 12062.39 | 11767.86 | 11931.79
b. Peak Demand + Reserve Margin | 13246.15 | 13429.64 | 13448.08 | 14233.62 | 13886.07 | 14079.51
c. DR MW | 0.01 | 264.69 | 555.31 | 582.51 | 611.05 | 640.98
d. Capacity Credit | 13426.72 | 13691.4 | 13982.02 | 14233.62 | 14350.38 | 14782.87
Reserve Margin Data: ENT
| 2015 | 2020 | 2025 | 2030 | 2035 | 2040
a. Peak Demand | 31634.41 | 30708.05 | 30365.16 | 28510.79 | 27086.39 | 28230.18
b. Peak Demand + Reserve Margin | 36063.22 | 35007.18 | 34616.28 | 32502.31 | 30878.48 | 32182.41
c. DR MW | 301.55 | 1538.95 | 2854.33 | 2930.78 | 3009.27 | 3089.87
d. Capacity Credit | 36063.22 | 35007.18 | 34616.28 | 32502.31 | 30878.48 | 32182.41
Reserve Margin Data: ERCOT
| 2015 | 2020 | 2025 | 2030 | 2035 | 2040
a. Peak Demand | 68229.3 | 69451.1 | 69569.82 | 68940.45 | 68917.28 | 69525.49
b. Peak Demand + Reserve Margin | 76757.96 | 78132.49 | 78266.05 | 77558 | 77531.94 | 78216.17
c. DR MW | 740.81 | 3617.73 | 6720.3 | 6926.25 | 7155.61 | 7391.29
d. Capacity Credit | 76757.96 | 78132.49 | 78266.05 | 77558 | 77531.94 | 78216.17
Reserve Margin Data: FRCC
| 2015 | 2020 | 2025 | 2030 | 2035 | 2040
a. Peak Demand | 49725.75 | 49833.01 | 52804.36 | 53044.46 | 51283.38 | 54997.97
b. Peak Demand + Reserve Margin | 57681.87 | 57806.29 | 61253.06 | 61531.57 | 59488.72 | 63797.65
c. DR MW | 2734.45 | 3962.85 | 5527.63 | 5878.95 | 6252.59 | 6649.99
d. Capacity Credit | 57681.88 | 57806.29 | 61253.06 | 61531.57 | 59618.88 | 63797.65
Reserve Margin Data: IESO
| 2015 | 2020 | 2025 | 2030 | 2035 | 2040
a. Peak Demand | 21596.16 | 20650.12 | 20392.13 | 21284.45 | 20477.21 | 20474.97
b. Peak Demand + Reserve Margin | 25267.51 | 24160.64 | 23858.79 | 24902.8 | 23958.33 | 23955.71
c. DR MW | 1958.79 | 2066.83 | 2340.54 | 2421.21 | 2504.65 | 2590.98
d. Capacity Credit | 26708.65 | 26816.69 | 27090.4 | 27171.57 | 25786.84 | 24333.16
Reserve Margin Data: MAPP_CA
| 2015 | 2020 | 2025 | 2030 | 2035 | 2040
a. Peak Demand | 8035.11 | 8350.57 | 8287.28 | 8692.95 | 8404.88 | 8445.78
b. Peak Demand + Reserve Margin | 8999.32 | 9352.64 | 9281.75 | 9736.11 | 9413.46 | 9459.27
c. DR MW | 89.5 | 308.14 | 546.73 | 568.39 | 590.9 | 614.31
d. Capacity Credit | 8999.32 | 9352.64 | 9557.5 | 12039.16 | 12028.41 | 11770.06
Reserve Margin Data: MAPP_US
| 2015 | 2020 | 2025 | 2030 | 2035 | 2040
a. Peak Demand | 5129.44 | 5491.37 | 5428.86 | 5639.95 | 5683.4 | 5723.89
b. Peak Demand + Reserve Margin | 5847.56 | 6260.17 | 6188.9 | 6429.54 | 6479.08 | 6525.23
c. DR MW | 59 | 199.4 | 353.8 | 367.81 | 382.38 | 397.53
d. Capacity Credit | 5847.56 | 6260.17 | 6188.9 | 6429.54 | 6479.08 | 6525.23
Reserve Margin Data: NEISO
| 2015 | 2020 | 2025 | 2030 | 2035 | 2040
a. Peak Demand | 28416.17 | 26403.91 | 26008.78 | 25551.91 | 26477.35 | 25679.87
b. Peak Demand + Reserve Margin | 32962.76 | 30628.53 | 30170.18 | 29640.22 | 30713.72 | 29788.64
c. DR MW | 3092.4 | 3627.72 | 4230.66 | 4257.78 | 4282.5 | 4307.35
d. Capacity Credit | 32962.76 | 30628.53 | 30170.18 | 30797.84 | 30713.72 | 29788.64
Reserve Margin Data: NonRTO_Midwest
| 2015 | 2020 | 2025 | 2030 | 2035 | 2040
a. Peak Demand | 11412.35 | 11569.49 | 11884.9 | 10957.56 | 11262.84 | 11807.74
b. Peak Demand + Reserve Margin | 13010.07 | 13189.22 | 13548.79 | 12491.62 | 12839.64 | 13460.82
c. DR MW | 193.98 | 453.37 | 727.88 | 745.89 | 764.35 | 783.26
d. Capacity Credit | 13010.07 | 13189.22 | 13548.79 | 12491.62 | 12839.64 | 13460.82
Reserve Margin Data: NYISO_J-K
| 2015 | 2020 | 2025 | 2030 | 2035 | 2040
a. Peak Demand | 14770.7 | 15573.29 | 15898.98 | 16038 | 15901.54 | 16023.59
b. Peak Demand + Reserve Margin | 13589.04 | 14327.43 | 14627.07 | 14754.96 | 14629.41 | 14741.7
c. DR MW | 1319.07 | 1502.66 | 1718.62 | 1795.58 | 1875.99 | 1960
d. Capacity Credit | 14580.33 | 14763.92 | 14979.88 | 15156.67 | 15261.08 | 15345.09
Reserve Margin Data: PJM_E
| 2015 | 2020 | 2025 | 2030 | 2035 | 2040
a. Peak Demand | 29437.08 | 26957.84 | 26749.84 | 27161.45 | 27329.4 | 27784.97
b. Peak Demand + Reserve Margin | 28789.47 | 26364.77 | 26161.35 | 26563.9 | 26728.15 | 27173.7
c. DR MW | 1256.73 | 1718.17 | 2388.62 | 2469.72 | 2553.57 | 2640.27
d. Capacity Credit | 33737.65 | 33149.49 | 31527.45 | 31580.61 | 29918.1 | 29710.29
Reserve Margin Data: RMPA
| 2015 | 2020 | 2025 | 2030 | 2035 | 2040
a. Peak Demand | 12677.75 | 13837.46 | 12883.21 | 14032.71 | 14032.7 | 14320.28
b. Peak Demand + Reserve Margin | 14452.64 | 15774.71 | 14686.86 | 15997.29 | 15997.28 | 16325.12
c. DR MW | 486.05 | 622.89 | 804.5 | 856.88 | 912.57 | 971.91
d. Capacity Credit | 14874.06 | 15774.71 | 14686.86 | 15997.28 | 15997.28 | 16356.43
Reserve Margin Data: SOCO
| 2015 | 2020 | 2025 | 2030 | 2035 | 2040
a. Peak Demand | 48917.72 | 53536.94 | 53834.26 | 54220.95 | 53676.14 | 52835.67
b. Peak Demand + Reserve Margin | 55766.2 | 61032.11 | 61371.05 | 61811.89 | 61190.8 | 60232.67
c. DR MW | 2570.49 | 4773.97 | 7215.46 | 7512.46 | 7821.68 | 8143.63
d. Capacity Credit | 55766.2 | 61032.11 | 61598.97 | 61811.88 | 61190.8 | 60232.67
Reserve Margin Data: TVA
| 2015 | 2020 | 2025 | 2030 | 2035 | 2040
a. Peak Demand | 32046.86 | 35066.33 | 34262.05 | 33668.55 | 35751.86 | 35044.36
b. Peak Demand + Reserve Margin | 36853.89 | 40326.28 | 39401.36 | 38718.83 | 41114.64 | 40301.02
c. DR MW | 1805 | 2555.95 | 3357.9 | 3440.97 | 3526.11 | 3613.35
d. Capacity Credit | 36853.89 | 40326.28 | 39401.36 | 38718.83 | 41114.64 | 40301.02
Reserve Margin Data: VACAR
| 2015 | 2020 | 2025 | 2030 | 2035 | 2040
a. Peak Demand | 49895.42 | 52403.03 | 53541.25 | 53758.95 | 53001.52 | 54775.11
b. Peak Demand + Reserve Margin | 56880.77 | 59739.45 | 61037.02 | 61285.2 | 60421.73 | 62443.63
c. DR MW | 2339.28 | 3868.22 | 5651.52 | 5928.05 | 6218.12 | 6522.37
d. Capacity Credit | 56880.77 | 59739.45 | 61037.02 | 61285.2 | 62727.97 | 62443.63
Reserve Margin Data: AZ_NM_SNV
| 2015 | 2020 | 2025 | 2030 | 2035 | 2040
a. Peak Demand | 26478.97 | 29587.47 | 30300.18 | 30625.14 | 32130.99 | 32130.99
b. Peak Demand + Reserve Margin | 30636.17 | 34232.7 | 35057.31 | 35433.29 | 37175.56 | 37175.55
c. DR MW | 334.55 | 1076.71 | 1928.33 | 2059.84 | 2196.64 | 2344.36
d. Capacity Credit | 30636.17 | 34232.7 | 35057.31 | 35433.29 | 37175.56 | 37175.55
Reserve Margin Data: CA
| 2015 | 2020 | 2025 | 2030 | 2035 | 2040
a. Peak Demand | 62369.58 | 66254.09 | 67147.73 | 69917.77 | 71670.91 | 75639.37
b. Peak Demand + Reserve Margin | 72722.93 | 77252.26 | 78294.26 | 81524.12 | 83568.28 | 88195.5
c. DR MW | 4441.2 | 4603.38 | 4993.26 | 5277.46 | 5551.88 | 5835.06
d. Capacity Credit | 72722.93 | 77252.26 | 78294.26 | 81524.12 | 83568.28 | 88195.5
Reserve Margin Data: MISO
| 2015 | 2020 | 2025 | 2030 | 2035 | 2040
a. Peak Demand | 92771.39 | 93609.81 | 100435.65 | 101785.09 | 97786.79 | 101382.85
b. Peak Demand + Reserve Margin | 108913.62 | 109897.91 | 117911.45 | 119495.7 | 114801.69 | 119023.46
c. DR MW | 6024.78 | 8117.79 | 10669.2 | 11079.6 | 11505.92 | 11948.8
d. Capacity Credit | 108913.62 | 109897.91 | 117911.45 | 119495.7 | 114801.69 | 119023.46
Reserve Margin Data: NWPP
| 2015 | 2020 | 2025 | 2030 | 2035 | 2040
a. Peak Demand | 36159.13 | 38275.33 | 39293.31 | 39990.2 | 39990.2 | 43276.5
b. Peak Demand + Reserve Margin | 42667.78 | 45164.89 | 46366.11 | 47188.43 | 47188.44 | 51066.27
c. DR MW | 0.01 | 953.34 | 1988.72 | 2091.14 | 2193.74 | 2298.72
d. Capacity Credit | 48766.8 | 49870.73 | 48624.21 | 51332.84 | 49732.77 | 53251.53
Reserve Margin Data: NYISO
| 2015 | 2020 | 2025 | 2030 | 2035 | 2040
a. Peak Demand | 28540.06 | 30358.42 | 30861.79 | 31331.41 | 30533.94 | 30615.37
b. Peak Demand + Reserve Margin | 33249.17 | 35367.56 | 35953.98 | 36501.09 | 35572.04 | 35666.91
c. DR MW | 2565.83 | 2901.13 | 3296.24 | 3421.43 | 3551.63 | 3687.07
d. Capacity Credit | 34916.79 | 35367.56 | 35970.69 | 36501.09 | 35572.04 | 35666.91
Reserve Margin Data: NYISO_G-I_J-K
| 2015 | 2020 | 2025 | 2030 | 2035 | 2040
a. Peak Demand | 18572.33 | 19532.14 | 19944.79 | 20006.48 | 19907.3 | 20055.11
b. Peak Demand + Reserve Margin | 17643.71 | 18555.53 | 18947.55 | 19006.16 | 18911.93 | 19052.36
c. DR MW | 1658.63 | 1882.98 | 2152.95 | 2248.69 | 2348.69 | 2453.13
d. Capacity Credit | 18369.89 | 18603.24 | 18947.55 | 19188.12 | 18911.93 | 20227.32
Reserve Margin Data: PJM
| 2015 | 2020 | 2025 | 2030 | 2035 | 2040
a. Peak Demand | 147146.78 | 145723.4 | 140313.94 | 142279.02 | 141792.59 | 143869.67
b. Peak Demand + Reserve Margin | 169660.23 | 168019.08 | 161781.97 | 164047.71 | 163486.86 | 165881.73
c. DR MW | 6888.69 | 10788.12 | 15528.1 | 16025.26 | 16538.36 | 17067.93
d. Capacity Credit | 169660.23 | 168019.08 | 161781.97 | 164047.71 | 163486.86 | 165881.73
Reserve Margin Data: SPP
| 2015 | 2020 | 2025 | 2030 | 2035 | 2040
a. Peak Demand | 55452.51 | 59996.2 | 58421.53 | 59913.5 | 61638.24 | 62379.68
b. Peak Demand + Reserve Margin | 62994.05 | 68155.69 | 66366.86 | 68061.74 | 70021.04 | 70863.31
c. DR MW | 1132.21 | 3430.99 | 5911.36 | 6129.52 | 6355.94 | 6590.94
d. Capacity Credit | 62994.05 | 68155.69 | 66366.86 | 68061.74 | 70021.04 | 70863.31

## Transmission
$/MW
[8 empty] | Transfer |  | $/MWh | $/MWh | Wheel+ | $/MWh
Year | Line | From | To | EI Internal/External | Season | Block | Duration | Limit | MW flow | From price | To price | Friction | Shadow Price
2015 | ENT_2_MISO_MO-IL | ENT | MISO_MO-IL | Internal | Shoulder | B11 | 25 | 2260 | 0 | 77.22 | 76.08 | 8 | 0
2015 | ENT_2_MISO_MO-IL | ENT | MISO_MO-IL | Internal | Shoulder | B12 | 200 | 2260 | 0 | 59.47 | 64.09 | 8 | 0
2015 | ENT_2_MISO_MO-IL | ENT | MISO_MO-IL | Internal | Shoulder | B13 | 600 | 2260 | 0 | 59.47 | 58.37 | 8 | 0
2015 | ENT_2_MISO_MO-IL | ENT | MISO_MO-IL | Internal | Shoulder | B14 | 900 | 2260 | 0 | 57.49 | 55.78 | 8 | 0
2015 | ENT_2_MISO_MO-IL | ENT | MISO_MO-IL | Internal | Shoulder | B15 | 1203 | 2260 | 0 | 57.49 | 54.05 | 8 | 0
2015 | ENT_2_MISO_MO-IL | ENT | MISO_MO-IL | Internal | Summer | B1 | 10 | 2260 | 0 | 91.77 | 91.77 | 8 | 0
2015 | ENT_2_MISO_MO-IL | ENT | MISO_MO-IL | Internal | Summer | B2 | 25 | 2260 | 0 | 89.87 | 88.74 | 8 | 0
2015 | ENT_2_MISO_MO-IL | ENT | MISO_MO-IL | Internal | Summer | B3 | 75 | 2260 | 0 | 89.87 | 88.74 | 8 | 0
2015 | ENT_2_MISO_MO-IL | ENT | MISO_MO-IL | Internal | Summer | B4 | 100 | 2260 | 0 | 88.01 | 86.87 | 8 | 0
2015 | ENT_2_MISO_MO-IL | ENT | MISO_MO-IL | Internal | Summer | B5 | 200 | 2260 | 0 | 80.63 | 75.72 | 8 | 0
2015 | ENT_2_MISO_MO-IL | ENT | MISO_MO-IL | Internal | Summer | B6 | 300 | 2260 | 0 | 64.59 | 65.59 | 8 | 0
2015 | ENT_2_MISO_MO-IL | ENT | MISO_MO-IL | Internal | Summer | B7 | 400 | 2260 | 0 | 58.69 | 55.38 | 8 | 0
2015 | ENT_2_MISO_MO-IL | ENT | MISO_MO-IL | Internal | Summer | B8 | 500 | 2260 | 0 | 58.69 | 53.7 | 8 | 0
2015 | ENT_2_MISO_MO-IL | ENT | MISO_MO-IL | Internal | Summer | B9 | 800 | 2260 | 0 | 56.32 | 52.98 | 8 | 0
2015 | ENT_2_MISO_MO-IL | ENT | MISO_MO-IL | Internal | Summer | B10 | 1262 | 2260 | 0 | 56.32 | 52 | 8 | 0
2015 | ENT_2_MISO_MO-IL | ENT | MISO_MO-IL | Internal | Winter | B16 | 25 | 2260 | 0 | 75.12 | 75.12 | 8 | 0
2015 | ENT_2_MISO_MO-IL | ENT | MISO_MO-IL | Internal | Winter | B17 | 100 | 2260 | 0 | 61.89 | 65.6 | 8 | 0
2015 | ENT_2_MISO_MO-IL | ENT | MISO_MO-IL | Internal | Winter | B18 | 400 | 2260 | 0 | 60.29 | 60.05 | 8 | 0
2015 | ENT_2_MISO_MO-IL | ENT | MISO_MO-IL | Internal | Winter | B19 | 700 | 2260 | 0 | 59.83 | 57.99 | 8 | 0
2015 | ENT_2_MISO_MO-IL | ENT | MISO_MO-IL | Internal | Winter | B20 | 935 | 2260 | 0 | 59.83 | 52.98 | 8 | 0
2015 | ENT_2_SOCO | ENT | SOCO | Internal | Shoulder | B11 | 25 | 2000 | 162.72 | 77.22 | 85.22 | 8 | 0
2015 | ENT_2_SOCO | ENT | SOCO | Internal | Shoulder | B12 | 200 | 2000 | 0 | 59.47 | 64.49 | 8 | 0
2015 | ENT_2_SOCO | ENT | SOCO | Internal | Shoulder | B13 | 600 | 2000 | 0 | 59.47 | 61.88 | 8 | 0
2015 | ENT_2_SOCO | ENT | SOCO | Internal | Shoulder | B14 | 900 | 2000 | 0 | 57.49 | 61.88 | 8 | 0
2015 | ENT_2_SOCO | ENT | SOCO | Internal | Shoulder | B15 | 1203 | 2000 | 0 | 57.49 | 59.72 | 8 | 0
2015 | ENT_2_SOCO | ENT | SOCO | Internal | Summer | B1 | 10 | 2000 | 70.43 | 91.77 | 99.77 | 8 | 0
2015 | ENT_2_SOCO | ENT | SOCO | Internal | Summer | B2 | 25 | 2000 | 1103.16 | 89.87 | 97.87 | 8 | 0
2015 | ENT_2_SOCO | ENT | SOCO | Internal | Summer | B3 | 75 | 2000 | 1979.4 | 89.87 | 97.87 | 8 | 0
2015 | ENT_2_SOCO | ENT | SOCO | Internal | Summer | B4 | 100 | 2000 | 2000 | 88.01 | 97.87 | 8 | 1.85
2015 | ENT_2_SOCO | ENT | SOCO | Internal | Summer | B5 | 200 | 2000 | 1263.69 | 80.63 | 88.63 | 8 | 0
2015 | ENT_2_SOCO | ENT | SOCO | Internal | Summer | B6 | 300 | 2000 | 2000 | 64.59 | 78.83 | 8 | 6.24
2015 | ENT_2_SOCO | ENT | SOCO | Internal | Summer | B7 | 400 | 2000 | 2000 | 58.69 | 70.36 | 8 | 3.68
2015 | ENT_2_SOCO | ENT | SOCO | Internal | Summer | B8 | 500 | 2000 | 1756.7 | 58.69 | 66.69 | 8 | 0
2015 | ENT_2_SOCO | ENT | SOCO | Internal | Summer | B9 | 800 | 2000 | 0 | 56.32 | 60.67 | 8 | 0
2015 | ENT_2_SOCO | ENT | SOCO | Internal | Summer | B10 | 1262 | 2000 | 0 | 56.32 | 58.55 | 8 | 0
2015 | ENT_2_SOCO | ENT | SOCO | Internal | Winter | B16 | 25 | 2000 | 2000 | 75.12 | 85.18 | 8 | 2.06
2015 | ENT_2_SOCO | ENT | SOCO | Internal | Winter | B17 | 100 | 2000 | 0 | 61.89 | 67.23 | 8 | 0
2015 | ENT_2_SOCO | ENT | SOCO | Internal | Winter | B18 | 400 | 2000 | 0 | 60.29 | 64.36 | 8 | 0
2015 | ENT_2_SOCO | ENT | SOCO | Internal | Winter | B19 | 700 | 2000 | 0 | 59.83 | 64.36 | 8 | 0
2015 | ENT_2_SOCO | ENT | SOCO | Internal | Winter | B20 | 935 | 2000 | 0 | 59.83 | 62.11 | 8 | 0
2015 | ENT_2_SPP_N | ENT | SPP_N | Internal | Shoulder | B11 | 25 | 1300 | 0 | 77.22 | 83.06 | 8 | 0
2015 | ENT_2_SPP_N | ENT | SPP_N | Internal | Shoulder | B12 | 200 | 1300 | 0 | 59.47 | 60.03 | 8 | 0
2015 | ENT_2_SPP_N | ENT | SPP_N | Internal | Shoulder | B13 | 600 | 1300 | 0 | 59.47 | 58.31 | 8 | 0
2015 | ENT_2_SPP_N | ENT | SPP_N | Internal | Shoulder | B14 | 900 | 1300 | 0 | 57.49 | 57.38 | 8 | 0
2015 | ENT_2_SPP_N | ENT | SPP_N | Internal | Shoulder | B15 | 1203 | 1300 | 0 | 57.49 | 57.38 | 8 | 0
2015 | ENT_2_SPP_N | ENT | SPP_N | Internal | Summer | B1 | 10 | 1300 | 0 | 91.77 | 92.6 | 8 | 0
2015 | ENT_2_SPP_N | ENT | SPP_N | Internal | Summer | B2 | 25 | 1300 | 0 | 89.87 | 92.6 | 8 | 0
2015 | ENT_2_SPP_N | ENT | SPP_N | Internal | Summer | B3 | 75 | 1300 | 0 | 89.87 | 91.39 | 8 | 0
2015 | ENT_2_SPP_N | ENT | SPP_N | Internal | Summer | B4 | 100 | 1300 | 0 | 88.01 | 86.87 | 8 | 0
2015 | ENT_2_SPP_N | ENT | SPP_N | Internal | Summer | B5 | 200 | 1300 | 0 | 80.63 | 81.21 | 8 | 0
2015 | ENT_2_SPP_N | ENT | SPP_N | Internal | Summer | B6 | 300 | 1300 | 0 | 64.59 | 72.58 | 8 | 0
2015 | ENT_2_SPP_N | ENT | SPP_N | Internal | Summer | B7 | 400 | 1300 | 0 | 58.69 | 62.36 | 8 | 0
2015 | ENT_2_SPP_N | ENT | SPP_N | Internal | Summer | B8 | 500 | 1300 | 0 | 58.69 | 58.7 | 8 | 0
2015 | ENT_2_SPP_N | ENT | SPP_N | Internal | Summer | B9 | 800 | 1300 | 0 | 56.32 | 56.11 | 8 | 0
2015 | ENT_2_SPP_N | ENT | SPP_N | Internal | Summer | B10 | 1262 | 1300 | 0 | 56.32 | 54.59 | 8 | 0
2015 | ENT_2_SPP_N | ENT | SPP_N | Internal | Winter | B16 | 25 | 1300 | 0 | 75.12 | 70.12 | 8 | 0
2015 | ENT_2_SPP_N | ENT | SPP_N | Internal | Winter | B17 | 100 | 1300 | 0 | 61.89 | 60.6 | 8 | 0
2015 | ENT_2_SPP_N | ENT | SPP_N | Internal | Winter | B18 | 400 | 1300 | 0 | 60.29 | 59.86 | 8 | 0
2015 | ENT_2_SPP_N | ENT | SPP_N | Internal | Winter | B19 | 700 | 1300 | 0 | 59.83 | 59.72 | 8 | 0
2015 | ENT_2_SPP_N | ENT | SPP_N | Internal | Winter | B20 | 935 | 1300 | 0 | 59.83 | 56.81 | 8 | 0
2015 | ENT_2_SPP_S | ENT | SPP_S | Internal | Shoulder | B11 | 25 | 1300 | 0 | 77.22 | 83.05 | 8 | 0
2015 | ENT_2_SPP_S | ENT | SPP_S | Internal | Shoulder | B12 | 200 | 1300 | 0 | 59.47 | 60.04 | 8 | 0
2015 | ENT_2_SPP_S | ENT | SPP_S | Internal | Shoulder | B13 | 600 | 1300 | 0 | 59.47 | 58.32 | 8 | 0
2015 | ENT_2_SPP_S | ENT | SPP_S | Internal | Shoulder | B14 | 900 | 1300 | 0 | 57.49 | 57.39 | 8 | 0
2015 | ENT_2_SPP_S | ENT | SPP_S | Internal | Shoulder | B15 | 1203 | 1300 | 0 | 57.49 | 57.39 | 8 | 0
2015 | ENT_2_SPP_S | ENT | SPP_S | Internal | Summer | B1 | 10 | 1300 | 0 | 91.77 | 90.44 | 8 | 0
2015 | ENT_2_SPP_S | ENT | SPP_S | Internal | Summer | B2 | 25 | 1300 | 0 | 89.87 | 90.44 | 8 | 0
2015 | ENT_2_SPP_S | ENT | SPP_S | Internal | Summer | B3 | 75 | 1300 | 0 | 89.87 | 90.43 | 8 | 0
2015 | ENT_2_SPP_S | ENT | SPP_S | Internal | Summer | B4 | 100 | 1300 | 0 | 88.01 | 83.01 | 8 | 0
2015 | ENT_2_SPP_S | ENT | SPP_S | Internal | Summer | B5 | 200 | 1300 | 0 | 80.63 | 81.19 | 8 | 0
2015 | ENT_2_SPP_S | ENT | SPP_S | Internal | Summer | B6 | 300 | 1300 | 466.66 | 64.59 | 72.59 | 8 | 0
2015 | ENT_2_SPP_S | ENT | SPP_S | Internal | Summer | B7 | 400 | 1300 | 0 | 58.69 | 62.38 | 8 | 0
2015 | ENT_2_SPP_S | ENT | SPP_S | Internal | Summer | B8 | 500 | 1300 | 0 | 58.69 | 58.71 | 8 | 0
2015 | ENT_2_SPP_S | ENT | SPP_S | Internal | Summer | B9 | 800 | 1300 | 0 | 56.32 | 56.13 | 8 | 0
2015 | ENT_2_SPP_S | ENT | SPP_S | Internal | Summer | B10 | 1262 | 1300 | 0 | 56.32 | 56 | 8 | 0
2015 | ENT_2_SPP_S | ENT | SPP_S | Internal | Winter | B16 | 25 | 1300 | 0 | 75.12 | 70.13 | 8 | 0
2015 | ENT_2_SPP_S | ENT | SPP_S | Internal | Winter | B17 | 100 | 1300 | 0 | 61.89 | 60.61 | 8 | 0
2015 | ENT_2_SPP_S | ENT | SPP_S | Internal | Winter | B18 | 400 | 1300 | 0 | 60.29 | 59.87 | 8 | 0
2015 | ENT_2_SPP_S | ENT | SPP_S | Internal | Winter | B19 | 700 | 1300 | 0 | 59.83 | 59.74 | 8 | 0
2015 | ENT_2_SPP_S | ENT | SPP_S | Internal | Winter | B20 | 935 | 1300 | 0 | 59.83 | 59.74 | 8 | 0
2015 | ENT_2_TVA_Transmission | ENT | TVA_Transmission | Internal | Shoulder | B11 | 25 | 2100 | 0 | 77.22 | 80.06 | 8 | 0
2015 | ENT_2_TVA_Transmission | ENT | TVA_Transmission | Internal | Shoulder | B12 | 200 | 2100 | 0 | 59.47 | 65.5 | 8 | 0
2015 | ENT_2_TVA_Transmission | ENT | TVA_Transmission | Internal | Shoulder | B13 | 600 | 2100 | 0 | 59.47 | 62.77 | 8 | 0
2015 | ENT_2_TVA_Transmission | ENT | TVA_Transmission | Internal | Shoulder | B14 | 900 | 2100 | 0 | 57.49 | 62.31 | 8 | 0
2015 | ENT_2_TVA_Transmission | ENT | TVA_Transmission | Internal | Shoulder | B15 | 1203 | 2100 | 0 | 57.49 | 60.97 | 8 | 0
2015 | ENT_2_TVA_Transmission | ENT | TVA_Transmission | Internal | Summer | B1 | 10 | 2100 | 668.99 | 91.77 | 99.77 | 8 | 0
2015 | ENT_2_TVA_Transmission | ENT | TVA_Transmission | Internal | Summer | B2 | 25 | 2100 | 0 | 89.87 | 96.74 | 8 | 0
2015 | ENT_2_TVA_Transmission | ENT | TVA_Transmission | Internal | Summer | B3 | 75 | 2100 | 0 | 89.87 | 95.51 | 8 | 0
2015 | ENT_2_TVA_Transmission | ENT | TVA_Transmission | Internal | Summer | B4 | 100 | 2100 | 0 | 88.01 | 90.87 | 8 | 0
2015 | ENT_2_TVA_Transmission | ENT | TVA_Transmission | Internal | Summer | B5 | 200 | 2100 | 0 | 80.63 | 79.7 | 8 | 0
2015 | ENT_2_TVA_Transmission | ENT | TVA_Transmission | Internal | Summer | B6 | 300 | 2100 | 0 | 64.59 | 69.83 | 8 | 0
2015 | ENT_2_TVA_Transmission | ENT | TVA_Transmission | Internal | Summer | B7 | 400 | 2100 | 0 | 58.69 | 62.09 | 8 | 0
2015 | ENT_2_TVA_Transmission | ENT | TVA_Transmission | Internal | Summer | B8 | 500 | 2100 | 0 | 58.69 | 60.87 | 8 | 0
2015 | ENT_2_TVA_Transmission | ENT | TVA_Transmission | Internal | Summer | B9 | 800 | 2100 | 0 | 56.32 | 59.66 | 8 | 0
2015 | ENT_2_TVA_Transmission | ENT | TVA_Transmission | Internal | Summer | B10 | 1262 | 2100 | 0 | 56.32 | 57.98 | 8 | 0
2015 | ENT_2_TVA_Transmission | ENT | TVA_Transmission | Internal | Winter | B16 | 25 | 2100 | 1705.23 | 75.12 | 83.12 | 8 | 0
2015 | ENT_2_TVA_Transmission | ENT | TVA_Transmission | Internal | Winter | B17 | 100 | 2100 | 0 | 61.89 | 69.48 | 8 | 0
2015 | ENT_2_TVA_Transmission | ENT | TVA_Transmission | Internal | Winter | B18 | 400 | 2100 | 0 | 60.29 | 65.5 | 8 | 0
2015 | ENT_2_TVA_Transmission | ENT | TVA_Transmission | Internal | Winter | B19 | 700 | 2100 | 0 | 59.83 | 64.45 | 8 | 0
2015 | ENT_2_TVA_Transmission | ENT | TVA_Transmission | Internal | Winter | B20 | 935 | 2100 | 0 | 59.83 | 60.98 | 8 | 0
2015 | FRCC_2_SOCO | FRCC | SOCO | Internal | Shoulder | B11 | 25 | 900 | 0 | 95.22 | 85.22 | 8 | 0
2015 | FRCC_2_SOCO | FRCC | SOCO | Internal | Shoulder | B12 | 200 | 900 | 0 | 66.91 | 64.49 | 8 | 0
2015 | FRCC_2_SOCO | FRCC | SOCO | Internal | Shoulder | B13 | 600 | 900 | 0 | 64.13 | 61.88 | 8 | 0
2015 | FRCC_2_SOCO | FRCC | SOCO | Internal | Shoulder | B14 | 900 | 900 | 0 | 64.13 | 61.88 | 8 | 0
2015 | FRCC_2_SOCO | FRCC | SOCO | Internal | Shoulder | B15 | 1203 | 900 | 0 | 64.13 | 59.72 | 8 | 0
2015 | FRCC_2_SOCO | FRCC | SOCO | Internal | Summer | B1 | 10 | 900 | 0 | 103.87 | 99.77 | 8 | 0
2015 | FRCC_2_SOCO | FRCC | SOCO | Internal | Summer | B2 | 25 | 900 | 0 | 103.87 | 97.87 | 8 | 0
2015 | FRCC_2_SOCO | FRCC | SOCO | Internal | Summer | B3 | 75 | 900 | 0 | 103.87 | 97.87 | 8 | 0
2015 | FRCC_2_SOCO | FRCC | SOCO | Internal | Summer | B4 | 100 | 900 | 0 | 101.64 | 97.87 | 8 | 0
2015 | FRCC_2_SOCO | FRCC | SOCO | Internal | Summer | B5 | 200 | 900 | 0 | 98.63 | 88.63 | 8 | 0
2015 | FRCC_2_SOCO | FRCC | SOCO | Internal | Summer | B6 | 300 | 900 | 0 | 75.5 | 78.83 | 8 | 0
2015 | FRCC_2_SOCO | FRCC | SOCO | Internal | Summer | B7 | 400 | 900 | 0 | 66.21 | 70.36 | 8 | 0
2015 | FRCC_2_SOCO | FRCC | SOCO | Internal | Summer | B8 | 500 | 900 | 0 | 66.21 | 66.69 | 8 | 0
2015 | FRCC_2_SOCO | FRCC | SOCO | Internal | Summer | B9 | 800 | 900 | 0 | 63.46 | 60.67 | 8 | 0
2015 | FRCC_2_SOCO | FRCC | SOCO | Internal | Summer | B10 | 1262 | 900 | 0 | 63.46 | 58.55 | 8 | 0
2015 | FRCC_2_SOCO | FRCC | SOCO | Internal | Winter | B16 | 25 | 900 | 0 | 78.72 | 85.18 | 8 | 0
2015 | FRCC_2_SOCO | FRCC | SOCO | Internal | Winter | B17 | 100 | 900 | 0 | 66.31 | 67.23 | 8 | 0
2015 | FRCC_2_SOCO | FRCC | SOCO | Internal | Winter | B18 | 400 | 900 | 0 | 66.15 | 64.36 | 8 | 0
2015 | FRCC_2_SOCO | FRCC | SOCO | Internal | Winter | B19 | 700 | 900 | 0 | 66.15 | 64.36 | 8 | 0
2015 | FRCC_2_SOCO | FRCC | SOCO | Internal | Winter | B20 | 935 | 900 | 0 | 66.15 | 62.11 | 8 | 0
2015 | HQ_NEISO_2_NEISO | HQ_NEISO | NEISO | Internal | Shoulder | B11 | 25 | 99999 | 2920 | 55.81 | 55.82 | 0.01 | 0
2015 | HQ_NEISO_2_NEISO | HQ_NEISO | NEISO | Internal | Shoulder | B12 | 200 | 99999 | 2920 | 55.81 | 55.82 | 0.01 | 0
2015 | HQ_NEISO_2_NEISO | HQ_NEISO | NEISO | Internal | Shoulder | B13 | 600 | 99999 | 2920 | 55.81 | 55.82 | 0.01 | 0
2015 | HQ_NEISO_2_NEISO | HQ_NEISO | NEISO | Internal | Shoulder | B14 | 900 | 99999 | 2920 | 55.81 | 55.82 | 0.01 | 0
2015 | HQ_NEISO_2_NEISO | HQ_NEISO | NEISO | Internal | Shoulder | B15 | 1203 | 99999 | 1143.24 | 55.81 | 55.82 | 0.01 | 0
2015 | HQ_NEISO_2_NEISO | HQ_NEISO | NEISO | Internal | Summer | B1 | 10 | 99999 | 2920.1 | 86.11 | 86.12 | 0.01 | 0
2015 | HQ_NEISO_2_NEISO | HQ_NEISO | NEISO | Internal | Summer | B2 | 25 | 99999 | 2920 | 79.28 | 79.3 | 0.01 | 0
2015 | HQ_NEISO_2_NEISO | HQ_NEISO | NEISO | Internal | Summer | B3 | 75 | 99999 | 2920 | 73.2 | 73.21 | 0.01 | 0
2015 | HQ_NEISO_2_NEISO | HQ_NEISO | NEISO | Internal | Summer | B4 | 100 | 99999 | 2920 | 59 | 59.01 | 0.01 | 0
2015 | HQ_NEISO_2_NEISO | HQ_NEISO | NEISO | Internal | Summer | B5 | 200 | 99999 | 2920 | 53.12 | 53.13 | 0.01 | 0
2015 | HQ_NEISO_2_NEISO | HQ_NEISO | NEISO | Internal | Summer | B6 | 300 | 99999 | 2920 | 53.12 | 53.13 | 0.01 | 0
2015 | HQ_NEISO_2_NEISO | HQ_NEISO | NEISO | Internal | Summer | B7 | 400 | 99999 | 2920 | 53.12 | 53.13 | 0.01 | 0
2015 | HQ_NEISO_2_NEISO | HQ_NEISO | NEISO | Internal | Summer | B8 | 500 | 99999 | 2920 | 53.12 | 53.13 | 0.01 | 0
2015 | HQ_NEISO_2_NEISO | HQ_NEISO | NEISO | Internal | Summer | B9 | 800 | 99999 | 2920 | 53.12 | 53.13 | 0.01 | 0
2015 | HQ_NEISO_2_NEISO | HQ_NEISO | NEISO | Internal | Summer | B10 | 1262 | 99999 | 795.94 | 53.12 | 53.13 | 0.01 | 0
2015 | HQ_NEISO_2_NEISO | HQ_NEISO | NEISO | Internal | Winter | B16 | 25 | 99999 | 2920 | 64.21 | 64.22 | 0.01 | 0
2015 | HQ_NEISO_2_NEISO | HQ_NEISO | NEISO | Internal | Winter | B17 | 100 | 99999 | 2920 | 64.21 | 64.22 | 0.01 | 0
2015 | HQ_NEISO_2_NEISO | HQ_NEISO | NEISO | Internal | Winter | B18 | 400 | 99999 | 2920 | 64.21 | 64.22 | 0.01 | 0
2015 | HQ_NEISO_2_NEISO | HQ_NEISO | NEISO | Internal | Winter | B19 | 700 | 99999 | 2920 | 64.21 | 64.22 | 0.01 | 0
2015 | HQ_NEISO_2_NEISO | HQ_NEISO | NEISO | Internal | Winter | B20 | 935 | 99999 | 1233.58 | 64.21 | 64.22 | 0.01 | 0
2015 | HQ_NY_2_NYISO_A-F | HQ_NY | NYISO_A-F | Internal | Shoulder | B11 | 25 | 99999 | 1000 | 60.52 | 60.53 | 0.01 | 0
2015 | HQ_NY_2_NYISO_A-F | HQ_NY | NYISO_A-F | Internal | Shoulder | B12 | 200 | 99999 | 1000 | 58.79 | 58.8 | 0.01 | 0
2015 | HQ_NY_2_NYISO_A-F | HQ_NY | NYISO_A-F | Internal | Shoulder | B13 | 600 | 99999 | 1000 | 57.81 | 57.82 | 0.01 | 0
2015 | HQ_NY_2_NYISO_A-F | HQ_NY | NYISO_A-F | Internal | Shoulder | B14 | 900 | 99999 | 1000 | 56.87 | 56.88 | 0.01 | 0
2015 | HQ_NY_2_NYISO_A-F | HQ_NY | NYISO_A-F | Internal | Shoulder | B15 | 1203 | 99999 | 188.69 | 56.87 | 56.88 | 0.01 | 0
2015 | HQ_NY_2_NYISO_A-F | HQ_NY | NYISO_A-F | Internal | Summer | B1 | 10 | 99999 | 1000.1 | 85.77 | 85.79 | 0.01 | 0
2015 | HQ_NY_2_NYISO_A-F | HQ_NY | NYISO_A-F | Internal | Summer | B2 | 25 | 99999 | 1000 | 82.26 | 82.27 | 0.01 | 0
2015 | HQ_NY_2_NYISO_A-F | HQ_NY | NYISO_A-F | Internal | Summer | B3 | 75 | 99999 | 1000 | 76.02 | 76.03 | 0.01 | 0
2015 | HQ_NY_2_NYISO_A-F | HQ_NY | NYISO_A-F | Internal | Summer | B4 | 100 | 99999 | 1000 | 68.86 | 68.88 | 0.01 | 0
2015 | HQ_NY_2_NYISO_A-F | HQ_NY | NYISO_A-F | Internal | Summer | B5 | 200 | 99999 | 1000 | 64.54 | 64.55 | 0.01 | 0
2015 | HQ_NY_2_NYISO_A-F | HQ_NY | NYISO_A-F | Internal | Summer | B6 | 300 | 99999 | 1000 | 57.83 | 57.84 | 0.01 | 0
2015 | HQ_NY_2_NYISO_A-F | HQ_NY | NYISO_A-F | Internal | Summer | B7 | 400 | 99999 | 1000 | 56.1 | 56.12 | 0.01 | 0
2015 | HQ_NY_2_NYISO_A-F | HQ_NY | NYISO_A-F | Internal | Summer | B8 | 500 | 99999 | 1000 | 56.09 | 56.1 | 0.01 | 0
2015 | HQ_NY_2_NYISO_A-F | HQ_NY | NYISO_A-F | Internal | Summer | B9 | 800 | 99999 | 1000 | 55.23 | 55.24 | 0.01 | 0
2015 | HQ_NY_2_NYISO_A-F | HQ_NY | NYISO_A-F | Internal | Summer | B10 | 1262 | 99999 | 30.11 | 55.23 | 55.24 | 0.01 | 0
2015 | HQ_NY_2_NYISO_A-F | HQ_NY | NYISO_A-F | Internal | Winter | B16 | 25 | 99999 | 1000 | 67.63 | 67.64 | 0.01 | 0
2015 | HQ_NY_2_NYISO_A-F | HQ_NY | NYISO_A-F | Internal | Winter | B17 | 100 | 99999 | 1000 | 62.84 | 62.85 | 0.01 | 0
2015 | HQ_NY_2_NYISO_A-F | HQ_NY | NYISO_A-F | Internal | Winter | B18 | 400 | 99999 | 1000 | 61.58 | 61.59 | 0.01 | 0
2015 | HQ_NY_2_NYISO_A-F | HQ_NY | NYISO_A-F | Internal | Winter | B19 | 700 | 99999 | 1000 | 61.58 | 61.59 | 0.01 | 0
2015 | HQ_NY_2_NYISO_A-F | HQ_NY | NYISO_A-F | Internal | Winter | B20 | 935 | 99999 | 229.95 | 61.58 | 61.59 | 0.01 | 0
2015 | HQ_IESO_2_IESO | HQ_IESO | IESO | Internal | Shoulder | B11 | 25 | 99999 | 400 | 43.48 | 43.49 | 0.01 | 0
2015 | HQ_IESO_2_IESO | HQ_IESO | IESO | Internal | Shoulder | B12 | 200 | 99999 | 400 | 43.48 | 43.49 | 0.01 | 0
2015 | HQ_IESO_2_IESO | HQ_IESO | IESO | Internal | Shoulder | B13 | 600 | 99999 | 400 | 43.48 | 43.49 | 0.01 | 0
2015 | HQ_IESO_2_IESO | HQ_IESO | IESO | Internal | Shoulder | B14 | 900 | 99999 | 400 | 43.48 | 43.49 | 0.01 | 0
2015 | HQ_IESO_2_IESO | HQ_IESO | IESO | Internal | Shoulder | B15 | 1203 | 99999 | 75.48 | 43.48 | 43.49 | 0.01 | 0
2015 | HQ_IESO_2_IESO | HQ_IESO | IESO | Internal | Summer | B1 | 10 | 99999 | 400 | 78.77 | 78.79 | 0.01 | 0
2015 | HQ_IESO_2_IESO | HQ_IESO | IESO | Internal | Summer | B2 | 25 | 99999 | 400 | 75.26 | 75.27 | 0.01 | 0
2015 | HQ_IESO_2_IESO | HQ_IESO | IESO | Internal | Summer | B3 | 75 | 99999 | 400 | 69.02 | 69.03 | 0.01 | 0
2015 | HQ_IESO_2_IESO | HQ_IESO | IESO | Internal | Summer | B4 | 100 | 99999 | 400 | 47.58 | 47.59 | 0.01 | 0
2015 | HQ_IESO_2_IESO | HQ_IESO | IESO | Internal | Summer | B5 | 200 | 99999 | 400 | 42.47 | 42.48 | 0.01 | 0
2015 | HQ_IESO_2_IESO | HQ_IESO | IESO | Internal | Summer | B6 | 300 | 99999 | 400 | 42.47 | 42.48 | 0.01 | 0
2015 | HQ_IESO_2_IESO | HQ_IESO | IESO | Internal | Summer | B7 | 400 | 99999 | 400 | 42.47 | 42.48 | 0.01 | 0
2015 | HQ_IESO_2_IESO | HQ_IESO | IESO | Internal | Summer | B8 | 500 | 99999 | 400 | 42.47 | 42.48 | 0.01 | 0
2015 | HQ_IESO_2_IESO | HQ_IESO | IESO | Internal | Summer | B9 | 800 | 99999 | 400 | 42.47 | 42.48 | 0.01 | 0
2015 | HQ_IESO_2_IESO | HQ_IESO | IESO | Internal | Summer | B10 | 1262 | 99999 | 12.04 | 42.47 | 42.48 | 0.01 | 0
2015 | HQ_IESO_2_IESO | HQ_IESO | IESO | Internal | Winter | B16 | 25 | 99999 | 400 | 45.51 | 45.52 | 0.01 | 0
2015 | HQ_IESO_2_IESO | HQ_IESO | IESO | Internal | Winter | B17 | 100 | 99999 | 400 | 45.51 | 45.52 | 0.01 | 0
2015 | HQ_IESO_2_IESO | HQ_IESO | IESO | Internal | Winter | B18 | 400 | 99999 | 400 | 45.51 | 45.52 | 0.01 | 0
2015 | HQ_IESO_2_IESO | HQ_IESO | IESO | Internal | Winter | B19 | 700 | 99999 | 400 | 45.51 | 45.52 | 0.01 | 0
2015 | HQ_IESO_2_IESO | HQ_IESO | IESO | Internal | Winter | B20 | 935 | 99999 | 91.98 | 45.51 | 45.52 | 0.01 | 0
2015 | IESO_2_MAPP_CA | IESO | MAPP_CA | Internal | Shoulder | B11 | 25 | 262 | 262 | 43.49 | 70.97 | 7 | 20.49
2015 | IESO_2_MAPP_CA | IESO | MAPP_CA | Internal | Shoulder | B12 | 200 | 262 | 262 | 43.49 | 64.06 | 7 | 13.58
2015 | IESO_2_MAPP_CA | IESO | MAPP_CA | Internal | Shoulder | B13 | 600 | 262 | 262 | 43.49 | 58.35 | 7 | 7.86
2015 | IESO_2_MAPP_CA | IESO | MAPP_CA | Internal | Shoulder | B14 | 900 | 262 | 262 | 43.49 | 55.76 | 7 | 5.27
2015 | IESO_2_MAPP_CA | IESO | MAPP_CA | Internal | Shoulder | B15 | 1203 | 262 | 262 | 43.49 | 55.76 | 7 | 5.27
2015 | IESO_2_MAPP_CA | IESO | MAPP_CA | Internal | Summer | B1 | 10 | 262 | 0 | 78.79 | 77.76 | 7 | 0
2015 | IESO_2_MAPP_CA | IESO | MAPP_CA | Internal | Summer | B2 | 25 | 262 | 0 | 75.27 | 77.38 | 7 | 0
2015 | IESO_2_MAPP_CA | IESO | MAPP_CA | Internal | Summer | B3 | 75 | 262 | 262 | 69.03 | 77.38 | 7 | 1.35
2015 | IESO_2_MAPP_CA | IESO | MAPP_CA | Internal | Summer | B4 | 100 | 262 | 262 | 47.59 | 75.73 | 7 | 21.14
2015 | IESO_2_MAPP_CA | IESO | MAPP_CA | Internal | Summer | B5 | 200 | 262 | 262 | 42.48 | 75.7 | 7 | 26.22
2015 | IESO_2_MAPP_CA | IESO | MAPP_CA | Internal | Summer | B6 | 300 | 262 | 262 | 42.48 | 65.57 | 7 | 16.08
2015 | IESO_2_MAPP_CA | IESO | MAPP_CA | Internal | Summer | B7 | 400 | 262 | 262 | 42.48 | 55.35 | 7 | 5.87
2015 | IESO_2_MAPP_CA | IESO | MAPP_CA | Internal | Summer | B8 | 500 | 262 | 262 | 42.48 | 53.67 | 7 | 4.19
2015 | IESO_2_MAPP_CA | IESO | MAPP_CA | Internal | Summer | B9 | 800 | 262 | 262 | 42.48 | 52.96 | 7 | 3.47
2015 | IESO_2_MAPP_CA | IESO | MAPP_CA | Internal | Summer | B10 | 1262 | 262 | 262 | 42.48 | 52.96 | 7 | 3.47
2015 | IESO_2_MAPP_CA | IESO | MAPP_CA | Internal | Winter | B16 | 25 | 262 | 262 | 45.52 | 75.1 | 7 | 22.58
2015 | IESO_2_MAPP_CA | IESO | MAPP_CA | Internal | Winter | B17 | 100 | 262 | 262 | 45.52 | 65.57 | 7 | 13.05
2015 | IESO_2_MAPP_CA | IESO | MAPP_CA | Internal | Winter | B18 | 400 | 262 | 262 | 45.52 | 60.03 | 7 | 7.51
2015 | IESO_2_MAPP_CA | IESO | MAPP_CA | Internal | Winter | B19 | 700 | 262 | 262 | 45.52 | 58.01 | 7 | 5.49
2015 | IESO_2_MAPP_CA | IESO | MAPP_CA | Internal | Winter | B20 | 935 | 262 | 262 | 45.52 | 58.01 | 7 | 5.49
2015 | IESO_2_MISO_MI | IESO | MISO_MI | Internal | Shoulder | B11 | 25 | 1840 | 1840 | 43.49 | 74.41 | 7 | 23.93
2015 | IESO_2_MISO_MI | IESO | MISO_MI | Internal | Shoulder | B12 | 200 | 1840 | 1840 | 43.49 | 64.09 | 7 | 13.6
2015 | IESO_2_MISO_MI | IESO | MISO_MI | Internal | Shoulder | B13 | 600 | 1840 | 1840 | 43.49 | 58.37 | 7 | 7.89
2015 | IESO_2_MISO_MI | IESO | MISO_MI | Internal | Shoulder | B14 | 900 | 1840 | 1840 | 43.49 | 55.78 | 7 | 5.29
2015 | IESO_2_MISO_MI | IESO | MISO_MI | Internal | Shoulder | B15 | 1203 | 1840 | 1840 | 43.49 | 54.03 | 7 | 3.54
2015 | IESO_2_MISO_MI | IESO | MISO_MI | Internal | Summer | B1 | 10 | 1840 | 1840 | 78.79 | 91.77 | 7 | 5.99
2015 | IESO_2_MISO_MI | IESO | MISO_MI | Internal | Summer | B2 | 25 | 1840 | 1840 | 75.27 | 88.27 | 7 | 6
2015 | IESO_2_MISO_MI | IESO | MISO_MI | Internal | Summer | B3 | 75 | 1840 | 1840 | 69.03 | 87.51 | 7 | 11.49
2015 | IESO_2_MISO_MI | IESO | MISO_MI | Internal | Summer | B4 | 100 | 1840 | 1840 | 47.59 | 86.33 | 7 | 31.74
2015 | IESO_2_MISO_MI | IESO | MISO_MI | Internal | Summer | B5 | 200 | 1840 | 1840 | 42.48 | 71.74 | 7 | 22.25
2015 | IESO_2_MISO_MI | IESO | MISO_MI | Internal | Summer | B6 | 300 | 1840 | 1840 | 42.48 | 65.59 | 7 | 16.11
2015 | IESO_2_MISO_MI | IESO | MISO_MI | Internal | Summer | B7 | 400 | 1840 | 1840 | 42.48 | 55.4 | 7 | 5.91
2015 | IESO_2_MISO_MI | IESO | MISO_MI | Internal | Summer | B8 | 500 | 1840 | 1840 | 42.48 | 53.72 | 7 | 4.24
2015 | IESO_2_MISO_MI | IESO | MISO_MI | Internal | Summer | B9 | 800 | 1840 | 1840 | 42.48 | 53.01 | 7 | 3.52
2015 | IESO_2_MISO_MI | IESO | MISO_MI | Internal | Summer | B10 | 1262 | 1840 | 1840 | 42.48 | 52.02 | 7 | 2.54
2015 | IESO_2_MISO_MI | IESO | MISO_MI | Internal | Winter | B16 | 25 | 1840 | 1840 | 45.52 | 75.12 | 7 | 22.6
2015 | IESO_2_MISO_MI | IESO | MISO_MI | Internal | Winter | B17 | 100 | 1840 | 1840 | 45.52 | 68.84 | 7 | 16.32
2015 | IESO_2_MISO_MI | IESO | MISO_MI | Internal | Winter | B18 | 400 | 1840 | 1840 | 45.52 | 60.05 | 7 | 7.53
2015 | IESO_2_MISO_MI | IESO | MISO_MI | Internal | Winter | B19 | 700 | 1840 | 1840 | 45.52 | 58 | 7 | 5.48
2015 | IESO_2_MISO_MI | IESO | MISO_MI | Internal | Winter | B20 | 935 | 1840 | 1840 | 45.52 | 53.01 | 7 | 0.49
2015 | IESO_2_MISO_W | IESO | MISO_W | Internal | Shoulder | B11 | 25 | 140 | 140 | 43.49 | 76.06 | 7 | 25.58
2015 | IESO_2_MISO_W | IESO | MISO_W | Internal | Shoulder | B12 | 200 | 140 | 140 | 43.49 | 64.08 | 7 | 13.59
2015 | IESO_2_MISO_W | IESO | MISO_W | Internal | Shoulder | B13 | 600 | 140 | 140 | 43.49 | 58.36 | 7 | 7.87
2015 | IESO_2_MISO_W | IESO | MISO_W | Internal | Shoulder | B14 | 900 | 140 | 140 | 43.49 | 55.77 | 7 | 5.28
2015 | IESO_2_MISO_W | IESO | MISO_W | Internal | Shoulder | B15 | 1203 | 140 | 140 | 43.49 | 54.07 | 7 | 3.58
2015 | IESO_2_MISO_W | IESO | MISO_W | Internal | Summer | B1 | 10 | 140 | 140 | 78.79 | 91.76 | 7 | 5.98
2015 | IESO_2_MISO_W | IESO | MISO_W | Internal | Summer | B2 | 25 | 140 | 140 | 75.27 | 88.73 | 7 | 6.46
2015 | IESO_2_MISO_W | IESO | MISO_W | Internal | Summer | B3 | 75 | 140 | 140 | 69.03 | 88.73 | 7 | 12.7
2015 | IESO_2_MISO_W | IESO | MISO_W | Internal | Summer | B4 | 100 | 140 | 140 | 47.59 | 86.86 | 7 | 32.27
2015 | IESO_2_MISO_W | IESO | MISO_W | Internal | Summer | B5 | 200 | 140 | 140 | 42.48 | 75.71 | 7 | 26.23
2015 | IESO_2_MISO_W | IESO | MISO_W | Internal | Summer | B6 | 300 | 140 | 140 | 42.48 | 65.58 | 7 | 16.09
2015 | IESO_2_MISO_W | IESO | MISO_W | Internal | Summer | B7 | 400 | 140 | 140 | 42.48 | 55.36 | 7 | 5.88
2015 | IESO_2_MISO_W | IESO | MISO_W | Internal | Summer | B8 | 500 | 140 | 140 | 42.48 | 53.68 | 7 | 4.2
2015 | IESO_2_MISO_W | IESO | MISO_W | Internal | Summer | B9 | 800 | 140 | 140 | 42.48 | 52.97 | 7 | 3.49
2015 | IESO_2_MISO_W | IESO | MISO_W | Internal | Summer | B10 | 1262 | 140 | 140 | 42.48 | 51.99 | 7 | 2.5
2015 | IESO_2_MISO_W | IESO | MISO_W | Internal | Winter | B16 | 25 | 140 | 140 | 45.52 | 75.11 | 7 | 22.59
2015 | IESO_2_MISO_W | IESO | MISO_W | Internal | Winter | B17 | 100 | 140 | 140 | 45.52 | 65.59 | 7 | 13.07
2015 | IESO_2_MISO_W | IESO | MISO_W | Internal | Winter | B18 | 400 | 140 | 140 | 45.52 | 60.04 | 7 | 7.52
2015 | IESO_2_MISO_W | IESO | MISO_W | Internal | Winter | B19 | 700 | 140 | 140 | 45.52 | 58 | 7 | 5.48
2015 | IESO_2_MISO_W | IESO | MISO_W | Internal | Winter | B20 | 935 | 140 | 140 | 45.52 | 52.98 | 7 | 0.46
2015 | IESO_2_NYISO_A-F | IESO | NYISO_A-F | Internal | Shoulder | B11 | 25 | 1725 | 1725 | 43.49 | 60.53 | 7 | 10.05
2015 | IESO_2_NYISO_A-F | IESO | NYISO_A-F | Internal | Shoulder | B12 | 200 | 1725 | 1725 | 43.49 | 58.8 | 7 | 8.31
2015 | IESO_2_NYISO_A-F | IESO | NYISO_A-F | Internal | Shoulder | B13 | 600 | 1725 | 1725 | 43.49 | 57.82 | 7 | 7.33
2015 | IESO_2_NYISO_A-F | IESO | NYISO_A-F | Internal | Shoulder | B14 | 900 | 1725 | 1725 | 43.49 | 56.88 | 7 | 6.39
2015 | IESO_2_NYISO_A-F | IESO | NYISO_A-F | Internal | Shoulder | B15 | 1203 | 1725 | 1725 | 43.49 | 56.88 | 7 | 6.39
2015 | IESO_2_NYISO_A-F | IESO | NYISO_A-F | Internal | Summer | B1 | 10 | 1725 | 86.99 | 78.79 | 85.79 | 7 | 0
2015 | IESO_2_NYISO_A-F | IESO | NYISO_A-F | Internal | Summer | B2 | 25 | 1725 | 539.56 | 75.27 | 82.27 | 7 | 0
2015 | IESO_2_NYISO_A-F | IESO | NYISO_A-F | Internal | Summer | B3 | 75 | 1725 | 1062.58 | 69.03 | 76.03 | 7 | 0
2015 | IESO_2_NYISO_A-F | IESO | NYISO_A-F | Internal | Summer | B4 | 100 | 1725 | 1725 | 47.59 | 68.88 | 7 | 14.29
2015 | IESO_2_NYISO_A-F | IESO | NYISO_A-F | Internal | Summer | B5 | 200 | 1725 | 1725 | 42.48 | 64.55 | 7 | 15.07
2015 | IESO_2_NYISO_A-F | IESO | NYISO_A-F | Internal | Summer | B6 | 300 | 1725 | 1725 | 42.48 | 57.84 | 7 | 8.36
2015 | IESO_2_NYISO_A-F | IESO | NYISO_A-F | Internal | Summer | B7 | 400 | 1725 | 1725 | 42.48 | 56.12 | 7 | 6.63
2015 | IESO_2_NYISO_A-F | IESO | NYISO_A-F | Internal | Summer | B8 | 500 | 1725 | 1725 | 42.48 | 56.1 | 7 | 6.62
2015 | IESO_2_NYISO_A-F | IESO | NYISO_A-F | Internal | Summer | B9 | 800 | 1725 | 1725 | 42.48 | 55.24 | 7 | 5.76
2015 | IESO_2_NYISO_A-F | IESO | NYISO_A-F | Internal | Summer | B10 | 1262 | 1725 | 1725 | 42.48 | 55.24 | 7 | 5.76
2015 | IESO_2_NYISO_A-F | IESO | NYISO_A-F | Internal | Winter | B16 | 25 | 1725 | 1725 | 45.52 | 67.64 | 7 | 15.12
2015 | IESO_2_NYISO_A-F | IESO | NYISO_A-F | Internal | Winter | B17 | 100 | 1725 | 1725 | 45.52 | 62.85 | 7 | 10.33
2015 | IESO_2_NYISO_A-F | IESO | NYISO_A-F | Internal | Winter | B18 | 400 | 1725 | 1725 | 45.52 | 61.59 | 7 | 9.07
2015 | IESO_2_NYISO_A-F | IESO | NYISO_A-F | Internal | Winter | B19 | 700 | 1725 | 1725 | 45.52 | 61.59 | 7 | 9.07
2015 | IESO_2_NYISO_A-F | IESO | NYISO_A-F | Internal | Winter | B20 | 935 | 1725 | 1725 | 45.52 | 61.59 | 7 | 9.07
2015 | MAPP_CA_2_IESO | MAPP_CA | IESO | Internal | Shoulder | B11 | 25 | 330 | 0 | 70.97 | 43.49 | 8 | 0
2015 | MAPP_CA_2_IESO | MAPP_CA | IESO | Internal | Shoulder | B12 | 200 | 330 | 0 | 64.06 | 43.49 | 8 | 0
2015 | MAPP_CA_2_IESO | MAPP_CA | IESO | Internal | Shoulder | B13 | 600 | 330 | 0 | 58.35 | 43.49 | 8 | 0
2015 | MAPP_CA_2_IESO | MAPP_CA | IESO | Internal | Shoulder | B14 | 900 | 330 | 0 | 55.76 | 43.49 | 8 | 0
2015 | MAPP_CA_2_IESO | MAPP_CA | IESO | Internal | Shoulder | B15 | 1203 | 330 | 0 | 55.76 | 43.49 | 8 | 0
2015 | MAPP_CA_2_IESO | MAPP_CA | IESO | Internal | Summer | B1 | 10 | 330 | 0 | 77.76 | 78.79 | 8 | 0
2015 | MAPP_CA_2_IESO | MAPP_CA | IESO | Internal | Summer | B2 | 25 | 330 | 0 | 77.38 | 75.27 | 8 | 0
2015 | MAPP_CA_2_IESO | MAPP_CA | IESO | Internal | Summer | B3 | 75 | 330 | 0 | 77.38 | 69.03 | 8 | 0
2015 | MAPP_CA_2_IESO | MAPP_CA | IESO | Internal | Summer | B4 | 100 | 330 | 0 | 75.73 | 47.59 | 8 | 0
2015 | MAPP_CA_2_IESO | MAPP_CA | IESO | Internal | Summer | B5 | 200 | 330 | 0 | 75.7 | 42.48 | 8 | 0
2015 | MAPP_CA_2_IESO | MAPP_CA | IESO | Internal | Summer | B6 | 300 | 330 | 0 | 65.57 | 42.48 | 8 | 0
2015 | MAPP_CA_2_IESO | MAPP_CA | IESO | Internal | Summer | B7 | 400 | 330 | 0 | 55.35 | 42.48 | 8 | 0
2015 | MAPP_CA_2_IESO | MAPP_CA | IESO | Internal | Summer | B8 | 500 | 330 | 0 | 53.67 | 42.48 | 8 | 0
2015 | MAPP_CA_2_IESO | MAPP_CA | IESO | Internal | Summer | B9 | 800 | 330 | 0 | 52.96 | 42.48 | 8 | 0
2015 | MAPP_CA_2_IESO | MAPP_CA | IESO | Internal | Summer | B10 | 1262 | 330 | 0 | 52.96 | 42.48 | 8 | 0
2015 | MAPP_CA_2_IESO | MAPP_CA | IESO | Internal | Winter | B16 | 25 | 330 | 0 | 75.1 | 45.52 | 8 | 0
2015 | MAPP_CA_2_IESO | MAPP_CA | IESO | Internal | Winter | B17 | 100 | 330 | 0 | 65.57 | 45.52 | 8 | 0
2015 | MAPP_CA_2_IESO | MAPP_CA | IESO | Internal | Winter | B18 | 400 | 330 | 0 | 60.03 | 45.52 | 8 | 0
2015 | MAPP_CA_2_IESO | MAPP_CA | IESO | Internal | Winter | B19 | 700 | 330 | 0 | 58.01 | 45.52 | 8 | 0
2015 | MAPP_CA_2_IESO | MAPP_CA | IESO | Internal | Winter | B20 | 935 | 330 | 0 | 58.01 | 45.52 | 8 | 0
2015 | MAPP_CA_2_MAPP_US | MAPP_CA | MAPP_US | Internal | Shoulder | B11 | 25 | 372 | 0 | 70.97 | 69.06 | 7 | 0
2015 | MAPP_CA_2_MAPP_US | MAPP_CA | MAPP_US | Internal | Shoulder | B12 | 200 | 372 | 0 | 64.06 | 57.08 | 7 | 0
2015 | MAPP_CA_2_MAPP_US | MAPP_CA | MAPP_US | Internal | Shoulder | B13 | 600 | 372 | 0 | 58.35 | 55.45 | 7 | 0
2015 | MAPP_CA_2_MAPP_US | MAPP_CA | MAPP_US | Internal | Shoulder | B14 | 900 | 372 | 0 | 55.76 | 55.45 | 7 | 0
2015 | MAPP_CA_2_MAPP_US | MAPP_CA | MAPP_US | Internal | Shoulder | B15 | 1203 | 372 | 0 | 55.76 | 55.45 | 7 | 0
2015 | MAPP_CA_2_MAPP_US | MAPP_CA | MAPP_US | Internal | Summer | B1 | 10 | 372 | 199.6 | 77.76 | 84.76 | 7 | 0
2015 | MAPP_CA_2_MAPP_US | MAPP_CA | MAPP_US | Internal | Summer | B2 | 25 | 372 | 88.95 | 77.38 | 84.38 | 7 | 0
2015 | MAPP_CA_2_MAPP_US | MAPP_CA | MAPP_US | Internal | Summer | B3 | 75 | 372 | 290.7 | 77.38 | 84.38 | 7 | 0
2015 | MAPP_CA_2_MAPP_US | MAPP_CA | MAPP_US | Internal | Summer | B4 | 100 | 372 | 0 | 75.73 | 79.86 | 7 | 0
2015 | MAPP_CA_2_MAPP_US | MAPP_CA | MAPP_US | Internal | Summer | B5 | 200 | 372 | 0 | 75.7 | 74.04 | 7 | 0
2015 | MAPP_CA_2_MAPP_US | MAPP_CA | MAPP_US | Internal | Summer | B6 | 300 | 372 | 0 | 65.57 | 60.27 | 7 | 0
2015 | MAPP_CA_2_MAPP_US | MAPP_CA | MAPP_US | Internal | Summer | B7 | 400 | 372 | 0 | 55.35 | 52.46 | 7 | 0
2015 | MAPP_CA_2_MAPP_US | MAPP_CA | MAPP_US | Internal | Summer | B8 | 500 | 372 | 0 | 53.67 | 52.03 | 7 | 0
2015 | MAPP_CA_2_MAPP_US | MAPP_CA | MAPP_US | Internal | Summer | B9 | 800 | 372 | 0 | 52.96 | 52.03 | 7 | 0
2015 | MAPP_CA_2_MAPP_US | MAPP_CA | MAPP_US | Internal | Summer | B10 | 1262 | 372 | 0 | 52.96 | 52.03 | 7 | 0
2015 | MAPP_CA_2_MAPP_US | MAPP_CA | MAPP_US | Internal | Winter | B16 | 25 | 372 | 0 | 75.1 | 68.11 | 7 | 0
2015 | MAPP_CA_2_MAPP_US | MAPP_CA | MAPP_US | Internal | Winter | B17 | 100 | 372 | 0 | 65.57 | 58.59 | 7 | 0
2015 | MAPP_CA_2_MAPP_US | MAPP_CA | MAPP_US | Internal | Winter | B18 | 400 | 372 | 0 | 60.03 | 58.18 | 7 | 0
2015 | MAPP_CA_2_MAPP_US | MAPP_CA | MAPP_US | Internal | Winter | B19 | 700 | 372 | 0 | 58.01 | 58.18 | 7 | 0
2015 | MAPP_CA_2_MAPP_US | MAPP_CA | MAPP_US | Internal | Winter | B20 | 935 | 372 | 0 | 58.01 | 58.18 | 7 | 0
2015 | MAPP_CA_2_MISO_W | MAPP_CA | MISO_W | Internal | Shoulder | B11 | 25 | 2196 | 2196 | 70.97 | 76.06 | 0.01 | 5.08
2015 | MAPP_CA_2_MISO_W | MAPP_CA | MISO_W | Internal | Shoulder | B12 | 200 | 2196 | 1558.6 | 64.06 | 64.08 | 0.01 | 0
2015 | MAPP_CA_2_MISO_W | MAPP_CA | MISO_W | Internal | Shoulder | B13 | 600 | 2196 | 1644.82 | 58.35 | 58.36 | 0.01 | 0
2015 | MAPP_CA_2_MISO_W | MAPP_CA | MISO_W | Internal | Shoulder | B14 | 900 | 2196 | 1274.42 | 55.76 | 55.77 | 0.01 | 0
2015 | MAPP_CA_2_MISO_W | MAPP_CA | MISO_W | Internal | Shoulder | B15 | 1203 | 2196 | 0 | 55.76 | 54.07 | 0.01 | 0
2015 | MAPP_CA_2_MISO_W | MAPP_CA | MISO_W | Internal | Summer | B1 | 10 | 2196 | 2196 | 77.76 | 91.76 | 0.01 | 13.99
2015 | MAPP_CA_2_MISO_W | MAPP_CA | MISO_W | Internal | Summer | B2 | 25 | 2196 | 2196 | 77.38 | 88.73 | 0.01 | 11.34
2015 | MAPP_CA_2_MISO_W | MAPP_CA | MISO_W | Internal | Summer | B3 | 75 | 2196 | 2196 | 77.38 | 88.73 | 0.01 | 11.34
2015 | MAPP_CA_2_MISO_W | MAPP_CA | MISO_W | Internal | Summer | B4 | 100 | 2196 | 2196 | 75.73 | 86.86 | 0.01 | 11.11
2015 | MAPP_CA_2_MISO_W | MAPP_CA | MISO_W | Internal | Summer | B5 | 200 | 2196 | 2092.37 | 75.7 | 75.71 | 0.01 | 0
2015 | MAPP_CA_2_MISO_W | MAPP_CA | MISO_W | Internal | Summer | B6 | 300 | 2196 | 1581.74 | 65.57 | 65.58 | 0.01 | 0
2015 | MAPP_CA_2_MISO_W | MAPP_CA | MISO_W | Internal | Summer | B7 | 400 | 2196 | 1705.79 | 55.35 | 55.36 | 0.01 | 0
2015 | MAPP_CA_2_MISO_W | MAPP_CA | MISO_W | Internal | Summer | B8 | 500 | 2196 | 1885.23 | 53.67 | 53.68 | 0.01 | 0
2015 | MAPP_CA_2_MISO_W | MAPP_CA | MISO_W | Internal | Summer | B9 | 800 | 2196 | 1341.07 | 52.96 | 52.97 | 0.01 | 0
2015 | MAPP_CA_2_MISO_W | MAPP_CA | MISO_W | Internal | Summer | B10 | 1262 | 2196 | 0 | 52.96 | 51.99 | 0.01 | 0
2015 | MAPP_CA_2_MISO_W | MAPP_CA | MISO_W | Internal | Winter | B16 | 25 | 2196 | 1304.5 | 75.1 | 75.11 | 0.01 | 0
2015 | MAPP_CA_2_MISO_W | MAPP_CA | MISO_W | Internal | Winter | B17 | 100 | 2196 | 572.97 | 65.57 | 65.59 | 0.01 | 0
2015 | MAPP_CA_2_MISO_W | MAPP_CA | MISO_W | Internal | Winter | B18 | 400 | 2196 | 670.93 | 60.03 | 60.04 | 0.01 | 0
2015 | MAPP_CA_2_MISO_W | MAPP_CA | MISO_W | Internal | Winter | B19 | 700 | 2196 | 0 | 58.01 | 58 | 0.01 | 0
2015 | MAPP_CA_2_MISO_W | MAPP_CA | MISO_W | Internal | Winter | B20 | 935 | 2196 | 0 | 58.01 | 52.98 | 0.01 | 0
2015 | MAPP_US_2_MAPP_CA | MAPP_US | MAPP_CA | Internal | Shoulder | B11 | 25 | 165 | 0 | 69.06 | 70.97 | 7 | 0
2015 | MAPP_US_2_MAPP_CA | MAPP_US | MAPP_CA | Internal | Shoulder | B12 | 200 | 165 | 0 | 57.08 | 64.06 | 7 | 0
2015 | MAPP_US_2_MAPP_CA | MAPP_US | MAPP_CA | Internal | Shoulder | B13 | 600 | 165 | 0 | 55.45 | 58.35 | 7 | 0
2015 | MAPP_US_2_MAPP_CA | MAPP_US | MAPP_CA | Internal | Shoulder | B14 | 900 | 165 | 0 | 55.45 | 55.76 | 7 | 0
2015 | MAPP_US_2_MAPP_CA | MAPP_US | MAPP_CA | Internal | Shoulder | B15 | 1203 | 165 | 0 | 55.45 | 55.76 | 7 | 0
2015 | MAPP_US_2_MAPP_CA | MAPP_US | MAPP_CA | Internal | Summer | B1 | 10 | 165 | 0 | 84.76 | 77.76 | 7 | 0
2015 | MAPP_US_2_MAPP_CA | MAPP_US | MAPP_CA | Internal | Summer | B2 | 25 | 165 | 0 | 84.38 | 77.38 | 7 | 0
2015 | MAPP_US_2_MAPP_CA | MAPP_US | MAPP_CA | Internal | Summer | B3 | 75 | 165 | 0 | 84.38 | 77.38 | 7 | 0
2015 | MAPP_US_2_MAPP_CA | MAPP_US | MAPP_CA | Internal | Summer | B4 | 100 | 165 | 0 | 79.86 | 75.73 | 7 | 0
2015 | MAPP_US_2_MAPP_CA | MAPP_US | MAPP_CA | Internal | Summer | B5 | 200 | 165 | 0 | 74.04 | 75.7 | 7 | 0
2015 | MAPP_US_2_MAPP_CA | MAPP_US | MAPP_CA | Internal | Summer | B6 | 300 | 165 | 0 | 60.27 | 65.57 | 7 | 0
2015 | MAPP_US_2_MAPP_CA | MAPP_US | MAPP_CA | Internal | Summer | B7 | 400 | 165 | 0 | 52.46 | 55.35 | 7 | 0
2015 | MAPP_US_2_MAPP_CA | MAPP_US | MAPP_CA | Internal | Summer | B8 | 500 | 165 | 0 | 52.03 | 53.67 | 7 | 0
2015 | MAPP_US_2_MAPP_CA | MAPP_US | MAPP_CA | Internal | Summer | B9 | 800 | 165 | 0 | 52.03 | 52.96 | 7 | 0
2015 | MAPP_US_2_MAPP_CA | MAPP_US | MAPP_CA | Internal | Summer | B10 | 1262 | 165 | 0 | 52.03 | 52.96 | 7 | 0
2015 | MAPP_US_2_MAPP_CA | MAPP_US | MAPP_CA | Internal | Winter | B16 | 25 | 165 | 0 | 68.11 | 75.1 | 7 | 0
2015 | MAPP_US_2_MAPP_CA | MAPP_US | MAPP_CA | Internal | Winter | B17 | 100 | 165 | 0 | 58.59 | 65.57 | 7 | 0
2015 | MAPP_US_2_MAPP_CA | MAPP_US | MAPP_CA | Internal | Winter | B18 | 400 | 165 | 0 | 58.18 | 60.03 | 7 | 0
2015 | MAPP_US_2_MAPP_CA | MAPP_US | MAPP_CA | Internal | Winter | B19 | 700 | 165 | 0 | 58.18 | 58.01 | 7 | 0
2015 | MAPP_US_2_MAPP_CA | MAPP_US | MAPP_CA | Internal | Winter | B20 | 935 | 165 | 0 | 58.18 | 58.01 | 7 | 0
2015 | MAPP_US_2_MISO_W | MAPP_US | MISO_W | Internal | Shoulder | B11 | 25 | 2635 | 293.22 | 69.06 | 76.06 | 7 | 0
2015 | MAPP_US_2_MISO_W | MAPP_US | MISO_W | Internal | Shoulder | B12 | 200 | 2635 | 917.98 | 57.08 | 64.08 | 7 | 0
2015 | MAPP_US_2_MISO_W | MAPP_US | MISO_W | Internal | Shoulder | B13 | 600 | 2635 | 0 | 55.45 | 58.36 | 7 | 0
2015 | MAPP_US_2_MISO_W | MAPP_US | MISO_W | Internal | Shoulder | B14 | 900 | 2635 | 0 | 55.45 | 55.77 | 7 | 0
2015 | MAPP_US_2_MISO_W | MAPP_US | MISO_W | Internal | Shoulder | B15 | 1203 | 2635 | 0 | 55.45 | 54.07 | 7 | 0
2015 | MAPP_US_2_MISO_W | MAPP_US | MISO_W | Internal | Summer | B1 | 10 | 2635 | 732.97 | 84.76 | 91.76 | 7 | 0
2015 | MAPP_US_2_MISO_W | MAPP_US | MISO_W | Internal | Summer | B2 | 25 | 2635 | 0 | 84.38 | 88.73 | 7 | 0
2015 | MAPP_US_2_MISO_W | MAPP_US | MISO_W | Internal | Summer | B3 | 75 | 2635 | 0 | 84.38 | 88.73 | 7 | 0
2015 | MAPP_US_2_MISO_W | MAPP_US | MISO_W | Internal | Summer | B4 | 100 | 2635 | 195.28 | 79.86 | 86.86 | 7 | 0
2015 | MAPP_US_2_MISO_W | MAPP_US | MISO_W | Internal | Summer | B5 | 200 | 2635 | 0 | 74.04 | 75.71 | 7 | 0
2015 | MAPP_US_2_MISO_W | MAPP_US | MISO_W | Internal | Summer | B6 | 300 | 2635 | 0 | 60.27 | 65.58 | 7 | 0
2015 | MAPP_US_2_MISO_W | MAPP_US | MISO_W | Internal | Summer | B7 | 400 | 2635 | 0 | 52.46 | 55.36 | 7 | 0
2015 | MAPP_US_2_MISO_W | MAPP_US | MISO_W | Internal | Summer | B8 | 500 | 2635 | 0 | 52.03 | 53.68 | 7 | 0
2015 | MAPP_US_2_MISO_W | MAPP_US | MISO_W | Internal | Summer | B9 | 800 | 2635 | 0 | 52.03 | 52.97 | 7 | 0
2015 | MAPP_US_2_MISO_W | MAPP_US | MISO_W | Internal | Summer | B10 | 1262 | 2635 | 0 | 52.03 | 51.99 | 7 | 0
2015 | MAPP_US_2_MISO_W | MAPP_US | MISO_W | Internal | Winter | B16 | 25 | 2635 | 1002.26 | 68.11 | 75.11 | 7 | 0
2015 | MAPP_US_2_MISO_W | MAPP_US | MISO_W | Internal | Winter | B17 | 100 | 2635 | 767.91 | 58.59 | 65.59 | 7 | 0
2015 | MAPP_US_2_MISO_W | MAPP_US | MISO_W | Internal | Winter | B18 | 400 | 2635 | 0 | 58.18 | 60.04 | 7 | 0
2015 | MAPP_US_2_MISO_W | MAPP_US | MISO_W | Internal | Winter | B19 | 700 | 2635 | 0 | 58.18 | 58 | 7 | 0
2015 | MAPP_US_2_MISO_W | MAPP_US | MISO_W | Internal | Winter | B20 | 935 | 2635 | 0 | 58.18 | 52.98 | 7 | 0
2015 | MAPP_US_2_NE | MAPP_US | NE | Internal | Shoulder | B11 | 25 | 2000 | 889.71 | 69.06 | 76.06 | 7 | 0
2015 | MAPP_US_2_NE | MAPP_US | NE | Internal | Shoulder | B12 | 200 | 2000 | 0 | 57.08 | 60.02 | 7 | 0
2015 | MAPP_US_2_NE | MAPP_US | NE | Internal | Shoulder | B13 | 600 | 2000 | 0 | 55.45 | 58.29 | 7 | 0
2015 | MAPP_US_2_NE | MAPP_US | NE | Internal | Shoulder | B14 | 900 | 2000 | 0 | 55.45 | 57.37 | 7 | 0
2015 | MAPP_US_2_NE | MAPP_US | NE | Internal | Shoulder | B15 | 1203 | 2000 | 0 | 55.45 | 57.37 | 7 | 0
2015 | MAPP_US_2_NE | MAPP_US | NE | Internal | Summer | B1 | 10 | 2000 | 161.23 | 84.76 | 91.76 | 7 | 0
2015 | MAPP_US_2_NE | MAPP_US | NE | Internal | Summer | B2 | 25 | 2000 | 826.1 | 84.38 | 91.38 | 7 | 0
2015 | MAPP_US_2_NE | MAPP_US | NE | Internal | Summer | B3 | 75 | 2000 | 999.31 | 84.38 | 91.38 | 7 | 0
2015 | MAPP_US_2_NE | MAPP_US | NE | Internal | Summer | B4 | 100 | 2000 | 523.86 | 79.86 | 86.86 | 7 | 0
2015 | MAPP_US_2_NE | MAPP_US | NE | Internal | Summer | B5 | 200 | 2000 | 712.1 | 74.04 | 81.04 | 7 | 0
2015 | MAPP_US_2_NE | MAPP_US | NE | Internal | Summer | B6 | 300 | 2000 | 701.85 | 60.27 | 67.27 | 7 | 0
2015 | MAPP_US_2_NE | MAPP_US | NE | Internal | Summer | B7 | 400 | 2000 | 572.62 | 52.46 | 59.46 | 7 | 0
2015 | MAPP_US_2_NE | MAPP_US | NE | Internal | Summer | B8 | 500 | 2000 | 0 | 52.03 | 58.69 | 7 | 0
2015 | MAPP_US_2_NE | MAPP_US | NE | Internal | Summer | B9 | 800 | 2000 | 0 | 52.03 | 56.1 | 7 | 0
2015 | MAPP_US_2_NE | MAPP_US | NE | Internal | Summer | B10 | 1262 | 2000 | 0 | 52.03 | 54.05 | 7 | 0
2015 | MAPP_US_2_NE | MAPP_US | NE | Internal | Winter | B16 | 25 | 2000 | 0 | 68.11 | 70.11 | 7 | 0
2015 | MAPP_US_2_NE | MAPP_US | NE | Internal | Winter | B17 | 100 | 2000 | 0 | 58.59 | 60.59 | 7 | 0
2015 | MAPP_US_2_NE | MAPP_US | NE | Internal | Winter | B18 | 400 | 2000 | 0 | 58.18 | 59.85 | 7 | 0
2015 | MAPP_US_2_NE | MAPP_US | NE | Internal | Winter | B19 | 700 | 2000 | 0 | 58.18 | 59.71 | 7 | 0
2015 | MAPP_US_2_NE | MAPP_US | NE | Internal | Winter | B20 | 935 | 2000 | 0 | 58.18 | 55.09 | 7 | 0
2015 | MARITIMES_2_NEISO | MARITIMES | NEISO | Internal | Shoulder | B11 | 25 | 99999 | 1400 | 55.81 | 55.82 | 0.01 | 0
2015 | MARITIMES_2_NEISO | MARITIMES | NEISO | Internal | Shoulder | B12 | 200 | 99999 | 1400 | 55.81 | 55.82 | 0.01 | 0
2015 | MARITIMES_2_NEISO | MARITIMES | NEISO | Internal | Shoulder | B13 | 600 | 99999 | 1400 | 55.81 | 55.82 | 0.01 | 0
2015 | MARITIMES_2_NEISO | MARITIMES | NEISO | Internal | Shoulder | B14 | 900 | 99999 | 1400 | 55.81 | 55.82 | 0.01 | 0
2015 | MARITIMES_2_NEISO | MARITIMES | NEISO | Internal | Shoulder | B15 | 1203 | 99999 | 426.43 | 55.81 | 55.82 | 0.01 | 0
2015 | MARITIMES_2_NEISO | MARITIMES | NEISO | Internal | Summer | B1 | 10 | 99999 | 1400.1 | 86.11 | 86.12 | 0.01 | 0
2015 | MARITIMES_2_NEISO | MARITIMES | NEISO | Internal | Summer | B2 | 25 | 99999 | 1400 | 79.28 | 79.3 | 0.01 | 0
2015 | MARITIMES_2_NEISO | MARITIMES | NEISO | Internal | Summer | B3 | 75 | 99999 | 1400 | 73.2 | 73.21 | 0.01 | 0
2015 | MARITIMES_2_NEISO | MARITIMES | NEISO | Internal | Summer | B4 | 100 | 99999 | 1400 | 59 | 59.01 | 0.01 | 0
2015 | MARITIMES_2_NEISO | MARITIMES | NEISO | Internal | Summer | B5 | 200 | 99999 | 1400 | 53.12 | 53.13 | 0.01 | 0
2015 | MARITIMES_2_NEISO | MARITIMES | NEISO | Internal | Summer | B6 | 300 | 99999 | 1400 | 53.12 | 53.13 | 0.01 | 0
2015 | MARITIMES_2_NEISO | MARITIMES | NEISO | Internal | Summer | B7 | 400 | 99999 | 1400 | 53.12 | 53.13 | 0.01 | 0
2015 | MARITIMES_2_NEISO | MARITIMES | NEISO | Internal | Summer | B8 | 500 | 99999 | 1400 | 53.12 | 53.13 | 0.01 | 0
2015 | MARITIMES_2_NEISO | MARITIMES | NEISO | Internal | Summer | B9 | 800 | 99999 | 1400 | 53.12 | 53.13 | 0.01 | 0
2015 | MARITIMES_2_NEISO | MARITIMES | NEISO | Internal | Summer | B10 | 1262 | 99999 | 236.13 | 53.12 | 53.13 | 0.01 | 0
2015 | MARITIMES_2_NEISO | MARITIMES | NEISO | Internal | Winter | B16 | 25 | 99999 | 1400 | 64.21 | 64.22 | 0.01 | 0
2015 | MARITIMES_2_NEISO | MARITIMES | NEISO | Internal | Winter | B17 | 100 | 99999 | 1400 | 64.21 | 64.22 | 0.01 | 0
2015 | MARITIMES_2_NEISO | MARITIMES | NEISO | Internal | Winter | B18 | 400 | 99999 | 1400 | 64.21 | 64.22 | 0.01 | 0
2015 | MARITIMES_2_NEISO | MARITIMES | NEISO | Internal | Winter | B19 | 700 | 99999 | 1400 | 64.21 | 64.22 | 0.01 | 0
2015 | MARITIMES_2_NEISO | MARITIMES | NEISO | Internal | Winter | B20 | 935 | 99999 | 475.94 | 64.21 | 64.22 | 0.01 | 0
2015 | MISO_IN_2_MISO_MI | MISO_IN | MISO_MI | Internal | Shoulder | B11 | 25 | 5021 | 0 | 76.09 | 74.41 | 0.01 | 0
2015 | MISO_IN_2_MISO_MI | MISO_IN | MISO_MI | Internal | Shoulder | B12 | 200 | 5021 | 0 | 64.1 | 64.09 | 0.01 | 0
2015 | MISO_IN_2_MISO_MI | MISO_IN | MISO_MI | Internal | Shoulder | B13 | 600 | 5021 | 0 | 58.38 | 58.37 | 0.01 | 0
2015 | MISO_IN_2_MISO_MI | MISO_IN | MISO_MI | Internal | Shoulder | B14 | 900 | 5021 | 0 | 55.79 | 55.78 | 0.01 | 0
2015 | MISO_IN_2_MISO_MI | MISO_IN | MISO_MI | Internal | Shoulder | B15 | 1203 | 5021 | 0 | 54.04 | 54.03 | 0.01 | 0
2015 | MISO_IN_2_MISO_MI | MISO_IN | MISO_MI | Internal | Summer | B1 | 10 | 5021 | 0 | 91.79 | 91.77 | 0.01 | 0
2015 | MISO_IN_2_MISO_MI | MISO_IN | MISO_MI | Internal | Summer | B2 | 25 | 5021 | 0 | 88.75 | 88.27 | 0.01 | 0
2015 | MISO_IN_2_MISO_MI | MISO_IN | MISO_MI | Internal | Summer | B3 | 75 | 5021 | 0 | 88.75 | 87.51 | 0.01 | 0
2015 | MISO_IN_2_MISO_MI | MISO_IN | MISO_MI | Internal | Summer | B4 | 100 | 5021 | 0 | 86.88 | 86.33 | 0.01 | 0
2015 | MISO_IN_2_MISO_MI | MISO_IN | MISO_MI | Internal | Summer | B5 | 200 | 5021 | 0 | 75.74 | 71.74 | 0.01 | 0
2015 | MISO_IN_2_MISO_MI | MISO_IN | MISO_MI | Internal | Summer | B6 | 300 | 5021 | 0 | 65.6 | 65.59 | 0.01 | 0
2015 | MISO_IN_2_MISO_MI | MISO_IN | MISO_MI | Internal | Summer | B7 | 400 | 5021 | 166.38 | 55.39 | 55.4 | 0.01 | 0
2015 | MISO_IN_2_MISO_MI | MISO_IN | MISO_MI | Internal | Summer | B8 | 500 | 5021 | 365.9 | 53.71 | 53.72 | 0.01 | 0
2015 | MISO_IN_2_MISO_MI | MISO_IN | MISO_MI | Internal | Summer | B9 | 800 | 5021 | 1723.97 | 52.99 | 53.01 | 0.01 | 0
2015 | MISO_IN_2_MISO_MI | MISO_IN | MISO_MI | Internal | Summer | B10 | 1262 | 5021 | 2653.19 | 52.01 | 52.02 | 0.01 | 0
2015 | MISO_IN_2_MISO_MI | MISO_IN | MISO_MI | Internal | Winter | B16 | 25 | 5021 | 0 | 75.13 | 75.12 | 0.01 | 0
2015 | MISO_IN_2_MISO_MI | MISO_IN | MISO_MI | Internal | Winter | B17 | 100 | 5021 | 0 | 68.85 | 68.84 | 0.01 | 0
2015 | MISO_IN_2_MISO_MI | MISO_IN | MISO_MI | Internal | Winter | B18 | 400 | 5021 | 0 | 60.06 | 60.05 | 0.01 | 0
2015 | MISO_IN_2_MISO_MI | MISO_IN | MISO_MI | Internal | Winter | B19 | 700 | 5021 | 0 | 58 | 58 | 0.01 | 0
2015 | MISO_IN_2_MISO_MI | MISO_IN | MISO_MI | Internal | Winter | B20 | 935 | 5021 | 169.73 | 52.99 | 53.01 | 0.01 | 0
2015 | MISO_IN_2_MISO_MO-IL | MISO_IN | MISO_MO-IL | Internal | Shoulder | B11 | 25 | 5533 | 0 | 76.09 | 76.08 | 0.01 | 0
2015 | MISO_IN_2_MISO_MO-IL | MISO_IN | MISO_MO-IL | Internal | Shoulder | B12 | 200 | 5533 | 0 | 64.1 | 64.09 | 0.01 | 0
2015 | MISO_IN_2_MISO_MO-IL | MISO_IN | MISO_MO-IL | Internal | Shoulder | B13 | 600 | 5533 | 0 | 58.38 | 58.37 | 0.01 | 0
2015 | MISO_IN_2_MISO_MO-IL | MISO_IN | MISO_MO-IL | Internal | Shoulder | B14 | 900 | 5533 | 0 | 55.79 | 55.78 | 0.01 | 0
2015 | MISO_IN_2_MISO_MO-IL | MISO_IN | MISO_MO-IL | Internal | Shoulder | B15 | 1203 | 5533 | 247.08 | 54.04 | 54.05 | 0.01 | 0
2015 | MISO_IN_2_MISO_MO-IL | MISO_IN | MISO_MO-IL | Internal | Summer | B1 | 10 | 5533 | 0 | 91.79 | 91.77 | 0.01 | 0
2015 | MISO_IN_2_MISO_MO-IL | MISO_IN | MISO_MO-IL | Internal | Summer | B2 | 25 | 5533 | 0 | 88.75 | 88.74 | 0.01 | 0
2015 | MISO_IN_2_MISO_MO-IL | MISO_IN | MISO_MO-IL | Internal | Summer | B3 | 75 | 5533 | 0 | 88.75 | 88.74 | 0.01 | 0
2015 | MISO_IN_2_MISO_MO-IL | MISO_IN | MISO_MO-IL | Internal | Summer | B4 | 100 | 5533 | 0 | 86.88 | 86.87 | 0.01 | 0
2015 | MISO_IN_2_MISO_MO-IL | MISO_IN | MISO_MO-IL | Internal | Summer | B5 | 200 | 5533 | 0 | 75.74 | 75.72 | 0.01 | 0
2015 | MISO_IN_2_MISO_MO-IL | MISO_IN | MISO_MO-IL | Internal | Summer | B6 | 300 | 5533 | 0 | 65.6 | 65.59 | 0.01 | 0
2015 | MISO_IN_2_MISO_MO-IL | MISO_IN | MISO_MO-IL | Internal | Summer | B7 | 400 | 5533 | 0 | 55.39 | 55.38 | 0.01 | 0
2015 | MISO_IN_2_MISO_MO-IL | MISO_IN | MISO_MO-IL | Internal | Summer | B8 | 500 | 5533 | 0 | 53.71 | 53.7 | 0.01 | 0
2015 | MISO_IN_2_MISO_MO-IL | MISO_IN | MISO_MO-IL | Internal | Summer | B9 | 800 | 5533 | 0 | 52.99 | 52.98 | 0.01 | 0
2015 | MISO_IN_2_MISO_MO-IL | MISO_IN | MISO_MO-IL | Internal | Summer | B10 | 1262 | 5533 | 0 | 52.01 | 52 | 0.01 | 0
2015 | MISO_IN_2_MISO_MO-IL | MISO_IN | MISO_MO-IL | Internal | Winter | B16 | 25 | 5533 | 0 | 75.13 | 75.12 | 0.01 | 0
2015 | MISO_IN_2_MISO_MO-IL | MISO_IN | MISO_MO-IL | Internal | Winter | B17 | 100 | 5533 | 0 | 68.85 | 65.6 | 0.01 | 0
2015 | MISO_IN_2_MISO_MO-IL | MISO_IN | MISO_MO-IL | Internal | Winter | B18 | 400 | 5533 | 0 | 60.06 | 60.05 | 0.01 | 0
2015 | MISO_IN_2_MISO_MO-IL | MISO_IN | MISO_MO-IL | Internal | Winter | B19 | 700 | 5533 | 0 | 58 | 57.99 | 0.01 | 0
2015 | MISO_IN_2_MISO_MO-IL | MISO_IN | MISO_MO-IL | Internal | Winter | B20 | 935 | 5533 | 0 | 52.99 | 52.98 | 0.01 | 0
2015 | MISO_IN_2_NonRTO_Midwest | MISO_IN | NonRTO_Midwest | Internal | Shoulder | B11 | 25 | 4800 | 962.56 | 76.09 | 84.09 | 8 | 0
2015 | MISO_IN_2_NonRTO_Midwest | MISO_IN | NonRTO_Midwest | Internal | Shoulder | B12 | 200 | 4800 | 443.33 | 64.1 | 72.1 | 8 | 0
2015 | MISO_IN_2_NonRTO_Midwest | MISO_IN | NonRTO_Midwest | Internal | Shoulder | B13 | 600 | 4800 | 0 | 58.38 | 57.37 | 8 | 0
2015 | MISO_IN_2_NonRTO_Midwest | MISO_IN | NonRTO_Midwest | Internal | Shoulder | B14 | 900 | 4800 | 0 | 55.79 | 56.65 | 8 | 0
2015 | MISO_IN_2_NonRTO_Midwest | MISO_IN | NonRTO_Midwest | Internal | Shoulder | B15 | 1203 | 4800 | 0 | 54.04 | 54.57 | 8 | 0
2015 | MISO_IN_2_NonRTO_Midwest | MISO_IN | NonRTO_Midwest | Internal | Summer | B1 | 10 | 4800 | 0 | 91.79 | 96.27 | 8 | 0
2015 | MISO_IN_2_NonRTO_Midwest | MISO_IN | NonRTO_Midwest | Internal | Summer | B2 | 25 | 4800 | 0 | 88.75 | 96.27 | 8 | 0
2015 | MISO_IN_2_NonRTO_Midwest | MISO_IN | NonRTO_Midwest | Internal | Summer | B3 | 75 | 4800 | 0 | 88.75 | 96.27 | 8 | 0
2015 | MISO_IN_2_NonRTO_Midwest | MISO_IN | NonRTO_Midwest | Internal | Summer | B4 | 100 | 4800 | 720.8 | 86.88 | 94.88 | 8 | 0
2015 | MISO_IN_2_NonRTO_Midwest | MISO_IN | NonRTO_Midwest | Internal | Summer | B5 | 200 | 4800 | 410.22 | 75.74 | 83.74 | 8 | 0
2015 | MISO_IN_2_NonRTO_Midwest | MISO_IN | NonRTO_Midwest | Internal | Summer | B6 | 300 | 4800 | 0 | 65.6 | 61.83 | 8 | 0
2015 | MISO_IN_2_NonRTO_Midwest | MISO_IN | NonRTO_Midwest | Internal | Summer | B7 | 400 | 4800 | 0 | 55.39 | 56.65 | 8 | 0
2015 | MISO_IN_2_NonRTO_Midwest | MISO_IN | NonRTO_Midwest | Internal | Summer | B8 | 500 | 4800 | 0 | 53.71 | 56.42 | 8 | 0
2015 | MISO_IN_2_NonRTO_Midwest | MISO_IN | NonRTO_Midwest | Internal | Summer | B9 | 800 | 4800 | 0 | 52.99 | 54.57 | 8 | 0
2015 | MISO_IN_2_NonRTO_Midwest | MISO_IN | NonRTO_Midwest | Internal | Summer | B10 | 1262 | 4800 | 0 | 52.01 | 53.93 | 8 | 0
2015 | MISO_IN_2_NonRTO_Midwest | MISO_IN | NonRTO_Midwest | Internal | Winter | B16 | 25 | 4800 | 2098.11 | 75.13 | 83.13 | 8 | 0
2015 | MISO_IN_2_NonRTO_Midwest | MISO_IN | NonRTO_Midwest | Internal | Winter | B17 | 100 | 4800 | 1099.28 | 68.85 | 76.85 | 8 | 0
2015 | MISO_IN_2_NonRTO_Midwest | MISO_IN | NonRTO_Midwest | Internal | Winter | B18 | 400 | 4800 | 253.08 | 60.06 | 68.06 | 8 | 0
2015 | MISO_IN_2_NonRTO_Midwest | MISO_IN | NonRTO_Midwest | Internal | Winter | B19 | 700 | 4800 | 0 | 58 | 56.65 | 8 | 0
2015 | MISO_IN_2_NonRTO_Midwest | MISO_IN | NonRTO_Midwest | Internal | Winter | B20 | 935 | 4800 | 0 | 52.99 | 55.14 | 8 | 0
2015 | MISO_IN_2_PJM_ROR | MISO_IN | PJM_ROR | Internal | Shoulder | B11 | 25 | 992 | 0 | 76.09 | 74.06 | 2 | 0
2015 | MISO_IN_2_PJM_ROR | MISO_IN | PJM_ROR | Internal | Shoulder | B12 | 200 | 992 | 0 | 64.1 | 64.62 | 2 | 0
2015 | MISO_IN_2_PJM_ROR | MISO_IN | PJM_ROR | Internal | Shoulder | B13 | 600 | 992 | 0 | 58.38 | 60.35 | 2 | 0
2015 | MISO_IN_2_PJM_ROR | MISO_IN | PJM_ROR | Internal | Shoulder | B14 | 900 | 992 | 0 | 55.79 | 57.78 | 2 | 0
2015 | MISO_IN_2_PJM_ROR | MISO_IN | PJM_ROR | Internal | Shoulder | B15 | 1203 | 992 | 0 | 54.04 | 54.97 | 2 | 0
2015 | MISO_IN_2_PJM_ROR | MISO_IN | PJM_ROR | Internal | Summer | B1 | 10 | 992 | 0.01 | 91.79 | 93.77 | 2 | 0
2015 | MISO_IN_2_PJM_ROR | MISO_IN | PJM_ROR | Internal | Summer | B2 | 25 | 992 | 0 | 88.75 | 90.26 | 2 | 0
2015 | MISO_IN_2_PJM_ROR | MISO_IN | PJM_ROR | Internal | Summer | B3 | 75 | 992 | 0 | 88.75 | 89.51 | 2 | 0
2015 | MISO_IN_2_PJM_ROR | MISO_IN | PJM_ROR | Internal | Summer | B4 | 100 | 992 | 0 | 86.88 | 84.87 | 2 | 0
2015 | MISO_IN_2_PJM_ROR | MISO_IN | PJM_ROR | Internal | Summer | B5 | 200 | 992 | 0 | 75.74 | 73.74 | 2 | 0
2015 | MISO_IN_2_PJM_ROR | MISO_IN | PJM_ROR | Internal | Summer | B6 | 300 | 992 | 0 | 65.6 | 65.83 | 2 | 0
2015 | MISO_IN_2_PJM_ROR | MISO_IN | PJM_ROR | Internal | Summer | B7 | 400 | 992 | 0 | 55.39 | 57.36 | 2 | 0
2015 | MISO_IN_2_PJM_ROR | MISO_IN | PJM_ROR | Internal | Summer | B8 | 500 | 992 | 0 | 53.71 | 55.67 | 2 | 0
2015 | MISO_IN_2_PJM_ROR | MISO_IN | PJM_ROR | Internal | Summer | B9 | 800 | 992 | 0 | 52.99 | 53.66 | 2 | 0
2015 | MISO_IN_2_PJM_ROR | MISO_IN | PJM_ROR | Internal | Summer | B10 | 1262 | 992 | 0 | 52.01 | 52.04 | 2 | 0
2015 | MISO_IN_2_PJM_ROR | MISO_IN | PJM_ROR | Internal | Winter | B16 | 25 | 992 | 0 | 75.13 | 77.12 | 2 | 0
2015 | MISO_IN_2_PJM_ROR | MISO_IN | PJM_ROR | Internal | Winter | B17 | 100 | 992 | 0 | 68.85 | 70.84 | 2 | 0
2015 | MISO_IN_2_PJM_ROR | MISO_IN | PJM_ROR | Internal | Winter | B18 | 400 | 992 | 0 | 60.06 | 62.05 | 2 | 0
2015 | MISO_IN_2_PJM_ROR | MISO_IN | PJM_ROR | Internal | Winter | B19 | 700 | 992 | 41.83 | 58 | 60 | 2 | 0
2015 | MISO_IN_2_PJM_ROR | MISO_IN | PJM_ROR | Internal | Winter | B20 | 935 | 992 | 0 | 52.99 | 54.98 | 2 | 0
2015 | MISO_MI_2_MISO_IN | MISO_MI | MISO_IN | Internal | Shoulder | B11 | 25 | 2066 | 2066 | 74.41 | 76.09 | 0.01 | 1.66
2015 | MISO_MI_2_MISO_IN | MISO_MI | MISO_IN | Internal | Shoulder | B12 | 200 | 2066 | 403.54 | 64.09 | 64.1 | 0.01 | 0
2015 | MISO_MI_2_MISO_IN | MISO_MI | MISO_IN | Internal | Shoulder | B13 | 600 | 2066 | 750.77 | 58.37 | 58.38 | 0.01 | 0
2015 | MISO_MI_2_MISO_IN | MISO_MI | MISO_IN | Internal | Shoulder | B14 | 900 | 2066 | 270.5 | 55.78 | 55.79 | 0.01 | 0
2015 | MISO_MI_2_MISO_IN | MISO_MI | MISO_IN | Internal | Shoulder | B15 | 1203 | 2066 | 1044.02 | 54.03 | 54.04 | 0.01 | 0
2015 | MISO_MI_2_MISO_IN | MISO_MI | MISO_IN | Internal | Summer | B1 | 10 | 2066 | 1949.3 | 91.77 | 91.79 | 0.01 | 0
2015 | MISO_MI_2_MISO_IN | MISO_MI | MISO_IN | Internal | Summer | B2 | 25 | 2066 | 2066 | 88.27 | 88.75 | 0.01 | 0.47
2015 | MISO_MI_2_MISO_IN | MISO_MI | MISO_IN | Internal | Summer | B3 | 75 | 2066 | 2066 | 87.51 | 88.75 | 0.01 | 1.23
2015 | MISO_MI_2_MISO_IN | MISO_MI | MISO_IN | Internal | Summer | B4 | 100 | 2066 | 2066 | 86.33 | 86.88 | 0.01 | 0.54
2015 | MISO_MI_2_MISO_IN | MISO_MI | MISO_IN | Internal | Summer | B5 | 200 | 2066 | 2066 | 71.74 | 75.74 | 0.01 | 3.99
2015 | MISO_MI_2_MISO_IN | MISO_MI | MISO_IN | Internal | Summer | B6 | 300 | 2066 | 1023.41 | 65.59 | 65.6 | 0.01 | 0
2015 | MISO_MI_2_MISO_IN | MISO_MI | MISO_IN | Internal | Summer | B7 | 400 | 2066 | 0 | 55.4 | 55.39 | 0.01 | 0
2015 | MISO_MI_2_MISO_IN | MISO_MI | MISO_IN | Internal | Summer | B8 | 500 | 2066 | 0 | 53.72 | 53.71 | 0.01 | 0
2015 | MISO_MI_2_MISO_IN | MISO_MI | MISO_IN | Internal | Summer | B9 | 800 | 2066 | 0 | 53.01 | 52.99 | 0.01 | 0
2015 | MISO_MI_2_MISO_IN | MISO_MI | MISO_IN | Internal | Summer | B10 | 1262 | 2066 | 0 | 52.02 | 52.01 | 0.01 | 0
2015 | MISO_MI_2_MISO_IN | MISO_MI | MISO_IN | Internal | Winter | B16 | 25 | 2066 | 1983.51 | 75.12 | 75.13 | 0.01 | 0
2015 | MISO_MI_2_MISO_IN | MISO_MI | MISO_IN | Internal | Winter | B17 | 100 | 2066 | 132.28 | 68.84 | 68.85 | 0.01 | 0
2015 | MISO_MI_2_MISO_IN | MISO_MI | MISO_IN | Internal | Winter | B18 | 400 | 2066 | 117.94 | 60.05 | 60.06 | 0.01 | 0
2015 | MISO_MI_2_MISO_IN | MISO_MI | MISO_IN | Internal | Winter | B19 | 700 | 2066 | 0 | 58 | 58 | 0.01 | 0
2015 | MISO_MI_2_MISO_IN | MISO_MI | MISO_IN | Internal | Winter | B20 | 935 | 2066 | 0 | 53.01 | 52.99 | 0.01 | 0
2015 | MISO_MI_2_MISO_WUMS | MISO_MI | MISO_WUMS | Internal | Shoulder | B11 | 25 | 1440 | 0 | 74.41 | 62.97 | 0.01 | 0
2015 | MISO_MI_2_MISO_WUMS | MISO_MI | MISO_WUMS | Internal | Shoulder | B12 | 200 | 1440 | 0 | 64.09 | 62.54 | 0.01 | 0
2015 | MISO_MI_2_MISO_WUMS | MISO_MI | MISO_WUMS | Internal | Shoulder | B13 | 600 | 1440 | 0 | 58.37 | 58.35 | 0.01 | 0
2015 | MISO_MI_2_MISO_WUMS | MISO_MI | MISO_WUMS | Internal | Shoulder | B14 | 900 | 1440 | 0 | 55.78 | 55.76 | 0.01 | 0
2015 | MISO_MI_2_MISO_WUMS | MISO_MI | MISO_WUMS | Internal | Shoulder | B15 | 1203 | 1440 | 0 | 54.03 | 54.02 | 0.01 | 0
2015 | MISO_MI_2_MISO_WUMS | MISO_MI | MISO_WUMS | Internal | Summer | B1 | 10 | 1440 | 0 | 91.77 | 91.76 | 0.01 | 0
2015 | MISO_MI_2_MISO_WUMS | MISO_MI | MISO_WUMS | Internal | Summer | B2 | 25 | 1440 | 0 | 88.27 | 88.26 | 0.01 | 0
2015 | MISO_MI_2_MISO_WUMS | MISO_MI | MISO_WUMS | Internal | Summer | B3 | 75 | 1440 | 0 | 87.51 | 87.5 | 0.01 | 0
2015 | MISO_MI_2_MISO_WUMS | MISO_MI | MISO_WUMS | Internal | Summer | B4 | 100 | 1440 | 0 | 86.33 | 82.87 | 0.01 | 0
2015 | MISO_MI_2_MISO_WUMS | MISO_MI | MISO_WUMS | Internal | Summer | B5 | 200 | 1440 | 0 | 71.74 | 62.58 | 0.01 | 0
2015 | MISO_MI_2_MISO_WUMS | MISO_MI | MISO_WUMS | Internal | Summer | B6 | 300 | 1440 | 0 | 65.59 | 62.04 | 0.01 | 0
2015 | MISO_MI_2_MISO_WUMS | MISO_MI | MISO_WUMS | Internal | Summer | B7 | 400 | 1440 | 0 | 55.4 | 55.35 | 0.01 | 0
2015 | MISO_MI_2_MISO_WUMS | MISO_MI | MISO_WUMS | Internal | Summer | B8 | 500 | 1440 | 0 | 53.72 | 53.67 | 0.01 | 0
2015 | MISO_MI_2_MISO_WUMS | MISO_MI | MISO_WUMS | Internal | Summer | B9 | 800 | 1440 | 0 | 53.01 | 52.91 | 0.01 | 0
2015 | MISO_MI_2_MISO_WUMS | MISO_MI | MISO_WUMS | Internal | Summer | B10 | 1262 | 1440 | 0 | 52.02 | 51.97 | 0.01 | 0
2015 | MISO_MI_2_MISO_WUMS | MISO_MI | MISO_WUMS | Internal | Winter | B16 | 25 | 1440 | 0 | 75.12 | 75.1 | 0.01 | 0
2015 | MISO_MI_2_MISO_WUMS | MISO_MI | MISO_WUMS | Internal | Winter | B17 | 100 | 1440 | 0 | 68.84 | 65.57 | 0.01 | 0
2015 | MISO_MI_2_MISO_WUMS | MISO_MI | MISO_WUMS | Internal | Winter | B18 | 400 | 1440 | 0 | 60.05 | 60.04 | 0.01 | 0
2015 | MISO_MI_2_MISO_WUMS | MISO_MI | MISO_WUMS | Internal | Winter | B19 | 700 | 1440 | 0 | 58 | 57.99 | 0.01 | 0
2015 | MISO_MI_2_MISO_WUMS | MISO_MI | MISO_WUMS | Internal | Winter | B20 | 935 | 1440 | 0 | 53.01 | 52.99 | 0.01 | 0
2015 | MISO_MI_2_PJM_ROR | MISO_MI | PJM_ROR | Internal | Shoulder | B11 | 25 | 1424 | 0 | 74.41 | 74.06 | 2 | 0
2015 | MISO_MI_2_PJM_ROR | MISO_MI | PJM_ROR | Internal | Shoulder | B12 | 200 | 1424 | 0 | 64.09 | 64.62 | 2 | 0
2015 | MISO_MI_2_PJM_ROR | MISO_MI | PJM_ROR | Internal | Shoulder | B13 | 600 | 1424 | 0 | 58.37 | 60.35 | 2 | 0
2015 | MISO_MI_2_PJM_ROR | MISO_MI | PJM_ROR | Internal | Shoulder | B14 | 900 | 1424 | 257 | 55.78 | 57.78 | 2 | 0
2015 | MISO_MI_2_PJM_ROR | MISO_MI | PJM_ROR | Internal | Shoulder | B15 | 1203 | 1424 | 0 | 54.03 | 54.97 | 2 | 0
2015 | MISO_MI_2_PJM_ROR | MISO_MI | PJM_ROR | Internal | Summer | B1 | 10 | 1424 | 379.45 | 91.77 | 93.77 | 2 | 0
2015 | MISO_MI_2_PJM_ROR | MISO_MI | PJM_ROR | Internal | Summer | B2 | 25 | 1424 | 0 | 88.27 | 90.26 | 2 | 0
2015 | MISO_MI_2_PJM_ROR | MISO_MI | PJM_ROR | Internal | Summer | B3 | 75 | 1424 | 633.85 | 87.51 | 89.51 | 2 | 0
2015 | MISO_MI_2_PJM_ROR | MISO_MI | PJM_ROR | Internal | Summer | B4 | 100 | 1424 | 0 | 86.33 | 84.87 | 2 | 0
2015 | MISO_MI_2_PJM_ROR | MISO_MI | PJM_ROR | Internal | Summer | B5 | 200 | 1424 | 542.23 | 71.74 | 73.74 | 2 | 0
2015 | MISO_MI_2_PJM_ROR | MISO_MI | PJM_ROR | Internal | Summer | B6 | 300 | 1424 | 0 | 65.59 | 65.83 | 2 | 0
2015 | MISO_MI_2_PJM_ROR | MISO_MI | PJM_ROR | Internal | Summer | B7 | 400 | 1424 | 0 | 55.4 | 57.36 | 2 | 0
2015 | MISO_MI_2_PJM_ROR | MISO_MI | PJM_ROR | Internal | Summer | B8 | 500 | 1424 | 0 | 53.72 | 55.67 | 2 | 0
2015 | MISO_MI_2_PJM_ROR | MISO_MI | PJM_ROR | Internal | Summer | B9 | 800 | 1424 | 0 | 53.01 | 53.66 | 2 | 0
2015 | MISO_MI_2_PJM_ROR | MISO_MI | PJM_ROR | Internal | Summer | B10 | 1262 | 1424 | 0 | 52.02 | 52.04 | 2 | 0
2015 | MISO_MI_2_PJM_ROR | MISO_MI | PJM_ROR | Internal | Winter | B16 | 25 | 1424 | 1051.91 | 75.12 | 77.12 | 2 | 0
2015 | MISO_MI_2_PJM_ROR | MISO_MI | PJM_ROR | Internal | Winter | B17 | 100 | 1424 | 1128.99 | 68.84 | 70.84 | 2 | 0
2015 | MISO_MI_2_PJM_ROR | MISO_MI | PJM_ROR | Internal | Winter | B18 | 400 | 1424 | 482.07 | 60.05 | 62.05 | 2 | 0
2015 | MISO_MI_2_PJM_ROR | MISO_MI | PJM_ROR | Internal | Winter | B19 | 700 | 1424 | 45.58 | 58 | 60 | 2 | 0
2015 | MISO_MI_2_PJM_ROR | MISO_MI | PJM_ROR | Internal | Winter | B20 | 935 | 1424 | 0 | 53.01 | 54.98 | 2 | 0
2015 | MISO_MO-IL_2_ENT | MISO_MO-IL | ENT | Internal | Shoulder | B11 | 25 | 2540 | 0 | 76.08 | 77.22 | 8 | 0
2015 | MISO_MO-IL_2_ENT | MISO_MO-IL | ENT | Internal | Shoulder | B12 | 200 | 2540 | 0 | 64.09 | 59.47 | 8 | 0
2015 | MISO_MO-IL_2_ENT | MISO_MO-IL | ENT | Internal | Shoulder | B13 | 600 | 2540 | 0 | 58.37 | 59.47 | 8 | 0
2015 | MISO_MO-IL_2_ENT | MISO_MO-IL | ENT | Internal | Shoulder | B14 | 900 | 2540 | 0 | 55.78 | 57.49 | 8 | 0
2015 | MISO_MO-IL_2_ENT | MISO_MO-IL | ENT | Internal | Shoulder | B15 | 1203 | 2540 | 0 | 54.05 | 57.49 | 8 | 0
2015 | MISO_MO-IL_2_ENT | MISO_MO-IL | ENT | Internal | Summer | B1 | 10 | 2540 | 0 | 91.77 | 91.77 | 8 | 0
2015 | MISO_MO-IL_2_ENT | MISO_MO-IL | ENT | Internal | Summer | B2 | 25 | 2540 | 0 | 88.74 | 89.87 | 8 | 0
2015 | MISO_MO-IL_2_ENT | MISO_MO-IL | ENT | Internal | Summer | B3 | 75 | 2540 | 0 | 88.74 | 89.87 | 8 | 0
2015 | MISO_MO-IL_2_ENT | MISO_MO-IL | ENT | Internal | Summer | B4 | 100 | 2540 | 0 | 86.87 | 88.01 | 8 | 0
2015 | MISO_MO-IL_2_ENT | MISO_MO-IL | ENT | Internal | Summer | B5 | 200 | 2540 | 0 | 75.72 | 80.63 | 8 | 0
2015 | MISO_MO-IL_2_ENT | MISO_MO-IL | ENT | Internal | Summer | B6 | 300 | 2540 | 0 | 65.59 | 64.59 | 8 | 0
2015 | MISO_MO-IL_2_ENT | MISO_MO-IL | ENT | Internal | Summer | B7 | 400 | 2540 | 0 | 55.38 | 58.69 | 8 | 0
2015 | MISO_MO-IL_2_ENT | MISO_MO-IL | ENT | Internal | Summer | B8 | 500 | 2540 | 0 | 53.7 | 58.69 | 8 | 0
2015 | MISO_MO-IL_2_ENT | MISO_MO-IL | ENT | Internal | Summer | B9 | 800 | 2540 | 0 | 52.98 | 56.32 | 8 | 0
2015 | MISO_MO-IL_2_ENT | MISO_MO-IL | ENT | Internal | Summer | B10 | 1262 | 2540 | 0 | 52 | 56.32 | 8 | 0
2015 | MISO_MO-IL_2_ENT | MISO_MO-IL | ENT | Internal | Winter | B16 | 25 | 2540 | 0 | 75.12 | 75.12 | 8 | 0
2015 | MISO_MO-IL_2_ENT | MISO_MO-IL | ENT | Internal | Winter | B17 | 100 | 2540 | 0 | 65.6 | 61.89 | 8 | 0
2015 | MISO_MO-IL_2_ENT | MISO_MO-IL | ENT | Internal | Winter | B18 | 400 | 2540 | 0 | 60.05 | 60.29 | 8 | 0
2015 | MISO_MO-IL_2_ENT | MISO_MO-IL | ENT | Internal | Winter | B19 | 700 | 2540 | 0 | 57.99 | 59.83 | 8 | 0
2015 | MISO_MO-IL_2_ENT | MISO_MO-IL | ENT | Internal | Winter | B20 | 935 | 2540 | 0 | 52.98 | 59.83 | 8 | 0
2015 | MISO_MO-IL_2_MISO_IN | MISO_MO-IL | MISO_IN | Internal | Shoulder | B11 | 25 | 2633 | 171.71 | 76.08 | 76.09 | 0.01 | 0
2015 | MISO_MO-IL_2_MISO_IN | MISO_MO-IL | MISO_IN | Internal | Shoulder | B12 | 200 | 2633 | 1748.37 | 64.09 | 64.1 | 0.01 | 0
2015 | MISO_MO-IL_2_MISO_IN | MISO_MO-IL | MISO_IN | Internal | Shoulder | B13 | 600 | 2633 | 949.26 | 58.37 | 58.38 | 0.01 | 0
2015 | MISO_MO-IL_2_MISO_IN | MISO_MO-IL | MISO_IN | Internal | Shoulder | B14 | 900 | 2633 | 776.27 | 55.78 | 55.79 | 0.01 | 0
2015 | MISO_MO-IL_2_MISO_IN | MISO_MO-IL | MISO_IN | Internal | Shoulder | B15 | 1203 | 2633 | 0 | 54.05 | 54.04 | 0.01 | 0
2015 | MISO_MO-IL_2_MISO_IN | MISO_MO-IL | MISO_IN | Internal | Summer | B1 | 10 | 2633 | 2397.08 | 91.77 | 91.79 | 0.01 | 0
2015 | MISO_MO-IL_2_MISO_IN | MISO_MO-IL | MISO_IN | Internal | Summer | B2 | 25 | 2633 | 2029.91 | 88.74 | 88.75 | 0.01 | 0
2015 | MISO_MO-IL_2_MISO_IN | MISO_MO-IL | MISO_IN | Internal | Summer | B3 | 75 | 2633 | 1209.66 | 88.74 | 88.75 | 0.01 | 0
2015 | MISO_MO-IL_2_MISO_IN | MISO_MO-IL | MISO_IN | Internal | Summer | B4 | 100 | 2633 | 521.06 | 86.87 | 86.88 | 0.01 | 0
2015 | MISO_MO-IL_2_MISO_IN | MISO_MO-IL | MISO_IN | Internal | Summer | B5 | 200 | 2633 | 393.33 | 75.72 | 75.74 | 0.01 | 0
2015 | MISO_MO-IL_2_MISO_IN | MISO_MO-IL | MISO_IN | Internal | Summer | B6 | 300 | 2633 | 370.58 | 65.59 | 65.6 | 0.01 | 0
2015 | MISO_MO-IL_2_MISO_IN | MISO_MO-IL | MISO_IN | Internal | Summer | B7 | 400 | 2633 | 1281.54 | 55.38 | 55.39 | 0.01 | 0
2015 | MISO_MO-IL_2_MISO_IN | MISO_MO-IL | MISO_IN | Internal | Summer | B8 | 500 | 2633 | 1486.89 | 53.7 | 53.71 | 0.01 | 0
2015 | MISO_MO-IL_2_MISO_IN | MISO_MO-IL | MISO_IN | Internal | Summer | B9 | 800 | 2633 | 2594.26 | 52.98 | 52.99 | 0.01 | 0
2015 | MISO_MO-IL_2_MISO_IN | MISO_MO-IL | MISO_IN | Internal | Summer | B10 | 1262 | 2633 | 2629.92 | 52 | 52.01 | 0.01 | 0
2015 | MISO_MO-IL_2_MISO_IN | MISO_MO-IL | MISO_IN | Internal | Winter | B16 | 25 | 2633 | 2533.94 | 75.12 | 75.13 | 0.01 | 0
2015 | MISO_MO-IL_2_MISO_IN | MISO_MO-IL | MISO_IN | Internal | Winter | B17 | 100 | 2633 | 2633 | 65.6 | 68.85 | 0.01 | 3.24
2015 | MISO_MO-IL_2_MISO_IN | MISO_MO-IL | MISO_IN | Internal | Winter | B18 | 400 | 2633 | 1560.04 | 60.05 | 60.06 | 0.01 | 0
2015 | MISO_MO-IL_2_MISO_IN | MISO_MO-IL | MISO_IN | Internal | Winter | B19 | 700 | 2633 | 917.27 | 57.99 | 58 | 0.01 | 0
2015 | MISO_MO-IL_2_MISO_IN | MISO_MO-IL | MISO_IN | Internal | Winter | B20 | 935 | 2633 | 1133.41 | 52.98 | 52.99 | 0.01 | 0
2015 | MISO_MO-IL_2_MISO_W | MISO_MO-IL | MISO_W | Internal | Shoulder | B11 | 25 | 1075 | 0 | 76.08 | 76.06 | 0.01 | 0
2015 | MISO_MO-IL_2_MISO_W | MISO_MO-IL | MISO_W | Internal | Shoulder | B12 | 200 | 1075 | 0 | 64.09 | 64.08 | 0.01 | 0
2015 | MISO_MO-IL_2_MISO_W | MISO_MO-IL | MISO_W | Internal | Shoulder | B13 | 600 | 1075 | 0 | 58.37 | 58.36 | 0.01 | 0
2015 | MISO_MO-IL_2_MISO_W | MISO_MO-IL | MISO_W | Internal | Shoulder | B14 | 900 | 1075 | 0 | 55.78 | 55.77 | 0.01 | 0
2015 | MISO_MO-IL_2_MISO_W | MISO_MO-IL | MISO_W | Internal | Shoulder | B15 | 1203 | 1075 | 325.11 | 54.05 | 54.07 | 0.01 | 0
2015 | MISO_MO-IL_2_MISO_W | MISO_MO-IL | MISO_W | Internal | Summer | B1 | 10 | 1075 | 0 | 91.77 | 91.76 | 0.01 | 0
2015 | MISO_MO-IL_2_MISO_W | MISO_MO-IL | MISO_W | Internal | Summer | B2 | 25 | 1075 | 0 | 88.74 | 88.73 | 0.01 | 0
2015 | MISO_MO-IL_2_MISO_W | MISO_MO-IL | MISO_W | Internal | Summer | B3 | 75 | 1075 | 0 | 88.74 | 88.73 | 0.01 | 0
2015 | MISO_MO-IL_2_MISO_W | MISO_MO-IL | MISO_W | Internal | Summer | B4 | 100 | 1075 | 0 | 86.87 | 86.86 | 0.01 | 0
2015 | MISO_MO-IL_2_MISO_W | MISO_MO-IL | MISO_W | Internal | Summer | B5 | 200 | 1075 | 0 | 75.72 | 75.71 | 0.01 | 0
2015 | MISO_MO-IL_2_MISO_W | MISO_MO-IL | MISO_W | Internal | Summer | B6 | 300 | 1075 | 0 | 65.59 | 65.58 | 0.01 | 0
2015 | MISO_MO-IL_2_MISO_W | MISO_MO-IL | MISO_W | Internal | Summer | B7 | 400 | 1075 | 0 | 55.38 | 55.36 | 0.01 | 0
2015 | MISO_MO-IL_2_MISO_W | MISO_MO-IL | MISO_W | Internal | Summer | B8 | 500 | 1075 | 0 | 53.7 | 53.68 | 0.01 | 0
2015 | MISO_MO-IL_2_MISO_W | MISO_MO-IL | MISO_W | Internal | Summer | B9 | 800 | 1075 | 0 | 52.98 | 52.97 | 0.01 | 0
2015 | MISO_MO-IL_2_MISO_W | MISO_MO-IL | MISO_W | Internal | Summer | B10 | 1262 | 1075 | 0 | 52 | 51.99 | 0.01 | 0
2015 | MISO_MO-IL_2_MISO_W | MISO_MO-IL | MISO_W | Internal | Winter | B16 | 25 | 1075 | 0 | 75.12 | 75.11 | 0.01 | 0
2015 | MISO_MO-IL_2_MISO_W | MISO_MO-IL | MISO_W | Internal | Winter | B17 | 100 | 1075 | 0 | 65.6 | 65.59 | 0.01 | 0
2015 | MISO_MO-IL_2_MISO_W | MISO_MO-IL | MISO_W | Internal | Winter | B18 | 400 | 1075 | 0 | 60.05 | 60.04 | 0.01 | 0
2015 | MISO_MO-IL_2_MISO_W | MISO_MO-IL | MISO_W | Internal | Winter | B19 | 700 | 1075 | 516.91 | 57.99 | 58 | 0.01 | 0
2015 | MISO_MO-IL_2_MISO_W | MISO_MO-IL | MISO_W | Internal | Winter | B20 | 935 | 1075 | 0 | 52.98 | 52.98 | 0.01 | 0
2015 | MISO_MO-IL_2_PJM_ROR | MISO_MO-IL | PJM_ROR | Internal | Shoulder | B11 | 25 | 1212 | 0 | 76.08 | 74.06 | 2 | 0
2015 | MISO_MO-IL_2_PJM_ROR | MISO_MO-IL | PJM_ROR | Internal | Shoulder | B12 | 200 | 1212 | 0 | 64.09 | 64.62 | 2 | 0
2015 | MISO_MO-IL_2_PJM_ROR | MISO_MO-IL | PJM_ROR | Internal | Shoulder | B13 | 600 | 1212 | 0 | 58.37 | 60.35 | 2 | 0
2015 | MISO_MO-IL_2_PJM_ROR | MISO_MO-IL | PJM_ROR | Internal | Shoulder | B14 | 900 | 1212 | 527.16 | 55.78 | 57.78 | 2 | 0
2015 | MISO_MO-IL_2_PJM_ROR | MISO_MO-IL | PJM_ROR | Internal | Shoulder | B15 | 1203 | 1212 | 0 | 54.05 | 54.97 | 2 | 0
2015 | MISO_MO-IL_2_PJM_ROR | MISO_MO-IL | PJM_ROR | Internal | Summer | B1 | 10 | 1212 | 154.21 | 91.77 | 93.77 | 2 | 0
2015 | MISO_MO-IL_2_PJM_ROR | MISO_MO-IL | PJM_ROR | Internal | Summer | B2 | 25 | 1212 | 0 | 88.74 | 90.26 | 2 | 0
2015 | MISO_MO-IL_2_PJM_ROR | MISO_MO-IL | PJM_ROR | Internal | Summer | B3 | 75 | 1212 | 0 | 88.74 | 89.51 | 2 | 0
2015 | MISO_MO-IL_2_PJM_ROR | MISO_MO-IL | PJM_ROR | Internal | Summer | B4 | 100 | 1212 | 0 | 86.87 | 84.87 | 2 | 0
2015 | MISO_MO-IL_2_PJM_ROR | MISO_MO-IL | PJM_ROR | Internal | Summer | B5 | 200 | 1212 | 0 | 75.72 | 73.74 | 2 | 0
2015 | MISO_MO-IL_2_PJM_ROR | MISO_MO-IL | PJM_ROR | Internal | Summer | B6 | 300 | 1212 | 0 | 65.59 | 65.83 | 2 | 0
2015 | MISO_MO-IL_2_PJM_ROR | MISO_MO-IL | PJM_ROR | Internal | Summer | B7 | 400 | 1212 | 0 | 55.38 | 57.36 | 2 | 0
2015 | MISO_MO-IL_2_PJM_ROR | MISO_MO-IL | PJM_ROR | Internal | Summer | B8 | 500 | 1212 | 0 | 53.7 | 55.67 | 2 | 0
2015 | MISO_MO-IL_2_PJM_ROR | MISO_MO-IL | PJM_ROR | Internal | Summer | B9 | 800 | 1212 | 0 | 52.98 | 53.66 | 2 | 0
2015 | MISO_MO-IL_2_PJM_ROR | MISO_MO-IL | PJM_ROR | Internal | Summer | B10 | 1262 | 1212 | 0 | 52 | 52.04 | 2 | 0
2015 | MISO_MO-IL_2_PJM_ROR | MISO_MO-IL | PJM_ROR | Internal | Winter | B16 | 25 | 1212 | 621.05 | 75.12 | 77.12 | 2 | 0
2015 | MISO_MO-IL_2_PJM_ROR | MISO_MO-IL | PJM_ROR | Internal | Winter | B17 | 100 | 1212 | 1212 | 65.6 | 70.84 | 2 | 3.24
2015 | MISO_MO-IL_2_PJM_ROR | MISO_MO-IL | PJM_ROR | Internal | Winter | B18 | 400 | 1212 | 1085.2 | 60.05 | 62.05 | 2 | 0
2015 | MISO_MO-IL_2_PJM_ROR | MISO_MO-IL | PJM_ROR | Internal | Winter | B19 | 700 | 1212 | 1212 | 57.99 | 60 | 2 | 0.01
2015 | MISO_MO-IL_2_PJM_ROR | MISO_MO-IL | PJM_ROR | Internal | Winter | B20 | 935 | 1212 | 307.59 | 52.98 | 54.98 | 2 | 0
2015 | MISO_MO-IL_2_SPP_N | MISO_MO-IL | SPP_N | Internal | Shoulder | B11 | 25 | 2000 | 0 | 76.08 | 83.06 | 8 | 0
2015 | MISO_MO-IL_2_SPP_N | MISO_MO-IL | SPP_N | Internal | Shoulder | B12 | 200 | 2000 | 0 | 64.09 | 60.03 | 8 | 0
2015 | MISO_MO-IL_2_SPP_N | MISO_MO-IL | SPP_N | Internal | Shoulder | B13 | 600 | 2000 | 0 | 58.37 | 58.31 | 8 | 0
2015 | MISO_MO-IL_2_SPP_N | MISO_MO-IL | SPP_N | Internal | Shoulder | B14 | 900 | 2000 | 0 | 55.78 | 57.38 | 8 | 0
2015 | MISO_MO-IL_2_SPP_N | MISO_MO-IL | SPP_N | Internal | Shoulder | B15 | 1203 | 2000 | 0 | 54.05 | 57.38 | 8 | 0
2015 | MISO_MO-IL_2_SPP_N | MISO_MO-IL | SPP_N | Internal | Summer | B1 | 10 | 2000 | 0 | 91.77 | 92.6 | 8 | 0
2015 | MISO_MO-IL_2_SPP_N | MISO_MO-IL | SPP_N | Internal | Summer | B2 | 25 | 2000 | 0 | 88.74 | 92.6 | 8 | 0
2015 | MISO_MO-IL_2_SPP_N | MISO_MO-IL | SPP_N | Internal | Summer | B3 | 75 | 2000 | 0 | 88.74 | 91.39 | 8 | 0
2015 | MISO_MO-IL_2_SPP_N | MISO_MO-IL | SPP_N | Internal | Summer | B4 | 100 | 2000 | 0 | 86.87 | 86.87 | 8 | 0
2015 | MISO_MO-IL_2_SPP_N | MISO_MO-IL | SPP_N | Internal | Summer | B5 | 200 | 2000 | 0 | 75.72 | 81.21 | 8 | 0
2015 | MISO_MO-IL_2_SPP_N | MISO_MO-IL | SPP_N | Internal | Summer | B6 | 300 | 2000 | 0 | 65.59 | 72.58 | 8 | 0
2015 | MISO_MO-IL_2_SPP_N | MISO_MO-IL | SPP_N | Internal | Summer | B7 | 400 | 2000 | 0 | 55.38 | 62.36 | 8 | 0
2015 | MISO_MO-IL_2_SPP_N | MISO_MO-IL | SPP_N | Internal | Summer | B8 | 500 | 2000 | 0 | 53.7 | 58.7 | 8 | 0
2015 | MISO_MO-IL_2_SPP_N | MISO_MO-IL | SPP_N | Internal | Summer | B9 | 800 | 2000 | 0 | 52.98 | 56.11 | 8 | 0
2015 | MISO_MO-IL_2_SPP_N | MISO_MO-IL | SPP_N | Internal | Summer | B10 | 1262 | 2000 | 0 | 52 | 54.59 | 8 | 0
2015 | MISO_MO-IL_2_SPP_N | MISO_MO-IL | SPP_N | Internal | Winter | B16 | 25 | 2000 | 0 | 75.12 | 70.12 | 8 | 0
2015 | MISO_MO-IL_2_SPP_N | MISO_MO-IL | SPP_N | Internal | Winter | B17 | 100 | 2000 | 0 | 65.6 | 60.6 | 8 | 0
2015 | MISO_MO-IL_2_SPP_N | MISO_MO-IL | SPP_N | Internal | Winter | B18 | 400 | 2000 | 0 | 60.05 | 59.86 | 8 | 0
2015 | MISO_MO-IL_2_SPP_N | MISO_MO-IL | SPP_N | Internal | Winter | B19 | 700 | 2000 | 0 | 57.99 | 59.72 | 8 | 0
2015 | MISO_MO-IL_2_SPP_N | MISO_MO-IL | SPP_N | Internal | Winter | B20 | 935 | 2000 | 0 | 52.98 | 56.81 | 8 | 0
2015 | MISO_MO-IL_2_TVA_Transmission | MISO_MO-IL | TVA_Transmission | Internal | Shoulder | B11 | 25 | 4000 | 0 | 76.08 | 80.06 | 8 | 0
2015 | MISO_MO-IL_2_TVA_Transmission | MISO_MO-IL | TVA_Transmission | Internal | Shoulder | B12 | 200 | 4000 | 0 | 64.09 | 65.5 | 8 | 0
2015 | MISO_MO-IL_2_TVA_Transmission | MISO_MO-IL | TVA_Transmission | Internal | Shoulder | B13 | 600 | 4000 | 0 | 58.37 | 62.77 | 8 | 0
2015 | MISO_MO-IL_2_TVA_Transmission | MISO_MO-IL | TVA_Transmission | Internal | Shoulder | B14 | 900 | 4000 | 0 | 55.78 | 62.31 | 8 | 0
2015 | MISO_MO-IL_2_TVA_Transmission | MISO_MO-IL | TVA_Transmission | Internal | Shoulder | B15 | 1203 | 4000 | 0 | 54.05 | 60.97 | 8 | 0
2015 | MISO_MO-IL_2_TVA_Transmission | MISO_MO-IL | TVA_Transmission | Internal | Summer | B1 | 10 | 4000 | 367.12 | 91.77 | 99.77 | 8 | 0
2015 | MISO_MO-IL_2_TVA_Transmission | MISO_MO-IL | TVA_Transmission | Internal | Summer | B2 | 25 | 4000 | 84.9 | 88.74 | 96.74 | 8 | 0
2015 | MISO_MO-IL_2_TVA_Transmission | MISO_MO-IL | TVA_Transmission | Internal | Summer | B3 | 75 | 4000 | 0 | 88.74 | 95.51 | 8 | 0
2015 | MISO_MO-IL_2_TVA_Transmission | MISO_MO-IL | TVA_Transmission | Internal | Summer | B4 | 100 | 4000 | 0 | 86.87 | 90.87 | 8 | 0
2015 | MISO_MO-IL_2_TVA_Transmission | MISO_MO-IL | TVA_Transmission | Internal | Summer | B5 | 200 | 4000 | 0 | 75.72 | 79.7 | 8 | 0
2015 | MISO_MO-IL_2_TVA_Transmission | MISO_MO-IL | TVA_Transmission | Internal | Summer | B6 | 300 | 4000 | 0 | 65.59 | 69.83 | 8 | 0
2015 | MISO_MO-IL_2_TVA_Transmission | MISO_MO-IL | TVA_Transmission | Internal | Summer | B7 | 400 | 4000 | 0 | 55.38 | 62.09 | 8 | 0
2015 | MISO_MO-IL_2_TVA_Transmission | MISO_MO-IL | TVA_Transmission | Internal | Summer | B8 | 500 | 4000 | 0 | 53.7 | 60.87 | 8 | 0
2015 | MISO_MO-IL_2_TVA_Transmission | MISO_MO-IL | TVA_Transmission | Internal | Summer | B9 | 800 | 4000 | 0 | 52.98 | 59.66 | 8 | 0
2015 | MISO_MO-IL_2_TVA_Transmission | MISO_MO-IL | TVA_Transmission | Internal | Summer | B10 | 1262 | 4000 | 0 | 52 | 57.98 | 8 | 0
2015 | MISO_MO-IL_2_TVA_Transmission | MISO_MO-IL | TVA_Transmission | Internal | Winter | B16 | 25 | 4000 | 778.3 | 75.12 | 83.12 | 8 | 0
2015 | MISO_MO-IL_2_TVA_Transmission | MISO_MO-IL | TVA_Transmission | Internal | Winter | B17 | 100 | 4000 | 0 | 65.6 | 69.48 | 8 | 0
2015 | MISO_MO-IL_2_TVA_Transmission | MISO_MO-IL | TVA_Transmission | Internal | Winter | B18 | 400 | 4000 | 0 | 60.05 | 65.5 | 8 | 0
2015 | MISO_MO-IL_2_TVA_Transmission | MISO_MO-IL | TVA_Transmission | Internal | Winter | B19 | 700 | 4000 | 0 | 57.99 | 64.45 | 8 | 0
2015 | MISO_MO-IL_2_TVA_Transmission | MISO_MO-IL | TVA_Transmission | Internal | Winter | B20 | 935 | 4000 | 395.6 | 52.98 | 60.98 | 8 | 0
2015 | MISO_W_2_IESO | MISO_W | IESO | Internal | Shoulder | B11 | 25 | 90 | 0 | 76.06 | 43.49 | 8 | 0
2015 | MISO_W_2_IESO | MISO_W | IESO | Internal | Shoulder | B12 | 200 | 90 | 0 | 64.08 | 43.49 | 8 | 0
2015 | MISO_W_2_IESO | MISO_W | IESO | Internal | Shoulder | B13 | 600 | 90 | 0 | 58.36 | 43.49 | 8 | 0
2015 | MISO_W_2_IESO | MISO_W | IESO | Internal | Shoulder | B14 | 900 | 90 | 0 | 55.77 | 43.49 | 8 | 0
2015 | MISO_W_2_IESO | MISO_W | IESO | Internal | Shoulder | B15 | 1203 | 90 | 0 | 54.07 | 43.49 | 8 | 0
2015 | MISO_W_2_IESO | MISO_W | IESO | Internal | Summer | B1 | 10 | 90 | 0 | 91.76 | 78.79 | 8 | 0
2015 | MISO_W_2_IESO | MISO_W | IESO | Internal | Summer | B2 | 25 | 90 | 0 | 88.73 | 75.27 | 8 | 0
2015 | MISO_W_2_IESO | MISO_W | IESO | Internal | Summer | B3 | 75 | 90 | 0 | 88.73 | 69.03 | 8 | 0
2015 | MISO_W_2_IESO | MISO_W | IESO | Internal | Summer | B4 | 100 | 90 | 0 | 86.86 | 47.59 | 8 | 0
2015 | MISO_W_2_IESO | MISO_W | IESO | Internal | Summer | B5 | 200 | 90 | 0 | 75.71 | 42.48 | 8 | 0
2015 | MISO_W_2_IESO | MISO_W | IESO | Internal | Summer | B6 | 300 | 90 | 0 | 65.58 | 42.48 | 8 | 0
2015 | MISO_W_2_IESO | MISO_W | IESO | Internal | Summer | B7 | 400 | 90 | 0 | 55.36 | 42.48 | 8 | 0
2015 | MISO_W_2_IESO | MISO_W | IESO | Internal | Summer | B8 | 500 | 90 | 0 | 53.68 | 42.48 | 8 | 0
2015 | MISO_W_2_IESO | MISO_W | IESO | Internal | Summer | B9 | 800 | 90 | 0 | 52.97 | 42.48 | 8 | 0
2015 | MISO_W_2_IESO | MISO_W | IESO | Internal | Summer | B10 | 1262 | 90 | 0 | 51.99 | 42.48 | 8 | 0
2015 | MISO_W_2_IESO | MISO_W | IESO | Internal | Winter | B16 | 25 | 90 | 0 | 75.11 | 45.52 | 8 | 0
2015 | MISO_W_2_IESO | MISO_W | IESO | Internal | Winter | B17 | 100 | 90 | 0 | 65.59 | 45.52 | 8 | 0
2015 | MISO_W_2_IESO | MISO_W | IESO | Internal | Winter | B18 | 400 | 90 | 0 | 60.04 | 45.52 | 8 | 0
2015 | MISO_W_2_IESO | MISO_W | IESO | Internal | Winter | B19 | 700 | 90 | 0 | 58 | 45.52 | 8 | 0
2015 | MISO_W_2_IESO | MISO_W | IESO | Internal | Winter | B20 | 935 | 90 | 0 | 52.98 | 45.52 | 8 | 0
2015 | MISO_W_2_MAPP_CA | MISO_W | MAPP_CA | Internal | Shoulder | B11 | 25 | 926 | 0 | 76.06 | 70.97 | 0.01 | 0
2015 | MISO_W_2_MAPP_CA | MISO_W | MAPP_CA | Internal | Shoulder | B12 | 200 | 926 | 0 | 64.08 | 64.06 | 0.01 | 0
2015 | MISO_W_2_MAPP_CA | MISO_W | MAPP_CA | Internal | Shoulder | B13 | 600 | 926 | 0 | 58.36 | 58.35 | 0.01 | 0
2015 | MISO_W_2_MAPP_CA | MISO_W | MAPP_CA | Internal | Shoulder | B14 | 900 | 926 | 0 | 55.77 | 55.76 | 0.01 | 0
2015 | MISO_W_2_MAPP_CA | MISO_W | MAPP_CA | Internal | Shoulder | B15 | 1203 | 926 | 926 | 54.07 | 55.76 | 0.01 | 1.68
2015 | MISO_W_2_MAPP_CA | MISO_W | MAPP_CA | Internal | Summer | B1 | 10 | 926 | 0 | 91.76 | 77.76 | 0.01 | 0
2015 | MISO_W_2_MAPP_CA | MISO_W | MAPP_CA | Internal | Summer | B2 | 25 | 926 | 0 | 88.73 | 77.38 | 0.01 | 0
2015 | MISO_W_2_MAPP_CA | MISO_W | MAPP_CA | Internal | Summer | B3 | 75 | 926 | 0 | 88.73 | 77.38 | 0.01 | 0
2015 | MISO_W_2_MAPP_CA | MISO_W | MAPP_CA | Internal | Summer | B4 | 100 | 926 | 0 | 86.86 | 75.73 | 0.01 | 0
2015 | MISO_W_2_MAPP_CA | MISO_W | MAPP_CA | Internal | Summer | B5 | 200 | 926 | 0 | 75.71 | 75.7 | 0.01 | 0
2015 | MISO_W_2_MAPP_CA | MISO_W | MAPP_CA | Internal | Summer | B6 | 300 | 926 | 0 | 65.58 | 65.57 | 0.01 | 0
2015 | MISO_W_2_MAPP_CA | MISO_W | MAPP_CA | Internal | Summer | B7 | 400 | 926 | 0 | 55.36 | 55.35 | 0.01 | 0
2015 | MISO_W_2_MAPP_CA | MISO_W | MAPP_CA | Internal | Summer | B8 | 500 | 926 | 0 | 53.68 | 53.67 | 0.01 | 0
2015 | MISO_W_2_MAPP_CA | MISO_W | MAPP_CA | Internal | Summer | B9 | 800 | 926 | 0 | 52.97 | 52.96 | 0.01 | 0
2015 | MISO_W_2_MAPP_CA | MISO_W | MAPP_CA | Internal | Summer | B10 | 1262 | 926 | 926 | 51.99 | 52.96 | 0.01 | 0.96
2015 | MISO_W_2_MAPP_CA | MISO_W | MAPP_CA | Internal | Winter | B16 | 25 | 926 | 0 | 75.11 | 75.1 | 0.01 | 0
2015 | MISO_W_2_MAPP_CA | MISO_W | MAPP_CA | Internal | Winter | B17 | 100 | 926 | 0 | 65.59 | 65.57 | 0.01 | 0
2015 | MISO_W_2_MAPP_CA | MISO_W | MAPP_CA | Internal | Winter | B18 | 400 | 926 | 0 | 60.04 | 60.03 | 0.01 | 0
2015 | MISO_W_2_MAPP_CA | MISO_W | MAPP_CA | Internal | Winter | B19 | 700 | 926 | 163.5 | 58 | 58.01 | 0.01 | 0
2015 | MISO_W_2_MAPP_CA | MISO_W | MAPP_CA | Internal | Winter | B20 | 935 | 926 | 926 | 52.98 | 58.01 | 0.01 | 5.02
2015 | MISO_W_2_MISO_MO-IL | MISO_W | MISO_MO-IL | Internal | Shoulder | B11 | 25 | 3915 | 1416.58 | 76.06 | 76.08 | 0.01 | 0
2015 | MISO_W_2_MISO_MO-IL | MISO_W | MISO_MO-IL | Internal | Shoulder | B12 | 200 | 3915 | 2365.68 | 64.08 | 64.09 | 0.01 | 0
2015 | MISO_W_2_MISO_MO-IL | MISO_W | MISO_MO-IL | Internal | Shoulder | B13 | 600 | 3915 | 1297.32 | 58.36 | 58.37 | 0.01 | 0
2015 | MISO_W_2_MISO_MO-IL | MISO_W | MISO_MO-IL | Internal | Shoulder | B14 | 900 | 3915 | 1396.74 | 55.77 | 55.78 | 0.01 | 0
2015 | MISO_W_2_MISO_MO-IL | MISO_W | MISO_MO-IL | Internal | Shoulder | B15 | 1203 | 3915 | 0 | 54.07 | 54.05 | 0.01 | 0
2015 | MISO_W_2_MISO_MO-IL | MISO_W | MISO_MO-IL | Internal | Summer | B1 | 10 | 3915 | 1478.69 | 91.76 | 91.77 | 0.01 | 0
2015 | MISO_W_2_MISO_MO-IL | MISO_W | MISO_MO-IL | Internal | Summer | B2 | 25 | 3915 | 1426.2 | 88.73 | 88.74 | 0.01 | 0
2015 | MISO_W_2_MISO_MO-IL | MISO_W | MISO_MO-IL | Internal | Summer | B3 | 75 | 3915 | 1299.62 | 88.73 | 88.74 | 0.01 | 0
2015 | MISO_W_2_MISO_MO-IL | MISO_W | MISO_MO-IL | Internal | Summer | B4 | 100 | 3915 | 381.01 | 86.86 | 86.87 | 0.01 | 0
2015 | MISO_W_2_MISO_MO-IL | MISO_W | MISO_MO-IL | Internal | Summer | B5 | 200 | 3915 | 546.78 | 75.71 | 75.72 | 0.01 | 0
2015 | MISO_W_2_MISO_MO-IL | MISO_W | MISO_MO-IL | Internal | Summer | B6 | 300 | 3915 | 23.56 | 65.58 | 65.59 | 0.01 | 0
2015 | MISO_W_2_MISO_MO-IL | MISO_W | MISO_MO-IL | Internal | Summer | B7 | 400 | 3915 | 916.63 | 55.36 | 55.38 | 0.01 | 0
2015 | MISO_W_2_MISO_MO-IL | MISO_W | MISO_MO-IL | Internal | Summer | B8 | 500 | 3915 | 1359.58 | 53.68 | 53.7 | 0.01 | 0
2015 | MISO_W_2_MISO_MO-IL | MISO_W | MISO_MO-IL | Internal | Summer | B9 | 800 | 3915 | 2030.85 | 52.97 | 52.98 | 0.01 | 0
2015 | MISO_W_2_MISO_MO-IL | MISO_W | MISO_MO-IL | Internal | Summer | B10 | 1262 | 3915 | 885.86 | 51.99 | 52 | 0.01 | 0
2015 | MISO_W_2_MISO_MO-IL | MISO_W | MISO_MO-IL | Internal | Winter | B16 | 25 | 3915 | 2524.79 | 75.11 | 75.12 | 0.01 | 0
2015 | MISO_W_2_MISO_MO-IL | MISO_W | MISO_MO-IL | Internal | Winter | B17 | 100 | 3915 | 2189.23 | 65.59 | 65.6 | 0.01 | 0
2015 | MISO_W_2_MISO_MO-IL | MISO_W | MISO_MO-IL | Internal | Winter | B18 | 400 | 3915 | 621.96 | 60.04 | 60.05 | 0.01 | 0
2015 | MISO_W_2_MISO_MO-IL | MISO_W | MISO_MO-IL | Internal | Winter | B19 | 700 | 3915 | 0 | 58 | 57.99 | 0.01 | 0
2015 | MISO_W_2_MISO_MO-IL | MISO_W | MISO_MO-IL | Internal | Winter | B20 | 935 | 3915 | 0 | 52.98 | 52.98 | 0.01 | 0
2015 | MISO_W_2_MISO_WUMS | MISO_W | MISO_WUMS | Internal | Shoulder | B11 | 25 | 1732 | 0 | 76.06 | 62.97 | 0.01 | 0
2015 | MISO_W_2_MISO_WUMS | MISO_W | MISO_WUMS | Internal | Shoulder | B12 | 200 | 1732 | 0 | 64.08 | 62.54 | 0.01 | 0
2015 | MISO_W_2_MISO_WUMS | MISO_W | MISO_WUMS | Internal | Shoulder | B13 | 600 | 1732 | 0 | 58.36 | 58.35 | 0.01 | 0
2015 | MISO_W_2_MISO_WUMS | MISO_W | MISO_WUMS | Internal | Shoulder | B14 | 900 | 1732 | 0 | 55.77 | 55.76 | 0.01 | 0
2015 | MISO_W_2_MISO_WUMS | MISO_W | MISO_WUMS | Internal | Shoulder | B15 | 1203 | 1732 | 0 | 54.07 | 54.02 | 0.01 | 0
2015 | MISO_W_2_MISO_WUMS | MISO_W | MISO_WUMS | Internal | Summer | B1 | 10 | 1732 | 0.02 | 91.76 | 91.76 | 0.01 | 0
2015 | MISO_W_2_MISO_WUMS | MISO_W | MISO_WUMS | Internal | Summer | B2 | 25 | 1732 | 0 | 88.73 | 88.26 | 0.01 | 0
2015 | MISO_W_2_MISO_WUMS | MISO_W | MISO_WUMS | Internal | Summer | B3 | 75 | 1732 | 0 | 88.73 | 87.5 | 0.01 | 0
2015 | MISO_W_2_MISO_WUMS | MISO_W | MISO_WUMS | Internal | Summer | B4 | 100 | 1732 | 0 | 86.86 | 82.87 | 0.01 | 0
2015 | MISO_W_2_MISO_WUMS | MISO_W | MISO_WUMS | Internal | Summer | B5 | 200 | 1732 | 0 | 75.71 | 62.58 | 0.01 | 0
2015 | MISO_W_2_MISO_WUMS | MISO_W | MISO_WUMS | Internal | Summer | B6 | 300 | 1732 | 0 | 65.58 | 62.04 | 0.01 | 0
2015 | MISO_W_2_MISO_WUMS | MISO_W | MISO_WUMS | Internal | Summer | B7 | 400 | 1732 | 0 | 55.36 | 55.35 | 0.01 | 0
2015 | MISO_W_2_MISO_WUMS | MISO_W | MISO_WUMS | Internal | Summer | B8 | 500 | 1732 | 0 | 53.68 | 53.67 | 0.01 | 0
2015 | MISO_W_2_MISO_WUMS | MISO_W | MISO_WUMS | Internal | Summer | B9 | 800 | 1732 | 0 | 52.97 | 52.91 | 0.01 | 0
2015 | MISO_W_2_MISO_WUMS | MISO_W | MISO_WUMS | Internal | Summer | B10 | 1262 | 1732 | 0 | 51.99 | 51.97 | 0.01 | 0
2015 | MISO_W_2_MISO_WUMS | MISO_W | MISO_WUMS | Internal | Winter | B16 | 25 | 1732 | 0 | 75.11 | 75.1 | 0.01 | 0
2015 | MISO_W_2_MISO_WUMS | MISO_W | MISO_WUMS | Internal | Winter | B17 | 100 | 1732 | 0 | 65.59 | 65.57 | 0.01 | 0
2015 | MISO_W_2_MISO_WUMS | MISO_W | MISO_WUMS | Internal | Winter | B18 | 400 | 1732 | 0 | 60.04 | 60.04 | 0.01 | 0
2015 | MISO_W_2_MISO_WUMS | MISO_W | MISO_WUMS | Internal | Winter | B19 | 700 | 1732 | 0 | 58 | 57.99 | 0.01 | 0
2015 | MISO_W_2_MISO_WUMS | MISO_W | MISO_WUMS | Internal | Winter | B20 | 935 | 1732 | 306.79 | 52.98 | 52.99 | 0.01 | 0
2015 | MISO_W_2_NE | MISO_W | NE | Internal | Shoulder | B11 | 25 | 2800 | 0 | 76.06 | 76.06 | 7 | 0
2015 | MISO_W_2_NE | MISO_W | NE | Internal | Shoulder | B12 | 200 | 2800 | 0 | 64.08 | 60.02 | 7 | 0
2015 | MISO_W_2_NE | MISO_W | NE | Internal | Shoulder | B13 | 600 | 2800 | 0 | 58.36 | 58.29 | 7 | 0
2015 | MISO_W_2_NE | MISO_W | NE | Internal | Shoulder | B14 | 900 | 2800 | 0 | 55.77 | 57.37 | 7 | 0
2015 | MISO_W_2_NE | MISO_W | NE | Internal | Shoulder | B15 | 1203 | 2800 | 0 | 54.07 | 57.37 | 7 | 0
2015 | MISO_W_2_NE | MISO_W | NE | Internal | Summer | B1 | 10 | 2800 | 0 | 91.76 | 91.76 | 7 | 0
2015 | MISO_W_2_NE | MISO_W | NE | Internal | Summer | B2 | 25 | 2800 | 0 | 88.73 | 91.38 | 7 | 0
2015 | MISO_W_2_NE | MISO_W | NE | Internal | Summer | B3 | 75 | 2800 | 0 | 88.73 | 91.38 | 7 | 0
2015 | MISO_W_2_NE | MISO_W | NE | Internal | Summer | B4 | 100 | 2800 | 0 | 86.86 | 86.86 | 7 | 0
2015 | MISO_W_2_NE | MISO_W | NE | Internal | Summer | B5 | 200 | 2800 | 0 | 75.71 | 81.04 | 7 | 0
2015 | MISO_W_2_NE | MISO_W | NE | Internal | Summer | B6 | 300 | 2800 | 0 | 65.58 | 67.27 | 7 | 0
2015 | MISO_W_2_NE | MISO_W | NE | Internal | Summer | B7 | 400 | 2800 | 0 | 55.36 | 59.46 | 7 | 0
2015 | MISO_W_2_NE | MISO_W | NE | Internal | Summer | B8 | 500 | 2800 | 0 | 53.68 | 58.69 | 7 | 0
2015 | MISO_W_2_NE | MISO_W | NE | Internal | Summer | B9 | 800 | 2800 | 0 | 52.97 | 56.1 | 7 | 0
2015 | MISO_W_2_NE | MISO_W | NE | Internal | Summer | B10 | 1262 | 2800 | 0 | 51.99 | 54.05 | 7 | 0
2015 | MISO_W_2_NE | MISO_W | NE | Internal | Winter | B16 | 25 | 2800 | 0 | 75.11 | 70.11 | 7 | 0
2015 | MISO_W_2_NE | MISO_W | NE | Internal | Winter | B17 | 100 | 2800 | 0 | 65.59 | 60.59 | 7 | 0
2015 | MISO_W_2_NE | MISO_W | NE | Internal | Winter | B18 | 400 | 2800 | 0 | 60.04 | 59.85 | 7 | 0
2015 | MISO_W_2_NE | MISO_W | NE | Internal | Winter | B19 | 700 | 2800 | 0 | 58 | 59.71 | 7 | 0
2015 | MISO_W_2_NE | MISO_W | NE | Internal | Winter | B20 | 935 | 2800 | 0 | 52.98 | 55.09 | 7 | 0
2015 | MISO_W_2_PJM_ROR | MISO_W | PJM_ROR | Internal | Shoulder | B11 | 25 | 773 | 0 | 76.06 | 74.06 | 2 | 0
2015 | MISO_W_2_PJM_ROR | MISO_W | PJM_ROR | Internal | Shoulder | B12 | 200 | 773 | 0 | 64.08 | 64.62 | 2 | 0
2015 | MISO_W_2_PJM_ROR | MISO_W | PJM_ROR | Internal | Shoulder | B13 | 600 | 773 | 0 | 58.36 | 60.35 | 2 | 0
2015 | MISO_W_2_PJM_ROR | MISO_W | PJM_ROR | Internal | Shoulder | B14 | 900 | 773 | 773 | 55.77 | 57.78 | 2 | 0.01
2015 | MISO_W_2_PJM_ROR | MISO_W | PJM_ROR | Internal | Shoulder | B15 | 1203 | 773 | 0 | 54.07 | 54.97 | 2 | 0
2015 | MISO_W_2_PJM_ROR | MISO_W | PJM_ROR | Internal | Summer | B1 | 10 | 773 | 772.98 | 91.76 | 93.77 | 2 | 0.01
2015 | MISO_W_2_PJM_ROR | MISO_W | PJM_ROR | Internal | Summer | B2 | 25 | 773 | 0 | 88.73 | 90.26 | 2 | 0
2015 | MISO_W_2_PJM_ROR | MISO_W | PJM_ROR | Internal | Summer | B3 | 75 | 773 | 0 | 88.73 | 89.51 | 2 | 0
2015 | MISO_W_2_PJM_ROR | MISO_W | PJM_ROR | Internal | Summer | B4 | 100 | 773 | 0 | 86.86 | 84.87 | 2 | 0
2015 | MISO_W_2_PJM_ROR | MISO_W | PJM_ROR | Internal | Summer | B5 | 200 | 773 | 0 | 75.71 | 73.74 | 2 | 0
2015 | MISO_W_2_PJM_ROR | MISO_W | PJM_ROR | Internal | Summer | B6 | 300 | 773 | 0 | 65.58 | 65.83 | 2 | 0
2015 | MISO_W_2_PJM_ROR | MISO_W | PJM_ROR | Internal | Summer | B7 | 400 | 773 | 454.05 | 55.36 | 57.36 | 2 | 0
2015 | MISO_W_2_PJM_ROR | MISO_W | PJM_ROR | Internal | Summer | B8 | 500 | 773 | 0 | 53.68 | 55.67 | 2 | 0
2015 | MISO_W_2_PJM_ROR | MISO_W | PJM_ROR | Internal | Summer | B9 | 800 | 773 | 0 | 52.97 | 53.66 | 2 | 0
2015 | MISO_W_2_PJM_ROR | MISO_W | PJM_ROR | Internal | Summer | B10 | 1262 | 773 | 0 | 51.99 | 52.04 | 2 | 0
2015 | MISO_W_2_PJM_ROR | MISO_W | PJM_ROR | Internal | Winter | B16 | 25 | 773 | 772.99 | 75.11 | 77.12 | 2 | 0.01
2015 | MISO_W_2_PJM_ROR | MISO_W | PJM_ROR | Internal | Winter | B17 | 100 | 773 | 773 | 65.59 | 70.84 | 2 | 3.25
2015 | MISO_W_2_PJM_ROR | MISO_W | PJM_ROR | Internal | Winter | B18 | 400 | 773 | 773 | 60.04 | 62.05 | 2 | 0.01
2015 | MISO_W_2_PJM_ROR | MISO_W | PJM_ROR | Internal | Winter | B19 | 700 | 773 | 40.76 | 58 | 60 | 2 | 0
2015 | MISO_W_2_PJM_ROR | MISO_W | PJM_ROR | Internal | Winter | B20 | 935 | 773 | 411.92 | 52.98 | 54.98 | 2 | 0
2015 | MISO_W_2_SPP_N | MISO_W | SPP_N | Internal | Shoulder | B11 | 25 | 3200 | 335.09 | 76.06 | 83.06 | 7 | 0
2015 | MISO_W_2_SPP_N | MISO_W | SPP_N | Internal | Shoulder | B12 | 200 | 3200 | 0 | 64.08 | 60.03 | 7 | 0
2015 | MISO_W_2_SPP_N | MISO_W | SPP_N | Internal | Shoulder | B13 | 600 | 3200 | 0 | 58.36 | 58.31 | 7 | 0
2015 | MISO_W_2_SPP_N | MISO_W | SPP_N | Internal | Shoulder | B14 | 900 | 3200 | 0 | 55.77 | 57.38 | 7 | 0
2015 | MISO_W_2_SPP_N | MISO_W | SPP_N | Internal | Shoulder | B15 | 1203 | 3200 | 0 | 54.07 | 57.38 | 7 | 0
2015 | MISO_W_2_SPP_N | MISO_W | SPP_N | Internal | Summer | B1 | 10 | 3200 | 0 | 91.76 | 92.6 | 7 | 0
2015 | MISO_W_2_SPP_N | MISO_W | SPP_N | Internal | Summer | B2 | 25 | 3200 | 0 | 88.73 | 92.6 | 7 | 0
2015 | MISO_W_2_SPP_N | MISO_W | SPP_N | Internal | Summer | B3 | 75 | 3200 | 0 | 88.73 | 91.39 | 7 | 0
2015 | MISO_W_2_SPP_N | MISO_W | SPP_N | Internal | Summer | B4 | 100 | 3200 | 0 | 86.86 | 86.87 | 7 | 0
2015 | MISO_W_2_SPP_N | MISO_W | SPP_N | Internal | Summer | B5 | 200 | 3200 | 0 | 75.71 | 81.21 | 7 | 0
2015 | MISO_W_2_SPP_N | MISO_W | SPP_N | Internal | Summer | B6 | 300 | 3200 | 1129.88 | 65.58 | 72.58 | 7 | 0
2015 | MISO_W_2_SPP_N | MISO_W | SPP_N | Internal | Summer | B7 | 400 | 3200 | 338.77 | 55.36 | 62.36 | 7 | 0
2015 | MISO_W_2_SPP_N | MISO_W | SPP_N | Internal | Summer | B8 | 500 | 3200 | 0 | 53.68 | 58.7 | 7 | 0
2015 | MISO_W_2_SPP_N | MISO_W | SPP_N | Internal | Summer | B9 | 800 | 3200 | 0 | 52.97 | 56.11 | 7 | 0
2015 | MISO_W_2_SPP_N | MISO_W | SPP_N | Internal | Summer | B10 | 1262 | 3200 | 0 | 51.99 | 54.59 | 7 | 0
2015 | MISO_W_2_SPP_N | MISO_W | SPP_N | Internal | Winter | B16 | 25 | 3200 | 0 | 75.11 | 70.12 | 7 | 0
2015 | MISO_W_2_SPP_N | MISO_W | SPP_N | Internal | Winter | B17 | 100 | 3200 | 0 | 65.59 | 60.6 | 7 | 0
2015 | MISO_W_2_SPP_N | MISO_W | SPP_N | Internal | Winter | B18 | 400 | 3200 | 0 | 60.04 | 59.86 | 7 | 0
2015 | MISO_W_2_SPP_N | MISO_W | SPP_N | Internal | Winter | B19 | 700 | 3200 | 0 | 58 | 59.72 | 7 | 0
2015 | MISO_W_2_SPP_N | MISO_W | SPP_N | Internal | Winter | B20 | 935 | 3200 | 0 | 52.98 | 56.81 | 7 | 0
2015 | MISO_WUMS_2_MISO_MI | MISO_WUMS | MISO_MI | Internal | Shoulder | B11 | 25 | 1422 | 1422 | 62.97 | 74.41 | 0.01 | 11.43
2015 | MISO_WUMS_2_MISO_MI | MISO_WUMS | MISO_MI | Internal | Shoulder | B12 | 200 | 1422 | 1422 | 62.54 | 64.09 | 0.01 | 1.53
2015 | MISO_WUMS_2_MISO_MI | MISO_WUMS | MISO_MI | Internal | Shoulder | B13 | 600 | 1422 | 1422 | 58.35 | 58.37 | 0.01 | 0.01
2015 | MISO_WUMS_2_MISO_MI | MISO_WUMS | MISO_MI | Internal | Shoulder | B14 | 900 | 1422 | 1422 | 55.76 | 55.78 | 0.01 | 0.01
2015 | MISO_WUMS_2_MISO_MI | MISO_WUMS | MISO_MI | Internal | Shoulder | B15 | 1203 | 1422 | 781.01 | 54.02 | 54.03 | 0.01 | 0
2015 | MISO_WUMS_2_MISO_MI | MISO_WUMS | MISO_MI | Internal | Summer | B1 | 10 | 1422 | 1249.5 | 91.76 | 91.77 | 0.01 | 0
2015 | MISO_WUMS_2_MISO_MI | MISO_WUMS | MISO_MI | Internal | Summer | B2 | 25 | 1422 | 1347.09 | 88.26 | 88.27 | 0.01 | 0
2015 | MISO_WUMS_2_MISO_MI | MISO_WUMS | MISO_MI | Internal | Summer | B3 | 75 | 1422 | 566.96 | 87.5 | 87.51 | 0.01 | 0
2015 | MISO_WUMS_2_MISO_MI | MISO_WUMS | MISO_MI | Internal | Summer | B4 | 100 | 1422 | 1422 | 82.87 | 86.33 | 0.01 | 3.45
2015 | MISO_WUMS_2_MISO_MI | MISO_WUMS | MISO_MI | Internal | Summer | B5 | 200 | 1422 | 1422 | 62.58 | 71.74 | 0.01 | 9.14
2015 | MISO_WUMS_2_MISO_MI | MISO_WUMS | MISO_MI | Internal | Summer | B6 | 300 | 1422 | 1422 | 62.04 | 65.59 | 0.01 | 3.54
2015 | MISO_WUMS_2_MISO_MI | MISO_WUMS | MISO_MI | Internal | Summer | B7 | 400 | 1422 | 1422 | 55.35 | 55.4 | 0.01 | 0.04
2015 | MISO_WUMS_2_MISO_MI | MISO_WUMS | MISO_MI | Internal | Summer | B8 | 500 | 1422 | 1422 | 53.67 | 53.72 | 0.01 | 0.04
2015 | MISO_WUMS_2_MISO_MI | MISO_WUMS | MISO_MI | Internal | Summer | B9 | 800 | 1422 | 1422 | 52.91 | 53.01 | 0.01 | 0.09
2015 | MISO_WUMS_2_MISO_MI | MISO_WUMS | MISO_MI | Internal | Summer | B10 | 1262 | 1422 | 1422 | 51.97 | 52.02 | 0.01 | 0.04
2015 | MISO_WUMS_2_MISO_MI | MISO_WUMS | MISO_MI | Internal | Winter | B16 | 25 | 1422 | 1421.99 | 75.1 | 75.12 | 0.01 | 0.01
2015 | MISO_WUMS_2_MISO_MI | MISO_WUMS | MISO_MI | Internal | Winter | B17 | 100 | 1422 | 1422 | 65.57 | 68.84 | 0.01 | 3.25
2015 | MISO_WUMS_2_MISO_MI | MISO_WUMS | MISO_MI | Internal | Winter | B18 | 400 | 1422 | 859.91 | 60.04 | 60.05 | 0.01 | 0
2015 | MISO_WUMS_2_MISO_MI | MISO_WUMS | MISO_MI | Internal | Winter | B19 | 700 | 1422 | 244.03 | 57.99 | 58 | 0.01 | 0
2015 | MISO_WUMS_2_MISO_MI | MISO_WUMS | MISO_MI | Internal | Winter | B20 | 935 | 1422 | 789.61 | 52.99 | 53.01 | 0.01 | 0
2015 | MISO_WUMS_2_MISO_W | MISO_WUMS | MISO_W | Internal | Shoulder | B11 | 25 | 1240 | 1240 | 62.97 | 76.06 | 0.01 | 13.08
2015 | MISO_WUMS_2_MISO_W | MISO_WUMS | MISO_W | Internal | Shoulder | B12 | 200 | 1240 | 1240 | 62.54 | 64.08 | 0.01 | 1.52
2015 | MISO_WUMS_2_MISO_W | MISO_WUMS | MISO_W | Internal | Shoulder | B13 | 600 | 1240 | 550.82 | 58.35 | 58.36 | 0.01 | 0
2015 | MISO_WUMS_2_MISO_W | MISO_WUMS | MISO_W | Internal | Shoulder | B14 | 900 | 1240 | 713.08 | 55.76 | 55.77 | 0.01 | 0
2015 | MISO_WUMS_2_MISO_W | MISO_WUMS | MISO_W | Internal | Shoulder | B15 | 1203 | 1240 | 1240 | 54.02 | 54.07 | 0.01 | 0.04
2015 | MISO_WUMS_2_MISO_W | MISO_WUMS | MISO_W | Internal | Summer | B1 | 10 | 1240 | 0.02 | 91.76 | 91.76 | 0.01 | 0
2015 | MISO_WUMS_2_MISO_W | MISO_WUMS | MISO_W | Internal | Summer | B2 | 25 | 1240 | 1240 | 88.26 | 88.73 | 0.01 | 0.46
2015 | MISO_WUMS_2_MISO_W | MISO_WUMS | MISO_W | Internal | Summer | B3 | 75 | 1240 | 1240 | 87.5 | 88.73 | 0.01 | 1.21
2015 | MISO_WUMS_2_MISO_W | MISO_WUMS | MISO_W | Internal | Summer | B4 | 100 | 1240 | 1240 | 82.87 | 86.86 | 0.01 | 3.98
2015 | MISO_WUMS_2_MISO_W | MISO_WUMS | MISO_W | Internal | Summer | B5 | 200 | 1240 | 1240 | 62.58 | 75.71 | 0.01 | 13.12
2015 | MISO_WUMS_2_MISO_W | MISO_WUMS | MISO_W | Internal | Summer | B6 | 300 | 1240 | 1240 | 62.04 | 65.58 | 0.01 | 3.52
2015 | MISO_WUMS_2_MISO_W | MISO_WUMS | MISO_W | Internal | Summer | B7 | 400 | 1240 | 360.47 | 55.35 | 55.36 | 0.01 | 0
2015 | MISO_WUMS_2_MISO_W | MISO_WUMS | MISO_W | Internal | Summer | B8 | 500 | 1240 | 946.22 | 53.67 | 53.68 | 0.01 | 0
2015 | MISO_WUMS_2_MISO_W | MISO_WUMS | MISO_W | Internal | Summer | B9 | 800 | 1240 | 1240 | 52.91 | 52.97 | 0.01 | 0.05
2015 | MISO_WUMS_2_MISO_W | MISO_WUMS | MISO_W | Internal | Summer | B10 | 1262 | 1240 | 79.38 | 51.97 | 51.99 | 0.01 | 0
2015 | MISO_WUMS_2_MISO_W | MISO_WUMS | MISO_W | Internal | Winter | B16 | 25 | 1240 | 342.36 | 75.1 | 75.11 | 0.01 | 0
2015 | MISO_WUMS_2_MISO_W | MISO_WUMS | MISO_W | Internal | Winter | B17 | 100 | 1240 | 495.63 | 65.57 | 65.59 | 0.01 | 0
2015 | MISO_WUMS_2_MISO_W | MISO_WUMS | MISO_W | Internal | Winter | B18 | 400 | 1240 | 0 | 60.04 | 60.04 | 0.01 | 0
2015 | MISO_WUMS_2_MISO_W | MISO_WUMS | MISO_W | Internal | Winter | B19 | 700 | 1240 | 392.96 | 57.99 | 58 | 0.01 | 0
2015 | MISO_WUMS_2_MISO_W | MISO_WUMS | MISO_W | Internal | Winter | B20 | 935 | 1240 | 0 | 52.99 | 52.98 | 0.01 | 0
2015 | MISO_WUMS_2_PJM_ROR | MISO_WUMS | PJM_ROR | Internal | Shoulder | B11 | 25 | 1600 | 1600 | 62.97 | 74.06 | 2 | 9.09
2015 | MISO_WUMS_2_PJM_ROR | MISO_WUMS | PJM_ROR | Internal | Shoulder | B12 | 200 | 1600 | 1600 | 62.54 | 64.62 | 2 | 0.07
2015 | MISO_WUMS_2_PJM_ROR | MISO_WUMS | PJM_ROR | Internal | Shoulder | B13 | 600 | 1600 | 1530.77 | 58.35 | 60.35 | 2 | 0
2015 | MISO_WUMS_2_PJM_ROR | MISO_WUMS | PJM_ROR | Internal | Shoulder | B14 | 900 | 1600 | 1600 | 55.76 | 57.78 | 2 | 0.02
2015 | MISO_WUMS_2_PJM_ROR | MISO_WUMS | PJM_ROR | Internal | Shoulder | B15 | 1203 | 1600 | 0 | 54.02 | 54.97 | 2 | 0
2015 | MISO_WUMS_2_PJM_ROR | MISO_WUMS | PJM_ROR | Internal | Summer | B1 | 10 | 1600 | 1599.98 | 91.76 | 93.77 | 2 | 0.01
2015 | MISO_WUMS_2_PJM_ROR | MISO_WUMS | PJM_ROR | Internal | Summer | B2 | 25 | 1600 | 301.26 | 88.26 | 90.26 | 2 | 0
2015 | MISO_WUMS_2_PJM_ROR | MISO_WUMS | PJM_ROR | Internal | Summer | B3 | 75 | 1600 | 1600 | 87.5 | 89.51 | 2 | 0.01
2015 | MISO_WUMS_2_PJM_ROR | MISO_WUMS | PJM_ROR | Internal | Summer | B4 | 100 | 1600 | 1424.56 | 82.87 | 84.87 | 2 | 0
2015 | MISO_WUMS_2_PJM_ROR | MISO_WUMS | PJM_ROR | Internal | Summer | B5 | 200 | 1600 | 1600 | 62.58 | 73.74 | 2 | 9.16
2015 | MISO_WUMS_2_PJM_ROR | MISO_WUMS | PJM_ROR | Internal | Summer | B6 | 300 | 1600 | 1600 | 62.04 | 65.83 | 2 | 1.79
2015 | MISO_WUMS_2_PJM_ROR | MISO_WUMS | PJM_ROR | Internal | Summer | B7 | 400 | 1600 | 1600 | 55.35 | 57.36 | 2 | 0.01
2015 | MISO_WUMS_2_PJM_ROR | MISO_WUMS | PJM_ROR | Internal | Summer | B8 | 500 | 1600 | 536.59 | 53.67 | 55.67 | 2 | 0
2015 | MISO_WUMS_2_PJM_ROR | MISO_WUMS | PJM_ROR | Internal | Summer | B9 | 800 | 1600 | 0 | 52.91 | 53.66 | 2 | 0
2015 | MISO_WUMS_2_PJM_ROR | MISO_WUMS | PJM_ROR | Internal | Summer | B10 | 1262 | 1600 | 0 | 51.97 | 52.04 | 2 | 0
2015 | MISO_WUMS_2_PJM_ROR | MISO_WUMS | PJM_ROR | Internal | Winter | B16 | 25 | 1600 | 1600 | 75.1 | 77.12 | 2 | 0.02
2015 | MISO_WUMS_2_PJM_ROR | MISO_WUMS | PJM_ROR | Internal | Winter | B17 | 100 | 1600 | 1600 | 65.57 | 70.84 | 2 | 3.26
2015 | MISO_WUMS_2_PJM_ROR | MISO_WUMS | PJM_ROR | Internal | Winter | B18 | 400 | 1600 | 1600 | 60.04 | 62.05 | 2 | 0.01
2015 | MISO_WUMS_2_PJM_ROR | MISO_WUMS | PJM_ROR | Internal | Winter | B19 | 700 | 1600 | 1600 | 57.99 | 60 | 2 | 0.01
2015 | MISO_WUMS_2_PJM_ROR | MISO_WUMS | PJM_ROR | Internal | Winter | B20 | 935 | 1600 | 0 | 52.99 | 54.98 | 2 | 0
2015 | NE_2_MISO_W | NE | MISO_W | Internal | Shoulder | B11 | 25 | 1600 | 0 | 76.06 | 76.06 | 5 | 0
2015 | NE_2_MISO_W | NE | MISO_W | Internal | Shoulder | B12 | 200 | 1600 | 0 | 60.02 | 64.08 | 5 | 0
2015 | NE_2_MISO_W | NE | MISO_W | Internal | Shoulder | B13 | 600 | 1600 | 0 | 58.29 | 58.36 | 5 | 0
2015 | NE_2_MISO_W | NE | MISO_W | Internal | Shoulder | B14 | 900 | 1600 | 0 | 57.37 | 55.77 | 5 | 0
2015 | NE_2_MISO_W | NE | MISO_W | Internal | Shoulder | B15 | 1203 | 1600 | 0 | 57.37 | 54.07 | 5 | 0
2015 | NE_2_MISO_W | NE | MISO_W | Internal | Summer | B1 | 10 | 1600 | 0 | 91.76 | 91.76 | 5 | 0
2015 | NE_2_MISO_W | NE | MISO_W | Internal | Summer | B2 | 25 | 1600 | 0 | 91.38 | 88.73 | 5 | 0
2015 | NE_2_MISO_W | NE | MISO_W | Internal | Summer | B3 | 75 | 1600 | 0 | 91.38 | 88.73 | 5 | 0
2015 | NE_2_MISO_W | NE | MISO_W | Internal | Summer | B4 | 100 | 1600 | 0 | 86.86 | 86.86 | 5 | 0
2015 | NE_2_MISO_W | NE | MISO_W | Internal | Summer | B5 | 200 | 1600 | 0 | 81.04 | 75.71 | 5 | 0
2015 | NE_2_MISO_W | NE | MISO_W | Internal | Summer | B6 | 300 | 1600 | 0 | 67.27 | 65.58 | 5 | 0
2015 | NE_2_MISO_W | NE | MISO_W | Internal | Summer | B7 | 400 | 1600 | 0 | 59.46 | 55.36 | 5 | 0
2015 | NE_2_MISO_W | NE | MISO_W | Internal | Summer | B8 | 500 | 1600 | 0 | 58.69 | 53.68 | 5 | 0
2015 | NE_2_MISO_W | NE | MISO_W | Internal | Summer | B9 | 800 | 1600 | 0 | 56.1 | 52.97 | 5 | 0
2015 | NE_2_MISO_W | NE | MISO_W | Internal | Summer | B10 | 1262 | 1600 | 0 | 54.05 | 51.99 | 5 | 0
2015 | NE_2_MISO_W | NE | MISO_W | Internal | Winter | B16 | 25 | 1600 | 264.32 | 70.11 | 75.11 | 5 | 0
2015 | NE_2_MISO_W | NE | MISO_W | Internal | Winter | B17 | 100 | 1600 | 29.88 | 60.59 | 65.59 | 5 | 0
2015 | NE_2_MISO_W | NE | MISO_W | Internal | Winter | B18 | 400 | 1600 | 0 | 59.85 | 60.04 | 5 | 0
2015 | NE_2_MISO_W | NE | MISO_W | Internal | Winter | B19 | 700 | 1600 | 0 | 59.71 | 58 | 5 | 0
2015 | NE_2_MISO_W | NE | MISO_W | Internal | Winter | B20 | 935 | 1600 | 0 | 55.09 | 52.98 | 5 | 0
2015 | NE_2_SPP_N | NE | SPP_N | Internal | Shoulder | B11 | 25 | 1802 | 1802 | 76.06 | 83.06 | 0.01 | 6.99
2015 | NE_2_SPP_N | NE | SPP_N | Internal | Shoulder | B12 | 200 | 1802 | 673.02 | 60.02 | 60.03 | 0.01 | 0
2015 | NE_2_SPP_N | NE | SPP_N | Internal | Shoulder | B13 | 600 | 1802 | 810.29 | 58.29 | 58.31 | 0.01 | 0
2015 | NE_2_SPP_N | NE | SPP_N | Internal | Shoulder | B14 | 900 | 1802 | 973.16 | 57.37 | 57.38 | 0.01 | 0
2015 | NE_2_SPP_N | NE | SPP_N | Internal | Shoulder | B15 | 1203 | 1802 | 1444.75 | 57.37 | 57.38 | 0.01 | 0
2015 | NE_2_SPP_N | NE | SPP_N | Internal | Summer | B1 | 10 | 1802 | 1802 | 91.76 | 92.6 | 0.01 | 0.82
2015 | NE_2_SPP_N | NE | SPP_N | Internal | Summer | B2 | 25 | 1802 | 1802 | 91.38 | 92.6 | 0.01 | 1.2
2015 | NE_2_SPP_N | NE | SPP_N | Internal | Summer | B3 | 75 | 1802 | 1758.79 | 91.38 | 91.39 | 0.01 | 0
2015 | NE_2_SPP_N | NE | SPP_N | Internal | Summer | B4 | 100 | 1802 | 1125.48 | 86.86 | 86.87 | 0.01 | 0
2015 | NE_2_SPP_N | NE | SPP_N | Internal | Summer | B5 | 200 | 1802 | 1802 | 81.04 | 81.21 | 0.01 | 0.15
2015 | NE_2_SPP_N | NE | SPP_N | Internal | Summer | B6 | 300 | 1802 | 1802 | 67.27 | 72.58 | 0.01 | 5.3
2015 | NE_2_SPP_N | NE | SPP_N | Internal | Summer | B7 | 400 | 1802 | 1802 | 59.46 | 62.36 | 0.01 | 2.9
2015 | NE_2_SPP_N | NE | SPP_N | Internal | Summer | B8 | 500 | 1802 | 1613.33 | 58.69 | 58.7 | 0.01 | 0
2015 | NE_2_SPP_N | NE | SPP_N | Internal | Summer | B9 | 800 | 1802 | 1523.08 | 56.1 | 56.11 | 0.01 | 0
2015 | NE_2_SPP_N | NE | SPP_N | Internal | Summer | B10 | 1262 | 1802 | 1802 | 54.05 | 54.59 | 0.01 | 0.53
2015 | NE_2_SPP_N | NE | SPP_N | Internal | Winter | B16 | 25 | 1802 | 1051.99 | 70.11 | 70.12 | 0.01 | 0
2015 | NE_2_SPP_N | NE | SPP_N | Internal | Winter | B17 | 100 | 1802 | 1296.32 | 60.59 | 60.6 | 0.01 | 0
2015 | NE_2_SPP_N | NE | SPP_N | Internal | Winter | B18 | 400 | 1802 | 1415.49 | 59.85 | 59.86 | 0.01 | 0
2015 | NE_2_SPP_N | NE | SPP_N | Internal | Winter | B19 | 700 | 1802 | 1439.3 | 59.71 | 59.72 | 0.01 | 0
2015 | NE_2_SPP_N | NE | SPP_N | Internal | Winter | B20 | 935 | 1802 | 1802 | 55.09 | 56.81 | 0.01 | 1.7
2015 | NEISO_2_NYISO_A-F | NEISO | NYISO_A-F | Internal | Shoulder | B11 | 25 | 600 | 600 | 55.82 | 60.53 | 3 | 1.71
2015 | NEISO_2_NYISO_A-F | NEISO | NYISO_A-F | Internal | Shoulder | B12 | 200 | 600 | 0 | 55.82 | 58.8 | 3 | 0
2015 | NEISO_2_NYISO_A-F | NEISO | NYISO_A-F | Internal | Shoulder | B13 | 600 | 600 | 0 | 55.82 | 57.82 | 3 | 0
2015 | NEISO_2_NYISO_A-F | NEISO | NYISO_A-F | Internal | Shoulder | B14 | 900 | 600 | 0 | 55.82 | 56.88 | 3 | 0
2015 | NEISO_2_NYISO_A-F | NEISO | NYISO_A-F | Internal | Shoulder | B15 | 1203 | 600 | 0 | 55.82 | 56.88 | 3 | 0
2015 | NEISO_2_NYISO_A-F | NEISO | NYISO_A-F | Internal | Summer | B1 | 10 | 600 | 0 | 86.12 | 85.79 | 3 | 0
2015 | NEISO_2_NYISO_A-F | NEISO | NYISO_A-F | Internal | Summer | B2 | 25 | 600 | 0 | 79.3 | 82.27 | 3 | 0
2015 | NEISO_2_NYISO_A-F | NEISO | NYISO_A-F | Internal | Summer | B3 | 75 | 600 | 0 | 73.21 | 76.03 | 3 | 0
2015 | NEISO_2_NYISO_A-F | NEISO | NYISO_A-F | Internal | Summer | B4 | 100 | 600 | 600 | 59.01 | 68.88 | 3 | 6.86
2015 | NEISO_2_NYISO_A-F | NEISO | NYISO_A-F | Internal | Summer | B5 | 200 | 600 | 600 | 53.13 | 64.55 | 3 | 8.42
2015 | NEISO_2_NYISO_A-F | NEISO | NYISO_A-F | Internal | Summer | B6 | 300 | 600 | 600 | 53.13 | 57.84 | 3 | 1.71
2015 | NEISO_2_NYISO_A-F | NEISO | NYISO_A-F | Internal | Summer | B7 | 400 | 600 | 0 | 53.13 | 56.12 | 3 | 0
2015 | NEISO_2_NYISO_A-F | NEISO | NYISO_A-F | Internal | Summer | B8 | 500 | 600 | 0 | 53.13 | 56.1 | 3 | 0
2015 | NEISO_2_NYISO_A-F | NEISO | NYISO_A-F | Internal | Summer | B9 | 800 | 600 | 0 | 53.13 | 55.24 | 3 | 0
2015 | NEISO_2_NYISO_A-F | NEISO | NYISO_A-F | Internal | Summer | B10 | 1262 | 600 | 0 | 53.13 | 55.24 | 3 | 0
2015 | NEISO_2_NYISO_A-F | NEISO | NYISO_A-F | Internal | Winter | B16 | 25 | 600 | 600 | 64.22 | 67.64 | 3 | 0.43
2015 | NEISO_2_NYISO_A-F | NEISO | NYISO_A-F | Internal | Winter | B17 | 100 | 600 | 0 | 64.22 | 62.85 | 3 | 0
2015 | NEISO_2_NYISO_A-F | NEISO | NYISO_A-F | Internal | Winter | B18 | 400 | 600 | 0 | 64.22 | 61.59 | 3 | 0
2015 | NEISO_2_NYISO_A-F | NEISO | NYISO_A-F | Internal | Winter | B19 | 700 | 600 | 0 | 64.22 | 61.59 | 3 | 0
2015 | NEISO_2_NYISO_A-F | NEISO | NYISO_A-F | Internal | Winter | B20 | 935 | 600 | 0 | 64.22 | 61.59 | 3 | 0
2015 | NEISO_2_NYISO_G-I | NEISO | NYISO_G-I | Internal | Shoulder | B11 | 25 | 600 | 600 | 55.82 | 60.55 | 3 | 1.72
2015 | NEISO_2_NYISO_G-I | NEISO | NYISO_G-I | Internal | Shoulder | B12 | 200 | 600 | 0 | 55.82 | 58.81 | 3 | 0
2015 | NEISO_2_NYISO_G-I | NEISO | NYISO_G-I | Internal | Shoulder | B13 | 600 | 600 | 0 | 55.82 | 57.83 | 3 | 0
2015 | NEISO_2_NYISO_G-I | NEISO | NYISO_G-I | Internal | Shoulder | B14 | 900 | 600 | 0 | 55.82 | 56.89 | 3 | 0
2015 | NEISO_2_NYISO_G-I | NEISO | NYISO_G-I | Internal | Shoulder | B15 | 1203 | 600 | 0 | 55.82 | 56.89 | 3 | 0
2015 | NEISO_2_NYISO_G-I | NEISO | NYISO_G-I | Internal | Summer | B1 | 10 | 600 | 0 | 86.12 | 85.8 | 3 | 0
2015 | NEISO_2_NYISO_G-I | NEISO | NYISO_G-I | Internal | Summer | B2 | 25 | 600 | 0 | 79.3 | 82.28 | 3 | 0
2015 | NEISO_2_NYISO_G-I | NEISO | NYISO_G-I | Internal | Summer | B3 | 75 | 600 | 600 | 73.21 | 76.75 | 3 | 0.54
2015 | NEISO_2_NYISO_G-I | NEISO | NYISO_G-I | Internal | Summer | B4 | 100 | 600 | 600 | 59.01 | 76.75 | 3 | 14.74
2015 | NEISO_2_NYISO_G-I | NEISO | NYISO_G-I | Internal | Summer | B5 | 200 | 600 | 600 | 53.13 | 65.74 | 3 | 9.61
2015 | NEISO_2_NYISO_G-I | NEISO | NYISO_G-I | Internal | Summer | B6 | 300 | 600 | 600 | 53.13 | 57.85 | 3 | 1.72
2015 | NEISO_2_NYISO_G-I | NEISO | NYISO_G-I | Internal | Summer | B7 | 400 | 600 | 518.91 | 53.13 | 56.13 | 3 | 0
2015 | NEISO_2_NYISO_G-I | NEISO | NYISO_G-I | Internal | Summer | B8 | 500 | 600 | 0 | 53.13 | 56.12 | 3 | 0
2015 | NEISO_2_NYISO_G-I | NEISO | NYISO_G-I | Internal | Summer | B9 | 800 | 600 | 0 | 53.13 | 55.25 | 3 | 0
2015 | NEISO_2_NYISO_G-I | NEISO | NYISO_G-I | Internal | Summer | B10 | 1262 | 600 | 0 | 53.13 | 55.25 | 3 | 0
2015 | NEISO_2_NYISO_G-I | NEISO | NYISO_G-I | Internal | Winter | B16 | 25 | 600 | 600 | 64.22 | 69.12 | 3 | 1.9
2015 | NEISO_2_NYISO_G-I | NEISO | NYISO_G-I | Internal | Winter | B17 | 100 | 600 | 0 | 64.22 | 64.83 | 3 | 0
2015 | NEISO_2_NYISO_G-I | NEISO | NYISO_G-I | Internal | Winter | B18 | 400 | 600 | 0 | 64.22 | 64.83 | 3 | 0
2015 | NEISO_2_NYISO_G-I | NEISO | NYISO_G-I | Internal | Winter | B19 | 700 | 600 | 0 | 64.22 | 64.83 | 3 | 0
2015 | NEISO_2_NYISO_G-I | NEISO | NYISO_G-I | Internal | Winter | B20 | 935 | 600 | 0 | 64.22 | 61.6 | 3 | 0
2015 | NEISO_2_NYISO_J-K | NEISO | NYISO_J-K | Internal | Shoulder | B11 | 25 | 777 | 777 | 55.82 | 60.56 | 3 | 1.73
2015 | NEISO_2_NYISO_J-K | NEISO | NYISO_J-K | Internal | Shoulder | B12 | 200 | 777 | 346.8 | 55.82 | 58.82 | 3 | 0
2015 | NEISO_2_NYISO_J-K | NEISO | NYISO_J-K | Internal | Shoulder | B13 | 600 | 777 | 0 | 55.82 | 57.84 | 3 | 0
2015 | NEISO_2_NYISO_J-K | NEISO | NYISO_J-K | Internal | Shoulder | B14 | 900 | 777 | 0 | 55.82 | 56.91 | 3 | 0
2015 | NEISO_2_NYISO_J-K | NEISO | NYISO_J-K | Internal | Shoulder | B15 | 1203 | 777 | 0 | 55.82 | 56.91 | 3 | 0
2015 | NEISO_2_NYISO_J-K | NEISO | NYISO_J-K | Internal | Summer | B1 | 10 | 777 | 0 | 86.12 | 85.81 | 3 | 0
2015 | NEISO_2_NYISO_J-K | NEISO | NYISO_J-K | Internal | Summer | B2 | 25 | 777 | 150.38 | 79.3 | 82.3 | 3 | 0
2015 | NEISO_2_NYISO_J-K | NEISO | NYISO_J-K | Internal | Summer | B3 | 75 | 777 | 777 | 73.21 | 76.77 | 3 | 0.55
2015 | NEISO_2_NYISO_J-K | NEISO | NYISO_J-K | Internal | Summer | B4 | 100 | 777 | 777 | 59.01 | 76.77 | 3 | 14.76
2015 | NEISO_2_NYISO_J-K | NEISO | NYISO_J-K | Internal | Summer | B5 | 200 | 777 | 777 | 53.13 | 65.75 | 3 | 9.62
2015 | NEISO_2_NYISO_J-K | NEISO | NYISO_J-K | Internal | Summer | B6 | 300 | 777 | 777 | 53.13 | 57.86 | 3 | 1.74
2015 | NEISO_2_NYISO_J-K | NEISO | NYISO_J-K | Internal | Summer | B7 | 400 | 777 | 777 | 53.13 | 56.14 | 3 | 0.01
2015 | NEISO_2_NYISO_J-K | NEISO | NYISO_J-K | Internal | Summer | B8 | 500 | 777 | 131.71 | 53.13 | 56.13 | 3 | 0
2015 | NEISO_2_NYISO_J-K | NEISO | NYISO_J-K | Internal | Summer | B9 | 800 | 777 | 0 | 53.13 | 55.26 | 3 | 0
2015 | NEISO_2_NYISO_J-K | NEISO | NYISO_J-K | Internal | Summer | B10 | 1262 | 777 | 0 | 53.13 | 55.26 | 3 | 0
2015 | NEISO_2_NYISO_J-K | NEISO | NYISO_J-K | Internal | Winter | B16 | 25 | 777 | 777 | 64.22 | 69.13 | 3 | 1.91
2015 | NEISO_2_NYISO_J-K | NEISO | NYISO_J-K | Internal | Winter | B17 | 100 | 777 | 0 | 64.22 | 67.07 | 3 | 0
2015 | NEISO_2_NYISO_J-K | NEISO | NYISO_J-K | Internal | Winter | B18 | 400 | 777 | 0 | 64.22 | 67.07 | 3 | 0
2015 | NEISO_2_NYISO_J-K | NEISO | NYISO_J-K | Internal | Winter | B19 | 700 | 777 | 0 | 64.22 | 67.07 | 3 | 0
2015 | NEISO_2_NYISO_J-K | NEISO | NYISO_J-K | Internal | Winter | B20 | 935 | 777 | 0 | 64.22 | 61.61 | 3 | 0
2015 | NonRTO_Midwest_2_MISO_IN | NonRTO_Midwest | MISO_IN | Internal | Shoulder | B11 | 25 | 4450 | 0 | 84.09 | 76.09 | 8 | 0
2015 | NonRTO_Midwest_2_MISO_IN | NonRTO_Midwest | MISO_IN | Internal | Shoulder | B12 | 200 | 4450 | 0 | 72.1 | 64.1 | 8 | 0
2015 | NonRTO_Midwest_2_MISO_IN | NonRTO_Midwest | MISO_IN | Internal | Shoulder | B13 | 600 | 4450 | 0 | 57.37 | 58.38 | 8 | 0
2015 | NonRTO_Midwest_2_MISO_IN | NonRTO_Midwest | MISO_IN | Internal | Shoulder | B14 | 900 | 4450 | 0 | 56.65 | 55.79 | 8 | 0
2015 | NonRTO_Midwest_2_MISO_IN | NonRTO_Midwest | MISO_IN | Internal | Shoulder | B15 | 1203 | 4450 | 0 | 54.57 | 54.04 | 8 | 0
2015 | NonRTO_Midwest_2_MISO_IN | NonRTO_Midwest | MISO_IN | Internal | Summer | B1 | 10 | 4450 | 0 | 96.27 | 91.79 | 8 | 0
2015 | NonRTO_Midwest_2_MISO_IN | NonRTO_Midwest | MISO_IN | Internal | Summer | B2 | 25 | 4450 | 0 | 96.27 | 88.75 | 8 | 0
2015 | NonRTO_Midwest_2_MISO_IN | NonRTO_Midwest | MISO_IN | Internal | Summer | B3 | 75 | 4450 | 0 | 96.27 | 88.75 | 8 | 0
2015 | NonRTO_Midwest_2_MISO_IN | NonRTO_Midwest | MISO_IN | Internal | Summer | B4 | 100 | 4450 | 0 | 94.88 | 86.88 | 8 | 0
2015 | NonRTO_Midwest_2_MISO_IN | NonRTO_Midwest | MISO_IN | Internal | Summer | B5 | 200 | 4450 | 0 | 83.74 | 75.74 | 8 | 0
2015 | NonRTO_Midwest_2_MISO_IN | NonRTO_Midwest | MISO_IN | Internal | Summer | B6 | 300 | 4450 | 0 | 61.83 | 65.6 | 8 | 0
2015 | NonRTO_Midwest_2_MISO_IN | NonRTO_Midwest | MISO_IN | Internal | Summer | B7 | 400 | 4450 | 0 | 56.65 | 55.39 | 8 | 0
2015 | NonRTO_Midwest_2_MISO_IN | NonRTO_Midwest | MISO_IN | Internal | Summer | B8 | 500 | 4450 | 0 | 56.42 | 53.71 | 8 | 0
2015 | NonRTO_Midwest_2_MISO_IN | NonRTO_Midwest | MISO_IN | Internal | Summer | B9 | 800 | 4450 | 0 | 54.57 | 52.99 | 8 | 0
2015 | NonRTO_Midwest_2_MISO_IN | NonRTO_Midwest | MISO_IN | Internal | Summer | B10 | 1262 | 4450 | 0 | 53.93 | 52.01 | 8 | 0
2015 | NonRTO_Midwest_2_MISO_IN | NonRTO_Midwest | MISO_IN | Internal | Winter | B16 | 25 | 4450 | 0 | 83.13 | 75.13 | 8 | 0
2015 | NonRTO_Midwest_2_MISO_IN | NonRTO_Midwest | MISO_IN | Internal | Winter | B17 | 100 | 4450 | 0 | 76.85 | 68.85 | 8 | 0
2015 | NonRTO_Midwest_2_MISO_IN | NonRTO_Midwest | MISO_IN | Internal | Winter | B18 | 400 | 4450 | 0 | 68.06 | 60.06 | 8 | 0
2015 | NonRTO_Midwest_2_MISO_IN | NonRTO_Midwest | MISO_IN | Internal | Winter | B19 | 700 | 4450 | 0 | 56.65 | 58 | 8 | 0
2015 | NonRTO_Midwest_2_MISO_IN | NonRTO_Midwest | MISO_IN | Internal | Winter | B20 | 935 | 4450 | 0 | 55.14 | 52.99 | 8 | 0
2015 | NonRTO_Midwest_2_TVA_Transmission | NonRTO_Midwest | TVA_Transmission | Internal | Shoulder | B11 | 25 | 2400 | 0 | 84.09 | 80.06 | 8 | 0
2015 | NonRTO_Midwest_2_TVA_Transmission | NonRTO_Midwest | TVA_Transmission | Internal | Shoulder | B12 | 200 | 2400 | 0 | 72.1 | 65.5 | 8 | 0
2015 | NonRTO_Midwest_2_TVA_Transmission | NonRTO_Midwest | TVA_Transmission | Internal | Shoulder | B13 | 600 | 2400 | 0 | 57.37 | 62.77 | 8 | 0
2015 | NonRTO_Midwest_2_TVA_Transmission | NonRTO_Midwest | TVA_Transmission | Internal | Shoulder | B14 | 900 | 2400 | 0 | 56.65 | 62.31 | 8 | 0
2015 | NonRTO_Midwest_2_TVA_Transmission | NonRTO_Midwest | TVA_Transmission | Internal | Shoulder | B15 | 1203 | 2400 | 0 | 54.57 | 60.97 | 8 | 0
2015 | NonRTO_Midwest_2_TVA_Transmission | NonRTO_Midwest | TVA_Transmission | Internal | Summer | B1 | 10 | 2400 | 0 | 96.27 | 99.77 | 8 | 0
2015 | NonRTO_Midwest_2_TVA_Transmission | NonRTO_Midwest | TVA_Transmission | Internal | Summer | B2 | 25 | 2400 | 0 | 96.27 | 96.74 | 8 | 0
2015 | NonRTO_Midwest_2_TVA_Transmission | NonRTO_Midwest | TVA_Transmission | Internal | Summer | B3 | 75 | 2400 | 0 | 96.27 | 95.51 | 8 | 0
2015 | NonRTO_Midwest_2_TVA_Transmission | NonRTO_Midwest | TVA_Transmission | Internal | Summer | B4 | 100 | 2400 | 0 | 94.88 | 90.87 | 8 | 0
2015 | NonRTO_Midwest_2_TVA_Transmission | NonRTO_Midwest | TVA_Transmission | Internal | Summer | B5 | 200 | 2400 | 0 | 83.74 | 79.7 | 8 | 0
2015 | NonRTO_Midwest_2_TVA_Transmission | NonRTO_Midwest | TVA_Transmission | Internal | Summer | B6 | 300 | 2400 | 70.71 | 61.83 | 69.83 | 8 | 0
2015 | NonRTO_Midwest_2_TVA_Transmission | NonRTO_Midwest | TVA_Transmission | Internal | Summer | B7 | 400 | 2400 | 0 | 56.65 | 62.09 | 8 | 0
2015 | NonRTO_Midwest_2_TVA_Transmission | NonRTO_Midwest | TVA_Transmission | Internal | Summer | B8 | 500 | 2400 | 0 | 56.42 | 60.87 | 8 | 0
2015 | NonRTO_Midwest_2_TVA_Transmission | NonRTO_Midwest | TVA_Transmission | Internal | Summer | B9 | 800 | 2400 | 0 | 54.57 | 59.66 | 8 | 0
2015 | NonRTO_Midwest_2_TVA_Transmission | NonRTO_Midwest | TVA_Transmission | Internal | Summer | B10 | 1262 | 2400 | 0 | 53.93 | 57.98 | 8 | 0
2015 | NonRTO_Midwest_2_TVA_Transmission | NonRTO_Midwest | TVA_Transmission | Internal | Winter | B16 | 25 | 2400 | 0 | 83.13 | 83.12 | 8 | 0
2015 | NonRTO_Midwest_2_TVA_Transmission | NonRTO_Midwest | TVA_Transmission | Internal | Winter | B17 | 100 | 2400 | 0 | 76.85 | 69.48 | 8 | 0
2015 | NonRTO_Midwest_2_TVA_Transmission | NonRTO_Midwest | TVA_Transmission | Internal | Winter | B18 | 400 | 2400 | 0 | 68.06 | 65.5 | 8 | 0
2015 | NonRTO_Midwest_2_TVA_Transmission | NonRTO_Midwest | TVA_Transmission | Internal | Winter | B19 | 700 | 2400 | 0 | 56.65 | 64.45 | 8 | 0
2015 | NonRTO_Midwest_2_TVA_Transmission | NonRTO_Midwest | TVA_Transmission | Internal | Winter | B20 | 935 | 2400 | 0 | 55.14 | 60.98 | 8 | 0
2015 | NYISO_A-F_2_IESO | NYISO_A-F | IESO | Internal | Shoulder | B11 | 25 | 1600 | 0 | 60.53 | 43.49 | 7 | 0
2015 | NYISO_A-F_2_IESO | NYISO_A-F | IESO | Internal | Shoulder | B12 | 200 | 1600 | 0 | 58.8 | 43.49 | 7 | 0
2015 | NYISO_A-F_2_IESO | NYISO_A-F | IESO | Internal | Shoulder | B13 | 600 | 1600 | 0 | 57.82 | 43.49 | 7 | 0
2015 | NYISO_A-F_2_IESO | NYISO_A-F | IESO | Internal | Shoulder | B14 | 900 | 1600 | 0 | 56.88 | 43.49 | 7 | 0
2015 | NYISO_A-F_2_IESO | NYISO_A-F | IESO | Internal | Shoulder | B15 | 1203 | 1600 | 0 | 56.88 | 43.49 | 7 | 0
2015 | NYISO_A-F_2_IESO | NYISO_A-F | IESO | Internal | Summer | B1 | 10 | 1600 | 0 | 85.79 | 78.79 | 7 | 0
2015 | NYISO_A-F_2_IESO | NYISO_A-F | IESO | Internal | Summer | B2 | 25 | 1600 | 0 | 82.27 | 75.27 | 7 | 0
2015 | NYISO_A-F_2_IESO | NYISO_A-F | IESO | Internal | Summer | B3 | 75 | 1600 | 0 | 76.03 | 69.03 | 7 | 0
2015 | NYISO_A-F_2_IESO | NYISO_A-F | IESO | Internal | Summer | B4 | 100 | 1600 | 0 | 68.88 | 47.59 | 7 | 0
2015 | NYISO_A-F_2_IESO | NYISO_A-F | IESO | Internal | Summer | B5 | 200 | 1600 | 0 | 64.55 | 42.48 | 7 | 0
2015 | NYISO_A-F_2_IESO | NYISO_A-F | IESO | Internal | Summer | B6 | 300 | 1600 | 0 | 57.84 | 42.48 | 7 | 0
2015 | NYISO_A-F_2_IESO | NYISO_A-F | IESO | Internal | Summer | B7 | 400 | 1600 | 0 | 56.12 | 42.48 | 7 | 0
2015 | NYISO_A-F_2_IESO | NYISO_A-F | IESO | Internal | Summer | B8 | 500 | 1600 | 0 | 56.1 | 42.48 | 7 | 0
2015 | NYISO_A-F_2_IESO | NYISO_A-F | IESO | Internal | Summer | B9 | 800 | 1600 | 0 | 55.24 | 42.48 | 7 | 0
2015 | NYISO_A-F_2_IESO | NYISO_A-F | IESO | Internal | Summer | B10 | 1262 | 1600 | 0 | 55.24 | 42.48 | 7 | 0
2015 | NYISO_A-F_2_IESO | NYISO_A-F | IESO | Internal | Winter | B16 | 25 | 1600 | 0 | 67.64 | 45.52 | 7 | 0
2015 | NYISO_A-F_2_IESO | NYISO_A-F | IESO | Internal | Winter | B17 | 100 | 1600 | 0 | 62.85 | 45.52 | 7 | 0
2015 | NYISO_A-F_2_IESO | NYISO_A-F | IESO | Internal | Winter | B18 | 400 | 1600 | 0 | 61.59 | 45.52 | 7 | 0
2015 | NYISO_A-F_2_IESO | NYISO_A-F | IESO | Internal | Winter | B19 | 700 | 1600 | 0 | 61.59 | 45.52 | 7 | 0
2015 | NYISO_A-F_2_IESO | NYISO_A-F | IESO | Internal | Winter | B20 | 935 | 1600 | 0 | 61.59 | 45.52 | 7 | 0
2015 | NYISO_A-F_2_NEISO | NYISO_A-F | NEISO | Internal | Shoulder | B11 | 25 | 600 | 0 | 60.53 | 55.82 | 3 | 0
2015 | NYISO_A-F_2_NEISO | NYISO_A-F | NEISO | Internal | Shoulder | B12 | 200 | 600 | 0 | 58.8 | 55.82 | 3 | 0
2015 | NYISO_A-F_2_NEISO | NYISO_A-F | NEISO | Internal | Shoulder | B13 | 600 | 600 | 0 | 57.82 | 55.82 | 3 | 0
2015 | NYISO_A-F_2_NEISO | NYISO_A-F | NEISO | Internal | Shoulder | B14 | 900 | 600 | 0 | 56.88 | 55.82 | 3 | 0
2015 | NYISO_A-F_2_NEISO | NYISO_A-F | NEISO | Internal | Shoulder | B15 | 1203 | 600 | 0 | 56.88 | 55.82 | 3 | 0
2015 | NYISO_A-F_2_NEISO | NYISO_A-F | NEISO | Internal | Summer | B1 | 10 | 600 | 0 | 85.79 | 86.12 | 3 | 0
2015 | NYISO_A-F_2_NEISO | NYISO_A-F | NEISO | Internal | Summer | B2 | 25 | 600 | 0 | 82.27 | 79.3 | 3 | 0
2015 | NYISO_A-F_2_NEISO | NYISO_A-F | NEISO | Internal | Summer | B3 | 75 | 600 | 0 | 76.03 | 73.21 | 3 | 0
2015 | NYISO_A-F_2_NEISO | NYISO_A-F | NEISO | Internal | Summer | B4 | 100 | 600 | 0 | 68.88 | 59.01 | 3 | 0
2015 | NYISO_A-F_2_NEISO | NYISO_A-F | NEISO | Internal | Summer | B5 | 200 | 600 | 0 | 64.55 | 53.13 | 3 | 0
2015 | NYISO_A-F_2_NEISO | NYISO_A-F | NEISO | Internal | Summer | B6 | 300 | 600 | 0 | 57.84 | 53.13 | 3 | 0
2015 | NYISO_A-F_2_NEISO | NYISO_A-F | NEISO | Internal | Summer | B7 | 400 | 600 | 0 | 56.12 | 53.13 | 3 | 0
2015 | NYISO_A-F_2_NEISO | NYISO_A-F | NEISO | Internal | Summer | B8 | 500 | 600 | 0 | 56.1 | 53.13 | 3 | 0
2015 | NYISO_A-F_2_NEISO | NYISO_A-F | NEISO | Internal | Summer | B9 | 800 | 600 | 0 | 55.24 | 53.13 | 3 | 0
2015 | NYISO_A-F_2_NEISO | NYISO_A-F | NEISO | Internal | Summer | B10 | 1262 | 600 | 0 | 55.24 | 53.13 | 3 | 0
2015 | NYISO_A-F_2_NEISO | NYISO_A-F | NEISO | Internal | Winter | B16 | 25 | 600 | 0 | 67.64 | 64.22 | 3 | 0
2015 | NYISO_A-F_2_NEISO | NYISO_A-F | NEISO | Internal | Winter | B17 | 100 | 600 | 0 | 62.85 | 64.22 | 3 | 0
2015 | NYISO_A-F_2_NEISO | NYISO_A-F | NEISO | Internal | Winter | B18 | 400 | 600 | 0 | 61.59 | 64.22 | 3 | 0
2015 | NYISO_A-F_2_NEISO | NYISO_A-F | NEISO | Internal | Winter | B19 | 700 | 600 | 0 | 61.59 | 64.22 | 3 | 0
2015 | NYISO_A-F_2_NEISO | NYISO_A-F | NEISO | Internal | Winter | B20 | 935 | 600 | 0 | 61.59 | 64.22 | 3 | 0
2015 | NYISO_A-F_2_NYISO_G-I | NYISO_A-F | NYISO_G-I | Internal | Shoulder | B11 | 25 | 5843 | 5232.09 | 60.53 | 60.55 | 0.01 | 0
2015 | NYISO_A-F_2_NYISO_G-I | NYISO_A-F | NYISO_G-I | Internal | Shoulder | B12 | 200 | 5843 | 4069.75 | 58.8 | 58.81 | 0.01 | 0
2015 | NYISO_A-F_2_NYISO_G-I | NYISO_A-F | NYISO_G-I | Internal | Shoulder | B13 | 600 | 5843 | 4475.98 | 57.82 | 57.83 | 0.01 | 0
2015 | NYISO_A-F_2_NYISO_G-I | NYISO_A-F | NYISO_G-I | Internal | Shoulder | B14 | 900 | 5843 | 4514.11 | 56.88 | 56.89 | 0.01 | 0
2015 | NYISO_A-F_2_NYISO_G-I | NYISO_A-F | NYISO_G-I | Internal | Shoulder | B15 | 1203 | 5843 | 3048.05 | 56.88 | 56.89 | 0.01 | 0
2015 | NYISO_A-F_2_NYISO_G-I | NYISO_A-F | NYISO_G-I | Internal | Summer | B1 | 10 | 5843 | 5794.99 | 85.79 | 85.8 | 0.01 | 0
2015 | NYISO_A-F_2_NYISO_G-I | NYISO_A-F | NYISO_G-I | Internal | Summer | B2 | 25 | 5843 | 5515.52 | 82.27 | 82.28 | 0.01 | 0
2015 | NYISO_A-F_2_NYISO_G-I | NYISO_A-F | NYISO_G-I | Internal | Summer | B3 | 75 | 5843 | 5843 | 76.03 | 76.75 | 0.01 | 0.71
2015 | NYISO_A-F_2_NYISO_G-I | NYISO_A-F | NYISO_G-I | Internal | Summer | B4 | 100 | 5843 | 5843 | 68.88 | 76.75 | 0.01 | 7.87
2015 | NYISO_A-F_2_NYISO_G-I | NYISO_A-F | NYISO_G-I | Internal | Summer | B5 | 200 | 5843 | 5843 | 64.55 | 65.74 | 0.01 | 1.18
2015 | NYISO_A-F_2_NYISO_G-I | NYISO_A-F | NYISO_G-I | Internal | Summer | B6 | 300 | 5843 | 4102.08 | 57.84 | 57.85 | 0.01 | 0
2015 | NYISO_A-F_2_NYISO_G-I | NYISO_A-F | NYISO_G-I | Internal | Summer | B7 | 400 | 5843 | 4182.15 | 56.12 | 56.13 | 0.01 | 0
2015 | NYISO_A-F_2_NYISO_G-I | NYISO_A-F | NYISO_G-I | Internal | Summer | B8 | 500 | 5843 | 4564.62 | 56.1 | 56.12 | 0.01 | 0
2015 | NYISO_A-F_2_NYISO_G-I | NYISO_A-F | NYISO_G-I | Internal | Summer | B9 | 800 | 5843 | 4112.74 | 55.24 | 55.25 | 0.01 | 0
2015 | NYISO_A-F_2_NYISO_G-I | NYISO_A-F | NYISO_G-I | Internal | Summer | B10 | 1262 | 5843 | 2302.37 | 55.24 | 55.25 | 0.01 | 0
2015 | NYISO_A-F_2_NYISO_G-I | NYISO_A-F | NYISO_G-I | Internal | Winter | B16 | 25 | 5843 | 5843 | 67.64 | 69.12 | 0.01 | 1.46
2015 | NYISO_A-F_2_NYISO_G-I | NYISO_A-F | NYISO_G-I | Internal | Winter | B17 | 100 | 5843 | 5843 | 62.85 | 64.83 | 0.01 | 1.97
2015 | NYISO_A-F_2_NYISO_G-I | NYISO_A-F | NYISO_G-I | Internal | Winter | B18 | 400 | 5843 | 5843 | 61.59 | 64.83 | 0.01 | 3.23
2015 | NYISO_A-F_2_NYISO_G-I | NYISO_A-F | NYISO_G-I | Internal | Winter | B19 | 700 | 5843 | 5843 | 61.59 | 64.83 | 0.01 | 3.23
2015 | NYISO_A-F_2_NYISO_G-I | NYISO_A-F | NYISO_G-I | Internal | Winter | B20 | 935 | 5843 | 4858.37 | 61.59 | 61.6 | 0.01 | 0
2015 | NYISO_A-F_2_PJM_ROM | NYISO_A-F | PJM_ROM | Internal | Shoulder | B11 | 25 | 1000 | 1000 | 60.53 | 74.08 | 8 | 5.54
2015 | NYISO_A-F_2_PJM_ROM | NYISO_A-F | PJM_ROM | Internal | Shoulder | B12 | 200 | 1000 | 0 | 58.8 | 64.63 | 8 | 0
2015 | NYISO_A-F_2_PJM_ROM | NYISO_A-F | PJM_ROM | Internal | Shoulder | B13 | 600 | 1000 | 0 | 57.82 | 60.36 | 8 | 0
2015 | NYISO_A-F_2_PJM_ROM | NYISO_A-F | PJM_ROM | Internal | Shoulder | B14 | 900 | 1000 | 0 | 56.88 | 58.92 | 8 | 0
2015 | NYISO_A-F_2_PJM_ROM | NYISO_A-F | PJM_ROM | Internal | Shoulder | B15 | 1203 | 1000 | 0 | 56.88 | 54.98 | 8 | 0
2015 | NYISO_A-F_2_PJM_ROM | NYISO_A-F | PJM_ROM | Internal | Summer | B1 | 10 | 1000 | 622.04 | 85.79 | 93.79 | 8 | 0
2015 | NYISO_A-F_2_PJM_ROM | NYISO_A-F | PJM_ROM | Internal | Summer | B2 | 25 | 1000 | 712.4 | 82.27 | 90.27 | 8 | 0
2015 | NYISO_A-F_2_PJM_ROM | NYISO_A-F | PJM_ROM | Internal | Summer | B3 | 75 | 1000 | 1000 | 76.03 | 89.53 | 8 | 5.5
2015 | NYISO_A-F_2_PJM_ROM | NYISO_A-F | PJM_ROM | Internal | Summer | B4 | 100 | 1000 | 1000 | 68.88 | 84.88 | 8 | 8.01
2015 | NYISO_A-F_2_PJM_ROM | NYISO_A-F | PJM_ROM | Internal | Summer | B5 | 200 | 1000 | 1000 | 64.55 | 73.75 | 8 | 1.2
2015 | NYISO_A-F_2_PJM_ROM | NYISO_A-F | PJM_ROM | Internal | Summer | B6 | 300 | 1000 | 972.6 | 57.84 | 65.84 | 8 | 0
2015 | NYISO_A-F_2_PJM_ROM | NYISO_A-F | PJM_ROM | Internal | Summer | B7 | 400 | 1000 | 0 | 56.12 | 58.62 | 8 | 0
2015 | NYISO_A-F_2_PJM_ROM | NYISO_A-F | PJM_ROM | Internal | Summer | B8 | 500 | 1000 | 0 | 56.1 | 56.92 | 8 | 0
2015 | NYISO_A-F_2_PJM_ROM | NYISO_A-F | PJM_ROM | Internal | Summer | B9 | 800 | 1000 | 0 | 55.24 | 56.64 | 8 | 0
2015 | NYISO_A-F_2_PJM_ROM | NYISO_A-F | PJM_ROM | Internal | Summer | B10 | 1262 | 1000 | 0 | 55.24 | 52.05 | 8 | 0
2015 | NYISO_A-F_2_PJM_ROM | NYISO_A-F | PJM_ROM | Internal | Winter | B16 | 25 | 1000 | 1000 | 67.64 | 77.13 | 8 | 1.49
2015 | NYISO_A-F_2_PJM_ROM | NYISO_A-F | PJM_ROM | Internal | Winter | B17 | 100 | 1000 | 561.39 | 62.85 | 70.85 | 8 | 0
2015 | NYISO_A-F_2_PJM_ROM | NYISO_A-F | PJM_ROM | Internal | Winter | B18 | 400 | 1000 | 0 | 61.59 | 64.69 | 8 | 0
2015 | NYISO_A-F_2_PJM_ROM | NYISO_A-F | PJM_ROM | Internal | Winter | B19 | 700 | 1000 | 0 | 61.59 | 64.13 | 8 | 0
2015 | NYISO_A-F_2_PJM_ROM | NYISO_A-F | PJM_ROM | Internal | Winter | B20 | 935 | 1000 | 0 | 61.59 | 55.95 | 8 | 0
2015 | NYISO_G-I_2_NEISO | NYISO_G-I | NEISO | Internal | Shoulder | B11 | 25 | 600 | 0 | 60.55 | 55.82 | 3 | 0
2015 | NYISO_G-I_2_NEISO | NYISO_G-I | NEISO | Internal | Shoulder | B12 | 200 | 600 | 0 | 58.81 | 55.82 | 3 | 0
2015 | NYISO_G-I_2_NEISO | NYISO_G-I | NEISO | Internal | Shoulder | B13 | 600 | 600 | 0 | 57.83 | 55.82 | 3 | 0
2015 | NYISO_G-I_2_NEISO | NYISO_G-I | NEISO | Internal | Shoulder | B14 | 900 | 600 | 0 | 56.89 | 55.82 | 3 | 0
2015 | NYISO_G-I_2_NEISO | NYISO_G-I | NEISO | Internal | Shoulder | B15 | 1203 | 600 | 0 | 56.89 | 55.82 | 3 | 0
2015 | NYISO_G-I_2_NEISO | NYISO_G-I | NEISO | Internal | Summer | B1 | 10 | 600 | 0 | 85.8 | 86.12 | 3 | 0
2015 | NYISO_G-I_2_NEISO | NYISO_G-I | NEISO | Internal | Summer | B2 | 25 | 600 | 0 | 82.28 | 79.3 | 3 | 0
2015 | NYISO_G-I_2_NEISO | NYISO_G-I | NEISO | Internal | Summer | B3 | 75 | 600 | 0 | 76.75 | 73.21 | 3 | 0
2015 | NYISO_G-I_2_NEISO | NYISO_G-I | NEISO | Internal | Summer | B4 | 100 | 600 | 0 | 76.75 | 59.01 | 3 | 0
2015 | NYISO_G-I_2_NEISO | NYISO_G-I | NEISO | Internal | Summer | B5 | 200 | 600 | 0 | 65.74 | 53.13 | 3 | 0
2015 | NYISO_G-I_2_NEISO | NYISO_G-I | NEISO | Internal | Summer | B6 | 300 | 600 | 0 | 57.85 | 53.13 | 3 | 0
2015 | NYISO_G-I_2_NEISO | NYISO_G-I | NEISO | Internal | Summer | B7 | 400 | 600 | 0 | 56.13 | 53.13 | 3 | 0
2015 | NYISO_G-I_2_NEISO | NYISO_G-I | NEISO | Internal | Summer | B8 | 500 | 600 | 0 | 56.12 | 53.13 | 3 | 0
2015 | NYISO_G-I_2_NEISO | NYISO_G-I | NEISO | Internal | Summer | B9 | 800 | 600 | 0 | 55.25 | 53.13 | 3 | 0
2015 | NYISO_G-I_2_NEISO | NYISO_G-I | NEISO | Internal | Summer | B10 | 1262 | 600 | 0 | 55.25 | 53.13 | 3 | 0
2015 | NYISO_G-I_2_NEISO | NYISO_G-I | NEISO | Internal | Winter | B16 | 25 | 600 | 0 | 69.12 | 64.22 | 3 | 0
2015 | NYISO_G-I_2_NEISO | NYISO_G-I | NEISO | Internal | Winter | B17 | 100 | 600 | 0 | 64.83 | 64.22 | 3 | 0
2015 | NYISO_G-I_2_NEISO | NYISO_G-I | NEISO | Internal | Winter | B18 | 400 | 600 | 0 | 64.83 | 64.22 | 3 | 0
2015 | NYISO_G-I_2_NEISO | NYISO_G-I | NEISO | Internal | Winter | B19 | 700 | 600 | 0 | 64.83 | 64.22 | 3 | 0
2015 | NYISO_G-I_2_NEISO | NYISO_G-I | NEISO | Internal | Winter | B20 | 935 | 600 | 0 | 61.6 | 64.22 | 3 | 0
2015 | NYISO_G-I_2_NYISO_A-F | NYISO_G-I | NYISO_A-F | Internal | Shoulder | B11 | 25 | 3592 | 0 | 60.55 | 60.53 | 0.01 | 0
2015 | NYISO_G-I_2_NYISO_A-F | NYISO_G-I | NYISO_A-F | Internal | Shoulder | B12 | 200 | 3592 | 0 | 58.81 | 58.8 | 0.01 | 0
2015 | NYISO_G-I_2_NYISO_A-F | NYISO_G-I | NYISO_A-F | Internal | Shoulder | B13 | 600 | 3592 | 0 | 57.83 | 57.82 | 0.01 | 0
2015 | NYISO_G-I_2_NYISO_A-F | NYISO_G-I | NYISO_A-F | Internal | Shoulder | B14 | 900 | 3592 | 0 | 56.89 | 56.88 | 0.01 | 0
2015 | NYISO_G-I_2_NYISO_A-F | NYISO_G-I | NYISO_A-F | Internal | Shoulder | B15 | 1203 | 3592 | 0 | 56.89 | 56.88 | 0.01 | 0
2015 | NYISO_G-I_2_NYISO_A-F | NYISO_G-I | NYISO_A-F | Internal | Summer | B1 | 10 | 3592 | 0 | 85.8 | 85.79 | 0.01 | 0
2015 | NYISO_G-I_2_NYISO_A-F | NYISO_G-I | NYISO_A-F | Internal | Summer | B2 | 25 | 3592 | 0 | 82.28 | 82.27 | 0.01 | 0
2015 | NYISO_G-I_2_NYISO_A-F | NYISO_G-I | NYISO_A-F | Internal | Summer | B3 | 75 | 3592 | 0 | 76.75 | 76.03 | 0.01 | 0
2015 | NYISO_G-I_2_NYISO_A-F | NYISO_G-I | NYISO_A-F | Internal | Summer | B4 | 100 | 3592 | 0 | 76.75 | 68.88 | 0.01 | 0
2015 | NYISO_G-I_2_NYISO_A-F | NYISO_G-I | NYISO_A-F | Internal | Summer | B5 | 200 | 3592 | 0 | 65.74 | 64.55 | 0.01 | 0
2015 | NYISO_G-I_2_NYISO_A-F | NYISO_G-I | NYISO_A-F | Internal | Summer | B6 | 300 | 3592 | 0 | 57.85 | 57.84 | 0.01 | 0
2015 | NYISO_G-I_2_NYISO_A-F | NYISO_G-I | NYISO_A-F | Internal | Summer | B7 | 400 | 3592 | 0 | 56.13 | 56.12 | 0.01 | 0
2015 | NYISO_G-I_2_NYISO_A-F | NYISO_G-I | NYISO_A-F | Internal | Summer | B8 | 500 | 3592 | 0 | 56.12 | 56.1 | 0.01 | 0
2015 | NYISO_G-I_2_NYISO_A-F | NYISO_G-I | NYISO_A-F | Internal | Summer | B9 | 800 | 3592 | 0 | 55.25 | 55.24 | 0.01 | 0
2015 | NYISO_G-I_2_NYISO_A-F | NYISO_G-I | NYISO_A-F | Internal | Summer | B10 | 1262 | 3592 | 0 | 55.25 | 55.24 | 0.01 | 0
2015 | NYISO_G-I_2_NYISO_A-F | NYISO_G-I | NYISO_A-F | Internal | Winter | B16 | 25 | 3592 | 0 | 69.12 | 67.64 | 0.01 | 0
2015 | NYISO_G-I_2_NYISO_A-F | NYISO_G-I | NYISO_A-F | Internal | Winter | B17 | 100 | 3592 | 0 | 64.83 | 62.85 | 0.01 | 0
2015 | NYISO_G-I_2_NYISO_A-F | NYISO_G-I | NYISO_A-F | Internal | Winter | B18 | 400 | 3592 | 0 | 64.83 | 61.59 | 0.01 | 0
2015 | NYISO_G-I_2_NYISO_A-F | NYISO_G-I | NYISO_A-F | Internal | Winter | B19 | 700 | 3592 | 0 | 64.83 | 61.59 | 0.01 | 0
2015 | NYISO_G-I_2_NYISO_A-F | NYISO_G-I | NYISO_A-F | Internal | Winter | B20 | 935 | 3592 | 0 | 61.6 | 61.59 | 0.01 | 0
2015 | NYISO_G-I_2_NYISO_J-K | NYISO_G-I | NYISO_J-K | Internal | Shoulder | B11 | 25 | 6130 | 4725.21 | 60.55 | 60.56 | 0.01 | 0
2015 | NYISO_G-I_2_NYISO_J-K | NYISO_G-I | NYISO_J-K | Internal | Shoulder | B12 | 200 | 6130 | 4527.65 | 58.81 | 58.82 | 0.01 | 0
2015 | NYISO_G-I_2_NYISO_J-K | NYISO_G-I | NYISO_J-K | Internal | Shoulder | B13 | 600 | 6130 | 4614.45 | 57.83 | 57.84 | 0.01 | 0
2015 | NYISO_G-I_2_NYISO_J-K | NYISO_G-I | NYISO_J-K | Internal | Shoulder | B14 | 900 | 6130 | 4161.03 | 56.89 | 56.91 | 0.01 | 0
2015 | NYISO_G-I_2_NYISO_J-K | NYISO_G-I | NYISO_J-K | Internal | Shoulder | B15 | 1203 | 6130 | 3093.05 | 56.89 | 56.91 | 0.01 | 0
2015 | NYISO_G-I_2_NYISO_J-K | NYISO_G-I | NYISO_J-K | Internal | Summer | B1 | 10 | 6130 | 5185.87 | 85.8 | 85.81 | 0.01 | 0
2015 | NYISO_G-I_2_NYISO_J-K | NYISO_G-I | NYISO_J-K | Internal | Summer | B2 | 25 | 6130 | 4606.57 | 82.28 | 82.3 | 0.01 | 0
2015 | NYISO_G-I_2_NYISO_J-K | NYISO_G-I | NYISO_J-K | Internal | Summer | B3 | 75 | 6130 | 4923.95 | 76.75 | 76.77 | 0.01 | 0
2015 | NYISO_G-I_2_NYISO_J-K | NYISO_G-I | NYISO_J-K | Internal | Summer | B4 | 100 | 6130 | 5178.19 | 76.75 | 76.77 | 0.01 | 0
2015 | NYISO_G-I_2_NYISO_J-K | NYISO_G-I | NYISO_J-K | Internal | Summer | B5 | 200 | 6130 | 5774.05 | 65.74 | 65.75 | 0.01 | 0
2015 | NYISO_G-I_2_NYISO_J-K | NYISO_G-I | NYISO_J-K | Internal | Summer | B6 | 300 | 6130 | 4967.26 | 57.85 | 57.86 | 0.01 | 0
2015 | NYISO_G-I_2_NYISO_J-K | NYISO_G-I | NYISO_J-K | Internal | Summer | B7 | 400 | 6130 | 5415.5 | 56.13 | 56.14 | 0.01 | 0
2015 | NYISO_G-I_2_NYISO_J-K | NYISO_G-I | NYISO_J-K | Internal | Summer | B8 | 500 | 6130 | 5425.8 | 56.12 | 56.13 | 0.01 | 0
2015 | NYISO_G-I_2_NYISO_J-K | NYISO_G-I | NYISO_J-K | Internal | Summer | B9 | 800 | 6130 | 4745.79 | 55.25 | 55.26 | 0.01 | 0
2015 | NYISO_G-I_2_NYISO_J-K | NYISO_G-I | NYISO_J-K | Internal | Summer | B10 | 1262 | 6130 | 3103.1 | 55.25 | 55.26 | 0.01 | 0
2015 | NYISO_G-I_2_NYISO_J-K | NYISO_G-I | NYISO_J-K | Internal | Winter | B16 | 25 | 6130 | 5355.71 | 69.12 | 69.13 | 0.01 | 0
2015 | NYISO_G-I_2_NYISO_J-K | NYISO_G-I | NYISO_J-K | Internal | Winter | B17 | 100 | 6130 | 6130 | 64.83 | 67.07 | 0.01 | 2.22
2015 | NYISO_G-I_2_NYISO_J-K | NYISO_G-I | NYISO_J-K | Internal | Winter | B18 | 400 | 6130 | 6130 | 64.83 | 67.07 | 0.01 | 2.22
2015 | NYISO_G-I_2_NYISO_J-K | NYISO_G-I | NYISO_J-K | Internal | Winter | B19 | 700 | 6130 | 6130 | 64.83 | 67.07 | 0.01 | 2.22
2015 | NYISO_G-I_2_NYISO_J-K | NYISO_G-I | NYISO_J-K | Internal | Winter | B20 | 935 | 6130 | 5203.21 | 61.6 | 61.61 | 0.01 | 0
2015 | NYISO_G-I_2_PJM_E | NYISO_G-I | PJM_E | Internal | Shoulder | B11 | 25 | 1500 | 1500 | 60.55 | 74.06 | 8 | 5.52
2015 | NYISO_G-I_2_PJM_E | NYISO_G-I | PJM_E | Internal | Shoulder | B12 | 200 | 1500 | 0 | 58.81 | 64.62 | 8 | 0
2015 | NYISO_G-I_2_PJM_E | NYISO_G-I | PJM_E | Internal | Shoulder | B13 | 600 | 1500 | 0 | 57.83 | 60.35 | 8 | 0
2015 | NYISO_G-I_2_PJM_E | NYISO_G-I | PJM_E | Internal | Shoulder | B14 | 900 | 1500 | 0 | 56.89 | 58.91 | 8 | 0
2015 | NYISO_G-I_2_PJM_E | NYISO_G-I | PJM_E | Internal | Shoulder | B15 | 1203 | 1500 | 0 | 56.89 | 54.99 | 8 | 0
2015 | NYISO_G-I_2_PJM_E | NYISO_G-I | PJM_E | Internal | Summer | B1 | 10 | 1500 | 52.26 | 85.8 | 93.8 | 8 | 0
2015 | NYISO_G-I_2_PJM_E | NYISO_G-I | PJM_E | Internal | Summer | B2 | 25 | 1500 | 507.72 | 82.28 | 90.28 | 8 | 0
2015 | NYISO_G-I_2_PJM_E | NYISO_G-I | PJM_E | Internal | Summer | B3 | 75 | 1500 | 1500 | 76.75 | 89.51 | 8 | 4.76
2015 | NYISO_G-I_2_PJM_E | NYISO_G-I | PJM_E | Internal | Summer | B4 | 100 | 1500 | 1500 | 76.75 | 84.87 | 8 | 0.12
2015 | NYISO_G-I_2_PJM_E | NYISO_G-I | PJM_E | Internal | Summer | B5 | 200 | 1500 | 1032.42 | 65.74 | 73.74 | 8 | 0
2015 | NYISO_G-I_2_PJM_E | NYISO_G-I | PJM_E | Internal | Summer | B6 | 300 | 1500 | 264.78 | 57.85 | 65.85 | 8 | 0
2015 | NYISO_G-I_2_PJM_E | NYISO_G-I | PJM_E | Internal | Summer | B7 | 400 | 1500 | 0 | 56.13 | 58.63 | 8 | 0
2015 | NYISO_G-I_2_PJM_E | NYISO_G-I | PJM_E | Internal | Summer | B8 | 500 | 1500 | 0 | 56.12 | 56.93 | 8 | 0
2015 | NYISO_G-I_2_PJM_E | NYISO_G-I | PJM_E | Internal | Summer | B9 | 800 | 1500 | 0 | 55.25 | 56.65 | 8 | 0
2015 | NYISO_G-I_2_PJM_E | NYISO_G-I | PJM_E | Internal | Summer | B10 | 1262 | 1500 | 0 | 55.25 | 52.04 | 8 | 0
2015 | NYISO_G-I_2_PJM_E | NYISO_G-I | PJM_E | Internal | Winter | B16 | 25 | 1500 | 1449.88 | 69.12 | 77.12 | 8 | 0
2015 | NYISO_G-I_2_PJM_E | NYISO_G-I | PJM_E | Internal | Winter | B17 | 100 | 1500 | 0 | 64.83 | 70.84 | 8 | 0
2015 | NYISO_G-I_2_PJM_E | NYISO_G-I | PJM_E | Internal | Winter | B18 | 400 | 1500 | 0 | 64.83 | 64.7 | 8 | 0
2015 | NYISO_G-I_2_PJM_E | NYISO_G-I | PJM_E | Internal | Winter | B19 | 700 | 1500 | 0 | 64.83 | 64.14 | 8 | 0
2015 | NYISO_G-I_2_PJM_E | NYISO_G-I | PJM_E | Internal | Winter | B20 | 935 | 1500 | 0 | 61.6 | 55.96 | 8 | 0
2015 | NYISO_J-K_2_NEISO | NYISO_J-K | NEISO | Internal | Shoulder | B11 | 25 | 347 | 0 | 60.56 | 55.82 | 3 | 0
2015 | NYISO_J-K_2_NEISO | NYISO_J-K | NEISO | Internal | Shoulder | B12 | 200 | 347 | 0 | 58.82 | 55.82 | 3 | 0
2015 | NYISO_J-K_2_NEISO | NYISO_J-K | NEISO | Internal | Shoulder | B13 | 600 | 347 | 0 | 57.84 | 55.82 | 3 | 0
2015 | NYISO_J-K_2_NEISO | NYISO_J-K | NEISO | Internal | Shoulder | B14 | 900 | 347 | 0 | 56.91 | 55.82 | 3 | 0
2015 | NYISO_J-K_2_NEISO | NYISO_J-K | NEISO | Internal | Shoulder | B15 | 1203 | 347 | 0 | 56.91 | 55.82 | 3 | 0
2015 | NYISO_J-K_2_NEISO | NYISO_J-K | NEISO | Internal | Summer | B1 | 10 | 347 | 0 | 85.81 | 86.12 | 3 | 0
2015 | NYISO_J-K_2_NEISO | NYISO_J-K | NEISO | Internal | Summer | B2 | 25 | 347 | 0 | 82.3 | 79.3 | 3 | 0
2015 | NYISO_J-K_2_NEISO | NYISO_J-K | NEISO | Internal | Summer | B3 | 75 | 347 | 0 | 76.77 | 73.21 | 3 | 0
2015 | NYISO_J-K_2_NEISO | NYISO_J-K | NEISO | Internal | Summer | B4 | 100 | 347 | 0 | 76.77 | 59.01 | 3 | 0
2015 | NYISO_J-K_2_NEISO | NYISO_J-K | NEISO | Internal | Summer | B5 | 200 | 347 | 0 | 65.75 | 53.13 | 3 | 0
2015 | NYISO_J-K_2_NEISO | NYISO_J-K | NEISO | Internal | Summer | B6 | 300 | 347 | 0 | 57.86 | 53.13 | 3 | 0
2015 | NYISO_J-K_2_NEISO | NYISO_J-K | NEISO | Internal | Summer | B7 | 400 | 347 | 0 | 56.14 | 53.13 | 3 | 0
2015 | NYISO_J-K_2_NEISO | NYISO_J-K | NEISO | Internal | Summer | B8 | 500 | 347 | 0 | 56.13 | 53.13 | 3 | 0
2015 | NYISO_J-K_2_NEISO | NYISO_J-K | NEISO | Internal | Summer | B9 | 800 | 347 | 0 | 55.26 | 53.13 | 3 | 0
2015 | NYISO_J-K_2_NEISO | NYISO_J-K | NEISO | Internal | Summer | B10 | 1262 | 347 | 0 | 55.26 | 53.13 | 3 | 0
2015 | NYISO_J-K_2_NEISO | NYISO_J-K | NEISO | Internal | Winter | B16 | 25 | 347 | 0 | 69.13 | 64.22 | 3 | 0
2015 | NYISO_J-K_2_NEISO | NYISO_J-K | NEISO | Internal | Winter | B17 | 100 | 347 | 0 | 67.07 | 64.22 | 3 | 0
2015 | NYISO_J-K_2_NEISO | NYISO_J-K | NEISO | Internal | Winter | B18 | 400 | 347 | 0 | 67.07 | 64.22 | 3 | 0
2015 | NYISO_J-K_2_NEISO | NYISO_J-K | NEISO | Internal | Winter | B19 | 700 | 347 | 0 | 67.07 | 64.22 | 3 | 0
2015 | NYISO_J-K_2_NEISO | NYISO_J-K | NEISO | Internal | Winter | B20 | 935 | 347 | 0 | 61.61 | 64.22 | 3 | 0
2015 | NYISO_J-K_2_NYISO_G-I | NYISO_J-K | NYISO_G-I | Internal | Shoulder | B11 | 25 | 1999 | 0 | 60.56 | 60.55 | 0.01 | 0
2015 | NYISO_J-K_2_NYISO_G-I | NYISO_J-K | NYISO_G-I | Internal | Shoulder | B12 | 200 | 1999 | 0 | 58.82 | 58.81 | 0.01 | 0
2015 | NYISO_J-K_2_NYISO_G-I | NYISO_J-K | NYISO_G-I | Internal | Shoulder | B13 | 600 | 1999 | 0 | 57.84 | 57.83 | 0.01 | 0
2015 | NYISO_J-K_2_NYISO_G-I | NYISO_J-K | NYISO_G-I | Internal | Shoulder | B14 | 900 | 1999 | 0 | 56.91 | 56.89 | 0.01 | 0
2015 | NYISO_J-K_2_NYISO_G-I | NYISO_J-K | NYISO_G-I | Internal | Shoulder | B15 | 1203 | 1999 | 0 | 56.91 | 56.89 | 0.01 | 0
2015 | NYISO_J-K_2_NYISO_G-I | NYISO_J-K | NYISO_G-I | Internal | Summer | B1 | 10 | 1999 | 0 | 85.81 | 85.8 | 0.01 | 0
2015 | NYISO_J-K_2_NYISO_G-I | NYISO_J-K | NYISO_G-I | Internal | Summer | B2 | 25 | 1999 | 0 | 82.3 | 82.28 | 0.01 | 0
2015 | NYISO_J-K_2_NYISO_G-I | NYISO_J-K | NYISO_G-I | Internal | Summer | B3 | 75 | 1999 | 0 | 76.77 | 76.75 | 0.01 | 0
2015 | NYISO_J-K_2_NYISO_G-I | NYISO_J-K | NYISO_G-I | Internal | Summer | B4 | 100 | 1999 | 0 | 76.77 | 76.75 | 0.01 | 0
2015 | NYISO_J-K_2_NYISO_G-I | NYISO_J-K | NYISO_G-I | Internal | Summer | B5 | 200 | 1999 | 0 | 65.75 | 65.74 | 0.01 | 0
2015 | NYISO_J-K_2_NYISO_G-I | NYISO_J-K | NYISO_G-I | Internal | Summer | B6 | 300 | 1999 | 0 | 57.86 | 57.85 | 0.01 | 0
2015 | NYISO_J-K_2_NYISO_G-I | NYISO_J-K | NYISO_G-I | Internal | Summer | B7 | 400 | 1999 | 0 | 56.14 | 56.13 | 0.01 | 0
2015 | NYISO_J-K_2_NYISO_G-I | NYISO_J-K | NYISO_G-I | Internal | Summer | B8 | 500 | 1999 | 0 | 56.13 | 56.12 | 0.01 | 0
2015 | NYISO_J-K_2_NYISO_G-I | NYISO_J-K | NYISO_G-I | Internal | Summer | B9 | 800 | 1999 | 0 | 55.26 | 55.25 | 0.01 | 0
2015 | NYISO_J-K_2_NYISO_G-I | NYISO_J-K | NYISO_G-I | Internal | Summer | B10 | 1262 | 1999 | 0 | 55.26 | 55.25 | 0.01 | 0
2015 | NYISO_J-K_2_NYISO_G-I | NYISO_J-K | NYISO_G-I | Internal | Winter | B16 | 25 | 1999 | 0 | 69.13 | 69.12 | 0.01 | 0
2015 | NYISO_J-K_2_NYISO_G-I | NYISO_J-K | NYISO_G-I | Internal | Winter | B17 | 100 | 1999 | 0 | 67.07 | 64.83 | 0.01 | 0
2015 | NYISO_J-K_2_NYISO_G-I | NYISO_J-K | NYISO_G-I | Internal | Winter | B18 | 400 | 1999 | 0 | 67.07 | 64.83 | 0.01 | 0
2015 | NYISO_J-K_2_NYISO_G-I | NYISO_J-K | NYISO_G-I | Internal | Winter | B19 | 700 | 1999 | 0 | 67.07 | 64.83 | 0.01 | 0
2015 | NYISO_J-K_2_NYISO_G-I | NYISO_J-K | NYISO_G-I | Internal | Winter | B20 | 935 | 1999 | 0 | 61.61 | 61.6 | 0.01 | 0
2015 | NYISO_J-K_2_PJM_E | NYISO_J-K | PJM_E | Internal | Shoulder | B11 | 25 | 330 | 330 | 60.56 | 74.06 | 8 | 5.51
2015 | NYISO_J-K_2_PJM_E | NYISO_J-K | PJM_E | Internal | Shoulder | B12 | 200 | 330 | 0 | 58.82 | 64.62 | 8 | 0
2015 | NYISO_J-K_2_PJM_E | NYISO_J-K | PJM_E | Internal | Shoulder | B13 | 600 | 330 | 0 | 57.84 | 60.35 | 8 | 0
2015 | NYISO_J-K_2_PJM_E | NYISO_J-K | PJM_E | Internal | Shoulder | B14 | 900 | 330 | 0 | 56.91 | 58.91 | 8 | 0
2015 | NYISO_J-K_2_PJM_E | NYISO_J-K | PJM_E | Internal | Shoulder | B15 | 1203 | 330 | 0 | 56.91 | 54.99 | 8 | 0
2015 | NYISO_J-K_2_PJM_E | NYISO_J-K | PJM_E | Internal | Summer | B1 | 10 | 330 | 0.02 | 85.81 | 93.8 | 8 | 0
2015 | NYISO_J-K_2_PJM_E | NYISO_J-K | PJM_E | Internal | Summer | B2 | 25 | 330 | 0 | 82.3 | 90.28 | 8 | 0
2015 | NYISO_J-K_2_PJM_E | NYISO_J-K | PJM_E | Internal | Summer | B3 | 75 | 330 | 330 | 76.77 | 89.51 | 8 | 4.75
2015 | NYISO_J-K_2_PJM_E | NYISO_J-K | PJM_E | Internal | Summer | B4 | 100 | 330 | 330 | 76.77 | 84.87 | 8 | 0.1
2015 | NYISO_J-K_2_PJM_E | NYISO_J-K | PJM_E | Internal | Summer | B5 | 200 | 330 | 0 | 65.75 | 73.74 | 8 | 0
2015 | NYISO_J-K_2_PJM_E | NYISO_J-K | PJM_E | Internal | Summer | B6 | 300 | 330 | 0 | 57.86 | 65.85 | 8 | 0
2015 | NYISO_J-K_2_PJM_E | NYISO_J-K | PJM_E | Internal | Summer | B7 | 400 | 330 | 0 | 56.14 | 58.63 | 8 | 0
2015 | NYISO_J-K_2_PJM_E | NYISO_J-K | PJM_E | Internal | Summer | B8 | 500 | 330 | 0 | 56.13 | 56.93 | 8 | 0
2015 | NYISO_J-K_2_PJM_E | NYISO_J-K | PJM_E | Internal | Summer | B9 | 800 | 330 | 0 | 55.26 | 56.65 | 8 | 0
2015 | NYISO_J-K_2_PJM_E | NYISO_J-K | PJM_E | Internal | Summer | B10 | 1262 | 330 | 0 | 55.26 | 52.04 | 8 | 0
2015 | NYISO_J-K_2_PJM_E | NYISO_J-K | PJM_E | Internal | Winter | B16 | 25 | 330 | 0 | 69.13 | 77.12 | 8 | 0
2015 | NYISO_J-K_2_PJM_E | NYISO_J-K | PJM_E | Internal | Winter | B17 | 100 | 330 | 0 | 67.07 | 70.84 | 8 | 0
2015 | NYISO_J-K_2_PJM_E | NYISO_J-K | PJM_E | Internal | Winter | B18 | 400 | 330 | 0 | 67.07 | 64.7 | 8 | 0
2015 | NYISO_J-K_2_PJM_E | NYISO_J-K | PJM_E | Internal | Winter | B19 | 700 | 330 | 0 | 67.07 | 64.14 | 8 | 0
2015 | NYISO_J-K_2_PJM_E | NYISO_J-K | PJM_E | Internal | Winter | B20 | 935 | 330 | 0 | 61.61 | 55.96 | 8 | 0
2015 | PJM_E_2_NYISO_G-I | PJM_E | NYISO_G-I | Internal | Shoulder | B11 | 25 | 500 | 0 | 74.06 | 60.55 | 6 | 0
2015 | PJM_E_2_NYISO_G-I | PJM_E | NYISO_G-I | Internal | Shoulder | B12 | 200 | 500 | 0 | 64.62 | 58.81 | 6 | 0
2015 | PJM_E_2_NYISO_G-I | PJM_E | NYISO_G-I | Internal | Shoulder | B13 | 600 | 500 | 0 | 60.35 | 57.83 | 6 | 0
2015 | PJM_E_2_NYISO_G-I | PJM_E | NYISO_G-I | Internal | Shoulder | B14 | 900 | 500 | 0 | 58.91 | 56.89 | 6 | 0
2015 | PJM_E_2_NYISO_G-I | PJM_E | NYISO_G-I | Internal | Shoulder | B15 | 1203 | 500 | 0 | 54.99 | 56.89 | 6 | 0
2015 | PJM_E_2_NYISO_G-I | PJM_E | NYISO_G-I | Internal | Summer | B1 | 10 | 500 | 0 | 93.8 | 85.8 | 6 | 0
2015 | PJM_E_2_NYISO_G-I | PJM_E | NYISO_G-I | Internal | Summer | B2 | 25 | 500 | 0 | 90.28 | 82.28 | 6 | 0
2015 | PJM_E_2_NYISO_G-I | PJM_E | NYISO_G-I | Internal | Summer | B3 | 75 | 500 | 0 | 89.51 | 76.75 | 6 | 0
2015 | PJM_E_2_NYISO_G-I | PJM_E | NYISO_G-I | Internal | Summer | B4 | 100 | 500 | 0 | 84.87 | 76.75 | 6 | 0
2015 | PJM_E_2_NYISO_G-I | PJM_E | NYISO_G-I | Internal | Summer | B5 | 200 | 500 | 0 | 73.74 | 65.74 | 6 | 0
2015 | PJM_E_2_NYISO_G-I | PJM_E | NYISO_G-I | Internal | Summer | B6 | 300 | 500 | 0 | 65.85 | 57.85 | 6 | 0
2015 | PJM_E_2_NYISO_G-I | PJM_E | NYISO_G-I | Internal | Summer | B7 | 400 | 500 | 0 | 58.63 | 56.13 | 6 | 0
2015 | PJM_E_2_NYISO_G-I | PJM_E | NYISO_G-I | Internal | Summer | B8 | 500 | 500 | 0 | 56.93 | 56.12 | 6 | 0
2015 | PJM_E_2_NYISO_G-I | PJM_E | NYISO_G-I | Internal | Summer | B9 | 800 | 500 | 0 | 56.65 | 55.25 | 6 | 0
2015 | PJM_E_2_NYISO_G-I | PJM_E | NYISO_G-I | Internal | Summer | B10 | 1262 | 500 | 0 | 52.04 | 55.25 | 6 | 0
2015 | PJM_E_2_NYISO_G-I | PJM_E | NYISO_G-I | Internal | Winter | B16 | 25 | 500 | 0 | 77.12 | 69.12 | 6 | 0
2015 | PJM_E_2_NYISO_G-I | PJM_E | NYISO_G-I | Internal | Winter | B17 | 100 | 500 | 0 | 70.84 | 64.83 | 6 | 0
2015 | PJM_E_2_NYISO_G-I | PJM_E | NYISO_G-I | Internal | Winter | B18 | 400 | 500 | 0 | 64.7 | 64.83 | 6 | 0
2015 | PJM_E_2_NYISO_G-I | PJM_E | NYISO_G-I | Internal | Winter | B19 | 700 | 500 | 0 | 64.14 | 64.83 | 6 | 0
2015 | PJM_E_2_NYISO_G-I | PJM_E | NYISO_G-I | Internal | Winter | B20 | 935 | 500 | 0 | 55.96 | 61.6 | 6 | 0
2015 | PJM_E_2_NYISO_J-K | PJM_E | NYISO_J-K | Internal | Shoulder | B11 | 25 | 330 | 0 | 74.06 | 60.56 | 6 | 0
2015 | PJM_E_2_NYISO_J-K | PJM_E | NYISO_J-K | Internal | Shoulder | B12 | 200 | 330 | 0 | 64.62 | 58.82 | 6 | 0
2015 | PJM_E_2_NYISO_J-K | PJM_E | NYISO_J-K | Internal | Shoulder | B13 | 600 | 330 | 0 | 60.35 | 57.84 | 6 | 0
2015 | PJM_E_2_NYISO_J-K | PJM_E | NYISO_J-K | Internal | Shoulder | B14 | 900 | 330 | 0 | 58.91 | 56.91 | 6 | 0
2015 | PJM_E_2_NYISO_J-K | PJM_E | NYISO_J-K | Internal | Shoulder | B15 | 1203 | 330 | 0 | 54.99 | 56.91 | 6 | 0
2015 | PJM_E_2_NYISO_J-K | PJM_E | NYISO_J-K | Internal | Summer | B1 | 10 | 330 | 0 | 93.8 | 85.81 | 6 | 0
2015 | PJM_E_2_NYISO_J-K | PJM_E | NYISO_J-K | Internal | Summer | B2 | 25 | 330 | 0 | 90.28 | 82.3 | 6 | 0
2015 | PJM_E_2_NYISO_J-K | PJM_E | NYISO_J-K | Internal | Summer | B3 | 75 | 330 | 0 | 89.51 | 76.77 | 6 | 0
2015 | PJM_E_2_NYISO_J-K | PJM_E | NYISO_J-K | Internal | Summer | B4 | 100 | 330 | 0 | 84.87 | 76.77 | 6 | 0
2015 | PJM_E_2_NYISO_J-K | PJM_E | NYISO_J-K | Internal | Summer | B5 | 200 | 330 | 0 | 73.74 | 65.75 | 6 | 0
2015 | PJM_E_2_NYISO_J-K | PJM_E | NYISO_J-K | Internal | Summer | B6 | 300 | 330 | 0 | 65.85 | 57.86 | 6 | 0
2015 | PJM_E_2_NYISO_J-K | PJM_E | NYISO_J-K | Internal | Summer | B7 | 400 | 330 | 0 | 58.63 | 56.14 | 6 | 0
2015 | PJM_E_2_NYISO_J-K | PJM_E | NYISO_J-K | Internal | Summer | B8 | 500 | 330 | 0 | 56.93 | 56.13 | 6 | 0
2015 | PJM_E_2_NYISO_J-K | PJM_E | NYISO_J-K | Internal | Summer | B9 | 800 | 330 | 0 | 56.65 | 55.26 | 6 | 0
2015 | PJM_E_2_NYISO_J-K | PJM_E | NYISO_J-K | Internal | Summer | B10 | 1262 | 330 | 0 | 52.04 | 55.26 | 6 | 0
2015 | PJM_E_2_NYISO_J-K | PJM_E | NYISO_J-K | Internal | Winter | B16 | 25 | 330 | 0 | 77.12 | 69.13 | 6 | 0
2015 | PJM_E_2_NYISO_J-K | PJM_E | NYISO_J-K | Internal | Winter | B17 | 100 | 330 | 0 | 70.84 | 67.07 | 6 | 0
2015 | PJM_E_2_NYISO_J-K | PJM_E | NYISO_J-K | Internal | Winter | B18 | 400 | 330 | 0 | 64.7 | 67.07 | 6 | 0
2015 | PJM_E_2_NYISO_J-K | PJM_E | NYISO_J-K | Internal | Winter | B19 | 700 | 330 | 0 | 64.14 | 67.07 | 6 | 0
2015 | PJM_E_2_NYISO_J-K | PJM_E | NYISO_J-K | Internal | Winter | B20 | 935 | 330 | 0 | 55.96 | 61.61 | 6 | 0
2015 | PJM_E_2_PJM_ROM | PJM_E | PJM_ROM | Internal | Shoulder | B11 | 25 | 8000 | 4538.7 | 74.06 | 74.08 | 0.01 | 0
2015 | PJM_E_2_PJM_ROM | PJM_E | PJM_ROM | Internal | Shoulder | B12 | 200 | 8000 | 2338.98 | 64.62 | 64.63 | 0.01 | 0
2015 | PJM_E_2_PJM_ROM | PJM_E | PJM_ROM | Internal | Shoulder | B13 | 600 | 8000 | 244.19 | 60.35 | 60.36 | 0.01 | 0
2015 | PJM_E_2_PJM_ROM | PJM_E | PJM_ROM | Internal | Shoulder | B14 | 900 | 8000 | 18.65 | 58.91 | 58.92 | 0.01 | 0
2015 | PJM_E_2_PJM_ROM | PJM_E | PJM_ROM | Internal | Shoulder | B15 | 1203 | 8000 | 0 | 54.99 | 54.98 | 0.01 | 0
2015 | PJM_E_2_PJM_ROM | PJM_E | PJM_ROM | Internal | Summer | B1 | 10 | 8000 | 0 | 93.8 | 93.79 | 0.01 | 0
2015 | PJM_E_2_PJM_ROM | PJM_E | PJM_ROM | Internal | Summer | B2 | 25 | 8000 | 0 | 90.28 | 90.27 | 0.01 | 0
2015 | PJM_E_2_PJM_ROM | PJM_E | PJM_ROM | Internal | Summer | B3 | 75 | 8000 | 1536.75 | 89.51 | 89.53 | 0.01 | 0
2015 | PJM_E_2_PJM_ROM | PJM_E | PJM_ROM | Internal | Summer | B4 | 100 | 8000 | 1045.14 | 84.87 | 84.88 | 0.01 | 0
2015 | PJM_E_2_PJM_ROM | PJM_E | PJM_ROM | Internal | Summer | B5 | 200 | 8000 | 792.81 | 73.74 | 73.75 | 0.01 | 0
2015 | PJM_E_2_PJM_ROM | PJM_E | PJM_ROM | Internal | Summer | B6 | 300 | 8000 | 0 | 65.85 | 65.84 | 0.01 | 0
2015 | PJM_E_2_PJM_ROM | PJM_E | PJM_ROM | Internal | Summer | B7 | 400 | 8000 | 0 | 58.63 | 58.62 | 0.01 | 0
2015 | PJM_E_2_PJM_ROM | PJM_E | PJM_ROM | Internal | Summer | B8 | 500 | 8000 | 0 | 56.93 | 56.92 | 0.01 | 0
2015 | PJM_E_2_PJM_ROM | PJM_E | PJM_ROM | Internal | Summer | B9 | 800 | 8000 | 0 | 56.65 | 56.64 | 0.01 | 0
2015 | PJM_E_2_PJM_ROM | PJM_E | PJM_ROM | Internal | Summer | B10 | 1262 | 8000 | 343.92 | 52.04 | 52.05 | 0.01 | 0
2015 | PJM_E_2_PJM_ROM | PJM_E | PJM_ROM | Internal | Winter | B16 | 25 | 8000 | 1683.41 | 77.12 | 77.13 | 0.01 | 0
2015 | PJM_E_2_PJM_ROM | PJM_E | PJM_ROM | Internal | Winter | B17 | 100 | 8000 | 378.84 | 70.84 | 70.85 | 0.01 | 0
2015 | PJM_E_2_PJM_ROM | PJM_E | PJM_ROM | Internal | Winter | B18 | 400 | 8000 | 0 | 64.7 | 64.69 | 0.01 | 0
2015 | PJM_E_2_PJM_ROM | PJM_E | PJM_ROM | Internal | Winter | B19 | 700 | 8000 | 0 | 64.14 | 64.13 | 0.01 | 0
2015 | PJM_E_2_PJM_ROM | PJM_E | PJM_ROM | Internal | Winter | B20 | 935 | 8000 | 0 | 55.96 | 55.95 | 0.01 | 0
2015 | PJM_ROR_2_MISO_IN | PJM_ROR | MISO_IN | Internal | Shoulder | B11 | 25 | 909 | 909 | 74.06 | 76.09 | 2 | 0.02
2015 | PJM_ROR_2_MISO_IN | PJM_ROR | MISO_IN | Internal | Shoulder | B12 | 200 | 909 | 0 | 64.62 | 64.1 | 2 | 0
2015 | PJM_ROR_2_MISO_IN | PJM_ROR | MISO_IN | Internal | Shoulder | B13 | 600 | 909 | 0 | 60.35 | 58.38 | 2 | 0
2015 | PJM_ROR_2_MISO_IN | PJM_ROR | MISO_IN | Internal | Shoulder | B14 | 900 | 909 | 0 | 57.78 | 55.79 | 2 | 0
2015 | PJM_ROR_2_MISO_IN | PJM_ROR | MISO_IN | Internal | Shoulder | B15 | 1203 | 909 | 0 | 54.97 | 54.04 | 2 | 0
2015 | PJM_ROR_2_MISO_IN | PJM_ROR | MISO_IN | Internal | Summer | B1 | 10 | 909 | 0 | 93.77 | 91.79 | 2 | 0
2015 | PJM_ROR_2_MISO_IN | PJM_ROR | MISO_IN | Internal | Summer | B2 | 25 | 909 | 0 | 90.26 | 88.75 | 2 | 0
2015 | PJM_ROR_2_MISO_IN | PJM_ROR | MISO_IN | Internal | Summer | B3 | 75 | 909 | 0 | 89.51 | 88.75 | 2 | 0
2015 | PJM_ROR_2_MISO_IN | PJM_ROR | MISO_IN | Internal | Summer | B4 | 100 | 909 | 909 | 84.87 | 86.88 | 2 | 0.01
2015 | PJM_ROR_2_MISO_IN | PJM_ROR | MISO_IN | Internal | Summer | B5 | 200 | 909 | 218.87 | 73.74 | 75.74 | 2 | 0
2015 | PJM_ROR_2_MISO_IN | PJM_ROR | MISO_IN | Internal | Summer | B6 | 300 | 909 | 0 | 65.83 | 65.6 | 2 | 0
2015 | PJM_ROR_2_MISO_IN | PJM_ROR | MISO_IN | Internal | Summer | B7 | 400 | 909 | 0 | 57.36 | 55.39 | 2 | 0
2015 | PJM_ROR_2_MISO_IN | PJM_ROR | MISO_IN | Internal | Summer | B8 | 500 | 909 | 0 | 55.67 | 53.71 | 2 | 0
2015 | PJM_ROR_2_MISO_IN | PJM_ROR | MISO_IN | Internal | Summer | B9 | 800 | 909 | 0 | 53.66 | 52.99 | 2 | 0
2015 | PJM_ROR_2_MISO_IN | PJM_ROR | MISO_IN | Internal | Summer | B10 | 1262 | 909 | 0 | 52.04 | 52.01 | 2 | 0
2015 | PJM_ROR_2_MISO_IN | PJM_ROR | MISO_IN | Internal | Winter | B16 | 25 | 909 | 0 | 77.12 | 75.13 | 2 | 0
2015 | PJM_ROR_2_MISO_IN | PJM_ROR | MISO_IN | Internal | Winter | B17 | 100 | 909 | 0 | 70.84 | 68.85 | 2 | 0
2015 | PJM_ROR_2_MISO_IN | PJM_ROR | MISO_IN | Internal | Winter | B18 | 400 | 909 | 0 | 62.05 | 60.06 | 2 | 0
2015 | PJM_ROR_2_MISO_IN | PJM_ROR | MISO_IN | Internal | Winter | B19 | 700 | 909 | 0 | 60 | 58 | 2 | 0
2015 | PJM_ROR_2_MISO_IN | PJM_ROR | MISO_IN | Internal | Winter | B20 | 935 | 909 | 0 | 54.98 | 52.99 | 2 | 0
2015 | PJM_ROR_2_MISO_MI | PJM_ROR | MISO_MI | Internal | Shoulder | B11 | 25 | 1305 | 0 | 74.06 | 74.41 | 2 | 0
2015 | PJM_ROR_2_MISO_MI | PJM_ROR | MISO_MI | Internal | Shoulder | B12 | 200 | 1305 | 0 | 64.62 | 64.09 | 2 | 0
2015 | PJM_ROR_2_MISO_MI | PJM_ROR | MISO_MI | Internal | Shoulder | B13 | 600 | 1305 | 0 | 60.35 | 58.37 | 2 | 0
2015 | PJM_ROR_2_MISO_MI | PJM_ROR | MISO_MI | Internal | Shoulder | B14 | 900 | 1305 | 0 | 57.78 | 55.78 | 2 | 0
2015 | PJM_ROR_2_MISO_MI | PJM_ROR | MISO_MI | Internal | Shoulder | B15 | 1203 | 1305 | 0 | 54.97 | 54.03 | 2 | 0
2015 | PJM_ROR_2_MISO_MI | PJM_ROR | MISO_MI | Internal | Summer | B1 | 10 | 1305 | 0 | 93.77 | 91.77 | 2 | 0
2015 | PJM_ROR_2_MISO_MI | PJM_ROR | MISO_MI | Internal | Summer | B2 | 25 | 1305 | 0 | 90.26 | 88.27 | 2 | 0
2015 | PJM_ROR_2_MISO_MI | PJM_ROR | MISO_MI | Internal | Summer | B3 | 75 | 1305 | 0 | 89.51 | 87.51 | 2 | 0
2015 | PJM_ROR_2_MISO_MI | PJM_ROR | MISO_MI | Internal | Summer | B4 | 100 | 1305 | 0 | 84.87 | 86.33 | 2 | 0
2015 | PJM_ROR_2_MISO_MI | PJM_ROR | MISO_MI | Internal | Summer | B5 | 200 | 1305 | 0 | 73.74 | 71.74 | 2 | 0
2015 | PJM_ROR_2_MISO_MI | PJM_ROR | MISO_MI | Internal | Summer | B6 | 300 | 1305 | 0 | 65.83 | 65.59 | 2 | 0
2015 | PJM_ROR_2_MISO_MI | PJM_ROR | MISO_MI | Internal | Summer | B7 | 400 | 1305 | 0 | 57.36 | 55.4 | 2 | 0
2015 | PJM_ROR_2_MISO_MI | PJM_ROR | MISO_MI | Internal | Summer | B8 | 500 | 1305 | 0 | 55.67 | 53.72 | 2 | 0
2015 | PJM_ROR_2_MISO_MI | PJM_ROR | MISO_MI | Internal | Summer | B9 | 800 | 1305 | 0 | 53.66 | 53.01 | 2 | 0
2015 | PJM_ROR_2_MISO_MI | PJM_ROR | MISO_MI | Internal | Summer | B10 | 1262 | 1305 | 0 | 52.04 | 52.02 | 2 | 0
2015 | PJM_ROR_2_MISO_MI | PJM_ROR | MISO_MI | Internal | Winter | B16 | 25 | 1305 | 0 | 77.12 | 75.12 | 2 | 0
2015 | PJM_ROR_2_MISO_MI | PJM_ROR | MISO_MI | Internal | Winter | B17 | 100 | 1305 | 0 | 70.84 | 68.84 | 2 | 0
2015 | PJM_ROR_2_MISO_MI | PJM_ROR | MISO_MI | Internal | Winter | B18 | 400 | 1305 | 0 | 62.05 | 60.05 | 2 | 0
2015 | PJM_ROR_2_MISO_MI | PJM_ROR | MISO_MI | Internal | Winter | B19 | 700 | 1305 | 0 | 60 | 58 | 2 | 0
2015 | PJM_ROR_2_MISO_MI | PJM_ROR | MISO_MI | Internal | Winter | B20 | 935 | 1305 | 0 | 54.98 | 53.01 | 2 | 0
2015 | PJM_ROR_2_MISO_MO-IL | PJM_ROR | MISO_MO-IL | Internal | Shoulder | B11 | 25 | 1111 | 1110.99 | 74.06 | 76.08 | 2 | 0.01
2015 | PJM_ROR_2_MISO_MO-IL | PJM_ROR | MISO_MO-IL | Internal | Shoulder | B12 | 200 | 1111 | 0 | 64.62 | 64.09 | 2 | 0
2015 | PJM_ROR_2_MISO_MO-IL | PJM_ROR | MISO_MO-IL | Internal | Shoulder | B13 | 600 | 1111 | 0 | 60.35 | 58.37 | 2 | 0
2015 | PJM_ROR_2_MISO_MO-IL | PJM_ROR | MISO_MO-IL | Internal | Shoulder | B14 | 900 | 1111 | 0 | 57.78 | 55.78 | 2 | 0
2015 | PJM_ROR_2_MISO_MO-IL | PJM_ROR | MISO_MO-IL | Internal | Shoulder | B15 | 1203 | 1111 | 0 | 54.97 | 54.05 | 2 | 0
2015 | PJM_ROR_2_MISO_MO-IL | PJM_ROR | MISO_MO-IL | Internal | Summer | B1 | 10 | 1111 | 0 | 93.77 | 91.77 | 2 | 0
2015 | PJM_ROR_2_MISO_MO-IL | PJM_ROR | MISO_MO-IL | Internal | Summer | B2 | 25 | 1111 | 0 | 90.26 | 88.74 | 2 | 0
2015 | PJM_ROR_2_MISO_MO-IL | PJM_ROR | MISO_MO-IL | Internal | Summer | B3 | 75 | 1111 | 0 | 89.51 | 88.74 | 2 | 0
2015 | PJM_ROR_2_MISO_MO-IL | PJM_ROR | MISO_MO-IL | Internal | Summer | B4 | 100 | 1111 | 695.46 | 84.87 | 86.87 | 2 | 0
2015 | PJM_ROR_2_MISO_MO-IL | PJM_ROR | MISO_MO-IL | Internal | Summer | B5 | 200 | 1111 | 0 | 73.74 | 75.72 | 2 | 0
2015 | PJM_ROR_2_MISO_MO-IL | PJM_ROR | MISO_MO-IL | Internal | Summer | B6 | 300 | 1111 | 0 | 65.83 | 65.59 | 2 | 0
2015 | PJM_ROR_2_MISO_MO-IL | PJM_ROR | MISO_MO-IL | Internal | Summer | B7 | 400 | 1111 | 0 | 57.36 | 55.38 | 2 | 0
2015 | PJM_ROR_2_MISO_MO-IL | PJM_ROR | MISO_MO-IL | Internal | Summer | B8 | 500 | 1111 | 0 | 55.67 | 53.7 | 2 | 0
2015 | PJM_ROR_2_MISO_MO-IL | PJM_ROR | MISO_MO-IL | Internal | Summer | B9 | 800 | 1111 | 0 | 53.66 | 52.98 | 2 | 0
2015 | PJM_ROR_2_MISO_MO-IL | PJM_ROR | MISO_MO-IL | Internal | Summer | B10 | 1262 | 1111 | 0 | 52.04 | 52 | 2 | 0
2015 | PJM_ROR_2_MISO_MO-IL | PJM_ROR | MISO_MO-IL | Internal | Winter | B16 | 25 | 1111 | 0 | 77.12 | 75.12 | 2 | 0
2015 | PJM_ROR_2_MISO_MO-IL | PJM_ROR | MISO_MO-IL | Internal | Winter | B17 | 100 | 1111 | 0 | 70.84 | 65.6 | 2 | 0
2015 | PJM_ROR_2_MISO_MO-IL | PJM_ROR | MISO_MO-IL | Internal | Winter | B18 | 400 | 1111 | 0 | 62.05 | 60.05 | 2 | 0
2015 | PJM_ROR_2_MISO_MO-IL | PJM_ROR | MISO_MO-IL | Internal | Winter | B19 | 700 | 1111 | 0 | 60 | 57.99 | 2 | 0
2015 | PJM_ROR_2_MISO_MO-IL | PJM_ROR | MISO_MO-IL | Internal | Winter | B20 | 935 | 1111 | 0 | 54.98 | 52.98 | 2 | 0
2015 | PJM_ROR_2_MISO_W | PJM_ROR | MISO_W | Internal | Shoulder | B11 | 25 | 709 | 679.31 | 74.06 | 76.06 | 2 | 0
2015 | PJM_ROR_2_MISO_W | PJM_ROR | MISO_W | Internal | Shoulder | B12 | 200 | 709 | 0 | 64.62 | 64.08 | 2 | 0
2015 | PJM_ROR_2_MISO_W | PJM_ROR | MISO_W | Internal | Shoulder | B13 | 600 | 709 | 0 | 60.35 | 58.36 | 2 | 0
2015 | PJM_ROR_2_MISO_W | PJM_ROR | MISO_W | Internal | Shoulder | B14 | 900 | 709 | 0 | 57.78 | 55.77 | 2 | 0
2015 | PJM_ROR_2_MISO_W | PJM_ROR | MISO_W | Internal | Shoulder | B15 | 1203 | 709 | 0 | 54.97 | 54.07 | 2 | 0
2015 | PJM_ROR_2_MISO_W | PJM_ROR | MISO_W | Internal | Summer | B1 | 10 | 709 | 0 | 93.77 | 91.76 | 2 | 0
2015 | PJM_ROR_2_MISO_W | PJM_ROR | MISO_W | Internal | Summer | B2 | 25 | 709 | 0 | 90.26 | 88.73 | 2 | 0
2015 | PJM_ROR_2_MISO_W | PJM_ROR | MISO_W | Internal | Summer | B3 | 75 | 709 | 0 | 89.51 | 88.73 | 2 | 0
2015 | PJM_ROR_2_MISO_W | PJM_ROR | MISO_W | Internal | Summer | B4 | 100 | 709 | 0 | 84.87 | 86.86 | 2 | 0
2015 | PJM_ROR_2_MISO_W | PJM_ROR | MISO_W | Internal | Summer | B5 | 200 | 709 | 0 | 73.74 | 75.71 | 2 | 0
2015 | PJM_ROR_2_MISO_W | PJM_ROR | MISO_W | Internal | Summer | B6 | 300 | 709 | 0 | 65.83 | 65.58 | 2 | 0
2015 | PJM_ROR_2_MISO_W | PJM_ROR | MISO_W | Internal | Summer | B7 | 400 | 709 | 0 | 57.36 | 55.36 | 2 | 0
2015 | PJM_ROR_2_MISO_W | PJM_ROR | MISO_W | Internal | Summer | B8 | 500 | 709 | 0 | 55.67 | 53.68 | 2 | 0
2015 | PJM_ROR_2_MISO_W | PJM_ROR | MISO_W | Internal | Summer | B9 | 800 | 709 | 0 | 53.66 | 52.97 | 2 | 0
2015 | PJM_ROR_2_MISO_W | PJM_ROR | MISO_W | Internal | Summer | B10 | 1262 | 709 | 0 | 52.04 | 51.99 | 2 | 0
2015 | PJM_ROR_2_MISO_W | PJM_ROR | MISO_W | Internal | Winter | B16 | 25 | 709 | 0 | 77.12 | 75.11 | 2 | 0
2015 | PJM_ROR_2_MISO_W | PJM_ROR | MISO_W | Internal | Winter | B17 | 100 | 709 | 0 | 70.84 | 65.59 | 2 | 0
2015 | PJM_ROR_2_MISO_W | PJM_ROR | MISO_W | Internal | Winter | B18 | 400 | 709 | 0 | 62.05 | 60.04 | 2 | 0
2015 | PJM_ROR_2_MISO_W | PJM_ROR | MISO_W | Internal | Winter | B19 | 700 | 709 | 0 | 60 | 58 | 2 | 0
2015 | PJM_ROR_2_MISO_W | PJM_ROR | MISO_W | Internal | Winter | B20 | 935 | 709 | 0 | 54.98 | 52.98 | 2 | 0
2015 | PJM_ROR_2_MISO_WUMS | PJM_ROR | MISO_WUMS | Internal | Shoulder | B11 | 25 | 1467 | 0 | 74.06 | 62.97 | 2 | 0
2015 | PJM_ROR_2_MISO_WUMS | PJM_ROR | MISO_WUMS | Internal | Shoulder | B12 | 200 | 1467 | 0 | 64.62 | 62.54 | 2 | 0
2015 | PJM_ROR_2_MISO_WUMS | PJM_ROR | MISO_WUMS | Internal | Shoulder | B13 | 600 | 1467 | 0 | 60.35 | 58.35 | 2 | 0
2015 | PJM_ROR_2_MISO_WUMS | PJM_ROR | MISO_WUMS | Internal | Shoulder | B14 | 900 | 1467 | 0 | 57.78 | 55.76 | 2 | 0
2015 | PJM_ROR_2_MISO_WUMS | PJM_ROR | MISO_WUMS | Internal | Shoulder | B15 | 1203 | 1467 | 0 | 54.97 | 54.02 | 2 | 0
2015 | PJM_ROR_2_MISO_WUMS | PJM_ROR | MISO_WUMS | Internal | Summer | B1 | 10 | 1467 | 0 | 93.77 | 91.76 | 2 | 0
2015 | PJM_ROR_2_MISO_WUMS | PJM_ROR | MISO_WUMS | Internal | Summer | B2 | 25 | 1467 | 0 | 90.26 | 88.26 | 2 | 0
2015 | PJM_ROR_2_MISO_WUMS | PJM_ROR | MISO_WUMS | Internal | Summer | B3 | 75 | 1467 | 0 | 89.51 | 87.5 | 2 | 0
2015 | PJM_ROR_2_MISO_WUMS | PJM_ROR | MISO_WUMS | Internal | Summer | B4 | 100 | 1467 | 0 | 84.87 | 82.87 | 2 | 0
2015 | PJM_ROR_2_MISO_WUMS | PJM_ROR | MISO_WUMS | Internal | Summer | B5 | 200 | 1467 | 0 | 73.74 | 62.58 | 2 | 0
2015 | PJM_ROR_2_MISO_WUMS | PJM_ROR | MISO_WUMS | Internal | Summer | B6 | 300 | 1467 | 0 | 65.83 | 62.04 | 2 | 0
2015 | PJM_ROR_2_MISO_WUMS | PJM_ROR | MISO_WUMS | Internal | Summer | B7 | 400 | 1467 | 0 | 57.36 | 55.35 | 2 | 0
2015 | PJM_ROR_2_MISO_WUMS | PJM_ROR | MISO_WUMS | Internal | Summer | B8 | 500 | 1467 | 0 | 55.67 | 53.67 | 2 | 0
2015 | PJM_ROR_2_MISO_WUMS | PJM_ROR | MISO_WUMS | Internal | Summer | B9 | 800 | 1467 | 0 | 53.66 | 52.91 | 2 | 0
2015 | PJM_ROR_2_MISO_WUMS | PJM_ROR | MISO_WUMS | Internal | Summer | B10 | 1262 | 1467 | 0 | 52.04 | 51.97 | 2 | 0
2015 | PJM_ROR_2_MISO_WUMS | PJM_ROR | MISO_WUMS | Internal | Winter | B16 | 25 | 1467 | 0 | 77.12 | 75.1 | 2 | 0
2015 | PJM_ROR_2_MISO_WUMS | PJM_ROR | MISO_WUMS | Internal | Winter | B17 | 100 | 1467 | 0 | 70.84 | 65.57 | 2 | 0
2015 | PJM_ROR_2_MISO_WUMS | PJM_ROR | MISO_WUMS | Internal | Winter | B18 | 400 | 1467 | 0 | 62.05 | 60.04 | 2 | 0
2015 | PJM_ROR_2_MISO_WUMS | PJM_ROR | MISO_WUMS | Internal | Winter | B19 | 700 | 1467 | 0 | 60 | 57.99 | 2 | 0
2015 | PJM_ROR_2_MISO_WUMS | PJM_ROR | MISO_WUMS | Internal | Winter | B20 | 935 | 1467 | 0 | 54.98 | 52.99 | 2 | 0
2015 | PJM_ROR_2_PJM_ROM | PJM_ROR | PJM_ROM | Internal | Shoulder | B11 | 25 | 8000 | 675.45 | 74.06 | 74.08 | 0.01 | 0
2015 | PJM_ROR_2_PJM_ROM | PJM_ROR | PJM_ROM | Internal | Shoulder | B12 | 200 | 8000 | 3880.48 | 64.62 | 64.63 | 0.01 | 0
2015 | PJM_ROR_2_PJM_ROM | PJM_ROR | PJM_ROM | Internal | Shoulder | B13 | 600 | 8000 | 5984.02 | 60.35 | 60.36 | 0.01 | 0
2015 | PJM_ROR_2_PJM_ROM | PJM_ROR | PJM_ROM | Internal | Shoulder | B14 | 900 | 8000 | 8000 | 57.78 | 58.92 | 0.01 | 1.13
2015 | PJM_ROR_2_PJM_ROM | PJM_ROR | PJM_ROM | Internal | Shoulder | B15 | 1203 | 8000 | 6287.29 | 54.97 | 54.98 | 0.01 | 0
2015 | PJM_ROR_2_PJM_ROM | PJM_ROR | PJM_ROM | Internal | Summer | B1 | 10 | 8000 | 7161.2 | 93.77 | 93.79 | 0.01 | 0
2015 | PJM_ROR_2_PJM_ROM | PJM_ROR | PJM_ROM | Internal | Summer | B2 | 25 | 8000 | 6929.72 | 90.26 | 90.27 | 0.01 | 0
2015 | PJM_ROR_2_PJM_ROM | PJM_ROR | PJM_ROM | Internal | Summer | B3 | 75 | 8000 | 1526.1 | 89.51 | 89.53 | 0.01 | 0
2015 | PJM_ROR_2_PJM_ROM | PJM_ROR | PJM_ROM | Internal | Summer | B4 | 100 | 8000 | 872.93 | 84.87 | 84.88 | 0.01 | 0
2015 | PJM_ROR_2_PJM_ROM | PJM_ROR | PJM_ROM | Internal | Summer | B5 | 200 | 8000 | 3865.15 | 73.74 | 73.75 | 0.01 | 0
2015 | PJM_ROR_2_PJM_ROM | PJM_ROR | PJM_ROM | Internal | Summer | B6 | 300 | 8000 | 5218 | 65.83 | 65.84 | 0.01 | 0
2015 | PJM_ROR_2_PJM_ROM | PJM_ROR | PJM_ROM | Internal | Summer | B7 | 400 | 8000 | 8000 | 57.36 | 58.62 | 0.01 | 1.24
2015 | PJM_ROR_2_PJM_ROM | PJM_ROR | PJM_ROM | Internal | Summer | B8 | 500 | 8000 | 8000 | 55.67 | 56.92 | 0.01 | 1.23
2015 | PJM_ROR_2_PJM_ROM | PJM_ROR | PJM_ROM | Internal | Summer | B9 | 800 | 8000 | 8000 | 53.66 | 56.64 | 0.01 | 2.97
2015 | PJM_ROR_2_PJM_ROM | PJM_ROR | PJM_ROM | Internal | Summer | B10 | 1262 | 8000 | 6911.71 | 52.04 | 52.05 | 0.01 | 0
2015 | PJM_ROR_2_PJM_ROM | PJM_ROR | PJM_ROM | Internal | Winter | B16 | 25 | 8000 | 2902.68 | 77.12 | 77.13 | 0.01 | 0
2015 | PJM_ROR_2_PJM_ROM | PJM_ROR | PJM_ROM | Internal | Winter | B17 | 100 | 8000 | 5435.63 | 70.84 | 70.85 | 0.01 | 0
2015 | PJM_ROR_2_PJM_ROM | PJM_ROR | PJM_ROM | Internal | Winter | B18 | 400 | 8000 | 8000 | 62.05 | 64.69 | 0.01 | 2.63
2015 | PJM_ROR_2_PJM_ROM | PJM_ROR | PJM_ROM | Internal | Winter | B19 | 700 | 8000 | 8000 | 60 | 64.13 | 0.01 | 4.12
2015 | PJM_ROR_2_PJM_ROM | PJM_ROR | PJM_ROM | Internal | Winter | B20 | 935 | 8000 | 8000 | 54.98 | 55.95 | 0.01 | 0.96
2015 | PJM_ROR_2_TVA_Transmission | PJM_ROR | TVA_Transmission | Internal | Shoulder | B11 | 25 | 2500 | 627.89 | 74.06 | 80.06 | 6 | 0
2015 | PJM_ROR_2_TVA_Transmission | PJM_ROR | TVA_Transmission | Internal | Shoulder | B12 | 200 | 2500 | 0 | 64.62 | 65.5 | 6 | 0
2015 | PJM_ROR_2_TVA_Transmission | PJM_ROR | TVA_Transmission | Internal | Shoulder | B13 | 600 | 2500 | 0 | 60.35 | 62.77 | 6 | 0
2015 | PJM_ROR_2_TVA_Transmission | PJM_ROR | TVA_Transmission | Internal | Shoulder | B14 | 900 | 2500 | 0 | 57.78 | 62.31 | 6 | 0
2015 | PJM_ROR_2_TVA_Transmission | PJM_ROR | TVA_Transmission | Internal | Shoulder | B15 | 1203 | 2500 | 251.96 | 54.97 | 60.97 | 6 | 0
2015 | PJM_ROR_2_TVA_Transmission | PJM_ROR | TVA_Transmission | Internal | Summer | B1 | 10 | 2500 | 2183.4 | 93.77 | 99.77 | 6 | 0
2015 | PJM_ROR_2_TVA_Transmission | PJM_ROR | TVA_Transmission | Internal | Summer | B2 | 25 | 2500 | 2500 | 90.26 | 96.74 | 6 | 0.48
2015 | PJM_ROR_2_TVA_Transmission | PJM_ROR | TVA_Transmission | Internal | Summer | B3 | 75 | 2500 | 1374.31 | 89.51 | 95.51 | 6 | 0
2015 | PJM_ROR_2_TVA_Transmission | PJM_ROR | TVA_Transmission | Internal | Summer | B4 | 100 | 2500 | 825.72 | 84.87 | 90.87 | 6 | 0
2015 | PJM_ROR_2_TVA_Transmission | PJM_ROR | TVA_Transmission | Internal | Summer | B5 | 200 | 2500 | 0 | 73.74 | 79.7 | 6 | 0
2015 | PJM_ROR_2_TVA_Transmission | PJM_ROR | TVA_Transmission | Internal | Summer | B6 | 300 | 2500 | 0 | 65.83 | 69.83 | 6 | 0
2015 | PJM_ROR_2_TVA_Transmission | PJM_ROR | TVA_Transmission | Internal | Summer | B7 | 400 | 2500 | 0 | 57.36 | 62.09 | 6 | 0
2015 | PJM_ROR_2_TVA_Transmission | PJM_ROR | TVA_Transmission | Internal | Summer | B8 | 500 | 2500 | 0 | 55.67 | 60.87 | 6 | 0
2015 | PJM_ROR_2_TVA_Transmission | PJM_ROR | TVA_Transmission | Internal | Summer | B9 | 800 | 2500 | 165.65 | 53.66 | 59.66 | 6 | 0
2015 | PJM_ROR_2_TVA_Transmission | PJM_ROR | TVA_Transmission | Internal | Summer | B10 | 1262 | 2500 | 0 | 52.04 | 57.98 | 6 | 0
2015 | PJM_ROR_2_TVA_Transmission | PJM_ROR | TVA_Transmission | Internal | Winter | B16 | 25 | 2500 | 589.27 | 77.12 | 83.12 | 6 | 0
2015 | PJM_ROR_2_TVA_Transmission | PJM_ROR | TVA_Transmission | Internal | Winter | B17 | 100 | 2500 | 0 | 70.84 | 69.48 | 6 | 0
2015 | PJM_ROR_2_TVA_Transmission | PJM_ROR | TVA_Transmission | Internal | Winter | B18 | 400 | 2500 | 0 | 62.05 | 65.5 | 6 | 0
2015 | PJM_ROR_2_TVA_Transmission | PJM_ROR | TVA_Transmission | Internal | Winter | B19 | 700 | 2500 | 0 | 60 | 64.45 | 6 | 0
2015 | PJM_ROR_2_TVA_Transmission | PJM_ROR | TVA_Transmission | Internal | Winter | B20 | 935 | 2500 | 1816.73 | 54.98 | 60.98 | 6 | 0
2015 | PJM_ROR_2_VACAR | PJM_ROR | VACAR | Internal | Shoulder | B11 | 25 | 3000 | 0 | 74.06 | 78.22 | 6 | 0
2015 | PJM_ROR_2_VACAR | PJM_ROR | VACAR | Internal | Shoulder | B12 | 200 | 3000 | 0 | 64.62 | 66.56 | 6 | 0
2015 | PJM_ROR_2_VACAR | PJM_ROR | VACAR | Internal | Shoulder | B13 | 600 | 3000 | 0 | 60.35 | 62.92 | 6 | 0
2015 | PJM_ROR_2_VACAR | PJM_ROR | VACAR | Internal | Shoulder | B14 | 900 | 3000 | 0 | 57.78 | 62.92 | 6 | 0
2015 | PJM_ROR_2_VACAR | PJM_ROR | VACAR | Internal | Shoulder | B15 | 1203 | 3000 | 0 | 54.97 | 54.92 | 6 | 0
2015 | PJM_ROR_2_VACAR | PJM_ROR | VACAR | Internal | Summer | B1 | 10 | 3000 | 3000 | 93.77 | 100.71 | 6 | 0.94
2015 | PJM_ROR_2_VACAR | PJM_ROR | VACAR | Internal | Summer | B2 | 25 | 3000 | 3000 | 90.26 | 100.71 | 6 | 4.45
2015 | PJM_ROR_2_VACAR | PJM_ROR | VACAR | Internal | Summer | B3 | 75 | 3000 | 3000 | 89.51 | 100.71 | 6 | 5.2
2015 | PJM_ROR_2_VACAR | PJM_ROR | VACAR | Internal | Summer | B4 | 100 | 3000 | 2310.99 | 84.87 | 90.87 | 6 | 0
2015 | PJM_ROR_2_VACAR | PJM_ROR | VACAR | Internal | Summer | B5 | 200 | 3000 | 3000 | 73.74 | 81.63 | 6 | 1.89
2015 | PJM_ROR_2_VACAR | PJM_ROR | VACAR | Internal | Summer | B6 | 300 | 3000 | 1522.27 | 65.83 | 71.83 | 6 | 0
2015 | PJM_ROR_2_VACAR | PJM_ROR | VACAR | Internal | Summer | B7 | 400 | 3000 | 2096.27 | 57.36 | 63.36 | 6 | 0
2015 | PJM_ROR_2_VACAR | PJM_ROR | VACAR | Internal | Summer | B8 | 500 | 3000 | 0 | 55.67 | 61.18 | 6 | 0
2015 | PJM_ROR_2_VACAR | PJM_ROR | VACAR | Internal | Summer | B9 | 800 | 3000 | 0 | 53.66 | 58.95 | 6 | 0
2015 | PJM_ROR_2_VACAR | PJM_ROR | VACAR | Internal | Summer | B10 | 1262 | 3000 | 0 | 52.04 | 53.44 | 6 | 0
2015 | PJM_ROR_2_VACAR | PJM_ROR | VACAR | Internal | Winter | B16 | 25 | 3000 | 2492.18 | 77.12 | 83.12 | 6 | 0
2015 | PJM_ROR_2_VACAR | PJM_ROR | VACAR | Internal | Winter | B17 | 100 | 3000 | 460.86 | 70.84 | 76.84 | 6 | 0
2015 | PJM_ROR_2_VACAR | PJM_ROR | VACAR | Internal | Winter | B18 | 400 | 3000 | 0 | 62.05 | 66.87 | 6 | 0
2015 | PJM_ROR_2_VACAR | PJM_ROR | VACAR | Internal | Winter | B19 | 700 | 3000 | 0 | 60 | 65.54 | 6 | 0
2015 | PJM_ROR_2_VACAR | PJM_ROR | VACAR | Internal | Winter | B20 | 935 | 3000 | 0 | 54.98 | 58.28 | 6 | 0
2015 | PJM_ROM_2_NYISO_A-F | PJM_ROM | NYISO_A-F | Internal | Shoulder | B11 | 25 | 2000 | 0 | 74.08 | 60.53 | 6 | 0
2015 | PJM_ROM_2_NYISO_A-F | PJM_ROM | NYISO_A-F | Internal | Shoulder | B12 | 200 | 2000 | 0 | 64.63 | 58.8 | 6 | 0
2015 | PJM_ROM_2_NYISO_A-F | PJM_ROM | NYISO_A-F | Internal | Shoulder | B13 | 600 | 2000 | 0 | 60.36 | 57.82 | 6 | 0
2015 | PJM_ROM_2_NYISO_A-F | PJM_ROM | NYISO_A-F | Internal | Shoulder | B14 | 900 | 2000 | 0 | 58.92 | 56.88 | 6 | 0
2015 | PJM_ROM_2_NYISO_A-F | PJM_ROM | NYISO_A-F | Internal | Shoulder | B15 | 1203 | 2000 | 0 | 54.98 | 56.88 | 6 | 0
2015 | PJM_ROM_2_NYISO_A-F | PJM_ROM | NYISO_A-F | Internal | Summer | B1 | 10 | 2000 | 0 | 93.79 | 85.79 | 6 | 0
2015 | PJM_ROM_2_NYISO_A-F | PJM_ROM | NYISO_A-F | Internal | Summer | B2 | 25 | 2000 | 0 | 90.27 | 82.27 | 6 | 0
2015 | PJM_ROM_2_NYISO_A-F | PJM_ROM | NYISO_A-F | Internal | Summer | B3 | 75 | 2000 | 0 | 89.53 | 76.03 | 6 | 0
2015 | PJM_ROM_2_NYISO_A-F | PJM_ROM | NYISO_A-F | Internal | Summer | B4 | 100 | 2000 | 0 | 84.88 | 68.88 | 6 | 0
2015 | PJM_ROM_2_NYISO_A-F | PJM_ROM | NYISO_A-F | Internal | Summer | B5 | 200 | 2000 | 0 | 73.75 | 64.55 | 6 | 0
2015 | PJM_ROM_2_NYISO_A-F | PJM_ROM | NYISO_A-F | Internal | Summer | B6 | 300 | 2000 | 0 | 65.84 | 57.84 | 6 | 0
2015 | PJM_ROM_2_NYISO_A-F | PJM_ROM | NYISO_A-F | Internal | Summer | B7 | 400 | 2000 | 0 | 58.62 | 56.12 | 6 | 0
2015 | PJM_ROM_2_NYISO_A-F | PJM_ROM | NYISO_A-F | Internal | Summer | B8 | 500 | 2000 | 0 | 56.92 | 56.1 | 6 | 0
2015 | PJM_ROM_2_NYISO_A-F | PJM_ROM | NYISO_A-F | Internal | Summer | B9 | 800 | 2000 | 0 | 56.64 | 55.24 | 6 | 0
2015 | PJM_ROM_2_NYISO_A-F | PJM_ROM | NYISO_A-F | Internal | Summer | B10 | 1262 | 2000 | 0 | 52.05 | 55.24 | 6 | 0
2015 | PJM_ROM_2_NYISO_A-F | PJM_ROM | NYISO_A-F | Internal | Winter | B16 | 25 | 2000 | 0 | 77.13 | 67.64 | 6 | 0
2015 | PJM_ROM_2_NYISO_A-F | PJM_ROM | NYISO_A-F | Internal | Winter | B17 | 100 | 2000 | 0 | 70.85 | 62.85 | 6 | 0
2015 | PJM_ROM_2_NYISO_A-F | PJM_ROM | NYISO_A-F | Internal | Winter | B18 | 400 | 2000 | 0 | 64.69 | 61.59 | 6 | 0
2015 | PJM_ROM_2_NYISO_A-F | PJM_ROM | NYISO_A-F | Internal | Winter | B19 | 700 | 2000 | 0 | 64.13 | 61.59 | 6 | 0
2015 | PJM_ROM_2_NYISO_A-F | PJM_ROM | NYISO_A-F | Internal | Winter | B20 | 935 | 2000 | 0 | 55.95 | 61.59 | 6 | 0
2015 | PJM_ROM_2_PJM_E | PJM_ROM | PJM_E | Internal | Shoulder | B11 | 25 | 8000 | 0 | 74.08 | 74.06 | 0.01 | 0
2015 | PJM_ROM_2_PJM_E | PJM_ROM | PJM_E | Internal | Shoulder | B12 | 200 | 8000 | 0 | 64.63 | 64.62 | 0.01 | 0
2015 | PJM_ROM_2_PJM_E | PJM_ROM | PJM_E | Internal | Shoulder | B13 | 600 | 8000 | 0 | 60.36 | 60.35 | 0.01 | 0
2015 | PJM_ROM_2_PJM_E | PJM_ROM | PJM_E | Internal | Shoulder | B14 | 900 | 8000 | 0 | 58.92 | 58.91 | 0.01 | 0
2015 | PJM_ROM_2_PJM_E | PJM_ROM | PJM_E | Internal | Shoulder | B15 | 1203 | 8000 | 249.82 | 54.98 | 54.99 | 0.01 | 0
2015 | PJM_ROM_2_PJM_E | PJM_ROM | PJM_E | Internal | Summer | B1 | 10 | 8000 | 1716.15 | 93.79 | 93.8 | 0.01 | 0
2015 | PJM_ROM_2_PJM_E | PJM_ROM | PJM_E | Internal | Summer | B2 | 25 | 8000 | 2045.23 | 90.27 | 90.28 | 0.01 | 0
2015 | PJM_ROM_2_PJM_E | PJM_ROM | PJM_E | Internal | Summer | B3 | 75 | 8000 | 0 | 89.53 | 89.51 | 0.01 | 0
2015 | PJM_ROM_2_PJM_E | PJM_ROM | PJM_E | Internal | Summer | B4 | 100 | 8000 | 0 | 84.88 | 84.87 | 0.01 | 0
2015 | PJM_ROM_2_PJM_E | PJM_ROM | PJM_E | Internal | Summer | B5 | 200 | 8000 | 0 | 73.75 | 73.74 | 0.01 | 0
2015 | PJM_ROM_2_PJM_E | PJM_ROM | PJM_E | Internal | Summer | B6 | 300 | 8000 | 26.35 | 65.84 | 65.85 | 0.01 | 0
2015 | PJM_ROM_2_PJM_E | PJM_ROM | PJM_E | Internal | Summer | B7 | 400 | 8000 | 1101.71 | 58.62 | 58.63 | 0.01 | 0
2015 | PJM_ROM_2_PJM_E | PJM_ROM | PJM_E | Internal | Summer | B8 | 500 | 8000 | 145.14 | 56.92 | 56.93 | 0.01 | 0
2015 | PJM_ROM_2_PJM_E | PJM_ROM | PJM_E | Internal | Summer | B9 | 800 | 8000 | 146.07 | 56.64 | 56.65 | 0.01 | 0
2015 | PJM_ROM_2_PJM_E | PJM_ROM | PJM_E | Internal | Summer | B10 | 1262 | 8000 | 0 | 52.05 | 52.04 | 0.01 | 0
2015 | PJM_ROM_2_PJM_E | PJM_ROM | PJM_E | Internal | Winter | B16 | 25 | 8000 | 0 | 77.13 | 77.12 | 0.01 | 0
2015 | PJM_ROM_2_PJM_E | PJM_ROM | PJM_E | Internal | Winter | B17 | 100 | 8000 | 0 | 70.85 | 70.84 | 0.01 | 0
2015 | PJM_ROM_2_PJM_E | PJM_ROM | PJM_E | Internal | Winter | B18 | 400 | 8000 | 1702.76 | 64.69 | 64.7 | 0.01 | 0
2015 | PJM_ROM_2_PJM_E | PJM_ROM | PJM_E | Internal | Winter | B19 | 700 | 8000 | 2212.14 | 64.13 | 64.14 | 0.01 | 0
2015 | PJM_ROM_2_PJM_E | PJM_ROM | PJM_E | Internal | Winter | B20 | 935 | 8000 | 1437.01 | 55.95 | 55.96 | 0.01 | 0
2015 | PJM_ROM_2_PJM_ROR | PJM_ROM | PJM_ROR | Internal | Shoulder | B11 | 25 | 8000 | 0 | 74.08 | 74.06 | 0.01 | 0
2015 | PJM_ROM_2_PJM_ROR | PJM_ROM | PJM_ROR | Internal | Shoulder | B12 | 200 | 8000 | 0 | 64.63 | 64.62 | 0.01 | 0
2015 | PJM_ROM_2_PJM_ROR | PJM_ROM | PJM_ROR | Internal | Shoulder | B13 | 600 | 8000 | 0 | 60.36 | 60.35 | 0.01 | 0
2015 | PJM_ROM_2_PJM_ROR | PJM_ROM | PJM_ROR | Internal | Shoulder | B14 | 900 | 8000 | 0 | 58.92 | 57.78 | 0.01 | 0
2015 | PJM_ROM_2_PJM_ROR | PJM_ROM | PJM_ROR | Internal | Shoulder | B15 | 1203 | 8000 | 0 | 54.98 | 54.97 | 0.01 | 0
2015 | PJM_ROM_2_PJM_ROR | PJM_ROM | PJM_ROR | Internal | Summer | B1 | 10 | 8000 | 0 | 93.79 | 93.77 | 0.01 | 0
2015 | PJM_ROM_2_PJM_ROR | PJM_ROM | PJM_ROR | Internal | Summer | B2 | 25 | 8000 | 0 | 90.27 | 90.26 | 0.01 | 0
2015 | PJM_ROM_2_PJM_ROR | PJM_ROM | PJM_ROR | Internal | Summer | B3 | 75 | 8000 | 0 | 89.53 | 89.51 | 0.01 | 0
2015 | PJM_ROM_2_PJM_ROR | PJM_ROM | PJM_ROR | Internal | Summer | B4 | 100 | 8000 | 0 | 84.88 | 84.87 | 0.01 | 0
2015 | PJM_ROM_2_PJM_ROR | PJM_ROM | PJM_ROR | Internal | Summer | B5 | 200 | 8000 | 0 | 73.75 | 73.74 | 0.01 | 0
2015 | PJM_ROM_2_PJM_ROR | PJM_ROM | PJM_ROR | Internal | Summer | B6 | 300 | 8000 | 0 | 65.84 | 65.83 | 0.01 | 0
2015 | PJM_ROM_2_PJM_ROR | PJM_ROM | PJM_ROR | Internal | Summer | B7 | 400 | 8000 | 0 | 58.62 | 57.36 | 0.01 | 0
2015 | PJM_ROM_2_PJM_ROR | PJM_ROM | PJM_ROR | Internal | Summer | B8 | 500 | 8000 | 0 | 56.92 | 55.67 | 0.01 | 0
2015 | PJM_ROM_2_PJM_ROR | PJM_ROM | PJM_ROR | Internal | Summer | B9 | 800 | 8000 | 0 | 56.64 | 53.66 | 0.01 | 0
2015 | PJM_ROM_2_PJM_ROR | PJM_ROM | PJM_ROR | Internal | Summer | B10 | 1262 | 8000 | 0 | 52.05 | 52.04 | 0.01 | 0
2015 | PJM_ROM_2_PJM_ROR | PJM_ROM | PJM_ROR | Internal | Winter | B16 | 25 | 8000 | 0 | 77.13 | 77.12 | 0.01 | 0
2015 | PJM_ROM_2_PJM_ROR | PJM_ROM | PJM_ROR | Internal | Winter | B17 | 100 | 8000 | 0 | 70.85 | 70.84 | 0.01 | 0
2015 | PJM_ROM_2_PJM_ROR | PJM_ROM | PJM_ROR | Internal | Winter | B18 | 400 | 8000 | 0 | 64.69 | 62.05 | 0.01 | 0
2015 | PJM_ROM_2_PJM_ROR | PJM_ROM | PJM_ROR | Internal | Winter | B19 | 700 | 8000 | 0 | 64.13 | 60 | 0.01 | 0
2015 | PJM_ROM_2_PJM_ROR | PJM_ROM | PJM_ROR | Internal | Winter | B20 | 935 | 8000 | 0 | 55.95 | 54.98 | 0.01 | 0
2015 | SOCO_2_ENT | SOCO | ENT | Internal | Shoulder | B11 | 25 | 2400 | 0 | 85.22 | 77.22 | 10 | 0
2015 | SOCO_2_ENT | SOCO | ENT | Internal | Shoulder | B12 | 200 | 2400 | 0 | 64.49 | 59.47 | 10 | 0
2015 | SOCO_2_ENT | SOCO | ENT | Internal | Shoulder | B13 | 600 | 2400 | 0 | 61.88 | 59.47 | 10 | 0
2015 | SOCO_2_ENT | SOCO | ENT | Internal | Shoulder | B14 | 900 | 2400 | 0 | 61.88 | 57.49 | 10 | 0
2015 | SOCO_2_ENT | SOCO | ENT | Internal | Shoulder | B15 | 1203 | 2400 | 0 | 59.72 | 57.49 | 10 | 0
2015 | SOCO_2_ENT | SOCO | ENT | Internal | Summer | B1 | 10 | 2400 | 0 | 99.77 | 91.77 | 10 | 0
2015 | SOCO_2_ENT | SOCO | ENT | Internal | Summer | B2 | 25 | 2400 | 0 | 97.87 | 89.87 | 10 | 0
2015 | SOCO_2_ENT | SOCO | ENT | Internal | Summer | B3 | 75 | 2400 | 0 | 97.87 | 89.87 | 10 | 0
2015 | SOCO_2_ENT | SOCO | ENT | Internal | Summer | B4 | 100 | 2400 | 0 | 97.87 | 88.01 | 10 | 0
2015 | SOCO_2_ENT | SOCO | ENT | Internal | Summer | B5 | 200 | 2400 | 0 | 88.63 | 80.63 | 10 | 0
2015 | SOCO_2_ENT | SOCO | ENT | Internal | Summer | B6 | 300 | 2400 | 0 | 78.83 | 64.59 | 10 | 0
2015 | SOCO_2_ENT | SOCO | ENT | Internal | Summer | B7 | 400 | 2400 | 0 | 70.36 | 58.69 | 10 | 0
2015 | SOCO_2_ENT | SOCO | ENT | Internal | Summer | B8 | 500 | 2400 | 0 | 66.69 | 58.69 | 10 | 0
2015 | SOCO_2_ENT | SOCO | ENT | Internal | Summer | B9 | 800 | 2400 | 0 | 60.67 | 56.32 | 10 | 0
2015 | SOCO_2_ENT | SOCO | ENT | Internal | Summer | B10 | 1262 | 2400 | 0 | 58.55 | 56.32 | 10 | 0
2015 | SOCO_2_ENT | SOCO | ENT | Internal | Winter | B16 | 25 | 2400 | 0 | 85.18 | 75.12 | 10 | 0
2015 | SOCO_2_ENT | SOCO | ENT | Internal | Winter | B17 | 100 | 2400 | 0 | 67.23 | 61.89 | 10 | 0
2015 | SOCO_2_ENT | SOCO | ENT | Internal | Winter | B18 | 400 | 2400 | 0 | 64.36 | 60.29 | 10 | 0
2015 | SOCO_2_ENT | SOCO | ENT | Internal | Winter | B19 | 700 | 2400 | 0 | 64.36 | 59.83 | 10 | 0
2015 | SOCO_2_ENT | SOCO | ENT | Internal | Winter | B20 | 935 | 2400 | 0 | 62.11 | 59.83 | 10 | 0
2015 | SOCO_2_FRCC | SOCO | FRCC | Internal | Shoulder | B11 | 25 | 3700 | 1781.21 | 85.22 | 95.22 | 10 | 0
2015 | SOCO_2_FRCC | SOCO | FRCC | Internal | Shoulder | B12 | 200 | 3700 | 0 | 64.49 | 66.91 | 10 | 0
2015 | SOCO_2_FRCC | SOCO | FRCC | Internal | Shoulder | B13 | 600 | 3700 | 0 | 61.88 | 64.13 | 10 | 0
2015 | SOCO_2_FRCC | SOCO | FRCC | Internal | Shoulder | B14 | 900 | 3700 | 0 | 61.88 | 64.13 | 10 | 0
2015 | SOCO_2_FRCC | SOCO | FRCC | Internal | Shoulder | B15 | 1203 | 3700 | 0 | 59.72 | 64.13 | 10 | 0
2015 | SOCO_2_FRCC | SOCO | FRCC | Internal | Summer | B1 | 10 | 3700 | 0 | 99.77 | 103.87 | 10 | 0
2015 | SOCO_2_FRCC | SOCO | FRCC | Internal | Summer | B2 | 25 | 3700 | 0 | 97.87 | 103.87 | 10 | 0
2015 | SOCO_2_FRCC | SOCO | FRCC | Internal | Summer | B3 | 75 | 3700 | 0 | 97.87 | 103.87 | 10 | 0
2015 | SOCO_2_FRCC | SOCO | FRCC | Internal | Summer | B4 | 100 | 3700 | 0 | 97.87 | 101.64 | 10 | 0
2015 | SOCO_2_FRCC | SOCO | FRCC | Internal | Summer | B5 | 200 | 3700 | 1122.62 | 88.63 | 98.63 | 10 | 0
2015 | SOCO_2_FRCC | SOCO | FRCC | Internal | Summer | B6 | 300 | 3700 | 0 | 78.83 | 75.5 | 10 | 0
2015 | SOCO_2_FRCC | SOCO | FRCC | Internal | Summer | B7 | 400 | 3700 | 0 | 70.36 | 66.21 | 10 | 0
2015 | SOCO_2_FRCC | SOCO | FRCC | Internal | Summer | B8 | 500 | 3700 | 0 | 66.69 | 66.21 | 10 | 0
2015 | SOCO_2_FRCC | SOCO | FRCC | Internal | Summer | B9 | 800 | 3700 | 0 | 60.67 | 63.46 | 10 | 0
2015 | SOCO_2_FRCC | SOCO | FRCC | Internal | Summer | B10 | 1262 | 3700 | 0 | 58.55 | 63.46 | 10 | 0
2015 | SOCO_2_FRCC | SOCO | FRCC | Internal | Winter | B16 | 25 | 3700 | 0 | 85.18 | 78.72 | 10 | 0
2015 | SOCO_2_FRCC | SOCO | FRCC | Internal | Winter | B17 | 100 | 3700 | 0 | 67.23 | 66.31 | 10 | 0
2015 | SOCO_2_FRCC | SOCO | FRCC | Internal | Winter | B18 | 400 | 3700 | 0 | 64.36 | 66.15 | 10 | 0
2015 | SOCO_2_FRCC | SOCO | FRCC | Internal | Winter | B19 | 700 | 3700 | 0 | 64.36 | 66.15 | 10 | 0
2015 | SOCO_2_FRCC | SOCO | FRCC | Internal | Winter | B20 | 935 | 3700 | 0 | 62.11 | 66.15 | 10 | 0
2015 | SOCO_2_TVA_Transmission | SOCO | TVA_Transmission | Internal | Shoulder | B11 | 25 | 2600 | 0 | 85.22 | 80.06 | 10 | 0
2015 | SOCO_2_TVA_Transmission | SOCO | TVA_Transmission | Internal | Shoulder | B12 | 200 | 2600 | 0 | 64.49 | 65.5 | 10 | 0
2015 | SOCO_2_TVA_Transmission | SOCO | TVA_Transmission | Internal | Shoulder | B13 | 600 | 2600 | 0 | 61.88 | 62.77 | 10 | 0
2015 | SOCO_2_TVA_Transmission | SOCO | TVA_Transmission | Internal | Shoulder | B14 | 900 | 2600 | 0 | 61.88 | 62.31 | 10 | 0
2015 | SOCO_2_TVA_Transmission | SOCO | TVA_Transmission | Internal | Shoulder | B15 | 1203 | 2600 | 0 | 59.72 | 60.97 | 10 | 0
2015 | SOCO_2_TVA_Transmission | SOCO | TVA_Transmission | Internal | Summer | B1 | 10 | 2600 | 0 | 99.77 | 99.77 | 10 | 0
2015 | SOCO_2_TVA_Transmission | SOCO | TVA_Transmission | Internal | Summer | B2 | 25 | 2600 | 0 | 97.87 | 96.74 | 10 | 0
2015 | SOCO_2_TVA_Transmission | SOCO | TVA_Transmission | Internal | Summer | B3 | 75 | 2600 | 0 | 97.87 | 95.51 | 10 | 0
2015 | SOCO_2_TVA_Transmission | SOCO | TVA_Transmission | Internal | Summer | B4 | 100 | 2600 | 0 | 97.87 | 90.87 | 10 | 0
2015 | SOCO_2_TVA_Transmission | SOCO | TVA_Transmission | Internal | Summer | B5 | 200 | 2600 | 0 | 88.63 | 79.7 | 10 | 0
2015 | SOCO_2_TVA_Transmission | SOCO | TVA_Transmission | Internal | Summer | B6 | 300 | 2600 | 0 | 78.83 | 69.83 | 10 | 0
2015 | SOCO_2_TVA_Transmission | SOCO | TVA_Transmission | Internal | Summer | B7 | 400 | 2600 | 0 | 70.36 | 62.09 | 10 | 0
2015 | SOCO_2_TVA_Transmission | SOCO | TVA_Transmission | Internal | Summer | B8 | 500 | 2600 | 0 | 66.69 | 60.87 | 10 | 0
2015 | SOCO_2_TVA_Transmission | SOCO | TVA_Transmission | Internal | Summer | B9 | 800 | 2600 | 0 | 60.67 | 59.66 | 10 | 0
2015 | SOCO_2_TVA_Transmission | SOCO | TVA_Transmission | Internal | Summer | B10 | 1262 | 2600 | 0 | 58.55 | 57.98 | 10 | 0
2015 | SOCO_2_TVA_Transmission | SOCO | TVA_Transmission | Internal | Winter | B16 | 25 | 2600 | 0 | 85.18 | 83.12 | 10 | 0
2015 | SOCO_2_TVA_Transmission | SOCO | TVA_Transmission | Internal | Winter | B17 | 100 | 2600 | 0 | 67.23 | 69.48 | 10 | 0
2015 | SOCO_2_TVA_Transmission | SOCO | TVA_Transmission | Internal | Winter | B18 | 400 | 2600 | 0 | 64.36 | 65.5 | 10 | 0
2015 | SOCO_2_TVA_Transmission | SOCO | TVA_Transmission | Internal | Winter | B19 | 700 | 2600 | 0 | 64.36 | 64.45 | 10 | 0
2015 | SOCO_2_TVA_Transmission | SOCO | TVA_Transmission | Internal | Winter | B20 | 935 | 2600 | 0 | 62.11 | 60.98 | 10 | 0
2015 | SOCO_2_VACAR | SOCO | VACAR | Internal | Shoulder | B11 | 25 | 2000 | 0 | 85.22 | 78.22 | 10 | 0
2015 | SOCO_2_VACAR | SOCO | VACAR | Internal | Shoulder | B12 | 200 | 2000 | 0 | 64.49 | 66.56 | 10 | 0
2015 | SOCO_2_VACAR | SOCO | VACAR | Internal | Shoulder | B13 | 600 | 2000 | 0 | 61.88 | 62.92 | 10 | 0
2015 | SOCO_2_VACAR | SOCO | VACAR | Internal | Shoulder | B14 | 900 | 2000 | 0 | 61.88 | 62.92 | 10 | 0
2015 | SOCO_2_VACAR | SOCO | VACAR | Internal | Shoulder | B15 | 1203 | 2000 | 0 | 59.72 | 54.92 | 10 | 0
2015 | SOCO_2_VACAR | SOCO | VACAR | Internal | Summer | B1 | 10 | 2000 | 0 | 99.77 | 100.71 | 10 | 0
2015 | SOCO_2_VACAR | SOCO | VACAR | Internal | Summer | B2 | 25 | 2000 | 0 | 97.87 | 100.71 | 10 | 0
2015 | SOCO_2_VACAR | SOCO | VACAR | Internal | Summer | B3 | 75 | 2000 | 0 | 97.87 | 100.71 | 10 | 0
2015 | SOCO_2_VACAR | SOCO | VACAR | Internal | Summer | B4 | 100 | 2000 | 0 | 97.87 | 90.87 | 10 | 0
2015 | SOCO_2_VACAR | SOCO | VACAR | Internal | Summer | B5 | 200 | 2000 | 0 | 88.63 | 81.63 | 10 | 0
2015 | SOCO_2_VACAR | SOCO | VACAR | Internal | Summer | B6 | 300 | 2000 | 0 | 78.83 | 71.83 | 10 | 0
2015 | SOCO_2_VACAR | SOCO | VACAR | Internal | Summer | B7 | 400 | 2000 | 0 | 70.36 | 63.36 | 10 | 0
2015 | SOCO_2_VACAR | SOCO | VACAR | Internal | Summer | B8 | 500 | 2000 | 0 | 66.69 | 61.18 | 10 | 0
2015 | SOCO_2_VACAR | SOCO | VACAR | Internal | Summer | B9 | 800 | 2000 | 0 | 60.67 | 58.95 | 10 | 0
2015 | SOCO_2_VACAR | SOCO | VACAR | Internal | Summer | B10 | 1262 | 2000 | 0 | 58.55 | 53.44 | 10 | 0
2015 | SOCO_2_VACAR | SOCO | VACAR | Internal | Winter | B16 | 25 | 2000 | 0 | 85.18 | 83.12 | 10 | 0
2015 | SOCO_2_VACAR | SOCO | VACAR | Internal | Winter | B17 | 100 | 2000 | 0 | 67.23 | 76.84 | 10 | 0
2015 | SOCO_2_VACAR | SOCO | VACAR | Internal | Winter | B18 | 400 | 2000 | 0 | 64.36 | 66.87 | 10 | 0
2015 | SOCO_2_VACAR | SOCO | VACAR | Internal | Winter | B19 | 700 | 2000 | 0 | 64.36 | 65.54 | 10 | 0
2015 | SOCO_2_VACAR | SOCO | VACAR | Internal | Winter | B20 | 935 | 2000 | 0 | 62.11 | 58.28 | 10 | 0
2015 | SPP_N_2_ENT | SPP_N | ENT | Internal | Shoulder | B11 | 25 | 1800 | 0 | 83.06 | 77.22 | 5 | 0
2015 | SPP_N_2_ENT | SPP_N | ENT | Internal | Shoulder | B12 | 200 | 1800 | 0 | 60.03 | 59.47 | 5 | 0
2015 | SPP_N_2_ENT | SPP_N | ENT | Internal | Shoulder | B13 | 600 | 1800 | 0 | 58.31 | 59.47 | 5 | 0
2015 | SPP_N_2_ENT | SPP_N | ENT | Internal | Shoulder | B14 | 900 | 1800 | 0 | 57.38 | 57.49 | 5 | 0
2015 | SPP_N_2_ENT | SPP_N | ENT | Internal | Shoulder | B15 | 1203 | 1800 | 0 | 57.38 | 57.49 | 5 | 0
2015 | SPP_N_2_ENT | SPP_N | ENT | Internal | Summer | B1 | 10 | 1800 | 0 | 92.6 | 91.77 | 5 | 0
2015 | SPP_N_2_ENT | SPP_N | ENT | Internal | Summer | B2 | 25 | 1800 | 0 | 92.6 | 89.87 | 5 | 0
2015 | SPP_N_2_ENT | SPP_N | ENT | Internal | Summer | B3 | 75 | 1800 | 0 | 91.39 | 89.87 | 5 | 0
2015 | SPP_N_2_ENT | SPP_N | ENT | Internal | Summer | B4 | 100 | 1800 | 0 | 86.87 | 88.01 | 5 | 0
2015 | SPP_N_2_ENT | SPP_N | ENT | Internal | Summer | B5 | 200 | 1800 | 0 | 81.21 | 80.63 | 5 | 0
2015 | SPP_N_2_ENT | SPP_N | ENT | Internal | Summer | B6 | 300 | 1800 | 0 | 72.58 | 64.59 | 5 | 0
2015 | SPP_N_2_ENT | SPP_N | ENT | Internal | Summer | B7 | 400 | 1800 | 0 | 62.36 | 58.69 | 5 | 0
2015 | SPP_N_2_ENT | SPP_N | ENT | Internal | Summer | B8 | 500 | 1800 | 0 | 58.7 | 58.69 | 5 | 0
2015 | SPP_N_2_ENT | SPP_N | ENT | Internal | Summer | B9 | 800 | 1800 | 0 | 56.11 | 56.32 | 5 | 0
2015 | SPP_N_2_ENT | SPP_N | ENT | Internal | Summer | B10 | 1262 | 1800 | 0 | 54.59 | 56.32 | 5 | 0
2015 | SPP_N_2_ENT | SPP_N | ENT | Internal | Winter | B16 | 25 | 1800 | 152.56 | 70.12 | 75.12 | 5 | 0
2015 | SPP_N_2_ENT | SPP_N | ENT | Internal | Winter | B17 | 100 | 1800 | 0 | 60.6 | 61.89 | 5 | 0
2015 | SPP_N_2_ENT | SPP_N | ENT | Internal | Winter | B18 | 400 | 1800 | 0 | 59.86 | 60.29 | 5 | 0
2015 | SPP_N_2_ENT | SPP_N | ENT | Internal | Winter | B19 | 700 | 1800 | 0 | 59.72 | 59.83 | 5 | 0
2015 | SPP_N_2_ENT | SPP_N | ENT | Internal | Winter | B20 | 935 | 1800 | 0 | 56.81 | 59.83 | 5 | 0
2015 | SPP_N_2_MISO_MO-IL | SPP_N | MISO_MO-IL | Internal | Shoulder | B11 | 25 | 2000 | 0 | 83.06 | 76.08 | 5 | 0
2015 | SPP_N_2_MISO_MO-IL | SPP_N | MISO_MO-IL | Internal | Shoulder | B12 | 200 | 2000 | 0 | 60.03 | 64.09 | 5 | 0
2015 | SPP_N_2_MISO_MO-IL | SPP_N | MISO_MO-IL | Internal | Shoulder | B13 | 600 | 2000 | 0 | 58.31 | 58.37 | 5 | 0
2015 | SPP_N_2_MISO_MO-IL | SPP_N | MISO_MO-IL | Internal | Shoulder | B14 | 900 | 2000 | 0 | 57.38 | 55.78 | 5 | 0
2015 | SPP_N_2_MISO_MO-IL | SPP_N | MISO_MO-IL | Internal | Shoulder | B15 | 1203 | 2000 | 0 | 57.38 | 54.05 | 5 | 0
2015 | SPP_N_2_MISO_MO-IL | SPP_N | MISO_MO-IL | Internal | Summer | B1 | 10 | 2000 | 0 | 92.6 | 91.77 | 5 | 0
2015 | SPP_N_2_MISO_MO-IL | SPP_N | MISO_MO-IL | Internal | Summer | B2 | 25 | 2000 | 0 | 92.6 | 88.74 | 5 | 0
2015 | SPP_N_2_MISO_MO-IL | SPP_N | MISO_MO-IL | Internal | Summer | B3 | 75 | 2000 | 0 | 91.39 | 88.74 | 5 | 0
2015 | SPP_N_2_MISO_MO-IL | SPP_N | MISO_MO-IL | Internal | Summer | B4 | 100 | 2000 | 0 | 86.87 | 86.87 | 5 | 0
2015 | SPP_N_2_MISO_MO-IL | SPP_N | MISO_MO-IL | Internal | Summer | B5 | 200 | 2000 | 0 | 81.21 | 75.72 | 5 | 0
2015 | SPP_N_2_MISO_MO-IL | SPP_N | MISO_MO-IL | Internal | Summer | B6 | 300 | 2000 | 0 | 72.58 | 65.59 | 5 | 0
2015 | SPP_N_2_MISO_MO-IL | SPP_N | MISO_MO-IL | Internal | Summer | B7 | 400 | 2000 | 0 | 62.36 | 55.38 | 5 | 0
2015 | SPP_N_2_MISO_MO-IL | SPP_N | MISO_MO-IL | Internal | Summer | B8 | 500 | 2000 | 0 | 58.7 | 53.7 | 5 | 0
2015 | SPP_N_2_MISO_MO-IL | SPP_N | MISO_MO-IL | Internal | Summer | B9 | 800 | 2000 | 0 | 56.11 | 52.98 | 5 | 0
2015 | SPP_N_2_MISO_MO-IL | SPP_N | MISO_MO-IL | Internal | Summer | B10 | 1262 | 2000 | 0 | 54.59 | 52 | 5 | 0
2015 | SPP_N_2_MISO_MO-IL | SPP_N | MISO_MO-IL | Internal | Winter | B16 | 25 | 2000 | 271.53 | 70.12 | 75.12 | 5 | 0
2015 | SPP_N_2_MISO_MO-IL | SPP_N | MISO_MO-IL | Internal | Winter | B17 | 100 | 2000 | 29.58 | 60.6 | 65.6 | 5 | 0
2015 | SPP_N_2_MISO_MO-IL | SPP_N | MISO_MO-IL | Internal | Winter | B18 | 400 | 2000 | 0 | 59.86 | 60.05 | 5 | 0
2015 | SPP_N_2_MISO_MO-IL | SPP_N | MISO_MO-IL | Internal | Winter | B19 | 700 | 2000 | 0 | 59.72 | 57.99 | 5 | 0
2015 | SPP_N_2_MISO_MO-IL | SPP_N | MISO_MO-IL | Internal | Winter | B20 | 935 | 2000 | 0 | 56.81 | 52.98 | 5 | 0
2015 | SPP_N_2_MISO_W | SPP_N | MISO_W | Internal | Shoulder | B11 | 25 | 750 | 0 | 83.06 | 76.06 | 5 | 0
2015 | SPP_N_2_MISO_W | SPP_N | MISO_W | Internal | Shoulder | B12 | 200 | 750 | 0 | 60.03 | 64.08 | 5 | 0
2015 | SPP_N_2_MISO_W | SPP_N | MISO_W | Internal | Shoulder | B13 | 600 | 750 | 0 | 58.31 | 58.36 | 5 | 0
2015 | SPP_N_2_MISO_W | SPP_N | MISO_W | Internal | Shoulder | B14 | 900 | 750 | 0 | 57.38 | 55.77 | 5 | 0
2015 | SPP_N_2_MISO_W | SPP_N | MISO_W | Internal | Shoulder | B15 | 1203 | 750 | 0 | 57.38 | 54.07 | 5 | 0
2015 | SPP_N_2_MISO_W | SPP_N | MISO_W | Internal | Summer | B1 | 10 | 750 | 0 | 92.6 | 91.76 | 5 | 0
2015 | SPP_N_2_MISO_W | SPP_N | MISO_W | Internal | Summer | B2 | 25 | 750 | 0 | 92.6 | 88.73 | 5 | 0
2015 | SPP_N_2_MISO_W | SPP_N | MISO_W | Internal | Summer | B3 | 75 | 750 | 0 | 91.39 | 88.73 | 5 | 0
2015 | SPP_N_2_MISO_W | SPP_N | MISO_W | Internal | Summer | B4 | 100 | 750 | 0 | 86.87 | 86.86 | 5 | 0
2015 | SPP_N_2_MISO_W | SPP_N | MISO_W | Internal | Summer | B5 | 200 | 750 | 0 | 81.21 | 75.71 | 5 | 0
2015 | SPP_N_2_MISO_W | SPP_N | MISO_W | Internal | Summer | B6 | 300 | 750 | 0 | 72.58 | 65.58 | 5 | 0
2015 | SPP_N_2_MISO_W | SPP_N | MISO_W | Internal | Summer | B7 | 400 | 750 | 0 | 62.36 | 55.36 | 5 | 0
2015 | SPP_N_2_MISO_W | SPP_N | MISO_W | Internal | Summer | B8 | 500 | 750 | 0 | 58.7 | 53.68 | 5 | 0
2015 | SPP_N_2_MISO_W | SPP_N | MISO_W | Internal | Summer | B9 | 800 | 750 | 0 | 56.11 | 52.97 | 5 | 0
2015 | SPP_N_2_MISO_W | SPP_N | MISO_W | Internal | Summer | B10 | 1262 | 750 | 0 | 54.59 | 51.99 | 5 | 0
2015 | SPP_N_2_MISO_W | SPP_N | MISO_W | Internal | Winter | B16 | 25 | 750 | 0 | 70.12 | 75.11 | 5 | 0
2015 | SPP_N_2_MISO_W | SPP_N | MISO_W | Internal | Winter | B17 | 100 | 750 | 0 | 60.6 | 65.59 | 5 | 0
2015 | SPP_N_2_MISO_W | SPP_N | MISO_W | Internal | Winter | B18 | 400 | 750 | 0 | 59.86 | 60.04 | 5 | 0
2015 | SPP_N_2_MISO_W | SPP_N | MISO_W | Internal | Winter | B19 | 700 | 750 | 0 | 59.72 | 58 | 5 | 0
2015 | SPP_N_2_MISO_W | SPP_N | MISO_W | Internal | Winter | B20 | 935 | 750 | 0 | 56.81 | 52.98 | 5 | 0
2015 | SPP_N_2_NE | SPP_N | NE | Internal | Shoulder | B11 | 25 | 332 | 0 | 83.06 | 76.06 | 0.01 | 0
2015 | SPP_N_2_NE | SPP_N | NE | Internal | Shoulder | B12 | 200 | 332 | 0 | 60.03 | 60.02 | 0.01 | 0
2015 | SPP_N_2_NE | SPP_N | NE | Internal | Shoulder | B13 | 600 | 332 | 0 | 58.31 | 58.29 | 0.01 | 0
2015 | SPP_N_2_NE | SPP_N | NE | Internal | Shoulder | B14 | 900 | 332 | 0 | 57.38 | 57.37 | 0.01 | 0
2015 | SPP_N_2_NE | SPP_N | NE | Internal | Shoulder | B15 | 1203 | 332 | 0 | 57.38 | 57.37 | 0.01 | 0
2015 | SPP_N_2_NE | SPP_N | NE | Internal | Summer | B1 | 10 | 332 | 0 | 92.6 | 91.76 | 0.01 | 0
2015 | SPP_N_2_NE | SPP_N | NE | Internal | Summer | B2 | 25 | 332 | 0 | 92.6 | 91.38 | 0.01 | 0
2015 | SPP_N_2_NE | SPP_N | NE | Internal | Summer | B3 | 75 | 332 | 0 | 91.39 | 91.38 | 0.01 | 0
2015 | SPP_N_2_NE | SPP_N | NE | Internal | Summer | B4 | 100 | 332 | 0 | 86.87 | 86.86 | 0.01 | 0
2015 | SPP_N_2_NE | SPP_N | NE | Internal | Summer | B5 | 200 | 332 | 0 | 81.21 | 81.04 | 0.01 | 0
2015 | SPP_N_2_NE | SPP_N | NE | Internal | Summer | B6 | 300 | 332 | 0 | 72.58 | 67.27 | 0.01 | 0
2015 | SPP_N_2_NE | SPP_N | NE | Internal | Summer | B7 | 400 | 332 | 0 | 62.36 | 59.46 | 0.01 | 0
2015 | SPP_N_2_NE | SPP_N | NE | Internal | Summer | B8 | 500 | 332 | 0 | 58.7 | 58.69 | 0.01 | 0
2015 | SPP_N_2_NE | SPP_N | NE | Internal | Summer | B9 | 800 | 332 | 0 | 56.11 | 56.1 | 0.01 | 0
2015 | SPP_N_2_NE | SPP_N | NE | Internal | Summer | B10 | 1262 | 332 | 0 | 54.59 | 54.05 | 0.01 | 0
2015 | SPP_N_2_NE | SPP_N | NE | Internal | Winter | B16 | 25 | 332 | 0 | 70.12 | 70.11 | 0.01 | 0
2015 | SPP_N_2_NE | SPP_N | NE | Internal | Winter | B17 | 100 | 332 | 0 | 60.6 | 60.59 | 0.01 | 0
2015 | SPP_N_2_NE | SPP_N | NE | Internal | Winter | B18 | 400 | 332 | 0 | 59.86 | 59.85 | 0.01 | 0
2015 | SPP_N_2_NE | SPP_N | NE | Internal | Winter | B19 | 700 | 332 | 0 | 59.72 | 59.71 | 0.01 | 0
2015 | SPP_N_2_NE | SPP_N | NE | Internal | Winter | B20 | 935 | 332 | 0 | 56.81 | 55.09 | 0.01 | 0
2015 | SPP_N_2_SPP_S | SPP_N | SPP_S | Internal | Shoulder | B11 | 25 | 4000 | 0 | 83.06 | 83.05 | 0.01 | 0
2015 | SPP_N_2_SPP_S | SPP_N | SPP_S | Internal | Shoulder | B12 | 200 | 4000 | 478.6 | 60.03 | 60.04 | 0.01 | 0
2015 | SPP_N_2_SPP_S | SPP_N | SPP_S | Internal | Shoulder | B13 | 600 | 4000 | 1036.65 | 58.31 | 58.32 | 0.01 | 0
2015 | SPP_N_2_SPP_S | SPP_N | SPP_S | Internal | Shoulder | B14 | 900 | 4000 | 645.41 | 57.38 | 57.39 | 0.01 | 0
2015 | SPP_N_2_SPP_S | SPP_N | SPP_S | Internal | Shoulder | B15 | 1203 | 4000 | 2469.21 | 57.38 | 57.39 | 0.01 | 0
2015 | SPP_N_2_SPP_S | SPP_N | SPP_S | Internal | Summer | B1 | 10 | 4000 | 0 | 92.6 | 90.44 | 0.01 | 0
2015 | SPP_N_2_SPP_S | SPP_N | SPP_S | Internal | Summer | B2 | 25 | 4000 | 0 | 92.6 | 90.44 | 0.01 | 0
2015 | SPP_N_2_SPP_S | SPP_N | SPP_S | Internal | Summer | B3 | 75 | 4000 | 0 | 91.39 | 90.43 | 0.01 | 0
2015 | SPP_N_2_SPP_S | SPP_N | SPP_S | Internal | Summer | B4 | 100 | 4000 | 0 | 86.87 | 83.01 | 0.01 | 0
2015 | SPP_N_2_SPP_S | SPP_N | SPP_S | Internal | Summer | B5 | 200 | 4000 | 0 | 81.21 | 81.19 | 0.01 | 0
2015 | SPP_N_2_SPP_S | SPP_N | SPP_S | Internal | Summer | B6 | 300 | 4000 | 1930.89 | 72.58 | 72.59 | 0.01 | 0
2015 | SPP_N_2_SPP_S | SPP_N | SPP_S | Internal | Summer | B7 | 400 | 4000 | 1747.04 | 62.36 | 62.38 | 0.01 | 0
2015 | SPP_N_2_SPP_S | SPP_N | SPP_S | Internal | Summer | B8 | 500 | 4000 | 2298.23 | 58.7 | 58.71 | 0.01 | 0
2015 | SPP_N_2_SPP_S | SPP_N | SPP_S | Internal | Summer | B9 | 800 | 4000 | 2184.61 | 56.11 | 56.13 | 0.01 | 0
2015 | SPP_N_2_SPP_S | SPP_N | SPP_S | Internal | Summer | B10 | 1262 | 4000 | 4000 | 54.59 | 56 | 0.01 | 1.4
2015 | SPP_N_2_SPP_S | SPP_N | SPP_S | Internal | Winter | B16 | 25 | 4000 | 463.36 | 70.12 | 70.13 | 0.01 | 0
2015 | SPP_N_2_SPP_S | SPP_N | SPP_S | Internal | Winter | B17 | 100 | 4000 | 1825.09 | 60.6 | 60.61 | 0.01 | 0
2015 | SPP_N_2_SPP_S | SPP_N | SPP_S | Internal | Winter | B18 | 400 | 4000 | 2310.2 | 59.86 | 59.87 | 0.01 | 0
2015 | SPP_N_2_SPP_S | SPP_N | SPP_S | Internal | Winter | B19 | 700 | 4000 | 2361.4 | 59.72 | 59.74 | 0.01 | 0
2015 | SPP_N_2_SPP_S | SPP_N | SPP_S | Internal | Winter | B20 | 935 | 4000 | 4000 | 56.81 | 59.74 | 0.01 | 2.92
2015 | SPP_S_2_ENT | SPP_S | ENT | Internal | Shoulder | B11 | 25 | 850 | 0 | 83.05 | 77.22 | 5 | 0
2015 | SPP_S_2_ENT | SPP_S | ENT | Internal | Shoulder | B12 | 200 | 850 | 0 | 60.04 | 59.47 | 5 | 0
2015 | SPP_S_2_ENT | SPP_S | ENT | Internal | Shoulder | B13 | 600 | 850 | 0 | 58.32 | 59.47 | 5 | 0
2015 | SPP_S_2_ENT | SPP_S | ENT | Internal | Shoulder | B14 | 900 | 850 | 0 | 57.39 | 57.49 | 5 | 0
2015 | SPP_S_2_ENT | SPP_S | ENT | Internal | Shoulder | B15 | 1203 | 850 | 0 | 57.39 | 57.49 | 5 | 0
2015 | SPP_S_2_ENT | SPP_S | ENT | Internal | Summer | B1 | 10 | 850 | 0 | 90.44 | 91.77 | 5 | 0
2015 | SPP_S_2_ENT | SPP_S | ENT | Internal | Summer | B2 | 25 | 850 | 0 | 90.44 | 89.87 | 5 | 0
2015 | SPP_S_2_ENT | SPP_S | ENT | Internal | Summer | B3 | 75 | 850 | 0 | 90.43 | 89.87 | 5 | 0
2015 | SPP_S_2_ENT | SPP_S | ENT | Internal | Summer | B4 | 100 | 850 | 207.2 | 83.01 | 88.01 | 5 | 0
2015 | SPP_S_2_ENT | SPP_S | ENT | Internal | Summer | B5 | 200 | 850 | 0 | 81.19 | 80.63 | 5 | 0
2015 | SPP_S_2_ENT | SPP_S | ENT | Internal | Summer | B6 | 300 | 850 | 0 | 72.59 | 64.59 | 5 | 0
2015 | SPP_S_2_ENT | SPP_S | ENT | Internal | Summer | B7 | 400 | 850 | 0 | 62.38 | 58.69 | 5 | 0
2015 | SPP_S_2_ENT | SPP_S | ENT | Internal | Summer | B8 | 500 | 850 | 0 | 58.71 | 58.69 | 5 | 0
2015 | SPP_S_2_ENT | SPP_S | ENT | Internal | Summer | B9 | 800 | 850 | 0 | 56.13 | 56.32 | 5 | 0
2015 | SPP_S_2_ENT | SPP_S | ENT | Internal | Summer | B10 | 1262 | 850 | 0 | 56 | 56.32 | 5 | 0
2015 | SPP_S_2_ENT | SPP_S | ENT | Internal | Winter | B16 | 25 | 850 | 0 | 70.13 | 75.12 | 5 | 0
2015 | SPP_S_2_ENT | SPP_S | ENT | Internal | Winter | B17 | 100 | 850 | 0 | 60.61 | 61.89 | 5 | 0
2015 | SPP_S_2_ENT | SPP_S | ENT | Internal | Winter | B18 | 400 | 850 | 0 | 59.87 | 60.29 | 5 | 0
2015 | SPP_S_2_ENT | SPP_S | ENT | Internal | Winter | B19 | 700 | 850 | 0 | 59.74 | 59.83 | 5 | 0
2015 | SPP_S_2_ENT | SPP_S | ENT | Internal | Winter | B20 | 935 | 850 | 0 | 59.74 | 59.83 | 5 | 0
2015 | SPP_S_2_SPP_N | SPP_S | SPP_N | Internal | Shoulder | B11 | 25 | 640 | 137.88 | 83.05 | 83.06 | 0.01 | 0
2015 | SPP_S_2_SPP_N | SPP_S | SPP_N | Internal | Shoulder | B12 | 200 | 640 | 0 | 60.04 | 60.03 | 0.01 | 0
2015 | SPP_S_2_SPP_N | SPP_S | SPP_N | Internal | Shoulder | B13 | 600 | 640 | 0 | 58.32 | 58.31 | 0.01 | 0
2015 | SPP_S_2_SPP_N | SPP_S | SPP_N | Internal | Shoulder | B14 | 900 | 640 | 0 | 57.39 | 57.38 | 0.01 | 0
2015 | SPP_S_2_SPP_N | SPP_S | SPP_N | Internal | Shoulder | B15 | 1203 | 640 | 0 | 57.39 | 57.38 | 0.01 | 0
2015 | SPP_S_2_SPP_N | SPP_S | SPP_N | Internal | Summer | B1 | 10 | 640 | 640 | 90.44 | 92.6 | 0.01 | 2.15
2015 | SPP_S_2_SPP_N | SPP_S | SPP_N | Internal | Summer | B2 | 25 | 640 | 640 | 90.44 | 92.6 | 0.01 | 2.15
2015 | SPP_S_2_SPP_N | SPP_S | SPP_N | Internal | Summer | B3 | 75 | 640 | 640 | 90.43 | 91.39 | 0.01 | 0.95
2015 | SPP_S_2_SPP_N | SPP_S | SPP_N | Internal | Summer | B4 | 100 | 640 | 640 | 83.01 | 86.87 | 0.01 | 3.84
2015 | SPP_S_2_SPP_N | SPP_S | SPP_N | Internal | Summer | B5 | 200 | 640 | 189.26 | 81.19 | 81.21 | 0.01 | 0
2015 | SPP_S_2_SPP_N | SPP_S | SPP_N | Internal | Summer | B6 | 300 | 640 | 0 | 72.59 | 72.58 | 0.01 | 0
2015 | SPP_S_2_SPP_N | SPP_S | SPP_N | Internal | Summer | B7 | 400 | 640 | 0 | 62.38 | 62.36 | 0.01 | 0
2015 | SPP_S_2_SPP_N | SPP_S | SPP_N | Internal | Summer | B8 | 500 | 640 | 0 | 58.71 | 58.7 | 0.01 | 0
2015 | SPP_S_2_SPP_N | SPP_S | SPP_N | Internal | Summer | B9 | 800 | 640 | 0 | 56.13 | 56.11 | 0.01 | 0
2015 | SPP_S_2_SPP_N | SPP_S | SPP_N | Internal | Summer | B10 | 1262 | 640 | 0 | 56 | 54.59 | 0.01 | 0
2015 | SPP_S_2_SPP_N | SPP_S | SPP_N | Internal | Winter | B16 | 25 | 640 | 0 | 70.13 | 70.12 | 0.01 | 0
2015 | SPP_S_2_SPP_N | SPP_S | SPP_N | Internal | Winter | B17 | 100 | 640 | 0 | 60.61 | 60.6 | 0.01 | 0
2015 | SPP_S_2_SPP_N | SPP_S | SPP_N | Internal | Winter | B18 | 400 | 640 | 0 | 59.87 | 59.86 | 0.01 | 0
2015 | SPP_S_2_SPP_N | SPP_S | SPP_N | Internal | Winter | B19 | 700 | 640 | 0 | 59.74 | 59.72 | 0.01 | 0
2015 | SPP_S_2_SPP_N | SPP_S | SPP_N | Internal | Winter | B20 | 935 | 640 | 0 | 59.74 | 56.81 | 0.01 | 0
2015 | TVA_2_ENT | TVA | ENT | Internal | Shoulder | B11 | 25 | 500 | 0 | 80.08 | 77.22 | 9 | 0
2015 | TVA_2_ENT | TVA | ENT | Internal | Shoulder | B12 | 200 | 500 | 0 | 61.77 | 59.47 | 9 | 0
2015 | TVA_2_ENT | TVA | ENT | Internal | Shoulder | B13 | 600 | 500 | 0 | 61.77 | 59.47 | 9 | 0
2015 | TVA_2_ENT | TVA | ENT | Internal | Shoulder | B14 | 900 | 500 | 0 | 61.77 | 57.49 | 9 | 0
2015 | TVA_2_ENT | TVA | ENT | Internal | Shoulder | B15 | 1203 | 500 | 0 | 60.98 | 57.49 | 9 | 0
2015 | TVA_2_ENT | TVA | ENT | Internal | Summer | B1 | 10 | 500 | 0 | 99.79 | 91.77 | 9 | 0
2015 | TVA_2_ENT | TVA | ENT | Internal | Summer | B2 | 25 | 500 | 0 | 96.75 | 89.87 | 9 | 0
2015 | TVA_2_ENT | TVA | ENT | Internal | Summer | B3 | 75 | 500 | 0 | 95.53 | 89.87 | 9 | 0
2015 | TVA_2_ENT | TVA | ENT | Internal | Summer | B4 | 100 | 500 | 0 | 90.88 | 88.01 | 9 | 0
2015 | TVA_2_ENT | TVA | ENT | Internal | Summer | B5 | 200 | 500 | 0 | 79.63 | 80.63 | 9 | 0
2015 | TVA_2_ENT | TVA | ENT | Internal | Summer | B6 | 300 | 500 | 0 | 62.83 | 64.59 | 9 | 0
2015 | TVA_2_ENT | TVA | ENT | Internal | Summer | B7 | 400 | 500 | 0 | 60.44 | 58.69 | 9 | 0
2015 | TVA_2_ENT | TVA | ENT | Internal | Summer | B8 | 500 | 500 | 0 | 60.44 | 58.69 | 9 | 0
2015 | TVA_2_ENT | TVA | ENT | Internal | Summer | B9 | 800 | 500 | 0 | 59.67 | 56.32 | 9 | 0
2015 | TVA_2_ENT | TVA | ENT | Internal | Summer | B10 | 1262 | 500 | 0 | 57.94 | 56.32 | 9 | 0
2015 | TVA_2_ENT | TVA | ENT | Internal | Winter | B16 | 25 | 500 | 0 | 83.13 | 75.12 | 9 | 0
2015 | TVA_2_ENT | TVA | ENT | Internal | Winter | B17 | 100 | 500 | 0 | 68.72 | 61.89 | 9 | 0
2015 | TVA_2_ENT | TVA | ENT | Internal | Winter | B18 | 400 | 500 | 0 | 64.31 | 60.29 | 9 | 0
2015 | TVA_2_ENT | TVA | ENT | Internal | Winter | B19 | 700 | 500 | 0 | 64.31 | 59.83 | 9 | 0
2015 | TVA_2_ENT | TVA | ENT | Internal | Winter | B20 | 935 | 500 | 0 | 60.99 | 59.83 | 9 | 0
2015 | TVA_2_MISO_MO-IL | TVA | MISO_MO-IL | Internal | Shoulder | B11 | 25 | 50 | 0 | 80.08 | 76.08 | 9 | 0
2015 | TVA_2_MISO_MO-IL | TVA | MISO_MO-IL | Internal | Shoulder | B12 | 200 | 50 | 0 | 61.77 | 64.09 | 9 | 0
2015 | TVA_2_MISO_MO-IL | TVA | MISO_MO-IL | Internal | Shoulder | B13 | 600 | 50 | 0 | 61.77 | 58.37 | 9 | 0
2015 | TVA_2_MISO_MO-IL | TVA | MISO_MO-IL | Internal | Shoulder | B14 | 900 | 50 | 0 | 61.77 | 55.78 | 9 | 0
2015 | TVA_2_MISO_MO-IL | TVA | MISO_MO-IL | Internal | Shoulder | B15 | 1203 | 50 | 0 | 60.98 | 54.05 | 9 | 0
2015 | TVA_2_MISO_MO-IL | TVA | MISO_MO-IL | Internal | Summer | B1 | 10 | 50 | 0 | 99.79 | 91.77 | 9 | 0
2015 | TVA_2_MISO_MO-IL | TVA | MISO_MO-IL | Internal | Summer | B2 | 25 | 50 | 0 | 96.75 | 88.74 | 9 | 0
2015 | TVA_2_MISO_MO-IL | TVA | MISO_MO-IL | Internal | Summer | B3 | 75 | 50 | 0 | 95.53 | 88.74 | 9 | 0
2015 | TVA_2_MISO_MO-IL | TVA | MISO_MO-IL | Internal | Summer | B4 | 100 | 50 | 0 | 90.88 | 86.87 | 9 | 0
2015 | TVA_2_MISO_MO-IL | TVA | MISO_MO-IL | Internal | Summer | B5 | 200 | 50 | 0 | 79.63 | 75.72 | 9 | 0
2015 | TVA_2_MISO_MO-IL | TVA | MISO_MO-IL | Internal | Summer | B6 | 300 | 50 | 0 | 62.83 | 65.59 | 9 | 0
2015 | TVA_2_MISO_MO-IL | TVA | MISO_MO-IL | Internal | Summer | B7 | 400 | 50 | 0 | 60.44 | 55.38 | 9 | 0
2015 | TVA_2_MISO_MO-IL | TVA | MISO_MO-IL | Internal | Summer | B8 | 500 | 50 | 0 | 60.44 | 53.7 | 9 | 0
2015 | TVA_2_MISO_MO-IL | TVA | MISO_MO-IL | Internal | Summer | B9 | 800 | 50 | 0 | 59.67 | 52.98 | 9 | 0
2015 | TVA_2_MISO_MO-IL | TVA | MISO_MO-IL | Internal | Summer | B10 | 1262 | 50 | 0 | 57.94 | 52 | 9 | 0
2015 | TVA_2_MISO_MO-IL | TVA | MISO_MO-IL | Internal | Winter | B16 | 25 | 50 | 0 | 83.13 | 75.12 | 9 | 0
2015 | TVA_2_MISO_MO-IL | TVA | MISO_MO-IL | Internal | Winter | B17 | 100 | 50 | 0 | 68.72 | 65.6 | 9 | 0
2015 | TVA_2_MISO_MO-IL | TVA | MISO_MO-IL | Internal | Winter | B18 | 400 | 50 | 0 | 64.31 | 60.05 | 9 | 0
2015 | TVA_2_MISO_MO-IL | TVA | MISO_MO-IL | Internal | Winter | B19 | 700 | 50 | 0 | 64.31 | 57.99 | 9 | 0
2015 | TVA_2_MISO_MO-IL | TVA | MISO_MO-IL | Internal | Winter | B20 | 935 | 50 | 0 | 60.99 | 52.98 | 9 | 0
2015 | TVA_2_NonRTO_Midwest | TVA | NonRTO_Midwest | Internal | Shoulder | B11 | 25 | 100 | 0 | 80.08 | 84.09 | 9 | 0
2015 | TVA_2_NonRTO_Midwest | TVA | NonRTO_Midwest | Internal | Shoulder | B12 | 200 | 100 | 100 | 61.77 | 72.1 | 9 | 1.33
2015 | TVA_2_NonRTO_Midwest | TVA | NonRTO_Midwest | Internal | Shoulder | B13 | 600 | 100 | 0 | 61.77 | 57.37 | 9 | 0
2015 | TVA_2_NonRTO_Midwest | TVA | NonRTO_Midwest | Internal | Shoulder | B14 | 900 | 100 | 0 | 61.77 | 56.65 | 9 | 0
2015 | TVA_2_NonRTO_Midwest | TVA | NonRTO_Midwest | Internal | Shoulder | B15 | 1203 | 100 | 0 | 60.98 | 54.57 | 9 | 0
2015 | TVA_2_NonRTO_Midwest | TVA | NonRTO_Midwest | Internal | Summer | B1 | 10 | 100 | 0 | 99.79 | 96.27 | 9 | 0
2015 | TVA_2_NonRTO_Midwest | TVA | NonRTO_Midwest | Internal | Summer | B2 | 25 | 100 | 0 | 96.75 | 96.27 | 9 | 0
2015 | TVA_2_NonRTO_Midwest | TVA | NonRTO_Midwest | Internal | Summer | B3 | 75 | 100 | 0 | 95.53 | 96.27 | 9 | 0
2015 | TVA_2_NonRTO_Midwest | TVA | NonRTO_Midwest | Internal | Summer | B4 | 100 | 100 | 0 | 90.88 | 94.88 | 9 | 0
2015 | TVA_2_NonRTO_Midwest | TVA | NonRTO_Midwest | Internal | Summer | B5 | 200 | 100 | 0 | 79.63 | 83.74 | 9 | 0
2015 | TVA_2_NonRTO_Midwest | TVA | NonRTO_Midwest | Internal | Summer | B6 | 300 | 100 | 0 | 62.83 | 61.83 | 9 | 0
2015 | TVA_2_NonRTO_Midwest | TVA | NonRTO_Midwest | Internal | Summer | B7 | 400 | 100 | 0 | 60.44 | 56.65 | 9 | 0
2015 | TVA_2_NonRTO_Midwest | TVA | NonRTO_Midwest | Internal | Summer | B8 | 500 | 100 | 0 | 60.44 | 56.42 | 9 | 0
2015 | TVA_2_NonRTO_Midwest | TVA | NonRTO_Midwest | Internal | Summer | B9 | 800 | 100 | 0 | 59.67 | 54.57 | 9 | 0
2015 | TVA_2_NonRTO_Midwest | TVA | NonRTO_Midwest | Internal | Summer | B10 | 1262 | 100 | 0 | 57.94 | 53.93 | 9 | 0
2015 | TVA_2_NonRTO_Midwest | TVA | NonRTO_Midwest | Internal | Winter | B16 | 25 | 100 | 0 | 83.13 | 83.13 | 9 | 0
2015 | TVA_2_NonRTO_Midwest | TVA | NonRTO_Midwest | Internal | Winter | B17 | 100 | 100 | 0 | 68.72 | 76.85 | 9 | 0
2015 | TVA_2_NonRTO_Midwest | TVA | NonRTO_Midwest | Internal | Winter | B18 | 400 | 100 | 0 | 64.31 | 68.06 | 9 | 0
2015 | TVA_2_NonRTO_Midwest | TVA | NonRTO_Midwest | Internal | Winter | B19 | 700 | 100 | 0 | 64.31 | 56.65 | 9 | 0
2015 | TVA_2_NonRTO_Midwest | TVA | NonRTO_Midwest | Internal | Winter | B20 | 935 | 100 | 0 | 60.99 | 55.14 | 9 | 0
2015 | TVA_2_PJM_ROR | TVA | PJM_ROR | Internal | Shoulder | B11 | 25 | 500 | 0 | 80.08 | 74.06 | 9 | 0
2015 | TVA_2_PJM_ROR | TVA | PJM_ROR | Internal | Shoulder | B12 | 200 | 500 | 0 | 61.77 | 64.62 | 9 | 0
2015 | TVA_2_PJM_ROR | TVA | PJM_ROR | Internal | Shoulder | B13 | 600 | 500 | 0 | 61.77 | 60.35 | 9 | 0
2015 | TVA_2_PJM_ROR | TVA | PJM_ROR | Internal | Shoulder | B14 | 900 | 500 | 0 | 61.77 | 57.78 | 9 | 0
2015 | TVA_2_PJM_ROR | TVA | PJM_ROR | Internal | Shoulder | B15 | 1203 | 500 | 0 | 60.98 | 54.97 | 9 | 0
2015 | TVA_2_PJM_ROR | TVA | PJM_ROR | Internal | Summer | B1 | 10 | 500 | 0 | 99.79 | 93.77 | 9 | 0
2015 | TVA_2_PJM_ROR | TVA | PJM_ROR | Internal | Summer | B2 | 25 | 500 | 0 | 96.75 | 90.26 | 9 | 0
2015 | TVA_2_PJM_ROR | TVA | PJM_ROR | Internal | Summer | B3 | 75 | 500 | 0 | 95.53 | 89.51 | 9 | 0
2015 | TVA_2_PJM_ROR | TVA | PJM_ROR | Internal | Summer | B4 | 100 | 500 | 0 | 90.88 | 84.87 | 9 | 0
2015 | TVA_2_PJM_ROR | TVA | PJM_ROR | Internal | Summer | B5 | 200 | 500 | 0 | 79.63 | 73.74 | 9 | 0
2015 | TVA_2_PJM_ROR | TVA | PJM_ROR | Internal | Summer | B6 | 300 | 500 | 0 | 62.83 | 65.83 | 9 | 0
2015 | TVA_2_PJM_ROR | TVA | PJM_ROR | Internal | Summer | B7 | 400 | 500 | 0 | 60.44 | 57.36 | 9 | 0
2015 | TVA_2_PJM_ROR | TVA | PJM_ROR | Internal | Summer | B8 | 500 | 500 | 0 | 60.44 | 55.67 | 9 | 0
2015 | TVA_2_PJM_ROR | TVA | PJM_ROR | Internal | Summer | B9 | 800 | 500 | 0 | 59.67 | 53.66 | 9 | 0
2015 | TVA_2_PJM_ROR | TVA | PJM_ROR | Internal | Summer | B10 | 1262 | 500 | 0 | 57.94 | 52.04 | 9 | 0
2015 | TVA_2_PJM_ROR | TVA | PJM_ROR | Internal | Winter | B16 | 25 | 500 | 0 | 83.13 | 77.12 | 9 | 0
2015 | TVA_2_PJM_ROR | TVA | PJM_ROR | Internal | Winter | B17 | 100 | 500 | 0 | 68.72 | 70.84 | 9 | 0
2015 | TVA_2_PJM_ROR | TVA | PJM_ROR | Internal | Winter | B18 | 400 | 500 | 0 | 64.31 | 62.05 | 9 | 0
2015 | TVA_2_PJM_ROR | TVA | PJM_ROR | Internal | Winter | B19 | 700 | 500 | 0 | 64.31 | 60 | 9 | 0
2015 | TVA_2_PJM_ROR | TVA | PJM_ROR | Internal | Winter | B20 | 935 | 500 | 0 | 60.99 | 54.98 | 9 | 0
2015 | TVA_2_SOCO | TVA | SOCO | Internal | Shoulder | B11 | 25 | 500 | 0 | 80.08 | 85.22 | 9 | 0
2015 | TVA_2_SOCO | TVA | SOCO | Internal | Shoulder | B12 | 200 | 500 | 0 | 61.77 | 64.49 | 9 | 0
2015 | TVA_2_SOCO | TVA | SOCO | Internal | Shoulder | B13 | 600 | 500 | 0 | 61.77 | 61.88 | 9 | 0
2015 | TVA_2_SOCO | TVA | SOCO | Internal | Shoulder | B14 | 900 | 500 | 0 | 61.77 | 61.88 | 9 | 0
2015 | TVA_2_SOCO | TVA | SOCO | Internal | Shoulder | B15 | 1203 | 500 | 0 | 60.98 | 59.72 | 9 | 0
2015 | TVA_2_SOCO | TVA | SOCO | Internal | Summer | B1 | 10 | 500 | 0 | 99.79 | 99.77 | 9 | 0
2015 | TVA_2_SOCO | TVA | SOCO | Internal | Summer | B2 | 25 | 500 | 0 | 96.75 | 97.87 | 9 | 0
2015 | TVA_2_SOCO | TVA | SOCO | Internal | Summer | B3 | 75 | 500 | 0 | 95.53 | 97.87 | 9 | 0
2015 | TVA_2_SOCO | TVA | SOCO | Internal | Summer | B4 | 100 | 500 | 0 | 90.88 | 97.87 | 9 | 0
2015 | TVA_2_SOCO | TVA | SOCO | Internal | Summer | B5 | 200 | 500 | 90.09 | 79.63 | 88.63 | 9 | 0
2015 | TVA_2_SOCO | TVA | SOCO | Internal | Summer | B6 | 300 | 500 | 500 | 62.83 | 78.83 | 9 | 7
2015 | TVA_2_SOCO | TVA | SOCO | Internal | Summer | B7 | 400 | 500 | 500 | 60.44 | 70.36 | 9 | 0.92
2015 | TVA_2_SOCO | TVA | SOCO | Internal | Summer | B8 | 500 | 500 | 0 | 60.44 | 66.69 | 9 | 0
2015 | TVA_2_SOCO | TVA | SOCO | Internal | Summer | B9 | 800 | 500 | 0 | 59.67 | 60.67 | 9 | 0
2015 | TVA_2_SOCO | TVA | SOCO | Internal | Summer | B10 | 1262 | 500 | 0 | 57.94 | 58.55 | 9 | 0
2015 | TVA_2_SOCO | TVA | SOCO | Internal | Winter | B16 | 25 | 500 | 0 | 83.13 | 85.18 | 9 | 0
2015 | TVA_2_SOCO | TVA | SOCO | Internal | Winter | B17 | 100 | 500 | 0 | 68.72 | 67.23 | 9 | 0
2015 | TVA_2_SOCO | TVA | SOCO | Internal | Winter | B18 | 400 | 500 | 0 | 64.31 | 64.36 | 9 | 0
2015 | TVA_2_SOCO | TVA | SOCO | Internal | Winter | B19 | 700 | 500 | 0 | 64.31 | 64.36 | 9 | 0
2015 | TVA_2_SOCO | TVA | SOCO | Internal | Winter | B20 | 935 | 500 | 0 | 60.99 | 62.11 | 9 | 0
2015 | TVA_2_VACAR | TVA | VACAR | Internal | Shoulder | B11 | 25 | 150 | 0 | 80.08 | 78.22 | 9 | 0
2015 | TVA_2_VACAR | TVA | VACAR | Internal | Shoulder | B12 | 200 | 150 | 0 | 61.77 | 66.56 | 9 | 0
2015 | TVA_2_VACAR | TVA | VACAR | Internal | Shoulder | B13 | 600 | 150 | 0 | 61.77 | 62.92 | 9 | 0
2015 | TVA_2_VACAR | TVA | VACAR | Internal | Shoulder | B14 | 900 | 150 | 0 | 61.77 | 62.92 | 9 | 0
2015 | TVA_2_VACAR | TVA | VACAR | Internal | Shoulder | B15 | 1203 | 150 | 0 | 60.98 | 54.92 | 9 | 0
2015 | TVA_2_VACAR | TVA | VACAR | Internal | Summer | B1 | 10 | 150 | 0 | 99.79 | 100.71 | 9 | 0
2015 | TVA_2_VACAR | TVA | VACAR | Internal | Summer | B2 | 25 | 150 | 0 | 96.75 | 100.71 | 9 | 0
2015 | TVA_2_VACAR | TVA | VACAR | Internal | Summer | B3 | 75 | 150 | 0 | 95.53 | 100.71 | 9 | 0
2015 | TVA_2_VACAR | TVA | VACAR | Internal | Summer | B4 | 100 | 150 | 0 | 90.88 | 90.87 | 9 | 0
2015 | TVA_2_VACAR | TVA | VACAR | Internal | Summer | B5 | 200 | 150 | 0 | 79.63 | 81.63 | 9 | 0
2015 | TVA_2_VACAR | TVA | VACAR | Internal | Summer | B6 | 300 | 150 | 84.57 | 62.83 | 71.83 | 9 | 0
2015 | TVA_2_VACAR | TVA | VACAR | Internal | Summer | B7 | 400 | 150 | 0 | 60.44 | 63.36 | 9 | 0
2015 | TVA_2_VACAR | TVA | VACAR | Internal | Summer | B8 | 500 | 150 | 0 | 60.44 | 61.18 | 9 | 0
2015 | TVA_2_VACAR | TVA | VACAR | Internal | Summer | B9 | 800 | 150 | 0 | 59.67 | 58.95 | 9 | 0
2015 | TVA_2_VACAR | TVA | VACAR | Internal | Summer | B10 | 1262 | 150 | 0 | 57.94 | 53.44 | 9 | 0
2015 | TVA_2_VACAR | TVA | VACAR | Internal | Winter | B16 | 25 | 150 | 0 | 83.13 | 83.12 | 9 | 0
2015 | TVA_2_VACAR | TVA | VACAR | Internal | Winter | B17 | 100 | 150 | 0 | 68.72 | 76.84 | 9 | 0
2015 | TVA_2_VACAR | TVA | VACAR | Internal | Winter | B18 | 400 | 150 | 0 | 64.31 | 66.87 | 9 | 0
2015 | TVA_2_VACAR | TVA | VACAR | Internal | Winter | B19 | 700 | 150 | 0 | 64.31 | 65.54 | 9 | 0
2015 | TVA_2_VACAR | TVA | VACAR | Internal | Winter | B20 | 935 | 150 | 0 | 60.99 | 58.28 | 9 | 0
2015 | TVA_Transmission_2_ENT | TVA_Transmission | ENT | Internal | Shoulder | B11 | 25 | 3000 | 0 | 80.06 | 77.22 | 9 | 0
2015 | TVA_Transmission_2_ENT | TVA_Transmission | ENT | Internal | Shoulder | B12 | 200 | 3000 | 0 | 65.5 | 59.47 | 9 | 0
2015 | TVA_Transmission_2_ENT | TVA_Transmission | ENT | Internal | Shoulder | B13 | 600 | 3000 | 0 | 62.77 | 59.47 | 9 | 0
2015 | TVA_Transmission_2_ENT | TVA_Transmission | ENT | Internal | Shoulder | B14 | 900 | 3000 | 0 | 62.31 | 57.49 | 9 | 0
2015 | TVA_Transmission_2_ENT | TVA_Transmission | ENT | Internal | Shoulder | B15 | 1203 | 3000 | 0 | 60.97 | 57.49 | 9 | 0
2015 | TVA_Transmission_2_ENT | TVA_Transmission | ENT | Internal | Summer | B1 | 10 | 3000 | 0 | 99.77 | 91.77 | 9 | 0
2015 | TVA_Transmission_2_ENT | TVA_Transmission | ENT | Internal | Summer | B2 | 25 | 3000 | 0 | 96.74 | 89.87 | 9 | 0
2015 | TVA_Transmission_2_ENT | TVA_Transmission | ENT | Internal | Summer | B3 | 75 | 3000 | 0 | 95.51 | 89.87 | 9 | 0
2015 | TVA_Transmission_2_ENT | TVA_Transmission | ENT | Internal | Summer | B4 | 100 | 3000 | 0 | 90.87 | 88.01 | 9 | 0
2015 | TVA_Transmission_2_ENT | TVA_Transmission | ENT | Internal | Summer | B5 | 200 | 3000 | 0 | 79.7 | 80.63 | 9 | 0
2015 | TVA_Transmission_2_ENT | TVA_Transmission | ENT | Internal | Summer | B6 | 300 | 3000 | 0 | 69.83 | 64.59 | 9 | 0
2015 | TVA_Transmission_2_ENT | TVA_Transmission | ENT | Internal | Summer | B7 | 400 | 3000 | 0 | 62.09 | 58.69 | 9 | 0
2015 | TVA_Transmission_2_ENT | TVA_Transmission | ENT | Internal | Summer | B8 | 500 | 3000 | 0 | 60.87 | 58.69 | 9 | 0
2015 | TVA_Transmission_2_ENT | TVA_Transmission | ENT | Internal | Summer | B9 | 800 | 3000 | 0 | 59.66 | 56.32 | 9 | 0
2015 | TVA_Transmission_2_ENT | TVA_Transmission | ENT | Internal | Summer | B10 | 1262 | 3000 | 0 | 57.98 | 56.32 | 9 | 0
2015 | TVA_Transmission_2_ENT | TVA_Transmission | ENT | Internal | Winter | B16 | 25 | 3000 | 0 | 83.12 | 75.12 | 9 | 0
2015 | TVA_Transmission_2_ENT | TVA_Transmission | ENT | Internal | Winter | B17 | 100 | 3000 | 0 | 69.48 | 61.89 | 9 | 0
2015 | TVA_Transmission_2_ENT | TVA_Transmission | ENT | Internal | Winter | B18 | 400 | 3000 | 0 | 65.5 | 60.29 | 9 | 0
2015 | TVA_Transmission_2_ENT | TVA_Transmission | ENT | Internal | Winter | B19 | 700 | 3000 | 0 | 64.45 | 59.83 | 9 | 0
2015 | TVA_Transmission_2_ENT | TVA_Transmission | ENT | Internal | Winter | B20 | 935 | 3000 | 0 | 60.98 | 59.83 | 9 | 0
2015 | TVA_Transmission_2_MISO_MO-IL | TVA_Transmission | MISO_MO-IL | Internal | Shoulder | B11 | 25 | 4000 | 0 | 80.06 | 76.08 | 9 | 0
2015 | TVA_Transmission_2_MISO_MO-IL | TVA_Transmission | MISO_MO-IL | Internal | Shoulder | B12 | 200 | 4000 | 0 | 65.5 | 64.09 | 9 | 0
2015 | TVA_Transmission_2_MISO_MO-IL | TVA_Transmission | MISO_MO-IL | Internal | Shoulder | B13 | 600 | 4000 | 0 | 62.77 | 58.37 | 9 | 0
2015 | TVA_Transmission_2_MISO_MO-IL | TVA_Transmission | MISO_MO-IL | Internal | Shoulder | B14 | 900 | 4000 | 0 | 62.31 | 55.78 | 9 | 0
2015 | TVA_Transmission_2_MISO_MO-IL | TVA_Transmission | MISO_MO-IL | Internal | Shoulder | B15 | 1203 | 4000 | 0 | 60.97 | 54.05 | 9 | 0
2015 | TVA_Transmission_2_MISO_MO-IL | TVA_Transmission | MISO_MO-IL | Internal | Summer | B1 | 10 | 4000 | 0 | 99.77 | 91.77 | 9 | 0
2015 | TVA_Transmission_2_MISO_MO-IL | TVA_Transmission | MISO_MO-IL | Internal | Summer | B2 | 25 | 4000 | 0 | 96.74 | 88.74 | 9 | 0
2015 | TVA_Transmission_2_MISO_MO-IL | TVA_Transmission | MISO_MO-IL | Internal | Summer | B3 | 75 | 4000 | 0 | 95.51 | 88.74 | 9 | 0
2015 | TVA_Transmission_2_MISO_MO-IL | TVA_Transmission | MISO_MO-IL | Internal | Summer | B4 | 100 | 4000 | 0 | 90.87 | 86.87 | 9 | 0
2015 | TVA_Transmission_2_MISO_MO-IL | TVA_Transmission | MISO_MO-IL | Internal | Summer | B5 | 200 | 4000 | 0 | 79.7 | 75.72 | 9 | 0
2015 | TVA_Transmission_2_MISO_MO-IL | TVA_Transmission | MISO_MO-IL | Internal | Summer | B6 | 300 | 4000 | 0 | 69.83 | 65.59 | 9 | 0
2015 | TVA_Transmission_2_MISO_MO-IL | TVA_Transmission | MISO_MO-IL | Internal | Summer | B7 | 400 | 4000 | 0 | 62.09 | 55.38 | 9 | 0
2015 | TVA_Transmission_2_MISO_MO-IL | TVA_Transmission | MISO_MO-IL | Internal | Summer | B8 | 500 | 4000 | 0 | 60.87 | 53.7 | 9 | 0
2015 | TVA_Transmission_2_MISO_MO-IL | TVA_Transmission | MISO_MO-IL | Internal | Summer | B9 | 800 | 4000 | 0 | 59.66 | 52.98 | 9 | 0
2015 | TVA_Transmission_2_MISO_MO-IL | TVA_Transmission | MISO_MO-IL | Internal | Summer | B10 | 1262 | 4000 | 0 | 57.98 | 52 | 9 | 0
2015 | TVA_Transmission_2_MISO_MO-IL | TVA_Transmission | MISO_MO-IL | Internal | Winter | B16 | 25 | 4000 | 0 | 83.12 | 75.12 | 9 | 0
2015 | TVA_Transmission_2_MISO_MO-IL | TVA_Transmission | MISO_MO-IL | Internal | Winter | B17 | 100 | 4000 | 0 | 69.48 | 65.6 | 9 | 0
2015 | TVA_Transmission_2_MISO_MO-IL | TVA_Transmission | MISO_MO-IL | Internal | Winter | B18 | 400 | 4000 | 0 | 65.5 | 60.05 | 9 | 0
2015 | TVA_Transmission_2_MISO_MO-IL | TVA_Transmission | MISO_MO-IL | Internal | Winter | B19 | 700 | 4000 | 0 | 64.45 | 57.99 | 9 | 0
2015 | TVA_Transmission_2_MISO_MO-IL | TVA_Transmission | MISO_MO-IL | Internal | Winter | B20 | 935 | 4000 | 0 | 60.98 | 52.98 | 9 | 0
2015 | TVA_Transmission_2_NonRTO_Midwest | TVA_Transmission | NonRTO_Midwest | Internal | Shoulder | B11 | 25 | 700 | 0 | 80.06 | 84.09 | 9 | 0
2015 | TVA_Transmission_2_NonRTO_Midwest | TVA_Transmission | NonRTO_Midwest | Internal | Shoulder | B12 | 200 | 700 | 0 | 65.5 | 72.1 | 9 | 0
2015 | TVA_Transmission_2_NonRTO_Midwest | TVA_Transmission | NonRTO_Midwest | Internal | Shoulder | B13 | 600 | 700 | 0 | 62.77 | 57.37 | 9 | 0
2015 | TVA_Transmission_2_NonRTO_Midwest | TVA_Transmission | NonRTO_Midwest | Internal | Shoulder | B14 | 900 | 700 | 0 | 62.31 | 56.65 | 9 | 0
2015 | TVA_Transmission_2_NonRTO_Midwest | TVA_Transmission | NonRTO_Midwest | Internal | Shoulder | B15 | 1203 | 700 | 0 | 60.97 | 54.57 | 9 | 0
2015 | TVA_Transmission_2_NonRTO_Midwest | TVA_Transmission | NonRTO_Midwest | Internal | Summer | B1 | 10 | 700 | 0 | 99.77 | 96.27 | 9 | 0
2015 | TVA_Transmission_2_NonRTO_Midwest | TVA_Transmission | NonRTO_Midwest | Internal | Summer | B2 | 25 | 700 | 0 | 96.74 | 96.27 | 9 | 0
2015 | TVA_Transmission_2_NonRTO_Midwest | TVA_Transmission | NonRTO_Midwest | Internal | Summer | B3 | 75 | 700 | 0 | 95.51 | 96.27 | 9 | 0
2015 | TVA_Transmission_2_NonRTO_Midwest | TVA_Transmission | NonRTO_Midwest | Internal | Summer | B4 | 100 | 700 | 0 | 90.87 | 94.88 | 9 | 0
2015 | TVA_Transmission_2_NonRTO_Midwest | TVA_Transmission | NonRTO_Midwest | Internal | Summer | B5 | 200 | 700 | 0 | 79.7 | 83.74 | 9 | 0
2015 | TVA_Transmission_2_NonRTO_Midwest | TVA_Transmission | NonRTO_Midwest | Internal | Summer | B6 | 300 | 700 | 0 | 69.83 | 61.83 | 9 | 0
2015 | TVA_Transmission_2_NonRTO_Midwest | TVA_Transmission | NonRTO_Midwest | Internal | Summer | B7 | 400 | 700 | 0 | 62.09 | 56.65 | 9 | 0
2015 | TVA_Transmission_2_NonRTO_Midwest | TVA_Transmission | NonRTO_Midwest | Internal | Summer | B8 | 500 | 700 | 0 | 60.87 | 56.42 | 9 | 0
2015 | TVA_Transmission_2_NonRTO_Midwest | TVA_Transmission | NonRTO_Midwest | Internal | Summer | B9 | 800 | 700 | 0 | 59.66 | 54.57 | 9 | 0
2015 | TVA_Transmission_2_NonRTO_Midwest | TVA_Transmission | NonRTO_Midwest | Internal | Summer | B10 | 1262 | 700 | 0 | 57.98 | 53.93 | 9 | 0
2015 | TVA_Transmission_2_NonRTO_Midwest | TVA_Transmission | NonRTO_Midwest | Internal | Winter | B16 | 25 | 700 | 0 | 83.12 | 83.13 | 9 | 0
2015 | TVA_Transmission_2_NonRTO_Midwest | TVA_Transmission | NonRTO_Midwest | Internal | Winter | B17 | 100 | 700 | 0 | 69.48 | 76.85 | 9 | 0
2015 | TVA_Transmission_2_NonRTO_Midwest | TVA_Transmission | NonRTO_Midwest | Internal | Winter | B18 | 400 | 700 | 0 | 65.5 | 68.06 | 9 | 0
2015 | TVA_Transmission_2_NonRTO_Midwest | TVA_Transmission | NonRTO_Midwest | Internal | Winter | B19 | 700 | 700 | 0 | 64.45 | 56.65 | 9 | 0
2015 | TVA_Transmission_2_NonRTO_Midwest | TVA_Transmission | NonRTO_Midwest | Internal | Winter | B20 | 935 | 700 | 0 | 60.98 | 55.14 | 9 | 0
2015 | TVA_Transmission_2_PJM_ROR | TVA_Transmission | PJM_ROR | Internal | Shoulder | B11 | 25 | 2000 | 0 | 80.06 | 74.06 | 9 | 0
2015 | TVA_Transmission_2_PJM_ROR | TVA_Transmission | PJM_ROR | Internal | Shoulder | B12 | 200 | 2000 | 0 | 65.5 | 64.62 | 9 | 0
2015 | TVA_Transmission_2_PJM_ROR | TVA_Transmission | PJM_ROR | Internal | Shoulder | B13 | 600 | 2000 | 0 | 62.77 | 60.35 | 9 | 0
2015 | TVA_Transmission_2_PJM_ROR | TVA_Transmission | PJM_ROR | Internal | Shoulder | B14 | 900 | 2000 | 0 | 62.31 | 57.78 | 9 | 0
2015 | TVA_Transmission_2_PJM_ROR | TVA_Transmission | PJM_ROR | Internal | Shoulder | B15 | 1203 | 2000 | 0 | 60.97 | 54.97 | 9 | 0
2015 | TVA_Transmission_2_PJM_ROR | TVA_Transmission | PJM_ROR | Internal | Summer | B1 | 10 | 2000 | 0 | 99.77 | 93.77 | 9 | 0
2015 | TVA_Transmission_2_PJM_ROR | TVA_Transmission | PJM_ROR | Internal | Summer | B2 | 25 | 2000 | 0 | 96.74 | 90.26 | 9 | 0
2015 | TVA_Transmission_2_PJM_ROR | TVA_Transmission | PJM_ROR | Internal | Summer | B3 | 75 | 2000 | 0 | 95.51 | 89.51 | 9 | 0
2015 | TVA_Transmission_2_PJM_ROR | TVA_Transmission | PJM_ROR | Internal | Summer | B4 | 100 | 2000 | 0 | 90.87 | 84.87 | 9 | 0
2015 | TVA_Transmission_2_PJM_ROR | TVA_Transmission | PJM_ROR | Internal | Summer | B5 | 200 | 2000 | 0 | 79.7 | 73.74 | 9 | 0
2015 | TVA_Transmission_2_PJM_ROR | TVA_Transmission | PJM_ROR | Internal | Summer | B6 | 300 | 2000 | 0 | 69.83 | 65.83 | 9 | 0
2015 | TVA_Transmission_2_PJM_ROR | TVA_Transmission | PJM_ROR | Internal | Summer | B7 | 400 | 2000 | 0 | 62.09 | 57.36 | 9 | 0
2015 | TVA_Transmission_2_PJM_ROR | TVA_Transmission | PJM_ROR | Internal | Summer | B8 | 500 | 2000 | 0 | 60.87 | 55.67 | 9 | 0
2015 | TVA_Transmission_2_PJM_ROR | TVA_Transmission | PJM_ROR | Internal | Summer | B9 | 800 | 2000 | 0 | 59.66 | 53.66 | 9 | 0
2015 | TVA_Transmission_2_PJM_ROR | TVA_Transmission | PJM_ROR | Internal | Summer | B10 | 1262 | 2000 | 0 | 57.98 | 52.04 | 9 | 0
2015 | TVA_Transmission_2_PJM_ROR | TVA_Transmission | PJM_ROR | Internal | Winter | B16 | 25 | 2000 | 0 | 83.12 | 77.12 | 9 | 0
2015 | TVA_Transmission_2_PJM_ROR | TVA_Transmission | PJM_ROR | Internal | Winter | B17 | 100 | 2000 | 0 | 69.48 | 70.84 | 9 | 0
2015 | TVA_Transmission_2_PJM_ROR | TVA_Transmission | PJM_ROR | Internal | Winter | B18 | 400 | 2000 | 0 | 65.5 | 62.05 | 9 | 0
2015 | TVA_Transmission_2_PJM_ROR | TVA_Transmission | PJM_ROR | Internal | Winter | B19 | 700 | 2000 | 0 | 64.45 | 60 | 9 | 0
2015 | TVA_Transmission_2_PJM_ROR | TVA_Transmission | PJM_ROR | Internal | Winter | B20 | 935 | 2000 | 0 | 60.98 | 54.98 | 9 | 0
2015 | TVA_Transmission_2_SOCO | TVA_Transmission | SOCO | Internal | Shoulder | B11 | 25 | 3200 | 0 | 80.06 | 85.22 | 9 | 0
2015 | TVA_Transmission_2_SOCO | TVA_Transmission | SOCO | Internal | Shoulder | B12 | 200 | 3200 | 0 | 65.5 | 64.49 | 9 | 0
2015 | TVA_Transmission_2_SOCO | TVA_Transmission | SOCO | Internal | Shoulder | B13 | 600 | 3200 | 0 | 62.77 | 61.88 | 9 | 0
2015 | TVA_Transmission_2_SOCO | TVA_Transmission | SOCO | Internal | Shoulder | B14 | 900 | 3200 | 0 | 62.31 | 61.88 | 9 | 0
2015 | TVA_Transmission_2_SOCO | TVA_Transmission | SOCO | Internal | Shoulder | B15 | 1203 | 3200 | 0 | 60.97 | 59.72 | 9 | 0
2015 | TVA_Transmission_2_SOCO | TVA_Transmission | SOCO | Internal | Summer | B1 | 10 | 3200 | 0 | 99.77 | 99.77 | 9 | 0
2015 | TVA_Transmission_2_SOCO | TVA_Transmission | SOCO | Internal | Summer | B2 | 25 | 3200 | 0 | 96.74 | 97.87 | 9 | 0
2015 | TVA_Transmission_2_SOCO | TVA_Transmission | SOCO | Internal | Summer | B3 | 75 | 3200 | 0 | 95.51 | 97.87 | 9 | 0
2015 | TVA_Transmission_2_SOCO | TVA_Transmission | SOCO | Internal | Summer | B4 | 100 | 3200 | 0 | 90.87 | 97.87 | 9 | 0
2015 | TVA_Transmission_2_SOCO | TVA_Transmission | SOCO | Internal | Summer | B5 | 200 | 3200 | 0 | 79.7 | 88.63 | 9 | 0
2015 | TVA_Transmission_2_SOCO | TVA_Transmission | SOCO | Internal | Summer | B6 | 300 | 3200 | 70.71 | 69.83 | 78.83 | 9 | 0
2015 | TVA_Transmission_2_SOCO | TVA_Transmission | SOCO | Internal | Summer | B7 | 400 | 3200 | 0 | 62.09 | 70.36 | 9 | 0
2015 | TVA_Transmission_2_SOCO | TVA_Transmission | SOCO | Internal | Summer | B8 | 500 | 3200 | 0 | 60.87 | 66.69 | 9 | 0
2015 | TVA_Transmission_2_SOCO | TVA_Transmission | SOCO | Internal | Summer | B9 | 800 | 3200 | 0 | 59.66 | 60.67 | 9 | 0
2015 | TVA_Transmission_2_SOCO | TVA_Transmission | SOCO | Internal | Summer | B10 | 1262 | 3200 | 0 | 57.98 | 58.55 | 9 | 0
2015 | TVA_Transmission_2_SOCO | TVA_Transmission | SOCO | Internal | Winter | B16 | 25 | 3200 | 0 | 83.12 | 85.18 | 9 | 0
2015 | TVA_Transmission_2_SOCO | TVA_Transmission | SOCO | Internal | Winter | B17 | 100 | 3200 | 0 | 69.48 | 67.23 | 9 | 0
2015 | TVA_Transmission_2_SOCO | TVA_Transmission | SOCO | Internal | Winter | B18 | 400 | 3200 | 0 | 65.5 | 64.36 | 9 | 0
2015 | TVA_Transmission_2_SOCO | TVA_Transmission | SOCO | Internal | Winter | B19 | 700 | 3200 | 0 | 64.45 | 64.36 | 9 | 0
2015 | TVA_Transmission_2_SOCO | TVA_Transmission | SOCO | Internal | Winter | B20 | 935 | 3200 | 0 | 60.98 | 62.11 | 9 | 0
2015 | TVA_Transmission_2_TVA | TVA_Transmission | TVA | Internal | Shoulder | B11 | 25 | 99999 | 627.89 | 80.06 | 80.08 | 0.01 | 0
2015 | TVA_Transmission_2_TVA | TVA_Transmission | TVA | Internal | Shoulder | B12 | 200 | 99999 | 0 | 65.5 | 61.77 | 0.01 | 0
2015 | TVA_Transmission_2_TVA | TVA_Transmission | TVA | Internal | Shoulder | B13 | 600 | 99999 | 0 | 62.77 | 61.77 | 0.01 | 0
2015 | TVA_Transmission_2_TVA | TVA_Transmission | TVA | Internal | Shoulder | B14 | 900 | 99999 | 0 | 62.31 | 61.77 | 0.01 | 0
2015 | TVA_Transmission_2_TVA | TVA_Transmission | TVA | Internal | Shoulder | B15 | 1203 | 99999 | 251.96 | 60.97 | 60.98 | 0.01 | 0
2015 | TVA_Transmission_2_TVA | TVA_Transmission | TVA | Internal | Summer | B1 | 10 | 99999 | 3219.51 | 99.77 | 99.79 | 0.01 | 0
2015 | TVA_Transmission_2_TVA | TVA_Transmission | TVA | Internal | Summer | B2 | 25 | 99999 | 2584.9 | 96.74 | 96.75 | 0.01 | 0
2015 | TVA_Transmission_2_TVA | TVA_Transmission | TVA | Internal | Summer | B3 | 75 | 99999 | 1374.31 | 95.51 | 95.53 | 0.01 | 0
2015 | TVA_Transmission_2_TVA | TVA_Transmission | TVA | Internal | Summer | B4 | 100 | 99999 | 825.72 | 90.87 | 90.88 | 0.01 | 0
2015 | TVA_Transmission_2_TVA | TVA_Transmission | TVA | Internal | Summer | B5 | 200 | 99999 | 0 | 79.7 | 79.63 | 0.01 | 0
2015 | TVA_Transmission_2_TVA | TVA_Transmission | TVA | Internal | Summer | B6 | 300 | 99999 | 0 | 69.83 | 62.83 | 0.01 | 0
2015 | TVA_Transmission_2_TVA | TVA_Transmission | TVA | Internal | Summer | B7 | 400 | 99999 | 0 | 62.09 | 60.44 | 0.01 | 0
2015 | TVA_Transmission_2_TVA | TVA_Transmission | TVA | Internal | Summer | B8 | 500 | 99999 | 0 | 60.87 | 60.44 | 0.01 | 0
2015 | TVA_Transmission_2_TVA | TVA_Transmission | TVA | Internal | Summer | B9 | 800 | 99999 | 165.65 | 59.66 | 59.67 | 0.01 | 0
2015 | TVA_Transmission_2_TVA | TVA_Transmission | TVA | Internal | Summer | B10 | 1262 | 99999 | 0 | 57.98 | 57.94 | 0.01 | 0
2015 | TVA_Transmission_2_TVA | TVA_Transmission | TVA | Internal | Winter | B16 | 25 | 99999 | 3072.79 | 83.12 | 83.13 | 0.01 | 0
2015 | TVA_Transmission_2_TVA | TVA_Transmission | TVA | Internal | Winter | B17 | 100 | 99999 | 0 | 69.48 | 68.72 | 0.01 | 0
2015 | TVA_Transmission_2_TVA | TVA_Transmission | TVA | Internal | Winter | B18 | 400 | 99999 | 0 | 65.5 | 64.31 | 0.01 | 0
2015 | TVA_Transmission_2_TVA | TVA_Transmission | TVA | Internal | Winter | B19 | 700 | 99999 | 0 | 64.45 | 64.31 | 0.01 | 0
2015 | TVA_Transmission_2_TVA | TVA_Transmission | TVA | Internal | Winter | B20 | 935 | 99999 | 2212.33 | 60.98 | 60.99 | 0.01 | 0
2015 | TVA_Transmission_2_VACAR | TVA_Transmission | VACAR | Internal | Shoulder | B11 | 25 | 900 | 0 | 80.06 | 78.22 | 9 | 0
2015 | TVA_Transmission_2_VACAR | TVA_Transmission | VACAR | Internal | Shoulder | B12 | 200 | 900 | 0 | 65.5 | 66.56 | 9 | 0
2015 | TVA_Transmission_2_VACAR | TVA_Transmission | VACAR | Internal | Shoulder | B13 | 600 | 900 | 0 | 62.77 | 62.92 | 9 | 0
2015 | TVA_Transmission_2_VACAR | TVA_Transmission | VACAR | Internal | Shoulder | B14 | 900 | 900 | 0 | 62.31 | 62.92 | 9 | 0
2015 | TVA_Transmission_2_VACAR | TVA_Transmission | VACAR | Internal | Shoulder | B15 | 1203 | 900 | 0 | 60.97 | 54.92 | 9 | 0
2015 | TVA_Transmission_2_VACAR | TVA_Transmission | VACAR | Internal | Summer | B1 | 10 | 900 | 0 | 99.77 | 100.71 | 9 | 0
2015 | TVA_Transmission_2_VACAR | TVA_Transmission | VACAR | Internal | Summer | B2 | 25 | 900 | 0 | 96.74 | 100.71 | 9 | 0
2015 | TVA_Transmission_2_VACAR | TVA_Transmission | VACAR | Internal | Summer | B3 | 75 | 900 | 0 | 95.51 | 100.71 | 9 | 0
2015 | TVA_Transmission_2_VACAR | TVA_Transmission | VACAR | Internal | Summer | B4 | 100 | 900 | 0 | 90.87 | 90.87 | 9 | 0
2015 | TVA_Transmission_2_VACAR | TVA_Transmission | VACAR | Internal | Summer | B5 | 200 | 900 | 0 | 79.7 | 81.63 | 9 | 0
2015 | TVA_Transmission_2_VACAR | TVA_Transmission | VACAR | Internal | Summer | B6 | 300 | 900 | 0 | 69.83 | 71.83 | 9 | 0
2015 | TVA_Transmission_2_VACAR | TVA_Transmission | VACAR | Internal | Summer | B7 | 400 | 900 | 0 | 62.09 | 63.36 | 9 | 0
2015 | TVA_Transmission_2_VACAR | TVA_Transmission | VACAR | Internal | Summer | B8 | 500 | 900 | 0 | 60.87 | 61.18 | 9 | 0
2015 | TVA_Transmission_2_VACAR | TVA_Transmission | VACAR | Internal | Summer | B9 | 800 | 900 | 0 | 59.66 | 58.95 | 9 | 0
2015 | TVA_Transmission_2_VACAR | TVA_Transmission | VACAR | Internal | Summer | B10 | 1262 | 900 | 0 | 57.98 | 53.44 | 9 | 0
2015 | TVA_Transmission_2_VACAR | TVA_Transmission | VACAR | Internal | Winter | B16 | 25 | 900 | 0 | 83.12 | 83.12 | 9 | 0
2015 | TVA_Transmission_2_VACAR | TVA_Transmission | VACAR | Internal | Winter | B17 | 100 | 900 | 0 | 69.48 | 76.84 | 9 | 0
2015 | TVA_Transmission_2_VACAR | TVA_Transmission | VACAR | Internal | Winter | B18 | 400 | 900 | 0 | 65.5 | 66.87 | 9 | 0
2015 | TVA_Transmission_2_VACAR | TVA_Transmission | VACAR | Internal | Winter | B19 | 700 | 900 | 0 | 64.45 | 65.54 | 9 | 0
2015 | TVA_Transmission_2_VACAR | TVA_Transmission | VACAR | Internal | Winter | B20 | 935 | 900 | 0 | 60.98 | 58.28 | 9 | 0
2015 | VACAR_2_PJM_ROR | VACAR | PJM_ROR | Internal | Shoulder | B11 | 25 | 2000 | 0 | 78.22 | 74.06 | 7 | 0
2015 | VACAR_2_PJM_ROR | VACAR | PJM_ROR | Internal | Shoulder | B12 | 200 | 2000 | 0 | 66.56 | 64.62 | 7 | 0
2015 | VACAR_2_PJM_ROR | VACAR | PJM_ROR | Internal | Shoulder | B13 | 600 | 2000 | 0 | 62.92 | 60.35 | 7 | 0
2015 | VACAR_2_PJM_ROR | VACAR | PJM_ROR | Internal | Shoulder | B14 | 900 | 2000 | 0 | 62.92 | 57.78 | 7 | 0
2015 | VACAR_2_PJM_ROR | VACAR | PJM_ROR | Internal | Shoulder | B15 | 1203 | 2000 | 0 | 54.92 | 54.97 | 7 | 0
2015 | VACAR_2_PJM_ROR | VACAR | PJM_ROR | Internal | Summer | B1 | 10 | 2000 | 0 | 100.71 | 93.77 | 7 | 0
2015 | VACAR_2_PJM_ROR | VACAR | PJM_ROR | Internal | Summer | B2 | 25 | 2000 | 0 | 100.71 | 90.26 | 7 | 0
2015 | VACAR_2_PJM_ROR | VACAR | PJM_ROR | Internal | Summer | B3 | 75 | 2000 | 0 | 100.71 | 89.51 | 7 | 0
2015 | VACAR_2_PJM_ROR | VACAR | PJM_ROR | Internal | Summer | B4 | 100 | 2000 | 0 | 90.87 | 84.87 | 7 | 0
2015 | VACAR_2_PJM_ROR | VACAR | PJM_ROR | Internal | Summer | B5 | 200 | 2000 | 0 | 81.63 | 73.74 | 7 | 0
2015 | VACAR_2_PJM_ROR | VACAR | PJM_ROR | Internal | Summer | B6 | 300 | 2000 | 0 | 71.83 | 65.83 | 7 | 0
2015 | VACAR_2_PJM_ROR | VACAR | PJM_ROR | Internal | Summer | B7 | 400 | 2000 | 0 | 63.36 | 57.36 | 7 | 0
2015 | VACAR_2_PJM_ROR | VACAR | PJM_ROR | Internal | Summer | B8 | 500 | 2000 | 0 | 61.18 | 55.67 | 7 | 0
2015 | VACAR_2_PJM_ROR | VACAR | PJM_ROR | Internal | Summer | B9 | 800 | 2000 | 0 | 58.95 | 53.66 | 7 | 0
2015 | VACAR_2_PJM_ROR | VACAR | PJM_ROR | Internal | Summer | B10 | 1262 | 2000 | 0 | 53.44 | 52.04 | 7 | 0
2015 | VACAR_2_PJM_ROR | VACAR | PJM_ROR | Internal | Winter | B16 | 25 | 2000 | 0 | 83.12 | 77.12 | 7 | 0
2015 | VACAR_2_PJM_ROR | VACAR | PJM_ROR | Internal | Winter | B17 | 100 | 2000 | 0 | 76.84 | 70.84 | 7 | 0
2015 | VACAR_2_PJM_ROR | VACAR | PJM_ROR | Internal | Winter | B18 | 400 | 2000 | 0 | 66.87 | 62.05 | 7 | 0
2015 | VACAR_2_PJM_ROR | VACAR | PJM_ROR | Internal | Winter | B19 | 700 | 2000 | 0 | 65.54 | 60 | 7 | 0
2015 | VACAR_2_PJM_ROR | VACAR | PJM_ROR | Internal | Winter | B20 | 935 | 2000 | 0 | 58.28 | 54.98 | 7 | 0
2015 | VACAR_2_SOCO | VACAR | SOCO | Internal | Shoulder | B11 | 25 | 3000 | 2269.66 | 78.22 | 85.22 | 7 | 0
2015 | VACAR_2_SOCO | VACAR | SOCO | Internal | Shoulder | B12 | 200 | 3000 | 0 | 66.56 | 64.49 | 7 | 0
2015 | VACAR_2_SOCO | VACAR | SOCO | Internal | Shoulder | B13 | 600 | 3000 | 0 | 62.92 | 61.88 | 7 | 0
2015 | VACAR_2_SOCO | VACAR | SOCO | Internal | Shoulder | B14 | 900 | 3000 | 0 | 62.92 | 61.88 | 7 | 0
2015 | VACAR_2_SOCO | VACAR | SOCO | Internal | Shoulder | B15 | 1203 | 3000 | 0 | 54.92 | 59.72 | 7 | 0
2015 | VACAR_2_SOCO | VACAR | SOCO | Internal | Summer | B1 | 10 | 3000 | 0 | 100.71 | 99.77 | 7 | 0
2015 | VACAR_2_SOCO | VACAR | SOCO | Internal | Summer | B2 | 25 | 3000 | 0 | 100.71 | 97.87 | 7 | 0
2015 | VACAR_2_SOCO | VACAR | SOCO | Internal | Summer | B3 | 75 | 3000 | 0 | 100.71 | 97.87 | 7 | 0
2015 | VACAR_2_SOCO | VACAR | SOCO | Internal | Summer | B4 | 100 | 3000 | 412.37 | 90.87 | 97.87 | 7 | 0
2015 | VACAR_2_SOCO | VACAR | SOCO | Internal | Summer | B5 | 200 | 3000 | 2637.19 | 81.63 | 88.63 | 7 | 0
2015 | VACAR_2_SOCO | VACAR | SOCO | Internal | Summer | B6 | 300 | 3000 | 273.99 | 71.83 | 78.83 | 7 | 0
2015 | VACAR_2_SOCO | VACAR | SOCO | Internal | Summer | B7 | 400 | 3000 | 86.61 | 63.36 | 70.36 | 7 | 0
2015 | VACAR_2_SOCO | VACAR | SOCO | Internal | Summer | B8 | 500 | 3000 | 0 | 61.18 | 66.69 | 7 | 0
2015 | VACAR_2_SOCO | VACAR | SOCO | Internal | Summer | B9 | 800 | 3000 | 0 | 58.95 | 60.67 | 7 | 0
2015 | VACAR_2_SOCO | VACAR | SOCO | Internal | Summer | B10 | 1262 | 3000 | 0 | 53.44 | 58.55 | 7 | 0
2015 | VACAR_2_SOCO | VACAR | SOCO | Internal | Winter | B16 | 25 | 3000 | 0 | 83.12 | 85.18 | 7 | 0
2015 | VACAR_2_SOCO | VACAR | SOCO | Internal | Winter | B17 | 100 | 3000 | 0 | 76.84 | 67.23 | 7 | 0
2015 | VACAR_2_SOCO | VACAR | SOCO | Internal | Winter | B18 | 400 | 3000 | 0 | 66.87 | 64.36 | 7 | 0
2015 | VACAR_2_SOCO | VACAR | SOCO | Internal | Winter | B19 | 700 | 3000 | 0 | 65.54 | 64.36 | 7 | 0
2015 | VACAR_2_SOCO | VACAR | SOCO | Internal | Winter | B20 | 935 | 3000 | 0 | 58.28 | 62.11 | 7 | 0
2015 | VACAR_2_TVA_Transmission | VACAR | TVA_Transmission | Internal | Shoulder | B11 | 25 | 900 | 0 | 78.22 | 80.06 | 7 | 0
2015 | VACAR_2_TVA_Transmission | VACAR | TVA_Transmission | Internal | Shoulder | B12 | 200 | 900 | 0 | 66.56 | 65.5 | 7 | 0
2015 | VACAR_2_TVA_Transmission | VACAR | TVA_Transmission | Internal | Shoulder | B13 | 600 | 900 | 0 | 62.92 | 62.77 | 7 | 0
2015 | VACAR_2_TVA_Transmission | VACAR | TVA_Transmission | Internal | Shoulder | B14 | 900 | 900 | 0 | 62.92 | 62.31 | 7 | 0
2015 | VACAR_2_TVA_Transmission | VACAR | TVA_Transmission | Internal | Shoulder | B15 | 1203 | 900 | 0 | 54.92 | 60.97 | 7 | 0
2015 | VACAR_2_TVA_Transmission | VACAR | TVA_Transmission | Internal | Summer | B1 | 10 | 900 | 0 | 100.71 | 99.77 | 7 | 0
2015 | VACAR_2_TVA_Transmission | VACAR | TVA_Transmission | Internal | Summer | B2 | 25 | 900 | 0 | 100.71 | 96.74 | 7 | 0
2015 | VACAR_2_TVA_Transmission | VACAR | TVA_Transmission | Internal | Summer | B3 | 75 | 900 | 0 | 100.71 | 95.51 | 7 | 0
2015 | VACAR_2_TVA_Transmission | VACAR | TVA_Transmission | Internal | Summer | B4 | 100 | 900 | 0 | 90.87 | 90.87 | 7 | 0
2015 | VACAR_2_TVA_Transmission | VACAR | TVA_Transmission | Internal | Summer | B5 | 200 | 900 | 0 | 81.63 | 79.7 | 7 | 0
2015 | VACAR_2_TVA_Transmission | VACAR | TVA_Transmission | Internal | Summer | B6 | 300 | 900 | 0 | 71.83 | 69.83 | 7 | 0
2015 | VACAR_2_TVA_Transmission | VACAR | TVA_Transmission | Internal | Summer | B7 | 400 | 900 | 0 | 63.36 | 62.09 | 7 | 0
2015 | VACAR_2_TVA_Transmission | VACAR | TVA_Transmission | Internal | Summer | B8 | 500 | 900 | 0 | 61.18 | 60.87 | 7 | 0
2015 | VACAR_2_TVA_Transmission | VACAR | TVA_Transmission | Internal | Summer | B9 | 800 | 900 | 0 | 58.95 | 59.66 | 7 | 0
2015 | VACAR_2_TVA_Transmission | VACAR | TVA_Transmission | Internal | Summer | B10 | 1262 | 900 | 0 | 53.44 | 57.98 | 7 | 0
2015 | VACAR_2_TVA_Transmission | VACAR | TVA_Transmission | Internal | Winter | B16 | 25 | 900 | 0 | 83.12 | 83.12 | 7 | 0
2015 | VACAR_2_TVA_Transmission | VACAR | TVA_Transmission | Internal | Winter | B17 | 100 | 900 | 0 | 76.84 | 69.48 | 7 | 0
2015 | VACAR_2_TVA_Transmission | VACAR | TVA_Transmission | Internal | Winter | B18 | 400 | 900 | 0 | 66.87 | 65.5 | 7 | 0
2015 | VACAR_2_TVA_Transmission | VACAR | TVA_Transmission | Internal | Winter | B19 | 700 | 900 | 0 | 65.54 | 64.45 | 7 | 0
2015 | VACAR_2_TVA_Transmission | VACAR | TVA_Transmission | Internal | Winter | B20 | 935 | 900 | 0 | 58.28 | 60.98 | 7 | 0
2020 | ENT_2_MISO_MO-IL | ENT | MISO_MO-IL | Internal | Shoulder | B11 | 25 | 2260 | 0 | 76.61 | 76.61 | 8 | 0
2020 | ENT_2_MISO_MO-IL | ENT | MISO_MO-IL | Internal | Shoulder | B12 | 200 | 2260 | 0 | 68.27 | 70.34 | 8 | 0
2020 | ENT_2_MISO_MO-IL | ENT | MISO_MO-IL | Internal | Shoulder | B13 | 600 | 2260 | 0 | 67.77 | 66.32 | 8 | 0
2020 | ENT_2_MISO_MO-IL | ENT | MISO_MO-IL | Internal | Shoulder | B14 | 900 | 2260 | 0 | 65.51 | 63.25 | 8 | 0
2020 | ENT_2_MISO_MO-IL | ENT | MISO_MO-IL | Internal | Shoulder | B15 | 1203 | 2260 | 0 | 65.51 | 59.04 | 8 | 0
2020 | ENT_2_MISO_MO-IL | ENT | MISO_MO-IL | Internal | Summer | B1 | 10 | 2260 | 0 | 104.82 | 104.82 | 8 | 0
2020 | ENT_2_MISO_MO-IL | ENT | MISO_MO-IL | Internal | Summer | B2 | 25 | 2260 | 0 | 101.92 | 103.81 | 8 | 0
2020 | ENT_2_MISO_MO-IL | ENT | MISO_MO-IL | Internal | Summer | B3 | 75 | 2260 | 0 | 101.92 | 100.77 | 8 | 0
2020 | ENT_2_MISO_MO-IL | ENT | MISO_MO-IL | Internal | Summer | B4 | 100 | 2260 | 0 | 101.89 | 100.77 | 8 | 0
2020 | ENT_2_MISO_MO-IL | ENT | MISO_MO-IL | Internal | Summer | B5 | 200 | 2260 | 0 | 95.58 | 97.63 | 8 | 0
2020 | ENT_2_MISO_MO-IL | ENT | MISO_MO-IL | Internal | Summer | B6 | 300 | 2260 | 0 | 78.36 | 78.36 | 8 | 0
2020 | ENT_2_MISO_MO-IL | ENT | MISO_MO-IL | Internal | Summer | B7 | 400 | 2260 | 0 | 66.9 | 68.85 | 8 | 0
2020 | ENT_2_MISO_MO-IL | ENT | MISO_MO-IL | Internal | Summer | B8 | 500 | 2260 | 0 | 66.9 | 63.17 | 8 | 0
2020 | ENT_2_MISO_MO-IL | ENT | MISO_MO-IL | Internal | Summer | B9 | 800 | 2260 | 0 | 66.41 | 61.52 | 8 | 0
2020 | ENT_2_MISO_MO-IL | ENT | MISO_MO-IL | Internal | Summer | B10 | 1262 | 2260 | 0 | 64.19 | 58.61 | 8 | 0
2020 | ENT_2_MISO_MO-IL | ENT | MISO_MO-IL | Internal | Winter | B16 | 25 | 2260 | 167.57 | 74.97 | 82.97 | 8 | 0
2020 | ENT_2_MISO_MO-IL | ENT | MISO_MO-IL | Internal | Winter | B17 | 100 | 2260 | 0 | 70.47 | 70.65 | 8 | 0
2020 | ENT_2_MISO_MO-IL | ENT | MISO_MO-IL | Internal | Winter | B18 | 400 | 2260 | 0 | 69.14 | 69.14 | 8 | 0
2020 | ENT_2_MISO_MO-IL | ENT | MISO_MO-IL | Internal | Winter | B19 | 700 | 2260 | 0 | 68.12 | 66.75 | 8 | 0
2020 | ENT_2_MISO_MO-IL | ENT | MISO_MO-IL | Internal | Winter | B20 | 935 | 2260 | 0 | 68.12 | 60.69 | 8 | 0
2020 | ENT_2_SOCO | ENT | SOCO | Internal | Shoulder | B11 | 25 | 2000 | 2000 | 76.61 | 92.21 | 8 | 7.6
2020 | ENT_2_SOCO | ENT | SOCO | Internal | Shoulder | B12 | 200 | 2000 | 0 | 68.27 | 69.72 | 8 | 0
2020 | ENT_2_SOCO | ENT | SOCO | Internal | Shoulder | B13 | 600 | 2000 | 0 | 67.77 | 67.38 | 8 | 0
2020 | ENT_2_SOCO | ENT | SOCO | Internal | Shoulder | B14 | 900 | 2000 | 0 | 65.51 | 67.38 | 8 | 0
2020 | ENT_2_SOCO | ENT | SOCO | Internal | Shoulder | B15 | 1203 | 2000 | 0 | 65.51 | 67.38 | 8 | 0
2020 | ENT_2_SOCO | ENT | SOCO | Internal | Summer | B1 | 10 | 2000 | 0 | 104.82 | 112.12 | 8 | 0
2020 | ENT_2_SOCO | ENT | SOCO | Internal | Summer | B2 | 25 | 2000 | 624.71 | 101.92 | 109.92 | 8 | 0
2020 | ENT_2_SOCO | ENT | SOCO | Internal | Summer | B3 | 75 | 2000 | 1505.78 | 101.92 | 109.92 | 8 | 0
2020 | ENT_2_SOCO | ENT | SOCO | Internal | Summer | B4 | 100 | 2000 | 2000 | 101.89 | 109.92 | 8 | 0.03
2020 | ENT_2_SOCO | ENT | SOCO | Internal | Summer | B5 | 200 | 2000 | 2000 | 95.58 | 103.83 | 8 | 0.25
2020 | ENT_2_SOCO | ENT | SOCO | Internal | Summer | B6 | 300 | 2000 | 2000 | 78.36 | 89.34 | 8 | 2.99
2020 | ENT_2_SOCO | ENT | SOCO | Internal | Summer | B7 | 400 | 2000 | 2000 | 66.9 | 79.86 | 8 | 4.97
2020 | ENT_2_SOCO | ENT | SOCO | Internal | Summer | B8 | 500 | 2000 | 0 | 66.9 | 74.69 | 8 | 0
2020 | ENT_2_SOCO | ENT | SOCO | Internal | Summer | B9 | 800 | 2000 | 0 | 66.41 | 66.11 | 8 | 0
2020 | ENT_2_SOCO | ENT | SOCO | Internal | Summer | B10 | 1262 | 2000 | 0 | 64.19 | 66.11 | 8 | 0
2020 | ENT_2_SOCO | ENT | SOCO | Internal | Winter | B16 | 25 | 2000 | 2000 | 74.97 | 91.97 | 8 | 9
2020 | ENT_2_SOCO | ENT | SOCO | Internal | Winter | B17 | 100 | 2000 | 0 | 70.47 | 72.53 | 8 | 0
2020 | ENT_2_SOCO | ENT | SOCO | Internal | Winter | B18 | 400 | 2000 | 0 | 69.14 | 69.99 | 8 | 0
2020 | ENT_2_SOCO | ENT | SOCO | Internal | Winter | B19 | 700 | 2000 | 0 | 68.12 | 69.99 | 8 | 0
2020 | ENT_2_SOCO | ENT | SOCO | Internal | Winter | B20 | 935 | 2000 | 0 | 68.12 | 69.99 | 8 | 0
2020 | ENT_2_SPP_N | ENT | SPP_N | Internal | Shoulder | B11 | 25 | 1300 | 0 | 76.61 | 71.61 | 8 | 0
2020 | ENT_2_SPP_N | ENT | SPP_N | Internal | Shoulder | B12 | 200 | 1300 | 0 | 68.27 | 65.34 | 8 | 0
2020 | ENT_2_SPP_N | ENT | SPP_N | Internal | Shoulder | B13 | 600 | 1300 | 0 | 67.77 | 62.77 | 8 | 0
2020 | ENT_2_SPP_N | ENT | SPP_N | Internal | Shoulder | B14 | 900 | 1300 | 0 | 65.51 | 59.22 | 8 | 0
2020 | ENT_2_SPP_N | ENT | SPP_N | Internal | Shoulder | B15 | 1203 | 1300 | 0 | 65.51 | 57 | 8 | 0
2020 | ENT_2_SPP_N | ENT | SPP_N | Internal | Summer | B1 | 10 | 1300 | 0 | 104.82 | 99.82 | 8 | 0
2020 | ENT_2_SPP_N | ENT | SPP_N | Internal | Summer | B2 | 25 | 1300 | 0 | 101.92 | 98.81 | 8 | 0
2020 | ENT_2_SPP_N | ENT | SPP_N | Internal | Summer | B3 | 75 | 1300 | 0 | 101.92 | 100.28 | 8 | 0
2020 | ENT_2_SPP_N | ENT | SPP_N | Internal | Summer | B4 | 100 | 1300 | 0 | 101.89 | 96.89 | 8 | 0
2020 | ENT_2_SPP_N | ENT | SPP_N | Internal | Summer | B5 | 200 | 1300 | 0 | 95.58 | 92.63 | 8 | 0
2020 | ENT_2_SPP_N | ENT | SPP_N | Internal | Summer | B6 | 300 | 1300 | 0 | 78.36 | 73.36 | 8 | 0
2020 | ENT_2_SPP_N | ENT | SPP_N | Internal | Summer | B7 | 400 | 1300 | 0 | 66.9 | 65.63 | 8 | 0
2020 | ENT_2_SPP_N | ENT | SPP_N | Internal | Summer | B8 | 500 | 1300 | 0 | 66.9 | 63.65 | 8 | 0
2020 | ENT_2_SPP_N | ENT | SPP_N | Internal | Summer | B9 | 800 | 1300 | 0 | 66.41 | 62.71 | 8 | 0
2020 | ENT_2_SPP_N | ENT | SPP_N | Internal | Summer | B10 | 1262 | 1300 | 0 | 64.19 | 59.19 | 8 | 0
2020 | ENT_2_SPP_N | ENT | SPP_N | Internal | Winter | B16 | 25 | 1300 | 0 | 74.97 | 69.97 | 8 | 0
2020 | ENT_2_SPP_N | ENT | SPP_N | Internal | Winter | B17 | 100 | 1300 | 0 | 70.47 | 65.47 | 8 | 0
2020 | ENT_2_SPP_N | ENT | SPP_N | Internal | Winter | B18 | 400 | 1300 | 0 | 69.14 | 64.14 | 8 | 0
2020 | ENT_2_SPP_N | ENT | SPP_N | Internal | Winter | B19 | 700 | 1300 | 0 | 68.12 | 62.73 | 8 | 0
2020 | ENT_2_SPP_N | ENT | SPP_N | Internal | Winter | B20 | 935 | 1300 | 0 | 68.12 | 59.69 | 8 | 0
2020 | ENT_2_SPP_S | ENT | SPP_S | Internal | Shoulder | B11 | 25 | 1300 | 0 | 76.61 | 68.53 | 8 | 0
2020 | ENT_2_SPP_S | ENT | SPP_S | Internal | Shoulder | B12 | 200 | 1300 | 0 | 68.27 | 65.35 | 8 | 0
2020 | ENT_2_SPP_S | ENT | SPP_S | Internal | Shoulder | B13 | 600 | 1300 | 0 | 67.77 | 62.78 | 8 | 0
2020 | ENT_2_SPP_S | ENT | SPP_S | Internal | Shoulder | B14 | 900 | 1300 | 0 | 65.51 | 59.23 | 8 | 0
2020 | ENT_2_SPP_S | ENT | SPP_S | Internal | Shoulder | B15 | 1203 | 1300 | 0 | 65.51 | 56.99 | 8 | 0
2020 | ENT_2_SPP_S | ENT | SPP_S | Internal | Summer | B1 | 10 | 1300 | 0 | 104.82 | 66.39 | 8 | 0
2020 | ENT_2_SPP_S | ENT | SPP_S | Internal | Summer | B2 | 25 | 1300 | 0 | 101.92 | 92.88 | 8 | 0
2020 | ENT_2_SPP_S | ENT | SPP_S | Internal | Summer | B3 | 75 | 1300 | 0 | 101.92 | 93.66 | 8 | 0
2020 | ENT_2_SPP_S | ENT | SPP_S | Internal | Summer | B4 | 100 | 1300 | 0 | 101.89 | 92.88 | 8 | 0
2020 | ENT_2_SPP_S | ENT | SPP_S | Internal | Summer | B5 | 200 | 1300 | 0 | 95.58 | 90.58 | 8 | 0
2020 | ENT_2_SPP_S | ENT | SPP_S | Internal | Summer | B6 | 300 | 1300 | 0 | 78.36 | 73.37 | 8 | 0
2020 | ENT_2_SPP_S | ENT | SPP_S | Internal | Summer | B7 | 400 | 1300 | 0 | 66.9 | 65.64 | 8 | 0
2020 | ENT_2_SPP_S | ENT | SPP_S | Internal | Summer | B8 | 500 | 1300 | 0 | 66.9 | 63.95 | 8 | 0
2020 | ENT_2_SPP_S | ENT | SPP_S | Internal | Summer | B9 | 800 | 1300 | 0 | 66.41 | 63.95 | 8 | 0
2020 | ENT_2_SPP_S | ENT | SPP_S | Internal | Summer | B10 | 1262 | 1300 | 0 | 64.19 | 59.2 | 8 | 0
2020 | ENT_2_SPP_S | ENT | SPP_S | Internal | Winter | B16 | 25 | 1300 | 0 | 74.97 | 68.26 | 8 | 0
2020 | ENT_2_SPP_S | ENT | SPP_S | Internal | Winter | B17 | 100 | 1300 | 0 | 70.47 | 65.49 | 8 | 0
2020 | ENT_2_SPP_S | ENT | SPP_S | Internal | Winter | B18 | 400 | 1300 | 0 | 69.14 | 64.15 | 8 | 0
2020 | ENT_2_SPP_S | ENT | SPP_S | Internal | Winter | B19 | 700 | 1300 | 0 | 68.12 | 62.74 | 8 | 0
2020 | ENT_2_SPP_S | ENT | SPP_S | Internal | Winter | B20 | 935 | 1300 | 0 | 68.12 | 59.71 | 8 | 0
2020 | ENT_2_TVA_Transmission | ENT | TVA_Transmission | Internal | Shoulder | B11 | 25 | 2100 | 0 | 76.61 | 83.78 | 8 | 0
2020 | ENT_2_TVA_Transmission | ENT | TVA_Transmission | Internal | Shoulder | B12 | 200 | 2100 | 0 | 68.27 | 72.68 | 8 | 0
2020 | ENT_2_TVA_Transmission | ENT | TVA_Transmission | Internal | Shoulder | B13 | 600 | 2100 | 0 | 67.77 | 69.63 | 8 | 0
2020 | ENT_2_TVA_Transmission | ENT | TVA_Transmission | Internal | Shoulder | B14 | 900 | 2100 | 0 | 65.51 | 68.4 | 8 | 0
2020 | ENT_2_TVA_Transmission | ENT | TVA_Transmission | Internal | Shoulder | B15 | 1203 | 2100 | 0 | 65.51 | 67.02 | 8 | 0
2020 | ENT_2_TVA_Transmission | ENT | TVA_Transmission | Internal | Summer | B1 | 10 | 2100 | 777.89 | 104.82 | 112.82 | 8 | 0
2020 | ENT_2_TVA_Transmission | ENT | TVA_Transmission | Internal | Summer | B2 | 25 | 2100 | 0 | 101.92 | 108.48 | 8 | 0
2020 | ENT_2_TVA_Transmission | ENT | TVA_Transmission | Internal | Summer | B3 | 75 | 2100 | 0 | 101.92 | 107.15 | 8 | 0
2020 | ENT_2_TVA_Transmission | ENT | TVA_Transmission | Internal | Summer | B4 | 100 | 2100 | 0 | 101.89 | 100.92 | 8 | 0
2020 | ENT_2_TVA_Transmission | ENT | TVA_Transmission | Internal | Summer | B5 | 200 | 2100 | 0 | 95.58 | 94.83 | 8 | 0
2020 | ENT_2_TVA_Transmission | ENT | TVA_Transmission | Internal | Summer | B6 | 300 | 2100 | 0 | 78.36 | 80.34 | 8 | 0
2020 | ENT_2_TVA_Transmission | ENT | TVA_Transmission | Internal | Summer | B7 | 400 | 2100 | 0 | 66.9 | 71.63 | 8 | 0
2020 | ENT_2_TVA_Transmission | ENT | TVA_Transmission | Internal | Summer | B8 | 500 | 2100 | 0 | 66.9 | 67.74 | 8 | 0
2020 | ENT_2_TVA_Transmission | ENT | TVA_Transmission | Internal | Summer | B9 | 800 | 2100 | 0 | 66.41 | 66.1 | 8 | 0
2020 | ENT_2_TVA_Transmission | ENT | TVA_Transmission | Internal | Summer | B10 | 1262 | 2100 | 0 | 64.19 | 64.24 | 8 | 0
2020 | ENT_2_TVA_Transmission | ENT | TVA_Transmission | Internal | Winter | B16 | 25 | 2100 | 1232.33 | 74.97 | 82.97 | 8 | 0
2020 | ENT_2_TVA_Transmission | ENT | TVA_Transmission | Internal | Winter | B17 | 100 | 2100 | 0 | 70.47 | 75.8 | 8 | 0
2020 | ENT_2_TVA_Transmission | ENT | TVA_Transmission | Internal | Winter | B18 | 400 | 2100 | 0 | 69.14 | 72.73 | 8 | 0
2020 | ENT_2_TVA_Transmission | ENT | TVA_Transmission | Internal | Winter | B19 | 700 | 2100 | 0 | 68.12 | 70.93 | 8 | 0
2020 | ENT_2_TVA_Transmission | ENT | TVA_Transmission | Internal | Winter | B20 | 935 | 2100 | 0 | 68.12 | 68.69 | 8 | 0
2020 | FRCC_2_SOCO | FRCC | SOCO | Internal | Shoulder | B11 | 25 | 900 | 0 | 102.21 | 92.21 | 8 | 0
2020 | FRCC_2_SOCO | FRCC | SOCO | Internal | Shoulder | B12 | 200 | 900 | 0 | 75.45 | 69.72 | 8 | 0
2020 | FRCC_2_SOCO | FRCC | SOCO | Internal | Shoulder | B13 | 600 | 900 | 0 | 73.58 | 67.38 | 8 | 0
2020 | FRCC_2_SOCO | FRCC | SOCO | Internal | Shoulder | B14 | 900 | 900 | 0 | 72.31 | 67.38 | 8 | 0
2020 | FRCC_2_SOCO | FRCC | SOCO | Internal | Shoulder | B15 | 1203 | 900 | 0 | 72.31 | 67.38 | 8 | 0
2020 | FRCC_2_SOCO | FRCC | SOCO | Internal | Summer | B1 | 10 | 900 | 0 | 116.56 | 112.12 | 8 | 0
2020 | FRCC_2_SOCO | FRCC | SOCO | Internal | Summer | B2 | 25 | 900 | 0 | 116.56 | 109.92 | 8 | 0
2020 | FRCC_2_SOCO | FRCC | SOCO | Internal | Summer | B3 | 75 | 900 | 0 | 116.56 | 109.92 | 8 | 0
2020 | FRCC_2_SOCO | FRCC | SOCO | Internal | Summer | B4 | 100 | 900 | 0 | 116.56 | 109.92 | 8 | 0
2020 | FRCC_2_SOCO | FRCC | SOCO | Internal | Summer | B5 | 200 | 900 | 0 | 113.83 | 103.83 | 8 | 0
2020 | FRCC_2_SOCO | FRCC | SOCO | Internal | Summer | B6 | 300 | 900 | 0 | 85.21 | 89.34 | 8 | 0
2020 | FRCC_2_SOCO | FRCC | SOCO | Internal | Summer | B7 | 400 | 900 | 0 | 74.69 | 79.86 | 8 | 0
2020 | FRCC_2_SOCO | FRCC | SOCO | Internal | Summer | B8 | 500 | 900 | 0 | 74.69 | 74.69 | 8 | 0
2020 | FRCC_2_SOCO | FRCC | SOCO | Internal | Summer | B9 | 800 | 900 | 0 | 71.58 | 66.11 | 8 | 0
2020 | FRCC_2_SOCO | FRCC | SOCO | Internal | Summer | B10 | 1262 | 900 | 0 | 71.58 | 66.11 | 8 | 0
2020 | FRCC_2_SOCO | FRCC | SOCO | Internal | Winter | B16 | 25 | 900 | 0 | 95.94 | 91.97 | 8 | 0
2020 | FRCC_2_SOCO | FRCC | SOCO | Internal | Winter | B17 | 100 | 900 | 0 | 77.79 | 72.53 | 8 | 0
2020 | FRCC_2_SOCO | FRCC | SOCO | Internal | Winter | B18 | 400 | 900 | 0 | 74.54 | 69.99 | 8 | 0
2020 | FRCC_2_SOCO | FRCC | SOCO | Internal | Winter | B19 | 700 | 900 | 0 | 74.54 | 69.99 | 8 | 0
2020 | FRCC_2_SOCO | FRCC | SOCO | Internal | Winter | B20 | 935 | 900 | 0 | 74.54 | 69.99 | 8 | 0
2020 | HQ_NEISO_2_NEISO | HQ_NEISO | NEISO | Internal | Shoulder | B11 | 25 | 99999 | 2920 | 61.5 | 61.51 | 0.01 | 0
2020 | HQ_NEISO_2_NEISO | HQ_NEISO | NEISO | Internal | Shoulder | B12 | 200 | 99999 | 2920 | 61.5 | 61.51 | 0.01 | 0
2020 | HQ_NEISO_2_NEISO | HQ_NEISO | NEISO | Internal | Shoulder | B13 | 600 | 99999 | 2920 | 61.04 | 61.05 | 0.01 | 0
2020 | HQ_NEISO_2_NEISO | HQ_NEISO | NEISO | Internal | Shoulder | B14 | 900 | 99999 | 2920 | 61.04 | 61.05 | 0.01 | 0
2020 | HQ_NEISO_2_NEISO | HQ_NEISO | NEISO | Internal | Shoulder | B15 | 1203 | 99999 | 1143.24 | 61.04 | 61.05 | 0.01 | 0
2020 | HQ_NEISO_2_NEISO | HQ_NEISO | NEISO | Internal | Summer | B1 | 10 | 99999 | 2920.1 | 109.83 | 109.84 | 0.01 | 0
2020 | HQ_NEISO_2_NEISO | HQ_NEISO | NEISO | Internal | Summer | B2 | 25 | 99999 | 2920.1 | 94.38 | 94.39 | 0.01 | 0
2020 | HQ_NEISO_2_NEISO | HQ_NEISO | NEISO | Internal | Summer | B3 | 75 | 99999 | 2920 | 81.51 | 81.52 | 0.01 | 0
2020 | HQ_NEISO_2_NEISO | HQ_NEISO | NEISO | Internal | Summer | B4 | 100 | 99999 | 2920 | 80.51 | 80.53 | 0.01 | 0
2020 | HQ_NEISO_2_NEISO | HQ_NEISO | NEISO | Internal | Summer | B5 | 200 | 99999 | 2920 | 58.62 | 58.63 | 0.01 | 0
2020 | HQ_NEISO_2_NEISO | HQ_NEISO | NEISO | Internal | Summer | B6 | 300 | 99999 | 2920 | 58.62 | 58.63 | 0.01 | 0
2020 | HQ_NEISO_2_NEISO | HQ_NEISO | NEISO | Internal | Summer | B7 | 400 | 99999 | 2920 | 58.62 | 58.63 | 0.01 | 0
2020 | HQ_NEISO_2_NEISO | HQ_NEISO | NEISO | Internal | Summer | B8 | 500 | 99999 | 2920 | 58.62 | 58.63 | 0.01 | 0
2020 | HQ_NEISO_2_NEISO | HQ_NEISO | NEISO | Internal | Summer | B9 | 800 | 99999 | 2920 | 58.62 | 58.63 | 0.01 | 0
2020 | HQ_NEISO_2_NEISO | HQ_NEISO | NEISO | Internal | Summer | B10 | 1262 | 99999 | 795.94 | 58.62 | 58.63 | 0.01 | 0
2020 | HQ_NEISO_2_NEISO | HQ_NEISO | NEISO | Internal | Winter | B16 | 25 | 99999 | 2920 | 70.43 | 70.44 | 0.01 | 0
2020 | HQ_NEISO_2_NEISO | HQ_NEISO | NEISO | Internal | Winter | B17 | 100 | 99999 | 2920 | 70.43 | 70.44 | 0.01 | 0
2020 | HQ_NEISO_2_NEISO | HQ_NEISO | NEISO | Internal | Winter | B18 | 400 | 99999 | 2920 | 69.41 | 69.42 | 0.01 | 0
2020 | HQ_NEISO_2_NEISO | HQ_NEISO | NEISO | Internal | Winter | B19 | 700 | 99999 | 2920 | 69.41 | 69.42 | 0.01 | 0
2020 | HQ_NEISO_2_NEISO | HQ_NEISO | NEISO | Internal | Winter | B20 | 935 | 99999 | 1233.58 | 69.41 | 69.42 | 0.01 | 0
2020 | HQ_NY_2_NYISO_A-F | HQ_NY | NYISO_A-F | Internal | Shoulder | B11 | 25 | 99999 | 1000 | 70.32 | 70.33 | 0.01 | 0
2020 | HQ_NY_2_NYISO_A-F | HQ_NY | NYISO_A-F | Internal | Shoulder | B12 | 200 | 99999 | 1000 | 64.48 | 64.49 | 0.01 | 0
2020 | HQ_NY_2_NYISO_A-F | HQ_NY | NYISO_A-F | Internal | Shoulder | B13 | 600 | 99999 | 1000 | 64.01 | 64.03 | 0.01 | 0
2020 | HQ_NY_2_NYISO_A-F | HQ_NY | NYISO_A-F | Internal | Shoulder | B14 | 900 | 99999 | 1000 | 62.61 | 62.62 | 0.01 | 0
2020 | HQ_NY_2_NYISO_A-F | HQ_NY | NYISO_A-F | Internal | Shoulder | B15 | 1203 | 99999 | 188.69 | 62.61 | 62.62 | 0.01 | 0
2020 | HQ_NY_2_NYISO_A-F | HQ_NY | NYISO_A-F | Internal | Summer | B1 | 10 | 99999 | 1000.1 | 96.86 | 96.87 | 0.01 | 0
2020 | HQ_NY_2_NYISO_A-F | HQ_NY | NYISO_A-F | Internal | Summer | B2 | 25 | 99999 | 1000.1 | 92.32 | 92.34 | 0.01 | 0
2020 | HQ_NY_2_NYISO_A-F | HQ_NY | NYISO_A-F | Internal | Summer | B3 | 75 | 99999 | 1000.1 | 84.51 | 84.52 | 0.01 | 0
2020 | HQ_NY_2_NYISO_A-F | HQ_NY | NYISO_A-F | Internal | Summer | B4 | 100 | 99999 | 1000 | 83.51 | 83.53 | 0.01 | 0
2020 | HQ_NY_2_NYISO_A-F | HQ_NY | NYISO_A-F | Internal | Summer | B5 | 200 | 99999 | 1000 | 74.77 | 74.79 | 0.01 | 0
2020 | HQ_NY_2_NYISO_A-F | HQ_NY | NYISO_A-F | Internal | Summer | B6 | 300 | 99999 | 1000 | 68.34 | 68.35 | 0.01 | 0
2020 | HQ_NY_2_NYISO_A-F | HQ_NY | NYISO_A-F | Internal | Summer | B7 | 400 | 99999 | 1000 | 62.48 | 62.49 | 0.01 | 0
2020 | HQ_NY_2_NYISO_A-F | HQ_NY | NYISO_A-F | Internal | Summer | B8 | 500 | 99999 | 1000 | 61.61 | 61.62 | 0.01 | 0
2020 | HQ_NY_2_NYISO_A-F | HQ_NY | NYISO_A-F | Internal | Summer | B9 | 800 | 99999 | 1000 | 61.6 | 61.61 | 0.01 | 0
2020 | HQ_NY_2_NYISO_A-F | HQ_NY | NYISO_A-F | Internal | Summer | B10 | 1262 | 99999 | 30.11 | 61.6 | 61.61 | 0.01 | 0
2020 | HQ_NY_2_NYISO_A-F | HQ_NY | NYISO_A-F | Internal | Winter | B16 | 25 | 99999 | 1000 | 72.95 | 72.97 | 0.01 | 0
2020 | HQ_NY_2_NYISO_A-F | HQ_NY | NYISO_A-F | Internal | Winter | B17 | 100 | 99999 | 1000 | 70.9 | 70.91 | 0.01 | 0
2020 | HQ_NY_2_NYISO_A-F | HQ_NY | NYISO_A-F | Internal | Winter | B18 | 400 | 99999 | 1000 | 66.41 | 66.42 | 0.01 | 0
2020 | HQ_NY_2_NYISO_A-F | HQ_NY | NYISO_A-F | Internal | Winter | B19 | 700 | 99999 | 1000 | 66.41 | 66.42 | 0.01 | 0
2020 | HQ_NY_2_NYISO_A-F | HQ_NY | NYISO_A-F | Internal | Winter | B20 | 935 | 99999 | 229.95 | 66.41 | 66.42 | 0.01 | 0
2020 | HQ_IESO_2_IESO | HQ_IESO | IESO | Internal | Shoulder | B11 | 25 | 99999 | 400 | 13.9 | 13.91 | 0.01 | 0
2020 | HQ_IESO_2_IESO | HQ_IESO | IESO | Internal | Shoulder | B12 | 200 | 99999 | 400 | 13.9 | 13.91 | 0.01 | 0
2020 | HQ_IESO_2_IESO | HQ_IESO | IESO | Internal | Shoulder | B13 | 600 | 99999 | 400 | 13.9 | 13.91 | 0.01 | 0
2020 | HQ_IESO_2_IESO | HQ_IESO | IESO | Internal | Shoulder | B14 | 900 | 99999 | 400 | 13.9 | 13.91 | 0.01 | 0
2020 | HQ_IESO_2_IESO | HQ_IESO | IESO | Internal | Shoulder | B15 | 1203 | 99999 | 75.48 | 13.9 | 13.91 | 0.01 | 0
2020 | HQ_IESO_2_IESO | HQ_IESO | IESO | Internal | Summer | B1 | 10 | 99999 | 400.1 | 89.86 | 89.87 | 0.01 | 0
2020 | HQ_IESO_2_IESO | HQ_IESO | IESO | Internal | Summer | B2 | 25 | 99999 | 400.1 | 85.32 | 85.34 | 0.01 | 0
2020 | HQ_IESO_2_IESO | HQ_IESO | IESO | Internal | Summer | B3 | 75 | 99999 | 400 | 71.53 | 71.54 | 0.01 | 0
2020 | HQ_IESO_2_IESO | HQ_IESO | IESO | Internal | Summer | B4 | 100 | 99999 | 400 | 47.03 | 47.04 | 0.01 | 0
2020 | HQ_IESO_2_IESO | HQ_IESO | IESO | Internal | Summer | B5 | 200 | 99999 | 400 | 10.96 | 10.97 | 0.01 | 0
2020 | HQ_IESO_2_IESO | HQ_IESO | IESO | Internal | Summer | B6 | 300 | 99999 | 400 | 10.96 | 10.97 | 0.01 | 0
2020 | HQ_IESO_2_IESO | HQ_IESO | IESO | Internal | Summer | B7 | 400 | 99999 | 400 | 10.96 | 10.97 | 0.01 | 0
2020 | HQ_IESO_2_IESO | HQ_IESO | IESO | Internal | Summer | B8 | 500 | 99999 | 400 | 10.96 | 10.97 | 0.01 | 0
2020 | HQ_IESO_2_IESO | HQ_IESO | IESO | Internal | Summer | B9 | 800 | 99999 | 400 | 10.96 | 10.97 | 0.01 | 0
2020 | HQ_IESO_2_IESO | HQ_IESO | IESO | Internal | Summer | B10 | 1262 | 99999 | 12.04 | 10.96 | 10.97 | 0.01 | 0
2020 | HQ_IESO_2_IESO | HQ_IESO | IESO | Internal | Winter | B16 | 25 | 99999 | 400 | 49.8 | 49.81 | 0.01 | 0
2020 | HQ_IESO_2_IESO | HQ_IESO | IESO | Internal | Winter | B17 | 100 | 99999 | 400 | 49.8 | 49.81 | 0.01 | 0
2020 | HQ_IESO_2_IESO | HQ_IESO | IESO | Internal | Winter | B18 | 400 | 99999 | 400 | 49.8 | 49.81 | 0.01 | 0
2020 | HQ_IESO_2_IESO | HQ_IESO | IESO | Internal | Winter | B19 | 700 | 99999 | 400 | 49.8 | 49.81 | 0.01 | 0
2020 | HQ_IESO_2_IESO | HQ_IESO | IESO | Internal | Winter | B20 | 935 | 99999 | 91.98 | 49.8 | 49.81 | 0.01 | 0
2020 | IESO_2_MAPP_CA | IESO | MAPP_CA | Internal | Shoulder | B11 | 25 | 262 | 262 | 13.91 | 76.6 | 7 | 55.69
2020 | IESO_2_MAPP_CA | IESO | MAPP_CA | Internal | Shoulder | B12 | 200 | 262 | 262 | 13.91 | 70.32 | 7 | 49.41
2020 | IESO_2_MAPP_CA | IESO | MAPP_CA | Internal | Shoulder | B13 | 600 | 262 | 262 | 13.91 | 66.31 | 7 | 45.4
2020 | IESO_2_MAPP_CA | IESO | MAPP_CA | Internal | Shoulder | B14 | 900 | 262 | 262 | 13.91 | 64.21 | 7 | 43.3
2020 | IESO_2_MAPP_CA | IESO | MAPP_CA | Internal | Shoulder | B15 | 1203 | 262 | 262 | 13.91 | 64.21 | 7 | 43.3
2020 | IESO_2_MAPP_CA | IESO | MAPP_CA | Internal | Summer | B1 | 10 | 262 | 0 | 89.87 | 91.11 | 7 | 0
2020 | IESO_2_MAPP_CA | IESO | MAPP_CA | Internal | Summer | B2 | 25 | 262 | 0 | 85.34 | 92.11 | 7 | 0
2020 | IESO_2_MAPP_CA | IESO | MAPP_CA | Internal | Summer | B3 | 75 | 262 | 262 | 71.54 | 89.86 | 7 | 11.32
2020 | IESO_2_MAPP_CA | IESO | MAPP_CA | Internal | Summer | B4 | 100 | 262 | 262 | 47.04 | 89.86 | 7 | 35.82
2020 | IESO_2_MAPP_CA | IESO | MAPP_CA | Internal | Summer | B5 | 200 | 262 | 262 | 10.97 | 89.86 | 7 | 71.89
2020 | IESO_2_MAPP_CA | IESO | MAPP_CA | Internal | Summer | B6 | 300 | 262 | 262 | 10.97 | 78.36 | 7 | 60.39
2020 | IESO_2_MAPP_CA | IESO | MAPP_CA | Internal | Summer | B7 | 400 | 262 | 262 | 10.97 | 68.85 | 7 | 50.88
2020 | IESO_2_MAPP_CA | IESO | MAPP_CA | Internal | Summer | B8 | 500 | 262 | 262 | 10.97 | 63.17 | 7 | 45.2
2020 | IESO_2_MAPP_CA | IESO | MAPP_CA | Internal | Summer | B9 | 800 | 262 | 262 | 10.97 | 62.68 | 7 | 44.71
2020 | IESO_2_MAPP_CA | IESO | MAPP_CA | Internal | Summer | B10 | 1262 | 262 | 262 | 10.97 | 62.68 | 7 | 44.71
2020 | IESO_2_MAPP_CA | IESO | MAPP_CA | Internal | Winter | B16 | 25 | 262 | 262 | 49.81 | 82.95 | 7 | 26.13
2020 | IESO_2_MAPP_CA | IESO | MAPP_CA | Internal | Winter | B17 | 100 | 262 | 262 | 49.81 | 70.63 | 7 | 13.81
2020 | IESO_2_MAPP_CA | IESO | MAPP_CA | Internal | Winter | B18 | 400 | 262 | 262 | 49.81 | 69.12 | 7 | 12.31
2020 | IESO_2_MAPP_CA | IESO | MAPP_CA | Internal | Winter | B19 | 700 | 262 | 262 | 49.81 | 67.45 | 7 | 10.64
2020 | IESO_2_MAPP_CA | IESO | MAPP_CA | Internal | Winter | B20 | 935 | 262 | 262 | 49.81 | 67.45 | 7 | 10.64
2020 | IESO_2_MISO_MI | IESO | MISO_MI | Internal | Shoulder | B11 | 25 | 1840 | 1840 | 13.91 | 76.59 | 7 | 55.67
2020 | IESO_2_MISO_MI | IESO | MISO_MI | Internal | Shoulder | B12 | 200 | 1840 | 1840 | 13.91 | 70.34 | 7 | 49.43
2020 | IESO_2_MISO_MI | IESO | MISO_MI | Internal | Shoulder | B13 | 600 | 1840 | 1840 | 13.91 | 66.32 | 7 | 45.41
2020 | IESO_2_MISO_MI | IESO | MISO_MI | Internal | Shoulder | B14 | 900 | 1840 | 1840 | 13.91 | 62.58 | 7 | 41.67
2020 | IESO_2_MISO_MI | IESO | MISO_MI | Internal | Shoulder | B15 | 1203 | 1840 | 1840 | 13.91 | 59.04 | 7 | 38.13
2020 | IESO_2_MISO_MI | IESO | MISO_MI | Internal | Summer | B1 | 10 | 1840 | 1840 | 89.87 | 104.82 | 7 | 7.95
2020 | IESO_2_MISO_MI | IESO | MISO_MI | Internal | Summer | B2 | 25 | 1840 | 1840 | 85.34 | 100.48 | 7 | 8.14
2020 | IESO_2_MISO_MI | IESO | MISO_MI | Internal | Summer | B3 | 75 | 1840 | 1840 | 71.54 | 99.16 | 7 | 20.62
2020 | IESO_2_MISO_MI | IESO | MISO_MI | Internal | Summer | B4 | 100 | 1840 | 1840 | 47.04 | 84.93 | 7 | 30.89
2020 | IESO_2_MISO_MI | IESO | MISO_MI | Internal | Summer | B5 | 200 | 1840 | 1840 | 10.97 | 78.84 | 7 | 60.87
2020 | IESO_2_MISO_MI | IESO | MISO_MI | Internal | Summer | B6 | 300 | 1840 | 1840 | 10.97 | 70.27 | 7 | 52.3
2020 | IESO_2_MISO_MI | IESO | MISO_MI | Internal | Summer | B7 | 400 | 1840 | 1840 | 10.97 | 64.86 | 7 | 46.89
2020 | IESO_2_MISO_MI | IESO | MISO_MI | Internal | Summer | B8 | 500 | 1840 | 1840 | 10.97 | 61.2 | 7 | 43.23
2020 | IESO_2_MISO_MI | IESO | MISO_MI | Internal | Summer | B9 | 800 | 1840 | 1840 | 10.97 | 59.01 | 7 | 41.04
2020 | IESO_2_MISO_MI | IESO | MISO_MI | Internal | Summer | B10 | 1262 | 1840 | 1840 | 10.97 | 58.13 | 7 | 40.16
2020 | IESO_2_MISO_MI | IESO | MISO_MI | Internal | Winter | B16 | 25 | 1840 | 1840 | 49.81 | 82.97 | 7 | 26.16
2020 | IESO_2_MISO_MI | IESO | MISO_MI | Internal | Winter | B17 | 100 | 1840 | 1840 | 49.81 | 70.65 | 7 | 13.84
2020 | IESO_2_MISO_MI | IESO | MISO_MI | Internal | Winter | B18 | 400 | 1840 | 1840 | 49.81 | 69.14 | 7 | 12.32
2020 | IESO_2_MISO_MI | IESO | MISO_MI | Internal | Winter | B19 | 700 | 1840 | 1840 | 49.81 | 65.83 | 7 | 9.02
2020 | IESO_2_MISO_MI | IESO | MISO_MI | Internal | Winter | B20 | 935 | 1840 | 1840 | 49.81 | 60.69 | 7 | 3.88
2020 | IESO_2_MISO_W | IESO | MISO_W | Internal | Shoulder | B11 | 25 | 140 | 140 | 13.91 | 76.61 | 7 | 55.7
2020 | IESO_2_MISO_W | IESO | MISO_W | Internal | Shoulder | B12 | 200 | 140 | 140 | 13.91 | 70.34 | 7 | 49.43
2020 | IESO_2_MISO_W | IESO | MISO_W | Internal | Shoulder | B13 | 600 | 140 | 140 | 13.91 | 66.32 | 7 | 45.41
2020 | IESO_2_MISO_W | IESO | MISO_W | Internal | Shoulder | B14 | 900 | 140 | 140 | 13.91 | 64.22 | 7 | 43.31
2020 | IESO_2_MISO_W | IESO | MISO_W | Internal | Shoulder | B15 | 1203 | 140 | 140 | 13.91 | 63.19 | 7 | 42.27
2020 | IESO_2_MISO_W | IESO | MISO_W | Internal | Summer | B1 | 10 | 140 | 140 | 89.87 | 105.11 | 7 | 8.25
2020 | IESO_2_MISO_W | IESO | MISO_W | Internal | Summer | B2 | 25 | 140 | 140 | 85.34 | 103.82 | 7 | 11.49
2020 | IESO_2_MISO_W | IESO | MISO_W | Internal | Summer | B3 | 75 | 140 | 140 | 71.54 | 103.82 | 7 | 25.28
2020 | IESO_2_MISO_W | IESO | MISO_W | Internal | Summer | B4 | 100 | 140 | 140 | 47.04 | 101.89 | 7 | 47.85
2020 | IESO_2_MISO_W | IESO | MISO_W | Internal | Summer | B5 | 200 | 140 | 140 | 10.97 | 97.64 | 7 | 79.67
2020 | IESO_2_MISO_W | IESO | MISO_W | Internal | Summer | B6 | 300 | 140 | 140 | 10.97 | 78.37 | 7 | 60.4
2020 | IESO_2_MISO_W | IESO | MISO_W | Internal | Summer | B7 | 400 | 140 | 140 | 10.97 | 68.86 | 7 | 50.89
2020 | IESO_2_MISO_W | IESO | MISO_W | Internal | Summer | B8 | 500 | 140 | 140 | 10.97 | 63.19 | 7 | 45.22
2020 | IESO_2_MISO_W | IESO | MISO_W | Internal | Summer | B9 | 800 | 140 | 140 | 10.97 | 62.7 | 7 | 44.73
2020 | IESO_2_MISO_W | IESO | MISO_W | Internal | Summer | B10 | 1262 | 140 | 140 | 10.97 | 62.67 | 7 | 44.7
2020 | IESO_2_MISO_W | IESO | MISO_W | Internal | Winter | B16 | 25 | 140 | 140 | 49.81 | 82.96 | 7 | 26.15
2020 | IESO_2_MISO_W | IESO | MISO_W | Internal | Winter | B17 | 100 | 140 | 140 | 49.81 | 70.64 | 7 | 13.83
2020 | IESO_2_MISO_W | IESO | MISO_W | Internal | Winter | B18 | 400 | 140 | 140 | 49.81 | 69.14 | 7 | 12.32
2020 | IESO_2_MISO_W | IESO | MISO_W | Internal | Winter | B19 | 700 | 140 | 140 | 49.81 | 67.46 | 7 | 10.65
2020 | IESO_2_MISO_W | IESO | MISO_W | Internal | Winter | B20 | 935 | 140 | 140 | 49.81 | 64.69 | 7 | 7.88
2020 | IESO_2_NYISO_A-F | IESO | NYISO_A-F | Internal | Shoulder | B11 | 25 | 1725 | 1725 | 13.91 | 70.33 | 7 | 49.42
2020 | IESO_2_NYISO_A-F | IESO | NYISO_A-F | Internal | Shoulder | B12 | 200 | 1725 | 1725 | 13.91 | 64.49 | 7 | 43.58
2020 | IESO_2_NYISO_A-F | IESO | NYISO_A-F | Internal | Shoulder | B13 | 600 | 1725 | 1725 | 13.91 | 64.03 | 7 | 43.11
2020 | IESO_2_NYISO_A-F | IESO | NYISO_A-F | Internal | Shoulder | B14 | 900 | 1725 | 1725 | 13.91 | 62.62 | 7 | 41.71
2020 | IESO_2_NYISO_A-F | IESO | NYISO_A-F | Internal | Shoulder | B15 | 1203 | 1725 | 1725 | 13.91 | 62.62 | 7 | 41.71
2020 | IESO_2_NYISO_A-F | IESO | NYISO_A-F | Internal | Summer | B1 | 10 | 1725 | 1291.57 | 89.87 | 96.87 | 7 | 0
2020 | IESO_2_NYISO_A-F | IESO | NYISO_A-F | Internal | Summer | B2 | 25 | 1725 | 1233.08 | 85.34 | 92.34 | 7 | 0
2020 | IESO_2_NYISO_A-F | IESO | NYISO_A-F | Internal | Summer | B3 | 75 | 1725 | 1725 | 71.54 | 84.52 | 7 | 5.97
2020 | IESO_2_NYISO_A-F | IESO | NYISO_A-F | Internal | Summer | B4 | 100 | 1725 | 1725 | 47.04 | 83.53 | 7 | 29.49
2020 | IESO_2_NYISO_A-F | IESO | NYISO_A-F | Internal | Summer | B5 | 200 | 1725 | 1725 | 10.97 | 74.79 | 7 | 56.82
2020 | IESO_2_NYISO_A-F | IESO | NYISO_A-F | Internal | Summer | B6 | 300 | 1725 | 1725 | 10.97 | 68.35 | 7 | 50.38
2020 | IESO_2_NYISO_A-F | IESO | NYISO_A-F | Internal | Summer | B7 | 400 | 1725 | 1725 | 10.97 | 62.49 | 7 | 44.52
2020 | IESO_2_NYISO_A-F | IESO | NYISO_A-F | Internal | Summer | B8 | 500 | 1725 | 1725 | 10.97 | 61.62 | 7 | 43.65
2020 | IESO_2_NYISO_A-F | IESO | NYISO_A-F | Internal | Summer | B9 | 800 | 1725 | 1725 | 10.97 | 61.61 | 7 | 43.64
2020 | IESO_2_NYISO_A-F | IESO | NYISO_A-F | Internal | Summer | B10 | 1262 | 1725 | 1725 | 10.97 | 61.61 | 7 | 43.64
2020 | IESO_2_NYISO_A-F | IESO | NYISO_A-F | Internal | Winter | B16 | 25 | 1725 | 1725 | 49.81 | 72.97 | 7 | 16.15
2020 | IESO_2_NYISO_A-F | IESO | NYISO_A-F | Internal | Winter | B17 | 100 | 1725 | 1725 | 49.81 | 70.91 | 7 | 14.1
2020 | IESO_2_NYISO_A-F | IESO | NYISO_A-F | Internal | Winter | B18 | 400 | 1725 | 1725 | 49.81 | 66.42 | 7 | 9.61
2020 | IESO_2_NYISO_A-F | IESO | NYISO_A-F | Internal | Winter | B19 | 700 | 1725 | 1725 | 49.81 | 66.42 | 7 | 9.61
2020 | IESO_2_NYISO_A-F | IESO | NYISO_A-F | Internal | Winter | B20 | 935 | 1725 | 1725 | 49.81 | 66.42 | 7 | 9.61
2020 | MAPP_CA_2_IESO | MAPP_CA | IESO | Internal | Shoulder | B11 | 25 | 330 | 0 | 76.6 | 13.91 | 8 | 0
2020 | MAPP_CA_2_IESO | MAPP_CA | IESO | Internal | Shoulder | B12 | 200 | 330 | 0 | 70.32 | 13.91 | 8 | 0
2020 | MAPP_CA_2_IESO | MAPP_CA | IESO | Internal | Shoulder | B13 | 600 | 330 | 0 | 66.31 | 13.91 | 8 | 0
2020 | MAPP_CA_2_IESO | MAPP_CA | IESO | Internal | Shoulder | B14 | 900 | 330 | 0 | 64.21 | 13.91 | 8 | 0
2020 | MAPP_CA_2_IESO | MAPP_CA | IESO | Internal | Shoulder | B15 | 1203 | 330 | 0 | 64.21 | 13.91 | 8 | 0
2020 | MAPP_CA_2_IESO | MAPP_CA | IESO | Internal | Summer | B1 | 10 | 330 | 0 | 91.11 | 89.87 | 8 | 0
2020 | MAPP_CA_2_IESO | MAPP_CA | IESO | Internal | Summer | B2 | 25 | 330 | 0 | 92.11 | 85.34 | 8 | 0
2020 | MAPP_CA_2_IESO | MAPP_CA | IESO | Internal | Summer | B3 | 75 | 330 | 0 | 89.86 | 71.54 | 8 | 0
2020 | MAPP_CA_2_IESO | MAPP_CA | IESO | Internal | Summer | B4 | 100 | 330 | 0 | 89.86 | 47.04 | 8 | 0
2020 | MAPP_CA_2_IESO | MAPP_CA | IESO | Internal | Summer | B5 | 200 | 330 | 0 | 89.86 | 10.97 | 8 | 0
2020 | MAPP_CA_2_IESO | MAPP_CA | IESO | Internal | Summer | B6 | 300 | 330 | 0 | 78.36 | 10.97 | 8 | 0
2020 | MAPP_CA_2_IESO | MAPP_CA | IESO | Internal | Summer | B7 | 400 | 330 | 0 | 68.85 | 10.97 | 8 | 0
2020 | MAPP_CA_2_IESO | MAPP_CA | IESO | Internal | Summer | B8 | 500 | 330 | 0 | 63.17 | 10.97 | 8 | 0
2020 | MAPP_CA_2_IESO | MAPP_CA | IESO | Internal | Summer | B9 | 800 | 330 | 0 | 62.68 | 10.97 | 8 | 0
2020 | MAPP_CA_2_IESO | MAPP_CA | IESO | Internal | Summer | B10 | 1262 | 330 | 0 | 62.68 | 10.97 | 8 | 0
2020 | MAPP_CA_2_IESO | MAPP_CA | IESO | Internal | Winter | B16 | 25 | 330 | 0 | 82.95 | 49.81 | 8 | 0
2020 | MAPP_CA_2_IESO | MAPP_CA | IESO | Internal | Winter | B17 | 100 | 330 | 0 | 70.63 | 49.81 | 8 | 0
2020 | MAPP_CA_2_IESO | MAPP_CA | IESO | Internal | Winter | B18 | 400 | 330 | 0 | 69.12 | 49.81 | 8 | 0
2020 | MAPP_CA_2_IESO | MAPP_CA | IESO | Internal | Winter | B19 | 700 | 330 | 0 | 67.45 | 49.81 | 8 | 0
2020 | MAPP_CA_2_IESO | MAPP_CA | IESO | Internal | Winter | B20 | 935 | 330 | 0 | 67.45 | 49.81 | 8 | 0
2020 | MAPP_CA_2_MAPP_US | MAPP_CA | MAPP_US | Internal | Shoulder | B11 | 25 | 372 | 0 | 76.6 | 69.61 | 7 | 0
2020 | MAPP_CA_2_MAPP_US | MAPP_CA | MAPP_US | Internal | Shoulder | B12 | 200 | 372 | 0 | 70.32 | 63.34 | 7 | 0
2020 | MAPP_CA_2_MAPP_US | MAPP_CA | MAPP_US | Internal | Shoulder | B13 | 600 | 372 | 0 | 66.31 | 59.32 | 7 | 0
2020 | MAPP_CA_2_MAPP_US | MAPP_CA | MAPP_US | Internal | Shoulder | B14 | 900 | 372 | 0 | 64.21 | 57.22 | 7 | 0
2020 | MAPP_CA_2_MAPP_US | MAPP_CA | MAPP_US | Internal | Shoulder | B15 | 1203 | 372 | 0 | 64.21 | 56.19 | 7 | 0
2020 | MAPP_CA_2_MAPP_US | MAPP_CA | MAPP_US | Internal | Summer | B1 | 10 | 372 | 38.12 | 91.11 | 98.11 | 7 | 0
2020 | MAPP_CA_2_MAPP_US | MAPP_CA | MAPP_US | Internal | Summer | B2 | 25 | 372 | 0 | 92.11 | 96.82 | 7 | 0
2020 | MAPP_CA_2_MAPP_US | MAPP_CA | MAPP_US | Internal | Summer | B3 | 75 | 372 | 0 | 89.86 | 96.82 | 7 | 0
2020 | MAPP_CA_2_MAPP_US | MAPP_CA | MAPP_US | Internal | Summer | B4 | 100 | 372 | 0 | 89.86 | 94.89 | 7 | 0
2020 | MAPP_CA_2_MAPP_US | MAPP_CA | MAPP_US | Internal | Summer | B5 | 200 | 372 | 0 | 89.86 | 90.64 | 7 | 0
2020 | MAPP_CA_2_MAPP_US | MAPP_CA | MAPP_US | Internal | Summer | B6 | 300 | 372 | 0 | 78.36 | 71.37 | 7 | 0
2020 | MAPP_CA_2_MAPP_US | MAPP_CA | MAPP_US | Internal | Summer | B7 | 400 | 372 | 0 | 68.85 | 61.86 | 7 | 0
2020 | MAPP_CA_2_MAPP_US | MAPP_CA | MAPP_US | Internal | Summer | B8 | 500 | 372 | 0 | 63.17 | 56.19 | 7 | 0
2020 | MAPP_CA_2_MAPP_US | MAPP_CA | MAPP_US | Internal | Summer | B9 | 800 | 372 | 0 | 62.68 | 55.7 | 7 | 0
2020 | MAPP_CA_2_MAPP_US | MAPP_CA | MAPP_US | Internal | Summer | B10 | 1262 | 372 | 0 | 62.68 | 55.67 | 7 | 0
2020 | MAPP_CA_2_MAPP_US | MAPP_CA | MAPP_US | Internal | Winter | B16 | 25 | 372 | 0 | 82.95 | 65.6 | 7 | 0
2020 | MAPP_CA_2_MAPP_US | MAPP_CA | MAPP_US | Internal | Winter | B17 | 100 | 372 | 0 | 70.63 | 60.46 | 7 | 0
2020 | MAPP_CA_2_MAPP_US | MAPP_CA | MAPP_US | Internal | Winter | B18 | 400 | 372 | 0 | 69.12 | 60.46 | 7 | 0
2020 | MAPP_CA_2_MAPP_US | MAPP_CA | MAPP_US | Internal | Winter | B19 | 700 | 372 | 0 | 67.45 | 60.46 | 7 | 0
2020 | MAPP_CA_2_MAPP_US | MAPP_CA | MAPP_US | Internal | Winter | B20 | 935 | 372 | 0 | 67.45 | 57.69 | 7 | 0
2020 | MAPP_CA_2_MISO_W | MAPP_CA | MISO_W | Internal | Shoulder | B11 | 25 | 2196 | 2186.02 | 76.6 | 76.61 | 0.01 | 0
2020 | MAPP_CA_2_MISO_W | MAPP_CA | MISO_W | Internal | Shoulder | B12 | 200 | 2196 | 1783.76 | 70.32 | 70.34 | 0.01 | 0
2020 | MAPP_CA_2_MISO_W | MAPP_CA | MISO_W | Internal | Shoulder | B13 | 600 | 2196 | 1859.47 | 66.31 | 66.32 | 0.01 | 0
2020 | MAPP_CA_2_MISO_W | MAPP_CA | MISO_W | Internal | Shoulder | B14 | 900 | 2196 | 1875.25 | 64.21 | 64.22 | 0.01 | 0
2020 | MAPP_CA_2_MISO_W | MAPP_CA | MISO_W | Internal | Shoulder | B15 | 1203 | 2196 | 0 | 64.21 | 63.19 | 0.01 | 0
2020 | MAPP_CA_2_MISO_W | MAPP_CA | MISO_W | Internal | Summer | B1 | 10 | 2196 | 2196 | 91.11 | 105.11 | 0.01 | 13.99
2020 | MAPP_CA_2_MISO_W | MAPP_CA | MISO_W | Internal | Summer | B2 | 25 | 2196 | 2196 | 92.11 | 103.82 | 0.01 | 11.7
2020 | MAPP_CA_2_MISO_W | MAPP_CA | MISO_W | Internal | Summer | B3 | 75 | 2196 | 2196 | 89.86 | 103.82 | 0.01 | 13.95
2020 | MAPP_CA_2_MISO_W | MAPP_CA | MISO_W | Internal | Summer | B4 | 100 | 2196 | 2196 | 89.86 | 101.89 | 0.01 | 12.01
2020 | MAPP_CA_2_MISO_W | MAPP_CA | MISO_W | Internal | Summer | B5 | 200 | 2196 | 2196 | 89.86 | 97.64 | 0.01 | 7.77
2020 | MAPP_CA_2_MISO_W | MAPP_CA | MISO_W | Internal | Summer | B6 | 300 | 2196 | 1952.88 | 78.36 | 78.37 | 0.01 | 0
2020 | MAPP_CA_2_MISO_W | MAPP_CA | MISO_W | Internal | Summer | B7 | 400 | 2196 | 2048.31 | 68.85 | 68.86 | 0.01 | 0
2020 | MAPP_CA_2_MISO_W | MAPP_CA | MISO_W | Internal | Summer | B8 | 500 | 2196 | 2180.97 | 63.17 | 63.19 | 0.01 | 0
2020 | MAPP_CA_2_MISO_W | MAPP_CA | MISO_W | Internal | Summer | B9 | 800 | 2196 | 2193.62 | 62.68 | 62.7 | 0.01 | 0
2020 | MAPP_CA_2_MISO_W | MAPP_CA | MISO_W | Internal | Summer | B10 | 1262 | 2196 | 0 | 62.68 | 62.67 | 0.01 | 0
2020 | MAPP_CA_2_MISO_W | MAPP_CA | MISO_W | Internal | Winter | B16 | 25 | 2196 | 1344.63 | 82.95 | 82.96 | 0.01 | 0
2020 | MAPP_CA_2_MISO_W | MAPP_CA | MISO_W | Internal | Winter | B17 | 100 | 2196 | 1097.17 | 70.63 | 70.64 | 0.01 | 0
2020 | MAPP_CA_2_MISO_W | MAPP_CA | MISO_W | Internal | Winter | B18 | 400 | 2196 | 1186.31 | 69.12 | 69.14 | 0.01 | 0
2020 | MAPP_CA_2_MISO_W | MAPP_CA | MISO_W | Internal | Winter | B19 | 700 | 2196 | 760.2 | 67.45 | 67.46 | 0.01 | 0
2020 | MAPP_CA_2_MISO_W | MAPP_CA | MISO_W | Internal | Winter | B20 | 935 | 2196 | 0 | 67.45 | 64.69 | 0.01 | 0
2020 | MAPP_US_2_MAPP_CA | MAPP_US | MAPP_CA | Internal | Shoulder | B11 | 25 | 165 | 0.01 | 69.61 | 76.6 | 7 | 0
2020 | MAPP_US_2_MAPP_CA | MAPP_US | MAPP_CA | Internal | Shoulder | B12 | 200 | 165 | 0 | 63.34 | 70.32 | 7 | 0
2020 | MAPP_US_2_MAPP_CA | MAPP_US | MAPP_CA | Internal | Shoulder | B13 | 600 | 165 | 0 | 59.32 | 66.31 | 7 | 0
2020 | MAPP_US_2_MAPP_CA | MAPP_US | MAPP_CA | Internal | Shoulder | B14 | 900 | 165 | 0 | 57.22 | 64.21 | 7 | 0
2020 | MAPP_US_2_MAPP_CA | MAPP_US | MAPP_CA | Internal | Shoulder | B15 | 1203 | 165 | 165 | 56.19 | 64.21 | 7 | 1.02
2020 | MAPP_US_2_MAPP_CA | MAPP_US | MAPP_CA | Internal | Summer | B1 | 10 | 165 | 0 | 98.11 | 91.11 | 7 | 0
2020 | MAPP_US_2_MAPP_CA | MAPP_US | MAPP_CA | Internal | Summer | B2 | 25 | 165 | 0 | 96.82 | 92.11 | 7 | 0
2020 | MAPP_US_2_MAPP_CA | MAPP_US | MAPP_CA | Internal | Summer | B3 | 75 | 165 | 0 | 96.82 | 89.86 | 7 | 0
2020 | MAPP_US_2_MAPP_CA | MAPP_US | MAPP_CA | Internal | Summer | B4 | 100 | 165 | 0 | 94.89 | 89.86 | 7 | 0
2020 | MAPP_US_2_MAPP_CA | MAPP_US | MAPP_CA | Internal | Summer | B5 | 200 | 165 | 0 | 90.64 | 89.86 | 7 | 0
2020 | MAPP_US_2_MAPP_CA | MAPP_US | MAPP_CA | Internal | Summer | B6 | 300 | 165 | 0 | 71.37 | 78.36 | 7 | 0
2020 | MAPP_US_2_MAPP_CA | MAPP_US | MAPP_CA | Internal | Summer | B7 | 400 | 165 | 0 | 61.86 | 68.85 | 7 | 0
2020 | MAPP_US_2_MAPP_CA | MAPP_US | MAPP_CA | Internal | Summer | B8 | 500 | 165 | 0 | 56.19 | 63.17 | 7 | 0
2020 | MAPP_US_2_MAPP_CA | MAPP_US | MAPP_CA | Internal | Summer | B9 | 800 | 165 | 0 | 55.7 | 62.68 | 7 | 0
2020 | MAPP_US_2_MAPP_CA | MAPP_US | MAPP_CA | Internal | Summer | B10 | 1262 | 165 | 165 | 55.67 | 62.68 | 7 | 0.01
2020 | MAPP_US_2_MAPP_CA | MAPP_US | MAPP_CA | Internal | Winter | B16 | 25 | 165 | 165 | 65.6 | 82.95 | 7 | 10.35
2020 | MAPP_US_2_MAPP_CA | MAPP_US | MAPP_CA | Internal | Winter | B17 | 100 | 165 | 165 | 60.46 | 70.63 | 7 | 3.16
2020 | MAPP_US_2_MAPP_CA | MAPP_US | MAPP_CA | Internal | Winter | B18 | 400 | 165 | 165 | 60.46 | 69.12 | 7 | 1.66
2020 | MAPP_US_2_MAPP_CA | MAPP_US | MAPP_CA | Internal | Winter | B19 | 700 | 165 | 0 | 60.46 | 67.45 | 7 | 0
2020 | MAPP_US_2_MAPP_CA | MAPP_US | MAPP_CA | Internal | Winter | B20 | 935 | 165 | 165 | 57.69 | 67.45 | 7 | 2.76
2020 | MAPP_US_2_MISO_W | MAPP_US | MISO_W | Internal | Shoulder | B11 | 25 | 2635 | 2491.26 | 69.61 | 76.61 | 7 | 0
2020 | MAPP_US_2_MISO_W | MAPP_US | MISO_W | Internal | Shoulder | B12 | 200 | 2635 | 2532.41 | 63.34 | 70.34 | 7 | 0
2020 | MAPP_US_2_MISO_W | MAPP_US | MISO_W | Internal | Shoulder | B13 | 600 | 2635 | 2579.24 | 59.32 | 66.32 | 7 | 0
2020 | MAPP_US_2_MISO_W | MAPP_US | MISO_W | Internal | Shoulder | B14 | 900 | 2635 | 1607.95 | 57.22 | 64.22 | 7 | 0
2020 | MAPP_US_2_MISO_W | MAPP_US | MISO_W | Internal | Shoulder | B15 | 1203 | 2635 | 1683.58 | 56.19 | 63.19 | 7 | 0
2020 | MAPP_US_2_MISO_W | MAPP_US | MISO_W | Internal | Summer | B1 | 10 | 2635 | 812.53 | 98.11 | 105.11 | 7 | 0
2020 | MAPP_US_2_MISO_W | MAPP_US | MISO_W | Internal | Summer | B2 | 25 | 2635 | 1424.76 | 96.82 | 103.82 | 7 | 0
2020 | MAPP_US_2_MISO_W | MAPP_US | MISO_W | Internal | Summer | B3 | 75 | 2635 | 1288.7 | 96.82 | 103.82 | 7 | 0
2020 | MAPP_US_2_MISO_W | MAPP_US | MISO_W | Internal | Summer | B4 | 100 | 2635 | 1860.35 | 94.89 | 101.89 | 7 | 0
2020 | MAPP_US_2_MISO_W | MAPP_US | MISO_W | Internal | Summer | B5 | 200 | 2635 | 1923.64 | 90.64 | 97.64 | 7 | 0
2020 | MAPP_US_2_MISO_W | MAPP_US | MISO_W | Internal | Summer | B6 | 300 | 2635 | 1749.56 | 71.37 | 78.37 | 7 | 0
2020 | MAPP_US_2_MISO_W | MAPP_US | MISO_W | Internal | Summer | B7 | 400 | 2635 | 2108.63 | 61.86 | 68.86 | 7 | 0
2020 | MAPP_US_2_MISO_W | MAPP_US | MISO_W | Internal | Summer | B8 | 500 | 2635 | 485.69 | 56.19 | 63.19 | 7 | 0
2020 | MAPP_US_2_MISO_W | MAPP_US | MISO_W | Internal | Summer | B9 | 800 | 2635 | 625.52 | 55.7 | 62.7 | 7 | 0
2020 | MAPP_US_2_MISO_W | MAPP_US | MISO_W | Internal | Summer | B10 | 1262 | 2635 | 1830.75 | 55.67 | 62.67 | 7 | 0
2020 | MAPP_US_2_MISO_W | MAPP_US | MISO_W | Internal | Winter | B16 | 25 | 2635 | 2635 | 65.6 | 82.96 | 7 | 10.36
2020 | MAPP_US_2_MISO_W | MAPP_US | MISO_W | Internal | Winter | B17 | 100 | 2635 | 2635 | 60.46 | 70.64 | 7 | 3.17
2020 | MAPP_US_2_MISO_W | MAPP_US | MISO_W | Internal | Winter | B18 | 400 | 2635 | 2635 | 60.46 | 69.14 | 7 | 1.67
2020 | MAPP_US_2_MISO_W | MAPP_US | MISO_W | Internal | Winter | B19 | 700 | 2635 | 1596.24 | 60.46 | 67.46 | 7 | 0
2020 | MAPP_US_2_MISO_W | MAPP_US | MISO_W | Internal | Winter | B20 | 935 | 2635 | 1858.27 | 57.69 | 64.69 | 7 | 0
2020 | MAPP_US_2_NE | MAPP_US | NE | Internal | Shoulder | B11 | 25 | 2000 | 39.82 | 69.61 | 76.61 | 7 | 0
2020 | MAPP_US_2_NE | MAPP_US | NE | Internal | Shoulder | B12 | 200 | 2000 | 0 | 63.34 | 65.35 | 7 | 0
2020 | MAPP_US_2_NE | MAPP_US | NE | Internal | Shoulder | B13 | 600 | 2000 | 0 | 59.32 | 62.78 | 7 | 0
2020 | MAPP_US_2_NE | MAPP_US | NE | Internal | Shoulder | B14 | 900 | 2000 | 0 | 57.22 | 60.05 | 7 | 0
2020 | MAPP_US_2_NE | MAPP_US | NE | Internal | Shoulder | B15 | 1203 | 2000 | 0 | 56.19 | 58.19 | 7 | 0
2020 | MAPP_US_2_NE | MAPP_US | NE | Internal | Summer | B1 | 10 | 2000 | 390.56 | 98.11 | 105.11 | 7 | 0
2020 | MAPP_US_2_NE | MAPP_US | NE | Internal | Summer | B2 | 25 | 2000 | 561.87 | 96.82 | 103.82 | 7 | 0
2020 | MAPP_US_2_NE | MAPP_US | NE | Internal | Summer | B3 | 75 | 2000 | 587.97 | 96.82 | 103.82 | 7 | 0
2020 | MAPP_US_2_NE | MAPP_US | NE | Internal | Summer | B4 | 100 | 2000 | 339.29 | 94.89 | 101.89 | 7 | 0
2020 | MAPP_US_2_NE | MAPP_US | NE | Internal | Summer | B5 | 200 | 2000 | 150.9 | 90.64 | 97.64 | 7 | 0
2020 | MAPP_US_2_NE | MAPP_US | NE | Internal | Summer | B6 | 300 | 2000 | 0 | 71.37 | 76.58 | 7 | 0
2020 | MAPP_US_2_NE | MAPP_US | NE | Internal | Summer | B7 | 400 | 2000 | 0 | 61.86 | 67.97 | 7 | 0
2020 | MAPP_US_2_NE | MAPP_US | NE | Internal | Summer | B8 | 500 | 2000 | 2000 | 56.19 | 63.64 | 7 | 0.45
2020 | MAPP_US_2_NE | MAPP_US | NE | Internal | Summer | B9 | 800 | 2000 | 1266.75 | 55.7 | 62.7 | 7 | 0
2020 | MAPP_US_2_NE | MAPP_US | NE | Internal | Summer | B10 | 1262 | 2000 | 0 | 55.67 | 59.2 | 7 | 0
2020 | MAPP_US_2_NE | MAPP_US | NE | Internal | Winter | B16 | 25 | 2000 | 1658.78 | 65.6 | 72.6 | 7 | 0
2020 | MAPP_US_2_NE | MAPP_US | NE | Internal | Winter | B17 | 100 | 2000 | 307.15 | 60.46 | 67.46 | 7 | 0
2020 | MAPP_US_2_NE | MAPP_US | NE | Internal | Winter | B18 | 400 | 2000 | 0 | 60.46 | 64.15 | 7 | 0
2020 | MAPP_US_2_NE | MAPP_US | NE | Internal | Winter | B19 | 700 | 2000 | 0 | 60.46 | 64.15 | 7 | 0
2020 | MAPP_US_2_NE | MAPP_US | NE | Internal | Winter | B20 | 935 | 2000 | 0 | 57.69 | 60.2 | 7 | 0
2020 | MARITIMES_2_NEISO | MARITIMES | NEISO | Internal | Shoulder | B11 | 25 | 99999 | 1400 | 61.5 | 61.51 | 0.01 | 0
2020 | MARITIMES_2_NEISO | MARITIMES | NEISO | Internal | Shoulder | B12 | 200 | 99999 | 1400 | 61.5 | 61.51 | 0.01 | 0
2020 | MARITIMES_2_NEISO | MARITIMES | NEISO | Internal | Shoulder | B13 | 600 | 99999 | 1400 | 61.04 | 61.05 | 0.01 | 0
2020 | MARITIMES_2_NEISO | MARITIMES | NEISO | Internal | Shoulder | B14 | 900 | 99999 | 1400 | 61.04 | 61.05 | 0.01 | 0
2020 | MARITIMES_2_NEISO | MARITIMES | NEISO | Internal | Shoulder | B15 | 1203 | 99999 | 426.43 | 61.04 | 61.05 | 0.01 | 0
2020 | MARITIMES_2_NEISO | MARITIMES | NEISO | Internal | Summer | B1 | 10 | 99999 | 1400.1 | 109.83 | 109.84 | 0.01 | 0
2020 | MARITIMES_2_NEISO | MARITIMES | NEISO | Internal | Summer | B2 | 25 | 99999 | 1400.1 | 94.38 | 94.39 | 0.01 | 0
2020 | MARITIMES_2_NEISO | MARITIMES | NEISO | Internal | Summer | B3 | 75 | 99999 | 1400 | 81.51 | 81.52 | 0.01 | 0
2020 | MARITIMES_2_NEISO | MARITIMES | NEISO | Internal | Summer | B4 | 100 | 99999 | 1400 | 80.51 | 80.53 | 0.01 | 0
2020 | MARITIMES_2_NEISO | MARITIMES | NEISO | Internal | Summer | B5 | 200 | 99999 | 1400 | 58.62 | 58.63 | 0.01 | 0
2020 | MARITIMES_2_NEISO | MARITIMES | NEISO | Internal | Summer | B6 | 300 | 99999 | 1400 | 58.62 | 58.63 | 0.01 | 0
2020 | MARITIMES_2_NEISO | MARITIMES | NEISO | Internal | Summer | B7 | 400 | 99999 | 1400 | 58.62 | 58.63 | 0.01 | 0
2020 | MARITIMES_2_NEISO | MARITIMES | NEISO | Internal | Summer | B8 | 500 | 99999 | 1400 | 58.62 | 58.63 | 0.01 | 0
2020 | MARITIMES_2_NEISO | MARITIMES | NEISO | Internal | Summer | B9 | 800 | 99999 | 1400 | 58.62 | 58.63 | 0.01 | 0
2020 | MARITIMES_2_NEISO | MARITIMES | NEISO | Internal | Summer | B10 | 1262 | 99999 | 236.13 | 58.62 | 58.63 | 0.01 | 0
2020 | MARITIMES_2_NEISO | MARITIMES | NEISO | Internal | Winter | B16 | 25 | 99999 | 1400 | 70.43 | 70.44 | 0.01 | 0
2020 | MARITIMES_2_NEISO | MARITIMES | NEISO | Internal | Winter | B17 | 100 | 99999 | 1400 | 70.43 | 70.44 | 0.01 | 0
2020 | MARITIMES_2_NEISO | MARITIMES | NEISO | Internal | Winter | B18 | 400 | 99999 | 1400 | 69.41 | 69.42 | 0.01 | 0
2020 | MARITIMES_2_NEISO | MARITIMES | NEISO | Internal | Winter | B19 | 700 | 99999 | 1400 | 69.41 | 69.42 | 0.01 | 0
2020 | MARITIMES_2_NEISO | MARITIMES | NEISO | Internal | Winter | B20 | 935 | 99999 | 475.94 | 69.41 | 69.42 | 0.01 | 0
2020 | MISO_IN_2_MISO_MI | MISO_IN | MISO_MI | Internal | Shoulder | B11 | 25 | 5021 | 3512.71 | 76.57 | 76.59 | 0.01 | 0
2020 | MISO_IN_2_MISO_MI | MISO_IN | MISO_MI | Internal | Shoulder | B12 | 200 | 5021 | 4749.54 | 70.32 | 70.34 | 0.01 | 0
2020 | MISO_IN_2_MISO_MI | MISO_IN | MISO_MI | Internal | Shoulder | B13 | 600 | 5021 | 4952.59 | 66.31 | 66.32 | 0.01 | 0
2020 | MISO_IN_2_MISO_MI | MISO_IN | MISO_MI | Internal | Shoulder | B14 | 900 | 5021 | 5021 | 62.53 | 62.58 | 0.01 | 0.03
2020 | MISO_IN_2_MISO_MI | MISO_IN | MISO_MI | Internal | Shoulder | B15 | 1203 | 5021 | 4587.48 | 59.03 | 59.04 | 0.01 | 0
2020 | MISO_IN_2_MISO_MI | MISO_IN | MISO_MI | Internal | Summer | B1 | 10 | 5021 | 3511.64 | 104.81 | 104.82 | 0.01 | 0
2020 | MISO_IN_2_MISO_MI | MISO_IN | MISO_MI | Internal | Summer | B2 | 25 | 5021 | 3159.55 | 100.46 | 100.48 | 0.01 | 0
2020 | MISO_IN_2_MISO_MI | MISO_IN | MISO_MI | Internal | Summer | B3 | 75 | 5021 | 3211.07 | 99.15 | 99.16 | 0.01 | 0
2020 | MISO_IN_2_MISO_MI | MISO_IN | MISO_MI | Internal | Summer | B4 | 100 | 5021 | 3183.6 | 84.92 | 84.93 | 0.01 | 0
2020 | MISO_IN_2_MISO_MI | MISO_IN | MISO_MI | Internal | Summer | B5 | 200 | 5021 | 3951.48 | 78.83 | 78.84 | 0.01 | 0
2020 | MISO_IN_2_MISO_MI | MISO_IN | MISO_MI | Internal | Summer | B6 | 300 | 5021 | 5021 | 64.34 | 70.27 | 0.01 | 5.91
2020 | MISO_IN_2_MISO_MI | MISO_IN | MISO_MI | Internal | Summer | B7 | 400 | 5021 | 5021 | 61.17 | 64.86 | 0.01 | 3.68
2020 | MISO_IN_2_MISO_MI | MISO_IN | MISO_MI | Internal | Summer | B8 | 500 | 5021 | 5021 | 60 | 61.2 | 0.01 | 1.19
2020 | MISO_IN_2_MISO_MI | MISO_IN | MISO_MI | Internal | Summer | B9 | 800 | 5021 | 4961.52 | 59 | 59.01 | 0.01 | 0
2020 | MISO_IN_2_MISO_MI | MISO_IN | MISO_MI | Internal | Summer | B10 | 1262 | 5021 | 4812.52 | 58.12 | 58.13 | 0.01 | 0
2020 | MISO_IN_2_MISO_MI | MISO_IN | MISO_MI | Internal | Winter | B16 | 25 | 5021 | 2712.39 | 82.96 | 82.97 | 0.01 | 0
2020 | MISO_IN_2_MISO_MI | MISO_IN | MISO_MI | Internal | Winter | B17 | 100 | 5021 | 3474.9 | 70.64 | 70.65 | 0.01 | 0
2020 | MISO_IN_2_MISO_MI | MISO_IN | MISO_MI | Internal | Winter | B18 | 400 | 5021 | 3599.32 | 69.12 | 69.14 | 0.01 | 0
2020 | MISO_IN_2_MISO_MI | MISO_IN | MISO_MI | Internal | Winter | B19 | 700 | 5021 | 4346.7 | 65.82 | 65.83 | 0.01 | 0
2020 | MISO_IN_2_MISO_MI | MISO_IN | MISO_MI | Internal | Winter | B20 | 935 | 5021 | 3881.02 | 60.68 | 60.69 | 0.01 | 0
2020 | MISO_IN_2_MISO_MO-IL | MISO_IN | MISO_MO-IL | Internal | Shoulder | B11 | 25 | 5533 | 5533 | 76.57 | 76.61 | 0.01 | 0.02
2020 | MISO_IN_2_MISO_MO-IL | MISO_IN | MISO_MO-IL | Internal | Shoulder | B12 | 200 | 5533 | 5283.26 | 70.32 | 70.34 | 0.01 | 0
2020 | MISO_IN_2_MISO_MO-IL | MISO_IN | MISO_MO-IL | Internal | Shoulder | B13 | 600 | 5533 | 5468.66 | 66.31 | 66.32 | 0.01 | 0
2020 | MISO_IN_2_MISO_MO-IL | MISO_IN | MISO_MO-IL | Internal | Shoulder | B14 | 900 | 5533 | 5533 | 62.53 | 63.25 | 0.01 | 0.7
2020 | MISO_IN_2_MISO_MO-IL | MISO_IN | MISO_MO-IL | Internal | Shoulder | B15 | 1203 | 5533 | 5232.38 | 59.03 | 59.04 | 0.01 | 0
2020 | MISO_IN_2_MISO_MO-IL | MISO_IN | MISO_MO-IL | Internal | Summer | B1 | 10 | 5533 | 5241.71 | 104.81 | 104.82 | 0.01 | 0
2020 | MISO_IN_2_MISO_MO-IL | MISO_IN | MISO_MO-IL | Internal | Summer | B2 | 25 | 5533 | 5533 | 100.46 | 103.81 | 0.01 | 3.34
2020 | MISO_IN_2_MISO_MO-IL | MISO_IN | MISO_MO-IL | Internal | Summer | B3 | 75 | 5533 | 5533 | 99.15 | 100.77 | 0.01 | 1.61
2020 | MISO_IN_2_MISO_MO-IL | MISO_IN | MISO_MO-IL | Internal | Summer | B4 | 100 | 5533 | 5533 | 84.92 | 100.77 | 0.01 | 15.85
2020 | MISO_IN_2_MISO_MO-IL | MISO_IN | MISO_MO-IL | Internal | Summer | B5 | 200 | 5533 | 5533 | 78.83 | 97.63 | 0.01 | 18.79
2020 | MISO_IN_2_MISO_MO-IL | MISO_IN | MISO_MO-IL | Internal | Summer | B6 | 300 | 5533 | 5533 | 64.34 | 78.36 | 0.01 | 14
2020 | MISO_IN_2_MISO_MO-IL | MISO_IN | MISO_MO-IL | Internal | Summer | B7 | 400 | 5533 | 5533 | 61.17 | 68.85 | 0.01 | 7.67
2020 | MISO_IN_2_MISO_MO-IL | MISO_IN | MISO_MO-IL | Internal | Summer | B8 | 500 | 5533 | 5533 | 60 | 63.17 | 0.01 | 3.16
2020 | MISO_IN_2_MISO_MO-IL | MISO_IN | MISO_MO-IL | Internal | Summer | B9 | 800 | 5533 | 5533 | 59 | 61.52 | 0.01 | 2.51
2020 | MISO_IN_2_MISO_MO-IL | MISO_IN | MISO_MO-IL | Internal | Summer | B10 | 1262 | 5533 | 5533 | 58.12 | 58.61 | 0.01 | 0.48
2020 | MISO_IN_2_MISO_MO-IL | MISO_IN | MISO_MO-IL | Internal | Winter | B16 | 25 | 5533 | 3237.92 | 82.96 | 82.97 | 0.01 | 0
2020 | MISO_IN_2_MISO_MO-IL | MISO_IN | MISO_MO-IL | Internal | Winter | B17 | 100 | 5533 | 4009.49 | 70.64 | 70.65 | 0.01 | 0
2020 | MISO_IN_2_MISO_MO-IL | MISO_IN | MISO_MO-IL | Internal | Winter | B18 | 400 | 5533 | 5245.52 | 69.12 | 69.14 | 0.01 | 0
2020 | MISO_IN_2_MISO_MO-IL | MISO_IN | MISO_MO-IL | Internal | Winter | B19 | 700 | 5533 | 5533 | 65.82 | 66.75 | 0.01 | 0.92
2020 | MISO_IN_2_MISO_MO-IL | MISO_IN | MISO_MO-IL | Internal | Winter | B20 | 935 | 5533 | 5512.46 | 60.68 | 60.69 | 0.01 | 0
2020 | MISO_IN_2_NonRTO_Midwest | MISO_IN | NonRTO_Midwest | Internal | Shoulder | B11 | 25 | 4800 | 976.25 | 76.57 | 84.57 | 8 | 0
2020 | MISO_IN_2_NonRTO_Midwest | MISO_IN | NonRTO_Midwest | Internal | Shoulder | B12 | 200 | 4800 | 451.08 | 70.32 | 78.32 | 8 | 0
2020 | MISO_IN_2_NonRTO_Midwest | MISO_IN | NonRTO_Midwest | Internal | Shoulder | B13 | 600 | 4800 | 0 | 66.31 | 69.1 | 8 | 0
2020 | MISO_IN_2_NonRTO_Midwest | MISO_IN | NonRTO_Midwest | Internal | Shoulder | B14 | 900 | 4800 | 0 | 62.53 | 65.84 | 8 | 0
2020 | MISO_IN_2_NonRTO_Midwest | MISO_IN | NonRTO_Midwest | Internal | Shoulder | B15 | 1203 | 4800 | 0 | 59.03 | 62.76 | 8 | 0
2020 | MISO_IN_2_NonRTO_Midwest | MISO_IN | NonRTO_Midwest | Internal | Summer | B1 | 10 | 4800 | 0 | 104.81 | 108.46 | 8 | 0
2020 | MISO_IN_2_NonRTO_Midwest | MISO_IN | NonRTO_Midwest | Internal | Summer | B2 | 25 | 4800 | 306.56 | 100.46 | 108.46 | 8 | 0
2020 | MISO_IN_2_NonRTO_Midwest | MISO_IN | NonRTO_Midwest | Internal | Summer | B3 | 75 | 4800 | 1300.81 | 99.15 | 107.15 | 8 | 0
2020 | MISO_IN_2_NonRTO_Midwest | MISO_IN | NonRTO_Midwest | Internal | Summer | B4 | 100 | 4800 | 1586.93 | 84.92 | 92.92 | 8 | 0
2020 | MISO_IN_2_NonRTO_Midwest | MISO_IN | NonRTO_Midwest | Internal | Summer | B5 | 200 | 4800 | 1321.36 | 78.83 | 86.83 | 8 | 0
2020 | MISO_IN_2_NonRTO_Midwest | MISO_IN | NonRTO_Midwest | Internal | Summer | B6 | 300 | 4800 | 347.05 | 64.34 | 72.34 | 8 | 0
2020 | MISO_IN_2_NonRTO_Midwest | MISO_IN | NonRTO_Midwest | Internal | Summer | B7 | 400 | 4800 | 0 | 61.17 | 65.84 | 8 | 0
2020 | MISO_IN_2_NonRTO_Midwest | MISO_IN | NonRTO_Midwest | Internal | Summer | B8 | 500 | 4800 | 0 | 60 | 65.34 | 8 | 0
2020 | MISO_IN_2_NonRTO_Midwest | MISO_IN | NonRTO_Midwest | Internal | Summer | B9 | 800 | 4800 | 0 | 59 | 62.93 | 8 | 0
2020 | MISO_IN_2_NonRTO_Midwest | MISO_IN | NonRTO_Midwest | Internal | Summer | B10 | 1262 | 4800 | 0 | 58.12 | 61.77 | 8 | 0
2020 | MISO_IN_2_NonRTO_Midwest | MISO_IN | NonRTO_Midwest | Internal | Winter | B16 | 25 | 4800 | 2352.83 | 82.96 | 90.96 | 8 | 0
2020 | MISO_IN_2_NonRTO_Midwest | MISO_IN | NonRTO_Midwest | Internal | Winter | B17 | 100 | 4800 | 1342.66 | 70.64 | 78.64 | 8 | 0
2020 | MISO_IN_2_NonRTO_Midwest | MISO_IN | NonRTO_Midwest | Internal | Winter | B18 | 400 | 4800 | 485.98 | 69.12 | 77.12 | 8 | 0
2020 | MISO_IN_2_NonRTO_Midwest | MISO_IN | NonRTO_Midwest | Internal | Winter | B19 | 700 | 4800 | 0 | 65.82 | 65.84 | 8 | 0
2020 | MISO_IN_2_NonRTO_Midwest | MISO_IN | NonRTO_Midwest | Internal | Winter | B20 | 935 | 4800 | 0 | 60.68 | 65.34 | 8 | 0
2020 | MISO_IN_2_PJM_ROR | MISO_IN | PJM_ROR | Internal | Shoulder | B11 | 25 | 992 | 991.99 | 76.57 | 78.59 | 2 | 0.01
2020 | MISO_IN_2_PJM_ROR | MISO_IN | PJM_ROR | Internal | Shoulder | B12 | 200 | 992 | 992 | 70.32 | 72.34 | 2 | 0.01
2020 | MISO_IN_2_PJM_ROR | MISO_IN | PJM_ROR | Internal | Shoulder | B13 | 600 | 992 | 992 | 66.31 | 68.32 | 2 | 0.01
2020 | MISO_IN_2_PJM_ROR | MISO_IN | PJM_ROR | Internal | Shoulder | B14 | 900 | 992 | 992 | 62.53 | 65.25 | 2 | 0.71
2020 | MISO_IN_2_PJM_ROR | MISO_IN | PJM_ROR | Internal | Shoulder | B15 | 1203 | 992 | 992 | 59.03 | 61.04 | 2 | 0.01
2020 | MISO_IN_2_PJM_ROR | MISO_IN | PJM_ROR | Internal | Summer | B1 | 10 | 992 | 991.98 | 104.81 | 106.82 | 2 | 0.01
2020 | MISO_IN_2_PJM_ROR | MISO_IN | PJM_ROR | Internal | Summer | B2 | 25 | 992 | 991.99 | 100.46 | 102.48 | 2 | 0.01
2020 | MISO_IN_2_PJM_ROR | MISO_IN | PJM_ROR | Internal | Summer | B3 | 75 | 992 | 758.54 | 99.15 | 101.15 | 2 | 0
2020 | MISO_IN_2_PJM_ROR | MISO_IN | PJM_ROR | Internal | Summer | B4 | 100 | 992 | 992 | 84.92 | 95.28 | 2 | 8.36
2020 | MISO_IN_2_PJM_ROR | MISO_IN | PJM_ROR | Internal | Summer | B5 | 200 | 992 | 992 | 78.83 | 90.37 | 2 | 9.54
2020 | MISO_IN_2_PJM_ROR | MISO_IN | PJM_ROR | Internal | Summer | B6 | 300 | 992 | 992 | 64.34 | 76.36 | 2 | 10.01
2020 | MISO_IN_2_PJM_ROR | MISO_IN | PJM_ROR | Internal | Summer | B7 | 400 | 992 | 992 | 61.17 | 66.86 | 2 | 3.69
2020 | MISO_IN_2_PJM_ROR | MISO_IN | PJM_ROR | Internal | Summer | B8 | 500 | 992 | 992 | 60 | 63.2 | 2 | 1.2
2020 | MISO_IN_2_PJM_ROR | MISO_IN | PJM_ROR | Internal | Summer | B9 | 800 | 992 | 992 | 59 | 61.01 | 2 | 0.01
2020 | MISO_IN_2_PJM_ROR | MISO_IN | PJM_ROR | Internal | Summer | B10 | 1262 | 992 | 992 | 58.12 | 60.61 | 2 | 0.49
2020 | MISO_IN_2_PJM_ROR | MISO_IN | PJM_ROR | Internal | Winter | B16 | 25 | 992 | 992 | 82.96 | 85.97 | 2 | 1.01
2020 | MISO_IN_2_PJM_ROR | MISO_IN | PJM_ROR | Internal | Winter | B17 | 100 | 992 | 992 | 70.64 | 78.9 | 2 | 6.26
2020 | MISO_IN_2_PJM_ROR | MISO_IN | PJM_ROR | Internal | Winter | B18 | 400 | 992 | 992 | 69.12 | 71.14 | 2 | 0.01
2020 | MISO_IN_2_PJM_ROR | MISO_IN | PJM_ROR | Internal | Winter | B19 | 700 | 992 | 992 | 65.82 | 68.75 | 2 | 0.93
2020 | MISO_IN_2_PJM_ROR | MISO_IN | PJM_ROR | Internal | Winter | B20 | 935 | 992 | 992 | 60.68 | 62.69 | 2 | 0.01
2020 | MISO_MI_2_MISO_IN | MISO_MI | MISO_IN | Internal | Shoulder | B11 | 25 | 2066 | 0 | 76.59 | 76.57 | 0.01 | 0
2020 | MISO_MI_2_MISO_IN | MISO_MI | MISO_IN | Internal | Shoulder | B12 | 200 | 2066 | 0 | 70.34 | 70.32 | 0.01 | 0
2020 | MISO_MI_2_MISO_IN | MISO_MI | MISO_IN | Internal | Shoulder | B13 | 600 | 2066 | 0 | 66.32 | 66.31 | 0.01 | 0
2020 | MISO_MI_2_MISO_IN | MISO_MI | MISO_IN | Internal | Shoulder | B14 | 900 | 2066 | 0 | 62.58 | 62.53 | 0.01 | 0
2020 | MISO_MI_2_MISO_IN | MISO_MI | MISO_IN | Internal | Shoulder | B15 | 1203 | 2066 | 0 | 59.04 | 59.03 | 0.01 | 0
2020 | MISO_MI_2_MISO_IN | MISO_MI | MISO_IN | Internal | Summer | B1 | 10 | 2066 | 0.01 | 104.82 | 104.81 | 0.01 | 0
2020 | MISO_MI_2_MISO_IN | MISO_MI | MISO_IN | Internal | Summer | B2 | 25 | 2066 | 0 | 100.48 | 100.46 | 0.01 | 0
2020 | MISO_MI_2_MISO_IN | MISO_MI | MISO_IN | Internal | Summer | B3 | 75 | 2066 | 0 | 99.16 | 99.15 | 0.01 | 0
2020 | MISO_MI_2_MISO_IN | MISO_MI | MISO_IN | Internal | Summer | B4 | 100 | 2066 | 0 | 84.93 | 84.92 | 0.01 | 0
2020 | MISO_MI_2_MISO_IN | MISO_MI | MISO_IN | Internal | Summer | B5 | 200 | 2066 | 0 | 78.84 | 78.83 | 0.01 | 0
2020 | MISO_MI_2_MISO_IN | MISO_MI | MISO_IN | Internal | Summer | B6 | 300 | 2066 | 0 | 70.27 | 64.34 | 0.01 | 0
2020 | MISO_MI_2_MISO_IN | MISO_MI | MISO_IN | Internal | Summer | B7 | 400 | 2066 | 0 | 64.86 | 61.17 | 0.01 | 0
2020 | MISO_MI_2_MISO_IN | MISO_MI | MISO_IN | Internal | Summer | B8 | 500 | 2066 | 0 | 61.2 | 60 | 0.01 | 0
2020 | MISO_MI_2_MISO_IN | MISO_MI | MISO_IN | Internal | Summer | B9 | 800 | 2066 | 0 | 59.01 | 59 | 0.01 | 0
2020 | MISO_MI_2_MISO_IN | MISO_MI | MISO_IN | Internal | Summer | B10 | 1262 | 2066 | 0 | 58.13 | 58.12 | 0.01 | 0
2020 | MISO_MI_2_MISO_IN | MISO_MI | MISO_IN | Internal | Winter | B16 | 25 | 2066 | 0 | 82.97 | 82.96 | 0.01 | 0
2020 | MISO_MI_2_MISO_IN | MISO_MI | MISO_IN | Internal | Winter | B17 | 100 | 2066 | 0 | 70.65 | 70.64 | 0.01 | 0
2020 | MISO_MI_2_MISO_IN | MISO_MI | MISO_IN | Internal | Winter | B18 | 400 | 2066 | 0 | 69.14 | 69.12 | 0.01 | 0
2020 | MISO_MI_2_MISO_IN | MISO_MI | MISO_IN | Internal | Winter | B19 | 700 | 2066 | 0 | 65.83 | 65.82 | 0.01 | 0
2020 | MISO_MI_2_MISO_IN | MISO_MI | MISO_IN | Internal | Winter | B20 | 935 | 2066 | 0 | 60.69 | 60.68 | 0.01 | 0
2020 | MISO_MI_2_MISO_WUMS | MISO_MI | MISO_WUMS | Internal | Shoulder | B11 | 25 | 1440 | 0 | 76.59 | 76.57 | 0.01 | 0
2020 | MISO_MI_2_MISO_WUMS | MISO_MI | MISO_WUMS | Internal | Shoulder | B12 | 200 | 1440 | 0 | 70.34 | 70.32 | 0.01 | 0
2020 | MISO_MI_2_MISO_WUMS | MISO_MI | MISO_WUMS | Internal | Shoulder | B13 | 600 | 1440 | 0 | 66.32 | 66.31 | 0.01 | 0
2020 | MISO_MI_2_MISO_WUMS | MISO_MI | MISO_WUMS | Internal | Shoulder | B14 | 900 | 1440 | 0 | 62.58 | 62.56 | 0.01 | 0
2020 | MISO_MI_2_MISO_WUMS | MISO_MI | MISO_WUMS | Internal | Shoulder | B15 | 1203 | 1440 | 0 | 59.04 | 59.04 | 0.01 | 0
2020 | MISO_MI_2_MISO_WUMS | MISO_MI | MISO_WUMS | Internal | Summer | B1 | 10 | 1440 | 0.02 | 104.82 | 104.82 | 0.01 | 0
2020 | MISO_MI_2_MISO_WUMS | MISO_MI | MISO_WUMS | Internal | Summer | B2 | 25 | 1440 | 0 | 100.48 | 100.48 | 0.01 | 0
2020 | MISO_MI_2_MISO_WUMS | MISO_MI | MISO_WUMS | Internal | Summer | B3 | 75 | 1440 | 0 | 99.16 | 99.15 | 0.01 | 0
2020 | MISO_MI_2_MISO_WUMS | MISO_MI | MISO_WUMS | Internal | Summer | B4 | 100 | 1440 | 0 | 84.93 | 84.92 | 0.01 | 0
2020 | MISO_MI_2_MISO_WUMS | MISO_MI | MISO_WUMS | Internal | Summer | B5 | 200 | 1440 | 0 | 78.84 | 70.63 | 0.01 | 0
2020 | MISO_MI_2_MISO_WUMS | MISO_MI | MISO_WUMS | Internal | Summer | B6 | 300 | 1440 | 0 | 70.27 | 70.26 | 0.01 | 0
2020 | MISO_MI_2_MISO_WUMS | MISO_MI | MISO_WUMS | Internal | Summer | B7 | 400 | 1440 | 0 | 64.86 | 64.85 | 0.01 | 0
2020 | MISO_MI_2_MISO_WUMS | MISO_MI | MISO_WUMS | Internal | Summer | B8 | 500 | 1440 | 0 | 61.2 | 61.19 | 0.01 | 0
2020 | MISO_MI_2_MISO_WUMS | MISO_MI | MISO_WUMS | Internal | Summer | B9 | 800 | 1440 | 0 | 59.01 | 59.01 | 0.01 | 0
2020 | MISO_MI_2_MISO_WUMS | MISO_MI | MISO_WUMS | Internal | Summer | B10 | 1262 | 1440 | 0 | 58.13 | 58.12 | 0.01 | 0
2020 | MISO_MI_2_MISO_WUMS | MISO_MI | MISO_WUMS | Internal | Winter | B16 | 25 | 1440 | 0 | 82.97 | 82.95 | 0.01 | 0
2020 | MISO_MI_2_MISO_WUMS | MISO_MI | MISO_WUMS | Internal | Winter | B17 | 100 | 1440 | 0 | 70.65 | 70.63 | 0.01 | 0
2020 | MISO_MI_2_MISO_WUMS | MISO_MI | MISO_WUMS | Internal | Winter | B18 | 400 | 1440 | 0 | 69.14 | 69.12 | 0.01 | 0
2020 | MISO_MI_2_MISO_WUMS | MISO_MI | MISO_WUMS | Internal | Winter | B19 | 700 | 1440 | 0 | 65.83 | 65.82 | 0.01 | 0
2020 | MISO_MI_2_MISO_WUMS | MISO_MI | MISO_WUMS | Internal | Winter | B20 | 935 | 1440 | 0 | 60.69 | 60.69 | 0.01 | 0
2020 | MISO_MI_2_PJM_ROR | MISO_MI | PJM_ROR | Internal | Shoulder | B11 | 25 | 1424 | 1126.7 | 76.59 | 78.59 | 2 | 0
2020 | MISO_MI_2_PJM_ROR | MISO_MI | PJM_ROR | Internal | Shoulder | B12 | 200 | 1424 | 1330.22 | 70.34 | 72.34 | 2 | 0
2020 | MISO_MI_2_PJM_ROR | MISO_MI | PJM_ROR | Internal | Shoulder | B13 | 600 | 1424 | 900.54 | 66.32 | 68.32 | 2 | 0
2020 | MISO_MI_2_PJM_ROR | MISO_MI | PJM_ROR | Internal | Shoulder | B14 | 900 | 1424 | 1424 | 62.58 | 65.25 | 2 | 0.67
2020 | MISO_MI_2_PJM_ROR | MISO_MI | PJM_ROR | Internal | Shoulder | B15 | 1203 | 1424 | 1206.85 | 59.04 | 61.04 | 2 | 0
2020 | MISO_MI_2_PJM_ROR | MISO_MI | PJM_ROR | Internal | Summer | B1 | 10 | 1424 | 430.95 | 104.82 | 106.82 | 2 | 0
2020 | MISO_MI_2_PJM_ROR | MISO_MI | PJM_ROR | Internal | Summer | B2 | 25 | 1424 | 558.56 | 100.48 | 102.48 | 2 | 0
2020 | MISO_MI_2_PJM_ROR | MISO_MI | PJM_ROR | Internal | Summer | B3 | 75 | 1424 | 0 | 99.16 | 101.15 | 2 | 0
2020 | MISO_MI_2_PJM_ROR | MISO_MI | PJM_ROR | Internal | Summer | B4 | 100 | 1424 | 1424 | 84.93 | 95.28 | 2 | 8.35
2020 | MISO_MI_2_PJM_ROR | MISO_MI | PJM_ROR | Internal | Summer | B5 | 200 | 1424 | 1424 | 78.84 | 90.37 | 2 | 9.53
2020 | MISO_MI_2_PJM_ROR | MISO_MI | PJM_ROR | Internal | Summer | B6 | 300 | 1424 | 1424 | 70.27 | 76.36 | 2 | 4.09
2020 | MISO_MI_2_PJM_ROR | MISO_MI | PJM_ROR | Internal | Summer | B7 | 400 | 1424 | 774.94 | 64.86 | 66.86 | 2 | 0
2020 | MISO_MI_2_PJM_ROR | MISO_MI | PJM_ROR | Internal | Summer | B8 | 500 | 1424 | 655.43 | 61.2 | 63.2 | 2 | 0
2020 | MISO_MI_2_PJM_ROR | MISO_MI | PJM_ROR | Internal | Summer | B9 | 800 | 1424 | 3.23 | 59.01 | 61.01 | 2 | 0
2020 | MISO_MI_2_PJM_ROR | MISO_MI | PJM_ROR | Internal | Summer | B10 | 1262 | 1424 | 1424 | 58.13 | 60.61 | 2 | 0.48
2020 | MISO_MI_2_PJM_ROR | MISO_MI | PJM_ROR | Internal | Winter | B16 | 25 | 1424 | 1424 | 82.97 | 85.97 | 2 | 1
2020 | MISO_MI_2_PJM_ROR | MISO_MI | PJM_ROR | Internal | Winter | B17 | 100 | 1424 | 1424 | 70.65 | 78.9 | 2 | 6.25
2020 | MISO_MI_2_PJM_ROR | MISO_MI | PJM_ROR | Internal | Winter | B18 | 400 | 1424 | 1410.65 | 69.14 | 71.14 | 2 | 0
2020 | MISO_MI_2_PJM_ROR | MISO_MI | PJM_ROR | Internal | Winter | B19 | 700 | 1424 | 1424 | 65.83 | 68.75 | 2 | 0.92
2020 | MISO_MI_2_PJM_ROR | MISO_MI | PJM_ROR | Internal | Winter | B20 | 935 | 1424 | 1117.79 | 60.69 | 62.69 | 2 | 0
2020 | MISO_MO-IL_2_ENT | MISO_MO-IL | ENT | Internal | Shoulder | B11 | 25 | 2540 | 0 | 76.61 | 76.61 | 8 | 0
2020 | MISO_MO-IL_2_ENT | MISO_MO-IL | ENT | Internal | Shoulder | B12 | 200 | 2540 | 0 | 70.34 | 68.27 | 8 | 0
2020 | MISO_MO-IL_2_ENT | MISO_MO-IL | ENT | Internal | Shoulder | B13 | 600 | 2540 | 0 | 66.32 | 67.77 | 8 | 0
2020 | MISO_MO-IL_2_ENT | MISO_MO-IL | ENT | Internal | Shoulder | B14 | 900 | 2540 | 0 | 63.25 | 65.51 | 8 | 0
2020 | MISO_MO-IL_2_ENT | MISO_MO-IL | ENT | Internal | Shoulder | B15 | 1203 | 2540 | 0 | 59.04 | 65.51 | 8 | 0
2020 | MISO_MO-IL_2_ENT | MISO_MO-IL | ENT | Internal | Summer | B1 | 10 | 2540 | 0 | 104.82 | 104.82 | 8 | 0
2020 | MISO_MO-IL_2_ENT | MISO_MO-IL | ENT | Internal | Summer | B2 | 25 | 2540 | 0 | 103.81 | 101.92 | 8 | 0
2020 | MISO_MO-IL_2_ENT | MISO_MO-IL | ENT | Internal | Summer | B3 | 75 | 2540 | 0 | 100.77 | 101.92 | 8 | 0
2020 | MISO_MO-IL_2_ENT | MISO_MO-IL | ENT | Internal | Summer | B4 | 100 | 2540 | 0 | 100.77 | 101.89 | 8 | 0
2020 | MISO_MO-IL_2_ENT | MISO_MO-IL | ENT | Internal | Summer | B5 | 200 | 2540 | 0 | 97.63 | 95.58 | 8 | 0
2020 | MISO_MO-IL_2_ENT | MISO_MO-IL | ENT | Internal | Summer | B6 | 300 | 2540 | 0 | 78.36 | 78.36 | 8 | 0
2020 | MISO_MO-IL_2_ENT | MISO_MO-IL | ENT | Internal | Summer | B7 | 400 | 2540 | 0 | 68.85 | 66.9 | 8 | 0
2020 | MISO_MO-IL_2_ENT | MISO_MO-IL | ENT | Internal | Summer | B8 | 500 | 2540 | 0 | 63.17 | 66.9 | 8 | 0
2020 | MISO_MO-IL_2_ENT | MISO_MO-IL | ENT | Internal | Summer | B9 | 800 | 2540 | 0 | 61.52 | 66.41 | 8 | 0
2020 | MISO_MO-IL_2_ENT | MISO_MO-IL | ENT | Internal | Summer | B10 | 1262 | 2540 | 0 | 58.61 | 64.19 | 8 | 0
2020 | MISO_MO-IL_2_ENT | MISO_MO-IL | ENT | Internal | Winter | B16 | 25 | 2540 | 0 | 82.97 | 74.97 | 8 | 0
2020 | MISO_MO-IL_2_ENT | MISO_MO-IL | ENT | Internal | Winter | B17 | 100 | 2540 | 0 | 70.65 | 70.47 | 8 | 0
2020 | MISO_MO-IL_2_ENT | MISO_MO-IL | ENT | Internal | Winter | B18 | 400 | 2540 | 0 | 69.14 | 69.14 | 8 | 0
2020 | MISO_MO-IL_2_ENT | MISO_MO-IL | ENT | Internal | Winter | B19 | 700 | 2540 | 0 | 66.75 | 68.12 | 8 | 0
2020 | MISO_MO-IL_2_ENT | MISO_MO-IL | ENT | Internal | Winter | B20 | 935 | 2540 | 0 | 60.69 | 68.12 | 8 | 0
2020 | MISO_MO-IL_2_MISO_IN | MISO_MO-IL | MISO_IN | Internal | Shoulder | B11 | 25 | 2633 | 0 | 76.61 | 76.57 | 0.01 | 0
2020 | MISO_MO-IL_2_MISO_IN | MISO_MO-IL | MISO_IN | Internal | Shoulder | B12 | 200 | 2633 | 0 | 70.34 | 70.32 | 0.01 | 0
2020 | MISO_MO-IL_2_MISO_IN | MISO_MO-IL | MISO_IN | Internal | Shoulder | B13 | 600 | 2633 | 0 | 66.32 | 66.31 | 0.01 | 0
2020 | MISO_MO-IL_2_MISO_IN | MISO_MO-IL | MISO_IN | Internal | Shoulder | B14 | 900 | 2633 | 0 | 63.25 | 62.53 | 0.01 | 0
2020 | MISO_MO-IL_2_MISO_IN | MISO_MO-IL | MISO_IN | Internal | Shoulder | B15 | 1203 | 2633 | 0 | 59.04 | 59.03 | 0.01 | 0
2020 | MISO_MO-IL_2_MISO_IN | MISO_MO-IL | MISO_IN | Internal | Summer | B1 | 10 | 2633 | 0.01 | 104.82 | 104.81 | 0.01 | 0
2020 | MISO_MO-IL_2_MISO_IN | MISO_MO-IL | MISO_IN | Internal | Summer | B2 | 25 | 2633 | 0 | 103.81 | 100.46 | 0.01 | 0
2020 | MISO_MO-IL_2_MISO_IN | MISO_MO-IL | MISO_IN | Internal | Summer | B3 | 75 | 2633 | 0 | 100.77 | 99.15 | 0.01 | 0
2020 | MISO_MO-IL_2_MISO_IN | MISO_MO-IL | MISO_IN | Internal | Summer | B4 | 100 | 2633 | 0 | 100.77 | 84.92 | 0.01 | 0
2020 | MISO_MO-IL_2_MISO_IN | MISO_MO-IL | MISO_IN | Internal | Summer | B5 | 200 | 2633 | 0 | 97.63 | 78.83 | 0.01 | 0
2020 | MISO_MO-IL_2_MISO_IN | MISO_MO-IL | MISO_IN | Internal | Summer | B6 | 300 | 2633 | 0 | 78.36 | 64.34 | 0.01 | 0
2020 | MISO_MO-IL_2_MISO_IN | MISO_MO-IL | MISO_IN | Internal | Summer | B7 | 400 | 2633 | 0 | 68.85 | 61.17 | 0.01 | 0
2020 | MISO_MO-IL_2_MISO_IN | MISO_MO-IL | MISO_IN | Internal | Summer | B8 | 500 | 2633 | 0 | 63.17 | 60 | 0.01 | 0
2020 | MISO_MO-IL_2_MISO_IN | MISO_MO-IL | MISO_IN | Internal | Summer | B9 | 800 | 2633 | 0 | 61.52 | 59 | 0.01 | 0
2020 | MISO_MO-IL_2_MISO_IN | MISO_MO-IL | MISO_IN | Internal | Summer | B10 | 1262 | 2633 | 0 | 58.61 | 58.12 | 0.01 | 0
2020 | MISO_MO-IL_2_MISO_IN | MISO_MO-IL | MISO_IN | Internal | Winter | B16 | 25 | 2633 | 0 | 82.97 | 82.96 | 0.01 | 0
2020 | MISO_MO-IL_2_MISO_IN | MISO_MO-IL | MISO_IN | Internal | Winter | B17 | 100 | 2633 | 0 | 70.65 | 70.64 | 0.01 | 0
2020 | MISO_MO-IL_2_MISO_IN | MISO_MO-IL | MISO_IN | Internal | Winter | B18 | 400 | 2633 | 0 | 69.14 | 69.12 | 0.01 | 0
2020 | MISO_MO-IL_2_MISO_IN | MISO_MO-IL | MISO_IN | Internal | Winter | B19 | 700 | 2633 | 0 | 66.75 | 65.82 | 0.01 | 0
2020 | MISO_MO-IL_2_MISO_IN | MISO_MO-IL | MISO_IN | Internal | Winter | B20 | 935 | 2633 | 0 | 60.69 | 60.68 | 0.01 | 0
2020 | MISO_MO-IL_2_MISO_W | MISO_MO-IL | MISO_W | Internal | Shoulder | B11 | 25 | 1075 | 0 | 76.61 | 76.61 | 0.01 | 0
2020 | MISO_MO-IL_2_MISO_W | MISO_MO-IL | MISO_W | Internal | Shoulder | B12 | 200 | 1075 | 0 | 70.34 | 70.34 | 0.01 | 0
2020 | MISO_MO-IL_2_MISO_W | MISO_MO-IL | MISO_W | Internal | Shoulder | B13 | 600 | 1075 | 0 | 66.32 | 66.32 | 0.01 | 0
2020 | MISO_MO-IL_2_MISO_W | MISO_MO-IL | MISO_W | Internal | Shoulder | B14 | 900 | 1075 | 1075 | 63.25 | 64.22 | 0.01 | 0.96
2020 | MISO_MO-IL_2_MISO_W | MISO_MO-IL | MISO_W | Internal | Shoulder | B15 | 1203 | 1075 | 1075 | 59.04 | 63.19 | 0.01 | 4.13
2020 | MISO_MO-IL_2_MISO_W | MISO_MO-IL | MISO_W | Internal | Summer | B1 | 10 | 1075 | 1075 | 104.82 | 105.11 | 0.01 | 0.28
2020 | MISO_MO-IL_2_MISO_W | MISO_MO-IL | MISO_W | Internal | Summer | B2 | 25 | 1075 | 808.08 | 103.81 | 103.82 | 0.01 | 0
2020 | MISO_MO-IL_2_MISO_W | MISO_MO-IL | MISO_W | Internal | Summer | B3 | 75 | 1075 | 1075 | 100.77 | 103.82 | 0.01 | 3.04
2020 | MISO_MO-IL_2_MISO_W | MISO_MO-IL | MISO_W | Internal | Summer | B4 | 100 | 1075 | 1075 | 100.77 | 101.89 | 0.01 | 1.1
2020 | MISO_MO-IL_2_MISO_W | MISO_MO-IL | MISO_W | Internal | Summer | B5 | 200 | 1075 | 1024.86 | 97.63 | 97.64 | 0.01 | 0
2020 | MISO_MO-IL_2_MISO_W | MISO_MO-IL | MISO_W | Internal | Summer | B6 | 300 | 1075 | 258.83 | 78.36 | 78.37 | 0.01 | 0
2020 | MISO_MO-IL_2_MISO_W | MISO_MO-IL | MISO_W | Internal | Summer | B7 | 400 | 1075 | 152.72 | 68.85 | 68.86 | 0.01 | 0
2020 | MISO_MO-IL_2_MISO_W | MISO_MO-IL | MISO_W | Internal | Summer | B8 | 500 | 1075 | 400.88 | 63.17 | 63.19 | 0.01 | 0
2020 | MISO_MO-IL_2_MISO_W | MISO_MO-IL | MISO_W | Internal | Summer | B9 | 800 | 1075 | 1075 | 61.52 | 62.7 | 0.01 | 1.17
2020 | MISO_MO-IL_2_MISO_W | MISO_MO-IL | MISO_W | Internal | Summer | B10 | 1262 | 1075 | 1075 | 58.61 | 62.67 | 0.01 | 4.05
2020 | MISO_MO-IL_2_MISO_W | MISO_MO-IL | MISO_W | Internal | Winter | B16 | 25 | 1075 | 0 | 82.97 | 82.96 | 0.01 | 0
2020 | MISO_MO-IL_2_MISO_W | MISO_MO-IL | MISO_W | Internal | Winter | B17 | 100 | 1075 | 0 | 70.65 | 70.64 | 0.01 | 0
2020 | MISO_MO-IL_2_MISO_W | MISO_MO-IL | MISO_W | Internal | Winter | B18 | 400 | 1075 | 0 | 69.14 | 69.14 | 0.01 | 0
2020 | MISO_MO-IL_2_MISO_W | MISO_MO-IL | MISO_W | Internal | Winter | B19 | 700 | 1075 | 1075 | 66.75 | 67.46 | 0.01 | 0.7
2020 | MISO_MO-IL_2_MISO_W | MISO_MO-IL | MISO_W | Internal | Winter | B20 | 935 | 1075 | 1075 | 60.69 | 64.69 | 0.01 | 3.99
2020 | MISO_MO-IL_2_PJM_ROR | MISO_MO-IL | PJM_ROR | Internal | Shoulder | B11 | 25 | 1212 | 0 | 76.61 | 78.59 | 2 | 0
2020 | MISO_MO-IL_2_PJM_ROR | MISO_MO-IL | PJM_ROR | Internal | Shoulder | B12 | 200 | 1212 | 1110.08 | 70.34 | 72.34 | 2 | 0
2020 | MISO_MO-IL_2_PJM_ROR | MISO_MO-IL | PJM_ROR | Internal | Shoulder | B13 | 600 | 1212 | 543.84 | 66.32 | 68.32 | 2 | 0
2020 | MISO_MO-IL_2_PJM_ROR | MISO_MO-IL | PJM_ROR | Internal | Shoulder | B14 | 900 | 1212 | 98.73 | 63.25 | 65.25 | 2 | 0
2020 | MISO_MO-IL_2_PJM_ROR | MISO_MO-IL | PJM_ROR | Internal | Shoulder | B15 | 1203 | 1212 | 166.04 | 59.04 | 61.04 | 2 | 0
2020 | MISO_MO-IL_2_PJM_ROR | MISO_MO-IL | PJM_ROR | Internal | Summer | B1 | 10 | 1212 | 147.11 | 104.82 | 106.82 | 2 | 0
2020 | MISO_MO-IL_2_PJM_ROR | MISO_MO-IL | PJM_ROR | Internal | Summer | B2 | 25 | 1212 | 0 | 103.81 | 102.48 | 2 | 0
2020 | MISO_MO-IL_2_PJM_ROR | MISO_MO-IL | PJM_ROR | Internal | Summer | B3 | 75 | 1212 | 0 | 100.77 | 101.15 | 2 | 0
2020 | MISO_MO-IL_2_PJM_ROR | MISO_MO-IL | PJM_ROR | Internal | Summer | B4 | 100 | 1212 | 0 | 100.77 | 95.28 | 2 | 0
2020 | MISO_MO-IL_2_PJM_ROR | MISO_MO-IL | PJM_ROR | Internal | Summer | B5 | 200 | 1212 | 0 | 97.63 | 90.37 | 2 | 0
2020 | MISO_MO-IL_2_PJM_ROR | MISO_MO-IL | PJM_ROR | Internal | Summer | B6 | 300 | 1212 | 0 | 78.36 | 76.36 | 2 | 0
2020 | MISO_MO-IL_2_PJM_ROR | MISO_MO-IL | PJM_ROR | Internal | Summer | B7 | 400 | 1212 | 0 | 68.85 | 66.86 | 2 | 0
2020 | MISO_MO-IL_2_PJM_ROR | MISO_MO-IL | PJM_ROR | Internal | Summer | B8 | 500 | 1212 | 0 | 63.17 | 63.2 | 2 | 0
2020 | MISO_MO-IL_2_PJM_ROR | MISO_MO-IL | PJM_ROR | Internal | Summer | B9 | 800 | 1212 | 0 | 61.52 | 61.01 | 2 | 0
2020 | MISO_MO-IL_2_PJM_ROR | MISO_MO-IL | PJM_ROR | Internal | Summer | B10 | 1262 | 1212 | 699.82 | 58.61 | 60.61 | 2 | 0
2020 | MISO_MO-IL_2_PJM_ROR | MISO_MO-IL | PJM_ROR | Internal | Winter | B16 | 25 | 1212 | 1212 | 82.97 | 85.97 | 2 | 1
2020 | MISO_MO-IL_2_PJM_ROR | MISO_MO-IL | PJM_ROR | Internal | Winter | B17 | 100 | 1212 | 1212 | 70.65 | 78.9 | 2 | 6.25
2020 | MISO_MO-IL_2_PJM_ROR | MISO_MO-IL | PJM_ROR | Internal | Winter | B18 | 400 | 1212 | 1198.22 | 69.14 | 71.14 | 2 | 0
2020 | MISO_MO-IL_2_PJM_ROR | MISO_MO-IL | PJM_ROR | Internal | Winter | B19 | 700 | 1212 | 17.77 | 66.75 | 68.75 | 2 | 0
2020 | MISO_MO-IL_2_PJM_ROR | MISO_MO-IL | PJM_ROR | Internal | Winter | B20 | 935 | 1212 | 12.88 | 60.69 | 62.69 | 2 | 0
2020 | MISO_MO-IL_2_SPP_N | MISO_MO-IL | SPP_N | Internal | Shoulder | B11 | 25 | 2000 | 0 | 76.61 | 71.61 | 8 | 0
2020 | MISO_MO-IL_2_SPP_N | MISO_MO-IL | SPP_N | Internal | Shoulder | B12 | 200 | 2000 | 0 | 70.34 | 65.34 | 8 | 0
2020 | MISO_MO-IL_2_SPP_N | MISO_MO-IL | SPP_N | Internal | Shoulder | B13 | 600 | 2000 | 0 | 66.32 | 62.77 | 8 | 0
2020 | MISO_MO-IL_2_SPP_N | MISO_MO-IL | SPP_N | Internal | Shoulder | B14 | 900 | 2000 | 0 | 63.25 | 59.22 | 8 | 0
2020 | MISO_MO-IL_2_SPP_N | MISO_MO-IL | SPP_N | Internal | Shoulder | B15 | 1203 | 2000 | 0 | 59.04 | 57 | 8 | 0
2020 | MISO_MO-IL_2_SPP_N | MISO_MO-IL | SPP_N | Internal | Summer | B1 | 10 | 2000 | 0 | 104.82 | 99.82 | 8 | 0
2020 | MISO_MO-IL_2_SPP_N | MISO_MO-IL | SPP_N | Internal | Summer | B2 | 25 | 2000 | 0 | 103.81 | 98.81 | 8 | 0
2020 | MISO_MO-IL_2_SPP_N | MISO_MO-IL | SPP_N | Internal | Summer | B3 | 75 | 2000 | 0 | 100.77 | 100.28 | 8 | 0
2020 | MISO_MO-IL_2_SPP_N | MISO_MO-IL | SPP_N | Internal | Summer | B4 | 100 | 2000 | 0 | 100.77 | 96.89 | 8 | 0
2020 | MISO_MO-IL_2_SPP_N | MISO_MO-IL | SPP_N | Internal | Summer | B5 | 200 | 2000 | 0 | 97.63 | 92.63 | 8 | 0
2020 | MISO_MO-IL_2_SPP_N | MISO_MO-IL | SPP_N | Internal | Summer | B6 | 300 | 2000 | 0 | 78.36 | 73.36 | 8 | 0
2020 | MISO_MO-IL_2_SPP_N | MISO_MO-IL | SPP_N | Internal | Summer | B7 | 400 | 2000 | 0 | 68.85 | 65.63 | 8 | 0
2020 | MISO_MO-IL_2_SPP_N | MISO_MO-IL | SPP_N | Internal | Summer | B8 | 500 | 2000 | 0 | 63.17 | 63.65 | 8 | 0
2020 | MISO_MO-IL_2_SPP_N | MISO_MO-IL | SPP_N | Internal | Summer | B9 | 800 | 2000 | 0 | 61.52 | 62.71 | 8 | 0
2020 | MISO_MO-IL_2_SPP_N | MISO_MO-IL | SPP_N | Internal | Summer | B10 | 1262 | 2000 | 0 | 58.61 | 59.19 | 8 | 0
2020 | MISO_MO-IL_2_SPP_N | MISO_MO-IL | SPP_N | Internal | Winter | B16 | 25 | 2000 | 0 | 82.97 | 69.97 | 8 | 0
2020 | MISO_MO-IL_2_SPP_N | MISO_MO-IL | SPP_N | Internal | Winter | B17 | 100 | 2000 | 0 | 70.65 | 65.47 | 8 | 0
2020 | MISO_MO-IL_2_SPP_N | MISO_MO-IL | SPP_N | Internal | Winter | B18 | 400 | 2000 | 0 | 69.14 | 64.14 | 8 | 0
2020 | MISO_MO-IL_2_SPP_N | MISO_MO-IL | SPP_N | Internal | Winter | B19 | 700 | 2000 | 0 | 66.75 | 62.73 | 8 | 0
2020 | MISO_MO-IL_2_SPP_N | MISO_MO-IL | SPP_N | Internal | Winter | B20 | 935 | 2000 | 0 | 60.69 | 59.69 | 8 | 0
2020 | MISO_MO-IL_2_TVA_Transmission | MISO_MO-IL | TVA_Transmission | Internal | Shoulder | B11 | 25 | 4000 | 0 | 76.61 | 83.78 | 8 | 0
2020 | MISO_MO-IL_2_TVA_Transmission | MISO_MO-IL | TVA_Transmission | Internal | Shoulder | B12 | 200 | 4000 | 0 | 70.34 | 72.68 | 8 | 0
2020 | MISO_MO-IL_2_TVA_Transmission | MISO_MO-IL | TVA_Transmission | Internal | Shoulder | B13 | 600 | 4000 | 0 | 66.32 | 69.63 | 8 | 0
2020 | MISO_MO-IL_2_TVA_Transmission | MISO_MO-IL | TVA_Transmission | Internal | Shoulder | B14 | 900 | 4000 | 0 | 63.25 | 68.4 | 8 | 0
2020 | MISO_MO-IL_2_TVA_Transmission | MISO_MO-IL | TVA_Transmission | Internal | Shoulder | B15 | 1203 | 4000 | 0 | 59.04 | 67.02 | 8 | 0
2020 | MISO_MO-IL_2_TVA_Transmission | MISO_MO-IL | TVA_Transmission | Internal | Summer | B1 | 10 | 4000 | 263.25 | 104.82 | 112.82 | 8 | 0
2020 | MISO_MO-IL_2_TVA_Transmission | MISO_MO-IL | TVA_Transmission | Internal | Summer | B2 | 25 | 4000 | 0 | 103.81 | 108.48 | 8 | 0
2020 | MISO_MO-IL_2_TVA_Transmission | MISO_MO-IL | TVA_Transmission | Internal | Summer | B3 | 75 | 4000 | 0 | 100.77 | 107.15 | 8 | 0
2020 | MISO_MO-IL_2_TVA_Transmission | MISO_MO-IL | TVA_Transmission | Internal | Summer | B4 | 100 | 4000 | 0 | 100.77 | 100.92 | 8 | 0
2020 | MISO_MO-IL_2_TVA_Transmission | MISO_MO-IL | TVA_Transmission | Internal | Summer | B5 | 200 | 4000 | 0 | 97.63 | 94.83 | 8 | 0
2020 | MISO_MO-IL_2_TVA_Transmission | MISO_MO-IL | TVA_Transmission | Internal | Summer | B6 | 300 | 4000 | 0 | 78.36 | 80.34 | 8 | 0
2020 | MISO_MO-IL_2_TVA_Transmission | MISO_MO-IL | TVA_Transmission | Internal | Summer | B7 | 400 | 4000 | 0 | 68.85 | 71.63 | 8 | 0
2020 | MISO_MO-IL_2_TVA_Transmission | MISO_MO-IL | TVA_Transmission | Internal | Summer | B8 | 500 | 4000 | 0 | 63.17 | 67.74 | 8 | 0
2020 | MISO_MO-IL_2_TVA_Transmission | MISO_MO-IL | TVA_Transmission | Internal | Summer | B9 | 800 | 4000 | 0 | 61.52 | 66.1 | 8 | 0
2020 | MISO_MO-IL_2_TVA_Transmission | MISO_MO-IL | TVA_Transmission | Internal | Summer | B10 | 1262 | 4000 | 0 | 58.61 | 64.24 | 8 | 0
2020 | MISO_MO-IL_2_TVA_Transmission | MISO_MO-IL | TVA_Transmission | Internal | Winter | B16 | 25 | 4000 | 0 | 82.97 | 82.97 | 8 | 0
2020 | MISO_MO-IL_2_TVA_Transmission | MISO_MO-IL | TVA_Transmission | Internal | Winter | B17 | 100 | 4000 | 0 | 70.65 | 75.8 | 8 | 0
2020 | MISO_MO-IL_2_TVA_Transmission | MISO_MO-IL | TVA_Transmission | Internal | Winter | B18 | 400 | 4000 | 0 | 69.14 | 72.73 | 8 | 0
2020 | MISO_MO-IL_2_TVA_Transmission | MISO_MO-IL | TVA_Transmission | Internal | Winter | B19 | 700 | 4000 | 0 | 66.75 | 70.93 | 8 | 0
2020 | MISO_MO-IL_2_TVA_Transmission | MISO_MO-IL | TVA_Transmission | Internal | Winter | B20 | 935 | 4000 | 14.78 | 60.69 | 68.69 | 8 | 0
2020 | MISO_W_2_IESO | MISO_W | IESO | Internal | Shoulder | B11 | 25 | 90 | 0 | 76.61 | 13.91 | 8 | 0
2020 | MISO_W_2_IESO | MISO_W | IESO | Internal | Shoulder | B12 | 200 | 90 | 0 | 70.34 | 13.91 | 8 | 0
2020 | MISO_W_2_IESO | MISO_W | IESO | Internal | Shoulder | B13 | 600 | 90 | 0 | 66.32 | 13.91 | 8 | 0
2020 | MISO_W_2_IESO | MISO_W | IESO | Internal | Shoulder | B14 | 900 | 90 | 0 | 64.22 | 13.91 | 8 | 0
2020 | MISO_W_2_IESO | MISO_W | IESO | Internal | Shoulder | B15 | 1203 | 90 | 0 | 63.19 | 13.91 | 8 | 0
2020 | MISO_W_2_IESO | MISO_W | IESO | Internal | Summer | B1 | 10 | 90 | 0 | 105.11 | 89.87 | 8 | 0
2020 | MISO_W_2_IESO | MISO_W | IESO | Internal | Summer | B2 | 25 | 90 | 0 | 103.82 | 85.34 | 8 | 0
2020 | MISO_W_2_IESO | MISO_W | IESO | Internal | Summer | B3 | 75 | 90 | 0 | 103.82 | 71.54 | 8 | 0
2020 | MISO_W_2_IESO | MISO_W | IESO | Internal | Summer | B4 | 100 | 90 | 0 | 101.89 | 47.04 | 8 | 0
2020 | MISO_W_2_IESO | MISO_W | IESO | Internal | Summer | B5 | 200 | 90 | 0 | 97.64 | 10.97 | 8 | 0
2020 | MISO_W_2_IESO | MISO_W | IESO | Internal | Summer | B6 | 300 | 90 | 0 | 78.37 | 10.97 | 8 | 0
2020 | MISO_W_2_IESO | MISO_W | IESO | Internal | Summer | B7 | 400 | 90 | 0 | 68.86 | 10.97 | 8 | 0
2020 | MISO_W_2_IESO | MISO_W | IESO | Internal | Summer | B8 | 500 | 90 | 0 | 63.19 | 10.97 | 8 | 0
2020 | MISO_W_2_IESO | MISO_W | IESO | Internal | Summer | B9 | 800 | 90 | 0 | 62.7 | 10.97 | 8 | 0
2020 | MISO_W_2_IESO | MISO_W | IESO | Internal | Summer | B10 | 1262 | 90 | 0 | 62.67 | 10.97 | 8 | 0
2020 | MISO_W_2_IESO | MISO_W | IESO | Internal | Winter | B16 | 25 | 90 | 0 | 82.96 | 49.81 | 8 | 0
2020 | MISO_W_2_IESO | MISO_W | IESO | Internal | Winter | B17 | 100 | 90 | 0 | 70.64 | 49.81 | 8 | 0
2020 | MISO_W_2_IESO | MISO_W | IESO | Internal | Winter | B18 | 400 | 90 | 0 | 69.14 | 49.81 | 8 | 0
2020 | MISO_W_2_IESO | MISO_W | IESO | Internal | Winter | B19 | 700 | 90 | 0 | 67.46 | 49.81 | 8 | 0
2020 | MISO_W_2_IESO | MISO_W | IESO | Internal | Winter | B20 | 935 | 90 | 0 | 64.69 | 49.81 | 8 | 0
2020 | MISO_W_2_MAPP_CA | MISO_W | MAPP_CA | Internal | Shoulder | B11 | 25 | 926 | 0 | 76.61 | 76.6 | 0.01 | 0
2020 | MISO_W_2_MAPP_CA | MISO_W | MAPP_CA | Internal | Shoulder | B12 | 200 | 926 | 0 | 70.34 | 70.32 | 0.01 | 0
2020 | MISO_W_2_MAPP_CA | MISO_W | MAPP_CA | Internal | Shoulder | B13 | 600 | 926 | 0 | 66.32 | 66.31 | 0.01 | 0
2020 | MISO_W_2_MAPP_CA | MISO_W | MAPP_CA | Internal | Shoulder | B14 | 900 | 926 | 0 | 64.22 | 64.21 | 0.01 | 0
2020 | MISO_W_2_MAPP_CA | MISO_W | MAPP_CA | Internal | Shoulder | B15 | 1203 | 926 | 926 | 63.19 | 64.21 | 0.01 | 1.01
2020 | MISO_W_2_MAPP_CA | MISO_W | MAPP_CA | Internal | Summer | B1 | 10 | 926 | 0 | 105.11 | 91.11 | 0.01 | 0
2020 | MISO_W_2_MAPP_CA | MISO_W | MAPP_CA | Internal | Summer | B2 | 25 | 926 | 0 | 103.82 | 92.11 | 0.01 | 0
2020 | MISO_W_2_MAPP_CA | MISO_W | MAPP_CA | Internal | Summer | B3 | 75 | 926 | 0 | 103.82 | 89.86 | 0.01 | 0
2020 | MISO_W_2_MAPP_CA | MISO_W | MAPP_CA | Internal | Summer | B4 | 100 | 926 | 0 | 101.89 | 89.86 | 0.01 | 0
2020 | MISO_W_2_MAPP_CA | MISO_W | MAPP_CA | Internal | Summer | B5 | 200 | 926 | 0 | 97.64 | 89.86 | 0.01 | 0
2020 | MISO_W_2_MAPP_CA | MISO_W | MAPP_CA | Internal | Summer | B6 | 300 | 926 | 0 | 78.37 | 78.36 | 0.01 | 0
2020 | MISO_W_2_MAPP_CA | MISO_W | MAPP_CA | Internal | Summer | B7 | 400 | 926 | 0 | 68.86 | 68.85 | 0.01 | 0
2020 | MISO_W_2_MAPP_CA | MISO_W | MAPP_CA | Internal | Summer | B8 | 500 | 926 | 0 | 63.19 | 63.17 | 0.01 | 0
2020 | MISO_W_2_MAPP_CA | MISO_W | MAPP_CA | Internal | Summer | B9 | 800 | 926 | 0 | 62.7 | 62.68 | 0.01 | 0
2020 | MISO_W_2_MAPP_CA | MISO_W | MAPP_CA | Internal | Summer | B10 | 1262 | 926 | 926 | 62.67 | 62.68 | 0.01 | 0
2020 | MISO_W_2_MAPP_CA | MISO_W | MAPP_CA | Internal | Winter | B16 | 25 | 926 | 0 | 82.96 | 82.95 | 0.01 | 0
2020 | MISO_W_2_MAPP_CA | MISO_W | MAPP_CA | Internal | Winter | B17 | 100 | 926 | 0 | 70.64 | 70.63 | 0.01 | 0
2020 | MISO_W_2_MAPP_CA | MISO_W | MAPP_CA | Internal | Winter | B18 | 400 | 926 | 0 | 69.14 | 69.12 | 0.01 | 0
2020 | MISO_W_2_MAPP_CA | MISO_W | MAPP_CA | Internal | Winter | B19 | 700 | 926 | 0 | 67.46 | 67.45 | 0.01 | 0
2020 | MISO_W_2_MAPP_CA | MISO_W | MAPP_CA | Internal | Winter | B20 | 935 | 926 | 926 | 64.69 | 67.45 | 0.01 | 2.75
2020 | MISO_W_2_MISO_MO-IL | MISO_W | MISO_MO-IL | Internal | Shoulder | B11 | 25 | 3915 | 0 | 76.61 | 76.61 | 0.01 | 0
2020 | MISO_W_2_MISO_MO-IL | MISO_W | MISO_MO-IL | Internal | Shoulder | B12 | 200 | 3915 | 0 | 70.34 | 70.34 | 0.01 | 0
2020 | MISO_W_2_MISO_MO-IL | MISO_W | MISO_MO-IL | Internal | Shoulder | B13 | 600 | 3915 | 0 | 66.32 | 66.32 | 0.01 | 0
2020 | MISO_W_2_MISO_MO-IL | MISO_W | MISO_MO-IL | Internal | Shoulder | B14 | 900 | 3915 | 0 | 64.22 | 63.25 | 0.01 | 0
2020 | MISO_W_2_MISO_MO-IL | MISO_W | MISO_MO-IL | Internal | Shoulder | B15 | 1203 | 3915 | 0 | 63.19 | 59.04 | 0.01 | 0
2020 | MISO_W_2_MISO_MO-IL | MISO_W | MISO_MO-IL | Internal | Summer | B1 | 10 | 3915 | 0 | 105.11 | 104.82 | 0.01 | 0
2020 | MISO_W_2_MISO_MO-IL | MISO_W | MISO_MO-IL | Internal | Summer | B2 | 25 | 3915 | 0 | 103.82 | 103.81 | 0.01 | 0
2020 | MISO_W_2_MISO_MO-IL | MISO_W | MISO_MO-IL | Internal | Summer | B3 | 75 | 3915 | 0 | 103.82 | 100.77 | 0.01 | 0
2020 | MISO_W_2_MISO_MO-IL | MISO_W | MISO_MO-IL | Internal | Summer | B4 | 100 | 3915 | 0 | 101.89 | 100.77 | 0.01 | 0
2020 | MISO_W_2_MISO_MO-IL | MISO_W | MISO_MO-IL | Internal | Summer | B5 | 200 | 3915 | 0 | 97.64 | 97.63 | 0.01 | 0
2020 | MISO_W_2_MISO_MO-IL | MISO_W | MISO_MO-IL | Internal | Summer | B6 | 300 | 3915 | 0 | 78.37 | 78.36 | 0.01 | 0
2020 | MISO_W_2_MISO_MO-IL | MISO_W | MISO_MO-IL | Internal | Summer | B7 | 400 | 3915 | 0 | 68.86 | 68.85 | 0.01 | 0
2020 | MISO_W_2_MISO_MO-IL | MISO_W | MISO_MO-IL | Internal | Summer | B8 | 500 | 3915 | 0 | 63.19 | 63.17 | 0.01 | 0
2020 | MISO_W_2_MISO_MO-IL | MISO_W | MISO_MO-IL | Internal | Summer | B9 | 800 | 3915 | 0 | 62.7 | 61.52 | 0.01 | 0
2020 | MISO_W_2_MISO_MO-IL | MISO_W | MISO_MO-IL | Internal | Summer | B10 | 1262 | 3915 | 0 | 62.67 | 58.61 | 0.01 | 0
2020 | MISO_W_2_MISO_MO-IL | MISO_W | MISO_MO-IL | Internal | Winter | B16 | 25 | 3915 | 1931.53 | 82.96 | 82.97 | 0.01 | 0
2020 | MISO_W_2_MISO_MO-IL | MISO_W | MISO_MO-IL | Internal | Winter | B17 | 100 | 3915 | 572.76 | 70.64 | 70.65 | 0.01 | 0
2020 | MISO_W_2_MISO_MO-IL | MISO_W | MISO_MO-IL | Internal | Winter | B18 | 400 | 3915 | 0 | 69.14 | 69.14 | 0.01 | 0
2020 | MISO_W_2_MISO_MO-IL | MISO_W | MISO_MO-IL | Internal | Winter | B19 | 700 | 3915 | 0 | 67.46 | 66.75 | 0.01 | 0
2020 | MISO_W_2_MISO_MO-IL | MISO_W | MISO_MO-IL | Internal | Winter | B20 | 935 | 3915 | 0 | 64.69 | 60.69 | 0.01 | 0
2020 | MISO_W_2_MISO_WUMS | MISO_W | MISO_WUMS | Internal | Shoulder | B11 | 25 | 1732 | 0 | 76.61 | 76.57 | 0.01 | 0
2020 | MISO_W_2_MISO_WUMS | MISO_W | MISO_WUMS | Internal | Shoulder | B12 | 200 | 1732 | 0 | 70.34 | 70.32 | 0.01 | 0
2020 | MISO_W_2_MISO_WUMS | MISO_W | MISO_WUMS | Internal | Shoulder | B13 | 600 | 1732 | 0 | 66.32 | 66.31 | 0.01 | 0
2020 | MISO_W_2_MISO_WUMS | MISO_W | MISO_WUMS | Internal | Shoulder | B14 | 900 | 1732 | 0 | 64.22 | 62.56 | 0.01 | 0
2020 | MISO_W_2_MISO_WUMS | MISO_W | MISO_WUMS | Internal | Shoulder | B15 | 1203 | 1732 | 0 | 63.19 | 59.04 | 0.01 | 0
2020 | MISO_W_2_MISO_WUMS | MISO_W | MISO_WUMS | Internal | Summer | B1 | 10 | 1732 | 0 | 105.11 | 104.82 | 0.01 | 0
2020 | MISO_W_2_MISO_WUMS | MISO_W | MISO_WUMS | Internal | Summer | B2 | 25 | 1732 | 0 | 103.82 | 100.48 | 0.01 | 0
2020 | MISO_W_2_MISO_WUMS | MISO_W | MISO_WUMS | Internal | Summer | B3 | 75 | 1732 | 0 | 103.82 | 99.15 | 0.01 | 0
2020 | MISO_W_2_MISO_WUMS | MISO_W | MISO_WUMS | Internal | Summer | B4 | 100 | 1732 | 0 | 101.89 | 84.92 | 0.01 | 0
2020 | MISO_W_2_MISO_WUMS | MISO_W | MISO_WUMS | Internal | Summer | B5 | 200 | 1732 | 0 | 97.64 | 70.63 | 0.01 | 0
2020 | MISO_W_2_MISO_WUMS | MISO_W | MISO_WUMS | Internal | Summer | B6 | 300 | 1732 | 0 | 78.37 | 70.26 | 0.01 | 0
2020 | MISO_W_2_MISO_WUMS | MISO_W | MISO_WUMS | Internal | Summer | B7 | 400 | 1732 | 0 | 68.86 | 64.85 | 0.01 | 0
2020 | MISO_W_2_MISO_WUMS | MISO_W | MISO_WUMS | Internal | Summer | B8 | 500 | 1732 | 0 | 63.19 | 61.19 | 0.01 | 0
2020 | MISO_W_2_MISO_WUMS | MISO_W | MISO_WUMS | Internal | Summer | B9 | 800 | 1732 | 0 | 62.7 | 59.01 | 0.01 | 0
2020 | MISO_W_2_MISO_WUMS | MISO_W | MISO_WUMS | Internal | Summer | B10 | 1262 | 1732 | 0 | 62.67 | 58.12 | 0.01 | 0
2020 | MISO_W_2_MISO_WUMS | MISO_W | MISO_WUMS | Internal | Winter | B16 | 25 | 1732 | 0 | 82.96 | 82.95 | 0.01 | 0
2020 | MISO_W_2_MISO_WUMS | MISO_W | MISO_WUMS | Internal | Winter | B17 | 100 | 1732 | 0 | 70.64 | 70.63 | 0.01 | 0
2020 | MISO_W_2_MISO_WUMS | MISO_W | MISO_WUMS | Internal | Winter | B18 | 400 | 1732 | 0 | 69.14 | 69.12 | 0.01 | 0
2020 | MISO_W_2_MISO_WUMS | MISO_W | MISO_WUMS | Internal | Winter | B19 | 700 | 1732 | 0 | 67.46 | 65.82 | 0.01 | 0
2020 | MISO_W_2_MISO_WUMS | MISO_W | MISO_WUMS | Internal | Winter | B20 | 935 | 1732 | 0 | 64.69 | 60.69 | 0.01 | 0
2020 | MISO_W_2_NE | MISO_W | NE | Internal | Shoulder | B11 | 25 | 2800 | 0 | 76.61 | 76.61 | 7 | 0
2020 | MISO_W_2_NE | MISO_W | NE | Internal | Shoulder | B12 | 200 | 2800 | 0 | 70.34 | 65.35 | 7 | 0
2020 | MISO_W_2_NE | MISO_W | NE | Internal | Shoulder | B13 | 600 | 2800 | 0 | 66.32 | 62.78 | 7 | 0
2020 | MISO_W_2_NE | MISO_W | NE | Internal | Shoulder | B14 | 900 | 2800 | 0 | 64.22 | 60.05 | 7 | 0
2020 | MISO_W_2_NE | MISO_W | NE | Internal | Shoulder | B15 | 1203 | 2800 | 0 | 63.19 | 58.19 | 7 | 0
2020 | MISO_W_2_NE | MISO_W | NE | Internal | Summer | B1 | 10 | 2800 | 0 | 105.11 | 105.11 | 7 | 0
2020 | MISO_W_2_NE | MISO_W | NE | Internal | Summer | B2 | 25 | 2800 | 0 | 103.82 | 103.82 | 7 | 0
2020 | MISO_W_2_NE | MISO_W | NE | Internal | Summer | B3 | 75 | 2800 | 0 | 103.82 | 103.82 | 7 | 0
2020 | MISO_W_2_NE | MISO_W | NE | Internal | Summer | B4 | 100 | 2800 | 0 | 101.89 | 101.89 | 7 | 0
2020 | MISO_W_2_NE | MISO_W | NE | Internal | Summer | B5 | 200 | 2800 | 0 | 97.64 | 97.64 | 7 | 0
2020 | MISO_W_2_NE | MISO_W | NE | Internal | Summer | B6 | 300 | 2800 | 0 | 78.37 | 76.58 | 7 | 0
2020 | MISO_W_2_NE | MISO_W | NE | Internal | Summer | B7 | 400 | 2800 | 0 | 68.86 | 67.97 | 7 | 0
2020 | MISO_W_2_NE | MISO_W | NE | Internal | Summer | B8 | 500 | 2800 | 0 | 63.19 | 63.64 | 7 | 0
2020 | MISO_W_2_NE | MISO_W | NE | Internal | Summer | B9 | 800 | 2800 | 0 | 62.7 | 62.7 | 7 | 0
2020 | MISO_W_2_NE | MISO_W | NE | Internal | Summer | B10 | 1262 | 2800 | 0 | 62.67 | 59.2 | 7 | 0
2020 | MISO_W_2_NE | MISO_W | NE | Internal | Winter | B16 | 25 | 2800 | 0 | 82.96 | 72.6 | 7 | 0
2020 | MISO_W_2_NE | MISO_W | NE | Internal | Winter | B17 | 100 | 2800 | 0 | 70.64 | 67.46 | 7 | 0
2020 | MISO_W_2_NE | MISO_W | NE | Internal | Winter | B18 | 400 | 2800 | 0 | 69.14 | 64.15 | 7 | 0
2020 | MISO_W_2_NE | MISO_W | NE | Internal | Winter | B19 | 700 | 2800 | 0 | 67.46 | 64.15 | 7 | 0
2020 | MISO_W_2_NE | MISO_W | NE | Internal | Winter | B20 | 935 | 2800 | 0 | 64.69 | 60.2 | 7 | 0
2020 | MISO_W_2_PJM_ROR | MISO_W | PJM_ROR | Internal | Shoulder | B11 | 25 | 773 | 0 | 76.61 | 78.59 | 2 | 0
2020 | MISO_W_2_PJM_ROR | MISO_W | PJM_ROR | Internal | Shoulder | B12 | 200 | 773 | 644.24 | 70.34 | 72.34 | 2 | 0
2020 | MISO_W_2_PJM_ROR | MISO_W | PJM_ROR | Internal | Shoulder | B13 | 600 | 773 | 348.42 | 66.32 | 68.32 | 2 | 0
2020 | MISO_W_2_PJM_ROR | MISO_W | PJM_ROR | Internal | Shoulder | B14 | 900 | 773 | 0 | 64.22 | 65.25 | 2 | 0
2020 | MISO_W_2_PJM_ROR | MISO_W | PJM_ROR | Internal | Shoulder | B15 | 1203 | 773 | 0 | 63.19 | 61.04 | 2 | 0
2020 | MISO_W_2_PJM_ROR | MISO_W | PJM_ROR | Internal | Summer | B1 | 10 | 773 | 0 | 105.11 | 106.82 | 2 | 0
2020 | MISO_W_2_PJM_ROR | MISO_W | PJM_ROR | Internal | Summer | B2 | 25 | 773 | 0 | 103.82 | 102.48 | 2 | 0
2020 | MISO_W_2_PJM_ROR | MISO_W | PJM_ROR | Internal | Summer | B3 | 75 | 773 | 0 | 103.82 | 101.15 | 2 | 0
2020 | MISO_W_2_PJM_ROR | MISO_W | PJM_ROR | Internal | Summer | B4 | 100 | 773 | 0 | 101.89 | 95.28 | 2 | 0
2020 | MISO_W_2_PJM_ROR | MISO_W | PJM_ROR | Internal | Summer | B5 | 200 | 773 | 0 | 97.64 | 90.37 | 2 | 0
2020 | MISO_W_2_PJM_ROR | MISO_W | PJM_ROR | Internal | Summer | B6 | 300 | 773 | 0 | 78.37 | 76.36 | 2 | 0
2020 | MISO_W_2_PJM_ROR | MISO_W | PJM_ROR | Internal | Summer | B7 | 400 | 773 | 0 | 68.86 | 66.86 | 2 | 0
2020 | MISO_W_2_PJM_ROR | MISO_W | PJM_ROR | Internal | Summer | B8 | 500 | 773 | 0 | 63.19 | 63.2 | 2 | 0
2020 | MISO_W_2_PJM_ROR | MISO_W | PJM_ROR | Internal | Summer | B9 | 800 | 773 | 0 | 62.7 | 61.01 | 2 | 0
2020 | MISO_W_2_PJM_ROR | MISO_W | PJM_ROR | Internal | Summer | B10 | 1262 | 773 | 0 | 62.67 | 60.61 | 2 | 0
2020 | MISO_W_2_PJM_ROR | MISO_W | PJM_ROR | Internal | Winter | B16 | 25 | 773 | 773 | 82.96 | 85.97 | 2 | 1.01
2020 | MISO_W_2_PJM_ROR | MISO_W | PJM_ROR | Internal | Winter | B17 | 100 | 773 | 773 | 70.64 | 78.9 | 2 | 6.26
2020 | MISO_W_2_PJM_ROR | MISO_W | PJM_ROR | Internal | Winter | B18 | 400 | 773 | 759.4 | 69.14 | 71.14 | 2 | 0
2020 | MISO_W_2_PJM_ROR | MISO_W | PJM_ROR | Internal | Winter | B19 | 700 | 773 | 0 | 67.46 | 68.75 | 2 | 0
2020 | MISO_W_2_PJM_ROR | MISO_W | PJM_ROR | Internal | Winter | B20 | 935 | 773 | 0 | 64.69 | 62.69 | 2 | 0
2020 | MISO_W_2_SPP_N | MISO_W | SPP_N | Internal | Shoulder | B11 | 25 | 3200 | 0 | 76.61 | 71.61 | 7 | 0
2020 | MISO_W_2_SPP_N | MISO_W | SPP_N | Internal | Shoulder | B12 | 200 | 3200 | 0 | 70.34 | 65.34 | 7 | 0
2020 | MISO_W_2_SPP_N | MISO_W | SPP_N | Internal | Shoulder | B13 | 600 | 3200 | 0 | 66.32 | 62.77 | 7 | 0
2020 | MISO_W_2_SPP_N | MISO_W | SPP_N | Internal | Shoulder | B14 | 900 | 3200 | 0 | 64.22 | 59.22 | 7 | 0
2020 | MISO_W_2_SPP_N | MISO_W | SPP_N | Internal | Shoulder | B15 | 1203 | 3200 | 0 | 63.19 | 57 | 7 | 0
2020 | MISO_W_2_SPP_N | MISO_W | SPP_N | Internal | Summer | B1 | 10 | 3200 | 0 | 105.11 | 99.82 | 7 | 0
2020 | MISO_W_2_SPP_N | MISO_W | SPP_N | Internal | Summer | B2 | 25 | 3200 | 0 | 103.82 | 98.81 | 7 | 0
2020 | MISO_W_2_SPP_N | MISO_W | SPP_N | Internal | Summer | B3 | 75 | 3200 | 0 | 103.82 | 100.28 | 7 | 0
2020 | MISO_W_2_SPP_N | MISO_W | SPP_N | Internal | Summer | B4 | 100 | 3200 | 0 | 101.89 | 96.89 | 7 | 0
2020 | MISO_W_2_SPP_N | MISO_W | SPP_N | Internal | Summer | B5 | 200 | 3200 | 0 | 97.64 | 92.63 | 7 | 0
2020 | MISO_W_2_SPP_N | MISO_W | SPP_N | Internal | Summer | B6 | 300 | 3200 | 0 | 78.37 | 73.36 | 7 | 0
2020 | MISO_W_2_SPP_N | MISO_W | SPP_N | Internal | Summer | B7 | 400 | 3200 | 0 | 68.86 | 65.63 | 7 | 0
2020 | MISO_W_2_SPP_N | MISO_W | SPP_N | Internal | Summer | B8 | 500 | 3200 | 0 | 63.19 | 63.65 | 7 | 0
2020 | MISO_W_2_SPP_N | MISO_W | SPP_N | Internal | Summer | B9 | 800 | 3200 | 0 | 62.7 | 62.71 | 7 | 0
2020 | MISO_W_2_SPP_N | MISO_W | SPP_N | Internal | Summer | B10 | 1262 | 3200 | 0 | 62.67 | 59.19 | 7 | 0
2020 | MISO_W_2_SPP_N | MISO_W | SPP_N | Internal | Winter | B16 | 25 | 3200 | 0 | 82.96 | 69.97 | 7 | 0
2020 | MISO_W_2_SPP_N | MISO_W | SPP_N | Internal | Winter | B17 | 100 | 3200 | 0 | 70.64 | 65.47 | 7 | 0
2020 | MISO_W_2_SPP_N | MISO_W | SPP_N | Internal | Winter | B18 | 400 | 3200 | 0 | 69.14 | 64.14 | 7 | 0
2020 | MISO_W_2_SPP_N | MISO_W | SPP_N | Internal | Winter | B19 | 700 | 3200 | 0 | 67.46 | 62.73 | 7 | 0
2020 | MISO_W_2_SPP_N | MISO_W | SPP_N | Internal | Winter | B20 | 935 | 3200 | 0 | 64.69 | 59.69 | 7 | 0
2020 | MISO_WUMS_2_MISO_MI | MISO_WUMS | MISO_MI | Internal | Shoulder | B11 | 25 | 1422 | 839.7 | 76.57 | 76.59 | 0.01 | 0
2020 | MISO_WUMS_2_MISO_MI | MISO_WUMS | MISO_MI | Internal | Shoulder | B12 | 200 | 1422 | 769.06 | 70.32 | 70.34 | 0.01 | 0
2020 | MISO_WUMS_2_MISO_MI | MISO_WUMS | MISO_MI | Internal | Shoulder | B13 | 600 | 1422 | 401.03 | 66.31 | 66.32 | 0.01 | 0
2020 | MISO_WUMS_2_MISO_MI | MISO_WUMS | MISO_MI | Internal | Shoulder | B14 | 900 | 1422 | 278.86 | 62.56 | 62.58 | 0.01 | 0
2020 | MISO_WUMS_2_MISO_MI | MISO_WUMS | MISO_MI | Internal | Shoulder | B15 | 1203 | 1422 | 0 | 59.04 | 59.04 | 0.01 | 0
2020 | MISO_WUMS_2_MISO_MI | MISO_WUMS | MISO_MI | Internal | Summer | B1 | 10 | 1422 | 0.02 | 104.82 | 104.82 | 0.01 | 0
2020 | MISO_WUMS_2_MISO_MI | MISO_WUMS | MISO_MI | Internal | Summer | B2 | 25 | 1422 | 0 | 100.48 | 100.48 | 0.01 | 0
2020 | MISO_WUMS_2_MISO_MI | MISO_WUMS | MISO_MI | Internal | Summer | B3 | 75 | 1422 | 680.92 | 99.15 | 99.16 | 0.01 | 0
2020 | MISO_WUMS_2_MISO_MI | MISO_WUMS | MISO_MI | Internal | Summer | B4 | 100 | 1422 | 1101.76 | 84.92 | 84.93 | 0.01 | 0
2020 | MISO_WUMS_2_MISO_MI | MISO_WUMS | MISO_MI | Internal | Summer | B5 | 200 | 1422 | 1422 | 70.63 | 78.84 | 0.01 | 8.2
2020 | MISO_WUMS_2_MISO_MI | MISO_WUMS | MISO_MI | Internal | Summer | B6 | 300 | 1422 | 1095.2 | 70.26 | 70.27 | 0.01 | 0
2020 | MISO_WUMS_2_MISO_MI | MISO_WUMS | MISO_MI | Internal | Summer | B7 | 400 | 1422 | 702.25 | 64.85 | 64.86 | 0.01 | 0
2020 | MISO_WUMS_2_MISO_MI | MISO_WUMS | MISO_MI | Internal | Summer | B8 | 500 | 1422 | 1070.3 | 61.19 | 61.2 | 0.01 | 0
2020 | MISO_WUMS_2_MISO_MI | MISO_WUMS | MISO_MI | Internal | Summer | B9 | 800 | 1422 | 0 | 59.01 | 59.01 | 0.01 | 0
2020 | MISO_WUMS_2_MISO_MI | MISO_WUMS | MISO_MI | Internal | Summer | B10 | 1262 | 1422 | 449.91 | 58.12 | 58.13 | 0.01 | 0
2020 | MISO_WUMS_2_MISO_MI | MISO_WUMS | MISO_MI | Internal | Winter | B16 | 25 | 1422 | 1421.99 | 82.95 | 82.97 | 0.01 | 0.01
2020 | MISO_WUMS_2_MISO_MI | MISO_WUMS | MISO_MI | Internal | Winter | B17 | 100 | 1422 | 1422 | 70.63 | 70.65 | 0.01 | 0.01
2020 | MISO_WUMS_2_MISO_MI | MISO_WUMS | MISO_MI | Internal | Winter | B18 | 400 | 1422 | 627.97 | 69.12 | 69.14 | 0.01 | 0
2020 | MISO_WUMS_2_MISO_MI | MISO_WUMS | MISO_MI | Internal | Winter | B19 | 700 | 1422 | 193.11 | 65.82 | 65.83 | 0.01 | 0
2020 | MISO_WUMS_2_MISO_MI | MISO_WUMS | MISO_MI | Internal | Winter | B20 | 935 | 1422 | 0 | 60.69 | 60.69 | 0.01 | 0
2020 | MISO_WUMS_2_MISO_W | MISO_WUMS | MISO_W | Internal | Shoulder | B11 | 25 | 1240 | 1240 | 76.57 | 76.61 | 0.01 | 0.02
2020 | MISO_WUMS_2_MISO_W | MISO_WUMS | MISO_W | Internal | Shoulder | B12 | 200 | 1240 | 1057.46 | 70.32 | 70.34 | 0.01 | 0
2020 | MISO_WUMS_2_MISO_W | MISO_WUMS | MISO_W | Internal | Shoulder | B13 | 600 | 1240 | 642.16 | 66.31 | 66.32 | 0.01 | 0
2020 | MISO_WUMS_2_MISO_W | MISO_WUMS | MISO_W | Internal | Shoulder | B14 | 900 | 1240 | 1240 | 62.56 | 64.22 | 0.01 | 1.65
2020 | MISO_WUMS_2_MISO_W | MISO_WUMS | MISO_W | Internal | Shoulder | B15 | 1203 | 1240 | 1240 | 59.04 | 63.19 | 0.01 | 4.13
2020 | MISO_WUMS_2_MISO_W | MISO_WUMS | MISO_W | Internal | Summer | B1 | 10 | 1240 | 1240 | 104.82 | 105.11 | 0.01 | 0.28
2020 | MISO_WUMS_2_MISO_W | MISO_WUMS | MISO_W | Internal | Summer | B2 | 25 | 1240 | 1240 | 100.48 | 103.82 | 0.01 | 3.34
2020 | MISO_WUMS_2_MISO_W | MISO_WUMS | MISO_W | Internal | Summer | B3 | 75 | 1240 | 1240 | 99.15 | 103.82 | 0.01 | 4.66
2020 | MISO_WUMS_2_MISO_W | MISO_WUMS | MISO_W | Internal | Summer | B4 | 100 | 1240 | 1240 | 84.92 | 101.89 | 0.01 | 16.96
2020 | MISO_WUMS_2_MISO_W | MISO_WUMS | MISO_W | Internal | Summer | B5 | 200 | 1240 | 1240 | 70.63 | 97.64 | 0.01 | 27
2020 | MISO_WUMS_2_MISO_W | MISO_WUMS | MISO_W | Internal | Summer | B6 | 300 | 1240 | 1240 | 70.26 | 78.37 | 0.01 | 8.1
2020 | MISO_WUMS_2_MISO_W | MISO_WUMS | MISO_W | Internal | Summer | B7 | 400 | 1240 | 1240 | 64.85 | 68.86 | 0.01 | 4
2020 | MISO_WUMS_2_MISO_W | MISO_WUMS | MISO_W | Internal | Summer | B8 | 500 | 1240 | 1240 | 61.19 | 63.19 | 0.01 | 1.98
2020 | MISO_WUMS_2_MISO_W | MISO_WUMS | MISO_W | Internal | Summer | B9 | 800 | 1240 | 1240 | 59.01 | 62.7 | 0.01 | 3.68
2020 | MISO_WUMS_2_MISO_W | MISO_WUMS | MISO_W | Internal | Summer | B10 | 1262 | 1240 | 1240 | 58.12 | 62.67 | 0.01 | 4.54
2020 | MISO_WUMS_2_MISO_W | MISO_WUMS | MISO_W | Internal | Winter | B16 | 25 | 1240 | 1074.38 | 82.95 | 82.96 | 0.01 | 0
2020 | MISO_WUMS_2_MISO_W | MISO_WUMS | MISO_W | Internal | Winter | B17 | 100 | 1240 | 1150.65 | 70.63 | 70.64 | 0.01 | 0
2020 | MISO_WUMS_2_MISO_W | MISO_WUMS | MISO_W | Internal | Winter | B18 | 400 | 1240 | 1090.24 | 69.12 | 69.14 | 0.01 | 0
2020 | MISO_WUMS_2_MISO_W | MISO_WUMS | MISO_W | Internal | Winter | B19 | 700 | 1240 | 1240 | 65.82 | 67.46 | 0.01 | 1.64
2020 | MISO_WUMS_2_MISO_W | MISO_WUMS | MISO_W | Internal | Winter | B20 | 935 | 1240 | 1240 | 60.69 | 64.69 | 0.01 | 3.99
2020 | MISO_WUMS_2_PJM_ROR | MISO_WUMS | PJM_ROR | Internal | Shoulder | B11 | 25 | 1600 | 1599.99 | 76.57 | 78.59 | 2 | 0.01
2020 | MISO_WUMS_2_PJM_ROR | MISO_WUMS | PJM_ROR | Internal | Shoulder | B12 | 200 | 1600 | 1600 | 70.32 | 72.34 | 2 | 0.01
2020 | MISO_WUMS_2_PJM_ROR | MISO_WUMS | PJM_ROR | Internal | Shoulder | B13 | 600 | 1600 | 1600 | 66.31 | 68.32 | 2 | 0.01
2020 | MISO_WUMS_2_PJM_ROR | MISO_WUMS | PJM_ROR | Internal | Shoulder | B14 | 900 | 1600 | 1600 | 62.56 | 65.25 | 2 | 0.68
2020 | MISO_WUMS_2_PJM_ROR | MISO_WUMS | PJM_ROR | Internal | Shoulder | B15 | 1203 | 1600 | 1344.4 | 59.04 | 61.04 | 2 | 0
2020 | MISO_WUMS_2_PJM_ROR | MISO_WUMS | PJM_ROR | Internal | Summer | B1 | 10 | 1600 | 1362.32 | 104.82 | 106.82 | 2 | 0
2020 | MISO_WUMS_2_PJM_ROR | MISO_WUMS | PJM_ROR | Internal | Summer | B2 | 25 | 1600 | 1418.73 | 100.48 | 102.48 | 2 | 0
2020 | MISO_WUMS_2_PJM_ROR | MISO_WUMS | PJM_ROR | Internal | Summer | B3 | 75 | 1600 | 1299.93 | 99.15 | 101.15 | 2 | 0
2020 | MISO_WUMS_2_PJM_ROR | MISO_WUMS | PJM_ROR | Internal | Summer | B4 | 100 | 1600 | 1600 | 84.92 | 95.28 | 2 | 8.36
2020 | MISO_WUMS_2_PJM_ROR | MISO_WUMS | PJM_ROR | Internal | Summer | B5 | 200 | 1600 | 1600 | 70.63 | 90.37 | 2 | 17.74
2020 | MISO_WUMS_2_PJM_ROR | MISO_WUMS | PJM_ROR | Internal | Summer | B6 | 300 | 1600 | 1600 | 70.26 | 76.36 | 2 | 4.1
2020 | MISO_WUMS_2_PJM_ROR | MISO_WUMS | PJM_ROR | Internal | Summer | B7 | 400 | 1600 | 1600 | 64.85 | 66.86 | 2 | 0.01
2020 | MISO_WUMS_2_PJM_ROR | MISO_WUMS | PJM_ROR | Internal | Summer | B8 | 500 | 1600 | 1600 | 61.19 | 63.2 | 2 | 0.01
2020 | MISO_WUMS_2_PJM_ROR | MISO_WUMS | PJM_ROR | Internal | Summer | B9 | 800 | 1600 | 700.71 | 59.01 | 61.01 | 2 | 0
2020 | MISO_WUMS_2_PJM_ROR | MISO_WUMS | PJM_ROR | Internal | Summer | B10 | 1262 | 1600 | 1600 | 58.12 | 60.61 | 2 | 0.49
2020 | MISO_WUMS_2_PJM_ROR | MISO_WUMS | PJM_ROR | Internal | Winter | B16 | 25 | 1600 | 1600 | 82.95 | 85.97 | 2 | 1.02
2020 | MISO_WUMS_2_PJM_ROR | MISO_WUMS | PJM_ROR | Internal | Winter | B17 | 100 | 1600 | 1600 | 70.63 | 78.9 | 2 | 6.27
2020 | MISO_WUMS_2_PJM_ROR | MISO_WUMS | PJM_ROR | Internal | Winter | B18 | 400 | 1600 | 1600 | 69.12 | 71.14 | 2 | 0.01
2020 | MISO_WUMS_2_PJM_ROR | MISO_WUMS | PJM_ROR | Internal | Winter | B19 | 700 | 1600 | 1600 | 65.82 | 68.75 | 2 | 0.93
2020 | MISO_WUMS_2_PJM_ROR | MISO_WUMS | PJM_ROR | Internal | Winter | B20 | 935 | 1600 | 832.69 | 60.69 | 62.69 | 2 | 0
2020 | NE_2_MISO_W | NE | MISO_W | Internal | Shoulder | B11 | 25 | 1600 | 0 | 76.61 | 76.61 | 5 | 0
2020 | NE_2_MISO_W | NE | MISO_W | Internal | Shoulder | B12 | 200 | 1600 | 0 | 65.35 | 70.34 | 5 | 0
2020 | NE_2_MISO_W | NE | MISO_W | Internal | Shoulder | B13 | 600 | 1600 | 0 | 62.78 | 66.32 | 5 | 0
2020 | NE_2_MISO_W | NE | MISO_W | Internal | Shoulder | B14 | 900 | 1600 | 0 | 60.05 | 64.22 | 5 | 0
2020 | NE_2_MISO_W | NE | MISO_W | Internal | Shoulder | B15 | 1203 | 1600 | 108.46 | 58.19 | 63.19 | 5 | 0
2020 | NE_2_MISO_W | NE | MISO_W | Internal | Summer | B1 | 10 | 1600 | 0 | 105.11 | 105.11 | 5 | 0
2020 | NE_2_MISO_W | NE | MISO_W | Internal | Summer | B2 | 25 | 1600 | 0 | 103.82 | 103.82 | 5 | 0
2020 | NE_2_MISO_W | NE | MISO_W | Internal | Summer | B3 | 75 | 1600 | 0 | 103.82 | 103.82 | 5 | 0
2020 | NE_2_MISO_W | NE | MISO_W | Internal | Summer | B4 | 100 | 1600 | 0 | 101.89 | 101.89 | 5 | 0
2020 | NE_2_MISO_W | NE | MISO_W | Internal | Summer | B5 | 200 | 1600 | 0 | 97.64 | 97.64 | 5 | 0
2020 | NE_2_MISO_W | NE | MISO_W | Internal | Summer | B6 | 300 | 1600 | 0 | 76.58 | 78.37 | 5 | 0
2020 | NE_2_MISO_W | NE | MISO_W | Internal | Summer | B7 | 400 | 1600 | 0 | 67.97 | 68.86 | 5 | 0
2020 | NE_2_MISO_W | NE | MISO_W | Internal | Summer | B8 | 500 | 1600 | 0 | 63.64 | 63.19 | 5 | 0
2020 | NE_2_MISO_W | NE | MISO_W | Internal | Summer | B9 | 800 | 1600 | 0 | 62.7 | 62.7 | 5 | 0
2020 | NE_2_MISO_W | NE | MISO_W | Internal | Summer | B10 | 1262 | 1600 | 0 | 59.2 | 62.67 | 5 | 0
2020 | NE_2_MISO_W | NE | MISO_W | Internal | Winter | B16 | 25 | 1600 | 1600 | 72.6 | 82.96 | 5 | 5.36
2020 | NE_2_MISO_W | NE | MISO_W | Internal | Winter | B17 | 100 | 1600 | 0 | 67.46 | 70.64 | 5 | 0
2020 | NE_2_MISO_W | NE | MISO_W | Internal | Winter | B18 | 400 | 1600 | 0 | 64.15 | 69.14 | 5 | 0
2020 | NE_2_MISO_W | NE | MISO_W | Internal | Winter | B19 | 700 | 1600 | 0 | 64.15 | 67.46 | 5 | 0
2020 | NE_2_MISO_W | NE | MISO_W | Internal | Winter | B20 | 935 | 1600 | 0 | 60.2 | 64.69 | 5 | 0
2020 | NE_2_SPP_N | NE | SPP_N | Internal | Shoulder | B11 | 25 | 1802 | 0 | 76.61 | 71.61 | 0.01 | 0
2020 | NE_2_SPP_N | NE | SPP_N | Internal | Shoulder | B12 | 200 | 1802 | 0 | 65.35 | 65.34 | 0.01 | 0
2020 | NE_2_SPP_N | NE | SPP_N | Internal | Shoulder | B13 | 600 | 1802 | 0 | 62.78 | 62.77 | 0.01 | 0
2020 | NE_2_SPP_N | NE | SPP_N | Internal | Shoulder | B14 | 900 | 1802 | 0 | 60.05 | 59.22 | 0.01 | 0
2020 | NE_2_SPP_N | NE | SPP_N | Internal | Shoulder | B15 | 1203 | 1802 | 0 | 58.19 | 57 | 0.01 | 0
2020 | NE_2_SPP_N | NE | SPP_N | Internal | Summer | B1 | 10 | 1802 | 0 | 105.11 | 99.82 | 0.01 | 0
2020 | NE_2_SPP_N | NE | SPP_N | Internal | Summer | B2 | 25 | 1802 | 0 | 103.82 | 98.81 | 0.01 | 0
2020 | NE_2_SPP_N | NE | SPP_N | Internal | Summer | B3 | 75 | 1802 | 0 | 103.82 | 100.28 | 0.01 | 0
2020 | NE_2_SPP_N | NE | SPP_N | Internal | Summer | B4 | 100 | 1802 | 0 | 101.89 | 96.89 | 0.01 | 0
2020 | NE_2_SPP_N | NE | SPP_N | Internal | Summer | B5 | 200 | 1802 | 0 | 97.64 | 92.63 | 0.01 | 0
2020 | NE_2_SPP_N | NE | SPP_N | Internal | Summer | B6 | 300 | 1802 | 0 | 76.58 | 73.36 | 0.01 | 0
2020 | NE_2_SPP_N | NE | SPP_N | Internal | Summer | B7 | 400 | 1802 | 0 | 67.97 | 65.63 | 0.01 | 0
2020 | NE_2_SPP_N | NE | SPP_N | Internal | Summer | B8 | 500 | 1802 | 1737.1 | 63.64 | 63.65 | 0.01 | 0
2020 | NE_2_SPP_N | NE | SPP_N | Internal | Summer | B9 | 800 | 1802 | 1265.55 | 62.7 | 62.71 | 0.01 | 0
2020 | NE_2_SPP_N | NE | SPP_N | Internal | Summer | B10 | 1262 | 1802 | 0 | 59.2 | 59.19 | 0.01 | 0
2020 | NE_2_SPP_N | NE | SPP_N | Internal | Winter | B16 | 25 | 1802 | 0 | 72.6 | 69.97 | 0.01 | 0
2020 | NE_2_SPP_N | NE | SPP_N | Internal | Winter | B17 | 100 | 1802 | 0 | 67.46 | 65.47 | 0.01 | 0
2020 | NE_2_SPP_N | NE | SPP_N | Internal | Winter | B18 | 400 | 1802 | 0 | 64.15 | 64.14 | 0.01 | 0
2020 | NE_2_SPP_N | NE | SPP_N | Internal | Winter | B19 | 700 | 1802 | 0 | 64.15 | 62.73 | 0.01 | 0
2020 | NE_2_SPP_N | NE | SPP_N | Internal | Winter | B20 | 935 | 1802 | 0 | 60.2 | 59.69 | 0.01 | 0
2020 | NEISO_2_NYISO_A-F | NEISO | NYISO_A-F | Internal | Shoulder | B11 | 25 | 600 | 600 | 61.51 | 70.33 | 3 | 5.82
2020 | NEISO_2_NYISO_A-F | NEISO | NYISO_A-F | Internal | Shoulder | B12 | 200 | 600 | 0 | 61.51 | 64.49 | 3 | 0
2020 | NEISO_2_NYISO_A-F | NEISO | NYISO_A-F | Internal | Shoulder | B13 | 600 | 600 | 0 | 61.05 | 64.03 | 3 | 0
2020 | NEISO_2_NYISO_A-F | NEISO | NYISO_A-F | Internal | Shoulder | B14 | 900 | 600 | 0 | 61.05 | 62.62 | 3 | 0
2020 | NEISO_2_NYISO_A-F | NEISO | NYISO_A-F | Internal | Shoulder | B15 | 1203 | 600 | 0 | 61.05 | 62.62 | 3 | 0
2020 | NEISO_2_NYISO_A-F | NEISO | NYISO_A-F | Internal | Summer | B1 | 10 | 600 | 0 | 109.84 | 96.87 | 3 | 0
2020 | NEISO_2_NYISO_A-F | NEISO | NYISO_A-F | Internal | Summer | B2 | 25 | 600 | 0 | 94.39 | 92.34 | 3 | 0
2020 | NEISO_2_NYISO_A-F | NEISO | NYISO_A-F | Internal | Summer | B3 | 75 | 600 | 68.21 | 81.52 | 84.52 | 3 | 0
2020 | NEISO_2_NYISO_A-F | NEISO | NYISO_A-F | Internal | Summer | B4 | 100 | 600 | 307.3 | 80.53 | 83.53 | 3 | 0
2020 | NEISO_2_NYISO_A-F | NEISO | NYISO_A-F | Internal | Summer | B5 | 200 | 600 | 600 | 58.63 | 74.79 | 3 | 13.15
2020 | NEISO_2_NYISO_A-F | NEISO | NYISO_A-F | Internal | Summer | B6 | 300 | 600 | 600 | 58.63 | 68.35 | 3 | 6.72
2020 | NEISO_2_NYISO_A-F | NEISO | NYISO_A-F | Internal | Summer | B7 | 400 | 600 | 600 | 58.63 | 62.49 | 3 | 0.86
2020 | NEISO_2_NYISO_A-F | NEISO | NYISO_A-F | Internal | Summer | B8 | 500 | 600 | 0 | 58.63 | 61.62 | 3 | 0
2020 | NEISO_2_NYISO_A-F | NEISO | NYISO_A-F | Internal | Summer | B9 | 800 | 600 | 0 | 58.63 | 61.61 | 3 | 0
2020 | NEISO_2_NYISO_A-F | NEISO | NYISO_A-F | Internal | Summer | B10 | 1262 | 600 | 0 | 58.63 | 61.61 | 3 | 0
2020 | NEISO_2_NYISO_A-F | NEISO | NYISO_A-F | Internal | Winter | B16 | 25 | 600 | 0 | 70.44 | 72.97 | 3 | 0
2020 | NEISO_2_NYISO_A-F | NEISO | NYISO_A-F | Internal | Winter | B17 | 100 | 600 | 0 | 70.44 | 70.91 | 3 | 0
2020 | NEISO_2_NYISO_A-F | NEISO | NYISO_A-F | Internal | Winter | B18 | 400 | 600 | 0 | 69.42 | 66.42 | 3 | 0
2020 | NEISO_2_NYISO_A-F | NEISO | NYISO_A-F | Internal | Winter | B19 | 700 | 600 | 0 | 69.42 | 66.42 | 3 | 0
2020 | NEISO_2_NYISO_A-F | NEISO | NYISO_A-F | Internal | Winter | B20 | 935 | 600 | 0 | 69.42 | 66.42 | 3 | 0
2020 | NEISO_2_NYISO_G-I | NEISO | NYISO_G-I | Internal | Shoulder | B11 | 25 | 600 | 600 | 61.51 | 70.34 | 3 | 5.83
2020 | NEISO_2_NYISO_G-I | NEISO | NYISO_G-I | Internal | Shoulder | B12 | 200 | 600 | 0 | 61.51 | 64.5 | 3 | 0
2020 | NEISO_2_NYISO_G-I | NEISO | NYISO_G-I | Internal | Shoulder | B13 | 600 | 600 | 0 | 61.05 | 64.04 | 3 | 0
2020 | NEISO_2_NYISO_G-I | NEISO | NYISO_G-I | Internal | Shoulder | B14 | 900 | 600 | 0 | 61.05 | 62.64 | 3 | 0
2020 | NEISO_2_NYISO_G-I | NEISO | NYISO_G-I | Internal | Shoulder | B15 | 1203 | 600 | 0 | 61.05 | 62.64 | 3 | 0
2020 | NEISO_2_NYISO_G-I | NEISO | NYISO_G-I | Internal | Summer | B1 | 10 | 600 | 0.02 | 109.84 | 112.83 | 3 | 0
2020 | NEISO_2_NYISO_G-I | NEISO | NYISO_G-I | Internal | Summer | B2 | 25 | 600 | 0 | 94.39 | 97.38 | 3 | 0
2020 | NEISO_2_NYISO_G-I | NEISO | NYISO_G-I | Internal | Summer | B3 | 75 | 600 | 600 | 81.52 | 86.06 | 3 | 1.54
2020 | NEISO_2_NYISO_G-I | NEISO | NYISO_G-I | Internal | Summer | B4 | 100 | 600 | 600 | 80.53 | 83.54 | 3 | 0.01
2020 | NEISO_2_NYISO_G-I | NEISO | NYISO_G-I | Internal | Summer | B5 | 200 | 600 | 600 | 58.63 | 82.37 | 3 | 20.74
2020 | NEISO_2_NYISO_G-I | NEISO | NYISO_G-I | Internal | Summer | B6 | 300 | 600 | 600 | 58.63 | 68.36 | 3 | 6.73
2020 | NEISO_2_NYISO_G-I | NEISO | NYISO_G-I | Internal | Summer | B7 | 400 | 600 | 600 | 58.63 | 62.5 | 3 | 0.87
2020 | NEISO_2_NYISO_G-I | NEISO | NYISO_G-I | Internal | Summer | B8 | 500 | 600 | 311.39 | 58.63 | 61.63 | 3 | 0
2020 | NEISO_2_NYISO_G-I | NEISO | NYISO_G-I | Internal | Summer | B9 | 800 | 600 | 0 | 58.63 | 61.62 | 3 | 0
2020 | NEISO_2_NYISO_G-I | NEISO | NYISO_G-I | Internal | Summer | B10 | 1262 | 600 | 0 | 58.63 | 61.62 | 3 | 0
2020 | NEISO_2_NYISO_G-I | NEISO | NYISO_G-I | Internal | Winter | B16 | 25 | 600 | 600 | 70.44 | 77.96 | 3 | 4.52
2020 | NEISO_2_NYISO_G-I | NEISO | NYISO_G-I | Internal | Winter | B17 | 100 | 600 | 0 | 70.44 | 70.92 | 3 | 0
2020 | NEISO_2_NYISO_G-I | NEISO | NYISO_G-I | Internal | Winter | B18 | 400 | 600 | 0 | 69.42 | 69.79 | 3 | 0
2020 | NEISO_2_NYISO_G-I | NEISO | NYISO_G-I | Internal | Winter | B19 | 700 | 600 | 0 | 69.42 | 69.79 | 3 | 0
2020 | NEISO_2_NYISO_G-I | NEISO | NYISO_G-I | Internal | Winter | B20 | 935 | 600 | 0 | 69.42 | 66.43 | 3 | 0
2020 | NEISO_2_NYISO_J-K | NEISO | NYISO_J-K | Internal | Shoulder | B11 | 25 | 777 | 777 | 61.51 | 70.35 | 3 | 5.84
2020 | NEISO_2_NYISO_J-K | NEISO | NYISO_J-K | Internal | Shoulder | B12 | 200 | 777 | 353.14 | 61.51 | 64.51 | 3 | 0
2020 | NEISO_2_NYISO_J-K | NEISO | NYISO_J-K | Internal | Shoulder | B13 | 600 | 777 | 36.4 | 61.05 | 64.05 | 3 | 0
2020 | NEISO_2_NYISO_J-K | NEISO | NYISO_J-K | Internal | Shoulder | B14 | 900 | 777 | 0 | 61.05 | 62.65 | 3 | 0
2020 | NEISO_2_NYISO_J-K | NEISO | NYISO_J-K | Internal | Shoulder | B15 | 1203 | 777 | 0 | 61.05 | 62.65 | 3 | 0
2020 | NEISO_2_NYISO_J-K | NEISO | NYISO_J-K | Internal | Summer | B1 | 10 | 777 | 515.44 | 109.84 | 112.84 | 3 | 0
2020 | NEISO_2_NYISO_J-K | NEISO | NYISO_J-K | Internal | Summer | B2 | 25 | 777 | 193.92 | 94.39 | 97.39 | 3 | 0
2020 | NEISO_2_NYISO_J-K | NEISO | NYISO_J-K | Internal | Summer | B3 | 75 | 777 | 777 | 81.52 | 86.07 | 3 | 1.55
2020 | NEISO_2_NYISO_J-K | NEISO | NYISO_J-K | Internal | Summer | B4 | 100 | 777 | 777 | 80.53 | 83.55 | 3 | 0.02
2020 | NEISO_2_NYISO_J-K | NEISO | NYISO_J-K | Internal | Summer | B5 | 200 | 777 | 777 | 58.63 | 83.55 | 3 | 21.92
2020 | NEISO_2_NYISO_J-K | NEISO | NYISO_J-K | Internal | Summer | B6 | 300 | 777 | 777 | 58.63 | 68.37 | 3 | 6.74
2020 | NEISO_2_NYISO_J-K | NEISO | NYISO_J-K | Internal | Summer | B7 | 400 | 777 | 777 | 58.63 | 62.51 | 3 | 0.88
2020 | NEISO_2_NYISO_J-K | NEISO | NYISO_J-K | Internal | Summer | B8 | 500 | 777 | 777 | 58.63 | 61.64 | 3 | 0.01
2020 | NEISO_2_NYISO_J-K | NEISO | NYISO_J-K | Internal | Summer | B9 | 800 | 777 | 194.61 | 58.63 | 61.63 | 3 | 0
2020 | NEISO_2_NYISO_J-K | NEISO | NYISO_J-K | Internal | Summer | B10 | 1262 | 777 | 93.69 | 58.63 | 61.63 | 3 | 0
2020 | NEISO_2_NYISO_J-K | NEISO | NYISO_J-K | Internal | Winter | B16 | 25 | 777 | 777 | 70.44 | 77.97 | 3 | 4.53
2020 | NEISO_2_NYISO_J-K | NEISO | NYISO_J-K | Internal | Winter | B17 | 100 | 777 | 176.89 | 70.44 | 73.44 | 3 | 0
2020 | NEISO_2_NYISO_J-K | NEISO | NYISO_J-K | Internal | Winter | B18 | 400 | 777 | 95.45 | 69.42 | 72.42 | 3 | 0
2020 | NEISO_2_NYISO_J-K | NEISO | NYISO_J-K | Internal | Winter | B19 | 700 | 777 | 0 | 69.42 | 72.12 | 3 | 0
2020 | NEISO_2_NYISO_J-K | NEISO | NYISO_J-K | Internal | Winter | B20 | 935 | 777 | 0 | 69.42 | 66.44 | 3 | 0
2020 | NonRTO_Midwest_2_MISO_IN | NonRTO_Midwest | MISO_IN | Internal | Shoulder | B11 | 25 | 4450 | 0 | 84.57 | 76.57 | 8 | 0
2020 | NonRTO_Midwest_2_MISO_IN | NonRTO_Midwest | MISO_IN | Internal | Shoulder | B12 | 200 | 4450 | 0 | 78.32 | 70.32 | 8 | 0
2020 | NonRTO_Midwest_2_MISO_IN | NonRTO_Midwest | MISO_IN | Internal | Shoulder | B13 | 600 | 4450 | 0 | 69.1 | 66.31 | 8 | 0
2020 | NonRTO_Midwest_2_MISO_IN | NonRTO_Midwest | MISO_IN | Internal | Shoulder | B14 | 900 | 4450 | 0 | 65.84 | 62.53 | 8 | 0
2020 | NonRTO_Midwest_2_MISO_IN | NonRTO_Midwest | MISO_IN | Internal | Shoulder | B15 | 1203 | 4450 | 0 | 62.76 | 59.03 | 8 | 0
2020 | NonRTO_Midwest_2_MISO_IN | NonRTO_Midwest | MISO_IN | Internal | Summer | B1 | 10 | 4450 | 0 | 108.46 | 104.81 | 8 | 0
2020 | NonRTO_Midwest_2_MISO_IN | NonRTO_Midwest | MISO_IN | Internal | Summer | B2 | 25 | 4450 | 0 | 108.46 | 100.46 | 8 | 0
2020 | NonRTO_Midwest_2_MISO_IN | NonRTO_Midwest | MISO_IN | Internal | Summer | B3 | 75 | 4450 | 0 | 107.15 | 99.15 | 8 | 0
2020 | NonRTO_Midwest_2_MISO_IN | NonRTO_Midwest | MISO_IN | Internal | Summer | B4 | 100 | 4450 | 0 | 92.92 | 84.92 | 8 | 0
2020 | NonRTO_Midwest_2_MISO_IN | NonRTO_Midwest | MISO_IN | Internal | Summer | B5 | 200 | 4450 | 0 | 86.83 | 78.83 | 8 | 0
2020 | NonRTO_Midwest_2_MISO_IN | NonRTO_Midwest | MISO_IN | Internal | Summer | B6 | 300 | 4450 | 0 | 72.34 | 64.34 | 8 | 0
2020 | NonRTO_Midwest_2_MISO_IN | NonRTO_Midwest | MISO_IN | Internal | Summer | B7 | 400 | 4450 | 0 | 65.84 | 61.17 | 8 | 0
2020 | NonRTO_Midwest_2_MISO_IN | NonRTO_Midwest | MISO_IN | Internal | Summer | B8 | 500 | 4450 | 0 | 65.34 | 60 | 8 | 0
2020 | NonRTO_Midwest_2_MISO_IN | NonRTO_Midwest | MISO_IN | Internal | Summer | B9 | 800 | 4450 | 0 | 62.93 | 59 | 8 | 0
2020 | NonRTO_Midwest_2_MISO_IN | NonRTO_Midwest | MISO_IN | Internal | Summer | B10 | 1262 | 4450 | 0 | 61.77 | 58.12 | 8 | 0
2020 | NonRTO_Midwest_2_MISO_IN | NonRTO_Midwest | MISO_IN | Internal | Winter | B16 | 25 | 4450 | 0 | 90.96 | 82.96 | 8 | 0
2020 | NonRTO_Midwest_2_MISO_IN | NonRTO_Midwest | MISO_IN | Internal | Winter | B17 | 100 | 4450 | 0 | 78.64 | 70.64 | 8 | 0
2020 | NonRTO_Midwest_2_MISO_IN | NonRTO_Midwest | MISO_IN | Internal | Winter | B18 | 400 | 4450 | 0 | 77.12 | 69.12 | 8 | 0
2020 | NonRTO_Midwest_2_MISO_IN | NonRTO_Midwest | MISO_IN | Internal | Winter | B19 | 700 | 4450 | 0 | 65.84 | 65.82 | 8 | 0
2020 | NonRTO_Midwest_2_MISO_IN | NonRTO_Midwest | MISO_IN | Internal | Winter | B20 | 935 | 4450 | 0 | 65.34 | 60.68 | 8 | 0
2020 | NonRTO_Midwest_2_TVA_Transmission | NonRTO_Midwest | TVA_Transmission | Internal | Shoulder | B11 | 25 | 2400 | 0 | 84.57 | 83.78 | 8 | 0
2020 | NonRTO_Midwest_2_TVA_Transmission | NonRTO_Midwest | TVA_Transmission | Internal | Shoulder | B12 | 200 | 2400 | 0 | 78.32 | 72.68 | 8 | 0
2020 | NonRTO_Midwest_2_TVA_Transmission | NonRTO_Midwest | TVA_Transmission | Internal | Shoulder | B13 | 600 | 2400 | 0 | 69.1 | 69.63 | 8 | 0
2020 | NonRTO_Midwest_2_TVA_Transmission | NonRTO_Midwest | TVA_Transmission | Internal | Shoulder | B14 | 900 | 2400 | 0 | 65.84 | 68.4 | 8 | 0
2020 | NonRTO_Midwest_2_TVA_Transmission | NonRTO_Midwest | TVA_Transmission | Internal | Shoulder | B15 | 1203 | 2400 | 0 | 62.76 | 67.02 | 8 | 0
2020 | NonRTO_Midwest_2_TVA_Transmission | NonRTO_Midwest | TVA_Transmission | Internal | Summer | B1 | 10 | 2400 | 0 | 108.46 | 112.82 | 8 | 0
2020 | NonRTO_Midwest_2_TVA_Transmission | NonRTO_Midwest | TVA_Transmission | Internal | Summer | B2 | 25 | 2400 | 0 | 108.46 | 108.48 | 8 | 0
2020 | NonRTO_Midwest_2_TVA_Transmission | NonRTO_Midwest | TVA_Transmission | Internal | Summer | B3 | 75 | 2400 | 0 | 107.15 | 107.15 | 8 | 0
2020 | NonRTO_Midwest_2_TVA_Transmission | NonRTO_Midwest | TVA_Transmission | Internal | Summer | B4 | 100 | 2400 | 693.83 | 92.92 | 100.92 | 8 | 0
2020 | NonRTO_Midwest_2_TVA_Transmission | NonRTO_Midwest | TVA_Transmission | Internal | Summer | B5 | 200 | 2400 | 737.55 | 86.83 | 94.83 | 8 | 0
2020 | NonRTO_Midwest_2_TVA_Transmission | NonRTO_Midwest | TVA_Transmission | Internal | Summer | B6 | 300 | 2400 | 243.3 | 72.34 | 80.34 | 8 | 0
2020 | NonRTO_Midwest_2_TVA_Transmission | NonRTO_Midwest | TVA_Transmission | Internal | Summer | B7 | 400 | 2400 | 0 | 65.84 | 71.63 | 8 | 0
2020 | NonRTO_Midwest_2_TVA_Transmission | NonRTO_Midwest | TVA_Transmission | Internal | Summer | B8 | 500 | 2400 | 0 | 65.34 | 67.74 | 8 | 0
2020 | NonRTO_Midwest_2_TVA_Transmission | NonRTO_Midwest | TVA_Transmission | Internal | Summer | B9 | 800 | 2400 | 0 | 62.93 | 66.1 | 8 | 0
2020 | NonRTO_Midwest_2_TVA_Transmission | NonRTO_Midwest | TVA_Transmission | Internal | Summer | B10 | 1262 | 2400 | 0 | 61.77 | 64.24 | 8 | 0
2020 | NonRTO_Midwest_2_TVA_Transmission | NonRTO_Midwest | TVA_Transmission | Internal | Winter | B16 | 25 | 2400 | 0 | 90.96 | 82.97 | 8 | 0
2020 | NonRTO_Midwest_2_TVA_Transmission | NonRTO_Midwest | TVA_Transmission | Internal | Winter | B17 | 100 | 2400 | 0 | 78.64 | 75.8 | 8 | 0
2020 | NonRTO_Midwest_2_TVA_Transmission | NonRTO_Midwest | TVA_Transmission | Internal | Winter | B18 | 400 | 2400 | 0 | 77.12 | 72.73 | 8 | 0
2020 | NonRTO_Midwest_2_TVA_Transmission | NonRTO_Midwest | TVA_Transmission | Internal | Winter | B19 | 700 | 2400 | 0 | 65.84 | 70.93 | 8 | 0
2020 | NonRTO_Midwest_2_TVA_Transmission | NonRTO_Midwest | TVA_Transmission | Internal | Winter | B20 | 935 | 2400 | 0 | 65.34 | 68.69 | 8 | 0
2020 | NYISO_A-F_2_IESO | NYISO_A-F | IESO | Internal | Shoulder | B11 | 25 | 1600 | 0 | 70.33 | 13.91 | 7 | 0
2020 | NYISO_A-F_2_IESO | NYISO_A-F | IESO | Internal | Shoulder | B12 | 200 | 1600 | 0 | 64.49 | 13.91 | 7 | 0
2020 | NYISO_A-F_2_IESO | NYISO_A-F | IESO | Internal | Shoulder | B13 | 600 | 1600 | 0 | 64.03 | 13.91 | 7 | 0
2020 | NYISO_A-F_2_IESO | NYISO_A-F | IESO | Internal | Shoulder | B14 | 900 | 1600 | 0 | 62.62 | 13.91 | 7 | 0
2020 | NYISO_A-F_2_IESO | NYISO_A-F | IESO | Internal | Shoulder | B15 | 1203 | 1600 | 0 | 62.62 | 13.91 | 7 | 0
2020 | NYISO_A-F_2_IESO | NYISO_A-F | IESO | Internal | Summer | B1 | 10 | 1600 | 0 | 96.87 | 89.87 | 7 | 0
2020 | NYISO_A-F_2_IESO | NYISO_A-F | IESO | Internal | Summer | B2 | 25 | 1600 | 0 | 92.34 | 85.34 | 7 | 0
2020 | NYISO_A-F_2_IESO | NYISO_A-F | IESO | Internal | Summer | B3 | 75 | 1600 | 0 | 84.52 | 71.54 | 7 | 0
2020 | NYISO_A-F_2_IESO | NYISO_A-F | IESO | Internal | Summer | B4 | 100 | 1600 | 0 | 83.53 | 47.04 | 7 | 0
2020 | NYISO_A-F_2_IESO | NYISO_A-F | IESO | Internal | Summer | B5 | 200 | 1600 | 0 | 74.79 | 10.97 | 7 | 0
2020 | NYISO_A-F_2_IESO | NYISO_A-F | IESO | Internal | Summer | B6 | 300 | 1600 | 0 | 68.35 | 10.97 | 7 | 0
2020 | NYISO_A-F_2_IESO | NYISO_A-F | IESO | Internal | Summer | B7 | 400 | 1600 | 0 | 62.49 | 10.97 | 7 | 0
2020 | NYISO_A-F_2_IESO | NYISO_A-F | IESO | Internal | Summer | B8 | 500 | 1600 | 0 | 61.62 | 10.97 | 7 | 0
2020 | NYISO_A-F_2_IESO | NYISO_A-F | IESO | Internal | Summer | B9 | 800 | 1600 | 0 | 61.61 | 10.97 | 7 | 0
2020 | NYISO_A-F_2_IESO | NYISO_A-F | IESO | Internal | Summer | B10 | 1262 | 1600 | 0 | 61.61 | 10.97 | 7 | 0
2020 | NYISO_A-F_2_IESO | NYISO_A-F | IESO | Internal | Winter | B16 | 25 | 1600 | 0 | 72.97 | 49.81 | 7 | 0
2020 | NYISO_A-F_2_IESO | NYISO_A-F | IESO | Internal | Winter | B17 | 100 | 1600 | 0 | 70.91 | 49.81 | 7 | 0
2020 | NYISO_A-F_2_IESO | NYISO_A-F | IESO | Internal | Winter | B18 | 400 | 1600 | 0 | 66.42 | 49.81 | 7 | 0
2020 | NYISO_A-F_2_IESO | NYISO_A-F | IESO | Internal | Winter | B19 | 700 | 1600 | 0 | 66.42 | 49.81 | 7 | 0
2020 | NYISO_A-F_2_IESO | NYISO_A-F | IESO | Internal | Winter | B20 | 935 | 1600 | 0 | 66.42 | 49.81 | 7 | 0
2020 | NYISO_A-F_2_NEISO | NYISO_A-F | NEISO | Internal | Shoulder | B11 | 25 | 600 | 0 | 70.33 | 61.51 | 3 | 0
2020 | NYISO_A-F_2_NEISO | NYISO_A-F | NEISO | Internal | Shoulder | B12 | 200 | 600 | 0 | 64.49 | 61.51 | 3 | 0
2020 | NYISO_A-F_2_NEISO | NYISO_A-F | NEISO | Internal | Shoulder | B13 | 600 | 600 | 0 | 64.03 | 61.05 | 3 | 0
2020 | NYISO_A-F_2_NEISO | NYISO_A-F | NEISO | Internal | Shoulder | B14 | 900 | 600 | 0 | 62.62 | 61.05 | 3 | 0
2020 | NYISO_A-F_2_NEISO | NYISO_A-F | NEISO | Internal | Shoulder | B15 | 1203 | 600 | 0 | 62.62 | 61.05 | 3 | 0
2020 | NYISO_A-F_2_NEISO | NYISO_A-F | NEISO | Internal | Summer | B1 | 10 | 600 | 600 | 96.87 | 109.84 | 3 | 9.98
2020 | NYISO_A-F_2_NEISO | NYISO_A-F | NEISO | Internal | Summer | B2 | 25 | 600 | 0 | 92.34 | 94.39 | 3 | 0
2020 | NYISO_A-F_2_NEISO | NYISO_A-F | NEISO | Internal | Summer | B3 | 75 | 600 | 0 | 84.52 | 81.52 | 3 | 0
2020 | NYISO_A-F_2_NEISO | NYISO_A-F | NEISO | Internal | Summer | B4 | 100 | 600 | 0 | 83.53 | 80.53 | 3 | 0
2020 | NYISO_A-F_2_NEISO | NYISO_A-F | NEISO | Internal | Summer | B5 | 200 | 600 | 0 | 74.79 | 58.63 | 3 | 0
2020 | NYISO_A-F_2_NEISO | NYISO_A-F | NEISO | Internal | Summer | B6 | 300 | 600 | 0 | 68.35 | 58.63 | 3 | 0
2020 | NYISO_A-F_2_NEISO | NYISO_A-F | NEISO | Internal | Summer | B7 | 400 | 600 | 0 | 62.49 | 58.63 | 3 | 0
2020 | NYISO_A-F_2_NEISO | NYISO_A-F | NEISO | Internal | Summer | B8 | 500 | 600 | 0 | 61.62 | 58.63 | 3 | 0
2020 | NYISO_A-F_2_NEISO | NYISO_A-F | NEISO | Internal | Summer | B9 | 800 | 600 | 0 | 61.61 | 58.63 | 3 | 0
2020 | NYISO_A-F_2_NEISO | NYISO_A-F | NEISO | Internal | Summer | B10 | 1262 | 600 | 0 | 61.61 | 58.63 | 3 | 0
2020 | NYISO_A-F_2_NEISO | NYISO_A-F | NEISO | Internal | Winter | B16 | 25 | 600 | 0 | 72.97 | 70.44 | 3 | 0
2020 | NYISO_A-F_2_NEISO | NYISO_A-F | NEISO | Internal | Winter | B17 | 100 | 600 | 0 | 70.91 | 70.44 | 3 | 0
2020 | NYISO_A-F_2_NEISO | NYISO_A-F | NEISO | Internal | Winter | B18 | 400 | 600 | 32.01 | 66.42 | 69.42 | 3 | 0
2020 | NYISO_A-F_2_NEISO | NYISO_A-F | NEISO | Internal | Winter | B19 | 700 | 600 | 19.35 | 66.42 | 69.42 | 3 | 0
2020 | NYISO_A-F_2_NEISO | NYISO_A-F | NEISO | Internal | Winter | B20 | 935 | 600 | 14.69 | 66.42 | 69.42 | 3 | 0
2020 | NYISO_A-F_2_NYISO_G-I | NYISO_A-F | NYISO_G-I | Internal | Shoulder | B11 | 25 | 5843 | 4917.18 | 70.33 | 70.34 | 0.01 | 0
2020 | NYISO_A-F_2_NYISO_G-I | NYISO_A-F | NYISO_G-I | Internal | Shoulder | B12 | 200 | 5843 | 4704.95 | 64.49 | 64.5 | 0.01 | 0
2020 | NYISO_A-F_2_NYISO_G-I | NYISO_A-F | NYISO_G-I | Internal | Shoulder | B13 | 600 | 5843 | 4624.1 | 64.03 | 64.04 | 0.01 | 0
2020 | NYISO_A-F_2_NYISO_G-I | NYISO_A-F | NYISO_G-I | Internal | Shoulder | B14 | 900 | 5843 | 4089.76 | 62.62 | 62.64 | 0.01 | 0
2020 | NYISO_A-F_2_NYISO_G-I | NYISO_A-F | NYISO_G-I | Internal | Shoulder | B15 | 1203 | 5843 | 2551.95 | 62.62 | 62.64 | 0.01 | 0
2020 | NYISO_A-F_2_NYISO_G-I | NYISO_A-F | NYISO_G-I | Internal | Summer | B1 | 10 | 5843 | 5843 | 96.87 | 112.83 | 0.01 | 15.95
2020 | NYISO_A-F_2_NYISO_G-I | NYISO_A-F | NYISO_G-I | Internal | Summer | B2 | 25 | 5843 | 5843 | 92.34 | 97.38 | 0.01 | 5.03
2020 | NYISO_A-F_2_NYISO_G-I | NYISO_A-F | NYISO_G-I | Internal | Summer | B3 | 75 | 5843 | 5843 | 84.52 | 86.06 | 0.01 | 1.53
2020 | NYISO_A-F_2_NYISO_G-I | NYISO_A-F | NYISO_G-I | Internal | Summer | B4 | 100 | 5843 | 5516.52 | 83.53 | 83.54 | 0.01 | 0
2020 | NYISO_A-F_2_NYISO_G-I | NYISO_A-F | NYISO_G-I | Internal | Summer | B5 | 200 | 5843 | 5843 | 74.79 | 82.37 | 0.01 | 7.57
2020 | NYISO_A-F_2_NYISO_G-I | NYISO_A-F | NYISO_G-I | Internal | Summer | B6 | 300 | 5843 | 4793.13 | 68.35 | 68.36 | 0.01 | 0
2020 | NYISO_A-F_2_NYISO_G-I | NYISO_A-F | NYISO_G-I | Internal | Summer | B7 | 400 | 5843 | 4502.11 | 62.49 | 62.5 | 0.01 | 0
2020 | NYISO_A-F_2_NYISO_G-I | NYISO_A-F | NYISO_G-I | Internal | Summer | B8 | 500 | 5843 | 4321.68 | 61.62 | 61.63 | 0.01 | 0
2020 | NYISO_A-F_2_NYISO_G-I | NYISO_A-F | NYISO_G-I | Internal | Summer | B9 | 800 | 5843 | 4166.47 | 61.61 | 61.62 | 0.01 | 0
2020 | NYISO_A-F_2_NYISO_G-I | NYISO_A-F | NYISO_G-I | Internal | Summer | B10 | 1262 | 5843 | 2078.34 | 61.61 | 61.62 | 0.01 | 0
2020 | NYISO_A-F_2_NYISO_G-I | NYISO_A-F | NYISO_G-I | Internal | Winter | B16 | 25 | 5843 | 5843 | 72.97 | 77.96 | 0.01 | 4.98
2020 | NYISO_A-F_2_NYISO_G-I | NYISO_A-F | NYISO_G-I | Internal | Winter | B17 | 100 | 5843 | 5733.42 | 70.91 | 70.92 | 0.01 | 0
2020 | NYISO_A-F_2_NYISO_G-I | NYISO_A-F | NYISO_G-I | Internal | Winter | B18 | 400 | 5843 | 5843 | 66.42 | 69.79 | 0.01 | 3.37
2020 | NYISO_A-F_2_NYISO_G-I | NYISO_A-F | NYISO_G-I | Internal | Winter | B19 | 700 | 5843 | 5843 | 66.42 | 69.79 | 0.01 | 3.37
2020 | NYISO_A-F_2_NYISO_G-I | NYISO_A-F | NYISO_G-I | Internal | Winter | B20 | 935 | 5843 | 5341.26 | 66.42 | 66.43 | 0.01 | 0
2020 | NYISO_A-F_2_PJM_ROM | NYISO_A-F | PJM_ROM | Internal | Shoulder | B11 | 25 | 1000 | 1000 | 70.33 | 78.6 | 8 | 0.27
2020 | NYISO_A-F_2_PJM_ROM | NYISO_A-F | PJM_ROM | Internal | Shoulder | B12 | 200 | 1000 | 0 | 64.49 | 72.35 | 8 | 0
2020 | NYISO_A-F_2_PJM_ROM | NYISO_A-F | PJM_ROM | Internal | Shoulder | B13 | 600 | 1000 | 0 | 64.03 | 68.33 | 8 | 0
2020 | NYISO_A-F_2_PJM_ROM | NYISO_A-F | PJM_ROM | Internal | Shoulder | B14 | 900 | 1000 | 0 | 62.62 | 65.26 | 8 | 0
2020 | NYISO_A-F_2_PJM_ROM | NYISO_A-F | PJM_ROM | Internal | Shoulder | B15 | 1203 | 1000 | 0 | 62.62 | 61.05 | 8 | 0
2020 | NYISO_A-F_2_PJM_ROM | NYISO_A-F | PJM_ROM | Internal | Summer | B1 | 10 | 1000 | 1000 | 96.87 | 106.83 | 8 | 1.96
2020 | NYISO_A-F_2_PJM_ROM | NYISO_A-F | PJM_ROM | Internal | Summer | B2 | 25 | 1000 | 1000 | 92.34 | 102.49 | 8 | 2.15
2020 | NYISO_A-F_2_PJM_ROM | NYISO_A-F | PJM_ROM | Internal | Summer | B3 | 75 | 1000 | 1000 | 84.52 | 101.14 | 8 | 8.62
2020 | NYISO_A-F_2_PJM_ROM | NYISO_A-F | PJM_ROM | Internal | Summer | B4 | 100 | 1000 | 1000 | 83.53 | 95.27 | 8 | 3.74
2020 | NYISO_A-F_2_PJM_ROM | NYISO_A-F | PJM_ROM | Internal | Summer | B5 | 200 | 1000 | 1000 | 74.79 | 90.38 | 8 | 7.59
2020 | NYISO_A-F_2_PJM_ROM | NYISO_A-F | PJM_ROM | Internal | Summer | B6 | 300 | 1000 | 1000 | 68.35 | 76.37 | 8 | 0.02
2020 | NYISO_A-F_2_PJM_ROM | NYISO_A-F | PJM_ROM | Internal | Summer | B7 | 400 | 1000 | 0 | 62.49 | 66.88 | 8 | 0
2020 | NYISO_A-F_2_PJM_ROM | NYISO_A-F | PJM_ROM | Internal | Summer | B8 | 500 | 1000 | 0 | 61.62 | 63.22 | 8 | 0
2020 | NYISO_A-F_2_PJM_ROM | NYISO_A-F | PJM_ROM | Internal | Summer | B9 | 800 | 1000 | 0 | 61.61 | 61.9 | 8 | 0
2020 | NYISO_A-F_2_PJM_ROM | NYISO_A-F | PJM_ROM | Internal | Summer | B10 | 1262 | 1000 | 0 | 61.61 | 60.62 | 8 | 0
2020 | NYISO_A-F_2_PJM_ROM | NYISO_A-F | PJM_ROM | Internal | Winter | B16 | 25 | 1000 | 1000 | 72.97 | 85.98 | 8 | 5.02
2020 | NYISO_A-F_2_PJM_ROM | NYISO_A-F | PJM_ROM | Internal | Winter | B17 | 100 | 1000 | 364.63 | 70.91 | 78.91 | 8 | 0
2020 | NYISO_A-F_2_PJM_ROM | NYISO_A-F | PJM_ROM | Internal | Winter | B18 | 400 | 1000 | 0 | 66.42 | 71.36 | 8 | 0
2020 | NYISO_A-F_2_PJM_ROM | NYISO_A-F | PJM_ROM | Internal | Winter | B19 | 700 | 1000 | 0 | 66.42 | 69.56 | 8 | 0
2020 | NYISO_A-F_2_PJM_ROM | NYISO_A-F | PJM_ROM | Internal | Winter | B20 | 935 | 1000 | 0 | 66.42 | 62.71 | 8 | 0
2020 | NYISO_G-I_2_NEISO | NYISO_G-I | NEISO | Internal | Shoulder | B11 | 25 | 600 | 0 | 70.34 | 61.51 | 3 | 0
2020 | NYISO_G-I_2_NEISO | NYISO_G-I | NEISO | Internal | Shoulder | B12 | 200 | 600 | 0 | 64.5 | 61.51 | 3 | 0
2020 | NYISO_G-I_2_NEISO | NYISO_G-I | NEISO | Internal | Shoulder | B13 | 600 | 600 | 0 | 64.04 | 61.05 | 3 | 0
2020 | NYISO_G-I_2_NEISO | NYISO_G-I | NEISO | Internal | Shoulder | B14 | 900 | 600 | 0 | 62.64 | 61.05 | 3 | 0
2020 | NYISO_G-I_2_NEISO | NYISO_G-I | NEISO | Internal | Shoulder | B15 | 1203 | 600 | 0 | 62.64 | 61.05 | 3 | 0
2020 | NYISO_G-I_2_NEISO | NYISO_G-I | NEISO | Internal | Summer | B1 | 10 | 600 | 0 | 112.83 | 109.84 | 3 | 0
2020 | NYISO_G-I_2_NEISO | NYISO_G-I | NEISO | Internal | Summer | B2 | 25 | 600 | 0 | 97.38 | 94.39 | 3 | 0
2020 | NYISO_G-I_2_NEISO | NYISO_G-I | NEISO | Internal | Summer | B3 | 75 | 600 | 0 | 86.06 | 81.52 | 3 | 0
2020 | NYISO_G-I_2_NEISO | NYISO_G-I | NEISO | Internal | Summer | B4 | 100 | 600 | 0 | 83.54 | 80.53 | 3 | 0
2020 | NYISO_G-I_2_NEISO | NYISO_G-I | NEISO | Internal | Summer | B5 | 200 | 600 | 0 | 82.37 | 58.63 | 3 | 0
2020 | NYISO_G-I_2_NEISO | NYISO_G-I | NEISO | Internal | Summer | B6 | 300 | 600 | 0 | 68.36 | 58.63 | 3 | 0
2020 | NYISO_G-I_2_NEISO | NYISO_G-I | NEISO | Internal | Summer | B7 | 400 | 600 | 0 | 62.5 | 58.63 | 3 | 0
2020 | NYISO_G-I_2_NEISO | NYISO_G-I | NEISO | Internal | Summer | B8 | 500 | 600 | 0 | 61.63 | 58.63 | 3 | 0
2020 | NYISO_G-I_2_NEISO | NYISO_G-I | NEISO | Internal | Summer | B9 | 800 | 600 | 0 | 61.62 | 58.63 | 3 | 0
2020 | NYISO_G-I_2_NEISO | NYISO_G-I | NEISO | Internal | Summer | B10 | 1262 | 600 | 0 | 61.62 | 58.63 | 3 | 0
2020 | NYISO_G-I_2_NEISO | NYISO_G-I | NEISO | Internal | Winter | B16 | 25 | 600 | 0 | 77.96 | 70.44 | 3 | 0
2020 | NYISO_G-I_2_NEISO | NYISO_G-I | NEISO | Internal | Winter | B17 | 100 | 600 | 0 | 70.92 | 70.44 | 3 | 0
2020 | NYISO_G-I_2_NEISO | NYISO_G-I | NEISO | Internal | Winter | B18 | 400 | 600 | 0 | 69.79 | 69.42 | 3 | 0
2020 | NYISO_G-I_2_NEISO | NYISO_G-I | NEISO | Internal | Winter | B19 | 700 | 600 | 0 | 69.79 | 69.42 | 3 | 0
2020 | NYISO_G-I_2_NEISO | NYISO_G-I | NEISO | Internal | Winter | B20 | 935 | 600 | 0 | 66.43 | 69.42 | 3 | 0
2020 | NYISO_G-I_2_NYISO_A-F | NYISO_G-I | NYISO_A-F | Internal | Shoulder | B11 | 25 | 3592 | 0 | 70.34 | 70.33 | 0.01 | 0
2020 | NYISO_G-I_2_NYISO_A-F | NYISO_G-I | NYISO_A-F | Internal | Shoulder | B12 | 200 | 3592 | 0 | 64.5 | 64.49 | 0.01 | 0
2020 | NYISO_G-I_2_NYISO_A-F | NYISO_G-I | NYISO_A-F | Internal | Shoulder | B13 | 600 | 3592 | 0 | 64.04 | 64.03 | 0.01 | 0
2020 | NYISO_G-I_2_NYISO_A-F | NYISO_G-I | NYISO_A-F | Internal | Shoulder | B14 | 900 | 3592 | 0 | 62.64 | 62.62 | 0.01 | 0
2020 | NYISO_G-I_2_NYISO_A-F | NYISO_G-I | NYISO_A-F | Internal | Shoulder | B15 | 1203 | 3592 | 0 | 62.64 | 62.62 | 0.01 | 0
2020 | NYISO_G-I_2_NYISO_A-F | NYISO_G-I | NYISO_A-F | Internal | Summer | B1 | 10 | 3592 | 0 | 112.83 | 96.87 | 0.01 | 0
2020 | NYISO_G-I_2_NYISO_A-F | NYISO_G-I | NYISO_A-F | Internal | Summer | B2 | 25 | 3592 | 0 | 97.38 | 92.34 | 0.01 | 0
2020 | NYISO_G-I_2_NYISO_A-F | NYISO_G-I | NYISO_A-F | Internal | Summer | B3 | 75 | 3592 | 0 | 86.06 | 84.52 | 0.01 | 0
2020 | NYISO_G-I_2_NYISO_A-F | NYISO_G-I | NYISO_A-F | Internal | Summer | B4 | 100 | 3592 | 0 | 83.54 | 83.53 | 0.01 | 0
2020 | NYISO_G-I_2_NYISO_A-F | NYISO_G-I | NYISO_A-F | Internal | Summer | B5 | 200 | 3592 | 0 | 82.37 | 74.79 | 0.01 | 0
2020 | NYISO_G-I_2_NYISO_A-F | NYISO_G-I | NYISO_A-F | Internal | Summer | B6 | 300 | 3592 | 0 | 68.36 | 68.35 | 0.01 | 0
2020 | NYISO_G-I_2_NYISO_A-F | NYISO_G-I | NYISO_A-F | Internal | Summer | B7 | 400 | 3592 | 0 | 62.5 | 62.49 | 0.01 | 0
2020 | NYISO_G-I_2_NYISO_A-F | NYISO_G-I | NYISO_A-F | Internal | Summer | B8 | 500 | 3592 | 0 | 61.63 | 61.62 | 0.01 | 0
2020 | NYISO_G-I_2_NYISO_A-F | NYISO_G-I | NYISO_A-F | Internal | Summer | B9 | 800 | 3592 | 0 | 61.62 | 61.61 | 0.01 | 0
2020 | NYISO_G-I_2_NYISO_A-F | NYISO_G-I | NYISO_A-F | Internal | Summer | B10 | 1262 | 3592 | 0 | 61.62 | 61.61 | 0.01 | 0
2020 | NYISO_G-I_2_NYISO_A-F | NYISO_G-I | NYISO_A-F | Internal | Winter | B16 | 25 | 3592 | 0 | 77.96 | 72.97 | 0.01 | 0
2020 | NYISO_G-I_2_NYISO_A-F | NYISO_G-I | NYISO_A-F | Internal | Winter | B17 | 100 | 3592 | 0 | 70.92 | 70.91 | 0.01 | 0
2020 | NYISO_G-I_2_NYISO_A-F | NYISO_G-I | NYISO_A-F | Internal | Winter | B18 | 400 | 3592 | 0 | 69.79 | 66.42 | 0.01 | 0
2020 | NYISO_G-I_2_NYISO_A-F | NYISO_G-I | NYISO_A-F | Internal | Winter | B19 | 700 | 3592 | 0 | 69.79 | 66.42 | 0.01 | 0
2020 | NYISO_G-I_2_NYISO_A-F | NYISO_G-I | NYISO_A-F | Internal | Winter | B20 | 935 | 3592 | 0 | 66.43 | 66.42 | 0.01 | 0
2020 | NYISO_G-I_2_NYISO_J-K | NYISO_G-I | NYISO_J-K | Internal | Shoulder | B11 | 25 | 6130 | 4331.66 | 70.34 | 70.35 | 0.01 | 0
2020 | NYISO_G-I_2_NYISO_J-K | NYISO_G-I | NYISO_J-K | Internal | Shoulder | B12 | 200 | 6130 | 5066.53 | 64.5 | 64.51 | 0.01 | 0
2020 | NYISO_G-I_2_NYISO_J-K | NYISO_G-I | NYISO_J-K | Internal | Shoulder | B13 | 600 | 6130 | 5105.89 | 64.04 | 64.05 | 0.01 | 0
2020 | NYISO_G-I_2_NYISO_J-K | NYISO_G-I | NYISO_J-K | Internal | Shoulder | B14 | 900 | 6130 | 4431.47 | 62.64 | 62.65 | 0.01 | 0
2020 | NYISO_G-I_2_NYISO_J-K | NYISO_G-I | NYISO_J-K | Internal | Shoulder | B15 | 1203 | 6130 | 2790.76 | 62.64 | 62.65 | 0.01 | 0
2020 | NYISO_G-I_2_NYISO_J-K | NYISO_G-I | NYISO_J-K | Internal | Summer | B1 | 10 | 6130 | 5160.11 | 112.83 | 112.84 | 0.01 | 0
2020 | NYISO_G-I_2_NYISO_J-K | NYISO_G-I | NYISO_J-K | Internal | Summer | B2 | 25 | 6130 | 5312.82 | 97.38 | 97.39 | 0.01 | 0
2020 | NYISO_G-I_2_NYISO_J-K | NYISO_G-I | NYISO_J-K | Internal | Summer | B3 | 75 | 6130 | 4804.41 | 86.06 | 86.07 | 0.01 | 0
2020 | NYISO_G-I_2_NYISO_J-K | NYISO_G-I | NYISO_J-K | Internal | Summer | B4 | 100 | 6130 | 4734.33 | 83.54 | 83.55 | 0.01 | 0
2020 | NYISO_G-I_2_NYISO_J-K | NYISO_G-I | NYISO_J-K | Internal | Summer | B5 | 200 | 6130 | 6130 | 82.37 | 83.55 | 0.01 | 1.17
2020 | NYISO_G-I_2_NYISO_J-K | NYISO_G-I | NYISO_J-K | Internal | Summer | B6 | 300 | 6130 | 5606.03 | 68.36 | 68.37 | 0.01 | 0
2020 | NYISO_G-I_2_NYISO_J-K | NYISO_G-I | NYISO_J-K | Internal | Summer | B7 | 400 | 6130 | 5704.93 | 62.5 | 62.51 | 0.01 | 0
2020 | NYISO_G-I_2_NYISO_J-K | NYISO_G-I | NYISO_J-K | Internal | Summer | B8 | 500 | 6130 | 5383.99 | 61.63 | 61.64 | 0.01 | 0
2020 | NYISO_G-I_2_NYISO_J-K | NYISO_G-I | NYISO_J-K | Internal | Summer | B9 | 800 | 6130 | 5120 | 61.62 | 61.63 | 0.01 | 0
2020 | NYISO_G-I_2_NYISO_J-K | NYISO_G-I | NYISO_J-K | Internal | Summer | B10 | 1262 | 6130 | 3470.85 | 61.62 | 61.63 | 0.01 | 0
2020 | NYISO_G-I_2_NYISO_J-K | NYISO_G-I | NYISO_J-K | Internal | Winter | B16 | 25 | 6130 | 5233.56 | 77.96 | 77.97 | 0.01 | 0
2020 | NYISO_G-I_2_NYISO_J-K | NYISO_G-I | NYISO_J-K | Internal | Winter | B17 | 100 | 6130 | 6130 | 70.92 | 73.44 | 0.01 | 2.51
2020 | NYISO_G-I_2_NYISO_J-K | NYISO_G-I | NYISO_J-K | Internal | Winter | B18 | 400 | 6130 | 6130 | 69.79 | 72.42 | 0.01 | 2.61
2020 | NYISO_G-I_2_NYISO_J-K | NYISO_G-I | NYISO_J-K | Internal | Winter | B19 | 700 | 6130 | 6130 | 69.79 | 72.12 | 0.01 | 2.32
2020 | NYISO_G-I_2_NYISO_J-K | NYISO_G-I | NYISO_J-K | Internal | Winter | B20 | 935 | 6130 | 5617.36 | 66.43 | 66.44 | 0.01 | 0
2020 | NYISO_G-I_2_PJM_E | NYISO_G-I | PJM_E | Internal | Shoulder | B11 | 25 | 1500 | 1500 | 70.34 | 78.59 | 8 | 0.24
2020 | NYISO_G-I_2_PJM_E | NYISO_G-I | PJM_E | Internal | Shoulder | B12 | 200 | 1500 | 0 | 64.5 | 72.34 | 8 | 0
2020 | NYISO_G-I_2_PJM_E | NYISO_G-I | PJM_E | Internal | Shoulder | B13 | 600 | 1500 | 0 | 64.04 | 68.32 | 8 | 0
2020 | NYISO_G-I_2_PJM_E | NYISO_G-I | PJM_E | Internal | Shoulder | B14 | 900 | 1500 | 0 | 62.64 | 65.25 | 8 | 0
2020 | NYISO_G-I_2_PJM_E | NYISO_G-I | PJM_E | Internal | Shoulder | B15 | 1203 | 1500 | 0 | 62.64 | 61.04 | 8 | 0
2020 | NYISO_G-I_2_PJM_E | NYISO_G-I | PJM_E | Internal | Summer | B1 | 10 | 1500 | 0 | 112.83 | 106.84 | 8 | 0
2020 | NYISO_G-I_2_PJM_E | NYISO_G-I | PJM_E | Internal | Summer | B2 | 25 | 1500 | 0 | 97.38 | 102.48 | 8 | 0
2020 | NYISO_G-I_2_PJM_E | NYISO_G-I | PJM_E | Internal | Summer | B3 | 75 | 1500 | 1500 | 86.06 | 101.12 | 8 | 7.07
2020 | NYISO_G-I_2_PJM_E | NYISO_G-I | PJM_E | Internal | Summer | B4 | 100 | 1500 | 1500 | 83.54 | 95.25 | 8 | 3.72
2020 | NYISO_G-I_2_PJM_E | NYISO_G-I | PJM_E | Internal | Summer | B5 | 200 | 1500 | 563.02 | 82.37 | 90.37 | 8 | 0
2020 | NYISO_G-I_2_PJM_E | NYISO_G-I | PJM_E | Internal | Summer | B6 | 300 | 1500 | 225.48 | 68.36 | 76.36 | 8 | 0
2020 | NYISO_G-I_2_PJM_E | NYISO_G-I | PJM_E | Internal | Summer | B7 | 400 | 1500 | 0 | 62.5 | 66.86 | 8 | 0
2020 | NYISO_G-I_2_PJM_E | NYISO_G-I | PJM_E | Internal | Summer | B8 | 500 | 1500 | 0 | 61.63 | 63.2 | 8 | 0
2020 | NYISO_G-I_2_PJM_E | NYISO_G-I | PJM_E | Internal | Summer | B9 | 800 | 1500 | 0 | 61.62 | 61.88 | 8 | 0
2020 | NYISO_G-I_2_PJM_E | NYISO_G-I | PJM_E | Internal | Summer | B10 | 1262 | 1500 | 0 | 61.62 | 60.61 | 8 | 0
2020 | NYISO_G-I_2_PJM_E | NYISO_G-I | PJM_E | Internal | Winter | B16 | 25 | 1500 | 1499.99 | 77.96 | 85.97 | 8 | 0.01
2020 | NYISO_G-I_2_PJM_E | NYISO_G-I | PJM_E | Internal | Winter | B17 | 100 | 1500 | 0 | 70.92 | 78.9 | 8 | 0
2020 | NYISO_G-I_2_PJM_E | NYISO_G-I | PJM_E | Internal | Winter | B18 | 400 | 1500 | 0 | 69.79 | 71.37 | 8 | 0
2020 | NYISO_G-I_2_PJM_E | NYISO_G-I | PJM_E | Internal | Winter | B19 | 700 | 1500 | 0 | 69.79 | 69.57 | 8 | 0
2020 | NYISO_G-I_2_PJM_E | NYISO_G-I | PJM_E | Internal | Winter | B20 | 935 | 1500 | 0 | 66.43 | 62.69 | 8 | 0
2020 | NYISO_J-K_2_NEISO | NYISO_J-K | NEISO | Internal | Shoulder | B11 | 25 | 347 | 0 | 70.35 | 61.51 | 3 | 0
2020 | NYISO_J-K_2_NEISO | NYISO_J-K | NEISO | Internal | Shoulder | B12 | 200 | 347 | 0 | 64.51 | 61.51 | 3 | 0
2020 | NYISO_J-K_2_NEISO | NYISO_J-K | NEISO | Internal | Shoulder | B13 | 600 | 347 | 0 | 64.05 | 61.05 | 3 | 0
2020 | NYISO_J-K_2_NEISO | NYISO_J-K | NEISO | Internal | Shoulder | B14 | 900 | 347 | 0 | 62.65 | 61.05 | 3 | 0
2020 | NYISO_J-K_2_NEISO | NYISO_J-K | NEISO | Internal | Shoulder | B15 | 1203 | 347 | 0 | 62.65 | 61.05 | 3 | 0
2020 | NYISO_J-K_2_NEISO | NYISO_J-K | NEISO | Internal | Summer | B1 | 10 | 347 | 0 | 112.84 | 109.84 | 3 | 0
2020 | NYISO_J-K_2_NEISO | NYISO_J-K | NEISO | Internal | Summer | B2 | 25 | 347 | 0 | 97.39 | 94.39 | 3 | 0
2020 | NYISO_J-K_2_NEISO | NYISO_J-K | NEISO | Internal | Summer | B3 | 75 | 347 | 0 | 86.07 | 81.52 | 3 | 0
2020 | NYISO_J-K_2_NEISO | NYISO_J-K | NEISO | Internal | Summer | B4 | 100 | 347 | 0 | 83.55 | 80.53 | 3 | 0
2020 | NYISO_J-K_2_NEISO | NYISO_J-K | NEISO | Internal | Summer | B5 | 200 | 347 | 0 | 83.55 | 58.63 | 3 | 0
2020 | NYISO_J-K_2_NEISO | NYISO_J-K | NEISO | Internal | Summer | B6 | 300 | 347 | 0 | 68.37 | 58.63 | 3 | 0
2020 | NYISO_J-K_2_NEISO | NYISO_J-K | NEISO | Internal | Summer | B7 | 400 | 347 | 0 | 62.51 | 58.63 | 3 | 0
2020 | NYISO_J-K_2_NEISO | NYISO_J-K | NEISO | Internal | Summer | B8 | 500 | 347 | 0 | 61.64 | 58.63 | 3 | 0
2020 | NYISO_J-K_2_NEISO | NYISO_J-K | NEISO | Internal | Summer | B9 | 800 | 347 | 0 | 61.63 | 58.63 | 3 | 0
2020 | NYISO_J-K_2_NEISO | NYISO_J-K | NEISO | Internal | Summer | B10 | 1262 | 347 | 0 | 61.63 | 58.63 | 3 | 0
2020 | NYISO_J-K_2_NEISO | NYISO_J-K | NEISO | Internal | Winter | B16 | 25 | 347 | 0 | 77.97 | 70.44 | 3 | 0
2020 | NYISO_J-K_2_NEISO | NYISO_J-K | NEISO | Internal | Winter | B17 | 100 | 347 | 0 | 73.44 | 70.44 | 3 | 0
2020 | NYISO_J-K_2_NEISO | NYISO_J-K | NEISO | Internal | Winter | B18 | 400 | 347 | 0 | 72.42 | 69.42 | 3 | 0
2020 | NYISO_J-K_2_NEISO | NYISO_J-K | NEISO | Internal | Winter | B19 | 700 | 347 | 0 | 72.12 | 69.42 | 3 | 0
2020 | NYISO_J-K_2_NEISO | NYISO_J-K | NEISO | Internal | Winter | B20 | 935 | 347 | 0 | 66.44 | 69.42 | 3 | 0
2020 | NYISO_J-K_2_NYISO_G-I | NYISO_J-K | NYISO_G-I | Internal | Shoulder | B11 | 25 | 1999 | 0 | 70.35 | 70.34 | 0.01 | 0
2020 | NYISO_J-K_2_NYISO_G-I | NYISO_J-K | NYISO_G-I | Internal | Shoulder | B12 | 200 | 1999 | 0 | 64.51 | 64.5 | 0.01 | 0
2020 | NYISO_J-K_2_NYISO_G-I | NYISO_J-K | NYISO_G-I | Internal | Shoulder | B13 | 600 | 1999 | 0 | 64.05 | 64.04 | 0.01 | 0
2020 | NYISO_J-K_2_NYISO_G-I | NYISO_J-K | NYISO_G-I | Internal | Shoulder | B14 | 900 | 1999 | 0 | 62.65 | 62.64 | 0.01 | 0
2020 | NYISO_J-K_2_NYISO_G-I | NYISO_J-K | NYISO_G-I | Internal | Shoulder | B15 | 1203 | 1999 | 0 | 62.65 | 62.64 | 0.01 | 0
2020 | NYISO_J-K_2_NYISO_G-I | NYISO_J-K | NYISO_G-I | Internal | Summer | B1 | 10 | 1999 | 0.01 | 112.84 | 112.83 | 0.01 | 0
2020 | NYISO_J-K_2_NYISO_G-I | NYISO_J-K | NYISO_G-I | Internal | Summer | B2 | 25 | 1999 | 0 | 97.39 | 97.38 | 0.01 | 0
2020 | NYISO_J-K_2_NYISO_G-I | NYISO_J-K | NYISO_G-I | Internal | Summer | B3 | 75 | 1999 | 0 | 86.07 | 86.06 | 0.01 | 0
2020 | NYISO_J-K_2_NYISO_G-I | NYISO_J-K | NYISO_G-I | Internal | Summer | B4 | 100 | 1999 | 0 | 83.55 | 83.54 | 0.01 | 0
2020 | NYISO_J-K_2_NYISO_G-I | NYISO_J-K | NYISO_G-I | Internal | Summer | B5 | 200 | 1999 | 0 | 83.55 | 82.37 | 0.01 | 0
2020 | NYISO_J-K_2_NYISO_G-I | NYISO_J-K | NYISO_G-I | Internal | Summer | B6 | 300 | 1999 | 0 | 68.37 | 68.36 | 0.01 | 0
2020 | NYISO_J-K_2_NYISO_G-I | NYISO_J-K | NYISO_G-I | Internal | Summer | B7 | 400 | 1999 | 0 | 62.51 | 62.5 | 0.01 | 0
2020 | NYISO_J-K_2_NYISO_G-I | NYISO_J-K | NYISO_G-I | Internal | Summer | B8 | 500 | 1999 | 0 | 61.64 | 61.63 | 0.01 | 0
2020 | NYISO_J-K_2_NYISO_G-I | NYISO_J-K | NYISO_G-I | Internal | Summer | B9 | 800 | 1999 | 0 | 61.63 | 61.62 | 0.01 | 0
2020 | NYISO_J-K_2_NYISO_G-I | NYISO_J-K | NYISO_G-I | Internal | Summer | B10 | 1262 | 1999 | 0 | 61.63 | 61.62 | 0.01 | 0
2020 | NYISO_J-K_2_NYISO_G-I | NYISO_J-K | NYISO_G-I | Internal | Winter | B16 | 25 | 1999 | 0 | 77.97 | 77.96 | 0.01 | 0
2020 | NYISO_J-K_2_NYISO_G-I | NYISO_J-K | NYISO_G-I | Internal | Winter | B17 | 100 | 1999 | 0 | 73.44 | 70.92 | 0.01 | 0
2020 | NYISO_J-K_2_NYISO_G-I | NYISO_J-K | NYISO_G-I | Internal | Winter | B18 | 400 | 1999 | 0 | 72.42 | 69.79 | 0.01 | 0
2020 | NYISO_J-K_2_NYISO_G-I | NYISO_J-K | NYISO_G-I | Internal | Winter | B19 | 700 | 1999 | 0 | 72.12 | 69.79 | 0.01 | 0
2020 | NYISO_J-K_2_NYISO_G-I | NYISO_J-K | NYISO_G-I | Internal | Winter | B20 | 935 | 1999 | 0 | 66.44 | 66.43 | 0.01 | 0
2020 | NYISO_J-K_2_PJM_E | NYISO_J-K | PJM_E | Internal | Shoulder | B11 | 25 | 330 | 330 | 70.35 | 78.59 | 8 | 0.23
2020 | NYISO_J-K_2_PJM_E | NYISO_J-K | PJM_E | Internal | Shoulder | B12 | 200 | 330 | 0 | 64.51 | 72.34 | 8 | 0
2020 | NYISO_J-K_2_PJM_E | NYISO_J-K | PJM_E | Internal | Shoulder | B13 | 600 | 330 | 0 | 64.05 | 68.32 | 8 | 0
2020 | NYISO_J-K_2_PJM_E | NYISO_J-K | PJM_E | Internal | Shoulder | B14 | 900 | 330 | 0 | 62.65 | 65.25 | 8 | 0
2020 | NYISO_J-K_2_PJM_E | NYISO_J-K | PJM_E | Internal | Shoulder | B15 | 1203 | 330 | 0 | 62.65 | 61.04 | 8 | 0
2020 | NYISO_J-K_2_PJM_E | NYISO_J-K | PJM_E | Internal | Summer | B1 | 10 | 330 | 0 | 112.84 | 106.84 | 8 | 0
2020 | NYISO_J-K_2_PJM_E | NYISO_J-K | PJM_E | Internal | Summer | B2 | 25 | 330 | 0 | 97.39 | 102.48 | 8 | 0
2020 | NYISO_J-K_2_PJM_E | NYISO_J-K | PJM_E | Internal | Summer | B3 | 75 | 330 | 330 | 86.07 | 101.12 | 8 | 7.05
2020 | NYISO_J-K_2_PJM_E | NYISO_J-K | PJM_E | Internal | Summer | B4 | 100 | 330 | 330 | 83.55 | 95.25 | 8 | 3.7
2020 | NYISO_J-K_2_PJM_E | NYISO_J-K | PJM_E | Internal | Summer | B5 | 200 | 330 | 0 | 83.55 | 90.37 | 8 | 0
2020 | NYISO_J-K_2_PJM_E | NYISO_J-K | PJM_E | Internal | Summer | B6 | 300 | 330 | 0 | 68.37 | 76.36 | 8 | 0
2020 | NYISO_J-K_2_PJM_E | NYISO_J-K | PJM_E | Internal | Summer | B7 | 400 | 330 | 0 | 62.51 | 66.86 | 8 | 0
2020 | NYISO_J-K_2_PJM_E | NYISO_J-K | PJM_E | Internal | Summer | B8 | 500 | 330 | 0 | 61.64 | 63.2 | 8 | 0
2020 | NYISO_J-K_2_PJM_E | NYISO_J-K | PJM_E | Internal | Summer | B9 | 800 | 330 | 0 | 61.63 | 61.88 | 8 | 0
2020 | NYISO_J-K_2_PJM_E | NYISO_J-K | PJM_E | Internal | Summer | B10 | 1262 | 330 | 0 | 61.63 | 60.61 | 8 | 0
2020 | NYISO_J-K_2_PJM_E | NYISO_J-K | PJM_E | Internal | Winter | B16 | 25 | 330 | 312.93 | 77.97 | 85.97 | 8 | 0
2020 | NYISO_J-K_2_PJM_E | NYISO_J-K | PJM_E | Internal | Winter | B17 | 100 | 330 | 0 | 73.44 | 78.9 | 8 | 0
2020 | NYISO_J-K_2_PJM_E | NYISO_J-K | PJM_E | Internal | Winter | B18 | 400 | 330 | 0 | 72.42 | 71.37 | 8 | 0
2020 | NYISO_J-K_2_PJM_E | NYISO_J-K | PJM_E | Internal | Winter | B19 | 700 | 330 | 0 | 72.12 | 69.57 | 8 | 0
2020 | NYISO_J-K_2_PJM_E | NYISO_J-K | PJM_E | Internal | Winter | B20 | 935 | 330 | 0 | 66.44 | 62.69 | 8 | 0
2020 | PJM_E_2_NYISO_G-I | PJM_E | NYISO_G-I | Internal | Shoulder | B11 | 25 | 500 | 0 | 78.59 | 70.34 | 6 | 0
2020 | PJM_E_2_NYISO_G-I | PJM_E | NYISO_G-I | Internal | Shoulder | B12 | 200 | 500 | 0 | 72.34 | 64.5 | 6 | 0
2020 | PJM_E_2_NYISO_G-I | PJM_E | NYISO_G-I | Internal | Shoulder | B13 | 600 | 500 | 0 | 68.32 | 64.04 | 6 | 0
2020 | PJM_E_2_NYISO_G-I | PJM_E | NYISO_G-I | Internal | Shoulder | B14 | 900 | 500 | 0 | 65.25 | 62.64 | 6 | 0
2020 | PJM_E_2_NYISO_G-I | PJM_E | NYISO_G-I | Internal | Shoulder | B15 | 1203 | 500 | 0 | 61.04 | 62.64 | 6 | 0
2020 | PJM_E_2_NYISO_G-I | PJM_E | NYISO_G-I | Internal | Summer | B1 | 10 | 500 | 0.02 | 106.84 | 112.83 | 6 | 0
2020 | PJM_E_2_NYISO_G-I | PJM_E | NYISO_G-I | Internal | Summer | B2 | 25 | 500 | 0 | 102.48 | 97.38 | 6 | 0
2020 | PJM_E_2_NYISO_G-I | PJM_E | NYISO_G-I | Internal | Summer | B3 | 75 | 500 | 0 | 101.12 | 86.06 | 6 | 0
2020 | PJM_E_2_NYISO_G-I | PJM_E | NYISO_G-I | Internal | Summer | B4 | 100 | 500 | 0 | 95.25 | 83.54 | 6 | 0
2020 | PJM_E_2_NYISO_G-I | PJM_E | NYISO_G-I | Internal | Summer | B5 | 200 | 500 | 0 | 90.37 | 82.37 | 6 | 0
2020 | PJM_E_2_NYISO_G-I | PJM_E | NYISO_G-I | Internal | Summer | B6 | 300 | 500 | 0 | 76.36 | 68.36 | 6 | 0
2020 | PJM_E_2_NYISO_G-I | PJM_E | NYISO_G-I | Internal | Summer | B7 | 400 | 500 | 0 | 66.86 | 62.5 | 6 | 0
2020 | PJM_E_2_NYISO_G-I | PJM_E | NYISO_G-I | Internal | Summer | B8 | 500 | 500 | 0 | 63.2 | 61.63 | 6 | 0
2020 | PJM_E_2_NYISO_G-I | PJM_E | NYISO_G-I | Internal | Summer | B9 | 800 | 500 | 0 | 61.88 | 61.62 | 6 | 0
2020 | PJM_E_2_NYISO_G-I | PJM_E | NYISO_G-I | Internal | Summer | B10 | 1262 | 500 | 0 | 60.61 | 61.62 | 6 | 0
2020 | PJM_E_2_NYISO_G-I | PJM_E | NYISO_G-I | Internal | Winter | B16 | 25 | 500 | 0 | 85.97 | 77.96 | 6 | 0
2020 | PJM_E_2_NYISO_G-I | PJM_E | NYISO_G-I | Internal | Winter | B17 | 100 | 500 | 0 | 78.9 | 70.92 | 6 | 0
2020 | PJM_E_2_NYISO_G-I | PJM_E | NYISO_G-I | Internal | Winter | B18 | 400 | 500 | 0 | 71.37 | 69.79 | 6 | 0
2020 | PJM_E_2_NYISO_G-I | PJM_E | NYISO_G-I | Internal | Winter | B19 | 700 | 500 | 0 | 69.57 | 69.79 | 6 | 0
2020 | PJM_E_2_NYISO_G-I | PJM_E | NYISO_G-I | Internal | Winter | B20 | 935 | 500 | 0 | 62.69 | 66.43 | 6 | 0
2020 | PJM_E_2_NYISO_J-K | PJM_E | NYISO_J-K | Internal | Shoulder | B11 | 25 | 330 | 0 | 78.59 | 70.35 | 6 | 0
2020 | PJM_E_2_NYISO_J-K | PJM_E | NYISO_J-K | Internal | Shoulder | B12 | 200 | 330 | 0 | 72.34 | 64.51 | 6 | 0
2020 | PJM_E_2_NYISO_J-K | PJM_E | NYISO_J-K | Internal | Shoulder | B13 | 600 | 330 | 0 | 68.32 | 64.05 | 6 | 0
2020 | PJM_E_2_NYISO_J-K | PJM_E | NYISO_J-K | Internal | Shoulder | B14 | 900 | 330 | 0 | 65.25 | 62.65 | 6 | 0
2020 | PJM_E_2_NYISO_J-K | PJM_E | NYISO_J-K | Internal | Shoulder | B15 | 1203 | 330 | 0 | 61.04 | 62.65 | 6 | 0
2020 | PJM_E_2_NYISO_J-K | PJM_E | NYISO_J-K | Internal | Summer | B1 | 10 | 330 | 272.03 | 106.84 | 112.84 | 6 | 0
2020 | PJM_E_2_NYISO_J-K | PJM_E | NYISO_J-K | Internal | Summer | B2 | 25 | 330 | 0 | 102.48 | 97.39 | 6 | 0
2020 | PJM_E_2_NYISO_J-K | PJM_E | NYISO_J-K | Internal | Summer | B3 | 75 | 330 | 0 | 101.12 | 86.07 | 6 | 0
2020 | PJM_E_2_NYISO_J-K | PJM_E | NYISO_J-K | Internal | Summer | B4 | 100 | 330 | 0 | 95.25 | 83.55 | 6 | 0
2020 | PJM_E_2_NYISO_J-K | PJM_E | NYISO_J-K | Internal | Summer | B5 | 200 | 330 | 0 | 90.37 | 83.55 | 6 | 0
2020 | PJM_E_2_NYISO_J-K | PJM_E | NYISO_J-K | Internal | Summer | B6 | 300 | 330 | 0 | 76.36 | 68.37 | 6 | 0
2020 | PJM_E_2_NYISO_J-K | PJM_E | NYISO_J-K | Internal | Summer | B7 | 400 | 330 | 0 | 66.86 | 62.51 | 6 | 0
2020 | PJM_E_2_NYISO_J-K | PJM_E | NYISO_J-K | Internal | Summer | B8 | 500 | 330 | 0 | 63.2 | 61.64 | 6 | 0
2020 | PJM_E_2_NYISO_J-K | PJM_E | NYISO_J-K | Internal | Summer | B9 | 800 | 330 | 0 | 61.88 | 61.63 | 6 | 0
2020 | PJM_E_2_NYISO_J-K | PJM_E | NYISO_J-K | Internal | Summer | B10 | 1262 | 330 | 0 | 60.61 | 61.63 | 6 | 0
2020 | PJM_E_2_NYISO_J-K | PJM_E | NYISO_J-K | Internal | Winter | B16 | 25 | 330 | 0 | 85.97 | 77.97 | 6 | 0
2020 | PJM_E_2_NYISO_J-K | PJM_E | NYISO_J-K | Internal | Winter | B17 | 100 | 330 | 0 | 78.9 | 73.44 | 6 | 0
2020 | PJM_E_2_NYISO_J-K | PJM_E | NYISO_J-K | Internal | Winter | B18 | 400 | 330 | 0 | 71.37 | 72.42 | 6 | 0
2020 | PJM_E_2_NYISO_J-K | PJM_E | NYISO_J-K | Internal | Winter | B19 | 700 | 330 | 0 | 69.57 | 72.12 | 6 | 0
2020 | PJM_E_2_NYISO_J-K | PJM_E | NYISO_J-K | Internal | Winter | B20 | 935 | 330 | 0 | 62.69 | 66.44 | 6 | 0
2020 | PJM_E_2_PJM_ROM | PJM_E | PJM_ROM | Internal | Shoulder | B11 | 25 | 8000 | 4402.83 | 78.59 | 78.6 | 0.01 | 0
2020 | PJM_E_2_PJM_ROM | PJM_E | PJM_ROM | Internal | Shoulder | B12 | 200 | 8000 | 2623.09 | 72.34 | 72.35 | 0.01 | 0
2020 | PJM_E_2_PJM_ROM | PJM_E | PJM_ROM | Internal | Shoulder | B13 | 600 | 8000 | 1081.89 | 68.32 | 68.33 | 0.01 | 0
2020 | PJM_E_2_PJM_ROM | PJM_E | PJM_ROM | Internal | Shoulder | B14 | 900 | 8000 | 1794.18 | 65.25 | 65.26 | 0.01 | 0
2020 | PJM_E_2_PJM_ROM | PJM_E | PJM_ROM | Internal | Shoulder | B15 | 1203 | 8000 | 308.06 | 61.04 | 61.05 | 0.01 | 0
2020 | PJM_E_2_PJM_ROM | PJM_E | PJM_ROM | Internal | Summer | B1 | 10 | 8000 | 0.01 | 106.84 | 106.83 | 0.01 | 0
2020 | PJM_E_2_PJM_ROM | PJM_E | PJM_ROM | Internal | Summer | B2 | 25 | 8000 | 255.96 | 102.48 | 102.49 | 0.01 | 0
2020 | PJM_E_2_PJM_ROM | PJM_E | PJM_ROM | Internal | Summer | B3 | 75 | 8000 | 4765.88 | 101.12 | 101.14 | 0.01 | 0
2020 | PJM_E_2_PJM_ROM | PJM_E | PJM_ROM | Internal | Summer | B4 | 100 | 8000 | 3875.2 | 95.25 | 95.27 | 0.01 | 0
2020 | PJM_E_2_PJM_ROM | PJM_E | PJM_ROM | Internal | Summer | B5 | 200 | 8000 | 1510.95 | 90.37 | 90.38 | 0.01 | 0
2020 | PJM_E_2_PJM_ROM | PJM_E | PJM_ROM | Internal | Summer | B6 | 300 | 8000 | 1770.24 | 76.36 | 76.37 | 0.01 | 0
2020 | PJM_E_2_PJM_ROM | PJM_E | PJM_ROM | Internal | Summer | B7 | 400 | 8000 | 2699.71 | 66.86 | 66.88 | 0.01 | 0
2020 | PJM_E_2_PJM_ROM | PJM_E | PJM_ROM | Internal | Summer | B8 | 500 | 8000 | 1275.61 | 63.2 | 63.22 | 0.01 | 0
2020 | PJM_E_2_PJM_ROM | PJM_E | PJM_ROM | Internal | Summer | B9 | 800 | 8000 | 1060.23 | 61.88 | 61.9 | 0.01 | 0
2020 | PJM_E_2_PJM_ROM | PJM_E | PJM_ROM | Internal | Summer | B10 | 1262 | 8000 | 872.26 | 60.61 | 60.62 | 0.01 | 0
2020 | PJM_E_2_PJM_ROM | PJM_E | PJM_ROM | Internal | Winter | B16 | 25 | 8000 | 3729.68 | 85.97 | 85.98 | 0.01 | 0
2020 | PJM_E_2_PJM_ROM | PJM_E | PJM_ROM | Internal | Winter | B17 | 100 | 8000 | 2089.19 | 78.9 | 78.91 | 0.01 | 0
2020 | PJM_E_2_PJM_ROM | PJM_E | PJM_ROM | Internal | Winter | B18 | 400 | 8000 | 0 | 71.37 | 71.36 | 0.01 | 0
2020 | PJM_E_2_PJM_ROM | PJM_E | PJM_ROM | Internal | Winter | B19 | 700 | 8000 | 0 | 69.57 | 69.56 | 0.01 | 0
2020 | PJM_E_2_PJM_ROM | PJM_E | PJM_ROM | Internal | Winter | B20 | 935 | 8000 | 18.07 | 62.69 | 62.71 | 0.01 | 0
2020 | PJM_ROR_2_MISO_IN | PJM_ROR | MISO_IN | Internal | Shoulder | B11 | 25 | 909 | 0 | 78.59 | 76.57 | 2 | 0
2020 | PJM_ROR_2_MISO_IN | PJM_ROR | MISO_IN | Internal | Shoulder | B12 | 200 | 909 | 0 | 72.34 | 70.32 | 2 | 0
2020 | PJM_ROR_2_MISO_IN | PJM_ROR | MISO_IN | Internal | Shoulder | B13 | 600 | 909 | 0 | 68.32 | 66.31 | 2 | 0
2020 | PJM_ROR_2_MISO_IN | PJM_ROR | MISO_IN | Internal | Shoulder | B14 | 900 | 909 | 0 | 65.25 | 62.53 | 2 | 0
2020 | PJM_ROR_2_MISO_IN | PJM_ROR | MISO_IN | Internal | Shoulder | B15 | 1203 | 909 | 0 | 61.04 | 59.03 | 2 | 0
2020 | PJM_ROR_2_MISO_IN | PJM_ROR | MISO_IN | Internal | Summer | B1 | 10 | 909 | 0 | 106.82 | 104.81 | 2 | 0
2020 | PJM_ROR_2_MISO_IN | PJM_ROR | MISO_IN | Internal | Summer | B2 | 25 | 909 | 0 | 102.48 | 100.46 | 2 | 0
2020 | PJM_ROR_2_MISO_IN | PJM_ROR | MISO_IN | Internal | Summer | B3 | 75 | 909 | 0 | 101.15 | 99.15 | 2 | 0
2020 | PJM_ROR_2_MISO_IN | PJM_ROR | MISO_IN | Internal | Summer | B4 | 100 | 909 | 0 | 95.28 | 84.92 | 2 | 0
2020 | PJM_ROR_2_MISO_IN | PJM_ROR | MISO_IN | Internal | Summer | B5 | 200 | 909 | 0 | 90.37 | 78.83 | 2 | 0
2020 | PJM_ROR_2_MISO_IN | PJM_ROR | MISO_IN | Internal | Summer | B6 | 300 | 909 | 0 | 76.36 | 64.34 | 2 | 0
2020 | PJM_ROR_2_MISO_IN | PJM_ROR | MISO_IN | Internal | Summer | B7 | 400 | 909 | 0 | 66.86 | 61.17 | 2 | 0
2020 | PJM_ROR_2_MISO_IN | PJM_ROR | MISO_IN | Internal | Summer | B8 | 500 | 909 | 0 | 63.2 | 60 | 2 | 0
2020 | PJM_ROR_2_MISO_IN | PJM_ROR | MISO_IN | Internal | Summer | B9 | 800 | 909 | 0 | 61.01 | 59 | 2 | 0
2020 | PJM_ROR_2_MISO_IN | PJM_ROR | MISO_IN | Internal | Summer | B10 | 1262 | 909 | 0 | 60.61 | 58.12 | 2 | 0
2020 | PJM_ROR_2_MISO_IN | PJM_ROR | MISO_IN | Internal | Winter | B16 | 25 | 909 | 0 | 85.97 | 82.96 | 2 | 0
2020 | PJM_ROR_2_MISO_IN | PJM_ROR | MISO_IN | Internal | Winter | B17 | 100 | 909 | 0 | 78.9 | 70.64 | 2 | 0
2020 | PJM_ROR_2_MISO_IN | PJM_ROR | MISO_IN | Internal | Winter | B18 | 400 | 909 | 0 | 71.14 | 69.12 | 2 | 0
2020 | PJM_ROR_2_MISO_IN | PJM_ROR | MISO_IN | Internal | Winter | B19 | 700 | 909 | 0 | 68.75 | 65.82 | 2 | 0
2020 | PJM_ROR_2_MISO_IN | PJM_ROR | MISO_IN | Internal | Winter | B20 | 935 | 909 | 0 | 62.69 | 60.68 | 2 | 0
2020 | PJM_ROR_2_MISO_MI | PJM_ROR | MISO_MI | Internal | Shoulder | B11 | 25 | 1305 | 0 | 78.59 | 76.59 | 2 | 0
2020 | PJM_ROR_2_MISO_MI | PJM_ROR | MISO_MI | Internal | Shoulder | B12 | 200 | 1305 | 0 | 72.34 | 70.34 | 2 | 0
2020 | PJM_ROR_2_MISO_MI | PJM_ROR | MISO_MI | Internal | Shoulder | B13 | 600 | 1305 | 0 | 68.32 | 66.32 | 2 | 0
2020 | PJM_ROR_2_MISO_MI | PJM_ROR | MISO_MI | Internal | Shoulder | B14 | 900 | 1305 | 0 | 65.25 | 62.58 | 2 | 0
2020 | PJM_ROR_2_MISO_MI | PJM_ROR | MISO_MI | Internal | Shoulder | B15 | 1203 | 1305 | 0 | 61.04 | 59.04 | 2 | 0
2020 | PJM_ROR_2_MISO_MI | PJM_ROR | MISO_MI | Internal | Summer | B1 | 10 | 1305 | 0 | 106.82 | 104.82 | 2 | 0
2020 | PJM_ROR_2_MISO_MI | PJM_ROR | MISO_MI | Internal | Summer | B2 | 25 | 1305 | 0 | 102.48 | 100.48 | 2 | 0
2020 | PJM_ROR_2_MISO_MI | PJM_ROR | MISO_MI | Internal | Summer | B3 | 75 | 1305 | 0 | 101.15 | 99.16 | 2 | 0
2020 | PJM_ROR_2_MISO_MI | PJM_ROR | MISO_MI | Internal | Summer | B4 | 100 | 1305 | 0 | 95.28 | 84.93 | 2 | 0
2020 | PJM_ROR_2_MISO_MI | PJM_ROR | MISO_MI | Internal | Summer | B5 | 200 | 1305 | 0 | 90.37 | 78.84 | 2 | 0
2020 | PJM_ROR_2_MISO_MI | PJM_ROR | MISO_MI | Internal | Summer | B6 | 300 | 1305 | 0 | 76.36 | 70.27 | 2 | 0
2020 | PJM_ROR_2_MISO_MI | PJM_ROR | MISO_MI | Internal | Summer | B7 | 400 | 1305 | 0 | 66.86 | 64.86 | 2 | 0
2020 | PJM_ROR_2_MISO_MI | PJM_ROR | MISO_MI | Internal | Summer | B8 | 500 | 1305 | 0 | 63.2 | 61.2 | 2 | 0
2020 | PJM_ROR_2_MISO_MI | PJM_ROR | MISO_MI | Internal | Summer | B9 | 800 | 1305 | 0 | 61.01 | 59.01 | 2 | 0
2020 | PJM_ROR_2_MISO_MI | PJM_ROR | MISO_MI | Internal | Summer | B10 | 1262 | 1305 | 0 | 60.61 | 58.13 | 2 | 0
2020 | PJM_ROR_2_MISO_MI | PJM_ROR | MISO_MI | Internal | Winter | B16 | 25 | 1305 | 0 | 85.97 | 82.97 | 2 | 0
2020 | PJM_ROR_2_MISO_MI | PJM_ROR | MISO_MI | Internal | Winter | B17 | 100 | 1305 | 0 | 78.9 | 70.65 | 2 | 0
2020 | PJM_ROR_2_MISO_MI | PJM_ROR | MISO_MI | Internal | Winter | B18 | 400 | 1305 | 0 | 71.14 | 69.14 | 2 | 0
2020 | PJM_ROR_2_MISO_MI | PJM_ROR | MISO_MI | Internal | Winter | B19 | 700 | 1305 | 0 | 68.75 | 65.83 | 2 | 0
2020 | PJM_ROR_2_MISO_MI | PJM_ROR | MISO_MI | Internal | Winter | B20 | 935 | 1305 | 0 | 62.69 | 60.69 | 2 | 0
2020 | PJM_ROR_2_MISO_MO-IL | PJM_ROR | MISO_MO-IL | Internal | Shoulder | B11 | 25 | 1111 | 0 | 78.59 | 76.61 | 2 | 0
2020 | PJM_ROR_2_MISO_MO-IL | PJM_ROR | MISO_MO-IL | Internal | Shoulder | B12 | 200 | 1111 | 0 | 72.34 | 70.34 | 2 | 0
2020 | PJM_ROR_2_MISO_MO-IL | PJM_ROR | MISO_MO-IL | Internal | Shoulder | B13 | 600 | 1111 | 0 | 68.32 | 66.32 | 2 | 0
2020 | PJM_ROR_2_MISO_MO-IL | PJM_ROR | MISO_MO-IL | Internal | Shoulder | B14 | 900 | 1111 | 0 | 65.25 | 63.25 | 2 | 0
2020 | PJM_ROR_2_MISO_MO-IL | PJM_ROR | MISO_MO-IL | Internal | Shoulder | B15 | 1203 | 1111 | 0 | 61.04 | 59.04 | 2 | 0
2020 | PJM_ROR_2_MISO_MO-IL | PJM_ROR | MISO_MO-IL | Internal | Summer | B1 | 10 | 1111 | 0 | 106.82 | 104.82 | 2 | 0
2020 | PJM_ROR_2_MISO_MO-IL | PJM_ROR | MISO_MO-IL | Internal | Summer | B2 | 25 | 1111 | 0 | 102.48 | 103.81 | 2 | 0
2020 | PJM_ROR_2_MISO_MO-IL | PJM_ROR | MISO_MO-IL | Internal | Summer | B3 | 75 | 1111 | 0 | 101.15 | 100.77 | 2 | 0
2020 | PJM_ROR_2_MISO_MO-IL | PJM_ROR | MISO_MO-IL | Internal | Summer | B4 | 100 | 1111 | 1111 | 95.28 | 100.77 | 2 | 3.5
2020 | PJM_ROR_2_MISO_MO-IL | PJM_ROR | MISO_MO-IL | Internal | Summer | B5 | 200 | 1111 | 1111 | 90.37 | 97.63 | 2 | 5.26
2020 | PJM_ROR_2_MISO_MO-IL | PJM_ROR | MISO_MO-IL | Internal | Summer | B6 | 300 | 1111 | 414.13 | 76.36 | 78.36 | 2 | 0
2020 | PJM_ROR_2_MISO_MO-IL | PJM_ROR | MISO_MO-IL | Internal | Summer | B7 | 400 | 1111 | 0 | 66.86 | 68.85 | 2 | 0
2020 | PJM_ROR_2_MISO_MO-IL | PJM_ROR | MISO_MO-IL | Internal | Summer | B8 | 500 | 1111 | 0 | 63.2 | 63.17 | 2 | 0
2020 | PJM_ROR_2_MISO_MO-IL | PJM_ROR | MISO_MO-IL | Internal | Summer | B9 | 800 | 1111 | 0 | 61.01 | 61.52 | 2 | 0
2020 | PJM_ROR_2_MISO_MO-IL | PJM_ROR | MISO_MO-IL | Internal | Summer | B10 | 1262 | 1111 | 0 | 60.61 | 58.61 | 2 | 0
2020 | PJM_ROR_2_MISO_MO-IL | PJM_ROR | MISO_MO-IL | Internal | Winter | B16 | 25 | 1111 | 0 | 85.97 | 82.97 | 2 | 0
2020 | PJM_ROR_2_MISO_MO-IL | PJM_ROR | MISO_MO-IL | Internal | Winter | B17 | 100 | 1111 | 0 | 78.9 | 70.65 | 2 | 0
2020 | PJM_ROR_2_MISO_MO-IL | PJM_ROR | MISO_MO-IL | Internal | Winter | B18 | 400 | 1111 | 0 | 71.14 | 69.14 | 2 | 0
2020 | PJM_ROR_2_MISO_MO-IL | PJM_ROR | MISO_MO-IL | Internal | Winter | B19 | 700 | 1111 | 0 | 68.75 | 66.75 | 2 | 0
2020 | PJM_ROR_2_MISO_MO-IL | PJM_ROR | MISO_MO-IL | Internal | Winter | B20 | 935 | 1111 | 0 | 62.69 | 60.69 | 2 | 0
2020 | PJM_ROR_2_MISO_W | PJM_ROR | MISO_W | Internal | Shoulder | B11 | 25 | 709 | 0 | 78.59 | 76.61 | 2 | 0
2020 | PJM_ROR_2_MISO_W | PJM_ROR | MISO_W | Internal | Shoulder | B12 | 200 | 709 | 0 | 72.34 | 70.34 | 2 | 0
2020 | PJM_ROR_2_MISO_W | PJM_ROR | MISO_W | Internal | Shoulder | B13 | 600 | 709 | 0 | 68.32 | 66.32 | 2 | 0
2020 | PJM_ROR_2_MISO_W | PJM_ROR | MISO_W | Internal | Shoulder | B14 | 900 | 709 | 0 | 65.25 | 64.22 | 2 | 0
2020 | PJM_ROR_2_MISO_W | PJM_ROR | MISO_W | Internal | Shoulder | B15 | 1203 | 709 | 709 | 61.04 | 63.19 | 2 | 0.15
2020 | PJM_ROR_2_MISO_W | PJM_ROR | MISO_W | Internal | Summer | B1 | 10 | 709 | 0 | 106.82 | 105.11 | 2 | 0
2020 | PJM_ROR_2_MISO_W | PJM_ROR | MISO_W | Internal | Summer | B2 | 25 | 709 | 0 | 102.48 | 103.82 | 2 | 0
2020 | PJM_ROR_2_MISO_W | PJM_ROR | MISO_W | Internal | Summer | B3 | 75 | 709 | 709 | 101.15 | 103.82 | 2 | 0.68
2020 | PJM_ROR_2_MISO_W | PJM_ROR | MISO_W | Internal | Summer | B4 | 100 | 709 | 709 | 95.28 | 101.89 | 2 | 4.61
2020 | PJM_ROR_2_MISO_W | PJM_ROR | MISO_W | Internal | Summer | B5 | 200 | 709 | 709 | 90.37 | 97.64 | 2 | 5.27
2020 | PJM_ROR_2_MISO_W | PJM_ROR | MISO_W | Internal | Summer | B6 | 300 | 709 | 709 | 76.36 | 78.37 | 2 | 0.01
2020 | PJM_ROR_2_MISO_W | PJM_ROR | MISO_W | Internal | Summer | B7 | 400 | 709 | 106.78 | 66.86 | 68.86 | 2 | 0
2020 | PJM_ROR_2_MISO_W | PJM_ROR | MISO_W | Internal | Summer | B8 | 500 | 709 | 0 | 63.2 | 63.19 | 2 | 0
2020 | PJM_ROR_2_MISO_W | PJM_ROR | MISO_W | Internal | Summer | B9 | 800 | 709 | 0 | 61.01 | 62.7 | 2 | 0
2020 | PJM_ROR_2_MISO_W | PJM_ROR | MISO_W | Internal | Summer | B10 | 1262 | 709 | 709 | 60.61 | 62.67 | 2 | 0.06
2020 | PJM_ROR_2_MISO_W | PJM_ROR | MISO_W | Internal | Winter | B16 | 25 | 709 | 0 | 85.97 | 82.96 | 2 | 0
2020 | PJM_ROR_2_MISO_W | PJM_ROR | MISO_W | Internal | Winter | B17 | 100 | 709 | 0 | 78.9 | 70.64 | 2 | 0
2020 | PJM_ROR_2_MISO_W | PJM_ROR | MISO_W | Internal | Winter | B18 | 400 | 709 | 0 | 71.14 | 69.14 | 2 | 0
2020 | PJM_ROR_2_MISO_W | PJM_ROR | MISO_W | Internal | Winter | B19 | 700 | 709 | 0 | 68.75 | 67.46 | 2 | 0
2020 | PJM_ROR_2_MISO_W | PJM_ROR | MISO_W | Internal | Winter | B20 | 935 | 709 | 0.01 | 62.69 | 64.69 | 2 | 0
2020 | PJM_ROR_2_MISO_WUMS | PJM_ROR | MISO_WUMS | Internal | Shoulder | B11 | 25 | 1467 | 0 | 78.59 | 76.57 | 2 | 0
2020 | PJM_ROR_2_MISO_WUMS | PJM_ROR | MISO_WUMS | Internal | Shoulder | B12 | 200 | 1467 | 0 | 72.34 | 70.32 | 2 | 0
2020 | PJM_ROR_2_MISO_WUMS | PJM_ROR | MISO_WUMS | Internal | Shoulder | B13 | 600 | 1467 | 0 | 68.32 | 66.31 | 2 | 0
2020 | PJM_ROR_2_MISO_WUMS | PJM_ROR | MISO_WUMS | Internal | Shoulder | B14 | 900 | 1467 | 0 | 65.25 | 62.56 | 2 | 0
2020 | PJM_ROR_2_MISO_WUMS | PJM_ROR | MISO_WUMS | Internal | Shoulder | B15 | 1203 | 1467 | 0 | 61.04 | 59.04 | 2 | 0
2020 | PJM_ROR_2_MISO_WUMS | PJM_ROR | MISO_WUMS | Internal | Summer | B1 | 10 | 1467 | 0 | 106.82 | 104.82 | 2 | 0
2020 | PJM_ROR_2_MISO_WUMS | PJM_ROR | MISO_WUMS | Internal | Summer | B2 | 25 | 1467 | 0 | 102.48 | 100.48 | 2 | 0
2020 | PJM_ROR_2_MISO_WUMS | PJM_ROR | MISO_WUMS | Internal | Summer | B3 | 75 | 1467 | 0 | 101.15 | 99.15 | 2 | 0
2020 | PJM_ROR_2_MISO_WUMS | PJM_ROR | MISO_WUMS | Internal | Summer | B4 | 100 | 1467 | 0 | 95.28 | 84.92 | 2 | 0
2020 | PJM_ROR_2_MISO_WUMS | PJM_ROR | MISO_WUMS | Internal | Summer | B5 | 200 | 1467 | 0 | 90.37 | 70.63 | 2 | 0
2020 | PJM_ROR_2_MISO_WUMS | PJM_ROR | MISO_WUMS | Internal | Summer | B6 | 300 | 1467 | 0 | 76.36 | 70.26 | 2 | 0
2020 | PJM_ROR_2_MISO_WUMS | PJM_ROR | MISO_WUMS | Internal | Summer | B7 | 400 | 1467 | 0 | 66.86 | 64.85 | 2 | 0
2020 | PJM_ROR_2_MISO_WUMS | PJM_ROR | MISO_WUMS | Internal | Summer | B8 | 500 | 1467 | 0 | 63.2 | 61.19 | 2 | 0
2020 | PJM_ROR_2_MISO_WUMS | PJM_ROR | MISO_WUMS | Internal | Summer | B9 | 800 | 1467 | 0 | 61.01 | 59.01 | 2 | 0
2020 | PJM_ROR_2_MISO_WUMS | PJM_ROR | MISO_WUMS | Internal | Summer | B10 | 1262 | 1467 | 0 | 60.61 | 58.12 | 2 | 0
2020 | PJM_ROR_2_MISO_WUMS | PJM_ROR | MISO_WUMS | Internal | Winter | B16 | 25 | 1467 | 0 | 85.97 | 82.95 | 2 | 0
2020 | PJM_ROR_2_MISO_WUMS | PJM_ROR | MISO_WUMS | Internal | Winter | B17 | 100 | 1467 | 0 | 78.9 | 70.63 | 2 | 0
2020 | PJM_ROR_2_MISO_WUMS | PJM_ROR | MISO_WUMS | Internal | Winter | B18 | 400 | 1467 | 0 | 71.14 | 69.12 | 2 | 0
2020 | PJM_ROR_2_MISO_WUMS | PJM_ROR | MISO_WUMS | Internal | Winter | B19 | 700 | 1467 | 0 | 68.75 | 65.82 | 2 | 0
2020 | PJM_ROR_2_MISO_WUMS | PJM_ROR | MISO_WUMS | Internal | Winter | B20 | 935 | 1467 | 0 | 62.69 | 60.69 | 2 | 0
2020 | PJM_ROR_2_PJM_ROM | PJM_ROR | PJM_ROM | Internal | Shoulder | B11 | 25 | 8000 | 1300.06 | 78.59 | 78.6 | 0.01 | 0
2020 | PJM_ROR_2_PJM_ROM | PJM_ROR | PJM_ROM | Internal | Shoulder | B12 | 200 | 8000 | 4005.05 | 72.34 | 72.35 | 0.01 | 0
2020 | PJM_ROR_2_PJM_ROM | PJM_ROR | PJM_ROM | Internal | Shoulder | B13 | 600 | 8000 | 5500.75 | 68.32 | 68.33 | 0.01 | 0
2020 | PJM_ROR_2_PJM_ROM | PJM_ROR | PJM_ROM | Internal | Shoulder | B14 | 900 | 8000 | 4922.5 | 65.25 | 65.26 | 0.01 | 0
2020 | PJM_ROR_2_PJM_ROM | PJM_ROR | PJM_ROM | Internal | Shoulder | B15 | 1203 | 8000 | 6686.07 | 61.04 | 61.05 | 0.01 | 0
2020 | PJM_ROR_2_PJM_ROM | PJM_ROR | PJM_ROM | Internal | Summer | B1 | 10 | 8000 | 5514.64 | 106.82 | 106.83 | 0.01 | 0
2020 | PJM_ROR_2_PJM_ROM | PJM_ROR | PJM_ROM | Internal | Summer | B2 | 25 | 8000 | 5314.34 | 102.48 | 102.49 | 0.01 | 0
2020 | PJM_ROR_2_PJM_ROM | PJM_ROR | PJM_ROM | Internal | Summer | B3 | 75 | 8000 | 0 | 101.15 | 101.14 | 0.01 | 0
2020 | PJM_ROR_2_PJM_ROM | PJM_ROR | PJM_ROM | Internal | Summer | B4 | 100 | 8000 | 0 | 95.28 | 95.27 | 0.01 | 0
2020 | PJM_ROR_2_PJM_ROM | PJM_ROR | PJM_ROM | Internal | Summer | B5 | 200 | 8000 | 1946.5 | 90.37 | 90.38 | 0.01 | 0
2020 | PJM_ROR_2_PJM_ROM | PJM_ROR | PJM_ROM | Internal | Summer | B6 | 300 | 8000 | 4286.63 | 76.36 | 76.37 | 0.01 | 0
2020 | PJM_ROR_2_PJM_ROM | PJM_ROR | PJM_ROM | Internal | Summer | B7 | 400 | 8000 | 5324.29 | 66.86 | 66.88 | 0.01 | 0
2020 | PJM_ROR_2_PJM_ROM | PJM_ROR | PJM_ROM | Internal | Summer | B8 | 500 | 8000 | 6687.86 | 63.2 | 63.22 | 0.01 | 0
2020 | PJM_ROR_2_PJM_ROM | PJM_ROR | PJM_ROM | Internal | Summer | B9 | 800 | 8000 | 8000 | 61.01 | 61.9 | 0.01 | 0.88
2020 | PJM_ROR_2_PJM_ROM | PJM_ROR | PJM_ROM | Internal | Summer | B10 | 1262 | 8000 | 5965.74 | 60.61 | 60.62 | 0.01 | 0
2020 | PJM_ROR_2_PJM_ROM | PJM_ROR | PJM_ROM | Internal | Winter | B16 | 25 | 8000 | 3324.62 | 85.97 | 85.98 | 0.01 | 0
2020 | PJM_ROR_2_PJM_ROM | PJM_ROR | PJM_ROM | Internal | Winter | B17 | 100 | 8000 | 5112.26 | 78.9 | 78.91 | 0.01 | 0
2020 | PJM_ROR_2_PJM_ROM | PJM_ROR | PJM_ROM | Internal | Winter | B18 | 400 | 8000 | 8000 | 71.14 | 71.36 | 0.01 | 0.21
2020 | PJM_ROR_2_PJM_ROM | PJM_ROR | PJM_ROM | Internal | Winter | B19 | 700 | 8000 | 8000 | 68.75 | 69.56 | 0.01 | 0.8
2020 | PJM_ROR_2_PJM_ROM | PJM_ROR | PJM_ROM | Internal | Winter | B20 | 935 | 8000 | 7364.86 | 62.69 | 62.71 | 0.01 | 0
2020 | PJM_ROR_2_TVA_Transmission | PJM_ROR | TVA_Transmission | Internal | Shoulder | B11 | 25 | 2500 | 0 | 78.59 | 83.78 | 6 | 0
2020 | PJM_ROR_2_TVA_Transmission | PJM_ROR | TVA_Transmission | Internal | Shoulder | B12 | 200 | 2500 | 0 | 72.34 | 72.68 | 6 | 0
2020 | PJM_ROR_2_TVA_Transmission | PJM_ROR | TVA_Transmission | Internal | Shoulder | B13 | 600 | 2500 | 0 | 68.32 | 69.63 | 6 | 0
2020 | PJM_ROR_2_TVA_Transmission | PJM_ROR | TVA_Transmission | Internal | Shoulder | B14 | 900 | 2500 | 0 | 65.25 | 68.4 | 6 | 0
2020 | PJM_ROR_2_TVA_Transmission | PJM_ROR | TVA_Transmission | Internal | Shoulder | B15 | 1203 | 2500 | 0 | 61.04 | 67.02 | 6 | 0
2020 | PJM_ROR_2_TVA_Transmission | PJM_ROR | TVA_Transmission | Internal | Summer | B1 | 10 | 2500 | 2104.96 | 106.82 | 112.82 | 6 | 0
2020 | PJM_ROR_2_TVA_Transmission | PJM_ROR | TVA_Transmission | Internal | Summer | B2 | 25 | 2500 | 2370.06 | 102.48 | 108.48 | 6 | 0
2020 | PJM_ROR_2_TVA_Transmission | PJM_ROR | TVA_Transmission | Internal | Summer | B3 | 75 | 2500 | 846.3 | 101.15 | 107.15 | 6 | 0
2020 | PJM_ROR_2_TVA_Transmission | PJM_ROR | TVA_Transmission | Internal | Summer | B4 | 100 | 2500 | 0 | 95.28 | 100.92 | 6 | 0
2020 | PJM_ROR_2_TVA_Transmission | PJM_ROR | TVA_Transmission | Internal | Summer | B5 | 200 | 2500 | 0 | 90.37 | 94.83 | 6 | 0
2020 | PJM_ROR_2_TVA_Transmission | PJM_ROR | TVA_Transmission | Internal | Summer | B6 | 300 | 2500 | 0 | 76.36 | 80.34 | 6 | 0
2020 | PJM_ROR_2_TVA_Transmission | PJM_ROR | TVA_Transmission | Internal | Summer | B7 | 400 | 2500 | 0 | 66.86 | 71.63 | 6 | 0
2020 | PJM_ROR_2_TVA_Transmission | PJM_ROR | TVA_Transmission | Internal | Summer | B8 | 500 | 2500 | 0 | 63.2 | 67.74 | 6 | 0
2020 | PJM_ROR_2_TVA_Transmission | PJM_ROR | TVA_Transmission | Internal | Summer | B9 | 800 | 2500 | 0 | 61.01 | 66.1 | 6 | 0
2020 | PJM_ROR_2_TVA_Transmission | PJM_ROR | TVA_Transmission | Internal | Summer | B10 | 1262 | 2500 | 0 | 60.61 | 64.24 | 6 | 0
2020 | PJM_ROR_2_TVA_Transmission | PJM_ROR | TVA_Transmission | Internal | Winter | B16 | 25 | 2500 | 0 | 85.97 | 82.97 | 6 | 0
2020 | PJM_ROR_2_TVA_Transmission | PJM_ROR | TVA_Transmission | Internal | Winter | B17 | 100 | 2500 | 0 | 78.9 | 75.8 | 6 | 0
2020 | PJM_ROR_2_TVA_Transmission | PJM_ROR | TVA_Transmission | Internal | Winter | B18 | 400 | 2500 | 0 | 71.14 | 72.73 | 6 | 0
2020 | PJM_ROR_2_TVA_Transmission | PJM_ROR | TVA_Transmission | Internal | Winter | B19 | 700 | 2500 | 0 | 68.75 | 70.93 | 6 | 0
2020 | PJM_ROR_2_TVA_Transmission | PJM_ROR | TVA_Transmission | Internal | Winter | B20 | 935 | 2500 | 453.73 | 62.69 | 68.69 | 6 | 0
2020 | PJM_ROR_2_VACAR | PJM_ROR | VACAR | Internal | Shoulder | B11 | 25 | 3000 | 1110.69 | 78.59 | 84.59 | 6 | 0
2020 | PJM_ROR_2_VACAR | PJM_ROR | VACAR | Internal | Shoulder | B12 | 200 | 3000 | 0 | 72.34 | 75.37 | 6 | 0
2020 | PJM_ROR_2_VACAR | PJM_ROR | VACAR | Internal | Shoulder | B13 | 600 | 3000 | 0 | 68.32 | 70.79 | 6 | 0
2020 | PJM_ROR_2_VACAR | PJM_ROR | VACAR | Internal | Shoulder | B14 | 900 | 3000 | 0 | 65.25 | 70.79 | 6 | 0
2020 | PJM_ROR_2_VACAR | PJM_ROR | VACAR | Internal | Shoulder | B15 | 1203 | 3000 | 0 | 61.04 | 61.62 | 6 | 0
2020 | PJM_ROR_2_VACAR | PJM_ROR | VACAR | Internal | Summer | B1 | 10 | 3000 | 288.17 | 106.82 | 112.82 | 6 | 0
2020 | PJM_ROR_2_VACAR | PJM_ROR | VACAR | Internal | Summer | B2 | 25 | 3000 | 3000 | 102.48 | 112.79 | 6 | 4.32
2020 | PJM_ROR_2_VACAR | PJM_ROR | VACAR | Internal | Summer | B3 | 75 | 3000 | 3000 | 101.15 | 112.79 | 6 | 5.65
2020 | PJM_ROR_2_VACAR | PJM_ROR | VACAR | Internal | Summer | B4 | 100 | 3000 | 3000 | 95.28 | 102.92 | 6 | 1.64
2020 | PJM_ROR_2_VACAR | PJM_ROR | VACAR | Internal | Summer | B5 | 200 | 3000 | 3000 | 90.37 | 96.83 | 6 | 0.46
2020 | PJM_ROR_2_VACAR | PJM_ROR | VACAR | Internal | Summer | B6 | 300 | 3000 | 0.01 | 76.36 | 82.34 | 6 | 0
2020 | PJM_ROR_2_VACAR | PJM_ROR | VACAR | Internal | Summer | B7 | 400 | 3000 | 2284.79 | 66.86 | 72.86 | 6 | 0
2020 | PJM_ROR_2_VACAR | PJM_ROR | VACAR | Internal | Summer | B8 | 500 | 3000 | 347.38 | 63.2 | 69.2 | 6 | 0
2020 | PJM_ROR_2_VACAR | PJM_ROR | VACAR | Internal | Summer | B9 | 800 | 3000 | 0 | 61.01 | 59.98 | 6 | 0
2020 | PJM_ROR_2_VACAR | PJM_ROR | VACAR | Internal | Summer | B10 | 1262 | 3000 | 0 | 60.61 | 59.98 | 6 | 0
2020 | PJM_ROR_2_VACAR | PJM_ROR | VACAR | Internal | Winter | B16 | 25 | 3000 | 2141.03 | 85.97 | 91.97 | 6 | 0
2020 | PJM_ROR_2_VACAR | PJM_ROR | VACAR | Internal | Winter | B17 | 100 | 3000 | 0 | 78.9 | 82.53 | 6 | 0
2020 | PJM_ROR_2_VACAR | PJM_ROR | VACAR | Internal | Winter | B18 | 400 | 3000 | 0 | 71.14 | 75.13 | 6 | 0
2020 | PJM_ROR_2_VACAR | PJM_ROR | VACAR | Internal | Winter | B19 | 700 | 3000 | 0 | 68.75 | 74.29 | 6 | 0
2020 | PJM_ROR_2_VACAR | PJM_ROR | VACAR | Internal | Winter | B20 | 935 | 3000 | 0 | 62.69 | 65.31 | 6 | 0
2020 | PJM_ROM_2_NYISO_A-F | PJM_ROM | NYISO_A-F | Internal | Shoulder | B11 | 25 | 2000 | 0 | 78.6 | 70.33 | 6 | 0
2020 | PJM_ROM_2_NYISO_A-F | PJM_ROM | NYISO_A-F | Internal | Shoulder | B12 | 200 | 2000 | 0 | 72.35 | 64.49 | 6 | 0
2020 | PJM_ROM_2_NYISO_A-F | PJM_ROM | NYISO_A-F | Internal | Shoulder | B13 | 600 | 2000 | 0 | 68.33 | 64.03 | 6 | 0
2020 | PJM_ROM_2_NYISO_A-F | PJM_ROM | NYISO_A-F | Internal | Shoulder | B14 | 900 | 2000 | 0 | 65.26 | 62.62 | 6 | 0
2020 | PJM_ROM_2_NYISO_A-F | PJM_ROM | NYISO_A-F | Internal | Shoulder | B15 | 1203 | 2000 | 0 | 61.05 | 62.62 | 6 | 0
2020 | PJM_ROM_2_NYISO_A-F | PJM_ROM | NYISO_A-F | Internal | Summer | B1 | 10 | 2000 | 0 | 106.83 | 96.87 | 6 | 0
2020 | PJM_ROM_2_NYISO_A-F | PJM_ROM | NYISO_A-F | Internal | Summer | B2 | 25 | 2000 | 0 | 102.49 | 92.34 | 6 | 0
2020 | PJM_ROM_2_NYISO_A-F | PJM_ROM | NYISO_A-F | Internal | Summer | B3 | 75 | 2000 | 0 | 101.14 | 84.52 | 6 | 0
2020 | PJM_ROM_2_NYISO_A-F | PJM_ROM | NYISO_A-F | Internal | Summer | B4 | 100 | 2000 | 0 | 95.27 | 83.53 | 6 | 0
2020 | PJM_ROM_2_NYISO_A-F | PJM_ROM | NYISO_A-F | Internal | Summer | B5 | 200 | 2000 | 0 | 90.38 | 74.79 | 6 | 0
2020 | PJM_ROM_2_NYISO_A-F | PJM_ROM | NYISO_A-F | Internal | Summer | B6 | 300 | 2000 | 0 | 76.37 | 68.35 | 6 | 0
2020 | PJM_ROM_2_NYISO_A-F | PJM_ROM | NYISO_A-F | Internal | Summer | B7 | 400 | 2000 | 0 | 66.88 | 62.49 | 6 | 0
2020 | PJM_ROM_2_NYISO_A-F | PJM_ROM | NYISO_A-F | Internal | Summer | B8 | 500 | 2000 | 0 | 63.22 | 61.62 | 6 | 0
2020 | PJM_ROM_2_NYISO_A-F | PJM_ROM | NYISO_A-F | Internal | Summer | B9 | 800 | 2000 | 0 | 61.9 | 61.61 | 6 | 0
2020 | PJM_ROM_2_NYISO_A-F | PJM_ROM | NYISO_A-F | Internal | Summer | B10 | 1262 | 2000 | 0 | 60.62 | 61.61 | 6 | 0
2020 | PJM_ROM_2_NYISO_A-F | PJM_ROM | NYISO_A-F | Internal | Winter | B16 | 25 | 2000 | 0 | 85.98 | 72.97 | 6 | 0
2020 | PJM_ROM_2_NYISO_A-F | PJM_ROM | NYISO_A-F | Internal | Winter | B17 | 100 | 2000 | 0 | 78.91 | 70.91 | 6 | 0
2020 | PJM_ROM_2_NYISO_A-F | PJM_ROM | NYISO_A-F | Internal | Winter | B18 | 400 | 2000 | 0 | 71.36 | 66.42 | 6 | 0
2020 | PJM_ROM_2_NYISO_A-F | PJM_ROM | NYISO_A-F | Internal | Winter | B19 | 700 | 2000 | 0 | 69.56 | 66.42 | 6 | 0
2020 | PJM_ROM_2_NYISO_A-F | PJM_ROM | NYISO_A-F | Internal | Winter | B20 | 935 | 2000 | 0 | 62.71 | 66.42 | 6 | 0
2020 | PJM_ROM_2_PJM_E | PJM_ROM | PJM_E | Internal | Shoulder | B11 | 25 | 8000 | 0 | 78.6 | 78.59 | 0.01 | 0
2020 | PJM_ROM_2_PJM_E | PJM_ROM | PJM_E | Internal | Shoulder | B12 | 200 | 8000 | 0 | 72.35 | 72.34 | 0.01 | 0
2020 | PJM_ROM_2_PJM_E | PJM_ROM | PJM_E | Internal | Shoulder | B13 | 600 | 8000 | 0 | 68.33 | 68.32 | 0.01 | 0
2020 | PJM_ROM_2_PJM_E | PJM_ROM | PJM_E | Internal | Shoulder | B14 | 900 | 8000 | 0 | 65.26 | 65.25 | 0.01 | 0
2020 | PJM_ROM_2_PJM_E | PJM_ROM | PJM_E | Internal | Shoulder | B15 | 1203 | 8000 | 0 | 61.05 | 61.04 | 0.01 | 0
2020 | PJM_ROM_2_PJM_E | PJM_ROM | PJM_E | Internal | Summer | B1 | 10 | 8000 | 851.54 | 106.83 | 106.84 | 0.01 | 0
2020 | PJM_ROM_2_PJM_E | PJM_ROM | PJM_E | Internal | Summer | B2 | 25 | 8000 | 0 | 102.49 | 102.48 | 0.01 | 0
2020 | PJM_ROM_2_PJM_E | PJM_ROM | PJM_E | Internal | Summer | B3 | 75 | 8000 | 0 | 101.14 | 101.12 | 0.01 | 0
2020 | PJM_ROM_2_PJM_E | PJM_ROM | PJM_E | Internal | Summer | B4 | 100 | 8000 | 0 | 95.27 | 95.25 | 0.01 | 0
2020 | PJM_ROM_2_PJM_E | PJM_ROM | PJM_E | Internal | Summer | B5 | 200 | 8000 | 0 | 90.38 | 90.37 | 0.01 | 0
2020 | PJM_ROM_2_PJM_E | PJM_ROM | PJM_E | Internal | Summer | B6 | 300 | 8000 | 0 | 76.37 | 76.36 | 0.01 | 0
2020 | PJM_ROM_2_PJM_E | PJM_ROM | PJM_E | Internal | Summer | B7 | 400 | 8000 | 0 | 66.88 | 66.86 | 0.01 | 0
2020 | PJM_ROM_2_PJM_E | PJM_ROM | PJM_E | Internal | Summer | B8 | 500 | 8000 | 0 | 63.22 | 63.2 | 0.01 | 0
2020 | PJM_ROM_2_PJM_E | PJM_ROM | PJM_E | Internal | Summer | B9 | 800 | 8000 | 0 | 61.9 | 61.88 | 0.01 | 0
2020 | PJM_ROM_2_PJM_E | PJM_ROM | PJM_E | Internal | Summer | B10 | 1262 | 8000 | 0 | 60.62 | 60.61 | 0.01 | 0
2020 | PJM_ROM_2_PJM_E | PJM_ROM | PJM_E | Internal | Winter | B16 | 25 | 8000 | 0 | 85.98 | 85.97 | 0.01 | 0
2020 | PJM_ROM_2_PJM_E | PJM_ROM | PJM_E | Internal | Winter | B17 | 100 | 8000 | 0 | 78.91 | 78.9 | 0.01 | 0
2020 | PJM_ROM_2_PJM_E | PJM_ROM | PJM_E | Internal | Winter | B18 | 400 | 8000 | 465.87 | 71.36 | 71.37 | 0.01 | 0
2020 | PJM_ROM_2_PJM_E | PJM_ROM | PJM_E | Internal | Winter | B19 | 700 | 8000 | 1006.6 | 69.56 | 69.57 | 0.01 | 0
2020 | PJM_ROM_2_PJM_E | PJM_ROM | PJM_E | Internal | Winter | B20 | 935 | 8000 | 0 | 62.71 | 62.69 | 0.01 | 0
2020 | PJM_ROM_2_PJM_ROR | PJM_ROM | PJM_ROR | Internal | Shoulder | B11 | 25 | 8000 | 0 | 78.6 | 78.59 | 0.01 | 0
2020 | PJM_ROM_2_PJM_ROR | PJM_ROM | PJM_ROR | Internal | Shoulder | B12 | 200 | 8000 | 0 | 72.35 | 72.34 | 0.01 | 0
2020 | PJM_ROM_2_PJM_ROR | PJM_ROM | PJM_ROR | Internal | Shoulder | B13 | 600 | 8000 | 0 | 68.33 | 68.32 | 0.01 | 0
2020 | PJM_ROM_2_PJM_ROR | PJM_ROM | PJM_ROR | Internal | Shoulder | B14 | 900 | 8000 | 0 | 65.26 | 65.25 | 0.01 | 0
2020 | PJM_ROM_2_PJM_ROR | PJM_ROM | PJM_ROR | Internal | Shoulder | B15 | 1203 | 8000 | 0 | 61.05 | 61.04 | 0.01 | 0
2020 | PJM_ROM_2_PJM_ROR | PJM_ROM | PJM_ROR | Internal | Summer | B1 | 10 | 8000 | 0.01 | 106.83 | 106.82 | 0.01 | 0
2020 | PJM_ROM_2_PJM_ROR | PJM_ROM | PJM_ROR | Internal | Summer | B2 | 25 | 8000 | 0 | 102.49 | 102.48 | 0.01 | 0
2020 | PJM_ROM_2_PJM_ROR | PJM_ROM | PJM_ROR | Internal | Summer | B3 | 75 | 8000 | 745.32 | 101.14 | 101.15 | 0.01 | 0
2020 | PJM_ROM_2_PJM_ROR | PJM_ROM | PJM_ROR | Internal | Summer | B4 | 100 | 8000 | 956.41 | 95.27 | 95.28 | 0.01 | 0
2020 | PJM_ROM_2_PJM_ROR | PJM_ROM | PJM_ROR | Internal | Summer | B5 | 200 | 8000 | 0 | 90.38 | 90.37 | 0.01 | 0
2020 | PJM_ROM_2_PJM_ROR | PJM_ROM | PJM_ROR | Internal | Summer | B6 | 300 | 8000 | 0 | 76.37 | 76.36 | 0.01 | 0
2020 | PJM_ROM_2_PJM_ROR | PJM_ROM | PJM_ROR | Internal | Summer | B7 | 400 | 8000 | 0 | 66.88 | 66.86 | 0.01 | 0
2020 | PJM_ROM_2_PJM_ROR | PJM_ROM | PJM_ROR | Internal | Summer | B8 | 500 | 8000 | 0 | 63.22 | 63.2 | 0.01 | 0
2020 | PJM_ROM_2_PJM_ROR | PJM_ROM | PJM_ROR | Internal | Summer | B9 | 800 | 8000 | 0 | 61.9 | 61.01 | 0.01 | 0
2020 | PJM_ROM_2_PJM_ROR | PJM_ROM | PJM_ROR | Internal | Summer | B10 | 1262 | 8000 | 0 | 60.62 | 60.61 | 0.01 | 0
2020 | PJM_ROM_2_PJM_ROR | PJM_ROM | PJM_ROR | Internal | Winter | B16 | 25 | 8000 | 0 | 85.98 | 85.97 | 0.01 | 0
2020 | PJM_ROM_2_PJM_ROR | PJM_ROM | PJM_ROR | Internal | Winter | B17 | 100 | 8000 | 0 | 78.91 | 78.9 | 0.01 | 0
2020 | PJM_ROM_2_PJM_ROR | PJM_ROM | PJM_ROR | Internal | Winter | B18 | 400 | 8000 | 0 | 71.36 | 71.14 | 0.01 | 0
2020 | PJM_ROM_2_PJM_ROR | PJM_ROM | PJM_ROR | Internal | Winter | B19 | 700 | 8000 | 0 | 69.56 | 68.75 | 0.01 | 0
2020 | PJM_ROM_2_PJM_ROR | PJM_ROM | PJM_ROR | Internal | Winter | B20 | 935 | 8000 | 0 | 62.71 | 62.69 | 0.01 | 0
2020 | SOCO_2_ENT | SOCO | ENT | Internal | Shoulder | B11 | 25 | 2400 | 0 | 92.21 | 76.61 | 10 | 0
2020 | SOCO_2_ENT | SOCO | ENT | Internal | Shoulder | B12 | 200 | 2400 | 0 | 69.72 | 68.27 | 10 | 0
2020 | SOCO_2_ENT | SOCO | ENT | Internal | Shoulder | B13 | 600 | 2400 | 0 | 67.38 | 67.77 | 10 | 0
2020 | SOCO_2_ENT | SOCO | ENT | Internal | Shoulder | B14 | 900 | 2400 | 0 | 67.38 | 65.51 | 10 | 0
2020 | SOCO_2_ENT | SOCO | ENT | Internal | Shoulder | B15 | 1203 | 2400 | 0 | 67.38 | 65.51 | 10 | 0
2020 | SOCO_2_ENT | SOCO | ENT | Internal | Summer | B1 | 10 | 2400 | 0 | 112.12 | 104.82 | 10 | 0
2020 | SOCO_2_ENT | SOCO | ENT | Internal | Summer | B2 | 25 | 2400 | 0 | 109.92 | 101.92 | 10 | 0
2020 | SOCO_2_ENT | SOCO | ENT | Internal | Summer | B3 | 75 | 2400 | 0 | 109.92 | 101.92 | 10 | 0
2020 | SOCO_2_ENT | SOCO | ENT | Internal | Summer | B4 | 100 | 2400 | 0 | 109.92 | 101.89 | 10 | 0
2020 | SOCO_2_ENT | SOCO | ENT | Internal | Summer | B5 | 200 | 2400 | 0 | 103.83 | 95.58 | 10 | 0
2020 | SOCO_2_ENT | SOCO | ENT | Internal | Summer | B6 | 300 | 2400 | 0 | 89.34 | 78.36 | 10 | 0
2020 | SOCO_2_ENT | SOCO | ENT | Internal | Summer | B7 | 400 | 2400 | 0 | 79.86 | 66.9 | 10 | 0
2020 | SOCO_2_ENT | SOCO | ENT | Internal | Summer | B8 | 500 | 2400 | 0 | 74.69 | 66.9 | 10 | 0
2020 | SOCO_2_ENT | SOCO | ENT | Internal | Summer | B9 | 800 | 2400 | 0 | 66.11 | 66.41 | 10 | 0
2020 | SOCO_2_ENT | SOCO | ENT | Internal | Summer | B10 | 1262 | 2400 | 0 | 66.11 | 64.19 | 10 | 0
2020 | SOCO_2_ENT | SOCO | ENT | Internal | Winter | B16 | 25 | 2400 | 0 | 91.97 | 74.97 | 10 | 0
2020 | SOCO_2_ENT | SOCO | ENT | Internal | Winter | B17 | 100 | 2400 | 0 | 72.53 | 70.47 | 10 | 0
2020 | SOCO_2_ENT | SOCO | ENT | Internal | Winter | B18 | 400 | 2400 | 0 | 69.99 | 69.14 | 10 | 0
2020 | SOCO_2_ENT | SOCO | ENT | Internal | Winter | B19 | 700 | 2400 | 0 | 69.99 | 68.12 | 10 | 0
2020 | SOCO_2_ENT | SOCO | ENT | Internal | Winter | B20 | 935 | 2400 | 0 | 69.99 | 68.12 | 10 | 0
2020 | SOCO_2_FRCC | SOCO | FRCC | Internal | Shoulder | B11 | 25 | 3700 | 2432.59 | 92.21 | 102.21 | 10 | 0
2020 | SOCO_2_FRCC | SOCO | FRCC | Internal | Shoulder | B12 | 200 | 3700 | 0 | 69.72 | 75.45 | 10 | 0
2020 | SOCO_2_FRCC | SOCO | FRCC | Internal | Shoulder | B13 | 600 | 3700 | 0 | 67.38 | 73.58 | 10 | 0
2020 | SOCO_2_FRCC | SOCO | FRCC | Internal | Shoulder | B14 | 900 | 3700 | 0 | 67.38 | 72.31 | 10 | 0
2020 | SOCO_2_FRCC | SOCO | FRCC | Internal | Shoulder | B15 | 1203 | 3700 | 0 | 67.38 | 72.31 | 10 | 0
2020 | SOCO_2_FRCC | SOCO | FRCC | Internal | Summer | B1 | 10 | 3700 | 0 | 112.12 | 116.56 | 10 | 0
2020 | SOCO_2_FRCC | SOCO | FRCC | Internal | Summer | B2 | 25 | 3700 | 0 | 109.92 | 116.56 | 10 | 0
2020 | SOCO_2_FRCC | SOCO | FRCC | Internal | Summer | B3 | 75 | 3700 | 0 | 109.92 | 116.56 | 10 | 0
2020 | SOCO_2_FRCC | SOCO | FRCC | Internal | Summer | B4 | 100 | 3700 | 0 | 109.92 | 116.56 | 10 | 0
2020 | SOCO_2_FRCC | SOCO | FRCC | Internal | Summer | B5 | 200 | 3700 | 1524.14 | 103.83 | 113.83 | 10 | 0
2020 | SOCO_2_FRCC | SOCO | FRCC | Internal | Summer | B6 | 300 | 3700 | 0 | 89.34 | 85.21 | 10 | 0
2020 | SOCO_2_FRCC | SOCO | FRCC | Internal | Summer | B7 | 400 | 3700 | 0 | 79.86 | 74.69 | 10 | 0
2020 | SOCO_2_FRCC | SOCO | FRCC | Internal | Summer | B8 | 500 | 3700 | 0 | 74.69 | 74.69 | 10 | 0
2020 | SOCO_2_FRCC | SOCO | FRCC | Internal | Summer | B9 | 800 | 3700 | 0 | 66.11 | 71.58 | 10 | 0
2020 | SOCO_2_FRCC | SOCO | FRCC | Internal | Summer | B10 | 1262 | 3700 | 0 | 66.11 | 71.58 | 10 | 0
2020 | SOCO_2_FRCC | SOCO | FRCC | Internal | Winter | B16 | 25 | 3700 | 0 | 91.97 | 95.94 | 10 | 0
2020 | SOCO_2_FRCC | SOCO | FRCC | Internal | Winter | B17 | 100 | 3700 | 0 | 72.53 | 77.79 | 10 | 0
2020 | SOCO_2_FRCC | SOCO | FRCC | Internal | Winter | B18 | 400 | 3700 | 0 | 69.99 | 74.54 | 10 | 0
2020 | SOCO_2_FRCC | SOCO | FRCC | Internal | Winter | B19 | 700 | 3700 | 0 | 69.99 | 74.54 | 10 | 0
2020 | SOCO_2_FRCC | SOCO | FRCC | Internal | Winter | B20 | 935 | 3700 | 0 | 69.99 | 74.54 | 10 | 0
2020 | SOCO_2_TVA_Transmission | SOCO | TVA_Transmission | Internal | Shoulder | B11 | 25 | 2600 | 0 | 92.21 | 83.78 | 10 | 0
2020 | SOCO_2_TVA_Transmission | SOCO | TVA_Transmission | Internal | Shoulder | B12 | 200 | 2600 | 0 | 69.72 | 72.68 | 10 | 0
2020 | SOCO_2_TVA_Transmission | SOCO | TVA_Transmission | Internal | Shoulder | B13 | 600 | 2600 | 0 | 67.38 | 69.63 | 10 | 0
2020 | SOCO_2_TVA_Transmission | SOCO | TVA_Transmission | Internal | Shoulder | B14 | 900 | 2600 | 0 | 67.38 | 68.4 | 10 | 0
2020 | SOCO_2_TVA_Transmission | SOCO | TVA_Transmission | Internal | Shoulder | B15 | 1203 | 2600 | 0 | 67.38 | 67.02 | 10 | 0
2020 | SOCO_2_TVA_Transmission | SOCO | TVA_Transmission | Internal | Summer | B1 | 10 | 2600 | 0 | 112.12 | 112.82 | 10 | 0
2020 | SOCO_2_TVA_Transmission | SOCO | TVA_Transmission | Internal | Summer | B2 | 25 | 2600 | 0 | 109.92 | 108.48 | 10 | 0
2020 | SOCO_2_TVA_Transmission | SOCO | TVA_Transmission | Internal | Summer | B3 | 75 | 2600 | 0 | 109.92 | 107.15 | 10 | 0
2020 | SOCO_2_TVA_Transmission | SOCO | TVA_Transmission | Internal | Summer | B4 | 100 | 2600 | 0 | 109.92 | 100.92 | 10 | 0
2020 | SOCO_2_TVA_Transmission | SOCO | TVA_Transmission | Internal | Summer | B5 | 200 | 2600 | 0 | 103.83 | 94.83 | 10 | 0
2020 | SOCO_2_TVA_Transmission | SOCO | TVA_Transmission | Internal | Summer | B6 | 300 | 2600 | 0 | 89.34 | 80.34 | 10 | 0
2020 | SOCO_2_TVA_Transmission | SOCO | TVA_Transmission | Internal | Summer | B7 | 400 | 2600 | 0 | 79.86 | 71.63 | 10 | 0
2020 | SOCO_2_TVA_Transmission | SOCO | TVA_Transmission | Internal | Summer | B8 | 500 | 2600 | 0 | 74.69 | 67.74 | 10 | 0
2020 | SOCO_2_TVA_Transmission | SOCO | TVA_Transmission | Internal | Summer | B9 | 800 | 2600 | 0 | 66.11 | 66.1 | 10 | 0
2020 | SOCO_2_TVA_Transmission | SOCO | TVA_Transmission | Internal | Summer | B10 | 1262 | 2600 | 0 | 66.11 | 64.24 | 10 | 0
2020 | SOCO_2_TVA_Transmission | SOCO | TVA_Transmission | Internal | Winter | B16 | 25 | 2600 | 0 | 91.97 | 82.97 | 10 | 0
2020 | SOCO_2_TVA_Transmission | SOCO | TVA_Transmission | Internal | Winter | B17 | 100 | 2600 | 0 | 72.53 | 75.8 | 10 | 0
2020 | SOCO_2_TVA_Transmission | SOCO | TVA_Transmission | Internal | Winter | B18 | 400 | 2600 | 0 | 69.99 | 72.73 | 10 | 0
2020 | SOCO_2_TVA_Transmission | SOCO | TVA_Transmission | Internal | Winter | B19 | 700 | 2600 | 0 | 69.99 | 70.93 | 10 | 0
2020 | SOCO_2_TVA_Transmission | SOCO | TVA_Transmission | Internal | Winter | B20 | 935 | 2600 | 0 | 69.99 | 68.69 | 10 | 0
2020 | SOCO_2_VACAR | SOCO | VACAR | Internal | Shoulder | B11 | 25 | 2000 | 0 | 92.21 | 84.59 | 10 | 0
2020 | SOCO_2_VACAR | SOCO | VACAR | Internal | Shoulder | B12 | 200 | 2000 | 0 | 69.72 | 75.37 | 10 | 0
2020 | SOCO_2_VACAR | SOCO | VACAR | Internal | Shoulder | B13 | 600 | 2000 | 0 | 67.38 | 70.79 | 10 | 0
2020 | SOCO_2_VACAR | SOCO | VACAR | Internal | Shoulder | B14 | 900 | 2000 | 0 | 67.38 | 70.79 | 10 | 0
2020 | SOCO_2_VACAR | SOCO | VACAR | Internal | Shoulder | B15 | 1203 | 2000 | 0 | 67.38 | 61.62 | 10 | 0
2020 | SOCO_2_VACAR | SOCO | VACAR | Internal | Summer | B1 | 10 | 2000 | 0 | 112.12 | 112.82 | 10 | 0
2020 | SOCO_2_VACAR | SOCO | VACAR | Internal | Summer | B2 | 25 | 2000 | 0 | 109.92 | 112.79 | 10 | 0
2020 | SOCO_2_VACAR | SOCO | VACAR | Internal | Summer | B3 | 75 | 2000 | 0 | 109.92 | 112.79 | 10 | 0
2020 | SOCO_2_VACAR | SOCO | VACAR | Internal | Summer | B4 | 100 | 2000 | 0 | 109.92 | 102.92 | 10 | 0
2020 | SOCO_2_VACAR | SOCO | VACAR | Internal | Summer | B5 | 200 | 2000 | 0 | 103.83 | 96.83 | 10 | 0
2020 | SOCO_2_VACAR | SOCO | VACAR | Internal | Summer | B6 | 300 | 2000 | 0 | 89.34 | 82.34 | 10 | 0
2020 | SOCO_2_VACAR | SOCO | VACAR | Internal | Summer | B7 | 400 | 2000 | 0 | 79.86 | 72.86 | 10 | 0
2020 | SOCO_2_VACAR | SOCO | VACAR | Internal | Summer | B8 | 500 | 2000 | 0 | 74.69 | 69.2 | 10 | 0
2020 | SOCO_2_VACAR | SOCO | VACAR | Internal | Summer | B9 | 800 | 2000 | 0 | 66.11 | 59.98 | 10 | 0
2020 | SOCO_2_VACAR | SOCO | VACAR | Internal | Summer | B10 | 1262 | 2000 | 0 | 66.11 | 59.98 | 10 | 0
2020 | SOCO_2_VACAR | SOCO | VACAR | Internal | Winter | B16 | 25 | 2000 | 0 | 91.97 | 91.97 | 10 | 0
2020 | SOCO_2_VACAR | SOCO | VACAR | Internal | Winter | B17 | 100 | 2000 | 1235.91 | 72.53 | 82.53 | 10 | 0
2020 | SOCO_2_VACAR | SOCO | VACAR | Internal | Winter | B18 | 400 | 2000 | 0 | 69.99 | 75.13 | 10 | 0
2020 | SOCO_2_VACAR | SOCO | VACAR | Internal | Winter | B19 | 700 | 2000 | 0 | 69.99 | 74.29 | 10 | 0
2020 | SOCO_2_VACAR | SOCO | VACAR | Internal | Winter | B20 | 935 | 2000 | 0 | 69.99 | 65.31 | 10 | 0
2020 | SPP_N_2_ENT | SPP_N | ENT | Internal | Shoulder | B11 | 25 | 1800 | 1349.44 | 71.61 | 76.61 | 5 | 0
2020 | SPP_N_2_ENT | SPP_N | ENT | Internal | Shoulder | B12 | 200 | 1800 | 0 | 65.34 | 68.27 | 5 | 0
2020 | SPP_N_2_ENT | SPP_N | ENT | Internal | Shoulder | B13 | 600 | 1800 | 1241.91 | 62.77 | 67.77 | 5 | 0
2020 | SPP_N_2_ENT | SPP_N | ENT | Internal | Shoulder | B14 | 900 | 1800 | 1800 | 59.22 | 65.51 | 5 | 1.29
2020 | SPP_N_2_ENT | SPP_N | ENT | Internal | Shoulder | B15 | 1203 | 1800 | 1800 | 57 | 65.51 | 5 | 3.51
2020 | SPP_N_2_ENT | SPP_N | ENT | Internal | Summer | B1 | 10 | 1800 | 478.49 | 99.82 | 104.82 | 5 | 0
2020 | SPP_N_2_ENT | SPP_N | ENT | Internal | Summer | B2 | 25 | 1800 | 0 | 98.81 | 101.92 | 5 | 0
2020 | SPP_N_2_ENT | SPP_N | ENT | Internal | Summer | B3 | 75 | 1800 | 0 | 100.28 | 101.92 | 5 | 0
2020 | SPP_N_2_ENT | SPP_N | ENT | Internal | Summer | B4 | 100 | 1800 | 650.17 | 96.89 | 101.89 | 5 | 0
2020 | SPP_N_2_ENT | SPP_N | ENT | Internal | Summer | B5 | 200 | 1800 | 0 | 92.63 | 95.58 | 5 | 0
2020 | SPP_N_2_ENT | SPP_N | ENT | Internal | Summer | B6 | 300 | 1800 | 252.43 | 73.36 | 78.36 | 5 | 0
2020 | SPP_N_2_ENT | SPP_N | ENT | Internal | Summer | B7 | 400 | 1800 | 0 | 65.63 | 66.9 | 5 | 0
2020 | SPP_N_2_ENT | SPP_N | ENT | Internal | Summer | B8 | 500 | 1800 | 0 | 63.65 | 66.9 | 5 | 0
2020 | SPP_N_2_ENT | SPP_N | ENT | Internal | Summer | B9 | 800 | 1800 | 0 | 62.71 | 66.41 | 5 | 0
2020 | SPP_N_2_ENT | SPP_N | ENT | Internal | Summer | B10 | 1262 | 1800 | 395.6 | 59.19 | 64.19 | 5 | 0
2020 | SPP_N_2_ENT | SPP_N | ENT | Internal | Winter | B16 | 25 | 1800 | 1002.75 | 69.97 | 74.97 | 5 | 0
2020 | SPP_N_2_ENT | SPP_N | ENT | Internal | Winter | B17 | 100 | 1800 | 132.07 | 65.47 | 70.47 | 5 | 0
2020 | SPP_N_2_ENT | SPP_N | ENT | Internal | Winter | B18 | 400 | 1800 | 970.74 | 64.14 | 69.14 | 5 | 0
2020 | SPP_N_2_ENT | SPP_N | ENT | Internal | Winter | B19 | 700 | 1800 | 1800 | 62.73 | 68.12 | 5 | 0.38
2020 | SPP_N_2_ENT | SPP_N | ENT | Internal | Winter | B20 | 935 | 1800 | 1800 | 59.69 | 68.12 | 5 | 3.42
2020 | SPP_N_2_MISO_MO-IL | SPP_N | MISO_MO-IL | Internal | Shoulder | B11 | 25 | 2000 | 1690.51 | 71.61 | 76.61 | 5 | 0
2020 | SPP_N_2_MISO_MO-IL | SPP_N | MISO_MO-IL | Internal | Shoulder | B12 | 200 | 2000 | 769 | 65.34 | 70.34 | 5 | 0
2020 | SPP_N_2_MISO_MO-IL | SPP_N | MISO_MO-IL | Internal | Shoulder | B13 | 600 | 2000 | 0 | 62.77 | 66.32 | 5 | 0
2020 | SPP_N_2_MISO_MO-IL | SPP_N | MISO_MO-IL | Internal | Shoulder | B14 | 900 | 2000 | 0 | 59.22 | 63.25 | 5 | 0
2020 | SPP_N_2_MISO_MO-IL | SPP_N | MISO_MO-IL | Internal | Shoulder | B15 | 1203 | 2000 | 0 | 57 | 59.04 | 5 | 0
2020 | SPP_N_2_MISO_MO-IL | SPP_N | MISO_MO-IL | Internal | Summer | B1 | 10 | 2000 | 1547.83 | 99.82 | 104.82 | 5 | 0
2020 | SPP_N_2_MISO_MO-IL | SPP_N | MISO_MO-IL | Internal | Summer | B2 | 25 | 2000 | 2.89 | 98.81 | 103.81 | 5 | 0
2020 | SPP_N_2_MISO_MO-IL | SPP_N | MISO_MO-IL | Internal | Summer | B3 | 75 | 2000 | 0 | 100.28 | 100.77 | 5 | 0
2020 | SPP_N_2_MISO_MO-IL | SPP_N | MISO_MO-IL | Internal | Summer | B4 | 100 | 2000 | 0 | 96.89 | 100.77 | 5 | 0
2020 | SPP_N_2_MISO_MO-IL | SPP_N | MISO_MO-IL | Internal | Summer | B5 | 200 | 2000 | 1062.94 | 92.63 | 97.63 | 5 | 0
2020 | SPP_N_2_MISO_MO-IL | SPP_N | MISO_MO-IL | Internal | Summer | B6 | 300 | 2000 | 444.13 | 73.36 | 78.36 | 5 | 0
2020 | SPP_N_2_MISO_MO-IL | SPP_N | MISO_MO-IL | Internal | Summer | B7 | 400 | 2000 | 0 | 65.63 | 68.85 | 5 | 0
2020 | SPP_N_2_MISO_MO-IL | SPP_N | MISO_MO-IL | Internal | Summer | B8 | 500 | 2000 | 0 | 63.65 | 63.17 | 5 | 0
2020 | SPP_N_2_MISO_MO-IL | SPP_N | MISO_MO-IL | Internal | Summer | B9 | 800 | 2000 | 0 | 62.71 | 61.52 | 5 | 0
2020 | SPP_N_2_MISO_MO-IL | SPP_N | MISO_MO-IL | Internal | Summer | B10 | 1262 | 2000 | 0 | 59.19 | 58.61 | 5 | 0
2020 | SPP_N_2_MISO_MO-IL | SPP_N | MISO_MO-IL | Internal | Winter | B16 | 25 | 2000 | 2000 | 69.97 | 82.97 | 5 | 8
2020 | SPP_N_2_MISO_MO-IL | SPP_N | MISO_MO-IL | Internal | Winter | B17 | 100 | 2000 | 2000 | 65.47 | 70.65 | 5 | 0.18
2020 | SPP_N_2_MISO_MO-IL | SPP_N | MISO_MO-IL | Internal | Winter | B18 | 400 | 2000 | 649.07 | 64.14 | 69.14 | 5 | 0
2020 | SPP_N_2_MISO_MO-IL | SPP_N | MISO_MO-IL | Internal | Winter | B19 | 700 | 2000 | 0 | 62.73 | 66.75 | 5 | 0
2020 | SPP_N_2_MISO_MO-IL | SPP_N | MISO_MO-IL | Internal | Winter | B20 | 935 | 2000 | 0 | 59.69 | 60.69 | 5 | 0
2020 | SPP_N_2_MISO_W | SPP_N | MISO_W | Internal | Shoulder | B11 | 25 | 750 | 549.99 | 71.61 | 76.61 | 5 | 0
2020 | SPP_N_2_MISO_W | SPP_N | MISO_W | Internal | Shoulder | B12 | 200 | 750 | 542.07 | 65.34 | 70.34 | 5 | 0
2020 | SPP_N_2_MISO_W | SPP_N | MISO_W | Internal | Shoulder | B13 | 600 | 750 | 0 | 62.77 | 66.32 | 5 | 0
2020 | SPP_N_2_MISO_W | SPP_N | MISO_W | Internal | Shoulder | B14 | 900 | 750 | 414.64 | 59.22 | 64.22 | 5 | 0
2020 | SPP_N_2_MISO_W | SPP_N | MISO_W | Internal | Shoulder | B15 | 1203 | 750 | 750 | 57 | 63.19 | 5 | 1.18
2020 | SPP_N_2_MISO_W | SPP_N | MISO_W | Internal | Summer | B1 | 10 | 750 | 750 | 99.82 | 105.11 | 5 | 0.29
2020 | SPP_N_2_MISO_W | SPP_N | MISO_W | Internal | Summer | B2 | 25 | 750 | 749.99 | 98.81 | 103.82 | 5 | 0.01
2020 | SPP_N_2_MISO_W | SPP_N | MISO_W | Internal | Summer | B3 | 75 | 750 | 0 | 100.28 | 103.82 | 5 | 0
2020 | SPP_N_2_MISO_W | SPP_N | MISO_W | Internal | Summer | B4 | 100 | 750 | 577.59 | 96.89 | 101.89 | 5 | 0
2020 | SPP_N_2_MISO_W | SPP_N | MISO_W | Internal | Summer | B5 | 200 | 750 | 750 | 92.63 | 97.64 | 5 | 0.01
2020 | SPP_N_2_MISO_W | SPP_N | MISO_W | Internal | Summer | B6 | 300 | 750 | 750 | 73.36 | 78.37 | 5 | 0.01
2020 | SPP_N_2_MISO_W | SPP_N | MISO_W | Internal | Summer | B7 | 400 | 750 | 0 | 65.63 | 68.86 | 5 | 0
2020 | SPP_N_2_MISO_W | SPP_N | MISO_W | Internal | Summer | B8 | 500 | 750 | 0 | 63.65 | 63.19 | 5 | 0
2020 | SPP_N_2_MISO_W | SPP_N | MISO_W | Internal | Summer | B9 | 800 | 750 | 0 | 62.71 | 62.7 | 5 | 0
2020 | SPP_N_2_MISO_W | SPP_N | MISO_W | Internal | Summer | B10 | 1262 | 750 | 0 | 59.19 | 62.67 | 5 | 0
2020 | SPP_N_2_MISO_W | SPP_N | MISO_W | Internal | Winter | B16 | 25 | 750 | 750 | 69.97 | 82.96 | 5 | 7.99
2020 | SPP_N_2_MISO_W | SPP_N | MISO_W | Internal | Winter | B17 | 100 | 750 | 750 | 65.47 | 70.64 | 5 | 0.16
2020 | SPP_N_2_MISO_W | SPP_N | MISO_W | Internal | Winter | B18 | 400 | 750 | 436.61 | 64.14 | 69.14 | 5 | 0
2020 | SPP_N_2_MISO_W | SPP_N | MISO_W | Internal | Winter | B19 | 700 | 750 | 0 | 62.73 | 67.46 | 5 | 0
2020 | SPP_N_2_MISO_W | SPP_N | MISO_W | Internal | Winter | B20 | 935 | 750 | 317.05 | 59.69 | 64.69 | 5 | 0
2020 | SPP_N_2_NE | SPP_N | NE | Internal | Shoulder | B11 | 25 | 332 | 332 | 71.61 | 76.61 | 0.01 | 4.99
2020 | SPP_N_2_NE | SPP_N | NE | Internal | Shoulder | B12 | 200 | 332 | 331.99 | 65.34 | 65.35 | 0.01 | 0
2020 | SPP_N_2_NE | SPP_N | NE | Internal | Shoulder | B13 | 600 | 332 | 188.62 | 62.77 | 62.78 | 0.01 | 0
2020 | SPP_N_2_NE | SPP_N | NE | Internal | Shoulder | B14 | 900 | 332 | 332 | 59.22 | 60.05 | 0.01 | 0.82
2020 | SPP_N_2_NE | SPP_N | NE | Internal | Shoulder | B15 | 1203 | 332 | 332 | 57 | 58.19 | 0.01 | 1.17
2020 | SPP_N_2_NE | SPP_N | NE | Internal | Summer | B1 | 10 | 332 | 332 | 99.82 | 105.11 | 0.01 | 5.28
2020 | SPP_N_2_NE | SPP_N | NE | Internal | Summer | B2 | 25 | 332 | 332 | 98.81 | 103.82 | 0.01 | 5
2020 | SPP_N_2_NE | SPP_N | NE | Internal | Summer | B3 | 75 | 332 | 332 | 100.28 | 103.82 | 0.01 | 3.53
2020 | SPP_N_2_NE | SPP_N | NE | Internal | Summer | B4 | 100 | 332 | 332 | 96.89 | 101.89 | 0.01 | 4.99
2020 | SPP_N_2_NE | SPP_N | NE | Internal | Summer | B5 | 200 | 332 | 332 | 92.63 | 97.64 | 0.01 | 5
2020 | SPP_N_2_NE | SPP_N | NE | Internal | Summer | B6 | 300 | 332 | 332 | 73.36 | 76.58 | 0.01 | 3.21
2020 | SPP_N_2_NE | SPP_N | NE | Internal | Summer | B7 | 400 | 332 | 332 | 65.63 | 67.97 | 0.01 | 2.33
2020 | SPP_N_2_NE | SPP_N | NE | Internal | Summer | B8 | 500 | 332 | 0 | 63.65 | 63.64 | 0.01 | 0
2020 | SPP_N_2_NE | SPP_N | NE | Internal | Summer | B9 | 800 | 332 | 0 | 62.71 | 62.7 | 0.01 | 0
2020 | SPP_N_2_NE | SPP_N | NE | Internal | Summer | B10 | 1262 | 332 | 177.7 | 59.19 | 59.2 | 0.01 | 0
2020 | SPP_N_2_NE | SPP_N | NE | Internal | Winter | B16 | 25 | 332 | 332 | 69.97 | 72.6 | 0.01 | 2.62
2020 | SPP_N_2_NE | SPP_N | NE | Internal | Winter | B17 | 100 | 332 | 332 | 65.47 | 67.46 | 0.01 | 1.98
2020 | SPP_N_2_NE | SPP_N | NE | Internal | Winter | B18 | 400 | 332 | 269.22 | 64.14 | 64.15 | 0.01 | 0
2020 | SPP_N_2_NE | SPP_N | NE | Internal | Winter | B19 | 700 | 332 | 332 | 62.73 | 64.15 | 0.01 | 1.4
2020 | SPP_N_2_NE | SPP_N | NE | Internal | Winter | B20 | 935 | 332 | 332 | 59.69 | 60.2 | 0.01 | 0.49
2020 | SPP_N_2_SPP_S | SPP_N | SPP_S | Internal | Shoulder | B11 | 25 | 4000 | 0 | 71.61 | 68.53 | 0.01 | 0
2020 | SPP_N_2_SPP_S | SPP_N | SPP_S | Internal | Shoulder | B12 | 200 | 4000 | 1914.59 | 65.34 | 65.35 | 0.01 | 0
2020 | SPP_N_2_SPP_S | SPP_N | SPP_S | Internal | Shoulder | B13 | 600 | 4000 | 1345.09 | 62.77 | 62.78 | 0.01 | 0
2020 | SPP_N_2_SPP_S | SPP_N | SPP_S | Internal | Shoulder | B14 | 900 | 4000 | 275.57 | 59.22 | 59.23 | 0.01 | 0
2020 | SPP_N_2_SPP_S | SPP_N | SPP_S | Internal | Shoulder | B15 | 1203 | 4000 | 0 | 57 | 56.99 | 0.01 | 0
2020 | SPP_N_2_SPP_S | SPP_N | SPP_S | Internal | Summer | B1 | 10 | 4000 | 0 | 99.82 | 66.39 | 0.01 | 0
2020 | SPP_N_2_SPP_S | SPP_N | SPP_S | Internal | Summer | B2 | 25 | 4000 | 0 | 98.81 | 92.88 | 0.01 | 0
2020 | SPP_N_2_SPP_S | SPP_N | SPP_S | Internal | Summer | B3 | 75 | 4000 | 0 | 100.28 | 93.66 | 0.01 | 0
2020 | SPP_N_2_SPP_S | SPP_N | SPP_S | Internal | Summer | B4 | 100 | 4000 | 0 | 96.89 | 92.88 | 0.01 | 0
2020 | SPP_N_2_SPP_S | SPP_N | SPP_S | Internal | Summer | B5 | 200 | 4000 | 0 | 92.63 | 90.58 | 0.01 | 0
2020 | SPP_N_2_SPP_S | SPP_N | SPP_S | Internal | Summer | B6 | 300 | 4000 | 554.86 | 73.36 | 73.37 | 0.01 | 0
2020 | SPP_N_2_SPP_S | SPP_N | SPP_S | Internal | Summer | B7 | 400 | 4000 | 2086.37 | 65.63 | 65.64 | 0.01 | 0
2020 | SPP_N_2_SPP_S | SPP_N | SPP_S | Internal | Summer | B8 | 500 | 4000 | 4000 | 63.65 | 63.95 | 0.01 | 0.28
2020 | SPP_N_2_SPP_S | SPP_N | SPP_S | Internal | Summer | B9 | 800 | 4000 | 4000 | 62.71 | 63.95 | 0.01 | 1.23
2020 | SPP_N_2_SPP_S | SPP_N | SPP_S | Internal | Summer | B10 | 1262 | 4000 | 2530.42 | 59.19 | 59.2 | 0.01 | 0
2020 | SPP_N_2_SPP_S | SPP_N | SPP_S | Internal | Winter | B16 | 25 | 4000 | 0 | 69.97 | 68.26 | 0.01 | 0
2020 | SPP_N_2_SPP_S | SPP_N | SPP_S | Internal | Winter | B17 | 100 | 4000 | 493.96 | 65.47 | 65.49 | 0.01 | 0
2020 | SPP_N_2_SPP_S | SPP_N | SPP_S | Internal | Winter | B18 | 400 | 4000 | 265.96 | 64.14 | 64.15 | 0.01 | 0
2020 | SPP_N_2_SPP_S | SPP_N | SPP_S | Internal | Winter | B19 | 700 | 4000 | 660.35 | 62.73 | 62.74 | 0.01 | 0
2020 | SPP_N_2_SPP_S | SPP_N | SPP_S | Internal | Winter | B20 | 935 | 4000 | 565.99 | 59.69 | 59.71 | 0.01 | 0
2020 | SPP_S_2_ENT | SPP_S | ENT | Internal | Shoulder | B11 | 25 | 850 | 850 | 68.53 | 76.61 | 5 | 3.08
2020 | SPP_S_2_ENT | SPP_S | ENT | Internal | Shoulder | B12 | 200 | 850 | 0 | 65.35 | 68.27 | 5 | 0
2020 | SPP_S_2_ENT | SPP_S | ENT | Internal | Shoulder | B13 | 600 | 850 | 0 | 62.78 | 67.77 | 5 | 0
2020 | SPP_S_2_ENT | SPP_S | ENT | Internal | Shoulder | B14 | 900 | 850 | 850 | 59.23 | 65.51 | 5 | 1.28
2020 | SPP_S_2_ENT | SPP_S | ENT | Internal | Shoulder | B15 | 1203 | 850 | 850 | 56.99 | 65.51 | 5 | 3.52
2020 | SPP_S_2_ENT | SPP_S | ENT | Internal | Summer | B1 | 10 | 850 | 850 | 66.39 | 104.82 | 5 | 33.43
2020 | SPP_S_2_ENT | SPP_S | ENT | Internal | Summer | B2 | 25 | 850 | 850 | 92.88 | 101.92 | 5 | 4.04
2020 | SPP_S_2_ENT | SPP_S | ENT | Internal | Summer | B3 | 75 | 850 | 850 | 93.66 | 101.92 | 5 | 3.25
2020 | SPP_S_2_ENT | SPP_S | ENT | Internal | Summer | B4 | 100 | 850 | 850 | 92.88 | 101.89 | 5 | 4.01
2020 | SPP_S_2_ENT | SPP_S | ENT | Internal | Summer | B5 | 200 | 850 | 69.84 | 90.58 | 95.58 | 5 | 0
2020 | SPP_S_2_ENT | SPP_S | ENT | Internal | Summer | B6 | 300 | 850 | 0 | 73.37 | 78.36 | 5 | 0
2020 | SPP_S_2_ENT | SPP_S | ENT | Internal | Summer | B7 | 400 | 850 | 0 | 65.64 | 66.9 | 5 | 0
2020 | SPP_S_2_ENT | SPP_S | ENT | Internal | Summer | B8 | 500 | 850 | 0 | 63.95 | 66.9 | 5 | 0
2020 | SPP_S_2_ENT | SPP_S | ENT | Internal | Summer | B9 | 800 | 850 | 0 | 63.95 | 66.41 | 5 | 0
2020 | SPP_S_2_ENT | SPP_S | ENT | Internal | Summer | B10 | 1262 | 850 | 0 | 59.2 | 64.19 | 5 | 0
2020 | SPP_S_2_ENT | SPP_S | ENT | Internal | Winter | B16 | 25 | 850 | 850 | 68.26 | 74.97 | 5 | 1.71
2020 | SPP_S_2_ENT | SPP_S | ENT | Internal | Winter | B17 | 100 | 850 | 0 | 65.49 | 70.47 | 5 | 0
2020 | SPP_S_2_ENT | SPP_S | ENT | Internal | Winter | B18 | 400 | 850 | 0 | 64.15 | 69.14 | 5 | 0
2020 | SPP_S_2_ENT | SPP_S | ENT | Internal | Winter | B19 | 700 | 850 | 850 | 62.74 | 68.12 | 5 | 0.37
2020 | SPP_S_2_ENT | SPP_S | ENT | Internal | Winter | B20 | 935 | 850 | 850 | 59.71 | 68.12 | 5 | 3.41
2020 | SPP_S_2_SPP_N | SPP_S | SPP_N | Internal | Shoulder | B11 | 25 | 640 | 640 | 68.53 | 71.61 | 0.01 | 3.06
2020 | SPP_S_2_SPP_N | SPP_S | SPP_N | Internal | Shoulder | B12 | 200 | 640 | 0 | 65.35 | 65.34 | 0.01 | 0
2020 | SPP_S_2_SPP_N | SPP_S | SPP_N | Internal | Shoulder | B13 | 600 | 640 | 0 | 62.78 | 62.77 | 0.01 | 0
2020 | SPP_S_2_SPP_N | SPP_S | SPP_N | Internal | Shoulder | B14 | 900 | 640 | 0 | 59.23 | 59.22 | 0.01 | 0
2020 | SPP_S_2_SPP_N | SPP_S | SPP_N | Internal | Shoulder | B15 | 1203 | 640 | 640 | 56.99 | 57 | 0.01 | 0
2020 | SPP_S_2_SPP_N | SPP_S | SPP_N | Internal | Summer | B1 | 10 | 640 | 640 | 66.39 | 99.82 | 0.01 | 33.42
2020 | SPP_S_2_SPP_N | SPP_S | SPP_N | Internal | Summer | B2 | 25 | 640 | 640 | 92.88 | 98.81 | 0.01 | 5.92
2020 | SPP_S_2_SPP_N | SPP_S | SPP_N | Internal | Summer | B3 | 75 | 640 | 640 | 93.66 | 100.28 | 0.01 | 6.6
2020 | SPP_S_2_SPP_N | SPP_S | SPP_N | Internal | Summer | B4 | 100 | 640 | 640 | 92.88 | 96.89 | 0.01 | 4
2020 | SPP_S_2_SPP_N | SPP_S | SPP_N | Internal | Summer | B5 | 200 | 640 | 640 | 90.58 | 92.63 | 0.01 | 2.03
2020 | SPP_S_2_SPP_N | SPP_S | SPP_N | Internal | Summer | B6 | 300 | 640 | 0 | 73.37 | 73.36 | 0.01 | 0
2020 | SPP_S_2_SPP_N | SPP_S | SPP_N | Internal | Summer | B7 | 400 | 640 | 0 | 65.64 | 65.63 | 0.01 | 0
2020 | SPP_S_2_SPP_N | SPP_S | SPP_N | Internal | Summer | B8 | 500 | 640 | 0 | 63.95 | 63.65 | 0.01 | 0
2020 | SPP_S_2_SPP_N | SPP_S | SPP_N | Internal | Summer | B9 | 800 | 640 | 0 | 63.95 | 62.71 | 0.01 | 0
2020 | SPP_S_2_SPP_N | SPP_S | SPP_N | Internal | Summer | B10 | 1262 | 640 | 0 | 59.2 | 59.19 | 0.01 | 0
2020 | SPP_S_2_SPP_N | SPP_S | SPP_N | Internal | Winter | B16 | 25 | 640 | 640 | 68.26 | 69.97 | 0.01 | 1.7
2020 | SPP_S_2_SPP_N | SPP_S | SPP_N | Internal | Winter | B17 | 100 | 640 | 0 | 65.49 | 65.47 | 0.01 | 0
2020 | SPP_S_2_SPP_N | SPP_S | SPP_N | Internal | Winter | B18 | 400 | 640 | 0 | 64.15 | 64.14 | 0.01 | 0
2020 | SPP_S_2_SPP_N | SPP_S | SPP_N | Internal | Winter | B19 | 700 | 640 | 0 | 62.74 | 62.73 | 0.01 | 0
2020 | SPP_S_2_SPP_N | SPP_S | SPP_N | Internal | Winter | B20 | 935 | 640 | 0 | 59.71 | 59.69 | 0.01 | 0
2020 | TVA_2_ENT | TVA | ENT | Internal | Shoulder | B11 | 25 | 500 | 0 | 83.21 | 76.61 | 9 | 0
2020 | TVA_2_ENT | TVA | ENT | Internal | Shoulder | B12 | 200 | 500 | 0 | 67.02 | 68.27 | 9 | 0
2020 | TVA_2_ENT | TVA | ENT | Internal | Shoulder | B13 | 600 | 500 | 0 | 67.02 | 67.77 | 9 | 0
2020 | TVA_2_ENT | TVA | ENT | Internal | Shoulder | B14 | 900 | 500 | 0 | 67.02 | 65.51 | 9 | 0
2020 | TVA_2_ENT | TVA | ENT | Internal | Shoulder | B15 | 1203 | 500 | 0 | 67.02 | 65.51 | 9 | 0
2020 | TVA_2_ENT | TVA | ENT | Internal | Summer | B1 | 10 | 500 | 0 | 112.83 | 104.82 | 9 | 0
2020 | TVA_2_ENT | TVA | ENT | Internal | Summer | B2 | 25 | 500 | 0 | 108.49 | 101.92 | 9 | 0
2020 | TVA_2_ENT | TVA | ENT | Internal | Summer | B3 | 75 | 500 | 0 | 107.16 | 101.92 | 9 | 0
2020 | TVA_2_ENT | TVA | ENT | Internal | Summer | B4 | 100 | 500 | 0 | 100.93 | 101.89 | 9 | 0
2020 | TVA_2_ENT | TVA | ENT | Internal | Summer | B5 | 200 | 500 | 458.52 | 86.58 | 95.58 | 9 | 0
2020 | TVA_2_ENT | TVA | ENT | Internal | Summer | B6 | 300 | 500 | 500 | 68.54 | 78.36 | 9 | 0.81
2020 | TVA_2_ENT | TVA | ENT | Internal | Summer | B7 | 400 | 500 | 0 | 65.69 | 66.9 | 9 | 0
2020 | TVA_2_ENT | TVA | ENT | Internal | Summer | B8 | 500 | 500 | 0 | 65.69 | 66.9 | 9 | 0
2020 | TVA_2_ENT | TVA | ENT | Internal | Summer | B9 | 800 | 500 | 0 | 65.69 | 66.41 | 9 | 0
2020 | TVA_2_ENT | TVA | ENT | Internal | Summer | B10 | 1262 | 500 | 0 | 63.16 | 64.19 | 9 | 0
2020 | TVA_2_ENT | TVA | ENT | Internal | Winter | B16 | 25 | 500 | 0 | 82.97 | 74.97 | 9 | 0
2020 | TVA_2_ENT | TVA | ENT | Internal | Winter | B17 | 100 | 500 | 0 | 70.7 | 70.47 | 9 | 0
2020 | TVA_2_ENT | TVA | ENT | Internal | Winter | B18 | 400 | 500 | 0 | 69.55 | 69.14 | 9 | 0
2020 | TVA_2_ENT | TVA | ENT | Internal | Winter | B19 | 700 | 500 | 0 | 69.55 | 68.12 | 9 | 0
2020 | TVA_2_ENT | TVA | ENT | Internal | Winter | B20 | 935 | 500 | 0 | 68.71 | 68.12 | 9 | 0
2020 | TVA_2_MISO_MO-IL | TVA | MISO_MO-IL | Internal | Shoulder | B11 | 25 | 50 | 0 | 83.21 | 76.61 | 9 | 0
2020 | TVA_2_MISO_MO-IL | TVA | MISO_MO-IL | Internal | Shoulder | B12 | 200 | 50 | 0 | 67.02 | 70.34 | 9 | 0
2020 | TVA_2_MISO_MO-IL | TVA | MISO_MO-IL | Internal | Shoulder | B13 | 600 | 50 | 0 | 67.02 | 66.32 | 9 | 0
2020 | TVA_2_MISO_MO-IL | TVA | MISO_MO-IL | Internal | Shoulder | B14 | 900 | 50 | 0 | 67.02 | 63.25 | 9 | 0
2020 | TVA_2_MISO_MO-IL | TVA | MISO_MO-IL | Internal | Shoulder | B15 | 1203 | 50 | 0 | 67.02 | 59.04 | 9 | 0
2020 | TVA_2_MISO_MO-IL | TVA | MISO_MO-IL | Internal | Summer | B1 | 10 | 50 | 0 | 112.83 | 104.82 | 9 | 0
2020 | TVA_2_MISO_MO-IL | TVA | MISO_MO-IL | Internal | Summer | B2 | 25 | 50 | 0 | 108.49 | 103.81 | 9 | 0
2020 | TVA_2_MISO_MO-IL | TVA | MISO_MO-IL | Internal | Summer | B3 | 75 | 50 | 0 | 107.16 | 100.77 | 9 | 0
2020 | TVA_2_MISO_MO-IL | TVA | MISO_MO-IL | Internal | Summer | B4 | 100 | 50 | 0 | 100.93 | 100.77 | 9 | 0
2020 | TVA_2_MISO_MO-IL | TVA | MISO_MO-IL | Internal | Summer | B5 | 200 | 50 | 50 | 86.58 | 97.63 | 9 | 2.04
2020 | TVA_2_MISO_MO-IL | TVA | MISO_MO-IL | Internal | Summer | B6 | 300 | 50 | 50 | 68.54 | 78.36 | 9 | 0.81
2020 | TVA_2_MISO_MO-IL | TVA | MISO_MO-IL | Internal | Summer | B7 | 400 | 50 | 0 | 65.69 | 68.85 | 9 | 0
2020 | TVA_2_MISO_MO-IL | TVA | MISO_MO-IL | Internal | Summer | B8 | 500 | 50 | 0 | 65.69 | 63.17 | 9 | 0
2020 | TVA_2_MISO_MO-IL | TVA | MISO_MO-IL | Internal | Summer | B9 | 800 | 50 | 0 | 65.69 | 61.52 | 9 | 0
2020 | TVA_2_MISO_MO-IL | TVA | MISO_MO-IL | Internal | Summer | B10 | 1262 | 50 | 0 | 63.16 | 58.61 | 9 | 0
2020 | TVA_2_MISO_MO-IL | TVA | MISO_MO-IL | Internal | Winter | B16 | 25 | 50 | 0 | 82.97 | 82.97 | 9 | 0
2020 | TVA_2_MISO_MO-IL | TVA | MISO_MO-IL | Internal | Winter | B17 | 100 | 50 | 0 | 70.7 | 70.65 | 9 | 0
2020 | TVA_2_MISO_MO-IL | TVA | MISO_MO-IL | Internal | Winter | B18 | 400 | 50 | 0 | 69.55 | 69.14 | 9 | 0
2020 | TVA_2_MISO_MO-IL | TVA | MISO_MO-IL | Internal | Winter | B19 | 700 | 50 | 0 | 69.55 | 66.75 | 9 | 0
2020 | TVA_2_MISO_MO-IL | TVA | MISO_MO-IL | Internal | Winter | B20 | 935 | 50 | 0 | 68.71 | 60.69 | 9 | 0
2020 | TVA_2_NonRTO_Midwest | TVA | NonRTO_Midwest | Internal | Shoulder | B11 | 25 | 100 | 0 | 83.21 | 84.57 | 9 | 0
2020 | TVA_2_NonRTO_Midwest | TVA | NonRTO_Midwest | Internal | Shoulder | B12 | 200 | 100 | 100 | 67.02 | 78.32 | 9 | 2.31
2020 | TVA_2_NonRTO_Midwest | TVA | NonRTO_Midwest | Internal | Shoulder | B13 | 600 | 100 | 0 | 67.02 | 69.1 | 9 | 0
2020 | TVA_2_NonRTO_Midwest | TVA | NonRTO_Midwest | Internal | Shoulder | B14 | 900 | 100 | 0 | 67.02 | 65.84 | 9 | 0
2020 | TVA_2_NonRTO_Midwest | TVA | NonRTO_Midwest | Internal | Shoulder | B15 | 1203 | 100 | 0 | 67.02 | 62.76 | 9 | 0
2020 | TVA_2_NonRTO_Midwest | TVA | NonRTO_Midwest | Internal | Summer | B1 | 10 | 100 | 0 | 112.83 | 108.46 | 9 | 0
2020 | TVA_2_NonRTO_Midwest | TVA | NonRTO_Midwest | Internal | Summer | B2 | 25 | 100 | 0 | 108.49 | 108.46 | 9 | 0
2020 | TVA_2_NonRTO_Midwest | TVA | NonRTO_Midwest | Internal | Summer | B3 | 75 | 100 | 0 | 107.16 | 107.15 | 9 | 0
2020 | TVA_2_NonRTO_Midwest | TVA | NonRTO_Midwest | Internal | Summer | B4 | 100 | 100 | 0 | 100.93 | 92.92 | 9 | 0
2020 | TVA_2_NonRTO_Midwest | TVA | NonRTO_Midwest | Internal | Summer | B5 | 200 | 100 | 0 | 86.58 | 86.83 | 9 | 0
2020 | TVA_2_NonRTO_Midwest | TVA | NonRTO_Midwest | Internal | Summer | B6 | 300 | 100 | 0 | 68.54 | 72.34 | 9 | 0
2020 | TVA_2_NonRTO_Midwest | TVA | NonRTO_Midwest | Internal | Summer | B7 | 400 | 100 | 0 | 65.69 | 65.84 | 9 | 0
2020 | TVA_2_NonRTO_Midwest | TVA | NonRTO_Midwest | Internal | Summer | B8 | 500 | 100 | 0 | 65.69 | 65.34 | 9 | 0
2020 | TVA_2_NonRTO_Midwest | TVA | NonRTO_Midwest | Internal | Summer | B9 | 800 | 100 | 0 | 65.69 | 62.93 | 9 | 0
2020 | TVA_2_NonRTO_Midwest | TVA | NonRTO_Midwest | Internal | Summer | B10 | 1262 | 100 | 0 | 63.16 | 61.77 | 9 | 0
2020 | TVA_2_NonRTO_Midwest | TVA | NonRTO_Midwest | Internal | Winter | B16 | 25 | 100 | 0 | 82.97 | 90.96 | 9 | 0
2020 | TVA_2_NonRTO_Midwest | TVA | NonRTO_Midwest | Internal | Winter | B17 | 100 | 100 | 0 | 70.7 | 78.64 | 9 | 0
2020 | TVA_2_NonRTO_Midwest | TVA | NonRTO_Midwest | Internal | Winter | B18 | 400 | 100 | 0 | 69.55 | 77.12 | 9 | 0
2020 | TVA_2_NonRTO_Midwest | TVA | NonRTO_Midwest | Internal | Winter | B19 | 700 | 100 | 0 | 69.55 | 65.84 | 9 | 0
2020 | TVA_2_NonRTO_Midwest | TVA | NonRTO_Midwest | Internal | Winter | B20 | 935 | 100 | 0 | 68.71 | 65.34 | 9 | 0
2020 | TVA_2_PJM_ROR | TVA | PJM_ROR | Internal | Shoulder | B11 | 25 | 500 | 0 | 83.21 | 78.59 | 9 | 0
2020 | TVA_2_PJM_ROR | TVA | PJM_ROR | Internal | Shoulder | B12 | 200 | 500 | 0 | 67.02 | 72.34 | 9 | 0
2020 | TVA_2_PJM_ROR | TVA | PJM_ROR | Internal | Shoulder | B13 | 600 | 500 | 0 | 67.02 | 68.32 | 9 | 0
2020 | TVA_2_PJM_ROR | TVA | PJM_ROR | Internal | Shoulder | B14 | 900 | 500 | 0 | 67.02 | 65.25 | 9 | 0
2020 | TVA_2_PJM_ROR | TVA | PJM_ROR | Internal | Shoulder | B15 | 1203 | 500 | 0 | 67.02 | 61.04 | 9 | 0
2020 | TVA_2_PJM_ROR | TVA | PJM_ROR | Internal | Summer | B1 | 10 | 500 | 0 | 112.83 | 106.82 | 9 | 0
2020 | TVA_2_PJM_ROR | TVA | PJM_ROR | Internal | Summer | B2 | 25 | 500 | 0 | 108.49 | 102.48 | 9 | 0
2020 | TVA_2_PJM_ROR | TVA | PJM_ROR | Internal | Summer | B3 | 75 | 500 | 0 | 107.16 | 101.15 | 9 | 0
2020 | TVA_2_PJM_ROR | TVA | PJM_ROR | Internal | Summer | B4 | 100 | 500 | 0 | 100.93 | 95.28 | 9 | 0
2020 | TVA_2_PJM_ROR | TVA | PJM_ROR | Internal | Summer | B5 | 200 | 500 | 0 | 86.58 | 90.37 | 9 | 0
2020 | TVA_2_PJM_ROR | TVA | PJM_ROR | Internal | Summer | B6 | 300 | 500 | 0 | 68.54 | 76.36 | 9 | 0
2020 | TVA_2_PJM_ROR | TVA | PJM_ROR | Internal | Summer | B7 | 400 | 500 | 0 | 65.69 | 66.86 | 9 | 0
2020 | TVA_2_PJM_ROR | TVA | PJM_ROR | Internal | Summer | B8 | 500 | 500 | 0 | 65.69 | 63.2 | 9 | 0
2020 | TVA_2_PJM_ROR | TVA | PJM_ROR | Internal | Summer | B9 | 800 | 500 | 0 | 65.69 | 61.01 | 9 | 0
2020 | TVA_2_PJM_ROR | TVA | PJM_ROR | Internal | Summer | B10 | 1262 | 500 | 0 | 63.16 | 60.61 | 9 | 0
2020 | TVA_2_PJM_ROR | TVA | PJM_ROR | Internal | Winter | B16 | 25 | 500 | 0 | 82.97 | 85.97 | 9 | 0
2020 | TVA_2_PJM_ROR | TVA | PJM_ROR | Internal | Winter | B17 | 100 | 500 | 0 | 70.7 | 78.9 | 9 | 0
2020 | TVA_2_PJM_ROR | TVA | PJM_ROR | Internal | Winter | B18 | 400 | 500 | 0 | 69.55 | 71.14 | 9 | 0
2020 | TVA_2_PJM_ROR | TVA | PJM_ROR | Internal | Winter | B19 | 700 | 500 | 0 | 69.55 | 68.75 | 9 | 0
2020 | TVA_2_PJM_ROR | TVA | PJM_ROR | Internal | Winter | B20 | 935 | 500 | 0 | 68.71 | 62.69 | 9 | 0
2020 | TVA_2_SOCO | TVA | SOCO | Internal | Shoulder | B11 | 25 | 500 | 456.07 | 83.21 | 92.21 | 9 | 0
2020 | TVA_2_SOCO | TVA | SOCO | Internal | Shoulder | B12 | 200 | 500 | 0 | 67.02 | 69.72 | 9 | 0
2020 | TVA_2_SOCO | TVA | SOCO | Internal | Shoulder | B13 | 600 | 500 | 0 | 67.02 | 67.38 | 9 | 0
2020 | TVA_2_SOCO | TVA | SOCO | Internal | Shoulder | B14 | 900 | 500 | 0 | 67.02 | 67.38 | 9 | 0
2020 | TVA_2_SOCO | TVA | SOCO | Internal | Shoulder | B15 | 1203 | 500 | 0 | 67.02 | 67.38 | 9 | 0
2020 | TVA_2_SOCO | TVA | SOCO | Internal | Summer | B1 | 10 | 500 | 0 | 112.83 | 112.12 | 9 | 0
2020 | TVA_2_SOCO | TVA | SOCO | Internal | Summer | B2 | 25 | 500 | 0 | 108.49 | 109.92 | 9 | 0
2020 | TVA_2_SOCO | TVA | SOCO | Internal | Summer | B3 | 75 | 500 | 0 | 107.16 | 109.92 | 9 | 0
2020 | TVA_2_SOCO | TVA | SOCO | Internal | Summer | B4 | 100 | 500 | 0 | 100.93 | 109.92 | 9 | 0
2020 | TVA_2_SOCO | TVA | SOCO | Internal | Summer | B5 | 200 | 500 | 500 | 86.58 | 103.83 | 9 | 8.25
2020 | TVA_2_SOCO | TVA | SOCO | Internal | Summer | B6 | 300 | 500 | 500 | 68.54 | 89.34 | 9 | 11.8
2020 | TVA_2_SOCO | TVA | SOCO | Internal | Summer | B7 | 400 | 500 | 500 | 65.69 | 79.86 | 9 | 5.17
2020 | TVA_2_SOCO | TVA | SOCO | Internal | Summer | B8 | 500 | 500 | 304.94 | 65.69 | 74.69 | 9 | 0
2020 | TVA_2_SOCO | TVA | SOCO | Internal | Summer | B9 | 800 | 500 | 0 | 65.69 | 66.11 | 9 | 0
2020 | TVA_2_SOCO | TVA | SOCO | Internal | Summer | B10 | 1262 | 500 | 0 | 63.16 | 66.11 | 9 | 0
2020 | TVA_2_SOCO | TVA | SOCO | Internal | Winter | B16 | 25 | 500 | 64.3 | 82.97 | 91.97 | 9 | 0
2020 | TVA_2_SOCO | TVA | SOCO | Internal | Winter | B17 | 100 | 500 | 0 | 70.7 | 72.53 | 9 | 0
2020 | TVA_2_SOCO | TVA | SOCO | Internal | Winter | B18 | 400 | 500 | 0 | 69.55 | 69.99 | 9 | 0
2020 | TVA_2_SOCO | TVA | SOCO | Internal | Winter | B19 | 700 | 500 | 0 | 69.55 | 69.99 | 9 | 0
2020 | TVA_2_SOCO | TVA | SOCO | Internal | Winter | B20 | 935 | 500 | 0 | 68.71 | 69.99 | 9 | 0
2020 | TVA_2_VACAR | TVA | VACAR | Internal | Shoulder | B11 | 25 | 150 | 0 | 83.21 | 84.59 | 9 | 0
2020 | TVA_2_VACAR | TVA | VACAR | Internal | Shoulder | B12 | 200 | 150 | 0 | 67.02 | 75.37 | 9 | 0
2020 | TVA_2_VACAR | TVA | VACAR | Internal | Shoulder | B13 | 600 | 150 | 0 | 67.02 | 70.79 | 9 | 0
2020 | TVA_2_VACAR | TVA | VACAR | Internal | Shoulder | B14 | 900 | 150 | 0 | 67.02 | 70.79 | 9 | 0
2020 | TVA_2_VACAR | TVA | VACAR | Internal | Shoulder | B15 | 1203 | 150 | 0 | 67.02 | 61.62 | 9 | 0
2020 | TVA_2_VACAR | TVA | VACAR | Internal | Summer | B1 | 10 | 150 | 0 | 112.83 | 112.82 | 9 | 0
2020 | TVA_2_VACAR | TVA | VACAR | Internal | Summer | B2 | 25 | 150 | 0 | 108.49 | 112.79 | 9 | 0
2020 | TVA_2_VACAR | TVA | VACAR | Internal | Summer | B3 | 75 | 150 | 0 | 107.16 | 112.79 | 9 | 0
2020 | TVA_2_VACAR | TVA | VACAR | Internal | Summer | B4 | 100 | 150 | 0 | 100.93 | 102.92 | 9 | 0
2020 | TVA_2_VACAR | TVA | VACAR | Internal | Summer | B5 | 200 | 150 | 150 | 86.58 | 96.83 | 9 | 1.25
2020 | TVA_2_VACAR | TVA | VACAR | Internal | Summer | B6 | 300 | 150 | 150 | 68.54 | 82.34 | 9 | 4.8
2020 | TVA_2_VACAR | TVA | VACAR | Internal | Summer | B7 | 400 | 150 | 0 | 65.69 | 72.86 | 9 | 0
2020 | TVA_2_VACAR | TVA | VACAR | Internal | Summer | B8 | 500 | 150 | 0 | 65.69 | 69.2 | 9 | 0
2020 | TVA_2_VACAR | TVA | VACAR | Internal | Summer | B9 | 800 | 150 | 0 | 65.69 | 59.98 | 9 | 0
2020 | TVA_2_VACAR | TVA | VACAR | Internal | Summer | B10 | 1262 | 150 | 0 | 63.16 | 59.98 | 9 | 0
2020 | TVA_2_VACAR | TVA | VACAR | Internal | Winter | B16 | 25 | 150 | 52.97 | 82.97 | 91.97 | 9 | 0
2020 | TVA_2_VACAR | TVA | VACAR | Internal | Winter | B17 | 100 | 150 | 150 | 70.7 | 82.53 | 9 | 2.83
2020 | TVA_2_VACAR | TVA | VACAR | Internal | Winter | B18 | 400 | 150 | 0 | 69.55 | 75.13 | 9 | 0
2020 | TVA_2_VACAR | TVA | VACAR | Internal | Winter | B19 | 700 | 150 | 0 | 69.55 | 74.29 | 9 | 0
2020 | TVA_2_VACAR | TVA | VACAR | Internal | Winter | B20 | 935 | 150 | 0 | 68.71 | 65.31 | 9 | 0
2020 | TVA_Transmission_2_ENT | TVA_Transmission | ENT | Internal | Shoulder | B11 | 25 | 3000 | 0 | 83.78 | 76.61 | 9 | 0
2020 | TVA_Transmission_2_ENT | TVA_Transmission | ENT | Internal | Shoulder | B12 | 200 | 3000 | 0 | 72.68 | 68.27 | 9 | 0
2020 | TVA_Transmission_2_ENT | TVA_Transmission | ENT | Internal | Shoulder | B13 | 600 | 3000 | 0 | 69.63 | 67.77 | 9 | 0
2020 | TVA_Transmission_2_ENT | TVA_Transmission | ENT | Internal | Shoulder | B14 | 900 | 3000 | 0 | 68.4 | 65.51 | 9 | 0
2020 | TVA_Transmission_2_ENT | TVA_Transmission | ENT | Internal | Shoulder | B15 | 1203 | 3000 | 0 | 67.02 | 65.51 | 9 | 0
2020 | TVA_Transmission_2_ENT | TVA_Transmission | ENT | Internal | Summer | B1 | 10 | 3000 | 0 | 112.82 | 104.82 | 9 | 0
2020 | TVA_Transmission_2_ENT | TVA_Transmission | ENT | Internal | Summer | B2 | 25 | 3000 | 0 | 108.48 | 101.92 | 9 | 0
2020 | TVA_Transmission_2_ENT | TVA_Transmission | ENT | Internal | Summer | B3 | 75 | 3000 | 0 | 107.15 | 101.92 | 9 | 0
2020 | TVA_Transmission_2_ENT | TVA_Transmission | ENT | Internal | Summer | B4 | 100 | 3000 | 0 | 100.92 | 101.89 | 9 | 0
2020 | TVA_Transmission_2_ENT | TVA_Transmission | ENT | Internal | Summer | B5 | 200 | 3000 | 0 | 94.83 | 95.58 | 9 | 0
2020 | TVA_Transmission_2_ENT | TVA_Transmission | ENT | Internal | Summer | B6 | 300 | 3000 | 0 | 80.34 | 78.36 | 9 | 0
2020 | TVA_Transmission_2_ENT | TVA_Transmission | ENT | Internal | Summer | B7 | 400 | 3000 | 0 | 71.63 | 66.9 | 9 | 0
2020 | TVA_Transmission_2_ENT | TVA_Transmission | ENT | Internal | Summer | B8 | 500 | 3000 | 0 | 67.74 | 66.9 | 9 | 0
2020 | TVA_Transmission_2_ENT | TVA_Transmission | ENT | Internal | Summer | B9 | 800 | 3000 | 0 | 66.1 | 66.41 | 9 | 0
2020 | TVA_Transmission_2_ENT | TVA_Transmission | ENT | Internal | Summer | B10 | 1262 | 3000 | 0 | 64.24 | 64.19 | 9 | 0
2020 | TVA_Transmission_2_ENT | TVA_Transmission | ENT | Internal | Winter | B16 | 25 | 3000 | 0 | 82.97 | 74.97 | 9 | 0
2020 | TVA_Transmission_2_ENT | TVA_Transmission | ENT | Internal | Winter | B17 | 100 | 3000 | 0 | 75.8 | 70.47 | 9 | 0
2020 | TVA_Transmission_2_ENT | TVA_Transmission | ENT | Internal | Winter | B18 | 400 | 3000 | 0 | 72.73 | 69.14 | 9 | 0
2020 | TVA_Transmission_2_ENT | TVA_Transmission | ENT | Internal | Winter | B19 | 700 | 3000 | 0 | 70.93 | 68.12 | 9 | 0
2020 | TVA_Transmission_2_ENT | TVA_Transmission | ENT | Internal | Winter | B20 | 935 | 3000 | 0 | 68.69 | 68.12 | 9 | 0
2020 | TVA_Transmission_2_MISO_MO-IL | TVA_Transmission | MISO_MO-IL | Internal | Shoulder | B11 | 25 | 4000 | 0 | 83.78 | 76.61 | 9 | 0
2020 | TVA_Transmission_2_MISO_MO-IL | TVA_Transmission | MISO_MO-IL | Internal | Shoulder | B12 | 200 | 4000 | 0 | 72.68 | 70.34 | 9 | 0
2020 | TVA_Transmission_2_MISO_MO-IL | TVA_Transmission | MISO_MO-IL | Internal | Shoulder | B13 | 600 | 4000 | 0 | 69.63 | 66.32 | 9 | 0
2020 | TVA_Transmission_2_MISO_MO-IL | TVA_Transmission | MISO_MO-IL | Internal | Shoulder | B14 | 900 | 4000 | 0 | 68.4 | 63.25 | 9 | 0
2020 | TVA_Transmission_2_MISO_MO-IL | TVA_Transmission | MISO_MO-IL | Internal | Shoulder | B15 | 1203 | 4000 | 0 | 67.02 | 59.04 | 9 | 0
2020 | TVA_Transmission_2_MISO_MO-IL | TVA_Transmission | MISO_MO-IL | Internal | Summer | B1 | 10 | 4000 | 0 | 112.82 | 104.82 | 9 | 0
2020 | TVA_Transmission_2_MISO_MO-IL | TVA_Transmission | MISO_MO-IL | Internal | Summer | B2 | 25 | 4000 | 0 | 108.48 | 103.81 | 9 | 0
2020 | TVA_Transmission_2_MISO_MO-IL | TVA_Transmission | MISO_MO-IL | Internal | Summer | B3 | 75 | 4000 | 0 | 107.15 | 100.77 | 9 | 0
2020 | TVA_Transmission_2_MISO_MO-IL | TVA_Transmission | MISO_MO-IL | Internal | Summer | B4 | 100 | 4000 | 0 | 100.92 | 100.77 | 9 | 0
2020 | TVA_Transmission_2_MISO_MO-IL | TVA_Transmission | MISO_MO-IL | Internal | Summer | B5 | 200 | 4000 | 0 | 94.83 | 97.63 | 9 | 0
2020 | TVA_Transmission_2_MISO_MO-IL | TVA_Transmission | MISO_MO-IL | Internal | Summer | B6 | 300 | 4000 | 0 | 80.34 | 78.36 | 9 | 0
2020 | TVA_Transmission_2_MISO_MO-IL | TVA_Transmission | MISO_MO-IL | Internal | Summer | B7 | 400 | 4000 | 0 | 71.63 | 68.85 | 9 | 0
2020 | TVA_Transmission_2_MISO_MO-IL | TVA_Transmission | MISO_MO-IL | Internal | Summer | B8 | 500 | 4000 | 0 | 67.74 | 63.17 | 9 | 0
2020 | TVA_Transmission_2_MISO_MO-IL | TVA_Transmission | MISO_MO-IL | Internal | Summer | B9 | 800 | 4000 | 0 | 66.1 | 61.52 | 9 | 0
2020 | TVA_Transmission_2_MISO_MO-IL | TVA_Transmission | MISO_MO-IL | Internal | Summer | B10 | 1262 | 4000 | 0 | 64.24 | 58.61 | 9 | 0
2020 | TVA_Transmission_2_MISO_MO-IL | TVA_Transmission | MISO_MO-IL | Internal | Winter | B16 | 25 | 4000 | 0 | 82.97 | 82.97 | 9 | 0
2020 | TVA_Transmission_2_MISO_MO-IL | TVA_Transmission | MISO_MO-IL | Internal | Winter | B17 | 100 | 4000 | 0 | 75.8 | 70.65 | 9 | 0
2020 | TVA_Transmission_2_MISO_MO-IL | TVA_Transmission | MISO_MO-IL | Internal | Winter | B18 | 400 | 4000 | 0 | 72.73 | 69.14 | 9 | 0
2020 | TVA_Transmission_2_MISO_MO-IL | TVA_Transmission | MISO_MO-IL | Internal | Winter | B19 | 700 | 4000 | 0 | 70.93 | 66.75 | 9 | 0
2020 | TVA_Transmission_2_MISO_MO-IL | TVA_Transmission | MISO_MO-IL | Internal | Winter | B20 | 935 | 4000 | 0 | 68.69 | 60.69 | 9 | 0
2020 | TVA_Transmission_2_NonRTO_Midwest | TVA_Transmission | NonRTO_Midwest | Internal | Shoulder | B11 | 25 | 700 | 0 | 83.78 | 84.57 | 9 | 0
2020 | TVA_Transmission_2_NonRTO_Midwest | TVA_Transmission | NonRTO_Midwest | Internal | Shoulder | B12 | 200 | 700 | 0 | 72.68 | 78.32 | 9 | 0
2020 | TVA_Transmission_2_NonRTO_Midwest | TVA_Transmission | NonRTO_Midwest | Internal | Shoulder | B13 | 600 | 700 | 0 | 69.63 | 69.1 | 9 | 0
2020 | TVA_Transmission_2_NonRTO_Midwest | TVA_Transmission | NonRTO_Midwest | Internal | Shoulder | B14 | 900 | 700 | 0 | 68.4 | 65.84 | 9 | 0
2020 | TVA_Transmission_2_NonRTO_Midwest | TVA_Transmission | NonRTO_Midwest | Internal | Shoulder | B15 | 1203 | 700 | 0 | 67.02 | 62.76 | 9 | 0
2020 | TVA_Transmission_2_NonRTO_Midwest | TVA_Transmission | NonRTO_Midwest | Internal | Summer | B1 | 10 | 700 | 0 | 112.82 | 108.46 | 9 | 0
2020 | TVA_Transmission_2_NonRTO_Midwest | TVA_Transmission | NonRTO_Midwest | Internal | Summer | B2 | 25 | 700 | 0 | 108.48 | 108.46 | 9 | 0
2020 | TVA_Transmission_2_NonRTO_Midwest | TVA_Transmission | NonRTO_Midwest | Internal | Summer | B3 | 75 | 700 | 0 | 107.15 | 107.15 | 9 | 0
2020 | TVA_Transmission_2_NonRTO_Midwest | TVA_Transmission | NonRTO_Midwest | Internal | Summer | B4 | 100 | 700 | 0 | 100.92 | 92.92 | 9 | 0
2020 | TVA_Transmission_2_NonRTO_Midwest | TVA_Transmission | NonRTO_Midwest | Internal | Summer | B5 | 200 | 700 | 0 | 94.83 | 86.83 | 9 | 0
2020 | TVA_Transmission_2_NonRTO_Midwest | TVA_Transmission | NonRTO_Midwest | Internal | Summer | B6 | 300 | 700 | 0 | 80.34 | 72.34 | 9 | 0
2020 | TVA_Transmission_2_NonRTO_Midwest | TVA_Transmission | NonRTO_Midwest | Internal | Summer | B7 | 400 | 700 | 0 | 71.63 | 65.84 | 9 | 0
2020 | TVA_Transmission_2_NonRTO_Midwest | TVA_Transmission | NonRTO_Midwest | Internal | Summer | B8 | 500 | 700 | 0 | 67.74 | 65.34 | 9 | 0
2020 | TVA_Transmission_2_NonRTO_Midwest | TVA_Transmission | NonRTO_Midwest | Internal | Summer | B9 | 800 | 700 | 0 | 66.1 | 62.93 | 9 | 0
2020 | TVA_Transmission_2_NonRTO_Midwest | TVA_Transmission | NonRTO_Midwest | Internal | Summer | B10 | 1262 | 700 | 0 | 64.24 | 61.77 | 9 | 0
2020 | TVA_Transmission_2_NonRTO_Midwest | TVA_Transmission | NonRTO_Midwest | Internal | Winter | B16 | 25 | 700 | 0 | 82.97 | 90.96 | 9 | 0
2020 | TVA_Transmission_2_NonRTO_Midwest | TVA_Transmission | NonRTO_Midwest | Internal | Winter | B17 | 100 | 700 | 0 | 75.8 | 78.64 | 9 | 0
2020 | TVA_Transmission_2_NonRTO_Midwest | TVA_Transmission | NonRTO_Midwest | Internal | Winter | B18 | 400 | 700 | 0 | 72.73 | 77.12 | 9 | 0
2020 | TVA_Transmission_2_NonRTO_Midwest | TVA_Transmission | NonRTO_Midwest | Internal | Winter | B19 | 700 | 700 | 0 | 70.93 | 65.84 | 9 | 0
2020 | TVA_Transmission_2_NonRTO_Midwest | TVA_Transmission | NonRTO_Midwest | Internal | Winter | B20 | 935 | 700 | 0 | 68.69 | 65.34 | 9 | 0
2020 | TVA_Transmission_2_PJM_ROR | TVA_Transmission | PJM_ROR | Internal | Shoulder | B11 | 25 | 2000 | 0 | 83.78 | 78.59 | 9 | 0
2020 | TVA_Transmission_2_PJM_ROR | TVA_Transmission | PJM_ROR | Internal | Shoulder | B12 | 200 | 2000 | 0 | 72.68 | 72.34 | 9 | 0
2020 | TVA_Transmission_2_PJM_ROR | TVA_Transmission | PJM_ROR | Internal | Shoulder | B13 | 600 | 2000 | 0 | 69.63 | 68.32 | 9 | 0
2020 | TVA_Transmission_2_PJM_ROR | TVA_Transmission | PJM_ROR | Internal | Shoulder | B14 | 900 | 2000 | 0 | 68.4 | 65.25 | 9 | 0
2020 | TVA_Transmission_2_PJM_ROR | TVA_Transmission | PJM_ROR | Internal | Shoulder | B15 | 1203 | 2000 | 0 | 67.02 | 61.04 | 9 | 0
2020 | TVA_Transmission_2_PJM_ROR | TVA_Transmission | PJM_ROR | Internal | Summer | B1 | 10 | 2000 | 0 | 112.82 | 106.82 | 9 | 0
2020 | TVA_Transmission_2_PJM_ROR | TVA_Transmission | PJM_ROR | Internal | Summer | B2 | 25 | 2000 | 0 | 108.48 | 102.48 | 9 | 0
2020 | TVA_Transmission_2_PJM_ROR | TVA_Transmission | PJM_ROR | Internal | Summer | B3 | 75 | 2000 | 0 | 107.15 | 101.15 | 9 | 0
2020 | TVA_Transmission_2_PJM_ROR | TVA_Transmission | PJM_ROR | Internal | Summer | B4 | 100 | 2000 | 0 | 100.92 | 95.28 | 9 | 0
2020 | TVA_Transmission_2_PJM_ROR | TVA_Transmission | PJM_ROR | Internal | Summer | B5 | 200 | 2000 | 0 | 94.83 | 90.37 | 9 | 0
2020 | TVA_Transmission_2_PJM_ROR | TVA_Transmission | PJM_ROR | Internal | Summer | B6 | 300 | 2000 | 0 | 80.34 | 76.36 | 9 | 0
2020 | TVA_Transmission_2_PJM_ROR | TVA_Transmission | PJM_ROR | Internal | Summer | B7 | 400 | 2000 | 0 | 71.63 | 66.86 | 9 | 0
2020 | TVA_Transmission_2_PJM_ROR | TVA_Transmission | PJM_ROR | Internal | Summer | B8 | 500 | 2000 | 0 | 67.74 | 63.2 | 9 | 0
2020 | TVA_Transmission_2_PJM_ROR | TVA_Transmission | PJM_ROR | Internal | Summer | B9 | 800 | 2000 | 0 | 66.1 | 61.01 | 9 | 0
2020 | TVA_Transmission_2_PJM_ROR | TVA_Transmission | PJM_ROR | Internal | Summer | B10 | 1262 | 2000 | 0 | 64.24 | 60.61 | 9 | 0
2020 | TVA_Transmission_2_PJM_ROR | TVA_Transmission | PJM_ROR | Internal | Winter | B16 | 25 | 2000 | 0 | 82.97 | 85.97 | 9 | 0
2020 | TVA_Transmission_2_PJM_ROR | TVA_Transmission | PJM_ROR | Internal | Winter | B17 | 100 | 2000 | 0 | 75.8 | 78.9 | 9 | 0
2020 | TVA_Transmission_2_PJM_ROR | TVA_Transmission | PJM_ROR | Internal | Winter | B18 | 400 | 2000 | 0 | 72.73 | 71.14 | 9 | 0
2020 | TVA_Transmission_2_PJM_ROR | TVA_Transmission | PJM_ROR | Internal | Winter | B19 | 700 | 2000 | 0 | 70.93 | 68.75 | 9 | 0
2020 | TVA_Transmission_2_PJM_ROR | TVA_Transmission | PJM_ROR | Internal | Winter | B20 | 935 | 2000 | 0 | 68.69 | 62.69 | 9 | 0
2020 | TVA_Transmission_2_SOCO | TVA_Transmission | SOCO | Internal | Shoulder | B11 | 25 | 3200 | 0 | 83.78 | 92.21 | 9 | 0
2020 | TVA_Transmission_2_SOCO | TVA_Transmission | SOCO | Internal | Shoulder | B12 | 200 | 3200 | 0 | 72.68 | 69.72 | 9 | 0
2020 | TVA_Transmission_2_SOCO | TVA_Transmission | SOCO | Internal | Shoulder | B13 | 600 | 3200 | 0 | 69.63 | 67.38 | 9 | 0
2020 | TVA_Transmission_2_SOCO | TVA_Transmission | SOCO | Internal | Shoulder | B14 | 900 | 3200 | 0 | 68.4 | 67.38 | 9 | 0
2020 | TVA_Transmission_2_SOCO | TVA_Transmission | SOCO | Internal | Shoulder | B15 | 1203 | 3200 | 0 | 67.02 | 67.38 | 9 | 0
2020 | TVA_Transmission_2_SOCO | TVA_Transmission | SOCO | Internal | Summer | B1 | 10 | 3200 | 0 | 112.82 | 112.12 | 9 | 0
2020 | TVA_Transmission_2_SOCO | TVA_Transmission | SOCO | Internal | Summer | B2 | 25 | 3200 | 0 | 108.48 | 109.92 | 9 | 0
2020 | TVA_Transmission_2_SOCO | TVA_Transmission | SOCO | Internal | Summer | B3 | 75 | 3200 | 0 | 107.15 | 109.92 | 9 | 0
2020 | TVA_Transmission_2_SOCO | TVA_Transmission | SOCO | Internal | Summer | B4 | 100 | 3200 | 551.61 | 100.92 | 109.92 | 9 | 0
2020 | TVA_Transmission_2_SOCO | TVA_Transmission | SOCO | Internal | Summer | B5 | 200 | 3200 | 737.55 | 94.83 | 103.83 | 9 | 0
2020 | TVA_Transmission_2_SOCO | TVA_Transmission | SOCO | Internal | Summer | B6 | 300 | 3200 | 243.3 | 80.34 | 89.34 | 9 | 0
2020 | TVA_Transmission_2_SOCO | TVA_Transmission | SOCO | Internal | Summer | B7 | 400 | 3200 | 0 | 71.63 | 79.86 | 9 | 0
2020 | TVA_Transmission_2_SOCO | TVA_Transmission | SOCO | Internal | Summer | B8 | 500 | 3200 | 0 | 67.74 | 74.69 | 9 | 0
2020 | TVA_Transmission_2_SOCO | TVA_Transmission | SOCO | Internal | Summer | B9 | 800 | 3200 | 0 | 66.1 | 66.11 | 9 | 0
2020 | TVA_Transmission_2_SOCO | TVA_Transmission | SOCO | Internal | Summer | B10 | 1262 | 3200 | 0 | 64.24 | 66.11 | 9 | 0
2020 | TVA_Transmission_2_SOCO | TVA_Transmission | SOCO | Internal | Winter | B16 | 25 | 3200 | 551.14 | 82.97 | 91.97 | 9 | 0
2020 | TVA_Transmission_2_SOCO | TVA_Transmission | SOCO | Internal | Winter | B17 | 100 | 3200 | 0 | 75.8 | 72.53 | 9 | 0
2020 | TVA_Transmission_2_SOCO | TVA_Transmission | SOCO | Internal | Winter | B18 | 400 | 3200 | 0 | 72.73 | 69.99 | 9 | 0
2020 | TVA_Transmission_2_SOCO | TVA_Transmission | SOCO | Internal | Winter | B19 | 700 | 3200 | 0 | 70.93 | 69.99 | 9 | 0
2020 | TVA_Transmission_2_SOCO | TVA_Transmission | SOCO | Internal | Winter | B20 | 935 | 3200 | 0 | 68.69 | 69.99 | 9 | 0
2020 | TVA_Transmission_2_TVA | TVA_Transmission | TVA | Internal | Shoulder | B11 | 25 | 99999 | 0 | 83.78 | 83.21 | 0.01 | 0
2020 | TVA_Transmission_2_TVA | TVA_Transmission | TVA | Internal | Shoulder | B12 | 200 | 99999 | 0 | 72.68 | 67.02 | 0.01 | 0
2020 | TVA_Transmission_2_TVA | TVA_Transmission | TVA | Internal | Shoulder | B13 | 600 | 99999 | 0 | 69.63 | 67.02 | 0.01 | 0
2020 | TVA_Transmission_2_TVA | TVA_Transmission | TVA | Internal | Shoulder | B14 | 900 | 99999 | 0 | 68.4 | 67.02 | 0.01 | 0
2020 | TVA_Transmission_2_TVA | TVA_Transmission | TVA | Internal | Shoulder | B15 | 1203 | 99999 | 0 | 67.02 | 67.02 | 0.01 | 0
2020 | TVA_Transmission_2_TVA | TVA_Transmission | TVA | Internal | Summer | B1 | 10 | 99999 | 3146.1 | 112.82 | 112.83 | 0.01 | 0
2020 | TVA_Transmission_2_TVA | TVA_Transmission | TVA | Internal | Summer | B2 | 25 | 99999 | 2370.06 | 108.48 | 108.49 | 0.01 | 0
2020 | TVA_Transmission_2_TVA | TVA_Transmission | TVA | Internal | Summer | B3 | 75 | 99999 | 846.3 | 107.15 | 107.16 | 0.01 | 0
2020 | TVA_Transmission_2_TVA | TVA_Transmission | TVA | Internal | Summer | B4 | 100 | 99999 | 142.21 | 100.92 | 100.93 | 0.01 | 0
2020 | TVA_Transmission_2_TVA | TVA_Transmission | TVA | Internal | Summer | B5 | 200 | 99999 | 0 | 94.83 | 86.58 | 0.01 | 0
2020 | TVA_Transmission_2_TVA | TVA_Transmission | TVA | Internal | Summer | B6 | 300 | 99999 | 0 | 80.34 | 68.54 | 0.01 | 0
2020 | TVA_Transmission_2_TVA | TVA_Transmission | TVA | Internal | Summer | B7 | 400 | 99999 | 0 | 71.63 | 65.69 | 0.01 | 0
2020 | TVA_Transmission_2_TVA | TVA_Transmission | TVA | Internal | Summer | B8 | 500 | 99999 | 0 | 67.74 | 65.69 | 0.01 | 0
2020 | TVA_Transmission_2_TVA | TVA_Transmission | TVA | Internal | Summer | B9 | 800 | 99999 | 0 | 66.1 | 65.69 | 0.01 | 0
2020 | TVA_Transmission_2_TVA | TVA_Transmission | TVA | Internal | Summer | B10 | 1262 | 99999 | 0 | 64.24 | 63.16 | 0.01 | 0
2020 | TVA_Transmission_2_TVA | TVA_Transmission | TVA | Internal | Winter | B16 | 25 | 99999 | 0 | 82.97 | 82.97 | 0.01 | 0
2020 | TVA_Transmission_2_TVA | TVA_Transmission | TVA | Internal | Winter | B17 | 100 | 99999 | 0 | 75.8 | 70.7 | 0.01 | 0
2020 | TVA_Transmission_2_TVA | TVA_Transmission | TVA | Internal | Winter | B18 | 400 | 99999 | 0 | 72.73 | 69.55 | 0.01 | 0
2020 | TVA_Transmission_2_TVA | TVA_Transmission | TVA | Internal | Winter | B19 | 700 | 99999 | 0 | 70.93 | 69.55 | 0.01 | 0
2020 | TVA_Transmission_2_TVA | TVA_Transmission | TVA | Internal | Winter | B20 | 935 | 99999 | 468.52 | 68.69 | 68.71 | 0.01 | 0
2020 | TVA_Transmission_2_VACAR | TVA_Transmission | VACAR | Internal | Shoulder | B11 | 25 | 900 | 0 | 83.78 | 84.59 | 9 | 0
2020 | TVA_Transmission_2_VACAR | TVA_Transmission | VACAR | Internal | Shoulder | B12 | 200 | 900 | 0 | 72.68 | 75.37 | 9 | 0
2020 | TVA_Transmission_2_VACAR | TVA_Transmission | VACAR | Internal | Shoulder | B13 | 600 | 900 | 0 | 69.63 | 70.79 | 9 | 0
2020 | TVA_Transmission_2_VACAR | TVA_Transmission | VACAR | Internal | Shoulder | B14 | 900 | 900 | 0 | 68.4 | 70.79 | 9 | 0
2020 | TVA_Transmission_2_VACAR | TVA_Transmission | VACAR | Internal | Shoulder | B15 | 1203 | 900 | 0 | 67.02 | 61.62 | 9 | 0
2020 | TVA_Transmission_2_VACAR | TVA_Transmission | VACAR | Internal | Summer | B1 | 10 | 900 | 0 | 112.82 | 112.82 | 9 | 0
2020 | TVA_Transmission_2_VACAR | TVA_Transmission | VACAR | Internal | Summer | B2 | 25 | 900 | 0 | 108.48 | 112.79 | 9 | 0
2020 | TVA_Transmission_2_VACAR | TVA_Transmission | VACAR | Internal | Summer | B3 | 75 | 900 | 0 | 107.15 | 112.79 | 9 | 0
2020 | TVA_Transmission_2_VACAR | TVA_Transmission | VACAR | Internal | Summer | B4 | 100 | 900 | 0 | 100.92 | 102.92 | 9 | 0
2020 | TVA_Transmission_2_VACAR | TVA_Transmission | VACAR | Internal | Summer | B5 | 200 | 900 | 0 | 94.83 | 96.83 | 9 | 0
2020 | TVA_Transmission_2_VACAR | TVA_Transmission | VACAR | Internal | Summer | B6 | 300 | 900 | 0 | 80.34 | 82.34 | 9 | 0
2020 | TVA_Transmission_2_VACAR | TVA_Transmission | VACAR | Internal | Summer | B7 | 400 | 900 | 0 | 71.63 | 72.86 | 9 | 0
2020 | TVA_Transmission_2_VACAR | TVA_Transmission | VACAR | Internal | Summer | B8 | 500 | 900 | 0 | 67.74 | 69.2 | 9 | 0
2020 | TVA_Transmission_2_VACAR | TVA_Transmission | VACAR | Internal | Summer | B9 | 800 | 900 | 0 | 66.1 | 59.98 | 9 | 0
2020 | TVA_Transmission_2_VACAR | TVA_Transmission | VACAR | Internal | Summer | B10 | 1262 | 900 | 0 | 64.24 | 59.98 | 9 | 0
2020 | TVA_Transmission_2_VACAR | TVA_Transmission | VACAR | Internal | Winter | B16 | 25 | 900 | 681.18 | 82.97 | 91.97 | 9 | 0
2020 | TVA_Transmission_2_VACAR | TVA_Transmission | VACAR | Internal | Winter | B17 | 100 | 900 | 0 | 75.8 | 82.53 | 9 | 0
2020 | TVA_Transmission_2_VACAR | TVA_Transmission | VACAR | Internal | Winter | B18 | 400 | 900 | 0 | 72.73 | 75.13 | 9 | 0
2020 | TVA_Transmission_2_VACAR | TVA_Transmission | VACAR | Internal | Winter | B19 | 700 | 900 | 0 | 70.93 | 74.29 | 9 | 0
2020 | TVA_Transmission_2_VACAR | TVA_Transmission | VACAR | Internal | Winter | B20 | 935 | 900 | 0 | 68.69 | 65.31 | 9 | 0
2020 | VACAR_2_PJM_ROR | VACAR | PJM_ROR | Internal | Shoulder | B11 | 25 | 2000 | 0 | 84.59 | 78.59 | 7 | 0
2020 | VACAR_2_PJM_ROR | VACAR | PJM_ROR | Internal | Shoulder | B12 | 200 | 2000 | 0 | 75.37 | 72.34 | 7 | 0
2020 | VACAR_2_PJM_ROR | VACAR | PJM_ROR | Internal | Shoulder | B13 | 600 | 2000 | 0 | 70.79 | 68.32 | 7 | 0
2020 | VACAR_2_PJM_ROR | VACAR | PJM_ROR | Internal | Shoulder | B14 | 900 | 2000 | 0 | 70.79 | 65.25 | 7 | 0
2020 | VACAR_2_PJM_ROR | VACAR | PJM_ROR | Internal | Shoulder | B15 | 1203 | 2000 | 0 | 61.62 | 61.04 | 7 | 0
2020 | VACAR_2_PJM_ROR | VACAR | PJM_ROR | Internal | Summer | B1 | 10 | 2000 | 0 | 112.82 | 106.82 | 7 | 0
2020 | VACAR_2_PJM_ROR | VACAR | PJM_ROR | Internal | Summer | B2 | 25 | 2000 | 0 | 112.79 | 102.48 | 7 | 0
2020 | VACAR_2_PJM_ROR | VACAR | PJM_ROR | Internal | Summer | B3 | 75 | 2000 | 0 | 112.79 | 101.15 | 7 | 0
2020 | VACAR_2_PJM_ROR | VACAR | PJM_ROR | Internal | Summer | B4 | 100 | 2000 | 0 | 102.92 | 95.28 | 7 | 0
2020 | VACAR_2_PJM_ROR | VACAR | PJM_ROR | Internal | Summer | B5 | 200 | 2000 | 0 | 96.83 | 90.37 | 7 | 0
2020 | VACAR_2_PJM_ROR | VACAR | PJM_ROR | Internal | Summer | B6 | 300 | 2000 | 0 | 82.34 | 76.36 | 7 | 0
2020 | VACAR_2_PJM_ROR | VACAR | PJM_ROR | Internal | Summer | B7 | 400 | 2000 | 0 | 72.86 | 66.86 | 7 | 0
2020 | VACAR_2_PJM_ROR | VACAR | PJM_ROR | Internal | Summer | B8 | 500 | 2000 | 0 | 69.2 | 63.2 | 7 | 0
2020 | VACAR_2_PJM_ROR | VACAR | PJM_ROR | Internal | Summer | B9 | 800 | 2000 | 0 | 59.98 | 61.01 | 7 | 0
2020 | VACAR_2_PJM_ROR | VACAR | PJM_ROR | Internal | Summer | B10 | 1262 | 2000 | 0 | 59.98 | 60.61 | 7 | 0
2020 | VACAR_2_PJM_ROR | VACAR | PJM_ROR | Internal | Winter | B16 | 25 | 2000 | 0 | 91.97 | 85.97 | 7 | 0
2020 | VACAR_2_PJM_ROR | VACAR | PJM_ROR | Internal | Winter | B17 | 100 | 2000 | 0 | 82.53 | 78.9 | 7 | 0
2020 | VACAR_2_PJM_ROR | VACAR | PJM_ROR | Internal | Winter | B18 | 400 | 2000 | 0 | 75.13 | 71.14 | 7 | 0
2020 | VACAR_2_PJM_ROR | VACAR | PJM_ROR | Internal | Winter | B19 | 700 | 2000 | 0 | 74.29 | 68.75 | 7 | 0
2020 | VACAR_2_PJM_ROR | VACAR | PJM_ROR | Internal | Winter | B20 | 935 | 2000 | 0 | 65.31 | 62.69 | 7 | 0
2020 | VACAR_2_SOCO | VACAR | SOCO | Internal | Shoulder | B11 | 25 | 3000 | 3000 | 84.59 | 92.21 | 7 | 0.63
2020 | VACAR_2_SOCO | VACAR | SOCO | Internal | Shoulder | B12 | 200 | 3000 | 0 | 75.37 | 69.72 | 7 | 0
2020 | VACAR_2_SOCO | VACAR | SOCO | Internal | Shoulder | B13 | 600 | 3000 | 0 | 70.79 | 67.38 | 7 | 0
2020 | VACAR_2_SOCO | VACAR | SOCO | Internal | Shoulder | B14 | 900 | 3000 | 0 | 70.79 | 67.38 | 7 | 0
2020 | VACAR_2_SOCO | VACAR | SOCO | Internal | Shoulder | B15 | 1203 | 3000 | 0 | 61.62 | 67.38 | 7 | 0
2020 | VACAR_2_SOCO | VACAR | SOCO | Internal | Summer | B1 | 10 | 3000 | 0 | 112.82 | 112.12 | 7 | 0
2020 | VACAR_2_SOCO | VACAR | SOCO | Internal | Summer | B2 | 25 | 3000 | 0 | 112.79 | 109.92 | 7 | 0
2020 | VACAR_2_SOCO | VACAR | SOCO | Internal | Summer | B3 | 75 | 3000 | 0 | 112.79 | 109.92 | 7 | 0
2020 | VACAR_2_SOCO | VACAR | SOCO | Internal | Summer | B4 | 100 | 3000 | 501.39 | 102.92 | 109.92 | 7 | 0
2020 | VACAR_2_SOCO | VACAR | SOCO | Internal | Summer | B5 | 200 | 3000 | 2246.83 | 96.83 | 103.83 | 7 | 0
2020 | VACAR_2_SOCO | VACAR | SOCO | Internal | Summer | B6 | 300 | 3000 | 354.48 | 82.34 | 89.34 | 7 | 0
2020 | VACAR_2_SOCO | VACAR | SOCO | Internal | Summer | B7 | 400 | 3000 | 589.56 | 72.86 | 79.86 | 7 | 0
2020 | VACAR_2_SOCO | VACAR | SOCO | Internal | Summer | B8 | 500 | 3000 | 0 | 69.2 | 74.69 | 7 | 0
2020 | VACAR_2_SOCO | VACAR | SOCO | Internal | Summer | B9 | 800 | 3000 | 0 | 59.98 | 66.11 | 7 | 0
2020 | VACAR_2_SOCO | VACAR | SOCO | Internal | Summer | B10 | 1262 | 3000 | 0 | 59.98 | 66.11 | 7 | 0
2020 | VACAR_2_SOCO | VACAR | SOCO | Internal | Winter | B16 | 25 | 3000 | 0 | 91.97 | 91.97 | 7 | 0
2020 | VACAR_2_SOCO | VACAR | SOCO | Internal | Winter | B17 | 100 | 3000 | 0 | 82.53 | 72.53 | 7 | 0
2020 | VACAR_2_SOCO | VACAR | SOCO | Internal | Winter | B18 | 400 | 3000 | 0 | 75.13 | 69.99 | 7 | 0
2020 | VACAR_2_SOCO | VACAR | SOCO | Internal | Winter | B19 | 700 | 3000 | 0 | 74.29 | 69.99 | 7 | 0
2020 | VACAR_2_SOCO | VACAR | SOCO | Internal | Winter | B20 | 935 | 3000 | 0 | 65.31 | 69.99 | 7 | 0
2020 | VACAR_2_TVA_Transmission | VACAR | TVA_Transmission | Internal | Shoulder | B11 | 25 | 900 | 0 | 84.59 | 83.78 | 7 | 0
2020 | VACAR_2_TVA_Transmission | VACAR | TVA_Transmission | Internal | Shoulder | B12 | 200 | 900 | 0 | 75.37 | 72.68 | 7 | 0
2020 | VACAR_2_TVA_Transmission | VACAR | TVA_Transmission | Internal | Shoulder | B13 | 600 | 900 | 0 | 70.79 | 69.63 | 7 | 0
2020 | VACAR_2_TVA_Transmission | VACAR | TVA_Transmission | Internal | Shoulder | B14 | 900 | 900 | 0 | 70.79 | 68.4 | 7 | 0
2020 | VACAR_2_TVA_Transmission | VACAR | TVA_Transmission | Internal | Shoulder | B15 | 1203 | 900 | 0 | 61.62 | 67.02 | 7 | 0
2020 | VACAR_2_TVA_Transmission | VACAR | TVA_Transmission | Internal | Summer | B1 | 10 | 900 | 0 | 112.82 | 112.82 | 7 | 0
2020 | VACAR_2_TVA_Transmission | VACAR | TVA_Transmission | Internal | Summer | B2 | 25 | 900 | 0 | 112.79 | 108.48 | 7 | 0
2020 | VACAR_2_TVA_Transmission | VACAR | TVA_Transmission | Internal | Summer | B3 | 75 | 900 | 0 | 112.79 | 107.15 | 7 | 0
2020 | VACAR_2_TVA_Transmission | VACAR | TVA_Transmission | Internal | Summer | B4 | 100 | 900 | 0 | 102.92 | 100.92 | 7 | 0
2020 | VACAR_2_TVA_Transmission | VACAR | TVA_Transmission | Internal | Summer | B5 | 200 | 900 | 0 | 96.83 | 94.83 | 7 | 0
2020 | VACAR_2_TVA_Transmission | VACAR | TVA_Transmission | Internal | Summer | B6 | 300 | 900 | 0 | 82.34 | 80.34 | 7 | 0
2020 | VACAR_2_TVA_Transmission | VACAR | TVA_Transmission | Internal | Summer | B7 | 400 | 900 | 0 | 72.86 | 71.63 | 7 | 0
2020 | VACAR_2_TVA_Transmission | VACAR | TVA_Transmission | Internal | Summer | B8 | 500 | 900 | 0 | 69.2 | 67.74 | 7 | 0
2020 | VACAR_2_TVA_Transmission | VACAR | TVA_Transmission | Internal | Summer | B9 | 800 | 900 | 0 | 59.98 | 66.1 | 7 | 0
2020 | VACAR_2_TVA_Transmission | VACAR | TVA_Transmission | Internal | Summer | B10 | 1262 | 900 | 0 | 59.98 | 64.24 | 7 | 0
2020 | VACAR_2_TVA_Transmission | VACAR | TVA_Transmission | Internal | Winter | B16 | 25 | 900 | 0 | 91.97 | 82.97 | 7 | 0
2020 | VACAR_2_TVA_Transmission | VACAR | TVA_Transmission | Internal | Winter | B17 | 100 | 900 | 0 | 82.53 | 75.8 | 7 | 0
2020 | VACAR_2_TVA_Transmission | VACAR | TVA_Transmission | Internal | Winter | B18 | 400 | 900 | 0 | 75.13 | 72.73 | 7 | 0
2020 | VACAR_2_TVA_Transmission | VACAR | TVA_Transmission | Internal | Winter | B19 | 700 | 900 | 0 | 74.29 | 70.93 | 7 | 0
2020 | VACAR_2_TVA_Transmission | VACAR | TVA_Transmission | Internal | Winter | B20 | 935 | 900 | 0 | 65.31 | 68.69 | 7 | 0
2025 | ENT_2_MISO_MO-IL | ENT | MISO_MO-IL | Internal | Shoulder | B11 | 25 | 2260 | 0 | 81.98 | 81.98 | 8 | 0
2025 | ENT_2_MISO_MO-IL | ENT | MISO_MO-IL | Internal | Shoulder | B12 | 200 | 2260 | 0 | 73.68 | 75.49 | 8 | 0
2025 | ENT_2_MISO_MO-IL | ENT | MISO_MO-IL | Internal | Shoulder | B13 | 600 | 2260 | 0 | 73.14 | 73.48 | 8 | 0
2025 | ENT_2_MISO_MO-IL | ENT | MISO_MO-IL | Internal | Shoulder | B14 | 900 | 2260 | 0 | 70.69 | 70.33 | 8 | 0
2025 | ENT_2_MISO_MO-IL | ENT | MISO_MO-IL | Internal | Shoulder | B15 | 1203 | 2260 | 0 | 70.69 | 64.15 | 8 | 0
2025 | ENT_2_MISO_MO-IL | ENT | MISO_MO-IL | Internal | Summer | B1 | 10 | 2260 | 0 | 117.69 | 113.34 | 8 | 0
2025 | ENT_2_MISO_MO-IL | ENT | MISO_MO-IL | Internal | Summer | B2 | 25 | 2260 | 0 | 113.83 | 109.53 | 8 | 0
2025 | ENT_2_MISO_MO-IL | ENT | MISO_MO-IL | Internal | Summer | B3 | 75 | 2260 | 0 | 110.57 | 108.85 | 8 | 0
2025 | ENT_2_MISO_MO-IL | ENT | MISO_MO-IL | Internal | Summer | B4 | 100 | 2260 | 0 | 110.06 | 107.27 | 8 | 0
2025 | ENT_2_MISO_MO-IL | ENT | MISO_MO-IL | Internal | Summer | B5 | 200 | 2260 | 0 | 105.22 | 98.12 | 8 | 0
2025 | ENT_2_MISO_MO-IL | ENT | MISO_MO-IL | Internal | Summer | B6 | 300 | 2260 | 0 | 89.33 | 82.29 | 8 | 0
2025 | ENT_2_MISO_MO-IL | ENT | MISO_MO-IL | Internal | Summer | B7 | 400 | 2260 | 0 | 80.34 | 77.8 | 8 | 0
2025 | ENT_2_MISO_MO-IL | ENT | MISO_MO-IL | Internal | Summer | B8 | 500 | 2260 | 0 | 72.16 | 70.92 | 8 | 0
2025 | ENT_2_MISO_MO-IL | ENT | MISO_MO-IL | Internal | Summer | B9 | 800 | 2260 | 0 | 71.63 | 66.39 | 8 | 0
2025 | ENT_2_MISO_MO-IL | ENT | MISO_MO-IL | Internal | Summer | B10 | 1262 | 2260 | 0 | 69.24 | 59.44 | 8 | 0
2025 | ENT_2_MISO_MO-IL | ENT | MISO_MO-IL | Internal | Winter | B16 | 25 | 2260 | 0 | 80.34 | 80.8 | 8 | 0
2025 | ENT_2_MISO_MO-IL | ENT | MISO_MO-IL | Internal | Winter | B17 | 100 | 2260 | 0 | 75.9 | 75.88 | 8 | 0
2025 | ENT_2_MISO_MO-IL | ENT | MISO_MO-IL | Internal | Winter | B18 | 400 | 2260 | 0 | 76.11 | 75.4 | 8 | 0
2025 | ENT_2_MISO_MO-IL | ENT | MISO_MO-IL | Internal | Winter | B19 | 700 | 2260 | 0 | 73.56 | 73.56 | 8 | 0
2025 | ENT_2_MISO_MO-IL | ENT | MISO_MO-IL | Internal | Winter | B20 | 935 | 2260 | 0 | 73.56 | 67.02 | 8 | 0
2025 | ENT_2_SOCO | ENT | SOCO | Internal | Shoulder | B11 | 25 | 2000 | 2000 | 81.98 | 98.98 | 8 | 9
2025 | ENT_2_SOCO | ENT | SOCO | Internal | Shoulder | B12 | 200 | 2000 | 0 | 73.68 | 75.26 | 8 | 0
2025 | ENT_2_SOCO | ENT | SOCO | Internal | Shoulder | B13 | 600 | 2000 | 0 | 73.14 | 72.62 | 8 | 0
2025 | ENT_2_SOCO | ENT | SOCO | Internal | Shoulder | B14 | 900 | 2000 | 0 | 70.69 | 72.62 | 8 | 0
2025 | ENT_2_SOCO | ENT | SOCO | Internal | Shoulder | B15 | 1203 | 2000 | 0 | 70.69 | 72.62 | 8 | 0
2025 | ENT_2_SOCO | ENT | SOCO | Internal | Summer | B1 | 10 | 2000 | 1431.39 | 117.69 | 125.69 | 8 | 0
2025 | ENT_2_SOCO | ENT | SOCO | Internal | Summer | B2 | 25 | 2000 | 0 | 113.83 | 120.44 | 8 | 0
2025 | ENT_2_SOCO | ENT | SOCO | Internal | Summer | B3 | 75 | 2000 | 56.96 | 110.57 | 118.57 | 8 | 0
2025 | ENT_2_SOCO | ENT | SOCO | Internal | Summer | B4 | 100 | 2000 | 231.1 | 110.06 | 118.06 | 8 | 0
2025 | ENT_2_SOCO | ENT | SOCO | Internal | Summer | B5 | 200 | 2000 | 2000 | 105.22 | 115.11 | 8 | 1.89
2025 | ENT_2_SOCO | ENT | SOCO | Internal | Summer | B6 | 300 | 2000 | 1688.99 | 89.33 | 97.33 | 8 | 0
2025 | ENT_2_SOCO | ENT | SOCO | Internal | Summer | B7 | 400 | 2000 | 2000 | 80.34 | 92.8 | 8 | 4.46
2025 | ENT_2_SOCO | ENT | SOCO | Internal | Summer | B8 | 500 | 2000 | 1129.68 | 72.16 | 80.16 | 8 | 0
2025 | ENT_2_SOCO | ENT | SOCO | Internal | Summer | B9 | 800 | 2000 | 0 | 71.63 | 71.45 | 8 | 0
2025 | ENT_2_SOCO | ENT | SOCO | Internal | Summer | B10 | 1262 | 2000 | 0 | 69.24 | 71.22 | 8 | 0
2025 | ENT_2_SOCO | ENT | SOCO | Internal | Winter | B16 | 25 | 2000 | 2000 | 80.34 | 97.8 | 8 | 9.46
2025 | ENT_2_SOCO | ENT | SOCO | Internal | Winter | B17 | 100 | 2000 | 0 | 75.9 | 78.69 | 8 | 0
2025 | ENT_2_SOCO | ENT | SOCO | Internal | Winter | B18 | 400 | 2000 | 0 | 76.11 | 75.5 | 8 | 0
2025 | ENT_2_SOCO | ENT | SOCO | Internal | Winter | B19 | 700 | 2000 | 0 | 73.56 | 75.5 | 8 | 0
2025 | ENT_2_SOCO | ENT | SOCO | Internal | Winter | B20 | 935 | 2000 | 0 | 73.56 | 75.5 | 8 | 0
2025 | ENT_2_SPP_N | ENT | SPP_N | Internal | Shoulder | B11 | 25 | 1300 | 0 | 81.98 | 76.98 | 8 | 0
2025 | ENT_2_SPP_N | ENT | SPP_N | Internal | Shoulder | B12 | 200 | 1300 | 0 | 73.68 | 70.49 | 8 | 0
2025 | ENT_2_SPP_N | ENT | SPP_N | Internal | Shoulder | B13 | 600 | 1300 | 0 | 73.14 | 70.49 | 8 | 0
2025 | ENT_2_SPP_N | ENT | SPP_N | Internal | Shoulder | B14 | 900 | 1300 | 0 | 70.69 | 63.39 | 8 | 0
2025 | ENT_2_SPP_N | ENT | SPP_N | Internal | Shoulder | B15 | 1203 | 1300 | 0 | 70.69 | 61.38 | 8 | 0
2025 | ENT_2_SPP_N | ENT | SPP_N | Internal | Summer | B1 | 10 | 1300 | 0 | 117.69 | 108.34 | 8 | 0
2025 | ENT_2_SPP_N | ENT | SPP_N | Internal | Summer | B2 | 25 | 1300 | 0 | 113.83 | 108.83 | 8 | 0
2025 | ENT_2_SPP_N | ENT | SPP_N | Internal | Summer | B3 | 75 | 1300 | 0 | 110.57 | 108.83 | 8 | 0
2025 | ENT_2_SPP_N | ENT | SPP_N | Internal | Summer | B4 | 100 | 1300 | 0 | 110.06 | 106.85 | 8 | 0
2025 | ENT_2_SPP_N | ENT | SPP_N | Internal | Summer | B5 | 200 | 1300 | 0 | 105.22 | 100.22 | 8 | 0
2025 | ENT_2_SPP_N | ENT | SPP_N | Internal | Summer | B6 | 300 | 1300 | 0 | 89.33 | 85.53 | 8 | 0
2025 | ENT_2_SPP_N | ENT | SPP_N | Internal | Summer | B7 | 400 | 1300 | 0 | 80.34 | 77.57 | 8 | 0
2025 | ENT_2_SPP_N | ENT | SPP_N | Internal | Summer | B8 | 500 | 1300 | 0 | 72.16 | 70.27 | 8 | 0
2025 | ENT_2_SPP_N | ENT | SPP_N | Internal | Summer | B9 | 800 | 1300 | 0 | 71.63 | 69.09 | 8 | 0
2025 | ENT_2_SPP_N | ENT | SPP_N | Internal | Summer | B10 | 1262 | 1300 | 0 | 69.24 | 64.23 | 8 | 0
2025 | ENT_2_SPP_N | ENT | SPP_N | Internal | Winter | B16 | 25 | 1300 | 0 | 80.34 | 73.53 | 8 | 0
2025 | ENT_2_SPP_N | ENT | SPP_N | Internal | Winter | B17 | 100 | 1300 | 0 | 75.9 | 70.88 | 8 | 0
2025 | ENT_2_SPP_N | ENT | SPP_N | Internal | Winter | B18 | 400 | 1300 | 0 | 76.11 | 71.11 | 8 | 0
2025 | ENT_2_SPP_N | ENT | SPP_N | Internal | Winter | B19 | 700 | 1300 | 0 | 73.56 | 68.56 | 8 | 0
2025 | ENT_2_SPP_N | ENT | SPP_N | Internal | Winter | B20 | 935 | 1300 | 0 | 73.56 | 64.3 | 8 | 0
2025 | ENT_2_SPP_S | ENT | SPP_S | Internal | Shoulder | B11 | 25 | 1300 | 0 | 81.98 | 76.97 | 8 | 0
2025 | ENT_2_SPP_S | ENT | SPP_S | Internal | Shoulder | B12 | 200 | 1300 | 0 | 73.68 | 70.5 | 8 | 0
2025 | ENT_2_SPP_S | ENT | SPP_S | Internal | Shoulder | B13 | 600 | 1300 | 0 | 73.14 | 70.5 | 8 | 0
2025 | ENT_2_SPP_S | ENT | SPP_S | Internal | Shoulder | B14 | 900 | 1300 | 0 | 70.69 | 63.4 | 8 | 0
2025 | ENT_2_SPP_S | ENT | SPP_S | Internal | Shoulder | B15 | 1203 | 1300 | 0 | 70.69 | 61.37 | 8 | 0
2025 | ENT_2_SPP_S | ENT | SPP_S | Internal | Summer | B1 | 10 | 1300 | 0 | 117.69 | 73.31 | 8 | 0
2025 | ENT_2_SPP_S | ENT | SPP_S | Internal | Summer | B2 | 25 | 1300 | 0 | 113.83 | 100.23 | 8 | 0
2025 | ENT_2_SPP_S | ENT | SPP_S | Internal | Summer | B3 | 75 | 1300 | 0 | 110.57 | 105.57 | 8 | 0
2025 | ENT_2_SPP_S | ENT | SPP_S | Internal | Summer | B4 | 100 | 1300 | 0 | 110.06 | 100.23 | 8 | 0
2025 | ENT_2_SPP_S | ENT | SPP_S | Internal | Summer | B5 | 200 | 1300 | 0 | 105.22 | 100.23 | 8 | 0
2025 | ENT_2_SPP_S | ENT | SPP_S | Internal | Summer | B6 | 300 | 1300 | 0 | 89.33 | 85.54 | 8 | 0
2025 | ENT_2_SPP_S | ENT | SPP_S | Internal | Summer | B7 | 400 | 1300 | 0 | 80.34 | 77.59 | 8 | 0
2025 | ENT_2_SPP_S | ENT | SPP_S | Internal | Summer | B8 | 500 | 1300 | 0 | 72.16 | 70.28 | 8 | 0
2025 | ENT_2_SPP_S | ENT | SPP_S | Internal | Summer | B9 | 800 | 1300 | 0 | 71.63 | 69.11 | 8 | 0
2025 | ENT_2_SPP_S | ENT | SPP_S | Internal | Summer | B10 | 1262 | 1300 | 0 | 69.24 | 64.24 | 8 | 0
2025 | ENT_2_SPP_S | ENT | SPP_S | Internal | Winter | B16 | 25 | 1300 | 0 | 80.34 | 73.55 | 8 | 0
2025 | ENT_2_SPP_S | ENT | SPP_S | Internal | Winter | B17 | 100 | 1300 | 0 | 75.9 | 70.9 | 8 | 0
2025 | ENT_2_SPP_S | ENT | SPP_S | Internal | Winter | B18 | 400 | 1300 | 0 | 76.11 | 71.12 | 8 | 0
2025 | ENT_2_SPP_S | ENT | SPP_S | Internal | Winter | B19 | 700 | 1300 | 0 | 73.56 | 68.57 | 8 | 0
2025 | ENT_2_SPP_S | ENT | SPP_S | Internal | Winter | B20 | 935 | 1300 | 0 | 73.56 | 64.29 | 8 | 0
2025 | ENT_2_TVA_Transmission | ENT | TVA_Transmission | Internal | Shoulder | B11 | 25 | 2100 | 247.95 | 81.98 | 89.98 | 8 | 0
2025 | ENT_2_TVA_Transmission | ENT | TVA_Transmission | Internal | Shoulder | B12 | 200 | 2100 | 0 | 73.68 | 78.79 | 8 | 0
2025 | ENT_2_TVA_Transmission | ENT | TVA_Transmission | Internal | Shoulder | B13 | 600 | 2100 | 0 | 73.14 | 76.74 | 8 | 0
2025 | ENT_2_TVA_Transmission | ENT | TVA_Transmission | Internal | Shoulder | B14 | 900 | 2100 | 0 | 70.69 | 75.06 | 8 | 0
2025 | ENT_2_TVA_Transmission | ENT | TVA_Transmission | Internal | Shoulder | B15 | 1203 | 2100 | 0 | 70.69 | 72.15 | 8 | 0
2025 | ENT_2_TVA_Transmission | ENT | TVA_Transmission | Internal | Summer | B1 | 10 | 2100 | 0 | 117.69 | 121.34 | 8 | 0
2025 | ENT_2_TVA_Transmission | ENT | TVA_Transmission | Internal | Summer | B2 | 25 | 2100 | 0 | 113.83 | 117.53 | 8 | 0
2025 | ENT_2_TVA_Transmission | ENT | TVA_Transmission | Internal | Summer | B3 | 75 | 2100 | 0 | 110.57 | 115.27 | 8 | 0
2025 | ENT_2_TVA_Transmission | ENT | TVA_Transmission | Internal | Summer | B4 | 100 | 2100 | 0 | 110.06 | 115.27 | 8 | 0
2025 | ENT_2_TVA_Transmission | ENT | TVA_Transmission | Internal | Summer | B5 | 200 | 2100 | 0 | 105.22 | 106.11 | 8 | 0
2025 | ENT_2_TVA_Transmission | ENT | TVA_Transmission | Internal | Summer | B6 | 300 | 2100 | 0 | 89.33 | 89.05 | 8 | 0
2025 | ENT_2_TVA_Transmission | ENT | TVA_Transmission | Internal | Summer | B7 | 400 | 2100 | 0 | 80.34 | 84.45 | 8 | 0
2025 | ENT_2_TVA_Transmission | ENT | TVA_Transmission | Internal | Summer | B8 | 500 | 2100 | 0 | 72.16 | 75.47 | 8 | 0
2025 | ENT_2_TVA_Transmission | ENT | TVA_Transmission | Internal | Summer | B9 | 800 | 2100 | 0 | 71.63 | 71.09 | 8 | 0
2025 | ENT_2_TVA_Transmission | ENT | TVA_Transmission | Internal | Summer | B10 | 1262 | 2100 | 0 | 69.24 | 65.27 | 8 | 0
2025 | ENT_2_TVA_Transmission | ENT | TVA_Transmission | Internal | Winter | B16 | 25 | 2100 | 2100 | 80.34 | 88.8 | 8 | 0.46
2025 | ENT_2_TVA_Transmission | ENT | TVA_Transmission | Internal | Winter | B17 | 100 | 2100 | 0 | 75.9 | 81.55 | 8 | 0
2025 | ENT_2_TVA_Transmission | ENT | TVA_Transmission | Internal | Winter | B18 | 400 | 2100 | 0 | 76.11 | 79.5 | 8 | 0
2025 | ENT_2_TVA_Transmission | ENT | TVA_Transmission | Internal | Winter | B19 | 700 | 2100 | 0 | 73.56 | 77.69 | 8 | 0
2025 | ENT_2_TVA_Transmission | ENT | TVA_Transmission | Internal | Winter | B20 | 935 | 2100 | 0 | 73.56 | 75.02 | 8 | 0
2025 | FRCC_2_SOCO | FRCC | SOCO | Internal | Shoulder | B11 | 25 | 900 | 0 | 108.98 | 98.98 | 8 | 0
2025 | FRCC_2_SOCO | FRCC | SOCO | Internal | Shoulder | B12 | 200 | 900 | 0 | 81.24 | 75.26 | 8 | 0
2025 | FRCC_2_SOCO | FRCC | SOCO | Internal | Shoulder | B13 | 600 | 900 | 0 | 79.47 | 72.62 | 8 | 0
2025 | FRCC_2_SOCO | FRCC | SOCO | Internal | Shoulder | B14 | 900 | 900 | 0 | 77.85 | 72.62 | 8 | 0
2025 | FRCC_2_SOCO | FRCC | SOCO | Internal | Shoulder | B15 | 1203 | 900 | 0 | 77.85 | 72.62 | 8 | 0
2025 | FRCC_2_SOCO | FRCC | SOCO | Internal | Summer | B1 | 10 | 900 | 0 | 135.69 | 125.69 | 8 | 0
2025 | FRCC_2_SOCO | FRCC | SOCO | Internal | Summer | B2 | 25 | 900 | 0 | 125.11 | 120.44 | 8 | 0
2025 | FRCC_2_SOCO | FRCC | SOCO | Internal | Summer | B3 | 75 | 900 | 0 | 125.11 | 118.57 | 8 | 0
2025 | FRCC_2_SOCO | FRCC | SOCO | Internal | Summer | B4 | 100 | 900 | 0 | 125.11 | 118.06 | 8 | 0
2025 | FRCC_2_SOCO | FRCC | SOCO | Internal | Summer | B5 | 200 | 900 | 0 | 125.11 | 115.11 | 8 | 0
2025 | FRCC_2_SOCO | FRCC | SOCO | Internal | Summer | B6 | 300 | 900 | 0 | 107.33 | 97.33 | 8 | 0
2025 | FRCC_2_SOCO | FRCC | SOCO | Internal | Summer | B7 | 400 | 900 | 0 | 93.67 | 92.8 | 8 | 0
2025 | FRCC_2_SOCO | FRCC | SOCO | Internal | Summer | B8 | 500 | 900 | 0 | 80.4 | 80.16 | 8 | 0
2025 | FRCC_2_SOCO | FRCC | SOCO | Internal | Summer | B9 | 800 | 900 | 0 | 77.04 | 71.45 | 8 | 0
2025 | FRCC_2_SOCO | FRCC | SOCO | Internal | Summer | B10 | 1262 | 900 | 0 | 77.04 | 71.22 | 8 | 0
2025 | FRCC_2_SOCO | FRCC | SOCO | Internal | Winter | B16 | 25 | 900 | 0 | 106.41 | 97.8 | 8 | 0
2025 | FRCC_2_SOCO | FRCC | SOCO | Internal | Winter | B17 | 100 | 900 | 0 | 83.81 | 78.69 | 8 | 0
2025 | FRCC_2_SOCO | FRCC | SOCO | Internal | Winter | B18 | 400 | 900 | 0 | 80.3 | 75.5 | 8 | 0
2025 | FRCC_2_SOCO | FRCC | SOCO | Internal | Winter | B19 | 700 | 900 | 0 | 80.3 | 75.5 | 8 | 0
2025 | FRCC_2_SOCO | FRCC | SOCO | Internal | Winter | B20 | 935 | 900 | 0 | 80.3 | 75.5 | 8 | 0
2025 | HQ_NEISO_2_NEISO | HQ_NEISO | NEISO | Internal | Shoulder | B11 | 25 | 99999 | 2920 | 65.75 | 65.77 | 0.01 | 0
2025 | HQ_NEISO_2_NEISO | HQ_NEISO | NEISO | Internal | Shoulder | B12 | 200 | 99999 | 2920 | 65.75 | 65.77 | 0.01 | 0
2025 | HQ_NEISO_2_NEISO | HQ_NEISO | NEISO | Internal | Shoulder | B13 | 600 | 99999 | 2920 | 64.43 | 64.44 | 0.01 | 0
2025 | HQ_NEISO_2_NEISO | HQ_NEISO | NEISO | Internal | Shoulder | B14 | 900 | 99999 | 2920 | 64.29 | 64.3 | 0.01 | 0
2025 | HQ_NEISO_2_NEISO | HQ_NEISO | NEISO | Internal | Shoulder | B15 | 1203 | 99999 | 1143.24 | 64.29 | 64.3 | 0.01 | 0
2025 | HQ_NEISO_2_NEISO | HQ_NEISO | NEISO | Internal | Summer | B1 | 10 | 99999 | 2920.1 | 141.35 | 141.36 | 0.01 | 0
2025 | HQ_NEISO_2_NEISO | HQ_NEISO | NEISO | Internal | Summer | B2 | 25 | 99999 | 2920.1 | 117.68 | 117.69 | 0.01 | 0
2025 | HQ_NEISO_2_NEISO | HQ_NEISO | NEISO | Internal | Summer | B3 | 75 | 99999 | 2920 | 88.86 | 88.87 | 0.01 | 0
2025 | HQ_NEISO_2_NEISO | HQ_NEISO | NEISO | Internal | Summer | B4 | 100 | 99999 | 2920 | 85.25 | 85.26 | 0.01 | 0
2025 | HQ_NEISO_2_NEISO | HQ_NEISO | NEISO | Internal | Summer | B5 | 200 | 99999 | 2920 | 64.43 | 64.45 | 0.01 | 0
2025 | HQ_NEISO_2_NEISO | HQ_NEISO | NEISO | Internal | Summer | B6 | 300 | 99999 | 2920 | 62.58 | 62.6 | 0.01 | 0
2025 | HQ_NEISO_2_NEISO | HQ_NEISO | NEISO | Internal | Summer | B7 | 400 | 99999 | 2920 | 62.58 | 62.6 | 0.01 | 0
2025 | HQ_NEISO_2_NEISO | HQ_NEISO | NEISO | Internal | Summer | B8 | 500 | 99999 | 2920 | 62.58 | 62.6 | 0.01 | 0
2025 | HQ_NEISO_2_NEISO | HQ_NEISO | NEISO | Internal | Summer | B9 | 800 | 99999 | 2920 | 62.58 | 62.6 | 0.01 | 0
2025 | HQ_NEISO_2_NEISO | HQ_NEISO | NEISO | Internal | Summer | B10 | 1262 | 99999 | 795.94 | 62.58 | 62.6 | 0.01 | 0
2025 | HQ_NEISO_2_NEISO | HQ_NEISO | NEISO | Internal | Winter | B16 | 25 | 99999 | 2920 | 75.55 | 75.56 | 0.01 | 0
2025 | HQ_NEISO_2_NEISO | HQ_NEISO | NEISO | Internal | Winter | B17 | 100 | 99999 | 2920 | 74.28 | 74.29 | 0.01 | 0
2025 | HQ_NEISO_2_NEISO | HQ_NEISO | NEISO | Internal | Winter | B18 | 400 | 99999 | 2920 | 72.65 | 72.66 | 0.01 | 0
2025 | HQ_NEISO_2_NEISO | HQ_NEISO | NEISO | Internal | Winter | B19 | 700 | 99999 | 2920 | 72.65 | 72.66 | 0.01 | 0
2025 | HQ_NEISO_2_NEISO | HQ_NEISO | NEISO | Internal | Winter | B20 | 935 | 99999 | 1233.58 | 72.65 | 72.66 | 0.01 | 0
2025 | HQ_NY_2_NYISO_A-F | HQ_NY | NYISO_A-F | Internal | Shoulder | B11 | 25 | 99999 | 2812.27 | 68.73 | 68.74 | 0.01 | 0
2025 | HQ_NY_2_NYISO_A-F | HQ_NY | NYISO_A-F | Internal | Shoulder | B12 | 200 | 99999 | 2847.69 | 68.73 | 68.74 | 0.01 | 0
2025 | HQ_NY_2_NYISO_A-F | HQ_NY | NYISO_A-F | Internal | Shoulder | B13 | 600 | 99999 | 2781.85 | 67.42 | 67.43 | 0.01 | 0
2025 | HQ_NY_2_NYISO_A-F | HQ_NY | NYISO_A-F | Internal | Shoulder | B14 | 900 | 99999 | 2673.14 | 66.16 | 66.17 | 0.01 | 0
2025 | HQ_NY_2_NYISO_A-F | HQ_NY | NYISO_A-F | Internal | Shoulder | B15 | 1203 | 99999 | 1582.7 | 66.16 | 66.17 | 0.01 | 0
2025 | HQ_NY_2_NYISO_A-F | HQ_NY | NYISO_A-F | Internal | Summer | B1 | 10 | 99999 | 3500 | 88.25 | 88.26 | 0.01 | 0
2025 | HQ_NY_2_NYISO_A-F | HQ_NY | NYISO_A-F | Internal | Summer | B2 | 25 | 99999 | 3406.71 | 93.29 | 93.3 | 0.01 | 0
2025 | HQ_NY_2_NYISO_A-F | HQ_NY | NYISO_A-F | Internal | Summer | B3 | 75 | 99999 | 3266.6 | 88.25 | 88.26 | 0.01 | 0
2025 | HQ_NY_2_NYISO_A-F | HQ_NY | NYISO_A-F | Internal | Summer | B4 | 100 | 99999 | 3116.28 | 88.25 | 88.26 | 0.01 | 0
2025 | HQ_NY_2_NYISO_A-F | HQ_NY | NYISO_A-F | Internal | Summer | B5 | 200 | 99999 | 3025.49 | 67.43 | 67.45 | 0.01 | 0
2025 | HQ_NY_2_NYISO_A-F | HQ_NY | NYISO_A-F | Internal | Summer | B6 | 300 | 99999 | 2934.86 | 67.43 | 67.45 | 0.01 | 0
2025 | HQ_NY_2_NYISO_A-F | HQ_NY | NYISO_A-F | Internal | Summer | B7 | 400 | 99999 | 2830.75 | 67.43 | 67.45 | 0.01 | 0
2025 | HQ_NY_2_NYISO_A-F | HQ_NY | NYISO_A-F | Internal | Summer | B8 | 500 | 99999 | 2760.25 | 64.91 | 64.93 | 0.01 | 0
2025 | HQ_NY_2_NYISO_A-F | HQ_NY | NYISO_A-F | Internal | Summer | B9 | 800 | 99999 | 2664.71 | 64.4 | 64.41 | 0.01 | 0
2025 | HQ_NY_2_NYISO_A-F | HQ_NY | NYISO_A-F | Internal | Summer | B10 | 1262 | 99999 | 1436.31 | 64.4 | 64.41 | 0.01 | 0
2025 | HQ_NY_2_NYISO_A-F | HQ_NY | NYISO_A-F | Internal | Winter | B16 | 25 | 99999 | 3058.87 | 71.28 | 71.29 | 0.01 | 0
2025 | HQ_NY_2_NYISO_A-F | HQ_NY | NYISO_A-F | Internal | Winter | B17 | 100 | 99999 | 3001.1 | 71.28 | 71.29 | 0.01 | 0
2025 | HQ_NY_2_NYISO_A-F | HQ_NY | NYISO_A-F | Internal | Winter | B18 | 400 | 99999 | 2934.69 | 71.28 | 71.29 | 0.01 | 0
2025 | HQ_NY_2_NYISO_A-F | HQ_NY | NYISO_A-F | Internal | Winter | B19 | 700 | 99999 | 2819.07 | 69.65 | 69.66 | 0.01 | 0
2025 | HQ_NY_2_NYISO_A-F | HQ_NY | NYISO_A-F | Internal | Winter | B20 | 935 | 99999 | 1762.97 | 69.65 | 69.66 | 0.01 | 0
2025 | HQ_IESO_2_IESO | HQ_IESO | IESO | Internal | Shoulder | B11 | 25 | 99999 | 400 | 14.41 | 14.42 | 0.01 | 0
2025 | HQ_IESO_2_IESO | HQ_IESO | IESO | Internal | Shoulder | B12 | 200 | 99999 | 400 | 14.41 | 14.42 | 0.01 | 0
2025 | HQ_IESO_2_IESO | HQ_IESO | IESO | Internal | Shoulder | B13 | 600 | 99999 | 400 | 14.41 | 14.42 | 0.01 | 0
2025 | HQ_IESO_2_IESO | HQ_IESO | IESO | Internal | Shoulder | B14 | 900 | 99999 | 400 | 14.41 | 14.42 | 0.01 | 0
2025 | HQ_IESO_2_IESO | HQ_IESO | IESO | Internal | Shoulder | B15 | 1203 | 99999 | 75.48 | 14.41 | 14.42 | 0.01 | 0
2025 | HQ_IESO_2_IESO | HQ_IESO | IESO | Internal | Summer | B1 | 10 | 99999 | 400 | 81.25 | 81.26 | 0.01 | 0
2025 | HQ_IESO_2_IESO | HQ_IESO | IESO | Internal | Summer | B2 | 25 | 99999 | 400 | 86.29 | 86.3 | 0.01 | 0
2025 | HQ_IESO_2_IESO | HQ_IESO | IESO | Internal | Summer | B3 | 75 | 99999 | 400 | 58.05 | 58.06 | 0.01 | 0
2025 | HQ_IESO_2_IESO | HQ_IESO | IESO | Internal | Summer | B4 | 100 | 99999 | 400 | 58.05 | 58.06 | 0.01 | 0
2025 | HQ_IESO_2_IESO | HQ_IESO | IESO | Internal | Summer | B5 | 200 | 99999 | 400 | 11.5 | 11.51 | 0.01 | 0
2025 | HQ_IESO_2_IESO | HQ_IESO | IESO | Internal | Summer | B6 | 300 | 99999 | 400 | 11.5 | 11.51 | 0.01 | 0
2025 | HQ_IESO_2_IESO | HQ_IESO | IESO | Internal | Summer | B7 | 400 | 99999 | 400 | 11.5 | 11.51 | 0.01 | 0
2025 | HQ_IESO_2_IESO | HQ_IESO | IESO | Internal | Summer | B8 | 500 | 99999 | 400 | 11.5 | 11.51 | 0.01 | 0
2025 | HQ_IESO_2_IESO | HQ_IESO | IESO | Internal | Summer | B9 | 800 | 99999 | 400 | 11.5 | 11.51 | 0.01 | 0
2025 | HQ_IESO_2_IESO | HQ_IESO | IESO | Internal | Summer | B10 | 1262 | 99999 | 12.04 | 11.5 | 11.51 | 0.01 | 0
2025 | HQ_IESO_2_IESO | HQ_IESO | IESO | Internal | Winter | B16 | 25 | 99999 | 400 | 14.41 | 14.42 | 0.01 | 0
2025 | HQ_IESO_2_IESO | HQ_IESO | IESO | Internal | Winter | B17 | 100 | 99999 | 400 | 14.41 | 14.42 | 0.01 | 0
2025 | HQ_IESO_2_IESO | HQ_IESO | IESO | Internal | Winter | B18 | 400 | 99999 | 400 | 14.41 | 14.42 | 0.01 | 0
2025 | HQ_IESO_2_IESO | HQ_IESO | IESO | Internal | Winter | B19 | 700 | 99999 | 400 | 14.41 | 14.42 | 0.01 | 0
2025 | HQ_IESO_2_IESO | HQ_IESO | IESO | Internal | Winter | B20 | 935 | 99999 | 91.98 | 14.41 | 14.42 | 0.01 | 0
2025 | IESO_2_MAPP_CA | IESO | MAPP_CA | Internal | Shoulder | B11 | 25 | 262 | 262 | 14.42 | 60.26 | 7 | 38.84
2025 | IESO_2_MAPP_CA | IESO | MAPP_CA | Internal | Shoulder | B12 | 200 | 262 | 262 | 14.42 | 60.26 | 7 | 38.84
2025 | IESO_2_MAPP_CA | IESO | MAPP_CA | Internal | Shoulder | B13 | 600 | 262 | 262 | 14.42 | 60.26 | 7 | 38.84
2025 | IESO_2_MAPP_CA | IESO | MAPP_CA | Internal | Shoulder | B14 | 900 | 262 | 262 | 14.42 | 56.38 | 7 | 34.95
2025 | IESO_2_MAPP_CA | IESO | MAPP_CA | Internal | Shoulder | B15 | 1203 | 262 | 262 | 14.42 | 56.38 | 7 | 34.95
2025 | IESO_2_MAPP_CA | IESO | MAPP_CA | Internal | Summer | B1 | 10 | 262 | 36.56 | 81.26 | 88.26 | 7 | 0
2025 | IESO_2_MAPP_CA | IESO | MAPP_CA | Internal | Summer | B2 | 25 | 262 | 106.11 | 86.3 | 93.3 | 7 | 0
2025 | IESO_2_MAPP_CA | IESO | MAPP_CA | Internal | Summer | B3 | 75 | 262 | 217.84 | 58.06 | 65.06 | 7 | 0
2025 | IESO_2_MAPP_CA | IESO | MAPP_CA | Internal | Summer | B4 | 100 | 262 | 237.33 | 58.06 | 65.06 | 7 | 0
2025 | IESO_2_MAPP_CA | IESO | MAPP_CA | Internal | Summer | B5 | 200 | 262 | 262 | 11.51 | 58.66 | 7 | 40.15
2025 | IESO_2_MAPP_CA | IESO | MAPP_CA | Internal | Summer | B6 | 300 | 262 | 262 | 11.51 | 68.28 | 7 | 49.77
2025 | IESO_2_MAPP_CA | IESO | MAPP_CA | Internal | Summer | B7 | 400 | 262 | 262 | 11.51 | 58.66 | 7 | 40.15
2025 | IESO_2_MAPP_CA | IESO | MAPP_CA | Internal | Summer | B8 | 500 | 262 | 262 | 11.51 | 57.51 | 7 | 39.01
2025 | IESO_2_MAPP_CA | IESO | MAPP_CA | Internal | Summer | B9 | 800 | 262 | 262 | 11.51 | 57.51 | 7 | 39.01
2025 | IESO_2_MAPP_CA | IESO | MAPP_CA | Internal | Summer | B10 | 1262 | 262 | 262 | 11.51 | 57.51 | 7 | 39.01
2025 | IESO_2_MAPP_CA | IESO | MAPP_CA | Internal | Winter | B16 | 25 | 262 | 262 | 14.42 | 63.18 | 7 | 41.76
2025 | IESO_2_MAPP_CA | IESO | MAPP_CA | Internal | Winter | B17 | 100 | 262 | 262 | 14.42 | 63.87 | 7 | 42.45
2025 | IESO_2_MAPP_CA | IESO | MAPP_CA | Internal | Winter | B18 | 400 | 262 | 262 | 14.42 | 68.53 | 7 | 47.11
2025 | IESO_2_MAPP_CA | IESO | MAPP_CA | Internal | Winter | B19 | 700 | 262 | 262 | 14.42 | 68.53 | 7 | 47.11
2025 | IESO_2_MAPP_CA | IESO | MAPP_CA | Internal | Winter | B20 | 935 | 262 | 262 | 14.42 | 63.18 | 7 | 41.76
2025 | IESO_2_MISO_MI | IESO | MISO_MI | Internal | Shoulder | B11 | 25 | 1840 | 1840 | 14.42 | 81.98 | 7 | 60.56
2025 | IESO_2_MISO_MI | IESO | MISO_MI | Internal | Shoulder | B12 | 200 | 1840 | 1840 | 14.42 | 75.49 | 7 | 54.06
2025 | IESO_2_MISO_MI | IESO | MISO_MI | Internal | Shoulder | B13 | 600 | 1840 | 1840 | 14.42 | 73.48 | 7 | 52.06
2025 | IESO_2_MISO_MI | IESO | MISO_MI | Internal | Shoulder | B14 | 900 | 1840 | 1840 | 14.42 | 70.35 | 7 | 48.93
2025 | IESO_2_MISO_MI | IESO | MISO_MI | Internal | Shoulder | B15 | 1203 | 1840 | 1840 | 14.42 | 64.15 | 7 | 42.72
2025 | IESO_2_MISO_MI | IESO | MISO_MI | Internal | Summer | B1 | 10 | 1840 | 1840 | 81.26 | 113.34 | 7 | 25.08
2025 | IESO_2_MISO_MI | IESO | MISO_MI | Internal | Summer | B2 | 25 | 1840 | 1840 | 86.3 | 109.53 | 7 | 16.23
2025 | IESO_2_MISO_MI | IESO | MISO_MI | Internal | Summer | B3 | 75 | 1840 | 1840 | 58.06 | 108.43 | 7 | 43.37
2025 | IESO_2_MISO_MI | IESO | MISO_MI | Internal | Summer | B4 | 100 | 1840 | 1840 | 58.06 | 107.27 | 7 | 42.21
2025 | IESO_2_MISO_MI | IESO | MISO_MI | Internal | Summer | B5 | 200 | 1840 | 1840 | 11.51 | 95.06 | 7 | 76.56
2025 | IESO_2_MISO_MI | IESO | MISO_MI | Internal | Summer | B6 | 300 | 1840 | 1840 | 11.51 | 81.92 | 7 | 63.42
2025 | IESO_2_MISO_MI | IESO | MISO_MI | Internal | Summer | B7 | 400 | 1840 | 1840 | 11.51 | 77.8 | 7 | 59.29
2025 | IESO_2_MISO_MI | IESO | MISO_MI | Internal | Summer | B8 | 500 | 1840 | 1840 | 11.51 | 70.92 | 7 | 52.41
2025 | IESO_2_MISO_MI | IESO | MISO_MI | Internal | Summer | B9 | 800 | 1840 | 1840 | 11.51 | 66.39 | 7 | 47.88
2025 | IESO_2_MISO_MI | IESO | MISO_MI | Internal | Summer | B10 | 1262 | 1840 | 1840 | 11.51 | 59.44 | 7 | 40.93
2025 | IESO_2_MISO_MI | IESO | MISO_MI | Internal | Winter | B16 | 25 | 1840 | 1840 | 14.42 | 85.99 | 7 | 64.56
2025 | IESO_2_MISO_MI | IESO | MISO_MI | Internal | Winter | B17 | 100 | 1840 | 1840 | 14.42 | 75.88 | 7 | 54.46
2025 | IESO_2_MISO_MI | IESO | MISO_MI | Internal | Winter | B18 | 400 | 1840 | 1840 | 14.42 | 75.4 | 7 | 53.98
2025 | IESO_2_MISO_MI | IESO | MISO_MI | Internal | Winter | B19 | 700 | 1840 | 1840 | 14.42 | 73.56 | 7 | 52.13
2025 | IESO_2_MISO_MI | IESO | MISO_MI | Internal | Winter | B20 | 935 | 1840 | 1840 | 14.42 | 67.02 | 7 | 45.59
2025 | IESO_2_MISO_W | IESO | MISO_W | Internal | Shoulder | B11 | 25 | 140 | 140 | 14.42 | 76.97 | 7 | 55.54
2025 | IESO_2_MISO_W | IESO | MISO_W | Internal | Shoulder | B12 | 200 | 140 | 140 | 14.42 | 67.41 | 7 | 45.99
2025 | IESO_2_MISO_W | IESO | MISO_W | Internal | Shoulder | B13 | 600 | 140 | 140 | 14.42 | 67.39 | 7 | 45.96
2025 | IESO_2_MISO_W | IESO | MISO_W | Internal | Shoulder | B14 | 900 | 140 | 140 | 14.42 | 56.39 | 7 | 34.96
2025 | IESO_2_MISO_W | IESO | MISO_W | Internal | Shoulder | B15 | 1203 | 140 | 140 | 14.42 | 54.38 | 7 | 32.96
2025 | IESO_2_MISO_W | IESO | MISO_W | Internal | Summer | B1 | 10 | 140 | 140 | 81.26 | 113.33 | 7 | 25.07
2025 | IESO_2_MISO_W | IESO | MISO_W | Internal | Summer | B2 | 25 | 140 | 140 | 86.3 | 109.52 | 7 | 16.21
2025 | IESO_2_MISO_W | IESO | MISO_W | Internal | Summer | B3 | 75 | 140 | 140 | 58.06 | 108.84 | 7 | 43.78
2025 | IESO_2_MISO_W | IESO | MISO_W | Internal | Summer | B4 | 100 | 140 | 140 | 58.06 | 107.26 | 7 | 42.2
2025 | IESO_2_MISO_W | IESO | MISO_W | Internal | Summer | B5 | 200 | 140 | 140 | 11.51 | 98.11 | 7 | 79.6
2025 | IESO_2_MISO_W | IESO | MISO_W | Internal | Summer | B6 | 300 | 140 | 140 | 11.51 | 82.28 | 7 | 63.77
2025 | IESO_2_MISO_W | IESO | MISO_W | Internal | Summer | B7 | 400 | 140 | 140 | 11.51 | 77.56 | 7 | 59.05
2025 | IESO_2_MISO_W | IESO | MISO_W | Internal | Summer | B8 | 500 | 140 | 140 | 11.51 | 65.98 | 7 | 47.47
2025 | IESO_2_MISO_W | IESO | MISO_W | Internal | Summer | B9 | 800 | 140 | 140 | 11.51 | 65.95 | 7 | 47.45
2025 | IESO_2_MISO_W | IESO | MISO_W | Internal | Summer | B10 | 1262 | 140 | 140 | 11.51 | 57.5 | 7 | 38.99
2025 | IESO_2_MISO_W | IESO | MISO_W | Internal | Winter | B16 | 25 | 140 | 140 | 14.42 | 63.17 | 7 | 41.75
2025 | IESO_2_MISO_W | IESO | MISO_W | Internal | Winter | B17 | 100 | 140 | 140 | 14.42 | 63.88 | 7 | 42.46
2025 | IESO_2_MISO_W | IESO | MISO_W | Internal | Winter | B18 | 400 | 140 | 140 | 14.42 | 68.55 | 7 | 47.12
2025 | IESO_2_MISO_W | IESO | MISO_W | Internal | Winter | B19 | 700 | 140 | 140 | 14.42 | 68.55 | 7 | 47.12
2025 | IESO_2_MISO_W | IESO | MISO_W | Internal | Winter | B20 | 935 | 140 | 140 | 14.42 | 57.3 | 7 | 35.88
2025 | IESO_2_NYISO_A-F | IESO | NYISO_A-F | Internal | Shoulder | B11 | 25 | 1725 | 1725 | 14.42 | 68.74 | 7 | 47.32
2025 | IESO_2_NYISO_A-F | IESO | NYISO_A-F | Internal | Shoulder | B12 | 200 | 1725 | 1725 | 14.42 | 68.74 | 7 | 47.32
2025 | IESO_2_NYISO_A-F | IESO | NYISO_A-F | Internal | Shoulder | B13 | 600 | 1725 | 1725 | 14.42 | 67.43 | 7 | 46.01
2025 | IESO_2_NYISO_A-F | IESO | NYISO_A-F | Internal | Shoulder | B14 | 900 | 1725 | 1725 | 14.42 | 66.17 | 7 | 44.74
2025 | IESO_2_NYISO_A-F | IESO | NYISO_A-F | Internal | Shoulder | B15 | 1203 | 1725 | 1725 | 14.42 | 66.17 | 7 | 44.74
2025 | IESO_2_NYISO_A-F | IESO | NYISO_A-F | Internal | Summer | B1 | 10 | 1725 | 1181.57 | 81.26 | 88.26 | 7 | 0
2025 | IESO_2_NYISO_A-F | IESO | NYISO_A-F | Internal | Summer | B2 | 25 | 1725 | 1529.22 | 86.3 | 93.3 | 7 | 0
2025 | IESO_2_NYISO_A-F | IESO | NYISO_A-F | Internal | Summer | B3 | 75 | 1725 | 1725 | 58.06 | 88.26 | 7 | 23.2
2025 | IESO_2_NYISO_A-F | IESO | NYISO_A-F | Internal | Summer | B4 | 100 | 1725 | 1725 | 58.06 | 88.26 | 7 | 23.2
2025 | IESO_2_NYISO_A-F | IESO | NYISO_A-F | Internal | Summer | B5 | 200 | 1725 | 1725 | 11.51 | 67.45 | 7 | 48.94
2025 | IESO_2_NYISO_A-F | IESO | NYISO_A-F | Internal | Summer | B6 | 300 | 1725 | 1725 | 11.51 | 67.45 | 7 | 48.94
2025 | IESO_2_NYISO_A-F | IESO | NYISO_A-F | Internal | Summer | B7 | 400 | 1725 | 1725 | 11.51 | 67.45 | 7 | 48.94
2025 | IESO_2_NYISO_A-F | IESO | NYISO_A-F | Internal | Summer | B8 | 500 | 1725 | 1725 | 11.51 | 64.93 | 7 | 46.42
2025 | IESO_2_NYISO_A-F | IESO | NYISO_A-F | Internal | Summer | B9 | 800 | 1725 | 1725 | 11.51 | 64.41 | 7 | 45.91
2025 | IESO_2_NYISO_A-F | IESO | NYISO_A-F | Internal | Summer | B10 | 1262 | 1725 | 1725 | 11.51 | 64.41 | 7 | 45.91
2025 | IESO_2_NYISO_A-F | IESO | NYISO_A-F | Internal | Winter | B16 | 25 | 1725 | 1725 | 14.42 | 71.29 | 7 | 49.87
2025 | IESO_2_NYISO_A-F | IESO | NYISO_A-F | Internal | Winter | B17 | 100 | 1725 | 1725 | 14.42 | 71.29 | 7 | 49.87
2025 | IESO_2_NYISO_A-F | IESO | NYISO_A-F | Internal | Winter | B18 | 400 | 1725 | 1725 | 14.42 | 71.29 | 7 | 49.87
2025 | IESO_2_NYISO_A-F | IESO | NYISO_A-F | Internal | Winter | B19 | 700 | 1725 | 1725 | 14.42 | 69.66 | 7 | 48.24
2025 | IESO_2_NYISO_A-F | IESO | NYISO_A-F | Internal | Winter | B20 | 935 | 1725 | 1725 | 14.42 | 69.66 | 7 | 48.24
2025 | MAPP_CA_2_IESO | MAPP_CA | IESO | Internal | Shoulder | B11 | 25 | 330 | 0 | 60.26 | 14.42 | 8 | 0
2025 | MAPP_CA_2_IESO | MAPP_CA | IESO | Internal | Shoulder | B12 | 200 | 330 | 0 | 60.26 | 14.42 | 8 | 0
2025 | MAPP_CA_2_IESO | MAPP_CA | IESO | Internal | Shoulder | B13 | 600 | 330 | 0 | 60.26 | 14.42 | 8 | 0
2025 | MAPP_CA_2_IESO | MAPP_CA | IESO | Internal | Shoulder | B14 | 900 | 330 | 0 | 56.38 | 14.42 | 8 | 0
2025 | MAPP_CA_2_IESO | MAPP_CA | IESO | Internal | Shoulder | B15 | 1203 | 330 | 0 | 56.38 | 14.42 | 8 | 0
2025 | MAPP_CA_2_IESO | MAPP_CA | IESO | Internal | Summer | B1 | 10 | 330 | 0 | 88.26 | 81.26 | 8 | 0
2025 | MAPP_CA_2_IESO | MAPP_CA | IESO | Internal | Summer | B2 | 25 | 330 | 0 | 93.3 | 86.3 | 8 | 0
2025 | MAPP_CA_2_IESO | MAPP_CA | IESO | Internal | Summer | B3 | 75 | 330 | 0 | 65.06 | 58.06 | 8 | 0
2025 | MAPP_CA_2_IESO | MAPP_CA | IESO | Internal | Summer | B4 | 100 | 330 | 0 | 65.06 | 58.06 | 8 | 0
2025 | MAPP_CA_2_IESO | MAPP_CA | IESO | Internal | Summer | B5 | 200 | 330 | 0 | 58.66 | 11.51 | 8 | 0
2025 | MAPP_CA_2_IESO | MAPP_CA | IESO | Internal | Summer | B6 | 300 | 330 | 0 | 68.28 | 11.51 | 8 | 0
2025 | MAPP_CA_2_IESO | MAPP_CA | IESO | Internal | Summer | B7 | 400 | 330 | 0 | 58.66 | 11.51 | 8 | 0
2025 | MAPP_CA_2_IESO | MAPP_CA | IESO | Internal | Summer | B8 | 500 | 330 | 0 | 57.51 | 11.51 | 8 | 0
2025 | MAPP_CA_2_IESO | MAPP_CA | IESO | Internal | Summer | B9 | 800 | 330 | 0 | 57.51 | 11.51 | 8 | 0
2025 | MAPP_CA_2_IESO | MAPP_CA | IESO | Internal | Summer | B10 | 1262 | 330 | 0 | 57.51 | 11.51 | 8 | 0
2025 | MAPP_CA_2_IESO | MAPP_CA | IESO | Internal | Winter | B16 | 25 | 330 | 0 | 63.18 | 14.42 | 8 | 0
2025 | MAPP_CA_2_IESO | MAPP_CA | IESO | Internal | Winter | B17 | 100 | 330 | 0 | 63.87 | 14.42 | 8 | 0
2025 | MAPP_CA_2_IESO | MAPP_CA | IESO | Internal | Winter | B18 | 400 | 330 | 0 | 68.53 | 14.42 | 8 | 0
2025 | MAPP_CA_2_IESO | MAPP_CA | IESO | Internal | Winter | B19 | 700 | 330 | 0 | 68.53 | 14.42 | 8 | 0
2025 | MAPP_CA_2_IESO | MAPP_CA | IESO | Internal | Winter | B20 | 935 | 330 | 0 | 63.18 | 14.42 | 8 | 0
2025 | MAPP_CA_2_MAPP_US | MAPP_CA | MAPP_US | Internal | Shoulder | B11 | 25 | 372 | 372 | 60.26 | 69.97 | 7 | 2.71
2025 | MAPP_CA_2_MAPP_US | MAPP_CA | MAPP_US | Internal | Shoulder | B12 | 200 | 372 | 0 | 60.26 | 60.41 | 7 | 0
2025 | MAPP_CA_2_MAPP_US | MAPP_CA | MAPP_US | Internal | Shoulder | B13 | 600 | 372 | 0 | 60.26 | 60.39 | 7 | 0
2025 | MAPP_CA_2_MAPP_US | MAPP_CA | MAPP_US | Internal | Shoulder | B14 | 900 | 372 | 0 | 56.38 | 49.39 | 7 | 0
2025 | MAPP_CA_2_MAPP_US | MAPP_CA | MAPP_US | Internal | Shoulder | B15 | 1203 | 372 | 0 | 56.38 | 47.38 | 7 | 0
2025 | MAPP_CA_2_MAPP_US | MAPP_CA | MAPP_US | Internal | Summer | B1 | 10 | 372 | 372 | 88.26 | 106.33 | 7 | 11.07
2025 | MAPP_CA_2_MAPP_US | MAPP_CA | MAPP_US | Internal | Summer | B2 | 25 | 372 | 372 | 93.3 | 102.52 | 7 | 2.21
2025 | MAPP_CA_2_MAPP_US | MAPP_CA | MAPP_US | Internal | Summer | B3 | 75 | 372 | 372 | 65.06 | 101.84 | 7 | 29.78
2025 | MAPP_CA_2_MAPP_US | MAPP_CA | MAPP_US | Internal | Summer | B4 | 100 | 372 | 372 | 65.06 | 100.26 | 7 | 28.2
2025 | MAPP_CA_2_MAPP_US | MAPP_CA | MAPP_US | Internal | Summer | B5 | 200 | 372 | 372 | 58.66 | 91.11 | 7 | 25.45
2025 | MAPP_CA_2_MAPP_US | MAPP_CA | MAPP_US | Internal | Summer | B6 | 300 | 372 | 364.25 | 68.28 | 75.28 | 7 | 0
2025 | MAPP_CA_2_MAPP_US | MAPP_CA | MAPP_US | Internal | Summer | B7 | 400 | 372 | 372 | 58.66 | 70.56 | 7 | 4.9
2025 | MAPP_CA_2_MAPP_US | MAPP_CA | MAPP_US | Internal | Summer | B8 | 500 | 372 | 0 | 57.51 | 58.98 | 7 | 0
2025 | MAPP_CA_2_MAPP_US | MAPP_CA | MAPP_US | Internal | Summer | B9 | 800 | 372 | 0 | 57.51 | 58.95 | 7 | 0
2025 | MAPP_CA_2_MAPP_US | MAPP_CA | MAPP_US | Internal | Summer | B10 | 1262 | 372 | 0 | 57.51 | 50.5 | 7 | 0
2025 | MAPP_CA_2_MAPP_US | MAPP_CA | MAPP_US | Internal | Winter | B16 | 25 | 372 | 0 | 63.18 | 56.17 | 7 | 0
2025 | MAPP_CA_2_MAPP_US | MAPP_CA | MAPP_US | Internal | Winter | B17 | 100 | 372 | 0 | 63.87 | 56.88 | 7 | 0
2025 | MAPP_CA_2_MAPP_US | MAPP_CA | MAPP_US | Internal | Winter | B18 | 400 | 372 | 0 | 68.53 | 61.55 | 7 | 0
2025 | MAPP_CA_2_MAPP_US | MAPP_CA | MAPP_US | Internal | Winter | B19 | 700 | 372 | 0 | 68.53 | 61.55 | 7 | 0
2025 | MAPP_CA_2_MAPP_US | MAPP_CA | MAPP_US | Internal | Winter | B20 | 935 | 372 | 0 | 63.18 | 50.3 | 7 | 0
2025 | MAPP_CA_2_MISO_W | MAPP_CA | MISO_W | Internal | Shoulder | B11 | 25 | 2196 | 2196 | 60.26 | 76.97 | 0.01 | 16.7
2025 | MAPP_CA_2_MISO_W | MAPP_CA | MISO_W | Internal | Shoulder | B12 | 200 | 2196 | 2196 | 60.26 | 67.41 | 0.01 | 7.14
2025 | MAPP_CA_2_MISO_W | MAPP_CA | MISO_W | Internal | Shoulder | B13 | 600 | 2196 | 2196 | 60.26 | 67.39 | 0.01 | 7.12
2025 | MAPP_CA_2_MISO_W | MAPP_CA | MISO_W | Internal | Shoulder | B14 | 900 | 2196 | 1983.52 | 56.38 | 56.39 | 0.01 | 0
2025 | MAPP_CA_2_MISO_W | MAPP_CA | MISO_W | Internal | Shoulder | B15 | 1203 | 2196 | 0 | 56.38 | 54.38 | 0.01 | 0
2025 | MAPP_CA_2_MISO_W | MAPP_CA | MISO_W | Internal | Summer | B1 | 10 | 2196 | 2196 | 88.26 | 113.33 | 0.01 | 25.06
2025 | MAPP_CA_2_MISO_W | MAPP_CA | MISO_W | Internal | Summer | B2 | 25 | 2196 | 2196 | 93.3 | 109.52 | 0.01 | 16.2
2025 | MAPP_CA_2_MISO_W | MAPP_CA | MISO_W | Internal | Summer | B3 | 75 | 2196 | 2196 | 65.06 | 108.84 | 0.01 | 43.77
2025 | MAPP_CA_2_MISO_W | MAPP_CA | MISO_W | Internal | Summer | B4 | 100 | 2196 | 2196 | 65.06 | 107.26 | 0.01 | 42.19
2025 | MAPP_CA_2_MISO_W | MAPP_CA | MISO_W | Internal | Summer | B5 | 200 | 2196 | 2196 | 58.66 | 98.11 | 0.01 | 39.44
2025 | MAPP_CA_2_MISO_W | MAPP_CA | MISO_W | Internal | Summer | B6 | 300 | 2196 | 2196 | 68.28 | 82.28 | 0.01 | 13.99
2025 | MAPP_CA_2_MISO_W | MAPP_CA | MISO_W | Internal | Summer | B7 | 400 | 2196 | 2196 | 58.66 | 77.56 | 0.01 | 18.89
2025 | MAPP_CA_2_MISO_W | MAPP_CA | MISO_W | Internal | Summer | B8 | 500 | 2196 | 2196 | 57.51 | 65.98 | 0.01 | 8.45
2025 | MAPP_CA_2_MISO_W | MAPP_CA | MISO_W | Internal | Summer | B9 | 800 | 2196 | 2196 | 57.51 | 65.95 | 0.01 | 8.43
2025 | MAPP_CA_2_MISO_W | MAPP_CA | MISO_W | Internal | Summer | B10 | 1262 | 2196 | 0 | 57.51 | 57.5 | 0.01 | 0
2025 | MAPP_CA_2_MISO_W | MAPP_CA | MISO_W | Internal | Winter | B16 | 25 | 2196 | 0 | 63.18 | 63.17 | 0.01 | 0
2025 | MAPP_CA_2_MISO_W | MAPP_CA | MISO_W | Internal | Winter | B17 | 100 | 2196 | 1658.47 | 63.87 | 63.88 | 0.01 | 0
2025 | MAPP_CA_2_MISO_W | MAPP_CA | MISO_W | Internal | Winter | B18 | 400 | 2196 | 1718.21 | 68.53 | 68.55 | 0.01 | 0
2025 | MAPP_CA_2_MISO_W | MAPP_CA | MISO_W | Internal | Winter | B19 | 700 | 2196 | 1796.1 | 68.53 | 68.55 | 0.01 | 0
2025 | MAPP_CA_2_MISO_W | MAPP_CA | MISO_W | Internal | Winter | B20 | 935 | 2196 | 0 | 63.18 | 57.3 | 0.01 | 0
2025 | MAPP_US_2_MAPP_CA | MAPP_US | MAPP_CA | Internal | Shoulder | B11 | 25 | 165 | 0 | 69.97 | 60.26 | 7 | 0
2025 | MAPP_US_2_MAPP_CA | MAPP_US | MAPP_CA | Internal | Shoulder | B12 | 200 | 165 | 0 | 60.41 | 60.26 | 7 | 0
2025 | MAPP_US_2_MAPP_CA | MAPP_US | MAPP_CA | Internal | Shoulder | B13 | 600 | 165 | 0 | 60.39 | 60.26 | 7 | 0
2025 | MAPP_US_2_MAPP_CA | MAPP_US | MAPP_CA | Internal | Shoulder | B14 | 900 | 165 | 0 | 49.39 | 56.38 | 7 | 0
2025 | MAPP_US_2_MAPP_CA | MAPP_US | MAPP_CA | Internal | Shoulder | B15 | 1203 | 165 | 165 | 47.38 | 56.38 | 7 | 1.99
2025 | MAPP_US_2_MAPP_CA | MAPP_US | MAPP_CA | Internal | Summer | B1 | 10 | 165 | 0 | 106.33 | 88.26 | 7 | 0
2025 | MAPP_US_2_MAPP_CA | MAPP_US | MAPP_CA | Internal | Summer | B2 | 25 | 165 | 0 | 102.52 | 93.3 | 7 | 0
2025 | MAPP_US_2_MAPP_CA | MAPP_US | MAPP_CA | Internal | Summer | B3 | 75 | 165 | 0 | 101.84 | 65.06 | 7 | 0
2025 | MAPP_US_2_MAPP_CA | MAPP_US | MAPP_CA | Internal | Summer | B4 | 100 | 165 | 0 | 100.26 | 65.06 | 7 | 0
2025 | MAPP_US_2_MAPP_CA | MAPP_US | MAPP_CA | Internal | Summer | B5 | 200 | 165 | 0 | 91.11 | 58.66 | 7 | 0
2025 | MAPP_US_2_MAPP_CA | MAPP_US | MAPP_CA | Internal | Summer | B6 | 300 | 165 | 0 | 75.28 | 68.28 | 7 | 0
2025 | MAPP_US_2_MAPP_CA | MAPP_US | MAPP_CA | Internal | Summer | B7 | 400 | 165 | 0 | 70.56 | 58.66 | 7 | 0
2025 | MAPP_US_2_MAPP_CA | MAPP_US | MAPP_CA | Internal | Summer | B8 | 500 | 165 | 0 | 58.98 | 57.51 | 7 | 0
2025 | MAPP_US_2_MAPP_CA | MAPP_US | MAPP_CA | Internal | Summer | B9 | 800 | 165 | 0 | 58.95 | 57.51 | 7 | 0
2025 | MAPP_US_2_MAPP_CA | MAPP_US | MAPP_CA | Internal | Summer | B10 | 1262 | 165 | 165 | 50.5 | 57.51 | 7 | 0.01
2025 | MAPP_US_2_MAPP_CA | MAPP_US | MAPP_CA | Internal | Winter | B16 | 25 | 165 | 164.99 | 56.17 | 63.18 | 7 | 0.01
2025 | MAPP_US_2_MAPP_CA | MAPP_US | MAPP_CA | Internal | Winter | B17 | 100 | 165 | 0 | 56.88 | 63.87 | 7 | 0
2025 | MAPP_US_2_MAPP_CA | MAPP_US | MAPP_CA | Internal | Winter | B18 | 400 | 165 | 0 | 61.55 | 68.53 | 7 | 0
2025 | MAPP_US_2_MAPP_CA | MAPP_US | MAPP_CA | Internal | Winter | B19 | 700 | 165 | 0 | 61.55 | 68.53 | 7 | 0
2025 | MAPP_US_2_MAPP_CA | MAPP_US | MAPP_CA | Internal | Winter | B20 | 935 | 165 | 165 | 50.3 | 63.18 | 7 | 5.88
2025 | MAPP_US_2_MISO_W | MAPP_US | MISO_W | Internal | Shoulder | B11 | 25 | 2635 | 2633.73 | 69.97 | 76.97 | 7 | 0
2025 | MAPP_US_2_MISO_W | MAPP_US | MISO_W | Internal | Shoulder | B12 | 200 | 2635 | 1306.73 | 60.41 | 67.41 | 7 | 0
2025 | MAPP_US_2_MISO_W | MAPP_US | MISO_W | Internal | Shoulder | B13 | 600 | 2635 | 1620.76 | 60.39 | 67.39 | 7 | 0
2025 | MAPP_US_2_MISO_W | MAPP_US | MISO_W | Internal | Shoulder | B14 | 900 | 2635 | 576.44 | 49.39 | 56.39 | 7 | 0
2025 | MAPP_US_2_MISO_W | MAPP_US | MISO_W | Internal | Shoulder | B15 | 1203 | 2635 | 857.28 | 47.38 | 54.38 | 7 | 0
2025 | MAPP_US_2_MISO_W | MAPP_US | MISO_W | Internal | Summer | B1 | 10 | 2635 | 1057.17 | 106.33 | 113.33 | 7 | 0
2025 | MAPP_US_2_MISO_W | MAPP_US | MISO_W | Internal | Summer | B2 | 25 | 2635 | 2367.42 | 102.52 | 109.52 | 7 | 0
2025 | MAPP_US_2_MISO_W | MAPP_US | MISO_W | Internal | Summer | B3 | 75 | 2635 | 2002.6 | 101.84 | 108.84 | 7 | 0
2025 | MAPP_US_2_MISO_W | MAPP_US | MISO_W | Internal | Summer | B4 | 100 | 2635 | 2496.26 | 100.26 | 107.26 | 7 | 0
2025 | MAPP_US_2_MISO_W | MAPP_US | MISO_W | Internal | Summer | B5 | 200 | 2635 | 138.85 | 91.11 | 98.11 | 7 | 0
2025 | MAPP_US_2_MISO_W | MAPP_US | MISO_W | Internal | Summer | B6 | 300 | 2635 | 383.4 | 75.28 | 82.28 | 7 | 0
2025 | MAPP_US_2_MISO_W | MAPP_US | MISO_W | Internal | Summer | B7 | 400 | 2635 | 1637.96 | 70.56 | 77.56 | 7 | 0
2025 | MAPP_US_2_MISO_W | MAPP_US | MISO_W | Internal | Summer | B8 | 500 | 2635 | 1196.28 | 58.98 | 65.98 | 7 | 0
2025 | MAPP_US_2_MISO_W | MAPP_US | MISO_W | Internal | Summer | B9 | 800 | 2635 | 667.95 | 58.95 | 65.95 | 7 | 0
2025 | MAPP_US_2_MISO_W | MAPP_US | MISO_W | Internal | Summer | B10 | 1262 | 2635 | 704.57 | 50.5 | 57.5 | 7 | 0
2025 | MAPP_US_2_MISO_W | MAPP_US | MISO_W | Internal | Winter | B16 | 25 | 2635 | 2286.94 | 56.17 | 63.17 | 7 | 0
2025 | MAPP_US_2_MISO_W | MAPP_US | MISO_W | Internal | Winter | B17 | 100 | 2635 | 1088.22 | 56.88 | 63.88 | 7 | 0
2025 | MAPP_US_2_MISO_W | MAPP_US | MISO_W | Internal | Winter | B18 | 400 | 2635 | 1388.54 | 61.55 | 68.55 | 7 | 0
2025 | MAPP_US_2_MISO_W | MAPP_US | MISO_W | Internal | Winter | B19 | 700 | 2635 | 1303.46 | 61.55 | 68.55 | 7 | 0
2025 | MAPP_US_2_MISO_W | MAPP_US | MISO_W | Internal | Winter | B20 | 935 | 2635 | 710.19 | 50.3 | 57.3 | 7 | 0
2025 | MAPP_US_2_NE | MAPP_US | NE | Internal | Shoulder | B11 | 25 | 2000 | 843.13 | 69.97 | 76.97 | 7 | 0
2025 | MAPP_US_2_NE | MAPP_US | NE | Internal | Shoulder | B12 | 200 | 2000 | 2000 | 60.41 | 70.48 | 7 | 3.06
2025 | MAPP_US_2_NE | MAPP_US | NE | Internal | Shoulder | B13 | 600 | 2000 | 2000 | 60.39 | 70.48 | 7 | 3.09
2025 | MAPP_US_2_NE | MAPP_US | NE | Internal | Shoulder | B14 | 900 | 2000 | 2000 | 49.39 | 63.38 | 7 | 6.99
2025 | MAPP_US_2_NE | MAPP_US | NE | Internal | Shoulder | B15 | 1203 | 2000 | 2000 | 47.38 | 61.37 | 7 | 6.99
2025 | MAPP_US_2_NE | MAPP_US | NE | Internal | Summer | B1 | 10 | 2000 | 344.67 | 106.33 | 113.33 | 7 | 0
2025 | MAPP_US_2_NE | MAPP_US | NE | Internal | Summer | B2 | 25 | 2000 | 349.31 | 102.52 | 109.52 | 7 | 0
2025 | MAPP_US_2_NE | MAPP_US | NE | Internal | Summer | B3 | 75 | 2000 | 570.99 | 101.84 | 108.84 | 7 | 0
2025 | MAPP_US_2_NE | MAPP_US | NE | Internal | Summer | B4 | 100 | 2000 | 212.81 | 100.26 | 107.26 | 7 | 0
2025 | MAPP_US_2_NE | MAPP_US | NE | Internal | Summer | B5 | 200 | 2000 | 2000 | 91.11 | 100.21 | 7 | 2.1
2025 | MAPP_US_2_NE | MAPP_US | NE | Internal | Summer | B6 | 300 | 2000 | 1954.53 | 75.28 | 82.28 | 7 | 0
2025 | MAPP_US_2_NE | MAPP_US | NE | Internal | Summer | B7 | 400 | 2000 | 1518.82 | 70.56 | 77.56 | 7 | 0
2025 | MAPP_US_2_NE | MAPP_US | NE | Internal | Summer | B8 | 500 | 2000 | 2000 | 58.98 | 69.45 | 7 | 3.48
2025 | MAPP_US_2_NE | MAPP_US | NE | Internal | Summer | B9 | 800 | 2000 | 2000 | 58.95 | 69.08 | 7 | 3.13
2025 | MAPP_US_2_NE | MAPP_US | NE | Internal | Summer | B10 | 1262 | 2000 | 2000 | 50.5 | 59.49 | 7 | 1.99
2025 | MAPP_US_2_NE | MAPP_US | NE | Internal | Winter | B16 | 25 | 2000 | 2000 | 56.17 | 70.17 | 7 | 7
2025 | MAPP_US_2_NE | MAPP_US | NE | Internal | Winter | B17 | 100 | 2000 | 2000 | 56.88 | 70.87 | 7 | 6.99
2025 | MAPP_US_2_NE | MAPP_US | NE | Internal | Winter | B18 | 400 | 2000 | 2000 | 61.55 | 70.77 | 7 | 2.23
2025 | MAPP_US_2_NE | MAPP_US | NE | Internal | Winter | B19 | 700 | 2000 | 1910.17 | 61.55 | 68.55 | 7 | 0
2025 | MAPP_US_2_NE | MAPP_US | NE | Internal | Winter | B20 | 935 | 2000 | 2000 | 50.3 | 64.29 | 7 | 6.99
2025 | MARITIMES_2_NEISO | MARITIMES | NEISO | Internal | Shoulder | B11 | 25 | 99999 | 1400 | 65.75 | 65.77 | 0.01 | 0
2025 | MARITIMES_2_NEISO | MARITIMES | NEISO | Internal | Shoulder | B12 | 200 | 99999 | 1400 | 65.75 | 65.77 | 0.01 | 0
2025 | MARITIMES_2_NEISO | MARITIMES | NEISO | Internal | Shoulder | B13 | 600 | 99999 | 1400 | 64.43 | 64.44 | 0.01 | 0
2025 | MARITIMES_2_NEISO | MARITIMES | NEISO | Internal | Shoulder | B14 | 900 | 99999 | 1400 | 64.29 | 64.3 | 0.01 | 0
2025 | MARITIMES_2_NEISO | MARITIMES | NEISO | Internal | Shoulder | B15 | 1203 | 99999 | 426.43 | 64.29 | 64.3 | 0.01 | 0
2025 | MARITIMES_2_NEISO | MARITIMES | NEISO | Internal | Summer | B1 | 10 | 99999 | 1400.1 | 141.35 | 141.36 | 0.01 | 0
2025 | MARITIMES_2_NEISO | MARITIMES | NEISO | Internal | Summer | B2 | 25 | 99999 | 1400.1 | 117.68 | 117.69 | 0.01 | 0
2025 | MARITIMES_2_NEISO | MARITIMES | NEISO | Internal | Summer | B3 | 75 | 99999 | 1400 | 88.86 | 88.87 | 0.01 | 0
2025 | MARITIMES_2_NEISO | MARITIMES | NEISO | Internal | Summer | B4 | 100 | 99999 | 1400 | 85.25 | 85.26 | 0.01 | 0
2025 | MARITIMES_2_NEISO | MARITIMES | NEISO | Internal | Summer | B5 | 200 | 99999 | 1400 | 64.43 | 64.45 | 0.01 | 0
2025 | MARITIMES_2_NEISO | MARITIMES | NEISO | Internal | Summer | B6 | 300 | 99999 | 1400 | 62.58 | 62.6 | 0.01 | 0
2025 | MARITIMES_2_NEISO | MARITIMES | NEISO | Internal | Summer | B7 | 400 | 99999 | 1400 | 62.58 | 62.6 | 0.01 | 0
2025 | MARITIMES_2_NEISO | MARITIMES | NEISO | Internal | Summer | B8 | 500 | 99999 | 1400 | 62.58 | 62.6 | 0.01 | 0
2025 | MARITIMES_2_NEISO | MARITIMES | NEISO | Internal | Summer | B9 | 800 | 99999 | 1400 | 62.58 | 62.6 | 0.01 | 0
2025 | MARITIMES_2_NEISO | MARITIMES | NEISO | Internal | Summer | B10 | 1262 | 99999 | 236.13 | 62.58 | 62.6 | 0.01 | 0
2025 | MARITIMES_2_NEISO | MARITIMES | NEISO | Internal | Winter | B16 | 25 | 99999 | 1400 | 75.55 | 75.56 | 0.01 | 0
2025 | MARITIMES_2_NEISO | MARITIMES | NEISO | Internal | Winter | B17 | 100 | 99999 | 1400 | 74.28 | 74.29 | 0.01 | 0
2025 | MARITIMES_2_NEISO | MARITIMES | NEISO | Internal | Winter | B18 | 400 | 99999 | 1400 | 72.65 | 72.66 | 0.01 | 0
2025 | MARITIMES_2_NEISO | MARITIMES | NEISO | Internal | Winter | B19 | 700 | 99999 | 1400 | 72.65 | 72.66 | 0.01 | 0
2025 | MARITIMES_2_NEISO | MARITIMES | NEISO | Internal | Winter | B20 | 935 | 99999 | 475.94 | 72.65 | 72.66 | 0.01 | 0
2025 | MISO_IN_2_MISO_MI | MISO_IN | MISO_MI | Internal | Shoulder | B11 | 25 | 5021 | 3590.91 | 81.97 | 81.98 | 0.01 | 0
2025 | MISO_IN_2_MISO_MI | MISO_IN | MISO_MI | Internal | Shoulder | B12 | 200 | 5021 | 4249.62 | 75.48 | 75.49 | 0.01 | 0
2025 | MISO_IN_2_MISO_MI | MISO_IN | MISO_MI | Internal | Shoulder | B13 | 600 | 5021 | 2470.88 | 73.47 | 73.48 | 0.01 | 0
2025 | MISO_IN_2_MISO_MI | MISO_IN | MISO_MI | Internal | Shoulder | B14 | 900 | 5021 | 4189.95 | 70.34 | 70.35 | 0.01 | 0
2025 | MISO_IN_2_MISO_MI | MISO_IN | MISO_MI | Internal | Shoulder | B15 | 1203 | 5021 | 3908.55 | 64.14 | 64.15 | 0.01 | 0
2025 | MISO_IN_2_MISO_MI | MISO_IN | MISO_MI | Internal | Summer | B1 | 10 | 5021 | 2882.73 | 113.33 | 113.34 | 0.01 | 0
2025 | MISO_IN_2_MISO_MI | MISO_IN | MISO_MI | Internal | Summer | B2 | 25 | 5021 | 3330.69 | 109.52 | 109.53 | 0.01 | 0
2025 | MISO_IN_2_MISO_MI | MISO_IN | MISO_MI | Internal | Summer | B3 | 75 | 5021 | 3341.87 | 108.42 | 108.43 | 0.01 | 0
2025 | MISO_IN_2_MISO_MI | MISO_IN | MISO_MI | Internal | Summer | B4 | 100 | 5021 | 2685.49 | 107.26 | 107.27 | 0.01 | 0
2025 | MISO_IN_2_MISO_MI | MISO_IN | MISO_MI | Internal | Summer | B5 | 200 | 5021 | 2807.16 | 95.05 | 95.06 | 0.01 | 0
2025 | MISO_IN_2_MISO_MI | MISO_IN | MISO_MI | Internal | Summer | B6 | 300 | 5021 | 2992.61 | 81.91 | 81.92 | 0.01 | 0
2025 | MISO_IN_2_MISO_MI | MISO_IN | MISO_MI | Internal | Summer | B7 | 400 | 5021 | 4141.11 | 77.79 | 77.8 | 0.01 | 0
2025 | MISO_IN_2_MISO_MI | MISO_IN | MISO_MI | Internal | Summer | B8 | 500 | 5021 | 3443.99 | 70.91 | 70.92 | 0.01 | 0
2025 | MISO_IN_2_MISO_MI | MISO_IN | MISO_MI | Internal | Summer | B9 | 800 | 5021 | 4647.69 | 66.38 | 66.39 | 0.01 | 0
2025 | MISO_IN_2_MISO_MI | MISO_IN | MISO_MI | Internal | Summer | B10 | 1262 | 5021 | 4947.91 | 59.43 | 59.44 | 0.01 | 0
2025 | MISO_IN_2_MISO_MI | MISO_IN | MISO_MI | Internal | Winter | B16 | 25 | 5021 | 5021 | 80.79 | 85.99 | 0.01 | 5.18
2025 | MISO_IN_2_MISO_MI | MISO_IN | MISO_MI | Internal | Winter | B17 | 100 | 5021 | 4883.14 | 75.87 | 75.88 | 0.01 | 0
2025 | MISO_IN_2_MISO_MI | MISO_IN | MISO_MI | Internal | Winter | B18 | 400 | 5021 | 4187.81 | 75.39 | 75.4 | 0.01 | 0
2025 | MISO_IN_2_MISO_MI | MISO_IN | MISO_MI | Internal | Winter | B19 | 700 | 5021 | 3882.15 | 73.55 | 73.56 | 0.01 | 0
2025 | MISO_IN_2_MISO_MI | MISO_IN | MISO_MI | Internal | Winter | B20 | 935 | 5021 | 3344.3 | 67.01 | 67.02 | 0.01 | 0
2025 | MISO_IN_2_MISO_MO-IL | MISO_IN | MISO_MO-IL | Internal | Shoulder | B11 | 25 | 5533 | 2283.13 | 81.97 | 81.98 | 0.01 | 0
2025 | MISO_IN_2_MISO_MO-IL | MISO_IN | MISO_MO-IL | Internal | Shoulder | B12 | 200 | 5533 | 358.08 | 75.48 | 75.49 | 0.01 | 0
2025 | MISO_IN_2_MISO_MO-IL | MISO_IN | MISO_MO-IL | Internal | Shoulder | B13 | 600 | 5533 | 795.31 | 73.47 | 73.48 | 0.01 | 0
2025 | MISO_IN_2_MISO_MO-IL | MISO_IN | MISO_MO-IL | Internal | Shoulder | B14 | 900 | 5533 | 0 | 70.34 | 70.33 | 0.01 | 0
2025 | MISO_IN_2_MISO_MO-IL | MISO_IN | MISO_MO-IL | Internal | Shoulder | B15 | 1203 | 5533 | 909.18 | 64.14 | 64.15 | 0.01 | 0
2025 | MISO_IN_2_MISO_MO-IL | MISO_IN | MISO_MO-IL | Internal | Summer | B1 | 10 | 5533 | 4482.36 | 113.33 | 113.34 | 0.01 | 0
2025 | MISO_IN_2_MISO_MO-IL | MISO_IN | MISO_MO-IL | Internal | Summer | B2 | 25 | 5533 | 4306.88 | 109.52 | 109.53 | 0.01 | 0
2025 | MISO_IN_2_MISO_MO-IL | MISO_IN | MISO_MO-IL | Internal | Summer | B3 | 75 | 5533 | 5533 | 108.42 | 108.85 | 0.01 | 0.42
2025 | MISO_IN_2_MISO_MO-IL | MISO_IN | MISO_MO-IL | Internal | Summer | B4 | 100 | 5533 | 4820.59 | 107.26 | 107.27 | 0.01 | 0
2025 | MISO_IN_2_MISO_MO-IL | MISO_IN | MISO_MO-IL | Internal | Summer | B5 | 200 | 5533 | 5533 | 95.05 | 98.12 | 0.01 | 3.06
2025 | MISO_IN_2_MISO_MO-IL | MISO_IN | MISO_MO-IL | Internal | Summer | B6 | 300 | 5533 | 5533 | 81.91 | 82.29 | 0.01 | 0.37
2025 | MISO_IN_2_MISO_MO-IL | MISO_IN | MISO_MO-IL | Internal | Summer | B7 | 400 | 5533 | 2471.05 | 77.79 | 77.8 | 0.01 | 0
2025 | MISO_IN_2_MISO_MO-IL | MISO_IN | MISO_MO-IL | Internal | Summer | B8 | 500 | 5533 | 2437.23 | 70.91 | 70.92 | 0.01 | 0
2025 | MISO_IN_2_MISO_MO-IL | MISO_IN | MISO_MO-IL | Internal | Summer | B9 | 800 | 5533 | 2570.88 | 66.38 | 66.39 | 0.01 | 0
2025 | MISO_IN_2_MISO_MO-IL | MISO_IN | MISO_MO-IL | Internal | Summer | B10 | 1262 | 5533 | 3931.85 | 59.43 | 59.44 | 0.01 | 0
2025 | MISO_IN_2_MISO_MO-IL | MISO_IN | MISO_MO-IL | Internal | Winter | B16 | 25 | 5533 | 851.36 | 80.79 | 80.8 | 0.01 | 0
2025 | MISO_IN_2_MISO_MO-IL | MISO_IN | MISO_MO-IL | Internal | Winter | B17 | 100 | 5533 | 95.61 | 75.87 | 75.88 | 0.01 | 0
2025 | MISO_IN_2_MISO_MO-IL | MISO_IN | MISO_MO-IL | Internal | Winter | B18 | 400 | 5533 | 1030.39 | 75.39 | 75.4 | 0.01 | 0
2025 | MISO_IN_2_MISO_MO-IL | MISO_IN | MISO_MO-IL | Internal | Winter | B19 | 700 | 5533 | 1033.07 | 73.55 | 73.56 | 0.01 | 0
2025 | MISO_IN_2_MISO_MO-IL | MISO_IN | MISO_MO-IL | Internal | Winter | B20 | 935 | 5533 | 2796.16 | 67.01 | 67.02 | 0.01 | 0
2025 | MISO_IN_2_NonRTO_Midwest | MISO_IN | NonRTO_Midwest | Internal | Shoulder | B11 | 25 | 4800 | 808.19 | 81.97 | 89.97 | 8 | 0
2025 | MISO_IN_2_NonRTO_Midwest | MISO_IN | NonRTO_Midwest | Internal | Shoulder | B12 | 200 | 4800 | 1113.72 | 75.48 | 83.48 | 8 | 0
2025 | MISO_IN_2_NonRTO_Midwest | MISO_IN | NonRTO_Midwest | Internal | Shoulder | B13 | 600 | 4800 | 1041.58 | 73.47 | 81.47 | 8 | 0
2025 | MISO_IN_2_NonRTO_Midwest | MISO_IN | NonRTO_Midwest | Internal | Shoulder | B14 | 900 | 4800 | 901.5 | 70.34 | 78.34 | 8 | 0
2025 | MISO_IN_2_NonRTO_Midwest | MISO_IN | NonRTO_Midwest | Internal | Shoulder | B15 | 1203 | 4800 | 0 | 64.14 | 71.65 | 8 | 0
2025 | MISO_IN_2_NonRTO_Midwest | MISO_IN | NonRTO_Midwest | Internal | Summer | B1 | 10 | 4800 | 0 | 113.33 | 116.42 | 8 | 0
2025 | MISO_IN_2_NonRTO_Midwest | MISO_IN | NonRTO_Midwest | Internal | Summer | B2 | 25 | 4800 | 0 | 109.52 | 116.42 | 8 | 0
2025 | MISO_IN_2_NonRTO_Midwest | MISO_IN | NonRTO_Midwest | Internal | Summer | B3 | 75 | 4800 | 640.1 | 108.42 | 116.42 | 8 | 0
2025 | MISO_IN_2_NonRTO_Midwest | MISO_IN | NonRTO_Midwest | Internal | Summer | B4 | 100 | 4800 | 1578.23 | 107.26 | 115.26 | 8 | 0
2025 | MISO_IN_2_NonRTO_Midwest | MISO_IN | NonRTO_Midwest | Internal | Summer | B5 | 200 | 4800 | 1250.86 | 95.05 | 103.05 | 8 | 0
2025 | MISO_IN_2_NonRTO_Midwest | MISO_IN | NonRTO_Midwest | Internal | Summer | B6 | 300 | 4800 | 752.41 | 81.91 | 89.91 | 8 | 0
2025 | MISO_IN_2_NonRTO_Midwest | MISO_IN | NonRTO_Midwest | Internal | Summer | B7 | 400 | 4800 | 724.61 | 77.79 | 85.79 | 8 | 0
2025 | MISO_IN_2_NonRTO_Midwest | MISO_IN | NonRTO_Midwest | Internal | Summer | B8 | 500 | 4800 | 1971.18 | 70.91 | 78.91 | 8 | 0
2025 | MISO_IN_2_NonRTO_Midwest | MISO_IN | NonRTO_Midwest | Internal | Summer | B9 | 800 | 4800 | 1289.8 | 66.38 | 74.38 | 8 | 0
2025 | MISO_IN_2_NonRTO_Midwest | MISO_IN | NonRTO_Midwest | Internal | Summer | B10 | 1262 | 4800 | 157.08 | 59.43 | 67.43 | 8 | 0
2025 | MISO_IN_2_NonRTO_Midwest | MISO_IN | NonRTO_Midwest | Internal | Winter | B16 | 25 | 4800 | 3573.81 | 80.79 | 88.79 | 8 | 0
2025 | MISO_IN_2_NonRTO_Midwest | MISO_IN | NonRTO_Midwest | Internal | Winter | B17 | 100 | 4800 | 3624.61 | 75.87 | 83.87 | 8 | 0
2025 | MISO_IN_2_NonRTO_Midwest | MISO_IN | NonRTO_Midwest | Internal | Winter | B18 | 400 | 4800 | 2744.83 | 75.39 | 83.39 | 8 | 0
2025 | MISO_IN_2_NonRTO_Midwest | MISO_IN | NonRTO_Midwest | Internal | Winter | B19 | 700 | 4800 | 2779.86 | 73.55 | 81.55 | 8 | 0
2025 | MISO_IN_2_NonRTO_Midwest | MISO_IN | NonRTO_Midwest | Internal | Winter | B20 | 935 | 4800 | 2314.2 | 67.01 | 75.01 | 8 | 0
2025 | MISO_IN_2_PJM_ROR | MISO_IN | PJM_ROR | Internal | Shoulder | B11 | 25 | 992 | 991.99 | 81.97 | 83.98 | 2 | 0.01
2025 | MISO_IN_2_PJM_ROR | MISO_IN | PJM_ROR | Internal | Shoulder | B12 | 200 | 992 | 992 | 75.48 | 77.9 | 2 | 0.42
2025 | MISO_IN_2_PJM_ROR | MISO_IN | PJM_ROR | Internal | Shoulder | B13 | 600 | 992 | 845.86 | 73.47 | 75.47 | 2 | 0
2025 | MISO_IN_2_PJM_ROR | MISO_IN | PJM_ROR | Internal | Shoulder | B14 | 900 | 992 | 992 | 70.34 | 73.66 | 2 | 1.33
2025 | MISO_IN_2_PJM_ROR | MISO_IN | PJM_ROR | Internal | Shoulder | B15 | 1203 | 992 | 992 | 64.14 | 67.73 | 2 | 1.6
2025 | MISO_IN_2_PJM_ROR | MISO_IN | PJM_ROR | Internal | Summer | B1 | 10 | 992 | 991.97 | 113.33 | 115.34 | 2 | 0.01
2025 | MISO_IN_2_PJM_ROR | MISO_IN | PJM_ROR | Internal | Summer | B2 | 25 | 992 | 991.99 | 109.52 | 111.53 | 2 | 0.01
2025 | MISO_IN_2_PJM_ROR | MISO_IN | PJM_ROR | Internal | Summer | B3 | 75 | 992 | 0 | 108.42 | 109.27 | 2 | 0
2025 | MISO_IN_2_PJM_ROR | MISO_IN | PJM_ROR | Internal | Summer | B4 | 100 | 992 | 992 | 107.26 | 109.27 | 2 | 0.01
2025 | MISO_IN_2_PJM_ROR | MISO_IN | PJM_ROR | Internal | Summer | B5 | 200 | 992 | 992 | 95.05 | 100.11 | 2 | 3.06
2025 | MISO_IN_2_PJM_ROR | MISO_IN | PJM_ROR | Internal | Summer | B6 | 300 | 992 | 992 | 81.91 | 84.29 | 2 | 0.38
2025 | MISO_IN_2_PJM_ROR | MISO_IN | PJM_ROR | Internal | Summer | B7 | 400 | 992 | 992 | 77.79 | 79.8 | 2 | 0.01
2025 | MISO_IN_2_PJM_ROR | MISO_IN | PJM_ROR | Internal | Summer | B8 | 500 | 992 | 992 | 70.91 | 72.91 | 2 | 0.01
2025 | MISO_IN_2_PJM_ROR | MISO_IN | PJM_ROR | Internal | Summer | B9 | 800 | 992 | 992 | 66.38 | 68.39 | 2 | 0.01
2025 | MISO_IN_2_PJM_ROR | MISO_IN | PJM_ROR | Internal | Summer | B10 | 1262 | 992 | 992 | 59.43 | 61.44 | 2 | 0.01
2025 | MISO_IN_2_PJM_ROR | MISO_IN | PJM_ROR | Internal | Winter | B16 | 25 | 992 | 992 | 80.79 | 96.38 | 2 | 13.59
2025 | MISO_IN_2_PJM_ROR | MISO_IN | PJM_ROR | Internal | Winter | B17 | 100 | 992 | 992 | 75.87 | 82.69 | 2 | 4.82
2025 | MISO_IN_2_PJM_ROR | MISO_IN | PJM_ROR | Internal | Winter | B18 | 400 | 992 | 992 | 75.39 | 79.97 | 2 | 2.58
2025 | MISO_IN_2_PJM_ROR | MISO_IN | PJM_ROR | Internal | Winter | B19 | 700 | 992 | 992 | 73.55 | 75.56 | 2 | 0.01
2025 | MISO_IN_2_PJM_ROR | MISO_IN | PJM_ROR | Internal | Winter | B20 | 935 | 992 | 992 | 67.01 | 70.5 | 2 | 1.5
2025 | MISO_MI_2_MISO_IN | MISO_MI | MISO_IN | Internal | Shoulder | B11 | 25 | 2066 | 0 | 81.98 | 81.97 | 0.01 | 0
2025 | MISO_MI_2_MISO_IN | MISO_MI | MISO_IN | Internal | Shoulder | B12 | 200 | 2066 | 0 | 75.49 | 75.48 | 0.01 | 0
2025 | MISO_MI_2_MISO_IN | MISO_MI | MISO_IN | Internal | Shoulder | B13 | 600 | 2066 | 0 | 73.48 | 73.47 | 0.01 | 0
2025 | MISO_MI_2_MISO_IN | MISO_MI | MISO_IN | Internal | Shoulder | B14 | 900 | 2066 | 0 | 70.35 | 70.34 | 0.01 | 0
2025 | MISO_MI_2_MISO_IN | MISO_MI | MISO_IN | Internal | Shoulder | B15 | 1203 | 2066 | 0 | 64.15 | 64.14 | 0.01 | 0
2025 | MISO_MI_2_MISO_IN | MISO_MI | MISO_IN | Internal | Summer | B1 | 10 | 2066 | 0.01 | 113.34 | 113.33 | 0.01 | 0
2025 | MISO_MI_2_MISO_IN | MISO_MI | MISO_IN | Internal | Summer | B2 | 25 | 2066 | 0 | 109.53 | 109.52 | 0.01 | 0
2025 | MISO_MI_2_MISO_IN | MISO_MI | MISO_IN | Internal | Summer | B3 | 75 | 2066 | 0 | 108.43 | 108.42 | 0.01 | 0
2025 | MISO_MI_2_MISO_IN | MISO_MI | MISO_IN | Internal | Summer | B4 | 100 | 2066 | 0 | 107.27 | 107.26 | 0.01 | 0
2025 | MISO_MI_2_MISO_IN | MISO_MI | MISO_IN | Internal | Summer | B5 | 200 | 2066 | 0 | 95.06 | 95.05 | 0.01 | 0
2025 | MISO_MI_2_MISO_IN | MISO_MI | MISO_IN | Internal | Summer | B6 | 300 | 2066 | 0 | 81.92 | 81.91 | 0.01 | 0
2025 | MISO_MI_2_MISO_IN | MISO_MI | MISO_IN | Internal | Summer | B7 | 400 | 2066 | 0 | 77.8 | 77.79 | 0.01 | 0
2025 | MISO_MI_2_MISO_IN | MISO_MI | MISO_IN | Internal | Summer | B8 | 500 | 2066 | 0 | 70.92 | 70.91 | 0.01 | 0
2025 | MISO_MI_2_MISO_IN | MISO_MI | MISO_IN | Internal | Summer | B9 | 800 | 2066 | 0 | 66.39 | 66.38 | 0.01 | 0
2025 | MISO_MI_2_MISO_IN | MISO_MI | MISO_IN | Internal | Summer | B10 | 1262 | 2066 | 0 | 59.44 | 59.43 | 0.01 | 0
2025 | MISO_MI_2_MISO_IN | MISO_MI | MISO_IN | Internal | Winter | B16 | 25 | 2066 | 0 | 85.99 | 80.79 | 0.01 | 0
2025 | MISO_MI_2_MISO_IN | MISO_MI | MISO_IN | Internal | Winter | B17 | 100 | 2066 | 0 | 75.88 | 75.87 | 0.01 | 0
2025 | MISO_MI_2_MISO_IN | MISO_MI | MISO_IN | Internal | Winter | B18 | 400 | 2066 | 0 | 75.4 | 75.39 | 0.01 | 0
2025 | MISO_MI_2_MISO_IN | MISO_MI | MISO_IN | Internal | Winter | B19 | 700 | 2066 | 0 | 73.56 | 73.55 | 0.01 | 0
2025 | MISO_MI_2_MISO_IN | MISO_MI | MISO_IN | Internal | Winter | B20 | 935 | 2066 | 0 | 67.02 | 67.01 | 0.01 | 0
2025 | MISO_MI_2_MISO_WUMS | MISO_MI | MISO_WUMS | Internal | Shoulder | B11 | 25 | 1440 | 0 | 81.98 | 76.96 | 0.01 | 0
2025 | MISO_MI_2_MISO_WUMS | MISO_MI | MISO_WUMS | Internal | Shoulder | B12 | 200 | 1440 | 0 | 75.49 | 67.4 | 0.01 | 0
2025 | MISO_MI_2_MISO_WUMS | MISO_MI | MISO_WUMS | Internal | Shoulder | B13 | 600 | 1440 | 0 | 73.48 | 67.4 | 0.01 | 0
2025 | MISO_MI_2_MISO_WUMS | MISO_MI | MISO_WUMS | Internal | Shoulder | B14 | 900 | 1440 | 0 | 70.35 | 67.28 | 0.01 | 0
2025 | MISO_MI_2_MISO_WUMS | MISO_MI | MISO_WUMS | Internal | Shoulder | B15 | 1203 | 1440 | 0 | 64.15 | 58.73 | 0.01 | 0
2025 | MISO_MI_2_MISO_WUMS | MISO_MI | MISO_WUMS | Internal | Summer | B1 | 10 | 1440 | 0.01 | 113.34 | 113.33 | 0.01 | 0
2025 | MISO_MI_2_MISO_WUMS | MISO_MI | MISO_WUMS | Internal | Summer | B2 | 25 | 1440 | 0 | 109.53 | 109.52 | 0.01 | 0
2025 | MISO_MI_2_MISO_WUMS | MISO_MI | MISO_WUMS | Internal | Summer | B3 | 75 | 1440 | 0 | 108.43 | 107.27 | 0.01 | 0
2025 | MISO_MI_2_MISO_WUMS | MISO_MI | MISO_WUMS | Internal | Summer | B4 | 100 | 1440 | 0 | 107.27 | 107.25 | 0.01 | 0
2025 | MISO_MI_2_MISO_WUMS | MISO_MI | MISO_WUMS | Internal | Summer | B5 | 200 | 1440 | 0 | 95.06 | 89.05 | 0.01 | 0
2025 | MISO_MI_2_MISO_WUMS | MISO_MI | MISO_WUMS | Internal | Summer | B6 | 300 | 1440 | 0 | 81.92 | 81.91 | 0.01 | 0
2025 | MISO_MI_2_MISO_WUMS | MISO_MI | MISO_WUMS | Internal | Summer | B7 | 400 | 1440 | 0 | 77.8 | 77.55 | 0.01 | 0
2025 | MISO_MI_2_MISO_WUMS | MISO_MI | MISO_WUMS | Internal | Summer | B8 | 500 | 1440 | 0 | 70.92 | 65.96 | 0.01 | 0
2025 | MISO_MI_2_MISO_WUMS | MISO_MI | MISO_WUMS | Internal | Summer | B9 | 800 | 1440 | 0 | 66.39 | 65.96 | 0.01 | 0
2025 | MISO_MI_2_MISO_WUMS | MISO_MI | MISO_WUMS | Internal | Summer | B10 | 1262 | 1440 | 0 | 59.44 | 57.51 | 0.01 | 0
2025 | MISO_MI_2_MISO_WUMS | MISO_MI | MISO_WUMS | Internal | Winter | B16 | 25 | 1440 | 0 | 85.99 | 70.17 | 0.01 | 0
2025 | MISO_MI_2_MISO_WUMS | MISO_MI | MISO_WUMS | Internal | Winter | B17 | 100 | 1440 | 0 | 75.88 | 70.17 | 0.01 | 0
2025 | MISO_MI_2_MISO_WUMS | MISO_MI | MISO_WUMS | Internal | Winter | B18 | 400 | 1440 | 0 | 75.4 | 70.17 | 0.01 | 0
2025 | MISO_MI_2_MISO_WUMS | MISO_MI | MISO_WUMS | Internal | Winter | B19 | 700 | 1440 | 0 | 73.56 | 70.17 | 0.01 | 0
2025 | MISO_MI_2_MISO_WUMS | MISO_MI | MISO_WUMS | Internal | Winter | B20 | 935 | 1440 | 0 | 67.02 | 61.09 | 0.01 | 0
2025 | MISO_MI_2_PJM_ROR | MISO_MI | PJM_ROR | Internal | Shoulder | B11 | 25 | 1424 | 742.93 | 81.98 | 83.98 | 2 | 0
2025 | MISO_MI_2_PJM_ROR | MISO_MI | PJM_ROR | Internal | Shoulder | B12 | 200 | 1424 | 1424 | 75.49 | 77.9 | 2 | 0.41
2025 | MISO_MI_2_PJM_ROR | MISO_MI | PJM_ROR | Internal | Shoulder | B13 | 600 | 1424 | 0 | 73.48 | 75.47 | 2 | 0
2025 | MISO_MI_2_PJM_ROR | MISO_MI | PJM_ROR | Internal | Shoulder | B14 | 900 | 1424 | 1424 | 70.35 | 73.66 | 2 | 1.31
2025 | MISO_MI_2_PJM_ROR | MISO_MI | PJM_ROR | Internal | Shoulder | B15 | 1203 | 1424 | 1424 | 64.15 | 67.73 | 2 | 1.58
2025 | MISO_MI_2_PJM_ROR | MISO_MI | PJM_ROR | Internal | Summer | B1 | 10 | 1424 | 1027.28 | 113.34 | 115.34 | 2 | 0
2025 | MISO_MI_2_PJM_ROR | MISO_MI | PJM_ROR | Internal | Summer | B2 | 25 | 1424 | 661.38 | 109.53 | 111.53 | 2 | 0
2025 | MISO_MI_2_PJM_ROR | MISO_MI | PJM_ROR | Internal | Summer | B3 | 75 | 1424 | 0 | 108.43 | 109.27 | 2 | 0
2025 | MISO_MI_2_PJM_ROR | MISO_MI | PJM_ROR | Internal | Summer | B4 | 100 | 1424 | 445.69 | 107.27 | 109.27 | 2 | 0
2025 | MISO_MI_2_PJM_ROR | MISO_MI | PJM_ROR | Internal | Summer | B5 | 200 | 1424 | 1424 | 95.06 | 100.11 | 2 | 3.05
2025 | MISO_MI_2_PJM_ROR | MISO_MI | PJM_ROR | Internal | Summer | B6 | 300 | 1424 | 1424 | 81.92 | 84.29 | 2 | 0.37
2025 | MISO_MI_2_PJM_ROR | MISO_MI | PJM_ROR | Internal | Summer | B7 | 400 | 1424 | 1040.73 | 77.8 | 79.8 | 2 | 0
2025 | MISO_MI_2_PJM_ROR | MISO_MI | PJM_ROR | Internal | Summer | B8 | 500 | 1424 | 0 | 70.92 | 72.91 | 2 | 0
2025 | MISO_MI_2_PJM_ROR | MISO_MI | PJM_ROR | Internal | Summer | B9 | 800 | 1424 | 419 | 66.39 | 68.39 | 2 | 0
2025 | MISO_MI_2_PJM_ROR | MISO_MI | PJM_ROR | Internal | Summer | B10 | 1262 | 1424 | 948.03 | 59.44 | 61.44 | 2 | 0
2025 | MISO_MI_2_PJM_ROR | MISO_MI | PJM_ROR | Internal | Winter | B16 | 25 | 1424 | 1424 | 85.99 | 96.38 | 2 | 8.39
2025 | MISO_MI_2_PJM_ROR | MISO_MI | PJM_ROR | Internal | Winter | B17 | 100 | 1424 | 1424 | 75.88 | 82.69 | 2 | 4.81
2025 | MISO_MI_2_PJM_ROR | MISO_MI | PJM_ROR | Internal | Winter | B18 | 400 | 1424 | 1424 | 75.4 | 79.97 | 2 | 2.57
2025 | MISO_MI_2_PJM_ROR | MISO_MI | PJM_ROR | Internal | Winter | B19 | 700 | 1424 | 1193.14 | 73.56 | 75.56 | 2 | 0
2025 | MISO_MI_2_PJM_ROR | MISO_MI | PJM_ROR | Internal | Winter | B20 | 935 | 1424 | 1424 | 67.02 | 70.5 | 2 | 1.49
2025 | MISO_MO-IL_2_ENT | MISO_MO-IL | ENT | Internal | Shoulder | B11 | 25 | 2540 | 0 | 81.98 | 81.98 | 8 | 0
2025 | MISO_MO-IL_2_ENT | MISO_MO-IL | ENT | Internal | Shoulder | B12 | 200 | 2540 | 0 | 75.49 | 73.68 | 8 | 0
2025 | MISO_MO-IL_2_ENT | MISO_MO-IL | ENT | Internal | Shoulder | B13 | 600 | 2540 | 0 | 73.48 | 73.14 | 8 | 0
2025 | MISO_MO-IL_2_ENT | MISO_MO-IL | ENT | Internal | Shoulder | B14 | 900 | 2540 | 0 | 70.33 | 70.69 | 8 | 0
2025 | MISO_MO-IL_2_ENT | MISO_MO-IL | ENT | Internal | Shoulder | B15 | 1203 | 2540 | 0 | 64.15 | 70.69 | 8 | 0
2025 | MISO_MO-IL_2_ENT | MISO_MO-IL | ENT | Internal | Summer | B1 | 10 | 2540 | 0 | 113.34 | 117.69 | 8 | 0
2025 | MISO_MO-IL_2_ENT | MISO_MO-IL | ENT | Internal | Summer | B2 | 25 | 2540 | 0 | 109.53 | 113.83 | 8 | 0
2025 | MISO_MO-IL_2_ENT | MISO_MO-IL | ENT | Internal | Summer | B3 | 75 | 2540 | 0 | 108.85 | 110.57 | 8 | 0
2025 | MISO_MO-IL_2_ENT | MISO_MO-IL | ENT | Internal | Summer | B4 | 100 | 2540 | 0 | 107.27 | 110.06 | 8 | 0
2025 | MISO_MO-IL_2_ENT | MISO_MO-IL | ENT | Internal | Summer | B5 | 200 | 2540 | 0 | 98.12 | 105.22 | 8 | 0
2025 | MISO_MO-IL_2_ENT | MISO_MO-IL | ENT | Internal | Summer | B6 | 300 | 2540 | 0 | 82.29 | 89.33 | 8 | 0
2025 | MISO_MO-IL_2_ENT | MISO_MO-IL | ENT | Internal | Summer | B7 | 400 | 2540 | 0 | 77.8 | 80.34 | 8 | 0
2025 | MISO_MO-IL_2_ENT | MISO_MO-IL | ENT | Internal | Summer | B8 | 500 | 2540 | 0 | 70.92 | 72.16 | 8 | 0
2025 | MISO_MO-IL_2_ENT | MISO_MO-IL | ENT | Internal | Summer | B9 | 800 | 2540 | 0 | 66.39 | 71.63 | 8 | 0
2025 | MISO_MO-IL_2_ENT | MISO_MO-IL | ENT | Internal | Summer | B10 | 1262 | 2540 | 2540 | 59.44 | 69.24 | 8 | 1.8
2025 | MISO_MO-IL_2_ENT | MISO_MO-IL | ENT | Internal | Winter | B16 | 25 | 2540 | 0 | 80.8 | 80.34 | 8 | 0
2025 | MISO_MO-IL_2_ENT | MISO_MO-IL | ENT | Internal | Winter | B17 | 100 | 2540 | 0 | 75.88 | 75.9 | 8 | 0
2025 | MISO_MO-IL_2_ENT | MISO_MO-IL | ENT | Internal | Winter | B18 | 400 | 2540 | 0 | 75.4 | 76.11 | 8 | 0
2025 | MISO_MO-IL_2_ENT | MISO_MO-IL | ENT | Internal | Winter | B19 | 700 | 2540 | 0 | 73.56 | 73.56 | 8 | 0
2025 | MISO_MO-IL_2_ENT | MISO_MO-IL | ENT | Internal | Winter | B20 | 935 | 2540 | 0 | 67.02 | 73.56 | 8 | 0
2025 | MISO_MO-IL_2_MISO_IN | MISO_MO-IL | MISO_IN | Internal | Shoulder | B11 | 25 | 2633 | 0 | 81.98 | 81.97 | 0.01 | 0
2025 | MISO_MO-IL_2_MISO_IN | MISO_MO-IL | MISO_IN | Internal | Shoulder | B12 | 200 | 2633 | 0 | 75.49 | 75.48 | 0.01 | 0
2025 | MISO_MO-IL_2_MISO_IN | MISO_MO-IL | MISO_IN | Internal | Shoulder | B13 | 600 | 2633 | 0 | 73.48 | 73.47 | 0.01 | 0
2025 | MISO_MO-IL_2_MISO_IN | MISO_MO-IL | MISO_IN | Internal | Shoulder | B14 | 900 | 2633 | 609.04 | 70.33 | 70.34 | 0.01 | 0
2025 | MISO_MO-IL_2_MISO_IN | MISO_MO-IL | MISO_IN | Internal | Shoulder | B15 | 1203 | 2633 | 0 | 64.15 | 64.14 | 0.01 | 0
2025 | MISO_MO-IL_2_MISO_IN | MISO_MO-IL | MISO_IN | Internal | Summer | B1 | 10 | 2633 | 0.01 | 113.34 | 113.33 | 0.01 | 0
2025 | MISO_MO-IL_2_MISO_IN | MISO_MO-IL | MISO_IN | Internal | Summer | B2 | 25 | 2633 | 0 | 109.53 | 109.52 | 0.01 | 0
2025 | MISO_MO-IL_2_MISO_IN | MISO_MO-IL | MISO_IN | Internal | Summer | B3 | 75 | 2633 | 0 | 108.85 | 108.42 | 0.01 | 0
2025 | MISO_MO-IL_2_MISO_IN | MISO_MO-IL | MISO_IN | Internal | Summer | B4 | 100 | 2633 | 0 | 107.27 | 107.26 | 0.01 | 0
2025 | MISO_MO-IL_2_MISO_IN | MISO_MO-IL | MISO_IN | Internal | Summer | B5 | 200 | 2633 | 0 | 98.12 | 95.05 | 0.01 | 0
2025 | MISO_MO-IL_2_MISO_IN | MISO_MO-IL | MISO_IN | Internal | Summer | B6 | 300 | 2633 | 0 | 82.29 | 81.91 | 0.01 | 0
2025 | MISO_MO-IL_2_MISO_IN | MISO_MO-IL | MISO_IN | Internal | Summer | B7 | 400 | 2633 | 0 | 77.8 | 77.79 | 0.01 | 0
2025 | MISO_MO-IL_2_MISO_IN | MISO_MO-IL | MISO_IN | Internal | Summer | B8 | 500 | 2633 | 0 | 70.92 | 70.91 | 0.01 | 0
2025 | MISO_MO-IL_2_MISO_IN | MISO_MO-IL | MISO_IN | Internal | Summer | B9 | 800 | 2633 | 0 | 66.39 | 66.38 | 0.01 | 0
2025 | MISO_MO-IL_2_MISO_IN | MISO_MO-IL | MISO_IN | Internal | Summer | B10 | 1262 | 2633 | 0 | 59.44 | 59.43 | 0.01 | 0
2025 | MISO_MO-IL_2_MISO_IN | MISO_MO-IL | MISO_IN | Internal | Winter | B16 | 25 | 2633 | 0 | 80.8 | 80.79 | 0.01 | 0
2025 | MISO_MO-IL_2_MISO_IN | MISO_MO-IL | MISO_IN | Internal | Winter | B17 | 100 | 2633 | 0 | 75.88 | 75.87 | 0.01 | 0
2025 | MISO_MO-IL_2_MISO_IN | MISO_MO-IL | MISO_IN | Internal | Winter | B18 | 400 | 2633 | 0 | 75.4 | 75.39 | 0.01 | 0
2025 | MISO_MO-IL_2_MISO_IN | MISO_MO-IL | MISO_IN | Internal | Winter | B19 | 700 | 2633 | 0 | 73.56 | 73.55 | 0.01 | 0
2025 | MISO_MO-IL_2_MISO_IN | MISO_MO-IL | MISO_IN | Internal | Winter | B20 | 935 | 2633 | 0 | 67.02 | 67.01 | 0.01 | 0
2025 | MISO_MO-IL_2_MISO_W | MISO_MO-IL | MISO_W | Internal | Shoulder | B11 | 25 | 1075 | 0 | 81.98 | 76.97 | 0.01 | 0
2025 | MISO_MO-IL_2_MISO_W | MISO_MO-IL | MISO_W | Internal | Shoulder | B12 | 200 | 1075 | 0 | 75.49 | 67.41 | 0.01 | 0
2025 | MISO_MO-IL_2_MISO_W | MISO_MO-IL | MISO_W | Internal | Shoulder | B13 | 600 | 1075 | 0 | 73.48 | 67.39 | 0.01 | 0
2025 | MISO_MO-IL_2_MISO_W | MISO_MO-IL | MISO_W | Internal | Shoulder | B14 | 900 | 1075 | 0 | 70.33 | 56.39 | 0.01 | 0
2025 | MISO_MO-IL_2_MISO_W | MISO_MO-IL | MISO_W | Internal | Shoulder | B15 | 1203 | 1075 | 0 | 64.15 | 54.38 | 0.01 | 0
2025 | MISO_MO-IL_2_MISO_W | MISO_MO-IL | MISO_W | Internal | Summer | B1 | 10 | 1075 | 0.01 | 113.34 | 113.33 | 0.01 | 0
2025 | MISO_MO-IL_2_MISO_W | MISO_MO-IL | MISO_W | Internal | Summer | B2 | 25 | 1075 | 0 | 109.53 | 109.52 | 0.01 | 0
2025 | MISO_MO-IL_2_MISO_W | MISO_MO-IL | MISO_W | Internal | Summer | B3 | 75 | 1075 | 0 | 108.85 | 108.84 | 0.01 | 0
2025 | MISO_MO-IL_2_MISO_W | MISO_MO-IL | MISO_W | Internal | Summer | B4 | 100 | 1075 | 0 | 107.27 | 107.26 | 0.01 | 0
2025 | MISO_MO-IL_2_MISO_W | MISO_MO-IL | MISO_W | Internal | Summer | B5 | 200 | 1075 | 0 | 98.12 | 98.11 | 0.01 | 0
2025 | MISO_MO-IL_2_MISO_W | MISO_MO-IL | MISO_W | Internal | Summer | B6 | 300 | 1075 | 0 | 82.29 | 82.28 | 0.01 | 0
2025 | MISO_MO-IL_2_MISO_W | MISO_MO-IL | MISO_W | Internal | Summer | B7 | 400 | 1075 | 0 | 77.8 | 77.56 | 0.01 | 0
2025 | MISO_MO-IL_2_MISO_W | MISO_MO-IL | MISO_W | Internal | Summer | B8 | 500 | 1075 | 0 | 70.92 | 65.98 | 0.01 | 0
2025 | MISO_MO-IL_2_MISO_W | MISO_MO-IL | MISO_W | Internal | Summer | B9 | 800 | 1075 | 0 | 66.39 | 65.95 | 0.01 | 0
2025 | MISO_MO-IL_2_MISO_W | MISO_MO-IL | MISO_W | Internal | Summer | B10 | 1262 | 1075 | 0 | 59.44 | 57.5 | 0.01 | 0
2025 | MISO_MO-IL_2_MISO_W | MISO_MO-IL | MISO_W | Internal | Winter | B16 | 25 | 1075 | 0 | 80.8 | 63.17 | 0.01 | 0
2025 | MISO_MO-IL_2_MISO_W | MISO_MO-IL | MISO_W | Internal | Winter | B17 | 100 | 1075 | 0 | 75.88 | 63.88 | 0.01 | 0
2025 | MISO_MO-IL_2_MISO_W | MISO_MO-IL | MISO_W | Internal | Winter | B18 | 400 | 1075 | 0 | 75.4 | 68.55 | 0.01 | 0
2025 | MISO_MO-IL_2_MISO_W | MISO_MO-IL | MISO_W | Internal | Winter | B19 | 700 | 1075 | 0 | 73.56 | 68.55 | 0.01 | 0
2025 | MISO_MO-IL_2_MISO_W | MISO_MO-IL | MISO_W | Internal | Winter | B20 | 935 | 1075 | 0 | 67.02 | 57.3 | 0.01 | 0
2025 | MISO_MO-IL_2_PJM_ROR | MISO_MO-IL | PJM_ROR | Internal | Shoulder | B11 | 25 | 1212 | 738.55 | 81.98 | 83.98 | 2 | 0
2025 | MISO_MO-IL_2_PJM_ROR | MISO_MO-IL | PJM_ROR | Internal | Shoulder | B12 | 200 | 1212 | 1212 | 75.49 | 77.9 | 2 | 0.41
2025 | MISO_MO-IL_2_PJM_ROR | MISO_MO-IL | PJM_ROR | Internal | Shoulder | B13 | 600 | 1212 | 0 | 73.48 | 75.47 | 2 | 0
2025 | MISO_MO-IL_2_PJM_ROR | MISO_MO-IL | PJM_ROR | Internal | Shoulder | B14 | 900 | 1212 | 1212 | 70.33 | 73.66 | 2 | 1.34
2025 | MISO_MO-IL_2_PJM_ROR | MISO_MO-IL | PJM_ROR | Internal | Shoulder | B15 | 1203 | 1212 | 1212 | 64.15 | 67.73 | 2 | 1.58
2025 | MISO_MO-IL_2_PJM_ROR | MISO_MO-IL | PJM_ROR | Internal | Summer | B1 | 10 | 1212 | 763.63 | 113.34 | 115.34 | 2 | 0
2025 | MISO_MO-IL_2_PJM_ROR | MISO_MO-IL | PJM_ROR | Internal | Summer | B2 | 25 | 1212 | 514.92 | 109.53 | 111.53 | 2 | 0
2025 | MISO_MO-IL_2_PJM_ROR | MISO_MO-IL | PJM_ROR | Internal | Summer | B3 | 75 | 1212 | 0 | 108.85 | 109.27 | 2 | 0
2025 | MISO_MO-IL_2_PJM_ROR | MISO_MO-IL | PJM_ROR | Internal | Summer | B4 | 100 | 1212 | 256.73 | 107.27 | 109.27 | 2 | 0
2025 | MISO_MO-IL_2_PJM_ROR | MISO_MO-IL | PJM_ROR | Internal | Summer | B5 | 200 | 1212 | 0 | 98.12 | 100.11 | 2 | 0
2025 | MISO_MO-IL_2_PJM_ROR | MISO_MO-IL | PJM_ROR | Internal | Summer | B6 | 300 | 1212 | 14.04 | 82.29 | 84.29 | 2 | 0
2025 | MISO_MO-IL_2_PJM_ROR | MISO_MO-IL | PJM_ROR | Internal | Summer | B7 | 400 | 1212 | 963.03 | 77.8 | 79.8 | 2 | 0
2025 | MISO_MO-IL_2_PJM_ROR | MISO_MO-IL | PJM_ROR | Internal | Summer | B8 | 500 | 1212 | 0 | 70.92 | 72.91 | 2 | 0
2025 | MISO_MO-IL_2_PJM_ROR | MISO_MO-IL | PJM_ROR | Internal | Summer | B9 | 800 | 1212 | 726.75 | 66.39 | 68.39 | 2 | 0
2025 | MISO_MO-IL_2_PJM_ROR | MISO_MO-IL | PJM_ROR | Internal | Summer | B10 | 1262 | 1212 | 1115.78 | 59.44 | 61.44 | 2 | 0
2025 | MISO_MO-IL_2_PJM_ROR | MISO_MO-IL | PJM_ROR | Internal | Winter | B16 | 25 | 1212 | 1212 | 80.8 | 96.38 | 2 | 13.58
2025 | MISO_MO-IL_2_PJM_ROR | MISO_MO-IL | PJM_ROR | Internal | Winter | B17 | 100 | 1212 | 1212 | 75.88 | 82.69 | 2 | 4.81
2025 | MISO_MO-IL_2_PJM_ROR | MISO_MO-IL | PJM_ROR | Internal | Winter | B18 | 400 | 1212 | 1212 | 75.4 | 79.97 | 2 | 2.57
2025 | MISO_MO-IL_2_PJM_ROR | MISO_MO-IL | PJM_ROR | Internal | Winter | B19 | 700 | 1212 | 1068.88 | 73.56 | 75.56 | 2 | 0
2025 | MISO_MO-IL_2_PJM_ROR | MISO_MO-IL | PJM_ROR | Internal | Winter | B20 | 935 | 1212 | 1212 | 67.02 | 70.5 | 2 | 1.49
2025 | MISO_MO-IL_2_SPP_N | MISO_MO-IL | SPP_N | Internal | Shoulder | B11 | 25 | 2000 | 0 | 81.98 | 76.98 | 8 | 0
2025 | MISO_MO-IL_2_SPP_N | MISO_MO-IL | SPP_N | Internal | Shoulder | B12 | 200 | 2000 | 0 | 75.49 | 70.49 | 8 | 0
2025 | MISO_MO-IL_2_SPP_N | MISO_MO-IL | SPP_N | Internal | Shoulder | B13 | 600 | 2000 | 0 | 73.48 | 70.49 | 8 | 0
2025 | MISO_MO-IL_2_SPP_N | MISO_MO-IL | SPP_N | Internal | Shoulder | B14 | 900 | 2000 | 0 | 70.33 | 63.39 | 8 | 0
2025 | MISO_MO-IL_2_SPP_N | MISO_MO-IL | SPP_N | Internal | Shoulder | B15 | 1203 | 2000 | 0 | 64.15 | 61.38 | 8 | 0
2025 | MISO_MO-IL_2_SPP_N | MISO_MO-IL | SPP_N | Internal | Summer | B1 | 10 | 2000 | 0 | 113.34 | 108.34 | 8 | 0
2025 | MISO_MO-IL_2_SPP_N | MISO_MO-IL | SPP_N | Internal | Summer | B2 | 25 | 2000 | 0 | 109.53 | 108.83 | 8 | 0
2025 | MISO_MO-IL_2_SPP_N | MISO_MO-IL | SPP_N | Internal | Summer | B3 | 75 | 2000 | 0 | 108.85 | 108.83 | 8 | 0
2025 | MISO_MO-IL_2_SPP_N | MISO_MO-IL | SPP_N | Internal | Summer | B4 | 100 | 2000 | 0 | 107.27 | 106.85 | 8 | 0
2025 | MISO_MO-IL_2_SPP_N | MISO_MO-IL | SPP_N | Internal | Summer | B5 | 200 | 2000 | 0 | 98.12 | 100.22 | 8 | 0
2025 | MISO_MO-IL_2_SPP_N | MISO_MO-IL | SPP_N | Internal | Summer | B6 | 300 | 2000 | 0 | 82.29 | 85.53 | 8 | 0
2025 | MISO_MO-IL_2_SPP_N | MISO_MO-IL | SPP_N | Internal | Summer | B7 | 400 | 2000 | 0 | 77.8 | 77.57 | 8 | 0
2025 | MISO_MO-IL_2_SPP_N | MISO_MO-IL | SPP_N | Internal | Summer | B8 | 500 | 2000 | 0 | 70.92 | 70.27 | 8 | 0
2025 | MISO_MO-IL_2_SPP_N | MISO_MO-IL | SPP_N | Internal | Summer | B9 | 800 | 2000 | 0 | 66.39 | 69.09 | 8 | 0
2025 | MISO_MO-IL_2_SPP_N | MISO_MO-IL | SPP_N | Internal | Summer | B10 | 1262 | 2000 | 0 | 59.44 | 64.23 | 8 | 0
2025 | MISO_MO-IL_2_SPP_N | MISO_MO-IL | SPP_N | Internal | Winter | B16 | 25 | 2000 | 0 | 80.8 | 73.53 | 8 | 0
2025 | MISO_MO-IL_2_SPP_N | MISO_MO-IL | SPP_N | Internal | Winter | B17 | 100 | 2000 | 0 | 75.88 | 70.88 | 8 | 0
2025 | MISO_MO-IL_2_SPP_N | MISO_MO-IL | SPP_N | Internal | Winter | B18 | 400 | 2000 | 0 | 75.4 | 71.11 | 8 | 0
2025 | MISO_MO-IL_2_SPP_N | MISO_MO-IL | SPP_N | Internal | Winter | B19 | 700 | 2000 | 0 | 73.56 | 68.56 | 8 | 0
2025 | MISO_MO-IL_2_SPP_N | MISO_MO-IL | SPP_N | Internal | Winter | B20 | 935 | 2000 | 0 | 67.02 | 64.3 | 8 | 0
2025 | MISO_MO-IL_2_TVA_Transmission | MISO_MO-IL | TVA_Transmission | Internal | Shoulder | B11 | 25 | 4000 | 1274.16 | 81.98 | 89.98 | 8 | 0
2025 | MISO_MO-IL_2_TVA_Transmission | MISO_MO-IL | TVA_Transmission | Internal | Shoulder | B12 | 200 | 4000 | 0 | 75.49 | 78.79 | 8 | 0
2025 | MISO_MO-IL_2_TVA_Transmission | MISO_MO-IL | TVA_Transmission | Internal | Shoulder | B13 | 600 | 4000 | 0 | 73.48 | 76.74 | 8 | 0
2025 | MISO_MO-IL_2_TVA_Transmission | MISO_MO-IL | TVA_Transmission | Internal | Shoulder | B14 | 900 | 4000 | 0 | 70.33 | 75.06 | 8 | 0
2025 | MISO_MO-IL_2_TVA_Transmission | MISO_MO-IL | TVA_Transmission | Internal | Shoulder | B15 | 1203 | 4000 | 427.59 | 64.15 | 72.15 | 8 | 0
2025 | MISO_MO-IL_2_TVA_Transmission | MISO_MO-IL | TVA_Transmission | Internal | Summer | B1 | 10 | 4000 | 2896.39 | 113.34 | 121.34 | 8 | 0
2025 | MISO_MO-IL_2_TVA_Transmission | MISO_MO-IL | TVA_Transmission | Internal | Summer | B2 | 25 | 4000 | 1746.34 | 109.53 | 117.53 | 8 | 0
2025 | MISO_MO-IL_2_TVA_Transmission | MISO_MO-IL | TVA_Transmission | Internal | Summer | B3 | 75 | 4000 | 0 | 108.85 | 115.27 | 8 | 0
2025 | MISO_MO-IL_2_TVA_Transmission | MISO_MO-IL | TVA_Transmission | Internal | Summer | B4 | 100 | 4000 | 269.33 | 107.27 | 115.27 | 8 | 0
2025 | MISO_MO-IL_2_TVA_Transmission | MISO_MO-IL | TVA_Transmission | Internal | Summer | B5 | 200 | 4000 | 0 | 98.12 | 106.11 | 8 | 0
2025 | MISO_MO-IL_2_TVA_Transmission | MISO_MO-IL | TVA_Transmission | Internal | Summer | B6 | 300 | 4000 | 0 | 82.29 | 89.05 | 8 | 0
2025 | MISO_MO-IL_2_TVA_Transmission | MISO_MO-IL | TVA_Transmission | Internal | Summer | B7 | 400 | 4000 | 0 | 77.8 | 84.45 | 8 | 0
2025 | MISO_MO-IL_2_TVA_Transmission | MISO_MO-IL | TVA_Transmission | Internal | Summer | B8 | 500 | 4000 | 0 | 70.92 | 75.47 | 8 | 0
2025 | MISO_MO-IL_2_TVA_Transmission | MISO_MO-IL | TVA_Transmission | Internal | Summer | B9 | 800 | 4000 | 0 | 66.39 | 71.09 | 8 | 0
2025 | MISO_MO-IL_2_TVA_Transmission | MISO_MO-IL | TVA_Transmission | Internal | Summer | B10 | 1262 | 4000 | 0 | 59.44 | 65.27 | 8 | 0
2025 | MISO_MO-IL_2_TVA_Transmission | MISO_MO-IL | TVA_Transmission | Internal | Winter | B16 | 25 | 4000 | 1683.78 | 80.8 | 88.8 | 8 | 0
2025 | MISO_MO-IL_2_TVA_Transmission | MISO_MO-IL | TVA_Transmission | Internal | Winter | B17 | 100 | 4000 | 0 | 75.88 | 81.55 | 8 | 0
2025 | MISO_MO-IL_2_TVA_Transmission | MISO_MO-IL | TVA_Transmission | Internal | Winter | B18 | 400 | 4000 | 0 | 75.4 | 79.5 | 8 | 0
2025 | MISO_MO-IL_2_TVA_Transmission | MISO_MO-IL | TVA_Transmission | Internal | Winter | B19 | 700 | 4000 | 0 | 73.56 | 77.69 | 8 | 0
2025 | MISO_MO-IL_2_TVA_Transmission | MISO_MO-IL | TVA_Transmission | Internal | Winter | B20 | 935 | 4000 | 1799.39 | 67.02 | 75.02 | 8 | 0
2025 | MISO_W_2_IESO | MISO_W | IESO | Internal | Shoulder | B11 | 25 | 90 | 0 | 76.97 | 14.42 | 8 | 0
2025 | MISO_W_2_IESO | MISO_W | IESO | Internal | Shoulder | B12 | 200 | 90 | 0 | 67.41 | 14.42 | 8 | 0
2025 | MISO_W_2_IESO | MISO_W | IESO | Internal | Shoulder | B13 | 600 | 90 | 0 | 67.39 | 14.42 | 8 | 0
2025 | MISO_W_2_IESO | MISO_W | IESO | Internal | Shoulder | B14 | 900 | 90 | 0 | 56.39 | 14.42 | 8 | 0
2025 | MISO_W_2_IESO | MISO_W | IESO | Internal | Shoulder | B15 | 1203 | 90 | 0 | 54.38 | 14.42 | 8 | 0
2025 | MISO_W_2_IESO | MISO_W | IESO | Internal | Summer | B1 | 10 | 90 | 0 | 113.33 | 81.26 | 8 | 0
2025 | MISO_W_2_IESO | MISO_W | IESO | Internal | Summer | B2 | 25 | 90 | 0 | 109.52 | 86.3 | 8 | 0
2025 | MISO_W_2_IESO | MISO_W | IESO | Internal | Summer | B3 | 75 | 90 | 0 | 108.84 | 58.06 | 8 | 0
2025 | MISO_W_2_IESO | MISO_W | IESO | Internal | Summer | B4 | 100 | 90 | 0 | 107.26 | 58.06 | 8 | 0
2025 | MISO_W_2_IESO | MISO_W | IESO | Internal | Summer | B5 | 200 | 90 | 0 | 98.11 | 11.51 | 8 | 0
2025 | MISO_W_2_IESO | MISO_W | IESO | Internal | Summer | B6 | 300 | 90 | 0 | 82.28 | 11.51 | 8 | 0
2025 | MISO_W_2_IESO | MISO_W | IESO | Internal | Summer | B7 | 400 | 90 | 0 | 77.56 | 11.51 | 8 | 0
2025 | MISO_W_2_IESO | MISO_W | IESO | Internal | Summer | B8 | 500 | 90 | 0 | 65.98 | 11.51 | 8 | 0
2025 | MISO_W_2_IESO | MISO_W | IESO | Internal | Summer | B9 | 800 | 90 | 0 | 65.95 | 11.51 | 8 | 0
2025 | MISO_W_2_IESO | MISO_W | IESO | Internal | Summer | B10 | 1262 | 90 | 0 | 57.5 | 11.51 | 8 | 0
2025 | MISO_W_2_IESO | MISO_W | IESO | Internal | Winter | B16 | 25 | 90 | 0 | 63.17 | 14.42 | 8 | 0
2025 | MISO_W_2_IESO | MISO_W | IESO | Internal | Winter | B17 | 100 | 90 | 0 | 63.88 | 14.42 | 8 | 0
2025 | MISO_W_2_IESO | MISO_W | IESO | Internal | Winter | B18 | 400 | 90 | 0 | 68.55 | 14.42 | 8 | 0
2025 | MISO_W_2_IESO | MISO_W | IESO | Internal | Winter | B19 | 700 | 90 | 0 | 68.55 | 14.42 | 8 | 0
2025 | MISO_W_2_IESO | MISO_W | IESO | Internal | Winter | B20 | 935 | 90 | 0 | 57.3 | 14.42 | 8 | 0
2025 | MISO_W_2_MAPP_CA | MISO_W | MAPP_CA | Internal | Shoulder | B11 | 25 | 926 | 0 | 76.97 | 60.26 | 0.01 | 0
2025 | MISO_W_2_MAPP_CA | MISO_W | MAPP_CA | Internal | Shoulder | B12 | 200 | 926 | 0 | 67.41 | 60.26 | 0.01 | 0
2025 | MISO_W_2_MAPP_CA | MISO_W | MAPP_CA | Internal | Shoulder | B13 | 600 | 926 | 0 | 67.39 | 60.26 | 0.01 | 0
2025 | MISO_W_2_MAPP_CA | MISO_W | MAPP_CA | Internal | Shoulder | B14 | 900 | 926 | 0 | 56.39 | 56.38 | 0.01 | 0
2025 | MISO_W_2_MAPP_CA | MISO_W | MAPP_CA | Internal | Shoulder | B15 | 1203 | 926 | 926 | 54.38 | 56.38 | 0.01 | 1.98
2025 | MISO_W_2_MAPP_CA | MISO_W | MAPP_CA | Internal | Summer | B1 | 10 | 926 | 0 | 113.33 | 88.26 | 0.01 | 0
2025 | MISO_W_2_MAPP_CA | MISO_W | MAPP_CA | Internal | Summer | B2 | 25 | 926 | 0 | 109.52 | 93.3 | 0.01 | 0
2025 | MISO_W_2_MAPP_CA | MISO_W | MAPP_CA | Internal | Summer | B3 | 75 | 926 | 0 | 108.84 | 65.06 | 0.01 | 0
2025 | MISO_W_2_MAPP_CA | MISO_W | MAPP_CA | Internal | Summer | B4 | 100 | 926 | 0 | 107.26 | 65.06 | 0.01 | 0
2025 | MISO_W_2_MAPP_CA | MISO_W | MAPP_CA | Internal | Summer | B5 | 200 | 926 | 0 | 98.11 | 58.66 | 0.01 | 0
2025 | MISO_W_2_MAPP_CA | MISO_W | MAPP_CA | Internal | Summer | B6 | 300 | 926 | 0 | 82.28 | 68.28 | 0.01 | 0
2025 | MISO_W_2_MAPP_CA | MISO_W | MAPP_CA | Internal | Summer | B7 | 400 | 926 | 0 | 77.56 | 58.66 | 0.01 | 0
2025 | MISO_W_2_MAPP_CA | MISO_W | MAPP_CA | Internal | Summer | B8 | 500 | 926 | 0 | 65.98 | 57.51 | 0.01 | 0
2025 | MISO_W_2_MAPP_CA | MISO_W | MAPP_CA | Internal | Summer | B9 | 800 | 926 | 0 | 65.95 | 57.51 | 0.01 | 0
2025 | MISO_W_2_MAPP_CA | MISO_W | MAPP_CA | Internal | Summer | B10 | 1262 | 926 | 873.41 | 57.5 | 57.51 | 0.01 | 0
2025 | MISO_W_2_MAPP_CA | MISO_W | MAPP_CA | Internal | Winter | B16 | 25 | 926 | 47.28 | 63.17 | 63.18 | 0.01 | 0
2025 | MISO_W_2_MAPP_CA | MISO_W | MAPP_CA | Internal | Winter | B17 | 100 | 926 | 0 | 63.88 | 63.87 | 0.01 | 0
2025 | MISO_W_2_MAPP_CA | MISO_W | MAPP_CA | Internal | Winter | B18 | 400 | 926 | 0 | 68.55 | 68.53 | 0.01 | 0
2025 | MISO_W_2_MAPP_CA | MISO_W | MAPP_CA | Internal | Winter | B19 | 700 | 926 | 0 | 68.55 | 68.53 | 0.01 | 0
2025 | MISO_W_2_MAPP_CA | MISO_W | MAPP_CA | Internal | Winter | B20 | 935 | 926 | 926 | 57.3 | 63.18 | 0.01 | 5.87
2025 | MISO_W_2_MISO_MO-IL | MISO_W | MISO_MO-IL | Internal | Shoulder | B11 | 25 | 3915 | 3915 | 76.97 | 81.98 | 0.01 | 5
2025 | MISO_W_2_MISO_MO-IL | MISO_W | MISO_MO-IL | Internal | Shoulder | B12 | 200 | 3915 | 3915 | 67.41 | 75.49 | 0.01 | 8.06
2025 | MISO_W_2_MISO_MO-IL | MISO_W | MISO_MO-IL | Internal | Shoulder | B13 | 600 | 3915 | 3915 | 67.39 | 73.48 | 0.01 | 6.08
2025 | MISO_W_2_MISO_MO-IL | MISO_W | MISO_MO-IL | Internal | Shoulder | B14 | 900 | 3915 | 3915 | 56.39 | 70.33 | 0.01 | 13.93
2025 | MISO_W_2_MISO_MO-IL | MISO_W | MISO_MO-IL | Internal | Shoulder | B15 | 1203 | 3915 | 3915 | 54.38 | 64.15 | 0.01 | 9.76
2025 | MISO_W_2_MISO_MO-IL | MISO_W | MISO_MO-IL | Internal | Summer | B1 | 10 | 3915 | 2864.72 | 113.33 | 113.34 | 0.01 | 0
2025 | MISO_W_2_MISO_MO-IL | MISO_W | MISO_MO-IL | Internal | Summer | B2 | 25 | 3915 | 3233.02 | 109.52 | 109.53 | 0.01 | 0
2025 | MISO_W_2_MISO_MO-IL | MISO_W | MISO_MO-IL | Internal | Summer | B3 | 75 | 3915 | 1853.69 | 108.84 | 108.85 | 0.01 | 0
2025 | MISO_W_2_MISO_MO-IL | MISO_W | MISO_MO-IL | Internal | Summer | B4 | 100 | 3915 | 2339.36 | 107.26 | 107.27 | 0.01 | 0
2025 | MISO_W_2_MISO_MO-IL | MISO_W | MISO_MO-IL | Internal | Summer | B5 | 200 | 3915 | 598.88 | 98.11 | 98.12 | 0.01 | 0
2025 | MISO_W_2_MISO_MO-IL | MISO_W | MISO_MO-IL | Internal | Summer | B6 | 300 | 3915 | 194.39 | 82.28 | 82.29 | 0.01 | 0
2025 | MISO_W_2_MISO_MO-IL | MISO_W | MISO_MO-IL | Internal | Summer | B7 | 400 | 3915 | 3915 | 77.56 | 77.8 | 0.01 | 0.23
2025 | MISO_W_2_MISO_MO-IL | MISO_W | MISO_MO-IL | Internal | Summer | B8 | 500 | 3915 | 3915 | 65.98 | 70.92 | 0.01 | 4.93
2025 | MISO_W_2_MISO_MO-IL | MISO_W | MISO_MO-IL | Internal | Summer | B9 | 800 | 3915 | 3915 | 65.95 | 66.39 | 0.01 | 0.43
2025 | MISO_W_2_MISO_MO-IL | MISO_W | MISO_MO-IL | Internal | Summer | B10 | 1262 | 3915 | 3915 | 57.5 | 59.44 | 0.01 | 1.93
2025 | MISO_W_2_MISO_MO-IL | MISO_W | MISO_MO-IL | Internal | Winter | B16 | 25 | 3915 | 3915 | 63.17 | 80.8 | 0.01 | 17.62
2025 | MISO_W_2_MISO_MO-IL | MISO_W | MISO_MO-IL | Internal | Winter | B17 | 100 | 3915 | 3915 | 63.88 | 75.88 | 0.01 | 11.99
2025 | MISO_W_2_MISO_MO-IL | MISO_W | MISO_MO-IL | Internal | Winter | B18 | 400 | 3915 | 3915 | 68.55 | 75.4 | 0.01 | 6.84
2025 | MISO_W_2_MISO_MO-IL | MISO_W | MISO_MO-IL | Internal | Winter | B19 | 700 | 3915 | 3915 | 68.55 | 73.56 | 0.01 | 5
2025 | MISO_W_2_MISO_MO-IL | MISO_W | MISO_MO-IL | Internal | Winter | B20 | 935 | 3915 | 3915 | 57.3 | 67.02 | 0.01 | 9.7
2025 | MISO_W_2_MISO_WUMS | MISO_W | MISO_WUMS | Internal | Shoulder | B11 | 25 | 1732 | 0 | 76.97 | 76.96 | 0.01 | 0
2025 | MISO_W_2_MISO_WUMS | MISO_W | MISO_WUMS | Internal | Shoulder | B12 | 200 | 1732 | 0 | 67.41 | 67.4 | 0.01 | 0
2025 | MISO_W_2_MISO_WUMS | MISO_W | MISO_WUMS | Internal | Shoulder | B13 | 600 | 1732 | 989.08 | 67.39 | 67.4 | 0.01 | 0
2025 | MISO_W_2_MISO_WUMS | MISO_W | MISO_WUMS | Internal | Shoulder | B14 | 900 | 1732 | 1732 | 56.39 | 67.28 | 0.01 | 10.88
2025 | MISO_W_2_MISO_WUMS | MISO_W | MISO_WUMS | Internal | Shoulder | B15 | 1203 | 1732 | 1732 | 54.38 | 58.73 | 0.01 | 4.34
2025 | MISO_W_2_MISO_WUMS | MISO_W | MISO_WUMS | Internal | Summer | B1 | 10 | 1732 | 0.03 | 113.33 | 113.33 | 0.01 | 0
2025 | MISO_W_2_MISO_WUMS | MISO_W | MISO_WUMS | Internal | Summer | B2 | 25 | 1732 | 0.01 | 109.52 | 109.52 | 0.01 | 0
2025 | MISO_W_2_MISO_WUMS | MISO_W | MISO_WUMS | Internal | Summer | B3 | 75 | 1732 | 0 | 108.84 | 107.27 | 0.01 | 0
2025 | MISO_W_2_MISO_WUMS | MISO_W | MISO_WUMS | Internal | Summer | B4 | 100 | 1732 | 0 | 107.26 | 107.25 | 0.01 | 0
2025 | MISO_W_2_MISO_WUMS | MISO_W | MISO_WUMS | Internal | Summer | B5 | 200 | 1732 | 0 | 98.11 | 89.05 | 0.01 | 0
2025 | MISO_W_2_MISO_WUMS | MISO_W | MISO_WUMS | Internal | Summer | B6 | 300 | 1732 | 0 | 82.28 | 81.91 | 0.01 | 0
2025 | MISO_W_2_MISO_WUMS | MISO_W | MISO_WUMS | Internal | Summer | B7 | 400 | 1732 | 0 | 77.56 | 77.55 | 0.01 | 0
2025 | MISO_W_2_MISO_WUMS | MISO_W | MISO_WUMS | Internal | Summer | B8 | 500 | 1732 | 0 | 65.98 | 65.96 | 0.01 | 0
2025 | MISO_W_2_MISO_WUMS | MISO_W | MISO_WUMS | Internal | Summer | B9 | 800 | 1732 | 356.81 | 65.95 | 65.96 | 0.01 | 0
2025 | MISO_W_2_MISO_WUMS | MISO_W | MISO_WUMS | Internal | Summer | B10 | 1262 | 1732 | 1216.54 | 57.5 | 57.51 | 0.01 | 0
2025 | MISO_W_2_MISO_WUMS | MISO_W | MISO_WUMS | Internal | Winter | B16 | 25 | 1732 | 1732 | 63.17 | 70.17 | 0.01 | 6.99
2025 | MISO_W_2_MISO_WUMS | MISO_W | MISO_WUMS | Internal | Winter | B17 | 100 | 1732 | 1732 | 63.88 | 70.17 | 0.01 | 6.27
2025 | MISO_W_2_MISO_WUMS | MISO_W | MISO_WUMS | Internal | Winter | B18 | 400 | 1732 | 1732 | 68.55 | 70.17 | 0.01 | 1.61
2025 | MISO_W_2_MISO_WUMS | MISO_W | MISO_WUMS | Internal | Winter | B19 | 700 | 1732 | 1732 | 68.55 | 70.17 | 0.01 | 1.61
2025 | MISO_W_2_MISO_WUMS | MISO_W | MISO_WUMS | Internal | Winter | B20 | 935 | 1732 | 1732 | 57.3 | 61.09 | 0.01 | 3.77
2025 | MISO_W_2_NE | MISO_W | NE | Internal | Shoulder | B11 | 25 | 2800 | 0 | 76.97 | 76.97 | 7 | 0
2025 | MISO_W_2_NE | MISO_W | NE | Internal | Shoulder | B12 | 200 | 2800 | 0 | 67.41 | 70.48 | 7 | 0
2025 | MISO_W_2_NE | MISO_W | NE | Internal | Shoulder | B13 | 600 | 2800 | 0 | 67.39 | 70.48 | 7 | 0
2025 | MISO_W_2_NE | MISO_W | NE | Internal | Shoulder | B14 | 900 | 2800 | 0 | 56.39 | 63.38 | 7 | 0
2025 | MISO_W_2_NE | MISO_W | NE | Internal | Shoulder | B15 | 1203 | 2800 | 0 | 54.38 | 61.37 | 7 | 0
2025 | MISO_W_2_NE | MISO_W | NE | Internal | Summer | B1 | 10 | 2800 | 0 | 113.33 | 113.33 | 7 | 0
2025 | MISO_W_2_NE | MISO_W | NE | Internal | Summer | B2 | 25 | 2800 | 0 | 109.52 | 109.52 | 7 | 0
2025 | MISO_W_2_NE | MISO_W | NE | Internal | Summer | B3 | 75 | 2800 | 0 | 108.84 | 108.84 | 7 | 0
2025 | MISO_W_2_NE | MISO_W | NE | Internal | Summer | B4 | 100 | 2800 | 0 | 107.26 | 107.26 | 7 | 0
2025 | MISO_W_2_NE | MISO_W | NE | Internal | Summer | B5 | 200 | 2800 | 0 | 98.11 | 100.21 | 7 | 0
2025 | MISO_W_2_NE | MISO_W | NE | Internal | Summer | B6 | 300 | 2800 | 0 | 82.28 | 82.28 | 7 | 0
2025 | MISO_W_2_NE | MISO_W | NE | Internal | Summer | B7 | 400 | 2800 | 0 | 77.56 | 77.56 | 7 | 0
2025 | MISO_W_2_NE | MISO_W | NE | Internal | Summer | B8 | 500 | 2800 | 0 | 65.98 | 69.45 | 7 | 0
2025 | MISO_W_2_NE | MISO_W | NE | Internal | Summer | B9 | 800 | 2800 | 0 | 65.95 | 69.08 | 7 | 0
2025 | MISO_W_2_NE | MISO_W | NE | Internal | Summer | B10 | 1262 | 2800 | 0 | 57.5 | 59.49 | 7 | 0
2025 | MISO_W_2_NE | MISO_W | NE | Internal | Winter | B16 | 25 | 2800 | 312.36 | 63.17 | 70.17 | 7 | 0
2025 | MISO_W_2_NE | MISO_W | NE | Internal | Winter | B17 | 100 | 2800 | 0 | 63.88 | 70.87 | 7 | 0
2025 | MISO_W_2_NE | MISO_W | NE | Internal | Winter | B18 | 400 | 2800 | 0 | 68.55 | 70.77 | 7 | 0
2025 | MISO_W_2_NE | MISO_W | NE | Internal | Winter | B19 | 700 | 2800 | 0 | 68.55 | 68.55 | 7 | 0
2025 | MISO_W_2_NE | MISO_W | NE | Internal | Winter | B20 | 935 | 2800 | 0 | 57.3 | 64.29 | 7 | 0
2025 | MISO_W_2_PJM_ROR | MISO_W | PJM_ROR | Internal | Shoulder | B11 | 25 | 773 | 773 | 76.97 | 83.98 | 2 | 5.01
2025 | MISO_W_2_PJM_ROR | MISO_W | PJM_ROR | Internal | Shoulder | B12 | 200 | 773 | 773 | 67.41 | 77.9 | 2 | 8.49
2025 | MISO_W_2_PJM_ROR | MISO_W | PJM_ROR | Internal | Shoulder | B13 | 600 | 773 | 773 | 67.39 | 75.47 | 2 | 6.08
2025 | MISO_W_2_PJM_ROR | MISO_W | PJM_ROR | Internal | Shoulder | B14 | 900 | 773 | 773 | 56.39 | 73.66 | 2 | 15.28
2025 | MISO_W_2_PJM_ROR | MISO_W | PJM_ROR | Internal | Shoulder | B15 | 1203 | 773 | 773 | 54.38 | 67.73 | 2 | 11.35
2025 | MISO_W_2_PJM_ROR | MISO_W | PJM_ROR | Internal | Summer | B1 | 10 | 773 | 772.97 | 113.33 | 115.34 | 2 | 0.01
2025 | MISO_W_2_PJM_ROR | MISO_W | PJM_ROR | Internal | Summer | B2 | 25 | 773 | 772.99 | 109.52 | 111.53 | 2 | 0.01
2025 | MISO_W_2_PJM_ROR | MISO_W | PJM_ROR | Internal | Summer | B3 | 75 | 773 | 0 | 108.84 | 109.27 | 2 | 0
2025 | MISO_W_2_PJM_ROR | MISO_W | PJM_ROR | Internal | Summer | B4 | 100 | 773 | 773 | 107.26 | 109.27 | 2 | 0.01
2025 | MISO_W_2_PJM_ROR | MISO_W | PJM_ROR | Internal | Summer | B5 | 200 | 773 | 734.21 | 98.11 | 100.11 | 2 | 0
2025 | MISO_W_2_PJM_ROR | MISO_W | PJM_ROR | Internal | Summer | B6 | 300 | 773 | 773 | 82.28 | 84.29 | 2 | 0.01
2025 | MISO_W_2_PJM_ROR | MISO_W | PJM_ROR | Internal | Summer | B7 | 400 | 773 | 773 | 77.56 | 79.8 | 2 | 0.24
2025 | MISO_W_2_PJM_ROR | MISO_W | PJM_ROR | Internal | Summer | B8 | 500 | 773 | 773 | 65.98 | 72.91 | 2 | 4.94
2025 | MISO_W_2_PJM_ROR | MISO_W | PJM_ROR | Internal | Summer | B9 | 800 | 773 | 773 | 65.95 | 68.39 | 2 | 0.44
2025 | MISO_W_2_PJM_ROR | MISO_W | PJM_ROR | Internal | Summer | B10 | 1262 | 773 | 773 | 57.5 | 61.44 | 2 | 1.94
2025 | MISO_W_2_PJM_ROR | MISO_W | PJM_ROR | Internal | Winter | B16 | 25 | 773 | 773 | 63.17 | 96.38 | 2 | 31.21
2025 | MISO_W_2_PJM_ROR | MISO_W | PJM_ROR | Internal | Winter | B17 | 100 | 773 | 773 | 63.88 | 82.69 | 2 | 16.81
2025 | MISO_W_2_PJM_ROR | MISO_W | PJM_ROR | Internal | Winter | B18 | 400 | 773 | 773 | 68.55 | 79.97 | 2 | 9.42
2025 | MISO_W_2_PJM_ROR | MISO_W | PJM_ROR | Internal | Winter | B19 | 700 | 773 | 773 | 68.55 | 75.56 | 2 | 5.01
2025 | MISO_W_2_PJM_ROR | MISO_W | PJM_ROR | Internal | Winter | B20 | 935 | 773 | 773 | 57.3 | 70.5 | 2 | 11.2
2025 | MISO_W_2_SPP_N | MISO_W | SPP_N | Internal | Shoulder | B11 | 25 | 3200 | 0 | 76.97 | 76.98 | 7 | 0
2025 | MISO_W_2_SPP_N | MISO_W | SPP_N | Internal | Shoulder | B12 | 200 | 3200 | 0 | 67.41 | 70.49 | 7 | 0
2025 | MISO_W_2_SPP_N | MISO_W | SPP_N | Internal | Shoulder | B13 | 600 | 3200 | 0 | 67.39 | 70.49 | 7 | 0
2025 | MISO_W_2_SPP_N | MISO_W | SPP_N | Internal | Shoulder | B14 | 900 | 3200 | 340.18 | 56.39 | 63.39 | 7 | 0
2025 | MISO_W_2_SPP_N | MISO_W | SPP_N | Internal | Shoulder | B15 | 1203 | 3200 | 51.15 | 54.38 | 61.38 | 7 | 0
2025 | MISO_W_2_SPP_N | MISO_W | SPP_N | Internal | Summer | B1 | 10 | 3200 | 0 | 113.33 | 108.34 | 7 | 0
2025 | MISO_W_2_SPP_N | MISO_W | SPP_N | Internal | Summer | B2 | 25 | 3200 | 0 | 109.52 | 108.83 | 7 | 0
2025 | MISO_W_2_SPP_N | MISO_W | SPP_N | Internal | Summer | B3 | 75 | 3200 | 0 | 108.84 | 108.83 | 7 | 0
2025 | MISO_W_2_SPP_N | MISO_W | SPP_N | Internal | Summer | B4 | 100 | 3200 | 0 | 107.26 | 106.85 | 7 | 0
2025 | MISO_W_2_SPP_N | MISO_W | SPP_N | Internal | Summer | B5 | 200 | 3200 | 0 | 98.11 | 100.22 | 7 | 0
2025 | MISO_W_2_SPP_N | MISO_W | SPP_N | Internal | Summer | B6 | 300 | 3200 | 0 | 82.28 | 85.53 | 7 | 0
2025 | MISO_W_2_SPP_N | MISO_W | SPP_N | Internal | Summer | B7 | 400 | 3200 | 0 | 77.56 | 77.57 | 7 | 0
2025 | MISO_W_2_SPP_N | MISO_W | SPP_N | Internal | Summer | B8 | 500 | 3200 | 0 | 65.98 | 70.27 | 7 | 0
2025 | MISO_W_2_SPP_N | MISO_W | SPP_N | Internal | Summer | B9 | 800 | 3200 | 0 | 65.95 | 69.09 | 7 | 0
2025 | MISO_W_2_SPP_N | MISO_W | SPP_N | Internal | Summer | B10 | 1262 | 3200 | 0 | 57.5 | 64.23 | 7 | 0
2025 | MISO_W_2_SPP_N | MISO_W | SPP_N | Internal | Winter | B16 | 25 | 3200 | 3200 | 63.17 | 73.53 | 7 | 3.36
2025 | MISO_W_2_SPP_N | MISO_W | SPP_N | Internal | Winter | B17 | 100 | 3200 | 3072.15 | 63.88 | 70.88 | 7 | 0
2025 | MISO_W_2_SPP_N | MISO_W | SPP_N | Internal | Winter | B18 | 400 | 3200 | 0 | 68.55 | 71.11 | 7 | 0
2025 | MISO_W_2_SPP_N | MISO_W | SPP_N | Internal | Winter | B19 | 700 | 3200 | 0 | 68.55 | 68.56 | 7 | 0
2025 | MISO_W_2_SPP_N | MISO_W | SPP_N | Internal | Winter | B20 | 935 | 3200 | 108.73 | 57.3 | 64.3 | 7 | 0
2025 | MISO_WUMS_2_MISO_MI | MISO_WUMS | MISO_MI | Internal | Shoulder | B11 | 25 | 1422 | 1422 | 76.96 | 81.98 | 0.01 | 5.01
2025 | MISO_WUMS_2_MISO_MI | MISO_WUMS | MISO_MI | Internal | Shoulder | B12 | 200 | 1422 | 1422 | 67.4 | 75.49 | 0.01 | 8.08
2025 | MISO_WUMS_2_MISO_MI | MISO_WUMS | MISO_MI | Internal | Shoulder | B13 | 600 | 1422 | 1422 | 67.4 | 73.48 | 0.01 | 6.07
2025 | MISO_WUMS_2_MISO_MI | MISO_WUMS | MISO_MI | Internal | Shoulder | B14 | 900 | 1422 | 1422 | 67.28 | 70.35 | 0.01 | 3.06
2025 | MISO_WUMS_2_MISO_MI | MISO_WUMS | MISO_MI | Internal | Shoulder | B15 | 1203 | 1422 | 1422 | 58.73 | 64.15 | 0.01 | 5.4
2025 | MISO_WUMS_2_MISO_MI | MISO_WUMS | MISO_MI | Internal | Summer | B1 | 10 | 1422 | 857.78 | 113.33 | 113.34 | 0.01 | 0
2025 | MISO_WUMS_2_MISO_MI | MISO_WUMS | MISO_MI | Internal | Summer | B2 | 25 | 1422 | 917.28 | 109.52 | 109.53 | 0.01 | 0
2025 | MISO_WUMS_2_MISO_MI | MISO_WUMS | MISO_MI | Internal | Summer | B3 | 75 | 1422 | 1422 | 107.27 | 108.43 | 0.01 | 1.15
2025 | MISO_WUMS_2_MISO_MI | MISO_WUMS | MISO_MI | Internal | Summer | B4 | 100 | 1422 | 1422 | 107.25 | 107.27 | 0.01 | 0.01
2025 | MISO_WUMS_2_MISO_MI | MISO_WUMS | MISO_MI | Internal | Summer | B5 | 200 | 1422 | 1422 | 89.05 | 95.06 | 0.01 | 6
2025 | MISO_WUMS_2_MISO_MI | MISO_WUMS | MISO_MI | Internal | Summer | B6 | 300 | 1422 | 759.58 | 81.91 | 81.92 | 0.01 | 0
2025 | MISO_WUMS_2_MISO_MI | MISO_WUMS | MISO_MI | Internal | Summer | B7 | 400 | 1422 | 1422 | 77.55 | 77.8 | 0.01 | 0.24
2025 | MISO_WUMS_2_MISO_MI | MISO_WUMS | MISO_MI | Internal | Summer | B8 | 500 | 1422 | 1422 | 65.96 | 70.92 | 0.01 | 4.94
2025 | MISO_WUMS_2_MISO_MI | MISO_WUMS | MISO_MI | Internal | Summer | B9 | 800 | 1422 | 1422 | 65.96 | 66.39 | 0.01 | 0.41
2025 | MISO_WUMS_2_MISO_MI | MISO_WUMS | MISO_MI | Internal | Summer | B10 | 1262 | 1422 | 1422 | 57.51 | 59.44 | 0.01 | 1.91
2025 | MISO_WUMS_2_MISO_MI | MISO_WUMS | MISO_MI | Internal | Winter | B16 | 25 | 1422 | 1422 | 70.17 | 85.99 | 0.01 | 15.81
2025 | MISO_WUMS_2_MISO_MI | MISO_WUMS | MISO_MI | Internal | Winter | B17 | 100 | 1422 | 1422 | 70.17 | 75.88 | 0.01 | 5.7
2025 | MISO_WUMS_2_MISO_MI | MISO_WUMS | MISO_MI | Internal | Winter | B18 | 400 | 1422 | 1422 | 70.17 | 75.4 | 0.01 | 5.22
2025 | MISO_WUMS_2_MISO_MI | MISO_WUMS | MISO_MI | Internal | Winter | B19 | 700 | 1422 | 1422 | 70.17 | 73.56 | 0.01 | 3.38
2025 | MISO_WUMS_2_MISO_MI | MISO_WUMS | MISO_MI | Internal | Winter | B20 | 935 | 1422 | 1422 | 61.09 | 67.02 | 0.01 | 5.92
2025 | MISO_WUMS_2_MISO_W | MISO_WUMS | MISO_W | Internal | Shoulder | B11 | 25 | 1240 | 399.72 | 76.96 | 76.97 | 0.01 | 0
2025 | MISO_WUMS_2_MISO_W | MISO_WUMS | MISO_W | Internal | Shoulder | B12 | 200 | 1240 | 289.1 | 67.4 | 67.41 | 0.01 | 0
2025 | MISO_WUMS_2_MISO_W | MISO_WUMS | MISO_W | Internal | Shoulder | B13 | 600 | 1240 | 0 | 67.4 | 67.39 | 0.01 | 0
2025 | MISO_WUMS_2_MISO_W | MISO_WUMS | MISO_W | Internal | Shoulder | B14 | 900 | 1240 | 0 | 67.28 | 56.39 | 0.01 | 0
2025 | MISO_WUMS_2_MISO_W | MISO_WUMS | MISO_W | Internal | Shoulder | B15 | 1203 | 1240 | 0 | 58.73 | 54.38 | 0.01 | 0
2025 | MISO_WUMS_2_MISO_W | MISO_WUMS | MISO_W | Internal | Summer | B1 | 10 | 1240 | 0.03 | 113.33 | 113.33 | 0.01 | 0
2025 | MISO_WUMS_2_MISO_W | MISO_WUMS | MISO_W | Internal | Summer | B2 | 25 | 1240 | 0.01 | 109.52 | 109.52 | 0.01 | 0
2025 | MISO_WUMS_2_MISO_W | MISO_WUMS | MISO_W | Internal | Summer | B3 | 75 | 1240 | 1240 | 107.27 | 108.84 | 0.01 | 1.56
2025 | MISO_WUMS_2_MISO_W | MISO_WUMS | MISO_W | Internal | Summer | B4 | 100 | 1240 | 793.33 | 107.25 | 107.26 | 0.01 | 0
2025 | MISO_WUMS_2_MISO_W | MISO_WUMS | MISO_W | Internal | Summer | B5 | 200 | 1240 | 1240 | 89.05 | 98.11 | 0.01 | 9.05
2025 | MISO_WUMS_2_MISO_W | MISO_WUMS | MISO_W | Internal | Summer | B6 | 300 | 1240 | 1240 | 81.91 | 82.28 | 0.01 | 0.36
2025 | MISO_WUMS_2_MISO_W | MISO_WUMS | MISO_W | Internal | Summer | B7 | 400 | 1240 | 597.68 | 77.55 | 77.56 | 0.01 | 0
2025 | MISO_WUMS_2_MISO_W | MISO_WUMS | MISO_W | Internal | Summer | B8 | 500 | 1240 | 115.98 | 65.96 | 65.98 | 0.01 | 0
2025 | MISO_WUMS_2_MISO_W | MISO_WUMS | MISO_W | Internal | Summer | B9 | 800 | 1240 | 0 | 65.96 | 65.95 | 0.01 | 0
2025 | MISO_WUMS_2_MISO_W | MISO_WUMS | MISO_W | Internal | Summer | B10 | 1262 | 1240 | 0 | 57.51 | 57.5 | 0.01 | 0
2025 | MISO_WUMS_2_MISO_W | MISO_WUMS | MISO_W | Internal | Winter | B16 | 25 | 1240 | 0 | 70.17 | 63.17 | 0.01 | 0
2025 | MISO_WUMS_2_MISO_W | MISO_WUMS | MISO_W | Internal | Winter | B17 | 100 | 1240 | 0 | 70.17 | 63.88 | 0.01 | 0
2025 | MISO_WUMS_2_MISO_W | MISO_WUMS | MISO_W | Internal | Winter | B18 | 400 | 1240 | 0 | 70.17 | 68.55 | 0.01 | 0
2025 | MISO_WUMS_2_MISO_W | MISO_WUMS | MISO_W | Internal | Winter | B19 | 700 | 1240 | 0 | 70.17 | 68.55 | 0.01 | 0
2025 | MISO_WUMS_2_MISO_W | MISO_WUMS | MISO_W | Internal | Winter | B20 | 935 | 1240 | 0 | 61.09 | 57.3 | 0.01 | 0
2025 | MISO_WUMS_2_PJM_ROR | MISO_WUMS | PJM_ROR | Internal | Shoulder | B11 | 25 | 1600 | 1600 | 76.96 | 83.98 | 2 | 5.02
2025 | MISO_WUMS_2_PJM_ROR | MISO_WUMS | PJM_ROR | Internal | Shoulder | B12 | 200 | 1600 | 1600 | 67.4 | 77.9 | 2 | 8.5
2025 | MISO_WUMS_2_PJM_ROR | MISO_WUMS | PJM_ROR | Internal | Shoulder | B13 | 600 | 1600 | 1600 | 67.4 | 75.47 | 2 | 6.07
2025 | MISO_WUMS_2_PJM_ROR | MISO_WUMS | PJM_ROR | Internal | Shoulder | B14 | 900 | 1600 | 1600 | 67.28 | 73.66 | 2 | 4.39
2025 | MISO_WUMS_2_PJM_ROR | MISO_WUMS | PJM_ROR | Internal | Shoulder | B15 | 1203 | 1600 | 1600 | 58.73 | 67.73 | 2 | 7
2025 | MISO_WUMS_2_PJM_ROR | MISO_WUMS | PJM_ROR | Internal | Summer | B1 | 10 | 1600 | 1599.97 | 113.33 | 115.34 | 2 | 0.01
2025 | MISO_WUMS_2_PJM_ROR | MISO_WUMS | PJM_ROR | Internal | Summer | B2 | 25 | 1600 | 1599.99 | 109.52 | 111.53 | 2 | 0.01
2025 | MISO_WUMS_2_PJM_ROR | MISO_WUMS | PJM_ROR | Internal | Summer | B3 | 75 | 1600 | 425.09 | 107.27 | 109.27 | 2 | 0
2025 | MISO_WUMS_2_PJM_ROR | MISO_WUMS | PJM_ROR | Internal | Summer | B4 | 100 | 1600 | 1600 | 107.25 | 109.27 | 2 | 0.02
2025 | MISO_WUMS_2_PJM_ROR | MISO_WUMS | PJM_ROR | Internal | Summer | B5 | 200 | 1600 | 1600 | 89.05 | 100.11 | 2 | 9.06
2025 | MISO_WUMS_2_PJM_ROR | MISO_WUMS | PJM_ROR | Internal | Summer | B6 | 300 | 1600 | 1600 | 81.91 | 84.29 | 2 | 0.38
2025 | MISO_WUMS_2_PJM_ROR | MISO_WUMS | PJM_ROR | Internal | Summer | B7 | 400 | 1600 | 1600 | 77.55 | 79.8 | 2 | 0.25
2025 | MISO_WUMS_2_PJM_ROR | MISO_WUMS | PJM_ROR | Internal | Summer | B8 | 500 | 1600 | 1600 | 65.96 | 72.91 | 2 | 4.95
2025 | MISO_WUMS_2_PJM_ROR | MISO_WUMS | PJM_ROR | Internal | Summer | B9 | 800 | 1600 | 1600 | 65.96 | 68.39 | 2 | 0.43
2025 | MISO_WUMS_2_PJM_ROR | MISO_WUMS | PJM_ROR | Internal | Summer | B10 | 1262 | 1600 | 1600 | 57.51 | 61.44 | 2 | 1.93
2025 | MISO_WUMS_2_PJM_ROR | MISO_WUMS | PJM_ROR | Internal | Winter | B16 | 25 | 1600 | 1600 | 70.17 | 96.38 | 2 | 24.21
2025 | MISO_WUMS_2_PJM_ROR | MISO_WUMS | PJM_ROR | Internal | Winter | B17 | 100 | 1600 | 1600 | 70.17 | 82.69 | 2 | 10.53
2025 | MISO_WUMS_2_PJM_ROR | MISO_WUMS | PJM_ROR | Internal | Winter | B18 | 400 | 1600 | 1600 | 70.17 | 79.97 | 2 | 7.8
2025 | MISO_WUMS_2_PJM_ROR | MISO_WUMS | PJM_ROR | Internal | Winter | B19 | 700 | 1600 | 1600 | 70.17 | 75.56 | 2 | 3.39
2025 | MISO_WUMS_2_PJM_ROR | MISO_WUMS | PJM_ROR | Internal | Winter | B20 | 935 | 1600 | 1600 | 61.09 | 70.5 | 2 | 7.42
2025 | NE_2_MISO_W | NE | MISO_W | Internal | Shoulder | B11 | 25 | 1600 | 0 | 76.97 | 76.97 | 5 | 0
2025 | NE_2_MISO_W | NE | MISO_W | Internal | Shoulder | B12 | 200 | 1600 | 0 | 70.48 | 67.41 | 5 | 0
2025 | NE_2_MISO_W | NE | MISO_W | Internal | Shoulder | B13 | 600 | 1600 | 0 | 70.48 | 67.39 | 5 | 0
2025 | NE_2_MISO_W | NE | MISO_W | Internal | Shoulder | B14 | 900 | 1600 | 0 | 63.38 | 56.39 | 5 | 0
2025 | NE_2_MISO_W | NE | MISO_W | Internal | Shoulder | B15 | 1203 | 1600 | 0 | 61.37 | 54.38 | 5 | 0
2025 | NE_2_MISO_W | NE | MISO_W | Internal | Summer | B1 | 10 | 1600 | 0 | 113.33 | 113.33 | 5 | 0
2025 | NE_2_MISO_W | NE | MISO_W | Internal | Summer | B2 | 25 | 1600 | 0 | 109.52 | 109.52 | 5 | 0
2025 | NE_2_MISO_W | NE | MISO_W | Internal | Summer | B3 | 75 | 1600 | 0 | 108.84 | 108.84 | 5 | 0
2025 | NE_2_MISO_W | NE | MISO_W | Internal | Summer | B4 | 100 | 1600 | 0 | 107.26 | 107.26 | 5 | 0
2025 | NE_2_MISO_W | NE | MISO_W | Internal | Summer | B5 | 200 | 1600 | 0 | 100.21 | 98.11 | 5 | 0
2025 | NE_2_MISO_W | NE | MISO_W | Internal | Summer | B6 | 300 | 1600 | 0 | 82.28 | 82.28 | 5 | 0
2025 | NE_2_MISO_W | NE | MISO_W | Internal | Summer | B7 | 400 | 1600 | 0 | 77.56 | 77.56 | 5 | 0
2025 | NE_2_MISO_W | NE | MISO_W | Internal | Summer | B8 | 500 | 1600 | 0 | 69.45 | 65.98 | 5 | 0
2025 | NE_2_MISO_W | NE | MISO_W | Internal | Summer | B9 | 800 | 1600 | 0 | 69.08 | 65.95 | 5 | 0
2025 | NE_2_MISO_W | NE | MISO_W | Internal | Summer | B10 | 1262 | 1600 | 0 | 59.49 | 57.5 | 5 | 0
2025 | NE_2_MISO_W | NE | MISO_W | Internal | Winter | B16 | 25 | 1600 | 0 | 70.17 | 63.17 | 5 | 0
2025 | NE_2_MISO_W | NE | MISO_W | Internal | Winter | B17 | 100 | 1600 | 0 | 70.87 | 63.88 | 5 | 0
2025 | NE_2_MISO_W | NE | MISO_W | Internal | Winter | B18 | 400 | 1600 | 0 | 70.77 | 68.55 | 5 | 0
2025 | NE_2_MISO_W | NE | MISO_W | Internal | Winter | B19 | 700 | 1600 | 0 | 68.55 | 68.55 | 5 | 0
2025 | NE_2_MISO_W | NE | MISO_W | Internal | Winter | B20 | 935 | 1600 | 0 | 64.29 | 57.3 | 5 | 0
2025 | NE_2_SPP_N | NE | SPP_N | Internal | Shoulder | B11 | 25 | 1802 | 699.7 | 76.97 | 76.98 | 0.01 | 0
2025 | NE_2_SPP_N | NE | SPP_N | Internal | Shoulder | B12 | 200 | 1802 | 1386.06 | 70.48 | 70.49 | 0.01 | 0
2025 | NE_2_SPP_N | NE | SPP_N | Internal | Shoulder | B13 | 600 | 1802 | 1520.9 | 70.48 | 70.49 | 0.01 | 0
2025 | NE_2_SPP_N | NE | SPP_N | Internal | Shoulder | B14 | 900 | 1802 | 1726.95 | 63.38 | 63.39 | 0.01 | 0
2025 | NE_2_SPP_N | NE | SPP_N | Internal | Shoulder | B15 | 1203 | 1802 | 1697.65 | 61.37 | 61.38 | 0.01 | 0
2025 | NE_2_SPP_N | NE | SPP_N | Internal | Summer | B1 | 10 | 1802 | 0 | 113.33 | 108.34 | 0.01 | 0
2025 | NE_2_SPP_N | NE | SPP_N | Internal | Summer | B2 | 25 | 1802 | 0 | 109.52 | 108.83 | 0.01 | 0
2025 | NE_2_SPP_N | NE | SPP_N | Internal | Summer | B3 | 75 | 1802 | 0 | 108.84 | 108.83 | 0.01 | 0
2025 | NE_2_SPP_N | NE | SPP_N | Internal | Summer | B4 | 100 | 1802 | 0 | 107.26 | 106.85 | 0.01 | 0
2025 | NE_2_SPP_N | NE | SPP_N | Internal | Summer | B5 | 200 | 1802 | 1630.84 | 100.21 | 100.22 | 0.01 | 0
2025 | NE_2_SPP_N | NE | SPP_N | Internal | Summer | B6 | 300 | 1802 | 1802 | 82.28 | 85.53 | 0.01 | 3.24
2025 | NE_2_SPP_N | NE | SPP_N | Internal | Summer | B7 | 400 | 1802 | 1585.04 | 77.56 | 77.57 | 0.01 | 0
2025 | NE_2_SPP_N | NE | SPP_N | Internal | Summer | B8 | 500 | 1802 | 1802 | 69.45 | 70.27 | 0.01 | 0.81
2025 | NE_2_SPP_N | NE | SPP_N | Internal | Summer | B9 | 800 | 1802 | 1712.85 | 69.08 | 69.09 | 0.01 | 0
2025 | NE_2_SPP_N | NE | SPP_N | Internal | Summer | B10 | 1262 | 1802 | 1802 | 59.49 | 64.23 | 0.01 | 4.73
2025 | NE_2_SPP_N | NE | SPP_N | Internal | Winter | B16 | 25 | 1802 | 1802 | 70.17 | 73.53 | 0.01 | 3.35
2025 | NE_2_SPP_N | NE | SPP_N | Internal | Winter | B17 | 100 | 1802 | 1719.7 | 70.87 | 70.88 | 0.01 | 0
2025 | NE_2_SPP_N | NE | SPP_N | Internal | Winter | B18 | 400 | 1802 | 1802 | 70.77 | 71.11 | 0.01 | 0.33
2025 | NE_2_SPP_N | NE | SPP_N | Internal | Winter | B19 | 700 | 1802 | 1721.29 | 68.55 | 68.56 | 0.01 | 0
2025 | NE_2_SPP_N | NE | SPP_N | Internal | Winter | B20 | 935 | 1802 | 1761.88 | 64.29 | 64.3 | 0.01 | 0
2025 | NEISO_2_NYISO_A-F | NEISO | NYISO_A-F | Internal | Shoulder | B11 | 25 | 600 | 0 | 65.77 | 68.74 | 3 | 0
2025 | NEISO_2_NYISO_A-F | NEISO | NYISO_A-F | Internal | Shoulder | B12 | 200 | 600 | 0 | 65.77 | 68.74 | 3 | 0
2025 | NEISO_2_NYISO_A-F | NEISO | NYISO_A-F | Internal | Shoulder | B13 | 600 | 600 | 0 | 64.44 | 67.43 | 3 | 0
2025 | NEISO_2_NYISO_A-F | NEISO | NYISO_A-F | Internal | Shoulder | B14 | 900 | 600 | 0 | 64.3 | 66.17 | 3 | 0
2025 | NEISO_2_NYISO_A-F | NEISO | NYISO_A-F | Internal | Shoulder | B15 | 1203 | 600 | 0 | 64.3 | 66.17 | 3 | 0
2025 | NEISO_2_NYISO_A-F | NEISO | NYISO_A-F | Internal | Summer | B1 | 10 | 600 | 0 | 141.36 | 88.26 | 3 | 0
2025 | NEISO_2_NYISO_A-F | NEISO | NYISO_A-F | Internal | Summer | B2 | 25 | 600 | 0 | 117.69 | 93.3 | 3 | 0
2025 | NEISO_2_NYISO_A-F | NEISO | NYISO_A-F | Internal | Summer | B3 | 75 | 600 | 0 | 88.87 | 88.26 | 3 | 0
2025 | NEISO_2_NYISO_A-F | NEISO | NYISO_A-F | Internal | Summer | B4 | 100 | 600 | 96.26 | 85.26 | 88.26 | 3 | 0
2025 | NEISO_2_NYISO_A-F | NEISO | NYISO_A-F | Internal | Summer | B5 | 200 | 600 | 579.48 | 64.45 | 67.45 | 3 | 0
2025 | NEISO_2_NYISO_A-F | NEISO | NYISO_A-F | Internal | Summer | B6 | 300 | 600 | 600 | 62.6 | 67.45 | 3 | 1.85
2025 | NEISO_2_NYISO_A-F | NEISO | NYISO_A-F | Internal | Summer | B7 | 400 | 600 | 600 | 62.6 | 67.45 | 3 | 1.85
2025 | NEISO_2_NYISO_A-F | NEISO | NYISO_A-F | Internal | Summer | B8 | 500 | 600 | 0 | 62.6 | 64.93 | 3 | 0
2025 | NEISO_2_NYISO_A-F | NEISO | NYISO_A-F | Internal | Summer | B9 | 800 | 600 | 0 | 62.6 | 64.41 | 3 | 0
2025 | NEISO_2_NYISO_A-F | NEISO | NYISO_A-F | Internal | Summer | B10 | 1262 | 600 | 0 | 62.6 | 64.41 | 3 | 0
2025 | NEISO_2_NYISO_A-F | NEISO | NYISO_A-F | Internal | Winter | B16 | 25 | 600 | 0 | 75.56 | 71.29 | 3 | 0
2025 | NEISO_2_NYISO_A-F | NEISO | NYISO_A-F | Internal | Winter | B17 | 100 | 600 | 0 | 74.29 | 71.29 | 3 | 0
2025 | NEISO_2_NYISO_A-F | NEISO | NYISO_A-F | Internal | Winter | B18 | 400 | 600 | 0 | 72.66 | 71.29 | 3 | 0
2025 | NEISO_2_NYISO_A-F | NEISO | NYISO_A-F | Internal | Winter | B19 | 700 | 600 | 0 | 72.66 | 69.66 | 3 | 0
2025 | NEISO_2_NYISO_A-F | NEISO | NYISO_A-F | Internal | Winter | B20 | 935 | 600 | 0 | 72.66 | 69.66 | 3 | 0
2025 | NEISO_2_NYISO_G-I | NEISO | NYISO_G-I | Internal | Shoulder | B11 | 25 | 600 | 600 | 65.77 | 70.45 | 3 | 1.69
2025 | NEISO_2_NYISO_G-I | NEISO | NYISO_G-I | Internal | Shoulder | B12 | 200 | 600 | 441.16 | 65.77 | 68.77 | 3 | 0
2025 | NEISO_2_NYISO_G-I | NEISO | NYISO_G-I | Internal | Shoulder | B13 | 600 | 600 | 94.14 | 64.44 | 67.44 | 3 | 0
2025 | NEISO_2_NYISO_G-I | NEISO | NYISO_G-I | Internal | Shoulder | B14 | 900 | 600 | 0 | 64.3 | 66.18 | 3 | 0
2025 | NEISO_2_NYISO_G-I | NEISO | NYISO_G-I | Internal | Shoulder | B15 | 1203 | 600 | 0 | 64.3 | 66.18 | 3 | 0
2025 | NEISO_2_NYISO_G-I | NEISO | NYISO_G-I | Internal | Summer | B1 | 10 | 600 | 0.02 | 141.36 | 144.35 | 3 | 0
2025 | NEISO_2_NYISO_G-I | NEISO | NYISO_G-I | Internal | Summer | B2 | 25 | 600 | 384.46 | 117.69 | 120.69 | 3 | 0
2025 | NEISO_2_NYISO_G-I | NEISO | NYISO_G-I | Internal | Summer | B3 | 75 | 600 | 580.1 | 88.87 | 91.87 | 3 | 0
2025 | NEISO_2_NYISO_G-I | NEISO | NYISO_G-I | Internal | Summer | B4 | 100 | 600 | 600 | 85.26 | 89.6 | 3 | 1.34
2025 | NEISO_2_NYISO_G-I | NEISO | NYISO_G-I | Internal | Summer | B5 | 200 | 600 | 600 | 64.45 | 89.6 | 3 | 22.16
2025 | NEISO_2_NYISO_G-I | NEISO | NYISO_G-I | Internal | Summer | B6 | 300 | 600 | 600 | 62.6 | 76.29 | 3 | 10.69
2025 | NEISO_2_NYISO_G-I | NEISO | NYISO_G-I | Internal | Summer | B7 | 400 | 600 | 600 | 62.6 | 67.46 | 3 | 1.86
2025 | NEISO_2_NYISO_G-I | NEISO | NYISO_G-I | Internal | Summer | B8 | 500 | 600 | 0 | 62.6 | 64.94 | 3 | 0
2025 | NEISO_2_NYISO_G-I | NEISO | NYISO_G-I | Internal | Summer | B9 | 800 | 600 | 0 | 62.6 | 64.43 | 3 | 0
2025 | NEISO_2_NYISO_G-I | NEISO | NYISO_G-I | Internal | Summer | B10 | 1262 | 600 | 0 | 62.6 | 64.43 | 3 | 0
2025 | NEISO_2_NYISO_G-I | NEISO | NYISO_G-I | Internal | Winter | B16 | 25 | 600 | 600 | 75.56 | 82.69 | 3 | 4.13
2025 | NEISO_2_NYISO_G-I | NEISO | NYISO_G-I | Internal | Winter | B17 | 100 | 600 | 0 | 74.29 | 75.05 | 3 | 0
2025 | NEISO_2_NYISO_G-I | NEISO | NYISO_G-I | Internal | Winter | B18 | 400 | 600 | 0 | 72.66 | 75.05 | 3 | 0
2025 | NEISO_2_NYISO_G-I | NEISO | NYISO_G-I | Internal | Winter | B19 | 700 | 600 | 0 | 72.66 | 75.05 | 3 | 0
2025 | NEISO_2_NYISO_G-I | NEISO | NYISO_G-I | Internal | Winter | B20 | 935 | 600 | 0 | 72.66 | 69.67 | 3 | 0
2025 | NEISO_2_NYISO_J-K | NEISO | NYISO_J-K | Internal | Shoulder | B11 | 25 | 777 | 777 | 65.77 | 70.47 | 3 | 1.7
2025 | NEISO_2_NYISO_J-K | NEISO | NYISO_J-K | Internal | Shoulder | B12 | 200 | 777 | 777 | 65.77 | 68.78 | 3 | 0.01
2025 | NEISO_2_NYISO_J-K | NEISO | NYISO_J-K | Internal | Shoulder | B13 | 600 | 777 | 777 | 64.44 | 67.46 | 3 | 0.01
2025 | NEISO_2_NYISO_J-K | NEISO | NYISO_J-K | Internal | Shoulder | B14 | 900 | 777 | 0 | 64.3 | 66.19 | 3 | 0
2025 | NEISO_2_NYISO_J-K | NEISO | NYISO_J-K | Internal | Shoulder | B15 | 1203 | 777 | 0 | 64.3 | 66.19 | 3 | 0
2025 | NEISO_2_NYISO_J-K | NEISO | NYISO_J-K | Internal | Summer | B1 | 10 | 777 | 753 | 141.36 | 144.36 | 3 | 0
2025 | NEISO_2_NYISO_J-K | NEISO | NYISO_J-K | Internal | Summer | B2 | 25 | 777 | 776.99 | 117.69 | 120.71 | 3 | 0.01
2025 | NEISO_2_NYISO_J-K | NEISO | NYISO_J-K | Internal | Summer | B3 | 75 | 777 | 777 | 88.87 | 91.88 | 3 | 0.01
2025 | NEISO_2_NYISO_J-K | NEISO | NYISO_J-K | Internal | Summer | B4 | 100 | 777 | 777 | 85.26 | 89.61 | 3 | 1.35
2025 | NEISO_2_NYISO_J-K | NEISO | NYISO_J-K | Internal | Summer | B5 | 200 | 777 | 777 | 64.45 | 89.61 | 3 | 22.17
2025 | NEISO_2_NYISO_J-K | NEISO | NYISO_J-K | Internal | Summer | B6 | 300 | 777 | 777 | 62.6 | 76.3 | 3 | 10.71
2025 | NEISO_2_NYISO_J-K | NEISO | NYISO_J-K | Internal | Summer | B7 | 400 | 777 | 777 | 62.6 | 67.47 | 3 | 1.87
2025 | NEISO_2_NYISO_J-K | NEISO | NYISO_J-K | Internal | Summer | B8 | 500 | 777 | 229.01 | 62.6 | 65.6 | 3 | 0
2025 | NEISO_2_NYISO_J-K | NEISO | NYISO_J-K | Internal | Summer | B9 | 800 | 777 | 0 | 62.6 | 64.44 | 3 | 0
2025 | NEISO_2_NYISO_J-K | NEISO | NYISO_J-K | Internal | Summer | B10 | 1262 | 777 | 0 | 62.6 | 64.44 | 3 | 0
2025 | NEISO_2_NYISO_J-K | NEISO | NYISO_J-K | Internal | Winter | B16 | 25 | 777 | 777 | 75.56 | 82.71 | 3 | 4.15
2025 | NEISO_2_NYISO_J-K | NEISO | NYISO_J-K | Internal | Winter | B17 | 100 | 777 | 777 | 74.29 | 77.66 | 3 | 0.37
2025 | NEISO_2_NYISO_J-K | NEISO | NYISO_J-K | Internal | Winter | B18 | 400 | 777 | 777 | 72.66 | 77.66 | 3 | 2
2025 | NEISO_2_NYISO_J-K | NEISO | NYISO_J-K | Internal | Winter | B19 | 700 | 777 | 777 | 72.66 | 77.66 | 3 | 2
2025 | NEISO_2_NYISO_J-K | NEISO | NYISO_J-K | Internal | Winter | B20 | 935 | 777 | 0 | 72.66 | 69.68 | 3 | 0
2025 | NonRTO_Midwest_2_MISO_IN | NonRTO_Midwest | MISO_IN | Internal | Shoulder | B11 | 25 | 4450 | 0 | 89.97 | 81.97 | 8 | 0
2025 | NonRTO_Midwest_2_MISO_IN | NonRTO_Midwest | MISO_IN | Internal | Shoulder | B12 | 200 | 4450 | 0 | 83.48 | 75.48 | 8 | 0
2025 | NonRTO_Midwest_2_MISO_IN | NonRTO_Midwest | MISO_IN | Internal | Shoulder | B13 | 600 | 4450 | 0 | 81.47 | 73.47 | 8 | 0
2025 | NonRTO_Midwest_2_MISO_IN | NonRTO_Midwest | MISO_IN | Internal | Shoulder | B14 | 900 | 4450 | 0 | 78.34 | 70.34 | 8 | 0
2025 | NonRTO_Midwest_2_MISO_IN | NonRTO_Midwest | MISO_IN | Internal | Shoulder | B15 | 1203 | 4450 | 0 | 71.65 | 64.14 | 8 | 0
2025 | NonRTO_Midwest_2_MISO_IN | NonRTO_Midwest | MISO_IN | Internal | Summer | B1 | 10 | 4450 | 0 | 116.42 | 113.33 | 8 | 0
2025 | NonRTO_Midwest_2_MISO_IN | NonRTO_Midwest | MISO_IN | Internal | Summer | B2 | 25 | 4450 | 0 | 116.42 | 109.52 | 8 | 0
2025 | NonRTO_Midwest_2_MISO_IN | NonRTO_Midwest | MISO_IN | Internal | Summer | B3 | 75 | 4450 | 0 | 116.42 | 108.42 | 8 | 0
2025 | NonRTO_Midwest_2_MISO_IN | NonRTO_Midwest | MISO_IN | Internal | Summer | B4 | 100 | 4450 | 0 | 115.26 | 107.26 | 8 | 0
2025 | NonRTO_Midwest_2_MISO_IN | NonRTO_Midwest | MISO_IN | Internal | Summer | B5 | 200 | 4450 | 0 | 103.05 | 95.05 | 8 | 0
2025 | NonRTO_Midwest_2_MISO_IN | NonRTO_Midwest | MISO_IN | Internal | Summer | B6 | 300 | 4450 | 0 | 89.91 | 81.91 | 8 | 0
2025 | NonRTO_Midwest_2_MISO_IN | NonRTO_Midwest | MISO_IN | Internal | Summer | B7 | 400 | 4450 | 0 | 85.79 | 77.79 | 8 | 0
2025 | NonRTO_Midwest_2_MISO_IN | NonRTO_Midwest | MISO_IN | Internal | Summer | B8 | 500 | 4450 | 0 | 78.91 | 70.91 | 8 | 0
2025 | NonRTO_Midwest_2_MISO_IN | NonRTO_Midwest | MISO_IN | Internal | Summer | B9 | 800 | 4450 | 0 | 74.38 | 66.38 | 8 | 0
2025 | NonRTO_Midwest_2_MISO_IN | NonRTO_Midwest | MISO_IN | Internal | Summer | B10 | 1262 | 4450 | 0 | 67.43 | 59.43 | 8 | 0
2025 | NonRTO_Midwest_2_MISO_IN | NonRTO_Midwest | MISO_IN | Internal | Winter | B16 | 25 | 4450 | 0 | 88.79 | 80.79 | 8 | 0
2025 | NonRTO_Midwest_2_MISO_IN | NonRTO_Midwest | MISO_IN | Internal | Winter | B17 | 100 | 4450 | 0 | 83.87 | 75.87 | 8 | 0
2025 | NonRTO_Midwest_2_MISO_IN | NonRTO_Midwest | MISO_IN | Internal | Winter | B18 | 400 | 4450 | 0 | 83.39 | 75.39 | 8 | 0
2025 | NonRTO_Midwest_2_MISO_IN | NonRTO_Midwest | MISO_IN | Internal | Winter | B19 | 700 | 4450 | 0 | 81.55 | 73.55 | 8 | 0
2025 | NonRTO_Midwest_2_MISO_IN | NonRTO_Midwest | MISO_IN | Internal | Winter | B20 | 935 | 4450 | 0 | 75.01 | 67.01 | 8 | 0
2025 | NonRTO_Midwest_2_TVA_Transmission | NonRTO_Midwest | TVA_Transmission | Internal | Shoulder | B11 | 25 | 2400 | 0 | 89.97 | 89.98 | 8 | 0
2025 | NonRTO_Midwest_2_TVA_Transmission | NonRTO_Midwest | TVA_Transmission | Internal | Shoulder | B12 | 200 | 2400 | 0 | 83.48 | 78.79 | 8 | 0
2025 | NonRTO_Midwest_2_TVA_Transmission | NonRTO_Midwest | TVA_Transmission | Internal | Shoulder | B13 | 600 | 2400 | 0 | 81.47 | 76.74 | 8 | 0
2025 | NonRTO_Midwest_2_TVA_Transmission | NonRTO_Midwest | TVA_Transmission | Internal | Shoulder | B14 | 900 | 2400 | 0 | 78.34 | 75.06 | 8 | 0
2025 | NonRTO_Midwest_2_TVA_Transmission | NonRTO_Midwest | TVA_Transmission | Internal | Shoulder | B15 | 1203 | 2400 | 0 | 71.65 | 72.15 | 8 | 0
2025 | NonRTO_Midwest_2_TVA_Transmission | NonRTO_Midwest | TVA_Transmission | Internal | Summer | B1 | 10 | 2400 | 0 | 116.42 | 121.34 | 8 | 0
2025 | NonRTO_Midwest_2_TVA_Transmission | NonRTO_Midwest | TVA_Transmission | Internal | Summer | B2 | 25 | 2400 | 0 | 116.42 | 117.53 | 8 | 0
2025 | NonRTO_Midwest_2_TVA_Transmission | NonRTO_Midwest | TVA_Transmission | Internal | Summer | B3 | 75 | 2400 | 0 | 116.42 | 115.27 | 8 | 0
2025 | NonRTO_Midwest_2_TVA_Transmission | NonRTO_Midwest | TVA_Transmission | Internal | Summer | B4 | 100 | 2400 | 0 | 115.26 | 115.27 | 8 | 0
2025 | NonRTO_Midwest_2_TVA_Transmission | NonRTO_Midwest | TVA_Transmission | Internal | Summer | B5 | 200 | 2400 | 0 | 103.05 | 106.11 | 8 | 0
2025 | NonRTO_Midwest_2_TVA_Transmission | NonRTO_Midwest | TVA_Transmission | Internal | Summer | B6 | 300 | 2400 | 0 | 89.91 | 89.05 | 8 | 0
2025 | NonRTO_Midwest_2_TVA_Transmission | NonRTO_Midwest | TVA_Transmission | Internal | Summer | B7 | 400 | 2400 | 0 | 85.79 | 84.45 | 8 | 0
2025 | NonRTO_Midwest_2_TVA_Transmission | NonRTO_Midwest | TVA_Transmission | Internal | Summer | B8 | 500 | 2400 | 0 | 78.91 | 75.47 | 8 | 0
2025 | NonRTO_Midwest_2_TVA_Transmission | NonRTO_Midwest | TVA_Transmission | Internal | Summer | B9 | 800 | 2400 | 0 | 74.38 | 71.09 | 8 | 0
2025 | NonRTO_Midwest_2_TVA_Transmission | NonRTO_Midwest | TVA_Transmission | Internal | Summer | B10 | 1262 | 2400 | 0 | 67.43 | 65.27 | 8 | 0
2025 | NonRTO_Midwest_2_TVA_Transmission | NonRTO_Midwest | TVA_Transmission | Internal | Winter | B16 | 25 | 2400 | 0 | 88.79 | 88.8 | 8 | 0
2025 | NonRTO_Midwest_2_TVA_Transmission | NonRTO_Midwest | TVA_Transmission | Internal | Winter | B17 | 100 | 2400 | 0 | 83.87 | 81.55 | 8 | 0
2025 | NonRTO_Midwest_2_TVA_Transmission | NonRTO_Midwest | TVA_Transmission | Internal | Winter | B18 | 400 | 2400 | 0 | 83.39 | 79.5 | 8 | 0
2025 | NonRTO_Midwest_2_TVA_Transmission | NonRTO_Midwest | TVA_Transmission | Internal | Winter | B19 | 700 | 2400 | 0 | 81.55 | 77.69 | 8 | 0
2025 | NonRTO_Midwest_2_TVA_Transmission | NonRTO_Midwest | TVA_Transmission | Internal | Winter | B20 | 935 | 2400 | 0 | 75.01 | 75.02 | 8 | 0
2025 | NYISO_A-F_2_IESO | NYISO_A-F | IESO | Internal | Shoulder | B11 | 25 | 1600 | 0 | 68.74 | 14.42 | 7 | 0
2025 | NYISO_A-F_2_IESO | NYISO_A-F | IESO | Internal | Shoulder | B12 | 200 | 1600 | 0 | 68.74 | 14.42 | 7 | 0
2025 | NYISO_A-F_2_IESO | NYISO_A-F | IESO | Internal | Shoulder | B13 | 600 | 1600 | 0 | 67.43 | 14.42 | 7 | 0
2025 | NYISO_A-F_2_IESO | NYISO_A-F | IESO | Internal | Shoulder | B14 | 900 | 1600 | 0 | 66.17 | 14.42 | 7 | 0
2025 | NYISO_A-F_2_IESO | NYISO_A-F | IESO | Internal | Shoulder | B15 | 1203 | 1600 | 0 | 66.17 | 14.42 | 7 | 0
2025 | NYISO_A-F_2_IESO | NYISO_A-F | IESO | Internal | Summer | B1 | 10 | 1600 | 0 | 88.26 | 81.26 | 7 | 0
2025 | NYISO_A-F_2_IESO | NYISO_A-F | IESO | Internal | Summer | B2 | 25 | 1600 | 0 | 93.3 | 86.3 | 7 | 0
2025 | NYISO_A-F_2_IESO | NYISO_A-F | IESO | Internal | Summer | B3 | 75 | 1600 | 0 | 88.26 | 58.06 | 7 | 0
2025 | NYISO_A-F_2_IESO | NYISO_A-F | IESO | Internal | Summer | B4 | 100 | 1600 | 0 | 88.26 | 58.06 | 7 | 0
2025 | NYISO_A-F_2_IESO | NYISO_A-F | IESO | Internal | Summer | B5 | 200 | 1600 | 0 | 67.45 | 11.51 | 7 | 0
2025 | NYISO_A-F_2_IESO | NYISO_A-F | IESO | Internal | Summer | B6 | 300 | 1600 | 0 | 67.45 | 11.51 | 7 | 0
2025 | NYISO_A-F_2_IESO | NYISO_A-F | IESO | Internal | Summer | B7 | 400 | 1600 | 0 | 67.45 | 11.51 | 7 | 0
2025 | NYISO_A-F_2_IESO | NYISO_A-F | IESO | Internal | Summer | B8 | 500 | 1600 | 0 | 64.93 | 11.51 | 7 | 0
2025 | NYISO_A-F_2_IESO | NYISO_A-F | IESO | Internal | Summer | B9 | 800 | 1600 | 0 | 64.41 | 11.51 | 7 | 0
2025 | NYISO_A-F_2_IESO | NYISO_A-F | IESO | Internal | Summer | B10 | 1262 | 1600 | 0 | 64.41 | 11.51 | 7 | 0
2025 | NYISO_A-F_2_IESO | NYISO_A-F | IESO | Internal | Winter | B16 | 25 | 1600 | 0 | 71.29 | 14.42 | 7 | 0
2025 | NYISO_A-F_2_IESO | NYISO_A-F | IESO | Internal | Winter | B17 | 100 | 1600 | 0 | 71.29 | 14.42 | 7 | 0
2025 | NYISO_A-F_2_IESO | NYISO_A-F | IESO | Internal | Winter | B18 | 400 | 1600 | 0 | 71.29 | 14.42 | 7 | 0
2025 | NYISO_A-F_2_IESO | NYISO_A-F | IESO | Internal | Winter | B19 | 700 | 1600 | 0 | 69.66 | 14.42 | 7 | 0
2025 | NYISO_A-F_2_IESO | NYISO_A-F | IESO | Internal | Winter | B20 | 935 | 1600 | 0 | 69.66 | 14.42 | 7 | 0
2025 | NYISO_A-F_2_NEISO | NYISO_A-F | NEISO | Internal | Shoulder | B11 | 25 | 600 | 0 | 68.74 | 65.77 | 3 | 0
2025 | NYISO_A-F_2_NEISO | NYISO_A-F | NEISO | Internal | Shoulder | B12 | 200 | 600 | 0 | 68.74 | 65.77 | 3 | 0
2025 | NYISO_A-F_2_NEISO | NYISO_A-F | NEISO | Internal | Shoulder | B13 | 600 | 600 | 0 | 67.43 | 64.44 | 3 | 0
2025 | NYISO_A-F_2_NEISO | NYISO_A-F | NEISO | Internal | Shoulder | B14 | 900 | 600 | 0 | 66.17 | 64.3 | 3 | 0
2025 | NYISO_A-F_2_NEISO | NYISO_A-F | NEISO | Internal | Shoulder | B15 | 1203 | 600 | 0 | 66.17 | 64.3 | 3 | 0
2025 | NYISO_A-F_2_NEISO | NYISO_A-F | NEISO | Internal | Summer | B1 | 10 | 600 | 600 | 88.26 | 141.36 | 3 | 50.1
2025 | NYISO_A-F_2_NEISO | NYISO_A-F | NEISO | Internal | Summer | B2 | 25 | 600 | 600 | 93.3 | 117.69 | 3 | 21.39
2025 | NYISO_A-F_2_NEISO | NYISO_A-F | NEISO | Internal | Summer | B3 | 75 | 600 | 0 | 88.26 | 88.87 | 3 | 0
2025 | NYISO_A-F_2_NEISO | NYISO_A-F | NEISO | Internal | Summer | B4 | 100 | 600 | 0 | 88.26 | 85.26 | 3 | 0
2025 | NYISO_A-F_2_NEISO | NYISO_A-F | NEISO | Internal | Summer | B5 | 200 | 600 | 0 | 67.45 | 64.45 | 3 | 0
2025 | NYISO_A-F_2_NEISO | NYISO_A-F | NEISO | Internal | Summer | B6 | 300 | 600 | 0 | 67.45 | 62.6 | 3 | 0
2025 | NYISO_A-F_2_NEISO | NYISO_A-F | NEISO | Internal | Summer | B7 | 400 | 600 | 0 | 67.45 | 62.6 | 3 | 0
2025 | NYISO_A-F_2_NEISO | NYISO_A-F | NEISO | Internal | Summer | B8 | 500 | 600 | 0 | 64.93 | 62.6 | 3 | 0
2025 | NYISO_A-F_2_NEISO | NYISO_A-F | NEISO | Internal | Summer | B9 | 800 | 600 | 0 | 64.41 | 62.6 | 3 | 0
2025 | NYISO_A-F_2_NEISO | NYISO_A-F | NEISO | Internal | Summer | B10 | 1262 | 600 | 0 | 64.41 | 62.6 | 3 | 0
2025 | NYISO_A-F_2_NEISO | NYISO_A-F | NEISO | Internal | Winter | B16 | 25 | 600 | 600 | 71.29 | 75.56 | 3 | 1.27
2025 | NYISO_A-F_2_NEISO | NYISO_A-F | NEISO | Internal | Winter | B17 | 100 | 600 | 310.93 | 71.29 | 74.29 | 3 | 0
2025 | NYISO_A-F_2_NEISO | NYISO_A-F | NEISO | Internal | Winter | B18 | 400 | 600 | 0 | 71.29 | 72.66 | 3 | 0
2025 | NYISO_A-F_2_NEISO | NYISO_A-F | NEISO | Internal | Winter | B19 | 700 | 600 | 230.79 | 69.66 | 72.66 | 3 | 0
2025 | NYISO_A-F_2_NEISO | NYISO_A-F | NEISO | Internal | Winter | B20 | 935 | 600 | 127.68 | 69.66 | 72.66 | 3 | 0
2025 | NYISO_A-F_2_NYISO_G-I | NYISO_A-F | NYISO_G-I | Internal | Shoulder | B11 | 25 | 5843 | 5843 | 68.74 | 70.45 | 0.01 | 1.7
2025 | NYISO_A-F_2_NYISO_G-I | NYISO_A-F | NYISO_G-I | Internal | Shoulder | B12 | 200 | 5843 | 5843 | 68.74 | 68.77 | 0.01 | 0.01
2025 | NYISO_A-F_2_NYISO_G-I | NYISO_A-F | NYISO_G-I | Internal | Shoulder | B13 | 600 | 5843 | 4823.31 | 67.43 | 67.44 | 0.01 | 0
2025 | NYISO_A-F_2_NYISO_G-I | NYISO_A-F | NYISO_G-I | Internal | Shoulder | B14 | 900 | 5843 | 5256.87 | 66.17 | 66.18 | 0.01 | 0
2025 | NYISO_A-F_2_NYISO_G-I | NYISO_A-F | NYISO_G-I | Internal | Shoulder | B15 | 1203 | 5843 | 4546.24 | 66.17 | 66.18 | 0.01 | 0
2025 | NYISO_A-F_2_NYISO_G-I | NYISO_A-F | NYISO_G-I | Internal | Summer | B1 | 10 | 5843 | 5843 | 88.26 | 144.35 | 0.01 | 56.07
2025 | NYISO_A-F_2_NYISO_G-I | NYISO_A-F | NYISO_G-I | Internal | Summer | B2 | 25 | 5843 | 5843 | 93.3 | 120.69 | 0.01 | 27.38
2025 | NYISO_A-F_2_NYISO_G-I | NYISO_A-F | NYISO_G-I | Internal | Summer | B3 | 75 | 5843 | 5843 | 88.26 | 91.87 | 0.01 | 3.6
2025 | NYISO_A-F_2_NYISO_G-I | NYISO_A-F | NYISO_G-I | Internal | Summer | B4 | 100 | 5843 | 5843 | 88.26 | 89.6 | 0.01 | 1.33
2025 | NYISO_A-F_2_NYISO_G-I | NYISO_A-F | NYISO_G-I | Internal | Summer | B5 | 200 | 5843 | 5843 | 67.45 | 89.6 | 0.01 | 22.15
2025 | NYISO_A-F_2_NYISO_G-I | NYISO_A-F | NYISO_G-I | Internal | Summer | B6 | 300 | 5843 | 5843 | 67.45 | 76.29 | 0.01 | 8.83
2025 | NYISO_A-F_2_NYISO_G-I | NYISO_A-F | NYISO_G-I | Internal | Summer | B7 | 400 | 5843 | 5501.82 | 67.45 | 67.46 | 0.01 | 0
2025 | NYISO_A-F_2_NYISO_G-I | NYISO_A-F | NYISO_G-I | Internal | Summer | B8 | 500 | 5843 | 5361.1 | 64.93 | 64.94 | 0.01 | 0
2025 | NYISO_A-F_2_NYISO_G-I | NYISO_A-F | NYISO_G-I | Internal | Summer | B9 | 800 | 5843 | 5559.24 | 64.41 | 64.43 | 0.01 | 0
2025 | NYISO_A-F_2_NYISO_G-I | NYISO_A-F | NYISO_G-I | Internal | Summer | B10 | 1262 | 5843 | 3337.79 | 64.41 | 64.43 | 0.01 | 0
2025 | NYISO_A-F_2_NYISO_G-I | NYISO_A-F | NYISO_G-I | Internal | Winter | B16 | 25 | 5843 | 5843 | 71.29 | 82.69 | 0.01 | 11.39
2025 | NYISO_A-F_2_NYISO_G-I | NYISO_A-F | NYISO_G-I | Internal | Winter | B17 | 100 | 5843 | 5843 | 71.29 | 75.05 | 0.01 | 3.75
2025 | NYISO_A-F_2_NYISO_G-I | NYISO_A-F | NYISO_G-I | Internal | Winter | B18 | 400 | 5843 | 5843 | 71.29 | 75.05 | 0.01 | 3.75
2025 | NYISO_A-F_2_NYISO_G-I | NYISO_A-F | NYISO_G-I | Internal | Winter | B19 | 700 | 5843 | 5843 | 69.66 | 75.05 | 0.01 | 5.38
2025 | NYISO_A-F_2_NYISO_G-I | NYISO_A-F | NYISO_G-I | Internal | Winter | B20 | 935 | 5843 | 5447 | 69.66 | 69.67 | 0.01 | 0
2025 | NYISO_A-F_2_PJM_ROM | NYISO_A-F | PJM_ROM | Internal | Shoulder | B11 | 25 | 1000 | 1000 | 68.74 | 83.99 | 8 | 7.25
2025 | NYISO_A-F_2_PJM_ROM | NYISO_A-F | PJM_ROM | Internal | Shoulder | B12 | 200 | 1000 | 1000 | 68.74 | 77.91 | 8 | 1.17
2025 | NYISO_A-F_2_PJM_ROM | NYISO_A-F | PJM_ROM | Internal | Shoulder | B13 | 600 | 1000 | 1000 | 67.43 | 75.46 | 8 | 0.02
2025 | NYISO_A-F_2_PJM_ROM | NYISO_A-F | PJM_ROM | Internal | Shoulder | B14 | 900 | 1000 | 0 | 66.17 | 73.68 | 8 | 0
2025 | NYISO_A-F_2_PJM_ROM | NYISO_A-F | PJM_ROM | Internal | Shoulder | B15 | 1203 | 1000 | 0 | 66.17 | 67.75 | 8 | 0
2025 | NYISO_A-F_2_PJM_ROM | NYISO_A-F | PJM_ROM | Internal | Summer | B1 | 10 | 1000 | 1000 | 88.26 | 152.33 | 8 | 56.07
2025 | NYISO_A-F_2_PJM_ROM | NYISO_A-F | PJM_ROM | Internal | Summer | B2 | 25 | 1000 | 1000 | 93.3 | 128.68 | 8 | 27.38
2025 | NYISO_A-F_2_PJM_ROM | NYISO_A-F | PJM_ROM | Internal | Summer | B3 | 75 | 1000 | 1000 | 88.26 | 109.28 | 8 | 13.02
2025 | NYISO_A-F_2_PJM_ROM | NYISO_A-F | PJM_ROM | Internal | Summer | B4 | 100 | 1000 | 1000 | 88.26 | 109.28 | 8 | 13.02
2025 | NYISO_A-F_2_PJM_ROM | NYISO_A-F | PJM_ROM | Internal | Summer | B5 | 200 | 1000 | 1000 | 67.45 | 100.12 | 8 | 24.68
2025 | NYISO_A-F_2_PJM_ROM | NYISO_A-F | PJM_ROM | Internal | Summer | B6 | 300 | 1000 | 1000 | 67.45 | 84.3 | 8 | 8.86
2025 | NYISO_A-F_2_PJM_ROM | NYISO_A-F | PJM_ROM | Internal | Summer | B7 | 400 | 1000 | 1000 | 67.45 | 79.81 | 8 | 4.37
2025 | NYISO_A-F_2_PJM_ROM | NYISO_A-F | PJM_ROM | Internal | Summer | B8 | 500 | 1000 | 524.26 | 64.93 | 72.93 | 8 | 0
2025 | NYISO_A-F_2_PJM_ROM | NYISO_A-F | PJM_ROM | Internal | Summer | B9 | 800 | 1000 | 0 | 64.41 | 68.4 | 8 | 0
2025 | NYISO_A-F_2_PJM_ROM | NYISO_A-F | PJM_ROM | Internal | Summer | B10 | 1262 | 1000 | 0 | 64.41 | 61.45 | 8 | 0
2025 | NYISO_A-F_2_PJM_ROM | NYISO_A-F | PJM_ROM | Internal | Winter | B16 | 25 | 1000 | 1000 | 71.29 | 96.39 | 8 | 17.1
2025 | NYISO_A-F_2_PJM_ROM | NYISO_A-F | PJM_ROM | Internal | Winter | B17 | 100 | 1000 | 1000 | 71.29 | 82.71 | 8 | 3.42
2025 | NYISO_A-F_2_PJM_ROM | NYISO_A-F | PJM_ROM | Internal | Winter | B18 | 400 | 1000 | 1000 | 71.29 | 79.98 | 8 | 0.69
2025 | NYISO_A-F_2_PJM_ROM | NYISO_A-F | PJM_ROM | Internal | Winter | B19 | 700 | 1000 | 0 | 69.66 | 75.57 | 8 | 0
2025 | NYISO_A-F_2_PJM_ROM | NYISO_A-F | PJM_ROM | Internal | Winter | B20 | 935 | 1000 | 0 | 69.66 | 70.52 | 8 | 0
2025 | NYISO_G-I_2_NEISO | NYISO_G-I | NEISO | Internal | Shoulder | B11 | 25 | 600 | 0 | 70.45 | 65.77 | 3 | 0
2025 | NYISO_G-I_2_NEISO | NYISO_G-I | NEISO | Internal | Shoulder | B12 | 200 | 600 | 0 | 68.77 | 65.77 | 3 | 0
2025 | NYISO_G-I_2_NEISO | NYISO_G-I | NEISO | Internal | Shoulder | B13 | 600 | 600 | 0 | 67.44 | 64.44 | 3 | 0
2025 | NYISO_G-I_2_NEISO | NYISO_G-I | NEISO | Internal | Shoulder | B14 | 900 | 600 | 0 | 66.18 | 64.3 | 3 | 0
2025 | NYISO_G-I_2_NEISO | NYISO_G-I | NEISO | Internal | Shoulder | B15 | 1203 | 600 | 0 | 66.18 | 64.3 | 3 | 0
2025 | NYISO_G-I_2_NEISO | NYISO_G-I | NEISO | Internal | Summer | B1 | 10 | 600 | 0 | 144.35 | 141.36 | 3 | 0
2025 | NYISO_G-I_2_NEISO | NYISO_G-I | NEISO | Internal | Summer | B2 | 25 | 600 | 0 | 120.69 | 117.69 | 3 | 0
2025 | NYISO_G-I_2_NEISO | NYISO_G-I | NEISO | Internal | Summer | B3 | 75 | 600 | 0 | 91.87 | 88.87 | 3 | 0
2025 | NYISO_G-I_2_NEISO | NYISO_G-I | NEISO | Internal | Summer | B4 | 100 | 600 | 0 | 89.6 | 85.26 | 3 | 0
2025 | NYISO_G-I_2_NEISO | NYISO_G-I | NEISO | Internal | Summer | B5 | 200 | 600 | 0 | 89.6 | 64.45 | 3 | 0
2025 | NYISO_G-I_2_NEISO | NYISO_G-I | NEISO | Internal | Summer | B6 | 300 | 600 | 0 | 76.29 | 62.6 | 3 | 0
2025 | NYISO_G-I_2_NEISO | NYISO_G-I | NEISO | Internal | Summer | B7 | 400 | 600 | 0 | 67.46 | 62.6 | 3 | 0
2025 | NYISO_G-I_2_NEISO | NYISO_G-I | NEISO | Internal | Summer | B8 | 500 | 600 | 0 | 64.94 | 62.6 | 3 | 0
2025 | NYISO_G-I_2_NEISO | NYISO_G-I | NEISO | Internal | Summer | B9 | 800 | 600 | 0 | 64.43 | 62.6 | 3 | 0
2025 | NYISO_G-I_2_NEISO | NYISO_G-I | NEISO | Internal | Summer | B10 | 1262 | 600 | 0 | 64.43 | 62.6 | 3 | 0
2025 | NYISO_G-I_2_NEISO | NYISO_G-I | NEISO | Internal | Winter | B16 | 25 | 600 | 0 | 82.69 | 75.56 | 3 | 0
2025 | NYISO_G-I_2_NEISO | NYISO_G-I | NEISO | Internal | Winter | B17 | 100 | 600 | 0 | 75.05 | 74.29 | 3 | 0
2025 | NYISO_G-I_2_NEISO | NYISO_G-I | NEISO | Internal | Winter | B18 | 400 | 600 | 0 | 75.05 | 72.66 | 3 | 0
2025 | NYISO_G-I_2_NEISO | NYISO_G-I | NEISO | Internal | Winter | B19 | 700 | 600 | 0 | 75.05 | 72.66 | 3 | 0
2025 | NYISO_G-I_2_NEISO | NYISO_G-I | NEISO | Internal | Winter | B20 | 935 | 600 | 0 | 69.67 | 72.66 | 3 | 0
2025 | NYISO_G-I_2_NYISO_A-F | NYISO_G-I | NYISO_A-F | Internal | Shoulder | B11 | 25 | 3592 | 0 | 70.45 | 68.74 | 0.01 | 0
2025 | NYISO_G-I_2_NYISO_A-F | NYISO_G-I | NYISO_A-F | Internal | Shoulder | B12 | 200 | 3592 | 0 | 68.77 | 68.74 | 0.01 | 0
2025 | NYISO_G-I_2_NYISO_A-F | NYISO_G-I | NYISO_A-F | Internal | Shoulder | B13 | 600 | 3592 | 0 | 67.44 | 67.43 | 0.01 | 0
2025 | NYISO_G-I_2_NYISO_A-F | NYISO_G-I | NYISO_A-F | Internal | Shoulder | B14 | 900 | 3592 | 0 | 66.18 | 66.17 | 0.01 | 0
2025 | NYISO_G-I_2_NYISO_A-F | NYISO_G-I | NYISO_A-F | Internal | Shoulder | B15 | 1203 | 3592 | 0 | 66.18 | 66.17 | 0.01 | 0
2025 | NYISO_G-I_2_NYISO_A-F | NYISO_G-I | NYISO_A-F | Internal | Summer | B1 | 10 | 3592 | 0 | 144.35 | 88.26 | 0.01 | 0
2025 | NYISO_G-I_2_NYISO_A-F | NYISO_G-I | NYISO_A-F | Internal | Summer | B2 | 25 | 3592 | 0 | 120.69 | 93.3 | 0.01 | 0
2025 | NYISO_G-I_2_NYISO_A-F | NYISO_G-I | NYISO_A-F | Internal | Summer | B3 | 75 | 3592 | 0 | 91.87 | 88.26 | 0.01 | 0
2025 | NYISO_G-I_2_NYISO_A-F | NYISO_G-I | NYISO_A-F | Internal | Summer | B4 | 100 | 3592 | 0 | 89.6 | 88.26 | 0.01 | 0
2025 | NYISO_G-I_2_NYISO_A-F | NYISO_G-I | NYISO_A-F | Internal | Summer | B5 | 200 | 3592 | 0 | 89.6 | 67.45 | 0.01 | 0
2025 | NYISO_G-I_2_NYISO_A-F | NYISO_G-I | NYISO_A-F | Internal | Summer | B6 | 300 | 3592 | 0 | 76.29 | 67.45 | 0.01 | 0
2025 | NYISO_G-I_2_NYISO_A-F | NYISO_G-I | NYISO_A-F | Internal | Summer | B7 | 400 | 3592 | 0 | 67.46 | 67.45 | 0.01 | 0
2025 | NYISO_G-I_2_NYISO_A-F | NYISO_G-I | NYISO_A-F | Internal | Summer | B8 | 500 | 3592 | 0 | 64.94 | 64.93 | 0.01 | 0
2025 | NYISO_G-I_2_NYISO_A-F | NYISO_G-I | NYISO_A-F | Internal | Summer | B9 | 800 | 3592 | 0 | 64.43 | 64.41 | 0.01 | 0
2025 | NYISO_G-I_2_NYISO_A-F | NYISO_G-I | NYISO_A-F | Internal | Summer | B10 | 1262 | 3592 | 0 | 64.43 | 64.41 | 0.01 | 0
2025 | NYISO_G-I_2_NYISO_A-F | NYISO_G-I | NYISO_A-F | Internal | Winter | B16 | 25 | 3592 | 0 | 82.69 | 71.29 | 0.01 | 0
2025 | NYISO_G-I_2_NYISO_A-F | NYISO_G-I | NYISO_A-F | Internal | Winter | B17 | 100 | 3592 | 0 | 75.05 | 71.29 | 0.01 | 0
2025 | NYISO_G-I_2_NYISO_A-F | NYISO_G-I | NYISO_A-F | Internal | Winter | B18 | 400 | 3592 | 0 | 75.05 | 71.29 | 0.01 | 0
2025 | NYISO_G-I_2_NYISO_A-F | NYISO_G-I | NYISO_A-F | Internal | Winter | B19 | 700 | 3592 | 0 | 75.05 | 69.66 | 0.01 | 0
2025 | NYISO_G-I_2_NYISO_A-F | NYISO_G-I | NYISO_A-F | Internal | Winter | B20 | 935 | 3592 | 0 | 69.67 | 69.66 | 0.01 | 0
2025 | NYISO_G-I_2_NYISO_J-K | NYISO_G-I | NYISO_J-K | Internal | Shoulder | B11 | 25 | 6130 | 5250.91 | 70.45 | 70.47 | 0.01 | 0
2025 | NYISO_G-I_2_NYISO_J-K | NYISO_G-I | NYISO_J-K | Internal | Shoulder | B12 | 200 | 6130 | 5154.63 | 68.77 | 68.78 | 0.01 | 0
2025 | NYISO_G-I_2_NYISO_J-K | NYISO_G-I | NYISO_J-K | Internal | Shoulder | B13 | 600 | 6130 | 4541.45 | 67.44 | 67.46 | 0.01 | 0
2025 | NYISO_G-I_2_NYISO_J-K | NYISO_G-I | NYISO_J-K | Internal | Shoulder | B14 | 900 | 6130 | 4835.04 | 66.18 | 66.19 | 0.01 | 0
2025 | NYISO_G-I_2_NYISO_J-K | NYISO_G-I | NYISO_J-K | Internal | Shoulder | B15 | 1203 | 6130 | 4552.01 | 66.18 | 66.19 | 0.01 | 0
2025 | NYISO_G-I_2_NYISO_J-K | NYISO_G-I | NYISO_J-K | Internal | Summer | B1 | 10 | 6130 | 4256.68 | 144.35 | 144.36 | 0.01 | 0
2025 | NYISO_G-I_2_NYISO_J-K | NYISO_G-I | NYISO_J-K | Internal | Summer | B2 | 25 | 6130 | 5039.61 | 120.69 | 120.71 | 0.01 | 0
2025 | NYISO_G-I_2_NYISO_J-K | NYISO_G-I | NYISO_J-K | Internal | Summer | B3 | 75 | 6130 | 4782.47 | 91.87 | 91.88 | 0.01 | 0
2025 | NYISO_G-I_2_NYISO_J-K | NYISO_G-I | NYISO_J-K | Internal | Summer | B4 | 100 | 6130 | 5064.48 | 89.6 | 89.61 | 0.01 | 0
2025 | NYISO_G-I_2_NYISO_J-K | NYISO_G-I | NYISO_J-K | Internal | Summer | B5 | 200 | 6130 | 5199.56 | 89.6 | 89.61 | 0.01 | 0
2025 | NYISO_G-I_2_NYISO_J-K | NYISO_G-I | NYISO_J-K | Internal | Summer | B6 | 300 | 6130 | 5837.07 | 76.29 | 76.3 | 0.01 | 0
2025 | NYISO_G-I_2_NYISO_J-K | NYISO_G-I | NYISO_J-K | Internal | Summer | B7 | 400 | 6130 | 5219.37 | 67.46 | 67.47 | 0.01 | 0
2025 | NYISO_G-I_2_NYISO_J-K | NYISO_G-I | NYISO_J-K | Internal | Summer | B8 | 500 | 6130 | 6130 | 64.94 | 65.6 | 0.01 | 0.65
2025 | NYISO_G-I_2_NYISO_J-K | NYISO_G-I | NYISO_J-K | Internal | Summer | B9 | 800 | 6130 | 5494.93 | 64.43 | 64.44 | 0.01 | 0
2025 | NYISO_G-I_2_NYISO_J-K | NYISO_G-I | NYISO_J-K | Internal | Summer | B10 | 1262 | 6130 | 3708.26 | 64.43 | 64.44 | 0.01 | 0
2025 | NYISO_G-I_2_NYISO_J-K | NYISO_G-I | NYISO_J-K | Internal | Winter | B16 | 25 | 6130 | 5247.57 | 82.69 | 82.71 | 0.01 | 0
2025 | NYISO_G-I_2_NYISO_J-K | NYISO_G-I | NYISO_J-K | Internal | Winter | B17 | 100 | 6130 | 6130 | 75.05 | 77.66 | 0.01 | 2.6
2025 | NYISO_G-I_2_NYISO_J-K | NYISO_G-I | NYISO_J-K | Internal | Winter | B18 | 400 | 6130 | 6130 | 75.05 | 77.66 | 0.01 | 2.6
2025 | NYISO_G-I_2_NYISO_J-K | NYISO_G-I | NYISO_J-K | Internal | Winter | B19 | 700 | 6130 | 6130 | 75.05 | 77.66 | 0.01 | 2.6
2025 | NYISO_G-I_2_NYISO_J-K | NYISO_G-I | NYISO_J-K | Internal | Winter | B20 | 935 | 6130 | 5753.86 | 69.67 | 69.68 | 0.01 | 0
2025 | NYISO_G-I_2_PJM_E | NYISO_G-I | PJM_E | Internal | Shoulder | B11 | 25 | 1500 | 1500 | 70.45 | 83.98 | 8 | 5.53
2025 | NYISO_G-I_2_PJM_E | NYISO_G-I | PJM_E | Internal | Shoulder | B12 | 200 | 1500 | 1500 | 68.77 | 77.9 | 8 | 1.13
2025 | NYISO_G-I_2_PJM_E | NYISO_G-I | PJM_E | Internal | Shoulder | B13 | 600 | 1500 | 869.33 | 67.44 | 75.44 | 8 | 0
2025 | NYISO_G-I_2_PJM_E | NYISO_G-I | PJM_E | Internal | Shoulder | B14 | 900 | 1500 | 0 | 66.18 | 73.66 | 8 | 0
2025 | NYISO_G-I_2_PJM_E | NYISO_G-I | PJM_E | Internal | Shoulder | B15 | 1203 | 1500 | 0 | 66.18 | 67.73 | 8 | 0
2025 | NYISO_G-I_2_PJM_E | NYISO_G-I | PJM_E | Internal | Summer | B1 | 10 | 1500 | 953.25 | 144.35 | 152.35 | 8 | 0
2025 | NYISO_G-I_2_PJM_E | NYISO_G-I | PJM_E | Internal | Summer | B2 | 25 | 1500 | 646.97 | 120.69 | 128.69 | 8 | 0
2025 | NYISO_G-I_2_PJM_E | NYISO_G-I | PJM_E | Internal | Summer | B3 | 75 | 1500 | 1500 | 91.87 | 109.27 | 8 | 9.4
2025 | NYISO_G-I_2_PJM_E | NYISO_G-I | PJM_E | Internal | Summer | B4 | 100 | 1500 | 1500 | 89.6 | 109.27 | 8 | 11.67
2025 | NYISO_G-I_2_PJM_E | NYISO_G-I | PJM_E | Internal | Summer | B5 | 200 | 1500 | 1500 | 89.6 | 100.11 | 8 | 2.51
2025 | NYISO_G-I_2_PJM_E | NYISO_G-I | PJM_E | Internal | Summer | B6 | 300 | 1500 | 1054.95 | 76.29 | 84.29 | 8 | 0
2025 | NYISO_G-I_2_PJM_E | NYISO_G-I | PJM_E | Internal | Summer | B7 | 400 | 1500 | 1500 | 67.46 | 79.8 | 8 | 4.34
2025 | NYISO_G-I_2_PJM_E | NYISO_G-I | PJM_E | Internal | Summer | B8 | 500 | 1500 | 0 | 64.94 | 72.91 | 8 | 0
2025 | NYISO_G-I_2_PJM_E | NYISO_G-I | PJM_E | Internal | Summer | B9 | 800 | 1500 | 0 | 64.43 | 68.39 | 8 | 0
2025 | NYISO_G-I_2_PJM_E | NYISO_G-I | PJM_E | Internal | Summer | B10 | 1262 | 1500 | 0 | 64.43 | 61.44 | 8 | 0
2025 | NYISO_G-I_2_PJM_E | NYISO_G-I | PJM_E | Internal | Winter | B16 | 25 | 1500 | 1500 | 82.69 | 96.38 | 8 | 5.69
2025 | NYISO_G-I_2_PJM_E | NYISO_G-I | PJM_E | Internal | Winter | B17 | 100 | 1500 | 0 | 75.05 | 82.69 | 8 | 0
2025 | NYISO_G-I_2_PJM_E | NYISO_G-I | PJM_E | Internal | Winter | B18 | 400 | 1500 | 0 | 75.05 | 79.97 | 8 | 0
2025 | NYISO_G-I_2_PJM_E | NYISO_G-I | PJM_E | Internal | Winter | B19 | 700 | 1500 | 0 | 75.05 | 75.56 | 8 | 0
2025 | NYISO_G-I_2_PJM_E | NYISO_G-I | PJM_E | Internal | Winter | B20 | 935 | 1500 | 0 | 69.67 | 70.5 | 8 | 0
2025 | NYISO_J-K_2_NEISO | NYISO_J-K | NEISO | Internal | Shoulder | B11 | 25 | 347 | 0 | 70.47 | 65.77 | 3 | 0
2025 | NYISO_J-K_2_NEISO | NYISO_J-K | NEISO | Internal | Shoulder | B12 | 200 | 347 | 0 | 68.78 | 65.77 | 3 | 0
2025 | NYISO_J-K_2_NEISO | NYISO_J-K | NEISO | Internal | Shoulder | B13 | 600 | 347 | 0 | 67.46 | 64.44 | 3 | 0
2025 | NYISO_J-K_2_NEISO | NYISO_J-K | NEISO | Internal | Shoulder | B14 | 900 | 347 | 0 | 66.19 | 64.3 | 3 | 0
2025 | NYISO_J-K_2_NEISO | NYISO_J-K | NEISO | Internal | Shoulder | B15 | 1203 | 347 | 0 | 66.19 | 64.3 | 3 | 0
2025 | NYISO_J-K_2_NEISO | NYISO_J-K | NEISO | Internal | Summer | B1 | 10 | 347 | 0 | 144.36 | 141.36 | 3 | 0
2025 | NYISO_J-K_2_NEISO | NYISO_J-K | NEISO | Internal | Summer | B2 | 25 | 347 | 0 | 120.71 | 117.69 | 3 | 0
2025 | NYISO_J-K_2_NEISO | NYISO_J-K | NEISO | Internal | Summer | B3 | 75 | 347 | 0 | 91.88 | 88.87 | 3 | 0
2025 | NYISO_J-K_2_NEISO | NYISO_J-K | NEISO | Internal | Summer | B4 | 100 | 347 | 0 | 89.61 | 85.26 | 3 | 0
2025 | NYISO_J-K_2_NEISO | NYISO_J-K | NEISO | Internal | Summer | B5 | 200 | 347 | 0 | 89.61 | 64.45 | 3 | 0
2025 | NYISO_J-K_2_NEISO | NYISO_J-K | NEISO | Internal | Summer | B6 | 300 | 347 | 0 | 76.3 | 62.6 | 3 | 0
2025 | NYISO_J-K_2_NEISO | NYISO_J-K | NEISO | Internal | Summer | B7 | 400 | 347 | 0 | 67.47 | 62.6 | 3 | 0
2025 | NYISO_J-K_2_NEISO | NYISO_J-K | NEISO | Internal | Summer | B8 | 500 | 347 | 0 | 65.6 | 62.6 | 3 | 0
2025 | NYISO_J-K_2_NEISO | NYISO_J-K | NEISO | Internal | Summer | B9 | 800 | 347 | 0 | 64.44 | 62.6 | 3 | 0
2025 | NYISO_J-K_2_NEISO | NYISO_J-K | NEISO | Internal | Summer | B10 | 1262 | 347 | 0 | 64.44 | 62.6 | 3 | 0
2025 | NYISO_J-K_2_NEISO | NYISO_J-K | NEISO | Internal | Winter | B16 | 25 | 347 | 0 | 82.71 | 75.56 | 3 | 0
2025 | NYISO_J-K_2_NEISO | NYISO_J-K | NEISO | Internal | Winter | B17 | 100 | 347 | 0 | 77.66 | 74.29 | 3 | 0
2025 | NYISO_J-K_2_NEISO | NYISO_J-K | NEISO | Internal | Winter | B18 | 400 | 347 | 0 | 77.66 | 72.66 | 3 | 0
2025 | NYISO_J-K_2_NEISO | NYISO_J-K | NEISO | Internal | Winter | B19 | 700 | 347 | 0 | 77.66 | 72.66 | 3 | 0
2025 | NYISO_J-K_2_NEISO | NYISO_J-K | NEISO | Internal | Winter | B20 | 935 | 347 | 0 | 69.68 | 72.66 | 3 | 0
2025 | NYISO_J-K_2_NYISO_G-I | NYISO_J-K | NYISO_G-I | Internal | Shoulder | B11 | 25 | 1999 | 0 | 70.47 | 70.45 | 0.01 | 0
2025 | NYISO_J-K_2_NYISO_G-I | NYISO_J-K | NYISO_G-I | Internal | Shoulder | B12 | 200 | 1999 | 0 | 68.78 | 68.77 | 0.01 | 0
2025 | NYISO_J-K_2_NYISO_G-I | NYISO_J-K | NYISO_G-I | Internal | Shoulder | B13 | 600 | 1999 | 0 | 67.46 | 67.44 | 0.01 | 0
2025 | NYISO_J-K_2_NYISO_G-I | NYISO_J-K | NYISO_G-I | Internal | Shoulder | B14 | 900 | 1999 | 0 | 66.19 | 66.18 | 0.01 | 0
2025 | NYISO_J-K_2_NYISO_G-I | NYISO_J-K | NYISO_G-I | Internal | Shoulder | B15 | 1203 | 1999 | 0 | 66.19 | 66.18 | 0.01 | 0
2025 | NYISO_J-K_2_NYISO_G-I | NYISO_J-K | NYISO_G-I | Internal | Summer | B1 | 10 | 1999 | 0.01 | 144.36 | 144.35 | 0.01 | 0
2025 | NYISO_J-K_2_NYISO_G-I | NYISO_J-K | NYISO_G-I | Internal | Summer | B2 | 25 | 1999 | 0 | 120.71 | 120.69 | 0.01 | 0
2025 | NYISO_J-K_2_NYISO_G-I | NYISO_J-K | NYISO_G-I | Internal | Summer | B3 | 75 | 1999 | 0 | 91.88 | 91.87 | 0.01 | 0
2025 | NYISO_J-K_2_NYISO_G-I | NYISO_J-K | NYISO_G-I | Internal | Summer | B4 | 100 | 1999 | 0 | 89.61 | 89.6 | 0.01 | 0
2025 | NYISO_J-K_2_NYISO_G-I | NYISO_J-K | NYISO_G-I | Internal | Summer | B5 | 200 | 1999 | 0 | 89.61 | 89.6 | 0.01 | 0
2025 | NYISO_J-K_2_NYISO_G-I | NYISO_J-K | NYISO_G-I | Internal | Summer | B6 | 300 | 1999 | 0 | 76.3 | 76.29 | 0.01 | 0
2025 | NYISO_J-K_2_NYISO_G-I | NYISO_J-K | NYISO_G-I | Internal | Summer | B7 | 400 | 1999 | 0 | 67.47 | 67.46 | 0.01 | 0
2025 | NYISO_J-K_2_NYISO_G-I | NYISO_J-K | NYISO_G-I | Internal | Summer | B8 | 500 | 1999 | 0 | 65.6 | 64.94 | 0.01 | 0
2025 | NYISO_J-K_2_NYISO_G-I | NYISO_J-K | NYISO_G-I | Internal | Summer | B9 | 800 | 1999 | 0 | 64.44 | 64.43 | 0.01 | 0
2025 | NYISO_J-K_2_NYISO_G-I | NYISO_J-K | NYISO_G-I | Internal | Summer | B10 | 1262 | 1999 | 0 | 64.44 | 64.43 | 0.01 | 0
2025 | NYISO_J-K_2_NYISO_G-I | NYISO_J-K | NYISO_G-I | Internal | Winter | B16 | 25 | 1999 | 0 | 82.71 | 82.69 | 0.01 | 0
2025 | NYISO_J-K_2_NYISO_G-I | NYISO_J-K | NYISO_G-I | Internal | Winter | B17 | 100 | 1999 | 0 | 77.66 | 75.05 | 0.01 | 0
2025 | NYISO_J-K_2_NYISO_G-I | NYISO_J-K | NYISO_G-I | Internal | Winter | B18 | 400 | 1999 | 0 | 77.66 | 75.05 | 0.01 | 0
2025 | NYISO_J-K_2_NYISO_G-I | NYISO_J-K | NYISO_G-I | Internal | Winter | B19 | 700 | 1999 | 0 | 77.66 | 75.05 | 0.01 | 0
2025 | NYISO_J-K_2_NYISO_G-I | NYISO_J-K | NYISO_G-I | Internal | Winter | B20 | 935 | 1999 | 0 | 69.68 | 69.67 | 0.01 | 0
2025 | NYISO_J-K_2_PJM_E | NYISO_J-K | PJM_E | Internal | Shoulder | B11 | 25 | 330 | 330 | 70.47 | 83.98 | 8 | 5.51
2025 | NYISO_J-K_2_PJM_E | NYISO_J-K | PJM_E | Internal | Shoulder | B12 | 200 | 330 | 330 | 68.78 | 77.9 | 8 | 1.12
2025 | NYISO_J-K_2_PJM_E | NYISO_J-K | PJM_E | Internal | Shoulder | B13 | 600 | 330 | 0 | 67.46 | 75.44 | 8 | 0
2025 | NYISO_J-K_2_PJM_E | NYISO_J-K | PJM_E | Internal | Shoulder | B14 | 900 | 330 | 0 | 66.19 | 73.66 | 8 | 0
2025 | NYISO_J-K_2_PJM_E | NYISO_J-K | PJM_E | Internal | Shoulder | B15 | 1203 | 330 | 0 | 66.19 | 67.73 | 8 | 0
2025 | NYISO_J-K_2_PJM_E | NYISO_J-K | PJM_E | Internal | Summer | B1 | 10 | 330 | 0.03 | 144.36 | 152.35 | 8 | 0
2025 | NYISO_J-K_2_PJM_E | NYISO_J-K | PJM_E | Internal | Summer | B2 | 25 | 330 | 0.01 | 120.71 | 128.69 | 8 | 0
2025 | NYISO_J-K_2_PJM_E | NYISO_J-K | PJM_E | Internal | Summer | B3 | 75 | 330 | 330 | 91.88 | 109.27 | 8 | 9.39
2025 | NYISO_J-K_2_PJM_E | NYISO_J-K | PJM_E | Internal | Summer | B4 | 100 | 330 | 330 | 89.61 | 109.27 | 8 | 11.65
2025 | NYISO_J-K_2_PJM_E | NYISO_J-K | PJM_E | Internal | Summer | B5 | 200 | 330 | 330 | 89.61 | 100.11 | 8 | 2.5
2025 | NYISO_J-K_2_PJM_E | NYISO_J-K | PJM_E | Internal | Summer | B6 | 300 | 330 | 0 | 76.3 | 84.29 | 8 | 0
2025 | NYISO_J-K_2_PJM_E | NYISO_J-K | PJM_E | Internal | Summer | B7 | 400 | 330 | 330 | 67.47 | 79.8 | 8 | 4.33
2025 | NYISO_J-K_2_PJM_E | NYISO_J-K | PJM_E | Internal | Summer | B8 | 500 | 330 | 0 | 65.6 | 72.91 | 8 | 0
2025 | NYISO_J-K_2_PJM_E | NYISO_J-K | PJM_E | Internal | Summer | B9 | 800 | 330 | 0 | 64.44 | 68.39 | 8 | 0
2025 | NYISO_J-K_2_PJM_E | NYISO_J-K | PJM_E | Internal | Summer | B10 | 1262 | 330 | 0 | 64.44 | 61.44 | 8 | 0
2025 | NYISO_J-K_2_PJM_E | NYISO_J-K | PJM_E | Internal | Winter | B16 | 25 | 330 | 330 | 82.71 | 96.38 | 8 | 5.67
2025 | NYISO_J-K_2_PJM_E | NYISO_J-K | PJM_E | Internal | Winter | B17 | 100 | 330 | 0 | 77.66 | 82.69 | 8 | 0
2025 | NYISO_J-K_2_PJM_E | NYISO_J-K | PJM_E | Internal | Winter | B18 | 400 | 330 | 0 | 77.66 | 79.97 | 8 | 0
2025 | NYISO_J-K_2_PJM_E | NYISO_J-K | PJM_E | Internal | Winter | B19 | 700 | 330 | 0 | 77.66 | 75.56 | 8 | 0
2025 | NYISO_J-K_2_PJM_E | NYISO_J-K | PJM_E | Internal | Winter | B20 | 935 | 330 | 0 | 69.68 | 70.5 | 8 | 0
2025 | PJM_E_2_NYISO_G-I | PJM_E | NYISO_G-I | Internal | Shoulder | B11 | 25 | 500 | 0 | 83.98 | 70.45 | 6 | 0
2025 | PJM_E_2_NYISO_G-I | PJM_E | NYISO_G-I | Internal | Shoulder | B12 | 200 | 500 | 0 | 77.9 | 68.77 | 6 | 0
2025 | PJM_E_2_NYISO_G-I | PJM_E | NYISO_G-I | Internal | Shoulder | B13 | 600 | 500 | 0 | 75.44 | 67.44 | 6 | 0
2025 | PJM_E_2_NYISO_G-I | PJM_E | NYISO_G-I | Internal | Shoulder | B14 | 900 | 500 | 0 | 73.66 | 66.18 | 6 | 0
2025 | PJM_E_2_NYISO_G-I | PJM_E | NYISO_G-I | Internal | Shoulder | B15 | 1203 | 500 | 0 | 67.73 | 66.18 | 6 | 0
2025 | PJM_E_2_NYISO_G-I | PJM_E | NYISO_G-I | Internal | Summer | B1 | 10 | 500 | 0 | 152.35 | 144.35 | 6 | 0
2025 | PJM_E_2_NYISO_G-I | PJM_E | NYISO_G-I | Internal | Summer | B2 | 25 | 500 | 0 | 128.69 | 120.69 | 6 | 0
2025 | PJM_E_2_NYISO_G-I | PJM_E | NYISO_G-I | Internal | Summer | B3 | 75 | 500 | 0 | 109.27 | 91.87 | 6 | 0
2025 | PJM_E_2_NYISO_G-I | PJM_E | NYISO_G-I | Internal | Summer | B4 | 100 | 500 | 0 | 109.27 | 89.6 | 6 | 0
2025 | PJM_E_2_NYISO_G-I | PJM_E | NYISO_G-I | Internal | Summer | B5 | 200 | 500 | 0 | 100.11 | 89.6 | 6 | 0
2025 | PJM_E_2_NYISO_G-I | PJM_E | NYISO_G-I | Internal | Summer | B6 | 300 | 500 | 0 | 84.29 | 76.29 | 6 | 0
2025 | PJM_E_2_NYISO_G-I | PJM_E | NYISO_G-I | Internal | Summer | B7 | 400 | 500 | 0 | 79.8 | 67.46 | 6 | 0
2025 | PJM_E_2_NYISO_G-I | PJM_E | NYISO_G-I | Internal | Summer | B8 | 500 | 500 | 0 | 72.91 | 64.94 | 6 | 0
2025 | PJM_E_2_NYISO_G-I | PJM_E | NYISO_G-I | Internal | Summer | B9 | 800 | 500 | 0 | 68.39 | 64.43 | 6 | 0
2025 | PJM_E_2_NYISO_G-I | PJM_E | NYISO_G-I | Internal | Summer | B10 | 1262 | 500 | 0 | 61.44 | 64.43 | 6 | 0
2025 | PJM_E_2_NYISO_G-I | PJM_E | NYISO_G-I | Internal | Winter | B16 | 25 | 500 | 0 | 96.38 | 82.69 | 6 | 0
2025 | PJM_E_2_NYISO_G-I | PJM_E | NYISO_G-I | Internal | Winter | B17 | 100 | 500 | 0 | 82.69 | 75.05 | 6 | 0
2025 | PJM_E_2_NYISO_G-I | PJM_E | NYISO_G-I | Internal | Winter | B18 | 400 | 500 | 0 | 79.97 | 75.05 | 6 | 0
2025 | PJM_E_2_NYISO_G-I | PJM_E | NYISO_G-I | Internal | Winter | B19 | 700 | 500 | 0 | 75.56 | 75.05 | 6 | 0
2025 | PJM_E_2_NYISO_G-I | PJM_E | NYISO_G-I | Internal | Winter | B20 | 935 | 500 | 0 | 70.5 | 69.67 | 6 | 0
2025 | PJM_E_2_NYISO_J-K | PJM_E | NYISO_J-K | Internal | Shoulder | B11 | 25 | 330 | 0 | 83.98 | 70.47 | 6 | 0
2025 | PJM_E_2_NYISO_J-K | PJM_E | NYISO_J-K | Internal | Shoulder | B12 | 200 | 330 | 0 | 77.9 | 68.78 | 6 | 0
2025 | PJM_E_2_NYISO_J-K | PJM_E | NYISO_J-K | Internal | Shoulder | B13 | 600 | 330 | 0 | 75.44 | 67.46 | 6 | 0
2025 | PJM_E_2_NYISO_J-K | PJM_E | NYISO_J-K | Internal | Shoulder | B14 | 900 | 330 | 0 | 73.66 | 66.19 | 6 | 0
2025 | PJM_E_2_NYISO_J-K | PJM_E | NYISO_J-K | Internal | Shoulder | B15 | 1203 | 330 | 0 | 67.73 | 66.19 | 6 | 0
2025 | PJM_E_2_NYISO_J-K | PJM_E | NYISO_J-K | Internal | Summer | B1 | 10 | 330 | 0 | 152.35 | 144.36 | 6 | 0
2025 | PJM_E_2_NYISO_J-K | PJM_E | NYISO_J-K | Internal | Summer | B2 | 25 | 330 | 0 | 128.69 | 120.71 | 6 | 0
2025 | PJM_E_2_NYISO_J-K | PJM_E | NYISO_J-K | Internal | Summer | B3 | 75 | 330 | 0 | 109.27 | 91.88 | 6 | 0
2025 | PJM_E_2_NYISO_J-K | PJM_E | NYISO_J-K | Internal | Summer | B4 | 100 | 330 | 0 | 109.27 | 89.61 | 6 | 0
2025 | PJM_E_2_NYISO_J-K | PJM_E | NYISO_J-K | Internal | Summer | B5 | 200 | 330 | 0 | 100.11 | 89.61 | 6 | 0
2025 | PJM_E_2_NYISO_J-K | PJM_E | NYISO_J-K | Internal | Summer | B6 | 300 | 330 | 0 | 84.29 | 76.3 | 6 | 0
2025 | PJM_E_2_NYISO_J-K | PJM_E | NYISO_J-K | Internal | Summer | B7 | 400 | 330 | 0 | 79.8 | 67.47 | 6 | 0
2025 | PJM_E_2_NYISO_J-K | PJM_E | NYISO_J-K | Internal | Summer | B8 | 500 | 330 | 0 | 72.91 | 65.6 | 6 | 0
2025 | PJM_E_2_NYISO_J-K | PJM_E | NYISO_J-K | Internal | Summer | B9 | 800 | 330 | 0 | 68.39 | 64.44 | 6 | 0
2025 | PJM_E_2_NYISO_J-K | PJM_E | NYISO_J-K | Internal | Summer | B10 | 1262 | 330 | 0 | 61.44 | 64.44 | 6 | 0
2025 | PJM_E_2_NYISO_J-K | PJM_E | NYISO_J-K | Internal | Winter | B16 | 25 | 330 | 0 | 96.38 | 82.71 | 6 | 0
2025 | PJM_E_2_NYISO_J-K | PJM_E | NYISO_J-K | Internal | Winter | B17 | 100 | 330 | 0 | 82.69 | 77.66 | 6 | 0
2025 | PJM_E_2_NYISO_J-K | PJM_E | NYISO_J-K | Internal | Winter | B18 | 400 | 330 | 0 | 79.97 | 77.66 | 6 | 0
2025 | PJM_E_2_NYISO_J-K | PJM_E | NYISO_J-K | Internal | Winter | B19 | 700 | 330 | 0 | 75.56 | 77.66 | 6 | 0
2025 | PJM_E_2_NYISO_J-K | PJM_E | NYISO_J-K | Internal | Winter | B20 | 935 | 330 | 0 | 70.5 | 69.68 | 6 | 0
2025 | PJM_E_2_PJM_ROM | PJM_E | PJM_ROM | Internal | Shoulder | B11 | 25 | 8000 | 5524.78 | 83.98 | 83.99 | 0.01 | 0
2025 | PJM_E_2_PJM_ROM | PJM_E | PJM_ROM | Internal | Shoulder | B12 | 200 | 8000 | 5593.95 | 77.9 | 77.91 | 0.01 | 0
2025 | PJM_E_2_PJM_ROM | PJM_E | PJM_ROM | Internal | Shoulder | B13 | 600 | 8000 | 5346.07 | 75.44 | 75.46 | 0.01 | 0
2025 | PJM_E_2_PJM_ROM | PJM_E | PJM_ROM | Internal | Shoulder | B14 | 900 | 8000 | 2714.98 | 73.66 | 73.68 | 0.01 | 0
2025 | PJM_E_2_PJM_ROM | PJM_E | PJM_ROM | Internal | Shoulder | B15 | 1203 | 8000 | 838.31 | 67.73 | 67.75 | 0.01 | 0
2025 | PJM_E_2_PJM_ROM | PJM_E | PJM_ROM | Internal | Summer | B1 | 10 | 8000 | 0.01 | 152.35 | 152.33 | 0.01 | 0
2025 | PJM_E_2_PJM_ROM | PJM_E | PJM_ROM | Internal | Summer | B2 | 25 | 8000 | 0 | 128.69 | 128.68 | 0.01 | 0
2025 | PJM_E_2_PJM_ROM | PJM_E | PJM_ROM | Internal | Summer | B3 | 75 | 8000 | 2963.84 | 109.27 | 109.28 | 0.01 | 0
2025 | PJM_E_2_PJM_ROM | PJM_E | PJM_ROM | Internal | Summer | B4 | 100 | 8000 | 4768.75 | 109.27 | 109.28 | 0.01 | 0
2025 | PJM_E_2_PJM_ROM | PJM_E | PJM_ROM | Internal | Summer | B5 | 200 | 8000 | 3417.27 | 100.11 | 100.12 | 0.01 | 0
2025 | PJM_E_2_PJM_ROM | PJM_E | PJM_ROM | Internal | Summer | B6 | 300 | 8000 | 3050.48 | 84.29 | 84.3 | 0.01 | 0
2025 | PJM_E_2_PJM_ROM | PJM_E | PJM_ROM | Internal | Summer | B7 | 400 | 8000 | 5093.78 | 79.8 | 79.81 | 0.01 | 0
2025 | PJM_E_2_PJM_ROM | PJM_E | PJM_ROM | Internal | Summer | B8 | 500 | 8000 | 4603.16 | 72.91 | 72.93 | 0.01 | 0
2025 | PJM_E_2_PJM_ROM | PJM_E | PJM_ROM | Internal | Summer | B9 | 800 | 8000 | 3172.3 | 68.39 | 68.4 | 0.01 | 0
2025 | PJM_E_2_PJM_ROM | PJM_E | PJM_ROM | Internal | Summer | B10 | 1262 | 8000 | 1270.75 | 61.44 | 61.45 | 0.01 | 0
2025 | PJM_E_2_PJM_ROM | PJM_E | PJM_ROM | Internal | Winter | B16 | 25 | 8000 | 3092.17 | 96.38 | 96.39 | 0.01 | 0
2025 | PJM_E_2_PJM_ROM | PJM_E | PJM_ROM | Internal | Winter | B17 | 100 | 8000 | 1512.96 | 82.69 | 82.71 | 0.01 | 0
2025 | PJM_E_2_PJM_ROM | PJM_E | PJM_ROM | Internal | Winter | B18 | 400 | 8000 | 1346.72 | 79.97 | 79.98 | 0.01 | 0
2025 | PJM_E_2_PJM_ROM | PJM_E | PJM_ROM | Internal | Winter | B19 | 700 | 8000 | 901.63 | 75.56 | 75.57 | 0.01 | 0
2025 | PJM_E_2_PJM_ROM | PJM_E | PJM_ROM | Internal | Winter | B20 | 935 | 8000 | 619.95 | 70.5 | 70.52 | 0.01 | 0
2025 | PJM_ROR_2_MISO_IN | PJM_ROR | MISO_IN | Internal | Shoulder | B11 | 25 | 909 | 0 | 83.98 | 81.97 | 2 | 0
2025 | PJM_ROR_2_MISO_IN | PJM_ROR | MISO_IN | Internal | Shoulder | B12 | 200 | 909 | 0 | 77.9 | 75.48 | 2 | 0
2025 | PJM_ROR_2_MISO_IN | PJM_ROR | MISO_IN | Internal | Shoulder | B13 | 600 | 909 | 0 | 75.47 | 73.47 | 2 | 0
2025 | PJM_ROR_2_MISO_IN | PJM_ROR | MISO_IN | Internal | Shoulder | B14 | 900 | 909 | 0 | 73.66 | 70.34 | 2 | 0
2025 | PJM_ROR_2_MISO_IN | PJM_ROR | MISO_IN | Internal | Shoulder | B15 | 1203 | 909 | 0 | 67.73 | 64.14 | 2 | 0
2025 | PJM_ROR_2_MISO_IN | PJM_ROR | MISO_IN | Internal | Summer | B1 | 10 | 909 | 0 | 115.34 | 113.33 | 2 | 0
2025 | PJM_ROR_2_MISO_IN | PJM_ROR | MISO_IN | Internal | Summer | B2 | 25 | 909 | 0 | 111.53 | 109.52 | 2 | 0
2025 | PJM_ROR_2_MISO_IN | PJM_ROR | MISO_IN | Internal | Summer | B3 | 75 | 909 | 0 | 109.27 | 108.42 | 2 | 0
2025 | PJM_ROR_2_MISO_IN | PJM_ROR | MISO_IN | Internal | Summer | B4 | 100 | 909 | 0 | 109.27 | 107.26 | 2 | 0
2025 | PJM_ROR_2_MISO_IN | PJM_ROR | MISO_IN | Internal | Summer | B5 | 200 | 909 | 0 | 100.11 | 95.05 | 2 | 0
2025 | PJM_ROR_2_MISO_IN | PJM_ROR | MISO_IN | Internal | Summer | B6 | 300 | 909 | 0 | 84.29 | 81.91 | 2 | 0
2025 | PJM_ROR_2_MISO_IN | PJM_ROR | MISO_IN | Internal | Summer | B7 | 400 | 909 | 0 | 79.8 | 77.79 | 2 | 0
2025 | PJM_ROR_2_MISO_IN | PJM_ROR | MISO_IN | Internal | Summer | B8 | 500 | 909 | 0 | 72.91 | 70.91 | 2 | 0
2025 | PJM_ROR_2_MISO_IN | PJM_ROR | MISO_IN | Internal | Summer | B9 | 800 | 909 | 0 | 68.39 | 66.38 | 2 | 0
2025 | PJM_ROR_2_MISO_IN | PJM_ROR | MISO_IN | Internal | Summer | B10 | 1262 | 909 | 0 | 61.44 | 59.43 | 2 | 0
2025 | PJM_ROR_2_MISO_IN | PJM_ROR | MISO_IN | Internal | Winter | B16 | 25 | 909 | 0 | 96.38 | 80.79 | 2 | 0
2025 | PJM_ROR_2_MISO_IN | PJM_ROR | MISO_IN | Internal | Winter | B17 | 100 | 909 | 0 | 82.69 | 75.87 | 2 | 0
2025 | PJM_ROR_2_MISO_IN | PJM_ROR | MISO_IN | Internal | Winter | B18 | 400 | 909 | 0 | 79.97 | 75.39 | 2 | 0
2025 | PJM_ROR_2_MISO_IN | PJM_ROR | MISO_IN | Internal | Winter | B19 | 700 | 909 | 0 | 75.56 | 73.55 | 2 | 0
2025 | PJM_ROR_2_MISO_IN | PJM_ROR | MISO_IN | Internal | Winter | B20 | 935 | 909 | 0 | 70.5 | 67.01 | 2 | 0
2025 | PJM_ROR_2_MISO_MI | PJM_ROR | MISO_MI | Internal | Shoulder | B11 | 25 | 1305 | 0 | 83.98 | 81.98 | 2 | 0
2025 | PJM_ROR_2_MISO_MI | PJM_ROR | MISO_MI | Internal | Shoulder | B12 | 200 | 1305 | 0 | 77.9 | 75.49 | 2 | 0
2025 | PJM_ROR_2_MISO_MI | PJM_ROR | MISO_MI | Internal | Shoulder | B13 | 600 | 1305 | 0 | 75.47 | 73.48 | 2 | 0
2025 | PJM_ROR_2_MISO_MI | PJM_ROR | MISO_MI | Internal | Shoulder | B14 | 900 | 1305 | 0 | 73.66 | 70.35 | 2 | 0
2025 | PJM_ROR_2_MISO_MI | PJM_ROR | MISO_MI | Internal | Shoulder | B15 | 1203 | 1305 | 0 | 67.73 | 64.15 | 2 | 0
2025 | PJM_ROR_2_MISO_MI | PJM_ROR | MISO_MI | Internal | Summer | B1 | 10 | 1305 | 0 | 115.34 | 113.34 | 2 | 0
2025 | PJM_ROR_2_MISO_MI | PJM_ROR | MISO_MI | Internal | Summer | B2 | 25 | 1305 | 0 | 111.53 | 109.53 | 2 | 0
2025 | PJM_ROR_2_MISO_MI | PJM_ROR | MISO_MI | Internal | Summer | B3 | 75 | 1305 | 0 | 109.27 | 108.43 | 2 | 0
2025 | PJM_ROR_2_MISO_MI | PJM_ROR | MISO_MI | Internal | Summer | B4 | 100 | 1305 | 0 | 109.27 | 107.27 | 2 | 0
2025 | PJM_ROR_2_MISO_MI | PJM_ROR | MISO_MI | Internal | Summer | B5 | 200 | 1305 | 0 | 100.11 | 95.06 | 2 | 0
2025 | PJM_ROR_2_MISO_MI | PJM_ROR | MISO_MI | Internal | Summer | B6 | 300 | 1305 | 0 | 84.29 | 81.92 | 2 | 0
2025 | PJM_ROR_2_MISO_MI | PJM_ROR | MISO_MI | Internal | Summer | B7 | 400 | 1305 | 0 | 79.8 | 77.8 | 2 | 0
2025 | PJM_ROR_2_MISO_MI | PJM_ROR | MISO_MI | Internal | Summer | B8 | 500 | 1305 | 0 | 72.91 | 70.92 | 2 | 0
2025 | PJM_ROR_2_MISO_MI | PJM_ROR | MISO_MI | Internal | Summer | B9 | 800 | 1305 | 0 | 68.39 | 66.39 | 2 | 0
2025 | PJM_ROR_2_MISO_MI | PJM_ROR | MISO_MI | Internal | Summer | B10 | 1262 | 1305 | 0 | 61.44 | 59.44 | 2 | 0
2025 | PJM_ROR_2_MISO_MI | PJM_ROR | MISO_MI | Internal | Winter | B16 | 25 | 1305 | 0 | 96.38 | 85.99 | 2 | 0
2025 | PJM_ROR_2_MISO_MI | PJM_ROR | MISO_MI | Internal | Winter | B17 | 100 | 1305 | 0 | 82.69 | 75.88 | 2 | 0
2025 | PJM_ROR_2_MISO_MI | PJM_ROR | MISO_MI | Internal | Winter | B18 | 400 | 1305 | 0 | 79.97 | 75.4 | 2 | 0
2025 | PJM_ROR_2_MISO_MI | PJM_ROR | MISO_MI | Internal | Winter | B19 | 700 | 1305 | 0 | 75.56 | 73.56 | 2 | 0
2025 | PJM_ROR_2_MISO_MI | PJM_ROR | MISO_MI | Internal | Winter | B20 | 935 | 1305 | 0 | 70.5 | 67.02 | 2 | 0
2025 | PJM_ROR_2_MISO_MO-IL | PJM_ROR | MISO_MO-IL | Internal | Shoulder | B11 | 25 | 1111 | 0 | 83.98 | 81.98 | 2 | 0
2025 | PJM_ROR_2_MISO_MO-IL | PJM_ROR | MISO_MO-IL | Internal | Shoulder | B12 | 200 | 1111 | 0 | 77.9 | 75.49 | 2 | 0
2025 | PJM_ROR_2_MISO_MO-IL | PJM_ROR | MISO_MO-IL | Internal | Shoulder | B13 | 600 | 1111 | 0 | 75.47 | 73.48 | 2 | 0
2025 | PJM_ROR_2_MISO_MO-IL | PJM_ROR | MISO_MO-IL | Internal | Shoulder | B14 | 900 | 1111 | 0 | 73.66 | 70.33 | 2 | 0
2025 | PJM_ROR_2_MISO_MO-IL | PJM_ROR | MISO_MO-IL | Internal | Shoulder | B15 | 1203 | 1111 | 0 | 67.73 | 64.15 | 2 | 0
2025 | PJM_ROR_2_MISO_MO-IL | PJM_ROR | MISO_MO-IL | Internal | Summer | B1 | 10 | 1111 | 0 | 115.34 | 113.34 | 2 | 0
2025 | PJM_ROR_2_MISO_MO-IL | PJM_ROR | MISO_MO-IL | Internal | Summer | B2 | 25 | 1111 | 0 | 111.53 | 109.53 | 2 | 0
2025 | PJM_ROR_2_MISO_MO-IL | PJM_ROR | MISO_MO-IL | Internal | Summer | B3 | 75 | 1111 | 0 | 109.27 | 108.85 | 2 | 0
2025 | PJM_ROR_2_MISO_MO-IL | PJM_ROR | MISO_MO-IL | Internal | Summer | B4 | 100 | 1111 | 0 | 109.27 | 107.27 | 2 | 0
2025 | PJM_ROR_2_MISO_MO-IL | PJM_ROR | MISO_MO-IL | Internal | Summer | B5 | 200 | 1111 | 0 | 100.11 | 98.12 | 2 | 0
2025 | PJM_ROR_2_MISO_MO-IL | PJM_ROR | MISO_MO-IL | Internal | Summer | B6 | 300 | 1111 | 0 | 84.29 | 82.29 | 2 | 0
2025 | PJM_ROR_2_MISO_MO-IL | PJM_ROR | MISO_MO-IL | Internal | Summer | B7 | 400 | 1111 | 0 | 79.8 | 77.8 | 2 | 0
2025 | PJM_ROR_2_MISO_MO-IL | PJM_ROR | MISO_MO-IL | Internal | Summer | B8 | 500 | 1111 | 0 | 72.91 | 70.92 | 2 | 0
2025 | PJM_ROR_2_MISO_MO-IL | PJM_ROR | MISO_MO-IL | Internal | Summer | B9 | 800 | 1111 | 0 | 68.39 | 66.39 | 2 | 0
2025 | PJM_ROR_2_MISO_MO-IL | PJM_ROR | MISO_MO-IL | Internal | Summer | B10 | 1262 | 1111 | 0 | 61.44 | 59.44 | 2 | 0
2025 | PJM_ROR_2_MISO_MO-IL | PJM_ROR | MISO_MO-IL | Internal | Winter | B16 | 25 | 1111 | 0 | 96.38 | 80.8 | 2 | 0
2025 | PJM_ROR_2_MISO_MO-IL | PJM_ROR | MISO_MO-IL | Internal | Winter | B17 | 100 | 1111 | 0 | 82.69 | 75.88 | 2 | 0
2025 | PJM_ROR_2_MISO_MO-IL | PJM_ROR | MISO_MO-IL | Internal | Winter | B18 | 400 | 1111 | 0 | 79.97 | 75.4 | 2 | 0
2025 | PJM_ROR_2_MISO_MO-IL | PJM_ROR | MISO_MO-IL | Internal | Winter | B19 | 700 | 1111 | 0 | 75.56 | 73.56 | 2 | 0
2025 | PJM_ROR_2_MISO_MO-IL | PJM_ROR | MISO_MO-IL | Internal | Winter | B20 | 935 | 1111 | 0 | 70.5 | 67.02 | 2 | 0
2025 | PJM_ROR_2_MISO_W | PJM_ROR | MISO_W | Internal | Shoulder | B11 | 25 | 709 | 0 | 83.98 | 76.97 | 2 | 0
2025 | PJM_ROR_2_MISO_W | PJM_ROR | MISO_W | Internal | Shoulder | B12 | 200 | 709 | 0 | 77.9 | 67.41 | 2 | 0
2025 | PJM_ROR_2_MISO_W | PJM_ROR | MISO_W | Internal | Shoulder | B13 | 600 | 709 | 0 | 75.47 | 67.39 | 2 | 0
2025 | PJM_ROR_2_MISO_W | PJM_ROR | MISO_W | Internal | Shoulder | B14 | 900 | 709 | 0 | 73.66 | 56.39 | 2 | 0
2025 | PJM_ROR_2_MISO_W | PJM_ROR | MISO_W | Internal | Shoulder | B15 | 1203 | 709 | 0 | 67.73 | 54.38 | 2 | 0
2025 | PJM_ROR_2_MISO_W | PJM_ROR | MISO_W | Internal | Summer | B1 | 10 | 709 | 0 | 115.34 | 113.33 | 2 | 0
2025 | PJM_ROR_2_MISO_W | PJM_ROR | MISO_W | Internal | Summer | B2 | 25 | 709 | 0 | 111.53 | 109.52 | 2 | 0
2025 | PJM_ROR_2_MISO_W | PJM_ROR | MISO_W | Internal | Summer | B3 | 75 | 709 | 0 | 109.27 | 108.84 | 2 | 0
2025 | PJM_ROR_2_MISO_W | PJM_ROR | MISO_W | Internal | Summer | B4 | 100 | 709 | 0 | 109.27 | 107.26 | 2 | 0
2025 | PJM_ROR_2_MISO_W | PJM_ROR | MISO_W | Internal | Summer | B5 | 200 | 709 | 0 | 100.11 | 98.11 | 2 | 0
2025 | PJM_ROR_2_MISO_W | PJM_ROR | MISO_W | Internal | Summer | B6 | 300 | 709 | 0 | 84.29 | 82.28 | 2 | 0
2025 | PJM_ROR_2_MISO_W | PJM_ROR | MISO_W | Internal | Summer | B7 | 400 | 709 | 0 | 79.8 | 77.56 | 2 | 0
2025 | PJM_ROR_2_MISO_W | PJM_ROR | MISO_W | Internal | Summer | B8 | 500 | 709 | 0 | 72.91 | 65.98 | 2 | 0
2025 | PJM_ROR_2_MISO_W | PJM_ROR | MISO_W | Internal | Summer | B9 | 800 | 709 | 0 | 68.39 | 65.95 | 2 | 0
2025 | PJM_ROR_2_MISO_W | PJM_ROR | MISO_W | Internal | Summer | B10 | 1262 | 709 | 0 | 61.44 | 57.5 | 2 | 0
2025 | PJM_ROR_2_MISO_W | PJM_ROR | MISO_W | Internal | Winter | B16 | 25 | 709 | 0 | 96.38 | 63.17 | 2 | 0
2025 | PJM_ROR_2_MISO_W | PJM_ROR | MISO_W | Internal | Winter | B17 | 100 | 709 | 0 | 82.69 | 63.88 | 2 | 0
2025 | PJM_ROR_2_MISO_W | PJM_ROR | MISO_W | Internal | Winter | B18 | 400 | 709 | 0 | 79.97 | 68.55 | 2 | 0
2025 | PJM_ROR_2_MISO_W | PJM_ROR | MISO_W | Internal | Winter | B19 | 700 | 709 | 0 | 75.56 | 68.55 | 2 | 0
2025 | PJM_ROR_2_MISO_W | PJM_ROR | MISO_W | Internal | Winter | B20 | 935 | 709 | 0 | 70.5 | 57.3 | 2 | 0
2025 | PJM_ROR_2_MISO_WUMS | PJM_ROR | MISO_WUMS | Internal | Shoulder | B11 | 25 | 1467 | 0 | 83.98 | 76.96 | 2 | 0
2025 | PJM_ROR_2_MISO_WUMS | PJM_ROR | MISO_WUMS | Internal | Shoulder | B12 | 200 | 1467 | 0 | 77.9 | 67.4 | 2 | 0
2025 | PJM_ROR_2_MISO_WUMS | PJM_ROR | MISO_WUMS | Internal | Shoulder | B13 | 600 | 1467 | 0 | 75.47 | 67.4 | 2 | 0
2025 | PJM_ROR_2_MISO_WUMS | PJM_ROR | MISO_WUMS | Internal | Shoulder | B14 | 900 | 1467 | 0 | 73.66 | 67.28 | 2 | 0
2025 | PJM_ROR_2_MISO_WUMS | PJM_ROR | MISO_WUMS | Internal | Shoulder | B15 | 1203 | 1467 | 0 | 67.73 | 58.73 | 2 | 0
2025 | PJM_ROR_2_MISO_WUMS | PJM_ROR | MISO_WUMS | Internal | Summer | B1 | 10 | 1467 | 0 | 115.34 | 113.33 | 2 | 0
2025 | PJM_ROR_2_MISO_WUMS | PJM_ROR | MISO_WUMS | Internal | Summer | B2 | 25 | 1467 | 0 | 111.53 | 109.52 | 2 | 0
2025 | PJM_ROR_2_MISO_WUMS | PJM_ROR | MISO_WUMS | Internal | Summer | B3 | 75 | 1467 | 0 | 109.27 | 107.27 | 2 | 0
2025 | PJM_ROR_2_MISO_WUMS | PJM_ROR | MISO_WUMS | Internal | Summer | B4 | 100 | 1467 | 0 | 109.27 | 107.25 | 2 | 0
2025 | PJM_ROR_2_MISO_WUMS | PJM_ROR | MISO_WUMS | Internal | Summer | B5 | 200 | 1467 | 0 | 100.11 | 89.05 | 2 | 0
2025 | PJM_ROR_2_MISO_WUMS | PJM_ROR | MISO_WUMS | Internal | Summer | B6 | 300 | 1467 | 0 | 84.29 | 81.91 | 2 | 0
2025 | PJM_ROR_2_MISO_WUMS | PJM_ROR | MISO_WUMS | Internal | Summer | B7 | 400 | 1467 | 0 | 79.8 | 77.55 | 2 | 0
2025 | PJM_ROR_2_MISO_WUMS | PJM_ROR | MISO_WUMS | Internal | Summer | B8 | 500 | 1467 | 0 | 72.91 | 65.96 | 2 | 0
2025 | PJM_ROR_2_MISO_WUMS | PJM_ROR | MISO_WUMS | Internal | Summer | B9 | 800 | 1467 | 0 | 68.39 | 65.96 | 2 | 0
2025 | PJM_ROR_2_MISO_WUMS | PJM_ROR | MISO_WUMS | Internal | Summer | B10 | 1262 | 1467 | 0 | 61.44 | 57.51 | 2 | 0
2025 | PJM_ROR_2_MISO_WUMS | PJM_ROR | MISO_WUMS | Internal | Winter | B16 | 25 | 1467 | 0 | 96.38 | 70.17 | 2 | 0
2025 | PJM_ROR_2_MISO_WUMS | PJM_ROR | MISO_WUMS | Internal | Winter | B17 | 100 | 1467 | 0 | 82.69 | 70.17 | 2 | 0
2025 | PJM_ROR_2_MISO_WUMS | PJM_ROR | MISO_WUMS | Internal | Winter | B18 | 400 | 1467 | 0 | 79.97 | 70.17 | 2 | 0
2025 | PJM_ROR_2_MISO_WUMS | PJM_ROR | MISO_WUMS | Internal | Winter | B19 | 700 | 1467 | 0 | 75.56 | 70.17 | 2 | 0
2025 | PJM_ROR_2_MISO_WUMS | PJM_ROR | MISO_WUMS | Internal | Winter | B20 | 935 | 1467 | 0 | 70.5 | 61.09 | 2 | 0
2025 | PJM_ROR_2_PJM_ROM | PJM_ROR | PJM_ROM | Internal | Shoulder | B11 | 25 | 8000 | 27.54 | 83.98 | 83.99 | 0.01 | 0
2025 | PJM_ROR_2_PJM_ROM | PJM_ROR | PJM_ROM | Internal | Shoulder | B12 | 200 | 8000 | 10 | 77.9 | 77.91 | 0.01 | 0
2025 | PJM_ROR_2_PJM_ROM | PJM_ROR | PJM_ROM | Internal | Shoulder | B13 | 600 | 8000 | 0 | 75.47 | 75.46 | 0.01 | 0
2025 | PJM_ROR_2_PJM_ROM | PJM_ROR | PJM_ROM | Internal | Shoulder | B14 | 900 | 8000 | 3805.08 | 73.66 | 73.68 | 0.01 | 0
2025 | PJM_ROR_2_PJM_ROM | PJM_ROR | PJM_ROM | Internal | Shoulder | B15 | 1203 | 8000 | 5715.36 | 67.73 | 67.75 | 0.01 | 0
2025 | PJM_ROR_2_PJM_ROM | PJM_ROR | PJM_ROM | Internal | Summer | B1 | 10 | 8000 | 8000 | 115.34 | 152.33 | 0.01 | 36.98
2025 | PJM_ROR_2_PJM_ROM | PJM_ROR | PJM_ROM | Internal | Summer | B2 | 25 | 8000 | 8000 | 111.53 | 128.68 | 0.01 | 17.14
2025 | PJM_ROR_2_PJM_ROM | PJM_ROR | PJM_ROM | Internal | Summer | B3 | 75 | 8000 | 4074.27 | 109.27 | 109.28 | 0.01 | 0
2025 | PJM_ROR_2_PJM_ROM | PJM_ROR | PJM_ROM | Internal | Summer | B4 | 100 | 8000 | 1149.17 | 109.27 | 109.28 | 0.01 | 0
2025 | PJM_ROR_2_PJM_ROM | PJM_ROR | PJM_ROM | Internal | Summer | B5 | 200 | 8000 | 1887.27 | 100.11 | 100.12 | 0.01 | 0
2025 | PJM_ROR_2_PJM_ROM | PJM_ROR | PJM_ROM | Internal | Summer | B6 | 300 | 8000 | 3006.23 | 84.29 | 84.3 | 0.01 | 0
2025 | PJM_ROR_2_PJM_ROM | PJM_ROR | PJM_ROM | Internal | Summer | B7 | 400 | 8000 | 513.96 | 79.8 | 79.81 | 0.01 | 0
2025 | PJM_ROR_2_PJM_ROM | PJM_ROR | PJM_ROM | Internal | Summer | B8 | 500 | 8000 | 1888.63 | 72.91 | 72.93 | 0.01 | 0
2025 | PJM_ROR_2_PJM_ROM | PJM_ROR | PJM_ROM | Internal | Summer | B9 | 800 | 8000 | 2945.21 | 68.39 | 68.4 | 0.01 | 0
2025 | PJM_ROR_2_PJM_ROM | PJM_ROR | PJM_ROM | Internal | Summer | B10 | 1262 | 8000 | 5057.34 | 61.44 | 61.45 | 0.01 | 0
2025 | PJM_ROR_2_PJM_ROM | PJM_ROR | PJM_ROM | Internal | Winter | B16 | 25 | 8000 | 4093.36 | 96.38 | 96.39 | 0.01 | 0
2025 | PJM_ROR_2_PJM_ROM | PJM_ROR | PJM_ROM | Internal | Winter | B17 | 100 | 8000 | 5353.92 | 82.69 | 82.71 | 0.01 | 0
2025 | PJM_ROR_2_PJM_ROM | PJM_ROR | PJM_ROM | Internal | Winter | B18 | 400 | 8000 | 5273.16 | 79.97 | 79.98 | 0.01 | 0
2025 | PJM_ROR_2_PJM_ROM | PJM_ROR | PJM_ROM | Internal | Winter | B19 | 700 | 8000 | 6187.78 | 75.56 | 75.57 | 0.01 | 0
2025 | PJM_ROR_2_PJM_ROM | PJM_ROR | PJM_ROM | Internal | Winter | B20 | 935 | 8000 | 5992.68 | 70.5 | 70.52 | 0.01 | 0
2025 | PJM_ROR_2_TVA_Transmission | PJM_ROR | TVA_Transmission | Internal | Shoulder | B11 | 25 | 2500 | 586.76 | 83.98 | 89.98 | 6 | 0
2025 | PJM_ROR_2_TVA_Transmission | PJM_ROR | TVA_Transmission | Internal | Shoulder | B12 | 200 | 2500 | 0 | 77.9 | 78.79 | 6 | 0
2025 | PJM_ROR_2_TVA_Transmission | PJM_ROR | TVA_Transmission | Internal | Shoulder | B13 | 600 | 2500 | 0 | 75.47 | 76.74 | 6 | 0
2025 | PJM_ROR_2_TVA_Transmission | PJM_ROR | TVA_Transmission | Internal | Shoulder | B14 | 900 | 2500 | 0 | 73.66 | 75.06 | 6 | 0
2025 | PJM_ROR_2_TVA_Transmission | PJM_ROR | TVA_Transmission | Internal | Shoulder | B15 | 1203 | 2500 | 0 | 67.73 | 72.15 | 6 | 0
2025 | PJM_ROR_2_TVA_Transmission | PJM_ROR | TVA_Transmission | Internal | Summer | B1 | 10 | 2500 | 1119.78 | 115.34 | 121.34 | 6 | 0
2025 | PJM_ROR_2_TVA_Transmission | PJM_ROR | TVA_Transmission | Internal | Summer | B2 | 25 | 2500 | 1510.99 | 111.53 | 117.53 | 6 | 0
2025 | PJM_ROR_2_TVA_Transmission | PJM_ROR | TVA_Transmission | Internal | Summer | B3 | 75 | 2500 | 1768.27 | 109.27 | 115.27 | 6 | 0
2025 | PJM_ROR_2_TVA_Transmission | PJM_ROR | TVA_Transmission | Internal | Summer | B4 | 100 | 2500 | 810.92 | 109.27 | 115.27 | 6 | 0
2025 | PJM_ROR_2_TVA_Transmission | PJM_ROR | TVA_Transmission | Internal | Summer | B5 | 200 | 2500 | 1416.91 | 100.11 | 106.11 | 6 | 0
2025 | PJM_ROR_2_TVA_Transmission | PJM_ROR | TVA_Transmission | Internal | Summer | B6 | 300 | 2500 | 0 | 84.29 | 89.05 | 6 | 0
2025 | PJM_ROR_2_TVA_Transmission | PJM_ROR | TVA_Transmission | Internal | Summer | B7 | 400 | 2500 | 0 | 79.8 | 84.45 | 6 | 0
2025 | PJM_ROR_2_TVA_Transmission | PJM_ROR | TVA_Transmission | Internal | Summer | B8 | 500 | 2500 | 0 | 72.91 | 75.47 | 6 | 0
2025 | PJM_ROR_2_TVA_Transmission | PJM_ROR | TVA_Transmission | Internal | Summer | B9 | 800 | 2500 | 0 | 68.39 | 71.09 | 6 | 0
2025 | PJM_ROR_2_TVA_Transmission | PJM_ROR | TVA_Transmission | Internal | Summer | B10 | 1262 | 2500 | 0 | 61.44 | 65.27 | 6 | 0
2025 | PJM_ROR_2_TVA_Transmission | PJM_ROR | TVA_Transmission | Internal | Winter | B16 | 25 | 2500 | 0 | 96.38 | 88.8 | 6 | 0
2025 | PJM_ROR_2_TVA_Transmission | PJM_ROR | TVA_Transmission | Internal | Winter | B17 | 100 | 2500 | 0 | 82.69 | 81.55 | 6 | 0
2025 | PJM_ROR_2_TVA_Transmission | PJM_ROR | TVA_Transmission | Internal | Winter | B18 | 400 | 2500 | 0 | 79.97 | 79.5 | 6 | 0
2025 | PJM_ROR_2_TVA_Transmission | PJM_ROR | TVA_Transmission | Internal | Winter | B19 | 700 | 2500 | 0 | 75.56 | 77.69 | 6 | 0
2025 | PJM_ROR_2_TVA_Transmission | PJM_ROR | TVA_Transmission | Internal | Winter | B20 | 935 | 2500 | 0 | 70.5 | 75.02 | 6 | 0
2025 | PJM_ROR_2_VACAR | PJM_ROR | VACAR | Internal | Shoulder | B11 | 25 | 3000 | 3000 | 83.98 | 90.73 | 6 | 0.75
2025 | PJM_ROR_2_VACAR | PJM_ROR | VACAR | Internal | Shoulder | B12 | 200 | 3000 | 954.13 | 77.9 | 83.9 | 6 | 0
2025 | PJM_ROR_2_VACAR | PJM_ROR | VACAR | Internal | Shoulder | B13 | 600 | 3000 | 0 | 75.47 | 80.03 | 6 | 0
2025 | PJM_ROR_2_VACAR | PJM_ROR | VACAR | Internal | Shoulder | B14 | 900 | 3000 | 0 | 73.66 | 76.26 | 6 | 0
2025 | PJM_ROR_2_VACAR | PJM_ROR | VACAR | Internal | Shoulder | B15 | 1203 | 3000 | 0 | 67.73 | 66.27 | 6 | 0
2025 | PJM_ROR_2_VACAR | PJM_ROR | VACAR | Internal | Summer | B1 | 10 | 3000 | 1854.15 | 115.34 | 121.34 | 6 | 0
2025 | PJM_ROR_2_VACAR | PJM_ROR | VACAR | Internal | Summer | B2 | 25 | 3000 | 3000 | 111.53 | 121.06 | 6 | 3.53
2025 | PJM_ROR_2_VACAR | PJM_ROR | VACAR | Internal | Summer | B3 | 75 | 3000 | 3000 | 109.27 | 121.06 | 6 | 5.79
2025 | PJM_ROR_2_VACAR | PJM_ROR | VACAR | Internal | Summer | B4 | 100 | 3000 | 3000 | 109.27 | 121.06 | 6 | 5.79
2025 | PJM_ROR_2_VACAR | PJM_ROR | VACAR | Internal | Summer | B5 | 200 | 3000 | 3000 | 100.11 | 108.11 | 6 | 2
2025 | PJM_ROR_2_VACAR | PJM_ROR | VACAR | Internal | Summer | B6 | 300 | 3000 | 3000 | 84.29 | 90.33 | 6 | 0.04
2025 | PJM_ROR_2_VACAR | PJM_ROR | VACAR | Internal | Summer | B7 | 400 | 3000 | 2242.39 | 79.8 | 85.8 | 6 | 0
2025 | PJM_ROR_2_VACAR | PJM_ROR | VACAR | Internal | Summer | B8 | 500 | 3000 | 358.71 | 72.91 | 78.91 | 6 | 0
2025 | PJM_ROR_2_VACAR | PJM_ROR | VACAR | Internal | Summer | B9 | 800 | 3000 | 0 | 68.39 | 64.45 | 6 | 0
2025 | PJM_ROR_2_VACAR | PJM_ROR | VACAR | Internal | Summer | B10 | 1262 | 3000 | 0 | 61.44 | 64.45 | 6 | 0
2025 | PJM_ROR_2_VACAR | PJM_ROR | VACAR | Internal | Winter | B16 | 25 | 3000 | 3000 | 96.38 | 107.8 | 6 | 5.42
2025 | PJM_ROR_2_VACAR | PJM_ROR | VACAR | Internal | Winter | B17 | 100 | 3000 | 1237.55 | 82.69 | 88.69 | 6 | 0
2025 | PJM_ROR_2_VACAR | PJM_ROR | VACAR | Internal | Winter | B18 | 400 | 3000 | 0 | 79.97 | 84.1 | 6 | 0
2025 | PJM_ROR_2_VACAR | PJM_ROR | VACAR | Internal | Winter | B19 | 700 | 3000 | 0 | 75.56 | 81.03 | 6 | 0
2025 | PJM_ROR_2_VACAR | PJM_ROR | VACAR | Internal | Winter | B20 | 935 | 3000 | 0 | 70.5 | 70.33 | 6 | 0
2025 | PJM_ROM_2_NYISO_A-F | PJM_ROM | NYISO_A-F | Internal | Shoulder | B11 | 25 | 2000 | 0 | 83.99 | 68.74 | 6 | 0
2025 | PJM_ROM_2_NYISO_A-F | PJM_ROM | NYISO_A-F | Internal | Shoulder | B12 | 200 | 2000 | 0 | 77.91 | 68.74 | 6 | 0
2025 | PJM_ROM_2_NYISO_A-F | PJM_ROM | NYISO_A-F | Internal | Shoulder | B13 | 600 | 2000 | 0 | 75.46 | 67.43 | 6 | 0
2025 | PJM_ROM_2_NYISO_A-F | PJM_ROM | NYISO_A-F | Internal | Shoulder | B14 | 900 | 2000 | 0 | 73.68 | 66.17 | 6 | 0
2025 | PJM_ROM_2_NYISO_A-F | PJM_ROM | NYISO_A-F | Internal | Shoulder | B15 | 1203 | 2000 | 0 | 67.75 | 66.17 | 6 | 0
2025 | PJM_ROM_2_NYISO_A-F | PJM_ROM | NYISO_A-F | Internal | Summer | B1 | 10 | 2000 | 0 | 152.33 | 88.26 | 6 | 0
2025 | PJM_ROM_2_NYISO_A-F | PJM_ROM | NYISO_A-F | Internal | Summer | B2 | 25 | 2000 | 0 | 128.68 | 93.3 | 6 | 0
2025 | PJM_ROM_2_NYISO_A-F | PJM_ROM | NYISO_A-F | Internal | Summer | B3 | 75 | 2000 | 0 | 109.28 | 88.26 | 6 | 0
2025 | PJM_ROM_2_NYISO_A-F | PJM_ROM | NYISO_A-F | Internal | Summer | B4 | 100 | 2000 | 0 | 109.28 | 88.26 | 6 | 0
2025 | PJM_ROM_2_NYISO_A-F | PJM_ROM | NYISO_A-F | Internal | Summer | B5 | 200 | 2000 | 0 | 100.12 | 67.45 | 6 | 0
2025 | PJM_ROM_2_NYISO_A-F | PJM_ROM | NYISO_A-F | Internal | Summer | B6 | 300 | 2000 | 0 | 84.3 | 67.45 | 6 | 0
2025 | PJM_ROM_2_NYISO_A-F | PJM_ROM | NYISO_A-F | Internal | Summer | B7 | 400 | 2000 | 0 | 79.81 | 67.45 | 6 | 0
2025 | PJM_ROM_2_NYISO_A-F | PJM_ROM | NYISO_A-F | Internal | Summer | B8 | 500 | 2000 | 0 | 72.93 | 64.93 | 6 | 0
2025 | PJM_ROM_2_NYISO_A-F | PJM_ROM | NYISO_A-F | Internal | Summer | B9 | 800 | 2000 | 0 | 68.4 | 64.41 | 6 | 0
2025 | PJM_ROM_2_NYISO_A-F | PJM_ROM | NYISO_A-F | Internal | Summer | B10 | 1262 | 2000 | 0 | 61.45 | 64.41 | 6 | 0
2025 | PJM_ROM_2_NYISO_A-F | PJM_ROM | NYISO_A-F | Internal | Winter | B16 | 25 | 2000 | 0 | 96.39 | 71.29 | 6 | 0
2025 | PJM_ROM_2_NYISO_A-F | PJM_ROM | NYISO_A-F | Internal | Winter | B17 | 100 | 2000 | 0 | 82.71 | 71.29 | 6 | 0
2025 | PJM_ROM_2_NYISO_A-F | PJM_ROM | NYISO_A-F | Internal | Winter | B18 | 400 | 2000 | 0 | 79.98 | 71.29 | 6 | 0
2025 | PJM_ROM_2_NYISO_A-F | PJM_ROM | NYISO_A-F | Internal | Winter | B19 | 700 | 2000 | 0 | 75.57 | 69.66 | 6 | 0
2025 | PJM_ROM_2_NYISO_A-F | PJM_ROM | NYISO_A-F | Internal | Winter | B20 | 935 | 2000 | 0 | 70.52 | 69.66 | 6 | 0
2025 | PJM_ROM_2_PJM_E | PJM_ROM | PJM_E | Internal | Shoulder | B11 | 25 | 8000 | 0 | 83.99 | 83.98 | 0.01 | 0
2025 | PJM_ROM_2_PJM_E | PJM_ROM | PJM_E | Internal | Shoulder | B12 | 200 | 8000 | 0 | 77.91 | 77.9 | 0.01 | 0
2025 | PJM_ROM_2_PJM_E | PJM_ROM | PJM_E | Internal | Shoulder | B13 | 600 | 8000 | 0 | 75.46 | 75.44 | 0.01 | 0
2025 | PJM_ROM_2_PJM_E | PJM_ROM | PJM_E | Internal | Shoulder | B14 | 900 | 8000 | 0 | 73.68 | 73.66 | 0.01 | 0
2025 | PJM_ROM_2_PJM_E | PJM_ROM | PJM_E | Internal | Shoulder | B15 | 1203 | 8000 | 0 | 67.75 | 67.73 | 0.01 | 0
2025 | PJM_ROM_2_PJM_E | PJM_ROM | PJM_E | Internal | Summer | B1 | 10 | 8000 | 620.8 | 152.33 | 152.35 | 0.01 | 0
2025 | PJM_ROM_2_PJM_E | PJM_ROM | PJM_E | Internal | Summer | B2 | 25 | 8000 | 801.73 | 128.68 | 128.69 | 0.01 | 0
2025 | PJM_ROM_2_PJM_E | PJM_ROM | PJM_E | Internal | Summer | B3 | 75 | 8000 | 0 | 109.28 | 109.27 | 0.01 | 0
2025 | PJM_ROM_2_PJM_E | PJM_ROM | PJM_E | Internal | Summer | B4 | 100 | 8000 | 0 | 109.28 | 109.27 | 0.01 | 0
2025 | PJM_ROM_2_PJM_E | PJM_ROM | PJM_E | Internal | Summer | B5 | 200 | 8000 | 0 | 100.12 | 100.11 | 0.01 | 0
2025 | PJM_ROM_2_PJM_E | PJM_ROM | PJM_E | Internal | Summer | B6 | 300 | 8000 | 0 | 84.3 | 84.29 | 0.01 | 0
2025 | PJM_ROM_2_PJM_E | PJM_ROM | PJM_E | Internal | Summer | B7 | 400 | 8000 | 0 | 79.81 | 79.8 | 0.01 | 0
2025 | PJM_ROM_2_PJM_E | PJM_ROM | PJM_E | Internal | Summer | B8 | 500 | 8000 | 0 | 72.93 | 72.91 | 0.01 | 0
2025 | PJM_ROM_2_PJM_E | PJM_ROM | PJM_E | Internal | Summer | B9 | 800 | 8000 | 0 | 68.4 | 68.39 | 0.01 | 0
2025 | PJM_ROM_2_PJM_E | PJM_ROM | PJM_E | Internal | Summer | B10 | 1262 | 8000 | 0 | 61.45 | 61.44 | 0.01 | 0
2025 | PJM_ROM_2_PJM_E | PJM_ROM | PJM_E | Internal | Winter | B16 | 25 | 8000 | 0 | 96.39 | 96.38 | 0.01 | 0
2025 | PJM_ROM_2_PJM_E | PJM_ROM | PJM_E | Internal | Winter | B17 | 100 | 8000 | 0 | 82.71 | 82.69 | 0.01 | 0
2025 | PJM_ROM_2_PJM_E | PJM_ROM | PJM_E | Internal | Winter | B18 | 400 | 8000 | 0 | 79.98 | 79.97 | 0.01 | 0
2025 | PJM_ROM_2_PJM_E | PJM_ROM | PJM_E | Internal | Winter | B19 | 700 | 8000 | 0 | 75.57 | 75.56 | 0.01 | 0
2025 | PJM_ROM_2_PJM_E | PJM_ROM | PJM_E | Internal | Winter | B20 | 935 | 8000 | 0 | 70.52 | 70.5 | 0.01 | 0
2025 | PJM_ROM_2_PJM_ROR | PJM_ROM | PJM_ROR | Internal | Shoulder | B11 | 25 | 8000 | 0 | 83.99 | 83.98 | 0.01 | 0
2025 | PJM_ROM_2_PJM_ROR | PJM_ROM | PJM_ROR | Internal | Shoulder | B12 | 200 | 8000 | 0 | 77.91 | 77.9 | 0.01 | 0
2025 | PJM_ROM_2_PJM_ROR | PJM_ROM | PJM_ROR | Internal | Shoulder | B13 | 600 | 8000 | 620.58 | 75.46 | 75.47 | 0.01 | 0
2025 | PJM_ROM_2_PJM_ROR | PJM_ROM | PJM_ROR | Internal | Shoulder | B14 | 900 | 8000 | 0 | 73.68 | 73.66 | 0.01 | 0
2025 | PJM_ROM_2_PJM_ROR | PJM_ROM | PJM_ROR | Internal | Shoulder | B15 | 1203 | 8000 | 0 | 67.75 | 67.73 | 0.01 | 0
2025 | PJM_ROM_2_PJM_ROR | PJM_ROM | PJM_ROR | Internal | Summer | B1 | 10 | 8000 | 0 | 152.33 | 115.34 | 0.01 | 0
2025 | PJM_ROM_2_PJM_ROR | PJM_ROM | PJM_ROR | Internal | Summer | B2 | 25 | 8000 | 0 | 128.68 | 111.53 | 0.01 | 0
2025 | PJM_ROM_2_PJM_ROR | PJM_ROM | PJM_ROR | Internal | Summer | B3 | 75 | 8000 | 0 | 109.28 | 109.27 | 0.01 | 0
2025 | PJM_ROM_2_PJM_ROR | PJM_ROM | PJM_ROR | Internal | Summer | B4 | 100 | 8000 | 0 | 109.28 | 109.27 | 0.01 | 0
2025 | PJM_ROM_2_PJM_ROR | PJM_ROM | PJM_ROR | Internal | Summer | B5 | 200 | 8000 | 0 | 100.12 | 100.11 | 0.01 | 0
2025 | PJM_ROM_2_PJM_ROR | PJM_ROM | PJM_ROR | Internal | Summer | B6 | 300 | 8000 | 0 | 84.3 | 84.29 | 0.01 | 0
2025 | PJM_ROM_2_PJM_ROR | PJM_ROM | PJM_ROR | Internal | Summer | B7 | 400 | 8000 | 0 | 79.81 | 79.8 | 0.01 | 0
2025 | PJM_ROM_2_PJM_ROR | PJM_ROM | PJM_ROR | Internal | Summer | B8 | 500 | 8000 | 0 | 72.93 | 72.91 | 0.01 | 0
2025 | PJM_ROM_2_PJM_ROR | PJM_ROM | PJM_ROR | Internal | Summer | B9 | 800 | 8000 | 0 | 68.4 | 68.39 | 0.01 | 0
2025 | PJM_ROM_2_PJM_ROR | PJM_ROM | PJM_ROR | Internal | Summer | B10 | 1262 | 8000 | 0 | 61.45 | 61.44 | 0.01 | 0
2025 | PJM_ROM_2_PJM_ROR | PJM_ROM | PJM_ROR | Internal | Winter | B16 | 25 | 8000 | 0 | 96.39 | 96.38 | 0.01 | 0
2025 | PJM_ROM_2_PJM_ROR | PJM_ROM | PJM_ROR | Internal | Winter | B17 | 100 | 8000 | 0 | 82.71 | 82.69 | 0.01 | 0
2025 | PJM_ROM_2_PJM_ROR | PJM_ROM | PJM_ROR | Internal | Winter | B18 | 400 | 8000 | 0 | 79.98 | 79.97 | 0.01 | 0
2025 | PJM_ROM_2_PJM_ROR | PJM_ROM | PJM_ROR | Internal | Winter | B19 | 700 | 8000 | 0 | 75.57 | 75.56 | 0.01 | 0
2025 | PJM_ROM_2_PJM_ROR | PJM_ROM | PJM_ROR | Internal | Winter | B20 | 935 | 8000 | 0 | 70.52 | 70.5 | 0.01 | 0
2025 | SOCO_2_ENT | SOCO | ENT | Internal | Shoulder | B11 | 25 | 2400 | 0 | 98.98 | 81.98 | 10 | 0
2025 | SOCO_2_ENT | SOCO | ENT | Internal | Shoulder | B12 | 200 | 2400 | 0 | 75.26 | 73.68 | 10 | 0
2025 | SOCO_2_ENT | SOCO | ENT | Internal | Shoulder | B13 | 600 | 2400 | 0 | 72.62 | 73.14 | 10 | 0
2025 | SOCO_2_ENT | SOCO | ENT | Internal | Shoulder | B14 | 900 | 2400 | 0 | 72.62 | 70.69 | 10 | 0
2025 | SOCO_2_ENT | SOCO | ENT | Internal | Shoulder | B15 | 1203 | 2400 | 0 | 72.62 | 70.69 | 10 | 0
2025 | SOCO_2_ENT | SOCO | ENT | Internal | Summer | B1 | 10 | 2400 | 0 | 125.69 | 117.69 | 10 | 0
2025 | SOCO_2_ENT | SOCO | ENT | Internal | Summer | B2 | 25 | 2400 | 0 | 120.44 | 113.83 | 10 | 0
2025 | SOCO_2_ENT | SOCO | ENT | Internal | Summer | B3 | 75 | 2400 | 0 | 118.57 | 110.57 | 10 | 0
2025 | SOCO_2_ENT | SOCO | ENT | Internal | Summer | B4 | 100 | 2400 | 0 | 118.06 | 110.06 | 10 | 0
2025 | SOCO_2_ENT | SOCO | ENT | Internal | Summer | B5 | 200 | 2400 | 0 | 115.11 | 105.22 | 10 | 0
2025 | SOCO_2_ENT | SOCO | ENT | Internal | Summer | B6 | 300 | 2400 | 0 | 97.33 | 89.33 | 10 | 0
2025 | SOCO_2_ENT | SOCO | ENT | Internal | Summer | B7 | 400 | 2400 | 0 | 92.8 | 80.34 | 10 | 0
2025 | SOCO_2_ENT | SOCO | ENT | Internal | Summer | B8 | 500 | 2400 | 0 | 80.16 | 72.16 | 10 | 0
2025 | SOCO_2_ENT | SOCO | ENT | Internal | Summer | B9 | 800 | 2400 | 0 | 71.45 | 71.63 | 10 | 0
2025 | SOCO_2_ENT | SOCO | ENT | Internal | Summer | B10 | 1262 | 2400 | 0 | 71.22 | 69.24 | 10 | 0
2025 | SOCO_2_ENT | SOCO | ENT | Internal | Winter | B16 | 25 | 2400 | 0 | 97.8 | 80.34 | 10 | 0
2025 | SOCO_2_ENT | SOCO | ENT | Internal | Winter | B17 | 100 | 2400 | 0 | 78.69 | 75.9 | 10 | 0
2025 | SOCO_2_ENT | SOCO | ENT | Internal | Winter | B18 | 400 | 2400 | 0 | 75.5 | 76.11 | 10 | 0
2025 | SOCO_2_ENT | SOCO | ENT | Internal | Winter | B19 | 700 | 2400 | 0 | 75.5 | 73.56 | 10 | 0
2025 | SOCO_2_ENT | SOCO | ENT | Internal | Winter | B20 | 935 | 2400 | 0 | 75.5 | 73.56 | 10 | 0
2025 | SOCO_2_FRCC | SOCO | FRCC | Internal | Shoulder | B11 | 25 | 3700 | 3454.32 | 98.98 | 108.98 | 10 | 0
2025 | SOCO_2_FRCC | SOCO | FRCC | Internal | Shoulder | B12 | 200 | 3700 | 0 | 75.26 | 81.24 | 10 | 0
2025 | SOCO_2_FRCC | SOCO | FRCC | Internal | Shoulder | B13 | 600 | 3700 | 0 | 72.62 | 79.47 | 10 | 0
2025 | SOCO_2_FRCC | SOCO | FRCC | Internal | Shoulder | B14 | 900 | 3700 | 0 | 72.62 | 77.85 | 10 | 0
2025 | SOCO_2_FRCC | SOCO | FRCC | Internal | Shoulder | B15 | 1203 | 3700 | 0 | 72.62 | 77.85 | 10 | 0
2025 | SOCO_2_FRCC | SOCO | FRCC | Internal | Summer | B1 | 10 | 3700 | 315.25 | 125.69 | 135.69 | 10 | 0
2025 | SOCO_2_FRCC | SOCO | FRCC | Internal | Summer | B2 | 25 | 3700 | 0 | 120.44 | 125.11 | 10 | 0
2025 | SOCO_2_FRCC | SOCO | FRCC | Internal | Summer | B3 | 75 | 3700 | 0 | 118.57 | 125.11 | 10 | 0
2025 | SOCO_2_FRCC | SOCO | FRCC | Internal | Summer | B4 | 100 | 3700 | 0 | 118.06 | 125.11 | 10 | 0
2025 | SOCO_2_FRCC | SOCO | FRCC | Internal | Summer | B5 | 200 | 3700 | 282.37 | 115.11 | 125.11 | 10 | 0
2025 | SOCO_2_FRCC | SOCO | FRCC | Internal | Summer | B6 | 300 | 3700 | 550.46 | 97.33 | 107.33 | 10 | 0
2025 | SOCO_2_FRCC | SOCO | FRCC | Internal | Summer | B7 | 400 | 3700 | 0 | 92.8 | 93.67 | 10 | 0
2025 | SOCO_2_FRCC | SOCO | FRCC | Internal | Summer | B8 | 500 | 3700 | 0 | 80.16 | 80.4 | 10 | 0
2025 | SOCO_2_FRCC | SOCO | FRCC | Internal | Summer | B9 | 800 | 3700 | 0 | 71.45 | 77.04 | 10 | 0
2025 | SOCO_2_FRCC | SOCO | FRCC | Internal | Summer | B10 | 1262 | 3700 | 0 | 71.22 | 77.04 | 10 | 0
2025 | SOCO_2_FRCC | SOCO | FRCC | Internal | Winter | B16 | 25 | 3700 | 0 | 97.8 | 106.41 | 10 | 0
2025 | SOCO_2_FRCC | SOCO | FRCC | Internal | Winter | B17 | 100 | 3700 | 0 | 78.69 | 83.81 | 10 | 0
2025 | SOCO_2_FRCC | SOCO | FRCC | Internal | Winter | B18 | 400 | 3700 | 0 | 75.5 | 80.3 | 10 | 0
2025 | SOCO_2_FRCC | SOCO | FRCC | Internal | Winter | B19 | 700 | 3700 | 0 | 75.5 | 80.3 | 10 | 0
2025 | SOCO_2_FRCC | SOCO | FRCC | Internal | Winter | B20 | 935 | 3700 | 0 | 75.5 | 80.3 | 10 | 0
2025 | SOCO_2_TVA_Transmission | SOCO | TVA_Transmission | Internal | Shoulder | B11 | 25 | 2600 | 0 | 98.98 | 89.98 | 10 | 0
2025 | SOCO_2_TVA_Transmission | SOCO | TVA_Transmission | Internal | Shoulder | B12 | 200 | 2600 | 0 | 75.26 | 78.79 | 10 | 0
2025 | SOCO_2_TVA_Transmission | SOCO | TVA_Transmission | Internal | Shoulder | B13 | 600 | 2600 | 0 | 72.62 | 76.74 | 10 | 0
2025 | SOCO_2_TVA_Transmission | SOCO | TVA_Transmission | Internal | Shoulder | B14 | 900 | 2600 | 0 | 72.62 | 75.06 | 10 | 0
2025 | SOCO_2_TVA_Transmission | SOCO | TVA_Transmission | Internal | Shoulder | B15 | 1203 | 2600 | 0 | 72.62 | 72.15 | 10 | 0
2025 | SOCO_2_TVA_Transmission | SOCO | TVA_Transmission | Internal | Summer | B1 | 10 | 2600 | 0 | 125.69 | 121.34 | 10 | 0
2025 | SOCO_2_TVA_Transmission | SOCO | TVA_Transmission | Internal | Summer | B2 | 25 | 2600 | 0 | 120.44 | 117.53 | 10 | 0
2025 | SOCO_2_TVA_Transmission | SOCO | TVA_Transmission | Internal | Summer | B3 | 75 | 2600 | 0 | 118.57 | 115.27 | 10 | 0
2025 | SOCO_2_TVA_Transmission | SOCO | TVA_Transmission | Internal | Summer | B4 | 100 | 2600 | 0 | 118.06 | 115.27 | 10 | 0
2025 | SOCO_2_TVA_Transmission | SOCO | TVA_Transmission | Internal | Summer | B5 | 200 | 2600 | 0 | 115.11 | 106.11 | 10 | 0
2025 | SOCO_2_TVA_Transmission | SOCO | TVA_Transmission | Internal | Summer | B6 | 300 | 2600 | 0 | 97.33 | 89.05 | 10 | 0
2025 | SOCO_2_TVA_Transmission | SOCO | TVA_Transmission | Internal | Summer | B7 | 400 | 2600 | 0 | 92.8 | 84.45 | 10 | 0
2025 | SOCO_2_TVA_Transmission | SOCO | TVA_Transmission | Internal | Summer | B8 | 500 | 2600 | 0 | 80.16 | 75.47 | 10 | 0
2025 | SOCO_2_TVA_Transmission | SOCO | TVA_Transmission | Internal | Summer | B9 | 800 | 2600 | 0 | 71.45 | 71.09 | 10 | 0
2025 | SOCO_2_TVA_Transmission | SOCO | TVA_Transmission | Internal | Summer | B10 | 1262 | 2600 | 0 | 71.22 | 65.27 | 10 | 0
2025 | SOCO_2_TVA_Transmission | SOCO | TVA_Transmission | Internal | Winter | B16 | 25 | 2600 | 0 | 97.8 | 88.8 | 10 | 0
2025 | SOCO_2_TVA_Transmission | SOCO | TVA_Transmission | Internal | Winter | B17 | 100 | 2600 | 0 | 78.69 | 81.55 | 10 | 0
2025 | SOCO_2_TVA_Transmission | SOCO | TVA_Transmission | Internal | Winter | B18 | 400 | 2600 | 0 | 75.5 | 79.5 | 10 | 0
2025 | SOCO_2_TVA_Transmission | SOCO | TVA_Transmission | Internal | Winter | B19 | 700 | 2600 | 0 | 75.5 | 77.69 | 10 | 0
2025 | SOCO_2_TVA_Transmission | SOCO | TVA_Transmission | Internal | Winter | B20 | 935 | 2600 | 0 | 75.5 | 75.02 | 10 | 0
2025 | SOCO_2_VACAR | SOCO | VACAR | Internal | Shoulder | B11 | 25 | 2000 | 0 | 98.98 | 90.73 | 10 | 0
2025 | SOCO_2_VACAR | SOCO | VACAR | Internal | Shoulder | B12 | 200 | 2000 | 0 | 75.26 | 83.9 | 10 | 0
2025 | SOCO_2_VACAR | SOCO | VACAR | Internal | Shoulder | B13 | 600 | 2000 | 0 | 72.62 | 80.03 | 10 | 0
2025 | SOCO_2_VACAR | SOCO | VACAR | Internal | Shoulder | B14 | 900 | 2000 | 0 | 72.62 | 76.26 | 10 | 0
2025 | SOCO_2_VACAR | SOCO | VACAR | Internal | Shoulder | B15 | 1203 | 2000 | 0 | 72.62 | 66.27 | 10 | 0
2025 | SOCO_2_VACAR | SOCO | VACAR | Internal | Summer | B1 | 10 | 2000 | 0 | 125.69 | 121.34 | 10 | 0
2025 | SOCO_2_VACAR | SOCO | VACAR | Internal | Summer | B2 | 25 | 2000 | 0 | 120.44 | 121.06 | 10 | 0
2025 | SOCO_2_VACAR | SOCO | VACAR | Internal | Summer | B3 | 75 | 2000 | 0 | 118.57 | 121.06 | 10 | 0
2025 | SOCO_2_VACAR | SOCO | VACAR | Internal | Summer | B4 | 100 | 2000 | 0 | 118.06 | 121.06 | 10 | 0
2025 | SOCO_2_VACAR | SOCO | VACAR | Internal | Summer | B5 | 200 | 2000 | 0 | 115.11 | 108.11 | 10 | 0
2025 | SOCO_2_VACAR | SOCO | VACAR | Internal | Summer | B6 | 300 | 2000 | 0 | 97.33 | 90.33 | 10 | 0
2025 | SOCO_2_VACAR | SOCO | VACAR | Internal | Summer | B7 | 400 | 2000 | 0 | 92.8 | 85.8 | 10 | 0
2025 | SOCO_2_VACAR | SOCO | VACAR | Internal | Summer | B8 | 500 | 2000 | 0 | 80.16 | 78.91 | 10 | 0
2025 | SOCO_2_VACAR | SOCO | VACAR | Internal | Summer | B9 | 800 | 2000 | 0 | 71.45 | 64.45 | 10 | 0
2025 | SOCO_2_VACAR | SOCO | VACAR | Internal | Summer | B10 | 1262 | 2000 | 0 | 71.22 | 64.45 | 10 | 0
2025 | SOCO_2_VACAR | SOCO | VACAR | Internal | Winter | B16 | 25 | 2000 | 286.92 | 97.8 | 107.8 | 10 | 0
2025 | SOCO_2_VACAR | SOCO | VACAR | Internal | Winter | B17 | 100 | 2000 | 1787.92 | 78.69 | 88.69 | 10 | 0
2025 | SOCO_2_VACAR | SOCO | VACAR | Internal | Winter | B18 | 400 | 2000 | 0 | 75.5 | 84.1 | 10 | 0
2025 | SOCO_2_VACAR | SOCO | VACAR | Internal | Winter | B19 | 700 | 2000 | 0 | 75.5 | 81.03 | 10 | 0
2025 | SOCO_2_VACAR | SOCO | VACAR | Internal | Winter | B20 | 935 | 2000 | 0 | 75.5 | 70.33 | 10 | 0
2025 | SPP_N_2_ENT | SPP_N | ENT | Internal | Shoulder | B11 | 25 | 1800 | 1055.7 | 76.98 | 81.98 | 5 | 0
2025 | SPP_N_2_ENT | SPP_N | ENT | Internal | Shoulder | B12 | 200 | 1800 | 0 | 70.49 | 73.68 | 5 | 0
2025 | SPP_N_2_ENT | SPP_N | ENT | Internal | Shoulder | B13 | 600 | 1800 | 0 | 70.49 | 73.14 | 5 | 0
2025 | SPP_N_2_ENT | SPP_N | ENT | Internal | Shoulder | B14 | 900 | 1800 | 1800 | 63.39 | 70.69 | 5 | 2.3
2025 | SPP_N_2_ENT | SPP_N | ENT | Internal | Shoulder | B15 | 1203 | 1800 | 1800 | 61.38 | 70.69 | 5 | 4.31
2025 | SPP_N_2_ENT | SPP_N | ENT | Internal | Summer | B1 | 10 | 1800 | 1800 | 108.34 | 117.69 | 5 | 4.35
2025 | SPP_N_2_ENT | SPP_N | ENT | Internal | Summer | B2 | 25 | 1800 | 390.35 | 108.83 | 113.83 | 5 | 0
2025 | SPP_N_2_ENT | SPP_N | ENT | Internal | Summer | B3 | 75 | 1800 | 0 | 108.83 | 110.57 | 5 | 0
2025 | SPP_N_2_ENT | SPP_N | ENT | Internal | Summer | B4 | 100 | 1800 | 0 | 106.85 | 110.06 | 5 | 0
2025 | SPP_N_2_ENT | SPP_N | ENT | Internal | Summer | B5 | 200 | 1800 | 1657.94 | 100.22 | 105.22 | 5 | 0
2025 | SPP_N_2_ENT | SPP_N | ENT | Internal | Summer | B6 | 300 | 1800 | 0 | 85.53 | 89.33 | 5 | 0
2025 | SPP_N_2_ENT | SPP_N | ENT | Internal | Summer | B7 | 400 | 1800 | 0 | 77.57 | 80.34 | 5 | 0
2025 | SPP_N_2_ENT | SPP_N | ENT | Internal | Summer | B8 | 500 | 1800 | 0 | 70.27 | 72.16 | 5 | 0
2025 | SPP_N_2_ENT | SPP_N | ENT | Internal | Summer | B9 | 800 | 1800 | 0 | 69.09 | 71.63 | 5 | 0
2025 | SPP_N_2_ENT | SPP_N | ENT | Internal | Summer | B10 | 1262 | 1800 | 1800 | 64.23 | 69.24 | 5 | 0.01
2025 | SPP_N_2_ENT | SPP_N | ENT | Internal | Winter | B16 | 25 | 1800 | 1800 | 73.53 | 80.34 | 5 | 1.81
2025 | SPP_N_2_ENT | SPP_N | ENT | Internal | Winter | B17 | 100 | 1800 | 1800 | 70.88 | 75.9 | 5 | 0.01
2025 | SPP_N_2_ENT | SPP_N | ENT | Internal | Winter | B18 | 400 | 1800 | 342.69 | 71.11 | 76.11 | 5 | 0
2025 | SPP_N_2_ENT | SPP_N | ENT | Internal | Winter | B19 | 700 | 1800 | 1384.56 | 68.56 | 73.56 | 5 | 0
2025 | SPP_N_2_ENT | SPP_N | ENT | Internal | Winter | B20 | 935 | 1800 | 1800 | 64.3 | 73.56 | 5 | 4.25
2025 | SPP_N_2_MISO_MO-IL | SPP_N | MISO_MO-IL | Internal | Shoulder | B11 | 25 | 2000 | 303.16 | 76.98 | 81.98 | 5 | 0
2025 | SPP_N_2_MISO_MO-IL | SPP_N | MISO_MO-IL | Internal | Shoulder | B12 | 200 | 2000 | 395.12 | 70.49 | 75.49 | 5 | 0
2025 | SPP_N_2_MISO_MO-IL | SPP_N | MISO_MO-IL | Internal | Shoulder | B13 | 600 | 2000 | 0 | 70.49 | 73.48 | 5 | 0
2025 | SPP_N_2_MISO_MO-IL | SPP_N | MISO_MO-IL | Internal | Shoulder | B14 | 900 | 2000 | 2000 | 63.39 | 70.33 | 5 | 1.94
2025 | SPP_N_2_MISO_MO-IL | SPP_N | MISO_MO-IL | Internal | Shoulder | B15 | 1203 | 2000 | 0 | 61.38 | 64.15 | 5 | 0
2025 | SPP_N_2_MISO_MO-IL | SPP_N | MISO_MO-IL | Internal | Summer | B1 | 10 | 2000 | 50.06 | 108.34 | 113.34 | 5 | 0
2025 | SPP_N_2_MISO_MO-IL | SPP_N | MISO_MO-IL | Internal | Summer | B2 | 25 | 2000 | 0 | 108.83 | 109.53 | 5 | 0
2025 | SPP_N_2_MISO_MO-IL | SPP_N | MISO_MO-IL | Internal | Summer | B3 | 75 | 2000 | 0 | 108.83 | 108.85 | 5 | 0
2025 | SPP_N_2_MISO_MO-IL | SPP_N | MISO_MO-IL | Internal | Summer | B4 | 100 | 2000 | 0 | 106.85 | 107.27 | 5 | 0
2025 | SPP_N_2_MISO_MO-IL | SPP_N | MISO_MO-IL | Internal | Summer | B5 | 200 | 2000 | 0 | 100.22 | 98.12 | 5 | 0
2025 | SPP_N_2_MISO_MO-IL | SPP_N | MISO_MO-IL | Internal | Summer | B6 | 300 | 2000 | 0 | 85.53 | 82.29 | 5 | 0
2025 | SPP_N_2_MISO_MO-IL | SPP_N | MISO_MO-IL | Internal | Summer | B7 | 400 | 2000 | 0 | 77.57 | 77.8 | 5 | 0
2025 | SPP_N_2_MISO_MO-IL | SPP_N | MISO_MO-IL | Internal | Summer | B8 | 500 | 2000 | 0 | 70.27 | 70.92 | 5 | 0
2025 | SPP_N_2_MISO_MO-IL | SPP_N | MISO_MO-IL | Internal | Summer | B9 | 800 | 2000 | 0 | 69.09 | 66.39 | 5 | 0
2025 | SPP_N_2_MISO_MO-IL | SPP_N | MISO_MO-IL | Internal | Summer | B10 | 1262 | 2000 | 0 | 64.23 | 59.44 | 5 | 0
2025 | SPP_N_2_MISO_MO-IL | SPP_N | MISO_MO-IL | Internal | Winter | B16 | 25 | 2000 | 2000 | 73.53 | 80.8 | 5 | 2.27
2025 | SPP_N_2_MISO_MO-IL | SPP_N | MISO_MO-IL | Internal | Winter | B17 | 100 | 2000 | 1527.74 | 70.88 | 75.88 | 5 | 0
2025 | SPP_N_2_MISO_MO-IL | SPP_N | MISO_MO-IL | Internal | Winter | B18 | 400 | 2000 | 0 | 71.11 | 75.4 | 5 | 0
2025 | SPP_N_2_MISO_MO-IL | SPP_N | MISO_MO-IL | Internal | Winter | B19 | 700 | 2000 | 1079.6 | 68.56 | 73.56 | 5 | 0
2025 | SPP_N_2_MISO_MO-IL | SPP_N | MISO_MO-IL | Internal | Winter | B20 | 935 | 2000 | 0 | 64.3 | 67.02 | 5 | 0
2025 | SPP_N_2_MISO_W | SPP_N | MISO_W | Internal | Shoulder | B11 | 25 | 750 | 0 | 76.98 | 76.97 | 5 | 0
2025 | SPP_N_2_MISO_W | SPP_N | MISO_W | Internal | Shoulder | B12 | 200 | 750 | 0 | 70.49 | 67.41 | 5 | 0
2025 | SPP_N_2_MISO_W | SPP_N | MISO_W | Internal | Shoulder | B13 | 600 | 750 | 0 | 70.49 | 67.39 | 5 | 0
2025 | SPP_N_2_MISO_W | SPP_N | MISO_W | Internal | Shoulder | B14 | 900 | 750 | 0 | 63.39 | 56.39 | 5 | 0
2025 | SPP_N_2_MISO_W | SPP_N | MISO_W | Internal | Shoulder | B15 | 1203 | 750 | 0 | 61.38 | 54.38 | 5 | 0
2025 | SPP_N_2_MISO_W | SPP_N | MISO_W | Internal | Summer | B1 | 10 | 750 | 0.03 | 108.34 | 113.33 | 5 | 0
2025 | SPP_N_2_MISO_W | SPP_N | MISO_W | Internal | Summer | B2 | 25 | 750 | 0 | 108.83 | 109.52 | 5 | 0
2025 | SPP_N_2_MISO_W | SPP_N | MISO_W | Internal | Summer | B3 | 75 | 750 | 0 | 108.83 | 108.84 | 5 | 0
2025 | SPP_N_2_MISO_W | SPP_N | MISO_W | Internal | Summer | B4 | 100 | 750 | 0 | 106.85 | 107.26 | 5 | 0
2025 | SPP_N_2_MISO_W | SPP_N | MISO_W | Internal | Summer | B5 | 200 | 750 | 0 | 100.22 | 98.11 | 5 | 0
2025 | SPP_N_2_MISO_W | SPP_N | MISO_W | Internal | Summer | B6 | 300 | 750 | 0 | 85.53 | 82.28 | 5 | 0
2025 | SPP_N_2_MISO_W | SPP_N | MISO_W | Internal | Summer | B7 | 400 | 750 | 0 | 77.57 | 77.56 | 5 | 0
2025 | SPP_N_2_MISO_W | SPP_N | MISO_W | Internal | Summer | B8 | 500 | 750 | 0 | 70.27 | 65.98 | 5 | 0
2025 | SPP_N_2_MISO_W | SPP_N | MISO_W | Internal | Summer | B9 | 800 | 750 | 0 | 69.09 | 65.95 | 5 | 0
2025 | SPP_N_2_MISO_W | SPP_N | MISO_W | Internal | Summer | B10 | 1262 | 750 | 0 | 64.23 | 57.5 | 5 | 0
2025 | SPP_N_2_MISO_W | SPP_N | MISO_W | Internal | Winter | B16 | 25 | 750 | 0 | 73.53 | 63.17 | 5 | 0
2025 | SPP_N_2_MISO_W | SPP_N | MISO_W | Internal | Winter | B17 | 100 | 750 | 0 | 70.88 | 63.88 | 5 | 0
2025 | SPP_N_2_MISO_W | SPP_N | MISO_W | Internal | Winter | B18 | 400 | 750 | 0 | 71.11 | 68.55 | 5 | 0
2025 | SPP_N_2_MISO_W | SPP_N | MISO_W | Internal | Winter | B19 | 700 | 750 | 0 | 68.56 | 68.55 | 5 | 0
2025 | SPP_N_2_MISO_W | SPP_N | MISO_W | Internal | Winter | B20 | 935 | 750 | 0 | 64.3 | 57.3 | 5 | 0
2025 | SPP_N_2_NE | SPP_N | NE | Internal | Shoulder | B11 | 25 | 332 | 0 | 76.98 | 76.97 | 0.01 | 0
2025 | SPP_N_2_NE | SPP_N | NE | Internal | Shoulder | B12 | 200 | 332 | 0 | 70.49 | 70.48 | 0.01 | 0
2025 | SPP_N_2_NE | SPP_N | NE | Internal | Shoulder | B13 | 600 | 332 | 0 | 70.49 | 70.48 | 0.01 | 0
2025 | SPP_N_2_NE | SPP_N | NE | Internal | Shoulder | B14 | 900 | 332 | 0 | 63.39 | 63.38 | 0.01 | 0
2025 | SPP_N_2_NE | SPP_N | NE | Internal | Shoulder | B15 | 1203 | 332 | 0 | 61.38 | 61.37 | 0.01 | 0
2025 | SPP_N_2_NE | SPP_N | NE | Internal | Summer | B1 | 10 | 332 | 332 | 108.34 | 113.33 | 0.01 | 4.98
2025 | SPP_N_2_NE | SPP_N | NE | Internal | Summer | B2 | 25 | 332 | 332 | 108.83 | 109.52 | 0.01 | 0.68
2025 | SPP_N_2_NE | SPP_N | NE | Internal | Summer | B3 | 75 | 332 | 86.43 | 108.83 | 108.84 | 0.01 | 0
2025 | SPP_N_2_NE | SPP_N | NE | Internal | Summer | B4 | 100 | 332 | 332 | 106.85 | 107.26 | 0.01 | 0.39
2025 | SPP_N_2_NE | SPP_N | NE | Internal | Summer | B5 | 200 | 332 | 0 | 100.22 | 100.21 | 0.01 | 0
2025 | SPP_N_2_NE | SPP_N | NE | Internal | Summer | B6 | 300 | 332 | 0 | 85.53 | 82.28 | 0.01 | 0
2025 | SPP_N_2_NE | SPP_N | NE | Internal | Summer | B7 | 400 | 332 | 0 | 77.57 | 77.56 | 0.01 | 0
2025 | SPP_N_2_NE | SPP_N | NE | Internal | Summer | B8 | 500 | 332 | 0 | 70.27 | 69.45 | 0.01 | 0
2025 | SPP_N_2_NE | SPP_N | NE | Internal | Summer | B9 | 800 | 332 | 0 | 69.09 | 69.08 | 0.01 | 0
2025 | SPP_N_2_NE | SPP_N | NE | Internal | Summer | B10 | 1262 | 332 | 0 | 64.23 | 59.49 | 0.01 | 0
2025 | SPP_N_2_NE | SPP_N | NE | Internal | Winter | B16 | 25 | 332 | 0 | 73.53 | 70.17 | 0.01 | 0
2025 | SPP_N_2_NE | SPP_N | NE | Internal | Winter | B17 | 100 | 332 | 0 | 70.88 | 70.87 | 0.01 | 0
2025 | SPP_N_2_NE | SPP_N | NE | Internal | Winter | B18 | 400 | 332 | 0 | 71.11 | 70.77 | 0.01 | 0
2025 | SPP_N_2_NE | SPP_N | NE | Internal | Winter | B19 | 700 | 332 | 0 | 68.56 | 68.55 | 0.01 | 0
2025 | SPP_N_2_NE | SPP_N | NE | Internal | Winter | B20 | 935 | 332 | 0 | 64.3 | 64.29 | 0.01 | 0
2025 | SPP_N_2_SPP_S | SPP_N | SPP_S | Internal | Shoulder | B11 | 25 | 4000 | 0 | 76.98 | 76.97 | 0.01 | 0
2025 | SPP_N_2_SPP_S | SPP_N | SPP_S | Internal | Shoulder | B12 | 200 | 4000 | 913.76 | 70.49 | 70.5 | 0.01 | 0
2025 | SPP_N_2_SPP_S | SPP_N | SPP_S | Internal | Shoulder | B13 | 600 | 4000 | 1978.9 | 70.49 | 70.5 | 0.01 | 0
2025 | SPP_N_2_SPP_S | SPP_N | SPP_S | Internal | Shoulder | B14 | 900 | 4000 | 179.82 | 63.39 | 63.4 | 0.01 | 0
2025 | SPP_N_2_SPP_S | SPP_N | SPP_S | Internal | Shoulder | B15 | 1203 | 4000 | 0 | 61.38 | 61.37 | 0.01 | 0
2025 | SPP_N_2_SPP_S | SPP_N | SPP_S | Internal | Summer | B1 | 10 | 4000 | 0 | 108.34 | 73.31 | 0.01 | 0
2025 | SPP_N_2_SPP_S | SPP_N | SPP_S | Internal | Summer | B2 | 25 | 4000 | 0 | 108.83 | 100.23 | 0.01 | 0
2025 | SPP_N_2_SPP_S | SPP_N | SPP_S | Internal | Summer | B3 | 75 | 4000 | 0 | 108.83 | 105.57 | 0.01 | 0
2025 | SPP_N_2_SPP_S | SPP_N | SPP_S | Internal | Summer | B4 | 100 | 4000 | 0 | 106.85 | 100.23 | 0.01 | 0
2025 | SPP_N_2_SPP_S | SPP_N | SPP_S | Internal | Summer | B5 | 200 | 4000 | 207.34 | 100.22 | 100.23 | 0.01 | 0
2025 | SPP_N_2_SPP_S | SPP_N | SPP_S | Internal | Summer | B6 | 300 | 4000 | 1516.32 | 85.53 | 85.54 | 0.01 | 0
2025 | SPP_N_2_SPP_S | SPP_N | SPP_S | Internal | Summer | B7 | 400 | 4000 | 1029.79 | 77.57 | 77.59 | 0.01 | 0
2025 | SPP_N_2_SPP_S | SPP_N | SPP_S | Internal | Summer | B8 | 500 | 4000 | 1586.46 | 70.27 | 70.28 | 0.01 | 0
2025 | SPP_N_2_SPP_S | SPP_N | SPP_S | Internal | Summer | B9 | 800 | 4000 | 2013.62 | 69.09 | 69.11 | 0.01 | 0
2025 | SPP_N_2_SPP_S | SPP_N | SPP_S | Internal | Summer | B10 | 1262 | 4000 | 2620.3 | 64.23 | 64.24 | 0.01 | 0
2025 | SPP_N_2_SPP_S | SPP_N | SPP_S | Internal | Winter | B16 | 25 | 4000 | 1577.51 | 73.53 | 73.55 | 0.01 | 0
2025 | SPP_N_2_SPP_S | SPP_N | SPP_S | Internal | Winter | B17 | 100 | 4000 | 2424.8 | 70.88 | 70.9 | 0.01 | 0
2025 | SPP_N_2_SPP_S | SPP_N | SPP_S | Internal | Winter | B18 | 400 | 4000 | 2001.62 | 71.11 | 71.12 | 0.01 | 0
2025 | SPP_N_2_SPP_S | SPP_N | SPP_S | Internal | Winter | B19 | 700 | 4000 | 603.54 | 68.56 | 68.57 | 0.01 | 0
2025 | SPP_N_2_SPP_S | SPP_N | SPP_S | Internal | Winter | B20 | 935 | 4000 | 0 | 64.3 | 64.29 | 0.01 | 0
2025 | SPP_S_2_ENT | SPP_S | ENT | Internal | Shoulder | B11 | 25 | 850 | 849.99 | 76.97 | 81.98 | 5 | 0.01
2025 | SPP_S_2_ENT | SPP_S | ENT | Internal | Shoulder | B12 | 200 | 850 | 0 | 70.5 | 73.68 | 5 | 0
2025 | SPP_S_2_ENT | SPP_S | ENT | Internal | Shoulder | B13 | 600 | 850 | 0 | 70.5 | 73.14 | 5 | 0
2025 | SPP_S_2_ENT | SPP_S | ENT | Internal | Shoulder | B14 | 900 | 850 | 850 | 63.4 | 70.69 | 5 | 2.29
2025 | SPP_S_2_ENT | SPP_S | ENT | Internal | Shoulder | B15 | 1203 | 850 | 850 | 61.37 | 70.69 | 5 | 4.32
2025 | SPP_S_2_ENT | SPP_S | ENT | Internal | Summer | B1 | 10 | 850 | 850 | 73.31 | 117.69 | 5 | 39.38
2025 | SPP_S_2_ENT | SPP_S | ENT | Internal | Summer | B2 | 25 | 850 | 850 | 100.23 | 113.83 | 5 | 8.6
2025 | SPP_S_2_ENT | SPP_S | ENT | Internal | Summer | B3 | 75 | 850 | 548.77 | 105.57 | 110.57 | 5 | 0
2025 | SPP_S_2_ENT | SPP_S | ENT | Internal | Summer | B4 | 100 | 850 | 850 | 100.23 | 110.06 | 5 | 4.83
2025 | SPP_S_2_ENT | SPP_S | ENT | Internal | Summer | B5 | 200 | 850 | 0 | 100.23 | 105.22 | 5 | 0
2025 | SPP_S_2_ENT | SPP_S | ENT | Internal | Summer | B6 | 300 | 850 | 0 | 85.54 | 89.33 | 5 | 0
2025 | SPP_S_2_ENT | SPP_S | ENT | Internal | Summer | B7 | 400 | 850 | 0 | 77.59 | 80.34 | 5 | 0
2025 | SPP_S_2_ENT | SPP_S | ENT | Internal | Summer | B8 | 500 | 850 | 0 | 70.28 | 72.16 | 5 | 0
2025 | SPP_S_2_ENT | SPP_S | ENT | Internal | Summer | B9 | 800 | 850 | 0 | 69.11 | 71.63 | 5 | 0
2025 | SPP_S_2_ENT | SPP_S | ENT | Internal | Summer | B10 | 1262 | 850 | 238.85 | 64.24 | 69.24 | 5 | 0
2025 | SPP_S_2_ENT | SPP_S | ENT | Internal | Winter | B16 | 25 | 850 | 850 | 73.55 | 80.34 | 5 | 1.79
2025 | SPP_S_2_ENT | SPP_S | ENT | Internal | Winter | B17 | 100 | 850 | 616.19 | 70.9 | 75.9 | 5 | 0
2025 | SPP_S_2_ENT | SPP_S | ENT | Internal | Winter | B18 | 400 | 850 | 0 | 71.12 | 76.11 | 5 | 0
2025 | SPP_S_2_ENT | SPP_S | ENT | Internal | Winter | B19 | 700 | 850 | 0 | 68.57 | 73.56 | 5 | 0
2025 | SPP_S_2_ENT | SPP_S | ENT | Internal | Winter | B20 | 935 | 850 | 850 | 64.29 | 73.56 | 5 | 4.27
2025 | SPP_S_2_SPP_N | SPP_S | SPP_N | Internal | Shoulder | B11 | 25 | 640 | 90.86 | 76.97 | 76.98 | 0.01 | 0
2025 | SPP_S_2_SPP_N | SPP_S | SPP_N | Internal | Shoulder | B12 | 200 | 640 | 0 | 70.5 | 70.49 | 0.01 | 0
2025 | SPP_S_2_SPP_N | SPP_S | SPP_N | Internal | Shoulder | B13 | 600 | 640 | 0 | 70.5 | 70.49 | 0.01 | 0
2025 | SPP_S_2_SPP_N | SPP_S | SPP_N | Internal | Shoulder | B14 | 900 | 640 | 0 | 63.4 | 63.39 | 0.01 | 0
2025 | SPP_S_2_SPP_N | SPP_S | SPP_N | Internal | Shoulder | B15 | 1203 | 640 | 88.99 | 61.37 | 61.38 | 0.01 | 0
2025 | SPP_S_2_SPP_N | SPP_S | SPP_N | Internal | Summer | B1 | 10 | 640 | 640 | 73.31 | 108.34 | 0.01 | 35.02
2025 | SPP_S_2_SPP_N | SPP_S | SPP_N | Internal | Summer | B2 | 25 | 640 | 640 | 100.23 | 108.83 | 0.01 | 8.59
2025 | SPP_S_2_SPP_N | SPP_S | SPP_N | Internal | Summer | B3 | 75 | 640 | 640 | 105.57 | 108.83 | 0.01 | 3.24
2025 | SPP_S_2_SPP_N | SPP_S | SPP_N | Internal | Summer | B4 | 100 | 640 | 640 | 100.23 | 106.85 | 0.01 | 6.61
2025 | SPP_S_2_SPP_N | SPP_S | SPP_N | Internal | Summer | B5 | 200 | 640 | 0 | 100.23 | 100.22 | 0.01 | 0
2025 | SPP_S_2_SPP_N | SPP_S | SPP_N | Internal | Summer | B6 | 300 | 640 | 0 | 85.54 | 85.53 | 0.01 | 0
2025 | SPP_S_2_SPP_N | SPP_S | SPP_N | Internal | Summer | B7 | 400 | 640 | 0 | 77.59 | 77.57 | 0.01 | 0
2025 | SPP_S_2_SPP_N | SPP_S | SPP_N | Internal | Summer | B8 | 500 | 640 | 0 | 70.28 | 70.27 | 0.01 | 0
2025 | SPP_S_2_SPP_N | SPP_S | SPP_N | Internal | Summer | B9 | 800 | 640 | 0 | 69.11 | 69.09 | 0.01 | 0
2025 | SPP_S_2_SPP_N | SPP_S | SPP_N | Internal | Summer | B10 | 1262 | 640 | 0 | 64.24 | 64.23 | 0.01 | 0
2025 | SPP_S_2_SPP_N | SPP_S | SPP_N | Internal | Winter | B16 | 25 | 640 | 0 | 73.55 | 73.53 | 0.01 | 0
2025 | SPP_S_2_SPP_N | SPP_S | SPP_N | Internal | Winter | B17 | 100 | 640 | 0 | 70.9 | 70.88 | 0.01 | 0
2025 | SPP_S_2_SPP_N | SPP_S | SPP_N | Internal | Winter | B18 | 400 | 640 | 0 | 71.12 | 71.11 | 0.01 | 0
2025 | SPP_S_2_SPP_N | SPP_S | SPP_N | Internal | Winter | B19 | 700 | 640 | 0 | 68.57 | 68.56 | 0.01 | 0
2025 | SPP_S_2_SPP_N | SPP_S | SPP_N | Internal | Winter | B20 | 935 | 640 | 431.49 | 64.29 | 64.3 | 0.01 | 0
2025 | TVA_2_ENT | TVA | ENT | Internal | Shoulder | B11 | 25 | 500 | 0 | 89.98 | 81.98 | 9 | 0
2025 | TVA_2_ENT | TVA | ENT | Internal | Shoulder | B12 | 200 | 500 | 0 | 74.9 | 73.68 | 9 | 0
2025 | TVA_2_ENT | TVA | ENT | Internal | Shoulder | B13 | 600 | 500 | 0 | 72.95 | 73.14 | 9 | 0
2025 | TVA_2_ENT | TVA | ENT | Internal | Shoulder | B14 | 900 | 500 | 0 | 72.95 | 70.69 | 9 | 0
2025 | TVA_2_ENT | TVA | ENT | Internal | Shoulder | B15 | 1203 | 500 | 0 | 72.16 | 70.69 | 9 | 0
2025 | TVA_2_ENT | TVA | ENT | Internal | Summer | B1 | 10 | 500 | 0 | 121.35 | 117.69 | 9 | 0
2025 | TVA_2_ENT | TVA | ENT | Internal | Summer | B2 | 25 | 500 | 0 | 117.54 | 113.83 | 9 | 0
2025 | TVA_2_ENT | TVA | ENT | Internal | Summer | B3 | 75 | 500 | 0 | 115.28 | 110.57 | 9 | 0
2025 | TVA_2_ENT | TVA | ENT | Internal | Summer | B4 | 100 | 500 | 0 | 115.28 | 110.06 | 9 | 0
2025 | TVA_2_ENT | TVA | ENT | Internal | Summer | B5 | 200 | 500 | 0 | 106.11 | 105.22 | 9 | 0
2025 | TVA_2_ENT | TVA | ENT | Internal | Summer | B6 | 300 | 500 | 0 | 83.04 | 89.33 | 9 | 0
2025 | TVA_2_ENT | TVA | ENT | Internal | Summer | B7 | 400 | 500 | 0 | 73.87 | 80.34 | 9 | 0
2025 | TVA_2_ENT | TVA | ENT | Internal | Summer | B8 | 500 | 500 | 0 | 71.16 | 72.16 | 9 | 0
2025 | TVA_2_ENT | TVA | ENT | Internal | Summer | B9 | 800 | 500 | 0 | 70.79 | 71.63 | 9 | 0
2025 | TVA_2_ENT | TVA | ENT | Internal | Summer | B10 | 1262 | 500 | 0 | 62.22 | 69.24 | 9 | 0
2025 | TVA_2_ENT | TVA | ENT | Internal | Winter | B16 | 25 | 500 | 0 | 88.81 | 80.34 | 9 | 0
2025 | TVA_2_ENT | TVA | ENT | Internal | Winter | B17 | 100 | 500 | 0 | 78.38 | 75.9 | 9 | 0
2025 | TVA_2_ENT | TVA | ENT | Internal | Winter | B18 | 400 | 500 | 0 | 75.03 | 76.11 | 9 | 0
2025 | TVA_2_ENT | TVA | ENT | Internal | Winter | B19 | 700 | 500 | 0 | 75.03 | 73.56 | 9 | 0
2025 | TVA_2_ENT | TVA | ENT | Internal | Winter | B20 | 935 | 500 | 0 | 75.03 | 73.56 | 9 | 0
2025 | TVA_2_MISO_MO-IL | TVA | MISO_MO-IL | Internal | Shoulder | B11 | 25 | 50 | 0 | 89.98 | 81.98 | 9 | 0
2025 | TVA_2_MISO_MO-IL | TVA | MISO_MO-IL | Internal | Shoulder | B12 | 200 | 50 | 0 | 74.9 | 75.49 | 9 | 0
2025 | TVA_2_MISO_MO-IL | TVA | MISO_MO-IL | Internal | Shoulder | B13 | 600 | 50 | 0 | 72.95 | 73.48 | 9 | 0
2025 | TVA_2_MISO_MO-IL | TVA | MISO_MO-IL | Internal | Shoulder | B14 | 900 | 50 | 0 | 72.95 | 70.33 | 9 | 0
2025 | TVA_2_MISO_MO-IL | TVA | MISO_MO-IL | Internal | Shoulder | B15 | 1203 | 50 | 0 | 72.16 | 64.15 | 9 | 0
2025 | TVA_2_MISO_MO-IL | TVA | MISO_MO-IL | Internal | Summer | B1 | 10 | 50 | 0 | 121.35 | 113.34 | 9 | 0
2025 | TVA_2_MISO_MO-IL | TVA | MISO_MO-IL | Internal | Summer | B2 | 25 | 50 | 0 | 117.54 | 109.53 | 9 | 0
2025 | TVA_2_MISO_MO-IL | TVA | MISO_MO-IL | Internal | Summer | B3 | 75 | 50 | 0 | 115.28 | 108.85 | 9 | 0
2025 | TVA_2_MISO_MO-IL | TVA | MISO_MO-IL | Internal | Summer | B4 | 100 | 50 | 0 | 115.28 | 107.27 | 9 | 0
2025 | TVA_2_MISO_MO-IL | TVA | MISO_MO-IL | Internal | Summer | B5 | 200 | 50 | 0 | 106.11 | 98.12 | 9 | 0
2025 | TVA_2_MISO_MO-IL | TVA | MISO_MO-IL | Internal | Summer | B6 | 300 | 50 | 0 | 83.04 | 82.29 | 9 | 0
2025 | TVA_2_MISO_MO-IL | TVA | MISO_MO-IL | Internal | Summer | B7 | 400 | 50 | 0 | 73.87 | 77.8 | 9 | 0
2025 | TVA_2_MISO_MO-IL | TVA | MISO_MO-IL | Internal | Summer | B8 | 500 | 50 | 0 | 71.16 | 70.92 | 9 | 0
2025 | TVA_2_MISO_MO-IL | TVA | MISO_MO-IL | Internal | Summer | B9 | 800 | 50 | 0 | 70.79 | 66.39 | 9 | 0
2025 | TVA_2_MISO_MO-IL | TVA | MISO_MO-IL | Internal | Summer | B10 | 1262 | 50 | 0 | 62.22 | 59.44 | 9 | 0
2025 | TVA_2_MISO_MO-IL | TVA | MISO_MO-IL | Internal | Winter | B16 | 25 | 50 | 0 | 88.81 | 80.8 | 9 | 0
2025 | TVA_2_MISO_MO-IL | TVA | MISO_MO-IL | Internal | Winter | B17 | 100 | 50 | 0 | 78.38 | 75.88 | 9 | 0
2025 | TVA_2_MISO_MO-IL | TVA | MISO_MO-IL | Internal | Winter | B18 | 400 | 50 | 0 | 75.03 | 75.4 | 9 | 0
2025 | TVA_2_MISO_MO-IL | TVA | MISO_MO-IL | Internal | Winter | B19 | 700 | 50 | 0 | 75.03 | 73.56 | 9 | 0
2025 | TVA_2_MISO_MO-IL | TVA | MISO_MO-IL | Internal | Winter | B20 | 935 | 50 | 0 | 75.03 | 67.02 | 9 | 0
2025 | TVA_2_NonRTO_Midwest | TVA | NonRTO_Midwest | Internal | Shoulder | B11 | 25 | 100 | 0 | 89.98 | 89.97 | 9 | 0
2025 | TVA_2_NonRTO_Midwest | TVA | NonRTO_Midwest | Internal | Shoulder | B12 | 200 | 100 | 0 | 74.9 | 83.48 | 9 | 0
2025 | TVA_2_NonRTO_Midwest | TVA | NonRTO_Midwest | Internal | Shoulder | B13 | 600 | 100 | 0 | 72.95 | 81.47 | 9 | 0
2025 | TVA_2_NonRTO_Midwest | TVA | NonRTO_Midwest | Internal | Shoulder | B14 | 900 | 100 | 0 | 72.95 | 78.34 | 9 | 0
2025 | TVA_2_NonRTO_Midwest | TVA | NonRTO_Midwest | Internal | Shoulder | B15 | 1203 | 100 | 0 | 72.16 | 71.65 | 9 | 0
2025 | TVA_2_NonRTO_Midwest | TVA | NonRTO_Midwest | Internal | Summer | B1 | 10 | 100 | 0 | 121.35 | 116.42 | 9 | 0
2025 | TVA_2_NonRTO_Midwest | TVA | NonRTO_Midwest | Internal | Summer | B2 | 25 | 100 | 0 | 117.54 | 116.42 | 9 | 0
2025 | TVA_2_NonRTO_Midwest | TVA | NonRTO_Midwest | Internal | Summer | B3 | 75 | 100 | 0 | 115.28 | 116.42 | 9 | 0
2025 | TVA_2_NonRTO_Midwest | TVA | NonRTO_Midwest | Internal | Summer | B4 | 100 | 100 | 0 | 115.28 | 115.26 | 9 | 0
2025 | TVA_2_NonRTO_Midwest | TVA | NonRTO_Midwest | Internal | Summer | B5 | 200 | 100 | 0 | 106.11 | 103.05 | 9 | 0
2025 | TVA_2_NonRTO_Midwest | TVA | NonRTO_Midwest | Internal | Summer | B6 | 300 | 100 | 0 | 83.04 | 89.91 | 9 | 0
2025 | TVA_2_NonRTO_Midwest | TVA | NonRTO_Midwest | Internal | Summer | B7 | 400 | 100 | 100 | 73.87 | 85.79 | 9 | 2.92
2025 | TVA_2_NonRTO_Midwest | TVA | NonRTO_Midwest | Internal | Summer | B8 | 500 | 100 | 0 | 71.16 | 78.91 | 9 | 0
2025 | TVA_2_NonRTO_Midwest | TVA | NonRTO_Midwest | Internal | Summer | B9 | 800 | 100 | 0 | 70.79 | 74.38 | 9 | 0
2025 | TVA_2_NonRTO_Midwest | TVA | NonRTO_Midwest | Internal | Summer | B10 | 1262 | 100 | 0 | 62.22 | 67.43 | 9 | 0
2025 | TVA_2_NonRTO_Midwest | TVA | NonRTO_Midwest | Internal | Winter | B16 | 25 | 100 | 0 | 88.81 | 88.79 | 9 | 0
2025 | TVA_2_NonRTO_Midwest | TVA | NonRTO_Midwest | Internal | Winter | B17 | 100 | 100 | 0 | 78.38 | 83.87 | 9 | 0
2025 | TVA_2_NonRTO_Midwest | TVA | NonRTO_Midwest | Internal | Winter | B18 | 400 | 100 | 0 | 75.03 | 83.39 | 9 | 0
2025 | TVA_2_NonRTO_Midwest | TVA | NonRTO_Midwest | Internal | Winter | B19 | 700 | 100 | 0 | 75.03 | 81.55 | 9 | 0
2025 | TVA_2_NonRTO_Midwest | TVA | NonRTO_Midwest | Internal | Winter | B20 | 935 | 100 | 0 | 75.03 | 75.01 | 9 | 0
2025 | TVA_2_PJM_ROR | TVA | PJM_ROR | Internal | Shoulder | B11 | 25 | 500 | 0 | 89.98 | 83.98 | 9 | 0
2025 | TVA_2_PJM_ROR | TVA | PJM_ROR | Internal | Shoulder | B12 | 200 | 500 | 0 | 74.9 | 77.9 | 9 | 0
2025 | TVA_2_PJM_ROR | TVA | PJM_ROR | Internal | Shoulder | B13 | 600 | 500 | 0 | 72.95 | 75.47 | 9 | 0
2025 | TVA_2_PJM_ROR | TVA | PJM_ROR | Internal | Shoulder | B14 | 900 | 500 | 0 | 72.95 | 73.66 | 9 | 0
2025 | TVA_2_PJM_ROR | TVA | PJM_ROR | Internal | Shoulder | B15 | 1203 | 500 | 0 | 72.16 | 67.73 | 9 | 0
2025 | TVA_2_PJM_ROR | TVA | PJM_ROR | Internal | Summer | B1 | 10 | 500 | 0 | 121.35 | 115.34 | 9 | 0
2025 | TVA_2_PJM_ROR | TVA | PJM_ROR | Internal | Summer | B2 | 25 | 500 | 0 | 117.54 | 111.53 | 9 | 0
2025 | TVA_2_PJM_ROR | TVA | PJM_ROR | Internal | Summer | B3 | 75 | 500 | 0 | 115.28 | 109.27 | 9 | 0
2025 | TVA_2_PJM_ROR | TVA | PJM_ROR | Internal | Summer | B4 | 100 | 500 | 0 | 115.28 | 109.27 | 9 | 0
2025 | TVA_2_PJM_ROR | TVA | PJM_ROR | Internal | Summer | B5 | 200 | 500 | 0 | 106.11 | 100.11 | 9 | 0
2025 | TVA_2_PJM_ROR | TVA | PJM_ROR | Internal | Summer | B6 | 300 | 500 | 0 | 83.04 | 84.29 | 9 | 0
2025 | TVA_2_PJM_ROR | TVA | PJM_ROR | Internal | Summer | B7 | 400 | 500 | 0 | 73.87 | 79.8 | 9 | 0
2025 | TVA_2_PJM_ROR | TVA | PJM_ROR | Internal | Summer | B8 | 500 | 500 | 0 | 71.16 | 72.91 | 9 | 0
2025 | TVA_2_PJM_ROR | TVA | PJM_ROR | Internal | Summer | B9 | 800 | 500 | 0 | 70.79 | 68.39 | 9 | 0
2025 | TVA_2_PJM_ROR | TVA | PJM_ROR | Internal | Summer | B10 | 1262 | 500 | 0 | 62.22 | 61.44 | 9 | 0
2025 | TVA_2_PJM_ROR | TVA | PJM_ROR | Internal | Winter | B16 | 25 | 500 | 0 | 88.81 | 96.38 | 9 | 0
2025 | TVA_2_PJM_ROR | TVA | PJM_ROR | Internal | Winter | B17 | 100 | 500 | 0 | 78.38 | 82.69 | 9 | 0
2025 | TVA_2_PJM_ROR | TVA | PJM_ROR | Internal | Winter | B18 | 400 | 500 | 0 | 75.03 | 79.97 | 9 | 0
2025 | TVA_2_PJM_ROR | TVA | PJM_ROR | Internal | Winter | B19 | 700 | 500 | 0 | 75.03 | 75.56 | 9 | 0
2025 | TVA_2_PJM_ROR | TVA | PJM_ROR | Internal | Winter | B20 | 935 | 500 | 0 | 75.03 | 70.5 | 9 | 0
2025 | TVA_2_SOCO | TVA | SOCO | Internal | Shoulder | B11 | 25 | 500 | 288.29 | 89.98 | 98.98 | 9 | 0
2025 | TVA_2_SOCO | TVA | SOCO | Internal | Shoulder | B12 | 200 | 500 | 0 | 74.9 | 75.26 | 9 | 0
2025 | TVA_2_SOCO | TVA | SOCO | Internal | Shoulder | B13 | 600 | 500 | 0 | 72.95 | 72.62 | 9 | 0
2025 | TVA_2_SOCO | TVA | SOCO | Internal | Shoulder | B14 | 900 | 500 | 0 | 72.95 | 72.62 | 9 | 0
2025 | TVA_2_SOCO | TVA | SOCO | Internal | Shoulder | B15 | 1203 | 500 | 0 | 72.16 | 72.62 | 9 | 0
2025 | TVA_2_SOCO | TVA | SOCO | Internal | Summer | B1 | 10 | 500 | 0 | 121.35 | 125.69 | 9 | 0
2025 | TVA_2_SOCO | TVA | SOCO | Internal | Summer | B2 | 25 | 500 | 0 | 117.54 | 120.44 | 9 | 0
2025 | TVA_2_SOCO | TVA | SOCO | Internal | Summer | B3 | 75 | 500 | 0 | 115.28 | 118.57 | 9 | 0
2025 | TVA_2_SOCO | TVA | SOCO | Internal | Summer | B4 | 100 | 500 | 0 | 115.28 | 118.06 | 9 | 0
2025 | TVA_2_SOCO | TVA | SOCO | Internal | Summer | B5 | 200 | 500 | 497.07 | 106.11 | 115.11 | 9 | 0
2025 | TVA_2_SOCO | TVA | SOCO | Internal | Summer | B6 | 300 | 500 | 500 | 83.04 | 97.33 | 9 | 5.29
2025 | TVA_2_SOCO | TVA | SOCO | Internal | Summer | B7 | 400 | 500 | 500 | 73.87 | 92.8 | 9 | 9.93
2025 | TVA_2_SOCO | TVA | SOCO | Internal | Summer | B8 | 500 | 500 | 68.25 | 71.16 | 80.16 | 9 | 0
2025 | TVA_2_SOCO | TVA | SOCO | Internal | Summer | B9 | 800 | 500 | 0 | 70.79 | 71.45 | 9 | 0
2025 | TVA_2_SOCO | TVA | SOCO | Internal | Summer | B10 | 1262 | 500 | 312.01 | 62.22 | 71.22 | 9 | 0
2025 | TVA_2_SOCO | TVA | SOCO | Internal | Winter | B16 | 25 | 500 | 0.01 | 88.81 | 97.8 | 9 | 0
2025 | TVA_2_SOCO | TVA | SOCO | Internal | Winter | B17 | 100 | 500 | 0 | 78.38 | 78.69 | 9 | 0
2025 | TVA_2_SOCO | TVA | SOCO | Internal | Winter | B18 | 400 | 500 | 0 | 75.03 | 75.5 | 9 | 0
2025 | TVA_2_SOCO | TVA | SOCO | Internal | Winter | B19 | 700 | 500 | 0 | 75.03 | 75.5 | 9 | 0
2025 | TVA_2_SOCO | TVA | SOCO | Internal | Winter | B20 | 935 | 500 | 0 | 75.03 | 75.5 | 9 | 0
2025 | TVA_2_VACAR | TVA | VACAR | Internal | Shoulder | B11 | 25 | 150 | 0 | 89.98 | 90.73 | 9 | 0
2025 | TVA_2_VACAR | TVA | VACAR | Internal | Shoulder | B12 | 200 | 150 | 37.84 | 74.9 | 83.9 | 9 | 0
2025 | TVA_2_VACAR | TVA | VACAR | Internal | Shoulder | B13 | 600 | 150 | 0 | 72.95 | 80.03 | 9 | 0
2025 | TVA_2_VACAR | TVA | VACAR | Internal | Shoulder | B14 | 900 | 150 | 0 | 72.95 | 76.26 | 9 | 0
2025 | TVA_2_VACAR | TVA | VACAR | Internal | Shoulder | B15 | 1203 | 150 | 0 | 72.16 | 66.27 | 9 | 0
2025 | TVA_2_VACAR | TVA | VACAR | Internal | Summer | B1 | 10 | 150 | 0 | 121.35 | 121.34 | 9 | 0
2025 | TVA_2_VACAR | TVA | VACAR | Internal | Summer | B2 | 25 | 150 | 0 | 117.54 | 121.06 | 9 | 0
2025 | TVA_2_VACAR | TVA | VACAR | Internal | Summer | B3 | 75 | 150 | 0 | 115.28 | 121.06 | 9 | 0
2025 | TVA_2_VACAR | TVA | VACAR | Internal | Summer | B4 | 100 | 150 | 0 | 115.28 | 121.06 | 9 | 0
2025 | TVA_2_VACAR | TVA | VACAR | Internal | Summer | B5 | 200 | 150 | 0 | 106.11 | 108.11 | 9 | 0
2025 | TVA_2_VACAR | TVA | VACAR | Internal | Summer | B6 | 300 | 150 | 0 | 83.04 | 90.33 | 9 | 0
2025 | TVA_2_VACAR | TVA | VACAR | Internal | Summer | B7 | 400 | 150 | 150 | 73.87 | 85.8 | 9 | 2.93
2025 | TVA_2_VACAR | TVA | VACAR | Internal | Summer | B8 | 500 | 150 | 0 | 71.16 | 78.91 | 9 | 0
2025 | TVA_2_VACAR | TVA | VACAR | Internal | Summer | B9 | 800 | 150 | 0 | 70.79 | 64.45 | 9 | 0
2025 | TVA_2_VACAR | TVA | VACAR | Internal | Summer | B10 | 1262 | 150 | 0 | 62.22 | 64.45 | 9 | 0
2025 | TVA_2_VACAR | TVA | VACAR | Internal | Winter | B16 | 25 | 150 | 150 | 88.81 | 107.8 | 9 | 9.99
2025 | TVA_2_VACAR | TVA | VACAR | Internal | Winter | B17 | 100 | 150 | 150 | 78.38 | 88.69 | 9 | 1.32
2025 | TVA_2_VACAR | TVA | VACAR | Internal | Winter | B18 | 400 | 150 | 150 | 75.03 | 84.1 | 9 | 0.08
2025 | TVA_2_VACAR | TVA | VACAR | Internal | Winter | B19 | 700 | 150 | 0 | 75.03 | 81.03 | 9 | 0
2025 | TVA_2_VACAR | TVA | VACAR | Internal | Winter | B20 | 935 | 150 | 0 | 75.03 | 70.33 | 9 | 0
2025 | TVA_Transmission_2_ENT | TVA_Transmission | ENT | Internal | Shoulder | B11 | 25 | 3000 | 0 | 89.98 | 81.98 | 9 | 0
2025 | TVA_Transmission_2_ENT | TVA_Transmission | ENT | Internal | Shoulder | B12 | 200 | 3000 | 0 | 78.79 | 73.68 | 9 | 0
2025 | TVA_Transmission_2_ENT | TVA_Transmission | ENT | Internal | Shoulder | B13 | 600 | 3000 | 0 | 76.74 | 73.14 | 9 | 0
2025 | TVA_Transmission_2_ENT | TVA_Transmission | ENT | Internal | Shoulder | B14 | 900 | 3000 | 0 | 75.06 | 70.69 | 9 | 0
2025 | TVA_Transmission_2_ENT | TVA_Transmission | ENT | Internal | Shoulder | B15 | 1203 | 3000 | 0 | 72.15 | 70.69 | 9 | 0
2025 | TVA_Transmission_2_ENT | TVA_Transmission | ENT | Internal | Summer | B1 | 10 | 3000 | 0 | 121.34 | 117.69 | 9 | 0
2025 | TVA_Transmission_2_ENT | TVA_Transmission | ENT | Internal | Summer | B2 | 25 | 3000 | 0 | 117.53 | 113.83 | 9 | 0
2025 | TVA_Transmission_2_ENT | TVA_Transmission | ENT | Internal | Summer | B3 | 75 | 3000 | 0 | 115.27 | 110.57 | 9 | 0
2025 | TVA_Transmission_2_ENT | TVA_Transmission | ENT | Internal | Summer | B4 | 100 | 3000 | 0 | 115.27 | 110.06 | 9 | 0
2025 | TVA_Transmission_2_ENT | TVA_Transmission | ENT | Internal | Summer | B5 | 200 | 3000 | 0 | 106.11 | 105.22 | 9 | 0
2025 | TVA_Transmission_2_ENT | TVA_Transmission | ENT | Internal | Summer | B6 | 300 | 3000 | 0 | 89.05 | 89.33 | 9 | 0
2025 | TVA_Transmission_2_ENT | TVA_Transmission | ENT | Internal | Summer | B7 | 400 | 3000 | 0 | 84.45 | 80.34 | 9 | 0
2025 | TVA_Transmission_2_ENT | TVA_Transmission | ENT | Internal | Summer | B8 | 500 | 3000 | 0 | 75.47 | 72.16 | 9 | 0
2025 | TVA_Transmission_2_ENT | TVA_Transmission | ENT | Internal | Summer | B9 | 800 | 3000 | 0 | 71.09 | 71.63 | 9 | 0
2025 | TVA_Transmission_2_ENT | TVA_Transmission | ENT | Internal | Summer | B10 | 1262 | 3000 | 0 | 65.27 | 69.24 | 9 | 0
2025 | TVA_Transmission_2_ENT | TVA_Transmission | ENT | Internal | Winter | B16 | 25 | 3000 | 0 | 88.8 | 80.34 | 9 | 0
2025 | TVA_Transmission_2_ENT | TVA_Transmission | ENT | Internal | Winter | B17 | 100 | 3000 | 0 | 81.55 | 75.9 | 9 | 0
2025 | TVA_Transmission_2_ENT | TVA_Transmission | ENT | Internal | Winter | B18 | 400 | 3000 | 0 | 79.5 | 76.11 | 9 | 0
2025 | TVA_Transmission_2_ENT | TVA_Transmission | ENT | Internal | Winter | B19 | 700 | 3000 | 0 | 77.69 | 73.56 | 9 | 0
2025 | TVA_Transmission_2_ENT | TVA_Transmission | ENT | Internal | Winter | B20 | 935 | 3000 | 0 | 75.02 | 73.56 | 9 | 0
2025 | TVA_Transmission_2_MISO_MO-IL | TVA_Transmission | MISO_MO-IL | Internal | Shoulder | B11 | 25 | 4000 | 0 | 89.98 | 81.98 | 9 | 0
2025 | TVA_Transmission_2_MISO_MO-IL | TVA_Transmission | MISO_MO-IL | Internal | Shoulder | B12 | 200 | 4000 | 0 | 78.79 | 75.49 | 9 | 0
2025 | TVA_Transmission_2_MISO_MO-IL | TVA_Transmission | MISO_MO-IL | Internal | Shoulder | B13 | 600 | 4000 | 0 | 76.74 | 73.48 | 9 | 0
2025 | TVA_Transmission_2_MISO_MO-IL | TVA_Transmission | MISO_MO-IL | Internal | Shoulder | B14 | 900 | 4000 | 0 | 75.06 | 70.33 | 9 | 0
2025 | TVA_Transmission_2_MISO_MO-IL | TVA_Transmission | MISO_MO-IL | Internal | Shoulder | B15 | 1203 | 4000 | 0 | 72.15 | 64.15 | 9 | 0
2025 | TVA_Transmission_2_MISO_MO-IL | TVA_Transmission | MISO_MO-IL | Internal | Summer | B1 | 10 | 4000 | 0 | 121.34 | 113.34 | 9 | 0
2025 | TVA_Transmission_2_MISO_MO-IL | TVA_Transmission | MISO_MO-IL | Internal | Summer | B2 | 25 | 4000 | 0 | 117.53 | 109.53 | 9 | 0
2025 | TVA_Transmission_2_MISO_MO-IL | TVA_Transmission | MISO_MO-IL | Internal | Summer | B3 | 75 | 4000 | 0 | 115.27 | 108.85 | 9 | 0
2025 | TVA_Transmission_2_MISO_MO-IL | TVA_Transmission | MISO_MO-IL | Internal | Summer | B4 | 100 | 4000 | 0 | 115.27 | 107.27 | 9 | 0
2025 | TVA_Transmission_2_MISO_MO-IL | TVA_Transmission | MISO_MO-IL | Internal | Summer | B5 | 200 | 4000 | 0 | 106.11 | 98.12 | 9 | 0
2025 | TVA_Transmission_2_MISO_MO-IL | TVA_Transmission | MISO_MO-IL | Internal | Summer | B6 | 300 | 4000 | 0 | 89.05 | 82.29 | 9 | 0
2025 | TVA_Transmission_2_MISO_MO-IL | TVA_Transmission | MISO_MO-IL | Internal | Summer | B7 | 400 | 4000 | 0 | 84.45 | 77.8 | 9 | 0
2025 | TVA_Transmission_2_MISO_MO-IL | TVA_Transmission | MISO_MO-IL | Internal | Summer | B8 | 500 | 4000 | 0 | 75.47 | 70.92 | 9 | 0
2025 | TVA_Transmission_2_MISO_MO-IL | TVA_Transmission | MISO_MO-IL | Internal | Summer | B9 | 800 | 4000 | 0 | 71.09 | 66.39 | 9 | 0
2025 | TVA_Transmission_2_MISO_MO-IL | TVA_Transmission | MISO_MO-IL | Internal | Summer | B10 | 1262 | 4000 | 0 | 65.27 | 59.44 | 9 | 0
2025 | TVA_Transmission_2_MISO_MO-IL | TVA_Transmission | MISO_MO-IL | Internal | Winter | B16 | 25 | 4000 | 0 | 88.8 | 80.8 | 9 | 0
2025 | TVA_Transmission_2_MISO_MO-IL | TVA_Transmission | MISO_MO-IL | Internal | Winter | B17 | 100 | 4000 | 0 | 81.55 | 75.88 | 9 | 0
2025 | TVA_Transmission_2_MISO_MO-IL | TVA_Transmission | MISO_MO-IL | Internal | Winter | B18 | 400 | 4000 | 0 | 79.5 | 75.4 | 9 | 0
2025 | TVA_Transmission_2_MISO_MO-IL | TVA_Transmission | MISO_MO-IL | Internal | Winter | B19 | 700 | 4000 | 0 | 77.69 | 73.56 | 9 | 0
2025 | TVA_Transmission_2_MISO_MO-IL | TVA_Transmission | MISO_MO-IL | Internal | Winter | B20 | 935 | 4000 | 0 | 75.02 | 67.02 | 9 | 0
2025 | TVA_Transmission_2_NonRTO_Midwest | TVA_Transmission | NonRTO_Midwest | Internal | Shoulder | B11 | 25 | 700 | 0 | 89.98 | 89.97 | 9 | 0
2025 | TVA_Transmission_2_NonRTO_Midwest | TVA_Transmission | NonRTO_Midwest | Internal | Shoulder | B12 | 200 | 700 | 0 | 78.79 | 83.48 | 9 | 0
2025 | TVA_Transmission_2_NonRTO_Midwest | TVA_Transmission | NonRTO_Midwest | Internal | Shoulder | B13 | 600 | 700 | 0 | 76.74 | 81.47 | 9 | 0
2025 | TVA_Transmission_2_NonRTO_Midwest | TVA_Transmission | NonRTO_Midwest | Internal | Shoulder | B14 | 900 | 700 | 0 | 75.06 | 78.34 | 9 | 0
2025 | TVA_Transmission_2_NonRTO_Midwest | TVA_Transmission | NonRTO_Midwest | Internal | Shoulder | B15 | 1203 | 700 | 0 | 72.15 | 71.65 | 9 | 0
2025 | TVA_Transmission_2_NonRTO_Midwest | TVA_Transmission | NonRTO_Midwest | Internal | Summer | B1 | 10 | 700 | 0 | 121.34 | 116.42 | 9 | 0
2025 | TVA_Transmission_2_NonRTO_Midwest | TVA_Transmission | NonRTO_Midwest | Internal | Summer | B2 | 25 | 700 | 0 | 117.53 | 116.42 | 9 | 0
2025 | TVA_Transmission_2_NonRTO_Midwest | TVA_Transmission | NonRTO_Midwest | Internal | Summer | B3 | 75 | 700 | 0 | 115.27 | 116.42 | 9 | 0
2025 | TVA_Transmission_2_NonRTO_Midwest | TVA_Transmission | NonRTO_Midwest | Internal | Summer | B4 | 100 | 700 | 0 | 115.27 | 115.26 | 9 | 0
2025 | TVA_Transmission_2_NonRTO_Midwest | TVA_Transmission | NonRTO_Midwest | Internal | Summer | B5 | 200 | 700 | 0 | 106.11 | 103.05 | 9 | 0
2025 | TVA_Transmission_2_NonRTO_Midwest | TVA_Transmission | NonRTO_Midwest | Internal | Summer | B6 | 300 | 700 | 0 | 89.05 | 89.91 | 9 | 0
2025 | TVA_Transmission_2_NonRTO_Midwest | TVA_Transmission | NonRTO_Midwest | Internal | Summer | B7 | 400 | 700 | 0 | 84.45 | 85.79 | 9 | 0
2025 | TVA_Transmission_2_NonRTO_Midwest | TVA_Transmission | NonRTO_Midwest | Internal | Summer | B8 | 500 | 700 | 0 | 75.47 | 78.91 | 9 | 0
2025 | TVA_Transmission_2_NonRTO_Midwest | TVA_Transmission | NonRTO_Midwest | Internal | Summer | B9 | 800 | 700 | 0 | 71.09 | 74.38 | 9 | 0
2025 | TVA_Transmission_2_NonRTO_Midwest | TVA_Transmission | NonRTO_Midwest | Internal | Summer | B10 | 1262 | 700 | 0 | 65.27 | 67.43 | 9 | 0
2025 | TVA_Transmission_2_NonRTO_Midwest | TVA_Transmission | NonRTO_Midwest | Internal | Winter | B16 | 25 | 700 | 0 | 88.8 | 88.79 | 9 | 0
2025 | TVA_Transmission_2_NonRTO_Midwest | TVA_Transmission | NonRTO_Midwest | Internal | Winter | B17 | 100 | 700 | 0 | 81.55 | 83.87 | 9 | 0
2025 | TVA_Transmission_2_NonRTO_Midwest | TVA_Transmission | NonRTO_Midwest | Internal | Winter | B18 | 400 | 700 | 0 | 79.5 | 83.39 | 9 | 0
2025 | TVA_Transmission_2_NonRTO_Midwest | TVA_Transmission | NonRTO_Midwest | Internal | Winter | B19 | 700 | 700 | 0 | 77.69 | 81.55 | 9 | 0
2025 | TVA_Transmission_2_NonRTO_Midwest | TVA_Transmission | NonRTO_Midwest | Internal | Winter | B20 | 935 | 700 | 0 | 75.02 | 75.01 | 9 | 0
2025 | TVA_Transmission_2_PJM_ROR | TVA_Transmission | PJM_ROR | Internal | Shoulder | B11 | 25 | 2000 | 0 | 89.98 | 83.98 | 9 | 0
2025 | TVA_Transmission_2_PJM_ROR | TVA_Transmission | PJM_ROR | Internal | Shoulder | B12 | 200 | 2000 | 0 | 78.79 | 77.9 | 9 | 0
2025 | TVA_Transmission_2_PJM_ROR | TVA_Transmission | PJM_ROR | Internal | Shoulder | B13 | 600 | 2000 | 0 | 76.74 | 75.47 | 9 | 0
2025 | TVA_Transmission_2_PJM_ROR | TVA_Transmission | PJM_ROR | Internal | Shoulder | B14 | 900 | 2000 | 0 | 75.06 | 73.66 | 9 | 0
2025 | TVA_Transmission_2_PJM_ROR | TVA_Transmission | PJM_ROR | Internal | Shoulder | B15 | 1203 | 2000 | 0 | 72.15 | 67.73 | 9 | 0
2025 | TVA_Transmission_2_PJM_ROR | TVA_Transmission | PJM_ROR | Internal | Summer | B1 | 10 | 2000 | 0 | 121.34 | 115.34 | 9 | 0
2025 | TVA_Transmission_2_PJM_ROR | TVA_Transmission | PJM_ROR | Internal | Summer | B2 | 25 | 2000 | 0 | 117.53 | 111.53 | 9 | 0
2025 | TVA_Transmission_2_PJM_ROR | TVA_Transmission | PJM_ROR | Internal | Summer | B3 | 75 | 2000 | 0 | 115.27 | 109.27 | 9 | 0
2025 | TVA_Transmission_2_PJM_ROR | TVA_Transmission | PJM_ROR | Internal | Summer | B4 | 100 | 2000 | 0 | 115.27 | 109.27 | 9 | 0
2025 | TVA_Transmission_2_PJM_ROR | TVA_Transmission | PJM_ROR | Internal | Summer | B5 | 200 | 2000 | 0 | 106.11 | 100.11 | 9 | 0
2025 | TVA_Transmission_2_PJM_ROR | TVA_Transmission | PJM_ROR | Internal | Summer | B6 | 300 | 2000 | 0 | 89.05 | 84.29 | 9 | 0
2025 | TVA_Transmission_2_PJM_ROR | TVA_Transmission | PJM_ROR | Internal | Summer | B7 | 400 | 2000 | 0 | 84.45 | 79.8 | 9 | 0
2025 | TVA_Transmission_2_PJM_ROR | TVA_Transmission | PJM_ROR | Internal | Summer | B8 | 500 | 2000 | 0 | 75.47 | 72.91 | 9 | 0
2025 | TVA_Transmission_2_PJM_ROR | TVA_Transmission | PJM_ROR | Internal | Summer | B9 | 800 | 2000 | 0 | 71.09 | 68.39 | 9 | 0
2025 | TVA_Transmission_2_PJM_ROR | TVA_Transmission | PJM_ROR | Internal | Summer | B10 | 1262 | 2000 | 0 | 65.27 | 61.44 | 9 | 0
2025 | TVA_Transmission_2_PJM_ROR | TVA_Transmission | PJM_ROR | Internal | Winter | B16 | 25 | 2000 | 0 | 88.8 | 96.38 | 9 | 0
2025 | TVA_Transmission_2_PJM_ROR | TVA_Transmission | PJM_ROR | Internal | Winter | B17 | 100 | 2000 | 0 | 81.55 | 82.69 | 9 | 0
2025 | TVA_Transmission_2_PJM_ROR | TVA_Transmission | PJM_ROR | Internal | Winter | B18 | 400 | 2000 | 0 | 79.5 | 79.97 | 9 | 0
2025 | TVA_Transmission_2_PJM_ROR | TVA_Transmission | PJM_ROR | Internal | Winter | B19 | 700 | 2000 | 0 | 77.69 | 75.56 | 9 | 0
2025 | TVA_Transmission_2_PJM_ROR | TVA_Transmission | PJM_ROR | Internal | Winter | B20 | 935 | 2000 | 0 | 75.02 | 70.5 | 9 | 0
2025 | TVA_Transmission_2_SOCO | TVA_Transmission | SOCO | Internal | Shoulder | B11 | 25 | 3200 | 2108.85 | 89.98 | 98.98 | 9 | 0
2025 | TVA_Transmission_2_SOCO | TVA_Transmission | SOCO | Internal | Shoulder | B12 | 200 | 3200 | 0 | 78.79 | 75.26 | 9 | 0
2025 | TVA_Transmission_2_SOCO | TVA_Transmission | SOCO | Internal | Shoulder | B13 | 600 | 3200 | 0 | 76.74 | 72.62 | 9 | 0
2025 | TVA_Transmission_2_SOCO | TVA_Transmission | SOCO | Internal | Shoulder | B14 | 900 | 3200 | 0 | 75.06 | 72.62 | 9 | 0
2025 | TVA_Transmission_2_SOCO | TVA_Transmission | SOCO | Internal | Shoulder | B15 | 1203 | 3200 | 0 | 72.15 | 72.62 | 9 | 0
2025 | TVA_Transmission_2_SOCO | TVA_Transmission | SOCO | Internal | Summer | B1 | 10 | 3200 | 0 | 121.34 | 125.69 | 9 | 0
2025 | TVA_Transmission_2_SOCO | TVA_Transmission | SOCO | Internal | Summer | B2 | 25 | 3200 | 0 | 117.53 | 120.44 | 9 | 0
2025 | TVA_Transmission_2_SOCO | TVA_Transmission | SOCO | Internal | Summer | B3 | 75 | 3200 | 0 | 115.27 | 118.57 | 9 | 0
2025 | TVA_Transmission_2_SOCO | TVA_Transmission | SOCO | Internal | Summer | B4 | 100 | 3200 | 0 | 115.27 | 118.06 | 9 | 0
2025 | TVA_Transmission_2_SOCO | TVA_Transmission | SOCO | Internal | Summer | B5 | 200 | 3200 | 1416.91 | 106.11 | 115.11 | 9 | 0
2025 | TVA_Transmission_2_SOCO | TVA_Transmission | SOCO | Internal | Summer | B6 | 300 | 3200 | 0 | 89.05 | 97.33 | 9 | 0
2025 | TVA_Transmission_2_SOCO | TVA_Transmission | SOCO | Internal | Summer | B7 | 400 | 3200 | 0 | 84.45 | 92.8 | 9 | 0
2025 | TVA_Transmission_2_SOCO | TVA_Transmission | SOCO | Internal | Summer | B8 | 500 | 3200 | 0 | 75.47 | 80.16 | 9 | 0
2025 | TVA_Transmission_2_SOCO | TVA_Transmission | SOCO | Internal | Summer | B9 | 800 | 3200 | 0 | 71.09 | 71.45 | 9 | 0
2025 | TVA_Transmission_2_SOCO | TVA_Transmission | SOCO | Internal | Summer | B10 | 1262 | 3200 | 0 | 65.27 | 71.22 | 9 | 0
2025 | TVA_Transmission_2_SOCO | TVA_Transmission | SOCO | Internal | Winter | B16 | 25 | 3200 | 441.19 | 88.8 | 97.8 | 9 | 0
2025 | TVA_Transmission_2_SOCO | TVA_Transmission | SOCO | Internal | Winter | B17 | 100 | 3200 | 0 | 81.55 | 78.69 | 9 | 0
2025 | TVA_Transmission_2_SOCO | TVA_Transmission | SOCO | Internal | Winter | B18 | 400 | 3200 | 0 | 79.5 | 75.5 | 9 | 0
2025 | TVA_Transmission_2_SOCO | TVA_Transmission | SOCO | Internal | Winter | B19 | 700 | 3200 | 0 | 77.69 | 75.5 | 9 | 0
2025 | TVA_Transmission_2_SOCO | TVA_Transmission | SOCO | Internal | Winter | B20 | 935 | 3200 | 0 | 75.02 | 75.5 | 9 | 0
2025 | TVA_Transmission_2_TVA | TVA_Transmission | TVA | Internal | Shoulder | B11 | 25 | 99999 | 0.01 | 89.98 | 89.98 | 0.01 | 0
2025 | TVA_Transmission_2_TVA | TVA_Transmission | TVA | Internal | Shoulder | B12 | 200 | 99999 | 0 | 78.79 | 74.9 | 0.01 | 0
2025 | TVA_Transmission_2_TVA | TVA_Transmission | TVA | Internal | Shoulder | B13 | 600 | 99999 | 0 | 76.74 | 72.95 | 0.01 | 0
2025 | TVA_Transmission_2_TVA | TVA_Transmission | TVA | Internal | Shoulder | B14 | 900 | 99999 | 0 | 75.06 | 72.95 | 0.01 | 0
2025 | TVA_Transmission_2_TVA | TVA_Transmission | TVA | Internal | Shoulder | B15 | 1203 | 99999 | 427.59 | 72.15 | 72.16 | 0.01 | 0
2025 | TVA_Transmission_2_TVA | TVA_Transmission | TVA | Internal | Summer | B1 | 10 | 99999 | 4016.17 | 121.34 | 121.35 | 0.01 | 0
2025 | TVA_Transmission_2_TVA | TVA_Transmission | TVA | Internal | Summer | B2 | 25 | 99999 | 3257.33 | 117.53 | 117.54 | 0.01 | 0
2025 | TVA_Transmission_2_TVA | TVA_Transmission | TVA | Internal | Summer | B3 | 75 | 99999 | 1768.27 | 115.27 | 115.28 | 0.01 | 0
2025 | TVA_Transmission_2_TVA | TVA_Transmission | TVA | Internal | Summer | B4 | 100 | 99999 | 1080.24 | 115.27 | 115.28 | 0.01 | 0
2025 | TVA_Transmission_2_TVA | TVA_Transmission | TVA | Internal | Summer | B5 | 200 | 99999 | 0 | 106.11 | 106.11 | 0.01 | 0
2025 | TVA_Transmission_2_TVA | TVA_Transmission | TVA | Internal | Summer | B6 | 300 | 99999 | 0 | 89.05 | 83.04 | 0.01 | 0
2025 | TVA_Transmission_2_TVA | TVA_Transmission | TVA | Internal | Summer | B7 | 400 | 99999 | 0 | 84.45 | 73.87 | 0.01 | 0
2025 | TVA_Transmission_2_TVA | TVA_Transmission | TVA | Internal | Summer | B8 | 500 | 99999 | 0 | 75.47 | 71.16 | 0.01 | 0
2025 | TVA_Transmission_2_TVA | TVA_Transmission | TVA | Internal | Summer | B9 | 800 | 99999 | 0 | 71.09 | 70.79 | 0.01 | 0
2025 | TVA_Transmission_2_TVA | TVA_Transmission | TVA | Internal | Summer | B10 | 1262 | 99999 | 0 | 65.27 | 62.22 | 0.01 | 0
2025 | TVA_Transmission_2_TVA | TVA_Transmission | TVA | Internal | Winter | B16 | 25 | 99999 | 2442.58 | 88.8 | 88.81 | 0.01 | 0
2025 | TVA_Transmission_2_TVA | TVA_Transmission | TVA | Internal | Winter | B17 | 100 | 99999 | 0 | 81.55 | 78.38 | 0.01 | 0
2025 | TVA_Transmission_2_TVA | TVA_Transmission | TVA | Internal | Winter | B18 | 400 | 99999 | 0 | 79.5 | 75.03 | 0.01 | 0
2025 | TVA_Transmission_2_TVA | TVA_Transmission | TVA | Internal | Winter | B19 | 700 | 99999 | 0 | 77.69 | 75.03 | 0.01 | 0
2025 | TVA_Transmission_2_TVA | TVA_Transmission | TVA | Internal | Winter | B20 | 935 | 99999 | 1799.39 | 75.02 | 75.03 | 0.01 | 0
2025 | TVA_Transmission_2_VACAR | TVA_Transmission | VACAR | Internal | Shoulder | B11 | 25 | 900 | 0 | 89.98 | 90.73 | 9 | 0
2025 | TVA_Transmission_2_VACAR | TVA_Transmission | VACAR | Internal | Shoulder | B12 | 200 | 900 | 0 | 78.79 | 83.9 | 9 | 0
2025 | TVA_Transmission_2_VACAR | TVA_Transmission | VACAR | Internal | Shoulder | B13 | 600 | 900 | 0 | 76.74 | 80.03 | 9 | 0
2025 | TVA_Transmission_2_VACAR | TVA_Transmission | VACAR | Internal | Shoulder | B14 | 900 | 900 | 0 | 75.06 | 76.26 | 9 | 0
2025 | TVA_Transmission_2_VACAR | TVA_Transmission | VACAR | Internal | Shoulder | B15 | 1203 | 900 | 0 | 72.15 | 66.27 | 9 | 0
2025 | TVA_Transmission_2_VACAR | TVA_Transmission | VACAR | Internal | Summer | B1 | 10 | 900 | 0 | 121.34 | 121.34 | 9 | 0
2025 | TVA_Transmission_2_VACAR | TVA_Transmission | VACAR | Internal | Summer | B2 | 25 | 900 | 0 | 117.53 | 121.06 | 9 | 0
2025 | TVA_Transmission_2_VACAR | TVA_Transmission | VACAR | Internal | Summer | B3 | 75 | 900 | 0 | 115.27 | 121.06 | 9 | 0
2025 | TVA_Transmission_2_VACAR | TVA_Transmission | VACAR | Internal | Summer | B4 | 100 | 900 | 0 | 115.27 | 121.06 | 9 | 0
2025 | TVA_Transmission_2_VACAR | TVA_Transmission | VACAR | Internal | Summer | B5 | 200 | 900 | 0 | 106.11 | 108.11 | 9 | 0
2025 | TVA_Transmission_2_VACAR | TVA_Transmission | VACAR | Internal | Summer | B6 | 300 | 900 | 0 | 89.05 | 90.33 | 9 | 0
2025 | TVA_Transmission_2_VACAR | TVA_Transmission | VACAR | Internal | Summer | B7 | 400 | 900 | 0 | 84.45 | 85.8 | 9 | 0
2025 | TVA_Transmission_2_VACAR | TVA_Transmission | VACAR | Internal | Summer | B8 | 500 | 900 | 0 | 75.47 | 78.91 | 9 | 0
2025 | TVA_Transmission_2_VACAR | TVA_Transmission | VACAR | Internal | Summer | B9 | 800 | 900 | 0 | 71.09 | 64.45 | 9 | 0
2025 | TVA_Transmission_2_VACAR | TVA_Transmission | VACAR | Internal | Summer | B10 | 1262 | 900 | 0 | 65.27 | 64.45 | 9 | 0
2025 | TVA_Transmission_2_VACAR | TVA_Transmission | VACAR | Internal | Winter | B16 | 25 | 900 | 900 | 88.8 | 107.8 | 9 | 10
2025 | TVA_Transmission_2_VACAR | TVA_Transmission | VACAR | Internal | Winter | B17 | 100 | 900 | 0 | 81.55 | 88.69 | 9 | 0
2025 | TVA_Transmission_2_VACAR | TVA_Transmission | VACAR | Internal | Winter | B18 | 400 | 900 | 0 | 79.5 | 84.1 | 9 | 0
2025 | TVA_Transmission_2_VACAR | TVA_Transmission | VACAR | Internal | Winter | B19 | 700 | 900 | 0 | 77.69 | 81.03 | 9 | 0
2025 | TVA_Transmission_2_VACAR | TVA_Transmission | VACAR | Internal | Winter | B20 | 935 | 900 | 0 | 75.02 | 70.33 | 9 | 0
2025 | VACAR_2_PJM_ROR | VACAR | PJM_ROR | Internal | Shoulder | B11 | 25 | 2000 | 0 | 90.73 | 83.98 | 7 | 0
2025 | VACAR_2_PJM_ROR | VACAR | PJM_ROR | Internal | Shoulder | B12 | 200 | 2000 | 0 | 83.9 | 77.9 | 7 | 0
2025 | VACAR_2_PJM_ROR | VACAR | PJM_ROR | Internal | Shoulder | B13 | 600 | 2000 | 0 | 80.03 | 75.47 | 7 | 0
2025 | VACAR_2_PJM_ROR | VACAR | PJM_ROR | Internal | Shoulder | B14 | 900 | 2000 | 0 | 76.26 | 73.66 | 7 | 0
2025 | VACAR_2_PJM_ROR | VACAR | PJM_ROR | Internal | Shoulder | B15 | 1203 | 2000 | 0 | 66.27 | 67.73 | 7 | 0
2025 | VACAR_2_PJM_ROR | VACAR | PJM_ROR | Internal | Summer | B1 | 10 | 2000 | 0 | 121.34 | 115.34 | 7 | 0
2025 | VACAR_2_PJM_ROR | VACAR | PJM_ROR | Internal | Summer | B2 | 25 | 2000 | 0 | 121.06 | 111.53 | 7 | 0
2025 | VACAR_2_PJM_ROR | VACAR | PJM_ROR | Internal | Summer | B3 | 75 | 2000 | 0 | 121.06 | 109.27 | 7 | 0
2025 | VACAR_2_PJM_ROR | VACAR | PJM_ROR | Internal | Summer | B4 | 100 | 2000 | 0 | 121.06 | 109.27 | 7 | 0
2025 | VACAR_2_PJM_ROR | VACAR | PJM_ROR | Internal | Summer | B5 | 200 | 2000 | 0 | 108.11 | 100.11 | 7 | 0
2025 | VACAR_2_PJM_ROR | VACAR | PJM_ROR | Internal | Summer | B6 | 300 | 2000 | 0 | 90.33 | 84.29 | 7 | 0
2025 | VACAR_2_PJM_ROR | VACAR | PJM_ROR | Internal | Summer | B7 | 400 | 2000 | 0 | 85.8 | 79.8 | 7 | 0
2025 | VACAR_2_PJM_ROR | VACAR | PJM_ROR | Internal | Summer | B8 | 500 | 2000 | 0 | 78.91 | 72.91 | 7 | 0
2025 | VACAR_2_PJM_ROR | VACAR | PJM_ROR | Internal | Summer | B9 | 800 | 2000 | 0 | 64.45 | 68.39 | 7 | 0
2025 | VACAR_2_PJM_ROR | VACAR | PJM_ROR | Internal | Summer | B10 | 1262 | 2000 | 0 | 64.45 | 61.44 | 7 | 0
2025 | VACAR_2_PJM_ROR | VACAR | PJM_ROR | Internal | Winter | B16 | 25 | 2000 | 0 | 107.8 | 96.38 | 7 | 0
2025 | VACAR_2_PJM_ROR | VACAR | PJM_ROR | Internal | Winter | B17 | 100 | 2000 | 0 | 88.69 | 82.69 | 7 | 0
2025 | VACAR_2_PJM_ROR | VACAR | PJM_ROR | Internal | Winter | B18 | 400 | 2000 | 0 | 84.1 | 79.97 | 7 | 0
2025 | VACAR_2_PJM_ROR | VACAR | PJM_ROR | Internal | Winter | B19 | 700 | 2000 | 0 | 81.03 | 75.56 | 7 | 0
2025 | VACAR_2_PJM_ROR | VACAR | PJM_ROR | Internal | Winter | B20 | 935 | 2000 | 0 | 70.33 | 70.5 | 7 | 0
2025 | VACAR_2_SOCO | VACAR | SOCO | Internal | Shoulder | B11 | 25 | 3000 | 3000 | 90.73 | 98.98 | 7 | 1.25
2025 | VACAR_2_SOCO | VACAR | SOCO | Internal | Shoulder | B12 | 200 | 3000 | 0 | 83.9 | 75.26 | 7 | 0
2025 | VACAR_2_SOCO | VACAR | SOCO | Internal | Shoulder | B13 | 600 | 3000 | 0 | 80.03 | 72.62 | 7 | 0
2025 | VACAR_2_SOCO | VACAR | SOCO | Internal | Shoulder | B14 | 900 | 3000 | 0 | 76.26 | 72.62 | 7 | 0
2025 | VACAR_2_SOCO | VACAR | SOCO | Internal | Shoulder | B15 | 1203 | 3000 | 0 | 66.27 | 72.62 | 7 | 0
2025 | VACAR_2_SOCO | VACAR | SOCO | Internal | Summer | B1 | 10 | 3000 | 0 | 121.34 | 125.69 | 7 | 0
2025 | VACAR_2_SOCO | VACAR | SOCO | Internal | Summer | B2 | 25 | 3000 | 0 | 121.06 | 120.44 | 7 | 0
2025 | VACAR_2_SOCO | VACAR | SOCO | Internal | Summer | B3 | 75 | 3000 | 0 | 121.06 | 118.57 | 7 | 0
2025 | VACAR_2_SOCO | VACAR | SOCO | Internal | Summer | B4 | 100 | 3000 | 0 | 121.06 | 118.06 | 7 | 0
2025 | VACAR_2_SOCO | VACAR | SOCO | Internal | Summer | B5 | 200 | 3000 | 680.79 | 108.11 | 115.11 | 7 | 0
2025 | VACAR_2_SOCO | VACAR | SOCO | Internal | Summer | B6 | 300 | 3000 | 1389.37 | 90.33 | 97.33 | 7 | 0
2025 | VACAR_2_SOCO | VACAR | SOCO | Internal | Summer | B7 | 400 | 3000 | 308.43 | 85.8 | 92.8 | 7 | 0
2025 | VACAR_2_SOCO | VACAR | SOCO | Internal | Summer | B8 | 500 | 3000 | 0 | 78.91 | 80.16 | 7 | 0
2025 | VACAR_2_SOCO | VACAR | SOCO | Internal | Summer | B9 | 800 | 3000 | 36.26 | 64.45 | 71.45 | 7 | 0
2025 | VACAR_2_SOCO | VACAR | SOCO | Internal | Summer | B10 | 1262 | 3000 | 0 | 64.45 | 71.22 | 7 | 0
2025 | VACAR_2_SOCO | VACAR | SOCO | Internal | Winter | B16 | 25 | 3000 | 0 | 107.8 | 97.8 | 7 | 0
2025 | VACAR_2_SOCO | VACAR | SOCO | Internal | Winter | B17 | 100 | 3000 | 0 | 88.69 | 78.69 | 7 | 0
2025 | VACAR_2_SOCO | VACAR | SOCO | Internal | Winter | B18 | 400 | 3000 | 0 | 84.1 | 75.5 | 7 | 0
2025 | VACAR_2_SOCO | VACAR | SOCO | Internal | Winter | B19 | 700 | 3000 | 0 | 81.03 | 75.5 | 7 | 0
2025 | VACAR_2_SOCO | VACAR | SOCO | Internal | Winter | B20 | 935 | 3000 | 0 | 70.33 | 75.5 | 7 | 0
2025 | VACAR_2_TVA_Transmission | VACAR | TVA_Transmission | Internal | Shoulder | B11 | 25 | 900 | 0 | 90.73 | 89.98 | 7 | 0
2025 | VACAR_2_TVA_Transmission | VACAR | TVA_Transmission | Internal | Shoulder | B12 | 200 | 900 | 0 | 83.9 | 78.79 | 7 | 0
2025 | VACAR_2_TVA_Transmission | VACAR | TVA_Transmission | Internal | Shoulder | B13 | 600 | 900 | 0 | 80.03 | 76.74 | 7 | 0
2025 | VACAR_2_TVA_Transmission | VACAR | TVA_Transmission | Internal | Shoulder | B14 | 900 | 900 | 0 | 76.26 | 75.06 | 7 | 0
2025 | VACAR_2_TVA_Transmission | VACAR | TVA_Transmission | Internal | Shoulder | B15 | 1203 | 900 | 0 | 66.27 | 72.15 | 7 | 0
2025 | VACAR_2_TVA_Transmission | VACAR | TVA_Transmission | Internal | Summer | B1 | 10 | 900 | 0 | 121.34 | 121.34 | 7 | 0
2025 | VACAR_2_TVA_Transmission | VACAR | TVA_Transmission | Internal | Summer | B2 | 25 | 900 | 0 | 121.06 | 117.53 | 7 | 0
2025 | VACAR_2_TVA_Transmission | VACAR | TVA_Transmission | Internal | Summer | B3 | 75 | 900 | 0 | 121.06 | 115.27 | 7 | 0
2025 | VACAR_2_TVA_Transmission | VACAR | TVA_Transmission | Internal | Summer | B4 | 100 | 900 | 0 | 121.06 | 115.27 | 7 | 0
2025 | VACAR_2_TVA_Transmission | VACAR | TVA_Transmission | Internal | Summer | B5 | 200 | 900 | 0 | 108.11 | 106.11 | 7 | 0
2025 | VACAR_2_TVA_Transmission | VACAR | TVA_Transmission | Internal | Summer | B6 | 300 | 900 | 0 | 90.33 | 89.05 | 7 | 0
2025 | VACAR_2_TVA_Transmission | VACAR | TVA_Transmission | Internal | Summer | B7 | 400 | 900 | 0 | 85.8 | 84.45 | 7 | 0
2025 | VACAR_2_TVA_Transmission | VACAR | TVA_Transmission | Internal | Summer | B8 | 500 | 900 | 0 | 78.91 | 75.47 | 7 | 0
2025 | VACAR_2_TVA_Transmission | VACAR | TVA_Transmission | Internal | Summer | B9 | 800 | 900 | 0 | 64.45 | 71.09 | 7 | 0
2025 | VACAR_2_TVA_Transmission | VACAR | TVA_Transmission | Internal | Summer | B10 | 1262 | 900 | 0 | 64.45 | 65.27 | 7 | 0
2025 | VACAR_2_TVA_Transmission | VACAR | TVA_Transmission | Internal | Winter | B16 | 25 | 900 | 0 | 107.8 | 88.8 | 7 | 0
2025 | VACAR_2_TVA_Transmission | VACAR | TVA_Transmission | Internal | Winter | B17 | 100 | 900 | 0 | 88.69 | 81.55 | 7 | 0
2025 | VACAR_2_TVA_Transmission | VACAR | TVA_Transmission | Internal | Winter | B18 | 400 | 900 | 0 | 84.1 | 79.5 | 7 | 0
2025 | VACAR_2_TVA_Transmission | VACAR | TVA_Transmission | Internal | Winter | B19 | 700 | 900 | 0 | 81.03 | 77.69 | 7 | 0
2025 | VACAR_2_TVA_Transmission | VACAR | TVA_Transmission | Internal | Winter | B20 | 935 | 900 | 0 | 70.33 | 75.02 | 7 | 0
2030 | ENT_2_MISO_MO-IL | ENT | MISO_MO-IL | Internal | Shoulder | B11 | 25 | 2260 | 0 | 95.81 | 95.81 | 8 | 0
2030 | ENT_2_MISO_MO-IL | ENT | MISO_MO-IL | Internal | Shoulder | B12 | 200 | 2260 | 0 | 93.53 | 88.47 | 8 | 0
2030 | ENT_2_MISO_MO-IL | ENT | MISO_MO-IL | Internal | Shoulder | B13 | 600 | 2260 | 0 | 90.37 | 87.32 | 8 | 0
2030 | ENT_2_MISO_MO-IL | ENT | MISO_MO-IL | Internal | Shoulder | B14 | 900 | 2260 | 0 | 90.37 | 85.71 | 8 | 0
2030 | ENT_2_MISO_MO-IL | ENT | MISO_MO-IL | Internal | Shoulder | B15 | 1203 | 2260 | 0 | 83.96 | 75.96 | 8 | 0
2030 | ENT_2_MISO_MO-IL | ENT | MISO_MO-IL | Internal | Summer | B1 | 10 | 2260 | 0 | 149.65 | 144.3 | 8 | 0
2030 | ENT_2_MISO_MO-IL | ENT | MISO_MO-IL | Internal | Summer | B2 | 25 | 2260 | 0 | 144.47 | 141.54 | 8 | 0
2030 | ENT_2_MISO_MO-IL | ENT | MISO_MO-IL | Internal | Summer | B3 | 75 | 2260 | 0 | 141.4 | 141.52 | 8 | 0
2030 | ENT_2_MISO_MO-IL | ENT | MISO_MO-IL | Internal | Summer | B4 | 100 | 2260 | 0 | 141.4 | 140.86 | 8 | 0
2030 | ENT_2_MISO_MO-IL | ENT | MISO_MO-IL | Internal | Summer | B5 | 200 | 2260 | 0 | 133.95 | 140.86 | 8 | 0
2030 | ENT_2_MISO_MO-IL | ENT | MISO_MO-IL | Internal | Summer | B6 | 300 | 2260 | 0 | 103.17 | 107.18 | 8 | 0
2030 | ENT_2_MISO_MO-IL | ENT | MISO_MO-IL | Internal | Summer | B7 | 400 | 2260 | 0 | 92.56 | 92.16 | 8 | 0
2030 | ENT_2_MISO_MO-IL | ENT | MISO_MO-IL | Internal | Summer | B8 | 500 | 2260 | 0 | 91.87 | 88.25 | 8 | 0
2030 | ENT_2_MISO_MO-IL | ENT | MISO_MO-IL | Internal | Summer | B9 | 800 | 2260 | 0 | 88.77 | 83.34 | 8 | 0
2030 | ENT_2_MISO_MO-IL | ENT | MISO_MO-IL | Internal | Summer | B10 | 1262 | 2260 | 0 | 82.61 | 74.61 | 8 | 0
2030 | ENT_2_MISO_MO-IL | ENT | MISO_MO-IL | Internal | Winter | B16 | 25 | 2260 | 0 | 97.52 | 97.52 | 8 | 0
2030 | ENT_2_MISO_MO-IL | ENT | MISO_MO-IL | Internal | Winter | B17 | 100 | 2260 | 0 | 95.87 | 91.77 | 8 | 0
2030 | ENT_2_MISO_MO-IL | ENT | MISO_MO-IL | Internal | Winter | B18 | 400 | 2260 | 0 | 93.53 | 89.44 | 8 | 0
2030 | ENT_2_MISO_MO-IL | ENT | MISO_MO-IL | Internal | Winter | B19 | 700 | 2260 | 0 | 93.53 | 89.44 | 8 | 0
2030 | ENT_2_MISO_MO-IL | ENT | MISO_MO-IL | Internal | Winter | B20 | 935 | 2260 | 0 | 86.6 | 78.6 | 8 | 0
2030 | ENT_2_SOCO | ENT | SOCO | Internal | Shoulder | B11 | 25 | 2000 | 2000 | 95.81 | 119.81 | 8 | 16
2030 | ENT_2_SOCO | ENT | SOCO | Internal | Shoulder | B12 | 200 | 2000 | 0 | 93.53 | 95.77 | 8 | 0
2030 | ENT_2_SOCO | ENT | SOCO | Internal | Shoulder | B13 | 600 | 2000 | 0 | 90.37 | 92.38 | 8 | 0
2030 | ENT_2_SOCO | ENT | SOCO | Internal | Shoulder | B14 | 900 | 2000 | 0 | 90.37 | 92.38 | 8 | 0
2030 | ENT_2_SOCO | ENT | SOCO | Internal | Shoulder | B15 | 1203 | 2000 | 2000 | 83.96 | 92.38 | 8 | 0.42
2030 | ENT_2_SOCO | ENT | SOCO | Internal | Summer | B1 | 10 | 2000 | 2000 | 149.65 | 158.39 | 8 | 0.73
2030 | ENT_2_SOCO | ENT | SOCO | Internal | Summer | B2 | 25 | 2000 | 626.31 | 144.47 | 152.47 | 8 | 0
2030 | ENT_2_SOCO | ENT | SOCO | Internal | Summer | B3 | 75 | 2000 | 1221.05 | 141.4 | 149.4 | 8 | 0
2030 | ENT_2_SOCO | ENT | SOCO | Internal | Summer | B4 | 100 | 2000 | 1224.4 | 141.4 | 149.4 | 8 | 0
2030 | ENT_2_SOCO | ENT | SOCO | Internal | Summer | B5 | 200 | 2000 | 2000 | 133.95 | 149.4 | 8 | 7.46
2030 | ENT_2_SOCO | ENT | SOCO | Internal | Summer | B6 | 300 | 2000 | 2000 | 103.17 | 120.17 | 8 | 9
2030 | ENT_2_SOCO | ENT | SOCO | Internal | Summer | B7 | 400 | 2000 | 2000 | 92.56 | 108.36 | 8 | 7.81
2030 | ENT_2_SOCO | ENT | SOCO | Internal | Summer | B8 | 500 | 2000 | 0 | 91.87 | 99.34 | 8 | 0
2030 | ENT_2_SOCO | ENT | SOCO | Internal | Summer | B9 | 800 | 2000 | 0 | 88.77 | 90.88 | 8 | 0
2030 | ENT_2_SOCO | ENT | SOCO | Internal | Summer | B10 | 1262 | 2000 | 1468.9 | 82.61 | 90.61 | 8 | 0
2030 | ENT_2_SOCO | ENT | SOCO | Internal | Winter | B16 | 25 | 2000 | 2000 | 97.52 | 121.75 | 8 | 16.23
2030 | ENT_2_SOCO | ENT | SOCO | Internal | Winter | B17 | 100 | 2000 | 0 | 95.87 | 99.05 | 8 | 0
2030 | ENT_2_SOCO | ENT | SOCO | Internal | Winter | B18 | 400 | 2000 | 0 | 93.53 | 95.54 | 8 | 0
2030 | ENT_2_SOCO | ENT | SOCO | Internal | Winter | B19 | 700 | 2000 | 0 | 93.53 | 95.54 | 8 | 0
2030 | ENT_2_SOCO | ENT | SOCO | Internal | Winter | B20 | 935 | 2000 | 786.92 | 86.6 | 94.6 | 8 | 0
2030 | ENT_2_SPP_N | ENT | SPP_N | Internal | Shoulder | B11 | 25 | 1300 | 0 | 95.81 | 93.79 | 8 | 0
2030 | ENT_2_SPP_N | ENT | SPP_N | Internal | Shoulder | B12 | 200 | 1300 | 0 | 93.53 | 90.16 | 8 | 0
2030 | ENT_2_SPP_N | ENT | SPP_N | Internal | Shoulder | B13 | 600 | 1300 | 0 | 90.37 | 85.83 | 8 | 0
2030 | ENT_2_SPP_N | ENT | SPP_N | Internal | Shoulder | B14 | 900 | 1300 | 0 | 90.37 | 80.71 | 8 | 0
2030 | ENT_2_SPP_N | ENT | SPP_N | Internal | Shoulder | B15 | 1203 | 1300 | 0 | 83.96 | 78.16 | 8 | 0
2030 | ENT_2_SPP_N | ENT | SPP_N | Internal | Summer | B1 | 10 | 1300 | 0 | 149.65 | 144.65 | 8 | 0
2030 | ENT_2_SPP_N | ENT | SPP_N | Internal | Summer | B2 | 25 | 1300 | 0 | 144.47 | 146.26 | 8 | 0
2030 | ENT_2_SPP_N | ENT | SPP_N | Internal | Summer | B3 | 75 | 1300 | 0 | 141.4 | 146.63 | 8 | 0
2030 | ENT_2_SPP_N | ENT | SPP_N | Internal | Summer | B4 | 100 | 1300 | 0 | 141.4 | 140.89 | 8 | 0
2030 | ENT_2_SPP_N | ENT | SPP_N | Internal | Summer | B5 | 200 | 1300 | 0 | 133.95 | 140.86 | 8 | 0
2030 | ENT_2_SPP_N | ENT | SPP_N | Internal | Summer | B6 | 300 | 1300 | 0 | 103.17 | 107.18 | 8 | 0
2030 | ENT_2_SPP_N | ENT | SPP_N | Internal | Summer | B7 | 400 | 1300 | 0 | 92.56 | 95.99 | 8 | 0
2030 | ENT_2_SPP_N | ENT | SPP_N | Internal | Summer | B8 | 500 | 1300 | 0 | 91.87 | 90.58 | 8 | 0
2030 | ENT_2_SPP_N | ENT | SPP_N | Internal | Summer | B9 | 800 | 1300 | 0 | 88.77 | 88.68 | 8 | 0
2030 | ENT_2_SPP_N | ENT | SPP_N | Internal | Summer | B10 | 1262 | 1300 | 0 | 82.61 | 77.39 | 8 | 0
2030 | ENT_2_SPP_N | ENT | SPP_N | Internal | Winter | B16 | 25 | 1300 | 0 | 97.52 | 92.51 | 8 | 0
2030 | ENT_2_SPP_N | ENT | SPP_N | Internal | Winter | B17 | 100 | 1300 | 0 | 95.87 | 86.5 | 8 | 0
2030 | ENT_2_SPP_N | ENT | SPP_N | Internal | Winter | B18 | 400 | 1300 | 0 | 93.53 | 88.09 | 8 | 0
2030 | ENT_2_SPP_N | ENT | SPP_N | Internal | Winter | B19 | 700 | 1300 | 0 | 93.53 | 86.5 | 8 | 0
2030 | ENT_2_SPP_N | ENT | SPP_N | Internal | Winter | B20 | 935 | 1300 | 0 | 86.6 | 81.07 | 8 | 0
2030 | ENT_2_SPP_S | ENT | SPP_S | Internal | Shoulder | B11 | 25 | 1300 | 0 | 95.81 | 93.8 | 8 | 0
2030 | ENT_2_SPP_S | ENT | SPP_S | Internal | Shoulder | B12 | 200 | 1300 | 0 | 93.53 | 90.17 | 8 | 0
2030 | ENT_2_SPP_S | ENT | SPP_S | Internal | Shoulder | B13 | 600 | 1300 | 0 | 90.37 | 85.84 | 8 | 0
2030 | ENT_2_SPP_S | ENT | SPP_S | Internal | Shoulder | B14 | 900 | 1300 | 0 | 90.37 | 78.1 | 8 | 0
2030 | ENT_2_SPP_S | ENT | SPP_S | Internal | Shoulder | B15 | 1203 | 1300 | 0 | 83.96 | 78.1 | 8 | 0
2030 | ENT_2_SPP_S | ENT | SPP_S | Internal | Summer | B1 | 10 | 1300 | 0 | 149.65 | 92.84 | 8 | 0
2030 | ENT_2_SPP_S | ENT | SPP_S | Internal | Summer | B2 | 25 | 1300 | 0 | 144.47 | 128.95 | 8 | 0
2030 | ENT_2_SPP_S | ENT | SPP_S | Internal | Summer | B3 | 75 | 1300 | 0 | 141.4 | 134.88 | 8 | 0
2030 | ENT_2_SPP_S | ENT | SPP_S | Internal | Summer | B4 | 100 | 1300 | 0 | 141.4 | 128.95 | 8 | 0
2030 | ENT_2_SPP_S | ENT | SPP_S | Internal | Summer | B5 | 200 | 1300 | 0 | 133.95 | 128.95 | 8 | 0
2030 | ENT_2_SPP_S | ENT | SPP_S | Internal | Summer | B6 | 300 | 1300 | 0 | 103.17 | 107.17 | 8 | 0
2030 | ENT_2_SPP_S | ENT | SPP_S | Internal | Summer | B7 | 400 | 1300 | 0 | 92.56 | 95.98 | 8 | 0
2030 | ENT_2_SPP_S | ENT | SPP_S | Internal | Summer | B8 | 500 | 1300 | 0 | 91.87 | 90.59 | 8 | 0
2030 | ENT_2_SPP_S | ENT | SPP_S | Internal | Summer | B9 | 800 | 1300 | 0 | 88.77 | 88.69 | 8 | 0
2030 | ENT_2_SPP_S | ENT | SPP_S | Internal | Summer | B10 | 1262 | 1300 | 0 | 82.61 | 77.4 | 8 | 0
2030 | ENT_2_SPP_S | ENT | SPP_S | Internal | Winter | B16 | 25 | 1300 | 0 | 97.52 | 92.52 | 8 | 0
2030 | ENT_2_SPP_S | ENT | SPP_S | Internal | Winter | B17 | 100 | 1300 | 0 | 95.87 | 86.51 | 8 | 0
2030 | ENT_2_SPP_S | ENT | SPP_S | Internal | Winter | B18 | 400 | 1300 | 0 | 93.53 | 88.1 | 8 | 0
2030 | ENT_2_SPP_S | ENT | SPP_S | Internal | Winter | B19 | 700 | 1300 | 0 | 93.53 | 86.51 | 8 | 0
2030 | ENT_2_SPP_S | ENT | SPP_S | Internal | Winter | B20 | 935 | 1300 | 0 | 86.6 | 80.95 | 8 | 0
2030 | ENT_2_TVA_Transmission | ENT | TVA_Transmission | Internal | Shoulder | B11 | 25 | 2100 | 700.17 | 95.81 | 103.81 | 8 | 0
2030 | ENT_2_TVA_Transmission | ENT | TVA_Transmission | Internal | Shoulder | B12 | 200 | 2100 | 0 | 93.53 | 94.3 | 8 | 0
2030 | ENT_2_TVA_Transmission | ENT | TVA_Transmission | Internal | Shoulder | B13 | 600 | 2100 | 0 | 90.37 | 93.1 | 8 | 0
2030 | ENT_2_TVA_Transmission | ENT | TVA_Transmission | Internal | Shoulder | B14 | 900 | 2100 | 0 | 90.37 | 92.91 | 8 | 0
2030 | ENT_2_TVA_Transmission | ENT | TVA_Transmission | Internal | Shoulder | B15 | 1203 | 2100 | 0 | 83.96 | 83.38 | 8 | 0
2030 | ENT_2_TVA_Transmission | ENT | TVA_Transmission | Internal | Summer | B1 | 10 | 2100 | 0 | 149.65 | 152.3 | 8 | 0
2030 | ENT_2_TVA_Transmission | ENT | TVA_Transmission | Internal | Summer | B2 | 25 | 2100 | 0 | 144.47 | 149.54 | 8 | 0
2030 | ENT_2_TVA_Transmission | ENT | TVA_Transmission | Internal | Summer | B3 | 75 | 2100 | 0 | 141.4 | 146.39 | 8 | 0
2030 | ENT_2_TVA_Transmission | ENT | TVA_Transmission | Internal | Summer | B4 | 100 | 2100 | 0 | 141.4 | 146.39 | 8 | 0
2030 | ENT_2_TVA_Transmission | ENT | TVA_Transmission | Internal | Summer | B5 | 200 | 2100 | 0 | 133.95 | 141.86 | 8 | 0
2030 | ENT_2_TVA_Transmission | ENT | TVA_Transmission | Internal | Summer | B6 | 300 | 2100 | 480.43 | 103.17 | 111.17 | 8 | 0
2030 | ENT_2_TVA_Transmission | ENT | TVA_Transmission | Internal | Summer | B7 | 400 | 2100 | 0 | 92.56 | 99.36 | 8 | 0
2030 | ENT_2_TVA_Transmission | ENT | TVA_Transmission | Internal | Summer | B8 | 500 | 2100 | 0 | 91.87 | 93.57 | 8 | 0
2030 | ENT_2_TVA_Transmission | ENT | TVA_Transmission | Internal | Summer | B9 | 800 | 2100 | 0 | 88.77 | 90.47 | 8 | 0
2030 | ENT_2_TVA_Transmission | ENT | TVA_Transmission | Internal | Summer | B10 | 1262 | 2100 | 0 | 82.61 | 81.61 | 8 | 0
2030 | ENT_2_TVA_Transmission | ENT | TVA_Transmission | Internal | Winter | B16 | 25 | 2100 | 458.17 | 97.52 | 105.52 | 8 | 0
2030 | ENT_2_TVA_Transmission | ENT | TVA_Transmission | Internal | Winter | B17 | 100 | 2100 | 0 | 95.87 | 99.77 | 8 | 0
2030 | ENT_2_TVA_Transmission | ENT | TVA_Transmission | Internal | Winter | B18 | 400 | 2100 | 0 | 93.53 | 95.75 | 8 | 0
2030 | ENT_2_TVA_Transmission | ENT | TVA_Transmission | Internal | Winter | B19 | 700 | 2100 | 0 | 93.53 | 95.73 | 8 | 0
2030 | ENT_2_TVA_Transmission | ENT | TVA_Transmission | Internal | Winter | B20 | 935 | 2100 | 0 | 86.6 | 86.33 | 8 | 0
2030 | FRCC_2_SOCO | FRCC | SOCO | Internal | Shoulder | B11 | 25 | 900 | 0 | 138.59 | 119.81 | 8 | 0
2030 | FRCC_2_SOCO | FRCC | SOCO | Internal | Shoulder | B12 | 200 | 900 | 0 | 101.91 | 95.77 | 8 | 0
2030 | FRCC_2_SOCO | FRCC | SOCO | Internal | Shoulder | B13 | 600 | 900 | 0 | 99.19 | 92.38 | 8 | 0
2030 | FRCC_2_SOCO | FRCC | SOCO | Internal | Shoulder | B14 | 900 | 900 | 0 | 97.62 | 92.38 | 8 | 0
2030 | FRCC_2_SOCO | FRCC | SOCO | Internal | Shoulder | B15 | 1203 | 900 | 0 | 97.62 | 92.38 | 8 | 0
2030 | FRCC_2_SOCO | FRCC | SOCO | Internal | Summer | B1 | 10 | 900 | 0 | 168.39 | 158.39 | 8 | 0
2030 | FRCC_2_SOCO | FRCC | SOCO | Internal | Summer | B2 | 25 | 900 | 0 | 155.87 | 152.47 | 8 | 0
2030 | FRCC_2_SOCO | FRCC | SOCO | Internal | Summer | B3 | 75 | 900 | 0 | 155.87 | 149.4 | 8 | 0
2030 | FRCC_2_SOCO | FRCC | SOCO | Internal | Summer | B4 | 100 | 900 | 0 | 155.87 | 149.4 | 8 | 0
2030 | FRCC_2_SOCO | FRCC | SOCO | Internal | Summer | B5 | 200 | 900 | 0 | 155.87 | 149.4 | 8 | 0
2030 | FRCC_2_SOCO | FRCC | SOCO | Internal | Summer | B6 | 300 | 900 | 0 | 130.17 | 120.17 | 8 | 0
2030 | FRCC_2_SOCO | FRCC | SOCO | Internal | Summer | B7 | 400 | 900 | 0 | 116.17 | 108.36 | 8 | 0
2030 | FRCC_2_SOCO | FRCC | SOCO | Internal | Summer | B8 | 500 | 900 | 0 | 100.95 | 99.34 | 8 | 0
2030 | FRCC_2_SOCO | FRCC | SOCO | Internal | Summer | B9 | 800 | 900 | 0 | 96.7 | 90.88 | 8 | 0
2030 | FRCC_2_SOCO | FRCC | SOCO | Internal | Summer | B10 | 1262 | 900 | 0 | 96.7 | 90.61 | 8 | 0
2030 | FRCC_2_SOCO | FRCC | SOCO | Internal | Winter | B16 | 25 | 900 | 0 | 131.75 | 121.75 | 8 | 0
2030 | FRCC_2_SOCO | FRCC | SOCO | Internal | Winter | B17 | 100 | 900 | 0 | 104.68 | 99.05 | 8 | 0
2030 | FRCC_2_SOCO | FRCC | SOCO | Internal | Winter | B18 | 400 | 900 | 0 | 100.28 | 95.54 | 8 | 0
2030 | FRCC_2_SOCO | FRCC | SOCO | Internal | Winter | B19 | 700 | 900 | 0 | 100.28 | 95.54 | 8 | 0
2030 | FRCC_2_SOCO | FRCC | SOCO | Internal | Winter | B20 | 935 | 900 | 0 | 100.28 | 94.6 | 8 | 0
2030 | HQ_NEISO_2_NEISO | HQ_NEISO | NEISO | Internal | Shoulder | B11 | 25 | 99999 | 3866.9 | 73.11 | 73.12 | 0.01 | 0
2030 | HQ_NEISO_2_NEISO | HQ_NEISO | NEISO | Internal | Shoulder | B12 | 200 | 99999 | 3857.4 | 73.48 | 73.5 | 0.01 | 0
2030 | HQ_NEISO_2_NEISO | HQ_NEISO | NEISO | Internal | Shoulder | B13 | 600 | 99999 | 3820.02 | 73.11 | 73.12 | 0.01 | 0
2030 | HQ_NEISO_2_NEISO | HQ_NEISO | NEISO | Internal | Shoulder | B14 | 900 | 99999 | 3754.63 | 73.11 | 73.12 | 0.01 | 0
2030 | HQ_NEISO_2_NEISO | HQ_NEISO | NEISO | Internal | Shoulder | B15 | 1203 | 99999 | 1797.77 | 73.11 | 73.12 | 0.01 | 0
2030 | HQ_NEISO_2_NEISO | HQ_NEISO | NEISO | Internal | Summer | B1 | 10 | 99999 | 4396.59 | 101.5 | 101.52 | 0.01 | 0
2030 | HQ_NEISO_2_NEISO | HQ_NEISO | NEISO | Internal | Summer | B2 | 25 | 99999 | 4333.83 | 108.5 | 108.52 | 0.01 | 0
2030 | HQ_NEISO_2_NEISO | HQ_NEISO | NEISO | Internal | Summer | B3 | 75 | 99999 | 4208.73 | 101.5 | 101.52 | 0.01 | 0
2030 | HQ_NEISO_2_NEISO | HQ_NEISO | NEISO | Internal | Summer | B4 | 100 | 99999 | 4101.1 | 80.89 | 80.9 | 0.01 | 0
2030 | HQ_NEISO_2_NEISO | HQ_NEISO | NEISO | Internal | Summer | B5 | 200 | 99999 | 4042.61 | 80.89 | 80.9 | 0.01 | 0
2030 | HQ_NEISO_2_NEISO | HQ_NEISO | NEISO | Internal | Summer | B6 | 300 | 99999 | 3976.65 | 80.89 | 80.9 | 0.01 | 0
2030 | HQ_NEISO_2_NEISO | HQ_NEISO | NEISO | Internal | Summer | B7 | 400 | 99999 | 3901.06 | 80.89 | 80.9 | 0.01 | 0
2030 | HQ_NEISO_2_NEISO | HQ_NEISO | NEISO | Internal | Summer | B8 | 500 | 99999 | 3841.63 | 79.26 | 79.28 | 0.01 | 0
2030 | HQ_NEISO_2_NEISO | HQ_NEISO | NEISO | Internal | Summer | B9 | 800 | 99999 | 3768.83 | 74.34 | 74.36 | 0.01 | 0
2030 | HQ_NEISO_2_NEISO | HQ_NEISO | NEISO | Internal | Summer | B10 | 1262 | 99999 | 1471.96 | 74.36 | 74.37 | 0.01 | 0
2030 | HQ_NEISO_2_NEISO | HQ_NEISO | NEISO | Internal | Winter | B16 | 25 | 99999 | 3998.52 | 82.09 | 82.1 | 0.01 | 0
2030 | HQ_NEISO_2_NEISO | HQ_NEISO | NEISO | Internal | Winter | B17 | 100 | 99999 | 3945.7 | 79.14 | 79.15 | 0.01 | 0
2030 | HQ_NEISO_2_NEISO | HQ_NEISO | NEISO | Internal | Winter | B18 | 400 | 99999 | 3905.27 | 79.14 | 79.15 | 0.01 | 0
2030 | HQ_NEISO_2_NEISO | HQ_NEISO | NEISO | Internal | Winter | B19 | 700 | 99999 | 3829.95 | 79.14 | 79.15 | 0.01 | 0
2030 | HQ_NEISO_2_NEISO | HQ_NEISO | NEISO | Internal | Winter | B20 | 935 | 99999 | 1964.44 | 79.14 | 79.15 | 0.01 | 0
2030 | HQ_NY_2_NYISO_A-F | HQ_NY | NYISO_A-F | Internal | Shoulder | B11 | 25 | 99999 | 2812.27 | 76.11 | 76.12 | 0.01 | 0
2030 | HQ_NY_2_NYISO_A-F | HQ_NY | NYISO_A-F | Internal | Shoulder | B12 | 200 | 99999 | 2847.69 | 82.47 | 82.48 | 0.01 | 0
2030 | HQ_NY_2_NYISO_A-F | HQ_NY | NYISO_A-F | Internal | Shoulder | B13 | 600 | 99999 | 2781.85 | 76.11 | 76.12 | 0.01 | 0
2030 | HQ_NY_2_NYISO_A-F | HQ_NY | NYISO_A-F | Internal | Shoulder | B14 | 900 | 99999 | 2673.14 | 75.57 | 75.58 | 0.01 | 0
2030 | HQ_NY_2_NYISO_A-F | HQ_NY | NYISO_A-F | Internal | Shoulder | B15 | 1203 | 99999 | 1582.7 | 75.57 | 75.58 | 0.01 | 0
2030 | HQ_NY_2_NYISO_A-F | HQ_NY | NYISO_A-F | Internal | Summer | B1 | 10 | 99999 | 3500.1 | 92.9 | 92.91 | 0.01 | 0
2030 | HQ_NY_2_NYISO_A-F | HQ_NY | NYISO_A-F | Internal | Summer | B2 | 25 | 99999 | 3406.71 | 105.5 | 105.52 | 0.01 | 0
2030 | HQ_NY_2_NYISO_A-F | HQ_NY | NYISO_A-F | Internal | Summer | B3 | 75 | 99999 | 3266.7 | 104.5 | 104.52 | 0.01 | 0
2030 | HQ_NY_2_NYISO_A-F | HQ_NY | NYISO_A-F | Internal | Summer | B4 | 100 | 99999 | 3116.28 | 86.38 | 86.39 | 0.01 | 0
2030 | HQ_NY_2_NYISO_A-F | HQ_NY | NYISO_A-F | Internal | Summer | B5 | 200 | 99999 | 3025.49 | 86.38 | 86.39 | 0.01 | 0
2030 | HQ_NY_2_NYISO_A-F | HQ_NY | NYISO_A-F | Internal | Summer | B6 | 300 | 99999 | 2934.86 | 86.38 | 86.39 | 0.01 | 0
2030 | HQ_NY_2_NYISO_A-F | HQ_NY | NYISO_A-F | Internal | Summer | B7 | 400 | 99999 | 2830.75 | 85.34 | 85.35 | 0.01 | 0
2030 | HQ_NY_2_NYISO_A-F | HQ_NY | NYISO_A-F | Internal | Summer | B8 | 500 | 99999 | 2760.25 | 82.25 | 82.26 | 0.01 | 0
2030 | HQ_NY_2_NYISO_A-F | HQ_NY | NYISO_A-F | Internal | Summer | B9 | 800 | 99999 | 2664.71 | 77.34 | 77.36 | 0.01 | 0
2030 | HQ_NY_2_NYISO_A-F | HQ_NY | NYISO_A-F | Internal | Summer | B10 | 1262 | 99999 | 1436.31 | 77.34 | 77.36 | 0.01 | 0
2030 | HQ_NY_2_NYISO_A-F | HQ_NY | NYISO_A-F | Internal | Winter | B16 | 25 | 99999 | 3058.87 | 77.84 | 77.86 | 0.01 | 0
2030 | HQ_NY_2_NYISO_A-F | HQ_NY | NYISO_A-F | Internal | Winter | B17 | 100 | 99999 | 3001.1 | 76.14 | 76.15 | 0.01 | 0
2030 | HQ_NY_2_NYISO_A-F | HQ_NY | NYISO_A-F | Internal | Winter | B18 | 400 | 99999 | 2934.69 | 76.14 | 76.15 | 0.01 | 0
2030 | HQ_NY_2_NYISO_A-F | HQ_NY | NYISO_A-F | Internal | Winter | B19 | 700 | 99999 | 2819.07 | 76.14 | 76.15 | 0.01 | 0
2030 | HQ_NY_2_NYISO_A-F | HQ_NY | NYISO_A-F | Internal | Winter | B20 | 935 | 99999 | 1762.97 | 76.14 | 76.15 | 0.01 | 0
2030 | HQ_IESO_2_IESO | HQ_IESO | IESO | Internal | Shoulder | B11 | 25 | 99999 | 467.25 | 64.38 | 64.39 | 0.01 | 0
2030 | HQ_IESO_2_IESO | HQ_IESO | IESO | Internal | Shoulder | B12 | 200 | 99999 | 469.06 | 64.38 | 64.39 | 0.01 | 0
2030 | HQ_IESO_2_IESO | HQ_IESO | IESO | Internal | Shoulder | B13 | 600 | 99999 | 466.9 | 64.38 | 64.39 | 0.01 | 0
2030 | HQ_IESO_2_IESO | HQ_IESO | IESO | Internal | Shoulder | B14 | 900 | 99999 | 462.95 | 64.38 | 64.39 | 0.01 | 0
2030 | HQ_IESO_2_IESO | HQ_IESO | IESO | Internal | Shoulder | B15 | 1203 | 99999 | 128.57 | 64.38 | 64.39 | 0.01 | 0
2030 | HQ_IESO_2_IESO | HQ_IESO | IESO | Internal | Summer | B1 | 10 | 99999 | 487.91 | 85.9 | 85.91 | 0.01 | 0
2030 | HQ_IESO_2_IESO | HQ_IESO | IESO | Internal | Summer | B2 | 25 | 99999 | 484.21 | 98.5 | 98.52 | 0.01 | 0
2030 | HQ_IESO_2_IESO | HQ_IESO | IESO | Internal | Summer | B3 | 75 | 99999 | 478.68 | 85.9 | 85.91 | 0.01 | 0
2030 | HQ_IESO_2_IESO | HQ_IESO | IESO | Internal | Summer | B4 | 100 | 99999 | 475.18 | 79.38 | 79.39 | 0.01 | 0
2030 | HQ_IESO_2_IESO | HQ_IESO | IESO | Internal | Summer | B5 | 200 | 99999 | 472.55 | 77.31 | 77.32 | 0.01 | 0
2030 | HQ_IESO_2_IESO | HQ_IESO | IESO | Internal | Summer | B6 | 300 | 99999 | 470.41 | 62.31 | 62.32 | 0.01 | 0
2030 | HQ_IESO_2_IESO | HQ_IESO | IESO | Internal | Summer | B7 | 400 | 99999 | 467.7 | 62.31 | 62.32 | 0.01 | 0
2030 | HQ_IESO_2_IESO | HQ_IESO | IESO | Internal | Summer | B8 | 500 | 99999 | 464.74 | 62.31 | 62.32 | 0.01 | 0
2030 | HQ_IESO_2_IESO | HQ_IESO | IESO | Internal | Summer | B9 | 800 | 99999 | 461.51 | 62.31 | 62.32 | 0.01 | 0
2030 | HQ_IESO_2_IESO | HQ_IESO | IESO | Internal | Summer | B10 | 1262 | 99999 | 65.15 | 62.31 | 62.32 | 0.01 | 0
2030 | HQ_IESO_2_IESO | HQ_IESO | IESO | Internal | Winter | B16 | 25 | 99999 | 477.62 | 69.14 | 69.15 | 0.01 | 0
2030 | HQ_IESO_2_IESO | HQ_IESO | IESO | Internal | Winter | B17 | 100 | 99999 | 475.49 | 69.14 | 69.15 | 0.01 | 0
2030 | HQ_IESO_2_IESO | HQ_IESO | IESO | Internal | Winter | B18 | 400 | 99999 | 473.04 | 69.14 | 69.15 | 0.01 | 0
2030 | HQ_IESO_2_IESO | HQ_IESO | IESO | Internal | Winter | B19 | 700 | 99999 | 468.68 | 69.14 | 69.15 | 0.01 | 0
2030 | HQ_IESO_2_IESO | HQ_IESO | IESO | Internal | Winter | B20 | 935 | 99999 | 149.75 | 69.14 | 69.15 | 0.01 | 0
2030 | IESO_2_MAPP_CA | IESO | MAPP_CA | Internal | Shoulder | B11 | 25 | 262 | 0 | 64.39 | 71.15 | 7 | 0
2030 | IESO_2_MAPP_CA | IESO | MAPP_CA | Internal | Shoulder | B12 | 200 | 262 | 0 | 64.39 | 71.15 | 7 | 0
2030 | IESO_2_MAPP_CA | IESO | MAPP_CA | Internal | Shoulder | B13 | 600 | 262 | 0 | 64.39 | 71.15 | 7 | 0
2030 | IESO_2_MAPP_CA | IESO | MAPP_CA | Internal | Shoulder | B14 | 900 | 262 | 0 | 64.39 | 71.15 | 7 | 0
2030 | IESO_2_MAPP_CA | IESO | MAPP_CA | Internal | Shoulder | B15 | 1203 | 262 | 0 | 64.39 | 71.15 | 7 | 0
2030 | IESO_2_MAPP_CA | IESO | MAPP_CA | Internal | Summer | B1 | 10 | 262 | 0 | 85.91 | 69.32 | 7 | 0
2030 | IESO_2_MAPP_CA | IESO | MAPP_CA | Internal | Summer | B2 | 25 | 262 | 0 | 98.52 | 69.32 | 7 | 0
2030 | IESO_2_MAPP_CA | IESO | MAPP_CA | Internal | Summer | B3 | 75 | 262 | 0 | 85.91 | 69.32 | 7 | 0
2030 | IESO_2_MAPP_CA | IESO | MAPP_CA | Internal | Summer | B4 | 100 | 262 | 0 | 79.39 | 69.32 | 7 | 0
2030 | IESO_2_MAPP_CA | IESO | MAPP_CA | Internal | Summer | B5 | 200 | 262 | 0 | 77.32 | 69.32 | 7 | 0
2030 | IESO_2_MAPP_CA | IESO | MAPP_CA | Internal | Summer | B6 | 300 | 262 | 114.16 | 62.32 | 69.32 | 7 | 0
2030 | IESO_2_MAPP_CA | IESO | MAPP_CA | Internal | Summer | B7 | 400 | 262 | 150.57 | 62.32 | 69.32 | 7 | 0
2030 | IESO_2_MAPP_CA | IESO | MAPP_CA | Internal | Summer | B8 | 500 | 262 | 160.07 | 62.32 | 69.32 | 7 | 0
2030 | IESO_2_MAPP_CA | IESO | MAPP_CA | Internal | Summer | B9 | 800 | 262 | 173.21 | 62.32 | 69.32 | 7 | 0
2030 | IESO_2_MAPP_CA | IESO | MAPP_CA | Internal | Summer | B10 | 1262 | 262 | 185.6 | 62.32 | 69.32 | 7 | 0
2030 | IESO_2_MAPP_CA | IESO | MAPP_CA | Internal | Winter | B16 | 25 | 262 | 0 | 69.15 | 74.06 | 7 | 0
2030 | IESO_2_MAPP_CA | IESO | MAPP_CA | Internal | Winter | B17 | 100 | 262 | 0 | 69.15 | 74.06 | 7 | 0
2030 | IESO_2_MAPP_CA | IESO | MAPP_CA | Internal | Winter | B18 | 400 | 262 | 0 | 69.15 | 74.06 | 7 | 0
2030 | IESO_2_MAPP_CA | IESO | MAPP_CA | Internal | Winter | B19 | 700 | 262 | 0 | 69.15 | 74.06 | 7 | 0
2030 | IESO_2_MAPP_CA | IESO | MAPP_CA | Internal | Winter | B20 | 935 | 262 | 0 | 69.15 | 74.06 | 7 | 0
2030 | IESO_2_MISO_MI | IESO | MISO_MI | Internal | Shoulder | B11 | 25 | 1840 | 1840 | 64.39 | 95.81 | 7 | 24.41
2030 | IESO_2_MISO_MI | IESO | MISO_MI | Internal | Shoulder | B12 | 200 | 1840 | 1840 | 64.39 | 88.47 | 7 | 17.07
2030 | IESO_2_MISO_MI | IESO | MISO_MI | Internal | Shoulder | B13 | 600 | 1840 | 1840 | 64.39 | 87.32 | 7 | 15.92
2030 | IESO_2_MISO_MI | IESO | MISO_MI | Internal | Shoulder | B14 | 900 | 1840 | 1840 | 64.39 | 85.72 | 7 | 14.32
2030 | IESO_2_MISO_MI | IESO | MISO_MI | Internal | Shoulder | B15 | 1203 | 1840 | 1840 | 64.39 | 75.96 | 7 | 4.57
2030 | IESO_2_MISO_MI | IESO | MISO_MI | Internal | Summer | B1 | 10 | 1840 | 1840 | 85.91 | 144.3 | 7 | 51.39
2030 | IESO_2_MISO_MI | IESO | MISO_MI | Internal | Summer | B2 | 25 | 1840 | 1840 | 98.52 | 141.53 | 7 | 36.01
2030 | IESO_2_MISO_MI | IESO | MISO_MI | Internal | Summer | B3 | 75 | 1840 | 1840 | 85.91 | 141.37 | 7 | 48.47
2030 | IESO_2_MISO_MI | IESO | MISO_MI | Internal | Summer | B4 | 100 | 1840 | 1840 | 79.39 | 139.29 | 7 | 52.9
2030 | IESO_2_MISO_MI | IESO | MISO_MI | Internal | Summer | B5 | 200 | 1840 | 1840 | 77.32 | 136.86 | 7 | 52.54
2030 | IESO_2_MISO_MI | IESO | MISO_MI | Internal | Summer | B6 | 300 | 1840 | 1840 | 62.32 | 103.18 | 7 | 33.86
2030 | IESO_2_MISO_MI | IESO | MISO_MI | Internal | Summer | B7 | 400 | 1840 | 1840 | 62.32 | 92.16 | 7 | 22.84
2030 | IESO_2_MISO_MI | IESO | MISO_MI | Internal | Summer | B8 | 500 | 1840 | 1840 | 62.32 | 88.25 | 7 | 18.93
2030 | IESO_2_MISO_MI | IESO | MISO_MI | Internal | Summer | B9 | 800 | 1840 | 1840 | 62.32 | 83.34 | 7 | 14.02
2030 | IESO_2_MISO_MI | IESO | MISO_MI | Internal | Summer | B10 | 1262 | 1840 | 1840 | 62.32 | 74.76 | 7 | 5.44
2030 | IESO_2_MISO_MI | IESO | MISO_MI | Internal | Winter | B16 | 25 | 1840 | 1840 | 69.15 | 97.52 | 7 | 21.37
2030 | IESO_2_MISO_MI | IESO | MISO_MI | Internal | Winter | B17 | 100 | 1840 | 1840 | 69.15 | 93.92 | 7 | 17.77
2030 | IESO_2_MISO_MI | IESO | MISO_MI | Internal | Winter | B18 | 400 | 1840 | 1840 | 69.15 | 89.44 | 7 | 13.29
2030 | IESO_2_MISO_MI | IESO | MISO_MI | Internal | Winter | B19 | 700 | 1840 | 1840 | 69.15 | 89.44 | 7 | 13.29
2030 | IESO_2_MISO_MI | IESO | MISO_MI | Internal | Winter | B20 | 935 | 1840 | 1840 | 69.15 | 78.6 | 7 | 2.45
2030 | IESO_2_MISO_W | IESO | MISO_W | Internal | Shoulder | B11 | 25 | 140 | 140 | 64.39 | 93.78 | 7 | 22.38
2030 | IESO_2_MISO_W | IESO | MISO_W | Internal | Shoulder | B12 | 200 | 140 | 140 | 64.39 | 88.44 | 7 | 17.05
2030 | IESO_2_MISO_W | IESO | MISO_W | Internal | Shoulder | B13 | 600 | 140 | 140 | 64.39 | 85.82 | 7 | 14.42
2030 | IESO_2_MISO_W | IESO | MISO_W | Internal | Shoulder | B14 | 900 | 140 | 140 | 64.39 | 73.71 | 7 | 2.31
2030 | IESO_2_MISO_W | IESO | MISO_W | Internal | Shoulder | B15 | 1203 | 140 | 0 | 64.39 | 71.16 | 7 | 0
2030 | IESO_2_MISO_W | IESO | MISO_W | Internal | Summer | B1 | 10 | 140 | 140 | 85.91 | 144.28 | 7 | 51.38
2030 | IESO_2_MISO_W | IESO | MISO_W | Internal | Summer | B2 | 25 | 140 | 140 | 98.52 | 141.53 | 7 | 36.01
2030 | IESO_2_MISO_W | IESO | MISO_W | Internal | Summer | B3 | 75 | 140 | 140 | 85.91 | 141.53 | 7 | 48.62
2030 | IESO_2_MISO_W | IESO | MISO_W | Internal | Summer | B4 | 100 | 140 | 140 | 79.39 | 140.87 | 7 | 54.49
2030 | IESO_2_MISO_W | IESO | MISO_W | Internal | Summer | B5 | 200 | 140 | 140 | 77.32 | 140.85 | 7 | 56.53
2030 | IESO_2_MISO_W | IESO | MISO_W | Internal | Summer | B6 | 300 | 140 | 140 | 62.32 | 107.17 | 7 | 37.85
2030 | IESO_2_MISO_W | IESO | MISO_W | Internal | Summer | B7 | 400 | 140 | 140 | 62.32 | 91.38 | 7 | 22.05
2030 | IESO_2_MISO_W | IESO | MISO_W | Internal | Summer | B8 | 500 | 140 | 140 | 62.32 | 85.74 | 7 | 16.42
2030 | IESO_2_MISO_W | IESO | MISO_W | Internal | Summer | B9 | 800 | 140 | 140 | 62.32 | 83.32 | 7 | 14
2030 | IESO_2_MISO_W | IESO | MISO_W | Internal | Summer | B10 | 1262 | 140 | 140 | 62.32 | 70.39 | 7 | 1.07
2030 | IESO_2_MISO_W | IESO | MISO_W | Internal | Winter | B16 | 25 | 140 | 0 | 69.15 | 74.07 | 7 | 0
2030 | IESO_2_MISO_W | IESO | MISO_W | Internal | Winter | B17 | 100 | 140 | 140 | 69.15 | 79.49 | 7 | 3.34
2030 | IESO_2_MISO_W | IESO | MISO_W | Internal | Winter | B18 | 400 | 140 | 140 | 69.15 | 81.09 | 7 | 4.94
2030 | IESO_2_MISO_W | IESO | MISO_W | Internal | Winter | B19 | 700 | 140 | 140 | 69.15 | 81.09 | 7 | 4.94
2030 | IESO_2_MISO_W | IESO | MISO_W | Internal | Winter | B20 | 935 | 140 | 0 | 69.15 | 74.07 | 7 | 0
2030 | IESO_2_NYISO_A-F | IESO | NYISO_A-F | Internal | Shoulder | B11 | 25 | 1725 | 1725 | 64.39 | 76.12 | 7 | 4.73
2030 | IESO_2_NYISO_A-F | IESO | NYISO_A-F | Internal | Shoulder | B12 | 200 | 1725 | 1725 | 64.39 | 82.48 | 7 | 11.08
2030 | IESO_2_NYISO_A-F | IESO | NYISO_A-F | Internal | Shoulder | B13 | 600 | 1725 | 1725 | 64.39 | 76.12 | 7 | 4.73
2030 | IESO_2_NYISO_A-F | IESO | NYISO_A-F | Internal | Shoulder | B14 | 900 | 1725 | 1725 | 64.39 | 75.58 | 7 | 4.19
2030 | IESO_2_NYISO_A-F | IESO | NYISO_A-F | Internal | Shoulder | B15 | 1203 | 1725 | 1725 | 64.39 | 75.58 | 7 | 4.19
2030 | IESO_2_NYISO_A-F | IESO | NYISO_A-F | Internal | Summer | B1 | 10 | 1725 | 370.53 | 85.91 | 92.91 | 7 | 0
2030 | IESO_2_NYISO_A-F | IESO | NYISO_A-F | Internal | Summer | B2 | 25 | 1725 | 1356.05 | 98.52 | 105.52 | 7 | 0
2030 | IESO_2_NYISO_A-F | IESO | NYISO_A-F | Internal | Summer | B3 | 75 | 1725 | 1725 | 85.91 | 104.52 | 7 | 11.61
2030 | IESO_2_NYISO_A-F | IESO | NYISO_A-F | Internal | Summer | B4 | 100 | 1725 | 1432.46 | 79.39 | 86.39 | 7 | 0
2030 | IESO_2_NYISO_A-F | IESO | NYISO_A-F | Internal | Summer | B5 | 200 | 1725 | 1725 | 77.32 | 86.39 | 7 | 2.07
2030 | IESO_2_NYISO_A-F | IESO | NYISO_A-F | Internal | Summer | B6 | 300 | 1725 | 1725 | 62.32 | 86.39 | 7 | 17.07
2030 | IESO_2_NYISO_A-F | IESO | NYISO_A-F | Internal | Summer | B7 | 400 | 1725 | 1725 | 62.32 | 85.35 | 7 | 16.03
2030 | IESO_2_NYISO_A-F | IESO | NYISO_A-F | Internal | Summer | B8 | 500 | 1725 | 1725 | 62.32 | 82.26 | 7 | 12.94
2030 | IESO_2_NYISO_A-F | IESO | NYISO_A-F | Internal | Summer | B9 | 800 | 1725 | 1725 | 62.32 | 77.36 | 7 | 8.04
2030 | IESO_2_NYISO_A-F | IESO | NYISO_A-F | Internal | Summer | B10 | 1262 | 1725 | 1725 | 62.32 | 77.36 | 7 | 8.04
2030 | IESO_2_NYISO_A-F | IESO | NYISO_A-F | Internal | Winter | B16 | 25 | 1725 | 1725 | 69.15 | 77.86 | 7 | 1.7
2030 | IESO_2_NYISO_A-F | IESO | NYISO_A-F | Internal | Winter | B17 | 100 | 1725 | 1722.88 | 69.15 | 76.15 | 7 | 0
2030 | IESO_2_NYISO_A-F | IESO | NYISO_A-F | Internal | Winter | B18 | 400 | 1725 | 1545.51 | 69.15 | 76.15 | 7 | 0
2030 | IESO_2_NYISO_A-F | IESO | NYISO_A-F | Internal | Winter | B19 | 700 | 1725 | 1479.59 | 69.15 | 76.15 | 7 | 0
2030 | IESO_2_NYISO_A-F | IESO | NYISO_A-F | Internal | Winter | B20 | 935 | 1725 | 1461.44 | 69.15 | 76.15 | 7 | 0
2030 | MAPP_CA_2_IESO | MAPP_CA | IESO | Internal | Shoulder | B11 | 25 | 330 | 0 | 71.15 | 64.39 | 8 | 0
2030 | MAPP_CA_2_IESO | MAPP_CA | IESO | Internal | Shoulder | B12 | 200 | 330 | 0 | 71.15 | 64.39 | 8 | 0
2030 | MAPP_CA_2_IESO | MAPP_CA | IESO | Internal | Shoulder | B13 | 600 | 330 | 0 | 71.15 | 64.39 | 8 | 0
2030 | MAPP_CA_2_IESO | MAPP_CA | IESO | Internal | Shoulder | B14 | 900 | 330 | 0 | 71.15 | 64.39 | 8 | 0
2030 | MAPP_CA_2_IESO | MAPP_CA | IESO | Internal | Shoulder | B15 | 1203 | 330 | 0 | 71.15 | 64.39 | 8 | 0
2030 | MAPP_CA_2_IESO | MAPP_CA | IESO | Internal | Summer | B1 | 10 | 330 | 330 | 69.32 | 85.91 | 8 | 8.59
2030 | MAPP_CA_2_IESO | MAPP_CA | IESO | Internal | Summer | B2 | 25 | 330 | 330 | 69.32 | 98.52 | 8 | 21.2
2030 | MAPP_CA_2_IESO | MAPP_CA | IESO | Internal | Summer | B3 | 75 | 330 | 330 | 69.32 | 85.91 | 8 | 8.59
2030 | MAPP_CA_2_IESO | MAPP_CA | IESO | Internal | Summer | B4 | 100 | 330 | 330 | 69.32 | 79.39 | 8 | 2.07
2030 | MAPP_CA_2_IESO | MAPP_CA | IESO | Internal | Summer | B5 | 200 | 330 | 6.17 | 69.32 | 77.32 | 8 | 0
2030 | MAPP_CA_2_IESO | MAPP_CA | IESO | Internal | Summer | B6 | 300 | 330 | 0 | 69.32 | 62.32 | 8 | 0
2030 | MAPP_CA_2_IESO | MAPP_CA | IESO | Internal | Summer | B7 | 400 | 330 | 0 | 69.32 | 62.32 | 8 | 0
2030 | MAPP_CA_2_IESO | MAPP_CA | IESO | Internal | Summer | B8 | 500 | 330 | 0 | 69.32 | 62.32 | 8 | 0
2030 | MAPP_CA_2_IESO | MAPP_CA | IESO | Internal | Summer | B9 | 800 | 330 | 0 | 69.32 | 62.32 | 8 | 0
2030 | MAPP_CA_2_IESO | MAPP_CA | IESO | Internal | Summer | B10 | 1262 | 330 | 0 | 69.32 | 62.32 | 8 | 0
2030 | MAPP_CA_2_IESO | MAPP_CA | IESO | Internal | Winter | B16 | 25 | 330 | 0 | 74.06 | 69.15 | 8 | 0
2030 | MAPP_CA_2_IESO | MAPP_CA | IESO | Internal | Winter | B17 | 100 | 330 | 0 | 74.06 | 69.15 | 8 | 0
2030 | MAPP_CA_2_IESO | MAPP_CA | IESO | Internal | Winter | B18 | 400 | 330 | 0 | 74.06 | 69.15 | 8 | 0
2030 | MAPP_CA_2_IESO | MAPP_CA | IESO | Internal | Winter | B19 | 700 | 330 | 0 | 74.06 | 69.15 | 8 | 0
2030 | MAPP_CA_2_IESO | MAPP_CA | IESO | Internal | Winter | B20 | 935 | 330 | 0 | 74.06 | 69.15 | 8 | 0
2030 | MAPP_CA_2_MAPP_US | MAPP_CA | MAPP_US | Internal | Shoulder | B11 | 25 | 372 | 372 | 71.15 | 86.78 | 7 | 8.63
2030 | MAPP_CA_2_MAPP_US | MAPP_CA | MAPP_US | Internal | Shoulder | B12 | 200 | 372 | 372 | 71.15 | 81.44 | 7 | 3.29
2030 | MAPP_CA_2_MAPP_US | MAPP_CA | MAPP_US | Internal | Shoulder | B13 | 600 | 372 | 372 | 71.15 | 78.82 | 7 | 0.67
2030 | MAPP_CA_2_MAPP_US | MAPP_CA | MAPP_US | Internal | Shoulder | B14 | 900 | 372 | 0 | 71.15 | 66.71 | 7 | 0
2030 | MAPP_CA_2_MAPP_US | MAPP_CA | MAPP_US | Internal | Shoulder | B15 | 1203 | 372 | 0 | 71.15 | 64.16 | 7 | 0
2030 | MAPP_CA_2_MAPP_US | MAPP_CA | MAPP_US | Internal | Summer | B1 | 10 | 372 | 372 | 69.32 | 137.64 | 7 | 61.32
2030 | MAPP_CA_2_MAPP_US | MAPP_CA | MAPP_US | Internal | Summer | B2 | 25 | 372 | 372 | 69.32 | 134.53 | 7 | 58.21
2030 | MAPP_CA_2_MAPP_US | MAPP_CA | MAPP_US | Internal | Summer | B3 | 75 | 372 | 372 | 69.32 | 134.53 | 7 | 58.21
2030 | MAPP_CA_2_MAPP_US | MAPP_CA | MAPP_US | Internal | Summer | B4 | 100 | 372 | 372 | 69.32 | 133.87 | 7 | 57.55
2030 | MAPP_CA_2_MAPP_US | MAPP_CA | MAPP_US | Internal | Summer | B5 | 200 | 372 | 372 | 69.32 | 133.85 | 7 | 57.53
2030 | MAPP_CA_2_MAPP_US | MAPP_CA | MAPP_US | Internal | Summer | B6 | 300 | 372 | 372 | 69.32 | 100.17 | 7 | 23.85
2030 | MAPP_CA_2_MAPP_US | MAPP_CA | MAPP_US | Internal | Summer | B7 | 400 | 372 | 372 | 69.32 | 84.38 | 7 | 8.05
2030 | MAPP_CA_2_MAPP_US | MAPP_CA | MAPP_US | Internal | Summer | B8 | 500 | 372 | 372 | 69.32 | 78.74 | 7 | 2.42
2030 | MAPP_CA_2_MAPP_US | MAPP_CA | MAPP_US | Internal | Summer | B9 | 800 | 372 | 337.35 | 69.32 | 76.32 | 7 | 0
2030 | MAPP_CA_2_MAPP_US | MAPP_CA | MAPP_US | Internal | Summer | B10 | 1262 | 372 | 0 | 69.32 | 63.39 | 7 | 0
2030 | MAPP_CA_2_MAPP_US | MAPP_CA | MAPP_US | Internal | Winter | B16 | 25 | 372 | 0 | 74.06 | 67.07 | 7 | 0
2030 | MAPP_CA_2_MAPP_US | MAPP_CA | MAPP_US | Internal | Winter | B17 | 100 | 372 | 0 | 74.06 | 72.49 | 7 | 0
2030 | MAPP_CA_2_MAPP_US | MAPP_CA | MAPP_US | Internal | Winter | B18 | 400 | 372 | 0 | 74.06 | 74.09 | 7 | 0
2030 | MAPP_CA_2_MAPP_US | MAPP_CA | MAPP_US | Internal | Winter | B19 | 700 | 372 | 0 | 74.06 | 74.09 | 7 | 0
2030 | MAPP_CA_2_MAPP_US | MAPP_CA | MAPP_US | Internal | Winter | B20 | 935 | 372 | 0 | 74.06 | 67.07 | 7 | 0
2030 | MAPP_CA_2_MISO_W | MAPP_CA | MISO_W | Internal | Shoulder | B11 | 25 | 2196 | 2196 | 71.15 | 93.78 | 0.01 | 22.62
2030 | MAPP_CA_2_MISO_W | MAPP_CA | MISO_W | Internal | Shoulder | B12 | 200 | 2196 | 2196 | 71.15 | 88.44 | 0.01 | 17.28
2030 | MAPP_CA_2_MISO_W | MAPP_CA | MISO_W | Internal | Shoulder | B13 | 600 | 2196 | 2196 | 71.15 | 85.82 | 0.01 | 14.66
2030 | MAPP_CA_2_MISO_W | MAPP_CA | MISO_W | Internal | Shoulder | B14 | 900 | 2196 | 2196 | 71.15 | 73.71 | 0.01 | 2.55
2030 | MAPP_CA_2_MISO_W | MAPP_CA | MISO_W | Internal | Shoulder | B15 | 1203 | 2196 | 877.08 | 71.15 | 71.16 | 0.01 | 0
2030 | MAPP_CA_2_MISO_W | MAPP_CA | MISO_W | Internal | Summer | B1 | 10 | 2196 | 2196 | 69.32 | 144.28 | 0.01 | 74.95
2030 | MAPP_CA_2_MISO_W | MAPP_CA | MISO_W | Internal | Summer | B2 | 25 | 2196 | 2196 | 69.32 | 141.53 | 0.01 | 72.2
2030 | MAPP_CA_2_MISO_W | MAPP_CA | MISO_W | Internal | Summer | B3 | 75 | 2196 | 2196 | 69.32 | 141.53 | 0.01 | 72.2
2030 | MAPP_CA_2_MISO_W | MAPP_CA | MISO_W | Internal | Summer | B4 | 100 | 2196 | 2196 | 69.32 | 140.87 | 0.01 | 71.54
2030 | MAPP_CA_2_MISO_W | MAPP_CA | MISO_W | Internal | Summer | B5 | 200 | 2196 | 2196 | 69.32 | 140.85 | 0.01 | 71.52
2030 | MAPP_CA_2_MISO_W | MAPP_CA | MISO_W | Internal | Summer | B6 | 300 | 2196 | 2196 | 69.32 | 107.17 | 0.01 | 37.84
2030 | MAPP_CA_2_MISO_W | MAPP_CA | MISO_W | Internal | Summer | B7 | 400 | 2196 | 2196 | 69.32 | 91.38 | 0.01 | 22.04
2030 | MAPP_CA_2_MISO_W | MAPP_CA | MISO_W | Internal | Summer | B8 | 500 | 2196 | 2196 | 69.32 | 85.74 | 0.01 | 16.41
2030 | MAPP_CA_2_MISO_W | MAPP_CA | MISO_W | Internal | Summer | B9 | 800 | 2196 | 2196 | 69.32 | 83.32 | 0.01 | 13.99
2030 | MAPP_CA_2_MISO_W | MAPP_CA | MISO_W | Internal | Summer | B10 | 1262 | 2196 | 2196 | 69.32 | 70.39 | 0.01 | 1.06
2030 | MAPP_CA_2_MISO_W | MAPP_CA | MISO_W | Internal | Winter | B16 | 25 | 2196 | 1237.75 | 74.06 | 74.07 | 0.01 | 0
2030 | MAPP_CA_2_MISO_W | MAPP_CA | MISO_W | Internal | Winter | B17 | 100 | 2196 | 2196 | 74.06 | 79.49 | 0.01 | 5.41
2030 | MAPP_CA_2_MISO_W | MAPP_CA | MISO_W | Internal | Winter | B18 | 400 | 2196 | 2196 | 74.06 | 81.09 | 0.01 | 7.01
2030 | MAPP_CA_2_MISO_W | MAPP_CA | MISO_W | Internal | Winter | B19 | 700 | 2196 | 2196 | 74.06 | 81.09 | 0.01 | 7.01
2030 | MAPP_CA_2_MISO_W | MAPP_CA | MISO_W | Internal | Winter | B20 | 935 | 2196 | 394.03 | 74.06 | 74.07 | 0.01 | 0
2030 | MAPP_US_2_MAPP_CA | MAPP_US | MAPP_CA | Internal | Shoulder | B11 | 25 | 165 | 0 | 86.78 | 71.15 | 7 | 0
2030 | MAPP_US_2_MAPP_CA | MAPP_US | MAPP_CA | Internal | Shoulder | B12 | 200 | 165 | 0 | 81.44 | 71.15 | 7 | 0
2030 | MAPP_US_2_MAPP_CA | MAPP_US | MAPP_CA | Internal | Shoulder | B13 | 600 | 165 | 0 | 78.82 | 71.15 | 7 | 0
2030 | MAPP_US_2_MAPP_CA | MAPP_US | MAPP_CA | Internal | Shoulder | B14 | 900 | 165 | 0 | 66.71 | 71.15 | 7 | 0
2030 | MAPP_US_2_MAPP_CA | MAPP_US | MAPP_CA | Internal | Shoulder | B15 | 1203 | 165 | 0 | 64.16 | 71.15 | 7 | 0
2030 | MAPP_US_2_MAPP_CA | MAPP_US | MAPP_CA | Internal | Summer | B1 | 10 | 165 | 0 | 137.64 | 69.32 | 7 | 0
2030 | MAPP_US_2_MAPP_CA | MAPP_US | MAPP_CA | Internal | Summer | B2 | 25 | 165 | 0 | 134.53 | 69.32 | 7 | 0
2030 | MAPP_US_2_MAPP_CA | MAPP_US | MAPP_CA | Internal | Summer | B3 | 75 | 165 | 0 | 134.53 | 69.32 | 7 | 0
2030 | MAPP_US_2_MAPP_CA | MAPP_US | MAPP_CA | Internal | Summer | B4 | 100 | 165 | 0 | 133.87 | 69.32 | 7 | 0
2030 | MAPP_US_2_MAPP_CA | MAPP_US | MAPP_CA | Internal | Summer | B5 | 200 | 165 | 0 | 133.85 | 69.32 | 7 | 0
2030 | MAPP_US_2_MAPP_CA | MAPP_US | MAPP_CA | Internal | Summer | B6 | 300 | 165 | 0 | 100.17 | 69.32 | 7 | 0
2030 | MAPP_US_2_MAPP_CA | MAPP_US | MAPP_CA | Internal | Summer | B7 | 400 | 165 | 0 | 84.38 | 69.32 | 7 | 0
2030 | MAPP_US_2_MAPP_CA | MAPP_US | MAPP_CA | Internal | Summer | B8 | 500 | 165 | 0 | 78.74 | 69.32 | 7 | 0
2030 | MAPP_US_2_MAPP_CA | MAPP_US | MAPP_CA | Internal | Summer | B9 | 800 | 165 | 0 | 76.32 | 69.32 | 7 | 0
2030 | MAPP_US_2_MAPP_CA | MAPP_US | MAPP_CA | Internal | Summer | B10 | 1262 | 165 | 0 | 63.39 | 69.32 | 7 | 0
2030 | MAPP_US_2_MAPP_CA | MAPP_US | MAPP_CA | Internal | Winter | B16 | 25 | 165 | 0.01 | 67.07 | 74.06 | 7 | 0
2030 | MAPP_US_2_MAPP_CA | MAPP_US | MAPP_CA | Internal | Winter | B17 | 100 | 165 | 0 | 72.49 | 74.06 | 7 | 0
2030 | MAPP_US_2_MAPP_CA | MAPP_US | MAPP_CA | Internal | Winter | B18 | 400 | 165 | 0 | 74.09 | 74.06 | 7 | 0
2030 | MAPP_US_2_MAPP_CA | MAPP_US | MAPP_CA | Internal | Winter | B19 | 700 | 165 | 0 | 74.09 | 74.06 | 7 | 0
2030 | MAPP_US_2_MAPP_CA | MAPP_US | MAPP_CA | Internal | Winter | B20 | 935 | 165 | 0 | 67.07 | 74.06 | 7 | 0
2030 | MAPP_US_2_MISO_W | MAPP_US | MISO_W | Internal | Shoulder | B11 | 25 | 2635 | 1352.1 | 86.78 | 93.78 | 7 | 0
2030 | MAPP_US_2_MISO_W | MAPP_US | MISO_W | Internal | Shoulder | B12 | 200 | 2635 | 1596.74 | 81.44 | 88.44 | 7 | 0
2030 | MAPP_US_2_MISO_W | MAPP_US | MISO_W | Internal | Shoulder | B13 | 600 | 2635 | 2237.11 | 78.82 | 85.82 | 7 | 0
2030 | MAPP_US_2_MISO_W | MAPP_US | MISO_W | Internal | Shoulder | B14 | 900 | 2635 | 501.6 | 66.71 | 73.71 | 7 | 0
2030 | MAPP_US_2_MISO_W | MAPP_US | MISO_W | Internal | Shoulder | B15 | 1203 | 2635 | 962.78 | 64.16 | 71.16 | 7 | 0
2030 | MAPP_US_2_MISO_W | MAPP_US | MISO_W | Internal | Summer | B1 | 10 | 2635 | 0 | 137.64 | 144.28 | 7 | 0
2030 | MAPP_US_2_MISO_W | MAPP_US | MISO_W | Internal | Summer | B2 | 25 | 2635 | 613.23 | 134.53 | 141.53 | 7 | 0
2030 | MAPP_US_2_MISO_W | MAPP_US | MISO_W | Internal | Summer | B3 | 75 | 2635 | 469.66 | 134.53 | 141.53 | 7 | 0
2030 | MAPP_US_2_MISO_W | MAPP_US | MISO_W | Internal | Summer | B4 | 100 | 2635 | 1151.19 | 133.87 | 140.87 | 7 | 0
2030 | MAPP_US_2_MISO_W | MAPP_US | MISO_W | Internal | Summer | B5 | 200 | 2635 | 1894.14 | 133.85 | 140.85 | 7 | 0
2030 | MAPP_US_2_MISO_W | MAPP_US | MISO_W | Internal | Summer | B6 | 300 | 2635 | 569.35 | 100.17 | 107.17 | 7 | 0
2030 | MAPP_US_2_MISO_W | MAPP_US | MISO_W | Internal | Summer | B7 | 400 | 2635 | 820.64 | 84.38 | 91.38 | 7 | 0
2030 | MAPP_US_2_MISO_W | MAPP_US | MISO_W | Internal | Summer | B8 | 500 | 2635 | 1508 | 78.74 | 85.74 | 7 | 0
2030 | MAPP_US_2_MISO_W | MAPP_US | MISO_W | Internal | Summer | B9 | 800 | 2635 | 955.24 | 76.32 | 83.32 | 7 | 0
2030 | MAPP_US_2_MISO_W | MAPP_US | MISO_W | Internal | Summer | B10 | 1262 | 2635 | 834.84 | 63.39 | 70.39 | 7 | 0
2030 | MAPP_US_2_MISO_W | MAPP_US | MISO_W | Internal | Winter | B16 | 25 | 2635 | 2205.69 | 67.07 | 74.07 | 7 | 0
2030 | MAPP_US_2_MISO_W | MAPP_US | MISO_W | Internal | Winter | B17 | 100 | 2635 | 990.83 | 72.49 | 79.49 | 7 | 0
2030 | MAPP_US_2_MISO_W | MAPP_US | MISO_W | Internal | Winter | B18 | 400 | 2635 | 1479.45 | 74.09 | 81.09 | 7 | 0
2030 | MAPP_US_2_MISO_W | MAPP_US | MISO_W | Internal | Winter | B19 | 700 | 2635 | 1022.06 | 74.09 | 81.09 | 7 | 0
2030 | MAPP_US_2_MISO_W | MAPP_US | MISO_W | Internal | Winter | B20 | 935 | 2635 | 819.47 | 67.07 | 74.07 | 7 | 0
2030 | MAPP_US_2_NE | MAPP_US | NE | Internal | Shoulder | B11 | 25 | 2000 | 1587.94 | 86.78 | 93.78 | 7 | 0
2030 | MAPP_US_2_NE | MAPP_US | NE | Internal | Shoulder | B12 | 200 | 2000 | 2000 | 81.44 | 90.15 | 7 | 1.71
2030 | MAPP_US_2_NE | MAPP_US | NE | Internal | Shoulder | B13 | 600 | 2000 | 1675.96 | 78.82 | 85.82 | 7 | 0
2030 | MAPP_US_2_NE | MAPP_US | NE | Internal | Shoulder | B14 | 900 | 2000 | 2000 | 66.71 | 80.69 | 7 | 6.99
2030 | MAPP_US_2_NE | MAPP_US | NE | Internal | Shoulder | B15 | 1203 | 2000 | 2000 | 64.16 | 78.15 | 7 | 6.99
2030 | MAPP_US_2_NE | MAPP_US | NE | Internal | Summer | B1 | 10 | 2000 | 1639.04 | 137.64 | 144.64 | 7 | 0
2030 | MAPP_US_2_NE | MAPP_US | NE | Internal | Summer | B2 | 25 | 2000 | 2000 | 134.53 | 146.25 | 7 | 4.72
2030 | MAPP_US_2_NE | MAPP_US | NE | Internal | Summer | B3 | 75 | 2000 | 2000 | 134.53 | 146.25 | 7 | 4.72
2030 | MAPP_US_2_NE | MAPP_US | NE | Internal | Summer | B4 | 100 | 2000 | 1681.57 | 133.87 | 140.87 | 7 | 0
2030 | MAPP_US_2_NE | MAPP_US | NE | Internal | Summer | B5 | 200 | 2000 | 898.06 | 133.85 | 140.85 | 7 | 0
2030 | MAPP_US_2_NE | MAPP_US | NE | Internal | Summer | B6 | 300 | 2000 | 1722.74 | 100.17 | 107.17 | 7 | 0
2030 | MAPP_US_2_NE | MAPP_US | NE | Internal | Summer | B7 | 400 | 2000 | 2000 | 84.38 | 95.98 | 7 | 4.6
2030 | MAPP_US_2_NE | MAPP_US | NE | Internal | Summer | B8 | 500 | 2000 | 2000 | 78.74 | 90.57 | 7 | 4.83
2030 | MAPP_US_2_NE | MAPP_US | NE | Internal | Summer | B9 | 800 | 2000 | 2000 | 76.32 | 88.67 | 7 | 5.35
2030 | MAPP_US_2_NE | MAPP_US | NE | Internal | Summer | B10 | 1262 | 2000 | 2000 | 63.39 | 77.38 | 7 | 6.99
2030 | MAPP_US_2_NE | MAPP_US | NE | Internal | Winter | B16 | 25 | 2000 | 2000 | 67.07 | 81.07 | 7 | 7
2030 | MAPP_US_2_NE | MAPP_US | NE | Internal | Winter | B17 | 100 | 2000 | 2000 | 72.49 | 86.49 | 7 | 7
2030 | MAPP_US_2_NE | MAPP_US | NE | Internal | Winter | B18 | 400 | 2000 | 2000 | 74.09 | 88.08 | 7 | 6.99
2030 | MAPP_US_2_NE | MAPP_US | NE | Internal | Winter | B19 | 700 | 2000 | 2000 | 74.09 | 86.49 | 7 | 5.4
2030 | MAPP_US_2_NE | MAPP_US | NE | Internal | Winter | B20 | 935 | 2000 | 2000 | 67.07 | 81.06 | 7 | 6.99
2030 | MARITIMES_2_NEISO | MARITIMES | NEISO | Internal | Shoulder | B11 | 25 | 99999 | 1720.66 | 73.11 | 73.12 | 0.01 | 0
2030 | MARITIMES_2_NEISO | MARITIMES | NEISO | Internal | Shoulder | B12 | 200 | 99999 | 1717.44 | 73.48 | 73.5 | 0.01 | 0
2030 | MARITIMES_2_NEISO | MARITIMES | NEISO | Internal | Shoulder | B13 | 600 | 99999 | 1704.78 | 73.11 | 73.12 | 0.01 | 0
2030 | MARITIMES_2_NEISO | MARITIMES | NEISO | Internal | Shoulder | B14 | 900 | 99999 | 1682.64 | 73.11 | 73.12 | 0.01 | 0
2030 | MARITIMES_2_NEISO | MARITIMES | NEISO | Internal | Shoulder | B15 | 1203 | 99999 | 648.08 | 73.11 | 73.12 | 0.01 | 0
2030 | MARITIMES_2_NEISO | MARITIMES | NEISO | Internal | Summer | B1 | 10 | 99999 | 1900.1 | 101.5 | 101.52 | 0.01 | 0
2030 | MARITIMES_2_NEISO | MARITIMES | NEISO | Internal | Summer | B2 | 25 | 99999 | 1878.84 | 108.5 | 108.52 | 0.01 | 0
2030 | MARITIMES_2_NEISO | MARITIMES | NEISO | Internal | Summer | B3 | 75 | 99999 | 1836.48 | 101.5 | 101.52 | 0.01 | 0
2030 | MARITIMES_2_NEISO | MARITIMES | NEISO | Internal | Summer | B4 | 100 | 99999 | 1799.97 | 80.89 | 80.9 | 0.01 | 0
2030 | MARITIMES_2_NEISO | MARITIMES | NEISO | Internal | Summer | B5 | 200 | 99999 | 1780.16 | 80.89 | 80.9 | 0.01 | 0
2030 | MARITIMES_2_NEISO | MARITIMES | NEISO | Internal | Summer | B6 | 300 | 99999 | 1757.82 | 80.89 | 80.9 | 0.01 | 0
2030 | MARITIMES_2_NEISO | MARITIMES | NEISO | Internal | Summer | B7 | 400 | 99999 | 1732.23 | 80.89 | 80.9 | 0.01 | 0
2030 | MARITIMES_2_NEISO | MARITIMES | NEISO | Internal | Summer | B8 | 500 | 99999 | 1712.1 | 79.26 | 79.28 | 0.01 | 0
2030 | MARITIMES_2_NEISO | MARITIMES | NEISO | Internal | Summer | B9 | 800 | 99999 | 1687.45 | 74.34 | 74.36 | 0.01 | 0
2030 | MARITIMES_2_NEISO | MARITIMES | NEISO | Internal | Summer | B10 | 1262 | 99999 | 465.06 | 74.36 | 74.37 | 0.01 | 0
2030 | MARITIMES_2_NEISO | MARITIMES | NEISO | Internal | Winter | B16 | 25 | 99999 | 1765.23 | 82.09 | 82.1 | 0.01 | 0
2030 | MARITIMES_2_NEISO | MARITIMES | NEISO | Internal | Winter | B17 | 100 | 99999 | 1747.34 | 79.14 | 79.15 | 0.01 | 0
2030 | MARITIMES_2_NEISO | MARITIMES | NEISO | Internal | Winter | B18 | 400 | 99999 | 1733.65 | 79.14 | 79.15 | 0.01 | 0
2030 | MARITIMES_2_NEISO | MARITIMES | NEISO | Internal | Winter | B19 | 700 | 99999 | 1708.15 | 79.14 | 79.15 | 0.01 | 0
2030 | MARITIMES_2_NEISO | MARITIMES | NEISO | Internal | Winter | B20 | 935 | 99999 | 723.43 | 79.14 | 79.15 | 0.01 | 0
2030 | MISO_IN_2_MISO_MI | MISO_IN | MISO_MI | Internal | Shoulder | B11 | 25 | 5021 | 3299.67 | 95.8 | 95.81 | 0.01 | 0
2030 | MISO_IN_2_MISO_MI | MISO_IN | MISO_MI | Internal | Shoulder | B12 | 200 | 5021 | 4788.52 | 88.45 | 88.47 | 0.01 | 0
2030 | MISO_IN_2_MISO_MI | MISO_IN | MISO_MI | Internal | Shoulder | B13 | 600 | 5021 | 4286.22 | 87.31 | 87.32 | 0.01 | 0
2030 | MISO_IN_2_MISO_MI | MISO_IN | MISO_MI | Internal | Shoulder | B14 | 900 | 5021 | 4585.25 | 85.71 | 85.72 | 0.01 | 0
2030 | MISO_IN_2_MISO_MI | MISO_IN | MISO_MI | Internal | Shoulder | B15 | 1203 | 5021 | 2579.8 | 75.95 | 75.96 | 0.01 | 0
2030 | MISO_IN_2_MISO_MI | MISO_IN | MISO_MI | Internal | Summer | B1 | 10 | 5021 | 3123.62 | 144.28 | 144.3 | 0.01 | 0
2030 | MISO_IN_2_MISO_MI | MISO_IN | MISO_MI | Internal | Summer | B2 | 25 | 5021 | 2438.25 | 141.52 | 141.53 | 0.01 | 0
2030 | MISO_IN_2_MISO_MI | MISO_IN | MISO_MI | Internal | Summer | B3 | 75 | 5021 | 3324.93 | 141.36 | 141.37 | 0.01 | 0
2030 | MISO_IN_2_MISO_MI | MISO_IN | MISO_MI | Internal | Summer | B4 | 100 | 5021 | 2402.94 | 139.28 | 139.29 | 0.01 | 0
2030 | MISO_IN_2_MISO_MI | MISO_IN | MISO_MI | Internal | Summer | B5 | 200 | 5021 | 2211.07 | 136.85 | 136.86 | 0.01 | 0
2030 | MISO_IN_2_MISO_MI | MISO_IN | MISO_MI | Internal | Summer | B6 | 300 | 5021 | 2324.52 | 103.17 | 103.18 | 0.01 | 0
2030 | MISO_IN_2_MISO_MI | MISO_IN | MISO_MI | Internal | Summer | B7 | 400 | 5021 | 4016.12 | 92.15 | 92.16 | 0.01 | 0
2030 | MISO_IN_2_MISO_MI | MISO_IN | MISO_MI | Internal | Summer | B8 | 500 | 5021 | 4165.71 | 88.24 | 88.25 | 0.01 | 0
2030 | MISO_IN_2_MISO_MI | MISO_IN | MISO_MI | Internal | Summer | B9 | 800 | 5021 | 4915.99 | 83.33 | 83.34 | 0.01 | 0
2030 | MISO_IN_2_MISO_MI | MISO_IN | MISO_MI | Internal | Summer | B10 | 1262 | 5021 | 5021 | 74.6 | 74.76 | 0.01 | 0.15
2030 | MISO_IN_2_MISO_MI | MISO_IN | MISO_MI | Internal | Winter | B16 | 25 | 5021 | 3963.54 | 97.51 | 97.52 | 0.01 | 0
2030 | MISO_IN_2_MISO_MI | MISO_IN | MISO_MI | Internal | Winter | B17 | 100 | 5021 | 5021 | 91.76 | 93.92 | 0.01 | 2.14
2030 | MISO_IN_2_MISO_MI | MISO_IN | MISO_MI | Internal | Winter | B18 | 400 | 5021 | 4714.85 | 89.43 | 89.44 | 0.01 | 0
2030 | MISO_IN_2_MISO_MI | MISO_IN | MISO_MI | Internal | Winter | B19 | 700 | 5021 | 3869.76 | 89.43 | 89.44 | 0.01 | 0
2030 | MISO_IN_2_MISO_MI | MISO_IN | MISO_MI | Internal | Winter | B20 | 935 | 5021 | 2020.41 | 78.59 | 78.6 | 0.01 | 0
2030 | MISO_IN_2_MISO_MO-IL | MISO_IN | MISO_MO-IL | Internal | Shoulder | B11 | 25 | 5533 | 3470.43 | 95.8 | 95.81 | 0.01 | 0
2030 | MISO_IN_2_MISO_MO-IL | MISO_IN | MISO_MO-IL | Internal | Shoulder | B12 | 200 | 5533 | 1947.79 | 88.45 | 88.47 | 0.01 | 0
2030 | MISO_IN_2_MISO_MO-IL | MISO_IN | MISO_MO-IL | Internal | Shoulder | B13 | 600 | 5533 | 1365.81 | 87.31 | 87.32 | 0.01 | 0
2030 | MISO_IN_2_MISO_MO-IL | MISO_IN | MISO_MO-IL | Internal | Shoulder | B14 | 900 | 5533 | 0 | 85.71 | 85.71 | 0.01 | 0
2030 | MISO_IN_2_MISO_MO-IL | MISO_IN | MISO_MO-IL | Internal | Shoulder | B15 | 1203 | 5533 | 3276.95 | 75.95 | 75.96 | 0.01 | 0
2030 | MISO_IN_2_MISO_MO-IL | MISO_IN | MISO_MO-IL | Internal | Summer | B1 | 10 | 5533 | 5130.87 | 144.28 | 144.3 | 0.01 | 0
2030 | MISO_IN_2_MISO_MO-IL | MISO_IN | MISO_MO-IL | Internal | Summer | B2 | 25 | 5533 | 5532.99 | 141.52 | 141.54 | 0.01 | 0.01
2030 | MISO_IN_2_MISO_MO-IL | MISO_IN | MISO_MO-IL | Internal | Summer | B3 | 75 | 5533 | 5533 | 141.36 | 141.52 | 0.01 | 0.14
2030 | MISO_IN_2_MISO_MO-IL | MISO_IN | MISO_MO-IL | Internal | Summer | B4 | 100 | 5533 | 5533 | 139.28 | 140.86 | 0.01 | 1.57
2030 | MISO_IN_2_MISO_MO-IL | MISO_IN | MISO_MO-IL | Internal | Summer | B5 | 200 | 5533 | 5533 | 136.85 | 140.86 | 0.01 | 4
2030 | MISO_IN_2_MISO_MO-IL | MISO_IN | MISO_MO-IL | Internal | Summer | B6 | 300 | 5533 | 5533 | 103.17 | 107.18 | 0.01 | 4
2030 | MISO_IN_2_MISO_MO-IL | MISO_IN | MISO_MO-IL | Internal | Summer | B7 | 400 | 5533 | 3554.82 | 92.15 | 92.16 | 0.01 | 0
2030 | MISO_IN_2_MISO_MO-IL | MISO_IN | MISO_MO-IL | Internal | Summer | B8 | 500 | 5533 | 3033.41 | 88.24 | 88.25 | 0.01 | 0
2030 | MISO_IN_2_MISO_MO-IL | MISO_IN | MISO_MO-IL | Internal | Summer | B9 | 800 | 5533 | 2445.41 | 83.33 | 83.34 | 0.01 | 0
2030 | MISO_IN_2_MISO_MO-IL | MISO_IN | MISO_MO-IL | Internal | Summer | B10 | 1262 | 5533 | 4235.33 | 74.6 | 74.61 | 0.01 | 0
2030 | MISO_IN_2_MISO_MO-IL | MISO_IN | MISO_MO-IL | Internal | Winter | B16 | 25 | 5533 | 2305.08 | 97.51 | 97.52 | 0.01 | 0
2030 | MISO_IN_2_MISO_MO-IL | MISO_IN | MISO_MO-IL | Internal | Winter | B17 | 100 | 5533 | 1875.34 | 91.76 | 91.77 | 0.01 | 0
2030 | MISO_IN_2_MISO_MO-IL | MISO_IN | MISO_MO-IL | Internal | Winter | B18 | 400 | 5533 | 1784.39 | 89.43 | 89.44 | 0.01 | 0
2030 | MISO_IN_2_MISO_MO-IL | MISO_IN | MISO_MO-IL | Internal | Winter | B19 | 700 | 5533 | 1466.29 | 89.43 | 89.44 | 0.01 | 0
2030 | MISO_IN_2_MISO_MO-IL | MISO_IN | MISO_MO-IL | Internal | Winter | B20 | 935 | 5533 | 3440.75 | 78.59 | 78.6 | 0.01 | 0
2030 | MISO_IN_2_NonRTO_Midwest | MISO_IN | NonRTO_Midwest | Internal | Shoulder | B11 | 25 | 4800 | 1224.81 | 95.8 | 103.8 | 8 | 0
2030 | MISO_IN_2_NonRTO_Midwest | MISO_IN | NonRTO_Midwest | Internal | Shoulder | B12 | 200 | 4800 | 653.98 | 88.45 | 96.45 | 8 | 0
2030 | MISO_IN_2_NonRTO_Midwest | MISO_IN | NonRTO_Midwest | Internal | Shoulder | B13 | 600 | 4800 | 142.59 | 87.31 | 95.31 | 8 | 0
2030 | MISO_IN_2_NonRTO_Midwest | MISO_IN | NonRTO_Midwest | Internal | Shoulder | B14 | 900 | 4800 | 395.14 | 85.71 | 93.71 | 8 | 0
2030 | MISO_IN_2_NonRTO_Midwest | MISO_IN | NonRTO_Midwest | Internal | Shoulder | B15 | 1203 | 4800 | 0 | 75.95 | 83.44 | 8 | 0
2030 | MISO_IN_2_NonRTO_Midwest | MISO_IN | NonRTO_Midwest | Internal | Summer | B1 | 10 | 4800 | 0 | 144.28 | 147.28 | 8 | 0
2030 | MISO_IN_2_NonRTO_Midwest | MISO_IN | NonRTO_Midwest | Internal | Summer | B2 | 25 | 4800 | 0 | 141.52 | 147.28 | 8 | 0
2030 | MISO_IN_2_NonRTO_Midwest | MISO_IN | NonRTO_Midwest | Internal | Summer | B3 | 75 | 4800 | 0 | 141.36 | 147.28 | 8 | 0
2030 | MISO_IN_2_NonRTO_Midwest | MISO_IN | NonRTO_Midwest | Internal | Summer | B4 | 100 | 4800 | 1484.56 | 139.28 | 147.28 | 8 | 0
2030 | MISO_IN_2_NonRTO_Midwest | MISO_IN | NonRTO_Midwest | Internal | Summer | B5 | 200 | 4800 | 1230.71 | 136.85 | 144.85 | 8 | 0
2030 | MISO_IN_2_NonRTO_Midwest | MISO_IN | NonRTO_Midwest | Internal | Summer | B6 | 300 | 4800 | 714.5 | 103.17 | 111.17 | 8 | 0
2030 | MISO_IN_2_NonRTO_Midwest | MISO_IN | NonRTO_Midwest | Internal | Summer | B7 | 400 | 4800 | 205.56 | 92.15 | 100.15 | 8 | 0
2030 | MISO_IN_2_NonRTO_Midwest | MISO_IN | NonRTO_Midwest | Internal | Summer | B8 | 500 | 4800 | 350.64 | 88.24 | 96.24 | 8 | 0
2030 | MISO_IN_2_NonRTO_Midwest | MISO_IN | NonRTO_Midwest | Internal | Summer | B9 | 800 | 4800 | 265.16 | 83.33 | 91.33 | 8 | 0
2030 | MISO_IN_2_NonRTO_Midwest | MISO_IN | NonRTO_Midwest | Internal | Summer | B10 | 1262 | 4800 | 0 | 74.6 | 78.03 | 8 | 0
2030 | MISO_IN_2_NonRTO_Midwest | MISO_IN | NonRTO_Midwest | Internal | Winter | B16 | 25 | 4800 | 2832.39 | 97.51 | 105.51 | 8 | 0
2030 | MISO_IN_2_NonRTO_Midwest | MISO_IN | NonRTO_Midwest | Internal | Winter | B17 | 100 | 4800 | 1826.85 | 91.76 | 99.76 | 8 | 0
2030 | MISO_IN_2_NonRTO_Midwest | MISO_IN | NonRTO_Midwest | Internal | Winter | B18 | 400 | 4800 | 1014.73 | 89.43 | 97.43 | 8 | 0
2030 | MISO_IN_2_NonRTO_Midwest | MISO_IN | NonRTO_Midwest | Internal | Winter | B19 | 700 | 4800 | 905.6 | 89.43 | 97.43 | 8 | 0
2030 | MISO_IN_2_NonRTO_Midwest | MISO_IN | NonRTO_Midwest | Internal | Winter | B20 | 935 | 4800 | 1136.03 | 78.59 | 86.59 | 8 | 0
2030 | MISO_IN_2_PJM_ROR | MISO_IN | PJM_ROR | Internal | Shoulder | B11 | 25 | 992 | 0 | 95.8 | 94 | 2 | 0
2030 | MISO_IN_2_PJM_ROR | MISO_IN | PJM_ROR | Internal | Shoulder | B12 | 200 | 992 | 992 | 88.45 | 90.47 | 2 | 0.01
2030 | MISO_IN_2_PJM_ROR | MISO_IN | PJM_ROR | Internal | Shoulder | B13 | 600 | 992 | 0 | 87.31 | 87.83 | 2 | 0
2030 | MISO_IN_2_PJM_ROR | MISO_IN | PJM_ROR | Internal | Shoulder | B14 | 900 | 992 | 717.84 | 85.71 | 87.71 | 2 | 0
2030 | MISO_IN_2_PJM_ROR | MISO_IN | PJM_ROR | Internal | Shoulder | B15 | 1203 | 992 | 0 | 75.95 | 77.38 | 2 | 0
2030 | MISO_IN_2_PJM_ROR | MISO_IN | PJM_ROR | Internal | Summer | B1 | 10 | 992 | 0 | 144.28 | 142.3 | 2 | 0
2030 | MISO_IN_2_PJM_ROR | MISO_IN | PJM_ROR | Internal | Summer | B2 | 25 | 992 | 0 | 141.52 | 140.39 | 2 | 0
2030 | MISO_IN_2_PJM_ROR | MISO_IN | PJM_ROR | Internal | Summer | B3 | 75 | 992 | 0 | 141.36 | 140.39 | 2 | 0
2030 | MISO_IN_2_PJM_ROR | MISO_IN | PJM_ROR | Internal | Summer | B4 | 100 | 992 | 0 | 139.28 | 140.39 | 2 | 0
2030 | MISO_IN_2_PJM_ROR | MISO_IN | PJM_ROR | Internal | Summer | B5 | 200 | 992 | 992 | 136.85 | 138.86 | 2 | 0.01
2030 | MISO_IN_2_PJM_ROR | MISO_IN | PJM_ROR | Internal | Summer | B6 | 300 | 992 | 80.81 | 103.17 | 105.17 | 2 | 0
2030 | MISO_IN_2_PJM_ROR | MISO_IN | PJM_ROR | Internal | Summer | B7 | 400 | 992 | 0 | 92.15 | 93.36 | 2 | 0
2030 | MISO_IN_2_PJM_ROR | MISO_IN | PJM_ROR | Internal | Summer | B8 | 500 | 992 | 992 | 88.24 | 90.25 | 2 | 0.01
2030 | MISO_IN_2_PJM_ROR | MISO_IN | PJM_ROR | Internal | Summer | B9 | 800 | 992 | 992 | 83.33 | 85.34 | 2 | 0.01
2030 | MISO_IN_2_PJM_ROR | MISO_IN | PJM_ROR | Internal | Summer | B10 | 1262 | 992 | 0 | 74.6 | 75.61 | 2 | 0
2030 | MISO_IN_2_PJM_ROR | MISO_IN | PJM_ROR | Internal | Winter | B16 | 25 | 992 | 0 | 97.51 | 95.92 | 2 | 0
2030 | MISO_IN_2_PJM_ROR | MISO_IN | PJM_ROR | Internal | Winter | B17 | 100 | 992 | 992 | 91.76 | 95.92 | 2 | 2.16
2030 | MISO_IN_2_PJM_ROR | MISO_IN | PJM_ROR | Internal | Winter | B18 | 400 | 992 | 0 | 89.43 | 91.28 | 2 | 0
2030 | MISO_IN_2_PJM_ROR | MISO_IN | PJM_ROR | Internal | Winter | B19 | 700 | 992 | 0 | 89.43 | 91.28 | 2 | 0
2030 | MISO_IN_2_PJM_ROR | MISO_IN | PJM_ROR | Internal | Winter | B20 | 935 | 992 | 0 | 78.59 | 80.33 | 2 | 0
2030 | MISO_MI_2_MISO_IN | MISO_MI | MISO_IN | Internal | Shoulder | B11 | 25 | 2066 | 0 | 95.81 | 95.8 | 0.01 | 0
2030 | MISO_MI_2_MISO_IN | MISO_MI | MISO_IN | Internal | Shoulder | B12 | 200 | 2066 | 0 | 88.47 | 88.45 | 0.01 | 0
2030 | MISO_MI_2_MISO_IN | MISO_MI | MISO_IN | Internal | Shoulder | B13 | 600 | 2066 | 0 | 87.32 | 87.31 | 0.01 | 0
2030 | MISO_MI_2_MISO_IN | MISO_MI | MISO_IN | Internal | Shoulder | B14 | 900 | 2066 | 0 | 85.72 | 85.71 | 0.01 | 0
2030 | MISO_MI_2_MISO_IN | MISO_MI | MISO_IN | Internal | Shoulder | B15 | 1203 | 2066 | 0 | 75.96 | 75.95 | 0.01 | 0
2030 | MISO_MI_2_MISO_IN | MISO_MI | MISO_IN | Internal | Summer | B1 | 10 | 2066 | 0.02 | 144.3 | 144.28 | 0.01 | 0
2030 | MISO_MI_2_MISO_IN | MISO_MI | MISO_IN | Internal | Summer | B2 | 25 | 2066 | 0 | 141.53 | 141.52 | 0.01 | 0
2030 | MISO_MI_2_MISO_IN | MISO_MI | MISO_IN | Internal | Summer | B3 | 75 | 2066 | 0 | 141.37 | 141.36 | 0.01 | 0
2030 | MISO_MI_2_MISO_IN | MISO_MI | MISO_IN | Internal | Summer | B4 | 100 | 2066 | 0 | 139.29 | 139.28 | 0.01 | 0
2030 | MISO_MI_2_MISO_IN | MISO_MI | MISO_IN | Internal | Summer | B5 | 200 | 2066 | 0 | 136.86 | 136.85 | 0.01 | 0
2030 | MISO_MI_2_MISO_IN | MISO_MI | MISO_IN | Internal | Summer | B6 | 300 | 2066 | 0 | 103.18 | 103.17 | 0.01 | 0
2030 | MISO_MI_2_MISO_IN | MISO_MI | MISO_IN | Internal | Summer | B7 | 400 | 2066 | 0 | 92.16 | 92.15 | 0.01 | 0
2030 | MISO_MI_2_MISO_IN | MISO_MI | MISO_IN | Internal | Summer | B8 | 500 | 2066 | 0 | 88.25 | 88.24 | 0.01 | 0
2030 | MISO_MI_2_MISO_IN | MISO_MI | MISO_IN | Internal | Summer | B9 | 800 | 2066 | 0 | 83.34 | 83.33 | 0.01 | 0
2030 | MISO_MI_2_MISO_IN | MISO_MI | MISO_IN | Internal | Summer | B10 | 1262 | 2066 | 0 | 74.76 | 74.6 | 0.01 | 0
2030 | MISO_MI_2_MISO_IN | MISO_MI | MISO_IN | Internal | Winter | B16 | 25 | 2066 | 0 | 97.52 | 97.51 | 0.01 | 0
2030 | MISO_MI_2_MISO_IN | MISO_MI | MISO_IN | Internal | Winter | B17 | 100 | 2066 | 0 | 93.92 | 91.76 | 0.01 | 0
2030 | MISO_MI_2_MISO_IN | MISO_MI | MISO_IN | Internal | Winter | B18 | 400 | 2066 | 0 | 89.44 | 89.43 | 0.01 | 0
2030 | MISO_MI_2_MISO_IN | MISO_MI | MISO_IN | Internal | Winter | B19 | 700 | 2066 | 0 | 89.44 | 89.43 | 0.01 | 0
2030 | MISO_MI_2_MISO_IN | MISO_MI | MISO_IN | Internal | Winter | B20 | 935 | 2066 | 0 | 78.6 | 78.59 | 0.01 | 0
2030 | MISO_MI_2_MISO_WUMS | MISO_MI | MISO_WUMS | Internal | Shoulder | B11 | 25 | 1440 | 0 | 95.81 | 93.77 | 0.01 | 0
2030 | MISO_MI_2_MISO_WUMS | MISO_MI | MISO_WUMS | Internal | Shoulder | B12 | 200 | 1440 | 0 | 88.47 | 88.45 | 0.01 | 0
2030 | MISO_MI_2_MISO_WUMS | MISO_MI | MISO_WUMS | Internal | Shoulder | B13 | 600 | 1440 | 0 | 87.32 | 85.83 | 0.01 | 0
2030 | MISO_MI_2_MISO_WUMS | MISO_MI | MISO_WUMS | Internal | Shoulder | B14 | 900 | 1440 | 0 | 85.72 | 85.71 | 0.01 | 0
2030 | MISO_MI_2_MISO_WUMS | MISO_MI | MISO_WUMS | Internal | Shoulder | B15 | 1203 | 1440 | 0 | 75.96 | 75.7 | 0.01 | 0
2030 | MISO_MI_2_MISO_WUMS | MISO_MI | MISO_WUMS | Internal | Summer | B1 | 10 | 1440 | 0.01 | 144.3 | 144.27 | 0.01 | 0
2030 | MISO_MI_2_MISO_WUMS | MISO_MI | MISO_WUMS | Internal | Summer | B2 | 25 | 1440 | 0 | 141.53 | 141.52 | 0.01 | 0
2030 | MISO_MI_2_MISO_WUMS | MISO_MI | MISO_WUMS | Internal | Summer | B3 | 75 | 1440 | 0 | 141.37 | 141.36 | 0.01 | 0
2030 | MISO_MI_2_MISO_WUMS | MISO_MI | MISO_WUMS | Internal | Summer | B4 | 100 | 1440 | 0 | 139.29 | 138.39 | 0.01 | 0
2030 | MISO_MI_2_MISO_WUMS | MISO_MI | MISO_WUMS | Internal | Summer | B5 | 200 | 1440 | 0 | 136.86 | 136.85 | 0.01 | 0
2030 | MISO_MI_2_MISO_WUMS | MISO_MI | MISO_WUMS | Internal | Summer | B6 | 300 | 1440 | 0 | 103.18 | 103.17 | 0.01 | 0
2030 | MISO_MI_2_MISO_WUMS | MISO_MI | MISO_WUMS | Internal | Summer | B7 | 400 | 1440 | 0 | 92.16 | 91.36 | 0.01 | 0
2030 | MISO_MI_2_MISO_WUMS | MISO_MI | MISO_WUMS | Internal | Summer | B8 | 500 | 1440 | 0 | 88.25 | 85.76 | 0.01 | 0
2030 | MISO_MI_2_MISO_WUMS | MISO_MI | MISO_WUMS | Internal | Summer | B9 | 800 | 1440 | 0 | 83.34 | 83.33 | 0.01 | 0
2030 | MISO_MI_2_MISO_WUMS | MISO_MI | MISO_WUMS | Internal | Summer | B10 | 1262 | 1440 | 0 | 74.76 | 74.34 | 0.01 | 0
2030 | MISO_MI_2_MISO_WUMS | MISO_MI | MISO_WUMS | Internal | Winter | B16 | 25 | 1440 | 0 | 97.52 | 90.44 | 0.01 | 0
2030 | MISO_MI_2_MISO_WUMS | MISO_MI | MISO_WUMS | Internal | Winter | B17 | 100 | 1440 | 0 | 93.92 | 90.44 | 0.01 | 0
2030 | MISO_MI_2_MISO_WUMS | MISO_MI | MISO_WUMS | Internal | Winter | B18 | 400 | 1440 | 0 | 89.44 | 89.28 | 0.01 | 0
2030 | MISO_MI_2_MISO_WUMS | MISO_MI | MISO_WUMS | Internal | Winter | B19 | 700 | 1440 | 0 | 89.44 | 88.96 | 0.01 | 0
2030 | MISO_MI_2_MISO_WUMS | MISO_MI | MISO_WUMS | Internal | Winter | B20 | 935 | 1440 | 0 | 78.6 | 78.33 | 0.01 | 0
2030 | MISO_MI_2_PJM_ROR | MISO_MI | PJM_ROR | Internal | Shoulder | B11 | 25 | 1424 | 0 | 95.81 | 94 | 2 | 0
2030 | MISO_MI_2_PJM_ROR | MISO_MI | PJM_ROR | Internal | Shoulder | B12 | 200 | 1424 | 203.25 | 88.47 | 90.47 | 2 | 0
2030 | MISO_MI_2_PJM_ROR | MISO_MI | PJM_ROR | Internal | Shoulder | B13 | 600 | 1424 | 0 | 87.32 | 87.83 | 2 | 0
2030 | MISO_MI_2_PJM_ROR | MISO_MI | PJM_ROR | Internal | Shoulder | B14 | 900 | 1424 | 0 | 85.72 | 87.71 | 2 | 0
2030 | MISO_MI_2_PJM_ROR | MISO_MI | PJM_ROR | Internal | Shoulder | B15 | 1203 | 1424 | 0 | 75.96 | 77.38 | 2 | 0
2030 | MISO_MI_2_PJM_ROR | MISO_MI | PJM_ROR | Internal | Summer | B1 | 10 | 1424 | 0 | 144.3 | 142.3 | 2 | 0
2030 | MISO_MI_2_PJM_ROR | MISO_MI | PJM_ROR | Internal | Summer | B2 | 25 | 1424 | 0 | 141.53 | 140.39 | 2 | 0
2030 | MISO_MI_2_PJM_ROR | MISO_MI | PJM_ROR | Internal | Summer | B3 | 75 | 1424 | 0 | 141.37 | 140.39 | 2 | 0
2030 | MISO_MI_2_PJM_ROR | MISO_MI | PJM_ROR | Internal | Summer | B4 | 100 | 1424 | 0 | 139.29 | 140.39 | 2 | 0
2030 | MISO_MI_2_PJM_ROR | MISO_MI | PJM_ROR | Internal | Summer | B5 | 200 | 1424 | 290.69 | 136.86 | 138.86 | 2 | 0
2030 | MISO_MI_2_PJM_ROR | MISO_MI | PJM_ROR | Internal | Summer | B6 | 300 | 1424 | 0 | 103.18 | 105.17 | 2 | 0
2030 | MISO_MI_2_PJM_ROR | MISO_MI | PJM_ROR | Internal | Summer | B7 | 400 | 1424 | 0 | 92.16 | 93.36 | 2 | 0
2030 | MISO_MI_2_PJM_ROR | MISO_MI | PJM_ROR | Internal | Summer | B8 | 500 | 1424 | 558.69 | 88.25 | 90.25 | 2 | 0
2030 | MISO_MI_2_PJM_ROR | MISO_MI | PJM_ROR | Internal | Summer | B9 | 800 | 1424 | 202.12 | 83.34 | 85.34 | 2 | 0
2030 | MISO_MI_2_PJM_ROR | MISO_MI | PJM_ROR | Internal | Summer | B10 | 1262 | 1424 | 0 | 74.76 | 75.61 | 2 | 0
2030 | MISO_MI_2_PJM_ROR | MISO_MI | PJM_ROR | Internal | Winter | B16 | 25 | 1424 | 0 | 97.52 | 95.92 | 2 | 0
2030 | MISO_MI_2_PJM_ROR | MISO_MI | PJM_ROR | Internal | Winter | B17 | 100 | 1424 | 1103.46 | 93.92 | 95.92 | 2 | 0
2030 | MISO_MI_2_PJM_ROR | MISO_MI | PJM_ROR | Internal | Winter | B18 | 400 | 1424 | 0 | 89.44 | 91.28 | 2 | 0
2030 | MISO_MI_2_PJM_ROR | MISO_MI | PJM_ROR | Internal | Winter | B19 | 700 | 1424 | 0 | 89.44 | 91.28 | 2 | 0
2030 | MISO_MI_2_PJM_ROR | MISO_MI | PJM_ROR | Internal | Winter | B20 | 935 | 1424 | 0 | 78.6 | 80.33 | 2 | 0
2030 | MISO_MO-IL_2_ENT | MISO_MO-IL | ENT | Internal | Shoulder | B11 | 25 | 2540 | 0 | 95.81 | 95.81 | 8 | 0
2030 | MISO_MO-IL_2_ENT | MISO_MO-IL | ENT | Internal | Shoulder | B12 | 200 | 2540 | 0 | 88.47 | 93.53 | 8 | 0
2030 | MISO_MO-IL_2_ENT | MISO_MO-IL | ENT | Internal | Shoulder | B13 | 600 | 2540 | 0 | 87.32 | 90.37 | 8 | 0
2030 | MISO_MO-IL_2_ENT | MISO_MO-IL | ENT | Internal | Shoulder | B14 | 900 | 2540 | 0 | 85.71 | 90.37 | 8 | 0
2030 | MISO_MO-IL_2_ENT | MISO_MO-IL | ENT | Internal | Shoulder | B15 | 1203 | 2540 | 2383.99 | 75.96 | 83.96 | 8 | 0
2030 | MISO_MO-IL_2_ENT | MISO_MO-IL | ENT | Internal | Summer | B1 | 10 | 2540 | 0 | 144.3 | 149.65 | 8 | 0
2030 | MISO_MO-IL_2_ENT | MISO_MO-IL | ENT | Internal | Summer | B2 | 25 | 2540 | 0 | 141.54 | 144.47 | 8 | 0
2030 | MISO_MO-IL_2_ENT | MISO_MO-IL | ENT | Internal | Summer | B3 | 75 | 2540 | 0 | 141.52 | 141.4 | 8 | 0
2030 | MISO_MO-IL_2_ENT | MISO_MO-IL | ENT | Internal | Summer | B4 | 100 | 2540 | 0 | 140.86 | 141.4 | 8 | 0
2030 | MISO_MO-IL_2_ENT | MISO_MO-IL | ENT | Internal | Summer | B5 | 200 | 2540 | 0 | 140.86 | 133.95 | 8 | 0
2030 | MISO_MO-IL_2_ENT | MISO_MO-IL | ENT | Internal | Summer | B6 | 300 | 2540 | 0 | 107.18 | 103.17 | 8 | 0
2030 | MISO_MO-IL_2_ENT | MISO_MO-IL | ENT | Internal | Summer | B7 | 400 | 2540 | 0 | 92.16 | 92.56 | 8 | 0
2030 | MISO_MO-IL_2_ENT | MISO_MO-IL | ENT | Internal | Summer | B8 | 500 | 2540 | 0 | 88.25 | 91.87 | 8 | 0
2030 | MISO_MO-IL_2_ENT | MISO_MO-IL | ENT | Internal | Summer | B9 | 800 | 2540 | 0 | 83.34 | 88.77 | 8 | 0
2030 | MISO_MO-IL_2_ENT | MISO_MO-IL | ENT | Internal | Summer | B10 | 1262 | 2540 | 2353.22 | 74.61 | 82.61 | 8 | 0
2030 | MISO_MO-IL_2_ENT | MISO_MO-IL | ENT | Internal | Winter | B16 | 25 | 2540 | 0 | 97.52 | 97.52 | 8 | 0
2030 | MISO_MO-IL_2_ENT | MISO_MO-IL | ENT | Internal | Winter | B17 | 100 | 2540 | 0 | 91.77 | 95.87 | 8 | 0
2030 | MISO_MO-IL_2_ENT | MISO_MO-IL | ENT | Internal | Winter | B18 | 400 | 2540 | 0 | 89.44 | 93.53 | 8 | 0
2030 | MISO_MO-IL_2_ENT | MISO_MO-IL | ENT | Internal | Winter | B19 | 700 | 2540 | 0 | 89.44 | 93.53 | 8 | 0
2030 | MISO_MO-IL_2_ENT | MISO_MO-IL | ENT | Internal | Winter | B20 | 935 | 2540 | 2531.77 | 78.6 | 86.6 | 8 | 0
2030 | MISO_MO-IL_2_MISO_IN | MISO_MO-IL | MISO_IN | Internal | Shoulder | B11 | 25 | 2633 | 0 | 95.81 | 95.8 | 0.01 | 0
2030 | MISO_MO-IL_2_MISO_IN | MISO_MO-IL | MISO_IN | Internal | Shoulder | B12 | 200 | 2633 | 0 | 88.47 | 88.45 | 0.01 | 0
2030 | MISO_MO-IL_2_MISO_IN | MISO_MO-IL | MISO_IN | Internal | Shoulder | B13 | 600 | 2633 | 0 | 87.32 | 87.31 | 0.01 | 0
2030 | MISO_MO-IL_2_MISO_IN | MISO_MO-IL | MISO_IN | Internal | Shoulder | B14 | 900 | 2633 | 0 | 85.71 | 85.71 | 0.01 | 0
2030 | MISO_MO-IL_2_MISO_IN | MISO_MO-IL | MISO_IN | Internal | Shoulder | B15 | 1203 | 2633 | 0 | 75.96 | 75.95 | 0.01 | 0
2030 | MISO_MO-IL_2_MISO_IN | MISO_MO-IL | MISO_IN | Internal | Summer | B1 | 10 | 2633 | 0.02 | 144.3 | 144.28 | 0.01 | 0
2030 | MISO_MO-IL_2_MISO_IN | MISO_MO-IL | MISO_IN | Internal | Summer | B2 | 25 | 2633 | 0 | 141.54 | 141.52 | 0.01 | 0
2030 | MISO_MO-IL_2_MISO_IN | MISO_MO-IL | MISO_IN | Internal | Summer | B3 | 75 | 2633 | 0 | 141.52 | 141.36 | 0.01 | 0
2030 | MISO_MO-IL_2_MISO_IN | MISO_MO-IL | MISO_IN | Internal | Summer | B4 | 100 | 2633 | 0 | 140.86 | 139.28 | 0.01 | 0
2030 | MISO_MO-IL_2_MISO_IN | MISO_MO-IL | MISO_IN | Internal | Summer | B5 | 200 | 2633 | 0 | 140.86 | 136.85 | 0.01 | 0
2030 | MISO_MO-IL_2_MISO_IN | MISO_MO-IL | MISO_IN | Internal | Summer | B6 | 300 | 2633 | 0 | 107.18 | 103.17 | 0.01 | 0
2030 | MISO_MO-IL_2_MISO_IN | MISO_MO-IL | MISO_IN | Internal | Summer | B7 | 400 | 2633 | 0 | 92.16 | 92.15 | 0.01 | 0
2030 | MISO_MO-IL_2_MISO_IN | MISO_MO-IL | MISO_IN | Internal | Summer | B8 | 500 | 2633 | 0 | 88.25 | 88.24 | 0.01 | 0
2030 | MISO_MO-IL_2_MISO_IN | MISO_MO-IL | MISO_IN | Internal | Summer | B9 | 800 | 2633 | 0 | 83.34 | 83.33 | 0.01 | 0
2030 | MISO_MO-IL_2_MISO_IN | MISO_MO-IL | MISO_IN | Internal | Summer | B10 | 1262 | 2633 | 0 | 74.61 | 74.6 | 0.01 | 0
2030 | MISO_MO-IL_2_MISO_IN | MISO_MO-IL | MISO_IN | Internal | Winter | B16 | 25 | 2633 | 0 | 97.52 | 97.51 | 0.01 | 0
2030 | MISO_MO-IL_2_MISO_IN | MISO_MO-IL | MISO_IN | Internal | Winter | B17 | 100 | 2633 | 0 | 91.77 | 91.76 | 0.01 | 0
2030 | MISO_MO-IL_2_MISO_IN | MISO_MO-IL | MISO_IN | Internal | Winter | B18 | 400 | 2633 | 0 | 89.44 | 89.43 | 0.01 | 0
2030 | MISO_MO-IL_2_MISO_IN | MISO_MO-IL | MISO_IN | Internal | Winter | B19 | 700 | 2633 | 0 | 89.44 | 89.43 | 0.01 | 0
2030 | MISO_MO-IL_2_MISO_IN | MISO_MO-IL | MISO_IN | Internal | Winter | B20 | 935 | 2633 | 0 | 78.6 | 78.59 | 0.01 | 0
2030 | MISO_MO-IL_2_MISO_W | MISO_MO-IL | MISO_W | Internal | Shoulder | B11 | 25 | 1075 | 0 | 95.81 | 93.78 | 0.01 | 0
2030 | MISO_MO-IL_2_MISO_W | MISO_MO-IL | MISO_W | Internal | Shoulder | B12 | 200 | 1075 | 0 | 88.47 | 88.44 | 0.01 | 0
2030 | MISO_MO-IL_2_MISO_W | MISO_MO-IL | MISO_W | Internal | Shoulder | B13 | 600 | 1075 | 0 | 87.32 | 85.82 | 0.01 | 0
2030 | MISO_MO-IL_2_MISO_W | MISO_MO-IL | MISO_W | Internal | Shoulder | B14 | 900 | 1075 | 0 | 85.71 | 73.71 | 0.01 | 0
2030 | MISO_MO-IL_2_MISO_W | MISO_MO-IL | MISO_W | Internal | Shoulder | B15 | 1203 | 1075 | 0 | 75.96 | 71.16 | 0.01 | 0
2030 | MISO_MO-IL_2_MISO_W | MISO_MO-IL | MISO_W | Internal | Summer | B1 | 10 | 1075 | 0.02 | 144.3 | 144.28 | 0.01 | 0
2030 | MISO_MO-IL_2_MISO_W | MISO_MO-IL | MISO_W | Internal | Summer | B2 | 25 | 1075 | 0 | 141.54 | 141.53 | 0.01 | 0
2030 | MISO_MO-IL_2_MISO_W | MISO_MO-IL | MISO_W | Internal | Summer | B3 | 75 | 1075 | 403.25 | 141.52 | 141.53 | 0.01 | 0
2030 | MISO_MO-IL_2_MISO_W | MISO_MO-IL | MISO_W | Internal | Summer | B4 | 100 | 1075 | 314.52 | 140.86 | 140.87 | 0.01 | 0
2030 | MISO_MO-IL_2_MISO_W | MISO_MO-IL | MISO_W | Internal | Summer | B5 | 200 | 1075 | 0 | 140.86 | 140.85 | 0.01 | 0
2030 | MISO_MO-IL_2_MISO_W | MISO_MO-IL | MISO_W | Internal | Summer | B6 | 300 | 1075 | 0 | 107.18 | 107.17 | 0.01 | 0
2030 | MISO_MO-IL_2_MISO_W | MISO_MO-IL | MISO_W | Internal | Summer | B7 | 400 | 1075 | 0 | 92.16 | 91.38 | 0.01 | 0
2030 | MISO_MO-IL_2_MISO_W | MISO_MO-IL | MISO_W | Internal | Summer | B8 | 500 | 1075 | 0 | 88.25 | 85.74 | 0.01 | 0
2030 | MISO_MO-IL_2_MISO_W | MISO_MO-IL | MISO_W | Internal | Summer | B9 | 800 | 1075 | 0 | 83.34 | 83.32 | 0.01 | 0
2030 | MISO_MO-IL_2_MISO_W | MISO_MO-IL | MISO_W | Internal | Summer | B10 | 1262 | 1075 | 0 | 74.61 | 70.39 | 0.01 | 0
2030 | MISO_MO-IL_2_MISO_W | MISO_MO-IL | MISO_W | Internal | Winter | B16 | 25 | 1075 | 0 | 97.52 | 74.07 | 0.01 | 0
2030 | MISO_MO-IL_2_MISO_W | MISO_MO-IL | MISO_W | Internal | Winter | B17 | 100 | 1075 | 0 | 91.77 | 79.49 | 0.01 | 0
2030 | MISO_MO-IL_2_MISO_W | MISO_MO-IL | MISO_W | Internal | Winter | B18 | 400 | 1075 | 0 | 89.44 | 81.09 | 0.01 | 0
2030 | MISO_MO-IL_2_MISO_W | MISO_MO-IL | MISO_W | Internal | Winter | B19 | 700 | 1075 | 0 | 89.44 | 81.09 | 0.01 | 0
2030 | MISO_MO-IL_2_MISO_W | MISO_MO-IL | MISO_W | Internal | Winter | B20 | 935 | 1075 | 0 | 78.6 | 74.07 | 0.01 | 0
2030 | MISO_MO-IL_2_PJM_ROR | MISO_MO-IL | PJM_ROR | Internal | Shoulder | B11 | 25 | 1212 | 0 | 95.81 | 94 | 2 | 0
2030 | MISO_MO-IL_2_PJM_ROR | MISO_MO-IL | PJM_ROR | Internal | Shoulder | B12 | 200 | 1212 | 640.05 | 88.47 | 90.47 | 2 | 0
2030 | MISO_MO-IL_2_PJM_ROR | MISO_MO-IL | PJM_ROR | Internal | Shoulder | B13 | 600 | 1212 | 0 | 87.32 | 87.83 | 2 | 0
2030 | MISO_MO-IL_2_PJM_ROR | MISO_MO-IL | PJM_ROR | Internal | Shoulder | B14 | 900 | 1212 | 1059.92 | 85.71 | 87.71 | 2 | 0
2030 | MISO_MO-IL_2_PJM_ROR | MISO_MO-IL | PJM_ROR | Internal | Shoulder | B15 | 1203 | 1212 | 0 | 75.96 | 77.38 | 2 | 0
2030 | MISO_MO-IL_2_PJM_ROR | MISO_MO-IL | PJM_ROR | Internal | Summer | B1 | 10 | 1212 | 0 | 144.3 | 142.3 | 2 | 0
2030 | MISO_MO-IL_2_PJM_ROR | MISO_MO-IL | PJM_ROR | Internal | Summer | B2 | 25 | 1212 | 0 | 141.54 | 140.39 | 2 | 0
2030 | MISO_MO-IL_2_PJM_ROR | MISO_MO-IL | PJM_ROR | Internal | Summer | B3 | 75 | 1212 | 0 | 141.52 | 140.39 | 2 | 0
2030 | MISO_MO-IL_2_PJM_ROR | MISO_MO-IL | PJM_ROR | Internal | Summer | B4 | 100 | 1212 | 0 | 140.86 | 140.39 | 2 | 0
2030 | MISO_MO-IL_2_PJM_ROR | MISO_MO-IL | PJM_ROR | Internal | Summer | B5 | 200 | 1212 | 0 | 140.86 | 138.86 | 2 | 0
2030 | MISO_MO-IL_2_PJM_ROR | MISO_MO-IL | PJM_ROR | Internal | Summer | B6 | 300 | 1212 | 0 | 107.18 | 105.17 | 2 | 0
2030 | MISO_MO-IL_2_PJM_ROR | MISO_MO-IL | PJM_ROR | Internal | Summer | B7 | 400 | 1212 | 0 | 92.16 | 93.36 | 2 | 0
2030 | MISO_MO-IL_2_PJM_ROR | MISO_MO-IL | PJM_ROR | Internal | Summer | B8 | 500 | 1212 | 623.36 | 88.25 | 90.25 | 2 | 0
2030 | MISO_MO-IL_2_PJM_ROR | MISO_MO-IL | PJM_ROR | Internal | Summer | B9 | 800 | 1212 | 640.57 | 83.34 | 85.34 | 2 | 0
2030 | MISO_MO-IL_2_PJM_ROR | MISO_MO-IL | PJM_ROR | Internal | Summer | B10 | 1262 | 1212 | 0 | 74.61 | 75.61 | 2 | 0
2030 | MISO_MO-IL_2_PJM_ROR | MISO_MO-IL | PJM_ROR | Internal | Winter | B16 | 25 | 1212 | 0 | 97.52 | 95.92 | 2 | 0
2030 | MISO_MO-IL_2_PJM_ROR | MISO_MO-IL | PJM_ROR | Internal | Winter | B17 | 100 | 1212 | 1212 | 91.77 | 95.92 | 2 | 2.14
2030 | MISO_MO-IL_2_PJM_ROR | MISO_MO-IL | PJM_ROR | Internal | Winter | B18 | 400 | 1212 | 0 | 89.44 | 91.28 | 2 | 0
2030 | MISO_MO-IL_2_PJM_ROR | MISO_MO-IL | PJM_ROR | Internal | Winter | B19 | 700 | 1212 | 0 | 89.44 | 91.28 | 2 | 0
2030 | MISO_MO-IL_2_PJM_ROR | MISO_MO-IL | PJM_ROR | Internal | Winter | B20 | 935 | 1212 | 0 | 78.6 | 80.33 | 2 | 0
2030 | MISO_MO-IL_2_SPP_N | MISO_MO-IL | SPP_N | Internal | Shoulder | B11 | 25 | 2000 | 0 | 95.81 | 93.79 | 8 | 0
2030 | MISO_MO-IL_2_SPP_N | MISO_MO-IL | SPP_N | Internal | Shoulder | B12 | 200 | 2000 | 0 | 88.47 | 90.16 | 8 | 0
2030 | MISO_MO-IL_2_SPP_N | MISO_MO-IL | SPP_N | Internal | Shoulder | B13 | 600 | 2000 | 0 | 87.32 | 85.83 | 8 | 0
2030 | MISO_MO-IL_2_SPP_N | MISO_MO-IL | SPP_N | Internal | Shoulder | B14 | 900 | 2000 | 0 | 85.71 | 80.71 | 8 | 0
2030 | MISO_MO-IL_2_SPP_N | MISO_MO-IL | SPP_N | Internal | Shoulder | B15 | 1203 | 2000 | 0 | 75.96 | 78.16 | 8 | 0
2030 | MISO_MO-IL_2_SPP_N | MISO_MO-IL | SPP_N | Internal | Summer | B1 | 10 | 2000 | 0 | 144.3 | 144.65 | 8 | 0
2030 | MISO_MO-IL_2_SPP_N | MISO_MO-IL | SPP_N | Internal | Summer | B2 | 25 | 2000 | 0 | 141.54 | 146.26 | 8 | 0
2030 | MISO_MO-IL_2_SPP_N | MISO_MO-IL | SPP_N | Internal | Summer | B3 | 75 | 2000 | 0 | 141.52 | 146.63 | 8 | 0
2030 | MISO_MO-IL_2_SPP_N | MISO_MO-IL | SPP_N | Internal | Summer | B4 | 100 | 2000 | 0 | 140.86 | 140.89 | 8 | 0
2030 | MISO_MO-IL_2_SPP_N | MISO_MO-IL | SPP_N | Internal | Summer | B5 | 200 | 2000 | 0 | 140.86 | 140.86 | 8 | 0
2030 | MISO_MO-IL_2_SPP_N | MISO_MO-IL | SPP_N | Internal | Summer | B6 | 300 | 2000 | 0 | 107.18 | 107.18 | 8 | 0
2030 | MISO_MO-IL_2_SPP_N | MISO_MO-IL | SPP_N | Internal | Summer | B7 | 400 | 2000 | 0 | 92.16 | 95.99 | 8 | 0
2030 | MISO_MO-IL_2_SPP_N | MISO_MO-IL | SPP_N | Internal | Summer | B8 | 500 | 2000 | 0 | 88.25 | 90.58 | 8 | 0
2030 | MISO_MO-IL_2_SPP_N | MISO_MO-IL | SPP_N | Internal | Summer | B9 | 800 | 2000 | 0 | 83.34 | 88.68 | 8 | 0
2030 | MISO_MO-IL_2_SPP_N | MISO_MO-IL | SPP_N | Internal | Summer | B10 | 1262 | 2000 | 0 | 74.61 | 77.39 | 8 | 0
2030 | MISO_MO-IL_2_SPP_N | MISO_MO-IL | SPP_N | Internal | Winter | B16 | 25 | 2000 | 0 | 97.52 | 92.51 | 8 | 0
2030 | MISO_MO-IL_2_SPP_N | MISO_MO-IL | SPP_N | Internal | Winter | B17 | 100 | 2000 | 0 | 91.77 | 86.5 | 8 | 0
2030 | MISO_MO-IL_2_SPP_N | MISO_MO-IL | SPP_N | Internal | Winter | B18 | 400 | 2000 | 0 | 89.44 | 88.09 | 8 | 0
2030 | MISO_MO-IL_2_SPP_N | MISO_MO-IL | SPP_N | Internal | Winter | B19 | 700 | 2000 | 0 | 89.44 | 86.5 | 8 | 0
2030 | MISO_MO-IL_2_SPP_N | MISO_MO-IL | SPP_N | Internal | Winter | B20 | 935 | 2000 | 0 | 78.6 | 81.07 | 8 | 0
2030 | MISO_MO-IL_2_TVA_Transmission | MISO_MO-IL | TVA_Transmission | Internal | Shoulder | B11 | 25 | 4000 | 948.95 | 95.81 | 103.81 | 8 | 0
2030 | MISO_MO-IL_2_TVA_Transmission | MISO_MO-IL | TVA_Transmission | Internal | Shoulder | B12 | 200 | 4000 | 0 | 88.47 | 94.3 | 8 | 0
2030 | MISO_MO-IL_2_TVA_Transmission | MISO_MO-IL | TVA_Transmission | Internal | Shoulder | B13 | 600 | 4000 | 0 | 87.32 | 93.1 | 8 | 0
2030 | MISO_MO-IL_2_TVA_Transmission | MISO_MO-IL | TVA_Transmission | Internal | Shoulder | B14 | 900 | 4000 | 0 | 85.71 | 92.91 | 8 | 0
2030 | MISO_MO-IL_2_TVA_Transmission | MISO_MO-IL | TVA_Transmission | Internal | Shoulder | B15 | 1203 | 4000 | 0 | 75.96 | 83.38 | 8 | 0
2030 | MISO_MO-IL_2_TVA_Transmission | MISO_MO-IL | TVA_Transmission | Internal | Summer | B1 | 10 | 4000 | 1678.82 | 144.3 | 152.3 | 8 | 0
2030 | MISO_MO-IL_2_TVA_Transmission | MISO_MO-IL | TVA_Transmission | Internal | Summer | B2 | 25 | 4000 | 933.12 | 141.54 | 149.54 | 8 | 0
2030 | MISO_MO-IL_2_TVA_Transmission | MISO_MO-IL | TVA_Transmission | Internal | Summer | B3 | 75 | 4000 | 0 | 141.52 | 146.39 | 8 | 0
2030 | MISO_MO-IL_2_TVA_Transmission | MISO_MO-IL | TVA_Transmission | Internal | Summer | B4 | 100 | 4000 | 0 | 140.86 | 146.39 | 8 | 0
2030 | MISO_MO-IL_2_TVA_Transmission | MISO_MO-IL | TVA_Transmission | Internal | Summer | B5 | 200 | 4000 | 0 | 140.86 | 141.86 | 8 | 0
2030 | MISO_MO-IL_2_TVA_Transmission | MISO_MO-IL | TVA_Transmission | Internal | Summer | B6 | 300 | 4000 | 0 | 107.18 | 111.17 | 8 | 0
2030 | MISO_MO-IL_2_TVA_Transmission | MISO_MO-IL | TVA_Transmission | Internal | Summer | B7 | 400 | 4000 | 0 | 92.16 | 99.36 | 8 | 0
2030 | MISO_MO-IL_2_TVA_Transmission | MISO_MO-IL | TVA_Transmission | Internal | Summer | B8 | 500 | 4000 | 0 | 88.25 | 93.57 | 8 | 0
2030 | MISO_MO-IL_2_TVA_Transmission | MISO_MO-IL | TVA_Transmission | Internal | Summer | B9 | 800 | 4000 | 0 | 83.34 | 90.47 | 8 | 0
2030 | MISO_MO-IL_2_TVA_Transmission | MISO_MO-IL | TVA_Transmission | Internal | Summer | B10 | 1262 | 4000 | 0 | 74.61 | 81.61 | 8 | 0
2030 | MISO_MO-IL_2_TVA_Transmission | MISO_MO-IL | TVA_Transmission | Internal | Winter | B16 | 25 | 4000 | 2902.55 | 97.52 | 105.52 | 8 | 0
2030 | MISO_MO-IL_2_TVA_Transmission | MISO_MO-IL | TVA_Transmission | Internal | Winter | B17 | 100 | 4000 | 839.43 | 91.77 | 99.77 | 8 | 0
2030 | MISO_MO-IL_2_TVA_Transmission | MISO_MO-IL | TVA_Transmission | Internal | Winter | B18 | 400 | 4000 | 0 | 89.44 | 95.75 | 8 | 0
2030 | MISO_MO-IL_2_TVA_Transmission | MISO_MO-IL | TVA_Transmission | Internal | Winter | B19 | 700 | 4000 | 0 | 89.44 | 95.73 | 8 | 0
2030 | MISO_MO-IL_2_TVA_Transmission | MISO_MO-IL | TVA_Transmission | Internal | Winter | B20 | 935 | 4000 | 0 | 78.6 | 86.33 | 8 | 0
2030 | MISO_W_2_IESO | MISO_W | IESO | Internal | Shoulder | B11 | 25 | 90 | 0 | 93.78 | 64.39 | 8 | 0
2030 | MISO_W_2_IESO | MISO_W | IESO | Internal | Shoulder | B12 | 200 | 90 | 0 | 88.44 | 64.39 | 8 | 0
2030 | MISO_W_2_IESO | MISO_W | IESO | Internal | Shoulder | B13 | 600 | 90 | 0 | 85.82 | 64.39 | 8 | 0
2030 | MISO_W_2_IESO | MISO_W | IESO | Internal | Shoulder | B14 | 900 | 90 | 0 | 73.71 | 64.39 | 8 | 0
2030 | MISO_W_2_IESO | MISO_W | IESO | Internal | Shoulder | B15 | 1203 | 90 | 0 | 71.16 | 64.39 | 8 | 0
2030 | MISO_W_2_IESO | MISO_W | IESO | Internal | Summer | B1 | 10 | 90 | 0 | 144.28 | 85.91 | 8 | 0
2030 | MISO_W_2_IESO | MISO_W | IESO | Internal | Summer | B2 | 25 | 90 | 0 | 141.53 | 98.52 | 8 | 0
2030 | MISO_W_2_IESO | MISO_W | IESO | Internal | Summer | B3 | 75 | 90 | 0 | 141.53 | 85.91 | 8 | 0
2030 | MISO_W_2_IESO | MISO_W | IESO | Internal | Summer | B4 | 100 | 90 | 0 | 140.87 | 79.39 | 8 | 0
2030 | MISO_W_2_IESO | MISO_W | IESO | Internal | Summer | B5 | 200 | 90 | 0 | 140.85 | 77.32 | 8 | 0
2030 | MISO_W_2_IESO | MISO_W | IESO | Internal | Summer | B6 | 300 | 90 | 0 | 107.17 | 62.32 | 8 | 0
2030 | MISO_W_2_IESO | MISO_W | IESO | Internal | Summer | B7 | 400 | 90 | 0 | 91.38 | 62.32 | 8 | 0
2030 | MISO_W_2_IESO | MISO_W | IESO | Internal | Summer | B8 | 500 | 90 | 0 | 85.74 | 62.32 | 8 | 0
2030 | MISO_W_2_IESO | MISO_W | IESO | Internal | Summer | B9 | 800 | 90 | 0 | 83.32 | 62.32 | 8 | 0
2030 | MISO_W_2_IESO | MISO_W | IESO | Internal | Summer | B10 | 1262 | 90 | 0 | 70.39 | 62.32 | 8 | 0
2030 | MISO_W_2_IESO | MISO_W | IESO | Internal | Winter | B16 | 25 | 90 | 0 | 74.07 | 69.15 | 8 | 0
2030 | MISO_W_2_IESO | MISO_W | IESO | Internal | Winter | B17 | 100 | 90 | 0 | 79.49 | 69.15 | 8 | 0
2030 | MISO_W_2_IESO | MISO_W | IESO | Internal | Winter | B18 | 400 | 90 | 0 | 81.09 | 69.15 | 8 | 0
2030 | MISO_W_2_IESO | MISO_W | IESO | Internal | Winter | B19 | 700 | 90 | 0 | 81.09 | 69.15 | 8 | 0
2030 | MISO_W_2_IESO | MISO_W | IESO | Internal | Winter | B20 | 935 | 90 | 0 | 74.07 | 69.15 | 8 | 0
2030 | MISO_W_2_MAPP_CA | MISO_W | MAPP_CA | Internal | Shoulder | B11 | 25 | 926 | 0 | 93.78 | 71.15 | 0.01 | 0
2030 | MISO_W_2_MAPP_CA | MISO_W | MAPP_CA | Internal | Shoulder | B12 | 200 | 926 | 0 | 88.44 | 71.15 | 0.01 | 0
2030 | MISO_W_2_MAPP_CA | MISO_W | MAPP_CA | Internal | Shoulder | B13 | 600 | 926 | 0 | 85.82 | 71.15 | 0.01 | 0
2030 | MISO_W_2_MAPP_CA | MISO_W | MAPP_CA | Internal | Shoulder | B14 | 900 | 926 | 0 | 73.71 | 71.15 | 0.01 | 0
2030 | MISO_W_2_MAPP_CA | MISO_W | MAPP_CA | Internal | Shoulder | B15 | 1203 | 926 | 0 | 71.16 | 71.15 | 0.01 | 0
2030 | MISO_W_2_MAPP_CA | MISO_W | MAPP_CA | Internal | Summer | B1 | 10 | 926 | 0 | 144.28 | 69.32 | 0.01 | 0
2030 | MISO_W_2_MAPP_CA | MISO_W | MAPP_CA | Internal | Summer | B2 | 25 | 926 | 0 | 141.53 | 69.32 | 0.01 | 0
2030 | MISO_W_2_MAPP_CA | MISO_W | MAPP_CA | Internal | Summer | B3 | 75 | 926 | 0 | 141.53 | 69.32 | 0.01 | 0
2030 | MISO_W_2_MAPP_CA | MISO_W | MAPP_CA | Internal | Summer | B4 | 100 | 926 | 0 | 140.87 | 69.32 | 0.01 | 0
2030 | MISO_W_2_MAPP_CA | MISO_W | MAPP_CA | Internal | Summer | B5 | 200 | 926 | 0 | 140.85 | 69.32 | 0.01 | 0
2030 | MISO_W_2_MAPP_CA | MISO_W | MAPP_CA | Internal | Summer | B6 | 300 | 926 | 0 | 107.17 | 69.32 | 0.01 | 0
2030 | MISO_W_2_MAPP_CA | MISO_W | MAPP_CA | Internal | Summer | B7 | 400 | 926 | 0 | 91.38 | 69.32 | 0.01 | 0
2030 | MISO_W_2_MAPP_CA | MISO_W | MAPP_CA | Internal | Summer | B8 | 500 | 926 | 0 | 85.74 | 69.32 | 0.01 | 0
2030 | MISO_W_2_MAPP_CA | MISO_W | MAPP_CA | Internal | Summer | B9 | 800 | 926 | 0 | 83.32 | 69.32 | 0.01 | 0
2030 | MISO_W_2_MAPP_CA | MISO_W | MAPP_CA | Internal | Summer | B10 | 1262 | 926 | 0 | 70.39 | 69.32 | 0.01 | 0
2030 | MISO_W_2_MAPP_CA | MISO_W | MAPP_CA | Internal | Winter | B16 | 25 | 926 | 0 | 74.07 | 74.06 | 0.01 | 0
2030 | MISO_W_2_MAPP_CA | MISO_W | MAPP_CA | Internal | Winter | B17 | 100 | 926 | 0 | 79.49 | 74.06 | 0.01 | 0
2030 | MISO_W_2_MAPP_CA | MISO_W | MAPP_CA | Internal | Winter | B18 | 400 | 926 | 0 | 81.09 | 74.06 | 0.01 | 0
2030 | MISO_W_2_MAPP_CA | MISO_W | MAPP_CA | Internal | Winter | B19 | 700 | 926 | 0 | 81.09 | 74.06 | 0.01 | 0
2030 | MISO_W_2_MAPP_CA | MISO_W | MAPP_CA | Internal | Winter | B20 | 935 | 926 | 0 | 74.07 | 74.06 | 0.01 | 0
2030 | MISO_W_2_MISO_MO-IL | MISO_W | MISO_MO-IL | Internal | Shoulder | B11 | 25 | 3915 | 3915 | 93.78 | 95.81 | 0.01 | 2.02
2030 | MISO_W_2_MISO_MO-IL | MISO_W | MISO_MO-IL | Internal | Shoulder | B12 | 200 | 3915 | 3915 | 88.44 | 88.47 | 0.01 | 0.01
2030 | MISO_W_2_MISO_MO-IL | MISO_W | MISO_MO-IL | Internal | Shoulder | B13 | 600 | 3915 | 3915 | 85.82 | 87.32 | 0.01 | 1.49
2030 | MISO_W_2_MISO_MO-IL | MISO_W | MISO_MO-IL | Internal | Shoulder | B14 | 900 | 3915 | 3915 | 73.71 | 85.71 | 0.01 | 11.99
2030 | MISO_W_2_MISO_MO-IL | MISO_W | MISO_MO-IL | Internal | Shoulder | B15 | 1203 | 3915 | 3915 | 71.16 | 75.96 | 0.01 | 4.79
2030 | MISO_W_2_MISO_MO-IL | MISO_W | MISO_MO-IL | Internal | Summer | B1 | 10 | 3915 | 176.13 | 144.28 | 144.3 | 0.01 | 0
2030 | MISO_W_2_MISO_MO-IL | MISO_W | MISO_MO-IL | Internal | Summer | B2 | 25 | 3915 | 1300.74 | 141.53 | 141.54 | 0.01 | 0
2030 | MISO_W_2_MISO_MO-IL | MISO_W | MISO_MO-IL | Internal | Summer | B3 | 75 | 3915 | 0 | 141.53 | 141.52 | 0.01 | 0
2030 | MISO_W_2_MISO_MO-IL | MISO_W | MISO_MO-IL | Internal | Summer | B4 | 100 | 3915 | 0 | 140.87 | 140.86 | 0.01 | 0
2030 | MISO_W_2_MISO_MO-IL | MISO_W | MISO_MO-IL | Internal | Summer | B5 | 200 | 3915 | 588.81 | 140.85 | 140.86 | 0.01 | 0
2030 | MISO_W_2_MISO_MO-IL | MISO_W | MISO_MO-IL | Internal | Summer | B6 | 300 | 3915 | 784.26 | 107.17 | 107.18 | 0.01 | 0
2030 | MISO_W_2_MISO_MO-IL | MISO_W | MISO_MO-IL | Internal | Summer | B7 | 400 | 3915 | 3915 | 91.38 | 92.16 | 0.01 | 0.78
2030 | MISO_W_2_MISO_MO-IL | MISO_W | MISO_MO-IL | Internal | Summer | B8 | 500 | 3915 | 3915 | 85.74 | 88.25 | 0.01 | 2.5
2030 | MISO_W_2_MISO_MO-IL | MISO_W | MISO_MO-IL | Internal | Summer | B9 | 800 | 3915 | 3915 | 83.32 | 83.34 | 0.01 | 0.01
2030 | MISO_W_2_MISO_MO-IL | MISO_W | MISO_MO-IL | Internal | Summer | B10 | 1262 | 3915 | 3915 | 70.39 | 74.61 | 0.01 | 4.21
2030 | MISO_W_2_MISO_MO-IL | MISO_W | MISO_MO-IL | Internal | Winter | B16 | 25 | 3915 | 3915 | 74.07 | 97.52 | 0.01 | 23.43
2030 | MISO_W_2_MISO_MO-IL | MISO_W | MISO_MO-IL | Internal | Winter | B17 | 100 | 3915 | 3915 | 79.49 | 91.77 | 0.01 | 12.27
2030 | MISO_W_2_MISO_MO-IL | MISO_W | MISO_MO-IL | Internal | Winter | B18 | 400 | 3915 | 3915 | 81.09 | 89.44 | 0.01 | 8.35
2030 | MISO_W_2_MISO_MO-IL | MISO_W | MISO_MO-IL | Internal | Winter | B19 | 700 | 3915 | 3915 | 81.09 | 89.44 | 0.01 | 8.35
2030 | MISO_W_2_MISO_MO-IL | MISO_W | MISO_MO-IL | Internal | Winter | B20 | 935 | 3915 | 3915 | 74.07 | 78.6 | 0.01 | 4.52
2030 | MISO_W_2_MISO_WUMS | MISO_W | MISO_WUMS | Internal | Shoulder | B11 | 25 | 1732 | 0.05 | 93.78 | 93.77 | 0.01 | 0
2030 | MISO_W_2_MISO_WUMS | MISO_W | MISO_WUMS | Internal | Shoulder | B12 | 200 | 1732 | 17.29 | 88.44 | 88.45 | 0.01 | 0
2030 | MISO_W_2_MISO_WUMS | MISO_W | MISO_WUMS | Internal | Shoulder | B13 | 600 | 1732 | 1630.77 | 85.82 | 85.83 | 0.01 | 0
2030 | MISO_W_2_MISO_WUMS | MISO_W | MISO_WUMS | Internal | Shoulder | B14 | 900 | 1732 | 1732 | 73.71 | 85.71 | 0.01 | 11.99
2030 | MISO_W_2_MISO_WUMS | MISO_W | MISO_WUMS | Internal | Shoulder | B15 | 1203 | 1732 | 1732 | 71.16 | 75.7 | 0.01 | 4.53
2030 | MISO_W_2_MISO_WUMS | MISO_W | MISO_WUMS | Internal | Summer | B1 | 10 | 1732 | 0.02 | 144.28 | 144.27 | 0.01 | 0
2030 | MISO_W_2_MISO_WUMS | MISO_W | MISO_WUMS | Internal | Summer | B2 | 25 | 1732 | 0 | 141.53 | 141.52 | 0.01 | 0
2030 | MISO_W_2_MISO_WUMS | MISO_W | MISO_WUMS | Internal | Summer | B3 | 75 | 1732 | 0 | 141.53 | 141.36 | 0.01 | 0
2030 | MISO_W_2_MISO_WUMS | MISO_W | MISO_WUMS | Internal | Summer | B4 | 100 | 1732 | 0 | 140.87 | 138.39 | 0.01 | 0
2030 | MISO_W_2_MISO_WUMS | MISO_W | MISO_WUMS | Internal | Summer | B5 | 200 | 1732 | 0 | 140.85 | 136.85 | 0.01 | 0
2030 | MISO_W_2_MISO_WUMS | MISO_W | MISO_WUMS | Internal | Summer | B6 | 300 | 1732 | 0 | 107.17 | 103.17 | 0.01 | 0
2030 | MISO_W_2_MISO_WUMS | MISO_W | MISO_WUMS | Internal | Summer | B7 | 400 | 1732 | 0 | 91.38 | 91.36 | 0.01 | 0
2030 | MISO_W_2_MISO_WUMS | MISO_W | MISO_WUMS | Internal | Summer | B8 | 500 | 1732 | 219.29 | 85.74 | 85.76 | 0.01 | 0
2030 | MISO_W_2_MISO_WUMS | MISO_W | MISO_WUMS | Internal | Summer | B9 | 800 | 1732 | 695.32 | 83.32 | 83.33 | 0.01 | 0
2030 | MISO_W_2_MISO_WUMS | MISO_W | MISO_WUMS | Internal | Summer | B10 | 1262 | 1732 | 1732 | 70.39 | 74.34 | 0.01 | 3.94
2030 | MISO_W_2_MISO_WUMS | MISO_W | MISO_WUMS | Internal | Winter | B16 | 25 | 1732 | 1732 | 74.07 | 90.44 | 0.01 | 16.36
2030 | MISO_W_2_MISO_WUMS | MISO_W | MISO_WUMS | Internal | Winter | B17 | 100 | 1732 | 1732 | 79.49 | 90.44 | 0.01 | 10.94
2030 | MISO_W_2_MISO_WUMS | MISO_W | MISO_WUMS | Internal | Winter | B18 | 400 | 1732 | 1732 | 81.09 | 89.28 | 0.01 | 8.18
2030 | MISO_W_2_MISO_WUMS | MISO_W | MISO_WUMS | Internal | Winter | B19 | 700 | 1732 | 1732 | 81.09 | 88.96 | 0.01 | 7.86
2030 | MISO_W_2_MISO_WUMS | MISO_W | MISO_WUMS | Internal | Winter | B20 | 935 | 1732 | 1732 | 74.07 | 78.33 | 0.01 | 4.24
2030 | MISO_W_2_NE | MISO_W | NE | Internal | Shoulder | B11 | 25 | 2800 | 0 | 93.78 | 93.78 | 7 | 0
2030 | MISO_W_2_NE | MISO_W | NE | Internal | Shoulder | B12 | 200 | 2800 | 0 | 88.44 | 90.15 | 7 | 0
2030 | MISO_W_2_NE | MISO_W | NE | Internal | Shoulder | B13 | 600 | 2800 | 0 | 85.82 | 85.82 | 7 | 0
2030 | MISO_W_2_NE | MISO_W | NE | Internal | Shoulder | B14 | 900 | 2800 | 0 | 73.71 | 80.69 | 7 | 0
2030 | MISO_W_2_NE | MISO_W | NE | Internal | Shoulder | B15 | 1203 | 2800 | 0 | 71.16 | 78.15 | 7 | 0
2030 | MISO_W_2_NE | MISO_W | NE | Internal | Summer | B1 | 10 | 2800 | 0 | 144.28 | 144.64 | 7 | 0
2030 | MISO_W_2_NE | MISO_W | NE | Internal | Summer | B2 | 25 | 2800 | 0 | 141.53 | 146.25 | 7 | 0
2030 | MISO_W_2_NE | MISO_W | NE | Internal | Summer | B3 | 75 | 2800 | 0 | 141.53 | 146.25 | 7 | 0
2030 | MISO_W_2_NE | MISO_W | NE | Internal | Summer | B4 | 100 | 2800 | 0 | 140.87 | 140.87 | 7 | 0
2030 | MISO_W_2_NE | MISO_W | NE | Internal | Summer | B5 | 200 | 2800 | 0 | 140.85 | 140.85 | 7 | 0
2030 | MISO_W_2_NE | MISO_W | NE | Internal | Summer | B6 | 300 | 2800 | 0 | 107.17 | 107.17 | 7 | 0
2030 | MISO_W_2_NE | MISO_W | NE | Internal | Summer | B7 | 400 | 2800 | 0 | 91.38 | 95.98 | 7 | 0
2030 | MISO_W_2_NE | MISO_W | NE | Internal | Summer | B8 | 500 | 2800 | 0 | 85.74 | 90.57 | 7 | 0
2030 | MISO_W_2_NE | MISO_W | NE | Internal | Summer | B9 | 800 | 2800 | 0 | 83.32 | 88.67 | 7 | 0
2030 | MISO_W_2_NE | MISO_W | NE | Internal | Summer | B10 | 1262 | 2800 | 0 | 70.39 | 77.38 | 7 | 0
2030 | MISO_W_2_NE | MISO_W | NE | Internal | Winter | B16 | 25 | 2800 | 762.06 | 74.07 | 81.07 | 7 | 0
2030 | MISO_W_2_NE | MISO_W | NE | Internal | Winter | B17 | 100 | 2800 | 182.77 | 79.49 | 86.49 | 7 | 0
2030 | MISO_W_2_NE | MISO_W | NE | Internal | Winter | B18 | 400 | 2800 | 0 | 81.09 | 88.08 | 7 | 0
2030 | MISO_W_2_NE | MISO_W | NE | Internal | Winter | B19 | 700 | 2800 | 0 | 81.09 | 86.49 | 7 | 0
2030 | MISO_W_2_NE | MISO_W | NE | Internal | Winter | B20 | 935 | 2800 | 0 | 74.07 | 81.06 | 7 | 0
2030 | MISO_W_2_PJM_ROR | MISO_W | PJM_ROR | Internal | Shoulder | B11 | 25 | 773 | 0 | 93.78 | 94 | 2 | 0
2030 | MISO_W_2_PJM_ROR | MISO_W | PJM_ROR | Internal | Shoulder | B12 | 200 | 773 | 773 | 88.44 | 90.47 | 2 | 0.02
2030 | MISO_W_2_PJM_ROR | MISO_W | PJM_ROR | Internal | Shoulder | B13 | 600 | 773 | 773 | 85.82 | 87.83 | 2 | 0.01
2030 | MISO_W_2_PJM_ROR | MISO_W | PJM_ROR | Internal | Shoulder | B14 | 900 | 773 | 773 | 73.71 | 87.71 | 2 | 12
2030 | MISO_W_2_PJM_ROR | MISO_W | PJM_ROR | Internal | Shoulder | B15 | 1203 | 773 | 773 | 71.16 | 77.38 | 2 | 4.22
2030 | MISO_W_2_PJM_ROR | MISO_W | PJM_ROR | Internal | Summer | B1 | 10 | 773 | 0 | 144.28 | 142.3 | 2 | 0
2030 | MISO_W_2_PJM_ROR | MISO_W | PJM_ROR | Internal | Summer | B2 | 25 | 773 | 0 | 141.53 | 140.39 | 2 | 0
2030 | MISO_W_2_PJM_ROR | MISO_W | PJM_ROR | Internal | Summer | B3 | 75 | 773 | 0 | 141.53 | 140.39 | 2 | 0
2030 | MISO_W_2_PJM_ROR | MISO_W | PJM_ROR | Internal | Summer | B4 | 100 | 773 | 0 | 140.87 | 140.39 | 2 | 0
2030 | MISO_W_2_PJM_ROR | MISO_W | PJM_ROR | Internal | Summer | B5 | 200 | 773 | 0 | 140.85 | 138.86 | 2 | 0
2030 | MISO_W_2_PJM_ROR | MISO_W | PJM_ROR | Internal | Summer | B6 | 300 | 773 | 0 | 107.17 | 105.17 | 2 | 0
2030 | MISO_W_2_PJM_ROR | MISO_W | PJM_ROR | Internal | Summer | B7 | 400 | 773 | 0 | 91.38 | 93.36 | 2 | 0
2030 | MISO_W_2_PJM_ROR | MISO_W | PJM_ROR | Internal | Summer | B8 | 500 | 773 | 773 | 85.74 | 90.25 | 2 | 2.51
2030 | MISO_W_2_PJM_ROR | MISO_W | PJM_ROR | Internal | Summer | B9 | 800 | 773 | 773 | 83.32 | 85.34 | 2 | 0.02
2030 | MISO_W_2_PJM_ROR | MISO_W | PJM_ROR | Internal | Summer | B10 | 1262 | 773 | 773 | 70.39 | 75.61 | 2 | 3.22
2030 | MISO_W_2_PJM_ROR | MISO_W | PJM_ROR | Internal | Winter | B16 | 25 | 773 | 773 | 74.07 | 95.92 | 2 | 19.84
2030 | MISO_W_2_PJM_ROR | MISO_W | PJM_ROR | Internal | Winter | B17 | 100 | 773 | 773 | 79.49 | 95.92 | 2 | 14.43
2030 | MISO_W_2_PJM_ROR | MISO_W | PJM_ROR | Internal | Winter | B18 | 400 | 773 | 773 | 81.09 | 91.28 | 2 | 8.2
2030 | MISO_W_2_PJM_ROR | MISO_W | PJM_ROR | Internal | Winter | B19 | 700 | 773 | 773 | 81.09 | 91.28 | 2 | 8.2
2030 | MISO_W_2_PJM_ROR | MISO_W | PJM_ROR | Internal | Winter | B20 | 935 | 773 | 773 | 74.07 | 80.33 | 2 | 4.26
2030 | MISO_W_2_SPP_N | MISO_W | SPP_N | Internal | Shoulder | B11 | 25 | 3200 | 0 | 93.78 | 93.79 | 7 | 0
2030 | MISO_W_2_SPP_N | MISO_W | SPP_N | Internal | Shoulder | B12 | 200 | 3200 | 0 | 88.44 | 90.16 | 7 | 0
2030 | MISO_W_2_SPP_N | MISO_W | SPP_N | Internal | Shoulder | B13 | 600 | 3200 | 0 | 85.82 | 85.83 | 7 | 0
2030 | MISO_W_2_SPP_N | MISO_W | SPP_N | Internal | Shoulder | B14 | 900 | 3200 | 243.61 | 73.71 | 80.71 | 7 | 0
2030 | MISO_W_2_SPP_N | MISO_W | SPP_N | Internal | Shoulder | B15 | 1203 | 3200 | 1622.93 | 71.16 | 78.16 | 7 | 0
2030 | MISO_W_2_SPP_N | MISO_W | SPP_N | Internal | Summer | B1 | 10 | 3200 | 0 | 144.28 | 144.65 | 7 | 0
2030 | MISO_W_2_SPP_N | MISO_W | SPP_N | Internal | Summer | B2 | 25 | 3200 | 0 | 141.53 | 146.26 | 7 | 0
2030 | MISO_W_2_SPP_N | MISO_W | SPP_N | Internal | Summer | B3 | 75 | 3200 | 0 | 141.53 | 146.63 | 7 | 0
2030 | MISO_W_2_SPP_N | MISO_W | SPP_N | Internal | Summer | B4 | 100 | 3200 | 0 | 140.87 | 140.89 | 7 | 0
2030 | MISO_W_2_SPP_N | MISO_W | SPP_N | Internal | Summer | B5 | 200 | 3200 | 0 | 140.85 | 140.86 | 7 | 0
2030 | MISO_W_2_SPP_N | MISO_W | SPP_N | Internal | Summer | B6 | 300 | 3200 | 0 | 107.17 | 107.18 | 7 | 0
2030 | MISO_W_2_SPP_N | MISO_W | SPP_N | Internal | Summer | B7 | 400 | 3200 | 0 | 91.38 | 95.99 | 7 | 0
2030 | MISO_W_2_SPP_N | MISO_W | SPP_N | Internal | Summer | B8 | 500 | 3200 | 0 | 85.74 | 90.58 | 7 | 0
2030 | MISO_W_2_SPP_N | MISO_W | SPP_N | Internal | Summer | B9 | 800 | 3200 | 0 | 83.32 | 88.68 | 7 | 0
2030 | MISO_W_2_SPP_N | MISO_W | SPP_N | Internal | Summer | B10 | 1262 | 3200 | 2499.81 | 70.39 | 77.39 | 7 | 0
2030 | MISO_W_2_SPP_N | MISO_W | SPP_N | Internal | Winter | B16 | 25 | 3200 | 3200 | 74.07 | 92.51 | 7 | 11.43
2030 | MISO_W_2_SPP_N | MISO_W | SPP_N | Internal | Winter | B17 | 100 | 3200 | 3200 | 79.49 | 86.5 | 7 | 0.01
2030 | MISO_W_2_SPP_N | MISO_W | SPP_N | Internal | Winter | B18 | 400 | 3200 | 480.32 | 81.09 | 88.09 | 7 | 0
2030 | MISO_W_2_SPP_N | MISO_W | SPP_N | Internal | Winter | B19 | 700 | 3200 | 0 | 81.09 | 86.5 | 7 | 0
2030 | MISO_W_2_SPP_N | MISO_W | SPP_N | Internal | Winter | B20 | 935 | 3200 | 1213.1 | 74.07 | 81.07 | 7 | 0
2030 | MISO_WUMS_2_MISO_MI | MISO_WUMS | MISO_MI | Internal | Shoulder | B11 | 25 | 1422 | 1422 | 93.77 | 95.81 | 0.01 | 2.03
2030 | MISO_WUMS_2_MISO_MI | MISO_WUMS | MISO_MI | Internal | Shoulder | B12 | 200 | 1422 | 1186.62 | 88.45 | 88.47 | 0.01 | 0
2030 | MISO_WUMS_2_MISO_MI | MISO_WUMS | MISO_MI | Internal | Shoulder | B13 | 600 | 1422 | 1422 | 85.83 | 87.32 | 0.01 | 1.47
2030 | MISO_WUMS_2_MISO_MI | MISO_WUMS | MISO_MI | Internal | Shoulder | B14 | 900 | 1422 | 1117.5 | 85.71 | 85.72 | 0.01 | 0
2030 | MISO_WUMS_2_MISO_MI | MISO_WUMS | MISO_MI | Internal | Shoulder | B15 | 1203 | 1422 | 1422 | 75.7 | 75.96 | 0.01 | 0.25
2030 | MISO_WUMS_2_MISO_MI | MISO_WUMS | MISO_MI | Internal | Summer | B1 | 10 | 1422 | 1421.97 | 144.27 | 144.3 | 0.01 | 0.01
2030 | MISO_WUMS_2_MISO_MI | MISO_WUMS | MISO_MI | Internal | Summer | B2 | 25 | 1422 | 1343.2 | 141.52 | 141.53 | 0.01 | 0
2030 | MISO_WUMS_2_MISO_MI | MISO_WUMS | MISO_MI | Internal | Summer | B3 | 75 | 1422 | 1322.66 | 141.36 | 141.37 | 0.01 | 0
2030 | MISO_WUMS_2_MISO_MI | MISO_WUMS | MISO_MI | Internal | Summer | B4 | 100 | 1422 | 1422 | 138.39 | 139.29 | 0.01 | 0.89
2030 | MISO_WUMS_2_MISO_MI | MISO_WUMS | MISO_MI | Internal | Summer | B5 | 200 | 1422 | 1039 | 136.85 | 136.86 | 0.01 | 0
2030 | MISO_WUMS_2_MISO_MI | MISO_WUMS | MISO_MI | Internal | Summer | B6 | 300 | 1422 | 1341.94 | 103.17 | 103.18 | 0.01 | 0
2030 | MISO_WUMS_2_MISO_MI | MISO_WUMS | MISO_MI | Internal | Summer | B7 | 400 | 1422 | 1422 | 91.36 | 92.16 | 0.01 | 0.79
2030 | MISO_WUMS_2_MISO_MI | MISO_WUMS | MISO_MI | Internal | Summer | B8 | 500 | 1422 | 1422 | 85.76 | 88.25 | 0.01 | 2.48
2030 | MISO_WUMS_2_MISO_MI | MISO_WUMS | MISO_MI | Internal | Summer | B9 | 800 | 1422 | 909.65 | 83.33 | 83.34 | 0.01 | 0
2030 | MISO_WUMS_2_MISO_MI | MISO_WUMS | MISO_MI | Internal | Summer | B10 | 1262 | 1422 | 1422 | 74.34 | 74.76 | 0.01 | 0.4
2030 | MISO_WUMS_2_MISO_MI | MISO_WUMS | MISO_MI | Internal | Winter | B16 | 25 | 1422 | 1422 | 90.44 | 97.52 | 0.01 | 7.07
2030 | MISO_WUMS_2_MISO_MI | MISO_WUMS | MISO_MI | Internal | Winter | B17 | 100 | 1422 | 1422 | 90.44 | 93.92 | 0.01 | 3.46
2030 | MISO_WUMS_2_MISO_MI | MISO_WUMS | MISO_MI | Internal | Winter | B18 | 400 | 1422 | 1422 | 89.28 | 89.44 | 0.01 | 0.15
2030 | MISO_WUMS_2_MISO_MI | MISO_WUMS | MISO_MI | Internal | Winter | B19 | 700 | 1422 | 1422 | 88.96 | 89.44 | 0.01 | 0.47
2030 | MISO_WUMS_2_MISO_MI | MISO_WUMS | MISO_MI | Internal | Winter | B20 | 935 | 1422 | 1422 | 78.33 | 78.6 | 0.01 | 0.26
2030 | MISO_WUMS_2_MISO_W | MISO_WUMS | MISO_W | Internal | Shoulder | B11 | 25 | 1240 | 1187.33 | 93.77 | 93.78 | 0.01 | 0
2030 | MISO_WUMS_2_MISO_W | MISO_WUMS | MISO_W | Internal | Shoulder | B12 | 200 | 1240 | 0 | 88.45 | 88.44 | 0.01 | 0
2030 | MISO_WUMS_2_MISO_W | MISO_WUMS | MISO_W | Internal | Shoulder | B13 | 600 | 1240 | 0 | 85.83 | 85.82 | 0.01 | 0
2030 | MISO_WUMS_2_MISO_W | MISO_WUMS | MISO_W | Internal | Shoulder | B14 | 900 | 1240 | 0 | 85.71 | 73.71 | 0.01 | 0
2030 | MISO_WUMS_2_MISO_W | MISO_WUMS | MISO_W | Internal | Shoulder | B15 | 1203 | 1240 | 0 | 75.7 | 71.16 | 0.01 | 0
2030 | MISO_WUMS_2_MISO_W | MISO_WUMS | MISO_W | Internal | Summer | B1 | 10 | 1240 | 473.4 | 144.27 | 144.28 | 0.01 | 0
2030 | MISO_WUMS_2_MISO_W | MISO_WUMS | MISO_W | Internal | Summer | B2 | 25 | 1240 | 622.57 | 141.52 | 141.53 | 0.01 | 0
2030 | MISO_WUMS_2_MISO_W | MISO_WUMS | MISO_W | Internal | Summer | B3 | 75 | 1240 | 1240 | 141.36 | 141.53 | 0.01 | 0.16
2030 | MISO_WUMS_2_MISO_W | MISO_WUMS | MISO_W | Internal | Summer | B4 | 100 | 1240 | 1240 | 138.39 | 140.87 | 0.01 | 2.48
2030 | MISO_WUMS_2_MISO_W | MISO_WUMS | MISO_W | Internal | Summer | B5 | 200 | 1240 | 1240 | 136.85 | 140.85 | 0.01 | 3.99
2030 | MISO_WUMS_2_MISO_W | MISO_WUMS | MISO_W | Internal | Summer | B6 | 300 | 1240 | 1240 | 103.17 | 107.17 | 0.01 | 3.99
2030 | MISO_WUMS_2_MISO_W | MISO_WUMS | MISO_W | Internal | Summer | B7 | 400 | 1240 | 1012.12 | 91.36 | 91.38 | 0.01 | 0
2030 | MISO_WUMS_2_MISO_W | MISO_WUMS | MISO_W | Internal | Summer | B8 | 500 | 1240 | 0 | 85.76 | 85.74 | 0.01 | 0
2030 | MISO_WUMS_2_MISO_W | MISO_WUMS | MISO_W | Internal | Summer | B9 | 800 | 1240 | 0 | 83.33 | 83.32 | 0.01 | 0
2030 | MISO_WUMS_2_MISO_W | MISO_WUMS | MISO_W | Internal | Summer | B10 | 1262 | 1240 | 0 | 74.34 | 70.39 | 0.01 | 0
2030 | MISO_WUMS_2_MISO_W | MISO_WUMS | MISO_W | Internal | Winter | B16 | 25 | 1240 | 0 | 90.44 | 74.07 | 0.01 | 0
2030 | MISO_WUMS_2_MISO_W | MISO_WUMS | MISO_W | Internal | Winter | B17 | 100 | 1240 | 0 | 90.44 | 79.49 | 0.01 | 0
2030 | MISO_WUMS_2_MISO_W | MISO_WUMS | MISO_W | Internal | Winter | B18 | 400 | 1240 | 0 | 89.28 | 81.09 | 0.01 | 0
2030 | MISO_WUMS_2_MISO_W | MISO_WUMS | MISO_W | Internal | Winter | B19 | 700 | 1240 | 0 | 88.96 | 81.09 | 0.01 | 0
2030 | MISO_WUMS_2_MISO_W | MISO_WUMS | MISO_W | Internal | Winter | B20 | 935 | 1240 | 0 | 78.33 | 74.07 | 0.01 | 0
2030 | MISO_WUMS_2_PJM_ROR | MISO_WUMS | PJM_ROR | Internal | Shoulder | B11 | 25 | 1600 | 0 | 93.77 | 94 | 2 | 0
2030 | MISO_WUMS_2_PJM_ROR | MISO_WUMS | PJM_ROR | Internal | Shoulder | B12 | 200 | 1600 | 1600 | 88.45 | 90.47 | 2 | 0.01
2030 | MISO_WUMS_2_PJM_ROR | MISO_WUMS | PJM_ROR | Internal | Shoulder | B13 | 600 | 1600 | 421.11 | 85.83 | 87.83 | 2 | 0
2030 | MISO_WUMS_2_PJM_ROR | MISO_WUMS | PJM_ROR | Internal | Shoulder | B14 | 900 | 1600 | 1226 | 85.71 | 87.71 | 2 | 0
2030 | MISO_WUMS_2_PJM_ROR | MISO_WUMS | PJM_ROR | Internal | Shoulder | B15 | 1203 | 1600 | 0 | 75.7 | 77.38 | 2 | 0
2030 | MISO_WUMS_2_PJM_ROR | MISO_WUMS | PJM_ROR | Internal | Summer | B1 | 10 | 1600 | 0 | 144.27 | 142.3 | 2 | 0
2030 | MISO_WUMS_2_PJM_ROR | MISO_WUMS | PJM_ROR | Internal | Summer | B2 | 25 | 1600 | 0 | 141.52 | 140.39 | 2 | 0
2030 | MISO_WUMS_2_PJM_ROR | MISO_WUMS | PJM_ROR | Internal | Summer | B3 | 75 | 1600 | 0 | 141.36 | 140.39 | 2 | 0
2030 | MISO_WUMS_2_PJM_ROR | MISO_WUMS | PJM_ROR | Internal | Summer | B4 | 100 | 1600 | 654.59 | 138.39 | 140.39 | 2 | 0
2030 | MISO_WUMS_2_PJM_ROR | MISO_WUMS | PJM_ROR | Internal | Summer | B5 | 200 | 1600 | 1600 | 136.85 | 138.86 | 2 | 0.01
2030 | MISO_WUMS_2_PJM_ROR | MISO_WUMS | PJM_ROR | Internal | Summer | B6 | 300 | 1600 | 1010.09 | 103.17 | 105.17 | 2 | 0
2030 | MISO_WUMS_2_PJM_ROR | MISO_WUMS | PJM_ROR | Internal | Summer | B7 | 400 | 1600 | 1031.27 | 91.36 | 93.36 | 2 | 0
2030 | MISO_WUMS_2_PJM_ROR | MISO_WUMS | PJM_ROR | Internal | Summer | B8 | 500 | 1600 | 1600 | 85.76 | 90.25 | 2 | 2.5
2030 | MISO_WUMS_2_PJM_ROR | MISO_WUMS | PJM_ROR | Internal | Summer | B9 | 800 | 1600 | 1600 | 83.33 | 85.34 | 2 | 0.01
2030 | MISO_WUMS_2_PJM_ROR | MISO_WUMS | PJM_ROR | Internal | Summer | B10 | 1262 | 1600 | 0 | 74.34 | 75.61 | 2 | 0
2030 | MISO_WUMS_2_PJM_ROR | MISO_WUMS | PJM_ROR | Internal | Winter | B16 | 25 | 1600 | 1600 | 90.44 | 95.92 | 2 | 3.48
2030 | MISO_WUMS_2_PJM_ROR | MISO_WUMS | PJM_ROR | Internal | Winter | B17 | 100 | 1600 | 1600 | 90.44 | 95.92 | 2 | 3.48
2030 | MISO_WUMS_2_PJM_ROR | MISO_WUMS | PJM_ROR | Internal | Winter | B18 | 400 | 1600 | 1550.95 | 89.28 | 91.28 | 2 | 0
2030 | MISO_WUMS_2_PJM_ROR | MISO_WUMS | PJM_ROR | Internal | Winter | B19 | 700 | 1600 | 1600 | 88.96 | 91.28 | 2 | 0.32
2030 | MISO_WUMS_2_PJM_ROR | MISO_WUMS | PJM_ROR | Internal | Winter | B20 | 935 | 1600 | 561.84 | 78.33 | 80.33 | 2 | 0
2030 | NE_2_MISO_W | NE | MISO_W | Internal | Shoulder | B11 | 25 | 1600 | 0 | 93.78 | 93.78 | 5 | 0
2030 | NE_2_MISO_W | NE | MISO_W | Internal | Shoulder | B12 | 200 | 1600 | 0 | 90.15 | 88.44 | 5 | 0
2030 | NE_2_MISO_W | NE | MISO_W | Internal | Shoulder | B13 | 600 | 1600 | 0 | 85.82 | 85.82 | 5 | 0
2030 | NE_2_MISO_W | NE | MISO_W | Internal | Shoulder | B14 | 900 | 1600 | 0 | 80.69 | 73.71 | 5 | 0
2030 | NE_2_MISO_W | NE | MISO_W | Internal | Shoulder | B15 | 1203 | 1600 | 0 | 78.15 | 71.16 | 5 | 0
2030 | NE_2_MISO_W | NE | MISO_W | Internal | Summer | B1 | 10 | 1600 | 0 | 144.64 | 144.28 | 5 | 0
2030 | NE_2_MISO_W | NE | MISO_W | Internal | Summer | B2 | 25 | 1600 | 0 | 146.25 | 141.53 | 5 | 0
2030 | NE_2_MISO_W | NE | MISO_W | Internal | Summer | B3 | 75 | 1600 | 0 | 146.25 | 141.53 | 5 | 0
2030 | NE_2_MISO_W | NE | MISO_W | Internal | Summer | B4 | 100 | 1600 | 0 | 140.87 | 140.87 | 5 | 0
2030 | NE_2_MISO_W | NE | MISO_W | Internal | Summer | B5 | 200 | 1600 | 0 | 140.85 | 140.85 | 5 | 0
2030 | NE_2_MISO_W | NE | MISO_W | Internal | Summer | B6 | 300 | 1600 | 0 | 107.17 | 107.17 | 5 | 0
2030 | NE_2_MISO_W | NE | MISO_W | Internal | Summer | B7 | 400 | 1600 | 0 | 95.98 | 91.38 | 5 | 0
2030 | NE_2_MISO_W | NE | MISO_W | Internal | Summer | B8 | 500 | 1600 | 0 | 90.57 | 85.74 | 5 | 0
2030 | NE_2_MISO_W | NE | MISO_W | Internal | Summer | B9 | 800 | 1600 | 0 | 88.67 | 83.32 | 5 | 0
2030 | NE_2_MISO_W | NE | MISO_W | Internal | Summer | B10 | 1262 | 1600 | 0 | 77.38 | 70.39 | 5 | 0
2030 | NE_2_MISO_W | NE | MISO_W | Internal | Winter | B16 | 25 | 1600 | 0 | 81.07 | 74.07 | 5 | 0
2030 | NE_2_MISO_W | NE | MISO_W | Internal | Winter | B17 | 100 | 1600 | 0 | 86.49 | 79.49 | 5 | 0
2030 | NE_2_MISO_W | NE | MISO_W | Internal | Winter | B18 | 400 | 1600 | 0 | 88.08 | 81.09 | 5 | 0
2030 | NE_2_MISO_W | NE | MISO_W | Internal | Winter | B19 | 700 | 1600 | 0 | 86.49 | 81.09 | 5 | 0
2030 | NE_2_MISO_W | NE | MISO_W | Internal | Winter | B20 | 935 | 1600 | 0 | 81.06 | 74.07 | 5 | 0
2030 | NE_2_SPP_N | NE | SPP_N | Internal | Shoulder | B11 | 25 | 1802 | 719.52 | 93.78 | 93.79 | 0.01 | 0
2030 | NE_2_SPP_N | NE | SPP_N | Internal | Shoulder | B12 | 200 | 1802 | 1240.74 | 90.15 | 90.16 | 0.01 | 0
2030 | NE_2_SPP_N | NE | SPP_N | Internal | Shoulder | B13 | 600 | 1802 | 1058.01 | 85.82 | 85.83 | 0.01 | 0
2030 | NE_2_SPP_N | NE | SPP_N | Internal | Shoulder | B14 | 900 | 1802 | 1600.74 | 80.69 | 80.71 | 0.01 | 0
2030 | NE_2_SPP_N | NE | SPP_N | Internal | Shoulder | B15 | 1203 | 1802 | 148.73 | 78.15 | 78.16 | 0.01 | 0
2030 | NE_2_SPP_N | NE | SPP_N | Internal | Summer | B1 | 10 | 1802 | 680.34 | 144.64 | 144.65 | 0.01 | 0
2030 | NE_2_SPP_N | NE | SPP_N | Internal | Summer | B2 | 25 | 1802 | 1209.45 | 146.25 | 146.26 | 0.01 | 0
2030 | NE_2_SPP_N | NE | SPP_N | Internal | Summer | B3 | 75 | 1802 | 1802 | 146.25 | 146.63 | 0.01 | 0.37
2030 | NE_2_SPP_N | NE | SPP_N | Internal | Summer | B4 | 100 | 1802 | 1171.93 | 140.87 | 140.89 | 0.01 | 0
2030 | NE_2_SPP_N | NE | SPP_N | Internal | Summer | B5 | 200 | 1802 | 573.26 | 140.85 | 140.86 | 0.01 | 0
2030 | NE_2_SPP_N | NE | SPP_N | Internal | Summer | B6 | 300 | 1802 | 1092.11 | 107.17 | 107.18 | 0.01 | 0
2030 | NE_2_SPP_N | NE | SPP_N | Internal | Summer | B7 | 400 | 1802 | 1599.07 | 95.98 | 95.99 | 0.01 | 0
2030 | NE_2_SPP_N | NE | SPP_N | Internal | Summer | B8 | 500 | 1802 | 1345.51 | 90.57 | 90.58 | 0.01 | 0
2030 | NE_2_SPP_N | NE | SPP_N | Internal | Summer | B9 | 800 | 1802 | 1509.65 | 88.67 | 88.68 | 0.01 | 0
2030 | NE_2_SPP_N | NE | SPP_N | Internal | Summer | B10 | 1262 | 1802 | 1667.97 | 77.38 | 77.39 | 0.01 | 0
2030 | NE_2_SPP_N | NE | SPP_N | Internal | Winter | B16 | 25 | 1802 | 1802 | 81.07 | 92.51 | 0.01 | 11.42
2030 | NE_2_SPP_N | NE | SPP_N | Internal | Winter | B17 | 100 | 1802 | 1555.92 | 86.49 | 86.5 | 0.01 | 0
2030 | NE_2_SPP_N | NE | SPP_N | Internal | Winter | B18 | 400 | 1802 | 1530.02 | 88.08 | 88.09 | 0.01 | 0
2030 | NE_2_SPP_N | NE | SPP_N | Internal | Winter | B19 | 700 | 1802 | 1563.33 | 86.49 | 86.5 | 0.01 | 0
2030 | NE_2_SPP_N | NE | SPP_N | Internal | Winter | B20 | 935 | 1802 | 1281.95 | 81.06 | 81.07 | 0.01 | 0
2030 | NEISO_2_NYISO_A-F | NEISO | NYISO_A-F | Internal | Shoulder | B11 | 25 | 600 | 105.82 | 73.12 | 76.12 | 3 | 0
2030 | NEISO_2_NYISO_A-F | NEISO | NYISO_A-F | Internal | Shoulder | B12 | 200 | 600 | 600 | 73.5 | 82.48 | 3 | 5.98
2030 | NEISO_2_NYISO_A-F | NEISO | NYISO_A-F | Internal | Shoulder | B13 | 600 | 600 | 102.57 | 73.12 | 76.12 | 3 | 0
2030 | NEISO_2_NYISO_A-F | NEISO | NYISO_A-F | Internal | Shoulder | B14 | 900 | 600 | 0 | 73.12 | 75.58 | 3 | 0
2030 | NEISO_2_NYISO_A-F | NEISO | NYISO_A-F | Internal | Shoulder | B15 | 1203 | 600 | 0 | 73.12 | 75.58 | 3 | 0
2030 | NEISO_2_NYISO_A-F | NEISO | NYISO_A-F | Internal | Summer | B1 | 10 | 600 | 0 | 101.52 | 92.91 | 3 | 0
2030 | NEISO_2_NYISO_A-F | NEISO | NYISO_A-F | Internal | Summer | B2 | 25 | 600 | 0 | 108.52 | 105.52 | 3 | 0
2030 | NEISO_2_NYISO_A-F | NEISO | NYISO_A-F | Internal | Summer | B3 | 75 | 600 | 64.93 | 101.52 | 104.52 | 3 | 0
2030 | NEISO_2_NYISO_A-F | NEISO | NYISO_A-F | Internal | Summer | B4 | 100 | 600 | 600 | 80.9 | 86.39 | 3 | 2.49
2030 | NEISO_2_NYISO_A-F | NEISO | NYISO_A-F | Internal | Summer | B5 | 200 | 600 | 600 | 80.9 | 86.39 | 3 | 2.49
2030 | NEISO_2_NYISO_A-F | NEISO | NYISO_A-F | Internal | Summer | B6 | 300 | 600 | 600 | 80.9 | 86.39 | 3 | 2.49
2030 | NEISO_2_NYISO_A-F | NEISO | NYISO_A-F | Internal | Summer | B7 | 400 | 600 | 600 | 80.9 | 85.35 | 3 | 1.45
2030 | NEISO_2_NYISO_A-F | NEISO | NYISO_A-F | Internal | Summer | B8 | 500 | 600 | 0 | 79.28 | 82.26 | 3 | 0
2030 | NEISO_2_NYISO_A-F | NEISO | NYISO_A-F | Internal | Summer | B9 | 800 | 600 | 8.61 | 74.36 | 77.36 | 3 | 0
2030 | NEISO_2_NYISO_A-F | NEISO | NYISO_A-F | Internal | Summer | B10 | 1262 | 600 | 0 | 74.37 | 77.36 | 3 | 0
2030 | NEISO_2_NYISO_A-F | NEISO | NYISO_A-F | Internal | Winter | B16 | 25 | 600 | 0 | 82.1 | 77.86 | 3 | 0
2030 | NEISO_2_NYISO_A-F | NEISO | NYISO_A-F | Internal | Winter | B17 | 100 | 600 | 0 | 79.15 | 76.15 | 3 | 0
2030 | NEISO_2_NYISO_A-F | NEISO | NYISO_A-F | Internal | Winter | B18 | 400 | 600 | 0 | 79.15 | 76.15 | 3 | 0
2030 | NEISO_2_NYISO_A-F | NEISO | NYISO_A-F | Internal | Winter | B19 | 700 | 600 | 0 | 79.15 | 76.15 | 3 | 0
2030 | NEISO_2_NYISO_A-F | NEISO | NYISO_A-F | Internal | Winter | B20 | 935 | 600 | 0 | 79.15 | 76.15 | 3 | 0
2030 | NEISO_2_NYISO_G-I | NEISO | NYISO_G-I | Internal | Shoulder | B11 | 25 | 600 | 600 | 73.12 | 86 | 3 | 9.88
2030 | NEISO_2_NYISO_G-I | NEISO | NYISO_G-I | Internal | Shoulder | B12 | 200 | 600 | 600 | 73.5 | 84.9 | 3 | 8.4
2030 | NEISO_2_NYISO_G-I | NEISO | NYISO_G-I | Internal | Shoulder | B13 | 600 | 600 | 600 | 73.12 | 84.9 | 3 | 8.77
2030 | NEISO_2_NYISO_G-I | NEISO | NYISO_G-I | Internal | Shoulder | B14 | 900 | 600 | 600 | 73.12 | 79.71 | 3 | 3.58
2030 | NEISO_2_NYISO_G-I | NEISO | NYISO_G-I | Internal | Shoulder | B15 | 1203 | 600 | 0 | 73.12 | 75.6 | 3 | 0
2030 | NEISO_2_NYISO_G-I | NEISO | NYISO_G-I | Internal | Summer | B1 | 10 | 600 | 600 | 101.52 | 186.21 | 3 | 81.69
2030 | NEISO_2_NYISO_G-I | NEISO | NYISO_G-I | Internal | Summer | B2 | 25 | 600 | 600 | 108.52 | 178.66 | 3 | 67.15
2030 | NEISO_2_NYISO_G-I | NEISO | NYISO_G-I | Internal | Summer | B3 | 75 | 600 | 600 | 101.52 | 117.28 | 3 | 12.77
2030 | NEISO_2_NYISO_G-I | NEISO | NYISO_G-I | Internal | Summer | B4 | 100 | 600 | 600 | 80.9 | 116.14 | 3 | 32.24
2030 | NEISO_2_NYISO_G-I | NEISO | NYISO_G-I | Internal | Summer | B5 | 200 | 600 | 600 | 80.9 | 116.14 | 3 | 32.24
2030 | NEISO_2_NYISO_G-I | NEISO | NYISO_G-I | Internal | Summer | B6 | 300 | 600 | 600 | 80.9 | 97.17 | 3 | 13.28
2030 | NEISO_2_NYISO_G-I | NEISO | NYISO_G-I | Internal | Summer | B7 | 400 | 600 | 600 | 80.9 | 85.36 | 3 | 1.47
2030 | NEISO_2_NYISO_G-I | NEISO | NYISO_G-I | Internal | Summer | B8 | 500 | 600 | 356.83 | 79.28 | 82.28 | 3 | 0
2030 | NEISO_2_NYISO_G-I | NEISO | NYISO_G-I | Internal | Summer | B9 | 800 | 600 | 600 | 74.36 | 77.37 | 3 | 0.01
2030 | NEISO_2_NYISO_G-I | NEISO | NYISO_G-I | Internal | Summer | B10 | 1262 | 600 | 56.26 | 74.37 | 77.37 | 3 | 0
2030 | NEISO_2_NYISO_G-I | NEISO | NYISO_G-I | Internal | Winter | B16 | 25 | 600 | 600 | 82.1 | 92.49 | 3 | 7.39
2030 | NEISO_2_NYISO_G-I | NEISO | NYISO_G-I | Internal | Winter | B17 | 100 | 600 | 600 | 79.15 | 88.84 | 3 | 6.69
2030 | NEISO_2_NYISO_G-I | NEISO | NYISO_G-I | Internal | Winter | B18 | 400 | 600 | 600 | 79.15 | 85.99 | 3 | 3.84
2030 | NEISO_2_NYISO_G-I | NEISO | NYISO_G-I | Internal | Winter | B19 | 700 | 600 | 600 | 79.15 | 85.52 | 3 | 3.37
2030 | NEISO_2_NYISO_G-I | NEISO | NYISO_G-I | Internal | Winter | B20 | 935 | 600 | 0 | 79.15 | 76.16 | 3 | 0
2030 | NEISO_2_NYISO_J-K | NEISO | NYISO_J-K | Internal | Shoulder | B11 | 25 | 777 | 777 | 73.12 | 86.02 | 3 | 9.89
2030 | NEISO_2_NYISO_J-K | NEISO | NYISO_J-K | Internal | Shoulder | B12 | 200 | 777 | 777 | 73.5 | 84.91 | 3 | 8.41
2030 | NEISO_2_NYISO_J-K | NEISO | NYISO_J-K | Internal | Shoulder | B13 | 600 | 777 | 777 | 73.12 | 84.91 | 3 | 8.79
2030 | NEISO_2_NYISO_J-K | NEISO | NYISO_J-K | Internal | Shoulder | B14 | 900 | 777 | 777 | 73.12 | 79.72 | 3 | 3.59
2030 | NEISO_2_NYISO_J-K | NEISO | NYISO_J-K | Internal | Shoulder | B15 | 1203 | 777 | 0 | 73.12 | 75.61 | 3 | 0
2030 | NEISO_2_NYISO_J-K | NEISO | NYISO_J-K | Internal | Summer | B1 | 10 | 777 | 777 | 101.52 | 186.22 | 3 | 81.7
2030 | NEISO_2_NYISO_J-K | NEISO | NYISO_J-K | Internal | Summer | B2 | 25 | 777 | 777 | 108.52 | 178.67 | 3 | 67.16
2030 | NEISO_2_NYISO_J-K | NEISO | NYISO_J-K | Internal | Summer | B3 | 75 | 777 | 777 | 101.52 | 117.3 | 3 | 12.78
2030 | NEISO_2_NYISO_J-K | NEISO | NYISO_J-K | Internal | Summer | B4 | 100 | 777 | 777 | 80.9 | 116.15 | 3 | 32.25
2030 | NEISO_2_NYISO_J-K | NEISO | NYISO_J-K | Internal | Summer | B5 | 200 | 777 | 777 | 80.9 | 116.15 | 3 | 32.25
2030 | NEISO_2_NYISO_J-K | NEISO | NYISO_J-K | Internal | Summer | B6 | 300 | 777 | 777 | 80.9 | 97.18 | 3 | 13.29
2030 | NEISO_2_NYISO_J-K | NEISO | NYISO_J-K | Internal | Summer | B7 | 400 | 777 | 777 | 80.9 | 86.66 | 3 | 2.76
2030 | NEISO_2_NYISO_J-K | NEISO | NYISO_J-K | Internal | Summer | B8 | 500 | 777 | 777 | 79.28 | 82.29 | 3 | 0.01
2030 | NEISO_2_NYISO_J-K | NEISO | NYISO_J-K | Internal | Summer | B9 | 800 | 777 | 777 | 74.36 | 81.37 | 3 | 4.01
2030 | NEISO_2_NYISO_J-K | NEISO | NYISO_J-K | Internal | Summer | B10 | 1262 | 777 | 777 | 74.37 | 77.38 | 3 | 0.01
2030 | NEISO_2_NYISO_J-K | NEISO | NYISO_J-K | Internal | Winter | B16 | 25 | 777 | 777 | 82.1 | 97.25 | 3 | 12.15
2030 | NEISO_2_NYISO_J-K | NEISO | NYISO_J-K | Internal | Winter | B17 | 100 | 777 | 777 | 79.15 | 97.25 | 3 | 15.1
2030 | NEISO_2_NYISO_J-K | NEISO | NYISO_J-K | Internal | Winter | B18 | 400 | 777 | 777 | 79.15 | 97.25 | 3 | 15.1
2030 | NEISO_2_NYISO_J-K | NEISO | NYISO_J-K | Internal | Winter | B19 | 700 | 777 | 777 | 79.15 | 97.25 | 3 | 15.1
2030 | NEISO_2_NYISO_J-K | NEISO | NYISO_J-K | Internal | Winter | B20 | 935 | 777 | 325.71 | 79.15 | 82.15 | 3 | 0
2030 | NonRTO_Midwest_2_MISO_IN | NonRTO_Midwest | MISO_IN | Internal | Shoulder | B11 | 25 | 4450 | 0 | 103.8 | 95.8 | 8 | 0
2030 | NonRTO_Midwest_2_MISO_IN | NonRTO_Midwest | MISO_IN | Internal | Shoulder | B12 | 200 | 4450 | 0 | 96.45 | 88.45 | 8 | 0
2030 | NonRTO_Midwest_2_MISO_IN | NonRTO_Midwest | MISO_IN | Internal | Shoulder | B13 | 600 | 4450 | 0 | 95.31 | 87.31 | 8 | 0
2030 | NonRTO_Midwest_2_MISO_IN | NonRTO_Midwest | MISO_IN | Internal | Shoulder | B14 | 900 | 4450 | 0 | 93.71 | 85.71 | 8 | 0
2030 | NonRTO_Midwest_2_MISO_IN | NonRTO_Midwest | MISO_IN | Internal | Shoulder | B15 | 1203 | 4450 | 0 | 83.44 | 75.95 | 8 | 0
2030 | NonRTO_Midwest_2_MISO_IN | NonRTO_Midwest | MISO_IN | Internal | Summer | B1 | 10 | 4450 | 0 | 147.28 | 144.28 | 8 | 0
2030 | NonRTO_Midwest_2_MISO_IN | NonRTO_Midwest | MISO_IN | Internal | Summer | B2 | 25 | 4450 | 0 | 147.28 | 141.52 | 8 | 0
2030 | NonRTO_Midwest_2_MISO_IN | NonRTO_Midwest | MISO_IN | Internal | Summer | B3 | 75 | 4450 | 0 | 147.28 | 141.36 | 8 | 0
2030 | NonRTO_Midwest_2_MISO_IN | NonRTO_Midwest | MISO_IN | Internal | Summer | B4 | 100 | 4450 | 0 | 147.28 | 139.28 | 8 | 0
2030 | NonRTO_Midwest_2_MISO_IN | NonRTO_Midwest | MISO_IN | Internal | Summer | B5 | 200 | 4450 | 0 | 144.85 | 136.85 | 8 | 0
2030 | NonRTO_Midwest_2_MISO_IN | NonRTO_Midwest | MISO_IN | Internal | Summer | B6 | 300 | 4450 | 0 | 111.17 | 103.17 | 8 | 0
2030 | NonRTO_Midwest_2_MISO_IN | NonRTO_Midwest | MISO_IN | Internal | Summer | B7 | 400 | 4450 | 0 | 100.15 | 92.15 | 8 | 0
2030 | NonRTO_Midwest_2_MISO_IN | NonRTO_Midwest | MISO_IN | Internal | Summer | B8 | 500 | 4450 | 0 | 96.24 | 88.24 | 8 | 0
2030 | NonRTO_Midwest_2_MISO_IN | NonRTO_Midwest | MISO_IN | Internal | Summer | B9 | 800 | 4450 | 0 | 91.33 | 83.33 | 8 | 0
2030 | NonRTO_Midwest_2_MISO_IN | NonRTO_Midwest | MISO_IN | Internal | Summer | B10 | 1262 | 4450 | 0 | 78.03 | 74.6 | 8 | 0
2030 | NonRTO_Midwest_2_MISO_IN | NonRTO_Midwest | MISO_IN | Internal | Winter | B16 | 25 | 4450 | 0 | 105.51 | 97.51 | 8 | 0
2030 | NonRTO_Midwest_2_MISO_IN | NonRTO_Midwest | MISO_IN | Internal | Winter | B17 | 100 | 4450 | 0 | 99.76 | 91.76 | 8 | 0
2030 | NonRTO_Midwest_2_MISO_IN | NonRTO_Midwest | MISO_IN | Internal | Winter | B18 | 400 | 4450 | 0 | 97.43 | 89.43 | 8 | 0
2030 | NonRTO_Midwest_2_MISO_IN | NonRTO_Midwest | MISO_IN | Internal | Winter | B19 | 700 | 4450 | 0 | 97.43 | 89.43 | 8 | 0
2030 | NonRTO_Midwest_2_MISO_IN | NonRTO_Midwest | MISO_IN | Internal | Winter | B20 | 935 | 4450 | 0 | 86.59 | 78.59 | 8 | 0
2030 | NonRTO_Midwest_2_TVA_Transmission | NonRTO_Midwest | TVA_Transmission | Internal | Shoulder | B11 | 25 | 2400 | 0 | 103.8 | 103.81 | 8 | 0
2030 | NonRTO_Midwest_2_TVA_Transmission | NonRTO_Midwest | TVA_Transmission | Internal | Shoulder | B12 | 200 | 2400 | 0 | 96.45 | 94.3 | 8 | 0
2030 | NonRTO_Midwest_2_TVA_Transmission | NonRTO_Midwest | TVA_Transmission | Internal | Shoulder | B13 | 600 | 2400 | 0 | 95.31 | 93.1 | 8 | 0
2030 | NonRTO_Midwest_2_TVA_Transmission | NonRTO_Midwest | TVA_Transmission | Internal | Shoulder | B14 | 900 | 2400 | 0 | 93.71 | 92.91 | 8 | 0
2030 | NonRTO_Midwest_2_TVA_Transmission | NonRTO_Midwest | TVA_Transmission | Internal | Shoulder | B15 | 1203 | 2400 | 0 | 83.44 | 83.38 | 8 | 0
2030 | NonRTO_Midwest_2_TVA_Transmission | NonRTO_Midwest | TVA_Transmission | Internal | Summer | B1 | 10 | 2400 | 0 | 147.28 | 152.3 | 8 | 0
2030 | NonRTO_Midwest_2_TVA_Transmission | NonRTO_Midwest | TVA_Transmission | Internal | Summer | B2 | 25 | 2400 | 0 | 147.28 | 149.54 | 8 | 0
2030 | NonRTO_Midwest_2_TVA_Transmission | NonRTO_Midwest | TVA_Transmission | Internal | Summer | B3 | 75 | 2400 | 0 | 147.28 | 146.39 | 8 | 0
2030 | NonRTO_Midwest_2_TVA_Transmission | NonRTO_Midwest | TVA_Transmission | Internal | Summer | B4 | 100 | 2400 | 0 | 147.28 | 146.39 | 8 | 0
2030 | NonRTO_Midwest_2_TVA_Transmission | NonRTO_Midwest | TVA_Transmission | Internal | Summer | B5 | 200 | 2400 | 0 | 144.85 | 141.86 | 8 | 0
2030 | NonRTO_Midwest_2_TVA_Transmission | NonRTO_Midwest | TVA_Transmission | Internal | Summer | B6 | 300 | 2400 | 0 | 111.17 | 111.17 | 8 | 0
2030 | NonRTO_Midwest_2_TVA_Transmission | NonRTO_Midwest | TVA_Transmission | Internal | Summer | B7 | 400 | 2400 | 0 | 100.15 | 99.36 | 8 | 0
2030 | NonRTO_Midwest_2_TVA_Transmission | NonRTO_Midwest | TVA_Transmission | Internal | Summer | B8 | 500 | 2400 | 0 | 96.24 | 93.57 | 8 | 0
2030 | NonRTO_Midwest_2_TVA_Transmission | NonRTO_Midwest | TVA_Transmission | Internal | Summer | B9 | 800 | 2400 | 0 | 91.33 | 90.47 | 8 | 0
2030 | NonRTO_Midwest_2_TVA_Transmission | NonRTO_Midwest | TVA_Transmission | Internal | Summer | B10 | 1262 | 2400 | 0 | 78.03 | 81.61 | 8 | 0
2030 | NonRTO_Midwest_2_TVA_Transmission | NonRTO_Midwest | TVA_Transmission | Internal | Winter | B16 | 25 | 2400 | 0 | 105.51 | 105.52 | 8 | 0
2030 | NonRTO_Midwest_2_TVA_Transmission | NonRTO_Midwest | TVA_Transmission | Internal | Winter | B17 | 100 | 2400 | 0 | 99.76 | 99.77 | 8 | 0
2030 | NonRTO_Midwest_2_TVA_Transmission | NonRTO_Midwest | TVA_Transmission | Internal | Winter | B18 | 400 | 2400 | 0 | 97.43 | 95.75 | 8 | 0
2030 | NonRTO_Midwest_2_TVA_Transmission | NonRTO_Midwest | TVA_Transmission | Internal | Winter | B19 | 700 | 2400 | 0 | 97.43 | 95.73 | 8 | 0
2030 | NonRTO_Midwest_2_TVA_Transmission | NonRTO_Midwest | TVA_Transmission | Internal | Winter | B20 | 935 | 2400 | 0 | 86.59 | 86.33 | 8 | 0
2030 | NYISO_A-F_2_IESO | NYISO_A-F | IESO | Internal | Shoulder | B11 | 25 | 1600 | 0 | 76.12 | 64.39 | 7 | 0
2030 | NYISO_A-F_2_IESO | NYISO_A-F | IESO | Internal | Shoulder | B12 | 200 | 1600 | 0 | 82.48 | 64.39 | 7 | 0
2030 | NYISO_A-F_2_IESO | NYISO_A-F | IESO | Internal | Shoulder | B13 | 600 | 1600 | 0 | 76.12 | 64.39 | 7 | 0
2030 | NYISO_A-F_2_IESO | NYISO_A-F | IESO | Internal | Shoulder | B14 | 900 | 1600 | 0 | 75.58 | 64.39 | 7 | 0
2030 | NYISO_A-F_2_IESO | NYISO_A-F | IESO | Internal | Shoulder | B15 | 1203 | 1600 | 0 | 75.58 | 64.39 | 7 | 0
2030 | NYISO_A-F_2_IESO | NYISO_A-F | IESO | Internal | Summer | B1 | 10 | 1600 | 0 | 92.91 | 85.91 | 7 | 0
2030 | NYISO_A-F_2_IESO | NYISO_A-F | IESO | Internal | Summer | B2 | 25 | 1600 | 0 | 105.52 | 98.52 | 7 | 0
2030 | NYISO_A-F_2_IESO | NYISO_A-F | IESO | Internal | Summer | B3 | 75 | 1600 | 0 | 104.52 | 85.91 | 7 | 0
2030 | NYISO_A-F_2_IESO | NYISO_A-F | IESO | Internal | Summer | B4 | 100 | 1600 | 0 | 86.39 | 79.39 | 7 | 0
2030 | NYISO_A-F_2_IESO | NYISO_A-F | IESO | Internal | Summer | B5 | 200 | 1600 | 0 | 86.39 | 77.32 | 7 | 0
2030 | NYISO_A-F_2_IESO | NYISO_A-F | IESO | Internal | Summer | B6 | 300 | 1600 | 0 | 86.39 | 62.32 | 7 | 0
2030 | NYISO_A-F_2_IESO | NYISO_A-F | IESO | Internal | Summer | B7 | 400 | 1600 | 0 | 85.35 | 62.32 | 7 | 0
2030 | NYISO_A-F_2_IESO | NYISO_A-F | IESO | Internal | Summer | B8 | 500 | 1600 | 0 | 82.26 | 62.32 | 7 | 0
2030 | NYISO_A-F_2_IESO | NYISO_A-F | IESO | Internal | Summer | B9 | 800 | 1600 | 0 | 77.36 | 62.32 | 7 | 0
2030 | NYISO_A-F_2_IESO | NYISO_A-F | IESO | Internal | Summer | B10 | 1262 | 1600 | 0 | 77.36 | 62.32 | 7 | 0
2030 | NYISO_A-F_2_IESO | NYISO_A-F | IESO | Internal | Winter | B16 | 25 | 1600 | 0 | 77.86 | 69.15 | 7 | 0
2030 | NYISO_A-F_2_IESO | NYISO_A-F | IESO | Internal | Winter | B17 | 100 | 1600 | 0 | 76.15 | 69.15 | 7 | 0
2030 | NYISO_A-F_2_IESO | NYISO_A-F | IESO | Internal | Winter | B18 | 400 | 1600 | 0 | 76.15 | 69.15 | 7 | 0
2030 | NYISO_A-F_2_IESO | NYISO_A-F | IESO | Internal | Winter | B19 | 700 | 1600 | 0 | 76.15 | 69.15 | 7 | 0
2030 | NYISO_A-F_2_IESO | NYISO_A-F | IESO | Internal | Winter | B20 | 935 | 1600 | 0 | 76.15 | 69.15 | 7 | 0
2030 | NYISO_A-F_2_NEISO | NYISO_A-F | NEISO | Internal | Shoulder | B11 | 25 | 600 | 0 | 76.12 | 73.12 | 3 | 0
2030 | NYISO_A-F_2_NEISO | NYISO_A-F | NEISO | Internal | Shoulder | B12 | 200 | 600 | 0 | 82.48 | 73.5 | 3 | 0
2030 | NYISO_A-F_2_NEISO | NYISO_A-F | NEISO | Internal | Shoulder | B13 | 600 | 600 | 0 | 76.12 | 73.12 | 3 | 0
2030 | NYISO_A-F_2_NEISO | NYISO_A-F | NEISO | Internal | Shoulder | B14 | 900 | 600 | 0 | 75.58 | 73.12 | 3 | 0
2030 | NYISO_A-F_2_NEISO | NYISO_A-F | NEISO | Internal | Shoulder | B15 | 1203 | 600 | 0 | 75.58 | 73.12 | 3 | 0
2030 | NYISO_A-F_2_NEISO | NYISO_A-F | NEISO | Internal | Summer | B1 | 10 | 600 | 600 | 92.91 | 101.52 | 3 | 5.61
2030 | NYISO_A-F_2_NEISO | NYISO_A-F | NEISO | Internal | Summer | B2 | 25 | 600 | 360.77 | 105.52 | 108.52 | 3 | 0
2030 | NYISO_A-F_2_NEISO | NYISO_A-F | NEISO | Internal | Summer | B3 | 75 | 600 | 0 | 104.52 | 101.52 | 3 | 0
2030 | NYISO_A-F_2_NEISO | NYISO_A-F | NEISO | Internal | Summer | B4 | 100 | 600 | 0 | 86.39 | 80.9 | 3 | 0
2030 | NYISO_A-F_2_NEISO | NYISO_A-F | NEISO | Internal | Summer | B5 | 200 | 600 | 0 | 86.39 | 80.9 | 3 | 0
2030 | NYISO_A-F_2_NEISO | NYISO_A-F | NEISO | Internal | Summer | B6 | 300 | 600 | 0 | 86.39 | 80.9 | 3 | 0
2030 | NYISO_A-F_2_NEISO | NYISO_A-F | NEISO | Internal | Summer | B7 | 400 | 600 | 0 | 85.35 | 80.9 | 3 | 0
2030 | NYISO_A-F_2_NEISO | NYISO_A-F | NEISO | Internal | Summer | B8 | 500 | 600 | 0 | 82.26 | 79.28 | 3 | 0
2030 | NYISO_A-F_2_NEISO | NYISO_A-F | NEISO | Internal | Summer | B9 | 800 | 600 | 0 | 77.36 | 74.36 | 3 | 0
2030 | NYISO_A-F_2_NEISO | NYISO_A-F | NEISO | Internal | Summer | B10 | 1262 | 600 | 0 | 77.36 | 74.37 | 3 | 0
2030 | NYISO_A-F_2_NEISO | NYISO_A-F | NEISO | Internal | Winter | B16 | 25 | 600 | 600 | 77.86 | 82.1 | 3 | 1.25
2030 | NYISO_A-F_2_NEISO | NYISO_A-F | NEISO | Internal | Winter | B17 | 100 | 600 | 405.01 | 76.15 | 79.15 | 3 | 0
2030 | NYISO_A-F_2_NEISO | NYISO_A-F | NEISO | Internal | Winter | B18 | 400 | 600 | 221.22 | 76.15 | 79.15 | 3 | 0
2030 | NYISO_A-F_2_NEISO | NYISO_A-F | NEISO | Internal | Winter | B19 | 700 | 600 | 223.81 | 76.15 | 79.15 | 3 | 0
2030 | NYISO_A-F_2_NEISO | NYISO_A-F | NEISO | Internal | Winter | B20 | 935 | 600 | 160.61 | 76.15 | 79.15 | 3 | 0
2030 | NYISO_A-F_2_NYISO_G-I | NYISO_A-F | NYISO_G-I | Internal | Shoulder | B11 | 25 | 5843 | 5843 | 76.12 | 86 | 0.01 | 9.87
2030 | NYISO_A-F_2_NYISO_G-I | NYISO_A-F | NYISO_G-I | Internal | Shoulder | B12 | 200 | 5843 | 5843 | 82.48 | 84.9 | 0.01 | 2.41
2030 | NYISO_A-F_2_NYISO_G-I | NYISO_A-F | NYISO_G-I | Internal | Shoulder | B13 | 600 | 5843 | 5843 | 76.12 | 84.9 | 0.01 | 8.76
2030 | NYISO_A-F_2_NYISO_G-I | NYISO_A-F | NYISO_G-I | Internal | Shoulder | B14 | 900 | 5843 | 5843 | 75.58 | 79.71 | 0.01 | 4.11
2030 | NYISO_A-F_2_NYISO_G-I | NYISO_A-F | NYISO_G-I | Internal | Shoulder | B15 | 1203 | 5843 | 5057.07 | 75.58 | 75.6 | 0.01 | 0
2030 | NYISO_A-F_2_NYISO_G-I | NYISO_A-F | NYISO_G-I | Internal | Summer | B1 | 10 | 5843 | 5843 | 92.91 | 186.21 | 0.01 | 93.29
2030 | NYISO_A-F_2_NYISO_G-I | NYISO_A-F | NYISO_G-I | Internal | Summer | B2 | 25 | 5843 | 5843 | 105.52 | 178.66 | 0.01 | 73.13
2030 | NYISO_A-F_2_NYISO_G-I | NYISO_A-F | NYISO_G-I | Internal | Summer | B3 | 75 | 5843 | 5843 | 104.52 | 117.28 | 0.01 | 12.76
2030 | NYISO_A-F_2_NYISO_G-I | NYISO_A-F | NYISO_G-I | Internal | Summer | B4 | 100 | 5843 | 5843 | 86.39 | 116.14 | 0.01 | 29.73
2030 | NYISO_A-F_2_NYISO_G-I | NYISO_A-F | NYISO_G-I | Internal | Summer | B5 | 200 | 5843 | 5843 | 86.39 | 116.14 | 0.01 | 29.73
2030 | NYISO_A-F_2_NYISO_G-I | NYISO_A-F | NYISO_G-I | Internal | Summer | B6 | 300 | 5843 | 5843 | 86.39 | 97.17 | 0.01 | 10.77
2030 | NYISO_A-F_2_NYISO_G-I | NYISO_A-F | NYISO_G-I | Internal | Summer | B7 | 400 | 5843 | 5390.6 | 85.35 | 85.36 | 0.01 | 0
2030 | NYISO_A-F_2_NYISO_G-I | NYISO_A-F | NYISO_G-I | Internal | Summer | B8 | 500 | 5843 | 5391.21 | 82.26 | 82.28 | 0.01 | 0
2030 | NYISO_A-F_2_NYISO_G-I | NYISO_A-F | NYISO_G-I | Internal | Summer | B9 | 800 | 5843 | 5509.03 | 77.36 | 77.37 | 0.01 | 0
2030 | NYISO_A-F_2_NYISO_G-I | NYISO_A-F | NYISO_G-I | Internal | Summer | B10 | 1262 | 5843 | 4450.66 | 77.36 | 77.37 | 0.01 | 0
2030 | NYISO_A-F_2_NYISO_G-I | NYISO_A-F | NYISO_G-I | Internal | Winter | B16 | 25 | 5843 | 5843 | 77.86 | 92.49 | 0.01 | 14.63
2030 | NYISO_A-F_2_NYISO_G-I | NYISO_A-F | NYISO_G-I | Internal | Winter | B17 | 100 | 5843 | 5843 | 76.15 | 88.84 | 0.01 | 12.68
2030 | NYISO_A-F_2_NYISO_G-I | NYISO_A-F | NYISO_G-I | Internal | Winter | B18 | 400 | 5843 | 5843 | 76.15 | 85.99 | 0.01 | 9.83
2030 | NYISO_A-F_2_NYISO_G-I | NYISO_A-F | NYISO_G-I | Internal | Winter | B19 | 700 | 5843 | 5843 | 76.15 | 85.52 | 0.01 | 9.36
2030 | NYISO_A-F_2_NYISO_G-I | NYISO_A-F | NYISO_G-I | Internal | Winter | B20 | 935 | 5843 | 5680.73 | 76.15 | 76.16 | 0.01 | 0
2030 | NYISO_A-F_2_PJM_ROM | NYISO_A-F | PJM_ROM | Internal | Shoulder | B11 | 25 | 1000 | 1000 | 76.12 | 94.02 | 8 | 9.89
2030 | NYISO_A-F_2_PJM_ROM | NYISO_A-F | PJM_ROM | Internal | Shoulder | B12 | 200 | 1000 | 880.57 | 82.48 | 90.48 | 8 | 0
2030 | NYISO_A-F_2_PJM_ROM | NYISO_A-F | PJM_ROM | Internal | Shoulder | B13 | 600 | 1000 | 1000 | 76.12 | 87.84 | 8 | 3.72
2030 | NYISO_A-F_2_PJM_ROM | NYISO_A-F | PJM_ROM | Internal | Shoulder | B14 | 900 | 1000 | 1000 | 75.58 | 87.72 | 8 | 4.13
2030 | NYISO_A-F_2_PJM_ROM | NYISO_A-F | PJM_ROM | Internal | Shoulder | B15 | 1203 | 1000 | 0 | 75.58 | 77.39 | 8 | 0
2030 | NYISO_A-F_2_PJM_ROM | NYISO_A-F | PJM_ROM | Internal | Summer | B1 | 10 | 1000 | 1000 | 92.91 | 194.21 | 8 | 93.3
2030 | NYISO_A-F_2_PJM_ROM | NYISO_A-F | PJM_ROM | Internal | Summer | B2 | 25 | 1000 | 1000 | 105.52 | 186.65 | 8 | 73.13
2030 | NYISO_A-F_2_PJM_ROM | NYISO_A-F | PJM_ROM | Internal | Summer | B3 | 75 | 1000 | 1000 | 104.52 | 140.4 | 8 | 27.88
2030 | NYISO_A-F_2_PJM_ROM | NYISO_A-F | PJM_ROM | Internal | Summer | B4 | 100 | 1000 | 1000 | 86.39 | 140.4 | 8 | 46.01
2030 | NYISO_A-F_2_PJM_ROM | NYISO_A-F | PJM_ROM | Internal | Summer | B5 | 200 | 1000 | 1000 | 86.39 | 138.87 | 8 | 44.49
2030 | NYISO_A-F_2_PJM_ROM | NYISO_A-F | PJM_ROM | Internal | Summer | B6 | 300 | 1000 | 1000 | 86.39 | 105.18 | 8 | 10.8
2030 | NYISO_A-F_2_PJM_ROM | NYISO_A-F | PJM_ROM | Internal | Summer | B7 | 400 | 1000 | 1000 | 85.35 | 93.38 | 8 | 0.02
2030 | NYISO_A-F_2_PJM_ROM | NYISO_A-F | PJM_ROM | Internal | Summer | B8 | 500 | 1000 | 844.83 | 82.26 | 90.26 | 8 | 0
2030 | NYISO_A-F_2_PJM_ROM | NYISO_A-F | PJM_ROM | Internal | Summer | B9 | 800 | 1000 | 44.51 | 77.36 | 85.36 | 8 | 0
2030 | NYISO_A-F_2_PJM_ROM | NYISO_A-F | PJM_ROM | Internal | Summer | B10 | 1262 | 1000 | 0 | 77.36 | 75.63 | 8 | 0
2030 | NYISO_A-F_2_PJM_ROM | NYISO_A-F | PJM_ROM | Internal | Winter | B16 | 25 | 1000 | 1000 | 77.86 | 100.51 | 8 | 14.65
2030 | NYISO_A-F_2_PJM_ROM | NYISO_A-F | PJM_ROM | Internal | Winter | B17 | 100 | 1000 | 1000 | 76.15 | 96.83 | 8 | 12.68
2030 | NYISO_A-F_2_PJM_ROM | NYISO_A-F | PJM_ROM | Internal | Winter | B18 | 400 | 1000 | 1000 | 76.15 | 93.98 | 8 | 9.83
2030 | NYISO_A-F_2_PJM_ROM | NYISO_A-F | PJM_ROM | Internal | Winter | B19 | 700 | 1000 | 1000 | 76.15 | 93.51 | 8 | 9.36
2030 | NYISO_A-F_2_PJM_ROM | NYISO_A-F | PJM_ROM | Internal | Winter | B20 | 935 | 1000 | 0 | 76.15 | 81.33 | 8 | 0
2030 | NYISO_G-I_2_NEISO | NYISO_G-I | NEISO | Internal | Shoulder | B11 | 25 | 600 | 0 | 86 | 73.12 | 3 | 0
2030 | NYISO_G-I_2_NEISO | NYISO_G-I | NEISO | Internal | Shoulder | B12 | 200 | 600 | 0 | 84.9 | 73.5 | 3 | 0
2030 | NYISO_G-I_2_NEISO | NYISO_G-I | NEISO | Internal | Shoulder | B13 | 600 | 600 | 0 | 84.9 | 73.12 | 3 | 0
2030 | NYISO_G-I_2_NEISO | NYISO_G-I | NEISO | Internal | Shoulder | B14 | 900 | 600 | 0 | 79.71 | 73.12 | 3 | 0
2030 | NYISO_G-I_2_NEISO | NYISO_G-I | NEISO | Internal | Shoulder | B15 | 1203 | 600 | 0 | 75.6 | 73.12 | 3 | 0
2030 | NYISO_G-I_2_NEISO | NYISO_G-I | NEISO | Internal | Summer | B1 | 10 | 600 | 0 | 186.21 | 101.52 | 3 | 0
2030 | NYISO_G-I_2_NEISO | NYISO_G-I | NEISO | Internal | Summer | B2 | 25 | 600 | 0 | 178.66 | 108.52 | 3 | 0
2030 | NYISO_G-I_2_NEISO | NYISO_G-I | NEISO | Internal | Summer | B3 | 75 | 600 | 0 | 117.28 | 101.52 | 3 | 0
2030 | NYISO_G-I_2_NEISO | NYISO_G-I | NEISO | Internal | Summer | B4 | 100 | 600 | 0 | 116.14 | 80.9 | 3 | 0
2030 | NYISO_G-I_2_NEISO | NYISO_G-I | NEISO | Internal | Summer | B5 | 200 | 600 | 0 | 116.14 | 80.9 | 3 | 0
2030 | NYISO_G-I_2_NEISO | NYISO_G-I | NEISO | Internal | Summer | B6 | 300 | 600 | 0 | 97.17 | 80.9 | 3 | 0
2030 | NYISO_G-I_2_NEISO | NYISO_G-I | NEISO | Internal | Summer | B7 | 400 | 600 | 0 | 85.36 | 80.9 | 3 | 0
2030 | NYISO_G-I_2_NEISO | NYISO_G-I | NEISO | Internal | Summer | B8 | 500 | 600 | 0 | 82.28 | 79.28 | 3 | 0
2030 | NYISO_G-I_2_NEISO | NYISO_G-I | NEISO | Internal | Summer | B9 | 800 | 600 | 0 | 77.37 | 74.36 | 3 | 0
2030 | NYISO_G-I_2_NEISO | NYISO_G-I | NEISO | Internal | Summer | B10 | 1262 | 600 | 0 | 77.37 | 74.37 | 3 | 0
2030 | NYISO_G-I_2_NEISO | NYISO_G-I | NEISO | Internal | Winter | B16 | 25 | 600 | 0 | 92.49 | 82.1 | 3 | 0
2030 | NYISO_G-I_2_NEISO | NYISO_G-I | NEISO | Internal | Winter | B17 | 100 | 600 | 0 | 88.84 | 79.15 | 3 | 0
2030 | NYISO_G-I_2_NEISO | NYISO_G-I | NEISO | Internal | Winter | B18 | 400 | 600 | 0 | 85.99 | 79.15 | 3 | 0
2030 | NYISO_G-I_2_NEISO | NYISO_G-I | NEISO | Internal | Winter | B19 | 700 | 600 | 0 | 85.52 | 79.15 | 3 | 0
2030 | NYISO_G-I_2_NEISO | NYISO_G-I | NEISO | Internal | Winter | B20 | 935 | 600 | 0 | 76.16 | 79.15 | 3 | 0
2030 | NYISO_G-I_2_NYISO_A-F | NYISO_G-I | NYISO_A-F | Internal | Shoulder | B11 | 25 | 3592 | 0 | 86 | 76.12 | 0.01 | 0
2030 | NYISO_G-I_2_NYISO_A-F | NYISO_G-I | NYISO_A-F | Internal | Shoulder | B12 | 200 | 3592 | 0 | 84.9 | 82.48 | 0.01 | 0
2030 | NYISO_G-I_2_NYISO_A-F | NYISO_G-I | NYISO_A-F | Internal | Shoulder | B13 | 600 | 3592 | 0 | 84.9 | 76.12 | 0.01 | 0
2030 | NYISO_G-I_2_NYISO_A-F | NYISO_G-I | NYISO_A-F | Internal | Shoulder | B14 | 900 | 3592 | 0 | 79.71 | 75.58 | 0.01 | 0
2030 | NYISO_G-I_2_NYISO_A-F | NYISO_G-I | NYISO_A-F | Internal | Shoulder | B15 | 1203 | 3592 | 0 | 75.6 | 75.58 | 0.01 | 0
2030 | NYISO_G-I_2_NYISO_A-F | NYISO_G-I | NYISO_A-F | Internal | Summer | B1 | 10 | 3592 | 0 | 186.21 | 92.91 | 0.01 | 0
2030 | NYISO_G-I_2_NYISO_A-F | NYISO_G-I | NYISO_A-F | Internal | Summer | B2 | 25 | 3592 | 0 | 178.66 | 105.52 | 0.01 | 0
2030 | NYISO_G-I_2_NYISO_A-F | NYISO_G-I | NYISO_A-F | Internal | Summer | B3 | 75 | 3592 | 0 | 117.28 | 104.52 | 0.01 | 0
2030 | NYISO_G-I_2_NYISO_A-F | NYISO_G-I | NYISO_A-F | Internal | Summer | B4 | 100 | 3592 | 0 | 116.14 | 86.39 | 0.01 | 0
2030 | NYISO_G-I_2_NYISO_A-F | NYISO_G-I | NYISO_A-F | Internal | Summer | B5 | 200 | 3592 | 0 | 116.14 | 86.39 | 0.01 | 0
2030 | NYISO_G-I_2_NYISO_A-F | NYISO_G-I | NYISO_A-F | Internal | Summer | B6 | 300 | 3592 | 0 | 97.17 | 86.39 | 0.01 | 0
2030 | NYISO_G-I_2_NYISO_A-F | NYISO_G-I | NYISO_A-F | Internal | Summer | B7 | 400 | 3592 | 0 | 85.36 | 85.35 | 0.01 | 0
2030 | NYISO_G-I_2_NYISO_A-F | NYISO_G-I | NYISO_A-F | Internal | Summer | B8 | 500 | 3592 | 0 | 82.28 | 82.26 | 0.01 | 0
2030 | NYISO_G-I_2_NYISO_A-F | NYISO_G-I | NYISO_A-F | Internal | Summer | B9 | 800 | 3592 | 0 | 77.37 | 77.36 | 0.01 | 0
2030 | NYISO_G-I_2_NYISO_A-F | NYISO_G-I | NYISO_A-F | Internal | Summer | B10 | 1262 | 3592 | 0 | 77.37 | 77.36 | 0.01 | 0
2030 | NYISO_G-I_2_NYISO_A-F | NYISO_G-I | NYISO_A-F | Internal | Winter | B16 | 25 | 3592 | 0 | 92.49 | 77.86 | 0.01 | 0
2030 | NYISO_G-I_2_NYISO_A-F | NYISO_G-I | NYISO_A-F | Internal | Winter | B17 | 100 | 3592 | 0 | 88.84 | 76.15 | 0.01 | 0
2030 | NYISO_G-I_2_NYISO_A-F | NYISO_G-I | NYISO_A-F | Internal | Winter | B18 | 400 | 3592 | 0 | 85.99 | 76.15 | 0.01 | 0
2030 | NYISO_G-I_2_NYISO_A-F | NYISO_G-I | NYISO_A-F | Internal | Winter | B19 | 700 | 3592 | 0 | 85.52 | 76.15 | 0.01 | 0
2030 | NYISO_G-I_2_NYISO_A-F | NYISO_G-I | NYISO_A-F | Internal | Winter | B20 | 935 | 3592 | 0 | 76.16 | 76.15 | 0.01 | 0
2030 | NYISO_G-I_2_NYISO_J-K | NYISO_G-I | NYISO_J-K | Internal | Shoulder | B11 | 25 | 6130 | 5731.76 | 86 | 86.02 | 0.01 | 0
2030 | NYISO_G-I_2_NYISO_J-K | NYISO_G-I | NYISO_J-K | Internal | Shoulder | B12 | 200 | 6130 | 5881.59 | 84.9 | 84.91 | 0.01 | 0
2030 | NYISO_G-I_2_NYISO_J-K | NYISO_G-I | NYISO_J-K | Internal | Shoulder | B13 | 600 | 6130 | 5996.16 | 84.9 | 84.91 | 0.01 | 0
2030 | NYISO_G-I_2_NYISO_J-K | NYISO_G-I | NYISO_J-K | Internal | Shoulder | B14 | 900 | 6130 | 6087.15 | 79.71 | 79.72 | 0.01 | 0
2030 | NYISO_G-I_2_NYISO_J-K | NYISO_G-I | NYISO_J-K | Internal | Shoulder | B15 | 1203 | 6130 | 5174.47 | 75.6 | 75.61 | 0.01 | 0
2030 | NYISO_G-I_2_NYISO_J-K | NYISO_G-I | NYISO_J-K | Internal | Summer | B1 | 10 | 6130 | 4509.16 | 186.21 | 186.22 | 0.01 | 0
2030 | NYISO_G-I_2_NYISO_J-K | NYISO_G-I | NYISO_J-K | Internal | Summer | B2 | 25 | 6130 | 4708.45 | 178.66 | 178.67 | 0.01 | 0
2030 | NYISO_G-I_2_NYISO_J-K | NYISO_G-I | NYISO_J-K | Internal | Summer | B3 | 75 | 6130 | 4955.11 | 117.28 | 117.3 | 0.01 | 0
2030 | NYISO_G-I_2_NYISO_J-K | NYISO_G-I | NYISO_J-K | Internal | Summer | B4 | 100 | 6130 | 5194.3 | 116.14 | 116.15 | 0.01 | 0
2030 | NYISO_G-I_2_NYISO_J-K | NYISO_G-I | NYISO_J-K | Internal | Summer | B5 | 200 | 6130 | 5332.9 | 116.14 | 116.15 | 0.01 | 0
2030 | NYISO_G-I_2_NYISO_J-K | NYISO_G-I | NYISO_J-K | Internal | Summer | B6 | 300 | 6130 | 5810.58 | 97.17 | 97.18 | 0.01 | 0
2030 | NYISO_G-I_2_NYISO_J-K | NYISO_G-I | NYISO_J-K | Internal | Summer | B7 | 400 | 6130 | 6130 | 85.36 | 86.66 | 0.01 | 1.29
2030 | NYISO_G-I_2_NYISO_J-K | NYISO_G-I | NYISO_J-K | Internal | Summer | B8 | 500 | 6130 | 5556.82 | 82.28 | 82.29 | 0.01 | 0
2030 | NYISO_G-I_2_NYISO_J-K | NYISO_G-I | NYISO_J-K | Internal | Summer | B9 | 800 | 6130 | 6130 | 77.37 | 81.37 | 0.01 | 3.99
2030 | NYISO_G-I_2_NYISO_J-K | NYISO_G-I | NYISO_J-K | Internal | Summer | B10 | 1262 | 6130 | 4959.19 | 77.37 | 77.38 | 0.01 | 0
2030 | NYISO_G-I_2_NYISO_J-K | NYISO_G-I | NYISO_J-K | Internal | Winter | B16 | 25 | 6130 | 6130 | 92.49 | 97.25 | 0.01 | 4.75
2030 | NYISO_G-I_2_NYISO_J-K | NYISO_G-I | NYISO_J-K | Internal | Winter | B17 | 100 | 6130 | 6130 | 88.84 | 97.25 | 0.01 | 8.4
2030 | NYISO_G-I_2_NYISO_J-K | NYISO_G-I | NYISO_J-K | Internal | Winter | B18 | 400 | 6130 | 6130 | 85.99 | 97.25 | 0.01 | 11.25
2030 | NYISO_G-I_2_NYISO_J-K | NYISO_G-I | NYISO_J-K | Internal | Winter | B19 | 700 | 6130 | 6130 | 85.52 | 97.25 | 0.01 | 11.72
2030 | NYISO_G-I_2_NYISO_J-K | NYISO_G-I | NYISO_J-K | Internal | Winter | B20 | 935 | 6130 | 6130 | 76.16 | 82.15 | 0.01 | 5.98
2030 | NYISO_G-I_2_PJM_E | NYISO_G-I | PJM_E | Internal | Shoulder | B11 | 25 | 1500 | 827.24 | 86 | 94 | 8 | 0
2030 | NYISO_G-I_2_PJM_E | NYISO_G-I | PJM_E | Internal | Shoulder | B12 | 200 | 1500 | 0 | 84.9 | 90.47 | 8 | 0
2030 | NYISO_G-I_2_PJM_E | NYISO_G-I | PJM_E | Internal | Shoulder | B13 | 600 | 1500 | 0 | 84.9 | 87.83 | 8 | 0
2030 | NYISO_G-I_2_PJM_E | NYISO_G-I | PJM_E | Internal | Shoulder | B14 | 900 | 1500 | 59.58 | 79.71 | 87.71 | 8 | 0
2030 | NYISO_G-I_2_PJM_E | NYISO_G-I | PJM_E | Internal | Shoulder | B15 | 1203 | 1500 | 0 | 75.6 | 77.38 | 8 | 0
2030 | NYISO_G-I_2_PJM_E | NYISO_G-I | PJM_E | Internal | Summer | B1 | 10 | 1500 | 1499.97 | 186.21 | 194.22 | 8 | 0.01
2030 | NYISO_G-I_2_PJM_E | NYISO_G-I | PJM_E | Internal | Summer | B2 | 25 | 1500 | 1362.88 | 178.66 | 186.66 | 8 | 0
2030 | NYISO_G-I_2_PJM_E | NYISO_G-I | PJM_E | Internal | Summer | B3 | 75 | 1500 | 1500 | 117.28 | 140.39 | 8 | 15.1
2030 | NYISO_G-I_2_PJM_E | NYISO_G-I | PJM_E | Internal | Summer | B4 | 100 | 1500 | 1500 | 116.14 | 140.39 | 8 | 16.25
2030 | NYISO_G-I_2_PJM_E | NYISO_G-I | PJM_E | Internal | Summer | B5 | 200 | 1500 | 1500 | 116.14 | 138.86 | 8 | 14.73
2030 | NYISO_G-I_2_PJM_E | NYISO_G-I | PJM_E | Internal | Summer | B6 | 300 | 1500 | 1214.24 | 97.17 | 105.17 | 8 | 0
2030 | NYISO_G-I_2_PJM_E | NYISO_G-I | PJM_E | Internal | Summer | B7 | 400 | 1500 | 589.41 | 85.36 | 93.36 | 8 | 0
2030 | NYISO_G-I_2_PJM_E | NYISO_G-I | PJM_E | Internal | Summer | B8 | 500 | 1500 | 0 | 82.28 | 90.25 | 8 | 0
2030 | NYISO_G-I_2_PJM_E | NYISO_G-I | PJM_E | Internal | Summer | B9 | 800 | 1500 | 0 | 77.37 | 85.34 | 8 | 0
2030 | NYISO_G-I_2_PJM_E | NYISO_G-I | PJM_E | Internal | Summer | B10 | 1262 | 1500 | 0 | 77.37 | 75.61 | 8 | 0
2030 | NYISO_G-I_2_PJM_E | NYISO_G-I | PJM_E | Internal | Winter | B16 | 25 | 1500 | 21.93 | 92.49 | 100.49 | 8 | 0
2030 | NYISO_G-I_2_PJM_E | NYISO_G-I | PJM_E | Internal | Winter | B17 | 100 | 1500 | 137.18 | 88.84 | 96.84 | 8 | 0
2030 | NYISO_G-I_2_PJM_E | NYISO_G-I | PJM_E | Internal | Winter | B18 | 400 | 1500 | 191.38 | 85.99 | 93.99 | 8 | 0
2030 | NYISO_G-I_2_PJM_E | NYISO_G-I | PJM_E | Internal | Winter | B19 | 700 | 1500 | 353.47 | 85.52 | 93.52 | 8 | 0
2030 | NYISO_G-I_2_PJM_E | NYISO_G-I | PJM_E | Internal | Winter | B20 | 935 | 1500 | 0 | 76.16 | 81.35 | 8 | 0
2030 | NYISO_J-K_2_NEISO | NYISO_J-K | NEISO | Internal | Shoulder | B11 | 25 | 347 | 0 | 86.02 | 73.12 | 3 | 0
2030 | NYISO_J-K_2_NEISO | NYISO_J-K | NEISO | Internal | Shoulder | B12 | 200 | 347 | 0 | 84.91 | 73.5 | 3 | 0
2030 | NYISO_J-K_2_NEISO | NYISO_J-K | NEISO | Internal | Shoulder | B13 | 600 | 347 | 0 | 84.91 | 73.12 | 3 | 0
2030 | NYISO_J-K_2_NEISO | NYISO_J-K | NEISO | Internal | Shoulder | B14 | 900 | 347 | 0 | 79.72 | 73.12 | 3 | 0
2030 | NYISO_J-K_2_NEISO | NYISO_J-K | NEISO | Internal | Shoulder | B15 | 1203 | 347 | 0 | 75.61 | 73.12 | 3 | 0
2030 | NYISO_J-K_2_NEISO | NYISO_J-K | NEISO | Internal | Summer | B1 | 10 | 347 | 0 | 186.22 | 101.52 | 3 | 0
2030 | NYISO_J-K_2_NEISO | NYISO_J-K | NEISO | Internal | Summer | B2 | 25 | 347 | 0 | 178.67 | 108.52 | 3 | 0
2030 | NYISO_J-K_2_NEISO | NYISO_J-K | NEISO | Internal | Summer | B3 | 75 | 347 | 0 | 117.3 | 101.52 | 3 | 0
2030 | NYISO_J-K_2_NEISO | NYISO_J-K | NEISO | Internal | Summer | B4 | 100 | 347 | 0 | 116.15 | 80.9 | 3 | 0
2030 | NYISO_J-K_2_NEISO | NYISO_J-K | NEISO | Internal | Summer | B5 | 200 | 347 | 0 | 116.15 | 80.9 | 3 | 0
2030 | NYISO_J-K_2_NEISO | NYISO_J-K | NEISO | Internal | Summer | B6 | 300 | 347 | 0 | 97.18 | 80.9 | 3 | 0
2030 | NYISO_J-K_2_NEISO | NYISO_J-K | NEISO | Internal | Summer | B7 | 400 | 347 | 0 | 86.66 | 80.9 | 3 | 0
2030 | NYISO_J-K_2_NEISO | NYISO_J-K | NEISO | Internal | Summer | B8 | 500 | 347 | 0 | 82.29 | 79.28 | 3 | 0
2030 | NYISO_J-K_2_NEISO | NYISO_J-K | NEISO | Internal | Summer | B9 | 800 | 347 | 0 | 81.37 | 74.36 | 3 | 0
2030 | NYISO_J-K_2_NEISO | NYISO_J-K | NEISO | Internal | Summer | B10 | 1262 | 347 | 0 | 77.38 | 74.37 | 3 | 0
2030 | NYISO_J-K_2_NEISO | NYISO_J-K | NEISO | Internal | Winter | B16 | 25 | 347 | 0 | 97.25 | 82.1 | 3 | 0
2030 | NYISO_J-K_2_NEISO | NYISO_J-K | NEISO | Internal | Winter | B17 | 100 | 347 | 0 | 97.25 | 79.15 | 3 | 0
2030 | NYISO_J-K_2_NEISO | NYISO_J-K | NEISO | Internal | Winter | B18 | 400 | 347 | 0 | 97.25 | 79.15 | 3 | 0
2030 | NYISO_J-K_2_NEISO | NYISO_J-K | NEISO | Internal | Winter | B19 | 700 | 347 | 0 | 97.25 | 79.15 | 3 | 0
2030 | NYISO_J-K_2_NEISO | NYISO_J-K | NEISO | Internal | Winter | B20 | 935 | 347 | 0 | 82.15 | 79.15 | 3 | 0
2030 | NYISO_J-K_2_NYISO_G-I | NYISO_J-K | NYISO_G-I | Internal | Shoulder | B11 | 25 | 1999 | 0 | 86.02 | 86 | 0.01 | 0
2030 | NYISO_J-K_2_NYISO_G-I | NYISO_J-K | NYISO_G-I | Internal | Shoulder | B12 | 200 | 1999 | 0 | 84.91 | 84.9 | 0.01 | 0
2030 | NYISO_J-K_2_NYISO_G-I | NYISO_J-K | NYISO_G-I | Internal | Shoulder | B13 | 600 | 1999 | 0 | 84.91 | 84.9 | 0.01 | 0
2030 | NYISO_J-K_2_NYISO_G-I | NYISO_J-K | NYISO_G-I | Internal | Shoulder | B14 | 900 | 1999 | 0 | 79.72 | 79.71 | 0.01 | 0
2030 | NYISO_J-K_2_NYISO_G-I | NYISO_J-K | NYISO_G-I | Internal | Shoulder | B15 | 1203 | 1999 | 0 | 75.61 | 75.6 | 0.01 | 0
2030 | NYISO_J-K_2_NYISO_G-I | NYISO_J-K | NYISO_G-I | Internal | Summer | B1 | 10 | 1999 | 0.02 | 186.22 | 186.21 | 0.01 | 0
2030 | NYISO_J-K_2_NYISO_G-I | NYISO_J-K | NYISO_G-I | Internal | Summer | B2 | 25 | 1999 | 0 | 178.67 | 178.66 | 0.01 | 0
2030 | NYISO_J-K_2_NYISO_G-I | NYISO_J-K | NYISO_G-I | Internal | Summer | B3 | 75 | 1999 | 0 | 117.3 | 117.28 | 0.01 | 0
2030 | NYISO_J-K_2_NYISO_G-I | NYISO_J-K | NYISO_G-I | Internal | Summer | B4 | 100 | 1999 | 0 | 116.15 | 116.14 | 0.01 | 0
2030 | NYISO_J-K_2_NYISO_G-I | NYISO_J-K | NYISO_G-I | Internal | Summer | B5 | 200 | 1999 | 0 | 116.15 | 116.14 | 0.01 | 0
2030 | NYISO_J-K_2_NYISO_G-I | NYISO_J-K | NYISO_G-I | Internal | Summer | B6 | 300 | 1999 | 0 | 97.18 | 97.17 | 0.01 | 0
2030 | NYISO_J-K_2_NYISO_G-I | NYISO_J-K | NYISO_G-I | Internal | Summer | B7 | 400 | 1999 | 0 | 86.66 | 85.36 | 0.01 | 0
2030 | NYISO_J-K_2_NYISO_G-I | NYISO_J-K | NYISO_G-I | Internal | Summer | B8 | 500 | 1999 | 0 | 82.29 | 82.28 | 0.01 | 0
2030 | NYISO_J-K_2_NYISO_G-I | NYISO_J-K | NYISO_G-I | Internal | Summer | B9 | 800 | 1999 | 0 | 81.37 | 77.37 | 0.01 | 0
2030 | NYISO_J-K_2_NYISO_G-I | NYISO_J-K | NYISO_G-I | Internal | Summer | B10 | 1262 | 1999 | 0 | 77.38 | 77.37 | 0.01 | 0
2030 | NYISO_J-K_2_NYISO_G-I | NYISO_J-K | NYISO_G-I | Internal | Winter | B16 | 25 | 1999 | 0 | 97.25 | 92.49 | 0.01 | 0
2030 | NYISO_J-K_2_NYISO_G-I | NYISO_J-K | NYISO_G-I | Internal | Winter | B17 | 100 | 1999 | 0 | 97.25 | 88.84 | 0.01 | 0
2030 | NYISO_J-K_2_NYISO_G-I | NYISO_J-K | NYISO_G-I | Internal | Winter | B18 | 400 | 1999 | 0 | 97.25 | 85.99 | 0.01 | 0
2030 | NYISO_J-K_2_NYISO_G-I | NYISO_J-K | NYISO_G-I | Internal | Winter | B19 | 700 | 1999 | 0 | 97.25 | 85.52 | 0.01 | 0
2030 | NYISO_J-K_2_NYISO_G-I | NYISO_J-K | NYISO_G-I | Internal | Winter | B20 | 935 | 1999 | 0 | 82.15 | 76.16 | 0.01 | 0
2030 | NYISO_J-K_2_PJM_E | NYISO_J-K | PJM_E | Internal | Shoulder | B11 | 25 | 330 | 0.01 | 86.02 | 94 | 8 | 0
2030 | NYISO_J-K_2_PJM_E | NYISO_J-K | PJM_E | Internal | Shoulder | B12 | 200 | 330 | 0 | 84.91 | 90.47 | 8 | 0
2030 | NYISO_J-K_2_PJM_E | NYISO_J-K | PJM_E | Internal | Shoulder | B13 | 600 | 330 | 0 | 84.91 | 87.83 | 8 | 0
2030 | NYISO_J-K_2_PJM_E | NYISO_J-K | PJM_E | Internal | Shoulder | B14 | 900 | 330 | 0 | 79.72 | 87.71 | 8 | 0
2030 | NYISO_J-K_2_PJM_E | NYISO_J-K | PJM_E | Internal | Shoulder | B15 | 1203 | 330 | 0 | 75.61 | 77.38 | 8 | 0
2030 | NYISO_J-K_2_PJM_E | NYISO_J-K | PJM_E | Internal | Summer | B1 | 10 | 330 | 295.94 | 186.22 | 194.22 | 8 | 0
2030 | NYISO_J-K_2_PJM_E | NYISO_J-K | PJM_E | Internal | Summer | B2 | 25 | 330 | 0.01 | 178.67 | 186.66 | 8 | 0
2030 | NYISO_J-K_2_PJM_E | NYISO_J-K | PJM_E | Internal | Summer | B3 | 75 | 330 | 330 | 117.3 | 140.39 | 8 | 15.09
2030 | NYISO_J-K_2_PJM_E | NYISO_J-K | PJM_E | Internal | Summer | B4 | 100 | 330 | 330 | 116.15 | 140.39 | 8 | 16.24
2030 | NYISO_J-K_2_PJM_E | NYISO_J-K | PJM_E | Internal | Summer | B5 | 200 | 330 | 330 | 116.15 | 138.86 | 8 | 14.72
2030 | NYISO_J-K_2_PJM_E | NYISO_J-K | PJM_E | Internal | Summer | B6 | 300 | 330 | 0 | 97.18 | 105.17 | 8 | 0
2030 | NYISO_J-K_2_PJM_E | NYISO_J-K | PJM_E | Internal | Summer | B7 | 400 | 330 | 0 | 86.66 | 93.36 | 8 | 0
2030 | NYISO_J-K_2_PJM_E | NYISO_J-K | PJM_E | Internal | Summer | B8 | 500 | 330 | 0 | 82.29 | 90.25 | 8 | 0
2030 | NYISO_J-K_2_PJM_E | NYISO_J-K | PJM_E | Internal | Summer | B9 | 800 | 330 | 0 | 81.37 | 85.34 | 8 | 0
2030 | NYISO_J-K_2_PJM_E | NYISO_J-K | PJM_E | Internal | Summer | B10 | 1262 | 330 | 0 | 77.38 | 75.61 | 8 | 0
2030 | NYISO_J-K_2_PJM_E | NYISO_J-K | PJM_E | Internal | Winter | B16 | 25 | 330 | 0 | 97.25 | 100.49 | 8 | 0
2030 | NYISO_J-K_2_PJM_E | NYISO_J-K | PJM_E | Internal | Winter | B17 | 100 | 330 | 0 | 97.25 | 96.84 | 8 | 0
2030 | NYISO_J-K_2_PJM_E | NYISO_J-K | PJM_E | Internal | Winter | B18 | 400 | 330 | 0 | 97.25 | 93.99 | 8 | 0
2030 | NYISO_J-K_2_PJM_E | NYISO_J-K | PJM_E | Internal | Winter | B19 | 700 | 330 | 0 | 97.25 | 93.52 | 8 | 0
2030 | NYISO_J-K_2_PJM_E | NYISO_J-K | PJM_E | Internal | Winter | B20 | 935 | 330 | 0 | 82.15 | 81.35 | 8 | 0
2030 | PJM_E_2_NYISO_G-I | PJM_E | NYISO_G-I | Internal | Shoulder | B11 | 25 | 500 | 0 | 94 | 86 | 6 | 0
2030 | PJM_E_2_NYISO_G-I | PJM_E | NYISO_G-I | Internal | Shoulder | B12 | 200 | 500 | 0 | 90.47 | 84.9 | 6 | 0
2030 | PJM_E_2_NYISO_G-I | PJM_E | NYISO_G-I | Internal | Shoulder | B13 | 600 | 500 | 0 | 87.83 | 84.9 | 6 | 0
2030 | PJM_E_2_NYISO_G-I | PJM_E | NYISO_G-I | Internal | Shoulder | B14 | 900 | 500 | 0 | 87.71 | 79.71 | 6 | 0
2030 | PJM_E_2_NYISO_G-I | PJM_E | NYISO_G-I | Internal | Shoulder | B15 | 1203 | 500 | 0 | 77.38 | 75.6 | 6 | 0
2030 | PJM_E_2_NYISO_G-I | PJM_E | NYISO_G-I | Internal | Summer | B1 | 10 | 500 | 0 | 194.22 | 186.21 | 6 | 0
2030 | PJM_E_2_NYISO_G-I | PJM_E | NYISO_G-I | Internal | Summer | B2 | 25 | 500 | 0 | 186.66 | 178.66 | 6 | 0
2030 | PJM_E_2_NYISO_G-I | PJM_E | NYISO_G-I | Internal | Summer | B3 | 75 | 500 | 0 | 140.39 | 117.28 | 6 | 0
2030 | PJM_E_2_NYISO_G-I | PJM_E | NYISO_G-I | Internal | Summer | B4 | 100 | 500 | 0 | 140.39 | 116.14 | 6 | 0
2030 | PJM_E_2_NYISO_G-I | PJM_E | NYISO_G-I | Internal | Summer | B5 | 200 | 500 | 0 | 138.86 | 116.14 | 6 | 0
2030 | PJM_E_2_NYISO_G-I | PJM_E | NYISO_G-I | Internal | Summer | B6 | 300 | 500 | 0 | 105.17 | 97.17 | 6 | 0
2030 | PJM_E_2_NYISO_G-I | PJM_E | NYISO_G-I | Internal | Summer | B7 | 400 | 500 | 0 | 93.36 | 85.36 | 6 | 0
2030 | PJM_E_2_NYISO_G-I | PJM_E | NYISO_G-I | Internal | Summer | B8 | 500 | 500 | 0 | 90.25 | 82.28 | 6 | 0
2030 | PJM_E_2_NYISO_G-I | PJM_E | NYISO_G-I | Internal | Summer | B9 | 800 | 500 | 0 | 85.34 | 77.37 | 6 | 0
2030 | PJM_E_2_NYISO_G-I | PJM_E | NYISO_G-I | Internal | Summer | B10 | 1262 | 500 | 0 | 75.61 | 77.37 | 6 | 0
2030 | PJM_E_2_NYISO_G-I | PJM_E | NYISO_G-I | Internal | Winter | B16 | 25 | 500 | 0 | 100.49 | 92.49 | 6 | 0
2030 | PJM_E_2_NYISO_G-I | PJM_E | NYISO_G-I | Internal | Winter | B17 | 100 | 500 | 0 | 96.84 | 88.84 | 6 | 0
2030 | PJM_E_2_NYISO_G-I | PJM_E | NYISO_G-I | Internal | Winter | B18 | 400 | 500 | 0 | 93.99 | 85.99 | 6 | 0
2030 | PJM_E_2_NYISO_G-I | PJM_E | NYISO_G-I | Internal | Winter | B19 | 700 | 500 | 0 | 93.52 | 85.52 | 6 | 0
2030 | PJM_E_2_NYISO_G-I | PJM_E | NYISO_G-I | Internal | Winter | B20 | 935 | 500 | 0 | 81.35 | 76.16 | 6 | 0
2030 | PJM_E_2_NYISO_J-K | PJM_E | NYISO_J-K | Internal | Shoulder | B11 | 25 | 330 | 0 | 94 | 86.02 | 6 | 0
2030 | PJM_E_2_NYISO_J-K | PJM_E | NYISO_J-K | Internal | Shoulder | B12 | 200 | 330 | 0 | 90.47 | 84.91 | 6 | 0
2030 | PJM_E_2_NYISO_J-K | PJM_E | NYISO_J-K | Internal | Shoulder | B13 | 600 | 330 | 0 | 87.83 | 84.91 | 6 | 0
2030 | PJM_E_2_NYISO_J-K | PJM_E | NYISO_J-K | Internal | Shoulder | B14 | 900 | 330 | 0 | 87.71 | 79.72 | 6 | 0
2030 | PJM_E_2_NYISO_J-K | PJM_E | NYISO_J-K | Internal | Shoulder | B15 | 1203 | 330 | 0 | 77.38 | 75.61 | 6 | 0
2030 | PJM_E_2_NYISO_J-K | PJM_E | NYISO_J-K | Internal | Summer | B1 | 10 | 330 | 0 | 194.22 | 186.22 | 6 | 0
2030 | PJM_E_2_NYISO_J-K | PJM_E | NYISO_J-K | Internal | Summer | B2 | 25 | 330 | 0 | 186.66 | 178.67 | 6 | 0
2030 | PJM_E_2_NYISO_J-K | PJM_E | NYISO_J-K | Internal | Summer | B3 | 75 | 330 | 0 | 140.39 | 117.3 | 6 | 0
2030 | PJM_E_2_NYISO_J-K | PJM_E | NYISO_J-K | Internal | Summer | B4 | 100 | 330 | 0 | 140.39 | 116.15 | 6 | 0
2030 | PJM_E_2_NYISO_J-K | PJM_E | NYISO_J-K | Internal | Summer | B5 | 200 | 330 | 0 | 138.86 | 116.15 | 6 | 0
2030 | PJM_E_2_NYISO_J-K | PJM_E | NYISO_J-K | Internal | Summer | B6 | 300 | 330 | 0 | 105.17 | 97.18 | 6 | 0
2030 | PJM_E_2_NYISO_J-K | PJM_E | NYISO_J-K | Internal | Summer | B7 | 400 | 330 | 0 | 93.36 | 86.66 | 6 | 0
2030 | PJM_E_2_NYISO_J-K | PJM_E | NYISO_J-K | Internal | Summer | B8 | 500 | 330 | 0 | 90.25 | 82.29 | 6 | 0
2030 | PJM_E_2_NYISO_J-K | PJM_E | NYISO_J-K | Internal | Summer | B9 | 800 | 330 | 0 | 85.34 | 81.37 | 6 | 0
2030 | PJM_E_2_NYISO_J-K | PJM_E | NYISO_J-K | Internal | Summer | B10 | 1262 | 330 | 0 | 75.61 | 77.38 | 6 | 0
2030 | PJM_E_2_NYISO_J-K | PJM_E | NYISO_J-K | Internal | Winter | B16 | 25 | 330 | 0 | 100.49 | 97.25 | 6 | 0
2030 | PJM_E_2_NYISO_J-K | PJM_E | NYISO_J-K | Internal | Winter | B17 | 100 | 330 | 0 | 96.84 | 97.25 | 6 | 0
2030 | PJM_E_2_NYISO_J-K | PJM_E | NYISO_J-K | Internal | Winter | B18 | 400 | 330 | 0 | 93.99 | 97.25 | 6 | 0
2030 | PJM_E_2_NYISO_J-K | PJM_E | NYISO_J-K | Internal | Winter | B19 | 700 | 330 | 0 | 93.52 | 97.25 | 6 | 0
2030 | PJM_E_2_NYISO_J-K | PJM_E | NYISO_J-K | Internal | Winter | B20 | 935 | 330 | 0 | 81.35 | 82.15 | 6 | 0
2030 | PJM_E_2_PJM_ROM | PJM_E | PJM_ROM | Internal | Shoulder | B11 | 25 | 8000 | 3921.67 | 94 | 94.02 | 0.01 | 0
2030 | PJM_E_2_PJM_ROM | PJM_E | PJM_ROM | Internal | Shoulder | B12 | 200 | 8000 | 721.71 | 90.47 | 90.48 | 0.01 | 0
2030 | PJM_E_2_PJM_ROM | PJM_E | PJM_ROM | Internal | Shoulder | B13 | 600 | 8000 | 864.02 | 87.83 | 87.84 | 0.01 | 0
2030 | PJM_E_2_PJM_ROM | PJM_E | PJM_ROM | Internal | Shoulder | B14 | 900 | 8000 | 1001.59 | 87.71 | 87.72 | 0.01 | 0
2030 | PJM_E_2_PJM_ROM | PJM_E | PJM_ROM | Internal | Shoulder | B15 | 1203 | 8000 | 681.47 | 77.38 | 77.39 | 0.01 | 0
2030 | PJM_E_2_PJM_ROM | PJM_E | PJM_ROM | Internal | Summer | B1 | 10 | 8000 | 0.02 | 194.22 | 194.21 | 0.01 | 0
2030 | PJM_E_2_PJM_ROM | PJM_E | PJM_ROM | Internal | Summer | B2 | 25 | 8000 | 0 | 186.66 | 186.65 | 0.01 | 0
2030 | PJM_E_2_PJM_ROM | PJM_E | PJM_ROM | Internal | Summer | B3 | 75 | 8000 | 2141.24 | 140.39 | 140.4 | 0.01 | 0
2030 | PJM_E_2_PJM_ROM | PJM_E | PJM_ROM | Internal | Summer | B4 | 100 | 8000 | 3967.59 | 140.39 | 140.4 | 0.01 | 0
2030 | PJM_E_2_PJM_ROM | PJM_E | PJM_ROM | Internal | Summer | B5 | 200 | 8000 | 4926.69 | 138.86 | 138.87 | 0.01 | 0
2030 | PJM_E_2_PJM_ROM | PJM_E | PJM_ROM | Internal | Summer | B6 | 300 | 8000 | 3213.52 | 105.17 | 105.18 | 0.01 | 0
2030 | PJM_E_2_PJM_ROM | PJM_E | PJM_ROM | Internal | Summer | B7 | 400 | 8000 | 3601.69 | 93.36 | 93.38 | 0.01 | 0
2030 | PJM_E_2_PJM_ROM | PJM_E | PJM_ROM | Internal | Summer | B8 | 500 | 8000 | 1547.99 | 90.25 | 90.26 | 0.01 | 0
2030 | PJM_E_2_PJM_ROM | PJM_E | PJM_ROM | Internal | Summer | B9 | 800 | 8000 | 2384.17 | 85.34 | 85.36 | 0.01 | 0
2030 | PJM_E_2_PJM_ROM | PJM_E | PJM_ROM | Internal | Summer | B10 | 1262 | 8000 | 1004.24 | 75.61 | 75.63 | 0.01 | 0
2030 | PJM_E_2_PJM_ROM | PJM_E | PJM_ROM | Internal | Winter | B16 | 25 | 8000 | 292.68 | 100.49 | 100.51 | 0.01 | 0
2030 | PJM_E_2_PJM_ROM | PJM_E | PJM_ROM | Internal | Winter | B17 | 100 | 8000 | 0 | 96.84 | 96.83 | 0.01 | 0
2030 | PJM_E_2_PJM_ROM | PJM_E | PJM_ROM | Internal | Winter | B18 | 400 | 8000 | 0 | 93.99 | 93.98 | 0.01 | 0
2030 | PJM_E_2_PJM_ROM | PJM_E | PJM_ROM | Internal | Winter | B19 | 700 | 8000 | 0 | 93.52 | 93.51 | 0.01 | 0
2030 | PJM_E_2_PJM_ROM | PJM_E | PJM_ROM | Internal | Winter | B20 | 935 | 8000 | 0 | 81.35 | 81.33 | 0.01 | 0
2030 | PJM_ROR_2_MISO_IN | PJM_ROR | MISO_IN | Internal | Shoulder | B11 | 25 | 909 | 0 | 94 | 95.8 | 2 | 0
2030 | PJM_ROR_2_MISO_IN | PJM_ROR | MISO_IN | Internal | Shoulder | B12 | 200 | 909 | 0 | 90.47 | 88.45 | 2 | 0
2030 | PJM_ROR_2_MISO_IN | PJM_ROR | MISO_IN | Internal | Shoulder | B13 | 600 | 909 | 0 | 87.83 | 87.31 | 2 | 0
2030 | PJM_ROR_2_MISO_IN | PJM_ROR | MISO_IN | Internal | Shoulder | B14 | 900 | 909 | 0 | 87.71 | 85.71 | 2 | 0
2030 | PJM_ROR_2_MISO_IN | PJM_ROR | MISO_IN | Internal | Shoulder | B15 | 1203 | 909 | 0 | 77.38 | 75.95 | 2 | 0
2030 | PJM_ROR_2_MISO_IN | PJM_ROR | MISO_IN | Internal | Summer | B1 | 10 | 909 | 0.03 | 142.3 | 144.28 | 2 | 0
2030 | PJM_ROR_2_MISO_IN | PJM_ROR | MISO_IN | Internal | Summer | B2 | 25 | 909 | 0 | 140.39 | 141.52 | 2 | 0
2030 | PJM_ROR_2_MISO_IN | PJM_ROR | MISO_IN | Internal | Summer | B3 | 75 | 909 | 0 | 140.39 | 141.36 | 2 | 0
2030 | PJM_ROR_2_MISO_IN | PJM_ROR | MISO_IN | Internal | Summer | B4 | 100 | 909 | 0 | 140.39 | 139.28 | 2 | 0
2030 | PJM_ROR_2_MISO_IN | PJM_ROR | MISO_IN | Internal | Summer | B5 | 200 | 909 | 0 | 138.86 | 136.85 | 2 | 0
2030 | PJM_ROR_2_MISO_IN | PJM_ROR | MISO_IN | Internal | Summer | B6 | 300 | 909 | 0 | 105.17 | 103.17 | 2 | 0
2030 | PJM_ROR_2_MISO_IN | PJM_ROR | MISO_IN | Internal | Summer | B7 | 400 | 909 | 0 | 93.36 | 92.15 | 2 | 0
2030 | PJM_ROR_2_MISO_IN | PJM_ROR | MISO_IN | Internal | Summer | B8 | 500 | 909 | 0 | 90.25 | 88.24 | 2 | 0
2030 | PJM_ROR_2_MISO_IN | PJM_ROR | MISO_IN | Internal | Summer | B9 | 800 | 909 | 0 | 85.34 | 83.33 | 2 | 0
2030 | PJM_ROR_2_MISO_IN | PJM_ROR | MISO_IN | Internal | Summer | B10 | 1262 | 909 | 0 | 75.61 | 74.6 | 2 | 0
2030 | PJM_ROR_2_MISO_IN | PJM_ROR | MISO_IN | Internal | Winter | B16 | 25 | 909 | 0 | 95.92 | 97.51 | 2 | 0
2030 | PJM_ROR_2_MISO_IN | PJM_ROR | MISO_IN | Internal | Winter | B17 | 100 | 909 | 0 | 95.92 | 91.76 | 2 | 0
2030 | PJM_ROR_2_MISO_IN | PJM_ROR | MISO_IN | Internal | Winter | B18 | 400 | 909 | 0 | 91.28 | 89.43 | 2 | 0
2030 | PJM_ROR_2_MISO_IN | PJM_ROR | MISO_IN | Internal | Winter | B19 | 700 | 909 | 0 | 91.28 | 89.43 | 2 | 0
2030 | PJM_ROR_2_MISO_IN | PJM_ROR | MISO_IN | Internal | Winter | B20 | 935 | 909 | 0 | 80.33 | 78.59 | 2 | 0
2030 | PJM_ROR_2_MISO_MI | PJM_ROR | MISO_MI | Internal | Shoulder | B11 | 25 | 1305 | 0 | 94 | 95.81 | 2 | 0
2030 | PJM_ROR_2_MISO_MI | PJM_ROR | MISO_MI | Internal | Shoulder | B12 | 200 | 1305 | 0 | 90.47 | 88.47 | 2 | 0
2030 | PJM_ROR_2_MISO_MI | PJM_ROR | MISO_MI | Internal | Shoulder | B13 | 600 | 1305 | 0 | 87.83 | 87.32 | 2 | 0
2030 | PJM_ROR_2_MISO_MI | PJM_ROR | MISO_MI | Internal | Shoulder | B14 | 900 | 1305 | 0 | 87.71 | 85.72 | 2 | 0
2030 | PJM_ROR_2_MISO_MI | PJM_ROR | MISO_MI | Internal | Shoulder | B15 | 1203 | 1305 | 0 | 77.38 | 75.96 | 2 | 0
2030 | PJM_ROR_2_MISO_MI | PJM_ROR | MISO_MI | Internal | Summer | B1 | 10 | 1305 | 421.79 | 142.3 | 144.3 | 2 | 0
2030 | PJM_ROR_2_MISO_MI | PJM_ROR | MISO_MI | Internal | Summer | B2 | 25 | 1305 | 0 | 140.39 | 141.53 | 2 | 0
2030 | PJM_ROR_2_MISO_MI | PJM_ROR | MISO_MI | Internal | Summer | B3 | 75 | 1305 | 0 | 140.39 | 141.37 | 2 | 0
2030 | PJM_ROR_2_MISO_MI | PJM_ROR | MISO_MI | Internal | Summer | B4 | 100 | 1305 | 0 | 140.39 | 139.29 | 2 | 0
2030 | PJM_ROR_2_MISO_MI | PJM_ROR | MISO_MI | Internal | Summer | B5 | 200 | 1305 | 0 | 138.86 | 136.86 | 2 | 0
2030 | PJM_ROR_2_MISO_MI | PJM_ROR | MISO_MI | Internal | Summer | B6 | 300 | 1305 | 0 | 105.17 | 103.18 | 2 | 0
2030 | PJM_ROR_2_MISO_MI | PJM_ROR | MISO_MI | Internal | Summer | B7 | 400 | 1305 | 0 | 93.36 | 92.16 | 2 | 0
2030 | PJM_ROR_2_MISO_MI | PJM_ROR | MISO_MI | Internal | Summer | B8 | 500 | 1305 | 0 | 90.25 | 88.25 | 2 | 0
2030 | PJM_ROR_2_MISO_MI | PJM_ROR | MISO_MI | Internal | Summer | B9 | 800 | 1305 | 0 | 85.34 | 83.34 | 2 | 0
2030 | PJM_ROR_2_MISO_MI | PJM_ROR | MISO_MI | Internal | Summer | B10 | 1262 | 1305 | 0 | 75.61 | 74.76 | 2 | 0
2030 | PJM_ROR_2_MISO_MI | PJM_ROR | MISO_MI | Internal | Winter | B16 | 25 | 1305 | 0 | 95.92 | 97.52 | 2 | 0
2030 | PJM_ROR_2_MISO_MI | PJM_ROR | MISO_MI | Internal | Winter | B17 | 100 | 1305 | 0 | 95.92 | 93.92 | 2 | 0
2030 | PJM_ROR_2_MISO_MI | PJM_ROR | MISO_MI | Internal | Winter | B18 | 400 | 1305 | 0 | 91.28 | 89.44 | 2 | 0
2030 | PJM_ROR_2_MISO_MI | PJM_ROR | MISO_MI | Internal | Winter | B19 | 700 | 1305 | 0 | 91.28 | 89.44 | 2 | 0
2030 | PJM_ROR_2_MISO_MI | PJM_ROR | MISO_MI | Internal | Winter | B20 | 935 | 1305 | 0 | 80.33 | 78.6 | 2 | 0
2030 | PJM_ROR_2_MISO_MO-IL | PJM_ROR | MISO_MO-IL | Internal | Shoulder | B11 | 25 | 1111 | 0 | 94 | 95.81 | 2 | 0
2030 | PJM_ROR_2_MISO_MO-IL | PJM_ROR | MISO_MO-IL | Internal | Shoulder | B12 | 200 | 1111 | 0 | 90.47 | 88.47 | 2 | 0
2030 | PJM_ROR_2_MISO_MO-IL | PJM_ROR | MISO_MO-IL | Internal | Shoulder | B13 | 600 | 1111 | 0 | 87.83 | 87.32 | 2 | 0
2030 | PJM_ROR_2_MISO_MO-IL | PJM_ROR | MISO_MO-IL | Internal | Shoulder | B14 | 900 | 1111 | 0 | 87.71 | 85.71 | 2 | 0
2030 | PJM_ROR_2_MISO_MO-IL | PJM_ROR | MISO_MO-IL | Internal | Shoulder | B15 | 1203 | 1111 | 0 | 77.38 | 75.96 | 2 | 0
2030 | PJM_ROR_2_MISO_MO-IL | PJM_ROR | MISO_MO-IL | Internal | Summer | B1 | 10 | 1111 | 683.55 | 142.3 | 144.3 | 2 | 0
2030 | PJM_ROR_2_MISO_MO-IL | PJM_ROR | MISO_MO-IL | Internal | Summer | B2 | 25 | 1111 | 0 | 140.39 | 141.54 | 2 | 0
2030 | PJM_ROR_2_MISO_MO-IL | PJM_ROR | MISO_MO-IL | Internal | Summer | B3 | 75 | 1111 | 0 | 140.39 | 141.52 | 2 | 0
2030 | PJM_ROR_2_MISO_MO-IL | PJM_ROR | MISO_MO-IL | Internal | Summer | B4 | 100 | 1111 | 0 | 140.39 | 140.86 | 2 | 0
2030 | PJM_ROR_2_MISO_MO-IL | PJM_ROR | MISO_MO-IL | Internal | Summer | B5 | 200 | 1111 | 889.91 | 138.86 | 140.86 | 2 | 0
2030 | PJM_ROR_2_MISO_MO-IL | PJM_ROR | MISO_MO-IL | Internal | Summer | B6 | 300 | 1111 | 1111 | 105.17 | 107.18 | 2 | 0.01
2030 | PJM_ROR_2_MISO_MO-IL | PJM_ROR | MISO_MO-IL | Internal | Summer | B7 | 400 | 1111 | 0 | 93.36 | 92.16 | 2 | 0
2030 | PJM_ROR_2_MISO_MO-IL | PJM_ROR | MISO_MO-IL | Internal | Summer | B8 | 500 | 1111 | 0 | 90.25 | 88.25 | 2 | 0
2030 | PJM_ROR_2_MISO_MO-IL | PJM_ROR | MISO_MO-IL | Internal | Summer | B9 | 800 | 1111 | 0 | 85.34 | 83.34 | 2 | 0
2030 | PJM_ROR_2_MISO_MO-IL | PJM_ROR | MISO_MO-IL | Internal | Summer | B10 | 1262 | 1111 | 0 | 75.61 | 74.61 | 2 | 0
2030 | PJM_ROR_2_MISO_MO-IL | PJM_ROR | MISO_MO-IL | Internal | Winter | B16 | 25 | 1111 | 0 | 95.92 | 97.52 | 2 | 0
2030 | PJM_ROR_2_MISO_MO-IL | PJM_ROR | MISO_MO-IL | Internal | Winter | B17 | 100 | 1111 | 0 | 95.92 | 91.77 | 2 | 0
2030 | PJM_ROR_2_MISO_MO-IL | PJM_ROR | MISO_MO-IL | Internal | Winter | B18 | 400 | 1111 | 0 | 91.28 | 89.44 | 2 | 0
2030 | PJM_ROR_2_MISO_MO-IL | PJM_ROR | MISO_MO-IL | Internal | Winter | B19 | 700 | 1111 | 0 | 91.28 | 89.44 | 2 | 0
2030 | PJM_ROR_2_MISO_MO-IL | PJM_ROR | MISO_MO-IL | Internal | Winter | B20 | 935 | 1111 | 0 | 80.33 | 78.6 | 2 | 0
2030 | PJM_ROR_2_MISO_W | PJM_ROR | MISO_W | Internal | Shoulder | B11 | 25 | 709 | 0 | 94 | 93.78 | 2 | 0
2030 | PJM_ROR_2_MISO_W | PJM_ROR | MISO_W | Internal | Shoulder | B12 | 200 | 709 | 0 | 90.47 | 88.44 | 2 | 0
2030 | PJM_ROR_2_MISO_W | PJM_ROR | MISO_W | Internal | Shoulder | B13 | 600 | 709 | 0 | 87.83 | 85.82 | 2 | 0
2030 | PJM_ROR_2_MISO_W | PJM_ROR | MISO_W | Internal | Shoulder | B14 | 900 | 709 | 0 | 87.71 | 73.71 | 2 | 0
2030 | PJM_ROR_2_MISO_W | PJM_ROR | MISO_W | Internal | Shoulder | B15 | 1203 | 709 | 0 | 77.38 | 71.16 | 2 | 0
2030 | PJM_ROR_2_MISO_W | PJM_ROR | MISO_W | Internal | Summer | B1 | 10 | 709 | 0.03 | 142.3 | 144.28 | 2 | 0
2030 | PJM_ROR_2_MISO_W | PJM_ROR | MISO_W | Internal | Summer | B2 | 25 | 709 | 0 | 140.39 | 141.53 | 2 | 0
2030 | PJM_ROR_2_MISO_W | PJM_ROR | MISO_W | Internal | Summer | B3 | 75 | 709 | 0 | 140.39 | 141.53 | 2 | 0
2030 | PJM_ROR_2_MISO_W | PJM_ROR | MISO_W | Internal | Summer | B4 | 100 | 709 | 0 | 140.39 | 140.87 | 2 | 0
2030 | PJM_ROR_2_MISO_W | PJM_ROR | MISO_W | Internal | Summer | B5 | 200 | 709 | 0 | 138.86 | 140.85 | 2 | 0
2030 | PJM_ROR_2_MISO_W | PJM_ROR | MISO_W | Internal | Summer | B6 | 300 | 709 | 583.93 | 105.17 | 107.17 | 2 | 0
2030 | PJM_ROR_2_MISO_W | PJM_ROR | MISO_W | Internal | Summer | B7 | 400 | 709 | 0 | 93.36 | 91.38 | 2 | 0
2030 | PJM_ROR_2_MISO_W | PJM_ROR | MISO_W | Internal | Summer | B8 | 500 | 709 | 0 | 90.25 | 85.74 | 2 | 0
2030 | PJM_ROR_2_MISO_W | PJM_ROR | MISO_W | Internal | Summer | B9 | 800 | 709 | 0 | 85.34 | 83.32 | 2 | 0
2030 | PJM_ROR_2_MISO_W | PJM_ROR | MISO_W | Internal | Summer | B10 | 1262 | 709 | 0 | 75.61 | 70.39 | 2 | 0
2030 | PJM_ROR_2_MISO_W | PJM_ROR | MISO_W | Internal | Winter | B16 | 25 | 709 | 0 | 95.92 | 74.07 | 2 | 0
2030 | PJM_ROR_2_MISO_W | PJM_ROR | MISO_W | Internal | Winter | B17 | 100 | 709 | 0 | 95.92 | 79.49 | 2 | 0
2030 | PJM_ROR_2_MISO_W | PJM_ROR | MISO_W | Internal | Winter | B18 | 400 | 709 | 0 | 91.28 | 81.09 | 2 | 0
2030 | PJM_ROR_2_MISO_W | PJM_ROR | MISO_W | Internal | Winter | B19 | 700 | 709 | 0 | 91.28 | 81.09 | 2 | 0
2030 | PJM_ROR_2_MISO_W | PJM_ROR | MISO_W | Internal | Winter | B20 | 935 | 709 | 0 | 80.33 | 74.07 | 2 | 0
2030 | PJM_ROR_2_MISO_WUMS | PJM_ROR | MISO_WUMS | Internal | Shoulder | B11 | 25 | 1467 | 0 | 94 | 93.77 | 2 | 0
2030 | PJM_ROR_2_MISO_WUMS | PJM_ROR | MISO_WUMS | Internal | Shoulder | B12 | 200 | 1467 | 0 | 90.47 | 88.45 | 2 | 0
2030 | PJM_ROR_2_MISO_WUMS | PJM_ROR | MISO_WUMS | Internal | Shoulder | B13 | 600 | 1467 | 0 | 87.83 | 85.83 | 2 | 0
2030 | PJM_ROR_2_MISO_WUMS | PJM_ROR | MISO_WUMS | Internal | Shoulder | B14 | 900 | 1467 | 0 | 87.71 | 85.71 | 2 | 0
2030 | PJM_ROR_2_MISO_WUMS | PJM_ROR | MISO_WUMS | Internal | Shoulder | B15 | 1203 | 1467 | 0 | 77.38 | 75.7 | 2 | 0
2030 | PJM_ROR_2_MISO_WUMS | PJM_ROR | MISO_WUMS | Internal | Summer | B1 | 10 | 1467 | 0.02 | 142.3 | 144.27 | 2 | 0
2030 | PJM_ROR_2_MISO_WUMS | PJM_ROR | MISO_WUMS | Internal | Summer | B2 | 25 | 1467 | 0 | 140.39 | 141.52 | 2 | 0
2030 | PJM_ROR_2_MISO_WUMS | PJM_ROR | MISO_WUMS | Internal | Summer | B3 | 75 | 1467 | 0 | 140.39 | 141.36 | 2 | 0
2030 | PJM_ROR_2_MISO_WUMS | PJM_ROR | MISO_WUMS | Internal | Summer | B4 | 100 | 1467 | 0 | 140.39 | 138.39 | 2 | 0
2030 | PJM_ROR_2_MISO_WUMS | PJM_ROR | MISO_WUMS | Internal | Summer | B5 | 200 | 1467 | 0 | 138.86 | 136.85 | 2 | 0
2030 | PJM_ROR_2_MISO_WUMS | PJM_ROR | MISO_WUMS | Internal | Summer | B6 | 300 | 1467 | 0 | 105.17 | 103.17 | 2 | 0
2030 | PJM_ROR_2_MISO_WUMS | PJM_ROR | MISO_WUMS | Internal | Summer | B7 | 400 | 1467 | 0 | 93.36 | 91.36 | 2 | 0
2030 | PJM_ROR_2_MISO_WUMS | PJM_ROR | MISO_WUMS | Internal | Summer | B8 | 500 | 1467 | 0 | 90.25 | 85.76 | 2 | 0
2030 | PJM_ROR_2_MISO_WUMS | PJM_ROR | MISO_WUMS | Internal | Summer | B9 | 800 | 1467 | 0 | 85.34 | 83.33 | 2 | 0
2030 | PJM_ROR_2_MISO_WUMS | PJM_ROR | MISO_WUMS | Internal | Summer | B10 | 1262 | 1467 | 0 | 75.61 | 74.34 | 2 | 0
2030 | PJM_ROR_2_MISO_WUMS | PJM_ROR | MISO_WUMS | Internal | Winter | B16 | 25 | 1467 | 0 | 95.92 | 90.44 | 2 | 0
2030 | PJM_ROR_2_MISO_WUMS | PJM_ROR | MISO_WUMS | Internal | Winter | B17 | 100 | 1467 | 0 | 95.92 | 90.44 | 2 | 0
2030 | PJM_ROR_2_MISO_WUMS | PJM_ROR | MISO_WUMS | Internal | Winter | B18 | 400 | 1467 | 0 | 91.28 | 89.28 | 2 | 0
2030 | PJM_ROR_2_MISO_WUMS | PJM_ROR | MISO_WUMS | Internal | Winter | B19 | 700 | 1467 | 0 | 91.28 | 88.96 | 2 | 0
2030 | PJM_ROR_2_MISO_WUMS | PJM_ROR | MISO_WUMS | Internal | Winter | B20 | 935 | 1467 | 0 | 80.33 | 78.33 | 2 | 0
2030 | PJM_ROR_2_PJM_ROM | PJM_ROR | PJM_ROM | Internal | Shoulder | B11 | 25 | 8000 | 3805.24 | 94 | 94.02 | 0.01 | 0
2030 | PJM_ROR_2_PJM_ROM | PJM_ROR | PJM_ROM | Internal | Shoulder | B12 | 200 | 8000 | 6732.39 | 90.47 | 90.48 | 0.01 | 0
2030 | PJM_ROR_2_PJM_ROM | PJM_ROR | PJM_ROM | Internal | Shoulder | B13 | 600 | 8000 | 5619.45 | 87.83 | 87.84 | 0.01 | 0
2030 | PJM_ROR_2_PJM_ROM | PJM_ROR | PJM_ROM | Internal | Shoulder | B14 | 900 | 8000 | 7286.52 | 87.71 | 87.72 | 0.01 | 0
2030 | PJM_ROR_2_PJM_ROM | PJM_ROR | PJM_ROM | Internal | Shoulder | B15 | 1203 | 8000 | 6152.12 | 77.38 | 77.39 | 0.01 | 0
2030 | PJM_ROR_2_PJM_ROM | PJM_ROR | PJM_ROM | Internal | Summer | B1 | 10 | 8000 | 8000 | 142.3 | 194.21 | 0.01 | 51.9
2030 | PJM_ROR_2_PJM_ROM | PJM_ROR | PJM_ROM | Internal | Summer | B2 | 25 | 8000 | 8000 | 140.39 | 186.65 | 0.01 | 46.25
2030 | PJM_ROR_2_PJM_ROM | PJM_ROR | PJM_ROM | Internal | Summer | B3 | 75 | 8000 | 4116.97 | 140.39 | 140.4 | 0.01 | 0
2030 | PJM_ROR_2_PJM_ROM | PJM_ROR | PJM_ROM | Internal | Summer | B4 | 100 | 8000 | 1145.52 | 140.39 | 140.4 | 0.01 | 0
2030 | PJM_ROR_2_PJM_ROM | PJM_ROR | PJM_ROM | Internal | Summer | B5 | 200 | 8000 | 931.46 | 138.86 | 138.87 | 0.01 | 0
2030 | PJM_ROR_2_PJM_ROM | PJM_ROR | PJM_ROM | Internal | Summer | B6 | 300 | 8000 | 1597.54 | 105.17 | 105.18 | 0.01 | 0
2030 | PJM_ROR_2_PJM_ROM | PJM_ROR | PJM_ROM | Internal | Summer | B7 | 400 | 8000 | 2071.96 | 93.36 | 93.38 | 0.01 | 0
2030 | PJM_ROR_2_PJM_ROM | PJM_ROR | PJM_ROM | Internal | Summer | B8 | 500 | 8000 | 5236.08 | 90.25 | 90.26 | 0.01 | 0
2030 | PJM_ROR_2_PJM_ROM | PJM_ROR | PJM_ROM | Internal | Summer | B9 | 800 | 8000 | 3828.94 | 85.34 | 85.36 | 0.01 | 0
2030 | PJM_ROR_2_PJM_ROM | PJM_ROR | PJM_ROM | Internal | Summer | B10 | 1262 | 8000 | 5871.18 | 75.61 | 75.63 | 0.01 | 0
2030 | PJM_ROR_2_PJM_ROM | PJM_ROR | PJM_ROM | Internal | Winter | B16 | 25 | 8000 | 8000 | 95.92 | 100.51 | 0.01 | 4.58
2030 | PJM_ROR_2_PJM_ROM | PJM_ROR | PJM_ROM | Internal | Winter | B17 | 100 | 8000 | 8000 | 95.92 | 96.83 | 0.01 | 0.9
2030 | PJM_ROR_2_PJM_ROM | PJM_ROR | PJM_ROM | Internal | Winter | B18 | 400 | 8000 | 8000 | 91.28 | 93.98 | 0.01 | 2.68
2030 | PJM_ROR_2_PJM_ROM | PJM_ROR | PJM_ROM | Internal | Winter | B19 | 700 | 8000 | 8000 | 91.28 | 93.51 | 0.01 | 2.22
2030 | PJM_ROR_2_PJM_ROM | PJM_ROR | PJM_ROM | Internal | Winter | B20 | 935 | 8000 | 8000 | 80.33 | 81.33 | 0.01 | 0.99
2030 | PJM_ROR_2_TVA_Transmission | PJM_ROR | TVA_Transmission | Internal | Shoulder | B11 | 25 | 2500 | 2500 | 94 | 103.81 | 6 | 3.8
2030 | PJM_ROR_2_TVA_Transmission | PJM_ROR | TVA_Transmission | Internal | Shoulder | B12 | 200 | 2500 | 0 | 90.47 | 94.3 | 6 | 0
2030 | PJM_ROR_2_TVA_Transmission | PJM_ROR | TVA_Transmission | Internal | Shoulder | B13 | 600 | 2500 | 0 | 87.83 | 93.1 | 6 | 0
2030 | PJM_ROR_2_TVA_Transmission | PJM_ROR | TVA_Transmission | Internal | Shoulder | B14 | 900 | 2500 | 0 | 87.71 | 92.91 | 6 | 0
2030 | PJM_ROR_2_TVA_Transmission | PJM_ROR | TVA_Transmission | Internal | Shoulder | B15 | 1203 | 2500 | 2452.59 | 77.38 | 83.38 | 6 | 0
2030 | PJM_ROR_2_TVA_Transmission | PJM_ROR | TVA_Transmission | Internal | Summer | B1 | 10 | 2500 | 2500 | 142.3 | 152.3 | 6 | 4
2030 | PJM_ROR_2_TVA_Transmission | PJM_ROR | TVA_Transmission | Internal | Summer | B2 | 25 | 2500 | 2500 | 140.39 | 149.54 | 6 | 3.15
2030 | PJM_ROR_2_TVA_Transmission | PJM_ROR | TVA_Transmission | Internal | Summer | B3 | 75 | 2500 | 1969.83 | 140.39 | 146.39 | 6 | 0
2030 | PJM_ROR_2_TVA_Transmission | PJM_ROR | TVA_Transmission | Internal | Summer | B4 | 100 | 2500 | 1293.71 | 140.39 | 146.39 | 6 | 0
2030 | PJM_ROR_2_TVA_Transmission | PJM_ROR | TVA_Transmission | Internal | Summer | B5 | 200 | 2500 | 0 | 138.86 | 141.86 | 6 | 0
2030 | PJM_ROR_2_TVA_Transmission | PJM_ROR | TVA_Transmission | Internal | Summer | B6 | 300 | 2500 | 895.36 | 105.17 | 111.17 | 6 | 0
2030 | PJM_ROR_2_TVA_Transmission | PJM_ROR | TVA_Transmission | Internal | Summer | B7 | 400 | 2500 | 577.09 | 93.36 | 99.36 | 6 | 0
2030 | PJM_ROR_2_TVA_Transmission | PJM_ROR | TVA_Transmission | Internal | Summer | B8 | 500 | 2500 | 0 | 90.25 | 93.57 | 6 | 0
2030 | PJM_ROR_2_TVA_Transmission | PJM_ROR | TVA_Transmission | Internal | Summer | B9 | 800 | 2500 | 0 | 85.34 | 90.47 | 6 | 0
2030 | PJM_ROR_2_TVA_Transmission | PJM_ROR | TVA_Transmission | Internal | Summer | B10 | 1262 | 2500 | 658.63 | 75.61 | 81.61 | 6 | 0
2030 | PJM_ROR_2_TVA_Transmission | PJM_ROR | TVA_Transmission | Internal | Winter | B16 | 25 | 2500 | 2500 | 95.92 | 105.52 | 6 | 3.6
2030 | PJM_ROR_2_TVA_Transmission | PJM_ROR | TVA_Transmission | Internal | Winter | B17 | 100 | 2500 | 0 | 95.92 | 99.77 | 6 | 0
2030 | PJM_ROR_2_TVA_Transmission | PJM_ROR | TVA_Transmission | Internal | Winter | B18 | 400 | 2500 | 0 | 91.28 | 95.75 | 6 | 0
2030 | PJM_ROR_2_TVA_Transmission | PJM_ROR | TVA_Transmission | Internal | Winter | B19 | 700 | 2500 | 0 | 91.28 | 95.73 | 6 | 0
2030 | PJM_ROR_2_TVA_Transmission | PJM_ROR | TVA_Transmission | Internal | Winter | B20 | 935 | 2500 | 1046.61 | 80.33 | 86.33 | 6 | 0
2030 | PJM_ROR_2_VACAR | PJM_ROR | VACAR | Internal | Shoulder | B11 | 25 | 3000 | 3000 | 94 | 112.81 | 6 | 12.8
2030 | PJM_ROR_2_VACAR | PJM_ROR | VACAR | Internal | Shoulder | B12 | 200 | 3000 | 1815.36 | 90.47 | 96.47 | 6 | 0
2030 | PJM_ROR_2_VACAR | PJM_ROR | VACAR | Internal | Shoulder | B13 | 600 | 3000 | 1477 | 87.83 | 93.83 | 6 | 0
2030 | PJM_ROR_2_VACAR | PJM_ROR | VACAR | Internal | Shoulder | B14 | 900 | 3000 | 1043.68 | 87.71 | 93.71 | 6 | 0
2030 | PJM_ROR_2_VACAR | PJM_ROR | VACAR | Internal | Shoulder | B15 | 1203 | 3000 | 0 | 77.38 | 82.83 | 6 | 0
2030 | PJM_ROR_2_VACAR | PJM_ROR | VACAR | Internal | Summer | B1 | 10 | 3000 | 3000 | 142.3 | 151.39 | 6 | 3.09
2030 | PJM_ROR_2_VACAR | PJM_ROR | VACAR | Internal | Summer | B2 | 25 | 3000 | 3000 | 140.39 | 151.39 | 6 | 5
2030 | PJM_ROR_2_VACAR | PJM_ROR | VACAR | Internal | Summer | B3 | 75 | 3000 | 3000 | 140.39 | 151.39 | 6 | 5
2030 | PJM_ROR_2_VACAR | PJM_ROR | VACAR | Internal | Summer | B4 | 100 | 3000 | 3000 | 140.39 | 151.39 | 6 | 5
2030 | PJM_ROR_2_VACAR | PJM_ROR | VACAR | Internal | Summer | B5 | 200 | 3000 | 3000 | 138.86 | 150.74 | 6 | 5.88
2030 | PJM_ROR_2_VACAR | PJM_ROR | VACAR | Internal | Summer | B6 | 300 | 3000 | 3000 | 105.17 | 113.17 | 6 | 2
2030 | PJM_ROR_2_VACAR | PJM_ROR | VACAR | Internal | Summer | B7 | 400 | 3000 | 3000 | 93.36 | 101.36 | 6 | 2
2030 | PJM_ROR_2_VACAR | PJM_ROR | VACAR | Internal | Summer | B8 | 500 | 3000 | 1065.07 | 90.25 | 96.25 | 6 | 0
2030 | PJM_ROR_2_VACAR | PJM_ROR | VACAR | Internal | Summer | B9 | 800 | 3000 | 0 | 85.34 | 83.88 | 6 | 0
2030 | PJM_ROR_2_VACAR | PJM_ROR | VACAR | Internal | Summer | B10 | 1262 | 3000 | 0 | 75.61 | 80.87 | 6 | 0
2030 | PJM_ROR_2_VACAR | PJM_ROR | VACAR | Internal | Winter | B16 | 25 | 3000 | 3000 | 95.92 | 139.27 | 6 | 37.36
2030 | PJM_ROR_2_VACAR | PJM_ROR | VACAR | Internal | Winter | B17 | 100 | 3000 | 3000 | 95.92 | 108.77 | 6 | 6.86
2030 | PJM_ROR_2_VACAR | PJM_ROR | VACAR | Internal | Winter | B18 | 400 | 3000 | 3000 | 91.28 | 97.59 | 6 | 0.31
2030 | PJM_ROR_2_VACAR | PJM_ROR | VACAR | Internal | Winter | B19 | 700 | 3000 | 1970.08 | 91.28 | 97.28 | 6 | 0
2030 | PJM_ROR_2_VACAR | PJM_ROR | VACAR | Internal | Winter | B20 | 935 | 3000 | 3000 | 80.33 | 87.21 | 6 | 0.88
2030 | PJM_ROM_2_NYISO_A-F | PJM_ROM | NYISO_A-F | Internal | Shoulder | B11 | 25 | 2000 | 0 | 94.02 | 76.12 | 6 | 0
2030 | PJM_ROM_2_NYISO_A-F | PJM_ROM | NYISO_A-F | Internal | Shoulder | B12 | 200 | 2000 | 0 | 90.48 | 82.48 | 6 | 0
2030 | PJM_ROM_2_NYISO_A-F | PJM_ROM | NYISO_A-F | Internal | Shoulder | B13 | 600 | 2000 | 0 | 87.84 | 76.12 | 6 | 0
2030 | PJM_ROM_2_NYISO_A-F | PJM_ROM | NYISO_A-F | Internal | Shoulder | B14 | 900 | 2000 | 0 | 87.72 | 75.58 | 6 | 0
2030 | PJM_ROM_2_NYISO_A-F | PJM_ROM | NYISO_A-F | Internal | Shoulder | B15 | 1203 | 2000 | 0 | 77.39 | 75.58 | 6 | 0
2030 | PJM_ROM_2_NYISO_A-F | PJM_ROM | NYISO_A-F | Internal | Summer | B1 | 10 | 2000 | 0 | 194.21 | 92.91 | 6 | 0
2030 | PJM_ROM_2_NYISO_A-F | PJM_ROM | NYISO_A-F | Internal | Summer | B2 | 25 | 2000 | 0 | 186.65 | 105.52 | 6 | 0
2030 | PJM_ROM_2_NYISO_A-F | PJM_ROM | NYISO_A-F | Internal | Summer | B3 | 75 | 2000 | 0 | 140.4 | 104.52 | 6 | 0
2030 | PJM_ROM_2_NYISO_A-F | PJM_ROM | NYISO_A-F | Internal | Summer | B4 | 100 | 2000 | 0 | 140.4 | 86.39 | 6 | 0
2030 | PJM_ROM_2_NYISO_A-F | PJM_ROM | NYISO_A-F | Internal | Summer | B5 | 200 | 2000 | 0 | 138.87 | 86.39 | 6 | 0
2030 | PJM_ROM_2_NYISO_A-F | PJM_ROM | NYISO_A-F | Internal | Summer | B6 | 300 | 2000 | 0 | 105.18 | 86.39 | 6 | 0
2030 | PJM_ROM_2_NYISO_A-F | PJM_ROM | NYISO_A-F | Internal | Summer | B7 | 400 | 2000 | 0 | 93.38 | 85.35 | 6 | 0
2030 | PJM_ROM_2_NYISO_A-F | PJM_ROM | NYISO_A-F | Internal | Summer | B8 | 500 | 2000 | 0 | 90.26 | 82.26 | 6 | 0
2030 | PJM_ROM_2_NYISO_A-F | PJM_ROM | NYISO_A-F | Internal | Summer | B9 | 800 | 2000 | 0 | 85.36 | 77.36 | 6 | 0
2030 | PJM_ROM_2_NYISO_A-F | PJM_ROM | NYISO_A-F | Internal | Summer | B10 | 1262 | 2000 | 0 | 75.63 | 77.36 | 6 | 0
2030 | PJM_ROM_2_NYISO_A-F | PJM_ROM | NYISO_A-F | Internal | Winter | B16 | 25 | 2000 | 0 | 100.51 | 77.86 | 6 | 0
2030 | PJM_ROM_2_NYISO_A-F | PJM_ROM | NYISO_A-F | Internal | Winter | B17 | 100 | 2000 | 0 | 96.83 | 76.15 | 6 | 0
2030 | PJM_ROM_2_NYISO_A-F | PJM_ROM | NYISO_A-F | Internal | Winter | B18 | 400 | 2000 | 0 | 93.98 | 76.15 | 6 | 0
2030 | PJM_ROM_2_NYISO_A-F | PJM_ROM | NYISO_A-F | Internal | Winter | B19 | 700 | 2000 | 0 | 93.51 | 76.15 | 6 | 0
2030 | PJM_ROM_2_NYISO_A-F | PJM_ROM | NYISO_A-F | Internal | Winter | B20 | 935 | 2000 | 0 | 81.33 | 76.15 | 6 | 0
2030 | PJM_ROM_2_PJM_E | PJM_ROM | PJM_E | Internal | Shoulder | B11 | 25 | 8000 | 0 | 94.02 | 94 | 0.01 | 0
2030 | PJM_ROM_2_PJM_E | PJM_ROM | PJM_E | Internal | Shoulder | B12 | 200 | 8000 | 0 | 90.48 | 90.47 | 0.01 | 0
2030 | PJM_ROM_2_PJM_E | PJM_ROM | PJM_E | Internal | Shoulder | B13 | 600 | 8000 | 0 | 87.84 | 87.83 | 0.01 | 0
2030 | PJM_ROM_2_PJM_E | PJM_ROM | PJM_E | Internal | Shoulder | B14 | 900 | 8000 | 0 | 87.72 | 87.71 | 0.01 | 0
2030 | PJM_ROM_2_PJM_E | PJM_ROM | PJM_E | Internal | Shoulder | B15 | 1203 | 8000 | 0 | 77.39 | 77.38 | 0.01 | 0
2030 | PJM_ROM_2_PJM_E | PJM_ROM | PJM_E | Internal | Summer | B1 | 10 | 8000 | 3.75 | 194.21 | 194.22 | 0.01 | 0
2030 | PJM_ROM_2_PJM_E | PJM_ROM | PJM_E | Internal | Summer | B2 | 25 | 8000 | 500.01 | 186.65 | 186.66 | 0.01 | 0
2030 | PJM_ROM_2_PJM_E | PJM_ROM | PJM_E | Internal | Summer | B3 | 75 | 8000 | 0 | 140.4 | 140.39 | 0.01 | 0
2030 | PJM_ROM_2_PJM_E | PJM_ROM | PJM_E | Internal | Summer | B4 | 100 | 8000 | 0 | 140.4 | 140.39 | 0.01 | 0
2030 | PJM_ROM_2_PJM_E | PJM_ROM | PJM_E | Internal | Summer | B5 | 200 | 8000 | 0 | 138.87 | 138.86 | 0.01 | 0
2030 | PJM_ROM_2_PJM_E | PJM_ROM | PJM_E | Internal | Summer | B6 | 300 | 8000 | 0 | 105.18 | 105.17 | 0.01 | 0
2030 | PJM_ROM_2_PJM_E | PJM_ROM | PJM_E | Internal | Summer | B7 | 400 | 8000 | 0 | 93.38 | 93.36 | 0.01 | 0
2030 | PJM_ROM_2_PJM_E | PJM_ROM | PJM_E | Internal | Summer | B8 | 500 | 8000 | 0 | 90.26 | 90.25 | 0.01 | 0
2030 | PJM_ROM_2_PJM_E | PJM_ROM | PJM_E | Internal | Summer | B9 | 800 | 8000 | 0 | 85.36 | 85.34 | 0.01 | 0
2030 | PJM_ROM_2_PJM_E | PJM_ROM | PJM_E | Internal | Summer | B10 | 1262 | 8000 | 0 | 75.63 | 75.61 | 0.01 | 0
2030 | PJM_ROM_2_PJM_E | PJM_ROM | PJM_E | Internal | Winter | B16 | 25 | 8000 | 0 | 100.51 | 100.49 | 0.01 | 0
2030 | PJM_ROM_2_PJM_E | PJM_ROM | PJM_E | Internal | Winter | B17 | 100 | 8000 | 610.38 | 96.83 | 96.84 | 0.01 | 0
2030 | PJM_ROM_2_PJM_E | PJM_ROM | PJM_E | Internal | Winter | B18 | 400 | 8000 | 1764.6 | 93.98 | 93.99 | 0.01 | 0
2030 | PJM_ROM_2_PJM_E | PJM_ROM | PJM_E | Internal | Winter | B19 | 700 | 8000 | 1372.6 | 93.51 | 93.52 | 0.01 | 0
2030 | PJM_ROM_2_PJM_E | PJM_ROM | PJM_E | Internal | Winter | B20 | 935 | 8000 | 820.85 | 81.33 | 81.35 | 0.01 | 0
2030 | PJM_ROM_2_PJM_ROR | PJM_ROM | PJM_ROR | Internal | Shoulder | B11 | 25 | 8000 | 0 | 94.02 | 94 | 0.01 | 0
2030 | PJM_ROM_2_PJM_ROR | PJM_ROM | PJM_ROR | Internal | Shoulder | B12 | 200 | 8000 | 0 | 90.48 | 90.47 | 0.01 | 0
2030 | PJM_ROM_2_PJM_ROR | PJM_ROM | PJM_ROR | Internal | Shoulder | B13 | 600 | 8000 | 0 | 87.84 | 87.83 | 0.01 | 0
2030 | PJM_ROM_2_PJM_ROR | PJM_ROM | PJM_ROR | Internal | Shoulder | B14 | 900 | 8000 | 0 | 87.72 | 87.71 | 0.01 | 0
2030 | PJM_ROM_2_PJM_ROR | PJM_ROM | PJM_ROR | Internal | Shoulder | B15 | 1203 | 8000 | 0 | 77.39 | 77.38 | 0.01 | 0
2030 | PJM_ROM_2_PJM_ROR | PJM_ROM | PJM_ROR | Internal | Summer | B1 | 10 | 8000 | 0 | 194.21 | 142.3 | 0.01 | 0
2030 | PJM_ROM_2_PJM_ROR | PJM_ROM | PJM_ROR | Internal | Summer | B2 | 25 | 8000 | 0 | 186.65 | 140.39 | 0.01 | 0
2030 | PJM_ROM_2_PJM_ROR | PJM_ROM | PJM_ROR | Internal | Summer | B3 | 75 | 8000 | 0 | 140.4 | 140.39 | 0.01 | 0
2030 | PJM_ROM_2_PJM_ROR | PJM_ROM | PJM_ROR | Internal | Summer | B4 | 100 | 8000 | 0 | 140.4 | 140.39 | 0.01 | 0
2030 | PJM_ROM_2_PJM_ROR | PJM_ROM | PJM_ROR | Internal | Summer | B5 | 200 | 8000 | 0 | 138.87 | 138.86 | 0.01 | 0
2030 | PJM_ROM_2_PJM_ROR | PJM_ROM | PJM_ROR | Internal | Summer | B6 | 300 | 8000 | 0 | 105.18 | 105.17 | 0.01 | 0
2030 | PJM_ROM_2_PJM_ROR | PJM_ROM | PJM_ROR | Internal | Summer | B7 | 400 | 8000 | 0 | 93.38 | 93.36 | 0.01 | 0
2030 | PJM_ROM_2_PJM_ROR | PJM_ROM | PJM_ROR | Internal | Summer | B8 | 500 | 8000 | 0 | 90.26 | 90.25 | 0.01 | 0
2030 | PJM_ROM_2_PJM_ROR | PJM_ROM | PJM_ROR | Internal | Summer | B9 | 800 | 8000 | 0 | 85.36 | 85.34 | 0.01 | 0
2030 | PJM_ROM_2_PJM_ROR | PJM_ROM | PJM_ROR | Internal | Summer | B10 | 1262 | 8000 | 0 | 75.63 | 75.61 | 0.01 | 0
2030 | PJM_ROM_2_PJM_ROR | PJM_ROM | PJM_ROR | Internal | Winter | B16 | 25 | 8000 | 0 | 100.51 | 95.92 | 0.01 | 0
2030 | PJM_ROM_2_PJM_ROR | PJM_ROM | PJM_ROR | Internal | Winter | B17 | 100 | 8000 | 0 | 96.83 | 95.92 | 0.01 | 0
2030 | PJM_ROM_2_PJM_ROR | PJM_ROM | PJM_ROR | Internal | Winter | B18 | 400 | 8000 | 0 | 93.98 | 91.28 | 0.01 | 0
2030 | PJM_ROM_2_PJM_ROR | PJM_ROM | PJM_ROR | Internal | Winter | B19 | 700 | 8000 | 0 | 93.51 | 91.28 | 0.01 | 0
2030 | PJM_ROM_2_PJM_ROR | PJM_ROM | PJM_ROR | Internal | Winter | B20 | 935 | 8000 | 0 | 81.33 | 80.33 | 0.01 | 0
2030 | SOCO_2_ENT | SOCO | ENT | Internal | Shoulder | B11 | 25 | 2400 | 0 | 119.81 | 95.81 | 10 | 0
2030 | SOCO_2_ENT | SOCO | ENT | Internal | Shoulder | B12 | 200 | 2400 | 0 | 95.77 | 93.53 | 10 | 0
2030 | SOCO_2_ENT | SOCO | ENT | Internal | Shoulder | B13 | 600 | 2400 | 0 | 92.38 | 90.37 | 10 | 0
2030 | SOCO_2_ENT | SOCO | ENT | Internal | Shoulder | B14 | 900 | 2400 | 0 | 92.38 | 90.37 | 10 | 0
2030 | SOCO_2_ENT | SOCO | ENT | Internal | Shoulder | B15 | 1203 | 2400 | 0 | 92.38 | 83.96 | 10 | 0
2030 | SOCO_2_ENT | SOCO | ENT | Internal | Summer | B1 | 10 | 2400 | 0 | 158.39 | 149.65 | 10 | 0
2030 | SOCO_2_ENT | SOCO | ENT | Internal | Summer | B2 | 25 | 2400 | 0 | 152.47 | 144.47 | 10 | 0
2030 | SOCO_2_ENT | SOCO | ENT | Internal | Summer | B3 | 75 | 2400 | 0 | 149.4 | 141.4 | 10 | 0
2030 | SOCO_2_ENT | SOCO | ENT | Internal | Summer | B4 | 100 | 2400 | 0 | 149.4 | 141.4 | 10 | 0
2030 | SOCO_2_ENT | SOCO | ENT | Internal | Summer | B5 | 200 | 2400 | 0 | 149.4 | 133.95 | 10 | 0
2030 | SOCO_2_ENT | SOCO | ENT | Internal | Summer | B6 | 300 | 2400 | 0 | 120.17 | 103.17 | 10 | 0
2030 | SOCO_2_ENT | SOCO | ENT | Internal | Summer | B7 | 400 | 2400 | 0 | 108.36 | 92.56 | 10 | 0
2030 | SOCO_2_ENT | SOCO | ENT | Internal | Summer | B8 | 500 | 2400 | 0 | 99.34 | 91.87 | 10 | 0
2030 | SOCO_2_ENT | SOCO | ENT | Internal | Summer | B9 | 800 | 2400 | 0 | 90.88 | 88.77 | 10 | 0
2030 | SOCO_2_ENT | SOCO | ENT | Internal | Summer | B10 | 1262 | 2400 | 0 | 90.61 | 82.61 | 10 | 0
2030 | SOCO_2_ENT | SOCO | ENT | Internal | Winter | B16 | 25 | 2400 | 0 | 121.75 | 97.52 | 10 | 0
2030 | SOCO_2_ENT | SOCO | ENT | Internal | Winter | B17 | 100 | 2400 | 0 | 99.05 | 95.87 | 10 | 0
2030 | SOCO_2_ENT | SOCO | ENT | Internal | Winter | B18 | 400 | 2400 | 0 | 95.54 | 93.53 | 10 | 0
2030 | SOCO_2_ENT | SOCO | ENT | Internal | Winter | B19 | 700 | 2400 | 0 | 95.54 | 93.53 | 10 | 0
2030 | SOCO_2_ENT | SOCO | ENT | Internal | Winter | B20 | 935 | 2400 | 0 | 94.6 | 86.6 | 10 | 0
2030 | SOCO_2_FRCC | SOCO | FRCC | Internal | Shoulder | B11 | 25 | 3700 | 3700 | 119.81 | 138.59 | 10 | 8.78
2030 | SOCO_2_FRCC | SOCO | FRCC | Internal | Shoulder | B12 | 200 | 3700 | 0 | 95.77 | 101.91 | 10 | 0
2030 | SOCO_2_FRCC | SOCO | FRCC | Internal | Shoulder | B13 | 600 | 3700 | 0 | 92.38 | 99.19 | 10 | 0
2030 | SOCO_2_FRCC | SOCO | FRCC | Internal | Shoulder | B14 | 900 | 3700 | 0 | 92.38 | 97.62 | 10 | 0
2030 | SOCO_2_FRCC | SOCO | FRCC | Internal | Shoulder | B15 | 1203 | 3700 | 0 | 92.38 | 97.62 | 10 | 0
2030 | SOCO_2_FRCC | SOCO | FRCC | Internal | Summer | B1 | 10 | 3700 | 612.22 | 158.39 | 168.39 | 10 | 0
2030 | SOCO_2_FRCC | SOCO | FRCC | Internal | Summer | B2 | 25 | 3700 | 0 | 152.47 | 155.87 | 10 | 0
2030 | SOCO_2_FRCC | SOCO | FRCC | Internal | Summer | B3 | 75 | 3700 | 0 | 149.4 | 155.87 | 10 | 0
2030 | SOCO_2_FRCC | SOCO | FRCC | Internal | Summer | B4 | 100 | 3700 | 0 | 149.4 | 155.87 | 10 | 0
2030 | SOCO_2_FRCC | SOCO | FRCC | Internal | Summer | B5 | 200 | 3700 | 0 | 149.4 | 155.87 | 10 | 0
2030 | SOCO_2_FRCC | SOCO | FRCC | Internal | Summer | B6 | 300 | 3700 | 1109.73 | 120.17 | 130.17 | 10 | 0
2030 | SOCO_2_FRCC | SOCO | FRCC | Internal | Summer | B7 | 400 | 3700 | 0 | 108.36 | 116.17 | 10 | 0
2030 | SOCO_2_FRCC | SOCO | FRCC | Internal | Summer | B8 | 500 | 3700 | 0 | 99.34 | 100.95 | 10 | 0
2030 | SOCO_2_FRCC | SOCO | FRCC | Internal | Summer | B9 | 800 | 3700 | 0 | 90.88 | 96.7 | 10 | 0
2030 | SOCO_2_FRCC | SOCO | FRCC | Internal | Summer | B10 | 1262 | 3700 | 0 | 90.61 | 96.7 | 10 | 0
2030 | SOCO_2_FRCC | SOCO | FRCC | Internal | Winter | B16 | 25 | 3700 | 238.4 | 121.75 | 131.75 | 10 | 0
2030 | SOCO_2_FRCC | SOCO | FRCC | Internal | Winter | B17 | 100 | 3700 | 0 | 99.05 | 104.68 | 10 | 0
2030 | SOCO_2_FRCC | SOCO | FRCC | Internal | Winter | B18 | 400 | 3700 | 0 | 95.54 | 100.28 | 10 | 0
2030 | SOCO_2_FRCC | SOCO | FRCC | Internal | Winter | B19 | 700 | 3700 | 0 | 95.54 | 100.28 | 10 | 0
2030 | SOCO_2_FRCC | SOCO | FRCC | Internal | Winter | B20 | 935 | 3700 | 0 | 94.6 | 100.28 | 10 | 0
2030 | SOCO_2_TVA_Transmission | SOCO | TVA_Transmission | Internal | Shoulder | B11 | 25 | 2600 | 0 | 119.81 | 103.81 | 10 | 0
2030 | SOCO_2_TVA_Transmission | SOCO | TVA_Transmission | Internal | Shoulder | B12 | 200 | 2600 | 0 | 95.77 | 94.3 | 10 | 0
2030 | SOCO_2_TVA_Transmission | SOCO | TVA_Transmission | Internal | Shoulder | B13 | 600 | 2600 | 0 | 92.38 | 93.1 | 10 | 0
2030 | SOCO_2_TVA_Transmission | SOCO | TVA_Transmission | Internal | Shoulder | B14 | 900 | 2600 | 0 | 92.38 | 92.91 | 10 | 0
2030 | SOCO_2_TVA_Transmission | SOCO | TVA_Transmission | Internal | Shoulder | B15 | 1203 | 2600 | 0 | 92.38 | 83.38 | 10 | 0
2030 | SOCO_2_TVA_Transmission | SOCO | TVA_Transmission | Internal | Summer | B1 | 10 | 2600 | 0 | 158.39 | 152.3 | 10 | 0
2030 | SOCO_2_TVA_Transmission | SOCO | TVA_Transmission | Internal | Summer | B2 | 25 | 2600 | 0 | 152.47 | 149.54 | 10 | 0
2030 | SOCO_2_TVA_Transmission | SOCO | TVA_Transmission | Internal | Summer | B3 | 75 | 2600 | 0 | 149.4 | 146.39 | 10 | 0
2030 | SOCO_2_TVA_Transmission | SOCO | TVA_Transmission | Internal | Summer | B4 | 100 | 2600 | 0 | 149.4 | 146.39 | 10 | 0
2030 | SOCO_2_TVA_Transmission | SOCO | TVA_Transmission | Internal | Summer | B5 | 200 | 2600 | 0 | 149.4 | 141.86 | 10 | 0
2030 | SOCO_2_TVA_Transmission | SOCO | TVA_Transmission | Internal | Summer | B6 | 300 | 2600 | 0 | 120.17 | 111.17 | 10 | 0
2030 | SOCO_2_TVA_Transmission | SOCO | TVA_Transmission | Internal | Summer | B7 | 400 | 2600 | 0 | 108.36 | 99.36 | 10 | 0
2030 | SOCO_2_TVA_Transmission | SOCO | TVA_Transmission | Internal | Summer | B8 | 500 | 2600 | 0 | 99.34 | 93.57 | 10 | 0
2030 | SOCO_2_TVA_Transmission | SOCO | TVA_Transmission | Internal | Summer | B9 | 800 | 2600 | 0 | 90.88 | 90.47 | 10 | 0
2030 | SOCO_2_TVA_Transmission | SOCO | TVA_Transmission | Internal | Summer | B10 | 1262 | 2600 | 0 | 90.61 | 81.61 | 10 | 0
2030 | SOCO_2_TVA_Transmission | SOCO | TVA_Transmission | Internal | Winter | B16 | 25 | 2600 | 0 | 121.75 | 105.52 | 10 | 0
2030 | SOCO_2_TVA_Transmission | SOCO | TVA_Transmission | Internal | Winter | B17 | 100 | 2600 | 0 | 99.05 | 99.77 | 10 | 0
2030 | SOCO_2_TVA_Transmission | SOCO | TVA_Transmission | Internal | Winter | B18 | 400 | 2600 | 0 | 95.54 | 95.75 | 10 | 0
2030 | SOCO_2_TVA_Transmission | SOCO | TVA_Transmission | Internal | Winter | B19 | 700 | 2600 | 0 | 95.54 | 95.73 | 10 | 0
2030 | SOCO_2_TVA_Transmission | SOCO | TVA_Transmission | Internal | Winter | B20 | 935 | 2600 | 0 | 94.6 | 86.33 | 10 | 0
2030 | SOCO_2_VACAR | SOCO | VACAR | Internal | Shoulder | B11 | 25 | 2000 | 0 | 119.81 | 112.81 | 10 | 0
2030 | SOCO_2_VACAR | SOCO | VACAR | Internal | Shoulder | B12 | 200 | 2000 | 0 | 95.77 | 96.47 | 10 | 0
2030 | SOCO_2_VACAR | SOCO | VACAR | Internal | Shoulder | B13 | 600 | 2000 | 0 | 92.38 | 93.83 | 10 | 0
2030 | SOCO_2_VACAR | SOCO | VACAR | Internal | Shoulder | B14 | 900 | 2000 | 0 | 92.38 | 93.71 | 10 | 0
2030 | SOCO_2_VACAR | SOCO | VACAR | Internal | Shoulder | B15 | 1203 | 2000 | 0 | 92.38 | 82.83 | 10 | 0
2030 | SOCO_2_VACAR | SOCO | VACAR | Internal | Summer | B1 | 10 | 2000 | 0 | 158.39 | 151.39 | 10 | 0
2030 | SOCO_2_VACAR | SOCO | VACAR | Internal | Summer | B2 | 25 | 2000 | 0 | 152.47 | 151.39 | 10 | 0
2030 | SOCO_2_VACAR | SOCO | VACAR | Internal | Summer | B3 | 75 | 2000 | 0 | 149.4 | 151.39 | 10 | 0
2030 | SOCO_2_VACAR | SOCO | VACAR | Internal | Summer | B4 | 100 | 2000 | 0 | 149.4 | 151.39 | 10 | 0
2030 | SOCO_2_VACAR | SOCO | VACAR | Internal | Summer | B5 | 200 | 2000 | 0 | 149.4 | 150.74 | 10 | 0
2030 | SOCO_2_VACAR | SOCO | VACAR | Internal | Summer | B6 | 300 | 2000 | 0 | 120.17 | 113.17 | 10 | 0
2030 | SOCO_2_VACAR | SOCO | VACAR | Internal | Summer | B7 | 400 | 2000 | 0 | 108.36 | 101.36 | 10 | 0
2030 | SOCO_2_VACAR | SOCO | VACAR | Internal | Summer | B8 | 500 | 2000 | 0 | 99.34 | 96.25 | 10 | 0
2030 | SOCO_2_VACAR | SOCO | VACAR | Internal | Summer | B9 | 800 | 2000 | 0 | 90.88 | 83.88 | 10 | 0
2030 | SOCO_2_VACAR | SOCO | VACAR | Internal | Summer | B10 | 1262 | 2000 | 0 | 90.61 | 80.87 | 10 | 0
2030 | SOCO_2_VACAR | SOCO | VACAR | Internal | Winter | B16 | 25 | 2000 | 2000 | 121.75 | 139.27 | 10 | 7.52
2030 | SOCO_2_VACAR | SOCO | VACAR | Internal | Winter | B17 | 100 | 2000 | 0 | 99.05 | 108.77 | 10 | 0
2030 | SOCO_2_VACAR | SOCO | VACAR | Internal | Winter | B18 | 400 | 2000 | 0 | 95.54 | 97.59 | 10 | 0
2030 | SOCO_2_VACAR | SOCO | VACAR | Internal | Winter | B19 | 700 | 2000 | 0 | 95.54 | 97.28 | 10 | 0
2030 | SOCO_2_VACAR | SOCO | VACAR | Internal | Winter | B20 | 935 | 2000 | 0 | 94.6 | 87.21 | 10 | 0
2030 | SPP_N_2_ENT | SPP_N | ENT | Internal | Shoulder | B11 | 25 | 1800 | 0 | 93.79 | 95.81 | 5 | 0
2030 | SPP_N_2_ENT | SPP_N | ENT | Internal | Shoulder | B12 | 200 | 1800 | 0 | 90.16 | 93.53 | 5 | 0
2030 | SPP_N_2_ENT | SPP_N | ENT | Internal | Shoulder | B13 | 600 | 1800 | 0 | 85.83 | 90.37 | 5 | 0
2030 | SPP_N_2_ENT | SPP_N | ENT | Internal | Shoulder | B14 | 900 | 1800 | 1800 | 80.71 | 90.37 | 5 | 4.66
2030 | SPP_N_2_ENT | SPP_N | ENT | Internal | Shoulder | B15 | 1203 | 1800 | 1800 | 78.16 | 83.96 | 5 | 0.8
2030 | SPP_N_2_ENT | SPP_N | ENT | Internal | Summer | B1 | 10 | 1800 | 1019.09 | 144.65 | 149.65 | 5 | 0
2030 | SPP_N_2_ENT | SPP_N | ENT | Internal | Summer | B2 | 25 | 1800 | 0 | 146.26 | 144.47 | 5 | 0
2030 | SPP_N_2_ENT | SPP_N | ENT | Internal | Summer | B3 | 75 | 1800 | 0 | 146.63 | 141.4 | 5 | 0
2030 | SPP_N_2_ENT | SPP_N | ENT | Internal | Summer | B4 | 100 | 1800 | 0 | 140.89 | 141.4 | 5 | 0
2030 | SPP_N_2_ENT | SPP_N | ENT | Internal | Summer | B5 | 200 | 1800 | 0 | 140.86 | 133.95 | 5 | 0
2030 | SPP_N_2_ENT | SPP_N | ENT | Internal | Summer | B6 | 300 | 1800 | 0 | 107.18 | 103.17 | 5 | 0
2030 | SPP_N_2_ENT | SPP_N | ENT | Internal | Summer | B7 | 400 | 1800 | 0 | 95.99 | 92.56 | 5 | 0
2030 | SPP_N_2_ENT | SPP_N | ENT | Internal | Summer | B8 | 500 | 1800 | 0 | 90.58 | 91.87 | 5 | 0
2030 | SPP_N_2_ENT | SPP_N | ENT | Internal | Summer | B9 | 800 | 1800 | 0 | 88.68 | 88.77 | 5 | 0
2030 | SPP_N_2_ENT | SPP_N | ENT | Internal | Summer | B10 | 1262 | 1800 | 1800 | 77.39 | 82.61 | 5 | 0.22
2030 | SPP_N_2_ENT | SPP_N | ENT | Internal | Winter | B16 | 25 | 1800 | 1799.99 | 92.51 | 97.52 | 5 | 0.01
2030 | SPP_N_2_ENT | SPP_N | ENT | Internal | Winter | B17 | 100 | 1800 | 1800 | 86.5 | 95.87 | 5 | 4.37
2030 | SPP_N_2_ENT | SPP_N | ENT | Internal | Winter | B18 | 400 | 1800 | 1800 | 88.09 | 93.53 | 5 | 0.44
2030 | SPP_N_2_ENT | SPP_N | ENT | Internal | Winter | B19 | 700 | 1800 | 1800 | 86.5 | 93.53 | 5 | 2.03
2030 | SPP_N_2_ENT | SPP_N | ENT | Internal | Winter | B20 | 935 | 1800 | 1800 | 81.07 | 86.6 | 5 | 0.53
2030 | SPP_N_2_MISO_MO-IL | SPP_N | MISO_MO-IL | Internal | Shoulder | B11 | 25 | 2000 | 0 | 93.79 | 95.81 | 5 | 0
2030 | SPP_N_2_MISO_MO-IL | SPP_N | MISO_MO-IL | Internal | Shoulder | B12 | 200 | 2000 | 0 | 90.16 | 88.47 | 5 | 0
2030 | SPP_N_2_MISO_MO-IL | SPP_N | MISO_MO-IL | Internal | Shoulder | B13 | 600 | 2000 | 0 | 85.83 | 87.32 | 5 | 0
2030 | SPP_N_2_MISO_MO-IL | SPP_N | MISO_MO-IL | Internal | Shoulder | B14 | 900 | 2000 | 1869.18 | 80.71 | 85.71 | 5 | 0
2030 | SPP_N_2_MISO_MO-IL | SPP_N | MISO_MO-IL | Internal | Shoulder | B15 | 1203 | 2000 | 0 | 78.16 | 75.96 | 5 | 0
2030 | SPP_N_2_MISO_MO-IL | SPP_N | MISO_MO-IL | Internal | Summer | B1 | 10 | 2000 | 0 | 144.65 | 144.3 | 5 | 0
2030 | SPP_N_2_MISO_MO-IL | SPP_N | MISO_MO-IL | Internal | Summer | B2 | 25 | 2000 | 0 | 146.26 | 141.54 | 5 | 0
2030 | SPP_N_2_MISO_MO-IL | SPP_N | MISO_MO-IL | Internal | Summer | B3 | 75 | 2000 | 0 | 146.63 | 141.52 | 5 | 0
2030 | SPP_N_2_MISO_MO-IL | SPP_N | MISO_MO-IL | Internal | Summer | B4 | 100 | 2000 | 0 | 140.89 | 140.86 | 5 | 0
2030 | SPP_N_2_MISO_MO-IL | SPP_N | MISO_MO-IL | Internal | Summer | B5 | 200 | 2000 | 0 | 140.86 | 140.86 | 5 | 0
2030 | SPP_N_2_MISO_MO-IL | SPP_N | MISO_MO-IL | Internal | Summer | B6 | 300 | 2000 | 0 | 107.18 | 107.18 | 5 | 0
2030 | SPP_N_2_MISO_MO-IL | SPP_N | MISO_MO-IL | Internal | Summer | B7 | 400 | 2000 | 0 | 95.99 | 92.16 | 5 | 0
2030 | SPP_N_2_MISO_MO-IL | SPP_N | MISO_MO-IL | Internal | Summer | B8 | 500 | 2000 | 0 | 90.58 | 88.25 | 5 | 0
2030 | SPP_N_2_MISO_MO-IL | SPP_N | MISO_MO-IL | Internal | Summer | B9 | 800 | 2000 | 0 | 88.68 | 83.34 | 5 | 0
2030 | SPP_N_2_MISO_MO-IL | SPP_N | MISO_MO-IL | Internal | Summer | B10 | 1262 | 2000 | 0 | 77.39 | 74.61 | 5 | 0
2030 | SPP_N_2_MISO_MO-IL | SPP_N | MISO_MO-IL | Internal | Winter | B16 | 25 | 2000 | 1999.99 | 92.51 | 97.52 | 5 | 0.01
2030 | SPP_N_2_MISO_MO-IL | SPP_N | MISO_MO-IL | Internal | Winter | B17 | 100 | 2000 | 2000 | 86.5 | 91.77 | 5 | 0.27
2030 | SPP_N_2_MISO_MO-IL | SPP_N | MISO_MO-IL | Internal | Winter | B18 | 400 | 2000 | 0 | 88.09 | 89.44 | 5 | 0
2030 | SPP_N_2_MISO_MO-IL | SPP_N | MISO_MO-IL | Internal | Winter | B19 | 700 | 2000 | 0 | 86.5 | 89.44 | 5 | 0
2030 | SPP_N_2_MISO_MO-IL | SPP_N | MISO_MO-IL | Internal | Winter | B20 | 935 | 2000 | 0 | 81.07 | 78.6 | 5 | 0
2030 | SPP_N_2_MISO_W | SPP_N | MISO_W | Internal | Shoulder | B11 | 25 | 750 | 0 | 93.79 | 93.78 | 5 | 0
2030 | SPP_N_2_MISO_W | SPP_N | MISO_W | Internal | Shoulder | B12 | 200 | 750 | 0 | 90.16 | 88.44 | 5 | 0
2030 | SPP_N_2_MISO_W | SPP_N | MISO_W | Internal | Shoulder | B13 | 600 | 750 | 0 | 85.83 | 85.82 | 5 | 0
2030 | SPP_N_2_MISO_W | SPP_N | MISO_W | Internal | Shoulder | B14 | 900 | 750 | 0 | 80.71 | 73.71 | 5 | 0
2030 | SPP_N_2_MISO_W | SPP_N | MISO_W | Internal | Shoulder | B15 | 1203 | 750 | 0 | 78.16 | 71.16 | 5 | 0
2030 | SPP_N_2_MISO_W | SPP_N | MISO_W | Internal | Summer | B1 | 10 | 750 | 0 | 144.65 | 144.28 | 5 | 0
2030 | SPP_N_2_MISO_W | SPP_N | MISO_W | Internal | Summer | B2 | 25 | 750 | 0 | 146.26 | 141.53 | 5 | 0
2030 | SPP_N_2_MISO_W | SPP_N | MISO_W | Internal | Summer | B3 | 75 | 750 | 0 | 146.63 | 141.53 | 5 | 0
2030 | SPP_N_2_MISO_W | SPP_N | MISO_W | Internal | Summer | B4 | 100 | 750 | 0 | 140.89 | 140.87 | 5 | 0
2030 | SPP_N_2_MISO_W | SPP_N | MISO_W | Internal | Summer | B5 | 200 | 750 | 0 | 140.86 | 140.85 | 5 | 0
2030 | SPP_N_2_MISO_W | SPP_N | MISO_W | Internal | Summer | B6 | 300 | 750 | 0 | 107.18 | 107.17 | 5 | 0
2030 | SPP_N_2_MISO_W | SPP_N | MISO_W | Internal | Summer | B7 | 400 | 750 | 0 | 95.99 | 91.38 | 5 | 0
2030 | SPP_N_2_MISO_W | SPP_N | MISO_W | Internal | Summer | B8 | 500 | 750 | 0 | 90.58 | 85.74 | 5 | 0
2030 | SPP_N_2_MISO_W | SPP_N | MISO_W | Internal | Summer | B9 | 800 | 750 | 0 | 88.68 | 83.32 | 5 | 0
2030 | SPP_N_2_MISO_W | SPP_N | MISO_W | Internal | Summer | B10 | 1262 | 750 | 0 | 77.39 | 70.39 | 5 | 0
2030 | SPP_N_2_MISO_W | SPP_N | MISO_W | Internal | Winter | B16 | 25 | 750 | 0 | 92.51 | 74.07 | 5 | 0
2030 | SPP_N_2_MISO_W | SPP_N | MISO_W | Internal | Winter | B17 | 100 | 750 | 0 | 86.5 | 79.49 | 5 | 0
2030 | SPP_N_2_MISO_W | SPP_N | MISO_W | Internal | Winter | B18 | 400 | 750 | 0 | 88.09 | 81.09 | 5 | 0
2030 | SPP_N_2_MISO_W | SPP_N | MISO_W | Internal | Winter | B19 | 700 | 750 | 0 | 86.5 | 81.09 | 5 | 0
2030 | SPP_N_2_MISO_W | SPP_N | MISO_W | Internal | Winter | B20 | 935 | 750 | 0 | 81.07 | 74.07 | 5 | 0
2030 | SPP_N_2_NE | SPP_N | NE | Internal | Shoulder | B11 | 25 | 332 | 0 | 93.79 | 93.78 | 0.01 | 0
2030 | SPP_N_2_NE | SPP_N | NE | Internal | Shoulder | B12 | 200 | 332 | 0 | 90.16 | 90.15 | 0.01 | 0
2030 | SPP_N_2_NE | SPP_N | NE | Internal | Shoulder | B13 | 600 | 332 | 0 | 85.83 | 85.82 | 0.01 | 0
2030 | SPP_N_2_NE | SPP_N | NE | Internal | Shoulder | B14 | 900 | 332 | 0 | 80.71 | 80.69 | 0.01 | 0
2030 | SPP_N_2_NE | SPP_N | NE | Internal | Shoulder | B15 | 1203 | 332 | 0 | 78.16 | 78.15 | 0.01 | 0
2030 | SPP_N_2_NE | SPP_N | NE | Internal | Summer | B1 | 10 | 332 | 0.02 | 144.65 | 144.64 | 0.01 | 0
2030 | SPP_N_2_NE | SPP_N | NE | Internal | Summer | B2 | 25 | 332 | 0 | 146.26 | 146.25 | 0.01 | 0
2030 | SPP_N_2_NE | SPP_N | NE | Internal | Summer | B3 | 75 | 332 | 0 | 146.63 | 146.25 | 0.01 | 0
2030 | SPP_N_2_NE | SPP_N | NE | Internal | Summer | B4 | 100 | 332 | 0 | 140.89 | 140.87 | 0.01 | 0
2030 | SPP_N_2_NE | SPP_N | NE | Internal | Summer | B5 | 200 | 332 | 0 | 140.86 | 140.85 | 0.01 | 0
2030 | SPP_N_2_NE | SPP_N | NE | Internal | Summer | B6 | 300 | 332 | 0 | 107.18 | 107.17 | 0.01 | 0
2030 | SPP_N_2_NE | SPP_N | NE | Internal | Summer | B7 | 400 | 332 | 0 | 95.99 | 95.98 | 0.01 | 0
2030 | SPP_N_2_NE | SPP_N | NE | Internal | Summer | B8 | 500 | 332 | 0 | 90.58 | 90.57 | 0.01 | 0
2030 | SPP_N_2_NE | SPP_N | NE | Internal | Summer | B9 | 800 | 332 | 0 | 88.68 | 88.67 | 0.01 | 0
2030 | SPP_N_2_NE | SPP_N | NE | Internal | Summer | B10 | 1262 | 332 | 0 | 77.39 | 77.38 | 0.01 | 0
2030 | SPP_N_2_NE | SPP_N | NE | Internal | Winter | B16 | 25 | 332 | 0 | 92.51 | 81.07 | 0.01 | 0
2030 | SPP_N_2_NE | SPP_N | NE | Internal | Winter | B17 | 100 | 332 | 0 | 86.5 | 86.49 | 0.01 | 0
2030 | SPP_N_2_NE | SPP_N | NE | Internal | Winter | B18 | 400 | 332 | 0 | 88.09 | 88.08 | 0.01 | 0
2030 | SPP_N_2_NE | SPP_N | NE | Internal | Winter | B19 | 700 | 332 | 0 | 86.5 | 86.49 | 0.01 | 0
2030 | SPP_N_2_NE | SPP_N | NE | Internal | Winter | B20 | 935 | 332 | 0 | 81.07 | 81.06 | 0.01 | 0
2030 | SPP_N_2_SPP_S | SPP_N | SPP_S | Internal | Shoulder | B11 | 25 | 4000 | 45.21 | 93.79 | 93.8 | 0.01 | 0
2030 | SPP_N_2_SPP_S | SPP_N | SPP_S | Internal | Shoulder | B12 | 200 | 4000 | 1963.55 | 90.16 | 90.17 | 0.01 | 0
2030 | SPP_N_2_SPP_S | SPP_N | SPP_S | Internal | Shoulder | B13 | 600 | 4000 | 1210.12 | 85.83 | 85.84 | 0.01 | 0
2030 | SPP_N_2_SPP_S | SPP_N | SPP_S | Internal | Shoulder | B14 | 900 | 4000 | 0 | 80.71 | 78.1 | 0.01 | 0
2030 | SPP_N_2_SPP_S | SPP_N | SPP_S | Internal | Shoulder | B15 | 1203 | 4000 | 0 | 78.16 | 78.1 | 0.01 | 0
2030 | SPP_N_2_SPP_S | SPP_N | SPP_S | Internal | Summer | B1 | 10 | 4000 | 0 | 144.65 | 92.84 | 0.01 | 0
2030 | SPP_N_2_SPP_S | SPP_N | SPP_S | Internal | Summer | B2 | 25 | 4000 | 0 | 146.26 | 128.95 | 0.01 | 0
2030 | SPP_N_2_SPP_S | SPP_N | SPP_S | Internal | Summer | B3 | 75 | 4000 | 0 | 146.63 | 134.88 | 0.01 | 0
2030 | SPP_N_2_SPP_S | SPP_N | SPP_S | Internal | Summer | B4 | 100 | 4000 | 0 | 140.89 | 128.95 | 0.01 | 0
2030 | SPP_N_2_SPP_S | SPP_N | SPP_S | Internal | Summer | B5 | 200 | 4000 | 0 | 140.86 | 128.95 | 0.01 | 0
2030 | SPP_N_2_SPP_S | SPP_N | SPP_S | Internal | Summer | B6 | 300 | 4000 | 0 | 107.18 | 107.17 | 0.01 | 0
2030 | SPP_N_2_SPP_S | SPP_N | SPP_S | Internal | Summer | B7 | 400 | 4000 | 0 | 95.99 | 95.98 | 0.01 | 0
2030 | SPP_N_2_SPP_S | SPP_N | SPP_S | Internal | Summer | B8 | 500 | 4000 | 124.73 | 90.58 | 90.59 | 0.01 | 0
2030 | SPP_N_2_SPP_S | SPP_N | SPP_S | Internal | Summer | B9 | 800 | 4000 | 1203.03 | 88.68 | 88.69 | 0.01 | 0
2030 | SPP_N_2_SPP_S | SPP_N | SPP_S | Internal | Summer | B10 | 1262 | 4000 | 2809.64 | 77.39 | 77.4 | 0.01 | 0
2030 | SPP_N_2_SPP_S | SPP_N | SPP_S | Internal | Winter | B16 | 25 | 4000 | 1578.22 | 92.51 | 92.52 | 0.01 | 0
2030 | SPP_N_2_SPP_S | SPP_N | SPP_S | Internal | Winter | B17 | 100 | 4000 | 2112.75 | 86.5 | 86.51 | 0.01 | 0
2030 | SPP_N_2_SPP_S | SPP_N | SPP_S | Internal | Winter | B18 | 400 | 4000 | 1470.48 | 88.09 | 88.1 | 0.01 | 0
2030 | SPP_N_2_SPP_S | SPP_N | SPP_S | Internal | Winter | B19 | 700 | 4000 | 919.96 | 86.5 | 86.51 | 0.01 | 0
2030 | SPP_N_2_SPP_S | SPP_N | SPP_S | Internal | Winter | B20 | 935 | 4000 | 0 | 81.07 | 80.95 | 0.01 | 0
2030 | SPP_S_2_ENT | SPP_S | ENT | Internal | Shoulder | B11 | 25 | 850 | 0 | 93.8 | 95.81 | 5 | 0
2030 | SPP_S_2_ENT | SPP_S | ENT | Internal | Shoulder | B12 | 200 | 850 | 0 | 90.17 | 93.53 | 5 | 0
2030 | SPP_S_2_ENT | SPP_S | ENT | Internal | Shoulder | B13 | 600 | 850 | 0 | 85.84 | 90.37 | 5 | 0
2030 | SPP_S_2_ENT | SPP_S | ENT | Internal | Shoulder | B14 | 900 | 850 | 850 | 78.1 | 90.37 | 5 | 7.27
2030 | SPP_S_2_ENT | SPP_S | ENT | Internal | Shoulder | B15 | 1203 | 850 | 850 | 78.1 | 83.96 | 5 | 0.86
2030 | SPP_S_2_ENT | SPP_S | ENT | Internal | Summer | B1 | 10 | 850 | 850 | 92.84 | 149.65 | 5 | 51.81
2030 | SPP_S_2_ENT | SPP_S | ENT | Internal | Summer | B2 | 25 | 850 | 850 | 128.95 | 144.47 | 5 | 10.52
2030 | SPP_S_2_ENT | SPP_S | ENT | Internal | Summer | B3 | 75 | 850 | 850 | 134.88 | 141.4 | 5 | 1.52
2030 | SPP_S_2_ENT | SPP_S | ENT | Internal | Summer | B4 | 100 | 850 | 850 | 128.95 | 141.4 | 5 | 7.46
2030 | SPP_S_2_ENT | SPP_S | ENT | Internal | Summer | B5 | 200 | 850 | 780.89 | 128.95 | 133.95 | 5 | 0
2030 | SPP_S_2_ENT | SPP_S | ENT | Internal | Summer | B6 | 300 | 850 | 0 | 107.17 | 103.17 | 5 | 0
2030 | SPP_S_2_ENT | SPP_S | ENT | Internal | Summer | B7 | 400 | 850 | 0 | 95.98 | 92.56 | 5 | 0
2030 | SPP_S_2_ENT | SPP_S | ENT | Internal | Summer | B8 | 500 | 850 | 0 | 90.59 | 91.87 | 5 | 0
2030 | SPP_S_2_ENT | SPP_S | ENT | Internal | Summer | B9 | 800 | 850 | 0 | 88.69 | 88.77 | 5 | 0
2030 | SPP_S_2_ENT | SPP_S | ENT | Internal | Summer | B10 | 1262 | 850 | 850 | 77.4 | 82.61 | 5 | 0.21
2030 | SPP_S_2_ENT | SPP_S | ENT | Internal | Winter | B16 | 25 | 850 | 291.62 | 92.52 | 97.52 | 5 | 0
2030 | SPP_S_2_ENT | SPP_S | ENT | Internal | Winter | B17 | 100 | 850 | 850 | 86.51 | 95.87 | 5 | 4.36
2030 | SPP_S_2_ENT | SPP_S | ENT | Internal | Winter | B18 | 400 | 850 | 850 | 88.1 | 93.53 | 5 | 0.43
2030 | SPP_S_2_ENT | SPP_S | ENT | Internal | Winter | B19 | 700 | 850 | 850 | 86.51 | 93.53 | 5 | 2.02
2030 | SPP_S_2_ENT | SPP_S | ENT | Internal | Winter | B20 | 935 | 850 | 850 | 80.95 | 86.6 | 5 | 0.65
2030 | SPP_S_2_SPP_N | SPP_S | SPP_N | Internal | Shoulder | B11 | 25 | 640 | 0 | 93.8 | 93.79 | 0.01 | 0
2030 | SPP_S_2_SPP_N | SPP_S | SPP_N | Internal | Shoulder | B12 | 200 | 640 | 0 | 90.17 | 90.16 | 0.01 | 0
2030 | SPP_S_2_SPP_N | SPP_S | SPP_N | Internal | Shoulder | B13 | 600 | 640 | 0 | 85.84 | 85.83 | 0.01 | 0
2030 | SPP_S_2_SPP_N | SPP_S | SPP_N | Internal | Shoulder | B14 | 900 | 640 | 640 | 78.1 | 80.71 | 0.01 | 2.59
2030 | SPP_S_2_SPP_N | SPP_S | SPP_N | Internal | Shoulder | B15 | 1203 | 640 | 640 | 78.1 | 78.16 | 0.01 | 0.05
2030 | SPP_S_2_SPP_N | SPP_S | SPP_N | Internal | Summer | B1 | 10 | 640 | 640 | 92.84 | 144.65 | 0.01 | 51.8
2030 | SPP_S_2_SPP_N | SPP_S | SPP_N | Internal | Summer | B2 | 25 | 640 | 640 | 128.95 | 146.26 | 0.01 | 17.31
2030 | SPP_S_2_SPP_N | SPP_S | SPP_N | Internal | Summer | B3 | 75 | 640 | 640 | 134.88 | 146.63 | 0.01 | 11.74
2030 | SPP_S_2_SPP_N | SPP_S | SPP_N | Internal | Summer | B4 | 100 | 640 | 640 | 128.95 | 140.89 | 0.01 | 11.93
2030 | SPP_S_2_SPP_N | SPP_S | SPP_N | Internal | Summer | B5 | 200 | 640 | 640 | 128.95 | 140.86 | 0.01 | 11.91
2030 | SPP_S_2_SPP_N | SPP_S | SPP_N | Internal | Summer | B6 | 300 | 640 | 596.74 | 107.17 | 107.18 | 0.01 | 0
2030 | SPP_S_2_SPP_N | SPP_S | SPP_N | Internal | Summer | B7 | 400 | 640 | 114.01 | 95.98 | 95.99 | 0.01 | 0
2030 | SPP_S_2_SPP_N | SPP_S | SPP_N | Internal | Summer | B8 | 500 | 640 | 0 | 90.59 | 90.58 | 0.01 | 0
2030 | SPP_S_2_SPP_N | SPP_S | SPP_N | Internal | Summer | B9 | 800 | 640 | 0 | 88.69 | 88.68 | 0.01 | 0
2030 | SPP_S_2_SPP_N | SPP_S | SPP_N | Internal | Summer | B10 | 1262 | 640 | 0 | 77.4 | 77.39 | 0.01 | 0
2030 | SPP_S_2_SPP_N | SPP_S | SPP_N | Internal | Winter | B16 | 25 | 640 | 0 | 92.52 | 92.51 | 0.01 | 0
2030 | SPP_S_2_SPP_N | SPP_S | SPP_N | Internal | Winter | B17 | 100 | 640 | 0 | 86.51 | 86.5 | 0.01 | 0
2030 | SPP_S_2_SPP_N | SPP_S | SPP_N | Internal | Winter | B18 | 400 | 640 | 0 | 88.1 | 88.09 | 0.01 | 0
2030 | SPP_S_2_SPP_N | SPP_S | SPP_N | Internal | Winter | B19 | 700 | 640 | 0 | 86.51 | 86.5 | 0.01 | 0
2030 | SPP_S_2_SPP_N | SPP_S | SPP_N | Internal | Winter | B20 | 935 | 640 | 640 | 80.95 | 81.07 | 0.01 | 0.11
2030 | TVA_2_ENT | TVA | ENT | Internal | Shoulder | B11 | 25 | 500 | 0 | 103.82 | 95.81 | 9 | 0
2030 | TVA_2_ENT | TVA | ENT | Internal | Shoulder | B12 | 200 | 500 | 0 | 92.83 | 93.53 | 9 | 0
2030 | TVA_2_ENT | TVA | ENT | Internal | Shoulder | B13 | 600 | 500 | 0 | 92.5 | 90.37 | 9 | 0
2030 | TVA_2_ENT | TVA | ENT | Internal | Shoulder | B14 | 900 | 500 | 0 | 92.5 | 90.37 | 9 | 0
2030 | TVA_2_ENT | TVA | ENT | Internal | Shoulder | B15 | 1203 | 500 | 0 | 83.39 | 83.96 | 9 | 0
2030 | TVA_2_ENT | TVA | ENT | Internal | Summer | B1 | 10 | 500 | 0 | 152.31 | 149.65 | 9 | 0
2030 | TVA_2_ENT | TVA | ENT | Internal | Summer | B2 | 25 | 500 | 0 | 149.55 | 144.47 | 9 | 0
2030 | TVA_2_ENT | TVA | ENT | Internal | Summer | B3 | 75 | 500 | 0 | 146.4 | 141.4 | 9 | 0
2030 | TVA_2_ENT | TVA | ENT | Internal | Summer | B4 | 100 | 500 | 0 | 146.4 | 141.4 | 9 | 0
2030 | TVA_2_ENT | TVA | ENT | Internal | Summer | B5 | 200 | 500 | 0 | 140.4 | 133.95 | 9 | 0
2030 | TVA_2_ENT | TVA | ENT | Internal | Summer | B6 | 300 | 500 | 0 | 102.17 | 103.17 | 9 | 0
2030 | TVA_2_ENT | TVA | ENT | Internal | Summer | B7 | 400 | 500 | 0 | 91.4 | 92.56 | 9 | 0
2030 | TVA_2_ENT | TVA | ENT | Internal | Summer | B8 | 500 | 500 | 0 | 90.34 | 91.87 | 9 | 0
2030 | TVA_2_ENT | TVA | ENT | Internal | Summer | B9 | 800 | 500 | 0 | 90.34 | 88.77 | 9 | 0
2030 | TVA_2_ENT | TVA | ENT | Internal | Summer | B10 | 1262 | 500 | 0 | 78.24 | 82.61 | 9 | 0
2030 | TVA_2_ENT | TVA | ENT | Internal | Winter | B16 | 25 | 500 | 0 | 105.53 | 97.52 | 9 | 0
2030 | TVA_2_ENT | TVA | ENT | Internal | Winter | B17 | 100 | 500 | 0 | 98.97 | 95.87 | 9 | 0
2030 | TVA_2_ENT | TVA | ENT | Internal | Winter | B18 | 400 | 500 | 0 | 94.81 | 93.53 | 9 | 0
2030 | TVA_2_ENT | TVA | ENT | Internal | Winter | B19 | 700 | 500 | 0 | 94.81 | 93.53 | 9 | 0
2030 | TVA_2_ENT | TVA | ENT | Internal | Winter | B20 | 935 | 500 | 0 | 86.34 | 86.6 | 9 | 0
2030 | TVA_2_MISO_MO-IL | TVA | MISO_MO-IL | Internal | Shoulder | B11 | 25 | 50 | 0 | 103.82 | 95.81 | 9 | 0
2030 | TVA_2_MISO_MO-IL | TVA | MISO_MO-IL | Internal | Shoulder | B12 | 200 | 50 | 0 | 92.83 | 88.47 | 9 | 0
2030 | TVA_2_MISO_MO-IL | TVA | MISO_MO-IL | Internal | Shoulder | B13 | 600 | 50 | 0 | 92.5 | 87.32 | 9 | 0
2030 | TVA_2_MISO_MO-IL | TVA | MISO_MO-IL | Internal | Shoulder | B14 | 900 | 50 | 0 | 92.5 | 85.71 | 9 | 0
2030 | TVA_2_MISO_MO-IL | TVA | MISO_MO-IL | Internal | Shoulder | B15 | 1203 | 50 | 0 | 83.39 | 75.96 | 9 | 0
2030 | TVA_2_MISO_MO-IL | TVA | MISO_MO-IL | Internal | Summer | B1 | 10 | 50 | 0 | 152.31 | 144.3 | 9 | 0
2030 | TVA_2_MISO_MO-IL | TVA | MISO_MO-IL | Internal | Summer | B2 | 25 | 50 | 0 | 149.55 | 141.54 | 9 | 0
2030 | TVA_2_MISO_MO-IL | TVA | MISO_MO-IL | Internal | Summer | B3 | 75 | 50 | 0 | 146.4 | 141.52 | 9 | 0
2030 | TVA_2_MISO_MO-IL | TVA | MISO_MO-IL | Internal | Summer | B4 | 100 | 50 | 0 | 146.4 | 140.86 | 9 | 0
2030 | TVA_2_MISO_MO-IL | TVA | MISO_MO-IL | Internal | Summer | B5 | 200 | 50 | 0 | 140.4 | 140.86 | 9 | 0
2030 | TVA_2_MISO_MO-IL | TVA | MISO_MO-IL | Internal | Summer | B6 | 300 | 50 | 0 | 102.17 | 107.18 | 9 | 0
2030 | TVA_2_MISO_MO-IL | TVA | MISO_MO-IL | Internal | Summer | B7 | 400 | 50 | 0 | 91.4 | 92.16 | 9 | 0
2030 | TVA_2_MISO_MO-IL | TVA | MISO_MO-IL | Internal | Summer | B8 | 500 | 50 | 0 | 90.34 | 88.25 | 9 | 0
2030 | TVA_2_MISO_MO-IL | TVA | MISO_MO-IL | Internal | Summer | B9 | 800 | 50 | 0 | 90.34 | 83.34 | 9 | 0
2030 | TVA_2_MISO_MO-IL | TVA | MISO_MO-IL | Internal | Summer | B10 | 1262 | 50 | 0 | 78.24 | 74.61 | 9 | 0
2030 | TVA_2_MISO_MO-IL | TVA | MISO_MO-IL | Internal | Winter | B16 | 25 | 50 | 0 | 105.53 | 97.52 | 9 | 0
2030 | TVA_2_MISO_MO-IL | TVA | MISO_MO-IL | Internal | Winter | B17 | 100 | 50 | 0 | 98.97 | 91.77 | 9 | 0
2030 | TVA_2_MISO_MO-IL | TVA | MISO_MO-IL | Internal | Winter | B18 | 400 | 50 | 0 | 94.81 | 89.44 | 9 | 0
2030 | TVA_2_MISO_MO-IL | TVA | MISO_MO-IL | Internal | Winter | B19 | 700 | 50 | 0 | 94.81 | 89.44 | 9 | 0
2030 | TVA_2_MISO_MO-IL | TVA | MISO_MO-IL | Internal | Winter | B20 | 935 | 50 | 0 | 86.34 | 78.6 | 9 | 0
2030 | TVA_2_NonRTO_Midwest | TVA | NonRTO_Midwest | Internal | Shoulder | B11 | 25 | 100 | 0 | 103.82 | 103.8 | 9 | 0
2030 | TVA_2_NonRTO_Midwest | TVA | NonRTO_Midwest | Internal | Shoulder | B12 | 200 | 100 | 0 | 92.83 | 96.45 | 9 | 0
2030 | TVA_2_NonRTO_Midwest | TVA | NonRTO_Midwest | Internal | Shoulder | B13 | 600 | 100 | 0 | 92.5 | 95.31 | 9 | 0
2030 | TVA_2_NonRTO_Midwest | TVA | NonRTO_Midwest | Internal | Shoulder | B14 | 900 | 100 | 0 | 92.5 | 93.71 | 9 | 0
2030 | TVA_2_NonRTO_Midwest | TVA | NonRTO_Midwest | Internal | Shoulder | B15 | 1203 | 100 | 0 | 83.39 | 83.44 | 9 | 0
2030 | TVA_2_NonRTO_Midwest | TVA | NonRTO_Midwest | Internal | Summer | B1 | 10 | 100 | 0 | 152.31 | 147.28 | 9 | 0
2030 | TVA_2_NonRTO_Midwest | TVA | NonRTO_Midwest | Internal | Summer | B2 | 25 | 100 | 0 | 149.55 | 147.28 | 9 | 0
2030 | TVA_2_NonRTO_Midwest | TVA | NonRTO_Midwest | Internal | Summer | B3 | 75 | 100 | 0 | 146.4 | 147.28 | 9 | 0
2030 | TVA_2_NonRTO_Midwest | TVA | NonRTO_Midwest | Internal | Summer | B4 | 100 | 100 | 0 | 146.4 | 147.28 | 9 | 0
2030 | TVA_2_NonRTO_Midwest | TVA | NonRTO_Midwest | Internal | Summer | B5 | 200 | 100 | 0 | 140.4 | 144.85 | 9 | 0
2030 | TVA_2_NonRTO_Midwest | TVA | NonRTO_Midwest | Internal | Summer | B6 | 300 | 100 | 56.25 | 102.17 | 111.17 | 9 | 0
2030 | TVA_2_NonRTO_Midwest | TVA | NonRTO_Midwest | Internal | Summer | B7 | 400 | 100 | 0 | 91.4 | 100.15 | 9 | 0
2030 | TVA_2_NonRTO_Midwest | TVA | NonRTO_Midwest | Internal | Summer | B8 | 500 | 100 | 0 | 90.34 | 96.24 | 9 | 0
2030 | TVA_2_NonRTO_Midwest | TVA | NonRTO_Midwest | Internal | Summer | B9 | 800 | 100 | 0 | 90.34 | 91.33 | 9 | 0
2030 | TVA_2_NonRTO_Midwest | TVA | NonRTO_Midwest | Internal | Summer | B10 | 1262 | 100 | 0 | 78.24 | 78.03 | 9 | 0
2030 | TVA_2_NonRTO_Midwest | TVA | NonRTO_Midwest | Internal | Winter | B16 | 25 | 100 | 0 | 105.53 | 105.51 | 9 | 0
2030 | TVA_2_NonRTO_Midwest | TVA | NonRTO_Midwest | Internal | Winter | B17 | 100 | 100 | 0 | 98.97 | 99.76 | 9 | 0
2030 | TVA_2_NonRTO_Midwest | TVA | NonRTO_Midwest | Internal | Winter | B18 | 400 | 100 | 0 | 94.81 | 97.43 | 9 | 0
2030 | TVA_2_NonRTO_Midwest | TVA | NonRTO_Midwest | Internal | Winter | B19 | 700 | 100 | 0 | 94.81 | 97.43 | 9 | 0
2030 | TVA_2_NonRTO_Midwest | TVA | NonRTO_Midwest | Internal | Winter | B20 | 935 | 100 | 0 | 86.34 | 86.59 | 9 | 0
2030 | TVA_2_PJM_ROR | TVA | PJM_ROR | Internal | Shoulder | B11 | 25 | 500 | 0 | 103.82 | 94 | 9 | 0
2030 | TVA_2_PJM_ROR | TVA | PJM_ROR | Internal | Shoulder | B12 | 200 | 500 | 0 | 92.83 | 90.47 | 9 | 0
2030 | TVA_2_PJM_ROR | TVA | PJM_ROR | Internal | Shoulder | B13 | 600 | 500 | 0 | 92.5 | 87.83 | 9 | 0
2030 | TVA_2_PJM_ROR | TVA | PJM_ROR | Internal | Shoulder | B14 | 900 | 500 | 0 | 92.5 | 87.71 | 9 | 0
2030 | TVA_2_PJM_ROR | TVA | PJM_ROR | Internal | Shoulder | B15 | 1203 | 500 | 0 | 83.39 | 77.38 | 9 | 0
2030 | TVA_2_PJM_ROR | TVA | PJM_ROR | Internal | Summer | B1 | 10 | 500 | 0 | 152.31 | 142.3 | 9 | 0
2030 | TVA_2_PJM_ROR | TVA | PJM_ROR | Internal | Summer | B2 | 25 | 500 | 0 | 149.55 | 140.39 | 9 | 0
2030 | TVA_2_PJM_ROR | TVA | PJM_ROR | Internal | Summer | B3 | 75 | 500 | 0 | 146.4 | 140.39 | 9 | 0
2030 | TVA_2_PJM_ROR | TVA | PJM_ROR | Internal | Summer | B4 | 100 | 500 | 0 | 146.4 | 140.39 | 9 | 0
2030 | TVA_2_PJM_ROR | TVA | PJM_ROR | Internal | Summer | B5 | 200 | 500 | 0 | 140.4 | 138.86 | 9 | 0
2030 | TVA_2_PJM_ROR | TVA | PJM_ROR | Internal | Summer | B6 | 300 | 500 | 0 | 102.17 | 105.17 | 9 | 0
2030 | TVA_2_PJM_ROR | TVA | PJM_ROR | Internal | Summer | B7 | 400 | 500 | 0 | 91.4 | 93.36 | 9 | 0
2030 | TVA_2_PJM_ROR | TVA | PJM_ROR | Internal | Summer | B8 | 500 | 500 | 0 | 90.34 | 90.25 | 9 | 0
2030 | TVA_2_PJM_ROR | TVA | PJM_ROR | Internal | Summer | B9 | 800 | 500 | 0 | 90.34 | 85.34 | 9 | 0
2030 | TVA_2_PJM_ROR | TVA | PJM_ROR | Internal | Summer | B10 | 1262 | 500 | 0 | 78.24 | 75.61 | 9 | 0
2030 | TVA_2_PJM_ROR | TVA | PJM_ROR | Internal | Winter | B16 | 25 | 500 | 0 | 105.53 | 95.92 | 9 | 0
2030 | TVA_2_PJM_ROR | TVA | PJM_ROR | Internal | Winter | B17 | 100 | 500 | 0 | 98.97 | 95.92 | 9 | 0
2030 | TVA_2_PJM_ROR | TVA | PJM_ROR | Internal | Winter | B18 | 400 | 500 | 0 | 94.81 | 91.28 | 9 | 0
2030 | TVA_2_PJM_ROR | TVA | PJM_ROR | Internal | Winter | B19 | 700 | 500 | 0 | 94.81 | 91.28 | 9 | 0
2030 | TVA_2_PJM_ROR | TVA | PJM_ROR | Internal | Winter | B20 | 935 | 500 | 0 | 86.34 | 80.33 | 9 | 0
2030 | TVA_2_SOCO | TVA | SOCO | Internal | Shoulder | B11 | 25 | 500 | 500 | 103.82 | 119.81 | 9 | 6.99
2030 | TVA_2_SOCO | TVA | SOCO | Internal | Shoulder | B12 | 200 | 500 | 0 | 92.83 | 95.77 | 9 | 0
2030 | TVA_2_SOCO | TVA | SOCO | Internal | Shoulder | B13 | 600 | 500 | 0 | 92.5 | 92.38 | 9 | 0
2030 | TVA_2_SOCO | TVA | SOCO | Internal | Shoulder | B14 | 900 | 500 | 0 | 92.5 | 92.38 | 9 | 0
2030 | TVA_2_SOCO | TVA | SOCO | Internal | Shoulder | B15 | 1203 | 500 | 0 | 83.39 | 92.38 | 9 | 0
2030 | TVA_2_SOCO | TVA | SOCO | Internal | Summer | B1 | 10 | 500 | 0 | 152.31 | 158.39 | 9 | 0
2030 | TVA_2_SOCO | TVA | SOCO | Internal | Summer | B2 | 25 | 500 | 0 | 149.55 | 152.47 | 9 | 0
2030 | TVA_2_SOCO | TVA | SOCO | Internal | Summer | B3 | 75 | 500 | 0 | 146.4 | 149.4 | 9 | 0
2030 | TVA_2_SOCO | TVA | SOCO | Internal | Summer | B4 | 100 | 500 | 0 | 146.4 | 149.4 | 9 | 0
2030 | TVA_2_SOCO | TVA | SOCO | Internal | Summer | B5 | 200 | 500 | 106.28 | 140.4 | 149.4 | 9 | 0
2030 | TVA_2_SOCO | TVA | SOCO | Internal | Summer | B6 | 300 | 500 | 500 | 102.17 | 120.17 | 9 | 9
2030 | TVA_2_SOCO | TVA | SOCO | Internal | Summer | B7 | 400 | 500 | 500 | 91.4 | 108.36 | 9 | 7.97
2030 | TVA_2_SOCO | TVA | SOCO | Internal | Summer | B8 | 500 | 500 | 354.52 | 90.34 | 99.34 | 9 | 0
2030 | TVA_2_SOCO | TVA | SOCO | Internal | Summer | B9 | 800 | 500 | 0 | 90.34 | 90.88 | 9 | 0
2030 | TVA_2_SOCO | TVA | SOCO | Internal | Summer | B10 | 1262 | 500 | 500 | 78.24 | 90.61 | 9 | 3.37
2030 | TVA_2_SOCO | TVA | SOCO | Internal | Winter | B16 | 25 | 500 | 500 | 105.53 | 121.75 | 9 | 7.22
2030 | TVA_2_SOCO | TVA | SOCO | Internal | Winter | B17 | 100 | 500 | 0 | 98.97 | 99.05 | 9 | 0
2030 | TVA_2_SOCO | TVA | SOCO | Internal | Winter | B18 | 400 | 500 | 0 | 94.81 | 95.54 | 9 | 0
2030 | TVA_2_SOCO | TVA | SOCO | Internal | Winter | B19 | 700 | 500 | 0 | 94.81 | 95.54 | 9 | 0
2030 | TVA_2_SOCO | TVA | SOCO | Internal | Winter | B20 | 935 | 500 | 0 | 86.34 | 94.6 | 9 | 0
2030 | TVA_2_VACAR | TVA | VACAR | Internal | Shoulder | B11 | 25 | 150 | 0.01 | 103.82 | 112.81 | 9 | 0
2030 | TVA_2_VACAR | TVA | VACAR | Internal | Shoulder | B12 | 200 | 150 | 0 | 92.83 | 96.47 | 9 | 0
2030 | TVA_2_VACAR | TVA | VACAR | Internal | Shoulder | B13 | 600 | 150 | 0 | 92.5 | 93.83 | 9 | 0
2030 | TVA_2_VACAR | TVA | VACAR | Internal | Shoulder | B14 | 900 | 150 | 0 | 92.5 | 93.71 | 9 | 0
2030 | TVA_2_VACAR | TVA | VACAR | Internal | Shoulder | B15 | 1203 | 150 | 0 | 83.39 | 82.83 | 9 | 0
2030 | TVA_2_VACAR | TVA | VACAR | Internal | Summer | B1 | 10 | 150 | 0 | 152.31 | 151.39 | 9 | 0
2030 | TVA_2_VACAR | TVA | VACAR | Internal | Summer | B2 | 25 | 150 | 0 | 149.55 | 151.39 | 9 | 0
2030 | TVA_2_VACAR | TVA | VACAR | Internal | Summer | B3 | 75 | 150 | 0 | 146.4 | 151.39 | 9 | 0
2030 | TVA_2_VACAR | TVA | VACAR | Internal | Summer | B4 | 100 | 150 | 0 | 146.4 | 151.39 | 9 | 0
2030 | TVA_2_VACAR | TVA | VACAR | Internal | Summer | B5 | 200 | 150 | 150 | 140.4 | 150.74 | 9 | 1.34
2030 | TVA_2_VACAR | TVA | VACAR | Internal | Summer | B6 | 300 | 150 | 150 | 102.17 | 113.17 | 9 | 2
2030 | TVA_2_VACAR | TVA | VACAR | Internal | Summer | B7 | 400 | 150 | 150 | 91.4 | 101.36 | 9 | 0.97
2030 | TVA_2_VACAR | TVA | VACAR | Internal | Summer | B8 | 500 | 150 | 0 | 90.34 | 96.25 | 9 | 0
2030 | TVA_2_VACAR | TVA | VACAR | Internal | Summer | B9 | 800 | 150 | 0 | 90.34 | 83.88 | 9 | 0
2030 | TVA_2_VACAR | TVA | VACAR | Internal | Summer | B10 | 1262 | 150 | 0 | 78.24 | 80.87 | 9 | 0
2030 | TVA_2_VACAR | TVA | VACAR | Internal | Winter | B16 | 25 | 150 | 150 | 105.53 | 139.27 | 9 | 24.74
2030 | TVA_2_VACAR | TVA | VACAR | Internal | Winter | B17 | 100 | 150 | 150 | 98.97 | 108.77 | 9 | 0.8
2030 | TVA_2_VACAR | TVA | VACAR | Internal | Winter | B18 | 400 | 150 | 0 | 94.81 | 97.59 | 9 | 0
2030 | TVA_2_VACAR | TVA | VACAR | Internal | Winter | B19 | 700 | 150 | 0 | 94.81 | 97.28 | 9 | 0
2030 | TVA_2_VACAR | TVA | VACAR | Internal | Winter | B20 | 935 | 150 | 0 | 86.34 | 87.21 | 9 | 0
2030 | TVA_Transmission_2_ENT | TVA_Transmission | ENT | Internal | Shoulder | B11 | 25 | 3000 | 0 | 103.81 | 95.81 | 9 | 0
2030 | TVA_Transmission_2_ENT | TVA_Transmission | ENT | Internal | Shoulder | B12 | 200 | 3000 | 0 | 94.3 | 93.53 | 9 | 0
2030 | TVA_Transmission_2_ENT | TVA_Transmission | ENT | Internal | Shoulder | B13 | 600 | 3000 | 0 | 93.1 | 90.37 | 9 | 0
2030 | TVA_Transmission_2_ENT | TVA_Transmission | ENT | Internal | Shoulder | B14 | 900 | 3000 | 0 | 92.91 | 90.37 | 9 | 0
2030 | TVA_Transmission_2_ENT | TVA_Transmission | ENT | Internal | Shoulder | B15 | 1203 | 3000 | 0 | 83.38 | 83.96 | 9 | 0
2030 | TVA_Transmission_2_ENT | TVA_Transmission | ENT | Internal | Summer | B1 | 10 | 3000 | 0 | 152.3 | 149.65 | 9 | 0
2030 | TVA_Transmission_2_ENT | TVA_Transmission | ENT | Internal | Summer | B2 | 25 | 3000 | 0 | 149.54 | 144.47 | 9 | 0
2030 | TVA_Transmission_2_ENT | TVA_Transmission | ENT | Internal | Summer | B3 | 75 | 3000 | 0 | 146.39 | 141.4 | 9 | 0
2030 | TVA_Transmission_2_ENT | TVA_Transmission | ENT | Internal | Summer | B4 | 100 | 3000 | 0 | 146.39 | 141.4 | 9 | 0
2030 | TVA_Transmission_2_ENT | TVA_Transmission | ENT | Internal | Summer | B5 | 200 | 3000 | 0 | 141.86 | 133.95 | 9 | 0
2030 | TVA_Transmission_2_ENT | TVA_Transmission | ENT | Internal | Summer | B6 | 300 | 3000 | 0 | 111.17 | 103.17 | 9 | 0
2030 | TVA_Transmission_2_ENT | TVA_Transmission | ENT | Internal | Summer | B7 | 400 | 3000 | 0 | 99.36 | 92.56 | 9 | 0
2030 | TVA_Transmission_2_ENT | TVA_Transmission | ENT | Internal | Summer | B8 | 500 | 3000 | 0 | 93.57 | 91.87 | 9 | 0
2030 | TVA_Transmission_2_ENT | TVA_Transmission | ENT | Internal | Summer | B9 | 800 | 3000 | 0 | 90.47 | 88.77 | 9 | 0
2030 | TVA_Transmission_2_ENT | TVA_Transmission | ENT | Internal | Summer | B10 | 1262 | 3000 | 0 | 81.61 | 82.61 | 9 | 0
2030 | TVA_Transmission_2_ENT | TVA_Transmission | ENT | Internal | Winter | B16 | 25 | 3000 | 0 | 105.52 | 97.52 | 9 | 0
2030 | TVA_Transmission_2_ENT | TVA_Transmission | ENT | Internal | Winter | B17 | 100 | 3000 | 0 | 99.77 | 95.87 | 9 | 0
2030 | TVA_Transmission_2_ENT | TVA_Transmission | ENT | Internal | Winter | B18 | 400 | 3000 | 0 | 95.75 | 93.53 | 9 | 0
2030 | TVA_Transmission_2_ENT | TVA_Transmission | ENT | Internal | Winter | B19 | 700 | 3000 | 0 | 95.73 | 93.53 | 9 | 0
2030 | TVA_Transmission_2_ENT | TVA_Transmission | ENT | Internal | Winter | B20 | 935 | 3000 | 0 | 86.33 | 86.6 | 9 | 0
2030 | TVA_Transmission_2_MISO_MO-IL | TVA_Transmission | MISO_MO-IL | Internal | Shoulder | B11 | 25 | 4000 | 0 | 103.81 | 95.81 | 9 | 0
2030 | TVA_Transmission_2_MISO_MO-IL | TVA_Transmission | MISO_MO-IL | Internal | Shoulder | B12 | 200 | 4000 | 0 | 94.3 | 88.47 | 9 | 0
2030 | TVA_Transmission_2_MISO_MO-IL | TVA_Transmission | MISO_MO-IL | Internal | Shoulder | B13 | 600 | 4000 | 0 | 93.1 | 87.32 | 9 | 0
2030 | TVA_Transmission_2_MISO_MO-IL | TVA_Transmission | MISO_MO-IL | Internal | Shoulder | B14 | 900 | 4000 | 0 | 92.91 | 85.71 | 9 | 0
2030 | TVA_Transmission_2_MISO_MO-IL | TVA_Transmission | MISO_MO-IL | Internal | Shoulder | B15 | 1203 | 4000 | 0 | 83.38 | 75.96 | 9 | 0
2030 | TVA_Transmission_2_MISO_MO-IL | TVA_Transmission | MISO_MO-IL | Internal | Summer | B1 | 10 | 4000 | 0 | 152.3 | 144.3 | 9 | 0
2030 | TVA_Transmission_2_MISO_MO-IL | TVA_Transmission | MISO_MO-IL | Internal | Summer | B2 | 25 | 4000 | 0 | 149.54 | 141.54 | 9 | 0
2030 | TVA_Transmission_2_MISO_MO-IL | TVA_Transmission | MISO_MO-IL | Internal | Summer | B3 | 75 | 4000 | 0 | 146.39 | 141.52 | 9 | 0
2030 | TVA_Transmission_2_MISO_MO-IL | TVA_Transmission | MISO_MO-IL | Internal | Summer | B4 | 100 | 4000 | 0 | 146.39 | 140.86 | 9 | 0
2030 | TVA_Transmission_2_MISO_MO-IL | TVA_Transmission | MISO_MO-IL | Internal | Summer | B5 | 200 | 4000 | 0 | 141.86 | 140.86 | 9 | 0
2030 | TVA_Transmission_2_MISO_MO-IL | TVA_Transmission | MISO_MO-IL | Internal | Summer | B6 | 300 | 4000 | 0 | 111.17 | 107.18 | 9 | 0
2030 | TVA_Transmission_2_MISO_MO-IL | TVA_Transmission | MISO_MO-IL | Internal | Summer | B7 | 400 | 4000 | 0 | 99.36 | 92.16 | 9 | 0
2030 | TVA_Transmission_2_MISO_MO-IL | TVA_Transmission | MISO_MO-IL | Internal | Summer | B8 | 500 | 4000 | 0 | 93.57 | 88.25 | 9 | 0
2030 | TVA_Transmission_2_MISO_MO-IL | TVA_Transmission | MISO_MO-IL | Internal | Summer | B9 | 800 | 4000 | 0 | 90.47 | 83.34 | 9 | 0
2030 | TVA_Transmission_2_MISO_MO-IL | TVA_Transmission | MISO_MO-IL | Internal | Summer | B10 | 1262 | 4000 | 0 | 81.61 | 74.61 | 9 | 0
2030 | TVA_Transmission_2_MISO_MO-IL | TVA_Transmission | MISO_MO-IL | Internal | Winter | B16 | 25 | 4000 | 0 | 105.52 | 97.52 | 9 | 0
2030 | TVA_Transmission_2_MISO_MO-IL | TVA_Transmission | MISO_MO-IL | Internal | Winter | B17 | 100 | 4000 | 0 | 99.77 | 91.77 | 9 | 0
2030 | TVA_Transmission_2_MISO_MO-IL | TVA_Transmission | MISO_MO-IL | Internal | Winter | B18 | 400 | 4000 | 0 | 95.75 | 89.44 | 9 | 0
2030 | TVA_Transmission_2_MISO_MO-IL | TVA_Transmission | MISO_MO-IL | Internal | Winter | B19 | 700 | 4000 | 0 | 95.73 | 89.44 | 9 | 0
2030 | TVA_Transmission_2_MISO_MO-IL | TVA_Transmission | MISO_MO-IL | Internal | Winter | B20 | 935 | 4000 | 0 | 86.33 | 78.6 | 9 | 0
2030 | TVA_Transmission_2_NonRTO_Midwest | TVA_Transmission | NonRTO_Midwest | Internal | Shoulder | B11 | 25 | 700 | 0 | 103.81 | 103.8 | 9 | 0
2030 | TVA_Transmission_2_NonRTO_Midwest | TVA_Transmission | NonRTO_Midwest | Internal | Shoulder | B12 | 200 | 700 | 0 | 94.3 | 96.45 | 9 | 0
2030 | TVA_Transmission_2_NonRTO_Midwest | TVA_Transmission | NonRTO_Midwest | Internal | Shoulder | B13 | 600 | 700 | 0 | 93.1 | 95.31 | 9 | 0
2030 | TVA_Transmission_2_NonRTO_Midwest | TVA_Transmission | NonRTO_Midwest | Internal | Shoulder | B14 | 900 | 700 | 0 | 92.91 | 93.71 | 9 | 0
2030 | TVA_Transmission_2_NonRTO_Midwest | TVA_Transmission | NonRTO_Midwest | Internal | Shoulder | B15 | 1203 | 700 | 0 | 83.38 | 83.44 | 9 | 0
2030 | TVA_Transmission_2_NonRTO_Midwest | TVA_Transmission | NonRTO_Midwest | Internal | Summer | B1 | 10 | 700 | 0 | 152.3 | 147.28 | 9 | 0
2030 | TVA_Transmission_2_NonRTO_Midwest | TVA_Transmission | NonRTO_Midwest | Internal | Summer | B2 | 25 | 700 | 0 | 149.54 | 147.28 | 9 | 0
2030 | TVA_Transmission_2_NonRTO_Midwest | TVA_Transmission | NonRTO_Midwest | Internal | Summer | B3 | 75 | 700 | 0 | 146.39 | 147.28 | 9 | 0
2030 | TVA_Transmission_2_NonRTO_Midwest | TVA_Transmission | NonRTO_Midwest | Internal | Summer | B4 | 100 | 700 | 0 | 146.39 | 147.28 | 9 | 0
2030 | TVA_Transmission_2_NonRTO_Midwest | TVA_Transmission | NonRTO_Midwest | Internal | Summer | B5 | 200 | 700 | 0 | 141.86 | 144.85 | 9 | 0
2030 | TVA_Transmission_2_NonRTO_Midwest | TVA_Transmission | NonRTO_Midwest | Internal | Summer | B6 | 300 | 700 | 0 | 111.17 | 111.17 | 9 | 0
2030 | TVA_Transmission_2_NonRTO_Midwest | TVA_Transmission | NonRTO_Midwest | Internal | Summer | B7 | 400 | 700 | 0 | 99.36 | 100.15 | 9 | 0
2030 | TVA_Transmission_2_NonRTO_Midwest | TVA_Transmission | NonRTO_Midwest | Internal | Summer | B8 | 500 | 700 | 0 | 93.57 | 96.24 | 9 | 0
2030 | TVA_Transmission_2_NonRTO_Midwest | TVA_Transmission | NonRTO_Midwest | Internal | Summer | B9 | 800 | 700 | 0 | 90.47 | 91.33 | 9 | 0
2030 | TVA_Transmission_2_NonRTO_Midwest | TVA_Transmission | NonRTO_Midwest | Internal | Summer | B10 | 1262 | 700 | 0 | 81.61 | 78.03 | 9 | 0
2030 | TVA_Transmission_2_NonRTO_Midwest | TVA_Transmission | NonRTO_Midwest | Internal | Winter | B16 | 25 | 700 | 0 | 105.52 | 105.51 | 9 | 0
2030 | TVA_Transmission_2_NonRTO_Midwest | TVA_Transmission | NonRTO_Midwest | Internal | Winter | B17 | 100 | 700 | 0 | 99.77 | 99.76 | 9 | 0
2030 | TVA_Transmission_2_NonRTO_Midwest | TVA_Transmission | NonRTO_Midwest | Internal | Winter | B18 | 400 | 700 | 0 | 95.75 | 97.43 | 9 | 0
2030 | TVA_Transmission_2_NonRTO_Midwest | TVA_Transmission | NonRTO_Midwest | Internal | Winter | B19 | 700 | 700 | 0 | 95.73 | 97.43 | 9 | 0
2030 | TVA_Transmission_2_NonRTO_Midwest | TVA_Transmission | NonRTO_Midwest | Internal | Winter | B20 | 935 | 700 | 0 | 86.33 | 86.59 | 9 | 0
2030 | TVA_Transmission_2_PJM_ROR | TVA_Transmission | PJM_ROR | Internal | Shoulder | B11 | 25 | 2000 | 0 | 103.81 | 94 | 9 | 0
2030 | TVA_Transmission_2_PJM_ROR | TVA_Transmission | PJM_ROR | Internal | Shoulder | B12 | 200 | 2000 | 0 | 94.3 | 90.47 | 9 | 0
2030 | TVA_Transmission_2_PJM_ROR | TVA_Transmission | PJM_ROR | Internal | Shoulder | B13 | 600 | 2000 | 0 | 93.1 | 87.83 | 9 | 0
2030 | TVA_Transmission_2_PJM_ROR | TVA_Transmission | PJM_ROR | Internal | Shoulder | B14 | 900 | 2000 | 0 | 92.91 | 87.71 | 9 | 0
2030 | TVA_Transmission_2_PJM_ROR | TVA_Transmission | PJM_ROR | Internal | Shoulder | B15 | 1203 | 2000 | 0 | 83.38 | 77.38 | 9 | 0
2030 | TVA_Transmission_2_PJM_ROR | TVA_Transmission | PJM_ROR | Internal | Summer | B1 | 10 | 2000 | 0 | 152.3 | 142.3 | 9 | 0
2030 | TVA_Transmission_2_PJM_ROR | TVA_Transmission | PJM_ROR | Internal | Summer | B2 | 25 | 2000 | 0 | 149.54 | 140.39 | 9 | 0
2030 | TVA_Transmission_2_PJM_ROR | TVA_Transmission | PJM_ROR | Internal | Summer | B3 | 75 | 2000 | 0 | 146.39 | 140.39 | 9 | 0
2030 | TVA_Transmission_2_PJM_ROR | TVA_Transmission | PJM_ROR | Internal | Summer | B4 | 100 | 2000 | 0 | 146.39 | 140.39 | 9 | 0
2030 | TVA_Transmission_2_PJM_ROR | TVA_Transmission | PJM_ROR | Internal | Summer | B5 | 200 | 2000 | 0 | 141.86 | 138.86 | 9 | 0
2030 | TVA_Transmission_2_PJM_ROR | TVA_Transmission | PJM_ROR | Internal | Summer | B6 | 300 | 2000 | 0 | 111.17 | 105.17 | 9 | 0
2030 | TVA_Transmission_2_PJM_ROR | TVA_Transmission | PJM_ROR | Internal | Summer | B7 | 400 | 2000 | 0 | 99.36 | 93.36 | 9 | 0
2030 | TVA_Transmission_2_PJM_ROR | TVA_Transmission | PJM_ROR | Internal | Summer | B8 | 500 | 2000 | 0 | 93.57 | 90.25 | 9 | 0
2030 | TVA_Transmission_2_PJM_ROR | TVA_Transmission | PJM_ROR | Internal | Summer | B9 | 800 | 2000 | 0 | 90.47 | 85.34 | 9 | 0
2030 | TVA_Transmission_2_PJM_ROR | TVA_Transmission | PJM_ROR | Internal | Summer | B10 | 1262 | 2000 | 0 | 81.61 | 75.61 | 9 | 0
2030 | TVA_Transmission_2_PJM_ROR | TVA_Transmission | PJM_ROR | Internal | Winter | B16 | 25 | 2000 | 0 | 105.52 | 95.92 | 9 | 0
2030 | TVA_Transmission_2_PJM_ROR | TVA_Transmission | PJM_ROR | Internal | Winter | B17 | 100 | 2000 | 0 | 99.77 | 95.92 | 9 | 0
2030 | TVA_Transmission_2_PJM_ROR | TVA_Transmission | PJM_ROR | Internal | Winter | B18 | 400 | 2000 | 0 | 95.75 | 91.28 | 9 | 0
2030 | TVA_Transmission_2_PJM_ROR | TVA_Transmission | PJM_ROR | Internal | Winter | B19 | 700 | 2000 | 0 | 95.73 | 91.28 | 9 | 0
2030 | TVA_Transmission_2_PJM_ROR | TVA_Transmission | PJM_ROR | Internal | Winter | B20 | 935 | 2000 | 0 | 86.33 | 80.33 | 9 | 0
2030 | TVA_Transmission_2_SOCO | TVA_Transmission | SOCO | Internal | Shoulder | B11 | 25 | 3200 | 3200 | 103.81 | 119.81 | 9 | 7
2030 | TVA_Transmission_2_SOCO | TVA_Transmission | SOCO | Internal | Shoulder | B12 | 200 | 3200 | 0 | 94.3 | 95.77 | 9 | 0
2030 | TVA_Transmission_2_SOCO | TVA_Transmission | SOCO | Internal | Shoulder | B13 | 600 | 3200 | 0 | 93.1 | 92.38 | 9 | 0
2030 | TVA_Transmission_2_SOCO | TVA_Transmission | SOCO | Internal | Shoulder | B14 | 900 | 3200 | 0 | 92.91 | 92.38 | 9 | 0
2030 | TVA_Transmission_2_SOCO | TVA_Transmission | SOCO | Internal | Shoulder | B15 | 1203 | 3200 | 216.24 | 83.38 | 92.38 | 9 | 0
2030 | TVA_Transmission_2_SOCO | TVA_Transmission | SOCO | Internal | Summer | B1 | 10 | 3200 | 0 | 152.3 | 158.39 | 9 | 0
2030 | TVA_Transmission_2_SOCO | TVA_Transmission | SOCO | Internal | Summer | B2 | 25 | 3200 | 0 | 149.54 | 152.47 | 9 | 0
2030 | TVA_Transmission_2_SOCO | TVA_Transmission | SOCO | Internal | Summer | B3 | 75 | 3200 | 0 | 146.39 | 149.4 | 9 | 0
2030 | TVA_Transmission_2_SOCO | TVA_Transmission | SOCO | Internal | Summer | B4 | 100 | 3200 | 0 | 146.39 | 149.4 | 9 | 0
2030 | TVA_Transmission_2_SOCO | TVA_Transmission | SOCO | Internal | Summer | B5 | 200 | 3200 | 0 | 141.86 | 149.4 | 9 | 0
2030 | TVA_Transmission_2_SOCO | TVA_Transmission | SOCO | Internal | Summer | B6 | 300 | 3200 | 1375.78 | 111.17 | 120.17 | 9 | 0
2030 | TVA_Transmission_2_SOCO | TVA_Transmission | SOCO | Internal | Summer | B7 | 400 | 3200 | 577.09 | 99.36 | 108.36 | 9 | 0
2030 | TVA_Transmission_2_SOCO | TVA_Transmission | SOCO | Internal | Summer | B8 | 500 | 3200 | 0 | 93.57 | 99.34 | 9 | 0
2030 | TVA_Transmission_2_SOCO | TVA_Transmission | SOCO | Internal | Summer | B9 | 800 | 3200 | 0 | 90.47 | 90.88 | 9 | 0
2030 | TVA_Transmission_2_SOCO | TVA_Transmission | SOCO | Internal | Summer | B10 | 1262 | 3200 | 658.63 | 81.61 | 90.61 | 9 | 0
2030 | TVA_Transmission_2_SOCO | TVA_Transmission | SOCO | Internal | Winter | B16 | 25 | 3200 | 3200 | 105.52 | 121.75 | 9 | 7.23
2030 | TVA_Transmission_2_SOCO | TVA_Transmission | SOCO | Internal | Winter | B17 | 100 | 3200 | 0 | 99.77 | 99.05 | 9 | 0
2030 | TVA_Transmission_2_SOCO | TVA_Transmission | SOCO | Internal | Winter | B18 | 400 | 3200 | 0 | 95.75 | 95.54 | 9 | 0
2030 | TVA_Transmission_2_SOCO | TVA_Transmission | SOCO | Internal | Winter | B19 | 700 | 3200 | 0 | 95.73 | 95.54 | 9 | 0
2030 | TVA_Transmission_2_SOCO | TVA_Transmission | SOCO | Internal | Winter | B20 | 935 | 3200 | 0 | 86.33 | 94.6 | 9 | 0
2030 | TVA_Transmission_2_TVA | TVA_Transmission | TVA | Internal | Shoulder | B11 | 25 | 99999 | 815.42 | 103.81 | 103.82 | 0.01 | 0
2030 | TVA_Transmission_2_TVA | TVA_Transmission | TVA | Internal | Shoulder | B12 | 200 | 99999 | 0 | 94.3 | 92.83 | 0.01 | 0
2030 | TVA_Transmission_2_TVA | TVA_Transmission | TVA | Internal | Shoulder | B13 | 600 | 99999 | 0 | 93.1 | 92.5 | 0.01 | 0
2030 | TVA_Transmission_2_TVA | TVA_Transmission | TVA | Internal | Shoulder | B14 | 900 | 99999 | 0 | 92.91 | 92.5 | 0.01 | 0
2030 | TVA_Transmission_2_TVA | TVA_Transmission | TVA | Internal | Shoulder | B15 | 1203 | 99999 | 2236.35 | 83.38 | 83.39 | 0.01 | 0
2030 | TVA_Transmission_2_TVA | TVA_Transmission | TVA | Internal | Summer | B1 | 10 | 99999 | 4178.82 | 152.3 | 152.31 | 0.01 | 0
2030 | TVA_Transmission_2_TVA | TVA_Transmission | TVA | Internal | Summer | B2 | 25 | 99999 | 3433.12 | 149.54 | 149.55 | 0.01 | 0
2030 | TVA_Transmission_2_TVA | TVA_Transmission | TVA | Internal | Summer | B3 | 75 | 99999 | 1969.83 | 146.39 | 146.4 | 0.01 | 0
2030 | TVA_Transmission_2_TVA | TVA_Transmission | TVA | Internal | Summer | B4 | 100 | 99999 | 1293.71 | 146.39 | 146.4 | 0.01 | 0
2030 | TVA_Transmission_2_TVA | TVA_Transmission | TVA | Internal | Summer | B5 | 200 | 99999 | 0 | 141.86 | 140.4 | 0.01 | 0
2030 | TVA_Transmission_2_TVA | TVA_Transmission | TVA | Internal | Summer | B6 | 300 | 99999 | 0 | 111.17 | 102.17 | 0.01 | 0
2030 | TVA_Transmission_2_TVA | TVA_Transmission | TVA | Internal | Summer | B7 | 400 | 99999 | 0 | 99.36 | 91.4 | 0.01 | 0
2030 | TVA_Transmission_2_TVA | TVA_Transmission | TVA | Internal | Summer | B8 | 500 | 99999 | 0 | 93.57 | 90.34 | 0.01 | 0
2030 | TVA_Transmission_2_TVA | TVA_Transmission | TVA | Internal | Summer | B9 | 800 | 99999 | 0 | 90.47 | 90.34 | 0.01 | 0
2030 | TVA_Transmission_2_TVA | TVA_Transmission | TVA | Internal | Summer | B10 | 1262 | 99999 | 0 | 81.61 | 78.24 | 0.01 | 0
2030 | TVA_Transmission_2_TVA | TVA_Transmission | TVA | Internal | Winter | B16 | 25 | 99999 | 1760.72 | 105.52 | 105.53 | 0.01 | 0
2030 | TVA_Transmission_2_TVA | TVA_Transmission | TVA | Internal | Winter | B17 | 100 | 99999 | 0 | 99.77 | 98.97 | 0.01 | 0
2030 | TVA_Transmission_2_TVA | TVA_Transmission | TVA | Internal | Winter | B18 | 400 | 99999 | 0 | 95.75 | 94.81 | 0.01 | 0
2030 | TVA_Transmission_2_TVA | TVA_Transmission | TVA | Internal | Winter | B19 | 700 | 99999 | 0 | 95.73 | 94.81 | 0.01 | 0
2030 | TVA_Transmission_2_TVA | TVA_Transmission | TVA | Internal | Winter | B20 | 935 | 99999 | 1046.61 | 86.33 | 86.34 | 0.01 | 0
2030 | TVA_Transmission_2_VACAR | TVA_Transmission | VACAR | Internal | Shoulder | B11 | 25 | 900 | 133.71 | 103.81 | 112.81 | 9 | 0
2030 | TVA_Transmission_2_VACAR | TVA_Transmission | VACAR | Internal | Shoulder | B12 | 200 | 900 | 0 | 94.3 | 96.47 | 9 | 0
2030 | TVA_Transmission_2_VACAR | TVA_Transmission | VACAR | Internal | Shoulder | B13 | 600 | 900 | 0 | 93.1 | 93.83 | 9 | 0
2030 | TVA_Transmission_2_VACAR | TVA_Transmission | VACAR | Internal | Shoulder | B14 | 900 | 900 | 0 | 92.91 | 93.71 | 9 | 0
2030 | TVA_Transmission_2_VACAR | TVA_Transmission | VACAR | Internal | Shoulder | B15 | 1203 | 900 | 0 | 83.38 | 82.83 | 9 | 0
2030 | TVA_Transmission_2_VACAR | TVA_Transmission | VACAR | Internal | Summer | B1 | 10 | 900 | 0 | 152.3 | 151.39 | 9 | 0
2030 | TVA_Transmission_2_VACAR | TVA_Transmission | VACAR | Internal | Summer | B2 | 25 | 900 | 0 | 149.54 | 151.39 | 9 | 0
2030 | TVA_Transmission_2_VACAR | TVA_Transmission | VACAR | Internal | Summer | B3 | 75 | 900 | 0 | 146.39 | 151.39 | 9 | 0
2030 | TVA_Transmission_2_VACAR | TVA_Transmission | VACAR | Internal | Summer | B4 | 100 | 900 | 0 | 146.39 | 151.39 | 9 | 0
2030 | TVA_Transmission_2_VACAR | TVA_Transmission | VACAR | Internal | Summer | B5 | 200 | 900 | 0 | 141.86 | 150.74 | 9 | 0
2030 | TVA_Transmission_2_VACAR | TVA_Transmission | VACAR | Internal | Summer | B6 | 300 | 900 | 0 | 111.17 | 113.17 | 9 | 0
2030 | TVA_Transmission_2_VACAR | TVA_Transmission | VACAR | Internal | Summer | B7 | 400 | 900 | 0 | 99.36 | 101.36 | 9 | 0
2030 | TVA_Transmission_2_VACAR | TVA_Transmission | VACAR | Internal | Summer | B8 | 500 | 900 | 0 | 93.57 | 96.25 | 9 | 0
2030 | TVA_Transmission_2_VACAR | TVA_Transmission | VACAR | Internal | Summer | B9 | 800 | 900 | 0 | 90.47 | 83.88 | 9 | 0
2030 | TVA_Transmission_2_VACAR | TVA_Transmission | VACAR | Internal | Summer | B10 | 1262 | 900 | 0 | 81.61 | 80.87 | 9 | 0
2030 | TVA_Transmission_2_VACAR | TVA_Transmission | VACAR | Internal | Winter | B16 | 25 | 900 | 900 | 105.52 | 139.27 | 9 | 24.75
2030 | TVA_Transmission_2_VACAR | TVA_Transmission | VACAR | Internal | Winter | B17 | 100 | 900 | 839.43 | 99.77 | 108.77 | 9 | 0
2030 | TVA_Transmission_2_VACAR | TVA_Transmission | VACAR | Internal | Winter | B18 | 400 | 900 | 0 | 95.75 | 97.59 | 9 | 0
2030 | TVA_Transmission_2_VACAR | TVA_Transmission | VACAR | Internal | Winter | B19 | 700 | 900 | 0 | 95.73 | 97.28 | 9 | 0
2030 | TVA_Transmission_2_VACAR | TVA_Transmission | VACAR | Internal | Winter | B20 | 935 | 900 | 0 | 86.33 | 87.21 | 9 | 0
2030 | VACAR_2_PJM_ROR | VACAR | PJM_ROR | Internal | Shoulder | B11 | 25 | 2000 | 0 | 112.81 | 94 | 7 | 0
2030 | VACAR_2_PJM_ROR | VACAR | PJM_ROR | Internal | Shoulder | B12 | 200 | 2000 | 0 | 96.47 | 90.47 | 7 | 0
2030 | VACAR_2_PJM_ROR | VACAR | PJM_ROR | Internal | Shoulder | B13 | 600 | 2000 | 0 | 93.83 | 87.83 | 7 | 0
2030 | VACAR_2_PJM_ROR | VACAR | PJM_ROR | Internal | Shoulder | B14 | 900 | 2000 | 0 | 93.71 | 87.71 | 7 | 0
2030 | VACAR_2_PJM_ROR | VACAR | PJM_ROR | Internal | Shoulder | B15 | 1203 | 2000 | 0 | 82.83 | 77.38 | 7 | 0
2030 | VACAR_2_PJM_ROR | VACAR | PJM_ROR | Internal | Summer | B1 | 10 | 2000 | 0 | 151.39 | 142.3 | 7 | 0
2030 | VACAR_2_PJM_ROR | VACAR | PJM_ROR | Internal | Summer | B2 | 25 | 2000 | 0 | 151.39 | 140.39 | 7 | 0
2030 | VACAR_2_PJM_ROR | VACAR | PJM_ROR | Internal | Summer | B3 | 75 | 2000 | 0 | 151.39 | 140.39 | 7 | 0
2030 | VACAR_2_PJM_ROR | VACAR | PJM_ROR | Internal | Summer | B4 | 100 | 2000 | 0 | 151.39 | 140.39 | 7 | 0
2030 | VACAR_2_PJM_ROR | VACAR | PJM_ROR | Internal | Summer | B5 | 200 | 2000 | 0 | 150.74 | 138.86 | 7 | 0
2030 | VACAR_2_PJM_ROR | VACAR | PJM_ROR | Internal | Summer | B6 | 300 | 2000 | 0 | 113.17 | 105.17 | 7 | 0
2030 | VACAR_2_PJM_ROR | VACAR | PJM_ROR | Internal | Summer | B7 | 400 | 2000 | 0 | 101.36 | 93.36 | 7 | 0
2030 | VACAR_2_PJM_ROR | VACAR | PJM_ROR | Internal | Summer | B8 | 500 | 2000 | 0 | 96.25 | 90.25 | 7 | 0
2030 | VACAR_2_PJM_ROR | VACAR | PJM_ROR | Internal | Summer | B9 | 800 | 2000 | 0 | 83.88 | 85.34 | 7 | 0
2030 | VACAR_2_PJM_ROR | VACAR | PJM_ROR | Internal | Summer | B10 | 1262 | 2000 | 0 | 80.87 | 75.61 | 7 | 0
2030 | VACAR_2_PJM_ROR | VACAR | PJM_ROR | Internal | Winter | B16 | 25 | 2000 | 0 | 139.27 | 95.92 | 7 | 0
2030 | VACAR_2_PJM_ROR | VACAR | PJM_ROR | Internal | Winter | B17 | 100 | 2000 | 0 | 108.77 | 95.92 | 7 | 0
2030 | VACAR_2_PJM_ROR | VACAR | PJM_ROR | Internal | Winter | B18 | 400 | 2000 | 0 | 97.59 | 91.28 | 7 | 0
2030 | VACAR_2_PJM_ROR | VACAR | PJM_ROR | Internal | Winter | B19 | 700 | 2000 | 0 | 97.28 | 91.28 | 7 | 0
2030 | VACAR_2_PJM_ROR | VACAR | PJM_ROR | Internal | Winter | B20 | 935 | 2000 | 0 | 87.21 | 80.33 | 7 | 0
2030 | VACAR_2_SOCO | VACAR | SOCO | Internal | Shoulder | B11 | 25 | 3000 | 1610.17 | 112.81 | 119.81 | 7 | 0
2030 | VACAR_2_SOCO | VACAR | SOCO | Internal | Shoulder | B12 | 200 | 3000 | 0 | 96.47 | 95.77 | 7 | 0
2030 | VACAR_2_SOCO | VACAR | SOCO | Internal | Shoulder | B13 | 600 | 3000 | 0 | 93.83 | 92.38 | 7 | 0
2030 | VACAR_2_SOCO | VACAR | SOCO | Internal | Shoulder | B14 | 900 | 3000 | 0 | 93.71 | 92.38 | 7 | 0
2030 | VACAR_2_SOCO | VACAR | SOCO | Internal | Shoulder | B15 | 1203 | 3000 | 3000 | 82.83 | 92.38 | 7 | 2.55
2030 | VACAR_2_SOCO | VACAR | SOCO | Internal | Summer | B1 | 10 | 3000 | 192.69 | 151.39 | 158.39 | 7 | 0
2030 | VACAR_2_SOCO | VACAR | SOCO | Internal | Summer | B2 | 25 | 3000 | 0 | 151.39 | 152.47 | 7 | 0
2030 | VACAR_2_SOCO | VACAR | SOCO | Internal | Summer | B3 | 75 | 3000 | 0 | 151.39 | 149.4 | 7 | 0
2030 | VACAR_2_SOCO | VACAR | SOCO | Internal | Summer | B4 | 100 | 3000 | 0 | 151.39 | 149.4 | 7 | 0
2030 | VACAR_2_SOCO | VACAR | SOCO | Internal | Summer | B5 | 200 | 3000 | 0 | 150.74 | 149.4 | 7 | 0
2030 | VACAR_2_SOCO | VACAR | SOCO | Internal | Summer | B6 | 300 | 3000 | 1074.36 | 113.17 | 120.17 | 7 | 0
2030 | VACAR_2_SOCO | VACAR | SOCO | Internal | Summer | B7 | 400 | 3000 | 110.47 | 101.36 | 108.36 | 7 | 0
2030 | VACAR_2_SOCO | VACAR | SOCO | Internal | Summer | B8 | 500 | 3000 | 0 | 96.25 | 99.34 | 7 | 0
2030 | VACAR_2_SOCO | VACAR | SOCO | Internal | Summer | B9 | 800 | 3000 | 32.44 | 83.88 | 90.88 | 7 | 0
2030 | VACAR_2_SOCO | VACAR | SOCO | Internal | Summer | B10 | 1262 | 3000 | 3000 | 80.87 | 90.61 | 7 | 2.75
2030 | VACAR_2_SOCO | VACAR | SOCO | Internal | Winter | B16 | 25 | 3000 | 0 | 139.27 | 121.75 | 7 | 0
2030 | VACAR_2_SOCO | VACAR | SOCO | Internal | Winter | B17 | 100 | 3000 | 0 | 108.77 | 99.05 | 7 | 0
2030 | VACAR_2_SOCO | VACAR | SOCO | Internal | Winter | B18 | 400 | 3000 | 0 | 97.59 | 95.54 | 7 | 0
2030 | VACAR_2_SOCO | VACAR | SOCO | Internal | Winter | B19 | 700 | 3000 | 0 | 97.28 | 95.54 | 7 | 0
2030 | VACAR_2_SOCO | VACAR | SOCO | Internal | Winter | B20 | 935 | 3000 | 3000 | 87.21 | 94.6 | 7 | 0.39
2030 | VACAR_2_TVA_Transmission | VACAR | TVA_Transmission | Internal | Shoulder | B11 | 25 | 900 | 0 | 112.81 | 103.81 | 7 | 0
2030 | VACAR_2_TVA_Transmission | VACAR | TVA_Transmission | Internal | Shoulder | B12 | 200 | 900 | 0 | 96.47 | 94.3 | 7 | 0
2030 | VACAR_2_TVA_Transmission | VACAR | TVA_Transmission | Internal | Shoulder | B13 | 600 | 900 | 0 | 93.83 | 93.1 | 7 | 0
2030 | VACAR_2_TVA_Transmission | VACAR | TVA_Transmission | Internal | Shoulder | B14 | 900 | 900 | 0 | 93.71 | 92.91 | 7 | 0
2030 | VACAR_2_TVA_Transmission | VACAR | TVA_Transmission | Internal | Shoulder | B15 | 1203 | 900 | 0 | 82.83 | 83.38 | 7 | 0
2030 | VACAR_2_TVA_Transmission | VACAR | TVA_Transmission | Internal | Summer | B1 | 10 | 900 | 0 | 151.39 | 152.3 | 7 | 0
2030 | VACAR_2_TVA_Transmission | VACAR | TVA_Transmission | Internal | Summer | B2 | 25 | 900 | 0 | 151.39 | 149.54 | 7 | 0
2030 | VACAR_2_TVA_Transmission | VACAR | TVA_Transmission | Internal | Summer | B3 | 75 | 900 | 0 | 151.39 | 146.39 | 7 | 0
2030 | VACAR_2_TVA_Transmission | VACAR | TVA_Transmission | Internal | Summer | B4 | 100 | 900 | 0 | 151.39 | 146.39 | 7 | 0
2030 | VACAR_2_TVA_Transmission | VACAR | TVA_Transmission | Internal | Summer | B5 | 200 | 900 | 0 | 150.74 | 141.86 | 7 | 0
2030 | VACAR_2_TVA_Transmission | VACAR | TVA_Transmission | Internal | Summer | B6 | 300 | 900 | 0 | 113.17 | 111.17 | 7 | 0
2030 | VACAR_2_TVA_Transmission | VACAR | TVA_Transmission | Internal | Summer | B7 | 400 | 900 | 0 | 101.36 | 99.36 | 7 | 0
2030 | VACAR_2_TVA_Transmission | VACAR | TVA_Transmission | Internal | Summer | B8 | 500 | 900 | 0 | 96.25 | 93.57 | 7 | 0
2030 | VACAR_2_TVA_Transmission | VACAR | TVA_Transmission | Internal | Summer | B9 | 800 | 900 | 0 | 83.88 | 90.47 | 7 | 0
2030 | VACAR_2_TVA_Transmission | VACAR | TVA_Transmission | Internal | Summer | B10 | 1262 | 900 | 0 | 80.87 | 81.61 | 7 | 0
2030 | VACAR_2_TVA_Transmission | VACAR | TVA_Transmission | Internal | Winter | B16 | 25 | 900 | 0 | 139.27 | 105.52 | 7 | 0
2030 | VACAR_2_TVA_Transmission | VACAR | TVA_Transmission | Internal | Winter | B17 | 100 | 900 | 0 | 108.77 | 99.77 | 7 | 0
2030 | VACAR_2_TVA_Transmission | VACAR | TVA_Transmission | Internal | Winter | B18 | 400 | 900 | 0 | 97.59 | 95.75 | 7 | 0
2030 | VACAR_2_TVA_Transmission | VACAR | TVA_Transmission | Internal | Winter | B19 | 700 | 900 | 0 | 97.28 | 95.73 | 7 | 0
2030 | VACAR_2_TVA_Transmission | VACAR | TVA_Transmission | Internal | Winter | B20 | 935 | 900 | 0 | 87.21 | 86.33 | 7 | 0
2035 | ENT_2_MISO_MO-IL | ENT | MISO_MO-IL | Internal | Shoulder | B11 | 25 | 2260 | 0 | 136.37 | 135.08 | 8 | 0
2035 | ENT_2_MISO_MO-IL | ENT | MISO_MO-IL | Internal | Shoulder | B12 | 200 | 2260 | 0 | 123.11 | 123.11 | 8 | 0
2035 | ENT_2_MISO_MO-IL | ENT | MISO_MO-IL | Internal | Shoulder | B13 | 600 | 2260 | 0 | 119.76 | 116.3 | 8 | 0
2035 | ENT_2_MISO_MO-IL | ENT | MISO_MO-IL | Internal | Shoulder | B14 | 900 | 2260 | 0 | 117.39 | 114.86 | 8 | 0
2035 | ENT_2_MISO_MO-IL | ENT | MISO_MO-IL | Internal | Shoulder | B15 | 1203 | 2260 | 0 | 117.39 | 114.84 | 8 | 0
2035 | ENT_2_MISO_MO-IL | ENT | MISO_MO-IL | Internal | Summer | B1 | 10 | 2260 | 0 | 217.18 | 217.18 | 8 | 0
2035 | ENT_2_MISO_MO-IL | ENT | MISO_MO-IL | Internal | Summer | B2 | 25 | 2260 | 0 | 214.81 | 213.33 | 8 | 0
2035 | ENT_2_MISO_MO-IL | ENT | MISO_MO-IL | Internal | Summer | B3 | 75 | 2260 | 0 | 210.6 | 212.46 | 8 | 0
2035 | ENT_2_MISO_MO-IL | ENT | MISO_MO-IL | Internal | Summer | B4 | 100 | 2260 | 1830.56 | 187.46 | 195.46 | 8 | 0
2035 | ENT_2_MISO_MO-IL | ENT | MISO_MO-IL | Internal | Summer | B5 | 200 | 2260 | 961.49 | 149.47 | 157.47 | 8 | 0
2035 | ENT_2_MISO_MO-IL | ENT | MISO_MO-IL | Internal | Summer | B6 | 300 | 2260 | 0 | 134.59 | 142.33 | 8 | 0
2035 | ENT_2_MISO_MO-IL | ENT | MISO_MO-IL | Internal | Summer | B7 | 400 | 2260 | 0 | 134.59 | 134.24 | 8 | 0
2035 | ENT_2_MISO_MO-IL | ENT | MISO_MO-IL | Internal | Summer | B8 | 500 | 2260 | 0 | 126.33 | 118.33 | 8 | 0
2035 | ENT_2_MISO_MO-IL | ENT | MISO_MO-IL | Internal | Summer | B9 | 800 | 2260 | 0 | 115.88 | 113.41 | 8 | 0
2035 | ENT_2_MISO_MO-IL | ENT | MISO_MO-IL | Internal | Summer | B10 | 1262 | 2260 | 0 | 115.88 | 113.41 | 8 | 0
2035 | ENT_2_MISO_MO-IL | ENT | MISO_MO-IL | Internal | Winter | B16 | 25 | 2260 | 0 | 127.88 | 135.43 | 8 | 0
2035 | ENT_2_MISO_MO-IL | ENT | MISO_MO-IL | Internal | Winter | B17 | 100 | 2260 | 0 | 125.39 | 125.39 | 8 | 0
2035 | ENT_2_MISO_MO-IL | ENT | MISO_MO-IL | Internal | Winter | B18 | 400 | 2260 | 0 | 120.46 | 120.35 | 8 | 0
2035 | ENT_2_MISO_MO-IL | ENT | MISO_MO-IL | Internal | Winter | B19 | 700 | 2260 | 0 | 120.46 | 117.9 | 8 | 0
2035 | ENT_2_MISO_MO-IL | ENT | MISO_MO-IL | Internal | Winter | B20 | 935 | 2260 | 0 | 120.46 | 117.86 | 8 | 0
2035 | ENT_2_SOCO | ENT | SOCO | Internal | Shoulder | B11 | 25 | 2000 | 0 | 136.37 | 137.78 | 8 | 0
2035 | ENT_2_SOCO | ENT | SOCO | Internal | Shoulder | B12 | 200 | 2000 | 0 | 123.11 | 119.26 | 8 | 0
2035 | ENT_2_SOCO | ENT | SOCO | Internal | Shoulder | B13 | 600 | 2000 | 0 | 119.76 | 119.26 | 8 | 0
2035 | ENT_2_SOCO | ENT | SOCO | Internal | Shoulder | B14 | 900 | 2000 | 0 | 117.39 | 119.26 | 8 | 0
2035 | ENT_2_SOCO | ENT | SOCO | Internal | Shoulder | B15 | 1203 | 2000 | 0 | 117.39 | 119.26 | 8 | 0
2035 | ENT_2_SOCO | ENT | SOCO | Internal | Summer | B1 | 10 | 2000 | 1370.6 | 217.18 | 225.18 | 8 | 0
2035 | ENT_2_SOCO | ENT | SOCO | Internal | Summer | B2 | 25 | 2000 | 2000 | 214.81 | 222.94 | 8 | 0.13
2035 | ENT_2_SOCO | ENT | SOCO | Internal | Summer | B3 | 75 | 2000 | 331.53 | 210.6 | 218.6 | 8 | 0
2035 | ENT_2_SOCO | ENT | SOCO | Internal | Summer | B4 | 100 | 2000 | 0 | 187.46 | 177.46 | 8 | 0
2035 | ENT_2_SOCO | ENT | SOCO | Internal | Summer | B5 | 200 | 2000 | 0 | 149.47 | 152.74 | 8 | 0
2035 | ENT_2_SOCO | ENT | SOCO | Internal | Summer | B6 | 300 | 2000 | 0 | 134.59 | 126.33 | 8 | 0
2035 | ENT_2_SOCO | ENT | SOCO | Internal | Summer | B7 | 400 | 2000 | 0 | 134.59 | 125.95 | 8 | 0
2035 | ENT_2_SOCO | ENT | SOCO | Internal | Summer | B8 | 500 | 2000 | 0 | 126.33 | 117.93 | 8 | 0
2035 | ENT_2_SOCO | ENT | SOCO | Internal | Summer | B9 | 800 | 2000 | 0 | 115.88 | 117.93 | 8 | 0
2035 | ENT_2_SOCO | ENT | SOCO | Internal | Summer | B10 | 1262 | 2000 | 0 | 115.88 | 117.93 | 8 | 0
2035 | ENT_2_SOCO | ENT | SOCO | Internal | Winter | B16 | 25 | 2000 | 1087.19 | 127.88 | 135.88 | 8 | 0
2035 | ENT_2_SOCO | ENT | SOCO | Internal | Winter | B17 | 100 | 2000 | 0 | 125.39 | 122.22 | 8 | 0
2035 | ENT_2_SOCO | ENT | SOCO | Internal | Winter | B18 | 400 | 2000 | 0 | 120.46 | 122.22 | 8 | 0
2035 | ENT_2_SOCO | ENT | SOCO | Internal | Winter | B19 | 700 | 2000 | 0 | 120.46 | 122.22 | 8 | 0
2035 | ENT_2_SOCO | ENT | SOCO | Internal | Winter | B20 | 935 | 2000 | 0 | 120.46 | 122.22 | 8 | 0
2035 | ENT_2_SPP_N | ENT | SPP_N | Internal | Shoulder | B11 | 25 | 1300 | 0 | 136.37 | 136.14 | 8 | 0
2035 | ENT_2_SPP_N | ENT | SPP_N | Internal | Shoulder | B12 | 200 | 1300 | 0 | 123.11 | 118.11 | 8 | 0
2035 | ENT_2_SPP_N | ENT | SPP_N | Internal | Shoulder | B13 | 600 | 1300 | 0 | 119.76 | 117.19 | 8 | 0
2035 | ENT_2_SPP_N | ENT | SPP_N | Internal | Shoulder | B14 | 900 | 1300 | 0 | 117.39 | 112.39 | 8 | 0
2035 | ENT_2_SPP_N | ENT | SPP_N | Internal | Shoulder | B15 | 1203 | 1300 | 0 | 117.39 | 106.85 | 8 | 0
2035 | ENT_2_SPP_N | ENT | SPP_N | Internal | Summer | B1 | 10 | 1300 | 0 | 217.18 | 212.18 | 8 | 0
2035 | ENT_2_SPP_N | ENT | SPP_N | Internal | Summer | B2 | 25 | 1300 | 0 | 214.81 | 209.81 | 8 | 0
2035 | ENT_2_SPP_N | ENT | SPP_N | Internal | Summer | B3 | 75 | 1300 | 0 | 210.6 | 207.46 | 8 | 0
2035 | ENT_2_SPP_N | ENT | SPP_N | Internal | Summer | B4 | 100 | 1300 | 0 | 187.46 | 190.46 | 8 | 0
2035 | ENT_2_SPP_N | ENT | SPP_N | Internal | Summer | B5 | 200 | 1300 | 0 | 149.47 | 152.47 | 8 | 0
2035 | ENT_2_SPP_N | ENT | SPP_N | Internal | Summer | B6 | 300 | 1300 | 0 | 134.59 | 137.35 | 8 | 0
2035 | ENT_2_SPP_N | ENT | SPP_N | Internal | Summer | B7 | 400 | 1300 | 0 | 134.59 | 134.61 | 8 | 0
2035 | ENT_2_SPP_N | ENT | SPP_N | Internal | Summer | B8 | 500 | 1300 | 0 | 126.33 | 121.33 | 8 | 0
2035 | ENT_2_SPP_N | ENT | SPP_N | Internal | Summer | B9 | 800 | 1300 | 0 | 115.88 | 116.6 | 8 | 0
2035 | ENT_2_SPP_N | ENT | SPP_N | Internal | Summer | B10 | 1262 | 1300 | 0 | 115.88 | 115.46 | 8 | 0
2035 | ENT_2_SPP_N | ENT | SPP_N | Internal | Winter | B16 | 25 | 1300 | 0 | 127.88 | 121.43 | 8 | 0
2035 | ENT_2_SPP_N | ENT | SPP_N | Internal | Winter | B17 | 100 | 1300 | 0 | 125.39 | 120.39 | 8 | 0
2035 | ENT_2_SPP_N | ENT | SPP_N | Internal | Winter | B18 | 400 | 1300 | 0 | 120.46 | 120.39 | 8 | 0
2035 | ENT_2_SPP_N | ENT | SPP_N | Internal | Winter | B19 | 700 | 1300 | 0 | 120.46 | 115.46 | 8 | 0
2035 | ENT_2_SPP_N | ENT | SPP_N | Internal | Winter | B20 | 935 | 1300 | 0 | 120.46 | 112.86 | 8 | 0
2035 | ENT_2_SPP_S | ENT | SPP_S | Internal | Shoulder | B11 | 25 | 1300 | 0 | 136.37 | 136.15 | 8 | 0
2035 | ENT_2_SPP_S | ENT | SPP_S | Internal | Shoulder | B12 | 200 | 1300 | 0 | 123.11 | 118.11 | 8 | 0
2035 | ENT_2_SPP_S | ENT | SPP_S | Internal | Shoulder | B13 | 600 | 1300 | 0 | 119.76 | 117.21 | 8 | 0
2035 | ENT_2_SPP_S | ENT | SPP_S | Internal | Shoulder | B14 | 900 | 1300 | 0 | 117.39 | 112.39 | 8 | 0
2035 | ENT_2_SPP_S | ENT | SPP_S | Internal | Shoulder | B15 | 1203 | 1300 | 0 | 117.39 | 105.24 | 8 | 0
2035 | ENT_2_SPP_S | ENT | SPP_S | Internal | Summer | B1 | 10 | 1300 | 0 | 217.18 | 134.62 | 8 | 0
2035 | ENT_2_SPP_S | ENT | SPP_S | Internal | Summer | B2 | 25 | 1300 | 0 | 214.81 | 196.29 | 8 | 0
2035 | ENT_2_SPP_S | ENT | SPP_S | Internal | Summer | B3 | 75 | 1300 | 0 | 210.6 | 205.6 | 8 | 0
2035 | ENT_2_SPP_S | ENT | SPP_S | Internal | Summer | B4 | 100 | 1300 | 0 | 187.46 | 182.46 | 8 | 0
2035 | ENT_2_SPP_S | ENT | SPP_S | Internal | Summer | B5 | 200 | 1300 | 0 | 149.47 | 144.47 | 8 | 0
2035 | ENT_2_SPP_S | ENT | SPP_S | Internal | Summer | B6 | 300 | 1300 | 0 | 134.59 | 137.36 | 8 | 0
2035 | ENT_2_SPP_S | ENT | SPP_S | Internal | Summer | B7 | 400 | 1300 | 0 | 134.59 | 134.62 | 8 | 0
2035 | ENT_2_SPP_S | ENT | SPP_S | Internal | Summer | B8 | 500 | 1300 | 0 | 126.33 | 130.95 | 8 | 0
2035 | ENT_2_SPP_S | ENT | SPP_S | Internal | Summer | B9 | 800 | 1300 | 0 | 115.88 | 116.61 | 8 | 0
2035 | ENT_2_SPP_S | ENT | SPP_S | Internal | Summer | B10 | 1262 | 1300 | 0 | 115.88 | 115.47 | 8 | 0
2035 | ENT_2_SPP_S | ENT | SPP_S | Internal | Winter | B16 | 25 | 1300 | 0 | 127.88 | 121.44 | 8 | 0
2035 | ENT_2_SPP_S | ENT | SPP_S | Internal | Winter | B17 | 100 | 1300 | 0 | 125.39 | 120.41 | 8 | 0
2035 | ENT_2_SPP_S | ENT | SPP_S | Internal | Winter | B18 | 400 | 1300 | 0 | 120.46 | 120.41 | 8 | 0
2035 | ENT_2_SPP_S | ENT | SPP_S | Internal | Winter | B19 | 700 | 1300 | 0 | 120.46 | 115.48 | 8 | 0
2035 | ENT_2_SPP_S | ENT | SPP_S | Internal | Winter | B20 | 935 | 1300 | 0 | 120.46 | 112.87 | 8 | 0
2035 | ENT_2_TVA_Transmission | ENT | TVA_Transmission | Internal | Shoulder | B11 | 25 | 2100 | 0 | 136.37 | 137.78 | 8 | 0
2035 | ENT_2_TVA_Transmission | ENT | TVA_Transmission | Internal | Shoulder | B12 | 200 | 2100 | 0 | 123.11 | 124.1 | 8 | 0
2035 | ENT_2_TVA_Transmission | ENT | TVA_Transmission | Internal | Shoulder | B13 | 600 | 2100 | 0 | 119.76 | 120.76 | 8 | 0
2035 | ENT_2_TVA_Transmission | ENT | TVA_Transmission | Internal | Shoulder | B14 | 900 | 2100 | 0 | 117.39 | 119.99 | 8 | 0
2035 | ENT_2_TVA_Transmission | ENT | TVA_Transmission | Internal | Shoulder | B15 | 1203 | 2100 | 0 | 117.39 | 119.35 | 8 | 0
2035 | ENT_2_TVA_Transmission | ENT | TVA_Transmission | Internal | Summer | B1 | 10 | 2100 | 156.7 | 217.18 | 225.18 | 8 | 0
2035 | ENT_2_TVA_Transmission | ENT | TVA_Transmission | Internal | Summer | B2 | 25 | 2100 | 0 | 214.81 | 221.3 | 8 | 0
2035 | ENT_2_TVA_Transmission | ENT | TVA_Transmission | Internal | Summer | B3 | 75 | 2100 | 288.97 | 210.6 | 218.6 | 8 | 0
2035 | ENT_2_TVA_Transmission | ENT | TVA_Transmission | Internal | Summer | B4 | 100 | 2100 | 0 | 187.46 | 186.46 | 8 | 0
2035 | ENT_2_TVA_Transmission | ENT | TVA_Transmission | Internal | Summer | B5 | 200 | 2100 | 0 | 149.47 | 155.14 | 8 | 0
2035 | ENT_2_TVA_Transmission | ENT | TVA_Transmission | Internal | Summer | B6 | 300 | 2100 | 0 | 134.59 | 133.33 | 8 | 0
2035 | ENT_2_TVA_Transmission | ENT | TVA_Transmission | Internal | Summer | B7 | 400 | 2100 | 0 | 134.59 | 125.59 | 8 | 0
2035 | ENT_2_TVA_Transmission | ENT | TVA_Transmission | Internal | Summer | B8 | 500 | 2100 | 0 | 126.33 | 121.44 | 8 | 0
2035 | ENT_2_TVA_Transmission | ENT | TVA_Transmission | Internal | Summer | B9 | 800 | 2100 | 0 | 115.88 | 118.58 | 8 | 0
2035 | ENT_2_TVA_Transmission | ENT | TVA_Transmission | Internal | Summer | B10 | 1262 | 2100 | 0 | 115.88 | 118.11 | 8 | 0
2035 | ENT_2_TVA_Transmission | ENT | TVA_Transmission | Internal | Winter | B16 | 25 | 2100 | 0 | 127.88 | 135.71 | 8 | 0
2035 | ENT_2_TVA_Transmission | ENT | TVA_Transmission | Internal | Winter | B17 | 100 | 2100 | 0 | 125.39 | 129.66 | 8 | 0
2035 | ENT_2_TVA_Transmission | ENT | TVA_Transmission | Internal | Winter | B18 | 400 | 2100 | 0 | 120.46 | 123.72 | 8 | 0
2035 | ENT_2_TVA_Transmission | ENT | TVA_Transmission | Internal | Winter | B19 | 700 | 2100 | 0 | 120.46 | 122.96 | 8 | 0
2035 | ENT_2_TVA_Transmission | ENT | TVA_Transmission | Internal | Winter | B20 | 935 | 2100 | 0 | 120.46 | 122.41 | 8 | 0
2035 | FRCC_2_SOCO | FRCC | SOCO | Internal | Shoulder | B11 | 25 | 900 | 0 | 147.78 | 137.78 | 8 | 0
2035 | FRCC_2_SOCO | FRCC | SOCO | Internal | Shoulder | B12 | 200 | 900 | 0 | 123.68 | 119.26 | 8 | 0
2035 | FRCC_2_SOCO | FRCC | SOCO | Internal | Shoulder | B13 | 600 | 900 | 0 | 123.68 | 119.26 | 8 | 0
2035 | FRCC_2_SOCO | FRCC | SOCO | Internal | Shoulder | B14 | 900 | 900 | 0 | 123.68 | 119.26 | 8 | 0
2035 | FRCC_2_SOCO | FRCC | SOCO | Internal | Shoulder | B15 | 1203 | 900 | 0 | 123.68 | 119.26 | 8 | 0
2035 | FRCC_2_SOCO | FRCC | SOCO | Internal | Summer | B1 | 10 | 900 | 0 | 227.84 | 225.18 | 8 | 0
2035 | FRCC_2_SOCO | FRCC | SOCO | Internal | Summer | B2 | 25 | 900 | 0 | 227.84 | 222.94 | 8 | 0
2035 | FRCC_2_SOCO | FRCC | SOCO | Internal | Summer | B3 | 75 | 900 | 0 | 227.84 | 218.6 | 8 | 0
2035 | FRCC_2_SOCO | FRCC | SOCO | Internal | Summer | B4 | 100 | 900 | 0 | 187.46 | 177.46 | 8 | 0
2035 | FRCC_2_SOCO | FRCC | SOCO | Internal | Summer | B5 | 200 | 900 | 37.12 | 144.74 | 152.74 | 8 | 0
2035 | FRCC_2_SOCO | FRCC | SOCO | Internal | Summer | B6 | 300 | 900 | 0 | 122.78 | 126.33 | 8 | 0
2035 | FRCC_2_SOCO | FRCC | SOCO | Internal | Summer | B7 | 400 | 900 | 0 | 122.78 | 125.95 | 8 | 0
2035 | FRCC_2_SOCO | FRCC | SOCO | Internal | Summer | B8 | 500 | 900 | 0 | 122.78 | 117.93 | 8 | 0
2035 | FRCC_2_SOCO | FRCC | SOCO | Internal | Summer | B9 | 800 | 900 | 0 | 122.78 | 117.93 | 8 | 0
2035 | FRCC_2_SOCO | FRCC | SOCO | Internal | Summer | B10 | 1262 | 900 | 0 | 120.95 | 117.93 | 8 | 0
2035 | FRCC_2_SOCO | FRCC | SOCO | Internal | Winter | B16 | 25 | 900 | 0 | 143.94 | 135.88 | 8 | 0
2035 | FRCC_2_SOCO | FRCC | SOCO | Internal | Winter | B17 | 100 | 900 | 0 | 126.16 | 122.22 | 8 | 0
2035 | FRCC_2_SOCO | FRCC | SOCO | Internal | Winter | B18 | 400 | 900 | 0 | 126.16 | 122.22 | 8 | 0
2035 | FRCC_2_SOCO | FRCC | SOCO | Internal | Winter | B19 | 700 | 900 | 0 | 126.16 | 122.22 | 8 | 0
2035 | FRCC_2_SOCO | FRCC | SOCO | Internal | Winter | B20 | 935 | 900 | 0 | 120.44 | 122.22 | 8 | 0
2035 | HQ_NEISO_2_NEISO | HQ_NEISO | NEISO | Internal | Shoulder | B11 | 25 | 99999 | 3866.9 | 71.91 | 71.92 | 0.01 | 0
2035 | HQ_NEISO_2_NEISO | HQ_NEISO | NEISO | Internal | Shoulder | B12 | 200 | 99999 | 3857.4 | 71.91 | 71.92 | 0.01 | 0
2035 | HQ_NEISO_2_NEISO | HQ_NEISO | NEISO | Internal | Shoulder | B13 | 600 | 99999 | 3820.02 | 71.91 | 71.92 | 0.01 | 0
2035 | HQ_NEISO_2_NEISO | HQ_NEISO | NEISO | Internal | Shoulder | B14 | 900 | 99999 | 3754.63 | 71.91 | 71.92 | 0.01 | 0
2035 | HQ_NEISO_2_NEISO | HQ_NEISO | NEISO | Internal | Shoulder | B15 | 1203 | 99999 | 1797.77 | 71.91 | 71.92 | 0.01 | 0
2035 | HQ_NEISO_2_NEISO | HQ_NEISO | NEISO | Internal | Summer | B1 | 10 | 99999 | 4396.59 | 144.21 | 144.22 | 0.01 | 0
2035 | HQ_NEISO_2_NEISO | HQ_NEISO | NEISO | Internal | Summer | B2 | 25 | 99999 | 4333.83 | 181.45 | 181.46 | 0.01 | 0
2035 | HQ_NEISO_2_NEISO | HQ_NEISO | NEISO | Internal | Summer | B3 | 75 | 99999 | 4208.73 | 144.21 | 144.22 | 0.01 | 0
2035 | HQ_NEISO_2_NEISO | HQ_NEISO | NEISO | Internal | Summer | B4 | 100 | 99999 | 4101.2 | 123.42 | 123.43 | 0.01 | 0
2035 | HQ_NEISO_2_NEISO | HQ_NEISO | NEISO | Internal | Summer | B5 | 200 | 99999 | 4042.71 | 123.42 | 123.43 | 0.01 | 0
2035 | HQ_NEISO_2_NEISO | HQ_NEISO | NEISO | Internal | Summer | B6 | 300 | 99999 | 3976.74 | 123.42 | 123.43 | 0.01 | 0
2035 | HQ_NEISO_2_NEISO | HQ_NEISO | NEISO | Internal | Summer | B7 | 400 | 99999 | 3901.16 | 108.08 | 108.09 | 0.01 | 0
2035 | HQ_NEISO_2_NEISO | HQ_NEISO | NEISO | Internal | Summer | B8 | 500 | 99999 | 3841.73 | 108.08 | 108.09 | 0.01 | 0
2035 | HQ_NEISO_2_NEISO | HQ_NEISO | NEISO | Internal | Summer | B9 | 800 | 99999 | 3768.93 | 106.37 | 106.38 | 0.01 | 0
2035 | HQ_NEISO_2_NEISO | HQ_NEISO | NEISO | Internal | Summer | B10 | 1262 | 99999 | 1472.05 | 106.37 | 106.38 | 0.01 | 0
2035 | HQ_NEISO_2_NEISO | HQ_NEISO | NEISO | Internal | Winter | B16 | 25 | 99999 | 3998.52 | 71.91 | 71.92 | 0.01 | 0
2035 | HQ_NEISO_2_NEISO | HQ_NEISO | NEISO | Internal | Winter | B17 | 100 | 99999 | 3945.7 | 71.91 | 71.92 | 0.01 | 0
2035 | HQ_NEISO_2_NEISO | HQ_NEISO | NEISO | Internal | Winter | B18 | 400 | 99999 | 3905.27 | 71.91 | 71.92 | 0.01 | 0
2035 | HQ_NEISO_2_NEISO | HQ_NEISO | NEISO | Internal | Winter | B19 | 700 | 99999 | 3829.95 | 71.91 | 71.92 | 0.01 | 0
2035 | HQ_NEISO_2_NEISO | HQ_NEISO | NEISO | Internal | Winter | B20 | 935 | 99999 | 1964.44 | 71.91 | 71.92 | 0.01 | 0
2035 | HQ_NY_2_NYISO_A-F | HQ_NY | NYISO_A-F | Internal | Shoulder | B11 | 25 | 99999 | 2812.27 | 74.91 | 74.92 | 0.01 | 0
2035 | HQ_NY_2_NYISO_A-F | HQ_NY | NYISO_A-F | Internal | Shoulder | B12 | 200 | 99999 | 2847.69 | 74.91 | 74.92 | 0.01 | 0
2035 | HQ_NY_2_NYISO_A-F | HQ_NY | NYISO_A-F | Internal | Shoulder | B13 | 600 | 99999 | 2781.85 | 74.91 | 74.92 | 0.01 | 0
2035 | HQ_NY_2_NYISO_A-F | HQ_NY | NYISO_A-F | Internal | Shoulder | B14 | 900 | 99999 | 2673.14 | 74.91 | 74.92 | 0.01 | 0
2035 | HQ_NY_2_NYISO_A-F | HQ_NY | NYISO_A-F | Internal | Shoulder | B15 | 1203 | 99999 | 1582.7 | 74.91 | 74.92 | 0.01 | 0
2035 | HQ_NY_2_NYISO_A-F | HQ_NY | NYISO_A-F | Internal | Summer | B1 | 10 | 99999 | 3500.1 | 109.37 | 109.38 | 0.01 | 0
2035 | HQ_NY_2_NYISO_A-F | HQ_NY | NYISO_A-F | Internal | Summer | B2 | 25 | 99999 | 3406.71 | 133.79 | 133.8 | 0.01 | 0
2035 | HQ_NY_2_NYISO_A-F | HQ_NY | NYISO_A-F | Internal | Summer | B3 | 75 | 99999 | 3266.7 | 141.21 | 141.22 | 0.01 | 0
2035 | HQ_NY_2_NYISO_A-F | HQ_NY | NYISO_A-F | Internal | Summer | B4 | 100 | 99999 | 3116.37 | 129.69 | 129.7 | 0.01 | 0
2035 | HQ_NY_2_NYISO_A-F | HQ_NY | NYISO_A-F | Internal | Summer | B5 | 200 | 99999 | 3025.59 | 126.42 | 126.43 | 0.01 | 0
2035 | HQ_NY_2_NYISO_A-F | HQ_NY | NYISO_A-F | Internal | Summer | B6 | 300 | 99999 | 2934.96 | 126.42 | 126.43 | 0.01 | 0
2035 | HQ_NY_2_NYISO_A-F | HQ_NY | NYISO_A-F | Internal | Summer | B7 | 400 | 99999 | 2830.84 | 111.08 | 111.09 | 0.01 | 0
2035 | HQ_NY_2_NYISO_A-F | HQ_NY | NYISO_A-F | Internal | Summer | B8 | 500 | 99999 | 2760.34 | 111.08 | 111.09 | 0.01 | 0
2035 | HQ_NY_2_NYISO_A-F | HQ_NY | NYISO_A-F | Internal | Summer | B9 | 800 | 99999 | 2664.8 | 109.37 | 109.38 | 0.01 | 0
2035 | HQ_NY_2_NYISO_A-F | HQ_NY | NYISO_A-F | Internal | Summer | B10 | 1262 | 99999 | 1436.41 | 109.37 | 109.38 | 0.01 | 0
2035 | HQ_NY_2_NYISO_A-F | HQ_NY | NYISO_A-F | Internal | Winter | B16 | 25 | 99999 | 3058.87 | 74.91 | 74.92 | 0.01 | 0
2035 | HQ_NY_2_NYISO_A-F | HQ_NY | NYISO_A-F | Internal | Winter | B17 | 100 | 99999 | 3001.1 | 74.91 | 74.92 | 0.01 | 0
2035 | HQ_NY_2_NYISO_A-F | HQ_NY | NYISO_A-F | Internal | Winter | B18 | 400 | 99999 | 2934.69 | 74.91 | 74.92 | 0.01 | 0
2035 | HQ_NY_2_NYISO_A-F | HQ_NY | NYISO_A-F | Internal | Winter | B19 | 700 | 99999 | 2819.07 | 74.91 | 74.92 | 0.01 | 0
2035 | HQ_NY_2_NYISO_A-F | HQ_NY | NYISO_A-F | Internal | Winter | B20 | 935 | 99999 | 1762.97 | 74.91 | 74.92 | 0.01 | 0
2035 | HQ_IESO_2_IESO | HQ_IESO | IESO | Internal | Shoulder | B11 | 25 | 99999 | 467.25 | 67.91 | 67.92 | 0.01 | 0
2035 | HQ_IESO_2_IESO | HQ_IESO | IESO | Internal | Shoulder | B12 | 200 | 99999 | 469.06 | 67.91 | 67.92 | 0.01 | 0
2035 | HQ_IESO_2_IESO | HQ_IESO | IESO | Internal | Shoulder | B13 | 600 | 99999 | 466.9 | 67.91 | 67.92 | 0.01 | 0
2035 | HQ_IESO_2_IESO | HQ_IESO | IESO | Internal | Shoulder | B14 | 900 | 99999 | 462.95 | 67.91 | 67.92 | 0.01 | 0
2035 | HQ_IESO_2_IESO | HQ_IESO | IESO | Internal | Shoulder | B15 | 1203 | 99999 | 128.57 | 67.91 | 67.92 | 0.01 | 0
2035 | HQ_IESO_2_IESO | HQ_IESO | IESO | Internal | Summer | B1 | 10 | 99999 | 488.01 | 102.37 | 102.38 | 0.01 | 0
2035 | HQ_IESO_2_IESO | HQ_IESO | IESO | Internal | Summer | B2 | 25 | 99999 | 484.21 | 126.79 | 126.8 | 0.01 | 0
2035 | HQ_IESO_2_IESO | HQ_IESO | IESO | Internal | Summer | B3 | 75 | 99999 | 478.77 | 126.79 | 126.8 | 0.01 | 0
2035 | HQ_IESO_2_IESO | HQ_IESO | IESO | Internal | Summer | B4 | 100 | 99999 | 475.18 | 89.68 | 89.7 | 0.01 | 0
2035 | HQ_IESO_2_IESO | HQ_IESO | IESO | Internal | Summer | B5 | 200 | 99999 | 472.55 | 65.48 | 65.49 | 0.01 | 0
2035 | HQ_IESO_2_IESO | HQ_IESO | IESO | Internal | Summer | B6 | 300 | 99999 | 470.41 | 65.48 | 65.49 | 0.01 | 0
2035 | HQ_IESO_2_IESO | HQ_IESO | IESO | Internal | Summer | B7 | 400 | 99999 | 467.7 | 65.48 | 65.49 | 0.01 | 0
2035 | HQ_IESO_2_IESO | HQ_IESO | IESO | Internal | Summer | B8 | 500 | 99999 | 464.74 | 65.48 | 65.49 | 0.01 | 0
2035 | HQ_IESO_2_IESO | HQ_IESO | IESO | Internal | Summer | B9 | 800 | 99999 | 461.51 | 65.48 | 65.49 | 0.01 | 0
2035 | HQ_IESO_2_IESO | HQ_IESO | IESO | Internal | Summer | B10 | 1262 | 99999 | 65.15 | 65.48 | 65.49 | 0.01 | 0
2035 | HQ_IESO_2_IESO | HQ_IESO | IESO | Internal | Winter | B16 | 25 | 99999 | 477.62 | 67.91 | 67.92 | 0.01 | 0
2035 | HQ_IESO_2_IESO | HQ_IESO | IESO | Internal | Winter | B17 | 100 | 99999 | 475.49 | 67.91 | 67.92 | 0.01 | 0
2035 | HQ_IESO_2_IESO | HQ_IESO | IESO | Internal | Winter | B18 | 400 | 99999 | 473.04 | 67.91 | 67.92 | 0.01 | 0
2035 | HQ_IESO_2_IESO | HQ_IESO | IESO | Internal | Winter | B19 | 700 | 99999 | 468.68 | 67.91 | 67.92 | 0.01 | 0
2035 | HQ_IESO_2_IESO | HQ_IESO | IESO | Internal | Winter | B20 | 935 | 99999 | 149.75 | 67.91 | 67.92 | 0.01 | 0
2035 | IESO_2_MAPP_CA | IESO | MAPP_CA | Internal | Shoulder | B11 | 25 | 262 | 262 | 67.92 | 100.14 | 7 | 25.22
2035 | IESO_2_MAPP_CA | IESO | MAPP_CA | Internal | Shoulder | B12 | 200 | 262 | 262 | 67.92 | 100.14 | 7 | 25.22
2035 | IESO_2_MAPP_CA | IESO | MAPP_CA | Internal | Shoulder | B13 | 600 | 262 | 262 | 67.92 | 100.14 | 7 | 25.22
2035 | IESO_2_MAPP_CA | IESO | MAPP_CA | Internal | Shoulder | B14 | 900 | 262 | 262 | 67.92 | 100.14 | 7 | 25.22
2035 | IESO_2_MAPP_CA | IESO | MAPP_CA | Internal | Shoulder | B15 | 1203 | 262 | 262 | 67.92 | 100.14 | 7 | 25.22
2035 | IESO_2_MAPP_CA | IESO | MAPP_CA | Internal | Summer | B1 | 10 | 262 | 0 | 102.38 | 72.49 | 7 | 0
2035 | IESO_2_MAPP_CA | IESO | MAPP_CA | Internal | Summer | B2 | 25 | 262 | 0 | 126.8 | 72.49 | 7 | 0
2035 | IESO_2_MAPP_CA | IESO | MAPP_CA | Internal | Summer | B3 | 75 | 262 | 0 | 126.8 | 72.49 | 7 | 0
2035 | IESO_2_MAPP_CA | IESO | MAPP_CA | Internal | Summer | B4 | 100 | 262 | 0 | 89.7 | 72.49 | 7 | 0
2035 | IESO_2_MAPP_CA | IESO | MAPP_CA | Internal | Summer | B5 | 200 | 262 | 36.76 | 65.49 | 72.49 | 7 | 0
2035 | IESO_2_MAPP_CA | IESO | MAPP_CA | Internal | Summer | B6 | 300 | 262 | 212.95 | 65.49 | 72.49 | 7 | 0
2035 | IESO_2_MAPP_CA | IESO | MAPP_CA | Internal | Summer | B7 | 400 | 262 | 227.32 | 65.49 | 72.49 | 7 | 0
2035 | IESO_2_MAPP_CA | IESO | MAPP_CA | Internal | Summer | B8 | 500 | 262 | 233.85 | 65.49 | 72.49 | 7 | 0
2035 | IESO_2_MAPP_CA | IESO | MAPP_CA | Internal | Summer | B9 | 800 | 262 | 243.52 | 65.49 | 72.49 | 7 | 0
2035 | IESO_2_MAPP_CA | IESO | MAPP_CA | Internal | Summer | B10 | 1262 | 262 | 249.82 | 65.49 | 72.49 | 7 | 0
2035 | IESO_2_MAPP_CA | IESO | MAPP_CA | Internal | Winter | B16 | 25 | 262 | 262 | 67.92 | 105.86 | 7 | 30.93
2035 | IESO_2_MAPP_CA | IESO | MAPP_CA | Internal | Winter | B17 | 100 | 262 | 262 | 67.92 | 105.86 | 7 | 30.93
2035 | IESO_2_MAPP_CA | IESO | MAPP_CA | Internal | Winter | B18 | 400 | 262 | 262 | 67.92 | 105.86 | 7 | 30.93
2035 | IESO_2_MAPP_CA | IESO | MAPP_CA | Internal | Winter | B19 | 700 | 262 | 262 | 67.92 | 105.86 | 7 | 30.93
2035 | IESO_2_MAPP_CA | IESO | MAPP_CA | Internal | Winter | B20 | 935 | 262 | 262 | 67.92 | 105.86 | 7 | 30.93
2035 | IESO_2_MISO_MI | IESO | MISO_MI | Internal | Shoulder | B11 | 25 | 1840 | 1840 | 67.92 | 133.39 | 7 | 58.47
2035 | IESO_2_MISO_MI | IESO | MISO_MI | Internal | Shoulder | B12 | 200 | 1840 | 1840 | 67.92 | 126.22 | 7 | 51.3
2035 | IESO_2_MISO_MI | IESO | MISO_MI | Internal | Shoulder | B13 | 600 | 1840 | 1840 | 67.92 | 118.84 | 7 | 43.92
2035 | IESO_2_MISO_MI | IESO | MISO_MI | Internal | Shoulder | B14 | 900 | 1840 | 1840 | 67.92 | 114.86 | 7 | 39.94
2035 | IESO_2_MISO_MI | IESO | MISO_MI | Internal | Shoulder | B15 | 1203 | 1840 | 1840 | 67.92 | 114.86 | 7 | 39.94
2035 | IESO_2_MISO_MI | IESO | MISO_MI | Internal | Summer | B1 | 10 | 1840 | 1840 | 102.38 | 217.18 | 7 | 107.8
2035 | IESO_2_MISO_MI | IESO | MISO_MI | Internal | Summer | B2 | 25 | 1840 | 1840 | 126.8 | 213.33 | 7 | 79.52
2035 | IESO_2_MISO_MI | IESO | MISO_MI | Internal | Summer | B3 | 75 | 1840 | 1840 | 126.8 | 210.61 | 7 | 76.8
2035 | IESO_2_MISO_MI | IESO | MISO_MI | Internal | Summer | B4 | 100 | 1840 | 1840 | 89.7 | 193.46 | 7 | 96.76
2035 | IESO_2_MISO_MI | IESO | MISO_MI | Internal | Summer | B5 | 200 | 1840 | 1840 | 65.49 | 153.59 | 7 | 81.1
2035 | IESO_2_MISO_MI | IESO | MISO_MI | Internal | Summer | B6 | 300 | 1840 | 1840 | 65.49 | 138.28 | 7 | 65.79
2035 | IESO_2_MISO_MI | IESO | MISO_MI | Internal | Summer | B7 | 400 | 1840 | 1840 | 65.49 | 132.03 | 7 | 59.54
2035 | IESO_2_MISO_MI | IESO | MISO_MI | Internal | Summer | B8 | 500 | 1840 | 1840 | 65.49 | 124.33 | 7 | 51.84
2035 | IESO_2_MISO_MI | IESO | MISO_MI | Internal | Summer | B9 | 800 | 1840 | 1840 | 65.49 | 113.41 | 7 | 40.92
2035 | IESO_2_MISO_MI | IESO | MISO_MI | Internal | Summer | B10 | 1262 | 1840 | 1840 | 65.49 | 113.41 | 7 | 40.92
2035 | IESO_2_MISO_MI | IESO | MISO_MI | Internal | Winter | B16 | 25 | 1840 | 1840 | 67.92 | 136.15 | 7 | 61.23
2035 | IESO_2_MISO_MI | IESO | MISO_MI | Internal | Winter | B17 | 100 | 1840 | 1840 | 67.92 | 135.44 | 7 | 60.52
2035 | IESO_2_MISO_MI | IESO | MISO_MI | Internal | Winter | B18 | 400 | 1840 | 1840 | 67.92 | 120.35 | 7 | 45.43
2035 | IESO_2_MISO_MI | IESO | MISO_MI | Internal | Winter | B19 | 700 | 1840 | 1840 | 67.92 | 117.9 | 7 | 42.98
2035 | IESO_2_MISO_MI | IESO | MISO_MI | Internal | Winter | B20 | 935 | 1840 | 1840 | 67.92 | 117.88 | 7 | 42.96
2035 | IESO_2_MISO_W | IESO | MISO_W | Internal | Shoulder | B11 | 25 | 140 | 140 | 67.92 | 135.07 | 7 | 60.15
2035 | IESO_2_MISO_W | IESO | MISO_W | Internal | Shoulder | B12 | 200 | 140 | 140 | 67.92 | 123.1 | 7 | 48.18
2035 | IESO_2_MISO_W | IESO | MISO_W | Internal | Shoulder | B13 | 600 | 140 | 140 | 67.92 | 116.28 | 7 | 41.36
2035 | IESO_2_MISO_W | IESO | MISO_W | Internal | Shoulder | B14 | 900 | 140 | 140 | 67.92 | 114.77 | 7 | 39.85
2035 | IESO_2_MISO_W | IESO | MISO_W | Internal | Shoulder | B15 | 1203 | 140 | 140 | 67.92 | 100.15 | 7 | 25.23
2035 | IESO_2_MISO_W | IESO | MISO_W | Internal | Summer | B1 | 10 | 140 | 140 | 102.38 | 217.18 | 7 | 107.8
2035 | IESO_2_MISO_W | IESO | MISO_W | Internal | Summer | B2 | 25 | 140 | 140 | 126.8 | 213.32 | 7 | 79.51
2035 | IESO_2_MISO_W | IESO | MISO_W | Internal | Summer | B3 | 75 | 140 | 140 | 126.8 | 212.95 | 7 | 79.15
2035 | IESO_2_MISO_W | IESO | MISO_W | Internal | Summer | B4 | 100 | 140 | 140 | 89.7 | 195.47 | 7 | 98.77
2035 | IESO_2_MISO_W | IESO | MISO_W | Internal | Summer | B5 | 200 | 140 | 140 | 65.49 | 157.59 | 7 | 85.1
2035 | IESO_2_MISO_W | IESO | MISO_W | Internal | Summer | B6 | 300 | 140 | 140 | 65.49 | 142.35 | 7 | 69.85
2035 | IESO_2_MISO_W | IESO | MISO_W | Internal | Summer | B7 | 400 | 140 | 140 | 65.49 | 134.23 | 7 | 61.74
2035 | IESO_2_MISO_W | IESO | MISO_W | Internal | Summer | B8 | 500 | 140 | 140 | 65.49 | 118.32 | 7 | 45.82
2035 | IESO_2_MISO_W | IESO | MISO_W | Internal | Summer | B9 | 800 | 140 | 140 | 65.49 | 113.4 | 7 | 40.91
2035 | IESO_2_MISO_W | IESO | MISO_W | Internal | Summer | B10 | 1262 | 140 | 140 | 65.49 | 108.46 | 7 | 35.97
2035 | IESO_2_MISO_W | IESO | MISO_W | Internal | Winter | B16 | 25 | 140 | 140 | 67.92 | 114.42 | 7 | 39.5
2035 | IESO_2_MISO_W | IESO | MISO_W | Internal | Winter | B17 | 100 | 140 | 140 | 67.92 | 113.39 | 7 | 38.47
2035 | IESO_2_MISO_W | IESO | MISO_W | Internal | Winter | B18 | 400 | 140 | 140 | 67.92 | 117.89 | 7 | 42.97
2035 | IESO_2_MISO_W | IESO | MISO_W | Internal | Winter | B19 | 700 | 140 | 140 | 67.92 | 117.89 | 7 | 42.97
2035 | IESO_2_MISO_W | IESO | MISO_W | Internal | Winter | B20 | 935 | 140 | 140 | 67.92 | 105.87 | 7 | 30.95
2035 | IESO_2_NYISO_A-F | IESO | NYISO_A-F | Internal | Shoulder | B11 | 25 | 1725 | 1081.89 | 67.92 | 74.92 | 7 | 0
2035 | IESO_2_NYISO_A-F | IESO | NYISO_A-F | Internal | Shoulder | B12 | 200 | 1725 | 1480.73 | 67.92 | 74.92 | 7 | 0
2035 | IESO_2_NYISO_A-F | IESO | NYISO_A-F | Internal | Shoulder | B13 | 600 | 1725 | 1230.56 | 67.92 | 74.92 | 7 | 0
2035 | IESO_2_NYISO_A-F | IESO | NYISO_A-F | Internal | Shoulder | B14 | 900 | 1725 | 1222.74 | 67.92 | 74.92 | 7 | 0
2035 | IESO_2_NYISO_A-F | IESO | NYISO_A-F | Internal | Shoulder | B15 | 1203 | 1725 | 1267.84 | 67.92 | 74.92 | 7 | 0
2035 | IESO_2_NYISO_A-F | IESO | NYISO_A-F | Internal | Summer | B1 | 10 | 1725 | 118.14 | 102.38 | 109.38 | 7 | 0
2035 | IESO_2_NYISO_A-F | IESO | NYISO_A-F | Internal | Summer | B2 | 25 | 1725 | 1101.97 | 126.8 | 133.8 | 7 | 0
2035 | IESO_2_NYISO_A-F | IESO | NYISO_A-F | Internal | Summer | B3 | 75 | 1725 | 1725 | 126.8 | 141.22 | 7 | 7.41
2035 | IESO_2_NYISO_A-F | IESO | NYISO_A-F | Internal | Summer | B4 | 100 | 1725 | 1725 | 89.7 | 129.7 | 7 | 33
2035 | IESO_2_NYISO_A-F | IESO | NYISO_A-F | Internal | Summer | B5 | 200 | 1725 | 1725 | 65.49 | 126.43 | 7 | 53.94
2035 | IESO_2_NYISO_A-F | IESO | NYISO_A-F | Internal | Summer | B6 | 300 | 1725 | 1725 | 65.49 | 126.43 | 7 | 53.94
2035 | IESO_2_NYISO_A-F | IESO | NYISO_A-F | Internal | Summer | B7 | 400 | 1725 | 1725 | 65.49 | 111.09 | 7 | 38.6
2035 | IESO_2_NYISO_A-F | IESO | NYISO_A-F | Internal | Summer | B8 | 500 | 1725 | 1725 | 65.49 | 111.09 | 7 | 38.6
2035 | IESO_2_NYISO_A-F | IESO | NYISO_A-F | Internal | Summer | B9 | 800 | 1725 | 1725 | 65.49 | 109.38 | 7 | 36.89
2035 | IESO_2_NYISO_A-F | IESO | NYISO_A-F | Internal | Summer | B10 | 1262 | 1725 | 1725 | 65.49 | 109.38 | 7 | 36.89
2035 | IESO_2_NYISO_A-F | IESO | NYISO_A-F | Internal | Winter | B16 | 25 | 1725 | 690.38 | 67.92 | 74.92 | 7 | 0
2035 | IESO_2_NYISO_A-F | IESO | NYISO_A-F | Internal | Winter | B17 | 100 | 1725 | 759.67 | 67.92 | 74.92 | 7 | 0
2035 | IESO_2_NYISO_A-F | IESO | NYISO_A-F | Internal | Winter | B18 | 400 | 1725 | 614.76 | 67.92 | 74.92 | 7 | 0
2035 | IESO_2_NYISO_A-F | IESO | NYISO_A-F | Internal | Winter | B19 | 700 | 1725 | 445.95 | 67.92 | 74.92 | 7 | 0
2035 | IESO_2_NYISO_A-F | IESO | NYISO_A-F | Internal | Winter | B20 | 935 | 1725 | 451.18 | 67.92 | 74.92 | 7 | 0
2035 | MAPP_CA_2_IESO | MAPP_CA | IESO | Internal | Shoulder | B11 | 25 | 330 | 0 | 100.14 | 67.92 | 8 | 0
2035 | MAPP_CA_2_IESO | MAPP_CA | IESO | Internal | Shoulder | B12 | 200 | 330 | 0 | 100.14 | 67.92 | 8 | 0
2035 | MAPP_CA_2_IESO | MAPP_CA | IESO | Internal | Shoulder | B13 | 600 | 330 | 0 | 100.14 | 67.92 | 8 | 0
2035 | MAPP_CA_2_IESO | MAPP_CA | IESO | Internal | Shoulder | B14 | 900 | 330 | 0 | 100.14 | 67.92 | 8 | 0
2035 | MAPP_CA_2_IESO | MAPP_CA | IESO | Internal | Shoulder | B15 | 1203 | 330 | 0 | 100.14 | 67.92 | 8 | 0
2035 | MAPP_CA_2_IESO | MAPP_CA | IESO | Internal | Summer | B1 | 10 | 330 | 330 | 72.49 | 102.38 | 8 | 21.89
2035 | MAPP_CA_2_IESO | MAPP_CA | IESO | Internal | Summer | B2 | 25 | 330 | 330 | 72.49 | 126.8 | 8 | 46.31
2035 | MAPP_CA_2_IESO | MAPP_CA | IESO | Internal | Summer | B3 | 75 | 330 | 330 | 72.49 | 126.8 | 8 | 46.31
2035 | MAPP_CA_2_IESO | MAPP_CA | IESO | Internal | Summer | B4 | 100 | 330 | 330 | 72.49 | 89.7 | 8 | 9.2
2035 | MAPP_CA_2_IESO | MAPP_CA | IESO | Internal | Summer | B5 | 200 | 330 | 0 | 72.49 | 65.49 | 8 | 0
2035 | MAPP_CA_2_IESO | MAPP_CA | IESO | Internal | Summer | B6 | 300 | 330 | 0 | 72.49 | 65.49 | 8 | 0
2035 | MAPP_CA_2_IESO | MAPP_CA | IESO | Internal | Summer | B7 | 400 | 330 | 0 | 72.49 | 65.49 | 8 | 0
2035 | MAPP_CA_2_IESO | MAPP_CA | IESO | Internal | Summer | B8 | 500 | 330 | 0 | 72.49 | 65.49 | 8 | 0
2035 | MAPP_CA_2_IESO | MAPP_CA | IESO | Internal | Summer | B9 | 800 | 330 | 0 | 72.49 | 65.49 | 8 | 0
2035 | MAPP_CA_2_IESO | MAPP_CA | IESO | Internal | Summer | B10 | 1262 | 330 | 0 | 72.49 | 65.49 | 8 | 0
2035 | MAPP_CA_2_IESO | MAPP_CA | IESO | Internal | Winter | B16 | 25 | 330 | 0 | 105.86 | 67.92 | 8 | 0
2035 | MAPP_CA_2_IESO | MAPP_CA | IESO | Internal | Winter | B17 | 100 | 330 | 0 | 105.86 | 67.92 | 8 | 0
2035 | MAPP_CA_2_IESO | MAPP_CA | IESO | Internal | Winter | B18 | 400 | 330 | 0 | 105.86 | 67.92 | 8 | 0
2035 | MAPP_CA_2_IESO | MAPP_CA | IESO | Internal | Winter | B19 | 700 | 330 | 0 | 105.86 | 67.92 | 8 | 0
2035 | MAPP_CA_2_IESO | MAPP_CA | IESO | Internal | Winter | B20 | 935 | 330 | 0 | 105.86 | 67.92 | 8 | 0
2035 | MAPP_CA_2_MAPP_US | MAPP_CA | MAPP_US | Internal | Shoulder | B11 | 25 | 372 | 372 | 100.14 | 128.07 | 7 | 20.94
2035 | MAPP_CA_2_MAPP_US | MAPP_CA | MAPP_US | Internal | Shoulder | B12 | 200 | 372 | 372 | 100.14 | 111.75 | 7 | 4.61
2035 | MAPP_CA_2_MAPP_US | MAPP_CA | MAPP_US | Internal | Shoulder | B13 | 600 | 372 | 372 | 100.14 | 109.28 | 7 | 2.15
2035 | MAPP_CA_2_MAPP_US | MAPP_CA | MAPP_US | Internal | Shoulder | B14 | 900 | 372 | 372 | 100.14 | 107.77 | 7 | 0.64
2035 | MAPP_CA_2_MAPP_US | MAPP_CA | MAPP_US | Internal | Shoulder | B15 | 1203 | 372 | 0 | 100.14 | 93.91 | 7 | 0
2035 | MAPP_CA_2_MAPP_US | MAPP_CA | MAPP_US | Internal | Summer | B1 | 10 | 372 | 372 | 72.49 | 210.18 | 7 | 130.69
2035 | MAPP_CA_2_MAPP_US | MAPP_CA | MAPP_US | Internal | Summer | B2 | 25 | 372 | 372 | 72.49 | 206.32 | 7 | 126.82
2035 | MAPP_CA_2_MAPP_US | MAPP_CA | MAPP_US | Internal | Summer | B3 | 75 | 372 | 372 | 72.49 | 205.95 | 7 | 126.46
2035 | MAPP_CA_2_MAPP_US | MAPP_CA | MAPP_US | Internal | Summer | B4 | 100 | 372 | 372 | 72.49 | 188.47 | 7 | 108.98
2035 | MAPP_CA_2_MAPP_US | MAPP_CA | MAPP_US | Internal | Summer | B5 | 200 | 372 | 372 | 72.49 | 150.59 | 7 | 71.1
2035 | MAPP_CA_2_MAPP_US | MAPP_CA | MAPP_US | Internal | Summer | B6 | 300 | 372 | 372 | 72.49 | 135.35 | 7 | 55.85
2035 | MAPP_CA_2_MAPP_US | MAPP_CA | MAPP_US | Internal | Summer | B7 | 400 | 372 | 372 | 72.49 | 127.23 | 7 | 47.74
2035 | MAPP_CA_2_MAPP_US | MAPP_CA | MAPP_US | Internal | Summer | B8 | 500 | 372 | 372 | 72.49 | 111.32 | 7 | 31.82
2035 | MAPP_CA_2_MAPP_US | MAPP_CA | MAPP_US | Internal | Summer | B9 | 800 | 372 | 372 | 72.49 | 106.4 | 7 | 26.91
2035 | MAPP_CA_2_MAPP_US | MAPP_CA | MAPP_US | Internal | Summer | B10 | 1262 | 372 | 372 | 72.49 | 101.46 | 7 | 21.97
2035 | MAPP_CA_2_MAPP_US | MAPP_CA | MAPP_US | Internal | Winter | B16 | 25 | 372 | 0 | 105.86 | 107.42 | 7 | 0
2035 | MAPP_CA_2_MAPP_US | MAPP_CA | MAPP_US | Internal | Winter | B17 | 100 | 372 | 0 | 105.86 | 106.39 | 7 | 0
2035 | MAPP_CA_2_MAPP_US | MAPP_CA | MAPP_US | Internal | Winter | B18 | 400 | 372 | 0 | 105.86 | 110.89 | 7 | 0
2035 | MAPP_CA_2_MAPP_US | MAPP_CA | MAPP_US | Internal | Winter | B19 | 700 | 372 | 0 | 105.86 | 110.89 | 7 | 0
2035 | MAPP_CA_2_MAPP_US | MAPP_CA | MAPP_US | Internal | Winter | B20 | 935 | 372 | 0 | 105.86 | 98.87 | 7 | 0
2035 | MAPP_CA_2_MISO_W | MAPP_CA | MISO_W | Internal | Shoulder | B11 | 25 | 2196 | 2196 | 100.14 | 135.07 | 0.01 | 34.92
2035 | MAPP_CA_2_MISO_W | MAPP_CA | MISO_W | Internal | Shoulder | B12 | 200 | 2196 | 2196 | 100.14 | 123.1 | 0.01 | 22.95
2035 | MAPP_CA_2_MISO_W | MAPP_CA | MISO_W | Internal | Shoulder | B13 | 600 | 2196 | 2196 | 100.14 | 116.28 | 0.01 | 16.14
2035 | MAPP_CA_2_MISO_W | MAPP_CA | MISO_W | Internal | Shoulder | B14 | 900 | 2196 | 2196 | 100.14 | 114.77 | 0.01 | 14.63
2035 | MAPP_CA_2_MISO_W | MAPP_CA | MISO_W | Internal | Shoulder | B15 | 1203 | 2196 | 1478.36 | 100.14 | 100.15 | 0.01 | 0
2035 | MAPP_CA_2_MISO_W | MAPP_CA | MISO_W | Internal | Summer | B1 | 10 | 2196 | 2196 | 72.49 | 217.18 | 0.01 | 144.68
2035 | MAPP_CA_2_MISO_W | MAPP_CA | MISO_W | Internal | Summer | B2 | 25 | 2196 | 2196 | 72.49 | 213.32 | 0.01 | 140.81
2035 | MAPP_CA_2_MISO_W | MAPP_CA | MISO_W | Internal | Summer | B3 | 75 | 2196 | 2196 | 72.49 | 212.95 | 0.01 | 140.45
2035 | MAPP_CA_2_MISO_W | MAPP_CA | MISO_W | Internal | Summer | B4 | 100 | 2196 | 2196 | 72.49 | 195.47 | 0.01 | 122.96
2035 | MAPP_CA_2_MISO_W | MAPP_CA | MISO_W | Internal | Summer | B5 | 200 | 2196 | 2196 | 72.49 | 157.59 | 0.01 | 85.09
2035 | MAPP_CA_2_MISO_W | MAPP_CA | MISO_W | Internal | Summer | B6 | 300 | 2196 | 2196 | 72.49 | 142.35 | 0.01 | 69.84
2035 | MAPP_CA_2_MISO_W | MAPP_CA | MISO_W | Internal | Summer | B7 | 400 | 2196 | 2196 | 72.49 | 134.23 | 0.01 | 61.73
2035 | MAPP_CA_2_MISO_W | MAPP_CA | MISO_W | Internal | Summer | B8 | 500 | 2196 | 2196 | 72.49 | 118.32 | 0.01 | 45.81
2035 | MAPP_CA_2_MISO_W | MAPP_CA | MISO_W | Internal | Summer | B9 | 800 | 2196 | 2196 | 72.49 | 113.4 | 0.01 | 40.9
2035 | MAPP_CA_2_MISO_W | MAPP_CA | MISO_W | Internal | Summer | B10 | 1262 | 2196 | 2196 | 72.49 | 108.46 | 0.01 | 35.96
2035 | MAPP_CA_2_MISO_W | MAPP_CA | MISO_W | Internal | Winter | B16 | 25 | 2196 | 2196 | 105.86 | 114.42 | 0.01 | 8.55
2035 | MAPP_CA_2_MISO_W | MAPP_CA | MISO_W | Internal | Winter | B17 | 100 | 2196 | 2196 | 105.86 | 113.39 | 0.01 | 7.53
2035 | MAPP_CA_2_MISO_W | MAPP_CA | MISO_W | Internal | Winter | B18 | 400 | 2196 | 2196 | 105.86 | 117.89 | 0.01 | 12.02
2035 | MAPP_CA_2_MISO_W | MAPP_CA | MISO_W | Internal | Winter | B19 | 700 | 2196 | 2196 | 105.86 | 117.89 | 0.01 | 12.02
2035 | MAPP_CA_2_MISO_W | MAPP_CA | MISO_W | Internal | Winter | B20 | 935 | 2196 | 1249.57 | 105.86 | 105.87 | 0.01 | 0
2035 | MAPP_US_2_MAPP_CA | MAPP_US | MAPP_CA | Internal | Shoulder | B11 | 25 | 165 | 0 | 128.07 | 100.14 | 7 | 0
2035 | MAPP_US_2_MAPP_CA | MAPP_US | MAPP_CA | Internal | Shoulder | B12 | 200 | 165 | 0 | 111.75 | 100.14 | 7 | 0
2035 | MAPP_US_2_MAPP_CA | MAPP_US | MAPP_CA | Internal | Shoulder | B13 | 600 | 165 | 0 | 109.28 | 100.14 | 7 | 0
2035 | MAPP_US_2_MAPP_CA | MAPP_US | MAPP_CA | Internal | Shoulder | B14 | 900 | 165 | 0 | 107.77 | 100.14 | 7 | 0
2035 | MAPP_US_2_MAPP_CA | MAPP_US | MAPP_CA | Internal | Shoulder | B15 | 1203 | 165 | 0 | 93.91 | 100.14 | 7 | 0
2035 | MAPP_US_2_MAPP_CA | MAPP_US | MAPP_CA | Internal | Summer | B1 | 10 | 165 | 0 | 210.18 | 72.49 | 7 | 0
2035 | MAPP_US_2_MAPP_CA | MAPP_US | MAPP_CA | Internal | Summer | B2 | 25 | 165 | 0 | 206.32 | 72.49 | 7 | 0
2035 | MAPP_US_2_MAPP_CA | MAPP_US | MAPP_CA | Internal | Summer | B3 | 75 | 165 | 0 | 205.95 | 72.49 | 7 | 0
2035 | MAPP_US_2_MAPP_CA | MAPP_US | MAPP_CA | Internal | Summer | B4 | 100 | 165 | 0 | 188.47 | 72.49 | 7 | 0
2035 | MAPP_US_2_MAPP_CA | MAPP_US | MAPP_CA | Internal | Summer | B5 | 200 | 165 | 0 | 150.59 | 72.49 | 7 | 0
2035 | MAPP_US_2_MAPP_CA | MAPP_US | MAPP_CA | Internal | Summer | B6 | 300 | 165 | 0 | 135.35 | 72.49 | 7 | 0
2035 | MAPP_US_2_MAPP_CA | MAPP_US | MAPP_CA | Internal | Summer | B7 | 400 | 165 | 0 | 127.23 | 72.49 | 7 | 0
2035 | MAPP_US_2_MAPP_CA | MAPP_US | MAPP_CA | Internal | Summer | B8 | 500 | 165 | 0 | 111.32 | 72.49 | 7 | 0
2035 | MAPP_US_2_MAPP_CA | MAPP_US | MAPP_CA | Internal | Summer | B9 | 800 | 165 | 0 | 106.4 | 72.49 | 7 | 0
2035 | MAPP_US_2_MAPP_CA | MAPP_US | MAPP_CA | Internal | Summer | B10 | 1262 | 165 | 0 | 101.46 | 72.49 | 7 | 0
2035 | MAPP_US_2_MAPP_CA | MAPP_US | MAPP_CA | Internal | Winter | B16 | 25 | 165 | 0 | 107.42 | 105.86 | 7 | 0
2035 | MAPP_US_2_MAPP_CA | MAPP_US | MAPP_CA | Internal | Winter | B17 | 100 | 165 | 0 | 106.39 | 105.86 | 7 | 0
2035 | MAPP_US_2_MAPP_CA | MAPP_US | MAPP_CA | Internal | Winter | B18 | 400 | 165 | 0 | 110.89 | 105.86 | 7 | 0
2035 | MAPP_US_2_MAPP_CA | MAPP_US | MAPP_CA | Internal | Winter | B19 | 700 | 165 | 0 | 110.89 | 105.86 | 7 | 0
2035 | MAPP_US_2_MAPP_CA | MAPP_US | MAPP_CA | Internal | Winter | B20 | 935 | 165 | 0 | 98.87 | 105.86 | 7 | 0
2035 | MAPP_US_2_MISO_W | MAPP_US | MISO_W | Internal | Shoulder | B11 | 25 | 2635 | 1489.08 | 128.07 | 135.07 | 7 | 0
2035 | MAPP_US_2_MISO_W | MAPP_US | MISO_W | Internal | Shoulder | B12 | 200 | 2635 | 2635 | 111.75 | 123.1 | 7 | 4.35
2035 | MAPP_US_2_MISO_W | MAPP_US | MISO_W | Internal | Shoulder | B13 | 600 | 2635 | 1911.52 | 109.28 | 116.28 | 7 | 0
2035 | MAPP_US_2_MISO_W | MAPP_US | MISO_W | Internal | Shoulder | B14 | 900 | 2635 | 872.11 | 107.77 | 114.77 | 7 | 0
2035 | MAPP_US_2_MISO_W | MAPP_US | MISO_W | Internal | Shoulder | B15 | 1203 | 2635 | 0 | 93.91 | 100.15 | 7 | 0
2035 | MAPP_US_2_MISO_W | MAPP_US | MISO_W | Internal | Summer | B1 | 10 | 2635 | 72.2 | 210.18 | 217.18 | 7 | 0
2035 | MAPP_US_2_MISO_W | MAPP_US | MISO_W | Internal | Summer | B2 | 25 | 2635 | 611.33 | 206.32 | 213.32 | 7 | 0
2035 | MAPP_US_2_MISO_W | MAPP_US | MISO_W | Internal | Summer | B3 | 75 | 2635 | 466.77 | 205.95 | 212.95 | 7 | 0
2035 | MAPP_US_2_MISO_W | MAPP_US | MISO_W | Internal | Summer | B4 | 100 | 2635 | 675 | 188.47 | 195.47 | 7 | 0
2035 | MAPP_US_2_MISO_W | MAPP_US | MISO_W | Internal | Summer | B5 | 200 | 2635 | 430.9 | 150.59 | 157.59 | 7 | 0
2035 | MAPP_US_2_MISO_W | MAPP_US | MISO_W | Internal | Summer | B6 | 300 | 2635 | 87.48 | 135.35 | 142.35 | 7 | 0
2035 | MAPP_US_2_MISO_W | MAPP_US | MISO_W | Internal | Summer | B7 | 400 | 2635 | 824.43 | 127.23 | 134.23 | 7 | 0
2035 | MAPP_US_2_MISO_W | MAPP_US | MISO_W | Internal | Summer | B8 | 500 | 2635 | 1513.96 | 111.32 | 118.32 | 7 | 0
2035 | MAPP_US_2_MISO_W | MAPP_US | MISO_W | Internal | Summer | B9 | 800 | 2635 | 997.99 | 106.4 | 113.4 | 7 | 0
2035 | MAPP_US_2_MISO_W | MAPP_US | MISO_W | Internal | Summer | B10 | 1262 | 2635 | 1217.88 | 101.46 | 108.46 | 7 | 0
2035 | MAPP_US_2_MISO_W | MAPP_US | MISO_W | Internal | Winter | B16 | 25 | 2635 | 2356.46 | 107.42 | 114.42 | 7 | 0
2035 | MAPP_US_2_MISO_W | MAPP_US | MISO_W | Internal | Winter | B17 | 100 | 2635 | 988.66 | 106.39 | 113.39 | 7 | 0
2035 | MAPP_US_2_MISO_W | MAPP_US | MISO_W | Internal | Winter | B18 | 400 | 2635 | 1970.24 | 110.89 | 117.89 | 7 | 0
2035 | MAPP_US_2_MISO_W | MAPP_US | MISO_W | Internal | Winter | B19 | 700 | 2635 | 739.56 | 110.89 | 117.89 | 7 | 0
2035 | MAPP_US_2_MISO_W | MAPP_US | MISO_W | Internal | Winter | B20 | 935 | 2635 | 856.88 | 98.87 | 105.87 | 7 | 0
2035 | MAPP_US_2_NE | MAPP_US | NE | Internal | Shoulder | B11 | 25 | 2000 | 2000 | 128.07 | 136.13 | 7 | 1.06
2035 | MAPP_US_2_NE | MAPP_US | NE | Internal | Shoulder | B12 | 200 | 2000 | 1099.93 | 111.75 | 118.75 | 7 | 0
2035 | MAPP_US_2_NE | MAPP_US | NE | Internal | Shoulder | B13 | 600 | 2000 | 2000 | 109.28 | 117.56 | 7 | 1.28
2035 | MAPP_US_2_NE | MAPP_US | NE | Internal | Shoulder | B14 | 900 | 2000 | 2000 | 107.77 | 117.56 | 7 | 2.79
2035 | MAPP_US_2_NE | MAPP_US | NE | Internal | Shoulder | B15 | 1203 | 2000 | 2000 | 93.91 | 107.15 | 7 | 6.23
2035 | MAPP_US_2_NE | MAPP_US | NE | Internal | Summer | B1 | 10 | 2000 | 2000 | 210.18 | 220.32 | 7 | 3.13
2035 | MAPP_US_2_NE | MAPP_US | NE | Internal | Summer | B2 | 25 | 2000 | 2000 | 206.32 | 220.32 | 7 | 7
2035 | MAPP_US_2_NE | MAPP_US | NE | Internal | Summer | B3 | 75 | 2000 | 2000 | 205.95 | 219.95 | 7 | 7
2035 | MAPP_US_2_NE | MAPP_US | NE | Internal | Summer | B4 | 100 | 2000 | 1970.57 | 188.47 | 195.47 | 7 | 0
2035 | MAPP_US_2_NE | MAPP_US | NE | Internal | Summer | B5 | 200 | 2000 | 1769.81 | 150.59 | 157.59 | 7 | 0
2035 | MAPP_US_2_NE | MAPP_US | NE | Internal | Summer | B6 | 300 | 2000 | 2000 | 135.35 | 146.03 | 7 | 3.69
2035 | MAPP_US_2_NE | MAPP_US | NE | Internal | Summer | B7 | 400 | 2000 | 2000 | 127.23 | 134.62 | 7 | 0.38
2035 | MAPP_US_2_NE | MAPP_US | NE | Internal | Summer | B8 | 500 | 2000 | 2000 | 111.32 | 121.34 | 7 | 3.02
2035 | MAPP_US_2_NE | MAPP_US | NE | Internal | Summer | B9 | 800 | 2000 | 2000 | 106.4 | 116.59 | 7 | 3.19
2035 | MAPP_US_2_NE | MAPP_US | NE | Internal | Summer | B10 | 1262 | 2000 | 2000 | 101.46 | 115.46 | 7 | 7
2035 | MAPP_US_2_NE | MAPP_US | NE | Internal | Winter | B16 | 25 | 2000 | 2000 | 107.42 | 121.42 | 7 | 7
2035 | MAPP_US_2_NE | MAPP_US | NE | Internal | Winter | B17 | 100 | 2000 | 2000 | 106.39 | 120.39 | 7 | 7
2035 | MAPP_US_2_NE | MAPP_US | NE | Internal | Winter | B18 | 400 | 2000 | 2000 | 110.89 | 120.83 | 7 | 2.94
2035 | MAPP_US_2_NE | MAPP_US | NE | Internal | Winter | B19 | 700 | 2000 | 2000 | 110.89 | 120.83 | 7 | 2.94
2035 | MAPP_US_2_NE | MAPP_US | NE | Internal | Winter | B20 | 935 | 2000 | 2000 | 98.87 | 112.87 | 7 | 7
2035 | MARITIMES_2_NEISO | MARITIMES | NEISO | Internal | Shoulder | B11 | 25 | 99999 | 1720.66 | 71.91 | 71.92 | 0.01 | 0
2035 | MARITIMES_2_NEISO | MARITIMES | NEISO | Internal | Shoulder | B12 | 200 | 99999 | 1717.44 | 71.91 | 71.92 | 0.01 | 0
2035 | MARITIMES_2_NEISO | MARITIMES | NEISO | Internal | Shoulder | B13 | 600 | 99999 | 1704.78 | 71.91 | 71.92 | 0.01 | 0
2035 | MARITIMES_2_NEISO | MARITIMES | NEISO | Internal | Shoulder | B14 | 900 | 99999 | 1682.64 | 71.91 | 71.92 | 0.01 | 0
2035 | MARITIMES_2_NEISO | MARITIMES | NEISO | Internal | Shoulder | B15 | 1203 | 99999 | 648.08 | 71.91 | 71.92 | 0.01 | 0
2035 | MARITIMES_2_NEISO | MARITIMES | NEISO | Internal | Summer | B1 | 10 | 99999 | 1900.1 | 144.21 | 144.22 | 0.01 | 0
2035 | MARITIMES_2_NEISO | MARITIMES | NEISO | Internal | Summer | B2 | 25 | 99999 | 1878.84 | 181.45 | 181.46 | 0.01 | 0
2035 | MARITIMES_2_NEISO | MARITIMES | NEISO | Internal | Summer | B3 | 75 | 99999 | 1836.48 | 144.21 | 144.22 | 0.01 | 0
2035 | MARITIMES_2_NEISO | MARITIMES | NEISO | Internal | Summer | B4 | 100 | 99999 | 1800.07 | 123.42 | 123.43 | 0.01 | 0
2035 | MARITIMES_2_NEISO | MARITIMES | NEISO | Internal | Summer | B5 | 200 | 99999 | 1780.26 | 123.42 | 123.43 | 0.01 | 0
2035 | MARITIMES_2_NEISO | MARITIMES | NEISO | Internal | Summer | B6 | 300 | 99999 | 1757.92 | 123.42 | 123.43 | 0.01 | 0
2035 | MARITIMES_2_NEISO | MARITIMES | NEISO | Internal | Summer | B7 | 400 | 99999 | 1732.32 | 108.08 | 108.09 | 0.01 | 0
2035 | MARITIMES_2_NEISO | MARITIMES | NEISO | Internal | Summer | B8 | 500 | 99999 | 1712.2 | 108.08 | 108.09 | 0.01 | 0
2035 | MARITIMES_2_NEISO | MARITIMES | NEISO | Internal | Summer | B9 | 800 | 99999 | 1687.55 | 106.37 | 106.38 | 0.01 | 0
2035 | MARITIMES_2_NEISO | MARITIMES | NEISO | Internal | Summer | B10 | 1262 | 99999 | 465.16 | 106.37 | 106.38 | 0.01 | 0
2035 | MARITIMES_2_NEISO | MARITIMES | NEISO | Internal | Winter | B16 | 25 | 99999 | 1765.23 | 71.91 | 71.92 | 0.01 | 0
2035 | MARITIMES_2_NEISO | MARITIMES | NEISO | Internal | Winter | B17 | 100 | 99999 | 1747.34 | 71.91 | 71.92 | 0.01 | 0
2035 | MARITIMES_2_NEISO | MARITIMES | NEISO | Internal | Winter | B18 | 400 | 99999 | 1733.65 | 71.91 | 71.92 | 0.01 | 0
2035 | MARITIMES_2_NEISO | MARITIMES | NEISO | Internal | Winter | B19 | 700 | 99999 | 1708.15 | 71.91 | 71.92 | 0.01 | 0
2035 | MARITIMES_2_NEISO | MARITIMES | NEISO | Internal | Winter | B20 | 935 | 99999 | 723.43 | 71.91 | 71.92 | 0.01 | 0
2035 | MISO_IN_2_MISO_MI | MISO_IN | MISO_MI | Internal | Shoulder | B11 | 25 | 5021 | 3464.09 | 133.38 | 133.39 | 0.01 | 0
2035 | MISO_IN_2_MISO_MI | MISO_IN | MISO_MI | Internal | Shoulder | B12 | 200 | 5021 | 5021 | 123.1 | 126.22 | 0.01 | 3.11
2035 | MISO_IN_2_MISO_MI | MISO_IN | MISO_MI | Internal | Shoulder | B13 | 600 | 5021 | 5021 | 116.28 | 118.84 | 0.01 | 2.54
2035 | MISO_IN_2_MISO_MI | MISO_IN | MISO_MI | Internal | Shoulder | B14 | 900 | 5021 | 3729.77 | 114.85 | 114.86 | 0.01 | 0
2035 | MISO_IN_2_MISO_MI | MISO_IN | MISO_MI | Internal | Shoulder | B15 | 1203 | 5021 | 1889.41 | 114.85 | 114.86 | 0.01 | 0
2035 | MISO_IN_2_MISO_MI | MISO_IN | MISO_MI | Internal | Summer | B1 | 10 | 5021 | 4602.83 | 217.17 | 217.18 | 0.01 | 0
2035 | MISO_IN_2_MISO_MI | MISO_IN | MISO_MI | Internal | Summer | B2 | 25 | 5021 | 4149.91 | 213.32 | 213.33 | 0.01 | 0
2035 | MISO_IN_2_MISO_MI | MISO_IN | MISO_MI | Internal | Summer | B3 | 75 | 5021 | 2747.32 | 210.6 | 210.61 | 0.01 | 0
2035 | MISO_IN_2_MISO_MI | MISO_IN | MISO_MI | Internal | Summer | B4 | 100 | 5021 | 3259.83 | 193.44 | 193.46 | 0.01 | 0
2035 | MISO_IN_2_MISO_MI | MISO_IN | MISO_MI | Internal | Summer | B5 | 200 | 5021 | 3778.67 | 153.58 | 153.59 | 0.01 | 0
2035 | MISO_IN_2_MISO_MI | MISO_IN | MISO_MI | Internal | Summer | B6 | 300 | 5021 | 4975.23 | 138.27 | 138.28 | 0.01 | 0
2035 | MISO_IN_2_MISO_MI | MISO_IN | MISO_MI | Internal | Summer | B7 | 400 | 5021 | 5021 | 125.59 | 132.03 | 0.01 | 6.43
2035 | MISO_IN_2_MISO_MI | MISO_IN | MISO_MI | Internal | Summer | B8 | 500 | 5021 | 5021 | 115.63 | 124.33 | 0.01 | 8.69
2035 | MISO_IN_2_MISO_MI | MISO_IN | MISO_MI | Internal | Summer | B9 | 800 | 5021 | 4967.58 | 113.4 | 113.41 | 0.01 | 0
2035 | MISO_IN_2_MISO_MI | MISO_IN | MISO_MI | Internal | Summer | B10 | 1262 | 5021 | 3900.58 | 113.4 | 113.41 | 0.01 | 0
2035 | MISO_IN_2_MISO_MI | MISO_IN | MISO_MI | Internal | Winter | B16 | 25 | 5021 | 5021 | 135.44 | 136.15 | 0.01 | 0.7
2035 | MISO_IN_2_MISO_MI | MISO_IN | MISO_MI | Internal | Winter | B17 | 100 | 5021 | 5021 | 125.38 | 135.44 | 0.01 | 10.05
2035 | MISO_IN_2_MISO_MI | MISO_IN | MISO_MI | Internal | Winter | B18 | 400 | 5021 | 4952.02 | 120.34 | 120.35 | 0.01 | 0
2035 | MISO_IN_2_MISO_MI | MISO_IN | MISO_MI | Internal | Winter | B19 | 700 | 5021 | 4704.39 | 117.89 | 117.9 | 0.01 | 0
2035 | MISO_IN_2_MISO_MI | MISO_IN | MISO_MI | Internal | Winter | B20 | 935 | 5021 | 1130.45 | 117.87 | 117.88 | 0.01 | 0
2035 | MISO_IN_2_MISO_MO-IL | MISO_IN | MISO_MO-IL | Internal | Shoulder | B11 | 25 | 5533 | 5533 | 133.38 | 135.08 | 0.01 | 1.69
2035 | MISO_IN_2_MISO_MO-IL | MISO_IN | MISO_MO-IL | Internal | Shoulder | B12 | 200 | 5533 | 3290.41 | 123.1 | 123.11 | 0.01 | 0
2035 | MISO_IN_2_MISO_MO-IL | MISO_IN | MISO_MO-IL | Internal | Shoulder | B13 | 600 | 5533 | 3596.37 | 116.28 | 116.3 | 0.01 | 0
2035 | MISO_IN_2_MISO_MO-IL | MISO_IN | MISO_MO-IL | Internal | Shoulder | B14 | 900 | 5533 | 1794.83 | 114.85 | 114.86 | 0.01 | 0
2035 | MISO_IN_2_MISO_MO-IL | MISO_IN | MISO_MO-IL | Internal | Shoulder | B15 | 1203 | 5533 | 0 | 114.85 | 114.84 | 0.01 | 0
2035 | MISO_IN_2_MISO_MO-IL | MISO_IN | MISO_MO-IL | Internal | Summer | B1 | 10 | 5533 | 3567.41 | 217.17 | 217.18 | 0.01 | 0
2035 | MISO_IN_2_MISO_MO-IL | MISO_IN | MISO_MO-IL | Internal | Summer | B2 | 25 | 5533 | 4015.87 | 213.32 | 213.33 | 0.01 | 0
2035 | MISO_IN_2_MISO_MO-IL | MISO_IN | MISO_MO-IL | Internal | Summer | B3 | 75 | 5533 | 5533 | 210.6 | 212.46 | 0.01 | 1.85
2035 | MISO_IN_2_MISO_MO-IL | MISO_IN | MISO_MO-IL | Internal | Summer | B4 | 100 | 5533 | 5533 | 193.44 | 195.46 | 0.01 | 2
2035 | MISO_IN_2_MISO_MO-IL | MISO_IN | MISO_MO-IL | Internal | Summer | B5 | 200 | 5533 | 5533 | 153.58 | 157.47 | 0.01 | 3.88
2035 | MISO_IN_2_MISO_MO-IL | MISO_IN | MISO_MO-IL | Internal | Summer | B6 | 300 | 5533 | 5533 | 138.27 | 142.33 | 0.01 | 4.05
2035 | MISO_IN_2_MISO_MO-IL | MISO_IN | MISO_MO-IL | Internal | Summer | B7 | 400 | 5533 | 5533 | 125.59 | 134.24 | 0.01 | 8.64
2035 | MISO_IN_2_MISO_MO-IL | MISO_IN | MISO_MO-IL | Internal | Summer | B8 | 500 | 5533 | 5533 | 115.63 | 118.33 | 0.01 | 2.69
2035 | MISO_IN_2_MISO_MO-IL | MISO_IN | MISO_MO-IL | Internal | Summer | B9 | 800 | 5533 | 3524.25 | 113.4 | 113.41 | 0.01 | 0
2035 | MISO_IN_2_MISO_MO-IL | MISO_IN | MISO_MO-IL | Internal | Summer | B10 | 1262 | 5533 | 1233.31 | 113.4 | 113.41 | 0.01 | 0
2035 | MISO_IN_2_MISO_MO-IL | MISO_IN | MISO_MO-IL | Internal | Winter | B16 | 25 | 5533 | 0 | 135.44 | 135.43 | 0.01 | 0
2035 | MISO_IN_2_MISO_MO-IL | MISO_IN | MISO_MO-IL | Internal | Winter | B17 | 100 | 5533 | 728.15 | 125.38 | 125.39 | 0.01 | 0
2035 | MISO_IN_2_MISO_MO-IL | MISO_IN | MISO_MO-IL | Internal | Winter | B18 | 400 | 5533 | 1692.78 | 120.34 | 120.35 | 0.01 | 0
2035 | MISO_IN_2_MISO_MO-IL | MISO_IN | MISO_MO-IL | Internal | Winter | B19 | 700 | 5533 | 2386.97 | 117.89 | 117.9 | 0.01 | 0
2035 | MISO_IN_2_MISO_MO-IL | MISO_IN | MISO_MO-IL | Internal | Winter | B20 | 935 | 5533 | 0 | 117.87 | 117.86 | 0.01 | 0
2035 | MISO_IN_2_NonRTO_Midwest | MISO_IN | NonRTO_Midwest | Internal | Shoulder | B11 | 25 | 4800 | 581.91 | 133.38 | 141.38 | 8 | 0
2035 | MISO_IN_2_NonRTO_Midwest | MISO_IN | NonRTO_Midwest | Internal | Shoulder | B12 | 200 | 4800 | 0 | 123.1 | 127.15 | 8 | 0
2035 | MISO_IN_2_NonRTO_Midwest | MISO_IN | NonRTO_Midwest | Internal | Shoulder | B13 | 600 | 4800 | 0 | 116.28 | 118.54 | 8 | 0
2035 | MISO_IN_2_NonRTO_Midwest | MISO_IN | NonRTO_Midwest | Internal | Shoulder | B14 | 900 | 4800 | 0 | 114.85 | 118.54 | 8 | 0
2035 | MISO_IN_2_NonRTO_Midwest | MISO_IN | NonRTO_Midwest | Internal | Shoulder | B15 | 1203 | 4800 | 0 | 114.85 | 118.54 | 8 | 0
2035 | MISO_IN_2_NonRTO_Midwest | MISO_IN | NonRTO_Midwest | Internal | Summer | B1 | 10 | 4800 | 0 | 217.17 | 219.93 | 8 | 0
2035 | MISO_IN_2_NonRTO_Midwest | MISO_IN | NonRTO_Midwest | Internal | Summer | B2 | 25 | 4800 | 0 | 213.32 | 219.93 | 8 | 0
2035 | MISO_IN_2_NonRTO_Midwest | MISO_IN | NonRTO_Midwest | Internal | Summer | B3 | 75 | 4800 | 720.48 | 210.6 | 218.6 | 8 | 0
2035 | MISO_IN_2_NonRTO_Midwest | MISO_IN | NonRTO_Midwest | Internal | Summer | B4 | 100 | 4800 | 0 | 193.44 | 195.46 | 8 | 0
2035 | MISO_IN_2_NonRTO_Midwest | MISO_IN | NonRTO_Midwest | Internal | Summer | B5 | 200 | 4800 | 0 | 153.58 | 157.21 | 8 | 0
2035 | MISO_IN_2_NonRTO_Midwest | MISO_IN | NonRTO_Midwest | Internal | Summer | B6 | 300 | 4800 | 0 | 138.27 | 130.27 | 8 | 0
2035 | MISO_IN_2_NonRTO_Midwest | MISO_IN | NonRTO_Midwest | Internal | Summer | B7 | 400 | 4800 | 0 | 125.59 | 117.59 | 8 | 0
2035 | MISO_IN_2_NonRTO_Midwest | MISO_IN | NonRTO_Midwest | Internal | Summer | B8 | 500 | 4800 | 0 | 115.63 | 117.03 | 8 | 0
2035 | MISO_IN_2_NonRTO_Midwest | MISO_IN | NonRTO_Midwest | Internal | Summer | B9 | 800 | 4800 | 0 | 113.4 | 117.03 | 8 | 0
2035 | MISO_IN_2_NonRTO_Midwest | MISO_IN | NonRTO_Midwest | Internal | Summer | B10 | 1262 | 4800 | 0 | 113.4 | 117.03 | 8 | 0
2035 | MISO_IN_2_NonRTO_Midwest | MISO_IN | NonRTO_Midwest | Internal | Winter | B16 | 25 | 4800 | 1272.99 | 135.44 | 143.44 | 8 | 0
2035 | MISO_IN_2_NonRTO_Midwest | MISO_IN | NonRTO_Midwest | Internal | Winter | B17 | 100 | 4800 | 138.47 | 125.38 | 133.38 | 8 | 0
2035 | MISO_IN_2_NonRTO_Midwest | MISO_IN | NonRTO_Midwest | Internal | Winter | B18 | 400 | 4800 | 0 | 120.34 | 121.86 | 8 | 0
2035 | MISO_IN_2_NonRTO_Midwest | MISO_IN | NonRTO_Midwest | Internal | Winter | B19 | 700 | 4800 | 0 | 117.89 | 121.86 | 8 | 0
2035 | MISO_IN_2_NonRTO_Midwest | MISO_IN | NonRTO_Midwest | Internal | Winter | B20 | 935 | 4800 | 0 | 117.87 | 121.86 | 8 | 0
2035 | MISO_IN_2_PJM_ROR | MISO_IN | PJM_ROR | Internal | Shoulder | B11 | 25 | 992 | 0 | 133.38 | 133.31 | 2 | 0
2035 | MISO_IN_2_PJM_ROR | MISO_IN | PJM_ROR | Internal | Shoulder | B12 | 200 | 992 | 992 | 123.1 | 128.22 | 2 | 3.12
2035 | MISO_IN_2_PJM_ROR | MISO_IN | PJM_ROR | Internal | Shoulder | B13 | 600 | 992 | 992 | 116.28 | 120.84 | 2 | 2.55
2035 | MISO_IN_2_PJM_ROR | MISO_IN | PJM_ROR | Internal | Shoulder | B14 | 900 | 992 | 0 | 114.85 | 116.79 | 2 | 0
2035 | MISO_IN_2_PJM_ROR | MISO_IN | PJM_ROR | Internal | Shoulder | B15 | 1203 | 992 | 0 | 114.85 | 114.79 | 2 | 0
2035 | MISO_IN_2_PJM_ROR | MISO_IN | PJM_ROR | Internal | Summer | B1 | 10 | 992 | 0 | 217.17 | 215.18 | 2 | 0
2035 | MISO_IN_2_PJM_ROR | MISO_IN | PJM_ROR | Internal | Summer | B2 | 25 | 992 | 0.02 | 213.32 | 215.3 | 2 | 0
2035 | MISO_IN_2_PJM_ROR | MISO_IN | PJM_ROR | Internal | Summer | B3 | 75 | 992 | 5.17 | 210.6 | 212.6 | 2 | 0
2035 | MISO_IN_2_PJM_ROR | MISO_IN | PJM_ROR | Internal | Summer | B4 | 100 | 992 | 992 | 193.44 | 195.46 | 2 | 0.01
2035 | MISO_IN_2_PJM_ROR | MISO_IN | PJM_ROR | Internal | Summer | B5 | 200 | 992 | 992 | 153.58 | 155.59 | 2 | 0.01
2035 | MISO_IN_2_PJM_ROR | MISO_IN | PJM_ROR | Internal | Summer | B6 | 300 | 992 | 952.76 | 138.27 | 140.27 | 2 | 0
2035 | MISO_IN_2_PJM_ROR | MISO_IN | PJM_ROR | Internal | Summer | B7 | 400 | 992 | 992 | 125.59 | 133.46 | 2 | 5.87
2035 | MISO_IN_2_PJM_ROR | MISO_IN | PJM_ROR | Internal | Summer | B8 | 500 | 992 | 992 | 115.63 | 126.33 | 2 | 8.7
2035 | MISO_IN_2_PJM_ROR | MISO_IN | PJM_ROR | Internal | Summer | B9 | 800 | 992 | 898.89 | 113.4 | 115.4 | 2 | 0
2035 | MISO_IN_2_PJM_ROR | MISO_IN | PJM_ROR | Internal | Summer | B10 | 1262 | 992 | 0 | 113.4 | 113.16 | 2 | 0
2035 | MISO_IN_2_PJM_ROR | MISO_IN | PJM_ROR | Internal | Winter | B16 | 25 | 992 | 0.02 | 135.44 | 137.43 | 2 | 0
2035 | MISO_IN_2_PJM_ROR | MISO_IN | PJM_ROR | Internal | Winter | B17 | 100 | 992 | 992 | 125.38 | 137.43 | 2 | 10.05
2035 | MISO_IN_2_PJM_ROR | MISO_IN | PJM_ROR | Internal | Winter | B18 | 400 | 992 | 992 | 120.34 | 122.35 | 2 | 0.01
2035 | MISO_IN_2_PJM_ROR | MISO_IN | PJM_ROR | Internal | Winter | B19 | 700 | 992 | 992 | 117.89 | 119.9 | 2 | 0.01
2035 | MISO_IN_2_PJM_ROR | MISO_IN | PJM_ROR | Internal | Winter | B20 | 935 | 992 | 0 | 117.87 | 118.29 | 2 | 0
2035 | MISO_MI_2_MISO_IN | MISO_MI | MISO_IN | Internal | Shoulder | B11 | 25 | 2066 | 0 | 133.39 | 133.38 | 0.01 | 0
2035 | MISO_MI_2_MISO_IN | MISO_MI | MISO_IN | Internal | Shoulder | B12 | 200 | 2066 | 0 | 126.22 | 123.1 | 0.01 | 0
2035 | MISO_MI_2_MISO_IN | MISO_MI | MISO_IN | Internal | Shoulder | B13 | 600 | 2066 | 0 | 118.84 | 116.28 | 0.01 | 0
2035 | MISO_MI_2_MISO_IN | MISO_MI | MISO_IN | Internal | Shoulder | B14 | 900 | 2066 | 0 | 114.86 | 114.85 | 0.01 | 0
2035 | MISO_MI_2_MISO_IN | MISO_MI | MISO_IN | Internal | Shoulder | B15 | 1203 | 2066 | 0 | 114.86 | 114.85 | 0.01 | 0
2035 | MISO_MI_2_MISO_IN | MISO_MI | MISO_IN | Internal | Summer | B1 | 10 | 2066 | 0.02 | 217.18 | 217.17 | 0.01 | 0
2035 | MISO_MI_2_MISO_IN | MISO_MI | MISO_IN | Internal | Summer | B2 | 25 | 2066 | 0 | 213.33 | 213.32 | 0.01 | 0
2035 | MISO_MI_2_MISO_IN | MISO_MI | MISO_IN | Internal | Summer | B3 | 75 | 2066 | 0 | 210.61 | 210.6 | 0.01 | 0
2035 | MISO_MI_2_MISO_IN | MISO_MI | MISO_IN | Internal | Summer | B4 | 100 | 2066 | 0 | 193.46 | 193.44 | 0.01 | 0
2035 | MISO_MI_2_MISO_IN | MISO_MI | MISO_IN | Internal | Summer | B5 | 200 | 2066 | 0 | 153.59 | 153.58 | 0.01 | 0
2035 | MISO_MI_2_MISO_IN | MISO_MI | MISO_IN | Internal | Summer | B6 | 300 | 2066 | 0 | 138.28 | 138.27 | 0.01 | 0
2035 | MISO_MI_2_MISO_IN | MISO_MI | MISO_IN | Internal | Summer | B7 | 400 | 2066 | 0 | 132.03 | 125.59 | 0.01 | 0
2035 | MISO_MI_2_MISO_IN | MISO_MI | MISO_IN | Internal | Summer | B8 | 500 | 2066 | 0 | 124.33 | 115.63 | 0.01 | 0
2035 | MISO_MI_2_MISO_IN | MISO_MI | MISO_IN | Internal | Summer | B9 | 800 | 2066 | 0 | 113.41 | 113.4 | 0.01 | 0
2035 | MISO_MI_2_MISO_IN | MISO_MI | MISO_IN | Internal | Summer | B10 | 1262 | 2066 | 0 | 113.41 | 113.4 | 0.01 | 0
2035 | MISO_MI_2_MISO_IN | MISO_MI | MISO_IN | Internal | Winter | B16 | 25 | 2066 | 0 | 136.15 | 135.44 | 0.01 | 0
2035 | MISO_MI_2_MISO_IN | MISO_MI | MISO_IN | Internal | Winter | B17 | 100 | 2066 | 0 | 135.44 | 125.38 | 0.01 | 0
2035 | MISO_MI_2_MISO_IN | MISO_MI | MISO_IN | Internal | Winter | B18 | 400 | 2066 | 0 | 120.35 | 120.34 | 0.01 | 0
2035 | MISO_MI_2_MISO_IN | MISO_MI | MISO_IN | Internal | Winter | B19 | 700 | 2066 | 0 | 117.9 | 117.89 | 0.01 | 0
2035 | MISO_MI_2_MISO_IN | MISO_MI | MISO_IN | Internal | Winter | B20 | 935 | 2066 | 0 | 117.88 | 117.87 | 0.01 | 0
2035 | MISO_MI_2_MISO_WUMS | MISO_MI | MISO_WUMS | Internal | Shoulder | B11 | 25 | 1440 | 0 | 133.39 | 133.31 | 0.01 | 0
2035 | MISO_MI_2_MISO_WUMS | MISO_MI | MISO_WUMS | Internal | Shoulder | B12 | 200 | 1440 | 0 | 126.22 | 123.11 | 0.01 | 0
2035 | MISO_MI_2_MISO_WUMS | MISO_MI | MISO_WUMS | Internal | Shoulder | B13 | 600 | 1440 | 0 | 118.84 | 118.83 | 0.01 | 0
2035 | MISO_MI_2_MISO_WUMS | MISO_MI | MISO_WUMS | Internal | Shoulder | B14 | 900 | 1440 | 0 | 114.86 | 114.79 | 0.01 | 0
2035 | MISO_MI_2_MISO_WUMS | MISO_MI | MISO_WUMS | Internal | Shoulder | B15 | 1203 | 1440 | 0 | 114.86 | 114.79 | 0.01 | 0
2035 | MISO_MI_2_MISO_WUMS | MISO_MI | MISO_WUMS | Internal | Summer | B1 | 10 | 1440 | 0.02 | 217.18 | 217.17 | 0.01 | 0
2035 | MISO_MI_2_MISO_WUMS | MISO_MI | MISO_WUMS | Internal | Summer | B2 | 25 | 1440 | 0 | 213.33 | 213.3 | 0.01 | 0
2035 | MISO_MI_2_MISO_WUMS | MISO_MI | MISO_WUMS | Internal | Summer | B3 | 75 | 1440 | 0 | 210.61 | 210.6 | 0.01 | 0
2035 | MISO_MI_2_MISO_WUMS | MISO_MI | MISO_WUMS | Internal | Summer | B4 | 100 | 1440 | 0 | 193.46 | 193.44 | 0.01 | 0
2035 | MISO_MI_2_MISO_WUMS | MISO_MI | MISO_WUMS | Internal | Summer | B5 | 200 | 1440 | 0 | 153.59 | 153.58 | 0.01 | 0
2035 | MISO_MI_2_MISO_WUMS | MISO_MI | MISO_WUMS | Internal | Summer | B6 | 300 | 1440 | 0 | 138.28 | 138.27 | 0.01 | 0
2035 | MISO_MI_2_MISO_WUMS | MISO_MI | MISO_WUMS | Internal | Summer | B7 | 400 | 1440 | 0 | 132.03 | 131.46 | 0.01 | 0
2035 | MISO_MI_2_MISO_WUMS | MISO_MI | MISO_WUMS | Internal | Summer | B8 | 500 | 1440 | 0 | 124.33 | 118.33 | 0.01 | 0
2035 | MISO_MI_2_MISO_WUMS | MISO_MI | MISO_WUMS | Internal | Summer | B9 | 800 | 1440 | 0 | 113.41 | 113.4 | 0.01 | 0
2035 | MISO_MI_2_MISO_WUMS | MISO_MI | MISO_WUMS | Internal | Summer | B10 | 1262 | 1440 | 0 | 113.41 | 113.22 | 0.01 | 0
2035 | MISO_MI_2_MISO_WUMS | MISO_MI | MISO_WUMS | Internal | Winter | B16 | 25 | 1440 | 0 | 136.15 | 135.43 | 0.01 | 0
2035 | MISO_MI_2_MISO_WUMS | MISO_MI | MISO_WUMS | Internal | Winter | B17 | 100 | 1440 | 0 | 135.44 | 135.43 | 0.01 | 0
2035 | MISO_MI_2_MISO_WUMS | MISO_MI | MISO_WUMS | Internal | Winter | B18 | 400 | 1440 | 0 | 120.35 | 120.34 | 0.01 | 0
2035 | MISO_MI_2_MISO_WUMS | MISO_MI | MISO_WUMS | Internal | Winter | B19 | 700 | 1440 | 0 | 117.9 | 117.9 | 0.01 | 0
2035 | MISO_MI_2_MISO_WUMS | MISO_MI | MISO_WUMS | Internal | Winter | B20 | 935 | 1440 | 0 | 117.88 | 117.75 | 0.01 | 0
2035 | MISO_MI_2_PJM_ROR | MISO_MI | PJM_ROR | Internal | Shoulder | B11 | 25 | 1424 | 0 | 133.39 | 133.31 | 2 | 0
2035 | MISO_MI_2_PJM_ROR | MISO_MI | PJM_ROR | Internal | Shoulder | B12 | 200 | 1424 | 81.03 | 126.22 | 128.22 | 2 | 0
2035 | MISO_MI_2_PJM_ROR | MISO_MI | PJM_ROR | Internal | Shoulder | B13 | 600 | 1424 | 390.88 | 118.84 | 120.84 | 2 | 0
2035 | MISO_MI_2_PJM_ROR | MISO_MI | PJM_ROR | Internal | Shoulder | B14 | 900 | 1424 | 0 | 114.86 | 116.79 | 2 | 0
2035 | MISO_MI_2_PJM_ROR | MISO_MI | PJM_ROR | Internal | Shoulder | B15 | 1203 | 1424 | 0 | 114.86 | 114.79 | 2 | 0
2035 | MISO_MI_2_PJM_ROR | MISO_MI | PJM_ROR | Internal | Summer | B1 | 10 | 1424 | 0 | 217.18 | 215.18 | 2 | 0
2035 | MISO_MI_2_PJM_ROR | MISO_MI | PJM_ROR | Internal | Summer | B2 | 25 | 1424 | 0 | 213.33 | 215.3 | 2 | 0
2035 | MISO_MI_2_PJM_ROR | MISO_MI | PJM_ROR | Internal | Summer | B3 | 75 | 1424 | 0 | 210.61 | 212.6 | 2 | 0
2035 | MISO_MI_2_PJM_ROR | MISO_MI | PJM_ROR | Internal | Summer | B4 | 100 | 1424 | 382.43 | 193.46 | 195.46 | 2 | 0
2035 | MISO_MI_2_PJM_ROR | MISO_MI | PJM_ROR | Internal | Summer | B5 | 200 | 1424 | 626.22 | 153.59 | 155.59 | 2 | 0
2035 | MISO_MI_2_PJM_ROR | MISO_MI | PJM_ROR | Internal | Summer | B6 | 300 | 1424 | 0 | 138.28 | 140.27 | 2 | 0
2035 | MISO_MI_2_PJM_ROR | MISO_MI | PJM_ROR | Internal | Summer | B7 | 400 | 1424 | 0 | 132.03 | 133.46 | 2 | 0
2035 | MISO_MI_2_PJM_ROR | MISO_MI | PJM_ROR | Internal | Summer | B8 | 500 | 1424 | 670.58 | 124.33 | 126.33 | 2 | 0
2035 | MISO_MI_2_PJM_ROR | MISO_MI | PJM_ROR | Internal | Summer | B9 | 800 | 1424 | 0 | 113.41 | 115.4 | 2 | 0
2035 | MISO_MI_2_PJM_ROR | MISO_MI | PJM_ROR | Internal | Summer | B10 | 1262 | 1424 | 0 | 113.41 | 113.16 | 2 | 0
2035 | MISO_MI_2_PJM_ROR | MISO_MI | PJM_ROR | Internal | Winter | B16 | 25 | 1424 | 0 | 136.15 | 137.43 | 2 | 0
2035 | MISO_MI_2_PJM_ROR | MISO_MI | PJM_ROR | Internal | Winter | B17 | 100 | 1424 | 0 | 135.44 | 137.43 | 2 | 0
2035 | MISO_MI_2_PJM_ROR | MISO_MI | PJM_ROR | Internal | Winter | B18 | 400 | 1424 | 124.4 | 120.35 | 122.35 | 2 | 0
2035 | MISO_MI_2_PJM_ROR | MISO_MI | PJM_ROR | Internal | Winter | B19 | 700 | 1424 | 164.48 | 117.9 | 119.9 | 2 | 0
2035 | MISO_MI_2_PJM_ROR | MISO_MI | PJM_ROR | Internal | Winter | B20 | 935 | 1424 | 0 | 117.88 | 118.29 | 2 | 0
2035 | MISO_MO-IL_2_ENT | MISO_MO-IL | ENT | Internal | Shoulder | B11 | 25 | 2540 | 0 | 135.08 | 136.37 | 8 | 0
2035 | MISO_MO-IL_2_ENT | MISO_MO-IL | ENT | Internal | Shoulder | B12 | 200 | 2540 | 0 | 123.11 | 123.11 | 8 | 0
2035 | MISO_MO-IL_2_ENT | MISO_MO-IL | ENT | Internal | Shoulder | B13 | 600 | 2540 | 0 | 116.3 | 119.76 | 8 | 0
2035 | MISO_MO-IL_2_ENT | MISO_MO-IL | ENT | Internal | Shoulder | B14 | 900 | 2540 | 0 | 114.86 | 117.39 | 8 | 0
2035 | MISO_MO-IL_2_ENT | MISO_MO-IL | ENT | Internal | Shoulder | B15 | 1203 | 2540 | 0 | 114.84 | 117.39 | 8 | 0
2035 | MISO_MO-IL_2_ENT | MISO_MO-IL | ENT | Internal | Summer | B1 | 10 | 2540 | 0 | 217.18 | 217.18 | 8 | 0
2035 | MISO_MO-IL_2_ENT | MISO_MO-IL | ENT | Internal | Summer | B2 | 25 | 2540 | 0 | 213.33 | 214.81 | 8 | 0
2035 | MISO_MO-IL_2_ENT | MISO_MO-IL | ENT | Internal | Summer | B3 | 75 | 2540 | 0 | 212.46 | 210.6 | 8 | 0
2035 | MISO_MO-IL_2_ENT | MISO_MO-IL | ENT | Internal | Summer | B4 | 100 | 2540 | 0 | 195.46 | 187.46 | 8 | 0
2035 | MISO_MO-IL_2_ENT | MISO_MO-IL | ENT | Internal | Summer | B5 | 200 | 2540 | 0 | 157.47 | 149.47 | 8 | 0
2035 | MISO_MO-IL_2_ENT | MISO_MO-IL | ENT | Internal | Summer | B6 | 300 | 2540 | 0 | 142.33 | 134.59 | 8 | 0
2035 | MISO_MO-IL_2_ENT | MISO_MO-IL | ENT | Internal | Summer | B7 | 400 | 2540 | 0 | 134.24 | 134.59 | 8 | 0
2035 | MISO_MO-IL_2_ENT | MISO_MO-IL | ENT | Internal | Summer | B8 | 500 | 2540 | 240.89 | 118.33 | 126.33 | 8 | 0
2035 | MISO_MO-IL_2_ENT | MISO_MO-IL | ENT | Internal | Summer | B9 | 800 | 2540 | 0 | 113.41 | 115.88 | 8 | 0
2035 | MISO_MO-IL_2_ENT | MISO_MO-IL | ENT | Internal | Summer | B10 | 1262 | 2540 | 0 | 113.41 | 115.88 | 8 | 0
2035 | MISO_MO-IL_2_ENT | MISO_MO-IL | ENT | Internal | Winter | B16 | 25 | 2540 | 0 | 135.43 | 127.88 | 8 | 0
2035 | MISO_MO-IL_2_ENT | MISO_MO-IL | ENT | Internal | Winter | B17 | 100 | 2540 | 0 | 125.39 | 125.39 | 8 | 0
2035 | MISO_MO-IL_2_ENT | MISO_MO-IL | ENT | Internal | Winter | B18 | 400 | 2540 | 0 | 120.35 | 120.46 | 8 | 0
2035 | MISO_MO-IL_2_ENT | MISO_MO-IL | ENT | Internal | Winter | B19 | 700 | 2540 | 0 | 117.9 | 120.46 | 8 | 0
2035 | MISO_MO-IL_2_ENT | MISO_MO-IL | ENT | Internal | Winter | B20 | 935 | 2540 | 0 | 117.86 | 120.46 | 8 | 0
2035 | MISO_MO-IL_2_MISO_IN | MISO_MO-IL | MISO_IN | Internal | Shoulder | B11 | 25 | 2633 | 0 | 135.08 | 133.38 | 0.01 | 0
2035 | MISO_MO-IL_2_MISO_IN | MISO_MO-IL | MISO_IN | Internal | Shoulder | B12 | 200 | 2633 | 0 | 123.11 | 123.1 | 0.01 | 0
2035 | MISO_MO-IL_2_MISO_IN | MISO_MO-IL | MISO_IN | Internal | Shoulder | B13 | 600 | 2633 | 0 | 116.3 | 116.28 | 0.01 | 0
2035 | MISO_MO-IL_2_MISO_IN | MISO_MO-IL | MISO_IN | Internal | Shoulder | B14 | 900 | 2633 | 0 | 114.86 | 114.85 | 0.01 | 0
2035 | MISO_MO-IL_2_MISO_IN | MISO_MO-IL | MISO_IN | Internal | Shoulder | B15 | 1203 | 2633 | 1437.55 | 114.84 | 114.85 | 0.01 | 0
2035 | MISO_MO-IL_2_MISO_IN | MISO_MO-IL | MISO_IN | Internal | Summer | B1 | 10 | 2633 | 0.02 | 217.18 | 217.17 | 0.01 | 0
2035 | MISO_MO-IL_2_MISO_IN | MISO_MO-IL | MISO_IN | Internal | Summer | B2 | 25 | 2633 | 0 | 213.33 | 213.32 | 0.01 | 0
2035 | MISO_MO-IL_2_MISO_IN | MISO_MO-IL | MISO_IN | Internal | Summer | B3 | 75 | 2633 | 0 | 212.46 | 210.6 | 0.01 | 0
2035 | MISO_MO-IL_2_MISO_IN | MISO_MO-IL | MISO_IN | Internal | Summer | B4 | 100 | 2633 | 0 | 195.46 | 193.44 | 0.01 | 0
2035 | MISO_MO-IL_2_MISO_IN | MISO_MO-IL | MISO_IN | Internal | Summer | B5 | 200 | 2633 | 0 | 157.47 | 153.58 | 0.01 | 0
2035 | MISO_MO-IL_2_MISO_IN | MISO_MO-IL | MISO_IN | Internal | Summer | B6 | 300 | 2633 | 0 | 142.33 | 138.27 | 0.01 | 0
2035 | MISO_MO-IL_2_MISO_IN | MISO_MO-IL | MISO_IN | Internal | Summer | B7 | 400 | 2633 | 0 | 134.24 | 125.59 | 0.01 | 0
2035 | MISO_MO-IL_2_MISO_IN | MISO_MO-IL | MISO_IN | Internal | Summer | B8 | 500 | 2633 | 0 | 118.33 | 115.63 | 0.01 | 0
2035 | MISO_MO-IL_2_MISO_IN | MISO_MO-IL | MISO_IN | Internal | Summer | B9 | 800 | 2633 | 0 | 113.41 | 113.4 | 0.01 | 0
2035 | MISO_MO-IL_2_MISO_IN | MISO_MO-IL | MISO_IN | Internal | Summer | B10 | 1262 | 2633 | 0 | 113.41 | 113.4 | 0.01 | 0
2035 | MISO_MO-IL_2_MISO_IN | MISO_MO-IL | MISO_IN | Internal | Winter | B16 | 25 | 2633 | 198.29 | 135.43 | 135.44 | 0.01 | 0
2035 | MISO_MO-IL_2_MISO_IN | MISO_MO-IL | MISO_IN | Internal | Winter | B17 | 100 | 2633 | 0 | 125.39 | 125.38 | 0.01 | 0
2035 | MISO_MO-IL_2_MISO_IN | MISO_MO-IL | MISO_IN | Internal | Winter | B18 | 400 | 2633 | 0 | 120.35 | 120.34 | 0.01 | 0
2035 | MISO_MO-IL_2_MISO_IN | MISO_MO-IL | MISO_IN | Internal | Winter | B19 | 700 | 2633 | 0 | 117.9 | 117.89 | 0.01 | 0
2035 | MISO_MO-IL_2_MISO_IN | MISO_MO-IL | MISO_IN | Internal | Winter | B20 | 935 | 2633 | 1062.2 | 117.86 | 117.87 | 0.01 | 0
2035 | MISO_MO-IL_2_MISO_W | MISO_MO-IL | MISO_W | Internal | Shoulder | B11 | 25 | 1075 | 0 | 135.08 | 135.07 | 0.01 | 0
2035 | MISO_MO-IL_2_MISO_W | MISO_MO-IL | MISO_W | Internal | Shoulder | B12 | 200 | 1075 | 0 | 123.11 | 123.1 | 0.01 | 0
2035 | MISO_MO-IL_2_MISO_W | MISO_MO-IL | MISO_W | Internal | Shoulder | B13 | 600 | 1075 | 0 | 116.3 | 116.28 | 0.01 | 0
2035 | MISO_MO-IL_2_MISO_W | MISO_MO-IL | MISO_W | Internal | Shoulder | B14 | 900 | 1075 | 0 | 114.86 | 114.77 | 0.01 | 0
2035 | MISO_MO-IL_2_MISO_W | MISO_MO-IL | MISO_W | Internal | Shoulder | B15 | 1203 | 1075 | 0 | 114.84 | 100.15 | 0.01 | 0
2035 | MISO_MO-IL_2_MISO_W | MISO_MO-IL | MISO_W | Internal | Summer | B1 | 10 | 1075 | 0.05 | 217.18 | 217.18 | 0.01 | 0
2035 | MISO_MO-IL_2_MISO_W | MISO_MO-IL | MISO_W | Internal | Summer | B2 | 25 | 1075 | 0 | 213.33 | 213.32 | 0.01 | 0
2035 | MISO_MO-IL_2_MISO_W | MISO_MO-IL | MISO_W | Internal | Summer | B3 | 75 | 1075 | 1075 | 212.46 | 212.95 | 0.01 | 0.48
2035 | MISO_MO-IL_2_MISO_W | MISO_MO-IL | MISO_W | Internal | Summer | B4 | 100 | 1075 | 1029.29 | 195.46 | 195.47 | 0.01 | 0
2035 | MISO_MO-IL_2_MISO_W | MISO_MO-IL | MISO_W | Internal | Summer | B5 | 200 | 1075 | 1075 | 157.47 | 157.59 | 0.01 | 0.11
2035 | MISO_MO-IL_2_MISO_W | MISO_MO-IL | MISO_W | Internal | Summer | B6 | 300 | 1075 | 538.49 | 142.33 | 142.35 | 0.01 | 0
2035 | MISO_MO-IL_2_MISO_W | MISO_MO-IL | MISO_W | Internal | Summer | B7 | 400 | 1075 | 0 | 134.24 | 134.23 | 0.01 | 0
2035 | MISO_MO-IL_2_MISO_W | MISO_MO-IL | MISO_W | Internal | Summer | B8 | 500 | 1075 | 0 | 118.33 | 118.32 | 0.01 | 0
2035 | MISO_MO-IL_2_MISO_W | MISO_MO-IL | MISO_W | Internal | Summer | B9 | 800 | 1075 | 0 | 113.41 | 113.4 | 0.01 | 0
2035 | MISO_MO-IL_2_MISO_W | MISO_MO-IL | MISO_W | Internal | Summer | B10 | 1262 | 1075 | 0 | 113.41 | 108.46 | 0.01 | 0
2035 | MISO_MO-IL_2_MISO_W | MISO_MO-IL | MISO_W | Internal | Winter | B16 | 25 | 1075 | 0 | 135.43 | 114.42 | 0.01 | 0
2035 | MISO_MO-IL_2_MISO_W | MISO_MO-IL | MISO_W | Internal | Winter | B17 | 100 | 1075 | 0 | 125.39 | 113.39 | 0.01 | 0
2035 | MISO_MO-IL_2_MISO_W | MISO_MO-IL | MISO_W | Internal | Winter | B18 | 400 | 1075 | 0 | 120.35 | 117.89 | 0.01 | 0
2035 | MISO_MO-IL_2_MISO_W | MISO_MO-IL | MISO_W | Internal | Winter | B19 | 700 | 1075 | 0 | 117.9 | 117.89 | 0.01 | 0
2035 | MISO_MO-IL_2_MISO_W | MISO_MO-IL | MISO_W | Internal | Winter | B20 | 935 | 1075 | 0 | 117.86 | 105.87 | 0.01 | 0
2035 | MISO_MO-IL_2_PJM_ROR | MISO_MO-IL | PJM_ROR | Internal | Shoulder | B11 | 25 | 1212 | 0 | 135.08 | 133.31 | 2 | 0
2035 | MISO_MO-IL_2_PJM_ROR | MISO_MO-IL | PJM_ROR | Internal | Shoulder | B12 | 200 | 1212 | 1212 | 123.11 | 128.22 | 2 | 3.11
2035 | MISO_MO-IL_2_PJM_ROR | MISO_MO-IL | PJM_ROR | Internal | Shoulder | B13 | 600 | 1212 | 1212 | 116.3 | 120.84 | 2 | 2.54
2035 | MISO_MO-IL_2_PJM_ROR | MISO_MO-IL | PJM_ROR | Internal | Shoulder | B14 | 900 | 1212 | 0 | 114.86 | 116.79 | 2 | 0
2035 | MISO_MO-IL_2_PJM_ROR | MISO_MO-IL | PJM_ROR | Internal | Shoulder | B15 | 1203 | 1212 | 0 | 114.84 | 114.79 | 2 | 0
2035 | MISO_MO-IL_2_PJM_ROR | MISO_MO-IL | PJM_ROR | Internal | Summer | B1 | 10 | 1212 | 0 | 217.18 | 215.18 | 2 | 0
2035 | MISO_MO-IL_2_PJM_ROR | MISO_MO-IL | PJM_ROR | Internal | Summer | B2 | 25 | 1212 | 0 | 213.33 | 215.3 | 2 | 0
2035 | MISO_MO-IL_2_PJM_ROR | MISO_MO-IL | PJM_ROR | Internal | Summer | B3 | 75 | 1212 | 0 | 212.46 | 212.6 | 2 | 0
2035 | MISO_MO-IL_2_PJM_ROR | MISO_MO-IL | PJM_ROR | Internal | Summer | B4 | 100 | 1212 | 0 | 195.46 | 195.46 | 2 | 0
2035 | MISO_MO-IL_2_PJM_ROR | MISO_MO-IL | PJM_ROR | Internal | Summer | B5 | 200 | 1212 | 0 | 157.47 | 155.59 | 2 | 0
2035 | MISO_MO-IL_2_PJM_ROR | MISO_MO-IL | PJM_ROR | Internal | Summer | B6 | 300 | 1212 | 0 | 142.33 | 140.27 | 2 | 0
2035 | MISO_MO-IL_2_PJM_ROR | MISO_MO-IL | PJM_ROR | Internal | Summer | B7 | 400 | 1212 | 0 | 134.24 | 133.46 | 2 | 0
2035 | MISO_MO-IL_2_PJM_ROR | MISO_MO-IL | PJM_ROR | Internal | Summer | B8 | 500 | 1212 | 1212 | 118.33 | 126.33 | 2 | 6
2035 | MISO_MO-IL_2_PJM_ROR | MISO_MO-IL | PJM_ROR | Internal | Summer | B9 | 800 | 1212 | 0 | 113.41 | 115.4 | 2 | 0
2035 | MISO_MO-IL_2_PJM_ROR | MISO_MO-IL | PJM_ROR | Internal | Summer | B10 | 1262 | 1212 | 0 | 113.41 | 113.16 | 2 | 0
2035 | MISO_MO-IL_2_PJM_ROR | MISO_MO-IL | PJM_ROR | Internal | Winter | B16 | 25 | 1212 | 507.89 | 135.43 | 137.43 | 2 | 0
2035 | MISO_MO-IL_2_PJM_ROR | MISO_MO-IL | PJM_ROR | Internal | Winter | B17 | 100 | 1212 | 1212 | 125.39 | 137.43 | 2 | 10.03
2035 | MISO_MO-IL_2_PJM_ROR | MISO_MO-IL | PJM_ROR | Internal | Winter | B18 | 400 | 1212 | 1164.46 | 120.35 | 122.35 | 2 | 0
2035 | MISO_MO-IL_2_PJM_ROR | MISO_MO-IL | PJM_ROR | Internal | Winter | B19 | 700 | 1212 | 338.22 | 117.9 | 119.9 | 2 | 0
2035 | MISO_MO-IL_2_PJM_ROR | MISO_MO-IL | PJM_ROR | Internal | Winter | B20 | 935 | 1212 | 0 | 117.86 | 118.29 | 2 | 0
2035 | MISO_MO-IL_2_SPP_N | MISO_MO-IL | SPP_N | Internal | Shoulder | B11 | 25 | 2000 | 0 | 135.08 | 136.14 | 8 | 0
2035 | MISO_MO-IL_2_SPP_N | MISO_MO-IL | SPP_N | Internal | Shoulder | B12 | 200 | 2000 | 0 | 123.11 | 118.11 | 8 | 0
2035 | MISO_MO-IL_2_SPP_N | MISO_MO-IL | SPP_N | Internal | Shoulder | B13 | 600 | 2000 | 0 | 116.3 | 117.19 | 8 | 0
2035 | MISO_MO-IL_2_SPP_N | MISO_MO-IL | SPP_N | Internal | Shoulder | B14 | 900 | 2000 | 0 | 114.86 | 112.39 | 8 | 0
2035 | MISO_MO-IL_2_SPP_N | MISO_MO-IL | SPP_N | Internal | Shoulder | B15 | 1203 | 2000 | 0 | 114.84 | 106.85 | 8 | 0
2035 | MISO_MO-IL_2_SPP_N | MISO_MO-IL | SPP_N | Internal | Summer | B1 | 10 | 2000 | 0 | 217.18 | 212.18 | 8 | 0
2035 | MISO_MO-IL_2_SPP_N | MISO_MO-IL | SPP_N | Internal | Summer | B2 | 25 | 2000 | 0 | 213.33 | 209.81 | 8 | 0
2035 | MISO_MO-IL_2_SPP_N | MISO_MO-IL | SPP_N | Internal | Summer | B3 | 75 | 2000 | 0 | 212.46 | 207.46 | 8 | 0
2035 | MISO_MO-IL_2_SPP_N | MISO_MO-IL | SPP_N | Internal | Summer | B4 | 100 | 2000 | 0 | 195.46 | 190.46 | 8 | 0
2035 | MISO_MO-IL_2_SPP_N | MISO_MO-IL | SPP_N | Internal | Summer | B5 | 200 | 2000 | 0 | 157.47 | 152.47 | 8 | 0
2035 | MISO_MO-IL_2_SPP_N | MISO_MO-IL | SPP_N | Internal | Summer | B6 | 300 | 2000 | 0 | 142.33 | 137.35 | 8 | 0
2035 | MISO_MO-IL_2_SPP_N | MISO_MO-IL | SPP_N | Internal | Summer | B7 | 400 | 2000 | 0 | 134.24 | 134.61 | 8 | 0
2035 | MISO_MO-IL_2_SPP_N | MISO_MO-IL | SPP_N | Internal | Summer | B8 | 500 | 2000 | 0 | 118.33 | 121.33 | 8 | 0
2035 | MISO_MO-IL_2_SPP_N | MISO_MO-IL | SPP_N | Internal | Summer | B9 | 800 | 2000 | 0 | 113.41 | 116.6 | 8 | 0
2035 | MISO_MO-IL_2_SPP_N | MISO_MO-IL | SPP_N | Internal | Summer | B10 | 1262 | 2000 | 0 | 113.41 | 115.46 | 8 | 0
2035 | MISO_MO-IL_2_SPP_N | MISO_MO-IL | SPP_N | Internal | Winter | B16 | 25 | 2000 | 0 | 135.43 | 121.43 | 8 | 0
2035 | MISO_MO-IL_2_SPP_N | MISO_MO-IL | SPP_N | Internal | Winter | B17 | 100 | 2000 | 0 | 125.39 | 120.39 | 8 | 0
2035 | MISO_MO-IL_2_SPP_N | MISO_MO-IL | SPP_N | Internal | Winter | B18 | 400 | 2000 | 0 | 120.35 | 120.39 | 8 | 0
2035 | MISO_MO-IL_2_SPP_N | MISO_MO-IL | SPP_N | Internal | Winter | B19 | 700 | 2000 | 0 | 117.9 | 115.46 | 8 | 0
2035 | MISO_MO-IL_2_SPP_N | MISO_MO-IL | SPP_N | Internal | Winter | B20 | 935 | 2000 | 0 | 117.86 | 112.86 | 8 | 0
2035 | MISO_MO-IL_2_TVA_Transmission | MISO_MO-IL | TVA_Transmission | Internal | Shoulder | B11 | 25 | 4000 | 0 | 135.08 | 137.78 | 8 | 0
2035 | MISO_MO-IL_2_TVA_Transmission | MISO_MO-IL | TVA_Transmission | Internal | Shoulder | B12 | 200 | 4000 | 0 | 123.11 | 124.1 | 8 | 0
2035 | MISO_MO-IL_2_TVA_Transmission | MISO_MO-IL | TVA_Transmission | Internal | Shoulder | B13 | 600 | 4000 | 0 | 116.3 | 120.76 | 8 | 0
2035 | MISO_MO-IL_2_TVA_Transmission | MISO_MO-IL | TVA_Transmission | Internal | Shoulder | B14 | 900 | 4000 | 0 | 114.86 | 119.99 | 8 | 0
2035 | MISO_MO-IL_2_TVA_Transmission | MISO_MO-IL | TVA_Transmission | Internal | Shoulder | B15 | 1203 | 4000 | 0 | 114.84 | 119.35 | 8 | 0
2035 | MISO_MO-IL_2_TVA_Transmission | MISO_MO-IL | TVA_Transmission | Internal | Summer | B1 | 10 | 4000 | 313.74 | 217.18 | 225.18 | 8 | 0
2035 | MISO_MO-IL_2_TVA_Transmission | MISO_MO-IL | TVA_Transmission | Internal | Summer | B2 | 25 | 4000 | 0 | 213.33 | 221.3 | 8 | 0
2035 | MISO_MO-IL_2_TVA_Transmission | MISO_MO-IL | TVA_Transmission | Internal | Summer | B3 | 75 | 4000 | 0 | 212.46 | 218.6 | 8 | 0
2035 | MISO_MO-IL_2_TVA_Transmission | MISO_MO-IL | TVA_Transmission | Internal | Summer | B4 | 100 | 4000 | 0 | 195.46 | 186.46 | 8 | 0
2035 | MISO_MO-IL_2_TVA_Transmission | MISO_MO-IL | TVA_Transmission | Internal | Summer | B5 | 200 | 4000 | 0 | 157.47 | 155.14 | 8 | 0
2035 | MISO_MO-IL_2_TVA_Transmission | MISO_MO-IL | TVA_Transmission | Internal | Summer | B6 | 300 | 4000 | 0 | 142.33 | 133.33 | 8 | 0
2035 | MISO_MO-IL_2_TVA_Transmission | MISO_MO-IL | TVA_Transmission | Internal | Summer | B7 | 400 | 4000 | 0 | 134.24 | 125.59 | 8 | 0
2035 | MISO_MO-IL_2_TVA_Transmission | MISO_MO-IL | TVA_Transmission | Internal | Summer | B8 | 500 | 4000 | 0 | 118.33 | 121.44 | 8 | 0
2035 | MISO_MO-IL_2_TVA_Transmission | MISO_MO-IL | TVA_Transmission | Internal | Summer | B9 | 800 | 4000 | 0 | 113.41 | 118.58 | 8 | 0
2035 | MISO_MO-IL_2_TVA_Transmission | MISO_MO-IL | TVA_Transmission | Internal | Summer | B10 | 1262 | 4000 | 0 | 113.41 | 118.11 | 8 | 0
2035 | MISO_MO-IL_2_TVA_Transmission | MISO_MO-IL | TVA_Transmission | Internal | Winter | B16 | 25 | 4000 | 0 | 135.43 | 135.71 | 8 | 0
2035 | MISO_MO-IL_2_TVA_Transmission | MISO_MO-IL | TVA_Transmission | Internal | Winter | B17 | 100 | 4000 | 0 | 125.39 | 129.66 | 8 | 0
2035 | MISO_MO-IL_2_TVA_Transmission | MISO_MO-IL | TVA_Transmission | Internal | Winter | B18 | 400 | 4000 | 0 | 120.35 | 123.72 | 8 | 0
2035 | MISO_MO-IL_2_TVA_Transmission | MISO_MO-IL | TVA_Transmission | Internal | Winter | B19 | 700 | 4000 | 0 | 117.9 | 122.96 | 8 | 0
2035 | MISO_MO-IL_2_TVA_Transmission | MISO_MO-IL | TVA_Transmission | Internal | Winter | B20 | 935 | 4000 | 0 | 117.86 | 122.41 | 8 | 0
2035 | MISO_W_2_IESO | MISO_W | IESO | Internal | Shoulder | B11 | 25 | 90 | 0 | 135.07 | 67.92 | 8 | 0
2035 | MISO_W_2_IESO | MISO_W | IESO | Internal | Shoulder | B12 | 200 | 90 | 0 | 123.1 | 67.92 | 8 | 0
2035 | MISO_W_2_IESO | MISO_W | IESO | Internal | Shoulder | B13 | 600 | 90 | 0 | 116.28 | 67.92 | 8 | 0
2035 | MISO_W_2_IESO | MISO_W | IESO | Internal | Shoulder | B14 | 900 | 90 | 0 | 114.77 | 67.92 | 8 | 0
2035 | MISO_W_2_IESO | MISO_W | IESO | Internal | Shoulder | B15 | 1203 | 90 | 0 | 100.15 | 67.92 | 8 | 0
2035 | MISO_W_2_IESO | MISO_W | IESO | Internal | Summer | B1 | 10 | 90 | 0 | 217.18 | 102.38 | 8 | 0
2035 | MISO_W_2_IESO | MISO_W | IESO | Internal | Summer | B2 | 25 | 90 | 0 | 213.32 | 126.8 | 8 | 0
2035 | MISO_W_2_IESO | MISO_W | IESO | Internal | Summer | B3 | 75 | 90 | 0 | 212.95 | 126.8 | 8 | 0
2035 | MISO_W_2_IESO | MISO_W | IESO | Internal | Summer | B4 | 100 | 90 | 0 | 195.47 | 89.7 | 8 | 0
2035 | MISO_W_2_IESO | MISO_W | IESO | Internal | Summer | B5 | 200 | 90 | 0 | 157.59 | 65.49 | 8 | 0
2035 | MISO_W_2_IESO | MISO_W | IESO | Internal | Summer | B6 | 300 | 90 | 0 | 142.35 | 65.49 | 8 | 0
2035 | MISO_W_2_IESO | MISO_W | IESO | Internal | Summer | B7 | 400 | 90 | 0 | 134.23 | 65.49 | 8 | 0
2035 | MISO_W_2_IESO | MISO_W | IESO | Internal | Summer | B8 | 500 | 90 | 0 | 118.32 | 65.49 | 8 | 0
2035 | MISO_W_2_IESO | MISO_W | IESO | Internal | Summer | B9 | 800 | 90 | 0 | 113.4 | 65.49 | 8 | 0
2035 | MISO_W_2_IESO | MISO_W | IESO | Internal | Summer | B10 | 1262 | 90 | 0 | 108.46 | 65.49 | 8 | 0
2035 | MISO_W_2_IESO | MISO_W | IESO | Internal | Winter | B16 | 25 | 90 | 0 | 114.42 | 67.92 | 8 | 0
2035 | MISO_W_2_IESO | MISO_W | IESO | Internal | Winter | B17 | 100 | 90 | 0 | 113.39 | 67.92 | 8 | 0
2035 | MISO_W_2_IESO | MISO_W | IESO | Internal | Winter | B18 | 400 | 90 | 0 | 117.89 | 67.92 | 8 | 0
2035 | MISO_W_2_IESO | MISO_W | IESO | Internal | Winter | B19 | 700 | 90 | 0 | 117.89 | 67.92 | 8 | 0
2035 | MISO_W_2_IESO | MISO_W | IESO | Internal | Winter | B20 | 935 | 90 | 0 | 105.87 | 67.92 | 8 | 0
2035 | MISO_W_2_MAPP_CA | MISO_W | MAPP_CA | Internal | Shoulder | B11 | 25 | 926 | 0 | 135.07 | 100.14 | 0.01 | 0
2035 | MISO_W_2_MAPP_CA | MISO_W | MAPP_CA | Internal | Shoulder | B12 | 200 | 926 | 0 | 123.1 | 100.14 | 0.01 | 0
2035 | MISO_W_2_MAPP_CA | MISO_W | MAPP_CA | Internal | Shoulder | B13 | 600 | 926 | 0 | 116.28 | 100.14 | 0.01 | 0
2035 | MISO_W_2_MAPP_CA | MISO_W | MAPP_CA | Internal | Shoulder | B14 | 900 | 926 | 0 | 114.77 | 100.14 | 0.01 | 0
2035 | MISO_W_2_MAPP_CA | MISO_W | MAPP_CA | Internal | Shoulder | B15 | 1203 | 926 | 0 | 100.15 | 100.14 | 0.01 | 0
2035 | MISO_W_2_MAPP_CA | MISO_W | MAPP_CA | Internal | Summer | B1 | 10 | 926 | 0 | 217.18 | 72.49 | 0.01 | 0
2035 | MISO_W_2_MAPP_CA | MISO_W | MAPP_CA | Internal | Summer | B2 | 25 | 926 | 0 | 213.32 | 72.49 | 0.01 | 0
2035 | MISO_W_2_MAPP_CA | MISO_W | MAPP_CA | Internal | Summer | B3 | 75 | 926 | 0 | 212.95 | 72.49 | 0.01 | 0
2035 | MISO_W_2_MAPP_CA | MISO_W | MAPP_CA | Internal | Summer | B4 | 100 | 926 | 0 | 195.47 | 72.49 | 0.01 | 0
2035 | MISO_W_2_MAPP_CA | MISO_W | MAPP_CA | Internal | Summer | B5 | 200 | 926 | 0 | 157.59 | 72.49 | 0.01 | 0
2035 | MISO_W_2_MAPP_CA | MISO_W | MAPP_CA | Internal | Summer | B6 | 300 | 926 | 0 | 142.35 | 72.49 | 0.01 | 0
2035 | MISO_W_2_MAPP_CA | MISO_W | MAPP_CA | Internal | Summer | B7 | 400 | 926 | 0 | 134.23 | 72.49 | 0.01 | 0
2035 | MISO_W_2_MAPP_CA | MISO_W | MAPP_CA | Internal | Summer | B8 | 500 | 926 | 0 | 118.32 | 72.49 | 0.01 | 0
2035 | MISO_W_2_MAPP_CA | MISO_W | MAPP_CA | Internal | Summer | B9 | 800 | 926 | 0 | 113.4 | 72.49 | 0.01 | 0
2035 | MISO_W_2_MAPP_CA | MISO_W | MAPP_CA | Internal | Summer | B10 | 1262 | 926 | 0 | 108.46 | 72.49 | 0.01 | 0
2035 | MISO_W_2_MAPP_CA | MISO_W | MAPP_CA | Internal | Winter | B16 | 25 | 926 | 0 | 114.42 | 105.86 | 0.01 | 0
2035 | MISO_W_2_MAPP_CA | MISO_W | MAPP_CA | Internal | Winter | B17 | 100 | 926 | 0 | 113.39 | 105.86 | 0.01 | 0
2035 | MISO_W_2_MAPP_CA | MISO_W | MAPP_CA | Internal | Winter | B18 | 400 | 926 | 0 | 117.89 | 105.86 | 0.01 | 0
2035 | MISO_W_2_MAPP_CA | MISO_W | MAPP_CA | Internal | Winter | B19 | 700 | 926 | 0 | 117.89 | 105.86 | 0.01 | 0
2035 | MISO_W_2_MAPP_CA | MISO_W | MAPP_CA | Internal | Winter | B20 | 935 | 926 | 0 | 105.87 | 105.86 | 0.01 | 0
2035 | MISO_W_2_MISO_MO-IL | MISO_W | MISO_MO-IL | Internal | Shoulder | B11 | 25 | 3915 | 639.06 | 135.07 | 135.08 | 0.01 | 0
2035 | MISO_W_2_MISO_MO-IL | MISO_W | MISO_MO-IL | Internal | Shoulder | B12 | 200 | 3915 | 2511.71 | 123.1 | 123.11 | 0.01 | 0
2035 | MISO_W_2_MISO_MO-IL | MISO_W | MISO_MO-IL | Internal | Shoulder | B13 | 600 | 3915 | 2652.57 | 116.28 | 116.3 | 0.01 | 0
2035 | MISO_W_2_MISO_MO-IL | MISO_W | MISO_MO-IL | Internal | Shoulder | B14 | 900 | 3915 | 3915 | 114.77 | 114.86 | 0.01 | 0.07
2035 | MISO_W_2_MISO_MO-IL | MISO_W | MISO_MO-IL | Internal | Shoulder | B15 | 1203 | 3915 | 3915 | 100.15 | 114.84 | 0.01 | 14.68
2035 | MISO_W_2_MISO_MO-IL | MISO_W | MISO_MO-IL | Internal | Summer | B1 | 10 | 3915 | 0.06 | 217.18 | 217.18 | 0.01 | 0
2035 | MISO_W_2_MISO_MO-IL | MISO_W | MISO_MO-IL | Internal | Summer | B2 | 25 | 3915 | 1314.28 | 213.32 | 213.33 | 0.01 | 0
2035 | MISO_W_2_MISO_MO-IL | MISO_W | MISO_MO-IL | Internal | Summer | B3 | 75 | 3915 | 0 | 212.95 | 212.46 | 0.01 | 0
2035 | MISO_W_2_MISO_MO-IL | MISO_W | MISO_MO-IL | Internal | Summer | B4 | 100 | 3915 | 0 | 195.47 | 195.46 | 0.01 | 0
2035 | MISO_W_2_MISO_MO-IL | MISO_W | MISO_MO-IL | Internal | Summer | B5 | 200 | 3915 | 0 | 157.59 | 157.47 | 0.01 | 0
2035 | MISO_W_2_MISO_MO-IL | MISO_W | MISO_MO-IL | Internal | Summer | B6 | 300 | 3915 | 0 | 142.35 | 142.33 | 0.01 | 0
2035 | MISO_W_2_MISO_MO-IL | MISO_W | MISO_MO-IL | Internal | Summer | B7 | 400 | 3915 | 587.12 | 134.23 | 134.24 | 0.01 | 0
2035 | MISO_W_2_MISO_MO-IL | MISO_W | MISO_MO-IL | Internal | Summer | B8 | 500 | 3915 | 1636.27 | 118.32 | 118.33 | 0.01 | 0
2035 | MISO_W_2_MISO_MO-IL | MISO_W | MISO_MO-IL | Internal | Summer | B9 | 800 | 3915 | 3365.43 | 113.4 | 113.41 | 0.01 | 0
2035 | MISO_W_2_MISO_MO-IL | MISO_W | MISO_MO-IL | Internal | Summer | B10 | 1262 | 3915 | 3915 | 108.46 | 113.41 | 0.01 | 4.94
2035 | MISO_W_2_MISO_MO-IL | MISO_W | MISO_MO-IL | Internal | Winter | B16 | 25 | 3915 | 3915 | 114.42 | 135.43 | 0.01 | 21
2035 | MISO_W_2_MISO_MO-IL | MISO_W | MISO_MO-IL | Internal | Winter | B17 | 100 | 3915 | 3915 | 113.39 | 125.39 | 0.01 | 11.99
2035 | MISO_W_2_MISO_MO-IL | MISO_W | MISO_MO-IL | Internal | Winter | B18 | 400 | 3915 | 3915 | 117.89 | 120.35 | 0.01 | 2.45
2035 | MISO_W_2_MISO_MO-IL | MISO_W | MISO_MO-IL | Internal | Winter | B19 | 700 | 3915 | 3435.71 | 117.89 | 117.9 | 0.01 | 0
2035 | MISO_W_2_MISO_MO-IL | MISO_W | MISO_MO-IL | Internal | Winter | B20 | 935 | 3915 | 3915 | 105.87 | 117.86 | 0.01 | 11.98
2035 | MISO_W_2_MISO_WUMS | MISO_W | MISO_WUMS | Internal | Shoulder | B11 | 25 | 1732 | 0 | 135.07 | 133.31 | 0.01 | 0
2035 | MISO_W_2_MISO_WUMS | MISO_W | MISO_WUMS | Internal | Shoulder | B12 | 200 | 1732 | 1651.22 | 123.1 | 123.11 | 0.01 | 0
2035 | MISO_W_2_MISO_WUMS | MISO_W | MISO_WUMS | Internal | Shoulder | B13 | 600 | 1732 | 1732 | 116.28 | 118.83 | 0.01 | 2.53
2035 | MISO_W_2_MISO_WUMS | MISO_W | MISO_WUMS | Internal | Shoulder | B14 | 900 | 1732 | 1722.99 | 114.77 | 114.79 | 0.01 | 0
2035 | MISO_W_2_MISO_WUMS | MISO_W | MISO_WUMS | Internal | Shoulder | B15 | 1203 | 1732 | 1732 | 100.15 | 114.79 | 0.01 | 14.63
2035 | MISO_W_2_MISO_WUMS | MISO_W | MISO_WUMS | Internal | Summer | B1 | 10 | 1732 | 0.02 | 217.18 | 217.17 | 0.01 | 0
2035 | MISO_W_2_MISO_WUMS | MISO_W | MISO_WUMS | Internal | Summer | B2 | 25 | 1732 | 0 | 213.32 | 213.3 | 0.01 | 0
2035 | MISO_W_2_MISO_WUMS | MISO_W | MISO_WUMS | Internal | Summer | B3 | 75 | 1732 | 0 | 212.95 | 210.6 | 0.01 | 0
2035 | MISO_W_2_MISO_WUMS | MISO_W | MISO_WUMS | Internal | Summer | B4 | 100 | 1732 | 0 | 195.47 | 193.44 | 0.01 | 0
2035 | MISO_W_2_MISO_WUMS | MISO_W | MISO_WUMS | Internal | Summer | B5 | 200 | 1732 | 0 | 157.59 | 153.58 | 0.01 | 0
2035 | MISO_W_2_MISO_WUMS | MISO_W | MISO_WUMS | Internal | Summer | B6 | 300 | 1732 | 0 | 142.35 | 138.27 | 0.01 | 0
2035 | MISO_W_2_MISO_WUMS | MISO_W | MISO_WUMS | Internal | Summer | B7 | 400 | 1732 | 0 | 134.23 | 131.46 | 0.01 | 0
2035 | MISO_W_2_MISO_WUMS | MISO_W | MISO_WUMS | Internal | Summer | B8 | 500 | 1732 | 1238.47 | 118.32 | 118.33 | 0.01 | 0
2035 | MISO_W_2_MISO_WUMS | MISO_W | MISO_WUMS | Internal | Summer | B9 | 800 | 1732 | 0 | 113.4 | 113.4 | 0.01 | 0
2035 | MISO_W_2_MISO_WUMS | MISO_W | MISO_WUMS | Internal | Summer | B10 | 1262 | 1732 | 1732 | 108.46 | 113.22 | 0.01 | 4.74
2035 | MISO_W_2_MISO_WUMS | MISO_W | MISO_WUMS | Internal | Winter | B16 | 25 | 1732 | 1732 | 114.42 | 135.43 | 0.01 | 21
2035 | MISO_W_2_MISO_WUMS | MISO_W | MISO_WUMS | Internal | Winter | B17 | 100 | 1732 | 1732 | 113.39 | 135.43 | 0.01 | 22.02
2035 | MISO_W_2_MISO_WUMS | MISO_W | MISO_WUMS | Internal | Winter | B18 | 400 | 1732 | 1732 | 117.89 | 120.34 | 0.01 | 2.44
2035 | MISO_W_2_MISO_WUMS | MISO_W | MISO_WUMS | Internal | Winter | B19 | 700 | 1732 | 696.23 | 117.89 | 117.9 | 0.01 | 0
2035 | MISO_W_2_MISO_WUMS | MISO_W | MISO_WUMS | Internal | Winter | B20 | 935 | 1732 | 1732 | 105.87 | 117.75 | 0.01 | 11.87
2035 | MISO_W_2_NE | MISO_W | NE | Internal | Shoulder | B11 | 25 | 2800 | 0 | 135.07 | 136.13 | 7 | 0
2035 | MISO_W_2_NE | MISO_W | NE | Internal | Shoulder | B12 | 200 | 2800 | 0 | 123.1 | 118.75 | 7 | 0
2035 | MISO_W_2_NE | MISO_W | NE | Internal | Shoulder | B13 | 600 | 2800 | 0 | 116.28 | 117.56 | 7 | 0
2035 | MISO_W_2_NE | MISO_W | NE | Internal | Shoulder | B14 | 900 | 2800 | 0 | 114.77 | 117.56 | 7 | 0
2035 | MISO_W_2_NE | MISO_W | NE | Internal | Shoulder | B15 | 1203 | 2800 | 640.05 | 100.15 | 107.15 | 7 | 0
2035 | MISO_W_2_NE | MISO_W | NE | Internal | Summer | B1 | 10 | 2800 | 0 | 217.18 | 220.32 | 7 | 0
2035 | MISO_W_2_NE | MISO_W | NE | Internal | Summer | B2 | 25 | 2800 | 37.69 | 213.32 | 220.32 | 7 | 0
2035 | MISO_W_2_NE | MISO_W | NE | Internal | Summer | B3 | 75 | 2800 | 102.11 | 212.95 | 219.95 | 7 | 0
2035 | MISO_W_2_NE | MISO_W | NE | Internal | Summer | B4 | 100 | 2800 | 0 | 195.47 | 195.47 | 7 | 0
2035 | MISO_W_2_NE | MISO_W | NE | Internal | Summer | B5 | 200 | 2800 | 0 | 157.59 | 157.59 | 7 | 0
2035 | MISO_W_2_NE | MISO_W | NE | Internal | Summer | B6 | 300 | 2800 | 0 | 142.35 | 146.03 | 7 | 0
2035 | MISO_W_2_NE | MISO_W | NE | Internal | Summer | B7 | 400 | 2800 | 0 | 134.23 | 134.62 | 7 | 0
2035 | MISO_W_2_NE | MISO_W | NE | Internal | Summer | B8 | 500 | 2800 | 0 | 118.32 | 121.34 | 7 | 0
2035 | MISO_W_2_NE | MISO_W | NE | Internal | Summer | B9 | 800 | 2800 | 0 | 113.4 | 116.59 | 7 | 0
2035 | MISO_W_2_NE | MISO_W | NE | Internal | Summer | B10 | 1262 | 2800 | 1390.18 | 108.46 | 115.46 | 7 | 0
2035 | MISO_W_2_NE | MISO_W | NE | Internal | Winter | B16 | 25 | 2800 | 1476.68 | 114.42 | 121.42 | 7 | 0
2035 | MISO_W_2_NE | MISO_W | NE | Internal | Winter | B17 | 100 | 2800 | 1505.71 | 113.39 | 120.39 | 7 | 0
2035 | MISO_W_2_NE | MISO_W | NE | Internal | Winter | B18 | 400 | 2800 | 0 | 117.89 | 120.83 | 7 | 0
2035 | MISO_W_2_NE | MISO_W | NE | Internal | Winter | B19 | 700 | 2800 | 0 | 117.89 | 120.83 | 7 | 0
2035 | MISO_W_2_NE | MISO_W | NE | Internal | Winter | B20 | 935 | 2800 | 1066.5 | 105.87 | 112.87 | 7 | 0
2035 | MISO_W_2_PJM_ROR | MISO_W | PJM_ROR | Internal | Shoulder | B11 | 25 | 773 | 0 | 135.07 | 133.31 | 2 | 0
2035 | MISO_W_2_PJM_ROR | MISO_W | PJM_ROR | Internal | Shoulder | B12 | 200 | 773 | 773 | 123.1 | 128.22 | 2 | 3.12
2035 | MISO_W_2_PJM_ROR | MISO_W | PJM_ROR | Internal | Shoulder | B13 | 600 | 773 | 773 | 116.28 | 120.84 | 2 | 2.55
2035 | MISO_W_2_PJM_ROR | MISO_W | PJM_ROR | Internal | Shoulder | B14 | 900 | 773 | 773 | 114.77 | 116.79 | 2 | 0.01
2035 | MISO_W_2_PJM_ROR | MISO_W | PJM_ROR | Internal | Shoulder | B15 | 1203 | 773 | 773 | 100.15 | 114.79 | 2 | 12.64
2035 | MISO_W_2_PJM_ROR | MISO_W | PJM_ROR | Internal | Summer | B1 | 10 | 773 | 0 | 217.18 | 215.18 | 2 | 0
2035 | MISO_W_2_PJM_ROR | MISO_W | PJM_ROR | Internal | Summer | B2 | 25 | 773 | 0.02 | 213.32 | 215.3 | 2 | 0
2035 | MISO_W_2_PJM_ROR | MISO_W | PJM_ROR | Internal | Summer | B3 | 75 | 773 | 0 | 212.95 | 212.6 | 2 | 0
2035 | MISO_W_2_PJM_ROR | MISO_W | PJM_ROR | Internal | Summer | B4 | 100 | 773 | 0 | 195.47 | 195.46 | 2 | 0
2035 | MISO_W_2_PJM_ROR | MISO_W | PJM_ROR | Internal | Summer | B5 | 200 | 773 | 0 | 157.59 | 155.59 | 2 | 0
2035 | MISO_W_2_PJM_ROR | MISO_W | PJM_ROR | Internal | Summer | B6 | 300 | 773 | 0 | 142.35 | 140.27 | 2 | 0
2035 | MISO_W_2_PJM_ROR | MISO_W | PJM_ROR | Internal | Summer | B7 | 400 | 773 | 0 | 134.23 | 133.46 | 2 | 0
2035 | MISO_W_2_PJM_ROR | MISO_W | PJM_ROR | Internal | Summer | B8 | 500 | 773 | 773 | 118.32 | 126.33 | 2 | 6.01
2035 | MISO_W_2_PJM_ROR | MISO_W | PJM_ROR | Internal | Summer | B9 | 800 | 773 | 708.69 | 113.4 | 115.4 | 2 | 0
2035 | MISO_W_2_PJM_ROR | MISO_W | PJM_ROR | Internal | Summer | B10 | 1262 | 773 | 773 | 108.46 | 113.16 | 2 | 2.7
2035 | MISO_W_2_PJM_ROR | MISO_W | PJM_ROR | Internal | Winter | B16 | 25 | 773 | 773 | 114.42 | 137.43 | 2 | 21.01
2035 | MISO_W_2_PJM_ROR | MISO_W | PJM_ROR | Internal | Winter | B17 | 100 | 773 | 773 | 113.39 | 137.43 | 2 | 22.03
2035 | MISO_W_2_PJM_ROR | MISO_W | PJM_ROR | Internal | Winter | B18 | 400 | 773 | 773 | 117.89 | 122.35 | 2 | 2.46
2035 | MISO_W_2_PJM_ROR | MISO_W | PJM_ROR | Internal | Winter | B19 | 700 | 773 | 773 | 117.89 | 119.9 | 2 | 0.01
2035 | MISO_W_2_PJM_ROR | MISO_W | PJM_ROR | Internal | Winter | B20 | 935 | 773 | 773 | 105.87 | 118.29 | 2 | 10.42
2035 | MISO_W_2_SPP_N | MISO_W | SPP_N | Internal | Shoulder | B11 | 25 | 3200 | 0 | 135.07 | 136.14 | 7 | 0
2035 | MISO_W_2_SPP_N | MISO_W | SPP_N | Internal | Shoulder | B12 | 200 | 3200 | 0 | 123.1 | 118.11 | 7 | 0
2035 | MISO_W_2_SPP_N | MISO_W | SPP_N | Internal | Shoulder | B13 | 600 | 3200 | 0 | 116.28 | 117.19 | 7 | 0
2035 | MISO_W_2_SPP_N | MISO_W | SPP_N | Internal | Shoulder | B14 | 900 | 3200 | 0 | 114.77 | 112.39 | 7 | 0
2035 | MISO_W_2_SPP_N | MISO_W | SPP_N | Internal | Shoulder | B15 | 1203 | 3200 | 0 | 100.15 | 106.85 | 7 | 0
2035 | MISO_W_2_SPP_N | MISO_W | SPP_N | Internal | Summer | B1 | 10 | 3200 | 0 | 217.18 | 212.18 | 7 | 0
2035 | MISO_W_2_SPP_N | MISO_W | SPP_N | Internal | Summer | B2 | 25 | 3200 | 0 | 213.32 | 209.81 | 7 | 0
2035 | MISO_W_2_SPP_N | MISO_W | SPP_N | Internal | Summer | B3 | 75 | 3200 | 0 | 212.95 | 207.46 | 7 | 0
2035 | MISO_W_2_SPP_N | MISO_W | SPP_N | Internal | Summer | B4 | 100 | 3200 | 0 | 195.47 | 190.46 | 7 | 0
2035 | MISO_W_2_SPP_N | MISO_W | SPP_N | Internal | Summer | B5 | 200 | 3200 | 0 | 157.59 | 152.47 | 7 | 0
2035 | MISO_W_2_SPP_N | MISO_W | SPP_N | Internal | Summer | B6 | 300 | 3200 | 0 | 142.35 | 137.35 | 7 | 0
2035 | MISO_W_2_SPP_N | MISO_W | SPP_N | Internal | Summer | B7 | 400 | 3200 | 0 | 134.23 | 134.61 | 7 | 0
2035 | MISO_W_2_SPP_N | MISO_W | SPP_N | Internal | Summer | B8 | 500 | 3200 | 0 | 118.32 | 121.33 | 7 | 0
2035 | MISO_W_2_SPP_N | MISO_W | SPP_N | Internal | Summer | B9 | 800 | 3200 | 0 | 113.4 | 116.6 | 7 | 0
2035 | MISO_W_2_SPP_N | MISO_W | SPP_N | Internal | Summer | B10 | 1262 | 3200 | 278.52 | 108.46 | 115.46 | 7 | 0
2035 | MISO_W_2_SPP_N | MISO_W | SPP_N | Internal | Winter | B16 | 25 | 3200 | 3199.98 | 114.42 | 121.43 | 7 | 0.01
2035 | MISO_W_2_SPP_N | MISO_W | SPP_N | Internal | Winter | B17 | 100 | 3200 | 806.05 | 113.39 | 120.39 | 7 | 0
2035 | MISO_W_2_SPP_N | MISO_W | SPP_N | Internal | Winter | B18 | 400 | 3200 | 0 | 117.89 | 120.39 | 7 | 0
2035 | MISO_W_2_SPP_N | MISO_W | SPP_N | Internal | Winter | B19 | 700 | 3200 | 0 | 117.89 | 115.46 | 7 | 0
2035 | MISO_W_2_SPP_N | MISO_W | SPP_N | Internal | Winter | B20 | 935 | 3200 | 0 | 105.87 | 112.86 | 7 | 0
2035 | MISO_WUMS_2_MISO_MI | MISO_WUMS | MISO_MI | Internal | Shoulder | B11 | 25 | 1422 | 1422 | 133.31 | 133.39 | 0.01 | 0.07
2035 | MISO_WUMS_2_MISO_MI | MISO_WUMS | MISO_MI | Internal | Shoulder | B12 | 200 | 1422 | 1422 | 123.11 | 126.22 | 0.01 | 3.1
2035 | MISO_WUMS_2_MISO_MI | MISO_WUMS | MISO_MI | Internal | Shoulder | B13 | 600 | 1422 | 1375.1 | 118.83 | 118.84 | 0.01 | 0
2035 | MISO_WUMS_2_MISO_MI | MISO_WUMS | MISO_MI | Internal | Shoulder | B14 | 900 | 1422 | 1422 | 114.79 | 114.86 | 0.01 | 0.06
2035 | MISO_WUMS_2_MISO_MI | MISO_WUMS | MISO_MI | Internal | Shoulder | B15 | 1203 | 1422 | 1422 | 114.79 | 114.86 | 0.01 | 0.06
2035 | MISO_WUMS_2_MISO_MI | MISO_WUMS | MISO_MI | Internal | Summer | B1 | 10 | 1422 | 1376.88 | 217.17 | 217.18 | 0.01 | 0
2035 | MISO_WUMS_2_MISO_MI | MISO_WUMS | MISO_MI | Internal | Summer | B2 | 25 | 1422 | 1421.98 | 213.3 | 213.33 | 0.01 | 0.01
2035 | MISO_WUMS_2_MISO_MI | MISO_WUMS | MISO_MI | Internal | Summer | B3 | 75 | 1422 | 1416.85 | 210.6 | 210.61 | 0.01 | 0
2035 | MISO_WUMS_2_MISO_MI | MISO_WUMS | MISO_MI | Internal | Summer | B4 | 100 | 1422 | 177.63 | 193.44 | 193.46 | 0.01 | 0
2035 | MISO_WUMS_2_MISO_MI | MISO_WUMS | MISO_MI | Internal | Summer | B5 | 200 | 1422 | 714.32 | 153.58 | 153.59 | 0.01 | 0
2035 | MISO_WUMS_2_MISO_MI | MISO_WUMS | MISO_MI | Internal | Summer | B6 | 300 | 1422 | 873.85 | 138.27 | 138.28 | 0.01 | 0
2035 | MISO_WUMS_2_MISO_MI | MISO_WUMS | MISO_MI | Internal | Summer | B7 | 400 | 1422 | 1422 | 131.46 | 132.03 | 0.01 | 0.56
2035 | MISO_WUMS_2_MISO_MI | MISO_WUMS | MISO_MI | Internal | Summer | B8 | 500 | 1422 | 1422 | 118.33 | 124.33 | 0.01 | 5.99
2035 | MISO_WUMS_2_MISO_MI | MISO_WUMS | MISO_MI | Internal | Summer | B9 | 800 | 1422 | 1312.06 | 113.4 | 113.41 | 0.01 | 0
2035 | MISO_WUMS_2_MISO_MI | MISO_WUMS | MISO_MI | Internal | Summer | B10 | 1262 | 1422 | 1422 | 113.22 | 113.41 | 0.01 | 0.18
2035 | MISO_WUMS_2_MISO_MI | MISO_WUMS | MISO_MI | Internal | Winter | B16 | 25 | 1422 | 1422 | 135.43 | 136.15 | 0.01 | 0.71
2035 | MISO_WUMS_2_MISO_MI | MISO_WUMS | MISO_MI | Internal | Winter | B17 | 100 | 1422 | 1057.8 | 135.43 | 135.44 | 0.01 | 0
2035 | MISO_WUMS_2_MISO_MI | MISO_WUMS | MISO_MI | Internal | Winter | B18 | 400 | 1422 | 551.97 | 120.34 | 120.35 | 0.01 | 0
2035 | MISO_WUMS_2_MISO_MI | MISO_WUMS | MISO_MI | Internal | Winter | B19 | 700 | 1422 | 0 | 117.9 | 117.9 | 0.01 | 0
2035 | MISO_WUMS_2_MISO_MI | MISO_WUMS | MISO_MI | Internal | Winter | B20 | 935 | 1422 | 1422 | 117.75 | 117.88 | 0.01 | 0.12
2035 | MISO_WUMS_2_MISO_W | MISO_WUMS | MISO_W | Internal | Shoulder | B11 | 25 | 1240 | 1240 | 133.31 | 135.07 | 0.01 | 1.75
2035 | MISO_WUMS_2_MISO_W | MISO_WUMS | MISO_W | Internal | Shoulder | B12 | 200 | 1240 | 0 | 123.11 | 123.1 | 0.01 | 0
2035 | MISO_WUMS_2_MISO_W | MISO_WUMS | MISO_W | Internal | Shoulder | B13 | 600 | 1240 | 0 | 118.83 | 116.28 | 0.01 | 0
2035 | MISO_WUMS_2_MISO_W | MISO_WUMS | MISO_W | Internal | Shoulder | B14 | 900 | 1240 | 0 | 114.79 | 114.77 | 0.01 | 0
2035 | MISO_WUMS_2_MISO_W | MISO_WUMS | MISO_W | Internal | Shoulder | B15 | 1203 | 1240 | 0 | 114.79 | 100.15 | 0.01 | 0
2035 | MISO_WUMS_2_MISO_W | MISO_WUMS | MISO_W | Internal | Summer | B1 | 10 | 1240 | 1117.19 | 217.17 | 217.18 | 0.01 | 0
2035 | MISO_WUMS_2_MISO_W | MISO_WUMS | MISO_W | Internal | Summer | B2 | 25 | 1240 | 365.1 | 213.3 | 213.32 | 0.01 | 0
2035 | MISO_WUMS_2_MISO_W | MISO_WUMS | MISO_W | Internal | Summer | B3 | 75 | 1240 | 1240 | 210.6 | 212.95 | 0.01 | 2.34
2035 | MISO_WUMS_2_MISO_W | MISO_WUMS | MISO_W | Internal | Summer | B4 | 100 | 1240 | 1240 | 193.44 | 195.47 | 0.01 | 2.01
2035 | MISO_WUMS_2_MISO_W | MISO_WUMS | MISO_W | Internal | Summer | B5 | 200 | 1240 | 1240 | 153.58 | 157.59 | 0.01 | 4
2035 | MISO_WUMS_2_MISO_W | MISO_WUMS | MISO_W | Internal | Summer | B6 | 300 | 1240 | 1240 | 138.27 | 142.35 | 0.01 | 4.07
2035 | MISO_WUMS_2_MISO_W | MISO_WUMS | MISO_W | Internal | Summer | B7 | 400 | 1240 | 1240 | 131.46 | 134.23 | 0.01 | 2.76
2035 | MISO_WUMS_2_MISO_W | MISO_WUMS | MISO_W | Internal | Summer | B8 | 500 | 1240 | 0 | 118.33 | 118.32 | 0.01 | 0
2035 | MISO_WUMS_2_MISO_W | MISO_WUMS | MISO_W | Internal | Summer | B9 | 800 | 1240 | 0 | 113.4 | 113.4 | 0.01 | 0
2035 | MISO_WUMS_2_MISO_W | MISO_WUMS | MISO_W | Internal | Summer | B10 | 1262 | 1240 | 0 | 113.22 | 108.46 | 0.01 | 0
2035 | MISO_WUMS_2_MISO_W | MISO_WUMS | MISO_W | Internal | Winter | B16 | 25 | 1240 | 0 | 135.43 | 114.42 | 0.01 | 0
2035 | MISO_WUMS_2_MISO_W | MISO_WUMS | MISO_W | Internal | Winter | B17 | 100 | 1240 | 0 | 135.43 | 113.39 | 0.01 | 0
2035 | MISO_WUMS_2_MISO_W | MISO_WUMS | MISO_W | Internal | Winter | B18 | 400 | 1240 | 0 | 120.34 | 117.89 | 0.01 | 0
2035 | MISO_WUMS_2_MISO_W | MISO_WUMS | MISO_W | Internal | Winter | B19 | 700 | 1240 | 0 | 117.9 | 117.89 | 0.01 | 0
2035 | MISO_WUMS_2_MISO_W | MISO_WUMS | MISO_W | Internal | Winter | B20 | 935 | 1240 | 0 | 117.75 | 105.87 | 0.01 | 0
2035 | MISO_WUMS_2_PJM_ROR | MISO_WUMS | PJM_ROR | Internal | Shoulder | B11 | 25 | 1600 | 0 | 133.31 | 133.31 | 2 | 0
2035 | MISO_WUMS_2_PJM_ROR | MISO_WUMS | PJM_ROR | Internal | Shoulder | B12 | 200 | 1600 | 1600 | 123.11 | 128.22 | 2 | 3.11
2035 | MISO_WUMS_2_PJM_ROR | MISO_WUMS | PJM_ROR | Internal | Shoulder | B13 | 600 | 1600 | 1600 | 118.83 | 120.84 | 2 | 0.01
2035 | MISO_WUMS_2_PJM_ROR | MISO_WUMS | PJM_ROR | Internal | Shoulder | B14 | 900 | 1600 | 1413.86 | 114.79 | 116.79 | 2 | 0
2035 | MISO_WUMS_2_PJM_ROR | MISO_WUMS | PJM_ROR | Internal | Shoulder | B15 | 1203 | 1600 | 0 | 114.79 | 114.79 | 2 | 0
2035 | MISO_WUMS_2_PJM_ROR | MISO_WUMS | PJM_ROR | Internal | Summer | B1 | 10 | 1600 | 0 | 217.17 | 215.18 | 2 | 0
2035 | MISO_WUMS_2_PJM_ROR | MISO_WUMS | PJM_ROR | Internal | Summer | B2 | 25 | 1600 | 761.84 | 213.3 | 215.3 | 2 | 0
2035 | MISO_WUMS_2_PJM_ROR | MISO_WUMS | PJM_ROR | Internal | Summer | B3 | 75 | 1600 | 450.45 | 210.6 | 212.6 | 2 | 0
2035 | MISO_WUMS_2_PJM_ROR | MISO_WUMS | PJM_ROR | Internal | Summer | B4 | 100 | 1600 | 1600 | 193.44 | 195.46 | 2 | 0.01
2035 | MISO_WUMS_2_PJM_ROR | MISO_WUMS | PJM_ROR | Internal | Summer | B5 | 200 | 1600 | 1600 | 153.58 | 155.59 | 2 | 0.01
2035 | MISO_WUMS_2_PJM_ROR | MISO_WUMS | PJM_ROR | Internal | Summer | B6 | 300 | 1600 | 1217.37 | 138.27 | 140.27 | 2 | 0
2035 | MISO_WUMS_2_PJM_ROR | MISO_WUMS | PJM_ROR | Internal | Summer | B7 | 400 | 1600 | 1020.47 | 131.46 | 133.46 | 2 | 0
2035 | MISO_WUMS_2_PJM_ROR | MISO_WUMS | PJM_ROR | Internal | Summer | B8 | 500 | 1600 | 1600 | 118.33 | 126.33 | 2 | 6
2035 | MISO_WUMS_2_PJM_ROR | MISO_WUMS | PJM_ROR | Internal | Summer | B9 | 800 | 1600 | 829.56 | 113.4 | 115.4 | 2 | 0
2035 | MISO_WUMS_2_PJM_ROR | MISO_WUMS | PJM_ROR | Internal | Summer | B10 | 1262 | 1600 | 0 | 113.22 | 113.16 | 2 | 0
2035 | MISO_WUMS_2_PJM_ROR | MISO_WUMS | PJM_ROR | Internal | Winter | B16 | 25 | 1600 | 609.82 | 135.43 | 137.43 | 2 | 0
2035 | MISO_WUMS_2_PJM_ROR | MISO_WUMS | PJM_ROR | Internal | Winter | B17 | 100 | 1600 | 1253.1 | 135.43 | 137.43 | 2 | 0
2035 | MISO_WUMS_2_PJM_ROR | MISO_WUMS | PJM_ROR | Internal | Winter | B18 | 400 | 1600 | 1600 | 120.34 | 122.35 | 2 | 0.01
2035 | MISO_WUMS_2_PJM_ROR | MISO_WUMS | PJM_ROR | Internal | Winter | B19 | 700 | 1600 | 1242.86 | 117.9 | 119.9 | 2 | 0
2035 | MISO_WUMS_2_PJM_ROR | MISO_WUMS | PJM_ROR | Internal | Winter | B20 | 935 | 1600 | 0 | 117.75 | 118.29 | 2 | 0
2035 | NE_2_MISO_W | NE | MISO_W | Internal | Shoulder | B11 | 25 | 1600 | 0 | 136.13 | 135.07 | 5 | 0
2035 | NE_2_MISO_W | NE | MISO_W | Internal | Shoulder | B12 | 200 | 1600 | 0 | 118.75 | 123.1 | 5 | 0
2035 | NE_2_MISO_W | NE | MISO_W | Internal | Shoulder | B13 | 600 | 1600 | 0 | 117.56 | 116.28 | 5 | 0
2035 | NE_2_MISO_W | NE | MISO_W | Internal | Shoulder | B14 | 900 | 1600 | 0 | 117.56 | 114.77 | 5 | 0
2035 | NE_2_MISO_W | NE | MISO_W | Internal | Shoulder | B15 | 1203 | 1600 | 0 | 107.15 | 100.15 | 5 | 0
2035 | NE_2_MISO_W | NE | MISO_W | Internal | Summer | B1 | 10 | 1600 | 0 | 220.32 | 217.18 | 5 | 0
2035 | NE_2_MISO_W | NE | MISO_W | Internal | Summer | B2 | 25 | 1600 | 0 | 220.32 | 213.32 | 5 | 0
2035 | NE_2_MISO_W | NE | MISO_W | Internal | Summer | B3 | 75 | 1600 | 0 | 219.95 | 212.95 | 5 | 0
2035 | NE_2_MISO_W | NE | MISO_W | Internal | Summer | B4 | 100 | 1600 | 0 | 195.47 | 195.47 | 5 | 0
2035 | NE_2_MISO_W | NE | MISO_W | Internal | Summer | B5 | 200 | 1600 | 0 | 157.59 | 157.59 | 5 | 0
2035 | NE_2_MISO_W | NE | MISO_W | Internal | Summer | B6 | 300 | 1600 | 0 | 146.03 | 142.35 | 5 | 0
2035 | NE_2_MISO_W | NE | MISO_W | Internal | Summer | B7 | 400 | 1600 | 0 | 134.62 | 134.23 | 5 | 0
2035 | NE_2_MISO_W | NE | MISO_W | Internal | Summer | B8 | 500 | 1600 | 0 | 121.34 | 118.32 | 5 | 0
2035 | NE_2_MISO_W | NE | MISO_W | Internal | Summer | B9 | 800 | 1600 | 0 | 116.59 | 113.4 | 5 | 0
2035 | NE_2_MISO_W | NE | MISO_W | Internal | Summer | B10 | 1262 | 1600 | 0 | 115.46 | 108.46 | 5 | 0
2035 | NE_2_MISO_W | NE | MISO_W | Internal | Winter | B16 | 25 | 1600 | 0 | 121.42 | 114.42 | 5 | 0
2035 | NE_2_MISO_W | NE | MISO_W | Internal | Winter | B17 | 100 | 1600 | 0 | 120.39 | 113.39 | 5 | 0
2035 | NE_2_MISO_W | NE | MISO_W | Internal | Winter | B18 | 400 | 1600 | 0 | 120.83 | 117.89 | 5 | 0
2035 | NE_2_MISO_W | NE | MISO_W | Internal | Winter | B19 | 700 | 1600 | 0 | 120.83 | 117.89 | 5 | 0
2035 | NE_2_MISO_W | NE | MISO_W | Internal | Winter | B20 | 935 | 1600 | 0 | 112.87 | 105.87 | 5 | 0
2035 | NE_2_SPP_N | NE | SPP_N | Internal | Shoulder | B11 | 25 | 1802 | 424.85 | 136.13 | 136.14 | 0.01 | 0
2035 | NE_2_SPP_N | NE | SPP_N | Internal | Shoulder | B12 | 200 | 1802 | 0 | 118.75 | 118.11 | 0.01 | 0
2035 | NE_2_SPP_N | NE | SPP_N | Internal | Shoulder | B13 | 600 | 1802 | 0 | 117.56 | 117.19 | 0.01 | 0
2035 | NE_2_SPP_N | NE | SPP_N | Internal | Shoulder | B14 | 900 | 1802 | 0 | 117.56 | 112.39 | 0.01 | 0
2035 | NE_2_SPP_N | NE | SPP_N | Internal | Shoulder | B15 | 1203 | 1802 | 0 | 107.15 | 106.85 | 0.01 | 0
2035 | NE_2_SPP_N | NE | SPP_N | Internal | Summer | B1 | 10 | 1802 | 0 | 220.32 | 212.18 | 0.01 | 0
2035 | NE_2_SPP_N | NE | SPP_N | Internal | Summer | B2 | 25 | 1802 | 0 | 220.32 | 209.81 | 0.01 | 0
2035 | NE_2_SPP_N | NE | SPP_N | Internal | Summer | B3 | 75 | 1802 | 0 | 219.95 | 207.46 | 0.01 | 0
2035 | NE_2_SPP_N | NE | SPP_N | Internal | Summer | B4 | 100 | 1802 | 0 | 195.47 | 190.46 | 0.01 | 0
2035 | NE_2_SPP_N | NE | SPP_N | Internal | Summer | B5 | 200 | 1802 | 0 | 157.59 | 152.47 | 0.01 | 0
2035 | NE_2_SPP_N | NE | SPP_N | Internal | Summer | B6 | 300 | 1802 | 0 | 146.03 | 137.35 | 0.01 | 0
2035 | NE_2_SPP_N | NE | SPP_N | Internal | Summer | B7 | 400 | 1802 | 0 | 134.62 | 134.61 | 0.01 | 0
2035 | NE_2_SPP_N | NE | SPP_N | Internal | Summer | B8 | 500 | 1802 | 0 | 121.34 | 121.33 | 0.01 | 0
2035 | NE_2_SPP_N | NE | SPP_N | Internal | Summer | B9 | 800 | 1802 | 374.59 | 116.59 | 116.6 | 0.01 | 0
2035 | NE_2_SPP_N | NE | SPP_N | Internal | Summer | B10 | 1262 | 1802 | 0 | 115.46 | 115.46 | 0.01 | 0
2035 | NE_2_SPP_N | NE | SPP_N | Internal | Winter | B16 | 25 | 1802 | 949.41 | 121.42 | 121.43 | 0.01 | 0
2035 | NE_2_SPP_N | NE | SPP_N | Internal | Winter | B17 | 100 | 1802 | 0 | 120.39 | 120.39 | 0.01 | 0
2035 | NE_2_SPP_N | NE | SPP_N | Internal | Winter | B18 | 400 | 1802 | 0 | 120.83 | 120.39 | 0.01 | 0
2035 | NE_2_SPP_N | NE | SPP_N | Internal | Winter | B19 | 700 | 1802 | 0 | 120.83 | 115.46 | 0.01 | 0
2035 | NE_2_SPP_N | NE | SPP_N | Internal | Winter | B20 | 935 | 1802 | 0 | 112.87 | 112.86 | 0.01 | 0
2035 | NEISO_2_NYISO_A-F | NEISO | NYISO_A-F | Internal | Shoulder | B11 | 25 | 600 | 263.5 | 71.92 | 74.92 | 3 | 0
2035 | NEISO_2_NYISO_A-F | NEISO | NYISO_A-F | Internal | Shoulder | B12 | 200 | 600 | 140 | 71.92 | 74.92 | 3 | 0
2035 | NEISO_2_NYISO_A-F | NEISO | NYISO_A-F | Internal | Shoulder | B13 | 600 | 600 | 47.9 | 71.92 | 74.92 | 3 | 0
2035 | NEISO_2_NYISO_A-F | NEISO | NYISO_A-F | Internal | Shoulder | B14 | 900 | 600 | 35.43 | 71.92 | 74.92 | 3 | 0
2035 | NEISO_2_NYISO_A-F | NEISO | NYISO_A-F | Internal | Shoulder | B15 | 1203 | 600 | 27.42 | 71.92 | 74.92 | 3 | 0
2035 | NEISO_2_NYISO_A-F | NEISO | NYISO_A-F | Internal | Summer | B1 | 10 | 600 | 0 | 144.22 | 109.38 | 3 | 0
2035 | NEISO_2_NYISO_A-F | NEISO | NYISO_A-F | Internal | Summer | B2 | 25 | 600 | 0 | 181.46 | 133.8 | 3 | 0
2035 | NEISO_2_NYISO_A-F | NEISO | NYISO_A-F | Internal | Summer | B3 | 75 | 600 | 0 | 144.22 | 141.22 | 3 | 0
2035 | NEISO_2_NYISO_A-F | NEISO | NYISO_A-F | Internal | Summer | B4 | 100 | 600 | 600 | 123.43 | 129.7 | 3 | 3.27
2035 | NEISO_2_NYISO_A-F | NEISO | NYISO_A-F | Internal | Summer | B5 | 200 | 600 | 558.76 | 123.43 | 126.43 | 3 | 0
2035 | NEISO_2_NYISO_A-F | NEISO | NYISO_A-F | Internal | Summer | B6 | 300 | 600 | 291.17 | 123.43 | 126.43 | 3 | 0
2035 | NEISO_2_NYISO_A-F | NEISO | NYISO_A-F | Internal | Summer | B7 | 400 | 600 | 492.05 | 108.09 | 111.09 | 3 | 0
2035 | NEISO_2_NYISO_A-F | NEISO | NYISO_A-F | Internal | Summer | B8 | 500 | 600 | 90.15 | 108.09 | 111.09 | 3 | 0
2035 | NEISO_2_NYISO_A-F | NEISO | NYISO_A-F | Internal | Summer | B9 | 800 | 600 | 10.11 | 106.38 | 109.38 | 3 | 0
2035 | NEISO_2_NYISO_A-F | NEISO | NYISO_A-F | Internal | Summer | B10 | 1262 | 600 | 6.22 | 106.38 | 109.38 | 3 | 0
2035 | NEISO_2_NYISO_A-F | NEISO | NYISO_A-F | Internal | Winter | B16 | 25 | 600 | 194.89 | 71.92 | 74.92 | 3 | 0
2035 | NEISO_2_NYISO_A-F | NEISO | NYISO_A-F | Internal | Winter | B17 | 100 | 600 | 123.38 | 71.92 | 74.92 | 3 | 0
2035 | NEISO_2_NYISO_A-F | NEISO | NYISO_A-F | Internal | Winter | B18 | 400 | 600 | 62.01 | 71.92 | 74.92 | 3 | 0
2035 | NEISO_2_NYISO_A-F | NEISO | NYISO_A-F | Internal | Winter | B19 | 700 | 600 | 40.7 | 71.92 | 74.92 | 3 | 0
2035 | NEISO_2_NYISO_A-F | NEISO | NYISO_A-F | Internal | Winter | B20 | 935 | 600 | 32.63 | 71.92 | 74.92 | 3 | 0
2035 | NEISO_2_NYISO_G-I | NEISO | NYISO_G-I | Internal | Shoulder | B11 | 25 | 600 | 600 | 71.92 | 127.82 | 3 | 52.9
2035 | NEISO_2_NYISO_G-I | NEISO | NYISO_G-I | Internal | Shoulder | B12 | 200 | 600 | 600 | 71.92 | 127.82 | 3 | 52.9
2035 | NEISO_2_NYISO_G-I | NEISO | NYISO_G-I | Internal | Shoulder | B13 | 600 | 600 | 600 | 71.92 | 127.82 | 3 | 52.9
2035 | NEISO_2_NYISO_G-I | NEISO | NYISO_G-I | Internal | Shoulder | B14 | 900 | 600 | 600 | 71.92 | 114.35 | 3 | 39.43
2035 | NEISO_2_NYISO_G-I | NEISO | NYISO_G-I | Internal | Shoulder | B15 | 1203 | 600 | 600 | 71.92 | 106.79 | 3 | 31.87
2035 | NEISO_2_NYISO_G-I | NEISO | NYISO_G-I | Internal | Summer | B1 | 10 | 600 | 600 | 144.22 | 282.68 | 3 | 135.47
2035 | NEISO_2_NYISO_G-I | NEISO | NYISO_G-I | Internal | Summer | B2 | 25 | 600 | 600 | 181.46 | 270.72 | 3 | 86.25
2035 | NEISO_2_NYISO_G-I | NEISO | NYISO_G-I | Internal | Summer | B3 | 75 | 600 | 600 | 144.22 | 177.61 | 3 | 30.39
2035 | NEISO_2_NYISO_G-I | NEISO | NYISO_G-I | Internal | Summer | B4 | 100 | 600 | 600 | 123.43 | 177.61 | 3 | 51.18
2035 | NEISO_2_NYISO_G-I | NEISO | NYISO_G-I | Internal | Summer | B5 | 200 | 600 | 600 | 123.43 | 147.61 | 3 | 21.19
2035 | NEISO_2_NYISO_G-I | NEISO | NYISO_G-I | Internal | Summer | B6 | 300 | 600 | 600 | 123.43 | 132.27 | 3 | 5.84
2035 | NEISO_2_NYISO_G-I | NEISO | NYISO_G-I | Internal | Summer | B7 | 400 | 600 | 600 | 108.09 | 125.83 | 3 | 14.74
2035 | NEISO_2_NYISO_G-I | NEISO | NYISO_G-I | Internal | Summer | B8 | 500 | 600 | 600 | 108.09 | 124.04 | 3 | 12.96
2035 | NEISO_2_NYISO_G-I | NEISO | NYISO_G-I | Internal | Summer | B9 | 800 | 600 | 600 | 106.38 | 124.04 | 3 | 14.66
2035 | NEISO_2_NYISO_G-I | NEISO | NYISO_G-I | Internal | Summer | B10 | 1262 | 600 | 600 | 106.38 | 109.4 | 3 | 0.01
2035 | NEISO_2_NYISO_G-I | NEISO | NYISO_G-I | Internal | Winter | B16 | 25 | 600 | 600 | 71.92 | 137.87 | 3 | 62.95
2035 | NEISO_2_NYISO_G-I | NEISO | NYISO_G-I | Internal | Winter | B17 | 100 | 600 | 600 | 71.92 | 137.87 | 3 | 62.95
2035 | NEISO_2_NYISO_G-I | NEISO | NYISO_G-I | Internal | Winter | B18 | 400 | 600 | 600 | 71.92 | 137.87 | 3 | 62.95
2035 | NEISO_2_NYISO_G-I | NEISO | NYISO_G-I | Internal | Winter | B19 | 700 | 600 | 600 | 71.92 | 125.91 | 3 | 50.99
2035 | NEISO_2_NYISO_G-I | NEISO | NYISO_G-I | Internal | Winter | B20 | 935 | 600 | 600 | 71.92 | 110.29 | 3 | 35.37
2035 | NEISO_2_NYISO_J-K | NEISO | NYISO_J-K | Internal | Shoulder | B11 | 25 | 777 | 777 | 71.92 | 127.83 | 3 | 52.91
2035 | NEISO_2_NYISO_J-K | NEISO | NYISO_J-K | Internal | Shoulder | B12 | 200 | 777 | 777 | 71.92 | 127.83 | 3 | 52.91
2035 | NEISO_2_NYISO_J-K | NEISO | NYISO_J-K | Internal | Shoulder | B13 | 600 | 777 | 777 | 71.92 | 127.83 | 3 | 52.91
2035 | NEISO_2_NYISO_J-K | NEISO | NYISO_J-K | Internal | Shoulder | B14 | 900 | 777 | 777 | 71.92 | 114.36 | 3 | 39.44
2035 | NEISO_2_NYISO_J-K | NEISO | NYISO_J-K | Internal | Shoulder | B15 | 1203 | 777 | 777 | 71.92 | 106.8 | 3 | 31.88
2035 | NEISO_2_NYISO_J-K | NEISO | NYISO_J-K | Internal | Summer | B1 | 10 | 777 | 777 | 144.22 | 282.7 | 3 | 135.48
2035 | NEISO_2_NYISO_J-K | NEISO | NYISO_J-K | Internal | Summer | B2 | 25 | 777 | 777 | 181.46 | 270.73 | 3 | 86.27
2035 | NEISO_2_NYISO_J-K | NEISO | NYISO_J-K | Internal | Summer | B3 | 75 | 777 | 777 | 144.22 | 177.62 | 3 | 30.41
2035 | NEISO_2_NYISO_J-K | NEISO | NYISO_J-K | Internal | Summer | B4 | 100 | 777 | 777 | 123.43 | 177.62 | 3 | 51.2
2035 | NEISO_2_NYISO_J-K | NEISO | NYISO_J-K | Internal | Summer | B5 | 200 | 777 | 777 | 123.43 | 176.19 | 3 | 49.76
2035 | NEISO_2_NYISO_J-K | NEISO | NYISO_J-K | Internal | Summer | B6 | 300 | 777 | 777 | 123.43 | 132.28 | 3 | 5.85
2035 | NEISO_2_NYISO_J-K | NEISO | NYISO_J-K | Internal | Summer | B7 | 400 | 777 | 777 | 108.09 | 125.84 | 3 | 14.75
2035 | NEISO_2_NYISO_J-K | NEISO | NYISO_J-K | Internal | Summer | B8 | 500 | 777 | 777 | 108.09 | 124.06 | 3 | 12.97
2035 | NEISO_2_NYISO_J-K | NEISO | NYISO_J-K | Internal | Summer | B9 | 800 | 777 | 777 | 106.38 | 124.06 | 3 | 14.67
2035 | NEISO_2_NYISO_J-K | NEISO | NYISO_J-K | Internal | Summer | B10 | 1262 | 777 | 777 | 106.38 | 109.41 | 3 | 0.02
2035 | NEISO_2_NYISO_J-K | NEISO | NYISO_J-K | Internal | Winter | B16 | 25 | 777 | 777 | 71.92 | 140.93 | 3 | 66
2035 | NEISO_2_NYISO_J-K | NEISO | NYISO_J-K | Internal | Winter | B17 | 100 | 777 | 777 | 71.92 | 140.93 | 3 | 66
2035 | NEISO_2_NYISO_J-K | NEISO | NYISO_J-K | Internal | Winter | B18 | 400 | 777 | 777 | 71.92 | 140.93 | 3 | 66
2035 | NEISO_2_NYISO_J-K | NEISO | NYISO_J-K | Internal | Winter | B19 | 700 | 777 | 777 | 71.92 | 125.93 | 3 | 51
2035 | NEISO_2_NYISO_J-K | NEISO | NYISO_J-K | Internal | Winter | B20 | 935 | 777 | 777 | 71.92 | 110.3 | 3 | 35.38
2035 | NonRTO_Midwest_2_MISO_IN | NonRTO_Midwest | MISO_IN | Internal | Shoulder | B11 | 25 | 4450 | 0 | 141.38 | 133.38 | 8 | 0
2035 | NonRTO_Midwest_2_MISO_IN | NonRTO_Midwest | MISO_IN | Internal | Shoulder | B12 | 200 | 4450 | 0 | 127.15 | 123.1 | 8 | 0
2035 | NonRTO_Midwest_2_MISO_IN | NonRTO_Midwest | MISO_IN | Internal | Shoulder | B13 | 600 | 4450 | 0 | 118.54 | 116.28 | 8 | 0
2035 | NonRTO_Midwest_2_MISO_IN | NonRTO_Midwest | MISO_IN | Internal | Shoulder | B14 | 900 | 4450 | 0 | 118.54 | 114.85 | 8 | 0
2035 | NonRTO_Midwest_2_MISO_IN | NonRTO_Midwest | MISO_IN | Internal | Shoulder | B15 | 1203 | 4450 | 0 | 118.54 | 114.85 | 8 | 0
2035 | NonRTO_Midwest_2_MISO_IN | NonRTO_Midwest | MISO_IN | Internal | Summer | B1 | 10 | 4450 | 0 | 219.93 | 217.17 | 8 | 0
2035 | NonRTO_Midwest_2_MISO_IN | NonRTO_Midwest | MISO_IN | Internal | Summer | B2 | 25 | 4450 | 0 | 219.93 | 213.32 | 8 | 0
2035 | NonRTO_Midwest_2_MISO_IN | NonRTO_Midwest | MISO_IN | Internal | Summer | B3 | 75 | 4450 | 0 | 218.6 | 210.6 | 8 | 0
2035 | NonRTO_Midwest_2_MISO_IN | NonRTO_Midwest | MISO_IN | Internal | Summer | B4 | 100 | 4450 | 0 | 195.46 | 193.44 | 8 | 0
2035 | NonRTO_Midwest_2_MISO_IN | NonRTO_Midwest | MISO_IN | Internal | Summer | B5 | 200 | 4450 | 0 | 157.21 | 153.58 | 8 | 0
2035 | NonRTO_Midwest_2_MISO_IN | NonRTO_Midwest | MISO_IN | Internal | Summer | B6 | 300 | 4450 | 572.64 | 130.27 | 138.27 | 8 | 0
2035 | NonRTO_Midwest_2_MISO_IN | NonRTO_Midwest | MISO_IN | Internal | Summer | B7 | 400 | 4450 | 807.49 | 117.59 | 125.59 | 8 | 0
2035 | NonRTO_Midwest_2_MISO_IN | NonRTO_Midwest | MISO_IN | Internal | Summer | B8 | 500 | 4450 | 0 | 117.03 | 115.63 | 8 | 0
2035 | NonRTO_Midwest_2_MISO_IN | NonRTO_Midwest | MISO_IN | Internal | Summer | B9 | 800 | 4450 | 0 | 117.03 | 113.4 | 8 | 0
2035 | NonRTO_Midwest_2_MISO_IN | NonRTO_Midwest | MISO_IN | Internal | Summer | B10 | 1262 | 4450 | 0 | 117.03 | 113.4 | 8 | 0
2035 | NonRTO_Midwest_2_MISO_IN | NonRTO_Midwest | MISO_IN | Internal | Winter | B16 | 25 | 4450 | 0 | 143.44 | 135.44 | 8 | 0
2035 | NonRTO_Midwest_2_MISO_IN | NonRTO_Midwest | MISO_IN | Internal | Winter | B17 | 100 | 4450 | 0 | 133.38 | 125.38 | 8 | 0
2035 | NonRTO_Midwest_2_MISO_IN | NonRTO_Midwest | MISO_IN | Internal | Winter | B18 | 400 | 4450 | 0 | 121.86 | 120.34 | 8 | 0
2035 | NonRTO_Midwest_2_MISO_IN | NonRTO_Midwest | MISO_IN | Internal | Winter | B19 | 700 | 4450 | 0 | 121.86 | 117.89 | 8 | 0
2035 | NonRTO_Midwest_2_MISO_IN | NonRTO_Midwest | MISO_IN | Internal | Winter | B20 | 935 | 4450 | 0 | 121.86 | 117.87 | 8 | 0
2035 | NonRTO_Midwest_2_TVA_Transmission | NonRTO_Midwest | TVA_Transmission | Internal | Shoulder | B11 | 25 | 2400 | 0 | 141.38 | 137.78 | 8 | 0
2035 | NonRTO_Midwest_2_TVA_Transmission | NonRTO_Midwest | TVA_Transmission | Internal | Shoulder | B12 | 200 | 2400 | 0 | 127.15 | 124.1 | 8 | 0
2035 | NonRTO_Midwest_2_TVA_Transmission | NonRTO_Midwest | TVA_Transmission | Internal | Shoulder | B13 | 600 | 2400 | 0 | 118.54 | 120.76 | 8 | 0
2035 | NonRTO_Midwest_2_TVA_Transmission | NonRTO_Midwest | TVA_Transmission | Internal | Shoulder | B14 | 900 | 2400 | 0 | 118.54 | 119.99 | 8 | 0
2035 | NonRTO_Midwest_2_TVA_Transmission | NonRTO_Midwest | TVA_Transmission | Internal | Shoulder | B15 | 1203 | 2400 | 0 | 118.54 | 119.35 | 8 | 0
2035 | NonRTO_Midwest_2_TVA_Transmission | NonRTO_Midwest | TVA_Transmission | Internal | Summer | B1 | 10 | 2400 | 0 | 219.93 | 225.18 | 8 | 0
2035 | NonRTO_Midwest_2_TVA_Transmission | NonRTO_Midwest | TVA_Transmission | Internal | Summer | B2 | 25 | 2400 | 0 | 219.93 | 221.3 | 8 | 0
2035 | NonRTO_Midwest_2_TVA_Transmission | NonRTO_Midwest | TVA_Transmission | Internal | Summer | B3 | 75 | 2400 | 0 | 218.6 | 218.6 | 8 | 0
2035 | NonRTO_Midwest_2_TVA_Transmission | NonRTO_Midwest | TVA_Transmission | Internal | Summer | B4 | 100 | 2400 | 0 | 195.46 | 186.46 | 8 | 0
2035 | NonRTO_Midwest_2_TVA_Transmission | NonRTO_Midwest | TVA_Transmission | Internal | Summer | B5 | 200 | 2400 | 0 | 157.21 | 155.14 | 8 | 0
2035 | NonRTO_Midwest_2_TVA_Transmission | NonRTO_Midwest | TVA_Transmission | Internal | Summer | B6 | 300 | 2400 | 0 | 130.27 | 133.33 | 8 | 0
2035 | NonRTO_Midwest_2_TVA_Transmission | NonRTO_Midwest | TVA_Transmission | Internal | Summer | B7 | 400 | 2400 | 245.61 | 117.59 | 125.59 | 8 | 0
2035 | NonRTO_Midwest_2_TVA_Transmission | NonRTO_Midwest | TVA_Transmission | Internal | Summer | B8 | 500 | 2400 | 0 | 117.03 | 121.44 | 8 | 0
2035 | NonRTO_Midwest_2_TVA_Transmission | NonRTO_Midwest | TVA_Transmission | Internal | Summer | B9 | 800 | 2400 | 0 | 117.03 | 118.58 | 8 | 0
2035 | NonRTO_Midwest_2_TVA_Transmission | NonRTO_Midwest | TVA_Transmission | Internal | Summer | B10 | 1262 | 2400 | 0 | 117.03 | 118.11 | 8 | 0
2035 | NonRTO_Midwest_2_TVA_Transmission | NonRTO_Midwest | TVA_Transmission | Internal | Winter | B16 | 25 | 2400 | 0 | 143.44 | 135.71 | 8 | 0
2035 | NonRTO_Midwest_2_TVA_Transmission | NonRTO_Midwest | TVA_Transmission | Internal | Winter | B17 | 100 | 2400 | 0 | 133.38 | 129.66 | 8 | 0
2035 | NonRTO_Midwest_2_TVA_Transmission | NonRTO_Midwest | TVA_Transmission | Internal | Winter | B18 | 400 | 2400 | 0 | 121.86 | 123.72 | 8 | 0
2035 | NonRTO_Midwest_2_TVA_Transmission | NonRTO_Midwest | TVA_Transmission | Internal | Winter | B19 | 700 | 2400 | 0 | 121.86 | 122.96 | 8 | 0
2035 | NonRTO_Midwest_2_TVA_Transmission | NonRTO_Midwest | TVA_Transmission | Internal | Winter | B20 | 935 | 2400 | 0 | 121.86 | 122.41 | 8 | 0
2035 | NYISO_A-F_2_IESO | NYISO_A-F | IESO | Internal | Shoulder | B11 | 25 | 1600 | 0 | 74.92 | 67.92 | 7 | 0
2035 | NYISO_A-F_2_IESO | NYISO_A-F | IESO | Internal | Shoulder | B12 | 200 | 1600 | 0 | 74.92 | 67.92 | 7 | 0
2035 | NYISO_A-F_2_IESO | NYISO_A-F | IESO | Internal | Shoulder | B13 | 600 | 1600 | 0 | 74.92 | 67.92 | 7 | 0
2035 | NYISO_A-F_2_IESO | NYISO_A-F | IESO | Internal | Shoulder | B14 | 900 | 1600 | 0 | 74.92 | 67.92 | 7 | 0
2035 | NYISO_A-F_2_IESO | NYISO_A-F | IESO | Internal | Shoulder | B15 | 1203 | 1600 | 0 | 74.92 | 67.92 | 7 | 0
2035 | NYISO_A-F_2_IESO | NYISO_A-F | IESO | Internal | Summer | B1 | 10 | 1600 | 0 | 109.38 | 102.38 | 7 | 0
2035 | NYISO_A-F_2_IESO | NYISO_A-F | IESO | Internal | Summer | B2 | 25 | 1600 | 0 | 133.8 | 126.8 | 7 | 0
2035 | NYISO_A-F_2_IESO | NYISO_A-F | IESO | Internal | Summer | B3 | 75 | 1600 | 0 | 141.22 | 126.8 | 7 | 0
2035 | NYISO_A-F_2_IESO | NYISO_A-F | IESO | Internal | Summer | B4 | 100 | 1600 | 0 | 129.7 | 89.7 | 7 | 0
2035 | NYISO_A-F_2_IESO | NYISO_A-F | IESO | Internal | Summer | B5 | 200 | 1600 | 0 | 126.43 | 65.49 | 7 | 0
2035 | NYISO_A-F_2_IESO | NYISO_A-F | IESO | Internal | Summer | B6 | 300 | 1600 | 0 | 126.43 | 65.49 | 7 | 0
2035 | NYISO_A-F_2_IESO | NYISO_A-F | IESO | Internal | Summer | B7 | 400 | 1600 | 0 | 111.09 | 65.49 | 7 | 0
2035 | NYISO_A-F_2_IESO | NYISO_A-F | IESO | Internal | Summer | B8 | 500 | 1600 | 0 | 111.09 | 65.49 | 7 | 0
2035 | NYISO_A-F_2_IESO | NYISO_A-F | IESO | Internal | Summer | B9 | 800 | 1600 | 0 | 109.38 | 65.49 | 7 | 0
2035 | NYISO_A-F_2_IESO | NYISO_A-F | IESO | Internal | Summer | B10 | 1262 | 1600 | 0 | 109.38 | 65.49 | 7 | 0
2035 | NYISO_A-F_2_IESO | NYISO_A-F | IESO | Internal | Winter | B16 | 25 | 1600 | 0 | 74.92 | 67.92 | 7 | 0
2035 | NYISO_A-F_2_IESO | NYISO_A-F | IESO | Internal | Winter | B17 | 100 | 1600 | 0 | 74.92 | 67.92 | 7 | 0
2035 | NYISO_A-F_2_IESO | NYISO_A-F | IESO | Internal | Winter | B18 | 400 | 1600 | 0 | 74.92 | 67.92 | 7 | 0
2035 | NYISO_A-F_2_IESO | NYISO_A-F | IESO | Internal | Winter | B19 | 700 | 1600 | 0 | 74.92 | 67.92 | 7 | 0
2035 | NYISO_A-F_2_IESO | NYISO_A-F | IESO | Internal | Winter | B20 | 935 | 1600 | 0 | 74.92 | 67.92 | 7 | 0
2035 | NYISO_A-F_2_NEISO | NYISO_A-F | NEISO | Internal | Shoulder | B11 | 25 | 600 | 0 | 74.92 | 71.92 | 3 | 0
2035 | NYISO_A-F_2_NEISO | NYISO_A-F | NEISO | Internal | Shoulder | B12 | 200 | 600 | 0 | 74.92 | 71.92 | 3 | 0
2035 | NYISO_A-F_2_NEISO | NYISO_A-F | NEISO | Internal | Shoulder | B13 | 600 | 600 | 0 | 74.92 | 71.92 | 3 | 0
2035 | NYISO_A-F_2_NEISO | NYISO_A-F | NEISO | Internal | Shoulder | B14 | 900 | 600 | 0 | 74.92 | 71.92 | 3 | 0
2035 | NYISO_A-F_2_NEISO | NYISO_A-F | NEISO | Internal | Shoulder | B15 | 1203 | 600 | 0 | 74.92 | 71.92 | 3 | 0
2035 | NYISO_A-F_2_NEISO | NYISO_A-F | NEISO | Internal | Summer | B1 | 10 | 600 | 600 | 109.38 | 144.22 | 3 | 31.84
2035 | NYISO_A-F_2_NEISO | NYISO_A-F | NEISO | Internal | Summer | B2 | 25 | 600 | 600 | 133.8 | 181.46 | 3 | 44.66
2035 | NYISO_A-F_2_NEISO | NYISO_A-F | NEISO | Internal | Summer | B3 | 75 | 600 | 272.57 | 141.22 | 144.22 | 3 | 0
2035 | NYISO_A-F_2_NEISO | NYISO_A-F | NEISO | Internal | Summer | B4 | 100 | 600 | 0 | 129.7 | 123.43 | 3 | 0
2035 | NYISO_A-F_2_NEISO | NYISO_A-F | NEISO | Internal | Summer | B5 | 200 | 600 | 0 | 126.43 | 123.43 | 3 | 0
2035 | NYISO_A-F_2_NEISO | NYISO_A-F | NEISO | Internal | Summer | B6 | 300 | 600 | 0 | 126.43 | 123.43 | 3 | 0
2035 | NYISO_A-F_2_NEISO | NYISO_A-F | NEISO | Internal | Summer | B7 | 400 | 600 | 0 | 111.09 | 108.09 | 3 | 0
2035 | NYISO_A-F_2_NEISO | NYISO_A-F | NEISO | Internal | Summer | B8 | 500 | 600 | 0 | 111.09 | 108.09 | 3 | 0
2035 | NYISO_A-F_2_NEISO | NYISO_A-F | NEISO | Internal | Summer | B9 | 800 | 600 | 0 | 109.38 | 106.38 | 3 | 0
2035 | NYISO_A-F_2_NEISO | NYISO_A-F | NEISO | Internal | Summer | B10 | 1262 | 600 | 0 | 109.38 | 106.38 | 3 | 0
2035 | NYISO_A-F_2_NEISO | NYISO_A-F | NEISO | Internal | Winter | B16 | 25 | 600 | 0 | 74.92 | 71.92 | 3 | 0
2035 | NYISO_A-F_2_NEISO | NYISO_A-F | NEISO | Internal | Winter | B17 | 100 | 600 | 0 | 74.92 | 71.92 | 3 | 0
2035 | NYISO_A-F_2_NEISO | NYISO_A-F | NEISO | Internal | Winter | B18 | 400 | 600 | 0 | 74.92 | 71.92 | 3 | 0
2035 | NYISO_A-F_2_NEISO | NYISO_A-F | NEISO | Internal | Winter | B19 | 700 | 600 | 0 | 74.92 | 71.92 | 3 | 0
2035 | NYISO_A-F_2_NEISO | NYISO_A-F | NEISO | Internal | Winter | B20 | 935 | 600 | 0 | 74.92 | 71.92 | 3 | 0
2035 | NYISO_A-F_2_NYISO_G-I | NYISO_A-F | NYISO_G-I | Internal | Shoulder | B11 | 25 | 5843 | 5843 | 74.92 | 127.82 | 0.01 | 52.88
2035 | NYISO_A-F_2_NYISO_G-I | NYISO_A-F | NYISO_G-I | Internal | Shoulder | B12 | 200 | 5843 | 5843 | 74.92 | 127.82 | 0.01 | 52.88
2035 | NYISO_A-F_2_NYISO_G-I | NYISO_A-F | NYISO_G-I | Internal | Shoulder | B13 | 600 | 5843 | 5843 | 74.92 | 127.82 | 0.01 | 52.88
2035 | NYISO_A-F_2_NYISO_G-I | NYISO_A-F | NYISO_G-I | Internal | Shoulder | B14 | 900 | 5843 | 5843 | 74.92 | 114.35 | 0.01 | 39.41
2035 | NYISO_A-F_2_NYISO_G-I | NYISO_A-F | NYISO_G-I | Internal | Shoulder | B15 | 1203 | 5843 | 5843 | 74.92 | 106.79 | 0.01 | 31.86
2035 | NYISO_A-F_2_NYISO_G-I | NYISO_A-F | NYISO_G-I | Internal | Summer | B1 | 10 | 5843 | 5843 | 109.38 | 282.68 | 0.01 | 173.29
2035 | NYISO_A-F_2_NYISO_G-I | NYISO_A-F | NYISO_G-I | Internal | Summer | B2 | 25 | 5843 | 5843 | 133.8 | 270.72 | 0.01 | 136.9
2035 | NYISO_A-F_2_NYISO_G-I | NYISO_A-F | NYISO_G-I | Internal | Summer | B3 | 75 | 5843 | 5843 | 141.22 | 177.61 | 0.01 | 36.38
2035 | NYISO_A-F_2_NYISO_G-I | NYISO_A-F | NYISO_G-I | Internal | Summer | B4 | 100 | 5843 | 5843 | 129.7 | 177.61 | 0.01 | 47.9
2035 | NYISO_A-F_2_NYISO_G-I | NYISO_A-F | NYISO_G-I | Internal | Summer | B5 | 200 | 5843 | 5843 | 126.43 | 147.61 | 0.01 | 21.17
2035 | NYISO_A-F_2_NYISO_G-I | NYISO_A-F | NYISO_G-I | Internal | Summer | B6 | 300 | 5843 | 5843 | 126.43 | 132.27 | 0.01 | 5.83
2035 | NYISO_A-F_2_NYISO_G-I | NYISO_A-F | NYISO_G-I | Internal | Summer | B7 | 400 | 5843 | 5843 | 111.09 | 125.83 | 0.01 | 14.73
2035 | NYISO_A-F_2_NYISO_G-I | NYISO_A-F | NYISO_G-I | Internal | Summer | B8 | 500 | 5843 | 5843 | 111.09 | 124.04 | 0.01 | 12.94
2035 | NYISO_A-F_2_NYISO_G-I | NYISO_A-F | NYISO_G-I | Internal | Summer | B9 | 800 | 5843 | 5843 | 109.38 | 124.04 | 0.01 | 14.65
2035 | NYISO_A-F_2_NYISO_G-I | NYISO_A-F | NYISO_G-I | Internal | Summer | B10 | 1262 | 5843 | 4240.17 | 109.38 | 109.4 | 0.01 | 0
2035 | NYISO_A-F_2_NYISO_G-I | NYISO_A-F | NYISO_G-I | Internal | Winter | B16 | 25 | 5843 | 5843 | 74.92 | 137.87 | 0.01 | 62.94
2035 | NYISO_A-F_2_NYISO_G-I | NYISO_A-F | NYISO_G-I | Internal | Winter | B17 | 100 | 5843 | 5843 | 74.92 | 137.87 | 0.01 | 62.94
2035 | NYISO_A-F_2_NYISO_G-I | NYISO_A-F | NYISO_G-I | Internal | Winter | B18 | 400 | 5843 | 5843 | 74.92 | 137.87 | 0.01 | 62.94
2035 | NYISO_A-F_2_NYISO_G-I | NYISO_A-F | NYISO_G-I | Internal | Winter | B19 | 700 | 5843 | 5843 | 74.92 | 125.91 | 0.01 | 50.98
2035 | NYISO_A-F_2_NYISO_G-I | NYISO_A-F | NYISO_G-I | Internal | Winter | B20 | 935 | 5843 | 5843 | 74.92 | 110.29 | 0.01 | 35.36
2035 | NYISO_A-F_2_PJM_ROM | NYISO_A-F | PJM_ROM | Internal | Shoulder | B11 | 25 | 1000 | 1000 | 74.92 | 133.32 | 8 | 50.4
2035 | NYISO_A-F_2_PJM_ROM | NYISO_A-F | PJM_ROM | Internal | Shoulder | B12 | 200 | 1000 | 1000 | 74.92 | 130.68 | 8 | 47.76
2035 | NYISO_A-F_2_PJM_ROM | NYISO_A-F | PJM_ROM | Internal | Shoulder | B13 | 600 | 1000 | 1000 | 74.92 | 130.68 | 8 | 47.76
2035 | NYISO_A-F_2_PJM_ROM | NYISO_A-F | PJM_ROM | Internal | Shoulder | B14 | 900 | 1000 | 1000 | 74.92 | 117.77 | 8 | 34.85
2035 | NYISO_A-F_2_PJM_ROM | NYISO_A-F | PJM_ROM | Internal | Shoulder | B15 | 1203 | 1000 | 1000 | 74.92 | 114.8 | 8 | 31.88
2035 | NYISO_A-F_2_PJM_ROM | NYISO_A-F | PJM_ROM | Internal | Summer | B1 | 10 | 1000 | 1000 | 109.38 | 290.68 | 8 | 173.3
2035 | NYISO_A-F_2_PJM_ROM | NYISO_A-F | PJM_ROM | Internal | Summer | B2 | 25 | 1000 | 1000 | 133.8 | 278.7 | 8 | 136.9
2035 | NYISO_A-F_2_PJM_ROM | NYISO_A-F | PJM_ROM | Internal | Summer | B3 | 75 | 1000 | 1000 | 141.22 | 212.61 | 8 | 63.39
2035 | NYISO_A-F_2_PJM_ROM | NYISO_A-F | PJM_ROM | Internal | Summer | B4 | 100 | 1000 | 1000 | 129.7 | 195.47 | 8 | 57.77
2035 | NYISO_A-F_2_PJM_ROM | NYISO_A-F | PJM_ROM | Internal | Summer | B5 | 200 | 1000 | 1000 | 126.43 | 155.6 | 8 | 21.17
2035 | NYISO_A-F_2_PJM_ROM | NYISO_A-F | PJM_ROM | Internal | Summer | B6 | 300 | 1000 | 1000 | 126.43 | 140.28 | 8 | 5.85
2035 | NYISO_A-F_2_PJM_ROM | NYISO_A-F | PJM_ROM | Internal | Summer | B7 | 400 | 1000 | 1000 | 111.09 | 133.48 | 8 | 14.39
2035 | NYISO_A-F_2_PJM_ROM | NYISO_A-F | PJM_ROM | Internal | Summer | B8 | 500 | 1000 | 1000 | 111.09 | 127.96 | 8 | 8.87
2035 | NYISO_A-F_2_PJM_ROM | NYISO_A-F | PJM_ROM | Internal | Summer | B9 | 800 | 1000 | 1000 | 109.38 | 118.04 | 8 | 0.66
2035 | NYISO_A-F_2_PJM_ROM | NYISO_A-F | PJM_ROM | Internal | Summer | B10 | 1262 | 1000 | 0 | 109.38 | 113.17 | 8 | 0
2035 | NYISO_A-F_2_PJM_ROM | NYISO_A-F | PJM_ROM | Internal | Winter | B16 | 25 | 1000 | 1000 | 74.92 | 137.44 | 8 | 54.52
2035 | NYISO_A-F_2_PJM_ROM | NYISO_A-F | PJM_ROM | Internal | Winter | B17 | 100 | 1000 | 1000 | 74.92 | 137.44 | 8 | 54.52
2035 | NYISO_A-F_2_PJM_ROM | NYISO_A-F | PJM_ROM | Internal | Winter | B18 | 400 | 1000 | 1000 | 74.92 | 136.75 | 8 | 53.83
2035 | NYISO_A-F_2_PJM_ROM | NYISO_A-F | PJM_ROM | Internal | Winter | B19 | 700 | 1000 | 1000 | 74.92 | 119.91 | 8 | 36.99
2035 | NYISO_A-F_2_PJM_ROM | NYISO_A-F | PJM_ROM | Internal | Winter | B20 | 935 | 1000 | 1000 | 74.92 | 118.3 | 8 | 35.38
2035 | NYISO_G-I_2_NEISO | NYISO_G-I | NEISO | Internal | Shoulder | B11 | 25 | 600 | 0 | 127.82 | 71.92 | 3 | 0
2035 | NYISO_G-I_2_NEISO | NYISO_G-I | NEISO | Internal | Shoulder | B12 | 200 | 600 | 0 | 127.82 | 71.92 | 3 | 0
2035 | NYISO_G-I_2_NEISO | NYISO_G-I | NEISO | Internal | Shoulder | B13 | 600 | 600 | 0 | 127.82 | 71.92 | 3 | 0
2035 | NYISO_G-I_2_NEISO | NYISO_G-I | NEISO | Internal | Shoulder | B14 | 900 | 600 | 0 | 114.35 | 71.92 | 3 | 0
2035 | NYISO_G-I_2_NEISO | NYISO_G-I | NEISO | Internal | Shoulder | B15 | 1203 | 600 | 0 | 106.79 | 71.92 | 3 | 0
2035 | NYISO_G-I_2_NEISO | NYISO_G-I | NEISO | Internal | Summer | B1 | 10 | 600 | 0 | 282.68 | 144.22 | 3 | 0
2035 | NYISO_G-I_2_NEISO | NYISO_G-I | NEISO | Internal | Summer | B2 | 25 | 600 | 0 | 270.72 | 181.46 | 3 | 0
2035 | NYISO_G-I_2_NEISO | NYISO_G-I | NEISO | Internal | Summer | B3 | 75 | 600 | 0 | 177.61 | 144.22 | 3 | 0
2035 | NYISO_G-I_2_NEISO | NYISO_G-I | NEISO | Internal | Summer | B4 | 100 | 600 | 0 | 177.61 | 123.43 | 3 | 0
2035 | NYISO_G-I_2_NEISO | NYISO_G-I | NEISO | Internal | Summer | B5 | 200 | 600 | 0 | 147.61 | 123.43 | 3 | 0
2035 | NYISO_G-I_2_NEISO | NYISO_G-I | NEISO | Internal | Summer | B6 | 300 | 600 | 0 | 132.27 | 123.43 | 3 | 0
2035 | NYISO_G-I_2_NEISO | NYISO_G-I | NEISO | Internal | Summer | B7 | 400 | 600 | 0 | 125.83 | 108.09 | 3 | 0
2035 | NYISO_G-I_2_NEISO | NYISO_G-I | NEISO | Internal | Summer | B8 | 500 | 600 | 0 | 124.04 | 108.09 | 3 | 0
2035 | NYISO_G-I_2_NEISO | NYISO_G-I | NEISO | Internal | Summer | B9 | 800 | 600 | 0 | 124.04 | 106.38 | 3 | 0
2035 | NYISO_G-I_2_NEISO | NYISO_G-I | NEISO | Internal | Summer | B10 | 1262 | 600 | 0 | 109.4 | 106.38 | 3 | 0
2035 | NYISO_G-I_2_NEISO | NYISO_G-I | NEISO | Internal | Winter | B16 | 25 | 600 | 0 | 137.87 | 71.92 | 3 | 0
2035 | NYISO_G-I_2_NEISO | NYISO_G-I | NEISO | Internal | Winter | B17 | 100 | 600 | 0 | 137.87 | 71.92 | 3 | 0
2035 | NYISO_G-I_2_NEISO | NYISO_G-I | NEISO | Internal | Winter | B18 | 400 | 600 | 0 | 137.87 | 71.92 | 3 | 0
2035 | NYISO_G-I_2_NEISO | NYISO_G-I | NEISO | Internal | Winter | B19 | 700 | 600 | 0 | 125.91 | 71.92 | 3 | 0
2035 | NYISO_G-I_2_NEISO | NYISO_G-I | NEISO | Internal | Winter | B20 | 935 | 600 | 0 | 110.29 | 71.92 | 3 | 0
2035 | NYISO_G-I_2_NYISO_A-F | NYISO_G-I | NYISO_A-F | Internal | Shoulder | B11 | 25 | 3592 | 0 | 127.82 | 74.92 | 0.01 | 0
2035 | NYISO_G-I_2_NYISO_A-F | NYISO_G-I | NYISO_A-F | Internal | Shoulder | B12 | 200 | 3592 | 0 | 127.82 | 74.92 | 0.01 | 0
2035 | NYISO_G-I_2_NYISO_A-F | NYISO_G-I | NYISO_A-F | Internal | Shoulder | B13 | 600 | 3592 | 0 | 127.82 | 74.92 | 0.01 | 0
2035 | NYISO_G-I_2_NYISO_A-F | NYISO_G-I | NYISO_A-F | Internal | Shoulder | B14 | 900 | 3592 | 0 | 114.35 | 74.92 | 0.01 | 0
2035 | NYISO_G-I_2_NYISO_A-F | NYISO_G-I | NYISO_A-F | Internal | Shoulder | B15 | 1203 | 3592 | 0 | 106.79 | 74.92 | 0.01 | 0
2035 | NYISO_G-I_2_NYISO_A-F | NYISO_G-I | NYISO_A-F | Internal | Summer | B1 | 10 | 3592 | 0 | 282.68 | 109.38 | 0.01 | 0
2035 | NYISO_G-I_2_NYISO_A-F | NYISO_G-I | NYISO_A-F | Internal | Summer | B2 | 25 | 3592 | 0 | 270.72 | 133.8 | 0.01 | 0
2035 | NYISO_G-I_2_NYISO_A-F | NYISO_G-I | NYISO_A-F | Internal | Summer | B3 | 75 | 3592 | 0 | 177.61 | 141.22 | 0.01 | 0
2035 | NYISO_G-I_2_NYISO_A-F | NYISO_G-I | NYISO_A-F | Internal | Summer | B4 | 100 | 3592 | 0 | 177.61 | 129.7 | 0.01 | 0
2035 | NYISO_G-I_2_NYISO_A-F | NYISO_G-I | NYISO_A-F | Internal | Summer | B5 | 200 | 3592 | 0 | 147.61 | 126.43 | 0.01 | 0
2035 | NYISO_G-I_2_NYISO_A-F | NYISO_G-I | NYISO_A-F | Internal | Summer | B6 | 300 | 3592 | 0 | 132.27 | 126.43 | 0.01 | 0
2035 | NYISO_G-I_2_NYISO_A-F | NYISO_G-I | NYISO_A-F | Internal | Summer | B7 | 400 | 3592 | 0 | 125.83 | 111.09 | 0.01 | 0
2035 | NYISO_G-I_2_NYISO_A-F | NYISO_G-I | NYISO_A-F | Internal | Summer | B8 | 500 | 3592 | 0 | 124.04 | 111.09 | 0.01 | 0
2035 | NYISO_G-I_2_NYISO_A-F | NYISO_G-I | NYISO_A-F | Internal | Summer | B9 | 800 | 3592 | 0 | 124.04 | 109.38 | 0.01 | 0
2035 | NYISO_G-I_2_NYISO_A-F | NYISO_G-I | NYISO_A-F | Internal | Summer | B10 | 1262 | 3592 | 0 | 109.4 | 109.38 | 0.01 | 0
2035 | NYISO_G-I_2_NYISO_A-F | NYISO_G-I | NYISO_A-F | Internal | Winter | B16 | 25 | 3592 | 0 | 137.87 | 74.92 | 0.01 | 0
2035 | NYISO_G-I_2_NYISO_A-F | NYISO_G-I | NYISO_A-F | Internal | Winter | B17 | 100 | 3592 | 0 | 137.87 | 74.92 | 0.01 | 0
2035 | NYISO_G-I_2_NYISO_A-F | NYISO_G-I | NYISO_A-F | Internal | Winter | B18 | 400 | 3592 | 0 | 137.87 | 74.92 | 0.01 | 0
2035 | NYISO_G-I_2_NYISO_A-F | NYISO_G-I | NYISO_A-F | Internal | Winter | B19 | 700 | 3592 | 0 | 125.91 | 74.92 | 0.01 | 0
2035 | NYISO_G-I_2_NYISO_A-F | NYISO_G-I | NYISO_A-F | Internal | Winter | B20 | 935 | 3592 | 0 | 110.29 | 74.92 | 0.01 | 0
2035 | NYISO_G-I_2_NYISO_J-K | NYISO_G-I | NYISO_J-K | Internal | Shoulder | B11 | 25 | 6130 | 5520.7 | 127.82 | 127.83 | 0.01 | 0
2035 | NYISO_G-I_2_NYISO_J-K | NYISO_G-I | NYISO_J-K | Internal | Shoulder | B12 | 200 | 6130 | 5555.58 | 127.82 | 127.83 | 0.01 | 0
2035 | NYISO_G-I_2_NYISO_J-K | NYISO_G-I | NYISO_J-K | Internal | Shoulder | B13 | 600 | 6130 | 5671.22 | 127.82 | 127.83 | 0.01 | 0
2035 | NYISO_G-I_2_NYISO_J-K | NYISO_G-I | NYISO_J-K | Internal | Shoulder | B14 | 900 | 6130 | 5823.13 | 114.35 | 114.36 | 0.01 | 0
2035 | NYISO_G-I_2_NYISO_J-K | NYISO_G-I | NYISO_J-K | Internal | Shoulder | B15 | 1203 | 6130 | 5162.62 | 106.79 | 106.8 | 0.01 | 0
2035 | NYISO_G-I_2_NYISO_J-K | NYISO_G-I | NYISO_J-K | Internal | Summer | B1 | 10 | 6130 | 4058.84 | 282.68 | 282.7 | 0.01 | 0
2035 | NYISO_G-I_2_NYISO_J-K | NYISO_G-I | NYISO_J-K | Internal | Summer | B2 | 25 | 6130 | 4307.55 | 270.72 | 270.73 | 0.01 | 0
2035 | NYISO_G-I_2_NYISO_J-K | NYISO_G-I | NYISO_J-K | Internal | Summer | B3 | 75 | 6130 | 4510.41 | 177.61 | 177.62 | 0.01 | 0
2035 | NYISO_G-I_2_NYISO_J-K | NYISO_G-I | NYISO_J-K | Internal | Summer | B4 | 100 | 6130 | 4751.89 | 177.61 | 177.62 | 0.01 | 0
2035 | NYISO_G-I_2_NYISO_J-K | NYISO_G-I | NYISO_J-K | Internal | Summer | B5 | 200 | 6130 | 6130 | 147.61 | 176.19 | 0.01 | 28.56
2035 | NYISO_G-I_2_NYISO_J-K | NYISO_G-I | NYISO_J-K | Internal | Summer | B6 | 300 | 6130 | 5664.87 | 132.27 | 132.28 | 0.01 | 0
2035 | NYISO_G-I_2_NYISO_J-K | NYISO_G-I | NYISO_J-K | Internal | Summer | B7 | 400 | 6130 | 6087.13 | 125.83 | 125.84 | 0.01 | 0
2035 | NYISO_G-I_2_NYISO_J-K | NYISO_G-I | NYISO_J-K | Internal | Summer | B8 | 500 | 6130 | 5815.14 | 124.04 | 124.06 | 0.01 | 0
2035 | NYISO_G-I_2_NYISO_J-K | NYISO_G-I | NYISO_J-K | Internal | Summer | B9 | 800 | 6130 | 6029.12 | 124.04 | 124.06 | 0.01 | 0
2035 | NYISO_G-I_2_NYISO_J-K | NYISO_G-I | NYISO_J-K | Internal | Summer | B10 | 1262 | 6130 | 4861.48 | 109.4 | 109.41 | 0.01 | 0
2035 | NYISO_G-I_2_NYISO_J-K | NYISO_G-I | NYISO_J-K | Internal | Winter | B16 | 25 | 6130 | 6130 | 137.87 | 140.93 | 0.01 | 3.04
2035 | NYISO_G-I_2_NYISO_J-K | NYISO_G-I | NYISO_J-K | Internal | Winter | B17 | 100 | 6130 | 6130 | 137.87 | 140.93 | 0.01 | 3.04
2035 | NYISO_G-I_2_NYISO_J-K | NYISO_G-I | NYISO_J-K | Internal | Winter | B18 | 400 | 6130 | 6130 | 137.87 | 140.93 | 0.01 | 3.04
2035 | NYISO_G-I_2_NYISO_J-K | NYISO_G-I | NYISO_J-K | Internal | Winter | B19 | 700 | 6130 | 6047.78 | 125.91 | 125.93 | 0.01 | 0
2035 | NYISO_G-I_2_NYISO_J-K | NYISO_G-I | NYISO_J-K | Internal | Winter | B20 | 935 | 6130 | 5570.52 | 110.29 | 110.3 | 0.01 | 0
2035 | NYISO_G-I_2_PJM_E | NYISO_G-I | PJM_E | Internal | Shoulder | B11 | 25 | 1500 | 0 | 127.82 | 133.31 | 8 | 0
2035 | NYISO_G-I_2_PJM_E | NYISO_G-I | PJM_E | Internal | Shoulder | B12 | 200 | 1500 | 0 | 127.82 | 130.69 | 8 | 0
2035 | NYISO_G-I_2_PJM_E | NYISO_G-I | PJM_E | Internal | Shoulder | B13 | 600 | 1500 | 0 | 127.82 | 130.69 | 8 | 0
2035 | NYISO_G-I_2_PJM_E | NYISO_G-I | PJM_E | Internal | Shoulder | B14 | 900 | 1500 | 0 | 114.35 | 117.78 | 8 | 0
2035 | NYISO_G-I_2_PJM_E | NYISO_G-I | PJM_E | Internal | Shoulder | B15 | 1203 | 1500 | 1077.88 | 106.79 | 114.79 | 8 | 0
2035 | NYISO_G-I_2_PJM_E | NYISO_G-I | PJM_E | Internal | Summer | B1 | 10 | 1500 | 1499.97 | 282.68 | 290.7 | 8 | 0.01
2035 | NYISO_G-I_2_PJM_E | NYISO_G-I | PJM_E | Internal | Summer | B2 | 25 | 1500 | 1315.6 | 270.72 | 278.72 | 8 | 0
2035 | NYISO_G-I_2_PJM_E | NYISO_G-I | PJM_E | Internal | Summer | B3 | 75 | 1500 | 1500 | 177.61 | 212.6 | 8 | 26.98
2035 | NYISO_G-I_2_PJM_E | NYISO_G-I | PJM_E | Internal | Summer | B4 | 100 | 1500 | 1500 | 177.61 | 195.46 | 8 | 9.84
2035 | NYISO_G-I_2_PJM_E | NYISO_G-I | PJM_E | Internal | Summer | B5 | 200 | 1500 | 261.65 | 147.61 | 155.61 | 8 | 0
2035 | NYISO_G-I_2_PJM_E | NYISO_G-I | PJM_E | Internal | Summer | B6 | 300 | 1500 | 902.52 | 132.27 | 140.27 | 8 | 0
2035 | NYISO_G-I_2_PJM_E | NYISO_G-I | PJM_E | Internal | Summer | B7 | 400 | 1500 | 0 | 125.83 | 133.49 | 8 | 0
2035 | NYISO_G-I_2_PJM_E | NYISO_G-I | PJM_E | Internal | Summer | B8 | 500 | 1500 | 0 | 124.04 | 127.97 | 8 | 0
2035 | NYISO_G-I_2_PJM_E | NYISO_G-I | PJM_E | Internal | Summer | B9 | 800 | 1500 | 0 | 124.04 | 118.06 | 8 | 0
2035 | NYISO_G-I_2_PJM_E | NYISO_G-I | PJM_E | Internal | Summer | B10 | 1262 | 1500 | 0 | 109.4 | 113.16 | 8 | 0
2035 | NYISO_G-I_2_PJM_E | NYISO_G-I | PJM_E | Internal | Winter | B16 | 25 | 1500 | 0 | 137.87 | 137.45 | 8 | 0
2035 | NYISO_G-I_2_PJM_E | NYISO_G-I | PJM_E | Internal | Winter | B17 | 100 | 1500 | 0 | 137.87 | 137.45 | 8 | 0
2035 | NYISO_G-I_2_PJM_E | NYISO_G-I | PJM_E | Internal | Winter | B18 | 400 | 1500 | 0 | 137.87 | 136.76 | 8 | 0
2035 | NYISO_G-I_2_PJM_E | NYISO_G-I | PJM_E | Internal | Winter | B19 | 700 | 1500 | 0 | 125.91 | 119.93 | 8 | 0
2035 | NYISO_G-I_2_PJM_E | NYISO_G-I | PJM_E | Internal | Winter | B20 | 935 | 1500 | 890.13 | 110.29 | 118.29 | 8 | 0
2035 | NYISO_J-K_2_NEISO | NYISO_J-K | NEISO | Internal | Shoulder | B11 | 25 | 347 | 0 | 127.83 | 71.92 | 3 | 0
2035 | NYISO_J-K_2_NEISO | NYISO_J-K | NEISO | Internal | Shoulder | B12 | 200 | 347 | 0 | 127.83 | 71.92 | 3 | 0
2035 | NYISO_J-K_2_NEISO | NYISO_J-K | NEISO | Internal | Shoulder | B13 | 600 | 347 | 0 | 127.83 | 71.92 | 3 | 0
2035 | NYISO_J-K_2_NEISO | NYISO_J-K | NEISO | Internal | Shoulder | B14 | 900 | 347 | 0 | 114.36 | 71.92 | 3 | 0
2035 | NYISO_J-K_2_NEISO | NYISO_J-K | NEISO | Internal | Shoulder | B15 | 1203 | 347 | 0 | 106.8 | 71.92 | 3 | 0
2035 | NYISO_J-K_2_NEISO | NYISO_J-K | NEISO | Internal | Summer | B1 | 10 | 347 | 0 | 282.7 | 144.22 | 3 | 0
2035 | NYISO_J-K_2_NEISO | NYISO_J-K | NEISO | Internal | Summer | B2 | 25 | 347 | 0 | 270.73 | 181.46 | 3 | 0
2035 | NYISO_J-K_2_NEISO | NYISO_J-K | NEISO | Internal | Summer | B3 | 75 | 347 | 0 | 177.62 | 144.22 | 3 | 0
2035 | NYISO_J-K_2_NEISO | NYISO_J-K | NEISO | Internal | Summer | B4 | 100 | 347 | 0 | 177.62 | 123.43 | 3 | 0
2035 | NYISO_J-K_2_NEISO | NYISO_J-K | NEISO | Internal | Summer | B5 | 200 | 347 | 0 | 176.19 | 123.43 | 3 | 0
2035 | NYISO_J-K_2_NEISO | NYISO_J-K | NEISO | Internal | Summer | B6 | 300 | 347 | 0 | 132.28 | 123.43 | 3 | 0
2035 | NYISO_J-K_2_NEISO | NYISO_J-K | NEISO | Internal | Summer | B7 | 400 | 347 | 0 | 125.84 | 108.09 | 3 | 0
2035 | NYISO_J-K_2_NEISO | NYISO_J-K | NEISO | Internal | Summer | B8 | 500 | 347 | 0 | 124.06 | 108.09 | 3 | 0
2035 | NYISO_J-K_2_NEISO | NYISO_J-K | NEISO | Internal | Summer | B9 | 800 | 347 | 0 | 124.06 | 106.38 | 3 | 0
2035 | NYISO_J-K_2_NEISO | NYISO_J-K | NEISO | Internal | Summer | B10 | 1262 | 347 | 0 | 109.41 | 106.38 | 3 | 0
2035 | NYISO_J-K_2_NEISO | NYISO_J-K | NEISO | Internal | Winter | B16 | 25 | 347 | 0 | 140.93 | 71.92 | 3 | 0
2035 | NYISO_J-K_2_NEISO | NYISO_J-K | NEISO | Internal | Winter | B17 | 100 | 347 | 0 | 140.93 | 71.92 | 3 | 0
2035 | NYISO_J-K_2_NEISO | NYISO_J-K | NEISO | Internal | Winter | B18 | 400 | 347 | 0 | 140.93 | 71.92 | 3 | 0
2035 | NYISO_J-K_2_NEISO | NYISO_J-K | NEISO | Internal | Winter | B19 | 700 | 347 | 0 | 125.93 | 71.92 | 3 | 0
2035 | NYISO_J-K_2_NEISO | NYISO_J-K | NEISO | Internal | Winter | B20 | 935 | 347 | 0 | 110.3 | 71.92 | 3 | 0
2035 | NYISO_J-K_2_NYISO_G-I | NYISO_J-K | NYISO_G-I | Internal | Shoulder | B11 | 25 | 1999 | 0 | 127.83 | 127.82 | 0.01 | 0
2035 | NYISO_J-K_2_NYISO_G-I | NYISO_J-K | NYISO_G-I | Internal | Shoulder | B12 | 200 | 1999 | 0 | 127.83 | 127.82 | 0.01 | 0
2035 | NYISO_J-K_2_NYISO_G-I | NYISO_J-K | NYISO_G-I | Internal | Shoulder | B13 | 600 | 1999 | 0 | 127.83 | 127.82 | 0.01 | 0
2035 | NYISO_J-K_2_NYISO_G-I | NYISO_J-K | NYISO_G-I | Internal | Shoulder | B14 | 900 | 1999 | 0 | 114.36 | 114.35 | 0.01 | 0
2035 | NYISO_J-K_2_NYISO_G-I | NYISO_J-K | NYISO_G-I | Internal | Shoulder | B15 | 1203 | 1999 | 0 | 106.8 | 106.79 | 0.01 | 0
2035 | NYISO_J-K_2_NYISO_G-I | NYISO_J-K | NYISO_G-I | Internal | Summer | B1 | 10 | 1999 | 0.02 | 282.7 | 282.68 | 0.01 | 0
2035 | NYISO_J-K_2_NYISO_G-I | NYISO_J-K | NYISO_G-I | Internal | Summer | B2 | 25 | 1999 | 0 | 270.73 | 270.72 | 0.01 | 0
2035 | NYISO_J-K_2_NYISO_G-I | NYISO_J-K | NYISO_G-I | Internal | Summer | B3 | 75 | 1999 | 0 | 177.62 | 177.61 | 0.01 | 0
2035 | NYISO_J-K_2_NYISO_G-I | NYISO_J-K | NYISO_G-I | Internal | Summer | B4 | 100 | 1999 | 0 | 177.62 | 177.61 | 0.01 | 0
2035 | NYISO_J-K_2_NYISO_G-I | NYISO_J-K | NYISO_G-I | Internal | Summer | B5 | 200 | 1999 | 0 | 176.19 | 147.61 | 0.01 | 0
2035 | NYISO_J-K_2_NYISO_G-I | NYISO_J-K | NYISO_G-I | Internal | Summer | B6 | 300 | 1999 | 0 | 132.28 | 132.27 | 0.01 | 0
2035 | NYISO_J-K_2_NYISO_G-I | NYISO_J-K | NYISO_G-I | Internal | Summer | B7 | 400 | 1999 | 0 | 125.84 | 125.83 | 0.01 | 0
2035 | NYISO_J-K_2_NYISO_G-I | NYISO_J-K | NYISO_G-I | Internal | Summer | B8 | 500 | 1999 | 0 | 124.06 | 124.04 | 0.01 | 0
2035 | NYISO_J-K_2_NYISO_G-I | NYISO_J-K | NYISO_G-I | Internal | Summer | B9 | 800 | 1999 | 0 | 124.06 | 124.04 | 0.01 | 0
2035 | NYISO_J-K_2_NYISO_G-I | NYISO_J-K | NYISO_G-I | Internal | Summer | B10 | 1262 | 1999 | 0 | 109.41 | 109.4 | 0.01 | 0
2035 | NYISO_J-K_2_NYISO_G-I | NYISO_J-K | NYISO_G-I | Internal | Winter | B16 | 25 | 1999 | 0 | 140.93 | 137.87 | 0.01 | 0
2035 | NYISO_J-K_2_NYISO_G-I | NYISO_J-K | NYISO_G-I | Internal | Winter | B17 | 100 | 1999 | 0 | 140.93 | 137.87 | 0.01 | 0
2035 | NYISO_J-K_2_NYISO_G-I | NYISO_J-K | NYISO_G-I | Internal | Winter | B18 | 400 | 1999 | 0 | 140.93 | 137.87 | 0.01 | 0
2035 | NYISO_J-K_2_NYISO_G-I | NYISO_J-K | NYISO_G-I | Internal | Winter | B19 | 700 | 1999 | 0 | 125.93 | 125.91 | 0.01 | 0
2035 | NYISO_J-K_2_NYISO_G-I | NYISO_J-K | NYISO_G-I | Internal | Winter | B20 | 935 | 1999 | 0 | 110.3 | 110.29 | 0.01 | 0
2035 | NYISO_J-K_2_PJM_E | NYISO_J-K | PJM_E | Internal | Shoulder | B11 | 25 | 330 | 0 | 127.83 | 133.31 | 8 | 0
2035 | NYISO_J-K_2_PJM_E | NYISO_J-K | PJM_E | Internal | Shoulder | B12 | 200 | 330 | 0 | 127.83 | 130.69 | 8 | 0
2035 | NYISO_J-K_2_PJM_E | NYISO_J-K | PJM_E | Internal | Shoulder | B13 | 600 | 330 | 0 | 127.83 | 130.69 | 8 | 0
2035 | NYISO_J-K_2_PJM_E | NYISO_J-K | PJM_E | Internal | Shoulder | B14 | 900 | 330 | 0 | 114.36 | 117.78 | 8 | 0
2035 | NYISO_J-K_2_PJM_E | NYISO_J-K | PJM_E | Internal | Shoulder | B15 | 1203 | 330 | 0 | 106.8 | 114.79 | 8 | 0
2035 | NYISO_J-K_2_PJM_E | NYISO_J-K | PJM_E | Internal | Summer | B1 | 10 | 330 | 54.11 | 282.7 | 290.7 | 8 | 0
2035 | NYISO_J-K_2_PJM_E | NYISO_J-K | PJM_E | Internal | Summer | B2 | 25 | 330 | 0.02 | 270.73 | 278.72 | 8 | 0
2035 | NYISO_J-K_2_PJM_E | NYISO_J-K | PJM_E | Internal | Summer | B3 | 75 | 330 | 330 | 177.62 | 212.6 | 8 | 26.97
2035 | NYISO_J-K_2_PJM_E | NYISO_J-K | PJM_E | Internal | Summer | B4 | 100 | 330 | 330 | 177.62 | 195.46 | 8 | 9.83
2035 | NYISO_J-K_2_PJM_E | NYISO_J-K | PJM_E | Internal | Summer | B5 | 200 | 330 | 0 | 176.19 | 155.61 | 8 | 0
2035 | NYISO_J-K_2_PJM_E | NYISO_J-K | PJM_E | Internal | Summer | B6 | 300 | 330 | 0 | 132.28 | 140.27 | 8 | 0
2035 | NYISO_J-K_2_PJM_E | NYISO_J-K | PJM_E | Internal | Summer | B7 | 400 | 330 | 0 | 125.84 | 133.49 | 8 | 0
2035 | NYISO_J-K_2_PJM_E | NYISO_J-K | PJM_E | Internal | Summer | B8 | 500 | 330 | 0 | 124.06 | 127.97 | 8 | 0
2035 | NYISO_J-K_2_PJM_E | NYISO_J-K | PJM_E | Internal | Summer | B9 | 800 | 330 | 0 | 124.06 | 118.06 | 8 | 0
2035 | NYISO_J-K_2_PJM_E | NYISO_J-K | PJM_E | Internal | Summer | B10 | 1262 | 330 | 0 | 109.41 | 113.16 | 8 | 0
2035 | NYISO_J-K_2_PJM_E | NYISO_J-K | PJM_E | Internal | Winter | B16 | 25 | 330 | 0 | 140.93 | 137.45 | 8 | 0
2035 | NYISO_J-K_2_PJM_E | NYISO_J-K | PJM_E | Internal | Winter | B17 | 100 | 330 | 0 | 140.93 | 137.45 | 8 | 0
2035 | NYISO_J-K_2_PJM_E | NYISO_J-K | PJM_E | Internal | Winter | B18 | 400 | 330 | 0 | 140.93 | 136.76 | 8 | 0
2035 | NYISO_J-K_2_PJM_E | NYISO_J-K | PJM_E | Internal | Winter | B19 | 700 | 330 | 0 | 125.93 | 119.93 | 8 | 0
2035 | NYISO_J-K_2_PJM_E | NYISO_J-K | PJM_E | Internal | Winter | B20 | 935 | 330 | 0 | 110.3 | 118.29 | 8 | 0
2035 | PJM_E_2_NYISO_G-I | PJM_E | NYISO_G-I | Internal | Shoulder | B11 | 25 | 500 | 0 | 133.31 | 127.82 | 6 | 0
2035 | PJM_E_2_NYISO_G-I | PJM_E | NYISO_G-I | Internal | Shoulder | B12 | 200 | 500 | 0 | 130.69 | 127.82 | 6 | 0
2035 | PJM_E_2_NYISO_G-I | PJM_E | NYISO_G-I | Internal | Shoulder | B13 | 600 | 500 | 0 | 130.69 | 127.82 | 6 | 0
2035 | PJM_E_2_NYISO_G-I | PJM_E | NYISO_G-I | Internal | Shoulder | B14 | 900 | 500 | 0 | 117.78 | 114.35 | 6 | 0
2035 | PJM_E_2_NYISO_G-I | PJM_E | NYISO_G-I | Internal | Shoulder | B15 | 1203 | 500 | 0 | 114.79 | 106.79 | 6 | 0
2035 | PJM_E_2_NYISO_G-I | PJM_E | NYISO_G-I | Internal | Summer | B1 | 10 | 500 | 0 | 290.7 | 282.68 | 6 | 0
2035 | PJM_E_2_NYISO_G-I | PJM_E | NYISO_G-I | Internal | Summer | B2 | 25 | 500 | 0 | 278.72 | 270.72 | 6 | 0
2035 | PJM_E_2_NYISO_G-I | PJM_E | NYISO_G-I | Internal | Summer | B3 | 75 | 500 | 0 | 212.6 | 177.61 | 6 | 0
2035 | PJM_E_2_NYISO_G-I | PJM_E | NYISO_G-I | Internal | Summer | B4 | 100 | 500 | 0 | 195.46 | 177.61 | 6 | 0
2035 | PJM_E_2_NYISO_G-I | PJM_E | NYISO_G-I | Internal | Summer | B5 | 200 | 500 | 0 | 155.61 | 147.61 | 6 | 0
2035 | PJM_E_2_NYISO_G-I | PJM_E | NYISO_G-I | Internal | Summer | B6 | 300 | 500 | 0 | 140.27 | 132.27 | 6 | 0
2035 | PJM_E_2_NYISO_G-I | PJM_E | NYISO_G-I | Internal | Summer | B7 | 400 | 500 | 0 | 133.49 | 125.83 | 6 | 0
2035 | PJM_E_2_NYISO_G-I | PJM_E | NYISO_G-I | Internal | Summer | B8 | 500 | 500 | 0 | 127.97 | 124.04 | 6 | 0
2035 | PJM_E_2_NYISO_G-I | PJM_E | NYISO_G-I | Internal | Summer | B9 | 800 | 500 | 0 | 118.06 | 124.04 | 6 | 0
2035 | PJM_E_2_NYISO_G-I | PJM_E | NYISO_G-I | Internal | Summer | B10 | 1262 | 500 | 0 | 113.16 | 109.4 | 6 | 0
2035 | PJM_E_2_NYISO_G-I | PJM_E | NYISO_G-I | Internal | Winter | B16 | 25 | 500 | 0 | 137.45 | 137.87 | 6 | 0
2035 | PJM_E_2_NYISO_G-I | PJM_E | NYISO_G-I | Internal | Winter | B17 | 100 | 500 | 0 | 137.45 | 137.87 | 6 | 0
2035 | PJM_E_2_NYISO_G-I | PJM_E | NYISO_G-I | Internal | Winter | B18 | 400 | 500 | 0 | 136.76 | 137.87 | 6 | 0
2035 | PJM_E_2_NYISO_G-I | PJM_E | NYISO_G-I | Internal | Winter | B19 | 700 | 500 | 0 | 119.93 | 125.91 | 6 | 0
2035 | PJM_E_2_NYISO_G-I | PJM_E | NYISO_G-I | Internal | Winter | B20 | 935 | 500 | 0 | 118.29 | 110.29 | 6 | 0
2035 | PJM_E_2_NYISO_J-K | PJM_E | NYISO_J-K | Internal | Shoulder | B11 | 25 | 330 | 0 | 133.31 | 127.83 | 6 | 0
2035 | PJM_E_2_NYISO_J-K | PJM_E | NYISO_J-K | Internal | Shoulder | B12 | 200 | 330 | 0 | 130.69 | 127.83 | 6 | 0
2035 | PJM_E_2_NYISO_J-K | PJM_E | NYISO_J-K | Internal | Shoulder | B13 | 600 | 330 | 0 | 130.69 | 127.83 | 6 | 0
2035 | PJM_E_2_NYISO_J-K | PJM_E | NYISO_J-K | Internal | Shoulder | B14 | 900 | 330 | 0 | 117.78 | 114.36 | 6 | 0
2035 | PJM_E_2_NYISO_J-K | PJM_E | NYISO_J-K | Internal | Shoulder | B15 | 1203 | 330 | 0 | 114.79 | 106.8 | 6 | 0
2035 | PJM_E_2_NYISO_J-K | PJM_E | NYISO_J-K | Internal | Summer | B1 | 10 | 330 | 0 | 290.7 | 282.7 | 6 | 0
2035 | PJM_E_2_NYISO_J-K | PJM_E | NYISO_J-K | Internal | Summer | B2 | 25 | 330 | 0 | 278.72 | 270.73 | 6 | 0
2035 | PJM_E_2_NYISO_J-K | PJM_E | NYISO_J-K | Internal | Summer | B3 | 75 | 330 | 0 | 212.6 | 177.62 | 6 | 0
2035 | PJM_E_2_NYISO_J-K | PJM_E | NYISO_J-K | Internal | Summer | B4 | 100 | 330 | 0 | 195.46 | 177.62 | 6 | 0
2035 | PJM_E_2_NYISO_J-K | PJM_E | NYISO_J-K | Internal | Summer | B5 | 200 | 330 | 330 | 155.61 | 176.19 | 6 | 14.57
2035 | PJM_E_2_NYISO_J-K | PJM_E | NYISO_J-K | Internal | Summer | B6 | 300 | 330 | 0 | 140.27 | 132.28 | 6 | 0
2035 | PJM_E_2_NYISO_J-K | PJM_E | NYISO_J-K | Internal | Summer | B7 | 400 | 330 | 0 | 133.49 | 125.84 | 6 | 0
2035 | PJM_E_2_NYISO_J-K | PJM_E | NYISO_J-K | Internal | Summer | B8 | 500 | 330 | 0 | 127.97 | 124.06 | 6 | 0
2035 | PJM_E_2_NYISO_J-K | PJM_E | NYISO_J-K | Internal | Summer | B9 | 800 | 330 | 136.27 | 118.06 | 124.06 | 6 | 0
2035 | PJM_E_2_NYISO_J-K | PJM_E | NYISO_J-K | Internal | Summer | B10 | 1262 | 330 | 0 | 113.16 | 109.41 | 6 | 0
2035 | PJM_E_2_NYISO_J-K | PJM_E | NYISO_J-K | Internal | Winter | B16 | 25 | 330 | 0 | 137.45 | 140.93 | 6 | 0
2035 | PJM_E_2_NYISO_J-K | PJM_E | NYISO_J-K | Internal | Winter | B17 | 100 | 330 | 0 | 137.45 | 140.93 | 6 | 0
2035 | PJM_E_2_NYISO_J-K | PJM_E | NYISO_J-K | Internal | Winter | B18 | 400 | 330 | 0 | 136.76 | 140.93 | 6 | 0
2035 | PJM_E_2_NYISO_J-K | PJM_E | NYISO_J-K | Internal | Winter | B19 | 700 | 330 | 310.73 | 119.93 | 125.93 | 6 | 0
2035 | PJM_E_2_NYISO_J-K | PJM_E | NYISO_J-K | Internal | Winter | B20 | 935 | 330 | 0 | 118.29 | 110.3 | 6 | 0
2035 | PJM_E_2_PJM_ROM | PJM_E | PJM_ROM | Internal | Shoulder | B11 | 25 | 8000 | 782.49 | 133.31 | 133.32 | 0.01 | 0
2035 | PJM_E_2_PJM_ROM | PJM_E | PJM_ROM | Internal | Shoulder | B12 | 200 | 8000 | 0 | 130.69 | 130.68 | 0.01 | 0
2035 | PJM_E_2_PJM_ROM | PJM_E | PJM_ROM | Internal | Shoulder | B13 | 600 | 8000 | 0 | 130.69 | 130.68 | 0.01 | 0
2035 | PJM_E_2_PJM_ROM | PJM_E | PJM_ROM | Internal | Shoulder | B14 | 900 | 8000 | 0 | 117.78 | 117.77 | 0.01 | 0
2035 | PJM_E_2_PJM_ROM | PJM_E | PJM_ROM | Internal | Shoulder | B15 | 1203 | 8000 | 1597.77 | 114.79 | 114.8 | 0.01 | 0
2035 | PJM_E_2_PJM_ROM | PJM_E | PJM_ROM | Internal | Summer | B1 | 10 | 8000 | 0.02 | 290.7 | 290.68 | 0.01 | 0
2035 | PJM_E_2_PJM_ROM | PJM_E | PJM_ROM | Internal | Summer | B2 | 25 | 8000 | 0 | 278.72 | 278.7 | 0.01 | 0
2035 | PJM_E_2_PJM_ROM | PJM_E | PJM_ROM | Internal | Summer | B3 | 75 | 8000 | 1233.69 | 212.6 | 212.61 | 0.01 | 0
2035 | PJM_E_2_PJM_ROM | PJM_E | PJM_ROM | Internal | Summer | B4 | 100 | 8000 | 821.78 | 195.46 | 195.47 | 0.01 | 0
2035 | PJM_E_2_PJM_ROM | PJM_E | PJM_ROM | Internal | Summer | B5 | 200 | 8000 | 0 | 155.61 | 155.6 | 0.01 | 0
2035 | PJM_E_2_PJM_ROM | PJM_E | PJM_ROM | Internal | Summer | B6 | 300 | 8000 | 1273.69 | 140.27 | 140.28 | 0.01 | 0
2035 | PJM_E_2_PJM_ROM | PJM_E | PJM_ROM | Internal | Summer | B7 | 400 | 8000 | 0 | 133.49 | 133.48 | 0.01 | 0
2035 | PJM_E_2_PJM_ROM | PJM_E | PJM_ROM | Internal | Summer | B8 | 500 | 8000 | 0 | 127.97 | 127.96 | 0.01 | 0
2035 | PJM_E_2_PJM_ROM | PJM_E | PJM_ROM | Internal | Summer | B9 | 800 | 8000 | 0 | 118.06 | 118.04 | 0.01 | 0
2035 | PJM_E_2_PJM_ROM | PJM_E | PJM_ROM | Internal | Summer | B10 | 1262 | 8000 | 68.02 | 113.16 | 113.17 | 0.01 | 0
2035 | PJM_E_2_PJM_ROM | PJM_E | PJM_ROM | Internal | Winter | B16 | 25 | 8000 | 0 | 137.45 | 137.44 | 0.01 | 0
2035 | PJM_E_2_PJM_ROM | PJM_E | PJM_ROM | Internal | Winter | B17 | 100 | 8000 | 0 | 137.45 | 137.44 | 0.01 | 0
2035 | PJM_E_2_PJM_ROM | PJM_E | PJM_ROM | Internal | Winter | B18 | 400 | 8000 | 0 | 136.76 | 136.75 | 0.01 | 0
2035 | PJM_E_2_PJM_ROM | PJM_E | PJM_ROM | Internal | Winter | B19 | 700 | 8000 | 0 | 119.93 | 119.91 | 0.01 | 0
2035 | PJM_E_2_PJM_ROM | PJM_E | PJM_ROM | Internal | Winter | B20 | 935 | 8000 | 835.47 | 118.29 | 118.3 | 0.01 | 0
2035 | PJM_ROR_2_MISO_IN | PJM_ROR | MISO_IN | Internal | Shoulder | B11 | 25 | 909 | 0 | 133.31 | 133.38 | 2 | 0
2035 | PJM_ROR_2_MISO_IN | PJM_ROR | MISO_IN | Internal | Shoulder | B12 | 200 | 909 | 0 | 128.22 | 123.1 | 2 | 0
2035 | PJM_ROR_2_MISO_IN | PJM_ROR | MISO_IN | Internal | Shoulder | B13 | 600 | 909 | 0 | 120.84 | 116.28 | 2 | 0
2035 | PJM_ROR_2_MISO_IN | PJM_ROR | MISO_IN | Internal | Shoulder | B14 | 900 | 909 | 0 | 116.79 | 114.85 | 2 | 0
2035 | PJM_ROR_2_MISO_IN | PJM_ROR | MISO_IN | Internal | Shoulder | B15 | 1203 | 909 | 0 | 114.79 | 114.85 | 2 | 0
2035 | PJM_ROR_2_MISO_IN | PJM_ROR | MISO_IN | Internal | Summer | B1 | 10 | 909 | 0.04 | 215.18 | 217.17 | 2 | 0
2035 | PJM_ROR_2_MISO_IN | PJM_ROR | MISO_IN | Internal | Summer | B2 | 25 | 909 | 0 | 215.3 | 213.32 | 2 | 0
2035 | PJM_ROR_2_MISO_IN | PJM_ROR | MISO_IN | Internal | Summer | B3 | 75 | 909 | 0 | 212.6 | 210.6 | 2 | 0
2035 | PJM_ROR_2_MISO_IN | PJM_ROR | MISO_IN | Internal | Summer | B4 | 100 | 909 | 0 | 195.46 | 193.44 | 2 | 0
2035 | PJM_ROR_2_MISO_IN | PJM_ROR | MISO_IN | Internal | Summer | B5 | 200 | 909 | 0 | 155.59 | 153.58 | 2 | 0
2035 | PJM_ROR_2_MISO_IN | PJM_ROR | MISO_IN | Internal | Summer | B6 | 300 | 909 | 0 | 140.27 | 138.27 | 2 | 0
2035 | PJM_ROR_2_MISO_IN | PJM_ROR | MISO_IN | Internal | Summer | B7 | 400 | 909 | 0 | 133.46 | 125.59 | 2 | 0
2035 | PJM_ROR_2_MISO_IN | PJM_ROR | MISO_IN | Internal | Summer | B8 | 500 | 909 | 0 | 126.33 | 115.63 | 2 | 0
2035 | PJM_ROR_2_MISO_IN | PJM_ROR | MISO_IN | Internal | Summer | B9 | 800 | 909 | 0 | 115.4 | 113.4 | 2 | 0
2035 | PJM_ROR_2_MISO_IN | PJM_ROR | MISO_IN | Internal | Summer | B10 | 1262 | 909 | 0 | 113.16 | 113.4 | 2 | 0
2035 | PJM_ROR_2_MISO_IN | PJM_ROR | MISO_IN | Internal | Winter | B16 | 25 | 909 | 0 | 137.43 | 135.44 | 2 | 0
2035 | PJM_ROR_2_MISO_IN | PJM_ROR | MISO_IN | Internal | Winter | B17 | 100 | 909 | 0 | 137.43 | 125.38 | 2 | 0
2035 | PJM_ROR_2_MISO_IN | PJM_ROR | MISO_IN | Internal | Winter | B18 | 400 | 909 | 0 | 122.35 | 120.34 | 2 | 0
2035 | PJM_ROR_2_MISO_IN | PJM_ROR | MISO_IN | Internal | Winter | B19 | 700 | 909 | 0 | 119.9 | 117.89 | 2 | 0
2035 | PJM_ROR_2_MISO_IN | PJM_ROR | MISO_IN | Internal | Winter | B20 | 935 | 909 | 0 | 118.29 | 117.87 | 2 | 0
2035 | PJM_ROR_2_MISO_MI | PJM_ROR | MISO_MI | Internal | Shoulder | B11 | 25 | 1305 | 0 | 133.31 | 133.39 | 2 | 0
2035 | PJM_ROR_2_MISO_MI | PJM_ROR | MISO_MI | Internal | Shoulder | B12 | 200 | 1305 | 0 | 128.22 | 126.22 | 2 | 0
2035 | PJM_ROR_2_MISO_MI | PJM_ROR | MISO_MI | Internal | Shoulder | B13 | 600 | 1305 | 0 | 120.84 | 118.84 | 2 | 0
2035 | PJM_ROR_2_MISO_MI | PJM_ROR | MISO_MI | Internal | Shoulder | B14 | 900 | 1305 | 0 | 116.79 | 114.86 | 2 | 0
2035 | PJM_ROR_2_MISO_MI | PJM_ROR | MISO_MI | Internal | Shoulder | B15 | 1203 | 1305 | 0 | 114.79 | 114.86 | 2 | 0
2035 | PJM_ROR_2_MISO_MI | PJM_ROR | MISO_MI | Internal | Summer | B1 | 10 | 1305 | 771.24 | 215.18 | 217.18 | 2 | 0
2035 | PJM_ROR_2_MISO_MI | PJM_ROR | MISO_MI | Internal | Summer | B2 | 25 | 1305 | 0 | 215.3 | 213.33 | 2 | 0
2035 | PJM_ROR_2_MISO_MI | PJM_ROR | MISO_MI | Internal | Summer | B3 | 75 | 1305 | 0 | 212.6 | 210.61 | 2 | 0
2035 | PJM_ROR_2_MISO_MI | PJM_ROR | MISO_MI | Internal | Summer | B4 | 100 | 1305 | 0 | 195.46 | 193.46 | 2 | 0
2035 | PJM_ROR_2_MISO_MI | PJM_ROR | MISO_MI | Internal | Summer | B5 | 200 | 1305 | 0 | 155.59 | 153.59 | 2 | 0
2035 | PJM_ROR_2_MISO_MI | PJM_ROR | MISO_MI | Internal | Summer | B6 | 300 | 1305 | 0 | 140.27 | 138.28 | 2 | 0
2035 | PJM_ROR_2_MISO_MI | PJM_ROR | MISO_MI | Internal | Summer | B7 | 400 | 1305 | 0 | 133.46 | 132.03 | 2 | 0
2035 | PJM_ROR_2_MISO_MI | PJM_ROR | MISO_MI | Internal | Summer | B8 | 500 | 1305 | 0 | 126.33 | 124.33 | 2 | 0
2035 | PJM_ROR_2_MISO_MI | PJM_ROR | MISO_MI | Internal | Summer | B9 | 800 | 1305 | 0 | 115.4 | 113.41 | 2 | 0
2035 | PJM_ROR_2_MISO_MI | PJM_ROR | MISO_MI | Internal | Summer | B10 | 1262 | 1305 | 0 | 113.16 | 113.41 | 2 | 0
2035 | PJM_ROR_2_MISO_MI | PJM_ROR | MISO_MI | Internal | Winter | B16 | 25 | 1305 | 0 | 137.43 | 136.15 | 2 | 0
2035 | PJM_ROR_2_MISO_MI | PJM_ROR | MISO_MI | Internal | Winter | B17 | 100 | 1305 | 0 | 137.43 | 135.44 | 2 | 0
2035 | PJM_ROR_2_MISO_MI | PJM_ROR | MISO_MI | Internal | Winter | B18 | 400 | 1305 | 0 | 122.35 | 120.35 | 2 | 0
2035 | PJM_ROR_2_MISO_MI | PJM_ROR | MISO_MI | Internal | Winter | B19 | 700 | 1305 | 0 | 119.9 | 117.9 | 2 | 0
2035 | PJM_ROR_2_MISO_MI | PJM_ROR | MISO_MI | Internal | Winter | B20 | 935 | 1305 | 0 | 118.29 | 117.88 | 2 | 0
2035 | PJM_ROR_2_MISO_MO-IL | PJM_ROR | MISO_MO-IL | Internal | Shoulder | B11 | 25 | 1111 | 0 | 133.31 | 135.08 | 2 | 0
2035 | PJM_ROR_2_MISO_MO-IL | PJM_ROR | MISO_MO-IL | Internal | Shoulder | B12 | 200 | 1111 | 0 | 128.22 | 123.11 | 2 | 0
2035 | PJM_ROR_2_MISO_MO-IL | PJM_ROR | MISO_MO-IL | Internal | Shoulder | B13 | 600 | 1111 | 0 | 120.84 | 116.3 | 2 | 0
2035 | PJM_ROR_2_MISO_MO-IL | PJM_ROR | MISO_MO-IL | Internal | Shoulder | B14 | 900 | 1111 | 0 | 116.79 | 114.86 | 2 | 0
2035 | PJM_ROR_2_MISO_MO-IL | PJM_ROR | MISO_MO-IL | Internal | Shoulder | B15 | 1203 | 1111 | 0 | 114.79 | 114.84 | 2 | 0
2035 | PJM_ROR_2_MISO_MO-IL | PJM_ROR | MISO_MO-IL | Internal | Summer | B1 | 10 | 1111 | 386.73 | 215.18 | 217.18 | 2 | 0
2035 | PJM_ROR_2_MISO_MO-IL | PJM_ROR | MISO_MO-IL | Internal | Summer | B2 | 25 | 1111 | 0 | 215.3 | 213.33 | 2 | 0
2035 | PJM_ROR_2_MISO_MO-IL | PJM_ROR | MISO_MO-IL | Internal | Summer | B3 | 75 | 1111 | 0 | 212.6 | 212.46 | 2 | 0
2035 | PJM_ROR_2_MISO_MO-IL | PJM_ROR | MISO_MO-IL | Internal | Summer | B4 | 100 | 1111 | 0 | 195.46 | 195.46 | 2 | 0
2035 | PJM_ROR_2_MISO_MO-IL | PJM_ROR | MISO_MO-IL | Internal | Summer | B5 | 200 | 1111 | 0 | 155.59 | 157.47 | 2 | 0
2035 | PJM_ROR_2_MISO_MO-IL | PJM_ROR | MISO_MO-IL | Internal | Summer | B6 | 300 | 1111 | 1111 | 140.27 | 142.33 | 2 | 0.07
2035 | PJM_ROR_2_MISO_MO-IL | PJM_ROR | MISO_MO-IL | Internal | Summer | B7 | 400 | 1111 | 0 | 133.46 | 134.24 | 2 | 0
2035 | PJM_ROR_2_MISO_MO-IL | PJM_ROR | MISO_MO-IL | Internal | Summer | B8 | 500 | 1111 | 0 | 126.33 | 118.33 | 2 | 0
2035 | PJM_ROR_2_MISO_MO-IL | PJM_ROR | MISO_MO-IL | Internal | Summer | B9 | 800 | 1111 | 0 | 115.4 | 113.41 | 2 | 0
2035 | PJM_ROR_2_MISO_MO-IL | PJM_ROR | MISO_MO-IL | Internal | Summer | B10 | 1262 | 1111 | 0 | 113.16 | 113.41 | 2 | 0
2035 | PJM_ROR_2_MISO_MO-IL | PJM_ROR | MISO_MO-IL | Internal | Winter | B16 | 25 | 1111 | 0 | 137.43 | 135.43 | 2 | 0
2035 | PJM_ROR_2_MISO_MO-IL | PJM_ROR | MISO_MO-IL | Internal | Winter | B17 | 100 | 1111 | 0 | 137.43 | 125.39 | 2 | 0
2035 | PJM_ROR_2_MISO_MO-IL | PJM_ROR | MISO_MO-IL | Internal | Winter | B18 | 400 | 1111 | 0 | 122.35 | 120.35 | 2 | 0
2035 | PJM_ROR_2_MISO_MO-IL | PJM_ROR | MISO_MO-IL | Internal | Winter | B19 | 700 | 1111 | 0 | 119.9 | 117.9 | 2 | 0
2035 | PJM_ROR_2_MISO_MO-IL | PJM_ROR | MISO_MO-IL | Internal | Winter | B20 | 935 | 1111 | 0 | 118.29 | 117.86 | 2 | 0
2035 | PJM_ROR_2_MISO_W | PJM_ROR | MISO_W | Internal | Shoulder | B11 | 25 | 709 | 0 | 133.31 | 135.07 | 2 | 0
2035 | PJM_ROR_2_MISO_W | PJM_ROR | MISO_W | Internal | Shoulder | B12 | 200 | 709 | 0 | 128.22 | 123.1 | 2 | 0
2035 | PJM_ROR_2_MISO_W | PJM_ROR | MISO_W | Internal | Shoulder | B13 | 600 | 709 | 0 | 120.84 | 116.28 | 2 | 0
2035 | PJM_ROR_2_MISO_W | PJM_ROR | MISO_W | Internal | Shoulder | B14 | 900 | 709 | 0 | 116.79 | 114.77 | 2 | 0
2035 | PJM_ROR_2_MISO_W | PJM_ROR | MISO_W | Internal | Shoulder | B15 | 1203 | 709 | 0 | 114.79 | 100.15 | 2 | 0
2035 | PJM_ROR_2_MISO_W | PJM_ROR | MISO_W | Internal | Summer | B1 | 10 | 709 | 74.79 | 215.18 | 217.18 | 2 | 0
2035 | PJM_ROR_2_MISO_W | PJM_ROR | MISO_W | Internal | Summer | B2 | 25 | 709 | 0 | 215.3 | 213.32 | 2 | 0
2035 | PJM_ROR_2_MISO_W | PJM_ROR | MISO_W | Internal | Summer | B3 | 75 | 709 | 0 | 212.6 | 212.95 | 2 | 0
2035 | PJM_ROR_2_MISO_W | PJM_ROR | MISO_W | Internal | Summer | B4 | 100 | 709 | 0 | 195.46 | 195.47 | 2 | 0
2035 | PJM_ROR_2_MISO_W | PJM_ROR | MISO_W | Internal | Summer | B5 | 200 | 709 | 143.91 | 155.59 | 157.59 | 2 | 0
2035 | PJM_ROR_2_MISO_W | PJM_ROR | MISO_W | Internal | Summer | B6 | 300 | 709 | 709 | 140.27 | 142.35 | 2 | 0.08
2035 | PJM_ROR_2_MISO_W | PJM_ROR | MISO_W | Internal | Summer | B7 | 400 | 709 | 0 | 133.46 | 134.23 | 2 | 0
2035 | PJM_ROR_2_MISO_W | PJM_ROR | MISO_W | Internal | Summer | B8 | 500 | 709 | 0 | 126.33 | 118.32 | 2 | 0
2035 | PJM_ROR_2_MISO_W | PJM_ROR | MISO_W | Internal | Summer | B9 | 800 | 709 | 0 | 115.4 | 113.4 | 2 | 0
2035 | PJM_ROR_2_MISO_W | PJM_ROR | MISO_W | Internal | Summer | B10 | 1262 | 709 | 0 | 113.16 | 108.46 | 2 | 0
2035 | PJM_ROR_2_MISO_W | PJM_ROR | MISO_W | Internal | Winter | B16 | 25 | 709 | 0 | 137.43 | 114.42 | 2 | 0
2035 | PJM_ROR_2_MISO_W | PJM_ROR | MISO_W | Internal | Winter | B17 | 100 | 709 | 0 | 137.43 | 113.39 | 2 | 0
2035 | PJM_ROR_2_MISO_W | PJM_ROR | MISO_W | Internal | Winter | B18 | 400 | 709 | 0 | 122.35 | 117.89 | 2 | 0
2035 | PJM_ROR_2_MISO_W | PJM_ROR | MISO_W | Internal | Winter | B19 | 700 | 709 | 0 | 119.9 | 117.89 | 2 | 0
2035 | PJM_ROR_2_MISO_W | PJM_ROR | MISO_W | Internal | Winter | B20 | 935 | 709 | 0 | 118.29 | 105.87 | 2 | 0
2035 | PJM_ROR_2_MISO_WUMS | PJM_ROR | MISO_WUMS | Internal | Shoulder | B11 | 25 | 1467 | 0 | 133.31 | 133.31 | 2 | 0
2035 | PJM_ROR_2_MISO_WUMS | PJM_ROR | MISO_WUMS | Internal | Shoulder | B12 | 200 | 1467 | 0 | 128.22 | 123.11 | 2 | 0
2035 | PJM_ROR_2_MISO_WUMS | PJM_ROR | MISO_WUMS | Internal | Shoulder | B13 | 600 | 1467 | 0 | 120.84 | 118.83 | 2 | 0
2035 | PJM_ROR_2_MISO_WUMS | PJM_ROR | MISO_WUMS | Internal | Shoulder | B14 | 900 | 1467 | 0 | 116.79 | 114.79 | 2 | 0
2035 | PJM_ROR_2_MISO_WUMS | PJM_ROR | MISO_WUMS | Internal | Shoulder | B15 | 1203 | 1467 | 0 | 114.79 | 114.79 | 2 | 0
2035 | PJM_ROR_2_MISO_WUMS | PJM_ROR | MISO_WUMS | Internal | Summer | B1 | 10 | 1467 | 0.04 | 215.18 | 217.17 | 2 | 0
2035 | PJM_ROR_2_MISO_WUMS | PJM_ROR | MISO_WUMS | Internal | Summer | B2 | 25 | 1467 | 0 | 215.3 | 213.3 | 2 | 0
2035 | PJM_ROR_2_MISO_WUMS | PJM_ROR | MISO_WUMS | Internal | Summer | B3 | 75 | 1467 | 0 | 212.6 | 210.6 | 2 | 0
2035 | PJM_ROR_2_MISO_WUMS | PJM_ROR | MISO_WUMS | Internal | Summer | B4 | 100 | 1467 | 0 | 195.46 | 193.44 | 2 | 0
2035 | PJM_ROR_2_MISO_WUMS | PJM_ROR | MISO_WUMS | Internal | Summer | B5 | 200 | 1467 | 0 | 155.59 | 153.58 | 2 | 0
2035 | PJM_ROR_2_MISO_WUMS | PJM_ROR | MISO_WUMS | Internal | Summer | B6 | 300 | 1467 | 0 | 140.27 | 138.27 | 2 | 0
2035 | PJM_ROR_2_MISO_WUMS | PJM_ROR | MISO_WUMS | Internal | Summer | B7 | 400 | 1467 | 0 | 133.46 | 131.46 | 2 | 0
2035 | PJM_ROR_2_MISO_WUMS | PJM_ROR | MISO_WUMS | Internal | Summer | B8 | 500 | 1467 | 0 | 126.33 | 118.33 | 2 | 0
2035 | PJM_ROR_2_MISO_WUMS | PJM_ROR | MISO_WUMS | Internal | Summer | B9 | 800 | 1467 | 0 | 115.4 | 113.4 | 2 | 0
2035 | PJM_ROR_2_MISO_WUMS | PJM_ROR | MISO_WUMS | Internal | Summer | B10 | 1262 | 1467 | 0 | 113.16 | 113.22 | 2 | 0
2035 | PJM_ROR_2_MISO_WUMS | PJM_ROR | MISO_WUMS | Internal | Winter | B16 | 25 | 1467 | 0 | 137.43 | 135.43 | 2 | 0
2035 | PJM_ROR_2_MISO_WUMS | PJM_ROR | MISO_WUMS | Internal | Winter | B17 | 100 | 1467 | 0 | 137.43 | 135.43 | 2 | 0
2035 | PJM_ROR_2_MISO_WUMS | PJM_ROR | MISO_WUMS | Internal | Winter | B18 | 400 | 1467 | 0 | 122.35 | 120.34 | 2 | 0
2035 | PJM_ROR_2_MISO_WUMS | PJM_ROR | MISO_WUMS | Internal | Winter | B19 | 700 | 1467 | 0 | 119.9 | 117.9 | 2 | 0
2035 | PJM_ROR_2_MISO_WUMS | PJM_ROR | MISO_WUMS | Internal | Winter | B20 | 935 | 1467 | 0 | 118.29 | 117.75 | 2 | 0
2035 | PJM_ROR_2_PJM_ROM | PJM_ROR | PJM_ROM | Internal | Shoulder | B11 | 25 | 8000 | 5152.1 | 133.31 | 133.32 | 0.01 | 0
2035 | PJM_ROR_2_PJM_ROM | PJM_ROR | PJM_ROM | Internal | Shoulder | B12 | 200 | 8000 | 8000 | 128.22 | 130.68 | 0.01 | 2.44
2035 | PJM_ROR_2_PJM_ROM | PJM_ROR | PJM_ROM | Internal | Shoulder | B13 | 600 | 8000 | 8000 | 120.84 | 130.68 | 0.01 | 9.83
2035 | PJM_ROR_2_PJM_ROM | PJM_ROR | PJM_ROM | Internal | Shoulder | B14 | 900 | 8000 | 8000 | 116.79 | 117.77 | 0.01 | 0.97
2035 | PJM_ROR_2_PJM_ROM | PJM_ROR | PJM_ROM | Internal | Shoulder | B15 | 1203 | 8000 | 2392.41 | 114.79 | 114.8 | 0.01 | 0
2035 | PJM_ROR_2_PJM_ROM | PJM_ROR | PJM_ROM | Internal | Summer | B1 | 10 | 8000 | 8000 | 215.18 | 290.68 | 0.01 | 75.49
2035 | PJM_ROR_2_PJM_ROM | PJM_ROR | PJM_ROM | Internal | Summer | B2 | 25 | 8000 | 8000 | 215.3 | 278.7 | 0.01 | 63.39
2035 | PJM_ROR_2_PJM_ROM | PJM_ROR | PJM_ROM | Internal | Summer | B3 | 75 | 8000 | 3882.94 | 212.6 | 212.61 | 0.01 | 0
2035 | PJM_ROR_2_PJM_ROM | PJM_ROR | PJM_ROM | Internal | Summer | B4 | 100 | 8000 | 4704.12 | 195.46 | 195.47 | 0.01 | 0
2035 | PJM_ROR_2_PJM_ROM | PJM_ROR | PJM_ROM | Internal | Summer | B5 | 200 | 8000 | 5818.44 | 155.59 | 155.6 | 0.01 | 0
2035 | PJM_ROR_2_PJM_ROM | PJM_ROR | PJM_ROM | Internal | Summer | B6 | 300 | 8000 | 4546.85 | 140.27 | 140.28 | 0.01 | 0
2035 | PJM_ROR_2_PJM_ROM | PJM_ROR | PJM_ROM | Internal | Summer | B7 | 400 | 8000 | 6734.56 | 133.46 | 133.48 | 0.01 | 0
2035 | PJM_ROR_2_PJM_ROM | PJM_ROR | PJM_ROM | Internal | Summer | B8 | 500 | 8000 | 8000 | 126.33 | 127.96 | 0.01 | 1.62
2035 | PJM_ROR_2_PJM_ROM | PJM_ROR | PJM_ROM | Internal | Summer | B9 | 800 | 8000 | 8000 | 115.4 | 118.04 | 0.01 | 2.63
2035 | PJM_ROR_2_PJM_ROM | PJM_ROR | PJM_ROM | Internal | Summer | B10 | 1262 | 8000 | 4865.64 | 113.16 | 113.17 | 0.01 | 0
2035 | PJM_ROR_2_PJM_ROM | PJM_ROR | PJM_ROM | Internal | Winter | B16 | 25 | 8000 | 6836.32 | 137.43 | 137.44 | 0.01 | 0
2035 | PJM_ROR_2_PJM_ROM | PJM_ROR | PJM_ROM | Internal | Winter | B17 | 100 | 8000 | 5654.81 | 137.43 | 137.44 | 0.01 | 0
2035 | PJM_ROR_2_PJM_ROM | PJM_ROR | PJM_ROM | Internal | Winter | B18 | 400 | 8000 | 8000 | 122.35 | 136.75 | 0.01 | 14.38
2035 | PJM_ROR_2_PJM_ROM | PJM_ROR | PJM_ROM | Internal | Winter | B19 | 700 | 8000 | 7955.96 | 119.9 | 119.91 | 0.01 | 0
2035 | PJM_ROR_2_PJM_ROM | PJM_ROR | PJM_ROM | Internal | Winter | B20 | 935 | 8000 | 2805.65 | 118.29 | 118.3 | 0.01 | 0
2035 | PJM_ROR_2_TVA_Transmission | PJM_ROR | TVA_Transmission | Internal | Shoulder | B11 | 25 | 2500 | 0 | 133.31 | 137.78 | 6 | 0
2035 | PJM_ROR_2_TVA_Transmission | PJM_ROR | TVA_Transmission | Internal | Shoulder | B12 | 200 | 2500 | 0 | 128.22 | 124.1 | 6 | 0
2035 | PJM_ROR_2_TVA_Transmission | PJM_ROR | TVA_Transmission | Internal | Shoulder | B13 | 600 | 2500 | 0 | 120.84 | 120.76 | 6 | 0
2035 | PJM_ROR_2_TVA_Transmission | PJM_ROR | TVA_Transmission | Internal | Shoulder | B14 | 900 | 2500 | 0 | 116.79 | 119.99 | 6 | 0
2035 | PJM_ROR_2_TVA_Transmission | PJM_ROR | TVA_Transmission | Internal | Shoulder | B15 | 1203 | 2500 | 0 | 114.79 | 119.35 | 6 | 0
2035 | PJM_ROR_2_TVA_Transmission | PJM_ROR | TVA_Transmission | Internal | Summer | B1 | 10 | 2500 | 2500 | 215.18 | 225.18 | 6 | 4
2035 | PJM_ROR_2_TVA_Transmission | PJM_ROR | TVA_Transmission | Internal | Summer | B2 | 25 | 2500 | 2179.6 | 215.3 | 221.3 | 6 | 0
2035 | PJM_ROR_2_TVA_Transmission | PJM_ROR | TVA_Transmission | Internal | Summer | B3 | 75 | 2500 | 33.13 | 212.6 | 218.6 | 6 | 0
2035 | PJM_ROR_2_TVA_Transmission | PJM_ROR | TVA_Transmission | Internal | Summer | B4 | 100 | 2500 | 0 | 195.46 | 186.46 | 6 | 0
2035 | PJM_ROR_2_TVA_Transmission | PJM_ROR | TVA_Transmission | Internal | Summer | B5 | 200 | 2500 | 0 | 155.59 | 155.14 | 6 | 0
2035 | PJM_ROR_2_TVA_Transmission | PJM_ROR | TVA_Transmission | Internal | Summer | B6 | 300 | 2500 | 0 | 140.27 | 133.33 | 6 | 0
2035 | PJM_ROR_2_TVA_Transmission | PJM_ROR | TVA_Transmission | Internal | Summer | B7 | 400 | 2500 | 0 | 133.46 | 125.59 | 6 | 0
2035 | PJM_ROR_2_TVA_Transmission | PJM_ROR | TVA_Transmission | Internal | Summer | B8 | 500 | 2500 | 0 | 126.33 | 121.44 | 6 | 0
2035 | PJM_ROR_2_TVA_Transmission | PJM_ROR | TVA_Transmission | Internal | Summer | B9 | 800 | 2500 | 0 | 115.4 | 118.58 | 6 | 0
2035 | PJM_ROR_2_TVA_Transmission | PJM_ROR | TVA_Transmission | Internal | Summer | B10 | 1262 | 2500 | 0 | 113.16 | 118.11 | 6 | 0
2035 | PJM_ROR_2_TVA_Transmission | PJM_ROR | TVA_Transmission | Internal | Winter | B16 | 25 | 2500 | 0 | 137.43 | 135.71 | 6 | 0
2035 | PJM_ROR_2_TVA_Transmission | PJM_ROR | TVA_Transmission | Internal | Winter | B17 | 100 | 2500 | 0 | 137.43 | 129.66 | 6 | 0
2035 | PJM_ROR_2_TVA_Transmission | PJM_ROR | TVA_Transmission | Internal | Winter | B18 | 400 | 2500 | 0 | 122.35 | 123.72 | 6 | 0
2035 | PJM_ROR_2_TVA_Transmission | PJM_ROR | TVA_Transmission | Internal | Winter | B19 | 700 | 2500 | 0 | 119.9 | 122.96 | 6 | 0
2035 | PJM_ROR_2_TVA_Transmission | PJM_ROR | TVA_Transmission | Internal | Winter | B20 | 935 | 2500 | 0 | 118.29 | 122.41 | 6 | 0
2035 | PJM_ROR_2_VACAR | PJM_ROR | VACAR | Internal | Shoulder | B11 | 25 | 3000 | 0 | 133.31 | 130.78 | 6 | 0
2035 | PJM_ROR_2_VACAR | PJM_ROR | VACAR | Internal | Shoulder | B12 | 200 | 3000 | 0 | 128.22 | 121.07 | 6 | 0
2035 | PJM_ROR_2_VACAR | PJM_ROR | VACAR | Internal | Shoulder | B13 | 600 | 3000 | 0 | 120.84 | 121.07 | 6 | 0
2035 | PJM_ROR_2_VACAR | PJM_ROR | VACAR | Internal | Shoulder | B14 | 900 | 3000 | 0 | 116.79 | 121.07 | 6 | 0
2035 | PJM_ROR_2_VACAR | PJM_ROR | VACAR | Internal | Shoulder | B15 | 1203 | 3000 | 0 | 114.79 | 116.18 | 6 | 0
2035 | PJM_ROR_2_VACAR | PJM_ROR | VACAR | Internal | Summer | B1 | 10 | 3000 | 826.58 | 215.18 | 221.18 | 6 | 0
2035 | PJM_ROR_2_VACAR | PJM_ROR | VACAR | Internal | Summer | B2 | 25 | 3000 | 3000 | 215.3 | 221.76 | 6 | 0.46
2035 | PJM_ROR_2_VACAR | PJM_ROR | VACAR | Internal | Summer | B3 | 75 | 3000 | 0 | 212.6 | 211.6 | 6 | 0
2035 | PJM_ROR_2_VACAR | PJM_ROR | VACAR | Internal | Summer | B4 | 100 | 3000 | 0 | 195.46 | 170.46 | 6 | 0
2035 | PJM_ROR_2_VACAR | PJM_ROR | VACAR | Internal | Summer | B5 | 200 | 3000 | 0 | 155.59 | 148.59 | 6 | 0
2035 | PJM_ROR_2_VACAR | PJM_ROR | VACAR | Internal | Summer | B6 | 300 | 3000 | 0 | 140.27 | 119.33 | 6 | 0
2035 | PJM_ROR_2_VACAR | PJM_ROR | VACAR | Internal | Summer | B7 | 400 | 3000 | 0 | 133.46 | 118.95 | 6 | 0
2035 | PJM_ROR_2_VACAR | PJM_ROR | VACAR | Internal | Summer | B8 | 500 | 3000 | 0 | 126.33 | 118.95 | 6 | 0
2035 | PJM_ROR_2_VACAR | PJM_ROR | VACAR | Internal | Summer | B9 | 800 | 3000 | 0 | 115.4 | 118.95 | 6 | 0
2035 | PJM_ROR_2_VACAR | PJM_ROR | VACAR | Internal | Summer | B10 | 1262 | 3000 | 0 | 113.16 | 118.95 | 6 | 0
2035 | PJM_ROR_2_VACAR | PJM_ROR | VACAR | Internal | Winter | B16 | 25 | 3000 | 0 | 137.43 | 130.43 | 6 | 0
2035 | PJM_ROR_2_VACAR | PJM_ROR | VACAR | Internal | Winter | B17 | 100 | 3000 | 0 | 137.43 | 125.9 | 6 | 0
2035 | PJM_ROR_2_VACAR | PJM_ROR | VACAR | Internal | Winter | B18 | 400 | 3000 | 0 | 122.35 | 125.9 | 6 | 0
2035 | PJM_ROR_2_VACAR | PJM_ROR | VACAR | Internal | Winter | B19 | 700 | 3000 | 1641.12 | 119.9 | 125.9 | 6 | 0
2035 | PJM_ROR_2_VACAR | PJM_ROR | VACAR | Internal | Winter | B20 | 935 | 3000 | 440.52 | 118.29 | 124.29 | 6 | 0
2035 | PJM_ROM_2_NYISO_A-F | PJM_ROM | NYISO_A-F | Internal | Shoulder | B11 | 25 | 2000 | 0 | 133.32 | 74.92 | 6 | 0
2035 | PJM_ROM_2_NYISO_A-F | PJM_ROM | NYISO_A-F | Internal | Shoulder | B12 | 200 | 2000 | 0 | 130.68 | 74.92 | 6 | 0
2035 | PJM_ROM_2_NYISO_A-F | PJM_ROM | NYISO_A-F | Internal | Shoulder | B13 | 600 | 2000 | 0 | 130.68 | 74.92 | 6 | 0
2035 | PJM_ROM_2_NYISO_A-F | PJM_ROM | NYISO_A-F | Internal | Shoulder | B14 | 900 | 2000 | 0 | 117.77 | 74.92 | 6 | 0
2035 | PJM_ROM_2_NYISO_A-F | PJM_ROM | NYISO_A-F | Internal | Shoulder | B15 | 1203 | 2000 | 0 | 114.8 | 74.92 | 6 | 0
2035 | PJM_ROM_2_NYISO_A-F | PJM_ROM | NYISO_A-F | Internal | Summer | B1 | 10 | 2000 | 0 | 290.68 | 109.38 | 6 | 0
2035 | PJM_ROM_2_NYISO_A-F | PJM_ROM | NYISO_A-F | Internal | Summer | B2 | 25 | 2000 | 0 | 278.7 | 133.8 | 6 | 0
2035 | PJM_ROM_2_NYISO_A-F | PJM_ROM | NYISO_A-F | Internal | Summer | B3 | 75 | 2000 | 0 | 212.61 | 141.22 | 6 | 0
2035 | PJM_ROM_2_NYISO_A-F | PJM_ROM | NYISO_A-F | Internal | Summer | B4 | 100 | 2000 | 0 | 195.47 | 129.7 | 6 | 0
2035 | PJM_ROM_2_NYISO_A-F | PJM_ROM | NYISO_A-F | Internal | Summer | B5 | 200 | 2000 | 0 | 155.6 | 126.43 | 6 | 0
2035 | PJM_ROM_2_NYISO_A-F | PJM_ROM | NYISO_A-F | Internal | Summer | B6 | 300 | 2000 | 0 | 140.28 | 126.43 | 6 | 0
2035 | PJM_ROM_2_NYISO_A-F | PJM_ROM | NYISO_A-F | Internal | Summer | B7 | 400 | 2000 | 0 | 133.48 | 111.09 | 6 | 0
2035 | PJM_ROM_2_NYISO_A-F | PJM_ROM | NYISO_A-F | Internal | Summer | B8 | 500 | 2000 | 0 | 127.96 | 111.09 | 6 | 0
2035 | PJM_ROM_2_NYISO_A-F | PJM_ROM | NYISO_A-F | Internal | Summer | B9 | 800 | 2000 | 0 | 118.04 | 109.38 | 6 | 0
2035 | PJM_ROM_2_NYISO_A-F | PJM_ROM | NYISO_A-F | Internal | Summer | B10 | 1262 | 2000 | 0 | 113.17 | 109.38 | 6 | 0
2035 | PJM_ROM_2_NYISO_A-F | PJM_ROM | NYISO_A-F | Internal | Winter | B16 | 25 | 2000 | 0 | 137.44 | 74.92 | 6 | 0
2035 | PJM_ROM_2_NYISO_A-F | PJM_ROM | NYISO_A-F | Internal | Winter | B17 | 100 | 2000 | 0 | 137.44 | 74.92 | 6 | 0
2035 | PJM_ROM_2_NYISO_A-F | PJM_ROM | NYISO_A-F | Internal | Winter | B18 | 400 | 2000 | 0 | 136.75 | 74.92 | 6 | 0
2035 | PJM_ROM_2_NYISO_A-F | PJM_ROM | NYISO_A-F | Internal | Winter | B19 | 700 | 2000 | 0 | 119.91 | 74.92 | 6 | 0
2035 | PJM_ROM_2_NYISO_A-F | PJM_ROM | NYISO_A-F | Internal | Winter | B20 | 935 | 2000 | 0 | 118.3 | 74.92 | 6 | 0
2035 | PJM_ROM_2_PJM_E | PJM_ROM | PJM_E | Internal | Shoulder | B11 | 25 | 8000 | 0 | 133.32 | 133.31 | 0.01 | 0
2035 | PJM_ROM_2_PJM_E | PJM_ROM | PJM_E | Internal | Shoulder | B12 | 200 | 8000 | 320.94 | 130.68 | 130.69 | 0.01 | 0
2035 | PJM_ROM_2_PJM_E | PJM_ROM | PJM_E | Internal | Shoulder | B13 | 600 | 8000 | 1423.01 | 130.68 | 130.69 | 0.01 | 0
2035 | PJM_ROM_2_PJM_E | PJM_ROM | PJM_E | Internal | Shoulder | B14 | 900 | 8000 | 1677.29 | 117.77 | 117.78 | 0.01 | 0
2035 | PJM_ROM_2_PJM_E | PJM_ROM | PJM_E | Internal | Shoulder | B15 | 1203 | 8000 | 0 | 114.8 | 114.79 | 0.01 | 0
2035 | PJM_ROM_2_PJM_E | PJM_ROM | PJM_E | Internal | Summer | B1 | 10 | 8000 | 1135.28 | 290.68 | 290.7 | 0.01 | 0
2035 | PJM_ROM_2_PJM_E | PJM_ROM | PJM_E | Internal | Summer | B2 | 25 | 8000 | 1633.93 | 278.7 | 278.72 | 0.01 | 0
2035 | PJM_ROM_2_PJM_E | PJM_ROM | PJM_E | Internal | Summer | B3 | 75 | 8000 | 0 | 212.61 | 212.6 | 0.01 | 0
2035 | PJM_ROM_2_PJM_E | PJM_ROM | PJM_E | Internal | Summer | B4 | 100 | 8000 | 0 | 195.47 | 195.46 | 0.01 | 0
2035 | PJM_ROM_2_PJM_E | PJM_ROM | PJM_E | Internal | Summer | B5 | 200 | 8000 | 994.59 | 155.6 | 155.61 | 0.01 | 0
2035 | PJM_ROM_2_PJM_E | PJM_ROM | PJM_E | Internal | Summer | B6 | 300 | 8000 | 0 | 140.28 | 140.27 | 0.01 | 0
2035 | PJM_ROM_2_PJM_E | PJM_ROM | PJM_E | Internal | Summer | B7 | 400 | 8000 | 1080.79 | 133.48 | 133.49 | 0.01 | 0
2035 | PJM_ROM_2_PJM_E | PJM_ROM | PJM_E | Internal | Summer | B8 | 500 | 8000 | 447.09 | 127.96 | 127.97 | 0.01 | 0
2035 | PJM_ROM_2_PJM_E | PJM_ROM | PJM_E | Internal | Summer | B9 | 800 | 8000 | 2022.26 | 118.04 | 118.06 | 0.01 | 0
2035 | PJM_ROM_2_PJM_E | PJM_ROM | PJM_E | Internal | Summer | B10 | 1262 | 8000 | 0 | 113.17 | 113.16 | 0.01 | 0
2035 | PJM_ROM_2_PJM_E | PJM_ROM | PJM_E | Internal | Winter | B16 | 25 | 8000 | 1509.12 | 137.44 | 137.45 | 0.01 | 0
2035 | PJM_ROM_2_PJM_E | PJM_ROM | PJM_E | Internal | Winter | B17 | 100 | 8000 | 1002.99 | 137.44 | 137.45 | 0.01 | 0
2035 | PJM_ROM_2_PJM_E | PJM_ROM | PJM_E | Internal | Winter | B18 | 400 | 8000 | 3090.04 | 136.75 | 136.76 | 0.01 | 0
2035 | PJM_ROM_2_PJM_E | PJM_ROM | PJM_E | Internal | Winter | B19 | 700 | 8000 | 2367.36 | 119.91 | 119.93 | 0.01 | 0
2035 | PJM_ROM_2_PJM_E | PJM_ROM | PJM_E | Internal | Winter | B20 | 935 | 8000 | 0 | 118.3 | 118.29 | 0.01 | 0
2035 | PJM_ROM_2_PJM_ROR | PJM_ROM | PJM_ROR | Internal | Shoulder | B11 | 25 | 8000 | 0 | 133.32 | 133.31 | 0.01 | 0
2035 | PJM_ROM_2_PJM_ROR | PJM_ROM | PJM_ROR | Internal | Shoulder | B12 | 200 | 8000 | 0 | 130.68 | 128.22 | 0.01 | 0
2035 | PJM_ROM_2_PJM_ROR | PJM_ROM | PJM_ROR | Internal | Shoulder | B13 | 600 | 8000 | 0 | 130.68 | 120.84 | 0.01 | 0
2035 | PJM_ROM_2_PJM_ROR | PJM_ROM | PJM_ROR | Internal | Shoulder | B14 | 900 | 8000 | 0 | 117.77 | 116.79 | 0.01 | 0
2035 | PJM_ROM_2_PJM_ROR | PJM_ROM | PJM_ROR | Internal | Shoulder | B15 | 1203 | 8000 | 0 | 114.8 | 114.79 | 0.01 | 0
2035 | PJM_ROM_2_PJM_ROR | PJM_ROM | PJM_ROR | Internal | Summer | B1 | 10 | 8000 | 0 | 290.68 | 215.18 | 0.01 | 0
2035 | PJM_ROM_2_PJM_ROR | PJM_ROM | PJM_ROR | Internal | Summer | B2 | 25 | 8000 | 0 | 278.7 | 215.3 | 0.01 | 0
2035 | PJM_ROM_2_PJM_ROR | PJM_ROM | PJM_ROR | Internal | Summer | B3 | 75 | 8000 | 0 | 212.61 | 212.6 | 0.01 | 0
2035 | PJM_ROM_2_PJM_ROR | PJM_ROM | PJM_ROR | Internal | Summer | B4 | 100 | 8000 | 0 | 195.47 | 195.46 | 0.01 | 0
2035 | PJM_ROM_2_PJM_ROR | PJM_ROM | PJM_ROR | Internal | Summer | B5 | 200 | 8000 | 0 | 155.6 | 155.59 | 0.01 | 0
2035 | PJM_ROM_2_PJM_ROR | PJM_ROM | PJM_ROR | Internal | Summer | B6 | 300 | 8000 | 0 | 140.28 | 140.27 | 0.01 | 0
2035 | PJM_ROM_2_PJM_ROR | PJM_ROM | PJM_ROR | Internal | Summer | B7 | 400 | 8000 | 0 | 133.48 | 133.46 | 0.01 | 0
2035 | PJM_ROM_2_PJM_ROR | PJM_ROM | PJM_ROR | Internal | Summer | B8 | 500 | 8000 | 0 | 127.96 | 126.33 | 0.01 | 0
2035 | PJM_ROM_2_PJM_ROR | PJM_ROM | PJM_ROR | Internal | Summer | B9 | 800 | 8000 | 0 | 118.04 | 115.4 | 0.01 | 0
2035 | PJM_ROM_2_PJM_ROR | PJM_ROM | PJM_ROR | Internal | Summer | B10 | 1262 | 8000 | 0 | 113.17 | 113.16 | 0.01 | 0
2035 | PJM_ROM_2_PJM_ROR | PJM_ROM | PJM_ROR | Internal | Winter | B16 | 25 | 8000 | 0 | 137.44 | 137.43 | 0.01 | 0
2035 | PJM_ROM_2_PJM_ROR | PJM_ROM | PJM_ROR | Internal | Winter | B17 | 100 | 8000 | 0 | 137.44 | 137.43 | 0.01 | 0
2035 | PJM_ROM_2_PJM_ROR | PJM_ROM | PJM_ROR | Internal | Winter | B18 | 400 | 8000 | 0 | 136.75 | 122.35 | 0.01 | 0
2035 | PJM_ROM_2_PJM_ROR | PJM_ROM | PJM_ROR | Internal | Winter | B19 | 700 | 8000 | 0 | 119.91 | 119.9 | 0.01 | 0
2035 | PJM_ROM_2_PJM_ROR | PJM_ROM | PJM_ROR | Internal | Winter | B20 | 935 | 8000 | 0 | 118.3 | 118.29 | 0.01 | 0
2035 | SOCO_2_ENT | SOCO | ENT | Internal | Shoulder | B11 | 25 | 2400 | 0 | 137.78 | 136.37 | 10 | 0
2035 | SOCO_2_ENT | SOCO | ENT | Internal | Shoulder | B12 | 200 | 2400 | 0 | 119.26 | 123.11 | 10 | 0
2035 | SOCO_2_ENT | SOCO | ENT | Internal | Shoulder | B13 | 600 | 2400 | 0 | 119.26 | 119.76 | 10 | 0
2035 | SOCO_2_ENT | SOCO | ENT | Internal | Shoulder | B14 | 900 | 2400 | 0 | 119.26 | 117.39 | 10 | 0
2035 | SOCO_2_ENT | SOCO | ENT | Internal | Shoulder | B15 | 1203 | 2400 | 0 | 119.26 | 117.39 | 10 | 0
2035 | SOCO_2_ENT | SOCO | ENT | Internal | Summer | B1 | 10 | 2400 | 0 | 225.18 | 217.18 | 10 | 0
2035 | SOCO_2_ENT | SOCO | ENT | Internal | Summer | B2 | 25 | 2400 | 0 | 222.94 | 214.81 | 10 | 0
2035 | SOCO_2_ENT | SOCO | ENT | Internal | Summer | B3 | 75 | 2400 | 0 | 218.6 | 210.6 | 10 | 0
2035 | SOCO_2_ENT | SOCO | ENT | Internal | Summer | B4 | 100 | 2400 | 1507.05 | 177.46 | 187.46 | 10 | 0
2035 | SOCO_2_ENT | SOCO | ENT | Internal | Summer | B5 | 200 | 2400 | 0 | 152.74 | 149.47 | 10 | 0
2035 | SOCO_2_ENT | SOCO | ENT | Internal | Summer | B6 | 300 | 2400 | 0 | 126.33 | 134.59 | 10 | 0
2035 | SOCO_2_ENT | SOCO | ENT | Internal | Summer | B7 | 400 | 2400 | 0 | 125.95 | 134.59 | 10 | 0
2035 | SOCO_2_ENT | SOCO | ENT | Internal | Summer | B8 | 500 | 2400 | 0 | 117.93 | 126.33 | 10 | 0
2035 | SOCO_2_ENT | SOCO | ENT | Internal | Summer | B9 | 800 | 2400 | 0 | 117.93 | 115.88 | 10 | 0
2035 | SOCO_2_ENT | SOCO | ENT | Internal | Summer | B10 | 1262 | 2400 | 0 | 117.93 | 115.88 | 10 | 0
2035 | SOCO_2_ENT | SOCO | ENT | Internal | Winter | B16 | 25 | 2400 | 0 | 135.88 | 127.88 | 10 | 0
2035 | SOCO_2_ENT | SOCO | ENT | Internal | Winter | B17 | 100 | 2400 | 0 | 122.22 | 125.39 | 10 | 0
2035 | SOCO_2_ENT | SOCO | ENT | Internal | Winter | B18 | 400 | 2400 | 0 | 122.22 | 120.46 | 10 | 0
2035 | SOCO_2_ENT | SOCO | ENT | Internal | Winter | B19 | 700 | 2400 | 0 | 122.22 | 120.46 | 10 | 0
2035 | SOCO_2_ENT | SOCO | ENT | Internal | Winter | B20 | 935 | 2400 | 0 | 122.22 | 120.46 | 10 | 0
2035 | SOCO_2_FRCC | SOCO | FRCC | Internal | Shoulder | B11 | 25 | 3700 | 730.43 | 137.78 | 147.78 | 10 | 0
2035 | SOCO_2_FRCC | SOCO | FRCC | Internal | Shoulder | B12 | 200 | 3700 | 0 | 119.26 | 123.68 | 10 | 0
2035 | SOCO_2_FRCC | SOCO | FRCC | Internal | Shoulder | B13 | 600 | 3700 | 0 | 119.26 | 123.68 | 10 | 0
2035 | SOCO_2_FRCC | SOCO | FRCC | Internal | Shoulder | B14 | 900 | 3700 | 0 | 119.26 | 123.68 | 10 | 0
2035 | SOCO_2_FRCC | SOCO | FRCC | Internal | Shoulder | B15 | 1203 | 3700 | 0 | 119.26 | 123.68 | 10 | 0
2035 | SOCO_2_FRCC | SOCO | FRCC | Internal | Summer | B1 | 10 | 3700 | 0 | 225.18 | 227.84 | 10 | 0
2035 | SOCO_2_FRCC | SOCO | FRCC | Internal | Summer | B2 | 25 | 3700 | 0 | 222.94 | 227.84 | 10 | 0
2035 | SOCO_2_FRCC | SOCO | FRCC | Internal | Summer | B3 | 75 | 3700 | 0 | 218.6 | 227.84 | 10 | 0
2035 | SOCO_2_FRCC | SOCO | FRCC | Internal | Summer | B4 | 100 | 3700 | 1201.84 | 177.46 | 187.46 | 10 | 0
2035 | SOCO_2_FRCC | SOCO | FRCC | Internal | Summer | B5 | 200 | 3700 | 0 | 152.74 | 144.74 | 10 | 0
2035 | SOCO_2_FRCC | SOCO | FRCC | Internal | Summer | B6 | 300 | 3700 | 0 | 126.33 | 122.78 | 10 | 0
2035 | SOCO_2_FRCC | SOCO | FRCC | Internal | Summer | B7 | 400 | 3700 | 0 | 125.95 | 122.78 | 10 | 0
2035 | SOCO_2_FRCC | SOCO | FRCC | Internal | Summer | B8 | 500 | 3700 | 0 | 117.93 | 122.78 | 10 | 0
2035 | SOCO_2_FRCC | SOCO | FRCC | Internal | Summer | B9 | 800 | 3700 | 0 | 117.93 | 122.78 | 10 | 0
2035 | SOCO_2_FRCC | SOCO | FRCC | Internal | Summer | B10 | 1262 | 3700 | 0 | 117.93 | 120.95 | 10 | 0
2035 | SOCO_2_FRCC | SOCO | FRCC | Internal | Winter | B16 | 25 | 3700 | 0 | 135.88 | 143.94 | 10 | 0
2035 | SOCO_2_FRCC | SOCO | FRCC | Internal | Winter | B17 | 100 | 3700 | 0 | 122.22 | 126.16 | 10 | 0
2035 | SOCO_2_FRCC | SOCO | FRCC | Internal | Winter | B18 | 400 | 3700 | 0 | 122.22 | 126.16 | 10 | 0
2035 | SOCO_2_FRCC | SOCO | FRCC | Internal | Winter | B19 | 700 | 3700 | 0 | 122.22 | 126.16 | 10 | 0
2035 | SOCO_2_FRCC | SOCO | FRCC | Internal | Winter | B20 | 935 | 3700 | 0 | 122.22 | 120.44 | 10 | 0
2035 | SOCO_2_TVA_Transmission | SOCO | TVA_Transmission | Internal | Shoulder | B11 | 25 | 2600 | 0 | 137.78 | 137.78 | 10 | 0
2035 | SOCO_2_TVA_Transmission | SOCO | TVA_Transmission | Internal | Shoulder | B12 | 200 | 2600 | 0 | 119.26 | 124.1 | 10 | 0
2035 | SOCO_2_TVA_Transmission | SOCO | TVA_Transmission | Internal | Shoulder | B13 | 600 | 2600 | 0 | 119.26 | 120.76 | 10 | 0
2035 | SOCO_2_TVA_Transmission | SOCO | TVA_Transmission | Internal | Shoulder | B14 | 900 | 2600 | 0 | 119.26 | 119.99 | 10 | 0
2035 | SOCO_2_TVA_Transmission | SOCO | TVA_Transmission | Internal | Shoulder | B15 | 1203 | 2600 | 0 | 119.26 | 119.35 | 10 | 0
2035 | SOCO_2_TVA_Transmission | SOCO | TVA_Transmission | Internal | Summer | B1 | 10 | 2600 | 0 | 225.18 | 225.18 | 10 | 0
2035 | SOCO_2_TVA_Transmission | SOCO | TVA_Transmission | Internal | Summer | B2 | 25 | 2600 | 0 | 222.94 | 221.3 | 10 | 0
2035 | SOCO_2_TVA_Transmission | SOCO | TVA_Transmission | Internal | Summer | B3 | 75 | 2600 | 0 | 218.6 | 218.6 | 10 | 0
2035 | SOCO_2_TVA_Transmission | SOCO | TVA_Transmission | Internal | Summer | B4 | 100 | 2600 | 0 | 177.46 | 186.46 | 10 | 0
2035 | SOCO_2_TVA_Transmission | SOCO | TVA_Transmission | Internal | Summer | B5 | 200 | 2600 | 0 | 152.74 | 155.14 | 10 | 0
2035 | SOCO_2_TVA_Transmission | SOCO | TVA_Transmission | Internal | Summer | B6 | 300 | 2600 | 0 | 126.33 | 133.33 | 10 | 0
2035 | SOCO_2_TVA_Transmission | SOCO | TVA_Transmission | Internal | Summer | B7 | 400 | 2600 | 0 | 125.95 | 125.59 | 10 | 0
2035 | SOCO_2_TVA_Transmission | SOCO | TVA_Transmission | Internal | Summer | B8 | 500 | 2600 | 0 | 117.93 | 121.44 | 10 | 0
2035 | SOCO_2_TVA_Transmission | SOCO | TVA_Transmission | Internal | Summer | B9 | 800 | 2600 | 0 | 117.93 | 118.58 | 10 | 0
2035 | SOCO_2_TVA_Transmission | SOCO | TVA_Transmission | Internal | Summer | B10 | 1262 | 2600 | 0 | 117.93 | 118.11 | 10 | 0
2035 | SOCO_2_TVA_Transmission | SOCO | TVA_Transmission | Internal | Winter | B16 | 25 | 2600 | 0 | 135.88 | 135.71 | 10 | 0
2035 | SOCO_2_TVA_Transmission | SOCO | TVA_Transmission | Internal | Winter | B17 | 100 | 2600 | 0 | 122.22 | 129.66 | 10 | 0
2035 | SOCO_2_TVA_Transmission | SOCO | TVA_Transmission | Internal | Winter | B18 | 400 | 2600 | 0 | 122.22 | 123.72 | 10 | 0
2035 | SOCO_2_TVA_Transmission | SOCO | TVA_Transmission | Internal | Winter | B19 | 700 | 2600 | 0 | 122.22 | 122.96 | 10 | 0
2035 | SOCO_2_TVA_Transmission | SOCO | TVA_Transmission | Internal | Winter | B20 | 935 | 2600 | 0 | 122.22 | 122.41 | 10 | 0
2035 | SOCO_2_VACAR | SOCO | VACAR | Internal | Shoulder | B11 | 25 | 2000 | 0 | 137.78 | 130.78 | 10 | 0
2035 | SOCO_2_VACAR | SOCO | VACAR | Internal | Shoulder | B12 | 200 | 2000 | 0 | 119.26 | 121.07 | 10 | 0
2035 | SOCO_2_VACAR | SOCO | VACAR | Internal | Shoulder | B13 | 600 | 2000 | 0 | 119.26 | 121.07 | 10 | 0
2035 | SOCO_2_VACAR | SOCO | VACAR | Internal | Shoulder | B14 | 900 | 2000 | 0 | 119.26 | 121.07 | 10 | 0
2035 | SOCO_2_VACAR | SOCO | VACAR | Internal | Shoulder | B15 | 1203 | 2000 | 0 | 119.26 | 116.18 | 10 | 0
2035 | SOCO_2_VACAR | SOCO | VACAR | Internal | Summer | B1 | 10 | 2000 | 0 | 225.18 | 221.18 | 10 | 0
2035 | SOCO_2_VACAR | SOCO | VACAR | Internal | Summer | B2 | 25 | 2000 | 0 | 222.94 | 221.76 | 10 | 0
2035 | SOCO_2_VACAR | SOCO | VACAR | Internal | Summer | B3 | 75 | 2000 | 0 | 218.6 | 211.6 | 10 | 0
2035 | SOCO_2_VACAR | SOCO | VACAR | Internal | Summer | B4 | 100 | 2000 | 0 | 177.46 | 170.46 | 10 | 0
2035 | SOCO_2_VACAR | SOCO | VACAR | Internal | Summer | B5 | 200 | 2000 | 0 | 152.74 | 148.59 | 10 | 0
2035 | SOCO_2_VACAR | SOCO | VACAR | Internal | Summer | B6 | 300 | 2000 | 0 | 126.33 | 119.33 | 10 | 0
2035 | SOCO_2_VACAR | SOCO | VACAR | Internal | Summer | B7 | 400 | 2000 | 0 | 125.95 | 118.95 | 10 | 0
2035 | SOCO_2_VACAR | SOCO | VACAR | Internal | Summer | B8 | 500 | 2000 | 0 | 117.93 | 118.95 | 10 | 0
2035 | SOCO_2_VACAR | SOCO | VACAR | Internal | Summer | B9 | 800 | 2000 | 0 | 117.93 | 118.95 | 10 | 0
2035 | SOCO_2_VACAR | SOCO | VACAR | Internal | Summer | B10 | 1262 | 2000 | 0 | 117.93 | 118.95 | 10 | 0
2035 | SOCO_2_VACAR | SOCO | VACAR | Internal | Winter | B16 | 25 | 2000 | 0 | 135.88 | 130.43 | 10 | 0
2035 | SOCO_2_VACAR | SOCO | VACAR | Internal | Winter | B17 | 100 | 2000 | 0 | 122.22 | 125.9 | 10 | 0
2035 | SOCO_2_VACAR | SOCO | VACAR | Internal | Winter | B18 | 400 | 2000 | 0 | 122.22 | 125.9 | 10 | 0
2035 | SOCO_2_VACAR | SOCO | VACAR | Internal | Winter | B19 | 700 | 2000 | 0 | 122.22 | 125.9 | 10 | 0
2035 | SOCO_2_VACAR | SOCO | VACAR | Internal | Winter | B20 | 935 | 2000 | 0 | 122.22 | 124.29 | 10 | 0
2035 | SPP_N_2_ENT | SPP_N | ENT | Internal | Shoulder | B11 | 25 | 1800 | 0 | 136.14 | 136.37 | 5 | 0
2035 | SPP_N_2_ENT | SPP_N | ENT | Internal | Shoulder | B12 | 200 | 1800 | 864.32 | 118.11 | 123.11 | 5 | 0
2035 | SPP_N_2_ENT | SPP_N | ENT | Internal | Shoulder | B13 | 600 | 1800 | 0 | 117.19 | 119.76 | 5 | 0
2035 | SPP_N_2_ENT | SPP_N | ENT | Internal | Shoulder | B14 | 900 | 1800 | 1714.48 | 112.39 | 117.39 | 5 | 0
2035 | SPP_N_2_ENT | SPP_N | ENT | Internal | Shoulder | B15 | 1203 | 1800 | 1800 | 106.85 | 117.39 | 5 | 5.53
2035 | SPP_N_2_ENT | SPP_N | ENT | Internal | Summer | B1 | 10 | 1800 | 1685.86 | 212.18 | 217.18 | 5 | 0
2035 | SPP_N_2_ENT | SPP_N | ENT | Internal | Summer | B2 | 25 | 1800 | 1739.57 | 209.81 | 214.81 | 5 | 0
2035 | SPP_N_2_ENT | SPP_N | ENT | Internal | Summer | B3 | 75 | 1800 | 0 | 207.46 | 210.6 | 5 | 0
2035 | SPP_N_2_ENT | SPP_N | ENT | Internal | Summer | B4 | 100 | 1800 | 0 | 190.46 | 187.46 | 5 | 0
2035 | SPP_N_2_ENT | SPP_N | ENT | Internal | Summer | B5 | 200 | 1800 | 0 | 152.47 | 149.47 | 5 | 0
2035 | SPP_N_2_ENT | SPP_N | ENT | Internal | Summer | B6 | 300 | 1800 | 0 | 137.35 | 134.59 | 5 | 0
2035 | SPP_N_2_ENT | SPP_N | ENT | Internal | Summer | B7 | 400 | 1800 | 0 | 134.61 | 134.59 | 5 | 0
2035 | SPP_N_2_ENT | SPP_N | ENT | Internal | Summer | B8 | 500 | 1800 | 965.34 | 121.33 | 126.33 | 5 | 0
2035 | SPP_N_2_ENT | SPP_N | ENT | Internal | Summer | B9 | 800 | 1800 | 0 | 116.6 | 115.88 | 5 | 0
2035 | SPP_N_2_ENT | SPP_N | ENT | Internal | Summer | B10 | 1262 | 1800 | 0 | 115.46 | 115.88 | 5 | 0
2035 | SPP_N_2_ENT | SPP_N | ENT | Internal | Winter | B16 | 25 | 1800 | 1800 | 121.43 | 127.88 | 5 | 1.45
2035 | SPP_N_2_ENT | SPP_N | ENT | Internal | Winter | B17 | 100 | 1800 | 402.91 | 120.39 | 125.39 | 5 | 0
2035 | SPP_N_2_ENT | SPP_N | ENT | Internal | Winter | B18 | 400 | 1800 | 0 | 120.39 | 120.46 | 5 | 0
2035 | SPP_N_2_ENT | SPP_N | ENT | Internal | Winter | B19 | 700 | 1800 | 958.21 | 115.46 | 120.46 | 5 | 0
2035 | SPP_N_2_ENT | SPP_N | ENT | Internal | Winter | B20 | 935 | 1800 | 1800 | 112.86 | 120.46 | 5 | 2.61
2035 | SPP_N_2_MISO_MO-IL | SPP_N | MISO_MO-IL | Internal | Shoulder | B11 | 25 | 2000 | 0 | 136.14 | 135.08 | 5 | 0
2035 | SPP_N_2_MISO_MO-IL | SPP_N | MISO_MO-IL | Internal | Shoulder | B12 | 200 | 2000 | 542.22 | 118.11 | 123.11 | 5 | 0
2035 | SPP_N_2_MISO_MO-IL | SPP_N | MISO_MO-IL | Internal | Shoulder | B13 | 600 | 2000 | 0 | 117.19 | 116.3 | 5 | 0
2035 | SPP_N_2_MISO_MO-IL | SPP_N | MISO_MO-IL | Internal | Shoulder | B14 | 900 | 2000 | 0 | 112.39 | 114.86 | 5 | 0
2035 | SPP_N_2_MISO_MO-IL | SPP_N | MISO_MO-IL | Internal | Shoulder | B15 | 1203 | 2000 | 2000 | 106.85 | 114.84 | 5 | 2.99
2035 | SPP_N_2_MISO_MO-IL | SPP_N | MISO_MO-IL | Internal | Summer | B1 | 10 | 2000 | 1803.28 | 212.18 | 217.18 | 5 | 0
2035 | SPP_N_2_MISO_MO-IL | SPP_N | MISO_MO-IL | Internal | Summer | B2 | 25 | 2000 | 0 | 209.81 | 213.33 | 5 | 0
2035 | SPP_N_2_MISO_MO-IL | SPP_N | MISO_MO-IL | Internal | Summer | B3 | 75 | 2000 | 205.54 | 207.46 | 212.46 | 5 | 0
2035 | SPP_N_2_MISO_MO-IL | SPP_N | MISO_MO-IL | Internal | Summer | B4 | 100 | 2000 | 1517.84 | 190.46 | 195.46 | 5 | 0
2035 | SPP_N_2_MISO_MO-IL | SPP_N | MISO_MO-IL | Internal | Summer | B5 | 200 | 2000 | 1985.26 | 152.47 | 157.47 | 5 | 0
2035 | SPP_N_2_MISO_MO-IL | SPP_N | MISO_MO-IL | Internal | Summer | B6 | 300 | 2000 | 0 | 137.35 | 142.33 | 5 | 0
2035 | SPP_N_2_MISO_MO-IL | SPP_N | MISO_MO-IL | Internal | Summer | B7 | 400 | 2000 | 0 | 134.61 | 134.24 | 5 | 0
2035 | SPP_N_2_MISO_MO-IL | SPP_N | MISO_MO-IL | Internal | Summer | B8 | 500 | 2000 | 0 | 121.33 | 118.33 | 5 | 0
2035 | SPP_N_2_MISO_MO-IL | SPP_N | MISO_MO-IL | Internal | Summer | B9 | 800 | 2000 | 0 | 116.6 | 113.41 | 5 | 0
2035 | SPP_N_2_MISO_MO-IL | SPP_N | MISO_MO-IL | Internal | Summer | B10 | 1262 | 2000 | 0 | 115.46 | 113.41 | 5 | 0
2035 | SPP_N_2_MISO_MO-IL | SPP_N | MISO_MO-IL | Internal | Winter | B16 | 25 | 2000 | 2000 | 121.43 | 135.43 | 5 | 9
2035 | SPP_N_2_MISO_MO-IL | SPP_N | MISO_MO-IL | Internal | Winter | B17 | 100 | 2000 | 1585.56 | 120.39 | 125.39 | 5 | 0
2035 | SPP_N_2_MISO_MO-IL | SPP_N | MISO_MO-IL | Internal | Winter | B18 | 400 | 2000 | 0 | 120.39 | 120.35 | 5 | 0
2035 | SPP_N_2_MISO_MO-IL | SPP_N | MISO_MO-IL | Internal | Winter | B19 | 700 | 2000 | 0 | 115.46 | 117.9 | 5 | 0
2035 | SPP_N_2_MISO_MO-IL | SPP_N | MISO_MO-IL | Internal | Winter | B20 | 935 | 2000 | 1485.52 | 112.86 | 117.86 | 5 | 0
2035 | SPP_N_2_MISO_W | SPP_N | MISO_W | Internal | Shoulder | B11 | 25 | 750 | 0 | 136.14 | 135.07 | 5 | 0
2035 | SPP_N_2_MISO_W | SPP_N | MISO_W | Internal | Shoulder | B12 | 200 | 750 | 0 | 118.11 | 123.1 | 5 | 0
2035 | SPP_N_2_MISO_W | SPP_N | MISO_W | Internal | Shoulder | B13 | 600 | 750 | 0 | 117.19 | 116.28 | 5 | 0
2035 | SPP_N_2_MISO_W | SPP_N | MISO_W | Internal | Shoulder | B14 | 900 | 750 | 0 | 112.39 | 114.77 | 5 | 0
2035 | SPP_N_2_MISO_W | SPP_N | MISO_W | Internal | Shoulder | B15 | 1203 | 750 | 0 | 106.85 | 100.15 | 5 | 0
2035 | SPP_N_2_MISO_W | SPP_N | MISO_W | Internal | Summer | B1 | 10 | 750 | 151.21 | 212.18 | 217.18 | 5 | 0
2035 | SPP_N_2_MISO_W | SPP_N | MISO_W | Internal | Summer | B2 | 25 | 750 | 0 | 209.81 | 213.32 | 5 | 0
2035 | SPP_N_2_MISO_W | SPP_N | MISO_W | Internal | Summer | B3 | 75 | 750 | 750 | 207.46 | 212.95 | 5 | 0.49
2035 | SPP_N_2_MISO_W | SPP_N | MISO_W | Internal | Summer | B4 | 100 | 750 | 750 | 190.46 | 195.47 | 5 | 0.01
2035 | SPP_N_2_MISO_W | SPP_N | MISO_W | Internal | Summer | B5 | 200 | 750 | 750 | 152.47 | 157.59 | 5 | 0.12
2035 | SPP_N_2_MISO_W | SPP_N | MISO_W | Internal | Summer | B6 | 300 | 750 | 230.49 | 137.35 | 142.35 | 5 | 0
2035 | SPP_N_2_MISO_W | SPP_N | MISO_W | Internal | Summer | B7 | 400 | 750 | 0 | 134.61 | 134.23 | 5 | 0
2035 | SPP_N_2_MISO_W | SPP_N | MISO_W | Internal | Summer | B8 | 500 | 750 | 0 | 121.33 | 118.32 | 5 | 0
2035 | SPP_N_2_MISO_W | SPP_N | MISO_W | Internal | Summer | B9 | 800 | 750 | 0 | 116.6 | 113.4 | 5 | 0
2035 | SPP_N_2_MISO_W | SPP_N | MISO_W | Internal | Summer | B10 | 1262 | 750 | 0 | 115.46 | 108.46 | 5 | 0
2035 | SPP_N_2_MISO_W | SPP_N | MISO_W | Internal | Winter | B16 | 25 | 750 | 0 | 121.43 | 114.42 | 5 | 0
2035 | SPP_N_2_MISO_W | SPP_N | MISO_W | Internal | Winter | B17 | 100 | 750 | 0 | 120.39 | 113.39 | 5 | 0
2035 | SPP_N_2_MISO_W | SPP_N | MISO_W | Internal | Winter | B18 | 400 | 750 | 0 | 120.39 | 117.89 | 5 | 0
2035 | SPP_N_2_MISO_W | SPP_N | MISO_W | Internal | Winter | B19 | 700 | 750 | 0 | 115.46 | 117.89 | 5 | 0
2035 | SPP_N_2_MISO_W | SPP_N | MISO_W | Internal | Winter | B20 | 935 | 750 | 0 | 112.86 | 105.87 | 5 | 0
2035 | SPP_N_2_NE | SPP_N | NE | Internal | Shoulder | B11 | 25 | 332 | 0 | 136.14 | 136.13 | 0.01 | 0
2035 | SPP_N_2_NE | SPP_N | NE | Internal | Shoulder | B12 | 200 | 332 | 332 | 118.11 | 118.75 | 0.01 | 0.63
2035 | SPP_N_2_NE | SPP_N | NE | Internal | Shoulder | B13 | 600 | 332 | 332 | 117.19 | 117.56 | 0.01 | 0.36
2035 | SPP_N_2_NE | SPP_N | NE | Internal | Shoulder | B14 | 900 | 332 | 332 | 112.39 | 117.56 | 0.01 | 5.17
2035 | SPP_N_2_NE | SPP_N | NE | Internal | Shoulder | B15 | 1203 | 332 | 332 | 106.85 | 107.15 | 0.01 | 0.29
2035 | SPP_N_2_NE | SPP_N | NE | Internal | Summer | B1 | 10 | 332 | 332 | 212.18 | 220.32 | 0.01 | 8.12
2035 | SPP_N_2_NE | SPP_N | NE | Internal | Summer | B2 | 25 | 332 | 332 | 209.81 | 220.32 | 0.01 | 10.49
2035 | SPP_N_2_NE | SPP_N | NE | Internal | Summer | B3 | 75 | 332 | 332 | 207.46 | 219.95 | 0.01 | 12.48
2035 | SPP_N_2_NE | SPP_N | NE | Internal | Summer | B4 | 100 | 332 | 332 | 190.46 | 195.47 | 0.01 | 5
2035 | SPP_N_2_NE | SPP_N | NE | Internal | Summer | B5 | 200 | 332 | 332 | 152.47 | 157.59 | 0.01 | 5.11
2035 | SPP_N_2_NE | SPP_N | NE | Internal | Summer | B6 | 300 | 332 | 332 | 137.35 | 146.03 | 0.01 | 8.68
2035 | SPP_N_2_NE | SPP_N | NE | Internal | Summer | B7 | 400 | 332 | 251.63 | 134.61 | 134.62 | 0.01 | 0
2035 | SPP_N_2_NE | SPP_N | NE | Internal | Summer | B8 | 500 | 332 | 15.87 | 121.33 | 121.34 | 0.01 | 0
2035 | SPP_N_2_NE | SPP_N | NE | Internal | Summer | B9 | 800 | 332 | 0 | 116.6 | 116.59 | 0.01 | 0
2035 | SPP_N_2_NE | SPP_N | NE | Internal | Summer | B10 | 1262 | 332 | 0 | 115.46 | 115.46 | 0.01 | 0
2035 | SPP_N_2_NE | SPP_N | NE | Internal | Winter | B16 | 25 | 332 | 0 | 121.43 | 121.42 | 0.01 | 0
2035 | SPP_N_2_NE | SPP_N | NE | Internal | Winter | B17 | 100 | 332 | 0 | 120.39 | 120.39 | 0.01 | 0
2035 | SPP_N_2_NE | SPP_N | NE | Internal | Winter | B18 | 400 | 332 | 332 | 120.39 | 120.83 | 0.01 | 0.42
2035 | SPP_N_2_NE | SPP_N | NE | Internal | Winter | B19 | 700 | 332 | 332 | 115.46 | 120.83 | 0.01 | 5.35
2035 | SPP_N_2_NE | SPP_N | NE | Internal | Winter | B20 | 935 | 332 | 139.41 | 112.86 | 112.87 | 0.01 | 0
2035 | SPP_N_2_SPP_S | SPP_N | SPP_S | Internal | Shoulder | B11 | 25 | 4000 | 3409.2 | 136.14 | 136.15 | 0.01 | 0
2035 | SPP_N_2_SPP_S | SPP_N | SPP_S | Internal | Shoulder | B12 | 200 | 4000 | 0 | 118.11 | 118.11 | 0.01 | 0
2035 | SPP_N_2_SPP_S | SPP_N | SPP_S | Internal | Shoulder | B13 | 600 | 4000 | 1143.85 | 117.19 | 117.21 | 0.01 | 0
2035 | SPP_N_2_SPP_S | SPP_N | SPP_S | Internal | Shoulder | B14 | 900 | 4000 | 0 | 112.39 | 112.39 | 0.01 | 0
2035 | SPP_N_2_SPP_S | SPP_N | SPP_S | Internal | Shoulder | B15 | 1203 | 4000 | 0 | 106.85 | 105.24 | 0.01 | 0
2035 | SPP_N_2_SPP_S | SPP_N | SPP_S | Internal | Summer | B1 | 10 | 4000 | 0 | 212.18 | 134.62 | 0.01 | 0
2035 | SPP_N_2_SPP_S | SPP_N | SPP_S | Internal | Summer | B2 | 25 | 4000 | 0 | 209.81 | 196.29 | 0.01 | 0
2035 | SPP_N_2_SPP_S | SPP_N | SPP_S | Internal | Summer | B3 | 75 | 4000 | 0 | 207.46 | 205.6 | 0.01 | 0
2035 | SPP_N_2_SPP_S | SPP_N | SPP_S | Internal | Summer | B4 | 100 | 4000 | 0 | 190.46 | 182.46 | 0.01 | 0
2035 | SPP_N_2_SPP_S | SPP_N | SPP_S | Internal | Summer | B5 | 200 | 4000 | 0 | 152.47 | 144.47 | 0.01 | 0
2035 | SPP_N_2_SPP_S | SPP_N | SPP_S | Internal | Summer | B6 | 300 | 4000 | 1783.22 | 137.35 | 137.36 | 0.01 | 0
2035 | SPP_N_2_SPP_S | SPP_N | SPP_S | Internal | Summer | B7 | 400 | 4000 | 3090.09 | 134.61 | 134.62 | 0.01 | 0
2035 | SPP_N_2_SPP_S | SPP_N | SPP_S | Internal | Summer | B8 | 500 | 4000 | 4000 | 121.33 | 130.95 | 0.01 | 9.61
2035 | SPP_N_2_SPP_S | SPP_N | SPP_S | Internal | Summer | B9 | 800 | 4000 | 2088.17 | 116.6 | 116.61 | 0.01 | 0
2035 | SPP_N_2_SPP_S | SPP_N | SPP_S | Internal | Summer | B10 | 1262 | 4000 | 3441.3 | 115.46 | 115.47 | 0.01 | 0
2035 | SPP_N_2_SPP_S | SPP_N | SPP_S | Internal | Winter | B16 | 25 | 4000 | 1733.39 | 121.43 | 121.44 | 0.01 | 0
2035 | SPP_N_2_SPP_S | SPP_N | SPP_S | Internal | Winter | B17 | 100 | 4000 | 1552.66 | 120.39 | 120.41 | 0.01 | 0
2035 | SPP_N_2_SPP_S | SPP_N | SPP_S | Internal | Winter | B18 | 400 | 4000 | 2061.65 | 120.39 | 120.41 | 0.01 | 0
2035 | SPP_N_2_SPP_S | SPP_N | SPP_S | Internal | Winter | B19 | 700 | 4000 | 1785.77 | 115.46 | 115.48 | 0.01 | 0
2035 | SPP_N_2_SPP_S | SPP_N | SPP_S | Internal | Winter | B20 | 935 | 4000 | 759.28 | 112.86 | 112.87 | 0.01 | 0
2035 | SPP_S_2_ENT | SPP_S | ENT | Internal | Shoulder | B11 | 25 | 850 | 0 | 136.15 | 136.37 | 5 | 0
2035 | SPP_S_2_ENT | SPP_S | ENT | Internal | Shoulder | B12 | 200 | 850 | 288.27 | 118.11 | 123.11 | 5 | 0
2035 | SPP_S_2_ENT | SPP_S | ENT | Internal | Shoulder | B13 | 600 | 850 | 0 | 117.21 | 119.76 | 5 | 0
2035 | SPP_S_2_ENT | SPP_S | ENT | Internal | Shoulder | B14 | 900 | 850 | 552.27 | 112.39 | 117.39 | 5 | 0
2035 | SPP_S_2_ENT | SPP_S | ENT | Internal | Shoulder | B15 | 1203 | 850 | 850 | 105.24 | 117.39 | 5 | 7.14
2035 | SPP_S_2_ENT | SPP_S | ENT | Internal | Summer | B1 | 10 | 850 | 850 | 134.62 | 217.18 | 5 | 77.57
2035 | SPP_S_2_ENT | SPP_S | ENT | Internal | Summer | B2 | 25 | 850 | 850 | 196.29 | 214.81 | 5 | 13.52
2035 | SPP_S_2_ENT | SPP_S | ENT | Internal | Summer | B3 | 75 | 850 | 579.68 | 205.6 | 210.6 | 5 | 0
2035 | SPP_S_2_ENT | SPP_S | ENT | Internal | Summer | B4 | 100 | 850 | 408.89 | 182.46 | 187.46 | 5 | 0
2035 | SPP_S_2_ENT | SPP_S | ENT | Internal | Summer | B5 | 200 | 850 | 254 | 144.47 | 149.47 | 5 | 0
2035 | SPP_S_2_ENT | SPP_S | ENT | Internal | Summer | B6 | 300 | 850 | 0 | 137.36 | 134.59 | 5 | 0
2035 | SPP_S_2_ENT | SPP_S | ENT | Internal | Summer | B7 | 400 | 850 | 0 | 134.62 | 134.59 | 5 | 0
2035 | SPP_S_2_ENT | SPP_S | ENT | Internal | Summer | B8 | 500 | 850 | 0 | 130.95 | 126.33 | 5 | 0
2035 | SPP_S_2_ENT | SPP_S | ENT | Internal | Summer | B9 | 800 | 850 | 0 | 116.61 | 115.88 | 5 | 0
2035 | SPP_S_2_ENT | SPP_S | ENT | Internal | Summer | B10 | 1262 | 850 | 0 | 115.47 | 115.88 | 5 | 0
2035 | SPP_S_2_ENT | SPP_S | ENT | Internal | Winter | B16 | 25 | 850 | 850 | 121.44 | 127.88 | 5 | 1.44
2035 | SPP_S_2_ENT | SPP_S | ENT | Internal | Winter | B17 | 100 | 850 | 0 | 120.41 | 125.39 | 5 | 0
2035 | SPP_S_2_ENT | SPP_S | ENT | Internal | Winter | B18 | 400 | 850 | 0 | 120.41 | 120.46 | 5 | 0
2035 | SPP_S_2_ENT | SPP_S | ENT | Internal | Winter | B19 | 700 | 850 | 0 | 115.48 | 120.46 | 5 | 0
2035 | SPP_S_2_ENT | SPP_S | ENT | Internal | Winter | B20 | 935 | 850 | 850 | 112.87 | 120.46 | 5 | 2.6
2035 | SPP_S_2_SPP_N | SPP_S | SPP_N | Internal | Shoulder | B11 | 25 | 640 | 0 | 136.15 | 136.14 | 0.01 | 0
2035 | SPP_S_2_SPP_N | SPP_S | SPP_N | Internal | Shoulder | B12 | 200 | 640 | 0 | 118.11 | 118.11 | 0.01 | 0
2035 | SPP_S_2_SPP_N | SPP_S | SPP_N | Internal | Shoulder | B13 | 600 | 640 | 0 | 117.21 | 117.19 | 0.01 | 0
2035 | SPP_S_2_SPP_N | SPP_S | SPP_N | Internal | Shoulder | B14 | 900 | 640 | 0 | 112.39 | 112.39 | 0.01 | 0
2035 | SPP_S_2_SPP_N | SPP_S | SPP_N | Internal | Shoulder | B15 | 1203 | 640 | 640 | 105.24 | 106.85 | 0.01 | 1.6
2035 | SPP_S_2_SPP_N | SPP_S | SPP_N | Internal | Summer | B1 | 10 | 640 | 640 | 134.62 | 212.18 | 0.01 | 77.55
2035 | SPP_S_2_SPP_N | SPP_S | SPP_N | Internal | Summer | B2 | 25 | 640 | 640 | 196.29 | 209.81 | 0.01 | 13.51
2035 | SPP_S_2_SPP_N | SPP_S | SPP_N | Internal | Summer | B3 | 75 | 640 | 640 | 205.6 | 207.46 | 0.01 | 1.85
2035 | SPP_S_2_SPP_N | SPP_S | SPP_N | Internal | Summer | B4 | 100 | 640 | 640 | 182.46 | 190.46 | 0.01 | 7.99
2035 | SPP_S_2_SPP_N | SPP_S | SPP_N | Internal | Summer | B5 | 200 | 640 | 640 | 144.47 | 152.47 | 0.01 | 7.99
2035 | SPP_S_2_SPP_N | SPP_S | SPP_N | Internal | Summer | B6 | 300 | 640 | 0 | 137.36 | 137.35 | 0.01 | 0
2035 | SPP_S_2_SPP_N | SPP_S | SPP_N | Internal | Summer | B7 | 400 | 640 | 0 | 134.62 | 134.61 | 0.01 | 0
2035 | SPP_S_2_SPP_N | SPP_S | SPP_N | Internal | Summer | B8 | 500 | 640 | 0 | 130.95 | 121.33 | 0.01 | 0
2035 | SPP_S_2_SPP_N | SPP_S | SPP_N | Internal | Summer | B9 | 800 | 640 | 0 | 116.61 | 116.6 | 0.01 | 0
2035 | SPP_S_2_SPP_N | SPP_S | SPP_N | Internal | Summer | B10 | 1262 | 640 | 0 | 115.47 | 115.46 | 0.01 | 0
2035 | SPP_S_2_SPP_N | SPP_S | SPP_N | Internal | Winter | B16 | 25 | 640 | 0 | 121.44 | 121.43 | 0.01 | 0
2035 | SPP_S_2_SPP_N | SPP_S | SPP_N | Internal | Winter | B17 | 100 | 640 | 0 | 120.41 | 120.39 | 0.01 | 0
2035 | SPP_S_2_SPP_N | SPP_S | SPP_N | Internal | Winter | B18 | 400 | 640 | 0 | 120.41 | 120.39 | 0.01 | 0
2035 | SPP_S_2_SPP_N | SPP_S | SPP_N | Internal | Winter | B19 | 700 | 640 | 0 | 115.48 | 115.46 | 0.01 | 0
2035 | SPP_S_2_SPP_N | SPP_S | SPP_N | Internal | Winter | B20 | 935 | 640 | 0 | 112.87 | 112.86 | 0.01 | 0
2035 | TVA_2_ENT | TVA | ENT | Internal | Shoulder | B11 | 25 | 500 | 0 | 137.79 | 136.37 | 9 | 0
2035 | TVA_2_ENT | TVA | ENT | Internal | Shoulder | B12 | 200 | 500 | 0 | 118.6 | 123.11 | 9 | 0
2035 | TVA_2_ENT | TVA | ENT | Internal | Shoulder | B13 | 600 | 500 | 0 | 118.6 | 119.76 | 9 | 0
2035 | TVA_2_ENT | TVA | ENT | Internal | Shoulder | B14 | 900 | 500 | 0 | 118.6 | 117.39 | 9 | 0
2035 | TVA_2_ENT | TVA | ENT | Internal | Shoulder | B15 | 1203 | 500 | 0 | 118.6 | 117.39 | 9 | 0
2035 | TVA_2_ENT | TVA | ENT | Internal | Summer | B1 | 10 | 500 | 0 | 225.2 | 217.18 | 9 | 0
2035 | TVA_2_ENT | TVA | ENT | Internal | Summer | B2 | 25 | 500 | 0 | 221.32 | 214.81 | 9 | 0
2035 | TVA_2_ENT | TVA | ENT | Internal | Summer | B3 | 75 | 500 | 0 | 218.61 | 210.6 | 9 | 0
2035 | TVA_2_ENT | TVA | ENT | Internal | Summer | B4 | 100 | 500 | 0 | 186.46 | 187.46 | 9 | 0
2035 | TVA_2_ENT | TVA | ENT | Internal | Summer | B5 | 200 | 500 | 0 | 154.85 | 149.47 | 9 | 0
2035 | TVA_2_ENT | TVA | ENT | Internal | Summer | B6 | 300 | 500 | 500 | 117.33 | 134.59 | 9 | 8.26
2035 | TVA_2_ENT | TVA | ENT | Internal | Summer | B7 | 400 | 500 | 500 | 117.33 | 134.59 | 9 | 8.26
2035 | TVA_2_ENT | TVA | ENT | Internal | Summer | B8 | 500 | 500 | 21.86 | 117.33 | 126.33 | 9 | 0
2035 | TVA_2_ENT | TVA | ENT | Internal | Summer | B9 | 800 | 500 | 0 | 117.33 | 115.88 | 9 | 0
2035 | TVA_2_ENT | TVA | ENT | Internal | Summer | B10 | 1262 | 500 | 0 | 117.33 | 115.88 | 9 | 0
2035 | TVA_2_ENT | TVA | ENT | Internal | Winter | B16 | 25 | 500 | 0 | 135.54 | 127.88 | 9 | 0
2035 | TVA_2_ENT | TVA | ENT | Internal | Winter | B17 | 100 | 500 | 0 | 121.38 | 125.39 | 9 | 0
2035 | TVA_2_ENT | TVA | ENT | Internal | Winter | B18 | 400 | 500 | 0 | 121.38 | 120.46 | 9 | 0
2035 | TVA_2_ENT | TVA | ENT | Internal | Winter | B19 | 700 | 500 | 0 | 121.38 | 120.46 | 9 | 0
2035 | TVA_2_ENT | TVA | ENT | Internal | Winter | B20 | 935 | 500 | 0 | 121.38 | 120.46 | 9 | 0
2035 | TVA_2_MISO_MO-IL | TVA | MISO_MO-IL | Internal | Shoulder | B11 | 25 | 50 | 0 | 137.79 | 135.08 | 9 | 0
2035 | TVA_2_MISO_MO-IL | TVA | MISO_MO-IL | Internal | Shoulder | B12 | 200 | 50 | 0 | 118.6 | 123.11 | 9 | 0
2035 | TVA_2_MISO_MO-IL | TVA | MISO_MO-IL | Internal | Shoulder | B13 | 600 | 50 | 0 | 118.6 | 116.3 | 9 | 0
2035 | TVA_2_MISO_MO-IL | TVA | MISO_MO-IL | Internal | Shoulder | B14 | 900 | 50 | 0 | 118.6 | 114.86 | 9 | 0
2035 | TVA_2_MISO_MO-IL | TVA | MISO_MO-IL | Internal | Shoulder | B15 | 1203 | 50 | 0 | 118.6 | 114.84 | 9 | 0
2035 | TVA_2_MISO_MO-IL | TVA | MISO_MO-IL | Internal | Summer | B1 | 10 | 50 | 0 | 225.2 | 217.18 | 9 | 0
2035 | TVA_2_MISO_MO-IL | TVA | MISO_MO-IL | Internal | Summer | B2 | 25 | 50 | 0 | 221.32 | 213.33 | 9 | 0
2035 | TVA_2_MISO_MO-IL | TVA | MISO_MO-IL | Internal | Summer | B3 | 75 | 50 | 0 | 218.61 | 212.46 | 9 | 0
2035 | TVA_2_MISO_MO-IL | TVA | MISO_MO-IL | Internal | Summer | B4 | 100 | 50 | 12.44 | 186.46 | 195.46 | 9 | 0
2035 | TVA_2_MISO_MO-IL | TVA | MISO_MO-IL | Internal | Summer | B5 | 200 | 50 | 0 | 154.85 | 157.47 | 9 | 0
2035 | TVA_2_MISO_MO-IL | TVA | MISO_MO-IL | Internal | Summer | B6 | 300 | 50 | 50 | 117.33 | 142.33 | 9 | 16.01
2035 | TVA_2_MISO_MO-IL | TVA | MISO_MO-IL | Internal | Summer | B7 | 400 | 50 | 50 | 117.33 | 134.24 | 9 | 7.92
2035 | TVA_2_MISO_MO-IL | TVA | MISO_MO-IL | Internal | Summer | B8 | 500 | 50 | 0 | 117.33 | 118.33 | 9 | 0
2035 | TVA_2_MISO_MO-IL | TVA | MISO_MO-IL | Internal | Summer | B9 | 800 | 50 | 0 | 117.33 | 113.41 | 9 | 0
2035 | TVA_2_MISO_MO-IL | TVA | MISO_MO-IL | Internal | Summer | B10 | 1262 | 50 | 0 | 117.33 | 113.41 | 9 | 0
2035 | TVA_2_MISO_MO-IL | TVA | MISO_MO-IL | Internal | Winter | B16 | 25 | 50 | 0 | 135.54 | 135.43 | 9 | 0
2035 | TVA_2_MISO_MO-IL | TVA | MISO_MO-IL | Internal | Winter | B17 | 100 | 50 | 0 | 121.38 | 125.39 | 9 | 0
2035 | TVA_2_MISO_MO-IL | TVA | MISO_MO-IL | Internal | Winter | B18 | 400 | 50 | 0 | 121.38 | 120.35 | 9 | 0
2035 | TVA_2_MISO_MO-IL | TVA | MISO_MO-IL | Internal | Winter | B19 | 700 | 50 | 0 | 121.38 | 117.9 | 9 | 0
2035 | TVA_2_MISO_MO-IL | TVA | MISO_MO-IL | Internal | Winter | B20 | 935 | 50 | 0 | 121.38 | 117.86 | 9 | 0
2035 | TVA_2_NonRTO_Midwest | TVA | NonRTO_Midwest | Internal | Shoulder | B11 | 25 | 100 | 0 | 137.79 | 141.38 | 9 | 0
2035 | TVA_2_NonRTO_Midwest | TVA | NonRTO_Midwest | Internal | Shoulder | B12 | 200 | 100 | 0 | 118.6 | 127.15 | 9 | 0
2035 | TVA_2_NonRTO_Midwest | TVA | NonRTO_Midwest | Internal | Shoulder | B13 | 600 | 100 | 0 | 118.6 | 118.54 | 9 | 0
2035 | TVA_2_NonRTO_Midwest | TVA | NonRTO_Midwest | Internal | Shoulder | B14 | 900 | 100 | 0 | 118.6 | 118.54 | 9 | 0
2035 | TVA_2_NonRTO_Midwest | TVA | NonRTO_Midwest | Internal | Shoulder | B15 | 1203 | 100 | 0 | 118.6 | 118.54 | 9 | 0
2035 | TVA_2_NonRTO_Midwest | TVA | NonRTO_Midwest | Internal | Summer | B1 | 10 | 100 | 0 | 225.2 | 219.93 | 9 | 0
2035 | TVA_2_NonRTO_Midwest | TVA | NonRTO_Midwest | Internal | Summer | B2 | 25 | 100 | 0 | 221.32 | 219.93 | 9 | 0
2035 | TVA_2_NonRTO_Midwest | TVA | NonRTO_Midwest | Internal | Summer | B3 | 75 | 100 | 0 | 218.61 | 218.6 | 9 | 0
2035 | TVA_2_NonRTO_Midwest | TVA | NonRTO_Midwest | Internal | Summer | B4 | 100 | 100 | 33.49 | 186.46 | 195.46 | 9 | 0
2035 | TVA_2_NonRTO_Midwest | TVA | NonRTO_Midwest | Internal | Summer | B5 | 200 | 100 | 0 | 154.85 | 157.21 | 9 | 0
2035 | TVA_2_NonRTO_Midwest | TVA | NonRTO_Midwest | Internal | Summer | B6 | 300 | 100 | 100 | 117.33 | 130.27 | 9 | 3.94
2035 | TVA_2_NonRTO_Midwest | TVA | NonRTO_Midwest | Internal | Summer | B7 | 400 | 100 | 0 | 117.33 | 117.59 | 9 | 0
2035 | TVA_2_NonRTO_Midwest | TVA | NonRTO_Midwest | Internal | Summer | B8 | 500 | 100 | 0 | 117.33 | 117.03 | 9 | 0
2035 | TVA_2_NonRTO_Midwest | TVA | NonRTO_Midwest | Internal | Summer | B9 | 800 | 100 | 0 | 117.33 | 117.03 | 9 | 0
2035 | TVA_2_NonRTO_Midwest | TVA | NonRTO_Midwest | Internal | Summer | B10 | 1262 | 100 | 0 | 117.33 | 117.03 | 9 | 0
2035 | TVA_2_NonRTO_Midwest | TVA | NonRTO_Midwest | Internal | Winter | B16 | 25 | 100 | 0 | 135.54 | 143.44 | 9 | 0
2035 | TVA_2_NonRTO_Midwest | TVA | NonRTO_Midwest | Internal | Winter | B17 | 100 | 100 | 100 | 121.38 | 133.38 | 9 | 3
2035 | TVA_2_NonRTO_Midwest | TVA | NonRTO_Midwest | Internal | Winter | B18 | 400 | 100 | 0 | 121.38 | 121.86 | 9 | 0
2035 | TVA_2_NonRTO_Midwest | TVA | NonRTO_Midwest | Internal | Winter | B19 | 700 | 100 | 0 | 121.38 | 121.86 | 9 | 0
2035 | TVA_2_NonRTO_Midwest | TVA | NonRTO_Midwest | Internal | Winter | B20 | 935 | 100 | 0 | 121.38 | 121.86 | 9 | 0
2035 | TVA_2_PJM_ROR | TVA | PJM_ROR | Internal | Shoulder | B11 | 25 | 500 | 0 | 137.79 | 133.31 | 9 | 0
2035 | TVA_2_PJM_ROR | TVA | PJM_ROR | Internal | Shoulder | B12 | 200 | 500 | 500 | 118.6 | 128.22 | 9 | 0.62
2035 | TVA_2_PJM_ROR | TVA | PJM_ROR | Internal | Shoulder | B13 | 600 | 500 | 0 | 118.6 | 120.84 | 9 | 0
2035 | TVA_2_PJM_ROR | TVA | PJM_ROR | Internal | Shoulder | B14 | 900 | 500 | 0 | 118.6 | 116.79 | 9 | 0
2035 | TVA_2_PJM_ROR | TVA | PJM_ROR | Internal | Shoulder | B15 | 1203 | 500 | 0 | 118.6 | 114.79 | 9 | 0
2035 | TVA_2_PJM_ROR | TVA | PJM_ROR | Internal | Summer | B1 | 10 | 500 | 0 | 225.2 | 215.18 | 9 | 0
2035 | TVA_2_PJM_ROR | TVA | PJM_ROR | Internal | Summer | B2 | 25 | 500 | 0 | 221.32 | 215.3 | 9 | 0
2035 | TVA_2_PJM_ROR | TVA | PJM_ROR | Internal | Summer | B3 | 75 | 500 | 0 | 218.61 | 212.6 | 9 | 0
2035 | TVA_2_PJM_ROR | TVA | PJM_ROR | Internal | Summer | B4 | 100 | 500 | 52.15 | 186.46 | 195.46 | 9 | 0
2035 | TVA_2_PJM_ROR | TVA | PJM_ROR | Internal | Summer | B5 | 200 | 500 | 0 | 154.85 | 155.59 | 9 | 0
2035 | TVA_2_PJM_ROR | TVA | PJM_ROR | Internal | Summer | B6 | 300 | 500 | 500 | 117.33 | 140.27 | 9 | 13.94
2035 | TVA_2_PJM_ROR | TVA | PJM_ROR | Internal | Summer | B7 | 400 | 500 | 500 | 117.33 | 133.46 | 9 | 7.14
2035 | TVA_2_PJM_ROR | TVA | PJM_ROR | Internal | Summer | B8 | 500 | 500 | 231.1 | 117.33 | 126.33 | 9 | 0
2035 | TVA_2_PJM_ROR | TVA | PJM_ROR | Internal | Summer | B9 | 800 | 500 | 0 | 117.33 | 115.4 | 9 | 0
2035 | TVA_2_PJM_ROR | TVA | PJM_ROR | Internal | Summer | B10 | 1262 | 500 | 0 | 117.33 | 113.16 | 9 | 0
2035 | TVA_2_PJM_ROR | TVA | PJM_ROR | Internal | Winter | B16 | 25 | 500 | 0 | 135.54 | 137.43 | 9 | 0
2035 | TVA_2_PJM_ROR | TVA | PJM_ROR | Internal | Winter | B17 | 100 | 500 | 500 | 121.38 | 137.43 | 9 | 7.05
2035 | TVA_2_PJM_ROR | TVA | PJM_ROR | Internal | Winter | B18 | 400 | 500 | 0 | 121.38 | 122.35 | 9 | 0
2035 | TVA_2_PJM_ROR | TVA | PJM_ROR | Internal | Winter | B19 | 700 | 500 | 0 | 121.38 | 119.9 | 9 | 0
2035 | TVA_2_PJM_ROR | TVA | PJM_ROR | Internal | Winter | B20 | 935 | 500 | 0 | 121.38 | 118.29 | 9 | 0
2035 | TVA_2_SOCO | TVA | SOCO | Internal | Shoulder | B11 | 25 | 500 | 0 | 137.79 | 137.78 | 9 | 0
2035 | TVA_2_SOCO | TVA | SOCO | Internal | Shoulder | B12 | 200 | 500 | 0 | 118.6 | 119.26 | 9 | 0
2035 | TVA_2_SOCO | TVA | SOCO | Internal | Shoulder | B13 | 600 | 500 | 0 | 118.6 | 119.26 | 9 | 0
2035 | TVA_2_SOCO | TVA | SOCO | Internal | Shoulder | B14 | 900 | 500 | 0 | 118.6 | 119.26 | 9 | 0
2035 | TVA_2_SOCO | TVA | SOCO | Internal | Shoulder | B15 | 1203 | 500 | 0 | 118.6 | 119.26 | 9 | 0
2035 | TVA_2_SOCO | TVA | SOCO | Internal | Summer | B1 | 10 | 500 | 0 | 225.2 | 225.18 | 9 | 0
2035 | TVA_2_SOCO | TVA | SOCO | Internal | Summer | B2 | 25 | 500 | 0 | 221.32 | 222.94 | 9 | 0
2035 | TVA_2_SOCO | TVA | SOCO | Internal | Summer | B3 | 75 | 500 | 0 | 218.61 | 218.6 | 9 | 0
2035 | TVA_2_SOCO | TVA | SOCO | Internal | Summer | B4 | 100 | 500 | 0 | 186.46 | 177.46 | 9 | 0
2035 | TVA_2_SOCO | TVA | SOCO | Internal | Summer | B5 | 200 | 500 | 0 | 154.85 | 152.74 | 9 | 0
2035 | TVA_2_SOCO | TVA | SOCO | Internal | Summer | B6 | 300 | 500 | 59.5 | 117.33 | 126.33 | 9 | 0
2035 | TVA_2_SOCO | TVA | SOCO | Internal | Summer | B7 | 400 | 500 | 0 | 117.33 | 125.95 | 9 | 0
2035 | TVA_2_SOCO | TVA | SOCO | Internal | Summer | B8 | 500 | 500 | 0 | 117.33 | 117.93 | 9 | 0
2035 | TVA_2_SOCO | TVA | SOCO | Internal | Summer | B9 | 800 | 500 | 0 | 117.33 | 117.93 | 9 | 0
2035 | TVA_2_SOCO | TVA | SOCO | Internal | Summer | B10 | 1262 | 500 | 0 | 117.33 | 117.93 | 9 | 0
2035 | TVA_2_SOCO | TVA | SOCO | Internal | Winter | B16 | 25 | 500 | 0 | 135.54 | 135.88 | 9 | 0
2035 | TVA_2_SOCO | TVA | SOCO | Internal | Winter | B17 | 100 | 500 | 0 | 121.38 | 122.22 | 9 | 0
2035 | TVA_2_SOCO | TVA | SOCO | Internal | Winter | B18 | 400 | 500 | 0 | 121.38 | 122.22 | 9 | 0
2035 | TVA_2_SOCO | TVA | SOCO | Internal | Winter | B19 | 700 | 500 | 0 | 121.38 | 122.22 | 9 | 0
2035 | TVA_2_SOCO | TVA | SOCO | Internal | Winter | B20 | 935 | 500 | 0 | 121.38 | 122.22 | 9 | 0
2035 | TVA_2_VACAR | TVA | VACAR | Internal | Shoulder | B11 | 25 | 150 | 0 | 137.79 | 130.78 | 9 | 0
2035 | TVA_2_VACAR | TVA | VACAR | Internal | Shoulder | B12 | 200 | 150 | 0 | 118.6 | 121.07 | 9 | 0
2035 | TVA_2_VACAR | TVA | VACAR | Internal | Shoulder | B13 | 600 | 150 | 0 | 118.6 | 121.07 | 9 | 0
2035 | TVA_2_VACAR | TVA | VACAR | Internal | Shoulder | B14 | 900 | 150 | 0 | 118.6 | 121.07 | 9 | 0
2035 | TVA_2_VACAR | TVA | VACAR | Internal | Shoulder | B15 | 1203 | 150 | 0 | 118.6 | 116.18 | 9 | 0
2035 | TVA_2_VACAR | TVA | VACAR | Internal | Summer | B1 | 10 | 150 | 0 | 225.2 | 221.18 | 9 | 0
2035 | TVA_2_VACAR | TVA | VACAR | Internal | Summer | B2 | 25 | 150 | 0 | 221.32 | 221.76 | 9 | 0
2035 | TVA_2_VACAR | TVA | VACAR | Internal | Summer | B3 | 75 | 150 | 0 | 218.61 | 211.6 | 9 | 0
2035 | TVA_2_VACAR | TVA | VACAR | Internal | Summer | B4 | 100 | 150 | 0 | 186.46 | 170.46 | 9 | 0
2035 | TVA_2_VACAR | TVA | VACAR | Internal | Summer | B5 | 200 | 150 | 0 | 154.85 | 148.59 | 9 | 0
2035 | TVA_2_VACAR | TVA | VACAR | Internal | Summer | B6 | 300 | 150 | 0 | 117.33 | 119.33 | 9 | 0
2035 | TVA_2_VACAR | TVA | VACAR | Internal | Summer | B7 | 400 | 150 | 0 | 117.33 | 118.95 | 9 | 0
2035 | TVA_2_VACAR | TVA | VACAR | Internal | Summer | B8 | 500 | 150 | 0 | 117.33 | 118.95 | 9 | 0
2035 | TVA_2_VACAR | TVA | VACAR | Internal | Summer | B9 | 800 | 150 | 0 | 117.33 | 118.95 | 9 | 0
2035 | TVA_2_VACAR | TVA | VACAR | Internal | Summer | B10 | 1262 | 150 | 0 | 117.33 | 118.95 | 9 | 0
2035 | TVA_2_VACAR | TVA | VACAR | Internal | Winter | B16 | 25 | 150 | 0 | 135.54 | 130.43 | 9 | 0
2035 | TVA_2_VACAR | TVA | VACAR | Internal | Winter | B17 | 100 | 150 | 0 | 121.38 | 125.9 | 9 | 0
2035 | TVA_2_VACAR | TVA | VACAR | Internal | Winter | B18 | 400 | 150 | 0 | 121.38 | 125.9 | 9 | 0
2035 | TVA_2_VACAR | TVA | VACAR | Internal | Winter | B19 | 700 | 150 | 0 | 121.38 | 125.9 | 9 | 0
2035 | TVA_2_VACAR | TVA | VACAR | Internal | Winter | B20 | 935 | 150 | 0 | 121.38 | 124.29 | 9 | 0
2035 | TVA_Transmission_2_ENT | TVA_Transmission | ENT | Internal | Shoulder | B11 | 25 | 3000 | 0 | 137.78 | 136.37 | 9 | 0
2035 | TVA_Transmission_2_ENT | TVA_Transmission | ENT | Internal | Shoulder | B12 | 200 | 3000 | 0 | 124.1 | 123.11 | 9 | 0
2035 | TVA_Transmission_2_ENT | TVA_Transmission | ENT | Internal | Shoulder | B13 | 600 | 3000 | 0 | 120.76 | 119.76 | 9 | 0
2035 | TVA_Transmission_2_ENT | TVA_Transmission | ENT | Internal | Shoulder | B14 | 900 | 3000 | 0 | 119.99 | 117.39 | 9 | 0
2035 | TVA_Transmission_2_ENT | TVA_Transmission | ENT | Internal | Shoulder | B15 | 1203 | 3000 | 0 | 119.35 | 117.39 | 9 | 0
2035 | TVA_Transmission_2_ENT | TVA_Transmission | ENT | Internal | Summer | B1 | 10 | 3000 | 0 | 225.18 | 217.18 | 9 | 0
2035 | TVA_Transmission_2_ENT | TVA_Transmission | ENT | Internal | Summer | B2 | 25 | 3000 | 0 | 221.3 | 214.81 | 9 | 0
2035 | TVA_Transmission_2_ENT | TVA_Transmission | ENT | Internal | Summer | B3 | 75 | 3000 | 0 | 218.6 | 210.6 | 9 | 0
2035 | TVA_Transmission_2_ENT | TVA_Transmission | ENT | Internal | Summer | B4 | 100 | 3000 | 0 | 186.46 | 187.46 | 9 | 0
2035 | TVA_Transmission_2_ENT | TVA_Transmission | ENT | Internal | Summer | B5 | 200 | 3000 | 0 | 155.14 | 149.47 | 9 | 0
2035 | TVA_Transmission_2_ENT | TVA_Transmission | ENT | Internal | Summer | B6 | 300 | 3000 | 0 | 133.33 | 134.59 | 9 | 0
2035 | TVA_Transmission_2_ENT | TVA_Transmission | ENT | Internal | Summer | B7 | 400 | 3000 | 245.61 | 125.59 | 134.59 | 9 | 0
2035 | TVA_Transmission_2_ENT | TVA_Transmission | ENT | Internal | Summer | B8 | 500 | 3000 | 0 | 121.44 | 126.33 | 9 | 0
2035 | TVA_Transmission_2_ENT | TVA_Transmission | ENT | Internal | Summer | B9 | 800 | 3000 | 0 | 118.58 | 115.88 | 9 | 0
2035 | TVA_Transmission_2_ENT | TVA_Transmission | ENT | Internal | Summer | B10 | 1262 | 3000 | 0 | 118.11 | 115.88 | 9 | 0
2035 | TVA_Transmission_2_ENT | TVA_Transmission | ENT | Internal | Winter | B16 | 25 | 3000 | 0 | 135.71 | 127.88 | 9 | 0
2035 | TVA_Transmission_2_ENT | TVA_Transmission | ENT | Internal | Winter | B17 | 100 | 3000 | 0 | 129.66 | 125.39 | 9 | 0
2035 | TVA_Transmission_2_ENT | TVA_Transmission | ENT | Internal | Winter | B18 | 400 | 3000 | 0 | 123.72 | 120.46 | 9 | 0
2035 | TVA_Transmission_2_ENT | TVA_Transmission | ENT | Internal | Winter | B19 | 700 | 3000 | 0 | 122.96 | 120.46 | 9 | 0
2035 | TVA_Transmission_2_ENT | TVA_Transmission | ENT | Internal | Winter | B20 | 935 | 3000 | 0 | 122.41 | 120.46 | 9 | 0
2035 | TVA_Transmission_2_MISO_MO-IL | TVA_Transmission | MISO_MO-IL | Internal | Shoulder | B11 | 25 | 4000 | 0 | 137.78 | 135.08 | 9 | 0
2035 | TVA_Transmission_2_MISO_MO-IL | TVA_Transmission | MISO_MO-IL | Internal | Shoulder | B12 | 200 | 4000 | 0 | 124.1 | 123.11 | 9 | 0
2035 | TVA_Transmission_2_MISO_MO-IL | TVA_Transmission | MISO_MO-IL | Internal | Shoulder | B13 | 600 | 4000 | 0 | 120.76 | 116.3 | 9 | 0
2035 | TVA_Transmission_2_MISO_MO-IL | TVA_Transmission | MISO_MO-IL | Internal | Shoulder | B14 | 900 | 4000 | 0 | 119.99 | 114.86 | 9 | 0
2035 | TVA_Transmission_2_MISO_MO-IL | TVA_Transmission | MISO_MO-IL | Internal | Shoulder | B15 | 1203 | 4000 | 0 | 119.35 | 114.84 | 9 | 0
2035 | TVA_Transmission_2_MISO_MO-IL | TVA_Transmission | MISO_MO-IL | Internal | Summer | B1 | 10 | 4000 | 0 | 225.18 | 217.18 | 9 | 0
2035 | TVA_Transmission_2_MISO_MO-IL | TVA_Transmission | MISO_MO-IL | Internal | Summer | B2 | 25 | 4000 | 0 | 221.3 | 213.33 | 9 | 0
2035 | TVA_Transmission_2_MISO_MO-IL | TVA_Transmission | MISO_MO-IL | Internal | Summer | B3 | 75 | 4000 | 0 | 218.6 | 212.46 | 9 | 0
2035 | TVA_Transmission_2_MISO_MO-IL | TVA_Transmission | MISO_MO-IL | Internal | Summer | B4 | 100 | 4000 | 30.37 | 186.46 | 195.46 | 9 | 0
2035 | TVA_Transmission_2_MISO_MO-IL | TVA_Transmission | MISO_MO-IL | Internal | Summer | B5 | 200 | 4000 | 0 | 155.14 | 157.47 | 9 | 0
2035 | TVA_Transmission_2_MISO_MO-IL | TVA_Transmission | MISO_MO-IL | Internal | Summer | B6 | 300 | 4000 | 900 | 133.33 | 142.33 | 9 | 0
2035 | TVA_Transmission_2_MISO_MO-IL | TVA_Transmission | MISO_MO-IL | Internal | Summer | B7 | 400 | 4000 | 0 | 125.59 | 134.24 | 9 | 0
2035 | TVA_Transmission_2_MISO_MO-IL | TVA_Transmission | MISO_MO-IL | Internal | Summer | B8 | 500 | 4000 | 0 | 121.44 | 118.33 | 9 | 0
2035 | TVA_Transmission_2_MISO_MO-IL | TVA_Transmission | MISO_MO-IL | Internal | Summer | B9 | 800 | 4000 | 0 | 118.58 | 113.41 | 9 | 0
2035 | TVA_Transmission_2_MISO_MO-IL | TVA_Transmission | MISO_MO-IL | Internal | Summer | B10 | 1262 | 4000 | 0 | 118.11 | 113.41 | 9 | 0
2035 | TVA_Transmission_2_MISO_MO-IL | TVA_Transmission | MISO_MO-IL | Internal | Winter | B16 | 25 | 4000 | 0 | 135.71 | 135.43 | 9 | 0
2035 | TVA_Transmission_2_MISO_MO-IL | TVA_Transmission | MISO_MO-IL | Internal | Winter | B17 | 100 | 4000 | 0 | 129.66 | 125.39 | 9 | 0
2035 | TVA_Transmission_2_MISO_MO-IL | TVA_Transmission | MISO_MO-IL | Internal | Winter | B18 | 400 | 4000 | 0 | 123.72 | 120.35 | 9 | 0
2035 | TVA_Transmission_2_MISO_MO-IL | TVA_Transmission | MISO_MO-IL | Internal | Winter | B19 | 700 | 4000 | 0 | 122.96 | 117.9 | 9 | 0
2035 | TVA_Transmission_2_MISO_MO-IL | TVA_Transmission | MISO_MO-IL | Internal | Winter | B20 | 935 | 4000 | 0 | 122.41 | 117.86 | 9 | 0
2035 | TVA_Transmission_2_NonRTO_Midwest | TVA_Transmission | NonRTO_Midwest | Internal | Shoulder | B11 | 25 | 700 | 0 | 137.78 | 141.38 | 9 | 0
2035 | TVA_Transmission_2_NonRTO_Midwest | TVA_Transmission | NonRTO_Midwest | Internal | Shoulder | B12 | 200 | 700 | 0 | 124.1 | 127.15 | 9 | 0
2035 | TVA_Transmission_2_NonRTO_Midwest | TVA_Transmission | NonRTO_Midwest | Internal | Shoulder | B13 | 600 | 700 | 0 | 120.76 | 118.54 | 9 | 0
2035 | TVA_Transmission_2_NonRTO_Midwest | TVA_Transmission | NonRTO_Midwest | Internal | Shoulder | B14 | 900 | 700 | 0 | 119.99 | 118.54 | 9 | 0
2035 | TVA_Transmission_2_NonRTO_Midwest | TVA_Transmission | NonRTO_Midwest | Internal | Shoulder | B15 | 1203 | 700 | 0 | 119.35 | 118.54 | 9 | 0
2035 | TVA_Transmission_2_NonRTO_Midwest | TVA_Transmission | NonRTO_Midwest | Internal | Summer | B1 | 10 | 700 | 0 | 225.18 | 219.93 | 9 | 0
2035 | TVA_Transmission_2_NonRTO_Midwest | TVA_Transmission | NonRTO_Midwest | Internal | Summer | B2 | 25 | 700 | 0 | 221.3 | 219.93 | 9 | 0
2035 | TVA_Transmission_2_NonRTO_Midwest | TVA_Transmission | NonRTO_Midwest | Internal | Summer | B3 | 75 | 700 | 0 | 218.6 | 218.6 | 9 | 0
2035 | TVA_Transmission_2_NonRTO_Midwest | TVA_Transmission | NonRTO_Midwest | Internal | Summer | B4 | 100 | 700 | 277.33 | 186.46 | 195.46 | 9 | 0
2035 | TVA_Transmission_2_NonRTO_Midwest | TVA_Transmission | NonRTO_Midwest | Internal | Summer | B5 | 200 | 700 | 0 | 155.14 | 157.21 | 9 | 0
2035 | TVA_Transmission_2_NonRTO_Midwest | TVA_Transmission | NonRTO_Midwest | Internal | Summer | B6 | 300 | 700 | 0 | 133.33 | 130.27 | 9 | 0
2035 | TVA_Transmission_2_NonRTO_Midwest | TVA_Transmission | NonRTO_Midwest | Internal | Summer | B7 | 400 | 700 | 0 | 125.59 | 117.59 | 9 | 0
2035 | TVA_Transmission_2_NonRTO_Midwest | TVA_Transmission | NonRTO_Midwest | Internal | Summer | B8 | 500 | 700 | 0 | 121.44 | 117.03 | 9 | 0
2035 | TVA_Transmission_2_NonRTO_Midwest | TVA_Transmission | NonRTO_Midwest | Internal | Summer | B9 | 800 | 700 | 0 | 118.58 | 117.03 | 9 | 0
2035 | TVA_Transmission_2_NonRTO_Midwest | TVA_Transmission | NonRTO_Midwest | Internal | Summer | B10 | 1262 | 700 | 0 | 118.11 | 117.03 | 9 | 0
2035 | TVA_Transmission_2_NonRTO_Midwest | TVA_Transmission | NonRTO_Midwest | Internal | Winter | B16 | 25 | 700 | 0 | 135.71 | 143.44 | 9 | 0
2035 | TVA_Transmission_2_NonRTO_Midwest | TVA_Transmission | NonRTO_Midwest | Internal | Winter | B17 | 100 | 700 | 0 | 129.66 | 133.38 | 9 | 0
2035 | TVA_Transmission_2_NonRTO_Midwest | TVA_Transmission | NonRTO_Midwest | Internal | Winter | B18 | 400 | 700 | 0 | 123.72 | 121.86 | 9 | 0
2035 | TVA_Transmission_2_NonRTO_Midwest | TVA_Transmission | NonRTO_Midwest | Internal | Winter | B19 | 700 | 700 | 0 | 122.96 | 121.86 | 9 | 0
2035 | TVA_Transmission_2_NonRTO_Midwest | TVA_Transmission | NonRTO_Midwest | Internal | Winter | B20 | 935 | 700 | 0 | 122.41 | 121.86 | 9 | 0
2035 | TVA_Transmission_2_PJM_ROR | TVA_Transmission | PJM_ROR | Internal | Shoulder | B11 | 25 | 2000 | 0 | 137.78 | 133.31 | 9 | 0
2035 | TVA_Transmission_2_PJM_ROR | TVA_Transmission | PJM_ROR | Internal | Shoulder | B12 | 200 | 2000 | 0 | 124.1 | 128.22 | 9 | 0
2035 | TVA_Transmission_2_PJM_ROR | TVA_Transmission | PJM_ROR | Internal | Shoulder | B13 | 600 | 2000 | 0 | 120.76 | 120.84 | 9 | 0
2035 | TVA_Transmission_2_PJM_ROR | TVA_Transmission | PJM_ROR | Internal | Shoulder | B14 | 900 | 2000 | 0 | 119.99 | 116.79 | 9 | 0
2035 | TVA_Transmission_2_PJM_ROR | TVA_Transmission | PJM_ROR | Internal | Shoulder | B15 | 1203 | 2000 | 0 | 119.35 | 114.79 | 9 | 0
2035 | TVA_Transmission_2_PJM_ROR | TVA_Transmission | PJM_ROR | Internal | Summer | B1 | 10 | 2000 | 0 | 225.18 | 215.18 | 9 | 0
2035 | TVA_Transmission_2_PJM_ROR | TVA_Transmission | PJM_ROR | Internal | Summer | B2 | 25 | 2000 | 0 | 221.3 | 215.3 | 9 | 0
2035 | TVA_Transmission_2_PJM_ROR | TVA_Transmission | PJM_ROR | Internal | Summer | B3 | 75 | 2000 | 0 | 218.6 | 212.6 | 9 | 0
2035 | TVA_Transmission_2_PJM_ROR | TVA_Transmission | PJM_ROR | Internal | Summer | B4 | 100 | 2000 | 592.3 | 186.46 | 195.46 | 9 | 0
2035 | TVA_Transmission_2_PJM_ROR | TVA_Transmission | PJM_ROR | Internal | Summer | B5 | 200 | 2000 | 0 | 155.14 | 155.59 | 9 | 0
2035 | TVA_Transmission_2_PJM_ROR | TVA_Transmission | PJM_ROR | Internal | Summer | B6 | 300 | 2000 | 0 | 133.33 | 140.27 | 9 | 0
2035 | TVA_Transmission_2_PJM_ROR | TVA_Transmission | PJM_ROR | Internal | Summer | B7 | 400 | 2000 | 0 | 125.59 | 133.46 | 9 | 0
2035 | TVA_Transmission_2_PJM_ROR | TVA_Transmission | PJM_ROR | Internal | Summer | B8 | 500 | 2000 | 0 | 121.44 | 126.33 | 9 | 0
2035 | TVA_Transmission_2_PJM_ROR | TVA_Transmission | PJM_ROR | Internal | Summer | B9 | 800 | 2000 | 0 | 118.58 | 115.4 | 9 | 0
2035 | TVA_Transmission_2_PJM_ROR | TVA_Transmission | PJM_ROR | Internal | Summer | B10 | 1262 | 2000 | 0 | 118.11 | 113.16 | 9 | 0
2035 | TVA_Transmission_2_PJM_ROR | TVA_Transmission | PJM_ROR | Internal | Winter | B16 | 25 | 2000 | 0 | 135.71 | 137.43 | 9 | 0
2035 | TVA_Transmission_2_PJM_ROR | TVA_Transmission | PJM_ROR | Internal | Winter | B17 | 100 | 2000 | 0 | 129.66 | 137.43 | 9 | 0
2035 | TVA_Transmission_2_PJM_ROR | TVA_Transmission | PJM_ROR | Internal | Winter | B18 | 400 | 2000 | 0 | 123.72 | 122.35 | 9 | 0
2035 | TVA_Transmission_2_PJM_ROR | TVA_Transmission | PJM_ROR | Internal | Winter | B19 | 700 | 2000 | 0 | 122.96 | 119.9 | 9 | 0
2035 | TVA_Transmission_2_PJM_ROR | TVA_Transmission | PJM_ROR | Internal | Winter | B20 | 935 | 2000 | 0 | 122.41 | 118.29 | 9 | 0
2035 | TVA_Transmission_2_SOCO | TVA_Transmission | SOCO | Internal | Shoulder | B11 | 25 | 3200 | 0 | 137.78 | 137.78 | 9 | 0
2035 | TVA_Transmission_2_SOCO | TVA_Transmission | SOCO | Internal | Shoulder | B12 | 200 | 3200 | 0 | 124.1 | 119.26 | 9 | 0
2035 | TVA_Transmission_2_SOCO | TVA_Transmission | SOCO | Internal | Shoulder | B13 | 600 | 3200 | 0 | 120.76 | 119.26 | 9 | 0
2035 | TVA_Transmission_2_SOCO | TVA_Transmission | SOCO | Internal | Shoulder | B14 | 900 | 3200 | 0 | 119.99 | 119.26 | 9 | 0
2035 | TVA_Transmission_2_SOCO | TVA_Transmission | SOCO | Internal | Shoulder | B15 | 1203 | 3200 | 0 | 119.35 | 119.26 | 9 | 0
2035 | TVA_Transmission_2_SOCO | TVA_Transmission | SOCO | Internal | Summer | B1 | 10 | 3200 | 0 | 225.18 | 225.18 | 9 | 0
2035 | TVA_Transmission_2_SOCO | TVA_Transmission | SOCO | Internal | Summer | B2 | 25 | 3200 | 0 | 221.3 | 222.94 | 9 | 0
2035 | TVA_Transmission_2_SOCO | TVA_Transmission | SOCO | Internal | Summer | B3 | 75 | 3200 | 0 | 218.6 | 218.6 | 9 | 0
2035 | TVA_Transmission_2_SOCO | TVA_Transmission | SOCO | Internal | Summer | B4 | 100 | 3200 | 0 | 186.46 | 177.46 | 9 | 0
2035 | TVA_Transmission_2_SOCO | TVA_Transmission | SOCO | Internal | Summer | B5 | 200 | 3200 | 0 | 155.14 | 152.74 | 9 | 0
2035 | TVA_Transmission_2_SOCO | TVA_Transmission | SOCO | Internal | Summer | B6 | 300 | 3200 | 0 | 133.33 | 126.33 | 9 | 0
2035 | TVA_Transmission_2_SOCO | TVA_Transmission | SOCO | Internal | Summer | B7 | 400 | 3200 | 0 | 125.59 | 125.95 | 9 | 0
2035 | TVA_Transmission_2_SOCO | TVA_Transmission | SOCO | Internal | Summer | B8 | 500 | 3200 | 0 | 121.44 | 117.93 | 9 | 0
2035 | TVA_Transmission_2_SOCO | TVA_Transmission | SOCO | Internal | Summer | B9 | 800 | 3200 | 0 | 118.58 | 117.93 | 9 | 0
2035 | TVA_Transmission_2_SOCO | TVA_Transmission | SOCO | Internal | Summer | B10 | 1262 | 3200 | 0 | 118.11 | 117.93 | 9 | 0
2035 | TVA_Transmission_2_SOCO | TVA_Transmission | SOCO | Internal | Winter | B16 | 25 | 3200 | 0 | 135.71 | 135.88 | 9 | 0
2035 | TVA_Transmission_2_SOCO | TVA_Transmission | SOCO | Internal | Winter | B17 | 100 | 3200 | 0 | 129.66 | 122.22 | 9 | 0
2035 | TVA_Transmission_2_SOCO | TVA_Transmission | SOCO | Internal | Winter | B18 | 400 | 3200 | 0 | 123.72 | 122.22 | 9 | 0
2035 | TVA_Transmission_2_SOCO | TVA_Transmission | SOCO | Internal | Winter | B19 | 700 | 3200 | 0 | 122.96 | 122.22 | 9 | 0
2035 | TVA_Transmission_2_SOCO | TVA_Transmission | SOCO | Internal | Winter | B20 | 935 | 3200 | 0 | 122.41 | 122.22 | 9 | 0
2035 | TVA_Transmission_2_TVA | TVA_Transmission | TVA | Internal | Shoulder | B11 | 25 | 99999 | 32.99 | 137.78 | 137.79 | 0.01 | 0
2035 | TVA_Transmission_2_TVA | TVA_Transmission | TVA | Internal | Shoulder | B12 | 200 | 99999 | 0 | 124.1 | 118.6 | 0.01 | 0
2035 | TVA_Transmission_2_TVA | TVA_Transmission | TVA | Internal | Shoulder | B13 | 600 | 99999 | 0 | 120.76 | 118.6 | 0.01 | 0
2035 | TVA_Transmission_2_TVA | TVA_Transmission | TVA | Internal | Shoulder | B14 | 900 | 99999 | 0 | 119.99 | 118.6 | 0.01 | 0
2035 | TVA_Transmission_2_TVA | TVA_Transmission | TVA | Internal | Shoulder | B15 | 1203 | 99999 | 0 | 119.35 | 118.6 | 0.01 | 0
2035 | TVA_Transmission_2_TVA | TVA_Transmission | TVA | Internal | Summer | B1 | 10 | 99999 | 2970.44 | 225.18 | 225.2 | 0.01 | 0
2035 | TVA_Transmission_2_TVA | TVA_Transmission | TVA | Internal | Summer | B2 | 25 | 99999 | 2179.61 | 221.3 | 221.32 | 0.01 | 0
2035 | TVA_Transmission_2_TVA | TVA_Transmission | TVA | Internal | Summer | B3 | 75 | 99999 | 620.86 | 218.6 | 218.61 | 0.01 | 0
2035 | TVA_Transmission_2_TVA | TVA_Transmission | TVA | Internal | Summer | B4 | 100 | 99999 | 0 | 186.46 | 186.46 | 0.01 | 0
2035 | TVA_Transmission_2_TVA | TVA_Transmission | TVA | Internal | Summer | B5 | 200 | 99999 | 0 | 155.14 | 154.85 | 0.01 | 0
2035 | TVA_Transmission_2_TVA | TVA_Transmission | TVA | Internal | Summer | B6 | 300 | 99999 | 0 | 133.33 | 117.33 | 0.01 | 0
2035 | TVA_Transmission_2_TVA | TVA_Transmission | TVA | Internal | Summer | B7 | 400 | 99999 | 0 | 125.59 | 117.33 | 0.01 | 0
2035 | TVA_Transmission_2_TVA | TVA_Transmission | TVA | Internal | Summer | B8 | 500 | 99999 | 0 | 121.44 | 117.33 | 0.01 | 0
2035 | TVA_Transmission_2_TVA | TVA_Transmission | TVA | Internal | Summer | B9 | 800 | 99999 | 0 | 118.58 | 117.33 | 0.01 | 0
2035 | TVA_Transmission_2_TVA | TVA_Transmission | TVA | Internal | Summer | B10 | 1262 | 99999 | 0 | 118.11 | 117.33 | 0.01 | 0
2035 | TVA_Transmission_2_TVA | TVA_Transmission | TVA | Internal | Winter | B16 | 25 | 99999 | 0 | 135.71 | 135.54 | 0.01 | 0
2035 | TVA_Transmission_2_TVA | TVA_Transmission | TVA | Internal | Winter | B17 | 100 | 99999 | 0 | 129.66 | 121.38 | 0.01 | 0
2035 | TVA_Transmission_2_TVA | TVA_Transmission | TVA | Internal | Winter | B18 | 400 | 99999 | 0 | 123.72 | 121.38 | 0.01 | 0
2035 | TVA_Transmission_2_TVA | TVA_Transmission | TVA | Internal | Winter | B19 | 700 | 99999 | 0 | 122.96 | 121.38 | 0.01 | 0
2035 | TVA_Transmission_2_TVA | TVA_Transmission | TVA | Internal | Winter | B20 | 935 | 99999 | 0 | 122.41 | 121.38 | 0.01 | 0
2035 | TVA_Transmission_2_VACAR | TVA_Transmission | VACAR | Internal | Shoulder | B11 | 25 | 900 | 0 | 137.78 | 130.78 | 9 | 0
2035 | TVA_Transmission_2_VACAR | TVA_Transmission | VACAR | Internal | Shoulder | B12 | 200 | 900 | 0 | 124.1 | 121.07 | 9 | 0
2035 | TVA_Transmission_2_VACAR | TVA_Transmission | VACAR | Internal | Shoulder | B13 | 600 | 900 | 0 | 120.76 | 121.07 | 9 | 0
2035 | TVA_Transmission_2_VACAR | TVA_Transmission | VACAR | Internal | Shoulder | B14 | 900 | 900 | 0 | 119.99 | 121.07 | 9 | 0
2035 | TVA_Transmission_2_VACAR | TVA_Transmission | VACAR | Internal | Shoulder | B15 | 1203 | 900 | 0 | 119.35 | 116.18 | 9 | 0
2035 | TVA_Transmission_2_VACAR | TVA_Transmission | VACAR | Internal | Summer | B1 | 10 | 900 | 0 | 225.18 | 221.18 | 9 | 0
2035 | TVA_Transmission_2_VACAR | TVA_Transmission | VACAR | Internal | Summer | B2 | 25 | 900 | 0 | 221.3 | 221.76 | 9 | 0
2035 | TVA_Transmission_2_VACAR | TVA_Transmission | VACAR | Internal | Summer | B3 | 75 | 900 | 0 | 218.6 | 211.6 | 9 | 0
2035 | TVA_Transmission_2_VACAR | TVA_Transmission | VACAR | Internal | Summer | B4 | 100 | 900 | 0 | 186.46 | 170.46 | 9 | 0
2035 | TVA_Transmission_2_VACAR | TVA_Transmission | VACAR | Internal | Summer | B5 | 200 | 900 | 0 | 155.14 | 148.59 | 9 | 0
2035 | TVA_Transmission_2_VACAR | TVA_Transmission | VACAR | Internal | Summer | B6 | 300 | 900 | 0 | 133.33 | 119.33 | 9 | 0
2035 | TVA_Transmission_2_VACAR | TVA_Transmission | VACAR | Internal | Summer | B7 | 400 | 900 | 0 | 125.59 | 118.95 | 9 | 0
2035 | TVA_Transmission_2_VACAR | TVA_Transmission | VACAR | Internal | Summer | B8 | 500 | 900 | 0 | 121.44 | 118.95 | 9 | 0
2035 | TVA_Transmission_2_VACAR | TVA_Transmission | VACAR | Internal | Summer | B9 | 800 | 900 | 0 | 118.58 | 118.95 | 9 | 0
2035 | TVA_Transmission_2_VACAR | TVA_Transmission | VACAR | Internal | Summer | B10 | 1262 | 900 | 0 | 118.11 | 118.95 | 9 | 0
2035 | TVA_Transmission_2_VACAR | TVA_Transmission | VACAR | Internal | Winter | B16 | 25 | 900 | 0 | 135.71 | 130.43 | 9 | 0
2035 | TVA_Transmission_2_VACAR | TVA_Transmission | VACAR | Internal | Winter | B17 | 100 | 900 | 0 | 129.66 | 125.9 | 9 | 0
2035 | TVA_Transmission_2_VACAR | TVA_Transmission | VACAR | Internal | Winter | B18 | 400 | 900 | 0 | 123.72 | 125.9 | 9 | 0
2035 | TVA_Transmission_2_VACAR | TVA_Transmission | VACAR | Internal | Winter | B19 | 700 | 900 | 0 | 122.96 | 125.9 | 9 | 0
2035 | TVA_Transmission_2_VACAR | TVA_Transmission | VACAR | Internal | Winter | B20 | 935 | 900 | 0 | 122.41 | 124.29 | 9 | 0
2035 | VACAR_2_PJM_ROR | VACAR | PJM_ROR | Internal | Shoulder | B11 | 25 | 2000 | 0 | 130.78 | 133.31 | 7 | 0
2035 | VACAR_2_PJM_ROR | VACAR | PJM_ROR | Internal | Shoulder | B12 | 200 | 2000 | 2000 | 121.07 | 128.22 | 7 | 0.15
2035 | VACAR_2_PJM_ROR | VACAR | PJM_ROR | Internal | Shoulder | B13 | 600 | 2000 | 0 | 121.07 | 120.84 | 7 | 0
2035 | VACAR_2_PJM_ROR | VACAR | PJM_ROR | Internal | Shoulder | B14 | 900 | 2000 | 0 | 121.07 | 116.79 | 7 | 0
2035 | VACAR_2_PJM_ROR | VACAR | PJM_ROR | Internal | Shoulder | B15 | 1203 | 2000 | 0 | 116.18 | 114.79 | 7 | 0
2035 | VACAR_2_PJM_ROR | VACAR | PJM_ROR | Internal | Summer | B1 | 10 | 2000 | 0 | 221.18 | 215.18 | 7 | 0
2035 | VACAR_2_PJM_ROR | VACAR | PJM_ROR | Internal | Summer | B2 | 25 | 2000 | 0 | 221.76 | 215.3 | 7 | 0
2035 | VACAR_2_PJM_ROR | VACAR | PJM_ROR | Internal | Summer | B3 | 75 | 2000 | 0 | 211.6 | 212.6 | 7 | 0
2035 | VACAR_2_PJM_ROR | VACAR | PJM_ROR | Internal | Summer | B4 | 100 | 2000 | 2000 | 170.46 | 195.46 | 7 | 18
2035 | VACAR_2_PJM_ROR | VACAR | PJM_ROR | Internal | Summer | B5 | 200 | 2000 | 899.8 | 148.59 | 155.59 | 7 | 0
2035 | VACAR_2_PJM_ROR | VACAR | PJM_ROR | Internal | Summer | B6 | 300 | 2000 | 2000 | 119.33 | 140.27 | 7 | 13.94
2035 | VACAR_2_PJM_ROR | VACAR | PJM_ROR | Internal | Summer | B7 | 400 | 2000 | 2000 | 118.95 | 133.46 | 7 | 7.51
2035 | VACAR_2_PJM_ROR | VACAR | PJM_ROR | Internal | Summer | B8 | 500 | 2000 | 2000 | 118.95 | 126.33 | 7 | 0.38
2035 | VACAR_2_PJM_ROR | VACAR | PJM_ROR | Internal | Summer | B9 | 800 | 2000 | 0 | 118.95 | 115.4 | 7 | 0
2035 | VACAR_2_PJM_ROR | VACAR | PJM_ROR | Internal | Summer | B10 | 1262 | 2000 | 0 | 118.95 | 113.16 | 7 | 0
2035 | VACAR_2_PJM_ROR | VACAR | PJM_ROR | Internal | Winter | B16 | 25 | 2000 | 1359.03 | 130.43 | 137.43 | 7 | 0
2035 | VACAR_2_PJM_ROR | VACAR | PJM_ROR | Internal | Winter | B17 | 100 | 2000 | 2000 | 125.9 | 137.43 | 7 | 4.53
2035 | VACAR_2_PJM_ROR | VACAR | PJM_ROR | Internal | Winter | B18 | 400 | 2000 | 0 | 125.9 | 122.35 | 7 | 0
2035 | VACAR_2_PJM_ROR | VACAR | PJM_ROR | Internal | Winter | B19 | 700 | 2000 | 0 | 125.9 | 119.9 | 7 | 0
2035 | VACAR_2_PJM_ROR | VACAR | PJM_ROR | Internal | Winter | B20 | 935 | 2000 | 0 | 124.29 | 118.29 | 7 | 0
2035 | VACAR_2_SOCO | VACAR | SOCO | Internal | Shoulder | B11 | 25 | 3000 | 1795.8 | 130.78 | 137.78 | 7 | 0
2035 | VACAR_2_SOCO | VACAR | SOCO | Internal | Shoulder | B12 | 200 | 3000 | 0 | 121.07 | 119.26 | 7 | 0
2035 | VACAR_2_SOCO | VACAR | SOCO | Internal | Shoulder | B13 | 600 | 3000 | 0 | 121.07 | 119.26 | 7 | 0
2035 | VACAR_2_SOCO | VACAR | SOCO | Internal | Shoulder | B14 | 900 | 3000 | 0 | 121.07 | 119.26 | 7 | 0
2035 | VACAR_2_SOCO | VACAR | SOCO | Internal | Shoulder | B15 | 1203 | 3000 | 0 | 116.18 | 119.26 | 7 | 0
2035 | VACAR_2_SOCO | VACAR | SOCO | Internal | Summer | B1 | 10 | 3000 | 0 | 221.18 | 225.18 | 7 | 0
2035 | VACAR_2_SOCO | VACAR | SOCO | Internal | Summer | B2 | 25 | 3000 | 0 | 221.76 | 222.94 | 7 | 0
2035 | VACAR_2_SOCO | VACAR | SOCO | Internal | Summer | B3 | 75 | 3000 | 1118.55 | 211.6 | 218.6 | 7 | 0
2035 | VACAR_2_SOCO | VACAR | SOCO | Internal | Summer | B4 | 100 | 3000 | 2792.17 | 170.46 | 177.46 | 7 | 0
2035 | VACAR_2_SOCO | VACAR | SOCO | Internal | Summer | B5 | 200 | 3000 | 0 | 148.59 | 152.74 | 7 | 0
2035 | VACAR_2_SOCO | VACAR | SOCO | Internal | Summer | B6 | 300 | 3000 | 680.24 | 119.33 | 126.33 | 7 | 0
2035 | VACAR_2_SOCO | VACAR | SOCO | Internal | Summer | B7 | 400 | 3000 | 119.88 | 118.95 | 125.95 | 7 | 0
2035 | VACAR_2_SOCO | VACAR | SOCO | Internal | Summer | B8 | 500 | 3000 | 0 | 118.95 | 117.93 | 7 | 0
2035 | VACAR_2_SOCO | VACAR | SOCO | Internal | Summer | B9 | 800 | 3000 | 0 | 118.95 | 117.93 | 7 | 0
2035 | VACAR_2_SOCO | VACAR | SOCO | Internal | Summer | B10 | 1262 | 3000 | 0 | 118.95 | 117.93 | 7 | 0
2035 | VACAR_2_SOCO | VACAR | SOCO | Internal | Winter | B16 | 25 | 3000 | 0 | 130.43 | 135.88 | 7 | 0
2035 | VACAR_2_SOCO | VACAR | SOCO | Internal | Winter | B17 | 100 | 3000 | 0 | 125.9 | 122.22 | 7 | 0
2035 | VACAR_2_SOCO | VACAR | SOCO | Internal | Winter | B18 | 400 | 3000 | 0 | 125.9 | 122.22 | 7 | 0
2035 | VACAR_2_SOCO | VACAR | SOCO | Internal | Winter | B19 | 700 | 3000 | 0 | 125.9 | 122.22 | 7 | 0
2035 | VACAR_2_SOCO | VACAR | SOCO | Internal | Winter | B20 | 935 | 3000 | 0 | 124.29 | 122.22 | 7 | 0
2035 | VACAR_2_TVA_Transmission | VACAR | TVA_Transmission | Internal | Shoulder | B11 | 25 | 900 | 32.99 | 130.78 | 137.78 | 7 | 0
2035 | VACAR_2_TVA_Transmission | VACAR | TVA_Transmission | Internal | Shoulder | B12 | 200 | 900 | 0 | 121.07 | 124.1 | 7 | 0
2035 | VACAR_2_TVA_Transmission | VACAR | TVA_Transmission | Internal | Shoulder | B13 | 600 | 900 | 0 | 121.07 | 120.76 | 7 | 0
2035 | VACAR_2_TVA_Transmission | VACAR | TVA_Transmission | Internal | Shoulder | B14 | 900 | 900 | 0 | 121.07 | 119.99 | 7 | 0
2035 | VACAR_2_TVA_Transmission | VACAR | TVA_Transmission | Internal | Shoulder | B15 | 1203 | 900 | 0 | 116.18 | 119.35 | 7 | 0
2035 | VACAR_2_TVA_Transmission | VACAR | TVA_Transmission | Internal | Summer | B1 | 10 | 900 | 0 | 221.18 | 225.18 | 7 | 0
2035 | VACAR_2_TVA_Transmission | VACAR | TVA_Transmission | Internal | Summer | B2 | 25 | 900 | 0 | 221.76 | 221.3 | 7 | 0
2035 | VACAR_2_TVA_Transmission | VACAR | TVA_Transmission | Internal | Summer | B3 | 75 | 900 | 298.76 | 211.6 | 218.6 | 7 | 0
2035 | VACAR_2_TVA_Transmission | VACAR | TVA_Transmission | Internal | Summer | B4 | 100 | 900 | 900 | 170.46 | 186.46 | 7 | 9
2035 | VACAR_2_TVA_Transmission | VACAR | TVA_Transmission | Internal | Summer | B5 | 200 | 900 | 0 | 148.59 | 155.14 | 7 | 0
2035 | VACAR_2_TVA_Transmission | VACAR | TVA_Transmission | Internal | Summer | B6 | 300 | 900 | 900 | 119.33 | 133.33 | 7 | 7.01
2035 | VACAR_2_TVA_Transmission | VACAR | TVA_Transmission | Internal | Summer | B7 | 400 | 900 | 0 | 118.95 | 125.59 | 7 | 0
2035 | VACAR_2_TVA_Transmission | VACAR | TVA_Transmission | Internal | Summer | B8 | 500 | 900 | 0 | 118.95 | 121.44 | 7 | 0
2035 | VACAR_2_TVA_Transmission | VACAR | TVA_Transmission | Internal | Summer | B9 | 800 | 900 | 0 | 118.95 | 118.58 | 7 | 0
2035 | VACAR_2_TVA_Transmission | VACAR | TVA_Transmission | Internal | Summer | B10 | 1262 | 900 | 0 | 118.95 | 118.11 | 7 | 0
2035 | VACAR_2_TVA_Transmission | VACAR | TVA_Transmission | Internal | Winter | B16 | 25 | 900 | 0 | 130.43 | 135.71 | 7 | 0
2035 | VACAR_2_TVA_Transmission | VACAR | TVA_Transmission | Internal | Winter | B17 | 100 | 900 | 0 | 125.9 | 129.66 | 7 | 0
2035 | VACAR_2_TVA_Transmission | VACAR | TVA_Transmission | Internal | Winter | B18 | 400 | 900 | 0 | 125.9 | 123.72 | 7 | 0
2035 | VACAR_2_TVA_Transmission | VACAR | TVA_Transmission | Internal | Winter | B19 | 700 | 900 | 0 | 125.9 | 122.96 | 7 | 0
2035 | VACAR_2_TVA_Transmission | VACAR | TVA_Transmission | Internal | Winter | B20 | 935 | 900 | 0 | 124.29 | 122.41 | 7 | 0
2040 | ENT_2_MISO_MO-IL | ENT | MISO_MO-IL | Internal | Shoulder | B11 | 25 | 2260 | 0 | 162.43 | 155.22 | 8 | 0
2040 | ENT_2_MISO_MO-IL | ENT | MISO_MO-IL | Internal | Shoulder | B12 | 200 | 2260 | 0 | 156.63 | 153.9 | 8 | 0
2040 | ENT_2_MISO_MO-IL | ENT | MISO_MO-IL | Internal | Shoulder | B13 | 600 | 2260 | 0 | 156.63 | 153.9 | 8 | 0
2040 | ENT_2_MISO_MO-IL | ENT | MISO_MO-IL | Internal | Shoulder | B14 | 900 | 2260 | 2088.59 | 142.42 | 150.42 | 8 | 0
2040 | ENT_2_MISO_MO-IL | ENT | MISO_MO-IL | Internal | Shoulder | B15 | 1203 | 2260 | 1405.84 | 78.5 | 86.5 | 8 | 0
2040 | ENT_2_MISO_MO-IL | ENT | MISO_MO-IL | Internal | Summer | B1 | 10 | 2260 | 0 | 290.01 | 284.47 | 8 | 0
2040 | ENT_2_MISO_MO-IL | ENT | MISO_MO-IL | Internal | Summer | B2 | 25 | 2260 | 0 | 288.81 | 284.23 | 8 | 0
2040 | ENT_2_MISO_MO-IL | ENT | MISO_MO-IL | Internal | Summer | B3 | 75 | 2260 | 0 | 284.23 | 284.23 | 8 | 0
2040 | ENT_2_MISO_MO-IL | ENT | MISO_MO-IL | Internal | Summer | B4 | 100 | 2260 | 0 | 193.34 | 194.14 | 8 | 0
2040 | ENT_2_MISO_MO-IL | ENT | MISO_MO-IL | Internal | Summer | B5 | 200 | 2260 | 298.89 | 180.56 | 188.56 | 8 | 0
2040 | ENT_2_MISO_MO-IL | ENT | MISO_MO-IL | Internal | Summer | B6 | 300 | 2260 | 0 | 172.71 | 173.1 | 8 | 0
2040 | ENT_2_MISO_MO-IL | ENT | MISO_MO-IL | Internal | Summer | B7 | 400 | 2260 | 0 | 165.96 | 165.96 | 8 | 0
2040 | ENT_2_MISO_MO-IL | ENT | MISO_MO-IL | Internal | Summer | B8 | 500 | 2260 | 0 | 154.98 | 152.3 | 8 | 0
2040 | ENT_2_MISO_MO-IL | ENT | MISO_MO-IL | Internal | Summer | B9 | 800 | 2260 | 0 | 154.98 | 152.3 | 8 | 0
2040 | ENT_2_MISO_MO-IL | ENT | MISO_MO-IL | Internal | Summer | B10 | 1262 | 2260 | 1894.92 | 91.58 | 99.58 | 8 | 0
2040 | ENT_2_MISO_MO-IL | ENT | MISO_MO-IL | Internal | Winter | B16 | 25 | 2260 | 0 | 160.17 | 157.29 | 8 | 0
2040 | ENT_2_MISO_MO-IL | ENT | MISO_MO-IL | Internal | Winter | B17 | 100 | 2260 | 0 | 153.97 | 157.27 | 8 | 0
2040 | ENT_2_MISO_MO-IL | ENT | MISO_MO-IL | Internal | Winter | B18 | 400 | 2260 | 0 | 157.27 | 157.27 | 8 | 0
2040 | ENT_2_MISO_MO-IL | ENT | MISO_MO-IL | Internal | Winter | B19 | 700 | 2260 | 0 | 146.22 | 152.71 | 8 | 0
2040 | ENT_2_MISO_MO-IL | ENT | MISO_MO-IL | Internal | Winter | B20 | 935 | 2260 | 984.21 | 80.21 | 88.21 | 8 | 0
2040 | ENT_2_SOCO | ENT | SOCO | Internal | Shoulder | B11 | 25 | 2000 | 0 | 162.43 | 166.21 | 8 | 0
2040 | ENT_2_SOCO | ENT | SOCO | Internal | Shoulder | B12 | 200 | 2000 | 0 | 156.63 | 152.96 | 8 | 0
2040 | ENT_2_SOCO | ENT | SOCO | Internal | Shoulder | B13 | 600 | 2000 | 0 | 156.63 | 150.42 | 8 | 0
2040 | ENT_2_SOCO | ENT | SOCO | Internal | Shoulder | B14 | 900 | 2000 | 644.74 | 142.42 | 150.42 | 8 | 0
2040 | ENT_2_SOCO | ENT | SOCO | Internal | Shoulder | B15 | 1203 | 2000 | 0 | 78.5 | 76.5 | 8 | 0
2040 | ENT_2_SOCO | ENT | SOCO | Internal | Summer | B1 | 10 | 2000 | 1525.26 | 290.01 | 298.01 | 8 | 0
2040 | ENT_2_SOCO | ENT | SOCO | Internal | Summer | B2 | 25 | 2000 | 1808.42 | 288.81 | 296.81 | 8 | 0
2040 | ENT_2_SOCO | ENT | SOCO | Internal | Summer | B3 | 75 | 2000 | 532.66 | 284.23 | 292.23 | 8 | 0
2040 | ENT_2_SOCO | ENT | SOCO | Internal | Summer | B4 | 100 | 2000 | 0 | 193.34 | 183.34 | 8 | 0
2040 | ENT_2_SOCO | ENT | SOCO | Internal | Summer | B5 | 200 | 2000 | 0 | 180.56 | 182.84 | 8 | 0
2040 | ENT_2_SOCO | ENT | SOCO | Internal | Summer | B6 | 300 | 2000 | 0 | 172.71 | 162.71 | 8 | 0
2040 | ENT_2_SOCO | ENT | SOCO | Internal | Summer | B7 | 400 | 2000 | 0 | 165.96 | 157.34 | 8 | 0
2040 | ENT_2_SOCO | ENT | SOCO | Internal | Summer | B8 | 500 | 2000 | 0 | 154.98 | 157.34 | 8 | 0
2040 | ENT_2_SOCO | ENT | SOCO | Internal | Summer | B9 | 800 | 2000 | 0 | 154.98 | 155.48 | 8 | 0
2040 | ENT_2_SOCO | ENT | SOCO | Internal | Summer | B10 | 1262 | 2000 | 0 | 91.58 | 82.58 | 8 | 0
2040 | ENT_2_SOCO | ENT | SOCO | Internal | Winter | B16 | 25 | 2000 | 78.08 | 160.17 | 168.17 | 8 | 0
2040 | ENT_2_SOCO | ENT | SOCO | Internal | Winter | B17 | 100 | 2000 | 4.01 | 153.97 | 161.97 | 8 | 0
2040 | ENT_2_SOCO | ENT | SOCO | Internal | Winter | B18 | 400 | 2000 | 0 | 157.27 | 150.71 | 8 | 0
2040 | ENT_2_SOCO | ENT | SOCO | Internal | Winter | B19 | 700 | 2000 | 0 | 146.22 | 150.71 | 8 | 0
2040 | ENT_2_SOCO | ENT | SOCO | Internal | Winter | B20 | 935 | 2000 | 0 | 80.21 | 78.92 | 8 | 0
2040 | ENT_2_SPP_N | ENT | SPP_N | Internal | Shoulder | B11 | 25 | 1300 | 0 | 162.43 | 157.43 | 8 | 0
2040 | ENT_2_SPP_N | ENT | SPP_N | Internal | Shoulder | B12 | 200 | 1300 | 0 | 156.63 | 156.44 | 8 | 0
2040 | ENT_2_SPP_N | ENT | SPP_N | Internal | Shoulder | B13 | 600 | 1300 | 0 | 156.63 | 151.63 | 8 | 0
2040 | ENT_2_SPP_N | ENT | SPP_N | Internal | Shoulder | B14 | 900 | 1300 | 0 | 142.42 | 118.38 | 8 | 0
2040 | ENT_2_SPP_N | ENT | SPP_N | Internal | Shoulder | B15 | 1203 | 1300 | 0 | 78.5 | 73.5 | 8 | 0
2040 | ENT_2_SPP_N | ENT | SPP_N | Internal | Summer | B1 | 10 | 1300 | 0 | 290.01 | 279.47 | 8 | 0
2040 | ENT_2_SPP_N | ENT | SPP_N | Internal | Summer | B2 | 25 | 1300 | 0 | 288.81 | 283.81 | 8 | 0
2040 | ENT_2_SPP_N | ENT | SPP_N | Internal | Summer | B3 | 75 | 1300 | 0 | 284.23 | 279.24 | 8 | 0
2040 | ENT_2_SPP_N | ENT | SPP_N | Internal | Summer | B4 | 100 | 1300 | 0 | 193.34 | 189.27 | 8 | 0
2040 | ENT_2_SPP_N | ENT | SPP_N | Internal | Summer | B5 | 200 | 1300 | 0 | 180.56 | 184.17 | 8 | 0
2040 | ENT_2_SPP_N | ENT | SPP_N | Internal | Summer | B6 | 300 | 1300 | 0 | 172.71 | 180.69 | 8 | 0
2040 | ENT_2_SPP_N | ENT | SPP_N | Internal | Summer | B7 | 400 | 1300 | 0 | 165.96 | 168.6 | 8 | 0
2040 | ENT_2_SPP_N | ENT | SPP_N | Internal | Summer | B8 | 500 | 1300 | 0 | 154.98 | 155.86 | 8 | 0
2040 | ENT_2_SPP_N | ENT | SPP_N | Internal | Summer | B9 | 800 | 1300 | 0 | 154.98 | 154.73 | 8 | 0
2040 | ENT_2_SPP_N | ENT | SPP_N | Internal | Summer | B10 | 1262 | 1300 | 0 | 91.58 | 86.58 | 8 | 0
2040 | ENT_2_SPP_N | ENT | SPP_N | Internal | Winter | B16 | 25 | 1300 | 0 | 160.17 | 152.29 | 8 | 0
2040 | ENT_2_SPP_N | ENT | SPP_N | Internal | Winter | B17 | 100 | 1300 | 0 | 153.97 | 141.23 | 8 | 0
2040 | ENT_2_SPP_N | ENT | SPP_N | Internal | Winter | B18 | 400 | 1300 | 0 | 157.27 | 152.27 | 8 | 0
2040 | ENT_2_SPP_N | ENT | SPP_N | Internal | Winter | B19 | 700 | 1300 | 0 | 146.22 | 141.22 | 8 | 0
2040 | ENT_2_SPP_N | ENT | SPP_N | Internal | Winter | B20 | 935 | 1300 | 0 | 80.21 | 73.54 | 8 | 0
2040 | ENT_2_SPP_S | ENT | SPP_S | Internal | Shoulder | B11 | 25 | 1300 | 0 | 162.43 | 157.44 | 8 | 0
2040 | ENT_2_SPP_S | ENT | SPP_S | Internal | Shoulder | B12 | 200 | 1300 | 0 | 156.63 | 156.45 | 8 | 0
2040 | ENT_2_SPP_S | ENT | SPP_S | Internal | Shoulder | B13 | 600 | 1300 | 0 | 156.63 | 151.64 | 8 | 0
2040 | ENT_2_SPP_S | ENT | SPP_S | Internal | Shoulder | B14 | 900 | 1300 | 0 | 142.42 | 118.37 | 8 | 0
2040 | ENT_2_SPP_S | ENT | SPP_S | Internal | Shoulder | B15 | 1203 | 1300 | 0 | 78.5 | 73.5 | 8 | 0
2040 | ENT_2_SPP_S | ENT | SPP_S | Internal | Summer | B1 | 10 | 1300 | 0 | 290.01 | 180.29 | 8 | 0
2040 | ENT_2_SPP_S | ENT | SPP_S | Internal | Summer | B2 | 25 | 1300 | 0 | 288.81 | 259.63 | 8 | 0
2040 | ENT_2_SPP_S | ENT | SPP_S | Internal | Summer | B3 | 75 | 1300 | 0 | 284.23 | 279.23 | 8 | 0
2040 | ENT_2_SPP_S | ENT | SPP_S | Internal | Summer | B4 | 100 | 1300 | 0 | 193.34 | 189.29 | 8 | 0
2040 | ENT_2_SPP_S | ENT | SPP_S | Internal | Summer | B5 | 200 | 1300 | 0 | 180.56 | 184.18 | 8 | 0
2040 | ENT_2_SPP_S | ENT | SPP_S | Internal | Summer | B6 | 300 | 1300 | 417.63 | 172.71 | 180.71 | 8 | 0
2040 | ENT_2_SPP_S | ENT | SPP_S | Internal | Summer | B7 | 400 | 1300 | 1300 | 165.96 | 175.49 | 8 | 1.54
2040 | ENT_2_SPP_S | ENT | SPP_S | Internal | Summer | B8 | 500 | 1300 | 0 | 154.98 | 155.87 | 8 | 0
2040 | ENT_2_SPP_S | ENT | SPP_S | Internal | Summer | B9 | 800 | 1300 | 0 | 154.98 | 154.74 | 8 | 0
2040 | ENT_2_SPP_S | ENT | SPP_S | Internal | Summer | B10 | 1262 | 1300 | 0 | 91.58 | 86.59 | 8 | 0
2040 | ENT_2_SPP_S | ENT | SPP_S | Internal | Winter | B16 | 25 | 1300 | 0 | 160.17 | 152.3 | 8 | 0
2040 | ENT_2_SPP_S | ENT | SPP_S | Internal | Winter | B17 | 100 | 1300 | 0 | 153.97 | 141.24 | 8 | 0
2040 | ENT_2_SPP_S | ENT | SPP_S | Internal | Winter | B18 | 400 | 1300 | 0 | 157.27 | 152.28 | 8 | 0
2040 | ENT_2_SPP_S | ENT | SPP_S | Internal | Winter | B19 | 700 | 1300 | 0 | 146.22 | 141.23 | 8 | 0
2040 | ENT_2_SPP_S | ENT | SPP_S | Internal | Winter | B20 | 935 | 1300 | 0 | 80.21 | 73.5 | 8 | 0
2040 | ENT_2_TVA_Transmission | ENT | TVA_Transmission | Internal | Shoulder | B11 | 25 | 2100 | 0 | 162.43 | 158.64 | 8 | 0
2040 | ENT_2_TVA_Transmission | ENT | TVA_Transmission | Internal | Shoulder | B12 | 200 | 2100 | 0 | 156.63 | 152.37 | 8 | 0
2040 | ENT_2_TVA_Transmission | ENT | TVA_Transmission | Internal | Shoulder | B13 | 600 | 2100 | 0 | 156.63 | 149.9 | 8 | 0
2040 | ENT_2_TVA_Transmission | ENT | TVA_Transmission | Internal | Shoulder | B14 | 900 | 2100 | 0 | 142.42 | 149.38 | 8 | 0
2040 | ENT_2_TVA_Transmission | ENT | TVA_Transmission | Internal | Shoulder | B15 | 1203 | 2100 | 1277.09 | 78.5 | 86.5 | 8 | 0
2040 | ENT_2_TVA_Transmission | ENT | TVA_Transmission | Internal | Summer | B1 | 10 | 2100 | 0 | 290.01 | 292.47 | 8 | 0
2040 | ENT_2_TVA_Transmission | ENT | TVA_Transmission | Internal | Summer | B2 | 25 | 2100 | 0 | 288.81 | 291.01 | 8 | 0
2040 | ENT_2_TVA_Transmission | ENT | TVA_Transmission | Internal | Summer | B3 | 75 | 2100 | 0 | 284.23 | 283.23 | 8 | 0
2040 | ENT_2_TVA_Transmission | ENT | TVA_Transmission | Internal | Summer | B4 | 100 | 2100 | 0 | 193.34 | 185.14 | 8 | 0
2040 | ENT_2_TVA_Transmission | ENT | TVA_Transmission | Internal | Summer | B5 | 200 | 2100 | 0 | 180.56 | 179.56 | 8 | 0
2040 | ENT_2_TVA_Transmission | ENT | TVA_Transmission | Internal | Summer | B6 | 300 | 2100 | 0 | 172.71 | 164.1 | 8 | 0
2040 | ENT_2_TVA_Transmission | ENT | TVA_Transmission | Internal | Summer | B7 | 400 | 2100 | 0 | 165.96 | 156.96 | 8 | 0
2040 | ENT_2_TVA_Transmission | ENT | TVA_Transmission | Internal | Summer | B8 | 500 | 2100 | 0 | 154.98 | 156.47 | 8 | 0
2040 | ENT_2_TVA_Transmission | ENT | TVA_Transmission | Internal | Summer | B9 | 800 | 2100 | 0 | 154.98 | 156.47 | 8 | 0
2040 | ENT_2_TVA_Transmission | ENT | TVA_Transmission | Internal | Summer | B10 | 1262 | 2100 | 0 | 91.58 | 92.58 | 8 | 0
2040 | ENT_2_TVA_Transmission | ENT | TVA_Transmission | Internal | Winter | B16 | 25 | 2100 | 0 | 160.17 | 161.04 | 8 | 0
2040 | ENT_2_TVA_Transmission | ENT | TVA_Transmission | Internal | Winter | B17 | 100 | 2100 | 0 | 153.97 | 161.14 | 8 | 0
2040 | ENT_2_TVA_Transmission | ENT | TVA_Transmission | Internal | Winter | B18 | 400 | 2100 | 0 | 157.27 | 150.71 | 8 | 0
2040 | ENT_2_TVA_Transmission | ENT | TVA_Transmission | Internal | Winter | B19 | 700 | 2100 | 0 | 146.22 | 149.42 | 8 | 0
2040 | ENT_2_TVA_Transmission | ENT | TVA_Transmission | Internal | Winter | B20 | 935 | 2100 | 2100 | 80.21 | 88.86 | 8 | 0.66
2040 | FRCC_2_SOCO | FRCC | SOCO | Internal | Shoulder | B11 | 25 | 900 | 0 | 176.21 | 166.21 | 8 | 0
2040 | FRCC_2_SOCO | FRCC | SOCO | Internal | Shoulder | B12 | 200 | 900 | 0 | 162.96 | 152.96 | 8 | 0
2040 | FRCC_2_SOCO | FRCC | SOCO | Internal | Shoulder | B13 | 600 | 900 | 0 | 162.96 | 150.42 | 8 | 0
2040 | FRCC_2_SOCO | FRCC | SOCO | Internal | Shoulder | B14 | 900 | 900 | 0 | 162.96 | 150.42 | 8 | 0
2040 | FRCC_2_SOCO | FRCC | SOCO | Internal | Shoulder | B15 | 1203 | 900 | 0 | 69.63 | 76.5 | 8 | 0
2040 | FRCC_2_SOCO | FRCC | SOCO | Internal | Summer | B1 | 10 | 900 | 0 | 299.8 | 298.01 | 8 | 0
2040 | FRCC_2_SOCO | FRCC | SOCO | Internal | Summer | B2 | 25 | 900 | 0 | 299.8 | 296.81 | 8 | 0
2040 | FRCC_2_SOCO | FRCC | SOCO | Internal | Summer | B3 | 75 | 900 | 0 | 299.8 | 292.23 | 8 | 0
2040 | FRCC_2_SOCO | FRCC | SOCO | Internal | Summer | B4 | 100 | 900 | 0 | 193.34 | 183.34 | 8 | 0
2040 | FRCC_2_SOCO | FRCC | SOCO | Internal | Summer | B5 | 200 | 900 | 0 | 188.71 | 182.84 | 8 | 0
2040 | FRCC_2_SOCO | FRCC | SOCO | Internal | Summer | B6 | 300 | 900 | 0 | 161.9 | 162.71 | 8 | 0
2040 | FRCC_2_SOCO | FRCC | SOCO | Internal | Summer | B7 | 400 | 900 | 0 | 161.9 | 157.34 | 8 | 0
2040 | FRCC_2_SOCO | FRCC | SOCO | Internal | Summer | B8 | 500 | 900 | 0 | 161.9 | 157.34 | 8 | 0
2040 | FRCC_2_SOCO | FRCC | SOCO | Internal | Summer | B9 | 800 | 900 | 0 | 161.9 | 155.48 | 8 | 0
2040 | FRCC_2_SOCO | FRCC | SOCO | Internal | Summer | B10 | 1262 | 900 | 900 | 73.5 | 82.58 | 8 | 1.08
2040 | FRCC_2_SOCO | FRCC | SOCO | Internal | Winter | B16 | 25 | 900 | 0 | 175.43 | 168.17 | 8 | 0
2040 | FRCC_2_SOCO | FRCC | SOCO | Internal | Winter | B17 | 100 | 900 | 0 | 165.65 | 161.97 | 8 | 0
2040 | FRCC_2_SOCO | FRCC | SOCO | Internal | Winter | B18 | 400 | 900 | 0 | 165.65 | 150.71 | 8 | 0
2040 | FRCC_2_SOCO | FRCC | SOCO | Internal | Winter | B19 | 700 | 900 | 0 | 162.12 | 150.71 | 8 | 0
2040 | FRCC_2_SOCO | FRCC | SOCO | Internal | Winter | B20 | 935 | 900 | 0 | 73.5 | 78.92 | 8 | 0
2040 | HQ_NEISO_2_NEISO | HQ_NEISO | NEISO | Internal | Shoulder | B11 | 25 | 99999 | 3866.9 | 73.48 | 73.5 | 0.01 | 0
2040 | HQ_NEISO_2_NEISO | HQ_NEISO | NEISO | Internal | Shoulder | B12 | 200 | 99999 | 3857.4 | 73.48 | 73.5 | 0.01 | 0
2040 | HQ_NEISO_2_NEISO | HQ_NEISO | NEISO | Internal | Shoulder | B13 | 600 | 99999 | 3820.02 | 73.48 | 73.5 | 0.01 | 0
2040 | HQ_NEISO_2_NEISO | HQ_NEISO | NEISO | Internal | Shoulder | B14 | 900 | 99999 | 3754.63 | 73.48 | 73.5 | 0.01 | 0
2040 | HQ_NEISO_2_NEISO | HQ_NEISO | NEISO | Internal | Shoulder | B15 | 1203 | 99999 | 1797.77 | 73.48 | 73.5 | 0.01 | 0
2040 | HQ_NEISO_2_NEISO | HQ_NEISO | NEISO | Internal | Summer | B1 | 10 | 99999 | 4396.59 | 177.04 | 177.05 | 0.01 | 0
2040 | HQ_NEISO_2_NEISO | HQ_NEISO | NEISO | Internal | Summer | B2 | 25 | 99999 | 4333.83 | 242.26 | 242.27 | 0.01 | 0
2040 | HQ_NEISO_2_NEISO | HQ_NEISO | NEISO | Internal | Summer | B3 | 75 | 99999 | 4208.73 | 176.04 | 176.05 | 0.01 | 0
2040 | HQ_NEISO_2_NEISO | HQ_NEISO | NEISO | Internal | Summer | B4 | 100 | 99999 | 4101.2 | 165.93 | 165.94 | 0.01 | 0
2040 | HQ_NEISO_2_NEISO | HQ_NEISO | NEISO | Internal | Summer | B5 | 200 | 99999 | 4042.71 | 165.93 | 165.94 | 0.01 | 0
2040 | HQ_NEISO_2_NEISO | HQ_NEISO | NEISO | Internal | Summer | B6 | 300 | 99999 | 3976.74 | 165.67 | 165.69 | 0.01 | 0
2040 | HQ_NEISO_2_NEISO | HQ_NEISO | NEISO | Internal | Summer | B7 | 400 | 99999 | 3901.16 | 152.96 | 152.97 | 0.01 | 0
2040 | HQ_NEISO_2_NEISO | HQ_NEISO | NEISO | Internal | Summer | B8 | 500 | 99999 | 3841.73 | 143.31 | 143.33 | 0.01 | 0
2040 | HQ_NEISO_2_NEISO | HQ_NEISO | NEISO | Internal | Summer | B9 | 800 | 99999 | 3768.93 | 142.53 | 142.54 | 0.01 | 0
2040 | HQ_NEISO_2_NEISO | HQ_NEISO | NEISO | Internal | Summer | B10 | 1262 | 99999 | 1472.05 | 131 | 131.01 | 0.01 | 0
2040 | HQ_NEISO_2_NEISO | HQ_NEISO | NEISO | Internal | Winter | B16 | 25 | 99999 | 3998.52 | 73.48 | 73.5 | 0.01 | 0
2040 | HQ_NEISO_2_NEISO | HQ_NEISO | NEISO | Internal | Winter | B17 | 100 | 99999 | 3945.7 | 73.48 | 73.5 | 0.01 | 0
2040 | HQ_NEISO_2_NEISO | HQ_NEISO | NEISO | Internal | Winter | B18 | 400 | 99999 | 3905.27 | 73.48 | 73.5 | 0.01 | 0
2040 | HQ_NEISO_2_NEISO | HQ_NEISO | NEISO | Internal | Winter | B19 | 700 | 99999 | 3829.95 | 73.48 | 73.5 | 0.01 | 0
2040 | HQ_NEISO_2_NEISO | HQ_NEISO | NEISO | Internal | Winter | B20 | 935 | 99999 | 1964.44 | 73.48 | 73.5 | 0.01 | 0
2040 | HQ_NY_2_NYISO_A-F | HQ_NY | NYISO_A-F | Internal | Shoulder | B11 | 25 | 99999 | 2812.37 | 94.62 | 94.63 | 0.01 | 0
2040 | HQ_NY_2_NYISO_A-F | HQ_NY | NYISO_A-F | Internal | Shoulder | B12 | 200 | 99999 | 2847.79 | 94.62 | 94.63 | 0.01 | 0
2040 | HQ_NY_2_NYISO_A-F | HQ_NY | NYISO_A-F | Internal | Shoulder | B13 | 600 | 99999 | 2781.95 | 94.62 | 94.63 | 0.01 | 0
2040 | HQ_NY_2_NYISO_A-F | HQ_NY | NYISO_A-F | Internal | Shoulder | B14 | 900 | 99999 | 2673.23 | 94.62 | 94.63 | 0.01 | 0
2040 | HQ_NY_2_NYISO_A-F | HQ_NY | NYISO_A-F | Internal | Shoulder | B15 | 1203 | 99999 | 1582.7 | 80.62 | 80.63 | 0.01 | 0
2040 | HQ_NY_2_NYISO_A-F | HQ_NY | NYISO_A-F | Internal | Summer | B1 | 10 | 99999 | 3500.1 | 172.32 | 172.33 | 0.01 | 0
2040 | HQ_NY_2_NYISO_A-F | HQ_NY | NYISO_A-F | Internal | Summer | B2 | 25 | 99999 | 3406.71 | 173.04 | 173.05 | 0.01 | 0
2040 | HQ_NY_2_NYISO_A-F | HQ_NY | NYISO_A-F | Internal | Summer | B3 | 75 | 99999 | 3266.7 | 173.04 | 173.05 | 0.01 | 0
2040 | HQ_NY_2_NYISO_A-F | HQ_NY | NYISO_A-F | Internal | Summer | B4 | 100 | 99999 | 3116.37 | 173.04 | 173.05 | 0.01 | 0
2040 | HQ_NY_2_NYISO_A-F | HQ_NY | NYISO_A-F | Internal | Summer | B5 | 200 | 99999 | 3025.59 | 173.04 | 173.05 | 0.01 | 0
2040 | HQ_NY_2_NYISO_A-F | HQ_NY | NYISO_A-F | Internal | Summer | B6 | 300 | 99999 | 2934.96 | 168.66 | 168.67 | 0.01 | 0
2040 | HQ_NY_2_NYISO_A-F | HQ_NY | NYISO_A-F | Internal | Summer | B7 | 400 | 99999 | 2830.84 | 155.96 | 155.97 | 0.01 | 0
2040 | HQ_NY_2_NYISO_A-F | HQ_NY | NYISO_A-F | Internal | Summer | B8 | 500 | 99999 | 2760.34 | 146.3 | 146.31 | 0.01 | 0
2040 | HQ_NY_2_NYISO_A-F | HQ_NY | NYISO_A-F | Internal | Summer | B9 | 800 | 99999 | 2664.8 | 144.05 | 144.06 | 0.01 | 0
2040 | HQ_NY_2_NYISO_A-F | HQ_NY | NYISO_A-F | Internal | Summer | B10 | 1262 | 99999 | 1436.41 | 128 | 128.01 | 0.01 | 0
2040 | HQ_NY_2_NYISO_A-F | HQ_NY | NYISO_A-F | Internal | Winter | B16 | 25 | 99999 | 3058.87 | 83.94 | 83.95 | 0.01 | 0
2040 | HQ_NY_2_NYISO_A-F | HQ_NY | NYISO_A-F | Internal | Winter | B17 | 100 | 99999 | 3001.1 | 80.62 | 80.63 | 0.01 | 0
2040 | HQ_NY_2_NYISO_A-F | HQ_NY | NYISO_A-F | Internal | Winter | B18 | 400 | 99999 | 2934.69 | 80.62 | 80.63 | 0.01 | 0
2040 | HQ_NY_2_NYISO_A-F | HQ_NY | NYISO_A-F | Internal | Winter | B19 | 700 | 99999 | 2819.07 | 80.62 | 80.63 | 0.01 | 0
2040 | HQ_NY_2_NYISO_A-F | HQ_NY | NYISO_A-F | Internal | Winter | B20 | 935 | 99999 | 1762.97 | 80.62 | 80.63 | 0.01 | 0
2040 | HQ_IESO_2_IESO | HQ_IESO | IESO | Internal | Shoulder | B11 | 25 | 99999 | 467.25 | 87.62 | 87.63 | 0.01 | 0
2040 | HQ_IESO_2_IESO | HQ_IESO | IESO | Internal | Shoulder | B12 | 200 | 99999 | 469.06 | 87.62 | 87.63 | 0.01 | 0
2040 | HQ_IESO_2_IESO | HQ_IESO | IESO | Internal | Shoulder | B13 | 600 | 99999 | 466.9 | 87.62 | 87.63 | 0.01 | 0
2040 | HQ_IESO_2_IESO | HQ_IESO | IESO | Internal | Shoulder | B14 | 900 | 99999 | 462.95 | 87.62 | 87.63 | 0.01 | 0
2040 | HQ_IESO_2_IESO | HQ_IESO | IESO | Internal | Shoulder | B15 | 1203 | 99999 | 128.57 | 87.62 | 87.63 | 0.01 | 0
2040 | HQ_IESO_2_IESO | HQ_IESO | IESO | Internal | Summer | B1 | 10 | 99999 | 488.01 | 165.32 | 165.33 | 0.01 | 0
2040 | HQ_IESO_2_IESO | HQ_IESO | IESO | Internal | Summer | B2 | 25 | 99999 | 484.21 | 166.04 | 166.05 | 0.01 | 0
2040 | HQ_IESO_2_IESO | HQ_IESO | IESO | Internal | Summer | B3 | 75 | 99999 | 478.77 | 165.32 | 165.33 | 0.01 | 0
2040 | HQ_IESO_2_IESO | HQ_IESO | IESO | Internal | Summer | B4 | 100 | 99999 | 475.28 | 165.32 | 165.33 | 0.01 | 0
2040 | HQ_IESO_2_IESO | HQ_IESO | IESO | Internal | Summer | B5 | 200 | 99999 | 472.55 | 87.56 | 87.57 | 0.01 | 0
2040 | HQ_IESO_2_IESO | HQ_IESO | IESO | Internal | Summer | B6 | 300 | 99999 | 470.41 | 82.62 | 82.63 | 0.01 | 0
2040 | HQ_IESO_2_IESO | HQ_IESO | IESO | Internal | Summer | B7 | 400 | 99999 | 467.7 | 82.62 | 82.63 | 0.01 | 0
2040 | HQ_IESO_2_IESO | HQ_IESO | IESO | Internal | Summer | B8 | 500 | 99999 | 464.74 | 82.62 | 82.63 | 0.01 | 0
2040 | HQ_IESO_2_IESO | HQ_IESO | IESO | Internal | Summer | B9 | 800 | 99999 | 461.51 | 82.62 | 82.63 | 0.01 | 0
2040 | HQ_IESO_2_IESO | HQ_IESO | IESO | Internal | Summer | B10 | 1262 | 99999 | 65.15 | 82.62 | 82.63 | 0.01 | 0
2040 | HQ_IESO_2_IESO | HQ_IESO | IESO | Internal | Winter | B16 | 25 | 99999 | 477.62 | 87.62 | 87.63 | 0.01 | 0
2040 | HQ_IESO_2_IESO | HQ_IESO | IESO | Internal | Winter | B17 | 100 | 99999 | 475.49 | 87.62 | 87.63 | 0.01 | 0
2040 | HQ_IESO_2_IESO | HQ_IESO | IESO | Internal | Winter | B18 | 400 | 99999 | 473.04 | 87.62 | 87.63 | 0.01 | 0
2040 | HQ_IESO_2_IESO | HQ_IESO | IESO | Internal | Winter | B19 | 700 | 99999 | 468.68 | 87.62 | 87.63 | 0.01 | 0
2040 | HQ_IESO_2_IESO | HQ_IESO | IESO | Internal | Winter | B20 | 935 | 99999 | 149.75 | 87.62 | 87.63 | 0.01 | 0
2040 | IESO_2_MAPP_CA | IESO | MAPP_CA | Internal | Shoulder | B11 | 25 | 262 | 0 | 87.63 | 74.71 | 7 | 0
2040 | IESO_2_MAPP_CA | IESO | MAPP_CA | Internal | Shoulder | B12 | 200 | 262 | 0 | 87.63 | 74.71 | 7 | 0
2040 | IESO_2_MAPP_CA | IESO | MAPP_CA | Internal | Shoulder | B13 | 600 | 262 | 0 | 87.63 | 74.71 | 7 | 0
2040 | IESO_2_MAPP_CA | IESO | MAPP_CA | Internal | Shoulder | B14 | 900 | 262 | 0 | 87.63 | 74.71 | 7 | 0
2040 | IESO_2_MAPP_CA | IESO | MAPP_CA | Internal | Shoulder | B15 | 1203 | 262 | 0 | 87.63 | 74.71 | 7 | 0
2040 | IESO_2_MAPP_CA | IESO | MAPP_CA | Internal | Summer | B1 | 10 | 262 | 0 | 165.33 | 79.57 | 7 | 0
2040 | IESO_2_MAPP_CA | IESO | MAPP_CA | Internal | Summer | B2 | 25 | 262 | 0 | 166.05 | 79.57 | 7 | 0
2040 | IESO_2_MAPP_CA | IESO | MAPP_CA | Internal | Summer | B3 | 75 | 262 | 0 | 165.33 | 79.57 | 7 | 0
2040 | IESO_2_MAPP_CA | IESO | MAPP_CA | Internal | Summer | B4 | 100 | 262 | 0 | 165.33 | 79.57 | 7 | 0
2040 | IESO_2_MAPP_CA | IESO | MAPP_CA | Internal | Summer | B5 | 200 | 262 | 0 | 87.57 | 79.57 | 7 | 0
2040 | IESO_2_MAPP_CA | IESO | MAPP_CA | Internal | Summer | B6 | 300 | 262 | 0 | 82.63 | 79.57 | 7 | 0
2040 | IESO_2_MAPP_CA | IESO | MAPP_CA | Internal | Summer | B7 | 400 | 262 | 0 | 82.63 | 79.57 | 7 | 0
2040 | IESO_2_MAPP_CA | IESO | MAPP_CA | Internal | Summer | B8 | 500 | 262 | 0 | 82.63 | 79.57 | 7 | 0
2040 | IESO_2_MAPP_CA | IESO | MAPP_CA | Internal | Summer | B9 | 800 | 262 | 0 | 82.63 | 79.57 | 7 | 0
2040 | IESO_2_MAPP_CA | IESO | MAPP_CA | Internal | Summer | B10 | 1262 | 262 | 0 | 82.63 | 79.57 | 7 | 0
2040 | IESO_2_MAPP_CA | IESO | MAPP_CA | Internal | Winter | B16 | 25 | 262 | 0 | 87.63 | 78.56 | 7 | 0
2040 | IESO_2_MAPP_CA | IESO | MAPP_CA | Internal | Winter | B17 | 100 | 262 | 0 | 87.63 | 79.63 | 7 | 0
2040 | IESO_2_MAPP_CA | IESO | MAPP_CA | Internal | Winter | B18 | 400 | 262 | 0 | 87.63 | 79.63 | 7 | 0
2040 | IESO_2_MAPP_CA | IESO | MAPP_CA | Internal | Winter | B19 | 700 | 262 | 0 | 87.63 | 79.63 | 7 | 0
2040 | IESO_2_MAPP_CA | IESO | MAPP_CA | Internal | Winter | B20 | 935 | 262 | 0 | 87.63 | 78.56 | 7 | 0
2040 | IESO_2_MISO_MI | IESO | MISO_MI | Internal | Shoulder | B11 | 25 | 1840 | 1840 | 87.63 | 153.9 | 7 | 59.26
2040 | IESO_2_MISO_MI | IESO | MISO_MI | Internal | Shoulder | B12 | 200 | 1840 | 1840 | 87.63 | 153.9 | 7 | 59.26
2040 | IESO_2_MISO_MI | IESO | MISO_MI | Internal | Shoulder | B13 | 600 | 1840 | 1840 | 87.63 | 153.56 | 7 | 58.92
2040 | IESO_2_MISO_MI | IESO | MISO_MI | Internal | Shoulder | B14 | 900 | 1840 | 1840 | 87.63 | 151.1 | 7 | 56.47
2040 | IESO_2_MISO_MI | IESO | MISO_MI | Internal | Shoulder | B15 | 1203 | 1840 | 1494.27 | 87.63 | 94.63 | 7 | 0
2040 | IESO_2_MISO_MI | IESO | MISO_MI | Internal | Summer | B1 | 10 | 1840 | 1840 | 165.33 | 283.03 | 7 | 110.69
2040 | IESO_2_MISO_MI | IESO | MISO_MI | Internal | Summer | B2 | 25 | 1840 | 1840 | 166.05 | 283.01 | 7 | 109.96
2040 | IESO_2_MISO_MI | IESO | MISO_MI | Internal | Summer | B3 | 75 | 1840 | 1840 | 165.33 | 267.24 | 7 | 94.91
2040 | IESO_2_MISO_MI | IESO | MISO_MI | Internal | Summer | B4 | 100 | 1840 | 1840 | 165.33 | 177.97 | 7 | 5.63
2040 | IESO_2_MISO_MI | IESO | MISO_MI | Internal | Summer | B5 | 200 | 1840 | 1840 | 87.57 | 177.29 | 7 | 82.73
2040 | IESO_2_MISO_MI | IESO | MISO_MI | Internal | Summer | B6 | 300 | 1840 | 1840 | 82.63 | 152.3 | 7 | 62.67
2040 | IESO_2_MISO_MI | IESO | MISO_MI | Internal | Summer | B7 | 400 | 1840 | 1840 | 82.63 | 152.3 | 7 | 62.67
2040 | IESO_2_MISO_MI | IESO | MISO_MI | Internal | Summer | B8 | 500 | 1840 | 1840 | 82.63 | 152.3 | 7 | 62.67
2040 | IESO_2_MISO_MI | IESO | MISO_MI | Internal | Summer | B9 | 800 | 1840 | 1840 | 82.63 | 152.28 | 7 | 62.65
2040 | IESO_2_MISO_MI | IESO | MISO_MI | Internal | Summer | B10 | 1262 | 1840 | 1840 | 82.63 | 99.59 | 7 | 9.96
2040 | IESO_2_MISO_MI | IESO | MISO_MI | Internal | Winter | B16 | 25 | 1840 | 1840 | 87.63 | 157.29 | 7 | 62.66
2040 | IESO_2_MISO_MI | IESO | MISO_MI | Internal | Winter | B17 | 100 | 1840 | 1840 | 87.63 | 157.27 | 7 | 62.63
2040 | IESO_2_MISO_MI | IESO | MISO_MI | Internal | Winter | B18 | 400 | 1840 | 1840 | 87.63 | 156.95 | 7 | 62.31
2040 | IESO_2_MISO_MI | IESO | MISO_MI | Internal | Winter | B19 | 700 | 1840 | 1840 | 87.63 | 152.71 | 7 | 58.08
2040 | IESO_2_MISO_MI | IESO | MISO_MI | Internal | Winter | B20 | 935 | 1840 | 1590.46 | 87.63 | 94.63 | 7 | 0
2040 | IESO_2_MISO_W | IESO | MISO_W | Internal | Shoulder | B11 | 25 | 140 | 140 | 87.63 | 155.21 | 7 | 60.58
2040 | IESO_2_MISO_W | IESO | MISO_W | Internal | Shoulder | B12 | 200 | 140 | 140 | 87.63 | 153.88 | 7 | 59.25
2040 | IESO_2_MISO_W | IESO | MISO_W | Internal | Shoulder | B13 | 600 | 140 | 140 | 87.63 | 148.42 | 7 | 53.79
2040 | IESO_2_MISO_W | IESO | MISO_W | Internal | Shoulder | B14 | 900 | 140 | 140 | 87.63 | 111.38 | 7 | 16.74
2040 | IESO_2_MISO_W | IESO | MISO_W | Internal | Shoulder | B15 | 1203 | 140 | 0 | 87.63 | 74.71 | 7 | 0
2040 | IESO_2_MISO_W | IESO | MISO_W | Internal | Summer | B1 | 10 | 140 | 140 | 165.33 | 284.48 | 7 | 112.15
2040 | IESO_2_MISO_W | IESO | MISO_W | Internal | Summer | B2 | 25 | 140 | 140 | 166.05 | 284.22 | 7 | 111.17
2040 | IESO_2_MISO_W | IESO | MISO_W | Internal | Summer | B3 | 75 | 140 | 140 | 165.33 | 284.24 | 7 | 111.91
2040 | IESO_2_MISO_W | IESO | MISO_W | Internal | Summer | B4 | 100 | 140 | 140 | 165.33 | 194.27 | 7 | 21.94
2040 | IESO_2_MISO_W | IESO | MISO_W | Internal | Summer | B5 | 200 | 140 | 140 | 87.57 | 189.17 | 7 | 94.6
2040 | IESO_2_MISO_W | IESO | MISO_W | Internal | Summer | B6 | 300 | 140 | 140 | 82.63 | 181.19 | 7 | 91.56
2040 | IESO_2_MISO_W | IESO | MISO_W | Internal | Summer | B7 | 400 | 140 | 140 | 82.63 | 165.95 | 7 | 76.31
2040 | IESO_2_MISO_W | IESO | MISO_W | Internal | Summer | B8 | 500 | 140 | 140 | 82.63 | 152.29 | 7 | 62.66
2040 | IESO_2_MISO_W | IESO | MISO_W | Internal | Summer | B9 | 800 | 140 | 140 | 82.63 | 152.19 | 7 | 62.56
2040 | IESO_2_MISO_W | IESO | MISO_W | Internal | Summer | B10 | 1262 | 140 | 0 | 82.63 | 79.58 | 7 | 0
2040 | IESO_2_MISO_W | IESO | MISO_W | Internal | Winter | B16 | 25 | 140 | 140 | 87.63 | 141.23 | 7 | 46.59
2040 | IESO_2_MISO_W | IESO | MISO_W | Internal | Winter | B17 | 100 | 140 | 140 | 87.63 | 134.23 | 7 | 39.59
2040 | IESO_2_MISO_W | IESO | MISO_W | Internal | Winter | B18 | 400 | 140 | 140 | 87.63 | 145.27 | 7 | 50.63
2040 | IESO_2_MISO_W | IESO | MISO_W | Internal | Winter | B19 | 700 | 140 | 140 | 87.63 | 141.23 | 7 | 46.59
2040 | IESO_2_MISO_W | IESO | MISO_W | Internal | Winter | B20 | 935 | 140 | 0 | 87.63 | 78.54 | 7 | 0
2040 | IESO_2_NYISO_A-F | IESO | NYISO_A-F | Internal | Shoulder | B11 | 25 | 1725 | 517.75 | 87.63 | 94.63 | 7 | 0
2040 | IESO_2_NYISO_A-F | IESO | NYISO_A-F | Internal | Shoulder | B12 | 200 | 1725 | 1365.55 | 87.63 | 94.63 | 7 | 0
2040 | IESO_2_NYISO_A-F | IESO | NYISO_A-F | Internal | Shoulder | B13 | 600 | 1725 | 571.71 | 87.63 | 94.63 | 7 | 0
2040 | IESO_2_NYISO_A-F | IESO | NYISO_A-F | Internal | Shoulder | B14 | 900 | 1725 | 236.66 | 87.63 | 94.63 | 7 | 0
2040 | IESO_2_NYISO_A-F | IESO | NYISO_A-F | Internal | Shoulder | B15 | 1203 | 1725 | 0 | 87.63 | 80.63 | 7 | 0
2040 | IESO_2_NYISO_A-F | IESO | NYISO_A-F | Internal | Summer | B1 | 10 | 1725 | 584.01 | 165.33 | 172.33 | 7 | 0
2040 | IESO_2_NYISO_A-F | IESO | NYISO_A-F | Internal | Summer | B2 | 25 | 1725 | 1299.86 | 166.05 | 173.05 | 7 | 0
2040 | IESO_2_NYISO_A-F | IESO | NYISO_A-F | Internal | Summer | B3 | 75 | 1725 | 1725 | 165.33 | 173.05 | 7 | 0.72
2040 | IESO_2_NYISO_A-F | IESO | NYISO_A-F | Internal | Summer | B4 | 100 | 1725 | 1725 | 165.33 | 173.05 | 7 | 0.72
2040 | IESO_2_NYISO_A-F | IESO | NYISO_A-F | Internal | Summer | B5 | 200 | 1725 | 1725 | 87.57 | 173.05 | 7 | 78.48
2040 | IESO_2_NYISO_A-F | IESO | NYISO_A-F | Internal | Summer | B6 | 300 | 1725 | 1725 | 82.63 | 168.67 | 7 | 79.04
2040 | IESO_2_NYISO_A-F | IESO | NYISO_A-F | Internal | Summer | B7 | 400 | 1725 | 1725 | 82.63 | 155.97 | 7 | 66.34
2040 | IESO_2_NYISO_A-F | IESO | NYISO_A-F | Internal | Summer | B8 | 500 | 1725 | 1725 | 82.63 | 146.31 | 7 | 56.68
2040 | IESO_2_NYISO_A-F | IESO | NYISO_A-F | Internal | Summer | B9 | 800 | 1725 | 1725 | 82.63 | 144.06 | 7 | 54.43
2040 | IESO_2_NYISO_A-F | IESO | NYISO_A-F | Internal | Summer | B10 | 1262 | 1725 | 1725 | 82.63 | 128.01 | 7 | 38.38
2040 | IESO_2_NYISO_A-F | IESO | NYISO_A-F | Internal | Winter | B16 | 25 | 1725 | 0 | 87.63 | 83.95 | 7 | 0
2040 | IESO_2_NYISO_A-F | IESO | NYISO_A-F | Internal | Winter | B17 | 100 | 1725 | 0 | 87.63 | 80.63 | 7 | 0
2040 | IESO_2_NYISO_A-F | IESO | NYISO_A-F | Internal | Winter | B18 | 400 | 1725 | 0 | 87.63 | 80.63 | 7 | 0
2040 | IESO_2_NYISO_A-F | IESO | NYISO_A-F | Internal | Winter | B19 | 700 | 1725 | 0 | 87.63 | 80.63 | 7 | 0
2040 | IESO_2_NYISO_A-F | IESO | NYISO_A-F | Internal | Winter | B20 | 935 | 1725 | 0 | 87.63 | 80.63 | 7 | 0
2040 | MAPP_CA_2_IESO | MAPP_CA | IESO | Internal | Shoulder | B11 | 25 | 330 | 330 | 74.71 | 87.63 | 8 | 4.93
2040 | MAPP_CA_2_IESO | MAPP_CA | IESO | Internal | Shoulder | B12 | 200 | 330 | 330 | 74.71 | 87.63 | 8 | 4.93
2040 | MAPP_CA_2_IESO | MAPP_CA | IESO | Internal | Shoulder | B13 | 600 | 330 | 330 | 74.71 | 87.63 | 8 | 4.93
2040 | MAPP_CA_2_IESO | MAPP_CA | IESO | Internal | Shoulder | B14 | 900 | 330 | 330 | 74.71 | 87.63 | 8 | 4.93
2040 | MAPP_CA_2_IESO | MAPP_CA | IESO | Internal | Shoulder | B15 | 1203 | 330 | 330 | 74.71 | 87.63 | 8 | 4.93
2040 | MAPP_CA_2_IESO | MAPP_CA | IESO | Internal | Summer | B1 | 10 | 330 | 330 | 79.57 | 165.33 | 8 | 77.77
2040 | MAPP_CA_2_IESO | MAPP_CA | IESO | Internal | Summer | B2 | 25 | 330 | 330 | 79.57 | 166.05 | 8 | 78.48
2040 | MAPP_CA_2_IESO | MAPP_CA | IESO | Internal | Summer | B3 | 75 | 330 | 330 | 79.57 | 165.33 | 8 | 77.77
2040 | MAPP_CA_2_IESO | MAPP_CA | IESO | Internal | Summer | B4 | 100 | 330 | 330 | 79.57 | 165.33 | 8 | 77.77
2040 | MAPP_CA_2_IESO | MAPP_CA | IESO | Internal | Summer | B5 | 200 | 330 | 201.3 | 79.57 | 87.57 | 8 | 0
2040 | MAPP_CA_2_IESO | MAPP_CA | IESO | Internal | Summer | B6 | 300 | 330 | 0 | 79.57 | 82.63 | 8 | 0
2040 | MAPP_CA_2_IESO | MAPP_CA | IESO | Internal | Summer | B7 | 400 | 330 | 0 | 79.57 | 82.63 | 8 | 0
2040 | MAPP_CA_2_IESO | MAPP_CA | IESO | Internal | Summer | B8 | 500 | 330 | 0 | 79.57 | 82.63 | 8 | 0
2040 | MAPP_CA_2_IESO | MAPP_CA | IESO | Internal | Summer | B9 | 800 | 330 | 0 | 79.57 | 82.63 | 8 | 0
2040 | MAPP_CA_2_IESO | MAPP_CA | IESO | Internal | Summer | B10 | 1262 | 330 | 0 | 79.57 | 82.63 | 8 | 0
2040 | MAPP_CA_2_IESO | MAPP_CA | IESO | Internal | Winter | B16 | 25 | 330 | 330 | 78.56 | 87.63 | 8 | 1.08
2040 | MAPP_CA_2_IESO | MAPP_CA | IESO | Internal | Winter | B17 | 100 | 330 | 224.33 | 79.63 | 87.63 | 8 | 0
2040 | MAPP_CA_2_IESO | MAPP_CA | IESO | Internal | Winter | B18 | 400 | 330 | 235.71 | 79.63 | 87.63 | 8 | 0
2040 | MAPP_CA_2_IESO | MAPP_CA | IESO | Internal | Winter | B19 | 700 | 330 | 213.7 | 79.63 | 87.63 | 8 | 0
2040 | MAPP_CA_2_IESO | MAPP_CA | IESO | Internal | Winter | B20 | 935 | 330 | 330 | 78.56 | 87.63 | 8 | 1.08
2040 | MAPP_CA_2_MAPP_US | MAPP_CA | MAPP_US | Internal | Shoulder | B11 | 25 | 372 | 372 | 74.71 | 148.21 | 7 | 66.51
2040 | MAPP_CA_2_MAPP_US | MAPP_CA | MAPP_US | Internal | Shoulder | B12 | 200 | 372 | 372 | 74.71 | 146.88 | 7 | 65.18
2040 | MAPP_CA_2_MAPP_US | MAPP_CA | MAPP_US | Internal | Shoulder | B13 | 600 | 372 | 372 | 74.71 | 141.42 | 7 | 59.71
2040 | MAPP_CA_2_MAPP_US | MAPP_CA | MAPP_US | Internal | Shoulder | B14 | 900 | 372 | 372 | 74.71 | 104.38 | 7 | 22.67
2040 | MAPP_CA_2_MAPP_US | MAPP_CA | MAPP_US | Internal | Shoulder | B15 | 1203 | 372 | 0 | 74.71 | 67.71 | 7 | 0
2040 | MAPP_CA_2_MAPP_US | MAPP_CA | MAPP_US | Internal | Summer | B1 | 10 | 372 | 372 | 79.57 | 277.48 | 7 | 190.91
2040 | MAPP_CA_2_MAPP_US | MAPP_CA | MAPP_US | Internal | Summer | B2 | 25 | 372 | 372 | 79.57 | 277.22 | 7 | 190.65
2040 | MAPP_CA_2_MAPP_US | MAPP_CA | MAPP_US | Internal | Summer | B3 | 75 | 372 | 372 | 79.57 | 277.24 | 7 | 190.67
2040 | MAPP_CA_2_MAPP_US | MAPP_CA | MAPP_US | Internal | Summer | B4 | 100 | 372 | 372 | 79.57 | 187.27 | 7 | 100.71
2040 | MAPP_CA_2_MAPP_US | MAPP_CA | MAPP_US | Internal | Summer | B5 | 200 | 372 | 372 | 79.57 | 182.17 | 7 | 95.6
2040 | MAPP_CA_2_MAPP_US | MAPP_CA | MAPP_US | Internal | Summer | B6 | 300 | 372 | 372 | 79.57 | 174.19 | 7 | 87.62
2040 | MAPP_CA_2_MAPP_US | MAPP_CA | MAPP_US | Internal | Summer | B7 | 400 | 372 | 372 | 79.57 | 158.95 | 7 | 72.38
2040 | MAPP_CA_2_MAPP_US | MAPP_CA | MAPP_US | Internal | Summer | B8 | 500 | 372 | 372 | 79.57 | 145.29 | 7 | 58.72
2040 | MAPP_CA_2_MAPP_US | MAPP_CA | MAPP_US | Internal | Summer | B9 | 800 | 372 | 372 | 79.57 | 145.19 | 7 | 58.63
2040 | MAPP_CA_2_MAPP_US | MAPP_CA | MAPP_US | Internal | Summer | B10 | 1262 | 372 | 0 | 79.57 | 72.58 | 7 | 0
2040 | MAPP_CA_2_MAPP_US | MAPP_CA | MAPP_US | Internal | Winter | B16 | 25 | 372 | 216.23 | 78.56 | 85.56 | 7 | 0
2040 | MAPP_CA_2_MAPP_US | MAPP_CA | MAPP_US | Internal | Winter | B17 | 100 | 372 | 372 | 79.63 | 127.23 | 7 | 40.59
2040 | MAPP_CA_2_MAPP_US | MAPP_CA | MAPP_US | Internal | Winter | B18 | 400 | 372 | 372 | 79.63 | 134.23 | 7 | 47.59
2040 | MAPP_CA_2_MAPP_US | MAPP_CA | MAPP_US | Internal | Winter | B19 | 700 | 372 | 372 | 79.63 | 134.23 | 7 | 47.59
2040 | MAPP_CA_2_MAPP_US | MAPP_CA | MAPP_US | Internal | Winter | B20 | 935 | 372 | 0 | 78.56 | 71.54 | 7 | 0
2040 | MAPP_CA_2_MISO_W | MAPP_CA | MISO_W | Internal | Shoulder | B11 | 25 | 2196 | 2196 | 74.71 | 155.21 | 0.01 | 80.49
2040 | MAPP_CA_2_MISO_W | MAPP_CA | MISO_W | Internal | Shoulder | B12 | 200 | 2196 | 2196 | 74.71 | 153.88 | 0.01 | 79.17
2040 | MAPP_CA_2_MISO_W | MAPP_CA | MISO_W | Internal | Shoulder | B13 | 600 | 2196 | 2196 | 74.71 | 148.42 | 0.01 | 73.7
2040 | MAPP_CA_2_MISO_W | MAPP_CA | MISO_W | Internal | Shoulder | B14 | 900 | 2196 | 2196 | 74.71 | 111.38 | 0.01 | 36.66
2040 | MAPP_CA_2_MISO_W | MAPP_CA | MISO_W | Internal | Shoulder | B15 | 1203 | 2196 | 0 | 74.71 | 74.71 | 0.01 | 0
2040 | MAPP_CA_2_MISO_W | MAPP_CA | MISO_W | Internal | Summer | B1 | 10 | 2196 | 2196 | 79.57 | 284.48 | 0.01 | 204.9
2040 | MAPP_CA_2_MISO_W | MAPP_CA | MISO_W | Internal | Summer | B2 | 25 | 2196 | 2196 | 79.57 | 284.22 | 0.01 | 204.64
2040 | MAPP_CA_2_MISO_W | MAPP_CA | MISO_W | Internal | Summer | B3 | 75 | 2196 | 2196 | 79.57 | 284.24 | 0.01 | 204.66
2040 | MAPP_CA_2_MISO_W | MAPP_CA | MISO_W | Internal | Summer | B4 | 100 | 2196 | 2196 | 79.57 | 194.27 | 0.01 | 114.69
2040 | MAPP_CA_2_MISO_W | MAPP_CA | MISO_W | Internal | Summer | B5 | 200 | 2196 | 2196 | 79.57 | 189.17 | 0.01 | 109.59
2040 | MAPP_CA_2_MISO_W | MAPP_CA | MISO_W | Internal | Summer | B6 | 300 | 2196 | 2196 | 79.57 | 181.19 | 0.01 | 101.61
2040 | MAPP_CA_2_MISO_W | MAPP_CA | MISO_W | Internal | Summer | B7 | 400 | 2196 | 2196 | 79.57 | 165.95 | 0.01 | 86.37
2040 | MAPP_CA_2_MISO_W | MAPP_CA | MISO_W | Internal | Summer | B8 | 500 | 2196 | 2196 | 79.57 | 152.29 | 0.01 | 72.71
2040 | MAPP_CA_2_MISO_W | MAPP_CA | MISO_W | Internal | Summer | B9 | 800 | 2196 | 2196 | 79.57 | 152.19 | 0.01 | 72.61
2040 | MAPP_CA_2_MISO_W | MAPP_CA | MISO_W | Internal | Summer | B10 | 1262 | 2196 | 2002.54 | 79.57 | 79.58 | 0.01 | 0
2040 | MAPP_CA_2_MISO_W | MAPP_CA | MISO_W | Internal | Winter | B16 | 25 | 2196 | 2196 | 78.56 | 141.23 | 0.01 | 62.66
2040 | MAPP_CA_2_MISO_W | MAPP_CA | MISO_W | Internal | Winter | B17 | 100 | 2196 | 2196 | 79.63 | 134.23 | 0.01 | 54.58
2040 | MAPP_CA_2_MISO_W | MAPP_CA | MISO_W | Internal | Winter | B18 | 400 | 2196 | 2196 | 79.63 | 145.27 | 0.01 | 65.62
2040 | MAPP_CA_2_MISO_W | MAPP_CA | MISO_W | Internal | Winter | B19 | 700 | 2196 | 2196 | 79.63 | 141.23 | 0.01 | 61.58
2040 | MAPP_CA_2_MISO_W | MAPP_CA | MISO_W | Internal | Winter | B20 | 935 | 2196 | 0 | 78.56 | 78.54 | 0.01 | 0
2040 | MAPP_US_2_MAPP_CA | MAPP_US | MAPP_CA | Internal | Shoulder | B11 | 25 | 165 | 0 | 148.21 | 74.71 | 7 | 0
2040 | MAPP_US_2_MAPP_CA | MAPP_US | MAPP_CA | Internal | Shoulder | B12 | 200 | 165 | 0 | 146.88 | 74.71 | 7 | 0
2040 | MAPP_US_2_MAPP_CA | MAPP_US | MAPP_CA | Internal | Shoulder | B13 | 600 | 165 | 0 | 141.42 | 74.71 | 7 | 0
2040 | MAPP_US_2_MAPP_CA | MAPP_US | MAPP_CA | Internal | Shoulder | B14 | 900 | 165 | 0 | 104.38 | 74.71 | 7 | 0
2040 | MAPP_US_2_MAPP_CA | MAPP_US | MAPP_CA | Internal | Shoulder | B15 | 1203 | 165 | 31.26 | 67.71 | 74.71 | 7 | 0
2040 | MAPP_US_2_MAPP_CA | MAPP_US | MAPP_CA | Internal | Summer | B1 | 10 | 165 | 0 | 277.48 | 79.57 | 7 | 0
2040 | MAPP_US_2_MAPP_CA | MAPP_US | MAPP_CA | Internal | Summer | B2 | 25 | 165 | 0 | 277.22 | 79.57 | 7 | 0
2040 | MAPP_US_2_MAPP_CA | MAPP_US | MAPP_CA | Internal | Summer | B3 | 75 | 165 | 0 | 277.24 | 79.57 | 7 | 0
2040 | MAPP_US_2_MAPP_CA | MAPP_US | MAPP_CA | Internal | Summer | B4 | 100 | 165 | 0 | 187.27 | 79.57 | 7 | 0
2040 | MAPP_US_2_MAPP_CA | MAPP_US | MAPP_CA | Internal | Summer | B5 | 200 | 165 | 0 | 182.17 | 79.57 | 7 | 0
2040 | MAPP_US_2_MAPP_CA | MAPP_US | MAPP_CA | Internal | Summer | B6 | 300 | 165 | 0 | 174.19 | 79.57 | 7 | 0
2040 | MAPP_US_2_MAPP_CA | MAPP_US | MAPP_CA | Internal | Summer | B7 | 400 | 165 | 0 | 158.95 | 79.57 | 7 | 0
2040 | MAPP_US_2_MAPP_CA | MAPP_US | MAPP_CA | Internal | Summer | B8 | 500 | 165 | 0 | 145.29 | 79.57 | 7 | 0
2040 | MAPP_US_2_MAPP_CA | MAPP_US | MAPP_CA | Internal | Summer | B9 | 800 | 165 | 0 | 145.19 | 79.57 | 7 | 0
2040 | MAPP_US_2_MAPP_CA | MAPP_US | MAPP_CA | Internal | Summer | B10 | 1262 | 165 | 0 | 72.58 | 79.57 | 7 | 0
2040 | MAPP_US_2_MAPP_CA | MAPP_US | MAPP_CA | Internal | Winter | B16 | 25 | 165 | 0 | 85.56 | 78.56 | 7 | 0
2040 | MAPP_US_2_MAPP_CA | MAPP_US | MAPP_CA | Internal | Winter | B17 | 100 | 165 | 0 | 127.23 | 79.63 | 7 | 0
2040 | MAPP_US_2_MAPP_CA | MAPP_US | MAPP_CA | Internal | Winter | B18 | 400 | 165 | 0 | 134.23 | 79.63 | 7 | 0
2040 | MAPP_US_2_MAPP_CA | MAPP_US | MAPP_CA | Internal | Winter | B19 | 700 | 165 | 0 | 134.23 | 79.63 | 7 | 0
2040 | MAPP_US_2_MAPP_CA | MAPP_US | MAPP_CA | Internal | Winter | B20 | 935 | 165 | 165 | 71.54 | 78.56 | 7 | 0.01
2040 | MAPP_US_2_MISO_W | MAPP_US | MISO_W | Internal | Shoulder | B11 | 25 | 2635 | 1512.46 | 148.21 | 155.21 | 7 | 0
2040 | MAPP_US_2_MISO_W | MAPP_US | MISO_W | Internal | Shoulder | B12 | 200 | 2635 | 2175.35 | 146.88 | 153.88 | 7 | 0
2040 | MAPP_US_2_MISO_W | MAPP_US | MISO_W | Internal | Shoulder | B13 | 600 | 2635 | 2495.35 | 141.42 | 148.42 | 7 | 0
2040 | MAPP_US_2_MISO_W | MAPP_US | MISO_W | Internal | Shoulder | B14 | 900 | 2635 | 1106.91 | 104.38 | 111.38 | 7 | 0
2040 | MAPP_US_2_MISO_W | MAPP_US | MISO_W | Internal | Shoulder | B15 | 1203 | 2635 | 941.85 | 67.71 | 74.71 | 7 | 0
2040 | MAPP_US_2_MISO_W | MAPP_US | MISO_W | Internal | Summer | B1 | 10 | 2635 | 526.14 | 277.48 | 284.48 | 7 | 0
2040 | MAPP_US_2_MISO_W | MAPP_US | MISO_W | Internal | Summer | B2 | 25 | 2635 | 1566.25 | 277.22 | 284.22 | 7 | 0
2040 | MAPP_US_2_MISO_W | MAPP_US | MISO_W | Internal | Summer | B3 | 75 | 2635 | 1453.38 | 277.24 | 284.24 | 7 | 0
2040 | MAPP_US_2_MISO_W | MAPP_US | MISO_W | Internal | Summer | B4 | 100 | 2635 | 274.25 | 187.27 | 194.27 | 7 | 0
2040 | MAPP_US_2_MISO_W | MAPP_US | MISO_W | Internal | Summer | B5 | 200 | 2635 | 334.46 | 182.17 | 189.17 | 7 | 0
2040 | MAPP_US_2_MISO_W | MAPP_US | MISO_W | Internal | Summer | B6 | 300 | 2635 | 566.23 | 174.19 | 181.19 | 7 | 0
2040 | MAPP_US_2_MISO_W | MAPP_US | MISO_W | Internal | Summer | B7 | 400 | 2635 | 849.8 | 158.95 | 165.95 | 7 | 0
2040 | MAPP_US_2_MISO_W | MAPP_US | MISO_W | Internal | Summer | B8 | 500 | 2635 | 1545.37 | 145.29 | 152.29 | 7 | 0
2040 | MAPP_US_2_MISO_W | MAPP_US | MISO_W | Internal | Summer | B9 | 800 | 2635 | 1033.95 | 145.19 | 152.19 | 7 | 0
2040 | MAPP_US_2_MISO_W | MAPP_US | MISO_W | Internal | Summer | B10 | 1262 | 2635 | 845.75 | 72.58 | 79.58 | 7 | 0
2040 | MAPP_US_2_MISO_W | MAPP_US | MISO_W | Internal | Winter | B16 | 25 | 2635 | 2635 | 85.56 | 141.23 | 7 | 48.67
2040 | MAPP_US_2_MISO_W | MAPP_US | MISO_W | Internal | Winter | B17 | 100 | 2635 | 1759.6 | 127.23 | 134.23 | 7 | 0
2040 | MAPP_US_2_MISO_W | MAPP_US | MISO_W | Internal | Winter | B18 | 400 | 2635 | 2635 | 134.23 | 145.27 | 7 | 4.04
2040 | MAPP_US_2_MISO_W | MAPP_US | MISO_W | Internal | Winter | B19 | 700 | 2635 | 1977.84 | 134.23 | 141.23 | 7 | 0
2040 | MAPP_US_2_MISO_W | MAPP_US | MISO_W | Internal | Winter | B20 | 935 | 2635 | 657.61 | 71.54 | 78.54 | 7 | 0
2040 | MAPP_US_2_NE | MAPP_US | NE | Internal | Shoulder | B11 | 25 | 2000 | 2000 | 148.21 | 157.41 | 7 | 2.2
2040 | MAPP_US_2_NE | MAPP_US | NE | Internal | Shoulder | B12 | 200 | 2000 | 2000 | 146.88 | 156.45 | 7 | 2.57
2040 | MAPP_US_2_NE | MAPP_US | NE | Internal | Shoulder | B13 | 600 | 2000 | 2000 | 141.42 | 151.64 | 7 | 3.22
2040 | MAPP_US_2_NE | MAPP_US | NE | Internal | Shoulder | B14 | 900 | 2000 | 2000 | 104.38 | 118.38 | 7 | 7
2040 | MAPP_US_2_NE | MAPP_US | NE | Internal | Shoulder | B15 | 1203 | 2000 | 2000 | 67.71 | 81.71 | 7 | 7
2040 | MAPP_US_2_NE | MAPP_US | NE | Internal | Summer | B1 | 10 | 2000 | 1543.48 | 277.48 | 284.48 | 7 | 0
2040 | MAPP_US_2_NE | MAPP_US | NE | Internal | Summer | B2 | 25 | 2000 | 1244.9 | 277.22 | 284.22 | 7 | 0
2040 | MAPP_US_2_NE | MAPP_US | NE | Internal | Summer | B3 | 75 | 2000 | 1213.36 | 277.24 | 284.24 | 7 | 0
2040 | MAPP_US_2_NE | MAPP_US | NE | Internal | Summer | B4 | 100 | 2000 | 1937.8 | 187.27 | 194.27 | 7 | 0
2040 | MAPP_US_2_NE | MAPP_US | NE | Internal | Summer | B5 | 200 | 2000 | 1523.07 | 182.17 | 189.17 | 7 | 0
2040 | MAPP_US_2_NE | MAPP_US | NE | Internal | Summer | B6 | 300 | 2000 | 1272.43 | 174.19 | 181.19 | 7 | 0
2040 | MAPP_US_2_NE | MAPP_US | NE | Internal | Summer | B7 | 400 | 2000 | 2000 | 158.95 | 168.59 | 7 | 2.65
2040 | MAPP_US_2_NE | MAPP_US | NE | Internal | Summer | B8 | 500 | 2000 | 2000 | 145.29 | 155.85 | 7 | 3.56
2040 | MAPP_US_2_NE | MAPP_US | NE | Internal | Summer | B9 | 800 | 2000 | 2000 | 145.19 | 155.25 | 7 | 3.06
2040 | MAPP_US_2_NE | MAPP_US | NE | Internal | Summer | B10 | 1262 | 2000 | 2000 | 72.58 | 86.58 | 7 | 7
2040 | MAPP_US_2_NE | MAPP_US | NE | Internal | Winter | B16 | 25 | 2000 | 2000 | 85.56 | 152.28 | 7 | 59.72
2040 | MAPP_US_2_NE | MAPP_US | NE | Internal | Winter | B17 | 100 | 2000 | 2000 | 127.23 | 141.23 | 7 | 7
2040 | MAPP_US_2_NE | MAPP_US | NE | Internal | Winter | B18 | 400 | 2000 | 2000 | 134.23 | 152.27 | 7 | 11.04
2040 | MAPP_US_2_NE | MAPP_US | NE | Internal | Winter | B19 | 700 | 2000 | 1894.43 | 134.23 | 141.23 | 7 | 0
2040 | MAPP_US_2_NE | MAPP_US | NE | Internal | Winter | B20 | 935 | 2000 | 2000 | 71.54 | 79.89 | 7 | 1.35
2040 | MARITIMES_2_NEISO | MARITIMES | NEISO | Internal | Shoulder | B11 | 25 | 99999 | 1720.66 | 73.48 | 73.5 | 0.01 | 0
2040 | MARITIMES_2_NEISO | MARITIMES | NEISO | Internal | Shoulder | B12 | 200 | 99999 | 1717.44 | 73.48 | 73.5 | 0.01 | 0
2040 | MARITIMES_2_NEISO | MARITIMES | NEISO | Internal | Shoulder | B13 | 600 | 99999 | 1704.78 | 73.48 | 73.5 | 0.01 | 0
2040 | MARITIMES_2_NEISO | MARITIMES | NEISO | Internal | Shoulder | B14 | 900 | 99999 | 1682.64 | 73.48 | 73.5 | 0.01 | 0
2040 | MARITIMES_2_NEISO | MARITIMES | NEISO | Internal | Shoulder | B15 | 1203 | 99999 | 648.08 | 73.48 | 73.5 | 0.01 | 0
2040 | MARITIMES_2_NEISO | MARITIMES | NEISO | Internal | Summer | B1 | 10 | 99999 | 1900.1 | 177.04 | 177.05 | 0.01 | 0
2040 | MARITIMES_2_NEISO | MARITIMES | NEISO | Internal | Summer | B2 | 25 | 99999 | 1878.84 | 242.26 | 242.27 | 0.01 | 0
2040 | MARITIMES_2_NEISO | MARITIMES | NEISO | Internal | Summer | B3 | 75 | 99999 | 1836.48 | 176.04 | 176.05 | 0.01 | 0
2040 | MARITIMES_2_NEISO | MARITIMES | NEISO | Internal | Summer | B4 | 100 | 99999 | 1800.07 | 165.93 | 165.94 | 0.01 | 0
2040 | MARITIMES_2_NEISO | MARITIMES | NEISO | Internal | Summer | B5 | 200 | 99999 | 1780.26 | 165.93 | 165.94 | 0.01 | 0
2040 | MARITIMES_2_NEISO | MARITIMES | NEISO | Internal | Summer | B6 | 300 | 99999 | 1757.92 | 165.67 | 165.69 | 0.01 | 0
2040 | MARITIMES_2_NEISO | MARITIMES | NEISO | Internal | Summer | B7 | 400 | 99999 | 1732.32 | 152.96 | 152.97 | 0.01 | 0
2040 | MARITIMES_2_NEISO | MARITIMES | NEISO | Internal | Summer | B8 | 500 | 99999 | 1712.2 | 143.31 | 143.33 | 0.01 | 0
2040 | MARITIMES_2_NEISO | MARITIMES | NEISO | Internal | Summer | B9 | 800 | 99999 | 1687.55 | 142.53 | 142.54 | 0.01 | 0
2040 | MARITIMES_2_NEISO | MARITIMES | NEISO | Internal | Summer | B10 | 1262 | 99999 | 465.16 | 131 | 131.01 | 0.01 | 0
2040 | MARITIMES_2_NEISO | MARITIMES | NEISO | Internal | Winter | B16 | 25 | 99999 | 1765.23 | 73.48 | 73.5 | 0.01 | 0
2040 | MARITIMES_2_NEISO | MARITIMES | NEISO | Internal | Winter | B17 | 100 | 99999 | 1747.34 | 73.48 | 73.5 | 0.01 | 0
2040 | MARITIMES_2_NEISO | MARITIMES | NEISO | Internal | Winter | B18 | 400 | 99999 | 1733.65 | 73.48 | 73.5 | 0.01 | 0
2040 | MARITIMES_2_NEISO | MARITIMES | NEISO | Internal | Winter | B19 | 700 | 99999 | 1708.15 | 73.48 | 73.5 | 0.01 | 0
2040 | MARITIMES_2_NEISO | MARITIMES | NEISO | Internal | Winter | B20 | 935 | 99999 | 723.43 | 73.48 | 73.5 | 0.01 | 0
2040 | MISO_IN_2_MISO_MI | MISO_IN | MISO_MI | Internal | Shoulder | B11 | 25 | 5021 | 2493.73 | 153.88 | 153.9 | 0.01 | 0
2040 | MISO_IN_2_MISO_MI | MISO_IN | MISO_MI | Internal | Shoulder | B12 | 200 | 5021 | 1076.13 | 153.88 | 153.9 | 0.01 | 0
2040 | MISO_IN_2_MISO_MI | MISO_IN | MISO_MI | Internal | Shoulder | B13 | 600 | 5021 | 0 | 153.88 | 153.56 | 0.01 | 0
2040 | MISO_IN_2_MISO_MI | MISO_IN | MISO_MI | Internal | Shoulder | B14 | 900 | 5021 | 0 | 151.1 | 151.1 | 0.01 | 0
2040 | MISO_IN_2_MISO_MI | MISO_IN | MISO_MI | Internal | Shoulder | B15 | 1203 | 5021 | 0 | 94.65 | 94.63 | 0.01 | 0
2040 | MISO_IN_2_MISO_MI | MISO_IN | MISO_MI | Internal | Summer | B1 | 10 | 5021 | 3452.81 | 283.01 | 283.03 | 0.01 | 0
2040 | MISO_IN_2_MISO_MI | MISO_IN | MISO_MI | Internal | Summer | B2 | 25 | 5021 | 3310.91 | 283 | 283.01 | 0.01 | 0
2040 | MISO_IN_2_MISO_MI | MISO_IN | MISO_MI | Internal | Summer | B3 | 75 | 5021 | 3630.31 | 267.23 | 267.24 | 0.01 | 0
2040 | MISO_IN_2_MISO_MI | MISO_IN | MISO_MI | Internal | Summer | B4 | 100 | 5021 | 4730.23 | 177.95 | 177.97 | 0.01 | 0
2040 | MISO_IN_2_MISO_MI | MISO_IN | MISO_MI | Internal | Summer | B5 | 200 | 5021 | 4279.03 | 177.28 | 177.29 | 0.01 | 0
2040 | MISO_IN_2_MISO_MI | MISO_IN | MISO_MI | Internal | Summer | B6 | 300 | 5021 | 4502.51 | 152.29 | 152.3 | 0.01 | 0
2040 | MISO_IN_2_MISO_MI | MISO_IN | MISO_MI | Internal | Summer | B7 | 400 | 5021 | 4084.66 | 152.29 | 152.3 | 0.01 | 0
2040 | MISO_IN_2_MISO_MI | MISO_IN | MISO_MI | Internal | Summer | B8 | 500 | 5021 | 1440.82 | 152.29 | 152.3 | 0.01 | 0
2040 | MISO_IN_2_MISO_MI | MISO_IN | MISO_MI | Internal | Summer | B9 | 800 | 5021 | 0 | 152.29 | 152.28 | 0.01 | 0
2040 | MISO_IN_2_MISO_MI | MISO_IN | MISO_MI | Internal | Summer | B10 | 1262 | 5021 | 0 | 99.6 | 99.59 | 0.01 | 0
2040 | MISO_IN_2_MISO_MI | MISO_IN | MISO_MI | Internal | Winter | B16 | 25 | 5021 | 811.8 | 157.28 | 157.29 | 0.01 | 0
2040 | MISO_IN_2_MISO_MI | MISO_IN | MISO_MI | Internal | Winter | B17 | 100 | 5021 | 0 | 157.28 | 157.27 | 0.01 | 0
2040 | MISO_IN_2_MISO_MI | MISO_IN | MISO_MI | Internal | Winter | B18 | 400 | 5021 | 0 | 157.28 | 156.95 | 0.01 | 0
2040 | MISO_IN_2_MISO_MI | MISO_IN | MISO_MI | Internal | Winter | B19 | 700 | 5021 | 0 | 152.72 | 152.71 | 0.01 | 0
2040 | MISO_IN_2_MISO_MI | MISO_IN | MISO_MI | Internal | Winter | B20 | 935 | 5021 | 0 | 94.65 | 94.63 | 0.01 | 0
2040 | MISO_IN_2_MISO_MO-IL | MISO_IN | MISO_MO-IL | Internal | Shoulder | B11 | 25 | 5533 | 5533 | 153.88 | 155.22 | 0.01 | 1.33
2040 | MISO_IN_2_MISO_MO-IL | MISO_IN | MISO_MO-IL | Internal | Shoulder | B12 | 200 | 5533 | 2742.63 | 153.88 | 153.9 | 0.01 | 0
2040 | MISO_IN_2_MISO_MO-IL | MISO_IN | MISO_MO-IL | Internal | Shoulder | B13 | 600 | 5533 | 489.73 | 153.88 | 153.9 | 0.01 | 0
2040 | MISO_IN_2_MISO_MO-IL | MISO_IN | MISO_MO-IL | Internal | Shoulder | B14 | 900 | 5533 | 0 | 151.1 | 150.42 | 0.01 | 0
2040 | MISO_IN_2_MISO_MO-IL | MISO_IN | MISO_MO-IL | Internal | Shoulder | B15 | 1203 | 5533 | 0 | 94.65 | 86.5 | 0.01 | 0
2040 | MISO_IN_2_MISO_MO-IL | MISO_IN | MISO_MO-IL | Internal | Summer | B1 | 10 | 5533 | 5533 | 283.01 | 284.47 | 0.01 | 1.45
2040 | MISO_IN_2_MISO_MO-IL | MISO_IN | MISO_MO-IL | Internal | Summer | B2 | 25 | 5533 | 5533 | 283 | 284.23 | 0.01 | 1.22
2040 | MISO_IN_2_MISO_MO-IL | MISO_IN | MISO_MO-IL | Internal | Summer | B3 | 75 | 5533 | 5533 | 267.23 | 284.23 | 0.01 | 16.99
2040 | MISO_IN_2_MISO_MO-IL | MISO_IN | MISO_MO-IL | Internal | Summer | B4 | 100 | 5533 | 5533 | 177.95 | 194.14 | 0.01 | 16.18
2040 | MISO_IN_2_MISO_MO-IL | MISO_IN | MISO_MO-IL | Internal | Summer | B5 | 200 | 5533 | 5533 | 177.28 | 188.56 | 0.01 | 11.27
2040 | MISO_IN_2_MISO_MO-IL | MISO_IN | MISO_MO-IL | Internal | Summer | B6 | 300 | 5533 | 5533 | 152.29 | 173.1 | 0.01 | 20.79
2040 | MISO_IN_2_MISO_MO-IL | MISO_IN | MISO_MO-IL | Internal | Summer | B7 | 400 | 5533 | 5533 | 152.29 | 165.96 | 0.01 | 13.66
2040 | MISO_IN_2_MISO_MO-IL | MISO_IN | MISO_MO-IL | Internal | Summer | B8 | 500 | 5533 | 4601.07 | 152.29 | 152.3 | 0.01 | 0
2040 | MISO_IN_2_MISO_MO-IL | MISO_IN | MISO_MO-IL | Internal | Summer | B9 | 800 | 5533 | 2124.2 | 152.29 | 152.3 | 0.01 | 0
2040 | MISO_IN_2_MISO_MO-IL | MISO_IN | MISO_MO-IL | Internal | Summer | B10 | 1262 | 5533 | 0 | 99.6 | 99.58 | 0.01 | 0
2040 | MISO_IN_2_MISO_MO-IL | MISO_IN | MISO_MO-IL | Internal | Winter | B16 | 25 | 5533 | 880.3 | 157.28 | 157.29 | 0.01 | 0
2040 | MISO_IN_2_MISO_MO-IL | MISO_IN | MISO_MO-IL | Internal | Winter | B17 | 100 | 5533 | 0 | 157.28 | 157.27 | 0.01 | 0
2040 | MISO_IN_2_MISO_MO-IL | MISO_IN | MISO_MO-IL | Internal | Winter | B18 | 400 | 5533 | 0 | 157.28 | 157.27 | 0.01 | 0
2040 | MISO_IN_2_MISO_MO-IL | MISO_IN | MISO_MO-IL | Internal | Winter | B19 | 700 | 5533 | 0 | 152.72 | 152.71 | 0.01 | 0
2040 | MISO_IN_2_MISO_MO-IL | MISO_IN | MISO_MO-IL | Internal | Winter | B20 | 935 | 5533 | 0 | 94.65 | 88.21 | 0.01 | 0
2040 | MISO_IN_2_NonRTO_Midwest | MISO_IN | NonRTO_Midwest | Internal | Shoulder | B11 | 25 | 4800 | 0 | 153.88 | 157.66 | 8 | 0
2040 | MISO_IN_2_NonRTO_Midwest | MISO_IN | NonRTO_Midwest | Internal | Shoulder | B12 | 200 | 4800 | 0 | 153.88 | 157.66 | 8 | 0
2040 | MISO_IN_2_NonRTO_Midwest | MISO_IN | NonRTO_Midwest | Internal | Shoulder | B13 | 600 | 4800 | 0 | 153.88 | 157.66 | 8 | 0
2040 | MISO_IN_2_NonRTO_Midwest | MISO_IN | NonRTO_Midwest | Internal | Shoulder | B14 | 900 | 4800 | 0 | 151.1 | 150.1 | 8 | 0
2040 | MISO_IN_2_NonRTO_Midwest | MISO_IN | NonRTO_Midwest | Internal | Shoulder | B15 | 1203 | 4800 | 0 | 94.65 | 95.5 | 8 | 0
2040 | MISO_IN_2_NonRTO_Midwest | MISO_IN | NonRTO_Midwest | Internal | Summer | B1 | 10 | 4800 | 0 | 283.01 | 284.47 | 8 | 0
2040 | MISO_IN_2_NonRTO_Midwest | MISO_IN | NonRTO_Midwest | Internal | Summer | B2 | 25 | 4800 | 0 | 283 | 283.01 | 8 | 0
2040 | MISO_IN_2_NonRTO_Midwest | MISO_IN | NonRTO_Midwest | Internal | Summer | B3 | 75 | 4800 | 576.37 | 267.23 | 275.23 | 8 | 0
2040 | MISO_IN_2_NonRTO_Midwest | MISO_IN | NonRTO_Midwest | Internal | Summer | B4 | 100 | 4800 | 0 | 177.95 | 177.14 | 8 | 0
2040 | MISO_IN_2_NonRTO_Midwest | MISO_IN | NonRTO_Midwest | Internal | Summer | B5 | 200 | 4800 | 0 | 177.28 | 171.56 | 8 | 0
2040 | MISO_IN_2_NonRTO_Midwest | MISO_IN | NonRTO_Midwest | Internal | Summer | B6 | 300 | 4800 | 0 | 152.29 | 156.1 | 8 | 0
2040 | MISO_IN_2_NonRTO_Midwest | MISO_IN | NonRTO_Midwest | Internal | Summer | B7 | 400 | 4800 | 0 | 152.29 | 148.96 | 8 | 0
2040 | MISO_IN_2_NonRTO_Midwest | MISO_IN | NonRTO_Midwest | Internal | Summer | B8 | 500 | 4800 | 0 | 152.29 | 148.47 | 8 | 0
2040 | MISO_IN_2_NonRTO_Midwest | MISO_IN | NonRTO_Midwest | Internal | Summer | B9 | 800 | 4800 | 0 | 152.29 | 148.47 | 8 | 0
2040 | MISO_IN_2_NonRTO_Midwest | MISO_IN | NonRTO_Midwest | Internal | Summer | B10 | 1262 | 4800 | 0 | 99.6 | 91.6 | 8 | 0
2040 | MISO_IN_2_NonRTO_Midwest | MISO_IN | NonRTO_Midwest | Internal | Winter | B16 | 25 | 4800 | 0 | 157.28 | 161.53 | 8 | 0
2040 | MISO_IN_2_NonRTO_Midwest | MISO_IN | NonRTO_Midwest | Internal | Winter | B17 | 100 | 4800 | 0 | 157.28 | 161.53 | 8 | 0
2040 | MISO_IN_2_NonRTO_Midwest | MISO_IN | NonRTO_Midwest | Internal | Winter | B18 | 400 | 4800 | 0 | 157.28 | 159.71 | 8 | 0
2040 | MISO_IN_2_NonRTO_Midwest | MISO_IN | NonRTO_Midwest | Internal | Winter | B19 | 700 | 4800 | 0 | 152.72 | 149.69 | 8 | 0
2040 | MISO_IN_2_NonRTO_Midwest | MISO_IN | NonRTO_Midwest | Internal | Winter | B20 | 935 | 4800 | 0 | 94.65 | 97.86 | 8 | 0
2040 | MISO_IN_2_PJM_ROR | MISO_IN | PJM_ROR | Internal | Shoulder | B11 | 25 | 992 | 0 | 153.88 | 153.21 | 2 | 0
2040 | MISO_IN_2_PJM_ROR | MISO_IN | PJM_ROR | Internal | Shoulder | B12 | 200 | 992 | 0 | 153.88 | 153.83 | 2 | 0
2040 | MISO_IN_2_PJM_ROR | MISO_IN | PJM_ROR | Internal | Shoulder | B13 | 600 | 992 | 0 | 153.88 | 150.42 | 2 | 0
2040 | MISO_IN_2_PJM_ROR | MISO_IN | PJM_ROR | Internal | Shoulder | B14 | 900 | 992 | 0 | 151.1 | 149.1 | 2 | 0
2040 | MISO_IN_2_PJM_ROR | MISO_IN | PJM_ROR | Internal | Shoulder | B15 | 1203 | 992 | 0 | 94.65 | 86.36 | 2 | 0
2040 | MISO_IN_2_PJM_ROR | MISO_IN | PJM_ROR | Internal | Summer | B1 | 10 | 992 | 573.78 | 283.01 | 285.01 | 2 | 0
2040 | MISO_IN_2_PJM_ROR | MISO_IN | PJM_ROR | Internal | Summer | B2 | 25 | 992 | 991.98 | 283 | 285.01 | 2 | 0.01
2040 | MISO_IN_2_PJM_ROR | MISO_IN | PJM_ROR | Internal | Summer | B3 | 75 | 992 | 992 | 267.23 | 279.23 | 2 | 10
2040 | MISO_IN_2_PJM_ROR | MISO_IN | PJM_ROR | Internal | Summer | B4 | 100 | 992 | 992 | 177.95 | 186.48 | 2 | 6.52
2040 | MISO_IN_2_PJM_ROR | MISO_IN | PJM_ROR | Internal | Summer | B5 | 200 | 992 | 992 | 177.28 | 182.84 | 2 | 3.56
2040 | MISO_IN_2_PJM_ROR | MISO_IN | PJM_ROR | Internal | Summer | B6 | 300 | 992 | 992 | 152.29 | 171.1 | 2 | 16.81
2040 | MISO_IN_2_PJM_ROR | MISO_IN | PJM_ROR | Internal | Summer | B7 | 400 | 992 | 992 | 152.29 | 163.96 | 2 | 9.67
2040 | MISO_IN_2_PJM_ROR | MISO_IN | PJM_ROR | Internal | Summer | B8 | 500 | 992 | 992 | 152.29 | 154.3 | 2 | 0.01
2040 | MISO_IN_2_PJM_ROR | MISO_IN | PJM_ROR | Internal | Summer | B9 | 800 | 992 | 0 | 152.29 | 152.05 | 2 | 0
2040 | MISO_IN_2_PJM_ROR | MISO_IN | PJM_ROR | Internal | Summer | B10 | 1262 | 992 | 0 | 99.6 | 101.58 | 2 | 0
2040 | MISO_IN_2_PJM_ROR | MISO_IN | PJM_ROR | Internal | Winter | B16 | 25 | 992 | 0 | 157.28 | 155.29 | 2 | 0
2040 | MISO_IN_2_PJM_ROR | MISO_IN | PJM_ROR | Internal | Winter | B17 | 100 | 992 | 0 | 157.28 | 157.78 | 2 | 0
2040 | MISO_IN_2_PJM_ROR | MISO_IN | PJM_ROR | Internal | Winter | B18 | 400 | 992 | 0 | 157.28 | 154.95 | 2 | 0
2040 | MISO_IN_2_PJM_ROR | MISO_IN | PJM_ROR | Internal | Winter | B19 | 700 | 992 | 0 | 152.72 | 150.71 | 2 | 0
2040 | MISO_IN_2_PJM_ROR | MISO_IN | PJM_ROR | Internal | Winter | B20 | 935 | 992 | 0 | 94.65 | 86.21 | 2 | 0
2040 | MISO_MI_2_MISO_IN | MISO_MI | MISO_IN | Internal | Shoulder | B11 | 25 | 2066 | 0.01 | 153.9 | 153.88 | 0.01 | 0
2040 | MISO_MI_2_MISO_IN | MISO_MI | MISO_IN | Internal | Shoulder | B12 | 200 | 2066 | 0 | 153.9 | 153.88 | 0.01 | 0
2040 | MISO_MI_2_MISO_IN | MISO_MI | MISO_IN | Internal | Shoulder | B13 | 600 | 2066 | 2066 | 153.56 | 153.88 | 0.01 | 0.31
2040 | MISO_MI_2_MISO_IN | MISO_MI | MISO_IN | Internal | Shoulder | B14 | 900 | 2066 | 0 | 151.1 | 151.1 | 0.01 | 0
2040 | MISO_MI_2_MISO_IN | MISO_MI | MISO_IN | Internal | Shoulder | B15 | 1203 | 2066 | 739.05 | 94.63 | 94.65 | 0.01 | 0
2040 | MISO_MI_2_MISO_IN | MISO_MI | MISO_IN | Internal | Summer | B1 | 10 | 2066 | 0.03 | 283.03 | 283.01 | 0.01 | 0
2040 | MISO_MI_2_MISO_IN | MISO_MI | MISO_IN | Internal | Summer | B2 | 25 | 2066 | 0.01 | 283.01 | 283 | 0.01 | 0
2040 | MISO_MI_2_MISO_IN | MISO_MI | MISO_IN | Internal | Summer | B3 | 75 | 2066 | 0 | 267.24 | 267.23 | 0.01 | 0
2040 | MISO_MI_2_MISO_IN | MISO_MI | MISO_IN | Internal | Summer | B4 | 100 | 2066 | 0 | 177.97 | 177.95 | 0.01 | 0
2040 | MISO_MI_2_MISO_IN | MISO_MI | MISO_IN | Internal | Summer | B5 | 200 | 2066 | 0 | 177.29 | 177.28 | 0.01 | 0
2040 | MISO_MI_2_MISO_IN | MISO_MI | MISO_IN | Internal | Summer | B6 | 300 | 2066 | 0 | 152.3 | 152.29 | 0.01 | 0
2040 | MISO_MI_2_MISO_IN | MISO_MI | MISO_IN | Internal | Summer | B7 | 400 | 2066 | 0 | 152.3 | 152.29 | 0.01 | 0
2040 | MISO_MI_2_MISO_IN | MISO_MI | MISO_IN | Internal | Summer | B8 | 500 | 2066 | 0 | 152.3 | 152.29 | 0.01 | 0
2040 | MISO_MI_2_MISO_IN | MISO_MI | MISO_IN | Internal | Summer | B9 | 800 | 2066 | 874.92 | 152.28 | 152.29 | 0.01 | 0
2040 | MISO_MI_2_MISO_IN | MISO_MI | MISO_IN | Internal | Summer | B10 | 1262 | 2066 | 200.97 | 99.59 | 99.6 | 0.01 | 0
2040 | MISO_MI_2_MISO_IN | MISO_MI | MISO_IN | Internal | Winter | B16 | 25 | 2066 | 0.01 | 157.29 | 157.28 | 0.01 | 0
2040 | MISO_MI_2_MISO_IN | MISO_MI | MISO_IN | Internal | Winter | B17 | 100 | 2066 | 5.72 | 157.27 | 157.28 | 0.01 | 0
2040 | MISO_MI_2_MISO_IN | MISO_MI | MISO_IN | Internal | Winter | B18 | 400 | 2066 | 2066 | 156.95 | 157.28 | 0.01 | 0.32
2040 | MISO_MI_2_MISO_IN | MISO_MI | MISO_IN | Internal | Winter | B19 | 700 | 2066 | 1381.47 | 152.71 | 152.72 | 0.01 | 0
2040 | MISO_MI_2_MISO_IN | MISO_MI | MISO_IN | Internal | Winter | B20 | 935 | 2066 | 2018.48 | 94.63 | 94.65 | 0.01 | 0
2040 | MISO_MI_2_MISO_WUMS | MISO_MI | MISO_WUMS | Internal | Shoulder | B11 | 25 | 1440 | 1440 | 153.9 | 154.01 | 0.01 | 0.1
2040 | MISO_MI_2_MISO_WUMS | MISO_MI | MISO_WUMS | Internal | Shoulder | B12 | 200 | 1440 | 47.35 | 153.9 | 153.91 | 0.01 | 0
2040 | MISO_MI_2_MISO_WUMS | MISO_MI | MISO_WUMS | Internal | Shoulder | B13 | 600 | 1440 | 0 | 153.56 | 152.42 | 0.01 | 0
2040 | MISO_MI_2_MISO_WUMS | MISO_MI | MISO_WUMS | Internal | Shoulder | B14 | 900 | 1440 | 0 | 151.1 | 151.09 | 0.01 | 0
2040 | MISO_MI_2_MISO_WUMS | MISO_MI | MISO_WUMS | Internal | Shoulder | B15 | 1203 | 1440 | 0 | 94.63 | 88.36 | 0.01 | 0
2040 | MISO_MI_2_MISO_WUMS | MISO_MI | MISO_WUMS | Internal | Summer | B1 | 10 | 1440 | 0.03 | 283.03 | 283.01 | 0.01 | 0
2040 | MISO_MI_2_MISO_WUMS | MISO_MI | MISO_WUMS | Internal | Summer | B2 | 25 | 1440 | 0.02 | 283.01 | 283.01 | 0.01 | 0
2040 | MISO_MI_2_MISO_WUMS | MISO_MI | MISO_WUMS | Internal | Summer | B3 | 75 | 1440 | 1182.76 | 267.24 | 267.25 | 0.01 | 0
2040 | MISO_MI_2_MISO_WUMS | MISO_MI | MISO_WUMS | Internal | Summer | B4 | 100 | 1440 | 605.71 | 177.97 | 177.98 | 0.01 | 0
2040 | MISO_MI_2_MISO_WUMS | MISO_MI | MISO_WUMS | Internal | Summer | B5 | 200 | 1440 | 803.65 | 177.29 | 177.31 | 0.01 | 0
2040 | MISO_MI_2_MISO_WUMS | MISO_MI | MISO_WUMS | Internal | Summer | B6 | 300 | 1440 | 1440 | 152.3 | 169.1 | 0.01 | 16.78
2040 | MISO_MI_2_MISO_WUMS | MISO_MI | MISO_WUMS | Internal | Summer | B7 | 400 | 1440 | 1440 | 152.3 | 156.16 | 0.01 | 3.84
2040 | MISO_MI_2_MISO_WUMS | MISO_MI | MISO_WUMS | Internal | Summer | B8 | 500 | 1440 | 0 | 152.3 | 152.29 | 0.01 | 0
2040 | MISO_MI_2_MISO_WUMS | MISO_MI | MISO_WUMS | Internal | Summer | B9 | 800 | 1440 | 0 | 152.28 | 152.21 | 0.01 | 0
2040 | MISO_MI_2_MISO_WUMS | MISO_MI | MISO_WUMS | Internal | Summer | B10 | 1262 | 1440 | 0 | 99.59 | 99.58 | 0.01 | 0
2040 | MISO_MI_2_MISO_WUMS | MISO_MI | MISO_WUMS | Internal | Winter | B16 | 25 | 1440 | 0.01 | 157.29 | 157.28 | 0.01 | 0
2040 | MISO_MI_2_MISO_WUMS | MISO_MI | MISO_WUMS | Internal | Winter | B17 | 100 | 1440 | 0 | 157.27 | 157.26 | 0.01 | 0
2040 | MISO_MI_2_MISO_WUMS | MISO_MI | MISO_WUMS | Internal | Winter | B18 | 400 | 1440 | 0 | 156.95 | 156.94 | 0.01 | 0
2040 | MISO_MI_2_MISO_WUMS | MISO_MI | MISO_WUMS | Internal | Winter | B19 | 700 | 1440 | 0 | 152.71 | 152.7 | 0.01 | 0
2040 | MISO_MI_2_MISO_WUMS | MISO_MI | MISO_WUMS | Internal | Winter | B20 | 935 | 1440 | 0 | 94.63 | 88.16 | 0.01 | 0
2040 | MISO_MI_2_PJM_ROR | MISO_MI | PJM_ROR | Internal | Shoulder | B11 | 25 | 1424 | 0 | 153.9 | 153.21 | 2 | 0
2040 | MISO_MI_2_PJM_ROR | MISO_MI | PJM_ROR | Internal | Shoulder | B12 | 200 | 1424 | 0 | 153.9 | 153.83 | 2 | 0
2040 | MISO_MI_2_PJM_ROR | MISO_MI | PJM_ROR | Internal | Shoulder | B13 | 600 | 1424 | 0 | 153.56 | 150.42 | 2 | 0
2040 | MISO_MI_2_PJM_ROR | MISO_MI | PJM_ROR | Internal | Shoulder | B14 | 900 | 1424 | 0 | 151.1 | 149.1 | 2 | 0
2040 | MISO_MI_2_PJM_ROR | MISO_MI | PJM_ROR | Internal | Shoulder | B15 | 1203 | 1424 | 0 | 94.63 | 86.36 | 2 | 0
2040 | MISO_MI_2_PJM_ROR | MISO_MI | PJM_ROR | Internal | Summer | B1 | 10 | 1424 | 0.05 | 283.03 | 285.01 | 2 | 0
2040 | MISO_MI_2_PJM_ROR | MISO_MI | PJM_ROR | Internal | Summer | B2 | 25 | 1424 | 818.06 | 283.01 | 285.01 | 2 | 0
2040 | MISO_MI_2_PJM_ROR | MISO_MI | PJM_ROR | Internal | Summer | B3 | 75 | 1424 | 1424 | 267.24 | 279.23 | 2 | 9.99
2040 | MISO_MI_2_PJM_ROR | MISO_MI | PJM_ROR | Internal | Summer | B4 | 100 | 1424 | 1424 | 177.97 | 186.48 | 2 | 6.51
2040 | MISO_MI_2_PJM_ROR | MISO_MI | PJM_ROR | Internal | Summer | B5 | 200 | 1424 | 1424 | 177.29 | 182.84 | 2 | 3.55
2040 | MISO_MI_2_PJM_ROR | MISO_MI | PJM_ROR | Internal | Summer | B6 | 300 | 1424 | 1424 | 152.3 | 171.1 | 2 | 16.79
2040 | MISO_MI_2_PJM_ROR | MISO_MI | PJM_ROR | Internal | Summer | B7 | 400 | 1424 | 1424 | 152.3 | 163.96 | 2 | 9.66
2040 | MISO_MI_2_PJM_ROR | MISO_MI | PJM_ROR | Internal | Summer | B8 | 500 | 1424 | 489.15 | 152.3 | 154.3 | 2 | 0
2040 | MISO_MI_2_PJM_ROR | MISO_MI | PJM_ROR | Internal | Summer | B9 | 800 | 1424 | 0 | 152.28 | 152.05 | 2 | 0
2040 | MISO_MI_2_PJM_ROR | MISO_MI | PJM_ROR | Internal | Summer | B10 | 1262 | 1424 | 0 | 99.59 | 101.58 | 2 | 0
2040 | MISO_MI_2_PJM_ROR | MISO_MI | PJM_ROR | Internal | Winter | B16 | 25 | 1424 | 0 | 157.29 | 155.29 | 2 | 0
2040 | MISO_MI_2_PJM_ROR | MISO_MI | PJM_ROR | Internal | Winter | B17 | 100 | 1424 | 0 | 157.27 | 157.78 | 2 | 0
2040 | MISO_MI_2_PJM_ROR | MISO_MI | PJM_ROR | Internal | Winter | B18 | 400 | 1424 | 0 | 156.95 | 154.95 | 2 | 0
2040 | MISO_MI_2_PJM_ROR | MISO_MI | PJM_ROR | Internal | Winter | B19 | 700 | 1424 | 0 | 152.71 | 150.71 | 2 | 0
2040 | MISO_MI_2_PJM_ROR | MISO_MI | PJM_ROR | Internal | Winter | B20 | 935 | 1424 | 0 | 94.63 | 86.21 | 2 | 0
2040 | MISO_MO-IL_2_ENT | MISO_MO-IL | ENT | Internal | Shoulder | B11 | 25 | 2540 | 0 | 155.22 | 162.43 | 8 | 0
2040 | MISO_MO-IL_2_ENT | MISO_MO-IL | ENT | Internal | Shoulder | B12 | 200 | 2540 | 0 | 153.9 | 156.63 | 8 | 0
2040 | MISO_MO-IL_2_ENT | MISO_MO-IL | ENT | Internal | Shoulder | B13 | 600 | 2540 | 0 | 153.9 | 156.63 | 8 | 0
2040 | MISO_MO-IL_2_ENT | MISO_MO-IL | ENT | Internal | Shoulder | B14 | 900 | 2540 | 0 | 150.42 | 142.42 | 8 | 0
2040 | MISO_MO-IL_2_ENT | MISO_MO-IL | ENT | Internal | Shoulder | B15 | 1203 | 2540 | 0 | 86.5 | 78.5 | 8 | 0
2040 | MISO_MO-IL_2_ENT | MISO_MO-IL | ENT | Internal | Summer | B1 | 10 | 2540 | 0 | 284.47 | 290.01 | 8 | 0
2040 | MISO_MO-IL_2_ENT | MISO_MO-IL | ENT | Internal | Summer | B2 | 25 | 2540 | 0 | 284.23 | 288.81 | 8 | 0
2040 | MISO_MO-IL_2_ENT | MISO_MO-IL | ENT | Internal | Summer | B3 | 75 | 2540 | 0 | 284.23 | 284.23 | 8 | 0
2040 | MISO_MO-IL_2_ENT | MISO_MO-IL | ENT | Internal | Summer | B4 | 100 | 2540 | 0 | 194.14 | 193.34 | 8 | 0
2040 | MISO_MO-IL_2_ENT | MISO_MO-IL | ENT | Internal | Summer | B5 | 200 | 2540 | 0 | 188.56 | 180.56 | 8 | 0
2040 | MISO_MO-IL_2_ENT | MISO_MO-IL | ENT | Internal | Summer | B6 | 300 | 2540 | 0 | 173.1 | 172.71 | 8 | 0
2040 | MISO_MO-IL_2_ENT | MISO_MO-IL | ENT | Internal | Summer | B7 | 400 | 2540 | 0 | 165.96 | 165.96 | 8 | 0
2040 | MISO_MO-IL_2_ENT | MISO_MO-IL | ENT | Internal | Summer | B8 | 500 | 2540 | 0 | 152.3 | 154.98 | 8 | 0
2040 | MISO_MO-IL_2_ENT | MISO_MO-IL | ENT | Internal | Summer | B9 | 800 | 2540 | 0 | 152.3 | 154.98 | 8 | 0
2040 | MISO_MO-IL_2_ENT | MISO_MO-IL | ENT | Internal | Summer | B10 | 1262 | 2540 | 0 | 99.58 | 91.58 | 8 | 0
2040 | MISO_MO-IL_2_ENT | MISO_MO-IL | ENT | Internal | Winter | B16 | 25 | 2540 | 0 | 157.29 | 160.17 | 8 | 0
2040 | MISO_MO-IL_2_ENT | MISO_MO-IL | ENT | Internal | Winter | B17 | 100 | 2540 | 0 | 157.27 | 153.97 | 8 | 0
2040 | MISO_MO-IL_2_ENT | MISO_MO-IL | ENT | Internal | Winter | B18 | 400 | 2540 | 0 | 157.27 | 157.27 | 8 | 0
2040 | MISO_MO-IL_2_ENT | MISO_MO-IL | ENT | Internal | Winter | B19 | 700 | 2540 | 0 | 152.71 | 146.22 | 8 | 0
2040 | MISO_MO-IL_2_ENT | MISO_MO-IL | ENT | Internal | Winter | B20 | 935 | 2540 | 0 | 88.21 | 80.21 | 8 | 0
2040 | MISO_MO-IL_2_MISO_IN | MISO_MO-IL | MISO_IN | Internal | Shoulder | B11 | 25 | 2633 | 0 | 155.22 | 153.88 | 0.01 | 0
2040 | MISO_MO-IL_2_MISO_IN | MISO_MO-IL | MISO_IN | Internal | Shoulder | B12 | 200 | 2633 | 0 | 153.9 | 153.88 | 0.01 | 0
2040 | MISO_MO-IL_2_MISO_IN | MISO_MO-IL | MISO_IN | Internal | Shoulder | B13 | 600 | 2633 | 0 | 153.9 | 153.88 | 0.01 | 0
2040 | MISO_MO-IL_2_MISO_IN | MISO_MO-IL | MISO_IN | Internal | Shoulder | B14 | 900 | 2633 | 2633 | 150.42 | 151.1 | 0.01 | 0.67
2040 | MISO_MO-IL_2_MISO_IN | MISO_MO-IL | MISO_IN | Internal | Shoulder | B15 | 1203 | 2633 | 2633 | 86.5 | 94.65 | 0.01 | 8.14
2040 | MISO_MO-IL_2_MISO_IN | MISO_MO-IL | MISO_IN | Internal | Summer | B1 | 10 | 2633 | 0 | 284.47 | 283.01 | 0.01 | 0
2040 | MISO_MO-IL_2_MISO_IN | MISO_MO-IL | MISO_IN | Internal | Summer | B2 | 25 | 2633 | 0 | 284.23 | 283 | 0.01 | 0
2040 | MISO_MO-IL_2_MISO_IN | MISO_MO-IL | MISO_IN | Internal | Summer | B3 | 75 | 2633 | 0 | 284.23 | 267.23 | 0.01 | 0
2040 | MISO_MO-IL_2_MISO_IN | MISO_MO-IL | MISO_IN | Internal | Summer | B4 | 100 | 2633 | 0 | 194.14 | 177.95 | 0.01 | 0
2040 | MISO_MO-IL_2_MISO_IN | MISO_MO-IL | MISO_IN | Internal | Summer | B5 | 200 | 2633 | 0 | 188.56 | 177.28 | 0.01 | 0
2040 | MISO_MO-IL_2_MISO_IN | MISO_MO-IL | MISO_IN | Internal | Summer | B6 | 300 | 2633 | 0 | 173.1 | 152.29 | 0.01 | 0
2040 | MISO_MO-IL_2_MISO_IN | MISO_MO-IL | MISO_IN | Internal | Summer | B7 | 400 | 2633 | 0 | 165.96 | 152.29 | 0.01 | 0
2040 | MISO_MO-IL_2_MISO_IN | MISO_MO-IL | MISO_IN | Internal | Summer | B8 | 500 | 2633 | 0 | 152.3 | 152.29 | 0.01 | 0
2040 | MISO_MO-IL_2_MISO_IN | MISO_MO-IL | MISO_IN | Internal | Summer | B9 | 800 | 2633 | 0 | 152.3 | 152.29 | 0.01 | 0
2040 | MISO_MO-IL_2_MISO_IN | MISO_MO-IL | MISO_IN | Internal | Summer | B10 | 1262 | 2633 | 2633 | 99.58 | 99.6 | 0.01 | 0.01
2040 | MISO_MO-IL_2_MISO_IN | MISO_MO-IL | MISO_IN | Internal | Winter | B16 | 25 | 2633 | 0.01 | 157.29 | 157.28 | 0.01 | 0
2040 | MISO_MO-IL_2_MISO_IN | MISO_MO-IL | MISO_IN | Internal | Winter | B17 | 100 | 2633 | 18.23 | 157.27 | 157.28 | 0.01 | 0
2040 | MISO_MO-IL_2_MISO_IN | MISO_MO-IL | MISO_IN | Internal | Winter | B18 | 400 | 2633 | 474.75 | 157.27 | 157.28 | 0.01 | 0
2040 | MISO_MO-IL_2_MISO_IN | MISO_MO-IL | MISO_IN | Internal | Winter | B19 | 700 | 2633 | 1556.03 | 152.71 | 152.72 | 0.01 | 0
2040 | MISO_MO-IL_2_MISO_IN | MISO_MO-IL | MISO_IN | Internal | Winter | B20 | 935 | 2633 | 2633 | 88.21 | 94.65 | 0.01 | 6.43
2040 | MISO_MO-IL_2_MISO_W | MISO_MO-IL | MISO_W | Internal | Shoulder | B11 | 25 | 1075 | 0.01 | 155.22 | 155.21 | 0.01 | 0
2040 | MISO_MO-IL_2_MISO_W | MISO_MO-IL | MISO_W | Internal | Shoulder | B12 | 200 | 1075 | 0 | 153.9 | 153.88 | 0.01 | 0
2040 | MISO_MO-IL_2_MISO_W | MISO_MO-IL | MISO_W | Internal | Shoulder | B13 | 600 | 1075 | 0 | 153.9 | 148.42 | 0.01 | 0
2040 | MISO_MO-IL_2_MISO_W | MISO_MO-IL | MISO_W | Internal | Shoulder | B14 | 900 | 1075 | 0 | 150.42 | 111.38 | 0.01 | 0
2040 | MISO_MO-IL_2_MISO_W | MISO_MO-IL | MISO_W | Internal | Shoulder | B15 | 1203 | 1075 | 0 | 86.5 | 74.71 | 0.01 | 0
2040 | MISO_MO-IL_2_MISO_W | MISO_MO-IL | MISO_W | Internal | Summer | B1 | 10 | 1075 | 805.03 | 284.47 | 284.48 | 0.01 | 0
2040 | MISO_MO-IL_2_MISO_W | MISO_MO-IL | MISO_W | Internal | Summer | B2 | 25 | 1075 | 0.01 | 284.23 | 284.22 | 0.01 | 0
2040 | MISO_MO-IL_2_MISO_W | MISO_MO-IL | MISO_W | Internal | Summer | B3 | 75 | 1075 | 642.97 | 284.23 | 284.24 | 0.01 | 0
2040 | MISO_MO-IL_2_MISO_W | MISO_MO-IL | MISO_W | Internal | Summer | B4 | 100 | 1075 | 1075 | 194.14 | 194.27 | 0.01 | 0.12
2040 | MISO_MO-IL_2_MISO_W | MISO_MO-IL | MISO_W | Internal | Summer | B5 | 200 | 1075 | 1075 | 188.56 | 189.17 | 0.01 | 0.6
2040 | MISO_MO-IL_2_MISO_W | MISO_MO-IL | MISO_W | Internal | Summer | B6 | 300 | 1075 | 1075 | 173.1 | 181.19 | 0.01 | 8.08
2040 | MISO_MO-IL_2_MISO_W | MISO_MO-IL | MISO_W | Internal | Summer | B7 | 400 | 1075 | 0 | 165.96 | 165.95 | 0.01 | 0
2040 | MISO_MO-IL_2_MISO_W | MISO_MO-IL | MISO_W | Internal | Summer | B8 | 500 | 1075 | 0 | 152.3 | 152.29 | 0.01 | 0
2040 | MISO_MO-IL_2_MISO_W | MISO_MO-IL | MISO_W | Internal | Summer | B9 | 800 | 1075 | 0 | 152.3 | 152.19 | 0.01 | 0
2040 | MISO_MO-IL_2_MISO_W | MISO_MO-IL | MISO_W | Internal | Summer | B10 | 1262 | 1075 | 0 | 99.58 | 79.58 | 0.01 | 0
2040 | MISO_MO-IL_2_MISO_W | MISO_MO-IL | MISO_W | Internal | Winter | B16 | 25 | 1075 | 0 | 157.29 | 141.23 | 0.01 | 0
2040 | MISO_MO-IL_2_MISO_W | MISO_MO-IL | MISO_W | Internal | Winter | B17 | 100 | 1075 | 0 | 157.27 | 134.23 | 0.01 | 0
2040 | MISO_MO-IL_2_MISO_W | MISO_MO-IL | MISO_W | Internal | Winter | B18 | 400 | 1075 | 0 | 157.27 | 145.27 | 0.01 | 0
2040 | MISO_MO-IL_2_MISO_W | MISO_MO-IL | MISO_W | Internal | Winter | B19 | 700 | 1075 | 0 | 152.71 | 141.23 | 0.01 | 0
2040 | MISO_MO-IL_2_MISO_W | MISO_MO-IL | MISO_W | Internal | Winter | B20 | 935 | 1075 | 0 | 88.21 | 78.54 | 0.01 | 0
2040 | MISO_MO-IL_2_PJM_ROR | MISO_MO-IL | PJM_ROR | Internal | Shoulder | B11 | 25 | 1212 | 0 | 155.22 | 153.21 | 2 | 0
2040 | MISO_MO-IL_2_PJM_ROR | MISO_MO-IL | PJM_ROR | Internal | Shoulder | B12 | 200 | 1212 | 0 | 153.9 | 153.83 | 2 | 0
2040 | MISO_MO-IL_2_PJM_ROR | MISO_MO-IL | PJM_ROR | Internal | Shoulder | B13 | 600 | 1212 | 0 | 153.9 | 150.42 | 2 | 0
2040 | MISO_MO-IL_2_PJM_ROR | MISO_MO-IL | PJM_ROR | Internal | Shoulder | B14 | 900 | 1212 | 0 | 150.42 | 149.1 | 2 | 0
2040 | MISO_MO-IL_2_PJM_ROR | MISO_MO-IL | PJM_ROR | Internal | Shoulder | B15 | 1203 | 1212 | 0 | 86.5 | 86.36 | 2 | 0
2040 | MISO_MO-IL_2_PJM_ROR | MISO_MO-IL | PJM_ROR | Internal | Summer | B1 | 10 | 1212 | 0 | 284.47 | 285.01 | 2 | 0
2040 | MISO_MO-IL_2_PJM_ROR | MISO_MO-IL | PJM_ROR | Internal | Summer | B2 | 25 | 1212 | 0 | 284.23 | 285.01 | 2 | 0
2040 | MISO_MO-IL_2_PJM_ROR | MISO_MO-IL | PJM_ROR | Internal | Summer | B3 | 75 | 1212 | 0 | 284.23 | 279.23 | 2 | 0
2040 | MISO_MO-IL_2_PJM_ROR | MISO_MO-IL | PJM_ROR | Internal | Summer | B4 | 100 | 1212 | 0 | 194.14 | 186.48 | 2 | 0
2040 | MISO_MO-IL_2_PJM_ROR | MISO_MO-IL | PJM_ROR | Internal | Summer | B5 | 200 | 1212 | 0 | 188.56 | 182.84 | 2 | 0
2040 | MISO_MO-IL_2_PJM_ROR | MISO_MO-IL | PJM_ROR | Internal | Summer | B6 | 300 | 1212 | 0 | 173.1 | 171.1 | 2 | 0
2040 | MISO_MO-IL_2_PJM_ROR | MISO_MO-IL | PJM_ROR | Internal | Summer | B7 | 400 | 1212 | 0 | 165.96 | 163.96 | 2 | 0
2040 | MISO_MO-IL_2_PJM_ROR | MISO_MO-IL | PJM_ROR | Internal | Summer | B8 | 500 | 1212 | 293.61 | 152.3 | 154.3 | 2 | 0
2040 | MISO_MO-IL_2_PJM_ROR | MISO_MO-IL | PJM_ROR | Internal | Summer | B9 | 800 | 1212 | 0 | 152.3 | 152.05 | 2 | 0
2040 | MISO_MO-IL_2_PJM_ROR | MISO_MO-IL | PJM_ROR | Internal | Summer | B10 | 1262 | 1212 | 77.47 | 99.58 | 101.58 | 2 | 0
2040 | MISO_MO-IL_2_PJM_ROR | MISO_MO-IL | PJM_ROR | Internal | Winter | B16 | 25 | 1212 | 0 | 157.29 | 155.29 | 2 | 0
2040 | MISO_MO-IL_2_PJM_ROR | MISO_MO-IL | PJM_ROR | Internal | Winter | B17 | 100 | 1212 | 0 | 157.27 | 157.78 | 2 | 0
2040 | MISO_MO-IL_2_PJM_ROR | MISO_MO-IL | PJM_ROR | Internal | Winter | B18 | 400 | 1212 | 0 | 157.27 | 154.95 | 2 | 0
2040 | MISO_MO-IL_2_PJM_ROR | MISO_MO-IL | PJM_ROR | Internal | Winter | B19 | 700 | 1212 | 0 | 152.71 | 150.71 | 2 | 0
2040 | MISO_MO-IL_2_PJM_ROR | MISO_MO-IL | PJM_ROR | Internal | Winter | B20 | 935 | 1212 | 0 | 88.21 | 86.21 | 2 | 0
2040 | MISO_MO-IL_2_SPP_N | MISO_MO-IL | SPP_N | Internal | Shoulder | B11 | 25 | 2000 | 0 | 155.22 | 157.43 | 8 | 0
2040 | MISO_MO-IL_2_SPP_N | MISO_MO-IL | SPP_N | Internal | Shoulder | B12 | 200 | 2000 | 0 | 153.9 | 156.44 | 8 | 0
2040 | MISO_MO-IL_2_SPP_N | MISO_MO-IL | SPP_N | Internal | Shoulder | B13 | 600 | 2000 | 0 | 153.9 | 151.63 | 8 | 0
2040 | MISO_MO-IL_2_SPP_N | MISO_MO-IL | SPP_N | Internal | Shoulder | B14 | 900 | 2000 | 0 | 150.42 | 118.38 | 8 | 0
2040 | MISO_MO-IL_2_SPP_N | MISO_MO-IL | SPP_N | Internal | Shoulder | B15 | 1203 | 2000 | 0 | 86.5 | 73.5 | 8 | 0
2040 | MISO_MO-IL_2_SPP_N | MISO_MO-IL | SPP_N | Internal | Summer | B1 | 10 | 2000 | 0 | 284.47 | 279.47 | 8 | 0
2040 | MISO_MO-IL_2_SPP_N | MISO_MO-IL | SPP_N | Internal | Summer | B2 | 25 | 2000 | 0 | 284.23 | 283.81 | 8 | 0
2040 | MISO_MO-IL_2_SPP_N | MISO_MO-IL | SPP_N | Internal | Summer | B3 | 75 | 2000 | 0 | 284.23 | 279.24 | 8 | 0
2040 | MISO_MO-IL_2_SPP_N | MISO_MO-IL | SPP_N | Internal | Summer | B4 | 100 | 2000 | 0 | 194.14 | 189.27 | 8 | 0
2040 | MISO_MO-IL_2_SPP_N | MISO_MO-IL | SPP_N | Internal | Summer | B5 | 200 | 2000 | 0 | 188.56 | 184.17 | 8 | 0
2040 | MISO_MO-IL_2_SPP_N | MISO_MO-IL | SPP_N | Internal | Summer | B6 | 300 | 2000 | 0 | 173.1 | 180.69 | 8 | 0
2040 | MISO_MO-IL_2_SPP_N | MISO_MO-IL | SPP_N | Internal | Summer | B7 | 400 | 2000 | 0 | 165.96 | 168.6 | 8 | 0
2040 | MISO_MO-IL_2_SPP_N | MISO_MO-IL | SPP_N | Internal | Summer | B8 | 500 | 2000 | 0 | 152.3 | 155.86 | 8 | 0
2040 | MISO_MO-IL_2_SPP_N | MISO_MO-IL | SPP_N | Internal | Summer | B9 | 800 | 2000 | 0 | 152.3 | 154.73 | 8 | 0
2040 | MISO_MO-IL_2_SPP_N | MISO_MO-IL | SPP_N | Internal | Summer | B10 | 1262 | 2000 | 0 | 99.58 | 86.58 | 8 | 0
2040 | MISO_MO-IL_2_SPP_N | MISO_MO-IL | SPP_N | Internal | Winter | B16 | 25 | 2000 | 0 | 157.29 | 152.29 | 8 | 0
2040 | MISO_MO-IL_2_SPP_N | MISO_MO-IL | SPP_N | Internal | Winter | B17 | 100 | 2000 | 0 | 157.27 | 141.23 | 8 | 0
2040 | MISO_MO-IL_2_SPP_N | MISO_MO-IL | SPP_N | Internal | Winter | B18 | 400 | 2000 | 0 | 157.27 | 152.27 | 8 | 0
2040 | MISO_MO-IL_2_SPP_N | MISO_MO-IL | SPP_N | Internal | Winter | B19 | 700 | 2000 | 0 | 152.71 | 141.22 | 8 | 0
2040 | MISO_MO-IL_2_SPP_N | MISO_MO-IL | SPP_N | Internal | Winter | B20 | 935 | 2000 | 0 | 88.21 | 73.54 | 8 | 0
2040 | MISO_MO-IL_2_TVA_Transmission | MISO_MO-IL | TVA_Transmission | Internal | Shoulder | B11 | 25 | 4000 | 0 | 155.22 | 158.64 | 8 | 0
2040 | MISO_MO-IL_2_TVA_Transmission | MISO_MO-IL | TVA_Transmission | Internal | Shoulder | B12 | 200 | 4000 | 0 | 153.9 | 152.37 | 8 | 0
2040 | MISO_MO-IL_2_TVA_Transmission | MISO_MO-IL | TVA_Transmission | Internal | Shoulder | B13 | 600 | 4000 | 0 | 153.9 | 149.9 | 8 | 0
2040 | MISO_MO-IL_2_TVA_Transmission | MISO_MO-IL | TVA_Transmission | Internal | Shoulder | B14 | 900 | 4000 | 0 | 150.42 | 149.38 | 8 | 0
2040 | MISO_MO-IL_2_TVA_Transmission | MISO_MO-IL | TVA_Transmission | Internal | Shoulder | B15 | 1203 | 4000 | 0 | 86.5 | 86.5 | 8 | 0
2040 | MISO_MO-IL_2_TVA_Transmission | MISO_MO-IL | TVA_Transmission | Internal | Summer | B1 | 10 | 4000 | 280.86 | 284.47 | 292.47 | 8 | 0
2040 | MISO_MO-IL_2_TVA_Transmission | MISO_MO-IL | TVA_Transmission | Internal | Summer | B2 | 25 | 4000 | 0 | 284.23 | 291.01 | 8 | 0
2040 | MISO_MO-IL_2_TVA_Transmission | MISO_MO-IL | TVA_Transmission | Internal | Summer | B3 | 75 | 4000 | 0 | 284.23 | 283.23 | 8 | 0
2040 | MISO_MO-IL_2_TVA_Transmission | MISO_MO-IL | TVA_Transmission | Internal | Summer | B4 | 100 | 4000 | 0 | 194.14 | 185.14 | 8 | 0
2040 | MISO_MO-IL_2_TVA_Transmission | MISO_MO-IL | TVA_Transmission | Internal | Summer | B5 | 200 | 4000 | 0 | 188.56 | 179.56 | 8 | 0
2040 | MISO_MO-IL_2_TVA_Transmission | MISO_MO-IL | TVA_Transmission | Internal | Summer | B6 | 300 | 4000 | 0 | 173.1 | 164.1 | 8 | 0
2040 | MISO_MO-IL_2_TVA_Transmission | MISO_MO-IL | TVA_Transmission | Internal | Summer | B7 | 400 | 4000 | 0 | 165.96 | 156.96 | 8 | 0
2040 | MISO_MO-IL_2_TVA_Transmission | MISO_MO-IL | TVA_Transmission | Internal | Summer | B8 | 500 | 4000 | 0 | 152.3 | 156.47 | 8 | 0
2040 | MISO_MO-IL_2_TVA_Transmission | MISO_MO-IL | TVA_Transmission | Internal | Summer | B9 | 800 | 4000 | 0 | 152.3 | 156.47 | 8 | 0
2040 | MISO_MO-IL_2_TVA_Transmission | MISO_MO-IL | TVA_Transmission | Internal | Summer | B10 | 1262 | 4000 | 0 | 99.58 | 92.58 | 8 | 0
2040 | MISO_MO-IL_2_TVA_Transmission | MISO_MO-IL | TVA_Transmission | Internal | Winter | B16 | 25 | 4000 | 0 | 157.29 | 161.04 | 8 | 0
2040 | MISO_MO-IL_2_TVA_Transmission | MISO_MO-IL | TVA_Transmission | Internal | Winter | B17 | 100 | 4000 | 0 | 157.27 | 161.14 | 8 | 0
2040 | MISO_MO-IL_2_TVA_Transmission | MISO_MO-IL | TVA_Transmission | Internal | Winter | B18 | 400 | 4000 | 0 | 157.27 | 150.71 | 8 | 0
2040 | MISO_MO-IL_2_TVA_Transmission | MISO_MO-IL | TVA_Transmission | Internal | Winter | B19 | 700 | 4000 | 0 | 152.71 | 149.42 | 8 | 0
2040 | MISO_MO-IL_2_TVA_Transmission | MISO_MO-IL | TVA_Transmission | Internal | Winter | B20 | 935 | 4000 | 0 | 88.21 | 88.86 | 8 | 0
2040 | MISO_W_2_IESO | MISO_W | IESO | Internal | Shoulder | B11 | 25 | 90 | 0 | 155.21 | 87.63 | 8 | 0
2040 | MISO_W_2_IESO | MISO_W | IESO | Internal | Shoulder | B12 | 200 | 90 | 0 | 153.88 | 87.63 | 8 | 0
2040 | MISO_W_2_IESO | MISO_W | IESO | Internal | Shoulder | B13 | 600 | 90 | 0 | 148.42 | 87.63 | 8 | 0
2040 | MISO_W_2_IESO | MISO_W | IESO | Internal | Shoulder | B14 | 900 | 90 | 0 | 111.38 | 87.63 | 8 | 0
2040 | MISO_W_2_IESO | MISO_W | IESO | Internal | Shoulder | B15 | 1203 | 90 | 90 | 74.71 | 87.63 | 8 | 4.93
2040 | MISO_W_2_IESO | MISO_W | IESO | Internal | Summer | B1 | 10 | 90 | 0 | 284.48 | 165.33 | 8 | 0
2040 | MISO_W_2_IESO | MISO_W | IESO | Internal | Summer | B2 | 25 | 90 | 0 | 284.22 | 166.05 | 8 | 0
2040 | MISO_W_2_IESO | MISO_W | IESO | Internal | Summer | B3 | 75 | 90 | 0 | 284.24 | 165.33 | 8 | 0
2040 | MISO_W_2_IESO | MISO_W | IESO | Internal | Summer | B4 | 100 | 90 | 0 | 194.27 | 165.33 | 8 | 0
2040 | MISO_W_2_IESO | MISO_W | IESO | Internal | Summer | B5 | 200 | 90 | 0 | 189.17 | 87.57 | 8 | 0
2040 | MISO_W_2_IESO | MISO_W | IESO | Internal | Summer | B6 | 300 | 90 | 0 | 181.19 | 82.63 | 8 | 0
2040 | MISO_W_2_IESO | MISO_W | IESO | Internal | Summer | B7 | 400 | 90 | 0 | 165.95 | 82.63 | 8 | 0
2040 | MISO_W_2_IESO | MISO_W | IESO | Internal | Summer | B8 | 500 | 90 | 0 | 152.29 | 82.63 | 8 | 0
2040 | MISO_W_2_IESO | MISO_W | IESO | Internal | Summer | B9 | 800 | 90 | 0 | 152.19 | 82.63 | 8 | 0
2040 | MISO_W_2_IESO | MISO_W | IESO | Internal | Summer | B10 | 1262 | 90 | 0 | 79.58 | 82.63 | 8 | 0
2040 | MISO_W_2_IESO | MISO_W | IESO | Internal | Winter | B16 | 25 | 90 | 0 | 141.23 | 87.63 | 8 | 0
2040 | MISO_W_2_IESO | MISO_W | IESO | Internal | Winter | B17 | 100 | 90 | 0 | 134.23 | 87.63 | 8 | 0
2040 | MISO_W_2_IESO | MISO_W | IESO | Internal | Winter | B18 | 400 | 90 | 0 | 145.27 | 87.63 | 8 | 0
2040 | MISO_W_2_IESO | MISO_W | IESO | Internal | Winter | B19 | 700 | 90 | 0 | 141.23 | 87.63 | 8 | 0
2040 | MISO_W_2_IESO | MISO_W | IESO | Internal | Winter | B20 | 935 | 90 | 90 | 78.54 | 87.63 | 8 | 1.09
2040 | MISO_W_2_MAPP_CA | MISO_W | MAPP_CA | Internal | Shoulder | B11 | 25 | 926 | 0 | 155.21 | 74.71 | 0.01 | 0
2040 | MISO_W_2_MAPP_CA | MISO_W | MAPP_CA | Internal | Shoulder | B12 | 200 | 926 | 0 | 153.88 | 74.71 | 0.01 | 0
2040 | MISO_W_2_MAPP_CA | MISO_W | MAPP_CA | Internal | Shoulder | B13 | 600 | 926 | 0 | 148.42 | 74.71 | 0.01 | 0
2040 | MISO_W_2_MAPP_CA | MISO_W | MAPP_CA | Internal | Shoulder | B14 | 900 | 926 | 0 | 111.38 | 74.71 | 0.01 | 0
2040 | MISO_W_2_MAPP_CA | MISO_W | MAPP_CA | Internal | Shoulder | B15 | 1203 | 926 | 0 | 74.71 | 74.71 | 0.01 | 0
2040 | MISO_W_2_MAPP_CA | MISO_W | MAPP_CA | Internal | Summer | B1 | 10 | 926 | 0 | 284.48 | 79.57 | 0.01 | 0
2040 | MISO_W_2_MAPP_CA | MISO_W | MAPP_CA | Internal | Summer | B2 | 25 | 926 | 0 | 284.22 | 79.57 | 0.01 | 0
2040 | MISO_W_2_MAPP_CA | MISO_W | MAPP_CA | Internal | Summer | B3 | 75 | 926 | 0 | 284.24 | 79.57 | 0.01 | 0
2040 | MISO_W_2_MAPP_CA | MISO_W | MAPP_CA | Internal | Summer | B4 | 100 | 926 | 0 | 194.27 | 79.57 | 0.01 | 0
2040 | MISO_W_2_MAPP_CA | MISO_W | MAPP_CA | Internal | Summer | B5 | 200 | 926 | 0 | 189.17 | 79.57 | 0.01 | 0
2040 | MISO_W_2_MAPP_CA | MISO_W | MAPP_CA | Internal | Summer | B6 | 300 | 926 | 0 | 181.19 | 79.57 | 0.01 | 0
2040 | MISO_W_2_MAPP_CA | MISO_W | MAPP_CA | Internal | Summer | B7 | 400 | 926 | 0 | 165.95 | 79.57 | 0.01 | 0
2040 | MISO_W_2_MAPP_CA | MISO_W | MAPP_CA | Internal | Summer | B8 | 500 | 926 | 0 | 152.29 | 79.57 | 0.01 | 0
2040 | MISO_W_2_MAPP_CA | MISO_W | MAPP_CA | Internal | Summer | B9 | 800 | 926 | 0 | 152.19 | 79.57 | 0.01 | 0
2040 | MISO_W_2_MAPP_CA | MISO_W | MAPP_CA | Internal | Summer | B10 | 1262 | 926 | 0 | 79.58 | 79.57 | 0.01 | 0
2040 | MISO_W_2_MAPP_CA | MISO_W | MAPP_CA | Internal | Winter | B16 | 25 | 926 | 0 | 141.23 | 78.56 | 0.01 | 0
2040 | MISO_W_2_MAPP_CA | MISO_W | MAPP_CA | Internal | Winter | B17 | 100 | 926 | 0 | 134.23 | 79.63 | 0.01 | 0
2040 | MISO_W_2_MAPP_CA | MISO_W | MAPP_CA | Internal | Winter | B18 | 400 | 926 | 0 | 145.27 | 79.63 | 0.01 | 0
2040 | MISO_W_2_MAPP_CA | MISO_W | MAPP_CA | Internal | Winter | B19 | 700 | 926 | 0 | 141.23 | 79.63 | 0.01 | 0
2040 | MISO_W_2_MAPP_CA | MISO_W | MAPP_CA | Internal | Winter | B20 | 935 | 926 | 371.79 | 78.54 | 78.56 | 0.01 | 0
2040 | MISO_W_2_MISO_MO-IL | MISO_W | MISO_MO-IL | Internal | Shoulder | B11 | 25 | 3915 | 1103.7 | 155.21 | 155.22 | 0.01 | 0
2040 | MISO_W_2_MISO_MO-IL | MISO_W | MISO_MO-IL | Internal | Shoulder | B12 | 200 | 3915 | 3240.49 | 153.88 | 153.9 | 0.01 | 0
2040 | MISO_W_2_MISO_MO-IL | MISO_W | MISO_MO-IL | Internal | Shoulder | B13 | 600 | 3915 | 3915 | 148.42 | 153.9 | 0.01 | 5.46
2040 | MISO_W_2_MISO_MO-IL | MISO_W | MISO_MO-IL | Internal | Shoulder | B14 | 900 | 3915 | 3915 | 111.38 | 150.42 | 0.01 | 39.03
2040 | MISO_W_2_MISO_MO-IL | MISO_W | MISO_MO-IL | Internal | Shoulder | B15 | 1203 | 3915 | 3915 | 74.71 | 86.5 | 0.01 | 11.78
2040 | MISO_W_2_MISO_MO-IL | MISO_W | MISO_MO-IL | Internal | Summer | B1 | 10 | 3915 | 0.02 | 284.48 | 284.47 | 0.01 | 0
2040 | MISO_W_2_MISO_MO-IL | MISO_W | MISO_MO-IL | Internal | Summer | B2 | 25 | 3915 | 1250.32 | 284.22 | 284.23 | 0.01 | 0
2040 | MISO_W_2_MISO_MO-IL | MISO_W | MISO_MO-IL | Internal | Summer | B3 | 75 | 3915 | 0 | 284.24 | 284.23 | 0.01 | 0
2040 | MISO_W_2_MISO_MO-IL | MISO_W | MISO_MO-IL | Internal | Summer | B4 | 100 | 3915 | 0 | 194.27 | 194.14 | 0.01 | 0
2040 | MISO_W_2_MISO_MO-IL | MISO_W | MISO_MO-IL | Internal | Summer | B5 | 200 | 3915 | 0 | 189.17 | 188.56 | 0.01 | 0
2040 | MISO_W_2_MISO_MO-IL | MISO_W | MISO_MO-IL | Internal | Summer | B6 | 300 | 3915 | 0 | 181.19 | 173.1 | 0.01 | 0
2040 | MISO_W_2_MISO_MO-IL | MISO_W | MISO_MO-IL | Internal | Summer | B7 | 400 | 3915 | 534.22 | 165.95 | 165.96 | 0.01 | 0
2040 | MISO_W_2_MISO_MO-IL | MISO_W | MISO_MO-IL | Internal | Summer | B8 | 500 | 3915 | 3248.32 | 152.29 | 152.3 | 0.01 | 0
2040 | MISO_W_2_MISO_MO-IL | MISO_W | MISO_MO-IL | Internal | Summer | B9 | 800 | 3915 | 3915 | 152.19 | 152.3 | 0.01 | 0.1
2040 | MISO_W_2_MISO_MO-IL | MISO_W | MISO_MO-IL | Internal | Summer | B10 | 1262 | 3915 | 3915 | 79.58 | 99.58 | 0.01 | 19.99
2040 | MISO_W_2_MISO_MO-IL | MISO_W | MISO_MO-IL | Internal | Winter | B16 | 25 | 3915 | 3915 | 141.23 | 157.29 | 0.01 | 16.05
2040 | MISO_W_2_MISO_MO-IL | MISO_W | MISO_MO-IL | Internal | Winter | B17 | 100 | 3915 | 3915 | 134.23 | 157.27 | 0.01 | 23.03
2040 | MISO_W_2_MISO_MO-IL | MISO_W | MISO_MO-IL | Internal | Winter | B18 | 400 | 3915 | 3915 | 145.27 | 157.27 | 0.01 | 11.99
2040 | MISO_W_2_MISO_MO-IL | MISO_W | MISO_MO-IL | Internal | Winter | B19 | 700 | 3915 | 3915 | 141.23 | 152.71 | 0.01 | 11.47
2040 | MISO_W_2_MISO_MO-IL | MISO_W | MISO_MO-IL | Internal | Winter | B20 | 935 | 3915 | 3915 | 78.54 | 88.21 | 0.01 | 9.65
2040 | MISO_W_2_MISO_WUMS | MISO_W | MISO_WUMS | Internal | Shoulder | B11 | 25 | 1732 | 0 | 155.21 | 154.01 | 0.01 | 0
2040 | MISO_W_2_MISO_WUMS | MISO_W | MISO_WUMS | Internal | Shoulder | B12 | 200 | 1732 | 1732 | 153.88 | 153.91 | 0.01 | 0.01
2040 | MISO_W_2_MISO_WUMS | MISO_W | MISO_WUMS | Internal | Shoulder | B13 | 600 | 1732 | 1732 | 148.42 | 152.42 | 0.01 | 3.99
2040 | MISO_W_2_MISO_WUMS | MISO_W | MISO_WUMS | Internal | Shoulder | B14 | 900 | 1732 | 1732 | 111.38 | 151.09 | 0.01 | 39.7
2040 | MISO_W_2_MISO_WUMS | MISO_W | MISO_WUMS | Internal | Shoulder | B15 | 1203 | 1732 | 1732 | 74.71 | 88.36 | 0.01 | 13.65
2040 | MISO_W_2_MISO_WUMS | MISO_W | MISO_WUMS | Internal | Summer | B1 | 10 | 1732 | 0 | 284.48 | 283.01 | 0.01 | 0
2040 | MISO_W_2_MISO_WUMS | MISO_W | MISO_WUMS | Internal | Summer | B2 | 25 | 1732 | 0 | 284.22 | 283.01 | 0.01 | 0
2040 | MISO_W_2_MISO_WUMS | MISO_W | MISO_WUMS | Internal | Summer | B3 | 75 | 1732 | 0 | 284.24 | 267.25 | 0.01 | 0
2040 | MISO_W_2_MISO_WUMS | MISO_W | MISO_WUMS | Internal | Summer | B4 | 100 | 1732 | 0 | 194.27 | 177.98 | 0.01 | 0
2040 | MISO_W_2_MISO_WUMS | MISO_W | MISO_WUMS | Internal | Summer | B5 | 200 | 1732 | 0 | 189.17 | 177.31 | 0.01 | 0
2040 | MISO_W_2_MISO_WUMS | MISO_W | MISO_WUMS | Internal | Summer | B6 | 300 | 1732 | 0 | 181.19 | 169.1 | 0.01 | 0
2040 | MISO_W_2_MISO_WUMS | MISO_W | MISO_WUMS | Internal | Summer | B7 | 400 | 1732 | 0 | 165.95 | 156.16 | 0.01 | 0
2040 | MISO_W_2_MISO_WUMS | MISO_W | MISO_WUMS | Internal | Summer | B8 | 500 | 1732 | 0 | 152.29 | 152.29 | 0.01 | 0
2040 | MISO_W_2_MISO_WUMS | MISO_W | MISO_WUMS | Internal | Summer | B9 | 800 | 1732 | 663.16 | 152.19 | 152.21 | 0.01 | 0
2040 | MISO_W_2_MISO_WUMS | MISO_W | MISO_WUMS | Internal | Summer | B10 | 1262 | 1732 | 1732 | 79.58 | 99.58 | 0.01 | 19.99
2040 | MISO_W_2_MISO_WUMS | MISO_W | MISO_WUMS | Internal | Winter | B16 | 25 | 1732 | 1732 | 141.23 | 157.28 | 0.01 | 16.04
2040 | MISO_W_2_MISO_WUMS | MISO_W | MISO_WUMS | Internal | Winter | B17 | 100 | 1732 | 1732 | 134.23 | 157.26 | 0.01 | 23.02
2040 | MISO_W_2_MISO_WUMS | MISO_W | MISO_WUMS | Internal | Winter | B18 | 400 | 1732 | 1732 | 145.27 | 156.94 | 0.01 | 11.66
2040 | MISO_W_2_MISO_WUMS | MISO_W | MISO_WUMS | Internal | Winter | B19 | 700 | 1732 | 1732 | 141.23 | 152.7 | 0.01 | 11.46
2040 | MISO_W_2_MISO_WUMS | MISO_W | MISO_WUMS | Internal | Winter | B20 | 935 | 1732 | 1732 | 78.54 | 88.16 | 0.01 | 9.6
2040 | MISO_W_2_NE | MISO_W | NE | Internal | Shoulder | B11 | 25 | 2800 | 0 | 155.21 | 157.41 | 7 | 0
2040 | MISO_W_2_NE | MISO_W | NE | Internal | Shoulder | B12 | 200 | 2800 | 0 | 153.88 | 156.45 | 7 | 0
2040 | MISO_W_2_NE | MISO_W | NE | Internal | Shoulder | B13 | 600 | 2800 | 0 | 148.42 | 151.64 | 7 | 0
2040 | MISO_W_2_NE | MISO_W | NE | Internal | Shoulder | B14 | 900 | 2800 | 89.26 | 111.38 | 118.38 | 7 | 0
2040 | MISO_W_2_NE | MISO_W | NE | Internal | Shoulder | B15 | 1203 | 2800 | 221.39 | 74.71 | 81.71 | 7 | 0
2040 | MISO_W_2_NE | MISO_W | NE | Internal | Summer | B1 | 10 | 2800 | 0 | 284.48 | 284.48 | 7 | 0
2040 | MISO_W_2_NE | MISO_W | NE | Internal | Summer | B2 | 25 | 2800 | 0 | 284.22 | 284.22 | 7 | 0
2040 | MISO_W_2_NE | MISO_W | NE | Internal | Summer | B3 | 75 | 2800 | 0 | 284.24 | 284.24 | 7 | 0
2040 | MISO_W_2_NE | MISO_W | NE | Internal | Summer | B4 | 100 | 2800 | 0 | 194.27 | 194.27 | 7 | 0
2040 | MISO_W_2_NE | MISO_W | NE | Internal | Summer | B5 | 200 | 2800 | 0 | 189.17 | 189.17 | 7 | 0
2040 | MISO_W_2_NE | MISO_W | NE | Internal | Summer | B6 | 300 | 2800 | 0 | 181.19 | 181.19 | 7 | 0
2040 | MISO_W_2_NE | MISO_W | NE | Internal | Summer | B7 | 400 | 2800 | 0 | 165.95 | 168.59 | 7 | 0
2040 | MISO_W_2_NE | MISO_W | NE | Internal | Summer | B8 | 500 | 2800 | 0 | 152.29 | 155.85 | 7 | 0
2040 | MISO_W_2_NE | MISO_W | NE | Internal | Summer | B9 | 800 | 2800 | 0 | 152.19 | 155.25 | 7 | 0
2040 | MISO_W_2_NE | MISO_W | NE | Internal | Summer | B10 | 1262 | 2800 | 752.32 | 79.58 | 86.58 | 7 | 0
2040 | MISO_W_2_NE | MISO_W | NE | Internal | Winter | B16 | 25 | 2800 | 2800 | 141.23 | 152.28 | 7 | 4.05
2040 | MISO_W_2_NE | MISO_W | NE | Internal | Winter | B17 | 100 | 2800 | 459.88 | 134.23 | 141.23 | 7 | 0
2040 | MISO_W_2_NE | MISO_W | NE | Internal | Winter | B18 | 400 | 2800 | 55.85 | 145.27 | 152.27 | 7 | 0
2040 | MISO_W_2_NE | MISO_W | NE | Internal | Winter | B19 | 700 | 2800 | 0 | 141.23 | 141.23 | 7 | 0
2040 | MISO_W_2_NE | MISO_W | NE | Internal | Winter | B20 | 935 | 2800 | 0 | 78.54 | 79.89 | 7 | 0
2040 | MISO_W_2_PJM_ROR | MISO_W | PJM_ROR | Internal | Shoulder | B11 | 25 | 773 | 0 | 155.21 | 153.21 | 2 | 0
2040 | MISO_W_2_PJM_ROR | MISO_W | PJM_ROR | Internal | Shoulder | B12 | 200 | 773 | 0 | 153.88 | 153.83 | 2 | 0
2040 | MISO_W_2_PJM_ROR | MISO_W | PJM_ROR | Internal | Shoulder | B13 | 600 | 773 | 614.36 | 148.42 | 150.42 | 2 | 0
2040 | MISO_W_2_PJM_ROR | MISO_W | PJM_ROR | Internal | Shoulder | B14 | 900 | 773 | 773 | 111.38 | 149.1 | 2 | 35.72
2040 | MISO_W_2_PJM_ROR | MISO_W | PJM_ROR | Internal | Shoulder | B15 | 1203 | 773 | 773 | 74.71 | 86.36 | 2 | 9.66
2040 | MISO_W_2_PJM_ROR | MISO_W | PJM_ROR | Internal | Summer | B1 | 10 | 773 | 0 | 284.48 | 285.01 | 2 | 0
2040 | MISO_W_2_PJM_ROR | MISO_W | PJM_ROR | Internal | Summer | B2 | 25 | 773 | 0 | 284.22 | 285.01 | 2 | 0
2040 | MISO_W_2_PJM_ROR | MISO_W | PJM_ROR | Internal | Summer | B3 | 75 | 773 | 0 | 284.24 | 279.23 | 2 | 0
2040 | MISO_W_2_PJM_ROR | MISO_W | PJM_ROR | Internal | Summer | B4 | 100 | 773 | 0 | 194.27 | 186.48 | 2 | 0
2040 | MISO_W_2_PJM_ROR | MISO_W | PJM_ROR | Internal | Summer | B5 | 200 | 773 | 0 | 189.17 | 182.84 | 2 | 0
2040 | MISO_W_2_PJM_ROR | MISO_W | PJM_ROR | Internal | Summer | B6 | 300 | 773 | 0 | 181.19 | 171.1 | 2 | 0
2040 | MISO_W_2_PJM_ROR | MISO_W | PJM_ROR | Internal | Summer | B7 | 400 | 773 | 0 | 165.95 | 163.96 | 2 | 0
2040 | MISO_W_2_PJM_ROR | MISO_W | PJM_ROR | Internal | Summer | B8 | 500 | 773 | 773 | 152.29 | 154.3 | 2 | 0.01
2040 | MISO_W_2_PJM_ROR | MISO_W | PJM_ROR | Internal | Summer | B9 | 800 | 773 | 0 | 152.19 | 152.05 | 2 | 0
2040 | MISO_W_2_PJM_ROR | MISO_W | PJM_ROR | Internal | Summer | B10 | 1262 | 773 | 773 | 79.58 | 101.58 | 2 | 20
2040 | MISO_W_2_PJM_ROR | MISO_W | PJM_ROR | Internal | Winter | B16 | 25 | 773 | 773 | 141.23 | 155.29 | 2 | 12.06
2040 | MISO_W_2_PJM_ROR | MISO_W | PJM_ROR | Internal | Winter | B17 | 100 | 773 | 773 | 134.23 | 157.78 | 2 | 21.56
2040 | MISO_W_2_PJM_ROR | MISO_W | PJM_ROR | Internal | Winter | B18 | 400 | 773 | 773 | 145.27 | 154.95 | 2 | 7.68
2040 | MISO_W_2_PJM_ROR | MISO_W | PJM_ROR | Internal | Winter | B19 | 700 | 773 | 773 | 141.23 | 150.71 | 2 | 7.48
2040 | MISO_W_2_PJM_ROR | MISO_W | PJM_ROR | Internal | Winter | B20 | 935 | 773 | 773 | 78.54 | 86.21 | 2 | 5.66
2040 | MISO_W_2_SPP_N | MISO_W | SPP_N | Internal | Shoulder | B11 | 25 | 3200 | 0 | 155.21 | 157.43 | 7 | 0
2040 | MISO_W_2_SPP_N | MISO_W | SPP_N | Internal | Shoulder | B12 | 200 | 3200 | 0 | 153.88 | 156.44 | 7 | 0
2040 | MISO_W_2_SPP_N | MISO_W | SPP_N | Internal | Shoulder | B13 | 600 | 3200 | 0 | 148.42 | 151.63 | 7 | 0
2040 | MISO_W_2_SPP_N | MISO_W | SPP_N | Internal | Shoulder | B14 | 900 | 3200 | 724.44 | 111.38 | 118.38 | 7 | 0
2040 | MISO_W_2_SPP_N | MISO_W | SPP_N | Internal | Shoulder | B15 | 1203 | 3200 | 0 | 74.71 | 73.5 | 7 | 0
2040 | MISO_W_2_SPP_N | MISO_W | SPP_N | Internal | Summer | B1 | 10 | 3200 | 0 | 284.48 | 279.47 | 7 | 0
2040 | MISO_W_2_SPP_N | MISO_W | SPP_N | Internal | Summer | B2 | 25 | 3200 | 0 | 284.22 | 283.81 | 7 | 0
2040 | MISO_W_2_SPP_N | MISO_W | SPP_N | Internal | Summer | B3 | 75 | 3200 | 0 | 284.24 | 279.24 | 7 | 0
2040 | MISO_W_2_SPP_N | MISO_W | SPP_N | Internal | Summer | B4 | 100 | 3200 | 0 | 194.27 | 189.27 | 7 | 0
2040 | MISO_W_2_SPP_N | MISO_W | SPP_N | Internal | Summer | B5 | 200 | 3200 | 0 | 189.17 | 184.17 | 7 | 0
2040 | MISO_W_2_SPP_N | MISO_W | SPP_N | Internal | Summer | B6 | 300 | 3200 | 0 | 181.19 | 180.69 | 7 | 0
2040 | MISO_W_2_SPP_N | MISO_W | SPP_N | Internal | Summer | B7 | 400 | 3200 | 0 | 165.95 | 168.6 | 7 | 0
2040 | MISO_W_2_SPP_N | MISO_W | SPP_N | Internal | Summer | B8 | 500 | 3200 | 0 | 152.29 | 155.86 | 7 | 0
2040 | MISO_W_2_SPP_N | MISO_W | SPP_N | Internal | Summer | B9 | 800 | 3200 | 0 | 152.19 | 154.73 | 7 | 0
2040 | MISO_W_2_SPP_N | MISO_W | SPP_N | Internal | Summer | B10 | 1262 | 3200 | 710.2 | 79.58 | 86.58 | 7 | 0
2040 | MISO_W_2_SPP_N | MISO_W | SPP_N | Internal | Winter | B16 | 25 | 3200 | 3200 | 141.23 | 152.29 | 7 | 4.06
2040 | MISO_W_2_SPP_N | MISO_W | SPP_N | Internal | Winter | B17 | 100 | 3200 | 3186.14 | 134.23 | 141.23 | 7 | 0
2040 | MISO_W_2_SPP_N | MISO_W | SPP_N | Internal | Winter | B18 | 400 | 3200 | 1167.95 | 145.27 | 152.27 | 7 | 0
2040 | MISO_W_2_SPP_N | MISO_W | SPP_N | Internal | Winter | B19 | 700 | 3200 | 0 | 141.23 | 141.22 | 7 | 0
2040 | MISO_W_2_SPP_N | MISO_W | SPP_N | Internal | Winter | B20 | 935 | 3200 | 0 | 78.54 | 73.54 | 7 | 0
2040 | MISO_WUMS_2_MISO_MI | MISO_WUMS | MISO_MI | Internal | Shoulder | B11 | 25 | 1422 | 0 | 154.01 | 153.9 | 0.01 | 0
2040 | MISO_WUMS_2_MISO_MI | MISO_WUMS | MISO_MI | Internal | Shoulder | B12 | 200 | 1422 | 0 | 153.91 | 153.9 | 0.01 | 0
2040 | MISO_WUMS_2_MISO_MI | MISO_WUMS | MISO_MI | Internal | Shoulder | B13 | 600 | 1422 | 1422 | 152.42 | 153.56 | 0.01 | 1.13
2040 | MISO_WUMS_2_MISO_MI | MISO_WUMS | MISO_MI | Internal | Shoulder | B14 | 900 | 1422 | 467.96 | 151.09 | 151.1 | 0.01 | 0
2040 | MISO_WUMS_2_MISO_MI | MISO_WUMS | MISO_MI | Internal | Shoulder | B15 | 1203 | 1422 | 1422 | 88.36 | 94.63 | 0.01 | 6.26
2040 | MISO_WUMS_2_MISO_MI | MISO_WUMS | MISO_MI | Internal | Summer | B1 | 10 | 1422 | 270.61 | 283.01 | 283.03 | 0.01 | 0
2040 | MISO_WUMS_2_MISO_MI | MISO_WUMS | MISO_MI | Internal | Summer | B2 | 25 | 1422 | 0.02 | 283.01 | 283.01 | 0.01 | 0
2040 | MISO_WUMS_2_MISO_MI | MISO_WUMS | MISO_MI | Internal | Summer | B3 | 75 | 1422 | 0 | 267.25 | 267.24 | 0.01 | 0
2040 | MISO_WUMS_2_MISO_MI | MISO_WUMS | MISO_MI | Internal | Summer | B4 | 100 | 1422 | 0 | 177.98 | 177.97 | 0.01 | 0
2040 | MISO_WUMS_2_MISO_MI | MISO_WUMS | MISO_MI | Internal | Summer | B5 | 200 | 1422 | 0 | 177.31 | 177.29 | 0.01 | 0
2040 | MISO_WUMS_2_MISO_MI | MISO_WUMS | MISO_MI | Internal | Summer | B6 | 300 | 1422 | 0 | 169.1 | 152.3 | 0.01 | 0
2040 | MISO_WUMS_2_MISO_MI | MISO_WUMS | MISO_MI | Internal | Summer | B7 | 400 | 1422 | 0 | 156.16 | 152.3 | 0.01 | 0
2040 | MISO_WUMS_2_MISO_MI | MISO_WUMS | MISO_MI | Internal | Summer | B8 | 500 | 1422 | 181.51 | 152.29 | 152.3 | 0.01 | 0
2040 | MISO_WUMS_2_MISO_MI | MISO_WUMS | MISO_MI | Internal | Summer | B9 | 800 | 1422 | 1422 | 152.21 | 152.28 | 0.01 | 0.06
2040 | MISO_WUMS_2_MISO_MI | MISO_WUMS | MISO_MI | Internal | Summer | B10 | 1262 | 1422 | 924.34 | 99.58 | 99.59 | 0.01 | 0
2040 | MISO_WUMS_2_MISO_MI | MISO_WUMS | MISO_MI | Internal | Winter | B16 | 25 | 1422 | 77.57 | 157.28 | 157.29 | 0.01 | 0
2040 | MISO_WUMS_2_MISO_MI | MISO_WUMS | MISO_MI | Internal | Winter | B17 | 100 | 1422 | 367.64 | 157.26 | 157.27 | 0.01 | 0
2040 | MISO_WUMS_2_MISO_MI | MISO_WUMS | MISO_MI | Internal | Winter | B18 | 400 | 1422 | 612.32 | 156.94 | 156.95 | 0.01 | 0
2040 | MISO_WUMS_2_MISO_MI | MISO_WUMS | MISO_MI | Internal | Winter | B19 | 700 | 1422 | 714.65 | 152.7 | 152.71 | 0.01 | 0
2040 | MISO_WUMS_2_MISO_MI | MISO_WUMS | MISO_MI | Internal | Winter | B20 | 935 | 1422 | 1422 | 88.16 | 94.63 | 0.01 | 6.47
2040 | MISO_WUMS_2_MISO_W | MISO_WUMS | MISO_W | Internal | Shoulder | B11 | 25 | 1240 | 1240 | 154.01 | 155.21 | 0.01 | 1.19
2040 | MISO_WUMS_2_MISO_W | MISO_WUMS | MISO_W | Internal | Shoulder | B12 | 200 | 1240 | 0 | 153.91 | 153.88 | 0.01 | 0
2040 | MISO_WUMS_2_MISO_W | MISO_WUMS | MISO_W | Internal | Shoulder | B13 | 600 | 1240 | 0 | 152.42 | 148.42 | 0.01 | 0
2040 | MISO_WUMS_2_MISO_W | MISO_WUMS | MISO_W | Internal | Shoulder | B14 | 900 | 1240 | 0 | 151.09 | 111.38 | 0.01 | 0
2040 | MISO_WUMS_2_MISO_W | MISO_WUMS | MISO_W | Internal | Shoulder | B15 | 1203 | 1240 | 0 | 88.36 | 74.71 | 0.01 | 0
2040 | MISO_WUMS_2_MISO_W | MISO_WUMS | MISO_W | Internal | Summer | B1 | 10 | 1240 | 1240 | 283.01 | 284.48 | 0.01 | 1.46
2040 | MISO_WUMS_2_MISO_W | MISO_WUMS | MISO_W | Internal | Summer | B2 | 25 | 1240 | 1240 | 283.01 | 284.22 | 0.01 | 1.19
2040 | MISO_WUMS_2_MISO_W | MISO_WUMS | MISO_W | Internal | Summer | B3 | 75 | 1240 | 1240 | 267.25 | 284.24 | 0.01 | 16.98
2040 | MISO_WUMS_2_MISO_W | MISO_WUMS | MISO_W | Internal | Summer | B4 | 100 | 1240 | 1240 | 177.98 | 194.27 | 0.01 | 16.28
2040 | MISO_WUMS_2_MISO_W | MISO_WUMS | MISO_W | Internal | Summer | B5 | 200 | 1240 | 1240 | 177.31 | 189.17 | 0.01 | 11.85
2040 | MISO_WUMS_2_MISO_W | MISO_WUMS | MISO_W | Internal | Summer | B6 | 300 | 1240 | 1240 | 169.1 | 181.19 | 0.01 | 12.08
2040 | MISO_WUMS_2_MISO_W | MISO_WUMS | MISO_W | Internal | Summer | B7 | 400 | 1240 | 1240 | 156.16 | 165.95 | 0.01 | 9.78
2040 | MISO_WUMS_2_MISO_W | MISO_WUMS | MISO_W | Internal | Summer | B8 | 500 | 1240 | 0 | 152.29 | 152.29 | 0.01 | 0
2040 | MISO_WUMS_2_MISO_W | MISO_WUMS | MISO_W | Internal | Summer | B9 | 800 | 1240 | 0 | 152.21 | 152.19 | 0.01 | 0
2040 | MISO_WUMS_2_MISO_W | MISO_WUMS | MISO_W | Internal | Summer | B10 | 1262 | 1240 | 0 | 99.58 | 79.58 | 0.01 | 0
2040 | MISO_WUMS_2_MISO_W | MISO_WUMS | MISO_W | Internal | Winter | B16 | 25 | 1240 | 0 | 157.28 | 141.23 | 0.01 | 0
2040 | MISO_WUMS_2_MISO_W | MISO_WUMS | MISO_W | Internal | Winter | B17 | 100 | 1240 | 0 | 157.26 | 134.23 | 0.01 | 0
2040 | MISO_WUMS_2_MISO_W | MISO_WUMS | MISO_W | Internal | Winter | B18 | 400 | 1240 | 0 | 156.94 | 145.27 | 0.01 | 0
2040 | MISO_WUMS_2_MISO_W | MISO_WUMS | MISO_W | Internal | Winter | B19 | 700 | 1240 | 0 | 152.7 | 141.23 | 0.01 | 0
2040 | MISO_WUMS_2_MISO_W | MISO_WUMS | MISO_W | Internal | Winter | B20 | 935 | 1240 | 0 | 88.16 | 78.54 | 0.01 | 0
2040 | MISO_WUMS_2_PJM_ROR | MISO_WUMS | PJM_ROR | Internal | Shoulder | B11 | 25 | 1600 | 0 | 154.01 | 153.21 | 2 | 0
2040 | MISO_WUMS_2_PJM_ROR | MISO_WUMS | PJM_ROR | Internal | Shoulder | B12 | 200 | 1600 | 0 | 153.91 | 153.83 | 2 | 0
2040 | MISO_WUMS_2_PJM_ROR | MISO_WUMS | PJM_ROR | Internal | Shoulder | B13 | 600 | 1600 | 0 | 152.42 | 150.42 | 2 | 0
2040 | MISO_WUMS_2_PJM_ROR | MISO_WUMS | PJM_ROR | Internal | Shoulder | B14 | 900 | 1600 | 0 | 151.09 | 149.1 | 2 | 0
2040 | MISO_WUMS_2_PJM_ROR | MISO_WUMS | PJM_ROR | Internal | Shoulder | B15 | 1203 | 1600 | 0 | 88.36 | 86.36 | 2 | 0
2040 | MISO_WUMS_2_PJM_ROR | MISO_WUMS | PJM_ROR | Internal | Summer | B1 | 10 | 1600 | 317.41 | 283.01 | 285.01 | 2 | 0
2040 | MISO_WUMS_2_PJM_ROR | MISO_WUMS | PJM_ROR | Internal | Summer | B2 | 25 | 1600 | 646.84 | 283.01 | 285.01 | 2 | 0
2040 | MISO_WUMS_2_PJM_ROR | MISO_WUMS | PJM_ROR | Internal | Summer | B3 | 75 | 1600 | 1600 | 267.25 | 279.23 | 2 | 9.98
2040 | MISO_WUMS_2_PJM_ROR | MISO_WUMS | PJM_ROR | Internal | Summer | B4 | 100 | 1600 | 1600 | 177.98 | 186.48 | 2 | 6.5
2040 | MISO_WUMS_2_PJM_ROR | MISO_WUMS | PJM_ROR | Internal | Summer | B5 | 200 | 1600 | 1600 | 177.31 | 182.84 | 2 | 3.54
2040 | MISO_WUMS_2_PJM_ROR | MISO_WUMS | PJM_ROR | Internal | Summer | B6 | 300 | 1600 | 1103.67 | 169.1 | 171.1 | 2 | 0
2040 | MISO_WUMS_2_PJM_ROR | MISO_WUMS | PJM_ROR | Internal | Summer | B7 | 400 | 1600 | 1600 | 156.16 | 163.96 | 2 | 5.8
2040 | MISO_WUMS_2_PJM_ROR | MISO_WUMS | PJM_ROR | Internal | Summer | B8 | 500 | 1600 | 1600 | 152.29 | 154.3 | 2 | 0.01
2040 | MISO_WUMS_2_PJM_ROR | MISO_WUMS | PJM_ROR | Internal | Summer | B9 | 800 | 1600 | 0 | 152.21 | 152.05 | 2 | 0
2040 | MISO_WUMS_2_PJM_ROR | MISO_WUMS | PJM_ROR | Internal | Summer | B10 | 1262 | 1600 | 1118.5 | 99.58 | 101.58 | 2 | 0
2040 | MISO_WUMS_2_PJM_ROR | MISO_WUMS | PJM_ROR | Internal | Winter | B16 | 25 | 1600 | 0 | 157.28 | 155.29 | 2 | 0
2040 | MISO_WUMS_2_PJM_ROR | MISO_WUMS | PJM_ROR | Internal | Winter | B17 | 100 | 1600 | 0 | 157.26 | 157.78 | 2 | 0
2040 | MISO_WUMS_2_PJM_ROR | MISO_WUMS | PJM_ROR | Internal | Winter | B18 | 400 | 1600 | 0 | 156.94 | 154.95 | 2 | 0
2040 | MISO_WUMS_2_PJM_ROR | MISO_WUMS | PJM_ROR | Internal | Winter | B19 | 700 | 1600 | 0 | 152.7 | 150.71 | 2 | 0
2040 | MISO_WUMS_2_PJM_ROR | MISO_WUMS | PJM_ROR | Internal | Winter | B20 | 935 | 1600 | 0 | 88.16 | 86.21 | 2 | 0
2040 | NE_2_MISO_W | NE | MISO_W | Internal | Shoulder | B11 | 25 | 1600 | 0 | 157.41 | 155.21 | 5 | 0
2040 | NE_2_MISO_W | NE | MISO_W | Internal | Shoulder | B12 | 200 | 1600 | 0 | 156.45 | 153.88 | 5 | 0
2040 | NE_2_MISO_W | NE | MISO_W | Internal | Shoulder | B13 | 600 | 1600 | 0 | 151.64 | 148.42 | 5 | 0
2040 | NE_2_MISO_W | NE | MISO_W | Internal | Shoulder | B14 | 900 | 1600 | 0 | 118.38 | 111.38 | 5 | 0
2040 | NE_2_MISO_W | NE | MISO_W | Internal | Shoulder | B15 | 1203 | 1600 | 0 | 81.71 | 74.71 | 5 | 0
2040 | NE_2_MISO_W | NE | MISO_W | Internal | Summer | B1 | 10 | 1600 | 0 | 284.48 | 284.48 | 5 | 0
2040 | NE_2_MISO_W | NE | MISO_W | Internal | Summer | B2 | 25 | 1600 | 0 | 284.22 | 284.22 | 5 | 0
2040 | NE_2_MISO_W | NE | MISO_W | Internal | Summer | B3 | 75 | 1600 | 0 | 284.24 | 284.24 | 5 | 0
2040 | NE_2_MISO_W | NE | MISO_W | Internal | Summer | B4 | 100 | 1600 | 0 | 194.27 | 194.27 | 5 | 0
2040 | NE_2_MISO_W | NE | MISO_W | Internal | Summer | B5 | 200 | 1600 | 0 | 189.17 | 189.17 | 5 | 0
2040 | NE_2_MISO_W | NE | MISO_W | Internal | Summer | B6 | 300 | 1600 | 0 | 181.19 | 181.19 | 5 | 0
2040 | NE_2_MISO_W | NE | MISO_W | Internal | Summer | B7 | 400 | 1600 | 0 | 168.59 | 165.95 | 5 | 0
2040 | NE_2_MISO_W | NE | MISO_W | Internal | Summer | B8 | 500 | 1600 | 0 | 155.85 | 152.29 | 5 | 0
2040 | NE_2_MISO_W | NE | MISO_W | Internal | Summer | B9 | 800 | 1600 | 0 | 155.25 | 152.19 | 5 | 0
2040 | NE_2_MISO_W | NE | MISO_W | Internal | Summer | B10 | 1262 | 1600 | 0 | 86.58 | 79.58 | 5 | 0
2040 | NE_2_MISO_W | NE | MISO_W | Internal | Winter | B16 | 25 | 1600 | 0 | 152.28 | 141.23 | 5 | 0
2040 | NE_2_MISO_W | NE | MISO_W | Internal | Winter | B17 | 100 | 1600 | 0 | 141.23 | 134.23 | 5 | 0
2040 | NE_2_MISO_W | NE | MISO_W | Internal | Winter | B18 | 400 | 1600 | 0 | 152.27 | 145.27 | 5 | 0
2040 | NE_2_MISO_W | NE | MISO_W | Internal | Winter | B19 | 700 | 1600 | 0 | 141.23 | 141.23 | 5 | 0
2040 | NE_2_MISO_W | NE | MISO_W | Internal | Winter | B20 | 935 | 1600 | 0 | 79.89 | 78.54 | 5 | 0
2040 | NE_2_SPP_N | NE | SPP_N | Internal | Shoulder | B11 | 25 | 1802 | 1217.24 | 157.41 | 157.43 | 0.01 | 0
2040 | NE_2_SPP_N | NE | SPP_N | Internal | Shoulder | B12 | 200 | 1802 | 0 | 156.45 | 156.44 | 0.01 | 0
2040 | NE_2_SPP_N | NE | SPP_N | Internal | Shoulder | B13 | 600 | 1802 | 0 | 151.64 | 151.63 | 0.01 | 0
2040 | NE_2_SPP_N | NE | SPP_N | Internal | Shoulder | B14 | 900 | 1802 | 0 | 118.38 | 118.38 | 0.01 | 0
2040 | NE_2_SPP_N | NE | SPP_N | Internal | Shoulder | B15 | 1203 | 1802 | 0 | 81.71 | 73.5 | 0.01 | 0
2040 | NE_2_SPP_N | NE | SPP_N | Internal | Summer | B1 | 10 | 1802 | 0 | 284.48 | 279.47 | 0.01 | 0
2040 | NE_2_SPP_N | NE | SPP_N | Internal | Summer | B2 | 25 | 1802 | 0 | 284.22 | 283.81 | 0.01 | 0
2040 | NE_2_SPP_N | NE | SPP_N | Internal | Summer | B3 | 75 | 1802 | 0 | 284.24 | 279.24 | 0.01 | 0
2040 | NE_2_SPP_N | NE | SPP_N | Internal | Summer | B4 | 100 | 1802 | 0 | 194.27 | 189.27 | 0.01 | 0
2040 | NE_2_SPP_N | NE | SPP_N | Internal | Summer | B5 | 200 | 1802 | 0 | 189.17 | 184.17 | 0.01 | 0
2040 | NE_2_SPP_N | NE | SPP_N | Internal | Summer | B6 | 300 | 1802 | 0 | 181.19 | 180.69 | 0.01 | 0
2040 | NE_2_SPP_N | NE | SPP_N | Internal | Summer | B7 | 400 | 1802 | 585.07 | 168.59 | 168.6 | 0.01 | 0
2040 | NE_2_SPP_N | NE | SPP_N | Internal | Summer | B8 | 500 | 1802 | 767.13 | 155.85 | 155.86 | 0.01 | 0
2040 | NE_2_SPP_N | NE | SPP_N | Internal | Summer | B9 | 800 | 1802 | 0 | 155.25 | 154.73 | 0.01 | 0
2040 | NE_2_SPP_N | NE | SPP_N | Internal | Summer | B10 | 1262 | 1802 | 0 | 86.58 | 86.58 | 0.01 | 0
2040 | NE_2_SPP_N | NE | SPP_N | Internal | Winter | B16 | 25 | 1802 | 1755.31 | 152.28 | 152.29 | 0.01 | 0
2040 | NE_2_SPP_N | NE | SPP_N | Internal | Winter | B17 | 100 | 1802 | 0.01 | 141.23 | 141.23 | 0.01 | 0
2040 | NE_2_SPP_N | NE | SPP_N | Internal | Winter | B18 | 400 | 1802 | 0 | 152.27 | 152.27 | 0.01 | 0
2040 | NE_2_SPP_N | NE | SPP_N | Internal | Winter | B19 | 700 | 1802 | 0 | 141.23 | 141.22 | 0.01 | 0
2040 | NE_2_SPP_N | NE | SPP_N | Internal | Winter | B20 | 935 | 1802 | 0 | 79.89 | 73.54 | 0.01 | 0
2040 | NEISO_2_NYISO_A-F | NEISO | NYISO_A-F | Internal | Shoulder | B11 | 25 | 600 | 600 | 73.5 | 94.63 | 3 | 18.14
2040 | NEISO_2_NYISO_A-F | NEISO | NYISO_A-F | Internal | Shoulder | B12 | 200 | 600 | 600 | 73.5 | 94.63 | 3 | 18.14
2040 | NEISO_2_NYISO_A-F | NEISO | NYISO_A-F | Internal | Shoulder | B13 | 600 | 600 | 600 | 73.5 | 94.63 | 3 | 18.14
2040 | NEISO_2_NYISO_A-F | NEISO | NYISO_A-F | Internal | Shoulder | B14 | 900 | 600 | 600 | 73.5 | 94.63 | 3 | 18.14
2040 | NEISO_2_NYISO_A-F | NEISO | NYISO_A-F | Internal | Shoulder | B15 | 1203 | 600 | 600 | 73.5 | 80.63 | 3 | 4.14
2040 | NEISO_2_NYISO_A-F | NEISO | NYISO_A-F | Internal | Summer | B1 | 10 | 600 | 0 | 177.05 | 172.33 | 3 | 0
2040 | NEISO_2_NYISO_A-F | NEISO | NYISO_A-F | Internal | Summer | B2 | 25 | 600 | 0 | 242.27 | 173.05 | 3 | 0
2040 | NEISO_2_NYISO_A-F | NEISO | NYISO_A-F | Internal | Summer | B3 | 75 | 600 | 0 | 176.05 | 173.05 | 3 | 0
2040 | NEISO_2_NYISO_A-F | NEISO | NYISO_A-F | Internal | Summer | B4 | 100 | 600 | 600 | 165.94 | 173.05 | 3 | 4.11
2040 | NEISO_2_NYISO_A-F | NEISO | NYISO_A-F | Internal | Summer | B5 | 200 | 600 | 600 | 165.94 | 173.05 | 3 | 4.11
2040 | NEISO_2_NYISO_A-F | NEISO | NYISO_A-F | Internal | Summer | B6 | 300 | 600 | 0 | 165.69 | 168.67 | 3 | 0
2040 | NEISO_2_NYISO_A-F | NEISO | NYISO_A-F | Internal | Summer | B7 | 400 | 600 | 274.88 | 152.97 | 155.97 | 3 | 0
2040 | NEISO_2_NYISO_A-F | NEISO | NYISO_A-F | Internal | Summer | B8 | 500 | 600 | 0 | 143.33 | 146.31 | 3 | 0
2040 | NEISO_2_NYISO_A-F | NEISO | NYISO_A-F | Internal | Summer | B9 | 800 | 600 | 0 | 142.54 | 144.06 | 3 | 0
2040 | NEISO_2_NYISO_A-F | NEISO | NYISO_A-F | Internal | Summer | B10 | 1262 | 600 | 0 | 131.01 | 128.01 | 3 | 0
2040 | NEISO_2_NYISO_A-F | NEISO | NYISO_A-F | Internal | Winter | B16 | 25 | 600 | 600 | 73.5 | 83.95 | 3 | 7.45
2040 | NEISO_2_NYISO_A-F | NEISO | NYISO_A-F | Internal | Winter | B17 | 100 | 600 | 600 | 73.5 | 80.63 | 3 | 4.14
2040 | NEISO_2_NYISO_A-F | NEISO | NYISO_A-F | Internal | Winter | B18 | 400 | 600 | 600 | 73.5 | 80.63 | 3 | 4.14
2040 | NEISO_2_NYISO_A-F | NEISO | NYISO_A-F | Internal | Winter | B19 | 700 | 600 | 600 | 73.5 | 80.63 | 3 | 4.14
2040 | NEISO_2_NYISO_A-F | NEISO | NYISO_A-F | Internal | Winter | B20 | 935 | 600 | 600 | 73.5 | 80.63 | 3 | 4.14
2040 | NEISO_2_NYISO_G-I | NEISO | NYISO_G-I | Internal | Shoulder | B11 | 25 | 600 | 600 | 73.5 | 145.21 | 3 | 68.71
2040 | NEISO_2_NYISO_G-I | NEISO | NYISO_G-I | Internal | Shoulder | B12 | 200 | 600 | 600 | 73.5 | 145.85 | 3 | 69.35
2040 | NEISO_2_NYISO_G-I | NEISO | NYISO_G-I | Internal | Shoulder | B13 | 600 | 600 | 600 | 73.5 | 142.44 | 3 | 65.95
2040 | NEISO_2_NYISO_G-I | NEISO | NYISO_G-I | Internal | Shoulder | B14 | 900 | 600 | 600 | 73.5 | 141.13 | 3 | 64.63
2040 | NEISO_2_NYISO_G-I | NEISO | NYISO_G-I | Internal | Shoulder | B15 | 1203 | 600 | 600 | 73.5 | 80.65 | 3 | 4.15
2040 | NEISO_2_NYISO_G-I | NEISO | NYISO_G-I | Internal | Summer | B1 | 10 | 600 | 600 | 177.05 | 277.04 | 3 | 96.99
2040 | NEISO_2_NYISO_G-I | NEISO | NYISO_G-I | Internal | Summer | B2 | 25 | 600 | 600 | 242.27 | 277.03 | 3 | 31.75
2040 | NEISO_2_NYISO_G-I | NEISO | NYISO_G-I | Internal | Summer | B3 | 75 | 600 | 600 | 176.05 | 239.1 | 3 | 60.04
2040 | NEISO_2_NYISO_G-I | NEISO | NYISO_G-I | Internal | Summer | B4 | 100 | 600 | 600 | 165.94 | 178.5 | 3 | 9.56
2040 | NEISO_2_NYISO_G-I | NEISO | NYISO_G-I | Internal | Summer | B5 | 200 | 600 | 600 | 165.94 | 174.87 | 3 | 5.93
2040 | NEISO_2_NYISO_G-I | NEISO | NYISO_G-I | Internal | Summer | B6 | 300 | 600 | 311.4 | 165.69 | 168.69 | 3 | 0
2040 | NEISO_2_NYISO_G-I | NEISO | NYISO_G-I | Internal | Summer | B7 | 400 | 600 | 600 | 152.97 | 155.98 | 3 | 0.01
2040 | NEISO_2_NYISO_G-I | NEISO | NYISO_G-I | Internal | Summer | B8 | 500 | 600 | 295.63 | 143.33 | 146.33 | 3 | 0
2040 | NEISO_2_NYISO_G-I | NEISO | NYISO_G-I | Internal | Summer | B9 | 800 | 600 | 0 | 142.54 | 144.07 | 3 | 0
2040 | NEISO_2_NYISO_G-I | NEISO | NYISO_G-I | Internal | Summer | B10 | 1262 | 600 | 0 | 131.01 | 128.02 | 3 | 0
2040 | NEISO_2_NYISO_G-I | NEISO | NYISO_G-I | Internal | Winter | B16 | 25 | 600 | 600 | 73.5 | 147.32 | 3 | 70.82
2040 | NEISO_2_NYISO_G-I | NEISO | NYISO_G-I | Internal | Winter | B17 | 100 | 600 | 600 | 73.5 | 149.81 | 3 | 73.31
2040 | NEISO_2_NYISO_G-I | NEISO | NYISO_G-I | Internal | Winter | B18 | 400 | 600 | 600 | 73.5 | 146.97 | 3 | 70.48
2040 | NEISO_2_NYISO_G-I | NEISO | NYISO_G-I | Internal | Winter | B19 | 700 | 600 | 600 | 73.5 | 142.73 | 3 | 66.24
2040 | NEISO_2_NYISO_G-I | NEISO | NYISO_G-I | Internal | Winter | B20 | 935 | 600 | 600 | 73.5 | 80.65 | 3 | 4.15
2040 | NEISO_2_NYISO_J-K | NEISO | NYISO_J-K | Internal | Shoulder | B11 | 25 | 777 | 777 | 73.5 | 170.76 | 3 | 94.26
2040 | NEISO_2_NYISO_J-K | NEISO | NYISO_J-K | Internal | Shoulder | B12 | 200 | 777 | 777 | 73.5 | 170.76 | 3 | 94.26
2040 | NEISO_2_NYISO_J-K | NEISO | NYISO_J-K | Internal | Shoulder | B13 | 600 | 777 | 777 | 73.5 | 170.76 | 3 | 94.26
2040 | NEISO_2_NYISO_J-K | NEISO | NYISO_J-K | Internal | Shoulder | B14 | 900 | 777 | 777 | 73.5 | 146.64 | 3 | 70.14
2040 | NEISO_2_NYISO_J-K | NEISO | NYISO_J-K | Internal | Shoulder | B15 | 1203 | 777 | 777 | 73.5 | 80.66 | 3 | 4.16
2040 | NEISO_2_NYISO_J-K | NEISO | NYISO_J-K | Internal | Summer | B1 | 10 | 777 | 777 | 177.05 | 277.05 | 3 | 97
2040 | NEISO_2_NYISO_J-K | NEISO | NYISO_J-K | Internal | Summer | B2 | 25 | 777 | 777 | 242.27 | 277.04 | 3 | 31.76
2040 | NEISO_2_NYISO_J-K | NEISO | NYISO_J-K | Internal | Summer | B3 | 75 | 777 | 777 | 176.05 | 239.11 | 3 | 60.06
2040 | NEISO_2_NYISO_J-K | NEISO | NYISO_J-K | Internal | Summer | B4 | 100 | 777 | 777 | 165.94 | 235.08 | 3 | 66.14
2040 | NEISO_2_NYISO_J-K | NEISO | NYISO_J-K | Internal | Summer | B5 | 200 | 777 | 777 | 165.94 | 235.08 | 3 | 66.14
2040 | NEISO_2_NYISO_J-K | NEISO | NYISO_J-K | Internal | Summer | B6 | 300 | 777 | 777 | 165.69 | 177.75 | 3 | 9.07
2040 | NEISO_2_NYISO_J-K | NEISO | NYISO_J-K | Internal | Summer | B7 | 400 | 777 | 777 | 152.97 | 169.98 | 3 | 14.01
2040 | NEISO_2_NYISO_J-K | NEISO | NYISO_J-K | Internal | Summer | B8 | 500 | 777 | 777 | 143.33 | 166.74 | 3 | 20.42
2040 | NEISO_2_NYISO_J-K | NEISO | NYISO_J-K | Internal | Summer | B9 | 800 | 777 | 777 | 142.54 | 166.74 | 3 | 21.2
2040 | NEISO_2_NYISO_J-K | NEISO | NYISO_J-K | Internal | Summer | B10 | 1262 | 777 | 336.04 | 131.01 | 134.01 | 3 | 0
2040 | NEISO_2_NYISO_J-K | NEISO | NYISO_J-K | Internal | Winter | B16 | 25 | 777 | 777 | 73.5 | 184.74 | 3 | 108.25
2040 | NEISO_2_NYISO_J-K | NEISO | NYISO_J-K | Internal | Winter | B17 | 100 | 777 | 777 | 73.5 | 184.74 | 3 | 108.25
2040 | NEISO_2_NYISO_J-K | NEISO | NYISO_J-K | Internal | Winter | B18 | 400 | 777 | 777 | 73.5 | 184.74 | 3 | 108.25
2040 | NEISO_2_NYISO_J-K | NEISO | NYISO_J-K | Internal | Winter | B19 | 700 | 777 | 777 | 73.5 | 159.84 | 3 | 83.35
2040 | NEISO_2_NYISO_J-K | NEISO | NYISO_J-K | Internal | Winter | B20 | 935 | 777 | 777 | 73.5 | 80.66 | 3 | 4.16
2040 | NonRTO_Midwest_2_MISO_IN | NonRTO_Midwest | MISO_IN | Internal | Shoulder | B11 | 25 | 4450 | 0 | 157.66 | 153.88 | 8 | 0
2040 | NonRTO_Midwest_2_MISO_IN | NonRTO_Midwest | MISO_IN | Internal | Shoulder | B12 | 200 | 4450 | 0 | 157.66 | 153.88 | 8 | 0
2040 | NonRTO_Midwest_2_MISO_IN | NonRTO_Midwest | MISO_IN | Internal | Shoulder | B13 | 600 | 4450 | 0 | 157.66 | 153.88 | 8 | 0
2040 | NonRTO_Midwest_2_MISO_IN | NonRTO_Midwest | MISO_IN | Internal | Shoulder | B14 | 900 | 4450 | 0 | 150.1 | 151.1 | 8 | 0
2040 | NonRTO_Midwest_2_MISO_IN | NonRTO_Midwest | MISO_IN | Internal | Shoulder | B15 | 1203 | 4450 | 0 | 95.5 | 94.65 | 8 | 0
2040 | NonRTO_Midwest_2_MISO_IN | NonRTO_Midwest | MISO_IN | Internal | Summer | B1 | 10 | 4450 | 0 | 284.47 | 283.01 | 8 | 0
2040 | NonRTO_Midwest_2_MISO_IN | NonRTO_Midwest | MISO_IN | Internal | Summer | B2 | 25 | 4450 | 0 | 283.01 | 283 | 8 | 0
2040 | NonRTO_Midwest_2_MISO_IN | NonRTO_Midwest | MISO_IN | Internal | Summer | B3 | 75 | 4450 | 0 | 275.23 | 267.23 | 8 | 0
2040 | NonRTO_Midwest_2_MISO_IN | NonRTO_Midwest | MISO_IN | Internal | Summer | B4 | 100 | 4450 | 0 | 177.14 | 177.95 | 8 | 0
2040 | NonRTO_Midwest_2_MISO_IN | NonRTO_Midwest | MISO_IN | Internal | Summer | B5 | 200 | 4450 | 0 | 171.56 | 177.28 | 8 | 0
2040 | NonRTO_Midwest_2_MISO_IN | NonRTO_Midwest | MISO_IN | Internal | Summer | B6 | 300 | 4450 | 0 | 156.1 | 152.29 | 8 | 0
2040 | NonRTO_Midwest_2_MISO_IN | NonRTO_Midwest | MISO_IN | Internal | Summer | B7 | 400 | 4450 | 0 | 148.96 | 152.29 | 8 | 0
2040 | NonRTO_Midwest_2_MISO_IN | NonRTO_Midwest | MISO_IN | Internal | Summer | B8 | 500 | 4450 | 0 | 148.47 | 152.29 | 8 | 0
2040 | NonRTO_Midwest_2_MISO_IN | NonRTO_Midwest | MISO_IN | Internal | Summer | B9 | 800 | 4450 | 0 | 148.47 | 152.29 | 8 | 0
2040 | NonRTO_Midwest_2_MISO_IN | NonRTO_Midwest | MISO_IN | Internal | Summer | B10 | 1262 | 4450 | 937.02 | 91.6 | 99.6 | 8 | 0
2040 | NonRTO_Midwest_2_MISO_IN | NonRTO_Midwest | MISO_IN | Internal | Winter | B16 | 25 | 4450 | 0 | 161.53 | 157.28 | 8 | 0
2040 | NonRTO_Midwest_2_MISO_IN | NonRTO_Midwest | MISO_IN | Internal | Winter | B17 | 100 | 4450 | 0 | 161.53 | 157.28 | 8 | 0
2040 | NonRTO_Midwest_2_MISO_IN | NonRTO_Midwest | MISO_IN | Internal | Winter | B18 | 400 | 4450 | 0 | 159.71 | 157.28 | 8 | 0
2040 | NonRTO_Midwest_2_MISO_IN | NonRTO_Midwest | MISO_IN | Internal | Winter | B19 | 700 | 4450 | 0 | 149.69 | 152.72 | 8 | 0
2040 | NonRTO_Midwest_2_MISO_IN | NonRTO_Midwest | MISO_IN | Internal | Winter | B20 | 935 | 4450 | 0 | 97.86 | 94.65 | 8 | 0
2040 | NonRTO_Midwest_2_TVA_Transmission | NonRTO_Midwest | TVA_Transmission | Internal | Shoulder | B11 | 25 | 2400 | 0 | 157.66 | 158.64 | 8 | 0
2040 | NonRTO_Midwest_2_TVA_Transmission | NonRTO_Midwest | TVA_Transmission | Internal | Shoulder | B12 | 200 | 2400 | 0 | 157.66 | 152.37 | 8 | 0
2040 | NonRTO_Midwest_2_TVA_Transmission | NonRTO_Midwest | TVA_Transmission | Internal | Shoulder | B13 | 600 | 2400 | 0 | 157.66 | 149.9 | 8 | 0
2040 | NonRTO_Midwest_2_TVA_Transmission | NonRTO_Midwest | TVA_Transmission | Internal | Shoulder | B14 | 900 | 2400 | 0 | 150.1 | 149.38 | 8 | 0
2040 | NonRTO_Midwest_2_TVA_Transmission | NonRTO_Midwest | TVA_Transmission | Internal | Shoulder | B15 | 1203 | 2400 | 0 | 95.5 | 86.5 | 8 | 0
2040 | NonRTO_Midwest_2_TVA_Transmission | NonRTO_Midwest | TVA_Transmission | Internal | Summer | B1 | 10 | 2400 | 262.69 | 284.47 | 292.47 | 8 | 0
2040 | NonRTO_Midwest_2_TVA_Transmission | NonRTO_Midwest | TVA_Transmission | Internal | Summer | B2 | 25 | 2400 | 465.26 | 283.01 | 291.01 | 8 | 0
2040 | NonRTO_Midwest_2_TVA_Transmission | NonRTO_Midwest | TVA_Transmission | Internal | Summer | B3 | 75 | 2400 | 1556.78 | 275.23 | 283.23 | 8 | 0
2040 | NonRTO_Midwest_2_TVA_Transmission | NonRTO_Midwest | TVA_Transmission | Internal | Summer | B4 | 100 | 2400 | 1409.41 | 177.14 | 185.14 | 8 | 0
2040 | NonRTO_Midwest_2_TVA_Transmission | NonRTO_Midwest | TVA_Transmission | Internal | Summer | B5 | 200 | 2400 | 1734.73 | 171.56 | 179.56 | 8 | 0
2040 | NonRTO_Midwest_2_TVA_Transmission | NonRTO_Midwest | TVA_Transmission | Internal | Summer | B6 | 300 | 2400 | 764.11 | 156.1 | 164.1 | 8 | 0
2040 | NonRTO_Midwest_2_TVA_Transmission | NonRTO_Midwest | TVA_Transmission | Internal | Summer | B7 | 400 | 2400 | 189.33 | 148.96 | 156.96 | 8 | 0
2040 | NonRTO_Midwest_2_TVA_Transmission | NonRTO_Midwest | TVA_Transmission | Internal | Summer | B8 | 500 | 2400 | 412.78 | 148.47 | 156.47 | 8 | 0
2040 | NonRTO_Midwest_2_TVA_Transmission | NonRTO_Midwest | TVA_Transmission | Internal | Summer | B9 | 800 | 2400 | 637.74 | 148.47 | 156.47 | 8 | 0
2040 | NonRTO_Midwest_2_TVA_Transmission | NonRTO_Midwest | TVA_Transmission | Internal | Summer | B10 | 1262 | 2400 | 0 | 91.6 | 92.58 | 8 | 0
2040 | NonRTO_Midwest_2_TVA_Transmission | NonRTO_Midwest | TVA_Transmission | Internal | Winter | B16 | 25 | 2400 | 0 | 161.53 | 161.04 | 8 | 0
2040 | NonRTO_Midwest_2_TVA_Transmission | NonRTO_Midwest | TVA_Transmission | Internal | Winter | B17 | 100 | 2400 | 0 | 161.53 | 161.14 | 8 | 0
2040 | NonRTO_Midwest_2_TVA_Transmission | NonRTO_Midwest | TVA_Transmission | Internal | Winter | B18 | 400 | 2400 | 0 | 159.71 | 150.71 | 8 | 0
2040 | NonRTO_Midwest_2_TVA_Transmission | NonRTO_Midwest | TVA_Transmission | Internal | Winter | B19 | 700 | 2400 | 0 | 149.69 | 149.42 | 8 | 0
2040 | NonRTO_Midwest_2_TVA_Transmission | NonRTO_Midwest | TVA_Transmission | Internal | Winter | B20 | 935 | 2400 | 0 | 97.86 | 88.86 | 8 | 0
2040 | NYISO_A-F_2_IESO | NYISO_A-F | IESO | Internal | Shoulder | B11 | 25 | 1600 | 0 | 94.63 | 87.63 | 7 | 0
2040 | NYISO_A-F_2_IESO | NYISO_A-F | IESO | Internal | Shoulder | B12 | 200 | 1600 | 0 | 94.63 | 87.63 | 7 | 0
2040 | NYISO_A-F_2_IESO | NYISO_A-F | IESO | Internal | Shoulder | B13 | 600 | 1600 | 0 | 94.63 | 87.63 | 7 | 0
2040 | NYISO_A-F_2_IESO | NYISO_A-F | IESO | Internal | Shoulder | B14 | 900 | 1600 | 0 | 94.63 | 87.63 | 7 | 0
2040 | NYISO_A-F_2_IESO | NYISO_A-F | IESO | Internal | Shoulder | B15 | 1203 | 1600 | 337.32 | 80.63 | 87.63 | 7 | 0
2040 | NYISO_A-F_2_IESO | NYISO_A-F | IESO | Internal | Summer | B1 | 10 | 1600 | 0 | 172.33 | 165.33 | 7 | 0
2040 | NYISO_A-F_2_IESO | NYISO_A-F | IESO | Internal | Summer | B2 | 25 | 1600 | 0 | 173.05 | 166.05 | 7 | 0
2040 | NYISO_A-F_2_IESO | NYISO_A-F | IESO | Internal | Summer | B3 | 75 | 1600 | 0 | 173.05 | 165.33 | 7 | 0
2040 | NYISO_A-F_2_IESO | NYISO_A-F | IESO | Internal | Summer | B4 | 100 | 1600 | 0 | 173.05 | 165.33 | 7 | 0
2040 | NYISO_A-F_2_IESO | NYISO_A-F | IESO | Internal | Summer | B5 | 200 | 1600 | 0 | 173.05 | 87.57 | 7 | 0
2040 | NYISO_A-F_2_IESO | NYISO_A-F | IESO | Internal | Summer | B6 | 300 | 1600 | 0 | 168.67 | 82.63 | 7 | 0
2040 | NYISO_A-F_2_IESO | NYISO_A-F | IESO | Internal | Summer | B7 | 400 | 1600 | 0 | 155.97 | 82.63 | 7 | 0
2040 | NYISO_A-F_2_IESO | NYISO_A-F | IESO | Internal | Summer | B8 | 500 | 1600 | 0 | 146.31 | 82.63 | 7 | 0
2040 | NYISO_A-F_2_IESO | NYISO_A-F | IESO | Internal | Summer | B9 | 800 | 1600 | 0 | 144.06 | 82.63 | 7 | 0
2040 | NYISO_A-F_2_IESO | NYISO_A-F | IESO | Internal | Summer | B10 | 1262 | 1600 | 0 | 128.01 | 82.63 | 7 | 0
2040 | NYISO_A-F_2_IESO | NYISO_A-F | IESO | Internal | Winter | B16 | 25 | 1600 | 0 | 83.95 | 87.63 | 7 | 0
2040 | NYISO_A-F_2_IESO | NYISO_A-F | IESO | Internal | Winter | B17 | 100 | 1600 | 6.4 | 80.63 | 87.63 | 7 | 0
2040 | NYISO_A-F_2_IESO | NYISO_A-F | IESO | Internal | Winter | B18 | 400 | 1600 | 116.71 | 80.63 | 87.63 | 7 | 0
2040 | NYISO_A-F_2_IESO | NYISO_A-F | IESO | Internal | Winter | B19 | 700 | 1600 | 407.97 | 80.63 | 87.63 | 7 | 0
2040 | NYISO_A-F_2_IESO | NYISO_A-F | IESO | Internal | Winter | B20 | 935 | 1600 | 1295.12 | 80.63 | 87.63 | 7 | 0
2040 | NYISO_A-F_2_NEISO | NYISO_A-F | NEISO | Internal | Shoulder | B11 | 25 | 600 | 0 | 94.63 | 73.5 | 3 | 0
2040 | NYISO_A-F_2_NEISO | NYISO_A-F | NEISO | Internal | Shoulder | B12 | 200 | 600 | 0 | 94.63 | 73.5 | 3 | 0
2040 | NYISO_A-F_2_NEISO | NYISO_A-F | NEISO | Internal | Shoulder | B13 | 600 | 600 | 0 | 94.63 | 73.5 | 3 | 0
2040 | NYISO_A-F_2_NEISO | NYISO_A-F | NEISO | Internal | Shoulder | B14 | 900 | 600 | 0 | 94.63 | 73.5 | 3 | 0
2040 | NYISO_A-F_2_NEISO | NYISO_A-F | NEISO | Internal | Shoulder | B15 | 1203 | 600 | 0 | 80.63 | 73.5 | 3 | 0
2040 | NYISO_A-F_2_NEISO | NYISO_A-F | NEISO | Internal | Summer | B1 | 10 | 600 | 600 | 172.33 | 177.05 | 3 | 1.72
2040 | NYISO_A-F_2_NEISO | NYISO_A-F | NEISO | Internal | Summer | B2 | 25 | 600 | 600 | 173.05 | 242.27 | 3 | 66.22
2040 | NYISO_A-F_2_NEISO | NYISO_A-F | NEISO | Internal | Summer | B3 | 75 | 600 | 429.36 | 173.05 | 176.05 | 3 | 0
2040 | NYISO_A-F_2_NEISO | NYISO_A-F | NEISO | Internal | Summer | B4 | 100 | 600 | 0 | 173.05 | 165.94 | 3 | 0
2040 | NYISO_A-F_2_NEISO | NYISO_A-F | NEISO | Internal | Summer | B5 | 200 | 600 | 0 | 173.05 | 165.94 | 3 | 0
2040 | NYISO_A-F_2_NEISO | NYISO_A-F | NEISO | Internal | Summer | B6 | 300 | 600 | 0 | 168.67 | 165.69 | 3 | 0
2040 | NYISO_A-F_2_NEISO | NYISO_A-F | NEISO | Internal | Summer | B7 | 400 | 600 | 0 | 155.97 | 152.97 | 3 | 0
2040 | NYISO_A-F_2_NEISO | NYISO_A-F | NEISO | Internal | Summer | B8 | 500 | 600 | 0 | 146.31 | 143.33 | 3 | 0
2040 | NYISO_A-F_2_NEISO | NYISO_A-F | NEISO | Internal | Summer | B9 | 800 | 600 | 0 | 144.06 | 142.54 | 3 | 0
2040 | NYISO_A-F_2_NEISO | NYISO_A-F | NEISO | Internal | Summer | B10 | 1262 | 600 | 270.02 | 128.01 | 131.01 | 3 | 0
2040 | NYISO_A-F_2_NEISO | NYISO_A-F | NEISO | Internal | Winter | B16 | 25 | 600 | 0 | 83.95 | 73.5 | 3 | 0
2040 | NYISO_A-F_2_NEISO | NYISO_A-F | NEISO | Internal | Winter | B17 | 100 | 600 | 0 | 80.63 | 73.5 | 3 | 0
2040 | NYISO_A-F_2_NEISO | NYISO_A-F | NEISO | Internal | Winter | B18 | 400 | 600 | 0 | 80.63 | 73.5 | 3 | 0
2040 | NYISO_A-F_2_NEISO | NYISO_A-F | NEISO | Internal | Winter | B19 | 700 | 600 | 0 | 80.63 | 73.5 | 3 | 0
2040 | NYISO_A-F_2_NEISO | NYISO_A-F | NEISO | Internal | Winter | B20 | 935 | 600 | 0 | 80.63 | 73.5 | 3 | 0
2040 | NYISO_A-F_2_NYISO_G-I | NYISO_A-F | NYISO_G-I | Internal | Shoulder | B11 | 25 | 5843 | 5843 | 94.63 | 145.21 | 0.01 | 50.56
2040 | NYISO_A-F_2_NYISO_G-I | NYISO_A-F | NYISO_G-I | Internal | Shoulder | B12 | 200 | 5843 | 5843 | 94.63 | 145.85 | 0.01 | 51.2
2040 | NYISO_A-F_2_NYISO_G-I | NYISO_A-F | NYISO_G-I | Internal | Shoulder | B13 | 600 | 5843 | 5843 | 94.63 | 142.44 | 0.01 | 47.8
2040 | NYISO_A-F_2_NYISO_G-I | NYISO_A-F | NYISO_G-I | Internal | Shoulder | B14 | 900 | 5843 | 5843 | 94.63 | 141.13 | 0.01 | 46.48
2040 | NYISO_A-F_2_NYISO_G-I | NYISO_A-F | NYISO_G-I | Internal | Shoulder | B15 | 1203 | 5843 | 3939.29 | 80.63 | 80.65 | 0.01 | 0
2040 | NYISO_A-F_2_NYISO_G-I | NYISO_A-F | NYISO_G-I | Internal | Summer | B1 | 10 | 5843 | 5843 | 172.33 | 277.04 | 0.01 | 104.69
2040 | NYISO_A-F_2_NYISO_G-I | NYISO_A-F | NYISO_G-I | Internal | Summer | B2 | 25 | 5843 | 5843 | 173.05 | 277.03 | 0.01 | 103.96
2040 | NYISO_A-F_2_NYISO_G-I | NYISO_A-F | NYISO_G-I | Internal | Summer | B3 | 75 | 5843 | 5843 | 173.05 | 239.1 | 0.01 | 66.03
2040 | NYISO_A-F_2_NYISO_G-I | NYISO_A-F | NYISO_G-I | Internal | Summer | B4 | 100 | 5843 | 5843 | 173.05 | 178.5 | 0.01 | 5.44
2040 | NYISO_A-F_2_NYISO_G-I | NYISO_A-F | NYISO_G-I | Internal | Summer | B5 | 200 | 5843 | 5843 | 173.05 | 174.87 | 0.01 | 1.81
2040 | NYISO_A-F_2_NYISO_G-I | NYISO_A-F | NYISO_G-I | Internal | Summer | B6 | 300 | 5843 | 5405.48 | 168.67 | 168.69 | 0.01 | 0
2040 | NYISO_A-F_2_NYISO_G-I | NYISO_A-F | NYISO_G-I | Internal | Summer | B7 | 400 | 5843 | 5295.4 | 155.97 | 155.98 | 0.01 | 0
2040 | NYISO_A-F_2_NYISO_G-I | NYISO_A-F | NYISO_G-I | Internal | Summer | B8 | 500 | 5843 | 5447.64 | 146.31 | 146.33 | 0.01 | 0
2040 | NYISO_A-F_2_NYISO_G-I | NYISO_A-F | NYISO_G-I | Internal | Summer | B9 | 800 | 5843 | 5743.19 | 144.06 | 144.07 | 0.01 | 0
2040 | NYISO_A-F_2_NYISO_G-I | NYISO_A-F | NYISO_G-I | Internal | Summer | B10 | 1262 | 5843 | 4456.75 | 128.01 | 128.02 | 0.01 | 0
2040 | NYISO_A-F_2_NYISO_G-I | NYISO_A-F | NYISO_G-I | Internal | Winter | B16 | 25 | 5843 | 5843 | 83.95 | 147.32 | 0.01 | 63.36
2040 | NYISO_A-F_2_NYISO_G-I | NYISO_A-F | NYISO_G-I | Internal | Winter | B17 | 100 | 5843 | 5843 | 80.63 | 149.81 | 0.01 | 69.16
2040 | NYISO_A-F_2_NYISO_G-I | NYISO_A-F | NYISO_G-I | Internal | Winter | B18 | 400 | 5843 | 5843 | 80.63 | 146.97 | 0.01 | 66.33
2040 | NYISO_A-F_2_NYISO_G-I | NYISO_A-F | NYISO_G-I | Internal | Winter | B19 | 700 | 5843 | 5843 | 80.63 | 142.73 | 0.01 | 62.09
2040 | NYISO_A-F_2_NYISO_G-I | NYISO_A-F | NYISO_G-I | Internal | Winter | B20 | 935 | 5843 | 3852.41 | 80.63 | 80.65 | 0.01 | 0
2040 | NYISO_A-F_2_PJM_ROM | NYISO_A-F | PJM_ROM | Internal | Shoulder | B11 | 25 | 1000 | 1000 | 94.63 | 153.2 | 8 | 50.56
2040 | NYISO_A-F_2_PJM_ROM | NYISO_A-F | PJM_ROM | Internal | Shoulder | B12 | 200 | 1000 | 1000 | 94.63 | 153.84 | 8 | 51.2
2040 | NYISO_A-F_2_PJM_ROM | NYISO_A-F | PJM_ROM | Internal | Shoulder | B13 | 600 | 1000 | 1000 | 94.63 | 150.43 | 8 | 47.8
2040 | NYISO_A-F_2_PJM_ROM | NYISO_A-F | PJM_ROM | Internal | Shoulder | B14 | 900 | 1000 | 1000 | 94.63 | 149.12 | 8 | 46.48
2040 | NYISO_A-F_2_PJM_ROM | NYISO_A-F | PJM_ROM | Internal | Shoulder | B15 | 1203 | 1000 | 0 | 80.63 | 86.38 | 8 | 0
2040 | NYISO_A-F_2_PJM_ROM | NYISO_A-F | PJM_ROM | Internal | Summer | B1 | 10 | 1000 | 1000 | 172.33 | 285.03 | 8 | 104.69
2040 | NYISO_A-F_2_PJM_ROM | NYISO_A-F | PJM_ROM | Internal | Summer | B2 | 25 | 1000 | 1000 | 173.05 | 285.03 | 8 | 103.97
2040 | NYISO_A-F_2_PJM_ROM | NYISO_A-F | PJM_ROM | Internal | Summer | B3 | 75 | 1000 | 1000 | 173.05 | 279.22 | 8 | 98.17
2040 | NYISO_A-F_2_PJM_ROM | NYISO_A-F | PJM_ROM | Internal | Summer | B4 | 100 | 1000 | 1000 | 173.05 | 186.49 | 8 | 5.44
2040 | NYISO_A-F_2_PJM_ROM | NYISO_A-F | PJM_ROM | Internal | Summer | B5 | 200 | 1000 | 1000 | 173.05 | 182.86 | 8 | 1.81
2040 | NYISO_A-F_2_PJM_ROM | NYISO_A-F | PJM_ROM | Internal | Summer | B6 | 300 | 1000 | 0 | 168.67 | 171.11 | 8 | 0
2040 | NYISO_A-F_2_PJM_ROM | NYISO_A-F | PJM_ROM | Internal | Summer | B7 | 400 | 1000 | 246.76 | 155.97 | 163.97 | 8 | 0
2040 | NYISO_A-F_2_PJM_ROM | NYISO_A-F | PJM_ROM | Internal | Summer | B8 | 500 | 1000 | 244.98 | 146.31 | 154.31 | 8 | 0
2040 | NYISO_A-F_2_PJM_ROM | NYISO_A-F | PJM_ROM | Internal | Summer | B9 | 800 | 1000 | 846.96 | 144.06 | 152.06 | 8 | 0
2040 | NYISO_A-F_2_PJM_ROM | NYISO_A-F | PJM_ROM | Internal | Summer | B10 | 1262 | 1000 | 0 | 128.01 | 116.07 | 8 | 0
2040 | NYISO_A-F_2_PJM_ROM | NYISO_A-F | PJM_ROM | Internal | Winter | B16 | 25 | 1000 | 1000 | 83.95 | 155.3 | 8 | 63.36
2040 | NYISO_A-F_2_PJM_ROM | NYISO_A-F | PJM_ROM | Internal | Winter | B17 | 100 | 1000 | 1000 | 80.63 | 157.79 | 8 | 69.16
2040 | NYISO_A-F_2_PJM_ROM | NYISO_A-F | PJM_ROM | Internal | Winter | B18 | 400 | 1000 | 1000 | 80.63 | 154.96 | 8 | 66.33
2040 | NYISO_A-F_2_PJM_ROM | NYISO_A-F | PJM_ROM | Internal | Winter | B19 | 700 | 1000 | 1000 | 80.63 | 150.72 | 8 | 62.09
2040 | NYISO_A-F_2_PJM_ROM | NYISO_A-F | PJM_ROM | Internal | Winter | B20 | 935 | 1000 | 0 | 80.63 | 86.22 | 8 | 0
2040 | NYISO_G-I_2_NEISO | NYISO_G-I | NEISO | Internal | Shoulder | B11 | 25 | 600 | 0 | 145.21 | 73.5 | 3 | 0
2040 | NYISO_G-I_2_NEISO | NYISO_G-I | NEISO | Internal | Shoulder | B12 | 200 | 600 | 0 | 145.85 | 73.5 | 3 | 0
2040 | NYISO_G-I_2_NEISO | NYISO_G-I | NEISO | Internal | Shoulder | B13 | 600 | 600 | 0 | 142.44 | 73.5 | 3 | 0
2040 | NYISO_G-I_2_NEISO | NYISO_G-I | NEISO | Internal | Shoulder | B14 | 900 | 600 | 0 | 141.13 | 73.5 | 3 | 0
2040 | NYISO_G-I_2_NEISO | NYISO_G-I | NEISO | Internal | Shoulder | B15 | 1203 | 600 | 0 | 80.65 | 73.5 | 3 | 0
2040 | NYISO_G-I_2_NEISO | NYISO_G-I | NEISO | Internal | Summer | B1 | 10 | 600 | 0 | 277.04 | 177.05 | 3 | 0
2040 | NYISO_G-I_2_NEISO | NYISO_G-I | NEISO | Internal | Summer | B2 | 25 | 600 | 0 | 277.03 | 242.27 | 3 | 0
2040 | NYISO_G-I_2_NEISO | NYISO_G-I | NEISO | Internal | Summer | B3 | 75 | 600 | 0 | 239.1 | 176.05 | 3 | 0
2040 | NYISO_G-I_2_NEISO | NYISO_G-I | NEISO | Internal | Summer | B4 | 100 | 600 | 0 | 178.5 | 165.94 | 3 | 0
2040 | NYISO_G-I_2_NEISO | NYISO_G-I | NEISO | Internal | Summer | B5 | 200 | 600 | 0 | 174.87 | 165.94 | 3 | 0
2040 | NYISO_G-I_2_NEISO | NYISO_G-I | NEISO | Internal | Summer | B6 | 300 | 600 | 0 | 168.69 | 165.69 | 3 | 0
2040 | NYISO_G-I_2_NEISO | NYISO_G-I | NEISO | Internal | Summer | B7 | 400 | 600 | 0 | 155.98 | 152.97 | 3 | 0
2040 | NYISO_G-I_2_NEISO | NYISO_G-I | NEISO | Internal | Summer | B8 | 500 | 600 | 0 | 146.33 | 143.33 | 3 | 0
2040 | NYISO_G-I_2_NEISO | NYISO_G-I | NEISO | Internal | Summer | B9 | 800 | 600 | 0 | 144.07 | 142.54 | 3 | 0
2040 | NYISO_G-I_2_NEISO | NYISO_G-I | NEISO | Internal | Summer | B10 | 1262 | 600 | 0 | 128.02 | 131.01 | 3 | 0
2040 | NYISO_G-I_2_NEISO | NYISO_G-I | NEISO | Internal | Winter | B16 | 25 | 600 | 0 | 147.32 | 73.5 | 3 | 0
2040 | NYISO_G-I_2_NEISO | NYISO_G-I | NEISO | Internal | Winter | B17 | 100 | 600 | 0 | 149.81 | 73.5 | 3 | 0
2040 | NYISO_G-I_2_NEISO | NYISO_G-I | NEISO | Internal | Winter | B18 | 400 | 600 | 0 | 146.97 | 73.5 | 3 | 0
2040 | NYISO_G-I_2_NEISO | NYISO_G-I | NEISO | Internal | Winter | B19 | 700 | 600 | 0 | 142.73 | 73.5 | 3 | 0
2040 | NYISO_G-I_2_NEISO | NYISO_G-I | NEISO | Internal | Winter | B20 | 935 | 600 | 0 | 80.65 | 73.5 | 3 | 0
2040 | NYISO_G-I_2_NYISO_A-F | NYISO_G-I | NYISO_A-F | Internal | Shoulder | B11 | 25 | 3592 | 0 | 145.21 | 94.63 | 0.01 | 0
2040 | NYISO_G-I_2_NYISO_A-F | NYISO_G-I | NYISO_A-F | Internal | Shoulder | B12 | 200 | 3592 | 0 | 145.85 | 94.63 | 0.01 | 0
2040 | NYISO_G-I_2_NYISO_A-F | NYISO_G-I | NYISO_A-F | Internal | Shoulder | B13 | 600 | 3592 | 0 | 142.44 | 94.63 | 0.01 | 0
2040 | NYISO_G-I_2_NYISO_A-F | NYISO_G-I | NYISO_A-F | Internal | Shoulder | B14 | 900 | 3592 | 0 | 141.13 | 94.63 | 0.01 | 0
2040 | NYISO_G-I_2_NYISO_A-F | NYISO_G-I | NYISO_A-F | Internal | Shoulder | B15 | 1203 | 3592 | 0 | 80.65 | 80.63 | 0.01 | 0
2040 | NYISO_G-I_2_NYISO_A-F | NYISO_G-I | NYISO_A-F | Internal | Summer | B1 | 10 | 3592 | 0 | 277.04 | 172.33 | 0.01 | 0
2040 | NYISO_G-I_2_NYISO_A-F | NYISO_G-I | NYISO_A-F | Internal | Summer | B2 | 25 | 3592 | 0 | 277.03 | 173.05 | 0.01 | 0
2040 | NYISO_G-I_2_NYISO_A-F | NYISO_G-I | NYISO_A-F | Internal | Summer | B3 | 75 | 3592 | 0 | 239.1 | 173.05 | 0.01 | 0
2040 | NYISO_G-I_2_NYISO_A-F | NYISO_G-I | NYISO_A-F | Internal | Summer | B4 | 100 | 3592 | 0 | 178.5 | 173.05 | 0.01 | 0
2040 | NYISO_G-I_2_NYISO_A-F | NYISO_G-I | NYISO_A-F | Internal | Summer | B5 | 200 | 3592 | 0 | 174.87 | 173.05 | 0.01 | 0
2040 | NYISO_G-I_2_NYISO_A-F | NYISO_G-I | NYISO_A-F | Internal | Summer | B6 | 300 | 3592 | 0 | 168.69 | 168.67 | 0.01 | 0
2040 | NYISO_G-I_2_NYISO_A-F | NYISO_G-I | NYISO_A-F | Internal | Summer | B7 | 400 | 3592 | 0 | 155.98 | 155.97 | 0.01 | 0
2040 | NYISO_G-I_2_NYISO_A-F | NYISO_G-I | NYISO_A-F | Internal | Summer | B8 | 500 | 3592 | 0 | 146.33 | 146.31 | 0.01 | 0
2040 | NYISO_G-I_2_NYISO_A-F | NYISO_G-I | NYISO_A-F | Internal | Summer | B9 | 800 | 3592 | 0 | 144.07 | 144.06 | 0.01 | 0
2040 | NYISO_G-I_2_NYISO_A-F | NYISO_G-I | NYISO_A-F | Internal | Summer | B10 | 1262 | 3592 | 0 | 128.02 | 128.01 | 0.01 | 0
2040 | NYISO_G-I_2_NYISO_A-F | NYISO_G-I | NYISO_A-F | Internal | Winter | B16 | 25 | 3592 | 0 | 147.32 | 83.95 | 0.01 | 0
2040 | NYISO_G-I_2_NYISO_A-F | NYISO_G-I | NYISO_A-F | Internal | Winter | B17 | 100 | 3592 | 0 | 149.81 | 80.63 | 0.01 | 0
2040 | NYISO_G-I_2_NYISO_A-F | NYISO_G-I | NYISO_A-F | Internal | Winter | B18 | 400 | 3592 | 0 | 146.97 | 80.63 | 0.01 | 0
2040 | NYISO_G-I_2_NYISO_A-F | NYISO_G-I | NYISO_A-F | Internal | Winter | B19 | 700 | 3592 | 0 | 142.73 | 80.63 | 0.01 | 0
2040 | NYISO_G-I_2_NYISO_A-F | NYISO_G-I | NYISO_A-F | Internal | Winter | B20 | 935 | 3592 | 0 | 80.65 | 80.63 | 0.01 | 0
2040 | NYISO_G-I_2_NYISO_J-K | NYISO_G-I | NYISO_J-K | Internal | Shoulder | B11 | 25 | 6130 | 6130 | 145.21 | 170.76 | 0.01 | 25.54
2040 | NYISO_G-I_2_NYISO_J-K | NYISO_G-I | NYISO_J-K | Internal | Shoulder | B12 | 200 | 6130 | 6130 | 145.85 | 170.76 | 0.01 | 24.9
2040 | NYISO_G-I_2_NYISO_J-K | NYISO_G-I | NYISO_J-K | Internal | Shoulder | B13 | 600 | 6130 | 6130 | 142.44 | 170.76 | 0.01 | 28.3
2040 | NYISO_G-I_2_NYISO_J-K | NYISO_G-I | NYISO_J-K | Internal | Shoulder | B14 | 900 | 6130 | 6130 | 141.13 | 146.64 | 0.01 | 5.5
2040 | NYISO_G-I_2_NYISO_J-K | NYISO_G-I | NYISO_J-K | Internal | Shoulder | B15 | 1203 | 6130 | 5210.28 | 80.65 | 80.66 | 0.01 | 0
2040 | NYISO_G-I_2_NYISO_J-K | NYISO_G-I | NYISO_J-K | Internal | Summer | B1 | 10 | 6130 | 5381.36 | 277.04 | 277.05 | 0.01 | 0
2040 | NYISO_G-I_2_NYISO_J-K | NYISO_G-I | NYISO_J-K | Internal | Summer | B2 | 25 | 6130 | 5262.32 | 277.03 | 277.04 | 0.01 | 0
2040 | NYISO_G-I_2_NYISO_J-K | NYISO_G-I | NYISO_J-K | Internal | Summer | B3 | 75 | 6130 | 5652.15 | 239.1 | 239.11 | 0.01 | 0
2040 | NYISO_G-I_2_NYISO_J-K | NYISO_G-I | NYISO_J-K | Internal | Summer | B4 | 100 | 6130 | 6130 | 178.5 | 235.08 | 0.01 | 56.57
2040 | NYISO_G-I_2_NYISO_J-K | NYISO_G-I | NYISO_J-K | Internal | Summer | B5 | 200 | 6130 | 6130 | 174.87 | 235.08 | 0.01 | 60.2
2040 | NYISO_G-I_2_NYISO_J-K | NYISO_G-I | NYISO_J-K | Internal | Summer | B6 | 300 | 6130 | 6130 | 168.69 | 177.75 | 0.01 | 9.06
2040 | NYISO_G-I_2_NYISO_J-K | NYISO_G-I | NYISO_J-K | Internal | Summer | B7 | 400 | 6130 | 6130 | 155.98 | 169.98 | 0.01 | 13.99
2040 | NYISO_G-I_2_NYISO_J-K | NYISO_G-I | NYISO_J-K | Internal | Summer | B8 | 500 | 6130 | 6130 | 146.33 | 166.74 | 0.01 | 20.41
2040 | NYISO_G-I_2_NYISO_J-K | NYISO_G-I | NYISO_J-K | Internal | Summer | B9 | 800 | 6130 | 6130 | 144.07 | 166.74 | 0.01 | 22.66
2040 | NYISO_G-I_2_NYISO_J-K | NYISO_G-I | NYISO_J-K | Internal | Summer | B10 | 1262 | 6130 | 6130 | 128.02 | 134.01 | 0.01 | 5.98
2040 | NYISO_G-I_2_NYISO_J-K | NYISO_G-I | NYISO_J-K | Internal | Winter | B16 | 25 | 6130 | 6130 | 147.32 | 184.74 | 0.01 | 37.42
2040 | NYISO_G-I_2_NYISO_J-K | NYISO_G-I | NYISO_J-K | Internal | Winter | B17 | 100 | 6130 | 6130 | 149.81 | 184.74 | 0.01 | 34.93
2040 | NYISO_G-I_2_NYISO_J-K | NYISO_G-I | NYISO_J-K | Internal | Winter | B18 | 400 | 6130 | 6130 | 146.97 | 184.74 | 0.01 | 37.76
2040 | NYISO_G-I_2_NYISO_J-K | NYISO_G-I | NYISO_J-K | Internal | Winter | B19 | 700 | 6130 | 6130 | 142.73 | 159.84 | 0.01 | 17.1
2040 | NYISO_G-I_2_NYISO_J-K | NYISO_G-I | NYISO_J-K | Internal | Winter | B20 | 935 | 6130 | 5621.76 | 80.65 | 80.66 | 0.01 | 0
2040 | NYISO_G-I_2_PJM_E | NYISO_G-I | PJM_E | Internal | Shoulder | B11 | 25 | 1500 | 259.2 | 145.21 | 153.21 | 8 | 0
2040 | NYISO_G-I_2_PJM_E | NYISO_G-I | PJM_E | Internal | Shoulder | B12 | 200 | 1500 | 294.53 | 145.85 | 153.85 | 8 | 0
2040 | NYISO_G-I_2_PJM_E | NYISO_G-I | PJM_E | Internal | Shoulder | B13 | 600 | 1500 | 410.97 | 142.44 | 150.44 | 8 | 0
2040 | NYISO_G-I_2_PJM_E | NYISO_G-I | PJM_E | Internal | Shoulder | B14 | 900 | 1500 | 563.86 | 141.13 | 149.13 | 8 | 0
2040 | NYISO_G-I_2_PJM_E | NYISO_G-I | PJM_E | Internal | Shoulder | B15 | 1203 | 1500 | 0 | 80.65 | 86.39 | 8 | 0
2040 | NYISO_G-I_2_PJM_E | NYISO_G-I | PJM_E | Internal | Summer | B1 | 10 | 1500 | 1252.28 | 277.04 | 285.04 | 8 | 0
2040 | NYISO_G-I_2_PJM_E | NYISO_G-I | PJM_E | Internal | Summer | B2 | 25 | 1500 | 1499.98 | 277.03 | 285.04 | 8 | 0.01
2040 | NYISO_G-I_2_PJM_E | NYISO_G-I | PJM_E | Internal | Summer | B3 | 75 | 1500 | 1500 | 239.1 | 279.21 | 8 | 32.11
2040 | NYISO_G-I_2_PJM_E | NYISO_G-I | PJM_E | Internal | Summer | B4 | 100 | 1500 | 1247.5 | 178.5 | 186.5 | 8 | 0
2040 | NYISO_G-I_2_PJM_E | NYISO_G-I | PJM_E | Internal | Summer | B5 | 200 | 1500 | 1388.11 | 174.87 | 182.87 | 8 | 0
2040 | NYISO_G-I_2_PJM_E | NYISO_G-I | PJM_E | Internal | Summer | B6 | 300 | 1500 | 0 | 168.69 | 171.12 | 8 | 0
2040 | NYISO_G-I_2_PJM_E | NYISO_G-I | PJM_E | Internal | Summer | B7 | 400 | 1500 | 134.45 | 155.98 | 163.98 | 8 | 0
2040 | NYISO_G-I_2_PJM_E | NYISO_G-I | PJM_E | Internal | Summer | B8 | 500 | 1500 | 133.14 | 146.33 | 154.33 | 8 | 0
2040 | NYISO_G-I_2_PJM_E | NYISO_G-I | PJM_E | Internal | Summer | B9 | 800 | 1500 | 348.35 | 144.07 | 152.07 | 8 | 0
2040 | NYISO_G-I_2_PJM_E | NYISO_G-I | PJM_E | Internal | Summer | B10 | 1262 | 1500 | 0 | 128.02 | 116.08 | 8 | 0
2040 | NYISO_G-I_2_PJM_E | NYISO_G-I | PJM_E | Internal | Winter | B16 | 25 | 1500 | 724.09 | 147.32 | 155.32 | 8 | 0
2040 | NYISO_G-I_2_PJM_E | NYISO_G-I | PJM_E | Internal | Winter | B17 | 100 | 1500 | 843.08 | 149.81 | 157.81 | 8 | 0
2040 | NYISO_G-I_2_PJM_E | NYISO_G-I | PJM_E | Internal | Winter | B18 | 400 | 1500 | 900.54 | 146.97 | 154.97 | 8 | 0
2040 | NYISO_G-I_2_PJM_E | NYISO_G-I | PJM_E | Internal | Winter | B19 | 700 | 1500 | 1067.39 | 142.73 | 150.73 | 8 | 0
2040 | NYISO_G-I_2_PJM_E | NYISO_G-I | PJM_E | Internal | Winter | B20 | 935 | 1500 | 0 | 80.65 | 86.23 | 8 | 0
2040 | NYISO_J-K_2_NEISO | NYISO_J-K | NEISO | Internal | Shoulder | B11 | 25 | 347 | 0 | 170.76 | 73.5 | 3 | 0
2040 | NYISO_J-K_2_NEISO | NYISO_J-K | NEISO | Internal | Shoulder | B12 | 200 | 347 | 0 | 170.76 | 73.5 | 3 | 0
2040 | NYISO_J-K_2_NEISO | NYISO_J-K | NEISO | Internal | Shoulder | B13 | 600 | 347 | 0 | 170.76 | 73.5 | 3 | 0
2040 | NYISO_J-K_2_NEISO | NYISO_J-K | NEISO | Internal | Shoulder | B14 | 900 | 347 | 0 | 146.64 | 73.5 | 3 | 0
2040 | NYISO_J-K_2_NEISO | NYISO_J-K | NEISO | Internal | Shoulder | B15 | 1203 | 347 | 0 | 80.66 | 73.5 | 3 | 0
2040 | NYISO_J-K_2_NEISO | NYISO_J-K | NEISO | Internal | Summer | B1 | 10 | 347 | 0 | 277.05 | 177.05 | 3 | 0
2040 | NYISO_J-K_2_NEISO | NYISO_J-K | NEISO | Internal | Summer | B2 | 25 | 347 | 0 | 277.04 | 242.27 | 3 | 0
2040 | NYISO_J-K_2_NEISO | NYISO_J-K | NEISO | Internal | Summer | B3 | 75 | 347 | 0 | 239.11 | 176.05 | 3 | 0
2040 | NYISO_J-K_2_NEISO | NYISO_J-K | NEISO | Internal | Summer | B4 | 100 | 347 | 0 | 235.08 | 165.94 | 3 | 0
2040 | NYISO_J-K_2_NEISO | NYISO_J-K | NEISO | Internal | Summer | B5 | 200 | 347 | 0 | 235.08 | 165.94 | 3 | 0
2040 | NYISO_J-K_2_NEISO | NYISO_J-K | NEISO | Internal | Summer | B6 | 300 | 347 | 0 | 177.75 | 165.69 | 3 | 0
2040 | NYISO_J-K_2_NEISO | NYISO_J-K | NEISO | Internal | Summer | B7 | 400 | 347 | 0 | 169.98 | 152.97 | 3 | 0
2040 | NYISO_J-K_2_NEISO | NYISO_J-K | NEISO | Internal | Summer | B8 | 500 | 347 | 0 | 166.74 | 143.33 | 3 | 0
2040 | NYISO_J-K_2_NEISO | NYISO_J-K | NEISO | Internal | Summer | B9 | 800 | 347 | 0 | 166.74 | 142.54 | 3 | 0
2040 | NYISO_J-K_2_NEISO | NYISO_J-K | NEISO | Internal | Summer | B10 | 1262 | 347 | 0 | 134.01 | 131.01 | 3 | 0
2040 | NYISO_J-K_2_NEISO | NYISO_J-K | NEISO | Internal | Winter | B16 | 25 | 347 | 0 | 184.74 | 73.5 | 3 | 0
2040 | NYISO_J-K_2_NEISO | NYISO_J-K | NEISO | Internal | Winter | B17 | 100 | 347 | 0 | 184.74 | 73.5 | 3 | 0
2040 | NYISO_J-K_2_NEISO | NYISO_J-K | NEISO | Internal | Winter | B18 | 400 | 347 | 0 | 184.74 | 73.5 | 3 | 0
2040 | NYISO_J-K_2_NEISO | NYISO_J-K | NEISO | Internal | Winter | B19 | 700 | 347 | 0 | 159.84 | 73.5 | 3 | 0
2040 | NYISO_J-K_2_NEISO | NYISO_J-K | NEISO | Internal | Winter | B20 | 935 | 347 | 0 | 80.66 | 73.5 | 3 | 0
2040 | NYISO_J-K_2_NYISO_G-I | NYISO_J-K | NYISO_G-I | Internal | Shoulder | B11 | 25 | 1999 | 0 | 170.76 | 145.21 | 0.01 | 0
2040 | NYISO_J-K_2_NYISO_G-I | NYISO_J-K | NYISO_G-I | Internal | Shoulder | B12 | 200 | 1999 | 0 | 170.76 | 145.85 | 0.01 | 0
2040 | NYISO_J-K_2_NYISO_G-I | NYISO_J-K | NYISO_G-I | Internal | Shoulder | B13 | 600 | 1999 | 0 | 170.76 | 142.44 | 0.01 | 0
2040 | NYISO_J-K_2_NYISO_G-I | NYISO_J-K | NYISO_G-I | Internal | Shoulder | B14 | 900 | 1999 | 0 | 146.64 | 141.13 | 0.01 | 0
2040 | NYISO_J-K_2_NYISO_G-I | NYISO_J-K | NYISO_G-I | Internal | Shoulder | B15 | 1203 | 1999 | 0 | 80.66 | 80.65 | 0.01 | 0
2040 | NYISO_J-K_2_NYISO_G-I | NYISO_J-K | NYISO_G-I | Internal | Summer | B1 | 10 | 1999 | 0.03 | 277.05 | 277.04 | 0.01 | 0
2040 | NYISO_J-K_2_NYISO_G-I | NYISO_J-K | NYISO_G-I | Internal | Summer | B2 | 25 | 1999 | 0.01 | 277.04 | 277.03 | 0.01 | 0
2040 | NYISO_J-K_2_NYISO_G-I | NYISO_J-K | NYISO_G-I | Internal | Summer | B3 | 75 | 1999 | 0 | 239.11 | 239.1 | 0.01 | 0
2040 | NYISO_J-K_2_NYISO_G-I | NYISO_J-K | NYISO_G-I | Internal | Summer | B4 | 100 | 1999 | 0 | 235.08 | 178.5 | 0.01 | 0
2040 | NYISO_J-K_2_NYISO_G-I | NYISO_J-K | NYISO_G-I | Internal | Summer | B5 | 200 | 1999 | 0 | 235.08 | 174.87 | 0.01 | 0
2040 | NYISO_J-K_2_NYISO_G-I | NYISO_J-K | NYISO_G-I | Internal | Summer | B6 | 300 | 1999 | 0 | 177.75 | 168.69 | 0.01 | 0
2040 | NYISO_J-K_2_NYISO_G-I | NYISO_J-K | NYISO_G-I | Internal | Summer | B7 | 400 | 1999 | 0 | 169.98 | 155.98 | 0.01 | 0
2040 | NYISO_J-K_2_NYISO_G-I | NYISO_J-K | NYISO_G-I | Internal | Summer | B8 | 500 | 1999 | 0 | 166.74 | 146.33 | 0.01 | 0
2040 | NYISO_J-K_2_NYISO_G-I | NYISO_J-K | NYISO_G-I | Internal | Summer | B9 | 800 | 1999 | 0 | 166.74 | 144.07 | 0.01 | 0
2040 | NYISO_J-K_2_NYISO_G-I | NYISO_J-K | NYISO_G-I | Internal | Summer | B10 | 1262 | 1999 | 0 | 134.01 | 128.02 | 0.01 | 0
2040 | NYISO_J-K_2_NYISO_G-I | NYISO_J-K | NYISO_G-I | Internal | Winter | B16 | 25 | 1999 | 0 | 184.74 | 147.32 | 0.01 | 0
2040 | NYISO_J-K_2_NYISO_G-I | NYISO_J-K | NYISO_G-I | Internal | Winter | B17 | 100 | 1999 | 0 | 184.74 | 149.81 | 0.01 | 0
2040 | NYISO_J-K_2_NYISO_G-I | NYISO_J-K | NYISO_G-I | Internal | Winter | B18 | 400 | 1999 | 0 | 184.74 | 146.97 | 0.01 | 0
2040 | NYISO_J-K_2_NYISO_G-I | NYISO_J-K | NYISO_G-I | Internal | Winter | B19 | 700 | 1999 | 0 | 159.84 | 142.73 | 0.01 | 0
2040 | NYISO_J-K_2_NYISO_G-I | NYISO_J-K | NYISO_G-I | Internal | Winter | B20 | 935 | 1999 | 0 | 80.66 | 80.65 | 0.01 | 0
2040 | NYISO_J-K_2_PJM_E | NYISO_J-K | PJM_E | Internal | Shoulder | B11 | 25 | 330 | 0 | 170.76 | 153.21 | 8 | 0
2040 | NYISO_J-K_2_PJM_E | NYISO_J-K | PJM_E | Internal | Shoulder | B12 | 200 | 330 | 0 | 170.76 | 153.85 | 8 | 0
2040 | NYISO_J-K_2_PJM_E | NYISO_J-K | PJM_E | Internal | Shoulder | B13 | 600 | 330 | 0 | 170.76 | 150.44 | 8 | 0
2040 | NYISO_J-K_2_PJM_E | NYISO_J-K | PJM_E | Internal | Shoulder | B14 | 900 | 330 | 0 | 146.64 | 149.13 | 8 | 0
2040 | NYISO_J-K_2_PJM_E | NYISO_J-K | PJM_E | Internal | Shoulder | B15 | 1203 | 330 | 0 | 80.66 | 86.39 | 8 | 0
2040 | NYISO_J-K_2_PJM_E | NYISO_J-K | PJM_E | Internal | Summer | B1 | 10 | 330 | 0.05 | 277.05 | 285.04 | 8 | 0
2040 | NYISO_J-K_2_PJM_E | NYISO_J-K | PJM_E | Internal | Summer | B2 | 25 | 330 | 288.28 | 277.04 | 285.04 | 8 | 0
2040 | NYISO_J-K_2_PJM_E | NYISO_J-K | PJM_E | Internal | Summer | B3 | 75 | 330 | 330 | 239.11 | 279.21 | 8 | 32.1
2040 | NYISO_J-K_2_PJM_E | NYISO_J-K | PJM_E | Internal | Summer | B4 | 100 | 330 | 0 | 235.08 | 186.5 | 8 | 0
2040 | NYISO_J-K_2_PJM_E | NYISO_J-K | PJM_E | Internal | Summer | B5 | 200 | 330 | 0 | 235.08 | 182.87 | 8 | 0
2040 | NYISO_J-K_2_PJM_E | NYISO_J-K | PJM_E | Internal | Summer | B6 | 300 | 330 | 0 | 177.75 | 171.12 | 8 | 0
2040 | NYISO_J-K_2_PJM_E | NYISO_J-K | PJM_E | Internal | Summer | B7 | 400 | 330 | 0 | 169.98 | 163.98 | 8 | 0
2040 | NYISO_J-K_2_PJM_E | NYISO_J-K | PJM_E | Internal | Summer | B8 | 500 | 330 | 0 | 166.74 | 154.33 | 8 | 0
2040 | NYISO_J-K_2_PJM_E | NYISO_J-K | PJM_E | Internal | Summer | B9 | 800 | 330 | 0 | 166.74 | 152.07 | 8 | 0
2040 | NYISO_J-K_2_PJM_E | NYISO_J-K | PJM_E | Internal | Summer | B10 | 1262 | 330 | 0 | 134.01 | 116.08 | 8 | 0
2040 | NYISO_J-K_2_PJM_E | NYISO_J-K | PJM_E | Internal | Winter | B16 | 25 | 330 | 0 | 184.74 | 155.32 | 8 | 0
2040 | NYISO_J-K_2_PJM_E | NYISO_J-K | PJM_E | Internal | Winter | B17 | 100 | 330 | 0 | 184.74 | 157.81 | 8 | 0
2040 | NYISO_J-K_2_PJM_E | NYISO_J-K | PJM_E | Internal | Winter | B18 | 400 | 330 | 0 | 184.74 | 154.97 | 8 | 0
2040 | NYISO_J-K_2_PJM_E | NYISO_J-K | PJM_E | Internal | Winter | B19 | 700 | 330 | 0 | 159.84 | 150.73 | 8 | 0
2040 | NYISO_J-K_2_PJM_E | NYISO_J-K | PJM_E | Internal | Winter | B20 | 935 | 330 | 0 | 80.66 | 86.23 | 8 | 0
2040 | PJM_E_2_NYISO_G-I | PJM_E | NYISO_G-I | Internal | Shoulder | B11 | 25 | 500 | 0 | 153.21 | 145.21 | 6 | 0
2040 | PJM_E_2_NYISO_G-I | PJM_E | NYISO_G-I | Internal | Shoulder | B12 | 200 | 500 | 0 | 153.85 | 145.85 | 6 | 0
2040 | PJM_E_2_NYISO_G-I | PJM_E | NYISO_G-I | Internal | Shoulder | B13 | 600 | 500 | 0 | 150.44 | 142.44 | 6 | 0
2040 | PJM_E_2_NYISO_G-I | PJM_E | NYISO_G-I | Internal | Shoulder | B14 | 900 | 500 | 0 | 149.13 | 141.13 | 6 | 0
2040 | PJM_E_2_NYISO_G-I | PJM_E | NYISO_G-I | Internal | Shoulder | B15 | 1203 | 500 | 0 | 86.39 | 80.65 | 6 | 0
2040 | PJM_E_2_NYISO_G-I | PJM_E | NYISO_G-I | Internal | Summer | B1 | 10 | 500 | 0 | 285.04 | 277.04 | 6 | 0
2040 | PJM_E_2_NYISO_G-I | PJM_E | NYISO_G-I | Internal | Summer | B2 | 25 | 500 | 0 | 285.04 | 277.03 | 6 | 0
2040 | PJM_E_2_NYISO_G-I | PJM_E | NYISO_G-I | Internal | Summer | B3 | 75 | 500 | 0 | 279.21 | 239.1 | 6 | 0
2040 | PJM_E_2_NYISO_G-I | PJM_E | NYISO_G-I | Internal | Summer | B4 | 100 | 500 | 0 | 186.5 | 178.5 | 6 | 0
2040 | PJM_E_2_NYISO_G-I | PJM_E | NYISO_G-I | Internal | Summer | B5 | 200 | 500 | 0 | 182.87 | 174.87 | 6 | 0
2040 | PJM_E_2_NYISO_G-I | PJM_E | NYISO_G-I | Internal | Summer | B6 | 300 | 500 | 0 | 171.12 | 168.69 | 6 | 0
2040 | PJM_E_2_NYISO_G-I | PJM_E | NYISO_G-I | Internal | Summer | B7 | 400 | 500 | 0 | 163.98 | 155.98 | 6 | 0
2040 | PJM_E_2_NYISO_G-I | PJM_E | NYISO_G-I | Internal | Summer | B8 | 500 | 500 | 0 | 154.33 | 146.33 | 6 | 0
2040 | PJM_E_2_NYISO_G-I | PJM_E | NYISO_G-I | Internal | Summer | B9 | 800 | 500 | 0 | 152.07 | 144.07 | 6 | 0
2040 | PJM_E_2_NYISO_G-I | PJM_E | NYISO_G-I | Internal | Summer | B10 | 1262 | 500 | 500 | 116.08 | 128.02 | 6 | 5.94
2040 | PJM_E_2_NYISO_G-I | PJM_E | NYISO_G-I | Internal | Winter | B16 | 25 | 500 | 0 | 155.32 | 147.32 | 6 | 0
2040 | PJM_E_2_NYISO_G-I | PJM_E | NYISO_G-I | Internal | Winter | B17 | 100 | 500 | 0 | 157.81 | 149.81 | 6 | 0
2040 | PJM_E_2_NYISO_G-I | PJM_E | NYISO_G-I | Internal | Winter | B18 | 400 | 500 | 0 | 154.97 | 146.97 | 6 | 0
2040 | PJM_E_2_NYISO_G-I | PJM_E | NYISO_G-I | Internal | Winter | B19 | 700 | 500 | 0 | 150.73 | 142.73 | 6 | 0
2040 | PJM_E_2_NYISO_G-I | PJM_E | NYISO_G-I | Internal | Winter | B20 | 935 | 500 | 0 | 86.23 | 80.65 | 6 | 0
2040 | PJM_E_2_NYISO_J-K | PJM_E | NYISO_J-K | Internal | Shoulder | B11 | 25 | 330 | 330 | 153.21 | 170.76 | 6 | 11.55
2040 | PJM_E_2_NYISO_J-K | PJM_E | NYISO_J-K | Internal | Shoulder | B12 | 200 | 330 | 330 | 153.85 | 170.76 | 6 | 10.91
2040 | PJM_E_2_NYISO_J-K | PJM_E | NYISO_J-K | Internal | Shoulder | B13 | 600 | 330 | 330 | 150.44 | 170.76 | 6 | 14.31
2040 | PJM_E_2_NYISO_J-K | PJM_E | NYISO_J-K | Internal | Shoulder | B14 | 900 | 330 | 0 | 149.13 | 146.64 | 6 | 0
2040 | PJM_E_2_NYISO_J-K | PJM_E | NYISO_J-K | Internal | Shoulder | B15 | 1203 | 330 | 0 | 86.39 | 80.66 | 6 | 0
2040 | PJM_E_2_NYISO_J-K | PJM_E | NYISO_J-K | Internal | Summer | B1 | 10 | 330 | 0 | 285.04 | 277.05 | 6 | 0
2040 | PJM_E_2_NYISO_J-K | PJM_E | NYISO_J-K | Internal | Summer | B2 | 25 | 330 | 0 | 285.04 | 277.04 | 6 | 0
2040 | PJM_E_2_NYISO_J-K | PJM_E | NYISO_J-K | Internal | Summer | B3 | 75 | 330 | 0 | 279.21 | 239.11 | 6 | 0
2040 | PJM_E_2_NYISO_J-K | PJM_E | NYISO_J-K | Internal | Summer | B4 | 100 | 330 | 330 | 186.5 | 235.08 | 6 | 42.58
2040 | PJM_E_2_NYISO_J-K | PJM_E | NYISO_J-K | Internal | Summer | B5 | 200 | 330 | 330 | 182.87 | 235.08 | 6 | 46.21
2040 | PJM_E_2_NYISO_J-K | PJM_E | NYISO_J-K | Internal | Summer | B6 | 300 | 330 | 330 | 171.12 | 177.75 | 6 | 0.63
2040 | PJM_E_2_NYISO_J-K | PJM_E | NYISO_J-K | Internal | Summer | B7 | 400 | 330 | 36.44 | 163.98 | 169.98 | 6 | 0
2040 | PJM_E_2_NYISO_J-K | PJM_E | NYISO_J-K | Internal | Summer | B8 | 500 | 330 | 330 | 154.33 | 166.74 | 6 | 6.42
2040 | PJM_E_2_NYISO_J-K | PJM_E | NYISO_J-K | Internal | Summer | B9 | 800 | 330 | 330 | 152.07 | 166.74 | 6 | 8.67
2040 | PJM_E_2_NYISO_J-K | PJM_E | NYISO_J-K | Internal | Summer | B10 | 1262 | 330 | 330 | 116.08 | 134.01 | 6 | 11.93
2040 | PJM_E_2_NYISO_J-K | PJM_E | NYISO_J-K | Internal | Winter | B16 | 25 | 330 | 330 | 155.32 | 184.74 | 6 | 23.43
2040 | PJM_E_2_NYISO_J-K | PJM_E | NYISO_J-K | Internal | Winter | B17 | 100 | 330 | 330 | 157.81 | 184.74 | 6 | 20.94
2040 | PJM_E_2_NYISO_J-K | PJM_E | NYISO_J-K | Internal | Winter | B18 | 400 | 330 | 330 | 154.97 | 184.74 | 6 | 23.77
2040 | PJM_E_2_NYISO_J-K | PJM_E | NYISO_J-K | Internal | Winter | B19 | 700 | 330 | 330 | 150.73 | 159.84 | 6 | 3.11
2040 | PJM_E_2_NYISO_J-K | PJM_E | NYISO_J-K | Internal | Winter | B20 | 935 | 330 | 0 | 86.23 | 80.66 | 6 | 0
2040 | PJM_E_2_PJM_ROM | PJM_E | PJM_ROM | Internal | Shoulder | B11 | 25 | 8000 | 0.01 | 153.21 | 153.2 | 0.01 | 0
2040 | PJM_E_2_PJM_ROM | PJM_E | PJM_ROM | Internal | Shoulder | B12 | 200 | 8000 | 0 | 153.85 | 153.84 | 0.01 | 0
2040 | PJM_E_2_PJM_ROM | PJM_E | PJM_ROM | Internal | Shoulder | B13 | 600 | 8000 | 0 | 150.44 | 150.43 | 0.01 | 0
2040 | PJM_E_2_PJM_ROM | PJM_E | PJM_ROM | Internal | Shoulder | B14 | 900 | 8000 | 0 | 149.13 | 149.12 | 0.01 | 0
2040 | PJM_E_2_PJM_ROM | PJM_E | PJM_ROM | Internal | Shoulder | B15 | 1203 | 8000 | 0 | 86.39 | 86.38 | 0.01 | 0
2040 | PJM_E_2_PJM_ROM | PJM_E | PJM_ROM | Internal | Summer | B1 | 10 | 8000 | 0.03 | 285.04 | 285.03 | 0.01 | 0
2040 | PJM_E_2_PJM_ROM | PJM_E | PJM_ROM | Internal | Summer | B2 | 25 | 8000 | 0.01 | 285.04 | 285.03 | 0.01 | 0
2040 | PJM_E_2_PJM_ROM | PJM_E | PJM_ROM | Internal | Summer | B3 | 75 | 8000 | 1196.57 | 279.21 | 279.22 | 0.01 | 0
2040 | PJM_E_2_PJM_ROM | PJM_E | PJM_ROM | Internal | Summer | B4 | 100 | 8000 | 0 | 186.5 | 186.49 | 0.01 | 0
2040 | PJM_E_2_PJM_ROM | PJM_E | PJM_ROM | Internal | Summer | B5 | 200 | 8000 | 0 | 182.87 | 182.86 | 0.01 | 0
2040 | PJM_E_2_PJM_ROM | PJM_E | PJM_ROM | Internal | Summer | B6 | 300 | 8000 | 0 | 171.12 | 171.11 | 0.01 | 0
2040 | PJM_E_2_PJM_ROM | PJM_E | PJM_ROM | Internal | Summer | B7 | 400 | 8000 | 0 | 163.98 | 163.97 | 0.01 | 0
2040 | PJM_E_2_PJM_ROM | PJM_E | PJM_ROM | Internal | Summer | B8 | 500 | 8000 | 0 | 154.33 | 154.31 | 0.01 | 0
2040 | PJM_E_2_PJM_ROM | PJM_E | PJM_ROM | Internal | Summer | B9 | 800 | 8000 | 0 | 152.07 | 152.06 | 0.01 | 0
2040 | PJM_E_2_PJM_ROM | PJM_E | PJM_ROM | Internal | Summer | B10 | 1262 | 8000 | 0 | 116.08 | 116.07 | 0.01 | 0
2040 | PJM_E_2_PJM_ROM | PJM_E | PJM_ROM | Internal | Winter | B16 | 25 | 8000 | 0.01 | 155.32 | 155.3 | 0.01 | 0
2040 | PJM_E_2_PJM_ROM | PJM_E | PJM_ROM | Internal | Winter | B17 | 100 | 8000 | 0 | 157.81 | 157.79 | 0.01 | 0
2040 | PJM_E_2_PJM_ROM | PJM_E | PJM_ROM | Internal | Winter | B18 | 400 | 8000 | 0 | 154.97 | 154.96 | 0.01 | 0
2040 | PJM_E_2_PJM_ROM | PJM_E | PJM_ROM | Internal | Winter | B19 | 700 | 8000 | 0 | 150.73 | 150.72 | 0.01 | 0
2040 | PJM_E_2_PJM_ROM | PJM_E | PJM_ROM | Internal | Winter | B20 | 935 | 8000 | 0 | 86.23 | 86.22 | 0.01 | 0
2040 | PJM_ROR_2_MISO_IN | PJM_ROR | MISO_IN | Internal | Shoulder | B11 | 25 | 909 | 0 | 153.21 | 153.88 | 2 | 0
2040 | PJM_ROR_2_MISO_IN | PJM_ROR | MISO_IN | Internal | Shoulder | B12 | 200 | 909 | 0 | 153.83 | 153.88 | 2 | 0
2040 | PJM_ROR_2_MISO_IN | PJM_ROR | MISO_IN | Internal | Shoulder | B13 | 600 | 909 | 909 | 150.42 | 153.88 | 2 | 1.46
2040 | PJM_ROR_2_MISO_IN | PJM_ROR | MISO_IN | Internal | Shoulder | B14 | 900 | 909 | 176.32 | 149.1 | 151.1 | 2 | 0
2040 | PJM_ROR_2_MISO_IN | PJM_ROR | MISO_IN | Internal | Shoulder | B15 | 1203 | 909 | 909 | 86.36 | 94.65 | 2 | 6.28
2040 | PJM_ROR_2_MISO_IN | PJM_ROR | MISO_IN | Internal | Summer | B1 | 10 | 909 | 0 | 285.01 | 283.01 | 2 | 0
2040 | PJM_ROR_2_MISO_IN | PJM_ROR | MISO_IN | Internal | Summer | B2 | 25 | 909 | 0 | 285.01 | 283 | 2 | 0
2040 | PJM_ROR_2_MISO_IN | PJM_ROR | MISO_IN | Internal | Summer | B3 | 75 | 909 | 0 | 279.23 | 267.23 | 2 | 0
2040 | PJM_ROR_2_MISO_IN | PJM_ROR | MISO_IN | Internal | Summer | B4 | 100 | 909 | 0 | 186.48 | 177.95 | 2 | 0
2040 | PJM_ROR_2_MISO_IN | PJM_ROR | MISO_IN | Internal | Summer | B5 | 200 | 909 | 0 | 182.84 | 177.28 | 2 | 0
2040 | PJM_ROR_2_MISO_IN | PJM_ROR | MISO_IN | Internal | Summer | B6 | 300 | 909 | 0 | 171.1 | 152.29 | 2 | 0
2040 | PJM_ROR_2_MISO_IN | PJM_ROR | MISO_IN | Internal | Summer | B7 | 400 | 909 | 0 | 163.96 | 152.29 | 2 | 0
2040 | PJM_ROR_2_MISO_IN | PJM_ROR | MISO_IN | Internal | Summer | B8 | 500 | 909 | 0 | 154.3 | 152.29 | 2 | 0
2040 | PJM_ROR_2_MISO_IN | PJM_ROR | MISO_IN | Internal | Summer | B9 | 800 | 909 | 0 | 152.05 | 152.29 | 2 | 0
2040 | PJM_ROR_2_MISO_IN | PJM_ROR | MISO_IN | Internal | Summer | B10 | 1262 | 909 | 0 | 101.58 | 99.6 | 2 | 0
2040 | PJM_ROR_2_MISO_IN | PJM_ROR | MISO_IN | Internal | Winter | B16 | 25 | 909 | 0.02 | 155.29 | 157.28 | 2 | 0
2040 | PJM_ROR_2_MISO_IN | PJM_ROR | MISO_IN | Internal | Winter | B17 | 100 | 909 | 0 | 157.78 | 157.28 | 2 | 0
2040 | PJM_ROR_2_MISO_IN | PJM_ROR | MISO_IN | Internal | Winter | B18 | 400 | 909 | 909 | 154.95 | 157.28 | 2 | 0.33
2040 | PJM_ROR_2_MISO_IN | PJM_ROR | MISO_IN | Internal | Winter | B19 | 700 | 909 | 909 | 150.71 | 152.72 | 2 | 0.01
2040 | PJM_ROR_2_MISO_IN | PJM_ROR | MISO_IN | Internal | Winter | B20 | 935 | 909 | 909 | 86.21 | 94.65 | 2 | 6.44
2040 | PJM_ROR_2_MISO_MI | PJM_ROR | MISO_MI | Internal | Shoulder | B11 | 25 | 1305 | 0 | 153.21 | 153.9 | 2 | 0
2040 | PJM_ROR_2_MISO_MI | PJM_ROR | MISO_MI | Internal | Shoulder | B12 | 200 | 1305 | 0 | 153.83 | 153.9 | 2 | 0
2040 | PJM_ROR_2_MISO_MI | PJM_ROR | MISO_MI | Internal | Shoulder | B13 | 600 | 1305 | 1305 | 150.42 | 153.56 | 2 | 1.14
2040 | PJM_ROR_2_MISO_MI | PJM_ROR | MISO_MI | Internal | Shoulder | B14 | 900 | 1305 | 992.01 | 149.1 | 151.1 | 2 | 0
2040 | PJM_ROR_2_MISO_MI | PJM_ROR | MISO_MI | Internal | Shoulder | B15 | 1203 | 1305 | 1305 | 86.36 | 94.63 | 2 | 6.27
2040 | PJM_ROR_2_MISO_MI | PJM_ROR | MISO_MI | Internal | Summer | B1 | 10 | 1305 | 0 | 285.01 | 283.03 | 2 | 0
2040 | PJM_ROR_2_MISO_MI | PJM_ROR | MISO_MI | Internal | Summer | B2 | 25 | 1305 | 0 | 285.01 | 283.01 | 2 | 0
2040 | PJM_ROR_2_MISO_MI | PJM_ROR | MISO_MI | Internal | Summer | B3 | 75 | 1305 | 0 | 279.23 | 267.24 | 2 | 0
2040 | PJM_ROR_2_MISO_MI | PJM_ROR | MISO_MI | Internal | Summer | B4 | 100 | 1305 | 0 | 186.48 | 177.97 | 2 | 0
2040 | PJM_ROR_2_MISO_MI | PJM_ROR | MISO_MI | Internal | Summer | B5 | 200 | 1305 | 0 | 182.84 | 177.29 | 2 | 0
2040 | PJM_ROR_2_MISO_MI | PJM_ROR | MISO_MI | Internal | Summer | B6 | 300 | 1305 | 0 | 171.1 | 152.3 | 2 | 0
2040 | PJM_ROR_2_MISO_MI | PJM_ROR | MISO_MI | Internal | Summer | B7 | 400 | 1305 | 0 | 163.96 | 152.3 | 2 | 0
2040 | PJM_ROR_2_MISO_MI | PJM_ROR | MISO_MI | Internal | Summer | B8 | 500 | 1305 | 0 | 154.3 | 152.3 | 2 | 0
2040 | PJM_ROR_2_MISO_MI | PJM_ROR | MISO_MI | Internal | Summer | B9 | 800 | 1305 | 0 | 152.05 | 152.28 | 2 | 0
2040 | PJM_ROR_2_MISO_MI | PJM_ROR | MISO_MI | Internal | Summer | B10 | 1262 | 1305 | 0 | 101.58 | 99.59 | 2 | 0
2040 | PJM_ROR_2_MISO_MI | PJM_ROR | MISO_MI | Internal | Winter | B16 | 25 | 1305 | 312.29 | 155.29 | 157.29 | 2 | 0
2040 | PJM_ROR_2_MISO_MI | PJM_ROR | MISO_MI | Internal | Winter | B17 | 100 | 1305 | 0 | 157.78 | 157.27 | 2 | 0
2040 | PJM_ROR_2_MISO_MI | PJM_ROR | MISO_MI | Internal | Winter | B18 | 400 | 1305 | 1095.25 | 154.95 | 156.95 | 2 | 0
2040 | PJM_ROR_2_MISO_MI | PJM_ROR | MISO_MI | Internal | Winter | B19 | 700 | 1305 | 837.06 | 150.71 | 152.71 | 2 | 0
2040 | PJM_ROR_2_MISO_MI | PJM_ROR | MISO_MI | Internal | Winter | B20 | 935 | 1305 | 1305 | 86.21 | 94.63 | 2 | 6.43
2040 | PJM_ROR_2_MISO_MO-IL | PJM_ROR | MISO_MO-IL | Internal | Shoulder | B11 | 25 | 1111 | 1110.97 | 153.21 | 155.22 | 2 | 0.01
2040 | PJM_ROR_2_MISO_MO-IL | PJM_ROR | MISO_MO-IL | Internal | Shoulder | B12 | 200 | 1111 | 0 | 153.83 | 153.9 | 2 | 0
2040 | PJM_ROR_2_MISO_MO-IL | PJM_ROR | MISO_MO-IL | Internal | Shoulder | B13 | 600 | 1111 | 1111 | 150.42 | 153.9 | 2 | 1.48
2040 | PJM_ROR_2_MISO_MO-IL | PJM_ROR | MISO_MO-IL | Internal | Shoulder | B14 | 900 | 1111 | 0 | 149.1 | 150.42 | 2 | 0
2040 | PJM_ROR_2_MISO_MO-IL | PJM_ROR | MISO_MO-IL | Internal | Shoulder | B15 | 1203 | 1111 | 0 | 86.36 | 86.5 | 2 | 0
2040 | PJM_ROR_2_MISO_MO-IL | PJM_ROR | MISO_MO-IL | Internal | Summer | B1 | 10 | 1111 | 0 | 285.01 | 284.47 | 2 | 0
2040 | PJM_ROR_2_MISO_MO-IL | PJM_ROR | MISO_MO-IL | Internal | Summer | B2 | 25 | 1111 | 0 | 285.01 | 284.23 | 2 | 0
2040 | PJM_ROR_2_MISO_MO-IL | PJM_ROR | MISO_MO-IL | Internal | Summer | B3 | 75 | 1111 | 1111 | 279.23 | 284.23 | 2 | 3
2040 | PJM_ROR_2_MISO_MO-IL | PJM_ROR | MISO_MO-IL | Internal | Summer | B4 | 100 | 1111 | 1111 | 186.48 | 194.14 | 2 | 5.67
2040 | PJM_ROR_2_MISO_MO-IL | PJM_ROR | MISO_MO-IL | Internal | Summer | B5 | 200 | 1111 | 1111 | 182.84 | 188.56 | 2 | 3.72
2040 | PJM_ROR_2_MISO_MO-IL | PJM_ROR | MISO_MO-IL | Internal | Summer | B6 | 300 | 1111 | 954.75 | 171.1 | 173.1 | 2 | 0
2040 | PJM_ROR_2_MISO_MO-IL | PJM_ROR | MISO_MO-IL | Internal | Summer | B7 | 400 | 1111 | 260.48 | 163.96 | 165.96 | 2 | 0
2040 | PJM_ROR_2_MISO_MO-IL | PJM_ROR | MISO_MO-IL | Internal | Summer | B8 | 500 | 1111 | 0 | 154.3 | 152.3 | 2 | 0
2040 | PJM_ROR_2_MISO_MO-IL | PJM_ROR | MISO_MO-IL | Internal | Summer | B9 | 800 | 1111 | 0 | 152.05 | 152.3 | 2 | 0
2040 | PJM_ROR_2_MISO_MO-IL | PJM_ROR | MISO_MO-IL | Internal | Summer | B10 | 1262 | 1111 | 0 | 101.58 | 99.58 | 2 | 0
2040 | PJM_ROR_2_MISO_MO-IL | PJM_ROR | MISO_MO-IL | Internal | Winter | B16 | 25 | 1111 | 285.78 | 155.29 | 157.29 | 2 | 0
2040 | PJM_ROR_2_MISO_MO-IL | PJM_ROR | MISO_MO-IL | Internal | Winter | B17 | 100 | 1111 | 0 | 157.78 | 157.27 | 2 | 0
2040 | PJM_ROR_2_MISO_MO-IL | PJM_ROR | MISO_MO-IL | Internal | Winter | B18 | 400 | 1111 | 1111 | 154.95 | 157.27 | 2 | 0.32
2040 | PJM_ROR_2_MISO_MO-IL | PJM_ROR | MISO_MO-IL | Internal | Winter | B19 | 700 | 1111 | 736.58 | 150.71 | 152.71 | 2 | 0
2040 | PJM_ROR_2_MISO_MO-IL | PJM_ROR | MISO_MO-IL | Internal | Winter | B20 | 935 | 1111 | 247.98 | 86.21 | 88.21 | 2 | 0
2040 | PJM_ROR_2_MISO_W | PJM_ROR | MISO_W | Internal | Shoulder | B11 | 25 | 709 | 93.95 | 153.21 | 155.21 | 2 | 0
2040 | PJM_ROR_2_MISO_W | PJM_ROR | MISO_W | Internal | Shoulder | B12 | 200 | 709 | 0 | 153.83 | 153.88 | 2 | 0
2040 | PJM_ROR_2_MISO_W | PJM_ROR | MISO_W | Internal | Shoulder | B13 | 600 | 709 | 0 | 150.42 | 148.42 | 2 | 0
2040 | PJM_ROR_2_MISO_W | PJM_ROR | MISO_W | Internal | Shoulder | B14 | 900 | 709 | 0 | 149.1 | 111.38 | 2 | 0
2040 | PJM_ROR_2_MISO_W | PJM_ROR | MISO_W | Internal | Shoulder | B15 | 1203 | 709 | 0 | 86.36 | 74.71 | 2 | 0
2040 | PJM_ROR_2_MISO_W | PJM_ROR | MISO_W | Internal | Summer | B1 | 10 | 709 | 0 | 285.01 | 284.48 | 2 | 0
2040 | PJM_ROR_2_MISO_W | PJM_ROR | MISO_W | Internal | Summer | B2 | 25 | 709 | 0 | 285.01 | 284.22 | 2 | 0
2040 | PJM_ROR_2_MISO_W | PJM_ROR | MISO_W | Internal | Summer | B3 | 75 | 709 | 709 | 279.23 | 284.24 | 2 | 3.01
2040 | PJM_ROR_2_MISO_W | PJM_ROR | MISO_W | Internal | Summer | B4 | 100 | 709 | 709 | 186.48 | 194.27 | 2 | 5.79
2040 | PJM_ROR_2_MISO_W | PJM_ROR | MISO_W | Internal | Summer | B5 | 200 | 709 | 709 | 182.84 | 189.17 | 2 | 4.33
2040 | PJM_ROR_2_MISO_W | PJM_ROR | MISO_W | Internal | Summer | B6 | 300 | 709 | 709 | 171.1 | 181.19 | 2 | 8.09
2040 | PJM_ROR_2_MISO_W | PJM_ROR | MISO_W | Internal | Summer | B7 | 400 | 709 | 0 | 163.96 | 165.95 | 2 | 0
2040 | PJM_ROR_2_MISO_W | PJM_ROR | MISO_W | Internal | Summer | B8 | 500 | 709 | 0 | 154.3 | 152.29 | 2 | 0
2040 | PJM_ROR_2_MISO_W | PJM_ROR | MISO_W | Internal | Summer | B9 | 800 | 709 | 0 | 152.05 | 152.19 | 2 | 0
2040 | PJM_ROR_2_MISO_W | PJM_ROR | MISO_W | Internal | Summer | B10 | 1262 | 709 | 0 | 101.58 | 79.58 | 2 | 0
2040 | PJM_ROR_2_MISO_W | PJM_ROR | MISO_W | Internal | Winter | B16 | 25 | 709 | 0 | 155.29 | 141.23 | 2 | 0
2040 | PJM_ROR_2_MISO_W | PJM_ROR | MISO_W | Internal | Winter | B17 | 100 | 709 | 0 | 157.78 | 134.23 | 2 | 0
2040 | PJM_ROR_2_MISO_W | PJM_ROR | MISO_W | Internal | Winter | B18 | 400 | 709 | 0 | 154.95 | 145.27 | 2 | 0
2040 | PJM_ROR_2_MISO_W | PJM_ROR | MISO_W | Internal | Winter | B19 | 700 | 709 | 0 | 150.71 | 141.23 | 2 | 0
2040 | PJM_ROR_2_MISO_W | PJM_ROR | MISO_W | Internal | Winter | B20 | 935 | 709 | 0 | 86.21 | 78.54 | 2 | 0
2040 | PJM_ROR_2_MISO_WUMS | PJM_ROR | MISO_WUMS | Internal | Shoulder | B11 | 25 | 1467 | 0 | 153.21 | 154.01 | 2 | 0
2040 | PJM_ROR_2_MISO_WUMS | PJM_ROR | MISO_WUMS | Internal | Shoulder | B12 | 200 | 1467 | 0 | 153.83 | 153.91 | 2 | 0
2040 | PJM_ROR_2_MISO_WUMS | PJM_ROR | MISO_WUMS | Internal | Shoulder | B13 | 600 | 1467 | 1244.61 | 150.42 | 152.42 | 2 | 0
2040 | PJM_ROR_2_MISO_WUMS | PJM_ROR | MISO_WUMS | Internal | Shoulder | B14 | 900 | 1467 | 0 | 149.1 | 151.09 | 2 | 0
2040 | PJM_ROR_2_MISO_WUMS | PJM_ROR | MISO_WUMS | Internal | Shoulder | B15 | 1203 | 1467 | 106.3 | 86.36 | 88.36 | 2 | 0
2040 | PJM_ROR_2_MISO_WUMS | PJM_ROR | MISO_WUMS | Internal | Summer | B1 | 10 | 1467 | 0 | 285.01 | 283.01 | 2 | 0
2040 | PJM_ROR_2_MISO_WUMS | PJM_ROR | MISO_WUMS | Internal | Summer | B2 | 25 | 1467 | 0 | 285.01 | 283.01 | 2 | 0
2040 | PJM_ROR_2_MISO_WUMS | PJM_ROR | MISO_WUMS | Internal | Summer | B3 | 75 | 1467 | 0 | 279.23 | 267.25 | 2 | 0
2040 | PJM_ROR_2_MISO_WUMS | PJM_ROR | MISO_WUMS | Internal | Summer | B4 | 100 | 1467 | 0 | 186.48 | 177.98 | 2 | 0
2040 | PJM_ROR_2_MISO_WUMS | PJM_ROR | MISO_WUMS | Internal | Summer | B5 | 200 | 1467 | 0 | 182.84 | 177.31 | 2 | 0
2040 | PJM_ROR_2_MISO_WUMS | PJM_ROR | MISO_WUMS | Internal | Summer | B6 | 300 | 1467 | 0 | 171.1 | 169.1 | 2 | 0
2040 | PJM_ROR_2_MISO_WUMS | PJM_ROR | MISO_WUMS | Internal | Summer | B7 | 400 | 1467 | 0 | 163.96 | 156.16 | 2 | 0
2040 | PJM_ROR_2_MISO_WUMS | PJM_ROR | MISO_WUMS | Internal | Summer | B8 | 500 | 1467 | 0 | 154.3 | 152.29 | 2 | 0
2040 | PJM_ROR_2_MISO_WUMS | PJM_ROR | MISO_WUMS | Internal | Summer | B9 | 800 | 1467 | 0 | 152.05 | 152.21 | 2 | 0
2040 | PJM_ROR_2_MISO_WUMS | PJM_ROR | MISO_WUMS | Internal | Summer | B10 | 1262 | 1467 | 0 | 101.58 | 99.58 | 2 | 0
2040 | PJM_ROR_2_MISO_WUMS | PJM_ROR | MISO_WUMS | Internal | Winter | B16 | 25 | 1467 | 0.02 | 155.29 | 157.28 | 2 | 0
2040 | PJM_ROR_2_MISO_WUMS | PJM_ROR | MISO_WUMS | Internal | Winter | B17 | 100 | 1467 | 0 | 157.78 | 157.26 | 2 | 0
2040 | PJM_ROR_2_MISO_WUMS | PJM_ROR | MISO_WUMS | Internal | Winter | B18 | 400 | 1467 | 0 | 154.95 | 156.94 | 2 | 0
2040 | PJM_ROR_2_MISO_WUMS | PJM_ROR | MISO_WUMS | Internal | Winter | B19 | 700 | 1467 | 0 | 150.71 | 152.7 | 2 | 0
2040 | PJM_ROR_2_MISO_WUMS | PJM_ROR | MISO_WUMS | Internal | Winter | B20 | 935 | 1467 | 0 | 86.21 | 88.16 | 2 | 0
2040 | PJM_ROR_2_PJM_ROM | PJM_ROR | PJM_ROM | Internal | Shoulder | B11 | 25 | 8000 | 0.01 | 153.21 | 153.2 | 0.01 | 0
2040 | PJM_ROR_2_PJM_ROM | PJM_ROR | PJM_ROM | Internal | Shoulder | B12 | 200 | 8000 | 3680.6 | 153.83 | 153.84 | 0.01 | 0
2040 | PJM_ROR_2_PJM_ROM | PJM_ROR | PJM_ROM | Internal | Shoulder | B13 | 600 | 8000 | 814.87 | 150.42 | 150.43 | 0.01 | 0
2040 | PJM_ROR_2_PJM_ROM | PJM_ROR | PJM_ROM | Internal | Shoulder | B14 | 900 | 8000 | 3245.2 | 149.1 | 149.12 | 0.01 | 0
2040 | PJM_ROR_2_PJM_ROM | PJM_ROR | PJM_ROM | Internal | Shoulder | B15 | 1203 | 8000 | 4416.38 | 86.36 | 86.38 | 0.01 | 0
2040 | PJM_ROR_2_PJM_ROM | PJM_ROR | PJM_ROM | Internal | Summer | B1 | 10 | 8000 | 4456.67 | 285.01 | 285.03 | 0.01 | 0
2040 | PJM_ROR_2_PJM_ROM | PJM_ROR | PJM_ROM | Internal | Summer | B2 | 25 | 8000 | 2988.01 | 285.01 | 285.03 | 0.01 | 0
2040 | PJM_ROR_2_PJM_ROM | PJM_ROR | PJM_ROM | Internal | Summer | B3 | 75 | 8000 | 0 | 279.23 | 279.22 | 0.01 | 0
2040 | PJM_ROR_2_PJM_ROM | PJM_ROR | PJM_ROM | Internal | Summer | B4 | 100 | 8000 | 1580.66 | 186.48 | 186.49 | 0.01 | 0
2040 | PJM_ROR_2_PJM_ROM | PJM_ROR | PJM_ROM | Internal | Summer | B5 | 200 | 8000 | 2326.88 | 182.84 | 182.86 | 0.01 | 0
2040 | PJM_ROR_2_PJM_ROM | PJM_ROR | PJM_ROM | Internal | Summer | B6 | 300 | 8000 | 1900.75 | 171.1 | 171.11 | 0.01 | 0
2040 | PJM_ROR_2_PJM_ROM | PJM_ROR | PJM_ROM | Internal | Summer | B7 | 400 | 8000 | 5472.94 | 163.96 | 163.97 | 0.01 | 0
2040 | PJM_ROR_2_PJM_ROM | PJM_ROR | PJM_ROM | Internal | Summer | B8 | 500 | 8000 | 6180.08 | 154.3 | 154.31 | 0.01 | 0
2040 | PJM_ROR_2_PJM_ROM | PJM_ROR | PJM_ROM | Internal | Summer | B9 | 800 | 8000 | 2368.81 | 152.05 | 152.06 | 0.01 | 0
2040 | PJM_ROR_2_PJM_ROM | PJM_ROR | PJM_ROM | Internal | Summer | B10 | 1262 | 8000 | 8000 | 101.58 | 116.07 | 0.01 | 14.48
2040 | PJM_ROR_2_PJM_ROM | PJM_ROR | PJM_ROM | Internal | Winter | B16 | 25 | 8000 | 33.86 | 155.29 | 155.3 | 0.01 | 0
2040 | PJM_ROR_2_PJM_ROM | PJM_ROR | PJM_ROM | Internal | Winter | B17 | 100 | 8000 | 289.37 | 157.78 | 157.79 | 0.01 | 0
2040 | PJM_ROR_2_PJM_ROM | PJM_ROR | PJM_ROM | Internal | Winter | B18 | 400 | 8000 | 1459.85 | 154.95 | 154.96 | 0.01 | 0
2040 | PJM_ROR_2_PJM_ROM | PJM_ROR | PJM_ROM | Internal | Winter | B19 | 700 | 8000 | 1052.43 | 150.71 | 150.72 | 0.01 | 0
2040 | PJM_ROR_2_PJM_ROM | PJM_ROR | PJM_ROM | Internal | Winter | B20 | 935 | 8000 | 1911.5 | 86.21 | 86.22 | 0.01 | 0
2040 | PJM_ROR_2_TVA_Transmission | PJM_ROR | TVA_Transmission | Internal | Shoulder | B11 | 25 | 2500 | 0 | 153.21 | 158.64 | 6 | 0
2040 | PJM_ROR_2_TVA_Transmission | PJM_ROR | TVA_Transmission | Internal | Shoulder | B12 | 200 | 2500 | 0 | 153.83 | 152.37 | 6 | 0
2040 | PJM_ROR_2_TVA_Transmission | PJM_ROR | TVA_Transmission | Internal | Shoulder | B13 | 600 | 2500 | 0 | 150.42 | 149.9 | 6 | 0
2040 | PJM_ROR_2_TVA_Transmission | PJM_ROR | TVA_Transmission | Internal | Shoulder | B14 | 900 | 2500 | 0 | 149.1 | 149.38 | 6 | 0
2040 | PJM_ROR_2_TVA_Transmission | PJM_ROR | TVA_Transmission | Internal | Shoulder | B15 | 1203 | 2500 | 0 | 86.36 | 86.5 | 6 | 0
2040 | PJM_ROR_2_TVA_Transmission | PJM_ROR | TVA_Transmission | Internal | Summer | B1 | 10 | 2500 | 2500 | 285.01 | 292.47 | 6 | 1.46
2040 | PJM_ROR_2_TVA_Transmission | PJM_ROR | TVA_Transmission | Internal | Summer | B2 | 25 | 2500 | 1803.13 | 285.01 | 291.01 | 6 | 0
2040 | PJM_ROR_2_TVA_Transmission | PJM_ROR | TVA_Transmission | Internal | Summer | B3 | 75 | 2500 | 0 | 279.23 | 283.23 | 6 | 0
2040 | PJM_ROR_2_TVA_Transmission | PJM_ROR | TVA_Transmission | Internal | Summer | B4 | 100 | 2500 | 0 | 186.48 | 185.14 | 6 | 0
2040 | PJM_ROR_2_TVA_Transmission | PJM_ROR | TVA_Transmission | Internal | Summer | B5 | 200 | 2500 | 0 | 182.84 | 179.56 | 6 | 0
2040 | PJM_ROR_2_TVA_Transmission | PJM_ROR | TVA_Transmission | Internal | Summer | B6 | 300 | 2500 | 0 | 171.1 | 164.1 | 6 | 0
2040 | PJM_ROR_2_TVA_Transmission | PJM_ROR | TVA_Transmission | Internal | Summer | B7 | 400 | 2500 | 0 | 163.96 | 156.96 | 6 | 0
2040 | PJM_ROR_2_TVA_Transmission | PJM_ROR | TVA_Transmission | Internal | Summer | B8 | 500 | 2500 | 0 | 154.3 | 156.47 | 6 | 0
2040 | PJM_ROR_2_TVA_Transmission | PJM_ROR | TVA_Transmission | Internal | Summer | B9 | 800 | 2500 | 0 | 152.05 | 156.47 | 6 | 0
2040 | PJM_ROR_2_TVA_Transmission | PJM_ROR | TVA_Transmission | Internal | Summer | B10 | 1262 | 2500 | 0 | 101.58 | 92.58 | 6 | 0
2040 | PJM_ROR_2_TVA_Transmission | PJM_ROR | TVA_Transmission | Internal | Winter | B16 | 25 | 2500 | 0 | 155.29 | 161.04 | 6 | 0
2040 | PJM_ROR_2_TVA_Transmission | PJM_ROR | TVA_Transmission | Internal | Winter | B17 | 100 | 2500 | 0 | 157.78 | 161.14 | 6 | 0
2040 | PJM_ROR_2_TVA_Transmission | PJM_ROR | TVA_Transmission | Internal | Winter | B18 | 400 | 2500 | 0 | 154.95 | 150.71 | 6 | 0
2040 | PJM_ROR_2_TVA_Transmission | PJM_ROR | TVA_Transmission | Internal | Winter | B19 | 700 | 2500 | 0 | 150.71 | 149.42 | 6 | 0
2040 | PJM_ROR_2_TVA_Transmission | PJM_ROR | TVA_Transmission | Internal | Winter | B20 | 935 | 2500 | 0 | 86.21 | 88.86 | 6 | 0
2040 | PJM_ROR_2_VACAR | PJM_ROR | VACAR | Internal | Shoulder | B11 | 25 | 3000 | 2345.48 | 153.21 | 159.21 | 6 | 0
2040 | PJM_ROR_2_VACAR | PJM_ROR | VACAR | Internal | Shoulder | B12 | 200 | 3000 | 0 | 153.83 | 146.83 | 6 | 0
2040 | PJM_ROR_2_VACAR | PJM_ROR | VACAR | Internal | Shoulder | B13 | 600 | 3000 | 0 | 150.42 | 143.42 | 6 | 0
2040 | PJM_ROR_2_VACAR | PJM_ROR | VACAR | Internal | Shoulder | B14 | 900 | 3000 | 0 | 149.1 | 143.42 | 6 | 0
2040 | PJM_ROR_2_VACAR | PJM_ROR | VACAR | Internal | Shoulder | B15 | 1203 | 3000 | 0 | 86.36 | 73.5 | 6 | 0
2040 | PJM_ROR_2_VACAR | PJM_ROR | VACAR | Internal | Summer | B1 | 10 | 3000 | 2698.99 | 285.01 | 291.01 | 6 | 0
2040 | PJM_ROR_2_VACAR | PJM_ROR | VACAR | Internal | Summer | B2 | 25 | 3000 | 3000 | 285.01 | 291.98 | 6 | 0.97
2040 | PJM_ROR_2_VACAR | PJM_ROR | VACAR | Internal | Summer | B3 | 75 | 3000 | 22.82 | 279.23 | 285.23 | 6 | 0
2040 | PJM_ROR_2_VACAR | PJM_ROR | VACAR | Internal | Summer | B4 | 100 | 3000 | 0 | 186.48 | 176.34 | 6 | 0
2040 | PJM_ROR_2_VACAR | PJM_ROR | VACAR | Internal | Summer | B5 | 200 | 3000 | 0 | 182.84 | 175.84 | 6 | 0
2040 | PJM_ROR_2_VACAR | PJM_ROR | VACAR | Internal | Summer | B6 | 300 | 3000 | 0 | 171.1 | 156.96 | 6 | 0
2040 | PJM_ROR_2_VACAR | PJM_ROR | VACAR | Internal | Summer | B7 | 400 | 3000 | 0 | 163.96 | 156.96 | 6 | 0
2040 | PJM_ROR_2_VACAR | PJM_ROR | VACAR | Internal | Summer | B8 | 500 | 3000 | 0 | 154.3 | 156.96 | 6 | 0
2040 | PJM_ROR_2_VACAR | PJM_ROR | VACAR | Internal | Summer | B9 | 800 | 3000 | 0 | 152.05 | 156.96 | 6 | 0
2040 | PJM_ROR_2_VACAR | PJM_ROR | VACAR | Internal | Summer | B10 | 1262 | 3000 | 0 | 101.58 | 92.58 | 6 | 0
2040 | PJM_ROR_2_VACAR | PJM_ROR | VACAR | Internal | Winter | B16 | 25 | 3000 | 1985.41 | 155.29 | 161.29 | 6 | 0
2040 | PJM_ROR_2_VACAR | PJM_ROR | VACAR | Internal | Winter | B17 | 100 | 3000 | 0 | 157.78 | 154.97 | 6 | 0
2040 | PJM_ROR_2_VACAR | PJM_ROR | VACAR | Internal | Winter | B18 | 400 | 3000 | 0 | 154.95 | 143.71 | 6 | 0
2040 | PJM_ROR_2_VACAR | PJM_ROR | VACAR | Internal | Winter | B19 | 700 | 3000 | 0 | 150.71 | 143.71 | 6 | 0
2040 | PJM_ROR_2_VACAR | PJM_ROR | VACAR | Internal | Winter | B20 | 935 | 3000 | 0 | 86.21 | 75.85 | 6 | 0
2040 | PJM_ROM_2_NYISO_A-F | PJM_ROM | NYISO_A-F | Internal | Shoulder | B11 | 25 | 2000 | 0 | 153.2 | 94.63 | 6 | 0
2040 | PJM_ROM_2_NYISO_A-F | PJM_ROM | NYISO_A-F | Internal | Shoulder | B12 | 200 | 2000 | 0 | 153.84 | 94.63 | 6 | 0
2040 | PJM_ROM_2_NYISO_A-F | PJM_ROM | NYISO_A-F | Internal | Shoulder | B13 | 600 | 2000 | 0 | 150.43 | 94.63 | 6 | 0
2040 | PJM_ROM_2_NYISO_A-F | PJM_ROM | NYISO_A-F | Internal | Shoulder | B14 | 900 | 2000 | 0 | 149.12 | 94.63 | 6 | 0
2040 | PJM_ROM_2_NYISO_A-F | PJM_ROM | NYISO_A-F | Internal | Shoulder | B15 | 1203 | 2000 | 0 | 86.38 | 80.63 | 6 | 0
2040 | PJM_ROM_2_NYISO_A-F | PJM_ROM | NYISO_A-F | Internal | Summer | B1 | 10 | 2000 | 0 | 285.03 | 172.33 | 6 | 0
2040 | PJM_ROM_2_NYISO_A-F | PJM_ROM | NYISO_A-F | Internal | Summer | B2 | 25 | 2000 | 0 | 285.03 | 173.05 | 6 | 0
2040 | PJM_ROM_2_NYISO_A-F | PJM_ROM | NYISO_A-F | Internal | Summer | B3 | 75 | 2000 | 0 | 279.22 | 173.05 | 6 | 0
2040 | PJM_ROM_2_NYISO_A-F | PJM_ROM | NYISO_A-F | Internal | Summer | B4 | 100 | 2000 | 0 | 186.49 | 173.05 | 6 | 0
2040 | PJM_ROM_2_NYISO_A-F | PJM_ROM | NYISO_A-F | Internal | Summer | B5 | 200 | 2000 | 0 | 182.86 | 173.05 | 6 | 0
2040 | PJM_ROM_2_NYISO_A-F | PJM_ROM | NYISO_A-F | Internal | Summer | B6 | 300 | 2000 | 0 | 171.11 | 168.67 | 6 | 0
2040 | PJM_ROM_2_NYISO_A-F | PJM_ROM | NYISO_A-F | Internal | Summer | B7 | 400 | 2000 | 0 | 163.97 | 155.97 | 6 | 0
2040 | PJM_ROM_2_NYISO_A-F | PJM_ROM | NYISO_A-F | Internal | Summer | B8 | 500 | 2000 | 0 | 154.31 | 146.31 | 6 | 0
2040 | PJM_ROM_2_NYISO_A-F | PJM_ROM | NYISO_A-F | Internal | Summer | B9 | 800 | 2000 | 0 | 152.06 | 144.06 | 6 | 0
2040 | PJM_ROM_2_NYISO_A-F | PJM_ROM | NYISO_A-F | Internal | Summer | B10 | 1262 | 2000 | 2000 | 116.07 | 128.01 | 6 | 5.94
2040 | PJM_ROM_2_NYISO_A-F | PJM_ROM | NYISO_A-F | Internal | Winter | B16 | 25 | 2000 | 0 | 155.3 | 83.95 | 6 | 0
2040 | PJM_ROM_2_NYISO_A-F | PJM_ROM | NYISO_A-F | Internal | Winter | B17 | 100 | 2000 | 0 | 157.79 | 80.63 | 6 | 0
2040 | PJM_ROM_2_NYISO_A-F | PJM_ROM | NYISO_A-F | Internal | Winter | B18 | 400 | 2000 | 0 | 154.96 | 80.63 | 6 | 0
2040 | PJM_ROM_2_NYISO_A-F | PJM_ROM | NYISO_A-F | Internal | Winter | B19 | 700 | 2000 | 0 | 150.72 | 80.63 | 6 | 0
2040 | PJM_ROM_2_NYISO_A-F | PJM_ROM | NYISO_A-F | Internal | Winter | B20 | 935 | 2000 | 0 | 86.22 | 80.63 | 6 | 0
2040 | PJM_ROM_2_PJM_E | PJM_ROM | PJM_E | Internal | Shoulder | B11 | 25 | 8000 | 245.86 | 153.2 | 153.21 | 0.01 | 0
2040 | PJM_ROM_2_PJM_E | PJM_ROM | PJM_E | Internal | Shoulder | B12 | 200 | 8000 | 2035.61 | 153.84 | 153.85 | 0.01 | 0
2040 | PJM_ROM_2_PJM_E | PJM_ROM | PJM_E | Internal | Shoulder | B13 | 600 | 8000 | 840.76 | 150.43 | 150.44 | 0.01 | 0
2040 | PJM_ROM_2_PJM_E | PJM_ROM | PJM_E | Internal | Shoulder | B14 | 900 | 8000 | 1821.78 | 149.12 | 149.13 | 0.01 | 0
2040 | PJM_ROM_2_PJM_E | PJM_ROM | PJM_E | Internal | Shoulder | B15 | 1203 | 8000 | 2728.11 | 86.38 | 86.39 | 0.01 | 0
2040 | PJM_ROM_2_PJM_E | PJM_ROM | PJM_E | Internal | Summer | B1 | 10 | 8000 | 1564.27 | 285.03 | 285.04 | 0.01 | 0
2040 | PJM_ROM_2_PJM_E | PJM_ROM | PJM_E | Internal | Summer | B2 | 25 | 8000 | 934.93 | 285.03 | 285.04 | 0.01 | 0
2040 | PJM_ROM_2_PJM_E | PJM_ROM | PJM_E | Internal | Summer | B3 | 75 | 8000 | 0 | 279.22 | 279.21 | 0.01 | 0
2040 | PJM_ROM_2_PJM_E | PJM_ROM | PJM_E | Internal | Summer | B4 | 100 | 8000 | 500.08 | 186.49 | 186.5 | 0.01 | 0
2040 | PJM_ROM_2_PJM_E | PJM_ROM | PJM_E | Internal | Summer | B5 | 200 | 8000 | 1644.4 | 182.86 | 182.87 | 0.01 | 0
2040 | PJM_ROM_2_PJM_E | PJM_ROM | PJM_E | Internal | Summer | B6 | 300 | 8000 | 1759.92 | 171.11 | 171.12 | 0.01 | 0
2040 | PJM_ROM_2_PJM_E | PJM_ROM | PJM_E | Internal | Summer | B7 | 400 | 8000 | 3173.55 | 163.97 | 163.98 | 0.01 | 0
2040 | PJM_ROM_2_PJM_E | PJM_ROM | PJM_E | Internal | Summer | B8 | 500 | 8000 | 2905.74 | 154.31 | 154.33 | 0.01 | 0
2040 | PJM_ROM_2_PJM_E | PJM_ROM | PJM_E | Internal | Summer | B9 | 800 | 8000 | 1469.36 | 152.06 | 152.07 | 0.01 | 0
2040 | PJM_ROM_2_PJM_E | PJM_ROM | PJM_E | Internal | Summer | B10 | 1262 | 8000 | 4604.42 | 116.07 | 116.08 | 0.01 | 0
2040 | PJM_ROM_2_PJM_E | PJM_ROM | PJM_E | Internal | Winter | B16 | 25 | 8000 | 1520.72 | 155.3 | 155.32 | 0.01 | 0
2040 | PJM_ROM_2_PJM_E | PJM_ROM | PJM_E | Internal | Winter | B17 | 100 | 8000 | 1402.4 | 157.79 | 157.81 | 0.01 | 0
2040 | PJM_ROM_2_PJM_E | PJM_ROM | PJM_E | Internal | Winter | B18 | 400 | 8000 | 3217.98 | 154.96 | 154.97 | 0.01 | 0
2040 | PJM_ROM_2_PJM_E | PJM_ROM | PJM_E | Internal | Winter | B19 | 700 | 8000 | 2577.54 | 150.72 | 150.73 | 0.01 | 0
2040 | PJM_ROM_2_PJM_E | PJM_ROM | PJM_E | Internal | Winter | B20 | 935 | 8000 | 2255.55 | 86.22 | 86.23 | 0.01 | 0
2040 | PJM_ROM_2_PJM_ROR | PJM_ROM | PJM_ROR | Internal | Shoulder | B11 | 25 | 8000 | 640.66 | 153.2 | 153.21 | 0.01 | 0
2040 | PJM_ROM_2_PJM_ROR | PJM_ROM | PJM_ROR | Internal | Shoulder | B12 | 200 | 8000 | 0 | 153.84 | 153.83 | 0.01 | 0
2040 | PJM_ROM_2_PJM_ROR | PJM_ROM | PJM_ROR | Internal | Shoulder | B13 | 600 | 8000 | 0 | 150.43 | 150.42 | 0.01 | 0
2040 | PJM_ROM_2_PJM_ROR | PJM_ROM | PJM_ROR | Internal | Shoulder | B14 | 900 | 8000 | 0 | 149.12 | 149.1 | 0.01 | 0
2040 | PJM_ROM_2_PJM_ROR | PJM_ROM | PJM_ROR | Internal | Shoulder | B15 | 1203 | 8000 | 0 | 86.38 | 86.36 | 0.01 | 0
2040 | PJM_ROM_2_PJM_ROR | PJM_ROM | PJM_ROR | Internal | Summer | B1 | 10 | 8000 | 0.03 | 285.03 | 285.01 | 0.01 | 0
2040 | PJM_ROM_2_PJM_ROR | PJM_ROM | PJM_ROR | Internal | Summer | B2 | 25 | 8000 | 0.01 | 285.03 | 285.01 | 0.01 | 0
2040 | PJM_ROM_2_PJM_ROR | PJM_ROM | PJM_ROR | Internal | Summer | B3 | 75 | 8000 | 349.53 | 279.22 | 279.23 | 0.01 | 0
2040 | PJM_ROM_2_PJM_ROR | PJM_ROM | PJM_ROR | Internal | Summer | B4 | 100 | 8000 | 0 | 186.49 | 186.48 | 0.01 | 0
2040 | PJM_ROM_2_PJM_ROR | PJM_ROM | PJM_ROR | Internal | Summer | B5 | 200 | 8000 | 0 | 182.86 | 182.84 | 0.01 | 0
2040 | PJM_ROM_2_PJM_ROR | PJM_ROM | PJM_ROR | Internal | Summer | B6 | 300 | 8000 | 0 | 171.11 | 171.1 | 0.01 | 0
2040 | PJM_ROM_2_PJM_ROR | PJM_ROM | PJM_ROR | Internal | Summer | B7 | 400 | 8000 | 0 | 163.97 | 163.96 | 0.01 | 0
2040 | PJM_ROM_2_PJM_ROR | PJM_ROM | PJM_ROR | Internal | Summer | B8 | 500 | 8000 | 0 | 154.31 | 154.3 | 0.01 | 0
2040 | PJM_ROM_2_PJM_ROR | PJM_ROM | PJM_ROR | Internal | Summer | B9 | 800 | 8000 | 0 | 152.06 | 152.05 | 0.01 | 0
2040 | PJM_ROM_2_PJM_ROR | PJM_ROM | PJM_ROR | Internal | Summer | B10 | 1262 | 8000 | 0 | 116.07 | 101.58 | 0.01 | 0
2040 | PJM_ROM_2_PJM_ROR | PJM_ROM | PJM_ROR | Internal | Winter | B16 | 25 | 8000 | 0.01 | 155.3 | 155.29 | 0.01 | 0
2040 | PJM_ROM_2_PJM_ROR | PJM_ROM | PJM_ROR | Internal | Winter | B17 | 100 | 8000 | 0 | 157.79 | 157.78 | 0.01 | 0
2040 | PJM_ROM_2_PJM_ROR | PJM_ROM | PJM_ROR | Internal | Winter | B18 | 400 | 8000 | 0 | 154.96 | 154.95 | 0.01 | 0
2040 | PJM_ROM_2_PJM_ROR | PJM_ROM | PJM_ROR | Internal | Winter | B19 | 700 | 8000 | 0 | 150.72 | 150.71 | 0.01 | 0
2040 | PJM_ROM_2_PJM_ROR | PJM_ROM | PJM_ROR | Internal | Winter | B20 | 935 | 8000 | 0 | 86.22 | 86.21 | 0.01 | 0
2040 | SOCO_2_ENT | SOCO | ENT | Internal | Shoulder | B11 | 25 | 2400 | 0 | 166.21 | 162.43 | 10 | 0
2040 | SOCO_2_ENT | SOCO | ENT | Internal | Shoulder | B12 | 200 | 2400 | 0 | 152.96 | 156.63 | 10 | 0
2040 | SOCO_2_ENT | SOCO | ENT | Internal | Shoulder | B13 | 600 | 2400 | 0 | 150.42 | 156.63 | 10 | 0
2040 | SOCO_2_ENT | SOCO | ENT | Internal | Shoulder | B14 | 900 | 2400 | 0 | 150.42 | 142.42 | 10 | 0
2040 | SOCO_2_ENT | SOCO | ENT | Internal | Shoulder | B15 | 1203 | 2400 | 0 | 76.5 | 78.5 | 10 | 0
2040 | SOCO_2_ENT | SOCO | ENT | Internal | Summer | B1 | 10 | 2400 | 0 | 298.01 | 290.01 | 10 | 0
2040 | SOCO_2_ENT | SOCO | ENT | Internal | Summer | B2 | 25 | 2400 | 0 | 296.81 | 288.81 | 10 | 0
2040 | SOCO_2_ENT | SOCO | ENT | Internal | Summer | B3 | 75 | 2400 | 0 | 292.23 | 284.23 | 10 | 0
2040 | SOCO_2_ENT | SOCO | ENT | Internal | Summer | B4 | 100 | 2400 | 136 | 183.34 | 193.34 | 10 | 0
2040 | SOCO_2_ENT | SOCO | ENT | Internal | Summer | B5 | 200 | 2400 | 0 | 182.84 | 180.56 | 10 | 0
2040 | SOCO_2_ENT | SOCO | ENT | Internal | Summer | B6 | 300 | 2400 | 268.53 | 162.71 | 172.71 | 10 | 0
2040 | SOCO_2_ENT | SOCO | ENT | Internal | Summer | B7 | 400 | 2400 | 0 | 157.34 | 165.96 | 10 | 0
2040 | SOCO_2_ENT | SOCO | ENT | Internal | Summer | B8 | 500 | 2400 | 0 | 157.34 | 154.98 | 10 | 0
2040 | SOCO_2_ENT | SOCO | ENT | Internal | Summer | B9 | 800 | 2400 | 0 | 155.48 | 154.98 | 10 | 0
2040 | SOCO_2_ENT | SOCO | ENT | Internal | Summer | B10 | 1262 | 2400 | 0 | 82.58 | 91.58 | 10 | 0
2040 | SOCO_2_ENT | SOCO | ENT | Internal | Winter | B16 | 25 | 2400 | 0 | 168.17 | 160.17 | 10 | 0
2040 | SOCO_2_ENT | SOCO | ENT | Internal | Winter | B17 | 100 | 2400 | 0 | 161.97 | 153.97 | 10 | 0
2040 | SOCO_2_ENT | SOCO | ENT | Internal | Winter | B18 | 400 | 2400 | 0 | 150.71 | 157.27 | 10 | 0
2040 | SOCO_2_ENT | SOCO | ENT | Internal | Winter | B19 | 700 | 2400 | 0 | 150.71 | 146.22 | 10 | 0
2040 | SOCO_2_ENT | SOCO | ENT | Internal | Winter | B20 | 935 | 2400 | 0 | 78.92 | 80.21 | 10 | 0
2040 | SOCO_2_FRCC | SOCO | FRCC | Internal | Shoulder | B11 | 25 | 3700 | 1882.82 | 166.21 | 176.21 | 10 | 0
2040 | SOCO_2_FRCC | SOCO | FRCC | Internal | Shoulder | B12 | 200 | 3700 | 524.64 | 152.96 | 162.96 | 10 | 0
2040 | SOCO_2_FRCC | SOCO | FRCC | Internal | Shoulder | B13 | 600 | 3700 | 3700 | 150.42 | 162.96 | 10 | 2.54
2040 | SOCO_2_FRCC | SOCO | FRCC | Internal | Shoulder | B14 | 900 | 3700 | 3700 | 150.42 | 162.96 | 10 | 2.54
2040 | SOCO_2_FRCC | SOCO | FRCC | Internal | Shoulder | B15 | 1203 | 3700 | 0 | 76.5 | 69.63 | 10 | 0
2040 | SOCO_2_FRCC | SOCO | FRCC | Internal | Summer | B1 | 10 | 3700 | 0 | 298.01 | 299.8 | 10 | 0
2040 | SOCO_2_FRCC | SOCO | FRCC | Internal | Summer | B2 | 25 | 3700 | 0 | 296.81 | 299.8 | 10 | 0
2040 | SOCO_2_FRCC | SOCO | FRCC | Internal | Summer | B3 | 75 | 3700 | 0 | 292.23 | 299.8 | 10 | 0
2040 | SOCO_2_FRCC | SOCO | FRCC | Internal | Summer | B4 | 100 | 3700 | 819.02 | 183.34 | 193.34 | 10 | 0
2040 | SOCO_2_FRCC | SOCO | FRCC | Internal | Summer | B5 | 200 | 3700 | 0 | 182.84 | 188.71 | 10 | 0
2040 | SOCO_2_FRCC | SOCO | FRCC | Internal | Summer | B6 | 300 | 3700 | 0 | 162.71 | 161.9 | 10 | 0
2040 | SOCO_2_FRCC | SOCO | FRCC | Internal | Summer | B7 | 400 | 3700 | 0 | 157.34 | 161.9 | 10 | 0
2040 | SOCO_2_FRCC | SOCO | FRCC | Internal | Summer | B8 | 500 | 3700 | 0 | 157.34 | 161.9 | 10 | 0
2040 | SOCO_2_FRCC | SOCO | FRCC | Internal | Summer | B9 | 800 | 3700 | 0 | 155.48 | 161.9 | 10 | 0
2040 | SOCO_2_FRCC | SOCO | FRCC | Internal | Summer | B10 | 1262 | 3700 | 0 | 82.58 | 73.5 | 10 | 0
2040 | SOCO_2_FRCC | SOCO | FRCC | Internal | Winter | B16 | 25 | 3700 | 0 | 168.17 | 175.43 | 10 | 0
2040 | SOCO_2_FRCC | SOCO | FRCC | Internal | Winter | B17 | 100 | 3700 | 0 | 161.97 | 165.65 | 10 | 0
2040 | SOCO_2_FRCC | SOCO | FRCC | Internal | Winter | B18 | 400 | 3700 | 3700 | 150.71 | 165.65 | 10 | 4.94
2040 | SOCO_2_FRCC | SOCO | FRCC | Internal | Winter | B19 | 700 | 3700 | 3700 | 150.71 | 162.12 | 10 | 1.41
2040 | SOCO_2_FRCC | SOCO | FRCC | Internal | Winter | B20 | 935 | 3700 | 0 | 78.92 | 73.5 | 10 | 0
2040 | SOCO_2_TVA_Transmission | SOCO | TVA_Transmission | Internal | Shoulder | B11 | 25 | 2600 | 0 | 166.21 | 158.64 | 10 | 0
2040 | SOCO_2_TVA_Transmission | SOCO | TVA_Transmission | Internal | Shoulder | B12 | 200 | 2600 | 0 | 152.96 | 152.37 | 10 | 0
2040 | SOCO_2_TVA_Transmission | SOCO | TVA_Transmission | Internal | Shoulder | B13 | 600 | 2600 | 0 | 150.42 | 149.9 | 10 | 0
2040 | SOCO_2_TVA_Transmission | SOCO | TVA_Transmission | Internal | Shoulder | B14 | 900 | 2600 | 0 | 150.42 | 149.38 | 10 | 0
2040 | SOCO_2_TVA_Transmission | SOCO | TVA_Transmission | Internal | Shoulder | B15 | 1203 | 2600 | 653.91 | 76.5 | 86.5 | 10 | 0
2040 | SOCO_2_TVA_Transmission | SOCO | TVA_Transmission | Internal | Summer | B1 | 10 | 2600 | 0 | 298.01 | 292.47 | 10 | 0
2040 | SOCO_2_TVA_Transmission | SOCO | TVA_Transmission | Internal | Summer | B2 | 25 | 2600 | 0 | 296.81 | 291.01 | 10 | 0
2040 | SOCO_2_TVA_Transmission | SOCO | TVA_Transmission | Internal | Summer | B3 | 75 | 2600 | 0 | 292.23 | 283.23 | 10 | 0
2040 | SOCO_2_TVA_Transmission | SOCO | TVA_Transmission | Internal | Summer | B4 | 100 | 2600 | 0 | 183.34 | 185.14 | 10 | 0
2040 | SOCO_2_TVA_Transmission | SOCO | TVA_Transmission | Internal | Summer | B5 | 200 | 2600 | 0 | 182.84 | 179.56 | 10 | 0
2040 | SOCO_2_TVA_Transmission | SOCO | TVA_Transmission | Internal | Summer | B6 | 300 | 2600 | 0 | 162.71 | 164.1 | 10 | 0
2040 | SOCO_2_TVA_Transmission | SOCO | TVA_Transmission | Internal | Summer | B7 | 400 | 2600 | 0 | 157.34 | 156.96 | 10 | 0
2040 | SOCO_2_TVA_Transmission | SOCO | TVA_Transmission | Internal | Summer | B8 | 500 | 2600 | 0 | 157.34 | 156.47 | 10 | 0
2040 | SOCO_2_TVA_Transmission | SOCO | TVA_Transmission | Internal | Summer | B9 | 800 | 2600 | 0 | 155.48 | 156.47 | 10 | 0
2040 | SOCO_2_TVA_Transmission | SOCO | TVA_Transmission | Internal | Summer | B10 | 1262 | 2600 | 1645.91 | 82.58 | 92.58 | 10 | 0
2040 | SOCO_2_TVA_Transmission | SOCO | TVA_Transmission | Internal | Winter | B16 | 25 | 2600 | 0 | 168.17 | 161.04 | 10 | 0
2040 | SOCO_2_TVA_Transmission | SOCO | TVA_Transmission | Internal | Winter | B17 | 100 | 2600 | 0 | 161.97 | 161.14 | 10 | 0
2040 | SOCO_2_TVA_Transmission | SOCO | TVA_Transmission | Internal | Winter | B18 | 400 | 2600 | 0 | 150.71 | 150.71 | 10 | 0
2040 | SOCO_2_TVA_Transmission | SOCO | TVA_Transmission | Internal | Winter | B19 | 700 | 2600 | 0 | 150.71 | 149.42 | 10 | 0
2040 | SOCO_2_TVA_Transmission | SOCO | TVA_Transmission | Internal | Winter | B20 | 935 | 2600 | 0 | 78.92 | 88.86 | 10 | 0
2040 | SOCO_2_VACAR | SOCO | VACAR | Internal | Shoulder | B11 | 25 | 2000 | 0 | 166.21 | 159.21 | 10 | 0
2040 | SOCO_2_VACAR | SOCO | VACAR | Internal | Shoulder | B12 | 200 | 2000 | 0 | 152.96 | 146.83 | 10 | 0
2040 | SOCO_2_VACAR | SOCO | VACAR | Internal | Shoulder | B13 | 600 | 2000 | 0 | 150.42 | 143.42 | 10 | 0
2040 | SOCO_2_VACAR | SOCO | VACAR | Internal | Shoulder | B14 | 900 | 2000 | 0 | 150.42 | 143.42 | 10 | 0
2040 | SOCO_2_VACAR | SOCO | VACAR | Internal | Shoulder | B15 | 1203 | 2000 | 0 | 76.5 | 73.5 | 10 | 0
2040 | SOCO_2_VACAR | SOCO | VACAR | Internal | Summer | B1 | 10 | 2000 | 0 | 298.01 | 291.01 | 10 | 0
2040 | SOCO_2_VACAR | SOCO | VACAR | Internal | Summer | B2 | 25 | 2000 | 0 | 296.81 | 291.98 | 10 | 0
2040 | SOCO_2_VACAR | SOCO | VACAR | Internal | Summer | B3 | 75 | 2000 | 0 | 292.23 | 285.23 | 10 | 0
2040 | SOCO_2_VACAR | SOCO | VACAR | Internal | Summer | B4 | 100 | 2000 | 0 | 183.34 | 176.34 | 10 | 0
2040 | SOCO_2_VACAR | SOCO | VACAR | Internal | Summer | B5 | 200 | 2000 | 0 | 182.84 | 175.84 | 10 | 0
2040 | SOCO_2_VACAR | SOCO | VACAR | Internal | Summer | B6 | 300 | 2000 | 0 | 162.71 | 156.96 | 10 | 0
2040 | SOCO_2_VACAR | SOCO | VACAR | Internal | Summer | B7 | 400 | 2000 | 0 | 157.34 | 156.96 | 10 | 0
2040 | SOCO_2_VACAR | SOCO | VACAR | Internal | Summer | B8 | 500 | 2000 | 0 | 157.34 | 156.96 | 10 | 0
2040 | SOCO_2_VACAR | SOCO | VACAR | Internal | Summer | B9 | 800 | 2000 | 0 | 155.48 | 156.96 | 10 | 0
2040 | SOCO_2_VACAR | SOCO | VACAR | Internal | Summer | B10 | 1262 | 2000 | 1810.66 | 82.58 | 92.58 | 10 | 0
2040 | SOCO_2_VACAR | SOCO | VACAR | Internal | Winter | B16 | 25 | 2000 | 0 | 168.17 | 161.29 | 10 | 0
2040 | SOCO_2_VACAR | SOCO | VACAR | Internal | Winter | B17 | 100 | 2000 | 0 | 161.97 | 154.97 | 10 | 0
2040 | SOCO_2_VACAR | SOCO | VACAR | Internal | Winter | B18 | 400 | 2000 | 0 | 150.71 | 143.71 | 10 | 0
2040 | SOCO_2_VACAR | SOCO | VACAR | Internal | Winter | B19 | 700 | 2000 | 0 | 150.71 | 143.71 | 10 | 0
2040 | SOCO_2_VACAR | SOCO | VACAR | Internal | Winter | B20 | 935 | 2000 | 0 | 78.92 | 75.85 | 10 | 0
2040 | SPP_N_2_ENT | SPP_N | ENT | Internal | Shoulder | B11 | 25 | 1800 | 912.78 | 157.43 | 162.43 | 5 | 0
2040 | SPP_N_2_ENT | SPP_N | ENT | Internal | Shoulder | B12 | 200 | 1800 | 0 | 156.44 | 156.63 | 5 | 0
2040 | SPP_N_2_ENT | SPP_N | ENT | Internal | Shoulder | B13 | 600 | 1800 | 436.41 | 151.63 | 156.63 | 5 | 0
2040 | SPP_N_2_ENT | SPP_N | ENT | Internal | Shoulder | B14 | 900 | 1800 | 1800 | 118.38 | 142.42 | 5 | 19.04
2040 | SPP_N_2_ENT | SPP_N | ENT | Internal | Shoulder | B15 | 1203 | 1800 | 518.79 | 73.5 | 78.5 | 5 | 0
2040 | SPP_N_2_ENT | SPP_N | ENT | Internal | Summer | B1 | 10 | 1800 | 1800 | 279.47 | 290.01 | 5 | 5.54
2040 | SPP_N_2_ENT | SPP_N | ENT | Internal | Summer | B2 | 25 | 1800 | 1648.55 | 283.81 | 288.81 | 5 | 0
2040 | SPP_N_2_ENT | SPP_N | ENT | Internal | Summer | B3 | 75 | 1800 | 0 | 279.24 | 284.23 | 5 | 0
2040 | SPP_N_2_ENT | SPP_N | ENT | Internal | Summer | B4 | 100 | 1800 | 0 | 189.27 | 193.34 | 5 | 0
2040 | SPP_N_2_ENT | SPP_N | ENT | Internal | Summer | B5 | 200 | 1800 | 0 | 184.17 | 180.56 | 5 | 0
2040 | SPP_N_2_ENT | SPP_N | ENT | Internal | Summer | B6 | 300 | 1800 | 0 | 180.69 | 172.71 | 5 | 0
2040 | SPP_N_2_ENT | SPP_N | ENT | Internal | Summer | B7 | 400 | 1800 | 0 | 168.6 | 165.96 | 5 | 0
2040 | SPP_N_2_ENT | SPP_N | ENT | Internal | Summer | B8 | 500 | 1800 | 0 | 155.86 | 154.98 | 5 | 0
2040 | SPP_N_2_ENT | SPP_N | ENT | Internal | Summer | B9 | 800 | 1800 | 0 | 154.73 | 154.98 | 5 | 0
2040 | SPP_N_2_ENT | SPP_N | ENT | Internal | Summer | B10 | 1262 | 1800 | 9.7 | 86.58 | 91.58 | 5 | 0
2040 | SPP_N_2_ENT | SPP_N | ENT | Internal | Winter | B16 | 25 | 1800 | 1800 | 152.29 | 160.17 | 5 | 2.88
2040 | SPP_N_2_ENT | SPP_N | ENT | Internal | Winter | B17 | 100 | 1800 | 1800 | 141.23 | 153.97 | 5 | 7.75
2040 | SPP_N_2_ENT | SPP_N | ENT | Internal | Winter | B18 | 400 | 1800 | 1359.05 | 152.27 | 157.27 | 5 | 0
2040 | SPP_N_2_ENT | SPP_N | ENT | Internal | Winter | B19 | 700 | 1800 | 765.84 | 141.22 | 146.22 | 5 | 0
2040 | SPP_N_2_ENT | SPP_N | ENT | Internal | Winter | B20 | 935 | 1800 | 1800 | 73.54 | 80.21 | 5 | 1.66
2040 | SPP_N_2_MISO_MO-IL | SPP_N | MISO_MO-IL | Internal | Shoulder | B11 | 25 | 2000 | 0 | 157.43 | 155.22 | 5 | 0
2040 | SPP_N_2_MISO_MO-IL | SPP_N | MISO_MO-IL | Internal | Shoulder | B12 | 200 | 2000 | 0 | 156.44 | 153.9 | 5 | 0
2040 | SPP_N_2_MISO_MO-IL | SPP_N | MISO_MO-IL | Internal | Shoulder | B13 | 600 | 2000 | 0 | 151.63 | 153.9 | 5 | 0
2040 | SPP_N_2_MISO_MO-IL | SPP_N | MISO_MO-IL | Internal | Shoulder | B14 | 900 | 2000 | 2000 | 118.38 | 150.42 | 5 | 27.04
2040 | SPP_N_2_MISO_MO-IL | SPP_N | MISO_MO-IL | Internal | Shoulder | B15 | 1203 | 2000 | 2000 | 73.5 | 86.5 | 5 | 8
2040 | SPP_N_2_MISO_MO-IL | SPP_N | MISO_MO-IL | Internal | Summer | B1 | 10 | 2000 | 1078.9 | 279.47 | 284.47 | 5 | 0
2040 | SPP_N_2_MISO_MO-IL | SPP_N | MISO_MO-IL | Internal | Summer | B2 | 25 | 2000 | 0 | 283.81 | 284.23 | 5 | 0
2040 | SPP_N_2_MISO_MO-IL | SPP_N | MISO_MO-IL | Internal | Summer | B3 | 75 | 2000 | 0 | 279.24 | 284.23 | 5 | 0
2040 | SPP_N_2_MISO_MO-IL | SPP_N | MISO_MO-IL | Internal | Summer | B4 | 100 | 2000 | 0 | 189.27 | 194.14 | 5 | 0
2040 | SPP_N_2_MISO_MO-IL | SPP_N | MISO_MO-IL | Internal | Summer | B5 | 200 | 2000 | 0 | 184.17 | 188.56 | 5 | 0
2040 | SPP_N_2_MISO_MO-IL | SPP_N | MISO_MO-IL | Internal | Summer | B6 | 300 | 2000 | 0 | 180.69 | 173.1 | 5 | 0
2040 | SPP_N_2_MISO_MO-IL | SPP_N | MISO_MO-IL | Internal | Summer | B7 | 400 | 2000 | 0 | 168.6 | 165.96 | 5 | 0
2040 | SPP_N_2_MISO_MO-IL | SPP_N | MISO_MO-IL | Internal | Summer | B8 | 500 | 2000 | 0 | 155.86 | 152.3 | 5 | 0
2040 | SPP_N_2_MISO_MO-IL | SPP_N | MISO_MO-IL | Internal | Summer | B9 | 800 | 2000 | 0 | 154.73 | 152.3 | 5 | 0
2040 | SPP_N_2_MISO_MO-IL | SPP_N | MISO_MO-IL | Internal | Summer | B10 | 1262 | 2000 | 2000 | 86.58 | 99.58 | 5 | 8
2040 | SPP_N_2_MISO_MO-IL | SPP_N | MISO_MO-IL | Internal | Winter | B16 | 25 | 2000 | 1066.22 | 152.29 | 157.29 | 5 | 0
2040 | SPP_N_2_MISO_MO-IL | SPP_N | MISO_MO-IL | Internal | Winter | B17 | 100 | 2000 | 2000 | 141.23 | 157.27 | 5 | 11.04
2040 | SPP_N_2_MISO_MO-IL | SPP_N | MISO_MO-IL | Internal | Winter | B18 | 400 | 2000 | 710.51 | 152.27 | 157.27 | 5 | 0
2040 | SPP_N_2_MISO_MO-IL | SPP_N | MISO_MO-IL | Internal | Winter | B19 | 700 | 2000 | 2000 | 141.22 | 152.71 | 5 | 6.5
2040 | SPP_N_2_MISO_MO-IL | SPP_N | MISO_MO-IL | Internal | Winter | B20 | 935 | 2000 | 2000 | 73.54 | 88.21 | 5 | 9.66
2040 | SPP_N_2_MISO_W | SPP_N | MISO_W | Internal | Shoulder | B11 | 25 | 750 | 0 | 157.43 | 155.21 | 5 | 0
2040 | SPP_N_2_MISO_W | SPP_N | MISO_W | Internal | Shoulder | B12 | 200 | 750 | 0 | 156.44 | 153.88 | 5 | 0
2040 | SPP_N_2_MISO_W | SPP_N | MISO_W | Internal | Shoulder | B13 | 600 | 750 | 0 | 151.63 | 148.42 | 5 | 0
2040 | SPP_N_2_MISO_W | SPP_N | MISO_W | Internal | Shoulder | B14 | 900 | 750 | 0 | 118.38 | 111.38 | 5 | 0
2040 | SPP_N_2_MISO_W | SPP_N | MISO_W | Internal | Shoulder | B15 | 1203 | 750 | 0 | 73.5 | 74.71 | 5 | 0
2040 | SPP_N_2_MISO_W | SPP_N | MISO_W | Internal | Summer | B1 | 10 | 750 | 749.95 | 279.47 | 284.48 | 5 | 0.01
2040 | SPP_N_2_MISO_W | SPP_N | MISO_W | Internal | Summer | B2 | 25 | 750 | 0 | 283.81 | 284.22 | 5 | 0
2040 | SPP_N_2_MISO_W | SPP_N | MISO_W | Internal | Summer | B3 | 75 | 750 | 692.76 | 279.24 | 284.24 | 5 | 0
2040 | SPP_N_2_MISO_W | SPP_N | MISO_W | Internal | Summer | B4 | 100 | 750 | 387.96 | 189.27 | 194.27 | 5 | 0
2040 | SPP_N_2_MISO_W | SPP_N | MISO_W | Internal | Summer | B5 | 200 | 750 | 247.01 | 184.17 | 189.17 | 5 | 0
2040 | SPP_N_2_MISO_W | SPP_N | MISO_W | Internal | Summer | B6 | 300 | 750 | 0 | 180.69 | 181.19 | 5 | 0
2040 | SPP_N_2_MISO_W | SPP_N | MISO_W | Internal | Summer | B7 | 400 | 750 | 0 | 168.6 | 165.95 | 5 | 0
2040 | SPP_N_2_MISO_W | SPP_N | MISO_W | Internal | Summer | B8 | 500 | 750 | 0 | 155.86 | 152.29 | 5 | 0
2040 | SPP_N_2_MISO_W | SPP_N | MISO_W | Internal | Summer | B9 | 800 | 750 | 0 | 154.73 | 152.19 | 5 | 0
2040 | SPP_N_2_MISO_W | SPP_N | MISO_W | Internal | Summer | B10 | 1262 | 750 | 0 | 86.58 | 79.58 | 5 | 0
2040 | SPP_N_2_MISO_W | SPP_N | MISO_W | Internal | Winter | B16 | 25 | 750 | 0 | 152.29 | 141.23 | 5 | 0
2040 | SPP_N_2_MISO_W | SPP_N | MISO_W | Internal | Winter | B17 | 100 | 750 | 0 | 141.23 | 134.23 | 5 | 0
2040 | SPP_N_2_MISO_W | SPP_N | MISO_W | Internal | Winter | B18 | 400 | 750 | 0 | 152.27 | 145.27 | 5 | 0
2040 | SPP_N_2_MISO_W | SPP_N | MISO_W | Internal | Winter | B19 | 700 | 750 | 0 | 141.22 | 141.23 | 5 | 0
2040 | SPP_N_2_MISO_W | SPP_N | MISO_W | Internal | Winter | B20 | 935 | 750 | 527.74 | 73.54 | 78.54 | 5 | 0
2040 | SPP_N_2_NE | SPP_N | NE | Internal | Shoulder | B11 | 25 | 332 | 0.01 | 157.43 | 157.41 | 0.01 | 0
2040 | SPP_N_2_NE | SPP_N | NE | Internal | Shoulder | B12 | 200 | 332 | 299.64 | 156.44 | 156.45 | 0.01 | 0
2040 | SPP_N_2_NE | SPP_N | NE | Internal | Shoulder | B13 | 600 | 332 | 145.49 | 151.63 | 151.64 | 0.01 | 0
2040 | SPP_N_2_NE | SPP_N | NE | Internal | Shoulder | B14 | 900 | 332 | 0 | 118.38 | 118.38 | 0.01 | 0
2040 | SPP_N_2_NE | SPP_N | NE | Internal | Shoulder | B15 | 1203 | 332 | 332 | 73.5 | 81.71 | 0.01 | 8.2
2040 | SPP_N_2_NE | SPP_N | NE | Internal | Summer | B1 | 10 | 332 | 332 | 279.47 | 284.48 | 0.01 | 5
2040 | SPP_N_2_NE | SPP_N | NE | Internal | Summer | B2 | 25 | 332 | 332 | 283.81 | 284.22 | 0.01 | 0.39
2040 | SPP_N_2_NE | SPP_N | NE | Internal | Summer | B3 | 75 | 332 | 332 | 279.24 | 284.24 | 0.01 | 4.99
2040 | SPP_N_2_NE | SPP_N | NE | Internal | Summer | B4 | 100 | 332 | 332 | 189.27 | 194.27 | 0.01 | 4.99
2040 | SPP_N_2_NE | SPP_N | NE | Internal | Summer | B5 | 200 | 332 | 332 | 184.17 | 189.17 | 0.01 | 4.99
2040 | SPP_N_2_NE | SPP_N | NE | Internal | Summer | B6 | 300 | 332 | 332 | 180.69 | 181.19 | 0.01 | 0.48
2040 | SPP_N_2_NE | SPP_N | NE | Internal | Summer | B7 | 400 | 332 | 0 | 168.6 | 168.59 | 0.01 | 0
2040 | SPP_N_2_NE | SPP_N | NE | Internal | Summer | B8 | 500 | 332 | 0 | 155.86 | 155.85 | 0.01 | 0
2040 | SPP_N_2_NE | SPP_N | NE | Internal | Summer | B9 | 800 | 332 | 332 | 154.73 | 155.25 | 0.01 | 0.51
2040 | SPP_N_2_NE | SPP_N | NE | Internal | Summer | B10 | 1262 | 332 | 0 | 86.58 | 86.58 | 0.01 | 0
2040 | SPP_N_2_NE | SPP_N | NE | Internal | Winter | B16 | 25 | 332 | 0 | 152.29 | 152.28 | 0.01 | 0
2040 | SPP_N_2_NE | SPP_N | NE | Internal | Winter | B17 | 100 | 332 | 0 | 141.23 | 141.23 | 0.01 | 0
2040 | SPP_N_2_NE | SPP_N | NE | Internal | Winter | B18 | 400 | 332 | 0 | 152.27 | 152.27 | 0.01 | 0
2040 | SPP_N_2_NE | SPP_N | NE | Internal | Winter | B19 | 700 | 332 | 122.99 | 141.22 | 141.23 | 0.01 | 0
2040 | SPP_N_2_NE | SPP_N | NE | Internal | Winter | B20 | 935 | 332 | 332 | 73.54 | 79.89 | 0.01 | 6.34
2040 | SPP_N_2_SPP_S | SPP_N | SPP_S | Internal | Shoulder | B11 | 25 | 4000 | 2961.31 | 157.43 | 157.44 | 0.01 | 0
2040 | SPP_N_2_SPP_S | SPP_N | SPP_S | Internal | Shoulder | B12 | 200 | 4000 | 880.29 | 156.44 | 156.45 | 0.01 | 0
2040 | SPP_N_2_SPP_S | SPP_N | SPP_S | Internal | Shoulder | B13 | 600 | 4000 | 1228.66 | 151.63 | 151.64 | 0.01 | 0
2040 | SPP_N_2_SPP_S | SPP_N | SPP_S | Internal | Shoulder | B14 | 900 | 4000 | 0 | 118.38 | 118.37 | 0.01 | 0
2040 | SPP_N_2_SPP_S | SPP_N | SPP_S | Internal | Shoulder | B15 | 1203 | 4000 | 0 | 73.5 | 73.5 | 0.01 | 0
2040 | SPP_N_2_SPP_S | SPP_N | SPP_S | Internal | Summer | B1 | 10 | 4000 | 0 | 279.47 | 180.29 | 0.01 | 0
2040 | SPP_N_2_SPP_S | SPP_N | SPP_S | Internal | Summer | B2 | 25 | 4000 | 0 | 283.81 | 259.63 | 0.01 | 0
2040 | SPP_N_2_SPP_S | SPP_N | SPP_S | Internal | Summer | B3 | 75 | 4000 | 0 | 279.24 | 279.23 | 0.01 | 0
2040 | SPP_N_2_SPP_S | SPP_N | SPP_S | Internal | Summer | B4 | 100 | 4000 | 672.7 | 189.27 | 189.29 | 0.01 | 0
2040 | SPP_N_2_SPP_S | SPP_N | SPP_S | Internal | Summer | B5 | 200 | 4000 | 669.41 | 184.17 | 184.18 | 0.01 | 0
2040 | SPP_N_2_SPP_S | SPP_N | SPP_S | Internal | Summer | B6 | 300 | 4000 | 1783.96 | 180.69 | 180.71 | 0.01 | 0
2040 | SPP_N_2_SPP_S | SPP_N | SPP_S | Internal | Summer | B7 | 400 | 4000 | 4000 | 168.6 | 175.49 | 0.01 | 6.88
2040 | SPP_N_2_SPP_S | SPP_N | SPP_S | Internal | Summer | B8 | 500 | 4000 | 2589.03 | 155.86 | 155.87 | 0.01 | 0
2040 | SPP_N_2_SPP_S | SPP_N | SPP_S | Internal | Summer | B9 | 800 | 4000 | 744.6 | 154.73 | 154.74 | 0.01 | 0
2040 | SPP_N_2_SPP_S | SPP_N | SPP_S | Internal | Summer | B10 | 1262 | 4000 | 1721.13 | 86.58 | 86.59 | 0.01 | 0
2040 | SPP_N_2_SPP_S | SPP_N | SPP_S | Internal | Winter | B16 | 25 | 4000 | 3165.32 | 152.29 | 152.3 | 0.01 | 0
2040 | SPP_N_2_SPP_S | SPP_N | SPP_S | Internal | Winter | B17 | 100 | 4000 | 2302.56 | 141.23 | 141.24 | 0.01 | 0
2040 | SPP_N_2_SPP_S | SPP_N | SPP_S | Internal | Winter | B18 | 400 | 4000 | 1662.21 | 152.27 | 152.28 | 0.01 | 0
2040 | SPP_N_2_SPP_S | SPP_N | SPP_S | Internal | Winter | B19 | 700 | 4000 | 591.51 | 141.22 | 141.23 | 0.01 | 0
2040 | SPP_N_2_SPP_S | SPP_N | SPP_S | Internal | Winter | B20 | 935 | 4000 | 0 | 73.54 | 73.5 | 0.01 | 0
2040 | SPP_S_2_ENT | SPP_S | ENT | Internal | Shoulder | B11 | 25 | 850 | 0.03 | 157.44 | 162.43 | 5 | 0
2040 | SPP_S_2_ENT | SPP_S | ENT | Internal | Shoulder | B12 | 200 | 850 | 0 | 156.45 | 156.63 | 5 | 0
2040 | SPP_S_2_ENT | SPP_S | ENT | Internal | Shoulder | B13 | 600 | 850 | 0 | 151.64 | 156.63 | 5 | 0
2040 | SPP_S_2_ENT | SPP_S | ENT | Internal | Shoulder | B14 | 900 | 850 | 850 | 118.37 | 142.42 | 5 | 19.05
2040 | SPP_S_2_ENT | SPP_S | ENT | Internal | Shoulder | B15 | 1203 | 850 | 649.88 | 73.5 | 78.5 | 5 | 0
2040 | SPP_S_2_ENT | SPP_S | ENT | Internal | Summer | B1 | 10 | 850 | 850 | 180.29 | 290.01 | 5 | 104.73
2040 | SPP_S_2_ENT | SPP_S | ENT | Internal | Summer | B2 | 25 | 850 | 850 | 259.63 | 288.81 | 5 | 24.19
2040 | SPP_S_2_ENT | SPP_S | ENT | Internal | Summer | B3 | 75 | 850 | 544.81 | 279.23 | 284.23 | 5 | 0
2040 | SPP_S_2_ENT | SPP_S | ENT | Internal | Summer | B4 | 100 | 850 | 0 | 189.29 | 193.34 | 5 | 0
2040 | SPP_S_2_ENT | SPP_S | ENT | Internal | Summer | B5 | 200 | 850 | 0 | 184.18 | 180.56 | 5 | 0
2040 | SPP_S_2_ENT | SPP_S | ENT | Internal | Summer | B6 | 300 | 850 | 0 | 180.71 | 172.71 | 5 | 0
2040 | SPP_S_2_ENT | SPP_S | ENT | Internal | Summer | B7 | 400 | 850 | 0 | 175.49 | 165.96 | 5 | 0
2040 | SPP_S_2_ENT | SPP_S | ENT | Internal | Summer | B8 | 500 | 850 | 0 | 155.87 | 154.98 | 5 | 0
2040 | SPP_S_2_ENT | SPP_S | ENT | Internal | Summer | B9 | 800 | 850 | 0 | 154.74 | 154.98 | 5 | 0
2040 | SPP_S_2_ENT | SPP_S | ENT | Internal | Summer | B10 | 1262 | 850 | 0 | 86.59 | 91.58 | 5 | 0
2040 | SPP_S_2_ENT | SPP_S | ENT | Internal | Winter | B16 | 25 | 850 | 850 | 152.3 | 160.17 | 5 | 2.87
2040 | SPP_S_2_ENT | SPP_S | ENT | Internal | Winter | B17 | 100 | 850 | 850 | 141.24 | 153.97 | 5 | 7.73
2040 | SPP_S_2_ENT | SPP_S | ENT | Internal | Winter | B18 | 400 | 850 | 0 | 152.28 | 157.27 | 5 | 0
2040 | SPP_S_2_ENT | SPP_S | ENT | Internal | Winter | B19 | 700 | 850 | 0 | 141.23 | 146.22 | 5 | 0
2040 | SPP_S_2_ENT | SPP_S | ENT | Internal | Winter | B20 | 935 | 850 | 850 | 73.5 | 80.21 | 5 | 1.71
2040 | SPP_S_2_SPP_N | SPP_S | SPP_N | Internal | Shoulder | B11 | 25 | 640 | 0.01 | 157.44 | 157.43 | 0.01 | 0
2040 | SPP_S_2_SPP_N | SPP_S | SPP_N | Internal | Shoulder | B12 | 200 | 640 | 0 | 156.45 | 156.44 | 0.01 | 0
2040 | SPP_S_2_SPP_N | SPP_S | SPP_N | Internal | Shoulder | B13 | 600 | 640 | 0 | 151.64 | 151.63 | 0.01 | 0
2040 | SPP_S_2_SPP_N | SPP_S | SPP_N | Internal | Shoulder | B14 | 900 | 640 | 519.35 | 118.37 | 118.38 | 0.01 | 0
2040 | SPP_S_2_SPP_N | SPP_S | SPP_N | Internal | Shoulder | B15 | 1203 | 640 | 0 | 73.5 | 73.5 | 0.01 | 0
2040 | SPP_S_2_SPP_N | SPP_S | SPP_N | Internal | Summer | B1 | 10 | 640 | 640 | 180.29 | 279.47 | 0.01 | 99.17
2040 | SPP_S_2_SPP_N | SPP_S | SPP_N | Internal | Summer | B2 | 25 | 640 | 640 | 259.63 | 283.81 | 0.01 | 24.17
2040 | SPP_S_2_SPP_N | SPP_S | SPP_N | Internal | Summer | B3 | 75 | 640 | 508.47 | 279.23 | 279.24 | 0.01 | 0
2040 | SPP_S_2_SPP_N | SPP_S | SPP_N | Internal | Summer | B4 | 100 | 640 | 0 | 189.29 | 189.27 | 0.01 | 0
2040 | SPP_S_2_SPP_N | SPP_S | SPP_N | Internal | Summer | B5 | 200 | 640 | 0 | 184.18 | 184.17 | 0.01 | 0
2040 | SPP_S_2_SPP_N | SPP_S | SPP_N | Internal | Summer | B6 | 300 | 640 | 0 | 180.71 | 180.69 | 0.01 | 0
2040 | SPP_S_2_SPP_N | SPP_S | SPP_N | Internal | Summer | B7 | 400 | 640 | 0 | 175.49 | 168.6 | 0.01 | 0
2040 | SPP_S_2_SPP_N | SPP_S | SPP_N | Internal | Summer | B8 | 500 | 640 | 0 | 155.87 | 155.86 | 0.01 | 0
2040 | SPP_S_2_SPP_N | SPP_S | SPP_N | Internal | Summer | B9 | 800 | 640 | 0 | 154.74 | 154.73 | 0.01 | 0
2040 | SPP_S_2_SPP_N | SPP_S | SPP_N | Internal | Summer | B10 | 1262 | 640 | 0 | 86.59 | 86.58 | 0.01 | 0
2040 | SPP_S_2_SPP_N | SPP_S | SPP_N | Internal | Winter | B16 | 25 | 640 | 0.01 | 152.3 | 152.29 | 0.01 | 0
2040 | SPP_S_2_SPP_N | SPP_S | SPP_N | Internal | Winter | B17 | 100 | 640 | 0 | 141.24 | 141.23 | 0.01 | 0
2040 | SPP_S_2_SPP_N | SPP_S | SPP_N | Internal | Winter | B18 | 400 | 640 | 0 | 152.28 | 152.27 | 0.01 | 0
2040 | SPP_S_2_SPP_N | SPP_S | SPP_N | Internal | Winter | B19 | 700 | 640 | 0 | 141.23 | 141.22 | 0.01 | 0
2040 | SPP_S_2_SPP_N | SPP_S | SPP_N | Internal | Winter | B20 | 935 | 640 | 640 | 73.5 | 73.54 | 0.01 | 0.03
2040 | TVA_2_ENT | TVA | ENT | Internal | Shoulder | B11 | 25 | 500 | 0 | 157.81 | 162.43 | 9 | 0
2040 | TVA_2_ENT | TVA | ENT | Internal | Shoulder | B12 | 200 | 500 | 0 | 148.8 | 156.63 | 9 | 0
2040 | TVA_2_ENT | TVA | ENT | Internal | Shoulder | B13 | 600 | 500 | 0 | 148.8 | 156.63 | 9 | 0
2040 | TVA_2_ENT | TVA | ENT | Internal | Shoulder | B14 | 900 | 500 | 0 | 148.8 | 142.42 | 9 | 0
2040 | TVA_2_ENT | TVA | ENT | Internal | Shoulder | B15 | 1203 | 500 | 0 | 86.51 | 78.5 | 9 | 0
2040 | TVA_2_ENT | TVA | ENT | Internal | Summer | B1 | 10 | 500 | 0 | 292.48 | 290.01 | 9 | 0
2040 | TVA_2_ENT | TVA | ENT | Internal | Summer | B2 | 25 | 500 | 0 | 291.03 | 288.81 | 9 | 0
2040 | TVA_2_ENT | TVA | ENT | Internal | Summer | B3 | 75 | 500 | 0 | 283.24 | 284.23 | 9 | 0
2040 | TVA_2_ENT | TVA | ENT | Internal | Summer | B4 | 100 | 500 | 0 | 185.16 | 193.34 | 9 | 0
2040 | TVA_2_ENT | TVA | ENT | Internal | Summer | B5 | 200 | 500 | 0 | 173.84 | 180.56 | 9 | 0
2040 | TVA_2_ENT | TVA | ENT | Internal | Summer | B6 | 300 | 500 | 500 | 156.48 | 172.71 | 9 | 7.23
2040 | TVA_2_ENT | TVA | ENT | Internal | Summer | B7 | 400 | 500 | 500 | 156.48 | 165.96 | 9 | 0.48
2040 | TVA_2_ENT | TVA | ENT | Internal | Summer | B8 | 500 | 500 | 0 | 156.48 | 154.98 | 9 | 0
2040 | TVA_2_ENT | TVA | ENT | Internal | Summer | B9 | 800 | 500 | 0 | 156.48 | 154.98 | 9 | 0
2040 | TVA_2_ENT | TVA | ENT | Internal | Summer | B10 | 1262 | 500 | 0 | 84.72 | 91.58 | 9 | 0
2040 | TVA_2_ENT | TVA | ENT | Internal | Winter | B16 | 25 | 500 | 0 | 160.79 | 160.17 | 9 | 0
2040 | TVA_2_ENT | TVA | ENT | Internal | Winter | B17 | 100 | 500 | 0 | 160.79 | 153.97 | 9 | 0
2040 | TVA_2_ENT | TVA | ENT | Internal | Winter | B18 | 400 | 500 | 208.37 | 148.27 | 157.27 | 9 | 0
2040 | TVA_2_ENT | TVA | ENT | Internal | Winter | B19 | 700 | 500 | 0 | 148.27 | 146.22 | 9 | 0
2040 | TVA_2_ENT | TVA | ENT | Internal | Winter | B20 | 935 | 500 | 0 | 88.88 | 80.21 | 9 | 0
2040 | TVA_2_MISO_MO-IL | TVA | MISO_MO-IL | Internal | Shoulder | B11 | 25 | 50 | 0 | 157.81 | 155.22 | 9 | 0
2040 | TVA_2_MISO_MO-IL | TVA | MISO_MO-IL | Internal | Shoulder | B12 | 200 | 50 | 0 | 148.8 | 153.9 | 9 | 0
2040 | TVA_2_MISO_MO-IL | TVA | MISO_MO-IL | Internal | Shoulder | B13 | 600 | 50 | 0 | 148.8 | 153.9 | 9 | 0
2040 | TVA_2_MISO_MO-IL | TVA | MISO_MO-IL | Internal | Shoulder | B14 | 900 | 50 | 0 | 148.8 | 150.42 | 9 | 0
2040 | TVA_2_MISO_MO-IL | TVA | MISO_MO-IL | Internal | Shoulder | B15 | 1203 | 50 | 0 | 86.51 | 86.5 | 9 | 0
2040 | TVA_2_MISO_MO-IL | TVA | MISO_MO-IL | Internal | Summer | B1 | 10 | 50 | 0 | 292.48 | 284.47 | 9 | 0
2040 | TVA_2_MISO_MO-IL | TVA | MISO_MO-IL | Internal | Summer | B2 | 25 | 50 | 0 | 291.03 | 284.23 | 9 | 0
2040 | TVA_2_MISO_MO-IL | TVA | MISO_MO-IL | Internal | Summer | B3 | 75 | 50 | 0 | 283.24 | 284.23 | 9 | 0
2040 | TVA_2_MISO_MO-IL | TVA | MISO_MO-IL | Internal | Summer | B4 | 100 | 50 | 0 | 185.16 | 194.14 | 9 | 0
2040 | TVA_2_MISO_MO-IL | TVA | MISO_MO-IL | Internal | Summer | B5 | 200 | 50 | 50 | 173.84 | 188.56 | 9 | 5.72
2040 | TVA_2_MISO_MO-IL | TVA | MISO_MO-IL | Internal | Summer | B6 | 300 | 50 | 50 | 156.48 | 173.1 | 9 | 7.62
2040 | TVA_2_MISO_MO-IL | TVA | MISO_MO-IL | Internal | Summer | B7 | 400 | 50 | 50 | 156.48 | 165.96 | 9 | 0.48
2040 | TVA_2_MISO_MO-IL | TVA | MISO_MO-IL | Internal | Summer | B8 | 500 | 50 | 0 | 156.48 | 152.3 | 9 | 0
2040 | TVA_2_MISO_MO-IL | TVA | MISO_MO-IL | Internal | Summer | B9 | 800 | 50 | 0 | 156.48 | 152.3 | 9 | 0
2040 | TVA_2_MISO_MO-IL | TVA | MISO_MO-IL | Internal | Summer | B10 | 1262 | 50 | 50 | 84.72 | 99.58 | 9 | 5.86
2040 | TVA_2_MISO_MO-IL | TVA | MISO_MO-IL | Internal | Winter | B16 | 25 | 50 | 0 | 160.79 | 157.29 | 9 | 0
2040 | TVA_2_MISO_MO-IL | TVA | MISO_MO-IL | Internal | Winter | B17 | 100 | 50 | 0 | 160.79 | 157.27 | 9 | 0
2040 | TVA_2_MISO_MO-IL | TVA | MISO_MO-IL | Internal | Winter | B18 | 400 | 50 | 24.99 | 148.27 | 157.27 | 9 | 0
2040 | TVA_2_MISO_MO-IL | TVA | MISO_MO-IL | Internal | Winter | B19 | 700 | 50 | 0 | 148.27 | 152.71 | 9 | 0
2040 | TVA_2_MISO_MO-IL | TVA | MISO_MO-IL | Internal | Winter | B20 | 935 | 50 | 0 | 88.88 | 88.21 | 9 | 0
2040 | TVA_2_NonRTO_Midwest | TVA | NonRTO_Midwest | Internal | Shoulder | B11 | 25 | 100 | 0 | 157.81 | 157.66 | 9 | 0
2040 | TVA_2_NonRTO_Midwest | TVA | NonRTO_Midwest | Internal | Shoulder | B12 | 200 | 100 | 0 | 148.8 | 157.66 | 9 | 0
2040 | TVA_2_NonRTO_Midwest | TVA | NonRTO_Midwest | Internal | Shoulder | B13 | 600 | 100 | 0 | 148.8 | 157.66 | 9 | 0
2040 | TVA_2_NonRTO_Midwest | TVA | NonRTO_Midwest | Internal | Shoulder | B14 | 900 | 100 | 0 | 148.8 | 150.1 | 9 | 0
2040 | TVA_2_NonRTO_Midwest | TVA | NonRTO_Midwest | Internal | Shoulder | B15 | 1203 | 100 | 0 | 86.51 | 95.5 | 9 | 0
2040 | TVA_2_NonRTO_Midwest | TVA | NonRTO_Midwest | Internal | Summer | B1 | 10 | 100 | 0 | 292.48 | 284.47 | 9 | 0
2040 | TVA_2_NonRTO_Midwest | TVA | NonRTO_Midwest | Internal | Summer | B2 | 25 | 100 | 0 | 291.03 | 283.01 | 9 | 0
2040 | TVA_2_NonRTO_Midwest | TVA | NonRTO_Midwest | Internal | Summer | B3 | 75 | 100 | 0 | 283.24 | 275.23 | 9 | 0
2040 | TVA_2_NonRTO_Midwest | TVA | NonRTO_Midwest | Internal | Summer | B4 | 100 | 100 | 0 | 185.16 | 177.14 | 9 | 0
2040 | TVA_2_NonRTO_Midwest | TVA | NonRTO_Midwest | Internal | Summer | B5 | 200 | 100 | 0 | 173.84 | 171.56 | 9 | 0
2040 | TVA_2_NonRTO_Midwest | TVA | NonRTO_Midwest | Internal | Summer | B6 | 300 | 100 | 0 | 156.48 | 156.1 | 9 | 0
2040 | TVA_2_NonRTO_Midwest | TVA | NonRTO_Midwest | Internal | Summer | B7 | 400 | 100 | 0 | 156.48 | 148.96 | 9 | 0
2040 | TVA_2_NonRTO_Midwest | TVA | NonRTO_Midwest | Internal | Summer | B8 | 500 | 100 | 0 | 156.48 | 148.47 | 9 | 0
2040 | TVA_2_NonRTO_Midwest | TVA | NonRTO_Midwest | Internal | Summer | B9 | 800 | 100 | 0 | 156.48 | 148.47 | 9 | 0
2040 | TVA_2_NonRTO_Midwest | TVA | NonRTO_Midwest | Internal | Summer | B10 | 1262 | 100 | 0 | 84.72 | 91.6 | 9 | 0
2040 | TVA_2_NonRTO_Midwest | TVA | NonRTO_Midwest | Internal | Winter | B16 | 25 | 100 | 0 | 160.79 | 161.53 | 9 | 0
2040 | TVA_2_NonRTO_Midwest | TVA | NonRTO_Midwest | Internal | Winter | B17 | 100 | 100 | 0 | 160.79 | 161.53 | 9 | 0
2040 | TVA_2_NonRTO_Midwest | TVA | NonRTO_Midwest | Internal | Winter | B18 | 400 | 100 | 100 | 148.27 | 159.71 | 9 | 2.44
2040 | TVA_2_NonRTO_Midwest | TVA | NonRTO_Midwest | Internal | Winter | B19 | 700 | 100 | 0 | 148.27 | 149.69 | 9 | 0
2040 | TVA_2_NonRTO_Midwest | TVA | NonRTO_Midwest | Internal | Winter | B20 | 935 | 100 | 0 | 88.88 | 97.86 | 9 | 0
2040 | TVA_2_PJM_ROR | TVA | PJM_ROR | Internal | Shoulder | B11 | 25 | 500 | 0 | 157.81 | 153.21 | 9 | 0
2040 | TVA_2_PJM_ROR | TVA | PJM_ROR | Internal | Shoulder | B12 | 200 | 500 | 0 | 148.8 | 153.83 | 9 | 0
2040 | TVA_2_PJM_ROR | TVA | PJM_ROR | Internal | Shoulder | B13 | 600 | 500 | 0 | 148.8 | 150.42 | 9 | 0
2040 | TVA_2_PJM_ROR | TVA | PJM_ROR | Internal | Shoulder | B14 | 900 | 500 | 0 | 148.8 | 149.1 | 9 | 0
2040 | TVA_2_PJM_ROR | TVA | PJM_ROR | Internal | Shoulder | B15 | 1203 | 500 | 0 | 86.51 | 86.36 | 9 | 0
2040 | TVA_2_PJM_ROR | TVA | PJM_ROR | Internal | Summer | B1 | 10 | 500 | 0 | 292.48 | 285.01 | 9 | 0
2040 | TVA_2_PJM_ROR | TVA | PJM_ROR | Internal | Summer | B2 | 25 | 500 | 0 | 291.03 | 285.01 | 9 | 0
2040 | TVA_2_PJM_ROR | TVA | PJM_ROR | Internal | Summer | B3 | 75 | 500 | 0 | 283.24 | 279.23 | 9 | 0
2040 | TVA_2_PJM_ROR | TVA | PJM_ROR | Internal | Summer | B4 | 100 | 500 | 0 | 185.16 | 186.48 | 9 | 0
2040 | TVA_2_PJM_ROR | TVA | PJM_ROR | Internal | Summer | B5 | 200 | 500 | 341.39 | 173.84 | 182.84 | 9 | 0
2040 | TVA_2_PJM_ROR | TVA | PJM_ROR | Internal | Summer | B6 | 300 | 500 | 500 | 156.48 | 171.1 | 9 | 5.62
2040 | TVA_2_PJM_ROR | TVA | PJM_ROR | Internal | Summer | B7 | 400 | 500 | 0 | 156.48 | 163.96 | 9 | 0
2040 | TVA_2_PJM_ROR | TVA | PJM_ROR | Internal | Summer | B8 | 500 | 500 | 0 | 156.48 | 154.3 | 9 | 0
2040 | TVA_2_PJM_ROR | TVA | PJM_ROR | Internal | Summer | B9 | 800 | 500 | 0 | 156.48 | 152.05 | 9 | 0
2040 | TVA_2_PJM_ROR | TVA | PJM_ROR | Internal | Summer | B10 | 1262 | 500 | 500 | 84.72 | 101.58 | 9 | 7.86
2040 | TVA_2_PJM_ROR | TVA | PJM_ROR | Internal | Winter | B16 | 25 | 500 | 0 | 160.79 | 155.29 | 9 | 0
2040 | TVA_2_PJM_ROR | TVA | PJM_ROR | Internal | Winter | B17 | 100 | 500 | 0 | 160.79 | 157.78 | 9 | 0
2040 | TVA_2_PJM_ROR | TVA | PJM_ROR | Internal | Winter | B18 | 400 | 500 | 0 | 148.27 | 154.95 | 9 | 0
2040 | TVA_2_PJM_ROR | TVA | PJM_ROR | Internal | Winter | B19 | 700 | 500 | 0 | 148.27 | 150.71 | 9 | 0
2040 | TVA_2_PJM_ROR | TVA | PJM_ROR | Internal | Winter | B20 | 935 | 500 | 0 | 88.88 | 86.21 | 9 | 0
2040 | TVA_2_SOCO | TVA | SOCO | Internal | Shoulder | B11 | 25 | 500 | 0 | 157.81 | 166.21 | 9 | 0
2040 | TVA_2_SOCO | TVA | SOCO | Internal | Shoulder | B12 | 200 | 500 | 0 | 148.8 | 152.96 | 9 | 0
2040 | TVA_2_SOCO | TVA | SOCO | Internal | Shoulder | B13 | 600 | 500 | 0 | 148.8 | 150.42 | 9 | 0
2040 | TVA_2_SOCO | TVA | SOCO | Internal | Shoulder | B14 | 900 | 500 | 0 | 148.8 | 150.42 | 9 | 0
2040 | TVA_2_SOCO | TVA | SOCO | Internal | Shoulder | B15 | 1203 | 500 | 0 | 86.51 | 76.5 | 9 | 0
2040 | TVA_2_SOCO | TVA | SOCO | Internal | Summer | B1 | 10 | 500 | 0 | 292.48 | 298.01 | 9 | 0
2040 | TVA_2_SOCO | TVA | SOCO | Internal | Summer | B2 | 25 | 500 | 0 | 291.03 | 296.81 | 9 | 0
2040 | TVA_2_SOCO | TVA | SOCO | Internal | Summer | B3 | 75 | 500 | 0 | 283.24 | 292.23 | 9 | 0
2040 | TVA_2_SOCO | TVA | SOCO | Internal | Summer | B4 | 100 | 500 | 0 | 185.16 | 183.34 | 9 | 0
2040 | TVA_2_SOCO | TVA | SOCO | Internal | Summer | B5 | 200 | 500 | 346.88 | 173.84 | 182.84 | 9 | 0
2040 | TVA_2_SOCO | TVA | SOCO | Internal | Summer | B6 | 300 | 500 | 0 | 156.48 | 162.71 | 9 | 0
2040 | TVA_2_SOCO | TVA | SOCO | Internal | Summer | B7 | 400 | 500 | 0 | 156.48 | 157.34 | 9 | 0
2040 | TVA_2_SOCO | TVA | SOCO | Internal | Summer | B8 | 500 | 500 | 0 | 156.48 | 157.34 | 9 | 0
2040 | TVA_2_SOCO | TVA | SOCO | Internal | Summer | B9 | 800 | 500 | 0 | 156.48 | 155.48 | 9 | 0
2040 | TVA_2_SOCO | TVA | SOCO | Internal | Summer | B10 | 1262 | 500 | 0 | 84.72 | 82.58 | 9 | 0
2040 | TVA_2_SOCO | TVA | SOCO | Internal | Winter | B16 | 25 | 500 | 0 | 160.79 | 168.17 | 9 | 0
2040 | TVA_2_SOCO | TVA | SOCO | Internal | Winter | B17 | 100 | 500 | 0 | 160.79 | 161.97 | 9 | 0
2040 | TVA_2_SOCO | TVA | SOCO | Internal | Winter | B18 | 400 | 500 | 0 | 148.27 | 150.71 | 9 | 0
2040 | TVA_2_SOCO | TVA | SOCO | Internal | Winter | B19 | 700 | 500 | 0 | 148.27 | 150.71 | 9 | 0
2040 | TVA_2_SOCO | TVA | SOCO | Internal | Winter | B20 | 935 | 500 | 0 | 88.88 | 78.92 | 9 | 0
2040 | TVA_2_VACAR | TVA | VACAR | Internal | Shoulder | B11 | 25 | 150 | 0 | 157.81 | 159.21 | 9 | 0
2040 | TVA_2_VACAR | TVA | VACAR | Internal | Shoulder | B12 | 200 | 150 | 0 | 148.8 | 146.83 | 9 | 0
2040 | TVA_2_VACAR | TVA | VACAR | Internal | Shoulder | B13 | 600 | 150 | 0 | 148.8 | 143.42 | 9 | 0
2040 | TVA_2_VACAR | TVA | VACAR | Internal | Shoulder | B14 | 900 | 150 | 0 | 148.8 | 143.42 | 9 | 0
2040 | TVA_2_VACAR | TVA | VACAR | Internal | Shoulder | B15 | 1203 | 150 | 0 | 86.51 | 73.5 | 9 | 0
2040 | TVA_2_VACAR | TVA | VACAR | Internal | Summer | B1 | 10 | 150 | 0 | 292.48 | 291.01 | 9 | 0
2040 | TVA_2_VACAR | TVA | VACAR | Internal | Summer | B2 | 25 | 150 | 0 | 291.03 | 291.98 | 9 | 0
2040 | TVA_2_VACAR | TVA | VACAR | Internal | Summer | B3 | 75 | 150 | 0 | 283.24 | 285.23 | 9 | 0
2040 | TVA_2_VACAR | TVA | VACAR | Internal | Summer | B4 | 100 | 150 | 0 | 185.16 | 176.34 | 9 | 0
2040 | TVA_2_VACAR | TVA | VACAR | Internal | Summer | B5 | 200 | 150 | 0 | 173.84 | 175.84 | 9 | 0
2040 | TVA_2_VACAR | TVA | VACAR | Internal | Summer | B6 | 300 | 150 | 0 | 156.48 | 156.96 | 9 | 0
2040 | TVA_2_VACAR | TVA | VACAR | Internal | Summer | B7 | 400 | 150 | 0 | 156.48 | 156.96 | 9 | 0
2040 | TVA_2_VACAR | TVA | VACAR | Internal | Summer | B8 | 500 | 150 | 0 | 156.48 | 156.96 | 9 | 0
2040 | TVA_2_VACAR | TVA | VACAR | Internal | Summer | B9 | 800 | 150 | 0 | 156.48 | 156.96 | 9 | 0
2040 | TVA_2_VACAR | TVA | VACAR | Internal | Summer | B10 | 1262 | 150 | 0 | 84.72 | 92.58 | 9 | 0
2040 | TVA_2_VACAR | TVA | VACAR | Internal | Winter | B16 | 25 | 150 | 0 | 160.79 | 161.29 | 9 | 0
2040 | TVA_2_VACAR | TVA | VACAR | Internal | Winter | B17 | 100 | 150 | 0 | 160.79 | 154.97 | 9 | 0
2040 | TVA_2_VACAR | TVA | VACAR | Internal | Winter | B18 | 400 | 150 | 0 | 148.27 | 143.71 | 9 | 0
2040 | TVA_2_VACAR | TVA | VACAR | Internal | Winter | B19 | 700 | 150 | 0 | 148.27 | 143.71 | 9 | 0
2040 | TVA_2_VACAR | TVA | VACAR | Internal | Winter | B20 | 935 | 150 | 0 | 88.88 | 75.85 | 9 | 0
2040 | TVA_Transmission_2_ENT | TVA_Transmission | ENT | Internal | Shoulder | B11 | 25 | 3000 | 0 | 158.64 | 162.43 | 9 | 0
2040 | TVA_Transmission_2_ENT | TVA_Transmission | ENT | Internal | Shoulder | B12 | 200 | 3000 | 0 | 152.37 | 156.63 | 9 | 0
2040 | TVA_Transmission_2_ENT | TVA_Transmission | ENT | Internal | Shoulder | B13 | 600 | 3000 | 0 | 149.9 | 156.63 | 9 | 0
2040 | TVA_Transmission_2_ENT | TVA_Transmission | ENT | Internal | Shoulder | B14 | 900 | 3000 | 0 | 149.38 | 142.42 | 9 | 0
2040 | TVA_Transmission_2_ENT | TVA_Transmission | ENT | Internal | Shoulder | B15 | 1203 | 3000 | 0 | 86.5 | 78.5 | 9 | 0
2040 | TVA_Transmission_2_ENT | TVA_Transmission | ENT | Internal | Summer | B1 | 10 | 3000 | 0 | 292.47 | 290.01 | 9 | 0
2040 | TVA_Transmission_2_ENT | TVA_Transmission | ENT | Internal | Summer | B2 | 25 | 3000 | 0 | 291.01 | 288.81 | 9 | 0
2040 | TVA_Transmission_2_ENT | TVA_Transmission | ENT | Internal | Summer | B3 | 75 | 3000 | 0 | 283.23 | 284.23 | 9 | 0
2040 | TVA_Transmission_2_ENT | TVA_Transmission | ENT | Internal | Summer | B4 | 100 | 3000 | 0 | 185.14 | 193.34 | 9 | 0
2040 | TVA_Transmission_2_ENT | TVA_Transmission | ENT | Internal | Summer | B5 | 200 | 3000 | 0 | 179.56 | 180.56 | 9 | 0
2040 | TVA_Transmission_2_ENT | TVA_Transmission | ENT | Internal | Summer | B6 | 300 | 3000 | 0 | 164.1 | 172.71 | 9 | 0
2040 | TVA_Transmission_2_ENT | TVA_Transmission | ENT | Internal | Summer | B7 | 400 | 3000 | 188.09 | 156.96 | 165.96 | 9 | 0
2040 | TVA_Transmission_2_ENT | TVA_Transmission | ENT | Internal | Summer | B8 | 500 | 3000 | 0 | 156.47 | 154.98 | 9 | 0
2040 | TVA_Transmission_2_ENT | TVA_Transmission | ENT | Internal | Summer | B9 | 800 | 3000 | 0 | 156.47 | 154.98 | 9 | 0
2040 | TVA_Transmission_2_ENT | TVA_Transmission | ENT | Internal | Summer | B10 | 1262 | 3000 | 0 | 92.58 | 91.58 | 9 | 0
2040 | TVA_Transmission_2_ENT | TVA_Transmission | ENT | Internal | Winter | B16 | 25 | 3000 | 0 | 161.04 | 160.17 | 9 | 0
2040 | TVA_Transmission_2_ENT | TVA_Transmission | ENT | Internal | Winter | B17 | 100 | 3000 | 0 | 161.14 | 153.97 | 9 | 0
2040 | TVA_Transmission_2_ENT | TVA_Transmission | ENT | Internal | Winter | B18 | 400 | 3000 | 0 | 150.71 | 157.27 | 9 | 0
2040 | TVA_Transmission_2_ENT | TVA_Transmission | ENT | Internal | Winter | B19 | 700 | 3000 | 0 | 149.42 | 146.22 | 9 | 0
2040 | TVA_Transmission_2_ENT | TVA_Transmission | ENT | Internal | Winter | B20 | 935 | 3000 | 0 | 88.86 | 80.21 | 9 | 0
2040 | TVA_Transmission_2_MISO_MO-IL | TVA_Transmission | MISO_MO-IL | Internal | Shoulder | B11 | 25 | 4000 | 0 | 158.64 | 155.22 | 9 | 0
2040 | TVA_Transmission_2_MISO_MO-IL | TVA_Transmission | MISO_MO-IL | Internal | Shoulder | B12 | 200 | 4000 | 0 | 152.37 | 153.9 | 9 | 0
2040 | TVA_Transmission_2_MISO_MO-IL | TVA_Transmission | MISO_MO-IL | Internal | Shoulder | B13 | 600 | 4000 | 0 | 149.9 | 153.9 | 9 | 0
2040 | TVA_Transmission_2_MISO_MO-IL | TVA_Transmission | MISO_MO-IL | Internal | Shoulder | B14 | 900 | 4000 | 0 | 149.38 | 150.42 | 9 | 0
2040 | TVA_Transmission_2_MISO_MO-IL | TVA_Transmission | MISO_MO-IL | Internal | Shoulder | B15 | 1203 | 4000 | 0 | 86.5 | 86.5 | 9 | 0
2040 | TVA_Transmission_2_MISO_MO-IL | TVA_Transmission | MISO_MO-IL | Internal | Summer | B1 | 10 | 4000 | 0 | 292.47 | 284.47 | 9 | 0
2040 | TVA_Transmission_2_MISO_MO-IL | TVA_Transmission | MISO_MO-IL | Internal | Summer | B2 | 25 | 4000 | 0 | 291.01 | 284.23 | 9 | 0
2040 | TVA_Transmission_2_MISO_MO-IL | TVA_Transmission | MISO_MO-IL | Internal | Summer | B3 | 75 | 4000 | 0 | 283.23 | 284.23 | 9 | 0
2040 | TVA_Transmission_2_MISO_MO-IL | TVA_Transmission | MISO_MO-IL | Internal | Summer | B4 | 100 | 4000 | 2273.76 | 185.14 | 194.14 | 9 | 0
2040 | TVA_Transmission_2_MISO_MO-IL | TVA_Transmission | MISO_MO-IL | Internal | Summer | B5 | 200 | 4000 | 1734.73 | 179.56 | 188.56 | 9 | 0
2040 | TVA_Transmission_2_MISO_MO-IL | TVA_Transmission | MISO_MO-IL | Internal | Summer | B6 | 300 | 4000 | 1664.11 | 164.1 | 173.1 | 9 | 0
2040 | TVA_Transmission_2_MISO_MO-IL | TVA_Transmission | MISO_MO-IL | Internal | Summer | B7 | 400 | 4000 | 1.24 | 156.96 | 165.96 | 9 | 0
2040 | TVA_Transmission_2_MISO_MO-IL | TVA_Transmission | MISO_MO-IL | Internal | Summer | B8 | 500 | 4000 | 0 | 156.47 | 152.3 | 9 | 0
2040 | TVA_Transmission_2_MISO_MO-IL | TVA_Transmission | MISO_MO-IL | Internal | Summer | B9 | 800 | 4000 | 0 | 156.47 | 152.3 | 9 | 0
2040 | TVA_Transmission_2_MISO_MO-IL | TVA_Transmission | MISO_MO-IL | Internal | Summer | B10 | 1262 | 4000 | 0 | 92.58 | 99.58 | 9 | 0
2040 | TVA_Transmission_2_MISO_MO-IL | TVA_Transmission | MISO_MO-IL | Internal | Winter | B16 | 25 | 4000 | 0 | 161.04 | 157.29 | 9 | 0
2040 | TVA_Transmission_2_MISO_MO-IL | TVA_Transmission | MISO_MO-IL | Internal | Winter | B17 | 100 | 4000 | 0 | 161.14 | 157.27 | 9 | 0
2040 | TVA_Transmission_2_MISO_MO-IL | TVA_Transmission | MISO_MO-IL | Internal | Winter | B18 | 400 | 4000 | 0 | 150.71 | 157.27 | 9 | 0
2040 | TVA_Transmission_2_MISO_MO-IL | TVA_Transmission | MISO_MO-IL | Internal | Winter | B19 | 700 | 4000 | 0 | 149.42 | 152.71 | 9 | 0
2040 | TVA_Transmission_2_MISO_MO-IL | TVA_Transmission | MISO_MO-IL | Internal | Winter | B20 | 935 | 4000 | 0 | 88.86 | 88.21 | 9 | 0
2040 | TVA_Transmission_2_NonRTO_Midwest | TVA_Transmission | NonRTO_Midwest | Internal | Shoulder | B11 | 25 | 700 | 0 | 158.64 | 157.66 | 9 | 0
2040 | TVA_Transmission_2_NonRTO_Midwest | TVA_Transmission | NonRTO_Midwest | Internal | Shoulder | B12 | 200 | 700 | 0 | 152.37 | 157.66 | 9 | 0
2040 | TVA_Transmission_2_NonRTO_Midwest | TVA_Transmission | NonRTO_Midwest | Internal | Shoulder | B13 | 600 | 700 | 0 | 149.9 | 157.66 | 9 | 0
2040 | TVA_Transmission_2_NonRTO_Midwest | TVA_Transmission | NonRTO_Midwest | Internal | Shoulder | B14 | 900 | 700 | 0 | 149.38 | 150.1 | 9 | 0
2040 | TVA_Transmission_2_NonRTO_Midwest | TVA_Transmission | NonRTO_Midwest | Internal | Shoulder | B15 | 1203 | 700 | 109.22 | 86.5 | 95.5 | 9 | 0
2040 | TVA_Transmission_2_NonRTO_Midwest | TVA_Transmission | NonRTO_Midwest | Internal | Summer | B1 | 10 | 700 | 0 | 292.47 | 284.47 | 9 | 0
2040 | TVA_Transmission_2_NonRTO_Midwest | TVA_Transmission | NonRTO_Midwest | Internal | Summer | B2 | 25 | 700 | 0 | 291.01 | 283.01 | 9 | 0
2040 | TVA_Transmission_2_NonRTO_Midwest | TVA_Transmission | NonRTO_Midwest | Internal | Summer | B3 | 75 | 700 | 0 | 283.23 | 275.23 | 9 | 0
2040 | TVA_Transmission_2_NonRTO_Midwest | TVA_Transmission | NonRTO_Midwest | Internal | Summer | B4 | 100 | 700 | 0 | 185.14 | 177.14 | 9 | 0
2040 | TVA_Transmission_2_NonRTO_Midwest | TVA_Transmission | NonRTO_Midwest | Internal | Summer | B5 | 200 | 700 | 0 | 179.56 | 171.56 | 9 | 0
2040 | TVA_Transmission_2_NonRTO_Midwest | TVA_Transmission | NonRTO_Midwest | Internal | Summer | B6 | 300 | 700 | 0 | 164.1 | 156.1 | 9 | 0
2040 | TVA_Transmission_2_NonRTO_Midwest | TVA_Transmission | NonRTO_Midwest | Internal | Summer | B7 | 400 | 700 | 0 | 156.96 | 148.96 | 9 | 0
2040 | TVA_Transmission_2_NonRTO_Midwest | TVA_Transmission | NonRTO_Midwest | Internal | Summer | B8 | 500 | 700 | 0 | 156.47 | 148.47 | 9 | 0
2040 | TVA_Transmission_2_NonRTO_Midwest | TVA_Transmission | NonRTO_Midwest | Internal | Summer | B9 | 800 | 700 | 0 | 156.47 | 148.47 | 9 | 0
2040 | TVA_Transmission_2_NonRTO_Midwest | TVA_Transmission | NonRTO_Midwest | Internal | Summer | B10 | 1262 | 700 | 0 | 92.58 | 91.6 | 9 | 0
2040 | TVA_Transmission_2_NonRTO_Midwest | TVA_Transmission | NonRTO_Midwest | Internal | Winter | B16 | 25 | 700 | 0 | 161.04 | 161.53 | 9 | 0
2040 | TVA_Transmission_2_NonRTO_Midwest | TVA_Transmission | NonRTO_Midwest | Internal | Winter | B17 | 100 | 700 | 0 | 161.14 | 161.53 | 9 | 0
2040 | TVA_Transmission_2_NonRTO_Midwest | TVA_Transmission | NonRTO_Midwest | Internal | Winter | B18 | 400 | 700 | 84.27 | 150.71 | 159.71 | 9 | 0
2040 | TVA_Transmission_2_NonRTO_Midwest | TVA_Transmission | NonRTO_Midwest | Internal | Winter | B19 | 700 | 700 | 0 | 149.42 | 149.69 | 9 | 0
2040 | TVA_Transmission_2_NonRTO_Midwest | TVA_Transmission | NonRTO_Midwest | Internal | Winter | B20 | 935 | 700 | 4.85 | 88.86 | 97.86 | 9 | 0
2040 | TVA_Transmission_2_PJM_ROR | TVA_Transmission | PJM_ROR | Internal | Shoulder | B11 | 25 | 2000 | 0 | 158.64 | 153.21 | 9 | 0
2040 | TVA_Transmission_2_PJM_ROR | TVA_Transmission | PJM_ROR | Internal | Shoulder | B12 | 200 | 2000 | 0 | 152.37 | 153.83 | 9 | 0
2040 | TVA_Transmission_2_PJM_ROR | TVA_Transmission | PJM_ROR | Internal | Shoulder | B13 | 600 | 2000 | 0 | 149.9 | 150.42 | 9 | 0
2040 | TVA_Transmission_2_PJM_ROR | TVA_Transmission | PJM_ROR | Internal | Shoulder | B14 | 900 | 2000 | 0 | 149.38 | 149.1 | 9 | 0
2040 | TVA_Transmission_2_PJM_ROR | TVA_Transmission | PJM_ROR | Internal | Shoulder | B15 | 1203 | 2000 | 0 | 86.5 | 86.36 | 9 | 0
2040 | TVA_Transmission_2_PJM_ROR | TVA_Transmission | PJM_ROR | Internal | Summer | B1 | 10 | 2000 | 0 | 292.47 | 285.01 | 9 | 0
2040 | TVA_Transmission_2_PJM_ROR | TVA_Transmission | PJM_ROR | Internal | Summer | B2 | 25 | 2000 | 0 | 291.01 | 285.01 | 9 | 0
2040 | TVA_Transmission_2_PJM_ROR | TVA_Transmission | PJM_ROR | Internal | Summer | B3 | 75 | 2000 | 0 | 283.23 | 279.23 | 9 | 0
2040 | TVA_Transmission_2_PJM_ROR | TVA_Transmission | PJM_ROR | Internal | Summer | B4 | 100 | 2000 | 0 | 185.14 | 186.48 | 9 | 0
2040 | TVA_Transmission_2_PJM_ROR | TVA_Transmission | PJM_ROR | Internal | Summer | B5 | 200 | 2000 | 0 | 179.56 | 182.84 | 9 | 0
2040 | TVA_Transmission_2_PJM_ROR | TVA_Transmission | PJM_ROR | Internal | Summer | B6 | 300 | 2000 | 0 | 164.1 | 171.1 | 9 | 0
2040 | TVA_Transmission_2_PJM_ROR | TVA_Transmission | PJM_ROR | Internal | Summer | B7 | 400 | 2000 | 0 | 156.96 | 163.96 | 9 | 0
2040 | TVA_Transmission_2_PJM_ROR | TVA_Transmission | PJM_ROR | Internal | Summer | B8 | 500 | 2000 | 0 | 156.47 | 154.3 | 9 | 0
2040 | TVA_Transmission_2_PJM_ROR | TVA_Transmission | PJM_ROR | Internal | Summer | B9 | 800 | 2000 | 0 | 156.47 | 152.05 | 9 | 0
2040 | TVA_Transmission_2_PJM_ROR | TVA_Transmission | PJM_ROR | Internal | Summer | B10 | 1262 | 2000 | 1645.91 | 92.58 | 101.58 | 9 | 0
2040 | TVA_Transmission_2_PJM_ROR | TVA_Transmission | PJM_ROR | Internal | Winter | B16 | 25 | 2000 | 0 | 161.04 | 155.29 | 9 | 0
2040 | TVA_Transmission_2_PJM_ROR | TVA_Transmission | PJM_ROR | Internal | Winter | B17 | 100 | 2000 | 0 | 161.14 | 157.78 | 9 | 0
2040 | TVA_Transmission_2_PJM_ROR | TVA_Transmission | PJM_ROR | Internal | Winter | B18 | 400 | 2000 | 0 | 150.71 | 154.95 | 9 | 0
2040 | TVA_Transmission_2_PJM_ROR | TVA_Transmission | PJM_ROR | Internal | Winter | B19 | 700 | 2000 | 0 | 149.42 | 150.71 | 9 | 0
2040 | TVA_Transmission_2_PJM_ROR | TVA_Transmission | PJM_ROR | Internal | Winter | B20 | 935 | 2000 | 0 | 88.86 | 86.21 | 9 | 0
2040 | TVA_Transmission_2_SOCO | TVA_Transmission | SOCO | Internal | Shoulder | B11 | 25 | 3200 | 0 | 158.64 | 166.21 | 9 | 0
2040 | TVA_Transmission_2_SOCO | TVA_Transmission | SOCO | Internal | Shoulder | B12 | 200 | 3200 | 0 | 152.37 | 152.96 | 9 | 0
2040 | TVA_Transmission_2_SOCO | TVA_Transmission | SOCO | Internal | Shoulder | B13 | 600 | 3200 | 0 | 149.9 | 150.42 | 9 | 0
2040 | TVA_Transmission_2_SOCO | TVA_Transmission | SOCO | Internal | Shoulder | B14 | 900 | 3200 | 0 | 149.38 | 150.42 | 9 | 0
2040 | TVA_Transmission_2_SOCO | TVA_Transmission | SOCO | Internal | Shoulder | B15 | 1203 | 3200 | 0 | 86.5 | 76.5 | 9 | 0
2040 | TVA_Transmission_2_SOCO | TVA_Transmission | SOCO | Internal | Summer | B1 | 10 | 3200 | 0 | 292.47 | 298.01 | 9 | 0
2040 | TVA_Transmission_2_SOCO | TVA_Transmission | SOCO | Internal | Summer | B2 | 25 | 3200 | 0 | 291.01 | 296.81 | 9 | 0
2040 | TVA_Transmission_2_SOCO | TVA_Transmission | SOCO | Internal | Summer | B3 | 75 | 3200 | 816.4 | 283.23 | 292.23 | 9 | 0
2040 | TVA_Transmission_2_SOCO | TVA_Transmission | SOCO | Internal | Summer | B4 | 100 | 3200 | 0 | 185.14 | 183.34 | 9 | 0
2040 | TVA_Transmission_2_SOCO | TVA_Transmission | SOCO | Internal | Summer | B5 | 200 | 3200 | 0 | 179.56 | 182.84 | 9 | 0
2040 | TVA_Transmission_2_SOCO | TVA_Transmission | SOCO | Internal | Summer | B6 | 300 | 3200 | 0 | 164.1 | 162.71 | 9 | 0
2040 | TVA_Transmission_2_SOCO | TVA_Transmission | SOCO | Internal | Summer | B7 | 400 | 3200 | 0 | 156.96 | 157.34 | 9 | 0
2040 | TVA_Transmission_2_SOCO | TVA_Transmission | SOCO | Internal | Summer | B8 | 500 | 3200 | 0 | 156.47 | 157.34 | 9 | 0
2040 | TVA_Transmission_2_SOCO | TVA_Transmission | SOCO | Internal | Summer | B9 | 800 | 3200 | 0 | 156.47 | 155.48 | 9 | 0
2040 | TVA_Transmission_2_SOCO | TVA_Transmission | SOCO | Internal | Summer | B10 | 1262 | 3200 | 0 | 92.58 | 82.58 | 9 | 0
2040 | TVA_Transmission_2_SOCO | TVA_Transmission | SOCO | Internal | Winter | B16 | 25 | 3200 | 0 | 161.04 | 168.17 | 9 | 0
2040 | TVA_Transmission_2_SOCO | TVA_Transmission | SOCO | Internal | Winter | B17 | 100 | 3200 | 0 | 161.14 | 161.97 | 9 | 0
2040 | TVA_Transmission_2_SOCO | TVA_Transmission | SOCO | Internal | Winter | B18 | 400 | 3200 | 0 | 150.71 | 150.71 | 9 | 0
2040 | TVA_Transmission_2_SOCO | TVA_Transmission | SOCO | Internal | Winter | B19 | 700 | 3200 | 0 | 149.42 | 150.71 | 9 | 0
2040 | TVA_Transmission_2_SOCO | TVA_Transmission | SOCO | Internal | Winter | B20 | 935 | 3200 | 0 | 88.86 | 78.92 | 9 | 0
2040 | TVA_Transmission_2_TVA | TVA_Transmission | TVA | Internal | Shoulder | B11 | 25 | 99999 | 0 | 158.64 | 157.81 | 0.01 | 0
2040 | TVA_Transmission_2_TVA | TVA_Transmission | TVA | Internal | Shoulder | B12 | 200 | 99999 | 0 | 152.37 | 148.8 | 0.01 | 0
2040 | TVA_Transmission_2_TVA | TVA_Transmission | TVA | Internal | Shoulder | B13 | 600 | 99999 | 0 | 149.9 | 148.8 | 0.01 | 0
2040 | TVA_Transmission_2_TVA | TVA_Transmission | TVA | Internal | Shoulder | B14 | 900 | 99999 | 0 | 149.38 | 148.8 | 0.01 | 0
2040 | TVA_Transmission_2_TVA | TVA_Transmission | TVA | Internal | Shoulder | B15 | 1203 | 99999 | 2721.78 | 86.5 | 86.51 | 0.01 | 0
2040 | TVA_Transmission_2_TVA | TVA_Transmission | TVA | Internal | Summer | B1 | 10 | 99999 | 3043.55 | 292.47 | 292.48 | 0.01 | 0
2040 | TVA_Transmission_2_TVA | TVA_Transmission | TVA | Internal | Summer | B2 | 25 | 99999 | 2268.39 | 291.01 | 291.03 | 0.01 | 0
2040 | TVA_Transmission_2_TVA | TVA_Transmission | TVA | Internal | Summer | B3 | 75 | 99999 | 740.38 | 283.23 | 283.24 | 0.01 | 0
2040 | TVA_Transmission_2_TVA | TVA_Transmission | TVA | Internal | Summer | B4 | 100 | 99999 | 35.65 | 185.14 | 185.16 | 0.01 | 0
2040 | TVA_Transmission_2_TVA | TVA_Transmission | TVA | Internal | Summer | B5 | 200 | 99999 | 0 | 179.56 | 173.84 | 0.01 | 0
2040 | TVA_Transmission_2_TVA | TVA_Transmission | TVA | Internal | Summer | B6 | 300 | 99999 | 0 | 164.1 | 156.48 | 0.01 | 0
2040 | TVA_Transmission_2_TVA | TVA_Transmission | TVA | Internal | Summer | B7 | 400 | 99999 | 0 | 156.96 | 156.48 | 0.01 | 0
2040 | TVA_Transmission_2_TVA | TVA_Transmission | TVA | Internal | Summer | B8 | 500 | 99999 | 412.78 | 156.47 | 156.48 | 0.01 | 0
2040 | TVA_Transmission_2_TVA | TVA_Transmission | TVA | Internal | Summer | B9 | 800 | 99999 | 637.74 | 156.47 | 156.48 | 0.01 | 0
2040 | TVA_Transmission_2_TVA | TVA_Transmission | TVA | Internal | Summer | B10 | 1262 | 99999 | 0 | 92.58 | 84.72 | 0.01 | 0
2040 | TVA_Transmission_2_TVA | TVA_Transmission | TVA | Internal | Winter | B16 | 25 | 99999 | 0 | 161.04 | 160.79 | 0.01 | 0
2040 | TVA_Transmission_2_TVA | TVA_Transmission | TVA | Internal | Winter | B17 | 100 | 99999 | 0 | 161.14 | 160.79 | 0.01 | 0
2040 | TVA_Transmission_2_TVA | TVA_Transmission | TVA | Internal | Winter | B18 | 400 | 99999 | 0 | 150.71 | 148.27 | 0.01 | 0
2040 | TVA_Transmission_2_TVA | TVA_Transmission | TVA | Internal | Winter | B19 | 700 | 99999 | 0 | 149.42 | 148.27 | 0.01 | 0
2040 | TVA_Transmission_2_TVA | TVA_Transmission | TVA | Internal | Winter | B20 | 935 | 99999 | 2995.15 | 88.86 | 88.88 | 0.01 | 0
2040 | TVA_Transmission_2_VACAR | TVA_Transmission | VACAR | Internal | Shoulder | B11 | 25 | 900 | 0 | 158.64 | 159.21 | 9 | 0
2040 | TVA_Transmission_2_VACAR | TVA_Transmission | VACAR | Internal | Shoulder | B12 | 200 | 900 | 0 | 152.37 | 146.83 | 9 | 0
2040 | TVA_Transmission_2_VACAR | TVA_Transmission | VACAR | Internal | Shoulder | B13 | 600 | 900 | 0 | 149.9 | 143.42 | 9 | 0
2040 | TVA_Transmission_2_VACAR | TVA_Transmission | VACAR | Internal | Shoulder | B14 | 900 | 900 | 0 | 149.38 | 143.42 | 9 | 0
2040 | TVA_Transmission_2_VACAR | TVA_Transmission | VACAR | Internal | Shoulder | B15 | 1203 | 900 | 0 | 86.5 | 73.5 | 9 | 0
2040 | TVA_Transmission_2_VACAR | TVA_Transmission | VACAR | Internal | Summer | B1 | 10 | 900 | 0 | 292.47 | 291.01 | 9 | 0
2040 | TVA_Transmission_2_VACAR | TVA_Transmission | VACAR | Internal | Summer | B2 | 25 | 900 | 0 | 291.01 | 291.98 | 9 | 0
2040 | TVA_Transmission_2_VACAR | TVA_Transmission | VACAR | Internal | Summer | B3 | 75 | 900 | 0 | 283.23 | 285.23 | 9 | 0
2040 | TVA_Transmission_2_VACAR | TVA_Transmission | VACAR | Internal | Summer | B4 | 100 | 900 | 0 | 185.14 | 176.34 | 9 | 0
2040 | TVA_Transmission_2_VACAR | TVA_Transmission | VACAR | Internal | Summer | B5 | 200 | 900 | 0 | 179.56 | 175.84 | 9 | 0
2040 | TVA_Transmission_2_VACAR | TVA_Transmission | VACAR | Internal | Summer | B6 | 300 | 900 | 0 | 164.1 | 156.96 | 9 | 0
2040 | TVA_Transmission_2_VACAR | TVA_Transmission | VACAR | Internal | Summer | B7 | 400 | 900 | 0 | 156.96 | 156.96 | 9 | 0
2040 | TVA_Transmission_2_VACAR | TVA_Transmission | VACAR | Internal | Summer | B8 | 500 | 900 | 0 | 156.47 | 156.96 | 9 | 0
2040 | TVA_Transmission_2_VACAR | TVA_Transmission | VACAR | Internal | Summer | B9 | 800 | 900 | 0 | 156.47 | 156.96 | 9 | 0
2040 | TVA_Transmission_2_VACAR | TVA_Transmission | VACAR | Internal | Summer | B10 | 1262 | 900 | 0 | 92.58 | 92.58 | 9 | 0
2040 | TVA_Transmission_2_VACAR | TVA_Transmission | VACAR | Internal | Winter | B16 | 25 | 900 | 0 | 161.04 | 161.29 | 9 | 0
2040 | TVA_Transmission_2_VACAR | TVA_Transmission | VACAR | Internal | Winter | B17 | 100 | 900 | 0 | 161.14 | 154.97 | 9 | 0
2040 | TVA_Transmission_2_VACAR | TVA_Transmission | VACAR | Internal | Winter | B18 | 400 | 900 | 0 | 150.71 | 143.71 | 9 | 0
2040 | TVA_Transmission_2_VACAR | TVA_Transmission | VACAR | Internal | Winter | B19 | 700 | 900 | 0 | 149.42 | 143.71 | 9 | 0
2040 | TVA_Transmission_2_VACAR | TVA_Transmission | VACAR | Internal | Winter | B20 | 935 | 900 | 0 | 88.86 | 75.85 | 9 | 0
2040 | VACAR_2_PJM_ROR | VACAR | PJM_ROR | Internal | Shoulder | B11 | 25 | 2000 | 0 | 159.21 | 153.21 | 7 | 0
2040 | VACAR_2_PJM_ROR | VACAR | PJM_ROR | Internal | Shoulder | B12 | 200 | 2000 | 1183.78 | 146.83 | 153.83 | 7 | 0
2040 | VACAR_2_PJM_ROR | VACAR | PJM_ROR | Internal | Shoulder | B13 | 600 | 2000 | 1196.34 | 143.42 | 150.42 | 7 | 0
2040 | VACAR_2_PJM_ROR | VACAR | PJM_ROR | Internal | Shoulder | B14 | 900 | 2000 | 0 | 143.42 | 149.1 | 7 | 0
2040 | VACAR_2_PJM_ROR | VACAR | PJM_ROR | Internal | Shoulder | B15 | 1203 | 2000 | 2000 | 73.5 | 86.36 | 7 | 5.87
2040 | VACAR_2_PJM_ROR | VACAR | PJM_ROR | Internal | Summer | B1 | 10 | 2000 | 0 | 291.01 | 285.01 | 7 | 0
2040 | VACAR_2_PJM_ROR | VACAR | PJM_ROR | Internal | Summer | B2 | 25 | 2000 | 0 | 291.98 | 285.01 | 7 | 0
2040 | VACAR_2_PJM_ROR | VACAR | PJM_ROR | Internal | Summer | B3 | 75 | 2000 | 0 | 285.23 | 279.23 | 7 | 0
2040 | VACAR_2_PJM_ROR | VACAR | PJM_ROR | Internal | Summer | B4 | 100 | 2000 | 2000 | 176.34 | 186.48 | 7 | 3.14
2040 | VACAR_2_PJM_ROR | VACAR | PJM_ROR | Internal | Summer | B5 | 200 | 2000 | 1170.13 | 175.84 | 182.84 | 7 | 0
2040 | VACAR_2_PJM_ROR | VACAR | PJM_ROR | Internal | Summer | B6 | 300 | 2000 | 2000 | 156.96 | 171.1 | 7 | 7.14
2040 | VACAR_2_PJM_ROR | VACAR | PJM_ROR | Internal | Summer | B7 | 400 | 2000 | 1453.04 | 156.96 | 163.96 | 7 | 0
2040 | VACAR_2_PJM_ROR | VACAR | PJM_ROR | Internal | Summer | B8 | 500 | 2000 | 0 | 156.96 | 154.3 | 7 | 0
2040 | VACAR_2_PJM_ROR | VACAR | PJM_ROR | Internal | Summer | B9 | 800 | 2000 | 0 | 156.96 | 152.05 | 7 | 0
2040 | VACAR_2_PJM_ROR | VACAR | PJM_ROR | Internal | Summer | B10 | 1262 | 2000 | 2000 | 92.58 | 101.58 | 7 | 2
2040 | VACAR_2_PJM_ROR | VACAR | PJM_ROR | Internal | Winter | B16 | 25 | 2000 | 0 | 161.29 | 155.29 | 7 | 0
2040 | VACAR_2_PJM_ROR | VACAR | PJM_ROR | Internal | Winter | B17 | 100 | 2000 | 0 | 154.97 | 157.78 | 7 | 0
2040 | VACAR_2_PJM_ROR | VACAR | PJM_ROR | Internal | Winter | B18 | 400 | 2000 | 2000 | 143.71 | 154.95 | 7 | 4.24
2040 | VACAR_2_PJM_ROR | VACAR | PJM_ROR | Internal | Winter | B19 | 700 | 2000 | 487.25 | 143.71 | 150.71 | 7 | 0
2040 | VACAR_2_PJM_ROR | VACAR | PJM_ROR | Internal | Winter | B20 | 935 | 2000 | 2000 | 75.85 | 86.21 | 7 | 3.36
2040 | VACAR_2_SOCO | VACAR | SOCO | Internal | Shoulder | B11 | 25 | 3000 | 1701.56 | 159.21 | 166.21 | 7 | 0
2040 | VACAR_2_SOCO | VACAR | SOCO | Internal | Shoulder | B12 | 200 | 3000 | 0 | 146.83 | 152.96 | 7 | 0
2040 | VACAR_2_SOCO | VACAR | SOCO | Internal | Shoulder | B13 | 600 | 3000 | 1690.48 | 143.42 | 150.42 | 7 | 0
2040 | VACAR_2_SOCO | VACAR | SOCO | Internal | Shoulder | B14 | 900 | 3000 | 2215 | 143.42 | 150.42 | 7 | 0
2040 | VACAR_2_SOCO | VACAR | SOCO | Internal | Shoulder | B15 | 1203 | 3000 | 0 | 73.5 | 76.5 | 7 | 0
2040 | VACAR_2_SOCO | VACAR | SOCO | Internal | Summer | B1 | 10 | 3000 | 393 | 291.01 | 298.01 | 7 | 0
2040 | VACAR_2_SOCO | VACAR | SOCO | Internal | Summer | B2 | 25 | 3000 | 0 | 291.98 | 296.81 | 7 | 0
2040 | VACAR_2_SOCO | VACAR | SOCO | Internal | Summer | B3 | 75 | 3000 | 679.54 | 285.23 | 292.23 | 7 | 0
2040 | VACAR_2_SOCO | VACAR | SOCO | Internal | Summer | B4 | 100 | 3000 | 2408.94 | 176.34 | 183.34 | 7 | 0
2040 | VACAR_2_SOCO | VACAR | SOCO | Internal | Summer | B5 | 200 | 3000 | 1889.8 | 175.84 | 182.84 | 7 | 0
2040 | VACAR_2_SOCO | VACAR | SOCO | Internal | Summer | B6 | 300 | 3000 | 0 | 156.96 | 162.71 | 7 | 0
2040 | VACAR_2_SOCO | VACAR | SOCO | Internal | Summer | B7 | 400 | 3000 | 0 | 156.96 | 157.34 | 7 | 0
2040 | VACAR_2_SOCO | VACAR | SOCO | Internal | Summer | B8 | 500 | 3000 | 0 | 156.96 | 157.34 | 7 | 0
2040 | VACAR_2_SOCO | VACAR | SOCO | Internal | Summer | B9 | 800 | 3000 | 0 | 156.96 | 155.48 | 7 | 0
2040 | VACAR_2_SOCO | VACAR | SOCO | Internal | Summer | B10 | 1262 | 3000 | 0 | 92.58 | 82.58 | 7 | 0
2040 | VACAR_2_SOCO | VACAR | SOCO | Internal | Winter | B16 | 25 | 3000 | 0 | 161.29 | 168.17 | 7 | 0
2040 | VACAR_2_SOCO | VACAR | SOCO | Internal | Winter | B17 | 100 | 3000 | 912.64 | 154.97 | 161.97 | 7 | 0
2040 | VACAR_2_SOCO | VACAR | SOCO | Internal | Winter | B18 | 400 | 3000 | 1463.93 | 143.71 | 150.71 | 7 | 0
2040 | VACAR_2_SOCO | VACAR | SOCO | Internal | Winter | B19 | 700 | 3000 | 2871.65 | 143.71 | 150.71 | 7 | 0
2040 | VACAR_2_SOCO | VACAR | SOCO | Internal | Winter | B20 | 935 | 3000 | 0 | 75.85 | 78.92 | 7 | 0
2040 | VACAR_2_TVA_Transmission | VACAR | TVA_Transmission | Internal | Shoulder | B11 | 25 | 900 | 0 | 159.21 | 158.64 | 7 | 0
2040 | VACAR_2_TVA_Transmission | VACAR | TVA_Transmission | Internal | Shoulder | B12 | 200 | 900 | 0 | 146.83 | 152.37 | 7 | 0
2040 | VACAR_2_TVA_Transmission | VACAR | TVA_Transmission | Internal | Shoulder | B13 | 600 | 900 | 0 | 143.42 | 149.9 | 7 | 0
2040 | VACAR_2_TVA_Transmission | VACAR | TVA_Transmission | Internal | Shoulder | B14 | 900 | 900 | 0 | 143.42 | 149.38 | 7 | 0
2040 | VACAR_2_TVA_Transmission | VACAR | TVA_Transmission | Internal | Shoulder | B15 | 1203 | 900 | 900 | 73.5 | 86.5 | 7 | 6
2040 | VACAR_2_TVA_Transmission | VACAR | TVA_Transmission | Internal | Summer | B1 | 10 | 900 | 0 | 291.01 | 292.47 | 7 | 0
2040 | VACAR_2_TVA_Transmission | VACAR | TVA_Transmission | Internal | Summer | B2 | 25 | 900 | 0 | 291.98 | 291.01 | 7 | 0
2040 | VACAR_2_TVA_Transmission | VACAR | TVA_Transmission | Internal | Summer | B3 | 75 | 900 | 0 | 285.23 | 283.23 | 7 | 0
2040 | VACAR_2_TVA_Transmission | VACAR | TVA_Transmission | Internal | Summer | B4 | 100 | 900 | 900 | 176.34 | 185.14 | 7 | 1.8
2040 | VACAR_2_TVA_Transmission | VACAR | TVA_Transmission | Internal | Summer | B5 | 200 | 900 | 0 | 175.84 | 179.56 | 7 | 0
2040 | VACAR_2_TVA_Transmission | VACAR | TVA_Transmission | Internal | Summer | B6 | 300 | 900 | 900 | 156.96 | 164.1 | 7 | 0.14
2040 | VACAR_2_TVA_Transmission | VACAR | TVA_Transmission | Internal | Summer | B7 | 400 | 900 | 0 | 156.96 | 156.96 | 7 | 0
2040 | VACAR_2_TVA_Transmission | VACAR | TVA_Transmission | Internal | Summer | B8 | 500 | 900 | 0 | 156.96 | 156.47 | 7 | 0
2040 | VACAR_2_TVA_Transmission | VACAR | TVA_Transmission | Internal | Summer | B9 | 800 | 900 | 0 | 156.96 | 156.47 | 7 | 0
2040 | VACAR_2_TVA_Transmission | VACAR | TVA_Transmission | Internal | Summer | B10 | 1262 | 900 | 0 | 92.58 | 92.58 | 7 | 0
2040 | VACAR_2_TVA_Transmission | VACAR | TVA_Transmission | Internal | Winter | B16 | 25 | 900 | 0 | 161.29 | 161.04 | 7 | 0
2040 | VACAR_2_TVA_Transmission | VACAR | TVA_Transmission | Internal | Winter | B17 | 100 | 900 | 0 | 154.97 | 161.14 | 7 | 0
2040 | VACAR_2_TVA_Transmission | VACAR | TVA_Transmission | Internal | Winter | B18 | 400 | 900 | 84.27 | 143.71 | 150.71 | 7 | 0
2040 | VACAR_2_TVA_Transmission | VACAR | TVA_Transmission | Internal | Winter | B19 | 700 | 900 | 0 | 143.71 | 149.42 | 7 | 0
2040 | VACAR_2_TVA_Transmission | VACAR | TVA_Transmission | Internal | Winter | B20 | 935 | 900 | 900 | 75.85 | 88.86 | 7 | 6.02
2015 | AZ_NM_SNV_Coal_2_SPP_S | AZ_NM_SNV_Coal | SPP_S | External | Shoulder | B11 | 25 | 400 | 400 | 57.72 | 83.05 | 8.17 | 17.17
2015 | AZ_NM_SNV_Coal_2_SPP_S | AZ_NM_SNV_Coal | SPP_S | External | Shoulder | B12 | 200 | 400 | 0 | 57.72 | 60.04 | 8.17 | 0
2015 | AZ_NM_SNV_Coal_2_SPP_S | AZ_NM_SNV_Coal | SPP_S | External | Shoulder | B13 | 600 | 400 | 0 | 57.72 | 58.32 | 8.17 | 0
2015 | AZ_NM_SNV_Coal_2_SPP_S | AZ_NM_SNV_Coal | SPP_S | External | Shoulder | B14 | 900 | 400 | 0 | 57.72 | 57.39 | 8.17 | 0
2015 | AZ_NM_SNV_Coal_2_SPP_S | AZ_NM_SNV_Coal | SPP_S | External | Shoulder | B15 | 1203 | 400 | 0 | 57.72 | 57.39 | 8.17 | 0
2015 | AZ_NM_SNV_Coal_2_SPP_S | AZ_NM_SNV_Coal | SPP_S | External | Summer | B1 | 10 | 400 | 400 | 78.67 | 90.44 | 8.17 | 3.6
2015 | AZ_NM_SNV_Coal_2_SPP_S | AZ_NM_SNV_Coal | SPP_S | External | Summer | B2 | 25 | 400 | 400 | 75.62 | 90.44 | 8.17 | 6.65
2015 | AZ_NM_SNV_Coal_2_SPP_S | AZ_NM_SNV_Coal | SPP_S | External | Summer | B3 | 75 | 400 | 400 | 75.62 | 90.43 | 8.17 | 6.65
2015 | AZ_NM_SNV_Coal_2_SPP_S | AZ_NM_SNV_Coal | SPP_S | External | Summer | B4 | 100 | 400 | 0 | 75.62 | 83.01 | 8.17 | 0
2015 | AZ_NM_SNV_Coal_2_SPP_S | AZ_NM_SNV_Coal | SPP_S | External | Summer | B5 | 200 | 400 | 400 | 66.04 | 81.19 | 8.17 | 6.99
2015 | AZ_NM_SNV_Coal_2_SPP_S | AZ_NM_SNV_Coal | SPP_S | External | Summer | B6 | 300 | 400 | 400 | 59.95 | 72.59 | 8.17 | 4.47
2015 | AZ_NM_SNV_Coal_2_SPP_S | AZ_NM_SNV_Coal | SPP_S | External | Summer | B7 | 400 | 400 | 0 | 57.9 | 62.38 | 8.17 | 0
2015 | AZ_NM_SNV_Coal_2_SPP_S | AZ_NM_SNV_Coal | SPP_S | External | Summer | B8 | 500 | 400 | 0 | 57.9 | 58.71 | 8.17 | 0
2015 | AZ_NM_SNV_Coal_2_SPP_S | AZ_NM_SNV_Coal | SPP_S | External | Summer | B9 | 800 | 400 | 0 | 57.88 | 56.13 | 8.17 | 0
2015 | AZ_NM_SNV_Coal_2_SPP_S | AZ_NM_SNV_Coal | SPP_S | External | Summer | B10 | 1262 | 400 | 0 | 56.31 | 56 | 8.17 | 0
2015 | AZ_NM_SNV_Coal_2_SPP_S | AZ_NM_SNV_Coal | SPP_S | External | Winter | B16 | 25 | 400 | 400 | 60.36 | 70.13 | 8.17 | 1.6
2015 | AZ_NM_SNV_Coal_2_SPP_S | AZ_NM_SNV_Coal | SPP_S | External | Winter | B17 | 100 | 400 | 0 | 60.36 | 60.61 | 8.17 | 0
2015 | AZ_NM_SNV_Coal_2_SPP_S | AZ_NM_SNV_Coal | SPP_S | External | Winter | B18 | 400 | 400 | 0 | 60.36 | 59.87 | 8.17 | 0
2015 | AZ_NM_SNV_Coal_2_SPP_S | AZ_NM_SNV_Coal | SPP_S | External | Winter | B19 | 700 | 400 | 0 | 60.36 | 59.74 | 8.17 | 0
2015 | AZ_NM_SNV_Coal_2_SPP_S | AZ_NM_SNV_Coal | SPP_S | External | Winter | B20 | 935 | 400 | 0 | 60.36 | 59.74 | 8.17 | 0
2015 | ERCOT_2_SPP_S | ERCOT | SPP_S | External | Shoulder | B11 | 25 | 800 | 0 | 84 | 83.05 | 8 | 0
2015 | ERCOT_2_SPP_S | ERCOT | SPP_S | External | Shoulder | B12 | 200 | 800 | 0 | 57.25 | 60.04 | 8 | 0
2015 | ERCOT_2_SPP_S | ERCOT | SPP_S | External | Shoulder | B13 | 600 | 800 | 0 | 57.25 | 58.32 | 8 | 0
2015 | ERCOT_2_SPP_S | ERCOT | SPP_S | External | Shoulder | B14 | 900 | 800 | 0 | 57.25 | 57.39 | 8 | 0
2015 | ERCOT_2_SPP_S | ERCOT | SPP_S | External | Shoulder | B15 | 1203 | 800 | 0 | 57.25 | 57.39 | 8 | 0
2015 | ERCOT_2_SPP_S | ERCOT | SPP_S | External | Summer | B1 | 10 | 800 | 87.43 | 82.44 | 90.44 | 8 | 0
2015 | ERCOT_2_SPP_S | ERCOT | SPP_S | External | Summer | B2 | 25 | 800 | 255.07 | 82.44 | 90.44 | 8 | 0
2015 | ERCOT_2_SPP_S | ERCOT | SPP_S | External | Summer | B3 | 75 | 800 | 0.01 | 82.44 | 90.43 | 8 | 0
2015 | ERCOT_2_SPP_S | ERCOT | SPP_S | External | Summer | B4 | 100 | 800 | 0 | 82.44 | 83.01 | 8 | 0
2015 | ERCOT_2_SPP_S | ERCOT | SPP_S | External | Summer | B5 | 200 | 800 | 0 | 82.44 | 81.19 | 8 | 0
2015 | ERCOT_2_SPP_S | ERCOT | SPP_S | External | Summer | B6 | 300 | 800 | 0 | 68.25 | 72.59 | 8 | 0
2015 | ERCOT_2_SPP_S | ERCOT | SPP_S | External | Summer | B7 | 400 | 800 | 0 | 61.33 | 62.38 | 8 | 0
2015 | ERCOT_2_SPP_S | ERCOT | SPP_S | External | Summer | B8 | 500 | 800 | 0 | 56.2 | 58.71 | 8 | 0
2015 | ERCOT_2_SPP_S | ERCOT | SPP_S | External | Summer | B9 | 800 | 800 | 0 | 56.2 | 56.13 | 8 | 0
2015 | ERCOT_2_SPP_S | ERCOT | SPP_S | External | Summer | B10 | 1262 | 800 | 0 | 56.2 | 56 | 8 | 0
2015 | ERCOT_2_SPP_S | ERCOT | SPP_S | External | Winter | B16 | 25 | 800 | 664.77 | 62.13 | 70.13 | 8 | 0
2015 | ERCOT_2_SPP_S | ERCOT | SPP_S | External | Winter | B17 | 100 | 800 | 0 | 59.45 | 60.61 | 8 | 0
2015 | ERCOT_2_SPP_S | ERCOT | SPP_S | External | Winter | B18 | 400 | 800 | 0 | 59.45 | 59.87 | 8 | 0
2015 | ERCOT_2_SPP_S | ERCOT | SPP_S | External | Winter | B19 | 700 | 800 | 0 | 59.45 | 59.74 | 8 | 0
2015 | ERCOT_2_SPP_S | ERCOT | SPP_S | External | Winter | B20 | 935 | 800 | 0 | 59.14 | 59.74 | 8 | 0
2015 | MAPP_US_2_RMPA | MAPP_US | RMPA | External | Shoulder | B11 | 25 | 200 | 0 | 69.06 | 65.87 | 8 | 0
2015 | MAPP_US_2_RMPA | MAPP_US | RMPA | External | Shoulder | B12 | 200 | 200 | 0 | 57.08 | 60.98 | 8 | 0
2015 | MAPP_US_2_RMPA | MAPP_US | RMPA | External | Shoulder | B13 | 600 | 200 | 0 | 55.45 | 60.8 | 8 | 0
2015 | MAPP_US_2_RMPA | MAPP_US | RMPA | External | Shoulder | B14 | 900 | 200 | 0 | 55.45 | 60.8 | 8 | 0
2015 | MAPP_US_2_RMPA | MAPP_US | RMPA | External | Shoulder | B15 | 1203 | 200 | 0 | 55.45 | 60.8 | 8 | 0
2015 | MAPP_US_2_RMPA | MAPP_US | RMPA | External | Summer | B1 | 10 | 200 | 0 | 84.76 | 86.84 | 8 | 0
2015 | MAPP_US_2_RMPA | MAPP_US | RMPA | External | Summer | B2 | 25 | 200 | 0 | 84.38 | 83.38 | 8 | 0
2015 | MAPP_US_2_RMPA | MAPP_US | RMPA | External | Summer | B3 | 75 | 200 | 0 | 84.38 | 83.39 | 8 | 0
2015 | MAPP_US_2_RMPA | MAPP_US | RMPA | External | Summer | B4 | 100 | 200 | 0 | 79.86 | 78.86 | 8 | 0
2015 | MAPP_US_2_RMPA | MAPP_US | RMPA | External | Summer | B5 | 200 | 200 | 0 | 74.04 | 66.04 | 8 | 0
2015 | MAPP_US_2_RMPA | MAPP_US | RMPA | External | Summer | B6 | 300 | 200 | 0 | 60.27 | 59.27 | 8 | 0
2015 | MAPP_US_2_RMPA | MAPP_US | RMPA | External | Summer | B7 | 400 | 200 | 0 | 52.46 | 59.27 | 8 | 0
2015 | MAPP_US_2_RMPA | MAPP_US | RMPA | External | Summer | B8 | 500 | 200 | 0 | 52.03 | 59.27 | 8 | 0
2015 | MAPP_US_2_RMPA | MAPP_US | RMPA | External | Summer | B9 | 800 | 200 | 0 | 52.03 | 59.27 | 8 | 0
2015 | MAPP_US_2_RMPA | MAPP_US | RMPA | External | Summer | B10 | 1262 | 200 | 0 | 52.03 | 59.27 | 8 | 0
2015 | MAPP_US_2_RMPA | MAPP_US | RMPA | External | Winter | B16 | 25 | 200 | 0 | 68.11 | 68.52 | 8 | 0
2015 | MAPP_US_2_RMPA | MAPP_US | RMPA | External | Winter | B17 | 100 | 200 | 0 | 58.59 | 63.71 | 8 | 0
2015 | MAPP_US_2_RMPA | MAPP_US | RMPA | External | Winter | B18 | 400 | 200 | 0 | 58.18 | 63.71 | 8 | 0
2015 | MAPP_US_2_RMPA | MAPP_US | RMPA | External | Winter | B19 | 700 | 200 | 0 | 58.18 | 63.71 | 8 | 0
2015 | MAPP_US_2_RMPA | MAPP_US | RMPA | External | Winter | B20 | 935 | 200 | 0 | 58.18 | 60.09 | 8 | 0
2015 | NE_2_RMPA | NE | RMPA | External | Shoulder | B11 | 25 | 310 | 0 | 76.06 | 65.87 | 5 | 0
2015 | NE_2_RMPA | NE | RMPA | External | Shoulder | B12 | 200 | 310 | 0 | 60.02 | 60.98 | 5 | 0
2015 | NE_2_RMPA | NE | RMPA | External | Shoulder | B13 | 600 | 310 | 0 | 58.29 | 60.8 | 5 | 0
2015 | NE_2_RMPA | NE | RMPA | External | Shoulder | B14 | 900 | 310 | 0 | 57.37 | 60.8 | 5 | 0
2015 | NE_2_RMPA | NE | RMPA | External | Shoulder | B15 | 1203 | 310 | 0 | 57.37 | 60.8 | 5 | 0
2015 | NE_2_RMPA | NE | RMPA | External | Summer | B1 | 10 | 310 | 0 | 91.76 | 86.84 | 5 | 0
2015 | NE_2_RMPA | NE | RMPA | External | Summer | B2 | 25 | 310 | 0 | 91.38 | 83.38 | 5 | 0
2015 | NE_2_RMPA | NE | RMPA | External | Summer | B3 | 75 | 310 | 0 | 91.38 | 83.39 | 5 | 0
2015 | NE_2_RMPA | NE | RMPA | External | Summer | B4 | 100 | 310 | 0 | 86.86 | 78.86 | 5 | 0
2015 | NE_2_RMPA | NE | RMPA | External | Summer | B5 | 200 | 310 | 0 | 81.04 | 66.04 | 5 | 0
2015 | NE_2_RMPA | NE | RMPA | External | Summer | B6 | 300 | 310 | 0 | 67.27 | 59.27 | 5 | 0
2015 | NE_2_RMPA | NE | RMPA | External | Summer | B7 | 400 | 310 | 0 | 59.46 | 59.27 | 5 | 0
2015 | NE_2_RMPA | NE | RMPA | External | Summer | B8 | 500 | 310 | 0 | 58.69 | 59.27 | 5 | 0
2015 | NE_2_RMPA | NE | RMPA | External | Summer | B9 | 800 | 310 | 0 | 56.1 | 59.27 | 5 | 0
2015 | NE_2_RMPA | NE | RMPA | External | Summer | B10 | 1262 | 310 | 310 | 54.05 | 59.27 | 5 | 0.22
2015 | NE_2_RMPA | NE | RMPA | External | Winter | B16 | 25 | 310 | 0 | 70.11 | 68.52 | 5 | 0
2015 | NE_2_RMPA | NE | RMPA | External | Winter | B17 | 100 | 310 | 0 | 60.59 | 63.71 | 5 | 0
2015 | NE_2_RMPA | NE | RMPA | External | Winter | B18 | 400 | 310 | 0 | 59.85 | 63.71 | 5 | 0
2015 | NE_2_RMPA | NE | RMPA | External | Winter | B19 | 700 | 310 | 0 | 59.71 | 63.71 | 5 | 0
2015 | NE_2_RMPA | NE | RMPA | External | Winter | B20 | 935 | 310 | 84.49 | 55.09 | 60.09 | 5 | 0
2015 | NWPP_Coal_2_MAPP_US | NWPP_Coal | MAPP_US | External | Shoulder | B11 | 25 | 150 | 150 | 57.71 | 69.06 | 8 | 3.36
2015 | NWPP_Coal_2_MAPP_US | NWPP_Coal | MAPP_US | External | Shoulder | B12 | 200 | 150 | 0 | 57.71 | 57.08 | 8 | 0
2015 | NWPP_Coal_2_MAPP_US | NWPP_Coal | MAPP_US | External | Shoulder | B13 | 600 | 150 | 0 | 57.71 | 55.45 | 8 | 0
2015 | NWPP_Coal_2_MAPP_US | NWPP_Coal | MAPP_US | External | Shoulder | B14 | 900 | 150 | 0 | 57.71 | 55.45 | 8 | 0
2015 | NWPP_Coal_2_MAPP_US | NWPP_Coal | MAPP_US | External | Shoulder | B15 | 1203 | 150 | 0 | 57.71 | 55.45 | 8 | 0
2015 | NWPP_Coal_2_MAPP_US | NWPP_Coal | MAPP_US | External | Summer | B1 | 10 | 150 | 150 | 57.88 | 84.76 | 8 | 18.89
2015 | NWPP_Coal_2_MAPP_US | NWPP_Coal | MAPP_US | External | Summer | B2 | 25 | 150 | 150 | 57.88 | 84.38 | 8 | 18.5
2015 | NWPP_Coal_2_MAPP_US | NWPP_Coal | MAPP_US | External | Summer | B3 | 75 | 150 | 150 | 57.88 | 84.38 | 8 | 18.5
2015 | NWPP_Coal_2_MAPP_US | NWPP_Coal | MAPP_US | External | Summer | B4 | 100 | 150 | 150 | 57.88 | 79.86 | 8 | 13.98
2015 | NWPP_Coal_2_MAPP_US | NWPP_Coal | MAPP_US | External | Summer | B5 | 200 | 150 | 150 | 57.88 | 74.04 | 8 | 8.17
2015 | NWPP_Coal_2_MAPP_US | NWPP_Coal | MAPP_US | External | Summer | B6 | 300 | 150 | 0 | 57.88 | 60.27 | 8 | 0
2015 | NWPP_Coal_2_MAPP_US | NWPP_Coal | MAPP_US | External | Summer | B7 | 400 | 150 | 0 | 57.88 | 52.46 | 8 | 0
2015 | NWPP_Coal_2_MAPP_US | NWPP_Coal | MAPP_US | External | Summer | B8 | 500 | 150 | 0 | 57.88 | 52.03 | 8 | 0
2015 | NWPP_Coal_2_MAPP_US | NWPP_Coal | MAPP_US | External | Summer | B9 | 800 | 150 | 0 | 57.88 | 52.03 | 8 | 0
2015 | NWPP_Coal_2_MAPP_US | NWPP_Coal | MAPP_US | External | Summer | B10 | 1262 | 150 | 0 | 57.88 | 52.03 | 8 | 0
2015 | NWPP_Coal_2_MAPP_US | NWPP_Coal | MAPP_US | External | Winter | B16 | 25 | 150 | 0 | 60.35 | 68.11 | 8 | 0
2015 | NWPP_Coal_2_MAPP_US | NWPP_Coal | MAPP_US | External | Winter | B17 | 100 | 150 | 0 | 60.35 | 58.59 | 8 | 0
2015 | NWPP_Coal_2_MAPP_US | NWPP_Coal | MAPP_US | External | Winter | B18 | 400 | 150 | 0 | 60.35 | 58.18 | 8 | 0
2015 | NWPP_Coal_2_MAPP_US | NWPP_Coal | MAPP_US | External | Winter | B19 | 700 | 150 | 0 | 60.35 | 58.18 | 8 | 0
2015 | NWPP_Coal_2_MAPP_US | NWPP_Coal | MAPP_US | External | Winter | B20 | 935 | 150 | 0 | 60.35 | 58.18 | 8 | 0
2015 | RMPA_2_MAPP_US | RMPA | MAPP_US | External | Shoulder | B11 | 25 | 200 | 0 | 65.87 | 69.06 | 8 | 0
2015 | RMPA_2_MAPP_US | RMPA | MAPP_US | External | Shoulder | B12 | 200 | 200 | 0 | 60.98 | 57.08 | 8 | 0
2015 | RMPA_2_MAPP_US | RMPA | MAPP_US | External | Shoulder | B13 | 600 | 200 | 0 | 60.8 | 55.45 | 8 | 0
2015 | RMPA_2_MAPP_US | RMPA | MAPP_US | External | Shoulder | B14 | 900 | 200 | 0 | 60.8 | 55.45 | 8 | 0
2015 | RMPA_2_MAPP_US | RMPA | MAPP_US | External | Shoulder | B15 | 1203 | 200 | 0 | 60.8 | 55.45 | 8 | 0
2015 | RMPA_2_MAPP_US | RMPA | MAPP_US | External | Summer | B1 | 10 | 200 | 0 | 86.84 | 84.76 | 8 | 0
2015 | RMPA_2_MAPP_US | RMPA | MAPP_US | External | Summer | B2 | 25 | 200 | 0 | 83.38 | 84.38 | 8 | 0
2015 | RMPA_2_MAPP_US | RMPA | MAPP_US | External | Summer | B3 | 75 | 200 | 0 | 83.39 | 84.38 | 8 | 0
2015 | RMPA_2_MAPP_US | RMPA | MAPP_US | External | Summer | B4 | 100 | 200 | 0 | 78.86 | 79.86 | 8 | 0
2015 | RMPA_2_MAPP_US | RMPA | MAPP_US | External | Summer | B5 | 200 | 200 | 82.33 | 66.04 | 74.04 | 8 | 0
2015 | RMPA_2_MAPP_US | RMPA | MAPP_US | External | Summer | B6 | 300 | 200 | 0 | 59.27 | 60.27 | 8 | 0
2015 | RMPA_2_MAPP_US | RMPA | MAPP_US | External | Summer | B7 | 400 | 200 | 0 | 59.27 | 52.46 | 8 | 0
2015 | RMPA_2_MAPP_US | RMPA | MAPP_US | External | Summer | B8 | 500 | 200 | 0 | 59.27 | 52.03 | 8 | 0
2015 | RMPA_2_MAPP_US | RMPA | MAPP_US | External | Summer | B9 | 800 | 200 | 0 | 59.27 | 52.03 | 8 | 0
2015 | RMPA_2_MAPP_US | RMPA | MAPP_US | External | Summer | B10 | 1262 | 200 | 0 | 59.27 | 52.03 | 8 | 0
2015 | RMPA_2_MAPP_US | RMPA | MAPP_US | External | Winter | B16 | 25 | 200 | 0 | 68.52 | 68.11 | 8 | 0
2015 | RMPA_2_MAPP_US | RMPA | MAPP_US | External | Winter | B17 | 100 | 200 | 0 | 63.71 | 58.59 | 8 | 0
2015 | RMPA_2_MAPP_US | RMPA | MAPP_US | External | Winter | B18 | 400 | 200 | 0 | 63.71 | 58.18 | 8 | 0
2015 | RMPA_2_MAPP_US | RMPA | MAPP_US | External | Winter | B19 | 700 | 200 | 0 | 63.71 | 58.18 | 8 | 0
2015 | RMPA_2_MAPP_US | RMPA | MAPP_US | External | Winter | B20 | 935 | 200 | 0 | 60.09 | 58.18 | 8 | 0
2015 | RMPA_2_NE | RMPA | NE | External | Shoulder | B11 | 25 | 310 | 310 | 65.87 | 76.06 | 8 | 2.19
2015 | RMPA_2_NE | RMPA | NE | External | Shoulder | B12 | 200 | 310 | 0 | 60.98 | 60.02 | 8 | 0
2015 | RMPA_2_NE | RMPA | NE | External | Shoulder | B13 | 600 | 310 | 0 | 60.8 | 58.29 | 8 | 0
2015 | RMPA_2_NE | RMPA | NE | External | Shoulder | B14 | 900 | 310 | 0 | 60.8 | 57.37 | 8 | 0
2015 | RMPA_2_NE | RMPA | NE | External | Shoulder | B15 | 1203 | 310 | 0 | 60.8 | 57.37 | 8 | 0
2015 | RMPA_2_NE | RMPA | NE | External | Summer | B1 | 10 | 310 | 0 | 86.84 | 91.76 | 8 | 0
2015 | RMPA_2_NE | RMPA | NE | External | Summer | B2 | 25 | 310 | 9.56 | 83.38 | 91.38 | 8 | 0
2015 | RMPA_2_NE | RMPA | NE | External | Summer | B3 | 75 | 310 | 0 | 83.39 | 91.38 | 8 | 0
2015 | RMPA_2_NE | RMPA | NE | External | Summer | B4 | 100 | 310 | 3.22 | 78.86 | 86.86 | 8 | 0
2015 | RMPA_2_NE | RMPA | NE | External | Summer | B5 | 200 | 310 | 310 | 66.04 | 81.04 | 8 | 7
2015 | RMPA_2_NE | RMPA | NE | External | Summer | B6 | 300 | 310 | 96 | 59.27 | 67.27 | 8 | 0
2015 | RMPA_2_NE | RMPA | NE | External | Summer | B7 | 400 | 310 | 0 | 59.27 | 59.46 | 8 | 0
2015 | RMPA_2_NE | RMPA | NE | External | Summer | B8 | 500 | 310 | 0 | 59.27 | 58.69 | 8 | 0
2015 | RMPA_2_NE | RMPA | NE | External | Summer | B9 | 800 | 310 | 0 | 59.27 | 56.1 | 8 | 0
2015 | RMPA_2_NE | RMPA | NE | External | Summer | B10 | 1262 | 310 | 0 | 59.27 | 54.05 | 8 | 0
2015 | RMPA_2_NE | RMPA | NE | External | Winter | B16 | 25 | 310 | 0 | 68.52 | 70.11 | 8 | 0
2015 | RMPA_2_NE | RMPA | NE | External | Winter | B17 | 100 | 310 | 0 | 63.71 | 60.59 | 8 | 0
2015 | RMPA_2_NE | RMPA | NE | External | Winter | B18 | 400 | 310 | 0 | 63.71 | 59.85 | 8 | 0
2015 | RMPA_2_NE | RMPA | NE | External | Winter | B19 | 700 | 310 | 0 | 63.71 | 59.71 | 8 | 0
2015 | RMPA_2_NE | RMPA | NE | External | Winter | B20 | 935 | 310 | 0 | 60.09 | 55.09 | 8 | 0
2015 | RMPA_2_SPP_N | RMPA | SPP_N | External | Shoulder | B11 | 25 | 210 | 210 | 65.87 | 83.06 | 8 | 9.19
2015 | RMPA_2_SPP_N | RMPA | SPP_N | External | Shoulder | B12 | 200 | 210 | 0 | 60.98 | 60.03 | 8 | 0
2015 | RMPA_2_SPP_N | RMPA | SPP_N | External | Shoulder | B13 | 600 | 210 | 0 | 60.8 | 58.31 | 8 | 0
2015 | RMPA_2_SPP_N | RMPA | SPP_N | External | Shoulder | B14 | 900 | 210 | 0 | 60.8 | 57.38 | 8 | 0
2015 | RMPA_2_SPP_N | RMPA | SPP_N | External | Shoulder | B15 | 1203 | 210 | 0 | 60.8 | 57.38 | 8 | 0
2015 | RMPA_2_SPP_N | RMPA | SPP_N | External | Summer | B1 | 10 | 210 | 0 | 86.84 | 92.6 | 8 | 0
2015 | RMPA_2_SPP_N | RMPA | SPP_N | External | Summer | B2 | 25 | 210 | 210 | 83.38 | 92.6 | 8 | 1.22
2015 | RMPA_2_SPP_N | RMPA | SPP_N | External | Summer | B3 | 75 | 210 | 170.44 | 83.39 | 91.39 | 8 | 0
2015 | RMPA_2_SPP_N | RMPA | SPP_N | External | Summer | B4 | 100 | 210 | 210 | 78.86 | 86.87 | 8 | 0.01
2015 | RMPA_2_SPP_N | RMPA | SPP_N | External | Summer | B5 | 200 | 210 | 210 | 66.04 | 81.21 | 8 | 7.17
2015 | RMPA_2_SPP_N | RMPA | SPP_N | External | Summer | B6 | 300 | 210 | 210 | 59.27 | 72.58 | 8 | 5.31
2015 | RMPA_2_SPP_N | RMPA | SPP_N | External | Summer | B7 | 400 | 210 | 0 | 59.27 | 62.36 | 8 | 0
2015 | RMPA_2_SPP_N | RMPA | SPP_N | External | Summer | B8 | 500 | 210 | 0 | 59.27 | 58.7 | 8 | 0
2015 | RMPA_2_SPP_N | RMPA | SPP_N | External | Summer | B9 | 800 | 210 | 0 | 59.27 | 56.11 | 8 | 0
2015 | RMPA_2_SPP_N | RMPA | SPP_N | External | Summer | B10 | 1262 | 210 | 0 | 59.27 | 54.59 | 8 | 0
2015 | RMPA_2_SPP_N | RMPA | SPP_N | External | Winter | B16 | 25 | 210 | 0 | 68.52 | 70.12 | 8 | 0
2015 | RMPA_2_SPP_N | RMPA | SPP_N | External | Winter | B17 | 100 | 210 | 0 | 63.71 | 60.6 | 8 | 0
2015 | RMPA_2_SPP_N | RMPA | SPP_N | External | Winter | B18 | 400 | 210 | 0 | 63.71 | 59.86 | 8 | 0
2015 | RMPA_2_SPP_N | RMPA | SPP_N | External | Winter | B19 | 700 | 210 | 0 | 63.71 | 59.72 | 8 | 0
2015 | RMPA_2_SPP_N | RMPA | SPP_N | External | Winter | B20 | 935 | 210 | 0 | 60.09 | 56.81 | 8 | 0
2015 | SPP_N_2_RMPA | SPP_N | RMPA | External | Shoulder | B11 | 25 | 210 | 0 | 83.06 | 65.87 | 5 | 0
2015 | SPP_N_2_RMPA | SPP_N | RMPA | External | Shoulder | B12 | 200 | 210 | 0 | 60.03 | 60.98 | 5 | 0
2015 | SPP_N_2_RMPA | SPP_N | RMPA | External | Shoulder | B13 | 600 | 210 | 0 | 58.31 | 60.8 | 5 | 0
2015 | SPP_N_2_RMPA | SPP_N | RMPA | External | Shoulder | B14 | 900 | 210 | 0 | 57.38 | 60.8 | 5 | 0
2015 | SPP_N_2_RMPA | SPP_N | RMPA | External | Shoulder | B15 | 1203 | 210 | 0 | 57.38 | 60.8 | 5 | 0
2015 | SPP_N_2_RMPA | SPP_N | RMPA | External | Summer | B1 | 10 | 210 | 0 | 92.6 | 86.84 | 5 | 0
2015 | SPP_N_2_RMPA | SPP_N | RMPA | External | Summer | B2 | 25 | 210 | 0 | 92.6 | 83.38 | 5 | 0
2015 | SPP_N_2_RMPA | SPP_N | RMPA | External | Summer | B3 | 75 | 210 | 0 | 91.39 | 83.39 | 5 | 0
2015 | SPP_N_2_RMPA | SPP_N | RMPA | External | Summer | B4 | 100 | 210 | 0 | 86.87 | 78.86 | 5 | 0
2015 | SPP_N_2_RMPA | SPP_N | RMPA | External | Summer | B5 | 200 | 210 | 0 | 81.21 | 66.04 | 5 | 0
2015 | SPP_N_2_RMPA | SPP_N | RMPA | External | Summer | B6 | 300 | 210 | 0 | 72.58 | 59.27 | 5 | 0
2015 | SPP_N_2_RMPA | SPP_N | RMPA | External | Summer | B7 | 400 | 210 | 0 | 62.36 | 59.27 | 5 | 0
2015 | SPP_N_2_RMPA | SPP_N | RMPA | External | Summer | B8 | 500 | 210 | 0 | 58.7 | 59.27 | 5 | 0
2015 | SPP_N_2_RMPA | SPP_N | RMPA | External | Summer | B9 | 800 | 210 | 0 | 56.11 | 59.27 | 5 | 0
2015 | SPP_N_2_RMPA | SPP_N | RMPA | External | Summer | B10 | 1262 | 210 | 0 | 54.59 | 59.27 | 5 | 0
2015 | SPP_N_2_RMPA | SPP_N | RMPA | External | Winter | B16 | 25 | 210 | 0 | 70.12 | 68.52 | 5 | 0
2015 | SPP_N_2_RMPA | SPP_N | RMPA | External | Winter | B17 | 100 | 210 | 0 | 60.6 | 63.71 | 5 | 0
2015 | SPP_N_2_RMPA | SPP_N | RMPA | External | Winter | B18 | 400 | 210 | 0 | 59.86 | 63.71 | 5 | 0
2015 | SPP_N_2_RMPA | SPP_N | RMPA | External | Winter | B19 | 700 | 210 | 0 | 59.72 | 63.71 | 5 | 0
2015 | SPP_N_2_RMPA | SPP_N | RMPA | External | Winter | B20 | 935 | 210 | 0 | 56.81 | 60.09 | 5 | 0
2015 | SPP_S_2_ERCOT | SPP_S | ERCOT | External | Shoulder | B11 | 25 | 800 | 0 | 83.05 | 84 | 5 | 0
2015 | SPP_S_2_ERCOT | SPP_S | ERCOT | External | Shoulder | B12 | 200 | 800 | 0 | 60.04 | 57.25 | 5 | 0
2015 | SPP_S_2_ERCOT | SPP_S | ERCOT | External | Shoulder | B13 | 600 | 800 | 0 | 58.32 | 57.25 | 5 | 0
2015 | SPP_S_2_ERCOT | SPP_S | ERCOT | External | Shoulder | B14 | 900 | 800 | 0 | 57.39 | 57.25 | 5 | 0
2015 | SPP_S_2_ERCOT | SPP_S | ERCOT | External | Shoulder | B15 | 1203 | 800 | 0 | 57.39 | 57.25 | 5 | 0
2015 | SPP_S_2_ERCOT | SPP_S | ERCOT | External | Summer | B1 | 10 | 800 | 0 | 90.44 | 82.44 | 5 | 0
2015 | SPP_S_2_ERCOT | SPP_S | ERCOT | External | Summer | B2 | 25 | 800 | 0 | 90.44 | 82.44 | 5 | 0
2015 | SPP_S_2_ERCOT | SPP_S | ERCOT | External | Summer | B3 | 75 | 800 | 0 | 90.43 | 82.44 | 5 | 0
2015 | SPP_S_2_ERCOT | SPP_S | ERCOT | External | Summer | B4 | 100 | 800 | 0 | 83.01 | 82.44 | 5 | 0
2015 | SPP_S_2_ERCOT | SPP_S | ERCOT | External | Summer | B5 | 200 | 800 | 0 | 81.19 | 82.44 | 5 | 0
2015 | SPP_S_2_ERCOT | SPP_S | ERCOT | External | Summer | B6 | 300 | 800 | 0 | 72.59 | 68.25 | 5 | 0
2015 | SPP_S_2_ERCOT | SPP_S | ERCOT | External | Summer | B7 | 400 | 800 | 0 | 62.38 | 61.33 | 5 | 0
2015 | SPP_S_2_ERCOT | SPP_S | ERCOT | External | Summer | B8 | 500 | 800 | 0 | 58.71 | 56.2 | 5 | 0
2015 | SPP_S_2_ERCOT | SPP_S | ERCOT | External | Summer | B9 | 800 | 800 | 0 | 56.13 | 56.2 | 5 | 0
2015 | SPP_S_2_ERCOT | SPP_S | ERCOT | External | Summer | B10 | 1262 | 800 | 0 | 56 | 56.2 | 5 | 0
2015 | SPP_S_2_ERCOT | SPP_S | ERCOT | External | Winter | B16 | 25 | 800 | 0 | 70.13 | 62.13 | 5 | 0
2015 | SPP_S_2_ERCOT | SPP_S | ERCOT | External | Winter | B17 | 100 | 800 | 0 | 60.61 | 59.45 | 5 | 0
2015 | SPP_S_2_ERCOT | SPP_S | ERCOT | External | Winter | B18 | 400 | 800 | 0 | 59.87 | 59.45 | 5 | 0
2015 | SPP_S_2_ERCOT | SPP_S | ERCOT | External | Winter | B19 | 700 | 800 | 0 | 59.74 | 59.45 | 5 | 0
2015 | SPP_S_2_ERCOT | SPP_S | ERCOT | External | Winter | B20 | 935 | 800 | 0 | 59.74 | 59.14 | 5 | 0
2020 | AZ_NM_SNV_Coal_2_SPP_S | AZ_NM_SNV_Coal | SPP_S | External | Shoulder | B11 | 25 | 400 | 0 | 66.85 | 68.53 | 8.17 | 0
2020 | AZ_NM_SNV_Coal_2_SPP_S | AZ_NM_SNV_Coal | SPP_S | External | Shoulder | B12 | 200 | 400 | 0 | 66.85 | 65.35 | 8.17 | 0
2020 | AZ_NM_SNV_Coal_2_SPP_S | AZ_NM_SNV_Coal | SPP_S | External | Shoulder | B13 | 600 | 400 | 0 | 66.85 | 62.78 | 8.17 | 0
2020 | AZ_NM_SNV_Coal_2_SPP_S | AZ_NM_SNV_Coal | SPP_S | External | Shoulder | B14 | 900 | 400 | 0 | 66.85 | 59.23 | 8.17 | 0
2020 | AZ_NM_SNV_Coal_2_SPP_S | AZ_NM_SNV_Coal | SPP_S | External | Shoulder | B15 | 1203 | 400 | 0 | 66.34 | 56.99 | 8.17 | 0
2020 | AZ_NM_SNV_Coal_2_SPP_S | AZ_NM_SNV_Coal | SPP_S | External | Summer | B1 | 10 | 400 | 0 | 89.19 | 66.39 | 8.17 | 0
2020 | AZ_NM_SNV_Coal_2_SPP_S | AZ_NM_SNV_Coal | SPP_S | External | Summer | B2 | 25 | 400 | 0 | 89.19 | 92.88 | 8.17 | 0
2020 | AZ_NM_SNV_Coal_2_SPP_S | AZ_NM_SNV_Coal | SPP_S | External | Summer | B3 | 75 | 400 | 0 | 89.19 | 93.66 | 8.17 | 0
2020 | AZ_NM_SNV_Coal_2_SPP_S | AZ_NM_SNV_Coal | SPP_S | External | Summer | B4 | 100 | 400 | 0 | 84.85 | 92.88 | 8.17 | 0
2020 | AZ_NM_SNV_Coal_2_SPP_S | AZ_NM_SNV_Coal | SPP_S | External | Summer | B5 | 200 | 400 | 400 | 73.97 | 90.58 | 8.17 | 8.45
2020 | AZ_NM_SNV_Coal_2_SPP_S | AZ_NM_SNV_Coal | SPP_S | External | Summer | B6 | 300 | 400 | 0 | 72.82 | 73.37 | 8.17 | 0
2020 | AZ_NM_SNV_Coal_2_SPP_S | AZ_NM_SNV_Coal | SPP_S | External | Summer | B7 | 400 | 400 | 0 | 66.34 | 65.64 | 8.17 | 0
2020 | AZ_NM_SNV_Coal_2_SPP_S | AZ_NM_SNV_Coal | SPP_S | External | Summer | B8 | 500 | 400 | 0 | 65.37 | 63.95 | 8.17 | 0
2020 | AZ_NM_SNV_Coal_2_SPP_S | AZ_NM_SNV_Coal | SPP_S | External | Summer | B9 | 800 | 400 | 0 | 65.35 | 63.95 | 8.17 | 0
2020 | AZ_NM_SNV_Coal_2_SPP_S | AZ_NM_SNV_Coal | SPP_S | External | Summer | B10 | 1262 | 400 | 0 | 65.23 | 59.2 | 8.17 | 0
2020 | AZ_NM_SNV_Coal_2_SPP_S | AZ_NM_SNV_Coal | SPP_S | External | Winter | B16 | 25 | 400 | 0 | 69.88 | 68.26 | 8.17 | 0
2020 | AZ_NM_SNV_Coal_2_SPP_S | AZ_NM_SNV_Coal | SPP_S | External | Winter | B17 | 100 | 400 | 0 | 69.88 | 65.49 | 8.17 | 0
2020 | AZ_NM_SNV_Coal_2_SPP_S | AZ_NM_SNV_Coal | SPP_S | External | Winter | B18 | 400 | 400 | 0 | 69.88 | 64.15 | 8.17 | 0
2020 | AZ_NM_SNV_Coal_2_SPP_S | AZ_NM_SNV_Coal | SPP_S | External | Winter | B19 | 700 | 400 | 0 | 69.88 | 62.74 | 8.17 | 0
2020 | AZ_NM_SNV_Coal_2_SPP_S | AZ_NM_SNV_Coal | SPP_S | External | Winter | B20 | 935 | 400 | 0 | 68.35 | 59.71 | 8.17 | 0
2020 | ERCOT_2_SPP_S | ERCOT | SPP_S | External | Shoulder | B11 | 25 | 800 | 0 | 95.94 | 68.53 | 8 | 0
2020 | ERCOT_2_SPP_S | ERCOT | SPP_S | External | Shoulder | B12 | 200 | 800 | 0 | 69.91 | 65.35 | 8 | 0
2020 | ERCOT_2_SPP_S | ERCOT | SPP_S | External | Shoulder | B13 | 600 | 800 | 0 | 65.28 | 62.78 | 8 | 0
2020 | ERCOT_2_SPP_S | ERCOT | SPP_S | External | Shoulder | B14 | 900 | 800 | 0 | 65.28 | 59.23 | 8 | 0
2020 | ERCOT_2_SPP_S | ERCOT | SPP_S | External | Shoulder | B15 | 1203 | 800 | 0 | 65.28 | 56.99 | 8 | 0
2020 | ERCOT_2_SPP_S | ERCOT | SPP_S | External | Summer | B1 | 10 | 800 | 0 | 108.25 | 66.39 | 8 | 0
2020 | ERCOT_2_SPP_S | ERCOT | SPP_S | External | Summer | B2 | 25 | 800 | 0 | 97.88 | 92.88 | 8 | 0
2020 | ERCOT_2_SPP_S | ERCOT | SPP_S | External | Summer | B3 | 75 | 800 | 0 | 94.24 | 93.66 | 8 | 0
2020 | ERCOT_2_SPP_S | ERCOT | SPP_S | External | Summer | B4 | 100 | 800 | 0 | 94.24 | 92.88 | 8 | 0
2020 | ERCOT_2_SPP_S | ERCOT | SPP_S | External | Summer | B5 | 200 | 800 | 0 | 94.24 | 90.58 | 8 | 0
2020 | ERCOT_2_SPP_S | ERCOT | SPP_S | External | Summer | B6 | 300 | 800 | 0 | 94.24 | 73.37 | 8 | 0
2020 | ERCOT_2_SPP_S | ERCOT | SPP_S | External | Summer | B7 | 400 | 800 | 0 | 70.02 | 65.64 | 8 | 0
2020 | ERCOT_2_SPP_S | ERCOT | SPP_S | External | Summer | B8 | 500 | 800 | 0 | 64.14 | 63.95 | 8 | 0
2020 | ERCOT_2_SPP_S | ERCOT | SPP_S | External | Summer | B9 | 800 | 800 | 0 | 64.14 | 63.95 | 8 | 0
2020 | ERCOT_2_SPP_S | ERCOT | SPP_S | External | Summer | B10 | 1262 | 800 | 0 | 64.14 | 59.2 | 8 | 0
2020 | ERCOT_2_SPP_S | ERCOT | SPP_S | External | Winter | B16 | 25 | 800 | 0 | 74.85 | 68.26 | 8 | 0
2020 | ERCOT_2_SPP_S | ERCOT | SPP_S | External | Winter | B17 | 100 | 800 | 0 | 70.49 | 65.49 | 8 | 0
2020 | ERCOT_2_SPP_S | ERCOT | SPP_S | External | Winter | B18 | 400 | 800 | 0 | 67.74 | 64.15 | 8 | 0
2020 | ERCOT_2_SPP_S | ERCOT | SPP_S | External | Winter | B19 | 700 | 800 | 0 | 67.74 | 62.74 | 8 | 0
2020 | ERCOT_2_SPP_S | ERCOT | SPP_S | External | Winter | B20 | 935 | 800 | 0 | 67.74 | 59.71 | 8 | 0
2020 | MAPP_US_2_RMPA | MAPP_US | RMPA | External | Shoulder | B11 | 25 | 200 | 0 | 69.61 | 70.35 | 8 | 0
2020 | MAPP_US_2_RMPA | MAPP_US | RMPA | External | Shoulder | B12 | 200 | 200 | 0 | 63.34 | 70.35 | 8 | 0
2020 | MAPP_US_2_RMPA | MAPP_US | RMPA | External | Shoulder | B13 | 600 | 200 | 200 | 59.32 | 67.78 | 8 | 0.47
2020 | MAPP_US_2_RMPA | MAPP_US | RMPA | External | Shoulder | B14 | 900 | 200 | 127.27 | 57.22 | 65.22 | 8 | 0
2020 | MAPP_US_2_RMPA | MAPP_US | RMPA | External | Shoulder | B15 | 1203 | 200 | 200 | 56.19 | 64.67 | 8 | 0.49
2020 | MAPP_US_2_RMPA | MAPP_US | RMPA | External | Summer | B1 | 10 | 200 | 0 | 98.11 | 97.35 | 8 | 0
2020 | MAPP_US_2_RMPA | MAPP_US | RMPA | External | Summer | B2 | 25 | 200 | 0 | 96.82 | 95.82 | 8 | 0
2020 | MAPP_US_2_RMPA | MAPP_US | RMPA | External | Summer | B3 | 75 | 200 | 0 | 96.82 | 95.82 | 8 | 0
2020 | MAPP_US_2_RMPA | MAPP_US | RMPA | External | Summer | B4 | 100 | 200 | 0 | 94.89 | 87.98 | 8 | 0
2020 | MAPP_US_2_RMPA | MAPP_US | RMPA | External | Summer | B5 | 200 | 200 | 0 | 90.64 | 80.97 | 8 | 0
2020 | MAPP_US_2_RMPA | MAPP_US | RMPA | External | Summer | B6 | 300 | 200 | 0 | 71.37 | 68.58 | 8 | 0
2020 | MAPP_US_2_RMPA | MAPP_US | RMPA | External | Summer | B7 | 400 | 200 | 0 | 61.86 | 68.58 | 8 | 0
2020 | MAPP_US_2_RMPA | MAPP_US | RMPA | External | Summer | B8 | 500 | 200 | 200 | 56.19 | 68.58 | 8 | 4.39
2020 | MAPP_US_2_RMPA | MAPP_US | RMPA | External | Summer | B9 | 800 | 200 | 200 | 55.7 | 67.7 | 8 | 4
2020 | MAPP_US_2_RMPA | MAPP_US | RMPA | External | Summer | B10 | 1262 | 200 | 200 | 55.67 | 64.2 | 8 | 0.53
2020 | MAPP_US_2_RMPA | MAPP_US | RMPA | External | Winter | B16 | 25 | 200 | 200 | 65.6 | 73.69 | 8 | 0.09
2020 | MAPP_US_2_RMPA | MAPP_US | RMPA | External | Winter | B17 | 100 | 200 | 200 | 60.46 | 73.69 | 8 | 5.23
2020 | MAPP_US_2_RMPA | MAPP_US | RMPA | External | Winter | B18 | 400 | 200 | 200 | 60.46 | 69.15 | 8 | 0.68
2020 | MAPP_US_2_RMPA | MAPP_US | RMPA | External | Winter | B19 | 700 | 200 | 200 | 60.46 | 69.15 | 8 | 0.68
2020 | MAPP_US_2_RMPA | MAPP_US | RMPA | External | Winter | B20 | 935 | 200 | 0 | 57.69 | 61.07 | 8 | 0
2020 | NE_2_RMPA | NE | RMPA | External | Shoulder | B11 | 25 | 310 | 0 | 76.61 | 70.35 | 5 | 0
2020 | NE_2_RMPA | NE | RMPA | External | Shoulder | B12 | 200 | 310 | 50.75 | 65.35 | 70.35 | 5 | 0
2020 | NE_2_RMPA | NE | RMPA | External | Shoulder | B13 | 600 | 310 | 51.17 | 62.78 | 67.78 | 5 | 0
2020 | NE_2_RMPA | NE | RMPA | External | Shoulder | B14 | 900 | 310 | 310 | 60.05 | 65.22 | 5 | 0.17
2020 | NE_2_RMPA | NE | RMPA | External | Shoulder | B15 | 1203 | 310 | 310 | 58.19 | 64.67 | 5 | 1.49
2020 | NE_2_RMPA | NE | RMPA | External | Summer | B1 | 10 | 310 | 0 | 105.11 | 97.35 | 5 | 0
2020 | NE_2_RMPA | NE | RMPA | External | Summer | B2 | 25 | 310 | 0 | 103.82 | 95.82 | 5 | 0
2020 | NE_2_RMPA | NE | RMPA | External | Summer | B3 | 75 | 310 | 0 | 103.82 | 95.82 | 5 | 0
2020 | NE_2_RMPA | NE | RMPA | External | Summer | B4 | 100 | 310 | 0 | 101.89 | 87.98 | 5 | 0
2020 | NE_2_RMPA | NE | RMPA | External | Summer | B5 | 200 | 310 | 0 | 97.64 | 80.97 | 5 | 0
2020 | NE_2_RMPA | NE | RMPA | External | Summer | B6 | 300 | 310 | 0 | 76.58 | 68.58 | 5 | 0
2020 | NE_2_RMPA | NE | RMPA | External | Summer | B7 | 400 | 310 | 0 | 67.97 | 68.58 | 5 | 0
2020 | NE_2_RMPA | NE | RMPA | External | Summer | B8 | 500 | 310 | 0 | 63.64 | 68.58 | 5 | 0
2020 | NE_2_RMPA | NE | RMPA | External | Summer | B9 | 800 | 310 | 4.41 | 62.7 | 67.7 | 5 | 0
2020 | NE_2_RMPA | NE | RMPA | External | Summer | B10 | 1262 | 310 | 244.71 | 59.2 | 64.2 | 5 | 0
2020 | NE_2_RMPA | NE | RMPA | External | Winter | B16 | 25 | 310 | 0 | 72.6 | 73.69 | 5 | 0
2020 | NE_2_RMPA | NE | RMPA | External | Winter | B17 | 100 | 310 | 310 | 67.46 | 73.69 | 5 | 1.23
2020 | NE_2_RMPA | NE | RMPA | External | Winter | B18 | 400 | 310 | 13.94 | 64.15 | 69.15 | 5 | 0
2020 | NE_2_RMPA | NE | RMPA | External | Winter | B19 | 700 | 310 | 122.61 | 64.15 | 69.15 | 5 | 0
2020 | NE_2_RMPA | NE | RMPA | External | Winter | B20 | 935 | 310 | 0 | 60.2 | 61.07 | 5 | 0
2020 | NWPP_Coal_2_MAPP_US | NWPP_Coal | MAPP_US | External | Shoulder | B11 | 25 | 150 | 0 | 72.84 | 69.61 | 8 | 0
2020 | NWPP_Coal_2_MAPP_US | NWPP_Coal | MAPP_US | External | Shoulder | B12 | 200 | 150 | 0 | 72.84 | 63.34 | 8 | 0
2020 | NWPP_Coal_2_MAPP_US | NWPP_Coal | MAPP_US | External | Shoulder | B13 | 600 | 150 | 0 | 72.84 | 59.32 | 8 | 0
2020 | NWPP_Coal_2_MAPP_US | NWPP_Coal | MAPP_US | External | Shoulder | B14 | 900 | 150 | 0 | 72.84 | 57.22 | 8 | 0
2020 | NWPP_Coal_2_MAPP_US | NWPP_Coal | MAPP_US | External | Shoulder | B15 | 1203 | 150 | 0 | 72.84 | 56.19 | 8 | 0
2020 | NWPP_Coal_2_MAPP_US | NWPP_Coal | MAPP_US | External | Summer | B1 | 10 | 150 | 150 | 76.23 | 98.11 | 8 | 13.89
2020 | NWPP_Coal_2_MAPP_US | NWPP_Coal | MAPP_US | External | Summer | B2 | 25 | 150 | 150 | 76.23 | 96.82 | 8 | 12.6
2020 | NWPP_Coal_2_MAPP_US | NWPP_Coal | MAPP_US | External | Summer | B3 | 75 | 150 | 150 | 72.81 | 96.82 | 8 | 16.02
2020 | NWPP_Coal_2_MAPP_US | NWPP_Coal | MAPP_US | External | Summer | B4 | 100 | 150 | 150 | 72.81 | 94.89 | 8 | 14.08
2020 | NWPP_Coal_2_MAPP_US | NWPP_Coal | MAPP_US | External | Summer | B5 | 200 | 150 | 150 | 72.81 | 90.64 | 8 | 9.83
2020 | NWPP_Coal_2_MAPP_US | NWPP_Coal | MAPP_US | External | Summer | B6 | 300 | 150 | 0 | 72.81 | 71.37 | 8 | 0
2020 | NWPP_Coal_2_MAPP_US | NWPP_Coal | MAPP_US | External | Summer | B7 | 400 | 150 | 0 | 72.81 | 61.86 | 8 | 0
2020 | NWPP_Coal_2_MAPP_US | NWPP_Coal | MAPP_US | External | Summer | B8 | 500 | 150 | 0 | 72.81 | 56.19 | 8 | 0
2020 | NWPP_Coal_2_MAPP_US | NWPP_Coal | MAPP_US | External | Summer | B9 | 800 | 150 | 0 | 72.81 | 55.7 | 8 | 0
2020 | NWPP_Coal_2_MAPP_US | NWPP_Coal | MAPP_US | External | Summer | B10 | 1262 | 150 | 0 | 72.81 | 55.67 | 8 | 0
2020 | NWPP_Coal_2_MAPP_US | NWPP_Coal | MAPP_US | External | Winter | B16 | 25 | 150 | 0 | 76.51 | 65.6 | 8 | 0
2020 | NWPP_Coal_2_MAPP_US | NWPP_Coal | MAPP_US | External | Winter | B17 | 100 | 150 | 0 | 76.51 | 60.46 | 8 | 0
2020 | NWPP_Coal_2_MAPP_US | NWPP_Coal | MAPP_US | External | Winter | B18 | 400 | 150 | 0 | 76.51 | 60.46 | 8 | 0
2020 | NWPP_Coal_2_MAPP_US | NWPP_Coal | MAPP_US | External | Winter | B19 | 700 | 150 | 0 | 76.51 | 60.46 | 8 | 0
2020 | NWPP_Coal_2_MAPP_US | NWPP_Coal | MAPP_US | External | Winter | B20 | 935 | 150 | 0 | 76.51 | 57.69 | 8 | 0
2020 | RMPA_2_MAPP_US | RMPA | MAPP_US | External | Shoulder | B11 | 25 | 200 | 0 | 70.35 | 69.61 | 8 | 0
2020 | RMPA_2_MAPP_US | RMPA | MAPP_US | External | Shoulder | B12 | 200 | 200 | 0 | 70.35 | 63.34 | 8 | 0
2020 | RMPA_2_MAPP_US | RMPA | MAPP_US | External | Shoulder | B13 | 600 | 200 | 0 | 67.78 | 59.32 | 8 | 0
2020 | RMPA_2_MAPP_US | RMPA | MAPP_US | External | Shoulder | B14 | 900 | 200 | 0 | 65.22 | 57.22 | 8 | 0
2020 | RMPA_2_MAPP_US | RMPA | MAPP_US | External | Shoulder | B15 | 1203 | 200 | 0 | 64.67 | 56.19 | 8 | 0
2020 | RMPA_2_MAPP_US | RMPA | MAPP_US | External | Summer | B1 | 10 | 200 | 0 | 97.35 | 98.11 | 8 | 0
2020 | RMPA_2_MAPP_US | RMPA | MAPP_US | External | Summer | B2 | 25 | 200 | 0 | 95.82 | 96.82 | 8 | 0
2020 | RMPA_2_MAPP_US | RMPA | MAPP_US | External | Summer | B3 | 75 | 200 | 0 | 95.82 | 96.82 | 8 | 0
2020 | RMPA_2_MAPP_US | RMPA | MAPP_US | External | Summer | B4 | 100 | 200 | 0 | 87.98 | 94.89 | 8 | 0
2020 | RMPA_2_MAPP_US | RMPA | MAPP_US | External | Summer | B5 | 200 | 200 | 200 | 80.97 | 90.64 | 8 | 1.67
2020 | RMPA_2_MAPP_US | RMPA | MAPP_US | External | Summer | B6 | 300 | 200 | 0 | 68.58 | 71.37 | 8 | 0
2020 | RMPA_2_MAPP_US | RMPA | MAPP_US | External | Summer | B7 | 400 | 200 | 0 | 68.58 | 61.86 | 8 | 0
2020 | RMPA_2_MAPP_US | RMPA | MAPP_US | External | Summer | B8 | 500 | 200 | 0 | 68.58 | 56.19 | 8 | 0
2020 | RMPA_2_MAPP_US | RMPA | MAPP_US | External | Summer | B9 | 800 | 200 | 0 | 67.7 | 55.7 | 8 | 0
2020 | RMPA_2_MAPP_US | RMPA | MAPP_US | External | Summer | B10 | 1262 | 200 | 0 | 64.2 | 55.67 | 8 | 0
2020 | RMPA_2_MAPP_US | RMPA | MAPP_US | External | Winter | B16 | 25 | 200 | 0 | 73.69 | 65.6 | 8 | 0
2020 | RMPA_2_MAPP_US | RMPA | MAPP_US | External | Winter | B17 | 100 | 200 | 0 | 73.69 | 60.46 | 8 | 0
2020 | RMPA_2_MAPP_US | RMPA | MAPP_US | External | Winter | B18 | 400 | 200 | 0 | 69.15 | 60.46 | 8 | 0
2020 | RMPA_2_MAPP_US | RMPA | MAPP_US | External | Winter | B19 | 700 | 200 | 0 | 69.15 | 60.46 | 8 | 0
2020 | RMPA_2_MAPP_US | RMPA | MAPP_US | External | Winter | B20 | 935 | 200 | 0 | 61.07 | 57.69 | 8 | 0
2020 | RMPA_2_NE | RMPA | NE | External | Shoulder | B11 | 25 | 310 | 0 | 70.35 | 76.61 | 8 | 0
2020 | RMPA_2_NE | RMPA | NE | External | Shoulder | B12 | 200 | 310 | 0 | 70.35 | 65.35 | 8 | 0
2020 | RMPA_2_NE | RMPA | NE | External | Shoulder | B13 | 600 | 310 | 0 | 67.78 | 62.78 | 8 | 0
2020 | RMPA_2_NE | RMPA | NE | External | Shoulder | B14 | 900 | 310 | 0 | 65.22 | 60.05 | 8 | 0
2020 | RMPA_2_NE | RMPA | NE | External | Shoulder | B15 | 1203 | 310 | 0 | 64.67 | 58.19 | 8 | 0
2020 | RMPA_2_NE | RMPA | NE | External | Summer | B1 | 10 | 310 | 0 | 97.35 | 105.11 | 8 | 0
2020 | RMPA_2_NE | RMPA | NE | External | Summer | B2 | 25 | 310 | 237.06 | 95.82 | 103.82 | 8 | 0
2020 | RMPA_2_NE | RMPA | NE | External | Summer | B3 | 75 | 310 | 183.53 | 95.82 | 103.82 | 8 | 0
2020 | RMPA_2_NE | RMPA | NE | External | Summer | B4 | 100 | 310 | 310 | 87.98 | 101.89 | 8 | 5.91
2020 | RMPA_2_NE | RMPA | NE | External | Summer | B5 | 200 | 310 | 310 | 80.97 | 97.64 | 8 | 8.67
2020 | RMPA_2_NE | RMPA | NE | External | Summer | B6 | 300 | 310 | 228.51 | 68.58 | 76.58 | 8 | 0
2020 | RMPA_2_NE | RMPA | NE | External | Summer | B7 | 400 | 310 | 0 | 68.58 | 67.97 | 8 | 0
2020 | RMPA_2_NE | RMPA | NE | External | Summer | B8 | 500 | 310 | 0 | 68.58 | 63.64 | 8 | 0
2020 | RMPA_2_NE | RMPA | NE | External | Summer | B9 | 800 | 310 | 0 | 67.7 | 62.7 | 8 | 0
2020 | RMPA_2_NE | RMPA | NE | External | Summer | B10 | 1262 | 310 | 0 | 64.2 | 59.2 | 8 | 0
2020 | RMPA_2_NE | RMPA | NE | External | Winter | B16 | 25 | 310 | 0 | 73.69 | 72.6 | 8 | 0
2020 | RMPA_2_NE | RMPA | NE | External | Winter | B17 | 100 | 310 | 0 | 73.69 | 67.46 | 8 | 0
2020 | RMPA_2_NE | RMPA | NE | External | Winter | B18 | 400 | 310 | 0 | 69.15 | 64.15 | 8 | 0
2020 | RMPA_2_NE | RMPA | NE | External | Winter | B19 | 700 | 310 | 0 | 69.15 | 64.15 | 8 | 0
2020 | RMPA_2_NE | RMPA | NE | External | Winter | B20 | 935 | 310 | 0 | 61.07 | 60.2 | 8 | 0
2020 | RMPA_2_SPP_N | RMPA | SPP_N | External | Shoulder | B11 | 25 | 210 | 0 | 70.35 | 71.61 | 8 | 0
2020 | RMPA_2_SPP_N | RMPA | SPP_N | External | Shoulder | B12 | 200 | 210 | 0 | 70.35 | 65.34 | 8 | 0
2020 | RMPA_2_SPP_N | RMPA | SPP_N | External | Shoulder | B13 | 600 | 210 | 0 | 67.78 | 62.77 | 8 | 0
2020 | RMPA_2_SPP_N | RMPA | SPP_N | External | Shoulder | B14 | 900 | 210 | 0 | 65.22 | 59.22 | 8 | 0
2020 | RMPA_2_SPP_N | RMPA | SPP_N | External | Shoulder | B15 | 1203 | 210 | 0 | 64.67 | 57 | 8 | 0
2020 | RMPA_2_SPP_N | RMPA | SPP_N | External | Summer | B1 | 10 | 210 | 0 | 97.35 | 99.82 | 8 | 0
2020 | RMPA_2_SPP_N | RMPA | SPP_N | External | Summer | B2 | 25 | 210 | 0 | 95.82 | 98.81 | 8 | 0
2020 | RMPA_2_SPP_N | RMPA | SPP_N | External | Summer | B3 | 75 | 210 | 0 | 95.82 | 100.28 | 8 | 0
2020 | RMPA_2_SPP_N | RMPA | SPP_N | External | Summer | B4 | 100 | 210 | 210 | 87.98 | 96.89 | 8 | 0.91
2020 | RMPA_2_SPP_N | RMPA | SPP_N | External | Summer | B5 | 200 | 210 | 210 | 80.97 | 92.63 | 8 | 3.66
2020 | RMPA_2_SPP_N | RMPA | SPP_N | External | Summer | B6 | 300 | 210 | 0 | 68.58 | 73.36 | 8 | 0
2020 | RMPA_2_SPP_N | RMPA | SPP_N | External | Summer | B7 | 400 | 210 | 0 | 68.58 | 65.63 | 8 | 0
2020 | RMPA_2_SPP_N | RMPA | SPP_N | External | Summer | B8 | 500 | 210 | 0 | 68.58 | 63.65 | 8 | 0
2020 | RMPA_2_SPP_N | RMPA | SPP_N | External | Summer | B9 | 800 | 210 | 0 | 67.7 | 62.71 | 8 | 0
2020 | RMPA_2_SPP_N | RMPA | SPP_N | External | Summer | B10 | 1262 | 210 | 0 | 64.2 | 59.19 | 8 | 0
2020 | RMPA_2_SPP_N | RMPA | SPP_N | External | Winter | B16 | 25 | 210 | 0 | 73.69 | 69.97 | 8 | 0
2020 | RMPA_2_SPP_N | RMPA | SPP_N | External | Winter | B17 | 100 | 210 | 0 | 73.69 | 65.47 | 8 | 0
2020 | RMPA_2_SPP_N | RMPA | SPP_N | External | Winter | B18 | 400 | 210 | 0 | 69.15 | 64.14 | 8 | 0
2020 | RMPA_2_SPP_N | RMPA | SPP_N | External | Winter | B19 | 700 | 210 | 0 | 69.15 | 62.73 | 8 | 0
2020 | RMPA_2_SPP_N | RMPA | SPP_N | External | Winter | B20 | 935 | 210 | 0 | 61.07 | 59.69 | 8 | 0
2020 | SPP_N_2_RMPA | SPP_N | RMPA | External | Shoulder | B11 | 25 | 210 | 0 | 71.61 | 70.35 | 5 | 0
2020 | SPP_N_2_RMPA | SPP_N | RMPA | External | Shoulder | B12 | 200 | 210 | 210 | 65.34 | 70.35 | 5 | 0.01
2020 | SPP_N_2_RMPA | SPP_N | RMPA | External | Shoulder | B13 | 600 | 210 | 210 | 62.77 | 67.78 | 5 | 0.01
2020 | SPP_N_2_RMPA | SPP_N | RMPA | External | Shoulder | B14 | 900 | 210 | 210 | 59.22 | 65.22 | 5 | 1
2020 | SPP_N_2_RMPA | SPP_N | RMPA | External | Shoulder | B15 | 1203 | 210 | 210 | 57 | 64.67 | 5 | 2.67
2020 | SPP_N_2_RMPA | SPP_N | RMPA | External | Summer | B1 | 10 | 210 | 0 | 99.82 | 97.35 | 5 | 0
2020 | SPP_N_2_RMPA | SPP_N | RMPA | External | Summer | B2 | 25 | 210 | 0 | 98.81 | 95.82 | 5 | 0
2020 | SPP_N_2_RMPA | SPP_N | RMPA | External | Summer | B3 | 75 | 210 | 0 | 100.28 | 95.82 | 5 | 0
2020 | SPP_N_2_RMPA | SPP_N | RMPA | External | Summer | B4 | 100 | 210 | 0 | 96.89 | 87.98 | 5 | 0
2020 | SPP_N_2_RMPA | SPP_N | RMPA | External | Summer | B5 | 200 | 210 | 0 | 92.63 | 80.97 | 5 | 0
2020 | SPP_N_2_RMPA | SPP_N | RMPA | External | Summer | B6 | 300 | 210 | 0 | 73.36 | 68.58 | 5 | 0
2020 | SPP_N_2_RMPA | SPP_N | RMPA | External | Summer | B7 | 400 | 210 | 0 | 65.63 | 68.58 | 5 | 0
2020 | SPP_N_2_RMPA | SPP_N | RMPA | External | Summer | B8 | 500 | 210 | 0 | 63.65 | 68.58 | 5 | 0
2020 | SPP_N_2_RMPA | SPP_N | RMPA | External | Summer | B9 | 800 | 210 | 0 | 62.71 | 67.7 | 5 | 0
2020 | SPP_N_2_RMPA | SPP_N | RMPA | External | Summer | B10 | 1262 | 210 | 210 | 59.19 | 64.2 | 5 | 0.01
2020 | SPP_N_2_RMPA | SPP_N | RMPA | External | Winter | B16 | 25 | 210 | 0 | 69.97 | 73.69 | 5 | 0
2020 | SPP_N_2_RMPA | SPP_N | RMPA | External | Winter | B17 | 100 | 210 | 210 | 65.47 | 73.69 | 5 | 3.22
2020 | SPP_N_2_RMPA | SPP_N | RMPA | External | Winter | B18 | 400 | 210 | 210 | 64.14 | 69.15 | 5 | 0.01
2020 | SPP_N_2_RMPA | SPP_N | RMPA | External | Winter | B19 | 700 | 210 | 210 | 62.73 | 69.15 | 5 | 1.42
2020 | SPP_N_2_RMPA | SPP_N | RMPA | External | Winter | B20 | 935 | 210 | 0 | 59.69 | 61.07 | 5 | 0
2020 | SPP_S_2_ERCOT | SPP_S | ERCOT | External | Shoulder | B11 | 25 | 800 | 800 | 68.53 | 95.94 | 5 | 22.41
2020 | SPP_S_2_ERCOT | SPP_S | ERCOT | External | Shoulder | B12 | 200 | 800 | 0 | 65.35 | 69.91 | 5 | 0
2020 | SPP_S_2_ERCOT | SPP_S | ERCOT | External | Shoulder | B13 | 600 | 800 | 0 | 62.78 | 65.28 | 5 | 0
2020 | SPP_S_2_ERCOT | SPP_S | ERCOT | External | Shoulder | B14 | 900 | 800 | 800 | 59.23 | 65.28 | 5 | 1.04
2020 | SPP_S_2_ERCOT | SPP_S | ERCOT | External | Shoulder | B15 | 1203 | 800 | 800 | 56.99 | 65.28 | 5 | 3.29
2020 | SPP_S_2_ERCOT | SPP_S | ERCOT | External | Summer | B1 | 10 | 800 | 800 | 66.39 | 108.25 | 5 | 36.86
2020 | SPP_S_2_ERCOT | SPP_S | ERCOT | External | Summer | B2 | 25 | 800 | 442.16 | 92.88 | 97.88 | 5 | 0
2020 | SPP_S_2_ERCOT | SPP_S | ERCOT | External | Summer | B3 | 75 | 800 | 0 | 93.66 | 94.24 | 5 | 0
2020 | SPP_S_2_ERCOT | SPP_S | ERCOT | External | Summer | B4 | 100 | 800 | 0 | 92.88 | 94.24 | 5 | 0
2020 | SPP_S_2_ERCOT | SPP_S | ERCOT | External | Summer | B5 | 200 | 800 | 0 | 90.58 | 94.24 | 5 | 0
2020 | SPP_S_2_ERCOT | SPP_S | ERCOT | External | Summer | B6 | 300 | 800 | 800 | 73.37 | 94.24 | 5 | 15.87
2020 | SPP_S_2_ERCOT | SPP_S | ERCOT | External | Summer | B7 | 400 | 800 | 0 | 65.64 | 70.02 | 5 | 0
2020 | SPP_S_2_ERCOT | SPP_S | ERCOT | External | Summer | B8 | 500 | 800 | 0 | 63.95 | 64.14 | 5 | 0
2020 | SPP_S_2_ERCOT | SPP_S | ERCOT | External | Summer | B9 | 800 | 800 | 0 | 63.95 | 64.14 | 5 | 0
2020 | SPP_S_2_ERCOT | SPP_S | ERCOT | External | Summer | B10 | 1262 | 800 | 0 | 59.2 | 64.14 | 5 | 0
2020 | SPP_S_2_ERCOT | SPP_S | ERCOT | External | Winter | B16 | 25 | 800 | 800 | 68.26 | 74.85 | 5 | 1.59
2020 | SPP_S_2_ERCOT | SPP_S | ERCOT | External | Winter | B17 | 100 | 800 | 740.19 | 65.49 | 70.49 | 5 | 0
2020 | SPP_S_2_ERCOT | SPP_S | ERCOT | External | Winter | B18 | 400 | 800 | 0 | 64.15 | 67.74 | 5 | 0
2020 | SPP_S_2_ERCOT | SPP_S | ERCOT | External | Winter | B19 | 700 | 800 | 455.56 | 62.74 | 67.74 | 5 | 0
2020 | SPP_S_2_ERCOT | SPP_S | ERCOT | External | Winter | B20 | 935 | 800 | 800 | 59.71 | 67.74 | 5 | 3.04
2025 | AZ_NM_SNV_Coal_2_SPP_S | AZ_NM_SNV_Coal | SPP_S | External | Shoulder | B11 | 25 | 400 | 0 | 72.49 | 76.97 | 8.17 | 0
2025 | AZ_NM_SNV_Coal_2_SPP_S | AZ_NM_SNV_Coal | SPP_S | External | Shoulder | B12 | 200 | 400 | 0 | 72.49 | 70.5 | 8.17 | 0
2025 | AZ_NM_SNV_Coal_2_SPP_S | AZ_NM_SNV_Coal | SPP_S | External | Shoulder | B13 | 600 | 400 | 0 | 72.49 | 70.5 | 8.17 | 0
2025 | AZ_NM_SNV_Coal_2_SPP_S | AZ_NM_SNV_Coal | SPP_S | External | Shoulder | B14 | 900 | 400 | 0 | 72.49 | 63.4 | 8.17 | 0
2025 | AZ_NM_SNV_Coal_2_SPP_S | AZ_NM_SNV_Coal | SPP_S | External | Shoulder | B15 | 1203 | 400 | 0 | 72.49 | 61.37 | 8.17 | 0
2025 | AZ_NM_SNV_Coal_2_SPP_S | AZ_NM_SNV_Coal | SPP_S | External | Summer | B1 | 10 | 400 | 0 | 107.48 | 73.31 | 8.17 | 0
2025 | AZ_NM_SNV_Coal_2_SPP_S | AZ_NM_SNV_Coal | SPP_S | External | Summer | B2 | 25 | 400 | 0 | 97.41 | 100.23 | 8.17 | 0
2025 | AZ_NM_SNV_Coal_2_SPP_S | AZ_NM_SNV_Coal | SPP_S | External | Summer | B3 | 75 | 400 | 388.75 | 97.41 | 105.57 | 8.17 | 0
2025 | AZ_NM_SNV_Coal_2_SPP_S | AZ_NM_SNV_Coal | SPP_S | External | Summer | B4 | 100 | 400 | 0 | 95.17 | 100.23 | 8.17 | 0
2025 | AZ_NM_SNV_Coal_2_SPP_S | AZ_NM_SNV_Coal | SPP_S | External | Summer | B5 | 200 | 400 | 400 | 87.03 | 100.23 | 8.17 | 5.04
2025 | AZ_NM_SNV_Coal_2_SPP_S | AZ_NM_SNV_Coal | SPP_S | External | Summer | B6 | 300 | 400 | 0 | 87.02 | 85.54 | 8.17 | 0
2025 | AZ_NM_SNV_Coal_2_SPP_S | AZ_NM_SNV_Coal | SPP_S | External | Summer | B7 | 400 | 400 | 0 | 78.84 | 77.59 | 8.17 | 0
2025 | AZ_NM_SNV_Coal_2_SPP_S | AZ_NM_SNV_Coal | SPP_S | External | Summer | B8 | 500 | 400 | 0 | 78.84 | 70.28 | 8.17 | 0
2025 | AZ_NM_SNV_Coal_2_SPP_S | AZ_NM_SNV_Coal | SPP_S | External | Summer | B9 | 800 | 400 | 0 | 75.3 | 69.11 | 8.17 | 0
2025 | AZ_NM_SNV_Coal_2_SPP_S | AZ_NM_SNV_Coal | SPP_S | External | Summer | B10 | 1262 | 400 | 0 | 70.69 | 64.24 | 8.17 | 0
2025 | AZ_NM_SNV_Coal_2_SPP_S | AZ_NM_SNV_Coal | SPP_S | External | Winter | B16 | 25 | 400 | 0 | 75.85 | 73.55 | 8.17 | 0
2025 | AZ_NM_SNV_Coal_2_SPP_S | AZ_NM_SNV_Coal | SPP_S | External | Winter | B17 | 100 | 400 | 0 | 75.85 | 70.9 | 8.17 | 0
2025 | AZ_NM_SNV_Coal_2_SPP_S | AZ_NM_SNV_Coal | SPP_S | External | Winter | B18 | 400 | 400 | 0 | 75.85 | 71.12 | 8.17 | 0
2025 | AZ_NM_SNV_Coal_2_SPP_S | AZ_NM_SNV_Coal | SPP_S | External | Winter | B19 | 700 | 400 | 0 | 75.85 | 68.57 | 8.17 | 0
2025 | AZ_NM_SNV_Coal_2_SPP_S | AZ_NM_SNV_Coal | SPP_S | External | Winter | B20 | 935 | 400 | 0 | 75.85 | 64.29 | 8.17 | 0
2025 | ERCOT_2_SPP_S | ERCOT | SPP_S | External | Shoulder | B11 | 25 | 800 | 0 | 81.97 | 76.97 | 8 | 0
2025 | ERCOT_2_SPP_S | ERCOT | SPP_S | External | Shoulder | B12 | 200 | 800 | 0 | 70.42 | 70.5 | 8 | 0
2025 | ERCOT_2_SPP_S | ERCOT | SPP_S | External | Shoulder | B13 | 600 | 800 | 0 | 70.42 | 70.5 | 8 | 0
2025 | ERCOT_2_SPP_S | ERCOT | SPP_S | External | Shoulder | B14 | 900 | 800 | 0 | 70.42 | 63.4 | 8 | 0
2025 | ERCOT_2_SPP_S | ERCOT | SPP_S | External | Shoulder | B15 | 1203 | 800 | 0 | 61.3 | 61.37 | 8 | 0
2025 | ERCOT_2_SPP_S | ERCOT | SPP_S | External | Summer | B1 | 10 | 800 | 0 | 110.2 | 73.31 | 8 | 0
2025 | ERCOT_2_SPP_S | ERCOT | SPP_S | External | Summer | B2 | 25 | 800 | 0 | 101.72 | 100.23 | 8 | 0
2025 | ERCOT_2_SPP_S | ERCOT | SPP_S | External | Summer | B3 | 75 | 800 | 0 | 101.72 | 105.57 | 8 | 0
2025 | ERCOT_2_SPP_S | ERCOT | SPP_S | External | Summer | B4 | 100 | 800 | 0 | 101.72 | 100.23 | 8 | 0
2025 | ERCOT_2_SPP_S | ERCOT | SPP_S | External | Summer | B5 | 200 | 800 | 0 | 101.72 | 100.23 | 8 | 0
2025 | ERCOT_2_SPP_S | ERCOT | SPP_S | External | Summer | B6 | 300 | 800 | 53.57 | 77.54 | 85.54 | 8 | 0
2025 | ERCOT_2_SPP_S | ERCOT | SPP_S | External | Summer | B7 | 400 | 800 | 0 | 75.53 | 77.59 | 8 | 0
2025 | ERCOT_2_SPP_S | ERCOT | SPP_S | External | Summer | B8 | 500 | 800 | 0 | 69.16 | 70.28 | 8 | 0
2025 | ERCOT_2_SPP_S | ERCOT | SPP_S | External | Summer | B9 | 800 | 800 | 0 | 69.16 | 69.11 | 8 | 0
2025 | ERCOT_2_SPP_S | ERCOT | SPP_S | External | Summer | B10 | 1262 | 800 | 0 | 69.16 | 64.24 | 8 | 0
2025 | ERCOT_2_SPP_S | ERCOT | SPP_S | External | Winter | B16 | 25 | 800 | 0 | 73.13 | 73.55 | 8 | 0
2025 | ERCOT_2_SPP_S | ERCOT | SPP_S | External | Winter | B17 | 100 | 800 | 0 | 73.13 | 70.9 | 8 | 0
2025 | ERCOT_2_SPP_S | ERCOT | SPP_S | External | Winter | B18 | 400 | 800 | 0 | 73.13 | 71.12 | 8 | 0
2025 | ERCOT_2_SPP_S | ERCOT | SPP_S | External | Winter | B19 | 700 | 800 | 0 | 73.13 | 68.57 | 8 | 0
2025 | ERCOT_2_SPP_S | ERCOT | SPP_S | External | Winter | B20 | 935 | 800 | 0 | 63.77 | 64.29 | 8 | 0
2025 | MAPP_US_2_RMPA | MAPP_US | RMPA | External | Shoulder | B11 | 25 | 200 | 0 | 69.97 | 76.45 | 8 | 0
2025 | MAPP_US_2_RMPA | MAPP_US | RMPA | External | Shoulder | B12 | 200 | 200 | 200 | 60.41 | 76.45 | 8 | 8.04
2025 | MAPP_US_2_RMPA | MAPP_US | RMPA | External | Shoulder | B13 | 600 | 200 | 200 | 60.39 | 76.45 | 8 | 8.06
2025 | MAPP_US_2_RMPA | MAPP_US | RMPA | External | Shoulder | B14 | 900 | 200 | 200 | 49.39 | 76.45 | 8 | 19.06
2025 | MAPP_US_2_RMPA | MAPP_US | RMPA | External | Shoulder | B15 | 1203 | 200 | 200 | 47.38 | 76.45 | 8 | 21.07
2025 | MAPP_US_2_RMPA | MAPP_US | RMPA | External | Summer | B1 | 10 | 200 | 0 | 106.33 | 112.01 | 8 | 0
2025 | MAPP_US_2_RMPA | MAPP_US | RMPA | External | Summer | B2 | 25 | 200 | 0 | 102.52 | 105.57 | 8 | 0
2025 | MAPP_US_2_RMPA | MAPP_US | RMPA | External | Summer | B3 | 75 | 200 | 0 | 101.84 | 105.57 | 8 | 0
2025 | MAPP_US_2_RMPA | MAPP_US | RMPA | External | Summer | B4 | 100 | 200 | 0 | 100.26 | 101.64 | 8 | 0
2025 | MAPP_US_2_RMPA | MAPP_US | RMPA | External | Summer | B5 | 200 | 200 | 0 | 91.11 | 95.17 | 8 | 0
2025 | MAPP_US_2_RMPA | MAPP_US | RMPA | External | Summer | B6 | 300 | 200 | 25.85 | 75.28 | 83.28 | 8 | 0
2025 | MAPP_US_2_RMPA | MAPP_US | RMPA | External | Summer | B7 | 400 | 200 | 200 | 70.56 | 78.84 | 8 | 0.28
2025 | MAPP_US_2_RMPA | MAPP_US | RMPA | External | Summer | B8 | 500 | 200 | 200 | 58.98 | 74.45 | 8 | 7.48
2025 | MAPP_US_2_RMPA | MAPP_US | RMPA | External | Summer | B9 | 800 | 200 | 200 | 58.95 | 74.45 | 8 | 7.5
2025 | MAPP_US_2_RMPA | MAPP_US | RMPA | External | Summer | B10 | 1262 | 200 | 200 | 50.5 | 74.45 | 8 | 15.95
2025 | MAPP_US_2_RMPA | MAPP_US | RMPA | External | Winter | B16 | 25 | 200 | 200 | 56.17 | 81.29 | 8 | 17.12
2025 | MAPP_US_2_RMPA | MAPP_US | RMPA | External | Winter | B17 | 100 | 200 | 200 | 56.88 | 80.18 | 8 | 15.3
2025 | MAPP_US_2_RMPA | MAPP_US | RMPA | External | Winter | B18 | 400 | 200 | 200 | 61.55 | 80.18 | 8 | 10.64
2025 | MAPP_US_2_RMPA | MAPP_US | RMPA | External | Winter | B19 | 700 | 200 | 200 | 61.55 | 80.18 | 8 | 10.64
2025 | MAPP_US_2_RMPA | MAPP_US | RMPA | External | Winter | B20 | 935 | 200 | 200 | 50.3 | 78.5 | 8 | 20.19
2025 | NE_2_RMPA | NE | RMPA | External | Shoulder | B11 | 25 | 310 | 0 | 76.97 | 76.45 | 5 | 0
2025 | NE_2_RMPA | NE | RMPA | External | Shoulder | B12 | 200 | 310 | 310 | 70.48 | 76.45 | 5 | 0.97
2025 | NE_2_RMPA | NE | RMPA | External | Shoulder | B13 | 600 | 310 | 310 | 70.48 | 76.45 | 5 | 0.97
2025 | NE_2_RMPA | NE | RMPA | External | Shoulder | B14 | 900 | 310 | 310 | 63.38 | 76.45 | 5 | 8.07
2025 | NE_2_RMPA | NE | RMPA | External | Shoulder | B15 | 1203 | 310 | 310 | 61.37 | 76.45 | 5 | 10.08
2025 | NE_2_RMPA | NE | RMPA | External | Summer | B1 | 10 | 310 | 0 | 113.33 | 112.01 | 5 | 0
2025 | NE_2_RMPA | NE | RMPA | External | Summer | B2 | 25 | 310 | 0 | 109.52 | 105.57 | 5 | 0
2025 | NE_2_RMPA | NE | RMPA | External | Summer | B3 | 75 | 310 | 0 | 108.84 | 105.57 | 5 | 0
2025 | NE_2_RMPA | NE | RMPA | External | Summer | B4 | 100 | 310 | 0 | 107.26 | 101.64 | 5 | 0
2025 | NE_2_RMPA | NE | RMPA | External | Summer | B5 | 200 | 310 | 0 | 100.21 | 95.17 | 5 | 0
2025 | NE_2_RMPA | NE | RMPA | External | Summer | B6 | 300 | 310 | 0 | 82.28 | 83.28 | 5 | 0
2025 | NE_2_RMPA | NE | RMPA | External | Summer | B7 | 400 | 310 | 0 | 77.56 | 78.84 | 5 | 0
2025 | NE_2_RMPA | NE | RMPA | External | Summer | B8 | 500 | 310 | 77.97 | 69.45 | 74.45 | 5 | 0
2025 | NE_2_RMPA | NE | RMPA | External | Summer | B9 | 800 | 310 | 310 | 69.08 | 74.45 | 5 | 0.37
2025 | NE_2_RMPA | NE | RMPA | External | Summer | B10 | 1262 | 310 | 310 | 59.49 | 74.45 | 5 | 9.97
2025 | NE_2_RMPA | NE | RMPA | External | Winter | B16 | 25 | 310 | 310 | 70.17 | 81.29 | 5 | 6.12
2025 | NE_2_RMPA | NE | RMPA | External | Winter | B17 | 100 | 310 | 310 | 70.87 | 80.18 | 5 | 4.31
2025 | NE_2_RMPA | NE | RMPA | External | Winter | B18 | 400 | 310 | 310 | 70.77 | 80.18 | 5 | 4.41
2025 | NE_2_RMPA | NE | RMPA | External | Winter | B19 | 700 | 310 | 310 | 68.55 | 80.18 | 5 | 6.64
2025 | NE_2_RMPA | NE | RMPA | External | Winter | B20 | 935 | 310 | 310 | 64.29 | 78.5 | 5 | 9.2
2025 | NWPP_Coal_2_MAPP_US | NWPP_Coal | MAPP_US | External | Shoulder | B11 | 25 | 150 | 0 | 85.34 | 69.97 | 8 | 0
2025 | NWPP_Coal_2_MAPP_US | NWPP_Coal | MAPP_US | External | Shoulder | B12 | 200 | 150 | 0 | 85.34 | 60.41 | 8 | 0
2025 | NWPP_Coal_2_MAPP_US | NWPP_Coal | MAPP_US | External | Shoulder | B13 | 600 | 150 | 0 | 85.34 | 60.39 | 8 | 0
2025 | NWPP_Coal_2_MAPP_US | NWPP_Coal | MAPP_US | External | Shoulder | B14 | 900 | 150 | 0 | 85.34 | 49.39 | 8 | 0
2025 | NWPP_Coal_2_MAPP_US | NWPP_Coal | MAPP_US | External | Shoulder | B15 | 1203 | 150 | 0 | 85.34 | 47.38 | 8 | 0
2025 | NWPP_Coal_2_MAPP_US | NWPP_Coal | MAPP_US | External | Summer | B1 | 10 | 150 | 0 | 99.31 | 106.33 | 8 | 0
2025 | NWPP_Coal_2_MAPP_US | NWPP_Coal | MAPP_US | External | Summer | B2 | 25 | 150 | 150 | 91.98 | 102.52 | 8 | 2.54
2025 | NWPP_Coal_2_MAPP_US | NWPP_Coal | MAPP_US | External | Summer | B3 | 75 | 150 | 150 | 87 | 101.84 | 8 | 6.84
2025 | NWPP_Coal_2_MAPP_US | NWPP_Coal | MAPP_US | External | Summer | B4 | 100 | 150 | 150 | 87 | 100.26 | 8 | 5.25
2025 | NWPP_Coal_2_MAPP_US | NWPP_Coal | MAPP_US | External | Summer | B5 | 200 | 150 | 0 | 87 | 91.11 | 8 | 0
2025 | NWPP_Coal_2_MAPP_US | NWPP_Coal | MAPP_US | External | Summer | B6 | 300 | 150 | 0 | 87 | 75.28 | 8 | 0
2025 | NWPP_Coal_2_MAPP_US | NWPP_Coal | MAPP_US | External | Summer | B7 | 400 | 150 | 0 | 87 | 70.56 | 8 | 0
2025 | NWPP_Coal_2_MAPP_US | NWPP_Coal | MAPP_US | External | Summer | B8 | 500 | 150 | 0 | 87 | 58.98 | 8 | 0
2025 | NWPP_Coal_2_MAPP_US | NWPP_Coal | MAPP_US | External | Summer | B9 | 800 | 150 | 0 | 87 | 58.95 | 8 | 0
2025 | NWPP_Coal_2_MAPP_US | NWPP_Coal | MAPP_US | External | Summer | B10 | 1262 | 150 | 0 | 87 | 50.5 | 8 | 0
2025 | NWPP_Coal_2_MAPP_US | NWPP_Coal | MAPP_US | External | Winter | B16 | 25 | 150 | 0 | 89.46 | 56.17 | 8 | 0
2025 | NWPP_Coal_2_MAPP_US | NWPP_Coal | MAPP_US | External | Winter | B17 | 100 | 150 | 0 | 89.46 | 56.88 | 8 | 0
2025 | NWPP_Coal_2_MAPP_US | NWPP_Coal | MAPP_US | External | Winter | B18 | 400 | 150 | 0 | 89.46 | 61.55 | 8 | 0
2025 | NWPP_Coal_2_MAPP_US | NWPP_Coal | MAPP_US | External | Winter | B19 | 700 | 150 | 0 | 89.46 | 61.55 | 8 | 0
2025 | NWPP_Coal_2_MAPP_US | NWPP_Coal | MAPP_US | External | Winter | B20 | 935 | 150 | 0 | 89.46 | 50.3 | 8 | 0
2025 | RMPA_2_MAPP_US | RMPA | MAPP_US | External | Shoulder | B11 | 25 | 200 | 0 | 76.45 | 69.97 | 8 | 0
2025 | RMPA_2_MAPP_US | RMPA | MAPP_US | External | Shoulder | B12 | 200 | 200 | 0 | 76.45 | 60.41 | 8 | 0
2025 | RMPA_2_MAPP_US | RMPA | MAPP_US | External | Shoulder | B13 | 600 | 200 | 0 | 76.45 | 60.39 | 8 | 0
2025 | RMPA_2_MAPP_US | RMPA | MAPP_US | External | Shoulder | B14 | 900 | 200 | 0 | 76.45 | 49.39 | 8 | 0
2025 | RMPA_2_MAPP_US | RMPA | MAPP_US | External | Shoulder | B15 | 1203 | 200 | 0 | 76.45 | 47.38 | 8 | 0
2025 | RMPA_2_MAPP_US | RMPA | MAPP_US | External | Summer | B1 | 10 | 200 | 0 | 112.01 | 106.33 | 8 | 0
2025 | RMPA_2_MAPP_US | RMPA | MAPP_US | External | Summer | B2 | 25 | 200 | 0 | 105.57 | 102.52 | 8 | 0
2025 | RMPA_2_MAPP_US | RMPA | MAPP_US | External | Summer | B3 | 75 | 200 | 0 | 105.57 | 101.84 | 8 | 0
2025 | RMPA_2_MAPP_US | RMPA | MAPP_US | External | Summer | B4 | 100 | 200 | 0 | 101.64 | 100.26 | 8 | 0
2025 | RMPA_2_MAPP_US | RMPA | MAPP_US | External | Summer | B5 | 200 | 200 | 0 | 95.17 | 91.11 | 8 | 0
2025 | RMPA_2_MAPP_US | RMPA | MAPP_US | External | Summer | B6 | 300 | 200 | 0 | 83.28 | 75.28 | 8 | 0
2025 | RMPA_2_MAPP_US | RMPA | MAPP_US | External | Summer | B7 | 400 | 200 | 0 | 78.84 | 70.56 | 8 | 0
2025 | RMPA_2_MAPP_US | RMPA | MAPP_US | External | Summer | B8 | 500 | 200 | 0 | 74.45 | 58.98 | 8 | 0
2025 | RMPA_2_MAPP_US | RMPA | MAPP_US | External | Summer | B9 | 800 | 200 | 0 | 74.45 | 58.95 | 8 | 0
2025 | RMPA_2_MAPP_US | RMPA | MAPP_US | External | Summer | B10 | 1262 | 200 | 0 | 74.45 | 50.5 | 8 | 0
2025 | RMPA_2_MAPP_US | RMPA | MAPP_US | External | Winter | B16 | 25 | 200 | 0 | 81.29 | 56.17 | 8 | 0
2025 | RMPA_2_MAPP_US | RMPA | MAPP_US | External | Winter | B17 | 100 | 200 | 0 | 80.18 | 56.88 | 8 | 0
2025 | RMPA_2_MAPP_US | RMPA | MAPP_US | External | Winter | B18 | 400 | 200 | 0 | 80.18 | 61.55 | 8 | 0
2025 | RMPA_2_MAPP_US | RMPA | MAPP_US | External | Winter | B19 | 700 | 200 | 0 | 80.18 | 61.55 | 8 | 0
2025 | RMPA_2_MAPP_US | RMPA | MAPP_US | External | Winter | B20 | 935 | 200 | 0 | 78.5 | 50.3 | 8 | 0
2025 | RMPA_2_NE | RMPA | NE | External | Shoulder | B11 | 25 | 310 | 0 | 76.45 | 76.97 | 8 | 0
2025 | RMPA_2_NE | RMPA | NE | External | Shoulder | B12 | 200 | 310 | 0 | 76.45 | 70.48 | 8 | 0
2025 | RMPA_2_NE | RMPA | NE | External | Shoulder | B13 | 600 | 310 | 0 | 76.45 | 70.48 | 8 | 0
2025 | RMPA_2_NE | RMPA | NE | External | Shoulder | B14 | 900 | 310 | 0 | 76.45 | 63.38 | 8 | 0
2025 | RMPA_2_NE | RMPA | NE | External | Shoulder | B15 | 1203 | 310 | 0 | 76.45 | 61.37 | 8 | 0
2025 | RMPA_2_NE | RMPA | NE | External | Summer | B1 | 10 | 310 | 0 | 112.01 | 113.33 | 8 | 0
2025 | RMPA_2_NE | RMPA | NE | External | Summer | B2 | 25 | 310 | 0 | 105.57 | 109.52 | 8 | 0
2025 | RMPA_2_NE | RMPA | NE | External | Summer | B3 | 75 | 310 | 0 | 105.57 | 108.84 | 8 | 0
2025 | RMPA_2_NE | RMPA | NE | External | Summer | B4 | 100 | 310 | 0 | 101.64 | 107.26 | 8 | 0
2025 | RMPA_2_NE | RMPA | NE | External | Summer | B5 | 200 | 310 | 0 | 95.17 | 100.21 | 8 | 0
2025 | RMPA_2_NE | RMPA | NE | External | Summer | B6 | 300 | 310 | 0 | 83.28 | 82.28 | 8 | 0
2025 | RMPA_2_NE | RMPA | NE | External | Summer | B7 | 400 | 310 | 0 | 78.84 | 77.56 | 8 | 0
2025 | RMPA_2_NE | RMPA | NE | External | Summer | B8 | 500 | 310 | 0 | 74.45 | 69.45 | 8 | 0
2025 | RMPA_2_NE | RMPA | NE | External | Summer | B9 | 800 | 310 | 0 | 74.45 | 69.08 | 8 | 0
2025 | RMPA_2_NE | RMPA | NE | External | Summer | B10 | 1262 | 310 | 0 | 74.45 | 59.49 | 8 | 0
2025 | RMPA_2_NE | RMPA | NE | External | Winter | B16 | 25 | 310 | 0 | 81.29 | 70.17 | 8 | 0
2025 | RMPA_2_NE | RMPA | NE | External | Winter | B17 | 100 | 310 | 0 | 80.18 | 70.87 | 8 | 0
2025 | RMPA_2_NE | RMPA | NE | External | Winter | B18 | 400 | 310 | 0 | 80.18 | 70.77 | 8 | 0
2025 | RMPA_2_NE | RMPA | NE | External | Winter | B19 | 700 | 310 | 0 | 80.18 | 68.55 | 8 | 0
2025 | RMPA_2_NE | RMPA | NE | External | Winter | B20 | 935 | 310 | 0 | 78.5 | 64.29 | 8 | 0
2025 | RMPA_2_SPP_N | RMPA | SPP_N | External | Shoulder | B11 | 25 | 210 | 0 | 76.45 | 76.98 | 8 | 0
2025 | RMPA_2_SPP_N | RMPA | SPP_N | External | Shoulder | B12 | 200 | 210 | 0 | 76.45 | 70.49 | 8 | 0
2025 | RMPA_2_SPP_N | RMPA | SPP_N | External | Shoulder | B13 | 600 | 210 | 0 | 76.45 | 70.49 | 8 | 0
2025 | RMPA_2_SPP_N | RMPA | SPP_N | External | Shoulder | B14 | 900 | 210 | 0 | 76.45 | 63.39 | 8 | 0
2025 | RMPA_2_SPP_N | RMPA | SPP_N | External | Shoulder | B15 | 1203 | 210 | 0 | 76.45 | 61.38 | 8 | 0
2025 | RMPA_2_SPP_N | RMPA | SPP_N | External | Summer | B1 | 10 | 210 | 0 | 112.01 | 108.34 | 8 | 0
2025 | RMPA_2_SPP_N | RMPA | SPP_N | External | Summer | B2 | 25 | 210 | 0 | 105.57 | 108.83 | 8 | 0
2025 | RMPA_2_SPP_N | RMPA | SPP_N | External | Summer | B3 | 75 | 210 | 0 | 105.57 | 108.83 | 8 | 0
2025 | RMPA_2_SPP_N | RMPA | SPP_N | External | Summer | B4 | 100 | 210 | 0 | 101.64 | 106.85 | 8 | 0
2025 | RMPA_2_SPP_N | RMPA | SPP_N | External | Summer | B5 | 200 | 210 | 0 | 95.17 | 100.22 | 8 | 0
2025 | RMPA_2_SPP_N | RMPA | SPP_N | External | Summer | B6 | 300 | 210 | 0 | 83.28 | 85.53 | 8 | 0
2025 | RMPA_2_SPP_N | RMPA | SPP_N | External | Summer | B7 | 400 | 210 | 0 | 78.84 | 77.57 | 8 | 0
2025 | RMPA_2_SPP_N | RMPA | SPP_N | External | Summer | B8 | 500 | 210 | 0 | 74.45 | 70.27 | 8 | 0
2025 | RMPA_2_SPP_N | RMPA | SPP_N | External | Summer | B9 | 800 | 210 | 0 | 74.45 | 69.09 | 8 | 0
2025 | RMPA_2_SPP_N | RMPA | SPP_N | External | Summer | B10 | 1262 | 210 | 0 | 74.45 | 64.23 | 8 | 0
2025 | RMPA_2_SPP_N | RMPA | SPP_N | External | Winter | B16 | 25 | 210 | 0 | 81.29 | 73.53 | 8 | 0
2025 | RMPA_2_SPP_N | RMPA | SPP_N | External | Winter | B17 | 100 | 210 | 0 | 80.18 | 70.88 | 8 | 0
2025 | RMPA_2_SPP_N | RMPA | SPP_N | External | Winter | B18 | 400 | 210 | 0 | 80.18 | 71.11 | 8 | 0
2025 | RMPA_2_SPP_N | RMPA | SPP_N | External | Winter | B19 | 700 | 210 | 0 | 80.18 | 68.56 | 8 | 0
2025 | RMPA_2_SPP_N | RMPA | SPP_N | External | Winter | B20 | 935 | 210 | 0 | 78.5 | 64.3 | 8 | 0
2025 | SPP_N_2_RMPA | SPP_N | RMPA | External | Shoulder | B11 | 25 | 210 | 0 | 76.98 | 76.45 | 5 | 0
2025 | SPP_N_2_RMPA | SPP_N | RMPA | External | Shoulder | B12 | 200 | 210 | 210 | 70.49 | 76.45 | 5 | 0.96
2025 | SPP_N_2_RMPA | SPP_N | RMPA | External | Shoulder | B13 | 600 | 210 | 210 | 70.49 | 76.45 | 5 | 0.96
2025 | SPP_N_2_RMPA | SPP_N | RMPA | External | Shoulder | B14 | 900 | 210 | 210 | 63.39 | 76.45 | 5 | 8.06
2025 | SPP_N_2_RMPA | SPP_N | RMPA | External | Shoulder | B15 | 1203 | 210 | 210 | 61.38 | 76.45 | 5 | 10.07
2025 | SPP_N_2_RMPA | SPP_N | RMPA | External | Summer | B1 | 10 | 210 | 0 | 108.34 | 112.01 | 5 | 0
2025 | SPP_N_2_RMPA | SPP_N | RMPA | External | Summer | B2 | 25 | 210 | 0 | 108.83 | 105.57 | 5 | 0
2025 | SPP_N_2_RMPA | SPP_N | RMPA | External | Summer | B3 | 75 | 210 | 0 | 108.83 | 105.57 | 5 | 0
2025 | SPP_N_2_RMPA | SPP_N | RMPA | External | Summer | B4 | 100 | 210 | 0 | 106.85 | 101.64 | 5 | 0
2025 | SPP_N_2_RMPA | SPP_N | RMPA | External | Summer | B5 | 200 | 210 | 0 | 100.22 | 95.17 | 5 | 0
2025 | SPP_N_2_RMPA | SPP_N | RMPA | External | Summer | B6 | 300 | 210 | 0 | 85.53 | 83.28 | 5 | 0
2025 | SPP_N_2_RMPA | SPP_N | RMPA | External | Summer | B7 | 400 | 210 | 0 | 77.57 | 78.84 | 5 | 0
2025 | SPP_N_2_RMPA | SPP_N | RMPA | External | Summer | B8 | 500 | 210 | 0 | 70.27 | 74.45 | 5 | 0
2025 | SPP_N_2_RMPA | SPP_N | RMPA | External | Summer | B9 | 800 | 210 | 210 | 69.09 | 74.45 | 5 | 0.36
2025 | SPP_N_2_RMPA | SPP_N | RMPA | External | Summer | B10 | 1262 | 210 | 210 | 64.23 | 74.45 | 5 | 5.23
2025 | SPP_N_2_RMPA | SPP_N | RMPA | External | Winter | B16 | 25 | 210 | 210 | 73.53 | 81.29 | 5 | 2.76
2025 | SPP_N_2_RMPA | SPP_N | RMPA | External | Winter | B17 | 100 | 210 | 210 | 70.88 | 80.18 | 5 | 4.3
2025 | SPP_N_2_RMPA | SPP_N | RMPA | External | Winter | B18 | 400 | 210 | 210 | 71.11 | 80.18 | 5 | 4.07
2025 | SPP_N_2_RMPA | SPP_N | RMPA | External | Winter | B19 | 700 | 210 | 210 | 68.56 | 80.18 | 5 | 6.63
2025 | SPP_N_2_RMPA | SPP_N | RMPA | External | Winter | B20 | 935 | 210 | 210 | 64.3 | 78.5 | 5 | 9.19
2025 | SPP_S_2_ERCOT | SPP_S | ERCOT | External | Shoulder | B11 | 25 | 800 | 331.49 | 76.97 | 81.97 | 5 | 0
2025 | SPP_S_2_ERCOT | SPP_S | ERCOT | External | Shoulder | B12 | 200 | 800 | 0 | 70.5 | 70.42 | 5 | 0
2025 | SPP_S_2_ERCOT | SPP_S | ERCOT | External | Shoulder | B13 | 600 | 800 | 0 | 70.5 | 70.42 | 5 | 0
2025 | SPP_S_2_ERCOT | SPP_S | ERCOT | External | Shoulder | B14 | 900 | 800 | 800 | 63.4 | 70.42 | 5 | 2.02
2025 | SPP_S_2_ERCOT | SPP_S | ERCOT | External | Shoulder | B15 | 1203 | 800 | 0 | 61.37 | 61.3 | 5 | 0
2025 | SPP_S_2_ERCOT | SPP_S | ERCOT | External | Summer | B1 | 10 | 800 | 800 | 73.31 | 110.2 | 5 | 31.9
2025 | SPP_S_2_ERCOT | SPP_S | ERCOT | External | Summer | B2 | 25 | 800 | 0 | 100.23 | 101.72 | 5 | 0
2025 | SPP_S_2_ERCOT | SPP_S | ERCOT | External | Summer | B3 | 75 | 800 | 0 | 105.57 | 101.72 | 5 | 0
2025 | SPP_S_2_ERCOT | SPP_S | ERCOT | External | Summer | B4 | 100 | 800 | 0 | 100.23 | 101.72 | 5 | 0
2025 | SPP_S_2_ERCOT | SPP_S | ERCOT | External | Summer | B5 | 200 | 800 | 0 | 100.23 | 101.72 | 5 | 0
2025 | SPP_S_2_ERCOT | SPP_S | ERCOT | External | Summer | B6 | 300 | 800 | 0 | 85.54 | 77.54 | 5 | 0
2025 | SPP_S_2_ERCOT | SPP_S | ERCOT | External | Summer | B7 | 400 | 800 | 0 | 77.59 | 75.53 | 5 | 0
2025 | SPP_S_2_ERCOT | SPP_S | ERCOT | External | Summer | B8 | 500 | 800 | 0 | 70.28 | 69.16 | 5 | 0
2025 | SPP_S_2_ERCOT | SPP_S | ERCOT | External | Summer | B9 | 800 | 800 | 0 | 69.11 | 69.16 | 5 | 0
2025 | SPP_S_2_ERCOT | SPP_S | ERCOT | External | Summer | B10 | 1262 | 800 | 0 | 64.24 | 69.16 | 5 | 0
2025 | SPP_S_2_ERCOT | SPP_S | ERCOT | External | Winter | B16 | 25 | 800 | 0 | 73.55 | 73.13 | 5 | 0
2025 | SPP_S_2_ERCOT | SPP_S | ERCOT | External | Winter | B17 | 100 | 800 | 0 | 70.9 | 73.13 | 5 | 0
2025 | SPP_S_2_ERCOT | SPP_S | ERCOT | External | Winter | B18 | 400 | 800 | 0 | 71.12 | 73.13 | 5 | 0
2025 | SPP_S_2_ERCOT | SPP_S | ERCOT | External | Winter | B19 | 700 | 800 | 0 | 68.57 | 73.13 | 5 | 0
2025 | SPP_S_2_ERCOT | SPP_S | ERCOT | External | Winter | B20 | 935 | 800 | 0 | 64.29 | 63.77 | 5 | 0
2030 | AZ_NM_SNV_Coal_2_SPP_S | AZ_NM_SNV_Coal | SPP_S | External | Shoulder | B11 | 25 | 400 | 0 | 92.7 | 93.8 | 8.17 | 0
2030 | AZ_NM_SNV_Coal_2_SPP_S | AZ_NM_SNV_Coal | SPP_S | External | Shoulder | B12 | 200 | 400 | 0 | 92.7 | 90.17 | 8.17 | 0
2030 | AZ_NM_SNV_Coal_2_SPP_S | AZ_NM_SNV_Coal | SPP_S | External | Shoulder | B13 | 600 | 400 | 0 | 92.7 | 85.84 | 8.17 | 0
2030 | AZ_NM_SNV_Coal_2_SPP_S | AZ_NM_SNV_Coal | SPP_S | External | Shoulder | B14 | 900 | 400 | 0 | 92.7 | 78.1 | 8.17 | 0
2030 | AZ_NM_SNV_Coal_2_SPP_S | AZ_NM_SNV_Coal | SPP_S | External | Shoulder | B15 | 1203 | 400 | 0 | 92.7 | 78.1 | 8.17 | 0
2030 | AZ_NM_SNV_Coal_2_SPP_S | AZ_NM_SNV_Coal | SPP_S | External | Summer | B1 | 10 | 400 | 0 | 143.04 | 92.84 | 8.17 | 0
2030 | AZ_NM_SNV_Coal_2_SPP_S | AZ_NM_SNV_Coal | SPP_S | External | Summer | B2 | 25 | 400 | 0 | 126.72 | 128.95 | 8.17 | 0
2030 | AZ_NM_SNV_Coal_2_SPP_S | AZ_NM_SNV_Coal | SPP_S | External | Summer | B3 | 75 | 400 | 285.35 | 126.72 | 134.88 | 8.17 | 0
2030 | AZ_NM_SNV_Coal_2_SPP_S | AZ_NM_SNV_Coal | SPP_S | External | Summer | B4 | 100 | 400 | 133.41 | 120.78 | 128.95 | 8.17 | 0
2030 | AZ_NM_SNV_Coal_2_SPP_S | AZ_NM_SNV_Coal | SPP_S | External | Summer | B5 | 200 | 400 | 400 | 106.71 | 128.95 | 8.17 | 14.07
2030 | AZ_NM_SNV_Coal_2_SPP_S | AZ_NM_SNV_Coal | SPP_S | External | Summer | B6 | 300 | 400 | 400 | 98.56 | 107.17 | 8.17 | 0.45
2030 | AZ_NM_SNV_Coal_2_SPP_S | AZ_NM_SNV_Coal | SPP_S | External | Summer | B7 | 400 | 400 | 0 | 98.56 | 95.98 | 8.17 | 0
2030 | AZ_NM_SNV_Coal_2_SPP_S | AZ_NM_SNV_Coal | SPP_S | External | Summer | B8 | 500 | 400 | 0 | 96.7 | 90.59 | 8.17 | 0
2030 | AZ_NM_SNV_Coal_2_SPP_S | AZ_NM_SNV_Coal | SPP_S | External | Summer | B9 | 800 | 400 | 0 | 93.46 | 88.69 | 8.17 | 0
2030 | AZ_NM_SNV_Coal_2_SPP_S | AZ_NM_SNV_Coal | SPP_S | External | Summer | B10 | 1262 | 400 | 0 | 90.73 | 77.4 | 8.17 | 0
2030 | AZ_NM_SNV_Coal_2_SPP_S | AZ_NM_SNV_Coal | SPP_S | External | Winter | B16 | 25 | 400 | 0 | 96.45 | 92.52 | 8.17 | 0
2030 | AZ_NM_SNV_Coal_2_SPP_S | AZ_NM_SNV_Coal | SPP_S | External | Winter | B17 | 100 | 400 | 0 | 96.45 | 86.51 | 8.17 | 0
2030 | AZ_NM_SNV_Coal_2_SPP_S | AZ_NM_SNV_Coal | SPP_S | External | Winter | B18 | 400 | 400 | 0 | 96.45 | 88.1 | 8.17 | 0
2030 | AZ_NM_SNV_Coal_2_SPP_S | AZ_NM_SNV_Coal | SPP_S | External | Winter | B19 | 700 | 400 | 0 | 96.45 | 86.51 | 8.17 | 0
2030 | AZ_NM_SNV_Coal_2_SPP_S | AZ_NM_SNV_Coal | SPP_S | External | Winter | B20 | 935 | 400 | 0 | 95.16 | 80.95 | 8.17 | 0
2030 | ERCOT_2_SPP_S | ERCOT | SPP_S | External | Shoulder | B11 | 25 | 800 | 0 | 98.43 | 93.8 | 8 | 0
2030 | ERCOT_2_SPP_S | ERCOT | SPP_S | External | Shoulder | B12 | 200 | 800 | 0 | 90.07 | 90.17 | 8 | 0
2030 | ERCOT_2_SPP_S | ERCOT | SPP_S | External | Shoulder | B13 | 600 | 800 | 0 | 90.07 | 85.84 | 8 | 0
2030 | ERCOT_2_SPP_S | ERCOT | SPP_S | External | Shoulder | B14 | 900 | 800 | 0 | 90.07 | 78.1 | 8 | 0
2030 | ERCOT_2_SPP_S | ERCOT | SPP_S | External | Shoulder | B15 | 1203 | 800 | 0 | 78.02 | 78.1 | 8 | 0
2030 | ERCOT_2_SPP_S | ERCOT | SPP_S | External | Summer | B1 | 10 | 800 | 0 | 147.98 | 92.84 | 8 | 0
2030 | ERCOT_2_SPP_S | ERCOT | SPP_S | External | Summer | B2 | 25 | 800 | 0 | 147.98 | 128.95 | 8 | 0
2030 | ERCOT_2_SPP_S | ERCOT | SPP_S | External | Summer | B3 | 75 | 800 | 0 | 130.77 | 134.88 | 8 | 0
2030 | ERCOT_2_SPP_S | ERCOT | SPP_S | External | Summer | B4 | 100 | 800 | 0 | 130.77 | 128.95 | 8 | 0
2030 | ERCOT_2_SPP_S | ERCOT | SPP_S | External | Summer | B5 | 200 | 800 | 0 | 130.77 | 128.95 | 8 | 0
2030 | ERCOT_2_SPP_S | ERCOT | SPP_S | External | Summer | B6 | 300 | 800 | 800 | 96.92 | 107.17 | 8 | 2.25
2030 | ERCOT_2_SPP_S | ERCOT | SPP_S | External | Summer | B7 | 400 | 800 | 0 | 91.36 | 95.98 | 8 | 0
2030 | ERCOT_2_SPP_S | ERCOT | SPP_S | External | Summer | B8 | 500 | 800 | 0 | 88.69 | 90.59 | 8 | 0
2030 | ERCOT_2_SPP_S | ERCOT | SPP_S | External | Summer | B9 | 800 | 800 | 0 | 88.69 | 88.69 | 8 | 0
2030 | ERCOT_2_SPP_S | ERCOT | SPP_S | External | Summer | B10 | 1262 | 800 | 0 | 88.69 | 77.4 | 8 | 0
2030 | ERCOT_2_SPP_S | ERCOT | SPP_S | External | Winter | B16 | 25 | 800 | 0 | 93.04 | 92.52 | 8 | 0
2030 | ERCOT_2_SPP_S | ERCOT | SPP_S | External | Winter | B17 | 100 | 800 | 0 | 93.04 | 86.51 | 8 | 0
2030 | ERCOT_2_SPP_S | ERCOT | SPP_S | External | Winter | B18 | 400 | 800 | 0 | 93.04 | 88.1 | 8 | 0
2030 | ERCOT_2_SPP_S | ERCOT | SPP_S | External | Winter | B19 | 700 | 800 | 0 | 93.04 | 86.51 | 8 | 0
2030 | ERCOT_2_SPP_S | ERCOT | SPP_S | External | Winter | B20 | 935 | 800 | 0 | 80.74 | 80.95 | 8 | 0
2030 | MAPP_US_2_RMPA | MAPP_US | RMPA | External | Shoulder | B11 | 25 | 200 | 200 | 86.78 | 97.89 | 8 | 3.11
2030 | MAPP_US_2_RMPA | MAPP_US | RMPA | External | Shoulder | B12 | 200 | 200 | 200 | 81.44 | 97.89 | 8 | 8.44
2030 | MAPP_US_2_RMPA | MAPP_US | RMPA | External | Shoulder | B13 | 600 | 200 | 200 | 78.82 | 90.83 | 8 | 4.01
2030 | MAPP_US_2_RMPA | MAPP_US | RMPA | External | Shoulder | B14 | 900 | 200 | 200 | 66.71 | 88.61 | 8 | 13.9
2030 | MAPP_US_2_RMPA | MAPP_US | RMPA | External | Shoulder | B15 | 1203 | 200 | 200 | 64.16 | 84.59 | 8 | 12.43
2030 | MAPP_US_2_RMPA | MAPP_US | RMPA | External | Summer | B1 | 10 | 200 | 0 | 137.64 | 142.54 | 8 | 0
2030 | MAPP_US_2_RMPA | MAPP_US | RMPA | External | Summer | B2 | 25 | 200 | 0 | 134.53 | 138.26 | 8 | 0
2030 | MAPP_US_2_RMPA | MAPP_US | RMPA | External | Summer | B3 | 75 | 200 | 0 | 134.53 | 138.84 | 8 | 0
2030 | MAPP_US_2_RMPA | MAPP_US | RMPA | External | Summer | B4 | 100 | 200 | 0 | 133.87 | 129.94 | 8 | 0
2030 | MAPP_US_2_RMPA | MAPP_US | RMPA | External | Summer | B5 | 200 | 200 | 0 | 133.85 | 125.85 | 8 | 0
2030 | MAPP_US_2_RMPA | MAPP_US | RMPA | External | Summer | B6 | 300 | 200 | 0 | 100.17 | 106.71 | 8 | 0
2030 | MAPP_US_2_RMPA | MAPP_US | RMPA | External | Summer | B7 | 400 | 200 | 200 | 84.38 | 95.67 | 8 | 3.3
2030 | MAPP_US_2_RMPA | MAPP_US | RMPA | External | Summer | B8 | 500 | 200 | 200 | 78.74 | 95.67 | 8 | 8.93
2030 | MAPP_US_2_RMPA | MAPP_US | RMPA | External | Summer | B9 | 800 | 200 | 200 | 76.32 | 95.67 | 8 | 11.35
2030 | MAPP_US_2_RMPA | MAPP_US | RMPA | External | Summer | B10 | 1262 | 200 | 200 | 63.39 | 95.67 | 8 | 24.28
2030 | MAPP_US_2_RMPA | MAPP_US | RMPA | External | Winter | B16 | 25 | 200 | 200 | 67.07 | 102.01 | 8 | 26.94
2030 | MAPP_US_2_RMPA | MAPP_US | RMPA | External | Winter | B17 | 100 | 200 | 200 | 72.49 | 102.01 | 8 | 21.52
2030 | MAPP_US_2_RMPA | MAPP_US | RMPA | External | Winter | B18 | 400 | 200 | 200 | 74.09 | 94.05 | 8 | 11.96
2030 | MAPP_US_2_RMPA | MAPP_US | RMPA | External | Winter | B19 | 700 | 200 | 200 | 74.09 | 94.05 | 8 | 11.96
2030 | MAPP_US_2_RMPA | MAPP_US | RMPA | External | Winter | B20 | 935 | 200 | 200 | 67.07 | 86.99 | 8 | 11.92
2030 | NE_2_RMPA | NE | RMPA | External | Shoulder | B11 | 25 | 310 | 0 | 93.78 | 97.89 | 5 | 0
2030 | NE_2_RMPA | NE | RMPA | External | Shoulder | B12 | 200 | 310 | 310 | 90.15 | 97.89 | 5 | 2.74
2030 | NE_2_RMPA | NE | RMPA | External | Shoulder | B13 | 600 | 310 | 310 | 85.82 | 90.83 | 5 | 0.01
2030 | NE_2_RMPA | NE | RMPA | External | Shoulder | B14 | 900 | 310 | 310 | 80.69 | 88.61 | 5 | 2.91
2030 | NE_2_RMPA | NE | RMPA | External | Shoulder | B15 | 1203 | 310 | 310 | 78.15 | 84.59 | 5 | 1.44
2030 | NE_2_RMPA | NE | RMPA | External | Summer | B1 | 10 | 310 | 0 | 144.64 | 142.54 | 5 | 0
2030 | NE_2_RMPA | NE | RMPA | External | Summer | B2 | 25 | 310 | 0 | 146.25 | 138.26 | 5 | 0
2030 | NE_2_RMPA | NE | RMPA | External | Summer | B3 | 75 | 310 | 0 | 146.25 | 138.84 | 5 | 0
2030 | NE_2_RMPA | NE | RMPA | External | Summer | B4 | 100 | 310 | 0 | 140.87 | 129.94 | 5 | 0
2030 | NE_2_RMPA | NE | RMPA | External | Summer | B5 | 200 | 310 | 0 | 140.85 | 125.85 | 5 | 0
2030 | NE_2_RMPA | NE | RMPA | External | Summer | B6 | 300 | 310 | 0 | 107.17 | 106.71 | 5 | 0
2030 | NE_2_RMPA | NE | RMPA | External | Summer | B7 | 400 | 310 | 0 | 95.98 | 95.67 | 5 | 0
2030 | NE_2_RMPA | NE | RMPA | External | Summer | B8 | 500 | 310 | 310 | 90.57 | 95.67 | 5 | 0.1
2030 | NE_2_RMPA | NE | RMPA | External | Summer | B9 | 800 | 310 | 310 | 88.67 | 95.67 | 5 | 2.01
2030 | NE_2_RMPA | NE | RMPA | External | Summer | B10 | 1262 | 310 | 310 | 77.38 | 95.67 | 5 | 13.29
2030 | NE_2_RMPA | NE | RMPA | External | Winter | B16 | 25 | 310 | 310 | 81.07 | 102.01 | 5 | 15.94
2030 | NE_2_RMPA | NE | RMPA | External | Winter | B17 | 100 | 310 | 310 | 86.49 | 102.01 | 5 | 10.52
2030 | NE_2_RMPA | NE | RMPA | External | Winter | B18 | 400 | 310 | 310 | 88.08 | 94.05 | 5 | 0.98
2030 | NE_2_RMPA | NE | RMPA | External | Winter | B19 | 700 | 310 | 310 | 86.49 | 94.05 | 5 | 2.56
2030 | NE_2_RMPA | NE | RMPA | External | Winter | B20 | 935 | 310 | 310 | 81.06 | 86.99 | 5 | 0.93
2030 | NWPP_Coal_2_MAPP_US | NWPP_Coal | MAPP_US | External | Shoulder | B11 | 25 | 150 | 0 | 92.75 | 86.78 | 8 | 0
2030 | NWPP_Coal_2_MAPP_US | NWPP_Coal | MAPP_US | External | Shoulder | B12 | 200 | 150 | 0 | 92.75 | 81.44 | 8 | 0
2030 | NWPP_Coal_2_MAPP_US | NWPP_Coal | MAPP_US | External | Shoulder | B13 | 600 | 150 | 0 | 92.75 | 78.82 | 8 | 0
2030 | NWPP_Coal_2_MAPP_US | NWPP_Coal | MAPP_US | External | Shoulder | B14 | 900 | 150 | 0 | 92.75 | 66.71 | 8 | 0
2030 | NWPP_Coal_2_MAPP_US | NWPP_Coal | MAPP_US | External | Shoulder | B15 | 1203 | 150 | 0 | 92.75 | 64.16 | 8 | 0
2030 | NWPP_Coal_2_MAPP_US | NWPP_Coal | MAPP_US | External | Summer | B1 | 10 | 150 | 150 | 119.67 | 137.64 | 8 | 9.97
2030 | NWPP_Coal_2_MAPP_US | NWPP_Coal | MAPP_US | External | Summer | B2 | 25 | 150 | 150 | 110.86 | 134.53 | 8 | 15.67
2030 | NWPP_Coal_2_MAPP_US | NWPP_Coal | MAPP_US | External | Summer | B3 | 75 | 150 | 150 | 98.54 | 134.53 | 8 | 27.98
2030 | NWPP_Coal_2_MAPP_US | NWPP_Coal | MAPP_US | External | Summer | B4 | 100 | 150 | 150 | 98.54 | 133.87 | 8 | 27.33
2030 | NWPP_Coal_2_MAPP_US | NWPP_Coal | MAPP_US | External | Summer | B5 | 200 | 150 | 150 | 98.54 | 133.85 | 8 | 27.31
2030 | NWPP_Coal_2_MAPP_US | NWPP_Coal | MAPP_US | External | Summer | B6 | 300 | 150 | 0 | 98.54 | 100.17 | 8 | 0
2030 | NWPP_Coal_2_MAPP_US | NWPP_Coal | MAPP_US | External | Summer | B7 | 400 | 150 | 0 | 98.54 | 84.38 | 8 | 0
2030 | NWPP_Coal_2_MAPP_US | NWPP_Coal | MAPP_US | External | Summer | B8 | 500 | 150 | 0 | 98.54 | 78.74 | 8 | 0
2030 | NWPP_Coal_2_MAPP_US | NWPP_Coal | MAPP_US | External | Summer | B9 | 800 | 150 | 0 | 98.54 | 76.32 | 8 | 0
2030 | NWPP_Coal_2_MAPP_US | NWPP_Coal | MAPP_US | External | Summer | B10 | 1262 | 150 | 0 | 98.54 | 63.39 | 8 | 0
2030 | NWPP_Coal_2_MAPP_US | NWPP_Coal | MAPP_US | External | Winter | B16 | 25 | 150 | 0 | 97.37 | 67.07 | 8 | 0
2030 | NWPP_Coal_2_MAPP_US | NWPP_Coal | MAPP_US | External | Winter | B17 | 100 | 150 | 0 | 97.37 | 72.49 | 8 | 0
2030 | NWPP_Coal_2_MAPP_US | NWPP_Coal | MAPP_US | External | Winter | B18 | 400 | 150 | 0 | 97.37 | 74.09 | 8 | 0
2030 | NWPP_Coal_2_MAPP_US | NWPP_Coal | MAPP_US | External | Winter | B19 | 700 | 150 | 0 | 97.37 | 74.09 | 8 | 0
2030 | NWPP_Coal_2_MAPP_US | NWPP_Coal | MAPP_US | External | Winter | B20 | 935 | 150 | 0 | 97.37 | 67.07 | 8 | 0
2030 | RMPA_2_MAPP_US | RMPA | MAPP_US | External | Shoulder | B11 | 25 | 200 | 0 | 97.89 | 86.78 | 8 | 0
2030 | RMPA_2_MAPP_US | RMPA | MAPP_US | External | Shoulder | B12 | 200 | 200 | 0 | 97.89 | 81.44 | 8 | 0
2030 | RMPA_2_MAPP_US | RMPA | MAPP_US | External | Shoulder | B13 | 600 | 200 | 0 | 90.83 | 78.82 | 8 | 0
2030 | RMPA_2_MAPP_US | RMPA | MAPP_US | External | Shoulder | B14 | 900 | 200 | 0 | 88.61 | 66.71 | 8 | 0
2030 | RMPA_2_MAPP_US | RMPA | MAPP_US | External | Shoulder | B15 | 1203 | 200 | 0 | 84.59 | 64.16 | 8 | 0
2030 | RMPA_2_MAPP_US | RMPA | MAPP_US | External | Summer | B1 | 10 | 200 | 0 | 142.54 | 137.64 | 8 | 0
2030 | RMPA_2_MAPP_US | RMPA | MAPP_US | External | Summer | B2 | 25 | 200 | 0 | 138.26 | 134.53 | 8 | 0
2030 | RMPA_2_MAPP_US | RMPA | MAPP_US | External | Summer | B3 | 75 | 200 | 0 | 138.84 | 134.53 | 8 | 0
2030 | RMPA_2_MAPP_US | RMPA | MAPP_US | External | Summer | B4 | 100 | 200 | 0 | 129.94 | 133.87 | 8 | 0
2030 | RMPA_2_MAPP_US | RMPA | MAPP_US | External | Summer | B5 | 200 | 200 | 162.73 | 125.85 | 133.85 | 8 | 0
2030 | RMPA_2_MAPP_US | RMPA | MAPP_US | External | Summer | B6 | 300 | 200 | 0 | 106.71 | 100.17 | 8 | 0
2030 | RMPA_2_MAPP_US | RMPA | MAPP_US | External | Summer | B7 | 400 | 200 | 0 | 95.67 | 84.38 | 8 | 0
2030 | RMPA_2_MAPP_US | RMPA | MAPP_US | External | Summer | B8 | 500 | 200 | 0 | 95.67 | 78.74 | 8 | 0
2030 | RMPA_2_MAPP_US | RMPA | MAPP_US | External | Summer | B9 | 800 | 200 | 0 | 95.67 | 76.32 | 8 | 0
2030 | RMPA_2_MAPP_US | RMPA | MAPP_US | External | Summer | B10 | 1262 | 200 | 0 | 95.67 | 63.39 | 8 | 0
2030 | RMPA_2_MAPP_US | RMPA | MAPP_US | External | Winter | B16 | 25 | 200 | 0 | 102.01 | 67.07 | 8 | 0
2030 | RMPA_2_MAPP_US | RMPA | MAPP_US | External | Winter | B17 | 100 | 200 | 0 | 102.01 | 72.49 | 8 | 0
2030 | RMPA_2_MAPP_US | RMPA | MAPP_US | External | Winter | B18 | 400 | 200 | 0 | 94.05 | 74.09 | 8 | 0
2030 | RMPA_2_MAPP_US | RMPA | MAPP_US | External | Winter | B19 | 700 | 200 | 0 | 94.05 | 74.09 | 8 | 0
2030 | RMPA_2_MAPP_US | RMPA | MAPP_US | External | Winter | B20 | 935 | 200 | 0 | 86.99 | 67.07 | 8 | 0
2030 | RMPA_2_NE | RMPA | NE | External | Shoulder | B11 | 25 | 310 | 0 | 97.89 | 93.78 | 8 | 0
2030 | RMPA_2_NE | RMPA | NE | External | Shoulder | B12 | 200 | 310 | 0 | 97.89 | 90.15 | 8 | 0
2030 | RMPA_2_NE | RMPA | NE | External | Shoulder | B13 | 600 | 310 | 0 | 90.83 | 85.82 | 8 | 0
2030 | RMPA_2_NE | RMPA | NE | External | Shoulder | B14 | 900 | 310 | 0 | 88.61 | 80.69 | 8 | 0
2030 | RMPA_2_NE | RMPA | NE | External | Shoulder | B15 | 1203 | 310 | 0 | 84.59 | 78.15 | 8 | 0
2030 | RMPA_2_NE | RMPA | NE | External | Summer | B1 | 10 | 310 | 0 | 142.54 | 144.64 | 8 | 0
2030 | RMPA_2_NE | RMPA | NE | External | Summer | B2 | 25 | 310 | 0.01 | 138.26 | 146.25 | 8 | 0
2030 | RMPA_2_NE | RMPA | NE | External | Summer | B3 | 75 | 310 | 0 | 138.84 | 146.25 | 8 | 0
2030 | RMPA_2_NE | RMPA | NE | External | Summer | B4 | 100 | 310 | 310 | 129.94 | 140.87 | 8 | 2.94
2030 | RMPA_2_NE | RMPA | NE | External | Summer | B5 | 200 | 310 | 310 | 125.85 | 140.85 | 8 | 7
2030 | RMPA_2_NE | RMPA | NE | External | Summer | B6 | 300 | 310 | 0 | 106.71 | 107.17 | 8 | 0
2030 | RMPA_2_NE | RMPA | NE | External | Summer | B7 | 400 | 310 | 0 | 95.67 | 95.98 | 8 | 0
2030 | RMPA_2_NE | RMPA | NE | External | Summer | B8 | 500 | 310 | 0 | 95.67 | 90.57 | 8 | 0
2030 | RMPA_2_NE | RMPA | NE | External | Summer | B9 | 800 | 310 | 0 | 95.67 | 88.67 | 8 | 0
2030 | RMPA_2_NE | RMPA | NE | External | Summer | B10 | 1262 | 310 | 0 | 95.67 | 77.38 | 8 | 0
2030 | RMPA_2_NE | RMPA | NE | External | Winter | B16 | 25 | 310 | 0 | 102.01 | 81.07 | 8 | 0
2030 | RMPA_2_NE | RMPA | NE | External | Winter | B17 | 100 | 310 | 0 | 102.01 | 86.49 | 8 | 0
2030 | RMPA_2_NE | RMPA | NE | External | Winter | B18 | 400 | 310 | 0 | 94.05 | 88.08 | 8 | 0
2030 | RMPA_2_NE | RMPA | NE | External | Winter | B19 | 700 | 310 | 0 | 94.05 | 86.49 | 8 | 0
2030 | RMPA_2_NE | RMPA | NE | External | Winter | B20 | 935 | 310 | 0 | 86.99 | 81.06 | 8 | 0
2030 | RMPA_2_SPP_N | RMPA | SPP_N | External | Shoulder | B11 | 25 | 210 | 0 | 97.89 | 93.79 | 8 | 0
2030 | RMPA_2_SPP_N | RMPA | SPP_N | External | Shoulder | B12 | 200 | 210 | 0 | 97.89 | 90.16 | 8 | 0
2030 | RMPA_2_SPP_N | RMPA | SPP_N | External | Shoulder | B13 | 600 | 210 | 0 | 90.83 | 85.83 | 8 | 0
2030 | RMPA_2_SPP_N | RMPA | SPP_N | External | Shoulder | B14 | 900 | 210 | 0 | 88.61 | 80.71 | 8 | 0
2030 | RMPA_2_SPP_N | RMPA | SPP_N | External | Shoulder | B15 | 1203 | 210 | 0 | 84.59 | 78.16 | 8 | 0
2030 | RMPA_2_SPP_N | RMPA | SPP_N | External | Summer | B1 | 10 | 210 | 0 | 142.54 | 144.65 | 8 | 0
2030 | RMPA_2_SPP_N | RMPA | SPP_N | External | Summer | B2 | 25 | 210 | 15.93 | 138.26 | 146.26 | 8 | 0
2030 | RMPA_2_SPP_N | RMPA | SPP_N | External | Summer | B3 | 75 | 210 | 0 | 138.84 | 146.63 | 8 | 0
2030 | RMPA_2_SPP_N | RMPA | SPP_N | External | Summer | B4 | 100 | 210 | 210 | 129.94 | 140.89 | 8 | 2.95
2030 | RMPA_2_SPP_N | RMPA | SPP_N | External | Summer | B5 | 200 | 210 | 210 | 125.85 | 140.86 | 8 | 7.01
2030 | RMPA_2_SPP_N | RMPA | SPP_N | External | Summer | B6 | 300 | 210 | 0 | 106.71 | 107.18 | 8 | 0
2030 | RMPA_2_SPP_N | RMPA | SPP_N | External | Summer | B7 | 400 | 210 | 0 | 95.67 | 95.99 | 8 | 0
2030 | RMPA_2_SPP_N | RMPA | SPP_N | External | Summer | B8 | 500 | 210 | 0 | 95.67 | 90.58 | 8 | 0
2030 | RMPA_2_SPP_N | RMPA | SPP_N | External | Summer | B9 | 800 | 210 | 0 | 95.67 | 88.68 | 8 | 0
2030 | RMPA_2_SPP_N | RMPA | SPP_N | External | Summer | B10 | 1262 | 210 | 0 | 95.67 | 77.39 | 8 | 0
2030 | RMPA_2_SPP_N | RMPA | SPP_N | External | Winter | B16 | 25 | 210 | 0 | 102.01 | 92.51 | 8 | 0
2030 | RMPA_2_SPP_N | RMPA | SPP_N | External | Winter | B17 | 100 | 210 | 0 | 102.01 | 86.5 | 8 | 0
2030 | RMPA_2_SPP_N | RMPA | SPP_N | External | Winter | B18 | 400 | 210 | 0 | 94.05 | 88.09 | 8 | 0
2030 | RMPA_2_SPP_N | RMPA | SPP_N | External | Winter | B19 | 700 | 210 | 0 | 94.05 | 86.5 | 8 | 0
2030 | RMPA_2_SPP_N | RMPA | SPP_N | External | Winter | B20 | 935 | 210 | 0 | 86.99 | 81.07 | 8 | 0
2030 | SPP_N_2_RMPA | SPP_N | RMPA | External | Shoulder | B11 | 25 | 210 | 0 | 93.79 | 97.89 | 5 | 0
2030 | SPP_N_2_RMPA | SPP_N | RMPA | External | Shoulder | B12 | 200 | 210 | 210 | 90.16 | 97.89 | 5 | 2.73
2030 | SPP_N_2_RMPA | SPP_N | RMPA | External | Shoulder | B13 | 600 | 210 | 29.78 | 85.83 | 90.83 | 5 | 0
2030 | SPP_N_2_RMPA | SPP_N | RMPA | External | Shoulder | B14 | 900 | 210 | 210 | 80.71 | 88.61 | 5 | 2.9
2030 | SPP_N_2_RMPA | SPP_N | RMPA | External | Shoulder | B15 | 1203 | 210 | 210 | 78.16 | 84.59 | 5 | 1.43
2030 | SPP_N_2_RMPA | SPP_N | RMPA | External | Summer | B1 | 10 | 210 | 0 | 144.65 | 142.54 | 5 | 0
2030 | SPP_N_2_RMPA | SPP_N | RMPA | External | Summer | B2 | 25 | 210 | 0 | 146.26 | 138.26 | 5 | 0
2030 | SPP_N_2_RMPA | SPP_N | RMPA | External | Summer | B3 | 75 | 210 | 0 | 146.63 | 138.84 | 5 | 0
2030 | SPP_N_2_RMPA | SPP_N | RMPA | External | Summer | B4 | 100 | 210 | 0 | 140.89 | 129.94 | 5 | 0
2030 | SPP_N_2_RMPA | SPP_N | RMPA | External | Summer | B5 | 200 | 210 | 0 | 140.86 | 125.85 | 5 | 0
2030 | SPP_N_2_RMPA | SPP_N | RMPA | External | Summer | B6 | 300 | 210 | 0 | 107.18 | 106.71 | 5 | 0
2030 | SPP_N_2_RMPA | SPP_N | RMPA | External | Summer | B7 | 400 | 210 | 0 | 95.99 | 95.67 | 5 | 0
2030 | SPP_N_2_RMPA | SPP_N | RMPA | External | Summer | B8 | 500 | 210 | 210 | 90.58 | 95.67 | 5 | 0.09
2030 | SPP_N_2_RMPA | SPP_N | RMPA | External | Summer | B9 | 800 | 210 | 210 | 88.68 | 95.67 | 5 | 2
2030 | SPP_N_2_RMPA | SPP_N | RMPA | External | Summer | B10 | 1262 | 210 | 210 | 77.39 | 95.67 | 5 | 13.28
2030 | SPP_N_2_RMPA | SPP_N | RMPA | External | Winter | B16 | 25 | 210 | 210 | 92.51 | 102.01 | 5 | 4.5
2030 | SPP_N_2_RMPA | SPP_N | RMPA | External | Winter | B17 | 100 | 210 | 210 | 86.5 | 102.01 | 5 | 10.51
2030 | SPP_N_2_RMPA | SPP_N | RMPA | External | Winter | B18 | 400 | 210 | 210 | 88.09 | 94.05 | 5 | 0.96
2030 | SPP_N_2_RMPA | SPP_N | RMPA | External | Winter | B19 | 700 | 210 | 210 | 86.5 | 94.05 | 5 | 2.55
2030 | SPP_N_2_RMPA | SPP_N | RMPA | External | Winter | B20 | 935 | 210 | 210 | 81.07 | 86.99 | 5 | 0.92
2030 | SPP_S_2_ERCOT | SPP_S | ERCOT | External | Shoulder | B11 | 25 | 800 | 0 | 93.8 | 98.43 | 5 | 0
2030 | SPP_S_2_ERCOT | SPP_S | ERCOT | External | Shoulder | B12 | 200 | 800 | 0 | 90.17 | 90.07 | 5 | 0
2030 | SPP_S_2_ERCOT | SPP_S | ERCOT | External | Shoulder | B13 | 600 | 800 | 0 | 85.84 | 90.07 | 5 | 0
2030 | SPP_S_2_ERCOT | SPP_S | ERCOT | External | Shoulder | B14 | 900 | 800 | 800 | 78.1 | 90.07 | 5 | 6.97
2030 | SPP_S_2_ERCOT | SPP_S | ERCOT | External | Shoulder | B15 | 1203 | 800 | 0 | 78.1 | 78.02 | 5 | 0
2030 | SPP_S_2_ERCOT | SPP_S | ERCOT | External | Summer | B1 | 10 | 800 | 800 | 92.84 | 147.98 | 5 | 50.14
2030 | SPP_S_2_ERCOT | SPP_S | ERCOT | External | Summer | B2 | 25 | 800 | 800 | 128.95 | 147.98 | 5 | 14.04
2030 | SPP_S_2_ERCOT | SPP_S | ERCOT | External | Summer | B3 | 75 | 800 | 0 | 134.88 | 130.77 | 5 | 0
2030 | SPP_S_2_ERCOT | SPP_S | ERCOT | External | Summer | B4 | 100 | 800 | 0 | 128.95 | 130.77 | 5 | 0
2030 | SPP_S_2_ERCOT | SPP_S | ERCOT | External | Summer | B5 | 200 | 800 | 0 | 128.95 | 130.77 | 5 | 0
2030 | SPP_S_2_ERCOT | SPP_S | ERCOT | External | Summer | B6 | 300 | 800 | 0 | 107.17 | 96.92 | 5 | 0
2030 | SPP_S_2_ERCOT | SPP_S | ERCOT | External | Summer | B7 | 400 | 800 | 0 | 95.98 | 91.36 | 5 | 0
2030 | SPP_S_2_ERCOT | SPP_S | ERCOT | External | Summer | B8 | 500 | 800 | 0 | 90.59 | 88.69 | 5 | 0
2030 | SPP_S_2_ERCOT | SPP_S | ERCOT | External | Summer | B9 | 800 | 800 | 0 | 88.69 | 88.69 | 5 | 0
2030 | SPP_S_2_ERCOT | SPP_S | ERCOT | External | Summer | B10 | 1262 | 800 | 800 | 77.4 | 88.69 | 5 | 6.29
2030 | SPP_S_2_ERCOT | SPP_S | ERCOT | External | Winter | B16 | 25 | 800 | 0 | 92.52 | 93.04 | 5 | 0
2030 | SPP_S_2_ERCOT | SPP_S | ERCOT | External | Winter | B17 | 100 | 800 | 800 | 86.51 | 93.04 | 5 | 1.53
2030 | SPP_S_2_ERCOT | SPP_S | ERCOT | External | Winter | B18 | 400 | 800 | 0 | 88.1 | 93.04 | 5 | 0
2030 | SPP_S_2_ERCOT | SPP_S | ERCOT | External | Winter | B19 | 700 | 800 | 800 | 86.51 | 93.04 | 5 | 1.53
2030 | SPP_S_2_ERCOT | SPP_S | ERCOT | External | Winter | B20 | 935 | 800 | 0 | 80.95 | 80.74 | 5 | 0
2035 | AZ_NM_SNV_Coal_2_SPP_S | AZ_NM_SNV_Coal | SPP_S | External | Shoulder | B11 | 25 | 400 | 400 | 119.22 | 136.15 | 8.17 | 8.77
2035 | AZ_NM_SNV_Coal_2_SPP_S | AZ_NM_SNV_Coal | SPP_S | External | Shoulder | B12 | 200 | 400 | 0 | 119.16 | 118.11 | 8.17 | 0
2035 | AZ_NM_SNV_Coal_2_SPP_S | AZ_NM_SNV_Coal | SPP_S | External | Shoulder | B13 | 600 | 400 | 0 | 113.93 | 117.21 | 8.17 | 0
2035 | AZ_NM_SNV_Coal_2_SPP_S | AZ_NM_SNV_Coal | SPP_S | External | Shoulder | B14 | 900 | 400 | 0 | 113.93 | 112.39 | 8.17 | 0
2035 | AZ_NM_SNV_Coal_2_SPP_S | AZ_NM_SNV_Coal | SPP_S | External | Shoulder | B15 | 1203 | 400 | 0 | 112.12 | 105.24 | 8.17 | 0
2035 | AZ_NM_SNV_Coal_2_SPP_S | AZ_NM_SNV_Coal | SPP_S | External | Summer | B1 | 10 | 400 | 0 | 193.65 | 134.62 | 8.17 | 0
2035 | AZ_NM_SNV_Coal_2_SPP_S | AZ_NM_SNV_Coal | SPP_S | External | Summer | B2 | 25 | 400 | 0 | 193.65 | 196.29 | 8.17 | 0
2035 | AZ_NM_SNV_Coal_2_SPP_S | AZ_NM_SNV_Coal | SPP_S | External | Summer | B3 | 75 | 400 | 400 | 193.65 | 205.6 | 8.17 | 3.79
2035 | AZ_NM_SNV_Coal_2_SPP_S | AZ_NM_SNV_Coal | SPP_S | External | Summer | B4 | 100 | 400 | 400 | 161.7 | 182.46 | 8.17 | 12.6
2035 | AZ_NM_SNV_Coal_2_SPP_S | AZ_NM_SNV_Coal | SPP_S | External | Summer | B5 | 200 | 400 | 0 | 143.58 | 144.47 | 8.17 | 0
2035 | AZ_NM_SNV_Coal_2_SPP_S | AZ_NM_SNV_Coal | SPP_S | External | Summer | B6 | 300 | 400 | 0 | 136.32 | 137.36 | 8.17 | 0
2035 | AZ_NM_SNV_Coal_2_SPP_S | AZ_NM_SNV_Coal | SPP_S | External | Summer | B7 | 400 | 400 | 0 | 136.32 | 134.62 | 8.17 | 0
2035 | AZ_NM_SNV_Coal_2_SPP_S | AZ_NM_SNV_Coal | SPP_S | External | Summer | B8 | 500 | 400 | 0 | 134.5 | 130.95 | 8.17 | 0
2035 | AZ_NM_SNV_Coal_2_SPP_S | AZ_NM_SNV_Coal | SPP_S | External | Summer | B9 | 800 | 400 | 0 | 131.76 | 116.61 | 8.17 | 0
2035 | AZ_NM_SNV_Coal_2_SPP_S | AZ_NM_SNV_Coal | SPP_S | External | Summer | B10 | 1262 | 400 | 0 | 119.99 | 115.47 | 8.17 | 0
2035 | AZ_NM_SNV_Coal_2_SPP_S | AZ_NM_SNV_Coal | SPP_S | External | Winter | B16 | 25 | 400 | 0 | 119.22 | 121.44 | 8.17 | 0
2035 | AZ_NM_SNV_Coal_2_SPP_S | AZ_NM_SNV_Coal | SPP_S | External | Winter | B17 | 100 | 400 | 0 | 116.91 | 120.41 | 8.17 | 0
2035 | AZ_NM_SNV_Coal_2_SPP_S | AZ_NM_SNV_Coal | SPP_S | External | Winter | B18 | 400 | 400 | 0 | 116.91 | 120.41 | 8.17 | 0
2035 | AZ_NM_SNV_Coal_2_SPP_S | AZ_NM_SNV_Coal | SPP_S | External | Winter | B19 | 700 | 400 | 0 | 116.91 | 115.48 | 8.17 | 0
2035 | AZ_NM_SNV_Coal_2_SPP_S | AZ_NM_SNV_Coal | SPP_S | External | Winter | B20 | 935 | 400 | 0 | 109.17 | 112.87 | 8.17 | 0
2035 | ERCOT_2_SPP_S | ERCOT | SPP_S | External | Shoulder | B11 | 25 | 800 | 0 | 136.08 | 136.15 | 8 | 0
2035 | ERCOT_2_SPP_S | ERCOT | SPP_S | External | Shoulder | B12 | 200 | 800 | 0 | 136.08 | 118.11 | 8 | 0
2035 | ERCOT_2_SPP_S | ERCOT | SPP_S | External | Shoulder | B13 | 600 | 800 | 0 | 117.14 | 117.21 | 8 | 0
2035 | ERCOT_2_SPP_S | ERCOT | SPP_S | External | Shoulder | B14 | 900 | 800 | 0 | 117.14 | 112.39 | 8 | 0
2035 | ERCOT_2_SPP_S | ERCOT | SPP_S | External | Shoulder | B15 | 1203 | 800 | 0 | 110.24 | 105.24 | 8 | 0
2035 | ERCOT_2_SPP_S | ERCOT | SPP_S | External | Summer | B1 | 10 | 800 | 0 | 222.14 | 134.62 | 8 | 0
2035 | ERCOT_2_SPP_S | ERCOT | SPP_S | External | Summer | B2 | 25 | 800 | 0 | 222.14 | 196.29 | 8 | 0
2035 | ERCOT_2_SPP_S | ERCOT | SPP_S | External | Summer | B3 | 75 | 800 | 800 | 134.52 | 205.6 | 8 | 63.08
2035 | ERCOT_2_SPP_S | ERCOT | SPP_S | External | Summer | B4 | 100 | 800 | 800 | 134.52 | 182.46 | 8 | 39.94
2035 | ERCOT_2_SPP_S | ERCOT | SPP_S | External | Summer | B5 | 200 | 800 | 800 | 134.52 | 144.47 | 8 | 1.95
2035 | ERCOT_2_SPP_S | ERCOT | SPP_S | External | Summer | B6 | 300 | 800 | 0 | 134.52 | 137.36 | 8 | 0
2035 | ERCOT_2_SPP_S | ERCOT | SPP_S | External | Summer | B7 | 400 | 800 | 0 | 134.52 | 134.62 | 8 | 0
2035 | ERCOT_2_SPP_S | ERCOT | SPP_S | External | Summer | B8 | 500 | 800 | 0 | 134.52 | 130.95 | 8 | 0
2035 | ERCOT_2_SPP_S | ERCOT | SPP_S | External | Summer | B9 | 800 | 800 | 0 | 115.82 | 116.61 | 8 | 0
2035 | ERCOT_2_SPP_S | ERCOT | SPP_S | External | Summer | B10 | 1262 | 800 | 0 | 115.82 | 115.47 | 8 | 0
2035 | ERCOT_2_SPP_S | ERCOT | SPP_S | External | Winter | B16 | 25 | 800 | 0 | 139.35 | 121.44 | 8 | 0
2035 | ERCOT_2_SPP_S | ERCOT | SPP_S | External | Winter | B17 | 100 | 800 | 0 | 139.35 | 120.41 | 8 | 0
2035 | ERCOT_2_SPP_S | ERCOT | SPP_S | External | Winter | B18 | 400 | 800 | 0 | 119.92 | 120.41 | 8 | 0
2035 | ERCOT_2_SPP_S | ERCOT | SPP_S | External | Winter | B19 | 700 | 800 | 0 | 119.92 | 115.48 | 8 | 0
2035 | ERCOT_2_SPP_S | ERCOT | SPP_S | External | Winter | B20 | 935 | 800 | 0 | 107.72 | 112.87 | 8 | 0
2035 | MAPP_US_2_RMPA | MAPP_US | RMPA | External | Shoulder | B11 | 25 | 200 | 0 | 128.07 | 119.75 | 8 | 0
2035 | MAPP_US_2_RMPA | MAPP_US | RMPA | External | Shoulder | B12 | 200 | 200 | 59.6 | 111.75 | 119.75 | 8 | 0
2035 | MAPP_US_2_RMPA | MAPP_US | RMPA | External | Shoulder | B13 | 600 | 200 | 200 | 109.28 | 119.75 | 8 | 2.46
2035 | MAPP_US_2_RMPA | MAPP_US | RMPA | External | Shoulder | B14 | 900 | 200 | 200 | 107.77 | 119.22 | 8 | 3.44
2035 | MAPP_US_2_RMPA | MAPP_US | RMPA | External | Shoulder | B15 | 1203 | 200 | 200 | 93.91 | 111.85 | 8 | 9.94
2035 | MAPP_US_2_RMPA | MAPP_US | RMPA | External | Summer | B1 | 10 | 200 | 0 | 210.18 | 211.95 | 8 | 0
2035 | MAPP_US_2_RMPA | MAPP_US | RMPA | External | Summer | B2 | 25 | 200 | 0 | 206.32 | 201.81 | 8 | 0
2035 | MAPP_US_2_RMPA | MAPP_US | RMPA | External | Summer | B3 | 75 | 200 | 0 | 205.95 | 201.81 | 8 | 0
2035 | MAPP_US_2_RMPA | MAPP_US | RMPA | External | Summer | B4 | 100 | 200 | 0 | 188.47 | 169.86 | 8 | 0
2035 | MAPP_US_2_RMPA | MAPP_US | RMPA | External | Summer | B5 | 200 | 200 | 0 | 150.59 | 144.47 | 8 | 0
2035 | MAPP_US_2_RMPA | MAPP_US | RMPA | External | Summer | B6 | 300 | 200 | 200 | 135.35 | 143.92 | 8 | 0.57
2035 | MAPP_US_2_RMPA | MAPP_US | RMPA | External | Summer | B7 | 400 | 200 | 200 | 127.23 | 139.61 | 8 | 4.37
2035 | MAPP_US_2_RMPA | MAPP_US | RMPA | External | Summer | B8 | 500 | 200 | 200 | 111.32 | 126.34 | 8 | 7.02
2035 | MAPP_US_2_RMPA | MAPP_US | RMPA | External | Summer | B9 | 800 | 200 | 200 | 106.4 | 119.4 | 8 | 5
2035 | MAPP_US_2_RMPA | MAPP_US | RMPA | External | Summer | B10 | 1262 | 200 | 200 | 101.46 | 117.76 | 8 | 8.29
2035 | MAPP_US_2_RMPA | MAPP_US | RMPA | External | Winter | B16 | 25 | 200 | 200 | 107.42 | 127.37 | 8 | 11.95
2035 | MAPP_US_2_RMPA | MAPP_US | RMPA | External | Winter | B17 | 100 | 200 | 200 | 106.39 | 123.49 | 8 | 9.1
2035 | MAPP_US_2_RMPA | MAPP_US | RMPA | External | Winter | B18 | 400 | 200 | 200 | 110.89 | 123.49 | 8 | 4.6
2035 | MAPP_US_2_RMPA | MAPP_US | RMPA | External | Winter | B19 | 700 | 200 | 200 | 110.89 | 123.49 | 8 | 4.6
2035 | MAPP_US_2_RMPA | MAPP_US | RMPA | External | Winter | B20 | 935 | 200 | 164.21 | 98.87 | 106.87 | 8 | 0
2035 | NE_2_RMPA | NE | RMPA | External | Shoulder | B11 | 25 | 310 | 0 | 136.13 | 119.75 | 5 | 0
2035 | NE_2_RMPA | NE | RMPA | External | Shoulder | B12 | 200 | 310 | 0 | 118.75 | 119.75 | 5 | 0
2035 | NE_2_RMPA | NE | RMPA | External | Shoulder | B13 | 600 | 310 | 0 | 117.56 | 119.75 | 5 | 0
2035 | NE_2_RMPA | NE | RMPA | External | Shoulder | B14 | 900 | 310 | 0 | 117.56 | 119.22 | 5 | 0
2035 | NE_2_RMPA | NE | RMPA | External | Shoulder | B15 | 1203 | 310 | 0 | 107.15 | 111.85 | 5 | 0
2035 | NE_2_RMPA | NE | RMPA | External | Summer | B1 | 10 | 310 | 0 | 220.32 | 211.95 | 5 | 0
2035 | NE_2_RMPA | NE | RMPA | External | Summer | B2 | 25 | 310 | 0 | 220.32 | 201.81 | 5 | 0
2035 | NE_2_RMPA | NE | RMPA | External | Summer | B3 | 75 | 310 | 0 | 219.95 | 201.81 | 5 | 0
2035 | NE_2_RMPA | NE | RMPA | External | Summer | B4 | 100 | 310 | 0 | 195.47 | 169.86 | 5 | 0
2035 | NE_2_RMPA | NE | RMPA | External | Summer | B5 | 200 | 310 | 0 | 157.59 | 144.47 | 5 | 0
2035 | NE_2_RMPA | NE | RMPA | External | Summer | B6 | 300 | 310 | 0 | 146.03 | 143.92 | 5 | 0
2035 | NE_2_RMPA | NE | RMPA | External | Summer | B7 | 400 | 310 | 0 | 134.62 | 139.61 | 5 | 0
2035 | NE_2_RMPA | NE | RMPA | External | Summer | B8 | 500 | 310 | 189.48 | 121.34 | 126.34 | 5 | 0
2035 | NE_2_RMPA | NE | RMPA | External | Summer | B9 | 800 | 310 | 0 | 116.59 | 119.4 | 5 | 0
2035 | NE_2_RMPA | NE | RMPA | External | Summer | B10 | 1262 | 310 | 0 | 115.46 | 117.76 | 5 | 0
2035 | NE_2_RMPA | NE | RMPA | External | Winter | B16 | 25 | 310 | 310 | 121.42 | 127.37 | 5 | 0.95
2035 | NE_2_RMPA | NE | RMPA | External | Winter | B17 | 100 | 310 | 0 | 120.39 | 123.49 | 5 | 0
2035 | NE_2_RMPA | NE | RMPA | External | Winter | B18 | 400 | 310 | 0 | 120.83 | 123.49 | 5 | 0
2035 | NE_2_RMPA | NE | RMPA | External | Winter | B19 | 700 | 310 | 0 | 120.83 | 123.49 | 5 | 0
2035 | NE_2_RMPA | NE | RMPA | External | Winter | B20 | 935 | 310 | 0 | 112.87 | 106.87 | 5 | 0
2035 | NWPP_Coal_2_MAPP_US | NWPP_Coal | MAPP_US | External | Shoulder | B11 | 25 | 150 | 150 | 119.21 | 128.07 | 8 | 0.86
2035 | NWPP_Coal_2_MAPP_US | NWPP_Coal | MAPP_US | External | Shoulder | B12 | 200 | 150 | 0 | 119.21 | 111.75 | 8 | 0
2035 | NWPP_Coal_2_MAPP_US | NWPP_Coal | MAPP_US | External | Shoulder | B13 | 600 | 150 | 0 | 119.21 | 109.28 | 8 | 0
2035 | NWPP_Coal_2_MAPP_US | NWPP_Coal | MAPP_US | External | Shoulder | B14 | 900 | 150 | 0 | 119.21 | 107.77 | 8 | 0
2035 | NWPP_Coal_2_MAPP_US | NWPP_Coal | MAPP_US | External | Shoulder | B15 | 1203 | 150 | 0 | 119.21 | 93.91 | 8 | 0
2035 | NWPP_Coal_2_MAPP_US | NWPP_Coal | MAPP_US | External | Summer | B1 | 10 | 150 | 150 | 182.88 | 210.18 | 8 | 19.31
2035 | NWPP_Coal_2_MAPP_US | NWPP_Coal | MAPP_US | External | Summer | B2 | 25 | 150 | 150 | 165.06 | 206.32 | 8 | 33.25
2035 | NWPP_Coal_2_MAPP_US | NWPP_Coal | MAPP_US | External | Summer | B3 | 75 | 150 | 150 | 136.31 | 205.95 | 8 | 61.64
2035 | NWPP_Coal_2_MAPP_US | NWPP_Coal | MAPP_US | External | Summer | B4 | 100 | 150 | 150 | 136.31 | 188.47 | 8 | 44.16
2035 | NWPP_Coal_2_MAPP_US | NWPP_Coal | MAPP_US | External | Summer | B5 | 200 | 150 | 150 | 136.31 | 150.59 | 8 | 6.28
2035 | NWPP_Coal_2_MAPP_US | NWPP_Coal | MAPP_US | External | Summer | B6 | 300 | 150 | 0 | 136.31 | 135.35 | 8 | 0
2035 | NWPP_Coal_2_MAPP_US | NWPP_Coal | MAPP_US | External | Summer | B7 | 400 | 150 | 0 | 136.31 | 127.23 | 8 | 0
2035 | NWPP_Coal_2_MAPP_US | NWPP_Coal | MAPP_US | External | Summer | B8 | 500 | 150 | 0 | 136.31 | 111.32 | 8 | 0
2035 | NWPP_Coal_2_MAPP_US | NWPP_Coal | MAPP_US | External | Summer | B9 | 800 | 150 | 0 | 136.31 | 106.4 | 8 | 0
2035 | NWPP_Coal_2_MAPP_US | NWPP_Coal | MAPP_US | External | Summer | B10 | 1262 | 150 | 0 | 136.31 | 101.46 | 8 | 0
2035 | NWPP_Coal_2_MAPP_US | NWPP_Coal | MAPP_US | External | Winter | B16 | 25 | 150 | 0 | 119.21 | 107.42 | 8 | 0
2035 | NWPP_Coal_2_MAPP_US | NWPP_Coal | MAPP_US | External | Winter | B17 | 100 | 150 | 0 | 119.21 | 106.39 | 8 | 0
2035 | NWPP_Coal_2_MAPP_US | NWPP_Coal | MAPP_US | External | Winter | B18 | 400 | 150 | 0 | 119.21 | 110.89 | 8 | 0
2035 | NWPP_Coal_2_MAPP_US | NWPP_Coal | MAPP_US | External | Winter | B19 | 700 | 150 | 0 | 119.21 | 110.89 | 8 | 0
2035 | NWPP_Coal_2_MAPP_US | NWPP_Coal | MAPP_US | External | Winter | B20 | 935 | 150 | 0 | 119.21 | 98.87 | 8 | 0
2035 | RMPA_2_MAPP_US | RMPA | MAPP_US | External | Shoulder | B11 | 25 | 200 | 200 | 119.75 | 128.07 | 8 | 0.32
2035 | RMPA_2_MAPP_US | RMPA | MAPP_US | External | Shoulder | B12 | 200 | 200 | 0 | 119.75 | 111.75 | 8 | 0
2035 | RMPA_2_MAPP_US | RMPA | MAPP_US | External | Shoulder | B13 | 600 | 200 | 0 | 119.75 | 109.28 | 8 | 0
2035 | RMPA_2_MAPP_US | RMPA | MAPP_US | External | Shoulder | B14 | 900 | 200 | 0 | 119.22 | 107.77 | 8 | 0
2035 | RMPA_2_MAPP_US | RMPA | MAPP_US | External | Shoulder | B15 | 1203 | 200 | 0 | 111.85 | 93.91 | 8 | 0
2035 | RMPA_2_MAPP_US | RMPA | MAPP_US | External | Summer | B1 | 10 | 200 | 0 | 211.95 | 210.18 | 8 | 0
2035 | RMPA_2_MAPP_US | RMPA | MAPP_US | External | Summer | B2 | 25 | 200 | 0 | 201.81 | 206.32 | 8 | 0
2035 | RMPA_2_MAPP_US | RMPA | MAPP_US | External | Summer | B3 | 75 | 200 | 0 | 201.81 | 205.95 | 8 | 0
2035 | RMPA_2_MAPP_US | RMPA | MAPP_US | External | Summer | B4 | 100 | 200 | 200 | 169.86 | 188.47 | 8 | 10.61
2035 | RMPA_2_MAPP_US | RMPA | MAPP_US | External | Summer | B5 | 200 | 200 | 0 | 144.47 | 150.59 | 8 | 0
2035 | RMPA_2_MAPP_US | RMPA | MAPP_US | External | Summer | B6 | 300 | 200 | 0 | 143.92 | 135.35 | 8 | 0
2035 | RMPA_2_MAPP_US | RMPA | MAPP_US | External | Summer | B7 | 400 | 200 | 0 | 139.61 | 127.23 | 8 | 0
2035 | RMPA_2_MAPP_US | RMPA | MAPP_US | External | Summer | B8 | 500 | 200 | 0 | 126.34 | 111.32 | 8 | 0
2035 | RMPA_2_MAPP_US | RMPA | MAPP_US | External | Summer | B9 | 800 | 200 | 0 | 119.4 | 106.4 | 8 | 0
2035 | RMPA_2_MAPP_US | RMPA | MAPP_US | External | Summer | B10 | 1262 | 200 | 0 | 117.76 | 101.46 | 8 | 0
2035 | RMPA_2_MAPP_US | RMPA | MAPP_US | External | Winter | B16 | 25 | 200 | 0 | 127.37 | 107.42 | 8 | 0
2035 | RMPA_2_MAPP_US | RMPA | MAPP_US | External | Winter | B17 | 100 | 200 | 0 | 123.49 | 106.39 | 8 | 0
2035 | RMPA_2_MAPP_US | RMPA | MAPP_US | External | Winter | B18 | 400 | 200 | 0 | 123.49 | 110.89 | 8 | 0
2035 | RMPA_2_MAPP_US | RMPA | MAPP_US | External | Winter | B19 | 700 | 200 | 0 | 123.49 | 110.89 | 8 | 0
2035 | RMPA_2_MAPP_US | RMPA | MAPP_US | External | Winter | B20 | 935 | 200 | 0 | 106.87 | 98.87 | 8 | 0
2035 | RMPA_2_NE | RMPA | NE | External | Shoulder | B11 | 25 | 310 | 310 | 119.75 | 136.13 | 8 | 8.38
2035 | RMPA_2_NE | RMPA | NE | External | Shoulder | B12 | 200 | 310 | 0 | 119.75 | 118.75 | 8 | 0
2035 | RMPA_2_NE | RMPA | NE | External | Shoulder | B13 | 600 | 310 | 0 | 119.75 | 117.56 | 8 | 0
2035 | RMPA_2_NE | RMPA | NE | External | Shoulder | B14 | 900 | 310 | 0 | 119.22 | 117.56 | 8 | 0
2035 | RMPA_2_NE | RMPA | NE | External | Shoulder | B15 | 1203 | 310 | 0 | 111.85 | 107.15 | 8 | 0
2035 | RMPA_2_NE | RMPA | NE | External | Summer | B1 | 10 | 310 | 310 | 211.95 | 220.32 | 8 | 0.37
2035 | RMPA_2_NE | RMPA | NE | External | Summer | B2 | 25 | 310 | 310 | 201.81 | 220.32 | 8 | 10.51
2035 | RMPA_2_NE | RMPA | NE | External | Summer | B3 | 75 | 310 | 310 | 201.81 | 219.95 | 8 | 10.14
2035 | RMPA_2_NE | RMPA | NE | External | Summer | B4 | 100 | 310 | 310 | 169.86 | 195.47 | 8 | 17.61
2035 | RMPA_2_NE | RMPA | NE | External | Summer | B5 | 200 | 310 | 310 | 144.47 | 157.59 | 8 | 5.12
2035 | RMPA_2_NE | RMPA | NE | External | Summer | B6 | 300 | 310 | 0 | 143.92 | 146.03 | 8 | 0
2035 | RMPA_2_NE | RMPA | NE | External | Summer | B7 | 400 | 310 | 0 | 139.61 | 134.62 | 8 | 0
2035 | RMPA_2_NE | RMPA | NE | External | Summer | B8 | 500 | 310 | 0 | 126.34 | 121.34 | 8 | 0
2035 | RMPA_2_NE | RMPA | NE | External | Summer | B9 | 800 | 310 | 0 | 119.4 | 116.59 | 8 | 0
2035 | RMPA_2_NE | RMPA | NE | External | Summer | B10 | 1262 | 310 | 0 | 117.76 | 115.46 | 8 | 0
2035 | RMPA_2_NE | RMPA | NE | External | Winter | B16 | 25 | 310 | 0 | 127.37 | 121.42 | 8 | 0
2035 | RMPA_2_NE | RMPA | NE | External | Winter | B17 | 100 | 310 | 0 | 123.49 | 120.39 | 8 | 0
2035 | RMPA_2_NE | RMPA | NE | External | Winter | B18 | 400 | 310 | 0 | 123.49 | 120.83 | 8 | 0
2035 | RMPA_2_NE | RMPA | NE | External | Winter | B19 | 700 | 310 | 0 | 123.49 | 120.83 | 8 | 0
2035 | RMPA_2_NE | RMPA | NE | External | Winter | B20 | 935 | 310 | 0 | 106.87 | 112.87 | 8 | 0
2035 | RMPA_2_SPP_N | RMPA | SPP_N | External | Shoulder | B11 | 25 | 210 | 210 | 119.75 | 136.14 | 8 | 8.39
2035 | RMPA_2_SPP_N | RMPA | SPP_N | External | Shoulder | B12 | 200 | 210 | 0 | 119.75 | 118.11 | 8 | 0
2035 | RMPA_2_SPP_N | RMPA | SPP_N | External | Shoulder | B13 | 600 | 210 | 0 | 119.75 | 117.19 | 8 | 0
2035 | RMPA_2_SPP_N | RMPA | SPP_N | External | Shoulder | B14 | 900 | 210 | 0 | 119.22 | 112.39 | 8 | 0
2035 | RMPA_2_SPP_N | RMPA | SPP_N | External | Shoulder | B15 | 1203 | 210 | 0 | 111.85 | 106.85 | 8 | 0
2035 | RMPA_2_SPP_N | RMPA | SPP_N | External | Summer | B1 | 10 | 210 | 0 | 211.95 | 212.18 | 8 | 0
2035 | RMPA_2_SPP_N | RMPA | SPP_N | External | Summer | B2 | 25 | 210 | 72.38 | 201.81 | 209.81 | 8 | 0
2035 | RMPA_2_SPP_N | RMPA | SPP_N | External | Summer | B3 | 75 | 210 | 0 | 201.81 | 207.46 | 8 | 0
2035 | RMPA_2_SPP_N | RMPA | SPP_N | External | Summer | B4 | 100 | 210 | 210 | 169.86 | 190.46 | 8 | 12.6
2035 | RMPA_2_SPP_N | RMPA | SPP_N | External | Summer | B5 | 200 | 210 | 29.51 | 144.47 | 152.47 | 8 | 0
2035 | RMPA_2_SPP_N | RMPA | SPP_N | External | Summer | B6 | 300 | 210 | 0 | 143.92 | 137.35 | 8 | 0
2035 | RMPA_2_SPP_N | RMPA | SPP_N | External | Summer | B7 | 400 | 210 | 0 | 139.61 | 134.61 | 8 | 0
2035 | RMPA_2_SPP_N | RMPA | SPP_N | External | Summer | B8 | 500 | 210 | 0 | 126.34 | 121.33 | 8 | 0
2035 | RMPA_2_SPP_N | RMPA | SPP_N | External | Summer | B9 | 800 | 210 | 0 | 119.4 | 116.6 | 8 | 0
2035 | RMPA_2_SPP_N | RMPA | SPP_N | External | Summer | B10 | 1262 | 210 | 0 | 117.76 | 115.46 | 8 | 0
2035 | RMPA_2_SPP_N | RMPA | SPP_N | External | Winter | B16 | 25 | 210 | 0 | 127.37 | 121.43 | 8 | 0
2035 | RMPA_2_SPP_N | RMPA | SPP_N | External | Winter | B17 | 100 | 210 | 0 | 123.49 | 120.39 | 8 | 0
2035 | RMPA_2_SPP_N | RMPA | SPP_N | External | Winter | B18 | 400 | 210 | 0 | 123.49 | 120.39 | 8 | 0
2035 | RMPA_2_SPP_N | RMPA | SPP_N | External | Winter | B19 | 700 | 210 | 0 | 123.49 | 115.46 | 8 | 0
2035 | RMPA_2_SPP_N | RMPA | SPP_N | External | Winter | B20 | 935 | 210 | 0 | 106.87 | 112.86 | 8 | 0
2035 | SPP_N_2_RMPA | SPP_N | RMPA | External | Shoulder | B11 | 25 | 210 | 0 | 136.14 | 119.75 | 5 | 0
2035 | SPP_N_2_RMPA | SPP_N | RMPA | External | Shoulder | B12 | 200 | 210 | 0 | 118.11 | 119.75 | 5 | 0
2035 | SPP_N_2_RMPA | SPP_N | RMPA | External | Shoulder | B13 | 600 | 210 | 0 | 117.19 | 119.75 | 5 | 0
2035 | SPP_N_2_RMPA | SPP_N | RMPA | External | Shoulder | B14 | 900 | 210 | 210 | 112.39 | 119.22 | 5 | 1.83
2035 | SPP_N_2_RMPA | SPP_N | RMPA | External | Shoulder | B15 | 1203 | 210 | 87.83 | 106.85 | 111.85 | 5 | 0
2035 | SPP_N_2_RMPA | SPP_N | RMPA | External | Summer | B1 | 10 | 210 | 0 | 212.18 | 211.95 | 5 | 0
2035 | SPP_N_2_RMPA | SPP_N | RMPA | External | Summer | B2 | 25 | 210 | 0 | 209.81 | 201.81 | 5 | 0
2035 | SPP_N_2_RMPA | SPP_N | RMPA | External | Summer | B3 | 75 | 210 | 0 | 207.46 | 201.81 | 5 | 0
2035 | SPP_N_2_RMPA | SPP_N | RMPA | External | Summer | B4 | 100 | 210 | 0 | 190.46 | 169.86 | 5 | 0
2035 | SPP_N_2_RMPA | SPP_N | RMPA | External | Summer | B5 | 200 | 210 | 0 | 152.47 | 144.47 | 5 | 0
2035 | SPP_N_2_RMPA | SPP_N | RMPA | External | Summer | B6 | 300 | 210 | 210 | 137.35 | 143.92 | 5 | 1.57
2035 | SPP_N_2_RMPA | SPP_N | RMPA | External | Summer | B7 | 400 | 210 | 163.7 | 134.61 | 139.61 | 5 | 0
2035 | SPP_N_2_RMPA | SPP_N | RMPA | External | Summer | B8 | 500 | 210 | 210 | 121.33 | 126.34 | 5 | 0.01
2035 | SPP_N_2_RMPA | SPP_N | RMPA | External | Summer | B9 | 800 | 210 | 0 | 116.6 | 119.4 | 5 | 0
2035 | SPP_N_2_RMPA | SPP_N | RMPA | External | Summer | B10 | 1262 | 210 | 0 | 115.46 | 117.76 | 5 | 0
2035 | SPP_N_2_RMPA | SPP_N | RMPA | External | Winter | B16 | 25 | 210 | 210 | 121.43 | 127.37 | 5 | 0.94
2035 | SPP_N_2_RMPA | SPP_N | RMPA | External | Winter | B17 | 100 | 210 | 0 | 120.39 | 123.49 | 5 | 0
2035 | SPP_N_2_RMPA | SPP_N | RMPA | External | Winter | B18 | 400 | 210 | 0 | 120.39 | 123.49 | 5 | 0
2035 | SPP_N_2_RMPA | SPP_N | RMPA | External | Winter | B19 | 700 | 210 | 210 | 115.46 | 123.49 | 5 | 3.03
2035 | SPP_N_2_RMPA | SPP_N | RMPA | External | Winter | B20 | 935 | 210 | 0 | 112.86 | 106.87 | 5 | 0
2035 | SPP_S_2_ERCOT | SPP_S | ERCOT | External | Shoulder | B11 | 25 | 800 | 0 | 136.15 | 136.08 | 5 | 0
2035 | SPP_S_2_ERCOT | SPP_S | ERCOT | External | Shoulder | B12 | 200 | 800 | 800 | 118.11 | 136.08 | 5 | 12.97
2035 | SPP_S_2_ERCOT | SPP_S | ERCOT | External | Shoulder | B13 | 600 | 800 | 0 | 117.21 | 117.14 | 5 | 0
2035 | SPP_S_2_ERCOT | SPP_S | ERCOT | External | Shoulder | B14 | 900 | 800 | 0 | 112.39 | 117.14 | 5 | 0
2035 | SPP_S_2_ERCOT | SPP_S | ERCOT | External | Shoulder | B15 | 1203 | 800 | 566.91 | 105.24 | 110.24 | 5 | 0
2035 | SPP_S_2_ERCOT | SPP_S | ERCOT | External | Summer | B1 | 10 | 800 | 800 | 134.62 | 222.14 | 5 | 82.52
2035 | SPP_S_2_ERCOT | SPP_S | ERCOT | External | Summer | B2 | 25 | 800 | 800 | 196.29 | 222.14 | 5 | 20.84
2035 | SPP_S_2_ERCOT | SPP_S | ERCOT | External | Summer | B3 | 75 | 800 | 0 | 205.6 | 134.52 | 5 | 0
2035 | SPP_S_2_ERCOT | SPP_S | ERCOT | External | Summer | B4 | 100 | 800 | 0 | 182.46 | 134.52 | 5 | 0
2035 | SPP_S_2_ERCOT | SPP_S | ERCOT | External | Summer | B5 | 200 | 800 | 0 | 144.47 | 134.52 | 5 | 0
2035 | SPP_S_2_ERCOT | SPP_S | ERCOT | External | Summer | B6 | 300 | 800 | 0 | 137.36 | 134.52 | 5 | 0
2035 | SPP_S_2_ERCOT | SPP_S | ERCOT | External | Summer | B7 | 400 | 800 | 0 | 134.62 | 134.52 | 5 | 0
2035 | SPP_S_2_ERCOT | SPP_S | ERCOT | External | Summer | B8 | 500 | 800 | 0 | 130.95 | 134.52 | 5 | 0
2035 | SPP_S_2_ERCOT | SPP_S | ERCOT | External | Summer | B9 | 800 | 800 | 0 | 116.61 | 115.82 | 5 | 0
2035 | SPP_S_2_ERCOT | SPP_S | ERCOT | External | Summer | B10 | 1262 | 800 | 0 | 115.47 | 115.82 | 5 | 0
2035 | SPP_S_2_ERCOT | SPP_S | ERCOT | External | Winter | B16 | 25 | 800 | 800 | 121.44 | 139.35 | 5 | 12.9
2035 | SPP_S_2_ERCOT | SPP_S | ERCOT | External | Winter | B17 | 100 | 800 | 800 | 120.41 | 139.35 | 5 | 13.94
2035 | SPP_S_2_ERCOT | SPP_S | ERCOT | External | Winter | B18 | 400 | 800 | 0 | 120.41 | 119.92 | 5 | 0
2035 | SPP_S_2_ERCOT | SPP_S | ERCOT | External | Winter | B19 | 700 | 800 | 0 | 115.48 | 119.92 | 5 | 0
2035 | SPP_S_2_ERCOT | SPP_S | ERCOT | External | Winter | B20 | 935 | 800 | 0 | 112.87 | 107.72 | 5 | 0
2040 | AZ_NM_SNV_Coal_2_SPP_S | AZ_NM_SNV_Coal | SPP_S | External | Shoulder | B11 | 25 | 400 | 400 | 112.52 | 157.44 | 8.17 | 36.75
2040 | AZ_NM_SNV_Coal_2_SPP_S | AZ_NM_SNV_Coal | SPP_S | External | Shoulder | B12 | 200 | 400 | 400 | 102.23 | 156.45 | 8.17 | 46.06
2040 | AZ_NM_SNV_Coal_2_SPP_S | AZ_NM_SNV_Coal | SPP_S | External | Shoulder | B13 | 600 | 400 | 400 | 102.23 | 151.64 | 8.17 | 41.25
2040 | AZ_NM_SNV_Coal_2_SPP_S | AZ_NM_SNV_Coal | SPP_S | External | Shoulder | B14 | 900 | 400 | 400 | 102.23 | 118.37 | 8.17 | 7.98
2040 | AZ_NM_SNV_Coal_2_SPP_S | AZ_NM_SNV_Coal | SPP_S | External | Shoulder | B15 | 1203 | 400 | 0 | 85.9 | 73.5 | 8.17 | 0
2040 | AZ_NM_SNV_Coal_2_SPP_S | AZ_NM_SNV_Coal | SPP_S | External | Summer | B1 | 10 | 400 | 0 | 260.53 | 180.29 | 8.17 | 0
2040 | AZ_NM_SNV_Coal_2_SPP_S | AZ_NM_SNV_Coal | SPP_S | External | Summer | B2 | 25 | 400 | 0 | 260.53 | 259.63 | 8.17 | 0
2040 | AZ_NM_SNV_Coal_2_SPP_S | AZ_NM_SNV_Coal | SPP_S | External | Summer | B3 | 75 | 400 | 400 | 260.53 | 279.23 | 8.17 | 10.53
2040 | AZ_NM_SNV_Coal_2_SPP_S | AZ_NM_SNV_Coal | SPP_S | External | Summer | B4 | 100 | 400 | 0 | 217.04 | 189.29 | 8.17 | 0
2040 | AZ_NM_SNV_Coal_2_SPP_S | AZ_NM_SNV_Coal | SPP_S | External | Summer | B5 | 200 | 400 | 0 | 183.44 | 184.18 | 8.17 | 0
2040 | AZ_NM_SNV_Coal_2_SPP_S | AZ_NM_SNV_Coal | SPP_S | External | Summer | B6 | 300 | 400 | 0 | 181.94 | 180.71 | 8.17 | 0
2040 | AZ_NM_SNV_Coal_2_SPP_S | AZ_NM_SNV_Coal | SPP_S | External | Summer | B7 | 400 | 400 | 0 | 177.62 | 175.49 | 8.17 | 0
2040 | AZ_NM_SNV_Coal_2_SPP_S | AZ_NM_SNV_Coal | SPP_S | External | Summer | B8 | 500 | 400 | 0 | 177.62 | 155.87 | 8.17 | 0
2040 | AZ_NM_SNV_Coal_2_SPP_S | AZ_NM_SNV_Coal | SPP_S | External | Summer | B9 | 800 | 400 | 0 | 175.29 | 154.74 | 8.17 | 0
2040 | AZ_NM_SNV_Coal_2_SPP_S | AZ_NM_SNV_Coal | SPP_S | External | Summer | B10 | 1262 | 400 | 0 | 158.96 | 86.59 | 8.17 | 0
2040 | AZ_NM_SNV_Coal_2_SPP_S | AZ_NM_SNV_Coal | SPP_S | External | Winter | B16 | 25 | 400 | 400 | 119.95 | 152.3 | 8.17 | 24.19
2040 | AZ_NM_SNV_Coal_2_SPP_S | AZ_NM_SNV_Coal | SPP_S | External | Winter | B17 | 100 | 400 | 400 | 102.48 | 141.24 | 8.17 | 30.59
2040 | AZ_NM_SNV_Coal_2_SPP_S | AZ_NM_SNV_Coal | SPP_S | External | Winter | B18 | 400 | 400 | 400 | 102.47 | 152.28 | 8.17 | 41.64
2040 | AZ_NM_SNV_Coal_2_SPP_S | AZ_NM_SNV_Coal | SPP_S | External | Winter | B19 | 700 | 400 | 400 | 102.47 | 141.23 | 8.17 | 30.59
2040 | AZ_NM_SNV_Coal_2_SPP_S | AZ_NM_SNV_Coal | SPP_S | External | Winter | B20 | 935 | 400 | 0 | 86.14 | 73.5 | 8.17 | 0
2040 | ERCOT_2_SPP_S | ERCOT | SPP_S | External | Shoulder | B11 | 25 | 800 | 0 | 182.23 | 157.44 | 8 | 0
2040 | ERCOT_2_SPP_S | ERCOT | SPP_S | External | Shoulder | B12 | 200 | 800 | 0 | 157.63 | 156.45 | 8 | 0
2040 | ERCOT_2_SPP_S | ERCOT | SPP_S | External | Shoulder | B13 | 600 | 800 | 0 | 156.39 | 151.64 | 8 | 0
2040 | ERCOT_2_SPP_S | ERCOT | SPP_S | External | Shoulder | B14 | 900 | 800 | 0 | 156.39 | 118.37 | 8 | 0
2040 | ERCOT_2_SPP_S | ERCOT | SPP_S | External | Shoulder | B15 | 1203 | 800 | 800 | 64.87 | 73.5 | 8 | 0.63
2040 | ERCOT_2_SPP_S | ERCOT | SPP_S | External | Summer | B1 | 10 | 800 | 0 | 296.53 | 180.29 | 8 | 0
2040 | ERCOT_2_SPP_S | ERCOT | SPP_S | External | Summer | B2 | 25 | 800 | 0 | 296.53 | 259.63 | 8 | 0
2040 | ERCOT_2_SPP_S | ERCOT | SPP_S | External | Summer | B3 | 75 | 800 | 723.56 | 271.23 | 279.23 | 8 | 0
2040 | ERCOT_2_SPP_S | ERCOT | SPP_S | External | Summer | B4 | 100 | 800 | 800 | 180.49 | 189.29 | 8 | 0.79
2040 | ERCOT_2_SPP_S | ERCOT | SPP_S | External | Summer | B5 | 200 | 800 | 0 | 180.49 | 184.18 | 8 | 0
2040 | ERCOT_2_SPP_S | ERCOT | SPP_S | External | Summer | B6 | 300 | 800 | 0 | 180.49 | 180.71 | 8 | 0
2040 | ERCOT_2_SPP_S | ERCOT | SPP_S | External | Summer | B7 | 400 | 800 | 0 | 180.49 | 175.49 | 8 | 0
2040 | ERCOT_2_SPP_S | ERCOT | SPP_S | External | Summer | B8 | 500 | 800 | 0 | 154.92 | 155.87 | 8 | 0
2040 | ERCOT_2_SPP_S | ERCOT | SPP_S | External | Summer | B9 | 800 | 800 | 0 | 154.92 | 154.74 | 8 | 0
2040 | ERCOT_2_SPP_S | ERCOT | SPP_S | External | Summer | B10 | 1262 | 800 | 663.46 | 78.59 | 86.59 | 8 | 0
2040 | ERCOT_2_SPP_S | ERCOT | SPP_S | External | Winter | B16 | 25 | 800 | 0 | 185.84 | 152.3 | 8 | 0
2040 | ERCOT_2_SPP_S | ERCOT | SPP_S | External | Winter | B17 | 100 | 800 | 0 | 159.46 | 141.24 | 8 | 0
2040 | ERCOT_2_SPP_S | ERCOT | SPP_S | External | Winter | B18 | 400 | 800 | 0 | 159.46 | 152.28 | 8 | 0
2040 | ERCOT_2_SPP_S | ERCOT | SPP_S | External | Winter | B19 | 700 | 800 | 0 | 159.46 | 141.23 | 8 | 0
2040 | ERCOT_2_SPP_S | ERCOT | SPP_S | External | Winter | B20 | 935 | 800 | 469.87 | 65.5 | 73.5 | 8 | 0
2040 | MAPP_US_2_RMPA | MAPP_US | RMPA | External | Shoulder | B11 | 25 | 200 | 0 | 148.21 | 117.98 | 8 | 0
2040 | MAPP_US_2_RMPA | MAPP_US | RMPA | External | Shoulder | B12 | 200 | 200 | 0 | 146.88 | 110.39 | 8 | 0
2040 | MAPP_US_2_RMPA | MAPP_US | RMPA | External | Shoulder | B13 | 600 | 200 | 0 | 141.42 | 110.39 | 8 | 0
2040 | MAPP_US_2_RMPA | MAPP_US | RMPA | External | Shoulder | B14 | 900 | 200 | 0 | 104.38 | 110.38 | 8 | 0
2040 | MAPP_US_2_RMPA | MAPP_US | RMPA | External | Shoulder | B15 | 1203 | 200 | 200 | 67.71 | 86.71 | 8 | 11
2040 | MAPP_US_2_RMPA | MAPP_US | RMPA | External | Summer | B1 | 10 | 200 | 0 | 277.48 | 281.35 | 8 | 0
2040 | MAPP_US_2_RMPA | MAPP_US | RMPA | External | Summer | B2 | 25 | 200 | 0 | 277.22 | 275.81 | 8 | 0
2040 | MAPP_US_2_RMPA | MAPP_US | RMPA | External | Summer | B3 | 75 | 200 | 0 | 277.24 | 271.24 | 8 | 0
2040 | MAPP_US_2_RMPA | MAPP_US | RMPA | External | Summer | B4 | 100 | 200 | 200 | 187.27 | 199.27 | 8 | 4
2040 | MAPP_US_2_RMPA | MAPP_US | RMPA | External | Summer | B5 | 200 | 200 | 200 | 182.17 | 191.61 | 8 | 1.44
2040 | MAPP_US_2_RMPA | MAPP_US | RMPA | External | Summer | B6 | 300 | 200 | 200 | 174.19 | 183.44 | 8 | 1.25
2040 | MAPP_US_2_RMPA | MAPP_US | RMPA | External | Summer | B7 | 400 | 200 | 200 | 158.95 | 173.59 | 8 | 6.65
2040 | MAPP_US_2_RMPA | MAPP_US | RMPA | External | Summer | B8 | 500 | 200 | 200 | 145.29 | 167.11 | 8 | 13.82
2040 | MAPP_US_2_RMPA | MAPP_US | RMPA | External | Summer | B9 | 800 | 200 | 200 | 145.19 | 156.72 | 8 | 3.53
2040 | MAPP_US_2_RMPA | MAPP_US | RMPA | External | Summer | B10 | 1262 | 200 | 200 | 72.58 | 156.72 | 8 | 76.14
2040 | MAPP_US_2_RMPA | MAPP_US | RMPA | External | Winter | B16 | 25 | 200 | 200 | 85.56 | 163.13 | 8 | 69.57
2040 | MAPP_US_2_RMPA | MAPP_US | RMPA | External | Winter | B17 | 100 | 200 | 0 | 127.23 | 133.23 | 8 | 0
2040 | MAPP_US_2_RMPA | MAPP_US | RMPA | External | Winter | B18 | 400 | 200 | 0 | 134.23 | 112.04 | 8 | 0
2040 | MAPP_US_2_RMPA | MAPP_US | RMPA | External | Winter | B19 | 700 | 200 | 0 | 134.23 | 112.04 | 8 | 0
2040 | MAPP_US_2_RMPA | MAPP_US | RMPA | External | Winter | B20 | 935 | 200 | 200 | 71.54 | 82.25 | 8 | 2.71
2040 | NE_2_RMPA | NE | RMPA | External | Shoulder | B11 | 25 | 310 | 0 | 157.41 | 117.98 | 5 | 0
2040 | NE_2_RMPA | NE | RMPA | External | Shoulder | B12 | 200 | 310 | 0 | 156.45 | 110.39 | 5 | 0
2040 | NE_2_RMPA | NE | RMPA | External | Shoulder | B13 | 600 | 310 | 0 | 151.64 | 110.39 | 5 | 0
2040 | NE_2_RMPA | NE | RMPA | External | Shoulder | B14 | 900 | 310 | 0 | 118.38 | 110.38 | 5 | 0
2040 | NE_2_RMPA | NE | RMPA | External | Shoulder | B15 | 1203 | 310 | 309.63 | 81.71 | 86.71 | 5 | 0
2040 | NE_2_RMPA | NE | RMPA | External | Summer | B1 | 10 | 310 | 0 | 284.48 | 281.35 | 5 | 0
2040 | NE_2_RMPA | NE | RMPA | External | Summer | B2 | 25 | 310 | 0 | 284.22 | 275.81 | 5 | 0
2040 | NE_2_RMPA | NE | RMPA | External | Summer | B3 | 75 | 310 | 0 | 284.24 | 271.24 | 5 | 0
2040 | NE_2_RMPA | NE | RMPA | External | Summer | B4 | 100 | 310 | 211.6 | 194.27 | 199.27 | 5 | 0
2040 | NE_2_RMPA | NE | RMPA | External | Summer | B5 | 200 | 310 | 0 | 189.17 | 191.61 | 5 | 0
2040 | NE_2_RMPA | NE | RMPA | External | Summer | B6 | 300 | 310 | 0 | 181.19 | 183.44 | 5 | 0
2040 | NE_2_RMPA | NE | RMPA | External | Summer | B7 | 400 | 310 | 61.96 | 168.59 | 173.59 | 5 | 0
2040 | NE_2_RMPA | NE | RMPA | External | Summer | B8 | 500 | 310 | 310 | 155.85 | 167.11 | 5 | 6.26
2040 | NE_2_RMPA | NE | RMPA | External | Summer | B9 | 800 | 310 | 0 | 155.25 | 156.72 | 5 | 0
2040 | NE_2_RMPA | NE | RMPA | External | Summer | B10 | 1262 | 310 | 310 | 86.58 | 156.72 | 5 | 65.14
2040 | NE_2_RMPA | NE | RMPA | External | Winter | B16 | 25 | 310 | 310 | 152.28 | 163.13 | 5 | 5.85
2040 | NE_2_RMPA | NE | RMPA | External | Winter | B17 | 100 | 310 | 0 | 141.23 | 133.23 | 5 | 0
2040 | NE_2_RMPA | NE | RMPA | External | Winter | B18 | 400 | 310 | 0 | 152.27 | 112.04 | 5 | 0
2040 | NE_2_RMPA | NE | RMPA | External | Winter | B19 | 700 | 310 | 0 | 141.23 | 112.04 | 5 | 0
2040 | NE_2_RMPA | NE | RMPA | External | Winter | B20 | 935 | 310 | 0 | 79.89 | 82.25 | 5 | 0
2040 | NWPP_Coal_2_MAPP_US | NWPP_Coal | MAPP_US | External | Shoulder | B11 | 25 | 150 | 150 | 102.21 | 148.21 | 8 | 38
2040 | NWPP_Coal_2_MAPP_US | NWPP_Coal | MAPP_US | External | Shoulder | B12 | 200 | 150 | 150 | 102.21 | 146.88 | 8 | 36.67
2040 | NWPP_Coal_2_MAPP_US | NWPP_Coal | MAPP_US | External | Shoulder | B13 | 600 | 150 | 150 | 102.21 | 141.42 | 8 | 31.21
2040 | NWPP_Coal_2_MAPP_US | NWPP_Coal | MAPP_US | External | Shoulder | B14 | 900 | 150 | 0 | 102.21 | 104.38 | 8 | 0
2040 | NWPP_Coal_2_MAPP_US | NWPP_Coal | MAPP_US | External | Shoulder | B15 | 1203 | 150 | 0 | 102.21 | 67.71 | 8 | 0
2040 | NWPP_Coal_2_MAPP_US | NWPP_Coal | MAPP_US | External | Summer | B1 | 10 | 150 | 150 | 217.03 | 277.48 | 8 | 52.46
2040 | NWPP_Coal_2_MAPP_US | NWPP_Coal | MAPP_US | External | Summer | B2 | 25 | 150 | 150 | 192.26 | 277.22 | 8 | 76.96
2040 | NWPP_Coal_2_MAPP_US | NWPP_Coal | MAPP_US | External | Summer | B3 | 75 | 150 | 150 | 175.28 | 277.24 | 8 | 93.96
2040 | NWPP_Coal_2_MAPP_US | NWPP_Coal | MAPP_US | External | Summer | B4 | 100 | 150 | 150 | 175.28 | 187.27 | 8 | 4
2040 | NWPP_Coal_2_MAPP_US | NWPP_Coal | MAPP_US | External | Summer | B5 | 200 | 150 | 0 | 175.28 | 182.17 | 8 | 0
2040 | NWPP_Coal_2_MAPP_US | NWPP_Coal | MAPP_US | External | Summer | B6 | 300 | 150 | 0 | 175.28 | 174.19 | 8 | 0
2040 | NWPP_Coal_2_MAPP_US | NWPP_Coal | MAPP_US | External | Summer | B7 | 400 | 150 | 0 | 175.28 | 158.95 | 8 | 0
2040 | NWPP_Coal_2_MAPP_US | NWPP_Coal | MAPP_US | External | Summer | B8 | 500 | 150 | 0 | 175.28 | 145.29 | 8 | 0
2040 | NWPP_Coal_2_MAPP_US | NWPP_Coal | MAPP_US | External | Summer | B9 | 800 | 150 | 0 | 175.28 | 145.19 | 8 | 0
2040 | NWPP_Coal_2_MAPP_US | NWPP_Coal | MAPP_US | External | Summer | B10 | 1262 | 150 | 0 | 175.28 | 72.58 | 8 | 0
2040 | NWPP_Coal_2_MAPP_US | NWPP_Coal | MAPP_US | External | Winter | B16 | 25 | 150 | 0 | 111.78 | 85.56 | 8 | 0
2040 | NWPP_Coal_2_MAPP_US | NWPP_Coal | MAPP_US | External | Winter | B17 | 100 | 150 | 150 | 102.46 | 127.23 | 8 | 16.77
2040 | NWPP_Coal_2_MAPP_US | NWPP_Coal | MAPP_US | External | Winter | B18 | 400 | 150 | 150 | 102.46 | 134.23 | 8 | 23.77
2040 | NWPP_Coal_2_MAPP_US | NWPP_Coal | MAPP_US | External | Winter | B19 | 700 | 150 | 150 | 102.46 | 134.23 | 8 | 23.77
2040 | NWPP_Coal_2_MAPP_US | NWPP_Coal | MAPP_US | External | Winter | B20 | 935 | 150 | 0 | 102.46 | 71.54 | 8 | 0
2040 | RMPA_2_MAPP_US | RMPA | MAPP_US | External | Shoulder | B11 | 25 | 200 | 200 | 117.98 | 148.21 | 8 | 22.23
2040 | RMPA_2_MAPP_US | RMPA | MAPP_US | External | Shoulder | B12 | 200 | 200 | 200 | 110.39 | 146.88 | 8 | 28.49
2040 | RMPA_2_MAPP_US | RMPA | MAPP_US | External | Shoulder | B13 | 600 | 200 | 200 | 110.39 | 141.42 | 8 | 23.03
2040 | RMPA_2_MAPP_US | RMPA | MAPP_US | External | Shoulder | B14 | 900 | 200 | 0 | 110.38 | 104.38 | 8 | 0
2040 | RMPA_2_MAPP_US | RMPA | MAPP_US | External | Shoulder | B15 | 1203 | 200 | 0 | 86.71 | 67.71 | 8 | 0
2040 | RMPA_2_MAPP_US | RMPA | MAPP_US | External | Summer | B1 | 10 | 200 | 0 | 281.35 | 277.48 | 8 | 0
2040 | RMPA_2_MAPP_US | RMPA | MAPP_US | External | Summer | B2 | 25 | 200 | 0 | 275.81 | 277.22 | 8 | 0
2040 | RMPA_2_MAPP_US | RMPA | MAPP_US | External | Summer | B3 | 75 | 200 | 0 | 271.24 | 277.24 | 8 | 0
2040 | RMPA_2_MAPP_US | RMPA | MAPP_US | External | Summer | B4 | 100 | 200 | 0 | 199.27 | 187.27 | 8 | 0
2040 | RMPA_2_MAPP_US | RMPA | MAPP_US | External | Summer | B5 | 200 | 200 | 0 | 191.61 | 182.17 | 8 | 0
2040 | RMPA_2_MAPP_US | RMPA | MAPP_US | External | Summer | B6 | 300 | 200 | 0 | 183.44 | 174.19 | 8 | 0
2040 | RMPA_2_MAPP_US | RMPA | MAPP_US | External | Summer | B7 | 400 | 200 | 0 | 173.59 | 158.95 | 8 | 0
2040 | RMPA_2_MAPP_US | RMPA | MAPP_US | External | Summer | B8 | 500 | 200 | 0 | 167.11 | 145.29 | 8 | 0
2040 | RMPA_2_MAPP_US | RMPA | MAPP_US | External | Summer | B9 | 800 | 200 | 0 | 156.72 | 145.19 | 8 | 0
2040 | RMPA_2_MAPP_US | RMPA | MAPP_US | External | Summer | B10 | 1262 | 200 | 0 | 156.72 | 72.58 | 8 | 0
2040 | RMPA_2_MAPP_US | RMPA | MAPP_US | External | Winter | B16 | 25 | 200 | 0 | 163.13 | 85.56 | 8 | 0
2040 | RMPA_2_MAPP_US | RMPA | MAPP_US | External | Winter | B17 | 100 | 200 | 0 | 133.23 | 127.23 | 8 | 0
2040 | RMPA_2_MAPP_US | RMPA | MAPP_US | External | Winter | B18 | 400 | 200 | 200 | 112.04 | 134.23 | 8 | 14.18
2040 | RMPA_2_MAPP_US | RMPA | MAPP_US | External | Winter | B19 | 700 | 200 | 200 | 112.04 | 134.23 | 8 | 14.18
2040 | RMPA_2_MAPP_US | RMPA | MAPP_US | External | Winter | B20 | 935 | 200 | 0 | 82.25 | 71.54 | 8 | 0
2040 | RMPA_2_NE | RMPA | NE | External | Shoulder | B11 | 25 | 310 | 310 | 117.98 | 157.41 | 8 | 31.43
2040 | RMPA_2_NE | RMPA | NE | External | Shoulder | B12 | 200 | 310 | 310 | 110.39 | 156.45 | 8 | 38.06
2040 | RMPA_2_NE | RMPA | NE | External | Shoulder | B13 | 600 | 310 | 310 | 110.39 | 151.64 | 8 | 33.25
2040 | RMPA_2_NE | RMPA | NE | External | Shoulder | B14 | 900 | 310 | 122.38 | 110.38 | 118.38 | 8 | 0
2040 | RMPA_2_NE | RMPA | NE | External | Shoulder | B15 | 1203 | 310 | 0 | 86.71 | 81.71 | 8 | 0
2040 | RMPA_2_NE | RMPA | NE | External | Summer | B1 | 10 | 310 | 0 | 281.35 | 284.48 | 8 | 0
2040 | RMPA_2_NE | RMPA | NE | External | Summer | B2 | 25 | 310 | 310 | 275.81 | 284.22 | 8 | 0.41
2040 | RMPA_2_NE | RMPA | NE | External | Summer | B3 | 75 | 310 | 310 | 271.24 | 284.24 | 8 | 5
2040 | RMPA_2_NE | RMPA | NE | External | Summer | B4 | 100 | 310 | 0 | 199.27 | 194.27 | 8 | 0
2040 | RMPA_2_NE | RMPA | NE | External | Summer | B5 | 200 | 310 | 0 | 191.61 | 189.17 | 8 | 0
2040 | RMPA_2_NE | RMPA | NE | External | Summer | B6 | 300 | 310 | 0 | 183.44 | 181.19 | 8 | 0
2040 | RMPA_2_NE | RMPA | NE | External | Summer | B7 | 400 | 310 | 0 | 173.59 | 168.59 | 8 | 0
2040 | RMPA_2_NE | RMPA | NE | External | Summer | B8 | 500 | 310 | 0 | 167.11 | 155.85 | 8 | 0
2040 | RMPA_2_NE | RMPA | NE | External | Summer | B9 | 800 | 310 | 0 | 156.72 | 155.25 | 8 | 0
2040 | RMPA_2_NE | RMPA | NE | External | Summer | B10 | 1262 | 310 | 0 | 156.72 | 86.58 | 8 | 0
2040 | RMPA_2_NE | RMPA | NE | External | Winter | B16 | 25 | 310 | 0 | 163.13 | 152.28 | 8 | 0
2040 | RMPA_2_NE | RMPA | NE | External | Winter | B17 | 100 | 310 | 28.85 | 133.23 | 141.23 | 8 | 0
2040 | RMPA_2_NE | RMPA | NE | External | Winter | B18 | 400 | 310 | 310 | 112.04 | 152.27 | 8 | 32.22
2040 | RMPA_2_NE | RMPA | NE | External | Winter | B19 | 700 | 310 | 310 | 112.04 | 141.23 | 8 | 21.18
2040 | RMPA_2_NE | RMPA | NE | External | Winter | B20 | 935 | 310 | 0 | 82.25 | 79.89 | 8 | 0
2040 | RMPA_2_SPP_N | RMPA | SPP_N | External | Shoulder | B11 | 25 | 210 | 210 | 117.98 | 157.43 | 8 | 31.44
2040 | RMPA_2_SPP_N | RMPA | SPP_N | External | Shoulder | B12 | 200 | 210 | 210 | 110.39 | 156.44 | 8 | 38.05
2040 | RMPA_2_SPP_N | RMPA | SPP_N | External | Shoulder | B13 | 600 | 210 | 210 | 110.39 | 151.63 | 8 | 33.24
2040 | RMPA_2_SPP_N | RMPA | SPP_N | External | Shoulder | B14 | 900 | 210 | 120.54 | 110.38 | 118.38 | 8 | 0
2040 | RMPA_2_SPP_N | RMPA | SPP_N | External | Shoulder | B15 | 1203 | 210 | 0 | 86.71 | 73.5 | 8 | 0
2040 | RMPA_2_SPP_N | RMPA | SPP_N | External | Summer | B1 | 10 | 210 | 0 | 281.35 | 279.47 | 8 | 0
2040 | RMPA_2_SPP_N | RMPA | SPP_N | External | Summer | B2 | 25 | 210 | 102.78 | 275.81 | 283.81 | 8 | 0
2040 | RMPA_2_SPP_N | RMPA | SPP_N | External | Summer | B3 | 75 | 210 | 47.38 | 271.24 | 279.24 | 8 | 0
2040 | RMPA_2_SPP_N | RMPA | SPP_N | External | Summer | B4 | 100 | 210 | 0 | 199.27 | 189.27 | 8 | 0
2040 | RMPA_2_SPP_N | RMPA | SPP_N | External | Summer | B5 | 200 | 210 | 0 | 191.61 | 184.17 | 8 | 0
2040 | RMPA_2_SPP_N | RMPA | SPP_N | External | Summer | B6 | 300 | 210 | 0 | 183.44 | 180.69 | 8 | 0
2040 | RMPA_2_SPP_N | RMPA | SPP_N | External | Summer | B7 | 400 | 210 | 0 | 173.59 | 168.6 | 8 | 0
2040 | RMPA_2_SPP_N | RMPA | SPP_N | External | Summer | B8 | 500 | 210 | 0 | 167.11 | 155.86 | 8 | 0
2040 | RMPA_2_SPP_N | RMPA | SPP_N | External | Summer | B9 | 800 | 210 | 0 | 156.72 | 154.73 | 8 | 0
2040 | RMPA_2_SPP_N | RMPA | SPP_N | External | Summer | B10 | 1262 | 210 | 0 | 156.72 | 86.58 | 8 | 0
2040 | RMPA_2_SPP_N | RMPA | SPP_N | External | Winter | B16 | 25 | 210 | 0 | 163.13 | 152.29 | 8 | 0
2040 | RMPA_2_SPP_N | RMPA | SPP_N | External | Winter | B17 | 100 | 210 | 189.17 | 133.23 | 141.23 | 8 | 0
2040 | RMPA_2_SPP_N | RMPA | SPP_N | External | Winter | B18 | 400 | 210 | 210 | 112.04 | 152.27 | 8 | 32.22
2040 | RMPA_2_SPP_N | RMPA | SPP_N | External | Winter | B19 | 700 | 210 | 210 | 112.04 | 141.22 | 8 | 21.17
2040 | RMPA_2_SPP_N | RMPA | SPP_N | External | Winter | B20 | 935 | 210 | 0 | 82.25 | 73.54 | 8 | 0
2040 | SPP_N_2_RMPA | SPP_N | RMPA | External | Shoulder | B11 | 25 | 210 | 0 | 157.43 | 117.98 | 5 | 0
2040 | SPP_N_2_RMPA | SPP_N | RMPA | External | Shoulder | B12 | 200 | 210 | 0 | 156.44 | 110.39 | 5 | 0
2040 | SPP_N_2_RMPA | SPP_N | RMPA | External | Shoulder | B13 | 600 | 210 | 0 | 151.63 | 110.39 | 5 | 0
2040 | SPP_N_2_RMPA | SPP_N | RMPA | External | Shoulder | B14 | 900 | 210 | 0 | 118.38 | 110.38 | 5 | 0
2040 | SPP_N_2_RMPA | SPP_N | RMPA | External | Shoulder | B15 | 1203 | 210 | 210 | 73.5 | 86.71 | 5 | 8.21
2040 | SPP_N_2_RMPA | SPP_N | RMPA | External | Summer | B1 | 10 | 210 | 0 | 279.47 | 281.35 | 5 | 0
2040 | SPP_N_2_RMPA | SPP_N | RMPA | External | Summer | B2 | 25 | 210 | 0 | 283.81 | 275.81 | 5 | 0
2040 | SPP_N_2_RMPA | SPP_N | RMPA | External | Summer | B3 | 75 | 210 | 0 | 279.24 | 271.24 | 5 | 0
2040 | SPP_N_2_RMPA | SPP_N | RMPA | External | Summer | B4 | 100 | 210 | 210 | 189.27 | 199.27 | 5 | 5
2040 | SPP_N_2_RMPA | SPP_N | RMPA | External | Summer | B5 | 200 | 210 | 210 | 184.17 | 191.61 | 5 | 2.44
2040 | SPP_N_2_RMPA | SPP_N | RMPA | External | Summer | B6 | 300 | 210 | 0 | 180.69 | 183.44 | 5 | 0
2040 | SPP_N_2_RMPA | SPP_N | RMPA | External | Summer | B7 | 400 | 210 | 0 | 168.6 | 173.59 | 5 | 0
2040 | SPP_N_2_RMPA | SPP_N | RMPA | External | Summer | B8 | 500 | 210 | 210 | 155.86 | 167.11 | 5 | 6.25
2040 | SPP_N_2_RMPA | SPP_N | RMPA | External | Summer | B9 | 800 | 210 | 0 | 154.73 | 156.72 | 5 | 0
2040 | SPP_N_2_RMPA | SPP_N | RMPA | External | Summer | B10 | 1262 | 210 | 210 | 86.58 | 156.72 | 5 | 65.14
2040 | SPP_N_2_RMPA | SPP_N | RMPA | External | Winter | B16 | 25 | 210 | 210 | 152.29 | 163.13 | 5 | 5.83
2040 | SPP_N_2_RMPA | SPP_N | RMPA | External | Winter | B17 | 100 | 210 | 0 | 141.23 | 133.23 | 5 | 0
2040 | SPP_N_2_RMPA | SPP_N | RMPA | External | Winter | B18 | 400 | 210 | 0 | 152.27 | 112.04 | 5 | 0
2040 | SPP_N_2_RMPA | SPP_N | RMPA | External | Winter | B19 | 700 | 210 | 0 | 141.22 | 112.04 | 5 | 0
2040 | SPP_N_2_RMPA | SPP_N | RMPA | External | Winter | B20 | 935 | 210 | 210 | 73.54 | 82.25 | 5 | 3.71
2040 | SPP_S_2_ERCOT | SPP_S | ERCOT | External | Shoulder | B11 | 25 | 800 | 800 | 157.44 | 182.23 | 5 | 19.79
2040 | SPP_S_2_ERCOT | SPP_S | ERCOT | External | Shoulder | B12 | 200 | 800 | 0 | 156.45 | 157.63 | 5 | 0
2040 | SPP_S_2_ERCOT | SPP_S | ERCOT | External | Shoulder | B13 | 600 | 800 | 0 | 151.64 | 156.39 | 5 | 0
2040 | SPP_S_2_ERCOT | SPP_S | ERCOT | External | Shoulder | B14 | 900 | 800 | 800 | 118.37 | 156.39 | 5 | 33.03
2040 | SPP_S_2_ERCOT | SPP_S | ERCOT | External | Shoulder | B15 | 1203 | 800 | 0 | 73.5 | 64.87 | 5 | 0
2040 | SPP_S_2_ERCOT | SPP_S | ERCOT | External | Summer | B1 | 10 | 800 | 800 | 180.29 | 296.53 | 5 | 111.24
2040 | SPP_S_2_ERCOT | SPP_S | ERCOT | External | Summer | B2 | 25 | 800 | 800 | 259.63 | 296.53 | 5 | 31.9
2040 | SPP_S_2_ERCOT | SPP_S | ERCOT | External | Summer | B3 | 75 | 800 | 0 | 279.23 | 271.23 | 5 | 0
2040 | SPP_S_2_ERCOT | SPP_S | ERCOT | External | Summer | B4 | 100 | 800 | 0 | 189.29 | 180.49 | 5 | 0
2040 | SPP_S_2_ERCOT | SPP_S | ERCOT | External | Summer | B5 | 200 | 800 | 0 | 184.18 | 180.49 | 5 | 0
2040 | SPP_S_2_ERCOT | SPP_S | ERCOT | External | Summer | B6 | 300 | 800 | 0 | 180.71 | 180.49 | 5 | 0
2040 | SPP_S_2_ERCOT | SPP_S | ERCOT | External | Summer | B7 | 400 | 800 | 341.23 | 175.49 | 180.49 | 5 | 0
2040 | SPP_S_2_ERCOT | SPP_S | ERCOT | External | Summer | B8 | 500 | 800 | 0 | 155.87 | 154.92 | 5 | 0
2040 | SPP_S_2_ERCOT | SPP_S | ERCOT | External | Summer | B9 | 800 | 800 | 0 | 154.74 | 154.92 | 5 | 0
2040 | SPP_S_2_ERCOT | SPP_S | ERCOT | External | Summer | B10 | 1262 | 800 | 0 | 86.59 | 78.59 | 5 | 0
2040 | SPP_S_2_ERCOT | SPP_S | ERCOT | External | Winter | B16 | 25 | 800 | 800 | 152.3 | 185.84 | 5 | 28.54
2040 | SPP_S_2_ERCOT | SPP_S | ERCOT | External | Winter | B17 | 100 | 800 | 800 | 141.24 | 159.46 | 5 | 13.22
2040 | SPP_S_2_ERCOT | SPP_S | ERCOT | External | Winter | B18 | 400 | 800 | 800 | 152.28 | 159.46 | 5 | 2.18
2040 | SPP_S_2_ERCOT | SPP_S | ERCOT | External | Winter | B19 | 700 | 800 | 800 | 141.23 | 159.46 | 5 | 13.24
2040 | SPP_S_2_ERCOT | SPP_S | ERCOT | External | Winter | B20 | 935 | 800 | 0 | 73.5 | 65.5 | 5 | 0